{"text_format":"1","workbook":"xlsx","n_sheets":23,"sheets":["Input","Resource and Financial Summary","Decision Matrices","Tidal Stream 1","Tidal Stream 2","Tidal Stream 3","Tidal Stream 4","Tidal Stream 5","Tidal Barrage 1","Tidal Barrage 2","Tidal Barrage 3","Tidal Barrage 4","Tidal Barrage 5","Wave 1","Wave 2","Wave 3","Wave 4","Wave 5","Tidal Device Database","Location Database","Storage Device Database","Wave Device Database","Wave Areas"],"not_rendered":{"charts":15,"images":0,"macros":1,"external_links":0,"defined_names":8,"comments":0,"pivot_tables":0},"unopened":[],"bounds":{"document_bytes":16777216,"sheet_cells":100000,"rows_first":2000,"rows_last":500,"rows_between":2000,"halvings":0,"cell_chars":16384,"cell_head_chars":4096},"cells_cut":0,"cells_raw":0,"read":"whole","date_system":"1900"}

{"sheet":"Input","index":0,"n_rows":469,"n_cols":10,"rows_kept":469,"cut":false,"hidden":false,"merged":[[76,9,76,10],[78,9,78,10],[79,9,79,10],[80,9,80,10],[81,9,81,10],[77,9,77,10],[90,9,90,10],[91,9,91,10],[84,9,84,10],[85,9,85,10],[86,9,86,10],[88,9,88,10],[89,9,89,10],[87,9,87,10],[69,9,69,10],[70,9,70,10],[71,9,71,10],[74,9,74,10],[75,9,75,10],[59,9,59,10],[60,9,60,10],[64,9,64,10],[65,9,65,10],[68,9,68,10],[67,9,67,10],[56,9,56,10],[58,9,58,10],[48,9,48,10],[49,9,49,10],[50,9,50,10],[51,9,51,10],[45,9,45,10],[46,9,46,10],[57,9,57,10],[72,5,72,6],[61,1,61,2],[62,1,62,2],[64,1,64,2],[60,1,60,2],[62,5,62,6],[51,5,51,6],[50,5,50,6],[49,5,49,6],[61,5,61,6],[60,5,60,6],[54,9,54,10],[55,9,55,10],[7,1,7,2],[8,1,8,2],[28,2,28,3],[44,1,44,2],[54,1,54,2],[11,0,11,2],[14,0,14,2],[74,1,74,2],[79,1,79,2],[80,1,80,2],[44,9,44,10],[61,9,61,10],[66,9,66,10],[72,9,72,10],[49,1,49,2],[50,1,50,2],[51,1,51,2],[52,1,52,2],[59,1,59,2],[72,1,72,2],[44,5,44,6],[54,5,54,6],[47,9,47,10],[92,1,92,2],[52,5,52,6],[64,5,64,6],[69,5,69,6],[70,5,70,6],[71,5,71,6],[81,1,81,2],[82,1,82,2],[84,1,84,2],[89,1,89,2],[90,1,90,2],[91,1,91,2],[69,1,69,2],[70,1,70,2],[71,1,71,2],[59,5,59,6],[89,5,89,6],[90,5,90,6],[91,5,91,6],[92,5,92,6],[74,5,74,6],[79,5,79,6],[80,5,80,6],[81,5,81,6],[82,5,82,6],[84,5,84,6]]}
["Decision Making Tool for Island Communities"]
["Coastal Renewable Generation and Storage Devices"]
[]
["Input Cells"]
[]
["Data"]
[]
["Island","Islay"]
["Population",3220]
["Average Daily Demand",12.6,"kWh"]
["Non-Renewable Generation Capacity",0]
["Demand"]
["Average Summer",null,"kW"]
["Average Winter",null,"kW"]
["Generation"]
["Average Summer",null,"kW"]
["Average Winter",null,"kW"]
[]
["Main Grid Connection","Yes"]
["Generation Excess?",{"$f":"IF(OR(B17>B14,B16>B13),\"Yes\", \"No\")","v":"No"}]
[{"$f":"IF(B20=\"No\",\"\",\"Max Excess\")","v":""},{"$f":"IF(A21=\"Max Excess\",MAX((B16-B13),(B17-B14)),\"\")","v":""},{"$f":"IF(B21<>\"\",\"kW\",\"\")","v":""}]
[]
["Required Storage"]
["Rated Capacity",null,"kW"]
["Capacity",null,"kWh"]
[]
["Current Renewable Generation"]
[]
["Device","Resource Type","Rated Power"]
["Enercon E-33 Turbine","Wind",330,"kW"]
[null,"[Select]",null,"kW"]
[null,"[Select]",null,"kW"]
[null,"[Select]",null,"kW"]
[null,"[Select]",null,"kW"]
[null,"[Select]",null,"kW"]
[null,"[Select]",null,"kW"]
[null,"[Select]",null,"kW"]
[null,"[Select]",null,"kW"]
[]
["Potential Generation and Storage"]
[]
["Resource Type:","Tidal Stream",null,null,"Resource Type:","Tidal Barrage",null,null,"Resource Type:","Wave"]
["No. of Sites",3,null,null,"No. of Sites",2,null,null,"No. of Sites",2]
[]
["Site Name","Portnahaven",null,null,"Site Name","Port Ellen",null,null,"Site Name","Portnahaven - Far"]
["Peak Flow (Springs)",3,{"$f":"IF(A46<>\"\",\"m/s\",\"\")","v":"m/s"},null,"Max Tidal Range",1.08,{"$f":"IF(E46<>\"\",\"m\",\"\")","v":"m"},null,"Position Relevant to Island","SW"]
["Peak Flow (Neaps)",2.5,{"$f":"IF(A47<>\"\",\"m/s\",\"\")","v":"m/s"},null,"Mean Tidal Range",0.66,{"$f":"IF(E47<>\"\",\"m\",\"\")","v":"m"},null,"Relevant Ocean Wave Area","North Sea (AREA 10)"]
["Lunar Cycle Period",28.74,{"$f":"IF(A48<>\"\",\"days\",\"\")","v":"days"},null,"Lunar Cycle Period",28.74,{"$f":"IF(E48<>\"\",\"days\",\"\")","v":"days"},null,"Average Wave Height",2.1]
["Tidal Period",12.4,{"$f":"IF(A49<>\"\",\"hours\",\"\")","v":"hours"},null,"Proposed Lagoon Surface Area",26546.5,{"$f":"IF(E49<>\"\",\"m^2\",\"\")","v":"m^2"},null,"Proximity to Grid Connection","5 km +"]
["Proximity to Grid Connection","2-3 km",null,null,"Proximity to Grid Connection","< 1 km",null,null,"Average Water Depth","> 20m"]
["Average Water Depth","> 20m",null,null,"Average Water Depth","< 5 m",null,null,"Seabed Topography","Moderate (Sandy, Moderate Gradient)"]
["Seabed Topography","Moderate (Rocky, Gentle Gradient)",null,null,"Seabed Topography","Moderate (Rocky, Gentle Gradient)",null,null,"Accessibility","Partially Accessible (Temporary Works, Obstacles)"]
["Accessibility","Fully Accessible (Exisiting Infrastructure for Transport)",null,null,"Accessibility","Partially Accessible (Temporary Works, No Obstacles)"]
[]
["Site Name","Inerval",null,null,"Site Name","Bowmore",null,null,"Site Name","Portnahaven - Near"]
["Peak Flow (Springs)",2.5,{"$f":"IF(A56<>\"\",\"m/s\",\"\")","v":"m/s"},null,"Max Tidal Range",0.8,{"$f":"IF(E56<>\"\",\"m\",\"\")","v":"m"},null,"Position Relevant to Island","SW"]
["Peak Flow (Neaps)",2,{"$f":"IF(A57<>\"\",\"m/s\",\"\")","v":"m/s"},null,"Mean Tidal Range",0.4,{"$f":"IF(E57<>\"\",\"m\",\"\")","v":"m"},null,"Relevant Ocean Wave Area","North Sea (AREA 10)"]
["Lunar Cycle Period",28.74,{"$f":"IF(A58<>\"\",\"days\",\"\")","v":"days"},null,"Lunar Cycle Period",28.74,{"$f":"IF(E58<>\"\",\"days\",\"\")","v":"days"},null,"Average Wave Height",1.8]
["Tidal Period",12.4,{"$f":"IF(A59<>\"\",\"hours\",\"\")","v":"hours"},null,"Proposed Lagoon Surface Area",49500,{"$f":"IF(E59<>\"\",\"m^2\",\"\")","v":"m^2"},null,"Proximity to Grid Connection","2-3 km"]
["Proximity to Grid Connection","2-3 km",null,null,"Proximity to Grid Connection","< 1 km",null,null,"Average Water Depth","> 20m"]
["Average Water Depth","> 20m",null,null,"Average Water Depth","< 5 m",null,null,"Seabed Topography","Moderate (Rocky, Gentle Gradient)"]
["Seabed Topography","Moderate (Sandy, Moderate Gradient)",null,null,"Seabed Topography","Benign (Sandy, Flat/Gentle Gradient)",null,null,"Accessibility","Partially Accessible (Temporary Works, Obstacles)"]
["Accessibility","Partially Accessible (Complex Temporary Works, Obstacles)",null,null,"Accessibility","Partially Accessible (Temporary Works, No Obstacles)"]
[]
["Site Name","Sound of Islay",null,null,"Site Name",{"$f":"IF(E65<>\"\", \"[Enter Name]\",\"\")","v":"[Enter Name]"},null,null,"Site Name","Mull of Oa"]
["Peak Flow (Springs)",4,{"$f":"IF(A66<>\"\",\"m/s\",\"\")","v":"m/s"},null,"Max Tidal Range",{"$f":"IF(E66<>\"\", \"[Enter Value]\",\"\")","v":"[Enter Value]"},{"$f":"IF(E66<>\"\",\"m\",\"\")","v":"m"},null,"Position Relevant to Island","SW"]
["Peak Flow (Neaps)",3.5,{"$f":"IF(A67<>\"\",\"m/s\",\"\")","v":"m/s"},null,"Mean Tidal Range",{"$f":"IF(E67<>\"\", \"[Enter Value]\",\"\")","v":"[Enter Value]"},{"$f":"IF(E67<>\"\",\"m\",\"\")","v":"m"},null,"Relevant Ocean Wave Area","North Sea (AREA 10)"]
["Lunar Cycle Period",28.74,{"$f":"IF(A68<>\"\",\"days\",\"\")","v":"days"},null,"Lunar Cycle Period","[Enter Value]",{"$f":"IF(E68<>\"\",\"days\",\"\")","v":"days"},null,"Average Wave Height",1.8]
["Tidal Period",12.4,{"$f":"IF(A69<>\"\",\"hours\",\"\")","v":"hours"},null,"Proposed Lagoon Surface Area","[Enter Value]",{"$f":"IF(E69<>\"\",\"m^2\",\"\")","v":"m^2"},null,"Proximity to Grid Connection","5 km +"]
["Proximity to Grid Connection","1-2 km",null,null,"Proximity to Grid Connection",{"$f":"IF(E70<>\"\", \"[Select Value]\",\"\")","v":"[Select Value]"},null,null,"Average Water Depth","> 20m"]
["Average Water Depth","> 20m",null,null,"Average Water Depth",{"$f":"IF(E71<>\"\", \"[Select Value]\",\"\")","v":"[Select Value]"},null,null,"Seabed Topography","Moderate (Sandy, Moderate Gradient)"]
["Seabed Topography","Moderate (Rocky, Gentle Gradient)",null,null,"Seabed Topography",{"$f":"IF(E72<>\"\", \"[Select Value]\",\"\")","v":"[Select Value]"},null,null,"Accessibility","Partially Accessible (Temporary Works, Obstacles)"]
["Accessibility","Partially Accessible (Complex Temporary Works, Obstacles)",null,null,"Accessibility",{"$f":"IF(E73<>\"\", \"[Select Value]\",\"\")","v":"[Select Value]"}]
[]
["Site Name",{"$f":"IF(A75<>\"\", \"[Enter Name]\",\"\")","v":"[Enter Name]"},null,null,"Site Name",{"$f":"IF(E75<>\"\", \"[Enter Name]\",\"\")","v":"[Enter Name]"},null,null,"Site Name",{"$f":"IF(I75<>\"\", \"[Enter Name]\",\"\")","v":"[Enter Name]"}]
["Peak Flow (Springs)",{"$f":"IF(A76<>\"\", \"[Enter Value]\",\"\")","v":"[Enter Value]"},{"$f":"IF(A76<>\"\",\"m/s\",\"\")","v":"m/s"},null,"Max Tidal Range",{"$f":"IF(E76<>\"\", \"[Enter Value]\",\"\")","v":"[Enter Value]"},{"$f":"IF(E76<>\"\",\"m\",\"\")","v":"m"},null,"Position Relevant to Island",{"$f":"IF(I76<>\"\", \"[Select Value]\",\"\")","v":"[Select Value]"}]
["Peak Flow (Neaps)",{"$f":"IF(A77<>\"\", \"[Enter Value]\",\"\")","v":"[Enter Value]"},{"$f":"IF(A77<>\"\",\"m/s\",\"\")","v":"m/s"},null,"Mean Tidal Range",{"$f":"IF(E77<>\"\", \"[Enter Value]\",\"\")","v":"[Enter Value]"},{"$f":"IF(E77<>\"\",\"m\",\"\")","v":"m"},null,"Relevant Ocean Wave Area","[Select Area]"]
["Lunar Cycle Period","[Enter Value]",{"$f":"IF(A78<>\"\",\"days\",\"\")","v":"days"},null,"Lunar Cycle Period","[Enter Value]",{"$f":"IF(E78<>\"\",\"days\",\"\")","v":"days"},null,"Average Wave Height","[Enter Value]"]
["Tidal Period","[Enter Value]",{"$f":"IF(A79<>\"\",\"hours\",\"\")","v":"hours"},null,"Proposed Lagoon Surface Area","[Enter Value]",{"$f":"IF(E79<>\"\",\"m^2\",\"\")","v":"m^2"},null,"Proximity to Grid Connection",{"$f":"IF(I79<>\"\", \"[Select Value]\",\"\")","v":"[Select Value]"}]
["Proximity to Grid Connection",{"$f":"IF(A80<>\"\", \"[Select Value]\",\"\")","v":"[Select Value]"},null,null,"Proximity to Grid Connection",{"$f":"IF(E80<>\"\", \"[Select Value]\",\"\")","v":"[Select Value]"},null,null,"Average Water Depth",{"$f":"IF(I80<>\"\", \"[Select Value]\",\"\")","v":"[Select Value]"}]
["Average Water Depth",{"$f":"IF(A81<>\"\", \"[Select Value]\",\"\")","v":"[Select Value]"},null,null,"Average Water Depth",{"$f":"IF(E81<>\"\", \"[Select Value]\",\"\")","v":"[Select Value]"},null,null,"Seabed Topography",{"$f":"IF(I81<>\"\", \"[Select Value]\",\"\")","v":"[Select Value]"}]
["Seabed Topography",{"$f":"IF(A82<>\"\", \"[Select Value]\",\"\")","v":"[Select Value]"},null,null,"Seabed Topography",{"$f":"IF(E82<>\"\", \"[Select Value]\",\"\")","v":"[Select Value]"},null,null,"Accessibility",{"$f":"IF(I82<>\"\", \"[Select Value]\",\"\")","v":"[Select Value]"}]
["Accessibility",{"$f":"IF(A83<>\"\", \"[Select Value]\",\"\")","v":"[Select Value]"},null,null,"Accessibility",{"$f":"IF(E83<>\"\", \"[Select Value]\",\"\")","v":"[Select Value]"}]
[]
["Site Name",{"$f":"IF(A85<>\"\", \"[Enter Name]\",\"\")","v":"[Enter Name]"},null,null,"Site Name",{"$f":"IF(E85<>\"\", \"[Enter Name]\",\"\")","v":"[Enter Name]"},null,null,"Site Name",{"$f":"IF(I85<>\"\", \"[Enter Name]\",\"\")","v":"[Enter Name]"}]
["Peak Flow (Springs)",{"$f":"IF(A86<>\"\", \"[Enter Value]\",\"\")","v":"[Enter Value]"},{"$f":"IF(A86<>\"\",\"m/s\",\"\")","v":"m/s"},null,"Max Tidal Range",{"$f":"IF(E86<>\"\", \"[Enter Value]\",\"\")","v":"[Enter Value]"},{"$f":"IF(E86<>\"\",\"m\",\"\")","v":"m"},null,"Position Relevant to Island",{"$f":"IF(I86<>\"\", \"[Select Value]\",\"\")","v":"[Select Value]"}]
["Peak Flow (Neaps)",{"$f":"IF(A87<>\"\", \"[Enter Value]\",\"\")","v":"[Enter Value]"},{"$f":"IF(A87<>\"\",\"m/s\",\"\")","v":"m/s"},null,"Mean Tidal Range",{"$f":"IF(E87<>\"\", \"[Enter Value]\",\"\")","v":"[Enter Value]"},{"$f":"IF(E87<>\"\",\"m\",\"\")","v":"m"},null,"Relevant Ocean Wave Area","[Select Area]"]
["Lunar Cycle Period","[Enter Value]",{"$f":"IF(A88<>\"\",\"days\",\"\")","v":"days"},null,"Lunar Cycle Period","[Enter Value]",{"$f":"IF(E88<>\"\",\"days\",\"\")","v":"days"},null,"Average Wave Height","[Enter Value]"]
["Tidal Period","[Enter Value]",{"$f":"IF(A89<>\"\",\"hours\",\"\")","v":"hours"},null,"Proposed Lagoon Surface Area","[Enter Value]",{"$f":"IF(E89<>\"\",\"m^2\",\"\")","v":"m^2"},null,"Proximity to Grid Connection",{"$f":"IF(I89<>\"\", \"[Select Value]\",\"\")","v":"[Select Value]"}]
["Proximity to Grid Connection",{"$f":"IF(A90<>\"\", \"[Select Value]\",\"\")","v":"[Select Value]"},null,null,"Proximity to Grid Connection",{"$f":"IF(E90<>\"\", \"[Select Value]\",\"\")","v":"[Select Value]"},null,null,"Average Water Depth",{"$f":"IF(I90<>\"\", \"[Select Value]\",\"\")","v":"[Select Value]"}]
["Average Water Depth",{"$f":"IF(A91<>\"\", \"[Select Value]\",\"\")","v":"[Select Value]"},null,null,"Average Water Depth",{"$f":"IF(E91<>\"\", \"[Select Value]\",\"\")","v":"[Select Value]"},null,null,"Seabed Topography",{"$f":"IF(I91<>\"\", \"[Select Value]\",\"\")","v":"[Select Value]"}]
["Seabed Topography",{"$f":"IF(A92<>\"\", \"[Select Value]\",\"\")","v":"[Select Value]"},null,null,"Seabed Topography",{"$f":"IF(E92<>\"\", \"[Select Value]\",\"\")","v":"[Select Value]"},null,null,"Accessibility",{"$f":"IF(I92<>\"\", \"[Select Value]\",\"\")","v":"[Select Value]"}]
["Accessibility",{"$f":"IF(A93<>\"\", \"[Select Value]\",\"\")","v":"[Select Value]"},null,null,"Accessibility",{"$f":"IF(E93<>\"\", \"[Select Value]\",\"\")","v":"[Select Value]"}]
[]
[]
[]
[]
[]
[]
[]
[]
[]
[]
[]
[]
[]
[]
[]
[]
[]
[]
[]
[]
[]
[]
[]
[]
[]
[]
[]
[]
[]
[]
[]
[]
[]
[]
[]
[]
[]
[]
[]
[]
[]
[]
[]
[]
[]
[]
[]
[]
[]
[]
[]
[]
[]
[]
[]
[]
[]
[]
[]
[]
[]
[]
[]
[]
[]
[]
[]
[]
[]
[]
[]
[]
[]
[]
[]
[]
[]
[]
[]
[]
[]
[]
[]
[]
[]
[]
[]
[]
[]
[]
[]
[]
[]
[]
[]
[]
[]
[]
[]
[]
[]
[]
[]
[]
[]
[]
[]
[]
[]
[]
[]
[]
[]
[]
[]
[]
[]
[]
[]
[]
[]
[]
[]
[]
[]
[]
[]
[]
[]
[]
[]
[]
[]
[]
[]
[]
[]
[]
[]
[]
[]
[]
[]
[]
[]
[]
[]
[]
[]
[]
[]
[]
[]
[]
[]
[]
[]
[]
[]
[]
[]
[]
[]
[]
[]
[]
[]
[]
[]
[]
[]
[]
[]
[]
[]
[]
[]
[]
[]
[]
[]
[]
[]
[]
[]
[]
[]
[]
[]
[]
[]
[]
[]
[]
[]
[]
[]
[]
[]
[]
[]
[]
[]
[]
[]
[]
[]
[]
[]
[]
[]
[]
[]
[]
[]
[]
[]
[]
[]
[]
[]
[]
[]
[]
[]
[]
[]
[]
[]
[]
[]
[]
[]
[]
[]
[]
[]
[]
[]
[]
[]
[]
[]
[]
[]
[]
[]
[]
[]
[]
[]
[]
[]
[]
[]
[]
[]
[]
[]
[]
[]
[]
[]
[]
[]
[]
[]
[]
[]
[]
[]
[]
[]
[]
[]
[]
[]
[]
[]
[]
[]
[]
[]
[]
[]
[]
[]
[]
[]
[]
[]
[]
[]
[]
[]
[]
[]
[]
[]
[]
[]
[]
[]
[]
[]
[]
[]
[]
[]
[]
[]
[]
[]
[]
[]
[]
[]
[]
[]
[]
[]
[]
[]
[]
[]
[]
[]
[]
[]
[]
[]
[]
[]
[]
[]
[]
[]
[]
[]
[]
[]
[]
[]
[]
[]
[]
[]
[]
[]
[]
[]
[]
[]
[]
[]
[]
[]
[]
[]
[]
[]
[]
[]
[]
[]
[]
[]
[]
[]
[]
[]
[]
[]
[]
[]
[null,"[Enter Value]"]

{"sheet":"Resource and Financial Summary","index":1,"n_rows":68,"n_cols":20,"rows_kept":68,"cut":false,"hidden":false,"merged":[[48,2,50,2],[51,2,53,2],[54,2,56,2],[57,2,59,2],[30,11,30,13],[5,17,7,17],[5,16,7,16],[36,0,36,3],[17,0,19,0],[29,0,29,3],[30,1,30,3],[29,5,29,8],[17,10,19,10],[30,6,30,8]]}
["Summary of Assessed Resources"]
[]
["Tidal Stream",null,null,null,null,"Tidal Barrage",null,null,null,null,"Wave",null,null,null,null,"Storage"]
[]
["Site Name","Energy per lunar cycle (kWh/m^2)","Energy per year (kWh/m^2)","Average Power (kW/m^2)",null,"Site Name","Available Energy per lunar cycle (MWh)","Annual Available Energy(MWh)","Required Rated Power (kW)",null,"Site Name","Position","Average Power (kW/m)","Annual Energy (kWh/m)",null,"Name","Rated Capacity (kW)","Required Capacity (kWh)","Cost (£/kW)","Self Discharge Rate"]
[{"$f":"IF(Input!B45=\"[Enter Name]\",\"\",Input!B45)","v":"Portnahaven"},{"$f":"IF(A6<>\"\",'Tidal Stream 1'!$H$2780,\"\")","v":3164.1964049811236},{"$f":"IF(A6<>\"\",'Tidal Stream 1'!$H$2781,\"\")","v":40185.514537860479},{"$f":"IF(A6<>\"\",'Tidal Stream 1'!$G$2782,\"\")","v":4.5857918912769904},null,{"$f":"IF(Input!F45=\"[Enter Name]\",\"\",Input!F45)","v":"Port Ellen"},{"$f":"IF(F6<>\"\",'Tidal Barrage 1'!$B$26,\"\")","v":0.27847969307623577},{"$f":"IF(F6<>\"\",'Tidal Barrage 1'!$B$27,\"\")","v":3.5367114813091884},{"$f":"IF(F6<>\"\",'Tidal Barrage 1'!$B$23,\"\")","v":0.40373418736406258},null,{"$f":"IF(Input!J45=\"[Enter Name]\",\"\",Input!J45)","v":"Portnahaven - Far"},{"$f":"IF(Input!J46=\"[Select Value]\",\"\",Input!J46)","v":"SW"},{"$f":"IF(K6<>\"\",'Wave 1'!$B$12,\"\")","v":7.6872647930096392},{"$f":"IF(K6<>\"\",M6*365*24,\"\")","v":67340.439586764434},null,{"$f":"VLOOKUP(LARGE('Decision Matrices'!$B$69:$B$80,1),'Decision Matrices'!$B$69:$C$80,2,FALSE)","v":"Pumped Hydro"},{"$f":"Input!B24","v":0},{"$f":"Input!B25","v":0},{"$f":"0.78*(VLOOKUP(P6,'Storage Device Database'!$B$4:$K$15,10,FALSE))","v":40000},{"$f":"VLOOKUP(P6,'Storage Device Database'!$B$4:$M$15,12,FALSE)","v":0}]
[{"$f":"IF(Input!B55=\"[Enter Name]\",\"\",Input!B55)","v":"Inerval"},{"$f":"IF(A7<>\"\",'Tidal Stream 2'!$H$2780,\"\")","v":1743.3282783302907},{"$f":"IF(A7<>\"\",'Tidal Stream 2'!$H$2781,\"\")","v":22140.390452002648},{"$f":"IF(A7<>\"\",'Tidal Stream 2'!$G$2782,\"\")","v":2.5265627222178124},null,{"$f":"IF(Input!F55=\"[Enter Name]\",\"\",Input!F55)","v":"Bowmore"},{"$f":"IF(F7<>\"\",'Tidal Barrage 2'!$B$26,\"\")","v":0.19073200410000002},{"$f":"IF(F7<>\"\",'Tidal Barrage 2'!$B$27,\"\")","v":2.4223097249999999},{"$f":"IF(F7<>\"\",'Tidal Barrage 2'!$B$23,\"\")","v":0.27651937500000001},null,{"$f":"IF(Input!J55=\"[Enter Name]\",\"\",Input!J55)","v":"Portnahaven - Near"},{"$f":"IF(Input!J56=\"[Select Value]\",\"\",Input!J56)","v":"SW"},{"$f":"IF(K7<>\"\",'Wave 2'!$B$12,\"\")","v":5.6636776841096355},{"$f":"IF(K7<>\"\",M7*365*24,\"\")","v":49613.816512800411},null,{"$f":"VLOOKUP(LARGE('Decision Matrices'!$B$69:$B$80,2),'Decision Matrices'!$B$69:$C$80,2,FALSE)","v":"Compressed Air"},null,null,{"$f":"0.78*(VLOOKUP(P7,'Storage Device Database'!$B$4:$K$15,10,FALSE))","v":506.649},{"$f":"VLOOKUP(P7,'Storage Device Database'!$B$4:$M$15,12,FALSE)","v":0}]
[{"$f":"IF(Input!B65=\"[Enter Name]\",\"\",Input!B65)","v":"Sound of Islay"},{"$f":"IF(A8<>\"\",'Tidal Stream 3'!$H$2780,\"\")","v":7979.1915845269787},{"$f":"IF(A8<>\"\",'Tidal Stream 3'!$H$2781,\"\")","v":101336.28839082629},{"$f":"IF(A8<>\"\",'Tidal Stream 3'!$G$2782,\"\")","v":11.564045774676782},null,{"$f":"IF(Input!F65=\"[Enter Name]\",\"\",Input!F65)","v":""},{"$f":"IF(F8<>\"\",'Tidal Barrage 3'!$B$26,\"\")","v":""},{"$f":"IF(F8<>\"\",'Tidal Barrage 3'!$B$27,\"\")","v":""},{"$f":"IF(F8<>\"\",'Tidal Barrage 3'!$B$23,\"\")","v":""},null,{"$f":"IF(Input!J65=\"[Enter Name]\",\"\",Input!J65)","v":"Mull of Oa"},{"$f":"IF(Input!J66=\"[Select Value]\",\"\",Input!J66)","v":"SW"},{"$f":"IF(K8<>\"\",'Wave 3'!$B$12,\"\")","v":5.6636776841096355},{"$f":"IF(K8<>\"\",M8*365*24,\"\")","v":49613.816512800411},null,{"$f":"VLOOKUP(LARGE('Decision Matrices'!$B$69:$B$80,3),'Decision Matrices'!$B$69:$C$80,2,FALSE)","v":"Zinc Air"},null,null,{"$f":"0.78*(VLOOKUP(P8,'Storage Device Database'!$B$4:$K$15,10,FALSE))","v":1195.74},{"$f":"VLOOKUP(P8,'Storage Device Database'!$B$4:$M$15,12,FALSE)","v":7.0000000000000001E-3}]
[{"$f":"IF(Input!B75=\"[Enter Name]\",\"\",Input!B75)","v":""},{"$f":"IF(A9<>\"\",'Tidal Stream 4'!$H$2780,\"\")","v":""},{"$f":"IF(A9<>\"\",'Tidal Stream 4'!$H$2781,\"\")","v":""},{"$f":"IF(A9<>\"\",'Tidal Stream 4'!$G$2782,\"\")","v":""},null,{"$f":"IF(Input!F75=\"[Enter Name]\",\"\",Input!F66)","v":""},{"$f":"IF(F9<>\"\",'Tidal Barrage 3'!$B$26,\"\")","v":""},{"$f":"IF(F9<>\"\",'Tidal Barrage 3'!$B$27,\"\")","v":""},{"$f":"IF(F9<>\"\",'Tidal Barrage 4'!$B$23,\"\")","v":""},null,{"$f":"IF(Input!J75=\"[Enter Name]\",\"\",Input!J75)","v":""},{"$f":"IF(Input!J76=\"[Select Value]\",\"\",Input!J76)","v":""},{"$f":"IF(K9<>\"\",'Wave 4'!$B$12,\"\")","v":""},{"$f":"IF(K9<>\"\",M9*365*24,\"\")","v":""}]
[{"$f":"IF(Input!B85=\"[Enter Name]\",\"\",Input!B85)","v":""},{"$f":"IF(A10<>\"\",'Tidal Stream 5'!$H$2780,\"\")","v":""},{"$f":"IF(A10<>\"\",'Tidal Stream 5'!$H$2781,\"\")","v":""},{"$f":"IF(A10<>\"\",'Tidal Stream 5'!$G$2782,\"\")","v":""},null,{"$f":"IF(Input!F85=\"[Enter Name]\",\"\",Input!F67)","v":""},{"$f":"IF(F10<>\"\",'Tidal Barrage 3'!$B$26,\"\")","v":""},{"$f":"IF(F10<>\"\",'Tidal Barrage 3'!$B$27,\"\")","v":""},{"$f":"IF(F10<>\"\",'Tidal Barrage 5'!$B$23,\"\")","v":""},null,{"$f":"IF(Input!J85=\"[Enter Name]\",\"\",Input!J85)","v":""},{"$f":"IF(Input!J86=\"[Select Value]\",\"\",Input!J86)","v":""},{"$f":"IF(K10<>\"\",'Wave 5'!$B$12,\"\")","v":""},{"$f":"IF(K10<>\"\",M10*365*24,\"\")","v":""}]
[]
["Proposed Location and Devices",null,null,null,null,null,null,null,null,null,"Proposed Location and Devices"]
[]
["Site Name","Energy per year (kWh/m^2)","Average Power (kW/m^2)",null,null,null,null,null,null,null,"Site Name","Position","Average Power (kW/m)","Annual Energy (kWh/m)"]
[{"$f":"VLOOKUP((MAX('Decision Matrices'!B5:B9)),'Decision Matrices'!B5:C9,2,FALSE)","v":"Portnahaven"},{"$f":"VLOOKUP(A15,A6:D10,3,FALSE)","v":40185.514537860479},{"$f":"VLOOKUP(A15,A6:D10,4,FALSE)","v":4.5857918912769904},null,null,"Site Name",{"$f":"VLOOKUP((MAX('Decision Matrices'!B10:B14)),'Decision Matrices'!B10:C14,2,FALSE)","v":"Bowmore"},{"$f":"VLOOKUP(LARGE(('Decision Matrices'!B10:B14),2),'Decision Matrices'!B10:C14,2,FALSE)","v":"Port Ellen"},{"$f":"VLOOKUP(LARGE(('Decision Matrices'!B10:B14),3),'Decision Matrices'!B10:C14,2,FALSE)","v":"[Enter Name]"},null,{"$f":"K6","v":"Portnahaven - Far"},{"$f":"VLOOKUP(K15,K6:L10,2,FALSE)","v":"SW"},{"$f":"VLOOKUP(K15,K6:N10,2,FALSE)","v":"SW"},{"$f":"VLOOKUP(K15,K6:N10,3,FALSE)","v":7.6872647930096392}]
[]
[null,"Name","Rated Power (kW)","Capture Area",null,"Available Energy (MWh)",{"$f":"VLOOKUP(G15,$F$6:$H$10,3,FALSE)","v":2.4223097249999999},{"$f":"VLOOKUP(H15,$F$6:$H$10,3,FALSE)","v":3.5367114813091884},{"$error":"#N/A"},null,null,"Name","Rated Power (kW)","Availability"]
["Potential Devices ",{"$f":"VLOOKUP((MAX('Decision Matrices'!B25:B63)),'Decision Matrices'!B25:C63,2,FALSE)","v":"Atlantis AR-1500"},{"$f":"VLOOKUP(B18,'Tidal Device Database'!$B$4:$D$42,3,FALSE)","v":1500},{"$f":"VLOOKUP(B18,'Tidal Device Database'!$B$4:$H$43,6,FALSE)","v":254.46900494077323},null,"Rated Power (kW)",{"$f":"VLOOKUP(G15,$F$6:$I$10,4,FALSE)","v":0.27651937500000001},{"$f":"VLOOKUP(H15,$F$6:$I$10,4,FALSE)","v":0.40373418736406258},{"$error":"#N/A"},null,"Potential Devices ",{"$f":"VLOOKUP(LARGE('Decision Matrices'!$B$86:$B$89,1),'Decision Matrices'!$B$86:$C$89,2,FALSE)","v":"Yam Pro Energy"},{"$f":"VLOOKUP(L18,'Wave Device Database'!$B$3:$G$8,6,FALSE)","v":100},{"$f":"VLOOKUP(L18,'Wave Device Database'!$B$3:$D$8,3,FALSE)","v":0.186}]
[null,{"$f":"VLOOKUP((LARGE('Decision Matrices'!B25:B63,2)),'Decision Matrices'!B25:C63,2,FALSE)","v":"ANDRITZ HYDRO Hammerfest HS300"},{"$f":"VLOOKUP(B19,'Tidal Device Database'!$B$4:$D$42,3,FALSE)","v":300},{"$f":"VLOOKUP(B19,'Tidal Device Database'!$B$4:$H$43,6,FALSE)","v":73.8981131940659},null,null,null,null,null,null,null,{"$f":"VLOOKUP(LARGE('Decision Matrices'!$B$86:$B$89,2),'Decision Matrices'!$B$86:$C$89,2,FALSE)","v":"Rotary Wave"},{"$f":"VLOOKUP(L19,'Wave Device Database'!$B$3:$G$8,6,FALSE)","v":200},{"$f":"VLOOKUP(L19,'Wave Device Database'!$B$3:$D$8,3,FALSE)","v":9.5666666666666664E-2}]
[null,{"$f":"VLOOKUP((LARGE('Decision Matrices'!B25:B63,3)),'Decision Matrices'!B25:C63,2,FALSE)","v":"ANDRITZ HYDRO Hammerfest HS1000"},{"$f":"VLOOKUP(B20,'Tidal Device Database'!$B$4:$D$42,3,FALSE)","v":1000},{"$f":"VLOOKUP(B20,'Tidal Device Database'!$B$4:$H$43,6,FALSE)","v":346.36059005827468},null,null,null,null,null,null,null,{"$f":"VLOOKUP(LARGE('Decision Matrices'!$B$86:$B$89,3),'Decision Matrices'!$B$86:$C$89,2,FALSE)","v":"Wave El Buoy"},{"$f":"VLOOKUP(L20,'Wave Device Database'!$B$3:$G$8,6,FALSE)","v":150},{"$f":"VLOOKUP(L20,'Wave Device Database'!$B$3:$D$8,3,FALSE)","v":0.26033333333333336}]
[]
[null,null,null,null,null,null,null,null,null,null,null,null,null,null,null,null,null,null,null,"."]
[]
["Financial Comparison",null,null,null,null,null,null,null,null,null,"Financial Comparison",null,null,null,null,"Financial Comparison"]
[]
["Tidal Power Option",null,null,null,null,"Tidal Barrage Option",null,null,null,null,"Wave Options",null,null,null,null,"Storage Options"]
[]
["Device ",{"$f":"B18","v":"Atlantis AR-1500"},{"$f":"B19","v":"ANDRITZ HYDRO Hammerfest HS300"},{"$f":"B20","v":"ANDRITZ HYDRO Hammerfest HS1000"},null,null,null,null,null,null,"Device ",{"$f":"L18","v":"Yam Pro Energy"},{"$f":"L19","v":"Rotary Wave"},{"$f":"L20","v":"Wave El Buoy"},null,"Device ",{"$f":"P6","v":"Pumped Hydro"},{"$f":"P7","v":"Compressed Air"},{"$f":"P8","v":"Zinc Air"}]
[]
["Capital Expenditure",null,null,null,null,"Capital Expenditure",null,null,null,null,"Capital Expenditure",null,null,null,null,"Capital Expenditure"]
["Average Cost per kW Installed",{"$f":"4400*0.85","v":3740},null,null,null,"Average Cost per kW Installed",20000,null,null,null,"Average Cost per kW Installed",{"$f":"0.85*5790","v":4921.5},null,null,null,"Average Cost per kW Installed",{"$f":"S6","v":40000},{"$f":"S7","v":506.649},{"$f":"S8","v":1195.74}]
["Major Equipment Cost",{"$f":"0.46*B36","v":2580600},{"$f":"0.46*C36","v":516120},1720400,null,"Capital Cost",{"$f":"(G31*G18)+500000","v":505530.38750000001},{"$f":"(G31*H18)+500000","v":508074.68374728126},{"$f":"(G31*I18)+500000","v":{"$error":"#N/A"}},null,"Major Equipment Cost",{"$f":"0.46*L36","v":226389},{"$f":"0.46*M36","v":452778},339583.5,null,"Total Capital Cost",{"$f":"$Q$6*Q31","v":0},{"$f":"$Q$6*R31","v":0},0]
["Civil and Structural Cost",{"$f":"0.31*B36","v":1739100},{"$f":"0.31*C36","v":347820},1159400,null,"Total",{"$f":"G32","v":505530.38750000001},{"$f":"SUM(H32:H32)","v":508074.68374728126},{"$f":"SUM(I32:I32)","v":{"$error":"#N/A"}},null,"Civil and Structural Cost",{"$f":"0.31*L36","v":152566.5},{"$f":"0.31*M36","v":305133},228849.75,null,"Operating Expenditure"]
["Electrical and Installation",{"$f":"0.07*B36","v":392700.00000000006},{"$f":"0.07*C36","v":78540.000000000015},261800.00000000003,null,null,null,null,null,null,"Electrical and Installation",{"$f":"0.07*L36","v":34450.5},{"$f":"0.07*M36","v":68901},51675.750000000007,null,"Maintenance Cost (@5% Capital)",{"$f":"0.05*Q32","v":0},{"$f":"0.05*R32","v":0},0]
["Indirect Project Costs",{"$f":"0.16*B36","v":897600},{"$f":"0.16*C36","v":179520},598400,null,"Maintenance Cost (@1% Capital)",{"$f":"0.01*G33","v":5055.3038750000005},{"$f":"0.01*H33","v":5080.7468374728123},{"$f":"0.01*I33","v":{"$error":"#N/A"}},null,"Indirect Project Costs",{"$f":"0.16*L36","v":78744},{"$f":"0.16*M36","v":157488},{"$f":"0.16*N36","v":118116},null,"Lifespan",{"$f":"VLOOKUP(Q28,'Storage Device Database'!$B$4:$H$15,7,FALSE)","v":49.2},{"$f":"VLOOKUP(R28,'Storage Device Database'!$B$4:$H$15,7,FALSE)","v":30},{"$f":"VLOOKUP(S28,'Storage Device Database'!$B$4:$H$15,7,FALSE)","v":8.08}]
["Total",{"$f":"C18*B31","v":5610000},{"$f":"C19*B31","v":1122000},{"$f":"C20*B31","v":3740000},null,"Lifespan",25,25,25,null,"Total",{"$f":"M18*L31","v":492150},{"$f":"M19*L31","v":984300},{"$f":"M20*L31","v":738225},null,"Efficiency",{"$f":"(VLOOKUP(Q28,'Storage Device Database'!$B$4:$G$15,6,FALSE))/100","v":0.76590000000000003},{"$f":"(VLOOKUP(R28,'Storage Device Database'!$B$4:$G$15,6,FALSE))/100","v":0.68299999999999994},{"$f":"(VLOOKUP(S28,'Storage Device Database'!$B$4:$G$15,6,FALSE))/100","v":0.4425}]
["Operating Expenditure",null,null,null,null,"Annual Energy Production (kWh)",{"$f":"G17*1000","v":2422.3097250000001},{"$f":"H17*1000","v":3536.7114813091885},{"$f":"I17*1000","v":{"$error":"#N/A"}},null,"Operating Expenditure",null,null,null,null,"Annual Capacity (kWh)",{"$f":"R6","v":0},{"$f":"R6","v":0},{"$f":"R6","v":0}]
["Maintenance Cost (@7% Capital)",{"$f":"0.07*B32","v":180642.00000000003},{"$f":"0.07*C32","v":36128.400000000001},{"$f":"0.07*D32","v":120428.00000000001},null,null,null,null,null,null,"Maintenance Cost (@5% Capital)",{"$f":"0.05*L32","v":11319.45},{"$f":"0.05*M32","v":22638.9},{"$f":"0.05*N32","v":16979.174999999999}]
["Lifespan",{"$f":"VLOOKUP(B18,'Tidal Device Database'!$B$4:$H$43,7,FALSE)","v":25},{"$f":"VLOOKUP(B19,'Tidal Device Database'!$B$4:$H$43,7,FALSE)","v":25},{"$f":"VLOOKUP(B20,'Tidal Device Database'!$B$4:$H$43,7,FALSE)","v":25},null,"Levelised Cost of Energy (£/kWh)",{"$f":"IF(ISERROR(G37),0,(G33+(G35*G36))/(G37*G36))","v":10.434883332270815},{"$f":"IF(ISERROR(H37),0,(H33+(H35*H36))/(H37*H36))","v":7.1828686964197406},{"$f":"IF(ISERROR(I37),0,(I33+(I35*I36))/(I37*I36))","v":0},null,"Lifespan",{"$f":"VLOOKUP(L28,'Wave Device Database'!$B$3:$F$7,5,FALSE)","v":25},{"$f":"VLOOKUP(M28,'Wave Device Database'!$B$3:$F$7,5,FALSE)","v":20},{"$f":"VLOOKUP(N28,'Wave Device Database'!$B$3:$F$7,5,FALSE)","v":25},null,"Levelised Cost of Energy (£/kWh)",{"$f":"IF(Q37=0,0,(Q32+(Q35*Q34))/(Q35*Q37))","v":0},{"$f":"IF(Q37=0,0,(R32+(R35*R34))/(R35*R37))","v":0},{"$f":"IF(Q37=0,0,(S32+(S35*S34))/(S35*S37))","v":0}]
["Annual Energy Production (kWh)",{"$f":"0.3*$B$15*D18","v":3067790.3692446998},{"$f":"0.3*$B$15*D19","v":890890.11062417831},{"$f":"0.3*$B$15*D20","v":4175603.5581386192},null,null,null,null,null,null,"Annual Energy Production (kWh)",{"$f":"(M18*365*24)*N18","v":162936},{"$f":"(M19*365*24)*N19","v":167608},{"$f":"(M20*365*24)*N20","v":342078.00000000006}]
[]
["Levelised Cost of Energy (£/kWh)",{"$f":"IF(ISERROR(B40),0,(B36+(B39*B38))/(B39*B40))","v":0.13203053378765336},{"$f":"IF(ISERROR(C40),0,(C36+(C39*C38))/(C39*C40))","v":9.0929733121903916E-2},6.4668016549054727E-2,null,null,null,null,null,null,"Levelised Cost of Energy (£/kWh)",{"$f":"IF(L40=0,0,(L36+(L39*L38))/(L39*L40))","v":0.19029220061864782},{"$f":"IF(L40=0,0,(M36+(M39*M38))/(M39*M40))","v":0.42870209059233449},{"$f":"IF(L40=0,0,(N36+(N39*N38))/(N39*N40))","v":0.13595780786838085}]
[]
[]
[]
["Summary"]
[]
["Levelised Cost of Energy","Method/Location","Type"]
[{"$f":"B42","v":0.13203053378765336},{"$f":"B28","v":"Atlantis AR-1500"},"Tidal Strean"]
[{"$f":"C42","v":9.0929733121903916E-2},{"$f":"C28","v":"ANDRITZ HYDRO Hammerfest HS300"}]
[{"$f":"D42","v":6.4668016549054727E-2},{"$f":"D28","v":"ANDRITZ HYDRO Hammerfest HS1000"}]
[{"$f":"G39","v":10.434883332270815},{"$f":"G15","v":"Bowmore"},"Tidal Range"]
[{"$f":"H39","v":7.1828686964197406},{"$f":"H15","v":"Port Ellen"}]
[{"$f":"I39","v":0},{"$f":"I15","v":"[Enter Name]"}]
[{"$f":"L42","v":0.19029220061864782},{"$f":"L28","v":"Yam Pro Energy"},"Wave"]
[{"$f":"M42","v":0.42870209059233449},{"$f":"M28","v":"Rotary Wave"}]
[{"$f":"N42","v":0.13595780786838085},{"$f":"N28","v":"Wave El Buoy"}]
[{"$f":"Q39","v":0},{"$f":"Q28","v":"Pumped Hydro"},"Storage"]
[{"$f":"R39","v":0},{"$f":"R28","v":"Compressed Air"}]
[{"$f":"S39","v":0},{"$f":"S28","v":"Zinc Air"}]
[]
["Recommeded Options"]
[]
["Generation Method","Levelised Cost of Energy (£/kWh)"]
[{"$f":"VLOOKUP((IF(MIN(A49:A57)=0,SMALL(A49:A57,2),MIN(A49:A57))),A49:B60,2,FALSE)","v":"ANDRITZ HYDRO Hammerfest HS1000"},{"$f":"VLOOKUP((IF(MIN(A49:A57)=0,SMALL(A49:A57,2),MIN(A49:A57))),A49:B60,1,FALSE)","v":6.4668016549054727E-2}]
[]
["Storage Method","Levelised Cost of Energy"]
[{"$f":"VLOOKUP(MIN(A58:A60),A58:B60,2,FALSE)","v":"Pumped Hydro"},{"$f":"VLOOKUP(MIN(A58:A60),A58:B60,1,FALSE)","v":0}]

{"sheet":"Decision Matrices","index":2,"n_rows":91,"n_cols":20,"rows_kept":91,"cut":false,"hidden":false,"merged":[[83,1,84,1],[83,0,84,0],[83,17,84,17],[66,19,67,19],[66,0,67,0],[66,1,67,1],[22,0,23,0],[22,15,23,15],[2,0,3,0],[4,3,8,3],[9,3,13,3],[14,3,18,3],[2,12,3,12],[2,1,3,1],[22,1,23,1]]}
[]
[]
["No.",{"$f":"M3","v":"Score"},null,"Criteria",{"$f":"'Location Database'!D2","v":"Assessed Resource"},{"$f":"'Location Database'!E2","v":"Proximity to Load (Shore)"},{"$f":"'Location Database'!F2","v":"Wave Height"},{"$f":"'Location Database'!G2","v":"Average Water Depth"},{"$f":"'Location Database'!H2","v":"Peak Flow Rate"},{"$f":"'Location Database'!I2","v":"Tidal Range"},{"$f":"'Location Database'!J2","v":"Seabed Topography"},{"$f":"'Location Database'!K2","v":"Accessibility"},"Score"]
[null,null,"Location","Type",4,3,4,3,4,4,2,3]
[{"$f":"'Location Database'!A4","v":1},{"$f":"M5","v":61},{"$f":"'Location Database'!B4","v":"Portnahaven"},{"$f":"'Location Database'!C4","v":"Tidal Stream "},{"$f":"IF('Location Database'!D4=\"\",0,(VLOOKUP('Location Database'!D4,'Location Database'!$F$30:$G$34,2,FALSE)))","v":3},{"$f":"IF((AND('Location Database'!E4<>\"\",'Location Database'!E4<>\"[Select Value]\")),(VLOOKUP('Location Database'!E4,'Location Database'!$D$36:$E$40,2,FALSE)),0)","v":3},{"$f":"IF((AND('Location Database'!F4<>\"\",'Location Database'!F4<>\"[Select Value]\")),(VLOOKUP('Location Database'!F4,'Location Database'!$D$42:$E$47,2,FALSE)),0)","v":0},{"$f":"IF((AND('Location Database'!G4<>\"\",'Location Database'!G4<>\"[Select Value]\")),(VLOOKUP('Location Database'!G4,'Location Database'!$D$49:$E$53,2,FALSE)),0)","v":1},{"$f":"IF((AND('Location Database'!H4<>\"\",'Location Database'!H4<>\"[Select Value]\")),(VLOOKUP('Location Database'!H4,'Location Database'!$D$55:$E$60,2,FALSE)),0)","v":4},{"$f":"IF((AND('Location Database'!I4<>\"\",'Location Database'!I4<>\"[Select Value]\")),(VLOOKUP('Location Database'!I4,'Location Database'!$D$62:$E$67,2,FALSE)),0)","v":0},{"$f":"IF((AND('Location Database'!J4<>\"\",'Location Database'!J4<>\"[Select Value]\")),(VLOOKUP('Location Database'!J4,'Location Database'!$A$30:$B$34,2,FALSE)),0)","v":3},{"$f":"IF((AND('Location Database'!K4<>\"\",'Location Database'!K4<>\"[Select Value]\")),(VLOOKUP('Location Database'!K4,'Location Database'!$A$36:$B$40,2,FALSE)),0)","v":5},{"$f":"SUMPRODUCT(E5:L5,$E$4:$L$4)","v":61}]
[{"$f":"'Location Database'!A5","v":2},{"$f":"M6","v":54},{"$f":"'Location Database'!B5","v":"Inerval"},null,{"$f":"IF('Location Database'!D5=\"\",0,(VLOOKUP('Location Database'!D5,'Location Database'!$F$30:$G$34,2,FALSE)))","v":3},{"$f":"IF((AND('Location Database'!E5<>\"\",'Location Database'!E5<>\"[Select Value]\")),(VLOOKUP('Location Database'!E5,'Location Database'!$D$36:$E$40,2,FALSE)),0)","v":3},{"$f":"IF((AND('Location Database'!F5<>\"\",'Location Database'!F5<>\"[Select Value]\")),(VLOOKUP('Location Database'!F5,'Location Database'!$D$42:$E$47,2,FALSE)),0)","v":0},{"$f":"IF((AND('Location Database'!G5<>\"\",'Location Database'!G5<>\"[Select Value]\")),(VLOOKUP('Location Database'!G5,'Location Database'!$D$49:$E$53,2,FALSE)),0)","v":1},{"$f":"IF((AND('Location Database'!H5<>\"\",'Location Database'!H5<>\"[Select Value]\")),(VLOOKUP('Location Database'!H5,'Location Database'!$D$55:$E$60,2,FALSE)),0)","v":4},{"$f":"IF((AND('Location Database'!I5<>\"\",'Location Database'!I5<>\"[Select Value]\")),(VLOOKUP('Location Database'!I5,'Location Database'!$D$62:$E$67,2,FALSE)),0)","v":0},{"$f":"IF((AND('Location Database'!J5<>\"\",'Location Database'!J5<>\"[Select Value]\")),(VLOOKUP('Location Database'!J5,'Location Database'!$A$30:$B$34,2,FALSE)),0)","v":4},{"$f":"IF((AND('Location Database'!K5<>\"\",'Location Database'!K5<>\"[Select Value]\")),(VLOOKUP('Location Database'!K5,'Location Database'!$A$36:$B$40,2,FALSE)),0)","v":2},{"$f":"SUMPRODUCT(E6:L6,$E$4:$L$4)","v":54}]
[{"$f":"'Location Database'!A6","v":3},55,{"$f":"'Location Database'!B6","v":"Sound of Islay"},null,{"$f":"IF('Location Database'!D6=\"\",0,(VLOOKUP('Location Database'!D6,'Location Database'!$F$30:$G$34,2,FALSE)))","v":3},{"$f":"IF((AND('Location Database'!E6<>\"\",'Location Database'!E6<>\"[Select Value]\")),(VLOOKUP('Location Database'!E6,'Location Database'!$D$36:$E$40,2,FALSE)),0)","v":4},{"$f":"IF((AND('Location Database'!F6<>\"\",'Location Database'!F6<>\"[Select Value]\")),(VLOOKUP('Location Database'!F6,'Location Database'!$D$42:$E$47,2,FALSE)),0)","v":0},{"$f":"IF((AND('Location Database'!G6<>\"\",'Location Database'!G6<>\"[Select Value]\")),(VLOOKUP('Location Database'!G6,'Location Database'!$D$49:$E$53,2,FALSE)),0)","v":1},{"$f":"IF((AND('Location Database'!H6<>\"\",'Location Database'!H6<>\"[Select Value]\")),(VLOOKUP('Location Database'!H6,'Location Database'!$D$55:$E$60,2,FALSE)),0)","v":4},{"$f":"IF((AND('Location Database'!I6<>\"\",'Location Database'!I6<>\"[Select Value]\")),(VLOOKUP('Location Database'!I6,'Location Database'!$D$62:$E$67,2,FALSE)),0)","v":0},{"$f":"IF((AND('Location Database'!J6<>\"\",'Location Database'!J6<>\"[Select Value]\")),(VLOOKUP('Location Database'!J6,'Location Database'!$A$30:$B$34,2,FALSE)),0)","v":3},{"$f":"IF((AND('Location Database'!K6<>\"\",'Location Database'!K6<>\"[Select Value]\")),(VLOOKUP('Location Database'!K6,'Location Database'!$A$36:$B$40,2,FALSE)),0)","v":2},55]
[{"$f":"'Location Database'!A7","v":4},0,{"$f":"'Location Database'!B7","v":"[Enter Name]"},null,{"$f":"IF('Location Database'!D7=\"\",0,(VLOOKUP('Location Database'!D7,'Location Database'!$F$30:$G$34,2,FALSE)))","v":0},{"$f":"IF((AND('Location Database'!E7<>\"\",'Location Database'!E7<>\"[Select Value]\")),(VLOOKUP('Location Database'!E7,'Location Database'!$D$36:$E$40,2,FALSE)),0)","v":0},{"$f":"IF((AND('Location Database'!F7<>\"\",'Location Database'!F7<>\"[Select Value]\")),(VLOOKUP('Location Database'!F7,'Location Database'!$D$42:$E$47,2,FALSE)),0)","v":0},{"$f":"IF((AND('Location Database'!G7<>\"\",'Location Database'!G7<>\"[Select Value]\")),(VLOOKUP('Location Database'!G7,'Location Database'!$D$49:$E$53,2,FALSE)),0)","v":0},{"$f":"IF((AND('Location Database'!H7<>\"\",'Location Database'!H7<>\"[Select Value]\")),(VLOOKUP('Location Database'!H7,'Location Database'!$D$55:$E$60,2,FALSE)),0)","v":0},{"$f":"IF((AND('Location Database'!I7<>\"\",'Location Database'!I7<>\"[Select Value]\")),(VLOOKUP('Location Database'!I7,'Location Database'!$D$62:$E$67,2,FALSE)),0)","v":0},{"$f":"IF((AND('Location Database'!J7<>\"\",'Location Database'!J7<>\"[Select Value]\")),(VLOOKUP('Location Database'!J7,'Location Database'!$A$30:$B$34,2,FALSE)),0)","v":0},{"$f":"IF((AND('Location Database'!K7<>\"\",'Location Database'!K7<>\"[Select Value]\")),(VLOOKUP('Location Database'!K7,'Location Database'!$A$36:$B$40,2,FALSE)),0)","v":0},0]
[{"$f":"'Location Database'!A8","v":5},0,{"$f":"'Location Database'!B8","v":"[Enter Name]"},null,{"$f":"IF('Location Database'!D8=\"\",0,(VLOOKUP('Location Database'!D8,'Location Database'!$F$30:$G$34,2,FALSE)))","v":0},{"$f":"IF((AND('Location Database'!E8<>\"\",'Location Database'!E8<>\"[Select Value]\")),(VLOOKUP('Location Database'!E8,'Location Database'!$D$36:$E$40,2,FALSE)),0)","v":0},{"$f":"IF((AND('Location Database'!F8<>\"\",'Location Database'!F8<>\"[Select Value]\")),(VLOOKUP('Location Database'!F8,'Location Database'!$D$42:$E$47,2,FALSE)),0)","v":0},{"$f":"IF((AND('Location Database'!G8<>\"\",'Location Database'!G8<>\"[Select Value]\")),(VLOOKUP('Location Database'!G8,'Location Database'!$D$49:$E$53,2,FALSE)),0)","v":0},{"$f":"IF((AND('Location Database'!H8<>\"\",'Location Database'!H8<>\"[Select Value]\")),(VLOOKUP('Location Database'!H8,'Location Database'!$D$55:$E$60,2,FALSE)),0)","v":0},{"$f":"IF((AND('Location Database'!I8<>\"\",'Location Database'!I8<>\"[Select Value]\")),(VLOOKUP('Location Database'!I8,'Location Database'!$D$62:$E$67,2,FALSE)),0)","v":0},{"$f":"IF((AND('Location Database'!J8<>\"\",'Location Database'!J8<>\"[Select Value]\")),(VLOOKUP('Location Database'!J8,'Location Database'!$A$30:$B$34,2,FALSE)),0)","v":0},{"$f":"IF((AND('Location Database'!K8<>\"\",'Location Database'!K8<>\"[Select Value]\")),(VLOOKUP('Location Database'!K8,'Location Database'!$A$36:$B$40,2,FALSE)),0)","v":0},0]
[{"$f":"'Location Database'!A9","v":6},47,{"$f":"'Location Database'!B9","v":"Port Ellen"},{"$f":"'Location Database'!C9","v":"Tidal Barrage "},{"$f":"IF('Location Database'!D9=\"\",0,(VLOOKUP('Location Database'!D9,'Location Database'!$H$30:$I$34,2,FALSE)))","v":1},{"$f":"IF((AND('Location Database'!E9<>\"\",'Location Database'!E9<>\"[Select Value]\")),(VLOOKUP('Location Database'!E9,'Location Database'!$D$36:$E$40,2,FALSE)),0)","v":5},{"$f":"IF((AND('Location Database'!F9<>\"\",'Location Database'!F9<>\"[Select Value]\")),(VLOOKUP('Location Database'!F9,'Location Database'!$D$42:$E$47,2,FALSE)),0)","v":0},{"$f":"IF((AND('Location Database'!G9<>\"\",'Location Database'!G9<>\"[Select Value]\")),(VLOOKUP('Location Database'!G9,'Location Database'!$D$49:$E$53,2,FALSE)),0)","v":2},{"$f":"IF((AND('Location Database'!H9<>\"\",'Location Database'!H9<>\"[Select Value]\")),(VLOOKUP('Location Database'!H9,'Location Database'!$D$55:$E$60,2,FALSE)),0)","v":0},{"$f":"IF((AND('Location Database'!I9<>\"\",'Location Database'!I9<>\"[Select Value]\")),(VLOOKUP('Location Database'!I9,'Location Database'!$D$62:$E$67,2,FALSE)),0)","v":1},{"$f":"IF((AND('Location Database'!J9<>\"\",'Location Database'!J9<>\"[Select Value]\")),(VLOOKUP('Location Database'!J9,'Location Database'!$A$30:$B$34,2,FALSE)),0)","v":3},{"$f":"IF((AND('Location Database'!K9<>\"\",'Location Database'!K9<>\"[Select Value]\")),(VLOOKUP('Location Database'!K9,'Location Database'!$A$36:$B$40,2,FALSE)),0)","v":4},47]
[{"$f":"'Location Database'!A10","v":7},51,{"$f":"'Location Database'!B10","v":"Bowmore"},null,{"$f":"IF('Location Database'!D10=\"\",0,(VLOOKUP('Location Database'!D10,'Location Database'!$H$30:$I$34,2,FALSE)))","v":1},{"$f":"IF((AND('Location Database'!E10<>\"\",'Location Database'!E10<>\"[Select Value]\")),(VLOOKUP('Location Database'!E10,'Location Database'!$D$36:$E$40,2,FALSE)),0)","v":5},{"$f":"IF((AND('Location Database'!F10<>\"\",'Location Database'!F10<>\"[Select Value]\")),(VLOOKUP('Location Database'!F10,'Location Database'!$D$42:$E$47,2,FALSE)),0)","v":0},{"$f":"IF((AND('Location Database'!G10<>\"\",'Location Database'!G10<>\"[Select Value]\")),(VLOOKUP('Location Database'!G10,'Location Database'!$D$49:$E$53,2,FALSE)),0)","v":2},{"$f":"IF((AND('Location Database'!H10<>\"\",'Location Database'!H10<>\"[Select Value]\")),(VLOOKUP('Location Database'!H10,'Location Database'!$D$55:$E$60,2,FALSE)),0)","v":0},{"$f":"IF((AND('Location Database'!I10<>\"\",'Location Database'!I10<>\"[Select Value]\")),(VLOOKUP('Location Database'!I10,'Location Database'!$D$62:$E$67,2,FALSE)),0)","v":1},{"$f":"IF((AND('Location Database'!J10<>\"\",'Location Database'!J10<>\"[Select Value]\")),(VLOOKUP('Location Database'!J10,'Location Database'!$A$30:$B$34,2,FALSE)),0)","v":5},{"$f":"IF((AND('Location Database'!K10<>\"\",'Location Database'!K10<>\"[Select Value]\")),(VLOOKUP('Location Database'!K10,'Location Database'!$A$36:$B$40,2,FALSE)),0)","v":4},51]
[{"$f":"'Location Database'!A11","v":8},0,{"$f":"'Location Database'!B11","v":"[Enter Name]"},null,{"$f":"IF('Location Database'!D11=\"\",0,(VLOOKUP('Location Database'!D11,'Location Database'!$H$30:$I$34,2,FALSE)))","v":0},{"$f":"IF((AND('Location Database'!E11<>\"\",'Location Database'!E11<>\"[Select Value]\")),(VLOOKUP('Location Database'!E11,'Location Database'!$D$36:$E$40,2,FALSE)),0)","v":0},{"$f":"IF((AND('Location Database'!F11<>\"\",'Location Database'!F11<>\"[Select Value]\")),(VLOOKUP('Location Database'!F11,'Location Database'!$D$42:$E$47,2,FALSE)),0)","v":0},{"$f":"IF((AND('Location Database'!G11<>\"\",'Location Database'!G11<>\"[Select Value]\")),(VLOOKUP('Location Database'!G11,'Location Database'!$D$49:$E$53,2,FALSE)),0)","v":0},{"$f":"IF((AND('Location Database'!H11<>\"\",'Location Database'!H11<>\"[Select Value]\")),(VLOOKUP('Location Database'!H11,'Location Database'!$D$55:$E$60,2,FALSE)),0)","v":0},{"$f":"IF((AND('Location Database'!I11<>\"\",'Location Database'!I11<>\"[Select Value]\")),(VLOOKUP('Location Database'!I11,'Location Database'!$D$62:$E$67,2,FALSE)),0)","v":0},{"$f":"IF((AND('Location Database'!J11<>\"\",'Location Database'!J11<>\"[Select Value]\")),(VLOOKUP('Location Database'!J11,'Location Database'!$A$30:$B$34,2,FALSE)),0)","v":0},{"$f":"IF((AND('Location Database'!K11<>\"\",'Location Database'!K11<>\"[Select Value]\")),(VLOOKUP('Location Database'!K11,'Location Database'!$A$36:$B$40,2,FALSE)),0)","v":0},0]
[{"$f":"'Location Database'!A12","v":9},0,{"$f":"'Location Database'!B12","v":"[Enter Name]"},null,{"$f":"IF('Location Database'!D12=\"\",0,(VLOOKUP('Location Database'!D12,'Location Database'!$H$30:$I$34,2,FALSE)))","v":0},{"$f":"IF((AND('Location Database'!E12<>\"\",'Location Database'!E12<>\"[Select Value]\")),(VLOOKUP('Location Database'!E12,'Location Database'!$D$36:$E$40,2,FALSE)),0)","v":0},{"$f":"IF((AND('Location Database'!F12<>\"\",'Location Database'!F12<>\"[Select Value]\")),(VLOOKUP('Location Database'!F12,'Location Database'!$D$42:$E$47,2,FALSE)),0)","v":0},{"$f":"IF((AND('Location Database'!G12<>\"\",'Location Database'!G12<>\"[Select Value]\")),(VLOOKUP('Location Database'!G12,'Location Database'!$D$49:$E$53,2,FALSE)),0)","v":0},{"$f":"IF((AND('Location Database'!H12<>\"\",'Location Database'!H12<>\"[Select Value]\")),(VLOOKUP('Location Database'!H12,'Location Database'!$D$55:$E$60,2,FALSE)),0)","v":0},{"$f":"IF((AND('Location Database'!I12<>\"\",'Location Database'!I12<>\"[Select Value]\")),(VLOOKUP('Location Database'!I12,'Location Database'!$D$62:$E$67,2,FALSE)),0)","v":0},{"$f":"IF((AND('Location Database'!J12<>\"\",'Location Database'!J12<>\"[Select Value]\")),(VLOOKUP('Location Database'!J12,'Location Database'!$A$30:$B$34,2,FALSE)),0)","v":0},{"$f":"IF((AND('Location Database'!K12<>\"\",'Location Database'!K12<>\"[Select Value]\")),(VLOOKUP('Location Database'!K12,'Location Database'!$A$36:$B$40,2,FALSE)),0)","v":0},0]
[{"$f":"'Location Database'!A13","v":10},0,{"$f":"'Location Database'!B13","v":"[Enter Name]"},null,{"$f":"IF('Location Database'!D13=\"\",0,(VLOOKUP('Location Database'!D13,'Location Database'!$H$30:$I$34,2,FALSE)))","v":0},{"$f":"IF((AND('Location Database'!E13<>\"\",'Location Database'!E13<>\"[Select Value]\")),(VLOOKUP('Location Database'!E13,'Location Database'!$D$36:$E$40,2,FALSE)),0)","v":0},{"$f":"IF((AND('Location Database'!F13<>\"\",'Location Database'!F13<>\"[Select Value]\")),(VLOOKUP('Location Database'!F13,'Location Database'!$D$42:$E$47,2,FALSE)),0)","v":0},{"$f":"IF((AND('Location Database'!G13<>\"\",'Location Database'!G13<>\"[Select Value]\")),(VLOOKUP('Location Database'!G13,'Location Database'!$D$49:$E$53,2,FALSE)),0)","v":0},{"$f":"IF((AND('Location Database'!H13<>\"\",'Location Database'!H13<>\"[Select Value]\")),(VLOOKUP('Location Database'!H13,'Location Database'!$D$55:$E$60,2,FALSE)),0)","v":0},{"$f":"IF((AND('Location Database'!I13<>\"\",'Location Database'!I13<>\"[Select Value]\")),(VLOOKUP('Location Database'!I13,'Location Database'!$D$62:$E$67,2,FALSE)),0)","v":0},{"$f":"IF((AND('Location Database'!J13<>\"\",'Location Database'!J13<>\"[Select Value]\")),(VLOOKUP('Location Database'!J13,'Location Database'!$A$30:$B$34,2,FALSE)),0)","v":0},{"$f":"IF((AND('Location Database'!K13<>\"\",'Location Database'!K13<>\"[Select Value]\")),(VLOOKUP('Location Database'!K13,'Location Database'!$A$36:$B$40,2,FALSE)),0)","v":0},0]
[{"$f":"'Location Database'!A14","v":11},43,{"$f":"Input!J45","v":"Portnahaven - Far"},{"$f":"'Location Database'!C14","v":"Wave"},{"$f":"IF('Location Database'!D14=\"\",0,(VLOOKUP('Location Database'!D14,'Location Database'!$D$30:$E$34,2,FALSE)))","v":2},{"$f":"IF((AND('Location Database'!E14<>\"\",'Location Database'!E14<>\"[Select Value]\")),(VLOOKUP('Location Database'!E14,'Location Database'!$D$36:$E$40,2,FALSE)),0)","v":1},{"$f":"IF((AND('Location Database'!F14<>\"\",'Location Database'!F14<>\"[Select Value]\")),(VLOOKUP('Location Database'!F14,'Location Database'!$D$42:$E$47,2,FALSE)),0)","v":3},{"$f":"IF((AND('Location Database'!G14<>\"\",'Location Database'!G14<>\"[Select Value]\")),(VLOOKUP('Location Database'!G14,'Location Database'!$D$49:$E$53,2,FALSE)),0)","v":1},{"$f":"IF((AND('Location Database'!H14<>\"\",'Location Database'!H14<>\"[Select Value]\")),(VLOOKUP('Location Database'!H14,'Location Database'!$D$55:$E$60,2,FALSE)),0)","v":0},{"$f":"IF((AND('Location Database'!I14<>\"\",'Location Database'!I14<>\"[Select Value]\")),(VLOOKUP('Location Database'!I14,'Location Database'!$D$62:$E$67,2,FALSE)),0)","v":0},{"$f":"IF((AND('Location Database'!J14<>\"\",'Location Database'!J14<>\"[Select Value]\")),(VLOOKUP('Location Database'!J14,'Location Database'!$A$30:$B$34,2,FALSE)),0)","v":4},{"$f":"IF((AND('Location Database'!K14<>\"\",'Location Database'!K14<>\"[Select Value]\")),(VLOOKUP('Location Database'!K14,'Location Database'!$A$36:$B$40,2,FALSE)),0)","v":3},43]
[{"$f":"'Location Database'!A15","v":12},43,{"$f":"Input!J55","v":"Portnahaven - Near"},null,{"$f":"IF('Location Database'!D15=\"\",0,(VLOOKUP('Location Database'!D15,'Location Database'!$D$30:$E$34,2,FALSE)))","v":2},{"$f":"IF((AND('Location Database'!E15<>\"\",'Location Database'!E15<>\"[Select Value]\")),(VLOOKUP('Location Database'!E15,'Location Database'!$D$36:$E$40,2,FALSE)),0)","v":3},{"$f":"IF((AND('Location Database'!F15<>\"\",'Location Database'!F15<>\"[Select Value]\")),(VLOOKUP('Location Database'!F15,'Location Database'!$D$42:$E$47,2,FALSE)),0)","v":2},{"$f":"IF((AND('Location Database'!G15<>\"\",'Location Database'!G15<>\"[Select Value]\")),(VLOOKUP('Location Database'!G15,'Location Database'!$D$49:$E$53,2,FALSE)),0)","v":1},{"$f":"IF((AND('Location Database'!H15<>\"\",'Location Database'!H15<>\"[Select Value]\")),(VLOOKUP('Location Database'!H15,'Location Database'!$D$55:$E$60,2,FALSE)),0)","v":0},{"$f":"IF((AND('Location Database'!I15<>\"\",'Location Database'!I15<>\"[Select Value]\")),(VLOOKUP('Location Database'!I15,'Location Database'!$D$62:$E$67,2,FALSE)),0)","v":0},{"$f":"IF((AND('Location Database'!J15<>\"\",'Location Database'!J15<>\"[Select Value]\")),(VLOOKUP('Location Database'!J15,'Location Database'!$A$30:$B$34,2,FALSE)),0)","v":3},{"$f":"IF((AND('Location Database'!K15<>\"\",'Location Database'!K15<>\"[Select Value]\")),(VLOOKUP('Location Database'!K15,'Location Database'!$A$36:$B$40,2,FALSE)),0)","v":3},{"$f":"SUMPRODUCT(E16:L16,$E$4:$L$4)","v":43}]
[{"$f":"'Location Database'!A16","v":13},39,{"$f":"Input!J65","v":"Mull of Oa"},null,{"$f":"IF('Location Database'!D16=\"\",0,(VLOOKUP('Location Database'!D16,'Location Database'!$D$30:$E$34,2,FALSE)))","v":2},{"$f":"IF((AND('Location Database'!E16<>\"\",'Location Database'!E16<>\"[Select Value]\")),(VLOOKUP('Location Database'!E16,'Location Database'!$D$36:$E$40,2,FALSE)),0)","v":1},{"$f":"IF((AND('Location Database'!F16<>\"\",'Location Database'!F16<>\"[Select Value]\")),(VLOOKUP('Location Database'!F16,'Location Database'!$D$42:$E$47,2,FALSE)),0)","v":2},{"$f":"IF((AND('Location Database'!G16<>\"\",'Location Database'!G16<>\"[Select Value]\")),(VLOOKUP('Location Database'!G16,'Location Database'!$D$49:$E$53,2,FALSE)),0)","v":1},{"$f":"IF((AND('Location Database'!H16<>\"\",'Location Database'!H16<>\"[Select Value]\")),(VLOOKUP('Location Database'!H16,'Location Database'!$D$55:$E$60,2,FALSE)),0)","v":0},{"$f":"IF((AND('Location Database'!I16<>\"\",'Location Database'!I16<>\"[Select Value]\")),(VLOOKUP('Location Database'!I16,'Location Database'!$D$62:$E$67,2,FALSE)),0)","v":0},{"$f":"IF((AND('Location Database'!J16<>\"\",'Location Database'!J16<>\"[Select Value]\")),(VLOOKUP('Location Database'!J16,'Location Database'!$A$30:$B$34,2,FALSE)),0)","v":4},{"$f":"IF((AND('Location Database'!K16<>\"\",'Location Database'!K16<>\"[Select Value]\")),(VLOOKUP('Location Database'!K16,'Location Database'!$A$36:$B$40,2,FALSE)),0)","v":3},39]
[{"$f":"'Location Database'!A17","v":14},0,{"$f":"Input!J75","v":"[Enter Name]"},null,{"$f":"IF('Location Database'!D17=\"\",0,(VLOOKUP('Location Database'!D17,'Location Database'!$D$30:$E$34,2,FALSE)))","v":0},{"$f":"IF((AND('Location Database'!E17<>\"\",'Location Database'!E17<>\"[Select Value]\")),(VLOOKUP('Location Database'!E17,'Location Database'!$D$36:$E$40,2,FALSE)),0)","v":0},{"$f":"IF((AND('Location Database'!F17<>\"\",'Location Database'!F17<>\"[Select Value]\")),(VLOOKUP('Location Database'!F17,'Location Database'!$D$42:$E$47,2,FALSE)),0)","v":0},{"$f":"IF((AND('Location Database'!G17<>\"\",'Location Database'!G17<>\"[Select Value]\")),(VLOOKUP('Location Database'!G17,'Location Database'!$D$49:$E$53,2,FALSE)),0)","v":0},{"$f":"IF((AND('Location Database'!H17<>\"\",'Location Database'!H17<>\"[Select Value]\")),(VLOOKUP('Location Database'!H17,'Location Database'!$D$55:$E$60,2,FALSE)),0)","v":0},{"$f":"IF((AND('Location Database'!I17<>\"\",'Location Database'!I17<>\"[Select Value]\")),(VLOOKUP('Location Database'!I17,'Location Database'!$D$62:$E$67,2,FALSE)),0)","v":0},{"$f":"IF((AND('Location Database'!J17<>\"\",'Location Database'!J17<>\"[Select Value]\")),(VLOOKUP('Location Database'!J17,'Location Database'!$A$30:$B$34,2,FALSE)),0)","v":0},{"$f":"IF((AND('Location Database'!K17<>\"\",'Location Database'!K17<>\"[Select Value]\")),(VLOOKUP('Location Database'!K17,'Location Database'!$A$36:$B$40,2,FALSE)),0)","v":0},0]
[{"$f":"'Location Database'!A18","v":15},0,{"$f":"Input!J85","v":"[Enter Name]"},null,{"$f":"IF('Location Database'!D18=\"\",0,(VLOOKUP('Location Database'!D18,'Location Database'!$D$30:$E$34,2,FALSE)))","v":0},{"$f":"IF((AND('Location Database'!E18<>\"\",'Location Database'!E18<>\"[Select Value]\")),(VLOOKUP('Location Database'!E18,'Location Database'!$D$36:$E$40,2,FALSE)),0)","v":0},{"$f":"IF((AND('Location Database'!F18<>\"\",'Location Database'!F18<>\"[Select Value]\")),(VLOOKUP('Location Database'!F18,'Location Database'!$D$42:$E$47,2,FALSE)),0)","v":0},{"$f":"IF((AND('Location Database'!G18<>\"\",'Location Database'!G18<>\"[Select Value]\")),(VLOOKUP('Location Database'!G18,'Location Database'!$D$49:$E$53,2,FALSE)),0)","v":0},{"$f":"IF((AND('Location Database'!H18<>\"\",'Location Database'!H18<>\"[Select Value]\")),(VLOOKUP('Location Database'!H18,'Location Database'!$D$55:$E$60,2,FALSE)),0)","v":0},{"$f":"IF((AND('Location Database'!I18<>\"\",'Location Database'!I18<>\"[Select Value]\")),(VLOOKUP('Location Database'!I18,'Location Database'!$D$62:$E$67,2,FALSE)),0)","v":0},{"$f":"IF((AND('Location Database'!J18<>\"\",'Location Database'!J18<>\"[Select Value]\")),(VLOOKUP('Location Database'!J18,'Location Database'!$A$30:$B$34,2,FALSE)),0)","v":0},{"$f":"IF((AND('Location Database'!K18<>\"\",'Location Database'!K18<>\"[Select Value]\")),(VLOOKUP('Location Database'!K18,'Location Database'!$A$36:$B$40,2,FALSE)),0)","v":0},0]
[]
["Tidal Device Decision Matrix"]
[]
["No.",{"$f":"P23","v":"Score"},null,"Criteria",{"$f":"'Tidal Device Database'!I2","v":"Rated capacity"},{"$f":"'Tidal Device Database'!J2","v":"Required Flow Velocity"},{"$f":"'Tidal Device Database'!K2","v":"Operating Water Depth"},{"$f":"'Tidal Device Database'!L2","v":"Installation Complexity"},{"$f":"'Tidal Device Database'!M2","v":"Lifespan"},{"$f":"'Tidal Device Database'!N2","v":"Primary Seabed Attachment"},{"$f":"'Tidal Device Database'!O2","v":"Planned Inspection/Maintenance Period"},{"$f":"'Tidal Device Database'!P2","v":"Maintenance Complexity"},{"$f":"'Tidal Device Database'!Q2","v":"Access Complexity"},{"$f":"'Tidal Device Database'!R2","v":"Shore Connection"},{"$f":"'Tidal Device Database'!S2","v":"Technology Readiness Level"},"Score"]
[null,null,{"$f":"'Tidal Device Database'!B2","v":"Name"},{"$f":"'Tidal Device Database'!C2","v":"Type"},3,3,{"$f":"IF(Input!B19=\"YES\",2,5)","v":2},1,4,4,2,3,4,2,5]
[{"$f":"'Tidal Device Database'!A4","v":1},{"$f":"P25","v":106},{"$f":"'Tidal Device Database'!B4","v":"ANDRITZ HYDRO Hammerfest HS1000"},{"$f":"'Tidal Device Database'!C4","v":"Horizontal Axis"},{"$f":"IF('Tidal Device Database'!I4=\"\",0,(VLOOKUP('Tidal Device Database'!I4,'Tidal Device Database'!$A$131:$B$135,2,FALSE)))","v":4},{"$f":"IF('Tidal Device Database'!J4=\"\",0,(VLOOKUP('Tidal Device Database'!J4,'Tidal Device Database'!$A$137:$B$141,2,FALSE)))","v":4},{"$f":"IF('Tidal Device Database'!K4=\"\",0,(VLOOKUP('Tidal Device Database'!K4,'Tidal Device Database'!$A$143:$B$147,2,FALSE)))","v":1},{"$f":"IF('Tidal Device Database'!L4=\"\",0,(VLOOKUP('Tidal Device Database'!L4,'Tidal Device Database'!$A$69:$B$73,2,FALSE)))","v":2},{"$f":"IF('Tidal Device Database'!M4=\"\",0,(VLOOKUP('Tidal Device Database'!M4,'Tidal Device Database'!$A$75:$B$79,2,FALSE)))","v":4},{"$f":"IF('Tidal Device Database'!N4=\"\",0,(VLOOKUP('Tidal Device Database'!N4,'Tidal Device Database'!$A$81:$B$85,2,FALSE)))","v":3},{"$f":"IF('Tidal Device Database'!O4=\"\",0,(VLOOKUP('Tidal Device Database'!O4,'Tidal Device Database'!$A$87:$B$91,2,FALSE)))","v":5},{"$f":"IF('Tidal Device Database'!P4=\"\",0,(VLOOKUP('Tidal Device Database'!P4,'Tidal Device Database'!$A$93:$B$97,2,FALSE)))","v":2},{"$f":"IF('Tidal Device Database'!Q4=\"\",0,(VLOOKUP('Tidal Device Database'!Q4,'Tidal Device Database'!$A$99:$B$103,2,FALSE)))","v":3},{"$f":"IF('Tidal Device Database'!R4=\"\",0,(VLOOKUP('Tidal Device Database'!R4,'Tidal Device Database'!$A$115:$B$119,2,FALSE)))","v":1},{"$f":"IF('Tidal Device Database'!S4=\"\",0,(VLOOKUP('Tidal Device Database'!S4,'Tidal Device Database'!$A$105:$B$109,2,FALSE)))","v":4},{"$f":"SUMPRODUCT(E25:O25,$E$24:$O$24)","v":106}]
[{"$f":"'Tidal Device Database'!A5","v":2},108,{"$f":"'Tidal Device Database'!B5","v":"ANDRITZ HYDRO Hammerfest HS300"},{"$f":"'Tidal Device Database'!C5","v":"Horizontal Axis"},{"$f":"IF('Tidal Device Database'!I5=\"\",0,(VLOOKUP('Tidal Device Database'!I5,'Tidal Device Database'!$A$131:$B$135,2,FALSE)))","v":3},{"$f":"IF('Tidal Device Database'!J5=\"\",0,(VLOOKUP('Tidal Device Database'!J5,'Tidal Device Database'!$A$137:$B$141,2,FALSE)))","v":4},{"$f":"IF('Tidal Device Database'!K5=\"\",0,(VLOOKUP('Tidal Device Database'!K5,'Tidal Device Database'!$A$143:$B$147,2,FALSE)))","v":1},{"$f":"IF('Tidal Device Database'!L5=\"\",0,(VLOOKUP('Tidal Device Database'!L5,'Tidal Device Database'!$A$69:$B$73,2,FALSE)))","v":2},{"$f":"IF('Tidal Device Database'!M5=\"\",0,(VLOOKUP('Tidal Device Database'!M5,'Tidal Device Database'!$A$75:$B$79,2,FALSE)))","v":4},{"$f":"IF('Tidal Device Database'!N5=\"\",0,(VLOOKUP('Tidal Device Database'!N5,'Tidal Device Database'!$A$81:$B$85,2,FALSE)))","v":3},{"$f":"IF('Tidal Device Database'!O5=\"\",0,(VLOOKUP('Tidal Device Database'!O5,'Tidal Device Database'!$A$87:$B$91,2,FALSE)))","v":5},{"$f":"IF('Tidal Device Database'!P5=\"\",0,(VLOOKUP('Tidal Device Database'!P5,'Tidal Device Database'!$A$93:$B$97,2,FALSE)))","v":2},{"$f":"IF('Tidal Device Database'!Q5=\"\",0,(VLOOKUP('Tidal Device Database'!Q5,'Tidal Device Database'!$A$99:$B$103,2,FALSE)))","v":3},{"$f":"IF('Tidal Device Database'!R5=\"\",0,(VLOOKUP('Tidal Device Database'!R5,'Tidal Device Database'!$A$115:$B$119,2,FALSE)))","v":1},{"$f":"IF('Tidal Device Database'!S5=\"\",0,(VLOOKUP('Tidal Device Database'!S5,'Tidal Device Database'!$A$105:$B$109,2,FALSE)))","v":5},108]
[{"$f":"'Tidal Device Database'!A6","v":3},84,{"$f":"'Tidal Device Database'!B6","v":"EEL"},{"$f":"'Tidal Device Database'!C6","v":"Oscillating Hydrofoil"},{"$f":"IF('Tidal Device Database'!I6=\"\",0,(VLOOKUP('Tidal Device Database'!I6,'Tidal Device Database'!$A$131:$B$135,2,FALSE)))","v":0},{"$f":"IF('Tidal Device Database'!J6=\"\",0,(VLOOKUP('Tidal Device Database'!J6,'Tidal Device Database'!$A$137:$B$141,2,FALSE)))","v":5},{"$f":"IF('Tidal Device Database'!K6=\"\",0,(VLOOKUP('Tidal Device Database'!K6,'Tidal Device Database'!$A$143:$B$147,2,FALSE)))","v":0},{"$f":"IF('Tidal Device Database'!L6=\"\",0,(VLOOKUP('Tidal Device Database'!L6,'Tidal Device Database'!$A$69:$B$73,2,FALSE)))","v":0},{"$f":"IF('Tidal Device Database'!M6=\"\",0,(VLOOKUP('Tidal Device Database'!M6,'Tidal Device Database'!$A$75:$B$79,2,FALSE)))","v":4},{"$f":"IF('Tidal Device Database'!N6=\"\",0,(VLOOKUP('Tidal Device Database'!N6,'Tidal Device Database'!$A$81:$B$85,2,FALSE)))","v":3},{"$f":"IF('Tidal Device Database'!O6=\"\",0,(VLOOKUP('Tidal Device Database'!O6,'Tidal Device Database'!$A$87:$B$91,2,FALSE)))","v":5},{"$f":"IF('Tidal Device Database'!P6=\"\",0,(VLOOKUP('Tidal Device Database'!P6,'Tidal Device Database'!$A$93:$B$97,2,FALSE)))","v":1},{"$f":"IF('Tidal Device Database'!Q6=\"\",0,(VLOOKUP('Tidal Device Database'!Q6,'Tidal Device Database'!$A$99:$B$103,2,FALSE)))","v":2},{"$f":"IF('Tidal Device Database'!R6=\"\",0,(VLOOKUP('Tidal Device Database'!R6,'Tidal Device Database'!$A$115:$B$119,2,FALSE)))","v":0},{"$f":"IF('Tidal Device Database'!S6=\"\",0,(VLOOKUP('Tidal Device Database'!S6,'Tidal Device Database'!$A$105:$B$109,2,FALSE)))","v":4},84]
[{"$f":"'Tidal Device Database'!A7","v":4},113,{"$f":"'Tidal Device Database'!B7","v":"Atlantis AR-1500"},{"$f":"'Tidal Device Database'!C7","v":"Horizontal Axis"},{"$f":"IF('Tidal Device Database'!I7=\"\",0,(VLOOKUP('Tidal Device Database'!I7,'Tidal Device Database'!$A$131:$B$135,2,FALSE)))","v":5},{"$f":"IF('Tidal Device Database'!J7=\"\",0,(VLOOKUP('Tidal Device Database'!J7,'Tidal Device Database'!$A$137:$B$141,2,FALSE)))","v":3},{"$f":"IF('Tidal Device Database'!K7=\"\",0,(VLOOKUP('Tidal Device Database'!K7,'Tidal Device Database'!$A$143:$B$147,2,FALSE)))","v":1},{"$f":"IF('Tidal Device Database'!L7=\"\",0,(VLOOKUP('Tidal Device Database'!L7,'Tidal Device Database'!$A$69:$B$73,2,FALSE)))","v":2},{"$f":"IF('Tidal Device Database'!M7=\"\",0,(VLOOKUP('Tidal Device Database'!M7,'Tidal Device Database'!$A$75:$B$79,2,FALSE)))","v":4},{"$f":"IF('Tidal Device Database'!N7=\"\",0,(VLOOKUP('Tidal Device Database'!N7,'Tidal Device Database'!$A$81:$B$85,2,FALSE)))","v":4},{"$f":"IF('Tidal Device Database'!O7=\"\",0,(VLOOKUP('Tidal Device Database'!O7,'Tidal Device Database'!$A$87:$B$91,2,FALSE)))","v":5},{"$f":"IF('Tidal Device Database'!P7=\"\",0,(VLOOKUP('Tidal Device Database'!P7,'Tidal Device Database'!$A$93:$B$97,2,FALSE)))","v":3},{"$f":"IF('Tidal Device Database'!Q7=\"\",0,(VLOOKUP('Tidal Device Database'!Q7,'Tidal Device Database'!$A$99:$B$103,2,FALSE)))","v":3},{"$f":"IF('Tidal Device Database'!R7=\"\",0,(VLOOKUP('Tidal Device Database'!R7,'Tidal Device Database'!$A$115:$B$119,2,FALSE)))","v":1},{"$f":"IF('Tidal Device Database'!S7=\"\",0,(VLOOKUP('Tidal Device Database'!S7,'Tidal Device Database'!$A$105:$B$109,2,FALSE)))","v":4},113]
[{"$f":"'Tidal Device Database'!A8","v":5},91,{"$f":"'Tidal Device Database'!B8","v":"Seagen S"},{"$f":"'Tidal Device Database'!C8","v":"Horizontal Axis"},{"$f":"IF('Tidal Device Database'!I8=\"\",0,(VLOOKUP('Tidal Device Database'!I8,'Tidal Device Database'!$A$131:$B$135,2,FALSE)))","v":5},{"$f":"IF('Tidal Device Database'!J8=\"\",0,(VLOOKUP('Tidal Device Database'!J8,'Tidal Device Database'!$A$137:$B$141,2,FALSE)))","v":3},{"$f":"IF('Tidal Device Database'!K8=\"\",0,(VLOOKUP('Tidal Device Database'!K8,'Tidal Device Database'!$A$143:$B$147,2,FALSE)))","v":2},{"$f":"IF('Tidal Device Database'!L8=\"\",0,(VLOOKUP('Tidal Device Database'!L8,'Tidal Device Database'!$A$69:$B$73,2,FALSE)))","v":1},{"$f":"IF('Tidal Device Database'!M8=\"\",0,(VLOOKUP('Tidal Device Database'!M8,'Tidal Device Database'!$A$75:$B$79,2,FALSE)))","v":4},{"$f":"IF('Tidal Device Database'!N8=\"\",0,(VLOOKUP('Tidal Device Database'!N8,'Tidal Device Database'!$A$81:$B$85,2,FALSE)))","v":2},{"$f":"IF('Tidal Device Database'!O8=\"\",0,(VLOOKUP('Tidal Device Database'!O8,'Tidal Device Database'!$A$87:$B$91,2,FALSE)))","v":0},{"$f":"IF('Tidal Device Database'!P8=\"\",0,(VLOOKUP('Tidal Device Database'!P8,'Tidal Device Database'!$A$93:$B$97,2,FALSE)))","v":0},{"$f":"IF('Tidal Device Database'!Q8=\"\",0,(VLOOKUP('Tidal Device Database'!Q8,'Tidal Device Database'!$A$99:$B$103,2,FALSE)))","v":3},{"$f":"IF('Tidal Device Database'!R8=\"\",0,(VLOOKUP('Tidal Device Database'!R8,'Tidal Device Database'!$A$115:$B$119,2,FALSE)))","v":3},{"$f":"IF('Tidal Device Database'!S8=\"\",0,(VLOOKUP('Tidal Device Database'!S8,'Tidal Device Database'!$A$105:$B$109,2,FALSE)))","v":4},91]
[{"$f":"'Tidal Device Database'!A9","v":7},34,{"$f":"'Tidal Device Database'!B9","v":"BioStream"},{"$f":"'Tidal Device Database'!C9","v":"Oscillating Hydrofoil"},{"$f":"IF('Tidal Device Database'!I9=\"\",0,(VLOOKUP('Tidal Device Database'!I9,'Tidal Device Database'!$A$131:$B$135,2,FALSE)))","v":2},{"$f":"IF('Tidal Device Database'!J9=\"\",0,(VLOOKUP('Tidal Device Database'!J9,'Tidal Device Database'!$A$137:$B$141,2,FALSE)))","v":0},{"$f":"IF('Tidal Device Database'!K9=\"\",0,(VLOOKUP('Tidal Device Database'!K9,'Tidal Device Database'!$A$143:$B$147,2,FALSE)))","v":0},{"$f":"IF('Tidal Device Database'!L9=\"\",0,(VLOOKUP('Tidal Device Database'!L9,'Tidal Device Database'!$A$69:$B$73,2,FALSE)))","v":0},{"$f":"IF('Tidal Device Database'!M9=\"\",0,(VLOOKUP('Tidal Device Database'!M9,'Tidal Device Database'!$A$75:$B$79,2,FALSE)))","v":4},{"$f":"IF('Tidal Device Database'!N9=\"\",0,(VLOOKUP('Tidal Device Database'!N9,'Tidal Device Database'!$A$81:$B$85,2,FALSE)))","v":3},{"$f":"IF('Tidal Device Database'!O9=\"\",0,(VLOOKUP('Tidal Device Database'!O9,'Tidal Device Database'!$A$87:$B$91,2,FALSE)))","v":0},{"$f":"IF('Tidal Device Database'!P9=\"\",0,(VLOOKUP('Tidal Device Database'!P9,'Tidal Device Database'!$A$93:$B$97,2,FALSE)))","v":0},{"$f":"IF('Tidal Device Database'!Q9=\"\",0,(VLOOKUP('Tidal Device Database'!Q9,'Tidal Device Database'!$A$99:$B$103,2,FALSE)))","v":0},{"$f":"IF('Tidal Device Database'!R9=\"\",0,(VLOOKUP('Tidal Device Database'!R9,'Tidal Device Database'!$A$115:$B$119,2,FALSE)))","v":0},{"$f":"IF('Tidal Device Database'!S9=\"\",0,(VLOOKUP('Tidal Device Database'!S9,'Tidal Device Database'!$A$105:$B$109,2,FALSE)))","v":0},34]
[{"$f":"'Tidal Device Database'!A10","v":8},54,{"$f":"'Tidal Device Database'!B10","v":"C2C Tidal turbine"},{"$f":"'Tidal Device Database'!C10","v":"Vertical Axis"},{"$f":"IF('Tidal Device Database'!I10=\"\",0,(VLOOKUP('Tidal Device Database'!I10,'Tidal Device Database'!$A$131:$B$135,2,FALSE)))","v":1},{"$f":"IF('Tidal Device Database'!J10=\"\",0,(VLOOKUP('Tidal Device Database'!J10,'Tidal Device Database'!$A$137:$B$141,2,FALSE)))","v":5},{"$f":"IF('Tidal Device Database'!K10=\"\",0,(VLOOKUP('Tidal Device Database'!K10,'Tidal Device Database'!$A$143:$B$147,2,FALSE)))","v":0},{"$f":"IF('Tidal Device Database'!L10=\"\",0,(VLOOKUP('Tidal Device Database'!L10,'Tidal Device Database'!$A$69:$B$73,2,FALSE)))","v":0},{"$f":"IF('Tidal Device Database'!M10=\"\",0,(VLOOKUP('Tidal Device Database'!M10,'Tidal Device Database'!$A$75:$B$79,2,FALSE)))","v":4},{"$f":"IF('Tidal Device Database'!N10=\"\",0,(VLOOKUP('Tidal Device Database'!N10,'Tidal Device Database'!$A$81:$B$85,2,FALSE)))","v":5},{"$f":"IF('Tidal Device Database'!O10=\"\",0,(VLOOKUP('Tidal Device Database'!O10,'Tidal Device Database'!$A$87:$B$91,2,FALSE)))","v":0},{"$f":"IF('Tidal Device Database'!P10=\"\",0,(VLOOKUP('Tidal Device Database'!P10,'Tidal Device Database'!$A$93:$B$97,2,FALSE)))","v":0},{"$f":"IF('Tidal Device Database'!Q10=\"\",0,(VLOOKUP('Tidal Device Database'!Q10,'Tidal Device Database'!$A$99:$B$103,2,FALSE)))","v":0},{"$f":"IF('Tidal Device Database'!R10=\"\",0,(VLOOKUP('Tidal Device Database'!R10,'Tidal Device Database'!$A$115:$B$119,2,FALSE)))","v":0},{"$f":"IF('Tidal Device Database'!S10=\"\",0,(VLOOKUP('Tidal Device Database'!S10,'Tidal Device Database'!$A$105:$B$109,2,FALSE)))","v":0},54]
[{"$f":"'Tidal Device Database'!A11","v":9},95,{"$f":"'Tidal Device Database'!B11","v":"Oryon Watermill"},{"$f":"'Tidal Device Database'!C11","v":"Vertical Axis"},{"$f":"IF('Tidal Device Database'!I11=\"\",0,(VLOOKUP('Tidal Device Database'!I11,'Tidal Device Database'!$A$131:$B$135,2,FALSE)))","v":1},{"$f":"IF('Tidal Device Database'!J11=\"\",0,(VLOOKUP('Tidal Device Database'!J11,'Tidal Device Database'!$A$137:$B$141,2,FALSE)))","v":5},{"$f":"IF('Tidal Device Database'!K11=\"\",0,(VLOOKUP('Tidal Device Database'!K11,'Tidal Device Database'!$A$143:$B$147,2,FALSE)))","v":5},{"$f":"IF('Tidal Device Database'!L11=\"\",0,(VLOOKUP('Tidal Device Database'!L11,'Tidal Device Database'!$A$69:$B$73,2,FALSE)))","v":4},{"$f":"IF('Tidal Device Database'!M11=\"\",0,(VLOOKUP('Tidal Device Database'!M11,'Tidal Device Database'!$A$75:$B$79,2,FALSE)))","v":0},{"$f":"IF('Tidal Device Database'!N11=\"\",0,(VLOOKUP('Tidal Device Database'!N11,'Tidal Device Database'!$A$81:$B$85,2,FALSE)))","v":5},{"$f":"IF('Tidal Device Database'!O11=\"\",0,(VLOOKUP('Tidal Device Database'!O11,'Tidal Device Database'!$A$87:$B$91,2,FALSE)))","v":0},{"$f":"IF('Tidal Device Database'!P11=\"\",0,(VLOOKUP('Tidal Device Database'!P11,'Tidal Device Database'!$A$93:$B$97,2,FALSE)))","v":0},{"$f":"IF('Tidal Device Database'!Q11=\"\",0,(VLOOKUP('Tidal Device Database'!Q11,'Tidal Device Database'!$A$99:$B$103,2,FALSE)))","v":5},{"$f":"IF('Tidal Device Database'!R11=\"\",0,(VLOOKUP('Tidal Device Database'!R11,'Tidal Device Database'!$A$115:$B$119,2,FALSE)))","v":4},{"$f":"IF('Tidal Device Database'!S11=\"\",0,(VLOOKUP('Tidal Device Database'!S11,'Tidal Device Database'!$A$105:$B$109,2,FALSE)))","v":3},95]
[{"$f":"'Tidal Device Database'!A12","v":11},35,{"$f":"'Tidal Device Database'!B12","v":"MAKO"},{"$f":"'Tidal Device Database'!C12","v":"Horizontal Axis"},{"$f":"IF('Tidal Device Database'!I12=\"\",0,(VLOOKUP('Tidal Device Database'!I12,'Tidal Device Database'!$A$131:$B$135,2,FALSE)))","v":0},{"$f":"IF('Tidal Device Database'!J12=\"\",0,(VLOOKUP('Tidal Device Database'!J12,'Tidal Device Database'!$A$137:$B$141,2,FALSE)))","v":5},{"$f":"IF('Tidal Device Database'!K12=\"\",0,(VLOOKUP('Tidal Device Database'!K12,'Tidal Device Database'!$A$143:$B$147,2,FALSE)))","v":0},{"$f":"IF('Tidal Device Database'!L12=\"\",0,(VLOOKUP('Tidal Device Database'!L12,'Tidal Device Database'!$A$69:$B$73,2,FALSE)))","v":0},{"$f":"IF('Tidal Device Database'!M12=\"\",0,(VLOOKUP('Tidal Device Database'!M12,'Tidal Device Database'!$A$75:$B$79,2,FALSE)))","v":0},{"$f":"IF('Tidal Device Database'!N12=\"\",0,(VLOOKUP('Tidal Device Database'!N12,'Tidal Device Database'!$A$81:$B$85,2,FALSE)))","v":5},{"$f":"IF('Tidal Device Database'!O12=\"\",0,(VLOOKUP('Tidal Device Database'!O12,'Tidal Device Database'!$A$87:$B$91,2,FALSE)))","v":0},{"$f":"IF('Tidal Device Database'!P12=\"\",0,(VLOOKUP('Tidal Device Database'!P12,'Tidal Device Database'!$A$93:$B$97,2,FALSE)))","v":0},{"$f":"IF('Tidal Device Database'!Q12=\"\",0,(VLOOKUP('Tidal Device Database'!Q12,'Tidal Device Database'!$A$99:$B$103,2,FALSE)))","v":0},{"$f":"IF('Tidal Device Database'!R12=\"\",0,(VLOOKUP('Tidal Device Database'!R12,'Tidal Device Database'!$A$115:$B$119,2,FALSE)))","v":0},{"$f":"IF('Tidal Device Database'!S12=\"\",0,(VLOOKUP('Tidal Device Database'!S12,'Tidal Device Database'!$A$105:$B$109,2,FALSE)))","v":0},35]
[{"$f":"'Tidal Device Database'!A13","v":12},23,{"$f":"'Tidal Device Database'!B13","v":"Guinard MegaWattBlue"},{"$f":"'Tidal Device Database'!C13","v":"Horizontal Axis"},{"$f":"IF('Tidal Device Database'!I13=\"\",0,(VLOOKUP('Tidal Device Database'!I13,'Tidal Device Database'!$A$131:$B$135,2,FALSE)))","v":1},{"$f":"IF('Tidal Device Database'!J13=\"\",0,(VLOOKUP('Tidal Device Database'!J13,'Tidal Device Database'!$A$137:$B$141,2,FALSE)))","v":0},{"$f":"IF('Tidal Device Database'!K13=\"\",0,(VLOOKUP('Tidal Device Database'!K13,'Tidal Device Database'!$A$143:$B$147,2,FALSE)))","v":0},{"$f":"IF('Tidal Device Database'!L13=\"\",0,(VLOOKUP('Tidal Device Database'!L13,'Tidal Device Database'!$A$69:$B$73,2,FALSE)))","v":0},{"$f":"IF('Tidal Device Database'!M13=\"\",0,(VLOOKUP('Tidal Device Database'!M13,'Tidal Device Database'!$A$75:$B$79,2,FALSE)))","v":0},{"$f":"IF('Tidal Device Database'!N13=\"\",0,(VLOOKUP('Tidal Device Database'!N13,'Tidal Device Database'!$A$81:$B$85,2,FALSE)))","v":5},{"$f":"IF('Tidal Device Database'!O13=\"\",0,(VLOOKUP('Tidal Device Database'!O13,'Tidal Device Database'!$A$87:$B$91,2,FALSE)))","v":0},{"$f":"IF('Tidal Device Database'!P13=\"\",0,(VLOOKUP('Tidal Device Database'!P13,'Tidal Device Database'!$A$93:$B$97,2,FALSE)))","v":0},{"$f":"IF('Tidal Device Database'!Q13=\"\",0,(VLOOKUP('Tidal Device Database'!Q13,'Tidal Device Database'!$A$99:$B$103,2,FALSE)))","v":0},{"$f":"IF('Tidal Device Database'!R13=\"\",0,(VLOOKUP('Tidal Device Database'!R13,'Tidal Device Database'!$A$115:$B$119,2,FALSE)))","v":0},{"$f":"IF('Tidal Device Database'!S13=\"\",0,(VLOOKUP('Tidal Device Database'!S13,'Tidal Device Database'!$A$105:$B$109,2,FALSE)))","v":0},23]
[{"$f":"'Tidal Device Database'!A14","v":13},38,{"$f":"'Tidal Device Database'!B14","v":"HydroGen"},{"$f":"'Tidal Device Database'!C14","v":"Vertical Axis"},{"$f":"IF('Tidal Device Database'!I14=\"\",0,(VLOOKUP('Tidal Device Database'!I14,'Tidal Device Database'!$A$131:$B$135,2,FALSE)))","v":1},{"$f":"IF('Tidal Device Database'!J14=\"\",0,(VLOOKUP('Tidal Device Database'!J14,'Tidal Device Database'!$A$137:$B$141,2,FALSE)))","v":5},{"$f":"IF('Tidal Device Database'!K14=\"\",0,(VLOOKUP('Tidal Device Database'!K14,'Tidal Device Database'!$A$143:$B$147,2,FALSE)))","v":0},{"$f":"IF('Tidal Device Database'!L14=\"\",0,(VLOOKUP('Tidal Device Database'!L14,'Tidal Device Database'!$A$69:$B$73,2,FALSE)))","v":0},{"$f":"IF('Tidal Device Database'!M14=\"\",0,(VLOOKUP('Tidal Device Database'!M14,'Tidal Device Database'!$A$75:$B$79,2,FALSE)))","v":0},{"$f":"IF('Tidal Device Database'!N14=\"\",0,(VLOOKUP('Tidal Device Database'!N14,'Tidal Device Database'!$A$81:$B$85,2,FALSE)))","v":5},{"$f":"IF('Tidal Device Database'!O14=\"\",0,(VLOOKUP('Tidal Device Database'!O14,'Tidal Device Database'!$A$87:$B$91,2,FALSE)))","v":0},{"$f":"IF('Tidal Device Database'!P14=\"\",0,(VLOOKUP('Tidal Device Database'!P14,'Tidal Device Database'!$A$93:$B$97,2,FALSE)))","v":0},{"$f":"IF('Tidal Device Database'!Q14=\"\",0,(VLOOKUP('Tidal Device Database'!Q14,'Tidal Device Database'!$A$99:$B$103,2,FALSE)))","v":0},{"$f":"IF('Tidal Device Database'!R14=\"\",0,(VLOOKUP('Tidal Device Database'!R14,'Tidal Device Database'!$A$115:$B$119,2,FALSE)))","v":0},{"$f":"IF('Tidal Device Database'!S14=\"\",0,(VLOOKUP('Tidal Device Database'!S14,'Tidal Device Database'!$A$105:$B$109,2,FALSE)))","v":0},38]
[{"$f":"'Tidal Device Database'!A15","v":14},28,{"$f":"'Tidal Device Database'!B15","v":"HydroQuest"},{"$f":"'Tidal Device Database'!C15","v":"Vertical Axis"},{"$f":"IF('Tidal Device Database'!I15=\"\",0,(VLOOKUP('Tidal Device Database'!I15,'Tidal Device Database'!$A$131:$B$135,2,FALSE)))","v":0},{"$f":"IF('Tidal Device Database'!J15=\"\",0,(VLOOKUP('Tidal Device Database'!J15,'Tidal Device Database'!$A$137:$B$141,2,FALSE)))","v":0},{"$f":"IF('Tidal Device Database'!K15=\"\",0,(VLOOKUP('Tidal Device Database'!K15,'Tidal Device Database'!$A$143:$B$147,2,FALSE)))","v":0},{"$f":"IF('Tidal Device Database'!L15=\"\",0,(VLOOKUP('Tidal Device Database'!L15,'Tidal Device Database'!$A$69:$B$73,2,FALSE)))","v":0},{"$f":"IF('Tidal Device Database'!M15=\"\",0,(VLOOKUP('Tidal Device Database'!M15,'Tidal Device Database'!$A$75:$B$79,2,FALSE)))","v":4},{"$f":"IF('Tidal Device Database'!N15=\"\",0,(VLOOKUP('Tidal Device Database'!N15,'Tidal Device Database'!$A$81:$B$85,2,FALSE)))","v":3},{"$f":"IF('Tidal Device Database'!O15=\"\",0,(VLOOKUP('Tidal Device Database'!O15,'Tidal Device Database'!$A$87:$B$91,2,FALSE)))","v":0},{"$f":"IF('Tidal Device Database'!P15=\"\",0,(VLOOKUP('Tidal Device Database'!P15,'Tidal Device Database'!$A$93:$B$97,2,FALSE)))","v":0},{"$f":"IF('Tidal Device Database'!Q15=\"\",0,(VLOOKUP('Tidal Device Database'!Q15,'Tidal Device Database'!$A$99:$B$103,2,FALSE)))","v":0},{"$f":"IF('Tidal Device Database'!R15=\"\",0,(VLOOKUP('Tidal Device Database'!R15,'Tidal Device Database'!$A$115:$B$119,2,FALSE)))","v":0},{"$f":"IF('Tidal Device Database'!S15=\"\",0,(VLOOKUP('Tidal Device Database'!S15,'Tidal Device Database'!$A$105:$B$109,2,FALSE)))","v":0},28]
[{"$f":"'Tidal Device Database'!A16","v":15},35,{"$f":"'Tidal Device Database'!B16","v":"Jupiter Hydro"},{"$f":"'Tidal Device Database'!C16","v":"Archimedes Screw"},{"$f":"IF('Tidal Device Database'!I16=\"\",0,(VLOOKUP('Tidal Device Database'!I16,'Tidal Device Database'!$A$131:$B$135,2,FALSE)))","v":0},{"$f":"IF('Tidal Device Database'!J16=\"\",0,(VLOOKUP('Tidal Device Database'!J16,'Tidal Device Database'!$A$137:$B$141,2,FALSE)))","v":5},{"$f":"IF('Tidal Device Database'!K16=\"\",0,(VLOOKUP('Tidal Device Database'!K16,'Tidal Device Database'!$A$143:$B$147,2,FALSE)))","v":0},{"$f":"IF('Tidal Device Database'!L16=\"\",0,(VLOOKUP('Tidal Device Database'!L16,'Tidal Device Database'!$A$69:$B$73,2,FALSE)))","v":0},{"$f":"IF('Tidal Device Database'!M16=\"\",0,(VLOOKUP('Tidal Device Database'!M16,'Tidal Device Database'!$A$75:$B$79,2,FALSE)))","v":0},{"$f":"IF('Tidal Device Database'!N16=\"\",0,(VLOOKUP('Tidal Device Database'!N16,'Tidal Device Database'!$A$81:$B$85,2,FALSE)))","v":5},{"$f":"IF('Tidal Device Database'!O16=\"\",0,(VLOOKUP('Tidal Device Database'!O16,'Tidal Device Database'!$A$87:$B$91,2,FALSE)))","v":0},{"$f":"IF('Tidal Device Database'!P16=\"\",0,(VLOOKUP('Tidal Device Database'!P16,'Tidal Device Database'!$A$93:$B$97,2,FALSE)))","v":0},{"$f":"IF('Tidal Device Database'!Q16=\"\",0,(VLOOKUP('Tidal Device Database'!Q16,'Tidal Device Database'!$A$99:$B$103,2,FALSE)))","v":0},{"$f":"IF('Tidal Device Database'!R16=\"\",0,(VLOOKUP('Tidal Device Database'!R16,'Tidal Device Database'!$A$115:$B$119,2,FALSE)))","v":0},{"$f":"IF('Tidal Device Database'!S16=\"\",0,(VLOOKUP('Tidal Device Database'!S16,'Tidal Device Database'!$A$105:$B$109,2,FALSE)))","v":0},35]
[{"$f":"'Tidal Device Database'!A17","v":16},56,{"$f":"'Tidal Device Database'!B17","v":"Minesto"},{"$f":"'Tidal Device Database'!C17","v":"Tidal Kite"},{"$f":"IF('Tidal Device Database'!I17=\"\",0,(VLOOKUP('Tidal Device Database'!I17,'Tidal Device Database'!$A$131:$B$135,2,FALSE)))","v":3},{"$f":"IF('Tidal Device Database'!J17=\"\",0,(VLOOKUP('Tidal Device Database'!J17,'Tidal Device Database'!$A$137:$B$141,2,FALSE)))","v":4},{"$f":"IF('Tidal Device Database'!K17=\"\",0,(VLOOKUP('Tidal Device Database'!K17,'Tidal Device Database'!$A$143:$B$147,2,FALSE)))","v":1},{"$f":"IF('Tidal Device Database'!L17=\"\",0,(VLOOKUP('Tidal Device Database'!L17,'Tidal Device Database'!$A$69:$B$73,2,FALSE)))","v":3},{"$f":"IF('Tidal Device Database'!M17=\"\",0,(VLOOKUP('Tidal Device Database'!M17,'Tidal Device Database'!$A$75:$B$79,2,FALSE)))","v":0},{"$f":"IF('Tidal Device Database'!N17=\"\",0,(VLOOKUP('Tidal Device Database'!N17,'Tidal Device Database'!$A$81:$B$85,2,FALSE)))","v":5},{"$f":"IF('Tidal Device Database'!O17=\"\",0,(VLOOKUP('Tidal Device Database'!O17,'Tidal Device Database'!$A$87:$B$91,2,FALSE)))","v":0},{"$f":"IF('Tidal Device Database'!P17=\"\",0,(VLOOKUP('Tidal Device Database'!P17,'Tidal Device Database'!$A$93:$B$97,2,FALSE)))","v":0},{"$f":"IF('Tidal Device Database'!Q17=\"\",0,(VLOOKUP('Tidal Device Database'!Q17,'Tidal Device Database'!$A$99:$B$103,2,FALSE)))","v":2},{"$f":"IF('Tidal Device Database'!R17=\"\",0,(VLOOKUP('Tidal Device Database'!R17,'Tidal Device Database'!$A$115:$B$119,2,FALSE)))","v":1},{"$f":"IF('Tidal Device Database'!S17=\"\",0,(VLOOKUP('Tidal Device Database'!S17,'Tidal Device Database'!$A$105:$B$109,2,FALSE)))","v":0},56]
[{"$f":"'Tidal Device Database'!A18","v":17},45,{"$f":"'Tidal Device Database'!B18","v":"CoRMat"},{"$f":"'Tidal Device Database'!C18","v":"Horizontal Contra-Rotating"},{"$f":"IF('Tidal Device Database'!I18=\"\",0,(VLOOKUP('Tidal Device Database'!I18,'Tidal Device Database'!$A$131:$B$135,2,FALSE)))","v":0},{"$f":"IF('Tidal Device Database'!J18=\"\",0,(VLOOKUP('Tidal Device Database'!J18,'Tidal Device Database'!$A$137:$B$141,2,FALSE)))","v":0},{"$f":"IF('Tidal Device Database'!K18=\"\",0,(VLOOKUP('Tidal Device Database'!K18,'Tidal Device Database'!$A$143:$B$147,2,FALSE)))","v":5},{"$f":"IF('Tidal Device Database'!L18=\"\",0,(VLOOKUP('Tidal Device Database'!L18,'Tidal Device Database'!$A$69:$B$73,2,FALSE)))","v":0},{"$f":"IF('Tidal Device Database'!M18=\"\",0,(VLOOKUP('Tidal Device Database'!M18,'Tidal Device Database'!$A$75:$B$79,2,FALSE)))","v":0},{"$f":"IF('Tidal Device Database'!N18=\"\",0,(VLOOKUP('Tidal Device Database'!N18,'Tidal Device Database'!$A$81:$B$85,2,FALSE)))","v":5},{"$f":"IF('Tidal Device Database'!O18=\"\",0,(VLOOKUP('Tidal Device Database'!O18,'Tidal Device Database'!$A$87:$B$91,2,FALSE)))","v":0},{"$f":"IF('Tidal Device Database'!P18=\"\",0,(VLOOKUP('Tidal Device Database'!P18,'Tidal Device Database'!$A$93:$B$97,2,FALSE)))","v":0},{"$f":"IF('Tidal Device Database'!Q18=\"\",0,(VLOOKUP('Tidal Device Database'!Q18,'Tidal Device Database'!$A$99:$B$103,2,FALSE)))","v":0},{"$f":"IF('Tidal Device Database'!R18=\"\",0,(VLOOKUP('Tidal Device Database'!R18,'Tidal Device Database'!$A$115:$B$119,2,FALSE)))","v":0},{"$f":"IF('Tidal Device Database'!S18=\"\",0,(VLOOKUP('Tidal Device Database'!S18,'Tidal Device Database'!$A$105:$B$109,2,FALSE)))","v":3},45]
[{"$f":"'Tidal Device Database'!A19","v":18},56,{"$f":"'Tidal Device Database'!B19","v":"Nova M100"},{"$f":"'Tidal Device Database'!C19","v":"Horizontal Axis"},{"$f":"IF('Tidal Device Database'!I19=\"\",0,(VLOOKUP('Tidal Device Database'!I19,'Tidal Device Database'!$A$131:$B$135,2,FALSE)))","v":1},{"$f":"IF('Tidal Device Database'!J19=\"\",0,(VLOOKUP('Tidal Device Database'!J19,'Tidal Device Database'!$A$137:$B$141,2,FALSE)))","v":0},{"$f":"IF('Tidal Device Database'!K19=\"\",0,(VLOOKUP('Tidal Device Database'!K19,'Tidal Device Database'!$A$143:$B$147,2,FALSE)))","v":0},{"$f":"IF('Tidal Device Database'!L19=\"\",0,(VLOOKUP('Tidal Device Database'!L19,'Tidal Device Database'!$A$69:$B$73,2,FALSE)))","v":4},{"$f":"IF('Tidal Device Database'!M19=\"\",0,(VLOOKUP('Tidal Device Database'!M19,'Tidal Device Database'!$A$75:$B$79,2,FALSE)))","v":0},{"$f":"IF('Tidal Device Database'!N19=\"\",0,(VLOOKUP('Tidal Device Database'!N19,'Tidal Device Database'!$A$81:$B$85,2,FALSE)))","v":3},{"$f":"IF('Tidal Device Database'!O19=\"\",0,(VLOOKUP('Tidal Device Database'!O19,'Tidal Device Database'!$A$87:$B$91,2,FALSE)))","v":0},{"$f":"IF('Tidal Device Database'!P19=\"\",0,(VLOOKUP('Tidal Device Database'!P19,'Tidal Device Database'!$A$93:$B$97,2,FALSE)))","v":0},{"$f":"IF('Tidal Device Database'!Q19=\"\",0,(VLOOKUP('Tidal Device Database'!Q19,'Tidal Device Database'!$A$99:$B$103,2,FALSE)))","v":3},{"$f":"IF('Tidal Device Database'!R19=\"\",0,(VLOOKUP('Tidal Device Database'!R19,'Tidal Device Database'!$A$115:$B$119,2,FALSE)))","v":0},{"$f":"IF('Tidal Device Database'!S19=\"\",0,(VLOOKUP('Tidal Device Database'!S19,'Tidal Device Database'!$A$105:$B$109,2,FALSE)))","v":5},56]
[{"$f":"'Tidal Device Database'!A20","v":19},16,{"$f":"'Tidal Device Database'!B20","v":"TidGen"},{"$f":"'Tidal Device Database'!C20","v":"Darrieus"},{"$f":"IF('Tidal Device Database'!I20=\"\",0,(VLOOKUP('Tidal Device Database'!I20,'Tidal Device Database'!$A$131:$B$135,2,FALSE)))","v":0},{"$f":"IF('Tidal Device Database'!J20=\"\",0,(VLOOKUP('Tidal Device Database'!J20,'Tidal Device Database'!$A$137:$B$141,2,FALSE)))","v":0},{"$f":"IF('Tidal Device Database'!K20=\"\",0,(VLOOKUP('Tidal Device Database'!K20,'Tidal Device Database'!$A$143:$B$147,2,FALSE)))","v":0},{"$f":"IF('Tidal Device Database'!L20=\"\",0,(VLOOKUP('Tidal Device Database'!L20,'Tidal Device Database'!$A$69:$B$73,2,FALSE)))","v":0},{"$f":"IF('Tidal Device Database'!M20=\"\",0,(VLOOKUP('Tidal Device Database'!M20,'Tidal Device Database'!$A$75:$B$79,2,FALSE)))","v":0},{"$f":"IF('Tidal Device Database'!N20=\"\",0,(VLOOKUP('Tidal Device Database'!N20,'Tidal Device Database'!$A$81:$B$85,2,FALSE)))","v":4},{"$f":"IF('Tidal Device Database'!O20=\"\",0,(VLOOKUP('Tidal Device Database'!O20,'Tidal Device Database'!$A$87:$B$91,2,FALSE)))","v":0},{"$f":"IF('Tidal Device Database'!P20=\"\",0,(VLOOKUP('Tidal Device Database'!P20,'Tidal Device Database'!$A$93:$B$97,2,FALSE)))","v":0},{"$f":"IF('Tidal Device Database'!Q20=\"\",0,(VLOOKUP('Tidal Device Database'!Q20,'Tidal Device Database'!$A$99:$B$103,2,FALSE)))","v":0},{"$f":"IF('Tidal Device Database'!R20=\"\",0,(VLOOKUP('Tidal Device Database'!R20,'Tidal Device Database'!$A$115:$B$119,2,FALSE)))","v":0},{"$f":"IF('Tidal Device Database'!S20=\"\",0,(VLOOKUP('Tidal Device Database'!S20,'Tidal Device Database'!$A$105:$B$109,2,FALSE)))","v":0},16]
[{"$f":"'Tidal Device Database'!A21","v":20},12,{"$f":"'Tidal Device Database'!B21","v":"Oceana"},{"$f":"'Tidal Device Database'!C21","v":"Horizontal Axis"},{"$f":"IF('Tidal Device Database'!I21=\"\",0,(VLOOKUP('Tidal Device Database'!I21,'Tidal Device Database'!$A$131:$B$135,2,FALSE)))","v":0},{"$f":"IF('Tidal Device Database'!J21=\"\",0,(VLOOKUP('Tidal Device Database'!J21,'Tidal Device Database'!$A$137:$B$141,2,FALSE)))","v":0},{"$f":"IF('Tidal Device Database'!K21=\"\",0,(VLOOKUP('Tidal Device Database'!K21,'Tidal Device Database'!$A$143:$B$147,2,FALSE)))","v":0},{"$f":"IF('Tidal Device Database'!L21=\"\",0,(VLOOKUP('Tidal Device Database'!L21,'Tidal Device Database'!$A$69:$B$73,2,FALSE)))","v":0},{"$f":"IF('Tidal Device Database'!M21=\"\",0,(VLOOKUP('Tidal Device Database'!M21,'Tidal Device Database'!$A$75:$B$79,2,FALSE)))","v":0},{"$f":"IF('Tidal Device Database'!N21=\"\",0,(VLOOKUP('Tidal Device Database'!N21,'Tidal Device Database'!$A$81:$B$85,2,FALSE)))","v":3},{"$f":"IF('Tidal Device Database'!O21=\"\",0,(VLOOKUP('Tidal Device Database'!O21,'Tidal Device Database'!$A$87:$B$91,2,FALSE)))","v":0},{"$f":"IF('Tidal Device Database'!P21=\"\",0,(VLOOKUP('Tidal Device Database'!P21,'Tidal Device Database'!$A$93:$B$97,2,FALSE)))","v":0},{"$f":"IF('Tidal Device Database'!Q21=\"\",0,(VLOOKUP('Tidal Device Database'!Q21,'Tidal Device Database'!$A$99:$B$103,2,FALSE)))","v":0},{"$f":"IF('Tidal Device Database'!R21=\"\",0,(VLOOKUP('Tidal Device Database'!R21,'Tidal Device Database'!$A$115:$B$119,2,FALSE)))","v":0},{"$f":"IF('Tidal Device Database'!S21=\"\",0,(VLOOKUP('Tidal Device Database'!S21,'Tidal Device Database'!$A$105:$B$109,2,FALSE)))","v":0},12]
[{"$f":"'Tidal Device Database'!A22","v":21},38,{"$f":"'Tidal Device Database'!B22","v":"Stream Cube"},{"$f":"'Tidal Device Database'!C22","v":"Vertical Axis"},{"$f":"IF('Tidal Device Database'!I22=\"\",0,(VLOOKUP('Tidal Device Database'!I22,'Tidal Device Database'!$A$131:$B$135,2,FALSE)))","v":1},{"$f":"IF('Tidal Device Database'!J22=\"\",0,(VLOOKUP('Tidal Device Database'!J22,'Tidal Device Database'!$A$137:$B$141,2,FALSE)))","v":5},{"$f":"IF('Tidal Device Database'!K22=\"\",0,(VLOOKUP('Tidal Device Database'!K22,'Tidal Device Database'!$A$143:$B$147,2,FALSE)))","v":0},{"$f":"IF('Tidal Device Database'!L22=\"\",0,(VLOOKUP('Tidal Device Database'!L22,'Tidal Device Database'!$A$69:$B$73,2,FALSE)))","v":0},{"$f":"IF('Tidal Device Database'!M22=\"\",0,(VLOOKUP('Tidal Device Database'!M22,'Tidal Device Database'!$A$75:$B$79,2,FALSE)))","v":0},{"$f":"IF('Tidal Device Database'!N22=\"\",0,(VLOOKUP('Tidal Device Database'!N22,'Tidal Device Database'!$A$81:$B$85,2,FALSE)))","v":5},{"$f":"IF('Tidal Device Database'!O22=\"\",0,(VLOOKUP('Tidal Device Database'!O22,'Tidal Device Database'!$A$87:$B$91,2,FALSE)))","v":0},{"$f":"IF('Tidal Device Database'!P22=\"\",0,(VLOOKUP('Tidal Device Database'!P22,'Tidal Device Database'!$A$93:$B$97,2,FALSE)))","v":0},{"$f":"IF('Tidal Device Database'!Q22=\"\",0,(VLOOKUP('Tidal Device Database'!Q22,'Tidal Device Database'!$A$99:$B$103,2,FALSE)))","v":0},{"$f":"IF('Tidal Device Database'!R22=\"\",0,(VLOOKUP('Tidal Device Database'!R22,'Tidal Device Database'!$A$115:$B$119,2,FALSE)))","v":0},{"$f":"IF('Tidal Device Database'!S22=\"\",0,(VLOOKUP('Tidal Device Database'!S22,'Tidal Device Database'!$A$105:$B$109,2,FALSE)))","v":0},38]
[{"$f":"'Tidal Device Database'!A23","v":22},90,{"$f":"'Tidal Device Database'!B23","v":"Capricorn 5"},{"$f":"'Tidal Device Database'!C23","v":"Horizontal Contra-Rotating"},{"$f":"IF('Tidal Device Database'!I23=\"\",0,(VLOOKUP('Tidal Device Database'!I23,'Tidal Device Database'!$A$131:$B$135,2,FALSE)))","v":1},{"$f":"IF('Tidal Device Database'!J23=\"\",0,(VLOOKUP('Tidal Device Database'!J23,'Tidal Device Database'!$A$137:$B$141,2,FALSE)))","v":5},{"$f":"IF('Tidal Device Database'!K23=\"\",0,(VLOOKUP('Tidal Device Database'!K23,'Tidal Device Database'!$A$143:$B$147,2,FALSE)))","v":4},{"$f":"IF('Tidal Device Database'!L23=\"\",0,(VLOOKUP('Tidal Device Database'!L23,'Tidal Device Database'!$A$69:$B$73,2,FALSE)))","v":4},{"$f":"IF('Tidal Device Database'!M23=\"\",0,(VLOOKUP('Tidal Device Database'!M23,'Tidal Device Database'!$A$75:$B$79,2,FALSE)))","v":0},{"$f":"IF('Tidal Device Database'!N23=\"\",0,(VLOOKUP('Tidal Device Database'!N23,'Tidal Device Database'!$A$81:$B$85,2,FALSE)))","v":5},{"$f":"IF('Tidal Device Database'!O23=\"\",0,(VLOOKUP('Tidal Device Database'!O23,'Tidal Device Database'!$A$87:$B$91,2,FALSE)))","v":0},{"$f":"IF('Tidal Device Database'!P23=\"\",0,(VLOOKUP('Tidal Device Database'!P23,'Tidal Device Database'!$A$93:$B$97,2,FALSE)))","v":0},{"$f":"IF('Tidal Device Database'!Q23=\"\",0,(VLOOKUP('Tidal Device Database'!Q23,'Tidal Device Database'!$A$99:$B$103,2,FALSE)))","v":3},{"$f":"IF('Tidal Device Database'!R23=\"\",0,(VLOOKUP('Tidal Device Database'!R23,'Tidal Device Database'!$A$115:$B$119,2,FALSE)))","v":4},{"$f":"IF('Tidal Device Database'!S23=\"\",0,(VLOOKUP('Tidal Device Database'!S23,'Tidal Device Database'!$A$105:$B$109,2,FALSE)))","v":4},90]
[{"$f":"'Tidal Device Database'!A24","v":23},74,{"$f":"'Tidal Device Database'!B24","v":"Capricorn 125"},{"$f":"'Tidal Device Database'!C24","v":"Horizontal Contra-Rotating"},{"$f":"IF('Tidal Device Database'!I24=\"\",0,(VLOOKUP('Tidal Device Database'!I24,'Tidal Device Database'!$A$131:$B$135,2,FALSE)))","v":5},{"$f":"IF('Tidal Device Database'!J24=\"\",0,(VLOOKUP('Tidal Device Database'!J24,'Tidal Device Database'!$A$137:$B$141,2,FALSE)))","v":5},{"$f":"IF('Tidal Device Database'!K24=\"\",0,(VLOOKUP('Tidal Device Database'!K24,'Tidal Device Database'!$A$143:$B$147,2,FALSE)))","v":1},{"$f":"IF('Tidal Device Database'!L24=\"\",0,(VLOOKUP('Tidal Device Database'!L24,'Tidal Device Database'!$A$69:$B$73,2,FALSE)))","v":4},{"$f":"IF('Tidal Device Database'!M24=\"\",0,(VLOOKUP('Tidal Device Database'!M24,'Tidal Device Database'!$A$75:$B$79,2,FALSE)))","v":0},{"$f":"IF('Tidal Device Database'!N24=\"\",0,(VLOOKUP('Tidal Device Database'!N24,'Tidal Device Database'!$A$81:$B$85,2,FALSE)))","v":5},{"$f":"IF('Tidal Device Database'!O24=\"\",0,(VLOOKUP('Tidal Device Database'!O24,'Tidal Device Database'!$A$87:$B$91,2,FALSE)))","v":0},{"$f":"IF('Tidal Device Database'!P24=\"\",0,(VLOOKUP('Tidal Device Database'!P24,'Tidal Device Database'!$A$93:$B$97,2,FALSE)))","v":0},{"$f":"IF('Tidal Device Database'!Q24=\"\",0,(VLOOKUP('Tidal Device Database'!Q24,'Tidal Device Database'!$A$99:$B$103,2,FALSE)))","v":3},{"$f":"IF('Tidal Device Database'!R24=\"\",0,(VLOOKUP('Tidal Device Database'!R24,'Tidal Device Database'!$A$115:$B$119,2,FALSE)))","v":3},{"$f":"IF('Tidal Device Database'!S24=\"\",0,(VLOOKUP('Tidal Device Database'!S24,'Tidal Device Database'!$A$105:$B$109,2,FALSE)))","v":0},74]
[{"$f":"'Tidal Device Database'!A25","v":24},34,{"$f":"'Tidal Device Database'!B25","v":"Sabella D10"},{"$f":"'Tidal Device Database'!C25","v":"Horizontal Axis"},{"$f":"IF('Tidal Device Database'!I25=\"\",0,(VLOOKUP('Tidal Device Database'!I25,'Tidal Device Database'!$A$131:$B$135,2,FALSE)))","v":3},{"$f":"IF('Tidal Device Database'!J25=\"\",0,(VLOOKUP('Tidal Device Database'!J25,'Tidal Device Database'!$A$137:$B$141,2,FALSE)))","v":3},{"$f":"IF('Tidal Device Database'!K25=\"\",0,(VLOOKUP('Tidal Device Database'!K25,'Tidal Device Database'!$A$143:$B$147,2,FALSE)))","v":0},{"$f":"IF('Tidal Device Database'!L25=\"\",0,(VLOOKUP('Tidal Device Database'!L25,'Tidal Device Database'!$A$69:$B$73,2,FALSE)))","v":0},{"$f":"IF('Tidal Device Database'!M25=\"\",0,(VLOOKUP('Tidal Device Database'!M25,'Tidal Device Database'!$A$75:$B$79,2,FALSE)))","v":0},{"$f":"IF('Tidal Device Database'!N25=\"\",0,(VLOOKUP('Tidal Device Database'!N25,'Tidal Device Database'!$A$81:$B$85,2,FALSE)))","v":4},{"$f":"IF('Tidal Device Database'!O25=\"\",0,(VLOOKUP('Tidal Device Database'!O25,'Tidal Device Database'!$A$87:$B$91,2,FALSE)))","v":0},{"$f":"IF('Tidal Device Database'!P25=\"\",0,(VLOOKUP('Tidal Device Database'!P25,'Tidal Device Database'!$A$93:$B$97,2,FALSE)))","v":0},{"$f":"IF('Tidal Device Database'!Q25=\"\",0,(VLOOKUP('Tidal Device Database'!Q25,'Tidal Device Database'!$A$99:$B$103,2,FALSE)))","v":0},{"$f":"IF('Tidal Device Database'!R25=\"\",0,(VLOOKUP('Tidal Device Database'!R25,'Tidal Device Database'!$A$115:$B$119,2,FALSE)))","v":0},{"$f":"IF('Tidal Device Database'!S25=\"\",0,(VLOOKUP('Tidal Device Database'!S25,'Tidal Device Database'!$A$105:$B$109,2,FALSE)))","v":0},34]
[{"$f":"'Tidal Device Database'!A26","v":25},34,{"$f":"'Tidal Device Database'!B26","v":"Sabella D12"},{"$f":"'Tidal Device Database'!C26","v":"Horizontal Axis"},{"$f":"IF('Tidal Device Database'!I26=\"\",0,(VLOOKUP('Tidal Device Database'!I26,'Tidal Device Database'!$A$131:$B$135,2,FALSE)))","v":3},{"$f":"IF('Tidal Device Database'!J26=\"\",0,(VLOOKUP('Tidal Device Database'!J26,'Tidal Device Database'!$A$137:$B$141,2,FALSE)))","v":3},{"$f":"IF('Tidal Device Database'!K26=\"\",0,(VLOOKUP('Tidal Device Database'!K26,'Tidal Device Database'!$A$143:$B$147,2,FALSE)))","v":0},{"$f":"IF('Tidal Device Database'!L26=\"\",0,(VLOOKUP('Tidal Device Database'!L26,'Tidal Device Database'!$A$69:$B$73,2,FALSE)))","v":0},{"$f":"IF('Tidal Device Database'!M26=\"\",0,(VLOOKUP('Tidal Device Database'!M26,'Tidal Device Database'!$A$75:$B$79,2,FALSE)))","v":0},{"$f":"IF('Tidal Device Database'!N26=\"\",0,(VLOOKUP('Tidal Device Database'!N26,'Tidal Device Database'!$A$81:$B$85,2,FALSE)))","v":4},{"$f":"IF('Tidal Device Database'!O26=\"\",0,(VLOOKUP('Tidal Device Database'!O26,'Tidal Device Database'!$A$87:$B$91,2,FALSE)))","v":0},{"$f":"IF('Tidal Device Database'!P26=\"\",0,(VLOOKUP('Tidal Device Database'!P26,'Tidal Device Database'!$A$93:$B$97,2,FALSE)))","v":0},{"$f":"IF('Tidal Device Database'!Q26=\"\",0,(VLOOKUP('Tidal Device Database'!Q26,'Tidal Device Database'!$A$99:$B$103,2,FALSE)))","v":0},{"$f":"IF('Tidal Device Database'!R26=\"\",0,(VLOOKUP('Tidal Device Database'!R26,'Tidal Device Database'!$A$115:$B$119,2,FALSE)))","v":0},{"$f":"IF('Tidal Device Database'!S26=\"\",0,(VLOOKUP('Tidal Device Database'!S26,'Tidal Device Database'!$A$105:$B$109,2,FALSE)))","v":0},34]
[{"$f":"'Tidal Device Database'!A27","v":26},37,{"$f":"'Tidal Device Database'!B27","v":"Sabella D15"},{"$f":"'Tidal Device Database'!C27","v":"Horizontal Axis"},{"$f":"IF('Tidal Device Database'!I27=\"\",0,(VLOOKUP('Tidal Device Database'!I27,'Tidal Device Database'!$A$131:$B$135,2,FALSE)))","v":4},{"$f":"IF('Tidal Device Database'!J27=\"\",0,(VLOOKUP('Tidal Device Database'!J27,'Tidal Device Database'!$A$137:$B$141,2,FALSE)))","v":3},{"$f":"IF('Tidal Device Database'!K27=\"\",0,(VLOOKUP('Tidal Device Database'!K27,'Tidal Device Database'!$A$143:$B$147,2,FALSE)))","v":0},{"$f":"IF('Tidal Device Database'!L27=\"\",0,(VLOOKUP('Tidal Device Database'!L27,'Tidal Device Database'!$A$69:$B$73,2,FALSE)))","v":0},{"$f":"IF('Tidal Device Database'!M27=\"\",0,(VLOOKUP('Tidal Device Database'!M27,'Tidal Device Database'!$A$75:$B$79,2,FALSE)))","v":0},{"$f":"IF('Tidal Device Database'!N27=\"\",0,(VLOOKUP('Tidal Device Database'!N27,'Tidal Device Database'!$A$81:$B$85,2,FALSE)))","v":4},{"$f":"IF('Tidal Device Database'!O27=\"\",0,(VLOOKUP('Tidal Device Database'!O27,'Tidal Device Database'!$A$87:$B$91,2,FALSE)))","v":0},{"$f":"IF('Tidal Device Database'!P27=\"\",0,(VLOOKUP('Tidal Device Database'!P27,'Tidal Device Database'!$A$93:$B$97,2,FALSE)))","v":0},{"$f":"IF('Tidal Device Database'!Q27=\"\",0,(VLOOKUP('Tidal Device Database'!Q27,'Tidal Device Database'!$A$99:$B$103,2,FALSE)))","v":0},{"$f":"IF('Tidal Device Database'!R27=\"\",0,(VLOOKUP('Tidal Device Database'!R27,'Tidal Device Database'!$A$115:$B$119,2,FALSE)))","v":0},{"$f":"IF('Tidal Device Database'!S27=\"\",0,(VLOOKUP('Tidal Device Database'!S27,'Tidal Device Database'!$A$105:$B$109,2,FALSE)))","v":0},37]
[{"$f":"'Tidal Device Database'!A28","v":27},104,{"$f":"'Tidal Device Database'!B28","v":"Shottel Instream Turbine I"},{"$f":"'Tidal Device Database'!C28","v":"Horizontal Axis"},{"$f":"IF('Tidal Device Database'!I28=\"\",0,(VLOOKUP('Tidal Device Database'!I28,'Tidal Device Database'!$A$131:$B$135,2,FALSE)))","v":1},{"$f":"IF('Tidal Device Database'!J28=\"\",0,(VLOOKUP('Tidal Device Database'!J28,'Tidal Device Database'!$A$137:$B$141,2,FALSE)))","v":5},{"$f":"IF('Tidal Device Database'!K28=\"\",0,(VLOOKUP('Tidal Device Database'!K28,'Tidal Device Database'!$A$143:$B$147,2,FALSE)))","v":0},{"$f":"IF('Tidal Device Database'!L28=\"\",0,(VLOOKUP('Tidal Device Database'!L28,'Tidal Device Database'!$A$69:$B$73,2,FALSE)))","v":0},{"$f":"IF('Tidal Device Database'!M28=\"\",0,(VLOOKUP('Tidal Device Database'!M28,'Tidal Device Database'!$A$75:$B$79,2,FALSE)))","v":4},{"$f":"IF('Tidal Device Database'!N28=\"\",0,(VLOOKUP('Tidal Device Database'!N28,'Tidal Device Database'!$A$81:$B$85,2,FALSE)))","v":5},{"$f":"IF('Tidal Device Database'!O28=\"\",0,(VLOOKUP('Tidal Device Database'!O28,'Tidal Device Database'!$A$87:$B$91,2,FALSE)))","v":0},{"$f":"IF('Tidal Device Database'!P28=\"\",0,(VLOOKUP('Tidal Device Database'!P28,'Tidal Device Database'!$A$93:$B$97,2,FALSE)))","v":0},{"$f":"IF('Tidal Device Database'!Q28=\"\",0,(VLOOKUP('Tidal Device Database'!Q28,'Tidal Device Database'!$A$99:$B$103,2,FALSE)))","v":5},{"$f":"IF('Tidal Device Database'!R28=\"\",0,(VLOOKUP('Tidal Device Database'!R28,'Tidal Device Database'!$A$115:$B$119,2,FALSE)))","v":5},{"$f":"IF('Tidal Device Database'!S28=\"\",0,(VLOOKUP('Tidal Device Database'!S28,'Tidal Device Database'!$A$105:$B$109,2,FALSE)))","v":4},104]
[{"$f":"'Tidal Device Database'!A29","v":28},94,{"$f":"'Tidal Device Database'!B29","v":"Shottel Instream Turbine II"},{"$f":"'Tidal Device Database'!C29","v":"Horizontal Axis"},{"$f":"IF('Tidal Device Database'!I29=\"\",0,(VLOOKUP('Tidal Device Database'!I29,'Tidal Device Database'!$A$131:$B$135,2,FALSE)))","v":1},{"$f":"IF('Tidal Device Database'!J29=\"\",0,(VLOOKUP('Tidal Device Database'!J29,'Tidal Device Database'!$A$137:$B$141,2,FALSE)))","v":5},{"$f":"IF('Tidal Device Database'!K29=\"\",0,(VLOOKUP('Tidal Device Database'!K29,'Tidal Device Database'!$A$143:$B$147,2,FALSE)))","v":0},{"$f":"IF('Tidal Device Database'!L29=\"\",0,(VLOOKUP('Tidal Device Database'!L29,'Tidal Device Database'!$A$69:$B$73,2,FALSE)))","v":0},{"$f":"IF('Tidal Device Database'!M29=\"\",0,(VLOOKUP('Tidal Device Database'!M29,'Tidal Device Database'!$A$75:$B$79,2,FALSE)))","v":4},{"$f":"IF('Tidal Device Database'!N29=\"\",0,(VLOOKUP('Tidal Device Database'!N29,'Tidal Device Database'!$A$81:$B$85,2,FALSE)))","v":5},{"$f":"IF('Tidal Device Database'!O29=\"\",0,(VLOOKUP('Tidal Device Database'!O29,'Tidal Device Database'!$A$87:$B$91,2,FALSE)))","v":0},{"$f":"IF('Tidal Device Database'!P29=\"\",0,(VLOOKUP('Tidal Device Database'!P29,'Tidal Device Database'!$A$93:$B$97,2,FALSE)))","v":0},{"$f":"IF('Tidal Device Database'!Q29=\"\",0,(VLOOKUP('Tidal Device Database'!Q29,'Tidal Device Database'!$A$99:$B$103,2,FALSE)))","v":3},{"$f":"IF('Tidal Device Database'!R29=\"\",0,(VLOOKUP('Tidal Device Database'!R29,'Tidal Device Database'!$A$115:$B$119,2,FALSE)))","v":4},{"$f":"IF('Tidal Device Database'!S29=\"\",0,(VLOOKUP('Tidal Device Database'!S29,'Tidal Device Database'!$A$105:$B$109,2,FALSE)))","v":4},94]
[{"$f":"'Tidal Device Database'!A30","v":29},92,{"$f":"'Tidal Device Database'!B30","v":"Shottel Instream Turbine III"},{"$f":"'Tidal Device Database'!C30","v":"Horizontal Axis"},{"$f":"IF('Tidal Device Database'!I30=\"\",0,(VLOOKUP('Tidal Device Database'!I30,'Tidal Device Database'!$A$131:$B$135,2,FALSE)))","v":1},{"$f":"IF('Tidal Device Database'!J30=\"\",0,(VLOOKUP('Tidal Device Database'!J30,'Tidal Device Database'!$A$137:$B$141,2,FALSE)))","v":5},{"$f":"IF('Tidal Device Database'!K30=\"\",0,(VLOOKUP('Tidal Device Database'!K30,'Tidal Device Database'!$A$143:$B$147,2,FALSE)))","v":0},{"$f":"IF('Tidal Device Database'!L30=\"\",0,(VLOOKUP('Tidal Device Database'!L30,'Tidal Device Database'!$A$69:$B$73,2,FALSE)))","v":0},{"$f":"IF('Tidal Device Database'!M30=\"\",0,(VLOOKUP('Tidal Device Database'!M30,'Tidal Device Database'!$A$75:$B$79,2,FALSE)))","v":4},{"$f":"IF('Tidal Device Database'!N30=\"\",0,(VLOOKUP('Tidal Device Database'!N30,'Tidal Device Database'!$A$81:$B$85,2,FALSE)))","v":5},{"$f":"IF('Tidal Device Database'!O30=\"\",0,(VLOOKUP('Tidal Device Database'!O30,'Tidal Device Database'!$A$87:$B$91,2,FALSE)))","v":0},{"$f":"IF('Tidal Device Database'!P30=\"\",0,(VLOOKUP('Tidal Device Database'!P30,'Tidal Device Database'!$A$93:$B$97,2,FALSE)))","v":0},{"$f":"IF('Tidal Device Database'!Q30=\"\",0,(VLOOKUP('Tidal Device Database'!Q30,'Tidal Device Database'!$A$99:$B$103,2,FALSE)))","v":3},{"$f":"IF('Tidal Device Database'!R30=\"\",0,(VLOOKUP('Tidal Device Database'!R30,'Tidal Device Database'!$A$115:$B$119,2,FALSE)))","v":3},{"$f":"IF('Tidal Device Database'!S30=\"\",0,(VLOOKUP('Tidal Device Database'!S30,'Tidal Device Database'!$A$105:$B$109,2,FALSE)))","v":4},92]
[{"$f":"'Tidal Device Database'!A31","v":30},46,{"$f":"'Tidal Device Database'!B31","v":"SeaPower GEM"},{"$f":"'Tidal Device Database'!C31","v":"Horizontal Axis"},{"$f":"IF('Tidal Device Database'!I31=\"\",0,(VLOOKUP('Tidal Device Database'!I31,'Tidal Device Database'!$A$131:$B$135,2,FALSE)))","v":0},{"$f":"IF('Tidal Device Database'!J31=\"\",0,(VLOOKUP('Tidal Device Database'!J31,'Tidal Device Database'!$A$137:$B$141,2,FALSE)))","v":0},{"$f":"IF('Tidal Device Database'!K31=\"\",0,(VLOOKUP('Tidal Device Database'!K31,'Tidal Device Database'!$A$143:$B$147,2,FALSE)))","v":5},{"$f":"IF('Tidal Device Database'!L31=\"\",0,(VLOOKUP('Tidal Device Database'!L31,'Tidal Device Database'!$A$69:$B$73,2,FALSE)))","v":0},{"$f":"IF('Tidal Device Database'!M31=\"\",0,(VLOOKUP('Tidal Device Database'!M31,'Tidal Device Database'!$A$75:$B$79,2,FALSE)))","v":4},{"$f":"IF('Tidal Device Database'!N31=\"\",0,(VLOOKUP('Tidal Device Database'!N31,'Tidal Device Database'!$A$81:$B$85,2,FALSE)))","v":5},{"$f":"IF('Tidal Device Database'!O31=\"\",0,(VLOOKUP('Tidal Device Database'!O31,'Tidal Device Database'!$A$87:$B$91,2,FALSE)))","v":0},{"$f":"IF('Tidal Device Database'!P31=\"\",0,(VLOOKUP('Tidal Device Database'!P31,'Tidal Device Database'!$A$93:$B$97,2,FALSE)))","v":0},{"$f":"IF('Tidal Device Database'!Q31=\"\",0,(VLOOKUP('Tidal Device Database'!Q31,'Tidal Device Database'!$A$99:$B$103,2,FALSE)))","v":0},{"$f":"IF('Tidal Device Database'!R31=\"\",0,(VLOOKUP('Tidal Device Database'!R31,'Tidal Device Database'!$A$115:$B$119,2,FALSE)))","v":0},{"$f":"IF('Tidal Device Database'!S31=\"\",0,(VLOOKUP('Tidal Device Database'!S31,'Tidal Device Database'!$A$105:$B$109,2,FALSE)))","v":0},46]
[{"$f":"'Tidal Device Database'!A32","v":31},41,{"$f":"'Tidal Device Database'!B32","v":"Tydal Energy Pty (1.5)"},{"$f":"'Tidal Device Database'!C32","v":"Venturi Rotor"},{"$f":"IF('Tidal Device Database'!I32=\"\",0,(VLOOKUP('Tidal Device Database'!I32,'Tidal Device Database'!$A$131:$B$135,2,FALSE)))","v":1},{"$f":"IF('Tidal Device Database'!J32=\"\",0,(VLOOKUP('Tidal Device Database'!J32,'Tidal Device Database'!$A$137:$B$141,2,FALSE)))","v":4},{"$f":"IF('Tidal Device Database'!K32=\"\",0,(VLOOKUP('Tidal Device Database'!K32,'Tidal Device Database'!$A$143:$B$147,2,FALSE)))","v":5},{"$f":"IF('Tidal Device Database'!L32=\"\",0,(VLOOKUP('Tidal Device Database'!L32,'Tidal Device Database'!$A$69:$B$73,2,FALSE)))","v":0},{"$f":"IF('Tidal Device Database'!M32=\"\",0,(VLOOKUP('Tidal Device Database'!M32,'Tidal Device Database'!$A$75:$B$79,2,FALSE)))","v":0},{"$f":"IF('Tidal Device Database'!N32=\"\",0,(VLOOKUP('Tidal Device Database'!N32,'Tidal Device Database'!$A$81:$B$85,2,FALSE)))","v":4},{"$f":"IF('Tidal Device Database'!O32=\"\",0,(VLOOKUP('Tidal Device Database'!O32,'Tidal Device Database'!$A$87:$B$91,2,FALSE)))","v":0},{"$f":"IF('Tidal Device Database'!P32=\"\",0,(VLOOKUP('Tidal Device Database'!P32,'Tidal Device Database'!$A$93:$B$97,2,FALSE)))","v":0},{"$f":"IF('Tidal Device Database'!Q32=\"\",0,(VLOOKUP('Tidal Device Database'!Q32,'Tidal Device Database'!$A$99:$B$103,2,FALSE)))","v":0},{"$f":"IF('Tidal Device Database'!R32=\"\",0,(VLOOKUP('Tidal Device Database'!R32,'Tidal Device Database'!$A$115:$B$119,2,FALSE)))","v":0},{"$f":"IF('Tidal Device Database'!S32=\"\",0,(VLOOKUP('Tidal Device Database'!S32,'Tidal Device Database'!$A$105:$B$109,2,FALSE)))","v":0},41]
[{"$f":"'Tidal Device Database'!A33","v":32},41,{"$f":"'Tidal Device Database'!B33","v":"Tydal Energy Pty (2.4)"},{"$f":"'Tidal Device Database'!C33","v":"Venturi Rotor"},{"$f":"IF('Tidal Device Database'!I33=\"\",0,(VLOOKUP('Tidal Device Database'!I33,'Tidal Device Database'!$A$131:$B$135,2,FALSE)))","v":1},{"$f":"IF('Tidal Device Database'!J33=\"\",0,(VLOOKUP('Tidal Device Database'!J33,'Tidal Device Database'!$A$137:$B$141,2,FALSE)))","v":4},{"$f":"IF('Tidal Device Database'!K33=\"\",0,(VLOOKUP('Tidal Device Database'!K33,'Tidal Device Database'!$A$143:$B$147,2,FALSE)))","v":5},{"$f":"IF('Tidal Device Database'!L33=\"\",0,(VLOOKUP('Tidal Device Database'!L33,'Tidal Device Database'!$A$69:$B$73,2,FALSE)))","v":0},{"$f":"IF('Tidal Device Database'!M33=\"\",0,(VLOOKUP('Tidal Device Database'!M33,'Tidal Device Database'!$A$75:$B$79,2,FALSE)))","v":0},{"$f":"IF('Tidal Device Database'!N33=\"\",0,(VLOOKUP('Tidal Device Database'!N33,'Tidal Device Database'!$A$81:$B$85,2,FALSE)))","v":4},{"$f":"IF('Tidal Device Database'!O33=\"\",0,(VLOOKUP('Tidal Device Database'!O33,'Tidal Device Database'!$A$87:$B$91,2,FALSE)))","v":0},{"$f":"IF('Tidal Device Database'!P33=\"\",0,(VLOOKUP('Tidal Device Database'!P33,'Tidal Device Database'!$A$93:$B$97,2,FALSE)))","v":0},{"$f":"IF('Tidal Device Database'!Q33=\"\",0,(VLOOKUP('Tidal Device Database'!Q33,'Tidal Device Database'!$A$99:$B$103,2,FALSE)))","v":0},{"$f":"IF('Tidal Device Database'!R33=\"\",0,(VLOOKUP('Tidal Device Database'!R33,'Tidal Device Database'!$A$115:$B$119,2,FALSE)))","v":0},{"$f":"IF('Tidal Device Database'!S33=\"\",0,(VLOOKUP('Tidal Device Database'!S33,'Tidal Device Database'!$A$105:$B$109,2,FALSE)))","v":0},41]
[{"$f":"'Tidal Device Database'!A34","v":33},41,{"$f":"'Tidal Device Database'!B34","v":"Tydal Energy Pty (5)"},{"$f":"'Tidal Device Database'!C34","v":"Venturi Rotor"},{"$f":"IF('Tidal Device Database'!I34=\"\",0,(VLOOKUP('Tidal Device Database'!I34,'Tidal Device Database'!$A$131:$B$135,2,FALSE)))","v":1},{"$f":"IF('Tidal Device Database'!J34=\"\",0,(VLOOKUP('Tidal Device Database'!J34,'Tidal Device Database'!$A$137:$B$141,2,FALSE)))","v":4},{"$f":"IF('Tidal Device Database'!K34=\"\",0,(VLOOKUP('Tidal Device Database'!K34,'Tidal Device Database'!$A$143:$B$147,2,FALSE)))","v":5},{"$f":"IF('Tidal Device Database'!L34=\"\",0,(VLOOKUP('Tidal Device Database'!L34,'Tidal Device Database'!$A$69:$B$73,2,FALSE)))","v":0},{"$f":"IF('Tidal Device Database'!M34=\"\",0,(VLOOKUP('Tidal Device Database'!M34,'Tidal Device Database'!$A$75:$B$79,2,FALSE)))","v":0},{"$f":"IF('Tidal Device Database'!N34=\"\",0,(VLOOKUP('Tidal Device Database'!N34,'Tidal Device Database'!$A$81:$B$85,2,FALSE)))","v":4},{"$f":"IF('Tidal Device Database'!O34=\"\",0,(VLOOKUP('Tidal Device Database'!O34,'Tidal Device Database'!$A$87:$B$91,2,FALSE)))","v":0},{"$f":"IF('Tidal Device Database'!P34=\"\",0,(VLOOKUP('Tidal Device Database'!P34,'Tidal Device Database'!$A$93:$B$97,2,FALSE)))","v":0},{"$f":"IF('Tidal Device Database'!Q34=\"\",0,(VLOOKUP('Tidal Device Database'!Q34,'Tidal Device Database'!$A$99:$B$103,2,FALSE)))","v":0},{"$f":"IF('Tidal Device Database'!R34=\"\",0,(VLOOKUP('Tidal Device Database'!R34,'Tidal Device Database'!$A$115:$B$119,2,FALSE)))","v":0},{"$f":"IF('Tidal Device Database'!S34=\"\",0,(VLOOKUP('Tidal Device Database'!S34,'Tidal Device Database'!$A$105:$B$109,2,FALSE)))","v":0},41]
[{"$f":"'Tidal Device Database'!A35","v":34},98,{"$f":"'Tidal Device Database'!B35","v":"EVG-005H"},{"$f":"'Tidal Device Database'!C35","v":"Vertical Axis"},{"$f":"IF('Tidal Device Database'!I35=\"\",0,(VLOOKUP('Tidal Device Database'!I35,'Tidal Device Database'!$A$131:$B$135,2,FALSE)))","v":1},{"$f":"IF('Tidal Device Database'!J35=\"\",0,(VLOOKUP('Tidal Device Database'!J35,'Tidal Device Database'!$A$137:$B$141,2,FALSE)))","v":2},{"$f":"IF('Tidal Device Database'!K35=\"\",0,(VLOOKUP('Tidal Device Database'!K35,'Tidal Device Database'!$A$143:$B$147,2,FALSE)))","v":5},{"$f":"IF('Tidal Device Database'!L35=\"\",0,(VLOOKUP('Tidal Device Database'!L35,'Tidal Device Database'!$A$69:$B$73,2,FALSE)))","v":5},{"$f":"IF('Tidal Device Database'!M35=\"\",0,(VLOOKUP('Tidal Device Database'!M35,'Tidal Device Database'!$A$75:$B$79,2,FALSE)))","v":4},{"$f":"IF('Tidal Device Database'!N35=\"\",0,(VLOOKUP('Tidal Device Database'!N35,'Tidal Device Database'!$A$81:$B$85,2,FALSE)))","v":5},{"$f":"IF('Tidal Device Database'!O35=\"\",0,(VLOOKUP('Tidal Device Database'!O35,'Tidal Device Database'!$A$87:$B$91,2,FALSE)))","v":0},{"$f":"IF('Tidal Device Database'!P35=\"\",0,(VLOOKUP('Tidal Device Database'!P35,'Tidal Device Database'!$A$93:$B$97,2,FALSE)))","v":0},{"$f":"IF('Tidal Device Database'!Q35=\"\",0,(VLOOKUP('Tidal Device Database'!Q35,'Tidal Device Database'!$A$99:$B$103,2,FALSE)))","v":3},{"$f":"IF('Tidal Device Database'!R35=\"\",0,(VLOOKUP('Tidal Device Database'!R35,'Tidal Device Database'!$A$115:$B$119,2,FALSE)))","v":3},{"$f":"IF('Tidal Device Database'!S35=\"\",0,(VLOOKUP('Tidal Device Database'!S35,'Tidal Device Database'!$A$105:$B$109,2,FALSE)))","v":4},98]
[{"$f":"'Tidal Device Database'!A36","v":35},98,{"$f":"'Tidal Device Database'!B36","v":"EVG-010H"},{"$f":"'Tidal Device Database'!C36","v":"Vertical Axis"},{"$f":"IF('Tidal Device Database'!I36=\"\",0,(VLOOKUP('Tidal Device Database'!I36,'Tidal Device Database'!$A$131:$B$135,2,FALSE)))","v":1},{"$f":"IF('Tidal Device Database'!J36=\"\",0,(VLOOKUP('Tidal Device Database'!J36,'Tidal Device Database'!$A$137:$B$141,2,FALSE)))","v":2},{"$f":"IF('Tidal Device Database'!K36=\"\",0,(VLOOKUP('Tidal Device Database'!K36,'Tidal Device Database'!$A$143:$B$147,2,FALSE)))","v":5},{"$f":"IF('Tidal Device Database'!L36=\"\",0,(VLOOKUP('Tidal Device Database'!L36,'Tidal Device Database'!$A$69:$B$73,2,FALSE)))","v":5},{"$f":"IF('Tidal Device Database'!M36=\"\",0,(VLOOKUP('Tidal Device Database'!M36,'Tidal Device Database'!$A$75:$B$79,2,FALSE)))","v":4},{"$f":"IF('Tidal Device Database'!N36=\"\",0,(VLOOKUP('Tidal Device Database'!N36,'Tidal Device Database'!$A$81:$B$85,2,FALSE)))","v":5},{"$f":"IF('Tidal Device Database'!O36=\"\",0,(VLOOKUP('Tidal Device Database'!O36,'Tidal Device Database'!$A$87:$B$91,2,FALSE)))","v":0},{"$f":"IF('Tidal Device Database'!P36=\"\",0,(VLOOKUP('Tidal Device Database'!P36,'Tidal Device Database'!$A$93:$B$97,2,FALSE)))","v":0},{"$f":"IF('Tidal Device Database'!Q36=\"\",0,(VLOOKUP('Tidal Device Database'!Q36,'Tidal Device Database'!$A$99:$B$103,2,FALSE)))","v":3},{"$f":"IF('Tidal Device Database'!R36=\"\",0,(VLOOKUP('Tidal Device Database'!R36,'Tidal Device Database'!$A$115:$B$119,2,FALSE)))","v":3},{"$f":"IF('Tidal Device Database'!S36=\"\",0,(VLOOKUP('Tidal Device Database'!S36,'Tidal Device Database'!$A$105:$B$109,2,FALSE)))","v":4},98]
[{"$f":"'Tidal Device Database'!A37","v":36},98,{"$f":"'Tidal Device Database'!B37","v":"EVG-025H"},{"$f":"'Tidal Device Database'!C37","v":"Vertical Axis"},{"$f":"IF('Tidal Device Database'!I37=\"\",0,(VLOOKUP('Tidal Device Database'!I37,'Tidal Device Database'!$A$131:$B$135,2,FALSE)))","v":1},{"$f":"IF('Tidal Device Database'!J37=\"\",0,(VLOOKUP('Tidal Device Database'!J37,'Tidal Device Database'!$A$137:$B$141,2,FALSE)))","v":2},{"$f":"IF('Tidal Device Database'!K37=\"\",0,(VLOOKUP('Tidal Device Database'!K37,'Tidal Device Database'!$A$143:$B$147,2,FALSE)))","v":5},{"$f":"IF('Tidal Device Database'!L37=\"\",0,(VLOOKUP('Tidal Device Database'!L37,'Tidal Device Database'!$A$69:$B$73,2,FALSE)))","v":5},{"$f":"IF('Tidal Device Database'!M37=\"\",0,(VLOOKUP('Tidal Device Database'!M37,'Tidal Device Database'!$A$75:$B$79,2,FALSE)))","v":4},{"$f":"IF('Tidal Device Database'!N37=\"\",0,(VLOOKUP('Tidal Device Database'!N37,'Tidal Device Database'!$A$81:$B$85,2,FALSE)))","v":5},{"$f":"IF('Tidal Device Database'!O37=\"\",0,(VLOOKUP('Tidal Device Database'!O37,'Tidal Device Database'!$A$87:$B$91,2,FALSE)))","v":0},{"$f":"IF('Tidal Device Database'!P37=\"\",0,(VLOOKUP('Tidal Device Database'!P37,'Tidal Device Database'!$A$93:$B$97,2,FALSE)))","v":0},{"$f":"IF('Tidal Device Database'!Q37=\"\",0,(VLOOKUP('Tidal Device Database'!Q37,'Tidal Device Database'!$A$99:$B$103,2,FALSE)))","v":3},{"$f":"IF('Tidal Device Database'!R37=\"\",0,(VLOOKUP('Tidal Device Database'!R37,'Tidal Device Database'!$A$115:$B$119,2,FALSE)))","v":3},{"$f":"IF('Tidal Device Database'!S37=\"\",0,(VLOOKUP('Tidal Device Database'!S37,'Tidal Device Database'!$A$105:$B$109,2,FALSE)))","v":4},98]
[{"$f":"'Tidal Device Database'!A38","v":37},98,{"$f":"'Tidal Device Database'!B38","v":"EVG-050H"},{"$f":"'Tidal Device Database'!C38","v":"Vertical Axis"},{"$f":"IF('Tidal Device Database'!I38=\"\",0,(VLOOKUP('Tidal Device Database'!I38,'Tidal Device Database'!$A$131:$B$135,2,FALSE)))","v":1},{"$f":"IF('Tidal Device Database'!J38=\"\",0,(VLOOKUP('Tidal Device Database'!J38,'Tidal Device Database'!$A$137:$B$141,2,FALSE)))","v":2},{"$f":"IF('Tidal Device Database'!K38=\"\",0,(VLOOKUP('Tidal Device Database'!K38,'Tidal Device Database'!$A$143:$B$147,2,FALSE)))","v":5},{"$f":"IF('Tidal Device Database'!L38=\"\",0,(VLOOKUP('Tidal Device Database'!L38,'Tidal Device Database'!$A$69:$B$73,2,FALSE)))","v":5},{"$f":"IF('Tidal Device Database'!M38=\"\",0,(VLOOKUP('Tidal Device Database'!M38,'Tidal Device Database'!$A$75:$B$79,2,FALSE)))","v":4},{"$f":"IF('Tidal Device Database'!N38=\"\",0,(VLOOKUP('Tidal Device Database'!N38,'Tidal Device Database'!$A$81:$B$85,2,FALSE)))","v":5},{"$f":"IF('Tidal Device Database'!O38=\"\",0,(VLOOKUP('Tidal Device Database'!O38,'Tidal Device Database'!$A$87:$B$91,2,FALSE)))","v":0},{"$f":"IF('Tidal Device Database'!P38=\"\",0,(VLOOKUP('Tidal Device Database'!P38,'Tidal Device Database'!$A$93:$B$97,2,FALSE)))","v":0},{"$f":"IF('Tidal Device Database'!Q38=\"\",0,(VLOOKUP('Tidal Device Database'!Q38,'Tidal Device Database'!$A$99:$B$103,2,FALSE)))","v":3},{"$f":"IF('Tidal Device Database'!R38=\"\",0,(VLOOKUP('Tidal Device Database'!R38,'Tidal Device Database'!$A$115:$B$119,2,FALSE)))","v":3},{"$f":"IF('Tidal Device Database'!S38=\"\",0,(VLOOKUP('Tidal Device Database'!S38,'Tidal Device Database'!$A$105:$B$109,2,FALSE)))","v":4},98]
[{"$f":"'Tidal Device Database'!A39","v":38},101,{"$f":"'Tidal Device Database'!B39","v":"ENC-025L"},{"$f":"'Tidal Device Database'!C39","v":"Vertical Axis"},{"$f":"IF('Tidal Device Database'!I39=\"\",0,(VLOOKUP('Tidal Device Database'!I39,'Tidal Device Database'!$A$131:$B$135,2,FALSE)))","v":1},{"$f":"IF('Tidal Device Database'!J39=\"\",0,(VLOOKUP('Tidal Device Database'!J39,'Tidal Device Database'!$A$137:$B$141,2,FALSE)))","v":3},{"$f":"IF('Tidal Device Database'!K39=\"\",0,(VLOOKUP('Tidal Device Database'!K39,'Tidal Device Database'!$A$143:$B$147,2,FALSE)))","v":5},{"$f":"IF('Tidal Device Database'!L39=\"\",0,(VLOOKUP('Tidal Device Database'!L39,'Tidal Device Database'!$A$69:$B$73,2,FALSE)))","v":5},{"$f":"IF('Tidal Device Database'!M39=\"\",0,(VLOOKUP('Tidal Device Database'!M39,'Tidal Device Database'!$A$75:$B$79,2,FALSE)))","v":4},{"$f":"IF('Tidal Device Database'!N39=\"\",0,(VLOOKUP('Tidal Device Database'!N39,'Tidal Device Database'!$A$81:$B$85,2,FALSE)))","v":5},{"$f":"IF('Tidal Device Database'!O39=\"\",0,(VLOOKUP('Tidal Device Database'!O39,'Tidal Device Database'!$A$87:$B$91,2,FALSE)))","v":0},{"$f":"IF('Tidal Device Database'!P39=\"\",0,(VLOOKUP('Tidal Device Database'!P39,'Tidal Device Database'!$A$93:$B$97,2,FALSE)))","v":0},{"$f":"IF('Tidal Device Database'!Q39=\"\",0,(VLOOKUP('Tidal Device Database'!Q39,'Tidal Device Database'!$A$99:$B$103,2,FALSE)))","v":3},{"$f":"IF('Tidal Device Database'!R39=\"\",0,(VLOOKUP('Tidal Device Database'!R39,'Tidal Device Database'!$A$115:$B$119,2,FALSE)))","v":3},{"$f":"IF('Tidal Device Database'!S39=\"\",0,(VLOOKUP('Tidal Device Database'!S39,'Tidal Device Database'!$A$105:$B$109,2,FALSE)))","v":4},101]
[{"$f":"'Tidal Device Database'!A40","v":39},98,{"$f":"'Tidal Device Database'!B40","v":"ENC-025H"},{"$f":"'Tidal Device Database'!C40","v":"Vertical Axis"},{"$f":"IF('Tidal Device Database'!I40=\"\",0,(VLOOKUP('Tidal Device Database'!I40,'Tidal Device Database'!$A$131:$B$135,2,FALSE)))","v":1},{"$f":"IF('Tidal Device Database'!J40=\"\",0,(VLOOKUP('Tidal Device Database'!J40,'Tidal Device Database'!$A$137:$B$141,2,FALSE)))","v":2},{"$f":"IF('Tidal Device Database'!K40=\"\",0,(VLOOKUP('Tidal Device Database'!K40,'Tidal Device Database'!$A$143:$B$147,2,FALSE)))","v":5},{"$f":"IF('Tidal Device Database'!L40=\"\",0,(VLOOKUP('Tidal Device Database'!L40,'Tidal Device Database'!$A$69:$B$73,2,FALSE)))","v":5},{"$f":"IF('Tidal Device Database'!M40=\"\",0,(VLOOKUP('Tidal Device Database'!M40,'Tidal Device Database'!$A$75:$B$79,2,FALSE)))","v":4},{"$f":"IF('Tidal Device Database'!N40=\"\",0,(VLOOKUP('Tidal Device Database'!N40,'Tidal Device Database'!$A$81:$B$85,2,FALSE)))","v":5},{"$f":"IF('Tidal Device Database'!O40=\"\",0,(VLOOKUP('Tidal Device Database'!O40,'Tidal Device Database'!$A$87:$B$91,2,FALSE)))","v":0},{"$f":"IF('Tidal Device Database'!P40=\"\",0,(VLOOKUP('Tidal Device Database'!P40,'Tidal Device Database'!$A$93:$B$97,2,FALSE)))","v":0},{"$f":"IF('Tidal Device Database'!Q40=\"\",0,(VLOOKUP('Tidal Device Database'!Q40,'Tidal Device Database'!$A$99:$B$103,2,FALSE)))","v":3},{"$f":"IF('Tidal Device Database'!R40=\"\",0,(VLOOKUP('Tidal Device Database'!R40,'Tidal Device Database'!$A$115:$B$119,2,FALSE)))","v":3},{"$f":"IF('Tidal Device Database'!S40=\"\",0,(VLOOKUP('Tidal Device Database'!S40,'Tidal Device Database'!$A$105:$B$109,2,FALSE)))","v":4},98]
[{"$f":"'Tidal Device Database'!A41","v":40},96,{"$f":"'Tidal Device Database'!B41","v":"ENC-125H"},{"$f":"'Tidal Device Database'!C41","v":"Vertical Axis"},{"$f":"IF('Tidal Device Database'!I41=\"\",0,(VLOOKUP('Tidal Device Database'!I41,'Tidal Device Database'!$A$131:$B$135,2,FALSE)))","v":2},{"$f":"IF('Tidal Device Database'!J41=\"\",0,(VLOOKUP('Tidal Device Database'!J41,'Tidal Device Database'!$A$137:$B$141,2,FALSE)))","v":2},{"$f":"IF('Tidal Device Database'!K41=\"\",0,(VLOOKUP('Tidal Device Database'!K41,'Tidal Device Database'!$A$143:$B$147,2,FALSE)))","v":5},{"$f":"IF('Tidal Device Database'!L41=\"\",0,(VLOOKUP('Tidal Device Database'!L41,'Tidal Device Database'!$A$69:$B$73,2,FALSE)))","v":5},{"$f":"IF('Tidal Device Database'!M41=\"\",0,(VLOOKUP('Tidal Device Database'!M41,'Tidal Device Database'!$A$75:$B$79,2,FALSE)))","v":4},{"$f":"IF('Tidal Device Database'!N41=\"\",0,(VLOOKUP('Tidal Device Database'!N41,'Tidal Device Database'!$A$81:$B$85,2,FALSE)))","v":5},{"$f":"IF('Tidal Device Database'!O41=\"\",0,(VLOOKUP('Tidal Device Database'!O41,'Tidal Device Database'!$A$87:$B$91,2,FALSE)))","v":0},{"$f":"IF('Tidal Device Database'!P41=\"\",0,(VLOOKUP('Tidal Device Database'!P41,'Tidal Device Database'!$A$93:$B$97,2,FALSE)))","v":0},{"$f":"IF('Tidal Device Database'!Q41=\"\",0,(VLOOKUP('Tidal Device Database'!Q41,'Tidal Device Database'!$A$99:$B$103,2,FALSE)))","v":3},{"$f":"IF('Tidal Device Database'!R41=\"\",0,(VLOOKUP('Tidal Device Database'!R41,'Tidal Device Database'!$A$115:$B$119,2,FALSE)))","v":3},{"$f":"IF('Tidal Device Database'!S41=\"\",0,(VLOOKUP('Tidal Device Database'!S41,'Tidal Device Database'!$A$105:$B$109,2,FALSE)))","v":3},96]
[{"$f":"'Tidal Device Database'!A42","v":41},92,{"$f":"'Tidal Device Database'!B42","v":"ENC-250H"},{"$f":"'Tidal Device Database'!C42","v":"Vertical Axis"},{"$f":"IF('Tidal Device Database'!I42=\"\",0,(VLOOKUP('Tidal Device Database'!I42,'Tidal Device Database'!$A$131:$B$135,2,FALSE)))","v":2},{"$f":"IF('Tidal Device Database'!J42=\"\",0,(VLOOKUP('Tidal Device Database'!J42,'Tidal Device Database'!$A$137:$B$141,2,FALSE)))","v":2},{"$f":"IF('Tidal Device Database'!K42=\"\",0,(VLOOKUP('Tidal Device Database'!K42,'Tidal Device Database'!$A$143:$B$147,2,FALSE)))","v":4},{"$f":"IF('Tidal Device Database'!L42=\"\",0,(VLOOKUP('Tidal Device Database'!L42,'Tidal Device Database'!$A$69:$B$73,2,FALSE)))","v":5},{"$f":"IF('Tidal Device Database'!M42=\"\",0,(VLOOKUP('Tidal Device Database'!M42,'Tidal Device Database'!$A$75:$B$79,2,FALSE)))","v":4},{"$f":"IF('Tidal Device Database'!N42=\"\",0,(VLOOKUP('Tidal Device Database'!N42,'Tidal Device Database'!$A$81:$B$85,2,FALSE)))","v":5},{"$f":"IF('Tidal Device Database'!O42=\"\",0,(VLOOKUP('Tidal Device Database'!O42,'Tidal Device Database'!$A$87:$B$91,2,FALSE)))","v":0},{"$f":"IF('Tidal Device Database'!P42=\"\",0,(VLOOKUP('Tidal Device Database'!P42,'Tidal Device Database'!$A$93:$B$97,2,FALSE)))","v":0},{"$f":"IF('Tidal Device Database'!Q42=\"\",0,(VLOOKUP('Tidal Device Database'!Q42,'Tidal Device Database'!$A$99:$B$103,2,FALSE)))","v":3},{"$f":"IF('Tidal Device Database'!R42=\"\",0,(VLOOKUP('Tidal Device Database'!R42,'Tidal Device Database'!$A$115:$B$119,2,FALSE)))","v":2},{"$f":"IF('Tidal Device Database'!S42=\"\",0,(VLOOKUP('Tidal Device Database'!S42,'Tidal Device Database'!$A$105:$B$109,2,FALSE)))","v":3},92]
[{"$f":"'Tidal Device Database'!A43","v":42},104,{"$f":"'Tidal Device Database'!B43","v":"EC-OG"},{"$f":"'Tidal Device Database'!C43","v":"Vertical Axis"},{"$f":"IF('Tidal Device Database'!I43=\"\",0,(VLOOKUP('Tidal Device Database'!I43,'Tidal Device Database'!$A$131:$B$135,2,FALSE)))","v":0},{"$f":"IF('Tidal Device Database'!J43=\"\",0,(VLOOKUP('Tidal Device Database'!J43,'Tidal Device Database'!$A$137:$B$141,2,FALSE)))","v":5},{"$f":"IF('Tidal Device Database'!K43=\"\",0,(VLOOKUP('Tidal Device Database'!K43,'Tidal Device Database'!$A$143:$B$147,2,FALSE)))","v":2},{"$f":"IF('Tidal Device Database'!L43=\"\",0,(VLOOKUP('Tidal Device Database'!L43,'Tidal Device Database'!$A$69:$B$73,2,FALSE)))","v":4},{"$f":"IF('Tidal Device Database'!M43=\"\",0,(VLOOKUP('Tidal Device Database'!M43,'Tidal Device Database'!$A$75:$B$79,2,FALSE)))","v":4},{"$f":"IF('Tidal Device Database'!N43=\"\",0,(VLOOKUP('Tidal Device Database'!N43,'Tidal Device Database'!$A$81:$B$85,2,FALSE)))","v":4},{"$f":"IF('Tidal Device Database'!O43=\"\",0,(VLOOKUP('Tidal Device Database'!O43,'Tidal Device Database'!$A$87:$B$91,2,FALSE)))","v":5},{"$f":"IF('Tidal Device Database'!P43=\"\",0,(VLOOKUP('Tidal Device Database'!P43,'Tidal Device Database'!$A$93:$B$97,2,FALSE)))","v":2},{"$f":"IF('Tidal Device Database'!Q43=\"\",0,(VLOOKUP('Tidal Device Database'!Q43,'Tidal Device Database'!$A$99:$B$103,2,FALSE)))","v":3},{"$f":"IF('Tidal Device Database'!R43=\"\",0,(VLOOKUP('Tidal Device Database'!R43,'Tidal Device Database'!$A$115:$B$119,2,FALSE)))","v":3},{"$f":"IF('Tidal Device Database'!S43=\"\",0,(VLOOKUP('Tidal Device Database'!S43,'Tidal Device Database'!$A$105:$B$109,2,FALSE)))","v":3},104]
[]
[]
["No.","Score",null,"Criteria","Captial Energy Cost","Capital Power Cost","Lifetime Energy Cost","Specific Energy","Specific Power","Energy Density","Power Density","Environmental Impact","Cycle Life","Lifetime","Scalability","Power Regulation","Technical Maturity","Self Discharge Rate","Efficiency ","Score"]
[null,null,"Name","Type",2,2,3,1,1,3,3,3,4,4,3,5,4,4,3]
[1,{"$f":"T69","v":171},"Pumped Hydro","Mechanical Storage",5,3,5,1,1,1,1,2,5,5,3,5,5,5,4,{"$f":"SUMPRODUCT($E$68:$S$68,E69:S69)","v":171}]
[2,167,"Compressed Air","Mechanical Storage",5,4,5,1,1,1,1,4,5,5,4,5,2,5,3,167]
[3,135,"Lead Acid Battery","Battery Storage",4,5,4,1,3,2,4,1,2,3,5,1,5,2,4,135]
[4,131,"Nickel Iron","Battery Storage",3,1,4,2,2,2,2,5,3,5,5,1,3,1,4,131]
[5,138,"Nickel Zinc","Battery Storage",4,5,4,2,4,3,5,5,1,2,5,1,3,1,5,138]
[6,127,"Nickel Cadmium","Battery Storage",2,4,2,2,4,2,3,1,3,4,5,1,5,2,3,127]
[7,141,"Lithium Ion","Battery Storage",2,3,2,3,5,3,5,2,2,4,5,1,4,3,5,141]
[8,133,"Zinc Manganese","Battery Storage",4,2,2,3,1,4,2,3,1,2,5,1,5,5,4,133]
[9,128,"Zinc Silver","Battery Storage",1,1,1,3,2,4,4,5,1,2,5,1,5,4,3,128]
[10,147,"Zinc Air","Battery Storage",4,3,4,4,3,5,3,5,1,3,5,1,4,5,1,147]
[11,137,"Vanadium Redox","Flow Battery",4,3,3,1,3,1,2,4,4,4,4,1,2,5,4,137]
[12,112,"Solid Oxide","Fuel Cell",5,2,3,5,2,3,1,4,0,1,5,1,2,5,2,112]
[]
[]
[]
["No.","Score",null,"Criteria",{"$f":"'Wave Device Database'!H2","v":"Distance from Shore"},{"$f":"'Wave Device Database'!I2","v":"Visual Impact"},{"$f":"'Wave Device Database'!J2","v":"Access Complexity"},{"$f":"'Wave Device Database'!K2","v":"Capital Cost"},{"$f":"'Wave Device Database'!L2","v":"Technology Readiness Level"},{"$f":"'Wave Device Database'!M2","v":"Lifespan"},{"$f":"'Wave Device Database'!N2","v":"Efficiency"},{"$f":"'Wave Device Database'!O2","v":"Scale (kW)"},{"$f":"'Wave Device Database'!P2","v":"Shore Connection"},{"$f":"'Wave Device Database'!Q2","v":"Planned Inspection/Maintenance Period"},{"$f":"'Wave Device Database'!R2","v":"Primary Attachment"},{"$f":"'Wave Device Database'!S2","v":"Installation Complexity"},{"$f":"'Wave Device Database'!T2","v":"Maintenanc Complexity"},"Score"]
[null,null,"Name","Type",1,2,4,3,5,3,3,3,4,3,4,3,3]
[1,{"$f":"R86","v":169},{"$f":"'Wave Device Database'!B3","v":"Yam Pro Energy"},{"$f":"'Wave Device Database'!C3","v":"Shore based"},{"$f":"IF('Wave Device Database'!H3=\"\",0,VLOOKUP('Wave Device Database'!H3,'Wave Device Database'!$B$24:$C$28,2,FALSE))","v":5},{"$f":"IF('Wave Device Database'!I3=\"\",0,VLOOKUP('Wave Device Database'!I3,'Wave Device Database'!$B$30:$C$34,2,FALSE))","v":2},{"$f":"IF('Wave Device Database'!J3=\"\",0,VLOOKUP('Wave Device Database'!J3,'Wave Device Database'!$B$36:$C$40,2,FALSE))","v":5},{"$f":"IF('Wave Device Database'!K3=\"\",0,VLOOKUP('Wave Device Database'!K3,'Wave Device Database'!$B$42:$C$46,2,FALSE))","v":5},{"$f":"IF('Wave Device Database'!L3=\"\",0,VLOOKUP('Wave Device Database'!L3,'Wave Device Database'!$B$48:$C$52,2,FALSE))","v":5},{"$f":"IF('Wave Device Database'!M3=\"\",0,VLOOKUP('Wave Device Database'!M3,'Wave Device Database'!$B$54:$C$58,2,FALSE))","v":5},{"$f":"IF('Wave Device Database'!N3=\"\",0,VLOOKUP('Wave Device Database'!N3,'Wave Device Database'!$B$60:$C$64,2,FALSE))","v":5},{"$f":"IF('Wave Device Database'!O3=\"\",0,VLOOKUP('Wave Device Database'!O3,'Wave Device Database'!$B$66:$C$70,2,FALSE))","v":1},{"$f":"IF('Wave Device Database'!P3=\"\",0,VLOOKUP('Wave Device Database'!P3,'Wave Device Database'!$B$72:$C$76,2,FALSE))","v":5},{"$f":"IF('Wave Device Database'!Q3=\"\",0,VLOOKUP('Wave Device Database'!Q3,'Wave Device Database'!$B$78:$C$82,2,FALSE))","v":1},{"$f":"IF('Wave Device Database'!R3=\"\",0,VLOOKUP('Wave Device Database'!R3,'Wave Device Database'!$B$84:$C$88,2,FALSE))","v":5},{"$f":"IF('Wave Device Database'!S3=\"\",0,VLOOKUP('Wave Device Database'!S3,'Wave Device Database'!$B$90:$C$94,2,FALSE))","v":5},{"$f":"IF('Wave Device Database'!T3=\"\",0,VLOOKUP('Wave Device Database'!T3,'Wave Device Database'!$B$96:$C$100,2,FALSE))","v":3},{"$f":"SUMPRODUCT($E$85:$Q$85,E86:Q86)","v":169}]
[2,{"$f":"R87","v":130},{"$f":"'Wave Device Database'!B4","v":"Wave El Buoy"},{"$f":"'Wave Device Database'!C4","v":"Point Absorber"},{"$f":"IF('Wave Device Database'!H4=\"\",0,VLOOKUP('Wave Device Database'!H4,'Wave Device Database'!$B$24:$C$28,2,FALSE))","v":1},{"$f":"IF('Wave Device Database'!I4=\"\",0,VLOOKUP('Wave Device Database'!I4,'Wave Device Database'!$B$30:$C$34,2,FALSE))","v":3},{"$f":"IF('Wave Device Database'!J4=\"\",0,VLOOKUP('Wave Device Database'!J4,'Wave Device Database'!$B$36:$C$40,2,FALSE))","v":3},{"$f":"IF('Wave Device Database'!K4=\"\",0,VLOOKUP('Wave Device Database'!K4,'Wave Device Database'!$B$42:$C$46,2,FALSE))","v":3},{"$f":"IF('Wave Device Database'!L4=\"\",0,VLOOKUP('Wave Device Database'!L4,'Wave Device Database'!$B$48:$C$52,2,FALSE))","v":5},{"$f":"IF('Wave Device Database'!M4=\"\",0,VLOOKUP('Wave Device Database'!M4,'Wave Device Database'!$B$54:$C$58,2,FALSE))","v":5},{"$f":"IF('Wave Device Database'!N4=\"\",0,VLOOKUP('Wave Device Database'!N4,'Wave Device Database'!$B$60:$C$64,2,FALSE))","v":3},{"$f":"IF('Wave Device Database'!O4=\"\",0,VLOOKUP('Wave Device Database'!O4,'Wave Device Database'!$B$66:$C$70,2,FALSE))","v":3},{"$f":"IF('Wave Device Database'!P4=\"\",0,VLOOKUP('Wave Device Database'!P4,'Wave Device Database'!$B$72:$C$76,2,FALSE))","v":1},{"$f":"IF('Wave Device Database'!Q4=\"\",0,VLOOKUP('Wave Device Database'!Q4,'Wave Device Database'!$B$78:$C$82,2,FALSE))","v":3},{"$f":"IF('Wave Device Database'!R4=\"\",0,VLOOKUP('Wave Device Database'!R4,'Wave Device Database'!$B$84:$C$88,2,FALSE))","v":4},{"$f":"IF('Wave Device Database'!S4=\"\",0,VLOOKUP('Wave Device Database'!S4,'Wave Device Database'!$B$90:$C$94,2,FALSE))","v":2},{"$f":"IF('Wave Device Database'!T4=\"\",0,VLOOKUP('Wave Device Database'!T4,'Wave Device Database'!$B$96:$C$100,2,FALSE))","v":3},{"$f":"SUMPRODUCT($E$85:$Q$85,E87:Q87)","v":130}]
[3,{"$f":"R88","v":134},{"$f":"'Wave Device Database'!B5","v":"Rotary Wave"},{"$f":"'Wave Device Database'!C5","v":"Attenuator "},{"$f":"IF('Wave Device Database'!H5=\"\",0,VLOOKUP('Wave Device Database'!H5,'Wave Device Database'!$B$24:$C$28,2,FALSE))","v":2},{"$f":"IF('Wave Device Database'!I5=\"\",0,VLOOKUP('Wave Device Database'!I5,'Wave Device Database'!$B$30:$C$34,2,FALSE))","v":3},{"$f":"IF('Wave Device Database'!J5=\"\",0,VLOOKUP('Wave Device Database'!J5,'Wave Device Database'!$B$36:$C$40,2,FALSE))","v":3},{"$f":"IF('Wave Device Database'!K5=\"\",0,VLOOKUP('Wave Device Database'!K5,'Wave Device Database'!$B$42:$C$46,2,FALSE))","v":2},{"$f":"IF('Wave Device Database'!L5=\"\",0,VLOOKUP('Wave Device Database'!L5,'Wave Device Database'!$B$48:$C$52,2,FALSE))","v":4},{"$f":"IF('Wave Device Database'!M5=\"\",0,VLOOKUP('Wave Device Database'!M5,'Wave Device Database'!$B$54:$C$58,2,FALSE))","v":5},{"$f":"IF('Wave Device Database'!N5=\"\",0,VLOOKUP('Wave Device Database'!N5,'Wave Device Database'!$B$60:$C$64,2,FALSE))","v":5},{"$f":"IF('Wave Device Database'!O5=\"\",0,VLOOKUP('Wave Device Database'!O5,'Wave Device Database'!$B$66:$C$70,2,FALSE))","v":2},{"$f":"IF('Wave Device Database'!P5=\"\",0,VLOOKUP('Wave Device Database'!P5,'Wave Device Database'!$B$72:$C$76,2,FALSE))","v":3},{"$f":"IF('Wave Device Database'!Q5=\"\",0,VLOOKUP('Wave Device Database'!Q5,'Wave Device Database'!$B$78:$C$82,2,FALSE))","v":1},{"$f":"IF('Wave Device Database'!R5=\"\",0,VLOOKUP('Wave Device Database'!R5,'Wave Device Database'!$B$84:$C$88,2,FALSE))","v":4},{"$f":"IF('Wave Device Database'!S5=\"\",0,VLOOKUP('Wave Device Database'!S5,'Wave Device Database'!$B$90:$C$94,2,FALSE))","v":4},{"$f":"IF('Wave Device Database'!T5=\"\",0,VLOOKUP('Wave Device Database'!T5,'Wave Device Database'!$B$96:$C$100,2,FALSE))","v":3},134]
[4,{"$f":"R89","v":105},{"$f":"'Wave Device Database'!B6","v":"Electric Buoy"},{"$f":"'Wave Device Database'!C6","v":"Point Absorber"},{"$f":"IF('Wave Device Database'!H6=\"\",0,VLOOKUP('Wave Device Database'!H6,'Wave Device Database'!$B$24:$C$28,2,FALSE))","v":1},{"$f":"IF('Wave Device Database'!I6=\"\",0,VLOOKUP('Wave Device Database'!I6,'Wave Device Database'!$B$30:$C$34,2,FALSE))","v":2},{"$f":"IF('Wave Device Database'!J6=\"\",0,VLOOKUP('Wave Device Database'!J6,'Wave Device Database'!$B$36:$C$40,2,FALSE))","v":3},{"$f":"IF('Wave Device Database'!K6=\"\",0,VLOOKUP('Wave Device Database'!K6,'Wave Device Database'!$B$42:$C$46,2,FALSE))","v":4},{"$f":"IF('Wave Device Database'!L6=\"\",0,VLOOKUP('Wave Device Database'!L6,'Wave Device Database'!$B$48:$C$52,2,FALSE))","v":1},{"$f":"IF('Wave Device Database'!M6=\"\",0,VLOOKUP('Wave Device Database'!M6,'Wave Device Database'!$B$54:$C$58,2,FALSE))","v":5},{"$f":"IF('Wave Device Database'!N6=\"\",0,VLOOKUP('Wave Device Database'!N6,'Wave Device Database'!$B$60:$C$64,2,FALSE))","v":3},{"$f":"IF('Wave Device Database'!O6=\"\",0,VLOOKUP('Wave Device Database'!O6,'Wave Device Database'!$B$66:$C$70,2,FALSE))","v":5},{"$f":"IF('Wave Device Database'!P6=\"\",0,VLOOKUP('Wave Device Database'!P6,'Wave Device Database'!$B$72:$C$76,2,FALSE))","v":1},{"$f":"IF('Wave Device Database'!Q6=\"\",0,VLOOKUP('Wave Device Database'!Q6,'Wave Device Database'!$B$78:$C$82,2,FALSE))","v":1},{"$f":"IF('Wave Device Database'!R6=\"\",0,VLOOKUP('Wave Device Database'!R6,'Wave Device Database'!$B$84:$C$88,2,FALSE))","v":4},{"$f":"IF('Wave Device Database'!S6=\"\",0,VLOOKUP('Wave Device Database'!S6,'Wave Device Database'!$B$90:$C$94,2,FALSE))","v":2},{"$f":"IF('Wave Device Database'!T6=\"\",0,VLOOKUP('Wave Device Database'!T6,'Wave Device Database'!$B$96:$C$100,2,FALSE))","v":1},105]
[5,{"$f":"U90","v":0},{"$f":"'Wave Device Database'!B7","v":"Wave Dragon"},{"$f":"'Wave Device Database'!C7","v":"Overtopping/Terminator Device"},{"$f":"IF('Wave Device Database'!H7=\"\",0,VLOOKUP('Wave Device Database'!H7,'Wave Device Database'!$B$24:$C$28,2,FALSE))","v":3},{"$f":"IF('Wave Device Database'!I7=\"\",0,VLOOKUP('Wave Device Database'!I7,'Wave Device Database'!$B$30:$C$34,2,FALSE))","v":3},{"$f":"IF('Wave Device Database'!J7=\"\",0,VLOOKUP('Wave Device Database'!J7,'Wave Device Database'!$B$36:$C$40,2,FALSE))","v":3},{"$f":"IF('Wave Device Database'!K7=\"\",0,VLOOKUP('Wave Device Database'!K7,'Wave Device Database'!$B$42:$C$46,2,FALSE))","v":0},{"$f":"IF('Wave Device Database'!L7=\"\",0,VLOOKUP('Wave Device Database'!L7,'Wave Device Database'!$B$48:$C$52,2,FALSE))","v":5},{"$f":"IF('Wave Device Database'!M7=\"\",0,VLOOKUP('Wave Device Database'!M7,'Wave Device Database'!$B$54:$C$58,2,FALSE))","v":4},{"$f":"IF('Wave Device Database'!N7=\"\",0,VLOOKUP('Wave Device Database'!N7,'Wave Device Database'!$B$60:$C$64,2,FALSE))","v":5},{"$f":"IF('Wave Device Database'!O7=\"\",0,VLOOKUP('Wave Device Database'!O7,'Wave Device Database'!$B$66:$C$70,2,FALSE))","v":4},{"$f":"IF('Wave Device Database'!P7=\"\",0,VLOOKUP('Wave Device Database'!P7,'Wave Device Database'!$B$72:$C$76,2,FALSE))","v":2},{"$f":"IF('Wave Device Database'!Q7=\"\",0,VLOOKUP('Wave Device Database'!Q7,'Wave Device Database'!$B$78:$C$82,2,FALSE))","v":0},{"$f":"IF('Wave Device Database'!R7=\"\",0,VLOOKUP('Wave Device Database'!R7,'Wave Device Database'!$B$84:$C$88,2,FALSE))","v":4},{"$f":"IF('Wave Device Database'!S7=\"\",0,VLOOKUP('Wave Device Database'!S7,'Wave Device Database'!$B$90:$C$94,2,FALSE))","v":4},{"$f":"IF('Wave Device Database'!T7=\"\",0,VLOOKUP('Wave Device Database'!T7,'Wave Device Database'!$B$96:$C$100,2,FALSE))","v":0},121]
[6,0,{"$f":"'Wave Device Database'!B8","v":"Limpet"},{"$f":"'Wave Device Database'!C8","v":"Oscillating Water Column"},{"$f":"IF('Wave Device Database'!H8=\"\",0,VLOOKUP('Wave Device Database'!H8,'Wave Device Database'!$B$24:$C$28,2,FALSE))","v":5},{"$f":"IF('Wave Device Database'!I8=\"\",0,VLOOKUP('Wave Device Database'!I8,'Wave Device Database'!$B$30:$C$34,2,FALSE))","v":1},{"$f":"IF('Wave Device Database'!J8=\"\",0,VLOOKUP('Wave Device Database'!J8,'Wave Device Database'!$B$36:$C$40,2,FALSE))","v":5},{"$f":"IF('Wave Device Database'!K8=\"\",0,VLOOKUP('Wave Device Database'!K8,'Wave Device Database'!$B$42:$C$46,2,FALSE))","v":0},{"$f":"IF('Wave Device Database'!L8=\"\",0,VLOOKUP('Wave Device Database'!L8,'Wave Device Database'!$B$48:$C$52,2,FALSE))","v":5},{"$f":"IF('Wave Device Database'!M8=\"\",0,VLOOKUP('Wave Device Database'!M8,'Wave Device Database'!$B$54:$C$58,2,FALSE))","v":0},{"$f":"IF('Wave Device Database'!N8=\"\",0,VLOOKUP('Wave Device Database'!N8,'Wave Device Database'!$B$60:$C$64,2,FALSE))","v":1},{"$f":"IF('Wave Device Database'!O8=\"\",0,VLOOKUP('Wave Device Database'!O8,'Wave Device Database'!$B$66:$C$70,2,FALSE))","v":2},{"$f":"IF('Wave Device Database'!P8=\"\",0,VLOOKUP('Wave Device Database'!P8,'Wave Device Database'!$B$72:$C$76,2,FALSE))","v":5},{"$f":"IF('Wave Device Database'!Q8=\"\",0,VLOOKUP('Wave Device Database'!Q8,'Wave Device Database'!$B$78:$C$82,2,FALSE))","v":0},{"$f":"IF('Wave Device Database'!R8=\"\",0,VLOOKUP('Wave Device Database'!R8,'Wave Device Database'!$B$84:$C$88,2,FALSE))","v":5},{"$f":"IF('Wave Device Database'!S8=\"\",0,VLOOKUP('Wave Device Database'!S8,'Wave Device Database'!$B$90:$C$94,2,FALSE))","v":5},{"$f":"IF('Wave Device Database'!T8=\"\",0,VLOOKUP('Wave Device Database'!T8,'Wave Device Database'!$B$96:$C$100,2,FALSE))","v":0},116]

{"sheet":"Tidal Stream 1","index":3,"n_rows":2782,"n_cols":9,"rows_kept":2782,"cut":false,"hidden":false,"merged":[[2781,4,2781,5],[2,1,2,2],[17,0,18,0],[17,1,17,3],[13,0,14,0],[2779,4,2780,5],[7,1,7,2],[8,1,8,2],[9,1,9,2],[10,1,10,2]]}
["Tidal Stream Resource"]
[]
[{"$f":"Input!A45","v":"Site Name"},{"$f":"IF(Input!B45<>\"\",Input!B45,\"-\")","v":"Portnahaven"},{"$f":"Input!C45","v":0},null,null,null,null,null,"Plots:"]
[{"$f":"Input!A46","v":"Peak Flow (Springs)"},{"$f":"IF((AND(Input!B46<>\"\",Input!B46<>\"[Enter Value]\")),Input!B46,\"0\")","v":3},{"$f":"Input!C46","v":"m/s"}]
[{"$f":"Input!A47","v":"Peak Flow (Neaps)"},{"$f":"IF((AND(Input!B47<>\"\",Input!B47<>\"[Enter Value]\")),Input!B47,\"0\")","v":2.5},{"$f":"Input!C47","v":"m/s"}]
[{"$f":"Input!A48","v":"Lunar Cycle Period"},{"$f":"IF((AND(Input!B48<>\"\",Input!B48<>\"[Enter Value]\")),Input!B48,\"0\")","v":28.74},{"$f":"Input!C48","v":"days"}]
[{"$f":"Input!A49","v":"Tidal Period"},{"$f":"IF((AND(Input!B49<>\"\",Input!B49<>\"[Enter Value]\")),Input!B49,\"0\")","v":12.4},{"$f":"Input!C49","v":"hours"}]
[{"$f":"Input!A50","v":"Proximity to Grid Connection"},{"$f":"IF(Input!B50<>\"\",Input!B50,\"-\")","v":"2-3 km"}]
[{"$f":"Input!A51","v":"Average Water Depth"},{"$f":"IF(Input!B51<>\"\",Input!B51,\"-\")","v":"> 20m"}]
[{"$f":"Input!A52","v":"Seabed Topography"},{"$f":"IF(Input!B52<>\"\",Input!B52,\"-\")","v":"Moderate (Rocky, Gentle Gradient)"}]
[{"$f":"Input!A53","v":"Accessibility"},{"$f":"IF(Input!B53<>\"\",Input!B53,\"-\")","v":"Fully Accessible (Exisiting Infrastructure for Transport)"}]
[]
["Time Step",0.25,"hours"]
["Period",{"$f":"B6/2","v":14.37},"days"]
[null,{"$f":"B14*24","v":344.88},"hours"]
["Number of Steps",{"$f":"B15/B13*2","v":2759.04},"-"]
[]
["No.","Time",null,null,"Amplitude","Current","Power","Energy"]
[null,"Hours","Day","Time","m/s","m/s","kW/(m^2)","kWh/(m^2)"]
[0,{"$f":"A20*$B$13","v":0},{"$f":"ROUNDDOWN(A20*$B$1/24,0)","v":0},{"$f":"MOD(B20,24)/24","v":0},{"$f":"IF(A20<>\"\",($B$4+$B$5)/2+($B$5-$B$4)/2*COS(2*PI()/$B$15*B20),\"\")","v":2.5},{"$f":"IF(A20<>\"\",E20*COS(2*PI()/$B$7*B20),\"\")","v":2.5},{"$f":"ABS(0.5*1.025*1*(F20^3))","v":8.0078125},{"$f":"G20*$B$13","v":2.001953125}]
[{"$f":"IF(IF(A20<>\"\",A20+1<=$B$16,0),A20+1,\"\")","v":1},{"$f":"IF(A21<>\"\",A21*$B$13,\"\")","v":0.25},{"$f":"IF(A21<>\"\",ROUNDDOWN(A21*$B$13/24,0),\"\")","v":0},{"$f":"IF(A21<>\"\",MOD(B21,24)/24,\"\")","v":1.0416666666666666E-2},{"$f":"IF(A21<>\"\",($B$4+$B$5)/2+($B$5-$B$4)/2*COS(2*PI()/$B$15*B21),\"\")","v":2.5000025930625718},{"$f":"IF(A21<>\"\",E21*COS(2*PI()/$B$7*B21),\"\")","v":2.479970514911678},{"$f":"ABS(0.5*1.025*1*(F21^3))","v":7.8168795852433011},{"$f":"G21*$B$13","v":1.9542198963108253}]
[{"$f":"IF(IF(A21<>\"\",A21+1<=$B$16,0),A21+1,\"\")","v":2},{"$f":"IF(A22<>\"\",A22*$B$13,\"\")","v":0.5},{"$f":"IF(A22<>\"\",ROUNDDOWN(A22*$B$13/24,0),\"\")","v":0},{"$f":"IF(A22<>\"\",MOD(B22,24)/24,\"\")","v":2.0833333333333332E-2},{"$f":"IF(A22<>\"\",($B$4+$B$5)/2+($B$5-$B$4)/2*COS(2*PI()/$B$15*B22),\"\")","v":2.500010372196495},{"$f":"IF(A22<>\"\",E22*COS(2*PI()/$B$7*B22),\"\")","v":2.4202028382516101},{"$f":"ABS(0.5*1.025*1*(F22^3))","v":7.2652266523161408},1.8163066630790352]
[3,0.75,0,3.125E-2,2.5000233372403957,2.3216541711289507,6.4133723565654162,1.603343089141354," "]
[4,1,0,4.1666666666666664E-2,2.5000414879253205,2.18590281518857,5.3528665697561513,1.3382166424390378]
[5,1.25,0,5.2083333333333336E-2,2.5000648238747423,2.0151229085102016,4.193710919655806,1.0484277299139515]
[6,1.5,0,6.25E-2,2.5000933446045686,1.8120496235689179,3.0493279192531304,0.7623319798132826]
[7,1.75,0,7.2916666666666671E-2,2.5001270495231513,1.5799353840504038,2.0212119002355373,0.50530297505888433]
[8,2,0,8.3333333333333329E-2,2.5001659379312984,1.3224978010110109,1.1854377290977105,0.29635943227442763]
[9,2.25,0,9.375E-2,2.5002100090222892,1.0438601613679241,0.58293594987964603,0.14573398746991151]
[10,2.5,0,0.10416666666666667,2.5002592618818911,0.74848542088002579,0.21490370664458661,5.3725926661146652E-2]
[11,2.75,0,0.11458333333333333,2.5003136954883787,0.44110475772925678,4.3986468537959261E-2,1.0996617134489815E-2]
[12,3,0,0.125,2.500373308712553,0.12664182987279243,1.0409392896684965E-3,2.6023482241712412E-4]
[13,3.25,0,0.13541666666666666,2.5004381003177678,-0.18986605188458699,3.5078081173927169E-3,8.7695202934817923E-4]
[14,3.5,0,0.14583333333333334,2.5005080689599541,-0.5033485737513923,6.5358247231089281E-2,1.633956180777232E-2]
[15,3.75,0,0.15625,2.5005832131876469,-0.80878360117258663,0.27113830738830913,6.7784576847077282E-2]
[16,4,0,0.16666666666666666,2.5006635314420165,-1.1012775942605246,0.68451706602906381,0.17112926650726595]
[17,4.25,0,0.17708333333333334,2.5007490220569015,-1.3761439694749433,1.3356279036379717,0.33390697590949292]
[18,4.5,0,0.1875,2.5008396832588411,-1.6289781533745675,2.2153362269151469,0.55383405672878672]
[19,4.75,0,0.19791666666666666,2.5009355131671143,-1.8557281271066441,3.2751931787105546,0.81879829467763865]
[20,5,0,0.20833333333333334,2.5010365097937779,-2.0527593323633768,4.4331045662961843,1.1082761415740461]
[21,5.25,0,0.21875,2.5011426710437066,-2.2169128996646728,5.5839273734503339,1.3959818433625835]
[22,5.5,0,0.22916666666666666,2.5012539947146384,-2.3455562665850547,6.6135011939717945,1.6533752984929486]
[23,5.75,0,0.23958333333333334,2.5013704784972197,-2.4366253752230898,7.4141293348975186,1.8535323337243796]
[24,6,0,0.25,2.5014921199750524,-2.4886577728697379,7.8993145218736638,1.9748286304684159]
[25,6.25,0,0.26041666666666669,2.5016189166247451,-2.5008160853154835,8.0156571300262343,2.0039142825065586]
[26,6.5,0,0.27083333333333331,2.5017508658159642,-2.472901486219508,7.7502250996017992,1.9375562749004498]
[27,6.75,0,0.28125,2.5018879648114898,-2.4053569459859721,7.1323470838885497,1.7830867709721374]
[28,7,0,0.29166666666666669,2.5020302107672716,-2.2992602070943962,6.2295724220356732,1.5573931055089183]
[29,7.25,0,0.30208333333333331,2.5021776007324883,-2.156306597198931,5.1383703687676112,1.2845925921919028]
[30,7.5,0,0.3125,2.5023301316496087,-1.9787819539166278,3.9708885027907046,0.99272212569767615]
[31,7.75,0,0.32291666666666669,2.5024878003544555,-1.7695260934672421,2.8396497946506596,0.7099124486626649]
[32,8,0,0.33333333333333331,2.5026506035762699,-1.5318874066755537,1.8423596248865379,0.46058990622163448]
[33,8.25,0,0.34375,2.5028185379377801,-1.2696693078805661,1.0489764395365895,0.26224410988414737]
[34,8.5,0,0.35416666666666669,2.5029915999552719,-0.98706939274181482,0.49287515424155176,0.12321878856038794]
[35,8.75,0,0.36458333333333331,2.5031697860386597,-0.68861227770369349,0.16734708621013381,4.1836771552533451E-2]
[36,9,0,0.375,2.503353092491563,-0.3790771951052051,2.7917520597657796E-2,6.979380149414449E-3]
[37,9.25,0,0.38541666666666669,2.5035415155113805,-6.3421501983655509E-2,1.3073848221177098E-4,3.2684620552942746E-5]
[38,9.5,0,0.39583333333333331,2.5037350511893712,0.25329867382994692,8.3289953139616783E-3,2.0822488284904196E-3]
[39,9.75,0,0.40625,2.5039336955107334,0.56600938073980367,9.2931887235110061E-2,2.3232971808777515E-2]
[40,10,0,0.41666666666666669,2.5041374443546904,0.86970008826978784,0.33713389039912317,8.4283472599780793E-2]
[41,10.25,0,0.42708333333333331,2.5043462934945739,1.1595039295650862,0.79893333855162085,0.19973333463790521]
[42,10.5,0,0.4375,2.5045602385979127,1.4307756571012178,1.5010961026332283,0.37527402565830709]
[43,10.75,0,0.44791666666666669,2.504779275226523,1.6791660635676531,2.4264693789380667,0.60661734473451667]
[44,11,0,0.45833333333333331,2.5050033988365992,1.900691676240319,3.5190779602547533,0.87976949006368832]
[45,11.25,0,0.46875,2.5052326047788083,2.0917986085769233,4.6908708827439742,1.1727177206859936]
[46,11.5,0,0.47916666666666669,2.5054668882983884,2.2494195460584736,5.8331784602844152,1.4582946150711038]
[47,11.75,0,0.48958333333333331,2.5057062445352445,2.3710229529708373,6.8312651813520189,1.7078162953380047]
[48,12,0,0.5,2.5059506685240507,2.4546537111210127,7.5799190662603833,1.8949797665650958]
[49,12.25,0,0.51041666666666663,2.5062001551943536,2.4989645384287882,7.9978664820895906,1.9994666205223977]
[50,12.5,0,0.52083333333333337,2.5064546993706771,2.5032376827379537,8.0389649174073501,2.0097412293518375]
[51,12.75,0,0.53125,2.5067142957726292,2.4673965416970547,7.6985817316459073,1.9246454329114768]
[52,13,0,0.54166666666666663,2.5069789390150121,2.3920070206823669,7.0142496591340633,1.7535624147835158]
[53,13.25,0,0.55208333333333337,2.5072486236079343,2.2782686048998184,6.0605026612849731,1.5151256653212433]
[54,13.5,0,0.5625,2.5075233439569233,2.1279952863830784,4.9386227724314891,1.2346556931078723]
[55,13.75,0,0.57291666666666663,2.5078030943630423,1.9435866489700067,3.7627519636914348,0.94068799092285871]
[56,14,0,0.58333333333333337,2.5080878690230097,1.7279895718918861,2.644339555761797,0.66108488894044926]
[57,14.25,0,0.59375,2.5083776620293166,1.4846511628284349,1.6771315852813975,0.41928289632034937]
[58,14.5,0,0.60416666666666663,2.508672467370352,1.2174636717625207,0.92482998668088834,0.23120749667022208]
[59,14.75,0,0.61458333333333337,2.5089722789305267,0.93070226546258938,0.41316752905898552,0.10329188226474638]
[60,15,0,0.625,2.5092770904903996,0.6289566568702134,0.12751345813846654,3.1878364534616635E-2]
[61,15.25,0,0.63541666666666663,2.5095868957268066,0.31705768224111203,1.6334607796496928E-2,4.0836519491242321E-3]
[62,15.5,0,0.64583333333333337,2.509901688212993,-1.4604899712180212E-15,1.5965760387832587E-45,3.9914400969581467E-46]
[63,15.75,0,0.65625,2.5102214614187464,-0.3171378523790182,1.6347001871664976E-2,4.0867504679162441E-3]
[64,16,0,0.66666666666666663,2.5105462087105308,-0.62927476456582565,0.12770703363011612,3.1926758407529031E-2]
[65,16.25,0,0.67708333333333337,2.5108759233516258,-0.93140842160079673,0.41410869646327347,{"$f":"G85*$B$13","v":0.10352717411581837}]
[{"$f":"IF(IF(A85<>\"\",A85+1<=$B$16,0),A85+1,\"\")","v":66},{"$f":"IF(A86<>\"\",A86*$B$13,\"\")","v":16.5},{"$f":"IF(A86<>\"\",ROUNDDOWN(A86*$B$13/24,0),\"\")","v":0},{"$f":"IF(A86<>\"\",MOD(B86,24)/24,\"\")","v":0.6875},{"$f":"IF(A86<>\"\",($B$4+$B$5)/2+($B$5-$B$4)/2*COS(2*PI()/$B$15*B86),\"\")","v":2.5112105985022661},{"$f":"IF(A86<>\"\",E86*COS(2*PI()/$B$7*B86),\"\")","v":-1.2186954317820022},{"$f":"ABS(0.5*1.025*1*(F86^3))","v":0.92763989771915145},0.23190997442978786]
[67,16.75,0,0.69791666666666663,2.5115502272197827,-1.4865289313441059,1.6835032834900518,0.42087582087251296]
[68,17,0,0.70833333333333337,2.5118948024587477,-1.7306124230922333,2.656399076385219,0.66409976909630475]
[69,17.25,0,0.71875,2.5122443170711195,-1.947028666080491,3.7827784544876399,0.94569461362190999]
[70,17.5,0,0.72916666666666663,2.512598763806392,-2.1323025122927053,4.9686719677936484,1.2421679919484121]
[71,17.75,0,0.73958333333333337,2.5129581353117452,-2.2834566828357774,6.1019999830143092,1.5254999957535773]
[72,18,0,0.75,2.5133224241321965,-2.3980595888550629,7.0676296087271657,1.7669074021817914]
[73,18.25,0,0.76041666666666663,2.513691622710756,-2.4742644294281999,7.7630468068199132,1.9407617017049783]
[74,18.5,0,0.77083333333333337,2.5140657233885837,-2.5108389380611125,8.1124201467018402,2.02810503667546]
[75,18.75,0,0.78125,2.5144447184051479,-2.5071852988720065,8.0770573685917277,2.0192643421479319]
[76,19,0,0.79166666666666663,2.5148285998983866,-2.4633499107185592,7.6607658548498216,1.9151914637124554]
[77,19.25,0,0.80208333333333337,2.5152173599048693,-2.3800228398885128,6.9093508148405487,1.7273377037101372]
[78,19.5,0,0.8125,2.5156109903599639,-2.2585269669392236,5.9043176050870834,1.4760794012717708]
[79,19.75,0,0.82291666666666663,2.5160094830980038,-2.1007969981994652,4.7516684978479482,1.1879171244619871]
[80,20,0,0.83333333333333337,2.516412829852456,-1.909348674698903,3.5673818796570402,0.89184546991426006]
[81,20.25,0,0.84375,2.5168210222560927,-1.6872386682710314,2.4616337058865092,0.6154084264716273]
[82,20.5,0,0.85416666666666663,2.5172340518411676,-1.4380158037711346,1.5239995775421773,0.38099989438554432]
[83,20.75,0,0.86458333333333337,2.5176519100395871,-1.1656643853731743,0.8117353375307429,0.20293383438268572]
[84,21,0,0.875,2.5180745881830924,-0.87454053153104283,0.34279438230811032,8.5698595577027581E-2]
[85,21.25,0,0.88541666666666663,2.5185020775034359,-0.56930253538078013,9.456343152804586E-2,2.3640857882011465E-2]
[86,21.5,0,0.89583333333333337,2.5189343691325656,-0.25483636332161264,8.4816054531660842E-3,2.1204013632915211E-3]
[87,21.75,0,0.90625,2.5193714541028074,6.3822517295588133E-2,1.3323418166630931E-4,3.3308545416577327E-5]
[88,22,0,0.91666666666666663,2.5198133233470519,0.38156973128086691,2.8471845497513457E-2,7.1179613743783642E-3]
[89,22.25,0,0.92708333333333337,2.5202599676989421,0.69331372024470783,0.17079818598849011,4.2699546497122529E-2]
[90,22.5,0,0.9375,2.5207113778930643,0.99405729092289397,0.50341727526375135,0.12585431881593784]
[91,22.75,0,0.94791666666666663,2.5211675445651394,1.278977681696613,1.072217195578566,0.2680542988946415]
[92,23,0,0.95833333333333337,2.5216284582522173,1.5435038650586219,1.884590656878163,0.47114766421954074]
[93,23.25,0,0.96875,2.5220941093928739,1.783389847542348,2.9069177223047622,0.72672943057619055]
[94,23.5,0,0.97916666666666663,2.5225644883274092,1.9947827922299766,4.0679977986500049,1.0169994496625012]
[95,23.75,0,0.98958333333333337,2.5230395852980467,2.1742848713774747,5.2679688939733991,1.3169922234933498]
[96,24,1,0,2.5235193904491373,2.319007856628359,6.3914666877270641,1.597866671931766]
[97,24.25,1,1.0416666666666666E-2,2.5240038938273628,2.4266195701415949,7.3231673198797607,1.8307918299699402]
[98,24.5,1,2.0833333333333332E-2,2.5244930853819421,2.4953814498853921,7.9635130605528905,1.9908782651382226]
[99,24.75,1,3.125E-2,2.5249869549648412,2.5241766242748023,8.2423886983519399,2.060597174587985]
[100,25,1,4.1666666666666664E-2,2.525485492330982,2.512528042991371,8.1288034545652472,2.0322008636413118]
[101,25.25,1,5.2083333333333336E-2,2.5259886871384563,2.4606063697952374,7.6351979584970842,1.908799489624271]
[102,25.5,1,6.25E-2,2.5264965289487384,2.3692275068838775,6.8157580987323518,1.703939524683088]
[103,25.75,1,7.2916666666666671E-2,2.527009007226904,2.2398397862495405,5.7589689098092745,1.4397422274523186]
[104,26,1,8.3333333333333329E-2,2.5275261113418472,2.0745010288861798,4.5754607420761291,1.1438651855190323]
[105,26.25,1,9.375E-2,2.5280478305665013,1.8758458349500451,3.3828699304056653,0.84571748260141633]
[106,26.5,1,0.10416666666666667,2.5285741540780613,1.6470436244890678,2.2898612959859923,0.57246532399649808]
[107,26.75,1,0.11458333333333333,2.5291050709582095,1.3917480966182458,1.3815791733231289,0.34539479333078221]
[108,27,1,0.125,2.5296405701933393,1.1140389126560664,0.70858989046119158,0.1771474726152979]
[109,27.25,1,0.13541666666666666,2.5301806406747875,0.81835653354382287,0.28088046271368056,7.0220115678420139E-2]
[110,27.5,1,0.14583333333333334,2.5307252711990613,0.50943125184334304,6.7756446529475253E-2,1.6939111632368813E-2]
[111,27.75,1,0.15625,2.5312744504680724,0.19220755198283795,3.6391940354603986E-3,9.0979850886509965E-4]
[112,28,1,0.16666666666666666,2.5318281670893716,-0.12823499230552063,1.0807208243917973E-3,2.7018020609794933E-4]
[113,28.25,1,0.17708333333333334,2.5323864095763833,-0.44676301845191962,4.5700980644074962E-2,1.1425245161018741E-2]
[114,28.5,1,0.1875,2.5329491663486468,-0.75827157277089408,0.22344374111638282,5.5860935279095705E-2]
[115,28.75,1,0.19791666666666666,2.5335164257320528,-1.0577658898450448,0.60654432528530156,0.15163608132132539]
[116,29,1,0.20833333333333334,2.5340881759590901,-1.3404414440774586,1.2343474116461082,0.30858685291152704]
[117,29.25,1,0.21875,2.5346644051690848,-1.6017609909798416,2.106138891974922,0.5265347229937305]
[118,29.5,1,0.22916666666666666,2.5352451014084498,-1.837527363358805,3.1797671246991666,0.79494178117479164]
[119,29.75,1,0.23958333333333334,2.535830252630932,-2.0439508549422434,4.3762811773471713,1.0940702943367928]
[120,30,1,0.25,2.5364198466978616,-2.2177101100822347,5.5899535453385418,1.3974883863346355]
[121,30.25,1,0.26041666666666669,2.5370138713784036,-2.3560055416119918,6.7022834768499546,1.6755708692124887]
[122,30.5,1,0.27083333333333331,2.537612314349813,-2.4566044180751678,7.5980046574405655,1.8995011643601414]
[123,30.75,1,0.28125,2.5382151631976893,-2.5178768944878671,8.1808296094894573,2.0452074023723643]
[124,31,1,0.29166666666666669,2.5388224054162341,-2.5388224054162341,8.3866947595159669,2.0966736898789917]
[125,31.25,1,0.30208333333333331,2.5394340284085111,-2.5190859931475549,8.1926207111335128,2.0481551777833782]
[126,31.5,1,0.3125,2.5400500194867059,-2.4589643046407366,7.6199222999368343,1.9049805749842086]
[127,31.75,1,0.32291666666666669,2.5406703658723924,-2.3594011561917521,6.7313044458910811,1.6828261114727703]
[128,32,1,0.33333333333333331,2.5412950546967941,-2.2219727316991018,5.6222485939461695,1.4055621484865424]
[129,32.25,1,0.34375,2.5419240730010535,-2.0488626463929722,4.4079068063067917,{"$f":"G149*$B$13","v":1.1019767015766979}]
[{"$f":"IF(IF(A149<>\"\",A149+1<=$B$16,0),A149+1,\"\")","v":130},{"$f":"IF(A150<>\"\",A150*$B$13,\"\")","v":32.5},{"$f":"IF(A150<>\"\",ROUNDDOWN(A150*$B$13/24,0),\"\")","v":1},{"$f":"IF(A150<>\"\",MOD(B150,24)/24,\"\")","v":0.35416666666666669},{"$f":"IF(A150<>\"\",($B$4+$B$5)/2+($B$5-$B$4)/2*COS(2*PI()/$B$15*B150),\"\")","v":2.5425574077364996},{"$f":"IF(A150<>\"\",E150*COS(2*PI()/$B$7*B150),\"\")","v":-1.8428272702433814},{"$f":"ABS(0.5*1.025*1*(F150^3))","v":3.2073603845063503},0.80184009612658758]
[131,32.75,1,0.36458333333333331,2.5431950457649202,-1.6071518613872253,2.1274757407368776,0.5318689351842194]
[132,33,1,0.375,2.5438369738588325,-1.3455982073103683,1.2486481248564474,0.31216203121411185]
[133,33.25,1,0.38541666666666669,2.5444831787017583,-1.0623446078260643,0.61445505772493392,0.15361376443123348]
[134,33.5,1,0.39583333333333331,2.5451336468885022,-0.76191915691711631,0.22668383389073948,5.6670958472684871E-2]
[135,33.75,1,0.40625,2.5457883649254254,-0.44912738828198934,4.6430406783945548E-2,1.1607601695986387E-2]
[136,34,1,0.41666666666666669,2.5464473192307295,-0.12897544021060572,1.0995498567137271E-3,2.7488746417843177E-4]
[137,34.25,1,0.42708333333333331,2.5471104961347364,0.19341003224732686,3.7079243224412716E-3,9.2698108061031791E-4]
[138,34.5,1,0.4375,2.5477778818801728,0.51286391713710022,6.9135372151399602E-2,1.72838430378499E-2]
[139,34.75,1,0.44791666666666669,2.5484494626224548,0.8242653645421697,0.2870086748614753,7.1752168715368825E-2]
[140,35,1,0.45833333333333331,2.5491252244299747,1.1226198404270047,0.72509015731359938,0.18127253932839985]
[141,35.25,1,0.46875,2.5498051532843919,1.4031392011271595,1.4157812104425995,0.35394530261064988]
[142,35.5,1,0.47916666666666669,2.5504892350809216,1.661318505210964,2.3499172953240111,0.58747932383100276]
[143,35.75,1,0.48958333333333331,2.5511774556286282,1.8930083309725303,3.4765737405978459,0.86914343514946146]
[144,36,1,0.5,2.5518698006507208,2.0944814390950151,4.7089428314840713,1.1772357078710178]
[145,36.25,1,0.51041666666666663,2.5525662557848476,2.2624927099167857,5.9354743876044207,1.4838685969011052]
[146,36.5,1,0.52083333333333337,2.5532668065833946,2.3943313918139451,7.0347172837606413,1.7586793209401603]
[147,36.75,1,0.53125,2.5539714385137851,2.4878648197752868,7.8917661272760666,1.9729415318190167]
[148,37,1,0.54166666666666663,2.5546801369587819,2.5415728993388975,8.4139820790947848,2.1034955197736962]
[149,37.25,1,0.55208333333333337,2.5553928872167897,2.554572798511956,8.5437537005031832,2.1359384251257958]
[150,37.5,1,0.5625,2.5561096745021601,2.5266334467540243,8.2664794871383194,2.0666198717845798]
[151,37.75,1,0.57291666666666663,2.5568304839454989,2.4581796030704228,7.6126296478327591,1.9031574119581898]
[152,38,1,0.58333333333333337,2.5575553005939744,2.350285422131559,6.6535847065798697,1.6633961766449674]
[153,38.25,1,0.59375,2.5582841094116273,2.2046576154380886,5.4918330749284001,1.3729582687321]
[154,38.5,1,0.60416666666666663,2.5590168952796821,2.0236084712008098,4.2469127233036446,1.0617281808259111]
[155,38.75,1,0.61458333333333337,2.5597536429968626,1.8100191591300503,3.0390887681314296,0.7597721920328574]
[156,39,1,0.625,2.5604943372797053,1.5672939021283165,1.9730823033277527,0.49327057583193817]
[157,39.25,1,0.63541666666666663,2.5612389627628764,1.2993057434548703,1.1241595243598632,0.2810398810899658]
[158,39.5,1,0.64583333333333337,2.5619875039994935,1.0103347729293586,0.52855449567225954,0.13213862391806488]
[159,39.75,1,0.65625,2.5627399454614412,0.70499979699706228,0.17958119018258442,4.4895297545646105E-2]
[160,40,1,0.66666666666666663,2.5634962715396981,0.38818454304052546,2.9978409309927873E-2,7.4946023274819681E-3]
[161,40.25,1,0.67708333333333337,2.5642564665446566,6.4959576492715429E-2,1.404828871931611E-4,3.5120721798290275E-5]
[162,40.5,1,0.6875,2.5650205147064513,-0.25949882133619262,8.9557103402867714E-3,2.2389275850716928E-3]
[163,40.75,1,0.69791666666666663,2.5657884001752853,-0.57999151738574861,9.9990512728835287E-2,2.4997628182208822E-2]
[164,41,1,0.70833333333333337,2.5665601070217572,-0.89137980691062313,0.36297962207085738,9.0744905517714344E-2]
[165,41.25,1,0.71875,2.5673356192371943,-1.1886677759983624,0.86074664384129818,0.21518666096032454]
[166,41.5,1,0.72916666666666663,2.5681149207339828,-1.4670824269260101,1.6182939661113698,0.40457349152784244]
[167,41.75,1,0.73958333333333337,2.5688979953459028,-1.7221502817495602,2.6176224750498971,0.65440561876247427]
[168,42,1,0.75,2.5696848268284622,-1.9497692351165175,3.7987744663168796,0.94969361657921991]
[169,42.25,1,0.76041666666666663,2.5704753988592346,-2.1462745025984118,5.0669855815646532,1.2667463953911633]
[170,42.5,1,0.77083333333333337,2.5712696950381986,-2.3084976046659706,6.3049573699074308,1.5762393424768577]
[171,42.75,1,0.78125,2.572067698888076,-2.4338174372828942,7.3885269994861993,1.8471317498715498]
[172,43,1,0.79166666666666663,2.5728693938546763,-2.5202026062128122,8.20351995343397,2.0508799883584925]
[173,43.25,1,0.80208333333333337,2.5736747633072374,-2.5662443415079643,8.6613957806396424,2.1653489451599106]
[174,43.5,1,0.8125,2.5744837905387721,-2.5711794590553745,8.7114618567062312,2.1778654641765578]
[175,43.75,1,0.82291666666666663,2.5752964587664144,-2.5349029950963691,8.3479127892825211,2.0869781973206303]
[176,44,1,0.83333333333333337,2.5761127511317685,-2.457970304767549,7.6106853129184078,1.9026713282296019]
[177,44.25,1,0.84375,2.5769326507012562,-2.3415885842966966,6.5799962515557811,1.6449990628889453]
[178,44.5,1,0.85416666666666663,2.5777561404664708,-2.1875979458287005,5.365329401784261,1.3413323504460652]
[179,44.75,1,0.86458333333333337,2.5785832033445284,-1.998442341244363,4.090427857590873,1.0226069643977183]
[180,45,1,0.875,2.5794138221784224,-1.7771307940875039,2.8764183250379043,0.71910458125947607]
[181,45.25,1,0.88541666666666663,2.5802479797373801,-1.5271895542251257,1.8254616113643247,0.45636540284108118]
[182,45.5,1,0.89583333333333337,2.5810856587172193,-1.2526059356362955,1.007249976020266,0.2518124940050665]
[183,45.75,1,0.90625,2.5819268417407084,-0.95776473141865182,0.45026728283142281,0.1125668207078557]
[184,46,1,0.91666666666666663,2.5827715113579255,-0.64737821956754626,0.13904908051778225,3.4762270129445563E-2]
[185,46.25,1,0.92708333333333337,2.5836196500466211,-0.32641087640008726,1.7823284288765461E-2,4.4558210721913653E-3]
[186,46.5,1,0.9375,2.5844712402125816,2.2161724537582101E-15,5.5783341694451082E-45,1.394583542361277E-45]
[187,46.75,1,0.94791666666666663,2.5853262641899946,0.32662648763303975,1.7858627222212833E-2,4.4646568055532083E-3]
[188,47,1,0.95833333333333337,2.5861847042418145,0.64823374500698472,0.13960107917861489,3.4900269794653722E-2]
[189,47.25,1,0.96875,2.5870465425601314,0.95966388239419353,0.45295110152898166,0.11323777538224541]
[190,47.5,1,0.97916666666666663,2.5879117612665392,1.2559186565999227,1.0152626406840266,0.25381566017100665]
[191,47.75,1,0.98958333333333337,2.5887803424125089,1.5322396638474005,1.8436308677339206,0.46090771693348015]
[192,48,2,0,2.5896522679797576,1.7841847445473829,2.9108064911210363,0.72770162278025907]
[193,48.25,2,1.0416666666666666E-2,2.5905275198806255,2.0076993735061137,4.1475336680622457,{"$f":"G213*$B$13","v":1.0368834170155614}]
[{"$f":"IF(IF(A213<>\"\",A213+1<=$B$16,0),A213+1,\"\")","v":194},{"$f":"IF(A214<>\"\",A214*$B$13,\"\")","v":48.5},{"$f":"IF(A214<>\"\",ROUNDDOWN(A214*$B$13/24,0),\"\")","v":2},{"$f":"IF(A214<>\"\",MOD(B214,24)/24,\"\")","v":2.0833333333333332E-2},{"$f":"IF(A214<>\"\",($B$4+$B$5)/2+($B$5-$B$4)/2*COS(2*PI()/$B$15*B214),\"\")","v":2.5914060799584484},{"$f":"IF(A214<>\"\",E214*COS(2*PI()/$B$7*B214),\"\")","v":2.1991818885937202},{"$f":"ABS(0.5*1.025*1*(F214^3))","v":5.4510142876180092},1.3627535719045023]
[195,48.75,2,3.125E-2,2.5922879299879367,2.3555415087848854,6.6983240629413574,1.6745810157353394]
[196,49,2,4.1666666666666664E-2,2.5931730516755516,2.4742482072423564,7.7628941156675255,1.9407235289168814]
[197,49.25,2,5.2083333333333336E-2,2.594061426659886,2.5533736349149923,8.5317275607697702,2.1329318901924426]
[198,49.5,2,6.25E-2,2.5949530365120448,2.5916224328982271,8.9209080140571864,2.2302270035142966]
[199,49.75,2,7.2916666666666671E-2,2.5958478627360266,2.5883534252795686,8.8871927477137156,2.2217981869284289]
[200,50,2,8.3333333333333329E-2,2.5967458867691082,2.5435903459146005,8.4340345085644852,2.1085086271411213]
[201,50.25,2,9.375E-2,2.5976470899822295,2.4580219199669773,7.6111647759394145,1.9027911939848536]
[202,50.5,2,0.10416666666666667,2.5985514536803804,2.3329912914223927,6.5077853920093398,1.626946348002335]
[203,50.75,2,0.11458333333333333,2.5994589591029871,2.1704749584258791,5.2403248327301233,1.3100812081825308]
[204,51,2,0.125,2.6003695874243031,1.9730515464614924,3.9364901047461149,0.98412252618652873]
[205,51.25,2,0.13541666666666666,2.6012833197537986,1.7438609123992177,2.7178745047559363,0.67946862618898407]
[206,51.5,2,0.14583333333333334,2.6022001371365526,1.4865542276614221,1.6835892296638457,0.42089730741596143]
[207,51.75,2,0.15625,2.6031200205536464,1.2052358337191866,0.89724278816240577,0.22431069704060144]
[208,52,2,0.16666666666666666,2.6040429509225587,0.90439779548892973,0.37911621071063278,9.4779052677658196E-2]
[209,52.25,2,0.17708333333333334,2.604968909097559,0.58884819583211301,0.1046414902469171,2.6160372561729275E-2]
[210,52.5,2,0.1875,2.6058978758701077,0.26363431537238952,9.3907371669641714E-3,2.3476842917410428E-3]
[211,52.75,2,0.19791666666666666,2.6068298319692529,-6.6038075396372076E-2,1.4759685139612334E-4,3.6899212849030834E-5]
[212,53,2,0.20833333333333334,2.6077647580620313,-0.3948880215680981,3.155845622091194E-2,7.889614055227985E-3]
[213,53.25,2,0.21875,2.6087026347538673,-0.71764395415315485,0.18941787541950297,4.7354468854875743E-2]
[214,53.5,2,0.22916666666666666,2.6096434425889781,-1.0291281713430469,0.55860172170374733,0.13965043042593683]
[215,53.75,2,0.23958333333333334,2.6105871620507743,-1.3243398772065937,1.1903981372224541,0.29759953430561353]
[216,54,2,0.25,2.6115337735622672,-1.5985354464227362,2.0934407920062137,0.52336019800155342]
[217,54.25,2,0.26041666666666669,2.6124832574864745,-1.8473046271050104,3.2307951620836421,0.80769879052091054]
[218,54.5,2,0.27083333333333331,2.613435594126825,-2.0666414578848524,4.5236529786690456,1.1309132446672614]
[219,54.75,2,0.28125,2.6143907637275721,-2.2530087591829693,5.8611456020790804,1.4652864005197701]
[220,55,2,0.29166666666666669,2.6153487464741985,-2.4033951606836435,7.1149100981300464,1.7787275245325116]
[221,55.25,2,0.30208333333333331,2.6163095224938311,-2.5153637458158342,8.1563576503058037,2.0390894125764509]
[222,55.5,2,0.3125,2.6172730718556507,-2.5870915276462445,8.8742007883063927,2.2185501970765982]
[223,55.75,2,0.32291666666666669,2.6182393745713077,-2.6173991168761495,9.1897505809525999,2.29743764523815]
[224,56,2,0.33333333333333331,2.6192084105953342,-2.6057700992713406,9.0678047181803159,2.266951179545079]
[225,56.25,2,0.34375,2.6201801598255621,-2.5523598043432139,8.5215688920801451,2.1303922230200363]
[226,56.5,2,0.35416666666666669,2.6211546021035392,-2.4579933168097239,7.6108990734964825,1.9027247683741206]
[227,56.75,2,0.36458333333333331,2.622131717214947,-2.3241527545839511,6.4341010223343593,1.6085252555835898]
[228,57,2,0.375,2.6231114848900199,-2.1529540090086616,5.1144404651168474,1.2786101162792118]
[229,57.25,2,0.38541666666666669,2.6240938848039677,-1.947113312023198,3.783271838238714,0.94581795955967851]
[230,57.5,2,0.39583333333333331,2.6250788965773943,-1.7099041582053285,2.5621772757498786,0.64054431893746966]
[231,57.75,2,0.40625,2.6260664997767225,-1.44510526455608,1.5466509735312779,0.38666274338281947]
[232,58,2,0.41666666666666669,2.6270566739146171,-1.1569403950024464,0.79364598659539998,0.19841149664884999]
[233,58.25,2,0.42708333333333331,2.6280493984504103,-0.85001100756356807,0.31475129034154242,7.8687822585385606E-2]
[234,58.5,2,0.4375,2.6290446527905273,-0.52922279785373438,7.5964293501645797E-2,1.8991073375411449E-2]
[235,58.75,2,0.44791666666666669,2.630042416288914,-0.19970731121330867,4.0820259692864172E-3,1.0205064923216043E-3]
[236,59,2,0.45833333333333331,2.6310426682474644,0.13326012432592871,1.2128148671208799E-3,3.0320371678021997E-4]
[237,59.25,2,0.46875,2.632045387916452,0.46434483211616506,5.1311619150325241E-2,1.282790478758131E-2]
[238,59.5,2,0.47916666666666669,2.6330505544949574,0.78823823694034922,0.25099574831116206,6.2748937077790515E-2]
[239,59.75,2,0.48958333333333331,2.6340581471313023,1.0997429626290538,0.68165942583018291,0.17041485645754573]
[240,60,2,0.5,2.6350681449234803,1.3938562134235533,1.3878668288103462,0.34696670720258654]
[241,60.25,2,0.51041666666666663,2.6360805269195922,1.6658501016901781,2.3691994806052747,0.59229987015131869]
[242,60.5,2,0.52083333333333337,2.6370952721182785,1.9113476324673426,3.5785980301792653,0.89464950754481631]
[243,60.75,2,0.53125,2.6381123594691571,2.1263931238994767,4.9274763374911608,1.2318690843727902]
[244,61,2,0.54166666666666663,2.6391317678732591,2.3075159307996542,6.2969173612485889,1.5742293403121472]
[245,61.25,2,0.55208333333333337,2.6401534761834657,2.45178644498891,7.5533879086435052,1.8883469771608763]
[246,61.5,2,0.5625,2.6411774632049489,2.5568634689937983,8.5667577176086169,2.1416894294021542]
[247,61.75,2,0.57291666666666663,2.6422037076956091,2.6210321971899737,9.2280712170121362,2.307017804253034]
[248,62,2,0.58333333333333337,2.6432321883665169,2.6432321883665169,9.4645465766578774,2.3661366441644693]
[249,62.25,2,0.59375,2.6442628838823543,2.6230748735625129,9.2496634630906414,2.3124158657726603]
[250,62.5,2,0.60416666666666663,2.6452957728618576,2.560850310341054,8.6068939091981314,2.1517234772995328]
[251,62.75,2,0.61458333333333337,2.6463308338782605,2.457523066741611,7.6065316802571337,1.9016329200642834]
[252,63,2,0.625,2.6473680454597401,2.3147172922370198,6.3560563375885186,1.5890140843971297]
[253,63.25,2,0.63541666666666663,2.6484073860898589,2.1346912063287662,4.9853890204645435,1.2463472551161359]
[254,63.5,2,0.64583333333333337,2.649448834208016,1.920301405166563,3.6291261844479452,0.9072815461119863]
[255,63.75,2,0.65625,2.6504923682098891,1.6749575500529306,2.4082706014303206,0.60206765035758014]
[256,64,2,0.66666666666666663,2.6515379664478869,1.4025681562664702,1.4140533442455532,0.35351333606138829]
[257,64.25,2,0.67708333333333337,2.6525856072315963,1.1074783438251181,0.69614482245266618,{"$f":"G277*$B$13","v":0.17403620561316654}]
[{"$f":"IF(IF(A277<>\"\",A277+1<=$B$16,0),A277+1,\"\")","v":258},{"$f":"IF(A278<>\"\",A278*$B$13,\"\")","v":64.5},{"$f":"IF(A278<>\"\",ROUNDDOWN(A278*$B$13/24,0),\"\")","v":2},{"$f":"IF(A278<>\"\",MOD(B278,24)/24,\"\")","v":0.6875},{"$f":"IF(A278<>\"\",($B$4+$B$5)/2+($B$5-$B$4)/2*COS(2*PI()/$B$15*B278),\"\")","v":2.6536352688282321},{"$f":"IF(A278<>\"\",E278*COS(2*PI()/$B$7*B278),\"\")","v":0.79440054130866999},{"$f":"ABS(0.5*1.025*1*(F278^3))","v":0.25692860801392065},6.4232152003480161E-2]
[259,64.75,2,0.69791666666666663,2.6546869294630895,0.46833924758353646,5.2647230652451707E-2,1.3161807663112927E-2]
[260,65,2,0.70833333333333337,2.655740567319993,0.13451105238600239,1.2472909789789214E-3,3.1182274474473036E-4]
[261,65.25,2,0.71875,2.6567961605417518,-0.20173880633162475,4.2078689937981957E-3,1.0519672484495489E-3]
[262,65.5,2,0.72916666666666663,2.6578536872306118,-0.53502201385170944,7.8489005242486976E-2,1.9622251310621744E-2]
[263,65.75,2,0.73958333333333337,2.6589131254487097,-0.85999350929982443,0.32597131925336098,8.1492829813340245E-2]
[264,66,2,0.75,2.6599744532185294,-1.1714371924901654,0.82385521531740091,0.20596380382935023]
[265,66.25,2,0.76041666666666663,2.6610376485233558,-1.4643496329548378,1.6092674156087472,0.4023168539021868]
[266,66.5,2,0.77083333333333337,2.6621026893077331,-1.7340204379958843,2.6721233719662671,0.66803084299156679]
[267,66.75,2,0.78125,2.6631695534779229,-1.9761079890398601,3.9548124396778013,0.98870310991945032]
[268,67,2,0.79166666666666663,2.6642382189023603,-2.1867093287422428,5.3587937580147251,1.3396984395036813]
[269,67.25,2,0.80208333333333337,2.6653086634121146,-2.3624230740266596,6.7572019241482062,1.6893004810370515]
[270,67.5,2,0.8125,2.6663808648013494,-2.5004043410836436,8.011698593555785,2.0029246483889462]
[271,67.75,2,0.82291666666666663,2.6674548008277825,-2.5984107955341647,8.9911926972967553,2.2477981743241888]
[272,68,2,0.83333333333333337,2.6685304492131472,-2.6548390824593535,9.5897763060464527,2.3974440765116132]
[273,68.25,2,0.84375,2.6696077876436548,-2.6687510445557585,9.7413255344015699,2.4353313836003925]
[274,68.5,2,0.85416666666666663,2.6706867937704577,-2.6398892998434995,9.4286826134313966,2.3571706533578491]
[275,68.75,2,0.86458333333333337,2.6717674452101128,-2.5686819205269908,8.6861006346489606,2.1715251586622402]
[276,69,2,0.875,2.6728497195450456,-2.4562361290628618,7.5945879386702,1.89864698466755]
[277,69.25,2,0.88541666666666663,2.6739335943240157,-2.3043211034359947,6.2707987246387624,1.5676996811596906]
[278,69.5,2,0.89583333333333337,2.6750190470625816,-2.1153401582632858,4.8510361665549375,1.2127590416387344]
[279,69.75,2,0.90625,2.6761060552435691,-1.8922927388371102,3.4726326034135941,0.86815815085339854]
[280,70,2,0.91666666666666663,2.6771945963175359,-1.6387268288502355,2.2553479924762287,0.56383699811905719]
[281,70.25,2,0.92708333333333337,2.6782846477032409,-1.3586825266838576,1.285428250334357,0.32135706258358926]
[282,70.5,2,0.9375,2.679376186788113,-1.0566276873110925,0.60458842646402966,0.15114710661600742]
[283,70.75,2,0.94791666666666663,2.6804691909287186,-0.73738665478262955,0.20548479439423342,5.1371198598558356E-2]
[284,71,2,0.95833333333333337,2.6815636374512333,-0.40606322185632115,3.4314275848443175E-2,8.5785689621107938E-3]
[285,71.25,2,0.96875,2.6826595036519096,-6.7959046805559142E-2,1.6085542267175131E-4,4.0213855667937827E-5]
[286,71.5,2,0.97916666666666663,2.6837567667975515,0.27151116871932435,1.0257864717833897E-2,2.5644661794584742E-3]
[287,71.75,2,0.98958333333333337,2.6848554041259822,0.6069063838989972,0.11456685384951562,2.8641713462378905E-2]
[288,72,3,0,2.6859553928465196,0.93284641684247938,0.41602967815637221,0.10400741953909305]
[289,72.25,3,1.0416666666666666E-2,2.687056710140447,1.2440982393151709,0.98686533965754553,0.24671633491438638]
[290,72.5,3,2.0833333333333332E-2,2.6881593331614866,1.535659984145572,1.8560047047116437,0.46400117617791092]
[291,72.75,3,3.125E-2,2.6892632390362752,1.8028413168586961,3.0030763739404405,0.75076909348511012]
[292,73,3,4.1666666666666664E-2,2.6903684048648362,2.0413388802272383,4.3595251952995397,1.0898812988248849]
[293,73.25,3,5.2083333333333336E-2,2.6914748077210566,2.2473055983190164,5.8167482887630602,1.454187072190765]
[294,73.5,3,6.25E-2,2.6925824246531622,2.4174127240220065,7.2401286086429977,1.8100321521607494]
[295,73.75,3,7.2916666666666671E-2,2.6936912326841922,2.5489036294017593,8.4869983316868804,2.1217495829217201]
[296,74,3,8.3333333333333329E-2,2.6948012088124784,2.639638469755238,9.4259952591681841,2.356498814792046]
[297,74.25,3,9.375E-2,2.6959123300121197,2.6881289977778207,9.9550669951521389,2.4887667487880347]
[298,74.5,3,0.10416666666666667,2.6970245732334623,2.6935629615342225,10.015560631262083,2.5038901578155208]
[299,74.75,3,0.11458333333333333,2.6981379154035761,2.6558176864095011,9.6003849181417955,2.4000962295354489]
[300,75,3,0.125,2.6992523334267333,2.5754626142518795,8.7550699377716086,2.1887674844429021]
[301,75.25,3,0.13541666666666666,2.7003678041848889,2.4537507497376607,7.5715571656798701,1.8928892914199675]
[302,75.5,3,0.14583333333333334,2.7014843045381589,2.2925991417585023,6.1755870268204527,1.5438967567051132]
[303,75.75,3,0.15625,2.7026018113253012,2.0945587035046542,4.7094639825951603,1.1773659956487901]
[304,76,3,0.16666666666666666,2.7037203013641955,1.8627738460732728,3.3126401762225077,0.82816004405562693]
[305,76.25,3,0.17708333333333334,2.704839751452325,1.6009325641217231,2.1028727122013233,0.52571817805033083]
[306,76.5,3,0.1875,2.7059601383672565,1.3132077656805075,1.1606310810574914,0.29015777026437284]
[307,76.75,3,0.19791666666666666,2.7070814388671227,1.0041907792697131,0.51897036339274194,0.12974259084818549]
[308,77,3,0.20833333333333334,2.7082036296911052,0.67881809765432555,0.1603075979520264,4.00768994880066E-2]
[309,77.25,3,0.21875,2.7093266875599151,0.34229252689135115,2.0553515848520967E-2,5.1383789621302417E-3]
[310,77.5,3,0.22916666666666666,2.7104505891762787,-6.6384700264537541E-16,1.4993321921602695E-46,3.7483304804006738E-47]
[311,77.75,3,0.23958333333333334,2.7115753112254177,-0.34257661484576074,2.0604733914446362E-2,5.1511834786115906E-3]
[312,78,3,0.25,2.7127008303755349,-0.67994533239397337,0.16110753773661371,4.0276884434153427E-2]
[313,78.25,3,0.26041666666666669,2.7138271232782976,-1.0066930882096332,0.52285965283508973,0.13071491320877243]
[314,78.5,3,0.27083333333333331,2.7149541665693224,-1.3175725852180311,1.1722426526227749,0.29306066315569373]
[315,78.75,3,0.28125,2.7160819368686591,-1.6075865556253917,2.1292024940575036,0.5323006235143759]
[316,79,3,0.29166666666666669,2.7172104107812758,-1.8720680851963534,3.3624728653266618,0.84061821633166545]
[317,79.25,3,0.30208333333333331,2.7183395648975446,-2.1067557088423334,4.7922162562247017,1.1980540640561754]
[318,79.5,3,0.3125,2.7194693757937278,-2.3078620692001857,6.2997514892934978,1.5749378723233745]
[319,79.75,3,0.32291666666666669,2.7205998200324624,-2.4721350320483055,7.7430209896103293,1.9357552474025823]
[320,80,3,0.33333333333333331,2.7217308741632471,-2.5969102723951756,8.9756250628232905,2.2439062657058226]
[321,80.25,3,0.34375,2.7228625147229288,-2.6801544809769142,9.8667324224942394,{"$f":"G341*$B$13","v":2.4666831056235599}]
[{"$f":"IF(IF(A341<>\"\",A341+1<=$B$16,0),A341+1,\"\")","v":322},{"$f":"IF(A342<>\"\",A342*$B$13,\"\")","v":80.5},{"$f":"IF(A342<>\"\",ROUNDDOWN(A342*$B$13/24,0),\"\")","v":3},{"$f":"IF(A342<>\"\",MOD(B342,24)/24,\"\")","v":0.35416666666666669},{"$f":"IF(A342<>\"\",($B$4+$B$5)/2+($B$5-$B$4)/2*COS(2*PI()/$B$15*B342),\"\")","v":2.7239947182361894},{"$f":"IF(A342<>\"\",E342*COS(2*PI()/$B$7*B342),\"\")","v":-2.7204984905492435},{"$f":"ABS(0.5*1.025*1*(F342^3))","v":10.319040989197756},2.579760247299439]
[323,80.75,3,0.36458333333333331,2.7251274612160326,-2.7172597823693092,10.282230906068046,2.5705577265170114]
[324,81,3,0.375,2.7262607201642708,-2.6704540030614909,9.7599855676698493,2.4399963919174623]
[325,81.25,3,0.38541666666666669,2.7273944715720133,-2.5807952979350306,8.8095666592785946,2.2023916648196487]
[326,81.5,3,0.39583333333333331,2.7285286919201535,-2.4496854459549335,7.5339864650618118,1.8834966162654529]
[327,81.75,3,0.40625,2.7296633576798559,-2.2791919610922795,6.0678744052732636,1.5169686013183159]
[328,82,3,0.41666666666666669,2.7307984453130469,-2.0720155018181154,4.5590344143077077,1.1397586035769269]
[329,82.25,3,0.42708333333333331,2.7319339312728999,-1.8314471022152368,3.148306514514482,0.78707662862862049]
[330,82.5,3,0.4375,2.7330697920043261,-1.5613159018078082,1.9505910115627587,0.48764775289068968]
[331,82.75,3,0.44791666666666669,2.734206003944462,-1.265928204118355,1.0397312496400792,0.25993281241001981]
[332,83,3,0.45833333333333331,2.7353425435231578,-0.9499988336954952,0.43940306914514532,0.10985076728628633]
[333,83.25,3,0.46875,2.7364793871634681,-0.61857588566046706,0.12130335887129332,3.0325839717823329E-2]
[334,83.5,3,0.47916666666666669,2.7376165112821389,-0.27696006869150058,1.0887930611642843E-2,2.7219826529107107E-3]
[335,83.75,3,0.48958333333333331,2.7387538922900987,6.9380069927523838E-2,1.7115834143305485E-4,4.2789585358263712E-5]
[336,84,3,0.5,2.7398915065929463,0.41489568144704891,3.6602488501517011E-2,9.1506221253792527E-3]
[337,84.25,3,0.51041666666666663,2.741029330591441,0.75404651379171395,0.21972945520420151,5.4932363801050377E-2]
[338,84.5,3,0.52083333333333337,2.7421673406819926,1.0813897464984668,0.64809789644313254,0.16202447411078313]
[339,84.75,3,0.53125,2.74330551325715,1.3916673380532401,1.3813386817911131,0.34533467044777827]
[340,85,3,0.54166666666666663,2.7444438247060914,1.6798904838685855,2.4296111922979629,0.60740279807449071]
[341,85.25,3,0.55208333333333337,2.7455822514151142,1.9414198282810577,3.7501812004717885,0.93754530011794712]
[342,85.5,3,0.5625,2.7467207697681255,2.172040140875477,5.2516697882068959,1.312917447051724]
[343,85.75,3,0.57291666666666663,2.7478593561471296,2.368028255108801,6.8054133683085389,1.7013533420771347]
[344,86,3,0.58333333333333337,2.7489979869327219,2.5262131742201137,8.2623551099753172,2.0655887774938293]
[345,86.25,3,0.59375,2.7501366385045745,2.6440273740778477,9.4730910434590836,2.3682727608647709]
[346,86.5,3,0.60416666666666663,2.7512752872419299,2.7195484729453758,10.308234314257668,2.5770585785644169]
[347,86.75,3,0.61458333333333337,2.7524139095240878,2.7515305919060733,10.676205062847982,2.6690512657119956]
[348,87,3,0.625,2.7535524817308987,2.7394248944236925,10.535910286969056,2.633977571742264]
[349,87.25,3,0.63541666666666663,2.7546909802432502,2.6833889665921897,9.9024978990195347,2.4756244747548837]
[350,87.5,3,0.64583333333333337,2.7558293814435593,2.5842848782822689,8.8453501361600591,2.2113375340400148]
[351,87.75,3,0.65625,2.7569676617162617,2.4436659467597095,7.4785840724958721,1.869646018123968]
[352,88,3,0.66666666666666663,2.7581057974483016,2.263752405527403,5.9453940501602762,1.4863485125400691]
[353,88.25,3,0.67708333333333337,2.7592437650296215,2.0473963592226911,4.3984499017789052,1.0996124754447263]
[354,88.5,3,0.6875,2.7603815408536527,1.7980365775264378,2.9791298758582756,0.7447824689645689]
[355,88.75,3,0.69791666666666663,2.7615191013178038,1.519643844444091,1.7985367464058488,0.4496341866014622]
[356,89,3,0.70833333333333337,2.7626564228239507,1.2166577313747933,0.92299453676176213,0.23074863419044053]
[357,89.25,3,0.71875,2.7637934817789276,0.89391580064276388,0.36608649773980723,9.1521624434951807E-2]
[358,89.5,3,0.72916666666666663,2.7649302545950132,0.5565763683983358,8.8362533219828357E-2,2.2090633304957089E-2]
[359,89.75,3,0.73958333333333337,2.7660667176904239,0.21003606002903075,4.7487079250600828E-3,1.1871769812650207E-3]
[360,90,3,0.75,2.7672028474898007,-0.14015652423349159,1.4110221333312411E-3,3.5275553333281027E-4]
[361,90.25,3,0.76041666666666663,2.7683386204246974,-0.48838965233778925,5.9702598148309811E-2,1.4925649537077453E-2]
[362,90.5,3,0.77083333333333337,2.7694740129340722,-0.82907838950550761,0.29206576613629076,7.301644153407269E-2]
[363,90.75,3,0.78125,2.7706090014647748,-1.1567541722174939,0.79326280909071112,0.19831570227267778]
[364,91,3,0.79166666666666663,2.7717435624720346,-1.4661525904031472,1.6152188928254609,0.40380472320636523]
[365,91.25,3,0.80208333333333337,2.7728776724199502,-1.7522979686713089,2.7575141029183521,0.68937852572958802]
[366,91.5,3,0.8125,2.774011307781977,-2.0105833875724017,4.1654328659850712,1.0413582164962678]
[367,91.75,3,0.82291666666666663,2.7751444450414162,-2.2368448578707589,5.7358985353891017,1.4339746338472754]
[368,92,3,0.83333333333333337,2.7762770606919003,-2.4274284534957902,7.3304930206095413,1.8326232551523853]
[369,92.25,3,0.84375,2.7774091312378841,-2.5792493207634544,8.7937445224206048,2.1984361306051512]
[370,92.5,3,0.85416666666666663,2.7785406331951292,-2.6898416108362229,9.974106307019623,2.4935265767549057]
[371,92.75,3,0.86458333333333337,2.7796715430911925,-2.7573985271593147,10.744655303547708,2.6861638258869269]
[372,93,3,0.875,2.7808018374659129,-2.7808018374659129,11.020568413897228,2.7551421034743071]
[373,93.25,3,0.88541666666666663,2.7819314928718986,-2.7596403683625526,10.770883721493188,2.6927209303732971]
[374,93.5,3,0.89583333333333337,2.7830604858750121,-2.6942171767962613,10.022860171999433,2.5057150429998583]
[375,93.75,3,0.90625,2.7841887930548577,-2.5855452740458689,8.8582984920269148,2.2145746230067287]
[376,94,3,0.91666666666666663,2.7853163910052658,-2.4353319613674898,7.4023288567384062,1.8505822141846016]
[377,94.25,3,0.92708333333333337,2.7864432563347803,-2.2459520191166376,5.8062441256365958,1.4515610314091489]
[378,94.5,3,0.9375,2.7875693656671432,-2.0204101701363988,4.2268078720655833,1.0567019680163958]
[379,94.75,3,0.94791666666666663,2.788694695641778,-1.7622934105682559,2.8049719444529848,0.7012429861132462]
[380,95,3,0.95833333333333337,2.7898192229142773,-1.4757139642399764,1.6470259067462145,0.41175647668655363]
[381,95.25,3,0.96875,2.7909429241568837,-1.1652437677898699,0.81085693640529144,0.20271423410132286]
[382,95.5,3,0.97916666666666663,2.7920657760589767,-0.8358415302680442,0.29927173941401836,7.4817934853504589E-2]
[383,95.75,3,0.98958333333333337,2.7931877553275539,-0.49277353090905046,6.1324778087541436E-2,1.5331194521885359E-2]
[384,96,4,0,2.7943088386877162,-0.1415294201581862,1.4528944068148784E-3,3.6322360170371959E-4]
[385,96.25,4,1.0416666666666666E-2,2.7954290028831488,0.21226562978449365,4.9015439983613089E-3,{"$f":"G405*$B$13","v":1.2253859995903272E-3}]
[{"$f":"IF(IF(A405<>\"\",A405+1<=$B$16,0),A405+1,\"\")","v":386},{"$f":"IF(A406<>\"\",A406*$B$13,\"\")","v":96.5},{"$f":"IF(A406<>\"\",ROUNDDOWN(A406*$B$13/24,0),\"\")","v":4},{"$f":"IF(A406<>\"\",MOD(B406,24)/24,\"\")","v":2.0833333333333332E-2},{"$f":"IF(A406<>\"\",($B$4+$B$5)/2+($B$5-$B$4)/2*COS(2*PI()/$B$15*B406),\"\")","v":2.7965482246766049},{"$f":"IF(A406<>\"\",E406*COS(2*PI()/$B$7*B406),\"\")","v":0.56294101898397708},{"$f":"ABS(0.5*1.025*1*(F406^3))","v":9.142870204988901E-2},2.2857175512472253E-2]
[387,96.75,4,3.125E-2,2.7976664808503879,0.90487161528115412,0.379712387168406,9.4928096792101499E-2]
[388,97,4,4.1666666666666664E-2,2.798783748206831,1.232567994184842,0.95968018692441148,0.23992004673110287]
[389,97.25,4,5.2083333333333336E-2,2.7999000035687818,1.5407645753570507,1.8745745822421989,0.46864364556054972]
[390,97.5,4,6.25E-2,2.8010152237800798,1.8245042404563794,3.1126371815990965,0.77815929539977413]
[391,97.75,4,7.2916666666666671E-2,2.802129385706039,2.0792180723850935,4.6067430976607673,1.1516857744151918]
[392,98,4,8.3333333333333329E-2,2.8032424662339266,2.3007989331245313,6.2420877801307295,1.5605219450326824]
[393,98.25,4,9.375E-2,2.8043544422734423,2.4856676951233752,7.8708760627546965,1.9677190156886741]
[394,98.5,4,0.10416666666666667,2.8054652907571995,2.6308310580721979,9.3319574618827854,2.3329893654706964]
[395,98.75,4,0.11458333333333333,2.8065749886412008,2.7339300169953638,10.47263698359075,2.6181592458976874]
[396,99,4,0.125,2.8076835129053177,2.7932781967826932,11.169569739626528,2.792392434906632]
[397,99.25,4,0.13541666666666666,2.808790840553768,2.8078894301858743,11.345767399712914,2.8364418499282285]
[398,99.5,4,0.14583333333333334,2.8098969486155929,2.7774941283327288,10.981288924543103,2.7453222311357757]
[399,99.75,4,0.15625,2.8110018141451327,2.7025441722138095,10.116080414938649,2.5290201037346622]
[400,100,4,0.16666666666666666,2.8121054142225042,2.5842062374993109,8.8445426585107061,2.2111356646276765]
[401,100.25,4,0.17708333333333334,2.8132077259540744,2.4243436505026463,7.3025815055168932,1.8256453763792233]
[402,100.5,4,0.1875,2.8143087264729374,2.2254870571468324,5.6489676592320537,1.4122419148080134]
[403,100.75,4,0.19791666666666666,2.8154083929393869,1.9907943664569556,4.0436455407425687,1.0109113851856422]
[404,101,4,0.20833333333333334,2.8165067025413921,1.7240006025111667,2.6260688581086522,0.65651721452716305]
[405,101.25,4,0.21875,2.817603632495068,1.4293584611609274,1.4966399724953685,0.37415999312384213]
[406,101.5,4,0.22916666666666666,2.818699160045151,1.1115705175667943,0.70389021476133762,0.1759725536903344]
[407,101.75,4,0.23958333333333334,2.8197932624654687,0.77571416527550818,0.2392208538440809,5.9805213461020225E-2]
[408,102,4,0.25,2.8208859170594134,0.42716048501427023,3.9945428346843094E-2,9.9863570867107735E-3]
[409,102.25,4,0.26041666666666669,2.8219771011604111,7.1488339702052775E-2,1.8724037495751754E-4,4.6810093739379385E-5]
[410,102.5,4,0.27083333333333331,2.8230667921323924,-0.28560493021848515,1.1939632791666594E-2,2.9849081979166484E-3]
[411,102.75,4,0.28125,2.8241549673702622,-0.63839478140353201,0.13334043091599543,3.3335107728998857E-2]
[412,103,4,0.29166666666666669,2.825241604300369,-0.98122124972924518,0.48416646384607964,0.12104161596151991]
[413,103.25,4,0.30208333333333331,2.8263266803809723,-1.3085797681611615,1.1484034116071045,0.28710085290177612]
[414,103.5,4,0.3125,2.8274101731027104,-1.6152095629292524,2.1596357166693241,0.53990892916733102]
[415,103.75,4,0.32291666666666669,2.8284920599890686,-1.8961782082673426,3.4940677621497573,0.87351694053743933]
[416,104,4,0.33333333333333331,2.8295723185968429,-2.1469609804820302,5.0718491060544766,1.2679622765136191]
[417,104.25,4,0.34375,2.8306509265166087,-2.3635137344770509,6.7665650427894004,1.6916412606973501]
[418,104.5,4,0.35416666666666669,2.8317278613731829,-2.5423381287697979,8.4215843384925382,2.1053960846231345]
[419,104.75,4,0.36458333333333331,2.8328031008260899,-2.6805381468614309,9.8709703168870657,2.4677425792217664]
[420,105,4,0.375,2.8338766225700245,-2.7758670016228346,10.962000873258315,2.7405002183145788]
[421,105.25,4,0.38541666666666669,2.8349484043353144,-2.8267636629205457,11.57610266197406,2.894025665493515]
[422,105.5,4,0.39583333333333331,2.8360184238883814,-2.8323784145785589,11.645220003029277,2.9113050007573191]
[423,105.75,4,0.40625,2.8370866590322046,-2.7925870223009506,11.161280327429971,2.7903200818574927]
[424,106,4,0.41666666666666669,2.8381530876067798,-2.7079932765586321,10.177394636503507,2.5443486591258768]
[425,106.25,4,0.42708333333333331,2.8392176874895783,-2.5799198607498264,8.8006047631591748,2.2001511907897937]
[426,106.5,4,0.4375,2.8402804365960077,-2.4103876821918848,7.1771920534816243,1.7942980133704061]
[427,106.75,4,0.44791666666666669,2.8413413128798686,-2.2020839886884525,5.4726226966910918,1.368155674172773]
[428,107,4,0.45833333333333331,2.8424002943338116,-1.9583197735669808,3.8489715149466308,0.9622428787366577]
[429,107.25,4,0.46875,2.843457358989796,-1.6829771443036923,2.4430284467325851,0.61075711168314628]
[430,107.5,4,0.47916666666666669,2.8445124849195436,-1.3804474913756117,1.3481975863834077,0.33704939659585192]
[431,107.75,4,0.48958333333333331,2.8455656502349931,-1.0555614422033812,0.6027599986133827,0.15068999965334567]
[432,108,4,0.5,2.8466168330887567,-0.71351171758399912,0.18616464167187549,4.6541160417968873E-2]
[433,108.25,4,0.51041666666666663,2.8476660116745705,-0.35977012272246567,2.3865423896364864E-2,5.9663559740912161E-3]
[434,108.5,4,0.52083333333333337,2.8487131642277492,9.0733244079413969E-15,3.8281873738204673E-43,9.5704684345511681E-44]
[435,108.75,4,0.53125,2.8497582690256364,0.36003445557643288,2.3918066275288839E-2,5.9795165688222096E-3]
[436,109,4,0.54166666666666663,2.850801304388054,0.7145605659113301,0.18698682427238403,4.6746706068096007E-2]
[437,109.25,4,0.55208333333333337,2.8518422486777553,1.0578897438905606,0.60675741146732276,0.15168935286683069]
[438,109.5,4,0.5625,2.8528810803008704,1.3845087871378139,1.3601318767453203,0.34003296918633008]
[439,109.75,4,0.57291666666666663,2.8539177777073563,1.689168426042396,2.4700897567614875,0.61752243919037186]
[440,110,4,0.58333333333333337,2.8549523193914426,1.9669677035991107,3.9001881380559777,0.97504703451399444]
[441,110.25,4,0.59375,2.8559846838920793,2.2134328304134065,5.5576719911910821,1.3894179977977705]
[442,110.5,4,0.60416666666666663,2.8570148497933801,2.424589245854389,7.3048010692726519,1.826200267318163]
[443,110.75,4,0.61458333333333337,2.8580427957250683,2.5970257243937112,8.9768222161471929,2.2442055540367982]
[444,111,4,0.625,2.8590685003629179,2.7279494929330799,10.404059936694184,2.6010149841735459]
[445,111.25,4,0.63541666666666663,2.8600919424291997,2.8152314683753357,11.435000680591656,2.8587501701479141]
[446,111.5,4,0.64583333333333337,2.8611131006931183,2.8574408825455717,11.957093682774286,2.9892734206935714]
[447,111.75,4,0.65625,2.8621319539712564,2.8538687312958873,11.912306222356762,2.9780765555891904]
[448,112,4,0.66666666666666663,2.8631484811280106,2.8045396635164868,11.305209871760656,2.826302467940164]
[449,112.25,4,0.67708333333333337,2.8641626610760329,2.7102121109623103,10.202432137297658,{"$f":"G469*$B$13","v":2.5506080343244144}]
[{"$f":"IF(IF(A469<>\"\",A469+1<=$B$16,0),A469+1,\"\")","v":450},{"$f":"IF(A470<>\"\",A470*$B$13,\"\")","v":112.5},{"$f":"IF(A470<>\"\",ROUNDDOWN(A470*$B$13/24,0),\"\")","v":4},{"$f":"IF(A470<>\"\",MOD(B470,24)/24,\"\")","v":0.6875},{"$f":"IF(A470<>\"\",($B$4+$B$5)/2+($B$5-$B$4)/2*COS(2*PI()/$B$15*B470),\"\")","v":2.8651744727766677},{"$f":"IF(A470<>\"\",E470*COS(2*PI()/$B$7*B470),\"\")","v":2.5723666483210974},{"$f":"ABS(0.5*1.025*1*(F470^3))","v":8.7235344446159448},2.1808836111539862]
[451,112.75,4,0.69791666666666663,2.8661838952403853,2.3931827617734371,7.0245978676701846,1.7561494669175461]
[452,113,4,0.70833333333333337,2.8671909075272217,2.1755043903971845,5.2768380063174822,1.3192095015793706]
[453,113.25,4,0.71875,2.8681954887472094,1.9227947851598997,3.6432810638610564,0.91082026596526411]
[454,113.5,4,0.72916666666666663,2.8691976180608134,1.6390814020238251,2.2568122858335702,0.56420307145839255]
[455,113.75,4,0.73958333333333337,2.8701972746793611,1.3288917060961964,1.2027147646333243,0.30067869115833107]
[456,114,4,0.75,2.871194437865475,0.99718091020951216,0.5081778568884362,0.12704446422210905]
[457,114.25,4,0.76041666666666663,2.8721890869335032,0.64925280145297337,0.14026049473677288,3.506512368419322E-2]
[458,114.5,4,0.77083333333333337,2.8731812012499476,0.29067492089628177,1.2586835564589623E-2,3.1467088911474057E-3]
[459,114.75,4,0.78125,2.8741707602338917,-7.2810546756339453E-2,1.9782298313724967E-4,4.9455745784312419E-5]
[460,115,4,0.79166666666666663,2.8751577433574291,-0.43537874705169122,4.2295634587740619E-2,1.0573908646935155E-2]
[461,115.25,4,0.80208333333333337,2.8761421301460874,-0.7912155197325802,0.25385063953213283,6.3462659883033207E-2]
[462,115.5,4,0.8125,2.8771239001792548,-1.1346106559221689,0.74857349142315555,0.18714337285578889]
[463,115.75,4,0.82291666666666663,2.8781030330906021,-1.4600495523914598,1.595132105298775,0.39878302632469376]
[464,116,4,0.83333333333333337,2.8790795085685059,-1.7623017914251715,2.805011963067662,0.7012529907669155]
[465,116.25,4,0.84375,2.8800533063564697,-2.0365052231034051,4.3286298954777225,1.0821574738694306]
[466,116.5,4,0.85416666666666663,2.8810244062535455,-2.2782441979906407,6.0603078863320849,1.5150769715830212]
[467,116.75,4,0.86458333333333337,2.8819927881147507,-2.4836206911421308,7.8514465348905018,1.9628616337226255]
[468,117,4,0.875,2.8829584318514874,-2.6493171715263379,9.5300621489881276,2.3825155372470319]
[469,117.25,4,0.88541666666666663,2.8839213174319576,-2.7726502026179487,10.923935246801392,2.730983811700348]
[470,117.5,4,0.89583333333333337,2.8848814248815819,-2.8516139079379919,11.88409301522961,2.9710232538074024]
[471,117.75,4,0.90625,2.8858387342834102,-2.8849125973430612,12.305289909779194,3.0763224774447986]
[472,118,4,0.91666666666666663,2.8867932257785376,-2.871982023302599,12.140568432520789,3.0351421081301972]
[473,118.25,4,0.92708333333333337,2.8877448795665139,-2.8129989184767359,11.407817512950214,2.8519543782375534]
[474,118.5,4,0.9375,2.8886936759057575,-2.7088786537004101,10.18738038395048,2.5468450959876199]
[475,118.75,4,0.94791666666666663,2.8896395951139615,-2.561261045982925,8.6110359612917744,2.1527589903229436]
[476,119,4,0.95833333333333337,2.8905826175685045,-2.3724845362894529,6.8439060787330881,1.710976519683272]
[477,119.25,4,0.96875,2.8915227237068568,-2.145549143630507,5.0618499736620048,1.2654624934155012]
[478,119.5,4,0.97916666666666663,2.8924598940269859,-1.8840687823468079,3.4275526196213657,0.85688815490534143]
[479,119.75,4,0.98958333333333337,2.8933941090877613,-1.5922137005417658,2.0687020244935725,0.51717550612339314]
[480,120,5,0,2.894325349509359,-1.2746439566289283,1.061354690171733,0.26533867254293325]
[481,120.25,5,1.0416666666666666E-2,2.8952535959736609,-0.93643499536830954,0.42084946126720663,0.10521236531680166]
[482,120.5,5,2.0833333333333332E-2,2.8961788292246577,-0.5829965122350208,0.10155276196449158,2.5388190491122894E-2]
[483,120.75,5,3.125E-2,2.8971010300688476,-0.21998590343829982,5.4560510715743358E-3,1.364012767893584E-3]
[484,121,5,4.1666666666666664E-2,2.8980201793756351,0.14678231336319572,1.620746356927118E-3,4.051865892317795E-4]
[485,121.25,5,5.2083333333333336E-2,2.8989362580777267,0.511429657046367,6.8556966899831942E-2,1.7139241724957986E-2]
[486,121.5,5,6.25E-2,2.8998492471715269,0.86810792678522342,0.3352857031897164,8.38214257974291E-2]
[487,121.75,5,7.2916666666666671E-2,2.9007591277175337,1.2110930202750465,0.91038768313579244,0.22759692078394811]
[488,122,5,8.3333333333333329E-2,2.9016658808407287,1.5348768209584351,1.8531665502824883,0.46329163757062208]
[489,122.25,5,9.375E-2,2.9025694877309713,1.8342556788087638,3.1628127922535283,0.79070319806338207]
[490,122.5,5,0.10416666666666667,2.9034699296433888,2.1044140629421673,4.7762544549071473,1.1940636137267868]
[491,122.75,5,0.11458333333333333,2.9043671878987625,2.3410020408948338,6.5750528297186568,1.6437632074296642]
[492,123,5,0.125,2.9052612438839183,2.5402053376059084,8.4004072771646747,2.1001018192911687]
[493,123.25,5,0.13541666666666666,2.9061520790521111,2.6988068454249148,10.074170085012506,2.5185425212531265]
[494,123.5,5,0.14583333333333334,2.9070396749234106,2.8142385929296028,11.422906263666404,2.8557265659166009]
[495,123.75,5,0.15625,2.9079240130850836,2.8846233328183408,12.301588799093853,3.0753971997734633]
[496,124,5,0.16666666666666666,2.9088050751919763,2.9088050751919763,12.613561457979932,3.153390364494983]
[497,124.25,5,0.17708333333333334,2.9096828429668959,2.8863680695077116,12.323923795900166,3.0809809489750415]
[498,124.5,5,0.1875,2.9105572982009877,2.8176439235374149,11.464422850428999,2.8661057126072498]
[499,124.75,5,0.19791666666666666,2.9114284227541152,2.703706737830545,10.129141071515237,2.5322852678788093]
[500,125,5,0.20833333333333334,2.912296198555234,2.5463563264174902,8.4615787460902716,2.1153946865225679]
[501,125.25,5,0.21875,2.913160607602769,2.3480897857086727,6.6349547868502432,1.6587386967125608]
[502,125.5,5,0.22916666666666666,2.9140216319649856,2.1120618606778447,4.8285170838997447,1.2071292709749362]
[503,125.75,5,0.23958333333333334,2.9148792537803643,1.8420347374587933,3.2032240577986846,0.80080601444967114]
[504,126,5,0.25,2.9157334552579681,1.5423180615377456,1.880250458190734,0.4700626145476835]
[505,126.25,5,0.26041666666666669,2.9165842186778144,1.2177001380546868,0.9253689767182891,0.23134224417957228]
[506,126.5,5,0.27083333333333331,2.9174315263912405,0.87337141280140063,0.34142143801491159,8.5355359503727898E-2]
[507,126.75,5,0.28125,2.9182753608212715,0.51484145703201267,6.9938192141878491E-2,1.7484548035469623E-2]
[508,127,5,0.29166666666666669,2.9191157044629832,0.14785078417505901,1.6563982637576478E-3,4.1409956593941195E-4]
[509,127.25,5,0.30208333333333331,2.9199525398838668,-0.22172108974330945,5.5861794532430604E-3,1.3965448633107651E-3]
[510,127.5,5,0.3125,2.9207858497241896,-0.58794986904537416,0.10416330798887152,2.6040826997217881E-2]
[511,127.75,5,0.32291666666666669,2.9216156166973546,-0.94496147428839306,0.43245027566766775,0.10811256891691694]
[512,128,5,0.33333333333333331,2.9224418235902605,-1.287026287376585,1.0925872343582235,0.27314680858955587]
[513,128.25,5,0.34375,2.9232644532636578,-1.6086511333434006,2.1334353042535041,{"$f":"G533*$B$13","v":0.53335882606337603}]
[{"$f":"IF(IF(A533<>\"\",A533+1<=$B$16,0),A533+1,\"\")","v":514},{"$f":"IF(A534<>\"\",A534*$B$13,\"\")","v":128.5},{"$f":"IF(A534<>\"\",ROUNDDOWN(A534*$B$13/24,0),\"\")","v":5},{"$f":"IF(A534<>\"\",MOD(B534,24)/24,\"\")","v":0.35416666666666669},{"$f":"IF(A534<>\"\",($B$4+$B$5)/2+($B$5-$B$4)/2*COS(2*PI()/$B$15*B534),\"\")","v":2.9240834886525056},{"$f":"IF(A534<>\"\",E534*COS(2*PI()/$B$7*B534),\"\")","v":-1.9046675216906541},{"$f":"ABS(0.5*1.025*1*(F534^3))","v":3.5412076894652813},0.88530192236632033]
[515,128.75,5,0.36458333333333331,2.9248989127663227,-2.1703147293432132,5.2391643625931783,1.3097910906482946]
[516,129,5,0.375,2.9257107086895435,-2.4013163892410034,7.0964643386169524,1.7741160846542381]
[517,129.25,5,0.38541666666666669,2.9265188595818672,-2.5939493520422348,8.9449588267608551,2.2362397066902138]
[518,129.5,5,0.39583333333333331,2.9273233486786072,-2.7451037117072961,10.601568913806021,2.6503922284515053]
[519,129.75,5,0.40625,2.928124159291039,-2.8523330269008156,11.893086061532715,2.9732715153831788]
[520,130,5,0.41666666666666669,2.9289212748067457,-2.9138939269351156,12.679878282545921,3.1699695706364803]
[521,130.25,5,0.42708333333333331,2.9297146786899648,-2.9287744608751631,12.875130988980841,3.2187827472452102]
[522,130.5,5,0.4375,2.9305043544819287,-2.8967107287109819,12.456879211096499,3.1142198027741248]
[523,130.75,5,0.44791666666666669,2.9312902858012078,-2.8181915212915576,11.471108342852405,2.8677770857131013]
[524,131,5,0.45833333333333331,2.9320724563440486,-2.6944508879938818,10.02546871211025,2.5063671780275625]
[525,131.25,5,0.46875,2.9328508498847148,-2.5274487447875584,8.2744843912193407,2.0686210978048352]
[526,131.5,5,0.47916666666666669,2.9336254502758203,-2.3198398273410437,6.3983481922814454,1.5995870480703613]
[527,131.75,5,0.48958333333333331,2.9343962414486673,-2.0749314810166735,4.578309512204715,1.1445773780511788]
[528,132,5,0.5,2.9351632074135781,-1.7966309590116203,2.9721485150532407,0.74303712876331018]
[529,132.25,5,0.51041666666666663,2.9359263322602263,-1.4893830686345295,1.6932188984601697,0.42330472461504243]
[530,132.5,5,0.52083333333333337,2.936685600157968,-1.1580991610492715,0.79603307093057574,0.19900826773264393]
[531,132.75,5,0.53125,2.9374409953561704,-0.80807859926810865,0.27042988632256892,6.7607471580642231E-2]
[532,133,5,0.54166666666666663,2.938192502184537,-0.44492396048641075,4.5138929266558804E-2,1.1284732316639701E-2]
[533,133.25,5,0.55208333333333337,2.9389401050534341,-7.4451330064899165E-2,2.115004287329006E-4,5.287510718322515E-5]
[534,133.5,5,0.5625,2.9396837884542135,0.29740287605158722,1.3481225151403145E-2,3.3703062878507862E-3]
[535,133.75,5,0.57291666666666663,2.9404235369595346,0.66467706722870634,0.15049634566811532,3.7624086417028829E-2]
[536,134,5,0.58333333333333337,2.9411593352236842,1.0214800865767535,0.54624010584788629,0.13656002646197157]
[537,134.25,5,0.59375,2.9418911679828943,1.3620857380985871,1.2951116397098974,0.32377790992747435]
[538,134.5,5,0.60416666666666663,2.9426190200556599,1.6810247152911832,2.4345358033316273,0.60863395083290683]
[539,134.75,5,0.61458333333333337,2.943342876343054,1.9731724548670821,3.937213832278871,0.98430345806971775]
[540,135,5,0.625,2.9440627218290385,2.2338315039048373,5.7127484918584823,1.4281871229646206]
[541,135.25,5,0.63541666666666663,2.9447785415807788,2.4588070760757628,7.6184607177063661,1.9046151794265915]
[542,135.5,5,0.64583333333333337,2.9454903207489518,2.6444745812300998,9.4778986532763732,2.3694746633190933]
[543,135.75,5,0.65625,2.9461980445680536,2.7878380408332033,11.104435588804122,2.7761088972010306]
[544,136,5,0.66666666666666663,2.9469016983567071,2.8865784474682208,12.326618744224087,3.0816546860560217]
[545,136.25,5,0.67708333333333337,2.9476012675179666,2.93909128753682,13.011671666165205,3.2529179165413011]
[546,136.5,5,0.6875,2.9482967375396183,2.9445126198193772,13.083807015311923,3.2709517538279806]
[547,136.75,5,0.69791666666666663,2.9489880939944846,2.9027332859188273,12.534738233038864,3.1336845582597159]
[548,137,5,0.70833333333333337,2.9496753225407208,2.8144010188705719,11.424884223235647,2.8562210558089118]
[549,137.25,5,0.71875,2.950358408922114,2.6809104103034187,9.8750834220064974,2.4687708555016243]
[550,137.5,5,0.72916666666666663,2.9510373389683782,2.5043808913681103,8.0499839411349452,2.0124959852837363]
[551,137.75,5,0.73958333333333337,2.9517120985954493,2.2876230750845488,6.1354620686370049,1.5338655171592512]
[552,138,5,0.75,2.9523826738057752,2.0340939947044014,4.3132727597161606,1.0783181899290402]
[553,138.25,5,0.76041666666666663,2.953049050688608,1.7478419511387884,2.7365308376802497,0.68413270942006243]
[554,138.5,5,0.77083333333333337,2.9537112154202925,1.4334418495935199,1.5095034453150291,0.37737586132875728]
[555,138.75,5,0.78125,2.954369154264552,1.0959220585963894,0.67457908982759807,0.16864477245689952]
[556,139,5,0.79166666666666663,2.9550228535727734,0.74068396113038004,0.20825368322095289,5.2063420805238222E-2]
[557,139.25,5,0.80208333333333337,2.955672299784291,0.3734154854049937,2.6685223330279992E-2,6.671305832569998E-3]
[558,139.5,5,0.8125,2.9563174794266684,2.8978627582945182E-15,1.2471747524966847E-44,3.1179368812417118E-45]
[559,139.75,5,0.82291666666666663,2.9569583791159748,-0.37357796686075295,2.6720072507706787E-2,6.6800181269266968E-3]
[560,140,5,0.83333333333333337,2.9575949855570673,-0.7413286725255821,0.20879796565543715,5.2199491413859288E-2]
[561,140.25,5,0.84375,2.9582272855438632,-1.0973532308545475,0.6772253552090477,0.16930633880226192]
[562,140.5,5,0.85416666666666663,2.9588552659596141,-1.4359382674156436,1.5174038381465722,0.37935095953664305]
[563,140.75,5,0.86458333333333337,2.9594789137771804,-1.7516476395148928,2.7544450591970842,0.68861126479927104]
[564,141,5,0.875,2.9600982160593001,-2.0394097480798061,4.3471771893415472,1.0867942973353868]
[565,141.25,5,0.88541666666666663,2.9607131599588561,-2.294599038521175,6.1917625279623341,1.5479406319905835]
[566,141.5,5,0.89583333333333337,2.9613237327191442,-2.5131103803550245,8.1344568878300301,2.0336142219575075]
[567,141.75,5,0.90625,2.9619299216741379,-2.6914251290935289,9.9917320429905807,2.4979330107476452]
[568,142,5,0.91666666666666663,2.9625317142487502,-2.8266678068948696,11.574925059211305,2.8937312648028262]
[569,142.25,5,0.92708333333333337,2.9631290979590941,-2.9166524885727716,12.71592422390801,3.1789810559770024]
[570,142.5,5,0.9375,2.963722060412743,-2.9599181444012119,13.29024455699591,3.3225611392489776]
[571,142.75,5,0.94791666666666663,2.9643105893089872,-2.9557523680695956,13.234209591751945,3.3085523979379863]
[572,143,5,0.95833333333333337,2.9648946724390881,-2.9042031043140937,12.5537890216601,3.1384472554150249]
[573,143.25,5,0.96875,2.9654742976865336,-2.806078183184622,11.323825580449611,2.8309563951124028]
[574,143.5,5,0.97916666666666663,2.9660494530272872,-2.6629326635192085,9.6777505561536437,2.4194376390384109]
[575,143.75,5,0.98958333333333337,2.9666201265300387,-2.4770441838472457,7.7892407934343391,1.9473101983585848]
[576,144,6,0,2.9671863063564512,-2.2513767114907615,5.8484176334652096,1.4621044083663024]
[577,144.25,6,1.0416666666666666E-2,2.9677479807614064,-1.9895332669842891,4.0359658782293524,{"$f":"G597*$B$13","v":1.0089914695573381}]
[{"$f":"IF(IF(A597<>\"\",A597+1<=$B$16,0),A597+1,\"\")","v":578},{"$f":"IF(A598<>\"\",A598*$B$13,\"\")","v":144.5},{"$f":"IF(A598<>\"\",ROUNDDOWN(A598*$B$13/24,0),\"\")","v":6},{"$f":"IF(A598<>\"\",MOD(B598,24)/24,\"\")","v":2.0833333333333332E-2},{"$f":"IF(A598<>\"\",($B$4+$B$5)/2+($B$5-$B$4)/2*COS(2*PI()/$B$15*B598),\"\")","v":2.9683051380932501},{"$f":"IF(A598<>\"\",E598*COS(2*PI()/$B$7*B598),\"\")","v":-1.6956983780952366},{"$f":"ABS(0.5*1.025*1*(F598^3))","v":2.4988471046774152},0.62471177616935381]
[579,144.75,6,3.125E-2,2.9688577667940317,-1.3745711828510405,1.3310536922904561,0.33276342307261403]
[580,145,6,4.1666666666666664E-2,2.969405855399744,-1.0312902514084914,0.56212979755685233,0.14053244938921308]
[581,145.25,6,5.2083333333333336E-2,2.9699493925405633,-0.67135132991513757,0.15507558581656652,3.8768896454141631E-2]
[582,145.5,6,6.25E-2,2.9704883669410829,-0.30051932356659794,1.3909485868034682E-2,3.4773714670086704E-3]
[583,145.75,6,7.2916666666666671E-2,2.9710227674205476,7.5264070985046005E-2,2.185027894897168E-4,5.4625697372429199E-5]
[584,146,6,8.3333333333333329E-2,2.9715525828930871,0.44997560336547399,4.6693967172112924E-2,1.1673491793028231E-2]
[585,146.25,6,9.375E-2,2.9720778023679437,0.81760705023530933,0.28010944493393253,7.0027361233483132E-2]
[586,146.5,6,0.10416666666666667,2.9725984149497018,1.1722615898359867,0.82559580067065574,0.20639895016766394]
[587,146.75,6,0.11458333333333333,2.9731144098385132,1.508248423834917,1.758379087984113,0.43959477199602826]
[588,147,6,0.125,2.9736257763303215,1.8201741275497392,3.0905279842439999,0.77263199606099997]
[589,147.25,6,0.13541666666666666,2.9741325038170849,2.1030292615963857,4.766831672227827,1.1917079180569567]
[590,147.5,6,0.14583333333333334,2.9746345817869937,2.3522688535329892,6.6704440235963132,1.6676110058990783]
[591,147.75,6,0.15625,2.9751319998246921,2.5638854559650888,8.6375331269183953,2.1593832817295988]
[592,148,6,0.16666666666666666,2.9756247476114912,2.7344736062680557,10.478885071581475,2.6197212678953687]
[593,148.25,6,0.17708333333333334,2.9761128149255835,2.8612846506732019,12.005411898282524,3.0013529745706311]
[594,148.5,6,0.1875,2.9765961916422574,2.9422710497540616,13.053948815140608,3.2634872037851519]
[595,148.75,6,0.19791666666666666,2.9770748677341037,2.976119450864672,13.509676341192009,3.3774190852980022]
[596,149,6,0.20833333333333334,2.9775488332712259,2.9622719931228692,13.321976626535971,3.3304941566339927]
[597,149.25,6,0.21875,2.9780180784214458,2.900935499212522,12.511462758163898,3.1278656895409744]
[598,149.5,6,0.22916666666666666,2.978482593450507,2.7930784025711817,11.167173140785978,2.7917932851964946]
[599,149.75,6,0.23958333333333334,2.9789423687222771,2.640415455317553,9.4343214201064391,2.3585803550266098]
[600,150,6,0.25,2.9793973946989483,2.4453804583970999,7.4943363700596555,1.8735840925149139]
[601,150.25,6,0.26041666666666669,2.9798476619412333,2.2110874477345352,5.5400237566417783,1.3850059391604446]
[602,150.5,6,0.27083333333333331,2.9802931611085635,1.9412809555913324,3.7493764896769561,0.93734412241923903]
[603,150.75,6,0.28125,2.9807338829592811,1.6402761418537541,2.2617509106482232,0.5654377276620558]
[604,151,6,0.29166666666666669,2.9811698183508311,1.3128897528018151,1.1597880927672346,0.28994702319180865]
[605,151.25,6,0.30208333333333331,2.9816009582399516,0.96436301241535605,0.45963755359206832,0.11490938839801708]
[606,151.5,6,0.3125,2.9820272936828611,0.60027768108235291,0.11085376762106328,2.7713441905265819E-2]
[607,151.75,6,0.32291666666666669,2.9824488158354439,0.22646662660375685,5.9525972952985933E-3,1.4881493238246483E-3]
[608,152,6,0.33333333333333331,2.9828655159534332,-0.15107965914071086,1.7673064346180229E-3,4.4182660865450574E-4]
[609,152.25,6,0.34375,2.9832773853925931,-0.52630909901316392,7.4716497410796223E-2,1.8679124352699056E-2]
[610,152.5,6,0.35416666666666669,2.9836844156088977,-0.89320508462364112,0.36521401042622537,9.1303502606556342E-2]
[611,152.75,6,0.36458333333333331,2.9840865981587092,-1.2458829884886131,0.99111862522914507,0.24777965630728627]
[612,153,6,0.375,2.9844839246989503,-1.5786845855651037,2.0164152587863153,0.50410381469657883]
[613,153.25,6,0.38541666666666669,2.9848763869872816,-1.8862688685029985,3.4395740282735203,0.85989350706838008]
[614,153.5,6,0.39583333333333331,2.9852639768822677,-2.1636977984191903,5.1913902755830001,1.29784756889575]
[615,153.75,6,0.40625,2.9856466863435509,-2.4065156138806918,7.1426590706868787,1.7856647676717197]
[616,154,6,0.41666666666666669,2.9860245074320138,-2.6108204237979828,9.1206307575970911,2.2801576893992728]
[617,154.25,6,0.42708333333333331,2.9863974323099471,-2.7733269334295358,10.93193593296977,2.7329839832424425]
[618,154.5,6,0.4375,2.98676545324121,-2.8914192947028607,12.388738730043467,3.0971846825108669]
[619,154.75,6,0.44791666666666669,2.9871285625913924,-2.9631932302926809,13.334409499502101,3.3336023748755252]
[620,155,6,0.45833333333333331,2.987486752827972,-2.987486752827972,13.665069169593663,3.4162672923984156]
[621,155.25,6,0.46875,2.9878400165204715,-2.9638989834673843,13.343939465337048,3.3359848663342619]
[622,155.5,6,0.47916666666666669,2.9881883463406118,-2.8927967649549835,12.406453127463196,3.1016132818657991]
[623,155.75,6,0.48958333333333331,2.9885317350624647,-2.7753089600826555,10.955391022542891,2.7388477556357227]
[624,156,6,0.5,2.988870175562603,-2.6133085240986125,9.1467313777278623,2.2866828444319656]
[625,156.25,6,0.51041666666666663,2.9892036608202472,-2.409382635841292,7.1682178912563232,1.7920544728140808]
[626,156.5,6,0.52083333333333337,2.9895321839174125,-2.1667913640926617,5.2136894333026937,1.3034223583256734]
[627,156.75,6,0.53125,2.9898557380390507,-1.8894155297567579,3.456816383845783,0.86420409596144576]
[628,157,6,0.54166666666666663,2.9901743164731935,-1.5816945980183368,2.0279711100129276,0.50699277750323191]
[629,157.25,6,0.55208333333333337,2.990487912611091,-1.2485555948349241,0.99751061285469134,0.24937765321367283]
[630,157.5,6,0.5625,2.990796519947347,-0.89533418638926832,0.36783188430169733,9.1957971075424333E-2]
[631,157.75,6,0.57291666666666663,2.991100132080057,-0.52768918615525739,7.5305804546152752E-2,1.8826451136538188E-2]
[632,158,6,0.58333333333333337,2.9913987427109388,-0.1515118599834879,1.7825173216602706E-3,4.4562933041506766E-4]
[633,158.25,6,0.59375,2.9916923456454638,0.22716851660871082,6.0081158206140668E-3,1.5020289551535167E-3]
[634,158.5,6,0.60416666666666663,2.9919809347929855,0.60228133430731756,0.11196752576264096,2.7991881440660241E-2]
[635,158.75,6,0.61458333333333337,2.9922645041668674,0.96781200824583391,0.46458682408681778,0.11614670602170445]
[636,159,6,0.625,2.9925430478846029,1.3178984565728513,1.1731126497503923,0.29327816243759808]
[637,159.25,6,0.63541666666666663,2.9928165601679431,1.6469251511022482,2.2893671959411392,0.57234179898528481]
[638,159.5,6,0.64583333333333337,2.993085035343011,1.949613230470129,3.7978626983382213,0.94946567458455533]
[639,159.75,6,0.65625,2.9933484678404243,2.2211052291262727,5.6156660498438917,1.4039165124609729]
[640,160,6,0.66666666666666663,2.9936068521954065,2.4570430616295833,7.6020754116214917,1.9005188529053729]
[641,160.25,6,0.67708333333333337,2.9938601830479037,2.653638009710876,9.5767666939086222,{"$f":"G661*$B$13","v":2.3941916734771556}]
[{"$f":"IF(IF(A661<>\"\",A661+1<=$B$16,0),A661+1,\"\")","v":642},{"$f":"IF(A662<>\"\",A662*$B$13,\"\")","v":160.5},{"$f":"IF(A662<>\"\",ROUNDDOWN(A662*$B$13/24,0),\"\")","v":6},{"$f":"IF(A662<>\"\",MOD(B662,24)/24,\"\")","v":0.6875},{"$f":"IF(A662<>\"\",($B$4+$B$5)/2+($B$5-$B$4)/2*COS(2*PI()/$B$15*B662),\"\")","v":2.994108455142694},{"$f":"IF(A662<>\"\",E662*COS(2*PI()/$B$7*B662),\"\")","v":2.8077315876896662},{"$f":"ABS(0.5*1.025*1*(F662^3))","v":11.343854136790224},2.835963534197556]
[643,160.75,6,0.69791666666666663,2.9943516633294962,2.9168463080261082,12.718459415132136,3.179614853783034]
[644,161,6,0.70833333333333337,2.9945898025630786,2.9792255307122013,13.552019342422918,3.3880048356057295]
[645,161.25,6,0.71875,2.9948228679033613,2.9938617552622357,13.752735709910207,3.4381839274775516]
[646,161.5,6,0.72916666666666663,2.9950508545155206,2.9605128994404355,13.298257645127897,3.3245644112819743]
[647,161.75,6,0.73958333333333337,2.9952737576700872,2.8797063015905615,12.238789351856644,3.059697337964161]
[648,162,6,0.75,2.9954915727430476,2.7527303804147913,10.690177040158458,2.6725442600396145]
[649,162.25,6,0.76041666666666663,2.9957042952159361,2.5816140841242867,8.817954120556255,2.2044885301390638]
[650,162.5,6,0.77083333333333337,2.9959119206759319,2.3690944568729346,6.8146098943971243,1.7036524735992811]
[651,162.75,6,0.78125,2.996114444815948,2.1185728411403222,4.8733103698799125,1.2183275924699781]
[652,163,6,0.79166666666666663,2.9963118634347223,1.8340604171869381,3.1618028291025877,0.79045070727564692]
[653,163.25,6,0.80208333333333337,2.9965041724369046,1.5201139519343543,1.800206414966095,0.45005160374152375]
[654,163.5,6,0.8125,2.9966913678331402,1.1817627868725373,0.84583334101816443,0.21145833525454111]
[655,163.75,6,0.82291666666666663,2.996873445740154,0.82442823534020704,0.28717884300581287,7.1794710751453217E-2]
[656,164,6,0.83333333333333337,2.9970504023808315,0.45383668150171308,4.7906302736916637E-2,1.1976575684229159E-2]
[657,164.25,6,0.84375,2.9972222340842949,7.5927774589193697E-2,2.2433440437289121E-4,5.6083601093222802E-5]
[658,164.5,6,0.85416666666666663,2.9973889372859817,-0.30324080912894136,1.4290808844252179E-2,3.5727022110630447E-3]
[659,164.75,6,0.86458333333333337,2.9975505085277168,-0.6775905089299944,0.15943945905366924,3.985986476341731E-2]
[660,165,6,0.875,2.9977069444577857,-1.0411193682995812,0.57835626894991821,0.14458906723747955]
[661,165.25,6,0.88541666666666663,2.9978582418310036,-1.3879983054706533,1.3704420551061585,0.34261051377653962]
[662,165.5,6,0.89583333333333337,2.9980043975087813,-1.7126646210111867,2.5746064276574123,0.64365160691435308]
[663,165.75,6,0.90625,2.9981454084591928,-2.009911241808144,4.1612567016903812,1.0403141754225953]
[664,166,6,0.91666666666666663,2.998281271757036,-2.2749702690633362,6.0342186919039822,1.5085546729759955]
[665,166.25,6,0.92708333333333337,2.9984119845838948,-2.5035894891870694,8.0423547958972659,2.0105886989743165]
[666,166.5,6,0.9375,2.998537544228197,-2.692100619281375,9.9992570649103936,2.4998142662275984]
[667,166.75,6,0.94791666666666663,2.9986579480852704,-2.8374781914379419,11.708235965693097,2.9270589914232743]
[668,167,6,0.95833333333333337,2.9987731936573967,-2.9373881302127858,12.989064592445517,3.2472661481113794]
[669,167.25,6,0.96875,2.9988832785538651,-2.9902252429682799,13.702682026279065,3.4256705065697663]
[670,167.5,6,0.97916666666666663,2.9989882004910182,-2.9951390206415898,13.770345128579395,3.4425862821448487]
[671,167.75,6,0.98958333333333337,2.9990879572923039,-2.9520473340530722,13.184504724885903,3.2961261812214757]
[672,168,7,0,2.9991825468883162,-2.8616378050960143,12.009857755450435,3.0024644388626087]
[673,168.25,7,1.0416666666666666E-2,2.999271967316842,-2.7253568299346216,10.374423838671683,2.5936059596679208]
[674,168.5,7,2.0833333333333332E-2,2.9993562167228989,-2.5453864295030706,8.4519134842386627,2.1129783710596657]
[675,168.75,7,3.125E-2,2.9994352933587747,-2.3246092979649138,6.4378934020926826,1.6094733505231706]
[676,169,7,4.1666666666666664E-2,2.9995091955840643,-2.0665626092207359,4.5231352250192387,1.1307838062548097]
[677,169.25,7,5.2083333333333336E-2,2.9995779218657028,-1.7753813220014139,2.8679317330839655,0.71698293327099138]
[678,169.5,7,6.25E-2,2.9996414707779984,-1.4557318926581604,1.5810225346051898,0.39525563365129746]
[679,169.75,7,7.2916666666666671E-2,2.9996998410026601,-1.1127374587490348,0.70610940216226259,0.17652735054056565]
[680,170,7,8.3333333333333329E-2,2.9997530313288268,-0.75189569345334994,0.21785456355832142,5.4463640889580354E-2]
[681,170.25,7,9.375E-2,2.9998010406530922,-0.37899064852203185,2.7898403532900875E-2,6.9746008832252187E-3]
[682,170.5,7,0.10416666666666667,2.9998438679795258,5.8794307965439089E-15,1.0415969953195295E-43,2.6039924882988238E-44]
[683,170.75,7,0.11458333333333333,2.9998815124196971,0.37900081521196727,2.7900648775850367E-2,6.9751621939625917E-3]
[684,171,7,0.125,2.9999139731926907,0.75193603393908515,0.21788963024579805,5.4472407561449512E-2]
[685,171.25,7,0.13541666666666666,2.9999412496251243,1.1128270091811954,0.70627989383722256,0.17656997345930564]
[686,171.5,7,0.14583333333333334,2.9999633411511613,1.4558880969819845,1.5815315343557055,0.39538288358892637]
[687,171.75,7,0.15625,2.9999802473125246,1.7756194491987356,2.8690858921504288,0.71727147303760719]
[688,172,7,0.16666666666666666,2.9999919677585041,2.0668952232783835,4.5253195776876547,1.1313298944219137]
[689,172.25,7,0.17708333333333334,2.999998502245965,2.325045793667575,6.4415206445275972,1.6103801611318993]
[690,172.5,7,0.1875,2.9999998506393526,2.5459326457302041,8.457355757741249,2.1143389394353123]
[691,172.75,7,0.19791666666666666,2.9999960129106951,2.7260147504653069,10.381939031798586,2.5954847579496465]
[692,173,7,0.20833333333333334,2.9999869891396047,2.8624053550274917,12.019524217994585,3.0048810544986462]
[693,173.25,7,0.21875,2.9999727795132745,2.9529182778585654,13.196177658523631,3.2990444146309077]
[694,173.5,7,0.22916666666666666,2.9999533843264761,2.9961029656705169,13.783644806602245,3.4459112016505613]
[695,173.75,7,0.23958333333333334,2.9999288039815535,2.9912677498735616,13.717018860862483,3.4292547152156208]
[696,174,7,0.25,2.999899038988413,2.9384909294237334,13.003699745936201,3.2509249364840502]
[697,174.25,7,0.26041666666666669,2.999864089964515,2.8386195024301846,11.722369763118197,2.9305924407795492]
[698,174.5,7,0.27083333333333331,2.9998239576348595,2.6932555670776357,10.012132038882999,2.5030330097207498]
[699,174.75,7,0.28125,2.9997786428319713,2.5047306103014351,8.0533567806485653,2.0133391951621413]
[700,175,7,0.29166666666666669,2.999728146495884,2.2760680970239484,6.0429586715773995,1.5107396678943499]
[701,175.25,7,0.30208333333333331,2.9996724696741182,2.0109349605024152,4.1676183652846257,1.0419045913211564]
[702,175.5,7,0.3125,2.9996116135216617,1.713582772434127,2.5787493509419499,0.64468733773548748]
[703,175.75,7,0.32291666666666669,2.9995455793009458,1.3887795370566609,1.3727574080834644,0.34318935202086609]
[704,176,7,0.33333333333333331,2.9994743683818168,1.0417332039123899,0.57937985483578547,0.14484496370894637]
[705,176.25,7,0.34375,2.99939798224151,0.67800812679844014,0.15973444169863882,{"$f":"G725*$B$13","v":3.9933610424659705E-2}]
[{"$f":"IF(IF(A725<>\"\",A725+1<=$B$16,0),A725+1,\"\")","v":706},{"$f":"IF(A726<>\"\",A726*$B$13,\"\")","v":176.5},{"$f":"IF(A726<>\"\",ROUNDDOWN(A726*$B$13/24,0),\"\")","v":7},{"$f":"IF(A726<>\"\",MOD(B726,24)/24,\"\")","v":0.35416666666666669},{"$f":"IF(A726<>\"\",($B$4+$B$5)/2+($B$5-$B$4)/2*COS(2*PI()/$B$15*B726),\"\")","v":2.9993164224646169},{"$f":"IF(A726<>\"\",E726*COS(2*PI()/$B$7*B726),\"\")","v":0.30343580957006544},{"$f":"ABS(0.5*1.025*1*(F726^3))","v":1.4318395893935146E-2},3.5795989734837864E-3]
[707,176.75,7,0.36458333333333331,2.9992296907430558,-7.5978628915237961E-2,2.2478546530777324E-4,5.619636632694331E-5]
[708,177,7,0.375,2.9991377888760313,-0.45415276979948582,4.8006469853997549E-2,1.2001617463499387E-2]
[709,177.25,7,0.38541666666666669,2.999040718770003,-0.82502444372604844,0.28780233797487009,7.1950584493717523E-2]
[710,177.5,7,0.39583333333333331,2.9989384824386414,-1.1826489496743382,0.84773755119635896,0.21193438779908974]
[711,177.75,7,0.40625,2.9988310820027877,-1.5212943833612667,1.8044034769385613,0.45110086923464032]
[712,178,7,0.41666666666666669,2.9987185196904109,-1.8355335458789901,3.1694276890336828,0.79235692225842069]
[713,178.25,7,0.42708333333333331,2.9986007978365596,-2.1203309582216288,4.8854529246881198,1.2213632311720299]
[714,178.5,7,0.4375,2.9984779188833151,-2.371123585996366,6.832135033826872,1.708033758456718]
[715,178.75,7,0.44791666666666669,2.9983498853797399,-2.5838939796529017,8.8413369033716567,2.2103342258429142]
[716,179,7,0.45833333333333331,2.9982166999818247,-2.7552346573785296,10.719379529315828,2.6798448823289571]
[717,179.25,7,0.46875,2.9980783654524346,-2.8824026984336362,12.27320071792728,3.0683001794818199]
[718,179.5,7,0.47916666666666669,2.9979348846612499,-2.9633636718858982,13.336710600259771,3.3341776500649427]
[719,179.75,7,0.48958333333333331,2.9977862605847081,-2.9968241969176654,13.793601328840246,3.4484003322100616]
[720,180,7,0.5,2.9976324963059415,-2.9822526133774465,13.593370470680521,3.3983426176701301]
[721,180.25,7,0.51041666666666663,2.9974735950147129,-2.9198874320936135,12.758281965930209,3.1895704914825522]
[722,180.5,7,0.52083333333333337,2.9973095600073512,-2.8107334306017209,11.380277370333154,2.8450693425832885]
[723,180.75,7,0.53125,2.9971403946866797,-2.6565454582062213,9.6082794406505911,2.4020698601626478]
[724,181,7,0.54166666666666663,2.9969661025619487,-2.4598002115202968,7.6276959520217726,1.9069239880054432]
[725,181.25,7,0.55208333333333337,2.9967866872487616,-2.2236564346370122,5.6350390812129829,1.4087597703032457]
[726,181.5,7,0.5625,2.9966021524689994,-1.9519041837844677,3.811266824954747,0.95281670623868675]
[727,181.75,7,0.57291666666666663,2.9964125020507435,-1.6489039717247604,2.2976293062115656,0.5744073265528914]
[728,182,7,0.58333333333333337,2.996217739928198,-1.3195167694576155,1.1774395282250647,0.29435988205626618]
[729,182.25,7,0.59375,2.9960178701416047,-0.96902598938172624,0.46633729025569376,0.11658432256392344]
[730,182.5,7,0.60416666666666663,2.9958128968371636,-0.60305270259583499,0.11239828223762373,2.8099570559405932E-2]
[731,182.75,7,0.61458333333333337,2.995602824266943,-0.22746545142853927,6.0317064802452814E-3,1.5079266200613204E-3]
[732,183,7,0.625,2.9953876567887932,0.15171389516611203,1.7896575873878452E-3,4.4741439684696131E-4]
[733,183.25,7,0.63541666666666663,2.9951673988662568,0.52840673241099845,7.5613422607595557E-2,1.8903355651898889E-2]
[734,183.5,7,0.64583333333333337,2.9949420550684738,0.89657520672953572,0.36936355778648933,9.2340889446622332E-2]
[735,183.75,7,0.65625,2.9947116300700887,1.2503190348549378,1.0017431895210958,0.25043579738027394]
[736,184,7,0.66666666666666663,2.9944761286511534,1.5839701018396737,2.0367363256332105,0.50918408140830262]
[737,184.25,7,0.67708333333333337,2.9942355556970273,1.8921833206556047,3.4720302433778381,0.86800756084445951]
[738,184.5,7,0.6875,2.9939899161982755,2.1700222962972378,5.2370468378734722,1.3092617094683681]
[739,184.75,7,0.69791666666666663,2.9937392152505673,2.4130384209025708,7.2008966930368361,1.800224173259209]
[740,185,7,0.70833333333333337,2.9934834580545688,2.6173421320348078,9.1891503686185931,2.2972875921546483]
[741,185.25,7,0.71875,2.9932226499158348,2.7796651922319797,11.007060054263285,2.7517650135658211]
[742,185.5,7,0.72916666666666663,2.9929567962446999,2.8974129921995937,12.465941350811462,3.1164853377028656]
[743,185.75,7,0.73958333333333337,2.9926859025561665,2.96870604027625,13.408971202175767,3.3522428005439417]
[744,186,7,0.75,2.9924099744697878,2.9924099744697878,13.732738516783941,3.4331846291959853]
[745,186.25,7,0.76041666666666663,2.992129017709555,2.9681536176493148,13.401487092236296,3.3503717730590741]
[746,186.5,7,0.77083333333333337,2.9918430381037751,2.8963347884274082,12.452029812525929,3.1130074531314822]
[747,186.75,7,0.78125,2.9915520415849528,2.7781137767943882,10.988640216737958,2.7471600541844894]
[748,187,7,0.79166666666666663,2.9912560341896648,2.6153945915157992,9.1686529380414683,2.2921632345103671]
[749,187.25,7,0.80208333333333337,2.9909550220584378,2.4107942824987858,7.1808247563997556,1.7952061890999389]
[750,187.5,7,0.8125,2.9906490114356172,2.1676008326224299,5.2195347967419989,1.3048836991854997]
[751,187.75,7,0.82291666666666663,2.9903380086692408,1.8897202968419093,3.4584894310631569,0.86462235776578922]
[752,188,7,0.83333333333333337,2.9900220202109056,1.5816140387766715,2.0276612584887537,0.50691531462218842]
[753,188.25,7,0.84375,2.9897010526156347,1.2482270737111438,0.99672342222217314,0.24918085555554328]
[754,188.5,7,0.85416666666666663,2.9893751125417398,0.89490866942929981,0.36730768563199023,9.1826921407997558E-2]
[755,188.75,7,0.86458333333333337,2.9890442067506862,0.52732648028919771,7.5150627476228374E-2,1.8787656869057093E-2]
[756,189,7,0.875,2.988708342106948,0.15137559342904383,1.7777121710472027E-3,4.4442804276180069E-4]
[757,189.25,7,0.88541666666666663,2.9883675255778703,-0.22691605266674858,5.9881066989591744E-3,1.4970266747397936E-3]
[758,189.5,7,0.89583333333333337,2.9880217642335212,-0.60148435913292742,0.11152362702079519,2.7880906755198796E-2]
[759,189.75,7,0.90625,2.9876710652465475,-0.96632631560736104,0.46245053879396408,0.11561263469849102]
[760,190,7,0.91666666666666663,2.9873154358920249,-1.3155962468247153,1.166975523878788,0.291743880969697]
[761,190.25,7,0.92708333333333337,2.9869548835473059,-1.6436995131588417,2.2759417849862276,0.56898544624655689]
[762,190.5,7,0.9375,2.9865894156918693,-1.9453821625711201,3.7731898553261507,0.94329746383153767]
[763,190.75,7,0.94791666666666663,2.9862190399071631,-2.2158150967433059,5.5756360913917158,1.3939090228479289]
[764,191,7,0.95833333333333337,2.9858437638764479,-2.4506714025465239,7.5430870298874408,1.8857717574718602]
[765,191.25,7,0.96875,2.9854635953846382,-2.6461956099951776,9.4964153987280095,2.3741038496820024]
[766,191.5,7,0.97916666666666663,2.9850785423181385,-2.79926376768534,11.241527788948249,2.8103819472370621]
[767,191.75,7,0.98958333333333337,2.9846886126646832,-2.9074333743346181,12.595725396633897,3.1489313491584743]
[768,192,8,0,2.9842938145131677,-2.9689823680473362,13.412715880132446,3.3531789700331114]
[769,192.25,8,1.0416666666666666E-2,2.9838941560534824,-2.982936550705968,13.602724955687675,{"$f":"G789*$B$13","v":3.4006812389219188}]
[{"$f":"IF(IF(A789<>\"\",A789+1<=$B$16,0),A789+1,\"\")","v":770},{"$f":"IF(A790<>\"\",A790*$B$13,\"\")","v":192.5},{"$f":"IF(A790<>\"\",ROUNDDOWN(A790*$B$13/24,0),\"\")","v":8},{"$f":"IF(A790<>\"\",MOD(B790,24)/24,\"\")","v":2.0833333333333332E-2},{"$f":"IF(A790<>\"\",($B$4+$B$5)/2+($B$5-$B$4)/2*COS(2*PI()/$B$15*B790),\"\")","v":2.9834896455763427},{"$f":"IF(A790<>\"\",E790*COS(2*PI()/$B$7*B790),\"\")","v":-2.9490850106131181},{"$f":"ABS(0.5*1.025*1*(F790^3))","v":13.144853340581223},3.2862133351453058]
[771,192.75,8,3.125E-2,2.9830802914731165,-2.8679832991919532,12.089928259367877,3.0224820648419692]
[772,193,8,4.1666666666666664E-2,2.9826661022356502,-2.7409443141043099,10.553451213389076,2.638362803347269]
[773,193.25,8,5.2083333333333336E-2,2.9822470864560926,-2.5700170384068888,8.6996519392441165,2.1749129848110291]
[774,193.5,8,6.25E-2,2.9818232528267168,-2.3579534801719957,6.7189215112660401,1.67973037781651]
[775,193.75,8,7.2916666666666671E-2,2.9813946101397399,-2.1081643462228246,4.8018353252601251,1.2004588313150313]
[776,194,8,8.3333333333333329E-2,2.9809611672871399,-1.8246641642387249,3.1134557519271611,0.77836393798179027]
[777,194.25,8,9.375E-2,2.980522933260473,-1.5120067365782817,1.7715566644170777,0.44288916610426943]
[778,194.5,8,0.10416666666666667,2.9800799171506842,-1.1752119640339767,0.83184513673225746,0.20796128418306437]
[779,194.75,8,0.11458333333333333,2.9796321281479226,-0.81968521589185117,0.28225079637774891,7.0562699094437228E-2]
[780,195,8,0.125,2.9791795755413468,-0.45113054191123214,4.7054434701467709E-2,1.1763608675366927E-2]
[781,195.25,8,0.13541666666666666,2.978722268718935,-7.5459120251780407E-2,2.2020596678549889E-4,5.5051491696374722E-5]
[782,195.5,8,0.14583333333333334,2.9782602171672883,0.30130558861273238,1.4018948193883021E-2,3.5047370484707551E-3]
[783,195.75,8,0.15625,2.9777934304714355,0.67312445955500821,0.15630756067976165,3.9076890169940412E-2]
[784,196,8,0.16666666666666666,2.9773219183146336,1.0340395416406938,0.56663749541614694,0.14165937385403674]
[785,196.25,8,0.17708333333333334,2.9768456904781671,1.378269564710211,1.341826510240935,0.33545662756023376]
[786,196.5,8,0.1875,2.9763647568411442,1.7003025821117002,2.5192572251090972,0.62981430627727431]
[787,196.75,8,0.19791666666666666,2.9758791273802929,1.9949842644415856,4.0692305212763253,1.0173076303190813]
[788,197,8,0.20833333333333334,2.9753888121697543,2.2576004294030754,5.8970540283921533,1.4742635070980383]
[789,197.25,8,0.21875,2.9748938213808724,2.4839524858323658,7.8545936535084753,1.9636484133771188]
[790,197.5,8,0.22916666666666666,2.9743941652819839,2.670424584062892,9.7596630092154353,2.4399157523038588]
[791,197.75,8,0.23958333333333334,2.9738898542382048,2.8140413982620469,11.420505210987491,2.8551263027468727]
[792,198,8,0.25,2.9733808987112162,2.9125156170358895,12.661893547949862,3.1654733869874656]
[793,198.25,8,0.26041666666666669,2.9728673092590463,2.9642843840285558,13.349145544090863,3.3372863860227158]
[794,198.5,8,0.27083333333333331,2.9723490965358512,2.9685341077853185,13.406641597016232,3.3516603992540581]
[795,198.75,8,0.28125,2.9718262712916959,2.9252132469486209,12.828221914745619,3.2070554786864047]
[796,199,8,0.29166666666666669,2.9712988443723285,2.8350328699117395,11.677991784319349,2.9194979460798374]
[797,199.25,8,0.30208333333333331,2.9707668267189566,2.6994549842656532,10.081429992281798,2.5203574980704495]
[798,199.5,8,0.3125,2.9702302293680214,2.5206688275904847,8.2080735920330774,2.0520183980082694]
[799,199.75,8,0.32291666666666669,2.9696890634509669,2.3015555042137588,6.248247557300485,1.5620618893251212]
[800,200,8,0.33333333333333331,2.9691433401940097,2.0456415393875456,4.3871498814115242,1.096787470352881]
[801,200.25,8,0.34375,2.968593070917906,1.7570420999272891,2.7799716854283356,0.6949929213570839]
[802,200.5,8,0.35416666666666669,2.9680382670377172,1.4403947958607251,1.5315758174852558,0.38289395437131396]
[803,200.75,8,0.36458333333333331,2.967478940062573,1.1007851284056371,0.68359917603718356,0.17089979400929589]
[804,201,8,0.375,2.9669151015954314,0.74366478321153195,0.21077811518473522,5.2694528796183804E-2]
[805,201.25,8,0.38541666666666669,2.9663467633328406,0.37476408213124762,2.6975391247072541E-2,6.7438478117681352E-3]
[806,201.5,8,0.39583333333333331,2.9657739370646938,-1.4532445677139424E-14,1.5729321684389417E-42,3.9323304210973543E-43]
[807,201.75,8,0.40625,2.965196634673986,-0.37461877649253705,2.6944026259773754E-2,6.7360065649434385E-3]
[808,202,8,0.41666666666666669,2.9646148681365663,-0.74308822387030915,0.21028824972467197,5.2572062431167993E-2]
[809,202.25,8,0.42708333333333331,2.9640286495208916,-1.0995052445063427,0.68121748317566577,0.17030437079391644]
[810,202.5,8,0.4375,2.9634379909877744,-1.4381622728655283,1.5244653058897784,0.38111632647244459]
[811,202.75,8,0.44791666666666669,2.9628429047901301,-1.7536387085810696,2.7638485370872217,0.69096213427180542]
[812,203,8,0.45833333333333331,2.9622434032727258,-2.0408877111050931,4.3566352560152612,1.0891588140038153]
[813,203.25,8,0.46875,2.9616394988719206,-2.2953169656773627,6.1975761259094799,1.54939403147737]
[814,203.5,8,0.47916666666666669,2.9610312041154092,-2.5128621276353211,8.132046486457936,2.033011621614484]
[815,203.75,8,0.48958333333333331,2.9604185316219636,-2.6900517700763236,9.9764443417630719,2.494111085440768]
[816,204,8,0.5,2.9598014941011677,-2.8240627966734393,11.542952764941042,2.8857381912352604]
[817,204.25,8,0.51041666666666663,2.9591801043531571,-2.9127654348375711,12.665152007115839,3.1662880017789599]
[818,204.5,8,0.52083333333333337,2.9585543752683519,-2.9547570919436446,13.220845219703261,3.3052113049258152]
[819,204.75,8,0.53125,2.957924319827189,-2.9493845363005371,13.148858943456617,3.2872147358641541]
[820,205,8,0.54166666666666663,2.9572899510998543,-2.8967540520674291,12.457438136657515,3.1143595341643788]
[821,205.25,8,0.55208333333333337,2.95665128224601,-2.797729410390724,11.223052501610089,2.8057631254025224]
[822,205.5,8,0.5625,2.9560083265145227,-2.6539176945536371,9.5797950935506968,2.3949487733876742]
[823,205.75,8,0.57291666666666663,2.9553610972431881,-2.4676432117573648,7.7008908855759861,1.9252227213939965]
[824,206,8,0.58333333333333337,2.9547096078584536,-2.2419099151610329,5.7749515216155318,1.443737880403883]
[825,206.25,8,0.59375,2.9540538718751415,-1.9803529439354375,3.9803536894023956,0.99508842235059891]
[826,206.5,8,0.60416666666666663,2.9533939028961673,-1.6871800633793261,2.4613772061358192,0.61534430153395481]
[827,206.75,8,0.61458333333333337,2.952729714612258,-1.367103948814949,1.3094788338092198,0.32736970845230495]
[828,207,8,0.625,2.9520613208016671,-1.0252664034344146,0.55233688820920213,0.13808422205230053]
[829,207.25,8,0.63541666666666663,2.9513887353298913,-0.66715572916388211,0.15218628977991142,3.8046572444977854E-2]
[830,207.5,8,0.64583333333333337,2.9507119721493797,-0.29851857889058492,1.3633518950947967E-2,3.4083797377369917E-3]
[831,207.75,8,0.65625,2.9500310452992471,7.4732293685622578E-2,2.1390395040209284E-4,5.3475987600523211E-5]
[832,208,8,0.66666666666666663,2.9493459689049804,0.44661290516337021,4.5654929251818195E-2,1.1413732312954549E-2]
[833,208.25,8,0.67708333333333337,2.948656757178147,0.81116401174692554,0.27353940191070608,{"$f":"G853*$B$13","v":6.838485047767652E-2}]
[{"$f":"IF(IF(A853<>\"\",A853+1<=$B$16,0),A853+1,\"\")","v":834},{"$f":"IF(A854<>\"\",A854*$B$13,\"\")","v":208.5},{"$f":"IF(A854<>\"\",ROUNDDOWN(A854*$B$13/24,0),\"\")","v":8},{"$f":"IF(A854<>\"\",MOD(B854,24)/24,\"\")","v":0.6875},{"$f":"IF(A854<>\"\",($B$4+$B$5)/2+($B$5-$B$4)/2*COS(2*PI()/$B$15*B854),\"\")","v":2.947963424416101},{"$f":"IF(A854<>\"\",E854*COS(2*PI()/$B$7*B854),\"\")","v":1.1625466370784161},{"$f":"ABS(0.5*1.025*1*(F854^3))","v":0.80523941069071958},0.2013098526726799]
[835,208.75,8,0.69791666666666663,2.9472659850016831,1.495135626732385,1.7129143205189219,0.42822858012973047]
[836,209,8,0.70833333333333337,2.9465644534029263,1.80360972989024,3.0069179544936269,0.75172948862340672]
[837,209.25,8,0.71875,2.9458588441727533,2.0830367651329307,4.6321719819063576,1.1580429954765894]
[838,209.5,8,0.72916666666666663,2.9451491719486751,2.3289525068391677,6.4740457866259407,1.6185114466564852]
[839,209.75,8,0.73958333333333337,2.9444354514524873,2.5374320300584614,8.3729234902535552,2.0932308725633888]
[840,210,8,0.75,2.9437176974899653,2.705152373313128,10.145397505362512,2.536349376340628]
[841,210.25,8,0.76041666666666663,2.9429959249505564,2.8294455186052305,11.609081966623894,2.9022704916559734]
[842,210.5,8,0.77083333333333337,2.9422701488070717,2.9083408437119531,12.607523228183384,3.1518808070458459]
[843,210.75,8,0.78125,2.9415403841153749,2.9405963711395655,13.031671402906445,3.2579178507266113]
[844,211,8,0.79166666666666663,2.94080664601407,2.9257183181464068,12.834867875528525,3.2087169688821313]
[845,211.25,8,0.80208333333333337,2.9400689497241874,2.8639686401461635,12.039228143426644,3.0098070358566611]
[846,211.5,8,0.8125,2.9393273105488684,2.756360452545342,10.732524787828417,2.6831311969571043]
[847,211.75,8,0.82291666666666663,2.9385817438730468,2.604641410556876,9.0560266687780846,2.2640066671945211]
[848,212,8,0.83333333333333337,2.9378322651631312,2.4112653196450471,7.1850346918780996,1.7962586729695249]
[849,212.25,8,0.84375,2.9370788899666835,2.1793524378963554,5.3048886888802,1.32622217222005]
[850,212.5,8,0.85416666666666663,2.9363216339120952,1.9126391127522995,3.5858570116358459,0.89646425290896148]
[851,212.75,8,0.86458333333333337,2.9355605127082658,1.6154175652818845,2.1604701603922796,0.54011754009806989]
[852,213,8,0.875,2.9347955421442737,1.2924667927777511,1.1065016110739039,0.27662540276847597]
[853,213.25,8,0.88541666666666663,2.9340267380890515,0.9489757024095381,0.43798491048121191,0.10949622762030298]
[854,213.5,8,0.89583333333333337,2.9332541164910557,0.59045971269360364,0.10550296921528243,2.6375742303820608E-2]
[855,213.75,8,0.90625,2.9324776933779351,0.22267216365425188,5.6583740971938379E-3,1.4145935242984595E-3]
[856,214,8,0.91666666666666663,2.9316974848561994,-0.1484880408945396,1.6779086067463564E-3,4.1947715168658909E-4]
[857,214.25,8,0.92708333333333337,2.9309135071108852,-0.51707107584636958,7.0850774783324244E-2,1.7712693695831061E-2]
[858,214.5,8,0.9375,2.9301257764052191,-0.87717160312940079,0.34589760972225497,8.6474402430563743E-2]
[859,214.75,8,0.94791666666666663,2.9293343090802804,-1.2230234154501931,0.93755808973912702,0.23438952243478176]
[860,215,8,0.95833333333333337,2.9285391215546648,-1.5490917981369647,1.9051331470150492,0.4762832867537623]
[861,215.25,8,0.96875,2.9277402303241393,-1.8501621291922856,3.2458110262784885,0.81145275656962212]
[862,215.5,8,0.97916666666666663,2.9269376519613037,-2.1214232988109054,4.8930073985511724,1.2232518496377931]
[863,215.75,8,0.98958333333333337,2.9261314031152459,-2.358544613491218,6.7239760310517847,1.6809940077629462]
[864,216,9,0,2.925321500511195,-2.5577449551069522,8.5756210164287374,2.1439052541071844]
[865,216.25,9,1.0416666666666666E-2,2.9245079609501761,-2.715853090209349,10.266270215978528,2.566567553994632]
[866,216.5,9,2.0833333333333332E-2,2.9236908013086613,-2.8303581673865148,11.620319255629836,2.905079813907459]
[867,216.75,9,3.125E-2,2.9228700385382189,-2.8994495984157234,12.492246951771468,3.1230617379428671]
[868,217,9,4.1666666666666664E-2,2.922045689665163,-2.922045689665163,12.786594033609607,3.1966485084024017]
[869,217.25,9,5.2083333333333336E-2,2.9212177717901993,-2.8978105709886206,12.471073729929477,3.1177684324823693]
[870,217.5,9,6.25E-2,2.9203863020880703,-2.8271591573017396,11.580962202443853,2.8952405506109633]
[871,217.75,9,7.2916666666666671E-2,2.9195512978071996,-2.7112500701137408,10.214158633463644,2.5535396583659109]
[872,218,9,8.3333333333333329E-2,2.9187127762693348,-2.5519666394290508,8.5176315171488355,2.1294078792872089]
[873,218.25,9,9.375E-2,2.9178707548691856,-2.3518862975304198,6.6671900544629823,1.6667975136157456]
[874,218.5,9,0.10416666666666667,2.9170252510740662,-2.1142388621436865,4.8434634179725311,1.2108658544931328]
[875,218.75,9,0.11458333333333333,2.9161762824235296,-1.8428543843834908,3.2075019595195924,0.8018754898798981]
[876,219,9,0.125,2.9153238665290071,-1.5421014038410679,1.8794581828733414,0.46986454571833536]
[877,219.25,9,0.13541666666666666,2.9144680210734402,-1.2168166065254038,0.92335616692760247,0.23083904173190062]
[878,219.5,9,0.14583333333333334,2.9136087638109163,-0.87222701865698415,0.3400810840347841,8.5020271008696024E-2]
[879,219.75,9,0.15625,2.9127461125662975,-0.51386598834726349,6.9541409777155241E-2,1.738535244428881E-2]
[880,220,9,0.16666666666666666,2.911880085234853,-0.14748430607513655,1.6441116138266305E-3,4.1102790345665764E-4]
[881,220.25,9,0.17708333333333334,2.9110106997818876,0.22104210797744631,5.5350163809387079E-3,1.383754095234677E-3]
[882,220.5,9,0.1875,2.9101379742423683,0.58580646746882026,0.10302825781040417,2.5757064452601043E-2]
[883,220.75,9,0.19791666666666666,2.9092619267205504,0.94096582166841491,0.42698775114783988,0.10674693778695997]
[884,221,9,0.20833333333333334,2.9083825753896027,1.2808346766937411,1.0768943553530641,0.26922358883826603]
[885,221.25,9,0.21875,2.9074999384912283,1.5999760357049018,2.0991056779472332,0.52477641948680831]
[886,221.5,9,0.22916666666666666,2.9066140343352895,1.8932883998602348,3.478117036821367,0.86952925920534174]
[887,221.75,9,0.23958333333333334,2.9057248812994261,2.1560873375069298,5.1368030736298156,1.2842007684074539]
[888,222,9,0.25,2.9048324978286733,2.3841803170485987,6.9456223268987731,1.7364055817246933]
[889,222.25,9,0.26041666666666669,2.9039369024350803,2.5739336077674335,8.7394860040237727,2.1848715010059432]
[890,222.5,9,0.27083333333333331,2.9030381136973262,2.7223301808239162,10.339898213747428,2.5849745534368571]
[891,222.75,9,0.28125,2.9021361502603349,2.8270176876497626,11.57922377250048,2.8948059431251201]
[892,223,9,0.29166666666666669,2.9012310308348872,2.8863457526502749,12.323637939297017,3.0809094848242542]
[893,223.25,9,0.30208333333333331,2.9003227741972335,2.8993919889706676,12.49150233757056,3.1228755843926401]
[894,223.5,9,0.3125,2.8994113991887045,2.8659763272938821,12.064564962573444,3.016141240643361]
[895,223.75,9,0.32291666666666669,2.8984969247153192,2.7866634353102571,11.090405537869573,2.7726013844673933]
[896,224,9,0.33333333333333331,2.8975793697473939,2.6627531966189832,9.6757940077961369,2.4189485019490342]
[897,224.25,9,0.34375,2.8966587533191483,2.4962594093191544,7.971921516424465,{"$f":"G917*$B$13","v":1.9929803791061163}]
[{"$f":"IF(IF(A917<>\"\",A917+1<=$B$16,0),A917+1,\"\")","v":898},{"$f":"IF(A918<>\"\",A918*$B$13,\"\")","v":224.5},{"$f":"IF(A918<>\"\",ROUNDDOWN(A918*$B$13/24,0),\"\")","v":9},{"$f":"IF(A918<>\"\",MOD(B918,24)/24,\"\")","v":0.35416666666666669},{"$f":"IF(A918<>\"\",($B$4+$B$5)/2+($B$5-$B$4)/2*COS(2*PI()/$B$15*B918),\"\")","v":2.8957350945283102},{"$f":"IF(A918<>\"\",E918*COS(2*PI()/$B$7*B918),\"\")","v":2.2898770533519843},{"$f":"ABS(0.5*1.025*1*(F918^3))","v":6.1536156210254944},1.5384039052563736]
[899,224.75,9,0.36458333333333331,2.8948084125357205,2.0469386587398581,4.3955007083530049,1.0988751770882512]
[900,225,9,0.375,2.8938787265649335,1.7713604812978034,2.8484901630405077,0.71212254076012693]
[901,225.25,9,0.38541666666666669,2.8929460559018207,1.467579355377111,1.619938963119705,0.40498474077992624]
[902,225.5,9,0.39583333333333331,2.8920104198941692,1.1404812421339761,0.76025329273486031,0.19006332318371508]
[903,225.75,9,0.40625,2.891071837951281,0.79532262431433831,0.25782431962799146,6.4456079906997865E-2]
[904,226,9,0.41666666666666669,2.8901303295435694,0.43764601250132262,4.2959854056525908E-2,1.0739963514131477E-2]
[905,226.25,9,0.42708333333333331,2.8891859142021561,7.3190921362154271E-2,2.0093959038807016E-4,5.023489759701754E-5]
[906,226.5,9,0.4375,2.8882386115184659,-0.29219825382663533,1.278576501798127E-2,3.1964412544953176E-3]
[907,226.75,9,0.44791666666666669,2.8872884411438196,-0.65266598133930687,0.14248423004099911,3.5621057510249778E-2]
[908,227,9,0.45833333333333331,2.8863354227890277,-1.0024394538067167,0.51625981723017567,0.12906495430754392]
[909,227.25,9,0.46875,2.8853795762239791,-1.3359210607611567,1.2219016728147549,0.30547541820368873]
[910,227.5,9,0.47916666666666669,2.884420921277234,-1.6477779912801425,2.2929256009356713,0.57323140023391783]
[911,227.75,9,0.48958333333333331,2.88345947783561,-1.9330275321030856,3.7017577040683287,0.92543942601708218]
[912,228,9,0.5,2.8824952658437719,-2.1871166965824753,5.3617892273890124,1.3404473068472531]
[913,228.25,9,0.51041666666666663,2.8815283053038154,-2.4059949116548225,7.1380236628173206,1.7845059157043301]
[914,228.5,9,0.52083333333333337,2.880558616274854,-2.5861786021911817,8.8648095952840809,2.2162023988210202]
[915,228.75,9,0.53125,2.8795862188726025,-2.7248066427961541,10.368142031140209,2.5920355077850523]
[916,229,9,0.54166666666666663,2.8786111332689592,-2.8196857942597244,11.489364792573806,2.8723411981434515]
[917,229.25,9,0.55208333333333337,2.8776333796915883,-2.8693254030584803,12.106909042090168,3.0267272605225419]
[918,229.5,9,0.5625,2.8766529784234987,-2.8729608149543209,12.152985436421313,3.0382463591053281]
[919,229.75,9,0.57291666666666663,2.8756699498026257,-2.8305651350738223,11.622868621819666,2.9057171554549166]
[920,230,9,0.58333333333333337,2.8746843142214069,-2.7428491539560964,10.575469108522691,2.6438672771306728]
[921,230.25,9,0.59375,2.8736960921263606,-2.6112494489252276,9.1251277610382697,2.2812819402595674]
[922,230.5,9,0.60416666666666663,2.8727053040176598,-2.4379048597292918,7.4258150612284881,1.856453765307122]
[923,230.75,9,0.61458333333333337,2.8717119704487097,-2.225621723650153,5.6499931957583769,1.4124982989395942]
[924,231,9,0.625,2.8707161120257187,-1.9778284352432731,3.965150894200574,0.9912877235501435]
[925,231.25,9,0.63541666666666663,2.8697177494072723,-1.6985200666314515,2.5113423240498354,0.62783558101245884]
[926,231.5,9,0.64583333333333337,2.8687169033039051,-1.3921939431194719,1.3829073653785762,0.34572684134464404]
[927,231.75,9,0.65625,2.8677135944776686,-1.0637772132802752,0.61694424796080183,0.15423606199020046]
[928,232,9,0.66666666666666663,2.8667078437417044,-0.71854758027978449,0.1901342970579534,4.753357426448835E-2]
[929,232.25,9,0.67708333333333337,2.8656996719598089,-0.36204847002421264,2.4321705155392944E-2,6.080426288848236E-3]
[930,232.5,9,0.6875,2.8646891000460015,2.2459710186673478E-14,5.8063914800261538E-42,1.4515978700065385E-42]
[931,232.75,9,0.69791666666666663,2.8636761489640925,0.36179282097214538,2.4270219523785424E-2,6.067554880946356E-3]
[932,233,9,0.70833333333333337,2.8626608397272468,0.71753318847550374,0.18933018112052921,4.7332545280132303E-2]
[933,233.25,9,0.71875,2.8616431933975459,1.0615254004225261,0.61303467661598232,0.15325866915399558]
[934,233.5,9,0.72916666666666663,2.8606232310855559,1.3882660681078274,1.3712353355557949,0.34280883388894873]
[935,233.75,9,0.73958333333333337,2.8596009739498855,1.6925321794507622,2.48487572393568,0.62121893098392]
[936,234,9,0.75,2.8585764431967475,1.9694646050116105,3.9150598909856291,0.97876497274640728]
[937,234.25,9,0.76041666666666663,2.8575496600795214,2.2146457114528686,5.5668132074166969,1.3917033018541742]
[938,234.5,9,0.77083333333333337,2.8565206458983106,2.4241698425568137,7.3010109909198819,1.8252527477299705]
[939,234.75,9,0.78125,2.8554894219994993,2.5947055431636765,8.952784041825943,2.2381960104564858]
[940,235,9,0.79166666666666663,2.8544560097753133,2.7235485345936681,10.353787005997491,2.5884467514993728]
[941,235.25,9,0.80208333333333337,2.8534204306633724,2.8086645991127925,11.355166610156274,2.8387916525390686]
[942,235.5,9,0.8125,2.8523827061462481,2.848721693397497,11.847969789440228,2.961992447360057]
[943,235.75,9,0.82291666666666663,2.8513428577510176,2.8431107841302583,11.77809946844136,2.9445248671103399]
[944,236,9,0.83333333333333337,2.8503009070488163,2.7919550800334538,11.1537048906522,2.7884262226630501]
[945,236.25,9,0.84375,2.8492568756543912,2.6961075209115575,10.043972001693707,2.5109930004234267]
[946,236.5,9,0.85416666666666663,2.8482107852256524,2.5571365726299389,8.569503107753853,2.1423757769384633]
[947,236.75,9,0.86458333333333337,2.8471626574632229,2.3773005643919247,6.8856691294978347,1.7214172823744587]
[948,237,9,0.875,2.8461125141099899,2.1595109881785501,5.1613121362597898,1.2903280340649474]
[949,237.25,9,0.88541666666666663,2.8450603769506526,1.9072853568482588,3.5558292101953062,0.88895730254882654]
[950,237.5,9,0.89583333333333337,2.8440062678112716,1.6246903843309306,2.1978887197801016,0.5494721799450254]
[951,237.75,9,0.90625,2.8429502085588134,1.3162764059206788,1.168786427745435,0.29219660693635874]
[952,238,9,0.91666666666666663,2.8418922211007009,0.9870040964070772,0.49277734709937321,0.1231943367748433]
[953,238.25,9,0.92708333333333337,2.840832327384355,0.64216466645711756,0.13571663635477674,3.3929159088694184E-2]
[954,238.5,9,0.9375,2.8397705493967416,0.28729482131179368,1.2152825515066157E-2,3.0382063787665393E-3]
[955,238.75,9,0.94791666666666663,2.838706909163915,-7.1912151148751297E-2,1.9059026348701715E-4,4.7647565871754287E-5]
[956,239,9,0.95833333333333337,2.83764142875056,-0.42969773491062357,4.0661468835891001E-2,1.016536720897275E-2]
[957,239.25,9,0.96875,2.8365741302595358,-0.78033051677431353,0.24351720137462357,6.0879300343655893E-2]
[958,239.5,9,0.97916666666666663,2.8355050358314173,-1.1181980130834441,0.71655580455853618,0.17913895113963405]
[959,239.75,9,0.98958333333333337,2.8344341676440337,-1.4378965207884857,1.5236203630664189,0.38090509076660473]
[960,240,10,0,2.8333615479120109,-1.7343175541974469,2.6734971744424709,0.66837429361061773]
[961,240.25,10,1.0416666666666666E-2,2.8322871988863096,-2.0027294846003785,4.1168092497289761,{"$f":"G981*$B$13","v":1.029202312432244}]
[{"$f":"IF(IF(A981<>\"\",A981+1<=$B$16,0),A981+1,\"\")","v":962},{"$f":"IF(A982<>\"\",A982*$B$13,\"\")","v":240.5},{"$f":"IF(A982<>\"\",ROUNDDOWN(A982*$B$13/24,0),\"\")","v":10},{"$f":"IF(A982<>\"\",MOD(B982,24)/24,\"\")","v":2.0833333333333332E-2},{"$f":"IF(A982<>\"\",($B$4+$B$5)/2+($B$5-$B$4)/2*COS(2*PI()/$B$15*B982),\"\")","v":2.8312111428537641},{"$f":"IF(A982<>\"\",E982*COS(2*PI()/$B$7*B982),\"\")","v":-2.2388530779164153},{"$f":"ABS(0.5*1.025*1*(F982^3))","v":5.7513613303394884},1.4378403325848721]
[963,240.75,10,3.125E-2,2.8301334021366191,-2.4389297243304209,7.4351841570918475,1.8587960392729619]
[964,241,10,4.1666666666666664E-2,2.8290539990920669,-2.5997812719611164,9.0054268413707153,2.2513567103426788]
[965,241.25,10,5.2083333333333336E-2,2.8279729561117857,-2.7188605120279652,10.300413308026444,2.575103327006611]
[966,241.5,10,6.25E-2,2.8268902956214719,-2.7942915135723547,11.181730095513647,2.7954325238784117]
[967,241.75,10,7.2916666666666671E-2,2.8258060400803759,-2.824899169114619,11.553211460738488,2.8883028651846221]
[968,242,10,8.3333333333333329E-2,2.8247202119808383,-2.8102274860647865,11.374132974636145,2.8435332436590364]
[969,242.25,10,9.375E-2,2.8236328338478205,-2.7505463394611307,10.66475217634186,2.6661880440854651]
[970,242.5,10,0.10416666666666667,2.8225439282384381,-2.6468465867843856,9.5034256139534996,2.3758564034883749]
[971,242.75,10,0.11458333333333333,2.8214535177414954,-2.5008236322141753,8.0157296985792179,2.0039324246448045]
[972,243,10,0.125,2.8203616249770125,-2.3148497127650622,6.3571472533008038,1.5892868133252009]
[973,243.25,10,0.13541666666666666,2.8192682725957603,-2.091935359296766,4.6917909358094354,1.1729477339523589]
[974,243.5,10,0.14583333333333334,2.818173483278787,-1.8356806585452361,3.1701898112996649,0.79254745282491623]
[975,243.75,10,0.15625,2.8170772797369512,-1.5502171052999891,1.9092880028886101,0.47732200072215253]
[976,244,10,0.16666666666666666,2.8159796847104475,-1.2401409840515811,0.97747813265296957,0.24436953316324239]
[977,244.25,10,0.17708333333333334,2.8148807209683357,-0.91043935445519641,0.38676479535976915,9.6691198839942288E-2]
[978,244.5,10,0.1875,2.8137804113080715,-0.56640983265075262,9.3129274886779495E-2,2.3282318721694874E-2]
[979,244.75,10,0.19791666666666666,2.8126787785550276,-0.2135754589709353,4.9928430556470654E-3,1.2482107639117663E-3]
[980,245,10,0.20833333333333334,2.8115758455620266,0.14240397970471327,1.4799950037443241E-3,3.6999875093608102E-4]
[981,245.25,10,0.21875,2.8104716352088617,0.49582274895776929,6.2470246020637527E-2,1.5617561505159382E-2]
[982,245.5,10,0.22916666666666666,2.8093661704018253,0.84102063034720043,0.30486938692120558,7.6217346730301394E-2]
[983,245.75,10,0.23958333333333334,2.8082594740732336,1.1724735830953272,0.82604378702219838,0.2065109467555496]
[984,246,10,0.25,2.8071515691809479,1.484882151629596,1.6779145144307037,0.41947862860767593]
[985,246.25,10,0.26041666666666669,2.8060424787079028,1.7732562039615956,2.8576453777028745,0.71441134442571863]
[986,246.5,10,0.27083333333333331,2.8049322256616263,2.0329946458260904,4.3062830690382716,1.0765707672595679]
[987,246.75,10,0.28125,2.8038208330737624,2.2599588371186163,5.9155544564556015,1.4788886141139004]
[988,247,10,0.29166666666666669,2.802708323999596,2.4505385391293011,7.5418602485432658,1.8854650621358164]
[989,247.25,10,0.30208333333333331,2.8015947215175729,2.6017093417231214,9.0254777258507932,2.2563694314626983]
[990,247.5,10,0.3125,2.8004800487288191,2.7110806570156862,10.212244050790996,2.5530610126977491]
[991,247.75,10,0.32291666666666669,2.7993643287566656,2.7769335180198729,10.974640865849306,2.7436602164623265]
[992,248,10,0.33333333333333331,2.7982475847461661,2.7982475847461661,11.229289604251667,2.8073224010629168]
[993,248.25,10,0.34375,2.7971298398636169,2.7747169336907045,10.948381535762543,2.7370953839406358]
[994,248.5,10,0.35416666666666669,2.7960111172960773,2.7067543867498638,10.163432744762478,2.5408581861906194]
[995,248.75,10,0.36458333333333331,2.7948914402508893,2.5954843194678197,8.96084774170156,2.24021193542539]
[996,249,10,0.375,2.7937708319551926,2.4427240732034519,7.4699398885657082,1.8674849721414271]
[997,249.25,10,0.38541666666666669,2.7926493156554475,2.2509542783337788,5.8451261780898731,1.4612815445224683]
[998,249.5,10,0.39583333333333331,2.7915269146169495,2.0232785730703098,4.2448360070890265,1.0612090017722566]
[999,249.75,10,0.40625,2.7904036521233473,1.763373372010834,2.8101318995800275,0.70253297489500688]
[1000,250,10,0.41666666666666669,2.7892795514761604,1.4754284974717931,1.6460702739571209,0.41151756848928023]
[1001,250.25,10,0.42708333333333331,2.7881546359942955,1.164079632408888,0.80842910660862233,0.20210727665215558]
[1002,250.5,10,0.4375,2.7870289290135624,0.83433368400658847,0.29765501356003538,7.4413753390008844E-2]
[1003,250.75,10,0.44791666666666669,2.7859024538861901,0.49148825973162663,6.0846179513411078E-2,1.5211544878352769E-2]
[1004,251,10,0.45833333333333331,2.784775233980342,0.14104655100371954,1.4380741586056908E-3,3.5951853965142269E-4]
[1005,251.25,10,0.46875,2.7836472926796332,-0.21137100783784268,4.8398301894409489E-3,1.2099575473602372E-3]
[1006,251.5,10,0.47916666666666669,2.7825186533826423,-0.5601168870450447,9.0059570021939706E-2,2.2514892505484926E-2]
[1007,251.75,10,0.48958333333333331,2.7813893395024269,-0.89960696944702723,0.37312324329601154,9.3280810824002885E-2]
[1008,252,10,0.5,2.7802593744660409,-1.2244099683281313,0.94075046087540426,0.23518761521885106]
[1009,252.25,10,0.51041666666666663,2.7791287817140438,-1.5293343232838261,1.8331633952103785,0.45829084880259463]
[1010,252.5,10,0.52083333333333337,2.7779975847000173,-1.8095111837423961,3.0365307580613927,0.75913268951534818]
[1011,252.75,10,0.53125,2.7768658068900791,-2.0604721536865691,4.4832619893795469,1.1208154973448867]
[1012,253,10,0.54166666666666663,2.7757334717623947,-2.2782205561579367,6.0601192209135579,1.5150298052283895]
[1013,253.25,10,0.55208333333333337,2.7746006028066907,-2.4592950810010201,7.6229977767469617,1.9057494441867404]
[1014,253.5,10,0.5625,2.7734672235237672,-2.6008248022994542,9.0162753024815334,2.2540688256203834]
[1015,253.75,10,0.57291666666666663,2.7723333574250124,-2.7005746910939674,10.093980224420349,2.5234950561050873]
[1016,254,10,0.58333333333333337,2.7711990280319112,-2.7569809020023897,10.739774008304517,2.6849435020761292]
[1017,254.25,10,0.59375,2.7700642588755611,-2.769175276824412,10.882914230591373,2.7207285576478433]
[1018,254.5,10,0.60416666666666663,2.7689290734961811,-2.7369986814621572,10.507941209432976,2.6269853023582441]
[1019,254.75,10,0.61458333333333337,2.7677934954426249,-2.6610029717375188,9.6567268783554834,2.4141817195888708]
[1020,255,10,0.625,2.7666575482718927,-2.5424415660625348,8.4226122993096375,2.1056530748274094]
[1021,255.25,10,0.63541666666666663,2.7655212555486406,-2.3832487854929769,6.937484261109887,1.7343710652774718]
[1022,255.5,10,0.64583333333333337,2.7643846408446939,-2.1860083015431924,5.353641556127803,1.3384103890319508]
[1023,255.75,10,0.65625,2.7632477277385568,-1.9539112063822328,3.8230355890747476,0.9557588972686869]
[1024,256,10,0.66666666666666663,2.7621105398149242,-1.6907043858786588,2.4768340390185726,0.61920850975464314]
[1025,256.25,10,0.67708333333333337,2.7609731006641915,-1.400630030767462,1.4081994522566124,{"$f":"G1045*$B$13","v":0.35204986306415309}]
[{"$f":"IF(IF(A1045<>\"\",A1045+1<=$B$16,0),A1045+1,\"\")","v":1026},{"$f":"IF(A1046<>\"\",A1046*$B$13,\"\")","v":256.5},{"$f":"IF(A1046<>\"\",ROUNDDOWN(A1046*$B$13/24,0),\"\")","v":10},{"$f":"IF(A1046<>\"\",MOD(B1046,24)/24,\"\")","v":0.6875},{"$f":"IF(A1046<>\"\",($B$4+$B$5)/2+($B$5-$B$4)/2*COS(2*PI()/$B$15*B1046),\"\")","v":2.7598354338819657},{"$f":"IF(A1046<>\"\",E1046*COS(2*PI()/$B$7*B1046),\"\")","v":-1.0883572625005717},{"$f":"ABS(0.5*1.025*1*(F1046^3))","v":0.66070608797121799},0.1651765219928045]
[1027,256.75,10,0.69791666666666663,2.7586975630685759,-0.75890697586536804,0.22400592432676206,5.6001481081690514E-2]
[1028,257,10,0.70833333333333337,2.7575595118285841,-0.41757110821277138,3.7315150382182638E-2,9.3287875955456595E-3]
[1029,257.25,10,0.71875,2.7564213037702952,-6.9827633415174867E-2,1.7449212818156733E-4,4.3623032045391831E-5]
[1030,257.5,10,0.72916666666666663,2.7552829625052664,0.27874735391722799,1.1100080540946671E-2,2.7750201352366678E-3]
[1031,257.75,10,0.73958333333333337,2.7541445116478185,0.62256905296676757,0.1236677490106159,3.0916937252653976E-2]
[1032,258,10,0.75,2.7530059748145468,0.95613343616624979,0.44797047075061408,0.11199261768765352]
[1033,258.25,10,0.76041666666666663,2.7518673756238288,1.2741053599362393,1.0600098425896072,0.26500246064740179]
[1034,258.5,10,0.77083333333333337,2.750728737695336,1.571403896193192,1.9886453844631484,0.49716134611578711]
[1035,258.75,10,0.78125,2.7495900846495438,1.8432835198415287,3.2097432218561672,0.80243580546404181]
[1036,259,10,0.79166666666666663,2.7484514401072406,2.0854098550080704,4.6480215654466281,1.162005391361657]
[1037,259.25,10,0.80208333333333337,2.7473128276890391,2.2939287710543139,6.1863381491260654,1.5465845372815163]
[1038,259.5,10,0.8125,2.7461742710148851,2.4655277269695257,7.6811021796201366,1.9202755449050342]
[1039,259.75,10,0.82291666666666663,2.7450357937035679,2.5974883878716231,8.9816207682352402,2.2454051920588101]
[1040,260,10,0.83333333333333337,2.7438974193722316,2.6877296780005588,9.9506311983810605,2.4876577995952651]
[1041,260.25,10,0.84375,2.7427591716358823,2.7348405885151119,10.483104619616196,2.6207761549040489]
[1042,260.5,10,0.85416666666666663,2.7416210741069014,2.7381022231185947,10.520656553770159,2.6301641384425398]
[1043,260.75,10,0.86458333333333337,2.7404831503945535,2.6974987373973587,10.059528374282181,2.5148820935705452]
[1044,261,10,0.875,2.7393454241044974,2.6137170059779264,9.1510211789849194,2.2877552947462299]
[1045,261.25,10,0.88541666666666663,2.7382079188382971,2.48813503233688,7.8943378336760457,1.9735844584190114]
[1046,261.5,10,0.89583333333333337,2.7370706581929314,2.3227992964327977,6.4228669721416223,1.6057167430354056]
[1047,261.75,10,0.90625,2.7359336657603044,2.1203914123847443,4.8858708137743623,1.2214677034435906]
[1048,262,10,0.91666666666666663,2.7347969651267556,1.8841846393609223,3.4281849698344025,0.85704624245860062]
[1049,262.25,10,0.92708333333333337,2.733660579872573,1.6179909509330785,2.1708116060831424,0.5427029015207856]
[1050,262.5,10,0.9375,2.7325245335715,1.3260995188065359,1.1951494669929845,0.29878736674824613]
[1051,262.75,10,0.94791666666666663,2.731388849790251,1.0132076036497981,0.53307607410434699,0.13326901852608675]
[1052,263,10,0.95833333333333337,2.7302535520880178,0.68434496653921073,0.16425519026709826,4.1063797566774564E-2]
[1053,263.25,10,0.96875,2.729118664015985,0.34479301738753365,2.1007252520726136E-2,5.2518131301815341E-3]
[1054,263.5,10,0.97916666666666663,2.7279842091168383,9.3584155573215052E-15,4.200498632774442E-43,1.0501246581936105E-43]
[1055,263.75,10,0.98958333333333337,2.7268502109242778,-0.34450642421126199,2.0954912142432711E-2,5.2387280356081777E-3]
[1056,264,11,0,2.7257166929625307,-0.68320779131096321,0.16343772218786798,4.0859430546966995E-2]
[1057,264.25,11,1.0416666666666666E-2,2.7245836787458599,-1.0106832281670854,0.52910156516599571,0.13227539129149893]
[1058,264.5,11,2.0833333333333332E-2,2.7234511917780804,-1.3216962082275256,1.1832834816899609,0.29582087042249022]
[1059,264.75,11,3.125E-2,2.7223192555520677,-1.6112782813875888,2.1439049618629822,0.53597624046574555]
[1060,265,11,4.1666666666666664E-2,2.7211878935492746,-1.8748084392446909,3.3772605659578696,0.8443151414894674]
[1061,265.25,11,5.2083333333333336E-2,2.7200571292392399,-2.1080868480896076,4.8013057845799825,1.2003264461449956]
[1062,265.5,11,6.25E-2,2.7189269860791052,-2.3074017732835621,6.295982843475401,1.5739957108688503]
[1063,265.75,11,7.2916666666666671E-2,2.7177974875131254,-2.4695886287362567,7.7191187126475942,1.9297796781618985]
[1064,266,11,8.3333333333333329E-2,2.7166686569721845,-2.5920802122487623,8.925636166766024,2.231409041691506]
[1065,266.25,11,9.375E-2,2.7155405178733081,-2.6729473294736326,9.7873489570877403,2.4468372392719351]
[1066,266.5,11,0.10416666666666667,2.7144130936191782,-2.7109291638787165,10.210532189027207,2.5526330472568017]
[1067,266.75,11,0.11458333333333333,2.7132864075976486,-2.705452914897589,10.148779332544752,2.537194833136188]
[1068,267,11,0.125,2.7121604831812571,-2.6566423987578673,9.6093313321918661,2.4023328330479665]
[1069,267.25,11,0.13541666666666666,2.7110353437267443,-2.5653154835328764,8.6519941487061356,2.1629985371765339]
[1070,267.5,11,0.14583333333333334,2.7099110125745658,-2.4329704089221886,7.380815516246356,1.845203879061589]
[1071,267.75,11,0.15625,2.7087875130484105,-2.2617612192643097,5.9297192215069519,1.482429805376738]
[1072,268,11,0.16666666666666666,2.7076648684547138,-2.0544627124699359,4.4441494994961852,1.1110373748740463]
[1073,268.25,11,0.17708333333333334,2.7065431020821777,-1.8144254751502729,3.0613379439815849,0.76533448599539622]
[1074,268.5,11,0.1875,2.7054222372012857,-1.5455217325237163,1.8919916644286254,0.47299791610715636]
[1075,268.75,11,0.19791666666666666,2.7043022970638195,-1.2520828881863062,1.0059887184545833,0.25149717961364582]
[1076,269,11,0.20833333333333334,2.7031833049023777,-0.9388297611950176,0.42408646801416228,0.10602161700354057]
[1077,269.25,11,0.21875,2.7020652839298949,-0.61079664402365796,0.11678412100704615,2.9196030251761537E-2]
[1078,269.5,11,0.22916666666666666,2.7009482573391566,-0.27325040296983266,1.0456258298797469E-2,2.6140645746993672E-3]
[1079,269.75,11,0.23958333333333334,2.699832248302322,6.8394079039810207E-2,1.6396433332670413E-4,4.0991083331676033E-5]
[1080,270,11,0.25,2.6987172799704418,0.40866075981914218,3.4977010240146454E-2,8.7442525600366135E-3]
[1081,270.25,11,0.26041666666666669,2.6976033754729762,0.74210020234598284,0.20945055705426666,5.2362639263566664E-2]
[1082,270.5,11,0.27083333333333331,2.6964905579173184,1.063376839772469,0.61624791274639357,0.15406197818659839]
[1083,270.75,11,0.28125,2.6953788503883125,1.3673543437424722,1.3101984870217063,0.32754962175542657]
[1084,271,11,0.29166666666666669,2.6942682759477763,1.6491777302960464,2.2987738849648278,0.57469347124120695]
[1085,271.25,11,0.30208333333333331,2.6931588576340211,1.9043508910456539,3.5394419191000566,0.88486047977501414]
[1086,271.5,11,0.3125,2.6920506184613768,2.128808311687393,4.9442855098918921,1.236071377472973]
[1087,271.75,11,0.32291666666666669,2.6909435814197109,2.3189798340480792,6.3912349896451781,1.5978087474112945]
[1088,272,11,0.33333333333333331,2.6898377694739541,2.4718474302492237,7.7403188948514945,1.9350797237128736]
[1089,272.25,11,0.34375,2.6887332055636231,2.5849930863682262,8.8526241778962351,{"$f":"G1109*$B$13","v":2.2131560444740588}]
[{"$f":"IF(IF(A1109<>\"\",A1109+1<=$B$16,0),A1109+1,\"\")","v":1090},{"$f":"IF(A1110<>\"\",A1110*$B$13,\"\")","v":272.5},{"$f":"IF(A1110<>\"\",ROUNDDOWN(A1110*$B$13/24,0),\"\")","v":11},{"$f":"IF(A1110<>\"\",MOD(B1110,24)/24,\"\")","v":0.35416666666666669},{"$f":"IF(A1110<>\"\",($B$4+$B$5)/2+($B$5-$B$4)/2*COS(2*PI()/$B$15*B1110),\"\")","v":2.6876299126023446},{"$f":"IF(A1110<>\"\",E1110*COS(2*PI()/$B$7*B1110),\"\")","v":2.6566370361241538},{"$f":"ABS(0.5*1.025*1*(F1110^3))","v":9.6092731408219958},2.4023182852054989]
[1091,272.75,11,0.36458333333333331,2.6865279134773798,2.6856657403031168,9.9277251940098079,2.481931298502452]
[1092,273,11,0.375,2.6854272310491498,2.671649172372037,9.7730957616117067,2.4432739404029267]
[1093,273.25,11,0.38541666666666669,2.6843278881507628,2.6148471423620134,9.1628966509361121,2.290724162734028]
[1094,273.5,11,0.39583333333333331,2.6832299075875374,2.516204566881032,8.1645397632018923,2.0411349408004731]
[1095,273.75,11,0.40625,2.6821333121365325,2.3773357702199829,6.8859750469872676,1.7214937617468169]
[1096,274,11,0.41666666666666669,2.681038124546073,2.2004980771103173,5.4608072800130847,1.3652018200032712]
[1097,274.25,11,0.42708333333333331,2.6799443675352785,1.9885551289638108,4.0300160539345438,1.0075040134836359]
[1098,274.5,11,0.4375,2.6788520637935918,1.7449305196387743,2.7228786452549669,0.68071966131374173]
[1099,274.75,11,0.44791666666666669,2.6777612359803085,1.4735525013050415,1.6397993564625108,0.40994983911562771]
[1100,275,11,0.45833333333333331,2.6766719067241067,1.1787906533599348,0.83946756504192621,0.20986689126048155]
[1101,275.25,11,0.46875,2.6755840986225778,0.86538553530695339,0.33214121127129992,8.303530281782498E-2]
[1102,275.5,11,0.47916666666666669,2.674497834241758,0.53837245601316241,7.9972812105921998E-2,1.9993203026480499E-2]
[1103,275.75,11,0.48958333333333331,2.6734131361156592,0.20300058503592708,4.2873184048030609E-3,1.0718296012007652E-3]
[1104,276,11,0.5,2.6723300267458021,-0.13535129471741358,1.2708114319074527E-3,3.1770285797686317E-4]
[1105,276.25,11,0.51041666666666663,2.6712485286007497,-0.47126104103224958,5.3638729758391179E-2,1.3409682439597795E-2]
[1106,276.5,11,0.52083333333333337,2.6701686641156406,-0.79935003015523542,0.26176094915880882,6.5440237289702205E-2]
[1107,276.75,11,0.53125,2.669090455691725,-1.1143692664735678,0.70922044688398533,0.17730511172099633]
[1108,277,11,0.54166666666666663,2.6680139256958975,-1.4112833457443064,1.4405771417711533,0.36014428544278831]
[1109,277.25,11,0.55208333333333337,2.6669390964602355,-1.6853509290292352,2.4533804715831646,0.61334511789579116]
[1110,277.5,11,0.5625,2.6658659902815343,-1.9322004414754708,3.6970080884149872,0.9242520221037468]
[1111,277.75,11,0.57291666666666663,2.6647946294208467,-2.1478997876136354,5.0785053571825847,1.2696263392956462]
[1112,278,11,0.58333333333333337,2.6637250361030174,-2.3290189716563012,6.4746000811616007,1.6186500202904002]
[1113,278.25,11,0.59375,2.6626572325162261,-2.4726846258089847,7.7481863168758283,1.9370465792189571]
[1114,278.5,11,0.60416666666666663,2.6615912408115254,-2.5766255800043525,8.7669355088052878,2.191733877201322]
[1115,278.75,11,0.61458333333333337,2.6605270831023797,-2.6392087506337782,9.421392502678227,2.3553481256695568]
[1116,279,11,0.625,2.6594647814642105,-2.6594647814642105,9.6399903708486896,2.4099975927121724]
[1117,279.25,11,0.63541666666666663,2.658404357933934,-2.6371030344862785,9.3988596651554079,2.349714916288852]
[1118,279.5,11,0.64583333333333337,2.6573458345095071,-2.5725156993030622,8.7250509392238751,2.1812627348059688]
[1119,279.75,11,0.65625,2.6562892331494687,-2.4667709640957471,7.6927275781732147,1.9231818945433037]
[1120,280,11,0.66666666666666663,2.6552345757724876,-2.3215953663967612,6.4128850396822115,1.6032212599205529]
[1121,280.25,11,0.67708333333333337,2.6541818842569036,-2.1393456150586689,5.0180700960922158,1.2545175240230539]
[1122,280.5,11,0.6875,2.6531311804402766,-1.9229703431557998,3.6442790884976781,0.91106977212441953]
[1123,280.75,11,0.69791666666666663,2.6520824861189327,-1.6759624124057577,2.4126076055160506,0.60315190137901264]
[1124,281,11,0.70833333333333337,2.6510358230475113,-1.4023025404796181,1.4132501238850534,0.35331253097126336]
[1125,281.25,11,0.71875,2.6499912129385157,-1.1063951608782083,0.69410420034537423,0.17352605008634356]
[1126,281.5,11,0.72916666666666663,2.6489486774618607,-0.79299754868111705,0.25556972414908047,6.3892431037270117E-2]
[1127,281.75,11,0.73958333333333337,2.6479082382444239,-0.46714335246320748,5.2244958571963693E-2,1.3061239642990923E-2]
[1128,282,11,0.75,2.6468699168695973,-0.13406176131365183,1.2348341521972769E-3,3.0870853804931922E-4]
[1129,282.25,11,0.76041666666666663,2.6458337348768395,0.20090639521146073,4.1559963144644019E-3,1.0389990786161005E-3]
[1130,282.5,11,0.77083333333333337,2.6447997137612282,0.53239426831108083,7.7338186398699479E-2,1.933454659967487E-2]
[1131,282.75,11,0.78125,2.6437678749730154,0.85509495997111074,0.32043275939042443,8.0108189847606107E-2]
[1132,283,11,0.79166666666666663,2.6427382399171813,1.16384646495725,0.80794341406208536,0.20198585351552134]
[1133,283.25,11,0.80208333333333337,2.6417108299529901,1.4537142254868491,1.574457676133205,0.39361441903330124]
[1134,283.5,11,0.8125,2.6406856663935496,1.720069978607738,2.6081479134467469,0.65203697836168673]
[1135,283.75,11,0.82291666666666663,2.6396627705053652,1.9586656367239998,3.851011201080353,0.96275280027008825]
[1136,284,11,0.83333333333333337,2.6386421635079014,2.1657010222353752,5.2058227178195251,1.3014556794548813]
[1137,284.25,11,0.84375,2.6376238665731404,2.3378843765955022,6.5488185253786613,1.6372046313446653]
[1138,284.5,11,0.85416666666666663,2.636607900825144,2.4724846806346177,7.7463068772017145,1.9365767193004286]
[1139,284.75,11,0.86458333333333337,2.6355942873396137,2.5673749548619096,8.6728487096366393,2.1682121774091598]
[1140,285,11,0.875,2.6345830471434555,2.6210658535313724,9.2284267110467084,2.3071066777616771]
[1141,285.25,11,0.88541666666666663,2.6335742012143415,2.6327290221944875,9.3521691375010025,2.3380422843752506]
[1142,285.5,11,0.89583333333333337,2.6325677704802777,2.6022098527668285,9.0306876318511602,2.25767190796279]
[1143,285.75,11,0.90625,2.6315637758191666,2.5300294401666505,8.2998566978491297,2.0749641744622824]
[1144,286,11,0.91666666666666663,2.630562238058376,2.4173757176169417,7.2397961122167871,1.8099490280541968]
[1145,286.25,11,0.92708333333333337,2.6295631779743065,2.2660839209644923,5.963783066013769,1.4909457665034422]
[1146,286.5,11,0.9375,2.6285666162919603,2.0786067030880786,4.602680618684766,1.1506701546711915]
[1147,286.75,11,0.94791666666666663,2.6275725736845121,1.8579743849120838,3.287100909517144,0.82177522737928599]
[1148,287,11,0.95833333333333337,2.6265810707728794,1.6077459870665092,2.1298360440605961,0.53245901101514903]
[1149,287.25,11,0.96875,2.625592128125295,1.3319518333279845,1.2110426259605538,0.30276065649013845]
[1150,287.5,11,0.97916666666666663,2.62460576625688,1.0350286512875837,0.5682651011562101,0.14206627528905252]
[1151,287.75,11,0.98958333333333337,2.623622005629219,0.72174821508572351,0.19268638336558536,4.8171595841396339E-2]
[1152,288,12,0,2.6226408666499346,0.39714067762943411,3.2101622786629605E-2,8.0254056966574012E-3]
[1153,288.25,12,1.0416666666666666E-2,2.6216623696722645,6.6413823836513147E-2,1.5013063700177847E-4,{"$f":"G1173*$B$13","v":3.7532659250444619E-5}]
[{"$f":"IF(IF(A1173<>\"\",A1173+1<=$B$16,0),A1173+1,\"\")","v":1154},{"$f":"IF(A1174<>\"\",A1174*$B$13,\"\")","v":288.5},{"$f":"IF(A1174<>\"\",ROUNDDOWN(A1174*$B$13/24,0),\"\")","v":12},{"$f":"IF(A1174<>\"\",MOD(B1174,24)/24,\"\")","v":2.0833333333333332E-2},{"$f":"IF(A1174<>\"\",($B$4+$B$5)/2+($B$5-$B$4)/2*COS(2*PI()/$B$15*B1174),\"\")","v":2.6206865349946411},{"$f":"IF(A1174<>\"\",E1174*COS(2*PI()/$B$7*B1174),\"\")","v":-0.26513045920048212},{"$f":"ABS(0.5*1.025*1*(F1174^3))","v":9.5515255502439823E-3},2.3878813875609956E-3]
[1155,288.75,12,3.125E-2,2.6197133828602666,-0.5921811556779556,0.10642842110908629,2.6607105277271573E-2]
[1156,289,12,4.1666666666666664E-2,2.6187429334566956,-0.90950317663975488,0.38557292542265154,9.6393231355662884E-2]
[1157,289.25,12,5.2083333333333336E-2,2.6177752069154172,-1.2120211358234718,0.91248230171935207,0.22812057542983802]
[1158,289.5,12,6.25E-2,2.6168102233114348,-1.4949005055129596,1.7121063419669995,0.42802658549174988]
[1159,289.75,12,7.2916666666666671E-2,2.615848002662851,-1.7536248550784967,2.7637830355443631,0.69094575888609078]
[1160,290,12,8.3333333333333329E-2,2.6148885649304532,-1.9840679385774844,4.0027962787158691,1.0006990696789673]
[1161,290.25,12,9.375E-2,2.6139319300172978,-2.182559481181483,5.3283425212084516,1.3320856303021129]
[1162,290.5,12,0.10416666666666667,2.6129781177682978,-2.3459436159313833,6.6167782312449113,1.6541945578112278]
[1163,290.75,12,0.11458333333333333,2.6120271479698127,-2.4716290407649599,7.7382674880128981,1.9345668720032245]
[1164,291,12,0.125,2.6110790403492357,-2.5576300989989136,8.574465797778771,2.1436164494446928]
[1165,291.25,12,0.13541666666666666,2.6101338145745858,-2.6025981323386884,9.034730681741328,2.258682670435332]
[1166,291.5,12,0.14583333333333334,2.6091914902540996,-2.6058426116870081,9.0685617458890135,2.2671404364722534]
[1167,291.75,12,0.15625,2.6082520869358246,-2.5673417150222053,8.6725118515147592,2.1681279628786898]
[1168,292,12,0.16666666666666666,2.6073156241072137,-2.4877421907858919,7.8905992090462629,1.9726498022615657]
[1169,292.25,12,0.17708333333333334,2.60638212119472,-2.3683485168476173,6.8081749168164905,1.7020437292041226]
[1170,292.5,12,0.1875,2.6054515975633956,-2.2111015364526851,5.5401296579221633,1.3850324144805408]
[1171,292.75,12,0.19791666666666666,2.6045240725164889,-2.0185469208657079,4.2151245969761053,1.0537811492440263]
[1172,293,12,0.20833333333333334,2.6035995652950428,-1.7937939710081203,2.9580911337746918,0.73952278344367295]
[1173,293.25,12,0.21875,2.6026780950774984,-1.5404654246517375,1.8734829071514205,0.46837072678785513]
[1174,293.5,12,0.22916666666666666,2.6017596809792956,-1.2626390792134468,1.0316480226806914,0.25791200567017286]
[1175,293.75,12,0.23958333333333334,2.6008443420524756,-0.9647821706087244,0.46023715538875171,0.11505928884718793]
[1176,294,12,0.25,2.5999320972852873,-0.65167956388525938,0.14183916830254498,3.5459792075636244E-2]
[1177,294.25,12,0.26041666666666669,2.5990229656017934,-0.32835690964446423,1.8143971230355851E-2,4.5359928075889627E-3]
[1178,294.5,12,0.27083333333333331,2.5981169658614758,-1.274076659776451E-15,1.0599382117005146E-45,2.6498455292512864E-46]
[1179,294.75,12,0.28125,2.5972141168588467,0.32812838223585117,1.8106114469941318E-2,4.5265286174853295E-3]
[1180,295,12,0.29166666666666669,2.5963144373230587,0.65077278825494478,0.14124790798544556,3.5311976996361391E-2]
[1181,295.25,12,0.30208333333333331,2.5954179459175135,0.9627692511283652,0.45736244804033133,0.11434061201008283]
[1182,295.5,12,0.3125,2.5945246612394781,1.2591279099348247,1.0230654578550509,0.25576636446376272]
[1183,295.75,12,0.32291666666666669,2.5936346018196965,1.5351127885696694,1.8540213834043449,0.46350534585108621]
[1184,296,12,0.33333333333333331,2.5927477861220076,1.7863174541447826,2.9212571944132479,0.73031429860331198]
[1185,296.25,12,0.34375,2.5918642325429593,2.0087353467409446,4.1539573658890054,1.0384893414722514]
[1186,296.5,12,0.35416666666666669,2.5909839594114299,2.1988236584155447,5.4483509338992668,1.3620877334748167]
[1187,296.75,12,0.36458333333333331,2.5901069849882457,2.3535597434047002,6.6814319703575933,1.6703579925893983]
[1188,297,12,0.375,2.589233327465803,2.4704891617144504,7.7275660985595165,1.9318915246398791]
[1189,297.25,12,0.38541666666666669,2.5883630049676909,2.5477645928314301,8.4756255805783258,2.1189063951445815]
[1190,297.5,12,0.39583333333333331,2.5874960355483148,2.5841750029417589,8.8442219580569201,2.21105548951423]
[1191,297.75,12,0.40625,2.5866324371925229,2.5791646054672217,8.7928780607743882,2.198219515193597]
[1192,298,12,0.41666666666666669,2.5857722278152311,2.5328413184041776,8.3275608823393164,2.0818902205848291]
[1193,298.25,12,0.42708333333333331,2.5849154252610536,2.4459745902573227,7.4998001896807418,1.8749500474201855]
[1194,298.5,12,0.4375,2.5840620473039317,2.3199826366019294,6.3995299113164741,1.5998824778291185]
[1195,298.75,12,0.44791666666666669,2.5832121116467648,2.1569092987590461,5.1426801958491328,1.2856700489622832]
[1196,299,12,0.45833333333333331,2.5823656359210432,1.9593909020178353,3.855290705026011,0.96382267625650275]
[1197,299.25,12,0.46875,2.5815226376864837,1.7306136506350198,2.6564047290301329,0.66410118225753323]
[1198,299.5,12,0.47916666666666669,2.5806831344306627,1.4742622479314114,1.6421699595919284,0.41054248989798209]
[1199,299.75,12,0.48958333333333331,2.5798471435686574,1.1944605697764523,0.87339222872571098,0.21834805718142775]
[1200,300,12,0.5,2.5790146824426796,0.89570534637625199,0.36828952710162594,9.2072381775406484E-2]
[1201,300.25,12,0.51041666666666663,2.57818576832172,0.58279391853557438,0.10144692873599384,2.536173218399846E-2]
[1202,300.5,12,0.52083333333333337,2.577360418401188,0.26074722868649292,9.0855866280499589E-3,2.2713966570124897E-3]
[1203,300.75,12,0.53125,2.5765386498025555,-6.527071753237669E-2,1.4251121105638304E-4,3.562780276409576E-5]
[1204,301,12,0.54166666666666663,2.5757204795730013,-0.39003562769479028,3.0409319931177313E-2,7.6023299827943282E-3]
[1205,301.25,12,0.55208333333333337,2.5749059246850594,-0.70834661058934989,0.18215090369212358,4.5537725923030896E-2]
[1206,301.5,12,0.5625,2.5740950020362625,-1.0151094356709325,0.5360835288000102,0.13402088220000255]
[1207,301.75,12,0.57291666666666663,2.5732877284487969,-1.3054180315641972,1.1400993327152702,0.28502483317881755]
[1208,302,12,0.58333333333333337,2.5724841206691504,-1.5746329202704903,2.0009297907124122,0.50023244767810304]
[1209,302.25,12,0.59375,2.571684195367764,-1.8184553336148424,3.081781074583207,0.77044526864580176]
[1210,302.5,12,0.60416666666666663,2.5708879691386892,-2.0329958283799248,4.3062905836884378,1.0765726459221094]
[1211,302.75,12,0.61458333333333337,2.5700954584992415,-2.2148363053728075,5.568250582331812,1.392062645582953]
[1212,303,12,0.625,2.5693066798896584,-2.3610844439326404,6.7457218431878729,1.6864304607969682]
[1213,303.25,12,0.63541666666666663,2.5685216496727574,-2.4694196853939521,7.7175346376853771,1.9293836594213443]
[1214,303.5,12,0.64583333333333337,2.5677403841335993,-2.5381300348141669,8.3798351412924745,2.0949587853231186]
[1215,303.75,12,0.65625,2.5669628994791469,-2.5661390976715586,8.6603301909887627,2.1650825477471907]
[1216,304,12,0.66666666666666663,2.5661892118379312,-2.5530229248767813,8.528212503476535,2.1320531258691338]
[1217,304.25,12,0.67708333333333337,2.565419337259716,-2.4990164028043118,7.9983644638976017,{"$f":"G1237*$B$13","v":1.9995911159744004}]
[{"$f":"IF(IF(A1237<>\"\",A1237+1<=$B$16,0),A1237+1,\"\")","v":1218},{"$f":"IF(A1238<>\"\",A1238*$B$13,\"\")","v":304.5},{"$f":"IF(A1238<>\"\",ROUNDDOWN(A1238*$B$13/24,0),\"\")","v":12},{"$f":"IF(A1238<>\"\",MOD(B1238,24)/24,\"\")","v":0.6875},{"$f":"IF(A1238<>\"\",($B$4+$B$5)/2+($B$5-$B$4)/2*COS(2*PI()/$B$15*B1238),\"\")","v":2.5646532917151648},{"$f":"IF(A1238<>\"\",E1238*COS(2*PI()/$B$7*B1238),\"\")","v":-2.4050090925239265},{"$f":"ABS(0.5*1.025*1*(F1238^3))","v":7.1292531736237228},1.7823132934059307]
[1219,304.75,12,0.69791666666666663,2.5638910910955102,-2.2725305913129441,6.0148262178041474,1.5037065544510368]
[1220,305,12,0.70833333333333337,2.5631327512122231,-2.1037256571559944,4.7715686958754988,1.1928921739688747]
[1221,305.25,12,0.71875,2.5623782877966854,-1.9013195006095653,3.5225663105085916,0.8806415776271479]
[1222,305.5,12,0.72916666666666663,2.5616277164998644,-1.6685738055065618,2.3808395811389595,0.59520989528473989]
[1223,305.75,12,0.73958333333333337,2.5608810528919865,-1.4092341879959187,1.4343111732345244,0.3585777933086311]
[1224,306,12,0.75,2.5601383124622155,-1.1274699399870003,0.73452872628402099,0.18363218157100525]
[1225,306.25,12,0.76041666666666663,2.5593995106183303,-0.82780702602509082,0.29072420675383698,7.2681051688459244E-2]
[1226,306.5,12,0.77083333333333337,2.5586646626864065,-0.51505541000188815,7.0025421149705849E-2,1.7506355287426462E-2]
[1227,306.75,12,0.78125,2.5579337839104972,-0.19423187819426832,3.7553930567584635E-3,9.3884826418961587E-4]
[1228,307,12,0.79166666666666663,2.5572068894523179,0.12952040349940094,1.1135467017010518E-3,2.7838667542526296E-4]
[1229,307.25,12,0.80208333333333337,2.556483994390931,0.45101430873227488,4.7018073535542812E-2,1.1754518383885703E-2]
[1230,307.5,12,0.8125,2.5557651137224333,0.7651018260302932,0.22953641013395293,5.7384102533488232E-2]
[1231,307.75,12,0.82291666666666663,2.5550502623596456,1.0667564602755029,0.62214227736175676,0.15553556934043919]
[1232,308,12,0.83333333333333337,2.5543394551318022,1.351153641922934,1.2641775635367736,0.31604439088419339]
[1233,308.25,12,0.84375,2.5536327067842435,1.6137478581684028,2.1537778502945173,0.53844446257362932]
[1234,308.5,12,0.85416666666666663,2.5529300319781121,1.8503452734783468,3.246775013022225,0.81169375325555626]
[1235,308.75,12,0.86458333333333337,2.5522314452900452,2.057170679779837,4.4617460435936227,1.1154365108984057]
[1236,309,12,0.875,2.5515369612118755,2.2309277080034242,5.6904991398910747,1.4226247849727687]
[1237,309.25,12,0.88541666666666663,2.5508465941503271,2.3688513411064052,6.8125121699754425,1.7031280424938606]
[1238,309.5,12,0.89583333333333337,2.5501603584267207,2.4687518924325538,7.7112752864223193,1.9278188216055798]
[1239,309.75,12,0.90625,2.5494782682766739,2.5290497502999965,8.2902187025620933,2.0725546756405233]
[1240,310,12,0.91666666666666663,2.5488003378498054,2.5488003378498054,8.4859665943217006,2.1214916485804252]
[1241,310.25,12,0.92708333333333337,2.548126581209444,2.5277088940619183,8.2770397221891319,2.069259930547283]
[1242,310.5,12,0.9375,2.5474570123323348,2.4661348449341829,7.6867778207536244,1.9216944551884061]
[1243,310.75,12,0.94791666666666663,2.5467916451083488,2.3650857005154307,6.7800752920021692,1.6950188230005423]
[1244,311,12,0.95833333333333337,2.5461304933401978,2.2262005811145258,5.6544028284497898,1.4136007071124475]
[1245,311.25,12,0.96875,2.5454735707431446,2.0517236418941556,4.4263979719403297,1.1065994929850824]
[1246,311.5,12,0.97916666666666663,2.5448208909447207,1.8444678265467176,3.2159339623103205,0.80398349057758012]
[1247,311.75,12,0.98958333333333337,2.5441724674844419,1.6077695352610928,2.129929630725266,0.53248240768131649]
[1248,312,13,0,2.5435283138135296,1.3454349372549432,1.248193660562485,0.31204841514062126]
[1249,312.25,13,1.0416666666666666E-2,2.5428884432946299,1.0616787914532446,0.6133004666088534,0.15332511665221335]
[1250,312.5,13,2.0833333333333332E-2,2.5422528692015369,0.76105675831213326,0.22591497029999097,5.6478742574997742E-2]
[1251,312.75,13,3.125E-2,2.5416216047189182,0.44839228942030107,4.620279804186405E-2,1.1550699510466013E-2]
[1252,313,13,4.1666666666666664E-2,2.5409946629420399,0.12869926770162537,1.0925016386900933E-3,2.7312540967252332E-4]
[1253,313.25,13,5.2083333333333336E-2,2.540372056876496,-0.19289836156940804,3.6785739101472597E-3,9.1964347753681493E-4]
[1254,313.5,13,6.25E-2,2.5397537994379387,-0.5112486812164484,6.8484213410272374E-2,1.7121053352568093E-2]
[1255,313.75,13,7.2916666666666671E-2,2.539139903451809,-0.82125429946279027,0.2838747981070151,7.0968699526753776E-2]
[1256,314,13,8.3333333333333329E-2,2.5385303816530738,-1.1179539336313966,0.71608667912839385,0.17902166978209846]
[1257,314.25,13,9.375E-2,2.537925246685957,-1.3966017750683435,1.3960842859817926,0.34902107149544814]
[1258,314.5,13,0.10416666666666667,2.5373245111036824,-1.6527433662695465,2.3137164683044227,0.57842911707610567]
[1259,314.75,13,0.11458333333333333,2.536728187368209,-1.8822867776235075,3.4178361913253337,0.85445904783133342]
[1260,315,13,0.125,2.5361362878499754,-2.0815679469864139,4.6223799966055488,1.1555949991513872]
[1261,315.25,13,0.13541666666666666,2.5355488248276408,-2.2474091392572939,5.8175523173630399,1.45438807934076]
[1262,315.5,13,0.14583333333333334,2.534965810487833,-2.3771695937049211,6.8845311524820012,1.7211327881205003]
[1263,315.75,13,0.15625,2.5343872569248926,-2.4687875522442715,7.7116094470939416,1.9279023617734854]
[1264,316,13,0.16666666666666666,2.5338131761406246,-2.5208130001484905,8.2094820832705491,2.0523705208176373]
[1265,316.25,13,0.17708333333333334,2.5332435800440485,-2.5324305995990524,8.3235104139157112,2.0808776034789278]
[1266,316.5,13,0.1875,2.5326784804511502,-2.5034724536334112,8.0412269782769705,2.0103067445692426]
[1267,316.75,13,0.19791666666666666,2.5321178890846388,-2.4344205009291744,7.3940206607502743,1.8485051651875686]
[1268,317,13,0.20833333333333334,2.5315618175737025,-2.3263985078588605,6.4527702383307393,1.6131925595826848]
[1269,317.25,13,0.21875,2.5310102774537664,-2.1811537907038221,5.3180538979688974,1.3295134744922243]
[1270,317.5,13,0.22916666666666666,2.5304632801662557,-2.0010289651672686,4.1063313920526836,1.0265828480131709]
[1271,317.75,13,0.23958333333333334,2.5299208370583552,-1.7889241797490811,2.9340646048052226,0.73351615120130564]
[1272,318,13,0.25,2.5293829593827768,-1.548250441592288,1.9020306340032955,0.47550765850082388]
[1273,318.25,13,0.26041666666666669,2.5288496582975242,-1.2828747856527243,1.0820483765513331,0.27051209413783328]
[1274,318.5,13,0.27083333333333331,2.5283209448656621,-0.99705816821340976,0.50799022668044003,0.12699755667011001]
[1275,318.75,13,0.28125,2.5277968300550859,-0.6953870817812563,0.1723350939701456,4.3083773492536399E-2]
[1276,319,13,0.29166666666666669,2.527277324738296,-0.38269998842278435,2.8725607163066744E-2,7.1814017907666861E-3]
[1277,319.25,13,0.30208333333333331,2.5267624396921713,-6.4009751021979561E-2,1.3441021739260471E-4,3.3602554348151178E-5]
[1278,319.5,13,0.3125,2.5262521855977442,0.25557669453403004,8.5557407532933505E-3,2.1389351883233376E-3]
[1279,319.75,13,0.32291666666666669,2.5257465730399815,0.57094013961917844,9.5381818990357317E-2,2.3845454747589329E-2]
[1280,320,13,0.33333333333333331,2.5252456125075629,0.87703106594721025,0.34573138105973678,8.6432845264934194E-2]
[1281,320.25,13,0.34375,2.5247493143926643,1.1689504597704949,0.81861969316470706,{"$f":"G1301*$B$13","v":0.20465492329117677}]
[{"$f":"IF(IF(A1301<>\"\",A1301+1<=$B$16,0),A1301+1,\"\")","v":1282},{"$f":"IF(A1302<>\"\",A1302*$B$13,\"\")","v":320.5},{"$f":"IF(A1302<>\"\",ROUNDDOWN(A1302*$B$13/24,0),\"\")","v":13},{"$f":"IF(A1302<>\"\",MOD(B1302,24)/24,\"\")","v":0.35416666666666669},{"$f":"IF(A1302<>\"\",($B$4+$B$5)/2+($B$5-$B$4)/2*COS(2*PI()/$B$15*B1302),\"\")","v":2.5242576889907427},{"$f":"IF(A1302<>\"\",E1302*COS(2*PI()/$B$7*B1302),\"\")","v":1.4420281844290834},{"$f":"ABS(0.5*1.025*1*(F1302^3))","v":1.5367920881052366},0.38419802202630915]
[1283,320.75,13,0.36458333333333331,2.5237707465003214,1.6918976580740621,2.4820820711604319,0.62052051779010797]
[1284,321,13,0.375,2.5232884970227789,1.9145656430133302,3.5967036310064628,0.89917590775161571]
[1285,321.25,13,0.38541666666666669,2.5228109505621403,2.1064760318151983,4.7903079739207985,1.1975769934801996]
[1286,321.5,13,0.39583333333333331,2.522338117024868,2.2645666117972403,5.9518115166597951,1.4879528791649488]
[1287,321.75,13,0.40625,2.5218700062196575,2.386317902266534,6.9643207970694334,1.7410801992673584]
[1288,322,13,0.41666666666666669,2.521406627857234,2.4697932860586547,7.721037945352661,1.9302594863381652]
[1289,322.25,13,0.42708333333333331,2.5209479915501496,2.5136697965045669,8.1398902658573409,2.0349725664643352]
[1290,322.5,13,0.4375,2.5204941068125866,2.5172590707010882,8.1748089763444263,2.0437022440861066]
[1291,322.75,13,0.44791666666666669,2.5200449830601559,2.4805181374717136,7.8220590560193406,1.9555147640048351]
[1292,323,13,0.45833333333333331,2.5196006296097062,2.4040498711609031,7.1207262144173358,1.7801815536043339]
[1293,323.25,13,0.46875,2.519161055679128,2.2890931077992156,6.1472976640362473,1.5368244160090618]
[1294,323.5,13,0.47916666666666669,2.5187262703871625,2.1375025855652181,5.0051121813794754,1.2512780453448689]
[1295,323.75,13,0.48958333333333331,2.5182962827532132,1.9517190342063393,3.8101823646867419,0.95254559117168547]
[1296,324,13,0.5,2.51787110169716,1.7347298955659893,2.6754045337963714,0.66885113344909286]
[1297,324.25,13,0.51041666666666663,2.5174507360391702,1.490021307078669,1.6953965932022732,0.4238491483005683]
[1298,324.5,13,0.52083333333333337,2.5170351944995204,1.2215221196504316,0.93410968907525171,0.23352742226881293]
[1299,324.75,13,0.53125,2.5166244856984119,0.93354084850886965,0.41695947527258603,0.10423986881814651]
[1300,325,13,0.54166666666666663,2.5162186181557935,0.63069656835725774,0.12857462717808729,3.2143656794521823E-2]
[1301,325.25,13,0.55208333333333337,2.515817600291185,0.31784486070113255,1.6456574894451841E-2,4.1141437236129601E-3]
[1302,325.5,13,0.5625,2.5154214404235016,-6.162165769662525E-15,1.1992065757704176E-43,2.998016439426044E-44]
[1303,325.75,13,0.57291666666666663,2.5150301467708815,-0.31774537492982313,1.6441126955612204E-2,4.1102817389030511E-3]
[1304,326,13,0.58333333333333337,2.5146437274505171,-0.63030181801396157,0.12833335528860362,3.2083338822150906E-2]
[1305,326.25,13,0.59375,2.5142621904784832,-0.93266455603997833,0.41578640742911871,0.10394660185727968]
[1306,326.5,13,0.60416666666666663,2.5138855437695744,-1.219993587969912,0.93060742669128571,0.23265185667282143]
[1307,326.75,13,0.61458333333333337,2.5135137951371385,-1.4876911221242091,1.6874549362569955,0.42186373406424887]
[1308,327,13,0.625,2.5131469522929146,-1.7314751129057022,2.660373607497819,0.66509340187445476]
[1309,327.25,13,0.63541666666666663,2.5127850228468751,-1.947447721519542,3.7852214617991007,0.94630536544977517]
[1310,327.5,13,0.64583333333333337,2.5124280143070647,-2.1321576067106558,4.9676590636133326,1.2419147659033332]
[1311,327.75,13,0.65625,2.5120759340794483,-2.2826550505796916,6.0955757188509239,1.523893929712731]
[1312,328,13,0.66666666666666663,2.5117287894677536,-2.3965390394613642,7.0541939119580821,1.7635484779895205]
[1313,328.25,13,0.67708333333333337,2.5113865876733228,-2.4719955488104768,7.7417104292790597,1.9354276073197649]
[1314,328.5,13,0.6875,2.5110493357949606,-2.5078264219793351,8.0832552101568442,2.0208138025392111]
[1315,328.75,13,0.69791666666666663,2.5107170408287889,-2.503468383423451,8.0411877574392765,2.0102969393598191]
[1316,329,13,0.70833333333333337,2.5103897096681016,-2.4590018848320532,7.6202716696048585,1.9050679174012146]
[1317,329.25,13,0.71875,2.510067349103219,-2.3751496454167289,6.8669961179924544,1.7167490294981136]
[1318,329.5,13,0.72916666666666663,2.5097499658213507,-2.2532649125019142,5.8631449586199773,1.4657862396549943]
[1319,329.75,13,0.73958333333333337,2.5094375664064543,-2.0953096330083634,4.7145310310491926,1.1786327577622981]
[1320,330,13,0.75,2.5091301573390994,-1.9038228877744865,3.5364986818876472,0.88412467047191179]
[1321,330.25,13,0.76041666666666663,2.5088277449963341,-1.6818800963425637,2.4382540989696033,0.60956352474240083]
[1322,330.5,13,0.77083333333333337,2.5085303356515509,-1.4330436473587691,1.5082457995679963,0.37706144989199908]
[1323,330.75,13,0.78125,2.5082379354743582,-1.1613057467417605,0.80266364916723554,0.20066591229180888]
[1324,331,13,0.79166666666666663,2.5079505505304516,-0.87102440007427118,0.33867632068854175,8.4669080172135439E-2]
[1325,331.25,13,0.80208333333333337,2.5076681867814887,-0.56685355528616665,9.3348317421175164E-2,2.3337079355293791E-2]
[1326,331.5,13,0.8125,2.5073908500849638,-0.25366852486974767,8.365533061954724E-3,2.091383265488681E-3]
[1327,331.75,13,0.82291666666666663,2.5071185461940888,6.351211788007774E-2,1.3129967609486738E-4,3.2824919023716845E-5]
[1328,332,13,0.83333333333333337,2.5068512807576715,0.37960691797967061,2.8034720138626724E-2,7.0086800346566809E-3]
[1329,332.25,13,0.84375,2.50658905932,0.68955290649185774,0.16803380039070406,4.2008450097676016E-2]
[1330,332.5,13,0.85416666666666663,2.506331887320727,0.98838665462215214,0.49485104106166466,0.12371276026541617]
[1331,332.75,13,0.86458333333333337,2.5060797700947575,1.2713237172245997,1.0530823087805519,0.26327057719513797]
[1332,333,13,0.875,2.5058327128721367,1.5338351948126629,1.8493962209220649,0.46234905523051623]
[1333,333.25,13,0.88541666666666663,2.5055907207779442,1.7717201895402044,2.8502258348326293,0.71255645870815731]
[1334,333.5,13,0.89583333333333337,2.5053537988321848,1.9811729965612026,3.9853004611417018,0.99632511528542544]
[1335,333.75,13,0.90625,2.5051219519496852,2.1588439566382758,5.1565309223037392,1.2891327305759348]
[1336,334,13,0.91666666666666663,2.5048951849399947,2.3018929974905129,6.2509966338788425,1.5627491584697106]
[1337,334.25,13,0.92708333333333337,2.5046735025072802,2.4080350085287825,7.1561965328168258,1.7890491332042064]
[1338,334.5,13,0.9375,2.504456909250234,2.4755763244385474,7.7754016340800112,1.9438504085200028]
[1339,334.75,13,0.94791666666666663,2.5042454096619746,2.5034417354462146,8.0409309787531473,2.0102327446882868]
[1340,335,13,0.95833333333333337,2.5040390081299555,2.4911915937651581,7.9234671000342338,1.9808667750085585]
[1341,335.25,13,0.96875,2.5038377089358734,2.4390287442342049,7.4360897934089234,1.8590224483522308]
[1342,335.5,13,0.97916666666666663,2.5036415162555792,2.3477951700006181,6.6324576293822268,1.6581144073455567]
[1343,335.75,13,0.98958333333333337,2.5034504341589927,2.2189584086549794,5.5993982326169203,1.3998495581542301]
[1344,336,14,0,2.5032644666100161,2.0545879578667066,4.4449623298245733,1.1112405824561433]
[1345,336.25,14,1.0416666666666666E-2,2.5030836174664532,1.8573220496796954,3.2836398193429877,{"$f":"G1365*$B$13","v":0.82090995483574691}]
[{"$f":"IF(IF(A1365<>\"\",A1365+1<=$B$16,0),A1365+1,\"\")","v":1346},{"$f":"IF(A1366<>\"\",A1366*$B$13,\"\")","v":336.5},{"$f":"IF(A1366<>\"\",ROUNDDOWN(A1366*$B$13/24,0),\"\")","v":14},{"$f":"IF(A1366<>\"\",MOD(B1366,24)/24,\"\")","v":2.0833333333333332E-2},{"$f":"IF(A1366<>\"\",($B$4+$B$5)/2+($B$5-$B$4)/2*COS(2*PI()/$B$15*B1366),\"\")","v":2.5029078904799298},{"$f":"IF(A1366<>\"\",E1366*COS(2*PI()/$B$7*B1366),\"\")","v":1.6303253266469346},{"$f":"ABS(0.5*1.025*1*(F1366^3))","v":2.2208370568256379},0.55520926420640948]
[1347,336.75,14,3.125E-2,2.5027372892958137,1.3772380984524539,1.3388161849643911,0.33470404624109779]
[1348,337,14,4.1666666666666664E-2,2.5025718174531417,1.1021179922593256,0.68608535148225769,0.17152133787056442]
[1349,337.25,14,5.2083333333333336E-2,2.5024114783845448,0.80937493158786067,0.27173345885119843,6.7933364712799607E-2]
[1350,337.5,14,6.25E-2,2.5022562754161766,0.5037004851237965,6.5495426886763117E-2,1.6373856721690779E-2]
[1351,337.75,14,7.2916666666666671E-2,2.5021062117676447,0.18999271678182011,3.5148332695745985E-3,8.7870831739364963E-4]
[1352,338,14,8.3333333333333329E-2,2.5019612905519453,-0.12672225983310728,1.0429238445951003E-3,2.6073096114877508E-4]
[1353,338.25,14,9.375E-2,2.5018215147753962,-0.4413707668554373,4.4066094926920797E-2,1.1016523731730199E-2]
[1354,338.5,14,0.10416666666666667,2.5016868873375762,-0.74891279929486931,0.2152720411065161,5.3818010276629025E-2]
[1355,338.75,14,0.11458333333333333,2.5015574110312646,-1.0444227138229418,0.58387891759109301,0.14596972939777325]
[1356,339,14,0.125,2.5014330885423819,-1.3231680780799713,1.1872410769082202,0.29681026922705506]
[1357,339.25,14,0.13541666666666666,2.501313922449937,-1.5806854189471542,2.0240918267088253,0.50602295667720631]
[1358,339.5,14,0.14583333333333334,2.5011999152259698,-1.8128516579738787,3.0533787165020496,0.7633446791255124]
[1359,339.75,14,0.15625,2.5010910692355046,-2.0159500912762152,4.1988774376068987,1.0497193594017247]
[1360,340,14,0.16666666666666666,2.500987386736496,-2.1867298586133312,5.3589446921738411,1.3397361730434603]
[1361,340.25,14,0.17708333333333334,2.5008888698797862,-2.3224579506107661,6.4200357805189983,1.6050089451297496]
[1362,340.5,14,0.1875,2.5007955207090582,-2.420962922561543,7.2720739121833571,1.8180184780458393]
[1363,340.75,14,0.19791666666666666,2.5007073411607941,-2.4806696159881683,7.8234921593400157,1.9558730398350039]
[1364,341,14,0.20833333333333334,2.5006243330642337,-2.5006243330642337,8.013813448925978,2.0034533622314945]
[1365,341.25,14,0.21875,2.5005464981413392,-2.4805100617753486,7.8219826586321055,1.9554956646580264]
[1366,341.5,14,0.22916666666666666,2.5004738380067573,-2.4206515088979055,7.2692680056567287,1.8173170014141822]
[1367,341.75,14,0.23958333333333334,2.5004063541677861,-2.3220098609474427,6.4163204968826957,1.6040801242206739]
[1368,342,14,0.25,2.5003440480243437,-2.1861673575873168,5.3548102493206109,1.3387025623301527]
[1369,342.25,14,0.26041666666666669,2.5002869208689407,-2.015301924964743,4.194828682675241,1.0487071706688103]
[1370,342.5,14,0.27083333333333331,2.5002349738866507,-1.8121522754510277,3.049846178210434,0.76246154455260851]
[1371,342.75,14,0.28125,2.5001882081550884,-1.5799740327609442,2.0213602337915755,0.50534005844789387]
[1372,343,14,0.29166666666666669,2.5001466246443851,-1.322487584977269,1.1854102574944778,0.29635256437361945]
[1373,343.25,14,0.30208333333333331,2.50011022421717,-1.0438185003144584,0.58286615674806719,0.1457165391870168]
[1374,343.5,14,0.3125,2.5000790076285524,-0.74843145940379185,0.21485723004699464,5.371430751174866E-2]
[1375,343.75,14,0.32291666666666669,2.5000529755261041,-0.44105876157444013,4.3972709918818999E-2,1.099317747970475E-2]
[1376,344,14,0.33333333333333331,2.5000321284498486,-0.12662454937606135,1.04051323391025E-3,2.6012830847756249E-4]
[1377,344.25,14,0.34375,2.500016466832248,0.18983403594095857,3.5060339163263004E-3,8.765084790815751E-4]
[1378,344.5,14,0.35416666666666669,2.5000059909981944,0.50324750620076686,6.5318885214068811E-2,1.6329721303517203E-2]
[1379,344.75,14,0.36458333333333331,2.5000007011650038,0.80859519465652563,0.27094886614114982,6.7737216535287456E-2]
[1380,345,14,0.375,2.5000005974424115,1.1009856420042496,0.68397280726712995,0.17099320181678249]
[1381,345.25,14,0.38541666666666669,2.5000056798325687,1.3757349136639729,1.3344372201414463,0.33360930503536157]
[1382,345.5,14,0.39583333333333331,2.5000159482300441,1.6284415950437523,2.2131478630784605,0.55328696576961511]
[1383,345.75,14,0.40625,2.5000314024218251,1.8550572646508769,3.2716424270241928,0.81791060675604821]
[1384,346,14,0.41666666666666669,2.5000520420873218,2.0519513172608934,4.4278716990981088,1.1069679247745272]
[1385,346.25,14,0.42708333333333331,2.500077866798375,2.2159690997389876,5.5767987213542538,1.3941996803385635]
[1386,346.5,14,0.4375,2.5001088760192633,2.3444824290869115,6.6044220154021209,1.6511055038505302]
[1387,346.75,14,0.44791666666666669,2.5001450691067166,2.4354316841478969,7.4032382330219813,1.8508095582554953]
[1388,347,14,0.45833333333333331,2.5001864453099274,2.4873587971990743,7.8869516378336213,1.9717379094584053]
[1389,347.25,14,0.46875,2.5002330037705667,2.4994306172349754,8.0023423335289312,2.0005855833822328]
[1390,347.5,14,0.47916666666666669,2.5002847435228022,2.4714522707731201,7.7366072926972782,1.9341518231743196]
[1391,347.75,14,0.48958333333333331,2.5003416634933191,2.4038703060290354,7.1191307334067124,1.7797826833516781]
[1392,348,14,0.5,2.5004037625013411,2.2977655697552182,6.2174316905499163,1.5543579226374791]
[1393,348.25,14,0.51041666666666663,2.5004710392586547,2.1548359303032329,5.1278639615740484,1.2819659903935121]
[1394,348.5,14,0.52083333333333337,2.5005434923696379,1.9773691229233736,3.9623890473569037,0.99059726183922592]
[1395,348.75,14,0.53125,2.5006211203312865,1.7682061513645209,2.833299995985235,0.70832499899630874]
[1396,349,14,0.54166666666666663,2.5007039215332476,1.5306958309508747,1.8380637403068558,0.45951593507671395]
[1397,349.25,14,0.55208333333333337,2.5007918942578513,1.2686412000735252,1.0464302935013223,0.26160757337533058]
[1398,349.5,14,0.5625,2.5008850366801476,0.98623865718009385,0.4916317631948654,0.12290794079871635]
[1399,349.75,14,0.57291666666666663,2.5009833468679434,0.68801079678705868,0.16690895206215831,4.1727238015539576E-2]
[1400,350,14,0.58333333333333337,2.501086822781843,0.37873401891985292,2.7841768552834274E-2,6.9604421382085686E-3]
[1401,350.25,14,0.59375,2.5011954622752901,6.3362070087218988E-2,1.3037128386196052E-4,3.2592820965490131E-5]
[1402,350.5,14,0.60416666666666663,2.5013092630946128,-0.25305326091893277,8.3048096774491365E-3,2.0762024193622841E-3]
[1403,350.75,14,0.61458333333333337,2.5014282228790696,-0.56544302348553177,9.2653199268902087E-2,2.3163299817225522E-2]
[1404,351,14,0.625,2.5015523391608996,-0.86880226765683288,0.33609086397522064,8.4022715993805161E-2]
[1405,351.25,14,0.63541666666666663,2.5016816093653729,-1.1582701897556589,0.79638579879143456,0.19909644969785864]
[1406,351.5,14,0.64583333333333337,2.5018160308108426,-1.4292079784168898,1.4961673238508246,0.37404183096270616]
[1407,351.75,14,0.65625,2.5019556007088037,-1.6772731149667373,2.418272442554199,0.60456811063854976]
[1408,352,14,0.66666666666666663,2.5021003161639483,-1.8984889386816131,3.5068572113752743,0.87671430284381857]
[1409,352.25,14,0.67708333333333337,2.5022501741742262,-2.0893083630895681,4.674137647983442,{"$f":"G1429*$B$13","v":1.1685344119958605}]
[{"$f":"IF(IF(A1429<>\"\",A1429+1<=$B$16,0),A1429+1,\"\")","v":1410},{"$f":"IF(A1430<>\"\",A1430*$B$13,\"\")","v":352.5},{"$f":"IF(A1430<>\"\",ROUNDDOWN(A1430*$B$13/24,0),\"\")","v":14},{"$f":"IF(A1430<>\"\",MOD(B1430,24)/24,\"\")","v":0.6875},{"$f":"IF(A1430<>\"\",($B$4+$B$5)/2+($B$5-$B$4)/2*COS(2*PI()/$B$15*B1430),\"\")","v":2.5024051716309081},{"$f":"IF(A1430<>\"\",E1430*COS(2*PI()/$B$7*B1430),\"\")","v":-2.2466707229355305},{"$f":"ABS(0.5*1.025*1*(F1430^3))","v":5.8118198974459219},1.4529549743614805]
[1411,352.75,14,0.69791666666666663,2.5025653053186496,-2.368050841218837,6.8056080990271086,1.7014020247567772]
[1412,353,14,0.70833333333333337,2.5027305719155564,-2.4514995300792761,7.5507364631873113,1.8876841157968278]
[1413,353.25,14,0.71875,2.5029009679932561,-2.4956748762666954,7.9663226265196219,1.9915806566299055]
[1414,353.5,14,0.72916666666666663,2.5030764900169666,-2.4998638092917225,8.0065038637048769,2.0016259659262192]
[1415,353.75,14,0.73958333333333337,2.5032571343455721,-2.4639936057647072,7.666772901213589,1.9166932253033973]
[1416,354,14,0.75,2.5034428972316958,-2.3886331444046354,6.9846111421082178,1.7461527855270544]
[1417,354.25,14,0.76041666666666663,2.503633774821779,-2.2749838901637549,6.0343270799457782,1.5085817699864446]
[1418,354.5,14,0.77083333333333337,2.5038297631561619,-2.1248607502468966,4.9168311354264693,1.2292077838566173]
[1419,354.75,14,0.78125,2.5040308581691639,-1.9406631068786397,3.7457977028586091,0.93644942571465228]
[1420,355,14,0.79166666666666663,2.50423705568917,-1.7253364888933231,2.632178221448771,0.65804455536219275]
[1421,355.25,14,0.80208333333333337,2.504448351438715,-1.4823254940801565,1.6692623716068955,0.41731559290172388]
[1422,355.5,14,0.8125,2.504664741034575,-1.2155187143064876,0.92040468114254825,0.23010117028563706]
[1423,355.75,14,0.82291666666666663,2.504886219987855,-0.92918654352862862,0.41115218719180496,0.10278804679795124]
[1424,356,14,0.83333333333333337,2.5051127837040852,-0.62791286282908398,0.12687966076547516,3.171991519136879E-2]
[1425,356.25,14,0.84375,2.5053444274833141,-0.31652169476420217,1.6251906571116474E-2,4.0629766427791184E-3]
[1426,356.5,14,0.85416666666666663,2.5055811465202074,1.3504817439786886E-14,1.2622925610544465E-42,3.1557314026361163E-43]
[1427,356.75,14,0.86458333333333337,2.5058229359041473,0.31658214884577551,1.626122045163679E-2,4.0653051129091976E-3]
[1428,357,14,0.875,2.5060697906193332,0.62815273903580615,0.12702512859389004,3.1756282148472509E-2]
[1429,357.25,14,0.88541666666666663,2.5063217055448872,0.92971903632315511,0.41185945443199728,0.10296486360799932]
[1430,357.5,14,0.89583333333333337,2.5065786754549606,1.2164475504368801,0.92251626993032643,0.23062906748258161]
[1431,357.75,14,0.90625,2.5068406950188411,1.4837414673332829,1.6740505698030888,0.41851264245077219]
[1432,358,14,0.91666666666666663,2.5071077588010628,1.7273143083719247,2.6412407031362335,0.66031017578405837]
[1433,358.25,14,0.92708333333333337,2.5073798612615215,1.9432586366921005,3.7608472059713915,0.94021180149284789]
[1434,358.5,14,0.9375,2.5076569967555873,2.1281087100631542,4.9394125109664788,1.2348531277416197]
[1435,358.75,14,0.94791666666666663,2.5079391595342226,2.2788960761073609,6.065511515412088,1.516377878853022]
[1436,359,14,0.95833333333333337,2.5082263437441026,2.3931972185030204,7.0247251709337126,1.7561812927334282]
[1437,359.25,14,0.96875,2.5085185434277331,2.469172489770628,7.7152172310903318,1.9288043077725829]
[1438,359.5,14,0.97916666666666663,2.5088157525235779,2.5055957054960643,8.0617041774900304,2.0154260443725076]
[1439,359.75,14,0.98958333333333337,2.5091179648661828,2.501873924131552,8.0258332407545225,2.0064583101886306]
[1440,360,15,0,2.5094251741863038,2.4580570934482306,7.6114915203719171,1.9028728800929793]
[1441,360.25,15,1.0416666666666666E-2,2.5097373741110367,2.3748374067885645,6.8642882554451434,1.7160720638612859]
[1442,360.5,15,2.0833333333333332E-2,2.5100545581639504,2.2535383768898156,5.8652799352079503,1.4663199838019876]
[1443,360.75,15,3.125E-2,2.5103767197652198,2.0960937995904798,4.7198262314163753,1.1799565578540938]
[1444,361,15,4.1666666666666664E-2,2.5107038522317637,1.9050169415569309,3.5431569987036284,0.88578924967590711]
[1445,361.25,15,5.2083333333333336E-2,2.5110359487773821,1.6833604426897399,2.4446980275953494,0.61117450689883734]
[1446,361.5,15,6.25E-2,2.5113730025128982,1.434667572582754,1.5133790451045992,0.3783447612761498]
[1447,361.75,15,7.2916666666666671E-2,2.5117150064463005,1.1629156189330785,0.80600638132531566,0.20150159533132891]
[1448,362,15,8.3333333333333329E-2,2.5120619534828883,0.87245231191620731,0.34034467745501207,8.5086169363753017E-2]
[1449,362.25,15,9.375E-2,2.5124138364254187,0.56792630023183621,9.3879293522978607E-2,2.3469823380744652E-2]
[1450,362.5,15,0.10416666666666667,2.5127706479742558,0.25421278999483155,8.4194953401805026E-3,2.1048738350451257E-3]
[1451,362.75,15,0.11458333333333333,2.5131323807275217,-6.3664464632176079E-2,1.322467913713723E-4,3.3061697842843076E-5]
[1452,363,15,0.125,2.5134990271812514,-0.38061357144601465,2.8258342135520316E-2,7.064585533880079E-3]
[1453,363.25,15,0.13541666666666666,2.5138705797295477,-0.69155602445147391,0.16950244876777629,4.2375612191944072E-2]
[1454,363.5,15,0.14583333333333334,2.5142470306647384,-0.99150803774393115,0.49955416857205404,0.12488854214301351]
[1455,363.75,15,0.15625,2.5146283721775364,-1.2756603870731247,1.0638957614178279,0.26597394035445698]
[1456,364,15,0.16666666666666666,2.5150145963572026,-1.5394554806249332,1.869800501902843,0.46745012547571074]
[1457,364.25,15,0.17708333333333334,2.5154056951917099,-1.7786604245053559,2.883852181605064,0.72096304540126599]
[1458,364.5,15,0.1875,2.5158016605679077,-1.9894349121246966,4.0353673400091079,1.008841835002277]
[1459,364.75,15,0.19791666666666666,2.5162024842716919,-2.168392849146719,5.2252583623044924,1.3063145905761231]
[1460,365,15,0.20833333333333334,2.5166081579881756,-2.3126567255704389,6.3390969158809742,1.5847742289702436]
[1461,365.25,15,0.21875,2.5170186733018598,-2.4199038622655515,7.2625344895578543,1.8156336223894636]
[1462,365.5,15,0.22916666666666666,2.5174340216968094,-2.4884037890332218,7.8968962382337029,1.9742240595584257]
[1463,365.75,15,0.23958333333333334,2.5178541945568291,-2.5170461529458108,8.1727347979900156,2.0431836994975039]
[1464,366,15,0.25,2.5182791831656433,-2.5053587070678947,8.0594167807248205,2.0148541951812051]
[1465,366.25,15,0.26041666666666669,2.5187089787070747,-2.4535150882595262,7.5693758279988819,1.8923439569997205]
[1466,366.5,15,0.27083333333333331,2.5191435722652304,-2.3623322560763294,6.7564226585995071,1.6891056646498768]
[1467,366.75,15,0.28125,2.5195829548246835,-2.2332576301995646,5.7083467892404993,1.4270866973101248]
[1468,367,15,0.29166666666666669,2.5200271172706623,-2.0683461287067306,4.5348562306864748,1.1337140576716187]
[1469,367.25,15,0.30208333333333331,2.5204760503892394,-1.8702274711924414,3.3525646814437913,0.83814117036094782]
[1470,367.5,15,0.3125,2.5209297448675203,-1.6420642666826322,2.2691558285581745,0.56728895713954364]
[1471,367.75,15,0.32291666666666669,2.5213881912938403,-1.3875015539545679,1.3689711767468122,0.34224279418670306]
[1472,368,15,0.33333333333333331,2.5218513801579574,-1.1106085989191086,0.70206442138153391,0.17551610534538348]
[1473,368.25,15,0.34375,2.5223193018512493,-0.81581387793844706,0.27827047952726913,{"$f":"G1493*$B$13","v":6.9567619881817283E-2}]
[{"$f":"IF(IF(A1493<>\"\",A1493+1<=$B$16,0),A1493+1,\"\")","v":1474},{"$f":"IF(A1494<>\"\",A1494*$B$13,\"\")","v":368.5},{"$f":"IF(A1494<>\"\",ROUNDDOWN(A1494*$B$13/24,0),\"\")","v":15},{"$f":"IF(A1494<>\"\",MOD(B1494,24)/24,\"\")","v":0.35416666666666669},{"$f":"IF(A1494<>\"\",($B$4+$B$5)/2+($B$5-$B$4)/2*COS(2*PI()/$B$15*B1494),\"\")","v":2.5227919466669149},{"$f":"IF(A1494<>\"\",E1494*COS(2*PI()/$B$7*B1494),\"\")","v":-0.50783428535558972},{"$f":"ABS(0.5*1.025*1*(F1494^3))","v":6.7121232683457516E-2},1.6780308170864379E-2]
[1475,368.75,15,0.36458333333333331,2.5232693048001726,-0.19159969634241089,3.6047763000379407E-3,9.0119407500948519E-4]
[1476,369,15,0.375,2.5237513663484679,0.12782590906114127,1.0704109414561779E-3,2.6760273536404448E-4]
[1477,369.25,15,0.38541666666666669,2.5242381213116731,0.4453254993408679,4.5261251717942097E-2,1.1315312929485524E-2]
[1478,369.5,15,0.39583333333333331,2.5247295595923003,0.75581092562270213,0.22127551817407184,5.5318879543517961E-2]
[1479,369.75,15,0.40625,2.5252256709957077,1.0543044251897791,0.60060916887284366,0.15015229221821091]
[1480,370,15,0.41666666666666669,2.5257264452303123,1.3360183894579289,1.222168757672113,0.30554218941802824]
[1481,370.25,15,0.42708333333333331,2.5262318719078025,1.5964321187214654,2.0851881112617634,0.52129702781544085]
[1482,370.5,15,0.4375,2.5267419405433542,1.831364333695148,3.1478796899104156,0.78696992247760389]
[1483,370.75,15,0.44791666666666669,2.5272566405558483,2.0370402812898383,4.3320426204698554,1.0830106551174639]
[1484,371,15,0.45833333333333331,2.5277759612680901,2.2101523581063711,5.5329979446761746,1.3832494861690436]
[1485,371.25,15,0.46875,2.528299891907031,2.3479132784376846,6.6334586391241794,1.6583646597810449]
[1486,371.5,15,0.47916666666666669,2.5288284216039916,2.4481009324933738,7.5193764467747792,1.8798441116936948]
[1487,371.75,15,0.48958333333333331,2.5293615393948867,2.5090942132050591,8.0955204867299351,2.0238801216824838]
[1488,372,15,0.5,2.5298992342204545,2.5298992342204545,8.2985753272908873,2.0746438318227218]
[1489,372.25,15,0.51041666666666663,2.5304414949264844,2.5101655152441849,8.1058944907061488,2.0264736226765372]
[1490,372.5,15,0.52083333333333337,2.5309883102640489,2.4501918712844653,7.5386599512840187,1.8846649878210047]
[1491,372.75,15,0.53125,2.5315396688897365,2.3509219070506062,6.6589917774607832,1.6647479443651958]
[1492,373,15,0.54166666666666663,2.5320955593658883,2.2139291840862687,5.5614116884330445,1.3903529221082611]
[1493,373.25,15,0.55208333333333337,2.5326559701608335,2.0413922935551398,4.3598674160507587,1.0899668540126897]
[1494,373.5,15,0.5625,2.5332208896491308,1.8360602292758155,3.1721567548760143,0.79303918871900358]
[1495,373.75,15,0.57291666666666663,2.5337903061118068,1.6012086110397796,2.1039606873793621,0.52599017184484054]
[1496,374,15,0.58333333333333337,2.5343642077366018,1.3405874549534784,1.2347508185540115,0.30868770463850287]
[1497,374.25,15,0.59375,2.5349425826182133,1.0583613231693829,0.60756920247162383,0.15189230061790596]
[1498,374.5,15,0.60416666666666663,2.5355254187585428,0.75904280773785582,0.22412622598981555,5.6031556497453887E-2]
[1499,374.75,15,0.61458333333333337,2.5361127040669458,0.44742041045492792,4.590301855186326E-2,1.1475754637965815E-2]
[1500,375,15,0.625,2.5367044263604823,0.12848197078463314,1.0869772100533923E-3,2.7174430251334806E-4]
[1501,375.25,15,0.63541666666666663,2.5373005733641683,-0.19266513426104037,3.6652470940464173E-3,9.1631177351160433E-4]
[1502,375.5,15,0.64583333333333337,2.537901132711232,-0.51087574214608877,6.833445177698505E-2,1.7083612944246263E-2]
[1503,375.75,15,0.65625,2.5385060919433702,-0.82104930074428284,0.28366227156720858,7.0915567891802145E-2]
[1504,376,15,0.66666666666666663,2.5391154385110051,-1.1182115892499718,0.71658190422673107,0.17914547605668277]
[1505,376.25,15,0.67708333333333337,2.5397291597735472,-1.3975944552993784,1.3990633396646819,0.34976583491617047]
[1506,376.5,15,0.6875,2.5403472429996548,-1.6547122906492409,2.3219953615325939,0.58049884038314847]
[1507,376.75,15,0.69791666666666663,2.5409696753675002,-1.8854340193414703,3.4350090564200029,0.85875226410500072]
[1508,377,15,0.70833333333333337,2.5415964439650347,-2.0860494435089474,4.6522994770319919,1.163074869257998]
[1509,377.25,15,0.71875,2.5422275357902571,-2.2533288817244417,5.8636443292937122,1.465911082323428]
[1510,377.5,15,0.72916666666666663,2.5428629377514822,-2.38457514163425,6.9490735213319619,1.7372683803329905]
[1511,377.75,15,0.73958333333333337,2.5435026366676143,-2.4776669908467701,7.7951176529155326,1.9487794132288832]
[1512,378,15,0.75,2.5441466192684183,-2.5310934257213487,8.3103324359518975,2.0775831089879744]
[1513,378.25,15,0.76041666666666663,2.5447948721947973,-2.5439781846547933,8.4378930828525487,2.1094732707131372]
[1514,378.5,15,0.77083333333333337,2.5454473819990673,-2.5160941083499888,8.1634645682537794,2.0408661420634449]
[1515,378.75,15,0.78125,2.5461041351452391,-2.4478671118818984,7.5172221026609556,1.8793055256652389]
[1516,379,15,0.79166666666666663,2.5467651180092963,-2.3403696995565526,6.5697261943545486,1.6424315485886372]
[1517,379.25,15,0.80208333333333337,2.5474303168794794,-2.1953041209319992,5.4222301513013704,1.3555575378253426]
[1518,379.5,15,0.8125,2.5480997179565703,-2.014975432257851,4.1927902400700692,1.0481975600175173]
[1519,379.75,15,0.82291666666666663,2.5487733073541778,-1.8022548893374157,3.000146808535666,0.75003670213391649]
[1520,380,15,0.83333333333333337,2.5494510710990266,-1.5605342528322272,1.9476628771248561,0.48691571928121402]
[1521,380.25,15,0.84375,2.5501329951312455,-1.2936717328294431,1.1095992027809647,0.27739980069524117]
[1522,380.5,15,0.85416666666666663,2.5508190653046618,-1.0059304337375601,0.52167222270861269,0.13041805567715317]
[1523,380.75,15,0.86458333333333337,2.5515092673870923,-0.70191028111521103,0.17723058903123495,4.4307647257808738E-2]
[1524,381,15,0.875,2.5522035870606392,-0.38647451692780926,2.9583970363757237E-2,7.3959925909393093E-3]
[1525,381.25,15,0.88541666666666663,2.5529020099219881,-6.4671937286865641E-2,1.3862497531195639E-4,3.4656243827989098E-5]
[1526,381.5,15,0.89583333333333337,2.553604521482705,0.2583438844579633,8.836665705026411E-3,2.2091664262566028E-3]
[1527,381.75,15,0.90625,2.5543111071695384,0.57739709744630274,9.8654672414732664E-2,2.4663668103683166E-2]
[1528,382,15,0.91666666666666663,2.5550217523247216,0.88737247571516542,0.35810611000177239,8.9526527500443098E-2]
[1529,382.25,15,0.92708333333333337,2.5557364422062756,1.1832973959586666,0.84913275911728059,0.21228318977932015]
[1530,382.5,15,0.9375,2.5564551619883153,1.4604215773589226,1.5963517492257413,0.39908793730643533]
[1531,382.75,15,0.94791666666666663,2.5571778967613588,1.7142933052888429,2.5819584973432743,0.64548962433581858]
[1532,383,15,0.95833333333333337,2.557904631532633,1.9408309162489179,3.7467694856061065,0.93669237140152661]
[1533,383.25,15,0.96875,2.5586353512263891,2.1363883965671393,4.9972894054856107,1.2493223513714027]
[1534,383.5,15,0.97916666666666663,2.559370040684211,2.2978140409676424,6.2178251677786491,1.5544562919446623]
[1535,383.75,15,0.98958333333333337,2.5601086846653334,2.4225012276199003,7.2859449768045756,1.8214862442011439]
[1536,384,16,0,2.5608512678469557,2.508430491950516,8.0890977532592263,2.0222744383148066]
[1537,384.25,16,1.0416666666666666E-2,2.5615977748245609,2.5542022203363319,8.5400360502682044,{"$f":"G1557*$B$13","v":2.1350090125670511}]
[{"$f":"IF(IF(A1557<>\"\",A1557+1<=$B$16,0),A1557+1,\"\")","v":1538},{"$f":"IF(A1558<>\"\",A1558*$B$13,\"\")","v":384.5},{"$f":"IF(A1558<>\"\",ROUNDDOWN(A1558*$B$13/24,0),\"\")","v":16},{"$f":"IF(A1558<>\"\",MOD(B1558,24)/24,\"\")","v":2.0833333333333332E-2},{"$f":"IF(A1558<>\"\",($B$4+$B$5)/2+($B$5-$B$4)/2*COS(2*PI()/$B$15*B1558),\"\")","v":2.562348190112234},{"$f":"IF(A1558<>\"\",E1558*COS(2*PI()/$B$7*B1558),\"\")","v":2.5590594345849578},{"$f":"ABS(0.5*1.025*1*(F1558^3))","v":8.5888493939958721},2.147212348498968]
[1539,384.75,16,3.125E-2,2.5631024981429853,2.5229002964551288,8.2298919442213059,2.0574729860553265]
[1540,385,16,4.1666666666666664E-2,2.5638606832690707,2.4462801258476712,7.5026110227943699,1.8756527556985925]
[1541,385.25,16,5.2083333333333336E-2,2.564622729762319,2.3304028940783832,6.4861487242181921,1.621537181054548]
[1542,385.5,16,6.25E-2,2.5653886218144559,2.1771023221451844,5.2884742346086275,1.3221185586521569]
[1543,385.75,16,7.2916666666666671E-2,2.5661583435374338,1.9888128804263534,4.0315833383841797,1.0078958345960449]
[1544,386,16,8.3333333333333329E-2,2.5669318789637594,1.7685311481268058,2.8348625670361338,0.70871564175903345]
[1545,386.25,16,9.375E-2,2.567709212046827,1.5197681454340848,1.798978122559419,0.44974453063985476]
[1546,386.5,16,0.10416666666666667,2.5684903266612493,1.2464933962708018,0.99257610474274038,0.2481440261856851]
[1547,386.75,16,0.11458333333333333,2.5692752066031952,0.95307161241405747,0.44368063324932017,0.11092015831233004]
[1548,387,16,0.125,2.5700638355907208,0.64419300845732852,0.13700672680568599,3.4251681701421496E-2]
[1549,387.25,16,0.13541666666666666,2.5708561972641122,0.32479835970916204,1.7560438306826732E-2,4.390109576706683E-3]
[1550,387.5,16,0.14583333333333334,2.5716522751862225,-2.1421950146359867E-14,5.0381475525172047E-42,1.2595368881293012E-42]
[1551,387.75,16,0.15625,2.5724520528428125,-0.32499997786071622,1.7593160467115149E-2,4.3982901167787872E-3]
[1552,388,16,0.16666666666666666,2.5732555136428941,-0.64499301064330172,0.13751779344974721,3.4379448362436803E-2]
[1553,388.25,16,0.17708333333333334,2.5740626409190743,-0.95484750926276296,0.4461654417058607,0.11154136042646517]
[1554,388.5,16,0.1875,2.5748734179279009,-1.2495911229895602,0.99999462063426847,0.24999865515856712]
[1555,388.75,16,0.19791666666666666,2.5756878278502096,-1.5244905049932735,1.8158001226160865,0.45395003065402162]
[1556,389,16,0.20833333333333334,2.5765058537914736,-1.7751273000671954,2.866700876379197,0.71667521909479925]
[1557,389.25,16,0.21875,2.577327478782153,-1.9974691350545732,4.0844548685054622,1.0211137171263656]
[1558,389.5,16,0.22916666666666666,2.5781526857780479,-2.1879344717302049,5.3678058853022357,1.3419514713255589]
[1559,389.75,16,0.23958333333333334,2.5789814576606513,-2.343450279435022,6.5957031384461047,1.6489257846115262]
[1560,390,16,0.25,2.5798137772375047,-2.4615015990640057,7.6435346106787705,1.9108836526696926]
[1561,390.25,16,0.26041666666666669,2.5806496272425532,-2.540172199252356,8.400078517874233,2.1000196294685582]
[1562,390.5,16,0.27083333333333331,2.5814889903365068,-2.5781756677294045,8.7827674902902046,2.1956918725725512]
[1563,390.75,16,0.28125,2.5823318491071974,-2.5748764335519283,8.7490932813622813,2.1872733203405703]
[1564,391,16,0.29166666666666669,2.5831781860699397,-2.5303003768458159,8.3025234372920096,2.0756308593230024]
[1565,391.25,16,0.30208333333333331,2.5840279836678972,-2.4451348492097029,7.4920784477902416,1.8730196119475604]
[1566,391.5,16,0.3125,2.5848812242724426,-2.3207180974029602,6.4056180115351902,1.6014045028837975]
[1567,391.75,16,0.32291666666666669,2.585737890183526,-2.1590182526416761,5.1577799731571226,1.2894449932892806]
[1568,392,16,0.33333333333333331,2.5865979636300405,-1.9626022150449198,3.8742774940899412,0.96856937352248529]
[1569,392.25,16,0.34375,2.5874614267701919,-1.7345949248282282,2.6747801024715594,0.66869502561788985]
[1570,392.5,16,0.35416666666666669,2.5883282616918692,-1.4786296661360747,1.6568077434821238,0.41420193587053095]
[1571,392.75,16,0.36458333333333331,2.589198450413015,-1.1987901934633667,0.88292418782117865,0.22073104695529466]
[1572,393,16,0.375,2.5900719748819978,-0.89954560212264711,0.37304688990855245,9.3261722477138112E-2]
[1573,393.25,16,0.38541666666666669,2.5909488169779897,-0.58567898105906835,0.10296100772774743,2.5740251931936856E-2]
[1574,393.5,16,0.39583333333333331,2.5918289585113392,-0.2622109866110221,9.2394585952846123E-3,2.3098646488211531E-3]
[1575,393.75,16,0.40625,2.592712381223949,6.5680442049802529E-2,1.4521185418949183E-4,3.6302963547372958E-5]
[1576,394,16,0.41666666666666669,2.5935990667896571,0.39274294242195301,3.1046956866433929E-2,7.7617392166084822E-3]
[1577,394.25,16,0.42708333333333331,2.5944889968146141,0.71373383760800313,0.1863385579555826,4.658463948889565E-2]
[1578,394.5,16,0.4375,2.5953821528376655,1.023504148228167,0.54949366674735667,0.13737341668683917]
[1579,394.75,16,0.44791666666666669,2.5962785163307363,1.3170811614696485,1.1709314845284369,0.29273287113210922]
[1580,395,16,0.45833333333333331,2.5971780686992134,1.5897482335923734,2.0591070380653647,0.51477675951634116]
[1581,395.25,16,0.46875,2.5980807912823316,1.8371205455862385,3.1776556469052966,0.79441391172632414]
[1582,395.5,16,0.47916666666666669,2.5989866653535625,2.0552155955862443,4.44903712983775,1.1122592824594375]
[1583,395.75,16,0.48958333333333331,2.5998956721210007,2.2405172950882277,5.7641964256612335,1.4410491064153084]
[1584,396,16,0.5,2.6008077927277546,2.3900326376499481,6.9968951268017001,1.749223781700425]
[1585,396.25,16,0.51041666666666663,2.6017230082523377,2.5013400269915014,8.0206962252202096,2.0051740563050524]
[1586,396.5,16,0.52083333333333337,2.6026412997090613,2.5726284843505534,8.7261985688714265,2.1815496422178566]
[1587,396.75,16,0.53125,2.6035626480484275,2.6027271004773795,9.0360738589213536,2.2590184647303384]
[1588,397,16,0.54166666666666663,2.6044870341575255,2.5911242534552565,8.9157644884959844,2.2289411221239961]
[1589,397.25,16,0.55208333333333337,2.6054144388604263,2.5379762771142746,8.378312304274667,2.0945780760686667]
[1590,397.5,16,0.5625,2.6063448429185838,2.4441054335574437,7.4826198083745421,1.8706549520936355]
[1591,397.75,16,0.57291666666666663,2.6072782270312294,2.3109872145391739,6.3253782079654171,1.5813445519913543]
[1592,398,16,0.58333333333333337,2.6082145718357763,2.1407271673868995,5.0277981237292328,1.2569495309323082]
[1593,398.25,16,0.59375,2.6091538579082192,1.9360276090995192,3.7190199563604982,0.92975498909012455]
[1594,398.5,16,0.60416666666666663,2.6100960657635373,1.7001447544998705,2.5185557532955811,0.62963893832389528]
[1595,398.75,16,0.61458333333333337,2.6110411758560996,1.4368369382584625,1.5202545878398801,0.38006364695997003]
[1596,399,16,0.625,2.6119891685800689,1.1503047537745388,0.78006827091162034,0.19501706772790509]
[1597,399.25,16,0.63541666666666663,2.6129400242698102,0.84512406199150925,0.309353668481126,7.73384171202815E-2]
[1598,399.5,16,0.64583333333333337,2.6138937232002961,0.52617293814927057,7.4658522936585758E-2,1.866463073414644E-2]
[1599,399.75,16,0.65625,2.6148502455875193,0.19855372238006294,4.0116955795339703E-3,1.0029238948834926E-3]
[1600,400,16,0.66666666666666663,2.6158095715889007,-0.13248858064136143,1.1918708884125549E-3,2.9796772210313873E-4]
[1601,400.25,16,0.67708333333333337,2.616771681303701,-0.46165024836567242,5.0423511923135357E-2,{"$f":"G1621*$B$13","v":1.2605877980783839E-2}]
[{"$f":"IF(IF(A1621<>\"\",A1621+1<=$B$16,0),A1621+1,\"\")","v":1602},{"$f":"IF(A1622<>\"\",A1622*$B$13,\"\")","v":400.5},{"$f":"IF(A1622<>\"\",ROUNDDOWN(A1622*$B$13/24,0),\"\")","v":16},{"$f":"IF(A1622<>\"\",MOD(B1622,24)/24,\"\")","v":0.6875},{"$f":"IF(A1622<>\"\",($B$4+$B$5)/2+($B$5-$B$4)/2*COS(2*PI()/$B$15*B1622),\"\")","v":2.617736554773435},{"$f":"IF(A1622<>\"\",E1622*COS(2*PI()/$B$7*B1622),\"\")","v":-0.78365379015850201},{"$f":"ABS(0.5*1.025*1*(F1622^3))","v":0.24664174532662242},6.1660436331655605E-2]
[1603,400.75,16,0.69791666666666663,2.6187041719822841,-1.0933325399370097,0.66980855663805905,0.16745213915951476]
[1604,401,16,0.70833333333333337,2.6196745128575132,-1.3857135360724897,1.3636855783685855,0.34092139459214638]
[1605,401.25,16,0.71875,2.6206475572698849,-1.6560973593904917,2.3278310877828563,0.58195777194571408]
[1606,401.5,16,0.72916666666666663,2.621623285034079,-1.9001336478246325,3.5159793477244783,0.87899483693111957]
[1607,401.75,16,0.73958333333333337,2.6226016759091104,-2.1138910745645938,4.8410735943352794,1.2102683985838198]
[1608,402,16,0.75,2.6235827095987494,-2.2939206643131023,6.1862725618255938,1.5465681404563985]
[1609,402.25,16,0.76041666666666663,2.6245663657519409,-2.4373114281320074,7.4203936346875548,1.8550984086718887]
[1610,402.5,16,0.77083333333333337,2.6255526239632307,-2.5417374196379403,8.4156161386052606,2.1039040346513151]
[1611,402.75,16,0.78125,2.6265414637731839,-2.6054954520550919,9.064937790463615,2.2662344476159038]
[1612,403,16,0.79166666666666663,2.6275328646688121,-2.6275328646688121,9.2969038649931921,2.324225966248298]
[1613,403.25,16,0.80208333333333337,2.6285268060839999,-2.6074648861694709,9.0855092663815089,2.2713773165953772]
[1614,403.5,16,0.8125,2.6295232673999287,-2.5455813086961712,8.4538549122698754,2.1134637280674688]
[1615,403.75,16,0.82291666666666663,2.6305222279455061,-2.4428423574231091,7.4710250935708009,1.8677562733927002]
[1616,404,16,0.83333333333333337,2.6315236669977939,-2.3008638135438799,6.2426158584700255,1.5606539646175064]
[1617,404.25,16,0.84375,2.6325275637824403,-2.1218916207303424,4.8962486307798869,1.2240621576949717]
[1618,404.5,16,0.85416666666666663,2.6335338974741065,-1.9087663738126102,3.564119003362495,0.89102975084062375]
[1619,404.75,16,0.86458333333333337,2.6345426471969038,-1.6648782508433269,2.3650553523212809,0.59126383808032024]
[1620,405,16,0.875,2.6355537920248224,-1.3941131032618874,1.3886343282009697,0.34715858205024241]
[1621,405.25,16,0.88541666666666663,2.6365673109821679,-1.1007905610998521,0.68360929736837295,0.17090232434209324]
[1622,405.5,16,0.89583333333333337,2.6375831830439962,-0.78959513877801935,0.25229420045456119,6.3073550113640298E-2]
[1623,405.75,16,0.90625,2.6386013871365481,-0.4655014399661293,5.1696001822100615E-2,1.2924000455525154E-2]
[1624,406,16,0.91666666666666663,2.6396219021376881,-0.13369465539171885,1.2247177387470787E-3,3.0617943468676966E-4]
[1625,406.25,16,0.92708333333333337,2.6406447068773433,0.20051237615561299,4.1315919302758923E-3,1.0328979825689731E-3]
[1626,406.5,16,0.9375,2.6416697801379385,0.5317642173046937,7.7063938367575704E-2,1.9265984591893926E-2]
[1627,406.75,16,0.94791666666666663,2.6426971006548423,0.85474863088097908,0.32004357368489444,8.0010893421223611E-2]
[1628,407,16,0.95833333333333337,2.6437266471168033,1.1642817537073489,0.80885028685112303,0.20221257171278076]
[1629,407.25,16,0.96875,2.6447583981663936,1.4553912800739002,1.5799130098740497,0.39497825246851243]
[1630,407.5,16,0.97916666666666663,2.645792332400454,1.7233963203231122,2.6233084232061072,0.65582710580152681]
[1631,407.75,16,0.98958333333333337,2.6468284283705348,1.963982652208619,3.8824584070255579,0.97061460175638947]
[1632,408,17,0,2.6478666645833417,2.1732721554814485,5.2606113419329219,1.3151528354832305]
[1633,408.25,17,1.0416666666666666E-2,2.6489070195011841,2.3478853123936458,6.633221608154793,1.6583054020386983]
[1634,408.5,17,2.0833333333333332E-2,2.6499494715424188,2.4849957670209442,7.8644947994988952,1.9661236998747238]
[1635,408.75,17,3.125E-2,2.6509939990818983,2.5823760627445504,8.8257644388341365,2.2064411097085341]
[1636,409,17,4.1666666666666664E-2,2.6520405804514207,2.6384338178815545,9.4130959227619311,2.3532739806904828]
[1637,409.25,17,5.2083333333333336E-2,2.6530891939401777,2.652237752077069,9.561614439781053,2.3904036099452632]
[1638,409.5,17,6.25E-2,2.6541398177952069,2.6235331382285385,9.2545122013741477,2.3136280503435369]
[1639,409.75,17,7.2916666666666671E-2,2.6551924302218408,2.5527464238170499,8.5254419003669657,2.1313604750917414]
[1640,410,17,8.3333333333333329E-2,2.6562470093841601,2.4409789388664382,7.4539412691673288,1.8634853172918322]
[1641,410.25,17,9.375E-2,2.6573035334054476,2.2899897825657081,6.1545244817000393,1.5386311204250098]
[1642,410.5,17,0.10416666666666667,2.6583619803686394,2.1021681540731683,4.7609785809027096,1.1902446452256774]
[1643,410.75,17,0.11458333333333333,2.6594223283167815,1.8804955623917201,3.4080880653327275,0.85202201633318186]
[1644,411,17,0.125,2.6604845552534861,1.6284985127462754,2.2133799347013903,0.55334498367534757]
[1645,411.25,17,0.13541666666666666,2.6615486391433856,1.3501924199969992,1.2614814432255783,0.31537036080639458]
[1646,411.5,17,0.14583333333333334,2.6626145579125913,1.0500176408227668,0.59331271585081091,0.14832817896270273]
[1647,411.75,17,0.15625,2.6636822894491501,0.73276864344039783,0.20164826982725209,5.0412067456813023E-2]
[1648,412,17,0.16666666666666666,2.6647518116035056,0.40351744443241416,3.3672922669437742E-2,8.4182306673594356E-3]
[1649,412.25,17,0.17708333333333334,2.6658231021889534,6.7532535057263435E-2,1.5784579901224603E-4,3.9461449753061508E-5]
[1650,412.5,17,0.1875,2.6668961389821066,-0.2698054072956293,1.0065742535451465E-2,2.5164356338628663E-3]
[1651,412.75,17,0.19791666666666666,2.6679708997233522,-0.60308967425604876,0.11241895608181669,2.8104739020454173E-2]
[1652,413,17,0.20833333333333334,2.6690473621173156,-0.92697416895497486,0.40822233878812336,0.10205558469703084]
[1653,413.25,17,0.21875,2.6701255038333223,-1.2362591476143301,0.96832785319639858,0.24208196329909965]
[1654,413.5,17,0.22916666666666666,2.6712053025058604,-1.5259746853142633,1.8211086490380546,0.45527716225951365]
[1655,413.75,17,0.23958333333333334,2.6722867357350455,-1.7914605263422139,2.946562106153523,0.73664052653838075]
[1656,414,17,0.25,2.6733697810870858,-2.0284410363613028,4.277411508654108,1.069352877163527]
[1657,414.25,17,0.26041666666666669,2.6744544160947465,-2.2330940510745028,5.7070925255582674,1.4267731313895669]
[1658,414.5,17,0.27083333333333331,2.6755406182578159,-2.4021125128777832,7.1035248862795894,1.7758812215698974]
[1659,414.75,17,0.28125,2.6766283650435723,-2.5327579016622632,8.3267381283268218,2.0816845320817055]
[1660,415,17,0.29166666666666669,2.6777176338872524,-2.6229045966123468,9.2478622538367237,2.3119655634591809]
[1661,415.25,17,0.30208333333333331,2.6788084021925176,-2.6710744504782227,9.7667899891687657,2.4416974972921914]
[1662,415.5,17,0.3125,2.6799006473319245,-2.676461014068781,9.8259971748632484,2.4564992937158121]
[1663,415.75,17,0.32291666666666669,2.6809943466473931,-2.6389430141212786,9.418546927187549,2.3546367317968873]
[1664,416,17,0.33333333333333331,2.6820894774506772,-2.5590868596131808,8.5891255329063689,2.1472813832265922]
[1665,416.25,17,0.34375,2.6831860170238353,-2.4381381272412286,7.4279468513331004,{"$f":"G1685*$B$13","v":1.8569867128332751}]
[{"$f":"IF(IF(A1685<>\"\",A1685+1<=$B$16,0),A1685+1,\"\")","v":1666},{"$f":"IF(A1686<>\"\",A1686*$B$13,\"\")","v":416.5},{"$f":"IF(A1686<>\"\",ROUNDDOWN(A1686*$B$13/24,0),\"\")","v":17},{"$f":"IF(A1686<>\"\",MOD(B1686,24)/24,\"\")","v":0.35416666666666669},{"$f":"IF(A1686<>\"\",($B$4+$B$5)/2+($B$5-$B$4)/2*COS(2*PI()/$B$15*B1686),\"\")","v":2.6842839426197012},{"$f":"IF(A1686<>\"\",E1686*COS(2*PI()/$B$7*B1686),\"\")","v":-2.2780021533895867},{"$f":"ABS(0.5*1.025*1*(F1686^3))","v":6.0583765187870613},1.5145941296967653]
[1667,416.75,17,0.36458333333333331,2.6853832314623576,-2.0812140346145243,4.6200226783956992,1.1550056695989248]
[1668,417,17,0.375,2.686483860747606,-1.8508985086858087,3.2496881461264069,0.81242203653160172]
[1669,417.25,17,0.38541666666666669,2.6875858076434413,-1.5907203508146834,2.0628867265208783,0.51572168163021959]
[1670,417.5,17,0.39583333333333331,2.6886890492905255,-1.3048260722565117,1.1385490559396563,0.28463726398491407]
[1671,417.75,17,0.40625,2.6897935628026626,-0.99777784854372364,0.50909102862140265,0.12727275715535066]
[1672,418,17,0.41666666666666669,2.6908993252672699,-0.67448072993146824,0.15725429234956234,3.9313573087390585E-2]
[1673,418.25,17,0.42708333333333331,2.6920063137458587,-0.34010429520010876,2.0161842594179996E-2,5.040460648544999E-3]
[1674,418.5,17,0.4375,2.6931145052745049,3.0351866821610172E-14,1.433012878957289E-41,3.5825321973932225E-42]
[1675,418.75,17,0.44791666666666669,2.6942238768643292,0.34038445900870767,2.0211709118049467E-2,5.0529272795123668E-3]
[1676,419,17,0.45833333333333331,2.6953344055019719,0.67559239402312565,0.15803312364172256,3.950828091043064E-2]
[1677,419.25,17,0.46875,2.6964460681500708,1.0002455927471139,0.51287769159181784,0.12821942289795446]
[1678,419.5,17,0.47916666666666669,2.6975588417477403,1.3091305999432945,1.1498542442427369,0.28746356106068421]
[1679,419.75,17,0.48958333333333331,2.6986727032110469,1.5972824298213228,2.0885218010526545,0.52213045026316363]
[1680,420,17,0.5,2.6997876294334908,1.8600643652094624,3.2982060790861718,0.82455151977154295]
[1681,420.25,17,0.51041666666666663,2.700903597286485,2.0932425610450101,4.7005918060567424,1.1751479515141856]
[1682,420.5,17,0.52083333333333337,2.7020205836198334,2.2930542519215864,6.179265555271976,1.544816388817994]
[1683,420.75,17,0.53125,2.7031385652622126,2.456268464939376,7.5948878864901816,1.8987219716225454]
[1684,421,17,0.54166666666666663,2.7042575190216516,2.5802382583135741,8.8038635119941784,2.2009658779985446]
[1685,421.25,17,0.55208333333333337,2.7053774216860136,2.6629436412081864,9.6778702434912471,2.4194675608728118]
[1686,421.5,17,0.5625,2.7064982500234764,2.7030244789280142,10.121474981630183,2.5303687454075456]
[1687,421.75,17,0.57291666666666663,2.7076199807830172,2.699802847547617,10.085327902732899,2.5213319756832249]
[1688,422,17,0.58333333333333337,2.7087425906948908,2.6532944707314972,9.5730477615513401,2.393261940387835]
[1689,422.25,17,0.59375,2.7098660564711152,2.5642090462049607,8.6408039916758952,2.1602009979189738]
[1690,422.5,17,0.60416666666666663,2.7109903548059542,2.433939447277262,7.3896382405962928,1.8474095601490732]
[1691,422.75,17,0.61458333333333337,2.7121154623764006,2.2645399631463632,5.9516014024420034,1.4879003506105009]
[1692,423,17,0.625,2.7132413558426594,2.0586939175716079,4.4716645211987904,1.1179161302996976]
[1693,423.25,17,0.63541666666666663,2.7143680118486326,1.8196711760630571,3.087966763064645,0.77199169076616125]
[1694,423.5,17,0.64583333333333337,2.7154954070224044,1.551276214267804,1.9132039561122303,0.47830098902805757]
[1695,423.75,17,0.65625,2.7166235179767257,1.2577875721202241,1.0198017843263905,0.25495044608159761]
[1696,424,17,0.66666666666666663,2.7177523213094972,0.94388965712195505,0.43098043131029018,0.10774510782757254]
[1697,424.25,17,0.67708333333333337,2.7188817936042575,0.61459798358946149,0.11897816401341303,2.9744541003353258E-2]
[1698,424.5,17,0.6875,2.7200119114306687,0.27517904086525657,1.0679229690819395E-2,2.6698074227048487E-3]
[1699,424.75,17,0.69791666666666663,2.7211426513450001,-6.8933929391952226E-2,1.6787768613006962E-4,4.1969421532517406E-5]
[1700,425,17,0.70833333333333337,2.722273989890617,-0.41222790004763765,3.5900956179958456E-2,8.9752390449896139E-3]
[1701,425.25,17,0.71875,2.7234059035984668,-0.74919837753258178,0.21551840005168191,5.3879600012920477E-2]
[1702,425.5,17,0.72916666666666663,2.7245383689875649,-1.0744376582911697,0.63567851720123258,0.15891962930030815]
[1703,425.75,17,0.73958333333333337,2.7256713625654818,-1.3827216076439643,1.3548715344539344,0.33871788361348359]
[1704,426,17,0.75,2.7268048608288322,-1.6690935685533814,2.3830651787331369,0.59576629468328424]
[1705,426.25,17,0.76041666666666663,2.7279388402637603,-1.9289440526126669,3.6783475742680647,0.91958689356701617]
[1706,426.5,17,0.77083333333333337,2.729073277346429,-2.1580849320506381,5.1510939042937469,1.2877734760734367]
[1707,426.75,17,0.78125,2.7302081485435079,-2.3528169386167037,6.6751078052677544,1.6687769513169386]
[1708,427,17,0.79166666666666663,2.7313434303126609,-2.5099893815034289,8.1041882828901191,2.0260470707225298]
[1709,427.25,17,0.80208333333333337,2.7324790991030343,-2.6270511202863602,9.291791186667087,2.3229477966667718]
[1710,427.5,17,0.8125,2.7336151313557462,-2.7020919682491851,10.111003236561681,2.5277508091404202]
[1711,427.75,17,0.82291666666666663,2.7347515035043752,-2.7338738541887766,10.471991582356228,2.617997895589057]
[1712,428,17,0.83333333333333337,2.735888191975449,-2.7218512344264849,10.334441800904248,2.5836104502260619]
[1713,428.25,17,0.84375,2.7370251731889321,-2.6661804186732008,9.7132031764565259,2.4283007941141315]
[1714,428.5,17,0.85416666666666663,2.738162423558717,-2.5677176508571953,8.676322157009503,2.1690805392523758]
[1715,428.75,17,0.86458333333333337,2.739299919493114,-2.4280059661852653,7.3357262871137516,1.8339315717784379]
[1716,429,17,0.875,2.7404376373953365,-2.2492510256825353,5.8318675410480925,1.4579668852620231]
[1717,429.25,17,0.88541666666666663,2.7415755536639961,-2.0342863063587981,4.3144962592917624,1.0786240648229406]
[1718,429.5,17,0.89583333333333337,2.7427136446935871,-1.7865281961401396,2.9222912282033926,0.73057280705084815]
[1719,429.75,17,0.90625,2.7438518868749804,-1.5099217050376432,1.7642379267031576,0.4410594816757894]
[1720,430,17,0.91666666666666663,2.7449902565959095,-1.2088776550875093,0.9054008964878294,0.22635022412195735]
[1721,430.25,17,0.92708333333333337,2.7461287302414639,-0.88820234896198502,0.35911175543615925,8.9777938859039813E-2]
[1722,430.5,17,0.9375,2.7472672841945758,-0.55302083859636653,8.667989150082904E-2,2.166997287520726E-2]
[1723,430.75,17,0.94791666666666663,2.748405894836512,-0.20869501874990318,4.6583285870048083E-3,1.1645821467512021E-3]
[1724,431,17,0.95833333333333337,2.7495445385473642,0.13926214556249017,1.3841817390285805E-3,3.4604543475714512E-4]
[1725,431.25,17,0.96875,2.7506831917065364,0.48527488573017974,5.8567585162574626E-2,1.4641896290643656E-2]
[1726,431.5,17,0.97916666666666663,2.7518218306932378,0.82379397710260671,0.28651654599286397,7.1629136498215992E-2]
[1727,431.75,17,0.98958333333333337,2.7529604318869718,1.1493857357177846,0.77820009409212521,0.1945500235230313]
[1728,432,18,0,2.7540989716680246,1.4568192368908723,1.5845679679490141,0.39614199198725353]
[1729,432.25,18,1.0416666666666666E-2,2.7552374264179571,1.7411503556541537,2.7052206717839691,{"$f":"G1749*$B$13","v":0.67630516794599227}]
[{"$f":"IF(IF(A1749<>\"\",A1749+1<=$B$16,0),A1749+1,\"\")","v":1730},{"$f":"IF(A1750<>\"\",A1750*$B$13,\"\")","v":432.5},{"$f":"IF(A1750<>\"\",ROUNDDOWN(A1750*$B$13/24,0),\"\")","v":18},{"$f":"IF(A1750<>\"\",MOD(B1750,24)/24,\"\")","v":2.0833333333333332E-2},{"$f":"IF(A1750<>\"\",($B$4+$B$5)/2+($B$5-$B$4)/2*COS(2*PI()/$B$15*B1750),\"\")","v":2.7563757725200948},{"$f":"IF(A1750<>\"\",E1750*COS(2*PI()/$B$7*B1750),\"\")","v":1.9978012788156856},{"$f":"ABS(0.5*1.025*1*(F1750^3))","v":4.0864927249715288},1.0216231812428822]
[1731,432.75,18,3.125E-2,2.7575139863600149,2.2226342098759089,5.6272712955470654,1.4068178238867663]
[1732,433,18,4.1666666666666664E-2,2.7586520443260416,2.4120180800768138,7.191765969147049,1.7979414922867623]
[1733,433.25,18,5.2083333333333336E-2,2.7597899228097291,2.5628871900065562,8.6274478107600192,2.1568619526900048]
[1734,433.5,18,6.25E-2,2.7609275982063575,2.6727908346697959,9.7856299786802694,2.4464074946700674]
[1735,433.75,18,7.2916666666666671E-2,2.7620650469154189,2.7399331087201606,10.541775197154303,2.6354437992885758]
[1736,434,18,8.3333333333333329E-2,2.7632022453411076,2.7632022453411076,10.812643620840014,2.7031609052100034]
[1737,434.25,18,9.375E-2,2.7643391698928097,2.7421890095527597,10.567835086856435,2.6419587717141089]
[1738,434.5,18,0.10416666666666667,2.7654757969855943,2.6771938418400323,9.8340705994587427,2.4585176498646857]
[1739,434.75,18,0.11458333333333333,2.7666121030406994,2.5692226281416723,8.6915870626452207,2.1728967656613052]
[1740,435,18,0.125,2.7677480644860228,2.4199711545240423,7.2631403722285794,1.8157850930571449]
[1741,435.25,18,0.13541666666666666,2.7688836577566129,2.2317984863677101,5.6971651083205348,1.4242912770801337]
[1742,435.5,18,0.14583333333333334,2.770018859295154,2.007689689705741,4.1474736535577517,1.0368684133894379]
[1743,435.75,18,0.15625,2.7711536455524564,1.751208483618313,2.7523738762932966,0.68809346907332414]
[1744,436,18,0.16666666666666666,2.7722879929879469,1.466440574552188,1.6161708717962642,0.40404271794906604]
[1745,436.25,18,0.17708333333333334,2.7734218780701543,1.1579285734944273,0.79568135666018758,0.19892033916504689]
[1746,436.5,18,0.1875,2.774555277277198,0.8305995326678618,0.29367631155946455,7.3419077889866138E-2]
[1747,436.75,18,0.19791666666666666,2.7756881670972784,0.48968625764382734,6.0179367474772677E-2,1.5044841868693169E-2]
[1748,437,18,0.20833333333333334,2.7768205240291617,0.14064365155632977,1.4257857516584611E-3,3.5644643791461528E-4]
[1749,437.25,18,0.21875,2.7779523245826692,-0.2109385711748363,4.8101859947370911E-3,1.2025464986842728E-3]
[1750,437.5,18,0.22916666666666666,2.7790835452791631,-0.55942540486744041,8.9726437381046312E-2,2.2431609345261578E-2]
[1751,437.75,18,0.23958333333333334,2.7802141626520349,-0.89922687261203837,0.37265049334567601,9.3162623336419004E-2]
[1752,438,18,0.25,2.781344153247193,-1.2248876985591286,0.94185205345228451,0.23546301336307113]
[1753,438.25,18,0.26041666666666669,2.7824734936235456,-1.5311748938822007,1.8397900607164002,0.45994751517910004]
[1754,438.5,18,0.27083333333333331,2.7836021603534911,-1.813161850100411,3.0549463507380739,0.76373658768451846]
[1755,438.75,18,0.28125,2.784730130023402,-2.0663075882918505,4.5214609203519727,1.1303652300879932]
[1756,439,18,0.29166666666666669,2.7858573792341108,-2.2865298892928694,6.1266704166712911,1.5316676041678228]
[1757,439.25,18,0.30208333333333331,2.7869838846013955,-2.4702711270573872,7.7255202747347118,1.931380068683678]
[1758,439.5,18,0.3125,2.7881096227564646,-2.614555743399682,9.1598336485233496,2.2899584121308374]
[1759,439.75,18,0.32291666666666669,2.7892345703464425,-2.7170384355214523,10.279718352035426,2.5699295880088564]
[1760,440,18,0.33333333333333331,2.7903587040348539,-2.7760422759038419,10.96407749811989,2.7410193745299725]
[1761,440.25,18,0.34375,2.7914820005021057,-2.7905861449685752,11.137306475861383,2.7843266189653457]
[1762,440.5,18,0.35416666666666669,2.7926044364459743,-2.760401027805004,10.779792744200602,2.6949481860501505]
[1763,440.75,18,0.36458333333333331,2.7937259885820875,-2.6859349044927114,9.930710438102512,2.482677609525628]
[1764,441,18,0.375,2.7948466336444047,-2.5683461462680146,8.6826947776437446,2.1706736944109362]
[1765,441.25,18,0.38541666666666669,2.7959663483857042,-2.4094855140599716,7.1691361575778618,1.7922840393944655]
[1766,441.5,18,0.39583333333333331,2.797085109578064,-2.2118670388040496,5.5458857717559393,1.3864714429389848]
[1767,441.75,18,0.40625,2.798202894013341,-1.9786282414926568,3.96996319495224,0.99249079873806001]
[1768,442,18,0.41666666666666669,2.7993196785036552,-1.7134803222754373,2.578286850694917,0.64457171267372926]
[1769,442.25,18,0.42708333333333331,2.8004354398818707,-1.4206491093232074,1.4694483984975306,0.36736209962438265]
[1770,442.5,18,0.4375,2.8015501550020745,-1.1048077070186608,0.69112078652830522,0.1727801966320763]
[1771,442.75,18,0.44791666666666669,2.8026638007400582,-0.77100191694126063,0.23488768263614382,5.8721920659035955E-2]
[1772,443,18,0.45833333333333331,2.8037763539937974,-0.42456962190515873,3.9222983100607164E-2,9.8057457751517911E-3]
[1773,443.25,18,0.46875,2.8048877916839303,-7.1055421107284383E-2,1.8385926625006396E-4,4.5964816562515991E-5]
[1774,443.5,18,0.47916666666666669,2.8059980907542368,0.28387811834160309,1.1724372911744899E-2,2.9310932279362246E-3]
[1775,443.75,18,0.48958333333333331,2.8071072281721174,0.63454117285000677,0.13094028766060883,3.2735071915152208E-2]
[1776,444,18,0.5,2.8082151809290714,0.97530788345526276,0.47546556993052352,0.11886639248263088]
[1777,444.25,18,0.51041666666666663,2.8093219260411706,1.300706623968011,1.127799572244423,0.28194989306110574]
[1778,444.5,18,0.52083333333333337,2.8104274405495406,1.6055078676161634,2.120953680620814,0.5302384201552035]
[1779,444.75,18,0.53125,2.8115317015208361,1.8848082410021674,3.4315899377245751,0.85789748443114378]
[1780,445,18,0.54166666666666663,2.8126346860477138,2.1341094142062262,4.9813139538312878,1.245328488457822]
[1781,445.25,18,0.55208333333333337,2.8137363712493109,2.3493905576090444,6.6459875992547479,1.661496899813687]
[1782,445.5,18,0.5625,2.8148367342717187,2.5271731981796419,8.2717783926704218,2.0679445981676055]
[1783,445.75,18,0.57291666666666663,2.8159357522884543,2.6645774289497819,9.6956940776219547,2.4239235194054887]
[1784,446,18,0.58333333333333337,2.8170334025009387,2.7593685632580587,10.767701466799044,2.6919253666997611]
[1785,446.25,18,0.59375,2.8181296621389671,2.8099934778886246,11.371291832596697,2.8428229581491742]
[1786,446.5,18,0.60416666666666663,2.81922450846118,2.8156060540213752,11.439565801212661,2.8598914503031652]
[1787,446.75,18,0.61458333333333337,2.8203179187555372,2.7760812993164623,10.964539877679174,2.7411349694197935]
[1788,447,18,0.625,2.8214098703397887,2.6920179156857578,9.9983355364558992,2.4995838841139748]
[1789,447.25,18,0.63541666666666663,2.8225003405619438,2.5647292624566056,8.6460640916785287,2.1615160229196322]
[1790,447.5,18,0.64583333333333337,2.8235893068007423,2.3962228507400383,7.0514021832367577,1.7628505458091894]
[1791,447.75,18,0.65625,2.8246767464661242,2.1891686888925825,5.3768949729285946,1.3442237432321487]
[1792,448,18,0.66666666666666663,2.8257626369996958,1.9468569780528355,3.7817778521091969,0.94544446302729923]
[1793,448.25,18,0.67708333333333337,2.8268469558752005,1.6731458279622586,2.40046431516285,{"$f":"G1813*$B$13","v":0.60011607879071249}]
[{"$f":"IF(IF(A1813<>\"\",A1813+1<=$B$16,0),A1813+1,\"\")","v":1794},{"$f":"IF(A1814<>\"\",A1814*$B$13,\"\")","v":448.5},{"$f":"IF(A1814<>\"\",ROUNDDOWN(A1814*$B$13/24,0),\"\")","v":18},{"$f":"IF(A1814<>\"\",MOD(B1814,24)/24,\"\")","v":0.6875},{"$f":"IF(A1814<>\"\",($B$4+$B$5)/2+($B$5-$B$4)/2*COS(2*PI()/$B$15*B1814),\"\")","v":2.8279296805989858},{"$f":"IF(A1814<>\"\",E1814*COS(2*PI()/$B$7*B1814),\"\")","v":1.3723998238945663},{"$f":"ABS(0.5*1.025*1*(F1814^3))","v":1.3247558033293805},0.33118895083234512]
[1795,448.75,18,0.69791666666666663,2.8290107887104665,1.0494204229284123,0.59230091721256339,0.14807522930314085]
[1796,449,18,0.70833333333333337,2.8300902577825955,0.70936928963395418,0.18294098718063381,4.5735246795158453E-2]
[1797,449.25,18,0.71875,2.8311680654223261,0.3576857953738054,2.3453029527429656E-2,5.8632573818574139E-3]
[1798,449.5,18,0.72916666666666663,2.8322441892710772,-4.0247075329054856E-14,3.3411567381940849E-41,8.3528918454852122E-42]
[1799,449.75,18,0.73958333333333337,2.8333186070051966,-0.35795749177578673,2.3506514557576699E-2,5.8766286393941748E-3]
[1800,450,18,0.75,2.8343912963364253,-0.71044735583881402,0.18377633083024583,4.5944082707561458E-2]
[1801,450.25,18,0.76041666666666663,2.8354622350123586,-1.0518135843591319,0.59636232089115215,0.14909058022278804]
[1802,450.5,18,0.77083333333333337,2.8365314008169085,-1.376574255597538,1.336881148672989,0.33422028716824725]
[1803,450.75,18,0.78125,2.8375987715707649,-1.6795095808838123,2.4279588768496794,0.60698971921241984]
[1804,451,18,0.79166666666666663,2.838664325131854,-1.9557458143761821,3.8338145219318602,0.95845363048296506]
[1805,451.25,18,0.80208333333333337,2.8397280393957991,-2.2008336764881937,5.4633061547771131,1.3658265386942783]
[1806,451.5,18,0.8125,2.8407898922963803,-2.4108200288464587,7.1810548241245948,1.7952637060311487]
[1807,451.75,18,0.82291666666666663,2.8418498618059882,-2.5823116459326854,8.825103984959183,2.2062759962397958]
[1808,452,18,0.83333333333333337,2.842907925936085,-2.712530054466479,10.228631813097074,2.5571579532742685]
[1809,452.25,18,0.84375,2.8439640627376597,-2.7993565540929595,11.242645685267446,2.8106614213168615]
[1810,452.5,18,0.85416666666666663,2.8450182503016803,-2.8413666897791958,11.756437085851047,2.9391092714627618]
[1811,452.75,18,0.86458333333333337,2.8460704667595533,-2.8378536149879232,11.712883891219846,2.9282209728049615]
[1812,453,18,0.875,2.8471206902835733,-2.7888399624922298,11.116412367947634,2.7791030919869084]
[1813,453.25,18,0.88541666666666663,2.8481688990873781,-2.6950780237714635,10.032470651139249,2.5081176627848123]
[1814,453.5,18,0.89583333333333337,2.8492150714263995,-2.5580382253399723,8.5785711887036733,2.1446427971759183]
[1815,453.75,18,0.90625,2.8502591855983148,-2.3798860781011202,6.9081597999635447,1.7270399499908862]
[1816,454,18,0.91666666666666663,2.8513012199434971,-2.1634479608759754,5.1895921671270848,1.2973980417817712]
[1817,454.25,18,0.92708333333333337,2.8523411528454639,-1.9121662786603693,3.5831982304114458,0.89579955760286145]
[1818,454.5,18,0.9375,2.8533789627313269,-1.6300447070285569,2.2196904699942492,0.55492261749856231]
[1819,454.75,18,0.94791666666666663,2.8544146280722384,-1.321584393681956,1.1829831923093372,0.29574579807733431]
[1820,455,18,0.95833333333333337,2.8554481273838377,-0.99171213386626555,0.49986272297663265,0.12496568074415816]
[1821,455.25,18,0.96875,2.8564794392266979,-0.64570166589926925,0.1379715649615004,3.44928912403751E-2]
[1822,455.5,18,0.97916666666666663,2.8575085422067703,-0.28908934427979133,1.2381980674768705E-2,3.0954951686921763E-3]
[1823,455.75,18,0.98958333333333337,2.8585354149758269,7.2414461021719653E-2,1.9461207243287975E-4,4.8653018108219937E-5]
[1824,456,19,0,2.8595600362319056,0.43301682092749683,4.161100177438961E-2,1.0402750443597402E-2]
[1825,456.25,19,1.0416666666666666E-2,2.8605823847197498,0.78693509425039532,0.24975294069816131,6.2438235174540328E-2]
[1826,456.5,19,2.0833333333333332E-2,2.8616024392312505,1.1284896769174395,0.73652355656935986,0.18413088914233997]
[1827,456.75,19,3.125E-2,2.8626201786058867,1.4521951654914198,1.5695271389731846,0.39238178474329616]
[1828,457,19,4.1666666666666664E-2,2.8636355817311632,1.7528484714140147,2.7601138252065249,0.69002845630163123]
[1829,457.25,19,5.2083333333333336E-2,2.8646486275430494,2.0256124702524283,4.259542498741709,1.0648856246854272]
[1830,457.5,19,6.25E-2,2.8656592950264153,2.2660938408368718,5.9638613864484302,1.4909653466121076]
[1831,457.75,19,7.2916666666666671E-2,2.8666675632154699,2.4704138414188592,7.7268593257956955,1.9317148314489239]
[1832,458,19,8.3333333333333329E-2,2.8676734111941919,2.6352708823925521,9.3792834342244831,2.3448208585561208]
[1833,458.25,19,9.375E-2,2.8686768180967679,2.7579938859164401,10.751616545287868,2.6879041363219671]
[1834,458.5,19,0.10416666666666667,2.8696777631080232,2.8365855698610325,11.697189815577822,2.9242974538944555]
[1835,458.75,19,0.11458333333333333,2.8706762254638529,2.8697549545471519,12.112347239564318,3.0280868098910796]
[1836,459,19,0.125,2.8716721844516537,2.8569385631487356,11.950788854925889,2.9876972137314723]
[1837,459.25,19,0.13541666666666666,2.8726656194107552,2.7983099676591761,11.230040643670916,2.8075101609177291]
[1838,459.5,19,0.14583333333333334,2.8736565097328439,2.6947775190602998,10.029115124664839,2.5072787811662098]
[1839,459.75,19,0.15625,2.8746448348623956,2.5479702897961869,8.4776786170575935,2.1194196542643984]
[1840,460,19,0.16666666666666666,2.8756305742970993,2.3602124458009395,6.7382505924001492,1.6845626481000373]
[1841,460.25,19,0.17708333333333334,2.8766137075882821,2.134486451124824,4.9839545931794467,1.2459886482948617]
[1842,460.5,19,0.1875,2.8775942143413351,1.8743856876625726,3.3749764600736292,0.84374411501840729]
[1843,460.75,19,0.19791666666666666,2.878572074216136,1.5840572427268893,2.0370724925365566,0.50926812313413916]
[1844,461,19,0.20833333333333334,2.8795472669274691,1.2681357754885998,1.0451801033408223,0.26129502583520559]
[1845,461.25,19,0.21875,2.8805197722454494,0.93166951707863443,0.41445704703878872,0.10361426175969718]
[1846,461.5,19,0.22916666666666666,2.8814895699959395,0.58003958609109019,0.1000153759175595,2.5003843979389876E-2]
[1847,461.75,19,0.23958333333333334,2.8824566400609695,0.21887390929908171,5.3737301568050093E-3,1.3434325392012523E-3]
[1848,462,19,0.25,2.8834209623791534,-0.14604287515668013,1.5963752752042681E-3,3.9909381880106704E-4]
[1849,462.25,19,0.26041666666666669,2.8843825169461064,-0.50886208943778122,6.7529597360646107E-2,1.6882399340161527E-2]
[1850,462.5,19,0.27083333333333331,2.8853412838148604,-0.86376477756679948,0.33027852866221363,8.2569632165553408E-2]
[1851,462.75,19,0.28125,2.8862972430962741,-1.2050550534002917,0.89683910075744944,0.22420977518936236]
[1852,463,19,0.29166666666666669,2.88725037495945,-1.5272515371565742,1.8256838864327378,0.45642097160818446]
[1853,463.25,19,0.30208333333333331,2.8882006596321443,-1.8251754122899473,3.1160735392107206,0.77901838480268015]
[1854,463.5,19,0.3125,2.8891480774011757,-2.0940336877372858,4.7059234900786748,1.1764808725196687]
[1855,463.75,19,0.32291666666666669,2.8900926086128349,-2.3294963265414799,6.4785819922464114,1.6196454980616029]
[1856,464,19,0.33333333333333331,2.8910342336732953,-2.5277659993704011,8.2776007127202664,2.0694001781800666]
[1857,464.25,19,0.34375,2.8919729330490136,-2.685639338957762,9.9274324143974084,{"$f":"G1877*$B$13","v":2.4818581035993521}]
[{"$f":"IF(IF(A1877<>\"\",A1877+1<=$B$16,0),A1877+1,\"\")","v":1858},{"$f":"IF(A1878<>\"\",A1878*$B$13,\"\")","v":464.5},{"$f":"IF(A1878<>\"\",ROUNDDOWN(A1878*$B$13/24,0),\"\")","v":19},{"$f":"IF(A1878<>\"\",MOD(B1878,24)/24,\"\")","v":0.35416666666666669},{"$f":"IF(A1878<>\"\",($B$4+$B$5)/2+($B$5-$B$4)/2*COS(2*PI()/$B$15*B1878),\"\")","v":2.8929086872671412},{"$f":"IF(A1878<>\"\",E1878*COS(2*PI()/$B$7*B1878),\"\")","v":-2.8005587071125855},{"$f":"ABS(0.5*1.025*1*(F1878^3))","v":11.257135999445895},2.8142839998614737]
[1859,464.75,19,0.36458333333333331,2.8938414769159237,-2.8706536375181875,12.123729991219967,3.0309324978049919]
[1860,465,19,0.375,2.894771282645106,-2.894771282645106,12.431875050499643,3.1079687626249108]
[1861,465.25,19,0.38541666666666669,2.8956980851663321,-2.8724953690953878,12.147079709808564,3.0367699274521409]
[1862,465.5,19,0.39583333333333331,2.8966218652535471,-2.8041533497595004,11.300538777322629,2.8251346943306572]
[1863,465.75,19,0.40625,2.897542603743394,-2.6908116303547249,9.9849008838112656,2.4962252209528164]
[1864,466,19,0.41666666666666669,2.8984602815356131,-2.534258939190142,8.3415514137721054,2.0853878534430264]
[1865,466.25,19,0.42708333333333331,2.8993748795934371,-2.3369780993008304,6.5412055589096774,1.6353013897274193]
[1866,466.5,19,0.4375,2.900286378943985,-2.1021066483574344,4.7605606997349481,1.190140174933737]
[1867,466.75,19,0.44791666666666669,2.901194760678659,-1.8333869309929887,3.1583209666514569,0.78958024166286422]
[1868,467,19,0.45833333333333331,2.9021000059535336,-1.5351064575190729,1.8539984446570483,0.46349961116426208]
[1869,467.25,19,0.46875,2.9030020959897471,-1.2120294796981084,0.91250114715889852,0.22812528678972463]
[1870,467.5,19,0.47916666666666669,2.9039010120738924,-0.86932087577987349,0.33669308448970525,8.4173271122426313E-2]
[1871,467.75,19,0.48958333333333331,2.904796735558405,-0.51246356111360936,6.8973591449619343E-2,1.7243397862404836E-2]
[1872,468,19,0.5,2.9056892478619476,-0.14717074530775626,1.6336474435693677E-3,4.0841186089234191E-4]
[1873,468.25,19,0.51041666666666663,2.9065785304697984,0.22070555955883281,5.5097727802637811E-3,1.3774431950659453E-3]
[1874,468.5,19,0.52083333333333337,2.907464564934235,0.58526831413148783,0.10274457667323927,2.5686144168309819E-2]
[1875,468.75,19,0.53125,2.908347332874913,0.94067000727590944,0.42658517727553952,0.10664629431888488]
[1876,469,19,0.54166666666666663,2.9092268159792538,1.2812064753119552,1.0778324250565523,0.26945810626413808]
[1877,469.25,19,0.55208333333333337,2.9101029960028191,1.6014084792908967,2.1047486561032027,0.52618716402580068]
[1878,469.5,19,0.5625,2.910975854769692,1.8961295696658007,3.4937988915188254,0.87344972287970635]
[1879,469.75,19,0.57291666666666663,2.9118453741728532,2.1606288263686588,5.1693313112457782,1.2923328278114445]
[1880,470,19,0.58333333333333337,2.9127115361745575,2.3906471436747627,7.0022934712320799,1.75057336780802]
[1881,470.25,19,0.59375,2.9135743228067055,2.5824758320030528,8.8267874199633685,2.2066968549908421]
[1882,470.5,19,0.60416666666666663,2.9144337161712208,2.7330164313409209,10.46214170313926,2.6155354257848149]
[1883,470.75,19,0.61458333333333337,2.9152896984404166,2.8398307713354214,11.737382344069404,2.9343455860173511]
[1884,471,19,0.625,2.9161422518573681,2.9011804690198599,12.514632621245539,3.1286581553113848]
[1885,471.25,19,0.63541666666666663,2.9169913587362806,2.9160552241491629,12.708114022948546,3.1770285057371366]
[1886,471.5,19,0.64583333333333337,2.9178370014628556,2.8841894514985507,12.296038722502288,3.0740096806255721]
[1887,471.75,19,0.65625,2.9186791624946582,2.8060669763603796,11.32368990680698,2.8309224767017449]
[1888,472,19,0.66666666666666663,2.9195178243614777,2.6829137108614605,9.8972373287520554,2.4743093321880139]
[1889,472.25,19,0.67708333333333337,2.920352969665692,2.516678421546152,8.1691532997124785,2.0422883249281196]
[1890,472.5,19,0.6875,2.9211845810826298,2.3100018898366459,6.317290892212073,1.5793227230530182]
[1891,472.75,19,0.69791666666666663,2.9220126413609266,2.0661749534191221,4.5205902877752147,1.1301475719438037]
[1892,473,19,0.70833333333333337,2.9228371333228864,1.7890860953194059,2.9348613636883489,0.73371534092208723]
[1893,473.25,19,0.71875,2.9236580398648351,1.4831594155496035,1.6720812201142323,0.41802030502855808]
[1894,473.5,19,0.72916666666666663,2.9244753439574755,1.1532839750241251,0.78614497407100703,0.19653624351775176]
[1895,473.75,19,0.73958333333333337,2.9252890286462434,0.80473564046387491,0.26708750898285488,6.6771877245713721E-2]
[1896,474,19,0.75,2.9260990770516564,0.44309267999610935,4.4583852786584999E-2,1.114596319664625E-2]
[1897,474.25,19,0.76041666666666663,2.9269054723696639,7.4146460153245553E-2,2.0891284144066596E-4,5.222821036016649E-5]
[1898,474.5,19,0.77083333333333337,2.9277081978719983,-0.29619132564754602,1.3317137264204595E-2,3.3292843160511489E-3]
[1899,474.75,19,0.78125,2.9285072369065208,-0.66198341059327748,0.1486740554353736,3.7168513858843399E-2]
[1900,475,19,0.79166666666666663,2.9293025728975639,-1.0173621707392093,0.53966049144846107,0.13491512286211527]
[1901,475.25,19,0.80208333333333337,2.9300941893462813,-1.3566237765792657,1.2795938462290679,0.31989846155726698]
[1902,475.5,19,0.8125,2.9308820698309845,-1.6743197686856861,2.405520623664859,0.60138015591621474]
[1903,475.75,19,0.82291666666666663,2.9316661980074858,-1.965344586683142,3.8905409451444775,0.97263523628611936]
[1904,476,19,0.83333333333333337,2.9324465576094387,-2.2250176449487173,5.6453938774211165,1.4113484693552791]
[1905,476.25,19,0.84375,2.9332231324486728,-2.4491586351693595,7.5291269041871711,1.8822817260467928]
[1906,476.5,19,0.85416666666666663,2.9339959064155305,-2.6341548438618521,9.3673720864986887,2.3418430216246722]
[1907,476.75,19,0.86458333333333337,2.9347648634792018,-2.7770194004413971,10.975659137849794,2.7439147844624485]
[1908,477,19,0.875,2.9355299876880574,-2.8754395163850202,12.18446823921399,3.0461170598034975]
[1909,477.25,19,0.88541666666666663,2.9362912631699762,-2.9278139361502875,12.862467508333189,3.2156168770832974]
[1910,477.5,19,0.89583333333333337,2.9370486741326793,-2.9332789932211583,12.934629278008074,3.2336573195020186]
[1911,477.75,19,0.90625,2.9378022048640551,-2.8917228471932028,12.392640994222479,3.0981602485556197]
[1912,478,19,0.91666666666666663,2.9385518397324843,-2.8037876672553388,11.296118330296871,2.8240295825742177]
[1913,478.25,19,0.92708333333333337,2.9392975631871656,-2.6708597207370515,9.7644346991167446,2.4411086747791861]
[1914,478.5,19,0.9375,2.9400393597584391,-2.4950475194675428,7.9603164710301808,1.9900791177575452]
[1915,478.75,19,0.94791666666666663,2.9407772140581052,-2.2791483684209619,6.0675262426789525,1.5168815606697381]
[1916,479,19,0.95833333333333337,2.9415111107797443,-2.0266038474207808,4.2657996880806985,1.0664499220201746]
[1917,479.25,19,0.96875,2.9422410346990366,-1.741444934553211,2.7065939634534466,0.67664849086336165]
[1918,479.5,19,0.97916666666666663,2.9429669706740738,-1.4282276465322556,1.4930906519289904,0.37327266298224759]
[1919,479.75,19,0.98958333333333337,2.9436889036456773,-1.091960223892118,0.66728955420710878,0.1668223885517772]
[1920,480,20,0,2.9444068186377077,-0.73802302509138829,0.2060172584862911,5.1504314621572775E-2]
[1921,480.25,20,1.0416666666666666E-2,2.9451207007573781,-0.37208241120969887,2.640044773874281E-2,{"$f":"G1941*$B$13","v":6.6001119346857026E-3}]
[{"$f":"IF(IF(A1941<>\"\",A1941+1<=$B$16,0),A1941+1,\"\")","v":1922},{"$f":"IF(A1942<>\"\",A1942*$B$13,\"\")","v":480.5},{"$f":"IF(A1942<>\"\",ROUNDDOWN(A1942*$B$13/24,0),\"\")","v":20},{"$f":"IF(A1942<>\"\",MOD(B1942,24)/24,\"\")","v":2.0833333333333332E-2},{"$f":"IF(A1942<>\"\",($B$4+$B$5)/2+($B$5-$B$4)/2*COS(2*PI()/$B$15*B1942),\"\")","v":2.9458305351955589},{"$f":"IF(A1942<>\"\",E1942*COS(2*PI()/$B$7*B1942),\"\")","v":5.0522325386845561E-14},{"$f":"ABS(0.5*1.025*1*(F1942^3))","v":6.6091234568747643E-41},1.6522808642186911E-41]
[1923,480.75,20,3.125E-2,2.9465363072270905,0.37226125694214524,2.6438535085493098E-2,6.6096337713732745E-3]
[1924,481,20,4.1666666666666664E-2,2.9472380022110842,0.73873266842336116,0.20661211551946929,5.1653028879867321E-2]
[1925,481.25,20,5.2083333333333336E-2,2.9479356055912276,1.0935355362838488,0.67018171100320623,0.16754542775080156]
[1926,481.5,20,6.25E-2,2.9486291028960872,1.4309754904117244,1.5017251549239663,0.37543128873099157]
[1927,481.75,20,7.2916666666666671E-2,2.9493184797394081,1.745633911822585,2.7261727999878054,0.68154319999695134]
[1928,482,20,8.3333333333333329E-2,2.9500037218204116,2.0324549754844505,4.3028545950841899,1.0757136487710475]
[1929,482.25,20,9.375E-2,2.950684814924093,2.2868269141607644,6.1290583275604122,1.5322645818901031]
[1930,482.5,20,0.10416666666666667,2.9513617449215164,2.5046561966173413,8.0526390242468349,2.0131597560617087]
[1931,482.75,20,0.11458333333333333,2.9520344977701063,2.6824334266351282,9.891922991520449,2.4729807478801122]
[1932,483,20,0.125,2.9527030595139414,2.8172899015747772,11.460102062216448,2.865025515554112]
[1933,483.25,20,0.13541666666666666,2.9533674162840424,2.9070439186424988,12.590664417495731,3.1476661043739327]
[1934,483.5,20,0.14583333333333334,2.9540275542986594,2.9502360811162069,13.16025122776405,3.2900628069410125]
[1935,483.75,20,0.15625,2.9546834598635594,2.9461530329801269,13.105686502361898,3.2764216255904746]
[1936,484,20,0.16666666666666666,2.9553351193723087,2.8948392358601889,12.432750566000966,3.1081876415002414]
[1937,484.25,20,0.17708333333333334,2.9559825193065565,2.7970965938812089,11.21543862024796,2.8038596550619901]
[1938,484.5,20,0.1875,2.9566256462363145,2.6544719270022119,9.5857981533044612,2.3964495383261153]
[1939,484.75,20,0.19791666666666666,2.9572644868202356,2.4692324884022572,7.7157796629091324,1.9289449157272831]
[1940,485,20,0.20833333333333334,2.9578990278058908,2.2443299134528059,5.7936727873604879,1.448418196840122]
[1941,485.25,20,0.21875,2.9585292560300442,1.9833531736437706,3.9984717879326701,0.99961794698316753]
[1942,485.5,20,0.22916666666666666,2.9591551584189264,1.6904712855385224,2.4758097240672283,0.61895243101680708]
[1943,485.75,20,0.23958333333333334,2.9597767219885052,1.3703666895811408,1.3188768642511535,0.32971921606278837]
[1944,486,20,0.25,2.9603939338447538,1.0281603637141676,0.55702725087710414,0.13925681271927604]
[1945,486.25,20,0.26041666666666669,2.9610067811839214,0.6693298698719361,0.15367898702374849,3.8419746755937123E-2]
[1946,486.5,20,0.27083333333333331,2.9616152512927956,0.29962164534564878,1.3785211175918721E-2,3.4463027939796802E-3]
[1947,486.75,20,0.28125,2.962219331548968,-7.5041056059148403E-2,2.1656620266775751E-4,5.4141550666939377E-5]
[1948,487,20,0.29166666666666669,2.9628190094210956,-0.44865309774494888,4.6283466810792588E-2,1.1570866702698147E-2]
[1949,487.25,20,0.30208333333333331,2.9634142724691599,-0.81522374683747334,0.27766704297366473,6.9416760743416184E-2]
[1950,487.5,20,0.3125,2.9640051083447263,-1.1688727690615801,0.81845648286712713,0.20461412071678178]
[1951,487.75,20,0.32291666666666669,2.9645915047912004,-1.5039247899843204,1.7433003767570325,0.43582509418925813]
[1952,488,20,0.33333333333333331,2.9651734496440798,-1.8150004078186526,3.0642489827368049,0.76606224568420123]
[1953,488.25,20,0.34375,2.9657509308312098,-2.0971025945010715,4.7266440969470196,1.1816610242367549]
[1954,488.5,20,0.35416666666666669,2.9663239363730316,-2.3456969967813164,6.6146916687141131,1.6536729171785283]
[1955,488.75,20,0.36458333333333331,2.966892454382831,-2.556784846404466,8.5659674681824765,2.1414918670456191]
[1956,489,20,0.375,2.9674564730669859,-2.7269673065679454,10.392826172573498,2.5982065431433745]
[1957,489.25,20,0.38541666666666669,2.9680159807252107,-2.8535002188128318,11.907692204893053,2.9769230512232632]
[1958,489.5,20,0.39583333333333331,2.9685709657507982,-2.9343383681647781,12.948648644993726,3.2371621612484316]
[1959,489.75,20,0.40625,2.9691214166308617,-2.9681685522203676,13.401689386147625,3.3504223465369063]
[1960,490,20,0.41666666666666669,2.9696673219465715,-2.9544309192840079,13.216467395635242,3.3041168489088104]
[1961,490.25,20,0.42708333333333331,2.9702086703733959,-2.8933282287266193,12.413292313571743,3.1033230783929358]
[1962,490.5,20,0.4375,2.9707454506813309,-2.7858228804426415,11.080372805547558,2.7700932013868895]
[1963,490.75,20,0.44791666666666669,2.9712776517351376,-2.6336217565182793,9.3616860688420545,2.3404215172105136]
[1964,491,20,0.45833333333333331,2.9718052624945717,-2.4391491138429289,7.4371907932169457,1.8592976983042364]
[1965,491.25,20,0.46875,2.97232827201461,-2.2055079582546702,5.4981901739359715,1.3745475434839929]
[1966,491.5,20,0.47916666666666669,2.9728466694456821,-1.9364305158292701,3.7213423354715816,0.93033558386789539]
[1967,491.75,20,0.48958333333333331,2.9733604440338919,-1.6362185921268197,2.2450077226104459,0.56125193065261147]
[1968,492,20,0.5,2.9738695851212427,-1.3096747727824871,1.1512887372888863,0.28782218432222156]
[1969,492.25,20,0.51041666666666663,2.974374082145856,-0.96202556615809398,0.45630340638997613,0.11407585159749403]
[1970,492.5,20,0.52083333333333337,2.974873924642194,-0.59883771848080725,0.11005792257814746,2.7514480644536866E-2]
[1971,492.75,20,0.53125,2.9753691022412734,-0.22592904190275928,5.9103071561178869E-3,1.4775767890294717E-3]
[1972,493,20,0.54166666666666663,2.9758596046708816,0.15072481555734574,1.7548829439351433E-3,4.3872073598378583E-4]
[1973,493.25,20,0.55208333333333337,2.9763454217557914,0.52508616360870486,7.4196871404171277E-2,1.8549217851042819E-2]
[1974,493.5,20,0.5625,2.9768265434179697,0.89115209058762368,0.36270150738773033,9.0675376846932582E-2]
[1975,493.75,20,0.57291666666666663,2.9773029596767877,1.2430507584220103,0.9843747345444871,0.24609368363612177]
[1976,494,20,0.58333333333333337,2.9777746606492288,1.5751356263470306,2.0028468103218953,0.50071170258047382]
[1977,494.25,20,0.59375,2.978241636550091,1.8820760907871137,3.416688631072994,0.85417215776824851]
[1978,494.5,20,0.60416666666666663,2.978703877692193,2.1589430858427541,5.1572412834371839,1.289310320859296]
[1979,494.75,20,0.61458333333333337,2.9791613744865728,2.4012882692266864,7.096215037430035,1.7740537593575088]
[1980,495,20,0.625,2.9796141174426882,2.6052155210026546,9.0620163288830557,2.2655040822207639]
[1981,495.25,20,0.63541666666666663,2.9800620971686129,2.7674436054472444,10.86251048570125,2.7156276214253126]
[1982,495.5,20,0.64583333333333337,2.9805053043712308,2.885358987821141,12.311002887949973,3.0777507219874933]
[1983,495.75,20,0.65625,2.9809437298564299,2.9570579555274015,13.251754415292933,3.3129386038232331]
[1984,496,20,0.66666666666666663,2.9813773645292923,2.9813773645292923,13.581405598526132,3.395351399631533]
[1985,496.25,20,0.67708333333333337,2.9818061993942839,2.9579135142495354,13.263260041686804,{"$f":"G2005*$B$13","v":3.315815010421701}]
[{"$f":"IF(IF(A2005<>\"\",A2005+1<=$B$16,0),A2005+1,\"\")","v":1986},{"$f":"IF(A2006<>\"\",A2006*$B$13,\"\")","v":496.5},{"$f":"IF(A2006<>\"\",ROUNDDOWN(A2006*$B$13/24,0),\"\")","v":20},{"$f":"IF(A2006<>\"\",MOD(B2006,24)/24,\"\")","v":0.6875},{"$f":"IF(A2006<>\"\",($B$4+$B$5)/2+($B$5-$B$4)/2*COS(2*PI()/$B$15*B2006),\"\")","v":2.9822302255554387},{"$f":"IF(A2006<>\"\",E2006*COS(2*PI()/$B$7*B2006),\"\")","v":2.8870288445514132},{"$f":"ABS(0.5*1.025*1*(F2006^3))","v":12.332389665965239},3.0830974164913099]
[1987,496.75,20,0.69791666666666663,2.9826494342165466,2.769846343757703,10.890828067492116,2.722707016873029]
[1988,497,20,0.70833333333333337,2.9830638166813328,2.6082317538586675,9.0935278972835789,2.2733819743208947]
[1989,497.25,20,0.71875,2.9834733643536402,2.404763854931204,7.1270724966963002,1.781768124174075]
[1990,497.5,20,0.72916666666666663,2.983878068737607,2.1626933021921393,5.1841633263501707,1.2960408315875427]
[1991,497.75,20,0.73958333333333337,2.9842779214378425,1.8858906729637019,3.4375055467681443,0.85937638669203609]
[1992,498,20,0.75,2.9846729141596025,1.5787845541881076,2.0167983454845944,0.50419958637114859]
[1993,498.25,20,0.76041666666666663,2.9850630387089598,1.2462906611987612,0.99209187290911249,0.24802296822727812]
[1994,498.5,20,0.77083333333333337,2.9854482869929759,0.89373312266968796,0.36586210655992496,9.146552663998124E-2]
[1995,498.75,20,0.78125,2.9858286510198675,0.52675919269873306,7.4908351540600146E-2,1.8727087885150037E-2]
[1996,499,20,0.79166666666666663,2.9862041228991725,0.15124875680753475,1.7732473139443928E-3,4.4331182848609819E-4]
[1997,499.25,20,0.80208333333333337,2.9865746948419147,-0.22677991744569162,5.9773357122374056E-3,1.4943339280593514E-3]
[1998,499.5,20,0.8125,2.9869403591607644,-0.60126667389216792,0.11140258515777067,2.7850646289442667E-2]
[1999,499.75,20,0.82291666666666663,2.9873011082701972,-0.96620665746760126,0.46227876725533529,0.11556969181383382]
[2000,500,20,0.83333333333333337,2.9876569346866533,-1.3157466408966745,1.1673757825416962,0.29184394563542404]
[2001,500.25,20,0.84375,2.9880078310286917,-1.6442789424874136,2.2783495468851611,0.56958738672129028]
[2002,500.5,20,0.85416666666666663,2.9883537900171424,-1.9465314274558589,3.7798810191266843,0.94497025478167107]
[2003,500.75,20,0.86458333333333337,2.9886948044752595,-2.2176521476872133,5.5895152572694426,1.3973788143173607]
[2004,501,20,0.875,2.9890308673288688,-2.4532872605436182,7.5672673997875135,1.8918168499468784]
[2005,501.25,20,0.88541666666666663,2.9893619716065132,-2.6496509748706316,9.5336648517697302,2.3834162129424326]
[2006,501.5,20,0.89583333333333337,2.9896881104396003,-2.8035864000195341,11.293685861527948,2.8234214653819869]
[2007,501.75,20,0.90625,2.9900092770625428,-2.9126163194426478,12.663206976692765,3.1658017441731912]
[2008,502,20,0.91666666666666663,2.9903254648128996,-2.9749830718999677,13.49420695119027,3.3735517377975675]
[2009,502.25,20,0.92708333333333337,2.9906366671315139,-2.9896768979456301,13.695145049209522,3.4237862623023805]
[2010,502.5,20,0.9375,2.9909428775626488,-2.9564522943454503,13.243613456017879,3.3109033640044698]
[2011,502.75,20,0.94791666666666663,2.9912440897541219,-2.8758321114397676,12.189459700619889,3.0473649251549721]
[2012,503,20,0.95833333333333337,2.9915402974574365,-2.7490993251251958,10.647929410668604,2.6619823526671511]
[2013,503.25,20,0.96875,2.9918314945279123,-2.5782766129268602,8.7837991650394205,2.1959497912598551]
[2014,503.5,20,0.97916666666666663,2.9921176749248111,-2.366094059392962,6.7887510846616461,1.6971877711654115]
[2015,503.75,20,0.98958333333333337,2.992398832711463,-2.1159455066249739,4.8552020316390383,1.2138005079097596]
[2016,504,21,0,2.9926749620553914,-1.8318342480947047,3.1503034789293261,0.78757586973233151]
[2017,504.25,21,1.0416666666666666E-2,2.9929460572284299,-1.5183089350680725,1.7938012121481024,0.4484503030370256]
[2018,504.5,21,2.0833333333333332E-2,2.9932121126068449,-1.1803907222025642,0.84289064095302368,0.21072266023825592]
[2019,504.75,21,3.125E-2,2.9934731226714502,-0.82349281968188603,0.286202432102305,7.1550608025576251E-2]
[2020,505,21,4.1666666666666664E-2,2.9937290820077229,-0.45333374133922094,4.7747210400577833E-2,1.1936802600144458E-2]
[2021,505.25,21,5.2083333333333336E-2,2.9939799853059137,-7.5845639627061895E-2,2.2360716958665447E-4,5.5901792396663617E-5]
[2022,505.5,21,6.25E-2,2.9942258273611597,0.30292080260563931,1.4245613795113396E-2,3.561403448778349E-3]
[2023,505.75,21,7.2916666666666671E-2,2.9944666030735898,0.67689339805227922,0.15894786714069989,3.9736966785174972E-2]
[2024,506,21,8.3333333333333329E-2,2.9947023074484322,1.0400758420833918,0.57661893154870314,0.14415473288717578]
[2025,506.25,21,9.375E-2,2.9949329355961174,1.3866438985009315,1.3664341417590236,0.34160853543975589]
[2026,506.5,21,0.10416666666666667,2.9951584827323794,1.7110388403565693,2.5672813977688143,0.64182034944220356]
[2027,506.75,21,0.11458333333333333,2.995378944178356,2.0080566460829337,4.1497482382778523,1.0374370595694631]
[2028,507,21,0.125,2.9955943153606843,2.2729315190722628,6.0180102492265188,1.5045025623066297]
[2029,507.25,21,0.13541666666666666,2.9958045918115968,2.5014123897182436,8.0213923515770915,2.0053480878942729]
[2030,507.5,21,0.14583333333333334,2.9960097691690133,2.6898311713582124,9.9739901766955175,2.4934975441738794]
[2031,507.75,21,0.15625,2.996209843176632,2.8351616737126974,11.679583552180514,2.9198958880451285]
[2032,508,21,0.16666666666666666,2.9964048096840181,2.9350682271984985,12.958313214518357,3.2395783036295893]
[2033,508.25,21,0.17708333333333334,2.9965946646466879,2.9879432364875416,13.671334135252122,3.4178335338130306]
[2034,508.5,21,0.1875,2.9967794041261957,2.9929330592510595,13.739941382375275,3.4349853455938186]
[2035,508.75,21,0.19791666666666666,2.9969590242902133,2.9499517933144461,13.156447188068121,3.2891117970170303]
[2036,509,21,0.20833333333333334,2.9971335214126094,2.8596827494522747,11.98525935684064,2.99631483921016]
[2037,509.25,21,0.21875,2.9973028918735292,2.7235675846555729,10.354004268506886,2.5885010671267215]
[2038,509.5,21,0.22916666666666666,2.9974671321594664,2.5437832687363855,8.4359537340642934,2.1089884335160733]
[2039,509.75,21,0.23958333333333334,2.9976262388633383,2.3232072524165837,6.4262517336779172,1.6065629334194793]
[2040,510,21,0.25,2.9977802086845564,2.0653713944434822,4.5153180115813418,1.1288295028953355]
[2041,510.25,21,0.26041666666666669,2.9979290384290933,1.7744053857424824,2.8632047819207025,0.71580119548017562]
[2042,510.5,21,0.27083333333333331,2.9980727250095502,1.4549705772580843,1.5785433127782929,0.39463582819457321]
[2043,510.75,21,0.28125,2.9982112654452209,1.1121852722400483,0.70505872135316183,0.17626468033829046]
[2044,511,21,0.29166666666666669,2.9983446568621535,0.75154268082681586,0.21754786153372285,5.4386965383430713E-2]
[2045,511.25,21,0.30208333333333331,2.998472896493209,0.37882285265496424,2.7861364377358408E-2,6.965341094339602E-3]
[2046,511.5,21,0.3125,2.9985959816781205,-6.0243566991837434E-14,1.1205362342536625E-40,2.8013405856341562E-41]
[2047,511.75,21,0.32291666666666669,2.9987139098635476,-0.37885330194564981,2.7868083298632707E-2,6.9670208246581768E-3]
[2048,512,21,0.33333333333333331,2.998826678603129,-0.7516635007969118,0.21765279909426469,5.4413199773566172E-2]
[2049,512.25,21,0.34375,2.9989342855575334,-1.1124534762622433,0.70556892013423167,{"$f":"G2069*$B$13","v":0.17639223003355792}]
[{"$f":"IF(IF(A2069<>\"\",A2069+1<=$B$16,0),A2069+1,\"\")","v":2050},{"$f":"IF(A2070<>\"\",A2070*$B$13,\"\")","v":512.5},{"$f":"IF(A2070<>\"\",ROUNDDOWN(A2070*$B$13/24,0),\"\")","v":21},{"$f":"IF(A2070<>\"\",MOD(B2070,24)/24,\"\")","v":0.35416666666666669},{"$f":"IF(A2070<>\"\",($B$4+$B$5)/2+($B$5-$B$4)/2*COS(2*PI()/$B$15*B2070),\"\")","v":2.9990367284945081},{"$f":"IF(A2070<>\"\",E2070*COS(2*PI()/$B$7*B2070),\"\")","v":-1.4554384100411777},{"$f":"ABS(0.5*1.025*1*(F2070^3))","v":1.580066501915913},0.39501662547897826]
[2051,512.75,21,0.36458333333333331,2.9991340052889259,-1.775118577968916,2.8666586199327018,0.71666465498317544]
[2052,513,21,0.375,2.9992261139228278,-2.0663675753207329,4.5218547197298919,1.130463679932473]
[2053,513.25,21,0.38541666666666669,2.9993130524854665,-2.3245145593748369,6.4371063122949534,1.6092765780737384]
[2054,513.5,21,0.39583333333333331,2.9993948191733453,-2.5454191892510249,8.4522398230402995,2.1130599557600749]
[2055,513.75,21,0.40625,2.9994714122902542,-2.725538060155337,10.37649360524019,2.5941234013100476]
[2056,514,21,0.41666666666666669,2.9995428302473082,-2.8619815655922887,12.014186406639157,3.0035466016597892]
[2057,514.25,21,0.42708333333333331,2.9996090715629764,-2.952560274658822,13.191378642112458,3.2978446605281144]
[2058,514.5,21,0.4375,2.9996701348631167,-2.9958200797558154,13.779740904562594,3.4449352261406485]
[2059,514.75,21,0.44791666666666669,2.9997260188810011,-2.991065550231145,13.714237375826318,3.4285593439565796]
[2060,515,21,0.45833333333333331,2.9997767224573435,-2.9383711167192383,13.002109189816325,3.2505272974540813]
[2061,515.25,21,0.46875,2.999822244540324,-2.8385799062239414,11.721879220202041,2.9304698050505102]
[2062,515.5,21,0.47916666666666669,2.9998625841856086,-2.6932902461702599,10.012518800684662,2.5031297001711654]
[2063,515.75,21,0.48958333333333331,2.9998977405563729,-2.5048300535442523,8.0543160259740123,2.0135790064935031]
[2064,516,21,0.5,2.9999277129233146,-2.2762195196717983,6.044164832783343,1.5110412081958358]
[2065,516.25,21,0.51041666666666663,2.9999525006646719,-2.0111226890342482,4.1687856639783192,1.0421964159945798]
[2066,516.5,21,0.52083333333333337,2.9999721032662361,-1.7137887087669903,2.579679195740368,0.64491979893509199]
[2067,516.75,21,0.53125,2.9999865203213609,-1.3889836912693134,1.3733628938364921,0.34334072345912303]
[2068,517,21,0.54166666666666663,2.999995751530971,-1.0419142830187846,0.57968203918671124,0.14492050979667781]
[2069,517.25,21,0.55208333333333337,2.9999997967035705,-0.67814416579638526,0.15983061078360544,3.9957652695901361E-2]
[2070,517.5,21,0.5625,2.9999986557552436,-0.30350482996727041,1.4328168829270684E-2,3.582042207317671E-3]
[2071,517.75,21,0.57291666666666663,2.9999923287096593,7.5997948604982074E-2,2.2495698287313003E-4,5.6239245718282508E-5]
[2072,518,21,0.58333333333333337,2.9999808156980681,0.45428042747753522,4.804696361075092E-2,1.201174090268773E-2]
[2073,518.25,21,0.59375,2.999964116959303,0.82527846697841978,0.28806826099840399,7.2017065249600998E-2]
[2074,518.5,21,0.60416666666666663,2.9999422328397696,1.1830447845220671,0.8485890542337835,0.21214726355844588]
[2075,518.75,21,0.61458333333333337,2.9999151637934438,1.5218443334898508,1.8063610678710116,0.4515902669677529]
[2076,519,21,0.625,2.9998829103818596,1.8362462763871907,3.1731211520053511,0.79328028800133776]
[2077,519.25,21,0.63541666666666663,2.9998454732740973,2.1212110766639567,4.8915390909394674,1.2228847727348668]
[2078,519.5,21,0.64583333333333337,2.9998028532467718,2.3721713119440819,6.8411957618085522,1.710298940452138]
[2079,519.75,21,0.65625,2.9997550511840134,2.5851049121994545,8.8537731112005886,2.2134432778001472]
[2080,520,21,0.66666666666666663,2.9997020680774527,2.7565996479931596,10.73531911814317,2.6838297795357926]
[2081,520.25,21,0.67708333333333337,2.9996439050261974,2.8839078343713629,12.292437256240612,3.0731093140601531]
[2082,520.5,21,0.6875,2.9995805632368109,2.9649903730298677,13.35868571646197,3.3396714291154925]
[2083,520.75,21,0.69791666666666663,2.9995120440232874,2.9985494265097064,13.817437393217704,3.4543593483044259]
[2084,521,21,0.70833333333333337,2.9994383488070238,2.984049200633347,13.617952283021825,3.4044880707554563]
[2085,521.25,21,0.71875,2.9993594791167899,2.9217245022507017,12.782378040323596,3.1955945100808991]
[2086,521.5,21,0.72916666666666663,2.9992754365886984,2.8125769355574279,11.402684362703363,2.8506710906758408]
[2087,521.75,21,0.73958333333333337,2.9991862229661699,2.658358798626939,9.6279685188284301,2.4069921297071075]
[2088,522,21,0.75,2.9990918400998958,2.4615449391769904,7.6439383611616671,1.9109845902904168]
[2089,522.25,21,0.76041666666666663,2.9989922899478021,2.2252930218037426,5.6474902246939163,1.4118725561734791]
[2090,522.5,21,0.77083333333333337,2.9988875745750065,1.9533928448556848,3.8199937074379235,0.95499842685948089]
[2091,522.75,21,0.78125,2.9987776961537773,1.650205520809737,2.3030744476559453,0.57576861191398632]
[2092,523,21,0.79166666666666663,2.998662656963488,1.320593496620952,1.1803242568123788,0.29508106420309471]
[2093,523.25,21,0.80208333333333337,2.9985424593905683,0.96984253744677862,0.46751715883197914,0.11687928970799479]
[2094,523.5,21,0.8125,2.9984171059284574,0.60357692603190227,0.11269165484687686,2.8172913711719216E-2]
[2095,523.75,21,0.82291666666666663,2.99828659917755,0.22766923881536952,6.0479325126765486E-3,1.5119831281691371E-3]
[2096,524,21,0.83333333333333337,2.9981509418451435,-0.15185385325744979,1.7946151069206532E-3,4.4865377673016329E-4]
[2097,524.25,21,0.84375,2.9980101367453815,-0.52890824756313548,7.5828922965153658E-2,1.8957230741288415E-2]
[2098,524.5,21,0.85416666666666663,2.9978641867991955,-0.89744998521015462,0.37044576477174285,9.2611441192935712E-2]
[2099,524.75,21,0.86458333333333337,2.9977130950342441,-1.2515721734675893,1.0047582159503115,0.25118955398757786]
[2100,525,21,0.875,2.9975568645848512,-1.585599700274003,2.0430290167013245,0.51075725417533113]
[2101,525.25,21,0.88541666666666663,2.9973954986919384,-1.8941802214732251,3.4830343879558958,0.87075859698897395]
[2102,525.5,21,0.89583333333333337,2.9972290007029612,-2.172369961383497,5.2540625222027151,1.3135156305506788]
[2103,525.75,21,0.90625,2.9970573740718374,-2.4157129506951756,7.2248669288528564,1.8062167322132141]
[2104,526,21,0.91666666666666663,2.9968806223588751,-2.6203124311487711,9.2204708962566908,2.3051177240641727]
[2105,526.25,21,0.92708333333333337,2.9966987492307009,-2.7828932822875458,11.045452873364399,2.7613632183410997]
[2106,526.5,21,0.9375,2.9965117584601813,-2.9008544697788379,12.510414370402589,3.1276035926006474]
[2107,526.75,21,0.94791666666666663,2.9963196539263475,-2.9723106750400561,13.457874483645645,3.3644686209114112]
[2108,527,21,0.95833333333333337,2.9961224396143109,-2.9961224396143109,13.783913579410122,3.4459783948525304]
[2109,527.25,21,0.96875,2.9959201196151852,-2.9719143421265963,13.452491714480448,3.3631229286201121]
[2110,527.5,21,0.97916666666666663,2.9957126981259967,-2.9000809177527307,12.500408826081715,3.1251022065204288]
[2111,527.75,21,0.98958333333333337,2.9955001794496008,-2.7817802268650826,11.032204843282512,2.7580512108206281]
[2112,528,22,0,2.9952825679945918,-2.6189151777228821,9.2057286093638773,2.3014321523409693]
[2113,528.25,22,1.0416666666666666E-2,2.9950598682752103,-2.4141029045666049,7.2104306715551605,{"$f":"G2133*$B$13","v":1.8026076678887901}]
[{"$f":"IF(IF(A2133<>\"\",A2133+1<=$B$16,0),A2133+1,\"\")","v":2114},{"$f":"IF(A2134<>\"\",A2134*$B$13,\"\")","v":528.5},{"$f":"IF(A2134<>\"\",ROUNDDOWN(A2134*$B$13/24,0),\"\")","v":22},{"$f":"IF(A2134<>\"\",MOD(B2134,24)/24,\"\")","v":2.0833333333333332E-2},{"$f":"IF(A2134<>\"\",($B$4+$B$5)/2+($B$5-$B$4)/2*COS(2*PI()/$B$15*B2134),\"\")","v":2.9948320849112506},{"$f":"IF(A2134<>\"\",E2134*COS(2*PI()/$B$7*B2134),\"\")","v":-2.1706326941059806},{"$f":"ABS(0.5*1.025*1*(F2134^3))","v":5.2414674115981379},1.3103668528995345]
[2115,528.75,22,3.125E-2,2.9945992226279654,-1.8924131370771993,3.4732954904728137,0.86832387261820343]
[2116,529,22,4.1666666666666664E-2,2.9943612862559656,-1.5839093543457321,2.0365019994629865,0.50912549986574662]
[2117,529.25,22,5.2083333333333336E-2,2.9941182807311235,-1.2500713061703239,1.0011478742047075,0.25028696855117688]
[2118,529.5,22,6.25E-2,2.9938702110944662,-0.89625433617014638,0.36896713098425016,9.2241782746062539E-2]
[2119,529.75,22,7.2916666666666671E-2,2.9936170824920749,-0.52813322595864975,7.5496069505923191E-2,1.8874017376480798E-2]
[2120,530,22,8.3333333333333329E-2,2.9933589001749765,-0.1516111403298564,1.7860236793259187E-3,4.4650591983147968E-4]
[2121,530.25,22,9.375E-2,2.9930956694990334,0.22727507535911456,6.0165745324066216E-3,1.5041436331016554E-3]
[2122,530.5,22,0.10416666666666667,2.9928273959248353,0.60245172568057481,0.11206258282652927,2.8015645706632317E-2]
[2123,530.75,22,0.11458333333333333,2.9925540850175829,0.9679056696934063,0.46472172038491721,0.1161804300962293]
[2124,531,22,0.125,2.9922757424469748,1.3177807368214969,1.1727983170482932,0.2931995792620733]
[2125,531.25,22,0.13541666666666666,2.9919923739870886,1.6464716074509771,2.2874763230508353,0.57186908076270881]
[2126,531.5,22,0.14583333333333334,2.9917039855162617,1.9487136526157318,3.7926079683850311,0.94815199209625778]
[2127,531.75,22,0.15625,2.9914105830169682,2.219667292260243,5.6047664131910713,1.4011916032977678]
[2128,532,22,0.16666666666666666,2.9911121725756966,2.4549955198002125,7.5830860012637222,1.8957715003159306]
[2129,532.25,22,0.17708333333333334,2.9908087603828233,2.6509333506176991,9.5475138364024126,2.3868784591006031]
[2130,532.5,22,0.1875,2.9905003527324814,2.8043480819614768,11.302893211634292,2.8257233029085729]
[2131,532.75,22,0.19791666666666666,2.990186956022435,2.9127893993866207,12.66546461432068,3.1663661535801699]
[2132,533,22,0.20833333333333334,2.989868576753941,2.974528527985878,13.488022607565911,3.3720056518914778]
[2133,533.25,22,0.21875,2.9895452215316194,2.9885858026175889,13.680156216086667,3.4200390540216667]
[2134,533.5,22,0.22916666666666666,2.989216897063312,2.9547462172934336,13.220699246751527,3.3051748116878819]
[2135,533.75,22,0.23958333333333334,2.9888836101599465,2.8735627068670491,12.16062527214339,3.0401563180358475]
[2136,534,22,0.25,2.9885453677353926,2.7463471110618665,10.615981435553703,2.6539953588884257]
[2137,534.25,22,0.26041666666666669,2.9882021768063214,2.5751489685325861,8.7518716900546512,2.1879679225136628]
[2138,534.5,22,0.27083333333333331,2.9878540444920563,2.3627224838954652,6.7597714419308303,1.6899428604827076]
[2139,534.75,22,0.28125,2.9875009780144288,2.1124822003554282,4.8314005523868948,1.2078501380967237]
[2140,535,22,0.29166666666666669,2.987142984697627,1.828448091658692,3.132865688738304,0.78321642218457599]
[2141,535.25,22,0.30208333333333331,2.9867800719680431,1.5151809567032315,1.7827374168514956,0.44568435421287389]
[2142,535.5,22,0.3125,2.9864122473541204,1.1777091555262407,0.83715914075316566,0.20928978518829142]
[2143,535.75,22,0.32291666666666669,2.9860395184861965,0.82144786406684067,0.28407556806906814,7.1018892017267035E-2]
[2144,536,22,0.33333333333333331,2.9856618930963466,0.4521121448517369,4.7362256989990068E-2,1.1840564247497517E-2]
[2145,536.25,22,0.34375,2.9852793790182197,7.5625229653615719E-2,2.2166339939629976E-4,5.541584984907494E-5]
[2146,536.5,22,0.35416666666666669,2.9848919841868797,-0.30197651335401204,1.4112805914182189E-2,3.5282014785455473E-3]
[2147,536.75,22,0.36458333333333331,2.9844997166386391,-0.67464040260393976,0.15736600120949723,3.9341500302374308E-2]
[2148,537,22,0.375,2.9841025845108926,-1.0363945026284926,0.57051776444863234,0.14262944111215808]
[2149,537.25,22,0.38541666666666669,2.9837005960419467,-1.381443362981909,1.3511175102373056,0.33777937755932641]
[2150,537.5,22,0.39583333333333331,2.9832937595708526,-1.7042609011334973,2.5368927745790493,0.63422319364476232]
[2151,537.75,22,0.40625,2.9828820835372292,-1.9996789401120949,4.0980257986417366,1.0245064496604341]
[2152,538,22,0.41666666666666669,2.9824655764810903,-2.262969981806664,5.9392314375519444,1.4848078593879861]
[2153,538.25,22,0.42708333333333331,2.9820442470426665,-2.4899228897068402,7.9113675695380179,1.9778418923845045]
[2154,538.5,22,0.4375,2.9816181039622274,-2.676910269003582,9.8309460069700094,2.4577365017425024]
[2155,538.75,22,0.44791666666666669,2.9811871560798973,-2.8209464655256515,11.504782243272341,2.8761955608180854]
[2156,539,22,0.45833333333333331,2.9807514123354752,-2.9197352558132801,12.756287293100495,3.1890718232751238]
[2157,539.25,22,0.46875,2.9803108817682475,-2.9717064662996715,13.449669036651116,3.362417259162779]
[2158,539.5,22,0.47916666666666669,2.9798655735168014,-2.9760409374219616,13.508607167153507,3.3771517917883767]
[2159,539.75,22,0.48958333333333331,2.9794154968188331,-2.9326834356539604,12.926752339849624,3.2316880849624061]
[2160,540,22,0.5,2.9789606610109596,-2.8423433099419801,11.768563842016253,2.9421409605040632]
[2161,540.25,22,0.51041666666666663,2.9785010755285222,-2.7064828857188199,10.160374721790001,2.5400936804475003]
[2162,540.5,22,0.52083333333333337,2.9780367499053928,-2.5272937864155334,8.2729625538057512,2.0682406384514378]
[2163,540.75,22,0.53125,2.9775676937737741,-2.3076615660261788,6.2981096965044028,1.5745274241261007]
[2164,541,22,0.54166666666666663,2.9770939168640012,-2.0511192237007672,4.4224872005154046,1.1056218001288511]
[2165,541.25,22,0.55208333333333337,2.9766154290043398,-1.76179034953978,2.8025705237263479,0.70064263093158696]
[2166,541.5,22,0.5625,2.9761322401207813,-1.4443228168826734,1.5441400457273,0.386035011431825]
[2167,541.75,22,0.57291666666666663,2.9756443602368381,-1.1038140877601252,0.68925776501525193,0.17231444125381298]
[2168,542,22,0.58333333333333337,2.9751517994733341,-0.74572933239198513,0.21253846877946184,5.3134617194865459E-2]
[2169,542.25,22,0.59375,2.9746545680481971,-0.37581367850581959,2.7202675382455282E-2,6.8006688456138204E-3]
[2170,542.5,22,0.60416666666666663,2.9741526762762445,6.8496910145534398E-14,1.6470501132469916E-40,4.117625283117479E-41]
[2171,542.75,22,0.61458333333333337,2.9736461345689698,0.37568627443711744,2.7175018937721316E-2,6.793754734430329E-3]
[2172,543,22,0.625,2.9731349534343288,0.74522380482526507,0.21210652424906265,5.3026631062265663E-2]
[2173,543.25,22,0.63541666666666663,2.9726191434765177,1.1026918848104672,0.68715768041100767,0.17178942010275192]
[2174,543.5,22,0.64583333333333337,2.9720987153957577,1.4423653394176736,1.5378702742549695,0.38446756856374237]
[2175,543.75,22,0.65625,2.9715736799880683,1.758806254021362,2.7883537684098751,0.69708844210246879]
[2176,544,22,0.66666666666666663,2.9710440481450475,2.0469510642886339,4.3955806261297381,1.0988951565324345]
[2177,544.25,22,0.67708333333333337,2.9705098308536431,2.3021916117970322,6.2534296911771774,{"$f":"G2197*$B$13","v":1.5633574227942943}]
[{"$f":"IF(IF(A2197<>\"\",A2197+1<=$B$16,0),A2197+1,\"\")","v":2178},{"$f":"IF(A2198<>\"\",A2198*$B$13,\"\")","v":544.5},{"$f":"IF(A2198<>\"\",ROUNDDOWN(A2198*$B$13/24,0),\"\")","v":22},{"$f":"IF(A2198<>\"\",MOD(B2198,24)/24,\"\")","v":0.6875},{"$f":"IF(A2198<>\"\",($B$4+$B$5)/2+($B$5-$B$4)/2*COS(2*PI()/$B$15*B2198),\"\")","v":2.9699710391959262},{"$f":"IF(A2198<>\"\",E2198*COS(2*PI()/$B$7*B2198),\"\")","v":2.5204488673393137},{"$f":"ABS(0.5*1.025*1*(F2198^3))","v":8.2059250046834773},2.0514812511708693]
[2179,544.75,22,0.69791666666666663,2.9694276843488603,2.6982381420305339,10.067802818454314,2.5169507046135786]
[2180,545,22,0.70833333333333337,2.9688797775840703,2.8327247433252336,11.649492279210442,2.9123730698026105]
[2181,545.25,22,0.71875,2.9683273302676092,2.9217691867312459,12.782964525453783,3.1957411313634458]
[2182,545.5,22,0.72916666666666663,2.96777035385972,2.9639612418925818,13.344780374672347,3.3361950936680866]
[2183,545.75,22,0.73958333333333337,2.9672088599145998,2.9586422711171156,13.273065676684647,3.3182664191711617]
[2184,546,22,0.75,2.9666428600801611,2.9059155064514468,12.576008348825372,3.144002087206343]
[2185,546.25,22,0.76041666666666663,2.9660723660977868,2.8066441050414364,11.330678232972232,2.8326695582430581]
[2186,546.5,22,0.77083333333333337,2.9654973898020902,2.6624370186495021,9.6723476767659289,2.4180869191914822]
[2187,546.75,22,0.78125,2.9649179431206671,2.4756229086808377,7.7758405839996909,1.9439601459999227]
[2188,547,22,0.79166666666666663,2.9643340380738499,2.2492125297632746,5.8315681090277147,1.4578920272569287]
[2189,547.25,22,0.80208333333333337,2.9637456867744567,1.986850189754422,4.0196592229922663,1.0049148057480666]
[2190,547.5,22,0.8125,2.9631529014275415,1.6927550690513782,2.4858575532406531,0.62146438831016326]
[2191,547.75,22,0.82291666666666663,2.9625556943301405,1.3716533444492889,1.3225952845708204,0.33064882114270511]
[2192,548,22,0.83333333333333337,2.9619540778710167,1.028702209929667,0.55790838443039936,0.13947709610759984]
[2193,548.25,22,0.84375,2.9613480645304024,0.66940701631391364,0.15373213191148161,3.8433032977870402E-2]
[2194,548.5,22,0.85416666666666663,2.9607376668797429,0.29953286160316067,1.3772960325276543E-2,3.4432400813191356E-3]
[2195,548.75,22,0.86458333333333337,2.9601228975814315,-7.4987947696389737E-2,2.1610672065466404E-4,5.4026680163666011E-5]
[2196,549,22,0.875,2.9595037693885509,-0.44815107831494361,4.6128274232404419E-2,1.1532068558101105E-2]
[2197,549.25,22,0.88541666666666663,2.9588802951446058,-0.81397646730010731,0.27639451325861497,6.9098628314653743E-2]
[2198,549.5,22,0.89583333333333337,2.9582524877832586,-1.1666041894608585,0.81370027895088137,0.20342506973772034]
[2199,549.75,22,0.90625,2.9576203603280589,-1.5003883577453738,1.731031322938055,0.43275783073451374]
[2200,550,22,0.91666666666666663,2.9569839258921751,-1.809987551335843,3.038929558963217,0.75973238974080426]
[2201,550.25,22,0.92708333333333337,2.9563431976781218,-2.0904503225930013,4.6818061098957013,1.1704515274739253]
[2202,550.5,22,0.9375,2.9556981889774865,-2.3372944135541527,6.5438620107849488,1.6359655026962372]
[2203,550.75,22,0.94791666666666663,2.9550489131706517,-2.5465784141981662,8.4637929418777773,2.1159482354694443]
[2204,551,22,0.95833333333333337,2.9543953837265198,-2.7149647164902611,10.256199013999733,2.5640497534999334]
[2205,551.25,22,0.96875,2.9537376142022329,-2.8397727583603993,11.736663033715784,2.934165758428946]
[2206,551.5,22,0.97916666666666663,2.9530756182428917,-2.9190217079787586,12.74693713349409,3.1867342833735224]
[2207,551.75,22,0.98958333333333337,2.952409409581271,-2.951461908466686,13.176662354869961,3.2941655887174903]
[2208,552,23,0,2.9517390020375371,-2.9365945837865515,12.978540302506634,3.2446350756266584]
[2209,552.25,23,1.0416666666666666E-2,2.9510644095189602,-2.8746794950868924,12.174809185853205,3.0437022964633011]
[2210,552.5,23,2.0833333333333332E-2,2.9503856460196243,-2.7667304302110516,10.854114783703002,2.7135286959257505]
[2211,552.75,23,3.125E-2,2.9497027256201398,-2.6144986043017706,9.1592331183626161,2.289808279590654]
[2212,553,23,4.1666666666666664E-2,2.9490156624873491,-2.4204442433173017,7.2674008966841486,1.8168502241710371]
[2213,553.25,23,5.2083333333333336E-2,2.9483244708740335,-2.1876968117058326,5.3660568736285468,1.3415142184071367]
[2214,553.5,23,6.25E-2,2.9476291651186184,-1.9200045274276791,3.627443260796205,0.90686081519905126]
[2215,553.75,23,7.2916666666666671E-2,2.946929759644874,-1.6216739790487904,2.1856696125698427,0.54641740314246068]
[2216,554,23,8.3333333333333329E-2,2.9462262689616177,-1.2975008180161143,1.1194811640264553,0.27987029100661381]
[2217,554.25,23,9.375E-2,2.9455187076624121,-0.9526926419167151,0.44315158059927984,0.11078789514981996]
[2218,554.5,23,0.10416666666666667,2.9448070904252637,-0.59278530924917117,0.10675449395754015,2.6688623489385038E-2]
[2219,554.75,23,0.11458333333333333,2.9440914320123159,-0.22355403099654694,5.725868705337909E-3,1.4314671763344773E-3]
[2220,555,23,0.125,2.9433717472695453,0.14907933258255046,1.6980332459021633E-3,4.2450831147554082E-4]
[2221,555.25,23,0.13541666666666666,2.9426480511264526,0.51914128135870818,7.1705185537010621E-2,1.7926296384252655E-2]
[2222,555.5,23,0.14583333333333334,2.9419203585957532,0.88070246608809621,0.35009145205027525,8.7522863012568813E-2]
[2223,555.75,23,0.15625,2.9411886847730644,1.2279727238997906,0.94898649147352321,0.2372466228683808]
[2224,556,23,0.16666666666666666,2.9404530448365946,1.5553938347749832,1.9284793341328734,0.48211983353321836]
[2225,556.25,23,0.17708333333333334,2.939713454046827,1.8577285125984484,3.285796101177231,0.82144902529430774]
[2226,556.5,23,0.1875,2.9389699277462031,2.1301442055137887,4.9535994338214095,1.2383998584553524]
[2227,556.75,23,0.19791666666666666,2.9382224813588049,2.3682903642911919,6.8076734242548973,1.7019183560637243]
[2228,557,23,0.20833333333333334,2.9374711303900343,2.5683679428789499,8.6829158400496134,2.1707289600124033]
[2229,557.25,23,0.21875,2.9367158904262913,2.7271900205359145,10.395372756017322,2.5988431890043304]
[2230,557.5,23,0.22916666666666666,2.9359567771346526,2.8422325779242259,11.767188456381437,2.9417971140953592]
[2231,557.75,23,0.23958333333333334,2.9351938062625438,2.9116746179712067,12.650928216777979,3.1627320541944948]
[2232,558,23,0.25,2.9344269936374148,2.9344269936374148,12.949821939913488,3.2374554849783719]
[2233,558.25,23,0.26041666666666669,2.9336563551664105,2.9101494861985029,12.631059003500281,3.1577647508750704]
[2234,558.5,23,0.27083333333333331,2.932881906836041,2.8392558663446645,11.730255320391146,2.9325638300977865]
[2235,558.75,23,0.28125,2.9321036647118501,2.722906863291441,10.346470636093235,2.5866176590233088]
[2236,559,23,0.29166666666666669,2.9313216449380826,2.5629911610829361,8.628497846940629,2.1571244617351573]
[2237,559.25,23,0.30208333333333331,2.9305358637373473,2.3620947332378486,6.7543848715787549,1.6885962178946887]
[2238,559.5,23,0.3125,2.929746337410283,2.1234590137658587,4.9071068897826313,1.2267767224456578]
[2239,559.75,23,0.32291666666666669,2.9289530823352199,1.8509285813644636,3.2498465477049767,0.81246163692624418]
[2240,560,23,0.33333333333333331,2.928156114967837,1.5488892014367734,1.9043857609419528,0.47609644023548819]
[2241,560.25,23,0.34375,2.9273554518408251,1.2221972247582278,0.93565932327111778,{"$f":"G2261*$B$13","v":0.23391483081777945}]
[{"$f":"IF(IF(A2261<>\"\",A2261+1<=$B$16,0),A2261+1,\"\")","v":2242},{"$f":"IF(A2262<>\"\",A2262*$B$13,\"\")","v":560.5},{"$f":"IF(A2262<>\"\",ROUNDDOWN(A2262*$B$13/24,0),\"\")","v":23},{"$f":"IF(A2262<>\"\",MOD(B2262,24)/24,\"\")","v":0.35416666666666669},{"$f":"IF(A2262<>\"\",($B$4+$B$5)/2+($B$5-$B$4)/2*COS(2*PI()/$B$15*B2262),\"\")","v":2.9265511095635408},{"$f":"IF(A2262<>\"\",E2262*COS(2*PI()/$B$7*B2262),\"\")","v":0.87610147970007968},{"$f":"ABS(0.5*1.025*1*(F2262^3))","v":0.34463319894080113},8.6158299735200283E-2]
[2243,560.75,23,0.36458333333333331,2.9257431048216631,0.51615891468303909,7.0476473918534829E-2,1.7619118479633707E-2]
[2244,561,23,0.375,2.9249314543768459,0.14814534707441573,1.6663181203070232E-3,4.165795300767558E-4]
[2245,561.25,23,0.38541666666666669,2.9241161750663736,-0.22203724752916931,5.6101099734358314E-3,1.4025274933589578E-3]
[2246,561.5,23,0.39583333333333331,2.9232972838028077,-0.58845541700865533,0.10443223316362873,2.6108058290907184E-2]
[2247,561.75,23,0.40625,2.9224747975736385,-0.94523936602169012,0.43283190932350663,0.10820797733087666]
[2248,562,23,0.41666666666666669,2.9216487334409322,-1.2866770151132336,1.0916979591315923,0.27292448978289807]
[2249,562.25,23,0.42708333333333331,2.9208191085409765,-1.6073054779563305,2.1280858512765932,0.53202146281914831]
[2250,562.5,23,0.4375,2.9199859400839254,-1.9019984913064913,3.5263415476535611,0.88158538691339028]
[2251,562.75,23,0.44791666666666669,2.9191492453534429,-2.166048398011057,5.2083281422936309,1.3020820355734077]
[2252,563,23,0.45833333333333331,2.9183090417063435,-2.3952413715772232,7.0427410898315195,1.7606852724578799]
[2253,563.25,23,0.46875,2.9174653465722313,-2.5859246799550673,8.8621986952438458,2.2155496738109615]
[2254,563.5,23,0.47916666666666669,2.9166181774531412,-2.7350649145656143,10.485684469825586,2.6214211174563964]
[2255,563.75,23,0.48958333333333331,2.9157675519231736,-2.8402962561293381,11.743155014035027,2.9357887535087568]
[2256,564,23,0.5,2.9149134876281302,-2.8999580091825039,12.498819550844976,3.124704887711244]
[2257,564.25,23,0.51041666666666663,2.9140560022851476,-2.9131208097264305,12.669788246707384,3.167447061676846]
[2258,564.5,23,0.52083333333333337,2.9131951136823315,-2.8796010924624005,12.23744798036252,3.0593619950906299]
[2259,564.75,23,0.53125,2.9123308396783867,-2.7999635925972908,11.249961150873991,2.8124902877184979]
[2260,565,23,0.54166666666666663,2.9114631982022443,-2.6755118492327425,9.8155469753132714,2.4538867438283178]
[2261,565.25,23,0.55208333333333337,2.9105922072526944,-2.508266869792708,8.0875149277021823,2.0218787319255456]
[2262,565.5,23,0.5625,2.9097178848980092,-2.3009343047109962,6.2431896378788494,1.5607974094697123]
[2263,565.75,23,0.57291666666666663,2.9088402492755687,-2.056860665651099,4.4597292018869039,1.114932300471726]
[2264,566,23,0.58333333333333337,2.9079593185914865,-1.7799792959150602,2.8902720429831912,0.7225680107457978]
[2265,566.25,23,0.59375,2.9070751111202289,-1.4747469656086574,1.6437902626595398,0.41094756566488494]
[2266,566.5,23,0.60416666666666663,2.9061876452042386,-1.14607211394429,0.77148894302337478,0.1928722357558437]
[2267,566.75,23,0.61458333333333337,2.9052969392535526,-0.79923589438616072,0.26164883799192978,6.5412209497982446E-2]
[2268,567,23,0.625,2.9044030117454214,-0.43980729304624844,4.359946396696239E-2,1.0899865991740598E-2]
[2269,567.25,23,0.63541666666666663,2.9035058812239241,-7.355368499559703E-2,2.0394223585218423E-4,5.0985558963046056E-5]
[2270,567.5,23,0.64583333333333337,2.9026055662995862,0.29365173453400395,1.2977516242940728E-2,3.244379060735182E-3]
[2271,567.75,23,0.65625,2.9017020856489908,0.65592415786983205,0.14462878869292084,3.615719717323021E-2]
[2272,568,23,0.66666666666666663,2.9007954580143918,1.0074614999968563,0.5240578678911556,0.1310144669727889]
[2273,568.25,23,0.67708333333333337,2.8998857022033282,1.342637348408608,1.240423659748878,0.31010591493721951]
[2274,568.5,23,0.6875,2.8989728370882291,1.6560910382517087,2.3278044326702401,0.58195110816756002]
[2275,568.75,23,0.69791666666666663,2.8980568816060255,1.9428134103518908,3.7582628181782844,0.93956570454457111]
[2276,569,23,0.70833333333333337,2.8971378547577564,2.1982268798582196,5.4439159580358671,1.3609789895089668]
[2277,569.25,23,0.71875,2.8962157756081752,2.4182585353548847,7.2477308591290104,1.8119327147822526]
[2278,569.5,23,0.72916666666666663,2.8952906632853526,2.5994051008743635,9.0015183305649114,2.2503795826412278]
[2279,569.75,23,0.73958333333333337,2.8943625369802826,2.7387887244827418,10.528571805424239,2.6321429513560597]
[2280,570,23,0.75,2.8934314159464813,2.8342027048802021,11.667736007071616,2.916934001767904]
[2281,570.25,23,0.76041666666666663,2.8924973194995891,2.8841464293857535,12.295488487835383,3.0738721219588458]
[2282,570.5,23,0.77083333333333337,2.8915602670169713,2.8878489701497823,12.342902531348299,3.0857256328370748]
[2283,570.75,23,0.78125,2.8906202779373129,2.8452809676674886,11.805091191846556,2.9512727979616389]
[2284,571,23,0.79166666666666663,2.8896773717602184,2.7571546187273257,10.74180426820695,2.6854510670517375]
[2285,571.25,23,0.80208333333333337,2.888731568045805,2.6249117767950869,9.2691093104548656,2.3172773276137164]
[2286,571.5,23,0.8125,2.8877828864142989,2.4507003634470972,7.5433544551834633,1.8858386137958658]
[2287,571.75,23,0.82291666666666663,2.8868313465456268,2.2373394767659218,5.7397044021818848,1.4349261005454712]
[2288,572,23,0.83333333333333337,2.8858769681790073,1.9882737635977752,4.0283056464723241,1.007076411618081]
[2289,572.25,23,0.84375,2.8849197711125441,1.7075177943435838,2.551464819109543,0.63786620477738576]
[2290,572.5,23,0.85416666666666663,2.8839597752028112,1.3995913387666468,1.4050688588144307,0.35126721470360767]
[2291,572.75,23,0.86458333333333337,2.8829970003644445,1.0694465865939708,0.62686087663397805,0.15671521915849451]
[2292,573,23,0.875,2.8820314665697278,0.72238848514491583,0.19319964046466184,4.8299910116165461E-2]
[2293,573.25,23,0.88541666666666663,2.8810631938481772,0.36398947579255209,2.4714984948323488E-2,6.178746237080872E-3]
[2294,573.5,23,0.89583333333333337,2.8800922022861264,-7.4798501381786886E-14,2.1447296698393058E-40,5.3618241745982646E-41]
[2295,573.75,23,0.90625,2.8791185120263107,-0.36374378742375524,2.4664971799480174E-2,6.1662429498700435E-3]
[2296,574,23,0.91666666666666663,2.8781421432674485,-0.72141361641057156,0.19241852240228671,4.8104630600571678E-2]
[2297,574.25,23,0.92708333333333337,2.8771631162638212,-1.0672825096153109,0.62306312189361068,0.15576578047340267]
[2298,574.5,23,0.9375,2.876181451324856,-1.3958165029234604,1.393730666332442,0.34843266658311051]
[2299,574.75,23,0.94791666666666663,2.8751971688147013,-1.7017632092084407,2.5257552284308225,0.63143880710770561]
[2300,575,23,0.95833333333333337,2.8742102891518062,-1.9802358076925495,3.9796474272677829,0.99491185681694572]
[2301,575.25,23,0.96875,2.8732208328084967,-2.2267911155949065,5.6589037782247296,1.4147259445561824]
[2302,575.5,23,0.97916666666666663,2.8722288203105504,-2.4375004945674501,7.422120606698293,1.8555301516745732]
[2303,575.75,23,0.98958333333333337,2.8712342722367707,-2.6090124601749238,9.1016960746870001,2.27542401867175]
[2304,576,24,0,2.8702372092185615,-2.7386059964955778,10.526464593178993,2.6316161482947482]
[2305,576.25,24,1.0416666666666666E-2,2.8692376519394966,-2.8242337276496206,11.545048859557772,{"$f":"G2325*$B$13","v":2.886262214889443}]
[{"$f":"IF(IF(A2325<>\"\",A2325+1<=$B$16,0),A2325+1,\"\")","v":2306},{"$f":"IF(A2326<>\"\",A2326*$B$13,\"\")","v":576.5},{"$f":"IF(A2326<>\"\",ROUNDDOWN(A2326*$B$13/24,0),\"\")","v":24},{"$f":"IF(A2326<>\"\",MOD(B2326,24)/24,\"\")","v":2.0833333333333332E-2},{"$f":"IF(A2326<>\"\",($B$4+$B$5)/2+($B$5-$B$4)/2*COS(2*PI()/$B$15*B2326),\"\")","v":2.8682356211348923},{"$f":"IF(A2326<>\"\",E2326*COS(2*PI()/$B$7*B2326),\"\")","v":-2.864554261283438},{"$f":"ABS(0.5*1.025*1*(F2326^3))","v":12.046614957800319},3.0116537394500797]
[2307,576.75,24,3.125E-2,2.8672311375913782,-2.8589531931315477,11.976088733442396,2.9940221833605989]
[2308,577,24,4.1666666666666664E-2,2.8662242221464624,-2.8075524439355939,11.341682934635422,2.8354207336588555]
[2309,577.25,24,5.2083333333333336E-2,2.8652148956881036,-2.7112077873000899,10.21368076168538,2.5534201904213449]
[2310,577.5,24,6.25E-2,2.8642031791542757,-2.571494616497656,8.7146656220796928,2.1786664055199232]
[2311,577.75,24,7.2916666666666671E-2,2.8631890935325321,-2.3906821867635641,7.0026014032363948,1.7506503508090987]
[2312,578,24,8.3333333333333329E-2,2.8621726598595725,-2.1716967542176953,5.2491794084694634,1.3122948521173659]
[2313,578.25,24,9.375E-2,2.8611538992208065,-1.9180742102640649,3.6165134762250934,0.90412836905627336]
[2314,578.5,24,0.10416666666666667,2.860132832749914,-1.6339029782989631,2.2354896473011543,0.55887241182528857]
[2315,578.75,24,0.11458333333333333,2.8591094816284093,-1.3237580951229981,1.1888300017452114,0.29720750043630284]
[2316,579,24,0.125,2.8580838670852007,-0.99262754010964893,0.50124820554229832,0.12531205138557458]
[2317,579.25,24,0.13541666666666666,2.8570560103961493,-0.64583199869964525,0.13805512917364823,3.4513782293412058E-2]
[2318,579.5,24,0.14583333333333334,2.8560259328836284,-0.28893935118237274,1.2362717617566292E-2,3.090679404391573E-3]
[2319,579.75,24,0.15625,2.8549936559160827,7.2324738651326562E-2,1.9388958838700612E-4,4.8472397096751531E-5]
[2320,580,24,0.16666666666666666,2.8539592009075814,0.4321686988821985,4.1366978017680432E-2,1.0341744504420108E-2]
[2321,580.25,24,0.17708333333333334,2.8529225893173766,0.78482791431066201,0.247752014164248,6.1938003541061999E-2]
[2322,580.5,24,0.1875,2.851883842649459,1.1246570914518821,0.72904485222135273,0.18226121305533818]
[2323,580.75,24,0.19791666666666666,2.8508429824521095,1.4462206434624425,1.5502350038693093,0.38755875096732734]
[2324,581,24,0.20833333333333334,2.8498000303174527,1.7443796476217992,2.7203006328645505,0.68007515821613762]
[2325,581.25,24,0.21875,2.8487550078810093,2.0143739840117663,4.1890368538151641,1.047259213453791]
[2326,581.5,24,0.22916666666666666,2.8477079368212483,2.2518983423232184,5.8524837080104657,1.4631209270026164]
[2327,581.75,24,0.23958333333333334,2.8466588388591361,2.4531708829979921,7.5661905366182127,1.8915476341545532]
[2328,582,24,0.25,2.8456077357576852,2.614993457581511,9.164434881870223,2.2911087204675558]
[2329,582.25,24,0.26041666666666669,2.8445546493215059,2.7348024292917343,10.482665813547207,2.6206664533868018]
[2330,582.5,24,0.27083333333333331,2.8434996013963492,2.8107092862199088,11.379984100898193,2.8449960252245483]
[2331,582.75,24,0.28125,2.8424426138686569,2.8415304038153884,11.758469352231247,2.9396173380578117]
[2332,583,24,0.29166666666666669,2.8413837086651093,2.8268054877364093,11.576616509876239,2.8941541274690596]
[2333,583.25,24,0.30208333333333331,2.8403229077521646,2.7668044099625955,10.854985493235164,2.713746373308791]
[2334,583.5,24,0.3125,2.8392602331356076,2.6625223373433369,9.6732775675120077,2.4183193918780019]
[2335,583.75,24,0.32291666666666669,2.8381957068600934,2.5156632395086245,8.1592714259446453,2.0398178564861613]
[2336,584,24,0.33333333333333331,2.8371293510086879,2.3286120492840805,6.4712069795686098,1.6178017448921524]
[2337,584.25,24,0.34375,2.83606118770241,2.104395930445162,4.776130993453104,1.194032748363276]
[2338,584.5,24,0.35416666666666669,2.8349912390997751,1.8466352819080996,3.2272845330372659,0.80682113325931648]
[2339,584.75,24,0.36458333333333331,2.8339195273963318,1.5594852714951273,1.9437378963441885,0.48593447408604712]
[2340,585,24,0.375,2.8328460748242037,1.2475688436155226,0.99514744107340947,0.24878686026835237]
[2341,585.25,24,0.38541666666666669,2.8317709036516292,0.9159022811448152,0.39376879057549546,9.8442197643873866E-2]
[2342,585.5,24,0.39583333333333331,2.8306940361824973,0.56981452030729829,9.4818789279966176E-2,2.3704697319991544E-2]
[2343,585.75,24,0.40625,2.8296154947558851,0.2148615165768045,5.0835813788389327E-3,1.2708953447097332E-3]
[2344,586,24,0.41666666666666669,2.8285353017455965,-0.14326296206437872,1.5069389161552588E-3,3.7673472903881471E-4]
[2345,586.25,24,0.42708333333333331,2.8274534795596957,-0.49881868196874146,6.3609502836929968E-2,1.5902375709232492E-2]
[2346,586.5,24,0.4375,2.8263700506400435,-0.84611096503795069,0.31043868812598308,7.7609672031495769E-2]
[2347,586.75,24,0.44791666666666669,2.8252850374618323,-1.1795819089087238,0.84115916141416625,0.21028979035354156]
[2348,587,24,0.45833333333333331,2.8241984625331185,-1.4938993447008537,1.7086687632104101,0.42716719080260251]
[2349,587.25,24,0.46875,2.8231103483943554,-1.7840421083232592,2.9101084357365474,0.72752710893413686]
[2350,587.5,24,0.47916666666666669,2.8220207176179288,-2.0453802615406764,4.3854690610136258,1.0963672652534064]
[2351,587.75,24,0.48958333333333331,2.8209295928076843,-2.2737489810168316,6.0245057338009467,1.5061264334502367]
[2352,588,24,0.5,2.8198369965984602,-2.4655149360551913,7.6809826338419285,1.9202456584604821]
[2353,588.25,24,0.51041666666666663,2.8187429516556213,-2.6176340970781795,9.1922258664032768,2.2980564666008192]
[2354,588.5,24,0.52083333333333337,2.8176474806745815,-2.7277000550720745,10.401206222752041,2.6003015556880102]
[2355,588.75,24,0.53125,2.81655060638034,-2.7939820850437931,11.178015848291631,2.7945039620729077]
[2356,589,24,0.54166666666666663,2.8154523515270071,-2.8154523515270071,11.437692463342939,2.8594231158357348]
[2357,589.25,24,0.55208333333333337,2.81435273889733,-2.7918018286837913,11.151868299672993,2.7879670749182481]
[2358,589.5,24,0.5625,2.8132517913022235,-2.7234446887690527,10.352602716596738,2.5881506791491846]
[2359,589.75,24,0.57291666666666663,2.8121495315802965,-2.6115110977477909,9.127871066370842,2.2819677665927105]
[2360,590,24,0.58333333333333337,2.8110459825973759,-2.4578285427107889,7.6093685628619525,1.9023421407154881]
[2361,590.25,24,0.59375,2.8099411672460342,-2.2648919994431895,5.9543774701782084,1.4885943675445521]
[2362,590.5,24,0.60416666666666663,2.808835108445114,-2.0358234271168918,4.324283840488615,1.0810709601221538]
[2363,590.75,24,0.61458333333333337,2.8077278291392531,-1.7743212477486305,2.8627975025830321,0.71569937564575803]
[2364,591,24,0.625,2.8066193522984078,-1.4846006280529904,1.6769603317532491,0.41924008293831228]
[2365,591.25,24,0.63541666666666663,2.8055097009173755,-1.1713255280759549,0.82361964176300761,0.2059049104407519]
[2366,591.5,24,0.64583333333333337,2.8043988980153216,-0.83953361217289513,0.30325511537388233,7.5813778843470583E-2]
[2367,591.75,24,0.65625,2.8032869666352962,-0.49455523140735802,6.199237433007429E-2,1.5498093582518573E-2]
[2368,592,24,0.66666666666666663,2.8021739298437605,-0.14192778048810795,1.4651972783748617E-3,3.6629931959371542E-4]
[2369,592.25,24,0.67708333333333337,2.8010598107301079,0.21269319455988983,4.9312231103404739E-3,{"$f":"G2389*$B$13","v":1.2328057775851185E-3}]
[{"$f":"IF(IF(A2389<>\"\",A2389+1<=$B$16,0),A2389+1,\"\")","v":2370},{"$f":"IF(A2390<>\"\",A2390*$B$13,\"\")","v":592.5},{"$f":"IF(A2390<>\"\",ROUNDDOWN(A2390*$B$13/24,0),\"\")","v":24},{"$f":"IF(A2390<>\"\",MOD(B2390,24)/24,\"\")","v":0.6875},{"$f":"IF(A2390<>\"\",($B$4+$B$5)/2+($B$5-$B$4)/2*COS(2*PI()/$B$15*B2390),\"\")","v":2.7999446324061821},{"$f":"IF(A2390<>\"\",E2390*COS(2*PI()/$B$7*B2390),\"\")","v":0.56362471083351229},{"$f":"ABS(0.5*1.025*1*(F2390^3))","v":9.1762227255609369E-2},2.2940556813902342E-2]
[2371,592.75,24,0.69791666666666663,2.7988284180058001,0.9052474298959815,0.38018569433470883,9.5046423583677209E-2]
[2372,593,24,0.70833333333333337,2.7977111906842733,1.232095646124781,0.95857729592887109,0.23964432398221777]
[2373,593.25,24,0.71875,2.7965929736179245,1.5389447408660819,1.8679401077434057,0.46698502693585142]
[2374,593.5,24,0.72916666666666663,2.7954737900036069,1.8208947029795968,3.0941998971028064,0.7735499742757016]
[2375,593.75,24,0.73958333333333337,2.7943536630582266,2.0734483805437538,4.568499201559546,1.1421248003898865]
[2376,594,24,0.75,2.7932326160182579,2.292583214015568,6.175458313766172,1.543864578441543]
[2377,594.25,24,0.76041666666666663,2.7921106721392612,2.4748153066270189,7.7682331211375688,1.9420582802843922]
[2378,594.5,24,0.77083333333333337,2.7909878546954023,2.6172548115372218,9.1882306863159311,2.2970576715789828]
[2379,594.75,24,0.78125,2.789864186978968,2.7176517552502331,10.286681276013081,2.5716703190032701]
[2380,595,24,0.79166666666666663,2.7887396922998837,2.7744315707945049,10.9450039581884,2.7362509895470999]
[2381,595.25,24,0.80208333333333337,2.7876143939852311,2.7867197796621763,11.091078271798668,2.7727695679496671]
[2382,595.5,24,0.8125,2.7864883153787603,2.7543554358622888,10.709120836572346,2.6772802091430865]
[2383,595.75,24,0.82291666666666663,2.78536147984041,2.677893125850118,9.8417786009467108,2.4604446502366777]
[2384,596,24,0.83333333333333337,2.7842339107458214,2.5585935016577848,8.5841588825812707,2.1460397206453177]
[2385,596.25,24,0.84375,2.783105631485852,2.3984025083261691,7.0706620284521104,1.7676655071130276]
[2386,596.5,24,0.85416666666666663,2.78197666546609,2.1999196477773966,5.4565020807742721,1.364125520193568]
[2387,596.75,24,0.86458333333333337,2.780847036106374,1.9663557966733016,3.8965493242053224,0.9741373310513306]
[2388,597,24,0.875,2.7797167668402998,1.7014812627709748,2.5245000425625026,0.63112501064062565]
[2389,597.25,24,0.88541666666666663,2.7785858811147381,1.4095649201433815,1.4353212625952905,0.35883031564882262]
[2390,597.5,24,0.89583333333333337,2.7774544023893495,1.095305405892506,0.67344101528177158,0.1683602538204429]
[2391,597.75,24,0.90625,2.7763223541360951,0.76375548737621757,0.22832680542093609,5.7081701355234021E-2]
[2392,598,24,0.91666666666666663,2.7751897598387498,0.42024081748587228,3.803545077060775E-2,9.5088626926519374E-3]
[2393,598.25,24,0.92708333333333337,2.7740566429924174,7.027438442557285E-2,1.7786275699639183E-4,4.4465689249097956E-5]
[2394,598.5,24,0.9375,2.7729230271030407,-0.28053196965242394,1.1314645526988097E-2,2.8286613817470243E-3]
[2395,598.75,24,0.94791666666666663,2.7717889356869145,-0.62655754097745375,0.12605984062796918,3.1514960156992296E-2]
[2396,599,24,0.95833333333333337,2.7706543922702003,-0.96226282425308041,0.45664109506316297,0.11416027376579074]
[2397,599.25,24,0.96875,2.7695194203884332,-1.2822781974238544,1.0805394907796526,0.27013487269491315]
[2398,599.5,24,0.97916666666666663,2.768384043586039,-1.5814898112763356,2.0271835094944901,0.50679587737362253]
[2399,599.75,24,0.98958333333333337,2.767248285415842,-1.8551213100068003,3.2719812964626578,0.81799532411566445]
[2400,600,25,0,2.766112169438578,-2.0988100768409086,4.7381989455391142,1.1845497363847786]
[2401,600.25,25,1.0416666666666666E-2,2.7649757192224063,-2.3086767876107324,6.3064256346142882,1.576606408653572]
[2402,600.5,25,2.0833333333333332E-2,2.7638389583424181,-2.4813871634422875,7.830283088857537,1.9575707722143842]
[2403,600.75,25,3.125E-2,2.7627019103801511,-2.6142049396307678,9.1561471258082889,2.2890367814520722]
[2404,601,25,4.1666666666666664E-2,2.7615645989230968,-2.7050352093481016,10.1440793280268,2.5360198320067]
[2405,601.25,25,5.2083333333333336E-2,2.760427047564213,-2.7524574557564478,10.686997661958852,2.671749415489713]
[2406,601.5,25,6.25E-2,2.7592892799014357,-2.7557477518976867,10.725369305014656,2.681342326253664]
[2407,601.75,25,7.2916666666666671E-2,2.7581513195371863,-2.7148897817274324,10.255349804479103,2.5638374511197757]
[2408,602,25,8.3333333333333329E-2,2.7570131900778834,-2.6305745150660198,9.3292277370291092,2.3323069342572773]
[2409,602.25,25,9.375E-2,2.7558749151334552,-2.5041885511714854,8.0481293311736994,2.0120323327934249]
[2410,602.5,25,0.10416666666666667,2.7547365183168466,-2.3377913271806579,6.5480366139825739,1.6370091534956435]
[2411,602.75,25,0.11458333333333333,2.7535980232435309,-2.1340815659076369,4.9811189507439382,1.2452797376859845]
[2412,603,25,0.125,2.7524594535310203,-1.8963535095800106,3.4950369294324424,0.87375923235811059]
[2413,603.25,25,0.13541666666666666,2.7513208327983745,-1.6284436492803052,2.2131562385737555,0.55328905964343889]
[2414,603.5,25,0.14583333333333334,2.7501821846657117,-1.3346688115363046,1.2184687793027857,0.30461719482569644]
[2415,603.75,25,0.15625,2.7490435327537193,-1.0197566012486414,0.54347984860671517,0.13586996215167879]
[2416,604,25,0.16666666666666666,2.747904900683162,-0.6887693217622789,0.16746160722798001,4.1865401806995002E-2]
[2417,604.25,25,0.17708333333333334,2.7467663120743935,-0.34702259644682504,2.1417419063849429E-2,5.3543547659623573E-3]
[2418,604.5,25,0.1875,2.7456277905468665,7.9378872154171517E-14,2.5633543256166683E-40,6.4083858140416708E-41]
[2419,604.75,25,0.19791666666666666,2.7444893597186408,0.3467349294856521,2.1364200817634911E-2,5.3410502044087278E-3]
[2420,605,25,0.20833333333333334,2.7433510432058954,0.68762788585421042,0.16663042867376449,4.1657607168441121E-2]
[2421,605.25,25,0.21875,2.7422128646224384,1.0172227676316714,0.53943868240998261,0.13485967060249565]
[2422,605.5,25,0.22916666666666666,2.7410748475792155,1.3302490029747982,1.2064037986394969,0.30160094965987422]
[2423,605.75,25,0.23958333333333334,2.7399370156838216,1.6217058292253823,2.1857983967729808,0.54644959919324521]
[2424,606,25,0.25,2.7387993925400123,1.8869421794446519,3.4432586508138407,0.86081466270346019]
[2425,606.25,25,0.26041666666666669,2.7376620017472111,2.1217308998256139,4.8951361282869952,1.2237840320717488]
[2426,606.5,25,0.27083333333333331,2.7365248669000208,2.3223361137862741,6.4190254426497635,1.6047563606624409]
[2427,606.75,25,0.28125,2.7353880115877378,2.4855726593447507,7.8699733038247466,1.9674933259561866]
[2428,607,25,0.29166666666666669,2.7342514593938563,2.6088566542768317,9.1000655574687599,2.27501638936719]
[2429,607.25,25,0.30208333333333331,2.7331152338955844,2.6902463864933499,9.9786097874370636,2.4946524468592659]
[2430,607.5,25,0.3125,2.7319793586633527,2.7284728827476803,10.41004951660781,2.6025123791519524]
[2431,607.75,25,0.32291666666666669,2.730843857260326,2.7229596746834508,10.347072664155842,2.5867681660389605]
[2432,608,25,0.33333333333333331,2.7297087532419129,2.6738314546994624,9.7970641930094953,2.4492660482523738]
[2433,608.25,25,0.34375,2.7285740701552794,2.5819114923501978,8.8210020209852598,{"$f":"G2453*$B$13","v":2.2052505052463149}]
[{"$f":"IF(IF(A2453<>\"\",A2453+1<=$B$16,0),A2453+1,\"\")","v":2434},{"$f":"IF(A2454<>\"\",A2454*$B$13,\"\")","v":608.5},{"$f":"IF(A2454<>\"\",ROUNDDOWN(A2454*$B$13/24,0),\"\")","v":25},{"$f":"IF(A2454<>\"\",MOD(B2454,24)/24,\"\")","v":0.35416666666666669},{"$f":"IF(A2454<>\"\",($B$4+$B$5)/2+($B$5-$B$4)/2*COS(2*PI()/$B$15*B2454),\"\")","v":2.7274398315388604},{"$f":"IF(A2454<>\"\",E2454*COS(2*PI()/$B$7*B2454),\"\")","v":2.4487078621616414},{"$f":"ABS(0.5*1.025*1*(F2454^3))","v":7.5249704124312329},1.8812426031078082]
[2435,608.75,25,0.36458333333333331,2.726306060921869,2.2763887129333895,6.0455127361394601,1.511378184034865]
[2436,609,25,0.375,2.7251727818238103,2.067746983950133,4.5309164911262956,1.1327291227815739]
[2437,609.25,25,0.38541666666666669,2.7240400177539934,1.8261551422326883,3.1210942340732668,0.7802735585183167]
[2438,609.5,25,0.39583333333333331,2.7229077922110432,1.5555106743241369,1.928913962798628,0.48222849069965701]
[2439,609.75,25,0.40625,2.7217761286824125,1.2601732135852945,1.0256155612286917,0.25640389030717292]
[2440,610,25,0.41666666666666669,2.7206450506438968,0.94489431721480532,0.43235808133431813,0.10808952033357953]
[2441,610.25,25,0.42708333333333331,2.719514581559145,0.61474102408570575,0.11906125567960939,2.9765313919902347E-2]
[2442,610.5,25,0.4375,2.7183847448791734,0.27501442315559999,1.0660075555339337E-2,2.6650188888348342E-3]
[2443,610.75,25,0.44791666666666669,2.7172555640418796,-6.8835458919839776E-2,1.6715928552814185E-4,4.1789821382035463E-5]
[2444,611,25,0.45833333333333331,2.716127062471557,-0.41129708449013486,3.5658310529606607E-2,8.9145776324016518E-3]
[2445,611.25,25,0.46875,2.7149992635784055,-0.74688574354170856,0.21352876047703248,5.338219011925812E-2]
[2446,611.5,25,0.47916666666666669,2.7138721907580514,-1.0702313884546517,0.6282419349240177,0.15706048373100442]
[2447,611.75,25,0.48958333333333331,2.7127458673910567,-1.3761645583559601,1.3356878526608014,0.33392196316520034]
[2448,612,25,0.5,2.7116203168424371,-1.6597990183370277,2.3434752970446056,0.58586882426115139]
[2449,612.25,25,0.51041666666666663,2.7104955624611771,-1.9166097925923187,3.6082363557071955,0.90205908892679887]
[2450,612.5,25,0.52083333333333337,2.7093716275797441,-2.1425053454375287,5.0403374356022059,1.2600843589005515]
[2451,612.75,25,0.53125,2.7082485355136057,-2.3338927589603946,6.515332129657752,1.628833032414438]
[2452,613,25,0.54166666666666663,2.707126309560747,-2.4877348692135257,7.8905295417511834,1.9726323854377958]
[2453,613.25,25,0.55208333333333337,2.7060049730011837,-2.601598452539601,9.0243237323779173,2.2560809330944793]
[2454,613.5,25,0.5625,2.7048845490964832,-2.6736926977464077,9.7955390330418108,2.4488847582604527]
[2455,613.75,25,0.57291666666666663,2.7037650610892801,-2.7028973560885294,10.120047014397377,2.5300117535993443]
[2456,614,25,0.58333333333333337,2.7026465322027939,-2.6887801268600429,9.9623028129327551,2.4905757032331888]
[2457,614.25,25,0.59375,2.7015289856403468,-2.6316030091898579,9.3401745561983365,2.3350436390495841]
[2458,614.5,25,0.60416666666666663,2.7004124445848858,-2.5323175275859877,8.3223955394664788,2.0805988848666197]
[2459,614.75,25,0.61458333333333337,2.6992969321984965,-2.3925489170591874,7.0190178612387504,1.7547544653096876]
[2460,615,25,0.625,2.6981824716219256,-2.2145695304135833,5.5662387529670188,1.3915596882417547]
[2461,615.25,25,0.63541666666666663,2.6970690859741024,-2.0012619026923812,4.1077655992130842,1.026941399803271]
[2462,615.5,25,0.64583333333333337,2.6959567983516557,-1.7560720730540988,2.7753699310046813,0.69384248275117033]
[2463,615.75,25,0.65625,2.6948456318284357,-1.482953919884425,1.6713863025611102,0.41784657564027755]
[2464,616,25,0.66666666666666663,2.6937356094550386,-1.1863054082464772,0.85562487230022843,0.21390621807505711]
[2465,616.25,25,0.67708333333333337,2.6926267542583235,-0.87089777754144637,0.33852864002761263,8.4632160006903157E-2]
[2466,616.5,25,0.6875,2.6915190892409373,-0.5417988094545384,8.150945867252915E-2,2.0377364668132288E-2]
[2467,616.75,25,0.69791666666666663,2.6904126373808381,-0.20429141010725754,4.3696252069425571E-3,1.0924063017356393E-3]
[2468,617,25,0.70833333333333337,2.6893074216308173,0.13621118565739676,1.2951861438086484E-3,3.237965359521621E-4]
[2469,617.25,25,0.71875,2.6882034649180229,0.47425222693426927,5.4666592779968867E-2,1.3666648194992217E-2]
[2470,617.5,25,0.72916666666666663,2.6871007901434854,0.80441888428151953,0.26677224399644162,6.6693060999110404E-2]
[2471,617.75,25,0.73958333333333337,2.6859994201816435,1.121428911198278,0.7227849727462623,0.18069624318656557]
[2472,618,25,0.75,2.6848993778798667,1.4202151422476672,1.4681021882827721,0.36702554707069301]
[2473,618.25,25,0.76041666666666663,2.6838006860579817,1.6960064763311473,2.5002094288165151,0.62505235720412877]
[2474,618.5,25,0.77083333333333337,2.6827033675078038,1.9444040510449867,3.7675013917126847,0.94187534792817118]
[2475,618.75,25,0.78125,2.681607444992657,2.1614513921528054,5.1752375557967927,1.2938093889491982]
[2476,619,25,0.79166666666666663,2.680512941246906,2.3436974197110221,6.5977901071617771,1.6494475267904443]
[2477,619.25,25,0.80208333333333337,2.6794198789754859,2.4882513077241497,7.895444638660873,1.9738611596652182]
[2478,619.5,25,0.8125,2.6783282808534272,2.5928283255064679,8.933366615188536,2.233341653797134]
[2479,619.75,25,0.82291666666666663,2.6772381695253866,2.6557859340799892,9.6000405824491697,2.4000101456122924]
[2480,620,25,0.83333333333333337,2.6761495676051807,2.6761495676051807,9.8225673666644315,2.4556418416661079]
[2481,620.25,25,0.84375,2.6750624976753117,2.6536276955032432,9.5766550248989333,2.3941637562247333]
[2482,620.5,25,0.85416666666666663,2.6739769822865025,2.5886159329264702,8.8898970066992131,2.2224742516748033]
[2483,620.75,25,0.86458333333333337,2.6728930439572278,2.482190142806727,7.8378872113131433,1.9594718028282858]
[2484,621,25,0.875,2.6718107051732476,2.3360886490470487,6.5337396829444963,1.6334349207361241]
[2485,621.25,25,0.88541666666666663,2.670729988387138,2.1526838546941667,5.1125154149986418,1.2781288537496605]
[2486,621.5,25,0.89583333333333337,2.6696509160178303,1.9349437283492839,3.7127771975112833,0.92819429937782083]
[2487,621.75,25,0.90625,2.6685735104501411,1.6863837839376223,2.457893844917725,0.61447346122943125]
[2488,622,25,0.91666666666666663,2.6674977940343112,1.4110103306706727,1.4397412574759003,0.35993531436897508]
[2489,622.25,25,0.92708333333333337,2.6664237890855405,1.1132559091859906,0.70709684080256829,0.17677421020064207]
[2490,622.5,25,0.9375,2.6653515178835248,0.79790795421536997,0.26034680554173495,6.5086701385433737E-2]
[2491,622.75,25,0.94791666666666663,2.6642810026719945,0.47003183173650342,5.3220099364260802E-2,1.33050248410652E-2]
[2492,623,25,0.95833333333333337,2.6632122656582542,0.13488948769665932,1.2578480634178144E-3,3.144620158544536E-4]
[2493,623.25,25,0.96875,2.6621453290127186,-0.20214498535211153,4.2333364528799721E-3,1.058334113219993E-3]
[2494,623.5,25,0.97916666666666663,2.6610802148684551,-0.53567150909020367,7.8775199891100295E-2,1.9693799972775074E-2]
[2495,623.75,25,0.98958333333333337,2.6600169453207259,-0.86035052657750211,0.3263774585251592,8.1594364631289801E-2]
[2496,624,26,0,2.6589555424265261,-1.1709884701364837,0.82290883766116574,0.20572720941529143]
[2497,624.25,26,1.0416666666666666E-2,2.657896028204128,-1.4626208221791952,1.6035744400167975,{"$f":"G2517*$B$13","v":0.40089361000419937}]
[{"$f":"IF(IF(A2517<>\"\",A2517+1<=$B$16,0),A2517+1,\"\")","v":2498},{"$f":"IF(A2518<>\"\",A2518*$B$13,\"\")","v":624.5},{"$f":"IF(A2518<>\"\",ROUNDDOWN(A2518*$B$13/24,0),\"\")","v":26},{"$f":"IF(A2518<>\"\",MOD(B2518,24)/24,\"\")","v":2.0833333333333332E-2},{"$f":"IF(A2518<>\"\",($B$4+$B$5)/2+($B$5-$B$4)/2*COS(2*PI()/$B$15*B2518),\"\")","v":2.6568384246326264},{"$f":"IF(A2518<>\"\",E2518*COS(2*PI()/$B$7*B2518),\"\")","v":-1.7305914408448027},{"$f":"ABS(0.5*1.025*1*(F2518^3))","v":2.6563024576168801},0.66407561440422003]
[2499,624.75,26,3.125E-2,2.6557827536514784,-1.9706268832156626,3.9219953921940109,0.98049884804850274]
[2500,625,26,4.1666666666666664E-2,2.6547290371600507,-2.1789045400123856,5.3016185980660877,1.3254046495165219]
[2501,625.25,26,5.2083333333333336E-2,2.6536772970171669,-2.3521134957286356,6.6691224436751897,1.6672806109187974]
[2502,625.5,26,6.25E-2,2.6526275550406502,-2.4875071455314717,7.8883628768233853,1.9720907192058463]
[2503,625.75,26,7.2916666666666671E-2,2.6515798330068736,-2.5829467330309077,8.8316168567239792,2.2079042141809948]
[2504,626,26,8.3333333333333329E-2,2.6505341526503079,-2.6369351190743209,9.3970643850135627,2.3492660962533907]
[2505,626.25,26,9.375E-2,2.6494905356630696,-2.6486402486983023,9.522758982138523,2.3806897455346308]
[2506,626.5,26,0.10416666666666667,2.6484490036944721,-2.6179079487503367,9.1951111853926033,2.2987777963481508]
[2507,626.75,26,0.11458333333333333,2.6474095783505751,-2.5452638598207931,8.4506925712317162,2.1126731428079291]
[2508,627,26,0.125,2.6463722811937394,-2.4319044802582033,7.3711187565542371,1.8427796891385593]
[2509,627.25,26,0.13541666666666666,2.6453371337421756,-2.2796774743861654,6.0717529657650333,1.5179382414412583]
[2510,627.5,26,0.14583333333333334,2.644304157469501,-2.0910515688103293,4.6858469539313754,1.1714617384828439]
[2511,627.75,26,0.15625,2.6432733738042926,-1.8690765271468277,3.3463789522204066,0.83659473805510165]
[2512,628,26,0.16666666666666666,2.6422448041296422,-1.6173338519632068,2.1681678480776601,0.54204196201941501]
[2513,628.25,26,0.17708333333333334,2.6412184697827144,-1.3398790106667005,1.2327943106708277,0.30819857766770692]
[2514,628.5,26,0.1875,2.640194392054303,-1.0411761171439584,0.57845084841869232,0.14461271210467308]
[2515,628.75,26,0.19791666666666666,2.6391725921883884,-0.72602612099919317,0.19613297137996433,4.9033242844991082E-2]
[2516,629,26,0.20833333333333334,2.6381530913816982,-0.3994896593447802,3.2674616305960358E-2,8.1686540764900895E-3]
[2517,629.25,26,0.21875,2.6371359107832686,-6.6805810632956014E-2,1.5280465484243373E-4,3.8201163710608433E-5]
[2518,629.5,26,0.22916666666666666,2.6361210714940024,0.26669194535886126,9.7212825842017733E-3,2.4303206460504433E-3]
[2519,629.75,26,0.23958333333333334,2.6351085945662338,0.59566121358040058,0.10831580598165985,2.7078951495414963E-2]
[2520,630,26,0.25,2.6340985010032911,0.91483624590918078,0.39239544641826268,9.8098861604565671E-2]
[2521,630.25,26,0.26041666666666669,2.633090811759061,1.2191122094685285,0.92859194488599128,0.23214798622149782]
[2522,630.5,26,0.27083333333333331,2.6320855477375531,1.5036268128328707,1.7422643659782913,0.43556609149457282]
[2523,630.75,26,0.28125,2.6310827297924684,1.7638379852480097,2.8123537237302956,0.70308843093257389]
[2524,631,26,0.29166666666666669,2.6300823787267635,1.9955963682101234,4.0729772510440592,1.0182443127610148]
[2525,631.25,26,0.30208333333333331,2.6290845152922215,2.1952114627715282,5.4215436049663417,1.3553859012415854]
[2526,631.5,26,0.3125,2.6280891601890217,2.3595103784143601,6.7322393128581517,1.6830598282145379]
[2527,631.75,26,0.32291666666666669,2.6270963340653086,2.4858882486002285,7.8729713988936005,1.9682428497234001]
[2528,632,26,0.33333333333333331,2.6261060575167634,2.5723495122422091,8.7233601076736935,2.1808400269184234]
[2529,632.25,26,0.34375,2.6251183510861793,2.6175394071964324,9.1912283481150663,2.2978070870287666]
[2530,632.5,26,0.35416666666666669,2.6241332352630331,2.6207651790733664,9.2252511701840056,2.3063127925460014]
[2531,632.75,26,0.36458333333333331,2.6231507304830592,2.5820066736999374,8.8219776072894547,2.2054944018223637]
[2532,633,26,0.375,2.6221708571278306,2.5019161517738073,8.0262396374141822,2.0065599093535456]
[2533,633.25,26,0.38541666666666669,2.6211936355243295,2.3818073369145334,6.9249039801426759,1.731225995035669]
[2534,633.5,26,0.39583333333333331,2.6202190859445293,2.2236338806649489,5.6348676187204347,1.4087169046801087]
[2535,633.75,26,0.40625,2.6192472286049764,2.0299575972735129,4.2870126843660108,1.0717531710915027]
[2536,634,26,0.41666666666666669,2.6182780836663642,1.8039069845869979,3.0084049188675452,0.75210122971688631]
[2537,634.25,26,0.42708333333333331,2.6173116712331206,1.5491267024906517,1.9052619300986697,0.47631548252466743]
[2538,634.5,26,0.4375,2.6163480113529896,1.2697188245739082,1.049099173551105,0.26227479338777626]
[2539,634.75,26,0.44791666666666669,2.6153871240166136,0.97017680977391685,0.46800073811202281,0.1170001845280057]
[2540,635,26,0.45833333333333331,2.6144290291571202,0.65531325656897832,0.14422506068396335,3.6056265170990837E-2]
[2541,635.25,26,0.46875,2.61347374664971,0.33018260101750141,1.8448302993705819E-2,4.6120757484264547E-3]
[2542,635.5,26,0.47916666666666669,2.6125212963112405,-8.3211805916218298E-14,2.9528998113546913E-40,7.3822495283867281E-41]
[2543,635.75,26,0.48958333333333331,2.6115716978998185,-0.3299422988511318,1.8408053069433012E-2,4.602013267358253E-3]
[2544,636,26,0.5,2.6106249711143885,-0.65435975978772587,0.14359642330525468,3.5899105826313671E-2]
[2545,636.25,26,0.51041666666666663,2.6096811355943257,-0.96806017564611824,0.46494430530227326,0.11623607632556832]
[2546,636.5,26,0.52083333333333337,2.6087402109190259,-1.2660267440927764,1.0399740668845305,0.25999351672113263]
[2547,636.75,26,0.53125,2.6078022166075017,-1.5434982745702996,1.8845701792930953,0.47114254482327383]
[2548,637,26,0.54166666666666663,2.6068671721179766,-1.7960452440136732,2.969242635317241,0.74231065882931024]
[2549,637.25,26,0.55208333333333337,2.6059350968474817,-2.019640486806856,4.2219790540323467,1.0554947635080867]
[2550,637.5,26,0.5625,2.6050060101314525,-2.2107233912373587,5.5372877053160172,1.3843219263290043]
[2551,637.75,26,0.57291666666666663,2.6040799312433296,-2.3662565794787525,6.7901500791636709,1.6975375197909177]
[2552,638,26,0.58333333333333337,2.6031568793941569,-2.4837741691978423,7.8529021910062111,1.9632255477515528]
[2553,638.25,26,0.59375,2.6022368737321835,-2.5614208502945304,8.6126478624318477,2.1531619656079619]
[2554,638.5,26,0.60416666666666663,2.6013199333424679,-2.5979811578622289,8.9867334527291014,2.2466833631822754]
[2555,638.75,26,0.61458333333333337,2.6004060772464808,-2.5928984798302017,8.9340917668438831,2.2335229417109708]
[2556,639,26,0.625,2.5994953244017092,-2.5462835023973307,8.4608527810492919,2.115213195262323]
[2557,639.25,26,0.63541666666666663,2.5985876937012673,-2.4589119656426526,7.6194357406861268,1.9048589351715317]
[2558,639.5,26,0.64583333333333337,2.5976832039735007,-2.3322117728940679,6.5012642646231829,1.6253160661557957]
[2559,639.75,26,0.65625,2.596781873981596,-2.1682396678100315,5.2241510599278387,1.3060377649819597]
[2560,640,26,0.66666666666666663,2.5958837224231948,-1.9696478599545999,3.916152859351409,0.97903821483785225]
[2561,640.25,26,0.67708333333333337,2.5949887679300021,-1.7396411402570628,2.698192175718364,{"$f":"G2581*$B$13","v":0.674548043929591}]
[{"$f":"IF(IF(A2581<>\"\",A2581+1<=$B$16,0),A2581+1,\"\")","v":2562},{"$f":"IF(A2582<>\"\",A2582*$B$13,\"\")","v":640.5},{"$f":"IF(A2582<>\"\",ROUNDDOWN(A2582*$B$13/24,0),\"\")","v":26},{"$f":"IF(A2582<>\"\",MOD(B2582,24)/24,\"\")","v":0.6875},{"$f":"IF(A2582<>\"\",($B$4+$B$5)/2+($B$5-$B$4)/2*COS(2*PI()/$B$15*B2582),\"\")","v":2.5940970290674015},{"$f":"IF(A2582<>\"\",E2582*COS(2*PI()/$B$7*B2582),\"\")","v":-1.4819251795780628},{"$f":"ABS(0.5*1.025*1*(F2582^3))","v":1.6679103416520649},0.41697758541301622]
[2563,640.75,26,0.69791666666666663,2.5932085243340715,-1.2006468442313751,0.8870328852287328,0.2217582213071832]
[2564,641,26,0.70833333333333337,2.5923232721615981,-0.90032748949351038,0.37402049565229445,9.3505123913073612E-2]
[2565,641.25,26,0.71875,2.5914412909140956,-0.58579030384207842,0.10301972974979057,2.5754932437447642E-2]
[2566,641.5,26,0.72916666666666663,2.5905625988878249,-0.26208287113281792,9.2259220985308511E-3,2.3064805246327128E-3]
[2567,641.75,26,0.73958333333333337,2.5896872143108136,6.5603806360703273E-2,1.4470414912718535E-4,3.6176037281796337E-5]
[2568,642,26,0.75,2.5888151553424761,0.39201852534371506,3.0875474574908451E-2,7.7188686437271127E-3]
[2569,642.25,26,0.76041666666666663,2.5879464400732415,0.71193400568096366,0.18493243265303808,4.6233108163259519E-2]
[2570,642.5,26,0.77083333333333337,2.5870810865241736,1.0202305741237456,0.54423801320834964,0.13605950330208741]
[2571,642.75,26,0.78125,2.5862191126465999,1.3119780683289528,1.1573736629465747,0.28934341573664368]
[2572,643,26,0.79166666666666663,2.5853605363217378,1.5825146513251598,2.0311270418780514,0.50778176046951284]
[2573,643.25,26,0.80208333333333337,2.5845053753603247,1.8275212769303508,3.1281040859281739,0.78202602148204348]
[2574,643.5,26,0.8125,2.5836536475022465,2.0430906170953378,4.3707579645678614,1.0926894911419653]
[2575,643.75,26,0.82291666666666663,2.5828053704161738,2.2257893515947789,5.6512699195669711,1.4128174798917428]
[2576,644,26,0.83333333333333337,2.5819605616991907,2.3727128274688623,6.8458819235231143,1.7114704808807786]
[2577,644.25,26,0.84375,2.5811192388764312,2.4815312184122083,7.8316469107117328,1.9579117276779332]
[2578,644.5,26,0.85416666666666663,2.580281419400718,2.550526450929997,8.503219016705696,2.125804754176424]
[2579,644.75,26,0.86458333333333337,2.5794471206521976,2.5786193123496304,8.7873022061985004,2.1968255515496251]
[2580,645,26,0.875,2.5786163599379801,2.5653863132987667,8.6527108273888,2.1631777068472]
[2581,645.25,26,0.88541666666666663,2.5777891544917826,2.5110660415178172,8.1146216323581815,2.0286554080895454]
[2582,645.5,26,0.89583333333333337,2.5769655214735683,2.4165549122313501,7.2324239282859466,1.8081059820714867]
[2583,645.75,26,0.90625,2.5761454779691935,2.2833923900628732,6.1014845756633553,1.5253711439158388]
[2584,646,26,0.91666666666666663,2.57532904099005,2.1137359259240407,4.8400077434905286,1.2100019358726322]
[2585,646.25,26,0.92708333333333337,2.5745162274727162,1.910326016748606,3.572862812507243,0.89321570312681076]
[2586,646.5,26,0.9375,2.5737070542786027,1.6764419537450754,2.4146791486620076,0.6036697871655019]
[2587,646.75,26,0.94791666666666663,2.572901538193602,1.4158489734909463,1.4546036083207112,0.36365090208017781]
[2588,647,26,0.95833333333333337,2.5720996959277445,1.1327376633096828,0.74487241730014409,0.18621810432503602]
[2589,647.25,26,0.96875,2.5713015441148466,0.83165659578217699,0.29479898124480364,7.3699745311200909E-2]
[2590,647.5,26,0.97916666666666663,2.5705070993121693,0.51743927496888786,7.1002238141426283E-2,1.7750559535356571E-2]
[2591,647.75,26,0.98958333333333337,2.5697163780000736,0.19512656725713168,3.8075277982435258E-3,9.5188194956088144E-4]
[2592,648,27,0,2.5689293965816775,-0.130114138742219,1.1289308572072383E-3,2.8223271430180959E-4]
[2593,648.25,27,1.0416666666666666E-2,2.568146171382518,-0.45307174727119776,4.7664474946107128E-2,1.1916118736526782E-2]
[2594,648.5,27,2.0833333333333332E-2,2.5673667186502107,-0.76857491871298522,0.23267648435352925,5.8169121088382313E-2]
[2595,648.75,27,3.125E-2,2.5665910545541131,-1.0715748447947293,0.6306107933366184,0.1576526983341546]
[2596,649,27,4.1666666666666664E-2,2.5658191951849894,-1.3572260112589254,1.2812987211112206,0.32032468027780514]
[2597,649.25,27,5.2083333333333336E-2,2.5650511565546767,-1.6209636565922916,2.1827987822585784,0.54569969556464459]
[2598,649.5,27,6.25E-2,2.5642869545957532,-1.8585766890767896,3.2902987088962865,0.82257467722407163]
[2599,649.75,27,7.2916666666666671E-2,2.5635266051612065,-2.0662748978762737,4.5212463258275397,1.1303115814568849]
[2600,650,27,8.3333333333333329E-2,2.5627701240241061,-2.2407493858969389,5.7659879167596122,1.441496979189903]
[2601,650.25,27,9.375E-2,2.5620175268772756,-2.3792252612913098,6.9024068850818958,1.725601721270474]
[2602,650.5,27,0.10416666666666667,2.561268829332966,-2.4795057489424832,7.8124855747732909,1.9531213936933227]
[2603,650.75,27,0.11458333333333333,2.5605240469225348,-2.5400070210772325,8.3984399446096418,2.0996099861524105]
[2604,651,27,0.125,2.559783195096121,-2.559783195096121,8.5961388241036918,2.1490347060259229]
[2605,651.25,27,0.13541666666666666,2.5590462892223256,-2.5385411043878339,8.3839073359435048,2.0959768339858762]
[2606,651.5,27,0.14583333333333334,2.5583133445878929,-2.4766446117856136,7.785471953547292,1.946367988386823]
[2607,651.75,27,0.15625,2.5575843763973936,-2.3751084028006031,6.8666384041520194,1.7166596010380049]
[2608,652,27,0.16666666666666666,2.5568593997729079,-2.2355813641489282,5.7261841662314357,1.4315460415578589]
[2609,652.25,27,0.17708333333333334,2.5561384297537151,-2.0603198196823787,4.4822676986891254,1.1205669246722814]
[2610,652.5,27,0.1875,2.5554214812959772,-1.852151057973622,3.2562900473863219,0.81407251184658047]
[2611,652.75,27,0.19791666666666666,2.5547085692724321,-1.614427740902209,2.1565012002497381,0.53912530006243453]
[2612,653,27,0.20833333333333334,2.5539997084720838,-1.3509739281672397,1.2636731948090123,0.31591829870225308]
[2613,653.25,27,0.21875,2.5532949135998959,-1.0660235863836314,0.62086090149945483,0.15521522537486371]
[2614,653.5,27,0.22916666666666666,2.5525941992764851,-0.76415257117905844,0.22868311849518883,5.7170779623797206E-2]
[2615,653.75,27,0.23958333333333334,2.5518975800378207,-0.45020517458412301,4.676547145444411E-2,1.1691367863611028E-2]
[2616,654,27,0.25,2.5512050703349214,-0.12921641634956951,1.1057245356646287E-3,2.7643113391615719E-4]
[2617,654.25,27,0.26041666666666669,2.5505166845335543,0.1936686747400739,3.7228197727940588E-3,9.3070494319851471E-4]
[2618,654.5,27,0.27083333333333331,2.5498324369139387,0.51327749602481632,6.9302761549636382E-2,1.7325690387409096E-2]
[2619,654.75,27,0.28125,2.5491523416704513,0.82449270232662497,0.28724621698028918,7.1811554245072295E-2]
[2620,655,27,0.29166666666666669,2.5484764129113269,1.1223341076288147,0.72453664141097318,0.1811341603527433]
[2621,655.25,27,0.30208333333333331,2.5478046646583703,1.4020383468094169,1.4124515057817937,0.35311287644544842]
[2622,655.5,27,0.3125,2.5471371108466641,1.6591350237261544,2.3406639339672557,0.58516598349181392]
[2623,655.75,27,0.32291666666666669,2.5464737653242779,1.8895181288649883,3.4573795509186085,0.86434488772965212]
[2624,656,27,0.33333333333333331,2.5458146418519836,2.0895115861223301,4.6755017139715509,1.1688754284928877]
[2625,656.25,27,0.34375,2.5451597541029689,2.255927882843944,5.8839572128393227,{"$f":"G2645*$B$13","v":1.4709893032098307}]
[{"$f":"IF(IF(A2645<>\"\",A2645+1<=$B$16,0),A2645+1,\"\")","v":2626},{"$f":"IF(A2646<>\"\",A2646*$B$13,\"\")","v":656.5},{"$f":"IF(A2646<>\"\",ROUNDDOWN(A2646*$B$13/24,0),\"\")","v":27},{"$f":"IF(A2646<>\"\",MOD(B2646,24)/24,\"\")","v":0.35416666666666669},{"$f":"IF(A2646<>\"\",($B$4+$B$5)/2+($B$5-$B$4)/2*COS(2*PI()/$B$15*B2646),\"\")","v":2.544509115662553},{"$f":"IF(A2646<>\"\",E2646*COS(2*PI()/$B$7*B2646),\"\")","v":2.3861188484802485},{"$f":"ABS(0.5*1.025*1*(F2646^3))","v":6.9625781640490176},1.7406445410122544]
[2627,656.75,27,0.36458333333333331,2.5438627400279041,2.4780177733449746,7.7984289671494578,1.9496072417873644]
[2628,657,27,0.375,2.543220640607764,2.5301721979577478,8.3012617440288832,2.0753154360072208]
[2629,657.25,27,0.38541666666666669,2.542582830722163,2.541766853080913,8.4159085017237079,2.103977125430927]
[2630,657.5,27,0.39583333333333331,2.5419493236021489,2.512636388427997,8.1298550926645223,2.0324637731661306]
[2631,657.75,27,0.40625,2.5413201323895107,2.4432676915960982,7.4749282135356694,1.8687320533839173]
[2632,658,27,0.41666666666666669,2.5406952701365064,2.3347917654384798,6.5228640725174838,1.6307160181293709]
[2633,658.25,27,0.42708333333333331,2.5400747498055902,2.1889652991780961,5.3753964540549504,1.3438491135137376]
[2634,658.5,27,0.4375,2.5394585842691471,2.0081422333981607,4.1502788721362451,1.0375697180340613]
[2635,658.75,27,0.44791666666666669,2.5388467863092239,1.7952357789928901,2.9652297937991872,0.74130744844979679]
[2636,659,27,0.45833333333333331,2.5382393686172628,1.5536715026685994,1.9220800444125417,0.48052001110313541]
[2637,659.25,27,0.46875,2.537636343793841,1.2873322342146336,1.093366596244062,0.27334164906101549]
[2638,659.5,27,0.47916666666666669,2.5370377243484072,1.0004956812401529,0.51326248773273542,0.12831562193318385]
[2639,659.75,27,0.48958333333333331,2.536443522699023,0.69776575331577662,0.17410964117577599,4.3527410293943997E-2]
[2640,660,27,0.5,2.5358537511721044,0.38399869761664873,2.901904553298329E-2,7.2547613832458224E-3]
[2641,660.25,27,0.51041666666666663,2.5352684220021677,6.4225230641853703E-2,1.3577221006385955E-4,3.3943052515964888E-5]
[2642,660.5,27,0.52083333333333337,2.5346875473315733,-0.2564300859259368,8.6417321925351346E-3,2.1604330481337836E-3]
[2643,660.75,27,0.53125,2.5341111392102778,-0.57283093366332383,9.6332594467985644E-2,2.4083148616996411E-2]
[2644,661,27,0.54166666666666663,2.533539209595578,-0.87991147578093332,0.34914901012628996,8.728725253157249E-2]
[2645,661.25,27,0.55208333333333337,2.5329717703518693,-1.1727574292859815,0.82664386745043172,0.20666096686260793]
[2646,661.5,27,0.5625,2.5324088332503951,-1.4466846740612835,1.5517276958371202,0.38793192395928006]
[2647,661.75,27,0.57291666666666663,2.531850409969004,-1.6973141420077416,2.5059970709701984,0.6264992677425496]
[2648,662,27,0.58333333333333337,2.5312965120919086,-1.9206417894936851,3.6310563762097292,0.9077640940524323]
[2649,662.25,27,0.59375,2.5307471511094435,-2.1131025355700124,4.8356580577316661,1.2089145144329165]
[2650,662.5,27,0.60416666666666663,2.5302023384178285,-2.2716271454640338,6.0076554763832988,1.5019138690958247]
[2651,662.75,27,0.61458333333333337,2.5296620853189298,-2.3936911521979813,7.0290755829341274,1.7572688957335318]
[2652,663,27,0.625,2.5291264030200287,-2.4773550369703368,7.7921736604148357,1.9480434151037089]
[2653,663.25,27,0.63541666666666663,2.5285953026335868,-2.5212950291390088,8.2141924268445763,2.0535481067111441]
[2654,663.5,27,0.64583333333333337,2.5280687951770164,-2.5248240370073165,8.248732465403867,2.0621831163509667]
[2655,663.75,27,0.65625,2.5275468915724515,-2.4879023787275063,7.8921235553879665,1.9730308888469916]
[2656,664,27,0.66666666666666663,2.5270296026465227,-2.4111381459700425,7.1838979039835902,1.7959744759958975]
[2657,664.25,27,0.67708333333333337,2.5265169391301292,-2.2957771989459448,6.2013048954674748,1.5503262238668687]
[2658,664.5,27,0.6875,2.5260089116582201,-2.1436829572592897,5.0486531543885542,1.2621632885971386]
[2659,664.75,27,0.69791666666666663,2.5255055307695717,-1.9573063142544371,3.8429989086582483,0.96074972716456208]
[2660,665,27,0.70833333333333337,2.525006806906569,-1.7396461603995412,2.6982155345846226,0.67455388364615565]
[2661,665.25,27,0.71875,2.5245127504149893,-1.4942011512917881,1.7097045592677873,0.42742613981694683]
[2662,665.5,27,0.72916666666666663,2.5240233715437883,-1.2249134956845207,0.94191156320310976,0.23547789080077744]
[2663,665.75,27,0.73958333333333337,2.5235386804448861,-0.93610566629046743,0.42040559950834183,0.10510139987708546]
[2664,666,27,0.75,2.523058687172957,-0.63241104897729405,0.12962602891131342,3.2406507227828354E-2]
[2665,666.25,27,0.76041666666666663,2.522583401685222,-0.31869964254269639,1.6589702532352802E-2,4.1474256330882005E-3]
[2666,666.5,27,0.77083333333333337,2.5221128338412413,8.7747555921619654E-14,3.4625731398031509E-40,8.6564328495078773E-41]
[2667,666.75,27,0.78125,2.5216469934027095,0.31858133803618438,1.6571234597195707E-2,4.1428086492989267E-3]
[2668,667,27,0.79166666666666663,2.5211858900332542,0.63194162763185169,0.12933758959896188,3.2334397399740471E-2]
[2669,667.25,27,0.80208333333333337,2.5207295332982347,0.93506361427766238,0.41900320328765578,0.10475080082191394]
[2670,667.5,27,0.8125,2.5202779326645426,1.2230958268459104,0.93772462925573974,0.23443115731393493]
[2671,667.75,27,0.82291666666666663,2.5198310975004086,1.4914301883906502,1.700210360259786,0.4250525900649465]
[2672,668,27,0.83333333333333337,2.5193890370752041,1.7357757028267726,2.6802461716028949,0.67006154290072373]
[2673,668.25,27,0.84375,2.5189517605592524,1.9522270397652339,3.8131583529921751,0.95328958824804377]
[2674,668.5,27,0.85416666666666663,2.5185192770236369,2.1373269218359341,5.0038782959700159,1.250969573992504]
[2675,668.75,27,0.86458333333333337,2.5180915954400112,2.2881213183787312,6.1394718446141185,1.5348679611535296]
[2676,669,27,0.875,2.5176687246804175,2.4022065648282642,7.1043593099707856,1.7760898274926964]
[2677,669.25,27,0.88541666666666663,2.5172506735170974,2.4777676566073565,7.796067820955737,1.9490169552389343]
[2678,669.5,27,0.89583333333333337,2.5168374506223143,2.513607107802819,8.1392812760512339,2.0348203190128085]
[2679,669.75,27,0.90625,2.5164290645681708,2.5091639160559018,8.0961951882177399,2.024048797054435]
[2680,670,27,0.91666666666666663,2.5160255238264311,2.4645223335434698,7.6717094063589801,1.917927351589745]
[2681,670.25,27,0.92708333333333337,2.5156268367683468,2.3804103071122156,6.9127258868720807,1.7281814717180202]
[2682,670.5,27,0.9375,2.5152330116644812,2.258187615950547,5.9016565764498079,1.475414144112452]
[2683,670.75,27,0.94791666666666663,2.5148440566845398,2.0998238999947492,4.7450685760515476,1.1862671440128869]
[2684,671,27,0.95833333333333337,2.5144599798971998,1.9078669339329499,3.5590829751683466,0.88977074379208665]
[2685,671.25,27,0.96875,2.5140807892699417,1.6854016576082145,{"$f":"ABS(0.5*1.025*1*(F2705^3))","v":2.4536020163944281},0.61340050409860702]
[2686,671.5,27,0.97916666666666663,2.5137064926688861,1.4360006213391632,1.5176015211396443,0.37940038028491108]
[2687,671.75,27,0.98958333333333337,2.5133370978586287,1.1636666418134793,0.80756897168768582,0.20189224292192146]
[2688,672,28,0,2.5129726125020806,0.87276858857705397,0.34071495134923924,8.5178737837309809E-2]
[2689,672.25,28,1.0416666666666666E-2,2.5126130441603083,0.56797133075588135,9.3901626186470674E-2,{"$f":"G2709*$B$13","v":2.3475406546617669E-2}]
[{"$f":"IF(IF(A2709<>\"\",A2709+1<=$B$16,0),A2709+1,\"\")","v":2690},{"$f":"IF(A2710<>\"\",A2710*$B$13,\"\")","v":672.5},{"$f":"IF(A2710<>\"\",ROUNDDOWN(A2710*$B$13/24,0),\"\")","v":28},{"$f":"IF(A2710<>\"\",MOD(B2710,24)/24,\"\")","v":2.0833333333333332E-2},{"$f":"IF(A2710<>\"\",($B$4+$B$5)/2+($B$5-$B$4)/2*COS(2*PI()/$B$15*B2710),\"\")","v":2.5122584002923776},{"$f":"IF(A2710<>\"\",E2710*COS(2*PI()/$B$7*B2710),\"\")","v":0.25416096675634048},{"$f":"ABS(0.5*1.025*1*(F2710^3))","v":8.4143472525561244E-3},2.1035868131390311E-3]
[2691,672.75,28,3.125E-2,2.5119086882551986,-6.3633465180441356E-2,1.320537049041963E-4,3.3013426226049074E-5]
[2692,673,28,4.1666666666666664E-2,2.5115639153033724,-0.38032054175512714,2.8193125124588141E-2,7.0482812811470353E-3]
[2693,673.25,28,5.2083333333333336E-2,2.5112240885890422,-0.69082798502628406,0.16896767822771586,4.2241919556928964E-2]
[2694,673.5,28,6.25E-2,2.5108892151617432,-0.99018386353993693,0.49755535361766007,0.12438883840441502]
[2695,673.75,28,7.2916666666666671E-2,2.5105593019682573,-1.2735961648860121,1.0587394545209958,0.26468486363024896]
[2696,674,28,8.3333333333333329E-2,2.5102343558524693,-1.5365294668139713,1.8591590705550736,0.46478976763876839]
[2697,674.25,28,9.375E-2,2.5099143835552238,-1.7747774808095393,2.8650064127294756,0.71625160318236891]
[2698,674.5,28,0.10416666666666667,2.5095993917141861,-1.9845303084011672,4.0055953817811636,1.0013988454452909]
[2699,674.75,28,0.11458333333333333,2.5092893868637054,-2.1624353353621406,5.1823084410562252,1.2955771102640563]
[2700,675,28,0.125,2.5089843754346766,-2.3056507910388357,6.2816605125923619,1.5704151281480905]
[2701,675.25,28,0.13541666666666666,2.5086843637544098,-2.4118911176335529,7.1906303605981998,1.79765759014955]
[2702,675.5,28,0.14583333333333334,2.5083893580464975,-2.4794634255106978,7.8120855205812569,1.9530213801453142]
[2703,675.75,28,0.15625,2.5080993644306862,-2.5072944533856347,8.0781123592063757,2.0195280898015939]
[2704,676,28,0.16666666666666666,2.507814388922748,-2.4949476043000298,7.9593601872349602,1.98984004680874]
[2705,676.25,28,0.17708333333333334,2.5075344374343578,-2.4426297871593312,7.4690749314002955,1.8672687328500739]
[2706,676.5,28,0.1875,2.5072595157729691,-2.3511879567621543,6.6612527925995195,1.6653131981498799]
[2707,676.75,28,0.19791666666666666,2.5069896296416947,-2.2220954100787136,5.6231798831817068,1.4057949707954267]
[2708,677,28,0.20833333333333334,2.506724784639188,-2.0574280604000363,4.4634209323004379,1.1158552330751095]
[2709,677.25,28,0.21875,2.5064649862595254,-1.8598310712616157,3.2969652268411371,0.82424130671028428]
[2710,677.5,28,0.22916666666666666,2.5062102398920953,-1.6324763861822917,2.2296392113792232,0.55740980284480579]
[2711,677.75,28,0.23958333333333334,2.5059605508214835,-1.3790118357892669,1.3439956116960485,0.33599890292401213]
[2712,678,28,0.25,2.5057159242273652,-1.1035026384944935,0.68867449217311316,0.17216862304327829]
[2713,678.25,28,0.26041666666666669,2.5054763651843972,-0.81036623240516859,0.27273311787464471,6.8183279468661179E-2]
[2714,678.5,28,0.27083333333333331,2.5052418786621118,-0.5043014826387654,6.5730147170061912E-2,1.6432536792515478E-2]
[2715,678.75,28,0.28125,2.5050124695248144,-0.19021339798405346,3.5270951963304337E-3,8.8177379908260843E-4]
[2716,679,28,0.29166666666666669,2.504788142531484,0.1268654375363108,1.0464628964910279E-3,2.6161572412275696E-4]
[2717,679.25,28,0.30208333333333331,2.5045689023356714,0.4418554603266503,4.4211428603496757E-2,1.1052857150874189E-2]
[2718,679.5,28,0.3125,2.5043547534854049,0.74971146003656763,0.21596149150746868,5.3990372876867171E-2]
[2719,679.75,28,0.32291666666666669,2.5041457004230958,1.0455033479186115,0.58569316153218909,0.14642329038304727]
[2720,680,28,0.33333333333333331,2.5039417474854453,1.3244950683749848,1.1908166723664317,0.29770416809160793]
[2721,680.25,28,0.34375,2.5037428989033552,1.5822203912784178,2.029994221257295,0.50749855531432375]
[2722,680.5,28,0.35416666666666669,2.5035491588018401,1.8145543727731699,3.0619904269120335,0.76549760672800837]
[2723,680.75,28,0.36458333333333331,2.5033605311999416,2.0177793417624335,4.2103178550150844,1.0525794637537711]
[2724,681,28,0.375,2.5031770200106451,2.1886443570572203,5.3730324080733247,1.3432581020183312]
[2725,681.25,28,0.38541666666666669,2.5029986290407984,2.3244171847840187,6.4362973894162741,1.6090743473540685]
[2726,681.5,28,0.39583333333333331,2.5028253619910337,2.4229279654615561,7.2897960413147143,1.8224490103286786]
[2727,681.75,28,0.40625,2.5026572224556887,2.482603873229476,7.8418071119695627,1.9604517779923907]
[2728,682,28,0.41666666666666669,2.5024942139227342,2.5024942139227342,8.0318042572311246,2.0079510643077811]
[2729,682.25,28,0.42708333333333331,2.5023363397737013,2.4822855617236019,7.8387911446324763,1.9596977861581191]
[2730,682.5,28,0.4375,2.5021836032836098,2.422306693541056,7.2841898683701363,1.8210474670925341]
[2731,682.75,28,0.44791666666666669,2.5020360076209021,2.3235232435149649,6.4288742907720451,1.6072185726930113]
[2732,683,28,0.45833333333333331,2.5018935558473765,2.1875221645091045,5.3647718345335846,1.3411929586333962]
[2733,683.25,28,0.46875,2.5017562509181239,2.0164862465126787,4.2022284862113741,1.0505571215528435]
[2734,683.5,28,0.47916666666666669,2.5016240956814668,1.8131591009084373,3.0549324546461403,0.76373311366153507]
[2735,683.75,28,0.48958333333333331,2.5014970928788993,1.5808011720413377,2.0245365300890255,0.50613413252225636]
[2736,684,28,0.5,2.5013752451450313,1.3231374810044525,1.1871587171562987,0.29678967928907468]
[2737,684.25,28,0.51041666666666663,2.5012585550075324,1.0442979387455436,0.58366967807671577,0.14591741951917894]
[2738,684.5,28,0.52083333333333337,2.5011470248870822,0.74875118438568533,0.21513270446799179,5.3783176116997948E-2]
[2739,684.75,28,0.53125,2.5010406570973172,0.44123300812636101,4.4024846648666564E-2,1.1006211662166641E-2]
[2740,685,28,0.54166666666666663,2.5009394538447838,0.12667050465317128,{"$f":"ABS(0.5*1.025*1*(F2760^3))","v":1.0416465314510004E-3},2.604116328627501E-4]
[2741,685.25,28,0.55208333333333337,2.5008434172288925,-0.18989682885989537,3.5095142237311057E-3,8.7737855593277643E-4]
[2742,685.5,28,0.5625,2.5007525492418758,-0.50339778727032003,6.5377419772746415E-2,1.6344354943186604E-2]
[2743,685.75,28,0.57291666666666663,2.5006668517687443,-0.80881065306687971,0.27116551509932435,6.7791378774831088E-2]
[2744,686,28,0.58333333333333337,2.5005863265872494,-1.1012435936941056,0.68445366716520994,0.17111341679130249]
[2745,686.25,28,0.59375,2.5005109753678454,-1.3760129741161451,1.3352465240593154,0.33381163101482886]
[2746,686.5,28,0.60416666666666663,2.5004407996736564,-1.6287183315834275,2.2142763585126173,0.55356908962815432]
[2747,686.75,28,0.61458333333333337,2.5003758009604411,-1.8553128130453935,3.272994694954106,0.8182486737385265]
[2748,687,28,0.625,2.5003159805765667,-2.0521679483235986,4.4292742408853432,1.1073185602213358]
[2749,687.25,{"$f":"IF(A2769<>\"\",ROUNDDOWN(A2769*$B$13/24,0),\"\")","v":28},0.63541666666666663,2.500261339762976,-2.2161317228418933,5.5780266033719119,1.394506650842978]
[{"$f":"IF(IF(A2769<>\"\",A2769+1<=$B$16,0),A2769+1,\"\")","v":2750},{"$f":"IF(A2770<>\"\",A2770*$B$13,\"\")","v":687.5},{"$f":"IF(A2770<>\"\",ROUNDDOWN(A2770*$B$13/24,0),\"\")","v":28},0.64583333333333337,{"$f":"IF(A2770<>\"\",($B$4+$B$5)/2+($B$5-$B$4)/2*COS(2*PI()/$B$15*B2770),\"\")","v":2.500211879653166},{"$f":"IF(A2770<>\"\",E2770*COS(2*PI()/$B$7*B2770),\"\")","v":-2.3445790209642259},6.6052383488445914,1.6513095872111478]
[{"$f":"IF(IF(A2770<>\"\",A2770+1<=$B$16,0),A2770+1,\"\")","v":2751},{"$f":"IF(A2771<>\"\",A2771*$B$13,\"\")","v":687.75},{"$f":"IF(A2771<>\"\",ROUNDDOWN(A2771*$B$13/24,0),\"\")","v":28},{"$f":"IF(A2771<>\"\",MOD(B2771,24)/24,\"\")","v":0.65625},{"$f":"IF(A2771<>\"\",($B$4+$B$5)/2+($B$5-$B$4)/2*COS(2*PI()/$B$15*B2771),\"\")","v":2.5001676012731617},{"$f":"IF(A2771<>\"\",E2771*COS(2*PI()/$B$7*B2771),\"\")","v":-2.4354536330950824},{"$f":"ABS(0.5*1.025*1*(F2771^3))","v":7.4034383964063455},1.8508595991015864]
[2752,688,28,0.66666666666666663,2.5001285055414963,-2.4873011547008588,7.8864033296513334,1.9716008324128333]
[2753,688.25,28,0.67708333333333337,2.5000945932691909,-2.4992922511529505,8.0010134011079721,{"$f":"G2773*$B$13","v":2.000253350276993}]
[2754,688.5,28,0.6875,2.5000658651597387,-2.4712359164443605,7.7345756508515979,1.9336439127128995]
[2755,688.75,28,0.69791666666666663,2.5000423218090901,-2.4035825139258442,7.1165741258499846,1.7791435314624962]
[2756,689,28,0.70833333333333337,2.5000239637056403,-2.2974165506850328,6.2145989307675009,1.5536497326918752]
[2757,689.25,28,0.71875,2.5000107912302187,-2.1544393014388885,5.1250329091129014,1.2812582272782254]
[2758,689.5,28,0.72916666666666663,2.500002804656082,-1.9769415601981841,3.9598192637909158,0.98995481594772894]
[2759,689.75,28,0.73958333333333337,2.5000000041489074,-1.7677669559000491,2.8311892747056167,{"$f":"G2779*$B$13","v":0.70779731867640416}]
[null,null,null,null,"Total Energy (kWh/m^2)",null,"-",{"$f":"IF(ISERROR(SUM(H20:H2779)),\"\",SUM(H20:H2779))","v":3164.1964049811236},"per lunar cycle"]
[null,null,null,null,null,null,"-",{"$f":"IF(ISERROR(H2780*(365/$B$6)),\"\",(H2780*(365/$B$6)))","v":40185.514537860479},"per year"]
[null,null,null,null,"Average Power (kW/m^2)",null,{"$f":"IF(ISERROR(AVERAGE(G20:G2779)),\"\",(AVERAGE(G20:G2779)))","v":4.5857918912769904},"-"]

{"sheet":"Tidal Stream 2","index":4,"n_rows":2782,"n_cols":9,"rows_kept":2782,"cut":false,"hidden":false,"merged":[[2781,4,2781,5],[17,0,18,0],[17,1,17,3],[2779,4,2780,5],[2,1,2,2],[7,1,7,2],[8,1,8,2],[9,1,9,2],[10,1,10,2],[13,0,14,0]]}
["Tidal Stream Resource"]
[]
[{"$f":"Input!A45","v":"Site Name"},{"$f":"IF(Input!B55<>\"\",Input!B55,\"-\")","v":"Inerval"},{"$f":"Input!C45","v":0},null,null,null,null,null,"Plots:"]
[{"$f":"Input!A46","v":"Peak Flow (Springs)"},{"$f":"IF((AND(Input!B56<>\"\",Input!B56<>\"[Enter Value]\")),Input!B56,\"0\")","v":2.5},{"$f":"Input!C46","v":"m/s"}]
[{"$f":"Input!A47","v":"Peak Flow (Neaps)"},{"$f":"IF((AND(Input!B57<>\"\",Input!B57<>\"[Enter Value]\")),Input!B57,\"0\")","v":2},{"$f":"Input!C47","v":"m/s"}]
[{"$f":"Input!A48","v":"Lunar Cycle Period"},{"$f":"IF((AND(Input!B58<>\"\",Input!B58<>\"[Enter Value]\")),Input!B58,\"0\")","v":28.74},{"$f":"Input!C48","v":"days"}]
[{"$f":"Input!A49","v":"Tidal Period"},{"$f":"IF((AND(Input!B59<>\"\",Input!B59<>\"[Enter Value]\")),Input!B59,\"0\")","v":12.4},{"$f":"Input!C49","v":"hours"}]
[{"$f":"Input!A50","v":"Proximity to Grid Connection"},{"$f":"IF(Input!B60<>\"\",Input!B60,\"-\")","v":"2-3 km"}]
[{"$f":"Input!A51","v":"Average Water Depth"},{"$f":"IF(Input!B61<>\"\",Input!B61,\"-\")","v":"> 20m"}]
[{"$f":"Input!A52","v":"Seabed Topography"},{"$f":"IF(Input!B62<>\"\",Input!B62,\"-\")","v":"Moderate (Sandy, Moderate Gradient)"}]
[{"$f":"Input!A53","v":"Accessibility"},{"$f":"IF(Input!B63<>\"\",Input!B63,\"-\")","v":"Partially Accessible (Complex Temporary Works, Obstacles)"}]
[]
["Time Step",0.25,"hours"]
["Period",{"$f":"B6/2","v":14.37},"days"]
[null,{"$f":"B14*24","v":344.88},"hours"]
["Number of Steps",{"$f":"B15/B13*2","v":2759.04},"-"]
[]
["No.","Time",null,null,"Amplitude","Current","Power","Energy"]
[null,"Hours","Day","Time","m/s","m/s","kW/(m^2)","kWh/(m^2)"]
[0,{"$f":"A20*$B$13","v":0},{"$f":"ROUNDDOWN(A20*$B$1/24,0)","v":0},{"$f":"MOD(B20,24)/24","v":0},{"$f":"IF(A20<>\"\",($B$4+$B$5)/2+($B$5-$B$4)/2*COS(2*PI()/$B$15*B20),\"\")","v":2},{"$f":"IF(A20<>\"\",E20*COS(2*PI()/$B$7*B20),\"\")","v":2},{"$f":"ABS(0.5*1.025*1*(F20^3))","v":4.0999999999999996},{"$f":"G20*$B$13","v":1.0249999999999999}]
[{"$f":"IF(IF(A20<>\"\",A20+1<=$B$16,0),A20+1,\"\")","v":1},{"$f":"IF(A21<>\"\",A21*$B$13,\"\")","v":0.25},{"$f":"IF(A21<>\"\",ROUNDDOWN(A21*$B$13/24,0),\"\")","v":0},{"$f":"IF(A21<>\"\",MOD(B21,24)/24,\"\")","v":1.0416666666666666E-2},{"$f":"IF(A21<>\"\",($B$4+$B$5)/2+($B$5-$B$4)/2*COS(2*PI()/$B$15*B21),\"\")","v":2.0000025930625718},{"$f":"IF(A21<>\"\",E21*COS(2*PI()/$B$7*B21),\"\")","v":1.9839769263863065},{"$f":"ABS(0.5*1.025*1*(F21^3))","v":4.002245461061599},{"$f":"G21*$B$13","v":1.0005613652653997}]
[{"$f":"IF(IF(A21<>\"\",A21+1<=$B$16,0),A21+1,\"\")","v":2},{"$f":"IF(A22<>\"\",A22*$B$13,\"\")","v":0.5},{"$f":"IF(A22<>\"\",ROUNDDOWN(A22*$B$13/24,0),\"\")","v":0},2.0833333333333332E-2,{"$f":"IF(A22<>\"\",($B$4+$B$5)/2+($B$5-$B$4)/2*COS(2*PI()/$B$15*B22),\"\")","v":2.000010372196495},{"$f":"IF(A22<>\"\",E22*COS(2*PI()/$B$7*B22),\"\")","v":1.9361642788185078},{"$f":"ABS(0.5*1.025*1*(F22^3))","v":3.7198076206865003},0.92995190517162507]
[3,0.75,0,3.125E-2,2.0000233372403957,1.8573276713428197,3.2836696357758921,0.82091740894397303]
[4,1,0,4.1666666666666664E-2,2.0000414879253205,1.7487295071162792,2.7407017946754491,0.68517544866886226]
[5,1.25,0,5.2083333333333336E-2,2.0000648238747423,1.612108776783199,2.1472217466097741,0.53680543665244351]
[6,1.5,0,6.25E-2,2.0000933446045686,1.4496532299543579,1.5612996138775495,0.39032490346938736]
[7,1.75,0,7.2916666666666671E-2,2.0001270495231513,1.2639643648272518,1.0348999349769088,0.2587249837442272]
[8,2,0,8.3333333333333329E-2,2.0001659379312984,1.0580157958475298,0.60697433030934855,0.15174358257733714]
[9,2.25,0,9.375E-2,2.0002100090222892,0.83510566522539276,0.29848200914359146,7.4620502285897866E-2]
[10,2.5,0,0.10416666666666667,2.0002592618818911,0.59880385939334679,0.11003925516617838,2.7509813791544595E-2]
[11,2.75,0,0.11458333333333333,2.0003136954883787,0.35289487460035263,2.2523191119589805E-2,5.6307977798974512E-3]
[12,3,0,0.125,2.000373308712553,0.10131724545343615,5.3302059731243588E-4,1.3325514932810897E-4]
[13,3.25,0,0.13541666666666666,2.0004381003177678,-0.15189949477196385,1.7962337732413129E-3,4.4905844331032823E-4]
[14,3.5,0,0.14583333333333334,2.0005080689599541,-0.40269931370706213,3.3468522322895329E-2,8.3671305807238323E-3]
[15,3.75,0,0.15625,2.0005832131876469,-0.64706460759796758,0.13884709812245841,3.4711774530614602E-2]
[16,4,0,0.16666666666666666,2.0006635314420165,-0.88108051848170743,0.35054248882640893,8.7635622206602232E-2]
[17,4.25,0,0.17708333333333334,2.0007490220569015,-1.1009976118562477,0.68399511584765293,0.17099877896191323]
[18,4.5,0,0.1875,2.0008396832588411,-1.3032919120134563,1.1345377999841411,0.28363444999603526]
[19,4.75,0,0.19791666666666666,2.0009355131671143,-1.4847213343811887,1.6773694037527938,0.41934235093819844]
[20,5,0,0.20833333333333334,2.0010365097937779,-1.6423776117597388,2.2704551038284611,0.56761377595711526]
[21,5.25,0,0.21875,2.0011426710437066,-1.7737328833204686,2.8599505382972872,0.7149876345743218]
[22,5.5,0,0.22916666666666666,2.0012539947146384,-1.8766802005115144,3.3873859824553398,0.84684649561383496]
[23,5.75,0,0.23958333333333334,2.0013704784972197,-1.9495673012253962,3.7975942930155786,0.94939857325389465]
[24,6,0,0.25,2.0014921199750524,-1.9912231111737901,4.0462586660746105,1.0115646665186526]
[25,6.25,0,0.26041666666666669,2.0016189166247451,-2.0009765476672681,4.1060087010904205,1.0265021752726051]
[26,6.5,0,0.27083333333333331,2.0017508658159642,-1.9786673240554522,3.9701984479381189,0.99254961198452973]
[27,6.75,0,0.28125,2.0018879648114898,-1.9246485809798657,3.6538288553716147,0.91345721384290368]
[28,7,0,0.29166666666666669,2.0020302107672716,-1.8397813012842807,3.1914825297563865,0.79787063243909662]
[29,7.25,0,0.30208333333333331,2.0021776007324883,-1.7254205968271561,2.632563186119063,0.65814079652976576]
[30,7.5,0,0.3125,2.0023301316496087,-1.5833940854477784,2.0345151342283883,0.50862878355709706]
[31,7.75,0,0.32291666666666669,2.0024878003544555,-1.4159727028739686,1.4549849899627334,0.36374624749068335]
[32,8,0,0.33333333333333331,2.0026506035762699,-1.2258344154017224,0.94403761679310882,0.23600940419827721]
[33,8.25,0,0.34375,2.0028185379377801,-1.0160214127905127,0.53752968401902057,0.13438242100475514]
[34,8.5,0,0.35416666666666669,2.0029915999552719,-0.78989146518515552,0.25257835681880209,6.3144589204700521E-2]
[35,8.75,0,0.36458333333333331,2.0031697860386597,-0.55106422132645461,8.5763108532264168E-2,2.1440777133066042E-2]
[36,9,0,0.375,2.003353092491563,-0.30336330635291703,1.4308134596137338E-2,3.5770336490343344E-3]
[37,9.25,0,0.38541666666666669,2.0035415155113805,-5.0755144827061519E-2,6.7009146105212654E-5,1.6752286526303163E-5]
[38,9.5,0,0.39583333333333331,2.0037350511893712,0.20271451283623068,4.2692186288378637E-3,1.0673046572094659E-3]
[39,9.75,0,0.40625,2.0039336955107334,0.45298534544793595,4.7637210971387373E-2,1.1909302742846843E-2]
[40,10,0,0.41666666666666669,2.0041374443546904,0.69604746184737765,0.17282653870091455,4.3206634675228638E-2]
[41,10.25,0,0.42708333333333331,2.0043462934945739,0.9280056075125257,0.40958653518621757,0.10239663379655439]
[42,10.5,0,0.4375,2.0045602385979127,1.1451415495538215,0.76961121465490623,0.19240280366372656]
[43,10.75,0,0.44791666666666669,2.004779275226523,1.3439736415895138,1.2441310345615426,0.31103275864038565]
[44,11,0,0.45833333333333331,2.0050033988365992,1.5213126148939236,1.8044683508423689,0.45111708771059222]
[45,11.25,0,0.46875,2.0052326047788083,1.6743127023607194,2.4054901669044133,0.60137254172610333]
[46,11.5,0,0.47916666666666669,2.0054668882983884,1.8005172762731025,2.9914775523384955,0.74786938808462389]
[47,11.75,0,0.48958333333333331,2.0057062445352445,1.8978982684349186,3.5035850008727119,0.87589625021817796]
[48,12,0,0.5,2.0059506685240507,1.9648887404947657,3.8878344320610858,0.97195860801527145]
[49,12.25,0,0.51041666666666663,2.0062001551943536,2.0004080817049643,4.1025102146021943,1.0256275536505486]
[50,12.5,0,0.52083333333333337,2.0064546993706771,2.0038794291524273,4.1239047978693284,1.0309761994673321]
[51,12.75,0,0.53125,2.0067142957726292,1.9752390297982876,3.9495975528099185,0.98739938820247963]
[52,13,0,0.54166666666666663,2.0069789390150121,1.9149373924823425,3.5987991438527644,0.89969978596319111]
[53,13.25,0,0.55208333333333337,2.0072486236079343,1.8239322093290062,3.1097104131119626,0.77742760327799065]
[54,13.5,0,0.5625,2.0075233439569233,1.7036731576357029,2.5342690071507441,0.63356725178768603]
[55,13.75,0,0.57291666666666663,2.0078030943630423,1.5560788232282774,1.9310283372634272,0.48275708431585679]
[56,14,0,0.58333333333333337,2.0080878690230097,1.3835061123540431,1.3571789539520651,0.33929473848801628]
[57,14.25,0,0.59375,2.0083776620293166,1.1887126394349263,0.8608441080210868,0.2152110270052717]
[58,14.5,0,0.60416666666666663,2.008672467370352,0.97481269049698027,0.47474171334294102,0.11868542833573525]
[59,14.75,0,0.61458333333333337,2.0089722789305267,0.74522746502770565,0.21210964957849709,5.3027412394624274E-2]
[60,15,0,0.625,2.0092770904903996,0.50363039074085314,6.5468087885673723E-2,1.6367021971418431E-2]
[61,15.25,0,0.63541666666666663,2.0095868957268066,0.25388838478004755,8.3873036768530827E-3,2.0968259192132707E-3]
[62,15.5,0,0.64583333333333337,2.009901688212993,-1.169544318231536E-15,8.1986796996722135E-46,2.0496699249180534E-46]
[63,15.75,0,0.65625,2.0102214614187464,-0.25396855491795356,8.3952515431033117E-3,2.0988128857758279E-3]
[64,16,0,0.66666666666666663,2.0105462087105308,-0.50394849843646528,6.5592220940245444E-2,1.6398055235061361E-2]
[65,16.25,0,{"$f":"IF(A85<>\"\",MOD(B85,24)/24,\"\")","v":0.67708333333333337},2.0108759233516258,-0.74593362116591255,{"$f":"ABS(0.5*1.025*1*(F85^3))","v":0.21271318814562584},{"$f":"G85*$B$13","v":5.3178297036406461E-2}]
[{"$f":"IF(IF(A85<>\"\",A85+1<=$B$16,0),A85+1,\"\")","v":66},{"$f":"IF(A86<>\"\",A86*$B$13,\"\")","v":16.5},{"$f":"IF(A86<>\"\",ROUNDDOWN(A86*$B$13/24,0),\"\")","v":0},0.6875,{"$f":"IF(A86<>\"\",($B$4+$B$5)/2+($B$5-$B$4)/2*COS(2*PI()/$B$15*B86),\"\")","v":2.0112105985022661},{"$f":"IF(A86<>\"\",E86*COS(2*PI()/$B$7*B86),\"\")","v":-0.97604445051646138},0.47654361975132498,0.11913590493783124]
[67,16.75,0,0.69791666666666663,2.0115502272197827,-1.1905904079505976,0.86493009330345849,0.21623252332586462]
[68,17,0,0.70833333333333337,2.0118948024587477,-1.3861289635543901,1.3649124170435181,0.34122810426087952]
[69,17.25,0,0.71875,2.0122443170711195,-1.5595208403387615,1.9438708980867125,0.48596772452167813]
[70,17.5,0,0.72916666666666663,2.012598763806392,-1.7079803835453296,2.5535390578558488,0.6383847644639622]
[71,17.75,0,0.73958333333333337,2.0129581353117452,-1.8291202872649648,3.1363221820082616,0.78408054550206541]
[72,18,0,0.75,2.0133224241321965,-1.9209899606550385,3.6330314321215069,0.90825785803037673]
[73,18.25,0,0.76041666666666663,2.013691622710756,-1.9821069175294328,3.9909391062321604,0.9977347765580401]
[74,18.5,0,0.77083333333333337,2.0140657233885837,-2.0114806844755861,4.1710122888591608,1.0427530722147902]
[75,18.75,0,0.78125,2.0144447184051479,-2.0086288421481826,4.1532966634999919,1.038324165874998]
[76,19,0,0.79166666666666663,2.0148285998983866,-1.973584940092312,3.9396835333758999,0.98492088334397498]
[77,19.25,0,0.80208333333333337,2.0152173599048693,-1.9068981553525948,3.5536640235997359,0.88841600589993397]
[78,19.5,0,0.8125,2.0156109903599639,-1.809624697153853,3.0371022526036193,0.75927556315090483]
[79,19.75,0,0.82291666666666663,2.0160094830980038,-1.6833110919832615,2.4444830218816027,0.61112075547040068]
[80,20,0,0.83333333333333337,2.016412829852456,-1.5299696133525076,1.8354488490635077,0.45886221226587692]
[81,20.25,0,0.84375,2.0168210222560927,-1.3520462462928924,1.266684656738343,0.31667116418458574]
[82,20.5,0,0.85416666666666663,2.0172340518411676,-1.1523816962237385,0.78430128120309484,0.19607532030077371]
[83,20.75,0,0.86458333333333337,2.0176519100395871,-0.93416606332061425,0.41779777989235245,0.10444944497308811]
[84,21,0,0.875,2.0180745881830924,-0.70088790510863319,0.17645727435908029,4.4114318589770073E-2]
[85,21.25,0,0.88541666666666663,2.0185020775034359,-0.45627850008891263,4.8683734514024267E-2,1.2170933628506067E-2]
[86,21.5,0,0.89583333333333337,2.0189343691325656,-0.20425220232789659,4.3671098233171966E-3,1.0917774558292992E-3]
[87,21.75,0,0.90625,2.0193714541028074,5.1156160138993996E-2,6.86100418698667E-5,1.7152510467466675E-5]
[88,22,0,0.91666666666666663,2.0198133233470519,0.30585584252857823,1.4663721794754447E-2,3.6659304486886118E-3]
[89,22.25,0,0.92708333333333337,2.0202599676989421,0.5557656638674684,8.7976970969095278E-2,2.1994242742273819E-2]
[90,22.5,0,0.9375,2.0207113778930643,0.79687936336623399,0.25934125617632847,6.4835314044082118E-2]
[91,22.75,0,0.94791666666666663,2.0211675445651394,1.0253297866065594,0.55243933288587443,0.13810983322146861]
[92,23,0,0.95833333333333337,2.0216284582522173,1.2374508737847905,0.97113089271221475,0.24278272317805369]
[93,23.25,0,0.96875,2.0220941093928739,1.4298364569490742,1.4981419614312184,0.37453549035780459]
[94,23.5,0,0.97916666666666663,2.0225644883274092,1.5993949237611271,2.0968193204587098,0.52420483011467744]
[95,23.75,0,0.98958333333333337,2.0230395852980467,1.7433988710056998,2.7157147490832418,0.67892868727081046]
[96,24,1,0,2.0235193904491373,1.8595289508182433,3.2953587602993264,0.8238396900748316]
[97,24.25,1,1.0416666666666666E-2,2.0240038938273628,1.9459112051354885,3.7762690255492548,0.9440672563873137]
[98,24.5,1,2.0833333333333332E-2,2.0244930853819421,2.0011472877213365,4.1070598677876964,1.0267649669469241]
[99,24.75,1,3.125E-2,2.0249869549648412,2.0243370866265868,4.2515017736802267,1.0628754434200567]
[100,25,1,4.1666666666666664E-2,2.025485492330982,2.0150933812954235,4.1935265733986764,1.0483816433496691]
[101,25.25,1,5.2083333333333336E-2,2.0259886871384563,1.9735482957975439,3.9394640886873145,0.98486602217182861]
[102,25.5,1,6.25E-2,2.0264965289487384,1.9003514408103375,3.5171884891153891,0.87929712227884727]
[103,25.75,1,7.2916666666666671E-2,2.027009007226904,1.7966597699053366,2.9722915020607723,0.74307287551519308]
[104,26,1,8.3333333333333329E-2,2.0275261113418472,1.6641193082825416,2.3618224617662595,0.59045561544156488]
[105,26.25,1,9.375E-2,2.0280478305665013,1.5048390422245899,1.7464816236786604,0.43662040591966511]
[106,26.5,1,0.10416666666666667,2.0285741540780613,1.321357383127957,1.1823736885698892,0.29559342214247231]
[107,26.75,1,0.11458333333333333,2.0291050709582095,1.1166017389995506,0.71349144375390405,0.17837286093847601]
[108,27,1,0.125,2.0296405701933393,0.89384183687724916,0.36599563382783185,9.1498908456957961E-2]
[109,27.25,1,0.13541666666666666,2.0301806406747875,0.65663753996920382,0.14510119625083781,3.6275299062709453E-2]
[110,27.5,1,0.14583333333333334,2.0307252711990613,0.4087819917990132,3.5008147975887652E-2,8.752036993971913E-3]
[111,27.75,1,0.15625,2.0312744504680724,0.15424099487021514,1.8805865390174724E-3,4.7014663475436811E-4]
[112,28,1,0.16666666666666666,2.0318281670893716,-0.10291040788616378,5.5856249106102298E-4,1.3964062276525574E-4]
[113,28.25,1,0.17708333333333334,2.0323864095763833,-0.35855313532301475,2.3624054898684237E-2,5.9060137246710592E-3]
[114,28.5,1,0.1875,2.0329491663486468,-0.60859001128421519,0.1155229657910686,2.8880741447767151E-2]
[115,28.75,1,0.19791666666666666,2.0335164257320528,-0.84901139370251311,0.31364215214240898,7.8410538035602245E-2]
[116,29,1,0.20833333333333334,2.0340881759590901,-1.0759594389139771,0.63838337591936078,0.1595958439798402]
[117,29.25,1,0.21875,2.0346644051690848,-1.2857899717566892,1.0894416447162429,0.27236041117906074]
[118,29.5,1,0.22916666666666666,2.0352451014084498,-1.4751309697442447,1.6450746592027088,0.4112686648006772]
[119,29.75,1,0.23958333333333334,2.035830252630932,-1.6409367232152403,2.2644846069554307,0.56612115173885769]
[120,30,1,0.25,2.0364198466978616,-1.7805368020099439,2.8929886740545672,0.72324716851364179]
[121,30.25,1,0.26041666666666669,2.0370138713784036,-1.8916790418258609,3.4692550290230528,0.86731375725576321]
[122,30.5,1,0.27083333333333331,2.037612314349813,-1.9725658586420658,3.933583792387676,0.98339594809691899]
[123,30.75,1,0.28125,2.0382151631976893,-2.0218833059624957,4.2360602555618101,1.0590150638904525]
[124,31,1,0.29166666666666669,2.0388224054162341,-2.0388224054162341,4.3434223567981611,1.0858555891995403]
[125,31.25,1,0.30208333333333331,2.0394340284085111,-2.0230924046221834,4.2436643713624695,1.0609160928406174]
[126,31.5,1,0.3125,2.0400500194867059,-1.9749257452076343,3.9477185622772728,0.9869296405693182]
[127,31.75,1,0.32291666666666669,2.0406703658723924,-1.8950746564056213,3.4879708014433901,0.87199270036084753]
[128,32,1,0.33333333333333331,2.0412950546967941,-1.784799423626811,2.913815980482958,0.72845399512073949]
[129,32.25,1,{"$f":"IF(A149<>\"\",MOD(B149,24)/24,\"\")","v":0.34375},2.0419240730010535,-1.6458485146659694,{"$f":"ABS(0.5*1.025*1*(F149^3))","v":2.2848802795024516},{"$f":"G149*$B$13","v":0.57122006987561291}]
[{"$f":"IF(IF(A149<>\"\",A149+1<=$B$16,0),A149+1,\"\")","v":130},{"$f":"IF(A150<>\"\",A150*$B$13,\"\")","v":32.5},{"$f":"IF(A150<>\"\",ROUNDDOWN(A150*$B$13/24,0),\"\")","v":1},0.35416666666666669,{"$f":"IF(A150<>\"\",($B$4+$B$5)/2+($B$5-$B$4)/2*COS(2*PI()/$B$15*B150),\"\")","v":2.0425574077364996},{"$f":"IF(A150<>\"\",E150*COS(2*PI()/$B$7*B150),\"\")","v":-1.4804308766288219},1.6628699029561453,0.41571747573903634]
[131,32.75,1,0.36458333333333331,2.0431950457649202,-1.2911808421640734,1.1032021270856349,0.27580053177140873]
[132,33,1,0.375,2.0438369738588325,-1.0811162021468879,0.64760619949978537,0.16190154987494634]
[133,33.25,1,0.38541666666666669,2.0444831787017583,-0.85359011168353305,0.31874398352383165,7.9685995880957913E-2]
[134,33.5,1,0.39583333333333331,2.0451336468885022,-0.61223759543043677,0.11761260076220115,2.9403150190550287E-2]
[135,33.75,1,0.40625,2.0457883649254254,-0.36091750515308563,2.4094488417636829E-2,6.0236221044092072E-3]
[136,34,1,0.41666666666666669,2.0464473192307295,-0.10365085579124914,5.7070614173190099E-4,1.4267653543297525E-4]
[137,34.25,1,0.42708333333333331,2.0471104961347364,0.15544347513470289,1.9249141297112962E-3,4.8122853242782405E-4]
[138,34.5,1,0.4375,2.0477778818801728,0.41221465709277011,3.5897496301558619E-2,8.9743740753896548E-3]
[139,34.75,1,0.44791666666666669,2.0484494626224548,0.66254637096754954,0.14905368186585616,3.7263420466464039E-2]
[140,35,1,0.45833333333333331,2.0491252244299747,0.90242276464818716,0.37663788013195104,9.415947003298776E-2]
[141,35.25,1,0.46875,2.0498051532843919,1.1279928435084641,0.7355511903131331,0.18388779757828327]
[142,35.5,1,0.47916666666666669,2.0504892350809216,1.3356322638498523,1.2211093988706418,0.30527734971766046]
[143,35.75,1,0.48958333333333331,2.0511774556286282,1.5220015382470748,1.8069209107173201,0.45173022767933002]
[144,36,1,0.5,2.0518698006507208,1.6840997184913762,2.4479203319926377,0.61198008299815942]
[145,36.25,1,0.51041666666666663,2.0525662557848476,1.8193126935725816,3.086142097216118,0.7715355243040295]
[146,36.5,1,0.52083333333333337,2.0532668065833946,1.9254553257404048,3.6584254498797555,0.91460636246993887]
[147,36.75,1,0.53125,2.0539714385137851,2.0008067457775929,4.104963488130446,1.0262408720326115]
[148,37,1,0.54166666666666663,2.0546801369587819,2.04413823764295,4.3774848969447753,1.0943712242361938]
[149,37.25,1,0.55208333333333337,2.0553928872167897,2.054733260863741,4.4459054561920244,1.1114763640480061]
[150,37.5,1,0.5625,2.0561096745021601,2.0323992845899688,4.3025008997874288,1.0756252249468572]
[151,37.75,1,0.57291666666666663,2.0568304839454989,1.9774712380643167,3.9630029552111234,0.99075073880278086]
[152,38,1,0.58333333333333337,2.0575553005939744,1.8908065163214438,3.4644567242626771,0.86611418106566929]
[153,38.25,1,0.59375,2.0582841094116273,1.7737716150663139,2.8601378945174885,0.71503447362937211]
[154,38.5,1,0.60416666666666663,2.0590168952796821,1.6282206027319608,2.2122469607177311,0.55306174017943277]
[155,38.75,1,0.61458333333333337,2.0597536429968626,1.4564657685367766,1.5834148556084064,0.39585371390210161]
[156,39,1,0.625,2.0604943372797053,1.261240910854486,1.0282246668091928,0.25705616670229819]
[157,39.25,1,0.63541666666666663,2.0612389627628764,1.0456578483648169,0.58595285432382738,0.14648821358095684]
[158,39.5,1,0.64583333333333337,2.0619875039994935,0.81315684537269894,0.27556041923082281,6.8890104807705702E-2]
[159,39.75,1,0.65625,2.0627399454614412,0.56745174061982384,9.3644153306654015E-2,2.3411038326663504E-2]
[160,40,1,0.66666666666666663,2.0634962715396981,0.31247065428823712,1.5635853047362525E-2,3.9089632618406313E-3]
[161,40.25,1,0.67708333333333337,2.0642564665446566,5.2293219336122458E-2,7.3287516895715566E-5,1.8321879223928891E-5]
[162,40.5,1,0.6875,2.0650205147064513,-0.20891466034247627,4.6730520805068785E-3,1.1682630201267196E-3]
[163,40.75,1,0.69791666666666663,2.0657884001752853,-0.46696748209388167,5.2185973157866807E-2,1.3046493289466702E-2]
[164,41,1,0.70833333333333337,2.0665601070217572,-0.71772718048821238,0.18948378435855037,4.7370946089637593E-2]
[165,41.25,1,0.71875,2.0673356192371943,-0.95716945394580211,0.4494282435390744,0.1123570608847686]
[166,41.5,1,0.72916666666666663,2.0681149207339828,-1.1814483193786132,0.84515829103097351,0.21128957275774338]
[167,41.75,1,0.73958333333333337,2.0688979953459028,-1.3869578597714209,1.3673625081738325,0.34184062704345813]
[168,42,1,0.75,2.0696848268284622,-1.5703901737701211,1.9847992042217617,0.49619980105544043]
[169,42.25,1,0.76041666666666663,2.0704753988592346,-1.7287885963822078,2.6480094897497595,0.66200237243743987]
[170,42.5,1,0.77083333333333337,2.0712696950381986,-1.8595953348806,3.2957116998612568,0.8239279249653142]
[171,42.75,1,0.78125,2.072067698888076,-1.9606927527469757,3.8629803627581274,0.96574509068953185]
[172,43,1,0.79166666666666663,2.0728693938546763,-2.0304376355865648,4.2900547435174685,1.0725136858793671]
[173,43.25,1,0.80208333333333337,2.0736747633072374,-2.0676878847841405,4.5305280020104428,1.1326320005026107]
[174,43.5,1,0.8125,2.0744837905387721,-2.0718212054698482,4.5577520097935764,1.1394380024483941]
[175,43.75,1,0.82291666666666663,2.0752964587664144,-2.042745483197602,4.3685433169535042,1.092135829238376]
[176,44,1,0.83333333333333337,2.0761127511317685,-1.9809006765675246,3.983657301514262,0.9959143253785655]
[177,44.25,1,0.84375,2.0769326507012562,-1.8872521887258842,3.4449560279768736,0.8612390069942184]
[178,44.5,1,0.85416666666666663,2.0777561404664708,-1.7632758170813254,2.8096655314398569,0.70241638285996422]
[179,44.75,1,0.86458333333333337,2.0785832033445284,-1.6109345155026338,2.1425330495736974,0.53563326239342435]
[180,45,1,0.875,2.0794138221784224,-1.4326473345496615,1.5069948149803161,0.37674870374507902]
[181,45.25,1,0.88541666666666663,2.0802479797373801,-1.2312510308316176,0.9566073007500302,0.23915182518750755]
[182,45.5,1,0.89583333333333337,2.0810856587172193,-1.0099549543707547,0.52795861591707582,0.13198965397926896]
[183,45.75,1,0.90625,2.0819268417407084,-0.77228993098376864,0.23606684051215235,5.9016710128038087E-2]
[184,46,1,0.91666666666666663,2.0827715113579255,-0.52205195343818611,7.2918049855350442E-2,1.822951246383761E-2]
[185,46.25,1,0.92708333333333337,2.0836196500466211,-0.26324157893902383,9.3488314704374981E-3,2.3372078676093745E-3]
[186,46.5,1,0.9375,2.0844712402125816,1.7874247046488174E-15,2.9266927940959583E-45,7.3167319852398958E-46]
[187,46.75,1,0.94791666666666663,2.0853262641899946,0.26345719017197544,9.3718221150004295E-3,2.3429555287501074E-3]
[188,47,1,0.95833333333333337,2.0861847042418145,0.52290747887762379,7.3277126384922467E-2,1.8319281596230617E-2]
[189,47.25,1,0.96875,2.0870465425601314,0.77418908195930958,0.2378126743374008,5.9453168584350201E-2]
[190,47.5,1,0.97916666666666663,2.0879117612665392,1.0132676753343812,0.53317089576663312,0.13329272394165828]
[191,47.75,1,0.98958333333333337,2.0887803424125089,1.2363011404538915,0.96842653206360363,0.24210663301590091]
[192,48,2,0,2.0896522679797576,1.4397012850095385,1.5293646463589989,0.38234116158974973]
[193,48.25,2,{"$f":"IF(A213<>\"\",MOD(B213,24)/24,\"\")","v":1.0416666666666666E-2},2.0905275198806255,1.6201915477643838,{"$f":"ABS(0.5*1.025*1*(F213^3))","v":2.179681089493084},{"$f":"G213*$B$13","v":0.54492027237327101}]
[{"$f":"IF(IF(A213<>\"\",A213+1<=$B$16,0),A213+1,\"\")","v":194},{"$f":"IF(A214<>\"\",A214*$B$13,\"\")","v":48.5},{"$f":"IF(A214<>\"\",ROUNDDOWN(A214*$B$13/24,0),\"\")","v":2},2.0833333333333332E-2,{"$f":"IF(A214<>\"\",($B$4+$B$5)/2+($B$5-$B$4)/2*COS(2*PI()/$B$15*B214),\"\")","v":2.0914060799584484},{"$f":"IF(A214<>\"\",E214*COS(2*PI()/$B$7*B214),\"\")","v":1.7748597598463449},2.8654048980031854,0.71635122450079636]
[195,48.75,2,3.125E-2,2.0922879299879367,1.9012051132140728,3.5219305736776478,0.88048264341941196]
[196,49,2,4.1666666666666664E-2,2.0931730516755516,1.997178579042332,4.08267272787963,1.0206681819699075]
[197,49.25,2,5.2083333333333336E-2,2.094061426659886,2.0612161230162247,4.4881200223262692,1.1220300055815673]
[198,49.5,2,6.25E-2,2.0949530365120448,2.0922641793127004,4.6940037153870771,1.1735009288467693]
[199,49.75,2,7.2916666666666671E-2,2.0958478627360266,2.0897969685557447,4.6774176951672928,1.1693544237918232]
[200,50,2,8.3333333333333329E-2,2.0967458867691082,2.0538253752883535,4.4400147788503563,1.1100036947125891]
[201,50.25,2,9.375E-2,2.0976470899822295,1.984897235431059,4.0078176199244817,1.0019544049811204]
[202,50.5,2,0.10416666666666667,2.0985514536803804,1.8840890216370225,3.4276630805207593,0.85691577013018982]
[203,50.75,2,0.11458333333333333,2.0994589591029871,1.7529890522096756,2.7607779729485569,0.69019449323713922]
[204,51,2,0.125,2.1003695874243031,1.5936724851150967,2.0743932636913001,0.51859831592282502]
[205,51.25,2,0.13541666666666666,2.1012833197537986,1.4086684904210791,1.4325845744312011,0.35814614360780028]
[206,51.5,2,0.14583333333333334,2.1022001371365526,1.200920120114026,0.88763870834747727,0.22190967708686932]
[207,51.75,2,0.15625,2.1031200205536464,0.97373751166662714,0.47317258278283414,0.11829314569570853]
[208,52,2,0.16666666666666666,2.1040429509225587,0.73074516906651987,0.19998237810666844,4.999559452666711E-2]
[209,52.25,2,0.17708333333333334,2.104968909097559,0.4758241605402469,5.5211982285957827E-2,1.3802995571489457E-2]
[210,52.5,2,0.1875,2.1058978758701077,0.21305015437867403,4.9560927968812403E-3,1.2390231992203101E-3]
[211,52.75,2,0.19791666666666666,2.1068298319692529,-5.3371718239778244E-2,7.7916138986871183E-5,1.9479034746717796E-5]
[212,53,2,0.20833333333333334,2.1077647580620313,-0.31917413281580892,1.6663910753685882E-2,4.1659776884214704E-3]
[213,53.25,2,0.21875,2.1087026347538673,-0.58009589777591564,0.10004450796949708,2.5011126992374271E-2]
[214,53.5,2,0.22916666666666666,2.1096434425889781,-0.83195024378638638,0.29511136150731349,7.3777840376828371E-2]
[215,53.75,2,0.23958333333333334,2.1105871620507743,-1.0706919821165395,0.62905341029527151,0.15726335257381788]
[216,54,2,0.25,2.1115337735622672,-1.2924824551489049,1.1065418379850163,0.27663545949625407]
[217,54.25,2,0.26041666666666669,2.1124832574864745,-1.493751236511736,1.7081606110078011,0.42704015275195029]
[218,54.5,2,0.27083333333333331,2.113435594126825,-1.671253589416003,2.3923291318629754,0.59808228296574384]
[219,54.75,2,0.28125,2.1143907637275721,-1.8221227588111941,3.1004645320255193,0.77511613300637983]
[220,55,2,0.29166666666666669,2.1153487464741985,-1.943916254873528,3.7646666232698429,0.94116665581746073]
[221,55.25,2,0.30208333333333331,2.1163095224938311,-2.0346553808097276,4.3168449836321754,1.0792112459080438]
[222,55.5,2,0.3125,2.1172730718556507,-2.0928573654821885,4.6979972946020565,1.1744993236505141]
[223,55.75,2,0.32291666666666669,2.1182393745713077,-2.117559579227934,4.8663213558100153,1.2165803389525038]
[224,56,2,0.33333333333333331,2.1192084105953342,-2.1083354375753931,4.8030045213594548,1.2007511303398637]
[225,56.25,2,0.34375,2.1201801598255621,-2.0653017303455203,4.5148611277287403,1.1287152819321851]
[226,56.5,2,0.35416666666666669,2.1211546021035392,-1.9891172507361841,4.0334346167333663,1.0083586541833416]
[227,56.75,2,0.36458333333333331,2.122131717214947,-1.8809727382397472,3.4106831312978505,0.85267078282446263]
[228,57,2,0.375,2.1231114848900199,-1.7425722884050234,2.7118538452894763,0.67796346132236907]
[229,57.25,2,0.38541666666666669,2.1240938848039677,-1.5761065192977433,2.0065526791847161,0.50163816979617903]
[230,57.5,2,0.39583333333333331,2.1250788965773943,-1.3842179168442175,1.3592748099243783,0.33981870248109458]
[231,57.75,2,0.40625,2.1260664997767225,-1.1699589069373852,0.82074017763649332,0.20518504440912333]
[232,58,2,0.41666666666666669,2.1270566739146171,-0.93674331922362974,0.42126529575727062,0.10531632393931765]
[233,58.25,2,0.42708333333333331,2.1280493984504103,-0.68829201398894879,0.16711370258314964,4.1778425645787411E-2]
[234,58.5,2,0.4375,2.1290446527905273,-0.42857353780940505,4.0343161245099131E-2,1.0085790311274783E-2]
[235,58.75,2,0.44791666666666669,2.130042416288914,-0.16174075410068556,2.1684642200875018E-3,5.4211605502187544E-4]
[236,59,2,0.45833333333333331,2.1310426682474644,0.10793553990657126,6.4444710117819801E-4,1.611117752945495E-4]
[237,59.25,2,0.46875,2.132045387916452,0.37613494898726046,2.7272498996756354E-2,6.8181247491890884E-3]
[238,59.5,2,0.47916666666666669,2.1330505544949574,0.6385566754536689,0.13344190024753613,3.3360475061884033E-2]
[239,59.75,2,0.48958333333333331,2.1340581471313023,0.89098846648652152,0.36250175760501135,9.0625439401252839E-2]
[240,60,2,0.5,2.1350681449234803,1.129374208260072,0.73825681729273873,0.18456420432318468]
[241,60.25,2,0.51041666666666663,2.1360805269195922,1.3498790824670253,1.2606033955834963,0.31515084889587408]
[242,60.5,2,0.52083333333333337,2.1370952721182785,1.5489512388527824,1.9046145982989757,0.47615364957474393]
[243,60.75,2,0.53125,2.1381123594691571,1.7233789921724734,2.6232292946401365,0.65580732366003414]
[244,61,2,0.54166666666666663,2.1391317678732591,1.870342622727363,3.3531839805585424,0.8382959951396356]
[245,61.25,2,0.55208333333333337,2.1401534761834657,1.987459945202779,4.0233612052631473,1.0058403013157868]
[246,61.5,2,0.5625,2.1411774632049489,2.0728249095606959,4.5643792962903031,1.1410948240725758]
[247,61.75,2,0.57291666666666663,2.1422037076956091,2.1250386086646023,4.9180659076437516,1.2295164769109379]
[248,62,2,0.58333333333333337,2.1432321883665169,2.1432321883665169,5.0454689653183076,1.2613672413295769]
[249,62.25,2,0.59375,2.1442628838823543,2.1270812850371414,4.9322618992857041,1.233065474821426]
[250,62.5,2,0.60416666666666663,2.1452957728618576,2.0768117509079524,4.5907671680036906,1.1476917920009226]
[251,62.75,2,0.61458333333333337,2.1463308338782605,1.9931965669554803,4.0583010569917741,1.0145752642479435]
[252,63,2,0.625,2.1473680454597401,1.877543984164729,3.3920654940522161,0.84801637351305403]
[253,63.25,2,0.63541666666666663,2.1484073860898589,1.7316770746017645,2.6613046452615832,0.66532616131539579]
[254,63.5,2,0.64583333333333337,2.149448834208016,1.5579050115520043,1.9378349877716776,0.4844587469429194]
[255,63.75,2,0.65625,2.1504923682098891,1.3589865308297784,1.2862912840864176,0.32157282102160439]
[256,64,2,0.66666666666666663,2.1515379664478869,1.1380861511029896,0.75547358794505581,0.18886839698626395]
[257,64.25,2,{"$f":"IF(A277<>\"\",MOD(B277,24)/24,\"\")","v":0.67708333333333337},2.1525856072315963,0.89872384768258795,{"$f":"ABS(0.5*1.025*1*(F277^3))","v":0.37202546426903105},{"$f":"G277*$B$13","v":9.3006366067257762E-2}]
[{"$f":"IF(IF(A277<>\"\",A277+1<=$B$16,0),A277+1,\"\")","v":258},{"$f":"IF(A278<>\"\",A278*$B$13,\"\")","v":64.5},{"$f":"IF(A278<>\"\",ROUNDDOWN(A278*$B$13/24,0),\"\")","v":2},0.6875,{"$f":"IF(A278<>\"\",($B$4+$B$5)/2+($B$5-$B$4)/2*COS(2*PI()/$B$15*B278),\"\")","v":2.1536352688282321},{"$f":"IF(A278<>\"\",E278*COS(2*PI()/$B$7*B278),\"\")","v":0.64471897982199022},0.13734259105944088,3.4335647764860221E-2]
[259,64.75,2,0.69791666666666663,2.1546869294630895,0.38012936445463241,2.8150630628023209E-2,7.0376576570058023E-3]
[260,65,2,0.70833333333333337,2.155740567319993,0.10918646796664729,6.6711441023019737E-4,1.6677860255754934E-4]
[261,65.25,2,0.71875,2.1567961605417518,-0.16377224921899933,2.2512037861251192E-3,5.6280094653127981E-4]
[262,65.5,2,0.72916666666666663,2.1578536872306118,-0.43437275380737961,4.2003124556155555E-2,1.0500781139038889E-2]
[263,65.75,2,0.73958333333333337,2.1589131254487097,-0.6982745157252046,0.17449076496642255,4.3622691241605636E-2]
[264,66,2,0.75,2.1599744532185294,-0.95124011671134656,0.44112771295514497,0.11028192823878624]
[265,66.25,2,0.76041666666666663,2.1610376485233558,-1.1892032753361426,0.86191047687011746,0.21547761921752936]
[266,66.5,2,0.77083333333333337,2.1621026893077331,-1.4083341966347729,1.431564908375931,0.35789122709398274]
[267,66.75,2,0.78125,2.1631695534779229,-1.6051011963144037,2.1193423913464247,0.52983559783660616]
[268,67,2,0.79166666666666663,2.1642382189023603,-1.7763276081386052,2.8725200388924761,0.71813000972311902]
[269,67.25,2,0.80208333333333337,2.1653086634121146,-1.9192430576824555,3.6231290632155138,0.90578226580387844]
[270,67.5,2,0.8125,2.1663808648013494,-2.0315282750101029,4.296971601907436,1.074242900476859]
[271,67.75,2,0.82291666666666663,2.1674548008277825,-2.1113527215364707,4.8236550943107375,1.2059137735776844]
[272,68,2,0.83333333333333337,2.1685304492131472,-2.157404420763406,5.1462225404474093,1.2865556351118523]
[273,68.25,2,0.84375,2.1696077876436548,-2.1689115069075431,5.2290087469568514,1.3072521867392128]
[274,68.5,2,0.85416666666666663,2.1706867937704577,-2.1456551376794439,5.0626002046430267,1.2656500511607567]
[275,68.75,2,0.86458333333333337,2.1717674452101128,-2.0879735555208843,4.6651847964877815,1.1662961991219454]
[276,69,2,0.875,2.1728497195450456,-1.9967572232527466,4.0800892410014464,1.0200223102503616]
[277,69.25,2,0.88541666666666663,2.1739335943240157,-1.8734351030642205,3.3698442603605683,0.84246106509014207]
[278,69.5,2,0.89583333333333337,2.1750190470625816,-1.7199522897944377,2.607612594241115,0.65190314856027876]
[279,69.75,2,0.90625,2.1761060552435691,-1.5387393482438363,1.8671923032816631,0.46679807582041577]
[280,70,2,0.91666666666666663,2.1771945963175359,-1.3326738375764047,1.213013084548245,0.30325327113706124]
[281,70.25,2,0.92708333333333337,2.1782846477032409,-1.1050346315938055,0.69154673713944537,0.17288668428486134]
[282,70.5,2,0.9375,2.179376186788113,-0.8594497597544325,0.32535340280311009,8.1338350700777523E-2]
[283,70.75,2,0.94791666666666663,2.1804691909287186,-0.59983859840539078,0.11061068824679188,2.7652672061697969E-2]
[284,71,2,0.95833333333333337,2.1815636374512333,-0.33034933310403419,1.8476264590262373E-2,4.6190661475655932E-3]
[285,71.25,2,0.96875,2.1826595036519096,-5.5292689648967643E-2,8.6635725849813861E-5,2.1658931462453465E-5]
[286,71.5,2,0.97916666666666663,2.1837567667975515,0.22092700772560833,5.526374361046936E-3,1.381593590261734E-3]
[287,71.75,2,0.98958333333333337,2.1848554041259822,0.49388234860712882,6.1739681380356473E-2,1.5434920345089118E-2]
[288,72,3,0,2.1859553928465196,0.75919379042006729,0.22425999674637384,5.606499918659346E-2]
[289,72.25,3,1.0416666666666666E-2,2.187056710140447,1.012599917262611,0.53211748825811922,0.13302937206452981]
[290,72.5,3,2.0833333333333332E-2,2.1881593331614866,1.2500258765981753,1.0010387282707909,0.25025968206769772]
[291,72.75,3,3.125E-2,2.1892632390362752,1.4676488948805555,1.6201692506783678,0.40504231266959195]
[292,73,3,4.1666666666666664E-2,2.1903684048648362,1.6619598188808435,2.352639740015567,0.58815993500389174]
[293,73.25,3,5.2083333333333336E-2,2.1914748077210566,1.8298196921028125,3.1399212855533625,0.78498032138834062]
[294,73.5,3,6.25E-2,2.1925824246531622,1.968510454236635,3.9093724347019725,0.97734310867549312]
[295,73.75,3,7.2916666666666671E-2,2.1936912326841922,2.0757789448658399,4.5839215578183881,1.145980389454597]
[296,74,3,8.3333333333333329E-2,2.1948012088124784,2.1498734991289905,5.0925181868474061,1.2731295467118515]
[297,74.25,3,9.375E-2,2.1959123300121197,2.1895725410539968,5.3798712688341253,1.3449678172085313]
[298,74.5,3,0.10416666666666667,2.1970245732334623,2.1942047079486962,5.4140878370978163,1.3535219592744541]
[299,74.75,3,0.11458333333333333,2.1981379154035761,2.1636601745107336,5.1911194655887138,1.2977798663971785]
[300,75,3,0.125,2.1992523334267333,2.0983929860518549,4.7353746789013682,1.1838436697253421]
[301,75.25,3,0.13541666666666666,2.2003678041848889,1.999414354166849,4.0963993326898809,1.0240998331724702]
[302,75.5,3,0.14583333333333334,2.2014843045381589,1.8682770130111284,3.3420864586694869,0.83552161466737174]
[303,75.75,3,0.15625,2.2026018113253012,1.7070508777629247,2.5493723158886197,0.63734307897215492]
[304,76,3,0.16666666666666666,2.2037203013641955,1.5182903865354302,1.7937354706383952,0.44843386765959881]
[305,76.25,3,0.17708333333333334,2.204839751452325,1.3049940407282161,1.1389888041209284,0.2847472010302321]
[306,76.5,3,0.1875,2.2059601383672565,1.0705567844149664,0.62881514614974676,0.15720378653743669]
[307,76.75,3,0.19791666666666666,2.2070814388671227,0.81871597883482972,0.28125073718575477,7.0312684296438693E-2]
[308,77,3,0.20833333333333334,2.2082036296911052,0.55349183152496673,8.6901548948669721E-2,2.172538723716743E-2]
[309,77.25,3,0.21875,2.2093266875599151,0.27912322943028561,1.1145044666918263E-2,2.7862611667295659E-3]
[310,77.5,3,0.22916666666666666,2.2104505891762787,-5.4138636726313768E-16,8.1323454084815153E-47,2.0330863521203788E-47]
[311,77.75,3,0.23958333333333334,2.2115753112254177,-0.27940731738469499,1.117910915374192E-2,2.79477728843548E-3]
[312,78,3,0.25,2.2127008303755349,-0.55461906626461088,8.7433578921249019E-2,2.1858394730312255E-2]
[313,78.25,3,0.26041666666666669,2.2138271232782976,-0.82121828777474948,0.28383745633935942,7.0959364084839854E-2]
[314,78.5,3,0.27083333333333331,2.2149541665693224,-1.07492160395249,0.63653786658051914,0.15913446664512979]
[315,78.75,3,0.28125,2.2160819368686591,-1.3116480322318815,1.1565004494020465,0.28912511235051164]
[316,79,3,0.29166666666666669,2.2172104107812758,-1.5275846256585106,1.8268786738007035,0.45671966845017586]
[317,79.25,3,0.30208333333333331,2.2183395648975446,-1.7192478831006039,2.6044100619206856,0.6511025154801714]
[318,79.5,3,0.3125,2.2194693757937278,-1.8835399404528097,3.4246671761177314,0.85616679402943285]
[319,79.75,3,0.32291666666666669,2.2205998200324624,-2.017798636477492,4.210438637786206,1.0526096594465515]
[320,80,3,0.33333333333333331,2.2217308741632471,-2.1198406441951509,4.8820645118492383,1.2205161279623096]
[321,80.25,3,{"$f":"IF(A341<>\"\",MOD(B341,24)/24,\"\")","v":0.34375},2.2228625147229288,-2.1879969690781471,{"$f":"ABS(0.5*1.025*1*(F341^3))","v":5.3682658852051244},{"$f":"G341*$B$13","v":1.3420664713012811}]
[{"$f":"IF(IF(A341<>\"\",A341+1<=$B$16,0),A341+1,\"\")","v":322},{"$f":"IF(A342<>\"\",A342*$B$13,\"\")","v":80.5},{"$f":"IF(A342<>\"\",ROUNDDOWN(A342*$B$13/24,0),\"\")","v":3},0.35416666666666669,{"$f":"IF(A342<>\"\",($B$4+$B$5)/2+($B$5-$B$4)/2*COS(2*PI()/$B$15*B342),\"\")","v":2.2239947182361894},{"$f":"IF(A342<>\"\",E342*COS(2*PI()/$B$7*B342),\"\")","v":-2.2211402369637172},5.6159315871361821,1.4039828967840455]
[323,80.75,3,0.36458333333333331,2.2251274612160326,-2.2187033256454853,5.5974673980956169,1.3993668495239042]
[324,81,3,0.375,2.2262607201642708,-2.1806890324352439,5.3146551239969044,1.3286637809992261]
[325,81.25,3,0.38541666666666669,2.2273944715720133,-2.107670613399113,4.7984623408236988,1.1996155852059247]
[326,81.5,3,0.39583333333333331,2.2285286919201535,-2.0007831761695622,4.1048184197861053,1.0262046049465263]
[327,81.75,3,0.40625,2.2296633576798559,-1.861706054876076,3.3069467624029798,0.82673669060074495]
[328,82,3,0.41666666666666669,2.2307984453130469,-1.6926364404717207,2.4853349618325304,0.62133374045813261]
[329,82.25,3,0.42708333333333331,2.2319339312728999,-1.4962546802370991,1.7167633582575792,0.4291908395643948]
[330,82.5,3,0.4375,2.2330697920043261,-1.2756817942604117,1.0639493228474488,0.2659873307118622]
[331,82.75,3,0.44791666666666669,2.234206003944462,-1.0344298820657953,0.56727943902592182,0.14181985975648045]
[332,83,3,0.45833333333333331,2.2353425435231578,-0.77634620727308667,0.23980607270608284,5.995151817652071E-2]
[333,83.25,3,0.46875,2.2364793871634681,-0.50555185036859895,6.6220275400885348E-2,1.6555068850221337E-2]
[334,83.5,3,0.47916666666666669,2.2376165112821389,-0.22637590769778479,5.9454466149000129E-3,1.4863616537250032E-3]
[335,83.75,3,0.48958333333333331,2.2387538922900987,5.6713712770928543E-2,9.3488481946026676E-5,2.3372120486506669E-5]
[336,84,3,0.5,2.2398915065929463,0.33918179269475823,1.9998225605760866E-2,4.9995564014402166E-3]
[337,84.25,3,0.51041666666666663,2.241029330591441,0.61649845741447507,0.12008530141436792,3.002132535359198E-2]
[338,84.5,3,0.52083333333333337,2.2421673406819926,0.88421181894180656,0.3542931998300573,8.8573299957514326E-2]
[339,84.75,3,0.53125,2.24330551325715,1.1380194429631847,0.75534075103163367,0.18883518775790842]
[340,85,3,0.54166666666666663,2.2444438247060914,1.3738374925947545,1.3289234425728385,0.33223086064320961]
[341,85.25,3,0.55208333333333337,2.2455822514151142,1.5878664376877836,2.0518035526406573,0.51295088816016432]
[342,85.5,3,0.5625,2.2467207697681255,1.7766522724066269,2.8740953818809292,0.71852384547023229]
[343,85.75,3,0.57291666666666663,2.2478593561471296,1.9371422547370249,3.7254472043020463,0.93136180107551159]
[344,86,3,0.58333333333333337,2.2489979869327219,2.0667342684099985,4.5242624624213414,1.1310656156053354]
[345,86.25,3,0.59375,2.2501366385045745,2.1633190090717411,5.1886642491949555,1.2971660622987389]
[346,86.5,3,0.60416666666666663,2.2512752872419299,2.2253143107813198,5.6476523118102628,1.4119130779525657]
[347,86.75,3,0.61458333333333337,2.2524139095240878,2.2516910542578579,5.8508676869826353,1.4627169217456588]
[348,87,3,0.625,2.2535524817308987,2.241990232727745,5.7755722156069904,1.4438930539017476]
[349,87.25,3,0.63541666666666663,2.2546909802432502,2.1963308925944967,5.4298418483231199,1.35746046208078]
[350,87.5,3,0.64583333333333337,2.2558293814435593,2.1154088122087287,4.8515085070153559,1.212877126753839]
[351,87.75,3,0.65625,2.2569676617162617,2.0004859304155054,4.1029891982088964,1.0257472995522241]
[352,88,3,0.66666666666666663,2.2581057974483016,1.8533706849237657,3.2627270086118196,0.81568175215295491]
[353,88.25,3,0.67708333333333337,2.2592437650296215,1.6763895664972375,2.414452786320362,0.60361319658009049]
[354,88.5,3,0.6875,2.2603815408536527,1.4723503361653265,1.6357892479482472,0.4089473119870618]
[355,88.75,3,0.69791666666666663,2.2615191013178038,1.244497486825396,0.98781573884254059,0.24695393471063515]
[356,89,3,0.70833333333333337,2.2626564228239507,0.99646065559597785,0.50707749545516068,0.12676937386379017]
[357,89.25,3,0.71875,2.2637934817789276,0.73219680706814427,0.20117655264485151,5.0294138161212879E-2]
[358,89.5,3,0.72916666666666663,2.2649302545950132,0.45592710835400618,4.8571343349029607E-2,1.2142835837257402E-2]
[359,89.75,3,0.73958333333333337,2.2660667176904239,0.1720695029164091,2.6109922455929213E-3,6.5274806139823034E-4]
[360,90,3,0.75,2.2672028474898007,-0.11483193981413269,7.7603618771395215E-4,1.9400904692848804E-4]
[361,90.25,3,0.76041666666666663,2.2683386204246974,-0.40017976920888498,3.2844243103298726E-2,8.2110607758246815E-3]
[362,90.5,3,0.77083333333333337,2.2694740129340722,-0.67939682801882761,0.16071796116932713,4.0179490292331782E-2]
[363,90.75,3,0.78125,2.2706090014647748,-0.94799967607496038,0.43663489081433238,0.10915872270358309]
[364,91,3,0.79166666666666663,2.2717435624720346,-1.2016705852396663,0.88930382723763557,0.22232595680940889]
[365,91.25,3,0.80208333333333337,2.2728776724199502,-1.4363269494481565,1.5186363714950817,0.37965909287377042]
[366,91.5,3,0.8125,2.274011307781977,-1.6481869939578406,2.2946334381206182,0.57365835953015454]
[367,91.75,3,0.82291666666666663,2.2751444450414162,-1.8338307261437568,3.1606150598735567,0.79015376496838918]
[368,92,3,0.83333333333333337,2.2762770606919003,-1.9902551454234991,4.040360678827196,1.010090169706799]
[369,92.25,3,0.84375,2.2774091312378841,-2.114922820977323,4.8481655376389288,1.2120413844097322]
[370,92.5,3,0.85416666666666663,2.2785406331951292,-2.2058030514031204,5.5003974142285248,1.3750993535571312]
[371,92.75,3,0.86458333333333337,2.2796715430911925,-2.2614049386339432,5.9269174518367791,1.4817293629591948]
[372,93,3,0.875,2.2808018374659129,-2.2808018374659129,6.0807413721218335,1.5201853430304584]
[373,93.25,3,0.88541666666666663,2.2819314928718986,-2.2636467798371815,5.9445618605874992,1.4861404651468748]
[374,93.5,3,0.89583333333333337,2.2830604858750121,-2.2101786173631588,5.5331951629442591,1.3832987907360648]
[375,93.75,3,0.90625,2.2841887930548577,-2.1212187742597379,4.8915923433871695,1.2228980858467924]
[376,94,3,0.91666666666666663,2.2853163910052658,-1.9981586532951996,4.0886861405307293,1.0221715351326823]
[377,94.25,3,0.92708333333333337,2.2864432563347803,-1.8429378873896365,3.2079379921129738,0.80198449802824345]
[378,94.5,3,0.9375,2.2875693656671432,-1.6580137765218388,2.3359216622962822,0.58398041557407054]
[379,94.75,3,0.94791666666666663,2.288694695641778,-1.4463223913451047,1.5505622241191117,0.38764055602977793]
[380,95,3,0.95833333333333337,2.2898192229142773,-1.2112319590764968,0.91070104309148847,0.22767526077287212]
[381,95.25,3,0.96875,2.2909429241568837,-0.9564892716473381,0.4484708081925165,0.11211770204812913]
[382,95.5,3,0.97916666666666663,2.2920657760589767,-0.68615996878136587,0.16556555972054965,4.1391389930137412E-2]
[383,95.75,3,0.98958333333333337,2.2931877553275539,-0.40456364778014792,3.3935514597125689E-2,8.4838786492814223E-3]
[384,96,4,0,2.2943088386877162,-0.11620483573883256,8.0420445222326848E-4,2.0105111305581712E-4]
[385,96.25,4,{"$f":"IF(A405<>\"\",MOD(B405,24)/24,\"\")","v":1.0416666666666666E-2},2.2954290028831488,0.17429907267187028,{"$f":"ABS(0.5*1.025*1*(F405^3))","v":2.7138078808178817E-3},{"$f":"G405*$B$13","v":6.7845197020447042E-4}]
[{"$f":"IF(IF(A405<>\"\",A405+1<=$B$16,0),A405+1,\"\")","v":386},{"$f":"IF(A406<>\"\",A406*$B$13,\"\")","v":96.5},{"$f":"IF(A406<>\"\",ROUNDDOWN(A406*$B$13/24,0),\"\")","v":4},2.0833333333333332E-2,{"$f":"IF(A406<>\"\",($B$4+$B$5)/2+($B$5-$B$4)/2*COS(2*PI()/$B$15*B406),\"\")","v":2.2965482246766049},{"$f":"IF(A406<>\"\",E406*COS(2*PI()/$B$7*B406),\"\")","v":0.4622917589396458},5.0634010152908644E-2,1.2658502538227161E-2]
[387,96.75,4,3.125E-2,2.2976664808503879,0.74315262170653285,0.21034292673928409,5.2585731684821023E-2]
[388,97,4,4.1666666666666664E-2,2.298783748206831,1.012370918406025,0.53175655575425707,0.13293913893856427]
[389,97.25,4,5.2083333333333336E-2,2.2999000035687818,1.2656182177383541,1.0389676432764754,0.25974191081911885]
[390,97.5,4,6.25E-2,2.3010152237800798,1.4988179990952668,1.7256017368960013,0.43140043422400032]
[391,97.75,4,7.2916666666666671E-2,2.302129385706039,1.7082112796596387,2.5545748108922592,0.63864370272306481]
[392,98,4,8.3333333333333329E-2,2.3032424662339266,1.8904172125208927,3.4623172428026341,0.86557931070065852]
[393,98.25,4,9.375E-2,2.3043544422734423,2.0424876787791701,4.3668895314249783,1.0917223828562446]
[394,98.5,4,0.10416666666666667,2.3054652907571995,2.1619549919986567,5.1788557580739942,1.2947139395184986]
[395,98.75,4,0.11458333333333333,2.3065749886412008,2.2468719429976702,5.8133816209678653,1.4533454052419663]
[396,99,4,0.125,2.3076835129053177,2.2958435350867457,6.2018424683488833,1.5504606170872208]
[397,99.25,4,0.13541666666666666,2.308790840553768,2.3080498925376594,6.3012897137810375,1.5753224284452594]
[398,99.5,4,0.14583333333333334,2.3098969486155929,2.2832599661686728,6.1004230820358325,1.5251057705089581]
[399,99.75,4,0.15625,2.3110018141451327,2.2218358072077038,5.621209279538153,1.4053023198845382]
[400,100,4,0.16666666666666666,2.3121054142225042,2.1247273316891966,4.9159050201554972,1.2289762550388743]
[401,100.25,4,0.17708333333333334,2.3132077259540744,1.9934576501308729,4.059896021991638,1.0149740054979095]
[402,100.5,4,0.1875,2.3143087264729374,1.8300991886779832,3.1413603311137361,0.78534008277843403]
[403,100.75,4,0.19791666666666666,2.3154083929393869,1.6372409758636828,2.2492187012844496,0.56230467532111239]
[404,101,4,0.20833333333333334,2.3165067025413921,1.417947611237337,1.4610814456446302,0.36527036141115754]
[405,101.25,4,0.21875,2.317603632495068,1.1757105660708735,0.8329043558827155,0.20822608897067887]
[406,101.5,4,0.22916666666666666,2.318699160045151,0.91439259001013562,0.39182483891252751,9.7956209728131877E-2]
[407,101.75,4,0.23958333333333334,2.3197932624654687,0.63816610889827097,0.13319719492491572,3.329929873122893E-2]
[408,102,4,0.25,2.3208859170594134,0.35144659626198127,2.2247022518461751E-2,5.5617556296154377E-3]
[409,102.25,4,0.26041666666666669,2.3219771011604111,5.8821982545459194E-2,1.0430685321496826E-4,2.6076713303742064E-5]
[410,102.5,4,0.27083333333333331,2.3230667921323924,-0.23502076922476764,6.6529245757837099E-3,1.6632311439459275E-3]
[411,102.75,4,0.28125,2.3241549673702622,-0.52537074611166212,7.431757489288042E-2,1.8579393723220105E-2]
[412,103,4,0.29166666666666669,2.325241604300369,-0.8075686233068351,0.26991820692645091,6.7479551731612727E-2]
[413,103.25,4,0.30208333333333331,2.3263266803809723,-1.0770814461086002,0.64038257189088221,0.16009564297272055]
[414,103.5,4,0.3125,2.3274101731027104,-1.3295754553818546,1.2045722039261157,0.30114305098152894]
[415,103.75,4,0.32291666666666669,2.3284920599890686,-1.5609857862892038,1.9493540084192149,0.48733850210480373]
[416,104,4,0.33333333333333331,2.3295723185968429,-1.7675819191356343,2.8303003239289253,0.70757508098223132]
[417,104.25,4,0.34375,2.3306509265166087,-1.9460278282608463,3.7769480288196435,0.94423700720491088]
[418,104.5,4,0.35416666666666669,2.3317278613731829,-2.0934358589844262,4.7018941376181607,1.1754735344045402]
[419,104.75,4,0.36458333333333331,2.3328031008260899,-2.2074134623255124,5.5124533889586056,1.3781133472396514]
[420,105,4,0.375,2.3338766225700245,-2.2861020309965872,6.1232317697947511,1.5308079424486878]
[421,105.25,4,0.38541666666666669,2.3349484043353144,-2.3282072061967218,6.4678323925894334,1.6169580981473584]
[422,105.5,4,0.39583333333333331,2.3360184238883814,-2.3330201609930321,6.5080269865180664,1.6270067466295166]
[423,105.75,4,0.40625,2.3370866590322046,-2.3004295104021835,6.2390815215724871,1.5597703803931218]
[424,106,4,0.41666666666666669,2.3381530876067798,-2.2309236483586083,5.6904680747473506,1.4226170186868377]
[425,106.25,4,0.42708333333333331,2.3392176874895783,-2.1255834651790138,4.9218498304647778,1.2304624576161944]
[426,106.5,4,0.4375,2.3402804365960077,-1.9860655534445097,4.0148988361083955,1.0037247090270989]
[427,106.75,4,0.44791666666666669,2.3413413128798686,-1.8145761629467239,3.0621007384657473,0.76552518461643682]
[428,107,4,0.45833333333333331,2.3424002943338116,-1.6138363140291394,2.1541320407877445,0.53853301019693611]
[429,107.25,4,0.46875,2.343457358989796,-1.3870386209101837,1.3676013824470921,0.34190034561177302]
[430,107.5,4,0.47916666666666669,2.3445124849195436,-1.137796510110072,0.75489693449140483,0.18872423362285121]
[431,107.75,4,0.48958333333333331,2.3455656502349931,-0.87008664176849926,0.33758362549177362,8.4395906372943405E-2]
[432,108,4,0.5,2.3466168330887567,-0.58818545145463841,0.10428856803946389,2.6072142009865972E-2]
[433,108.25,4,0.51041666666666663,2.3476660116745705,-0.29660082526140158,1.3372448528792418E-2,3.3431121321981045E-3]
[434,108.5,4,0.52083333333333337,2.3487131642277492,7.4807940468860638E-15,2.1455417253431667E-43,5.3638543133579168E-44]
[435,108.75,4,0.53125,2.3497582690256364,0.29686515811536562,1.3408233277233823E-2,3.3520583193084558E-3]
[436,109,4,0.54166666666666663,2.350801304388054,0.58923429978196962,0.10484746348636528,2.6211865871591321E-2]
[437,109.25,4,0.55208333333333337,2.3518422486777553,0.87241494345567561,0.34030094688632861,8.5075236721582154E-2]
[438,109.5,4,0.5625,2.3528810803008704,1.1418578058722715,0.7630094997389183,0.19075237493472957]
[439,109.75,4,0.57291666666666663,2.3539177777073563,1.3932299026488875,1.3859968107571405,0.34649920268928514]
[440,110,4,0.58333333333333337,2.3549523193914426,1.622484244061267,2.1889474414935393,0.54723686037338481]
[441,110.25,4,0.59375,2.3559846838920793,1.825925004671676,3.1199143937377229,0.77997859843443074]
[442,110.5,4,0.60416666666666663,2.3570148497933801,2.0002671171070121,4.1016429896239046,1.0254107474059762]
[443,110.75,4,0.61458333333333337,2.3580427957250683,2.142689328822899,5.0416360339684614,1.2604090084921153]
[444,111,4,0.625,2.3590685003629179,2.2508798647330548,5.8445465006026343,1.4611366251506586]
[445,111.25,4,0.63541666666666663,2.3600919424291997,2.3230739564765681,6.4251456625971919,1.606286415649298]
[446,111.5,4,0.64583333333333337,2.3611131006931183,2.3580826289600454,6.7200255891528808,1.6800063972882202]
[447,111.75,4,0.65625,2.3621319539712564,2.3553122745720634,6.6963686710102897,1.6740921677525724]
[448,112,4,0.66666666666666663,2.3631484811280106,2.3147746928902397,6.3565292041900321,1.589132301047508]
[449,112.25,4,{"$f":"IF(A469<>\"\",MOD(B469,24)/24,\"\")","v":0.67708333333333337},2.3641626610760329,2.2370874264263918,{"$f":"ABS(0.5*1.025*1*(F469^3))","v":5.7377647794934612},{"$f":"G469*$B$13","v":1.4344411948733653}]
[{"$f":"IF(IF(A469<>\"\",A469+1<=$B$16,0),A469+1,\"\")","v":450},{"$f":"IF(A470<>\"\",A470*$B$13,\"\")","v":112.5},{"$f":"IF(A470<>\"\",ROUNDDOWN(A470*$B$13/24,0),\"\")","v":4},0.6875,{"$f":"IF(A470<>\"\",($B$4+$B$5)/2+($B$5-$B$4)/2*COS(2*PI()/$B$15*B470),\"\")","v":2.3651744727766677},{"$f":"IF(A470<>\"\",E470*COS(2*PI()/$B$7*B470),\"\")","v":2.123464378535727},4.9071440822580055,1.2267860205645014]
[451,112.75,4,0.69791666666666663,2.3661838952403853,1.9756968555572341,3.9523445317086638,0.98808613292716596]
[452,113,4,0.70833333333333337,2.3671909075272217,1.7961253290507908,2.9696398455389823,0.74240996138474558]
[453,113.25,4,0.71875,2.3681954887472094,1.5876023631817604,2.050780030337918,0.5126950075844795]
[454,113.5,4,0.72916666666666663,2.3691976180608134,1.35344729447643,1.2706265171962037,0.31765662929905092]
[455,113.75,4,0.73958333333333337,2.3701972746793611,1.0973933840436381,0.67729969887160069,0.16932492471790017]
[456,114,4,0.75,2.371194437865475,0.82352828378710174,0.28623941002138154,7.1559852505345384E-2]
[457,114.25,4,0.76041666666666663,2.3721890869335032,0.53622876616110671,7.9021304374194565E-2,1.9755326093548641E-2]
[458,114.5,4,0.77083333333333337,2.3731812012499476,0.24009075990256745,7.0928407369403382E-3,1.7732101842350845E-3]
[459,114.75,4,0.78125,2.3741707602338917,-6.0144189599742687E-2,1.1150000890754744E-4,2.7875002226886861E-5]
[460,115,4,0.79166666666666663,2.3751577433574291,-0.35966485829940259,2.384448181454444E-2,5.9611204536361099E-3]
[461,115.25,4,0.80208333333333337,2.3761421301460874,-0.65366746335533987,0.14314114093583952,3.5785285233959879E-2]
[462,115.5,4,0.8125,2.3771239001792548,-0.9374327283655074,0.42219608843282125,0.10554902210820531]
[463,115.75,4,0.82291666666666663,2.3781030330906021,-1.2064016573014062,0.89984901406240825,0.22496225351560206]
[464,116,4,0.83333333333333337,2.3790795085685059,-1.4562488001513394,1.5827073213919809,0.39567683034799522]
[465,116.25,4,0.84375,2.3800533063564697,-1.6829518325101298,2.4429182197424626,0.61072955493561565]
[466,116.5,4,0.85416666666666663,2.3810244062535455,-1.8828563295217919,3.4209396889370005,0.85523492223425013]
[467,116.75,4,0.86458333333333337,2.3819927881147507,-2.0527346907703561,4.4329449215017247,1.1082362303754312]
[468,117,4,0.875,2.3829584318514874,-2.1898382657162223,5.3818301963599353,1.3454575490899838]
[469,117.25,4,0.88541666666666663,2.3839213174319576,-2.2919418376118417,6.170276798111896,1.542569199527974]
[470,117.5,4,0.89583333333333337,2.3848814248815819,-2.3573797457739358,6.7140181848855773,1.6785045462213943]
[471,117.75,4,0.90625,2.3858387342834102,-2.3850730596948462,6.9534274941092082,1.7383568735273021]
[472,118,4,0.91666666666666663,2.3867932257785376,-2.3745473616066515,6.8617735014925003,1.7154433753731251]
[473,118.25,4,0.92708333333333337,2.3877448795665139,-2.3259408444790424,6.448962701882917,1.6122406754707292]
[474,118.5,4,0.9375,2.3886936759057575,-2.2400025876268703,5.7602247624258087,1.4400561906064522]
[475,118.75,4,0.94791666666666663,2.3896395951139615,-2.1180810296387218,4.8699172454629345,1.2174793113657336]
[476,119,4,0.95833333333333337,2.3905826175685045,-1.9621028156858165,3.8713207266972085,0.96783018167430213]
[477,119.25,4,0.96875,2.3915227237068568,-1.774542350905052,2.8638678596754312,0.71596696491885781]
[478,119.5,4,0.97916666666666663,2.3924598940269859,-1.5583825409856977,1.939617491028405,0.48490437275710124]
[479,119.75,4,0.98958333333333337,2.3933941090877613,-1.3170673429230719,1.1708946293930793,0.29272365734826983]
[480,120,5,0,2.394325349509359,-1.0544468808501111,0.60085266136408755,0.15021316534102189]
[481,120.25,5,1.0416666666666666E-2,2.3952535959736609,-0.77471600179369127,0.23829857703136553,5.9574644257841383E-2]
[482,120.5,5,2.0833333333333332E-2,2.3961788292246577,-0.48234725219069269,5.7513963323408829E-2,1.4378490830852207E-2]
[483,120.75,5,3.125E-2,2.3971010300688476,-0.1820193463256761,3.0906264773126815E-3,7.7265661932817038E-4]
[484,121,5,4.1666666666666664E-2,2.3980201793756351,0.12145772894383891,9.1826776399765199E-4,2.29566940999413E-4]
[485,121.25,5,5.2083333333333336E-2,2.3989362580777267,0.42321977391746129,3.8850062544011917E-2,9.7125156360029791E-3]
[486,121.5,5,6.25E-2,2.3998492471715269,0.71842636529854198,0.19003808949349726,4.7509522373374316E-2]
[487,121.75,5,7.2916666666666671E-2,2.4007591277175337,1.0023385241325149,0.51610389552668223,0.12902597388167056]
[488,122,5,8.3333333333333329E-2,2.4016658808407287,1.2703948157949529,1.0507756694391306,0.26269391735978265]
[489,122.25,5,9.375E-2,2.4025694877309713,1.5182846595856103,1.7937151729515226,0.44842879323788065]
[490,122.5,5,0.10416666666666667,2.4034699296433888,1.7420176693276073,2.7092653146958359,0.67731632867395897]
[491,122.75,5,0.11458333333333333,2.4043671878987625,1.9379879091678307,3.7303283374934253,0.93258208437335632]
[492,123,5,0.125,2.4052612438839183,2.1030320295336162,4.7668504940889349,1.1917126235222337]
[493,123.25,5,0.13541666666666666,2.4061520790521111,2.2344803456387829,5.7177279359827757,1.4294319839956939]
[494,123.5,5,0.14583333333333334,2.4070396749234106,2.3302000334965007,6.4844550221901773,1.6211137555475443]
[495,123.75,5,0.15625,2.4079240130850836,2.3886297442929694,6.9845813153128251,1.7461453288282063]
[496,124,5,0.16666666666666666,2.4088050751919763,2.4088050751919763,7.1630641790574758,1.790766044764369]
[497,124.25,5,0.17708333333333334,2.4096828429668959,2.3903744809823402,6.9998978273012069,1.7499744568253017]
[498,124.5,5,0.1875,2.4105572982009877,2.3336053641043129,6.5129255378815287,1.6282313844703822]
[499,124.75,5,0.19791666666666666,2.4114284227541152,2.239380238044415,5.7554249319431321,1.438856232985783]
[500,125,5,0.20833333333333334,2.412296198555234,2.1091830183452007,4.8087994783520918,1.2021998695880229]
[501,125.25,5,0.21875,2.413160607602769,1.9450756539816705,3.7714066588184787,0.94285166470461967]
[502,125.5,5,0.22916666666666666,2.4140216319649856,1.7496654670632859,2.7451048088998249,0.68627620222495622]
[503,125.75,5,0.23958333333333334,2.4148792537803643,1.5260637182356434,1.821427425132224,0.455356856283056]
[504,126,5,0.25,2.4157334552579681,1.2778360563742643,1.069348549715033,0.26733713742875825]
[505,126.25,5,0.26041666666666669,2.4165842186778144,1.0089456419121563,0.52637732900655121,0.1315943322516378]
[506,126.5,5,0.27083333333333331,2.4174315263912405,0.72368985131472363,0.1942456566465382,4.856141416163455E-2]
[507,126.75,5,0.28125,2.4182753608212715,0.42663157390310802,3.9797230429126737E-2,9.9493076072816843E-3]
[508,127,5,0.29166666666666669,2.4191157044629832,0.12252619975570683,9.4271574573525588E-4,2.3567893643381397E-4]
[509,127.25,5,0.30208333333333331,2.4199525398838668,-0.18375453263068464,3.1798603780859983E-3,7.9496509452149958E-4]
[510,127.5,5,0.3125,2.4207858497241896,-0.48730060900104488,5.9304101735782475E-2,1.4826025433945619E-2]
[511,127.75,5,0.32291666666666669,2.4216156166973546,-0.78324248071377045,0.24625359110036002,6.1563397775090005E-2]
[512,128,5,0.33333333333333331,2.4224418235902605,-1.0668292115977667,0.62226957378372538,0.15556739344593135]
[513,128.25,5,{"$f":"IF(A533<>\"\",MOD(B533,24)/24,\"\")","v":0.34375},2.4232644532636578,-1.333504775724706,{"$f":"ABS(0.5*1.025*1*(F533^3))","v":1.2152834842750946},{"$f":"G533*$B$13","v":0.30382087106877365}]
[{"$f":"IF(IF(A533<>\"\",A533+1<=$B$16,0),A533+1,\"\")","v":514},{"$f":"IF(A534<>\"\",A534*$B$13,\"\")","v":128.5},{"$f":"IF(A534<>\"\",ROUNDDOWN(A534*$B$13/24,0),\"\")","v":5},0.35416666666666669,{"$f":"IF(A534<>\"\",($B$4+$B$5)/2+($B$5-$B$4)/2*COS(2*PI()/$B$15*B534),\"\")","v":2.4240834886525056},{"$f":"IF(A534<>\"\",E534*COS(2*PI()/$B$7*B534),\"\")","v":-1.5789812803295404},2.0175523553890149,0.50438808884725372]
[515,128.75,5,0.36458333333333331,2.4248989127663227,-1.7993079366177571,2.9854538115903799,0.74636345289759498]
[516,129,5,0.375,2.4257107086895435,-1.9909346686373661,4.0445005345274891,1.0111251336318723]
[517,129.25,5,0.38541666666666669,2.4265188595818672,-2.1507693356980293,5.0988868851892679,1.274721721297317]
[518,129.5,5,0.39583333333333331,2.4273233486786072,-2.2762276456337558,6.0442295648907809,1.5110573912226952]
[519,129.75,5,0.40625,2.428124159291039,-2.3652749529031225,6.7817030318974361,1.695425757974359]
[520,130,5,0.41666666666666669,2.4289212748067457,-2.4164592652391677,7.2315651865143229,1.8078912966285807]
[521,130.25,5,0.42708333333333331,2.4297146786899648,-2.4289349232269477,7.344149473398458,1.8360373683496145]
[522,130.5,5,0.4375,2.4305043544819287,-2.4024765665469268,7.1067551133033877,1.7766887783258469]
[523,130.75,5,0.44791666666666669,2.4312902858012078,-2.3374831562854519,6.5454474415156305,1.6363618603789076]
[524,131,5,0.45833333333333331,2.4320724563440486,-2.2349719821837666,5.7215028573672413,1.4303757143418103]
[525,131.25,5,0.46875,2.4328508498847148,-2.0965627444157855,4.7229947441518521,1.180748686037963]
[526,131.5,5,0.47916666666666669,2.4336254502758203,-1.9244519588721953,3.6527091442523116,0.91317728606307791]
[527,131.75,5,0.48958333333333331,2.4343962414486673,-1.7213780904233993,2.6141029230135389,0.65352573075338471]
[528,132,5,0.5,2.4351632074135781,-1.4905779677377919,1.6972974651017529,0.42432436627543824]
[529,132.25,5,0.51041666666666663,2.4359263322602263,-1.2357351735444768,0.96709713145575038,0.2417742828639376]
[530,132.5,5,0.52083333333333337,2.436685600157968,-0.96092123349261105,0.45473380404898939,0.11368345101224735]
[531,132.75,5,0.53125,2.4374409953561704,-0.67053054289087277,0.15450749961370885,3.8626874903427214E-2]
[532,133,5,0.54166666666666663,2.438192502184537,-0.36921007173412324,2.579375015416778E-2,6.448437538541945E-3]
[533,133.25,5,0.55208333333333337,2.4389401050534341,-6.1784972908303502E-2,1.208766600473439E-4,3.0219165011835975E-5]
[534,133.5,5,0.5625,2.4396837884542135,0.24681871505786826,7.7059844950083016E-3,1.9264961237520754E-3]
[535,133.75,5,0.57291666666666663,2.4404235369595346,0.55165303193683857,8.6038315319947892E-2,2.1509578829986973E-2]
[536,134,5,0.58333333333333337,2.4411593352236842,0.84782746015434529,0.31233187329324297,7.8082968323310742E-2]
[537,134.25,5,0.59375,2.4418911679828943,1.1305874160460245,0.74063854710519383,0.18515963677629846]
[538,134.5,5,0.60416666666666663,2.4426190200556599,1.3953906077437872,1.3924552793297469,0.34811381983243672]
[539,134.75,5,0.61458333333333337,2.443342876343054,1.6379800328889396,2.2522659949738557,0.56306649874346393]
[540,135,5,0.625,2.4440627218290385,1.8544524425584406,3.2684434154816095,0.81711085387040239]
[541,135.25,5,0.63541666666666663,2.4447785415807788,2.0413211698595592,4.3594117284102163,1.0898529321025541]
[542,135.5,5,0.64583333333333337,2.4454903207489518,2.1955723114447272,5.4242176231005121,1.356054405775128]
[543,135.75,5,0.65625,2.4461980445680536,2.3147133562972844,6.3560239141747674,1.5890059785436919]
[544,136,5,0.66666666666666663,2.4469016983567071,2.3968134768419733,7.0566176023312996,1.7641544005828249]
[545,136.25,5,0.67708333333333337,2.4476012675179666,2.4405348308129957,7.4498735325921501,1.8624683831480375]
[546,136.5,5,0.6875,2.4482967375396183,2.4451543662338509,7.4922578541446816,1.8730644635361704]
[547,136.75,5,0.69791666666666663,2.4489880939944846,2.4105757740200602,7.1788723763574822,1.7947180940893706]
[548,137,5,0.70833333333333337,2.4496753225407208,2.3373313906705486,6.5441725967864386,1.6360431491966096]
[549,137.25,5,0.71875,2.450358408922114,2.226574014732607,5.6572487961644136,1.4143121990411034]
[550,137.5,5,0.72916666666666663,2.4510373389683782,2.0800587626207339,4.6123332905940462,1.1530833226485115]
[551,137.75,5,0.73958333333333337,2.4517120985954493,1.9001152493428213,3.5158772158731892,0.87896930396829731]
[552,138,5,0.75,2.4523826738057752,1.6896105351665582,2.4720297676883218,0.61800744192208046]
[553,138.25,5,0.76041666666666663,2.453049050688608,1.451903427745278,1.5685814017757755,0.39214535044394389]
[554,138.5,5,0.77083333333333337,2.4537112154202925,1.1907908683279815,0.86536705316688156,0.21634176329172039]
[555,138.75,5,0.78125,2.454369154264552,0.9104472581615054,0.38677486819507323,9.6693717048768307E-2]
[556,139,5,0.79166666666666663,2.4550228535727734,0.61535769500102422,0.11941992032395846,2.9854980080989614E-2]
[557,139.25,5,0.80208333333333337,2.455672299784291,0.31024618794393111,1.5304291587095757E-2,3.8260728967739392E-3]
[558,139.5,5,0.8125,2.4563174794266684,2.407749166222446E-15,7.1536484374893937E-45,1.7884121093723484E-45]
[559,139.75,5,0.82291666666666663,2.4569583791159748,-0.31040866939968426,1.5328349572757341E-2,3.8320873931893353E-3]
[560,140,5,0.83333333333333337,2.4575949855570673,-0.61600240639622028,0.11979566312976632,2.994891578244158E-2]
[561,140.25,5,0.84375,2.4582272855438632,-0.91187843041966454,0.38860170236504304,9.7150425591260761E-2]
[562,140.5,5,0.85416666666666663,2.4588552659596141,-1.1932872861500998,0.87082103318886861,0.21770525829721715]
[563,140.75,5,0.86458333333333337,2.4594789137771804,-1.4557091161213833,1.5809483252236349,0.39523708130590873]
[564,141,5,0.875,2.4600982160593001,-1.694926288541964,2.4954353149971196,0.62385882874927989]
[565,141.25,5,0.88541666666666663,2.4607131599588561,-1.9070912127794435,3.5547434688086552,0.8886858672021638]
[566,141.5,5,0.89583333333333337,2.4613237327191442,-2.0887882516076486,4.6706477837367659,1.1676619459341915]
[567,141.75,5,0.90625,2.4619299216741379,-2.2370887335227172,5.7377748369666994,1.4344437092416749]
[568,142,5,0.91666666666666663,2.4625317142487502,-2.3495981786948446,6.6477497189257218,1.6619374297314304]
[569,142.25,5,0.92708333333333337,2.4631290979590941,-2.4244949766740045,7.3039490600045864,1.8259872650011466]
[570,142.5,5,0.9375,2.463722060412743,-2.4605598908156856,7.6347652974536393,1.9086913243634098]
[571,142.75,5,0.94791666666666663,2.4643105893089872,-2.4571959113457722,7.603494247994985,1.9008735619987462]
[572,143,5,0.95833333333333337,2.4648946724390881,-2.4144381336878467,7.2134348707554148,1.8033587176888537]
[573,143.25,5,0.96875,2.4654742976865336,-2.3329534986487053,6.5074691328651877,1.6268672832162969]
[574,143.5,5,0.97916666666666663,2.4660494530272872,-2.2140303937338386,5.5621744421646238,1.3905436105411559]
[575,143.75,5,0.98958333333333337,2.4666201265300387,-2.0595582776310417,4.4772992848888249,1.1193248212222062]
[576,144,6,0,2.4671863063564512,-1.8719976501443689,3.3620933486163112,0.84052333715407779]
[577,144.25,6,{"$f":"IF(A597<>\"\",MOD(B597,24)/24,\"\")","v":1.0416666666666666E-2},2.4677479807614064,-1.6543408450061512,{"$f":"ABS(0.5*1.025*1*(F597^3))","v":2.3204320055299359},{"$f":"G597*$B$13","v":0.58010800138248397}]
[{"$f":"IF(IF(A597<>\"\",A597+1<=$B$16,0),A597+1,\"\")","v":578},{"$f":"IF(A598<>\"\",A598*$B$13,\"\")","v":144.5},{"$f":"IF(A598<>\"\",ROUNDDOWN(A598*$B$13/24,0),\"\")","v":6},2.0833333333333332E-2,{"$f":"IF(A598<>\"\",($B$4+$B$5)/2+($B$5-$B$4)/2*COS(2*PI()/$B$15*B598),\"\")","v":2.4683051380932501},{"$f":"IF(A598<>\"\",E598*COS(2*PI()/$B$7*B598),\"\")","v":-1.4100642705478397},1.4368472274795805,0.35921180686989512]
[579,144.75,6,3.125E-2,2.4688577667940317,-1.1430728607984835,0.76544785587737763,0.19136196396934441]
[580,145,6,4.1666666666666664E-2,2.469405855399744,-0.85763762498608243,0.32329973316532706,8.0824933291331766E-2]
[581,145.25,6,5.2083333333333336E-2,2.4699493925405633,-0.5583272946232688,8.9199095006147991E-2,2.2299773751536998E-2]
[582,145.5,6,6.25E-2,2.4704883669410829,-0.24993516257288506,8.0015836442194517E-3,2.0003959110548629E-3]
[583,145.75,6,7.2916666666666671E-2,2.4710227674205476,6.2597713828451321E-2,1.2570984380570134E-4,3.1427460951425334E-5]
[584,146,6,8.3333333333333329E-2,2.4715525828930871,0.37426171461318741,2.6867055869856816E-2,6.716763967464204E-3]
[585,146.25,6,9.375E-2,2.4720778023679437,0.68005899385806756,0.1611883447321876,4.02970861830469E-2]
[586,146.5,6,0.10416666666666667,2.4725984149497018,0.97508366227932708,0.47513771979126729,0.11878442994781682]
[587,146.75,6,0.11458333333333333,2.4731144098385132,1.2546005287448592,1.0120693401032188,0.2530173350258047]
[588,147,6,0.125,2.4736257763303215,1.5141211362759059,1.7789991301425705,0.44474978253564262]
[589,147.25,6,0.13541666666666666,2.4741325038170849,1.749475871003112,2.7442125160521043,0.68605312901302606]
[590,147.5,6,0.14583333333333334,2.4746345817869937,1.9568809850641371,3.8404941635852978,0.96012354089632446]
[591,147.75,6,0.15625,2.4751319998246921,2.1329994555933132,4.9735455932587573,1.2433863983146893]
[592,148,6,0.16666666666666666,2.4756247476114912,2.2749947004579405,6.0344131023055887,1.5086032755763972]
[593,148.25,6,0.17708333333333334,2.4761128149255835,2.3805762856670949,6.9141719958729446,1.7285429989682362]
[594,148.5,6,0.1875,2.4765961916422574,2.4480368875900056,7.5187863177489778,1.8796965794372444]
[595,148.75,6,0.19791666666666666,2.4770748677341037,2.4762799132164566,7.7820331084503955,1.9455082771125989]
[596,149,6,0.20833333333333334,2.4775488332712259,2.4648373314269216,7.6746514139135034,1.9186628534783758]
[597,149.25,6,0.21875,2.4780180784214458,2.4138774252148285,7.2084104784009586,1.8021026196002397]
[598,149.5,6,0.22916666666666666,2.478482593450507,2.324202336497641,6.4345128134870269,1.6086282033717567]
[599,149.75,6,0.23958333333333334,2.4789423687222771,2.1972354389733502,5.4365533600547007,1.3591383400136752]
[600,150,6,0.25,2.4793973946989483,2.0349987377934622,4.3190308118050318,1.0797577029512579]
[601,150.25,6,0.26041666666666669,2.4798476619412333,1.8400806550090787,3.1930406567616232,0.7982601641904058]
[602,150.5,6,0.27083333333333331,2.4802931611085635,1.6155947142302234,2.1611809988716026,0.54029524971790066]
[603,150.75,6,0.28125,2.4807338829592811,1.3651297842350587,1.3038141684070299,0.32595354210175748]
[604,151,6,0.29166666666666669,2.4811698183508311,1.0926926770230021,0.66863324666883028,0.16715831166720757]
[605,151.25,6,0.30208333333333331,2.4816009582399516,0.80264401884073933,0.26501032274011194,6.6252580685027984E-2]
[606,151.5,6,0.3125,2.4820272936828611,0.49962842103802274,6.3919780452220132E-2,1.5979945113055033E-2]
[607,151.75,6,0.32291666666666669,2.4824488158354439,0.18850006949113812,3.4326412229227568E-3,8.581603057306892E-4]
[608,152,6,0.33333333333333331,2.4828655159534332,-0.12575507472135258,1.019225846870916E-3,2.5480646171772899E-4]
[609,152.25,6,0.34375,2.4832773853925931,-0.43809921588426021,4.3093453261659732E-2,1.0773363315414933E-2]
[610,152.5,6,0.35416666666666669,2.4836844156088977,-0.74352352313695824,0.21065802528298413,5.2664506320746034E-2]
[611,152.75,6,0.36458333333333331,2.4840865981587092,-1.0371284923460802,0.57173077014165796,0.14293269253541449]
[612,153,6,0.375,2.4844839246989503,-1.3142025804016235,1.1632707725248104,0.29081769313120259]
[613,153.25,6,0.38541666666666669,2.4848763869872816,-1.5702978492798436,1.9844491610192163,0.49611229025480408]
[614,153.5,6,0.39583333333333331,2.4852639768822677,-1.8013014048046296,2.9953876363526124,0.7488469090881531]
[615,153.75,6,0.40625,2.4856466863435509,-2.0035014821536903,4.1215718379066733,1.0303929594766683]
[616,154,6,0.41666666666666669,2.4860245074320138,-2.1736471157256902,5.2633346922305897,1.3158336730576474]
[617,154.25,6,0.42708333333333331,2.4863974323099471,-2.3090004336434045,6.3090782395040836,1.5772695598760209]
[618,154.5,6,0.4375,2.48676545324121,-2.4073807352697592,7.1503650112925614,1.7875912528231404]
[619,154.75,6,0.44791666666666669,2.4871285625913924,-2.467199641767309,7.6967388224736402,1.92418470561841]
[620,155,6,0.45833333333333331,2.487486752827972,-2.487486752827972,7.8881688708763971,1.9720422177190993]
[621,155.25,6,0.46875,2.4878400165204715,-2.4679053949420133,7.7033457687802027,1.9258364421950507]
[622,155.5,6,0.47916666666666669,2.4881883463406118,-2.4087582055218819,7.1626460581485896,1.7906615145371474]
[623,155.75,6,0.48958333333333331,2.4885317350624647,-2.3109824602965241,6.3253391696867141,1.5813347924216785]
[624,156,6,0.5,2.488870175562603,-2.1761352160263234,5.281429672503287,1.3203574181258217]
[625,156.25,6,0.51041666666666663,2.4892036608202472,-2.0063685041142905,4.1392911480502566,1.0348227870125641]
[626,156.5,6,0.52083333333333337,2.4895321839174125,-1.8043949704781015,3.010847045324955,0.75271176133123874]
[627,156.75,6,0.53125,2.4898557380390507,-1.573444510533609,1.9964027732806016,0.49910069332015039]
[628,157,6,0.54166666666666663,2.4901743164731935,-1.3172125928548568,1.1712820608848267,0.29282051522120667]
[629,157.25,6,0.55208333333333337,2.490487912611091,-1.0398010986923916,0.5761620983366732,0.1440405245841683]
[630,157.5,6,0.5625,2.490796519947347,-0.74565262490259276,0.21247288889131707,5.3118222222829269E-2]
[631,157.75,6,0.57291666666666663,2.491100132080057,-0.43947930302635424,4.3501992682764258E-2,1.0875498170691065E-2]
[632,158,6,0.58333333333333337,2.4913987427109388,-0.12618727556413009,1.0297707725072025E-3,2.5744269312680062E-4]
[633,158.25,6,0.59375,2.4916923456454638,0.18920195949608454,3.4711290441574072E-3,8.677822610393518E-4]
[634,158.5,6,0.60416666666666663,2.4919809347929855,0.50163207426298684,6.4691878466372435E-2,1.6172969616593109E-2]
[635,158.75,6,0.61458333333333337,2.4922645041668674,0.80609301467121663,0.26844130590323773,6.7110326475809431E-2]
[636,159,6,0.625,2.4925430478846029,1.0977013807940319,0.6778701360438254,0.16946753401095635]
[637,159.25,6,0.63541666666666663,2.4928165601679431,1.3717787934835524,1.3229582045685839,0.33073955114214598]
[638,159.5,6,0.64583333333333337,2.493085035343011,1.6239269891090142,2.1947920014583784,0.5486980003645946]
[639,159.75,6,0.65625,2.4933484678404243,1.8500984364008159,3.2454758216312065,0.81136895540780163]
[640,160,6,0.66666666666666663,2.4936068521954065,2.0466613410259451,4.393714452959756,1.098428613239939]
[641,160.25,6,{"$f":"IF(A661<>\"\",MOD(B661,24)/24,\"\")","v":0.67708333333333337},2.4938601830479037,2.2104579933666697,{"$f":"ABS(0.5*1.025*1*(F661^3))","v":5.5352936865862477},{"$f":"G661*$B$13","v":1.3838234216465619}]
[{"$f":"IF(IF(A661<>\"\",A661+1<=$B$16,0),A661+1,\"\")","v":642},{"$f":"IF(A662<>\"\",A662*$B$13,\"\")","v":160.5},{"$f":"IF(A662<>\"\",ROUNDDOWN(A662*$B$13/24,0),\"\")","v":6},0.6875,{"$f":"IF(A662<>\"\",($B$4+$B$5)/2+($B$5-$B$4)/2*COS(2*PI()/$B$15*B662),\"\")","v":2.494108455142694},{"$f":"IF(A662<>\"\",E662*COS(2*PI()/$B$7*B662),\"\")","v":2.3388555216161255},6.5569829514483144,1.6392457378620786]
[643,160.75,6,0.69791666666666663,2.4943516633294962,2.4297882340284147,7.3518924275793793,1.8379731068948448]
[644,161,6,0.70833333333333337,2.4945898025630786,2.4817908690162533,7.8341055192686193,1.9585263798171548]
[645,161.25,6,0.71875,2.4948228679033613,2.4940222176140208,7.950506990019842,1.9876267475049605]
[646,161.5,6,0.72916666666666663,2.4950508545155206,2.4662787372763799,7.6881234077610348,1.9220308519402587]
[647,161.75,6,0.73958333333333337,2.4952737576700872,2.3989979365844563,7.0759294311199818,1.7689823577799955]
[648,162,6,0.75,2.4954915727430476,2.2932514746046766,6.1808601047499234,1.5452150261874809]
[649,162.25,6,0.76041666666666663,2.4957042952159361,2.1507280837525111,5.0985934995162365,1.2746483748790591]
[650,162.5,6,0.77083333333333337,2.4959119206759319,1.9737065884040872,3.9404120838154437,0.98510302095386093]
[651,162.75,6,0.78125,2.496114444815948,1.7650194505470491,2.8180088765659437,0.70450221914148592]
[652,163,6,0.79166666666666663,2.4963118634347223,1.5280074259131051,1.8283960075555714,0.45709900188889285]
[653,163.25,6,0.80208333333333337,2.4965041724369046,1.2664660568443029,1.041057059226689,0.26026426480667225]
[654,163.5,6,0.8125,2.4966913678331402,0.98458485931587814,0.4891626947261859,0.12229067368154647]
[655,163.75,6,0.82291666666666663,2.496873445740154,0.6868801789629726,0.16608745203586392,4.152186300896598E-2]
[656,164,6,0.83333333333333337,2.4970504023808315,0.37812279274942701,2.7707187284724037E-2,6.9267968211810093E-3]
[657,164.25,6,0.84375,2.4972222340842949,6.3261417432599512E-2,1.2975097355149299E-4,3.2437743387873246E-5]
[658,164.5,6,0.85416666666666663,2.4973889372859817,-0.25265664813522093,8.2658222250614269E-3,2.0664555562653567E-3]
[659,164.75,6,0.86458333333333337,2.4975505085277168,-0.56456647363812518,9.2222973890019724E-2,2.3055743472504931E-2]
[660,165,6,0.875,2.4977069444577857,-0.86746674187717165,0.33454332526361363,8.3635831315903408E-2]
[661,165.25,6,0.88541666666666663,2.4978582418310036,-1.1564999834180894,0.79273998180261585,0.19818499545065396]
[662,165.5,6,0.89583333333333337,2.4980043975087813,-1.4270305134637893,1.4893392953365239,0.37233482383413097]
[663,165.75,6,0.90625,2.4981454084591928,-1.6747188198300056,2.4072410021352524,0.6018102505338131]
[664,166,6,0.91666666666666663,2.498281271757036,-1.8955912077169383,3.4908237872619123,0.87270594681547808]
[665,166.25,6,0.92708333333333337,2.4984119845838948,-2.0861035829708654,4.6526617112945994,1.1631654278236498]
[666,166.5,6,0.9375,2.498537544228197,-2.2431983494960046,5.7849139060451567,1.4462284765112892]
[667,166.75,6,0.94791666666666663,2.4986579480852704,-2.3643535069020225,6.7737802248428522,1.6934450562107131]
[668,167,6,0.95833333333333337,2.4987731936573967,-2.4476231595865383,7.5149748472957461,1.8787437118239365]
[669,167.25,6,0.96875,2.4988832785538651,-2.4916687862444555,7.9280212377735682,1.982005309443392]
[670,167.5,6,0.97916666666666663,2.4989882004910182,-2.4957807670560639,7.9673366960907481,1.991834174022687]
[671,167.75,6,0.98958333333333337,2.4990879572923039,-2.4598898221543051,7.6285296143267196,1.9071324035816799]
[672,168,7,0,2.4991825468883162,-2.3845681768959914,6.9490126320741519,1.737253158018538]
[673,168.25,7,1.0416666666666666E-2,2.499271967316842,-2.2710204343638098,6.0028431489725413,1.5007107872431353]
[674,168.5,7,2.0833333333333332E-2,2.4993562167228989,-2.1210643007556951,4.8905237599951272,1.2226309399987818]
[675,168.75,7,3.125E-2,2.4994352933587747,-1.937101472223187,3.7252119145552403,0.93130297863881006]
[676,169,7,4.1666666666666664E-2,2.4995091955840643,-1.722079149682894,2.6172981319171909,0.65432453297929771]
[677,169.25,7,5.2083333333333336E-2,2.4995779218657028,-1.4794427986079046,1.6595425969773261,0.41488564924433152]
[678,169.5,7,6.25E-2,2.4996414707779984,-1.2130809113926233,0.91487798333878445,0.22871949583469611]
[679,169.75,7,7.2916666666666671E-2,2.4996998410026601,-0.92726265831415222,0.40860359360593196,0.10215089840148299]
[680,170,7,8.3333333333333329E-2,2.4997530313288268,-0.62656942732398857,0.1260670151615649,3.1516753790391226E-2]
[681,170.25,7,9.375E-2,2.4998010406530922,-0.3158213510609707,1.6144266981695427E-2,4.0360667454238568E-3]
[682,170.5,7,0.10416666666666667,2.4998438679795258,4.8994746629428857E-15,6.0275721564617887E-44,1.5068930391154472E-44]
[683,170.75,7,0.11458333333333333,2.4998815124196971,0.31583151775090418,1.6145826145188825E-2,4.0364565362972062E-3]
[684,171,7,0.125,2.4999139731926907,0.626609767809722,0.12609136648723851,3.1522841621809627E-2]
[685,171.25,7,0.13541666666666666,2.4999412496251243,0.92735220874631097,0.40872198776938573,0.10218049694234643]
[686,171.5,7,0.14583333333333334,2.4999633411511613,1.2132371157164394,0.91523144607480345,0.22880786151870086]
[687,171.75,7,0.15625,2.4999802473125246,1.4796809258052248,1.6603440727195209,0.41508601817988022]
[688,172,7,0.16666666666666666,2.4999919677585041,1.7224117637405401,2.6188149930440647,0.65470374826101618]
[689,172.25,7,0.17708333333333334,2.499998502245965,1.9375379679258427,3.7277307378264575,0.93193268445661437]
[690,172.5,7,0.1875,2.4999998506393526,2.1216105169828272,4.894302954341442,1.2235757385853605]
[691,172.75,7,0.19791666666666666,2.4999960129106951,2.2716783548944943,6.0080617783831975,1.5020154445957994]
[692,173,7,0.20833333333333334,2.4999869891396047,2.3853357268274662,6.9557250816063343,1.7389312704015836]
[693,173.25,7,0.21875,2.4999727795132745,2.4607607659597979,7.6366353106055485,1.9091588276513871]
[694,173.5,7,0.22916666666666666,2.4999533843264761,2.4967447120849906,7.9765719318446324,1.9941429829611581]
[695,173.75,7,0.23958333333333334,2.4999288039815535,2.4927112931497382,7.9379765843336738,1.9844941460834185]
[696,174,7,0.25,2.499899038988413,2.4487259587974863,7.5251372485709647,1.8812843121427412]
[697,174.25,7,0.26041666666666669,2.499864089964515,2.3654948178942656,6.7835943946941102,1.6958985986735275]
[698,174.5,7,0.27083333333333331,2.4998239576348595,2.2443532972922666,5.7938538833639308,1.4484634708409827]
[699,174.75,7,0.28125,2.4997786428319713,2.087244704085232,4.6603010566850021,1.1650752641712505]
[700,175,7,0.29166666666666669,2.499728146495884,1.8966890356775519,3.4968924119554488,0.87422310298886219]
[701,175.25,7,0.30208333333333331,2.4996724696741182,1.6757425385242779,2.4116581812255671,0.60291454530639177]
[702,175.5,7,0.3125,2.4996116135216617,1.4279486648867312,1.4922158680081157,0.37305396700202892]
[703,175.75,7,0.32291666666666669,2.4995455793009458,1.1572812150041052,0.79434758743460943,0.19858689685865236]
[704,176,7,0.33333333333333331,2.4994743683818168,0.86808057748998213,0.33525401517541736,8.3813503793854341E-2]
[705,176.25,7,{"$f":"IF(A725<>\"\",MOD(B725,24)/24,\"\")","v":0.34375},2.49939798224151,0.56498409150657281,{"$f":"ABS(0.5*1.025*1*(F725^3))","v":9.242778125954354E-2},{"$f":"G725*$B$13","v":2.3106945314885885E-2}]
[{"$f":"IF(IF(A725<>\"\",A725+1<=$B$16,0),A725+1,\"\")","v":706},{"$f":"IF(A726<>\"\",A726*$B$13,\"\")","v":176.5},{"$f":"IF(A726<>\"\",ROUNDDOWN(A726*$B$13/24,0),\"\")","v":7},0.35416666666666669,{"$f":"IF(A726<>\"\",($B$4+$B$5)/2+($B$5-$B$4)/2*COS(2*PI()/$B$15*B726),\"\")","v":2.4993164224646169},{"$f":"IF(A726<>\"\",E726*COS(2*PI()/$B$7*B726),\"\")","v":0.25285164857635406},8.2849756888203948E-3,2.0712439222050987E-3]
[707,176.75,7,0.36458333333333331,2.4992296907430558,-6.3312271758641805E-2,1.3006413618500874E-4,3.2516034046252185E-5]
[708,177,7,0.375,2.4991377888760313,-0.37843888104719781,2.7776730097066493E-2,6.9441825242666233E-3]
[709,177.25,7,0.38541666666666669,2.499040718770003,-0.68747638734880523,0.16652031664951808,4.163007916237952E-2]
[710,177.5,7,0.39583333333333331,2.4989384824386414,-0.98547102211767723,0.4904846774169051,0.12262116935422628]
[711,177.75,7,0.40625,2.4988310820027877,-1.2676464882712135,1.0439707786268742,0.26099269465671854]
[712,178,7,0.41666666666666669,2.4987185196904109,-1.5294805546051558,1.833689293702401,0.45842232342560024]
[713,178.25,7,0.42708333333333331,2.4986007978365596,-1.7667775676283541,2.8264382332954638,0.70660955832386596]
[714,178.5,7,0.4375,2.4984779188833151,-1.9757357175275174,3.9525777642259312,0.9881444410564828]
[715,178.75,7,0.44791666666666669,2.4983498853797399,-2.1530079792811252,5.1148251012917534,1.2787062753229383]
[716,179,7,0.45833333333333331,2.4982166999818247,-2.2957557515684139,6.2011310974811202,1.5502827743702801]
[717,179.25,7,0.46875,2.4980783654524346,-2.40169433342753,7.0998156124526908,1.7749539031131727]
[718,179.5,7,0.47916666666666669,2.4979348846612499,-2.4691295097218422,7.7148143495877193,1.9287035873969298]
[719,179.75,7,0.48958333333333331,2.4977862605847081,-2.49698465926945,7.9788718945666846,1.9947179736416711]
[720,180,7,0.5,2.4976324963059415,-2.4848179516814994,7.8628066745918623,1.9657016686479656]
[721,180.25,7,0.51041666666666663,2.4974735950147129,-2.4328293580959204,7.3795318880912264,1.8448829720228066]
[722,180.5,7,0.52083333333333337,2.4973095600073512,-2.3418573645281806,6.5822623745737268,1.6455655936434317]
[723,180.75,7,0.53125,2.4971403946866797,-2.2133654418620194,5.5571643922383505,1.3892910980595876]
[724,181,7,0.54166666666666663,2.4969661025619487,-2.0494184909166595,4.4114952981334126,1.1028738245333531]
[725,181.25,7,0.55208333333333337,2.4967866872487616,-1.8526496419115566,3.2589204554016584,0.81473011385041461]
[726,181.5,7,0.5625,2.4966021524689994,-1.6262179424233598,2.2040940135429659,0.55102350338574146]
[727,181.75,7,0.57291666666666663,2.4964125020507435,-1.3737576141060661,1.3286916548434518,0.33217291371086294]
[728,182,7,0.58333333333333337,2.496217739928198,-1.0993196936787977,0.68087265770505701,0.17021816442626425]
[729,182.25,7,0.59375,2.4960178701416047,-0.80730699580711085,0.26965595621005101,6.7413989052512752E-2]
[730,182.5,7,0.60416666666666663,2.4958128968371636,-0.50240344255150626,6.4990771058191843E-2,1.6247692764547961E-2]
[731,182.75,7,0.61458333333333337,2.495602824266943,-0.18949889431591496,3.4874975455036245E-3,8.7187438637590612E-4]
[732,183,7,0.625,2.4953876567887932,0.12638931074675225,1.034724914030901E-3,2.5868122850772525E-4]
[733,183.25,7,0.63541666666666663,2.4951673988662568,0.44019684928209335,4.3715420375348535E-2,1.0928855093837134E-2]
[734,183.5,7,0.64583333333333337,2.4949420550684738,0.74689364524285828,0.21353553765138761,5.3383884412846902E-2]
[735,183.75,7,0.65625,2.4947116300700887,1.0415645387124035,0.57909848126230423,0.14477462031557606]
[736,184,7,0.66666666666666663,2.4944761286511534,1.3194880966761922,1.1773627734613241,0.29434069336533103]
[737,184.25,7,0.67708333333333337,2.4942355556970273,1.5762123014324487,2.0069567223177436,0.50173918057943589]
[738,184.5,7,0.6875,2.4939899161982755,1.807625902682676,3.0270496037762133,0.75676240094405334]
[739,184.75,7,0.69791666666666663,2.4937392152505673,2.0100242891755684,4.1619588902717215,1.0404897225679304]
[740,185,7,0.70833333333333337,2.4934834580545688,2.1801688239625148,5.3108525609941326,1.3277131402485332]
[741,185.25,7,0.71875,2.4932226499158348,2.3153386924458479,6.3611766801283203,1.5902941700320801]
[742,185.5,7,0.72916666666666663,2.4929567962446999,2.4133744327664917,7.2039052530806078,1.800976313270152]
[743,185.75,7,0.73958333333333337,2.4926859025561665,2.4727124517508781,7.7484478985666954,1.9371119746416738]
[744,186,7,0.75,2.4924099744697878,2.4924099744697878,7.9350983069540648,1.9837745767385162]
[745,186.25,7,0.76041666666666663,2.492129017709555,2.4721600291239429,7.7432558734285113,1.9358139683571278]
[746,186.5,7,0.77083333333333337,2.4918430381037751,2.4122962289943071,7.1942542746342246,1.7985635686585562]
[747,186.75,7,0.78125,2.4915520415849528,2.3137872770082577,6.3483981395541322,1.5870995348885331]
[748,187,7,0.79166666666666663,2.4912560341896648,2.178221283443508,5.2966327486760276,1.3241581871690069]
[749,187.25,7,0.80208333333333337,2.4909550220584378,2.0077801507717856,4.1480343006464233,1.0370085751616058]
[750,187.5,7,0.8125,2.4906490114356172,1.8052044390078703,3.0149009461820686,0.75372523654551715]
[751,187.75,7,0.82291666666666663,2.4903380086692408,1.573749277618756,1.9975630729449636,0.4993907682362409]
[752,188,7,0.83333333333333337,2.4900220202109056,1.3171320336131929,1.1710671711447245,0.29276679278618112]
[753,188.25,7,0.84375,2.4897010526156347,1.0394725775686127,0.57561616231920776,0.14390404057980194]
[754,188.5,7,0.85416666666666663,2.4893751125417398,0.7452271079426257,0.21210934467365217,5.3027336168413042E-2]
[755,188.75,7,0.86458333333333337,2.4890442067506862,0.43911659716029594,4.3394373898402512E-2,1.0848593474600628E-2]
[756,189,7,0.875,2.488708342106948,0.12605100900968749,1.0264383008954066E-3,2.5660957522385166E-4]
[757,189.25,7,0.88541666666666663,2.4883675255778703,-0.18894949555412083,3.4572523470691933E-3,8.6431308676729833E-4]
[758,189.5,7,0.89583333333333337,2.4880217642335212,-0.50083509908859525,6.4384027629591223E-2,1.6096006907397806E-2]
[759,189.75,7,0.90625,2.4876710652465475,-0.80460732203274232,0.26695976472557459,6.6739941181393647E-2]
[760,190,7,0.91666666666666663,2.4873154358920249,-1.0953991710458943,0.67361398267210559,0.1684034956680264]
[761,190.25,7,0.92708333333333337,2.4869548835473059,-1.3685531555401445,1.3136476124577863,0.32841190311444657]
[762,190.5,7,0.9375,2.4865894156918693,-1.6196959212100095,2.1776813678112816,0.54442034195282041]
[763,190.75,7,0.94791666666666663,2.4862190399071631,-1.8448083040178478,3.2177152162543314,0.80442880406358286]
[764,191,7,0.95833333333333337,2.4858437638764479,-2.0402896819428848,4.352806581538097,1.0882016453845242]
[765,191.25,7,0.96875,2.4854635953846382,-2.2030155936509739,5.4795713140037634,1.3698928285009409]
[766,191.5,7,0.97916666666666663,2.4850785423181385,-2.3303877016117989,6.4860218706742039,1.621505467668551]
[767,191.75,7,0.98958333333333337,2.4846886126646832,-2.4203753003369246,7.2667799090192453,1.8166949772548113]
[768,192,8,0,2.4842938145131677,-2.4715477063513882,7.7375035787935191,1.9343758946983798]
[769,192.25,8,{"$f":"IF(A789<>\"\",MOD(B789,24)/24,\"\")","v":1.0416666666666666E-2},2.4838941560534824,-2.4830970130577525,{"$f":"ABS(0.5*1.025*1*(F789^3))","v":7.8464810863319503},{"$f":"G789*$B$13","v":1.9616202715829876}]
[{"$f":"IF(IF(A789<>\"\",A789+1<=$B$16,0),A789+1,\"\")","v":770},{"$f":"IF(A790<>\"\",A790*$B$13,\"\")","v":192.5},{"$f":"IF(A790<>\"\",ROUNDDOWN(A790*$B$13/24,0),\"\")","v":8},2.0833333333333332E-2,{"$f":"IF(A790<>\"\",($B$4+$B$5)/2+($B$5-$B$4)/2*COS(2*PI()/$B$15*B790),\"\")","v":2.4834896455763427},{"$f":"IF(A790<>\"\",E790*COS(2*PI()/$B$7*B790),\"\")","v":-2.4548508484490625},7.5817454807112457,1.8954363701778114]
[771,192.75,8,3.125E-2,2.4830802914731165,-2.3872749341858484,6.9727032728623097,1.7431758182155774]
[772,193,8,4.1666666666666664E-2,2.4826661022356502,-2.2814654082941956,6.0860502638064089,1.5215125659516022]
[773,193.25,8,5.2083333333333336E-2,2.4822470864560926,-2.1391310380351136,5.0165603056100769,1.2541400764025192]
[774,193.5,8,6.25E-2,2.4818232528267168,-1.9625656117031494,3.8740607275073149,0.96851518187682872]
[775,193.75,8,7.2916666666666671E-2,2.4813946101397399,-1.7546109556295522,2.7684480597416705,0.69211201493541763]
[776,194,8,8.3333333333333329E-2,2.4809611672871399,-1.518611172964893,1.7948726593802395,0.44871816484505989]
[777,194.25,8,9.375E-2,2.480522933260473,-1.2583588414882316,1.021191954274266,0.2552979885685665]
[778,194.5,8,0.10416666666666667,2.4800799171506842,-0.9780340364773189,0.47946374848643203,0.11986593712160801]
[779,194.75,8,0.11458333333333333,2.4796321281479226,-0.6821371595146114,0.16267057245782229,4.0667643114455573E-2]
[780,195,8,0.125,2.4791795755413468,-0.37541665315894751,2.7116552285844298E-2,6.7791380714610746E-3]
[781,195.25,8,0.13541666666666666,2.478722268718935,-6.2792763095187679E-2,1.2688861336984777E-4,3.1722153342461943E-5]
[782,195.5,8,0.14583333333333334,2.4782602171672883,0.25072142761901756,8.0773374286652131E-3,2.0193343571663033E-3]
[783,195.75,8,0.15625,2.4777934304714355,0.56010042426313755,9.0051629246446538E-2,2.2512907311611634E-2]
[784,196,8,0.16666666666666666,2.4773219183146336,0.86038691521828281,0.3264188728117296,8.16047182029324E-2]
[785,196.25,8,0.17708333333333334,2.4768456904781671,1.1467712426576457,0.77290167916751917,0.19322541979187979]
[786,196.5,8,0.1875,2.4763647568411442,1.4146684745643017,1.4509682064404059,0.36274205161010148]
[787,196.75,8,0.19791666666666666,2.4758791273802929,1.6597918424634461,2.3434449022626156,0.5858612255656539]
[788,197,8,0.20833333333333334,2.4753888121697543,1.8782213680566764,3.3957382063158539,0.84893455157896347]
[789,197.25,8,0.21875,2.4748938213808724,2.0664665796161605,4.5225047074122458,1.1306261768530614]
[790,197.5,8,0.22916666666666666,2.4743941652819839,2.2215223142775211,5.6188302188539101,1.4047075547134775]
[791,197.75,8,0.23958333333333334,2.4738898542382048,2.3409167137261271,6.5743338937457239,1.643583473436431]
[792,198,8,0.25,2.4733808987112162,2.422750646409642,7.2881956737289482,1.822048918432237]
[793,198.25,8,0.26041666666666669,2.4728673092590463,2.4657279273047323,7.6829734432243555,1.9207433608060889]
[794,198.5,8,0.27083333333333331,2.4723490965358512,2.4691758541997926,7.7152487687864699,1.9288121921966175]
[795,198.75,8,0.28125,2.4718262712916959,2.4330557350498543,7.3815920959676342,1.8453980239919086]
[796,199,8,0.29166666666666669,2.4712988443723285,2.3579632417117149,6.7190049573025377,1.6797512393256344]
[797,199.25,8,0.30208333333333331,2.4707668267189566,2.2451185886948424,5.7997827609599844,1.4499456902399961]
[798,199.5,8,0.3125,2.4702302293680214,2.0963466988431096,4.7215348160441835,1.1803837040110459]
[799,199.75,8,0.32291666666666669,2.4696890634509669,1.9140476784720284,3.5937852756173911,0.89844631890434778]
[800,200,8,0.33333333333333331,2.4691433401940097,1.7011580798497048,2.5230617892762122,0.63076544731905304]
[801,200.25,8,0.34375,2.468593070917906,1.461103576533781,1.5985892245268989,0.39964730613172472]
[802,200.5,8,0.35416666666666669,2.4680382670377172,1.1977438145951891,0.88061419136518782,0.22015354784129695]
[803,200.75,8,0.36458333333333331,2.467478940062573,0.91531032797075584,0.39300579847426131,9.8251449618565329E-2]
[804,201,8,0.375,2.4669151015954314,0.61833851708217202,0.12116376779362459,3.0290941948406147E-2]
[805,201.25,8,0.38541666666666669,2.4663467633328406,0.31159478467018792,1.5504737212745088E-2,3.8761843031862721E-3]
[806,201.5,8,0.39583333333333331,2.4657739370646938,-1.2082419817865307E-14,9.0397336595053193E-43,2.2599334148763298E-43]
[807,201.75,8,0.40625,2.465196634673986,-0.31144947903147252,1.5483056407285919E-2,3.8707641018214797E-3]
[808,202,8,0.41666666666666669,2.4646148681365663,-0.61776195774094456,0.12082515237935285,3.0206288094838211E-2]
[809,202.25,8,0.42708333333333331,2.4640286495208916,-0.91403044407145684,0.39135947561784168,9.783986890446042E-2]
[810,202.5,8,0.4375,2.4634379909877744,-1.1955112915999884,0.87569912723970733,0.21892478180992683]
[811,202.75,8,0.44791666666666669,2.4628429047901301,-1.4577001851875577,1.587444303002941,0.39686107575073526]
[812,203,8,0.45833333333333331,2.4622434032727258,-1.6964042515672488,2.5019690117180429,0.62549225292951072]
[813,203.25,8,0.46875,2.4616394988719206,-1.9078091399356336,3.5587595447487206,0.88968988618718015]
[814,203.5,8,0.47916666666666669,2.4610312041154092,-2.0885399988879438,4.6689826606020928,1.1672456651505232]
[815,203.75,8,0.48958333333333331,2.4604185316219636,-2.2357153745055105,5.7272139842392278,1.4318034960598069]
[816,204,8,0.5,2.4598014941011677,-2.3469931684734151,6.6256630532855265,1.6564157633213816]
[817,204.25,8,0.51041666666666663,2.4591801043531571,-2.4206079229388031,7.2688753440382499,1.8172188360095625]
[818,204.5,8,0.52083333333333337,2.4585543752683519,-2.4553988383581182,7.5868239736086878,1.8967059934021719]
[819,204.75,8,0.53125,2.457924319827189,-2.4508280795767137,7.5445338628227159,1.886133465705679]
[820,205,8,0.54166666666666663,2.4572899510998543,-2.4069890814411825,7.1468757265964724,1.7867189316491181]
[821,205.25,8,0.55208333333333337,2.45665128224601,-2.3246047258548055,6.437855415451704,1.609463853862926]
[822,205.5,8,0.5625,2.4560083265145227,-2.2050154247682681,5.4945074331178496,1.3736268582794624]
[823,205.75,8,0.57291666666666663,2.4553610972431881,-2.0501573055411626,4.4162680456704777,1.1040670114176194]
[824,206,8,0.58333333333333337,2.4547096078584536,-1.8625308538146375,3.3113439787441377,0.82783599468603442]
[825,206.25,8,0.59375,2.4540538718751415,-1.6451605219573016,2.2820161204953164,0.57050403012382911]
[826,206.5,8,0.60416666666666663,2.4533939028961673,-1.4015459558319316,1.4109638842238446,0.35274097105596114]
[827,206.75,8,0.61458333333333337,2.452729714612258,-1.1356056267623882,0.750544552048521,0.18763613801213025]
[828,207,8,0.625,2.4520613208016671,-0.85161377701200813,0.31653512222509445,7.9133780556273611E-2]
[829,207.25,8,0.63541666666666663,2.4513887353298913,-0.55413169387201622,8.7203284219240867E-2,2.1800821054810217E-2]
[830,207.5,8,0.64583333333333337,2.4507119721493797,-0.2479344178968679,7.8109584387621913E-3,1.9527396096905478E-3]
[831,207.75,8,0.65625,2.4500310452992471,6.2065936529024958E-2,1.2253320936136895E-4,3.0633302340342238E-5]
[832,208,8,0.66666666666666663,2.4493459689049804,0.3708990164110807,2.6149351000034599E-2,6.5373377500086496E-3]
[833,208.25,8,{"$f":"IF(A853<>\"\",MOD(B853,24)/24,\"\")","v":0.67708333333333337},2.448656757178147,0.67361595536968788,{"$f":"ABS(0.5*1.025*1*(F853^3))","v":0.15665020438904598},{"$f":"G853*$B$13","v":3.9162551097261494E-2}]
[{"$f":"IF(IF(A853<>\"\",A853+1<=$B$16,0),A853+1,\"\")","v":834},{"$f":"IF(A854<>\"\",A854*$B$13,\"\")","v":208.5},{"$f":"IF(A854<>\"\",ROUNDDOWN(A854*$B$13/24,0),\"\")","v":8},0.6875,{"$f":"IF(A854<>\"\",($B$4+$B$5)/2+($B$5-$B$4)/2*COS(2*PI()/$B$15*B854),\"\")","v":2.447963424416101},{"$f":"IF(A854<>\"\",E854*COS(2*PI()/$B$7*B854),\"\")","v":0.9653687095217538},0.46107706875938292,0.11526926718984573]
[835,208.75,8,0.69791666666666663,2.4472659850016831,1.2414877316423307,0.98066610829704171,0.24516652707426043]
[836,209,8,0.70833333333333337,2.4465644534029263,1.4975567386164044,1.7212491023960257,0.43031227559900642]
[837,209.25,8,0.71875,2.4458588441727533,1.7294833745396547,2.6512033770317727,0.66280084425794317]
[838,209.5,8,0.72916666666666663,2.4451491719486751,1.933564638370318,3.7048442453526231,0.92621106133815578]
[839,209.75,8,0.73958333333333337,2.4444354514524873,2.106546029686684,4.7907855333603635,1.1976963833400909]
[840,210,8,0.75,2.4437176974899653,2.2456734675030119,5.8040840553284196,1.4510210138321049]
[841,210.25,8,0.76041666666666663,2.4429959249505564,2.3487371535991244,6.640444067140975,1.6601110167852438]
[842,210.5,8,0.77083333333333337,2.4422701488070717,2.4141066815478966,7.2104645148154978,1.8026161287038744]
[843,210.75,8,0.78125,2.4415403841153749,2.4407568334913501,7.4519067455263031,1.8629766863815758]
[844,211,8,0.79166666666666663,2.44080664601407,2.4282836564504593,7.3382435289902395,1.8345608822475599]
[845,211.25,8,0.80208333333333337,2.4400689497241874,2.3769105661484708,6.8822808852163462,1.7205702213040865]
[846,211.5,8,0.8125,2.4393273105488684,2.2874843864718022,6.1343462373459907,1.5335865593364977]
[847,211.75,8,0.82291666666666663,2.4385817438730468,2.1614613942126715,5.1753094009591338,1.2938273502397835]
[848,212,8,0.83333333333333337,2.4378322651631312,2.0008835990414107,4.1054365352560751,1.0263591338140188]
[849,212.25,8,0.84375,2.4370788899666835,1.8083456451709008,3.0306668851239875,0.75766672128099688]
[850,212.5,8,0.85416666666666663,2.4363216339120952,1.5869528713911873,2.0482641233527255,0.51206603083818136]
[851,212.75,8,0.86458333333333337,2.4355605127082658,1.3402712076631915,1.2338771840370619,0.30846929600926548]
[852,213,8,0.875,2.4347955421442737,1.0722697169989346,0.63183836449388331,0.15795959112347083]
[853,213.25,8,0.88541666666666663,2.4340267380890515,0.78725670883492416,0.25005928243290537,6.2514820608226343E-2]
[854,213.5,8,0.89583333333333337,2.4332541164910557,0.48981045264927631,6.0225167448593901E-2,1.5056291862148475E-2]
[855,213.75,8,0.90625,2.4324776933779351,0.18470560654162901,3.2294911911399495E-3,8.0737279778498737E-4]
[856,214,8,0.91666666666666663,2.4316974848561994,-0.12316345647517839,9.575015269570748E-4,2.393753817392687E-4]
[857,214.25,8,0.92708333333333337,2.4309135071108852,-0.42886119271746309,4.0424449739412456E-2,1.0106112434853114E-2]
[858,214.5,8,0.9375,2.4301257764052191,-0.72749004164272202,0.1973217816430107,4.9330445410752675E-2]
[859,214.75,8,0.94791666666666663,2.4293343090802804,-1.0142689193076575,0.53475299050545533,0.13368824762636383]
[860,215,8,0.95833333333333337,2.4285391215546648,-1.2846097929734819,1.0864445234722946,0.27161113086807365]
[861,215.25,8,0.96875,2.4277402303241393,-1.5341911099691341,1.8506839359837197,0.46267098399592993]
[862,215.5,8,0.97916666666666663,2.4269376519613037,-1.7590269051963427,2.7894033394875799,0.69735083487189498]
[863,215.75,8,0.98958333333333337,2.4261314031152459,-1.9555304817642145,3.8325483230259056,0.95813708075647641]
[864,216,9,0,2.425321500511195,-2.1205716470346614,4.8871168262763245,1.2217792065690811]
[865,216.25,9,1.0416666666666666E-2,2.4245079609501761,-2.2515265904232167,5.8495857359987111,1.4623964339996778]
[866,216.5,9,2.0833333333333332E-2,2.4236908013086613,-2.3463196079534123,6.6199602189546436,1.6549900547386609]
[867,216.75,9,3.125E-2,2.4228700385382189,-2.4034560098903519,7.1154505181203334,1.7788626295300833]
[868,217,9,4.1666666666666664E-2,2.422045689665163,-2.422045689665163,7.2818355047223866,1.8204588761805967]
[869,217.25,9,5.2083333333333336E-2,2.4212177717901993,-2.4018169824632492,7.1009033820280854,1.7752258455070213]
[870,217.5,9,6.25E-2,2.4203863020880703,-2.3431205978686389,6.5929198374329037,1.6482299593582259]
[871,217.75,9,7.2916666666666671E-2,2.4195512978071996,-2.2469235703276107,5.8137823597837155,1.4534455899459289]
[872,218,9,8.3333333333333329E-2,2.4187127762693348,-2.11479333135676,4.8472750814863588,1.2118187703715897]
[873,218.25,9,9.375E-2,2.4178707548691856,-1.9488721658034203,3.7935335440034548,0.94838338600086369]
[874,218.5,9,0.10416666666666667,2.4170252510740662,-1.7518424685291283,2.7553642603448494,0.68884106508621235]
[875,218.75,9,0.11458333333333333,2.4161762824235296,-1.5268833651603386,1.8243638609364101,0.45609096523410253]
[876,219,9,0.125,2.4153238665290071,-1.2776193986775906,1.068804716303315,0.26720117907582874]
[877,219.25,9,0.13541666666666666,2.4144680210734402,-1.008062110382874,0.52499569711953475,0.13124892427988369]
[878,219.5,9,0.14583333333333334,2.4136087638109163,-0.72254545717030461,0.19332561227852965,4.8331403069632413E-2]
[879,219.75,9,0.15625,2.4127461125662975,-0.42565610521836317,3.9524871840430853E-2,9.8812179601077132E-3]
[880,220,9,0.16666666666666666,2.411880085234853,-0.12215972165578168,9.342819816446187E-4,2.3357049541115467E-4]
[881,220.25,9,0.17708333333333334,2.4110106997818876,0.18307555086482419,3.1447412576967072E-3,7.8618531442417681E-4]
[882,220.5,9,0.1875,2.4101379742423683,0.48515720742448676,5.8524987885045329E-2,1.4631246971261332E-2]
[883,220.75,9,0.19791666666666666,2.4092619267205504,0.77924682809379486,0.24250405177844478,6.0626012944611195E-2]
[884,221,9,0.20833333333333334,2.4083825753896027,1.0606376009149188,0.61149784057969447,0.15287446014492362]
[885,221.25,9,0.21875,2.4074999384912283,1.3248296780862034,1.1917194152401338,0.29792985381003345]
[886,221.5,9,0.22916666666666666,2.4066140343352895,1.5676021584991231,1.9742467336007801,0.49356168340019502]
[887,221.75,9,0.23958333333333334,2.4057248812994261,1.7850805447814708,2.9151930500790768,0.7287982625197692]
[888,222,9,0.25,2.4048324978286733,1.9737985964449591,3.9409631786428863,0.98524079466072156]
[889,222.25,9,0.26041666666666669,2.4039369024350803,2.130753591423229,4.9578519872478255,1.2394629968119564]
[890,222.5,9,0.27083333333333331,2.4030381136973262,2.2534541147503742,5.8646220330906074,1.4661555082726518]
[891,222.75,9,0.28125,2.4021361502603349,2.3399596136520682,6.5662733039072458,1.6415683259768115]
[892,223,9,0.29166666666666669,2.4012310308348872,2.388911090954327,6.9870496594846596,1.7467624148711649]
[893,223.25,9,0.30208333333333331,2.4003227741972335,2.3995524513224527,7.0808372479720294,1.7702093119930074]
[894,223.5,9,0.3125,2.3994113991887045,2.3717421651298265,6.8374835346293121,1.709370883657328]
[895,223.75,9,0.32291666666666669,2.3984969247153192,2.3059550703041509,6.2841478337136456,1.5710369584284114]
[896,224,9,0.33333333333333331,2.3975793697473939,2.2032742908088694,5.481501916760668,1.370375479190167]
[897,224.25,9,{"$f":"IF(A917<>\"\",MOD(B917,24)/24,\"\")","v":0.34375},2.3966587533191483,2.0653734089473801,{"$f":"ABS(0.5*1.025*1*(F917^3))","v":4.5153312239284737},{"$f":"G917*$B$13","v":1.1288328059821184}]
[{"$f":"IF(IF(A917<>\"\",A917+1<=$B$16,0),A917+1,\"\")","v":898},{"$f":"IF(A918<>\"\",A918*$B$13,\"\")","v":224.5},{"$f":"IF(A918<>\"\",ROUNDDOWN(A918*$B$13/24,0),\"\")","v":9},0.35416666666666669,{"$f":"IF(A918<>\"\",($B$4+$B$5)/2+($B$5-$B$4)/2*COS(2*PI()/$B$15*B918),\"\")","v":2.3957350945283102},{"$f":"IF(A918<>\"\",E918*COS(2*PI()/$B$7*B918),\"\")","v":1.8944891848831347},3.4847390394589972,0.8711847598647493]
[899,224.75,9,0.36458333333333331,2.3948084125357205,1.6933852681465869,2.4886349813085884,0.6221587453271471]
[900,225,9,0.375,2.3938787265649335,1.4653074900239726,1.6124274328148016,0.4031068582037004]
[901,225.25,9,0.38541666666666669,2.3929460559018207,1.2139314602870623,0.91680372672773813,0.22920093168193453]
[902,225.5,9,0.39583333333333331,2.3920104198941692,0.94330331457731953,0.43017775734753533,0.10754443933688383]
[903,225.75,9,0.40625,2.391071837951281,0.65777456793709987,0.14585627020675229,3.6464067551688073E-2]
[904,226,9,0.41666666666666669,2.3901303295435694,0.36193212374903949,2.4298264946859008E-2,6.074566236714752E-3]
[905,226.25,9,0.42708333333333331,2.3891859142021561,6.0524564205563007E-2,1.1362892106524913E-4,2.8407230266312282E-5]
[906,226.5,9,0.4375,2.3882386115184659,-0.24161409283291904,7.2287075705461503E-3,1.8071768926365376E-3]
[907,226.75,9,0.44791666666666669,2.3872884411438196,-0.53964194604743476,8.0539878297887141E-2,2.0134969574471785E-2]
[908,227,9,0.45833333333333331,2.3863354227890277,-0.82878682738430454,0.29175774204962535,7.2939435512406336E-2]
[909,227.25,9,0.46875,2.3853795762239791,-1.1044227387085965,0.69039857875680855,0.17259964468920214]
[910,227.5,9,0.47916666666666669,2.384420921277234,-1.3621438837327426,1.2952775065864237,0.32381937664660593]
[911,227.75,9,0.48958333333333331,2.38345947783561,-1.5978351101249451,2.0906905176523085,0.52267262941307713]
[912,228,9,0.5,2.3824952658437719,-1.8077376352360801,3.0276109603391195,0.75690274008477987]
[913,228.25,9,0.51041666666666663,2.3815283053038154,-1.9885090054386168,4.029735637918467,1.0074339094796168]
[914,228.5,9,0.52083333333333337,2.380558616274854,-2.1372763324058099,5.0035229866950166,1.2508807466737542]
[915,228.75,9,0.53125,2.3795862188726025,-2.2516819582602361,5.8507967812558324,1.4626991953139581]
[916,229,9,0.54166666666666663,2.3786111332689592,-2.3299208236334765,6.4821243550713481,1.620531088767837]
[917,229.25,9,0.55208333333333337,2.3776333796915883,-2.3707689463346564,6.8290699253285467,1.7072674813321367]
[918,229.5,9,0.5625,2.3766529784234987,-2.3736025613687946,6.8535861397452829,1.7133965349363207]
[919,229.75,9,0.57291666666666663,2.3756699498026257,-2.3384076231750557,6.5532166221062988,1.6383041555265747]
[920,230,9,0.58333333333333337,2.3746843142214069,-2.2657795257560722,5.9613801058221352,1.4903450264555338]
[921,230.25,9,0.59375,2.3736960921263606,-2.1569130533544172,5.1427070519392988,1.2856767629848247]
[922,230.5,9,0.60416666666666663,2.3727053040176598,-2.0135827309819176,4.1841023883416835,1.0460255970854209]
[923,230.75,9,0.61458333333333337,2.3717119704487097,-1.8381138979084239,3.1828130200090627,0.79570325500226569]
[924,231,9,0.625,2.3707161120257187,-1.6333449757054332,2.2332000687698645,0.55830001719246614]
[925,231.25,9,0.63541666666666663,2.3697177494072723,-1.4025815432379447,1.4140938344114904,0.3535234586028726]
[926,231.5,9,0.64583333333333337,2.3687169033039051,-1.149542961853931,0.77851949112603891,0.19462987278150973]
[927,231.75,9,0.65625,2.3677135944776686,-0.87830241284539523,0.34723708140134035,8.6809270350335088E-2]
[928,232,9,0.66666666666666663,2.3667078437417044,-0.593221314150426,0.10699022715817839,2.6747556789544599E-2]
[929,232.25,9,0.67708333333333337,2.3656996719598089,-0.29887917256314739,1.3682984229026463E-2,3.4207460572566158E-3]
[930,232.5,9,0.6875,2.3646891000460015,1.8539614601726263E-14,3.2658480564273071E-42,8.1646201410682678E-43]
[931,232.75,9,0.69791666666666663,2.3636761489640925,0.29862352351107935,1.3647902653869977E-2,3.4119756634674943E-3]
[932,233,9,0.70833333333333337,2.3626608397272468,0.59220692234614447,0.10644231428236491,2.6610578570591226E-2]
[933,233.25,9,0.71875,2.3616431933975459,0.8760505999876389,0.34457315856826137,8.6143289642065343E-2]
[934,233.5,9,0.72916666666666663,2.3606232310855559,1.1456150868422861,0.77056635508593174,0.19264158877148294]
[935,233.75,9,0.73958333333333337,2.3596009739498855,1.3965936560572492,1.3960599381151744,0.34901498452879359]
[936,234,9,0.75,2.3585764431967475,1.6249811454737648,2.1990689600606639,0.54976724001516597]
[937,234.25,9,0.76041666666666663,2.3575496600795214,1.8271378857111389,3.1261357869927227,0.78153394674818066]
[938,234.5,9,0.77083333333333337,2.3565206458983106,1.9998477138094355,4.0990635112388007,1.0247658778097002]
[939,234.75,9,0.78125,2.3554894219994993,2.140369147592863,5.0252759664242417,1.2563189916060604]
[940,235,9,0.79166666666666663,2.3544560097753133,2.2464789063936439,5.8103314176171068,1.4525828544042767]
[941,235.25,9,0.80208333333333337,2.3534204306633724,2.3165070872140245,6.3708117069427219,1.5927029267356805]
[942,235.5,9,0.8125,2.3523827061462481,2.3493634398119703,6.6457574683440832,1.6614393670860208]
[943,235.75,9,0.82291666666666663,2.3513428577510176,2.3445543274064344,6.6050296481155026,1.6512574120288757]
[944,236,9,0.83333333333333337,2.3503009070488163,2.3021901094072073,6.2534174483869247,1.5633543620967312]
[945,236.25,9,0.84375,2.3492568756543912,2.2229828363756394,5.6299196714497342,1.4074799178624335]
[946,236.5,9,0.85416666666666663,2.3482107852256524,2.108234302844568,4.8023133686232695,1.2005783421558174]
[947,236.75,9,0.86458333333333337,2.3471626574632229,1.9598146581757232,3.8577925894438403,0.96444814736096007]
[948,237,9,0.875,2.3461125141099899,1.7801319268321556,2.8910156179825246,0.72275390449563115]
[949,237.25,9,0.88541666666666663,2.3450603769506526,1.5720929348701189,1.9912625114401157,0.49781562786002892]
[950,237.5,9,0.89583333333333337,2.3440062678112716,1.3390562767835374,1.2305247647417292,0.30763119118543231]
[951,237.75,9,0.90625,2.3429502085588134,1.0847780838681194,0.65420909418652629,0.16355227354663157]
[952,238,9,0.91666666666666663,2.3418922211007009,0.81335146998467223,0.27575832819725438,6.8939582049313594E-2]
[953,238.25,9,0.92708333333333337,2.340832327384355,0.52914063116525312,7.5928916536997737E-2,1.8982229134249434E-2]
[954,238.5,9,0.9375,2.3397705493967416,0.23671066031807814,6.7974703277656218E-3,1.6993675819414055E-3]
[955,238.75,9,0.94791666666666663,2.338706909163915,-5.9245793992152206E-2,1.0657772414093261E-4,2.6644431035233152E-5]
[956,239,9,0.95833333333333337,2.33764142875056,-0.35398384615833267,2.273234302723514E-2,5.683085756808785E-3]
[957,239.25,9,0.96875,2.3365741302595358,-0.64278246039707432,0.13610871151244824,3.4027177878112061E-2]
[958,239.5,9,0.97916666666666663,2.3355050358314173,-0.9210200855267805,0.40040655053603114,0.10010163763400778]
[959,239.75,9,0.98958333333333337,2.3344341676440337,-1.1842486256984301,0.85118220962958913,0.21279555240739728]
[960,240,10,0,2.3333615479120109,-1.4282645629236157,1.4932064337730848,0.3733016084432712]
[961,240.25,10,{"$f":"IF(A981<>\"\",MOD(B981,24)/24,\"\")","v":1.0416666666666666E-2},2.3322871988863096,-1.6491760940071016,{"$f":"ABS(0.5*1.025*1*(F981^3))","v":2.2987670425466455},{"$f":"G981*$B$13","v":0.57469176063666139}]
[{"$f":"IF(IF(A981<>\"\",A981+1<=$B$16,0),A981+1,\"\")","v":962},{"$f":"IF(A982<>\"\",A982*$B$13,\"\")","v":240.5},{"$f":"IF(A982<>\"\",ROUNDDOWN(A982*$B$13/24,0),\"\")","v":10},2.0833333333333332E-2,{"$f":"IF(A982<>\"\",($B$4+$B$5)/2+($B$5-$B$4)/2*COS(2*PI()/$B$15*B982),\"\")","v":2.3312111428537641},{"$f":"IF(A982<>\"\",E982*COS(2*PI()/$B$7*B982),\"\")","v":-1.843465209447565},3.2106924536915096,0.80267311342287739]
[963,240.75,10,3.125E-2,2.3301334021366191,-2.0080437239586466,4.1496681261691739,1.0374170315422935]
[964,241,10,4.1666666666666664E-2,2.3290539990920669,-2.1403023661509994,5.0248056017148421,1.2562014004287105]
[965,241.25,10,5.2083333333333336E-2,2.3279729561117857,-2.2381521470218586,5.7459611838420814,1.4364902959605204]
[966,241.5,10,6.25E-2,2.3268902956214719,-2.3000573514082991,6.2360539721419483,1.5590134930354871]
[967,241.75,10,7.2916666666666671E-2,2.3258060400803759,-2.3250596314664036,6.4416356577427081,1.610408914435677]
[968,242,10,8.3333333333333329E-2,2.3247202119808383,-2.3127928243688394,6.340216140671294,1.5850540351678235]
[969,242.25,10,9.375E-2,2.3236328338478205,-2.2634882654634385,5.9433131244441961,1.485828281111049]
[970,242.5,10,0.10416666666666667,2.3225439282384381,-2.1779705207108462,5.2948036711454334,1.3237009177863583]
[971,242.75,10,0.11458333333333333,2.3214535177414954,-2.0576436158699711,4.4648239688665186,1.1162059922166296]
[972,243,10,0.125,2.3203616249770125,-1.9044679921614269,3.5400948944843091,0.88502372362107729]
[973,243.25,10,0.13541666666666666,2.3192682725957603,-1.7209285665713125,2.6120555027853856,0.65301387569634639]
[974,243.5,10,0.14583333333333334,2.318173483278787,-1.5099944171841251,1.7644928161529523,0.44112320403823807]
[975,243.75,10,0.15625,2.3170772797369512,-1.2750707476812975,1.0624211723935966,0.26560529309839914]
[976,244,10,0.16666666666666666,2.3159796847104475,-1.0199439082727659,0.54377937976580648,0.13594484494145162]
[977,244.25,10,0.17708333333333334,2.3148807209683357,-0.74872036088057703,0.21510613674626064,5.377653418656516E-2]
[978,244.5,10,0.1875,2.3137804113080715,-0.46576057260642673,5.1782383381553117E-2,1.2945595845388279E-2]
[979,244.75,10,0.19791666666666666,2.3126787785550276,-0.1756089018583139,2.7754502760536886E-3,6.9386256901342216E-4]
[980,245,10,0.20833333333333334,2.3115758455620266,0.11707939528535768,8.2249881636656816E-4,2.0562470409164204E-4]
[981,245.25,10,0.21875,2.3104716352088617,0.4076128658288613,3.4708633885166852E-2,8.677158471291713E-3]
[982,245.5,10,0.22916666666666666,2.3093661704018253,0.69133906886052021,0.16934296941867372,4.2335742354668429E-2]
[983,245.75,10,0.23958333333333334,2.3082594740732336,0.9637190869527904,0.45871743926517106,0.11467935981629276]
[984,246,10,0.25,2.3071515691809479,1.2204001464661121,0.93153810154791106,0.23288452538697776]
[985,246.25,10,0.26041666666666669,2.3060424787079028,1.4572851847384429,1.5860888749758792,0.39652221874396981]
[986,246.5,10,0.27083333333333331,2.3049322256616263,1.6705982522115266,2.3895159724261972,0.59737899310654929]
[987,246.75,10,0.28125,2.3038208330737624,1.8569447053916122,3.2816388561625898,0.82040971404064744]
[988,247,10,0.29166666666666669,2.302708323999596,2.0133652310570098,4.1827466799637234,1.0456866699909309]
[989,247.25,10,0.30208333333333331,2.3015947215175729,2.1373828419369882,5.0042710641958781,1.2510677660489695]
[990,247.5,10,0.3125,2.3004800487288191,2.2270420975825833,5.6608174417848849,1.4152043604462212]
[991,247.75,10,0.32291666666666669,2.2993643287566656,2.2809399294945014,6.0818459215027225,1.5204614803756806]
[992,248,10,0.33333333333333331,2.2982475847461661,2.2982475847461661,6.2213453065063282,1.5553363266265821]
[993,248.25,10,0.34375,2.2971298398636169,2.2787233451653335,6.0641323975319938,1.5160330993829985]
[994,248.5,10,0.35416666666666669,2.2960111172960773,2.2227158273167618,5.6278912360829301,1.4069728090207325]
[995,248.75,10,0.36458333333333331,2.2948914402508893,2.13115781968169,4.9606742057924578,1.2401685514481144]
[996,249,10,0.375,2.2937708319551926,2.0055507651311615,4.1342320370118841,1.033558009252971]
[997,249.25,10,0.38541666666666669,2.2926493156554475,1.8479401466067757,3.2341307350261257,0.80853268375653142]
[998,249.5,10,0.39583333333333331,2.2915269146169495,1.6608821794557522,2.3480662471928735,0.58701656179821837]
[999,249.75,10,0.40625,2.2904036521233473,1.4474023527876829,1.554038208685552,0.388509552171388]
[1000,250,10,0.41666666666666669,2.2892795514761604,1.2109464923083169,0.91005728460718383,0.22751432115179596]
[1001,250.25,10,0.42708333333333331,2.2881546359942955,0.95532513626635962,0.44683530974581809,0.11170882743645452]
[1002,250.5,10,0.4375,2.2870289290135624,0.68465212251991037,0.16447645855005946,4.1119114637514866E-2]
[1003,250.75,10,0.44791666666666669,2.2859024538861901,0.40327837660272781,3.3613108570488874E-2,8.4032771426222185E-3]
[1004,251,10,0.45833333333333331,2.284775233980342,0.11572196658436616,7.9422085377748902E-4,1.9855521344437226E-4]
[1005,251.25,10,0.46875,2.2836472926796332,-0.17340445072521909,2.6722346455942984E-3,6.680586613985746E-4]
[1006,251.5,10,0.47916666666666669,2.2825186533826423,-0.45946762700070976,4.9711700802456564E-2,1.2427925200614141E-2]
[1007,251.75,10,0.48958333333333331,2.2813893395024269,-0.73788797587240584,0.2059041832377661,5.1476045809441526E-2]
[1008,252,10,0.5,2.2802593744660409,-1.0042128925493141,0.51900464887824449,0.12975116221956112]
[1009,252.25,10,0.51041666666666663,2.2791287817140438,-1.2541879656651267,1.0110712411595191,0.25276781028987977]
[1010,252.5,10,0.52083333333333337,2.2779975847000173,-1.4838249423812835,1.6743331311186376,0.41858328277965939]
[1011,252.75,10,0.53125,2.2768658068900791,-1.6894653609611092,2.4713926194539102,0.61784815486347755]
[1012,253,10,0.54166666666666663,2.2757334717623947,-1.8678388355542961,3.339735495453561,0.83493387386339024]
[1013,253.25,10,0.55208333333333337,2.2746006028066907,-2.0161150646568151,4.199908355530189,1.0499770888825473]
[1014,253.5,10,0.5625,2.2734672235237672,-2.1319487362259144,4.966199280746121,1.2415498201865303]
[1015,253.75,10,0.57291666666666663,2.2723333574250124,-2.2135166170962748,5.5583031508829785,1.3895757877207446]
[1016,254,10,0.58333333333333337,2.2711990280319112,-2.2595462403064412,5.912315070016569,1.4780787675041422]
[1017,254.25,10,0.59375,2.2700642588755611,-2.269335739176197,5.9894939153326412,1.4973734788331603]
[1018,254.5,10,0.60416666666666663,2.2689290734961811,-2.2427645192981021,5.7815581818250532,1.4453895454562633]
[1019,254.75,10,0.61458333333333337,2.2677934954426249,-2.1802946067314126,5.3117718278061519,1.327942956951538]
[1020,255,10,0.625,2.2666575482718927,-2.0829626602524187,4.6316776252844205,1.1579194063211051]
[1021,255.25,10,0.63541666666666663,2.2655212555486406,-1.9523627851212002,3.8139538360791549,0.95348845901978874]
[1022,255.5,10,0.64583333333333337,2.2643846408446939,-1.7906204330743478,2.942418738798473,0.73560468469961826]
[1023,255.75,10,0.65625,2.2632477277385568,-1.6003578157889626,2.1006086779278967,0.52515216948197418]
[1024,256,10,0.66666666666666663,2.2621105398149242,-1.3846513946048293,1.3605522098115841,0.34013805245289602]
[1025,256.25,10,{"$f":"IF(A1045<>\"\",MOD(B1045,24)/24,\"\")","v":0.67708333333333337},2.2609731006641915,-1.1469821356774084,{"$f":"ABS(0.5*1.025*1*(F1045^3))","v":0.77332817106253893},{"$f":"G1045*$B$13","v":0.19333204276563473}]
[{"$f":"IF(IF(A1045<>\"\",A1045+1<=$B$16,0),A1045+1,\"\")","v":1026},{"$f":"IF(A1046<>\"\",A1046*$B$13,\"\")","v":256.5},{"$f":"IF(A1046<>\"\",ROUNDDOWN(A1046*$B$13/24,0),\"\")","v":10},0.6875,{"$f":"IF(A1046<>\"\",($B$4+$B$5)/2+($B$5-$B$4)/2*COS(2*PI()/$B$15*B1046),\"\")","v":2.2598354338819657},{"$f":"IF(A1046<>\"\",E1046*COS(2*PI()/$B$7*B1046),\"\")","v":-0.89117933494391022},0.36273477400282433,9.0683693500706083E-2]
[1027,256.75,10,0.69791666666666663,2.2586975630685759,-0.62135891948813782,0.12294800341810123,3.0737000854525309E-2]
[1028,257,10,0.70833333333333337,2.2575595118285841,-0.34185721946048964,2.0475199286726899E-2,5.1187998216817247E-3]
[1029,257.25,10,0.71875,2.2564213037702952,-5.7161276258585074E-2,9.5719323446347881E-5,2.392983086158697E-5]
[1030,257.5,10,0.72916666666666663,2.2552829625052664,0.22816319292351023,6.0873829977392832E-3,1.5218457494348208E-3]
[1031,257.75,10,0.73958333333333337,2.2541445116478185,0.5095450176749009,6.7801850634605518E-2,1.6950462658651379E-2]
[1032,258,10,0.75,2.2530059748145468,0.78248080974384282,0.24553587515592418,6.1383968788981044E-2]
[1033,258.25,10,0.76041666666666663,2.2518673756238288,1.0426070378836716,0.58083907663787337,0.14520976915946834]
[1034,258.5,10,0.77083333333333337,2.250728737695336,1.2857697886457911,1.0893903424580236,0.27234758561450589]
[1035,258.75,10,0.78125,2.2495900846495438,1.508091097863387,1.7578288937879614,0.43945722344699034]
[1036,259,10,0.79166666666666663,2.2484514401072406,1.7060307936616745,2.5448047535213205,0.63620118838033013]
[1037,259.25,10,0.80208333333333337,2.2473128276890391,1.8764428648381111,3.3861009805692914,0.84652524514232286]
[1038,259.5,10,0.8125,2.2461742710148851,2.0166254571841566,4.2030988647280862,1.0507747161820216]
[1039,259.75,10,0.82291666666666663,2.2450357937035679,2.1243637033357023,4.9133815106486729,1.2283453776621682]
[1040,260,10,0.83333333333333337,2.2438974193722316,2.1979647073743105,5.4419683773273926,1.3604920943318481]
[1041,260.25,10,0.84375,2.2427591716358823,2.236284131791288,5.7315860390947213,1.4328965097736803]
[1042,260.5,10,0.85416666666666663,2.2416210741069014,2.238743969533068,5.7505205098830574,1.4376301274707644]
[1043,260.75,10,0.86458333333333337,2.2404831503945535,2.2053412254985911,5.4969433059349138,1.3742358264837284]
[1044,261,10,0.875,2.2393454241044974,2.1366473777779049,4.9991069976766003,1.2497767494191501]
[1045,261.25,10,0.88541666666666663,2.2382079188382971,2.0337986367660705,4.311394123264086,1.0778485308160215]
[1046,261.5,10,0.89583333333333337,2.2370706581929314,1.8984771676854244,3.5067919822141929,0.87669799555354821]
[1047,261.75,10,0.90625,2.2359336657603044,1.7328835866430159,2.6668711572784933,0.66671778931962333]
[1048,262,10,0.91666666666666663,2.2347969651267556,1.5397011798230782,1.8706959129411889,0.46767397823529722]
[1049,262.25,10,0.92708333333333337,2.233660579872573,1.3220524275395671,1.1842404838489482,0.29606012096223705]
[1050,262.5,10,0.9375,2.2325245335715,1.0834485375410028,0.65180656868088849,0.16295164217022212]
[1051,262.75,10,0.94791666666666663,2.231388849790251,0.82773280321491971,0.29064601304843024,7.266150326210756E-2]
[1052,263,10,0.95833333333333337,2.2302535520880178,0.55901870040985369,8.9530885204323132E-2,2.2382721301080783E-2]
[1053,263.25,10,0.96875,2.229118664015985,0.28162371992646984,1.1447260392674262E-2,2.8618150981685655E-3]
[1054,263.5,10,0.97916666666666663,2.2279842091168383,7.6431535103408129E-15,2.2882929192906706E-43,5.7207322982266766E-44]
[1055,263.75,10,0.98958333333333337,2.2268502109242778,-0.28133712675020156,1.1412348178053108E-2,2.853087044513277E-3]
[1056,264,11,0,2.2257166929625307,-0.55788152518159573,8.8985615421438125E-2,2.2246403855359531E-2]
[1057,264.25,11,1.0416666666666666E-2,2.2245836787458599,-0.82520842773219705,0.28799492440078983,7.1998731100197458E-2]
[1058,264.5,11,2.0833333333333332E-2,2.2234511917780804,-1.079045226961983,0.64389168057171708,0.16097292014292927]
[1059,264.75,11,3.125E-2,2.2223192555520677,-1.3153397579940802,1.1662931157981451,0.29157327894953627]
[1060,265,11,4.1666666666666664E-2,2.2211878935492746,-1.5303249797068494,1.8367281063871579,0.45918202659678947]
[1061,265.25,11,5.2083333333333336E-2,2.2200571292392399,-1.7205790223478723,2.6104641930229433,0.65261604825573583]
[1062,265.5,11,6.25E-2,2.2189269860791052,-1.8830796445361833,3.4221570486393147,0.85553926215982867]
[1063,265.75,11,7.2916666666666671E-2,2.2177974875131254,-2.0152522331654423,4.194518391533216,1.048629597883304]
[1064,266,11,8.3333333333333329E-2,2.2166686569721845,-2.1150105840487372,4.8487691164800708,1.2121922791200177]
[1065,266.25,11,9.375E-2,2.2155405178733081,-2.1807898175748659,5.315392042017006,1.3288480105042515]
[1066,266.5,11,0.10416666666666667,2.2144130936191782,-2.2115709102931902,5.5436585921794581,1.3859146480448645]
[1067,266.75,11,0.11458333333333333,2.2132864075976486,-2.206896458173766,5.5085810371421076,1.3771452592855269]
[1068,267,11,0.125,2.2121604831812571,-2.1668774281316217,5.2143107146140419,1.3035776786535105]
[1069,267.25,11,0.13541666666666666,2.2110353437267443,-2.0921907989969593,4.6935098455434785,1.1733774613858696]
[1070,267.5,11,0.14583333333333334,2.2099110125745658,-1.984068139136818,4.0027974925829239,1.000699373145731]
[1071,267.75,11,0.15625,2.2087875130484105,-1.8442753130481051,3.2149270928930274,0.80373177322325684]
[1072,268,11,0.16666666666666666,2.2076648684547138,-1.6750836511235379,2.4088145704969204,0.6022036426242301]
[1073,268.25,11,0.17708333333333334,2.2065431020821777,-1.4792330531721392,1.658836860724761,0.41470921518119025]
[1074,268.5,11,0.1875,2.2054222372012857,-1.2598876249763242,1.0249184243347322,0.25622960608368306]
[1075,268.75,11,0.19791666666666666,2.2043022970638195,-1.020584566133748,0.54480471675698139,0.13620117918924535]
[1076,269,11,0.20833333333333334,2.2031833049023777,-0.7651771347726074,0.22960419640486074,5.7401049101215185E-2]
[1077,269.25,11,0.21875,2.2020652839298949,-0.49777260873178808,6.3210154795544246E-2,1.5802538698886062E-2]
[1078,269.5,11,0.22916666666666666,2.2009482573391566,-0.22266624197612561,5.657922677781967E-3,1.4144806694454917E-3]
[1079,269.75,11,0.23958333333333334,2.199832248302322,5.5727721883209652E-2,8.8696756542651014E-5,2.2174189135662754E-5]
[1080,270,11,0.25,2.1987172799704418,0.33294687106684984,1.8915537358164643E-2,4.7288843395411609E-3]
[1081,270.25,11,0.26041666666666669,2.1976033754729762,0.60455214596874229,0.11323877721304902,2.8309694303262255E-2]
[1082,270.5,11,0.27083333333333331,2.1964905579173184,0.86619891221581058,0.33307863157771117,8.3269657894427793E-2]
[1083,270.75,11,0.28125,2.1953788503883125,1.1137064486524215,0.70795568370694273,0.17698892092673568]
[1084,271,11,0.29166666666666669,2.1942682759477763,1.3431247390222085,1.241775008289367,0.31044375207234176]
[1085,271.25,11,0.30208333333333331,2.1931588576340211,1.5507975004523762,1.9114332955056941,0.47785832387642352]
[1086,271.5,11,0.3125,2.1920506184613768,1.7334204432185418,2.6693505579672649,0.66733763949181624]
[1087,271.75,11,0.32291666666666669,2.1909435814197109,1.8880938336763042,3.4495670541457244,0.8623917635364311]
[1088,272,11,0.33333333333333331,2.1898377694739541,2.012368524439109,4.1765378097433432,1.0441344524358358]
[1089,272.25,11,{"$f":"IF(A1109<>\"\",MOD(B1109,24)/24,\"\")","v":0.34375},2.1887332055636231,2.104284721362121,{"$f":"ABS(0.5*1.025*1*(F1109^3))","v":4.7753738340156744},{"$f":"G1109*$B$13","v":1.1938434585039186}]
[{"$f":"IF(IF(A1109<>\"\",A1109+1<=$B$16,0),A1109+1,\"\")","v":1090},{"$f":"IF(A1110<>\"\",A1110*$B$13,\"\")","v":272.5},{"$f":"IF(A1110<>\"\",ROUNDDOWN(A1110*$B$13/24,0),\"\")","v":11},0.35416666666666669,{"$f":"IF(A1110<>\"\",($B$4+$B$5)/2+($B$5-$B$4)/2*COS(2*PI()/$B$15*B1110),\"\")","v":2.1876299126023446},{"$f":"IF(A1110<>\"\",E1110*COS(2*PI()/$B$7*B1110),\"\")","v":2.1624028739600973},5.1820750618613394,1.2955187654653348]
[1091,272.75,11,0.36458333333333331,2.1865279134773798,2.1858262026549014,5.3523037602464703,1.3380759400616176]
[1092,273,11,0.375,2.1854272310491498,2.1742145106760895,5.2674574899757527,1.3168643724939382]
[1093,273.25,11,0.38541666666666669,2.1843278881507628,2.1277890683643199,4.9371871475693068,1.2342967868923267]
[1094,273.5,11,0.39583333333333331,2.1832299075875374,2.0473285008074908,4.3980125727596002,1.0995031431899001]
[1095,273.75,11,0.40625,2.1821333121365325,1.934155753875783,3.7082431394135864,0.9270607848533966]
[1096,274,11,0.41666666666666669,2.181038124546073,1.7901163565066827,2.9399344822565854,0.73498362056414634]
[1097,274.25,11,0.42708333333333331,2.1799443675352785,1.6175483362383583,2.1690305634340046,0.54225764085850114]
[1098,274.5,11,0.4375,2.1788520637935918,1.4192442782776644,1.4650934468469181,0.36627336171172953]
[1099,274.75,11,0.44791666666666669,2.1777612359803085,1.1984061436863449,0.8820758870437716,0.2205189717609429]
[1100,275,11,0.45833333333333331,2.1766719067241067,0.95859357758111463,0.45143727382704729,0.11285931845676182]
[1101,275.25,11,0.46875,2.1755840986225778,0.70366654173234211,0.17856427473667863,4.4641068684169657E-2]
[1102,275.5,11,0.47916666666666669,2.174497834241758,0.43772319596883796,4.2982587328719429E-2,1.0745646832179857E-2]
[1103,275.75,11,0.48958333333333331,2.1734131361156592,0.16503402792330715,2.3036387119658454E-3,5.7590967799146136E-4]
[1104,276,11,0.5,2.1723300267458021,-0.11002671029805652,6.8263453237777912E-4,1.7065863309444478E-4]
[1105,276.25,11,0.51041666666666663,2.1712485286007497,-0.38305115790334715,2.8804756492538251E-2,7.2011891231345626E-3]
[1106,276.5,11,0.52083333333333337,2.1701686641156406,-0.64966846866856054,0.14053006164482051,3.5132515411205129E-2]
[1107,276.75,11,0.53125,2.169090455691725,-0.90561477033102955,0.38064870893072511,9.5162177232681278E-2]
[1108,277,11,0.54166666666666663,2.1680139256958975,-1.1468013405808211,0.77296253702229611,0.19324063425557403]
[1109,277.25,11,0.55208333333333337,2.1669390964602355,-1.3693799098060815,1.3160298071033139,0.32900745177582846]
[1110,277.5,11,0.5625,2.1658659902815343,-1.5698040478609108,1.9825776389497851,0.49564440973744628]
[1111,277.75,11,0.57291666666666663,2.1647946294208467,-1.7448856558866346,2.7226686275886611,0.68066715689716528]
[1112,278,11,0.58333333333333337,2.1637250361030174,-1.891845663584006,3.4701718404009747,0.86754296010024368]
[1113,278.25,11,0.59375,2.1626572325162261,-2.0083581260228511,4.1516175884633384,1.0379043971158346]
[1114,278.5,11,0.60416666666666663,2.1615912408115254,-2.0925870205712496,4.6961769379562099,1.1740442344890525]
[1115,278.75,11,0.61458333333333337,2.1605270831023797,-2.1432151621084063,5.0453487196796258,1.2613371799199065]
[1116,279,11,0.625,2.1594647814642105,-2.1594647814642105,5.1609808360154767,1.2902452090038692]
[1117,279.25,11,0.63541666666666663,2.158404357933934,-2.1411094459609066,5.0304921093569464,1.2576230273392366]
[1118,279.5,11,0.64583333333333337,2.1573458345095071,-2.088477139869962,4.6685611046364892,1.1671402761591223]
[1119,279.75,11,0.65625,2.1562892331494687,-2.002444464309618,4.115051837362782,1.0287629593406955]
[1120,280,11,0.66666666666666663,2.1552345757724876,-1.8844220583244717,3.429481050910824,0.857370262727706]
[1121,280.25,11,0.67708333333333337,2.1541818842569036,-1.7363314833316668,2.6828215716132937,0.67070539290332343]
[1122,280.5,11,0.6875,2.1531311804402766,-1.5605739495412387,1.9478115142466241,0.48695287856165603]
[1123,280.75,11,0.69791666666666663,2.1520824861189327,-1.3599913931826024,1.2891467244318526,0.32228668110796316]
[1124,281,11,0.70833333333333337,2.1510358230475113,-1.137820535316143,0.75494475570693464,0.18873618892673366]
[1125,281.25,11,0.71875,2.1499912129385157,-0.89764066473568127,0.37068193870748184,9.267048467687046E-2]
[1126,281.5,11,0.72916666666666663,2.1489486774618607,-0.64331598719444039,0.13644791462099826,3.4111978655249564E-2]
[1127,281.75,11,0.73958333333333337,2.1479082382444239,-0.37893346933430311,2.7885778149673864E-2,6.9714445374184659E-3]
[1128,282,11,0.75,2.1468699168695973,-0.10873717689429281,6.5891292993948164E-4,1.6472823248487041E-4]
[1129,282.25,11,0.76041666666666663,2.1458337348768395,0.16293983809882856,2.2170511405823607E-3,5.5426278514559017E-4]
[1130,282.5,11,0.77083333333333337,2.1447997137612282,0.43174500826674439,4.1245430878320957E-2,1.0311357719580239E-2]
[1131,282.75,11,0.78125,2.1437678749730154,0.69337596639648791,0.17084419323181652,4.2711048307954129E-2]
[1132,283,11,0.79166666666666663,2.1427382399171813,0.94364938917843144,0.43065139573571048,0.10766284893392762]
[1133,283.25,11,0.80208333333333337,2.1417108299529901,1.1785678678681542,0.83899168957597514,0.20974792239399379]
[1134,283.5,11,0.8125,2.1406856663935496,1.3943837372466297,1.3894431964348595,0.34736079910871487]
[1135,283.75,11,0.82291666666666663,2.1396627705053652,1.5876588439985388,2.0509989148419856,0.5127497287104964]
[1136,284,11,0.83333333333333337,2.1386421635079014,1.7553193016317337,2.7718023262069047,0.69295058155172617]
[1137,284.25,11,0.84375,2.1376238665731404,1.8947043602512965,3.4859265603702512,0.87148164009256279]
[1138,284.5,11,0.85416666666666663,2.136607900825144,2.0036086145610774,4.1222330465884705,1.0305582616471176]
[1139,284.75,11,0.86458333333333337,2.1355942873396137,2.0803168808642165,4.6140505619464527,1.1535126404866132]
[1140,285,11,0.875,2.1345830471434555,2.1236311918354236,4.9083006468015009,1.2270751617003752]
[1141,285.25,11,0.88541666666666663,2.1335742012143415,2.1328894845462725,4.9727763696897345,1.2431940924224336]
[1142,285.5,11,0.89583333333333337,2.1325677704802777,2.1079756906027733,4.8005463192705546,1.2001365798176387]
[1143,285.75,11,0.90625,2.1315637758191666,2.0493210751605453,4.4108662483934005,1.1027165620983501]
[1144,286,11,0.91666666666666663,2.130562238058376,1.9578968118068265,3.8464781282142715,0.96161953205356787]
[1145,286.25,11,0.92708333333333337,2.1295631779743065,1.835197920592716,3.1676894278300143,0.79192235695750357]
[1146,286.5,11,0.9375,2.1285666162919603,1.6832188346192349,2.4440811189871323,0.61102027974678308]
[1147,286.75,11,0.94791666666666663,2.1275725736845121,1.5044209943188145,1.7450264976025587,0.43625662440063967]
[1148,287,11,0.95833333333333337,2.1265810707728794,1.3016929957926811,1.1303672693164404,0.2825918173291101]
[1149,287.25,11,0.96875,2.125592128125295,1.0783039382379322,0.64256555873580334,0.16064138968395084]
[1150,287.5,11,0.97916666666666663,2.12460576625688,0.83785072373092351,0.30143509699867738,7.5358774249669344E-2]
[1151,287.75,11,0.98958333333333337,2.123622005629219,0.58420015870848108,0.10218305471967168,2.554576367991792E-2]
[1152,288,12,0,2.1226408666499346,0.32142678887715387,1.7019236706839951E-2,4.2548091767099878E-3]
[1153,288.25,12,{"$f":"IF(A1173<>\"\",MOD(B1173,24)/24,\"\")","v":1.0416666666666666E-2},2.1216623696722645,5.3747466679924832E-2,{"$f":"ABS(0.5*1.025*1*(F1173^3))","v":7.9573391245497173E-5},{"$f":"G1173*$B$13","v":1.9893347811374293E-5}]
[{"$f":"IF(IF(A1173<>\"\",A1173+1<=$B$16,0),A1173+1,\"\")","v":1154},{"$f":"IF(A1174<>\"\",A1174*$B$13,\"\")","v":288.5},{"$f":"IF(A1174<>\"\",ROUNDDOWN(A1174*$B$13/24,0),\"\")","v":12},2.0833333333333332E-2,{"$f":"IF(A1174<>\"\",($B$4+$B$5)/2+($B$5-$B$4)/2*COS(2*PI()/$B$15*B1174),\"\")","v":2.1206865349946411},{"$f":"IF(A1174<>\"\",E1174*COS(2*PI()/$B$7*B1174),\"\")","v":-0.21454629820676294},5.0612401725882734E-3,1.2653100431470683E-3]
[1155,288.75,12,3.125E-2,2.1197133828602666,-0.47915712038608749,5.6380342327852266E-2,1.4095085581963067E-2]
[1156,289,12,4.1666666666666664E-2,2.1187429334566956,-0.73585055021734647,0.2042032860855427,5.1050821521385674E-2]
[1157,289.25,12,5.2083333333333336E-2,2.1177752069154172,-0.98052281377090278,0.48313330657592402,0.120783326643981]
[1158,289.5,12,6.25E-2,2.1168102233114348,-1.2092663979655573,0.90627463588865509,0.22656865897216377]
[1159,289.75,12,7.2916666666666671E-2,2.115848002662851,-1.4184324331003539,1.4625806684360614,0.36564516710901535]
[1160,290,12,8.3333333333333329E-2,2.1148885649304532,-1.6046888772310874,2.1177095581154068,0.52942738952885171]
[1161,290.25,12,9.375E-2,2.1139319300172978,-1.7650735749652797,2.8182681277058825,0.70456703192647063]
[1162,290.5,12,0.10416666666666667,2.1129781177682978,-1.8970413461460138,3.4988414198912734,0.87471035497281835]
[1163,290.75,12,0.11458333333333333,2.1120271479698127,-1.9985043562290385,4.0908086677160655,1.0227021669290164]
[1164,291,12,0.125,2.1110790403492357,-2.0678651283726648,4.5316931815568786,1.1329232953892197]
[1165,291.25,12,0.13541666666666666,2.1101338145745858,-2.1040416756148645,4.7737193522220851,1.1934298380555213]
[1166,291.5,12,0.14583333333333334,2.1091914902540996,-2.1064843581014818,4.7903647782223393,1.1975911945555848]
[1167,291.75,12,0.15625,2.1082520869358246,-2.0751842031234382,4.5799826001595605,1.1449956500398901]
[1168,292,12,0.16666666666666666,2.1073156241072137,-2.0106725625858664,4.165987136466085,1.0414967841165212]
[1169,292.25,12,0.17708333333333334,2.10638212119472,-1.9140121212768084,3.5935849944767178,0.89839624861917944]
[1170,292.5,12,0.1875,2.1054515975633956,-1.7867794077053125,2.9235241501130238,0.73088103752825595]
[1171,292.75,12,0.19791666666666666,2.1045240725164889,-1.6310390951239802,2.2237552306811206,0.55593880767028014]
[1172,293,12,0.20833333333333334,2.1035995652950428,-1.4493105114702773,1.5601925358525983,0.39004813396314958]
[1173,293.25,12,0.21875,2.1026780950774984,-1.2445269012582274,0.98788578332258903,0.24697144583064726]
[1174,293.5,12,0.22916666666666666,2.1017596809792956,-1.0199880979479148,0.54385006152110926,0.13596251538027732]
[1175,293.75,12,0.23958333333333334,2.1008443420524756,-0.77930737017384732,0.24256057882436535,6.0640144706091338E-2]
[1176,294,12,0.25,2.0999320972852873,-0.52635329775590378,7.4735322769832677E-2,1.8683830692458169E-2]
[1177,294.25,12,0.26041666666666669,2.0990229656017934,-0.26518761218340187,9.5577038203328163E-3,2.3894259550832041E-3]
[1178,294.5,12,0.27083333333333331,2.0981169658614758,-1.0288843384688542E-15,5.582047647503509E-46,1.3955119118758772E-46]
[1179,294.75,12,0.28125,2.0972141168588467,0.2649590847747893,9.5330158393139228E-3,2.3832539598284807E-3]
[1180,295,12,0.29166666666666669,2.0963144373230587,0.52544652212557585,7.4349736762867283E-2,1.8587434190716821E-2]
[1181,295.25,12,0.30208333333333331,2.0954179459175135,0.77729445069347536,0.24068585695203537,6.0171464238008843E-2]
[1182,295.5,12,0.3125,2.0945246612394781,1.0164769286692807,0.53825298501102803,0.13456324625275701]
[1183,295.75,12,0.32291666666666669,2.0936346018196965,1.2391742651761597,0.97519401296795127,0.24379850324198782]
[1184,296,12,0.33333333333333331,2.0927477861220076,1.4418339946069401,1.5361713182767116,0.3840428295691779]
[1185,296.25,12,0.34375,2.0918642325429593,1.6212275209992175,2.1838649196741335,0.54596622991853339]
[1186,296.5,12,0.35416666666666669,2.0909839594114299,1.7745015296681652,2.8636702245967722,0.71591755614919306]
[1187,296.75,12,0.36458333333333331,2.0901069849882457,1.8992233478338854,3.5109285510580714,0.87773213776451786]
[1188,297,12,0.375,2.089233327465803,1.9934195335144249,4.0596631403843135,1.0149157850960784]
[1189,297.25,12,0.38541666666666669,2.0883630049676909,2.055607080932663,4.4515800231070894,1.1128950057767724]
[1190,297.5,12,0.39583333333333331,2.0874960355483148,2.0848167493562326,4.64405690034737,1.1610142250868425]
[1191,297.75,12,0.40625,2.0866324371925229,2.0806081487433987,4.6159888910165323,1.1539972227541331]
[1192,298,12,0.41666666666666669,2.0857722278152311,2.0430763477779319,4.3706663866957012,1.0926665966739253]
[1193,298.25,12,0.42708333333333331,2.0849154252610536,1.9728499057214059,3.9352833309103716,0.98382083272759291]
[1194,298.5,12,0.4375,2.0840620473039317,1.8710803668165596,3.357153468603749,0.83928836715093724]
[1195,298.75,12,0.44791666666666669,2.0832121116467648,1.7394233925428424,2.6971791191250118,0.67429477978125296]
[1196,299,12,0.45833333333333331,2.0823656359210432,1.5800118406714381,2.0215053473833087,0.50537633684582717]
[1197,299.25,12,0.46875,2.0815226376864837,1.3954212286568872,1.3925469508392341,0.34813673770980852]
[1198,299.5,12,0.47916666666666669,2.0806831344306627,1.1886281403840204,0.86066054303550821,0.21516513575887705]
[1199,299.75,12,0.48958333333333331,2.0798471435686574,0.96296224772389538,0.45763755162598868,0.11440938790649717]
[1200,300,12,0.5,2.0790146824426796,0.72205271995384313,0.1929303688656048,4.82325922164012E-2]
[1201,300.25,12,0.51041666666666663,2.07818576832172,0.46976988324370589,5.3131170342559923E-2,1.3282792585639981E-2]
[1202,300.5,12,0.52083333333333337,2.077360418401188,0.21016306769277321,4.7573276888886549E-3,1.1893319222221637E-3]
[1203,300.75,12,0.53125,2.0765386498025555,-5.260436037577465E-2,7.4603482811826696E-5,1.8650870702956674E-5]
[1204,301,12,0.54166666666666663,2.0757204795730013,-0.31432173894249643,1.5915384132620846E-2,3.9788460331552115E-3]
[1205,301.25,12,0.55208333333333337,2.0749059246850594,-0.5707985542121079,9.531087639568056E-2,2.382771909892014E-2]
[1206,301.5,12,0.5625,2.0740950020362625,-0.81793150811427273,0.28044305184427432,7.0110762961068579E-2]
[1207,301.75,12,0.57291666666666663,2.0732877284487969,-1.0517701364741452,0.59628842107196178,0.14907210526799045]
[1208,302,12,0.58333333333333337,2.0724841206691504,-1.2685799289966513,1.0462786836976499,0.26156967092441247]
[1209,302.25,12,0.59375,2.071684195367764,-1.4649019430215635,1.6110890089990755,0.40277225224976887]
[1210,302.5,12,0.60416666666666663,2.0708879691386892,-1.6376079599110729,2.2507315129466892,0.56268287823667229]
[1211,302.75,12,0.61458333333333337,2.0700954584992415,-1.7839503050010317,2.9096592133655799,0.72741480334139497]
[1212,303,12,0.625,2.0693066798896584,-1.9016055381225252,3.5241563710378507,0.88103909275946268]
[1213,303.25,12,0.63541666666666663,2.0685216496727574,-1.9887113203878466,4.0309657435544866,1.0077414358886216]
[1214,303.5,12,0.64583333333333337,2.0677403841335993,-2.0438958726501095,4.3759280208654436,1.0939820052163609]
[1215,303.75,12,0.65625,2.0669628994791469,-2.0662995600233431,4.5214082185739537,1.1303520546434884]
[1216,304,12,0.66666666666666663,2.0661892118379312,-2.0555882631808342,4.451457770228048,1.112864442557012]
[1217,304.25,12,{"$f":"IF(A1237<>\"\",MOD(B1237,24)/24,\"\")","v":0.67708333333333337},2.065419337259716,-2.0119583288066187,{"$f":"ABS(0.5*1.025*1*(F1237^3))","v":4.1739843285723346},{"$f":"G1237*$B$13","v":1.0434960821430836}]
[{"$f":"IF(IF(A1237<>\"\",A1237+1<=$B$16,0),A1237+1,\"\")","v":1218},{"$f":"IF(A1238<>\"\",A1238*$B$13,\"\")","v":304.5},{"$f":"IF(A1238<>\"\",ROUNDDOWN(A1238*$B$13/24,0),\"\")","v":12},0.6875,{"$f":"IF(A1238<>\"\",($B$4+$B$5)/2+($B$5-$B$4)/2*COS(2*PI()/$B$15*B1238),\"\")","v":2.0646532917151648},{"$f":"IF(A1238<>\"\",E1238*COS(2*PI()/$B$7*B1238),\"\")","v":-1.9361330264503855},3.719627495081602,0.92990687377040049]
[1219,304.75,12,0.69791666666666663,2.0638910910955102,-1.829350574968738,3.1375069275524905,0.78437673188812262]
[1220,305,12,0.70833333333333337,2.0631327512122231,-1.6933439365523608,2.4884527603882387,0.62211319009705968]
[1221,305.25,12,0.71875,2.0623782877966854,-1.5303127078841137,1.8366839200451368,0.4591709800112842]
[1222,305.5,12,0.72916666666666663,2.0616277164998644,-1.342887564145453,1.2411172901598444,0.3102793225399611]
[1223,305.75,12,0.73958333333333337,2.0608810528919865,-1.1340878303772235,0.74753914622608508,0.18688478655652127]
[1224,306,12,0.75,2.0601383124622155,-0.90727286420818132,0.38274333325821147,9.5685833314552868E-2]
[1225,306.25,12,0.76041666666666663,2.0593995106183303,-0.66608803245048087,0.15145679489282976,3.786419872320744E-2]
[1226,306.5,12,0.77083333333333337,2.0586646626864065,-0.41440614995756514,3.6473080519212303E-2,9.1182701298030758E-3]
[1227,306.75,12,0.78125,2.0579337839104972,-0.15626532108164984,1.9556075066628383E-3,4.8890187666570956E-4]
[1228,307,12,0.79166666666666663,2.0572068894523179,0.10419581908004241,5.7975532820511049E-4,1.4493883205127762E-4]
[1229,307.25,12,0.80208333333333337,2.056483994390931,0.36280442560337101,2.4474374317999328E-2,6.1185935794998321E-3]
[1230,307.5,12,0.8125,2.0557651137224333,0.61542026454361687,0.11945635186435487,2.9864087966088717E-2]
[1231,307.75,12,0.82291666666666663,2.0550502623596456,0.85800196413296326,0.32371193801320647,8.0927984503301617E-2]
[1232,308,12,0.83333333333333337,2.0543394551318022,1.0866716367594473,0.65764097533678689,0.16441024383419672]
[1233,308.25,12,0.84375,2.0536327067842435,1.297776838945248,1.1201957669751792,0.2800489417437948]
[1234,308.5,12,0.85416666666666663,2.0529300319781121,1.4879488798637859,1.6883321948388921,0.42208304870972302]
[1235,308.75,12,0.86458333333333337,2.0522314452900452,1.6541565480528353,2.319656589306974,0.57991414732674351]
[1236,309,12,0.875,2.0515369612118755,1.7937543999311347,2.957895371711154,0.73947384292778851]
[1237,309.25,12,0.88541666666666663,2.0508465941503271,1.9045248413202711,3.5404119238467975,0.88510298096169937]
[1238,309.5,12,0.89583333333333337,2.0501603584267207,1.9847133329994502,4.0067037399110061,1.0016759349777515]
[1239,309.75,12,0.90625,2.0494782682766739,2.0330561617746246,4.3066739895514861,1.0766684973878715]
[1240,310,12,0.91666666666666663,2.0488003378498054,2.0488003378498054,4.407504668223571,1.1018761670558928]
[1241,310.25,12,0.92708333333333337,2.048126581209444,2.0317153055365464,4.2981584997639022,1.0745396249409755]
[1242,310.5,12,0.9375,2.0474570123323348,1.9820962855010831,3.9908748843432087,0.99771872108580217]
[1243,310.75,12,0.94791666666666663,2.0467916451083488,1.9007592007293024,3.5194530327390319,0.87986325818475797]
[1244,311,12,0.95833333333333337,2.0461304933401978,1.789027273042237,2.934571892622984,0.733642973155746]
[1245,311.25,12,0.96875,2.0454735707431446,1.6487095101671545,2.2968164974176326,0.57420412435440815]
[1246,311.5,12,0.97916666666666663,2.0448208909447207,1.4820714329321574,1.6684042158917936,0.41710105397294839]
[1247,311.75,12,0.98958333333333337,2.0441724674844419,1.2917985160379384,1.1047861309784719,0.27619653274461797]
[1248,312,13,0,2.0435283138135296,1.0809529320914695,0.64731283954652918,0.1618282098866323]
[1249,312.25,13,1.0416666666666666E-2,2.0428884432946299,0.85292429531071878,0.31799868623078253,7.9499671557695634E-2]
[1250,312.5,13,2.0833333333333332E-2,2.0422528692015369,0.61137519682545793,0.11711629277130642,2.9279073192826605E-2]
[1251,312.75,13,3.125E-2,2.0416216047189182,0.36018240629139814,2.3947564696816893E-2,5.9868911742042234E-3]
[1252,313,13,4.1666666666666664E-2,2.0409946629420399,0.10337468328226782,5.6615643205591422E-4,1.4153910801397855E-4]
[1253,313.25,13,5.2083333333333336E-2,2.040372056876496,-0.15493180445678861,1.9059680088305327E-3,4.7649200220763318E-4]
[1254,313.5,13,6.25E-2,2.0397537994379387,-0.41059942117211057,3.5477161757498141E-2,8.8692904393745352E-3]
[1255,313.75,13,7.2916666666666671E-2,2.039139903451809,-0.659535305888166,0.14703069716332504,3.6757674290831259E-2]
[1256,314,13,8.3333333333333329E-2,2.0385303816530738,-0.89775685785257675,0.37082590366013585,9.2706475915033962E-2]
[1257,314.25,13,9.375E-2,2.037925246685957,-1.1214554174496474,0.72283622549928472,0.18070905637482118]
[1258,314.5,13,0.10416666666666667,2.0373245111036824,-1.3270571249084369,1.1977404695413716,0.2994351173853429]
[1259,314.75,13,0.11458333333333333,2.036728187368209,-1.5112799848980456,1.7690033760931732,0.44225084402329329]
[1260,315,13,0.125,2.0361362878499754,-1.6711862263827717,2.39203986148723,0.59800996537180751]
[1261,315.25,13,0.13541666666666666,2.0355488248276408,-1.8042291229130876,3.0100169126245913,0.75250422815614781]
[1262,315.5,13,0.14583333333333334,2.034965810487833,-1.9082935276313802,3.5614709119547725,0.89036772798869313]
[1263,315.75,13,0.15625,2.0343872569248926,-1.981729478246578,3.9886596373133965,0.99716490932834911]
[1264,316,13,0.16666666666666666,2.0338131761406246,-2.0233783384525434,4.2454639610066005,1.0613659902516501]
[1265,316.25,13,0.17708333333333334,2.0332435800440485,-2.0325910619508374,4.3037189677158203,1.0759297419289551]
[1266,316.5,13,0.1875,2.0326784804511502,-2.0092382914693565,4.157078335657947,1.0392695839144868]
[1267,316.75,13,0.19791666666666666,2.0321178890846388,-1.9537121359230691,3.8218672003908498,0.95546680009771245]
[1268,317,13,0.20833333333333334,2.0315618175737025,-1.8669196020487457,3.3348070946257389,0.83370177365643472]
[1269,317.25,13,0.21875,2.0310102774537664,-1.7502677903320467,2.7479407963428177,0.68698519908570443]
[1270,317.5,13,0.22916666666666666,2.0304632801662557,-1.6056410966984169,2.1214817306552884,0.53037043266382211]
[1271,317.75,13,0.23958333333333334,2.0299208370583552,-1.435370789155813,1.5156055294329085,0.37890138235822712]
[1272,318,13,0.25,2.0293829593827768,-1.242197450318461,0.98234891592214457,0.24558722898053614]
[1273,318.25,13,0.26041666666666669,2.0288496582975242,-1.0292268905626731,0.55876248889732882,0.13969062222433221]
[1274,318.5,13,0.27083333333333331,2.0283209448656621,-0.7998802406567509,0.2622821744463919,6.5570543611597976E-2]
[1275,318.75,13,0.28125,2.0277968300550859,-0.55783902540401531,8.8965280024433602E-2,2.22413200061084E-2]
[1276,319,13,0.29166666666666669,2.027277324738296,-0.3069860996705055,1.4826887862012895E-2,3.7067219655032239E-3]
[1277,319.25,13,0.30208333333333331,2.0267624396921713,-5.134339386539271E-2,6.9366149548305407E-5,1.7341537387076352E-5]
[1278,319.5,13,0.3125,2.0262521855977442,0.20499253354030933,4.4147691464442957E-3,1.1036922866110739E-3]
[1279,319.75,13,0.32291666666666669,2.0257465730399815,0.457916104327309,4.9209802482246497E-2,1.2302450620561624E-2]
[1280,320,13,0.33333333333333331,2.0252456125075629,0.7033784395248005,0.17834503579947783,4.4586258949869458E-2]
[1281,320.25,13,{"$f":"IF(A1301<>\"\",MOD(B1301,24)/24,\"\")","v":0.34375},2.0247493143926643,0.93745213771793723,{"$f":"ABS(0.5*1.025*1*(F1301^3))","v":0.42222231342612893},{"$f":"G1301*$B$13","v":0.10555557835653223}]
[{"$f":"IF(IF(A1301<>\"\",A1301+1<=$B$16,0),A1301+1,\"\")","v":1282},{"$f":"IF(A1302<>\"\",A1302*$B$13,\"\")","v":320.5},{"$f":"IF(A1302<>\"\",ROUNDDOWN(A1302*$B$13/24,0),\"\")","v":13},0.35416666666666669,{"$f":"IF(A1302<>\"\",($B$4+$B$5)/2+($B$5-$B$4)/2*COS(2*PI()/$B$15*B1302),\"\")","v":2.0242576889907427},{"$f":"IF(A1302<>\"\",E1302*COS(2*PI()/$B$7*B1302),\"\")","v":1.1563940768816801},0.7925222161505322,0.19813055403763305]
[1283,320.75,13,0.36458333333333331,2.0237707465003214,1.3567052360959182,1.2798243626560097,0.31995609066400243]
[1284,321,13,0.375,2.0232884970227789,1.5351865816669321,1.8542887654978271,0.46357219137445677]
[1285,321.25,13,0.38541666666666669,2.0228109505621403,1.6889901255989941,2.4693076471648663,0.61732691179121657]
[1286,321.5,13,0.39583333333333331,2.022338117024868,1.8156643420118701,3.0676129555018705,0.76690323887546763]
[1287,321.75,13,0.40625,2.0218700062196575,1.9131932177306168,3.588974458458154,0.8972436146145385]
[1288,322,13,0.41666666666666669,2.021406627857234,1.9800283154324059,3.9783965769658813,0.99459914424147033]
[1289,322.25,13,0.42708333333333331,2.0209479915501496,2.015113339780743,4.1936511789404882,1.0484127947351221]
[1290,322.5,13,0.4375,2.0204941068125866,2.0179008171155619,4.2110783157287175,1.0527695789321794]
[1291,322.75,13,0.44791666666666669,2.0200449830601559,1.9883606255729465,4.0288336248796588,1.0072084062199147]
[1292,323,13,0.45833333333333331,2.0196006296097062,1.9269802429608782,3.6671245072000076,0.9167811268000019]
[1293,323.25,13,0.46875,2.019161055679128,1.834756712228407,3.1654053007455607,0.79135132518639018]
[1294,323.5,13,0.47916666666666669,2.0187262703871625,1.7131804568178461,2.5769334580789303,0.64423336451973257]
[1295,323.75,13,0.48958333333333331,2.0182962827532132,1.5642112084646129,1.9614626842013483,0.49036567105033707]
[1296,324,13,0.5,2.01787110169716,1.3902464360281477,1.3771119310861522,0.34427798277153804]
[1297,324.25,13,0.51041666666666663,2.0174507360391702,1.19408278368516,0.87256377671134278,0.21814094417783569]
[1298,324.5,13,0.52083333333333337,2.0170351944995204,0.97887113838488837,0.4806959253634866,0.12017398134087165]
[1299,324.75,13,0.53125,2.0166244856984119,0.74806604807399391,0.21454268044051358,5.3635670110128396E-2]
[1300,325,13,0.54166666666666663,2.0162186181557935,0.50537030222790358,6.614896015725652E-2,1.653724003931413E-2]
[1301,325.25,13,0.55208333333333337,2.015817600291185,0.25467556324007162,8.4655600689543323E-3,2.1163900172385831E-3]
[1302,325.5,13,0.5625,2.0154214404235016,-4.9372883652970264E-15,6.168212815259177E-44,1.5420532038147943E-44]
[1303,325.75,13,0.57291666666666663,2.0150301467708815,-0.25457607746875982,8.4556430536423654E-3,2.1139107634105913E-3]
[1304,326,13,0.58333333333333337,2.0146437274505171,-0.50497555188460497,6.599407214761073E-2,1.6498518036902683E-2]
[1305,326.25,13,0.59375,2.0142621904784832,-0.74718975560508705,0.21378961059894658,5.3447402649736644E-2]
[1306,326.5,13,0.60416666666666663,2.0138855437695744,-0.97734260670436679,0.47844758385671737,0.11961189596417934]
[1307,326.75,13,0.61458333333333337,2.0135137951371385,-1.1917525987306981,0.86746546229796972,0.21686636557449243]
[1308,327,13,0.625,2.0131469522929146,-1.3869916533678586,1.3674624590606055,0.34186561476515137]
[1309,327.25,13,0.63541666666666663,2.0127850228468751,-1.5599398957778139,1.9454383191005269,0.48635957977513172]
[1310,327.5,13,0.64583333333333337,2.0124280143070647,-1.7078354779632752,2.5528891838728511,0.63822229596821278]
[1311,327.75,13,0.65625,2.0120759340794483,-1.8283186550088761,3.1322004049894212,0.7830501012473553]
[1312,328,13,0.66666666666666663,2.0117287894677536,-1.9194694112613384,3.6244111389069675,0.90610278472674188]
[1313,328.25,13,0.67708333333333337,2.0113865876733228,-1.9798380369117092,3.9772497287142885,0.99431243217857213]
[1314,328.5,13,0.6875,2.0110493357949606,-2.0084681683938088,4.1523000547067506,1.0380750136766876]
[1315,328.75,13,0.69791666666666663,2.0107170408287889,-2.0049119266996271,4.1302826005376705,1.0325706501344176]
[1316,329,13,0.70833333333333337,2.0103897096681016,-1.9692369142058079,3.9137021817607507,0.97842554544018767]
[1317,329.25,13,0.71875,2.010067349103219,-1.9020249608808124,3.5264887749922362,0.88162219374805906]
[1318,329.5,13,0.72916666666666663,2.0097499658213507,-1.8043626427165449,3.010685220109655,0.75267130502741375]
[1319,329.75,13,0.73958333333333337,2.0094375664064543,-1.6778237267921605,2.4206548212229277,0.60516370530573194]
[1320,330,13,0.75,2.0091301573390994,-1.5244438264280902,1.8156333330908891,0.45390833327272229]
[1321,330.25,13,0.76041666666666663,2.0088277449963341,-1.3466876743644216,1.251683494635728,0.31292087365893201]
[1322,330.5,13,0.77083333333333337,2.0085303356515509,-1.1474095398113795,0.774192997531436,0.193548249382859]
[1323,330.75,13,0.78125,2.0082379354743582,-0.92980742468920485,0.41197693200466562,0.1029942330011664]
[1324,331,13,0.79166666666666663,2.0079505505304516,-0.69737177365186376,0.17381488494694033,4.3453721236735084E-2]
[1325,331.25,13,0.80208333333333337,2.0076681867814887,-0.45382951999429955,4.7904034899548566E-2,1.1976008724887141E-2]
[1326,331.5,13,0.8125,2.0073908500849638,-0.20308436387602943,4.2926287563068728E-3,1.0731571890767182E-3]
[1327,331.75,13,0.82291666666666663,2.0071185461940888,5.0845760723474236E-2,6.7368692382795611E-5,1.6842173095698903E-5]
[1328,332,13,0.83333333333333337,2.0068512807576715,0.30389302922737532,1.4383218713418319E-2,3.5958046783545797E-3]
[1329,332.25,13,0.84375,2.00658905932,0.55200485011461431,8.6203033813299329E-2,2.1550758453324832E-2]
[1330,332.5,13,0.85416666666666663,2.006331887320727,0.79120872706549106,0.25384410158625748,6.3461025396564369E-2]
[1331,332.75,13,0.86458333333333337,2.0060797700947575,1.0176758221345463,0.54015977516660574,0.13503994379165143]
[1332,333,13,0.875,2.0058327128721367,1.2277822035388339,0.94854485332767691,0.23713621333191923]
[1333,333.25,13,0.88541666666666663,2.0055907207779442,1.4181667989469244,1.4617591165268138,0.36543977913170345]
[1334,333.5,13,0.89583333333333337,2.0053537988321848,1.5857851280923496,2.0437458660759895,0.51093646651899738]
[1335,333.75,13,0.90625,2.0051219519496852,1.7279579562664993,2.6441944144011891,0.66104860360029727]
[1336,334,13,0.91666666666666663,2.0048951849399947,1.842414091680397,3.2052035104353176,0.8013008776088294]
[1337,334.25,13,0.92708333333333337,2.0046735025072802,1.9273266435226766,3.6691025072758205,0.91727562681895514]
[1338,334.5,13,0.9375,2.004456909250234,1.9813421622744902,3.9863214226079027,0.99658035565197567]
[1339,334.75,13,0.94791666666666663,2.0042454096619746,2.0036021977979992,4.1221934410868153,1.0305483602717038]
[1340,335,13,0.95833333333333337,2.0040390081299555,1.9937569320692112,4.0617248584033012,1.0154312146008253]
[1341,335.25,13,0.96875,2.0038377089358734,1.9519706702365121,3.8116563003847008,0.95291407509617521]
[1342,335.5,13,0.97916666666666663,2.0036415162555792,1.8789191039270781,3.3995240358432155,0.84988100896080387]
[1343,335.75,13,0.98958333333333337,2.0034504341589927,1.7757783923107744,2.8698564326998901,0.71746410817497253]
[1344,336,14,0,2.0032644666100161,1.6442062372630739,2.2780473343110832,0.5695118335777708]
[1345,336.25,14,{"$f":"IF(A1365<>\"\",MOD(B1365,24)/24,\"\")","v":1.0416666666666666E-2},2.0030836174664532,1.4863152569542446,{"$f":"ABS(0.5*1.025*1*(F1365^3))","v":1.6827774250988536},{"$f":"G1365*$B$13","v":0.42069435627471341}]
[{"$f":"IF(IF(A1365<>\"\",A1365+1<=$B$16,0),A1365+1,\"\")","v":1346},{"$f":"IF(A1366<>\"\",A1366*$B$13,\"\")","v":336.5},{"$f":"IF(A1366<>\"\",ROUNDDOWN(A1366*$B$13/24,0),\"\")","v":14},2.0833333333333332E-2,{"$f":"IF(A1366<>\"\",($B$4+$B$5)/2+($B$5-$B$4)/2*COS(2*PI()/$B$15*B1366),\"\")","v":2.0029078904799298},{"$f":"IF(A1366<>\"\",E1366*COS(2*PI()/$B$7*B1366),\"\")","v":1.3046390852858269},1.1380596497198647,0.28451491242996618]
[1347,336.75,14,3.125E-2,2.0027372892958137,1.1020917408337598,0.68603632690503213,0.17150908172625803]
[1348,337,14,4.1666666666666664E-2,2.0025718174531417,0.88192091648050797,0.35154651609289578,8.7886629023223944E-2]
[1349,337.25,14,5.2083333333333336E-2,2.0024114783845448,0.64765593801323873,0.13922810907537395,3.4807027268843486E-2]
[1350,337.5,14,6.25E-2,2.0022562754161766,0.40305122507947494,3.3556341562358656E-2,8.389085390589664E-3]
[1351,337.75,14,7.2916666666666671E-2,2.0021062117676447,0.1520261596692031,1.8007310141699971E-3,4.5018275354249927E-4]
[1352,338,14,8.3333333333333329E-2,2.0019612905519453,-0.10139767541374727,5.3429100888928579E-4,1.3357275222232145E-4]
[1353,338.25,14,9.375E-2,2.0018215147753962,-0.35316088372653193,2.2574162886549728E-2,5.6435407216374319E-3]
[1354,338.5,14,0.10416666666666667,2.0016868873375762,-0.59923123780819165,0.11027503508715868,2.7568758771789669E-2]
[1355,338.75,14,0.11458333333333333,2.0015574110312646,-0.83566821768040078,0.299085615117818,7.4771403779454501E-2]
[1356,339,14,0.125,2.0014330885423819,-1.0586860729164833,0.60812865742077726,0.15203216435519432]
[1357,339.25,14,0.13541666666666666,2.001313922449937,-1.264714399723998,1.0367433534654744,0.2591858383663686]
[1358,339.5,14,0.14583333333333334,2.0011999152259698,-1.4504552643593169,1.5638924593437145,0.39097311483592861]
[1359,339.75,14,0.15625,2.0010910692355046,-1.6129359595492125,2.1505287002515963,0.53763217506289906]
[1360,340,14,0.16666666666666666,2.000987386736496,-1.7495565505410413,2.7445921932088861,0.68614804830222154]
[1361,340.25,14,0.17708333333333334,2.0008888698797862,-1.8581314508246314,3.2879346160870786,0.82198365402176965]
[1362,340.5,14,0.1875,2.0007955207090582,-1.9369243631284392,3.7241902201340822,0.93104755503352055]
[1363,340.75,14,0.19791666666666666,2.0007073411607941,-1.9846760274627961,4.0064778089094579,1.0016194522273645]
[1364,341,14,0.20833333333333334,2.0006243330642337,-2.0006243330642337,4.1038408470794669,1.0259602117698667]
[1365,341.25,14,0.21875,2.0005464981413392,-1.9845164732499769,4.0055116073518189,1.0013779018379547]
[1366,341.5,14,0.22916666666666666,2.0004738380067573,-1.9366129494648026,3.7223942120573561,0.93059855301433902]
[1367,341.75,14,0.23958333333333334,2.0004063541677861,-1.8576833611613148,3.2855565266495432,0.82138913166238581]
[1368,342,14,0.25,2.0003440480243437,-1.7489940495150287,2.7419457975532686,0.68548644938831715]
[1369,342.25,14,0.26041666666666669,2.0002869208689407,-1.6122877932377426,2.1479371401036418,0.53698428502591045]
[1370,342.5,14,0.27083333333333331,2.0002349738866507,-1.4497558818364684,1.5616313104995054,0.39040782762487636]
[1371,342.75,14,0.28125,2.0001882081550884,-1.2640030135377911,1.0349948714454584,0.25874871786136461]
[1372,343,14,0.29166666666666669,2.0001466246443851,-1.0580055798137966,0.6069567479337824,0.1517391869834456]
[1373,343.25,14,0.30208333333333331,2.00011022421717,-0.83506400417193394,0.29843734010905998,7.4609335027264995E-2]
[1374,343.5,14,0.3125,2.0000790076285524,-0.59874989791711797,0.11000950913759122,2.7502377284397805E-2]
[1375,343.75,14,0.32291666666666669,2.0000529755261041,-0.35284887844553864,2.2514385280484012E-2,5.6285963201210031E-3]
[1376,344,14,0.33333333333333331,2.0000321284498486,-0.10129996495670526,5.3274791057242202E-4,1.331869776431055E-4]
[1377,344.25,14,0.34375,2.000016466832248,0.15186747882833765,1.7950982329458919E-3,4.4877455823647298E-4]
[1378,344.5,14,0.35416666666666669,2.0000059909981944,0.40259824615642759,3.3443329337064884E-2,8.3608323342662209E-3]
[1379,344.75,14,0.36458333333333331,2.0000007011650038,0.64687620108190003,0.13872584864516951,3.4681462161292378E-2]
[1380,345,14,0.375,2.0000005974424115,0.88078856622542845,0.35019414008699745,8.7548535021749363E-2]
[1381,345.25,14,0.38541666666666669,2.0000056798325687,1.1005885560452757,0.68323302090320248,0.17080825522580062]
[1382,345.5,14,0.39583333333333331,2.0000159482300441,1.3027553536826415,1.1331371273037678,0.28328428182594195]
[1383,345.75,14,0.40625,2.0000314024218251,1.4840504719254237,1.6750967029670421,0.41877417574176051]
[1384,346,14,0.41666666666666669,2.0000520420873218,1.6415695966572501,2.2671057043069416,0.5667764260767354]
[1385,346.25,14,0.42708333333333331,2.000077866798375,1.7727890833947808,2.855387644185392,0.71384691104634801]
[1386,346.5,14,0.4375,2.0001088760192633,1.8756063630133699,3.3815745163826785,0.84539362909566962]
[1387,346.75,14,0.44791666666666669,2.0001450691067166,1.9483736101502032,3.7906229316339695,0.94765573290849237]
[1388,347,14,0.45833333333333331,2.0001864453099274,1.9899241355031267,4.0383450924558293,1.0095862731139573]
[1389,347.25,14,0.46875,2.0002330037705667,1.9995910795867606,4.0974856536124395,1.0243714134031099]
[1390,347.5,14,0.47916666666666669,2.0002847435228022,1.9772181086090657,3.9614812778964352,0.99037031947410881]
[1391,347.75,14,0.48958333333333331,2.0003416634933191,1.9231619410229306,3.6453685057241922,0.91134212643104806]
[1392,348,14,0.5,2.0004037625013411,1.8382866639451036,3.183710571042965,0.79592764276074124]
[1393,348.25,14,0.51041666666666663,2.0004710392586547,1.7239499299314585,2.6258373052214883,0.65645932630537207]
[1394,348.5,14,0.52083333333333337,2.0005434923696379,1.5819812544545231,2.0290739202551213,0.50726848006378034]
[1395,348.75,14,0.53125,2.0006211203312865,1.4146527607712538,1.4509198559725753,0.36272996399314383]
[1396,349,14,0.54166666666666663,2.0007039215332476,1.2246428396770488,0.94128732884346855,0.23532183221086714]
[1397,349.25,14,0.55208333333333337,2.0007918942578513,1.0149933049834752,0.53589956254584792,0.13397489063646198]
[1398,349.5,14,0.5625,2.0008850366801476,0.78906072962343643,0.25178227824042582,6.2945569560106454E-2]
[1399,349.75,14,0.57291666666666663,2.0009833468679434,0.55046274040981902,8.5482586295831678E-2,2.1370646573957919E-2]
[1400,350,14,0.58333333333333337,2.001086822781843,0.30302013016756152,1.4259631777008926E-2,3.5649079442522315E-3]
[1401,350.25,14,0.59375,2.0011954622752901,5.0695712930633609E-2,6.6774027921634319E-5,1.669350698040858E-5]
[1402,350.5,14,0.60416666666666663,2.0013092630946128,-0.20246909992521062,4.2537320196780019E-3,1.0634330049195005E-3]
[1403,350.75,14,0.61458333333333337,2.0014282228790696,-0.45241898819366083,4.7458755118961186E-2,1.1864688779740297E-2]
[1404,351,14,0.625,2.0015523391608996,-0.69514964123442169,0.17215862232003398,4.3039655580008496E-2]
[1405,351.25,14,0.63541666666666663,2.0016816093653729,-0.92677186770309983,0.40795512788422766,0.10198878197105692]
[1406,351.5,14,0.64583333333333337,2.0018160308108426,-1.1435738708694854,0.76645478695637614,0.19161369673909404]
[1407,351.75,14,0.65625,2.0019556007088037,-1.3420806929885922,1.2388814659803598,0.30972036649508994]
[1408,352,14,0.66666666666666663,2.0021003161639483,-1.5191098773352143,1.7966415219517988,0.44916038048794971]
[1409,352.25,14,{"$f":"IF(A1429<>\"\",MOD(B1429,24)/24,\"\")","v":0.67708333333333337},2.0022501741742262,-1.6718224568733631,{"$f":"ABS(0.5*1.025*1*(F1429^3))","v":2.3947728929162513},{"$f":"G1429*$B$13","v":0.59869322322906282}]
[{"$f":"IF(IF(A1429<>\"\",A1429+1<=$B$16,0),A1429+1,\"\")","v":1410},{"$f":"IF(A1430<>\"\",A1430*$B$13,\"\")","v":352.5},{"$f":"IF(A1430<>\"\",ROUNDDOWN(A1430*$B$13/24,0),\"\")","v":14},0.6875,{"$f":"IF(A1430<>\"\",($B$4+$B$5)/2+($B$5-$B$4)/2*COS(2*PI()/$B$15*B1430),\"\")","v":2.0024051716309081},{"$f":"IF(A1430<>\"\",E1430*COS(2*PI()/$B$7*B1430),\"\")","v":-1.7977684531501597},2.977797325272499,0.74444933131812474]
[1411,352.75,14,0.69791666666666663,2.0025653053186496,-1.8949261566829194,3.4871509042829771,0.87178772607074428]
[1412,353,14,0.70833333333333337,2.0027305719155564,-1.9617345594530271,3.8691413754084332,0.96728534385210829]
[1413,353.25,14,0.71875,2.0029009679932561,-1.9971184195428711,4.0823038012066934,1.0205759503016734]
[1414,353.5,14,0.72916666666666663,2.0030764900169666,-2.0005055557061961,4.1031099535880369,1.0257774883970092]
[1415,353.75,14,0.73958333333333337,2.0032571343455721,-1.9718360938659405,3.9292196353911142,0.98230490884777855]
[1416,354,14,0.75,2.0034428972316958,-1.9115635162046105,3.5798107583612087,0.89495268959030216]
[1417,354.25,14,0.76041666666666663,2.003633774821779,-1.8206474945929412,3.092939843478681,0.77323496086967025]
[1418,354.5,14,0.77083333333333337,2.0038297631561619,-1.7005386214995255,2.5203065556687045,0.63007663891717614]
[1419,354.75,14,0.78125,2.0040308581691639,-1.553155281136914,1.9201647950200398,0.48004119875500995]
[1420,355,14,0.79166666666666663,2.00423705568917,-1.3808530293554824,1.3493861269770646,0.33734653174426615]
[1421,355.25,14,0.80208333333333337,2.004448351438715,-1.1863869706866486,0.85580136559653885,0.21395034139913471]
[1422,355.5,14,0.8125,2.004664741034575,-0.97286773304094576,0.47190574889790171,0.11797643722447543]
[1423,355.75,14,0.82291666666666663,2.004886219987855,-0.74371174309375421,0.21081804745287319,5.2704511863218298E-2]
[1424,356,14,0.83333333333333337,2.0051127837040852,-0.50258659669973116,6.5061875283980788E-2,1.6265468820995197E-2]
[1425,356.25,14,0.84375,2.0053444274833141,-0.25335239730314274,8.3342960618239363E-3,2.0835740154559841E-3]
[1426,356.5,14,0.85416666666666663,2.0055811465202074,1.0809870309748292E-14,6.4737410033037395E-43,1.6184352508259349E-43]
[1427,356.75,14,0.86458333333333337,2.0058229359041473,0.2534128513847107,8.3402635891175105E-3,2.0850658972793776E-3]
[1428,357,14,0.875,2.0060697906193332,0.50282647290644811,6.5155078600560523E-2,1.6288769650140131E-2]
[1429,357.25,14,0.88541666666666663,2.0063217055448872,0.74424423588826261,0.21127120482828113,5.2817801207070282E-2]
[1430,357.5,14,0.89583333333333337,2.0065786754549606,0.97379656917133361,0.47325868222925827,0.11831467055731457]
[1431,357.75,14,0.90625,2.0068406950188411,1.1878029439397708,0.85886926521979523,0.21471731630494881]
[1432,358,14,0.91666666666666663,2.0071077588010628,1.3828308488340799,1.3551926825541234,0.33879817063853085]
[1433,358.25,14,0.92708333333333337,2.0073798612615215,1.5557508109503715,1.92980744635548,0.48245186158886999]
[1434,358.5,14,0.9375,2.0076569967555873,1.7037865813157802,2.5347752050442223,0.63369380126105557]
[1435,358.75,14,0.94791666666666663,2.0079391595342226,1.8245596805365447,3.1129209355549188,0.77823023388872969]
[1436,359,14,0.95833333333333337,2.0082263437441026,1.9161275903029942,3.6055136385464457,0.90137840963661142]
[1437,359.25,14,0.96875,2.0085185434277331,1.9770149778718602,3.9602604475684338,0.99006511189210844]
[1438,359.5,14,0.97916666666666663,2.0088157525235779,2.0062374519105379,4.1384800889742532,1.0346200222435633]
[1439,359.75,14,0.98958333333333337,2.0091179648661828,2.0033174674077281,4.1204362854585082,1.030109071364627]
[1440,360,15,0,2.0094251741863038,1.9682921228219854,3.9080717901236812,0.97701794753092031]
[1441,360.25,15,1.0416666666666666E-2,2.0097373741110367,1.9017127222526486,3.5247523225938258,0.88118808064845644]
[1442,360.5,15,2.0833333333333332E-2,2.0100545581639504,1.804636107104447,3.0120543018404771,0.75301357546011927]
[1443,360.75,15,3.125E-2,2.0103767197652198,1.6786078933742776,2.4240504411943222,0.60601261029858056]
[1444,361,15,4.1666666666666664E-2,2.0107038522317637,1.5256378802105355,1.8199030786062553,0.45497576965156383]
[1445,361.25,15,5.2083333333333336E-2,2.0110359487773821,1.3481680207115989,1.2558157727397172,0.31395394318492931]
[1446,361.5,15,6.25E-2,2.0113730025128982,1.1490334650353655,0.77748479097216083,0.19437119774304021]
[1447,361.75,15,7.2916666666666671E-2,2.0117150064463005,0.93141729688052421,0.41412053455316616,0.10353013363829154]
[1448,362,15,8.3333333333333329E-2,2.0120619534828883,0.69879968549380123,0.17488476278507195,4.3721190696267988E-2]
[1449,362.25,15,9.375E-2,2.0124138364254187,0.45490226493997055,4.8244539708107853E-2,1.2061134927026963E-2]
[1450,362.5,15,0.10416666666666667,2.0127706479742558,0.20362862900111475,4.3272340064201813E-3,1.0818085016050453E-3]
[1451,362.75,15,0.11458333333333333,2.0131323807275217,-5.0998107475585308E-2,6.7976069504738527E-5,1.6994017376184632E-5]
[1452,363,15,0.125,2.0134990271812514,-0.30489968269371792,1.4526627054385712E-2,3.6316567635964279E-3]
[1453,363.25,15,0.13541666666666666,2.0138705797295477,-0.55400796807422914,8.7144885355639926E-2,2.1786221338909981E-2]
[1454,363.5,15,0.14583333333333334,2.0142470306647384,-0.79433011018726862,0.25686027661913474,6.4215069154783685E-2]
[1455,363.75,15,0.15625,2.0146283721775364,-1.0220124919830702,0.5470946681477401,0.13677366703693503]
[1456,364,15,0.16666666666666666,2.0150145963572026,-1.2334024893511029,0.96163072630562829,0.24040768157640707]
[1457,364.25,15,0.17708333333333334,2.0154056951917099,-1.425107033912075,1.4833250144847994,0.37083125362119984]
[1458,364.5,15,0.1875,2.0158016605679077,-1.5940470436558427,2.07585623242842,0.518964058107105]
[1459,364.75,15,0.19791666666666666,2.0162024842716919,-1.7375068487749417,2.6882734639870609,0.67206836599676523]
[1460,365,15,0.20833333333333334,2.0166081579881756,-1.8531778197603224,3.2617085384764719,0.81542713461911798]
[1461,365.25,15,0.21875,2.0170186733018598,-1.9391954972594452,3.7373059469766812,0.93432648674417029]
[1462,365.5,15,0.22916666666666666,2.0174340216968094,-1.9941696268691667,4.0642476329176374,1.0160619082294093]
[1463,365.75,15,0.23958333333333334,2.0178541945568291,-2.0172066152975954,4.2067337028207117,1.0516834257051779]
[1464,366,15,0.25,2.0182791831656433,-2.0079240453719476,4.1489262148065764,1.0372315537016441]
[1465,366.25,15,0.26041666666666669,2.0187089787070747,-1.9664570142618336,3.8971510763838415,0.97428776909596038]
[1466,366.5,15,0.27083333333333331,2.0191435722652304,-1.89345619000279,3.4790418491350366,0.86976046228375914]
[1467,366.75,15,0.28125,2.0195829548246835,-1.79007761385536,2.9397436035055065,0.73493590087637661]
[1468,367,15,0.29166666666666669,2.0200271172706623,-1.6579644081030906,2.3357130078326622,0.58392825195816556]
[1469,367.25,15,0.30208333333333331,2.0204760503892394,-1.4992206784669917,1.7269929350117823,0.43174823375294558]
[1470,367.5,15,0.3125,2.0209297448675203,-1.3163780253215256,1.1690571472059119,0.29226428680147798]
[1471,367.75,15,0.32291666666666669,2.0213881912938403,-1.1123551963358751,0.70538193576940034,0.17634548394235008]
[1472,368,15,0.33333333333333331,2.0218513801579574,-0.89041152314029215,0.36179801927141197,9.0449504817852994E-2]
[1473,368.25,15,{"$f":"IF(A1493<>\"\",MOD(B1493,24)/24,\"\")","v":0.34375},2.0223193018512493,-0.65409488436382646,{"$f":"ABS(0.5*1.025*1*(F1493^3))","v":0.14342211657758061},{"$f":"G1493*$B$13","v":3.5855529144395153E-2}]
[{"$f":"IF(IF(A1493<>\"\",A1493+1<=$B$16,0),A1493+1,\"\")","v":1474},{"$f":"IF(A1494<>\"\",A1494*$B$13,\"\")","v":368.5},{"$f":"IF(A1494<>\"\",ROUNDDOWN(A1494*$B$13/24,0),\"\")","v":15},0.35416666666666669,{"$f":"IF(A1494<>\"\",($B$4+$B$5)/2+($B$5-$B$4)/2*COS(2*PI()/$B$15*B1494),\"\")","v":2.0227919466669149},{"$f":"IF(A1494<>\"\",E1494*COS(2*PI()/$B$7*B1494),\"\")","v":-0.4071850253112696},3.459945544717536E-2,8.6498638617938401E-3]
[1475,368.75,15,0.36458333333333331,2.0232693048001726,-0.15363313922979535,1.8584401688256842E-3,4.6461004220642104E-4]
[1476,369,15,0.375,2.0237513663484679,0.10250132464177979,5.519278430037391E-4,1.3798196075093477E-4]
[1477,369.25,15,0.38541666666666669,2.0242381213116731,0.35711561621196114,2.3341050325125578E-2,5.8352625812813945E-3]
[1478,369.5,15,0.39583333333333331,2.0247295595923003,0.60612936413602303,0.11412737856418109,2.8531844641045273E-2]
[1479,369.75,15,0.40625,2.0252256709957077,0.84554992904724979,0.30982156404830286,7.7455391012075714E-2]
[1480,370,15,0.41666666666666669,2.0257264452303123,1.0715363842944399,0.63054289494512117,0.15763572373628029]
[1481,370.25,15,0.42708333333333331,2.0262318719078025,1.2804610994983083,1.0759523465523486,0.26898808663808715]
[1482,370.5,15,0.4375,2.0267419405433542,1.4689679400805851,1.6245415451982141,0.40613538629955354]
[1483,370.75,15,0.44791666666666669,2.0272566405558483,1.6340261495628348,2.2359952504730156,0.5589988126182539]
[1484,371,15,0.45833333333333331,2.0277759612680901,1.7729790500340803,2.8563056662898543,0.71407641657246357]
[1485,371.25,15,0.46875,2.028299891907031,1.8835867786515545,3.4249226672181319,0.85623066680453297]
[1486,371.5,15,0.47916666666666669,2.0288284216039916,1.9640623730602695,3.88293120975744,0.97073280243936]
[1487,371.75,15,0.48958333333333331,2.0293615393948867,2.0131006246796868,4.1810977451700602,1.045274436292515]
[1488,372,15,0.5,2.0298992342204545,2.0298992342204545,4.2866429289253967,1.0716607322313492]
[1489,372.25,15,0.51041666666666663,2.0304414949264844,2.0141719267188134,4.1877764018534664,1.0469441004633666]
[1490,372.5,15,0.52083333333333337,2.0309883102640489,1.9661533118513626,3.8953457106161369,0.97383642765403422]
[1491,372.75,15,0.53125,2.0315396688897365,1.8865954072644788,3.4413606484735006,0.86034016211837516]
[1492,373,15,0.54166666666666663,2.0320955593658883,1.7767558760139812,2.8745982107434274,0.71864955268585684]
[1493,373.25,15,0.55208333333333337,2.0326559701608335,1.6383781618281403,2.2539087077454605,0.56347717693636512]
[1494,373.5,15,0.5625,2.0332208896491308,1.4736638356612572,1.6401710699908318,0.41004276749770796]
[1495,373.75,15,0.57291666666666663,2.0337903061118068,1.2852375918166277,1.0880381638258232,0.2720095409564558]
[1496,374,15,0.58333333333333337,2.0343642077366018,1.0761054497899951,0.63864330272185188,0.15966082568046297]
[1497,374.25,15,0.59375,2.0349425826182133,0.84960682702685975,0.31430251075222376,7.8575627688055941E-2]
[1498,374.5,15,0.60416666666666663,2.0355254187585428,0.60936124625118337,0.11596271161036699,2.8990677902591747E-2]
[1499,374.75,15,0.61458333333333337,2.0361127040669458,0.35921052732602787,2.3754234401148964E-2,5.938558600287241E-3]
[1500,375,15,0.625,2.0367044263604823,0.10315738636527852,5.6259369433318959E-4,1.406484235832974E-4]
[1501,375.25,15,0.63541666666666663,2.0373005733641683,-0.154698577148418,1.8973734863579001E-3,4.7434337158947502E-4]
[1502,375.5,15,0.64583333333333337,2.037901132711232,-0.41022648210176194,3.5380579989007094E-2,8.8451449972517734E-3]
[1503,375.75,15,0.65625,2.0385060919433702,-0.65933030716965579,0.14689363822203247,3.6723409555508117E-2]
[1504,376,15,0.66666666666666663,2.0391154385110051,-0.89801451347114924,0.37114527566215555,9.2786318915538887E-2]
[1505,376.25,15,0.67708333333333337,2.0397291597735472,-1.1224480976806799,0.72475742689005451,0.18118935672251363]
[1506,376.5,15,0.6875,2.0403472429996548,-1.3290260492881292,1.2030795638296456,0.30076989095741141]
[1507,376.75,15,0.69791666666666663,2.0409696753675002,-1.5144272266160159,1.7800782601897158,0.44501956504742896]
[1508,377,15,0.70833333333333337,2.0415964439650347,-1.6756677229053036,2.4113351811702866,0.60283379529257164]
[1509,377.25,15,0.71875,2.0422275357902571,-1.810148865380234,3.0397421596511931,0.75993553991279827]
[1510,377.5,15,0.72916666666666663,2.0428629377514822,-1.9156990755607082,3.6030952136038286,0.90077380340095714]
[1511,377.75,15,0.73958333333333337,2.0435026366676143,-1.9906089168490759,4.0425156059192018,1.0106289014798004]
[1512,378,15,0.75,2.0441466192684183,-2.0336587640254011,4.3105046472439303,1.0776261618109826]
[1513,378.25,15,0.76041666666666663,2.0447948721947973,-2.0441386470065779,4.3774875268796167,1.0943718817199042]
[1514,378.5,15,0.77083333333333337,2.0454473819990673,-2.0218599461859346,4.2359134336198228,1.0589783584049557]
[1515,378.75,15,0.78125,2.0461041351452391,-1.9671587468757943,3.9013246749062298,0.97533116872655745]
[1516,379,15,0.79166666666666663,2.0467651180092963,-1.8808907937464392,3.410237391942307,0.85255934798557675]
[1517,379.25,15,0.80208333333333337,2.0474303168794794,-1.7644181205602252,2.8151296290035108,0.70378240725087771]
[1518,379.5,15,0.8125,2.0480997179565703,-1.6195875637890014,2.1772443373517336,0.5443110843379334]
[1519,379.75,15,0.82291666666666663,2.0487733073541778,-1.4487014987441396,1.5582265432953402,0.38955663582383504]
[1520,380,15,0.83333333333333337,2.0494510710990266,-1.2544812615584024,1.0117807338446165,0.25294518346115413]
[1521,380.25,15,0.84375,2.0501329951312455,-1.0400238377393944,0.57653244211572263,0.14413311052893066]
[1522,380.5,15,0.85416666666666663,2.0508190653046618,-0.808752506180904,0.27110703554033916,6.777675888508479E-2]
[1523,380.75,15,0.86458333333333337,2.0515092673870923,-0.56436222473797282,9.212291679468454E-2,2.3030729198671135E-2]
[1524,381,15,0.875,2.0522035870606392,-0.3107606281755193,1.5380549144704551E-2,3.8451372861761377E-3]
[1525,381.25,15,0.88541666666666663,2.0529020099219881,-5.2005580130281732E-2,7.2084801323193736E-5,1.8021200330798434E-5]
[1526,381.5,15,0.89583333333333337,2.053604521482705,0.20775972346423974,4.5959780451281674E-3,1.1489945112820418E-3]
[1527,381.75,15,0.90625,2.0543111071695384,0.46437306215443042,5.1320978253329652E-2,1.2830244563332413E-2]
[1528,382,15,0.91666666666666663,2.0550217523247216,0.71371984929275289,0.18632760214291341,4.6581900535728353E-2]
[1529,382.25,15,0.92708333333333337,2.0557364422062756,0.9517990739061063,0.44190580174880967,0.11047645043720242]
[1530,382.5,15,0.9375,2.0564551619883153,1.1747874698115284,0.83094405862773024,0.20773601465693256]
[1531,382.75,15,0.94791666666666663,2.0571778967613588,1.3791008833106968,1.3442559877201157,0.33606399693002892]
[1532,383,15,0.95833333333333337,2.057904631532633,1.5614518549025183,1.9511006047395358,0.48777515118488396]
[1533,383.25,15,0.96875,2.0586353512263891,1.7189024903509331,2.6028407181561062,0.65071017953902655]
[1534,383.5,15,0.97916666666666663,2.059370040684211,1.8489117711822707,3.2392348182074087,0.80980870455185217]
[1535,383.75,15,0.98958333333333337,2.0601086846653334,1.9493765430839822,3.7964796592982162,0.94911991482455405]
[1536,384,16,0,2.0608512678469557,2.0186655213242664,4.2158676241679212,1.0539669060419803]
[1537,384.25,16,{"$f":"IF(A1557<>\"\",MOD(B1557,24)/24,\"\")","v":1.0416666666666666E-2},2.0615977748245609,2.0556457636125076,{"$f":"ABS(0.5*1.025*1*(F1557^3))","v":4.451831339061755},{"$f":"G1557*$B$13","v":1.1129578347654387}]
[{"$f":"IF(IF(A1557<>\"\",A1557+1<=$B$16,0),A1557+1,\"\")","v":1538},{"$f":"IF(A1558<>\"\",A1558*$B$13,\"\")","v":384.5},{"$f":"IF(A1558<>\"\",ROUNDDOWN(A1558*$B$13/24,0),\"\")","v":16},2.0833333333333332E-2,{"$f":"IF(A1558<>\"\",($B$4+$B$5)/2+($B$5-$B$4)/2*COS(2*PI()/$B$15*B1558),\"\")","v":2.062348190112234},{"$f":"IF(A1558<>\"\",E1558*COS(2*PI()/$B$7*B1558),\"\")","v":2.0597011809994314},4.4782313277710557,1.1195578319427639]
[1539,384.75,16,3.125E-2,2.0631024981429853,2.0307427845563621,4.2919892563252899,1.0729973140813225]
[1540,385,16,4.1666666666666664E-2,2.0638606832690707,1.9692104976476468,3.9135446814310355,0.97838617035775888]
[1541,385.25,16,5.2083333333333336E-2,2.064622729762319,1.8760664985075701,3.3840638940791963,0.84601597351979907]
[1542,385.5,16,6.25E-2,2.0653886218144559,1.752780193397814,2.7597912968896319,0.68994782422240797]
[1543,385.75,16,7.2916666666666671E-2,2.0661583435374338,1.6013050546846288,2.104340886170462,0.5260852215426155]
[1544,386,16,8.3333333333333329E-2,2.0669318789637594,1.4240476885889661,1.4800196087600681,0.37000490219001703]
[1545,386.25,16,9.375E-2,2.067709212046827,1.2238296220405782,0.93941340306551269,0.23485335076637817]
[1546,386.5,16,0.10416666666666667,2.0684903266612493,1.0038424150052612,0.51843044203006494,0.12960761050751624]
[1547,386.75,16,0.11458333333333333,2.0692752066031952,0.76759681197917118,0.23178928548722658,5.7947321371806644E-2]
[1548,387,16,0.125,2.0700638355907208,0.51886674232797714,7.1591485485758957E-2,1.7897871371439739E-2]
[1549,387.25,16,0.13541666666666666,2.0708561972641122,0.26162906224810406,9.1780796744983621E-3,2.2945199186245905E-3]
[1550,387.5,16,0.14583333333333334,2.0716522751862225,-1.7256933290648177E-14,2.6338117483750519E-42,6.5845293709376297E-43]
[1551,387.75,16,0.15625,2.0724520528428125,-0.26183068039964996,9.1993146301344222E-3,2.2998286575336055E-3]
[1552,388,16,0.16666666666666666,2.0732555136428941,-0.51966674451394224,7.1923141137103727E-2,1.7980785284275932E-2]
[1553,388.25,16,0.17708333333333334,2.0740626409190743,-0.76937270882786901,0.23340179978242712,5.8350449945606779E-2]
[1554,388.5,16,0.1875,2.0748734179279009,-1.0069401417240125,0.5232446937765407,0.13081117344413518]
[1555,388.75,16,0.19791666666666666,2.0756878278502096,-1.2285519815997603,0.95033008910360328,0.23758252227590082]
[1556,389,16,0.20833333333333334,2.0765058537914736,-1.4306438405293496,1.5006812553880748,0.37517031384701871]
[1557,389.25,16,0.21875,2.077327478782153,-1.6099613093128433,2.1386523201303804,0.53466308003259511]
[1558,389.5,16,0.22916666666666666,2.0781526857780479,-1.7636123429828301,2.8112745350073576,0.70281863375183939]
[1559,389.75,16,0.23958333333333334,2.0789814576606513,-1.8891138838642052,3.4551610020893766,0.86379025052234415]
[1560,390,16,0.25,2.0798137772375047,-1.984431970863979,4.0049999549465598,1.00124998873664]
[1561,390.25,16,0.26041666666666669,2.0806496272425532,-2.048014687353588,4.4024361940390824,1.1006090485097706]
[1562,390.5,16,0.27083333333333331,2.0814889903365068,-2.0788174141438778,4.6040804996839739,1.1510201249209935]
[1563,390.75,16,0.28125,2.0823318491071974,-2.0763199768281049,4.5875067582634168,1.1468766895658542]
[1564,391,16,0.29166666666666669,2.0831781860699397,-2.040535406219568,4.3543794744668407,1.0885948686167102]
[1565,391.25,16,0.30208333333333331,2.0840279836678972,-1.9720101646737875,3.9302603245527279,0.98256508113818197]
[1566,391.5,16,0.3125,2.0848812242724426,-1.8718158276175922,3.3611137881954485,0.84027844704886212]
[1567,391.75,16,0.32291666666666669,2.085737890183526,-1.7415323464254746,2.7070015565679975,0.67675038914199936]
[1568,392,16,0.33333333333333331,2.0865979636300405,-1.5832231536985255,2.0338563108312493,0.50846407770781232]
[1569,392.25,16,0.34375,2.0874614267701919,-1.3994025028500883,1.4045002106780424,0.35112505266951061]
[1570,392.5,16,0.35416666666666669,2.0883282616918692,-1.1929955585886873,0.8701825103510854,0.21754562758777135]
[1571,392.75,16,0.36458333333333331,2.089198450413015,-0.96729187141081374,0.46383816978989728,0.11595954244747432]
[1572,393,16,0.375,2.0900719748819978,-0.72589297570024236,0.19602508520236514,4.9006271300591285E-2]
[1573,393.25,16,0.38541666666666669,2.0909488169779897,-0.47265494576720413,5.4116099871488597E-2,1.3529024967872149E-2]
[1574,393.5,16,0.39583333333333331,2.0918289585113392,-0.21162682561730681,4.8574240925883276E-3,1.2143560231470819E-3]
[1575,393.75,16,0.40625,2.092712381223949,5.3014084893210293E-2,7.6360309032245995E-5,1.9090077258061499E-5]
[1576,394,16,0.41666666666666669,2.0935990667896571,0.31702905366965484,1.633018341927181E-2,4.0825458548179525E-3]
[1577,394.25,16,0.42708333333333331,2.0944889968146141,0.57618578123075692,9.803507381565818E-2,2.4508768453914545E-2]
[1578,394.5,16,0.4375,2.0953821528376655,0.82632622067150308,0.28916682814080158,7.2291707035200395E-2]
[1579,394.75,16,0.44791666666666669,2.0962785163307363,1.0634332663795927,0.61634601895699814,0.15408650473924954]
[1580,395,16,0.45833333333333331,2.0971780686992134,1.2836952423185419,1.0841257617472297,0.27103144043680744]
[1581,395.25,16,0.46875,2.0980807912823316,1.4835671549929665,1.6734606286340359,0.41836515715850897]
[1582,395.5,16,0.47916666666666669,2.0989866653535625,1.6598277271173894,2.34359690119161,0.5858992252979025]
[1583,395.75,16,0.48958333333333331,2.0998956721210007,1.8096312947164497,3.0371354708924314,0.75928386772310785]
[1584,396,16,0.5,2.1008077927277546,1.9305537318398311,3.6875638633755847,0.92189096584389618]
[1585,396.25,16,0.51041666666666663,2.1017230082523377,2.0206316619853948,4.2281981434201779,1.0570495358550445]
[1586,396.5,16,0.52083333333333337,2.1026412997090613,2.0783943221864978,4.6012699310589742,1.1503174827647435]
[1587,396.75,16,0.53125,2.1035626480484275,2.1028875628291641,4.7658681925361712,1.1914670481340428]
[1588,397,16,0.54166666666666663,2.1044870341575255,2.0936895917593099,4.7036040098076723,1.1759010024519181]
[1589,397.25,16,0.55208333333333337,2.1054144388604263,2.0509182031165825,4.4211870462015446,1.1052967615503861]
[1590,397.5,16,0.5625,2.1063448429185838,1.9752293674839045,3.9495395921287235,0.98738489803218088]
[1591,397.75,16,0.57291666666666663,2.1072782270312294,1.86780719819497,3.3395657935174219,0.83489144837935547]
[1592,398,16,0.58333333333333337,2.1082145718357763,1.7303454467832606,2.6551698822376086,0.66379247055940216]
[1593,398.25,16,0.59375,2.1091538579082192,1.5650208163740704,1.9645099154802228,0.4911274788700557]
[1594,398.5,16,0.60416666666666663,2.1100960657635373,1.374458513138765,1.3307264109982908,0.3326816027495727]
[1595,398.75,16,0.61458333333333337,2.1110411758560996,1.161690580639771,0.8034618744938683,0.20086546862346707]
[1596,399,16,0.625,2.1119891685800689,0.93010767799572369,0.41237616752834405,0.10309404188208601]
[1597,399.25,16,0.63541666666666663,2.1129400242698102,0.68340506841689008,0.16357934161408244,4.089483540352061E-2]
[1598,399.5,16,0.64583333333333337,2.1138937232002961,0.42552367810493802,3.94879932214603E-2,9.8719983053650751E-3]
[1599,399.75,16,0.65625,2.1148502455875193,0.16058716526744887,2.1223957403842626E-3,5.3059893509606565E-4]
[1600,400,16,0.66666666666666663,2.1158095715889007,-0.10716399622199849,6.3072576313124684E-4,1.5768144078281171E-4]
[1601,400.25,16,{"$f":"IF(A1621<>\"\",MOD(B1621,24)/24,\"\")","v":0.67708333333333337},2.116771681303701,-0.37344036523676416,{"$f":"ABS(0.5*1.025*1*(F1621^3))","v":2.6690557614447889E-2},{"$f":"G1621*$B$13","v":6.6726394036119721E-3}]
[{"$f":"IF(IF(A1621<>\"\",A1621+1<=$B$16,0),A1621+1,\"\")","v":1602},{"$f":"IF(A1622<>\"\",A1622*$B$13,\"\")","v":400.5},{"$f":"IF(A1622<>\"\",ROUNDDOWN(A1622*$B$13/24,0),\"\")","v":16},0.6875,{"$f":"IF(A1622<>\"\",($B$4+$B$5)/2+($B$5-$B$4)/2*COS(2*PI()/$B$15*B1622),\"\")","v":2.117736554773435},{"$f":"IF(A1622<>\"\",E1622*COS(2*PI()/$B$7*B1622),\"\")","v":-0.63397222867182157},0.13058839116684745,3.2647097791711863E-2]
[1603,400.75,16,0.69791666666666663,2.1187041719822841,-0.88457804379447891,0.35473360806743376,8.868340201685844E-2]
[1604,401,16,0.70833333333333337,2.1196745128575132,-1.1212315309089993,0.72240339243254215,0.18060084810813554]
[1605,401.25,16,0.71875,2.1206475572698849,-1.3401263401673333,1.233477124608273,0.30836928115206824]
[1606,401.5,16,0.72916666666666663,2.121623285034079,-1.5377372542100687,1.8635466878164311,0.46588667195410777]
[1607,401.75,16,0.73958333333333337,2.1226016759091104,-1.7108769428375892,2.5665527226160831,0.64163818065402078]
[1608,402,16,0.75,2.1235827095987494,-1.856747356240811,3.2805926863743831,0.82014817159359577]
[1609,402.25,16,0.76041666666666663,2.1245663657519409,-1.9729849283458771,3.9360913832340056,0.98402284580850141]
[1610,402.5,16,0.77083333333333337,2.1255526239632307,-2.0576988602048356,4.4651835979843835,1.1162958994960959]
[1611,402.75,16,0.78125,2.1265414637731839,-2.1095018635297196,4.810980646612915,1.2027451616532288]
[1612,403,16,0.79166666666666663,2.1275328646688121,-2.1275328646688121,4.935403925759597,1.2338509814398992]
[1613,403.25,16,0.80208333333333337,2.1285268060839999,-2.1114712976440999,4.8244678467650282,1.206116961691257]
[1614,403.5,16,0.8125,2.1295232673999287,-2.0615427492630687,4.4902539617384019,1.1225634904346005]
[1615,403.75,16,0.82291666666666663,2.1305222279455061,-1.9785158576369772,3.9692867650592873,0.99232169126482184]
[1616,404,16,0.83333333333333337,2.1315236669977939,-1.8636905054715935,3.3175329718926356,0.82938324297315891]
[1617,404.25,16,0.84375,2.1325275637824403,-1.7188774890033438,2.6027271452582044,0.65068178631455109]
[1618,404.5,16,0.85416666666666663,2.1335338974741065,-1.5463699801980531,1.8951085895702418,0.47377714739256044]
[1619,404.75,16,0.86458333333333337,2.1345426471969038,-1.3489072316201762,1.257882625976434,0.31447065649410849]
[1620,405,16,0.875,2.1355537920248224,-1.1296310980984055,0.73876070824757512,0.18469017706189378]
[1621,405.25,16,0.88541666666666663,2.1365673109821679,-0.89203606495733034,0.36378191885071498,9.0945479712678745E-2]
[1622,405.5,16,0.89583333333333337,2.1375831830439962,-0.63991357729134823,0.13429438178405106,3.3573595446012766E-2]
[1623,405.75,16,0.90625,2.1386013871365481,-0.3772915568372307,2.7524860670655706E-2,6.8812151676639266E-3]
[1624,406,16,0.91666666666666663,2.1396219021376881,-0.10837007097236569,6.5226179771713444E-4,1.6306544942928361E-4]
[1625,406.25,16,0.92708333333333337,2.1406447068773433,0.16254581904298915,2.20100626762724E-3,5.5025156690680999E-4]
[1626,406.5,16,0.9375,2.1416697801379385,0.43111495726036542,4.1065124305528014E-2,1.0266281076382004E-2]
[1627,406.75,16,0.94791666666666663,2.1426971006548423,0.6930296373063507,0.17058832007676458,4.2647080019191146E-2]
[1628,407,16,0.95833333333333337,2.1437266471168033,0.94408467792852513,0.43124762626627494,0.10781190656656874]
[1629,407.25,16,0.96875,2.1447583981663936,1.1802449224552003,0.84257834250489061,0.21064458562622265]
[1630,407.5,16,0.97916666666666663,2.145792332400454,1.3977100789619994,1.3994106039448355,0.34985265098620888]
[1631,407.75,16,0.98958333333333337,2.1468284283705348,1.5929758594831638,2.0716741781462673,0.51791854453656683]
[1632,408,17,0,2.1478666645833417,1.7628904348778118,2.8078236894926571,0.70195592237316429]
[1633,408.25,17,1.0416666666666666E-2,2.1489070195011841,1.9047052960494377,3.541418386872389,0.88535459671809724]
[1634,408.5,17,2.0833333333333332E-2,2.1499494715424188,2.0161197009474017,4.1999373301269669,1.0499843325317417]
[1635,408.75,17,3.125E-2,2.1509939990818983,2.095317988746856,4.714587433518143,1.1786468583795358]
[1636,409,17,4.1666666666666664E-2,2.1520405804514207,2.140999156185607,5.0297147787997689,1.2574286946999422]
[1637,409.25,17,5.2083333333333336E-2,2.1530891939401777,2.152398214428854,5.110480541426349,1.2776201353565872]
[1638,409.5,17,6.25E-2,2.1541398177952069,2.1292989760644843,4.9477050906396371,1.2369262726599093]
[1639,409.75,17,7.2916666666666671E-2,2.1551924302218408,2.0720380588109459,4.5591833116871792,1.1397958279217948]
[1640,410,17,8.3333333333333329E-2,2.1562470093841601,1.981500033056325,3.9872743733450009,0.99681859333625022]
[1641,410.25,17,9.375E-2,2.1573035334054476,1.8591037821939347,3.2930988931005891,0.82327472327514728]
[1642,410.5,17,0.10416666666666667,2.1583619803686394,1.7067802856043195,2.548160171324207,0.63704004283105176]
[1643,410.75,17,0.11458333333333333,2.1594223283167815,1.526942171798445,1.8245746606081334,0.45614366515203336]
[1644,411,17,0.125,2.1604845552534861,1.3224455214724518,1.1852971503665577,0.29632428759163942]
[1645,411.25,17,0.13541666666666666,2.1615486391433856,1.0965445249069521,0.67572919342441495,0.16893229835610374]
[1646,411.5,17,0.14583333333333334,2.1626145579125913,0.85283971326611208,0.31790409057204555,7.9476022643011388E-2]
[1647,411.75,17,0.15625,2.1636822894491501,0.59522058706316094,0.10807561145916154,2.7018902864790386E-2]
[1648,412,17,0.16666666666666666,2.1647518116035056,0.32780355568012565,1.8052395923710662E-2,4.5130989809276656E-3]
[1649,412.25,17,0.17708333333333334,2.1658231021889534,5.4866177900666793E-2,8.4646302426866958E-5,2.116157560671674E-5]
[1650,412.5,17,0.1875,2.1668961389821066,-0.21922124630190426,5.3993539357015197E-3,1.3498384839253799E-3]
[1651,412.75,17,0.19791666666666666,2.1679708997233522,-0.49006563896417499,6.0319346615812557E-2,1.5079836653953139E-2]
[1652,413,17,0.20833333333333334,2.1690473621173156,-0.75332154253256101,0.21909629359894145,5.4774073399735362E-2]
[1653,413.25,17,0.21875,2.1701255038333223,-1.0047608255617684,0.5198546727479938,0.12996366818699845]
[1654,413.5,17,0.22916666666666666,2.1712053025058604,-1.2403405777668679,0.97795016743685281,0.2444875418592132]
[1655,413.75,17,0.23958333333333334,2.1722867357350455,-1.4562681043640666,1.5827702639135386,0.39569256597838465]
[1656,414,17,0.25,2.1733697810870858,-1.6490619750149023,2.2982898682289457,0.57457246705723641]
[1657,414.25,17,0.26041666666666669,2.1744544160947465,-1.8156081448582961,3.0673281245834492,0.76683203114586229]
[1658,414.5,17,0.27083333333333331,2.1755406182578159,-1.9532102430924112,3.8189225367537061,0.95473063418842652]
[1659,414.75,17,0.28125,2.1766283650435723,-2.0596332171263447,4.4777880383672644,1.1194470095918161]
[1660,415,17,0.29166666666666669,2.1777176338872524,-2.1331396259860997,4.9745261696739664,1.2436315424184916]
[1661,415.25,17,0.30208333333333331,2.1788084021925176,-2.1725179937543979,5.2551366822402699,1.3137841705600675]
[1662,415.5,17,0.3125,2.1799006473319245,-2.1771027604832551,5.2884774289555851,1.3221193572388963]
[1663,415.75,17,0.32291666666666669,2.1809943466473931,-2.1467855022225124,5.0706055904231153,1.2676513976057788]
[1664,416,17,0.33333333333333331,2.1820894774506772,-2.0820172314131571,4.625373718183976,1.156343429545994]
[1665,416.25,17,{"$f":"IF(A1685<>\"\",MOD(B1685,24)/24,\"\")","v":0.34375},2.1831860170238353,-1.983801731670416,{"$f":"ABS(0.5*1.025*1*(F1685^3))","v":4.0011853020465118},{"$f":"G1685*$B$13","v":1.0002963255116279}]
[{"$f":"IF(IF(A1685<>\"\",A1685+1<=$B$16,0),A1685+1,\"\")","v":1666},{"$f":"IF(A1686<>\"\",A1686*$B$13,\"\")","v":416.5},{"$f":"IF(A1686<>\"\",ROUNDDOWN(A1686*$B$13/24,0),\"\")","v":17},0.35416666666666669,{"$f":"IF(A1686<>\"\",($B$4+$B$5)/2+($B$5-$B$4)/2*COS(2*PI()/$B$15*B1686),\"\")","v":2.1842839426197012},{"$f":"IF(A1686<>\"\",E1686*COS(2*PI()/$B$7*B1686),\"\")","v":-1.8536800246422098},3.2643609928909738,0.81609024822274345]
[1667,416.75,17,0.36458333333333331,2.1853832314623576,-1.6937062088728005,2.4900502334395056,0.6225125583598764]
[1668,417,17,0.375,2.186483860747606,-1.5064150491479702,1.751974604718185,0.43799365117954625]
[1669,417.25,17,0.38541666666666669,2.1875858076434413,-1.294781827421178,1.1124580826192214,0.27811452065480535]
[1670,417.5,17,0.39583333333333331,2.1886890492905255,-1.0621750909909724,0.61416096147009969,0.15354024036752492]
[1671,417.75,17,0.40625,2.1897935628026626,-0.8123030481088388,0.27469333268373136,6.867333317093284E-2]
[1672,418,17,0.41666666666666669,2.1908993252672699,-0.5491544638021183,8.4874538153077481E-2,2.121863453826937E-2]
[1673,418.25,17,0.42708333333333331,2.1920063137458587,-0.27693499773905222,1.0884974090695703E-2,2.7212435226739258E-3]
[1674,418.5,17,0.4375,2.1931145052745049,2.4716780240225387E-14,7.738727572906762E-42,1.9346818932266905E-42]
[1675,418.75,17,0.44791666666666669,2.1942238768643292,0.27721516154763998,1.0918043171823074E-2,2.7295107929557684E-3]
[1676,419,17,0.45833333333333331,2.1953344055019719,0.55026612789376472,8.5391021820342583E-2,2.1347755455085646E-2]
[1677,419.25,17,0.46875,2.1964460681500708,0.81477079231223182,0.27720446809244875,6.9301117023112188E-2]
[1678,419.5,17,0.47916666666666669,2.1975588417477403,1.0664796186777454,0.62165803327847657,0.15541450831961914]
[1679,419.75,17,0.48958333333333331,2.1986727032110469,1.3013439064278083,1.1294580840196684,0.2823645210049171]
[1680,420,17,0.5,2.1997876294334908,1.5155809056716156,1.7841495099936824,0.4460373774984206]
[1681,420.25,17,0.51041666666666663,2.200903597286485,1.7057347353032795,2.5434801350256082,0.63587003375640205]
[1682,420.5,17,0.52083333333333337,2.2020205836198334,1.8687321231742111,3.3445294391015237,0.83613235977538092]
[1683,420.75,17,0.53125,2.2031385652622126,2.0019320693685647,4.1118937089559671,1.0279734272389918]
[1684,421,17,0.54166666666666663,2.2042575190216516,2.1031686301135473,4.7677794340606621,1.1919448585151655]
[1685,421.25,17,0.55208333333333337,2.2053774216860136,2.1707861293094179,5.2425789987454907,1.3106447496863727]
[1686,421.5,17,0.5625,2.2064982500234764,2.2036662253424875,5.4844277060282955,1.3711069265070739]
[1687,421.75,17,0.57291666666666663,2.2076199807830172,2.2012463908237936,5.4663802729878057,1.3665950682469514]
[1688,422,17,0.58333333333333337,2.2087425906948908,2.1635295001052497,5.1901789683378103,1.2975447420844526]
[1689,422.25,17,0.59375,2.2098660564711152,2.0910843616690458,4.6860674143866365,1.1715168535966591]
[1690,422.5,17,0.60416666666666663,2.2109903548059542,1.9850371774918945,4.0086653743434217,1.0021663435858554]
[1691,422.75,17,0.61458333333333337,2.2121154623764006,1.8470540569301626,3.2294806559190783,0.80737016397976957]
[1692,423,17,0.625,2.2132413558426594,1.6793148562252145,2.4271144720501194,0.60677861801252986]
[1693,423.25,17,0.63541666666666663,2.2143680118486326,1.4844787540849183,1.6765473701215623,0.41913684253039057]
[1694,423.5,17,0.64583333333333337,2.2154954070224044,1.2656421067204062,1.0390264770089275,0.25975661925223187]
[1695,423.75,17,0.65625,2.2166235179767257,1.0262892500676724,0.55399163784681205,0.13849790946170301]
[1696,424,17,0.66666666666666663,2.2177523213094972,0.77023703069955174,0.23418930235509078,5.8547325588772695E-2]
[1697,424.25,17,0.67708333333333337,2.2188817936042575,0.50157394829759872,6.4669392809766468E-2,1.6167348202441617E-2]
[1698,424.5,17,0.6875,2.2200119114306687,0.22459487987154272,5.8062191494902132E-3,1.4515547873725533E-3]
[1699,424.75,17,0.69791666666666663,2.2211426513450001,-5.6267572235358526E-2,9.1299500428856334E-5,2.2824875107214084E-5]
[1700,425,17,0.70833333333333337,2.222273989890617,-0.33651401129535208,1.9530048606272752E-2,4.882512151568188E-3]
[1701,425.25,17,0.71875,2.2234059035984668,-0.61165032115533424,0.11727447408398566,2.9318618520996414E-2]
[1702,425.5,17,0.72916666666666663,2.2245383689875649,-0.87725973073450436,0.34600187503542551,8.6500468758856378E-2]
[1703,425.75,17,0.73958333333333337,2.2256713625654818,-1.1290737125539072,0.73766768399871452,0.18441692099967863]
[1704,426,17,0.75,2.2268048608288322,-1.3630405772795489,1.2978372179765201,0.32445930449413002]
[1705,426.25,17,0.76041666666666663,2.2279388402637603,-1.5753906620193938,2.003819831470941,0.50095495786773525]
[1706,426.5,17,0.77083333333333337,2.229073277346429,-1.7626970635817822,2.8068998210419287,0.70172495526048217]
[1707,426.75,17,0.78125,2.2302081485435079,-1.9219309382449248,3.6383728593103188,0.90959321482757971]
[1708,427,17,0.79166666666666663,2.2313434303126609,-2.0505104756933115,4.4185507428313908,1.1046376857078477]
[1709,427.25,17,0.80208333333333337,2.2324790991030343,-2.1463427552802532,5.0674689955253216,1.2668672488813304]
[1710,427.5,17,0.8125,2.2336151313557462,-2.2078578060851295,5.5157829654942958,1.378945741373574]
[1711,427.75,17,0.82291666666666663,2.2347515035043752,-2.2340343165405616,5.7143046380214839,1.428576159505371]
[1712,428,17,0.83333333333333337,2.235888191975449,-2.2244165727305383,5.6408199278548805,1.4102049819637201]
[1713,428.25,17,0.84375,2.2370251731889321,-2.179122344675509,5.3032086163459065,1.3258021540864766]
[1714,428.5,17,0.85416666666666663,2.238162423558717,-2.0988415847836563,4.7384123423737687,1.1846030855934422]
[1715,428.75,17,0.86458333333333337,2.239299919493114,-1.9848259498410621,4.0073858252027543,1.0018464563006886]
[1716,429,17,0.875,2.2404376373953365,-1.8388693050788971,3.1867387419391098,0.79668468548477744]
[1717,429.25,17,0.88541666666666663,2.2415755536639961,-1.6632795136333407,2.3582485982540615,0.58956214956351538]
[1718,429.5,17,0.89583333333333337,2.2427136446935871,-1.4608419547790352,1.597730659447637,0.39943266486190926]
[1719,429.75,17,0.90625,2.2438518868749804,-1.2347753474189529,0.96484537644806745,0.24121134411201686]
[1720,430,17,0.91666666666666663,2.2449902565959095,-0.98868057930869568,0.49529264615847457,0.12382316153961864]
[1721,430.25,17,0.92708333333333337,2.2461287302414639,-0.72648335538736719,0.19650376476886866,4.9125941192217165E-2]
[1722,430.5,17,0.9375,2.2472672841945758,-0.45237157855203536,4.744383686713205E-2,1.1860959216783012E-2]
[1723,430.75,17,0.94791666666666663,2.248405894836512,-0.17072846163729055,2.550419680694705E-3,6.3760492017367624E-4]
[1724,431,17,0.95833333333333337,2.2495445385473642,0.11393756114312575,7.5804437055145685E-4,1.8951109263786421E-4]
[1725,431.25,17,0.96875,2.2506831917065364,0.39706500260127003,3.2083275421521597E-2,8.0208188553803992E-3]
[1726,431.5,17,0.97916666666666663,2.2518218306932378,0.67411241561592483,0.15699681701028831,3.9249204252572077E-2]
[1727,431.75,17,0.98958333333333337,2.2529604318869718,0.94063123957525241,0.42653243706450333,0.10663310926612583]
[1728,432,18,0,2.2540989716680246,1.1923372317273928,0.86874273519135592,0.21718568379783898]
[1729,432.25,18,{"$f":"IF(A1749<>\"\",MOD(B1749,24)/24,\"\")","v":1.0416666666666666E-2},2.2552374264179571,1.4251793364309941,{"$f":"ABS(0.5*1.025*1*(F1749^3))","v":1.4835507945287021},{"$f":"G1749*$B$13","v":0.37088769863217552}]
[{"$f":"IF(IF(A1749<>\"\",A1749+1<=$B$16,0),A1749+1,\"\")","v":1730},{"$f":"IF(A1750<>\"\",A1750*$B$13,\"\")","v":432.5},{"$f":"IF(A1750<>\"\",ROUNDDOWN(A1750*$B$13/24,0),\"\")","v":18},2.0833333333333332E-2,{"$f":"IF(A1750<>\"\",($B$4+$B$5)/2+($B$5-$B$4)/2*COS(2*PI()/$B$15*B1750),\"\")","v":2.2563757725200948},{"$f":"IF(A1750<>\"\",E1750*COS(2*PI()/$B$7*B1750),\"\")","v":1.6354048852011207},2.2416599975251073,0.56041499938127681]
[1731,432.75,18,3.125E-2,2.2575139863600149,1.8196200781489038,3.0877066321709252,0.77192665804273131]
[1732,433,18,4.1666666666666664E-2,2.2586520443260416,1.9748447720045219,3.9472330053214875,0.98680825133037187]
[1733,433.25,18,5.2083333333333336E-2,2.2597899228097291,2.0985606902204252,4.7365101271445145,1.1841275317861286]
[1734,433.5,18,6.25E-2,2.2609275982063575,2.1887522752366944,5.3738272514186232,1.3434568128546558]
[1735,433.75,18,7.2916666666666671E-2,2.2620650469154189,2.2439395201947878,5.7906499465063739,1.4476624866265935]
[1736,434,18,8.3333333333333329E-2,2.2632022453411076,2.2632022453411076,5.9410603727370566,1.4852650931842641]
[1737,434.25,18,9.375E-2,2.2643391698928097,2.2461954210273887,5.8081320609981644,1.4520330152495411]
[1738,434.5,18,0.10416666666666667,2.2654757969855943,2.1931552824069307,5.4063233403472459,1.3515808350868115]
[1739,434.75,18,0.11458333333333333,2.2666121030406994,2.1048961283555405,4.7795375462812917,1.1948843865703229]
[1740,435,18,0.125,2.2677480644860228,1.9827978464517564,3.9951140826856228,0.99877852067140571]
[1741,435.25,18,0.13541666666666666,2.2688836577566129,1.8287843546407123,3.1345944671179691,0.78364861677949227]
[1742,435.5,18,0.14583333333333334,2.270018859295154,1.6452932960911848,2.2825686814712478,0.57064217036781195]
[1743,435.75,18,0.15625,2.2711536455524564,1.4352374643951633,1.5151832365087787,0.37879580912719468]
[1744,436,18,0.16666666666666666,2.2722879929879469,1.2019585693887072,0.88994335388606394,0.22248583847151598]
[1745,436.25,18,0.17708333333333334,2.2734218780701543,0.94917407735189407,0.43825963846950622,0.10956490961737655]
[1746,436.5,18,0.1875,2.274555277277198,0.68091797118119202,0.16179990384062395,4.0449975960155989E-2]
[1747,436.75,18,0.19791666666666666,2.2756881670972784,0.40147637451493018,3.3164530284162039E-2,8.2911325710405097E-3]
[1748,437,18,0.20833333333333334,2.2768205240291617,0.11531906713697808,7.8595418602629404E-4,1.9648854650657351E-4]
[1749,437.25,18,0.21875,2.2779523245826692,-0.17297201406221099,2.652292374447974E-3,6.6307309361199351E-4]
[1750,437.5,18,0.22916666666666666,2.2790835452791631,-0.45877614482311074,4.9487595470806105E-2,1.2371898867701526E-2]
[1751,437.75,18,0.23958333333333334,2.2802141626520349,-0.73750787903740855,0.20558615439127889,5.1396538597819723E-2]
[1752,438,18,0.25,2.281344153247193,-1.0046906227803034,0.51974571340208509,0.12993642835052127]
[1753,438.25,18,0.26041666666666669,2.2824734936235456,-1.2560285362634998,1.015529138383868,0.25388228459596701]
[1754,438.5,18,0.27083333333333331,2.2836021603534911,-1.4874756087392969,1.6867216863780725,0.42168042159451813]
[1755,438.75,18,0.28125,2.284730130023402,-1.6953007955663941,2.4970898375102388,0.62427245937755971]
[1756,439,18,0.29166666666666669,2.2858573792341108,-1.8761481686892316,3.3845058653176538,0.84612646632941346]
[1757,439.25,18,0.30208333333333331,2.2869838846013955,-2.0270911107131782,4.268877350348836,1.067219337587209]
[1758,439.5,18,0.3125,2.2881096227564646,-2.1456796773261391,5.06277390801091,1.2656934770027275]
[1759,439.75,18,0.32291666666666669,2.2892345703464425,-2.2299803615237574,5.6832529362978583,1.4208132340744646]
[1760,440,18,0.33333333333333331,2.2903587040348539,-2.2786076142078944,6.0632084957244237,1.5158021239311059]
[1761,440.25,18,0.34375,2.2914820005021057,-2.2907466073203597,6.1606285736305759,1.540157143407644]
[1762,440.5,18,0.35416666666666669,2.2926044364459743,-2.2661668656409479,5.9644379607754168,1.4911094901938542]
[1763,440.75,18,0.36458333333333331,2.2937259885820875,-2.205226539486608,5.496085765548691,1.3740214413871727]
[1764,441,18,0.375,2.2948466336444047,-2.1088672404579021,4.8066399428457354,1.2016599857114338]
[1765,441.25,18,0.38541666666666669,2.2959663483857042,-1.9785995136881991,3.9697902771679212,0.9924475692919803]
[1766,441.5,18,0.39583333333333331,2.297085109578064,-1.8164791703352017,3.0717448312854363,0.76793620782135907]
[1767,441.75,18,0.40625,2.298202894013341,-1.6250748508993829,2.1994494135382343,0.54986235338455858]
[1768,442,18,0.41666666666666669,2.2993196785036552,-1.4074273310016148,1.4288012151518688,0.35720030378796719]
[1769,442.25,18,0.42708333333333331,2.3004354398818707,-1.1670012142331614,0.81453132977822873,0.20363283244455718]
[1770,442.5,18,0.4375,2.3015501550020745,-0.90762977946200729,0.38319521720622474,9.5798804301556184E-2]
[1771,442.75,18,0.44791666666666669,2.3026638007400582,-0.6334538605640252,0.13026832577542455,3.2567081443856137E-2]
[1772,443,18,0.45833333333333331,2.3037763539937974,-0.34885573315287166,2.1758625815310691E-2,5.4396564538276727E-3]
[1773,443.25,18,0.46875,2.3048877916839303,-5.8389063950689206E-2,1.020207257824912E-4,2.5505181445622799E-5]
[1774,443.5,18,0.47916666666666669,2.3059980907542368,0.23329395734787658,6.5073526062313942E-3,1.6268381515578485E-3]
[1775,443.75,18,0.48958333333333331,2.3071072281721174,0.52151713755813156,7.2694176772313296E-2,1.8173544193078324E-2]
[1776,444,18,0.5,2.3082151809290714,0.80165525703284746,0.26403214529190033,6.6008036322975083E-2]
[1777,444.25,18,0.51041666666666663,2.3093219260411706,1.0692083019154481,0.62644195511362488,0.15661048877840622]
[1778,444.5,18,0.52083333333333337,2.3104274405495406,1.3198737600687669,1.1783954431407591,0.29459886078518976]
[1779,444.75,18,0.53125,2.3115317015208361,1.5496158190240297,1.90706718471137,0.47676679617784251]
[1780,445,18,0.54166666666666663,2.3126346860477138,1.7547303528598244,2.7690132577237572,0.69225331443093929]
[1781,445.25,18,0.55208333333333337,2.3137363712493109,1.9319046513928366,3.6953104835870492,0.92382762089676229]
[1782,445.5,18,0.5625,2.3148367342717187,2.0782709283942689,4.6004504507050221,1.1501126126762555]
[1783,445.75,18,0.57291666666666663,2.3159357522884543,2.191452744413863,5.3937423880308728,1.3484355970077182]
[1784,446,18,0.58333333333333337,2.3170334025009387,2.2696035926318117,5.9916150153285459,1.4979037538321365]
[1785,446.25,18,0.59375,2.3181296621389671,2.3114370211648003,6.3290724095125448,1.5822681023781362]
[1786,446.5,18,0.60416666666666663,2.31922450846118,2.3162478004358493,6.36867269036349,1.5921681725908725]
[1787,446.75,18,0.61458333333333337,2.3203179187555372,2.2839237874176961,6.1057454299036369,1.5264363574759092]
[1788,447,18,0.625,2.3214098703397887,2.2149482874857345,5.5690952172029391,1.3922738043007348]
[1789,447.25,18,0.63541666666666663,2.3225003405619438,2.1103928668857934,4.8170793528367657,1.2042698382091914]
[1790,447.5,18,0.64583333333333337,2.3235893068007423,1.9719007219926621,3.9296059957407947,0.98240149893519868]
[1791,447.75,18,0.65625,2.3246767464661242,1.8016608631508597,2.9971812261897712,0.74929530654744281]
[1792,448,18,0.66666666666666663,2.3257626369996958,1.6023735185149981,2.1085560343596375,0.52713900858990936]
[1793,448.25,18,{"$f":"IF(A1813<>\"\",MOD(B1813,24)/24,\"\")","v":0.67708333333333337},2.3268469558752005,1.3772073045687543,{"$f":"ABS(0.5*1.025*1*(F1813^3))","v":1.3387263825660853},{"$f":"G1813*$B$13","v":0.33468159564152133}]
[{"$f":"IF(IF(A1813<>\"\",A1813+1<=$B$16,0),A1813+1,\"\")","v":1794},{"$f":"IF(A1814<>\"\",A1814*$B$13,\"\")","v":448.5},{"$f":"IF(A1814<>\"\",ROUNDDOWN(A1814*$B$13/24,0),\"\")","v":18},0.6875,{"$f":"IF(A1814<>\"\",($B$4+$B$5)/2+($B$5-$B$4)/2*COS(2*PI()/$B$15*B1814),\"\")","v":2.3279296805989858},{"$f":"IF(A1814<>\"\",E1814*COS(2*PI()/$B$7*B1814),\"\")","v":1.1297488426290285},0.73899174145828639,0.1847479353645716]
[1795,448.75,18,0.69791666666666663,2.3290107887104665,0.86394562249352869,0.33048602161910967,8.2621505404777418E-2]
[1796,449,18,0.70833333333333337,2.3300902577825955,0.58404302350459192,0.1021006228520609,2.5525155713015224E-2]
[1797,449.25,18,0.71875,2.3311680654223261,0.29451649791275036,1.3092505128256337E-2,3.2731262820640842E-3]
[1798,449.5,18,0.72916666666666663,2.3322441892710772,-3.3141919021996976E-14,1.8656356209853121E-41,4.6640890524632803E-42]
[1799,449.75,18,0.73958333333333337,2.3333186070051966,-0.29478819431471753,1.312877273093299E-2,3.2821931827332475E-3]
[1800,450,18,0.75,2.3343912963364253,-0.58512108970945176,0.10266705988755195,2.5666764971887988E-2]
[1801,450.25,18,0.76041666666666663,2.3354622350123586,-0.86633878392424835,0.33324001183328467,8.3310002958321167E-2]
[1802,450.5,18,0.77083333333333337,2.3365314008169085,-1.1339232743319876,0.74721378984515607,0.18680344746128902]
[1803,450.75,18,0.78125,2.3375987715707649,-1.3835710574902966,1.3573700907507467,0.33934252268768667]
[1804,451,18,0.79166666666666663,2.338664325131854,-1.6112623548383345,2.1438413887281667,0.53596034718204166]
[1805,451.25,18,0.80208333333333337,2.3397280393957991,-1.813325850746462,3.0557753862042607,0.76394384655106518]
[1806,451.5,18,0.8125,2.3407898922963803,-1.9864979000990828,4.0175214171865008,1.0043803542966252]
[1807,451.75,18,0.82291666666666663,2.3418498618059882,-2.1279752503618736,4.9384832757612207,1.2346208189403052]
[1808,452,18,0.83333333333333337,2.342907925936085,-2.2354604262664517,5.7252549111346092,1.4313137277836523]
[1809,452.25,18,0.84375,2.3439640627376597,-2.307199042194191,6.2943234714493039,1.573580867862326]
[1810,452.5,18,0.85416666666666663,2.3450182503016803,-2.3420084361936691,6.583536308892322,1.6458840772230805]
[1811,452.75,18,0.86458333333333337,2.3460704667595533,-2.3392971582640993,6.5606980387405258,1.6401745096851315]
[1812,453,18,0.875,2.3471206902835733,-2.2990749918659827,6.2280670873194754,1.5570167718298689]
[1813,453.25,18,0.88541666666666663,2.3481688990873781,-2.2219533392355446,5.6221013892151861,1.4055253473037965]
[1814,453.5,18,0.89583333333333337,2.3492150714263995,-2.1091359555546059,4.8084775852715627,1.2021193963178907]
[1815,453.75,18,0.90625,2.3502591855983148,-1.9624001718849204,3.8730810865640994,0.96827027164102486]
[1816,454,18,0.91666666666666663,2.3513012199434971,-1.784068899529583,2.9102395422042449,0.72755988555106121]
[1817,454.25,18,0.92708333333333337,2.3523411528454639,-1.5769738566822316,2.0098671430854265,0.50246678577135662]
[1818,454.5,18,0.9375,2.3533789627313269,-1.3444105994811604,1.2453449191738664,0.31133622979346659]
[1819,454.75,18,0.94791666666666663,2.3544146280722384,-1.0900860716294056,0.66385960228395791,0.16596490057098948]
[1820,455,18,0.95833333333333337,2.3554481273838377,-0.81805950744386358,0.28057473331171529,7.0143683327928821E-2]
[1821,455.25,18,0.96875,2.3564794392266979,-0.53267763060740791,7.746173990063418E-2,1.9365434975158545E-2]
[1822,455.5,18,0.97916666666666663,2.3575085422067703,-0.23850518328607892,6.9532418420127215E-3,1.7383104605031804E-3]
[1823,455.75,18,0.98958333333333337,2.3585354149758269,5.9748103865124476E-2,1.0931160011794939E-4,2.7327900029487348E-5]
[1824,456,19,0,2.3595600362319056,0.35730293217520975,2.3377798466304351E-2,5.8444496165760878E-3]
[1825,456.25,19,1.0416666666666666E-2,2.3605823847197498,0.64938703787314622,0.14034751150312078,3.5086877875780194E-2]
[1826,456.5,19,2.0833333333333332E-2,2.3616024392312505,0.93131174936077299,0.4139797670072427,0.10349494175181068]
[1827,456.75,19,3.125E-2,2.3626201786058867,1.1985472704013616,0.88238754882831782,0.22059688720707946]
[1828,457,19,4.1666666666666664E-2,2.3636355817311632,1.446795480140181,1.5520842780994411,0.38802106952486026]
[1829,457.25,19,5.2083333333333336E-2,2.3646486275430494,1.6720590796591541,2.3957898753782971,0.59894746884457428]
[1830,457.5,19,6.25E-2,2.3656592950264153,1.8707059723680239,3.3551386195985851,0.83878465489964626]
[1831,457.75,19,7.2916666666666671E-2,2.3666675632154699,2.0395278410470796,4.3479324090048825,1.0869831022512206]
[1832,458,19,8.3333333333333329E-2,2.3676734111941919,2.1757919765824343,5.2789309641667401,1.319732741041685]
[1833,458.25,19,9.375E-2,2.3686768180967679,2.2772855209103327,6.0526606369607041,1.513165159240176]
[1834,458.5,19,0.10416666666666667,2.3696777631080232,2.3423514076969765,6.5864290773257759,1.646607269331444]
[1835,458.75,19,0.11458333333333333,2.3706762254638529,2.3699154168989369,6.8216967302827634,1.7054241825706908]
[1836,459,19,0.125,2.3716721844516537,2.359503901452789,6.7321838721158436,1.6830459680289609]
[1837,459.25,19,0.13541666666666666,2.3726656194107552,2.3112518936614848,6.3275518080131068,1.5818879520032767]
[1838,459.5,19,0.14583333333333334,2.3736565097328439,2.2259014529867613,5.6521238374789098,1.4130309593697274]
[1839,459.75,19,0.15625,2.3746448348623956,2.1047902734519846,4.7788164959129196,1.1947041239782299]
[1840,460,19,0.16666666666666666,2.3756305742970993,1.9498307251973022,3.7991338847208795,0.94978347118021988]
[1841,460.25,19,0.17708333333333334,2.3766137075882821,1.7634796583993679,2.8106400678081234,0.70266001695203084]
[1842,460.5,19,0.1875,2.3775942143413351,1.5486994463014694,1.9036859251345073,0.47592148128362682]
[1843,460.75,19,0.19791666666666666,2.378572074216136,1.3089108851082001,1.1492753922088821,0.28731884805222052]
[1844,461,19,0.20833333333333334,2.3795472669274691,1.0479386997097875,0.58979557018551998,0.14744889254637999]
[1845,461.25,19,0.21875,2.3805197722454494,0.76995052350401805,0.23392806342822944,5.8482015857057361E-2]
[1846,461.5,19,0.22916666666666666,2.3814895699959395,0.47939032604676052,5.6462703298982106E-2,1.4115675824745526E-2]
[1847,461.75,19,0.23958333333333334,2.3824566400609695,0.1809073521864564,3.0343279769633625E-3,7.5858199424084062E-4]
[1848,462,19,0.25,2.3834209623791534,-0.12071829073731426,9.0159833807673944E-4,2.2539958451918486E-4]
[1849,462.25,19,0.26041666666666669,2.3843825169461064,-0.42065220630887001,3.8147262960903087E-2,9.5368157402257719E-3]
[1850,462.5,19,0.27083333333333331,2.3853412838148604,-0.71408321608011616,0.18661233461039251,4.6653083652598126E-2]
[1851,462.75,19,0.28125,2.3862972430962741,-0.99630055725775846,0.50683312287114601,0.1267082807177865]
[1852,463,19,0.29166666666666669,2.38725037495945,-1.2627695319930936,1.0319678177658107,0.25799195444145268]
[1853,463.25,19,0.30208333333333331,2.3882006596321443,-1.5092043930667867,1.7617247343792728,0.4404311835948182]
[1854,463.5,19,0.3125,2.3891480774011757,-1.7316372941227198,2.6611212411906622,0.66528031029766554]
[1855,463.75,19,0.32291666666666669,2.3900926086128349,-1.9264821948144737,3.6642818222931868,0.91607045557329669]
[1856,464,19,0.33333333333333331,2.3910342336732953,-2.0905926912981081,4.6827627287567548,1.1706906821891887]
[1857,464.25,19,{"$f":"IF(A1877<>\"\",MOD(B1877,24)/24,\"\")","v":0.34375},2.3919729330490136,-2.2213128391716301,{"$f":"ABS(0.5*1.025*1*(F1877^3))","v":5.6172409112870936},{"$f":"G1877*$B$13","v":1.4043102278217734}]
[{"$f":"IF(IF(A1877<>\"\",A1877+1<=$B$16,0),A1877+1,\"\")","v":1858},{"$f":"IF(A1878<>\"\",A1878*$B$13,\"\")","v":464.5},{"$f":"IF(A1878<>\"\",ROUNDDOWN(A1878*$B$13/24,0),\"\")","v":19},0.35416666666666669,{"$f":"IF(A1878<>\"\",($B$4+$B$5)/2+($B$5-$B$4)/2*COS(2*PI()/$B$15*B1878),\"\")","v":2.3929086872671412},{"$f":"IF(A1878<>\"\",E1878*COS(2*PI()/$B$7*B1878),\"\")","v":-2.3165201476794834},6.3709194634470956,1.5927298658617739]
[1859,464.75,19,0.36458333333333331,2.3938414769159237,-2.3746600489928147,6.8627504523358676,1.7156876130839669]
[1860,465,19,0.375,2.394771282645106,-2.394771282645106,7.0385952885432621,1.7596488221358155]
[1861,465.25,19,0.38541666666666669,2.3956980851663321,-2.3765017805700173,6.878730612786315,1.7196826531965788]
[1862,465.5,19,0.39583333333333331,2.3966218652535471,-2.3201147903263988,6.4006235874611814,1.6001558968652954]
[1863,465.75,19,0.40625,2.397542603743394,-2.226485130568594,5.6565713162060751,1.4141428290515188]
[1864,466,19,0.41666666666666669,2.3984602815356131,-2.0970856311178498,4.7265293969411983,1.1816323492352996]
[1865,466.25,19,0.42708333333333331,2.3993748795934371,-1.9339639675738336,3.7071401469796981,0.92678503674492452]
[1866,466.5,19,0.4375,2.400286378943985,-1.7397102547428793,2.6985137792425067,0.67462844481062667]
[1867,466.75,19,0.44791666666666669,2.401194760678659,-1.5174159117698403,1.7906378949274666,0.44765947373186665]
[1868,467,19,0.45833333333333331,2.4021000059535336,-1.2706244523555934,1.051345587059507,0.26283639676487675]
[1869,467.25,19,0.46875,2.4030020959897471,-1.0032749835555763,0.51755179570155074,0.12938794892538769]
[1870,467.5,19,0.47916666666666669,2.4039010120738924,-0.71963931429320516,0.19100226305446436,4.7750565763616089E-2]
[1871,467.75,19,0.48958333333333331,2.404796735558405,-0.42425367798471364,3.9135484775345772E-2,9.783871193836443E-3]
[1872,468,19,0.5,2.4056892478619476,-0.12184616088840602,9.2710606006702516E-4,2.3177651501675629E-4]
[1873,468.25,19,0.51041666666666663,2.4065785304697984,0.18273900244620603,3.1274301535898353E-3,7.8185753839745884E-4]
[1874,468.5,19,0.52083333333333337,2.407464564934235,0.48461905408715672,5.833044994456895E-2,1.4582612486142238E-2]
[1875,468.75,19,0.53125,2.408347332874913,0.77895101370129172,0.2422279815112543,6.0556995377813574E-2]
[1876,469,19,0.54166666666666663,2.4092268159792538,1.0610093995331289,0.61214113408132054,0.15303528352033013]
[1877,469.25,19,0.55208333333333337,2.4101029960028191,1.3262621216721946,1.1955891592376284,0.29889728980940711]
[1878,469.5,19,0.5625,2.410975854769692,1.5704433283046855,1.985000755372625,0.49625018884315625]
[1879,469.75,19,0.57291666666666663,2.4118453741728532,1.7896220336432014,2.9374996535560891,0.73437491338902228]
[1880,470,19,0.58333333333333337,2.4127115361745575,1.9802654230711245,3.9798259825600453,0.99495649564001132]
[1881,470.25,19,0.59375,2.4135743228067055,2.1392958156588495,5.0177196743647619,1.2544299185911905]
[1882,470.5,19,0.60416666666666663,2.4144337161712208,2.2641403652673771,5.9484513220311879,1.487112830507797]
[1883,470.75,19,0.61458333333333337,2.4152896984404166,2.3527726973377265,6.6747312654501032,1.6686828163625258]
[1884,471,19,0.625,2.4161422518573681,2.403745807323912,7.1180246712539361,1.779506167813484]
[1885,471.25,19,0.63541666666666663,2.4169913587362806,2.4162156865009479,7.2293785848194432,1.8073446462048608]
[1886,471.5,19,0.64583333333333337,2.4178370014628556,2.3899552893344946,6.9962158299648234,1.7490539574912058]
[1887,471.75,19,0.65625,2.4186791624946582,2.3253586113542761,6.4441209709952281,1.611030242748807]
[1888,472,19,0.66666666666666663,2.4195178243614777,2.2234348050513484,5.6333543332199287,1.4083385833049822]
[1889,472.25,19,0.67708333333333337,2.420352969665692,2.0857924211743804,4.6505800582215233,1.1626450145553808]
[1890,472.5,19,0.6875,2.4211845810826298,1.9146140213677989,3.5969762886726815,0.89924407216817037]
[1891,472.75,19,0.69791666666666663,2.4220126413609266,1.7126215628258492,2.5744122476195117,0.64360306190487793]
[1892,473,19,0.70833333333333337,2.4228371333228864,1.4830331040455735,1.6716540540822946,0.41791351352057365]
[1893,473.25,19,0.71875,2.4236580398648351,1.2295115204595588,0.95255854436464948,0.23813963609116237]
[1894,473.5,19,0.72916666666666663,2.4244753439574755,0.95610604746747285,0.44793197515042243,0.11198299378760561]
[1895,473.75,19,0.73958333333333337,2.4252890286462434,0.66718758408664103,0.15220809030011037,3.8052022575027593E-2]
[1896,474,19,0.75,2.4260990770516564,0.36737879124382378,2.541184001109948E-2,6.3529600027748701E-3]
[1897,474.25,19,0.76041666666666663,2.4269054723696639,6.1480102996651846E-2,1.190961243770024E-4,2.9774031094250601E-5]
[1898,474.5,19,0.77083333333333337,2.4277081978719983,-0.24560716465383217,7.5930623198594482E-3,1.8982655799648621E-3]
[1899,474.75,19,0.78125,2.4285072369065208,-0.54895937530140082,8.4784114606165986E-2,2.1196028651541497E-2]
[1900,475,19,0.79166666666666663,2.4293025728975639,-0.84370954431679257,0.307802934377227,7.695073359430675E-2]
[1901,475.25,19,0.80208333333333337,2.4300941893462813,-1.1251254545267013,0.72995606305426908,0.18248901576356727]
[1902,475.5,19,0.8125,2.4308820698309845,-1.3886856611382883,1.3724790482398883,0.34311976205997208]
[1903,475.75,19,0.82291666666666663,2.4316661980074858,-1.6301521647050032,2.2201294858761296,0.55503237146903239]
[1904,476,19,0.83333333333333337,2.4324465576094387,-1.8456385836023146,3.2220616935817765,0.80551542339544413]
[1905,476.25,19,0.84375,2.4332231324486728,-2.0316727289531511,4.2978882890679797,1.0744720722669949]
[1906,476.5,19,0.85416666666666663,2.4339959064155305,-2.1852525740764785,5.3480910345421337,1.3370227586355334]
[1907,476.75,19,0.86458333333333337,2.4347648634792018,-2.3038947159054777,6.2673183559666787,1.5668295889916697]
[1908,477,19,0.875,2.4355299876880574,-2.3856745457587727,6.9586895273451619,1.7396723818362905]
[1909,477.25,19,0.88541666666666663,2.4362912631699762,-2.4292574794264636,7.3470757134363396,1.8367689283590849]
[1910,477.5,19,0.89583333333333337,2.4370486741326793,-2.4339207396356324,7.3894678481386089,1.8473669620346522]
[1911,477.75,19,0.90625,2.4378022048640551,-2.3995653352944371,7.0809513064897143,1.7702378266224286]
[1912,478,19,0.91666666666666663,2.4385518397324843,-2.3267180390553159,6.4554294705272293,1.6138573676318073]
[1913,478.25,19,0.92708333333333337,2.4392975631871656,-2.2165233251662402,5.5809841272946592,1.3952460318236648]
[1914,478.5,19,0.9375,2.4400393597584391,-2.0707253907201673,4.5505238609128664,1.1376309652282166]
[1915,478.75,19,0.94791666666666663,2.4407772140581052,-1.8916405426792309,3.4690432161781701,0.86726080404454253]
[1916,479,19,0.95833333333333337,2.4415111107797443,-1.6821203878829443,2.4392993141642614,0.60982482854106534]
[1917,479.25,19,0.96875,2.4422410346990366,-1.445506411159708,1.5479393350970345,0.38698483377425863]
[1918,479.5,19,0.97916666666666663,2.4429669706740738,-1.185576665266719,0.85404901925117571,0.21351225481279393]
[1919,479.75,19,0.98958333333333337,2.4436889036456773,-0.90648542345723582,0.38174762555633568,9.543690638908392E-2]
[1920,480,20,0,2.4444068186377077,-0.61269675896202747,0.11787741917056023,2.9469354792640057E-2]
[1921,480.25,20,{"$f":"IF(A1941<>\"\",MOD(B1941,24)/24,\"\")","v":1.0416666666666666E-2},2.4451207007573781,-0.30891311374864527,{"$f":"ABS(0.5*1.025*1*(F1941^3))","v":1.5107858369974603E-2},{"$f":"G1941*$B$13","v":3.7769645924936508E-3}]
[{"$f":"IF(IF(A1941<>\"\",A1941+1<=$B$16,0),A1941+1,\"\")","v":1922},{"$f":"IF(A1942<>\"\",A1942*$B$13,\"\")","v":480.5},{"$f":"IF(A1942<>\"\",ROUNDDOWN(A1942*$B$13/24,0),\"\")","v":20},2.0833333333333332E-2,{"$f":"IF(A1942<>\"\",($B$4+$B$5)/2+($B$5-$B$4)/2*COS(2*PI()/$B$15*B1942),\"\")","v":2.4458305351955589},{"$f":"IF(A1942<>\"\",E1942*COS(2*PI()/$B$7*B1942),\"\")","v":4.1947099354114585E-14},3.7826806149129189E-41,9.4567015372822973E-42]
[1923,480.75,20,3.125E-2,2.4465363072270905,0.30909195948107465,1.5134113719687124E-2,3.7835284299217809E-3]
[1924,481,20,4.1666666666666664E-2,2.4472380022110842,0.61340640229399745,0.1182874809881031,2.9571870247025775E-2]
[1925,481.25,20,5.2083333333333336E-2,2.4479356055912276,0.90806073584896396,0.38374131712593162,9.5935329281482906E-2]
[1926,481.5,20,6.25E-2,2.4486291028960872,1.1883245091461851,0.86000115259551324,0.21500028814887831]
[1927,481.75,20,7.2916666666666671E-2,2.4493184797394081,1.4496953884290682,1.5614358338848562,0.39035895847121405]
[1928,482,20,8.3333333333333329E-2,2.4500037218204116,1.6879715159466018,2.4648427116731937,0.61621067791829842]
[1929,482.25,20,9.375E-2,2.450684814924093,1.8993190884190319,3.5114595396320363,0.87786488490800907]
[1930,482.5,20,0.10416666666666667,2.4513617449215164,2.0803340678699644,4.6141649229403425,1.1535412307350856]
[1931,482.75,20,0.11458333333333333,2.4520344977701063,2.2280970310643156,5.6688657159026663,1.4172164289756666]
[1932,483,20,0.125,2.4527030595139414,2.3402202733747535,6.5684678977392057,1.6421169744348014]
[1933,483.25,20,0.13541666666666666,2.4533674162840424,2.4148864067437303,7.2174534316508216,1.8043633579127054]
[1934,483.5,20,0.14583333333333334,2.4540275542986594,2.4508778275306802,7.5449932986497279,1.886248324662432]
[1935,483.75,20,0.15625,2.4546834598635594,2.4475965762563034,7.5147299923380846,1.8786824980845211]
[1936,484,20,0.16666666666666666,2.4553351193723087,2.4050742652339423,7.1298327706101539,1.7824581926525385]
[1937,484.25,20,0.17708333333333334,2.4559825193065565,2.3239719093452904,6.4325992028059433,1.6081498007014858]
[1938,484.5,20,0.1875,2.4566256462363145,2.2055696572168459,5.4986516215354824,1.3746629053838706]
[1939,484.75,20,0.19791666666666666,2.4572644868202356,2.0517465821860581,4.4265464480725436,1.1066366120181359]
[1940,485,20,0.20833333333333334,2.4578990278058908,1.8649508521064144,3.3242681080618222,0.83106702701545554]
[1941,485.25,20,0.21875,2.4585292560300442,1.6481607516656338,2.294523834994294,0.57363095874857351]
[1942,485.5,20,0.22916666666666666,2.4591551584189264,1.4048371779911273,1.4209272587030828,0.3552318146757707]
[1943,485.75,20,0.23958333333333334,2.4597767219885052,1.1388683675285791,0.75703238936673933,0.18925809734168483]
[1944,486,20,0.25,2.4603939338447538,0.8545077372917671,0.31977305654211963,7.9943264135529907E-2]
[1945,486.25,20,0.26041666666666669,2.4610067811839214,0.55630583458007621,8.8233745308948855E-2,2.2058436327237214E-2]
[1946,486.5,20,0.27083333333333331,2.4616152512927956,0.24903748435193787,7.9156764039236879E-3,1.978919100980922E-3]
[1947,486.75,20,0.28125,2.462219331548968,-6.2374698902551755E-2,1.2437103724041655E-4,3.1092759310104138E-5]
[1948,487,20,0.29166666666666669,2.4628190094210956,-0.37293920899266042,2.6583245726442148E-2,6.645811431610537E-3]
[1949,487.25,20,0.30208333333333331,2.4634142724691599,-0.6776756904602228,0.15949959716509932,3.9874899291274829E-2]
[1950,487.5,20,0.3125,2.4640051083447263,-0.97169484150491225,0.47020101387335123,0.11755025346833781]
[1951,487.75,20,0.32291666666666669,2.4645915047912004,-1.2502768948942609,1.0016419065811748,0.2504104766452937]
[1952,488,20,0.33333333333333331,2.4651734496440798,-1.5089474165448178,1.7608249659679469,0.44020624149198673]
[1953,488.25,20,0.34375,2.4657509308312098,-1.7435492039077964,2.7164173361244157,0.67910433403110393]
[1954,488.5,20,0.35416666666666669,2.4663239363730316,-1.9503091283124676,3.8019309943944473,0.95048274859861182]
[1955,488.75,20,0.36458333333333331,2.466892454382831,-2.1258988460326855,4.9240409759346235,1.2310102439836559]
[1956,489,20,0.375,2.4674564730669859,-2.2674884007578266,5.9748786902024982,1.4937196725506245]
[1957,489.25,20,0.38541666666666669,2.4680159807252107,-2.3727918538067239,6.846565979752766,1.7116414949381915]
[1958,489.5,20,0.39583333333333331,2.4685709657507982,-2.4401042060007216,7.4459307070382721,1.861482676759568]
[1959,489.75,20,0.40625,2.4691214166308617,-2.4683290145721526,7.7073133220005952,1.9268283305001488]
[1960,490,20,0.41666666666666669,2.4696673219465715,-2.45699625758806,7.6016409856876486,1.9004102464219121]
[1961,490.25,20,0.42708333333333331,2.4702086703733959,-2.406270154728928,7.1404736883766269,1.7851184220941567]
[1962,490.5,20,0.4375,2.4707454506813309,-2.3169468143691039,6.3744403822849618,1.5936100955712404]
[1963,490.75,20,0.44791666666666669,2.4712776517351376,-2.1904417401740774,5.3862807882862036,1.3465701970715509]
[1964,491,20,0.45833333333333331,2.4718052624945717,-2.028767393239292,4.2794764253807642,1.0698691063451911]
[1965,491.25,20,0.46875,2.47232827201461,-1.8345011655292149,3.1640828427699024,0.79102071069247559]
[1966,491.5,20,0.47916666666666669,2.4728466694456821,-1.6107442744681679,2.1417740809743662,0.53544352024359154]
[1967,491.75,20,0.48958333333333331,2.4733604440338919,-1.3610722345081319,1.2922227822318044,0.32305569555795111]
[1968,492,20,0.5,2.4738695851212427,-1.0894776970036761,0.66274872676435936,0.16568718169108984]
[1969,492.25,20,0.51041666666666663,2.474374082145856,-0.80030657258347904,0.26270178304061159,6.5675445760152898E-2]
[1970,492.5,20,0.52083333333333337,2.474873924642194,-0.49818845843647891,6.3368708458438283E-2,1.5842177114609571E-2]
[1971,492.75,20,0.53125,2.4753691022412734,-0.18796248479013544,3.4033561777539667E-3,8.5083904443849167E-4]
[1972,493,20,0.54166666666666663,2.4758596046708816,0.12540023113797841,1.0106223086334026E-3,2.5265557715835064E-4]
[1973,493.25,20,0.55208333333333337,2.4763454217557914,0.43687628047979227,4.2733579058967332E-2,1.0683394764741833E-2]
[1974,493.5,20,0.5625,2.4768265434179697,0.74147052910093902,0.20891785188245385,5.2229462970613462E-2]
[1975,493.75,20,0.57291666666666663,2.4773029596767877,1.0342962622794756,0.56705963688778116,0.14176490922194529]
[1976,494,20,0.58333333333333337,2.4777746606492288,1.3106536211835484,1.1538720800627775,0.28846802001569438]
[1977,494.25,20,0.59375,2.478241636550091,1.5661050715639631,1.9685958153354421,0.49214895383386054]
[1978,494.5,20,0.60416666666666663,2.478703877692193,1.796546692228187,2.9717303295924284,0.74293258239810711]
[1979,494.75,20,0.61458333333333337,2.4791613744865728,1.9982741374996791,4.0893951021876527,1.0223487755469132]
[1980,495,20,0.625,2.4796141174426882,2.1680422129303611,5.222723948065906,1.3056809870164765]
[1981,495.25,20,0.63541666666666663,2.4800620971686129,2.3031171056611122,6.2609744642130369,1.5652436160532592]
[1982,495.5,20,0.64583333333333337,2.4805053043712308,2.4013204283880385,7.0965001486142114,1.7741250371535529]
[1983,495.75,20,0.65625,2.4809437298564299,2.4610643670020287,7.6394622125922602,1.9098655531480651]
[1984,496,20,0.66666666666666663,2.4813773645292923,2.4813773645292923,7.830190324663965,1.9575475811659913]
[1985,496.25,20,{"$f":"IF(A2005<>\"\",MOD(B2005,24)/24,\"\")","v":0.67708333333333337},2.4818061993942839,2.4619199257241648,{"$f":"ABS(0.5*1.025*1*(F2005^3))","v":7.6474322775473942},{"$f":"G2005*$B$13","v":1.9118580693868485}]
[{"$f":"IF(IF(A2005<>\"\",A2005+1<=$B$16,0),A2005+1,\"\")","v":1986},{"$f":"IF(A2006<>\"\",A2006*$B$13,\"\")","v":496.5},{"$f":"IF(A2006<>\"\",ROUNDDOWN(A2006*$B$13/24,0),\"\")","v":20},0.6875,{"$f":"IF(A2006<>\"\",($B$4+$B$5)/2+($B$5-$B$4)/2*COS(2*PI()/$B$15*B2006),\"\")","v":2.4822302255554387},{"$f":"IF(A2006<>\"\",E2006*COS(2*PI()/$B$7*B2006),\"\")","v":2.4029902851183125},7.1113149739720569,1.7778287434930142]
[1987,496.75,20,0.69791666666666663,2.4826494342165466,2.3055198439715725,6.2805902920164449,1.5701475730041112]
[1988,497,20,0.70833333333333337,2.4830638166813328,2.1710584457863762,5.2445522282449222,1.3111380570612305]
[1989,497.25,20,0.71875,2.4834733643536402,2.0017497232042079,4.1107702146599756,1.0276925536649939]
[1990,497.5,20,0.72916666666666663,2.483878068737607,1.8002969085775848,2.9903792940607947,0.74759482351519868]
[1991,497.75,20,0.73958333333333337,2.4842779214378425,1.5699196537405544,1.9830156831341357,0.49575392078353392]
[1992,498,20,0.75,2.4846729141596025,1.3143025490246294,1.1635362553930917,0.29088406384827292]
[1993,498.25,20,0.76041666666666663,2.4850630387089598,1.0375361650562305,0.57240524007834259,0.14310131001958565]
[1994,498.5,20,0.77083333333333337,2.4854482869929759,0.74405156118300753,0.21110716158410026,5.2776790396025064E-2]
[1995,498.75,20,0.78125,2.4858286510198675,0.43854930956983879,4.3226409617997855E-2,1.0806602404499464E-2]
[1996,499,20,0.79166666666666663,2.4862041228991725,0.12592417238818601,1.0233429109453003E-3,2.5583572773632508E-4]
[1997,499.25,20,0.80208333333333337,2.4865746948419147,-0.18881336033306337,3.4497850374522986E-3,8.6244625936307464E-4]
[1998,499.5,20,0.8125,2.4869403591607644,-0.50061741384783531,6.4300111615774702E-2,1.6075027903943676E-2]
[1999,499.75,20,0.82291666666666663,2.4873011082701972,-0.80448766389298221,0.2668406787157081,6.6710169678927025E-2]
[2000,500,20,0.83333333333333337,2.4876569346866533,-1.0955495651178466,0.67389147455514076,0.16847286863878519]
[2001,500.25,20,0.84375,2.4880078310286917,-1.3691325848687101,1.3153168679014209,0.32882921697535522]
[2002,500.5,20,0.85416666666666663,2.4883537900171424,-1.6208451860947428,2.1823202181206964,0.54558005453017411]
[2003,500.75,20,0.86458333333333337,2.4886948044752595,-1.846645354961755,3.2273373460446471,0.80683433651116176]
[2004,501,20,0.875,2.4890308673288688,-2.0429055399399787,4.3695702724976764,1.0923925681244191]
[2005,501.25,20,0.88541666666666663,2.4893619716065132,-2.2064709585264279,5.5053954131932539,1.3763488532983135]
[2006,501.5,20,0.89583333333333337,2.4896881104396003,-2.3347103339459903,6.5221815944835608,1.6305453986208902]
[2007,501.75,20,0.90625,2.4900092770625428,-2.4255582454449525,7.313562774208453,1.8283906935521133]
[2008,502,20,0.91666666666666663,2.4903254648128996,-2.4775484102040193,7.7939984882014928,1.9484996220503732]
[2009,502.25,20,0.92708333333333337,2.4906366671315139,-2.4898373602974146,7.9105523257939687,1.9776380814484922]
[2010,502.5,20,0.9375,2.4909428775626488,-2.4622181321813947,7.6502115595705842,1.912552889892646]
[2011,502.75,20,0.94791666666666663,2.4912440897541219,-2.395123746433661,7.0417035792559872,1.7604258948139968]
[2012,503,20,0.95833333333333337,2.4915402974574365,-2.2896204193150842,6.1515468851951418,1.5378867212987855]
[2013,503.25,20,0.96875,2.4918314945279123,-2.1473906125550895,5.0748945248727688,1.2687236312181922]
[2014,503.5,20,0.97916666666666663,2.4921176749248111,-1.9707061909241159,3.9224689323469861,0.98061723308674653]
[2015,503.75,20,0.98958333333333337,2.492398832711463,-1.762392116031702,2.8054432874680604,0.70136082186701509]
[2016,504,21,0,2.4926749620553914,-1.5257812568208735,1.820416220146396,0.45510405503659901]
[2017,504.25,21,1.0416666666666666E-2,2.4929460572284299,-1.2646610399780289,1.0366121348409574,0.25915303371023934]
[2018,504.5,21,2.0833333333333332E-2,2.4932121126068449,-0.98321279464591349,0.48712053050990983,0.12178013262747746]
[2019,504.75,21,3.125E-2,2.4934731226714502,-0.68594476330465348,0.16540982588485659,4.1352456471214147E-2]
[2020,505,21,4.1666666666666664E-2,2.4937290820077229,-0.37761985258693681,2.759677449732582E-2,6.8991936243314551E-3]
[2021,505.25,21,5.2083333333333336E-2,2.4939799853059137,-6.3179282470483863E-2,1.292462459702814E-4,3.2311561492570351E-5]
[2022,505.5,21,6.25E-2,2.4942258273611597,0.25233664161190988,8.2344543400398474E-3,2.0586135850099619E-3]
[2023,505.75,21,7.2916666666666671E-2,2.4944666030735898,0.56386936276040123,9.1881772503288522E-2,2.2970443125822131E-2]
[2024,506,21,8.3333333333333329E-2,2.4947023074484322,0.86642321566097369,0.33333745214984845,8.3334363037462111E-2]
[2025,506.25,21,9.375E-2,2.4949329355961174,1.155145576448366,0.78995804760359611,0.19748951190089903]
[2026,506.5,21,0.10416666666666667,2.4951584827323794,1.4254047328091703,1.4842547898529406,0.37106369746323514]
[2027,506.75,21,0.11458333333333333,2.495378944178356,1.6728642241047935,2.3992524669788673,0.59981311674471682]
[2028,507,21,0.125,2.4955943153606843,1.8935524577258682,3.4795725238886188,0.8698931309721547]
[2029,507.25,21,0.13541666666666666,2.4958045918115968,2.0839264835020423,4.6381100754808227,1.1595275188702057]
[2030,507.5,21,0.14583333333333334,2.4960097691690133,2.2409289015728446,5.7673738390119844,1.4418434597529961]
[2031,507.75,21,0.15625,2.496209843176632,2.3620369891767821,6.7538895280951099,1.6884723820237775]
[2032,508,21,0.16666666666666666,2.4964048096840181,2.4453032565722479,7.493626593170629,1.8734066482926572]
[2033,508.25,21,0.17708333333333334,2.4965946646466879,2.4893867797637168,7.906258435815368,1.976564608953842]
[2034,508.5,21,0.1875,2.4967794041261957,2.4935748056655336,7.9462289442516365,1.9865572360629091]
[2035,508.75,21,0.19791666666666666,2.4969590242902133,2.4577942814156808,7.6090503512577987,1.9022625878144497]
[2036,509,21,0.20833333333333334,2.4971335214126094,2.3826131212522523,6.9319346081599518,1.7329836520399879]
[2037,509.25,21,0.21875,2.4973028918735292,2.2692311890847625,5.9886661313121889,1.4971665328280472]
[2038,509.5,21,0.22916666666666666,2.4974671321594664,2.1194611399890109,4.8794429482648507,1.2198607370662127]
[2039,509.75,21,0.23958333333333334,2.4976262388633383,1.9356994266748537,3.717129006925552,0.92928225173138801]
[2040,510,21,0.25,2.4977802086845564,1.7208879349056363,2.6118704927933654,0.65296762319834134]
[2041,510.25,21,0.26041666666666669,2.4979290384290933,1.478466862348969,1.6562605377481527,0.41406513443703818]
[2042,510.5,21,0.27083333333333331,2.4980727250095502,1.2123195959925366,0.91315656394906985,0.22828914098726746]
[2043,510.75,21,0.28125,2.4982112654452209,0.92671047180518074,0.40787405578971775,0.10196851394742944]
[2044,511,21,0.29166666666666669,2.4983446568621535,0.62621641469747014,0.12585405466172364,3.146351366543091E-2]
[2045,511.25,21,0.30208333333333331,2.498472896493209,0.31565355519391214,1.6118548306295621E-2,4.0296370765739052E-3]
[2046,511.5,21,0.3125,2.4985959816781205,-5.0198271233433363E-14,6.4827631118286E-41,1.62069077795715E-41]
[2047,511.75,21,0.32291666666666669,2.4987139098635476,-0.31568400448457773,1.6123213348400538E-2,4.0308033371001346E-3]
[2048,512,21,0.33333333333333331,2.498826678603129,-0.62633723466754665,0.12592691421960381,3.1481728554900952E-2]
[2049,512.25,21,{"$f":"IF(A2069<>\"\",MOD(B2069,24)/24,\"\")","v":0.34375},2.4989342855575334,-0.92697867582735705,{"$f":"ABS(0.5*1.025*1*(F2069^3))","v":0.40822829304766295},{"$f":"G2069*$B$13","v":0.10205707326191574}]
[{"$f":"IF(IF(A2069<>\"\",A2069+1<=$B$16,0),A2069+1,\"\")","v":2050},{"$f":"IF(A2070<>\"\",A2070*$B$13,\"\")","v":512.5},{"$f":"IF(A2070<>\"\",ROUNDDOWN(A2070*$B$13/24,0),\"\")","v":21},0.35416666666666669,{"$f":"IF(A2070<>\"\",($B$4+$B$5)/2+($B$5-$B$4)/2*COS(2*PI()/$B$15*B2070),\"\")","v":2.4990367284945081},{"$f":"IF(A2070<>\"\",E2070*COS(2*PI()/$B$7*B2070),\"\")","v":-1.2127874287756371},0.91421413026353449,0.22855353256588362]
[2051,512.75,21,0.36458333333333331,2.4991340052889259,-1.4791800545754095,1.6586585665558107,0.41466464163895267]
[2052,513,21,0.375,2.4992261139228278,-1.7218841157828935,2.6164089671210742,0.65410224178026855]
[2053,513.25,21,0.38541666666666669,2.4993130524854665,-1.9370067336331123,3.7246653700359271,0.93116634250898178]
[2054,513.5,21,0.39583333333333331,2.4993948191733453,-2.1210970605036397,4.8907503652896338,1.2226875913224085]
[2055,513.75,21,0.40625,2.4994714122902542,-2.2712016645845177,6.0042803664322699,1.5010700916080675]
[2056,514,21,0.41666666666666669,2.4995428302473082,-2.38491193739226,6.9520183843617067,1.7380045960904267]
[2057,514.25,21,0.42708333333333331,2.4996090715629764,-2.4604027627600531,7.633302753226971,1.9083256883067428]
[2058,514.5,21,0.4375,2.4996701348631167,-2.4964618261702887,7.9738609568082062,1.9934652392020515]
[2059,514.75,21,0.44791666666666669,2.4997260188810011,-2.4925090935073215,7.9360450419542881,1.984011260488572]
[2060,515,21,0.45833333333333331,2.4997767224573435,-2.4486061460929918,7.5240327195869456,1.8810081798967364]
[2061,515.25,21,0.46875,2.499822244540324,-2.3654552216880234,6.7832537470150083,1.6958134367537521]
[2062,515.5,21,0.47916666666666669,2.4998625841856086,-2.2443879763848882,5.7941224623354666,1.4485306155838666]
[2063,515.75,21,0.48958333333333331,2.4998977405563729,-2.0873441473280465,4.6609671848997873,1.1652417962249468]
[2064,516,21,0.5,2.4999277129233146,-1.8968404583253984,3.4977300046860615,0.87443250117151539]
[2065,516.25,21,0.51041666666666663,2.4999525006646719,-1.6759302670561229,2.4124687850503759,0.60311719626259397]
[2066,516.5,21,0.52083333333333337,2.4999721032662361,-1.428154601219608,1.492861575641524,0.373215393910381]
[2067,516.75,21,0.53125,2.4999865203213609,-1.1574853692167655,0.79476805053535282,0.19869201263383821]
[2068,517,21,0.54166666666666663,2.499995751530971,-0.86826165659638554,0.33546385800573802,8.3865964501434506E-2]
[2069,517.25,21,0.55208333333333337,2.4999997967035705,-0.56512013050452681,9.2494562664934402E-2,2.31236406662336E-2]
[2070,517.5,21,0.5625,2.4999986557552436,-0.25292066897356097,8.2917621395579531E-3,2.0729405348894883E-3]
[2071,517.75,21,0.57291666666666663,2.4999923287096593,6.3331591448383961E-2,1.3018323942729054E-4,3.2545809856822636E-5]
[2072,518,21,0.58333333333333337,2.4999808156980681,0.37856653872524526,2.7804849108979429E-2,6.9512122772448573E-3]
[2073,518.25,21,0.59375,2.499964116959303,0.68773041060118156,0.16670497316296018,4.1676243290740045E-2]
[2074,518.5,21,0.60416666666666663,2.4999422328397696,0.98586685696541088,0.4910759548418866,0.12276898871047165]
[2075,518.75,21,0.61458333333333337,2.4999151637934438,1.2681964383998021,1.0453301031328075,0.26133252578320187]
[2076,519,21,0.625,2.4998829103818596,1.5301932851133659,1.8362539593612837,0.45906348984032092]
[2077,519.25,21,0.63541666666666663,2.4998454732740973,1.7676576860706705,2.8306642997718034,0.70766607494295086]
[2078,519.5,21,0.64583333333333337,2.4998028532467718,1.9767834434752234,3.9588692151158598,0.98971730377896494]
[2079,519.75,21,0.65625,2.4997550511840134,2.1542189118276731,5.1234602654043133,1.2808650663510783]
[2080,520,21,0.66666666666666663,2.4997020680774527,2.2971207421830404,6.2121987201764837,1.5530496800441209]
[2081,520.25,21,0.67708333333333337,2.4996439050261974,2.4031994693652545,7.1131722905535089,1.7782930726383772]
[2082,520.5,21,0.6875,2.4995805632368109,2.4707562108658112,7.7300723184765028,1.9325180796191257]
[2083,520.75,21,0.69791666666666663,2.4995120440232874,2.4987098888614914,7.9954217346644993,1.9988554336661248]
[2084,521,21,0.70833333333333337,2.4994383488070238,2.4866145389373995,7.8798740428529399,1.969968510713235]
[2085,521.25,21,0.71875,2.4993594791167899,2.4346664282530073,7.3962617387577545,1.8490654346894386]
[2086,521.5,21,0.72916666666666663,2.4992754365886984,2.3437008694838863,6.5978192417811874,1.6494548104452968]
[2087,521.75,21,0.73958333333333337,2.4991862229661699,2.2151787822827314,5.5708340131793603,1.3927085032948401]
[2088,522,21,0.75,2.4990918400998958,2.0511632185733628,4.4227717830965032,1.1056929457741258]
[2089,522.25,21,0.76041666666666663,2.4989922899478021,1.8542862290782978,3.2675646482751133,0.81689116206877832]
[2090,522.5,21,0.77083333333333337,2.4988875745750065,1.6277066034945837,2.2101525252453258,0.55253813131133145]
[2091,522.75,21,0.78125,2.4987776961537773,1.3750591631910503,1.3324717897773455,0.33311794744433637]
[2092,523,21,0.79166666666666663,2.498662656963488,1.1003964208421424,0.68287525723519293,0.17071881430879823]
[2093,523.25,21,0.80208333333333337,2.4985424593905683,0.80812354387216512,0.27047501203263269,6.7618753008158172E-2]
[2094,523.5,21,0.8125,2.4984171059284574,0.50292766598757555,6.5194423606120683E-2,1.6298605901530171E-2]
[2095,523.75,21,0.82291666666666663,2.49828659917755,0.18970268170274715,3.4987610294045022E-3,8.7469025735112556E-4]
[2096,524,21,0.83333333333333337,2.4981509418451435,-0.12652926883809518,1.0381661516103439E-3,2.5954153790258599E-4]
[2097,524.25,21,0.84375,2.4980101367453815,-0.44069836443423543,4.3865005269818055E-2,1.0966251317454514E-2]
[2098,524.5,21,0.85416666666666663,2.4978641867991955,-0.74776842372348207,0.21428670949401085,5.3571677373502713E-2]
[2099,524.75,21,0.86458333333333337,2.4977130950342441,-1.0428176773250402,0.5811911910987867,0.14529779777469667]
[2100,525,21,0.875,2.4975568645848512,-1.3211176951105077,1.1817303741923026,0.29543259354807566]
[2101,525.25,21,0.88541666666666663,2.4973954986919384,-1.5782092022500622,2.0145942207702041,0.50364855519255103]
[2102,525.5,21,0.89583333333333337,2.4972290007029612,-1.8099735677689293,3.0388591251972574,0.75971478129931436]
[2103,525.75,21,0.90625,2.4970573740718374,-2.0126988189681678,4.1785946606674678,1.0446486651668669]
[2104,526,21,0.91666666666666663,2.4968806223588751,-2.1831391230764767,5.3325889358938401,1.33314723397346]
[2105,526.25,21,0.92708333333333337,2.4966987492307009,-2.3185667825014131,6.3878204200936235,1.5969551050234059]
[2106,526.5,21,0.9375,2.4965117584601813,-2.4168159103457354,7.2347675781813603,1.8086918945453401]
[2107,526.75,21,0.94791666666666663,2.4963196539263475,-2.4763170865146846,7.7823835795486289,1.9455958948871572]
[2108,527,21,0.95833333333333337,2.4961224396143109,-2.4961224396143109,7.9706093308948063,1.9926523327237016]
[2109,527.25,21,0.96875,2.4959201196151852,-2.475920753601224,7.7786474815234561,1.944661870380864]
[2110,527.5,21,0.97916666666666663,2.4957126981259967,-2.4160423583196264,7.2278228894861023,1.8069557223715256]
[2111,527.75,21,0.98958333333333337,2.4955001794496008,-2.3174537270789579,6.3786251894226913,1.5946562973556728]
[2112,528,22,0,2.4952825679945918,-2.1817418696505984,5.3223565915774005,1.3305891478943501]
[2113,528.25,22,{"$f":"IF(A2133<>\"\",MOD(B2133,24)/24,\"\")","v":1.0416666666666666E-2},2.4950598682752103,-2.0110887728396096,{"$f":"ABS(0.5*1.025*1*(F2133^3))","v":4.1685747564653131},{"$f":"G2133*$B$13","v":1.0421436891163283}]
[{"$f":"IF(IF(A2133<>\"\",A2133+1<=$B$16,0),A2133+1,\"\")","v":2114},{"$f":"IF(A2134<>\"\",A2134*$B$13,\"\")","v":528.5},{"$f":"IF(A2134<>\"\",ROUNDDOWN(A2134*$B$13/24,0),\"\")","v":22},2.0833333333333332E-2,{"$f":"IF(A2134<>\"\",($B$4+$B$5)/2+($B$5-$B$4)/2*COS(2*PI()/$B$15*B2134),\"\")","v":2.4948320849112506},{"$f":"IF(A2134<>\"\",E2134*COS(2*PI()/$B$7*B2134),\"\")","v":-1.8082363004914275},3.0301171551607933,0.75752928879019832]
[2115,528.75,22,3.125E-2,2.4945992226279654,-1.5764421178540531,2.007834711020196,0.50195867775504899]
[2116,529,22,4.1666666666666664E-2,2.4943612862559656,-1.319427349182255,1.1772001682538906,0.29430004206347266]
[2117,529.25,22,5.2083333333333336E-2,2.4941182807311235,-1.0413168100277945,0.57868537622187988,0.14467134405546997]
[2118,529.5,22,6.25E-2,2.4938702110944662,-0.74657277468346728,0.21326044693431079,5.3315111733577697E-2]
[2119,529.75,22,7.2916666666666671E-2,2.4936170824920749,-0.43992334282974299,4.3633986201802095E-2,1.0908496550450524E-2]
[2120,530,22,8.3333333333333329E-2,2.4933589001749765,-0.12628655591049492,1.0322032631639349E-3,2.5805081579098371E-4]
[2121,530.25,22,9.375E-2,2.4930956694990334,0.18930851824649902,3.4769971788731584E-3,8.6924929471828959E-4]
[2122,530.5,22,0.10416666666666667,2.4928273959248353,0.50180246563622688,6.4757823308445872E-2,1.6189455827111468E-2]
[2123,530.75,22,0.11458333333333333,2.4925540850175829,0.80618667611877237,0.26853488886072197,6.7133722215180491E-2]
[2124,531,22,0.125,2.4922757424469748,1.0975836610426679,0.67765207087292234,0.16941301771823059]
[2125,531.25,22,0.13541666666666666,2.4919923739870886,1.3713252498322726,1.3216464312603022,0.33041160781507556]
[2126,531.5,22,0.14583333333333334,2.4917039855162617,1.6230274112546146,2.1911465923128044,0.5477866480782011]
[2127,531.75,22,0.15625,2.4914105830169682,1.8486604995347837,3.2379143377946571,0.80947858444866427]
[2128,532,22,0.16666666666666666,2.4911121725756966,2.0446137991965725,4.3805408270663868,1.0951352067665967]
[2129,532.25,22,0.17708333333333334,2.4908087603828233,2.2077533342734945,5.5150000121206375,1.3787500030301594]
[2130,532.5,22,0.1875,2.4905003527324814,2.3354720158879374,6.5285671174715629,1.6321417793678907]
[2131,532.75,22,0.19791666666666666,2.490186956022435,2.4257313253889281,7.3151285020552264,1.8287821255138066]
[2132,533,22,0.20833333333333334,2.489868576753941,2.4770938662899309,7.7897094927095605,1.9474273731773901]
[2133,533.25,22,0.21875,2.4895452215316194,2.4887462649693739,7.9001572071859076,1.9750393017964769]
[2134,533.5,22,0.22916666666666666,2.489216897063312,2.4605120551293806,7.6343200242387068,1.9085800060596767]
[2135,533.75,22,0.23958333333333334,2.4888836101599465,2.3928543418609469,7.021706277517187,1.7554265693792968]
[2136,534,22,0.25,2.4885453677353926,2.2868682052517557,6.1293903335462199,1.532347583386555]
[2137,534.25,22,0.26041666666666669,2.4882021768063214,2.1442629681608163,5.0527522674007628,1.2631880668501907]
[2138,534.5,22,0.27083333333333331,2.4878540444920563,1.9673346154266198,3.9023711308577993,0.97559278271444982]
[2139,534.75,22,0.28125,2.4875009780144288,1.7589288097621574,2.7889366965866382,0.69723417414665956]
[2140,535,22,0.29166666666666669,2.487142984697627,1.5223951003848617,1.8083229846467983,0.45208074616169958]
[2141,535.25,22,0.30208333333333331,2.4867800719680431,1.2615330616131768,1.0289393586712399,0.25723483966780997]
[2142,535.5,22,0.3125,2.4864122473541204,0.98053122796957826,0.48314574447473457,0.12078643611868364]
[2143,535.75,22,0.32291666666666669,2.4860395184861965,0.68389980768959591,0.16393486016209832,4.0983715040524581E-2]
[2144,536,22,0.33333333333333331,2.4856618930963466,0.37639825609944016,2.7329814099620316E-2,6.8324535249050791E-3]
[2145,536.25,22,0.34375,2.4852793790182197,6.2958872497039159E-2,1.2789827740090627E-4,3.1974569350226567E-5]
[2146,536.5,22,0.35416666666666669,2.4848919841868797,-0.25139235236028112,8.142355409708724E-3,2.035588852427181E-3]
[2147,536.75,22,0.36458333333333331,2.4844997166386391,-0.56161636731206022,9.0784799313336481E-2,2.269619982833412E-2]
[2148,537,22,0.375,2.4841025845108926,-0.86274187620607312,0.32910653448742438,8.2276633621856096E-2]
[2149,537.25,22,0.38541666666666669,2.4837005960419467,-1.1499450409293421,0.77933669215770751,0.19483417303942688]
[2150,537.5,22,0.39583333333333331,2.4832937595708526,-1.4186267935860972,1.4631819804959052,0.3657954951239763]
[2151,537.75,22,0.40625,2.4828820835372292,-1.6644865181339539,2.3633863085338915,0.59084657713347288]
[2152,538,22,0.41666666666666669,2.4824655764810903,-1.8835909204602688,3.4249452603992396,0.85623631509980991]
[2153,538.25,22,0.42708333333333331,2.4820442470426665,-2.072436983490638,4.5618171256570337,1.1404542814142584]
[2154,538.5,22,0.4375,2.4816181039622274,-2.2280079992182134,5.668186181655698,1.4170465454139245]
[2155,538.75,22,0.44791666666666669,2.4811871560798973,-2.3478217809897357,6.6326831579043279,1.658170789476082]
[2156,539,22,0.45833333333333331,2.4807514123354752,-2.4299702851870291,7.3535450664377375,1.8383862666094344]
[2157,539.25,22,0.46875,2.4803108817682475,-2.4731500095758467,7.7525619968171702,1.9381404992042925]
[2158,539.5,22,0.47916666666666669,2.4798655735168014,-2.4766826838364362,7.7858310039807277,1.9464577509951819]
[2159,539.75,22,0.48958333333333331,2.4794154968188331,-2.4405259237551951,7.4497919649646605,1.8624479912411651]
[2160,540,22,0.5,2.4789606610109596,-2.3652736817419582,6.7816920979049051,1.6954230244762263]
[2161,540.25,22,0.51041666666666663,2.4785010755285222,-2.2521464901480095,5.8544186636624049,1.4636046659156012]
[2162,540.5,22,0.52083333333333337,2.4780367499053928,-2.1029716576681596,4.7664399790925467,1.1916099947731367]
[2163,540.75,22,0.53125,2.4775676937737741,-1.92015374028445,3.6282890451093723,0.90707226127734308]
[2164,541,22,0.54166666666666663,2.4770939168640012,-1.7066357641629226,2.5475129305478301,0.63687823263695753]
[2165,541.25,22,0.55208333333333337,2.4766154290043398,-1.4658518261462679,1.614225066268018,0.4035562665670045]
[2166,541.5,22,0.5625,2.4761322401207813,-1.2016718356171268,0.88930660328948818,0.22232665082237205]
[2167,541.75,22,0.57291666666666663,2.4756443602368381,-0.91833928732525905,0.39692034696424394,9.9230086741060985E-2]
[2168,542,22,0.58333333333333337,2.4751517994733341,-0.62040306626264086,0.12238147310806909,3.0595368277017271E-2]
[2169,542.25,22,0.59375,2.4746545680481971,-0.31264438104476888,1.5661947112684264E-2,3.9154867781710659E-3]
[2170,542.5,22,0.60416666666666663,2.4741526762762445,5.6981544661457231E-14,9.4819251701371084E-41,2.3704812925342771E-41]
[2171,542.75,22,0.61458333333333337,2.4736461345689698,0.31251697697604391,1.5642807960812924E-2,3.910701990203231E-3]
[2172,543,22,0.625,2.4731349534343288,0.61989753869589859,0.12208255383932766,3.0520638459831915E-2]
[2173,543.25,22,0.63541666666666663,2.4726191434765177,0.91721708437557958,0.39546702429970043,9.8866756074925108E-2]
[2174,543.5,22,0.64583333333333337,2.4720987153957577,1.1997143581521319,0.88496773947276008,0.22124193486819002]
[2175,543.75,22,0.65625,2.4715736799880683,1.4628677306278541,1.6043866865962531,0.40109667164906326]
[2176,544,22,0.66666666666666663,2.4710440481450475,1.7024676047507932,2.5288929162751783,0.63222322906879458]
[2177,544.25,22,{"$f":"IF(A2197<>\"\",MOD(B2197,24)/24,\"\")","v":0.67708333333333337},2.4705098308536431,1.9146837860553068,{"$f":"ABS(0.5*1.025*1*(F2197^3))","v":3.5973695027636921},{"$f":"G2197*$B$13","v":0.89934237569092301}]
[{"$f":"IF(IF(A2197<>\"\",A2197+1<=$B$16,0),A2197+1,\"\")","v":2178},{"$f":"IF(A2198<>\"\",A2198*$B$13,\"\")","v":544.5},{"$f":"IF(A2198<>\"\",ROUNDDOWN(A2198*$B$13/24,0),\"\")","v":22},0.6875,{"$f":"IF(A2198<>\"\",($B$4+$B$5)/2+($B$5-$B$4)/2*COS(2*PI()/$B$15*B2198),\"\")","v":2.4699710391959262},{"$f":"IF(A2198<>\"\",E2198*COS(2*PI()/$B$7*B2198),\"\")","v":2.0961267385919431},4.7200487436048917,1.1800121859012229]
[2179,544.75,22,0.69791666666666663,2.4694276843488603,2.2439017464597142,5.7903575177761004,1.4475893794440251]
[2180,545,22,0.70833333333333337,2.4688797775840703,2.3556551151252045,6.6992932780225223,1.6748233195056306]
[2181,545.25,22,0.71875,2.4683273302676092,2.4296116748324765,7.3502898806436932,1.8375724701609233]
[2182,545.5,22,0.72916666666666663,2.46777035385972,2.464602988307055,7.6724626316189051,1.9181156579047263]
[2183,545.75,22,0.73958333333333337,2.4672088599145998,2.4600858143932927,7.6303531737162453,1.9075882934290613]
[2184,546,22,0.75,2.4666428600801611,2.4161505358252007,7.2287938031675445,1.8071984507918861]
[2185,546.25,22,0.76041666666666663,2.4660723660977868,2.3335194205055187,6.5122059770847978,1.6280514942711994]
[2186,546.5,22,0.77083333333333337,2.4654973898020902,2.2135347488641313,5.5584397426128636,1.3896099356532159]
[2187,546.75,22,0.78125,2.4649179431206671,2.0581370024646324,4.4680364968257766,1.1170091242064442]
[2188,547,22,0.79166666666666663,2.4643340380738499,1.8698334684168758,3.3504462628822784,0.83761156572056961]
[2189,547.25,22,0.80208333333333337,2.4637456867744567,1.6516577677762769,2.3091601935448161,0.57729004838620401]
[2190,547.5,22,0.8125,2.4631529014275415,1.407120961503997,1.4278683517207387,0.35696708793018467]
[2191,547.75,22,0.82291666666666663,2.4625556943301405,1.1401550223967423,0.7596010978006128,0.1899002744501532]
[2192,548,22,0.83333333333333337,2.4619540778710167,0.85504958350726912,0.32038174984892581,8.0095437462231453E-2]
[2193,548.25,22,0.84375,2.4613480645304024,0.55638298102205652,8.8270458191101839E-2,2.206761454777546E-2]
[2194,548.5,22,0.85416666666666663,2.4607376668797429,0.24894870060945265,7.9072134266397545E-3,1.9768033566599386E-3]
[2195,548.75,22,0.86458333333333337,2.4601228975814315,-6.2321590539790146E-2,1.2405362393080833E-4,3.1013405982702083E-5]
[2196,549,22,0.875,2.4595037693885509,-0.3724371895626522,2.6476037774498588E-2,6.6190094436246469E-3]
[2197,549.25,22,0.88541666666666663,2.4588802951446058,-0.67642841092286776,0.15862052776980792,3.9655131942451981E-2]
[2198,549.5,22,0.89583333333333337,2.4582524877832586,-0.969426261904201,0.46691541443413137,0.11672885360853284]
[2199,549.75,22,0.90625,2.4576203603280589,-1.246740462655324,0.99316643470542298,0.24829160867635575]
[2200,550,22,0.91666666666666663,2.4569839258921751,-1.5039345600620171,1.7433343524403064,0.43583358811007661]
[2201,550.25,22,0.92708333333333337,2.4563431976781218,-1.7368969319997141,2.6854434649100472,0.67136086622751179]
[2202,550.5,22,0.9375,2.4556981889774865,-1.9419065450852933,3.7530024354570353,0.93825060886425882]
[2203,550.75,22,0.94791666666666663,2.4550489131706517,-2.1156924138263844,4.8534600165107973,1.2133650041276993]
[2204,551,22,0.95833333333333337,2.4543953837265198,-2.255485810680141,5.8804988256748683,1.4701247064187171]
[2205,551.25,22,0.96875,2.4537376142022329,-2.3590643933542905,6.7284225328583451,1.6821056332145863]
[2206,551.5,22,0.97916666666666663,2.4530756182428917,-2.4247875458147017,7.3065935298798683,1.8266483824699671]
[2207,551.75,22,0.98958333333333337,2.452409409581271,-2.4516223708184706,7.5518715862197032,1.8879678965549258]
[2208,552,23,0,2.4517390020375371,-2.4391599220906039,7.4372896596894806,1.8593224149223702]
[2209,552.25,23,1.0416666666666666E-2,2.4510644095189602,-2.3876214210891988,6.9757397488829653,1.7439349372207413]
[2210,552.5,23,2.0833333333333332E-2,2.4503856460196243,-2.29785436413751,6.2181525138769018,1.5545381284692255]
[2211,552.75,23,3.125E-2,2.4497027256201398,-2.1713185879575638,5.2464377040004049,1.3116094260001012]
[2212,553,23,4.1666666666666664E-2,2.4490156624873491,-2.0100625227136586,4.1621963940294364,1.0405490985073591]
[2213,553.25,23,5.2083333333333336E-2,2.4483244708740335,-1.8166900189803887,3.0728146179834992,0.7682036544958748]
[2214,553.5,23,6.25E-2,2.4476291651186184,-1.5943182860665794,2.0769160933652917,0.51922902334132293]
[2215,553.75,23,7.2916666666666671E-2,2.446929759644874,-1.346527621430105,1.2512372624220813,0.31280931560552033]
[2216,554,23,8.3333333333333329E-2,2.4462262689616177,-1.077303742237306,0.64077915457093393,0.16019478864273348]
[2217,554.25,23,9.375E-2,2.4455187076624121,-0.79097364834210293,0.2536179073445714,6.3404476836142851E-2]
[2218,554.5,23,0.10416666666666667,2.4448070904252637,-0.49213604920484577,6.1087085497850455E-2,1.5271771374462614E-2]
[2219,554.75,23,0.11458333333333333,2.4440914320123159,-0.18558747388392605,3.2759695095921793E-3,8.1899237739804483E-4]
[2220,555,23,0.125,2.4433717472695453,0.12375474816319439,9.7135835917121661E-4,2.4283958979280415E-4]
[2221,555.25,23,0.13541666666666666,2.4426480511264526,0.43093139822980675,4.1012692823305656E-2,1.0253173205826414E-2]
[2222,555.5,23,0.14583333333333334,2.4419203585957532,0.73102090460142222,0.20020884443187748,5.0052211107969369E-2]
[2223,555.75,23,0.15625,2.4411886847730644,1.0192182277572661,0.54261952361303412,0.13565488090325853]
[2224,556,23,0.16666666666666666,2.4404530448365946,1.2909118296114865,1.1025127270042725,0.27562818175106812]
[2225,556.25,23,0.17708333333333334,2.439713454046827,1.5417574933752842,1.8782010258545443,0.46955025646363607]
[2226,556.5,23,0.1875,2.4389699277462031,1.7677478118992198,2.8310972947599296,0.70777432368998239]
[2227,556.75,23,0.19791666666666666,2.4382224813588049,1.9652762325641833,3.8901350235803474,0.97253375589508684]
[2228,557,23,0.20833333333333334,2.4374711303900343,2.1311946348066551,4.9609312928002387,1.2402328232000597]
[2229,557.25,23,0.21875,2.4367158904262913,2.2628635207497814,5.9383932464378448,1.4845983116094612]
[2230,557.5,23,0.22916666666666666,2.4359567771346526,2.358194018491123,6.7209779423693767,1.6802444855923442]
[2231,557.75,23,0.23958333333333334,2.4351938062625438,2.4156810294458353,7.2245805242974681,1.806145131074367]
[2232,558,23,0.25,2.4344269936374148,2.4344269936374148,7.3940798214584103,1.8485199553646026]
[2233,558.25,23,0.26041666666666669,2.4336563551664105,2.4141558976731305,7.2109055206277546,1.8027263801569386]
[2234,558.5,23,0.27083333333333331,2.432881906836041,2.3552173069115603,6.6955586983807667,1.6738896745951917]
[2235,558.75,23,0.28125,2.4321036647118501,2.2585803635053168,5.9047363883164987,1.4761840970791247]
[2236,559,23,0.29166666666666669,2.4313216449380826,2.1258178530106528,4.9234782053689656,1.2308695513422414]
[2237,559.25,23,0.30208333333333331,2.4305358637373473,1.9590806015108544,3.8534593564937141,0.96336483912342852]
[2238,559.5,23,0.3125,2.429746337410283,1.7610626201513067,2.7990990483539919,0.69977476208849798]
[2239,559.75,23,0.32291666666666669,2.4289530823352199,1.5349575621413185,1.853459019479625,0.46336475486990625]
[2240,560,23,0.33333333333333331,2.428156114967837,1.2844071962732977,1.0859305727814976,0.27148264319537441]
[2241,560.25,23,{"$f":"IF(A2261<>\"\",MOD(B2261,24)/24,\"\")","v":0.34375},2.4273554518408251,1.0134427286156997,{"$f":"ABS(0.5*1.025*1*(F2261^3))","v":0.53344727714850826},{"$f":"G2261*$B$13","v":0.13336181928712706}]
[{"$f":"IF(IF(A2261<>\"\",A2261+1<=$B$16,0),A2261+1,\"\")","v":2242},{"$f":"IF(A2262<>\"\",A2262*$B$13,\"\")","v":560.5},{"$f":"IF(A2262<>\"\",ROUNDDOWN(A2262*$B$13/24,0),\"\")","v":23},0.35416666666666669,{"$f":"IF(A2262<>\"\",($B$4+$B$5)/2+($B$5-$B$4)/2*COS(2*PI()/$B$15*B2262),\"\")","v":2.4265511095635408},{"$f":"IF(A2262<>\"\",E2262*COS(2*PI()/$B$7*B2262),\"\")","v":0.72641991821340202},0.19645229261218977,4.9113073153047443E-2]
[2243,560.75,23,0.36458333333333331,2.4257431048216631,0.42794903155413377,4.0167057081079524E-2,1.0041764270269881E-2]
[2244,561,23,0.375,2.4249314543768459,0.12282076265505572,9.495311992273089E-4,2.3738279980682722E-4]
[2245,561.25,23,0.38541666666666669,2.4241161750663736,-0.1840706904165523,3.1963019045375763E-3,7.9907547613439407E-4]
[2246,561.5,23,0.39583333333333331,2.4232972838028077,-0.48780615696433377,5.9488867659207245E-2,1.4872216914801811E-2]
[2247,561.75,23,0.40625,2.4224747975736385,-0.78352037244705475,0.24651579388377182,6.1628948470942954E-2]
[2248,562,23,0.41666666666666669,2.4216487334409322,-1.0664799393344031,0.62165859401731383,0.15541464850432846]
[2249,562.25,23,0.42708333333333331,2.4208191085409765,-1.3321591203376246,1.2116081249546118,0.30290203123865295]
[2250,562.5,23,0.4375,2.4199859400839254,-1.576312249945373,2.0073385333079115,0.50183463332697786]
[2251,562.75,23,0.44791666666666669,2.4191492453534429,-1.7950416052855966,2.9642677351178954,0.74106693377947386]
[2252,563,23,0.45833333333333331,2.4183090417063435,-1.9848596509735823,4.0075899575609144,1.0018974893902286]
[2253,563.25,23,0.46875,2.4174653465722313,-2.1427446636108618,5.042026643650158,1.2605066609125395]
[2254,563.5,23,0.47916666666666669,2.4166181774531412,-2.266188848492074,5.9646115357565188,1.4911528839391297]
[2255,563.75,23,0.48958333333333331,2.4157675519231736,-2.353238182131645,6.6786937400068771,1.6696734350017193]
[2256,564,23,0.5,2.4149134876281302,-2.4025233474865568,7.1071702688477805,1.7767925672119451]
[2257,564.25,23,0.51041666666666663,2.4140560022851476,-2.4132812720782151,7.203071033338678,1.8007677583346695]
[2258,564.5,23,0.52083333333333337,2.4131951136823315,-2.3853669302983476,6.9559980565194666,1.7389995141298666]
[2259,564.75,23,0.53125,2.4123308396783867,-2.3192552275911886,6.3935122589702553,1.5983780647425638]
[2260,565,23,0.54166666666666663,2.4114631982022443,-2.2160329434226322,5.577280750139753,1.3943201875349382]
[2261,565.25,23,0.55208333333333337,2.4105922072526944,-2.0773808694209381,4.5945422910252507,1.1486355727563127]
[2262,565.5,23,0.5625,2.4097178848980092,-1.9055464362421519,3.5461122547849868,0.8865280636962467]
[2263,565.75,23,0.57291666666666663,2.4088402492755687,-1.7033072750578293,2.5326365712259129,0.63315914280647823]
[2264,566,23,0.58333333333333337,2.4079593185914865,-1.4739263046412312,1.641047601046836,0.410261900261709]
[2265,566.25,23,0.59375,2.4070751111202289,-1.2210990705186042,0.93313949596471757,0.23328487399117939]
[2266,566.5,23,0.60416666666666663,2.4061876452042386,-0.94889418638762879,0.43787205283673147,0.10946801320918287]
[2267,566.75,23,0.61458333333333337,2.4052969392535526,-0.66168783800891728,0.14847499747006232,3.711874936751558E-2]
[2268,567,23,0.625,2.4044030117454214,-0.36409340429395315,2.4736161314579258E-2,6.1840403286448145E-3]
[2269,567.25,23,0.63541666666666663,2.4035058812239241,-6.088732783902194E-2,1.1568435074257127E-4,2.8921087685642818E-5]
[2270,567.5,23,0.64583333333333337,2.4026055662995862,0.24306757354027161,7.3599513992347876E-3,1.8399878498086969E-3]
[2271,567.75,23,0.65625,2.4017020856489908,0.54290012257795106,8.200752194971371E-2,2.0501880487428428E-2]
[2272,568,23,0.66666666666666663,2.4007954580143918,0.83380887357443556,0.29709367622150146,7.4273419055375364E-2]
[2273,568.25,23,0.67708333333333337,2.3998857022033282,1.1111390263560397,0.70307082124917697,0.17576770531229424]
[2274,568.5,23,0.6875,2.3989728370882291,1.3704569307043073,1.3191374326846361,0.32978435817115903]
[2275,568.75,23,0.69791666666666663,2.3980568816060255,1.6076209883737489,2.1293393125642517,0.53233482814106292]
[2276,569,23,0.70833333333333337,2.3971378547577564,1.8188478185118235,3.0837769667893449,0.77094424169733622]
[2277,569.25,23,0.71875,2.3962157756081752,2.0007726291386816,4.1047535050783113,1.0261883762695778]
[2278,569.5,23,0.72916666666666663,2.3952906632853526,2.1505028310889944,5.0969916910463189,1.2742479227615797]
[2279,569.75,23,0.73958333333333337,2.3943625369802826,2.2656640399468251,5.9604686053319833,1.4901171513329958]
[2280,570,23,0.75,2.3934314159464813,2.3444377342539506,6.6040443057108593,1.6510110764277148]
[2281,570.25,23,0.76041666666666663,2.3924973194995891,2.3855899726619287,6.9579494887744291,1.7394873721936073]
[2282,570.5,23,0.77083333333333337,2.3915602670169713,2.3884907165642564,6.983361795258654,1.7458404488146635]
[2283,570.75,23,0.78125,2.3906202779373129,2.3531234557687237,6.6777169775699186,1.6694292443924796]
[2284,571,23,0.79166666666666663,2.3896773717602184,2.2800849905273042,6.0750097155110065,1.5187524288777516]
[2285,571.25,23,0.80208333333333337,2.388731568045805,2.1705753812242778,5.2410522390945529,1.3102630597736382]
[2286,571.5,23,0.8125,2.3877828864142989,2.0263782346997243,4.2643751696107151,1.0660937924026788]
[2287,571.75,23,0.82291666666666663,2.3868313465456268,1.8498316510241937,3.2440720250176511,0.81101800625441278]
[2288,572,23,0.83333333333333337,2.3858769681790073,1.6437903040599318,2.2763189455639292,0.5690797363909823]
[2289,572.25,23,0.84375,2.3849197711125441,1.4115792709500727,1.4414835348439727,0.36037088371099318]
[2290,572.5,23,0.85416666666666663,2.3839597752028112,1.1569403575011015,0.79364590941910551,0.19841147735477638]
[2291,572.75,23,0.86458333333333337,2.3829970003644445,0.88397178615907956,0.35400474327367204,8.850118581841801E-2]
[2292,573,23,0.875,2.3820314665697278,0.59706221901557299,0.10908188691977901,2.7270471729944751E-2]
[2293,573.25,23,0.88541666666666663,2.3810631938481772,0.30082017833150282,1.3951302738795737E-2,3.4878256846989342E-3]
[2294,573.5,23,0.89583333333333337,2.3800922022861264,-6.1813066172036623E-14,1.210416207500839E-40,3.0260405187520975E-41]
[2295,573.75,23,0.90625,2.3791185120263107,-0.30057448996268027,1.3917147376116214E-2,3.4792868440290535E-3]
[2296,574,23,0.91666666666666663,2.3781421432674485,-0.59608735028120363,0.10854844007654553,2.7137110019136382E-2]
[2297,574.25,23,0.92708333333333337,2.3771631162638212,-0.88180770918042195,0.35141115523633232,8.7852788809083079E-2]
[2298,574.5,23,0.9375,2.376181451324856,-1.1531655216579173,0.78590276498016665,0.19647569124504166]
[2299,574.75,23,0.94791666666666663,2.3751971688147013,-1.4058246858149317,1.4239258197722497,0.35598145494306244]
[2300,575,23,0.95833333333333337,2.3742102891518062,-1.6357523481547076,2.2430891102332682,0.56077227755831704]
[2301,575.25,23,0.96875,2.3732208328084967,-1.8392832898531799,3.1888915186636151,0.79722287966590377]
[2302,575.5,23,0.97916666666666663,2.3722288203105504,-2.0131783658200781,4.1815821559173969,1.0453955389793492]
[2303,575.75,23,0.98958333333333337,2.3712342722367707,-2.1546760646041037,5.1267227488314031,1.2816806872078508]
[2304,576,24,0,2.3702372092185615,-2.2615363682955483,5.9279509041151686,1.4819877260287921]
[2305,576.25,24,{"$f":"IF(A2325<>\"\",MOD(B2325,24)/24,\"\")","v":1.0416666666666666E-2},2.3692376519394966,-2.3320762157508512,{"$f":"ABS(0.5*1.025*1*(F2325^3))","v":6.5001306948529249},{"$f":"G2325*$B$13","v":1.6250326737132312}]
[{"$f":"IF(IF(A2325<>\"\",A2325+1<=$B$16,0),A2325+1,\"\")","v":2306},{"$f":"IF(A2326<>\"\",A2326*$B$13,\"\")","v":576.5},{"$f":"IF(A2326<>\"\",ROUNDDOWN(A2326*$B$13/24,0),\"\")","v":24},2.0833333333333332E-2,{"$f":"IF(A2326<>\"\",($B$4+$B$5)/2+($B$5-$B$4)/2*COS(2*PI()/$B$15*B2326),\"\")","v":2.3682356211348923},{"$f":"IF(A2326<>\"\",E2326*COS(2*PI()/$B$7*B2326),\"\")","v":-2.3651960076979113},6.7810240008176912,1.6952560002044228]
[2307,576.75,24,3.125E-2,2.3672311375913782,-2.3603967364077247,6.7398291281679068,1.6849572820419767]
[2308,577,24,4.1666666666666664E-2,2.3662242221464624,-2.3177874733093478,6.3813814240158901,1.5953453560039725]
[2309,577.25,24,5.2083333333333336E-2,2.3652148956881036,-2.2380831027641728,5.7454294326113393,1.4363573581528348]
[2310,577.5,24,6.25E-2,2.3642031791542757,-2.1225923467122856,4.9011009923311049,1.2252752480827762]
[2311,577.75,24,7.2916666666666671E-2,2.3631890935325321,-1.9731962805473597,3.9373564573146469,0.98433911432866172]
[2312,578,24,8.3333333333333329E-2,2.3621726598595725,-1.7923176928712974,2.9507936865543591,0.73769842163858979]
[2313,578.25,24,9.375E-2,2.3611538992208065,-1.582881788285921,2.0325410094927236,0.50813525237318091]
[2314,578.5,24,0.10416666666666667,2.360132832749914,-1.3482688707515831,1.2560976186443793,0.31402440466109482]
[2315,578.75,24,0.11458333333333333,2.3591094816284093,-1.0922597730704529,0.66783886233629608,0.16695971558407402]
[2316,579,24,0.125,2.3580838670852007,-0.8189749136872525,0.28151767464009769,7.0379418660024423E-2]
[2317,579.25,24,0.13541666666666666,2.3570560103961493,-0.53280796340778958,7.7518612624177891E-2,1.9379653156044473E-2]
[2318,579.5,24,0.14583333333333334,2.3560259328836284,-0.23835519018866619,6.9401316548986713E-3,1.7350329137246678E-3]
[2319,579.75,24,0.15625,2.3549936559160827,5.9658381494725514E-2,1.0881988701145935E-4,2.7204971752864837E-5]
[2320,580,24,0.16666666666666666,2.3539592009075814,0.35645481012990565,2.3211719224355574E-2,5.8029298060888936E-3]
[2321,580.25,24,0.17708333333333334,2.3529225893173766,0.64727985793342102,0.13898570944783184,3.474642736195796E-2]
[2322,580.5,24,0.1875,2.351883842649459,0.92747916389522311,0.40888987370639374,0.10222246842659843]
[2323,580.75,24,0.19791666666666666,2.3508429824521095,1.1925727483723914,0.86925763261943956,0.21731440815485989]
[2324,581,24,0.20833333333333334,2.3498000303174527,1.4383266563479722,1.5249881096758919,0.38124702741897298]
[2325,581.25,24,0.21875,2.3487550078810093,1.6608205934184981,2.3478050557577745,0.58695126393944363]
[2326,581.5,24,0.22916666666666666,2.3477079368212483,1.8565104738543581,3.2793372401515262,0.81983431003788154]
[2327,581.75,24,0.23958333333333334,2.3466588388591361,2.0222848826262094,4.238584794184133,1.0596461985460333]
[2328,582,24,0.25,2.3456077357576852,2.1555145517713905,5.1327102348601956,1.2831775587150489]
[2329,582.25,24,0.26041666666666669,2.3445546493215059,2.2540940642856251,5.8696198646924787,1.4674049661731197]
[2330,582.5,24,0.27083333333333331,2.3434996013963492,2.3164751240558519,6.3705479972562138,1.5926369993140534]
[2331,582.75,24,0.28125,2.3424426138686569,2.3416908661671729,6.5808585427288486,1.6452146356822122]
[2332,583,24,0.29166666666666669,2.3413837086651093,2.3293708260404622,6.4775349571333729,1.6193837392833432]
[2333,583.25,24,0.30208333333333331,2.3403229077521646,2.2797463359649019,6.0723032056075015,1.5180758014018754]
[2334,583.5,24,0.3125,2.3392602331356076,2.1936462712697962,5.4099551472794873,1.3524887868198718]
[2335,583.75,24,0.32291666666666669,2.3381957068600934,2.0724832231644181,4.5621224786938024,1.1405306196734506]
[2336,584,24,0.33333333333333331,2.3371293510086879,1.9182303286804383,3.6173966281541685,0.90434915703854213]
[2337,584.25,24,0.34375,2.33606118770241,1.7333891377197195,2.6692059355095719,0.66730148387739296]
[2338,584.5,24,0.35416666666666669,2.3349912390997751,1.5209490405470008,1.8031749251151448,0.45079373127878619]
[2339,584.75,24,0.36458333333333331,2.3339195273963318,1.2843389138764432,1.0857573893846508,0.27143934734616271]
[2340,585,24,0.375,2.3328460748242037,1.0273717678367156,0.55574651906616857,0.13893662976654214]
[2341,585.25,24,0.38541666666666669,2.3317709036516292,0.75418328757020436,0.2198490446944798,5.496226117361995E-2]
[2342,585.5,24,0.39583333333333331,2.3306940361824973,0.46916526026297428,5.2926284932933568E-2,1.3231571233233392E-2]
[2343,585.75,24,0.40625,2.3296154947558851,0.17689495946418504,2.8368752865586748E-3,7.0921882163966869E-4]
[2344,586,24,0.41666666666666669,2.3285353017455965,-0.11793837764502116,8.4073536818914227E-4,2.1018384204728557E-4]
[2345,586.25,24,0.42708333333333331,2.3274534795596957,-0.41060879883983853,3.5479592598479603E-2,8.8698981496199009E-3]
[2346,586.5,24,0.4375,2.3263700506400435,-0.69642940355127536,0.17311119985273821,4.3277799963184552E-2]
[2347,586.75,24,0.44791666666666669,2.3252850374618323,-0.97082741276619811,0.46894289703612296,0.11723572425903074]
[2348,587,24,0.45833333333333331,2.3241984625331185,-1.229417339537356,0.95233966238880463,0.23808491559720116]
[2349,587.25,24,0.46875,2.3231103483943554,-1.4680710891000939,1.6215678608336903,0.40539196520842258]
[2350,587.5,24,0.47916666666666669,2.3220207176179288,-1.6829838679261064,2.4430577271060621,0.61076443177651552]
[2351,587.75,24,0.48958333333333331,2.3209295928076843,-1.8707348492898219,3.3552939955462993,0.83882349888657481]
[2352,588,24,0.5,2.3198369965984602,-2.0283416279828956,4.2767826665588817,1.0691956666397204]
[2353,588.25,24,0.51041666666666663,2.3187429516556213,-2.1533075972920459,5.1169607742851433,1.2792401935712858]
[2354,588.5,24,0.52083333333333337,2.3176474806745815,-2.2436614956389711,5.7884978251134758,1.4471244562783689]
[2355,588.75,24,0.53125,2.31655060638034,-2.2979884965184216,6.2192414918840626,1.5548103729710157]
[2356,589,24,0.54166666666666663,2.3154523515270071,-2.3154523515270071,6.3621135292271864,1.5905283823067966]
[2357,589.25,24,0.55208333333333337,2.31435273889733,-2.2958082401584194,6.201556442471758,1.5503891106179395]
[2358,589.5,24,0.5625,2.3132517913022235,-2.2394061293359488,5.7556245636606613,1.4389061409151653]
[2359,589.75,24,0.57291666666666663,2.3121495315802965,-2.1471845979616568,5.0734340518314767,1.2683585129578692]
[2360,590,24,0.58333333333333337,2.3110459825973759,-2.0206552346385065,4.2283461234000264,1.0570865308500066]
[2361,590.25,24,0.59375,2.3099411672460342,-1.8618778677161962,3.3078624198740889,0.82696560496852223]
[2362,590.5,24,0.60416666666666663,2.308835108445114,-1.6734270335023407,2.4016748563670203,0.60041871409175507]
[2363,590.75,24,0.61458333333333337,2.3077278291392531,-1.4583502285254866,1.5895689535424675,0.39739223838561688]
[2364,591,24,0.625,2.3066193522984078,-1.2201186228895158,0.9308935847949763,0.23272339619874408]
[2365,591.25,24,0.63541666666666663,2.3055097009173755,-0.9625710319334283,0.45708001478123217,0.11427000369530804]
[2366,591.5,24,0.64583333333333337,2.3043988980153216,-0.6898520506862188,0.1682525862673348,4.2063146566833701E-2]
[2367,591.75,24,0.65625,2.3032869666352962,-0.40634534827845414,3.4385848631396009E-2,8.5964621578490021E-3]
[2368,592,24,0.66666666666666663,2.3021739298437605,-0.11660319606874942,8.1250348651084627E-4,2.0312587162771157E-4]
[2369,592.25,24,{"$f":"IF(A2389<>\"\",MOD(B2389,24)/24,\"\")","v":0.67708333333333337},2.3010598107301079,0.17472663744727138,{"$f":"ABS(0.5*1.025*1*(F2389^3))","v":2.7338282512146118E-3},{"$f":"G2389*$B$13","v":6.8345706280365296E-4}]
[{"$f":"IF(IF(A2389<>\"\",A2389+1<=$B$16,0),A2389+1,\"\")","v":2370},{"$f":"IF(A2390<>\"\",A2390*$B$13,\"\")","v":592.5},{"$f":"IF(A2390<>\"\",ROUNDDOWN(A2390*$B$13/24,0),\"\")","v":24},0.6875,{"$f":"IF(A2390<>\"\",($B$4+$B$5)/2+($B$5-$B$4)/2*COS(2*PI()/$B$15*B2390),\"\")","v":2.2999446324061821},{"$f":"IF(A2390<>\"\",E2390*COS(2*PI()/$B$7*B2390),\"\")","v":0.46297545078918928},5.0858993284731251E-2,1.2714748321182813E-2]
[2371,592.75,24,0.69791666666666663,2.2988284180058001,0.74352843632134469,0.21066220137907701,5.2665550344769253E-2]
[2372,593,24,0.70833333333333337,2.2977111906842733,1.0118985703459491,0.53101258830317632,0.13275314707579408]
[2373,593.25,24,0.71875,2.2965929736179245,1.2637983832473747,1.0344922847894045,0.25862307119735112]
[2374,593.5,24,0.72916666666666663,2.2954737900036069,1.4952084616184771,1.7131646643571274,0.42829116608928186]
[2375,593.75,24,0.73958333333333337,2.2943536630582266,1.7024415878182924,2.5287769792129957,0.63219424480324893]
[2376,594,24,0.75,2.2932326160182579,1.8822014934119262,3.4173716378976629,0.85434290947441571]
[2377,594.25,24,0.76041666666666663,2.2921106721392612,2.031635290282813,4.2976506953028872,1.0744126738257218]
[2378,594.5,24,0.77083333333333337,2.2909878546954023,2.1483787454636811,5.0819034660576134,1.2704758665144034]
[2379,594.75,24,0.78125,2.289864186978968,2.2305936812525395,5.6879434842090024,1.4219858710522506]
[2380,595,24,0.79166666666666663,2.2887396922998837,2.2769969090985578,6.0503596765106922,1.512589919127673]
[2381,595.25,24,0.80208333333333337,2.2876143939852311,2.2868802420139609,6.1294871188380835,1.5323717797095209]
[2382,595.5,24,0.8125,2.2864883153787603,2.2601212736982359,5.9168301055745944,1.4792075263936486]
[2383,595.75,24,0.82291666666666663,2.28536147984041,2.1971847608440163,5.4361771946312691,1.3590442986578173]
[2384,596,24,0.83333333333333337,2.2842339107458214,2.0991145958476749,4.7402616586128818,1.1850654146532205]
[2385,596.25,24,0.84375,2.283105631485852,1.9675165079544001,3.9034536276111336,0.97586340690278339]
[2386,596.5,24,0.85416666666666663,2.28197666546609,1.8045317793085529,3.0115319425366454,0.75288298563416134]
[2387,596.75,24,0.86458333333333337,2.280847036106374,1.6128024060800328,2.1499945436671615,0.53749863591679037]
[2388,597,24,0.875,2.2797167668402998,1.3954282714971469,1.3925680359460684,0.34814200898651709]
[2389,597.25,24,0.88541666666666663,2.2785858811147381,1.1559170250533295,0.79154179373366729,0.19788544843341682]
[2390,597.5,24,0.89583333333333337,2.2774544023893495,0.89812747833584616,0.3712853568619402,9.2821339215485049E-2]
[2391,597.75,24,0.90625,2.2763223541360951,0.62620743099897558,0.12584863823394474,3.1462159558486184E-2]
[2392,598,24,0.91666666666666663,2.2751897598387498,0.34452692873357843,2.0958653982996501E-2,5.2396634957491252E-3]
[2393,598.25,24,0.92708333333333337,2.2740566429924174,5.760802726897081E-2,9.7981228455357153E-5,2.4495307113839288E-5]
[2394,598.5,24,0.9375,2.2729230271030407,-0.22994780865869013,6.2313435456727842E-3,1.557835886418196E-3]
[2395,598.75,24,0.94791666666666663,2.2717889356869145,-0.51353350568557143,6.9406512604915829E-2,1.7351628151228957E-2]
[2396,599,24,0.95833333333333337,2.2706543922702003,-0.78861019783065822,0.25135124234986145,6.2837810587465362E-2]
[2397,599.25,24,0.96875,2.2695194203884332,-1.0507798753712849,0.59460575648264224,0.14865143912066056]
[2398,599.5,24,0.97916666666666663,2.268384043586039,-1.2958557037289331,1.1152283566115619,0.27880708915289049]
[2399,599.75,24,0.98958333333333337,2.267248285415842,-1.5199288880286572,1.7995490050287373,0.44988725125718432]
[2400,600,25,0,2.266112169438578,-1.7194310154945114,2.605242407262335,0.65131060181558376]
[2401,600.25,25,1.0416666666666666E-2,2.2649757192224063,-1.8911908813945286,3.4665699286458143,0.86664248216145356]
[2402,600.5,25,2.0833333333333332E-2,2.2638389583424181,-2.0324848936569175,4.3030446147044374,1.0757611536761094]
[2403,600.75,25,3.125E-2,2.2627019103801511,-2.1410802550948511,5.0302863621641016,1.2575715905410254]
[2404,601,25,4.1666666666666664E-2,2.2615645989230968,-2.2152702387218559,5.5715240383110229,1.3928810095777557]
[2405,601.25,25,5.2083333333333336E-2,2.260427047564213,-2.2539009990326226,5.8681117786676582,1.4670279446669146]
[2406,601.5,25,6.25E-2,2.2592892799014357,-2.2563894983121613,5.8875699366834855,1.4718924841708714]
[2407,601.75,25,7.2916666666666671E-2,2.2581513195371863,-2.2227322698286676,5.6280161337671828,1.4070040334417957]
[2408,602,25,8.3333333333333329E-2,2.2570131900778834,-2.1535048868659987,5.1183673761696209,1.2795918440424052]
[2409,602.25,25,9.375E-2,2.2558749151334552,-2.0498521556006768,4.4142963579063821,1.1035740894765955]
[2410,602.5,25,0.10416666666666667,2.2547365183168466,-1.9134691984332857,3.5905278257340485,0.89763195643351212]
[2411,602.75,25,0.11458333333333333,2.2535980232435309,-1.7465737401659096,2.73057838718257,0.68264459679564249]
[2412,603,25,0.125,2.2524594535310203,-1.551870050042168,1.9154019475078989,0.47885048687697473]
[2413,603.25,25,0.13541666666666666,2.2513208327983745,-1.3325051258867953,1.2125524536546588,0.3031381134136647]
[2414,603.5,25,0.14583333333333334,2.2501821846657117,-1.0920178302707606,0.66739516839111035,0.16684879209777759]
[2415,603.75,25,0.15625,2.2490435327537193,-0.83428180081375158,0.29759948781857476,7.439987195464369E-2]
[2416,604,25,0.16666666666666666,2.247904900683162,-0.56344305563293751,9.1673531460488802E-2,2.2918382865122201E-2]
[2417,604.25,25,0.17708333333333334,2.2467663120743935,-0.28385329898577727,1.1721298008216158E-2,2.9303245020540396E-3]
[2418,604.5,25,0.1875,2.2456277905468665,6.4923367218748159E-14,1.4024809740317504E-40,3.506202435079376E-41]
[2419,604.75,25,0.19791666666666666,2.2444893597186408,0.28356563202457563,1.168569777865475E-2,2.9214244446636875E-3]
[2420,605,25,0.20833333333333334,2.2433510432058954,0.56230161972484105,9.1117516322641007E-2,2.2779379080660252E-2]
[2421,605.25,25,0.21875,2.2422128646224384,0.83174796719678101,0.29489615774617989,7.3724039436544972E-2]
[2422,605.5,25,0.22916666666666666,2.2410748475792155,1.0875980217092538,0.65932432160686616,0.16483108040171654]
[2423,605.75,25,0.23958333333333334,2.2399370156838216,1.325767305831872,1.1942514694553628,0.29856286736384069]
[2424,606,25,0.25,2.2387993925400123,1.5424587199068089,1.8807649378365965,0.47019123445914912]
[2425,606.25,25,0.26041666666666669,2.2376620017472111,1.7342230740838864,2.6730602673330615,0.66826506683326536]
[2426,606.5,25,0.27083333333333331,2.2365248669000208,1.8980139850389017,3.5042258903518646,0.87605647258796615]
[2427,606.75,25,0.28125,2.2353880115877378,2.0312362637739416,4.295118932189891,1.0737797330474728]
[2428,607,25,0.29166666666666669,2.2342514593938563,2.1317870260768017,4.9650692949738113,1.2412673237434528]
[2429,607.25,25,0.30208333333333331,2.2331152338955844,2.1980888745945801,5.4428907109622839,1.360722677740571]
[2430,607.5,25,0.3125,2.2319793586633527,2.2291146291621531,5.6766363765468135,1.4191590941367034]
[2431,607.75,25,0.32291666666666669,2.230843857260326,2.2244032179596278,5.6407183307801203,1.4101795826950301]
[2432,608,25,0.33333333333333331,2.2297087532419129,2.1840664840732167,5.3393874068053995,1.3348468517013499]
[2433,608.25,25,{"$f":"IF(A2453<>\"\",MOD(B2453,24)/24,\"\")","v":0.34375},2.2285740701552794,2.1087868078142811,{"$f":"ABS(0.5*1.025*1*(F2453^3))","v":4.8060899850225614},{"$f":"G2453*$B$13","v":1.2015224962556403}]
[{"$f":"IF(IF(A2453<>\"\",A2453+1<=$B$16,0),A2453+1,\"\")","v":2434},{"$f":"IF(A2454<>\"\",A2454*$B$13,\"\")","v":608.5},{"$f":"IF(A2454<>\"\",ROUNDDOWN(A2454*$B$13/24,0),\"\")","v":25},0.35416666666666669,{"$f":"IF(A2454<>\"\",($B$4+$B$5)/2+($B$5-$B$4)/2*COS(2*PI()/$B$15*B2454),\"\")","v":2.2274398315388604},{"$f":"IF(A2454<>\"\",E2454*COS(2*PI()/$B$7*B2454),\"\")","v":1.9998055923762716},4.0988045093278513,1.0247011273319628]
[2435,608.75,25,0.36458333333333331,2.226306060921869,1.858902806717186,3.292031022792397,0.82300775569809925]
[2436,609,25,0.375,2.2251727818238103,1.688367922603736,2.4665796655161172,0.6166449163790293]
[2437,609.25,25,0.38541666666666669,2.2240400177539934,1.4909627202545455,1.698612139136696,0.42465303478417399]
[2438,609.5,25,0.39583333333333331,2.2229077922110432,1.2698765667767347,1.0494902233758385,0.26237255584395963]
[2439,609.75,25,0.40625,2.2217761286824125,1.0286748915327506,0.55786393787104027,0.13946598446776007]
[2440,610,25,0.41666666666666669,2.2206450506438968,0.77124169079241023,0.23510689392380102,5.8776723480950255E-2]
[2441,610.25,25,0.42708333333333331,2.219514581559145,0.50171698879385163,6.4724736475629568E-2,1.6181184118907392E-2]
[2442,610.5,25,0.4375,2.2183847448791734,0.22443026216189493,5.7934614306904214E-3,1.4483653576726054E-3]
[2443,610.75,25,0.44791666666666669,2.2172555640418796,-5.6169101763237257E-2,9.0821005604320749E-5,2.2705251401080187E-5]
[2444,611,25,0.45833333333333331,2.216127062471557,-0.33558319573784051,1.9368433026139276E-2,4.8421082565348189E-3]
[2445,611.25,25,0.46875,2.2149992635784055,-0.60933768716446612,0.11594926210086752,2.898731552521688E-2]
[2446,611.5,25,0.47916666666666669,2.2138721907580514,-0.87305346089799152,0.34104868910364911,8.5262172275912276E-2]
[2447,611.75,25,0.48958333333333331,2.2127458673910567,-1.1225166632659076,0.72489025205902324,0.18122256301475581]
[2448,612,25,0.5,2.2116203168424371,-1.3537460270631996,1.2714680601235537,0.31786701503088843]
[2449,612.25,25,0.51041666666666663,2.2104955624611771,-1.5630564019990496,1.9571216375477334,0.48928040938693335]
[2450,612.5,25,0.52083333333333337,2.2093716275797441,-1.7471174769686673,2.7331294015347649,0.68328235038369123]
[2451,612.75,25,0.53125,2.2082485355136057,-1.9030067585886112,3.5319525614770959,0.88298814036927398]
[2452,613,25,0.54166666666666663,2.207126309560747,-2.0282559634034047,4.2762408150619917,1.0690602037654979]
[2453,613.25,25,0.55208333333333337,2.2060049730011837,-2.1208900875334917,4.8893188121879216,1.2223297030469804]
[2454,613.5,25,0.5625,2.2048845490964832,-2.1794585355823504,5.3056635022683114,1.3264158755670779]
[2455,613.75,25,0.57291666666666663,2.2037650610892801,-2.203057818440314,5.4798863978095262,1.3699715994523816]
[2456,614,25,0.58333333333333337,2.2026465322027939,-2.1913454651640958,5.3929502993411003,1.3482375748352751]
[2457,614.25,25,0.59375,2.2015289856403468,-2.1445449351921648,5.0547458152071147,1.2636864538017787]
[2458,614.5,25,0.60416666666666663,2.2004124445848858,-2.063441461512447,4.502672168802067,1.1256680422005167]
[2459,614.75,25,0.61458333333333337,2.1992969321984965,-1.9493689007149817,3.7964350081227178,0.94910875203067946]
[2460,615,25,0.625,2.1981824716219256,-1.804187809809942,3.0098101479345725,0.75245253698364312]
[2461,615.25,25,0.63541666666666663,2.1970690859741024,-1.6302551099669396,2.2205501206792797,0.55513753016981993]
[2462,615.5,25,0.64583333333333337,2.1959567983516557,-1.4303858316930012,1.4998694826947705,0.37496737067369262]
[2463,615.75,25,0.65625,2.1948456318284357,-1.207807562265742,0.90299865433496873,0.22574966358374218]
[2464,616,25,0.66666666666666663,2.1937356094550386,-0.96610833246767147,0.46213765168539983,0.11553441292134996]
[2465,616.25,25,0.67708333333333337,2.1926267542583235,-0.70917878396683698,0.18279363683738759,4.5698409209346896E-2]
[2466,616.5,25,0.6875,2.1915190892409373,-0.44114954941021584,4.399986962626961E-2,1.0999967406567402E-2]
[2467,616.75,25,0.69791666666666663,2.1904126373808381,-0.16632485299463956,2.3581168118502463E-3,5.8952920296256157E-4]
[2468,617,25,0.70833333333333337,2.1893074216308173,0.11088660123803774,6.9876490764971227E-4,1.7469122691242807E-4]
[2469,617.25,25,0.71875,2.1882034649180229,0.3860423438053649,2.9484834940235436E-2,7.371208735058859E-3]
[2470,617.5,25,0.72916666666666663,2.1871007901434854,0.65473732279484276,0.14384513046712119,3.5961282616780298E-2]
[2471,617.75,25,0.73958333333333337,2.1859994201816435,0.91267441505575098,0.38962022981733185,9.7405057454332963E-2]
[2472,618,25,0.75,2.1848993778798667,1.1557331370841923,0.79116408878894751,0.19779102219723688]
[2473,618.25,25,0.76041666666666663,2.1838006860579817,1.3800354571079809,1.3469907216115253,0.33674768040288133]
[2474,618.5,25,0.77083333333333337,2.1827033675078038,1.5820076574304156,2.0291755165612497,0.50729387914031243]
[2475,618.75,25,0.78125,2.181607444992657,1.758437260425795,2.7865991655289091,0.69664979138222727]
[2476,619,25,0.79166666666666663,2.180512941246906,1.9065241116387257,3.5515732486346492,0.8878933121586623]
[2477,619.25,25,0.80208333333333337,2.1794198789754859,2.0239248079380157,4.2489047062743435,1.0622261765685859]
[2478,619.5,25,0.8125,2.1783282808534272,2.1087897660733641,4.8061102113620526,1.2015275528405132]
[2479,619.75,25,0.82291666666666663,2.1772381695253866,2.1597923455546173,5.1633297631058239,1.290832440776456]
[2480,620,25,0.83333333333333337,2.1761495676051807,2.1761495676051807,5.2815341660390009,1.3203835415097502]
[2481,620.25,25,0.84375,2.1750624976753117,2.1576341069778713,5.1478663799745217,1.2869665949936304]
[2482,620.5,25,0.85416666666666663,2.1739769822865025,2.1045773734933668,4.7773665078462031,1.1943416269615508]
[2483,620.75,25,0.86458333333333337,2.1728930439572278,2.0178636430205934,4.2108455885202369,1.0527113971300592]
[2484,621,25,0.875,2.1718107051732476,1.898915340974767,3.5092206718162218,0.87730516795405544]
[2485,621.25,25,0.88541666666666663,2.170729988387138,1.7496697229671743,2.7451248406102313,0.68628121015255783]
[2486,621.5,25,0.89583333333333337,2.1696509160178303,1.5725473347347336,1.9929896821827273,0.49824742054568183]
[2487,621.75,25,0.90625,2.1685735104501411,1.3704127647144797,1.3190099004764533,0.32975247511911332]
[2488,622,25,0.91666666666666663,2.1674977940343112,1.1465283255071994,0.7724106187923947,0.19310265469809867]
[2489,622.25,25,0.92708333333333337,2.1664237890855405,0.90450141304346532,0.3792465325525291,9.4811633138132276E-2]
[2490,622.5,25,0.9375,2.1653515178835248,0.64822639272869509,0.13959632915896392,3.4899082289740979E-2]
[2491,622.75,25,0.94791666666666663,2.1642810026719945,0.38182194860760094,2.8528342435655912E-2,7.1320856089139781E-3]
[2492,623,25,0.95833333333333337,2.1632122656582542,0.10956490327730226,6.7407504404298128E-4,1.6851876101074532E-4]
[2493,623.25,25,0.96875,2.1621453290127186,-0.16417842823949158,2.2679953021356148E-3,5.669988255339037E-4]
[2494,623.5,25,0.97916666666666663,2.1610802148684551,-0.43502224904587927,4.2191821759979986E-2,1.0547955439994997E-2]
[2495,623.75,25,0.98958333333333337,2.1600169453207259,-0.69863153300286396,0.17475854535807692,4.3689636339519229E-2]
[2496,624,26,0,2.1589555424265261,-0.95079139435765059,0.44050373641526747,0.11012593410381687]
[2497,624.25,26,{"$f":"IF(A2517<>\"\",MOD(B2517,24)/24,\"\")","v":1.0416666666666666E-2},2.157896028204128,-1.1874744645604869,{"$f":"ABS(0.5*1.025*1*(F2517^3))","v":0.85815691768852065},{"$f":"G2517*$B$13","v":0.21453922942213016}]
[{"$f":"IF(IF(A2517<>\"\",A2517+1<=$B$16,0),A2517+1,\"\")","v":2498},{"$f":"IF(A2518<>\"\",A2518*$B$13,\"\")","v":624.5},{"$f":"IF(A2518<>\"\",ROUNDDOWN(A2518*$B$13/24,0),\"\")","v":26},2.0833333333333332E-2,{"$f":"IF(A2518<>\"\",($B$4+$B$5)/2+($B$5-$B$4)/2*COS(2*PI()/$B$15*B2518),\"\")","v":2.1568384246326264},{"$f":"IF(A2518<>\"\",E2518*COS(2*PI()/$B$7*B2518),\"\")","v":-1.4049051994836819},1.4211336703950328,0.3552834175987582]
[2499,624.75,26,3.125E-2,2.1557827536514784,-1.5996200904902005,2.0977050311961669,0.52442625779904173]
[2500,625,26,4.1666666666666664E-2,2.1547290371600507,-1.7685228194087432,2.8348225157315814,0.70870562893289535]
[2501,625.25,26,5.2083333333333336E-2,2.1536772970171669,-1.908933479384429,3.5650551623838593,0.89126379059596483]
[2502,625.5,26,6.25E-2,2.1526275550406502,-2.0186310794579305,4.2156518382386299,1.0539129595596575]
[2503,625.75,26,7.2916666666666671E-2,2.1515798330068736,-2.0958886590332142,4.7184406068397688,1.1796101517099422]
[2504,626,26,8.3333333333333329E-2,2.1505341526503079,-2.1395004573783734,5.0191597739572842,1.254789943489321]
[2505,626.25,26,9.375E-2,2.1494905356630696,-2.1488007110500869,5.0848984820761567,1.2712246205190392]
[2506,626.5,26,0.10416666666666667,2.1484490036944721,-2.1236737865862798,4.9085959975724682,1.2271489993931171]
[2507,626.75,26,0.11458333333333333,2.1474095783505751,-2.0645554948146922,4.5099689622716976,1.1274922405679244]
[2508,627,26,0.125,2.1463722811937394,-1.9724255744480941,3.9327446106901709,0.98318615267254272]
[2509,627.25,26,0.13541666666666666,2.1453371337421756,-1.8487914740143976,3.2386025888692425,0.80965064721731062]
[2510,627.5,26,0.14583333333333334,2.144304157469501,-1.6956637003414869,2.4986938003511869,0.62467345008779673]
[2511,627.75,26,0.15625,2.1432733738042926,-1.5155231365535597,1.7839454994759645,0.44598637486899112]
[2512,628,26,0.16666666666666666,2.1422448041296422,-1.3112808606893802,1.1555294986908613,0.28888237467271533]
[2513,628.25,26,0.17708333333333334,2.1412184697827144,-1.0862311155766498,0.65684150470315861,0.16421037617578965]
[2514,628.5,26,0.1875,2.140194392054303,-0.8439981895873,0.30811895401021122,7.7029738502552805E-2]
[2515,628.75,26,0.19791666666666666,2.1391725921883884,-0.58847806462195262,0.10444429133383852,2.611107283345963E-2]
[2516,629,26,0.20833333333333334,2.1381530913816982,-0.32377577059248785,1.7395099079709739E-2,4.3487747699274349E-3]
[2517,629.25,26,0.21875,2.1371359107832686,-5.4139453476355445E-2,8.132713474287631E-5,2.0331783685719077E-5]
[2518,629.5,26,0.22916666666666666,2.1361210714940024,0.21610778436512593,5.1725548193375156E-3,1.2931387048343789E-3]
[2519,629.75,26,0.23958333333333334,2.1351085945662338,0.48263717828851682,5.7617736012070681E-2,1.440443400301767E-2]
[2520,630,26,0.25,2.1340985010032911,0.74118361948675715,0.2086754254590622,5.2168856364765551E-2]
[2521,630.25,26,0.26041666666666669,2.133090811759061,0.98761388741595768,0.49369125480598008,0.12342281370149502]
[2522,630.5,26,0.27083333333333331,2.1320855477375531,1.2179927052854669,0.92603613035287236,0.23150903258821809]
[2523,630.75,26,0.28125,2.1310827297924684,1.4286455632698656,1.4944017248098496,0.37360043120246239]
[2524,631,26,0.29166666666666669,2.1300823787267635,1.6162173068637253,2.1636804882776355,0.54092012206940887]
[2525,631.25,26,0.30208333333333331,2.1290845152922215,1.7777255565553238,2.8793072935191466,0.71982682337978665]
[2526,631.5,26,0.3125,2.1280891601890217,1.9106081086289897,3.5744458267427133,0.89361145668567832]
[2527,631.75,26,0.32291666666666669,2.1270963340653086,2.0127635640643109,4.1789979284790979,1.0447494821197745]
[2528,632,26,0.33333333333333331,2.1261060575167634,2.082584541615963,4.6291557283281692,1.1572889320820423]
[2529,632.25,26,0.34375,2.1251183510861793,2.1189829504726072,4.8761410164329799,1.219035254108245]
[2530,632.5,26,0.35416666666666669,2.1241332352630331,2.1214069254878409,4.8928941055003126,1.2232235263750781]
[2531,632.75,26,0.36458333333333331,2.1231507304830592,2.089849161801173,4.6777681632424137,1.1694420408106034]
[2532,633,26,0.375,2.1221708571278306,2.0248465235737867,4.2547123316447131,1.0636780829111783]
[2533,633.25,26,0.38541666666666669,2.1211936355243295,1.9274709413437252,3.6699266796685466,0.91748166991713664]
[2534,633.5,26,0.39583333333333331,2.1202190859445293,1.7993117519175776,2.9854728029347388,0.74636820073368471]
[2535,633.75,26,0.40625,2.1192472286049764,1.6424497715317867,2.2707543822403937,0.56768859556009843]
[2536,634,26,0.41666666666666669,2.1182780836663642,1.4594235250491565,1.5930811443516766,0.39827028608791915]
[2537,634.25,26,0.42708333333333331,2.1173116712331206,1.2531881790971431,1.0086552161075262,0.25216380402688154]
[2538,634.5,26,0.4375,2.1163480113529896,1.0270678433083655,0.55525345012401695,0.13881336253100424]
[2539,634.75,26,0.44791666666666669,2.1153871240166136,0.78470200933902834,0.24763279743194808,6.1908199357987019E-2]
[2540,635,26,0.45833333333333331,2.1144290291571202,0.52998699043961084,7.6293844020188656E-2,1.9073461005047164E-2]
[2541,635.25,26,0.46875,2.11347374664971,0.26701330355645514,9.7564667709061532E-3,2.4391166927265383E-3]
[2542,635.5,26,0.47916666666666669,2.1125212963112405,-6.7286231255121845E-14,1.5612501077086642E-40,3.9031252692716605E-41]
[2543,635.75,26,0.48958333333333331,2.1115716978998185,-0.26677300139005389,9.7301490847918112E-3,2.4325372711979528E-3]
[2544,636,26,0.5,2.1106249711143885,-0.52903349365835495,7.5882804856920061E-2,1.8970701214230015E-2]
[2545,636.25,26,0.51041666666666663,2.1096811355943257,-0.78258537521122651,0.24563432359461571,6.1408580898653926E-2]
[2546,636.5,26,0.52083333333333337,2.1087402109190259,-1.0233757628272306,0.54928691199408419,0.13732172799852105]
[2547,636.75,26,0.53125,2.1078022166075017,-1.2475597511767884,0.99512568295262771,0.24878142073815693]
[2548,637,26,0.54166666666666663,2.1068671721179766,-1.4515617844758293,1.567474367014049,0.39186859175351224]
[2549,637.25,26,0.55208333333333337,2.1059350968474817,-1.6321326610651277,2.2282311267325192,0.5570577816831298]
[2550,637.5,26,0.5625,2.1050060101314525,-1.7864012624899854,2.9216683820508655,0.73041709551271639]
[2551,637.75,26,0.57291666666666663,2.1040799312433296,-1.9119201839079429,3.581814941507969,0.89545373537699224]
[2552,638,26,0.58333333333333337,2.1031568793941569,-2.0067045409978124,4.1413713055164312,1.0353428263791078]
[2553,638.25,26,0.59375,2.1022368737321835,-2.0692633383957606,4.5408918629001862,1.1352229657250466]
[2554,638.5,26,0.60416666666666663,2.1013199333424679,-2.0986229042767022,4.7369313962244508,1.1842328490561127]
[2555,638.75,26,0.61458333333333337,2.1004060772464808,-2.0943420231063792,4.7080025631055502,1.1770006407763876]
[2556,639,26,0.625,2.0994953244017092,-2.0565185317710855,4.4575041060997647,1.1143760265249412]
[2557,639.25,26,0.63541666666666663,2.0985876937012673,-1.9857872811067363,4.0132114616630572,1.0033028654157643]
[2558,639.5,26,0.64583333333333337,2.0976832039735007,-1.883309503108699,3.4234103809000849,0.85585259522502122]
[2559,639.75,26,0.65625,2.096781873981596,-1.7507537615938289,2.7502303735453646,0.68755759338634115]
[2560,640,26,0.66666666666666663,2.0958837224231948,-1.590268798608204,2.0611304718988435,0.51528261797471087]
[2561,640.25,26,{"$f":"IF(A2581<>\"\",MOD(B2581,24)/24,\"\")","v":0.67708333333333337},2.0949887679300021,-1.4044487182789211,{"$f":"ABS(0.5*1.025*1*(F2581^3))","v":1.419748857987128},{"$f":"G2581*$B$13","v":0.35493721449678201}]
[{"$f":"IF(IF(A2581<>\"\",A2581+1<=$B$16,0),A2581+1,\"\")","v":2562},{"$f":"IF(A2582<>\"\",A2582*$B$13,\"\")","v":640.5},{"$f":"IF(A2582<>\"\",ROUNDDOWN(A2582*$B$13/24,0),\"\")","v":26},0.6875,{"$f":"IF(A2582<>\"\",($B$4+$B$5)/2+($B$5-$B$4)/2*COS(2*PI()/$B$15*B2582),\"\")","v":2.0940970290674015},{"$f":"IF(A2582<>\"\",E2582*COS(2*PI()/$B$7*B2582),\"\")","v":-1.1962910720306619},0.87741378741847753,0.21935344685461938]
[2563,640.75,26,0.69791666666666663,2.0932085243340715,-0.96914852217883263,0.46651421689860928,0.11662855422465232]
[2564,641,26,0.70833333333333337,2.0923232721615981,-0.72667486307111662,0.19665920632813025,4.9164801582032562E-2]
[2565,641.25,26,0.71875,2.0914412909140956,-0.47276626855022569,5.4154346211052577E-2,1.3538586552763144E-2]
[2566,641.5,26,0.72916666666666663,2.0905625988878249,-0.21149871013911431,4.8486076127198753E-3,1.2121519031799688E-3]
[2567,641.75,26,0.73958333333333337,2.0896872143108136,5.2937449204099277E-2,7.6029634479742711E-5,1.9007408619935678E-5]
[2568,642,26,0.75,2.0888151553424761,0.31630463659141927,1.6218494732435987E-2,4.0546236831089967E-3]
[2569,642.25,26,0.76041666666666663,2.0879464400732415,0.57438594930371978,9.7119243875539107E-2,2.4279810968884777E-2]
[2570,642.5,26,0.77083333333333337,2.0870810865241736,0.8230526465670841,0.28574373487893429,7.1435933719733571E-2]
[2571,642.75,26,0.78125,2.0862191126465999,1.0583301732388992,0.60751555770687604,0.15187888942671901]
[2572,643,26,0.79166666666666663,2.0853605363217378,1.2764616600513303,1.0659017964962152,0.2664754491240538]
[2573,643.25,26,0.80208333333333337,2.0845053753603247,1.4739678863370804,1.6411864942881913,0.41029662357204782]
[2574,643.5,26,0.8125,2.0836536475022465,1.6477027486264932,2.292611508995245,0.57315287724881125]
[2575,643.75,26,0.82291666666666663,2.0828053704161738,1.7949033512229948,2.9635828643737225,0.74089571609343063]
[2576,644,26,0.83333333333333337,2.0819605616991907,1.9132339216587406,3.589203533804679,0.89730088345116976]
[2577,644.25,26,0.84375,2.0811192388764312,2.0008228534060981,4.1050626307778026,1.0262656576944507]
[2578,644.5,26,0.85416666666666663,2.080281419400718,2.0562922887659396,4.4560331227352092,1.1140082806838023]
[2579,644.75,26,0.86458333333333337,2.0794471206521976,2.078779774701415,4.6038304172801165,1.1509576043200291]
[2580,645,26,0.875,2.0786163599379801,2.0679516516028196,4.5322620481618987,1.1330655120404747]
[2581,645.25,26,0.88541666666666663,2.0777891544917826,2.0240079675201246,4.2494284683083201,1.06235711707708]
[2582,645.5,26,0.89583333333333337,2.0769655214735683,1.9476788461578103,3.7865693209961346,0.94664233024903366]
[2583,645.75,26,0.90625,2.0761454779691935,1.8402123737186684,3.1937264092603614,0.79843160231509036]
[2584,646,26,0.91666666666666663,2.07532904099005,1.7033542053204,2.5328459179055089,0.63321147947637724]
[2585,646.25,26,0.92708333333333337,2.0745162274727162,1.5393192240231461,1.8693040599145194,0.46732601497862986]
[2586,646.5,26,0.9375,2.0737070542786027,1.3507557123839791,1.2630609500610777,0.31576523751526941]
[2587,646.75,26,0.94791666666666663,2.072901538193602,1.1407026158722644,0.7606960868221444,0.1901740217055361]
[2588,647,26,0.95833333333333337,2.0720996959277445,0.9125405875308783,0.38944886224695807,9.7362215561739518E-2]
[2589,647.25,26,0.96875,2.0713015441148466,0.66993760220756904,0.15409797556827948,3.8524493892069869E-2]
[2590,647.5,26,0.97916666666666663,2.0705070993121693,0.41679001492456685,3.7106140757172466E-2,9.2765351892931166E-3]
[2591,647.75,26,0.98958333333333337,2.0697163780000736,0.15716001014451517,1.9893903833584142E-3,4.9734759583960355E-4]
[2592,648,27,0,2.0689293965816775,-0.10478955432285851,5.8972270584748169E-4,1.4743067646187042E-4]
[2593,648.25,27,1.0416666666666666E-2,2.068146171382518,-0.36486186414229194,2.4893117426880579E-2,6.2232793567201447E-3]
[2594,648.5,27,2.0833333333333332E-2,2.0673667186502107,-0.61889335722630701,0.12149022423199188,3.0372556057997969E-2]
[2595,648.75,27,3.125E-2,2.0665910545541131,-0.86282034865220092,0.32919634632322103,8.2299086580805259E-2]
[2596,649,27,4.1666666666666664E-2,2.0658191951849894,-1.0927440060954492,0.66872747793064202,0.16718186948266051]
[2597,649.25,27,5.2083333333333336E-2,2.0650511565546767,-1.3049926373691241,1.1389851296016775,0.28474628240041938]
[2598,649.5,27,6.25E-2,2.0642869545957532,-1.4961802954622176,1.7165073295696975,0.42912683239242438]
[2599,649.75,27,7.2916666666666671E-2,2.0635266051612065,-1.6632607661492622,2.3581688568828141,0.58954221422070352]
[2600,650,27,8.3333333333333329E-2,2.0627701240241061,-1.8035760778246421,3.0067496468316337,0.75168741170790843]
[2601,650.25,27,9.375E-2,2.0620175268772756,-1.9148987615051749,3.5985813471924155,0.89964533679810388]
[2602,650.5,27,0.10416666666666667,2.061268829332966,-1.9954671895093792,4.0721863478427709,1.0180465869606927]
[2603,650.75,27,0.11458333333333333,2.0605240469225348,-2.0440134325518606,4.3766831423928503,1.0941707855982126]
[2604,651,27,0.125,2.059783195096121,-2.059783195096121,4.4787662976858247,1.1196915744214562]
[2605,651.25,27,0.13541666666666666,2.0590462892223256,-2.0425475158624624,4.3672733421924432,1.0918183355481108]
[2606,651.5,27,0.14583333333333334,2.0583133445878929,-1.9926060523525109,4.0546951264698707,1.0136737816174677]
[2607,651.75,27,0.15625,2.0575843763973936,-1.9107819030144699,3.5754213409613902,0.89385533524034755]
[2608,652,27,0.16666666666666666,2.0568593997729079,-1.7984080560766336,2.9809767429130964,0.74524418572827411]
[2609,652.25,27,0.17708333333333334,2.0561384297537151,-1.6573056879553871,2.332930131428566,0.58323253285714149]
[2610,652.5,27,0.1875,2.0554214812959772,-1.4897546643590729,1.694486570782479,0.42362164269561975]
[2611,652.75,27,0.19791666666666666,2.0547085692724321,-1.2984567216790672,1.1219572427478983,0.28048931068697458]
[2612,653,27,0.20833333333333334,2.0539997084720838,-1.0864919230037677,0.65731474730011263,0.16432868682502816]
[2613,653.25,27,0.21875,2.0532949135998959,-0.85726909024110742,0.32288313765946475,8.0720784414866187E-2]
[2614,653.5,27,0.22916666666666666,2.0525941992764851,-0.614471009692385,0.11890443776948241,2.9726109442370603E-2]
[2615,653.75,27,0.23958333333333334,2.0518975800378207,-0.36199529145522197,2.4310989434031274E-2,6.0777473585078186E-3]
[2616,654,27,0.25,2.0512050703349214,-0.10389183193021391,5.7469587850104227E-4,1.4367396962526057E-4]
[2617,654.25,27,0.26041666666666669,2.0505166845335543,0.15570211762745251,1.9345387237006064E-3,4.8363468092515159E-4]
[2618,654.5,27,0.27083333333333331,2.0498324369139387,0.41262823598049042,3.6005653643123664E-2,9.001413410780916E-3]
[2619,654.75,27,0.28125,2.0491523416704513,0.66277370875201236,0.14920716770626025,3.7301791926565062E-2]
[2620,655,27,0.29166666666666669,2.0484764129113269,0.9021370318499804,0.37628023049694609,9.4070057624236522E-2]
[2621,655.25,27,0.30208333333333331,2.0478046646583703,1.1268919891907072,0.73339972797275266,0.18334993199318816]
[2622,655.5,27,0.3125,2.0471371108466641,1.3334487823650325,1.2151304028256296,0.30378260070640739]
[2623,655.75,27,0.32291666666666669,2.0464737653242779,1.518511336139525,1.7945186860701483,0.44862967151753708]
[2624,656,27,0.33333333333333331,2.0458146418519836,1.6791298655186868,2.4263124589659331,0.60657811474148327]
[2625,656.25,27,{"$f":"IF(A2645<>\"\",MOD(B2645,24)/24,\"\")","v":0.34375},2.0451597541029689,1.812747866499737,{"$f":"ABS(0.5*1.025*1*(F2645^3))","v":3.0528542998471844},{"$f":"G2645*$B$13","v":0.76321357496179609}]
[{"$f":"IF(IF(A2645<>\"\",A2645+1<=$B$16,0),A2645+1,\"\")","v":2626},{"$f":"IF(A2646<>\"\",A2646*$B$13,\"\")","v":656.5},{"$f":"IF(A2646<>\"\",ROUNDDOWN(A2646*$B$13/24,0),\"\")","v":27},0.35416666666666669,{"$f":"IF(A2646<>\"\",($B$4+$B$5)/2+($B$5-$B$4)/2*COS(2*PI()/$B$15*B2646),\"\")","v":2.044509115662553},{"$f":"IF(A2646<>\"\",E2646*COS(2*PI()/$B$7*B2646),\"\")","v":1.9172427824067069},3.6118125629321143,0.90295314073302857]
[2627,656.75,27,0.36458333333333331,2.0438627400279041,1.9909596993472807,4.0446530829671925,1.0111632707417981]
[2628,657,27,0.375,2.043220640607764,2.0327375362618003,4.3046494495681058,1.0761623623920265]
[2629,657.25,27,0.38541666666666669,2.042582830722163,2.041927315432698,4.3632963050422324,1.0908240762605581]
[2630,657.5,27,0.39583333333333331,2.0419493236021489,2.0184022262639401,4.21421820924229,1.0535545523105725]
[2631,657.75,27,0.40625,2.0413201323895107,1.9625593265899977,3.8740235076071392,0.9685058769017848]
[2632,658,27,0.41666666666666669,2.0406952701365064,1.8753128596283712,3.3799872724650899,0.84499681811627247]
[2633,658.25,27,0.42708333333333331,2.0400747498055902,1.758079298806329,2.7848977243775388,0.6962244310943847]
[2634,658.5,27,0.4375,2.0394585842691471,1.612754364929319,2.1498024213063642,0.53745060532659106]
[2635,658.75,27,0.44791666666666669,2.0388467863092239,1.4416823883996233,1.5356867924142381,0.38392169810355953]
[2636,659,27,0.45833333333333331,2.0382393686172628,1.2476185113947738,0.99526630120236959,0.2488165753005924]
[2637,659.25,27,0.46875,2.037636343793841,1.033684339124584,0.56605375971157057,0.14151343992789264]
[2638,659.5,27,0.47916666666666669,2.0370377243484072,0.80331775368349567,0.26567822755322124,6.6419556888305309E-2]
[2639,659.75,27,0.48958333333333331,2.036443522699023,0.5602176969385374,9.0108205565647706E-2,2.2527051391411927E-2]
[2640,660,27,0.5,2.0358537511721044,0.30828480886435777,1.5015861165580841E-2,3.7539652913952102E-3]
[2641,660.25,27,0.51041666666666663,2.0352684220021677,5.1558873485254612E-2,7.0243174313150717E-5,1.7560793578287679E-5]
[2642,660.5,27,0.52083333333333337,2.0346875473315733,-0.20584592493222831,4.4701355351772819E-3,1.1175338837943205E-3]
[2643,660.75,27,0.53125,2.0341111392102778,-0.45980689837143857,4.9821903650088747E-2,1.2455475912522187E-2]
[2644,661,27,0.54166666666666663,2.033539209595578,-0.70625884935850836,0.18054504644120298,4.5136261610300744E-2]
[2645,661.25,27,0.55208333333333337,2.0329717703518693,-0.94125910723340944,0.42738713349692409,0.10684678337423102]
[2646,661.5,27,0.5625,2.0324088332503951,-1.1610505665138784,0.80213464406326129,0.20053366101581532]
[2647,661.75,27,0.57291666666666663,2.031850409969004,-1.3621217200295961,1.2952142804925184,0.3238035701231296]
[2648,662,27,0.58333333333333337,2.0312965120919086,-1.5412627281472859,1.8763934062064409,0.46909835155161023]
[2649,662.25,27,0.59375,2.0307471511094435,-1.6956166293538071,2.4984857177223208,0.62462142943058019]
[2650,662.5,27,0.60416666666666663,2.0302023384178285,-1.8227248756786627,3.1035391749576,0.7758847937394]
[2651,662.75,27,0.61458333333333337,2.0296620853189298,-1.9205664676620635,3.6306291954212346,0.90765729885530866]
[2652,663,27,0.625,2.0291264030200287,-1.9875900663440906,4.024151498365133,1.0060378745912832]
[2653,663.25,27,0.63541666666666663,2.0285953026335868,-2.0227385724151858,4.2414381519468085,1.0603595379867021]
[2654,663.5,27,0.64583333333333337,2.0280687951770164,-2.0254657834217911,4.2586171881714909,1.0646542970428727]
[2655,663.75,27,0.65625,2.0275468915724515,-1.9957448668287421,4.0738865679484428,1.0184716419871107]
[2656,664,27,0.66666666666666663,2.0270296026465227,-1.9340685177700225,3.7077414040702008,0.9269353510175502]
[2657,664.25,27,0.67708333333333337,2.0265169391301292,-1.8414408033751373,3.2001265745514247,0.80003164363785617]
[2658,664.5,27,0.6875,2.0260089116582201,-1.7193608285119193,2.6049233831703131,0.65123084579257828]
[2659,664.75,27,0.69791666666666663,2.0255055307695717,-1.5697984885127119,1.9825565755557746,0.49563914388894365]
[2660,665,27,0.70833333333333337,2.025006806906569,-1.3951627008617007,1.3917731083807636,0.34794327709519091]
[2661,665.25,27,0.71875,2.0245127504149893,-1.1982626278982806,0.88175902454120281,0.2204397561353007]
[2662,665.5,27,0.72916666666666663,2.0240233715437883,-0.98226251441897938,0.48570948167472816,0.12142737041868204]
[2663,665.75,27,0.73958333333333337,2.0235386804448861,-0.75063086585558025,0.21675699695517617,5.4189249238794042E-2]
[2664,666,27,0.75,2.023058687172957,-0.50708478284792802,6.6824482410951486E-2,1.6706120602737871E-2]
[2665,666.25,27,0.76041666666666663,2.022583401685222,-0.25553034508165151,8.5510867844993451E-3,2.1377716961248363E-3]
[2666,666.5,27,0.77083333333333337,2.0221128338412413,7.0351911534850106E-14,1.7845206432712477E-40,4.4613016081781193E-41]
[2667,666.75,27,0.78125,2.0216469934027095,0.25541204057510503,8.5392154295020166E-3,2.1348038573755041E-3]
[2668,667,27,0.79166666666666663,2.0211858900332542,0.50661536150247943,6.6639070762678304E-2,1.6659767690669576E-2]
[2669,667.25,27,0.80208333333333337,2.0207295332982347,0.74958881384276932,0.21585552064972371,5.3963880162430929E-2]
[2670,667.5,27,0.8125,2.0202779326645426,0.9804448455803636,0.48301806386889046,0.12075451596722261]
[2671,667.75,27,0.82291666666666663,2.0198310975004086,1.1954916649971377,0.87565599912301306,0.21891399978075327]
[2672,668,27,0.83333333333333337,2.0193890370752041,1.3912922432889276,1.3802220501354028,0.34505551253385069]
[2673,668.25,27,0.84375,2.0189517605592524,1.5647192140235047,1.9633743651556457,0.49084359128891142]
[2674,668.5,27,0.85416666666666663,2.0185192770236369,1.7130047930885601,2.5761408492346272,0.64403521230865679]
[2675,668.75,27,0.86458333333333337,2.0180915954400112,1.833784922807921,3.1603782390560466,0.79009455976401166]
[2676,669,27,0.875,2.0176687246804175,1.9251369366282334,3.6566109020945436,0.91415272552363591]
[2677,669.25,27,0.88541666666666663,2.0172506735170974,1.9856101447085865,4.012137596774096,1.003034399193524]
[2678,669.5,27,0.89583333333333337,2.0168374506223143,2.0142488542172918,4.1882562528474745,1.0470640632118686]
[2679,669.75,27,0.90625,2.0164290645681708,2.0106074593320793,4.1655824800224766,1.0413956200056191]
[2680,670,27,0.91666666666666663,2.0160255238264311,1.9747573629172248,3.946708900184313,0.98667722504607824]
[2681,670.25,27,0.92708333333333337,2.0156268367683468,1.9072856225762997,3.5558306964181066,0.88895767410452664]
[2682,670.5,27,0.9375,2.0152330116644812,1.8092853461651786,3.0353939695650292,0.75884849239125729]
[2683,670.75,27,0.94791666666666663,2.0148440566845398,1.6823379937785474,2.4402461095052264,0.61006152737630659]
[2684,671,27,0.95833333333333337,2.0144599798971998,1.5284878725865549,1.830121240694385,0.45753031017359624]
[2685,671.25,27,0.96875,2.0140807892699417,1.3502092356300737,1.2615285762259274,0.31538214405648185]
[2686,671.5,27,0.97916666666666663,2.0137064926688861,1.1503665137917634,0.78019392356940676,0.19504848089235169]
[2687,671.75,27,0.98958333333333337,2.0133370978586287,0.93216831976091274,0.41512308682303167,0.10378077170575792]
[2688,672,28,0,2.0129726125020806,0.69911596215466165,0.17512232874821812,4.378058218705453E-2]
[2689,672.25,28,{"$f":"IF(A2709<>\"\",MOD(B2709,24)/24,\"\")","v":1.0416666666666666E-2},2.0126130441603083,0.45494729546403007,{"$f":"ABS(0.5*1.025*1*(F2709^3))","v":4.8258868227437635E-2},{"$f":"G2709*$B$13","v":1.2064717056859409E-2}]
[{"$f":"IF(IF(A2709<>\"\",A2709+1<=$B$16,0),A2709+1,\"\")","v":2690},{"$f":"IF(A2710<>\"\",A2710*$B$13,\"\")","v":672.5},{"$f":"IF(A2710<>\"\",ROUNDDOWN(A2710*$B$13/24,0),\"\")","v":28},2.0833333333333332E-2,{"$f":"IF(A2710<>\"\",($B$4+$B$5)/2+($B$5-$B$4)/2*COS(2*PI()/$B$15*B2710),\"\")","v":2.0122584002923776},{"$f":"IF(A2710<>\"\",E2710*COS(2*PI()/$B$7*B2710),\"\")","v":0.20357680576263834},4.3239310197902368E-3,1.0809827549475592E-3]
[2691,672.75,28,3.125E-2,2.0119086882551986,-5.0967108023835889E-2,6.7852186068713009E-5,1.6963046517178252E-5]
[2692,673,28,4.1666666666666664E-2,2.0115639153033724,-0.30460665300282991,1.4484784013158815E-2,3.6211960032897037E-3]
[2693,673.25,28,5.2083333333333336E-2,2.0112240885890422,-0.55327992864903874,8.6801777075003181E-2,2.1700444268750795E-2]
[2694,673.5,28,6.25E-2,2.0108892151617432,-0.79300593598327396,0.25557783349257274,6.3894458373143184E-2]
[2695,673.75,28,7.2916666666666671E-2,2.0105593019682573,-1.0199482697959572,0.54378635578624812,0.13594658894656203]
[2696,674,28,8.3333333333333329E-2,2.0102343558524693,-1.2304764755401407,0.9548030889067376,0.2387007722266844]
[2697,674.25,28,9.375E-2,2.0099143835552238,-1.4212240902162681,1.4712333151647803,0.36780832879119507]
[2698,674.5,28,0.10416666666666667,2.0095993917141861,-1.5891424399323215,2.0567539886557604,0.51418849716394011]
[2699,674.75,28,0.11458333333333333,2.0092893868637054,-1.7315493349903559,2.6607157439884106,0.66517893599710265]
[2700,675,28,0.125,2.0089843754346766,-1.8461718852287137,3.2248555677243602,0.80621389193109005]
[2701,675.25,28,0.13541666666666666,2.0086843637544098,-1.9311827526274425,3.6911695286353221,0.92279238215883053]
[2702,675.5,28,0.14583333333333334,2.0083893580464975,-1.9852292633466404,4.0098292050825446,1.0024573012706361]
[2703,675.75,28,0.15625,2.0080993644306862,-2.0074549157374189,4.1460188396089759,1.036504709902244]
[2704,676,28,0.16666666666666666,2.007814388922748,-1.9975129426040827,4.0847236094035821,1.0211809023508955]
[2705,676.25,28,0.17708333333333334,2.0075344374343578,-1.9555717131616386,3.8327907503207279,0.95819768758018198]
[2706,676.5,28,0.1875,2.0072595157729691,-1.8823118906886149,3.4179729932552756,0.8544932483138189]
[2707,676.75,28,0.19791666666666666,2.0069896296416947,-1.7789153937345092,2.8850925515479493,0.72127313788698733]
[2708,677,28,0.20833333333333334,2.006724784639188,-1.6470463397963966,2.2898726211639961,0.57246815529099904]
[2709,677.25,28,0.21875,2.0064649862595254,-1.488824278536157,1.6913138163379653,0.42282845408449132]
[2710,677.5,28,0.22916666666666666,2.0062102398920953,-1.3067901448211963,1.143698157497349,0.28592453937433726]
[2711,677.75,28,0.23958333333333334,2.0059605508214835,-1.1038654781705866,0.68935403907712689,0.17233850976928172]
[2712,678,28,0.25,2.0057159242273652,-0.8833055627156905,0.35320493758862342,8.8301234397155856E-2]
[2713,678.25,28,0.26041666666666669,2.0054763651843972,-0.64864723883056197,0.13986839484945007,3.4967098712362518E-2]
[2714,678.5,28,0.27083333333333331,2.0052418786621118,-0.40365222259444583,3.3706675044064945E-2,8.4266687610162361E-3]
[2715,678.75,28,0.28125,2.0050124695248144,-0.15224684087143842,1.8085842273178191E-3,4.5214605682945477E-4]
[2716,679,28,0.29166666666666669,2.004788142531484,0.10154085311694884,5.3655752917629394E-4,1.3413938229407348E-4]
[2717,679.25,28,0.30208333333333331,2.0045689023356714,0.35364557719774303,2.2667235817944394E-2,5.6668089544860984E-3]
[2718,679.5,28,0.3125,2.0043547534854049,0.60002989854988809,0.11071654967202098,2.7679137418005244E-2]
[2719,679.75,28,0.32291666666666669,2.0041457004230958,0.83674885177608171,0.30024739283548779,7.5061848208871948E-2]
[2720,680,28,0.33333333333333331,2.0039417474854453,1.0600130632115072,0.61041826743320493,0.15260456685830123]
[2721,680.25,28,0.34375,2.0037428989033552,1.2662493720552712,1.0405227946849089,0.26013069867122723]
[2722,680.5,28,0.35416666666666669,2.0035491588018401,1.4521579791585968,1.5694065695096295,0.39235164237740738]
[2723,680.75,28,0.36458333333333331,2.0033605311999416,1.6147652100354211,2.1578538245403607,0.53946345613509017]
[2724,681,28,0.375,2.0031770200106451,1.7514710489849226,2.7536120836602587,0.68840302091506467]
[2725,681.25,28,0.38541666666666669,2.0029986290407984,1.8600906849978833,3.2983460892645211,0.82458652231613028]
[2726,681.5,28,0.39583333333333331,2.0028253619910337,1.9388894060284516,3.7355364873912409,0.93388412184781022]
[2727,681.75,28,0.40625,2.0026572224556887,1.9866102847041038,4.018203320401887,1.0045508301004717]
[2728,682,28,0.41666666666666669,2.0024942139227342,2.0024942139227342,4.1153585534691643,1.0288396383672911]
[2729,682.25,28,0.42708333333333331,2.0023363397737013,1.9862919731982307,4.0162721382793309,1.0040680345698327]
[2730,682.5,28,0.4375,2.0021836032836098,1.9382681341079535,3.7319467410776448,0.9329866852694112]
[2731,682.75,28,0.44791666666666669,2.0020360076209021,1.8591967437288324,3.2935929163581621,0.82339822908954052]
[2732,683,28,0.45833333333333331,2.0018935558473765,1.7503488564368106,2.748322638211024,0.68708065955275599]
[2733,683.25,28,0.46875,2.0017562509181239,1.6134721147856881,2.1526739817180105,0.53816849542950262]
[2734,683.5,28,0.47916666666666669,2.0016240956814668,1.4507627072938893,1.5648871324361056,0.39122178310902639]
[2735,683.75,28,0.48958333333333331,2.0014970928788993,1.2648301528181971,1.0370280435939281,0.25925701089848202]
[2736,684,28,0.5,2.0013752451450313,1.0586554758409816,0.60807593238405244,0.15201898309601311]
[2737,684.25,28,0.51041666666666663,2.0012585550075324,0.83554344260302094,0.29895166413759339,7.4737916034398347E-2]
[2738,684.5,28,0.52083333333333337,2.0011470248870822,0.59906962289901333,0.11018583437929916,2.7546458594824789E-2]
[2739,684.75,28,0.53125,2.0010406570973172,0.35302312499746147,2.2547756436311971E-2,5.6369391090779928E-3]
[2740,685,28,0.54166666666666663,2.0009394538447838,0.10134592023381715,5.3347329146090578E-4,1.3336832286522644E-4]
[2741,685.25,28,0.55208333333333337,2.0008434172288925,-0.1519302717472725,1.7973258211977951E-3,4.4933145529944878E-4]
[2742,685.5,28,0.5625,2.0007525492418758,-0.40274852722599269,3.3480794296053253E-2,8.3701985740133131E-3]
[2743,685.75,28,0.57291666666666663,2.0006668517687443,-0.64709165949226566,0.1388645132337662,3.4716128308441549E-2]
[2744,686,28,0.58333333333333337,2.0005863265872494,-0.88104651791527,0.3505019084832946,8.762547712082365E-2]
[2745,686.25,28,0.59375,2.0005109753678454,-1.1008666164974343,0.68375100216957474,0.17093775054239368]
[2746,686.5,28,0.60416666666666663,2.0004407996736564,-1.3030320902223045,1.133859397367964,0.28346484934199101]
[2747,686.75,28,0.61458333333333337,2.0003758009604411,-1.4843060203199294,1.6759621896818848,0.4189905474204712]
[2748,687,28,0.625,2.0003159805765667,-1.6417862277199544,2.2680033640838078,0.56700084102095194]
[2749,687.25,28,0.63541666666666663,2.000261339762976,-1.7729517064976856,2.8561735153316659,0.71404337883291646]
[{"$f":"IF(IF(A2769<>\"\",A2769+1<=$B$16,0),A2769+1,\"\")","v":2750},{"$f":"IF(A2770<>\"\",A2770*$B$13,\"\")","v":687.5},{"$f":"IF(A2770<>\"\",ROUNDDOWN(A2770*$B$13/24,0),\"\")","v":28},0.64583333333333337,{"$f":"IF(A2770<>\"\",($B$4+$B$5)/2+($B$5-$B$4)/2*COS(2*PI()/$B$15*B2770),\"\")","v":2.000211879653166},{"$f":"IF(A2770<>\"\",E2770*COS(2*PI()/$B$7*B2770),\"\")","v":-1.8757029548906836},3.3820969865429462,0.84552424663573655]
[{"$f":"IF(IF(A2770<>\"\",A2770+1<=$B$16,0),A2770+1,\"\")","v":2751},{"$f":"IF(A2771<>\"\",A2771*$B$13,\"\")","v":687.75},{"$f":"IF(A2771<>\"\",ROUNDDOWN(A2771*$B$13/24,0),\"\")","v":28},0.65625,{"$f":"IF(A2771<>\"\",($B$4+$B$5)/2+($B$5-$B$4)/2*COS(2*PI()/$B$15*B2771),\"\")","v":2.0001676012731617},{"$f":"IF(A2771<>\"\",E2771*COS(2*PI()/$B$7*B2771),\"\")","v":-1.9483955590973885},3.7907510402051918,0.94768776005129796]
[2752,688,28,0.66666666666666663,2.0001285055414963,-1.989866493004911,4.0379941641675963,1.0094985410418991]
[2753,688.25,28,{"$f":"IF(A2773<>\"\",MOD(B2773,24)/24,\"\")","v":0.67708333333333337},2.0000945932691909,-1.9994527135047353,{"$f":"ABS(0.5*1.025*1*(F2773^3))","v":4.0966351090018218},{"$f":"G2773*$B$13","v":1.0241587772504555}]
[2754,688.5,28,0.6875,2.0000658651597387,-1.977001754280304,3.960180981529597,0.99004524538239924]
[2755,688.75,28,0.69791666666666663,2.0000423218090901,-1.9228741489197363,3.6437322140622084,0.91093305351555209]
[2756,689,28,0.70833333333333337,2.0000239637056403,-1.8379376448749249,3.1818975272407792,0.79547438181019481]
[2757,689.25,28,0.71875,2.0000107912302187,-1.723553301067122,2.6240253443492811,0.65600633608732029]
[2758,689.5,28,0.72916666666666663,2.000002804656082,-1.5815536917293433,2.027429168930543,0.50685729223263576]
[2759,689.75,28,0.73958333333333337,2.0000000041489074,-1.4142135653067833,1.4495689104535139,0.36239222761337847]
[null,null,null,null,"Total Energy (kWh/m^2)",null,"-",{"$f":"IF(ISERROR(SUM(H20:H2779)),\"\",SUM(H20:H2779))","v":1743.3282783302907},"per lunar cycle"]
[null,null,null,null,null,null,"-",{"$f":"IF(ISERROR(H2780*(365/$B$6)),\"\",(H2780*(365/$B$6)))","v":22140.390452002648},"per year"]
[null,null,null,null,"Average Power (kW/m^2)",null,{"$f":"IF(ISERROR(AVERAGE(G20:G2779)),\"\",(AVERAGE(G20:G2779)))","v":2.5265627222178124},"-"]

{"sheet":"Tidal Stream 3","index":5,"n_rows":2782,"n_cols":9,"rows_kept":2782,"cut":false,"hidden":false,"merged":[[2781,4,2781,5],[17,0,18,0],[17,1,17,3],[2779,4,2780,5],[2,1,2,2],[7,1,7,2],[8,1,8,2],[9,1,9,2],[10,1,10,2],[13,0,14,0]]}
["Tidal Stream Resource"]
[]
[{"$f":"Input!A45","v":"Site Name"},{"$f":"IF(Input!B65<>\"\",Input!B65,\"-\")","v":"Sound of Islay"},{"$f":"Input!C45","v":0},null,null,null,null,null,"Plots:"]
[{"$f":"Input!A46","v":"Peak Flow (Springs)"},{"$f":"IF((AND(Input!B66<>\"\",Input!B66<>\"[Enter Value]\")),Input!B66,\"0\")","v":4},{"$f":"Input!C46","v":"m/s"}]
[{"$f":"Input!A47","v":"Peak Flow (Neaps)"},{"$f":"IF((AND(Input!B67<>\"\",Input!B67<>\"[Enter Value]\")),Input!B67,\"0\")","v":3.5},{"$f":"Input!C47","v":"m/s"}]
[{"$f":"Input!A48","v":"Lunar Cycle Period"},{"$f":"IF((AND(Input!B68<>\"\",Input!B68<>\"[Enter Value]\")),Input!B68,\"0\")","v":28.74},{"$f":"Input!C48","v":"days"}]
[{"$f":"Input!A49","v":"Tidal Period"},{"$f":"IF((AND(Input!B69<>\"\",Input!B69<>\"[Enter Value]\")),Input!B69,\"0\")","v":12.4},{"$f":"Input!C49","v":"hours"}]
[{"$f":"Input!A50","v":"Proximity to Grid Connection"},{"$f":"IF(Input!B70<>\"\",Input!B70,\"-\")","v":"1-2 km"}]
[{"$f":"Input!A51","v":"Average Water Depth"},{"$f":"IF(Input!B71<>\"\",Input!B71,\"-\")","v":"> 20m"}]
[{"$f":"Input!A52","v":"Seabed Topography"},{"$f":"IF(Input!B72<>\"\",Input!B72,\"-\")","v":"Moderate (Rocky, Gentle Gradient)"}]
[{"$f":"Input!A53","v":"Accessibility"},{"$f":"IF(Input!B73<>\"\",Input!B73,\"-\")","v":"Partially Accessible (Complex Temporary Works, Obstacles)"}]
[]
["Time Step",0.25,"hours"]
["Period",{"$f":"B6/2","v":14.37},"days"]
[null,{"$f":"B14*24","v":344.88},"hours"]
["Number of Steps",{"$f":"B15/B13*2","v":2759.04},"-"]
[]
["No.","Time",null,null,"Amplitude","Current","Power","Energy"]
[null,"Hours","Day","Time","m/s","m/s","kW/(m^2)","kWh/(m^2)"]
[0,{"$f":"A20*$B$13","v":0},{"$f":"ROUNDDOWN(A20*$B$1/24,0)","v":0},{"$f":"MOD(B20,24)/24","v":0},{"$f":"IF(A20<>\"\",($B$4+$B$5)/2+($B$5-$B$4)/2*COS(2*PI()/$B$15*B20),\"\")","v":3.5},{"$f":"IF(A20<>\"\",E20*COS(2*PI()/$B$7*B20),\"\")","v":3.5},{"$f":"ABS(0.5*1.025*1*(F20^3))","v":21.973437499999999},{"$f":"G20*$B$13","v":5.4933593749999998}]
[{"$f":"IF(IF(A20<>\"\",A20+1<=$B$16,0),A20+1,\"\")","v":1},{"$f":"IF(A21<>\"\",A21*$B$13,\"\")","v":0.25},{"$f":"IF(A21<>\"\",ROUNDDOWN(A21*$B$13/24,0),\"\")","v":0},{"$f":"IF(A21<>\"\",MOD(B21,24)/24,\"\")","v":1.0416666666666666E-2},{"$f":"IF(A21<>\"\",($B$4+$B$5)/2+($B$5-$B$4)/2*COS(2*PI()/$B$15*B21),\"\")","v":3.5000025930625718},{"$f":"IF(A21<>\"\",E21*COS(2*PI()/$B$7*B21),\"\")","v":3.4719576919624209},{"$f":"ABS(0.5*1.025*1*(F21^3))","v":21.449498512238911},{"$f":"G21*$B$13","v":5.3623746280597278}]
[{"$f":"IF(IF(A21<>\"\",A21+1<=$B$16,0),A21+1,\"\")","v":2},{"$f":"IF(A22<>\"\",A22*$B$13,\"\")","v":0.5},{"$f":"IF(A22<>\"\",ROUNDDOWN(A22*$B$13/24,0),\"\")","v":0},2.0833333333333332E-2,{"$f":"IF(A22<>\"\",($B$4+$B$5)/2+($B$5-$B$4)/2*COS(2*PI()/$B$15*B22),\"\")","v":3.500010372196495},{"$f":"IF(A22<>\"\",E22*COS(2*PI()/$B$7*B22),\"\")","v":3.3882799571178142},19.935711039071656,4.9839277597679139]
[3,0.75,0,3.125E-2,3.5000233372403957,3.250307170701213,17.598152938181471,4.3995382345453677]
[4,1,0,4.1666666666666664E-2,3.5000414879253205,3.0602494313331521,14.688056939636452,3.6720142349091129]
[5,1.25,0,5.2083333333333336E-2,3.5000648238747423,2.8211511719642064,11.507287013143792,2.8768217532859479]
[6,1.5,0,6.25E-2,3.5000933446045686,2.5368424107980379,8.3670880355644162,2.091772008891104]
[7,1.75,0,7.2916666666666671E-2,3.5001270495231513,2.2118774224967077,5.5459638782280347,1.3864909695570087]
[8,2,0,8.3333333333333329E-2,3.5001659379312984,1.8514618113379733,3.2526560805294267,0.81316402013235667]
[9,2.25,0,9.375E-2,3.5002100090222892,1.4613691536529871,1.5994610844700183,0.39986527111750458]
[10,2.5,0,0.10416666666666667,3.5002592618818911,1.0478485438533838,0.58964336008885587,0.14741084002221397]
[11,2.75,0,0.11458333333333333,3.5003136954883787,0.61752452398706514,0.12068589026811474,3.0171472567028686E-2]
[12,3,0,0.125,3.500373308712553,0.17729099871150497,2.8559718939483426E-3,7.1399297348708564E-4]
[13,3.25,0,0.13541666666666666,3.5004381003177678,-0.26579916610983334,9.6239800048475606E-3,2.4059950012118901E-3]
[14,3.5,0,0.14583333333333334,3.5005080689599541,-0.70464709384005242,0.17931179789091262,4.4827949472728154E-2]
[15,3.75,0,0.15625,3.5005832131876469,-1.1322215883218247,0.74385479002690336,0.18596369750672584]
[16,4,0,0.16666666666666666,3.5006635314420165,-1.541671745818159,1.8778876649139196,0.46947191622847989]
[17,4.25,0,0.17708333333333334,3.5007490220569015,-1.9264366847123346,3.6640221397988562,0.91600553494971404]
[18,4.5,0,0.1875,3.5008396832588411,-2.2803506360967898,6.0771333040371829,1.5192833260092957]
[19,4.75,0,0.19791666666666666,3.5009355131671143,-2.5977417125575553,8.9842488702635457,2.2460622175658864]
[20,5,0,0.20833333333333334,3.5010365097937779,-2.8735227735706532,12.160118298235618,3.0400295745589045]
[21,5.25,0,0.21875,3.5011426710437066,-3.103272932353081,15.316297377315411,3.8290743443288529]
[22,5.5,0,0.22916666666666666,3.5012539947146384,-3.2833083987321352,18.139649972490336,4.5349124931225839]
[23,5.75,0,0.23958333333333334,3.5013704784972197,-3.4107415232184768,20.334818248724101,5.0837045621810253]
[24,6,0,0.25,3.5014921199750524,-3.4835270962616329,21.664638600237524,5.4161596500593809]
[25,6.25,0,0.26041666666666669,3.5016189166247451,-3.5004951606119139,21.982764860108801,5.4956912150272004]
[26,6.5,0,0.27083333333333331,3.5017508658159642,-3.4613698105476192,21.253862875020769,5.3134657187551921]
[27,6.75,0,0.28125,3.5018879648114898,-3.3667736759981843,19.558504231535007,4.8896260578837518]
[28,7,0,0.29166666666666669,3.5020302107672716,-3.2182180187146265,17.082060514802826,4.2705151287007066]
[29,7.25,0,0.30208333333333331,3.5021776007324883,-3.0180785979424805,14.08917315693655,3.5222932892341374]
[30,7.5,0,0.3125,3.5023301316496087,-2.7695576908543265,10.887423537615897,2.7218558844039742]
[31,7.75,0,0.32291666666666669,3.5024878003544555,-2.4766328746537893,7.7853612650652133,1.9463403162663033]
[32,8,0,0.33333333333333331,3.5026506035762699,-2.1439933892232164,5.0508467954007799,1.262711698850195]
[33,8.25,0,0.34375,3.5028185379377801,-1.776965098060673,2.8756138260341912,0.71890345650854781]
[34,8.5,0,0.35416666666666669,3.5029915999552719,-1.3814252478551334,1.3510643585598141,0.33776608963995353]
[35,8.75,0,0.36458333333333331,3.5031697860386597,-0.96370839045817147,0.45870216526812985,0.11467554131703246]
[36,9,0,0.375,3.503353092491563,-0.53050497260978124,7.6517759821307207E-2,1.9129439955326802E-2]
[37,9.25,0,0.38541666666666669,3.5035415155113805,-8.8754216296843505E-2,3.5831158514734463E-4,8.9577896286836158E-5]
[38,9.5,0,0.39583333333333331,3.5037350511893712,0.35446699581737934,2.2825551699030174E-2,5.7063879247575434E-3]
[39,9.75,0,0.40625,3.5039336955107334,0.792057451323539,0.25466186873282959,6.3665467183207397E-2]
[40,10,0,0.41666666666666669,3.5041374443546904,1.217005341114608,0.92378588561499786,0.23094647140374946]
[41,10.25,0,0.42708333333333331,3.5043462934945739,1.6225005736702072,2.1890135346138826,0.54725338365347065]
[42,10.5,0,0.4375,3.5045602385979127,2.0020438721960105,4.1125826639279177,1.0281456659819794]
[43,10.75,0,0.44791666666666669,3.504779275226523,2.3495509075239314,6.6473484921196704,1.6618371230299176]
[44,11,0,0.45833333333333331,3.5050033988365992,2.6594497989331103,9.6398274463653131,2.4099568615913283]
[45,11.25,0,0.46875,3.5052326047788083,2.9267704210093308,12.848719302404694,3.2121798256011735]
[46,11.5,0,0.47916666666666669,3.5054668882983884,3.1472240856292153,15.976324330304557,3.9940810825761393]
[47,11.75,0,0.48958333333333331,3.5057062445352445,3.3172723220426743,18.708425773555842,4.6771064433889604]
[48,12,0,0.5,3.5059506685240507,3.4341836523735076,20.756992066164745,5.1892480165411863]
[49,12.25,0,0.51041666666666663,3.5062001551943536,3.4960774518764359,21.899641524731628,5.474910381182907]
[50,12.5,0,0.52083333333333337,3.5064546993706771,3.5019541899090063,22.010263999622804,5.5025659999057011]
[51,12.75,0,0.53125,3.5067142957726292,3.4517115654945889,21.076445163015411,5.2691112907538526]
[52,13,0,0.54166666666666663,3.5069789390150121,3.3461462770824157,19.201211727661111,4.8003029319152777]
[53,13.25,0,0.55208333333333337,3.5072486236079343,3.1869413960414432,16.588843191533471,4.1472107978833677]
[54,13.5,0,0.5625,3.5075233439569233,2.9766395438778295,13.516760246604344,3.3791900616510859]
[55,13.75,0,0.57291666666666663,3.5078030943630423,2.7186023004534654,10.297478880155548,2.5743697200388871]
[56,14,0,0.58333333333333337,3.5080878690230097,2.4169564909675723,7.2360301409801551,1.8090075352450388]
[57,14.25,0,0.59375,3.5083776620293166,2.0765282096154523,4.588887130946512,1.147221782736628]
[58,14.5,0,0.60416666666666663,3.508672467370352,1.7027656342936015,2.5302212529965491,0.63255531324913727]
[59,14.75,0,0.61458333333333337,3.5089722789305267,1.3016518663323566,1.1302601244053043,0.28256503110132608]
[60,15,0,0.625,3.5092770904903996,0.87960918912893404,0.34878929156181726,8.7197322890454315E-2]
[61,15.25,0,0.63541666666666663,3.5095868957268066,0.44339627716324093,4.4675559161197177E-2,1.1168889790299294E-2]
[62,15.5,0,0.64583333333333337,3.509901688212993,-2.0423812771909914E-15,4.366207099239597E-45,1.0915517748098992E-45]
[63,15.75,0,0.65625,3.5102214614187464,-0.44347644730114738,4.469979680294428E-2,1.117494920073607E-2]
[64,16,0,0.66666666666666663,3.5105462087105308,-0.87992729682454651,0.34916784384260313,8.7291960960650783E-2]
[65,16.25,0,{"$f":"IF(A85<>\"\",MOD(B85,24)/24,\"\")","v":0.67708333333333337},3.5108759233516258,-1.3023580224705651,{"$f":"ABS(0.5*1.025*1*(F85^3))","v":1.1321006469460717},{"$f":"G85*$B$13","v":0.28302516173651793}]
[{"$f":"IF(IF(A85<>\"\",A85+1<=$B$16,0),A85+1,\"\")","v":66},{"$f":"IF(A86<>\"\",A86*$B$13,\"\")","v":16.5},{"$f":"IF(A86<>\"\",ROUNDDOWN(A86*$B$13/24,0),\"\")","v":0},0.6875,{"$f":"IF(A86<>\"\",($B$4+$B$5)/2+($B$5-$B$4)/2*COS(2*PI()/$B$15*B86),\"\")","v":3.5112105985022661},{"$f":"IF(A86<>\"\",E86*COS(2*PI()/$B$7*B86),\"\")","v":-1.7039973943130842},2.5357162202246748,0.6339290550561687]
[67,16.75,0,0.69791666666666663,3.5115502272197827,-2.0784059781311228,4.6013473453124574,1.1503368363281143]
[68,17,0,0.70833333333333337,3.5118948024587477,-2.4195793421679199,7.2596130647982857,1.8149032661995714]
[69,17.25,0,0.71875,3.5122443170711195,-2.7220443175639497,10.336641275999119,2.5841603189997797]
[70,17.5,0,0.72916666666666663,3.512598763806392,-2.9809467697874563,13.575521837563629,3.3938804593909073]
[71,17.75,0,0.73958333333333337,3.5129581353117452,-3.1921294739774027,16.669990958720359,4.1674977396800896]
[72,18,0,0.75,3.5133224241321965,-3.3521988452551121,19.305594777406757,4.8263986943516892]
[73,18.25,0,0.76041666666666663,3.513691622710756,-3.4585794532257341,21.202503373726767,5.3006258434316917]
[74,18.5,0,0.77083333333333337,3.5140657233885837,-3.5095554452321651,22.153900129221633,5.5384750323054082]
[75,18.75,0,0.78125,3.5144447184051479,-3.5042982123196538,22.054491099952603,5.5136227749881508]
[76,19,0,0.79166666666666663,3.5148285998983866,-3.4428798519710537,20.915077164350379,5.2287692910875947]
[77,19.25,0,0.80208333333333337,3.5152173599048693,-3.3262722089603494,18.861109289498618,4.7152773223746545]
[78,19.5,0,0.8125,3.5156109903599639,-3.1563315065099649,16.115422692671885,4.0288556731679712]
[79,19.75,0,0.82291666666666663,3.5160094830980038,-2.9357688106318727,12.967594647848966,3.2418986619622414]
[80,20,0,0.83333333333333337,3.516412829852456,-2.6681067973916939,9.7342724526132205,2.4335681131533051]
[81,20.25,0,0.84375,3.5168210222560927,-2.3576235122273097,6.7161012030951861,1.6790253007737965]
[82,20.5,0,0.85416666666666663,3.5172340518411676,-2.0092840188659262,4.1573621696312939,1.0393405424078235]
[83,20.75,0,0.86458333333333337,3.5176519100395871,-1.6286610294782942,2.2140426565331168,0.55351066413327921]
[84,21,0,0.875,3.5180745881830924,-1.2218457843758619,0.93485241440543232,0.23371310360135808]
[85,21.25,0,0.88541666666666663,3.5185020775034359,-0.79535060596451523,0.25785153350392864,6.4462883375982161E-2]
[86,21.5,0,0.89583333333333337,3.5189343691325656,-0.35600468530904478,2.3123896175405955E-2,5.7809740438514888E-3]
[87,21.75,0,0.90625,3.5193714541028074,8.9155231608776406E-2,3.6319040573875802E-4,9.0797601434689505E-5]
[88,22,0,0.91666666666666663,3.5198133233470519,0.53299750878544416,7.7601373337858465E-2,1.9400343334464616E-2]
[89,22.25,0,0.92708333333333337,3.5202599676989421,0.96840983299918693,0.46544829232494539,0.11636207308123635]
[90,22.5,0,0.9375,3.5207113778930643,1.3884131460362137,1.3716712026228146,0.34291780065570365]
[91,22.75,0,0.94791666666666663,3.5211675445651394,1.7862734718767201,2.9210414203022541,0.73026035507556353]
[92,23,0,0.95833333333333337,3.5216284582522173,2.1556098476062848,5.1333910201484185,1.2833477550371046]
[93,23.25,0,0.96875,3.5220941093928739,2.4904966287288959,7.9168377465084134,1.9792094366271034]
[94,23.5,0,0.97916666666666663,3.5225644883274092,2.7855585291676754,11.077218800934222,2.7693047002335556]
[95,23.75,0,0.98958333333333337,3.5230395852980467,3.036056872121025,14.342457694827429,3.5856144237068572]
[96,24,1,0,3.5235193904491373,3.2379656682485902,17.398451175123572,4.349612793780893]
[97,24.25,1,1.0416666666666666E-2,3.5240038938273628,3.3880363001538072,19.931410515867245,4.9828526289668114]
[98,24.5,1,2.0833333333333332E-2,3.5244930853819421,3.4838497742135033,21.670659522640012,5.417664880660003]
[99,24.75,1,3.125E-2,3.5249869549648412,3.5238556995712327,22.425814088637232,5.6064535221593079]
[100,25,1,4.1666666666666664E-2,3.525485492330982,3.507397366383266,22.113056947469975,5.5282642368674937]
[101,25.25,1,5.2083333333333336E-2,3.5259886871384563,3.434722517790624,20.766764677222266,5.1916911693055665]
[102,25.5,1,6.25E-2,3.5264965289487384,3.306979639030958,18.534822557480869,4.6337056393702172]
[103,25.75,1,7.2916666666666671E-2,3.527009007226904,3.1261998189379487,15.658280566151939,3.9145701415379848]
[104,26,1,8.3333333333333329E-2,3.5275261113418472,2.8952644700934558,12.438230256613954,3.1095575641534885]
[105,26.25,1,9.375E-2,3.5280478305665013,2.6178594204009555,9.1945998435440988,2.2986499608860247]
[106,26.5,1,0.10416666666666667,3.5285741540780613,2.2984161072112892,6.2227139754014296,1.5556784938503574]
[107,26.75,1,0.11458333333333333,3.5291050709582095,1.942040811855636,3.7537809564815428,0.93844523912038569]
[108,27,1,0.125,3.5296405701933393,1.554433064213701,1.9249078619990223,0.48122696549975558]
[109,27.25,1,0.13541666666666666,3.5301806406747875,1.1417945206930609,0.76288264195546063,0.19072066048886516]
[110,27.5,1,0.14583333333333334,3.5307252711990613,0.71072977193200282,0.18399558153525869,4.5998895383814672E-2]
[111,27.75,1,0.15625,3.5312744504680724,0.26814066620808358,9.8805682396113891E-3,2.4701420599028473E-3]
[112,28,1,0.16666666666666666,3.5318281670893716,-0.17888416114423433,2.9336583557854285E-3,7.3341458894635712E-4]
[113,28.25,1,0.17708333333333334,3.5323864095763833,-0.62318278470972932,0.12403384656470685,3.1008461641176713E-2]
[114,28.5,1,0.1875,3.5329491663486468,-1.057634695744252,0.60631866523460742,0.15157966630865186]
[115,28.75,1,0.19791666666666666,3.5335164257320528,-1.475274882130108,1.6455561819722389,0.41138904549305971]
[116,29,1,0.20833333333333334,3.5340881759590901,-1.8694054544044214,3.3481459889710519,0.83703649724276297]
[117,29.25,1,0.21875,3.5346644051690848,-2.2337030294261462,5.7117628756569365,1.4279407189142341]
[118,29.5,1,0.22916666666666666,3.5352451014084498,-2.5623201505879258,8.6217226028256366,2.1554306507064092]
[119,29.75,1,0.23958333333333334,3.535830252630932,-2.8499791183962491,11.86366578776498,2.9659164469412449]
[120,30,1,0.25,3.5364198466978616,-3.0920567262268168,15.150823123811017,3.7877057809527543]
[121,30.25,1,0.26041666666666669,3.5370138713784036,-3.2846585411842542,18.162037011100068,4.540509252775017]
[122,30.5,1,0.27083333333333331,3.537612314349813,-3.4246815369413723,20.585169481883025,5.1462923704707562]
[123,30.75,1,0.28125,3.5382151631976893,-3.50986407153861,22.159745209395055,5.5399363023487638]
[124,31,1,0.29166666666666669,3.5388224054162341,-3.5388224054162341,22.712773737442763,5.6781934343606908]
[125,31.25,1,0.30208333333333331,3.5394340284085111,-3.5110731701982973,22.182654258291606,5.5456635645729015]
[126,31.5,1,0.3125,3.5400500194867059,-3.4270414235069406,20.627753424442957,5.1569383561107394]
[127,31.75,1,0.32291666666666669,3.5406703658723924,-3.2880541557640135,18.218421916934492,4.554605479233623]
[128,32,1,0.33333333333333331,3.5412950546967941,-3.0963193478436839,15.213569027934733,3.8033922569836833]
[129,32.25,1,{"$f":"IF(A149<>\"\",MOD(B149,24)/24,\"\")","v":0.34375},3.5419240730010535,-2.8548909098469775,{"$f":"ABS(0.5*1.025*1*(F149^3))","v":11.925110804707549},{"$f":"G149*$B$13","v":2.9812777011768872}]
[{"$f":"IF(IF(A149<>\"\",A149+1<=$B$16,0),A149+1,\"\")","v":130},{"$f":"IF(A150<>\"\",A150*$B$13,\"\")","v":32.5},{"$f":"IF(A150<>\"\",ROUNDDOWN(A150*$B$13/24,0),\"\")","v":1},0.35416666666666669,{"$f":"IF(A150<>\"\",($B$4+$B$5)/2+($B$5-$B$4)/2*COS(2*PI()/$B$15*B150),\"\")","v":3.5425574077364996},{"$f":"IF(A150<>\"\",E150*COS(2*PI()/$B$7*B150),\"\")","v":-2.5676200574725003},8.675332889989118,2.1688332224972795]
[131,32.75,1,0.36458333333333331,3.5431950457649202,-2.2390938998335295,5.7532174631028017,1.4383043657757004]
[132,33,1,0.375,3.5438369738588325,-1.8745622176373291,3.3759301175189576,0.84398252937973939]
[133,33.25,1,0.38541666666666669,3.5444831787017583,-1.4798536001111271,1.6609254120072654,0.41523135300181635]
[134,33.5,1,0.39583333333333331,3.5451336468885022,-1.0612822798904753,0.61261356417407509,0.15315339104351877]
[135,33.75,1,0.40625,3.5457883649254254,-0.62554715453979681,0.12545097140232561,3.1362742850581403E-2]
[136,34,1,0.41666666666666669,3.5464473192307295,-0.17962460904931887,2.9702388718385862E-3,7.4255971795964654E-4]
[137,34.25,1,0.42708333333333331,3.5471104961347364,0.26934314647257479,1.0014093856604038E-2,2.5035234641510094E-3]
[138,34.5,1,0.4375,3.5477778818801728,0.71416243722576045,0.18667445040913916,4.666861260228479E-2]
[139,34.75,1,0.44791666666666669,3.5484494626224548,1.1477033516914099,0.77478788194796322,0.1936969704869908]
[140,35,1,0.45833333333333331,3.5491252244299747,1.5630139919846395,1.9569623356094834,0.48924058390237085]
[141,35.25,1,0.46875,3.5498051532843919,1.9534319163645502,3.8202229330702737,0.95505573326756843]
[142,35.5,1,0.47916666666666669,3.5504892350809216,2.3126909879331872,6.3393786641232204,1.5848446660308051]
[143,35.75,1,0.48958333333333331,3.5511774556286282,2.6350219164234412,9.3766253752719084,2.3441563438179771]
[144,36,1,0.5,3.5518698006507208,2.9152448803022923,12.697522576856487,3.1743806442141218]
[145,36.25,1,0.51041666666666663,3.5525662557848476,3.1488527426051944,16.001139931688776,4.000284982922194]
[146,36.5,1,0.52083333333333337,3.5532668065833946,3.3320835239610251,18.960138575740967,4.7400346439352417]
[147,36.75,1,0.53125,3.5539714385137851,3.4619809677706739,21.26512293633543,5.3162807340838576]
[148,37,1,0.54166666666666663,3.5546801369587819,3.5364422227307926,22.666975283546279,5.6667438208865697]
[149,37.25,1,0.55208333333333337,3.5553928872167897,3.5542518738083868,23.01115791972293,5.7527894799307324]
[150,37.5,1,0.5625,3.5561096745021601,3.515101771082136,22.259098951513021,5.5647747378782553]
[151,37.75,1,0.57291666666666663,3.5568304839454989,3.4195963330826347,20.493606727818879,5.1234016819547197]
[152,38,1,0.58333333333333337,3.5575553005939744,3.2692432337517894,17.907525176883041,4.4768812942207603]
[153,38.25,1,0.59375,3.5582841094116273,3.0664296161816385,14.77722452481485,3.6943061312037124]
[154,38.5,1,0.60416666666666663,3.5590168952796821,2.8143842081385073,11.424679498124625,2.8561698745311563]
[155,38.75,1,0.61458333333333337,3.5597536429968626,2.5171259403165975,8.1735120205586025,2.0433780051396506]
[156,39,1,0.625,3.5604943372797053,2.1793998846759775,5.305235175331827,1.3263087938329567]
[157,39.25,1,0.63541666666666663,3.5612389627628764,1.806601533634977,3.0219062955788032,0.7554765738947008]
[158,39.5,1,0.64583333333333337,3.5619875039994935,1.4046906280426779,1.4204826197847913,0.35512065494619782]
[159,39.75,1,0.65625,3.5627399454614412,0.98009590975153904,0.48250253563833267,0.12062563390958317]
[160,40,1,0.66666666666666663,3.5634962715396981,0.53961232054510222,8.0526614484449283E-2,2.0131653621112321E-2]
[161,40.25,1,0.67708333333333337,3.5642564665446566,9.0292290805901371E-2,3.7726445133993026E-4,9.4316112834982565E-5]
[162,40.5,1,0.6875,3.5650205147064513,-0.36066714332362532,2.4044381482741968E-2,6.011095370685492E-3]
[163,40.75,1,0.69791666666666663,3.5657884001752853,-0.8060395879694825,0.26838793371374875,6.7096983428437187E-2]
[164,41,1,0.70833333333333337,3.5665601070217572,-1.2386850597554444,0.97403949766807485,0.24350987441701871]
[165,41.25,1,0.71875,3.5673356192371943,-1.6516644201034829,2.3091880952409456,0.5772970238102364]
[166,41.5,1,0.72916666666666663,3.5681149207339828,-2.038350642020804,4.3404079791222436,1.0851019947805609]
[167,41.75,1,0.73958333333333337,3.5688979953459028,-2.3925351257058391,7.0188964829085529,1.7547241207271382]
[168,42,1,0.75,3.5696848268284622,-2.7085273578093099,10.183417503468105,2.5458543758670262]
[169,42.25,1,0.76041666666666663,3.5704753988592346,-2.9812463150308197,13.579614723429245,3.3949036808573112]
[170,42.5,1,0.77083333333333337,3.5712696950381986,-3.2063021442367123,16.893016494890922,4.2232541237227306]
[171,42.75,1,0.78125,3.572067698888076,-3.3800668063547317,19.791090377816666,4.9477725944541664]
[172,43,1,0.79166666666666663,3.5728693938546763,-3.4997325474653067,21.968400583582511,5.4921001458956278]
[173,43.25,1,0.80208333333333337,3.5736747633072374,-3.5633572549556121,23.188463240690293,5.7971158101725733]
[174,43.5,1,0.8125,3.5744837905387721,-3.5698959662264276,23.31634915059292,5.82908728764823]
[175,43.75,1,0.82291666666666663,3.5752964587664144,-3.5192180188939033,22.337387981416292,5.584346995354073]
[176,44,1,0.83333333333333337,3.5761127511317685,-3.4121095611675973,20.359296763784439,5.0898241909461097]
[177,44.25,1,0.84375,3.5769326507012562,-3.2502613754383218,17.597409100159691,4.3993522750399228]
[178,44.5,1,0.85416666666666663,3.5777561404664708,-3.0362422033234502,14.3450843918611,3.586271097965275]
[179,44.75,1,0.86458333333333337,3.5785832033445284,-2.7734579927278218,10.933485839916678,2.7333714599791694]
[180,45,1,0.875,3.5794138221784224,-2.4660977131631885,7.686430614220936,1.921607653555234]
[181,45.25,1,0.88541666666666663,3.5802479797373801,-2.1190666010121419,4.8767185216874225,1.2191796304218556]
[182,45.5,1,0.89583333333333337,3.5810856587172193,-1.7379078981673768,2.6901354065380279,0.67253385163450696]
[183,45.75,1,0.90625,3.5819268417407084,-1.3287143322884181,1.2022332318864573,0.30055830797161431]
[184,46,1,0.91666666666666663,3.5827715113579255,-0.89803075182626657,0.37116540973908652,9.2791352434771629E-2]
[185,46.25,1,0.92708333333333337,3.5836196500466211,-0.4527494713222141,4.756283415732479E-2,1.1890708539331198E-2]
[186,46.5,1,0.9375,3.5844712402125816,3.0736679519769956E-15,1.4882117065651141E-44,3.7205292664127853E-45]
[187,46.75,1,0.94791666666666663,3.5853262641899946,0.45296508255516832,4.7630818549227891E-2,1.1907704637306973E-2]
[188,47,1,0.95833333333333337,3.5861847042418145,0.89888627726570669,0.37222721321530527,9.3056803303826319E-2]
[189,47.25,1,0.96875,3.5870465425601314,1.3306134832639613,1.2073957126948869,0.30184892817372172]
[190,47.5,1,0.97916666666666663,3.5879117612665392,1.7412206191310056,2.7055481895311981,0.67638704738279953]
[191,47.75,1,0.98958333333333337,3.5887803424125089,2.1241167106344183,4.9116679223243525,1.2279169805810881]
[192,48,2,0,3.5896522679797576,2.4731516636230713,7.7525775516102646,1.9381443879025662]
[193,48.25,2,{"$f":"IF(A213<>\"\",MOD(B213,24)/24,\"\")","v":1.0416666666666666E-2},3.5905275198806255,2.7827150249895731,{"$f":"ABS(0.5*1.025*1*(F213^3))","v":11.043330470956807},{"$f":"G213*$B$13","v":2.7608326177392017}]
[{"$f":"IF(IF(A213<>\"\",A213+1<=$B$16,0),A213+1,\"\")","v":194},{"$f":"IF(A214<>\"\",A214*$B$13,\"\")","v":48.5},{"$f":"IF(A214<>\"\",ROUNDDOWN(A214*$B$13/24,0),\"\")","v":2},2.0833333333333332E-2,{"$f":"IF(A214<>\"\",($B$4+$B$5)/2+($B$5-$B$4)/2*COS(2*PI()/$B$15*B214),\"\")","v":3.5914060799584484},{"$f":"IF(A214<>\"\",E214*COS(2*PI()/$B$7*B214),\"\")","v":3.0478261460884712},14.509900718168678,3.6274751795421696]
[195,48.75,2,3.125E-2,3.5922879299879367,3.2642142999265111,17.825013144412274,4.4562532861030686]
[196,49,2,4.1666666666666664E-2,3.5931730516755516,3.4283874636424052,20.652068879890972,5.1630172199727431]
[197,49.25,2,5.2083333333333336E-2,3.594061426659886,3.5376886587125269,22.690950983582056,5.6727377458955139]
[198,49.5,2,6.25E-2,3.5949530365120448,3.5903389400692798,23.719209872883358,5.9298024682208395]
[199,49.75,2,7.2916666666666671E-2,3.5958478627360266,3.5854663387272159,23.622769835312393,5.9056924588280983]
[200,50,2,8.3333333333333329E-2,3.5967458867691082,3.5231202871670946,22.411776527242804,5.6029441318107009]
[201,50.25,2,9.375E-2,3.5976470899822295,3.4042712890388143,20.219311165707737,5.0548277914269342]
[202,50.5,2,0.10416666666666667,3.5985514536803804,3.2307958309931335,17.283130576734742,4.3207826441836854]
[203,50.75,2,0.11458333333333333,3.5994589591029871,3.0054467708582862,13.913006615047159,3.4782516537617898]
[204,51,2,0.125,3.6003695874243031,2.7318096691542837,10.448289159512427,2.6120722898781068]
[205,51.25,2,0.13541666666666666,3.6012833197537986,2.4142457563554953,7.2117107543591557,1.8029276885897889]
[206,51.5,2,0.14583333333333334,3.6022001371365526,2.0578224427562146,4.4659881645818942,1.1164970411454735]
[207,51.75,2,0.15625,3.6031200205536464,1.6682324778243056,2.379378788285162,0.59484469707129051]
[208,52,2,0.16666666666666666,3.6040429509225587,1.2517030483337495,1.005073446707577,0.25126836167689426]
[209,52.25,2,0.17708333333333334,3.604968909097559,0.81489626641584523,0.27733255566930259,6.9333138917325648E-2]
[210,52.5,2,0.1875,3.6058978758701077,0.36480263735982049,2.4880996949920107E-2,6.2202492374800267E-3]
[211,52.75,2,0.19791666666666666,3.6068298319692529,-9.1370789709559738E-2,3.9094530798424913E-4,9.7736326996062281E-5]
[212,53,2,0.20833333333333334,3.6077647580620313,-0.54631579907267658,8.3565140999076901E-2,2.0891285249769225E-2]
[213,53.25,2,0.21875,3.6087026347538673,-0.99274006690763328,0.50141869320543286,0.12535467330135822]
[214,53.5,2,0.22916666666666666,3.6096434425889781,-1.4234840264563677,1.4782628540042759,0.36956571350106898]
[215,53.75,2,0.23958333333333334,3.6105871620507743,-1.8316356673867018,3.1492790603481735,0.78731976508704338]
[216,54,2,0.25,3.6115337735622672,-2.2106414289703986,5.5366718455995549,1.3841679613998887]
[217,54.25,2,0.26041666666666669,3.6124832574864745,-2.5544114082915592,8.5421344968750859,2.1355336242187715]
[218,54.5,2,0.27083333333333331,3.613435594126825,-2.8574171948225509,11.956796318117982,2.9891990795294956]
[219,54.75,2,0.28125,3.6143907637275721,-3.11478075992652,15.487321712402135,3.8718304281005338]
[220,55,2,0.29166666666666669,3.6153487464741985,-3.3223529723038747,18.794517548087189,4.6986293870217972]
[221,55.25,2,0.30208333333333331,3.6163095224938311,-3.4767804758280474,21.539007139621354,5.3847517849053386]
[222,55.5,2,0.3125,3.6172730718556507,-3.5755598519743561,23.427504299478155,5.8568760748695388]
[223,55.75,2,0.32291666666666669,3.6182393745713077,-3.6170781921725799,24.253116973873123,6.0632792434682807]
[224,56,2,0.33333333333333331,3.6192084105953342,-3.6006394226632357,23.923943399169147,5.9809858497922868]
[225,56.25,2,0.34375,3.6201801598255621,-3.5264759523386009,22.47587715370031,5.6189692884250775]
[226,56.5,2,0.35416666666666669,3.6211546021035392,-3.3957454489568035,20.067776321611777,5.0169440804029444]
[227,56.75,2,0.36458333333333331,3.622131717214947,-3.2105127872723584,16.959657670254497,4.2399144175636243]
[228,57,2,0.375,3.6231114848900199,-2.973717450215938,13.476992100593771,3.3692480251484427]
[229,57.25,2,0.38541666666666669,3.6240938848039677,-2.6891268974741078,9.9661578095436312,2.4915394523859078]
[230,57.5,2,0.39583333333333331,3.6250788965773943,-2.3612766409275507,6.7473693230286607,1.6868423307571652]
[231,57.75,2,0.40625,3.6260664997767225,-1.9953979797934693,4.0717626499435751,1.0179406624858938]
[232,58,2,0.41666666666666669,3.6270566739146171,-1.5973345465600799,2.0887262429746341,0.52218156074365851]
[233,58.25,2,0.42708333333333331,3.6280493984504103,-1.1734489947128066,0.82810712528623831,0.20702678132155958]
[234,58.5,2,0.4375,3.6290446527905273,-0.73052131794239294,0.19979865098783814,4.9949662746959535E-2]
[235,58.75,2,0.44791666666666669,3.630042416288914,-0.27564042543855488,1.0733036453643995E-2,2.6832591134109988E-3]
[236,59,2,0.45833333333333331,3.6310426682474644,0.18390929316464358,3.1879015099174172E-3,7.9697537747935431E-4]
[237,59.25,2,0.46875,3.632045387916452,0.64076459837397415,0.13483088895798023,3.3707722239495058E-2]
[238,59.5,2,0.47916666666666669,3.6330505544949574,1.0876013599137098,0.65933039269039129,0.16483259817259782]
[239,59.75,2,0.48958333333333331,3.6340581471313023,1.5172519549141181,1.7900575221323853,0.44751438053309633]
[240,60,2,0.5,3.6350681449234803,1.9228202237505154,3.6434256676882959,0.91085641692207397]
[241,60.25,2,0.51041666666666663,3.6360805269195922,2.2977921401364836,6.2176473802307806,1.5544118450576951]
[242,60.5,2,0.52083333333333337,3.6370952721182785,2.6361404196964631,9.3885708986267744,2.3471427246566936]
[243,60.75,2,0.53125,3.6381123594691571,2.9324213873534832,12.9232874611311,3.2308218652827749]
[244,61,2,0.54166666666666663,3.6391317678732591,3.1818625469442368,16.509659399834099,4.1274148499585248]
[245,61.25,2,0.55208333333333337,3.6401534761834657,3.3804394445611718,19.797636753904445,4.9494091884761113]
[246,61.5,2,0.5625,3.6411774632049489,3.5249405878600033,22.446533149998295,5.6116332874995738]
[247,61.75,2,0.57291666666666663,3.6422037076956091,3.6130193742407166,24.171563387349281,6.0428908468373201]
[248,62,2,0.58333333333333337,3.6432321883665169,3.6432321883665169,24.783031033757297,6.1957577584393242]
[249,62.25,2,0.59375,3.6442628838823543,3.6150620506132558,24.212583871577408,6.053145967894352]
[250,62.5,2,0.60416666666666663,3.6452957728618576,3.5289274292072577,22.522782964574724,5.6306957411436809]
[251,62.75,2,0.61458333333333337,3.6463308338782605,3.3861760663138729,19.898597941945461,4.9746494854863652]
[252,63,2,0.625,3.6473680454597401,3.1890639083816019,16.622009925894293,4.1555024814735733]
[253,63.25,2,0.63541666666666663,3.6484073860898589,2.9407194697827701,13.033308058898033,3.2583270147245083]
[254,63.5,2,0.64583333333333337,3.649448834208016,2.6450941923956801,9.4845623451392154,2.3711405862848038]
[255,63.75,2,0.65625,3.6504923682098891,2.3068995884992352,6.2918729497224675,1.5729682374306169]
[256,64,2,0.66666666666666663,3.6515379664478869,1.9315321665934315,3.6931734501496698,0.92329336253741745]
[257,64.25,2,{"$f":"IF(A277<>\"\",MOD(B277,24)/24,\"\")","v":0.67708333333333337},3.6525856072315963,1.5249873361101782,{"$f":"ABS(0.5*1.025*1*(F277^3))","v":1.8175760078206722},{"$f":"G277*$B$13","v":0.45439400195516805}]
[{"$f":"IF(IF(A277<>\"\",A277+1<=$B$16,0),A277+1,\"\")","v":258},{"$f":"IF(A278<>\"\",A278*$B$13,\"\")","v":64.5},{"$f":"IF(A278<>\"\",ROUNDDOWN(A278*$B$13/24,0),\"\")","v":2},0.6875,{"$f":"IF(A278<>\"\",($B$4+$B$5)/2+($B$5-$B$4)/2*COS(2*PI()/$B$15*B278),\"\")","v":3.6536352688282321},{"$f":"IF(A278<>\"\",E278*COS(2*PI()/$B$7*B278),\"\")","v":1.0937636642820296},0.67060122853291559,0.1676503071332289]
[259,64.75,2,0.69791666666666663,3.6546869294630895,0.64475901384134449,0.13736817763693177,3.4342044409232941E-2]
[260,65,2,0.70833333333333337,3.655740567319993,0.18516022122471262,3.2533961074094897E-3,8.1334902685237243E-4]
[261,65.25,2,0.71875,3.6567961605417518,-0.27767192055687562,1.0972100127309276E-2,2.7430250318273191E-3]
[262,65.5,2,0.72916666666666663,3.6578536872306118,-0.736320533940369,0.20459480660802709,5.1148701652006773E-2]
[263,65.75,2,0.73958333333333337,3.6589131254487097,-1.183431496449064,0.84942148287723296,0.21235537071930824]
[264,66,2,0.75,3.6599744532185294,-1.6118313440478031,2.1461133714809386,0.53652834287023465]
[265,66.25,2,0.76041666666666663,3.6610376485233558,-2.0146423481922282,4.1907113252299109,1.0476778313074777]
[266,66.5,2,0.77083333333333337,3.6621026893077331,-2.385392920718107,6.9562254319520065,1.7390563579880016]
[267,66.75,2,0.78125,3.6631695534779229,-2.7181215744907727,10.292017187412045,2.5730042968530111]
[268,67,2,0.79166666666666663,3.6642382189023603,-3.0074727699495178,13.941162240606893,3.4852905601517232]
[269,67.25,2,0.80208333333333337,3.6653086634121146,-3.2487831067150679,17.573409304287491,4.3933523260718728]
[270,67.5,2,0.8125,3.6663808648013494,-3.438156473230725,20.82911335093204,5.2072783377330101]
[271,67.75,2,0.82291666666666663,3.6674548008277825,-3.5725269435295526,23.367938895153081,5.8419847237882703]
[272,68,2,0.83333333333333337,3.6685304492131472,-3.6497084058512486,24.915429216464652,6.228857304116163]
[273,68.25,2,0.84375,3.6696077876436548,-3.6684301198521889,25.300821432863668,6.3252053582159169]
[274,68.5,2,0.85416666666666663,3.6706867937704577,-3.6283576241716102,24.480716703340324,6.120179175835081]
[275,68.75,2,0.86458333333333337,3.6717674452101128,-3.530098650539204,22.54521577486917,5.6363039437172926]
[276,69,2,0.875,3.6728497195450456,-3.3751939406830922,19.705618374717158,4.9264045936792895]
[277,69.25,2,0.88541666666666663,3.6739335943240157,-3.1660931041795433,16.265406267642877,4.0663515669107193]
[278,69.5,2,0.89583333333333337,3.6750190470625816,-2.9061158952009816,12.578610211510204,3.1446525528775511]
[279,69.75,2,0.90625,3.6761060552435691,-2.5993995200236584,9.0014603526582935,2.2503650881645734]
[280,70,2,0.91666666666666663,3.6771945963175359,-2.2508328113978973,5.844179977723039,1.4610449944307597]
[281,70.25,2,0.92708333333333337,3.6782846477032409,-1.8659783168639617,3.3297654922207149,0.83244137305517873]
[282,70.5,2,0.9375,3.679376186788113,-1.4509835424244122,1.5656018626802404,0.39140046567006009]
[283,70.75,2,0.94791666666666663,3.6804691909287186,-1.0124827675371069,0.53193282438951905,0.13298320609737976]
[284,71,2,0.95833333333333337,3.6815636374512333,-0.55749099936089497,8.8798872224736577E-2,2.2199718056184144E-2]
[285,71.25,2,0.96875,3.6826595036519096,-9.3291761118742142E-2,4.161249389209703E-4,1.0403123473024257E-4]
[286,71.5,2,0.97916666666666663,3.6837567667975515,0.37267949070675643,2.6527745946477489E-2,6.6319364866193721E-3]
[287,71.75,2,0.98958333333333337,3.6848554041259822,0.83295445448273397,0.29618129993655695,7.4045324984139238E-2]
[288,72,3,0,3.6859553928465196,1.2801516696873034,1.0751725072821627,0.26879312682054068]
[289,72.25,3,1.0416666666666666E-2,3.687056710140447,1.7070948834202908,2.5495694799535364,0.63739236998838411]
[290,72.5,3,2.0833333333333332E-2,3.6881593331614866,2.106928199240365,4.7933934391793898,1.1983483597948474]
[291,72.75,3,3.125E-2,3.6892632390362752,2.4732261608149768,7.7532781507647686,1.9383195376911921]
[292,73,3,4.1666666666666664E-2,3.6903684048648362,2.8000970029200283,11.251569313706673,2.8128923284266683]
[293,73.25,3,5.2083333333333336E-2,3.6914748077210566,3.0822774107514239,15.007523777325854,3.7518809443314636]
[294,73.5,3,6.25E-2,3.6925824246531622,3.315217263592749,18.673677560231464,4.6684193900578661]
[295,73.75,3,7.2916666666666671E-2,3.6936912326841922,3.4951529984735976,21.88227362125323,5.4705684053133075]
[296,74,3,8.3333333333333329E-2,3.6948012088124784,3.619168411007732,24.29518708115538,6.0737967702888449]
[297,74.25,3,9.375E-2,3.6959123300121197,3.6852419112254684,25.650266082333697,6.4125665205834244]
[298,74.5,3,0.10416666666666667,3.6970245732334623,3.6922794687052751,25.797496713325145,6.4493741783312863]
[299,74.75,3,0.11458333333333333,3.6981379154035761,3.6401327102070353,24.719832372698917,6.1799580931747293]
[300,75,3,0.125,3.6992523334267333,3.5296018706519279,22.535698958379623,5.6339247395949057]
[301,75.25,3,0.13541666666666666,3.7003678041848889,3.3624235408792846,19.482788790989474,4.8706971977473685]
[302,75.5,3,0.14583333333333334,3.7014843045381589,3.1412433992532507,15.885417622026958,3.9713544055067396]
[303,75.75,3,0.15625,3.7026018113253012,2.8695743549881132,12.110060618986912,3.0275151547467281]
[304,76,3,0.16666666666666666,3.7037203013641955,2.5517407651489581,8.5153700335029328,2.1288425083757332]
[305,76.25,3,0.17708333333333334,3.704839751452325,2.1928096109087374,5.4037674100370721,1.350941852509268]
[306,76.5,3,0.1875,3.7059601383672565,1.7985097282115894,2.9814823557582151,0.74537058893955377]
[307,76.75,3,0.19791666666666666,3.7070814388671227,1.3751403801394797,1.3327079083842179,0.33317697709605448]
[308,77,3,0.20833333333333334,3.7082036296911052,0.92947062991304297,0.41152941538231685,0.10288235384557921]
[309,77.25,3,0.21875,3.7093266875599151,0.46863112181348215,5.2745723028225555E-2,1.3186430757056389E-2]
[310,77.5,3,0.22916666666666666,3.7104505891762787,-9.0876827340985076E-16,3.8463902031177453E-46,9.6159755077943633E-47]
[311,77.75,3,0.23958333333333334,3.7115753112254177,-0.46891520976789225,5.2841705834585966E-2,1.3210426458646491E-2]
[312,78,3,0.25,3.7127008303755349,-0.93059786465269811,0.4130285044069637,0.10325712610174093]
[313,78.25,3,0.26041666666666669,3.7138271232782976,-1.3776426890794005,1.3399964419353172,0.3349991104838293]
[314,78.5,3,0.27083333333333331,3.7149541665693224,-1.8028745477491135,3.0032424397063724,0.7508106099265931]
[315,78.75,3,0.28125,3.7160819368686591,-2.1994636024124117,5.4531093704937881,1.363277342623447]
[316,79,3,0.29166666666666669,3.7172104107812758,-2.5610350042720391,8.6087562855903812,2.1521890713975953]
[317,79.25,3,0.30208333333333331,3.7183395648975446,-2.8817713603257928,12.265137817206272,3.0662844543015679]
[318,79.5,3,0.3125,3.7194693757937278,-3.156506326694938,16.118100602658892,4.0295251506647229]
[319,79.75,3,0.32291666666666669,3.7205998200324624,-3.3808078231899326,19.804109718004995,4.9510274295012486]
[320,80,3,0.33333333333333331,3.7217308741632471,-3.5510495287952244,22.949015480987317,5.7372538702468292]
[321,80.25,3,{"$f":"IF(A341<>\"\",MOD(B341,24)/24,\"\")","v":0.34375},3.7228625147229288,-3.6644695047744484,{"$f":"ABS(0.5*1.025*1*(F341^3))","v":25.218961894281595},{"$f":"G341*$B$13","v":6.3047404735703987}]
[{"$f":"IF(IF(A341<>\"\",A341+1<=$B$16,0),A341+1,\"\")","v":322},{"$f":"IF(A342<>\"\",A342*$B$13,\"\")","v":80.5},{"$f":"IF(A342<>\"\",ROUNDDOWN(A342*$B$13/24,0),\"\")","v":3},0.35416666666666669,{"$f":"IF(A342<>\"\",($B$4+$B$5)/2+($B$5-$B$4)/2*COS(2*PI()/$B$15*B342),\"\")","v":3.7239947182361894},{"$f":"IF(A342<>\"\",E342*COS(2*PI()/$B$7*B342),\"\")","v":-3.7192149977202966},26.366210991867241,6.5915527479668103]
[323,80.75,3,0.36458333333333331,3.7251274612160326,-3.7143726958169569,26.263361062977459,6.5658402657443649]
[324,81,3,0.375,3.7262607201642708,-3.649983944313985,24.921072689810867,6.2302681724527167]
[325,81.25,3,0.38541666666666669,3.7273944715720133,-3.5270446670068667,22.486752959502493,5.6216882398756232]
[326,81.5,3,0.39583333333333331,3.7285286919201535,-3.3474899855256761,19.224352849161303,4.8060882122903257]
[327,81.75,3,0.40625,3.7296633576798559,-3.114163773524687,15.478120190710047,3.8695300476775119]
[328,82,3,0.41666666666666669,3.7307984453130469,-2.830773624510905,11.625437109431877,2.9063592773579692]
[329,82.25,3,0.42708333333333331,3.7319339312728999,-2.5018319461715119,8.0254292606206707,2.0063573151551677]
[330,82.5,3,0.4375,3.7330697920043261,-2.132584116902601,4.9706408053081566,1.2426602013270391]
[331,82.75,3,0.44791666666666669,3.734206003944462,-1.7289248482234745,2.648635635605487,0.66215890890137175]
[332,83,3,0.45833333333333331,3.7353425435231578,-1.2973040865403123,1.1189720226362079,0.27974300565905197]
[333,83.25,3,0.46875,3.7364793871634681,-0.84462395624420339,0.30880480936372923,7.7201202340932307E-2]
[334,83.5,3,0.47916666666666669,3.7376165112821389,-0.37812839067893222,2.7708417878439241E-2,6.9271044696098101E-3]
[335,83.75,3,0.48958333333333331,3.7387538922900987,9.4712784240714443E-2,4.3543133655043695E-4,1.0885783413760924E-4]
[336,84,3,0.5,3.7398915065929463,0.56632345895163028,9.308667661469737E-2,2.3271669153674342E-2]
[337,84.25,3,0.51041666666666663,3.741029330591441,1.0291426265461918,0.55862526050583483,0.13965631512645871]
[338,84.5,3,0.52083333333333337,3.7421673406819926,1.4757456016117869,1.6471318392427181,0.41178295981067953]
[339,84.75,3,0.53125,3.74330551325715,1.8989631282333508,3.5094856129416931,0.87737140323542329]
[340,85,3,0.54166666666666663,3.7444438247060914,2.2919964664162475,6.1707180172647123,1.5426795043161781]
[341,85.25,3,0.55208333333333337,3.7455822514151142,2.6485266094676061,9.5215333201299401,2.380383330032485]
[342,85.5,3,0.5625,3.7467207697681255,2.9628158778131777,13.329315874472005,3.3323289686180013]
[343,85.75,3,0.57291666666666663,3.7478593561471296,3.2298002558523531,17.267158022904098,4.3167895057260246]
[344,86,3,0.58333333333333337,3.7489979869327219,3.4451709858403445,20.956860037670175,5.2392150094175438]
[345,86.25,3,0.59375,3.7501366385045745,3.6054441040900609,24.0198433486132,6.0049608371533001]
[346,86.5,3,0.60416666666666663,3.7512752872419299,3.7080167972734879,26.128768929860581,6.5321922324651451]
[347,86.75,3,0.61458333333333337,3.7524139095240878,3.7512096672025037,27.052529953207546,6.7631324883018866]
[348,87,3,0.625,3.7535524817308987,3.7342942178155876,26.688211228870738,6.6720528072176846]
[349,87.25,3,0.63541666666666663,3.7546909802432502,3.6575051145875759,25.075447719785966,6.2688619299464916]
[350,87.5,3,0.64583333333333337,3.7558293814435593,3.5220370104293499,22.391109598508447,5.5977773996271116]
[351,87.75,3,0.65625,3.7569676617162617,3.3300259794481177,18.925036894340256,4.7312592235850639]
[352,88,3,0.66666666666666663,3.7581057974483016,3.084515846734678,15.04024417765393,3.7600610444134825]
[353,88.25,3,0.67708333333333337,3.7592437650296215,2.7894099446735989,11.123229667031396,2.7808074167578489]
[354,88.5,3,0.6875,3.7603815408536527,2.4494090602486605,7.5314366871930893,1.8828591717982723]
[355,88.75,3,0.69791666666666663,3.7615191013178038,2.0699365596814809,4.5453253533493827,1.1363313383373457]
[356,89,3,0.70833333333333337,3.7626564228239507,1.6570518829324241,2.3318584787147487,0.58296461967868718]
[357,89.25,3,0.71875,3.7637934817789276,1.2173537877920031,0.92457959361849018,0.23114489840462255]
[358,89.5,3,0.72916666666666663,3.7649302545950132,0.75787488848699491,0.22309324561280311,5.5773311403200777E-2]
[359,89.75,3,0.73958333333333337,3.7660667176904239,0.28596917425427404,1.1985372430426125E-2,2.9963431076065312E-3]
[360,90,3,0.75,3.7672028474898007,-0.1908056930722094,3.5601463853086202E-3,8.9003659632715506E-4]
[361,90.25,3,0.76041666666666663,3.7683386204246974,-0.66480941859559772,0.15058626465803135,3.7646566164507837E-2]
[362,90.5,3,0.77083333333333337,3.7694740129340722,-1.1284415124788676,0.73642925514076585,0.18410731378519146]
[363,90.75,3,0.78125,3.7706090014647748,-1.5742631645025609,1.9995205449084537,0.49988013622711341]
[364,91,3,0.79166666666666663,3.7717435624720346,-1.9951166007301091,4.0700403661402262,1.0175100915350566]
[365,91.25,3,0.80208333333333337,3.7728776724199502,-2.3842400071176142,6.9461440094065923,1.7365360023516481]
[366,91.5,3,0.8125,3.774011307781977,-2.735376174801524,10.489264803200481,2.6223162008001202]
[367,91.75,3,0.82291666666666663,3.7751444450414162,-3.0428731213247628,14.439275461191134,3.6098188652977834]
[368,92,3,0.83333333333333337,3.7762770606919003,-3.3017750696403727,18.447449146244264,4.6118622865610659]
[369,92.25,3,0.84375,3.7774091312378841,-3.5079023203357176,22.122609058603345,5.5306522646508363]
[370,92.5,3,0.85416666666666663,3.7785406331951292,-3.6579187297024287,25.083955779347786,6.2709889448369465]
[371,92.75,3,0.86458333333333337,3.7796715430911925,-3.7493857042100576,27.013087616228937,6.7532719040572342]
[372,93,3,0.875,3.7808018374659129,-3.7808018374659129,27.697821735103783,6.9244554337759459]
[373,93.25,3,0.88541666666666663,3.7819314928718986,-3.751627545413295,27.061571774260269,6.7653929435650673]
[374,93.5,3,0.89583333333333337,3.7830604858750121,-3.6622942956624658,25.174079032341936,6.293519758085484]
[375,93.75,3,0.90625,3.7841887930548577,-3.5141982736181308,22.241939388003846,5.5604848470009616]
[376,94,3,0.91666666666666663,3.7853163910052658,-3.3096785775120705,18.580240300238273,4.6450600750595683]
[377,94.25,3,0.92708333333333337,3.7864432563347803,-3.0519802825706397,14.569311883071434,3.6423279707678584]
[378,94.5,3,0.9375,3.7875693656671432,-2.7452029573655188,10.602718813229291,2.6506797033073228]
[379,94.75,3,0.94791666666666663,3.788694695641778,-2.3942354490145581,7.0338716571776736,1.7584679142944184]
[380,95,3,0.95833333333333337,3.7898192229142773,-2.0046779745669352,4.1288368876479806,1.0322092219119952]
[381,95.25,3,0.96875,3.7909429241568837,-1.5827527600749338,2.0320440038001824,0.50801100095004559]
[382,95.5,3,0.97916666666666663,3.7920657760589767,-1.1352046532414011,0.74974979839143419,0.18743744959785855]
[383,95.75,3,0.98958333333333337,3.7931877553275539,-0.66919329716685561,0.15358493441832477,3.8396233604581193E-2]
[384,96,4,0,3.7943088386877162,-0.19217858899689347,3.6375491566382873E-3,9.0938728915957183E-4]
[385,96.25,4,{"$f":"IF(A405<>\"\",MOD(B405,24)/24,\"\")","v":1.0416666666666666E-2},3.7954290028831488,0.28819874400974033,{"$f":"ABS(0.5*1.025*1*(F405^3))","v":1.2267897002344515E-2},{"$f":"G405*$B$13","v":3.0669742505861288E-3}]
[{"$f":"IF(IF(A405<>\"\",A405+1<=$B$16,0),A405+1,\"\")","v":386},{"$f":"IF(A406<>\"\",A406*$B$13,\"\")","v":96.5},{"$f":"IF(A406<>\"\",ROUNDDOWN(A406*$B$13/24,0),\"\")","v":4},2.0833333333333332E-2,{"$f":"IF(A406<>\"\",($B$4+$B$5)/2+($B$5-$B$4)/2*COS(2*PI()/$B$15*B406),\"\")","v":3.7965482246766049},{"$f":"IF(A406<>\"\",E406*COS(2*PI()/$B$7*B406),\"\")","v":0.76423953907263964},0.22876120638000857,5.7190301595002144E-2]
[387,96.75,4,3.125E-2,3.7976664808503879,1.2283096024303966,0.9497677324904974,0.23744193312262435]
[388,97,4,4.1666666666666664E-2,3.798783748206831,1.6729621457424759,2.3996738146528913,0.59991845366322283]
[389,97.25,4,5.2083333333333336E-2,3.7999000035687818,2.0910572905944433,4.6858854199526236,1.1714713549881559]
[390,97.5,4,6.25E-2,3.8010152237800798,2.4758767231786045,7.7782324952464013,1.9445581238116003]
[391,97.75,4,7.2916666666666671E-2,3.802129385706039,2.8212316578360035,11.50827193071215,2.8770679826780374]
[392,98,4,8.3333333333333329E-2,3.8032424662339266,3.1215623743318082,15.588700805665985,3.8971752014164962]
[393,98.25,4,9.375E-2,3.8043544422734423,3.3720277278117847,19.650213850232213,4.9125534625580531]
[394,98.5,4,0.10416666666666667,3.8054652907571995,3.5685831902192797,23.290635889462425,5.8226589723656064]
[395,98.75,4,0.11458333333333333,3.8065749886412008,3.7080461649907508,26.12938975906745,6.5323474397668626]
[396,99,4,0.125,3.8076835129053177,3.7881475201745887,27.859577077684012,6.964894269421003]
[397,99.25,4,0.13541666666666666,3.808790840553768,3.8075685054823047,28.290267068348321,7.0725667670870802]
[398,99.5,4,0.14583333333333334,3.8098969486155929,3.7659624526608404,27.372964038060307,6.8432410095150766]
[399,99.75,4,0.15625,3.8110018141451327,3.6639609022260218,25.208462708954048,6.3021156772385121]
[400,100,4,0.16666666666666666,3.8121054142225042,3.5031640491195404,22.033084276676526,5.5082710691691315]
[401,100.25,4,0.17708333333333334,3.8132077259540744,3.2861156512461931,18.186218363316808,4.546554590829202]
[402,100.5,4,0.1875,3.8143087264729374,3.0162627940845308,14.063758524438139,3.5159396311095348]
[403,100.75,4,0.19791666666666666,3.8154083929393869,2.6979011476435013,10.064031057988759,2.5160077644971897]
[404,101,4,0.20833333333333334,3.8165067025413921,2.3361065850588258,6.5338901782585852,1.6334725445646463]
[405,101.25,4,0.21875,3.817603632495068,1.9366542513410352,3.7226323780945081,0.93065809452362702]
[406,101.5,4,0.22916666666666666,3.818699160045151,1.5059263726801113,1.7502701520308541,0.43756753800771353]
[407,101.75,4,0.23958333333333334,3.8197932624654687,1.0508102780299828,0.59465736991572082,0.14866434247893021]
[408,102,4,0.25,3.8208859170594134,0.57858826251884821,9.9266504016889495E-2,2.4816626004222374E-2]
[409,102.25,4,0.26041666666666669,3.8219771011604111,9.6821054015239938E-2,4.6516099218462276E-4,1.1629024804615569E-4]
[410,102.5,4,0.27083333333333331,3.8230667921323924,-0.38677325220592018,2.9652626446136105E-2,7.4131566115340263E-3]
[411,102.75,4,0.28125,3.8241549673702622,-0.86444285198727167,0.33105696724453287,8.2764241811133218E-2]
[412,103,4,0.29166666666666669,3.825241604300369,-1.3285265025740653,1.201723453677092,0.300430863419273]
[413,103.25,4,0.30208333333333331,3.8263266803809723,-1.771576412266284,2.849531993138573,0.71238299828464324]
[414,103.5,4,0.3125,3.8274101731027104,-2.1864777780240483,5.3570916097595482,1.3392729024398871]
[415,103.75,4,0.32291666666666669,3.8284920599890686,-2.5665630522236205,8.664623247078632,2.166155811769658]
[416,104,4,0.33333333333333331,3.8295723185968429,-2.905719103174822,12.573458582007257,3.1433646455018143]
[417,104.25,4,0.34375,3.8306509265166087,-3.1984855469094602,16.769767733117735,4.1924419332794338]
[418,104.5,4,0.35416666666666669,3.8317278613731829,-3.4401426683405423,20.865232638269905,5.2163081595674763]
[419,104.75,4,0.36458333333333331,3.8328031008260899,-3.6267875159332679,24.448949649272695,6.1122374123181737]
[420,105,4,0.375,3.8338766225700245,-3.7553969428753295,27.143223011249763,6.7858057528124407]
[421,105.25,4,0.38541666666666669,3.8349484043353144,-3.8238765763681934,28.65533354237342,7.1638333855933549]
[422,105.5,4,0.39583333333333331,3.8360184238883814,-3.8310949217496115,28.817918392913533,7.2044795982283834]
[423,105.75,4,0.40625,3.8370866590322046,-3.7769020460984843,27.612201525018026,6.9030503812545065]
[424,106,4,0.41666666666666669,3.8381530876067798,-3.66213253295868,25.170743379692951,6.2926858449232377]
[425,106.25,4,0.42708333333333331,3.8392176874895783,-3.4885926518914521,21.759286716305937,5.4398216790764842]
[426,106.5,4,0.4375,3.8402804365960077,-3.2590319396866354,17.740249354122422,4.4350623385306056]
[427,106.75,4,0.44791666666666669,3.8413413128798686,-2.9770996401719092,13.523029033121984,3.3807572582804961]
[428,107,4,0.45833333333333331,3.8424002943338116,-2.6472866926426639,9.5081669640515987,2.3770417410128997]
[429,107.25,4,0.46875,3.843457358989796,-2.2748541910907099,6.0332950699871644,1.5083237674967911]
[430,107.5,4,0.47916666666666669,3.8445124849195436,-1.865749453906691,3.3285404514350532,0.83213511285876329]
[431,107.75,4,0.48958333333333331,3.8455656502349931,-1.4265110430731454,1.4877134308709032,0.37192835771772581]
[432,108,4,0.5,3.8466168330887567,-0.96416424984272064,0.45935340774756006,0.11483835193689002]
[433,108.25,4,0.51041666666666663,3.8476660116745705,-0.48610871764459374,5.8870008491907079E-2,1.471750212297677E-2]
[434,108.5,4,0.52083333333333337,3.8487131642277492,1.2258385130052063E-14,9.4404708374405137E-43,2.3601177093601284E-43]
[435,108.75,4,0.53125,3.8497582690256364,0.48637305049856727,5.8966096507598265E-2,1.4741524126899566E-2]
[436,109,4,0.54166666666666663,3.850801304388054,0.96521309817005085,0.4608541365459265,0.11521353413648162]
[437,109.25,4,0.55208333333333337,3.8518422486777553,1.4288393447603305,1.4950099092660463,0.37375247731651157]
[438,109.5,4,0.5625,3.8528810803008704,1.8698107496688987,3.3503241391412568,0.8375810347853142]
[439,109.75,4,0.57291666666666663,3.8539177777073563,2.2810454728294127,6.0826902155522395,1.5206725538880599]
[440,110,4,0.58333333333333337,3.8549523193914426,2.6559346226747982,9.6016530954651227,2.4004132738662807]
[441,110.25,4,0.59375,3.8559846838920793,2.9884484818968677,13.67827055907094,3.419567639767735]
[442,110.5,4,0.60416666666666663,3.8570148497933801,3.2732335033491426,17.973176245622209,4.4932940614055523]
[443,110.75,4,0.61458333333333337,3.8580427957250683,3.5056985155353364,22.080940319131148,5.520235079782787]
[444,111,4,0.625,3.8590685003629179,3.6820887493331296,25.58448185872501,6.3961204646812524]
[445,111.25,4,0.63541666666666663,3.8600919424291997,3.7995464921728708,28.11183264755136,7.0279581618878399]
[446,111.5,4,0.64583333333333337,3.8611131006931183,3.8561573897166244,29.387194266261311,7.3467985665653277]
[447,111.75,4,0.65625,3.8621319539712564,3.8509816447435345,29.269022301962803,7.3172555754907007]
[448,112,4,0.66666666666666663,3.8631484811280106,3.7840696047689804,27.769701953354215,6.9424254883385537]
[449,112.25,4,{"$f":"IF(A469<>\"\",MOD(B469,24)/24,\"\")","v":0.67708333333333337},3.8641626610760329,3.6564614800341477,{"$f":"ABS(0.5*1.025*1*(F469^3))","v":25.053988717276635},{"$f":"G469*$B$13","v":6.2634971793191587}]
[{"$f":"IF(IF(A469<>\"\",A469+1<=$B$16,0),A469+1,\"\")","v":450},{"$f":"IF(A470<>\"\",A470*$B$13,\"\")","v":112.5},{"$f":"IF(A470<>\"\",ROUNDDOWN(A470*$B$13/24,0),\"\")","v":4},0.6875,{"$f":"IF(A470<>\"\",($B$4+$B$5)/2+($B$5-$B$4)/2*COS(2*PI()/$B$15*B470),\"\")","v":3.8651744727766677},{"$f":"IF(A470<>\"\",E470*COS(2*PI()/$B$7*B470),\"\")","v":3.4701711878918386},21.416404875390995,5.3541012188477488]
[451,112.75,4,0.69791666666666663,3.8661838952403853,3.2281545742058428,17.240777039890695,4.3101942599726737]
[452,113,4,0.70833333333333337,3.8671909075272217,2.9342625130899722,12.947644471107793,3.2369111177769483]
[453,113.25,4,0.71875,3.8681954887472094,2.5931796291161779,8.9369982661623286,2.2342495665405822]
[454,113.5,4,0.72916666666666663,3.8691976180608134,2.2103496171186157,5.5344795589912836,1.3836198897478209]
[455,113.75,4,0.73958333333333337,3.8701972746793611,1.7918883502013134,2.9486736413393095,0.73716841033482738]
[456,114,4,0.75,3.871194437865475,1.344486163054333,1.2455549175207368,0.31138872938018419]
[457,114.25,4,0.76041666666666663,3.8721890869335032,0.87530087203670681,0.34368925378240051,8.5922313445600126E-2]
[458,114.5,4,0.77083333333333337,3.8731812012499476,0.39184324288371047,3.0834077222565336E-2,7.7085193056413339E-3]
[459,114.75,4,0.78125,3.8741707602338917,-9.8143261069533E-2,4.8447940836239089E-4,1.2111985209059772E-4]
[460,115,4,0.79166666666666663,3.8751577433574291,-0.58680652455626847,0.10355681189554757,2.5889202973886891E-2]
[461,115.25,4,0.80208333333333337,3.8761421301460874,-1.066311632487061,0.62136431875819353,0.15534107968954838]
[462,115.5,4,0.8125,3.8771239001792548,-1.5289665110354917,1.8318410594922725,0.45796026487306812]
[463,115.75,4,0.82291666666666663,3.8781030330906021,-1.9673453425715668,3.9024349657469188,0.97560874143672971]
[464,116,4,0.83333333333333337,3.8790795085685059,-2.3744077739728358,6.8605634657128975,1.7151408664282244]
[465,116.25,4,0.84375,3.8800533063564697,-2.7436120042899552,10.584295416848661,2.6460738542121653]
[466,116.5,4,0.85416666666666663,3.8810244062535455,-3.0690199349283387,14.814704659813247,3.7036761649533116]
[467,116.75,4,0.86458333333333337,3.8819927881147507,-3.3453926918856811,19.188241741384076,4.7970604353460189]
[468,117,4,0.875,3.8829584318514874,-3.5682749831465701,23.284601798305612,5.821150449576403]
[469,117.25,4,0.88541666666666663,3.8839213174319576,-3.7340669326301628,26.683338447965912,6.6708346119914781]
[470,117.5,4,0.89583333333333337,3.8848814248815819,-3.840082232266103,29.021205157232426,7.2553012893081066]
[471,117.75,4,0.90625,3.8858387342834102,-3.884591672639492,30.042079720728601,7.5105199301821504]
[472,118,4,0.91666666666666663,3.8867932257785376,-3.8668513466944936,29.632364022645817,7.4080910056614542]
[473,118.25,4,0.92708333333333337,3.8877448795665139,-3.7871150664721234,27.836804032637037,6.9592010081592592]
[474,118.5,4,0.9375,3.8886936759057575,-3.6466307858474902,24.852452475028436,6.2131131187571089]
[475,118.75,4,0.94791666666666663,3.8896395951139615,-3.4476210786713319,21.001603341134476,5.2504008352836191]
[476,119,4,0.95833333333333337,3.8905826175685045,-3.1932479774967262,16.687520301803751,4.1718800754509378]
[477,119.25,4,0.96875,3.8915227237068568,-2.8875627290814174,12.339232641963861,3.0848081604909652]
[478,119.5,4,0.97916666666666663,3.8924598940269859,-2.5354412650690281,8.3532317916453813,2.0883079479113453]
[479,119.75,4,0.98958333333333337,3.8933941090877613,-2.1425064157791534,5.0403449896822927,1.2600862474205732]
[480,120,5,0,3.894325349509359,-1.7150381081865629,2.5853252825714952,0.6463313206428738]
[481,120.25,5,1.0416666666666666E-2,3.8952535959736609,-1.2598729825175459,1.0248826898349237,0.25622067245873092]
[482,120.5,5,2.0833333333333332E-2,3.8961788292246577,-0.78429503232367714,0.24724770119504677,6.1811925298761693E-2]
[483,120.75,5,3.125E-2,3.8971010300688476,-0.29591901766354728,1.3280441086186178E-2,3.3201102715465446E-3]
[484,121,5,4.1666666666666664E-2,3.8980201793756351,0.19743148220190937,3.9440561357129708E-3,9.8601403392824271E-4]
[485,121.25,5,5.2083333333333336E-2,3.8989362580777267,0.68784942330417842,0.16679153372226876,4.1697883430567191E-2]
[486,121.5,5,6.25E-2,3.8998492471715269,1.1674710497585863,0.81551551859884208,0.20387887964971052]
[487,121.75,5,7.2916666666666671E-2,3.9007591277175337,1.6286020125601097,2.2138019780178149,0.55345049450445372]
[488,122,5,8.3333333333333329E-2,3.9016658808407287,2.0638408312853995,4.5052870904132485,1.1263217726033121]
[489,122.25,5,9.375E-2,3.9025694877309713,2.4661977172550711,7.6873657422338972,1.9218414355584743]
[490,122.5,5,0.10416666666666667,3.9034699296433888,2.8292068501712864,11.606144478321788,2.901536119580447]
[491,122.75,5,0.11458333333333333,3.9043671878987625,3.1470303043488395,15.973373423204658,3.9933433558011644]
[492,123,5,0.125,3.9052612438839183,3.4145519537504918,20.403047701303176,5.1007619253257941]
[493,123.25,5,0.13541666666666666,3.9061520790521111,3.6274598449971793,24.462549111678808,6.1156372779197019]
[494,123.5,5,0.14583333333333334,3.9070396749234106,3.7823157117958073,27.731106589747064,6.932776647436766]
[495,123.75,5,0.15625,3.9079240130850836,3.8766105098690842,29.857289302446013,7.4643223256115032]
[496,124,5,0.16666666666666666,3.9088050751919763,3.9088050751919763,30.607362720486339,7.6518406801215848]
[497,124.25,5,0.17708333333333334,3.9096828429668959,3.8783552465584545,29.897620842249605,7.4744052105624013]
[498,124.5,5,0.1875,3.9105572982009877,3.7857210424036185,27.806075450194921,6.9515188625487303]
[499,124.75,5,0.19791666666666666,3.9114284227541152,3.632359737402806,24.561813483517209,6.1404533708793023]
[500,125,5,0.20833333333333334,3.912296198555234,3.4207029425620696,20.513508865654206,5.1283772164135515]
[501,125.25,5,0.21875,3.913160607602769,3.1541180491626775,16.081542419177865,4.0203856047944662]
[502,125.5,5,0.22916666666666666,3.9140216319649856,2.8368546479069625,11.70051891192724,2.92512972798181]
[503,125.75,5,0.23958333333333334,3.9148792537803643,2.4739767759050935,7.7603395680926059,1.9400848920231515]
[504,126,5,0.25,3.9157334552579681,2.071282071864708,4.5541948526016602,1.1385487131504151]
[505,126.25,5,0.26041666666666669,3.9165842186778144,1.635209130339748,2.2408551265307088,0.56021378163267721]
[506,126.5,5,0.27083333333333331,3.9174315263912405,1.1727345357747545,0.82659545741074869,0.20664886435268717]
[507,126.75,5,0.28125,3.9182753608212715,0.69126122328982187,0.16928577122300517,4.2321442805751293E-2]
[508,127,5,0.29166666666666669,3.9191157044629832,0.19849995301376336,4.0084372988418802E-3,1.00210932471047E-3]
[509,127.25,5,0.30208333333333331,3.9199525398838668,-0.29765420396855907,1.3515432006218339E-2,3.3788580015545848E-3]
[510,127.5,5,0.3125,3.9207858497241896,-0.78924838913403261,0.25196196242202457,6.2990490605506141E-2]
[511,127.75,5,0.32291666666666669,3.9216156166973546,-1.2683994614376384,1.0458322179392778,0.26145805448481946]
[512,128,5,0.33333333333333331,3.9224418235902605,-1.7274204389342216,2.6417275865887579,0.66043189664718949]
[513,128.25,5,{"$f":"IF(A533<>\"\",MOD(B533,24)/24,\"\")","v":0.34375},3.9232644532636578,-2.1589438485807899,{"$f":"ABS(0.5*1.025*1*(F533^3))","v":5.1572467494805023},{"$f":"G533*$B$13","v":1.2893116873701256}]
[{"$f":"IF(IF(A533<>\"\",A533+1<=$B$16,0),A533+1,\"\")","v":514},{"$f":"IF(A534<>\"\",A534*$B$13,\"\")","v":128.5},{"$f":"IF(A534<>\"\",ROUNDDOWN(A534*$B$13/24,0),\"\")","v":5},0.35416666666666669,{"$f":"IF(A534<>\"\",($B$4+$B$5)/2+($B$5-$B$4)/2*COS(2*PI()/$B$15*B534),\"\")","v":3.9240834886525056},{"$f":"IF(A534<>\"\",E534*COS(2*PI()/$B$7*B534),\"\")","v":-2.5560400044128815},8.558483341679235,2.1396208354198087]
[515,128.75,5,0.36458333333333331,3.9248989127663227,-2.912328314794125,12.659450867279327,3.1648627168198318]
[516,129,5,0.375,3.9257107086895435,-3.2220798304482776,17.143628960349446,4.2859072400873615]
[517,129.25,5,0.38541666666666669,3.9265188595818672,-3.4803093847306457,21.604659575403801,5.4011648938509502]
[518,129.5,5,0.39583333333333331,3.9273233486786072,-3.682855843854377,25.600475339166369,6.4001188347915923]
[519,129.75,5,0.40625,3.928124159291039,-3.8264491748962017,28.713208011716514,7.1783020029291285]
[520,130,5,0.41666666666666669,3.9289212748067457,-3.9087632503270111,30.606380219371285,7.6515950548428213]
[521,130.25,5,0.42708333333333331,3.9297146786899648,-3.9284535361715935,31.071250505754318,7.7678126264385794]
[522,130.5,5,0.4375,3.9305043544819287,-3.8851790530390917,30.055709568067414,7.5139273920168534]
[523,130.75,5,0.44791666666666669,3.9312902858012078,-3.779608251303769,27.671597693946747,6.9178994234866868]
[524,131,5,0.45833333333333331,3.9320724563440486,-3.613408699614113,24.179378139544674,6.0448445348861686]
[525,131.25,5,0.46875,3.9328508498847148,-3.3892207455311039,19.952321674196803,4.9880804185492007]
[526,131.5,5,0.47916666666666669,3.9336254502758203,-3.1106155642787403,15.425274165832796,3.8563185414581991]
[527,131.75,5,0.48958333333333331,3.9343962414486673,-2.7820382622032223,11.035275139143717,2.7588187847859293]
[528,132,5,0.5,3.9351632074135781,-2.4087369415592774,7.1624563692544614,1.7906140923136153]
[529,132.25,5,0.51041666666666663,3.9359263322602263,-1.9966788588146347,4.0796088801207704,1.0199022200301926]
[530,132.5,5,0.52083333333333337,3.936685600157968,-1.5524550161625925,1.9175687545346929,0.47939218863367322]
[531,132.75,5,0.53125,3.9374409953561704,-1.0831747120225803,0.65131249029864402,0.16282812257466101]
[532,133,5,0.54166666666666663,3.938192502184537,-0.59635173799098584,0.10869294039716272,2.717323509929068E-2]
[533,133.25,5,0.55208333333333337,3.9389401050534341,-9.9784044378090506E-2,5.0918684756421501E-4,1.2729671189105375E-4]
[534,133.5,5,0.5625,3.9396837884542135,0.39857119803902519,3.2449768729859496E-2,8.112442182464874E-3]
[535,133.75,5,0.57291666666666663,3.9404235369595346,0.890725137812442,0.36218044402513827,9.0545111006284568E-2]
[536,134,5,0.58333333333333337,3.9411593352236842,1.3687853394215697,1.3143163323019229,0.32857908307548073]
[537,134.25,5,0.59375,3.9418911679828943,1.8250823822037121,3.1155970801055792,0.77889927002639481]
[538,134.5,5,0.60416666666666663,3.9426190200556599,2.2522929303859756,5.8555607450667244,1.4638901862666811]
[539,134.75,5,0.61458333333333337,3.943342876343054,2.6435572988233673,9.468039347617669,2.3670098369044172]
[540,135,5,0.625,3.9440627218290385,2.9925896265976308,13.73521203862947,3.4338030096573675]
[541,135.25,5,0.63541666666666663,3.9447785415807788,3.2937788885081698,18.313746339410699,4.5784365848526747]
[542,135.5,5,0.64583333333333337,3.9454903207489518,3.5422791208008451,22.779396161817669,5.6948490404544172]
[543,135.75,5,0.65625,3.9461980445680536,3.7340874099050412,26.683777437193225,6.6709443592983062]
[544,136,5,0.66666666666666663,3.9469016983567071,3.8661083887207148,29.615287050096601,7.4038217625241503]
[545,136.25,5,0.67708333333333337,3.9476012675179666,3.9362042009844682,31.255520186723299,7.8138800466808247]
[546,136.5,5,0.6875,3.9482967375396183,3.9432291269904298,31.423163784460936,7.855790946115234]
[547,136.75,5,0.69791666666666663,3.9489880939944846,3.8870483097163619,30.099112101015514,7.5247780252538785]
[548,137,5,0.70833333333333337,3.9496753225407208,3.768540275270619,27.429213369830688,6.8573033424576719]
[549,137.25,5,0.71875,3.950358408922114,3.5895832014450431,23.704234893849044,5.926058723462261]
[550,137.5,5,0.72916666666666663,3.9510373389683782,3.3530251488628631,19.319874552427162,4.8299686381067906]
[551,137.75,5,0.73958333333333337,3.9517120985954493,3.0626387265680042,14.722486987407734,3.6806217468519336]
[552,138,5,0.75,3.9523826738057752,2.7230609137800874,10.348226813348504,2.5870567033371259]
[553,138.25,5,0.76041666666666663,3.953049050688608,2.3397189979258091,6.564247902077696,1.641061975519424]
[554,138.5,5,0.77083333333333337,3.9537112154202925,1.9187438121245968,3.6203023853759104,0.90507559634397761]
[555,138.75,5,0.78125,3.954369154264552,1.4668716594661573,1.6175965928014995,0.40439914820037487]
[556,139,5,0.79166666666666663,3.9550228535727734,0.9913364933890918,0.49929492446521162,0.12482373111630291]
[557,139.25,5,0.80208333333333337,3.955672299784291,0.49975408032711888,6.3968021109412465E-2,1.5992005277353116E-2]
[558,139.5,5,0.8125,3.9563174794266684,3.8780899424386624E-15,2.9891485700758153E-44,7.4728714251895383E-45]
[559,139.75,5,0.82291666666666663,3.9569583791159748,-0.49991656178289029,6.403043378698911E-2,1.6007608446747278E-2]
[560,140,5,0.83333333333333337,3.9575949855570673,-0.99198120478430574,0.50026970100751589,0.12506742525187897]
[561,140.25,5,0.84375,3.9582272855438632,-1.4683028317243136,1.622335900713693,0.40558397517842326]
[562,140.5,5,0.85416666666666663,3.9588552659596141,-1.921240229946731,3.6344515665577553,0.90861289163943881]
[563,140.75,5,0.86458333333333337,3.9594789137771804,-2.3435246863019121,6.5963314187116193,1.6490828546779048]
[564,141,5,0.875,3.9600982160593001,-2.7283766671554908,10.408948270084045,2.6022370675210111]
[565,141.25,5,0.88541666666666663,3.9607131599588561,-3.0696146900046375,14.823319294418829,3.7058298236047071]
[566,141.5,5,0.89583333333333337,3.9613237327191442,-3.3617546378497765,19.47116369029499,4.8677909225737475]
[567,141.75,5,0.90625,3.9619299216741379,-3.6000979202351524,23.913151211677768,5.978287802919442]
[568,142,5,0.91666666666666663,3.9625317142487502,-3.7808070632949202,27.697936587153599,6.9244841467883997]
[569,142.25,5,0.92708333333333337,3.9631290979590941,-3.9009675123703058,30.423618753031711,7.6059046882579278]
[570,142.5,5,0.9375,3.963722060412743,-3.9586346515722655,31.792899370080182,7.9482248425200455]
[571,142.75,5,0.94791666666666663,3.9643105893089872,-3.9528652815172429,31.654095599546146,7.9135238998865365]
[572,143,5,0.95833333333333337,3.9648946724390881,-3.8837330455665882,30.022163154968084,7.5055407887420209]
[573,143.25,5,0.96875,3.9654742976865336,-3.7523275522564559,27.076722654777821,6.7691806636944554]
[574,143.5,5,0.97916666666666663,3.9660494530272872,-3.5607372030899485,23.137351063641276,5.784337765910319]
[575,143.75,5,0.98958333333333337,3.9666201265300387,-3.3120159962796536,18.619634290020393,4.6549085725050983]
[576,144,6,0,3.9671863063564512,-3.0101348341835474,13.978215073836237,3.4945537684590593]
[577,144.25,6,{"$f":"IF(A597<>\"\",MOD(B597,24)/24,\"\")","v":1.0416666666666666E-2},3.9677479807614064,-2.6599181109405654,{"$f":"ABS(0.5*1.025*1*(F597^3))","v":9.6449208780478504},{"$f":"G597*$B$13","v":2.4112302195119626}]
[{"$f":"IF(IF(A597<>\"\",A597+1<=$B$16,0),A597+1,\"\")","v":578},{"$f":"IF(A598<>\"\",A598*$B$13,\"\")","v":144.5},{"$f":"IF(A598<>\"\",ROUNDDOWN(A598*$B$13/24,0),\"\")","v":6},2.0833333333333332E-2,{"$f":"IF(A598<>\"\",($B$4+$B$5)/2+($B$5-$B$4)/2*COS(2*PI()/$B$15*B598),\"\")","v":3.9683051380932501},{"$f":"IF(A598<>\"\",E598*COS(2*PI()/$B$7*B598),\"\")","v":-2.2669665931900305},5.9707547182789495,1.4926886795697374]
[579,144.75,6,3.125E-2,3.9688577667940317,-1.8375678269561548,3.1799771912034376,0.7949942978008594]
[580,145,6,4.1666666666666664E-2,3.969405855399744,-1.3785955042533096,1.3427786993480282,0.33569467483700705]
[581,145.25,6,5.2083333333333336E-2,3.9699493925405633,-0.89739940049887501,0.37038312784656174,9.2595781961640436E-2]
[582,145.5,6,6.25E-2,3.9704883669410829,-0.4016876455540237,3.3216914880427217E-2,8.3042287201068044E-3]
[583,145.75,6,7.2916666666666671E-2,3.9710227674205476,0.10059678529823537,5.2173044136697192E-4,1.3043261034174298E-4]
[584,146,6,8.3333333333333329E-2,3.9715525828930871,0.60140338087004708,0.11147858957141568,2.786964739285392E-2]
[585,146.25,6,9.375E-2,3.9720778023679437,1.0927031629897928,0.66865249636305057,0.16716312409076264]
[586,146.5,6,0.10416666666666667,3.9725984149497018,1.5666174449493058,1.9705286092826702,0.49263215232066754]
[587,146.75,6,0.11458333333333333,3.9731144098385132,2.0155442140150326,4.1963418305192217,1.0490854576298054]
[588,147,6,0.125,3.9736257763303215,2.4322801100974059,7.3745348938236948,1.8436337234559237]
[589,147.25,6,0.13541666666666666,3.9741325038170849,2.8101360427829332,11.373022686366895,2.8432556715917237]
[590,147.5,6,0.14583333333333334,3.9746345817869937,3.1430445904706934,15.912759423407625,3.9781898558519062]
[591,147.75,6,0.15625,3.9751319998246921,3.4256574567086404,20.602772752989114,5.1506931882472786]
[592,148,6,0.16666666666666666,3.9756247476114912,3.6534314178882856,24.991754573107105,6.2479386432767763]
[593,148.25,6,0.17708333333333334,3.9761128149255835,3.8227013806854169,28.628921647198496,7.1572304117996239]
[594,148.5,6,0.1875,3.9765961916422574,3.9307393740821732,31.125520087512864,7.7813800218782161]
[595,148.75,6,0.19791666666666666,3.9770748677341037,3.9757985261611024,32.208238603552104,8.052059650888026]
[596,149,6,0.20833333333333334,3.9775488332712259,3.9571413165147633,31.756932769859755,7.9392331924649389]
[597,149.25,6,0.21875,3.9780180784214458,3.8750516472079086,29.821285143805504,7.455321285951376]
[598,149.5,6,0.22916666666666666,3.978482593450507,3.7308305347182631,26.614017456356741,6.6535043640891853]
[599,149.75,6,0.23958333333333334,3.9789423687222771,3.5267754880059581,22.481604882011176,5.620401220502794]
[600,150,6,0.25,3.9793973946989483,3.2661438996043755,17.856642938958061,4.4641607347395151]
[601,150.25,6,0.26041666666666669,3.9798476619412333,2.9531010331854484,13.19862793394149,3.2996569834853724]
[602,150.5,6,0.27083333333333331,3.9802931611085635,2.5926534383135502,8.9315590608458599,2.232889765211465]
[603,150.75,6,0.28125,3.9807338829592811,2.190568857091145,5.3872185815138875,1.3468046453784719]
[604,151,6,0.29166666666666669,3.9811698183508311,1.7532839043594406,2.7621712929669013,0.69054282324172533]
[605,151.25,6,0.30208333333333331,3.9816009582399516,1.2878009995645896,1.0945614370539953,0.27364035926349883]
[606,151.5,6,0.3125,3.9820272936828611,0.80157620117101325,0.26395403978365295,6.5988509945913237E-2]
[607,151.75,6,0.32291666666666669,3.9824488158354439,0.30239974082899429,1.417222744594349E-2,3.5430568614858724E-3]
[608,152,6,0.33333333333333331,3.9828655159534332,-0.20172882797942746,4.2072446391263557E-3,1.0518111597815889E-3]
[609,152.25,6,0.34375,3.9832773853925931,-0.70272886527097123,0.1778513838050336,4.4462845951258399E-2]
[610,152.5,6,0.35416666666666669,3.9836844156088977,-1.1925682075970068,0.8692477034424454,0.21731192586061135]
[611,152.75,6,0.36458333333333331,3.9840865981587092,-1.663391980773679,2.3587270086623304,0.58968175216558261]
[612,153,6,0.375,3.9844839246989503,-2.1076485958920643,4.7983119628555997,1.1995779907138999]
[613,153.25,6,0.38541666666666669,3.9848763869872816,-2.5182109069493079,8.1840857593909462,2.0460214398477365]
[614,153.5,6,0.39583333333333331,3.9852639768822677,-2.8884905856483116,12.351131310574232,3.0877828276435579]
[615,153.75,6,0.40625,3.9856466863435509,-3.2125438773346953,16.991865972696143,4.2479664931740357]
[616,154,6,0.41666666666666669,3.9860245074320138,-3.485167039942568,21.695250260263826,5.4238125650659565]
[617,154.25,6,0.42708333333333331,3.9863974323099471,-3.7019799330017982,26.00135917694077,6.5003397942351926]
[618,154.5,6,0.4375,3.98676545324121,-3.8594964135690639,29.463598979038903,7.3658997447597256]
[619,154.75,6,0.44791666666666669,3.9871285625913924,-3.9551804073434247,31.709745973222201,7.9274364933055503]
[620,155,6,0.45833333333333331,3.987486752827972,-3.987486752827972,32.4931360907377,8.123284022684425]
[621,155.25,6,0.46875,3.9878400165204715,-3.9558861605181259,31.7267236418419,7.9316809104604751]
[622,155.5,6,0.47916666666666669,3.9881883463406118,-3.8608738838211867,29.49515728110002,7.3737893202750051]
[623,155.75,6,0.48958333333333331,3.9885317350624647,-3.7039619596549178,26.043144641440559,6.5107861603601398]
[624,156,6,0.5,3.988870175562603,-3.4876551402431901,21.741748896470884,5.4354372241177211]
[625,156.25,6,0.51041666666666663,3.9892036608202472,-3.2154108992952946,17.03739955368756,4.2593498884218901]
[626,156.5,6,0.52083333333333337,3.9895321839174125,-2.8915841513217826,12.390857912860877,3.0977144782152193]
[627,156.75,6,0.53125,3.9898557380390507,-2.5213575682030558,8.2148036849194508,2.0537009212298627]
[628,157,6,0.54166666666666663,3.9901743164731935,-2.1106586083452967,4.8188992872883096,1.2047248218220774]
[629,157.25,6,0.55208333333333337,3.990487912611091,-1.6660645871199891,2.3701147325817487,0.59252868314543716]
[630,157.5,6,0.5625,3.990796519947347,-1.1946973093626194,0.87391164519726572,0.21847791129931643]
[631,157.75,6,0.57291666666666663,3.991100132080057,-0.70410895241306382,0.1789012884341287,4.4725322108532174E-2]
[632,158,6,0.58333333333333337,3.9913987427109388,-0.20216102882220349,4.2343444837812383E-3,1.0585861209453096E-3]
[633,158.25,6,0.59375,3.9916923456454638,0.30310163083396341,1.4271140736150224E-2,3.567785184037556E-3]
[634,158.5,6,0.60416666666666663,3.9919809347929855,0.8035798543959789,0.26593836312738467,6.6484590781846167E-2]
[635,158.75,6,0.61458333333333337,3.9922645041668674,1.2912499953950685,1.103379392907105,0.27584484822677624]
[636,159,6,0.625,3.9925430478846029,1.7582926081304906,2.7859115297230597,0.69647788243076492]
[637,159.25,6,0.63541666666666663,3.9928165601679431,2.1972178663396398,5.4364229227855283,1.3591057306963821]
[638,159.5,6,0.64583333333333337,3.993085035343011,2.6009857131923586,9.0179488946485389,2.2544872236621347]
[639,159.75,6,0.65625,3.9933484678404243,2.9631188145771867,13.333404909561144,3.3333512273902861]
[640,160,6,0.66666666666666663,3.9936068521954065,3.2778065028368593,18.048611934316252,4.512152983579063]
[641,160.25,6,{"$f":"IF(A661<>\"\",MOD(B661,24)/24,\"\")","v":0.67708333333333337},3.9938601830479037,3.5399980423992883,{"$f":"ABS(0.5*1.025*1*(F661^3))","v":22.735417582272149},{"$f":"G661*$B$13","v":5.6838543955680372}]
[{"$f":"IF(IF(A661<>\"\",A661+1<=$B$16,0),A661+1,\"\")","v":642},{"$f":"IF(A662<>\"\",A662*$B$13,\"\")","v":160.5},{"$f":"IF(A662<>\"\",ROUNDDOWN(A662*$B$13/24,0),\"\")","v":6},0.6875,{"$f":"IF(A662<>\"\",($B$4+$B$5)/2+($B$5-$B$4)/2*COS(2*PI()/$B$15*B662),\"\")","v":3.994108455142694},{"$f":"IF(A662<>\"\",E662*COS(2*PI()/$B$7*B662),\"\")","v":3.7454837198367481},26.928837823701034,6.7322094559252585]
[643,160.75,6,0.69791666666666663,3.9943516633294962,3.8909624560214948,30.190130523593474,7.5475326308983686]
[644,161,6,0.70833333333333337,3.9945898025630786,3.9740948541040972,32.166851622479086,8.0417129056197716]
[645,161.25,6,0.71875,3.9948228679033613,3.9935408305586662,32.641360876983285,8.1603402192458212]
[646,161.5,6,0.72916666666666663,3.9950508545155206,3.9489812237685475,31.560877976452417,7.8902194941131043]
[647,161.75,6,0.73958333333333337,3.9952737576700872,3.841123031602772,29.044808900608391,7.2612022251520978]
[648,162,6,0.75,3.9954915727430476,3.6716881920350213,25.368293184318389,6.3420732960795974]
[649,162.25,6,0.76041666666666663,3.9957042952159361,3.4433860848678379,20.924304431159616,5.231076107789904]
[650,162.5,6,0.77083333333333337,3.9959119206759319,3.1598701938106295,16.169686385610348,4.0424215964025869]
[651,162.75,6,0.78125,3.996114444815948,2.8256796223268692,11.562789748457073,2.8906974371142682]
[652,163,6,0.79166666666666663,3.9963118634347223,2.4461663997346039,7.5015646956207247,1.8753911739051812]
[653,163.25,6,0.80208333333333337,3.9965041724369046,2.027409742114457,4.2708906967360205,1.0677226741840051]
[654,163.5,6,0.8125,3.9966913678331402,1.5761186419858555,2.0065989799881994,0.50164974499704984]
[655,163.75,6,0.82291666666666663,3.996873445740154,1.0995243480946759,0.68125299166788877,0.17031324791697219]
[656,164,6,0.83333333333333337,3.9970504023808315,0.60526445900628523,0.1136395194874139,2.8409879871853474E-2]
[657,164.25,6,0.84375,3.9972222340842949,0.1012604889023821,5.3212532622264497E-4,1.3303133155566124E-4]
[658,164.5,6,0.85416666666666663,3.9973889372859817,-0.40440913111638221,3.3896646052670162E-2,8.4741615131675406E-3]
[659,164.75,6,0.86458333333333337,3.9975505085277168,-0.90363857951373294,0.37816224047735769,9.4540560119339423E-2]
[660,165,6,0.875,3.9977069444577857,-1.3884246211444002,1.3717052131165541,0.34292630327913853]
[661,165.25,6,0.88541666666666663,3.9978582418310036,-1.8509949495757809,3.2501961466660059,0.81254903666650147]
[662,165.5,6,0.89583333333333337,3.9980043975087813,-2.2839328361059814,6.1058180013348826,1.5264545003337207]
[663,165.75,6,0.90625,3.9981454084591928,-2.6802960857644211,9.8682964185756248,2.4670741046439062]
[664,166,6,0.91666666666666663,3.998281271757036,-3.0337283917561315,14.309483485671894,3.5773708714179735]
[665,166.25,6,0.92708333333333337,3.9984119845838948,-3.3385613016194777,19.07093275431895,4.7677331885797374]
[666,166.5,6,0.9375,3.998537544228197,-3.5899051588521154,23.710613716768218,5.9276534291920546]
[667,166.75,6,0.94791666666666663,3.9986579480852704,-3.7837275605097811,27.762172275326041,6.9405430688315102]
[668,167,6,0.95833333333333337,3.9987731936573967,-3.9169180714652803,30.798341680699458,7.6995854201748646]
[669,167.25,6,0.96875,3.9988832785538651,-3.987338156415928,32.489503589509425,8.1223758973773563]
[670,167.5,6,0.97916666666666663,3.9989882004910182,-3.9938555278126424,32.649078055711911,8.1622695139279777]
[671,167.75,6,0.98958333333333337,3.9990879572923039,-3.9363623578506064,31.259287882828616,7.814821970707154]
[672,168,7,0,3.9991825468883162,-3.8157770614960604,28.473630733271929,7.1184076833179821]
[673,168.25,7,1.0416666666666666E-2,3.999271967316842,-3.6340296210762446,24.595704039195279,6.1489260097988199]
[674,168.5,7,2.0833333333333332E-2,3.9993562167228989,-3.3940306869978221,20.037390576272962,5.0093476440682405]
[675,168.75,7,3.125E-2,3.9994352933587747,-3.099624949448367,15.262346657863249,3.8155866644658123]
[676,169,7,4.1666666666666664E-2,3.9995091955840643,-2.7555295282964201,10.722821528236194,2.6807053820590485]
[677,169.25,7,5.2083333333333336E-2,3.9995779218657028,-2.3672583687884323,6.7987778586854084,1.6996944646713521]
[678,169.5,7,6.25E-2,3.9996414707779984,-1.9410338551892345,3.7479449279356531,0.93698623198391329]
[679,169.75,7,7.2916666666666671E-2,3.9996998410026601,-1.4836870596188001,1.673866417925701,0.41846660448142525]
[680,170,7,8.3333333333333329E-2,3.9997530313288268,-1.0025482257120726,0.51642788919849492,0.12910697229962373]
[681,170.25,7,9.375E-2,3.9998010406530922,-0.50532924344415409,6.6132838660701937E-2,1.6533209665175484E-2]
[682,170.5,7,0.10416666666666667,3.9998438679795258,7.8393430637459545E-15,2.4690670331862901E-43,6.1726675829657253E-44]
[683,170.75,7,0.11458333333333333,3.9998815124196971,0.50533941013409345,6.6136830309322908E-2,1.6534207577330727E-2]
[684,171,7,0.125,3.9999139731926907,1.0025885661978116,0.51649023170627151,0.12912255792656788]
[685,171.25,7,0.13541666666666666,3.9999412496251243,1.4837766100509642,1.6741695233026337,0.41854238082565842]
[686,171.5,7,0.14583333333333334,3.9999633411511613,1.9411900595130747,3.7488498461830289,0.93721246154575721]
[687,171.75,7,0.15625,3.9999802473125246,2.3674964959857574,6.800829772577849,1.7002074431444623]
[688,172,7,0.16666666666666666,3.9999919677585041,2.7558621423540703,10.72670498330783,2.6816762458269574]
[689,172.25,7,0.17708333333333334,3.999998502245965,3.1000614451510398,15.268795393143671,3.8171988482859178]
[690,172.5,7,0.1875,3.9999998506393526,3.3945769032249573,20.047066248391829,5.0117665620979572]
[691,172.75,7,0.19791666666666666,3.9999960129106951,3.6346875416069313,24.609065197618474,6.1522662994046184]
[692,173,7,0.20833333333333334,3.9999869891396047,3.8165446114275432,28.490816744994223,7.1227041862485558]
[693,173.25,7,0.21875,3.9999727795132745,3.9372333016561001,31.280041389361433,7.8200103473403582]
[694,173.5,7,0.22916666666666666,3.9999533843264761,3.9948194728415696,32.672724013496627,8.1681810033741566]
[695,173.75,7,0.23958333333333334,3.9999288039815535,3.9883806633212084,32.514993818992224,8.128748454748056]
[696,174,7,0.25,3.999899038988413,3.918020870676227,30.824362610759255,7.7060906526898139]
[697,174.25,7,0.26041666666666669,3.999864089964515,3.784868871502022,27.787302121712088,6.946825530428022]
[698,174.5,7,0.27083333333333331,3.9998239576348595,3.5910601066483743,23.733505685470174,5.9333764213675435]
[699,174.75,7,0.28125,3.9997786428319713,3.3397024227338417,19.090494788313158,4.7726236970782896]
[700,175,7,0.29166666666666669,3.999728146495884,3.0348262197167415,14.32502380557267,3.5812559513931674]
[701,175.25,7,0.30208333333333331,3.9996724696741182,2.6813198044586892,9.8796081000594818,2.4699020250148704]
[702,175.5,7,0.3125,3.9996116135216617,2.2848509875289182,6.1131846620746755,1.5282961655186689]
[703,175.75,7,0.32291666666666669,3.9995455793009458,1.8517761811617726,3.2543132206518113,0.81357830516295282]
[704,176,7,0.33333333333333331,3.9994743683818168,1.3890384567572052,1.3735253489933958,0.34338133724834896]
[705,176.25,7,{"$f":"IF(A725<>\"\",MOD(B725,24)/24,\"\")","v":0.34375},3.99939798224151,0.90405619738217469,{"$f":"ABS(0.5*1.025*1*(F725^3))","v":0.37868678749189977},{"$f":"G725*$B$13","v":9.4671696872974942E-2}]
[{"$f":"IF(IF(A725<>\"\",A725+1<=$B$16,0),A725+1,\"\")","v":706},{"$f":"IF(A726<>\"\",A726*$B$13,\"\")","v":176.5},{"$f":"IF(A726<>\"\",ROUNDDOWN(A726*$B$13/24,0),\"\")","v":7},0.35416666666666669,{"$f":"IF(A726<>\"\",($B$4+$B$5)/2+($B$5-$B$4)/2*COS(2*PI()/$B$15*B726),\"\")","v":3.9993164224646169},{"$f":"IF(A726<>\"\",E726*COS(2*PI()/$B$7*B726),\"\")","v":0.40460413155748826},3.3945703169227071E-2,8.4864257923067676E-3]
[707,176.75,7,0.36458333333333331,3.9992296907430558,-0.10131134322843027,5.3292744956989931E-4,1.3323186239247483E-4]
[708,177,7,0.375,3.9991377888760313,-0.60558054730406186,0.11381765096514772,2.845441274128693E-2]
[709,177.25,7,0.38541666666666669,3.999040718770003,-1.1001205564805348,0.68236180484377196,0.17059045121094299]
[710,177.5,7,0.39583333333333331,3.9989384824386414,-1.5770048047876599,2.0099854763108471,0.50249636907771178]
[711,177.75,7,0.40625,3.9988310820027877,-2.0285901735413727,4.2783550430956128,1.0695887607739032]
[712,178,7,0.41666666666666669,3.9987185196904109,-2.447639528426659,7.5151256208050947,1.8787814052012737]
[713,178.25,7,0.42708333333333331,3.9986007978365596,-2.8274377394081784,11.584386028182058,2.8960965070455145]
[714,178.5,7,0.4375,3.9984779188833151,-3.1618993229340635,16.200856769299982,4.0502141923249955]
[715,178.75,7,0.44791666666666669,3.9983498853797399,-3.4456659803964547,20.965894441644849,5.2414736104112123]
[716,179,7,0.45833333333333331,3.9982166999818247,-3.6741924689987608,25.420235971046232,6.3550589927615579]
[717,179.25,7,0.46875,3.9980783654524346,-3.8438194284458476,29.106018593596186,7.2765046483990465]
[718,179.5,7,0.47916666666666669,3.9979348846612499,-3.9518319962140107,31.629278794263264,7.9073196985658161]
[719,179.75,7,0.48958333333333331,3.9977862605847081,-3.9965032722140958,32.714055671251927,8.1785139178129818]
[720,180,7,0.5,3.9976324963059415,-3.9771219367693407,32.240412453118857,8.0601031132797143]
[721,180.25,7,0.51041666666666663,3.9974735950147129,-3.8940035800889996,30.260974468693377,7.5652436171733441]
[722,180.5,7,0.52083333333333337,3.9973095600073512,-3.7484855627488014,26.993636619510561,6.7484091548776401]
[723,180.75,7,0.53125,3.9971403946866797,-3.5429054908946251,22.791482326004573,5.6978705815011432]
[724,181,7,0.54166666666666663,3.9969661025619487,-3.2805636527275706,18.094195404587904,4.5235488511469759]
[725,181.25,7,0.55208333333333337,3.9967866872487616,-2.9656700200879236,13.367874217905898,3.3419685544764746]
[726,181.5,7,0.5625,3.9966021524689994,-2.6032766665066833,9.0417989706992259,2.2604497426748065]
[727,181.75,7,0.57291666666666663,3.9964125020507435,-2.1991966869621487,5.4511243285304429,1.3627810821326107]
[728,182,7,0.58333333333333337,3.996217739928198,-1.759910921015251,2.7936109774623192,0.69840274436557981]
[729,182.25,7,0.59375,3.9960178701416047,-1.2924639765309571,1.1064943779871228,0.2766235944967807]
[730,182.5,7,0.60416666666666663,3.9958128968371636,-0.80435122268449255,0.2667049331032566,6.6676233275814151E-2]
[731,182.75,7,0.61458333333333337,3.995602824266943,-0.30339856565378792,1.431312419228236E-2,3.57828104807059E-3]
[732,183,7,0.625,3.9953876567887932,0.20236306400483153,4.2470523009837495E-3,1.0617630752459374E-3]
[733,183.25,7,0.63541666666666663,3.9951673988662568,0.70482649866880864,0.17944879239686093,4.4862198099215232E-2]
[734,183.5,7,0.64583333333333337,3.9949420550684738,1.1959383297028905,0.87663786489213658,0.21915946622303414]
[735,183.75,7,0.65625,3.9947116300700887,1.6678280271400063,2.3776486192022732,0.5944121548005683]
[736,184,7,0.66666666666666663,3.9944761286511534,2.112934112166637,4.8345018813586336,1.2086254703396584]
[737,184.25,7,0.67708333333333337,3.9942355556970273,2.5241253591019164,8.2418865081773536,2.0604716270443384]
[738,184.5,7,0.6875,3.9939899161982755,2.8948150835263613,12.43243938039206,3.1081098450980149]
[739,184.75,7,0.69791666666666663,3.9937392152505673,3.2190666843565761,17.095578040075381,4.2738945100188452]
[740,185,7,0.70833333333333337,3.9934834580545688,3.4916887481793948,21.81727169236191,5.4543179230904775]
[741,185.25,7,0.71875,3.9932226499158348,3.7083181918042438,26.135140833170901,6.5337852082927252]
[742,185.5,7,0.72916666666666663,3.9929567962446999,3.8654901110657978,29.601080871464362,7.4002702178660904]
[743,185.75,7,0.73958333333333337,3.9926859025561665,3.9606932173269942,31.8425239146348,7.9606309786587]
[744,186,7,0.75,3.9924099744697878,3.9924099744697878,32.613639440064638,8.1534098600161595]
[745,186.25,7,0.76041666666666663,3.992129017709555,3.9601407947000582,31.82920194567863,7.9573004864196575]
[746,186.5,7,0.77083333333333337,3.9918430381037751,3.8644119072936109,29.576317831371099,7.3940794578427749]
[747,186.75,7,0.78125,3.9915520415849528,3.7067667763666496,26.102352788968755,6.5255881972421887]
[748,187,7,0.79166666666666663,3.9912560341896648,3.4897412076603826,21.780785342627158,5.4451963356567896]
[749,187.25,7,0.80208333333333337,3.9909550220584378,3.216822545952787,17.059848953781376,4.2649622384453441]
[750,187.5,7,0.8125,3.9906490114356172,2.8923936198515485,12.401266896728995,3.1003167241822487]
[751,187.75,7,0.82291666666666663,3.9903380086692408,2.5216623352882159,8.2177829185341373,2.0544457296335343]
[752,188,7,0.83333333333333337,3.9900220202109056,2.110578049103629,4.8183475276803378,1.2045868819200845]
[753,188.25,7,0.84375,3.9897010526156347,1.6657360659962062,2.3687129635788473,0.59217824089471183]
[754,188.5,7,0.85416666666666663,3.9893751125417398,1.1942717924026482,0.87297819086040496,0.21824454771510124]
[755,188.75,7,0.86458333333333337,3.9890442067506862,0.70374624654700113,0.17862495992102581,4.4656239980256453E-2]
[756,189,7,0.875,3.988708342106948,0.20202476226775648,4.2257877797873353E-3,1.0564469449468338E-3]
[757,189.25,7,0.88541666666666663,3.9883675255778703,-0.30284916689200408,1.4235509635306608E-2,3.558877408826652E-3]
[758,189.5,7,0.89583333333333337,3.9880217642335212,-0.80278287922159164,0.26514788983194881,6.6286972457987203E-2]
[759,189.75,7,0.90625,3.9876710652465475,-1.2897643027565984,1.0995751786101287,0.27489379465253216]
[760,190,7,0.91666666666666663,3.9873154358920249,-1.755990398382357,2.7749827027883986,0.69374567569709966]
[761,190.25,7,0.92708333333333337,3.9869548835473059,-2.1939922283962359,5.4125151421335662,1.3531287855333916]
[762,190.5,7,0.9375,3.9865894156918693,-2.5967546452933408,8.9740114913163733,2.2435028728290933]
[763,190.75,7,0.94791666666666663,3.9862190399071631,-2.9578286821942217,13.262118915684873,3.3155297289212182]
[764,191,7,0.95833333333333337,3.9858437638764479,-3.2714348437538017,17.94356344996223,4.4858908624905576]
[765,191.25,7,0.96875,3.9854635953846382,-3.5325556426835845,22.592323791091193,5.6480809477727982]
[766,191.5,7,0.97916666666666663,3.9850785423181385,-3.7370158998324228,26.746607627279566,6.6866519068198915]
[767,191.75,7,0.98958333333333337,3.9846886126646832,-3.8815495223300056,29.971554185971694,7.4928885464929236]
[768,192,8,0,3.9842938145131677,-3.9638516914392325,31.918763607768959,7.9796909019422397]
[769,192.25,8,{"$f":"IF(A789<>\"\",MOD(B789,24)/24,\"\")","v":1.0416666666666666E-2},3.9838941560534824,-3.9826156260023984,{"$f":"ABS(0.5*1.025*1*(F789^3))","v":32.374200338288595},{"$f":"G789*$B$13","v":8.0935500845721489}]
[{"$f":"IF(IF(A789<>\"\",A789+1<=$B$16,0),A789+1,\"\")","v":770},{"$f":"IF(A790<>\"\",A790*$B$13,\"\")","v":192.5},{"$f":"IF(A790<>\"\",ROUNDDOWN(A790*$B$13/24,0),\"\")","v":8},2.0833333333333332E-2,{"$f":"IF(A790<>\"\",($B$4+$B$5)/2+($B$5-$B$4)/2*COS(2*PI()/$B$15*B790),\"\")","v":3.9834896455763427},{"$f":"IF(A790<>\"\",E790*COS(2*PI()/$B$7*B790),\"\")","v":-3.9375533349412293},31.287669691291129,7.8219174228227821]
[771,192.75,8,3.125E-2,3.9830802914731165,-3.8294000292041628,28.779687805492102,7.1949219513730256]
[772,193,8,4.1666666666666664E-2,3.9826661022356502,-3.6599021257245385,25.124780961264328,6.281195240316082]
[773,193.25,8,5.2083333333333336E-2,3.9822470864560926,-3.4317890391504382,20.7136015645737,5.1784003911434251]
[774,193.5,8,6.25E-2,3.9818232528267168,-3.1487292171096888,15.999256892343533,3.9998142230858833]
[775,193.75,8,7.2916666666666671E-2,3.9813946101397399,-2.8152711274093689,11.435483952544491,2.8588709881361227]
[776,194,8,8.3333333333333329E-2,3.9809611672871399,-2.4367701467863885,7.4154509400317927,1.8538627350079482]
[777,194.25,8,9.375E-2,3.980522933260473,-2.019302526758382,4.2198599320862513,1.0549649830215628]
[778,194.5,8,0.10416666666666667,3.9800799171506842,-1.5695678191472922,1.9816827413502471,0.49542068533756178]
[779,194.75,8,0.11458333333333333,3.9796321281479226,-1.0947813286463308,0.67247480183982655,0.16811870045995664]
[780,195,8,0.125,3.9791795755413468,-0.6025583194158014,0.11212207613891673,2.8030519034729182E-2]
[781,195.25,8,0.13541666666666666,3.978722268718935,-0.10079183456496586,5.2477111243745219E-4,1.3119277810936305E-4]
[782,195.5,8,0.14583333333333334,3.9782602171672883,0.40247391060016202,3.3412353711056123E-2,8.3530884277640306E-3]
[783,195.75,8,0.15625,3.9777934304714355,0.89917253013874954,0.37258293689361732,9.3145734223404331E-2]
[784,196,8,0.16666666666666666,3.9773219183146336,1.3813447944855155,1.3508283167978266,0.33770707919945664]
[785,196.25,8,0.17708333333333334,3.9768456904781671,1.8412662088153413,3.199216409452045,0.79980410236301125]
[786,196.5,8,0.1875,3.9763647568411442,2.2715707972064973,6.0072084234569942,1.5018021058642486]
[787,196.75,8,0.19791666666666666,3.9758791273802929,2.6653691083978646,9.7043387833222425,2.4260846958305606]
[788,197,8,0.20833333333333334,3.9753888121697543,3.0163585520958724,14.06509802340946,3.516274505852365]
[789,197.25,8,0.21875,3.9748938213808724,3.318924298264776,18.736389653188979,4.6840974132972448]
[790,197.5,8,0.22916666666666666,3.9743941652819839,3.5682291236336332,23.283704047897757,5.8209260119744393]
[791,197.75,8,0.23958333333333334,3.9738898542382048,3.7602907673338866,27.249475970370018,6.8123689925925044]
[792,198,8,0.25,3.9733808987112162,3.8920455582883848,30.215349041299064,7.5538372603247659]
[793,198.25,8,0.26041666666666669,3.9728673092590463,3.9613972974762031,31.859508573738648,7.9648771434346619]
[794,198.5,8,0.27083333333333331,3.9723490965358512,3.9672506149563711,32.000943138307129,8.0002357845767822]
[795,198.75,8,0.28125,3.9718262712916959,3.9095282707461547,30.624354515045241,7.6560886287613101]
[796,199,8,0.29166666666666669,3.9712988443723285,3.7891721263117888,27.882189303040153,6.9705473257600383]
[797,199.25,8,0.30208333333333331,3.9707668267189566,3.6081277754072749,24.073519974097895,6.0183799935244737]
[798,199.5,8,0.3125,3.9702302293680214,3.3693130850852344,19.602793975283475,4.9006984938208689]
[799,199.75,8,0.32291666666666669,3.9696890634509669,3.0765711556972191,14.924327194523388,3.7310817986308469]
[800,200,8,0.33333333333333331,3.9691433401940097,2.7346084584632275,10.480435465420344,2.620108866355086]
[801,200.25,8,0.34375,3.968593070917906,2.3489191467143051,6.6419878014983267,1.6604969503745817]
[802,200.5,8,0.35416666666666669,3.9680382670377172,1.9256967583917965,3.6598018112547628,0.9149504528136907]
[803,200.75,8,0.36458333333333331,3.967478940062573,1.4717347292753995,1.6337382778923879,0.40843456947309698]
[804,201,8,0.375,3.9669151015954314,0.99431731547025182,0.5038124288255178,0.12595310720637945]
[805,201.25,8,0.38541666666666669,3.9663467633328406,0.50110267705336697,6.4487276900093704E-2,1.6121819225023426E-2]
[806,201.5,8,0.39583333333333331,3.9657739370646938,-1.9432497395687661E-14,3.7607955495923535E-42,9.4019888739808838E-43]
[807,201.75,8,0.40625,3.965196634673986,-0.50095737141466612,6.4431194692744762E-2,1.610779867318619E-2]
[808,202,8,0.41666666666666669,3.9646148681365663,-0.99374075612903845,0.50293652325110394,0.12573413081277598]
[809,202.25,8,0.42708333333333331,3.9640286495208916,-1.4704548453761142,1.6294796760190056,0.40736991900475139]
[810,202.5,8,0.4375,3.9634379909877744,-1.9234642353966085,3.6470877799931656,0.91177194499829139]
[811,202.75,8,0.44791666666666669,3.9628429047901301,-2.3455157553680936,6.6131585251240752,1.6532896312810188]
[812,203,8,0.45833333333333331,3.9622434032727258,-2.7298546301807822,10.425873032608282,2.6064682581520704]
[813,203.25,8,0.46875,3.9616394988719206,-3.0703326171608203,14.833722443074983,3.7084306107687457]
[814,203.5,8,0.47916666666666669,3.9610312041154092,-3.3615063851300762,19.46685039597466,4.866712598993665]
[815,203.75,8,0.48958333333333331,3.9604185316219636,-3.5987245612179493,23.885794609794036,5.9714486524485091]
[816,204,8,0.5,3.9598014941011677,-3.7782020530734872,27.640723639931185,6.9101809099827962]
[817,204.25,8,0.51041666666666663,3.9591801043531571,-3.8970804586351062,30.332764027966931,7.5831910069917328]
[818,204.5,8,0.52083333333333337,3.9585543752683519,-3.9534735991146976,31.668711863055673,7.9171779657639183]
[819,204.75,8,0.53125,3.957924319827189,-3.9464974497481835,31.501363288997883,7.8753408222494707]
[820,205,8,0.54166666666666663,3.9572899510998543,-3.8762839933199227,29.849745538677485,7.4624363846693713]
[821,205.25,8,0.55208333333333337,3.95665128224601,-3.7439787794625605,26.896390735184138,6.7240976837960345]
[822,205.5,8,0.5625,3.9560083265145227,-3.5517222341243744,22.962060229821912,5.740515057455478]
[823,205.75,8,0.57291666666666663,3.9553610972431881,-3.3026150241897696,18.461531535894128,4.615382883973532]
[824,206,8,0.58333333333333337,3.9547096078584536,-3.0006680378538237,13.846746032396547,3.4616865080991368]
[825,206.25,8,0.59375,3.9540538718751415,-2.6507377878917091,9.5454009955487269,2.3863502488871817]
[826,206.5,8,0.60416666666666663,3.9533939028961673,-2.2584482784741149,5.9037004964452473,1.4759251241113118]
[827,206.75,8,0.61458333333333337,3.952729714612258,-1.8301005929200707,3.1413675622525741,0.78534189056314352]
[828,207,8,0.625,3.9520613208016671,-1.3725716562792272,1.3252534668688405,0.33131336671721012]
[829,207.25,8,0.63541666666666663,3.9513887353298913,-0.89320379974761388,0.36521243434680128,9.1303108586700321E-2]
[830,207.5,8,0.64583333333333337,3.9507119721493797,-0.39968690087801895,3.2723037889364287E-2,8.1807594723410718E-3]
[831,207.75,8,0.65625,3.9500310452992471,0.10006500799881783,5.1350014787625753E-4,1.2837503696906438E-4]
[832,208,8,0.66666666666666663,3.9493459689049804,0.59804068266794919,0.1096190554096195,2.7404763852404875E-2]
[833,208.25,8,{"$f":"IF(A853<>\"\",MOD(B853,24)/24,\"\")","v":0.67708333333333337},3.948656757178147,1.086260124501401,{"$f":"ABS(0.5*1.025*1*(F853^3))","v":0.65689413100260419},{"$f":"G853*$B$13","v":0.16422353275065105}]
[{"$f":"IF(IF(A853<>\"\",A853+1<=$B$16,0),A853+1,\"\")","v":834},{"$f":"IF(A854<>\"\",A854*$B$13,\"\")","v":208.5},{"$f":"IF(A854<>\"\",ROUNDDOWN(A854*$B$13/24,0),\"\")","v":8},0.6875,{"$f":"IF(A854<>\"\",($B$4+$B$5)/2+($B$5-$B$4)/2*COS(2*PI()/$B$15*B854),\"\")","v":3.947963424416101},{"$f":"IF(A854<>\"\",E854*COS(2*PI()/$B$7*B854),\"\")","v":1.5569024921917405},1.9340963762423149,0.48352409406057872]
[835,208.75,8,0.69791666666666663,3.9472659850016831,2.0024314169124935,4.1149714001272431,1.0287428500318108]
[836,209,8,0.70833333333333337,3.9465644534029263,2.4157157124379114,7.2248917081792614,1.8062229270448154]
[837,209.25,8,0.71875,3.9458588441727533,2.7901435463194821,11.132008045958758,2.7830020114896894]
[838,209.5,8,0.72916666666666663,3.9451491719486751,3.1197282437768665,15.561238676695696,3.8903096691739241]
[839,209.75,8,0.73958333333333337,3.9444354514524873,3.3992040308020162,20.129156153172481,5.0322890382931202]
[840,210,8,0.75,3.9437176974899653,3.6241101849333606,24.394844228942571,6.0987110572356427]
[841,210.25,8,0.76041666666666663,3.9429959249505564,3.7908622486174428,27.919515661636702,6.9798789154091754]
[842,210.5,8,0.77083333333333337,3.9422701488070717,3.8968091680400656,30.326429731676569,7.5816074329191423]
[843,210.75,8,0.78125,3.9415403841153749,3.9402754464359959,31.352603987068434,7.8381509967671086]
[844,211,8,0.79166666666666663,3.94080664601407,3.9205876415383019,30.884983206324446,7.7212458015811114]
[845,211.25,8,0.80208333333333337,3.9400689497241874,3.8380847881415487,28.975941994967709,7.2439854987419272]
[846,211.5,8,0.8125,3.9393273105488684,3.6941125846924212,25.83593905175336,6.4589847629383401]
[847,211.75,8,0.82291666666666663,3.9385817438730468,3.4910014432452852,21.804390675654989,5.4510976689137474]
[848,212,8,0.83333333333333337,3.9378322651631312,3.232028760852319,17.302924790067642,4.3257311975169106]
[849,212.25,8,0.84375,3.9370788899666835,2.9213660233472645,12.777673643309429,3.1944184108273572]
[850,212.5,8,0.85416666666666663,3.9363216339120952,2.5640115954745237,8.6388080525901696,2.1597020131475424]
[851,212.75,8,0.86458333333333337,3.9355605127082658,2.1657102805192707,5.2058894821468851,1.3014723705367213]
[852,213,8,0.875,3.9347955421442737,1.7328609443353842,2.6667666205479854,0.66669165513699635]
[853,213.25,8,0.88541666666666663,3.9340267380890515,1.2724136895587661,1.0557932193292663,0.26394830483231657]
[854,213.5,8,0.89583333333333337,3.9332541164910557,0.79175823278225821,0.25437336401570515,6.3593341003926288E-2]
[855,213.75,8,0.90625,3.9324776933779351,0.29860527787949764,1.3645401182587705E-2,3.4113502956469263E-3]
[856,214,8,0.91666666666666663,3.9316974848561994,-0.19913720973326207,4.0471669745998475E-3,1.0117917436499619E-3]
[857,214.25,8,0.92708333333333337,3.9309135071108852,-0.69349084210418277,0.1709291216123682,4.273228040309205E-2]
[858,214.5,8,0.9375,3.9301257764052191,-1.1765347261027586,0.83465715407330066,0.20866428851832516]
[859,214.75,8,0.94791666666666663,3.9293343090802804,-1.6405324077352643,2.2628111592280113,0.56570278980700284]
[860,215,8,0.95833333333333337,3.9285391215546648,-2.0780558084639305,4.5990220332650154,1.1497555083162538]
[861,215.25,8,0.96875,3.9277402303241393,-2.4821041676385889,7.8370728011046005,1.9592682002761501]
[862,215.5,8,0.97916666666666663,3.9269376519613037,-2.8462160860400312,11.816734456188739,2.9541836140471847]
[863,215.75,8,0.98958333333333337,3.9261314031152459,-3.1645728769452246,16.241987585627221,4.0604968964068053]
[864,216,9,0,3.925321500511195,-3.4320915712515334,20.719080119733896,5.1797700299334739]
[865,216.25,9,1.0416666666666666E-2,3.9245079609501761,-3.6445060897816139,24.809037209481733,6.2022593023704333]
[866,216.5,9,2.0833333333333332E-2,3.9236908013086613,-3.7984352862527193,28.087175310139219,7.0217938275348049]
[867,216.75,9,3.125E-2,3.9228700385382189,-3.8914367754664658,30.201172659162825,7.5502931647907063]
[868,217,9,4.1666666666666664E-2,3.922045689665163,-3.922045689665163,30.919453963174337,7.7298634907935844]
[869,217.25,9,5.2083333333333336E-2,3.9212177717901993,-3.8897977480393635,30.163027593174739,7.5407568982936848]
[870,217.5,9,6.25E-2,3.9203863020880703,-3.7952362761679415,28.0162707141703,7.0040676785425751]
[871,217.75,9,7.2916666666666671E-2,3.9195512978071996,-3.6399030696860009,24.71515425995301,6.1787885649882526]
[872,218,9,8.3333333333333329E-2,3.9187127762693348,-3.4263132555736329,20.61460744039082,5.153651860097705]
[873,218.25,9,9.375E-2,3.9178707548691856,-3.1579145609844192,16.139682871995063,4.0349207179987658]
[874,218.5,9,0.10416666666666667,3.9170252510740662,-2.8390316493728034,11.727476513455734,2.9318691283639335]
[875,218.75,9,0.11458333333333333,3.9161762824235296,-2.4747964228297952,7.7680552986317934,1.9420138246579484]
[876,219,9,0.125,3.9153238665290071,-2.0710654141680229,4.5527658852374868,1.1381914713093717]
[877,219.25,9,0.13541666666666666,3.9144680210734402,-1.6343255988104635,2.2372247714455273,0.55930619286138183]
[878,219.5,9,0.14583333333333334,3.9136087638109163,-1.1715901416303431,0.82417795835632668,0.20604448958908167]
[879,219.75,9,0.15625,3.9127461125662975,-0.69028575460506403,0.16857012258092974,4.2142530645232434E-2]
[880,220,9,0.16666666666666666,3.911880085234853,-0.19813347491384628,3.9862766786465326E-3,9.9656916966163315E-4]
[881,220.25,9,0.17708333333333334,3.9110106997818876,0.29697522220269057,1.3423152294828473E-2,3.3557880737071183E-3]
[882,220.5,9,0.1875,3.9101379742423683,0.78710498755748737,0.24991473490950297,6.2478683727375743E-2]
[883,220.75,9,0.19791666666666666,3.9092619267205504,1.264403808817655,1.0359797249666598,0.25899493124166495]
[884,221,9,0.20833333333333334,3.9083825753896027,1.7212288282513857,2.6134229686504344,0.65335574216260861]
[885,221.25,9,0.21875,3.9074999384912283,2.1502687509422986,5.0953274644078697,1.2738318661019674]
[886,221.5,9,0.22916666666666666,3.9066140343352895,2.5446608825824577,8.4446880445960524,2.1111720111490131]
[887,221.75,9,0.23958333333333334,3.9057248812994261,2.8981009229578474,12.474822798634349,3.1187056996585873]
[888,222,9,0.25,3.9048324978286733,3.2049437582558782,16.871554840374287,4.2178887100935718]
[889,222.25,9,0.26041666666666669,3.9039369024350803,3.4602936404558418,21.23404500330669,5.3085112508266725]
[890,222.5,9,0.27083333333333331,3.9030381136973262,3.6600823129709998,25.128492034265072,6.282123008566268]
[891,222.75,9,0.28125,3.9021361502603349,3.8011338356451505,28.147080363843106,7.0367700909607764]
[892,223,9,0.29166666666666669,3.9012310308348872,3.88121507604217,29.963807528624702,7.4909518821561756]
[893,223.25,9,0.30208333333333331,3.9003227741972335,3.899071064267098,30.379269163417987,7.5948172908544969]
[894,223.5,9,0.3125,3.8994113991887045,3.8544446516219928,29.348054099152098,7.3370135247880244]
[895,223.75,9,0.32291666666666669,3.8984969247153192,3.7480801653224702,26.984879509066062,6.7462198772665154]
[896,224,9,0.33333333333333331,3.8975793697473939,3.5817110082392105,23.548621801750212,5.887155450437553]
[897,224.25,9,{"$f":"IF(A917<>\"\",MOD(B917,24)/24,\"\")","v":0.34375},3.8966587533191483,3.3580314100627024,{"$f":"ABS(0.5*1.025*1*(F917^3))","v":19.406540904459323},{"$f":"G917*$B$13","v":4.8516352261148308}]
[{"$f":"IF(IF(A917<>\"\",A917+1<=$B$16,0),A917+1,\"\")","v":898},{"$f":"IF(A918<>\"\",A918*$B$13,\"\")","v":224.5},{"$f":"IF(A918<>\"\",ROUNDDOWN(A918*$B$13/24,0),\"\")","v":9},0.35416666666666669,{"$f":"IF(A918<>\"\",($B$4+$B$5)/2+($B$5-$B$4)/2*COS(2*PI()/$B$15*B918),\"\")","v":3.8957350945283102},{"$f":"IF(A918<>\"\",E918*COS(2*PI()/$B$7*B918),\"\")","v":3.0806527902896845},14.983805586429373,3.7459513966073432]
[899,224.75,9,0.36458333333333331,3.8948084125357205,2.7540454399264007,10.705505387810492,2.6763763469526229]
[900,225,9,0.375,3.8938787265649335,2.3834664638454646,6.9393853778826937,1.7348463444706734]
[901,225.25,9,0.38541666666666669,3.8929460559018207,1.9748751455572087,3.9474151360924536,0.98685378402311341]
[902,225.5,9,0.39583333333333331,3.8920104198941692,1.5348370972472889,1.8530226701745329,0.46325566754363323]
[903,225.75,9,0.40625,3.891071837951281,1.0704187370688152,0.62857192205280965,0.15714298051320241]
[904,226,9,0.41666666666666669,3.8901303295435694,0.589073790005889,0.10476180422139639,2.6190451055349097E-2]
[905,226.25,9,0.42708333333333331,3.8891859142021561,9.8523635675336785E-2,4.9013437074030156E-4,1.2253359268507539E-4]
[906,226.5,9,0.4375,3.8882386115184659,-0.39336657581406792,3.1195089483275068E-2,7.798772370818767E-3]
[907,226.75,9,0.44791666666666669,3.8872884411438196,-0.87871405192305096,0.34772553509712156,8.6931383774280391E-2]
[908,227,9,0.45833333333333331,3.8863354227890277,-1.3497447066515413,1.2602269668735637,0.31505674171839093]
[909,227.25,9,0.46875,3.8853795762239791,-1.798917704866277,2.9835117878880602,0.74587794697201504]
[910,227.5,9,0.47916666666666669,3.884420921277234,-2.2190462063749417,5.6000629145434573,1.4000157286358643]
[911,227.75,9,0.48958333333333331,3.88345947783561,-2.6034123760593668,9.0432130990678008,2.2608032747669502]
[912,228,9,0.5,3.8824952658437719,-2.9458748192752653,13.101974029947344,3.2754935074868361]
[913,228.25,9,0.51041666666666663,3.8815283053038154,-3.2409667240872344,17.446872440722458,4.3617181101806146]
[914,228.5,9,0.52083333333333337,3.880558616274854,-3.4839831417619247,21.673148384297797,5.4182870960744491]
[915,228.75,9,0.53125,3.8795862188726025,-3.6710560118679902,25.355191932346724,6.338797983086681]
[916,229,9,0.54166666666666663,3.8786111332689592,-3.7992157355122202,28.104491745278406,7.0261229363196014]
[917,229.25,9,0.55208333333333337,3.8776333796915883,-3.866438316506128,29.62286966725026,7.405717416812565]
[918,229.5,9,0.5625,3.8766529784234987,-3.8716773221253731,29.743449449381238,7.4358623623453095]
[919,229.75,9,0.57291666666666663,3.8756699498026257,-3.8148801588713552,28.453557176998242,7.1133892942495605]
[920,230,9,0.58333333333333337,3.8746843142214069,-3.6969884103561448,25.896325012929154,6.4740812532322884]
[921,230.25,9,0.59375,3.8736960921263606,-3.5199222400668484,22.350800287335073,5.5877000718337682]
[922,230.5,9,0.60416666666666663,3.8727053040176598,-3.2865491172240398,18.193416052919972,4.5483540132299929]
[923,230.75,9,0.61458333333333337,3.8717119704487097,-3.0006373751336115,13.846321552358619,3.4615803880896547]
[924,231,9,0.625,3.8707161120257187,-2.6667953543189529,9.719925571416038,2.4299813928540095]
[925,231.25,9,0.63541666666666663,3.8697177494072723,-2.2903971134184649,6.1578092653303713,1.5394523163325928]
[926,231.5,9,0.64583333333333337,3.8687169033039051,-1.8774959056505534,3.3918049175317173,0.84795122938292933]
[927,231.75,9,0.65625,3.8677135944776686,-1.4347268141500349,1.5135665282199873,0.37839163205499682]
[928,232,9,0.66666666666666663,3.8667078437417044,-0.96920011253850147,0.46658872225118458,0.11664718056279615]
[929,232.25,9,0.67708333333333337,3.8656996719598089,-0.48838706494634321,5.9701649275789817E-2,1.4925412318947454E-2]
[930,232.5,9,0.6875,3.8646891000460015,3.0299901356567906E-14,1.4256650846497376E-41,3.5641627116243441E-42]
[931,232.75,9,0.69791666666666663,3.8636761489640925,0.48813141589427733,5.9607944815539569E-2,1.4901986203884892E-2]
[932,233,9,0.70833333333333337,3.8626608397272468,0.96818572073422215,0.46512522084535407,0.11628130521133852]
[933,233.25,9,0.71875,3.8616431933975459,1.4324750012923002,1.5064510508305999,0.37661276270764998]
[934,233.5,9,0.72916666666666663,3.8606232310855559,1.8735680306389102,3.370561622293367,0.84264040557334174]
[935,233.75,9,0.73958333333333337,3.8596009739498855,2.2844092262377886,6.109639512399653,1.5274098780999132]
[936,234,9,0.75,3.8585764431967475,2.6584315240873013,9.6287587254765441,2.407189681369136]
[937,234.25,9,0.76041666666666663,3.8575496600795214,2.989661362936328,13.694931561490801,3.4237328903727002]
[938,234.5,9,0.77083333333333337,3.8565206458983106,3.27281410005157,17.966268357537196,4.4915670893842989]
[939,234.75,9,0.78125,3.8554894219994993,3.5033783343053035,22.037127751916163,5.5092819379790408]
[940,235,9,0.79166666666666663,3.8544560097753133,3.6776877909937173,25.492853121997555,6.3732132804993888]
[941,235.25,9,0.80208333333333337,3.8534204306633724,3.7929796229103285,27.966324872386533,6.9915812180966332]
[942,235.5,9,0.8125,3.8523827061462481,3.8474382005685497,29.188301783342695,7.2970754458356737]
[943,235.75,9,0.82291666666666663,3.8513428577510176,3.840223697577906,29.024412623765315,7.2561031559413287]
[944,236,9,0.83333333333333337,3.8503009070488163,3.7714850212859465,27.493563377622245,6.8733908444055611]
[945,236.25,9,0.84375,3.8492568756543912,3.6423568899833931,24.765172713520879,6.1912931783802199]
[946,236.5,9,0.85416666666666663,3.8482107852256524,3.4549411122006815,21.135660194966956,5.283915048741739]
[947,236.75,9,0.86458333333333337,3.8471626574632229,3.2122723768243278,16.987558255271544,4.2468895638178861]
[948,237,9,0.875,3.8461125141099899,2.9182691108713392,12.737080233691939,3.1842700584229848]
[949,237.25,9,0.88541666666666663,3.8450603769506526,2.5776702008045391,8.7776027590230683,2.1944006897557671]
[950,237.5,9,0.89583333333333337,3.8440062678112716,2.1959585994257171,5.4270811298946127,1.3567702824736532]
[951,237.75,9,0.90625,3.8429502085588134,1.7792730500257978,2.8868330710472225,0.72170826776180563]
[952,238,9,0.91666666666666663,3.8418922211007009,1.3343093492518869,1.2174845449798635,0.30437113624496587]
[953,238.25,9,0.92708333333333337,3.840832327384355,0.86821273704084645,0.3354071591358323,8.3851789783958075E-2]
[954,238.5,9,0.9375,3.8397705493967416,0.38846314329922482,3.0043002208351974E-2,7.5107505520879934E-3]
[955,238.75,9,0.94791666666666663,3.838706909163915,-9.7244865461949492E-2,4.7129616858858369E-4,1.1782404214714592E-4]
[956,239,9,0.95833333333333337,3.83764142875056,-0.58112551241520549,0.10057816228399696,2.5144540570999241E-2]
[957,239.25,9,0.96875,3.8365741302595358,-1.0554266295287917,0.60252908081020906,0.15063227020255227]
[958,239.5,9,0.97916666666666663,3.8355050358314173,-1.5125538681967714,1.7734805158595659,0.44337012896489147]
[959,239.75,9,0.98958333333333337,3.8344341676440337,-1.9451923109685969,3.7720852761110546,0.94302131902776365]
[960,240,10,0,3.8333615479120109,-2.3464235367451094,6.6208399391847772,1.6552099847961943]
[961,240.25,10,{"$f":"IF(A981<>\"\",MOD(B981,24)/24,\"\")","v":1.0416666666666666E-2},3.8322871988863096,-2.7098362657869322,{"$f":"ABS(0.5*1.025*1*(F981^3))","v":10.198188185532782},{"$f":"G981*$B$13","v":2.5495470463831955}]
[{"$f":"IF(IF(A981<>\"\",A981+1<=$B$16,0),A981+1,\"\")","v":962},{"$f":"IF(A982<>\"\",A982*$B$13,\"\")","v":240.5},{"$f":"IF(A982<>\"\",ROUNDDOWN(A982*$B$13/24,0),\"\")","v":10},2.0833333333333332E-2,{"$f":"IF(A982<>\"\",($B$4+$B$5)/2+($B$5-$B$4)/2*COS(2*PI()/$B$15*B982),\"\")","v":3.8312111428537641},{"$f":"IF(A982<>\"\",E982*COS(2*PI()/$B$7*B982),\"\")","v":-3.0296288148541159},14.251551215759006,3.5628878039397516]
[963,240.75,10,3.125E-2,3.8301334021366191,-3.3007017250739699,18.4294642446437,4.6073660611609251]
[964,241,10,4.1666666666666664E-2,3.8290539990920669,-3.5187390835813503,22.328269443171436,5.582067360792859]
[965,241.25,10,5.2083333333333336E-2,3.8279729561117857,-3.6802772420401788,25.546739413407675,6.3866848533519187]
[966,241.5,10,6.25E-2,3.8268902956214719,-3.7827598379004659,27.74087644149002,6.9352191103725049]
[967,241.75,10,7.2916666666666671E-2,3.8258060400803759,-3.8245782444110499,28.671110899021876,7.167777724755469]
[968,242,10,8.3333333333333329E-2,3.8247202119808383,-3.8050968094566815,28.235208656357472,7.0588021640893679]
[969,242.25,10,9.375E-2,3.8236328338478205,-3.7246624874565155,26.482235587818725,6.6205588969546811]
[970,242.5,10,0.10416666666666667,3.8225439282384381,-3.5845987189314639,23.605625100178973,5.9014062750447431]
[971,242.75,10,0.11458333333333333,3.8214535177414954,-3.387183664902583,19.916366450258487,4.9790916125646216]
[972,243,10,0.125,3.8203616249770125,-3.1356131539723324,15.800153372815284,3.9500383432038211]
[973,243.25,10,0.13541666666666666,3.8192682725957603,-2.8339489447476733,11.664602277988608,2.9161505694971521]
[974,243.5,10,0.14583333333333334,3.818173483278787,-2.4870531412674581,7.8840444609555185,1.9710111152388796]
[975,243.75,10,0.15625,3.8170772797369512,-2.1005098205373729,4.7497201137009508,1.1874300284252377]
[976,244,10,0.16666666666666666,3.8159796847104475,-1.6805351356092115,2.4324093286405963,0.60810233216014908]
[977,244.25,10,0.17708333333333334,3.8148807209683357,-1.2338773416044351,0.96274181942672432,0.24068545485668108]
[978,244.5,10,0.1875,3.8137804113080715,-0.7677083527394043,0.23189034522240079,5.7972586305600197E-2]
[979,244.75,10,0.19791666666666666,3.8126787785550276,-0.28950857319617807,1.2435926789539781E-2,3.1089816973849452E-3]
[980,245,10,0.20833333333333334,3.8115758455620266,0.19305314854342448,3.6874363858109918E-3,9.2185909645274794E-4]
[981,245.25,10,0.21875,3.8104716352088617,0.67224251521558531,0.15569397120989129,3.8923492802472821E-2]
[982,245.5,10,0.22916666666666666,3.8093661704018253,1.140383753320561,0.76005834909169501,0.19001458727292375]
[983,245.75,10,0.23958333333333334,3.8082594740732336,1.5899825753804011,2.0600177595517355,0.51500443988793387]
[984,246,10,0.25,3.8071515691809479,2.0138461619565642,4.1857447837991746,1.0464361959497936]
[985,246.25,10,0.26041666666666669,3.8060424787079028,2.4051982424079008,7.1309354169149683,1.7827338542287421]
[986,246.5,10,0.27083333333333331,3.8049322256616263,2.7577874330552179,10.749202251490162,2.6873005628725406]
[987,246.75,10,0.28125,3.8038208330737624,3.0659871005726251,14.770827956449745,3.6927069891124362]
[988,247,10,0.29166666666666669,3.802708323999596,3.3248851552738836,18.837523910641757,4.7093809776604392]
[989,247.25,10,0.30208333333333331,3.8015947215175729,3.5303623412953873,22.550268389261859,5.6375670973154648]
[990,247.5,10,0.3125,3.8004800487288191,3.6791577758818921,25.523434094206092,6.3808585235515229]
[991,247.75,10,0.32291666666666669,3.7993643287566656,3.7689206950706158,27.437520832512917,6.8593802081282291]
[992,248,10,0.33333333333333331,3.7982475847461661,3.7982475847461661,28.083011692063192,7.0207529230157979]
[993,248.25,10,0.34375,3.7971298398636169,3.766704110741447,27.389139487430953,6.8472848718577382]
[994,248.5,10,0.35416666666666669,3.7960111172960773,3.6748315056160683,25.433501977579805,6.3583754943949513]
[995,248.75,10,0.36458333333333331,3.7948914402508893,3.5241373190400784,22.431191196382041,5.6077977990955103]
[996,249,10,0.375,3.7937708319551926,3.3170706893480322,18.705014536261977,4.6762536340654943]
[997,249.25,10,0.38541666666666669,3.7926493156554475,3.0569825417877845,14.641067580159413,3.6602668950398534]
[998,249.5,10,0.39583333333333331,3.7915269146169495,2.7480713602994244,10.635989204204689,2.6589973010511723]
[999,249.75,10,0.40625,3.7904036521233473,2.3953154104571359,7.0433942007699777,1.7608485501924944]
[1000,250,10,0.41666666666666669,3.7892795514761604,2.0043925077987454,4.127073295830094,1.0317683239575235]
[1001,250.25,10,0.42708333333333331,3.7881546359942955,1.581588624693945,2.0275635159516741,0.50689087898791851]
[1002,250.5,10,0.4375,3.7870289290135624,1.1336968069799447,0.74676617825293679,0.1866915445632342]
[1003,250.75,10,0.44791666666666669,3.7859024538861901,0.66790802598942434,0.15270169453339047,3.8175423633347617E-2]
[1004,251,10,0.45833333333333331,3.784775233980342,0.19169571984242634,3.6101988045882192E-3,9.025497011470548E-4]
[1005,251.25,10,0.46875,3.7836472926796332,-0.28730412206308986,1.2154005843340573E-2,3.0385014608351434E-3]
[1006,251.5,10,0.47916666666666669,3.7825186533826423,-0.76141540713371469,0.22623450885884724,5.6558627214711811E-2]
[1007,251.75,10,0.48958333333333331,3.7813893395024269,-1.2230449565962702,0.93760763032329208,0.23440190758082302]
[1008,252,10,0.5,3.7802593744660409,-1.6648041198857655,2.3647394445158008,0.59118486112895019]
[1009,252.25,10,0.51041666666666663,3.7791287817140438,-2.0796270385212252,4.6094619647330841,1.152365491183271]
[1010,252.5,10,0.52083333333333337,3.7779975847000173,-2.4608836664646216,7.6377795826007624,1.9094448956501906]
[1011,252.75,10,0.53125,3.7768658068900791,-2.8024857391374889,11.280389707595296,2.8200974268988239]
[1012,253,10,0.54166666666666663,3.7757334717623947,-3.098983997365218,15.252880599548284,3.813220149887071]
[1013,253.25,10,0.55208333333333337,3.7746006028066907,-3.3456551136894297,19.192757630974011,4.7981894077435028]
[1014,253.5,10,0.5625,3.7734672235237672,-3.5385769344465343,22.70804763997522,5.677011909993805]
[1015,253.75,10,0.57291666666666663,3.7723333574250124,-3.6746908390893531,25.430581431071445,6.3576453577678613]
[1016,254,10,0.58333333333333337,3.7711990280319112,-3.7518502253942865,27.066390825114791,6.7665977062786977]
[1017,254.25,10,0.59375,3.7700642588755611,-3.7688543521208424,27.436071939708754,6.8590179849271884]
[1018,254.5,10,0.60416666666666663,3.7689290734961811,-3.7254670057902679,26.499399596405841,6.6248498991014602]
[1019,254.75,10,0.61458333333333337,3.7677934954426249,-3.622419701749731,24.360722881634281,6.0901807204085703]
[1020,255,10,0.625,3.7666575482718927,-3.4613993776827665,21.254407533267404,5.313601883316851]
[1021,255.25,10,0.63541666666666663,3.7655212555486406,-3.2450207862365308,17.512426231088298,4.3781065577720746]
[1022,255.5,10,0.64583333333333337,3.7643846408446939,-2.9767840384808819,13.518728768847101,3.3796821922117752]
[1023,255.75,10,0.65625,3.7632477277385568,-2.6610179875687732,9.6568903557372003,2.4142225889343001]
[1024,256,10,0.66666666666666663,3.7621105398149242,-2.3028103684263175,6.2584732215813528,1.5646183053953382]
[1025,256.25,10,{"$f":"IF(A1045<>\"\",MOD(B1045,24)/24,\"\")","v":0.67708333333333337},3.7609731006641915,-1.9079258209475691,{"$f":"ABS(0.5*1.025*1*(F1045^3))","v":3.5594125425554775},{"$f":"G1045*$B$13","v":0.88985313563886936}]
[{"$f":"IF(IF(A1045<>\"\",A1045+1<=$B$16,0),A1045+1,\"\")","v":1026},{"$f":"IF(A1046<>\"\",A1046*$B$13,\"\")","v":256.5},{"$f":"IF(A1046<>\"\",ROUNDDOWN(A1046*$B$13/24,0),\"\")","v":10},0.6875,{"$f":"IF(A1046<>\"\",($B$4+$B$5)/2+($B$5-$B$4)/2*COS(2*PI()/$B$15*B1046),\"\")","v":3.7598354338819657},{"$f":"IF(A1046<>\"\",E1046*COS(2*PI()/$B$7*B1046),\"\")","v":-1.482713117613895},1.6705722349201524,0.4176430587300381]
[1027,256.75,10,0.69791666666666663,3.7586975630685759,-1.0340030886198284,0.56657757047291335,0.14164439261822834]
[1028,257,10,0.70833333333333337,3.7575595118285841,-0.56899888571733481,9.4412199943133643E-2,2.3603049985783411E-2]
[1029,257.25,10,0.71875,3.7564213037702952,-9.5160347728354439E-2,4.416334201403139E-4,1.1040835503507848E-4]
[1030,257.5,10,0.72916666666666663,3.7552829625052664,0.37991567590466346,2.8103182940007191E-2,7.0257957350017977E-3]
[1031,257.75,10,0.73958333333333337,3.7541445116478185,0.84861712355050078,0.31320540068256925,7.8301350170642312E-2]
[1032,258,10,0.75,3.7530059748145468,1.3034386890110639,1.1349211587814183,0.28373028969535458]
[1033,258.25,10,0.76041666666666663,3.7518673756238288,1.7371020040413749,2.6863947724765063,0.67159869311912657]
[1034,258.5,10,0.77083333333333337,3.750728737695336,2.1426721112879941,5.041514499065042,1.2603786247662605]
[1035,258.75,10,0.78125,3.7495900846495438,2.5136683637978123,8.1398763474789604,2.0349690868697401]
[1036,259,10,0.79166666666666663,3.7484514401072406,2.8441679777008626,11.791243200064159,2.9478108000160397]
[1037,259.25,10,0.80208333333333337,3.7473128276890391,3.1289005834867192,15.698897810396927,3.9247244525992317]
[1038,259.5,10,0.8125,3.7461742710148851,3.3633322665402638,19.498589265090718,4.8746473162726796]
[1039,259.75,10,0.82291666666666663,3.7450357937035679,3.5437377569434649,22.807547981659319,5.7018869954148297]
[1040,260,10,0.83333333333333337,3.7438974193722316,3.6672596192530551,25.276610658150741,6.3191526645376852]
[1041,260.25,10,0.84375,3.7427591716358823,3.7319535019627597,26.638056875669275,6.6595142189173187]
[1042,260.5,10,0.85416666666666663,3.7416210741069014,3.7368187302896474,26.742374299163952,6.685593574790988]
[1043,260.75,10,0.86458333333333337,3.7404831503945535,3.6818137611948938,25.578750136242267,6.3946875340605667]
[1044,261,10,0.875,3.7393454241044974,3.5678562623779699,23.276405735196011,5.8191014337990028]
[1045,261.25,10,0.88541666666666663,3.7382079188382971,3.3968078234784995,20.086617102102043,5.0216542755255107]
[1046,261.5,10,0.89583333333333337,3.7370706581929314,3.1714435539275443,16.348007493889654,4.0870018734724134]
[1047,261.75,10,0.90625,3.7359336657603044,2.895407063868201,12.440068121418626,3.1100170303546566]
[1048,262,10,0.91666666666666663,3.7347969651267556,2.57315155843661,8.7315223571545229,2.1828805892886307]
[1049,262.25,10,0.92708333333333337,3.733660579872573,2.2098679977201012,5.5308625764899872,1.3827156441224968]
[1050,262.5,10,0.9375,3.7325245335715,1.8114014813376025,3.0460569966475903,0.76151424916189758]
[1051,262.75,10,0.94791666666666663,3.731388849790251,1.3841572045195552,1.3590959628374104,0.3397739907093526]
[1052,263,10,0.95833333333333337,3.7302535520880178,0.93499749879792493,0.41891433027841535,0.10472858256960384]
[1053,263.25,10,0.96875,3.729118664015985,0.47113161230966127,5.3594547329787294E-2,1.3398636832446824E-2]
[1054,263.5,10,0.97916666666666663,3.7279842091168383,1.278893965128289E-14,1.0720066607035931E-42,2.6800166517589828E-43]
[1055,263.75,10,0.98958333333333337,3.7268502109242778,-0.47084501913338278,5.349680082201326E-2,1.3374200205503315E-2]
[1056,264,11,0,3.7257166929625307,-0.93386032356969828,0.41738769567274092,0.10434692391818523]
[1057,264.25,11,1.0416666666666666E-2,3.7245836787458599,-1.3816328290368625,1.3516735070061887,0.33791837675154718]
[1058,264.5,11,2.0833333333333332E-2,3.7234511917780804,-1.8069981707586109,3.023897099919048,0.755974274979762]
[1059,264.75,11,3.125E-2,3.7223192555520677,-2.2031553281746059,5.4806140672057353,1.3701535168014338]
[1060,265,11,4.1666666666666664E-2,3.7211878935492746,-2.563775358320374,8.6364204431804161,2.159105110795104]
[1061,265.25,11,5.2083333333333336E-2,3.7200571292392399,-2.8831024995730776,12.282142097190405,3.0705355242976013]
[1062,265.5,11,6.25E-2,3.7189269860791052,-3.1560460307783202,16.111050389584673,4.0277625973961682]
[1063,265.75,11,7.2916666666666671E-2,3.7177974875131254,-3.3782614198778851,19.759394419395818,4.9398486048489545]
[1064,266,11,8.3333333333333329E-2,3.7166686569721845,-3.546219468648812,22.855498544590013,5.7138746361475032]
[1065,266.25,11,9.375E-2,3.7155405178733081,-3.6572623532711668,25.070455017538588,6.2676137543846471]
[1066,266.5,11,0.10416666666666667,3.7144130936191782,-3.7096456710497692,26.163217936752211,6.5408044841880528]
[1067,266.75,11,0.11458333333333333,3.7132864075976486,-3.7025658283452354,26.013706477597285,6.5034266193993213]
[1068,267,11,0.125,3.7121604831812571,-3.6361723400103596,24.639236508634109,6.1598091271585274]
[1069,267.25,11,0.13541666666666666,3.7110353437267443,-3.5115648526047112,22.191974783157669,5.5479936957894171]
[1070,267.5,11,0.14583333333333334,3.7099110125745658,-3.3307749484929294,18.937809276707437,4.7344523191768593]
[1071,267.75,11,0.15625,3.7087875130484105,-3.096733031696719,15.219667670912321,3.8049169177280802]
[1072,268,11,0.16666666666666666,3.7076648684547138,-2.8132208351627326,11.41051760440234,2.852629401100585]
[1073,268.25,11,0.17708333333333334,3.7065431020821777,-2.4848103191065403,7.8627342186476143,1.9656835546619036]
[1074,268.5,11,0.1875,3.7054222372012857,-2.1167899476185004,4.8610172589942344,1.2152543147485586]
[1075,268.75,11,0.19791666666666666,3.7043022970638195,-1.7150795322914227,2.5855126207510168,0.64637815518775421]
[1076,269,11,0.20833333333333334,3.7031833049023777,-1.286135014039838,1.090318936475188,0.27257973411879699]
[1077,269.25,11,0.21875,3.7020652839298949,-0.83684471460739784,0.30035059893873833,7.5087649734684583E-2]
[1078,269.5,11,0.22916666666666666,3.7009482573391566,-0.37441872495724671,2.6900883874232003E-2,6.7252209685580008E-3]
[1079,269.75,11,0.23958333333333334,3.699832248302322,9.3726793353011345E-2,4.2197346924364152E-4,1.0549336731091038E-4]
[1080,270,11,0.25,3.6987172799704418,0.56008853732372699,9.0045895905620357E-2,2.2511473976405089E-2]
[1081,270.25,11,0.26041666666666669,3.6976033754729762,1.0171963151004639,0.53939659974737142,0.13484914993684285]
[1082,270.5,11,0.27083333333333331,3.6964905579173184,1.4577326948857858,1.5875505151446285,0.39688762878615713]
[1083,270.75,11,0.28125,3.6953788503883125,1.8746501339225736,3.3764051294748882,0.84410128236872206]
[1084,271,11,0.29166666666666669,3.6942682759477763,2.2612837128437224,5.9259643407099682,1.4814910851774921]
[1085,271.25,11,0.30208333333333331,3.6931588576340211,2.6114576722322096,9.1273108720351459,2.2818277180087865]
[1086,271.5,11,0.3125,3.6920506184613768,2.9195840486250955,12.754305528719321,3.1885763821798303]
[1087,271.75,11,0.32291666666666669,3.6909435814197109,3.1807518347916299,16.492376052144344,4.123094013036086]
[1088,272,11,0.33333333333333331,3.6898377694739541,3.3908052418694528,19.980318519520054,4.9950796298800135]
[1089,272.25,11,{"$f":"IF(A1109<>\"\",MOD(B1109,24)/24,\"\")","v":0.34375},3.6887332055636231,3.5464098163804363,{"$f":"ABS(0.5*1.025*1*(F1109^3))","v":22.859179133902508},{"$f":"G1109*$B$13","v":5.714794783475627}]
[{"$f":"IF(IF(A1109<>\"\",A1109+1<=$B$16,0),A1109+1,\"\")","v":1090},{"$f":"IF(A1110<>\"\",A1110*$B$13,\"\")","v":272.5},{"$f":"IF(A1110<>\"\",ROUNDDOWN(A1110*$B$13/24,0),\"\")","v":11},0.35416666666666669,{"$f":"IF(A1110<>\"\",($B$4+$B$5)/2+($B$5-$B$4)/2*COS(2*PI()/$B$15*B1110),\"\")","v":3.6876299126023446},{"$f":"IF(A1110<>\"\",E1110*COS(2*PI()/$B$7*B1110),\"\")","v":3.6451053604522676},24.821277364488566,6.2053193411221415]
[1091,272.75,11,0.36458333333333331,3.6865279134773798,3.6853448155995472,25.652414867958782,6.4131037169896956]
[1092,273,11,0.375,3.6854272310491498,3.6665184957639316,25.261289159584045,6.3153222898960113]
[1093,273.25,11,0.38541666666666669,3.6843278881507628,3.5889632903574005,23.691956047264007,5.9229890118160018]
[1094,273.5,11,0.39583333333333331,3.6832299075875374,3.4539566990281143,21.117598849870131,5.2793997124675327]
[1095,273.75,11,0.40625,3.6821333121365325,3.2636958029083827,17.81652036728514,4.4541300918212849]
[1096,274,11,0.41666666666666669,3.681038124546073,3.0212615183175862,14.133796276112083,3.5334490690280207]
[1097,274.25,11,0.42708333333333331,3.6799443675352785,2.7305687144147162,10.43405687410627,2.6085142185265675]
[1098,274.5,11,0.4375,3.6788520637935918,2.3963030023609941,7.0521097971632374,1.7630274492908093]
[1099,274.75,11,0.44791666666666669,3.6777612359803085,2.0238452165424343,4.2484034579741516,1.0621008644935379]
[1100,275,11,0.45833333333333331,3.6766719067241067,1.6191848049175754,2.1756204305473856,0.54390510763684641]
[1101,275.25,11,0.46875,3.6755840986225778,1.1888235224561758,0.86108502890426752,0.21527125722606688]
[1102,275.5,11,0.47916666666666669,3.674497834241758,0.73967097610181121,0.20740040641511318,5.1850101603778294E-2]
[1103,275.75,11,0.48958333333333331,3.6734131361156592,0.27893369926116696,1.1122356964918645E-2,2.7805892412296612E-3]
[1104,276,11,0.5,3.6723300267458021,-0.18600046355612773,3.2978883572376862E-3,8.2447208930942154E-4]
[1105,276.25,11,0.51041666666666663,3.6712485286007497,-0.64768080729005451,0.13924414831074519,3.4811037077686298E-2]
[1106,276.5,11,0.52083333333333337,3.6701686641156406,-1.0987131531285852,0.67974628182696095,0.16993657045674024]
[1107,276.75,11,0.53125,3.669090455691725,-1.5318782587586444,1.8423266192255854,0.46058165480639635]
[1108,277,11,0.54166666666666663,3.6680139256958975,-1.9402473560712772,3.7433908170713006,0.93584770426782515]
[1109,277.25,11,0.55208333333333337,3.6669390964602355,-2.3172929674755429,6.3772978436647305,1.5943244609161826]
[1110,277.5,11,0.5625,3.6658659902815343,-2.6569932287045903,9.613138792035171,2.4032846980087927]
[1111,277.75,11,0.57291666666666663,3.6647946294208467,-2.9539280510676376,13.209719892913807,3.3024299732284517]
[1112,278,11,0.58333333333333337,3.6637250361030174,-3.2033655878008922,16.846643563606818,4.2116608909017046]
[1113,278.25,11,0.59375,3.6626572325162261,-3.4013376253812515,20.167083639201039,5.0417709098002597]
[1114,278.5,11,0.60416666666666663,3.6615912408115254,-3.5447026988705588,22.826184196310532,5.706546049077633]
[1115,278.75,11,0.61458333333333337,3.6605270831023797,-3.6311959276845216,24.538212198232465,6.1345530495581162]
[1116,279,11,0.625,3.6594647814642105,-3.6594647814642105,25.115775092766953,6.2789437731917381]
[1117,279.25,11,0.63541666666666663,3.658404357933934,-3.6290902115370227,24.495548112113582,6.1238870280283955]
[1118,279.5,11,0.64583333333333337,3.6573458345095071,-3.5405928181692623,22.746879239132074,5.6867198097830185]
[1119,279.75,11,0.65625,3.6562892331494687,-3.395423963668005,20.0620772335614,5.01551930839035]
[1120,280,11,0.66666666666666663,3.6552345757724876,-3.1959419825413402,16.729791559010849,4.1824478897527122]
[1121,280.25,11,0.67708333333333337,3.6541818842569036,-2.9453738785126733,13.095291264472014,3.2738228161180034]
[1122,280.5,11,0.6875,3.6531311804402766,-2.6477631303849223,9.5133015023077725,2.3783253755769431]
[1123,280.75,11,0.69791666666666663,3.6520824861189327,-2.3079044508520683,6.30009856217265,1.5750246405431625]
[1124,281,11,0.70833333333333337,3.6510358230475113,-1.9312665508065681,3.6916500528739831,0.92291251321849577]
[1125,281.25,11,0.71875,3.6499912129385157,-1.5239041531632627,1.8137057410475443,0.45342643526188608]
[1126,281.5,11,0.72916666666666663,3.6489486774618607,-1.0923606716544705,0.66802395627295441,0.1670059890682386]
[1127,281.75,11,0.73958333333333337,3.6479082382444239,-0.64356311872101624,0.1366052255115337,3.4151306377883425E-2]
[1128,282,11,0.75,3.6468699168695973,-0.18471093015236989,3.2297704417243618E-3,8.0744261043109045E-4]
[1129,282.25,11,0.76041666666666663,3.6458337348768395,0.27683950943672503,1.0873718423899453E-2,2.7184296059748632E-3]
[1130,282.5,11,0.77083333333333337,3.6447997137612282,0.73369278839975371,0.20241216995132721,5.0603042487831804E-2]
[1131,282.75,11,0.78125,3.6437678749730154,1.1785329471203565,0.83891711428022187,0.20972927857005547]
[1132,283,11,0.79166666666666663,3.6427382399171813,1.604240616514887,2.1159353434428922,0.52898383586072306]
[1133,283.25,11,0.80208333333333337,3.6417108299529901,2.0040069407242389,4.1246920893150572,1.0311730223287643]
[1134,283.5,11,0.8125,3.6406856663935496,2.3714424613299547,6.8348918184350271,1.7087229546087568]
[1135,283.75,11,0.82291666666666663,3.6396627705053652,2.7006792221749216,10.095152392154574,2.5237880980386436]
[1136,284,11,0.83333333333333337,3.6386421635079014,2.9864644634426578,13.651045801545568,3.4127614503863919]
[1137,284.25,11,0.84375,3.6376238665731404,3.2242444092839131,17.178203216823633,4.2945508042059082]
[1138,284.5,11,0.85416666666666663,3.636607900825144,3.4102368127816987,20.325792343690587,5.0814480859226467]
[1139,284.75,11,0.86458333333333337,3.6355942873396137,3.5414911028572957,22.764196981313638,5.6910492453284096]
[1140,285,11,0.875,3.6345830471434555,3.6159351769232693,24.230131910956821,6.0575329777392053]
[1141,285.25,11,0.88541666666666663,3.6335742012143415,3.6324080974909179,24.562794521215292,6.1406986303038229]
[1142,285.5,11,0.89583333333333337,3.6325677704802777,3.5906781770949383,23.725933913127871,5.9314834782819679]
[1143,285.75,11,0.90625,3.6315637758191666,3.4914461701788619,21.812724876030639,5.4531812190076598]
[1144,286,11,0.91666666666666663,3.630562238058376,3.3363335292371725,19.032780973036516,4.758195243259129]
[1145,286.25,11,0.92708333333333337,3.6295631779743065,3.1278559217080444,15.683178649830698,3.9207946624576744]
[1146,286.5,11,0.9375,3.6285666162919603,2.8693824400257664,12.107631046399296,3.0269077615998241]
[1147,286.75,11,0.94791666666666663,3.6275725736845121,2.5650811660986221,8.6496235304572888,2.1624058826143222]
[1148,287,11,0.95833333333333337,3.6265810707728794,2.2198519696141656,5.6061654871267912,1.4015413717816978]
[1149,287.25,11,0.96875,3.625592128125295,1.8392476235080895,3.1887060106989162,0.79717650267472906]
[1150,287.5,11,0.97916666666666663,3.62460576625688,1.4293845064009043,1.4967217876423555,0.37418044691058888]
[1151,287.75,11,0.98958333333333337,3.623622005629219,0.99684432784020838,0.50766344878416925,0.12691586219604231]
[1152,288,12,0,3.6226408666499346,0.54856845513399466,8.4603116383277666E-2,2.1150779095819416E-2]
[1153,288.25,12,{"$f":"IF(A1173<>\"\",MOD(B1173,24)/24,\"\")","v":1.0416666666666666E-2},3.6216623696722645,9.1746538149689791E-2,{"$f":"ABS(0.5*1.025*1*(F1173^3))","v":3.9578827837162832E-4},{"$f":"G1173*$B$13","v":9.894706959290708E-5}]
[{"$f":"IF(IF(A1173<>\"\",A1173+1<=$B$16,0),A1173+1,\"\")","v":1154},{"$f":"IF(A1174<>\"\",A1174*$B$13,\"\")","v":288.5},{"$f":"IF(A1174<>\"\",ROUNDDOWN(A1174*$B$13/24,0),\"\")","v":12},2.0833333333333332E-2,{"$f":"IF(A1174<>\"\",($B$4+$B$5)/2+($B$5-$B$4)/2*COS(2*PI()/$B$15*B1174),\"\")","v":3.6206865349946411},{"$f":"IF(A1174<>\"\",E1174*COS(2*PI()/$B$7*B1174),\"\")","v":-0.36629878118792053},2.5188383129935803E-2,6.2970957824839508E-3]
[1155,288.75,12,3.125E-2,3.6197133828602666,-0.81822922626169159,0.28074939795973652,7.0187349489934131E-2]
[1156,289,12,4.1666666666666664E-2,3.6187429334566956,-1.2568084294845716,1.0174220002282193,0.25435550005705482]
[1157,289.25,12,5.2083333333333336E-2,3.6177752069154172,-1.6750177799286101,2.4085304081128935,0.60213260202822338]
[1158,289.5,12,6.25E-2,3.6168102233114348,-2.0661687206077639,4.5205493775394441,1.130137344384861]
[1159,289.75,12,7.2916666666666671E-2,3.615848002662851,-2.4240096990347824,7.2995641462851326,1.8248910365712832]
[1160,290,12,8.3333333333333329E-2,3.6148885649304532,-2.7428260612702782,10.575201998759422,2.6438004996898554]
[1161,290.25,12,9.375E-2,3.6139319300172978,-3.0175312936138905,14.081509671427924,3.5203774178569809]
[1162,290.5,12,0.10416666666666667,3.6129781177682978,-3.2437481555021228,17.491830265128048,4.3729575662820119]
[1163,290.75,12,0.11458333333333333,3.6120271479698127,-3.4178784098368027,20.46273575120393,5.1156839378009824]
[1164,291,12,0.125,3.6110790403492357,-3.5371600402514107,22.680780730198475,5.6701951825496186]
[1165,291.25,12,0.13541666666666666,3.6101338145745858,-3.5997110457863366,23.905442760468439,5.9763606901171098]
[1166,291.5,12,0.14583333333333334,3.6091914902540996,-3.6045591188580608,24.002160099033151,6.0005400247582878]
[1167,291.75,12,0.15625,3.6082520869358246,-3.55165673881974,22.960789962077321,5.7401974905193303]
[1168,292,12,0.16666666666666666,3.6073156241072137,-3.4418814471859429,20.896886876778197,5.2242217191945493]
[1169,292.25,12,0.17708333333333334,3.60638212119472,-3.2770213079892354,18.03564446731006,4.5089111168275151]
[1170,292.5,12,0.1875,3.6054515975633956,-3.05974579394743,14.680806317682862,3.6702015794207155]
[1171,292.75,12,0.19791666666666666,3.6045240725164889,-2.7935625723491624,11.172981511620989,2.7932453779052473]
[1172,293,12,0.20833333333333334,3.6035995652950428,-2.4827608900838061,7.8432951146777041,1.960823778669426]
[1173,293.25,12,0.21875,3.6026780950774984,-2.1323424714387578,4.9689513103471832,1.2422378275867958]
[1174,293.5,12,0.22916666666666666,3.6017596809792956,-1.7479410417445107,2.7369962914443464,0.6842490728610866]
[1175,293.75,12,0.23958333333333334,3.6008443420524756,-1.3357317714784787,1.2213823454522048,0.3053455863630512]
[1176,294,12,0.25,3.5999320972852873,-0.9023320961439707,0.37652436649856252,9.4131091624640631E-2]
[1177,294.25,12,0.26041666666666669,3.5990229656017934,-0.45469550456658892,4.817878585277624E-2,1.204469646319406E-2]
[1178,294.5,12,0.27083333333333331,3.5981169658614758,-1.7644613023916447E-15,2.8153363239361127E-45,7.0383408098402817E-46]
[1179,294.75,12,0.28125,3.5972141168588467,0.45446697715797491,4.8106179194607551E-2,1.2026544798651888E-2]
[1180,295,12,0.29166666666666669,3.5963144373230587,0.90142532051368263,0.3753903711602109,9.3847592790052725E-2]
[1181,295.25,12,0.30208333333333331,3.5954179459175135,1.3337188519981449,1.2158688705418452,0.30396721763546131]
[1182,295.5,12,0.3125,3.5945246612394781,1.7444298724659126,2.7205356114300114,0.68013390285750286]
[1183,295.75,12,0.32291666666666669,3.5936346018196965,2.1269898353566892,4.9316257679081072,1.2329064419770268]
[1184,296,12,0.33333333333333331,3.5927477861220076,2.4752843732204677,7.7726510378798004,1.9431627594699501]
[1185,296.25,12,0.34375,3.5918642325429593,2.7837509982243986,11.055668983259361,2.7639172458148402]
[1186,296.5,12,0.35416666666666669,3.5909839594114299,3.0474679159103042,14.504784999796728,3.626196249949182]
[1187,296.75,12,0.36458333333333331,3.5901069849882457,3.2622325345463294,17.792567157184163,4.4481417892960406]
[1188,297,12,0.375,3.589233327465803,3.424628418114501,20.584211632446301,5.1460529081115753]
[1189,297.25,12,0.38541666666666669,3.5883630049676909,3.5320796166289643,22.58319180278442,5.6457979506961049]
[1190,297.5,12,0.39583333333333331,3.5874960355483148,3.5828915101128116,23.571913760940088,5.892978440235022]
[1191,297.75,12,0.40625,3.5866324371925229,3.5762775189148677,23.441613855099838,5.8604034637749596]
[1192,298,12,0.41666666666666669,3.5857722278152311,3.5123712596566694,22.207267003864658,5.5518167509661644]
[1193,298.25,12,0.42708333333333331,3.5849154252610536,3.3922239593291565,20.005408390404686,5.0013520976011714]
[1194,298.5,12,0.4375,3.5840620473039317,3.2177871761726693,17.075200793282978,4.2688001983207444]
[1195,298.75,12,0.44791666666666669,3.5832121116467648,2.9918811111914541,13.725458641028046,3.4313646602570116]
[1196,299,12,0.45833333333333331,3.5823656359210432,2.7181490247106299,10.29232900678433,2.5730822516960825]
[1197,299.25,12,0.46875,3.5815226376864837,2.4009984945912852,7.0936463475090559,1.773411586877264]
[1198,299.5,12,0.47916666666666669,3.5806831344306627,2.0455304630261932,4.3864352662021995,1.0966088165505499]
[1199,299.75,12,0.48958333333333331,3.5798471435686574,1.6574572138815662,2.3335700828676149,0.58339252071690373]
[1200,300,12,0.5,3.5790146824426796,1.2430105992210696,0.98427933113791977,0.24606983278447994]
[1201,300.25,12,0.51041666666666663,3.57818576832172,0.80884198911931149,0.27119703392013828,6.7799258480034569E-2]
[1202,300.5,12,0.52083333333333337,3.577360418401188,0.36191555067393233,2.4294927206127449E-2,6.0737318015318623E-3]
[1203,300.75,12,0.53125,3.5765386498025555,-9.0603431845580756E-2,3.8117798844499243E-4,9.5294497111248107E-5]
[1204,301,12,0.54166666666666663,3.5757204795730013,-0.54146340519937797,8.1358175402072935E-2,2.0339543850518234E-2]
[1205,301.25,12,0.55208333333333337,3.5749059246850594,-0.98344272334383387,0.48746235636193569,0.12186558909048392]
[1206,301.5,12,0.5625,3.5740950020362625,-1.4094652907842522,1.4350169345824071,0.35875423364560177]
[1207,301.75,12,0.57291666666666663,3.5732877284487969,-1.8127138217443011,3.052682298443127,0.76317057461078175]
[1208,302,12,0.58333333333333337,3.5724841206691504,-2.1867389028181687,5.3590111854269198,1.3397527963567299]
[1209,302.25,12,0.59375,3.571684195367764,-2.5255621148014002,8.2559685968354426,2.0639921492088606]
[1210,302.5,12,0.60416666666666663,3.5708879691386892,-2.8237715653176294,11.539382033658855,2.8848455084147138]
[1211,302.75,12,0.61458333333333337,3.5700954584992415,-3.0766083061163596,14.924867846773287,3.7312169616933217]
[1212,303,12,0.625,3.5693066798896584,-3.2800422555528708,18.085569359794732,4.5213923399486831]
[1213,303.25,12,0.63541666666666663,3.5685216496727574,-3.430836415406163,20.696356805482459,5.1740892013706148]
[1214,303.5,12,0.64583333333333337,3.5677403841335993,-3.5265983591422807,22.478217702012795,5.6195544255031988]
[1215,303.75,12,0.65625,3.5669628994791469,-3.5658181729679894,23.23653952540986,5.809134881352465]
[1216,304,12,0.66666666666666663,3.5661892118379312,-3.5478922482686759,22.887857158976068,5.7219642897440171]
[1217,304.25,12,{"$f":"IF(A1237<>\"\",MOD(B1237,24)/24,\"\")","v":0.67708333333333337},3.565419337259716,-3.4731325507996984,{"$f":"ABS(0.5*1.025*1*(F1237^3))","v":21.471280454961821},{"$f":"G1237*$B$13","v":5.3678201137404553}]
[{"$f":"IF(IF(A1237<>\"\",A1237+1<=$B$16,0),A1237+1,\"\")","v":1218},{"$f":"IF(A1238<>\"\",A1238*$B$13,\"\")","v":304.5},{"$f":"IF(A1238<>\"\",ROUNDDOWN(A1238*$B$13/24,0),\"\")","v":12},0.6875,{"$f":"IF(A1238<>\"\",($B$4+$B$5)/2+($B$5-$B$4)/2*COS(2*PI()/$B$15*B1238),\"\")","v":3.5646532917151648},{"$f":"IF(A1238<>\"\",E1238*COS(2*PI()/$B$7*B1238),\"\")","v":-3.3427612246710074},19.14299725762536,4.7857493144063401]
[1219,304.75,12,0.69791666666666663,3.5638910910955102,-3.1588906240013555,16.154653084335067,4.0386632710837667]
[1220,305,12,0.70833333333333337,3.5631327512122231,-2.9244890983632614,12.818697235522881,3.2046743088807204]
[1221,305.25,12,0.71875,3.5623782877966854,-2.6433330860604687,9.4656304625696279,2.366407615642407]
[1222,305.5,12,0.72916666666666663,3.5616277164998644,-2.3199462882287794,6.3992291217505226,1.5998072804376307]
[1223,305.75,12,0.73958333333333337,3.5608810528919865,-1.9595269032333094,3.8560935473003735,0.96402338682509336]
[1224,306,12,0.75,3.5601383124622155,-1.567864091544638,1.9752365387014963,0.49380913467537407]
[1225,306.25,12,0.76041666666666663,3.5593995106183303,-1.1512450131743106,0.78198271894165139,0.19549567973541285]
[1226,306.5,12,0.77083333333333337,3.5586646626864065,-0.71635393009053405,0.18839822786351612,4.709955696587903E-2]
[1227,306.75,12,0.78125,3.5579337839104972,-0.27016499241950526,1.0106041772141305E-2,2.5265104430353263E-3]
[1228,307,12,0.79166666666666663,3.5572068894523179,0.18016957233811801,2.9973552064070769E-3,7.4933880160176923E-4]
[1229,307.25,12,0.80208333333333337,3.556483994390931,0.62743407499008275,0.12658964219987803,3.1647410549969508E-2]
[1230,307.5,12,0.8125,3.5557651137224333,1.0644649490036457,0.61814159161627691,0.15453539790406923]
[1231,307.75,12,0.82291666666666663,3.5550502623596456,1.4842654525605821,1.6758247756211153,0.41895619390527883]
[1232,308,12,0.83333333333333337,3.5543394551318022,1.8801176522499072,3.4060337788085961,0.85150844470214904]
[1233,308.25,12,0.84375,3.5536327067842435,2.2456898966147127,5.8042114424720923,1.4510528606180231]
[1234,308.5,12,0.85416666666666663,3.5529300319781121,2.5751380607074688,8.7517604768984665,2.1879401192246166]
[1235,308.75,12,0.86458333333333337,3.5522314452900452,2.8631989432338409,12.029524056848061,3.0073810142120152]
[1236,309,12,0.875,3.5515369612118755,3.1052743241480028,15.345950282257055,3.8364875705642638]
[1237,309.25,12,0.88541666666666663,3.5508465941503271,3.2975043406786733,18.375958333060108,4.593989583265027]
[1238,309.5,12,0.89583333333333337,3.5501603584267207,3.4368290112987609,20.804996489661143,5.2012491224152857]
[1239,309.75,12,0.90625,3.5494782682766739,3.5210369273507403,22.372041134547167,5.5930102836367919]
[1240,310,12,0.91666666666666663,3.5488003378498054,3.5488003378498054,22.90543622568407,5.7263590564210176]
[1241,310.25,12,0.92708333333333337,3.548126581209444,3.5196960711126617,22.346492181660306,5.5866230454150765]
[1242,310.5,12,0.9375,3.5474570123323348,3.4342119638003821,20.757505432630129,5.1893763581575323]
[1243,310.75,12,0.94791666666666663,3.5467916451083488,3.2937387000876877,18.31307599244759,4.5782689981118976]
[1244,311,12,0.95833333333333337,3.5461304933401978,3.1005471972591034,15.275973971919838,3.8189934929799594]
[1245,311.25,12,0.96875,3.5454735707431446,2.8577519053481582,11.960998575734553,2.9902496439336383]
[1246,311.5,12,0.97916666666666663,3.5448208909447207,2.569260613775838,8.6919725804172447,2.1729931451043112]
[1247,311.75,12,0.98958333333333337,3.5441724674844419,2.2397115737074014,5.7579800045532901,1.4394950011383225]
[1248,312,13,0,3.5435283138135296,1.8743989475818907,3.3750480871124671,0.84376202177811677]
[1249,312.25,13,1.0416666666666666E-2,3.5428884432946299,1.4791877837382961,1.658684567668758,0.41467114191718951]
[1250,312.5,13,2.0833333333333332E-2,3.5422528692015369,1.0604198812854839,0.61112134697986031,0.15278033674496508]
[1251,312.75,13,3.125E-2,3.5416216047189182,0.62481205567810694,0.12500922753559646,3.1252306883899114E-2]
[1252,313,13,4.1666666666666664E-2,3.5409946629420399,0.17934843654034049,2.9565597145388791E-3,7.3913992863471978E-4]
[1253,313.25,13,5.2083333333333336E-2,3.540372056876496,-0.26883147579464695,9.9571309393145391E-3,2.4892827348286348E-3]
[1254,313.5,13,6.25E-2,3.5397537994379387,-0.71254720130512417,0.18541069661252041,4.6352674153130102E-2]
[1255,313.75,13,7.2916666666666671E-2,3.539139903451809,-1.1446922866120388,0.76870576632444987,0.19217644158111247]
[1256,314,13,8.3333333333333329E-2,3.5385303816530738,-1.5583480851890363,1.9394888391990397,0.48487220979975992]
[1257,314.25,13,9.375E-2,3.537925246685957,-1.9468944903057355,3.7819964594474582,0.94549911486186455]
[1258,314.5,13,0.10416666666666667,3.5373245111036824,-2.3041158489917657,6.2691231838545711,1.5672807959636428]
[1259,314.75,13,0.11458333333333333,3.536728187368209,-2.6243003630744313,9.2626337320716523,2.3156584330179131]
[1260,315,13,0.125,3.5361362878499754,-2.9023313881936987,12.52953246506952,3.1323831162673801]
[1261,315.25,13,0.13541666666666666,3.5355488248276408,-3.1337691719457061,15.772294641180881,3.9430736602952203]
[1262,315.5,13,0.14583333333333334,3.534965810487833,-3.314921725852003,18.668683964870183,4.6671709912175459]
[1263,315.75,13,0.15625,3.5343872569248926,-3.4429037002396585,20.915511793371358,5.2288779483428396]
[1264,316,13,0.16666666666666666,3.5338131761406246,-3.5156823235403851,22.270129678240078,5.5675324195600195]
[1265,316.25,13,0.17708333333333334,3.5332435800440485,-3.5321096748954823,22.58376836173705,5.6459420904342625]
[1266,316.5,13,0.1875,3.5326784804511502,-3.4919407779615206,21.821996339539222,5.4554990848848055]
[1267,316.75,13,0.19791666666666666,3.5321178890846388,-3.3958372309413845,20.069403572665625,5.0173508931664061]
[1268,317,13,0.20833333333333334,3.5315618175737025,-3.24535631947909,17.517859116553307,4.3794647791383268]
[1269,317.25,13,0.21875,3.5310102774537664,-3.0429257914473729,14.440025277114536,3.610006319278634]
[1270,317.5,13,0.22916666666666666,3.5304632801662557,-2.7918047021049719,11.151902733400231,2.7879756833500577]
[1271,317.75,13,0.23958333333333334,3.5299208370583552,-2.4960309609356175,7.9697330348322275,1.9924332587080569]
[1272,318,13,0.25,3.5293829593827768,-2.1603564241399424,5.1673763805854573,1.2918440951463643]
[1273,318.25,13,0.26041666666666669,3.5288496582975242,-1.7901705758328266,2.940201625943601,0.73505040648590025]
[1274,318.5,13,0.27083333333333331,3.5283209448656621,-1.3914140233267276,1.380584515046108,0.345146128761527]
[1275,318.75,13,0.28125,3.5277968300550859,-0.97048319453573839,0.46844426628273256,0.11711106657068314]
[1276,319,13,0.29166666666666669,3.527277324738296,-0.53412776592734201,7.8096097780534376E-2,1.9524024445133594E-2]
[1277,319.25,13,0.30208333333333331,3.5267624396921713,-8.9342465335153262E-2,3.6548340865616018E-4,9.1370852164040044E-5]
[1278,319.5,13,0.3125,3.5262521855977442,0.35674501652147134,2.3268458604655321E-2,5.8171146511638303E-3]
[1279,319.75,13,0.32291666666666669,3.5257465730399815,0.79698821020291744,0.25944754201805909,6.4861885504514771E-2]
[1280,320,13,0.33333333333333331,3.5252456125075629,1.2243363187920298,0.94058070972352403,0.23514517743088101]
[1281,320.25,13,{"$f":"IF(A1301<>\"\",MOD(B1301,24)/24,\"\")","v":0.34375},3.5247493143926643,1.6319471038756106,{"$f":"ABS(0.5*1.025*1*(F1301^3))","v":2.2274712302295865},{"$f":"G1301*$B$13","v":0.55686780755739662}]
[{"$f":"IF(IF(A1301<>\"\",A1301+1<=$B$16,0),A1301+1,\"\")","v":1282},{"$f":"IF(A1302<>\"\",A1302*$B$13,\"\")","v":320.5},{"$f":"IF(A1302<>\"\",ROUNDDOWN(A1302*$B$13/24,0),\"\")","v":13},0.35416666666666669,{"$f":"IF(A1302<>\"\",($B$4+$B$5)/2+($B$5-$B$4)/2*COS(2*PI()/$B$15*B1302),\"\")","v":3.5242576889907427},{"$f":"IF(A1302<>\"\",E1302*COS(2*PI()/$B$7*B1302),\"\")","v":2.0132963995238899},4.1823177041083541,1.0455794260270885]
[1283,320.75,13,0.36458333333333331,3.5237707465003214,2.3622825020303497,6.7559957682463709,1.6889989420615927]
[1284,321,13,0.375,3.5232884970227789,2.673323765706126,9.7914846521161873,2.4478711630290468]
[1285,321.25,13,0.38541666666666669,3.5228109505621403,2.9414478442476071,13.042994953946051,3.2607487384865128]
[1286,321.5,13,0.39583333333333331,3.522338117024868,3.1623711513679811,16.208110478054071,4.0520276195135176]
[1287,321.75,13,0.40625,3.5218700062196575,3.3325672713383687,18.968397596448373,4.7420993991120932]
[1288,322,13,0.41666666666666669,3.521406627857234,3.4493232273111523,21.032725238204367,5.2581813095510919]
[1289,322.25,13,0.42708333333333331,3.5209479915501496,3.5107827099522155,22.177149406162926,5.5442873515407314]
[1290,322.5,13,0.4375,3.5204941068125866,3.5159755778721409,22.275703011806893,5.5689257529517233]
[1291,322.75,13,0.44791666666666669,3.5200449830601559,3.4648331612692473,21.317724809714754,5.3294312024286885]
[1292,323,13,0.45833333333333331,3.5196006296097062,3.3581891275609532,19.409275448420964,4.8523188621052409]
[1293,323.25,13,0.46875,3.519161055679128,3.1977658989408324,16.758450863950756,4.189612715987689]
[1294,323.5,13,0.47916666666666669,3.5187262703871625,2.9861468430599616,13.646690763008465,3.4116726907521162]
[1295,323.75,13,0.48958333333333331,3.5182962827532132,2.7267346856897925,10.390166754412004,2.5975416886030009]
[1296,324,13,0.5,3.51787110169716,2.4236968146416729,7.2967378891424728,1.8241844722856182]
[1297,324.25,13,0.51041666666666663,3.5174507360391702,2.0818983538656868,4.6245814744682221,1.1561453686170555]
[1298,324.5,13,0.52083333333333337,3.5170351944995204,1.7068240821815177,2.5483563363930251,0.63708908409825626]
[1299,324.75,13,0.53125,3.5166244856984119,1.3044904493786211,1.1376707208750894,0.28441768021877234]
[1300,325,13,0.54166666666666663,3.5162186181557935,0.88134910061596616,0.35086315697387221,8.7715789243468054E-2]
[1301,325.25,13,0.55208333333333337,3.515817600291185,0.44418345562325434,4.4913924554068625E-2,1.1228481138517156E-2]
[1302,325.5,13,0.5625,3.5154214404235016,-8.6119205783935215E-15,3.2733611047903598E-43,8.1834027619758995E-44]
[1303,325.75,13,0.57291666666666663,3.5150301467708815,-0.44408396985194981,4.4883752590253408E-2,1.1220938147563352E-2]
[1304,326,13,0.58333333333333337,3.5146437274505171,-0.88095435027267477,0.35039192034547756,8.759798008636939E-2]
[1305,326.25,13,0.59375,3.5142621904784832,-1.3036141569097608,1.1353795670874751,0.28384489177186878]
[1306,326.5,13,0.60416666666666663,3.5138855437695744,-1.7052955505010026,2.5415159898273898,0.63537899745684745]
[1307,326.75,13,0.61458333333333337,3.5135137951371385,-2.0795681689112309,4.6090705250061399,1.152267631251535]
[1308,327,13,0.625,3.5131469522929146,-2.4204420319813891,7.267380978047365,1.8168452445118413]
[1309,327.25,13,0.63541666666666663,3.5127850228468751,-2.7224633730029981,10.341415951344803,2.5853539878362009]
[1310,327.5,13,0.64583333333333337,3.5124280143070647,-2.9808018642054166,13.573542191409317,3.3933855478523292]
[1311,327.75,13,0.65625,3.5120759340794483,-3.1913278417213222,16.6574352209471,4.164358805236775]
[1312,328,13,0.66666666666666663,3.5117287894677536,-3.3506782958614156,19.279335776917694,4.8198339442294236]
[1313,328.25,13,0.67708333333333337,3.5113865876733228,-3.4563105726080114,21.160803249496389,5.2902008123740973]
[1314,328.5,13,0.6875,3.5110493357949606,-3.5065429291503878,22.096899995661303,5.5242249989153258]
[1315,328.75,13,0.69791666666666663,3.5107170408287889,-3.5005812968710988,21.98438768171421,5.4960969204285526]
[1316,329,13,0.70833333333333337,3.5103897096681016,-3.4385318260845441,20.835936007875205,5.2089840019688012]
[1317,329.25,13,0.71875,3.510067349103219,-3.3213990144885615,18.77833260673955,4.6945831516848875]
[1318,329.5,13,0.72916666666666663,3.5097499658213507,-3.1510694520726523,16.034956871061755,4.0087392177654388]
[1319,329.75,13,0.73958333333333337,3.5094375664064543,-2.9302814454407695,12.895015697582355,3.2237539243955888]
[1320,330,13,0.75,3.5091301573390994,-2.6625810104672789,9.673917082057601,2.4184792705144003]
[1321,330.25,13,0.76041666666666663,3.5088277449963341,-2.352264940298848,6.6704107328024156,1.6676026832006039]
[1322,330.5,13,0.77083333333333337,3.5085303356515509,-2.0043118624535485,4.126575166060114,1.0316437915150285]
[1323,330.75,13,0.78125,3.5082379354743582,-1.6243023908468717,2.1963144576130862,0.54907861440327155]
[1324,331,13,0.79166666666666663,3.5079505505304516,-1.2183296529190861,0.92680488375025671,0.23170122093756418]
[1325,331.25,13,0.80208333333333337,3.5076681867814887,-0.79290162586990076,0.25547699245838734,6.3869248114596835E-2]
[1326,331.5,13,0.8125,3.5073908500849638,-0.35483684685718414,2.2897074850437862E-2,5.7242687126094656E-3]
[1327,331.75,13,0.82291666666666663,3.5071185461940888,8.8844832193284748E-2,3.59410188275523E-4,8.9852547068880749E-5]
[1328,332,13,0.83333333333333337,3.5068512807576715,0.53103469548426119,7.6747203634460262E-2,1.9186800908615066E-2]
[1329,332.25,13,0.84375,3.50658905932,0.9646490192463445,0.46004662715663319,0.1150116567891583]
[1330,332.5,13,0.85416666666666663,3.506331887320727,1.3827425097354744,1.3549329786594941,0.33873324466487353]
[1331,332.75,13,0.86458333333333337,3.5060797700947575,1.7786195074047062,2.8836531619037151,0.72091329047592878]
[1332,333,13,0.875,3.5058327128721367,2.1459411773603212,5.0646251772192681,1.266156294304817]
[1333,333.25,13,0.88541666666666663,3.5055907207779442,2.4788269707267641,7.8060711995171745,1.9515177998792936]
[1334,333.5,13,0.89583333333333337,3.5053537988321848,2.7719487334989088,10.915646211928706,2.7289115529821766]
[1335,333.75,13,0.90625,3.5051219519496852,3.0206159573818292,14.124738195006849,3.5311845487517122]
[1336,334,13,0.91666666666666663,3.5048951849399947,3.2208508091107446,17.12401878516561,4.2810046962914026]
[1337,334.25,13,0.92708333333333337,3.5046735025072802,3.3694517385409943,19.605214148396485,4.9013035370991211]
[1338,334.5,13,0.9375,3.504456909250234,3.4640446487666621,21.303173920834382,5.3257934802085956]
[1339,334.75,13,0.94791666666666663,3.5042454096619746,3.5031208107426455,22.032268445875918,5.5080671114689794]
[1340,335,13,0.95833333333333337,3.5040390081299555,3.4860609171570522,21.711947764834118,5.4279869412085295]
[1341,335.25,13,0.96875,3.5038377089358734,3.4131448922295911,20.377835156346997,5.0944587890867492]
[1342,335.5,13,0.97916666666666663,3.5036415162555792,3.2855473021476982,18.176783820229033,4.5441959550572584]
[1343,335.75,13,0.98958333333333337,3.5034504341589927,3.1053184413433899,15.34660435964436,3.8366510899110899]
[1344,336,14,0,3.5032644666100161,2.8753513990739719,12.183348101228315,3.0458370253070788]
[1345,336.25,14,{"$f":"IF(A1365<>\"\",MOD(B1365,24)/24,\"\")","v":1.0416666666666666E-2},3.5030836174664532,2.5993356351305965,{"$f":"ABS(0.5*1.025*1*(F1365^3))","v":9.0007966879988359},{"$f":"G1365*$B$13","v":2.250199171999709}]
[{"$f":"IF(IF(A1365<>\"\",A1365+1<=$B$16,0),A1365+1,\"\")","v":1346},{"$f":"IF(A1366<>\"\",A1366*$B$13,\"\")","v":336.5},{"$f":"IF(A1366<>\"\",ROUNDDOWN(A1366*$B$13/24,0),\"\")","v":14},2.0833333333333332E-2,{"$f":"IF(A1366<>\"\",($B$4+$B$5)/2+($B$5-$B$4)/2*COS(2*PI()/$B$15*B1366),\"\")","v":3.5029078904799298},{"$f":"IF(A1366<>\"\",E1366*COS(2*PI()/$B$7*B1366),\"\")","v":2.2816978093691498},6.0879103166058464,1.5219775791514616]
[1347,336.75,14,3.125E-2,3.5027372892958137,1.9275308136898419,3.6702686831836986,0.91756717079592465]
[1348,337,14,4.1666666666666664E-2,3.5025718174531417,1.5425121438169607,1.8809603686041825,0.47024009215104562]
[1349,337.25,14,5.2083333333333336E-2,3.5024114783845448,1.1328129187371045,0.745020887907759,0.18625522197693975]
[1350,337.5,14,6.25E-2,3.5022562754161766,0.70499900521243963,0.17958058512085609,4.4895146280214022E-2]
[1351,337.75,14,7.2916666666666671E-2,3.5021062117676447,0.26592583100705414,9.6377453013837822E-3,2.4094363253459455E-3]
[1352,338,14,8.3333333333333329E-2,3.5019612905519453,-0.17737142867182729,2.8598605842709342E-3,7.1496514606773356E-4]
[1353,338.25,14,9.375E-2,3.5018215147753962,-0.61779053311324794,0.12084191992247002,3.0210479980617506E-2]
[1354,338.5,14,0.10416666666666667,3.5016868873375762,-1.0482759222682247,0.59036513512525535,0.14759128378131384]
[1355,338.75,14,0.11458333333333333,3.5015574110312646,-1.4619317061080237,1.601308927990494,0.40032723199762349]
[1356,339,14,0.125,3.5014330885423819,-1.852132088406947,3.256189996510467,0.81404749912761676]
[1357,339.25,14,0.13541666666666666,3.501313922449937,-2.2126274573934666,5.5516076047938254,1.3879019011984564]
[1358,339.5,14,0.14583333333333334,3.5011999152259698,-2.5376444452030027,8.3750264249794082,2.093756606244852]
[1359,339.75,14,0.15625,3.5010910692355046,-2.8219783547302204,11.517412050896558,2.8793530127241396]
[1360,340,14,0.16666666666666666,3.500987386736496,-3.0610764747579111,14.699968659022625,3.6749921647556563]
[1361,340.25,14,0.17708333333333334,3.5008888698797862,-3.2511109501830351,17.611211887783874,4.4028029719459685]
[1362,340.5,14,0.1875,3.5007955207090582,-3.3890400414277511,19.949130432517691,4.9872826081294228]
[1363,340.75,14,0.19791666666666666,3.5007073411607941,-3.4726567930389125,21.462458106030738,5.3656145265076844]
[1364,341,14,0.20833333333333334,3.5006243330642337,-3.5006243330642337,21.985198520748387,5.4962996301870968]
[1365,341.25,14,0.21875,3.5005464981413392,-3.4724972388260915,21.459499908480609,5.3648749771201523]
[1366,341.5,14,0.22916666666666666,3.5004738380067573,-3.3887286277641113,19.943631653318992,4.9859079133297479]
[1367,341.75,14,0.23958333333333334,3.5004063541677861,-3.2506628605196983,17.603931009464475,4.4009827523661187]
[1368,342,14,0.25,3.5003440480243437,-3.0605139737318927,14.691866383738947,3.6729665959347368]
[1369,342.25,14,0.26041666666666669,3.5002869208689407,-2.8213301884187438,11.509477740598742,2.8773694351496855]
[1370,342.5,14,0.27083333333333331,3.5002349738866507,-2.5369450626801462,8.3681037850089464,2.0920259462522366]
[1371,342.75,14,0.28125,3.5001882081550884,-2.2119160712072503,5.5462546015236551,1.3865636503809138]
[1372,343,14,0.29166666666666669,3.5001466246443851,-1.8514515953042141,3.2526022381102595,0.81315055952756488]
[1373,343.25,14,0.30208333333333331,3.50011022421717,-1.4613274925995074,1.5993242949381383,0.39983107373453458]
[1374,343.5,14,0.3125,3.5000790076285524,-1.0477945823771397,0.58955226947894757,0.14738806736973689]
[1375,343.75,14,0.32291666666666669,3.5000529755261041,-0.61747852783224311,0.12065892450456858,3.0164731126142146E-2]
[1376,344,14,0.33333333333333331,3.5000321284498486,-0.17727371821477353,2.8551368633527099E-3,7.1378421583817749E-4]
[1377,344.25,14,0.34375,3.500016466832248,0.26576715016620039,9.62050275139671E-3,2.4051256878491775E-3]
[1378,344.5,14,0.35416666666666669,3.5000059909981944,0.70454602628944552,0.17923465286967497,4.4808663217418741E-2]
[1379,344.75,14,0.36458333333333331,3.5000007011650038,1.1320331818057769,0.74348350995832491,0.18587087748958123]
[1380,345,14,0.375,3.5000005974424115,1.5413797935618918,1.8768209986979132,0.4692052496744783]
[1381,345.25,14,0.38541666666666669,3.5000056798325687,1.9260276289013676,3.6616886014082692,0.91542215035206731]
[1382,345.5,14,0.39583333333333331,3.5000159482300441,2.2798140777659737,6.0728445302792498,1.5182111325698124]
[1383,345.75,14,0.40625,3.5000314024218251,2.5970708501017836,8.9772901658795128,2.2443225414698782]
[1384,346,14,0.41666666666666669,3.5000520420873218,2.8727147584681796,12.149863154234415,3.0374657885586038]
[1385,346.25,14,0.42708333333333331,3.500077866798375,3.1023291324274016,15.302327167743861,3.8255817919359654]
[1386,346.5,14,0.4375,3.5001088760192633,3.2822345612339943,18.121857553502185,4.5304643883755462]
[1387,346.75,14,0.44791666666666669,3.5001450691067166,3.4095478321432844,20.313475385317105,5.0783688463292762]
[1388,347,14,0.45833333333333331,3.5001864453099274,3.4822281205909689,21.640411994433105,5.4101029986082763]
[1389,347.25,14,0.46875,3.5002330037705667,3.4991096925314054,21.956673380343275,5.4891683450858189]
[1390,347.5,14,0.47916666666666669,3.5002847435228022,3.4599205951012291,21.227178180374079,5.3067945450935197]
[1391,347.75,14,0.48958333333333331,3.5003416634933191,3.365287036041245,19.532606782363242,4.8831516955908105]
[1392,348,14,0.5,3.5004037625013411,3.2167233813754463,17.058271297069009,4.2645678242672522]
[1393,348.25,14,0.51041666666666663,3.5004710392586547,3.0166079310467824,14.068586828859312,3.5171467072148279]
[1394,348.5,14,0.52083333333333337,3.5005434923696379,2.7681448598610752,10.870770072750719,2.7176925181876799]
[1395,348.75,14,0.53125,3.5006211203312865,2.4753129325510548,7.7729200788119703,1.9432300197029926]
[1396,349,14,0.54166666666666663,3.5007039215332476,2.1428018134985267,5.0424300873454797,1.2606075218363699]
[1397,349.25,14,0.55208333333333337,3.5007918942578513,1.7759369902536248,2.8706254374026856,0.7176563593506714]
[1398,349.5,14,0.5625,3.5008850366801476,1.3805945122934089,1.3486283909421224,0.3371570977355306]
[1399,349.75,14,0.57291666666666663,3.5009833468679434,0.96310690954153799,0.45784382957524727,0.11446095739381182]
[1400,350,14,0.58333333333333337,3.501086822781843,0.53016179642443573,7.6369361080557946E-2,1.9092340270139486E-2]
[1401,350.25,14,0.59375,3.5011954622752901,8.8694784400389748E-2,3.5759226561381935E-4,8.9398066403454838E-5]
[1402,350.5,14,0.60416666666666663,3.5013092630946128,-0.35422158290637701,2.2778175149799868E-2,5.694543787449967E-3]
[1403,350.75,14,0.61458333333333337,3.5014282228790696,-0.79149109406927354,0.25411597465532565,6.3528993663831412E-2]
[1404,351,14,0.625,3.5015523391608996,-1.2161075205016552,0.92174288153559536,0.23043572038389884]
[1405,351.25,14,0.63541666666666663,3.5016816093653729,-1.6212668338607772,2.1840237919977561,0.54600594799943902]
[1406,351.5,14,0.64583333333333337,3.5018160308108426,-2.000476193511699,4.1029292874400909,1.0257323218600227]
[1407,351.75,14,0.65625,3.5019556007088037,-2.3476579589230275,6.6312948446312738,1.6578237111578185]
[1408,352,14,0.66666666666666663,3.5021003161639483,-2.6572470613744108,9.6158941943983809,2.4039735485995952]
[1409,352.25,14,{"$f":"IF(A1429<>\"\",MOD(B1429,24)/24,\"\")","v":0.67708333333333337},3.5022501741742262,-2.9242801755219787,{"$f":"ABS(0.5*1.025*1*(F1429^3))","v":12.815950163565919},{"$f":"G1429*$B$13","v":3.2039875408914797}]
[{"$f":"IF(IF(A1429<>\"\",A1429+1<=$B$16,0),A1429+1,\"\")","v":1410},{"$f":"IF(A1430<>\"\",A1430*$B$13,\"\")","v":352.5},{"$f":"IF(A1430<>\"\",ROUNDDOWN(A1430*$B$13/24,0),\"\")","v":14},0.6875,{"$f":"IF(A1430<>\"\",($B$4+$B$5)/2+($B$5-$B$4)/2*COS(2*PI()/$B$15*B1430),\"\")","v":3.5024051716309081},{"$f":"IF(A1430<>\"\",E1430*COS(2*PI()/$B$7*B1430),\"\")","v":-3.1444752625062722},15.93449914448251,3.9836247861206275]
[1411,352.75,14,0.69791666666666663,3.5025653053186496,-3.3143002102906727,18.658185343850636,4.6645463359626591]
[1412,353,14,0.70833333333333337,3.5027305719155564,-3.4310294713317746,20.699850804035584,5.1749627010088961]
[1413,353.25,14,0.71875,3.5029009679932561,-3.492787789714344,21.837879745613968,5.459469936403492]
[1414,353.5,14,0.72916666666666663,3.5030764900169666,-3.4985803164627747,21.946709492328736,5.4866773730821841]
[1415,353.75,14,0.73958333333333337,3.5032571343455721,-3.4483086295622405,21.014170746848947,5.2535426867122368]
[1416,354,14,0.75,3.5034428972316958,-3.3427724008046846,19.143189265427225,4.7857973163568062]
[1417,354.25,14,0.76041666666666663,3.503633774821779,-3.1836566813053824,16.537602705225904,4.134400676306476]
[1418,354.5,14,0.77083333333333337,3.5038297631561619,-2.9735050077416383,13.474103916633618,3.3685259791584046]
[1419,354.75,14,0.78125,3.5040308581691639,-2.7156787583620909,10.264293353191633,2.5660733382979082]
[1420,355,14,0.79166666666666663,3.50423705568917,-2.4143034079690047,7.212227408500782,1.8030568521251955]
[1421,355.25,14,0.80208333333333337,3.504448351438715,-2.074202540867172,4.5734860160609534,1.1433715040152383]
[1422,355.5,14,0.8125,3.504664741034575,-1.7008206768375711,2.5215608356144141,0.63039020890360353]
[1423,355.75,14,0.82291666666666663,3.504886219987855,-1.3001361443983774,1.1263162912498526,0.28157907281246314]
[1424,356,14,0.83333333333333337,3.5051127837040852,-0.87856539508778964,0.34754908509161192,8.688727127290298E-2]
[1425,356.25,14,0.84375,3.5053444274833141,-0.44286028968632102,4.451374044134368E-2,1.112843511033592E-2]
[1426,356.5,14,0.85416666666666663,3.5055811465202074,1.8894711699864076E-14,3.4571217857838822E-42,8.6428044644597056E-43]
[1427,356.75,14,0.86458333333333337,3.5058229359041473,0.44292074376790508,4.4531972407887734E-2,1.1132993101971933E-2]
[1428,357,14,0.875,3.5060697906193332,0.87880527129452213,0.34783383858077688,8.6958459645194219E-2]
[1429,357.25,14,0.88541666666666663,3.5063217055448872,1.3006686371929403,1.1277007639119556,0.2819251909779889]
[1430,357.5,14,0.89583333333333337,3.5065786754549606,1.7017495129679732,2.5256942450830202,0.63142356127075505]
[1431,357.75,14,0.90625,3.5068406950188411,2.0756185141203072,4.5828588072024079,1.145714701800602]
[1432,358,14,0.91666666666666663,3.5071077588010628,2.4162812274476138,7.2299669012991465,1.8074917253247866]
[1433,358.25,14,0.92708333333333337,3.5073798612615215,2.7182742881755586,10.293752010670611,2.5734380026676527]
[1434,358.5,14,0.9375,3.5076569967555873,2.9767529675579016,13.518305457994831,3.3795763644987078]
[1435,358.75,14,0.94791666666666663,3.5079391595342226,3.1875688672489928,16.598643564107327,4.1496608910268318]
[1436,359,14,0.95833333333333337,3.5082263437441026,3.3473364749030727,19.221708174743959,4.8054270436859898]
[1437,359.25,14,0.96875,3.5085185434277331,3.4534875135681635,21.108994175282632,5.277248543820658]
[1438,359.5,14,0.97916666666666663,3.5088157525235779,3.5043122126671173,22.054755436849828,5.5136888592124569]
[1439,359.75,14,0.98958333333333337,3.5091179648661828,3.4989868375791997,21.954360742340583,5.4885901855851458]
[1440,360,15,0,3.5094251741863038,3.4375870347007211,20.818765710751951,5.2046914276879876]
[1441,360.25,15,1.0416666666666666E-2,3.5097373741110367,3.3210867758603966,18.773037154789318,4.6932592886973294]
[1442,360.5,15,2.0833333333333332E-2,3.5100545581639504,3.1513429164605529,16.039131996643558,4.0097829991608895]
[1443,360.75,15,3.125E-2,3.5103767197652198,2.9310656120228846,12.905370893993734,3.2263427234984334]
[1444,361,15,4.1666666666666664E-2,3.5107038522317637,2.6637750642497218,9.6869379346300981,2.4217344836575245]
[1445,361.25,15,5.2083333333333336E-2,3.5110359487773821,2.353745286646022,6.6830122900609741,1.6707530725152435]
[1446,361.5,15,6.25E-2,3.5113730025128982,2.0059357876775308,4.1366135446447725,1.0341533861611931]
[1447,361.75,15,7.2916666666666671E-2,3.5117150064463005,1.6259122630381873,2.202851339760636,0.55071283494015899]
[1448,362,15,8.3333333333333329E-2,3.5120619534828883,1.2197575647610195,0.93006741780220126,0.23251685445055031]
[1449,362.25,15,9.375E-2,3.5124138364254187,0.79397437081556754,0.25651532785256892,6.412883196314223E-2]
[1450,362.5,15,0.10416666666666667,3.5127706479742558,0.35538111198226507,2.3002598310895222E-2,5.7506495777238055E-3]
[1451,362.75,15,0.11458333333333333,3.5131323807275217,-8.8997178945357608E-2,3.6126225726923716E-4,9.031556431730929E-5]
[1452,363,15,0.125,3.5134990271812514,-0.53204134895060817,7.7184487969562329E-2,1.9296121992390582E-2]
[1453,363.25,15,0.13541666666666666,3.5138705797295477,-0.96665213720596355,0.46291847756833437,0.11572961939208359]
[1454,363.5,15,0.14583333333333334,3.5142470306647384,-1.3858638928572562,1.3641295264622957,0.34103238161557392]
[1455,363.75,15,0.15625,3.5146283721775364,-1.7829561772532339,2.9047975958683114,0.72619939896707786]
[1456,364,15,0.16666666666666666,3.5150145963572026,-2.1515614631725937,5.1045227142725187,1.2761306785681297]
[1457,364.25,15,0.17708333333333334,3.5154056951917099,-2.4857672056919178,7.8718214023627144,1.9679553505906786]
[1458,364.5,15,0.1875,3.5158016605679077,-2.7802106490624046,11.013541109245054,2.7533852773112635]
[1459,364.75,15,0.19791666666666666,3.5162024842716919,-3.0301648498902738,14.259117174777527,3.5647792936943818]
[1460,365,15,0.20833333333333334,3.5166081579881756,-3.2316145371906715,17.296272904030108,4.3240682260075269]
[1461,365.25,15,0.21875,3.5170186733018598,-3.3813205922777638,19.813122187292855,4.9532805468232137]
[1462,365.5,15,0.22916666666666666,3.5174340216968094,-3.4768721133613325,21.54071029590704,5.38517757397676]
[1463,365.75,15,0.23958333333333334,3.5178541945568291,-3.5167252282422421,22.289954433062874,5.5724886082657186]
[1464,366,15,0.25,3.5182791831656433,-3.5002280304597884,21.977732591010799,5.4944331477526998]
[1465,366.25,15,0.26041666666666669,3.5187089787070747,-3.4276312362549111,20.638405708269108,5.159601427067277]
[1466,366.5,15,0.27083333333333331,3.5191435722652304,-3.3000843882234085,18.419125479802481,4.6047813699506204]
[1467,366.75,15,0.28125,3.5195829548246835,-3.1196176628879733,15.559583999290469,3.8898959998226172]
[1468,367,15,0.29166666666666669,3.5200271172706623,-2.8891095699140106,12.359073307414144,3.0897683268535361]
[1469,367.25,15,0.30208333333333331,3.5204760503892394,-2.6122410566433407,9.1355273615340913,2.2838818403835228]
[1470,367.5,15,0.3125,3.5209297448675203,-2.2934367494048451,6.1823583052151667,1.5455895763037917]
[1471,367.75,15,0.32291666666666669,3.5213881912938403,-1.9377942691919534,3.7292102677984609,0.93230256694961522]
[1472,368,15,0.33333333333333331,3.5218513801579574,-1.5510027504767412,1.9121923378505488,0.47804808446263719]
[1473,368.25,15,{"$f":"IF(A1493<>\"\",MOD(B1493,24)/24,\"\")","v":0.34375},3.5223193018512493,-1.1392518650876882,{"$f":"ABS(0.5*1.025*1*(F1493^3))","v":0.75779740625680914},{"$f":"G1493*$B$13","v":0.18944935156420228}]
[{"$f":"IF(IF(A1493<>\"\",A1493+1<=$B$16,0),A1493+1,\"\")","v":1474},{"$f":"IF(A1494<>\"\",A1494*$B$13,\"\")","v":368.5},{"$f":"IF(A1494<>\"\",ROUNDDOWN(A1494*$B$13/24,0),\"\")","v":15},0.35416666666666669,{"$f":"IF(A1494<>\"\",($B$4+$B$5)/2+($B$5-$B$4)/2*COS(2*PI()/$B$15*B1494),\"\")","v":3.5227919466669149},{"$f":"IF(A1494<>\"\",E1494*COS(2*PI()/$B$7*B1494),\"\")","v":-0.70913280544422996},0.18275808570415852,4.5689521426039631E-2]
[1475,368.75,15,0.36458333333333331,3.5232693048001726,-0.26753281056764194,9.8135248355291065E-3,2.4533812088822766E-3]
[1476,369,15,0.375,3.5237513663484679,0.17847507789986419,2.9135777392051017E-3,7.2839443480127543E-4]
[1477,369.25,15,0.38541666666666669,3.5242381213116731,0.62174526559868148,0.12317748442600578,3.0794371106501444E-2]
[1478,369.5,15,0.39583333333333331,3.5247295595923003,1.0551740485960603,0.60209659900159529,0.15052414975039882]
[1479,369.75,15,0.40625,3.5252256709957077,1.4718134174748378,1.6340003416891062,0.40850008542227656]
[1480,370,15,0.41666666666666669,3.5257264452303123,1.8649823997849073,3.3244368117819696,0.8311092029454924]
[1481,370.25,15,0.42708333333333331,3.5262318719078025,2.2283741571677798,5.6709812244056774,1.4177453061014194]
[1482,370.5,15,0.4375,3.5267419405433542,2.5561571209242739,8.5596598322319792,2.1399149580579948]
[1483,370.75,15,0.44791666666666669,3.5272566405558483,2.8430685447438453,11.777574523399213,2.9443936308498033]
[1484,371,15,0.45833333333333331,3.5277759612680901,3.0844989742509523,15.039997365934086,3.7599993414835216]
[1485,371.25,15,0.46875,3.528299891907031,3.2765662780099443,18.028132505687719,4.5070331264219297]
[1486,371.5,15,0.47916666666666669,3.5288284216039916,3.4161780513595823,20.432210956058452,5.1080527390146129]
[1487,371.75,15,0.48958333333333331,3.5293615393948867,3.5010813902558033,21.993811103107284,5.4984527757768209]
[1488,372,15,0.5,3.5298992342204545,3.5298992342204545,22.541395232942797,5.6353488082356993]
[1489,372.25,15,0.51041666666666663,3.5304414949264844,3.5021526922949278,22.014007056220009,5.5035017640550024]
[1490,372.5,15,0.52083333333333337,3.5309883102640489,3.4182689901506702,20.469751730848682,5.1174379327121704]
[1491,372.75,15,0.53125,3.5315396688897365,3.279574906622861,18.077839824697826,4.5194599561744564]
[1492,373,15,0.54166666666666663,3.5320955593658883,3.0882758002308432,15.095312379665362,3.7738280949163405]
[1493,373.25,15,0.55208333333333337,3.5326559701608335,2.8474205570091389,11.831742737870739,2.9579356844676847]
[1494,373.5,15,0.5625,3.5332208896491308,2.5608530165049319,8.6069211950842881,2.151730298771072]
[1495,373.75,15,0.57291666666666663,3.5337903061118068,2.2331506494860833,5.7075264802657895,1.4268816200664474]
[1496,374,15,0.58333333333333337,3.5343642077366018,1.869551465280445,3.3489305762501624,0.83723264406254061]
[1497,374.25,15,0.59375,3.5349425826182133,1.4758703154544293,1.6475494671207225,0.41188736678018062]
[1498,374.5,15,0.60416666666666663,3.5355254187585428,1.0584059307112008,0.60764602872270979,0.15191150718067745]
[1499,374.75,15,0.61458333333333337,3.5361127040669458,0.62384017671272796,0.12442678860015677,3.1106697150039192E-2]
[1500,375,15,0.625,3.5367044263604823,0.1791311396233424,2.9458263078329995E-3,7.3645657695824986E-4]
[1501,375.25,15,0.63541666666666663,3.5373005733641683,-0.26859824848628511,9.9312382043353527E-3,2.4828095510838382E-3]
[1502,375.5,15,0.64583333333333337,3.537901132711232,-0.71217426223474245,0.18511972343210562,4.6279930858026404E-2]
[1503,375.75,15,0.65625,3.5385060919433702,-1.1444872878935368,0.76829284624248695,0.19207321156062174]
[1504,376,15,0.66666666666666663,3.5391154385110051,-1.5586057408076166,1.9404510173460869,0.48511275433652173]
[1505,376.25,15,0.67708333333333337,3.5397291597735472,-1.9478871705367755,3.7877844891140096,0.94694612227850239]
[1506,376.5,15,0.6875,3.5403472429996548,-2.3060847733714644,6.2852082868503132,1.5713020717125783]
[1507,376.75,15,0.69791666666666663,3.5409696753675002,-2.6274476047923789,9.2959988786101491,2.3239997196525373]
[1508,377,15,0.70833333333333337,3.5415964439650347,-2.9068128847162353,12.587662770933383,3.1469156927333457]
[1509,377.25,15,0.71875,3.5422275357902571,-3.1396889144128566,15.86184597877436,3.96546149469359]
[1510,377.5,15,0.72916666666666663,3.5428629377514822,-3.3223272737813341,18.794081422605405,4.6985203556513513]
[1511,377.75,15,0.73958333333333337,3.5435026366676143,-3.4517831388421585,21.077756289093028,5.2694390722732569]
[1512,378,15,0.75,3.5441466192684183,-3.5259627491132441,22.466065930606277,5.6165164826515692]
[1513,378.25,15,0.76041666666666663,3.5447948721947973,-3.5436572599512242,22.805993777509396,5.7014984443773491]
[1514,378.5,15,0.77083333333333337,3.5454473819990673,-3.5045624326780977,22.05948013162439,5.5148700329060976]
[1515,378.75,15,0.78125,3.5461041351452391,-3.4092838418941072,20.308757330755871,5.0771893326889677]
[1516,379,15,0.79166666666666663,3.5467651180092963,-3.2593275111767799,17.745076542930533,4.4362691357326334]
[1517,379.25,15,0.80208333333333337,3.5474303168794794,-3.0570761216755469,14.642412191766599,3.6606030479416498]
[1518,379.5,15,0.8125,3.5480997179565703,-2.8057511691955508,11.319867082926002,2.8299667707315006]
[1519,379.75,15,0.82291666666666663,3.5487733073541778,-2.5093616705239681,8.0981095927928433,2.0245273981982108]
[1520,380,15,0.83333333333333337,3.5494510710990266,-2.1726402353798768,5.256023808512956,1.314005952128239]
[1521,380.25,15,0.84375,3.5501329951312455,-1.8009675230095403,2.993722306995088,0.748430576748772]
[1522,380.5,15,0.85416666666666663,3.5508190653046618,-1.4002862888508725,1.4071629078858412,0.3517907269714603]
[1523,380.75,15,0.86458333333333337,3.5515092673870923,-0.97700639386968746,0.47795398554249463,0.11948849638562366]
[1524,381,15,0.875,3.5522035870606392,-0.53790229443238913,7.9763473849693123E-2,1.9940868462423281E-2]
[1525,381.25,15,0.88541666666666663,3.5529020099219881,-9.0004651600033458E-2,3.7367043285804112E-4,9.3417608214510281E-5]
[1526,381.5,15,0.89583333333333337,3.553604521482705,0.35951220644541054,2.381413389803072E-2,5.9535334745076801E-3]
[1527,381.75,15,0.90625,3.5543111071695384,0.8034451680300474,0.26580466539316172,6.645116634829043E-2]
[1528,382,15,0.91666666666666663,3.5550217523247216,1.2346777285599904,0.96461655832611382,0.24115413958152845]
[1529,382.25,15,0.92708333333333337,3.5557364422062756,1.6462940400637875,2.2867363089719421,0.57168407724298553]
[1530,382.5,15,0.9375,3.5564551619883153,2.0316897924537107,4.2979965805769247,1.0744991451442312]
[1531,382.75,15,0.94791666666666663,3.5571778967613588,2.384678149245135,6.949974107399032,1.737493526849758]
[1532,383,15,0.95833333333333337,3.557904631532633,2.6995890389417174,10.082931995413226,2.5207329988533065]
[1533,383.25,15,0.96875,3.5586353512263891,2.9713602089995512,13.444968198732919,3.3612420496832298]
[1534,383.5,15,0.97916666666666663,3.559370040684211,3.1956185805383854,16.724713337325849,4.1811783343314621]
[1535,383.75,15,0.98958333333333337,3.5601086846653334,3.3687505966917368,19.592977876457919,4.8982444691144797]
[1536,384,16,0,3.5608512678469557,3.487960433203015,21.747458908195373,5.4368647270488433]
[1537,384.25,16,{"$f":"IF(A1557<>\"\",MOD(B1557,24)/24,\"\")","v":1.0416666666666666E-2},3.5615977748245609,3.5513151337839806,{"$f":"ABS(0.5*1.025*1*(F1557^3))","v":22.954165363188142},{"$f":"G1557*$B$13","v":5.7385413407970356}]
[{"$f":"IF(IF(A1557<>\"\",A1557+1<=$B$16,0),A1557+1,\"\")","v":1538},{"$f":"IF(A1558<>\"\",A1558*$B$13,\"\")","v":384.5},{"$f":"IF(A1558<>\"\",ROUNDDOWN(A1558*$B$13/24,0),\"\")","v":16},2.0833333333333332E-2,{"$f":"IF(A1558<>\"\",($B$4+$B$5)/2+($B$5-$B$4)/2*COS(2*PI()/$B$15*B1558),\"\")","v":3.562348190112234},{"$f":"IF(A1558<>\"\",E1558*COS(2*PI()/$B$7*B1558),\"\")","v":3.55777594175601},23.079673025911685,5.7699182564779212]
[1539,384.75,16,3.125E-2,3.5631024981429853,3.5072153202526617,22.109613892326422,5.5274034730816055]
[1540,385,16,4.1666666666666664E-2,3.5638606832690707,3.4004193822477196,20.150754809838027,5.0376887024595067]
[1541,385.25,16,5.2083333333333336E-2,3.564622729762319,3.2390756852200098,17.416350559570795,4.3540876398926986]
[1542,385.5,16,6.25E-2,3.5653886218144559,3.0257465796399248,14.196834605983986,3.5492086514959964]
[1543,385.75,16,7.2916666666666671E-2,3.5661583435374338,2.7638285319098026,10.819997423965356,2.704999355991339]
[1544,386,16,8.3333333333333329E-2,3.5669318789637594,2.4574980672024851,7.6062995467062793,1.9015748866765698]
[1545,386.25,16,9.375E-2,3.567709212046827,2.1116451922210979,4.8256599319593372,1.2064149829898343]
[1546,386.5,16,0.10416666666666667,3.5684903266612493,1.7317953588018828,2.6618500329642742,0.66546250824106856]
[1547,386.75,16,0.11458333333333333,3.5692752066031952,1.3240212132838298,1.1895390397713603,0.29738475994284008]
[1548,387,16,0.125,3.5700638355907208,0.89484554071603128,0.3672299591777976,9.1807489794449401E-2]
[1549,387.25,16,0.13541666666666666,3.5708561972641122,0.45113695463127801,4.7056441334878053E-2,1.1764110333719513E-2]
[1550,387.5,16,0.14583333333333334,3.5716522751862225,-2.9751983857783243E-14,1.3497137085836268E-41,3.3742842714590671E-42]
[1551,387.75,16,0.15625,3.5724520528428125,-0.45133857278284872,4.7119559684829976E-2,1.1779889921207494E-2]
[1552,388,16,0.16666666666666666,3.5732555136428941,-0.89564554290202059,0.36821576337064599,9.2053940842661497E-2]
[1553,388.25,16,0.17708333333333334,3.5740626409190743,-1.325797110132551,1.1943320144271137,0.29858300360677842]
[1554,388.5,16,0.1875,3.5748734179279009,-1.7348930855206557,2.6761596488471726,0.66903991221179315]
[1555,388.75,16,0.19791666666666666,3.5756878278502096,-2.1163675517803004,4.8581078577551997,1.2145269644387999]
[1556,389,16,0.20833333333333334,3.5765058537914736,-2.4640942191428867,7.6677121221004381,1.9169280305251095]
[1557,389.25,16,0.21875,3.577327478782153,-2.7724847865380333,10.921980200245859,2.7304950500614646]
[1558,389.5,16,0.22916666666666666,3.5781526857780479,-3.0365787292249538,14.3498547894925,3.5874636973731251]
[1559,389.75,16,0.23958333333333334,3.5789814576606513,-3.2521230705766553,17.627664924897172,4.4069162312242929]
[1560,390,16,0.25,3.5798137772375047,-3.4156408554640589,20.422573542150502,5.1056433855376255]
[1561,390.25,16,0.26041666666666669,3.5806496272425532,-3.5244872230498916,22.437873293882678,5.6094683234706695]
[1562,390.5,16,0.27083333333333331,3.5814889903365068,-3.5768921749004576,23.453702686068944,5.8634256715172359]
[1563,390.75,16,0.28125,3.5823318491071974,-3.571989346999576,23.357391207699695,5.8393478019249239]
[1564,391,16,0.29166666666666669,3.5831781860699397,-3.5098303180983113,22.159105902206459,5.5397764755516148]
[1565,391.25,16,0.30208333333333331,3.5840279836678972,-3.3913842182815341,19.990555122033882,4.9976387805084705]
[1566,391.5,16,0.3125,3.5848812242724426,-3.2185226369736961,17.086911646753911,4.2717279116884779]
[1567,391.75,16,0.32291666666666669,3.585737890183526,-2.9939900650740787,13.754504014565169,3.4386260036412923]
[1568,392,16,0.33333333333333331,3.5865979636300405,-2.7213603377377087,10.328851236339535,2.5822128090848837]
[1569,392.25,16,0.34375,3.5874614267701919,-2.404979768784508,7.1289924006220797,1.7822481001555199]
[1570,392.5,16,0.35416666666666669,3.5883282616918692,-2.0498978812308493,4.4145917708971627,1.1036479427242907]
[1571,392.75,16,0.36458333333333331,3.589198450413015,-1.6617868375684728,2.3519052089839123,0.58797630224597808]
[1572,393,16,0.375,3.5900719748819978,-1.2468508549674564,0.99343027706193565,0.24835756926548391]
[1573,393.25,16,0.38541666666666669,3.5909488169779897,-0.81172705164279679,0.27410939955035041,6.8527349887587602E-2]
[1574,393.5,16,0.39583333333333331,3.5918289585113392,-0.36337930859845274,2.4590901627777675E-2,6.1477254069444189E-3]
[1575,393.75,16,0.40625,3.592712381223949,9.1013156362987013E-2,3.863726690255201E-4,9.6593167256380026E-5]
[1576,394,16,0.41666666666666669,3.5935990667896571,0.54417071992654942,8.2584659019405232E-2,2.0646164754851308E-2]
[1577,394.25,16,0.42708333333333331,3.5944889968146141,0.98882995036249566,0.49551716830634113,0.12387929207658528]
[1578,394.5,16,0.4375,3.5953821528376655,1.4178600033414948,1.4608106436171753,0.36520266090429382]
[1579,394.75,16,0.44791666666666669,3.5962785163307363,1.8243769516497599,3.111985756040601,0.77799643901015025]
[1580,395,16,0.45833333333333331,3.5971780686992134,2.2018542161400361,5.4709097821056956,1.3677274455264239]
[1581,395.25,16,0.46875,3.5980807912823316,2.5442273267727824,8.4403723970862146,2.1100930992715536]
[1582,395.5,16,0.47916666666666669,3.5989866653535625,2.8459913325239539,11.813935326233567,2.9534838315583918]
[1583,395.75,16,0.48958333333333331,3.5998956721210007,3.1022892958317843,15.30173768987188,3.8254344224679699]
[1584,396,16,0.5,3.6008077927277546,3.308990449270182,18.568653437942,4.6421633594855001]
[1585,396.25,16,0.51041666666666663,3.6017230082523377,3.462756757003715,21.279421932214028,5.319855483053507]
[1586,396.5,16,0.52083333333333337,3.6026412997090613,3.5610968086786645,23.144361826235532,5.7860904565588829]
[1587,396.75,16,0.53125,3.6035626480484275,3.6024061757738104,23.959177511497643,5.9897943778744107]
[1588,397,16,0.54166666666666663,3.6044870341575255,3.5859935768471503,23.633192459708393,5.9082981149270983]
[1589,397.25,16,0.55208333333333337,3.6054144388604263,3.512092425109659,22.201978558067371,5.5504946395168426]
[1590,397.5,16,0.5625,3.6063448429185838,3.3818575657045216,19.822563004395853,4.9556407510989633]
[1591,397.75,16,0.57291666666666663,3.6072782270312294,3.1973472472275812,16.751869673302426,4.1879674183256066]
[1592,398,16,0.58333333333333337,3.6082145718357763,2.9614906085941781,13.311437242375758,3.3278593105939396]
[1593,398.25,16,0.59375,3.6091538579082192,2.6780411945504166,9.8434112351206124,2.4608528087801531]
[1594,398.5,16,0.60416666666666663,3.6100960657635373,2.3515172372220814,6.6640518809198843,1.6660129702299711]
[1595,398.75,16,0.61458333333333337,3.6110411758560996,1.9871296534958456,4.0213556372847625,1.0053389093211906]
[1596,399,16,0.625,3.6119891685800689,1.5906989053321687,2.0628032944994383,0.51570082362485958]
[1597,399.25,16,0.63541666666666663,3.6129400242698102,1.1685620491407476,0.81780394870808681,0.2044509871770217]
[1598,399.5,16,0.64583333333333337,3.6138937232002961,0.7274714582379358,0.19730666054170595,4.9326665135426488E-2]
[1599,399.75,16,0.65625,3.6148502455875193,0.27448683660529111,1.0598842438377117E-2,2.6497106095942791E-3]
[1600,400,16,0.66666666666666663,3.6158095715889007,-0.18313774948008729,3.1479475571409505E-3,7.8698688928523762E-4]
[1601,400.25,16,{"$f":"IF(A1621<>\"\",MOD(B1621,24)/24,\"\")","v":0.67708333333333337},3.616771681303701,-0.63807001462348889,{"$f":"ABS(0.5*1.025*1*(F1621^3))","v":0.13313703397103707},{"$f":"G1621*$B$13","v":3.3284258492759268E-2}]
[{"$f":"IF(IF(A1621<>\"\",A1621+1<=$B$16,0),A1621+1,\"\")","v":1602},{"$f":"IF(A1622<>\"\",A1622*$B$13,\"\")","v":400.5},{"$f":"IF(A1622<>\"\",ROUNDDOWN(A1622*$B$13/24,0),\"\")","v":16},0.6875,{"$f":"IF(A1622<>\"\",($B$4+$B$5)/2+($B$5-$B$4)/2*COS(2*PI()/$B$15*B1622),\"\")","v":3.617736554773435},{"$f":"IF(A1622<>\"\",E1622*COS(2*PI()/$B$7*B1622),\"\")","v":-1.083016913131863},0.65102787854927791,0.16275696963731948]
[1603,400.75,16,0.69791666666666663,3.6187041719822841,-1.5108415322220712,1.7674641525156978,0.44186603812892444]
[1604,401,16,0.70833333333333337,3.6196745128575132,-1.9146775463994705,3.5973343330798611,0.89933358326996526]
[1605,401.25,16,0.71875,3.6206475572698849,-2.2880393978368088,6.1388124422695487,1.5347031105673872]
[1606,401.5,16,0.72916666666666663,3.621623285034079,-2.6249264350537604,9.2692645954003012,2.3173161488500753]
[1607,401.75,16,0.73958333333333337,3.6226016759091104,-2.9199193380186026,12.7587002038708,3.1896750509677001]
[1608,402,16,0.75,3.6235827095987494,-3.1682672804576852,16.298937957435736,4.0747344893589341]
[1609,402.25,16,0.76041666666666663,3.6245663657519409,-3.3659644277042684,19.544404190710004,4.8861010476775011]
[1610,402.5,16,0.77083333333333337,3.6255526239632307,-3.5098145385041497,22.15880703294976,5.5397017582374399]
[1611,402.75,16,0.78125,3.6265414637731839,-3.597482629105837,23.861073935546681,5.9652684838866703]
[1612,403,16,0.79166666666666663,3.6275328646688121,-3.6275328646688121,24.464026412602831,6.1160066031507077]
[1613,403.25,16,0.80208333333333337,3.6285268060839999,-3.5994520632202134,23.900283473440808,5.9750708683602021]
[1614,403.5,16,0.8125,3.6295232673999287,-3.5136584275623752,22.2316906388909,5.5579226597227249]
[1615,403.75,16,0.82291666666666663,3.6305222279455061,-3.3714953569953732,19.640908278283582,4.9102270695708956]
[1616,404,16,0.83333333333333337,3.6315236669977939,-3.1752104296884536,16.406328649872485,4.1015821624681212]
[1617,404.25,16,0.84375,3.6325275637824403,-2.9279198841843397,12.863863911065202,3.2159659777663006]
[1618,404.5,16,0.85416666666666663,3.6335338974741065,-2.6335591610417244,9.3610185637932748,2.3402546409483187]
[1619,404.75,16,0.86458333333333337,3.6345426471969038,-2.2968202892896286,6.2097614573933591,1.5524403643483398]
[1620,405,16,0.875,3.6355537920248224,-1.9230771135888516,3.6448861538056292,0.9112215384514073]
[1621,405.25,16,0.88541666666666663,3.6365673109821679,-1.5182995533848958,1.793767960475245,0.44844199011881125]
[1622,405.5,16,0.89583333333333337,3.6375831830439962,-1.0889582617513616,0.66180123344599096,0.16545030836149774]
[1623,405.75,16,0.90625,3.6386013871365481,-0.64192120622392645,0.13556233444265967,3.3890583610664916E-2]
[1624,406,16,0.91666666666666663,3.6396219021376881,-0.18434382423042514,3.2105515528437251E-3,8.0263788821093127E-4]
[1625,406.25,16,0.92708333333333337,3.6406447068773433,0.27644549038086064,1.082735556322584E-2,2.7068388908064599E-3]
[1626,406.5,16,0.9375,3.6416697801379385,0.73306273739335026,0.20189115961960616,5.047278990490154E-2]
[1627,406.75,16,0.94791666666666663,3.6426971006548423,1.1781866180302358,0.83817774751888996,0.20954443687972249]
[1628,407,16,0.95833333333333337,3.6437266471168033,1.6046759052649964,2.1176582011796787,0.52941455029491968]
[1629,407.25,16,0.96875,3.6447583981663936,2.0056839953112995,4.1350560117719573,1.0337640029429893]
[1630,407.5,16,0.97916666666666663,3.645792332400454,2.3747688030453382,6.8636933908064277,1.7159233477016069]
[1631,407.75,16,0.98958333333333337,3.6468284283705348,2.7059962376595297,10.154894948406787,2.5387237371016966]
[1632,408,17,0,3.6478666645833417,2.9940355966887218,13.755131546006687,3.4387828865016719]
[1633,408.25,17,1.0416666666666666E-2,3.6489070195011841,3.2342453450820625,17.338549194296458,4.3346372985741146]
[1634,408.5,17,2.0833333333333332E-2,3.6499494715424188,3.4227478991680291,20.550320876952963,5.1375802192382407]
[1635,408.75,17,3.125E-2,3.6509939990818983,3.5564922107399393,23.054698938155031,5.7636747345387578]
[1636,409,17,4.1666666666666664E-2,3.6520405804514207,3.63330314127345,24.580956187140234,6.1452390467850586]
[1637,409.25,17,5.2083333333333336E-2,3.6530891939401777,3.6519168273734994,24.960685219413918,6.2401713048534795]
[1638,409.5,17,6.25E-2,3.6541398177952069,3.6120014625566466,24.151139263125451,6.0377848157813627]
[1639,409.75,17,7.2916666666666671E-2,3.6551924302218408,3.5141631538292577,22.241272557892174,5.5603181394730434]
[1640,410,17,8.3333333333333329E-2,3.6562470093841601,3.3599367504866642,19.439593350793857,4.8598983376984641]
[1641,410.25,17,9.375E-2,3.6573035334054476,3.1517617833092544,16.045528463670781,4.0113821159176952]
[1642,410.5,17,0.10416666666666667,3.6583619803686394,2.8929438910108662,12.40834617993154,3.1020865449828849]
[1643,410.75,17,0.11458333333333333,3.6594223283167815,2.5876023435782702,8.8794584046741747,2.2198646011685437]
[1644,411,17,0.125,3.6604845552534861,2.2406044952939226,5.7648694738156356,1.4412173684539089]
[1645,411.25,17,0.13541666666666666,3.6615486391433856,1.857488210177094,3.2845211851334315,0.82113029628335787]
[1646,411.5,17,0.14583333333333334,3.6626145579125913,1.4443734959360766,1.5443025958874645,0.38607564897186614]
[1647,411.75,17,0.15625,3.6636822894491501,1.0078647561948715,0.52468741308996691,0.13117185327249173]
[1648,412,17,0.16666666666666666,3.6647518116035056,0.55494522193699114,8.7587921240626476E-2,2.1896980310156619E-2]
[1649,412.25,17,0.17708333333333334,3.6658231021889534,9.2865249370456732E-2,4.1044366560007096E-4,1.0261091640001774E-4]
[1650,412.5,17,0.1875,3.6668961389821066,-0.37097372928307942,2.6165156542249178E-2,6.5412891355622945E-3]
[1651,412.75,17,0.19791666666666666,3.6679708997233522,-0.8291377448397963,0.29212849929587881,7.3032124823969702E-2]
[1652,413,17,0.20833333333333334,3.6690473621173156,-1.2742794217998026,1.0604443415769067,0.26511108539422668]
[1653,413.25,17,0.21875,3.6701255038333223,-1.6992557917194535,2.5146071509350763,0.62865178773376906]
[1654,413.5,17,0.22916666666666666,3.6712053025058604,-2.097242900409054,4.7275928637799192,1.1818982159449798]
[1655,413.75,17,0.23958333333333334,3.6722867357350455,-2.4618453702985081,7.6467375267191722,1.911684381679793]
[1656,414,17,0.25,3.6733697810870858,-2.7871991590541043,11.096803012117931,2.7742007530294828]
[1657,414.25,17,0.26041666666666669,3.6744544160947465,-3.0680658635069165,14.800892537567576,3.7002231343918939]
[1658,414.5,17,0.27083333333333331,3.6755406182578159,-3.299917052448528,18.41632371294898,4.604080928237245]
[1659,414.75,17,0.28125,3.6766283650435723,-3.4790072707341007,21.580419311655881,5.3951048279139702]
[1660,415,17,0.29166666666666669,3.6777176338872524,-3.6024345378648404,23.959743414694394,5.9899358536735985]
[1661,415.25,17,0.30208333333333331,3.6788084021925176,-3.6681873639258717,25.295798970081982,6.3239497425204956]
[1662,415.5,17,0.3125,3.6799006473319245,-3.6751775212398332,25.440686974518766,6.3601717436296914]
[1663,415.75,17,0.32291666666666669,3.6809943466473931,-3.6232580379188111,24.377640193967565,6.0944100484918913]
[1664,416,17,0.33333333333333331,3.6820894774506772,-3.5132261160132283,22.223485657372102,5.5558714143430254]
[1665,416.25,17,{"$f":"IF(A1685<>\"\",MOD(B1685,24)/24,\"\")","v":0.34375},3.6831860170238353,-3.3468109183828538,{"$f":"ABS(0.5*1.025*1*(F1685^3))","v":19.212655746238703},{"$f":"G1685*$B$13","v":4.8031639365596757}]
[{"$f":"IF(IF(A1685<>\"\",A1685+1<=$B$16,0),A1685+1,\"\")","v":1666},{"$f":"IF(A1686<>\"\",A1686*$B$13,\"\")","v":416.5},{"$f":"IF(A1686<>\"\",ROUNDDOWN(A1686*$B$13/24,0),\"\")","v":17},0.35416666666666669,{"$f":"IF(A1686<>\"\",($B$4+$B$5)/2+($B$5-$B$4)/2*COS(2*PI()/$B$15*B1686),\"\")","v":3.6842839426197012},{"$f":"IF(A1686<>\"\",E1686*COS(2*PI()/$B$7*B1686),\"\")","v":-3.1266464108843404},15.664992095878267,3.9162480239695667]
[1667,416.75,17,0.36458333333333331,3.6853832314623576,-2.8562296860979717,11.941895203990217,2.9854738009975543]
[1668,417,17,0.375,3.686483860747606,-2.539865427761486,8.3970355036060873,2.0992588759015218]
[1669,417.25,17,0.38541666666666669,3.6875858076434413,-2.1825973976016941,5.3286202252329398,1.3321550563082349]
[1670,417.5,17,0.39583333333333331,3.6886890492905255,-1.7901280347875901,2.9399920208706396,0.7349980052176599]
[1671,417.75,17,0.40625,3.6897935628026626,-1.3687274494134933,1.3141495802998706,0.32853739507496765]
[1672,418,17,0.41666666666666669,3.6908993252672699,-0.92513326219016823,0.40579506135457122,0.1014487653386428]
[1673,418.25,17,0.42708333333333331,3.6920063137458587,-0.46644289012222179,5.2010293262632179E-2,1.3002573315658045E-2]
[1674,418.5,17,0.4375,3.6931145052745049,4.1622039984379742E-14,3.695421285463342E-41,9.2385532136583549E-42]
[1675,418.75,17,0.44791666666666669,3.6942238768643292,0.46672305393084307,5.2104067802206951E-2,1.3026016950551738E-2]
[1676,419,17,0.45833333333333331,3.6953344055019719,0.9262449262818474,0.4072596614182003,0.10181491535455008]
[1677,419.25,17,0.46875,3.6964460681500708,1.3711951936168782,1.3212704328639626,0.33031760821599065]
[1678,419.5,17,0.47916666666666669,3.6975588417477403,1.7944325624743926,2.9612515039518721,0.74031287598796802]
[1679,419.75,17,0.48958333333333331,3.6986727032110469,2.189159476608352,5.3768270933587239,1.344206773339681]
[1680,420,17,0.5,3.6997876294334908,2.5490312842851557,8.488273540012095,2.1220683850030237]
[1681,420.25,17,0.51041666666666663,3.700903597286485,2.8682582125284717,12.093405268235395,3.0233513170588489]
[1682,420.5,17,0.52083333333333337,3.7020205836198334,3.141698509416337,15.892323163793581,3.9730807909483952]
[1683,420.75,17,0.53125,3.7031385652622126,3.3649412560809986,19.526586532099696,4.881646633024924]
[1684,421,17,0.54166666666666663,3.7042575190216516,3.5343775147136283,22.627296959431057,5.6568242398577642]
[1685,421.25,17,0.55208333333333337,3.7053774216860136,3.6472586650057228,24.865292017698277,6.2163230044245692]
[1686,421.5,17,0.5625,3.7064982500234764,3.7017409860990673,25.996324673774097,6.4990811684435243]
[1687,421.75,17,0.57291666666666663,3.7076199807830172,3.6969157609952643,25.89479838020889,6.4736995950522225]
[1688,422,17,0.58333333333333337,3.7087425906948908,3.6328244119839921,24.57124100006574,6.142810250016435]
[1689,422.25,17,0.59375,3.7098660564711152,3.5104584152767906,22.171004394275101,5.5427510985687753]
[1690,422.5,17,0.60416666666666663,3.7109903548059542,3.3317439868479961,18.954343089496788,4.7385857723741971]
[1691,422.75,17,0.61458333333333337,3.7121154623764006,3.0995117755787644,15.260674937130497,3.8151687342826244]
[1692,423,17,0.625,3.7132413558426594,2.8174520402643948,11.462080807325165,2.8655202018312913]
[1693,423.25,17,0.63541666666666663,3.7143680118486326,2.4900560200193347,7.9126366439618447,1.9781591609904612]
[1694,423.5,17,0.64583333333333337,3.7154954070224044,2.1225444293625992,4.9007690739547414,1.2251922684886853]
[1695,423.75,17,0.65625,3.7166235179767257,1.7207842162253275,2.6113982654712347,0.65284956636780866]
[1696,424,17,0.66666666666666663,3.7177523213094972,1.2911949099667617,1.1032381866330676,0.2758095466582669]
[1697,424.25,17,0.67708333333333337,3.7188817936042575,0.84064605417318705,0.3044622175225335,7.6115554380633374E-2]
[1698,424.5,17,0.6875,3.7200119114306687,0.37634736285268428,2.7318729710467927E-2,6.8296824276169819E-3]
[1699,424.75,17,0.69791666666666663,3.7211426513450001,-9.4266643705139638E-2,4.2930703333916208E-4,1.0732675833479052E-4]
[1700,425,17,0.70833333333333337,3.722273989890617,-0.56365567755220891,9.177735291182372E-2,2.294433822795593E-2]
[1701,425.25,17,0.71875,3.7234059035984668,-1.024294490287077,0.55076759435235312,0.13769189858808828]
[1702,425.5,17,0.72916666666666663,3.7245383689875649,-1.4687935134045,1.6239629150008159,0.40599072875020398]
[1703,425.75,17,0.73958333333333337,3.7256713625654818,-1.8900173978240784,3.460120914034428,0.865030228508607]
[1704,426,17,0.75,3.7268048608288322,-2.2811995511010466,6.0839229051857941,1.5209807262964485]
[1705,426.25,17,0.76041666666666663,3.7279388402637603,-2.6360508337992128,9.3876137550405705,2.3469034387601426]
[1706,426.5,17,0.77083333333333337,3.729073277346429,-2.9488606689883494,13.141853718575996,3.2854634296439991]
[1707,426.75,17,0.78125,3.7302081485435079,-3.2145889393602616,17.024337011421615,4.2560842528554037]
[1708,427,17,0.79166666666666663,3.7313434303126609,-3.4289471931236637,20.662185699485285,5.1655464248713212]
[1709,427.25,17,0.80208333333333337,3.7324790991030343,-3.5884678502985743,23.682145701334253,5.9205364253335633]
[1710,427.5,17,0.8125,3.7336151313557462,-3.6905602925772967,25.761478480753773,6.4403696201884433]
[1711,427.75,17,0.82291666666666663,3.7347515035043752,-3.733552929485207,26.672320890754438,6.6680802226886096]
[1712,428,17,0.83333333333333337,3.735888191975449,-3.7167205578183782,26.313195910910665,6.5782989777276661]
[1713,428.25,17,0.84375,3.7370251731889321,-3.6402965666685847,24.723170728948627,6.1807926822371568]
[1714,428.5,17,0.85416666666666663,3.738162423558717,-3.5054697830042723,22.076618527209256,5.5191546318023139]
[1715,428.75,17,0.86458333333333337,3.739299919493114,-3.3143659988736713,18.65929645617879,4.6648241140446975]
[1716,429,17,0.875,3.7404376373953365,-3.0700144668898122,14.829111675059684,3.707277918764921]
[1717,429.25,17,0.88541666666666663,3.7415755536639961,-2.7762998918097126,10.967130170880713,2.7417825427201783]
[1718,429.5,17,0.89583333333333337,3.7427136446935871,-2.4379006788623485,7.425776856753834,1.8564442141884585]
[1719,429.75,17,0.90625,3.7438518868749804,-2.0602144202750239,4.4815798382118137,1.1203949595529534]
[1720,430,17,0.91666666666666663,3.7449902565959095,-1.6492718066451366,2.2991673039163061,0.57479182597907652]
[1721,430.25,17,0.92708333333333337,3.7461287302414639,-1.2116403361112205,0.91162250523219301,0.22790562630804825]
[1722,430.5,17,0.9375,3.7472672841945758,-0.75431935868502875,0.21996806285396331,5.4992015713490827E-2]
[1723,430.75,17,0.94791666666666663,3.748405894836512,-0.2846281329751284,1.1817547098581835E-2,2.9543867746454587E-3]
[1724,431,17,0.95833333333333337,3.7495445385473642,0.18991131440121897,3.5103174139418641E-3,8.7757935348546602E-4]
[1725,431.25,17,0.96875,3.7506831917065364,0.66169465198799915,0.14847958444848605,3.7119896112121513E-2]
[1726,431.5,17,0.97916666666666663,3.7518218306932378,1.1231571000759706,0.72613168927540983,0.18153292231885246]
[1727,431.75,17,0.98958333333333337,3.7529604318869718,1.5668947280028487,1.971575114106632,0.492893778526658]
[1728,432,18,0,3.7540989716680246,1.9857832472178314,4.0131870046381932,1.0032967511595483]
[1729,432.25,18,{"$f":"IF(A1749<>\"\",MOD(B1749,24)/24,\"\")","v":1.0416666666666666E-2},3.7552374264179571,2.3730923941004729,{"$f":"ABS(0.5*1.025*1*(F1749^3))","v":6.8491678888729366},{"$f":"G1749*$B$13","v":1.7122919722182341}]
[{"$f":"IF(IF(A1749<>\"\",A1749+1<=$B$16,0),A1749+1,\"\")","v":1730},{"$f":"IF(A1750<>\"\",A1750*$B$13,\"\")","v":432.5},{"$f":"IF(A1750<>\"\",ROUNDDOWN(A1750*$B$13/24,0),\"\")","v":18},2.0833333333333332E-2,{"$f":"IF(A1750<>\"\",($B$4+$B$5)/2+($B$5-$B$4)/2*COS(2*PI()/$B$15*B1750),\"\")","v":3.7563757725200948},{"$f":"IF(A1750<>\"\",E1750*COS(2*PI()/$B$7*B1750),\"\")","v":2.7225940660448154},10.342905355393675,2.5857263388484188]
[1731,432.75,18,3.125E-2,3.7575139863600149,3.0286624733299194,14.237918383843713,3.5594795959609282]
[1732,433,18,4.1666666666666664E-2,3.7586520443260416,3.2863646962213982,18.190353515616092,4.547588378904023]
[1733,433.25,18,5.2083333333333336E-2,3.7597899228097291,3.4915401895788185,21.814487075214252,5.4536217688035631]
[1734,433.5,18,6.25E-2,3.7609275982063575,3.6408679535359987,24.734814323570859,6.1837035808927148]
[1735,433.75,18,7.2916666666666671E-2,3.7620650469154189,3.7319202857709057,26.637345607215305,6.6593364018038264]
[1736,434,18,8.3333333333333329E-2,3.7632022453411076,3.7632022453411076,27.312820295363853,6.8282050738409632]
[1737,434.25,18,9.375E-2,3.7643391698928097,3.7341761866035017,26.685680676504592,6.6714201691261481]
[1738,434.5,18,0.10416666666666667,3.7654757969855943,3.6452709607062359,24.824660473757973,6.2061651184394933]
[1739,434.75,18,0.11458333333333333,3.7666121030406994,3.4978756277139351,21.933450556164342,5.4833626390410855]
[1740,435,18,0.125,3.7677480644860228,3.2943177706686142,18.322736529313108,4.580684132328277]
[1741,435.25,18,0.13541666666666666,3.7688836577566129,3.0378267498217055,14.367555245264528,3.591888811316132]
[1742,435.5,18,0.14583333333333334,3.770018859295154,2.7324824769348535,10.456010877953506,2.6140027194883766]
[1743,435.75,18,0.15625,3.7711536455524564,2.3831505220646125,6.9366261808895633,1.7341565452223908]
[1744,436,18,0.16666666666666666,3.7722879929879469,1.9954045848791497,4.0718030846294928,1.0179507711573732]
[1745,436.25,18,0.17708333333333334,3.7734218780701543,1.5754375657794941,2.0039988146625989,0.50099970366564972]
[1746,436.5,18,0.1875,3.774555277277198,1.1299626556412012,0.73941139921735255,0.18485284980433814]
[1747,436.75,18,0.19791666666666666,3.7756881670972784,0.66610602390162166,0.15146906805040869,3.7867267012602172E-2]
[1748,437,18,0.20833333333333334,3.7768205240291617,0.19129282039503312,3.5874832406294775E-3,8.9687081015736938E-4]
[1749,437.25,18,0.21875,3.7779523245826692,-0.2868716854000869,1.2099207490775579E-2,3.0248018726938947E-3]
[1750,437.5,18,0.22916666666666666,3.7790835452791631,-0.76072392495609986,0.22561870136363824,5.6404675340909559E-2]
[1751,437.75,18,0.23958333333333334,3.7802141626520349,-1.2226648597612979,0.9367337353459364,0.2341834338364841]
[1752,438,18,0.25,3.781344153247193,-1.6652818501167788,2.3667757772918301,0.59169394432295752]
[1753,438.25,18,0.26041666666666669,3.7824734936235456,-2.0814676091196027,4.6217115907633115,1.1554278976908279]
[1754,438.5,18,0.27083333333333331,3.7836021603534911,-2.4645343328226388,7.6718214630806614,1.9179553657701653]
[1755,438.75,18,0.28125,3.784730130023402,-2.8083211737427631,11.351001810103746,2.8377504525259365]
[1756,439,18,0.29166666666666669,3.7858573792341108,-3.107293330500144,15.37590292152618,3.8439757303815449]
[1757,439.25,18,0.30208333333333331,3.7869838846013955,-3.3566311597458052,19.382274289166148,4.8455685722915369]
[1758,439.5,18,0.3125,3.7881096227564646,-3.5523078755467683,22.973420705280354,5.7433551763200885]
[1759,439.75,18,0.32291666666666669,3.7892345703464425,-3.6911545835168416,25.77392559786454,6.4434813994661351]
[1760,440,18,0.33333333333333331,3.7903587040348539,-3.7709115992957378,27.481024801809546,6.8702562004523866]
[1761,440.25,18,0.34375,3.7914820005021057,-3.7902652202650056,27.906326484903129,6.9765816212257823]
[1762,440.5,18,0.35416666666666669,3.7926044364459743,-3.748869352133116,27.001928713801995,6.7504821784504987]
[1763,440.75,18,0.36458333333333331,3.7937259885820875,-3.6473516345049188,24.867193532961018,6.2167983832402545]
[1764,441,18,0.375,3.7948466336444047,-3.4873039578882397,21.735181833953998,5.4337954584884995]
[1765,441.25,18,0.38541666666666669,3.7959663483857042,-3.2712575148035166,17.940645701986533,4.4851614254966332]
[1766,441.5,18,0.39583333333333331,3.797085109578064,-3.0026427757417458,13.874101633702002,3.4685254084255006]
[1767,441.75,18,0.40625,3.798202894013341,-2.6857350226792049,9.9284935332607649,2.4821233833151912]
[1768,442,18,0.41666666666666669,3.7993196785036552,-2.3255863048230823,6.446014134390837,1.6115035335977093]
[1769,442.25,18,0.42708333333333331,3.8004354398818707,-1.9279448995032995,3.672634610671953,0.91815865266798824]
[1770,442.5,18,0.4375,3.8015501550020745,-1.4991635621319677,1.726795560968146,0.4316988902420365]
[1771,442.75,18,0.44791666666666669,3.8026638007400582,-1.0460980296957314,0.58669315603779637,0.14667328900944909]
[1772,443,18,0.45833333333333331,3.8037763539937974,-0.57599739940973282,9.7938948630330772E-2,2.4484737157582693E-2]
[1773,443.25,18,0.46875,3.8048877916839303,-9.6388135420474724E-2,4.5894918942883151E-4,1.1473729735720788E-4]
[1774,443.5,18,0.47916666666666669,3.8059980907542368,0.38504644032905616,2.9257230151513464E-2,7.3143075378783659E-3]
[1775,443.75,18,0.48958333333333331,3.8071072281721174,0.86058924343375709,0.32664920853244328,8.166230213311082E-2]
[1776,444,18,0.5,3.8082151809290714,1.3226131363000933,1.1857479029075395,0.29643697572688488]
[1777,444.25,18,0.51041666666666663,3.8093219260411706,1.763703268073137,2.8117093730330147,0.70292734325825368]
[1778,444.5,18,0.52083333333333337,3.8104274405495406,2.1767760827109566,5.2860971525125571,1.3215242881281393]
[1779,444.75,18,0.53125,3.8115317015208361,2.555193084958443,8.5499788449283578,2.1374947112320895]
[1780,445,18,0.54166666666666663,3.8126346860477138,2.8928675368990295,12.407363717137072,3.1018409292842679]
[1781,445.25,18,0.55208333333333337,3.8137363712493109,3.1843623700414594,16.548602308671637,4.1371505771679091]
[1782,445.5,18,0.5625,3.8148367342717187,3.4249777377503876,20.590511179640721,5.1476277949101803]
[1783,445.75,18,0.57291666666666663,3.8159357522884543,3.6108267980216202,24.127584238038082,6.0318960595095206]
[1784,446,18,0.58333333333333337,3.8170334025009387,3.7388985045105532,26.787050585650359,6.6967626464125898]
[1785,446.25,18,0.59375,3.8181296621389671,3.8071063913362737,28.279967782088764,7.0699919455221911]
[1786,446.5,18,0.60416666666666663,3.81922450846118,3.814322561192427,28.441082353746872,7.1102705884367179]
[1787,446.75,18,0.61458333333333337,3.8203179187555372,3.7603963231139939,27.251770809211912,6.812942702302978]
[1788,447,18,0.625,3.8214098703397887,3.6461571720858044,24.84277044066765,6.2106926101669124]
[1789,447.25,18,0.63541666666666663,3.8225003405619438,3.4734020535982295,21.476279129024793,5.3690697822561981]
[1790,447.5,18,0.64583333333333337,3.8235893068007423,3.2448671082347902,17.509938283496147,4.3774845708740369]
[1791,447.75,18,0.65625,3.8246767464661242,2.9641843403760282,13.347794001492472,3.3369485003731181]
[1792,448,18,0.66666666666666663,3.8257626369996958,2.6358238971285108,9.3851894348592051,2.3462973587148013]
[1793,448.25,18,{"$f":"IF(A1813<>\"\",MOD(B1813,24)/24,\"\")","v":0.67708333333333337},3.8268469558752005,2.2650228747492669,{"$f":"ABS(0.5*1.025*1*(F1813^3))","v":5.9554097392734375},{"$f":"G1813*$B$13","v":1.4888524348183594}]
[{"$f":"IF(IF(A1813<>\"\",A1813+1<=$B$16,0),A1813+1,\"\")","v":1794},{"$f":"IF(A1814<>\"\",A1814*$B$13,\"\")","v":448.5},{"$f":"IF(A1814<>\"\",ROUNDDOWN(A1814*$B$13/24,0),\"\")","v":18},0.6875,{"$f":"IF(A1814<>\"\",($B$4+$B$5)/2+($B$5-$B$4)/2*COS(2*PI()/$B$15*B1814),\"\")","v":3.8279296805989858},{"$f":"IF(A1814<>\"\",E1814*COS(2*PI()/$B$7*B1814),\"\")","v":1.8577017864256422},3.2856542901045538,0.82141357252613845]
[1795,448.75,18,0.69791666666666663,3.8290107887104665,1.4203700237981791,1.4685825522808111,0.36714563807020278]
[1796,449,18,0.70833333333333337,3.8300902577825955,0.96002182189267871,0.45345812145191911,0.11336453036297978]
[1797,449.25,18,0.71875,3.8311680654223261,0.48402439029591549,5.811598586142571E-2,1.4528996465356428E-2]
[1798,449.5,18,0.72916666666666663,3.8322441892710772,-5.4457387943170617E-14,8.2768348414466356E-41,2.0692087103616589E-41]
[1799,449.75,18,0.73958333333333337,3.8333186070051966,-0.48429608669792501,5.8213907182418922E-2,1.4553476795604731E-2]
[1800,450,18,0.75,3.8343912963364253,-0.96109988809753855,0.45498748371726633,0.11374687092931658]
[1801,450.25,18,0.76041666666666663,3.8354622350123586,-1.4227631852288989,1.4760182486411184,0.3690045621602796]
[1802,450.5,18,0.77083333333333337,3.8365314008169085,-1.8618762181286388,3.3078536277766863,0.82696340694417159]
[1803,450.75,18,0.78125,3.8375987715707649,-2.2713866276708434,6.0057474233087307,1.5014368558271827]
[1804,451,18,0.79166666666666663,3.838664325131854,-2.6447127334518776,9.4804595240651146,2.3701148810162787]
[1805,451.25,18,0.80208333333333337,3.8397280393957991,-2.9758493279716571,13.505998120233524,3.3764995300583811]
[1806,451.5,18,0.8125,3.8407898922963803,-3.2594642863412111,17.74731061201922,4.436827653004805]
[1807,451.75,18,0.82291666666666663,3.8418498618059882,-3.4909844370743093,21.804072021484675,5.4510180053711688]
[1808,452,18,0.83333333333333337,3.842907925936085,-3.6666693108665345,25.264406509706031,6.3161016274265078]
[1809,452.25,18,0.84375,3.8439640627376597,-3.7836715778904964,27.760940017373336,6.9402350043433341]
[1810,452.5,18,0.85416666666666663,3.8450182503016803,-3.8400831969502489,29.021227028876197,7.2553067572190493]
[1811,452.75,18,0.86458333333333337,3.8460704667595533,-3.8349665284355701,28.905374671531035,7.2263436678827588]
[1812,453,18,0.875,3.8471206902835733,-3.7683699037447242,27.425493405072835,6.8563733512682088]
[1813,453.25,18,0.88541666666666663,3.8481688990873781,-3.6413273928433019,24.744179326806648,6.1860448317016621]
[1814,453.5,18,0.89583333333333337,3.8492150714263995,-3.4558427649107055,21.152212140581103,5.2880530351452757]
[1815,453.75,18,0.90625,3.8502591855983148,-3.2148578905335197,17.028610433553158,4.2571526083882896]
[1816,454,18,0.91666666666666663,3.8513012199434971,-2.9222060835687604,12.788699754593546,3.1971749386483865]
[1817,454.25,18,0.92708333333333337,3.8523411528454639,-2.5825511226166449,8.8275594623671765,2.2068898655917941]
[1818,454.5,18,0.9375,3.8533789627313269,-2.2013129221233498,5.4668759417742088,1.3667189854435522]
[1819,454.75,18,0.94791666666666663,3.8544146280722384,-1.7845810377870568,2.9127465186433148,0.7281866296608287]
[1820,455,18,0.95833333333333337,3.8554481273838377,-1.3390173867110695,1.2304175538464204,0.30760438846160509]
[1821,455.25,18,0.96875,3.8564794392266979,-0.87174973648299192,0.33952311288725417,8.4880778221813544E-2]
[1822,455.5,18,0.97916666666666663,3.8575085422067703,-0.39025766626721609,3.0461283541850487E-2,7.6153208854626217E-3]
[1823,455.75,18,0.98958333333333337,3.8585354149758269,9.7747175334909994E-2,4.786372759821594E-4,1.1965931899553985E-4]
[1824,456,19,0,3.8595600362319056,0.58444459843207086,0.10231137401130619,2.5577843502826547E-2]
[1825,456.25,19,1.0416666666666666E-2,3.8605823847197498,1.0620312070048934,0.61391140951377299,0.15347785237844325]
[1826,456.5,19,2.0833333333333332E-2,3.8616024392312505,1.5228455320307728,1.8099285473209903,0.45248213683024757]
[1827,456.75,19,3.125E-2,3.8626201786058867,1.9594909556715365,3.8558813308446886,0.96397033271117216]
[1828,457,19,4.1666666666666664E-2,3.8636355817311632,2.364954453961682,6.7789466071487468,1.6947366517871867]
[1829,457.25,19,5.2083333333333336E-2,3.8646486275430494,2.7327192514389762,10.458729209737651,2.6146823024344128]
[1830,457.5,19,6.25E-2,3.8656592950264153,3.056869577774568,14.63944455554636,3.65986113888659]
[1831,457.75,19,7.2916666666666671E-2,3.8666675632154699,3.3321858421624184,18.96188525480926,4.7404713137023151]
[1832,458,19,8.3333333333333329E-2,3.8676734111941919,3.5542286940127883,23.010707706448201,5.7526769266120503]
[1833,458.25,19,9.375E-2,3.8686768180967679,3.7194106159286551,26.370371532928949,6.5925928832322374]
[1834,458.5,19,0.10416666666666667,3.8696777631080232,3.8250538941891445,28.681809414863498,7.1704523537158744]
[1835,458.75,19,0.11458333333333333,3.8706762254638529,3.8694340298435823,29.691778357769508,7.4229445894423769]
[1836,459,19,0.125,3.8716721844516537,3.8518078865406284,29.287865662538753,7.3219664156346882]
[1837,459.25,19,0.13541666666666666,3.8726656194107552,3.7724261156545595,27.514149826496833,6.8785374566242083]
[1838,459.5,19,0.14583333333333334,3.8736565097328439,3.6325296512073759,24.565260487698747,6.1413151219246869]
[1839,459.75,19,0.15625,3.8746448348623956,3.434330322484592,20.759651702922426,5.1899129257306065]
[1840,460,19,0.16666666666666666,3.8756305742970993,3.1809758870082145,16.495861467444833,4.1239653668612082]
[1841,460.25,19,0.17708333333333334,3.8766137075882821,2.8765000365757367,12.197954846330758,3.0494887115826894]
[1842,460.5,19,0.1875,3.8775942143413351,2.5257581703847793,8.2578914413203446,2.0644728603300861]
[1843,460.75,19,0.19791666666666666,3.878572074216136,2.1343499579642673,4.9829985334015907,1.2457496333503977]
[1844,461,19,0.20833333333333334,3.8795472669274691,1.7085299270462244,2.5560046582135634,0.63900116455339084]
[1845,461.25,19,0.21875,3.8805197722454494,1.2551075042278672,1.0132967468273857,0.25332418670684642]
[1846,461.5,19,0.22916666666666666,3.8814895699959395,0.78133810617974964,0.24446173311091968,6.1115433277729919E-2]
[1847,461.75,19,0.23958333333333334,3.8824566400609695,0.2948070235243323,1.3131288641088458E-2,3.2828221602721145E-3]
[1848,462,19,0.25,3.8834209623791534,-0.19669204399541187,3.8999069956489945E-3,9.7497674891224863E-4]
[1849,462.25,19,0.26041666666666669,3.8843825169461064,-0.6852818556956034,0.16493072536532188,4.1232681341330471E-2]
[1850,462.5,19,0.27083333333333331,3.8853412838148604,-1.163127900540166,0.80644785333452862,0.20161196333363215]
[1851,462.75,19,0.28125,3.8862972430962741,-1.6225640456853585,2.1892704464533961,0.54731761161334902]
[1852,463,19,0.29166666666666669,3.88725037495945,-2.0562155474835357,4.4555342409329279,1.113883560233232]
[1853,463.25,19,0.30208333333333331,3.8882006596321443,-2.4571174507362685,7.6027659107777925,1.9006914776944481]
[1854,463.5,19,0.3125,3.8891480774011757,-2.8188264749664178,11.478863596714078,2.8697158991785194]
[1855,463.75,19,0.32291666666666669,3.8900926086128349,-3.1355245899954922,15.798814606048698,3.9497036515121744]
[1856,464,19,0.33333333333333331,3.8910342336732953,-3.4021126155149868,20.180871907774833,5.0452179769437082]
[1857,464.25,19,{"$f":"IF(A1877<>\"\",MOD(B1877,24)/24,\"\")","v":0.34375},3.8919729330490136,-3.6142923385300247,{"$f":"ABS(0.5*1.025*1*(F1877^3))","v":24.197121273454393},{"$f":"G1877*$B$13","v":6.0492803183635981}]
[{"$f":"IF(IF(A1877<>\"\",A1877+1<=$B$16,0),A1877+1,\"\")","v":1858},{"$f":"IF(A1878<>\"\",A1878*$B$13,\"\")","v":464.5},{"$f":"IF(A1878<>\"\",ROUNDDOWN(A1878*$B$13/24,0),\"\")","v":19},0.35416666666666669,{"$f":"IF(A1878<>\"\",($B$4+$B$5)/2+($B$5-$B$4)/2*COS(2*PI()/$B$15*B1878),\"\")","v":3.8929086872671412},{"$f":"IF(A1878<>\"\",E1878*COS(2*PI()/$B$7*B1878),\"\")","v":-3.7686358259787891},27.431299812078731,6.8578249530196826]
[1859,464.75,19,0.36458333333333331,3.8938414769159237,-3.862640814568933,29.535671234456128,7.383917808614032]
[1860,465,19,0.375,3.894771282645106,-3.894771282645106,30.278875845012685,7.5697189612531712]
[1861,465.25,19,0.38541666666666669,3.8956980851663321,-3.8644825461461298,29.577939766656634,7.3944849416641585]
[1862,465.5,19,0.39583333333333331,3.8966218652535471,-3.7722304686257031,27.509869199924097,6.8774672999810242]
[1863,465.75,19,0.40625,3.897542603743394,-3.6194646299269868,24.301153050921204,6.0752882627303011]
[1864,466,19,0.41666666666666669,3.8984602815356131,-3.4086055553347263,20.296638289910724,5.0741595724776811]
[1865,466.25,19,0.42708333333333331,3.8993748795934371,-3.1430063627548241,15.912178807037268,3.978044701759317]
[1866,466.5,19,0.4375,3.900286378943985,-2.8268994355865451,11.577770782128786,2.8944426955321965]
[1867,466.75,19,0.44791666666666669,3.901194760678659,-2.4653289694392857,7.6792447024404176,1.9198111756101044]
[1868,467,19,0.45833333333333331,3.9021000059535336,-2.0640704678460318,4.5067911217339871,1.1266977804334968]
[1869,467.25,19,0.46875,3.9030020959897471,-1.6295384719831725,2.2176230368256569,0.55440575920641422]
[1870,467.5,19,0.47916666666666669,3.9039010120738924,-1.1686839987532101,0.81806001029121289,0.20451500257280322]
[1871,467.75,19,0.48958333333333331,3.904796735558405,-0.68888332737140068,0.16754477610102866,4.1886194025257166E-2]
[1872,468,19,0.5,3.9056892478619476,-0.19781991414645667,3.9673808878669566E-3,9.9184522196673914E-4]
[1873,468.25,19,0.51041666666666663,3.9065785304697984,0.29663867378408637,1.3377568460702642E-2,3.3443921151756605E-3]
[1874,468.5,19,0.52083333333333337,3.907464564934235,0.78656683422015017,0.24940247599518281,6.2350618998795702E-2]
[1875,468.75,19,0.53125,3.908347332874913,1.264107994425145,1.035252775192528,0.258813193798132]
[1876,469,19,0.54166666666666663,3.9092268159792538,1.721600626869608,2.615116892669016,0.65377922316725401]
[1877,469.25,19,0.55208333333333337,3.9101029960028191,2.1517011945283011,5.1055173057092667,1.2763793264273167]
[1878,469.5,19,0.5625,3.910975854769692,2.547502052388031,8.4730056777681888,2.1182514194420472]
[1879,469.75,19,0.57291666666666663,3.9118453741728532,2.9026424118195733,12.533561017696725,3.1333902544241812]
[1880,470,19,0.58333333333333337,3.9127115361745575,3.2114105848820396,16.973889600912059,4.2434724002280149]
[1881,470.25,19,0.59375,3.9135743228067055,3.4688358646914588,21.391691265275334,5.3479228163188335]
[1882,470.5,19,0.60416666666666663,3.9144337161712208,3.6707685634880076,25.349236366847968,6.3373090917119921]
[1883,470.75,19,0.61458333333333337,3.9152896984404166,3.813946919330812,28.432680382882637,7.1081700957206593]
[1884,471,19,0.625,3.9161422518573681,3.8960497924117559,30.308703948955188,7.5771759872387969]
[1885,471.25,19,0.63541666666666663,3.9169913587362806,3.9157342994455933,30.770426469938407,7.6926066174846017]
[1886,471.5,19,0.64583333333333337,3.9178370014628556,3.8726577758266623,29.76605163822175,7.4415129095554375]
[1887,471.75,19,0.65625,3.9186791624946582,3.7674837063725857,27.406149217277793,6.8515373043194483]
[1888,472,19,0.66666666666666663,3.9195178243614777,3.6018715224816842,23.948511347200643,5.9871278368001608]
[1889,472.25,19,0.67708333333333337,3.920352969665692,3.3784504222896956,19.762711020757656,4.9406777551894141]
[1890,472.5,19,0.6875,3.9211845810826298,3.1007776267743403,15.279380109609491,3.8198450274023728]
[1891,472.75,19,0.69791666666666663,3.9220126413609266,2.7732817346056682,10.931401445757325,2.7328503614393314]
[1892,473,19,0.70833333333333337,3.9228371333228864,2.401192077867071,7.0953622861321328,1.7738405715330332]
[1893,473.25,19,0.71875,3.9236580398648351,1.9904552057296931,4.0415792116132589,1.0103948029033147]
[1894,473.5,19,0.72916666666666663,3.9244753439574755,1.5476398301374292,1.8997811070300612,0.4749452767575153]
[1895,473.75,19,0.73958333333333337,3.9252890286462434,1.0798317532183428,0.64530072331788146,0.16132518082947037]
[1896,474,19,0.75,3.9260990770516564,0.59452045750068061,0.10769468732595686,2.6923671831489214E-2]
[1897,474.25,19,0.76041666666666663,3.9269054723696639,9.9479174466432965E-2,5.0453394112365312E-4,1.2613348528091328E-4]
[1898,474.5,19,0.77083333333333337,3.9277081978719983,-0.39735964763497372,3.2154751332834443E-2,8.0386878332086107E-3]
[1899,474.75,19,0.78125,3.9285072369065208,-0.88803148117703068,0.35890454310400433,8.9726135776001081E-2]
[1900,475,19,0.79166666666666663,3.9293025728975639,-1.3646674235840426,1.302489836708421,0.32562245917710525]
[1901,475.25,19,0.80208333333333337,3.9300941893462813,-1.8196204206843942,3.0877083759129023,0.77192709397822556]
[1902,475.5,19,0.8125,3.9308820698309845,-2.2455879837804815,5.803421266416664,1.450855316604166]
[1903,475.75,19,0.82291666666666663,3.9316661980074858,-2.6357294306394197,9.3841803908309309,2.3460450977077327]
[1904,476,19,0.83333333333333337,3.9324465576094387,-2.9837757676415229,13.614209124652351,3.4035522811630878]
[1905,476.25,19,0.84375,3.9332231324486728,-3.2841304476017763,18.153278371706328,4.538319592926582]
[1906,476.5,19,0.85416666666666663,3.9339959064155305,-3.5319593834325991,22.580885662604427,5.6452214156511067]
[1907,476.75,19,0.86458333333333337,3.9347648634792018,-3.7232687695132363,26.45251883522209,6.6131297088055225]
[1908,477,19,0.875,3.9355299876880574,-3.8549694576375151,29.360043478092322,7.3400108695230806]
[1909,477.25,19,0.88541666666666663,3.9362912631699762,-3.9249268495979348,30.987644920072221,7.7469112300180552]
[1910,477.5,19,0.89583333333333337,3.9370486741326793,-3.93199550039221,31.155369494853208,7.7888423737133019]
[1911,477.75,19,0.90625,3.9378022048640551,-3.8760378709907339,29.844060024576926,7.4610150061442315]
[1912,478,19,0.91666666666666663,3.9385518397324843,-3.7579269236553845,27.198118491773453,6.7995296229433633]
[1913,478.25,19,0.92708333333333337,3.9392975631871656,-3.5795325118786741,23.505679148934071,5.8764197872335178]
[1914,478.5,19,0.9375,3.9400393597584391,-3.3436917769622934,19.158988695360641,4.7897471738401602]
[1915,478.75,19,0.94791666666666663,3.9407772140581052,-3.0541640199044235,14.600607943925247,3.6501519859813119]
[1916,479,19,0.95833333333333337,3.9415111107797443,-2.7155707664964535,10.26306889012869,2.5657672225321724]
[1917,479.25,19,0.96875,3.9422410346990366,-2.3333219813402173,6.5105531229680844,1.6276382807420211]
[1918,479.5,19,0.97916666666666663,3.9429669706740738,-1.9135296090633291,3.5908679089134186,0.89771697722835464]
[1919,479.75,19,0.98958333333333337,3.9436889036456773,-1.4629098247618821,1.6045251896409694,0.40113129741024234]
[1920,480,20,0,3.9444068186377077,-0.98867555735011003,0.49528509874657667,0.12382127468664417]
[1921,480.25,20,{"$f":"IF(A1941<>\"\",MOD(B1941,24)/24,\"\")","v":1.0416666666666666E-2},3.9451207007573781,-0.49842100613180607,{"$f":"ABS(0.5*1.025*1*(F1941^3))","v":6.3457488878444865E-2},{"$f":"G1941*$B$13","v":1.5864372219611216E-2}]
[{"$f":"IF(IF(A1941<>\"\",A1941+1<=$B$16,0),A1941+1,\"\")","v":1922},{"$f":"IF(A1942<>\"\",A1942*$B$13,\"\")","v":480.5},{"$f":"IF(A1942<>\"\",ROUNDDOWN(A1942*$B$13/24,0),\"\")","v":20},2.0833333333333332E-2,{"$f":"IF(A1942<>\"\",($B$4+$B$5)/2+($B$5-$B$4)/2*COS(2*PI()/$B$15*B1942),\"\")","v":3.9458305351955589},{"$f":"IF(A1942<>\"\",E1942*COS(2*PI()/$B$7*B1942),\"\")","v":6.7672777452307513E-14},1.5883122071184107E-40,3.9707805177960268E-41]
[1923,480.75,20,3.125E-2,3.9465363072270905,0.49859985186428646,6.3525823722467636E-2,1.5881455930616909E-2]
[1924,481,20,4.1666666666666664E-2,3.9472380022110842,0.98938520068208857,0.49635236931331633,0.12408809232832908]
[1925,481.25,20,5.2083333333333336E-2,3.9479356055912276,1.4644851371536185,1.6097141996267026,0.40242854990667565]
[1926,481.5,20,6.25E-2,3.9486291028960872,1.9162774529428031,3.6063596793668595,0.90158991984171488]
[1927,481.75,20,7.2916666666666671E-2,3.9493184797394081,2.3375109586096188,6.5456810014652493,1.6364202503663123]
[1928,482,20,8.3333333333333329E-2,3.9500037218204116,2.7214218945601485,10.329552164072062,2.5823880410180156]
[1929,482.25,20,9.375E-2,3.950684814924093,3.0618425656442301,14.711008236845748,3.677752059211437]
[1930,482.5,20,0.10416666666666667,3.9513617449215164,3.353300454112095,19.324633806564488,4.8311584516411221]
[1931,482.75,20,0.11458333333333333,3.9520344977701063,3.591106217776753,23.734419949849638,5.9336049874624095]
[1932,483,20,0.125,3.9527030595139414,3.7714291579748247,27.492341690095913,6.8730854225239781]
[1933,483.25,20,0.13541666666666666,3.9533674162840424,3.8913589424400361,30.199360525143828,7.5498401312859569]
[1934,483.5,20,0.14583333333333334,3.9540275542986594,3.9489525882872605,31.560191403643376,7.890047850910844]
[1935,483.75,20,0.15625,3.9546834598635594,3.9432659464277733,31.424044022947772,7.856011005736943]
[1936,484,20,0.16666666666666666,3.9553351193723087,3.8743691771126829,29.80553163677299,7.4513829091932475]
[1937,484.25,20,0.17708333333333334,3.9559825193065565,3.7433459629530463,26.882754757719024,6.7206886894297559]
[1938,484.5,20,0.1875,3.9566256462363145,3.5522764665729438,22.972811328040375,5.7432028320100939]
[1939,484.75,20,0.19791666666666666,3.9572644868202356,3.3042043008346553,18.488196407917584,4.6220491019793961]
[1940,485,20,0.20833333333333334,3.9578990278058908,3.0030880361455892,13.880274699905266,3.4700686749763165]
[1941,485.25,20,0.21875,3.9585292560300442,2.6537380176000438,9.5778494960624396,2.3944623740156099]
[1942,485.5,20,0.22916666666666666,3.9591551584189264,2.261739500633313,5.9295484022189635,1.4823871005547409]
[1943,485.75,20,0.23958333333333334,3.9597767219885052,1.8333633336862643,3.1581990170922736,0.78954975427306839]
[1944,486,20,0.25,3.9603939338447538,1.3754656165589687,1.3336537340121106,0.33341343350302766]
[1945,486.25,20,0.26041666666666669,3.9610067811839214,0.895377940455656,0.36788581364153572,9.197145341038393E-2]
[1946,486.5,20,0.27083333333333331,3.9616152512927956,0.40078996733307065,3.2994716006344717E-2,8.2486790015861792E-3]
[1947,486.75,20,0.28125,3.962219331548968,-0.10037377037234169,5.1826822577091065E-4,1.2956705644272766E-4]
[1948,487,20,0.29166666666666669,3.9628190094210956,-0.60008087524952591,0.11074477048477721,2.7686192621194303E-2]
[1949,487.25,20,0.30208333333333331,3.9634142724691599,-1.0903198595919743,0.6642868226919415,0.16607170567298538]
[1950,487.5,20,0.3125,3.9640051083447263,-1.563228624174916,1.957768633176348,0.48944215829408699]
[1951,487.75,20,0.32291666666666669,3.9645915047912004,-2.0112205801644398,4.1693944388774975,1.0423486097193744]
[1952,488,20,0.33333333333333331,3.9651734496440798,-2.4271063903663221,7.3275756514496244,1.8318939128624061]
[1953,488.25,20,0.34375,3.9657509308312098,-2.8042093756876216,11.301216132385582,2.8253040330963954]
[1954,488.5,20,0.35416666666666669,3.9663239363730316,-3.1364727337190144,15.813151036744804,3.953287759186201]
[1955,488.75,20,0.36458333333333331,3.966892454382831,-3.418556847148027,20.474923521750217,5.1187308804375542]
[1956,489,20,0.375,3.9674564730669859,-3.6459251181881824,24.838027506217454,6.2095068765543635]
[1957,489.25,20,0.38541666666666669,3.9680159807252107,-3.8149169488250476,28.454380386459,7.1135950966147501]
[1958,489.5,20,0.39583333333333331,3.9685709657507982,-3.9228066924928906,30.937455556927105,7.7343638892317763]
[1959,489.75,20,0.40625,3.9691214166308617,-3.967847627516798,32.01539231887012,8.00384807971753]
[1960,490,20,0.41666666666666669,3.9696673219465715,-3.9493002426759034,31.568527541982007,7.8921318854955018]
[1961,490.25,20,0.42708333333333331,3.9702086703733959,-3.8674443767220015,29.645999594770021,7.4114998986925054]
[1962,490.5,20,0.4375,3.9707454506813309,-3.7235750125897167,26.459046621081896,6.614761655270474]
[1963,490.75,20,0.44791666666666669,3.9712776517351376,-3.5199817892066827,22.35193468181151,5.5879836704528776]
[1964,491,20,0.45833333333333331,3.9718052624945717,-3.2599125550502022,17.754633893530649,4.4386584733826622]
[1965,491.25,20,0.46875,3.97232827201461,-2.9475215437055806,13.123958063313346,3.2809895158283364]
[1966,491.5,20,0.47916666666666669,3.9728466694456821,-2.5878029985514743,8.8815242309689033,2.2203810577422258]
[1967,491.75,20,0.48958333333333331,3.9733604440338919,-2.1865113073641953,5.3573380643584185,1.3393345160896046]
[1968,492,20,0.5,3.9738695851212427,-1.7500689243401093,2.7470042369992167,0.68675105924980417]
[1969,492.25,20,0.51041666666666663,3.974374082145856,-1.285463553307324,1.0886121385227763,0.27215303463069407]
[1970,492.5,20,0.52083333333333337,3.974873924642194,-0.8001362385694637,0.26253408158361402,6.5633520395903505E-2]
[1971,492.75,20,0.53125,3.9753691022412734,-0.30186215612800699,1.4096778605795241E-2,3.5241946514488103E-3]
[1972,493,20,0.54166666666666663,3.9758596046708816,0.20137398439608042,4.1850818783933435E-3,1.0462704695983359E-3]
[1973,493.25,20,0.55208333333333337,3.9763454217557914,0.70150592986653004,0.17692447240988046,4.4231118102470116E-2]
[1974,493.5,20,0.5625,3.9768265434179697,1.1905152135609931,0.86476622389264568,0.21619155597316142]
[1975,493.75,20,0.57291666666666663,3.9773029596767877,1.6605597507070797,2.346699015174992,0.58667475379374801]
[1976,494,20,0.58333333333333337,3.9777746606492288,2.1040996366739946,4.7741138749946561,1.193528468748664]
[1977,494.25,20,0.59375,3.978241636550091,2.5140181292334152,8.1432746997947394,2.0358186749486848]
[1978,494.5,20,0.60416666666666663,3.978703877692193,2.8837358730718878,12.290238471571969,3.0725596178929924]
[1979,494.75,20,0.61458333333333337,3.9791613744865728,3.2073165326807005,16.909055066974112,4.227263766743528]
[1980,495,20,0.625,3.9796141174426882,3.4795621371472421,21.590746533301569,5.3976866333253923]
[1981,495.25,20,0.63541666666666663,3.9800620971686129,3.6960966050195085,25.877589024793039,6.4693972561982598]
[1982,495.5,20,0.64583333333333337,3.9805053043712308,3.853436106687345,29.325022697827531,7.3312556744568829]
[1983,495.75,20,0.65625,3.9809437298564299,3.9490451325781475,31.562410308973092,7.8906025772432731]
[1984,496,20,0.66666666666666663,3.9813773645292923,3.9813773645292923,32.344012693196149,8.0860031732990372]
[1985,496.25,20,{"$f":"IF(A2005<>\"\",MOD(B2005,24)/24,\"\")","v":0.67708333333333337},3.9818061993942839,3.9499006913002765,{"$f":"ABS(0.5*1.025*1*(F2005^3))","v":31.582928696513296},{"$f":"G2005*$B$13","v":7.895732174128324}]
[{"$f":"IF(IF(A2005<>\"\",A2005+1<=$B$16,0),A2005+1,\"\")","v":1986},{"$f":"IF(A2006<>\"\",A2006*$B$13,\"\")","v":496.5},{"$f":"IF(A2006<>\"\",ROUNDDOWN(A2006*$B$13/24,0),\"\")","v":20},0.6875,{"$f":"IF(A2006<>\"\",($B$4+$B$5)/2+($B$5-$B$4)/2*COS(2*PI()/$B$15*B2006),\"\")","v":3.9822302255554387},{"$f":"IF(A2006<>\"\",E2006*COS(2*PI()/$B$7*B2006),\"\")","v":3.8551059634176155},29.363162535923461,7.3407906339808653]
[1987,496.75,20,0.69791666666666663,3.9826494342165466,3.6984993433299636,25.928088924827705,6.4820222312069262]
[1988,497,20,0.70833333333333337,3.9830638166813328,3.4825783700032504,21.646942557949593,5.4117356394873983]
[1989,497.25,20,0.71875,3.9834733643536402,3.210792118385196,16.964084787557177,4.2410211968892941]
[1990,497.5,20,0.72916666666666663,3.983878068737607,2.8874860894212473,12.338250170323288,3.0845625425808221]
[1991,497.75,20,0.73958333333333337,3.9842779214378425,2.5178327114099965,8.18039895155324,2.04509973788831]
[1992,498,20,0.75,3.9846729141596025,2.1077485645150644,4.7989947665158228,1.1997486916289557]
[1993,498.25,20,0.76041666666666663,3.9850630387089598,1.6637996534838226,2.3604617007858884,0.59011542519647209]
[1994,498.5,20,0.77083333333333337,3.9854482869929759,1.1930962456430489,0.87040285528356587,0.21760071382089147]
[1995,498.75,20,0.78125,3.9858286510198675,0.70317895895652149,0.17819334101414849,4.4548335253537123E-2]
[1996,499,20,0.79166666666666663,3.9862041228991725,0.20189792564623224,4.217833583420684E-3,1.054458395855171E-3]
[1997,499.25,20,0.80208333333333337,3.9865746948419147,-0.3027130316709481,1.4216321041240855E-2,3.5540802603102137E-3]
[1998,499.5,20,0.8125,3.9869403591607644,-0.80256519398083304,0.26493225319870045,6.6233063299675113E-2]
[1999,499.75,20,0.82291666666666663,3.9873011082701972,-1.2896446446168395,1.0992691670843684,0.2748172917710921]
[2000,500,20,0.83333333333333337,3.9876569346866533,-1.75614079245433,2.7756957648189848,0.69392394120474621]
[2001,500.25,20,0.84375,3.9880078310286917,-2.1945716577248202,5.4168045807703491,1.3542011451925873]
[2002,500.5,20,0.85416666666666663,3.9883537900171424,-2.5979039101780916,8.9859318491023785,2.2464829622755946]
[2003,500.75,20,0.86458333333333337,3.9886948044752595,-2.95966573313813,13.286844812958238,3.3217112032395595]
[2004,501,20,0.875,3.9890308673288688,-3.2740507017508964,17.986641204469059,4.4966603011172648]
[2005,501.25,20,0.88541666666666663,3.9893619716065132,-3.536011007559039,22.658684619165918,5.6646711547914794]
[2006,501.5,20,0.89583333333333337,3.9896881104396003,-3.7413385321666222,26.83952898954086,6.7098822473852149]
[2007,501.75,20,0.90625,3.9900092770625428,-3.8867324674380388,30.091775583214808,7.522943895803702]
[2008,502,20,0.91666666666666663,3.9903254648128996,-3.9698523952918641,32.063944481553527,8.0159861203883818]
[2009,502.25,20,0.92708333333333337,3.9906366671315139,-3.9893559732420605,32.538853089851159,8.1347132724627897]
[2010,502.5,20,0.9375,3.9909428775626488,-3.9449206186735615,31.463619072672319,7.8659047681680798]
[2011,502.75,20,0.94791666666666663,3.9912440897541219,-3.8372488414519812,28.957012970097207,7.2392532425243017]
[2012,503,20,0.95833333333333337,3.9915402974574365,-3.6680571367454182,25.293104928064672,6.323276232016168]
[2013,503.25,20,0.96875,3.9918314945279123,-3.4400486136704025,20.863521297396982,5.2158803243492455]
[2014,503.5,20,0.97916666666666663,3.9921176749248111,-3.1568697963306542,16.123669210007822,4.0309173025019556]
[2015,503.75,20,0.98958333333333337,3.992398832711463,-2.8230522878115178,11.530566266817178,2.8826415667042946]
[2016,504,21,0,3.9926749620553914,-2.4439402306423674,7.4811026065771538,1.8702756516442884]
[2017,504.25,21,1.0416666666666666E-2,3.9929460572284299,-2.0256047252481597,4.2594936393732246,1.0648734098433061]
[2018,504.5,21,2.0833333333333332E-2,3.9932121126068449,-1.5747465773158658,2.0013631034813404,0.5003407758703351]
[2019,504.75,21,3.125E-2,3.9934731226714502,-1.0985889324363511,0.67951575120897068,0.16987893780224267]
[2020,505,21,4.1666666666666664E-2,3.9937290820077229,-0.60476151884378926,0.11335647098309799,2.8339117745774498E-2]
[2021,505.25,21,5.2083333333333336E-2,3.9939799853059137,-0.10117835394021796,5.3083151500955069E-4,1.3270787875238767E-4]
[2022,505.5,21,6.25E-2,3.9942258273611597,0.4040891245930982,3.3816243069642399E-2,8.4540607674105997E-3]
[2023,505.75,21,7.2916666666666671E-2,3.9944666030735898,0.9029414686360353,0.37728771707984227,9.4321929269960567E-2]
[2024,506,21,8.3333333333333329E-2,3.9947023074484322,1.3873810949282277,1.3686146568890971,0.34215366422227428]
[2025,506.25,21,9.375E-2,3.9949329355961174,1.8496405426060627,3.2430666814907756,0.8107666703726939]
[2026,506.5,21,0.10416666666666667,3.9951584827323794,2.2823070554513674,6.0927882973111913,1.5231970743277978]
[2027,506.75,21,0.11458333333333333,3.995378944178356,2.6784414900392135,9.8478258745756033,2.4619564686439008]
[2028,507,21,0.125,3.9955943153606843,3.0316896417650514,14.280653754154972,3.5701634385387431]
[2029,507.25,21,0.13541666666666666,3.9958045918115968,3.3363842021506462,19.033648207475075,4.7584120518687687]
[2030,507.5,21,0.14583333333333334,3.9960097691690133,3.5876357109289483,23.665674373934237,5.9164185934835594]
[2031,507.75,21,0.15625,3.996209843176632,3.7814110427845282,27.711212846349941,6.9278032115874852]
[2032,508,21,0.16666666666666666,3.9964048096840181,3.9145981684509996,30.743650577892591,7.6859126444731478]
[2033,508.25,21,0.17708333333333334,3.9965946646466879,3.9850561499351911,32.433752987796716,8.1084382469491789]
[2034,508.5,21,0.1875,3.9967794041261957,3.9916495664221112,32.595007873475502,8.1487519683688756]
[2035,508.75,21,0.19791666666666666,3.9969590242902133,3.9342668171119772,31.209391374703241,7.8023478436758102]
[2036,509,21,0.20833333333333334,3.9971335214126094,3.8138220058523196,28.429886813309775,7.1074717033274437]
[2037,509.25,21,0.21875,3.9973028918735292,3.6322403757971946,24.559392213570071,6.1398480533925177]
[2038,509.5,21,0.22916666666666666,3.9974671321594664,3.3924275262311347,20.00901017211109,5.0022525430277724]
[2039,509.75,21,0.23958333333333334,3.9976262388633383,3.0982229039000435,15.241645287989606,3.8104113219974014]
[2040,510,21,0.25,3.9977802086845564,2.7543383135191735,10.70892111931818,2.6772302798295451]
[2041,510.25,21,0.26041666666666669,3.9979290384290933,2.3662824325295091,6.7903726433785643,1.6975931608446411]
[2042,510.5,21,0.27083333333333331,3.9980727250095502,1.94027253978918,3.7435365825918732,0.93588414564796829]
[2043,510.75,21,0.28125,3.9982112654452209,1.4831348731097835,1.671998215671344,0.417999553917836]
[2044,511,21,0.29166666666666669,3.9983446568621535,1.0021952130855072,0.51588255469227751,0.12897063867306938]
[2045,511.25,21,0.30208333333333331,3.998472896493209,0.50516144757706849,6.6066981799074359E-2,1.651674544976859E-2]
[2046,511.5,21,0.3125,3.9985959816781205,-8.0334158508645577E-14,2.6570187326266535E-40,6.6425468315666337E-41]
[2047,511.75,21,0.32291666666666669,3.9987139098635476,-0.50519189686779398,6.607892934973808E-2,1.651973233743452E-2]
[2048,512,21,0.33333333333333331,3.998826678603129,-1.0023160330556422,0.51606915435396539,0.12901728858849135]
[2049,512.25,21,{"$f":"IF(A2069<>\"\",MOD(B2069,24)/24,\"\")","v":0.34375},3.9989342855575334,-1.4834030771320157,{"$f":"ABS(0.5*1.025*1*(F2069^3))","v":1.672905451593856},{"$f":"G2069*$B$13","v":0.41822636289846399}]
[{"$f":"IF(IF(A2069<>\"\",A2069+1<=$B$16,0),A2069+1,\"\")","v":2050},{"$f":"IF(A2070<>\"\",A2070*$B$13,\"\")","v":512.5},{"$f":"IF(A2070<>\"\",ROUNDDOWN(A2070*$B$13/24,0),\"\")","v":21},0.35416666666666669,{"$f":"IF(A2070<>\"\",($B$4+$B$5)/2+($B$5-$B$4)/2*COS(2*PI()/$B$15*B2070),\"\")","v":3.9990367284945081},{"$f":"IF(A2070<>\"\",E2070*COS(2*PI()/$B$7*B2070),\"\")","v":-1.9407403725722587},3.7462451270094288,0.9365612817523572]
[2051,512.75,21,0.36458333333333331,3.9991340052889259,-2.3669956247559294,6.7965143034169815,1.6991285758542454]
[2052,513,21,0.375,3.9992261139228278,-2.7553344943964122,10.720544834414779,2.6801362086036948]
[2053,513.25,21,0.38541666666666669,3.9993130524854665,-3.0995302108582861,15.260947241127242,3.8152368102818106]
[2054,513.5,21,0.39583333333333331,3.9993948191733453,-3.3940634467457955,20.037970794540055,5.0094926986350137]
[2055,513.75,21,0.40625,3.9994714122902542,-3.6342108512969751,24.59938400961661,6.1498460024041526]
[2056,514,21,0.41666666666666669,3.9995428302473082,-3.8161208219923455,28.481326930746839,7.1203317326867097]
[2057,514.25,21,0.42708333333333331,3.9996090715629764,-3.9368752984563598,31.271509507322381,7.8178773768305954]
[2058,514.5,21,0.4375,3.9996701348631167,-3.994536586926869,32.665783525450934,8.1664458813627334]
[2059,514.75,21,0.44791666666666669,3.9997260188810011,-3.9881784636787914,32.51004881445953,8.1275122036148826]
[2060,515,21,0.45833333333333331,3.9997767224573435,-3.9179010579717315,30.821534879027642,7.7053837197569104]
[2061,515.25,21,0.46875,3.999822244540324,-3.784829275295778,27.786430022620323,6.9466075056550807]
[2062,515.5,21,0.47916666666666669,3.9998625841856086,-3.5910947857410029,23.734193279968146,5.9335483199920365]
[2063,515.75,21,0.48958333333333331,3.9998977405563729,-3.3398018659766646,19.092200159328261,4.7730500398320652]
[2064,516,21,0.5,3.9999277129233146,-3.0349776423645975,14.327168153659393,3.5817920384148483]
[2065,516.25,21,0.51041666666666663,3.9999525006646719,-2.6815075329904978,9.8816833625958491,2.4704208406489623]
[2066,516.5,21,0.52083333333333337,3.9999721032662361,-2.2850569238617551,6.1148377768424842,1.528709444210621]
[2067,516.75,21,0.53125,3.9999865203213609,-1.8519803353744089,3.2553896817424635,0.81384742043561586]
[2068,517,21,0.54166666666666663,3.999995751530971,-1.389219535863583,1.3740625893406786,0.34351564733516965]
[2069,517.25,21,0.55208333333333337,3.9999997967035705,-0.90419223638010227,0.37885776333476573,9.4714440833691432E-2]
[2070,517.5,21,0.5625,3.9999986557552436,-0.40467315195468934,3.3963078268242575E-2,8.4907695670606437E-3]
[2071,517.75,21,0.57291666666666663,3.9999923287096593,0.1013306629181783,5.3323238945680949E-4,1.3330809736420237E-4]
[2072,518,21,0.58333333333333337,3.9999808156980681,0.60570820498211519,0.11388964515426879,2.8472411288567197E-2]
[2073,518.25,21,0.59375,3.999964116959303,1.1003745797328961,0.68283459609676955,0.17070864902419239]
[2074,518.5,21,0.60416666666666663,3.9999422328397696,1.5774006396353795,2.01149940070811,0.50287485017702749]
[2075,518.75,21,0.61458333333333337,3.9999151637934438,2.029140123669948,4.2818355684277716,1.0704588921069429]
[2076,519,21,0.625,3.9998829103818596,2.4483522589348405,7.5216925426327093,1.8804231356581773]
[2077,519.25,21,0.63541666666666663,3.9998454732740973,2.828317857850529,11.595207280562395,2.8988018201405987]
[2078,519.5,21,0.64583333333333337,3.9998028532467718,3.162947048881799,16.216967038557378,4.0542417596393445]
[2079,519.75,21,0.65625,3.9997550511840134,3.4468769129430168,20.988006748094215,5.2470016870235536]
[2080,520,21,0.66666666666666663,3.9997020680774527,3.675557459613398,25.448577934179507,6.3621444835448768]
[2081,520.25,21,0.67708333333333337,3.9996439050261974,3.8453245643835792,29.140223377569185,7.2850558443922964]
[2082,520.5,21,0.6875,3.9995805632368109,3.9534586973579806,31.66835375949249,7.9170884398731225]
[2083,520.75,21,0.69791666666666663,3.9995120440232874,3.9982285018061372,32.756440441547802,8.1891101103869506]
[2084,521,21,0.70833333333333337,3.9994383488070238,3.978918524025242,32.284124125370113,8.0710310313425282]
[2085,521.25,21,0.71875,3.9993594791167899,3.8958406502460896,30.303823245636941,7.5759558114092354]
[2086,521.5,21,0.72916666666666663,3.9992754365886984,3.750329067704512,27.033482615541512,6.7583706538853781]
[2087,521.75,21,0.73958333333333337,3.9991862229661699,3.5447188313153544,22.826495853335381,5.7066239633338451]
[2088,522,21,0.75,3.9990918400998958,3.2823083803842459,18.123080290805675,4.5307700727014186]
[2089,522.25,21,0.76041666666666663,3.9989922899478021,2.9673066072546321,13.390017375980985,3.3475043439952463]
[2090,522.5,21,0.77083333333333337,3.9988875745750065,2.604765327577887,9.0573192642566145,2.2643298160641536]
[2091,522.75,21,0.78125,3.9987776961537773,2.2004982360471104,5.4608084632769121,1.365202115819228]
[2092,523,21,0.79166666666666663,3.998662656963488,1.7609876481785713,2.7987415737678694,0.69968539344196734]
[2093,523.25,21,0.80208333333333337,3.9985424593905683,1.2932805245960057,1.1085928738682598,0.27714821846706494]
[2094,523.5,21,0.8125,3.9984171059284574,0.80487544612055595,0.2672267354449539,6.6806683861238475E-2]
[2095,523.75,21,0.82291666666666663,3.99828659917755,0.30360235304061428,1.4341985177114068E-2,3.585496294278517E-3]
[2096,524,21,0.83333333333333337,3.9981509418451435,-0.20250302209615903,4.2558704200831169E-3,1.0639676050207792E-3]
[2097,524.25,21,0.84375,3.9980101367453815,-0.70532801382093557,0.17983212222387329,4.4958030555968323E-2]
[2098,524.5,21,0.85416666666666663,3.9978641867991955,-1.1968131081834996,0.87856294326578455,0.21964073581644614]
[2099,524.75,21,0.86458333333333337,3.9977130950342441,-1.6690811657526872,2.383012054456501,0.59575301361412525]
[2100,525,21,0.875,3.9975568645848512,-2.1145637106009936,4.8456963256278103,1.2114240814069526]
[2101,525.25,21,0.88541666666666663,3.9973954986919384,-2.5261222599195512,8.2614630959395736,2.0653657739848934]
[2102,525.5,21,0.89583333333333337,3.9972290007029612,-2.897162748612633,12.462711656803792,3.1156779142009481]
[2103,525.75,21,0.90625,3.9970573740718374,-3.2217412141491915,17.138224529877746,4.2845561324694366]
[2104,526,21,0.91666666666666663,3.9968806223588751,-3.4946590472933594,21.872997420115123,5.4682493550287807]
[2105,526.25,21,0.92708333333333337,3.9966987492307009,-3.7115462818598108,26.203452164287302,6.5508630410718256]
[2106,526.5,21,0.9375,3.9965117584601813,-3.8689315886450433,29.680213538050538,7.4200533845126344]
[2107,526.75,21,0.94791666666666663,3.9963196539263475,-3.964297852090799,31.929542895533633,7.9823857238834082]
[2108,527,21,0.95833333333333337,3.9961224396143109,-3.9961224396143109,32.704704452801252,8.176176113200313]
[2109,527.25,21,0.96875,3.9959201196151852,-3.9639015191773406,31.919967330746267,7.9799918326865669]
[2110,527.5,21,0.97916666666666663,3.9957126981259967,-3.8681580366189392,29.662414361210594,7.4156035903026485]
[2111,527.75,21,0.98958333333333337,3.9955001794496008,-3.7104332264373316,26.179884777580547,6.5449711943951367]
[2112,528,22,0,3.9952825679945918,-3.4932617938674499,21.846771769243237,5.4616929423108092]
[2113,528.25,22,{"$f":"IF(A2133<>\"\",MOD(B2133,24)/24,\"\")","v":1.0416666666666666E-2},3.9950598682752103,-3.2201311680205951,{"$f":"ABS(0.5*1.025*1*(F2133^3))","v":17.112543189030088},{"$f":"G2133*$B$13","v":4.278135797257522}]
[{"$f":"IF(IF(A2133<>\"\",A2133+1<=$B$16,0),A2133+1,\"\")","v":2114},{"$f":"IF(A2134<>\"\",A2134*$B$13,\"\")","v":528.5},{"$f":"IF(A2134<>\"\",ROUNDDOWN(A2134*$B$13/24,0),\"\")","v":22},2.0833333333333332E-2,{"$f":"IF(A2134<>\"\",($B$4+$B$5)/2+($B$5-$B$4)/2*COS(2*PI()/$B$15*B2134),\"\")","v":3.9948320849112506},{"$f":"IF(A2134<>\"\",E2134*COS(2*PI()/$B$7*B2134),\"\")","v":-2.8954254813350868},12.440305513945839,3.1100763784864598]
[2115,528.75,22,3.125E-2,3.9945992226279654,-2.5243551755234916,8.2441379335891902,2.0610344833972976]
[2116,529,22,4.1666666666666664E-2,3.9943612862559656,-2.1128733646726863,4.8340849131786756,1.2085212282946689]
[2117,529.25,22,5.2083333333333336E-2,3.9941182807311235,-1.6675802984553827,2.3765892936514774,0.59414732341286935]
[2118,529.5,22,6.25E-2,3.9938702110944662,-1.1956174591435045,0.87593244770029044,0.21898311192507261]
[2119,529.75,22,7.2916666666666671E-2,3.9936170824920749,-0.70455299221646339,0.17923996926268054,4.4809992315670136E-2]
[2120,530,22,8.3333333333333329E-2,3.9933589001749765,-0.20226030916857934,4.2405859489163429E-3,1.0601464872290857E-3]
[2121,530.25,22,9.375E-2,3.9930956694990334,0.30320818958434564,1.4286197563189605E-2,3.5715493907974012E-3]
[2122,530.5,22,0.10416666666666667,3.9928273959248353,0.80375024576927079,0.2661075680109396,6.65268920027349E-2]
[2123,530.75,22,0.11458333333333333,3.9925540850175829,1.2913436568426744,1.1036195128092079,0.27590487820230197]
[2124,531,22,0.125,3.9922757424469748,1.758174888379155,2.7853520070570332,0.69633800176425831]
[2125,531.25,22,0.13541666666666666,3.9919923739870886,2.1967643226883866,5.433057103371965,1.3582642758429913]
[2126,531.5,22,0.14583333333333334,3.9917039855162617,2.6000861353379667,9.0085952772941216,2.2521488193235304]
[2127,531.75,22,0.15625,3.9914105830169682,2.9616808777111614,13.314003097013146,3.3285007742532864]
[2128,532,22,0.16666666666666666,3.9911121725756966,3.2757589610074924,18.014809870763706,4.5037024676909265]
[2129,532.25,22,0.17708333333333334,3.9908087603828233,3.5372933833061078,22.683345871636345,5.6708364679090861]
[2130,532.5,22,0.1875,3.9905003527324814,3.742100214108556,26.855924736626111,6.7139811841565278]
[2131,532.75,22,0.19791666666666666,3.990186956022435,3.8869055473820056,30.095795809568493,7.5239489523921232]
[2132,533,22,0.20833333333333334,3.989868576753941,3.9693978513777717,32.052931879060814,8.0132329697652036]
[2133,533.25,22,0.21875,3.9895452215316194,3.9882648779140184,32.512162103949684,8.1280405259874211]
[2134,533.5,22,0.22916666666666666,3.989216897063312,3.9432145416215398,31.422815098098461,7.8557037745246152]
[2135,533.75,22,0.23958333333333334,3.9888836101599465,3.8349794368792538,28.905666557773795,7.2264166394434488]
[2136,534,22,0.25,3.9885453677353926,3.665304922682088,25.23621392148922,6.3090534803723051]
[2137,534.25,22,0.26041666666666669,3.9882021768063214,3.4369209692761267,20.806666549400102,5.2016666373500255]
[2138,534.5,22,0.27083333333333331,3.9878540444920563,3.1534982208331557,16.072063537853051,4.0180158844632627]
[2139,534.75,22,0.28125,3.9875009780144288,2.8195889815419704,11.488181385781511,2.8720453464453777]
[2140,535,22,0.29166666666666669,3.987142984697627,2.4405540742063523,7.4500497586907395,1.8625124396726849]
[2141,535.25,22,0.30208333333333331,3.9867800719680431,2.0224767468833407,4.2397913157099323,1.0599478289274831]
[2142,535.5,22,0.3125,3.9864122473541204,1.5720650106395657,1.991156404190547,0.49778910104763674]
[2143,535.75,22,0.32291666666666669,3.9860395184861965,1.0965439768213303,0.67572818017617498,0.16893204504404374]
[2144,536,22,0.33333333333333331,3.9856618930963466,0.60353992235633036,0.11267092965207964,2.8167732413019911E-2]
[2145,536.25,22,0.34375,3.9852793790182197,0.10095794396676884,5.2736992871812234E-4,1.3184248217953059E-4]
[2146,536.5,22,0.35416666666666669,3.9848919841868797,-0.40314483534147388,3.3579727777411271E-2,8.3949319443528177E-3]
[2147,536.75,22,0.36458333333333331,3.9844997166386391,-0.90068847318769873,0.37447056335441414,9.3617640838603536E-2]
[2148,537,22,0.375,3.9841025845108926,-1.3836997554733315,1.3577489083950882,0.33943722709877205]
[2149,537.25,22,0.38541666666666669,3.9837005960419467,-1.8444400070870428,3.2157884501015577,0.80394711252538942]
[2150,537.5,22,0.39583333333333331,3.9832937595708526,-2.2755291162282978,6.0386667075627782,1.5096666768906946]
[2151,537.75,22,0.40625,3.9828820835372292,-2.6700637840683767,9.7557076712032185,2.4389269178008046]
[2152,538,22,0.41666666666666669,3.9824655764810903,-3.0217281044994548,14.140345513067658,3.5350863782669144]
[2153,538.25,22,0.42708333333333331,3.9820442470426665,-3.3248947021392445,18.837686177738956,4.7094215444347389]
[2154,538.5,22,0.4375,3.9816181039622274,-3.5747148085743188,23.410897742561644,5.8527244356404111]
[2155,538.75,22,0.44791666666666669,3.9811871560798973,-3.7671958345974836,27.399867421821607,6.8499668554554018]
[2156,539,22,0.45833333333333331,3.9807514123354752,-3.8992651970657817,30.383807095216227,7.5959517738040567]
[2157,539.25,22,0.46875,3.9803108817682475,-3.9688193797473215,32.038920426603411,8.0097301066508528]
[2158,539.5,22,0.47916666666666669,3.9798655735168014,-3.9747574445930134,32.182943591437699,8.0457358978594247]
[2159,539.75,22,0.48958333333333331,3.9794154968188331,-3.9169984594514906,30.800237968112196,7.700059492028049]
[2160,540,22,0.5,3.9789606610109596,-3.7964825663420241,28.04387995973277,7.0109699899331925]
[2161,540.25,22,0.51041666666666663,3.9785010755285222,-3.6151556768604398,24.214465160508926,6.0536162901272315]
[2162,540.5,22,0.52083333333333337,3.9780367499053928,-3.3759380439102809,19.718654289717389,4.9296635724293472]
[2163,540.75,22,0.53125,3.9775676937737741,-3.0826772175096369,15.013364479132253,3.7533411197830633]
[2164,541,22,0.54166666666666663,3.9770939168640012,-2.7400861427764567,10.543541671730726,2.6358854179326814]
[2165,541.25,22,0.55208333333333337,3.9766154290043398,-2.353667396326804,6.6823488477531674,1.6705872119382918]
[2166,541.5,22,0.5625,3.9761322401207813,-1.9296247794137664,3.6822432292900462,0.92056080732251155]
[2167,541.75,22,0.57291666666666663,3.9756443602368381,-1.4747636886298576,1.6438461830006605,0.41096154575016514]
[2168,542,22,0.58333333333333337,3.9751517994733341,-0.99638186465067369,0.50695721989000908,0.12673930497250227]
[2169,542.25,22,0.59375,3.9746545680481971,-0.5021522734279209,6.4893346274397273E-2,1.6223336568599318E-2]
[2170,542.5,22,0.60416666666666663,3.9741526762762445,9.1527641113688732E-14,3.9296211159108152E-40,9.824052789777038E-41]
[2171,542.75,22,0.61458333333333337,3.9736461345689698,0.50202486935926449,6.4843965363563669E-2,1.6210991340890917E-2]
[2172,543,22,0.625,3.9731349534343288,0.99587633708399825,0.50618597689563283,0.12654649422390821]
[2173,543.25,22,0.63541666666666663,3.9726191434765177,1.4736414856802424,1.640096445299442,0.4100241113248605]
[2174,543.5,22,0.64583333333333337,3.9720987153957577,1.9276673019487574,3.6710484124389451,0.91776210310973627]
[2175,543.75,22,0.65625,3.9715736799880683,2.3506833008083774,6.6569644250297282,1.664241106257432]
[2176,544,22,0.66666666666666663,3.9710440481450475,2.7359179833643155,10.495499008908793,2.6238747522271981]
[2177,544.25,22,{"$f":"IF(A2197<>\"\",MOD(B2197,24)/24,\"\")","v":0.67708333333333337},3.9705098308536431,3.0772072632804832,{"$f":"ABS(0.5*1.025*1*(F2197^3))","v":14.933586308208627},{"$f":"G2197*$B$13","v":3.7333965770521567}]
[{"$f":"IF(IF(A2197<>\"\",A2197+1<=$B$16,0),A2197+1,\"\")","v":2178},{"$f":"IF(A2198<>\"\",A2198*$B$13,\"\")","v":544.5},{"$f":"IF(A2198<>\"\",ROUNDDOWN(A2198*$B$13/24,0),\"\")","v":22},0.6875,{"$f":"IF(A2198<>\"\",($B$4+$B$5)/2+($B$5-$B$4)/2*COS(2*PI()/$B$15*B2198),\"\")","v":3.9699710391959262},{"$f":"IF(A2198<>\"\",E2198*COS(2*PI()/$B$7*B2198),\"\")","v":3.3690931248340559},19.598955014142867,4.8997387535357166]
[2179,544.75,22,0.69791666666666663,3.9694276843488603,3.6069109331721734,24.049171780671283,6.0122929451678209]
[2180,545,22,0.70833333333333337,3.9688797775840703,3.7868639997252913,27.831268077914647,6.9578170194786617]
[2181,545.25,22,0.71875,3.9683273302676092,3.9060842105287845,30.543491127111832,7.6358727817779579]
[2182,545.5,22,0.72916666666666663,3.96777035385972,3.9626777490636353,31.890412628144386,7.9726031570360965]
[2183,545.75,22,0.73958333333333337,3.9672088599145998,3.9557551845647621,31.723572413424744,7.930893103356186]
[2184,546,22,0.75,3.9666428600801611,3.8854454477039395,30.061892472052239,7.5154731180130598]
[2185,546.25,22,0.76041666666666663,3.9660723660977868,3.752893474113272,27.08897554590348,6.7722438864758701]
[2186,546.5,22,0.77083333333333337,3.9654973898020902,3.5602415582202442,23.127690440737876,5.781922610184469]
[2187,546.75,22,0.78125,3.9649179431206671,3.3105947211132478,18.595674016979583,4.6489185042448957]
[2188,547,22,0.79166666666666663,3.9643340380738499,3.0079706524560725,13.94808720100759,3.4870218002518976]
[2189,547.25,22,0.80208333333333337,3.9637456867744567,2.657235033710712,9.6157636199180718,2.403940904979518]
[2190,547.5,22,0.8125,3.9631529014275415,2.2640232841461407,5.9475285673988392,1.4868821418497098]
[2191,547.75,22,0.82291666666666663,3.9625556943301405,1.8346499885543819,3.1648529593405792,0.7912132398351448]
[2192,548,22,0.83333333333333337,3.9619540778710167,1.3760074627744625,1.3352304799438426,0.33380761998596065]
[2193,548.25,22,0.84375,3.9613480645304024,0.89545508689762776,0.36798091379655729,9.1995228449139321E-2]
[2194,548.5,22,0.85416666666666663,3.9607376668797429,0.40070118359057666,3.297279370989558E-2,8.243198427473895E-3]
[2195,548.75,22,0.86458333333333337,3.9601228975814315,-0.1003206620095889,5.1744600450459751E-4,1.2936150112614938E-4]
[2196,549,22,0.875,3.9595037693885509,-0.59957885581952641,0.11046706027465975,2.7616765068664936E-2]
[2197,549.25,22,0.88541666666666663,3.9588802951446058,-1.0890725800545866,0.66200968203216115,0.16550242050804029]
[2198,549.5,22,0.89583333333333337,3.9582524877832586,-1.5609600445741736,1.9492575714977667,0.48731439287444167]
[2199,549.75,22,0.90625,3.9576203603280589,-2.0076841479254735,4.14743930912047,1.0368598272801175]
[2200,550,22,0.91666666666666663,3.9569839258921751,-2.422093533883495,7.2822670415154223,1.8205667603788556]
[2201,550.25,22,0.92708333333333337,3.9563431976781218,-2.7975571037795754,11.220979012616549,2.8052447531541373]
[2202,550.5,22,0.9375,3.9556981889774865,-3.1280701504918711,15.686401322318199,3.9216003305795497]
[2203,550.75,22,0.94791666666666663,3.9550489131706517,-3.4083504149417303,20.292080908973801,5.0730202272434504]
[2204,551,22,0.95833333333333337,3.9543953837265198,-3.6339225281105008,24.593529635399396,6.1483824088498489]
[2205,551.25,22,0.96875,3.9537376142022329,-3.8011894883726165,28.148316693418696,7.037079173354674]
[2206,551.5,22,0.97916666666666663,3.9530756182428917,-3.907490032306872,30.576481322734907,7.6441203306837266]
[2207,551.75,22,0.98958333333333337,3.952409409581271,-3.9511409837631168,31.612689725736978,7.9031724314342444]
[2208,552,23,0,3.9517390020375371,-3.9314639071784461,31.142734884283659,7.7856837210709147]
[2209,552.25,23,1.0416666666666666E-2,3.9510644095189602,-3.8487956430822803,29.2192070926288,7.3048017731571999]
[2210,552.5,23,2.0833333333333332E-2,3.9503856460196243,-3.7044825623581343,26.054127505767468,6.513531876441867]
[2211,552.75,23,3.125E-2,3.9497027256201398,-3.5008586369901846,21.989613358753257,5.4974033396883142]
[2212,553,23,4.1666666666666664E-2,3.9490156624873491,-3.2412076845245879,17.45076416711791,4.3626910417794775]
[2213,553.25,23,5.2083333333333336E-2,3.9483244708740335,-2.92971039715672,12.887478290207287,3.2218695725518218]
[2214,553.5,23,6.25E-2,3.9476291651186184,-2.5713770101498787,8.7134699908114417,2.1783674977028604]
[2215,553.75,23,7.2916666666666671E-2,3.946929759644874,-2.1719666942861613,5.2511370574564111,1.3127842643641028]
[2216,554,23,8.3333333333333329E-2,3.9462262689616177,-1.7378949695737311,2.6900753698545623,0.67251884246364058]
[2217,554.25,23,9.375E-2,3.9455187076624121,-1.2761306290659395,1.0650727351097835,0.26626818377744588]
[2218,554.5,23,0.10416666666666667,3.9448070904252637,-0.79408382933782196,0.25662143326646908,6.415535831661727E-2]
[2219,554.75,23,0.11458333333333333,3.9440914320123159,-0.29948714522178876,1.3766654968919198E-2,3.4416637422297995E-3]
[2220,555,23,0.125,3.9433717472695453,0.19972850142126264,4.0833254934307776E-3,1.0208313733576944E-3]
[2221,555.25,23,0.13541666666666666,3.9426480511264526,0.69556104761651116,0.1724644661725431,4.3116116543135775E-2]
[2222,555.5,23,0.14583333333333334,3.9419203585957532,1.180065589061444,0.84219432185148713,0.21054858046287178]
[2223,555.75,23,0.15625,3.9411886847730644,1.6454817161848396,2.2833529751790551,0.57083824379476378]
[2224,556,23,0.16666666666666666,3.9404530448365946,2.0843578451019766,4.6409908634000905,1.1602477158500226]
[2225,556.25,23,0.17708333333333334,3.939713454046827,2.4896705510447767,7.9089625051820907,1.9772406262955227]
[2226,556.5,23,0.1875,3.9389699277462031,2.8549369927429269,11.925688290007399,2.9814220725018497]
[2227,556.75,23,0.19791666666666666,3.9382224813588049,3.1743186277452096,16.392508696418467,4.0981271741046168]
[2228,557,23,0.20833333333333334,3.9374711303900343,3.44271455902354,20.912064905200861,5.2280162263002152]
[2229,557.25,23,0.21875,3.9367158904262913,3.6558430201081809,25.041277848523844,6.260319462130961]
[2230,557.5,23,0.22916666666666666,3.9359567771346526,3.8103096967904317,28.351412293334938,7.0878530733337346]
[2231,557.75,23,0.23958333333333334,3.9351938062625438,3.9036617950219497,30.486700377099119,7.6216750942747797]
[2232,558,23,0.25,3.9344269936374148,3.9344269936374148,31.213203430899934,7.8033008577249836]
[2233,558.25,23,0.26041666666666669,3.9336563551664105,3.9021366632492471,30.450981551190633,7.6127453877976583]
[2234,558.5,23,0.27083333333333331,3.932881906836041,3.8073329852108722,28.285017640081968,7.0712544100204919]
[2235,558.75,23,0.28125,3.9321036647118501,3.6515598628636892,24.953366426342932,6.2383416065857329]
[2236,559,23,0.29166666666666669,3.9313216449380826,3.4373377772275022,20.814237368669264,5.2035593421673161]
[2237,559.25,23,0.30208333333333331,3.9305358637373473,3.1681229966918374,16.296711284451273,4.0741778211128183]
[2238,559.5,23,0.3125,3.929746337410283,2.8482518009949631,11.842107841528811,2.9605269603822029]
[2239,559.75,23,0.32291666666666669,3.9289530823352199,2.4828706198107535,7.8443351028692678,1.961083775717317]
[2240,560,23,0.33333333333333331,3.928156114967837,2.0778532117637249,4.5976770416895318,1.149419260422383]
[2241,560.25,23,{"$f":"IF(A2261<>\"\",MOD(B2261,24)/24,\"\")","v":0.34375},3.9273554518408251,1.6397062170432839,{"$f":"ABS(0.5*1.025*1*(F2261^3))","v":2.2593941487041103},{"$f":"G2261*$B$13","v":0.56484853717602757}]
[{"$f":"IF(IF(A2261<>\"\",A2261+1<=$B$16,0),A2261+1,\"\")","v":2242},{"$f":"IF(A2262<>\"\",A2262*$B$13,\"\")","v":560.5},{"$f":"IF(A2262<>\"\",ROUNDDOWN(A2262*$B$13/24,0),\"\")","v":23},0.35416666666666669,{"$f":"IF(A2262<>\"\",($B$4+$B$5)/2+($B$5-$B$4)/2*COS(2*PI()/$B$15*B2262),\"\")","v":3.9265511095635408},{"$f":"IF(A2262<>\"\",E2262*COS(2*PI()/$B$7*B2262),\"\")","v":1.175464602673435},0.83238172437210145,0.20809543109302536]
[2243,560.75,23,0.36458333333333331,3.9257431048216631,0.69257868094084984,0.17025552979620223,4.2563882449050558E-2]
[2244,561,23,0.375,3.9249314543768459,0.19879451591313574,4.0263086873647382E-3,1.0065771718411845E-3]
[2245,561.25,23,0.38541666666666669,3.9241161750663736,-0.29797036175440333,1.3558544610512783E-2,3.3896361526281958E-3]
[2246,561.5,23,0.39583333333333331,3.9232972838028077,-0.78975393709729835,0.25244645045318298,6.3111612613295745E-2]
[2247,561.75,23,0.40625,3.9224747975736385,-1.2686773531709608,1.0465197579798773,0.26162993949496932]
[2248,562,23,0.41666666666666669,3.9216487334409322,-1.7270711666708942,2.6401254943501837,0.66003137358754593]
[2249,562.25,23,0.42708333333333331,3.9208191085409765,-2.157598193193742,5.147609325800226,1.2869023314500565]
[2250,562.5,23,0.4375,3.9199859400839254,-2.5533709740287285,8.5317008879013283,2.1329252219753321]
[2251,562.75,23,0.44791666666666669,3.9191492453534429,-2.9080619834619772,12.603897036984185,3.1509742592460461]
[2252,563,23,0.45833333333333331,3.9183090417063435,-3.2160048127845049,17.046842151412879,4.2617105378532196]
[2253,563.25,23,0.46875,3.9174653465722313,-3.4722847126434773,21.455560012065202,5.3638900030163006]
[2254,563.5,23,0.47916666666666669,3.9166181774531412,-3.6728170467126944,25.391698702651276,6.3479246756628189]
[2255,563.75,23,0.48958333333333331,3.9157675519231736,-3.8144124041247238,28.443092113316478,7.1107730283291195]
[2256,564,23,0.5,3.9149134876281302,-3.8948273325743981,30.280183100163718,7.5700457750409296]
[2257,564.25,23,0.51041666666666663,3.9140560022851476,-3.9127998850228618,30.701301093928571,7.6753252734821427]
[2258,564.5,23,0.52083333333333337,3.9131951136823315,-3.8680694167905063,29.660375702636721,7.4150939256591801]
[2259,564.75,23,0.53125,3.9123308396783867,-3.7613803226094946,27.273169681052881,6.8182924202632202]
[2260,565,23,0.54166666666666663,3.9114631982022443,-3.5944696608529627,23.801171661513827,5.9502929153784567]
[2261,565.25,23,0.55208333333333337,3.9105922072526944,-3.3700388705362467,19.615464647848057,4.9038661619620143]
[2262,565.5,23,0.5625,3.9097178848980092,-3.0917100416486849,15.145727517596777,3.7864318793991942]
[2263,565.75,23,0.57291666666666663,3.9088402492755687,-2.763967446837639,10.821629002797046,2.7054072506992615]
[2264,566,23,0.58333333333333337,3.9079593185914865,-2.3920852784627185,7.0149381239628781,1.7537345309907195]
[2265,566.25,23,0.59375,3.9070751111202289,-1.9820427557887639,3.9905515530046025,0.99763788825115063]
[2266,566.5,23,0.60416666666666663,3.9061876452042386,-1.5404279690576121,1.873346252265065,0.46833656306626625]
[2267,566.75,23,0.61458333333333337,3.9052969392535526,-1.0743320071406475,0.63549101382464024,0.15887275345616006]
[2268,567,23,0.625,3.9044030117454214,-0.59123507055083901,0.10591913658366992,2.6479784145917479E-2]
[2269,567.25,23,0.63541666666666663,3.9035058812239241,-9.8886399308747222E-2,4.9556834799227491E-4,1.2389208699806873E-4]
[2270,567.5,23,0.64583333333333337,3.9026055662995862,0.39482005652146873,3.1542164239180243E-2,7.8855410597950606E-3]
[2271,567.75,23,0.65625,3.9017020856489908,0.8819722284535938,0.35160788076145649,8.7901970190364123E-2]
[2272,568,23,0.66666666666666663,3.9007954580143918,1.354766752841698,1.2743462935657728,0.3185865733914432]
[2273,568.25,23,0.67708333333333337,3.8998857022033282,1.8056339925137443,3.0170536709891467,0.75426341774728667]
[2274,568.5,23,0.6875,3.8989728370882291,2.2273592533465112,5.663236277837167,1.4158090694592917]
[2275,568.75,23,0.69791666666666663,3.8980568816060255,2.6131982543081751,9.1455735746003608,2.2863933936500902]
[2276,569,23,0.70833333333333337,3.8971378547577564,2.9569850025510123,13.250773645462486,3.3126934113656215]
[2277,569.25,23,0.71875,3.8962157756081752,3.2532303477872908,17.645676566224001,4.4114191415560002]
[2278,569.5,23,0.72916666666666663,3.8952906632853526,3.4972096404451021,21.920924709608933,5.4802311774022332]
[2279,569.75,23,0.73958333333333337,3.8943625369802826,3.6850380935545743,25.646010441742607,6.4115026104356518]
[2280,570,23,0.75,3.8934314159464813,3.8137326461327046,28.427888481568516,7.106972120392129]
[2281,570.25,23,0.76041666666666663,3.8924973194995891,3.8812593428334039,29.964832787504704,7.4912081968761761]
[2282,570.5,23,0.77083333333333337,3.8915602670169713,3.8865654773208336,30.08789714809172,7.52197428702293]
[2283,570.75,23,0.78125,3.8906202779373129,3.8295959914650184,28.784106268896487,7.1960265672241217]
[2284,571,23,0.79166666666666663,3.8896773717602184,3.7112938751273687,26.198106566419,6.54952664160475]
[2285,571.25,23,0.80208333333333337,3.888731568045805,3.5335845679367059,22.612070897388598,5.6530177243471496]
[2286,571.5,23,0.8125,3.8877828864142989,3.2993446209418433,18.406741421803641,4.6016853554509103]
[2287,571.75,23,0.82291666666666663,3.8868313465456268,3.0123551282493777,14.009169148133546,3.5022922870333866]
[2288,572,23,0.83333333333333337,3.8858769681790073,2.6772406826734625,9.8345867863501866,2.4586466965875466]
[2289,572.25,23,0.84375,3.8849197711125441,2.2993948411306055,6.230666810902834,1.5576667027257085]
[2290,572.5,23,0.85416666666666663,3.8839597752028112,1.8848933012977374,3.4320545556434867,0.85801363891087168]
[2291,572.75,23,0.86458333333333337,3.8829970003644445,1.4403961874637532,1.5315802565757277,0.38289506414393193]
[2292,573,23,0.875,3.8820314665697278,0.97304101740360149,0.47215795724137305,0.11803948931034326]
[2293,573.25,23,0.88541666666666663,3.8810631938481772,0.49032807071465051,6.041630213872292E-2,1.510407553468073E-2]
[2294,573.5,23,0.89583333333333337,3.8800922022861264,-1.0076937180128741E-13,5.2442033453969254E-40,1.3110508363492314E-40]
[2295,573.75,23,0.90625,3.8791185120263107,-0.49008238234590518,6.0325529365255044E-2,1.5081382341313761E-2]
[2296,574,23,0.91666666666666663,3.8781421432674485,-0.97206614866930752,0.47074024405357207,0.11768506101339302]
[2297,574.25,23,0.92708333333333337,3.8771631162638212,-1.4382321104850888,1.5246874022417705,0.38117185056044262]
[2298,574.5,23,0.9375,3.876181451324856,-1.8811184654545465,3.4114759144964935,0.85286897862412336]
[2299,574.75,23,0.94791666666666663,3.8751971688147013,-2.293640255995459,6.1840042136607885,1.5460010534151971]
[2300,575,23,0.95833333333333337,3.8742102891518062,-2.669202726768233,9.7462724868850987,2.4365681217212747]
[2301,575.25,23,0.96875,3.8732208328084967,-3.0018067670783593,13.862516199548091,3.4656290498870228]
[2302,575.5,23,0.97916666666666663,3.8722288203105504,-3.2861447520621936,18.186701522040277,4.5466753805100693]
[2303,575.75,23,0.98958333333333337,3.8712342722367707,-3.5176852513165646,22.30821407351322,5.577053518378305]
[2304,576,24,0,3.8702372092185615,-3.6927452528956364,25.807261073354635,6.4518152683386587]
[2305,576.25,24,{"$f":"IF(A2325<>\"\",MOD(B2325,24)/24,\"\")","v":1.0416666666666666E-2},3.8692376519394966,-3.8085487514471597,{"$f":"ABS(0.5*1.025*1*(F2325^3))","v":28.312122402066318},{"$f":"G2325*$B$13","v":7.0780306005165796}]
[{"$f":"IF(IF(A2325<>\"\",A2325+1<=$B$16,0),A2325+1,\"\")","v":2306},{"$f":"IF(A2326<>\"\",A2326*$B$13,\"\")","v":576.5},{"$f":"IF(A2326<>\"\",ROUNDDOWN(A2326*$B$13/24,0),\"\")","v":24},2.0833333333333332E-2,{"$f":"IF(A2326<>\"\",($B$4+$B$5)/2+($B$5-$B$4)/2*COS(2*PI()/$B$15*B2326),\"\")","v":3.8682356211348923},{"$f":"IF(A2326<>\"\",E2326*COS(2*PI()/$B$7*B2326),\"\")","v":-3.863270768454492},29.55012441275985,7.3875311031899624]
[2307,576.75,24,3.125E-2,3.8672311375913782,-3.8560661065791937,29.385107350567214,7.3462768376418035]
[2308,577,24,4.1666666666666664E-2,3.8662242221464624,-3.7870823851880857,27.836083377495086,6.9590208443737716]
[2309,577.25,24,5.2083333333333336E-2,3.8652148956881036,-3.6574571563719243,25.074461344163883,6.2686153360409707]
[2310,577.5,24,6.25E-2,3.8642031791542757,-3.4692991560683963,21.400263515609424,5.3500658789023561]
[2311,577.75,24,7.2916666666666671E-2,3.8631890935325321,-3.225653999195973,17.200743204349656,4.3001858010874141]
[2312,578,24,8.3333333333333329E-2,3.8621726598595725,-2.930454876910491,12.897305444078347,3.2243263610195867]
[2313,578.25,24,9.375E-2,3.8611538992208065,-2.5884590542203525,8.888280832969814,2.2220702082424535]
[2314,578.5,24,0.10416666666666667,3.860132832749914,-2.2051711933937233,5.4956719587580798,1.3739179896895199]
[2315,578.75,24,0.11458333333333333,3.8591094816284093,-1.7867547392280885,2.9234030642762554,0.73085076606906385]
[2316,579,24,0.125,3.8580838670852007,-1.3399327929544418,1.2329427684626355,0.30823569211565888]
[2317,579.25,24,0.13541666666666666,3.8570560103961493,-0.87188006928335648,0.33967541903341614,8.4918854758354034E-2]
[2318,579.5,24,0.14583333333333334,3.8560259328836284,-0.39010767316978578,3.0426174226927873E-2,7.6065435567319682E-3]
[2319,579.75,24,0.15625,3.8549936559160827,9.7657452964528671E-2,4.7732045846697271E-4,1.1933011461674318E-4]
[2320,580,24,0.16666666666666666,3.8539592009075814,0.58359647638678425,0.10186660984280861,2.5466652460702153E-2]
[2321,580.25,24,0.17708333333333334,3.8529225893173766,1.0599240270651442,0.61026446350249164,0.15256611587562291]
[2322,580.5,24,0.1875,3.851883842649459,1.5190129465651998,1.7962976256933809,0.44907440642334523]
[2323,580.75,24,0.19791666666666666,3.8508429824521095,1.9535164336425448,3.820718812364531,0.95517970309113276]
[2324,581,24,0.20833333333333334,3.8498000303174527,2.3564856301694537,6.7063815300204448,1.6765953825051112]
[2325,581.25,24,0.21875,3.8487550078810093,2.7214807651983026,10.330222534752721,2.5825556336881803]
[2326,581.5,24,0.22916666666666666,3.8477079368212483,3.042674079260939,14.436442117426601,3.6091105293566503]
[2327,581.75,24,0.23958333333333334,3.8466588388591361,3.3149428837415575,18.669041432563724,4.6672603581409309]
[2328,582,24,0.25,3.8456077357576852,3.5339512692017516,22.619111398645586,5.6547778496613965]
[2329,582.25,24,0.26041666666666669,3.8445546493215059,3.6962191593039524,25.880163238810944,6.470040809702736]
[2330,582.5,24,0.27083333333333331,3.8434996013963492,3.7991776105480226,28.103645671722237,7.0259114179305593]
[2331,582.75,24,0.28125,3.8424426138686569,3.8412094791118192,29.046769973869004,7.2616924934672511]
[2332,583,24,0.29166666666666669,3.8413837086651093,3.8216748111283039,28.605863329463318,7.1514658323658296]
[2333,583.25,24,0.30208333333333331,3.8403229077521646,3.7409205579579821,26.830534632924742,6.7076336582311855]
[2334,583.5,24,0.3125,3.8392602331356076,3.6002744694904192,23.916669496047614,5.9791673740119036]
[2335,583.75,24,0.32291666666666669,3.8381957068600934,3.4020232721970372,20.17928203209166,5.0448205080229149]
[2336,584,24,0.33333333333333331,3.8371293510086879,3.1493754904913649,16.009110406768524,4.0022776016921311]
[2337,584.25,24,0.34375,3.83606118770241,2.8464095158960476,11.819143828333869,2.9547859570834674]
[2338,584.5,24,0.35416666666666669,3.8349912390997751,2.4980077646302972,7.9886836150423752,1.9971709037605938]
[2339,584.75,24,0.36458333333333331,3.8339195273963318,2.1097779867324959,4.8128700935470166,1.2032175233867541]
[2340,585,24,0.375,3.8328460748242037,1.6879629951731367,2.4648053847512235,0.61620134618780587]
[2341,585.25,24,0.38541666666666669,3.8317709036516292,1.2393402682940367,0.97558598431239185,0.24389649607809796]
[2342,585.5,24,0.39583333333333331,3.8306940361824973,0.77111304039594619,0.23498925939883181,5.8747314849707952E-2]
[2343,585.75,24,0.40625,3.8296154947558851,0.29079463080204337,1.2602393042189793E-2,3.1505982605474483E-3]
[2344,586,24,0.41666666666666669,3.8285353017455965,-0.19391213090309384,3.7368770265804123E-3,9.3421925664510309E-4]
[2345,586.25,24,0.42708333333333331,3.8274534795596957,-0.67523844822654733,0.15778487102325808,3.9446217755814521E-2]
[2346,586.5,24,0.4375,3.8263700506400435,-1.1454740880113012,0.77028187319089814,0.19257046829772453]
[2347,586.75,24,0.44791666666666669,3.8252850374618323,-1.5970909011937755,2.0877705931067436,0.52194264827668591]
[2348,587,24,0.45833333333333331,3.8241984625331185,-2.0228633550278494,4.2422231625138922,1.060555790628473]
[2349,587.25,24,0.46875,3.8231103483943554,-2.4159841467695897,7.2273004657357776,1.8068251164339444]
[2350,587.5,24,0.47916666666666669,3.8220207176179288,-2.7701730487698164,10.894682260868759,2.7236705652171898]
[2351,587.75,24,0.48958333333333331,3.8209295928076843,-3.0797772444708511,14.97103366984045,3.7427584174601125]
[2352,588,24,0.5,3.8198369965984602,-3.3398615521997828,19.093223778449389,4.7733059446123471]
[2353,588.25,24,0.51041666666666663,3.8187429516556213,-3.5462870966504467,22.856806163464231,5.7142015408660578]
[2354,588.5,24,0.52083333333333337,3.8176474806745815,-3.6957771739382812,25.870880278169395,6.4677200695423487]
[2355,588.75,24,0.53125,3.81655060638034,-3.7859692620945369,27.811545320742695,6.9528863301856738]
[2356,589,24,0.54166666666666663,3.8154523515270071,-3.8154523515270071,28.466362317283604,7.116590579320901]
[2357,589.25,24,0.55208333333333337,3.81435273889733,-3.7837890057345351,27.763524815055639,6.9408812037639098]
[2358,589.5,24,0.5625,3.8132517913022235,-3.6915218076352594,25.781618921365787,6.4454047303414468]
[2359,589.75,24,0.57291666666666663,3.8121495315802965,-3.540164097320059,22.738617164602438,5.6846542911506095]
[2360,590,24,0.58333333333333337,3.8110459825973759,-3.3321751588553536,18.961702874531429,4.7404257186328573]
[2361,590.25,24,0.59375,3.8099411672460342,-3.0709202628971766,14.842241365932949,3.7105603414832373]
[2362,590.5,24,0.60416666666666663,3.808835108445114,-2.760616214345994,10.782313950855391,2.6955784877138478]
[2363,590.75,24,0.61458333333333337,3.8077278291392531,-2.4062632861949185,7.1404125425660254,1.7851031356415064]
[2364,591,24,0.625,3.8066193522984078,-2.0135646383799397,4.1839896033771709,1.0459974008442927]
[2365,591.25,24,0.63541666666666663,3.8055097009173755,-1.5888345203610084,2.0555586418740632,0.51388966046851581]
[2366,591.5,24,0.64583333333333337,3.8043988980153216,-1.1388967351462476,0.75708896062884035,0.18927224015721009]
[2367,591.75,24,0.65625,3.8032869666352962,-0.67097499766516588,0.15481494477768548,3.870373619442137E-2]
[2368,592,24,0.66666666666666663,3.8021739298437605,-0.19257694932682501,3.6602165265300426E-3,9.1505413163251066E-4]
[2369,592.25,24,{"$f":"IF(A2389<>\"\",MOD(B2389,24)/24,\"\")","v":0.67708333333333337},3.8010598107301079,0.28862630878512679,{"$f":"ABS(0.5*1.025*1*(F2389^3))","v":1.2322579124486395E-2},{"$f":"G2389*$B$13","v":3.0806447811215988E-3}]
[{"$f":"IF(IF(A2389<>\"\",A2389+1<=$B$16,0),A2389+1,\"\")","v":2370},{"$f":"IF(A2390<>\"\",A2390*$B$13,\"\")","v":592.5},{"$f":"IF(A2390<>\"\",ROUNDDOWN(A2390*$B$13/24,0),\"\")","v":24},0.6875,{"$f":"IF(A2390<>\"\",($B$4+$B$5)/2+($B$5-$B$4)/2*COS(2*PI()/$B$15*B2390),\"\")","v":3.7999446324061821},{"$f":"IF(A2390<>\"\",E2390*COS(2*PI()/$B$7*B2390),\"\")","v":0.76492323092215819},0.22937570794936471,5.7343926987341177E-2]
[2371,592.75,24,0.69791666666666663,3.7988284180058001,1.228685417045255,0.95063977439337577,0.23765994359834394]
[2372,593,24,0.70833333333333337,3.7977111906842733,1.6724897976824442,2.3976417998682771,0.59941044996706927]
[2373,593.25,24,0.71875,3.7965929736179245,2.0892374561034961,4.6736617712229176,1.1684154428057294]
[2374,593.5,24,0.72916666666666663,3.7954737900036069,2.4722671857018357,7.744262818881805,1.9360657047204513]
[2375,593.75,24,0.73958333333333337,3.7943536630582266,2.8154619659946762,11.437809639220411,2.8594524098051028]
[2376,594,24,0.75,3.7932326160182579,3.113346655222851,15.465939581764472,3.866484895441118]
[2377,594.25,24,0.76041666666666663,3.7921106721392612,3.3611753393154302,19.461099595016584,4.8652748987541461]
[2378,594.5,24,0.77083333333333337,3.7909878546954023,3.5550069436843033,23.025826596176852,5.7564566490442131]
[2379,594.75,24,0.78125,3.789864186978968,3.6917679032456197,25.78677546646351,6.4466938666158775]
[2380,595,24,0.79166666666666663,3.7887396922998837,3.7693008941863995,27.445825151731647,6.8614562879329117]
[2381,595.25,24,0.80208333333333337,3.7876143939852311,3.7863988549586072,27.821013699639725,6.9552534249099311]
[2382,595.5,24,0.8125,3.7864883153787603,3.7428237601903942,26.871505764967125,6.7178764412417813]
[2383,595.75,24,0.82291666666666663,3.78536147984041,3.6393098558623209,24.70307235977236,6.17576808994309]
[2384,596,24,0.83333333333333337,3.7842339107458214,3.4775513132780036,21.553336564324873,5.3883341410812182]
[2385,596.25,24,0.84375,3.783105631485852,3.2601745090697065,17.758914319498768,4.4397285798746919]
[2386,596.5,24,0.85416666666666663,3.78197666546609,2.9906953847150834,13.709146304328048,3.4272865760820119]
[2387,596.75,24,0.86458333333333337,3.780847036106374,2.6734625778598393,9.7930099978297687,2.4482524994574422]
[2388,597,24,0.875,3.7797167668402998,2.3135872453186304,6.3467517854943916,1.5866879463735979]
[2389,597.25,24,0.88541666666666663,3.7785858811147381,1.9168607103234854,3.6096536849163821,0.90241342122909551]
[2390,597.5,24,0.89583333333333337,3.7774544023893495,1.4896612610058255,1.6941678723914975,0.42354196809787437]
[2391,597.75,24,0.90625,3.7763223541360951,1.0388516001307015,0.57458516497394541,0.14364629124348635]
[2392,598,24,0.91666666666666663,3.7751897598387498,0.57166859499045997,9.5747374405120558E-2,2.393684360128014E-2]
[2393,598.25,24,0.92708333333333337,3.7740566429924174,9.5607098738776916E-2,4.4788270042325339E-4,1.1197067510581335E-4]
[2394,598.5,24,0.9375,3.7729230271030407,-0.38170029163989161,2.8501081829516873E-2,7.1252704573792182E-3]
[2395,598.75,24,0.94791666666666663,3.7717889356869145,-0.8526056115612185,0.31764237153477715,7.9410592883694286E-2]
[2396,599,24,0.95833333333333337,3.7706543922702003,-1.3095680770979248,1.1510073830117769,0.28775184575294421]
[2397,599.25,24,0.96875,3.7695194203884332,-1.7452748415289934,2.7244908557015037,0.68112271392537593]
[2398,599.5,24,0.97916666666666663,3.768384043586039,-2.1527580263711408,5.113043895165637,1.2782609737914092]
[2399,599.75,24,0.98958333333333337,3.767248285415842,-2.5255061539630868,8.2554198072998357,2.0638549518249589]
[2400,600,25,0,3.766112169438578,-2.857568199533703,11.958692045485499,2.9896730113713748]
[2401,600.25,25,1.0416666666666666E-2,3.7649757192224063,-3.1436486000431403,15.921935213878456,3.9804838034696139]
[2402,600.5,25,2.0833333333333332E-2,3.7638389583424181,-3.379191703013027,19.775722546294244,4.9439306365735609]
[2403,600.75,25,3.125E-2,3.7627019103801511,-3.5604543087026017,23.131836834672672,5.782959208668168]
[2404,601,25,4.1666666666666664E-2,3.7615645989230968,-3.684565150600593,25.636137374195535,6.4090343435488837]
[2405,601.25,25,5.2083333333333336E-2,3.760427047564213,-3.7495703692040983,27.017079163977446,6.7542697909943614]
[2406,601.5,25,6.25E-2,3.7592892799014357,-3.754464259068738,27.123004303599153,6.7807510758997882]
[2407,601.75,25,7.2916666666666671E-2,3.7581513195371863,-3.6992048055249618,25.94292854542525,6.4857321363563125]
[2408,602,25,8.3333333333333329E-2,3.7570131900778834,-3.584713771466062,23.607898136339365,5.9019745340848413]
[2409,602.25,25,9.375E-2,3.7558749151334552,-3.4128613423131031,20.372756860263042,5.0931892150657605]
[2410,602.5,25,0.10416666666666667,3.7547365183168466,-3.1864355846754022,16.580945813397747,4.1452364533494368]
[2411,602.75,25,0.11458333333333333,3.7535980232435309,-2.909097217391091,12.617362321489688,3.154340580372422]
[2412,603,25,0.125,3.7524594535310203,-2.5853204286556957,8.8559876745775643,2.2139969186443911]
[2413,603.25,25,0.13541666666666666,3.7513208327983745,-2.2203206960673247,5.6097174982468898,1.4024293745617225]
[2414,603.5,25,0.14583333333333334,3.7501821846657117,-1.8199707740673925,3.0894922601221544,0.7723730650305386]
[2415,603.75,25,0.15625,3.7490435327537193,-1.3907062021184211,1.3784786501717816,0.3446196625429454]
[2416,604,25,0.16666666666666666,3.747904900683162,-0.93942185402096179,0.42488935143214851,0.10622233785803713]
[2417,604.25,25,0.17708333333333334,3.7467663120743935,-0.47336119136892058,5.4359044924032957E-2,1.3589761231008239E-2]
[2418,604.5,25,0.1875,3.7456277905468665,1.0828988202501823E-13,6.5081493623683456E-40,1.6270373405920864E-40]
[2419,604.75,25,0.19791666666666666,3.7444893597186408,0.47307352440780498,5.4260001315216667E-2,1.3565000328804167E-2]
[2420,605,25,0.20833333333333334,3.7433510432058954,0.93828041811294915,0.42334245876428428,0.10583561469107107]
[2421,605.25,25,0.21875,3.7422128646224384,1.388172368501452,1.3709577038918979,0.34273942597297447]
[2422,605.5,25,0.22916666666666666,3.7410748475792155,1.815550965505887,3.0670383335630413,0.76675958339076034]
[2423,605.75,25,0.23958333333333334,3.7399370156838216,2.2135828760124028,5.5588023088704723,1.3897005772176181]
[2424,606,25,0.25,3.7387993925400123,2.5759090985203374,8.7596240850710601,2.189906021267765]
[2425,606.25,25,0.26041666666666669,3.7376620017472111,2.8967465513090689,12.457341366283206,3.1143353415708015]
[2426,606.5,25,0.27083333333333331,3.7365248669000208,3.1709803712810194,16.340845763834874,4.0852114409587186]
[2427,606.75,25,0.28125,3.7353880115877378,3.3942454504863688,20.041194524383616,5.0102986310959041]
[2428,607,25,0.29166666666666669,3.7342514593938563,3.5629959106768911,23.18140963791533,5.7953524094788325]
[2429,607.25,25,0.30208333333333331,3.7331152338955844,3.6745614102908895,25.427894402028233,6.3569736005070583]
[2430,607.5,25,0.3125,3.7319793586633527,3.7271893899187343,26.53617075829581,6.6340426895739526]
[2431,607.75,25,0.32291666666666669,3.730843857260326,3.7200725881310968,26.384454054411254,6.5961135136028135]
[2432,608,25,0.33333333333333331,3.7297087532419129,3.6533613959519537,24.990317619207453,6.2475794048018631]
[2433,608.25,25,{"$f":"IF(A2453<>\"\",MOD(B2453,24)/24,\"\")","v":0.34375},3.7285740701552794,3.5281608614220312,{"$f":"ABS(0.5*1.025*1*(F2453^3))","v":22.508108684600931},{"$f":"G2453*$B$13","v":5.6270271711502327}]
[{"$f":"IF(IF(A2453<>\"\",A2453+1<=$B$16,0),A2453+1,\"\")","v":2434},{"$f":"IF(A2454<>\"\",A2454*$B$13,\"\")","v":608.5},{"$f":"IF(A2454<>\"\",ROUNDDOWN(A2454*$B$13/24,0),\"\")","v":25},0.35416666666666669,{"$f":"IF(A2454<>\"\",($B$4+$B$5)/2+($B$5-$B$4)/2*COS(2*PI()/$B$15*B2454),\"\")","v":3.7274398315388604},{"$f":"IF(A2454<>\"\",E2454*COS(2*PI()/$B$7*B2454),\"\")","v":3.3465124017323804},19.207515223300057,4.8018788058250141]
[2435,608.75,25,0.36458333333333331,3.726306060921869,3.1113605253657965,15.436359413456429,3.8590898533641074]
[2436,609,25,0.375,3.7251727818238103,2.826505106642927,11.572926449940855,2.8932316124852138]
[2437,609.25,25,0.38541666666666669,3.7240400177539934,2.4965399861889739,7.9746099247606326,1.9936524811901581]
[2438,609.5,25,0.39583333333333331,3.7229077922110432,2.126778889418941,4.9301586194970675,1.2325396548742669]
[2439,609.75,25,0.40625,3.7217761286824125,1.7231698576903822,2.6222744127526285,0.65556860318815713]
[2440,610,25,0.41666666666666669,3.7206450506438968,1.2921995700595954,1.1058154319616078,0.27645385799040195]
[2441,610.25,25,0.42708333333333331,3.719514581559145,0.84078909466941409,0.30461766167369347,7.6154415418423368E-2]
[2442,610.5,25,0.4375,3.7183847448791734,0.37618274514301014,2.7282897016889865E-2,6.8207242542224662E-3]
[2443,610.75,25,0.44791666666666669,3.7172555640418796,-9.4168173233044827E-2,4.2796308215936011E-4,1.0699077053984003E-4]
[2444,611,25,0.45833333333333331,3.716127062471557,-0.56272486199472349,9.132342264370831E-2,2.2830855660927078E-2]
[2445,611.25,25,0.46875,3.7149992635784055,-1.0219818562961935,0.54704547074946541,0.13676136768736635]
[2446,611.5,25,0.47916666666666669,3.7138721907580514,-1.4645872435679723,1.6100509192029522,0.40251272980073804]
[2447,611.75,25,0.48958333333333331,3.7127458673910567,-1.8834603485360648,3.424233050510487,0.85605826262762175]
[2448,612,25,0.5,3.7116203168424371,-2.2719050008846842,6.0098602358584436,1.5024650589646109]
[2449,612.25,25,0.51041666666666663,3.7104955624611771,-2.6237165737788573,9.2564535436183668,2.3141133859045917]
[2450,612.5,25,0.52083333333333337,3.7093716275797441,-2.9332810823752511,12.934656915119652,3.2336642287799129]
[2451,612.75,25,0.53125,3.7082485355136057,-3.1956647597039614,16.725438403019222,4.1813596007548055]
[2452,613,25,0.54166666666666663,3.707126309560747,-3.4066926808337681,20.262486666493832,5.0656216666234579]
[2453,613.25,25,0.55208333333333337,3.7060049730011837,-3.5630151825518204,23.181785797463235,5.7954464493658087]
[2454,613.5,25,0.5625,3.7048845490964832,-3.662161022074522,25.171330822497982,6.2928327056244955]
[2455,613.75,25,0.57291666666666663,3.7037650610892801,-3.7025764313849603,26.013929964632368,6.503482491158092]
[2456,614,25,0.58333333333333337,3.7026465322027939,-3.6836494502519375,25.61702859036409,6.4042571475910224]
[2457,614.25,25,0.59375,3.7015289856403468,-3.6057191571852441,24.025341064925335,6.0063352662313338]
[2458,614.5,25,0.60416666666666663,3.7004124445848858,-3.4700696597330682,21.414525165929099,5.3536312914822748]
[2459,614.75,25,0.61458333333333337,3.6992969321984965,-3.2789089497475983,18.066829296607452,4.5167073241518629]
[2460,615,25,0.625,3.6981824716219256,-3.0353329716208663,14.332200933458013,3.5830502333645033]
[2461,615.25,25,0.63541666666666663,3.6970690859741024,-2.7432754881432651,10.580401262588632,2.645100315647158]
[2462,615.5,25,0.64583333333333337,3.6959567983516557,-2.4074445557762942,7.1509337024116064,1.7877334256029016]
[2463,615.75,25,0.65625,3.6948456318284357,-2.0332466351217913,4.3078845564027262,1.0769711391006815]
[2464,616,25,0.66666666666666663,3.6937356094550386,-1.6266995598040888,2.206052873489535,0.55151321837238376]
[2465,616.25,25,0.67708333333333337,3.6926267542583235,-1.1943357646906652,0.87311848406032566,0.21827962101508142]
[2466,616.5,25,0.6875,3.6915190892409373,-0.74309732954318342,0.21029598032548236,5.2573995081370589E-2]
[2467,616.75,25,0.69791666666666663,3.6904126373808381,-0.28022452433249351,1.1277485870850732E-2,2.819371467712683E-3]
[2468,617,25,0.70833333333333337,3.6893074216308173,0.18686035449611482,3.3438391250233158E-3,8.3595978125582896E-4]
[2469,617.25,25,0.71875,3.6882034649180229,0.65067199319207802,0.14118228652575315,3.5295571631438288E-2]
[2470,617.5,25,0.72916666666666663,3.6871007901434854,1.103782007254873,0.68919767039888069,0.17229941759972017]
[2471,617.75,25,0.73958333333333337,3.6859994201816435,1.5389379034833324,1.8679152106219172,0.46697880265547931]
[2472,618,25,0.75,3.6848993778798667,1.9491791525746172,3.795326501109586,0.94883162527739651]
[2473,618.25,25,0.76041666666666663,3.6838006860579817,2.3279485147774803,6.4656766735870672,1.6164191683967668]
[2474,618.5,25,0.77083333333333337,3.6827033675078038,2.6691968382741287,9.7462079836449806,2.4365519959112452]
[2475,618.75,25,0.78125,3.681607444992657,2.9674796556068266,13.392360162773201,3.3480900406933003]
[2476,619,25,0.79166666666666663,3.680512941246906,3.2180440358556148,17.079290200572366,4.2698225501430915]
[2477,619.25,25,0.80208333333333337,3.6794198789754859,3.4169043072964183,20.445244968790462,5.1113112421976155]
[2478,619.5,25,0.8125,3.6783282808534272,3.5609054443726751,23.140630868912126,5.7851577172280315]
[2479,619.75,25,0.82291666666666663,3.6772381695253866,3.647773111130733,24.875815256117232,6.2189538140293079]
[2480,620,25,0.83333333333333337,3.6761495676051807,3.6761495676051807,25.460878708204742,6.3652196770511855]
[2481,620.25,25,0.84375,3.6750624976753117,3.6456148725539865,24.831687359087812,6.2079218397719531]
[2482,620.5,25,0.85416666666666663,3.6739769822865025,3.5566930517926765,23.058604970744117,5.7646512426860292]
[2483,620.75,25,0.86458333333333337,3.6728930439572278,3.4108431423789938,20.336635861151631,5.0841589652879078]
[2484,621,25,0.875,3.6718107051732476,3.2104352651916117,16.958429159771224,4.2396072899428061]
[2485,621.25,25,0.88541666666666663,3.670729988387138,2.9587121181481519,13.274005742463373,3.3185014356158433]
[2486,621.5,25,0.89583333333333337,3.6696509160178303,2.6597365155783841,9.6429456067182056,2.4107364016795514]
[2487,621.75,25,0.90625,3.6685735104501411,2.3183258223839078,6.3858290390235295,1.5964572597558824]
[2488,622,25,0.91666666666666663,3.6674977940343112,1.9399743409976193,3.7418108252484461,0.93545270631211153]
[2489,622.25,25,0.92708333333333337,3.6664237890855405,1.5307649014710414,1.8383125717432689,0.45957814293581722]
[2490,622.5,25,0.9375,3.6653515178835248,1.0972710771887197,0.67707326458184858,0.16926831614546214]
[2491,622.75,25,0.94791666666666663,3.6642810026719945,0.64645159799430829,0.1384528531242121,3.4613213281053025E-2]
[2492,623,25,0.95833333333333337,3.6632122656582542,0.18553865653537346,3.2733850342674519E-3,8.1834625856686298E-4]
[2493,623.25,25,0.96875,3.6621453290127186,-0.27807809957735141,1.1020320623235868E-2,2.7550801558089669E-3]
[2494,623.5,25,0.97916666666666663,3.6610802148684551,-0.73697002917885257,0.20513669262811368,5.128417315702842E-2]
[2495,623.75,25,0.98958333333333337,3.6600169453207259,-1.1837885137267785,0.85019047451483187,0.21254761862870797]
[2496,624,26,0,3.6589555424265261,-1.6113826216941496,2.1443214824408581,0.53608037061021452]
[2497,624.25,26,{"$f":"IF(A2517<>\"\",MOD(B2517,24)/24,\"\")","v":1.0416666666666666E-2},3.657896028204128,-2.0129135374166118,{"$f":"ABS(0.5*1.025*1*(F2517^3))","v":4.1799321440620076},{"$f":"G2517*$B$13","v":1.0449830360155019}]
[{"$f":"IF(IF(A2517<>\"\",A2517+1<=$B$16,0),A2517+1,\"\")","v":2498},{"$f":"IF(A2518<>\"\",A2518*$B$13,\"\")","v":624.5},{"$f":"IF(A2518<>\"\",ROUNDDOWN(A2518*$B$13/24,0),\"\")","v":26},2.0833333333333332E-2,{"$f":"IF(A2518<>\"\",($B$4+$B$5)/2+($B$5-$B$4)/2*COS(2*PI()/$B$15*B2518),\"\")","v":3.6568384246326264},{"$f":"IF(A2518<>\"\",E2518*COS(2*PI()/$B$7*B2518),\"\")","v":-2.381963923567044},6.9262698573981449,1.7315674643495362]
[2499,624.75,26,3.125E-2,3.6557827536514784,-2.7126404686665873,10.229880940829929,2.5574702352074823]
[2500,625,26,4.1666666666666664E-2,3.6547290371600507,-2.9996679812196709,13.832906198574156,3.4582265496435389]
[2501,625.25,26,5.2083333333333336E-2,3.6536772970171669,-3.2384735284170487,17.406639062710312,4.351659765677578]
[2502,625.5,26,6.25E-2,3.6526275550406502,-3.425259277678554,20.595589338996284,5.148897334749071]
[2503,625.75,26,7.2916666666666671E-2,3.6515798330068736,-3.5570628810262948,23.065798703379897,5.7664496758449744]
[2504,626,26,8.3333333333333329E-2,3.6505341526503079,-3.6318044424662155,24.550550585546581,6.1376376463866453]
[2505,626.25,26,9.375E-2,3.6494905356630696,-3.6483193239947331,24.886991547423968,6.2217478868559919]
[2506,626.5,26,0.10416666666666667,3.6484490036944721,-3.6063762730784505,24.038478785932394,6.0096196964830986]
[2507,626.75,26,0.11458333333333333,3.6474095783505751,-3.5066805898329956,22.099502553638111,5.5248756384095277]
[2508,627,26,0.125,3.6463722811937394,-3.3508622918784212,19.2825120136179,4.8206280034044751]
[2509,627.25,26,0.13541666666666666,3.6453371337421756,-3.1414494751297015,15.888544233728284,3.9721360584320711]
[2510,627.5,26,0.14583333333333334,3.644304157469501,-2.8818273057480148,12.265852160798364,3.0664630401995909]
[2511,627.75,26,0.15625,3.6432733738042926,-2.5761833083333632,8.7624218125846838,2.1906054531461709]
[2512,628,26,0.16666666666666666,3.6422448041296422,-2.2294398345108601,5.679121231059848,1.419780307764962]
[2513,628.25,26,0.17708333333333334,3.6412184697827144,-1.8471748008468019,3.2301140412274401,0.80752851030686001]
[2514,628.5,26,0.1875,3.640194392054303,-1.4355319722572752,1.5161161656425808,0.3790290414106452]
[2515,628.75,26,0.19791666666666666,3.6391725921883884,-1.0011222337536743,0.51422737146133568,0.12855684286533392]
[2516,629,26,0.20833333333333334,3.6381530913816982,-0.55091743684936501,8.5694593794832005E-2,2.1423648448708001E-2]
[2517,629.25,26,0.21875,3.6371359107832686,-9.2138524946157138E-2,4.0088299620341937E-4,1.0022074905085484E-4]
[2518,629.5,26,0.22916666666666666,3.6361210714940024,0.36786026734633182,2.5511883095324175E-2,6.3779707738310437E-3]
[2519,629.75,26,0.23958333333333334,3.6351085945662338,0.82170928416416822,0.28434686964077588,7.108671741019397E-2]
[2520,630,26,0.25,3.6340985010032911,1.2621414987540278,1.030428848555665,0.25760721213891624]
[2521,630.25,26,0.26041666666666669,3.633090811759061,1.6821088535736701,2.4392491356396229,0.60981228390990572]
[2522,630.5,26,0.27083333333333331,3.6320855477375531,2.0748950279276781,4.5780682166338496,1.1445170541584624]
[2523,630.75,26,0.28125,3.6310827297924684,2.4342228292042982,7.3922196529029991,1.8480549132257498]
[2524,631,26,0.29166666666666669,3.6300823787267635,2.7543544909029198,10.709109814377682,2.6772774535944204]
[2525,631.25,26,0.30208333333333331,3.6290845152922215,3.0301832752039375,14.259377289639675,3.5648443224099187]
[2526,631.5,26,0.3125,3.6280891601890217,3.2573149179851013,17.712224761131168,4.428056190282792]
[2527,631.75,26,0.32291666666666669,3.6270963340653086,3.4321376176720633,20.719914059262816,5.179978514815704]
[2528,632,26,0.33333333333333331,3.6261060575167634,3.5518794534947014,22.965109657860843,5.7412774144652108]
[2529,632.25,26,0.34375,3.6251183510861793,3.6146523206440833,24.204352065251371,6.0510880163128427]
[2530,632.5,26,0.35416666666666669,3.6241332352630331,3.6194816862444172,24.301496601840451,6.0753741504601129]
[2531,632.75,26,0.36458333333333331,3.6231507304830592,3.5663216974974663,23.246384519719786,5.8115961299299466]
[2532,633,26,0.375,3.6221708571278306,3.4560554081738486,21.156116964224758,5.2890292410561894]
[2533,633.25,26,0.38541666666666669,3.6211936355243295,3.2904801280561498,18.258777095545579,4.5646942738863947]
[2534,633.5,26,0.39583333333333331,3.6202190859445293,3.072278138159692,14.861938548024519,3.7154846370061296]
[2535,633.75,26,0.40625,3.6192472286049764,2.8049732487569656,11.310454079995974,2.8276135199989936]
[2536,634,26,0.41666666666666669,3.6182780836663642,2.4928739036626806,7.9395301729750107,1.9848825432437527]
[2537,634.25,26,0.42708333333333331,3.6173116712331206,2.1410037492776688,5.0297471496568775,1.2574367874142194]
[2538,634.5,26,0.4375,3.6163480113529896,1.7550207871049934,2.7703884252381559,0.69259710630953897]
[2539,634.75,26,0.44791666666666669,3.6153871240166136,1.3411264106436938,1.2362406360680112,0.30906015901700279]
[2540,635,26,0.45833333333333331,3.6144290291571202,0.90596578882771339,0.38109150162153271,9.5272875405383178E-2]
[2541,635.25,26,0.46875,3.61347374664971,0.45652119593959406,4.8761460898816604E-2,1.2190365224704151E-2]
[2542,635.5,26,0.47916666666666669,3.6125212963112405,-1.150629552384112E-13,7.8072923480535921E-40,1.951823087013398E-40]
[2543,635.75,26,0.48958333333333331,3.6115716978998185,-0.45628089377328757,4.8684500717818296E-2,1.2171125179454574E-2]
[2544,636,26,0.5,3.6106249711143885,-0.90501229204646749,0.37988951179377728,9.497237794844432E-2]
[2545,636.25,26,0.51041666666666663,3.6096811355943257,-1.3390097765159017,1.230396575034798,0.30759914375869951]
[2546,636.5,26,0.52083333333333337,3.6087402109190259,-1.7513287066238676,2.7529407786012281,0.68823519465030703]
[2547,636.75,26,0.53125,3.6078022166075017,-2.1353753213573223,4.9901836333771881,1.247545908344297]
[2548,637,26,0.54166666666666663,3.6068671721179766,-2.4850121630893609,7.8646504709659899,1.9661626177414975]
[2549,637.25,26,0.55208333333333337,3.6059350968474817,-2.7946561382903128,11.186107950015501,2.7965269875038752]
[2550,637.5,26,0.5625,3.6050060101314525,-3.0593676487321053,14.675363913989436,3.668840978497359]
[2551,637.75,26,0.57291666666666663,3.6040799312433296,-3.2749293706203719,18.001126511787213,4.5002816279468032]
[2552,638,26,0.58333333333333337,3.6031568793941569,-3.4379134255979027,20.824696354030298,5.2061740885075745]
[2553,638.25,26,0.59375,3.6022368737321835,-3.5457358740920708,22.846149472208889,5.7115373680522223]
[2554,638.5,26,0.60416666666666663,3.6013199333424679,-3.5966976650332834,23.845458016475213,5.9613645041188033]
[2555,638.75,26,0.61458333333333337,3.6004060772464808,-3.5900113932778477,23.712718751186735,5.9281796877966837]
[2556,639,26,0.625,3.5994953244017092,-3.5258134436498216,22.463212102087116,5.615803025521779]
[2557,639.25,26,0.63541666666666663,3.5985876937012673,-3.4051613347144851,20.235174310352175,5.0587935775880437]
[2558,639.5,26,0.64583333333333337,3.5976832039735007,-3.230016312464806,17.27062350027936,4.3176558750698399]
[2559,639.75,26,0.65625,3.596781873981596,-3.0032114802424372,13.881986446334384,3.470496611583596]
[2560,640,26,0.66666666666666663,3.5958837224231948,-2.7284059826473919,10.409283795659812,2.602320948914953]
[2561,640.25,26,{"$f":"IF(A2581<>\"\",MOD(B2581,24)/24,\"\")","v":0.67708333333333337},3.5949887679300021,-2.4100259842133465,{"$f":"ABS(0.5*1.025*1*(F2581^3))","v":7.1739615528252152},{"$f":"G2581*$B$13","v":1.7934903882063038}]
[{"$f":"IF(IF(A2581<>\"\",A2581+1<=$B$16,0),A2581+1,\"\")","v":2562},{"$f":"IF(A2582<>\"\",A2582*$B$13,\"\")","v":640.5},{"$f":"IF(A2582<>\"\",ROUNDDOWN(A2582*$B$13/24,0),\"\")","v":26},0.6875,{"$f":"IF(A2582<>\"\",($B$4+$B$5)/2+($B$5-$B$4)/2*COS(2*PI()/$B$15*B2582),\"\")","v":3.5940970290674015},{"$f":"IF(A2582<>\"\",E2582*COS(2*PI()/$B$7*B2582),\"\")","v":-2.0531933946728644},4.4359173419954745,1.1089793354988686]
[2563,640.75,26,0.69791666666666663,3.5932085243340715,-1.6636434883364604,2.3597971004827061,0.58994927512067652]
[2564,641,26,0.70833333333333337,3.5923232721615981,-1.2476327423382978,0.99530035906529413,0.24882508976632353]
[2565,641.25,26,0.71875,3.5914412909140956,-0.81183837442578399,0.27422219167499701,6.8555547918749252E-2]
[2566,641.5,26,0.72916666666666663,3.5905625988878249,-0.36325119312022514,2.4564900990769536E-2,6.1412252476923841E-3]
[2567,641.75,26,0.73958333333333337,3.5896872143108136,9.0936520673911253E-2,3.8539748000355242E-4,9.6349370000888105E-5]
[2568,642,26,0.75,3.5888151553424761,0.54344630284830664,8.2255280047025911E-2,2.0563820011756478E-2]
[2569,642.25,26,0.76041666666666663,3.5879464400732415,0.98703011843545141,0.49281632385002849,0.12320408096250712]
[2570,642.5,26,0.77083333333333337,3.5870810865241736,1.4145864292370689,1.4507157693654003,0.36267894234135006]
[2571,642.75,26,0.78125,3.5862191126465999,1.81927385850906,3.0859444709919508,0.7714861177479877]
[2572,643,26,0.79166666666666663,3.5853605363217378,2.1946206338728187,5.4171672485499522,1.3542918121374881]
[2573,643.25,26,0.80208333333333337,3.5845053753603247,2.5346280581168914,8.345196826177693,2.0862992065444232]
[2574,643.5,26,0.8125,3.5836536475022465,2.8338663540330273,11.66358247158321,2.9158956178958024]
[2575,643.75,26,0.82291666666666663,3.5828053704161738,3.0875613523383474,15.084838263984983,3.7712095659962457]
[2576,644,26,0.83333333333333337,3.5819605616991907,3.2916706390891051,18.278602598508925,4.5696506496272313]
[2577,644.25,26,0.84375,3.5811192388764312,3.4429479484244281,20.916318221960591,5.2290795554901477]
[2578,644.5,26,0.85416666666666663,3.580281419400718,3.5389947752581117,22.716092797399675,5.6790231993499187]
[2579,644.75,26,0.86458333333333337,3.5794471206521976,3.5782983876460612,23.48137519766502,5.8703437994162551]
[2580,645,26,0.875,3.5786163599379801,3.5602556366906608,23.12796480734017,5.7819912018350426]
[2581,645.25,26,0.88541666666666663,3.5777891544917826,3.4851821895132029,21.695533180839394,5.4238832952098486]
[2582,645.5,26,0.89583333333333337,3.5769655214735683,3.3543070443784302,19.342041576806185,4.8355103942015463]
[2583,645.75,26,0.90625,3.5761454779691935,3.1697524227512832,16.321869347248931,4.0804673368122328]
[2584,646,26,0.91666666666666663,3.57532904099005,2.934499367131322,12.950780130705208,3.2376950326763021]
[2585,646.25,26,0.92708333333333337,3.5745162274727162,2.6523396021995258,9.5627160254123549,2.3906790063530887]
[2586,646.5,26,0.9375,3.5737070542786027,2.3278144364672686,6.4645595650230145,1.6161398912557536]
[2587,646.75,26,0.94791666666666663,3.572901538193602,1.9661416887283096,3.8952766277812407,0.97381915694531018]
[2588,647,26,0.95833333333333337,3.5720996959277445,1.5731318148672917,1.9952127552590142,0.49880318881475355]
[2589,647.25,26,0.96875,3.5713015441148466,1.155094582931393,0.78985343491662119,0.1974633587291553]
[2590,647.5,26,0.97916666666666663,3.5705070993121693,0.71873779505752999,0.19028533477164714,4.7571333692911784E-2]
[2591,647.75,26,0.98958333333333337,3.5697163780000736,0.2710596814823647,1.0206777338370502E-2,2.5516943345926255E-3]
[2592,648,27,0,3.5689293965816775,-0.18076330758093997,3.0270856402645255E-3,7.5677141006613138E-4]
[2593,648.25,27,1.0416666666666666E-2,3.568146171382518,-0.62949151352900945,0.1278390422728215,3.1959760568205375E-2]
[2594,648.5,27,2.0833333333333332E-2,3.5673667186502107,-1.0679380416863415,0.62421189582636216,0.15605297395659054]
[2595,648.75,27,3.125E-2,3.5665910545541131,-1.4890838370797863,1.6921985510146584,0.42304963775366461]
[2596,649,27,4.1666666666666664E-2,3.5658191951849894,-1.8861900215858778,3.4391427189144799,0.85978567972861997]
[2597,649.25,27,5.2083333333333336E-2,3.5650511565546767,-2.2529056950386268,5.8603412825385472,1.4650853206346368]
[2598,649.5,27,6.25E-2,3.5642869545957532,-2.5833694763059336,8.8359539005407051,2.2089884751351763]
[2599,649.75,27,7.2916666666666671E-2,3.5635266051612065,-2.8723031613302963,12.144641474211436,3.0361603685528591]
[2600,650,27,8.3333333333333329E-2,3.5627701240241061,-3.1150960020415335,15.492024531545175,3.8730061328862937]
[2601,650.25,27,9.375E-2,3.5620175268772756,-3.3078782608635793,18.549936339000961,4.6374840847502403]
[2602,650.5,27,0.10416666666666667,3.561268829332966,-3.4475828678086913,21.000905050514916,5.250226262628729]
[2603,650.75,27,0.11458333333333333,3.5605240469225348,-3.5319941981279768,22.581553411850216,5.6453883529625539]
[2604,651,27,0.125,3.559783195096121,-3.559783195096121,23.118758870629854,5.7796897176574635]
[2605,651.25,27,0.13541666666666666,3.5590462892223256,-3.5305282814385772,22.553448377852934,5.6383620944632336]
[2606,651.5,27,0.14583333333333334,3.5583133445878929,-3.4447217306518194,20.948662693788556,5.237165673447139]
[2607,651.75,27,0.15625,3.5575843763973936,-3.303761402372869,18.480762881893437,4.6201907204733592]
[2608,652,27,0.16666666666666666,3.5568593997729079,-3.1099279802935178,15.415047417779109,3.8537618544447771]
[2609,652.25,27,0.17708333333333334,3.5561384297537151,-2.8663480831363621,12.069260382701733,3.0173150956754333]
[2610,652.5,27,0.1875,3.5554214812959772,-2.5769438452027202,8.7701845898730273,2.1925461474682568]
[2611,652.75,27,0.19791666666666666,3.5547085692724321,-2.2463697793484925,5.8094847145876418,1.4523711786469105]
[2612,653,27,0.20833333333333334,3.5539997084720838,-1.8799379384941839,3.4050571602217996,0.8512642900554499]
[2613,653.25,27,0.21875,3.5532949135998959,-1.4835325786686795,1.6733436252978948,0.41833590632447371]
[2614,653.5,27,0.22916666666666666,3.5525941992764851,-1.0635156941524053,0.61648935084966205,0.15412233771241551]
[2615,653.75,27,0.23958333333333334,3.5518975800378207,-0.62662494084192499,0.12610052642117076,3.1525131605292689E-2]
[2616,654,27,0.25,3.5512050703349214,-0.17986558518828072,2.9822091250463786E-3,7.4555228126159466E-4]
[2617,654.25,27,0.26041666666666669,3.5505166845335543,0.26960178896531672,1.0042970308792622E-2,2.5107425771981554E-3]
[2618,654.5,27,0.27083333333333331,3.5498324369139387,0.71457601611346799,0.18699895360124391,4.6749738400310978E-2]
[2619,654.75,27,0.28125,3.5491523416704513,1.1479306894758503,0.77524838453037237,0.19381209613259309]
[2620,655,27,0.29166666666666669,3.5484764129113269,1.5627282591864835,1.9558892816658571,0.48897232041646427]
[2621,655.25,27,0.30208333333333331,3.5478046646583703,1.9523310620468359,3.8137679253823644,0.95344198134559111]
[2622,655.5,27,0.3125,3.5471371108466641,2.3105075064483982,6.3214400140158737,1.5803600035039684]
[2623,655.75,27,0.32291666666666669,3.5464737653242779,2.6315317143159147,9.3394154502182722,2.3348538625545681]
[2624,656,27,0.33333333333333331,3.5458146418519836,2.9102750273296172,12.632693750288389,3.1581734375720973]
[2625,656.25,27,{"$f":"IF(A2645<>\"\",MOD(B2645,24)/24,\"\")","v":0.34375},3.5451597541029689,3.1422879155323584,{"$f":"ABS(0.5*1.025*1*(F2645^3))","v":15.901269397696323},{"$f":"G2645*$B$13","v":3.9753173494240808}]
[{"$f":"IF(IF(A2645<>\"\",A2645+1<=$B$16,0),A2645+1,\"\")","v":2626},{"$f":"IF(A2646<>\"\",A2646*$B$13,\"\")","v":656.5},{"$f":"IF(A2646<>\"\",ROUNDDOWN(A2646*$B$13/24,0),\"\")","v":27},0.35416666666666669,{"$f":"IF(A2646<>\"\",($B$4+$B$5)/2+($B$5-$B$4)/2*COS(2*PI()/$B$15*B2646),\"\")","v":3.544509115662553},{"$f":"IF(A2646<>\"\",E2646*COS(2*PI()/$B$7*B2646),\"\")","v":3.3238709806273317},18.820291394494344,4.705072848623586]
[2627,656.75,27,0.36458333333333331,3.5438627400279041,3.4521339213403626,21.084182932173366,5.2710457330433416]
[2628,657,27,0.375,3.543220640607764,3.5250415213496429,22.44846141381344,5.6121153534533601]
[2629,657.25,27,0.38541666666666669,3.542582830722163,3.5414459283773438,22.763325867187298,5.6908314667968245]
[2630,657.5,27,0.39583333333333331,3.5419493236021489,3.5011047127561099,21.994250642231961,5.4985626605579903]
[2631,657.75,27,0.40625,3.5413201323895107,3.4046844216082999,20.226673331381903,5.0566683328454758]
[2632,658,27,0.41666666666666669,3.5406952701365064,3.2537495770586964,17.65412688778423,4.4135317219460575]
[2633,658.25,27,0.42708333333333331,3.5400747498055902,3.0507372999216305,14.55151816315305,3.6378795407882625]
[2634,658.5,27,0.4375,3.5394585842691471,2.798917970335844,11.237362254022189,2.8093405635055473]
[2635,658.75,27,0.44791666666666669,3.5388467863092239,2.5023425601794234,8.0303441387294576,2.0075860346823644]
[2636,659,27,0.45833333333333331,3.5382393686172628,2.1657774852162506,5.2063741329587021,1.3015935332396755]
[2637,659.25,27,0.46875,3.537636343793841,1.7946280243947323,2.9622192889243495,0.74055482223108737]
[2638,659.5,27,0.47916666666666669,3.5370377243484072,1.394851536353467,1.3908420904852026,0.34771052262130064]
[2639,659.75,27,0.48958333333333331,3.536443522699023,0.97286186607025493,0.47189721133290607,0.11797430283322652]
[2640,660,27,0.5,3.5358537511721044,0.53542647512123054,7.8667146142187755E-2,1.9666786535546939E-2]
[2641,660.25,27,0.51041666666666663,3.5352684220021677,8.9557944955051899E-2,3.6813425293982143E-4,9.2033563234955357E-5]
[2642,660.5,27,0.52083333333333337,3.5346875473315733,-0.35759840791335379,2.3435844053164779E-2,5.8589610132911947E-3]
[2643,660.75,27,0.53125,3.5341111392102778,-0.79887900424709424,0.26129848511391091,6.5324621278477726E-2]
[2644,661,27,0.54166666666666663,3.533539209595578,-1.2272167286257831,0.94723485392269824,0.23680871348067456]
[2645,661.25,27,0.55208333333333337,3.5329717703518693,-1.6357540733911258,2.243096207633632,0.56077405190840801]
[2646,661.5,27,0.5625,3.5324088332503951,-2.0179528891560934,4.2114043254574076,1.0528510813643519]
[2647,661.75,27,0.57291666666666663,3.531850409969004,-2.3676989859640321,6.802574929532609,1.7006437323831523]
[2648,662,27,0.58333333333333337,3.5312965120919086,-2.6793999121864833,9.8584011499840898,2.4646002874960224]
[2649,662.25,27,0.59375,3.5307471511094435,-2.9480743480024234,13.131343598295606,3.2828358995739015]
[2650,662.5,27,0.60416666666666663,3.5302023384178285,-3.1694316850347759,16.316915165938745,4.0792287914846863]
[2651,662.75,27,0.61458333333333337,3.5296620853189298,-3.339940521269817,19.094578154748728,4.773644538687182]
[2652,663,27,0.625,3.5291264030200287,-3.4568849782228295,21.171355169599121,5.2928387923997802]
[2653,663.25,27,0.63541666666666663,3.5285953026335868,-3.5184079425866552,22.32196623962243,5.5804915599056075]
[2654,663.5,27,0.64583333333333337,3.5280687951770164,-3.5235405441783674,22.419797680946505,5.6049494202366263]
[2655,663.75,27,0.65625,3.5275468915724515,-3.4722174025250347,21.454312290397727,5.3635780725994318]
[2656,664,27,0.66666666666666663,3.5270296026465227,-3.3652774023700829,19.53243903723185,4.8831097593079624]
[2657,664.25,27,0.67708333333333337,3.5265169391301292,-3.2044499900875603,16.863758116966277,4.2159395292415693]
[2658,664.5,27,0.6875,3.5260089116582201,-2.9923272147540314,13.731599148067041,3.4328997870167601]
[2659,664.75,27,0.69791666666666663,3.5255055307695717,-2.7323219657378877,10.454168368531381,2.6135420921328452]
[2660,665,27,0.70833333333333337,3.525006806906569,-2.4286130794752219,7.3412304712276466,1.8353076178069117]
[2661,665.25,27,0.71875,3.5245127504149893,-2.0860781980788028,4.6524918646784705,1.1631229661696176]
[2662,665.5,27,0.72916666666666663,3.5240233715437883,-1.7102154582156035,2.5635769174086831,0.64089422935217077]
[2663,665.75,27,0.73958333333333337,3.5235386804448861,-1.3070552671602418,1.1443944011600544,0.2860986002900136]
[2664,666,27,0.75,3.523058687172957,-0.88306358123602624,0.35291473572102183,8.8228683930255458E-2]
[2665,666.25,27,0.76041666666666663,3.522583401685222,-0.4450382374647861,4.5173719472851794E-2,1.1293429868212948E-2]
[2666,666.5,27,0.77083333333333337,3.5221128338412413,1.2253884469515875E-13,9.4300764609171273E-40,2.3575191152292818E-40]
[2667,666.75,27,0.78125,3.5216469934027095,0.44491993295834315,4.5137703461645765E-2,1.1284425865411441E-2]
[2668,667,27,0.79166666666666663,3.5211858900332542,0.8825941598905962,0.35235222471674937,8.8088056179187343E-2]
[2669,667.25,27,0.80208333333333337,3.5207295332982347,1.3060132151474486,1.1416594716561959,0.28541486791404896]
[2670,667.5,27,0.8125,3.5202779326645426,1.7083977893770044,2.5554116600361945,0.63885291500904862]
[2671,667.75,27,0.82291666666666663,3.5198310975004086,2.0833072351776751,4.6339765968822428,1.1584941492205607]
[2672,668,27,0.83333333333333337,3.5193890370752041,2.4247426219024626,7.3061874307734023,1.8265468576933506]
[2673,668.25,27,0.84375,3.5189517605592524,2.7272426912486925,10.395975070777027,2.5989937676942567]
[2674,668.5,27,0.85416666666666663,3.5185192770236369,2.9859711793306825,13.644282555006045,3.4110706387515113]
[2675,668.75,27,0.86458333333333337,3.5180915954400112,3.196794109520352,16.743177009852047,4.1857942524630118]
[2676,669,27,0.875,3.5176687246804175,3.3563458212283255,19.377331798591296,4.844332949647824]
[2677,669.25,27,0.88541666666666663,3.5172506735170974,3.4620826804048974,21.26699729258268,5.3167493231456699]
[2678,669.5,27,0.89583333333333337,3.5168374506223143,3.5123236149738735,22.206363303405642,5.5515908258514104]
[2679,669.75,27,0.90625,3.5164290645681708,3.5062768295035474,22.091869801076204,5.5229674502690509]
[2680,670,27,0.91666666666666663,3.5160255238264311,3.4440522747959599,20.936451420408673,5.2341128551021683]
[2681,670.25,27,0.92708333333333337,3.5156268367683468,3.3266596761840472,18.867701275229006,4.7169253188072515]
[2682,670.5,27,0.9375,3.5152330116644812,3.1559921555212838,16.110225333021315,4.0275563332553288]
[2683,670.75,27,0.94791666666666663,3.5148440566845398,2.9347957124271531,12.954704095115055,3.2386760237787637]
[2684,671,27,0.95833333333333337,3.5144599798971998,2.6666250566257399,9.7180635891697378,2.4295158972924344]
[2685,671.25,27,0.96875,3.5140807892699417,2.3557865015644959,6.700414297875164,1.675103574468791]
[2686,671.5,27,0.97916666666666663,3.5137064926688861,2.0072688364339624,4.1448660115456724,1.0362165028864181]
[2687,671.75,27,0.98958333333333337,3.5133370978586287,1.6266632859186123,2.2059052980056655,0.55147632450141637]
[2688,672,28,0,3.5129726125020806,1.2200738414218386,0.93079109004519422,0.23269777251129856]
[2689,672.25,28,{"$f":"IF(A2709<>\"\",MOD(B2709,24)/24,\"\")","v":1.0416666666666666E-2},3.5126130441603083,0.79401940133958404,{"$f":"ABS(0.5*1.025*1*(F2709^3))","v":0.25655897538776062},{"$f":"G2709*$B$13","v":6.4139743846940156E-2}]
[{"$f":"IF(IF(A2709<>\"\",A2709+1<=$B$16,0),A2709+1,\"\")","v":2690},{"$f":"IF(A2710<>\"\",A2710*$B$13,\"\")","v":672.5},{"$f":"IF(A2710<>\"\",ROUNDDOWN(A2710*$B$13/24,0),\"\")","v":28},2.0833333333333332E-2,{"$f":"IF(A2710<>\"\",($B$4+$B$5)/2+($B$5-$B$4)/2*COS(2*PI()/$B$15*B2710),\"\")","v":3.5122584002923776},{"$f":"IF(A2710<>\"\",E2710*COS(2*PI()/$B$7*B2710),\"\")","v":0.35532928874374481},2.299253675775401E-2,5.7481341894385024E-3]
[2691,672.75,28,3.125E-2,3.5119086882551986,-8.8966179493652278E-2,3.6088488469372844E-4,9.022122117343211E-5]
[2692,673,28,4.1666666666666664E-2,3.5115639153033724,-0.53174831925972155,7.7057026680272228E-2,1.9264256670068057E-2]
[2693,673.25,28,5.2083333333333336E-2,3.5112240885890422,-0.96592409778077459,0.46187331626652683,0.11546832906663171]
[2694,673.5,28,6.25E-2,3.5108892151617432,-1.3845397186532629,1.3602230395038433,0.34005575987596082]
[2695,673.75,28,7.2916666666666671E-2,3.5105593019682573,-1.780891955066122,2.8947201609661892,0.72368004024154731]
[2696,674,28,8.3333333333333329E-2,3.5102343558524693,-2.1486354493616324,5.0837253519529515,1.2709313379882379]
[2697,674.25,28,9.375E-2,3.5099143835552238,-2.4818842619960817,7.8349899749266223,1.9587474937316556]
[2698,674.5,28,0.10416666666666667,3.5095993917141861,-2.7753060453388585,10.955356505170284,2.7388391262925711]
[2699,674.75,28,0.11458333333333333,3.5092893868637054,-3.0242073361057105,14.175179185867615,3.5437947964669037]
[2700,675,28,0.125,3.5089843754346766,-3.2246086026590799,17.18402494778443,4.2960062369461074]
[2701,675.25,28,0.13541666666666666,3.5086843637544098,-3.3733078476457736,19.672601725861039,4.9181504314652598]
[2702,675.5,28,0.14583333333333334,3.5083893580464975,-3.4679317498388129,21.374969080009826,5.3437422700024566]
[2703,675.75,28,0.15625,3.5080993644306862,-3.5069735286820656,22.105041418809918,5.5262603547024796]
[2704,676,28,0.16666666666666666,3.507814388922748,-3.4898169276919235,21.782203164844038,5.4455507912110095]
[2705,676.25,28,0.17708333333333334,3.5075344374343578,-3.416745935154716,20.442402213887384,5.1106005534718459]
[2706,676.5,28,0.1875,3.5072595157729691,-3.2889400889092331,18.233152197183742,4.5582880492959355]
[2707,676.75,28,0.19791666666666666,3.5069896296416947,-3.1084554427671218,15.39316090821028,3.8482902270525701]
[2708,677,28,0.20833333333333334,3.506724784639188,-2.8781915016073158,12.219485750537066,3.0548714376342665]
[2709,677.25,28,0.21875,3.5064649862595254,-2.6018446567125335,9.0268860452852913,2.2567215113213228]
[2710,677.5,28,0.22916666666666666,3.5062102398920953,-2.2838488689044825,6.105144597642016,1.526286149410504]
[2711,677.75,28,0.23958333333333334,3.5059605508214835,-1.929304551026628,3.68041028775448,0.92010257193862]
[2712,678,28,0.25,3.5057159242273652,-1.5438967900520997,1.8860302864997405,0.47150757162493512]
[2713,678.25,28,0.26041666666666669,3.5054763651843972,-1.1338042195543818,0.7469784563783971,0.18674461409459928]
[2714,678.5,28,0.27083333333333331,3.5052418786621118,-0.70560000272740464,0.1800402432909661,4.5010060822741525E-2]
[2715,678.75,28,0.28125,3.5050124695248144,-0.26614651220928354,9.6617591555892054E-3,2.4154397888973013E-3]
[2716,679,28,0.29166666666666669,3.504788142531484,0.17751460637503472,2.8667917832716416E-3,7.166979458179104E-4]
[2717,679.25,28,0.30208333333333331,3.5045689023356714,0.61827522658446488,0.12112656617962454,3.0281641544906136E-2]
[2718,679.5,28,0.3125,3.5043547534854049,1.0490745830099268,0.59171552608308464,0.14792888152077116]
[2719,679.75,28,0.32291666666666669,3.5041457004230958,1.4630123402036712,1.6048625312862248,0.4012156328215562]
[2720,680,28,0.33333333333333331,3.5039417474854453,1.8534590787019396,3.2631938637181062,0.81579846592952654]
[2721,680.25,28,0.34375,3.5037428989033552,2.2141624297247113,5.5631696195758664,1.3907924048939666]
[2722,680.5,28,0.35416666666666669,3.5035491588018401,2.5393471600023161,8.3918962256367688,2.0979740564091922]
[2723,680.75,28,0.36458333333333331,3.5033605311999416,2.8238076052164578,11.539823871951336,2.884955967987834]
[2724,681,28,0.375,3.5031770200106451,3.0629909732018161,14.727567452417359,3.6818918631043398]
[2725,681.25,28,0.38541666666666669,3.5029986290407984,3.253070184356289,17.643070492264957,4.4107676230662394]
[2726,681.5,28,0.39583333333333331,3.5028253619910337,3.391005084327765,19.98385144254517,4.9959628606362925]
[2727,681.75,28,0.40625,3.5026572224556887,3.4745910502802206,21.498341619614123,5.3745854049035309]
[2728,682,28,0.41666666666666669,3.5024942139227342,3.5024942139227342,22.02044794561435,5.5051119864035876]
[2729,682.25,28,0.42708333333333331,3.5023363397737013,3.4742727387743448,21.492433693325388,5.3731084233313471]
[2730,682.5,28,0.4375,3.5021836032836098,3.3903838124072605,19.972869626581769,4.9932174066454422]
[2731,682.75,28,0.44791666666666669,3.5020360076209021,3.2521762430872299,17.628529580850614,4.4071323952126535]
[2732,683,28,0.45833333333333331,3.5018935558473765,3.0618687806536928,14.71138610002494,3.6778465250062351]
[2733,683.25,28,0.46875,3.5017562509181239,2.8225145099666604,11.523977970234352,2.880994492558588]
[2734,683.5,28,0.47916666666666669,3.5016240956814668,2.5379518881375334,8.3780707695107406,2.0945176923776851]
[2735,683.75,28,0.48958333333333331,3.5014970928788993,2.2127432104876186,5.5524789435831545,1.3881197358957886]
[2736,684,28,0.5,3.5013752451450313,1.852101491331394,3.2560286231730688,0.81400715579326721]
[2737,684.25,28,0.51041666666666663,3.5012585550075324,1.461806931030589,1.6008989504408826,0.40022473761022065]
[2738,684.5,28,0.52083333333333337,3.5011470248870822,1.0481143073590296,0.59009212370737818,0.14752303092684454]
[2739,684.75,28,0.53125,3.5010406570973172,0.61765277438416011,0.12076109972548087,3.0190274931370217E-2]
[2740,685,28,0.54166666666666663,3.5009394538447838,0.17731967349187955,2.8573578799306501E-3,7.1433946998266252E-4]
[2741,685.25,28,0.55208333333333337,3.5008434172288925,-0.26582994308514113,9.6273234836558048E-3,2.4068308709139512E-3]
[2742,685.5,28,0.5625,3.5007525492418758,-0.70469630735897459,0.17934937066018813,4.4837342665047034E-2]
[2743,685.75,28,0.57291666666666663,3.5006668517687443,-1.1322486402161078,0.74390810952409225,0.18597702738102306]
[2744,686,28,0.58333333333333337,3.5005863265872494,-1.5416377452517771,1.8777634208855025,0.46944085522137563]
[2745,686.25,28,0.59375,3.5005109753678454,-1.9263056893535668,3.6632747434345005,0.91581868585862514]
[2746,686.5,28,0.60416666666666663,3.5004407996736564,-2.2800908143056735,6.0750562658817442,1.518764066470436]
[2747,686.75,28,0.61458333333333337,3.5003758009604411,-2.597326398496322,8.9799404876866227,2.2449851219216557]
[2748,687,28,0.625,3.5003159805765667,-2.872931389530887,12.152612020524453,3.0381530051311132]
[2749,687.25,28,0.63541666666666663,3.500261339762976,-3.1024917555303091,15.304733723207939,3.8261834308019846]
[{"$f":"IF(IF(A2769<>\"\",A2769+1<=$B$16,0),A2769+1,\"\")","v":2750},{"$f":"IF(A2770<>\"\",A2770*$B$13,\"\")","v":687.5},{"$f":"IF(A2770<>\"\",ROUNDDOWN(A2770*$B$13/24,0),\"\")","v":28},0.64583333333333337,{"$f":"IF(A2770<>\"\",($B$4+$B$5)/2+($B$5-$B$4)/2*COS(2*PI()/$B$15*B2770),\"\")","v":3.500211879653166},{"$f":"IF(A2770<>\"\",E2770*COS(2*PI()/$B$7*B2770),\"\")","v":-3.28233115311131},18.123457508400676,4.5308643771001691]
[{"$f":"IF(IF(A2770<>\"\",A2770+1<=$B$16,0),A2770+1,\"\")","v":2751},{"$f":"IF(A2771<>\"\",A2771*$B$13,\"\")","v":687.75},{"$f":"IF(A2771<>\"\",ROUNDDOWN(A2771*$B$13/24,0),\"\")","v":28},0.65625,{"$f":"IF(A2771<>\"\",($B$4+$B$5)/2+($B$5-$B$4)/2*COS(2*PI()/$B$15*B2771),\"\")","v":3.5001676012731617},{"$f":"IF(A2771<>\"\",E2771*COS(2*PI()/$B$7*B2771),\"\")","v":-3.4095697810904713},20.313867691532405,5.0784669228831012]
[2752,688,28,0.66666666666666663,3.5001285055414963,-3.4821704780927538,21.639337349075664,5.4098343372689159]
[2753,688.25,28,{"$f":"IF(A2773<>\"\",MOD(B2773,24)/24,\"\")","v":0.67708333333333337},3.5000945932691909,-3.4989713264493814,{"$f":"ABS(0.5*1.025*1*(F2773^3))","v":21.954068770310609},{"$f":"G2773*$B$13","v":5.4885171925776524}]
[2754,688.5,28,0.6875,3.5000658651597387,-3.459704240772473,21.223196321902797,5.3057990804756994]
[2755,688.75,28,0.69791666666666663,3.5000423218090901,-3.3649992439380605,19.527596051436543,4.8818990128591357]
[2756,689,28,0.70833333333333337,3.5000239637056403,-3.2163743623052485,17.052719359282587,4.2631798398206469]
[2757,689.25,28,0.71875,3.5000107912302187,-3.0162113021824215,14.063038271564835,3.5157595678912088]
[2758,689.5,28,0.72916666666666663,3.500002804656082,-2.7677172971358655,10.865733611397285,2.7164334028493213]
[2759,689.75,28,0.73958333333333337,3.5000000041489074,-2.4748737370865803,7.7687833587412518,1.942195839685313]
[null,null,null,null,"Total Energy (kWh/m^2)",null,"-",{"$f":"IF(ISERROR(SUM(H20:H2779)),\"\",SUM(H20:H2779))","v":7979.1915845269787},"per lunar cycle"]
[null,null,null,null,null,null,"-",{"$f":"IF(ISERROR(H2780*(365/$B$6)),\"\",(H2780*(365/$B$6)))","v":101336.28839082629},"per year"]
[null,null,null,null,"Average Power (kW/m^2)",null,{"$f":"IF(ISERROR(AVERAGE(G20:G2779)),\"\",(AVERAGE(G20:G2779)))","v":11.564045774676782},"-"]

{"sheet":"Tidal Stream 4","index":6,"n_rows":2782,"n_cols":9,"rows_kept":2782,"cut":false,"hidden":false,"merged":[[2781,4,2781,5],[17,0,18,0],[17,1,17,3],[2779,4,2780,5],[2,1,2,2],[7,1,7,2],[8,1,8,2],[9,1,9,2],[10,1,10,2],[13,0,14,0]]}
["Tidal Stream Resource"]
[]
[{"$f":"Input!A45","v":"Site Name"},{"$f":"IF(Input!B75<>\"\",Input!B75,\"-\")","v":"[Enter Name]"},{"$f":"Input!C45","v":0},null,null,null,null,null,"Plots:"]
[{"$f":"Input!A46","v":"Peak Flow (Springs)"},{"$f":"IF((AND(Input!B76<>\"\",Input!B76<>\"[Enter Value]\")),Input!B76,\"0\")","v":"0"},{"$f":"Input!C46","v":"m/s"}]
[{"$f":"Input!A47","v":"Peak Flow (Neaps)"},{"$f":"IF((AND(Input!B77<>\"\",Input!B77<>\"[Enter Value]\")),Input!B77,\"0\")","v":"0"},{"$f":"Input!C47","v":"m/s"}]
[{"$f":"Input!A48","v":"Lunar Cycle Period"},{"$f":"IF((AND(Input!B78<>\"\",Input!B78<>\"[Enter Value]\")),Input!B78,\"0\")","v":"0"},{"$f":"Input!C48","v":"days"}]
[{"$f":"Input!A49","v":"Tidal Period"},{"$f":"IF((AND(Input!B79<>\"\",Input!B79<>\"[Enter Value]\")),Input!B79,\"0\")","v":"0"},{"$f":"Input!C49","v":"hours"}]
[{"$f":"Input!A50","v":"Proximity to Grid Connection"},{"$f":"IF(Input!B80<>\"\",Input!B80,\"-\")","v":"[Select Value]"}]
[{"$f":"Input!A51","v":"Average Water Depth"},{"$f":"IF(Input!B81<>\"\",Input!B81,\"-\")","v":"[Select Value]"}]
[{"$f":"Input!A52","v":"Seabed Topography"},{"$f":"IF(Input!B82<>\"\",Input!B82,\"-\")","v":"[Select Value]"}]
[{"$f":"Input!A53","v":"Accessibility"},{"$f":"IF(Input!B83<>\"\",Input!B83,\"-\")","v":"[Select Value]"}]
[]
["Time Step",0.25,"hours"]
["Period",{"$f":"B6/2","v":0},"days"]
[null,{"$f":"B14*24","v":0},"hours"]
["Number of Steps",{"$f":"B15/B13*2","v":0},"-"]
[]
["No.","Time",null,null,"Amplitude","Current","Power","Energy"]
[null,"Hours","Day","Time","m/s","m/s","kW/(m^2)","kWh/(m^2)"]
[0,{"$f":"A20*$B$13","v":0},{"$f":"ROUNDDOWN(A20*$B$1/24,0)","v":0},{"$f":"MOD(B20,24)/24","v":0},{"$f":"IF(A20<>\"\",($B$4+$B$5)/2+($B$5-$B$4)/2*COS(2*PI()/$B$15*B20),\"\")","v":{"$error":"#DIV/0!"}},{"$f":"IF(A20<>\"\",E20*COS(2*PI()/$B$7*B20),\"\")","v":{"$error":"#DIV/0!"}},{"$f":"ABS(0.5*1.025*1*(F20^3))","v":{"$error":"#DIV/0!"}},{"$f":"G20*$B$13","v":{"$error":"#DIV/0!"}}]
[{"$f":"IF(IF(A20<>\"\",A20+1<=$B$16,0),A20+1,\"\")","v":""},{"$f":"IF(A21<>\"\",A21*$B$13,\"\")","v":""},{"$f":"IF(A21<>\"\",ROUNDDOWN(A21*$B$13/24,0),\"\")","v":""},{"$f":"IF(A21<>\"\",MOD(B21,24)/24,\"\")","v":""},{"$f":"IF(A21<>\"\",($B$4+$B$5)/2+($B$5-$B$4)/2*COS(2*PI()/$B$15*B21),\"\")","v":""},{"$f":"IF(A21<>\"\",E21*COS(2*PI()/$B$7*B21),\"\")","v":""},{"$f":"ABS(0.5*1.025*1*(F21^3))","v":{"$error":"#VALUE!"}},{"$f":"G21*$B$13","v":{"$error":"#VALUE!"}}]
[{"$f":"IF(IF(A21<>\"\",A21+1<=$B$16,0),A21+1,\"\")","v":""},{"$f":"IF(A22<>\"\",A22*$B$13,\"\")","v":""},{"$f":"IF(A22<>\"\",ROUNDDOWN(A22*$B$13/24,0),\"\")","v":""},"",{"$f":"IF(A22<>\"\",($B$4+$B$5)/2+($B$5-$B$4)/2*COS(2*PI()/$B$15*B22),\"\")","v":""},{"$f":"IF(A22<>\"\",E22*COS(2*PI()/$B$7*B22),\"\")","v":""},{"$error":"#VALUE!"},{"$error":"#VALUE!"}]
["","","","","","",{"$error":"#VALUE!"},{"$error":"#VALUE!"}]
["","","","","","",{"$error":"#VALUE!"},{"$error":"#VALUE!"}]
["","","","","","",{"$error":"#VALUE!"},{"$error":"#VALUE!"}]
["","","","","","",{"$error":"#VALUE!"},{"$error":"#VALUE!"}]
["","","","","","",{"$error":"#VALUE!"},{"$error":"#VALUE!"}]
["","","","","","",{"$error":"#VALUE!"},{"$error":"#VALUE!"}]
["","","","","","",{"$error":"#VALUE!"},{"$error":"#VALUE!"}]
["","","","","","",{"$error":"#VALUE!"},{"$error":"#VALUE!"}]
["","","","","","",{"$error":"#VALUE!"},{"$error":"#VALUE!"}]
["","","","","","",{"$error":"#VALUE!"},{"$error":"#VALUE!"}]
["","","","","","",{"$error":"#VALUE!"},{"$error":"#VALUE!"}]
["","","","","","",{"$error":"#VALUE!"},{"$error":"#VALUE!"}]
["","","","","","",{"$error":"#VALUE!"},{"$error":"#VALUE!"}]
["","","","","","",{"$error":"#VALUE!"},{"$error":"#VALUE!"}]
["","","","","","",{"$error":"#VALUE!"},{"$error":"#VALUE!"}]
["","","","","","",{"$error":"#VALUE!"},{"$error":"#VALUE!"}]
["","","","","","",{"$error":"#VALUE!"},{"$error":"#VALUE!"}]
["","","","","","",{"$error":"#VALUE!"},{"$error":"#VALUE!"}]
["","","","","","",{"$error":"#VALUE!"},{"$error":"#VALUE!"}]
["","","","","","",{"$error":"#VALUE!"},{"$error":"#VALUE!"}]
["","","","","","",{"$error":"#VALUE!"},{"$error":"#VALUE!"}]
["","","","","","",{"$error":"#VALUE!"},{"$error":"#VALUE!"}]
["","","","","","",{"$error":"#VALUE!"},{"$error":"#VALUE!"}]
["","","","","","",{"$error":"#VALUE!"},{"$error":"#VALUE!"}]
["","","","","","",{"$error":"#VALUE!"},{"$error":"#VALUE!"}]
["","","","","","",{"$error":"#VALUE!"},{"$error":"#VALUE!"}]
["","","","","","",{"$error":"#VALUE!"},{"$error":"#VALUE!"}]
["","","","","","",{"$error":"#VALUE!"},{"$error":"#VALUE!"}]
["","","","","","",{"$error":"#VALUE!"},{"$error":"#VALUE!"}]
["","","","","","",{"$error":"#VALUE!"},{"$error":"#VALUE!"}]
["","","","","","",{"$error":"#VALUE!"},{"$error":"#VALUE!"}]
["","","","","","",{"$error":"#VALUE!"},{"$error":"#VALUE!"}]
["","","","","","",{"$error":"#VALUE!"},{"$error":"#VALUE!"}]
["","","","","","",{"$error":"#VALUE!"},{"$error":"#VALUE!"}]
["","","","","","",{"$error":"#VALUE!"},{"$error":"#VALUE!"}]
["","","","","","",{"$error":"#VALUE!"},{"$error":"#VALUE!"}]
["","","","","","",{"$error":"#VALUE!"},{"$error":"#VALUE!"}]
["","","","","","",{"$error":"#VALUE!"},{"$error":"#VALUE!"}]
["","","","","","",{"$error":"#VALUE!"},{"$error":"#VALUE!"}]
["","","","","","",{"$error":"#VALUE!"},{"$error":"#VALUE!"}]
["","","","","","",{"$error":"#VALUE!"},{"$error":"#VALUE!"}]
["","","","","","",{"$error":"#VALUE!"},{"$error":"#VALUE!"}]
["","","","","","",{"$error":"#VALUE!"},{"$error":"#VALUE!"}]
["","","","","","",{"$error":"#VALUE!"},{"$error":"#VALUE!"}]
["","","","","","",{"$error":"#VALUE!"},{"$error":"#VALUE!"}]
["","","","","","",{"$error":"#VALUE!"},{"$error":"#VALUE!"}]
["","","","","","",{"$error":"#VALUE!"},{"$error":"#VALUE!"}]
["","","","","","",{"$error":"#VALUE!"},{"$error":"#VALUE!"}]
["","","","","","",{"$error":"#VALUE!"},{"$error":"#VALUE!"}]
["","","","","","",{"$error":"#VALUE!"},{"$error":"#VALUE!"}]
["","","","","","",{"$error":"#VALUE!"},{"$error":"#VALUE!"}]
["","","","","","",{"$error":"#VALUE!"},{"$error":"#VALUE!"}]
["","","","","","",{"$error":"#VALUE!"},{"$error":"#VALUE!"}]
["","","","","","",{"$error":"#VALUE!"},{"$error":"#VALUE!"}]
["","","","","","",{"$error":"#VALUE!"},{"$error":"#VALUE!"}]
["","","","","","",{"$error":"#VALUE!"},{"$error":"#VALUE!"}]
["","","","","","",{"$error":"#VALUE!"},{"$error":"#VALUE!"}]
["","","","","","",{"$error":"#VALUE!"},{"$error":"#VALUE!"}]
["","","","","","",{"$error":"#VALUE!"},{"$error":"#VALUE!"}]
["","","","","","",{"$error":"#VALUE!"},{"$error":"#VALUE!"}]
["","","","","","",{"$error":"#VALUE!"},{"$error":"#VALUE!"}]
["","","","","","",{"$error":"#VALUE!"},{"$error":"#VALUE!"}]
["","","",{"$f":"IF(A85<>\"\",MOD(B85,24)/24,\"\")","v":""},"","",{"$f":"ABS(0.5*1.025*1*(F85^3))","v":{"$error":"#VALUE!"}},{"$f":"G85*$B$13","v":{"$error":"#VALUE!"}}]
[{"$f":"IF(IF(A85<>\"\",A85+1<=$B$16,0),A85+1,\"\")","v":""},{"$f":"IF(A86<>\"\",A86*$B$13,\"\")","v":""},{"$f":"IF(A86<>\"\",ROUNDDOWN(A86*$B$13/24,0),\"\")","v":""},"",{"$f":"IF(A86<>\"\",($B$4+$B$5)/2+($B$5-$B$4)/2*COS(2*PI()/$B$15*B86),\"\")","v":""},{"$f":"IF(A86<>\"\",E86*COS(2*PI()/$B$7*B86),\"\")","v":""},{"$error":"#VALUE!"},{"$error":"#VALUE!"}]
["","","","","","",{"$error":"#VALUE!"},{"$error":"#VALUE!"}]
["","","","","","",{"$error":"#VALUE!"},{"$error":"#VALUE!"}]
["","","","","","",{"$error":"#VALUE!"},{"$error":"#VALUE!"}]
["","","","","","",{"$error":"#VALUE!"},{"$error":"#VALUE!"}]
["","","","","","",{"$error":"#VALUE!"},{"$error":"#VALUE!"}]
["","","","","","",{"$error":"#VALUE!"},{"$error":"#VALUE!"}]
["","","","","","",{"$error":"#VALUE!"},{"$error":"#VALUE!"}]
["","","","","","",{"$error":"#VALUE!"},{"$error":"#VALUE!"}]
["","","","","","",{"$error":"#VALUE!"},{"$error":"#VALUE!"}]
["","","","","","",{"$error":"#VALUE!"},{"$error":"#VALUE!"}]
["","","","","","",{"$error":"#VALUE!"},{"$error":"#VALUE!"}]
["","","","","","",{"$error":"#VALUE!"},{"$error":"#VALUE!"}]
["","","","","","",{"$error":"#VALUE!"},{"$error":"#VALUE!"}]
["","","","","","",{"$error":"#VALUE!"},{"$error":"#VALUE!"}]
["","","","","","",{"$error":"#VALUE!"},{"$error":"#VALUE!"}]
["","","","","","",{"$error":"#VALUE!"},{"$error":"#VALUE!"}]
["","","","","","",{"$error":"#VALUE!"},{"$error":"#VALUE!"}]
["","","","","","",{"$error":"#VALUE!"},{"$error":"#VALUE!"}]
["","","","","","",{"$error":"#VALUE!"},{"$error":"#VALUE!"}]
["","","","","","",{"$error":"#VALUE!"},{"$error":"#VALUE!"}]
["","","","","","",{"$error":"#VALUE!"},{"$error":"#VALUE!"}]
["","","","","","",{"$error":"#VALUE!"},{"$error":"#VALUE!"}]
["","","","","","",{"$error":"#VALUE!"},{"$error":"#VALUE!"}]
["","","","","","",{"$error":"#VALUE!"},{"$error":"#VALUE!"}]
["","","","","","",{"$error":"#VALUE!"},{"$error":"#VALUE!"}]
["","","","","","",{"$error":"#VALUE!"},{"$error":"#VALUE!"}]
["","","","","","",{"$error":"#VALUE!"},{"$error":"#VALUE!"}]
["","","","","","",{"$error":"#VALUE!"},{"$error":"#VALUE!"}]
["","","","","","",{"$error":"#VALUE!"},{"$error":"#VALUE!"}]
["","","","","","",{"$error":"#VALUE!"},{"$error":"#VALUE!"}]
["","","","","","",{"$error":"#VALUE!"},{"$error":"#VALUE!"}]
["","","","","","",{"$error":"#VALUE!"},{"$error":"#VALUE!"}]
["","","","","","",{"$error":"#VALUE!"},{"$error":"#VALUE!"}]
["","","","","","",{"$error":"#VALUE!"},{"$error":"#VALUE!"}]
["","","","","","",{"$error":"#VALUE!"},{"$error":"#VALUE!"}]
["","","","","","",{"$error":"#VALUE!"},{"$error":"#VALUE!"}]
["","","","","","",{"$error":"#VALUE!"},{"$error":"#VALUE!"}]
["","","","","","",{"$error":"#VALUE!"},{"$error":"#VALUE!"}]
["","","","","","",{"$error":"#VALUE!"},{"$error":"#VALUE!"}]
["","","","","","",{"$error":"#VALUE!"},{"$error":"#VALUE!"}]
["","","","","","",{"$error":"#VALUE!"},{"$error":"#VALUE!"}]
["","","","","","",{"$error":"#VALUE!"},{"$error":"#VALUE!"}]
["","","","","","",{"$error":"#VALUE!"},{"$error":"#VALUE!"}]
["","","","","","",{"$error":"#VALUE!"},{"$error":"#VALUE!"}]
["","","","","","",{"$error":"#VALUE!"},{"$error":"#VALUE!"}]
["","","","","","",{"$error":"#VALUE!"},{"$error":"#VALUE!"}]
["","","","","","",{"$error":"#VALUE!"},{"$error":"#VALUE!"}]
["","","","","","",{"$error":"#VALUE!"},{"$error":"#VALUE!"}]
["","","","","","",{"$error":"#VALUE!"},{"$error":"#VALUE!"}]
["","","","","","",{"$error":"#VALUE!"},{"$error":"#VALUE!"}]
["","","","","","",{"$error":"#VALUE!"},{"$error":"#VALUE!"}]
["","","","","","",{"$error":"#VALUE!"},{"$error":"#VALUE!"}]
["","","","","","",{"$error":"#VALUE!"},{"$error":"#VALUE!"}]
["","","","","","",{"$error":"#VALUE!"},{"$error":"#VALUE!"}]
["","","","","","",{"$error":"#VALUE!"},{"$error":"#VALUE!"}]
["","","","","","",{"$error":"#VALUE!"},{"$error":"#VALUE!"}]
["","","","","","",{"$error":"#VALUE!"},{"$error":"#VALUE!"}]
["","","","","","",{"$error":"#VALUE!"},{"$error":"#VALUE!"}]
["","","","","","",{"$error":"#VALUE!"},{"$error":"#VALUE!"}]
["","","","","","",{"$error":"#VALUE!"},{"$error":"#VALUE!"}]
["","","","","","",{"$error":"#VALUE!"},{"$error":"#VALUE!"}]
["","","","","","",{"$error":"#VALUE!"},{"$error":"#VALUE!"}]
["","","",{"$f":"IF(A149<>\"\",MOD(B149,24)/24,\"\")","v":""},"","",{"$f":"ABS(0.5*1.025*1*(F149^3))","v":{"$error":"#VALUE!"}},{"$f":"G149*$B$13","v":{"$error":"#VALUE!"}}]
[{"$f":"IF(IF(A149<>\"\",A149+1<=$B$16,0),A149+1,\"\")","v":""},{"$f":"IF(A150<>\"\",A150*$B$13,\"\")","v":""},{"$f":"IF(A150<>\"\",ROUNDDOWN(A150*$B$13/24,0),\"\")","v":""},"",{"$f":"IF(A150<>\"\",($B$4+$B$5)/2+($B$5-$B$4)/2*COS(2*PI()/$B$15*B150),\"\")","v":""},{"$f":"IF(A150<>\"\",E150*COS(2*PI()/$B$7*B150),\"\")","v":""},{"$error":"#VALUE!"},{"$error":"#VALUE!"}]
["","","","","","",{"$error":"#VALUE!"},{"$error":"#VALUE!"}]
["","","","","","",{"$error":"#VALUE!"},{"$error":"#VALUE!"}]
["","","","","","",{"$error":"#VALUE!"},{"$error":"#VALUE!"}]
["","","","","","",{"$error":"#VALUE!"},{"$error":"#VALUE!"}]
["","","","","","",{"$error":"#VALUE!"},{"$error":"#VALUE!"}]
["","","","","","",{"$error":"#VALUE!"},{"$error":"#VALUE!"}]
["","","","","","",{"$error":"#VALUE!"},{"$error":"#VALUE!"}]
["","","","","","",{"$error":"#VALUE!"},{"$error":"#VALUE!"}]
["","","","","","",{"$error":"#VALUE!"},{"$error":"#VALUE!"}]
["","","","","","",{"$error":"#VALUE!"},{"$error":"#VALUE!"}]
["","","","","","",{"$error":"#VALUE!"},{"$error":"#VALUE!"}]
["","","","","","",{"$error":"#VALUE!"},{"$error":"#VALUE!"}]
["","","","","","",{"$error":"#VALUE!"},{"$error":"#VALUE!"}]
["","","","","","",{"$error":"#VALUE!"},{"$error":"#VALUE!"}]
["","","","","","",{"$error":"#VALUE!"},{"$error":"#VALUE!"}]
["","","","","","",{"$error":"#VALUE!"},{"$error":"#VALUE!"}]
["","","","","","",{"$error":"#VALUE!"},{"$error":"#VALUE!"}]
["","","","","","",{"$error":"#VALUE!"},{"$error":"#VALUE!"}]
["","","","","","",{"$error":"#VALUE!"},{"$error":"#VALUE!"}]
["","","","","","",{"$error":"#VALUE!"},{"$error":"#VALUE!"}]
["","","","","","",{"$error":"#VALUE!"},{"$error":"#VALUE!"}]
["","","","","","",{"$error":"#VALUE!"},{"$error":"#VALUE!"}]
["","","","","","",{"$error":"#VALUE!"},{"$error":"#VALUE!"}]
["","","","","","",{"$error":"#VALUE!"},{"$error":"#VALUE!"}]
["","","","","","",{"$error":"#VALUE!"},{"$error":"#VALUE!"}]
["","","","","","",{"$error":"#VALUE!"},{"$error":"#VALUE!"}]
["","","","","","",{"$error":"#VALUE!"},{"$error":"#VALUE!"}]
["","","","","","",{"$error":"#VALUE!"},{"$error":"#VALUE!"}]
["","","","","","",{"$error":"#VALUE!"},{"$error":"#VALUE!"}]
["","","","","","",{"$error":"#VALUE!"},{"$error":"#VALUE!"}]
["","","","","","",{"$error":"#VALUE!"},{"$error":"#VALUE!"}]
["","","","","","",{"$error":"#VALUE!"},{"$error":"#VALUE!"}]
["","","","","","",{"$error":"#VALUE!"},{"$error":"#VALUE!"}]
["","","","","","",{"$error":"#VALUE!"},{"$error":"#VALUE!"}]
["","","","","","",{"$error":"#VALUE!"},{"$error":"#VALUE!"}]
["","","","","","",{"$error":"#VALUE!"},{"$error":"#VALUE!"}]
["","","","","","",{"$error":"#VALUE!"},{"$error":"#VALUE!"}]
["","","","","","",{"$error":"#VALUE!"},{"$error":"#VALUE!"}]
["","","","","","",{"$error":"#VALUE!"},{"$error":"#VALUE!"}]
["","","","","","",{"$error":"#VALUE!"},{"$error":"#VALUE!"}]
["","","","","","",{"$error":"#VALUE!"},{"$error":"#VALUE!"}]
["","","","","","",{"$error":"#VALUE!"},{"$error":"#VALUE!"}]
["","","","","","",{"$error":"#VALUE!"},{"$error":"#VALUE!"}]
["","","","","","",{"$error":"#VALUE!"},{"$error":"#VALUE!"}]
["","","","","","",{"$error":"#VALUE!"},{"$error":"#VALUE!"}]
["","","","","","",{"$error":"#VALUE!"},{"$error":"#VALUE!"}]
["","","","","","",{"$error":"#VALUE!"},{"$error":"#VALUE!"}]
["","","","","","",{"$error":"#VALUE!"},{"$error":"#VALUE!"}]
["","","","","","",{"$error":"#VALUE!"},{"$error":"#VALUE!"}]
["","","","","","",{"$error":"#VALUE!"},{"$error":"#VALUE!"}]
["","","","","","",{"$error":"#VALUE!"},{"$error":"#VALUE!"}]
["","","","","","",{"$error":"#VALUE!"},{"$error":"#VALUE!"}]
["","","","","","",{"$error":"#VALUE!"},{"$error":"#VALUE!"}]
["","","","","","",{"$error":"#VALUE!"},{"$error":"#VALUE!"}]
["","","","","","",{"$error":"#VALUE!"},{"$error":"#VALUE!"}]
["","","","","","",{"$error":"#VALUE!"},{"$error":"#VALUE!"}]
["","","","","","",{"$error":"#VALUE!"},{"$error":"#VALUE!"}]
["","","","","","",{"$error":"#VALUE!"},{"$error":"#VALUE!"}]
["","","","","","",{"$error":"#VALUE!"},{"$error":"#VALUE!"}]
["","","","","","",{"$error":"#VALUE!"},{"$error":"#VALUE!"}]
["","","","","","",{"$error":"#VALUE!"},{"$error":"#VALUE!"}]
["","","","","","",{"$error":"#VALUE!"},{"$error":"#VALUE!"}]
["","","",{"$f":"IF(A213<>\"\",MOD(B213,24)/24,\"\")","v":""},"","",{"$f":"ABS(0.5*1.025*1*(F213^3))","v":{"$error":"#VALUE!"}},{"$f":"G213*$B$13","v":{"$error":"#VALUE!"}}]
[{"$f":"IF(IF(A213<>\"\",A213+1<=$B$16,0),A213+1,\"\")","v":""},{"$f":"IF(A214<>\"\",A214*$B$13,\"\")","v":""},{"$f":"IF(A214<>\"\",ROUNDDOWN(A214*$B$13/24,0),\"\")","v":""},"",{"$f":"IF(A214<>\"\",($B$4+$B$5)/2+($B$5-$B$4)/2*COS(2*PI()/$B$15*B214),\"\")","v":""},{"$f":"IF(A214<>\"\",E214*COS(2*PI()/$B$7*B214),\"\")","v":""},{"$error":"#VALUE!"},{"$error":"#VALUE!"}]
["","","","","","",{"$error":"#VALUE!"},{"$error":"#VALUE!"}]
["","","","","","",{"$error":"#VALUE!"},{"$error":"#VALUE!"}]
["","","","","","",{"$error":"#VALUE!"},{"$error":"#VALUE!"}]
["","","","","","",{"$error":"#VALUE!"},{"$error":"#VALUE!"}]
["","","","","","",{"$error":"#VALUE!"},{"$error":"#VALUE!"}]
["","","","","","",{"$error":"#VALUE!"},{"$error":"#VALUE!"}]
["","","","","","",{"$error":"#VALUE!"},{"$error":"#VALUE!"}]
["","","","","","",{"$error":"#VALUE!"},{"$error":"#VALUE!"}]
["","","","","","",{"$error":"#VALUE!"},{"$error":"#VALUE!"}]
["","","","","","",{"$error":"#VALUE!"},{"$error":"#VALUE!"}]
["","","","","","",{"$error":"#VALUE!"},{"$error":"#VALUE!"}]
["","","","","","",{"$error":"#VALUE!"},{"$error":"#VALUE!"}]
["","","","","","",{"$error":"#VALUE!"},{"$error":"#VALUE!"}]
["","","","","","",{"$error":"#VALUE!"},{"$error":"#VALUE!"}]
["","","","","","",{"$error":"#VALUE!"},{"$error":"#VALUE!"}]
["","","","","","",{"$error":"#VALUE!"},{"$error":"#VALUE!"}]
["","","","","","",{"$error":"#VALUE!"},{"$error":"#VALUE!"}]
["","","","","","",{"$error":"#VALUE!"},{"$error":"#VALUE!"}]
["","","","","","",{"$error":"#VALUE!"},{"$error":"#VALUE!"}]
["","","","","","",{"$error":"#VALUE!"},{"$error":"#VALUE!"}]
["","","","","","",{"$error":"#VALUE!"},{"$error":"#VALUE!"}]
["","","","","","",{"$error":"#VALUE!"},{"$error":"#VALUE!"}]
["","","","","","",{"$error":"#VALUE!"},{"$error":"#VALUE!"}]
["","","","","","",{"$error":"#VALUE!"},{"$error":"#VALUE!"}]
["","","","","","",{"$error":"#VALUE!"},{"$error":"#VALUE!"}]
["","","","","","",{"$error":"#VALUE!"},{"$error":"#VALUE!"}]
["","","","","","",{"$error":"#VALUE!"},{"$error":"#VALUE!"}]
["","","","","","",{"$error":"#VALUE!"},{"$error":"#VALUE!"}]
["","","","","","",{"$error":"#VALUE!"},{"$error":"#VALUE!"}]
["","","","","","",{"$error":"#VALUE!"},{"$error":"#VALUE!"}]
["","","","","","",{"$error":"#VALUE!"},{"$error":"#VALUE!"}]
["","","","","","",{"$error":"#VALUE!"},{"$error":"#VALUE!"}]
["","","","","","",{"$error":"#VALUE!"},{"$error":"#VALUE!"}]
["","","","","","",{"$error":"#VALUE!"},{"$error":"#VALUE!"}]
["","","","","","",{"$error":"#VALUE!"},{"$error":"#VALUE!"}]
["","","","","","",{"$error":"#VALUE!"},{"$error":"#VALUE!"}]
["","","","","","",{"$error":"#VALUE!"},{"$error":"#VALUE!"}]
["","","","","","",{"$error":"#VALUE!"},{"$error":"#VALUE!"}]
["","","","","","",{"$error":"#VALUE!"},{"$error":"#VALUE!"}]
["","","","","","",{"$error":"#VALUE!"},{"$error":"#VALUE!"}]
["","","","","","",{"$error":"#VALUE!"},{"$error":"#VALUE!"}]
["","","","","","",{"$error":"#VALUE!"},{"$error":"#VALUE!"}]
["","","","","","",{"$error":"#VALUE!"},{"$error":"#VALUE!"}]
["","","","","","",{"$error":"#VALUE!"},{"$error":"#VALUE!"}]
["","","","","","",{"$error":"#VALUE!"},{"$error":"#VALUE!"}]
["","","","","","",{"$error":"#VALUE!"},{"$error":"#VALUE!"}]
["","","","","","",{"$error":"#VALUE!"},{"$error":"#VALUE!"}]
["","","","","","",{"$error":"#VALUE!"},{"$error":"#VALUE!"}]
["","","","","","",{"$error":"#VALUE!"},{"$error":"#VALUE!"}]
["","","","","","",{"$error":"#VALUE!"},{"$error":"#VALUE!"}]
["","","","","","",{"$error":"#VALUE!"},{"$error":"#VALUE!"}]
["","","","","","",{"$error":"#VALUE!"},{"$error":"#VALUE!"}]
["","","","","","",{"$error":"#VALUE!"},{"$error":"#VALUE!"}]
["","","","","","",{"$error":"#VALUE!"},{"$error":"#VALUE!"}]
["","","","","","",{"$error":"#VALUE!"},{"$error":"#VALUE!"}]
["","","","","","",{"$error":"#VALUE!"},{"$error":"#VALUE!"}]
["","","","","","",{"$error":"#VALUE!"},{"$error":"#VALUE!"}]
["","","","","","",{"$error":"#VALUE!"},{"$error":"#VALUE!"}]
["","","","","","",{"$error":"#VALUE!"},{"$error":"#VALUE!"}]
["","","","","","",{"$error":"#VALUE!"},{"$error":"#VALUE!"}]
["","","","","","",{"$error":"#VALUE!"},{"$error":"#VALUE!"}]
["","","","","","",{"$error":"#VALUE!"},{"$error":"#VALUE!"}]
["","","",{"$f":"IF(A277<>\"\",MOD(B277,24)/24,\"\")","v":""},"","",{"$f":"ABS(0.5*1.025*1*(F277^3))","v":{"$error":"#VALUE!"}},{"$f":"G277*$B$13","v":{"$error":"#VALUE!"}}]
[{"$f":"IF(IF(A277<>\"\",A277+1<=$B$16,0),A277+1,\"\")","v":""},{"$f":"IF(A278<>\"\",A278*$B$13,\"\")","v":""},{"$f":"IF(A278<>\"\",ROUNDDOWN(A278*$B$13/24,0),\"\")","v":""},"",{"$f":"IF(A278<>\"\",($B$4+$B$5)/2+($B$5-$B$4)/2*COS(2*PI()/$B$15*B278),\"\")","v":""},{"$f":"IF(A278<>\"\",E278*COS(2*PI()/$B$7*B278),\"\")","v":""},{"$error":"#VALUE!"},{"$error":"#VALUE!"}]
["","","","","","",{"$error":"#VALUE!"},{"$error":"#VALUE!"}]
["","","","","","",{"$error":"#VALUE!"},{"$error":"#VALUE!"}]
["","","","","","",{"$error":"#VALUE!"},{"$error":"#VALUE!"}]
["","","","","","",{"$error":"#VALUE!"},{"$error":"#VALUE!"}]
["","","","","","",{"$error":"#VALUE!"},{"$error":"#VALUE!"}]
["","","","","","",{"$error":"#VALUE!"},{"$error":"#VALUE!"}]
["","","","","","",{"$error":"#VALUE!"},{"$error":"#VALUE!"}]
["","","","","","",{"$error":"#VALUE!"},{"$error":"#VALUE!"}]
["","","","","","",{"$error":"#VALUE!"},{"$error":"#VALUE!"}]
["","","","","","",{"$error":"#VALUE!"},{"$error":"#VALUE!"}]
["","","","","","",{"$error":"#VALUE!"},{"$error":"#VALUE!"}]
["","","","","","",{"$error":"#VALUE!"},{"$error":"#VALUE!"}]
["","","","","","",{"$error":"#VALUE!"},{"$error":"#VALUE!"}]
["","","","","","",{"$error":"#VALUE!"},{"$error":"#VALUE!"}]
["","","","","","",{"$error":"#VALUE!"},{"$error":"#VALUE!"}]
["","","","","","",{"$error":"#VALUE!"},{"$error":"#VALUE!"}]
["","","","","","",{"$error":"#VALUE!"},{"$error":"#VALUE!"}]
["","","","","","",{"$error":"#VALUE!"},{"$error":"#VALUE!"}]
["","","","","","",{"$error":"#VALUE!"},{"$error":"#VALUE!"}]
["","","","","","",{"$error":"#VALUE!"},{"$error":"#VALUE!"}]
["","","","","","",{"$error":"#VALUE!"},{"$error":"#VALUE!"}]
["","","","","","",{"$error":"#VALUE!"},{"$error":"#VALUE!"}]
["","","","","","",{"$error":"#VALUE!"},{"$error":"#VALUE!"}]
["","","","","","",{"$error":"#VALUE!"},{"$error":"#VALUE!"}]
["","","","","","",{"$error":"#VALUE!"},{"$error":"#VALUE!"}]
["","","","","","",{"$error":"#VALUE!"},{"$error":"#VALUE!"}]
["","","","","","",{"$error":"#VALUE!"},{"$error":"#VALUE!"}]
["","","","","","",{"$error":"#VALUE!"},{"$error":"#VALUE!"}]
["","","","","","",{"$error":"#VALUE!"},{"$error":"#VALUE!"}]
["","","","","","",{"$error":"#VALUE!"},{"$error":"#VALUE!"}]
["","","","","","",{"$error":"#VALUE!"},{"$error":"#VALUE!"}]
["","","","","","",{"$error":"#VALUE!"},{"$error":"#VALUE!"}]
["","","","","","",{"$error":"#VALUE!"},{"$error":"#VALUE!"}]
["","","","","","",{"$error":"#VALUE!"},{"$error":"#VALUE!"}]
["","","","","","",{"$error":"#VALUE!"},{"$error":"#VALUE!"}]
["","","","","","",{"$error":"#VALUE!"},{"$error":"#VALUE!"}]
["","","","","","",{"$error":"#VALUE!"},{"$error":"#VALUE!"}]
["","","","","","",{"$error":"#VALUE!"},{"$error":"#VALUE!"}]
["","","","","","",{"$error":"#VALUE!"},{"$error":"#VALUE!"}]
["","","","","","",{"$error":"#VALUE!"},{"$error":"#VALUE!"}]
["","","","","","",{"$error":"#VALUE!"},{"$error":"#VALUE!"}]
["","","","","","",{"$error":"#VALUE!"},{"$error":"#VALUE!"}]
["","","","","","",{"$error":"#VALUE!"},{"$error":"#VALUE!"}]
["","","","","","",{"$error":"#VALUE!"},{"$error":"#VALUE!"}]
["","","","","","",{"$error":"#VALUE!"},{"$error":"#VALUE!"}]
["","","","","","",{"$error":"#VALUE!"},{"$error":"#VALUE!"}]
["","","","","","",{"$error":"#VALUE!"},{"$error":"#VALUE!"}]
["","","","","","",{"$error":"#VALUE!"},{"$error":"#VALUE!"}]
["","","","","","",{"$error":"#VALUE!"},{"$error":"#VALUE!"}]
["","","","","","",{"$error":"#VALUE!"},{"$error":"#VALUE!"}]
["","","","","","",{"$error":"#VALUE!"},{"$error":"#VALUE!"}]
["","","","","","",{"$error":"#VALUE!"},{"$error":"#VALUE!"}]
["","","","","","",{"$error":"#VALUE!"},{"$error":"#VALUE!"}]
["","","","","","",{"$error":"#VALUE!"},{"$error":"#VALUE!"}]
["","","","","","",{"$error":"#VALUE!"},{"$error":"#VALUE!"}]
["","","","","","",{"$error":"#VALUE!"},{"$error":"#VALUE!"}]
["","","","","","",{"$error":"#VALUE!"},{"$error":"#VALUE!"}]
["","","","","","",{"$error":"#VALUE!"},{"$error":"#VALUE!"}]
["","","","","","",{"$error":"#VALUE!"},{"$error":"#VALUE!"}]
["","","","","","",{"$error":"#VALUE!"},{"$error":"#VALUE!"}]
["","","","","","",{"$error":"#VALUE!"},{"$error":"#VALUE!"}]
["","","","","","",{"$error":"#VALUE!"},{"$error":"#VALUE!"}]
["","","",{"$f":"IF(A341<>\"\",MOD(B341,24)/24,\"\")","v":""},"","",{"$f":"ABS(0.5*1.025*1*(F341^3))","v":{"$error":"#VALUE!"}},{"$f":"G341*$B$13","v":{"$error":"#VALUE!"}}]
[{"$f":"IF(IF(A341<>\"\",A341+1<=$B$16,0),A341+1,\"\")","v":""},{"$f":"IF(A342<>\"\",A342*$B$13,\"\")","v":""},{"$f":"IF(A342<>\"\",ROUNDDOWN(A342*$B$13/24,0),\"\")","v":""},"",{"$f":"IF(A342<>\"\",($B$4+$B$5)/2+($B$5-$B$4)/2*COS(2*PI()/$B$15*B342),\"\")","v":""},{"$f":"IF(A342<>\"\",E342*COS(2*PI()/$B$7*B342),\"\")","v":""},{"$error":"#VALUE!"},{"$error":"#VALUE!"}]
["","","","","","",{"$error":"#VALUE!"},{"$error":"#VALUE!"}]
["","","","","","",{"$error":"#VALUE!"},{"$error":"#VALUE!"}]
["","","","","","",{"$error":"#VALUE!"},{"$error":"#VALUE!"}]
["","","","","","",{"$error":"#VALUE!"},{"$error":"#VALUE!"}]
["","","","","","",{"$error":"#VALUE!"},{"$error":"#VALUE!"}]
["","","","","","",{"$error":"#VALUE!"},{"$error":"#VALUE!"}]
["","","","","","",{"$error":"#VALUE!"},{"$error":"#VALUE!"}]
["","","","","","",{"$error":"#VALUE!"},{"$error":"#VALUE!"}]
["","","","","","",{"$error":"#VALUE!"},{"$error":"#VALUE!"}]
["","","","","","",{"$error":"#VALUE!"},{"$error":"#VALUE!"}]
["","","","","","",{"$error":"#VALUE!"},{"$error":"#VALUE!"}]
["","","","","","",{"$error":"#VALUE!"},{"$error":"#VALUE!"}]
["","","","","","",{"$error":"#VALUE!"},{"$error":"#VALUE!"}]
["","","","","","",{"$error":"#VALUE!"},{"$error":"#VALUE!"}]
["","","","","","",{"$error":"#VALUE!"},{"$error":"#VALUE!"}]
["","","","","","",{"$error":"#VALUE!"},{"$error":"#VALUE!"}]
["","","","","","",{"$error":"#VALUE!"},{"$error":"#VALUE!"}]
["","","","","","",{"$error":"#VALUE!"},{"$error":"#VALUE!"}]
["","","","","","",{"$error":"#VALUE!"},{"$error":"#VALUE!"}]
["","","","","","",{"$error":"#VALUE!"},{"$error":"#VALUE!"}]
["","","","","","",{"$error":"#VALUE!"},{"$error":"#VALUE!"}]
["","","","","","",{"$error":"#VALUE!"},{"$error":"#VALUE!"}]
["","","","","","",{"$error":"#VALUE!"},{"$error":"#VALUE!"}]
["","","","","","",{"$error":"#VALUE!"},{"$error":"#VALUE!"}]
["","","","","","",{"$error":"#VALUE!"},{"$error":"#VALUE!"}]
["","","","","","",{"$error":"#VALUE!"},{"$error":"#VALUE!"}]
["","","","","","",{"$error":"#VALUE!"},{"$error":"#VALUE!"}]
["","","","","","",{"$error":"#VALUE!"},{"$error":"#VALUE!"}]
["","","","","","",{"$error":"#VALUE!"},{"$error":"#VALUE!"}]
["","","","","","",{"$error":"#VALUE!"},{"$error":"#VALUE!"}]
["","","","","","",{"$error":"#VALUE!"},{"$error":"#VALUE!"}]
["","","","","","",{"$error":"#VALUE!"},{"$error":"#VALUE!"}]
["","","","","","",{"$error":"#VALUE!"},{"$error":"#VALUE!"}]
["","","","","","",{"$error":"#VALUE!"},{"$error":"#VALUE!"}]
["","","","","","",{"$error":"#VALUE!"},{"$error":"#VALUE!"}]
["","","","","","",{"$error":"#VALUE!"},{"$error":"#VALUE!"}]
["","","","","","",{"$error":"#VALUE!"},{"$error":"#VALUE!"}]
["","","","","","",{"$error":"#VALUE!"},{"$error":"#VALUE!"}]
["","","","","","",{"$error":"#VALUE!"},{"$error":"#VALUE!"}]
["","","","","","",{"$error":"#VALUE!"},{"$error":"#VALUE!"}]
["","","","","","",{"$error":"#VALUE!"},{"$error":"#VALUE!"}]
["","","","","","",{"$error":"#VALUE!"},{"$error":"#VALUE!"}]
["","","","","","",{"$error":"#VALUE!"},{"$error":"#VALUE!"}]
["","","","","","",{"$error":"#VALUE!"},{"$error":"#VALUE!"}]
["","","","","","",{"$error":"#VALUE!"},{"$error":"#VALUE!"}]
["","","","","","",{"$error":"#VALUE!"},{"$error":"#VALUE!"}]
["","","","","","",{"$error":"#VALUE!"},{"$error":"#VALUE!"}]
["","","","","","",{"$error":"#VALUE!"},{"$error":"#VALUE!"}]
["","","","","","",{"$error":"#VALUE!"},{"$error":"#VALUE!"}]
["","","","","","",{"$error":"#VALUE!"},{"$error":"#VALUE!"}]
["","","","","","",{"$error":"#VALUE!"},{"$error":"#VALUE!"}]
["","","","","","",{"$error":"#VALUE!"},{"$error":"#VALUE!"}]
["","","","","","",{"$error":"#VALUE!"},{"$error":"#VALUE!"}]
["","","","","","",{"$error":"#VALUE!"},{"$error":"#VALUE!"}]
["","","","","","",{"$error":"#VALUE!"},{"$error":"#VALUE!"}]
["","","","","","",{"$error":"#VALUE!"},{"$error":"#VALUE!"}]
["","","","","","",{"$error":"#VALUE!"},{"$error":"#VALUE!"}]
["","","","","","",{"$error":"#VALUE!"},{"$error":"#VALUE!"}]
["","","","","","",{"$error":"#VALUE!"},{"$error":"#VALUE!"}]
["","","","","","",{"$error":"#VALUE!"},{"$error":"#VALUE!"}]
["","","","","","",{"$error":"#VALUE!"},{"$error":"#VALUE!"}]
["","","","","","",{"$error":"#VALUE!"},{"$error":"#VALUE!"}]
["","","",{"$f":"IF(A405<>\"\",MOD(B405,24)/24,\"\")","v":""},"","",{"$f":"ABS(0.5*1.025*1*(F405^3))","v":{"$error":"#VALUE!"}},{"$f":"G405*$B$13","v":{"$error":"#VALUE!"}}]
[{"$f":"IF(IF(A405<>\"\",A405+1<=$B$16,0),A405+1,\"\")","v":""},{"$f":"IF(A406<>\"\",A406*$B$13,\"\")","v":""},{"$f":"IF(A406<>\"\",ROUNDDOWN(A406*$B$13/24,0),\"\")","v":""},"",{"$f":"IF(A406<>\"\",($B$4+$B$5)/2+($B$5-$B$4)/2*COS(2*PI()/$B$15*B406),\"\")","v":""},{"$f":"IF(A406<>\"\",E406*COS(2*PI()/$B$7*B406),\"\")","v":""},{"$error":"#VALUE!"},{"$error":"#VALUE!"}]
["","","","","","",{"$error":"#VALUE!"},{"$error":"#VALUE!"}]
["","","","","","",{"$error":"#VALUE!"},{"$error":"#VALUE!"}]
["","","","","","",{"$error":"#VALUE!"},{"$error":"#VALUE!"}]
["","","","","","",{"$error":"#VALUE!"},{"$error":"#VALUE!"}]
["","","","","","",{"$error":"#VALUE!"},{"$error":"#VALUE!"}]
["","","","","","",{"$error":"#VALUE!"},{"$error":"#VALUE!"}]
["","","","","","",{"$error":"#VALUE!"},{"$error":"#VALUE!"}]
["","","","","","",{"$error":"#VALUE!"},{"$error":"#VALUE!"}]
["","","","","","",{"$error":"#VALUE!"},{"$error":"#VALUE!"}]
["","","","","","",{"$error":"#VALUE!"},{"$error":"#VALUE!"}]
["","","","","","",{"$error":"#VALUE!"},{"$error":"#VALUE!"}]
["","","","","","",{"$error":"#VALUE!"},{"$error":"#VALUE!"}]
["","","","","","",{"$error":"#VALUE!"},{"$error":"#VALUE!"}]
["","","","","","",{"$error":"#VALUE!"},{"$error":"#VALUE!"}]
["","","","","","",{"$error":"#VALUE!"},{"$error":"#VALUE!"}]
["","","","","","",{"$error":"#VALUE!"},{"$error":"#VALUE!"}]
["","","","","","",{"$error":"#VALUE!"},{"$error":"#VALUE!"}]
["","","","","","",{"$error":"#VALUE!"},{"$error":"#VALUE!"}]
["","","","","","",{"$error":"#VALUE!"},{"$error":"#VALUE!"}]
["","","","","","",{"$error":"#VALUE!"},{"$error":"#VALUE!"}]
["","","","","","",{"$error":"#VALUE!"},{"$error":"#VALUE!"}]
["","","","","","",{"$error":"#VALUE!"},{"$error":"#VALUE!"}]
["","","","","","",{"$error":"#VALUE!"},{"$error":"#VALUE!"}]
["","","","","","",{"$error":"#VALUE!"},{"$error":"#VALUE!"}]
["","","","","","",{"$error":"#VALUE!"},{"$error":"#VALUE!"}]
["","","","","","",{"$error":"#VALUE!"},{"$error":"#VALUE!"}]
["","","","","","",{"$error":"#VALUE!"},{"$error":"#VALUE!"}]
["","","","","","",{"$error":"#VALUE!"},{"$error":"#VALUE!"}]
["","","","","","",{"$error":"#VALUE!"},{"$error":"#VALUE!"}]
["","","","","","",{"$error":"#VALUE!"},{"$error":"#VALUE!"}]
["","","","","","",{"$error":"#VALUE!"},{"$error":"#VALUE!"}]
["","","","","","",{"$error":"#VALUE!"},{"$error":"#VALUE!"}]
["","","","","","",{"$error":"#VALUE!"},{"$error":"#VALUE!"}]
["","","","","","",{"$error":"#VALUE!"},{"$error":"#VALUE!"}]
["","","","","","",{"$error":"#VALUE!"},{"$error":"#VALUE!"}]
["","","","","","",{"$error":"#VALUE!"},{"$error":"#VALUE!"}]
["","","","","","",{"$error":"#VALUE!"},{"$error":"#VALUE!"}]
["","","","","","",{"$error":"#VALUE!"},{"$error":"#VALUE!"}]
["","","","","","",{"$error":"#VALUE!"},{"$error":"#VALUE!"}]
["","","","","","",{"$error":"#VALUE!"},{"$error":"#VALUE!"}]
["","","","","","",{"$error":"#VALUE!"},{"$error":"#VALUE!"}]
["","","","","","",{"$error":"#VALUE!"},{"$error":"#VALUE!"}]
["","","","","","",{"$error":"#VALUE!"},{"$error":"#VALUE!"}]
["","","","","","",{"$error":"#VALUE!"},{"$error":"#VALUE!"}]
["","","","","","",{"$error":"#VALUE!"},{"$error":"#VALUE!"}]
["","","","","","",{"$error":"#VALUE!"},{"$error":"#VALUE!"}]
["","","","","","",{"$error":"#VALUE!"},{"$error":"#VALUE!"}]
["","","","","","",{"$error":"#VALUE!"},{"$error":"#VALUE!"}]
["","","","","","",{"$error":"#VALUE!"},{"$error":"#VALUE!"}]
["","","","","","",{"$error":"#VALUE!"},{"$error":"#VALUE!"}]
["","","","","","",{"$error":"#VALUE!"},{"$error":"#VALUE!"}]
["","","","","","",{"$error":"#VALUE!"},{"$error":"#VALUE!"}]
["","","","","","",{"$error":"#VALUE!"},{"$error":"#VALUE!"}]
["","","","","","",{"$error":"#VALUE!"},{"$error":"#VALUE!"}]
["","","","","","",{"$error":"#VALUE!"},{"$error":"#VALUE!"}]
["","","","","","",{"$error":"#VALUE!"},{"$error":"#VALUE!"}]
["","","","","","",{"$error":"#VALUE!"},{"$error":"#VALUE!"}]
["","","","","","",{"$error":"#VALUE!"},{"$error":"#VALUE!"}]
["","","","","","",{"$error":"#VALUE!"},{"$error":"#VALUE!"}]
["","","","","","",{"$error":"#VALUE!"},{"$error":"#VALUE!"}]
["","","","","","",{"$error":"#VALUE!"},{"$error":"#VALUE!"}]
["","","","","","",{"$error":"#VALUE!"},{"$error":"#VALUE!"}]
["","","",{"$f":"IF(A469<>\"\",MOD(B469,24)/24,\"\")","v":""},"","",{"$f":"ABS(0.5*1.025*1*(F469^3))","v":{"$error":"#VALUE!"}},{"$f":"G469*$B$13","v":{"$error":"#VALUE!"}}]
[{"$f":"IF(IF(A469<>\"\",A469+1<=$B$16,0),A469+1,\"\")","v":""},{"$f":"IF(A470<>\"\",A470*$B$13,\"\")","v":""},{"$f":"IF(A470<>\"\",ROUNDDOWN(A470*$B$13/24,0),\"\")","v":""},"",{"$f":"IF(A470<>\"\",($B$4+$B$5)/2+($B$5-$B$4)/2*COS(2*PI()/$B$15*B470),\"\")","v":""},{"$f":"IF(A470<>\"\",E470*COS(2*PI()/$B$7*B470),\"\")","v":""},{"$error":"#VALUE!"},{"$error":"#VALUE!"}]
["","","","","","",{"$error":"#VALUE!"},{"$error":"#VALUE!"}]
["","","","","","",{"$error":"#VALUE!"},{"$error":"#VALUE!"}]
["","","","","","",{"$error":"#VALUE!"},{"$error":"#VALUE!"}]
["","","","","","",{"$error":"#VALUE!"},{"$error":"#VALUE!"}]
["","","","","","",{"$error":"#VALUE!"},{"$error":"#VALUE!"}]
["","","","","","",{"$error":"#VALUE!"},{"$error":"#VALUE!"}]
["","","","","","",{"$error":"#VALUE!"},{"$error":"#VALUE!"}]
["","","","","","",{"$error":"#VALUE!"},{"$error":"#VALUE!"}]
["","","","","","",{"$error":"#VALUE!"},{"$error":"#VALUE!"}]
["","","","","","",{"$error":"#VALUE!"},{"$error":"#VALUE!"}]
["","","","","","",{"$error":"#VALUE!"},{"$error":"#VALUE!"}]
["","","","","","",{"$error":"#VALUE!"},{"$error":"#VALUE!"}]
["","","","","","",{"$error":"#VALUE!"},{"$error":"#VALUE!"}]
["","","","","","",{"$error":"#VALUE!"},{"$error":"#VALUE!"}]
["","","","","","",{"$error":"#VALUE!"},{"$error":"#VALUE!"}]
["","","","","","",{"$error":"#VALUE!"},{"$error":"#VALUE!"}]
["","","","","","",{"$error":"#VALUE!"},{"$error":"#VALUE!"}]
["","","","","","",{"$error":"#VALUE!"},{"$error":"#VALUE!"}]
["","","","","","",{"$error":"#VALUE!"},{"$error":"#VALUE!"}]
["","","","","","",{"$error":"#VALUE!"},{"$error":"#VALUE!"}]
["","","","","","",{"$error":"#VALUE!"},{"$error":"#VALUE!"}]
["","","","","","",{"$error":"#VALUE!"},{"$error":"#VALUE!"}]
["","","","","","",{"$error":"#VALUE!"},{"$error":"#VALUE!"}]
["","","","","","",{"$error":"#VALUE!"},{"$error":"#VALUE!"}]
["","","","","","",{"$error":"#VALUE!"},{"$error":"#VALUE!"}]
["","","","","","",{"$error":"#VALUE!"},{"$error":"#VALUE!"}]
["","","","","","",{"$error":"#VALUE!"},{"$error":"#VALUE!"}]
["","","","","","",{"$error":"#VALUE!"},{"$error":"#VALUE!"}]
["","","","","","",{"$error":"#VALUE!"},{"$error":"#VALUE!"}]
["","","","","","",{"$error":"#VALUE!"},{"$error":"#VALUE!"}]
["","","","","","",{"$error":"#VALUE!"},{"$error":"#VALUE!"}]
["","","","","","",{"$error":"#VALUE!"},{"$error":"#VALUE!"}]
["","","","","","",{"$error":"#VALUE!"},{"$error":"#VALUE!"}]
["","","","","","",{"$error":"#VALUE!"},{"$error":"#VALUE!"}]
["","","","","","",{"$error":"#VALUE!"},{"$error":"#VALUE!"}]
["","","","","","",{"$error":"#VALUE!"},{"$error":"#VALUE!"}]
["","","","","","",{"$error":"#VALUE!"},{"$error":"#VALUE!"}]
["","","","","","",{"$error":"#VALUE!"},{"$error":"#VALUE!"}]
["","","","","","",{"$error":"#VALUE!"},{"$error":"#VALUE!"}]
["","","","","","",{"$error":"#VALUE!"},{"$error":"#VALUE!"}]
["","","","","","",{"$error":"#VALUE!"},{"$error":"#VALUE!"}]
["","","","","","",{"$error":"#VALUE!"},{"$error":"#VALUE!"}]
["","","","","","",{"$error":"#VALUE!"},{"$error":"#VALUE!"}]
["","","","","","",{"$error":"#VALUE!"},{"$error":"#VALUE!"}]
["","","","","","",{"$error":"#VALUE!"},{"$error":"#VALUE!"}]
["","","","","","",{"$error":"#VALUE!"},{"$error":"#VALUE!"}]
["","","","","","",{"$error":"#VALUE!"},{"$error":"#VALUE!"}]
["","","","","","",{"$error":"#VALUE!"},{"$error":"#VALUE!"}]
["","","","","","",{"$error":"#VALUE!"},{"$error":"#VALUE!"}]
["","","","","","",{"$error":"#VALUE!"},{"$error":"#VALUE!"}]
["","","","","","",{"$error":"#VALUE!"},{"$error":"#VALUE!"}]
["","","","","","",{"$error":"#VALUE!"},{"$error":"#VALUE!"}]
["","","","","","",{"$error":"#VALUE!"},{"$error":"#VALUE!"}]
["","","","","","",{"$error":"#VALUE!"},{"$error":"#VALUE!"}]
["","","","","","",{"$error":"#VALUE!"},{"$error":"#VALUE!"}]
["","","","","","",{"$error":"#VALUE!"},{"$error":"#VALUE!"}]
["","","","","","",{"$error":"#VALUE!"},{"$error":"#VALUE!"}]
["","","","","","",{"$error":"#VALUE!"},{"$error":"#VALUE!"}]
["","","","","","",{"$error":"#VALUE!"},{"$error":"#VALUE!"}]
["","","","","","",{"$error":"#VALUE!"},{"$error":"#VALUE!"}]
["","","","","","",{"$error":"#VALUE!"},{"$error":"#VALUE!"}]
["","","","","","",{"$error":"#VALUE!"},{"$error":"#VALUE!"}]
["","","",{"$f":"IF(A533<>\"\",MOD(B533,24)/24,\"\")","v":""},"","",{"$f":"ABS(0.5*1.025*1*(F533^3))","v":{"$error":"#VALUE!"}},{"$f":"G533*$B$13","v":{"$error":"#VALUE!"}}]
[{"$f":"IF(IF(A533<>\"\",A533+1<=$B$16,0),A533+1,\"\")","v":""},{"$f":"IF(A534<>\"\",A534*$B$13,\"\")","v":""},{"$f":"IF(A534<>\"\",ROUNDDOWN(A534*$B$13/24,0),\"\")","v":""},"",{"$f":"IF(A534<>\"\",($B$4+$B$5)/2+($B$5-$B$4)/2*COS(2*PI()/$B$15*B534),\"\")","v":""},{"$f":"IF(A534<>\"\",E534*COS(2*PI()/$B$7*B534),\"\")","v":""},{"$error":"#VALUE!"},{"$error":"#VALUE!"}]
["","","","","","",{"$error":"#VALUE!"},{"$error":"#VALUE!"}]
["","","","","","",{"$error":"#VALUE!"},{"$error":"#VALUE!"}]
["","","","","","",{"$error":"#VALUE!"},{"$error":"#VALUE!"}]
["","","","","","",{"$error":"#VALUE!"},{"$error":"#VALUE!"}]
["","","","","","",{"$error":"#VALUE!"},{"$error":"#VALUE!"}]
["","","","","","",{"$error":"#VALUE!"},{"$error":"#VALUE!"}]
["","","","","","",{"$error":"#VALUE!"},{"$error":"#VALUE!"}]
["","","","","","",{"$error":"#VALUE!"},{"$error":"#VALUE!"}]
["","","","","","",{"$error":"#VALUE!"},{"$error":"#VALUE!"}]
["","","","","","",{"$error":"#VALUE!"},{"$error":"#VALUE!"}]
["","","","","","",{"$error":"#VALUE!"},{"$error":"#VALUE!"}]
["","","","","","",{"$error":"#VALUE!"},{"$error":"#VALUE!"}]
["","","","","","",{"$error":"#VALUE!"},{"$error":"#VALUE!"}]
["","","","","","",{"$error":"#VALUE!"},{"$error":"#VALUE!"}]
["","","","","","",{"$error":"#VALUE!"},{"$error":"#VALUE!"}]
["","","","","","",{"$error":"#VALUE!"},{"$error":"#VALUE!"}]
["","","","","","",{"$error":"#VALUE!"},{"$error":"#VALUE!"}]
["","","","","","",{"$error":"#VALUE!"},{"$error":"#VALUE!"}]
["","","","","","",{"$error":"#VALUE!"},{"$error":"#VALUE!"}]
["","","","","","",{"$error":"#VALUE!"},{"$error":"#VALUE!"}]
["","","","","","",{"$error":"#VALUE!"},{"$error":"#VALUE!"}]
["","","","","","",{"$error":"#VALUE!"},{"$error":"#VALUE!"}]
["","","","","","",{"$error":"#VALUE!"},{"$error":"#VALUE!"}]
["","","","","","",{"$error":"#VALUE!"},{"$error":"#VALUE!"}]
["","","","","","",{"$error":"#VALUE!"},{"$error":"#VALUE!"}]
["","","","","","",{"$error":"#VALUE!"},{"$error":"#VALUE!"}]
["","","","","","",{"$error":"#VALUE!"},{"$error":"#VALUE!"}]
["","","","","","",{"$error":"#VALUE!"},{"$error":"#VALUE!"}]
["","","","","","",{"$error":"#VALUE!"},{"$error":"#VALUE!"}]
["","","","","","",{"$error":"#VALUE!"},{"$error":"#VALUE!"}]
["","","","","","",{"$error":"#VALUE!"},{"$error":"#VALUE!"}]
["","","","","","",{"$error":"#VALUE!"},{"$error":"#VALUE!"}]
["","","","","","",{"$error":"#VALUE!"},{"$error":"#VALUE!"}]
["","","","","","",{"$error":"#VALUE!"},{"$error":"#VALUE!"}]
["","","","","","",{"$error":"#VALUE!"},{"$error":"#VALUE!"}]
["","","","","","",{"$error":"#VALUE!"},{"$error":"#VALUE!"}]
["","","","","","",{"$error":"#VALUE!"},{"$error":"#VALUE!"}]
["","","","","","",{"$error":"#VALUE!"},{"$error":"#VALUE!"}]
["","","","","","",{"$error":"#VALUE!"},{"$error":"#VALUE!"}]
["","","","","","",{"$error":"#VALUE!"},{"$error":"#VALUE!"}]
["","","","","","",{"$error":"#VALUE!"},{"$error":"#VALUE!"}]
["","","","","","",{"$error":"#VALUE!"},{"$error":"#VALUE!"}]
["","","","","","",{"$error":"#VALUE!"},{"$error":"#VALUE!"}]
["","","","","","",{"$error":"#VALUE!"},{"$error":"#VALUE!"}]
["","","","","","",{"$error":"#VALUE!"},{"$error":"#VALUE!"}]
["","","","","","",{"$error":"#VALUE!"},{"$error":"#VALUE!"}]
["","","","","","",{"$error":"#VALUE!"},{"$error":"#VALUE!"}]
["","","","","","",{"$error":"#VALUE!"},{"$error":"#VALUE!"}]
["","","","","","",{"$error":"#VALUE!"},{"$error":"#VALUE!"}]
["","","","","","",{"$error":"#VALUE!"},{"$error":"#VALUE!"}]
["","","","","","",{"$error":"#VALUE!"},{"$error":"#VALUE!"}]
["","","","","","",{"$error":"#VALUE!"},{"$error":"#VALUE!"}]
["","","","","","",{"$error":"#VALUE!"},{"$error":"#VALUE!"}]
["","","","","","",{"$error":"#VALUE!"},{"$error":"#VALUE!"}]
["","","","","","",{"$error":"#VALUE!"},{"$error":"#VALUE!"}]
["","","","","","",{"$error":"#VALUE!"},{"$error":"#VALUE!"}]
["","","","","","",{"$error":"#VALUE!"},{"$error":"#VALUE!"}]
["","","","","","",{"$error":"#VALUE!"},{"$error":"#VALUE!"}]
["","","","","","",{"$error":"#VALUE!"},{"$error":"#VALUE!"}]
["","","","","","",{"$error":"#VALUE!"},{"$error":"#VALUE!"}]
["","","","","","",{"$error":"#VALUE!"},{"$error":"#VALUE!"}]
["","","","","","",{"$error":"#VALUE!"},{"$error":"#VALUE!"}]
["","","",{"$f":"IF(A597<>\"\",MOD(B597,24)/24,\"\")","v":""},"","",{"$f":"ABS(0.5*1.025*1*(F597^3))","v":{"$error":"#VALUE!"}},{"$f":"G597*$B$13","v":{"$error":"#VALUE!"}}]
[{"$f":"IF(IF(A597<>\"\",A597+1<=$B$16,0),A597+1,\"\")","v":""},{"$f":"IF(A598<>\"\",A598*$B$13,\"\")","v":""},{"$f":"IF(A598<>\"\",ROUNDDOWN(A598*$B$13/24,0),\"\")","v":""},"",{"$f":"IF(A598<>\"\",($B$4+$B$5)/2+($B$5-$B$4)/2*COS(2*PI()/$B$15*B598),\"\")","v":""},{"$f":"IF(A598<>\"\",E598*COS(2*PI()/$B$7*B598),\"\")","v":""},{"$error":"#VALUE!"},{"$error":"#VALUE!"}]
["","","","","","",{"$error":"#VALUE!"},{"$error":"#VALUE!"}]
["","","","","","",{"$error":"#VALUE!"},{"$error":"#VALUE!"}]
["","","","","","",{"$error":"#VALUE!"},{"$error":"#VALUE!"}]
["","","","","","",{"$error":"#VALUE!"},{"$error":"#VALUE!"}]
["","","","","","",{"$error":"#VALUE!"},{"$error":"#VALUE!"}]
["","","","","","",{"$error":"#VALUE!"},{"$error":"#VALUE!"}]
["","","","","","",{"$error":"#VALUE!"},{"$error":"#VALUE!"}]
["","","","","","",{"$error":"#VALUE!"},{"$error":"#VALUE!"}]
["","","","","","",{"$error":"#VALUE!"},{"$error":"#VALUE!"}]
["","","","","","",{"$error":"#VALUE!"},{"$error":"#VALUE!"}]
["","","","","","",{"$error":"#VALUE!"},{"$error":"#VALUE!"}]
["","","","","","",{"$error":"#VALUE!"},{"$error":"#VALUE!"}]
["","","","","","",{"$error":"#VALUE!"},{"$error":"#VALUE!"}]
["","","","","","",{"$error":"#VALUE!"},{"$error":"#VALUE!"}]
["","","","","","",{"$error":"#VALUE!"},{"$error":"#VALUE!"}]
["","","","","","",{"$error":"#VALUE!"},{"$error":"#VALUE!"}]
["","","","","","",{"$error":"#VALUE!"},{"$error":"#VALUE!"}]
["","","","","","",{"$error":"#VALUE!"},{"$error":"#VALUE!"}]
["","","","","","",{"$error":"#VALUE!"},{"$error":"#VALUE!"}]
["","","","","","",{"$error":"#VALUE!"},{"$error":"#VALUE!"}]
["","","","","","",{"$error":"#VALUE!"},{"$error":"#VALUE!"}]
["","","","","","",{"$error":"#VALUE!"},{"$error":"#VALUE!"}]
["","","","","","",{"$error":"#VALUE!"},{"$error":"#VALUE!"}]
["","","","","","",{"$error":"#VALUE!"},{"$error":"#VALUE!"}]
["","","","","","",{"$error":"#VALUE!"},{"$error":"#VALUE!"}]
["","","","","","",{"$error":"#VALUE!"},{"$error":"#VALUE!"}]
["","","","","","",{"$error":"#VALUE!"},{"$error":"#VALUE!"}]
["","","","","","",{"$error":"#VALUE!"},{"$error":"#VALUE!"}]
["","","","","","",{"$error":"#VALUE!"},{"$error":"#VALUE!"}]
["","","","","","",{"$error":"#VALUE!"},{"$error":"#VALUE!"}]
["","","","","","",{"$error":"#VALUE!"},{"$error":"#VALUE!"}]
["","","","","","",{"$error":"#VALUE!"},{"$error":"#VALUE!"}]
["","","","","","",{"$error":"#VALUE!"},{"$error":"#VALUE!"}]
["","","","","","",{"$error":"#VALUE!"},{"$error":"#VALUE!"}]
["","","","","","",{"$error":"#VALUE!"},{"$error":"#VALUE!"}]
["","","","","","",{"$error":"#VALUE!"},{"$error":"#VALUE!"}]
["","","","","","",{"$error":"#VALUE!"},{"$error":"#VALUE!"}]
["","","","","","",{"$error":"#VALUE!"},{"$error":"#VALUE!"}]
["","","","","","",{"$error":"#VALUE!"},{"$error":"#VALUE!"}]
["","","","","","",{"$error":"#VALUE!"},{"$error":"#VALUE!"}]
["","","","","","",{"$error":"#VALUE!"},{"$error":"#VALUE!"}]
["","","","","","",{"$error":"#VALUE!"},{"$error":"#VALUE!"}]
["","","","","","",{"$error":"#VALUE!"},{"$error":"#VALUE!"}]
["","","","","","",{"$error":"#VALUE!"},{"$error":"#VALUE!"}]
["","","","","","",{"$error":"#VALUE!"},{"$error":"#VALUE!"}]
["","","","","","",{"$error":"#VALUE!"},{"$error":"#VALUE!"}]
["","","","","","",{"$error":"#VALUE!"},{"$error":"#VALUE!"}]
["","","","","","",{"$error":"#VALUE!"},{"$error":"#VALUE!"}]
["","","","","","",{"$error":"#VALUE!"},{"$error":"#VALUE!"}]
["","","","","","",{"$error":"#VALUE!"},{"$error":"#VALUE!"}]
["","","","","","",{"$error":"#VALUE!"},{"$error":"#VALUE!"}]
["","","","","","",{"$error":"#VALUE!"},{"$error":"#VALUE!"}]
["","","","","","",{"$error":"#VALUE!"},{"$error":"#VALUE!"}]
["","","","","","",{"$error":"#VALUE!"},{"$error":"#VALUE!"}]
["","","","","","",{"$error":"#VALUE!"},{"$error":"#VALUE!"}]
["","","","","","",{"$error":"#VALUE!"},{"$error":"#VALUE!"}]
["","","","","","",{"$error":"#VALUE!"},{"$error":"#VALUE!"}]
["","","","","","",{"$error":"#VALUE!"},{"$error":"#VALUE!"}]
["","","","","","",{"$error":"#VALUE!"},{"$error":"#VALUE!"}]
["","","","","","",{"$error":"#VALUE!"},{"$error":"#VALUE!"}]
["","","","","","",{"$error":"#VALUE!"},{"$error":"#VALUE!"}]
["","","","","","",{"$error":"#VALUE!"},{"$error":"#VALUE!"}]
["","","",{"$f":"IF(A661<>\"\",MOD(B661,24)/24,\"\")","v":""},"","",{"$f":"ABS(0.5*1.025*1*(F661^3))","v":{"$error":"#VALUE!"}},{"$f":"G661*$B$13","v":{"$error":"#VALUE!"}}]
[{"$f":"IF(IF(A661<>\"\",A661+1<=$B$16,0),A661+1,\"\")","v":""},{"$f":"IF(A662<>\"\",A662*$B$13,\"\")","v":""},{"$f":"IF(A662<>\"\",ROUNDDOWN(A662*$B$13/24,0),\"\")","v":""},"",{"$f":"IF(A662<>\"\",($B$4+$B$5)/2+($B$5-$B$4)/2*COS(2*PI()/$B$15*B662),\"\")","v":""},{"$f":"IF(A662<>\"\",E662*COS(2*PI()/$B$7*B662),\"\")","v":""},{"$error":"#VALUE!"},{"$error":"#VALUE!"}]
["","","","","","",{"$error":"#VALUE!"},{"$error":"#VALUE!"}]
["","","","","","",{"$error":"#VALUE!"},{"$error":"#VALUE!"}]
["","","","","","",{"$error":"#VALUE!"},{"$error":"#VALUE!"}]
["","","","","","",{"$error":"#VALUE!"},{"$error":"#VALUE!"}]
["","","","","","",{"$error":"#VALUE!"},{"$error":"#VALUE!"}]
["","","","","","",{"$error":"#VALUE!"},{"$error":"#VALUE!"}]
["","","","","","",{"$error":"#VALUE!"},{"$error":"#VALUE!"}]
["","","","","","",{"$error":"#VALUE!"},{"$error":"#VALUE!"}]
["","","","","","",{"$error":"#VALUE!"},{"$error":"#VALUE!"}]
["","","","","","",{"$error":"#VALUE!"},{"$error":"#VALUE!"}]
["","","","","","",{"$error":"#VALUE!"},{"$error":"#VALUE!"}]
["","","","","","",{"$error":"#VALUE!"},{"$error":"#VALUE!"}]
["","","","","","",{"$error":"#VALUE!"},{"$error":"#VALUE!"}]
["","","","","","",{"$error":"#VALUE!"},{"$error":"#VALUE!"}]
["","","","","","",{"$error":"#VALUE!"},{"$error":"#VALUE!"}]
["","","","","","",{"$error":"#VALUE!"},{"$error":"#VALUE!"}]
["","","","","","",{"$error":"#VALUE!"},{"$error":"#VALUE!"}]
["","","","","","",{"$error":"#VALUE!"},{"$error":"#VALUE!"}]
["","","","","","",{"$error":"#VALUE!"},{"$error":"#VALUE!"}]
["","","","","","",{"$error":"#VALUE!"},{"$error":"#VALUE!"}]
["","","","","","",{"$error":"#VALUE!"},{"$error":"#VALUE!"}]
["","","","","","",{"$error":"#VALUE!"},{"$error":"#VALUE!"}]
["","","","","","",{"$error":"#VALUE!"},{"$error":"#VALUE!"}]
["","","","","","",{"$error":"#VALUE!"},{"$error":"#VALUE!"}]
["","","","","","",{"$error":"#VALUE!"},{"$error":"#VALUE!"}]
["","","","","","",{"$error":"#VALUE!"},{"$error":"#VALUE!"}]
["","","","","","",{"$error":"#VALUE!"},{"$error":"#VALUE!"}]
["","","","","","",{"$error":"#VALUE!"},{"$error":"#VALUE!"}]
["","","","","","",{"$error":"#VALUE!"},{"$error":"#VALUE!"}]
["","","","","","",{"$error":"#VALUE!"},{"$error":"#VALUE!"}]
["","","","","","",{"$error":"#VALUE!"},{"$error":"#VALUE!"}]
["","","","","","",{"$error":"#VALUE!"},{"$error":"#VALUE!"}]
["","","","","","",{"$error":"#VALUE!"},{"$error":"#VALUE!"}]
["","","","","","",{"$error":"#VALUE!"},{"$error":"#VALUE!"}]
["","","","","","",{"$error":"#VALUE!"},{"$error":"#VALUE!"}]
["","","","","","",{"$error":"#VALUE!"},{"$error":"#VALUE!"}]
["","","","","","",{"$error":"#VALUE!"},{"$error":"#VALUE!"}]
["","","","","","",{"$error":"#VALUE!"},{"$error":"#VALUE!"}]
["","","","","","",{"$error":"#VALUE!"},{"$error":"#VALUE!"}]
["","","","","","",{"$error":"#VALUE!"},{"$error":"#VALUE!"}]
["","","","","","",{"$error":"#VALUE!"},{"$error":"#VALUE!"}]
["","","","","","",{"$error":"#VALUE!"},{"$error":"#VALUE!"}]
["","","","","","",{"$error":"#VALUE!"},{"$error":"#VALUE!"}]
["","","","","","",{"$error":"#VALUE!"},{"$error":"#VALUE!"}]
["","","","","","",{"$error":"#VALUE!"},{"$error":"#VALUE!"}]
["","","","","","",{"$error":"#VALUE!"},{"$error":"#VALUE!"}]
["","","","","","",{"$error":"#VALUE!"},{"$error":"#VALUE!"}]
["","","","","","",{"$error":"#VALUE!"},{"$error":"#VALUE!"}]
["","","","","","",{"$error":"#VALUE!"},{"$error":"#VALUE!"}]
["","","","","","",{"$error":"#VALUE!"},{"$error":"#VALUE!"}]
["","","","","","",{"$error":"#VALUE!"},{"$error":"#VALUE!"}]
["","","","","","",{"$error":"#VALUE!"},{"$error":"#VALUE!"}]
["","","","","","",{"$error":"#VALUE!"},{"$error":"#VALUE!"}]
["","","","","","",{"$error":"#VALUE!"},{"$error":"#VALUE!"}]
["","","","","","",{"$error":"#VALUE!"},{"$error":"#VALUE!"}]
["","","","","","",{"$error":"#VALUE!"},{"$error":"#VALUE!"}]
["","","","","","",{"$error":"#VALUE!"},{"$error":"#VALUE!"}]
["","","","","","",{"$error":"#VALUE!"},{"$error":"#VALUE!"}]
["","","","","","",{"$error":"#VALUE!"},{"$error":"#VALUE!"}]
["","","","","","",{"$error":"#VALUE!"},{"$error":"#VALUE!"}]
["","","","","","",{"$error":"#VALUE!"},{"$error":"#VALUE!"}]
["","","","","","",{"$error":"#VALUE!"},{"$error":"#VALUE!"}]
["","","",{"$f":"IF(A725<>\"\",MOD(B725,24)/24,\"\")","v":""},"","",{"$f":"ABS(0.5*1.025*1*(F725^3))","v":{"$error":"#VALUE!"}},{"$f":"G725*$B$13","v":{"$error":"#VALUE!"}}]
[{"$f":"IF(IF(A725<>\"\",A725+1<=$B$16,0),A725+1,\"\")","v":""},{"$f":"IF(A726<>\"\",A726*$B$13,\"\")","v":""},{"$f":"IF(A726<>\"\",ROUNDDOWN(A726*$B$13/24,0),\"\")","v":""},"",{"$f":"IF(A726<>\"\",($B$4+$B$5)/2+($B$5-$B$4)/2*COS(2*PI()/$B$15*B726),\"\")","v":""},{"$f":"IF(A726<>\"\",E726*COS(2*PI()/$B$7*B726),\"\")","v":""},{"$error":"#VALUE!"},{"$error":"#VALUE!"}]
["","","","","","",{"$error":"#VALUE!"},{"$error":"#VALUE!"}]
["","","","","","",{"$error":"#VALUE!"},{"$error":"#VALUE!"}]
["","","","","","",{"$error":"#VALUE!"},{"$error":"#VALUE!"}]
["","","","","","",{"$error":"#VALUE!"},{"$error":"#VALUE!"}]
["","","","","","",{"$error":"#VALUE!"},{"$error":"#VALUE!"}]
["","","","","","",{"$error":"#VALUE!"},{"$error":"#VALUE!"}]
["","","","","","",{"$error":"#VALUE!"},{"$error":"#VALUE!"}]
["","","","","","",{"$error":"#VALUE!"},{"$error":"#VALUE!"}]
["","","","","","",{"$error":"#VALUE!"},{"$error":"#VALUE!"}]
["","","","","","",{"$error":"#VALUE!"},{"$error":"#VALUE!"}]
["","","","","","",{"$error":"#VALUE!"},{"$error":"#VALUE!"}]
["","","","","","",{"$error":"#VALUE!"},{"$error":"#VALUE!"}]
["","","","","","",{"$error":"#VALUE!"},{"$error":"#VALUE!"}]
["","","","","","",{"$error":"#VALUE!"},{"$error":"#VALUE!"}]
["","","","","","",{"$error":"#VALUE!"},{"$error":"#VALUE!"}]
["","","","","","",{"$error":"#VALUE!"},{"$error":"#VALUE!"}]
["","","","","","",{"$error":"#VALUE!"},{"$error":"#VALUE!"}]
["","","","","","",{"$error":"#VALUE!"},{"$error":"#VALUE!"}]
["","","","","","",{"$error":"#VALUE!"},{"$error":"#VALUE!"}]
["","","","","","",{"$error":"#VALUE!"},{"$error":"#VALUE!"}]
["","","","","","",{"$error":"#VALUE!"},{"$error":"#VALUE!"}]
["","","","","","",{"$error":"#VALUE!"},{"$error":"#VALUE!"}]
["","","","","","",{"$error":"#VALUE!"},{"$error":"#VALUE!"}]
["","","","","","",{"$error":"#VALUE!"},{"$error":"#VALUE!"}]
["","","","","","",{"$error":"#VALUE!"},{"$error":"#VALUE!"}]
["","","","","","",{"$error":"#VALUE!"},{"$error":"#VALUE!"}]
["","","","","","",{"$error":"#VALUE!"},{"$error":"#VALUE!"}]
["","","","","","",{"$error":"#VALUE!"},{"$error":"#VALUE!"}]
["","","","","","",{"$error":"#VALUE!"},{"$error":"#VALUE!"}]
["","","","","","",{"$error":"#VALUE!"},{"$error":"#VALUE!"}]
["","","","","","",{"$error":"#VALUE!"},{"$error":"#VALUE!"}]
["","","","","","",{"$error":"#VALUE!"},{"$error":"#VALUE!"}]
["","","","","","",{"$error":"#VALUE!"},{"$error":"#VALUE!"}]
["","","","","","",{"$error":"#VALUE!"},{"$error":"#VALUE!"}]
["","","","","","",{"$error":"#VALUE!"},{"$error":"#VALUE!"}]
["","","","","","",{"$error":"#VALUE!"},{"$error":"#VALUE!"}]
["","","","","","",{"$error":"#VALUE!"},{"$error":"#VALUE!"}]
["","","","","","",{"$error":"#VALUE!"},{"$error":"#VALUE!"}]
["","","","","","",{"$error":"#VALUE!"},{"$error":"#VALUE!"}]
["","","","","","",{"$error":"#VALUE!"},{"$error":"#VALUE!"}]
["","","","","","",{"$error":"#VALUE!"},{"$error":"#VALUE!"}]
["","","","","","",{"$error":"#VALUE!"},{"$error":"#VALUE!"}]
["","","","","","",{"$error":"#VALUE!"},{"$error":"#VALUE!"}]
["","","","","","",{"$error":"#VALUE!"},{"$error":"#VALUE!"}]
["","","","","","",{"$error":"#VALUE!"},{"$error":"#VALUE!"}]
["","","","","","",{"$error":"#VALUE!"},{"$error":"#VALUE!"}]
["","","","","","",{"$error":"#VALUE!"},{"$error":"#VALUE!"}]
["","","","","","",{"$error":"#VALUE!"},{"$error":"#VALUE!"}]
["","","","","","",{"$error":"#VALUE!"},{"$error":"#VALUE!"}]
["","","","","","",{"$error":"#VALUE!"},{"$error":"#VALUE!"}]
["","","","","","",{"$error":"#VALUE!"},{"$error":"#VALUE!"}]
["","","","","","",{"$error":"#VALUE!"},{"$error":"#VALUE!"}]
["","","","","","",{"$error":"#VALUE!"},{"$error":"#VALUE!"}]
["","","","","","",{"$error":"#VALUE!"},{"$error":"#VALUE!"}]
["","","","","","",{"$error":"#VALUE!"},{"$error":"#VALUE!"}]
["","","","","","",{"$error":"#VALUE!"},{"$error":"#VALUE!"}]
["","","","","","",{"$error":"#VALUE!"},{"$error":"#VALUE!"}]
["","","","","","",{"$error":"#VALUE!"},{"$error":"#VALUE!"}]
["","","","","","",{"$error":"#VALUE!"},{"$error":"#VALUE!"}]
["","","","","","",{"$error":"#VALUE!"},{"$error":"#VALUE!"}]
["","","","","","",{"$error":"#VALUE!"},{"$error":"#VALUE!"}]
["","","","","","",{"$error":"#VALUE!"},{"$error":"#VALUE!"}]
["","","",{"$f":"IF(A789<>\"\",MOD(B789,24)/24,\"\")","v":""},"","",{"$f":"ABS(0.5*1.025*1*(F789^3))","v":{"$error":"#VALUE!"}},{"$f":"G789*$B$13","v":{"$error":"#VALUE!"}}]
[{"$f":"IF(IF(A789<>\"\",A789+1<=$B$16,0),A789+1,\"\")","v":""},{"$f":"IF(A790<>\"\",A790*$B$13,\"\")","v":""},{"$f":"IF(A790<>\"\",ROUNDDOWN(A790*$B$13/24,0),\"\")","v":""},"",{"$f":"IF(A790<>\"\",($B$4+$B$5)/2+($B$5-$B$4)/2*COS(2*PI()/$B$15*B790),\"\")","v":""},{"$f":"IF(A790<>\"\",E790*COS(2*PI()/$B$7*B790),\"\")","v":""},{"$error":"#VALUE!"},{"$error":"#VALUE!"}]
["","","","","","",{"$error":"#VALUE!"},{"$error":"#VALUE!"}]
["","","","","","",{"$error":"#VALUE!"},{"$error":"#VALUE!"}]
["","","","","","",{"$error":"#VALUE!"},{"$error":"#VALUE!"}]
["","","","","","",{"$error":"#VALUE!"},{"$error":"#VALUE!"}]
["","","","","","",{"$error":"#VALUE!"},{"$error":"#VALUE!"}]
["","","","","","",{"$error":"#VALUE!"},{"$error":"#VALUE!"}]
["","","","","","",{"$error":"#VALUE!"},{"$error":"#VALUE!"}]
["","","","","","",{"$error":"#VALUE!"},{"$error":"#VALUE!"}]
["","","","","","",{"$error":"#VALUE!"},{"$error":"#VALUE!"}]
["","","","","","",{"$error":"#VALUE!"},{"$error":"#VALUE!"}]
["","","","","","",{"$error":"#VALUE!"},{"$error":"#VALUE!"}]
["","","","","","",{"$error":"#VALUE!"},{"$error":"#VALUE!"}]
["","","","","","",{"$error":"#VALUE!"},{"$error":"#VALUE!"}]
["","","","","","",{"$error":"#VALUE!"},{"$error":"#VALUE!"}]
["","","","","","",{"$error":"#VALUE!"},{"$error":"#VALUE!"}]
["","","","","","",{"$error":"#VALUE!"},{"$error":"#VALUE!"}]
["","","","","","",{"$error":"#VALUE!"},{"$error":"#VALUE!"}]
["","","","","","",{"$error":"#VALUE!"},{"$error":"#VALUE!"}]
["","","","","","",{"$error":"#VALUE!"},{"$error":"#VALUE!"}]
["","","","","","",{"$error":"#VALUE!"},{"$error":"#VALUE!"}]
["","","","","","",{"$error":"#VALUE!"},{"$error":"#VALUE!"}]
["","","","","","",{"$error":"#VALUE!"},{"$error":"#VALUE!"}]
["","","","","","",{"$error":"#VALUE!"},{"$error":"#VALUE!"}]
["","","","","","",{"$error":"#VALUE!"},{"$error":"#VALUE!"}]
["","","","","","",{"$error":"#VALUE!"},{"$error":"#VALUE!"}]
["","","","","","",{"$error":"#VALUE!"},{"$error":"#VALUE!"}]
["","","","","","",{"$error":"#VALUE!"},{"$error":"#VALUE!"}]
["","","","","","",{"$error":"#VALUE!"},{"$error":"#VALUE!"}]
["","","","","","",{"$error":"#VALUE!"},{"$error":"#VALUE!"}]
["","","","","","",{"$error":"#VALUE!"},{"$error":"#VALUE!"}]
["","","","","","",{"$error":"#VALUE!"},{"$error":"#VALUE!"}]
["","","","","","",{"$error":"#VALUE!"},{"$error":"#VALUE!"}]
["","","","","","",{"$error":"#VALUE!"},{"$error":"#VALUE!"}]
["","","","","","",{"$error":"#VALUE!"},{"$error":"#VALUE!"}]
["","","","","","",{"$error":"#VALUE!"},{"$error":"#VALUE!"}]
["","","","","","",{"$error":"#VALUE!"},{"$error":"#VALUE!"}]
["","","","","","",{"$error":"#VALUE!"},{"$error":"#VALUE!"}]
["","","","","","",{"$error":"#VALUE!"},{"$error":"#VALUE!"}]
["","","","","","",{"$error":"#VALUE!"},{"$error":"#VALUE!"}]
["","","","","","",{"$error":"#VALUE!"},{"$error":"#VALUE!"}]
["","","","","","",{"$error":"#VALUE!"},{"$error":"#VALUE!"}]
["","","","","","",{"$error":"#VALUE!"},{"$error":"#VALUE!"}]
["","","","","","",{"$error":"#VALUE!"},{"$error":"#VALUE!"}]
["","","","","","",{"$error":"#VALUE!"},{"$error":"#VALUE!"}]
["","","","","","",{"$error":"#VALUE!"},{"$error":"#VALUE!"}]
["","","","","","",{"$error":"#VALUE!"},{"$error":"#VALUE!"}]
["","","","","","",{"$error":"#VALUE!"},{"$error":"#VALUE!"}]
["","","","","","",{"$error":"#VALUE!"},{"$error":"#VALUE!"}]
["","","","","","",{"$error":"#VALUE!"},{"$error":"#VALUE!"}]
["","","","","","",{"$error":"#VALUE!"},{"$error":"#VALUE!"}]
["","","","","","",{"$error":"#VALUE!"},{"$error":"#VALUE!"}]
["","","","","","",{"$error":"#VALUE!"},{"$error":"#VALUE!"}]
["","","","","","",{"$error":"#VALUE!"},{"$error":"#VALUE!"}]
["","","","","","",{"$error":"#VALUE!"},{"$error":"#VALUE!"}]
["","","","","","",{"$error":"#VALUE!"},{"$error":"#VALUE!"}]
["","","","","","",{"$error":"#VALUE!"},{"$error":"#VALUE!"}]
["","","","","","",{"$error":"#VALUE!"},{"$error":"#VALUE!"}]
["","","","","","",{"$error":"#VALUE!"},{"$error":"#VALUE!"}]
["","","","","","",{"$error":"#VALUE!"},{"$error":"#VALUE!"}]
["","","","","","",{"$error":"#VALUE!"},{"$error":"#VALUE!"}]
["","","","","","",{"$error":"#VALUE!"},{"$error":"#VALUE!"}]
["","","","","","",{"$error":"#VALUE!"},{"$error":"#VALUE!"}]
["","","",{"$f":"IF(A853<>\"\",MOD(B853,24)/24,\"\")","v":""},"","",{"$f":"ABS(0.5*1.025*1*(F853^3))","v":{"$error":"#VALUE!"}},{"$f":"G853*$B$13","v":{"$error":"#VALUE!"}}]
[{"$f":"IF(IF(A853<>\"\",A853+1<=$B$16,0),A853+1,\"\")","v":""},{"$f":"IF(A854<>\"\",A854*$B$13,\"\")","v":""},{"$f":"IF(A854<>\"\",ROUNDDOWN(A854*$B$13/24,0),\"\")","v":""},"",{"$f":"IF(A854<>\"\",($B$4+$B$5)/2+($B$5-$B$4)/2*COS(2*PI()/$B$15*B854),\"\")","v":""},{"$f":"IF(A854<>\"\",E854*COS(2*PI()/$B$7*B854),\"\")","v":""},{"$error":"#VALUE!"},{"$error":"#VALUE!"}]
["","","","","","",{"$error":"#VALUE!"},{"$error":"#VALUE!"}]
["","","","","","",{"$error":"#VALUE!"},{"$error":"#VALUE!"}]
["","","","","","",{"$error":"#VALUE!"},{"$error":"#VALUE!"}]
["","","","","","",{"$error":"#VALUE!"},{"$error":"#VALUE!"}]
["","","","","","",{"$error":"#VALUE!"},{"$error":"#VALUE!"}]
["","","","","","",{"$error":"#VALUE!"},{"$error":"#VALUE!"}]
["","","","","","",{"$error":"#VALUE!"},{"$error":"#VALUE!"}]
["","","","","","",{"$error":"#VALUE!"},{"$error":"#VALUE!"}]
["","","","","","",{"$error":"#VALUE!"},{"$error":"#VALUE!"}]
["","","","","","",{"$error":"#VALUE!"},{"$error":"#VALUE!"}]
["","","","","","",{"$error":"#VALUE!"},{"$error":"#VALUE!"}]
["","","","","","",{"$error":"#VALUE!"},{"$error":"#VALUE!"}]
["","","","","","",{"$error":"#VALUE!"},{"$error":"#VALUE!"}]
["","","","","","",{"$error":"#VALUE!"},{"$error":"#VALUE!"}]
["","","","","","",{"$error":"#VALUE!"},{"$error":"#VALUE!"}]
["","","","","","",{"$error":"#VALUE!"},{"$error":"#VALUE!"}]
["","","","","","",{"$error":"#VALUE!"},{"$error":"#VALUE!"}]
["","","","","","",{"$error":"#VALUE!"},{"$error":"#VALUE!"}]
["","","","","","",{"$error":"#VALUE!"},{"$error":"#VALUE!"}]
["","","","","","",{"$error":"#VALUE!"},{"$error":"#VALUE!"}]
["","","","","","",{"$error":"#VALUE!"},{"$error":"#VALUE!"}]
["","","","","","",{"$error":"#VALUE!"},{"$error":"#VALUE!"}]
["","","","","","",{"$error":"#VALUE!"},{"$error":"#VALUE!"}]
["","","","","","",{"$error":"#VALUE!"},{"$error":"#VALUE!"}]
["","","","","","",{"$error":"#VALUE!"},{"$error":"#VALUE!"}]
["","","","","","",{"$error":"#VALUE!"},{"$error":"#VALUE!"}]
["","","","","","",{"$error":"#VALUE!"},{"$error":"#VALUE!"}]
["","","","","","",{"$error":"#VALUE!"},{"$error":"#VALUE!"}]
["","","","","","",{"$error":"#VALUE!"},{"$error":"#VALUE!"}]
["","","","","","",{"$error":"#VALUE!"},{"$error":"#VALUE!"}]
["","","","","","",{"$error":"#VALUE!"},{"$error":"#VALUE!"}]
["","","","","","",{"$error":"#VALUE!"},{"$error":"#VALUE!"}]
["","","","","","",{"$error":"#VALUE!"},{"$error":"#VALUE!"}]
["","","","","","",{"$error":"#VALUE!"},{"$error":"#VALUE!"}]
["","","","","","",{"$error":"#VALUE!"},{"$error":"#VALUE!"}]
["","","","","","",{"$error":"#VALUE!"},{"$error":"#VALUE!"}]
["","","","","","",{"$error":"#VALUE!"},{"$error":"#VALUE!"}]
["","","","","","",{"$error":"#VALUE!"},{"$error":"#VALUE!"}]
["","","","","","",{"$error":"#VALUE!"},{"$error":"#VALUE!"}]
["","","","","","",{"$error":"#VALUE!"},{"$error":"#VALUE!"}]
["","","","","","",{"$error":"#VALUE!"},{"$error":"#VALUE!"}]
["","","","","","",{"$error":"#VALUE!"},{"$error":"#VALUE!"}]
["","","","","","",{"$error":"#VALUE!"},{"$error":"#VALUE!"}]
["","","","","","",{"$error":"#VALUE!"},{"$error":"#VALUE!"}]
["","","","","","",{"$error":"#VALUE!"},{"$error":"#VALUE!"}]
["","","","","","",{"$error":"#VALUE!"},{"$error":"#VALUE!"}]
["","","","","","",{"$error":"#VALUE!"},{"$error":"#VALUE!"}]
["","","","","","",{"$error":"#VALUE!"},{"$error":"#VALUE!"}]
["","","","","","",{"$error":"#VALUE!"},{"$error":"#VALUE!"}]
["","","","","","",{"$error":"#VALUE!"},{"$error":"#VALUE!"}]
["","","","","","",{"$error":"#VALUE!"},{"$error":"#VALUE!"}]
["","","","","","",{"$error":"#VALUE!"},{"$error":"#VALUE!"}]
["","","","","","",{"$error":"#VALUE!"},{"$error":"#VALUE!"}]
["","","","","","",{"$error":"#VALUE!"},{"$error":"#VALUE!"}]
["","","","","","",{"$error":"#VALUE!"},{"$error":"#VALUE!"}]
["","","","","","",{"$error":"#VALUE!"},{"$error":"#VALUE!"}]
["","","","","","",{"$error":"#VALUE!"},{"$error":"#VALUE!"}]
["","","","","","",{"$error":"#VALUE!"},{"$error":"#VALUE!"}]
["","","","","","",{"$error":"#VALUE!"},{"$error":"#VALUE!"}]
["","","","","","",{"$error":"#VALUE!"},{"$error":"#VALUE!"}]
["","","","","","",{"$error":"#VALUE!"},{"$error":"#VALUE!"}]
["","","","","","",{"$error":"#VALUE!"},{"$error":"#VALUE!"}]
["","","",{"$f":"IF(A917<>\"\",MOD(B917,24)/24,\"\")","v":""},"","",{"$f":"ABS(0.5*1.025*1*(F917^3))","v":{"$error":"#VALUE!"}},{"$f":"G917*$B$13","v":{"$error":"#VALUE!"}}]
[{"$f":"IF(IF(A917<>\"\",A917+1<=$B$16,0),A917+1,\"\")","v":""},{"$f":"IF(A918<>\"\",A918*$B$13,\"\")","v":""},{"$f":"IF(A918<>\"\",ROUNDDOWN(A918*$B$13/24,0),\"\")","v":""},"",{"$f":"IF(A918<>\"\",($B$4+$B$5)/2+($B$5-$B$4)/2*COS(2*PI()/$B$15*B918),\"\")","v":""},{"$f":"IF(A918<>\"\",E918*COS(2*PI()/$B$7*B918),\"\")","v":""},{"$error":"#VALUE!"},{"$error":"#VALUE!"}]
["","","","","","",{"$error":"#VALUE!"},{"$error":"#VALUE!"}]
["","","","","","",{"$error":"#VALUE!"},{"$error":"#VALUE!"}]
["","","","","","",{"$error":"#VALUE!"},{"$error":"#VALUE!"}]
["","","","","","",{"$error":"#VALUE!"},{"$error":"#VALUE!"}]
["","","","","","",{"$error":"#VALUE!"},{"$error":"#VALUE!"}]
["","","","","","",{"$error":"#VALUE!"},{"$error":"#VALUE!"}]
["","","","","","",{"$error":"#VALUE!"},{"$error":"#VALUE!"}]
["","","","","","",{"$error":"#VALUE!"},{"$error":"#VALUE!"}]
["","","","","","",{"$error":"#VALUE!"},{"$error":"#VALUE!"}]
["","","","","","",{"$error":"#VALUE!"},{"$error":"#VALUE!"}]
["","","","","","",{"$error":"#VALUE!"},{"$error":"#VALUE!"}]
["","","","","","",{"$error":"#VALUE!"},{"$error":"#VALUE!"}]
["","","","","","",{"$error":"#VALUE!"},{"$error":"#VALUE!"}]
["","","","","","",{"$error":"#VALUE!"},{"$error":"#VALUE!"}]
["","","","","","",{"$error":"#VALUE!"},{"$error":"#VALUE!"}]
["","","","","","",{"$error":"#VALUE!"},{"$error":"#VALUE!"}]
["","","","","","",{"$error":"#VALUE!"},{"$error":"#VALUE!"}]
["","","","","","",{"$error":"#VALUE!"},{"$error":"#VALUE!"}]
["","","","","","",{"$error":"#VALUE!"},{"$error":"#VALUE!"}]
["","","","","","",{"$error":"#VALUE!"},{"$error":"#VALUE!"}]
["","","","","","",{"$error":"#VALUE!"},{"$error":"#VALUE!"}]
["","","","","","",{"$error":"#VALUE!"},{"$error":"#VALUE!"}]
["","","","","","",{"$error":"#VALUE!"},{"$error":"#VALUE!"}]
["","","","","","",{"$error":"#VALUE!"},{"$error":"#VALUE!"}]
["","","","","","",{"$error":"#VALUE!"},{"$error":"#VALUE!"}]
["","","","","","",{"$error":"#VALUE!"},{"$error":"#VALUE!"}]
["","","","","","",{"$error":"#VALUE!"},{"$error":"#VALUE!"}]
["","","","","","",{"$error":"#VALUE!"},{"$error":"#VALUE!"}]
["","","","","","",{"$error":"#VALUE!"},{"$error":"#VALUE!"}]
["","","","","","",{"$error":"#VALUE!"},{"$error":"#VALUE!"}]
["","","","","","",{"$error":"#VALUE!"},{"$error":"#VALUE!"}]
["","","","","","",{"$error":"#VALUE!"},{"$error":"#VALUE!"}]
["","","","","","",{"$error":"#VALUE!"},{"$error":"#VALUE!"}]
["","","","","","",{"$error":"#VALUE!"},{"$error":"#VALUE!"}]
["","","","","","",{"$error":"#VALUE!"},{"$error":"#VALUE!"}]
["","","","","","",{"$error":"#VALUE!"},{"$error":"#VALUE!"}]
["","","","","","",{"$error":"#VALUE!"},{"$error":"#VALUE!"}]
["","","","","","",{"$error":"#VALUE!"},{"$error":"#VALUE!"}]
["","","","","","",{"$error":"#VALUE!"},{"$error":"#VALUE!"}]
["","","","","","",{"$error":"#VALUE!"},{"$error":"#VALUE!"}]
["","","","","","",{"$error":"#VALUE!"},{"$error":"#VALUE!"}]
["","","","","","",{"$error":"#VALUE!"},{"$error":"#VALUE!"}]
["","","","","","",{"$error":"#VALUE!"},{"$error":"#VALUE!"}]
["","","","","","",{"$error":"#VALUE!"},{"$error":"#VALUE!"}]
["","","","","","",{"$error":"#VALUE!"},{"$error":"#VALUE!"}]
["","","","","","",{"$error":"#VALUE!"},{"$error":"#VALUE!"}]
["","","","","","",{"$error":"#VALUE!"},{"$error":"#VALUE!"}]
["","","","","","",{"$error":"#VALUE!"},{"$error":"#VALUE!"}]
["","","","","","",{"$error":"#VALUE!"},{"$error":"#VALUE!"}]
["","","","","","",{"$error":"#VALUE!"},{"$error":"#VALUE!"}]
["","","","","","",{"$error":"#VALUE!"},{"$error":"#VALUE!"}]
["","","","","","",{"$error":"#VALUE!"},{"$error":"#VALUE!"}]
["","","","","","",{"$error":"#VALUE!"},{"$error":"#VALUE!"}]
["","","","","","",{"$error":"#VALUE!"},{"$error":"#VALUE!"}]
["","","","","","",{"$error":"#VALUE!"},{"$error":"#VALUE!"}]
["","","","","","",{"$error":"#VALUE!"},{"$error":"#VALUE!"}]
["","","","","","",{"$error":"#VALUE!"},{"$error":"#VALUE!"}]
["","","","","","",{"$error":"#VALUE!"},{"$error":"#VALUE!"}]
["","","","","","",{"$error":"#VALUE!"},{"$error":"#VALUE!"}]
["","","","","","",{"$error":"#VALUE!"},{"$error":"#VALUE!"}]
["","","","","","",{"$error":"#VALUE!"},{"$error":"#VALUE!"}]
["","","","","","",{"$error":"#VALUE!"},{"$error":"#VALUE!"}]
["","","",{"$f":"IF(A981<>\"\",MOD(B981,24)/24,\"\")","v":""},"","",{"$f":"ABS(0.5*1.025*1*(F981^3))","v":{"$error":"#VALUE!"}},{"$f":"G981*$B$13","v":{"$error":"#VALUE!"}}]
[{"$f":"IF(IF(A981<>\"\",A981+1<=$B$16,0),A981+1,\"\")","v":""},{"$f":"IF(A982<>\"\",A982*$B$13,\"\")","v":""},{"$f":"IF(A982<>\"\",ROUNDDOWN(A982*$B$13/24,0),\"\")","v":""},"",{"$f":"IF(A982<>\"\",($B$4+$B$5)/2+($B$5-$B$4)/2*COS(2*PI()/$B$15*B982),\"\")","v":""},{"$f":"IF(A982<>\"\",E982*COS(2*PI()/$B$7*B982),\"\")","v":""},{"$error":"#VALUE!"},{"$error":"#VALUE!"}]
["","","","","","",{"$error":"#VALUE!"},{"$error":"#VALUE!"}]
["","","","","","",{"$error":"#VALUE!"},{"$error":"#VALUE!"}]
["","","","","","",{"$error":"#VALUE!"},{"$error":"#VALUE!"}]
["","","","","","",{"$error":"#VALUE!"},{"$error":"#VALUE!"}]
["","","","","","",{"$error":"#VALUE!"},{"$error":"#VALUE!"}]
["","","","","","",{"$error":"#VALUE!"},{"$error":"#VALUE!"}]
["","","","","","",{"$error":"#VALUE!"},{"$error":"#VALUE!"}]
["","","","","","",{"$error":"#VALUE!"},{"$error":"#VALUE!"}]
["","","","","","",{"$error":"#VALUE!"},{"$error":"#VALUE!"}]
["","","","","","",{"$error":"#VALUE!"},{"$error":"#VALUE!"}]
["","","","","","",{"$error":"#VALUE!"},{"$error":"#VALUE!"}]
["","","","","","",{"$error":"#VALUE!"},{"$error":"#VALUE!"}]
["","","","","","",{"$error":"#VALUE!"},{"$error":"#VALUE!"}]
["","","","","","",{"$error":"#VALUE!"},{"$error":"#VALUE!"}]
["","","","","","",{"$error":"#VALUE!"},{"$error":"#VALUE!"}]
["","","","","","",{"$error":"#VALUE!"},{"$error":"#VALUE!"}]
["","","","","","",{"$error":"#VALUE!"},{"$error":"#VALUE!"}]
["","","","","","",{"$error":"#VALUE!"},{"$error":"#VALUE!"}]
["","","","","","",{"$error":"#VALUE!"},{"$error":"#VALUE!"}]
["","","","","","",{"$error":"#VALUE!"},{"$error":"#VALUE!"}]
["","","","","","",{"$error":"#VALUE!"},{"$error":"#VALUE!"}]
["","","","","","",{"$error":"#VALUE!"},{"$error":"#VALUE!"}]
["","","","","","",{"$error":"#VALUE!"},{"$error":"#VALUE!"}]
["","","","","","",{"$error":"#VALUE!"},{"$error":"#VALUE!"}]
["","","","","","",{"$error":"#VALUE!"},{"$error":"#VALUE!"}]
["","","","","","",{"$error":"#VALUE!"},{"$error":"#VALUE!"}]
["","","","","","",{"$error":"#VALUE!"},{"$error":"#VALUE!"}]
["","","","","","",{"$error":"#VALUE!"},{"$error":"#VALUE!"}]
["","","","","","",{"$error":"#VALUE!"},{"$error":"#VALUE!"}]
["","","","","","",{"$error":"#VALUE!"},{"$error":"#VALUE!"}]
["","","","","","",{"$error":"#VALUE!"},{"$error":"#VALUE!"}]
["","","","","","",{"$error":"#VALUE!"},{"$error":"#VALUE!"}]
["","","","","","",{"$error":"#VALUE!"},{"$error":"#VALUE!"}]
["","","","","","",{"$error":"#VALUE!"},{"$error":"#VALUE!"}]
["","","","","","",{"$error":"#VALUE!"},{"$error":"#VALUE!"}]
["","","","","","",{"$error":"#VALUE!"},{"$error":"#VALUE!"}]
["","","","","","",{"$error":"#VALUE!"},{"$error":"#VALUE!"}]
["","","","","","",{"$error":"#VALUE!"},{"$error":"#VALUE!"}]
["","","","","","",{"$error":"#VALUE!"},{"$error":"#VALUE!"}]
["","","","","","",{"$error":"#VALUE!"},{"$error":"#VALUE!"}]
["","","","","","",{"$error":"#VALUE!"},{"$error":"#VALUE!"}]
["","","","","","",{"$error":"#VALUE!"},{"$error":"#VALUE!"}]
["","","","","","",{"$error":"#VALUE!"},{"$error":"#VALUE!"}]
["","","","","","",{"$error":"#VALUE!"},{"$error":"#VALUE!"}]
["","","","","","",{"$error":"#VALUE!"},{"$error":"#VALUE!"}]
["","","","","","",{"$error":"#VALUE!"},{"$error":"#VALUE!"}]
["","","","","","",{"$error":"#VALUE!"},{"$error":"#VALUE!"}]
["","","","","","",{"$error":"#VALUE!"},{"$error":"#VALUE!"}]
["","","","","","",{"$error":"#VALUE!"},{"$error":"#VALUE!"}]
["","","","","","",{"$error":"#VALUE!"},{"$error":"#VALUE!"}]
["","","","","","",{"$error":"#VALUE!"},{"$error":"#VALUE!"}]
["","","","","","",{"$error":"#VALUE!"},{"$error":"#VALUE!"}]
["","","","","","",{"$error":"#VALUE!"},{"$error":"#VALUE!"}]
["","","","","","",{"$error":"#VALUE!"},{"$error":"#VALUE!"}]
["","","","","","",{"$error":"#VALUE!"},{"$error":"#VALUE!"}]
["","","","","","",{"$error":"#VALUE!"},{"$error":"#VALUE!"}]
["","","","","","",{"$error":"#VALUE!"},{"$error":"#VALUE!"}]
["","","","","","",{"$error":"#VALUE!"},{"$error":"#VALUE!"}]
["","","","","","",{"$error":"#VALUE!"},{"$error":"#VALUE!"}]
["","","","","","",{"$error":"#VALUE!"},{"$error":"#VALUE!"}]
["","","","","","",{"$error":"#VALUE!"},{"$error":"#VALUE!"}]
["","","","","","",{"$error":"#VALUE!"},{"$error":"#VALUE!"}]
["","","",{"$f":"IF(A1045<>\"\",MOD(B1045,24)/24,\"\")","v":""},"","",{"$f":"ABS(0.5*1.025*1*(F1045^3))","v":{"$error":"#VALUE!"}},{"$f":"G1045*$B$13","v":{"$error":"#VALUE!"}}]
[{"$f":"IF(IF(A1045<>\"\",A1045+1<=$B$16,0),A1045+1,\"\")","v":""},{"$f":"IF(A1046<>\"\",A1046*$B$13,\"\")","v":""},{"$f":"IF(A1046<>\"\",ROUNDDOWN(A1046*$B$13/24,0),\"\")","v":""},"",{"$f":"IF(A1046<>\"\",($B$4+$B$5)/2+($B$5-$B$4)/2*COS(2*PI()/$B$15*B1046),\"\")","v":""},{"$f":"IF(A1046<>\"\",E1046*COS(2*PI()/$B$7*B1046),\"\")","v":""},{"$error":"#VALUE!"},{"$error":"#VALUE!"}]
["","","","","","",{"$error":"#VALUE!"},{"$error":"#VALUE!"}]
["","","","","","",{"$error":"#VALUE!"},{"$error":"#VALUE!"}]
["","","","","","",{"$error":"#VALUE!"},{"$error":"#VALUE!"}]
["","","","","","",{"$error":"#VALUE!"},{"$error":"#VALUE!"}]
["","","","","","",{"$error":"#VALUE!"},{"$error":"#VALUE!"}]
["","","","","","",{"$error":"#VALUE!"},{"$error":"#VALUE!"}]
["","","","","","",{"$error":"#VALUE!"},{"$error":"#VALUE!"}]
["","","","","","",{"$error":"#VALUE!"},{"$error":"#VALUE!"}]
["","","","","","",{"$error":"#VALUE!"},{"$error":"#VALUE!"}]
["","","","","","",{"$error":"#VALUE!"},{"$error":"#VALUE!"}]
["","","","","","",{"$error":"#VALUE!"},{"$error":"#VALUE!"}]
["","","","","","",{"$error":"#VALUE!"},{"$error":"#VALUE!"}]
["","","","","","",{"$error":"#VALUE!"},{"$error":"#VALUE!"}]
["","","","","","",{"$error":"#VALUE!"},{"$error":"#VALUE!"}]
["","","","","","",{"$error":"#VALUE!"},{"$error":"#VALUE!"}]
["","","","","","",{"$error":"#VALUE!"},{"$error":"#VALUE!"}]
["","","","","","",{"$error":"#VALUE!"},{"$error":"#VALUE!"}]
["","","","","","",{"$error":"#VALUE!"},{"$error":"#VALUE!"}]
["","","","","","",{"$error":"#VALUE!"},{"$error":"#VALUE!"}]
["","","","","","",{"$error":"#VALUE!"},{"$error":"#VALUE!"}]
["","","","","","",{"$error":"#VALUE!"},{"$error":"#VALUE!"}]
["","","","","","",{"$error":"#VALUE!"},{"$error":"#VALUE!"}]
["","","","","","",{"$error":"#VALUE!"},{"$error":"#VALUE!"}]
["","","","","","",{"$error":"#VALUE!"},{"$error":"#VALUE!"}]
["","","","","","",{"$error":"#VALUE!"},{"$error":"#VALUE!"}]
["","","","","","",{"$error":"#VALUE!"},{"$error":"#VALUE!"}]
["","","","","","",{"$error":"#VALUE!"},{"$error":"#VALUE!"}]
["","","","","","",{"$error":"#VALUE!"},{"$error":"#VALUE!"}]
["","","","","","",{"$error":"#VALUE!"},{"$error":"#VALUE!"}]
["","","","","","",{"$error":"#VALUE!"},{"$error":"#VALUE!"}]
["","","","","","",{"$error":"#VALUE!"},{"$error":"#VALUE!"}]
["","","","","","",{"$error":"#VALUE!"},{"$error":"#VALUE!"}]
["","","","","","",{"$error":"#VALUE!"},{"$error":"#VALUE!"}]
["","","","","","",{"$error":"#VALUE!"},{"$error":"#VALUE!"}]
["","","","","","",{"$error":"#VALUE!"},{"$error":"#VALUE!"}]
["","","","","","",{"$error":"#VALUE!"},{"$error":"#VALUE!"}]
["","","","","","",{"$error":"#VALUE!"},{"$error":"#VALUE!"}]
["","","","","","",{"$error":"#VALUE!"},{"$error":"#VALUE!"}]
["","","","","","",{"$error":"#VALUE!"},{"$error":"#VALUE!"}]
["","","","","","",{"$error":"#VALUE!"},{"$error":"#VALUE!"}]
["","","","","","",{"$error":"#VALUE!"},{"$error":"#VALUE!"}]
["","","","","","",{"$error":"#VALUE!"},{"$error":"#VALUE!"}]
["","","","","","",{"$error":"#VALUE!"},{"$error":"#VALUE!"}]
["","","","","","",{"$error":"#VALUE!"},{"$error":"#VALUE!"}]
["","","","","","",{"$error":"#VALUE!"},{"$error":"#VALUE!"}]
["","","","","","",{"$error":"#VALUE!"},{"$error":"#VALUE!"}]
["","","","","","",{"$error":"#VALUE!"},{"$error":"#VALUE!"}]
["","","","","","",{"$error":"#VALUE!"},{"$error":"#VALUE!"}]
["","","","","","",{"$error":"#VALUE!"},{"$error":"#VALUE!"}]
["","","","","","",{"$error":"#VALUE!"},{"$error":"#VALUE!"}]
["","","","","","",{"$error":"#VALUE!"},{"$error":"#VALUE!"}]
["","","","","","",{"$error":"#VALUE!"},{"$error":"#VALUE!"}]
["","","","","","",{"$error":"#VALUE!"},{"$error":"#VALUE!"}]
["","","","","","",{"$error":"#VALUE!"},{"$error":"#VALUE!"}]
["","","","","","",{"$error":"#VALUE!"},{"$error":"#VALUE!"}]
["","","","","","",{"$error":"#VALUE!"},{"$error":"#VALUE!"}]
["","","","","","",{"$error":"#VALUE!"},{"$error":"#VALUE!"}]
["","","","","","",{"$error":"#VALUE!"},{"$error":"#VALUE!"}]
["","","","","","",{"$error":"#VALUE!"},{"$error":"#VALUE!"}]
["","","","","","",{"$error":"#VALUE!"},{"$error":"#VALUE!"}]
["","","","","","",{"$error":"#VALUE!"},{"$error":"#VALUE!"}]
["","","","","","",{"$error":"#VALUE!"},{"$error":"#VALUE!"}]
["","","",{"$f":"IF(A1109<>\"\",MOD(B1109,24)/24,\"\")","v":""},"","",{"$f":"ABS(0.5*1.025*1*(F1109^3))","v":{"$error":"#VALUE!"}},{"$f":"G1109*$B$13","v":{"$error":"#VALUE!"}}]
[{"$f":"IF(IF(A1109<>\"\",A1109+1<=$B$16,0),A1109+1,\"\")","v":""},{"$f":"IF(A1110<>\"\",A1110*$B$13,\"\")","v":""},{"$f":"IF(A1110<>\"\",ROUNDDOWN(A1110*$B$13/24,0),\"\")","v":""},"",{"$f":"IF(A1110<>\"\",($B$4+$B$5)/2+($B$5-$B$4)/2*COS(2*PI()/$B$15*B1110),\"\")","v":""},{"$f":"IF(A1110<>\"\",E1110*COS(2*PI()/$B$7*B1110),\"\")","v":""},{"$error":"#VALUE!"},{"$error":"#VALUE!"}]
["","","","","","",{"$error":"#VALUE!"},{"$error":"#VALUE!"}]
["","","","","","",{"$error":"#VALUE!"},{"$error":"#VALUE!"}]
["","","","","","",{"$error":"#VALUE!"},{"$error":"#VALUE!"}]
["","","","","","",{"$error":"#VALUE!"},{"$error":"#VALUE!"}]
["","","","","","",{"$error":"#VALUE!"},{"$error":"#VALUE!"}]
["","","","","","",{"$error":"#VALUE!"},{"$error":"#VALUE!"}]
["","","","","","",{"$error":"#VALUE!"},{"$error":"#VALUE!"}]
["","","","","","",{"$error":"#VALUE!"},{"$error":"#VALUE!"}]
["","","","","","",{"$error":"#VALUE!"},{"$error":"#VALUE!"}]
["","","","","","",{"$error":"#VALUE!"},{"$error":"#VALUE!"}]
["","","","","","",{"$error":"#VALUE!"},{"$error":"#VALUE!"}]
["","","","","","",{"$error":"#VALUE!"},{"$error":"#VALUE!"}]
["","","","","","",{"$error":"#VALUE!"},{"$error":"#VALUE!"}]
["","","","","","",{"$error":"#VALUE!"},{"$error":"#VALUE!"}]
["","","","","","",{"$error":"#VALUE!"},{"$error":"#VALUE!"}]
["","","","","","",{"$error":"#VALUE!"},{"$error":"#VALUE!"}]
["","","","","","",{"$error":"#VALUE!"},{"$error":"#VALUE!"}]
["","","","","","",{"$error":"#VALUE!"},{"$error":"#VALUE!"}]
["","","","","","",{"$error":"#VALUE!"},{"$error":"#VALUE!"}]
["","","","","","",{"$error":"#VALUE!"},{"$error":"#VALUE!"}]
["","","","","","",{"$error":"#VALUE!"},{"$error":"#VALUE!"}]
["","","","","","",{"$error":"#VALUE!"},{"$error":"#VALUE!"}]
["","","","","","",{"$error":"#VALUE!"},{"$error":"#VALUE!"}]
["","","","","","",{"$error":"#VALUE!"},{"$error":"#VALUE!"}]
["","","","","","",{"$error":"#VALUE!"},{"$error":"#VALUE!"}]
["","","","","","",{"$error":"#VALUE!"},{"$error":"#VALUE!"}]
["","","","","","",{"$error":"#VALUE!"},{"$error":"#VALUE!"}]
["","","","","","",{"$error":"#VALUE!"},{"$error":"#VALUE!"}]
["","","","","","",{"$error":"#VALUE!"},{"$error":"#VALUE!"}]
["","","","","","",{"$error":"#VALUE!"},{"$error":"#VALUE!"}]
["","","","","","",{"$error":"#VALUE!"},{"$error":"#VALUE!"}]
["","","","","","",{"$error":"#VALUE!"},{"$error":"#VALUE!"}]
["","","","","","",{"$error":"#VALUE!"},{"$error":"#VALUE!"}]
["","","","","","",{"$error":"#VALUE!"},{"$error":"#VALUE!"}]
["","","","","","",{"$error":"#VALUE!"},{"$error":"#VALUE!"}]
["","","","","","",{"$error":"#VALUE!"},{"$error":"#VALUE!"}]
["","","","","","",{"$error":"#VALUE!"},{"$error":"#VALUE!"}]
["","","","","","",{"$error":"#VALUE!"},{"$error":"#VALUE!"}]
["","","","","","",{"$error":"#VALUE!"},{"$error":"#VALUE!"}]
["","","","","","",{"$error":"#VALUE!"},{"$error":"#VALUE!"}]
["","","","","","",{"$error":"#VALUE!"},{"$error":"#VALUE!"}]
["","","","","","",{"$error":"#VALUE!"},{"$error":"#VALUE!"}]
["","","","","","",{"$error":"#VALUE!"},{"$error":"#VALUE!"}]
["","","","","","",{"$error":"#VALUE!"},{"$error":"#VALUE!"}]
["","","","","","",{"$error":"#VALUE!"},{"$error":"#VALUE!"}]
["","","","","","",{"$error":"#VALUE!"},{"$error":"#VALUE!"}]
["","","","","","",{"$error":"#VALUE!"},{"$error":"#VALUE!"}]
["","","","","","",{"$error":"#VALUE!"},{"$error":"#VALUE!"}]
["","","","","","",{"$error":"#VALUE!"},{"$error":"#VALUE!"}]
["","","","","","",{"$error":"#VALUE!"},{"$error":"#VALUE!"}]
["","","","","","",{"$error":"#VALUE!"},{"$error":"#VALUE!"}]
["","","","","","",{"$error":"#VALUE!"},{"$error":"#VALUE!"}]
["","","","","","",{"$error":"#VALUE!"},{"$error":"#VALUE!"}]
["","","","","","",{"$error":"#VALUE!"},{"$error":"#VALUE!"}]
["","","","","","",{"$error":"#VALUE!"},{"$error":"#VALUE!"}]
["","","","","","",{"$error":"#VALUE!"},{"$error":"#VALUE!"}]
["","","","","","",{"$error":"#VALUE!"},{"$error":"#VALUE!"}]
["","","","","","",{"$error":"#VALUE!"},{"$error":"#VALUE!"}]
["","","","","","",{"$error":"#VALUE!"},{"$error":"#VALUE!"}]
["","","","","","",{"$error":"#VALUE!"},{"$error":"#VALUE!"}]
["","","","","","",{"$error":"#VALUE!"},{"$error":"#VALUE!"}]
["","","","","","",{"$error":"#VALUE!"},{"$error":"#VALUE!"}]
["","","",{"$f":"IF(A1173<>\"\",MOD(B1173,24)/24,\"\")","v":""},"","",{"$f":"ABS(0.5*1.025*1*(F1173^3))","v":{"$error":"#VALUE!"}},{"$f":"G1173*$B$13","v":{"$error":"#VALUE!"}}]
[{"$f":"IF(IF(A1173<>\"\",A1173+1<=$B$16,0),A1173+1,\"\")","v":""},{"$f":"IF(A1174<>\"\",A1174*$B$13,\"\")","v":""},{"$f":"IF(A1174<>\"\",ROUNDDOWN(A1174*$B$13/24,0),\"\")","v":""},"",{"$f":"IF(A1174<>\"\",($B$4+$B$5)/2+($B$5-$B$4)/2*COS(2*PI()/$B$15*B1174),\"\")","v":""},{"$f":"IF(A1174<>\"\",E1174*COS(2*PI()/$B$7*B1174),\"\")","v":""},{"$error":"#VALUE!"},{"$error":"#VALUE!"}]
["","","","","","",{"$error":"#VALUE!"},{"$error":"#VALUE!"}]
["","","","","","",{"$error":"#VALUE!"},{"$error":"#VALUE!"}]
["","","","","","",{"$error":"#VALUE!"},{"$error":"#VALUE!"}]
["","","","","","",{"$error":"#VALUE!"},{"$error":"#VALUE!"}]
["","","","","","",{"$error":"#VALUE!"},{"$error":"#VALUE!"}]
["","","","","","",{"$error":"#VALUE!"},{"$error":"#VALUE!"}]
["","","","","","",{"$error":"#VALUE!"},{"$error":"#VALUE!"}]
["","","","","","",{"$error":"#VALUE!"},{"$error":"#VALUE!"}]
["","","","","","",{"$error":"#VALUE!"},{"$error":"#VALUE!"}]
["","","","","","",{"$error":"#VALUE!"},{"$error":"#VALUE!"}]
["","","","","","",{"$error":"#VALUE!"},{"$error":"#VALUE!"}]
["","","","","","",{"$error":"#VALUE!"},{"$error":"#VALUE!"}]
["","","","","","",{"$error":"#VALUE!"},{"$error":"#VALUE!"}]
["","","","","","",{"$error":"#VALUE!"},{"$error":"#VALUE!"}]
["","","","","","",{"$error":"#VALUE!"},{"$error":"#VALUE!"}]
["","","","","","",{"$error":"#VALUE!"},{"$error":"#VALUE!"}]
["","","","","","",{"$error":"#VALUE!"},{"$error":"#VALUE!"}]
["","","","","","",{"$error":"#VALUE!"},{"$error":"#VALUE!"}]
["","","","","","",{"$error":"#VALUE!"},{"$error":"#VALUE!"}]
["","","","","","",{"$error":"#VALUE!"},{"$error":"#VALUE!"}]
["","","","","","",{"$error":"#VALUE!"},{"$error":"#VALUE!"}]
["","","","","","",{"$error":"#VALUE!"},{"$error":"#VALUE!"}]
["","","","","","",{"$error":"#VALUE!"},{"$error":"#VALUE!"}]
["","","","","","",{"$error":"#VALUE!"},{"$error":"#VALUE!"}]
["","","","","","",{"$error":"#VALUE!"},{"$error":"#VALUE!"}]
["","","","","","",{"$error":"#VALUE!"},{"$error":"#VALUE!"}]
["","","","","","",{"$error":"#VALUE!"},{"$error":"#VALUE!"}]
["","","","","","",{"$error":"#VALUE!"},{"$error":"#VALUE!"}]
["","","","","","",{"$error":"#VALUE!"},{"$error":"#VALUE!"}]
["","","","","","",{"$error":"#VALUE!"},{"$error":"#VALUE!"}]
["","","","","","",{"$error":"#VALUE!"},{"$error":"#VALUE!"}]
["","","","","","",{"$error":"#VALUE!"},{"$error":"#VALUE!"}]
["","","","","","",{"$error":"#VALUE!"},{"$error":"#VALUE!"}]
["","","","","","",{"$error":"#VALUE!"},{"$error":"#VALUE!"}]
["","","","","","",{"$error":"#VALUE!"},{"$error":"#VALUE!"}]
["","","","","","",{"$error":"#VALUE!"},{"$error":"#VALUE!"}]
["","","","","","",{"$error":"#VALUE!"},{"$error":"#VALUE!"}]
["","","","","","",{"$error":"#VALUE!"},{"$error":"#VALUE!"}]
["","","","","","",{"$error":"#VALUE!"},{"$error":"#VALUE!"}]
["","","","","","",{"$error":"#VALUE!"},{"$error":"#VALUE!"}]
["","","","","","",{"$error":"#VALUE!"},{"$error":"#VALUE!"}]
["","","","","","",{"$error":"#VALUE!"},{"$error":"#VALUE!"}]
["","","","","","",{"$error":"#VALUE!"},{"$error":"#VALUE!"}]
["","","","","","",{"$error":"#VALUE!"},{"$error":"#VALUE!"}]
["","","","","","",{"$error":"#VALUE!"},{"$error":"#VALUE!"}]
["","","","","","",{"$error":"#VALUE!"},{"$error":"#VALUE!"}]
["","","","","","",{"$error":"#VALUE!"},{"$error":"#VALUE!"}]
["","","","","","",{"$error":"#VALUE!"},{"$error":"#VALUE!"}]
["","","","","","",{"$error":"#VALUE!"},{"$error":"#VALUE!"}]
["","","","","","",{"$error":"#VALUE!"},{"$error":"#VALUE!"}]
["","","","","","",{"$error":"#VALUE!"},{"$error":"#VALUE!"}]
["","","","","","",{"$error":"#VALUE!"},{"$error":"#VALUE!"}]
["","","","","","",{"$error":"#VALUE!"},{"$error":"#VALUE!"}]
["","","","","","",{"$error":"#VALUE!"},{"$error":"#VALUE!"}]
["","","","","","",{"$error":"#VALUE!"},{"$error":"#VALUE!"}]
["","","","","","",{"$error":"#VALUE!"},{"$error":"#VALUE!"}]
["","","","","","",{"$error":"#VALUE!"},{"$error":"#VALUE!"}]
["","","","","","",{"$error":"#VALUE!"},{"$error":"#VALUE!"}]
["","","","","","",{"$error":"#VALUE!"},{"$error":"#VALUE!"}]
["","","","","","",{"$error":"#VALUE!"},{"$error":"#VALUE!"}]
["","","","","","",{"$error":"#VALUE!"},{"$error":"#VALUE!"}]
["","","","","","",{"$error":"#VALUE!"},{"$error":"#VALUE!"}]
["","","",{"$f":"IF(A1237<>\"\",MOD(B1237,24)/24,\"\")","v":""},"","",{"$f":"ABS(0.5*1.025*1*(F1237^3))","v":{"$error":"#VALUE!"}},{"$f":"G1237*$B$13","v":{"$error":"#VALUE!"}}]
[{"$f":"IF(IF(A1237<>\"\",A1237+1<=$B$16,0),A1237+1,\"\")","v":""},{"$f":"IF(A1238<>\"\",A1238*$B$13,\"\")","v":""},{"$f":"IF(A1238<>\"\",ROUNDDOWN(A1238*$B$13/24,0),\"\")","v":""},"",{"$f":"IF(A1238<>\"\",($B$4+$B$5)/2+($B$5-$B$4)/2*COS(2*PI()/$B$15*B1238),\"\")","v":""},{"$f":"IF(A1238<>\"\",E1238*COS(2*PI()/$B$7*B1238),\"\")","v":""},{"$error":"#VALUE!"},{"$error":"#VALUE!"}]
["","","","","","",{"$error":"#VALUE!"},{"$error":"#VALUE!"}]
["","","","","","",{"$error":"#VALUE!"},{"$error":"#VALUE!"}]
["","","","","","",{"$error":"#VALUE!"},{"$error":"#VALUE!"}]
["","","","","","",{"$error":"#VALUE!"},{"$error":"#VALUE!"}]
["","","","","","",{"$error":"#VALUE!"},{"$error":"#VALUE!"}]
["","","","","","",{"$error":"#VALUE!"},{"$error":"#VALUE!"}]
["","","","","","",{"$error":"#VALUE!"},{"$error":"#VALUE!"}]
["","","","","","",{"$error":"#VALUE!"},{"$error":"#VALUE!"}]
["","","","","","",{"$error":"#VALUE!"},{"$error":"#VALUE!"}]
["","","","","","",{"$error":"#VALUE!"},{"$error":"#VALUE!"}]
["","","","","","",{"$error":"#VALUE!"},{"$error":"#VALUE!"}]
["","","","","","",{"$error":"#VALUE!"},{"$error":"#VALUE!"}]
["","","","","","",{"$error":"#VALUE!"},{"$error":"#VALUE!"}]
["","","","","","",{"$error":"#VALUE!"},{"$error":"#VALUE!"}]
["","","","","","",{"$error":"#VALUE!"},{"$error":"#VALUE!"}]
["","","","","","",{"$error":"#VALUE!"},{"$error":"#VALUE!"}]
["","","","","","",{"$error":"#VALUE!"},{"$error":"#VALUE!"}]
["","","","","","",{"$error":"#VALUE!"},{"$error":"#VALUE!"}]
["","","","","","",{"$error":"#VALUE!"},{"$error":"#VALUE!"}]
["","","","","","",{"$error":"#VALUE!"},{"$error":"#VALUE!"}]
["","","","","","",{"$error":"#VALUE!"},{"$error":"#VALUE!"}]
["","","","","","",{"$error":"#VALUE!"},{"$error":"#VALUE!"}]
["","","","","","",{"$error":"#VALUE!"},{"$error":"#VALUE!"}]
["","","","","","",{"$error":"#VALUE!"},{"$error":"#VALUE!"}]
["","","","","","",{"$error":"#VALUE!"},{"$error":"#VALUE!"}]
["","","","","","",{"$error":"#VALUE!"},{"$error":"#VALUE!"}]
["","","","","","",{"$error":"#VALUE!"},{"$error":"#VALUE!"}]
["","","","","","",{"$error":"#VALUE!"},{"$error":"#VALUE!"}]
["","","","","","",{"$error":"#VALUE!"},{"$error":"#VALUE!"}]
["","","","","","",{"$error":"#VALUE!"},{"$error":"#VALUE!"}]
["","","","","","",{"$error":"#VALUE!"},{"$error":"#VALUE!"}]
["","","","","","",{"$error":"#VALUE!"},{"$error":"#VALUE!"}]
["","","","","","",{"$error":"#VALUE!"},{"$error":"#VALUE!"}]
["","","","","","",{"$error":"#VALUE!"},{"$error":"#VALUE!"}]
["","","","","","",{"$error":"#VALUE!"},{"$error":"#VALUE!"}]
["","","","","","",{"$error":"#VALUE!"},{"$error":"#VALUE!"}]
["","","","","","",{"$error":"#VALUE!"},{"$error":"#VALUE!"}]
["","","","","","",{"$error":"#VALUE!"},{"$error":"#VALUE!"}]
["","","","","","",{"$error":"#VALUE!"},{"$error":"#VALUE!"}]
["","","","","","",{"$error":"#VALUE!"},{"$error":"#VALUE!"}]
["","","","","","",{"$error":"#VALUE!"},{"$error":"#VALUE!"}]
["","","","","","",{"$error":"#VALUE!"},{"$error":"#VALUE!"}]
["","","","","","",{"$error":"#VALUE!"},{"$error":"#VALUE!"}]
["","","","","","",{"$error":"#VALUE!"},{"$error":"#VALUE!"}]
["","","","","","",{"$error":"#VALUE!"},{"$error":"#VALUE!"}]
["","","","","","",{"$error":"#VALUE!"},{"$error":"#VALUE!"}]
["","","","","","",{"$error":"#VALUE!"},{"$error":"#VALUE!"}]
["","","","","","",{"$error":"#VALUE!"},{"$error":"#VALUE!"}]
["","","","","","",{"$error":"#VALUE!"},{"$error":"#VALUE!"}]
["","","","","","",{"$error":"#VALUE!"},{"$error":"#VALUE!"}]
["","","","","","",{"$error":"#VALUE!"},{"$error":"#VALUE!"}]
["","","","","","",{"$error":"#VALUE!"},{"$error":"#VALUE!"}]
["","","","","","",{"$error":"#VALUE!"},{"$error":"#VALUE!"}]
["","","","","","",{"$error":"#VALUE!"},{"$error":"#VALUE!"}]
["","","","","","",{"$error":"#VALUE!"},{"$error":"#VALUE!"}]
["","","","","","",{"$error":"#VALUE!"},{"$error":"#VALUE!"}]
["","","","","","",{"$error":"#VALUE!"},{"$error":"#VALUE!"}]
["","","","","","",{"$error":"#VALUE!"},{"$error":"#VALUE!"}]
["","","","","","",{"$error":"#VALUE!"},{"$error":"#VALUE!"}]
["","","","","","",{"$error":"#VALUE!"},{"$error":"#VALUE!"}]
["","","","","","",{"$error":"#VALUE!"},{"$error":"#VALUE!"}]
["","","","","","",{"$error":"#VALUE!"},{"$error":"#VALUE!"}]
["","","",{"$f":"IF(A1301<>\"\",MOD(B1301,24)/24,\"\")","v":""},"","",{"$f":"ABS(0.5*1.025*1*(F1301^3))","v":{"$error":"#VALUE!"}},{"$f":"G1301*$B$13","v":{"$error":"#VALUE!"}}]
[{"$f":"IF(IF(A1301<>\"\",A1301+1<=$B$16,0),A1301+1,\"\")","v":""},{"$f":"IF(A1302<>\"\",A1302*$B$13,\"\")","v":""},{"$f":"IF(A1302<>\"\",ROUNDDOWN(A1302*$B$13/24,0),\"\")","v":""},"",{"$f":"IF(A1302<>\"\",($B$4+$B$5)/2+($B$5-$B$4)/2*COS(2*PI()/$B$15*B1302),\"\")","v":""},{"$f":"IF(A1302<>\"\",E1302*COS(2*PI()/$B$7*B1302),\"\")","v":""},{"$error":"#VALUE!"},{"$error":"#VALUE!"}]
["","","","","","",{"$error":"#VALUE!"},{"$error":"#VALUE!"}]
["","","","","","",{"$error":"#VALUE!"},{"$error":"#VALUE!"}]
["","","","","","",{"$error":"#VALUE!"},{"$error":"#VALUE!"}]
["","","","","","",{"$error":"#VALUE!"},{"$error":"#VALUE!"}]
["","","","","","",{"$error":"#VALUE!"},{"$error":"#VALUE!"}]
["","","","","","",{"$error":"#VALUE!"},{"$error":"#VALUE!"}]
["","","","","","",{"$error":"#VALUE!"},{"$error":"#VALUE!"}]
["","","","","","",{"$error":"#VALUE!"},{"$error":"#VALUE!"}]
["","","","","","",{"$error":"#VALUE!"},{"$error":"#VALUE!"}]
["","","","","","",{"$error":"#VALUE!"},{"$error":"#VALUE!"}]
["","","","","","",{"$error":"#VALUE!"},{"$error":"#VALUE!"}]
["","","","","","",{"$error":"#VALUE!"},{"$error":"#VALUE!"}]
["","","","","","",{"$error":"#VALUE!"},{"$error":"#VALUE!"}]
["","","","","","",{"$error":"#VALUE!"},{"$error":"#VALUE!"}]
["","","","","","",{"$error":"#VALUE!"},{"$error":"#VALUE!"}]
["","","","","","",{"$error":"#VALUE!"},{"$error":"#VALUE!"}]
["","","","","","",{"$error":"#VALUE!"},{"$error":"#VALUE!"}]
["","","","","","",{"$error":"#VALUE!"},{"$error":"#VALUE!"}]
["","","","","","",{"$error":"#VALUE!"},{"$error":"#VALUE!"}]
["","","","","","",{"$error":"#VALUE!"},{"$error":"#VALUE!"}]
["","","","","","",{"$error":"#VALUE!"},{"$error":"#VALUE!"}]
["","","","","","",{"$error":"#VALUE!"},{"$error":"#VALUE!"}]
["","","","","","",{"$error":"#VALUE!"},{"$error":"#VALUE!"}]
["","","","","","",{"$error":"#VALUE!"},{"$error":"#VALUE!"}]
["","","","","","",{"$error":"#VALUE!"},{"$error":"#VALUE!"}]
["","","","","","",{"$error":"#VALUE!"},{"$error":"#VALUE!"}]
["","","","","","",{"$error":"#VALUE!"},{"$error":"#VALUE!"}]
["","","","","","",{"$error":"#VALUE!"},{"$error":"#VALUE!"}]
["","","","","","",{"$error":"#VALUE!"},{"$error":"#VALUE!"}]
["","","","","","",{"$error":"#VALUE!"},{"$error":"#VALUE!"}]
["","","","","","",{"$error":"#VALUE!"},{"$error":"#VALUE!"}]
["","","","","","",{"$error":"#VALUE!"},{"$error":"#VALUE!"}]
["","","","","","",{"$error":"#VALUE!"},{"$error":"#VALUE!"}]
["","","","","","",{"$error":"#VALUE!"},{"$error":"#VALUE!"}]
["","","","","","",{"$error":"#VALUE!"},{"$error":"#VALUE!"}]
["","","","","","",{"$error":"#VALUE!"},{"$error":"#VALUE!"}]
["","","","","","",{"$error":"#VALUE!"},{"$error":"#VALUE!"}]
["","","","","","",{"$error":"#VALUE!"},{"$error":"#VALUE!"}]
["","","","","","",{"$error":"#VALUE!"},{"$error":"#VALUE!"}]
["","","","","","",{"$error":"#VALUE!"},{"$error":"#VALUE!"}]
["","","","","","",{"$error":"#VALUE!"},{"$error":"#VALUE!"}]
["","","","","","",{"$error":"#VALUE!"},{"$error":"#VALUE!"}]
["","","","","","",{"$error":"#VALUE!"},{"$error":"#VALUE!"}]
["","","","","","",{"$error":"#VALUE!"},{"$error":"#VALUE!"}]
["","","","","","",{"$error":"#VALUE!"},{"$error":"#VALUE!"}]
["","","","","","",{"$error":"#VALUE!"},{"$error":"#VALUE!"}]
["","","","","","",{"$error":"#VALUE!"},{"$error":"#VALUE!"}]
["","","","","","",{"$error":"#VALUE!"},{"$error":"#VALUE!"}]
["","","","","","",{"$error":"#VALUE!"},{"$error":"#VALUE!"}]
["","","","","","",{"$error":"#VALUE!"},{"$error":"#VALUE!"}]
["","","","","","",{"$error":"#VALUE!"},{"$error":"#VALUE!"}]
["","","","","","",{"$error":"#VALUE!"},{"$error":"#VALUE!"}]
["","","","","","",{"$error":"#VALUE!"},{"$error":"#VALUE!"}]
["","","","","","",{"$error":"#VALUE!"},{"$error":"#VALUE!"}]
["","","","","","",{"$error":"#VALUE!"},{"$error":"#VALUE!"}]
["","","","","","",{"$error":"#VALUE!"},{"$error":"#VALUE!"}]
["","","","","","",{"$error":"#VALUE!"},{"$error":"#VALUE!"}]
["","","","","","",{"$error":"#VALUE!"},{"$error":"#VALUE!"}]
["","","","","","",{"$error":"#VALUE!"},{"$error":"#VALUE!"}]
["","","","","","",{"$error":"#VALUE!"},{"$error":"#VALUE!"}]
["","","","","","",{"$error":"#VALUE!"},{"$error":"#VALUE!"}]
["","","","","","",{"$error":"#VALUE!"},{"$error":"#VALUE!"}]
["","","",{"$f":"IF(A1365<>\"\",MOD(B1365,24)/24,\"\")","v":""},"","",{"$f":"ABS(0.5*1.025*1*(F1365^3))","v":{"$error":"#VALUE!"}},{"$f":"G1365*$B$13","v":{"$error":"#VALUE!"}}]
[{"$f":"IF(IF(A1365<>\"\",A1365+1<=$B$16,0),A1365+1,\"\")","v":""},{"$f":"IF(A1366<>\"\",A1366*$B$13,\"\")","v":""},{"$f":"IF(A1366<>\"\",ROUNDDOWN(A1366*$B$13/24,0),\"\")","v":""},"",{"$f":"IF(A1366<>\"\",($B$4+$B$5)/2+($B$5-$B$4)/2*COS(2*PI()/$B$15*B1366),\"\")","v":""},{"$f":"IF(A1366<>\"\",E1366*COS(2*PI()/$B$7*B1366),\"\")","v":""},{"$error":"#VALUE!"},{"$error":"#VALUE!"}]
["","","","","","",{"$error":"#VALUE!"},{"$error":"#VALUE!"}]
["","","","","","",{"$error":"#VALUE!"},{"$error":"#VALUE!"}]
["","","","","","",{"$error":"#VALUE!"},{"$error":"#VALUE!"}]
["","","","","","",{"$error":"#VALUE!"},{"$error":"#VALUE!"}]
["","","","","","",{"$error":"#VALUE!"},{"$error":"#VALUE!"}]
["","","","","","",{"$error":"#VALUE!"},{"$error":"#VALUE!"}]
["","","","","","",{"$error":"#VALUE!"},{"$error":"#VALUE!"}]
["","","","","","",{"$error":"#VALUE!"},{"$error":"#VALUE!"}]
["","","","","","",{"$error":"#VALUE!"},{"$error":"#VALUE!"}]
["","","","","","",{"$error":"#VALUE!"},{"$error":"#VALUE!"}]
["","","","","","",{"$error":"#VALUE!"},{"$error":"#VALUE!"}]
["","","","","","",{"$error":"#VALUE!"},{"$error":"#VALUE!"}]
["","","","","","",{"$error":"#VALUE!"},{"$error":"#VALUE!"}]
["","","","","","",{"$error":"#VALUE!"},{"$error":"#VALUE!"}]
["","","","","","",{"$error":"#VALUE!"},{"$error":"#VALUE!"}]
["","","","","","",{"$error":"#VALUE!"},{"$error":"#VALUE!"}]
["","","","","","",{"$error":"#VALUE!"},{"$error":"#VALUE!"}]
["","","","","","",{"$error":"#VALUE!"},{"$error":"#VALUE!"}]
["","","","","","",{"$error":"#VALUE!"},{"$error":"#VALUE!"}]
["","","","","","",{"$error":"#VALUE!"},{"$error":"#VALUE!"}]
["","","","","","",{"$error":"#VALUE!"},{"$error":"#VALUE!"}]
["","","","","","",{"$error":"#VALUE!"},{"$error":"#VALUE!"}]
["","","","","","",{"$error":"#VALUE!"},{"$error":"#VALUE!"}]
["","","","","","",{"$error":"#VALUE!"},{"$error":"#VALUE!"}]
["","","","","","",{"$error":"#VALUE!"},{"$error":"#VALUE!"}]
["","","","","","",{"$error":"#VALUE!"},{"$error":"#VALUE!"}]
["","","","","","",{"$error":"#VALUE!"},{"$error":"#VALUE!"}]
["","","","","","",{"$error":"#VALUE!"},{"$error":"#VALUE!"}]
["","","","","","",{"$error":"#VALUE!"},{"$error":"#VALUE!"}]
["","","","","","",{"$error":"#VALUE!"},{"$error":"#VALUE!"}]
["","","","","","",{"$error":"#VALUE!"},{"$error":"#VALUE!"}]
["","","","","","",{"$error":"#VALUE!"},{"$error":"#VALUE!"}]
["","","","","","",{"$error":"#VALUE!"},{"$error":"#VALUE!"}]
["","","","","","",{"$error":"#VALUE!"},{"$error":"#VALUE!"}]
["","","","","","",{"$error":"#VALUE!"},{"$error":"#VALUE!"}]
["","","","","","",{"$error":"#VALUE!"},{"$error":"#VALUE!"}]
["","","","","","",{"$error":"#VALUE!"},{"$error":"#VALUE!"}]
["","","","","","",{"$error":"#VALUE!"},{"$error":"#VALUE!"}]
["","","","","","",{"$error":"#VALUE!"},{"$error":"#VALUE!"}]
["","","","","","",{"$error":"#VALUE!"},{"$error":"#VALUE!"}]
["","","","","","",{"$error":"#VALUE!"},{"$error":"#VALUE!"}]
["","","","","","",{"$error":"#VALUE!"},{"$error":"#VALUE!"}]
["","","","","","",{"$error":"#VALUE!"},{"$error":"#VALUE!"}]
["","","","","","",{"$error":"#VALUE!"},{"$error":"#VALUE!"}]
["","","","","","",{"$error":"#VALUE!"},{"$error":"#VALUE!"}]
["","","","","","",{"$error":"#VALUE!"},{"$error":"#VALUE!"}]
["","","","","","",{"$error":"#VALUE!"},{"$error":"#VALUE!"}]
["","","","","","",{"$error":"#VALUE!"},{"$error":"#VALUE!"}]
["","","","","","",{"$error":"#VALUE!"},{"$error":"#VALUE!"}]
["","","","","","",{"$error":"#VALUE!"},{"$error":"#VALUE!"}]
["","","","","","",{"$error":"#VALUE!"},{"$error":"#VALUE!"}]
["","","","","","",{"$error":"#VALUE!"},{"$error":"#VALUE!"}]
["","","","","","",{"$error":"#VALUE!"},{"$error":"#VALUE!"}]
["","","","","","",{"$error":"#VALUE!"},{"$error":"#VALUE!"}]
["","","","","","",{"$error":"#VALUE!"},{"$error":"#VALUE!"}]
["","","","","","",{"$error":"#VALUE!"},{"$error":"#VALUE!"}]
["","","","","","",{"$error":"#VALUE!"},{"$error":"#VALUE!"}]
["","","","","","",{"$error":"#VALUE!"},{"$error":"#VALUE!"}]
["","","","","","",{"$error":"#VALUE!"},{"$error":"#VALUE!"}]
["","","","","","",{"$error":"#VALUE!"},{"$error":"#VALUE!"}]
["","","","","","",{"$error":"#VALUE!"},{"$error":"#VALUE!"}]
["","","","","","",{"$error":"#VALUE!"},{"$error":"#VALUE!"}]
["","","",{"$f":"IF(A1429<>\"\",MOD(B1429,24)/24,\"\")","v":""},"","",{"$f":"ABS(0.5*1.025*1*(F1429^3))","v":{"$error":"#VALUE!"}},{"$f":"G1429*$B$13","v":{"$error":"#VALUE!"}}]
[{"$f":"IF(IF(A1429<>\"\",A1429+1<=$B$16,0),A1429+1,\"\")","v":""},{"$f":"IF(A1430<>\"\",A1430*$B$13,\"\")","v":""},{"$f":"IF(A1430<>\"\",ROUNDDOWN(A1430*$B$13/24,0),\"\")","v":""},"",{"$f":"IF(A1430<>\"\",($B$4+$B$5)/2+($B$5-$B$4)/2*COS(2*PI()/$B$15*B1430),\"\")","v":""},{"$f":"IF(A1430<>\"\",E1430*COS(2*PI()/$B$7*B1430),\"\")","v":""},{"$error":"#VALUE!"},{"$error":"#VALUE!"}]
["","","","","","",{"$error":"#VALUE!"},{"$error":"#VALUE!"}]
["","","","","","",{"$error":"#VALUE!"},{"$error":"#VALUE!"}]
["","","","","","",{"$error":"#VALUE!"},{"$error":"#VALUE!"}]
["","","","","","",{"$error":"#VALUE!"},{"$error":"#VALUE!"}]
["","","","","","",{"$error":"#VALUE!"},{"$error":"#VALUE!"}]
["","","","","","",{"$error":"#VALUE!"},{"$error":"#VALUE!"}]
["","","","","","",{"$error":"#VALUE!"},{"$error":"#VALUE!"}]
["","","","","","",{"$error":"#VALUE!"},{"$error":"#VALUE!"}]
["","","","","","",{"$error":"#VALUE!"},{"$error":"#VALUE!"}]
["","","","","","",{"$error":"#VALUE!"},{"$error":"#VALUE!"}]
["","","","","","",{"$error":"#VALUE!"},{"$error":"#VALUE!"}]
["","","","","","",{"$error":"#VALUE!"},{"$error":"#VALUE!"}]
["","","","","","",{"$error":"#VALUE!"},{"$error":"#VALUE!"}]
["","","","","","",{"$error":"#VALUE!"},{"$error":"#VALUE!"}]
["","","","","","",{"$error":"#VALUE!"},{"$error":"#VALUE!"}]
["","","","","","",{"$error":"#VALUE!"},{"$error":"#VALUE!"}]
["","","","","","",{"$error":"#VALUE!"},{"$error":"#VALUE!"}]
["","","","","","",{"$error":"#VALUE!"},{"$error":"#VALUE!"}]
["","","","","","",{"$error":"#VALUE!"},{"$error":"#VALUE!"}]
["","","","","","",{"$error":"#VALUE!"},{"$error":"#VALUE!"}]
["","","","","","",{"$error":"#VALUE!"},{"$error":"#VALUE!"}]
["","","","","","",{"$error":"#VALUE!"},{"$error":"#VALUE!"}]
["","","","","","",{"$error":"#VALUE!"},{"$error":"#VALUE!"}]
["","","","","","",{"$error":"#VALUE!"},{"$error":"#VALUE!"}]
["","","","","","",{"$error":"#VALUE!"},{"$error":"#VALUE!"}]
["","","","","","",{"$error":"#VALUE!"},{"$error":"#VALUE!"}]
["","","","","","",{"$error":"#VALUE!"},{"$error":"#VALUE!"}]
["","","","","","",{"$error":"#VALUE!"},{"$error":"#VALUE!"}]
["","","","","","",{"$error":"#VALUE!"},{"$error":"#VALUE!"}]
["","","","","","",{"$error":"#VALUE!"},{"$error":"#VALUE!"}]
["","","","","","",{"$error":"#VALUE!"},{"$error":"#VALUE!"}]
["","","","","","",{"$error":"#VALUE!"},{"$error":"#VALUE!"}]
["","","","","","",{"$error":"#VALUE!"},{"$error":"#VALUE!"}]
["","","","","","",{"$error":"#VALUE!"},{"$error":"#VALUE!"}]
["","","","","","",{"$error":"#VALUE!"},{"$error":"#VALUE!"}]
["","","","","","",{"$error":"#VALUE!"},{"$error":"#VALUE!"}]
["","","","","","",{"$error":"#VALUE!"},{"$error":"#VALUE!"}]
["","","","","","",{"$error":"#VALUE!"},{"$error":"#VALUE!"}]
["","","","","","",{"$error":"#VALUE!"},{"$error":"#VALUE!"}]
["","","","","","",{"$error":"#VALUE!"},{"$error":"#VALUE!"}]
["","","","","","",{"$error":"#VALUE!"},{"$error":"#VALUE!"}]
["","","","","","",{"$error":"#VALUE!"},{"$error":"#VALUE!"}]
["","","","","","",{"$error":"#VALUE!"},{"$error":"#VALUE!"}]
["","","","","","",{"$error":"#VALUE!"},{"$error":"#VALUE!"}]
["","","","","","",{"$error":"#VALUE!"},{"$error":"#VALUE!"}]
["","","","","","",{"$error":"#VALUE!"},{"$error":"#VALUE!"}]
["","","","","","",{"$error":"#VALUE!"},{"$error":"#VALUE!"}]
["","","","","","",{"$error":"#VALUE!"},{"$error":"#VALUE!"}]
["","","","","","",{"$error":"#VALUE!"},{"$error":"#VALUE!"}]
["","","","","","",{"$error":"#VALUE!"},{"$error":"#VALUE!"}]
["","","","","","",{"$error":"#VALUE!"},{"$error":"#VALUE!"}]
["","","","","","",{"$error":"#VALUE!"},{"$error":"#VALUE!"}]
["","","","","","",{"$error":"#VALUE!"},{"$error":"#VALUE!"}]
["","","","","","",{"$error":"#VALUE!"},{"$error":"#VALUE!"}]
["","","","","","",{"$error":"#VALUE!"},{"$error":"#VALUE!"}]
["","","","","","",{"$error":"#VALUE!"},{"$error":"#VALUE!"}]
["","","","","","",{"$error":"#VALUE!"},{"$error":"#VALUE!"}]
["","","","","","",{"$error":"#VALUE!"},{"$error":"#VALUE!"}]
["","","","","","",{"$error":"#VALUE!"},{"$error":"#VALUE!"}]
["","","","","","",{"$error":"#VALUE!"},{"$error":"#VALUE!"}]
["","","","","","",{"$error":"#VALUE!"},{"$error":"#VALUE!"}]
["","","","","","",{"$error":"#VALUE!"},{"$error":"#VALUE!"}]
["","","",{"$f":"IF(A1493<>\"\",MOD(B1493,24)/24,\"\")","v":""},"","",{"$f":"ABS(0.5*1.025*1*(F1493^3))","v":{"$error":"#VALUE!"}},{"$f":"G1493*$B$13","v":{"$error":"#VALUE!"}}]
[{"$f":"IF(IF(A1493<>\"\",A1493+1<=$B$16,0),A1493+1,\"\")","v":""},{"$f":"IF(A1494<>\"\",A1494*$B$13,\"\")","v":""},{"$f":"IF(A1494<>\"\",ROUNDDOWN(A1494*$B$13/24,0),\"\")","v":""},"",{"$f":"IF(A1494<>\"\",($B$4+$B$5)/2+($B$5-$B$4)/2*COS(2*PI()/$B$15*B1494),\"\")","v":""},{"$f":"IF(A1494<>\"\",E1494*COS(2*PI()/$B$7*B1494),\"\")","v":""},{"$error":"#VALUE!"},{"$error":"#VALUE!"}]
["","","","","","",{"$error":"#VALUE!"},{"$error":"#VALUE!"}]
["","","","","","",{"$error":"#VALUE!"},{"$error":"#VALUE!"}]
["","","","","","",{"$error":"#VALUE!"},{"$error":"#VALUE!"}]
["","","","","","",{"$error":"#VALUE!"},{"$error":"#VALUE!"}]
["","","","","","",{"$error":"#VALUE!"},{"$error":"#VALUE!"}]
["","","","","","",{"$error":"#VALUE!"},{"$error":"#VALUE!"}]
["","","","","","",{"$error":"#VALUE!"},{"$error":"#VALUE!"}]
["","","","","","",{"$error":"#VALUE!"},{"$error":"#VALUE!"}]
["","","","","","",{"$error":"#VALUE!"},{"$error":"#VALUE!"}]
["","","","","","",{"$error":"#VALUE!"},{"$error":"#VALUE!"}]
["","","","","","",{"$error":"#VALUE!"},{"$error":"#VALUE!"}]
["","","","","","",{"$error":"#VALUE!"},{"$error":"#VALUE!"}]
["","","","","","",{"$error":"#VALUE!"},{"$error":"#VALUE!"}]
["","","","","","",{"$error":"#VALUE!"},{"$error":"#VALUE!"}]
["","","","","","",{"$error":"#VALUE!"},{"$error":"#VALUE!"}]
["","","","","","",{"$error":"#VALUE!"},{"$error":"#VALUE!"}]
["","","","","","",{"$error":"#VALUE!"},{"$error":"#VALUE!"}]
["","","","","","",{"$error":"#VALUE!"},{"$error":"#VALUE!"}]
["","","","","","",{"$error":"#VALUE!"},{"$error":"#VALUE!"}]
["","","","","","",{"$error":"#VALUE!"},{"$error":"#VALUE!"}]
["","","","","","",{"$error":"#VALUE!"},{"$error":"#VALUE!"}]
["","","","","","",{"$error":"#VALUE!"},{"$error":"#VALUE!"}]
["","","","","","",{"$error":"#VALUE!"},{"$error":"#VALUE!"}]
["","","","","","",{"$error":"#VALUE!"},{"$error":"#VALUE!"}]
["","","","","","",{"$error":"#VALUE!"},{"$error":"#VALUE!"}]
["","","","","","",{"$error":"#VALUE!"},{"$error":"#VALUE!"}]
["","","","","","",{"$error":"#VALUE!"},{"$error":"#VALUE!"}]
["","","","","","",{"$error":"#VALUE!"},{"$error":"#VALUE!"}]
["","","","","","",{"$error":"#VALUE!"},{"$error":"#VALUE!"}]
["","","","","","",{"$error":"#VALUE!"},{"$error":"#VALUE!"}]
["","","","","","",{"$error":"#VALUE!"},{"$error":"#VALUE!"}]
["","","","","","",{"$error":"#VALUE!"},{"$error":"#VALUE!"}]
["","","","","","",{"$error":"#VALUE!"},{"$error":"#VALUE!"}]
["","","","","","",{"$error":"#VALUE!"},{"$error":"#VALUE!"}]
["","","","","","",{"$error":"#VALUE!"},{"$error":"#VALUE!"}]
["","","","","","",{"$error":"#VALUE!"},{"$error":"#VALUE!"}]
["","","","","","",{"$error":"#VALUE!"},{"$error":"#VALUE!"}]
["","","","","","",{"$error":"#VALUE!"},{"$error":"#VALUE!"}]
["","","","","","",{"$error":"#VALUE!"},{"$error":"#VALUE!"}]
["","","","","","",{"$error":"#VALUE!"},{"$error":"#VALUE!"}]
["","","","","","",{"$error":"#VALUE!"},{"$error":"#VALUE!"}]
["","","","","","",{"$error":"#VALUE!"},{"$error":"#VALUE!"}]
["","","","","","",{"$error":"#VALUE!"},{"$error":"#VALUE!"}]
["","","","","","",{"$error":"#VALUE!"},{"$error":"#VALUE!"}]
["","","","","","",{"$error":"#VALUE!"},{"$error":"#VALUE!"}]
["","","","","","",{"$error":"#VALUE!"},{"$error":"#VALUE!"}]
["","","","","","",{"$error":"#VALUE!"},{"$error":"#VALUE!"}]
["","","","","","",{"$error":"#VALUE!"},{"$error":"#VALUE!"}]
["","","","","","",{"$error":"#VALUE!"},{"$error":"#VALUE!"}]
["","","","","","",{"$error":"#VALUE!"},{"$error":"#VALUE!"}]
["","","","","","",{"$error":"#VALUE!"},{"$error":"#VALUE!"}]
["","","","","","",{"$error":"#VALUE!"},{"$error":"#VALUE!"}]
["","","","","","",{"$error":"#VALUE!"},{"$error":"#VALUE!"}]
["","","","","","",{"$error":"#VALUE!"},{"$error":"#VALUE!"}]
["","","","","","",{"$error":"#VALUE!"},{"$error":"#VALUE!"}]
["","","","","","",{"$error":"#VALUE!"},{"$error":"#VALUE!"}]
["","","","","","",{"$error":"#VALUE!"},{"$error":"#VALUE!"}]
["","","","","","",{"$error":"#VALUE!"},{"$error":"#VALUE!"}]
["","","","","","",{"$error":"#VALUE!"},{"$error":"#VALUE!"}]
["","","","","","",{"$error":"#VALUE!"},{"$error":"#VALUE!"}]
["","","","","","",{"$error":"#VALUE!"},{"$error":"#VALUE!"}]
["","","","","","",{"$error":"#VALUE!"},{"$error":"#VALUE!"}]
["","","",{"$f":"IF(A1557<>\"\",MOD(B1557,24)/24,\"\")","v":""},"","",{"$f":"ABS(0.5*1.025*1*(F1557^3))","v":{"$error":"#VALUE!"}},{"$f":"G1557*$B$13","v":{"$error":"#VALUE!"}}]
[{"$f":"IF(IF(A1557<>\"\",A1557+1<=$B$16,0),A1557+1,\"\")","v":""},{"$f":"IF(A1558<>\"\",A1558*$B$13,\"\")","v":""},{"$f":"IF(A1558<>\"\",ROUNDDOWN(A1558*$B$13/24,0),\"\")","v":""},"",{"$f":"IF(A1558<>\"\",($B$4+$B$5)/2+($B$5-$B$4)/2*COS(2*PI()/$B$15*B1558),\"\")","v":""},{"$f":"IF(A1558<>\"\",E1558*COS(2*PI()/$B$7*B1558),\"\")","v":""},{"$error":"#VALUE!"},{"$error":"#VALUE!"}]
["","","","","","",{"$error":"#VALUE!"},{"$error":"#VALUE!"}]
["","","","","","",{"$error":"#VALUE!"},{"$error":"#VALUE!"}]
["","","","","","",{"$error":"#VALUE!"},{"$error":"#VALUE!"}]
["","","","","","",{"$error":"#VALUE!"},{"$error":"#VALUE!"}]
["","","","","","",{"$error":"#VALUE!"},{"$error":"#VALUE!"}]
["","","","","","",{"$error":"#VALUE!"},{"$error":"#VALUE!"}]
["","","","","","",{"$error":"#VALUE!"},{"$error":"#VALUE!"}]
["","","","","","",{"$error":"#VALUE!"},{"$error":"#VALUE!"}]
["","","","","","",{"$error":"#VALUE!"},{"$error":"#VALUE!"}]
["","","","","","",{"$error":"#VALUE!"},{"$error":"#VALUE!"}]
["","","","","","",{"$error":"#VALUE!"},{"$error":"#VALUE!"}]
["","","","","","",{"$error":"#VALUE!"},{"$error":"#VALUE!"}]
["","","","","","",{"$error":"#VALUE!"},{"$error":"#VALUE!"}]
["","","","","","",{"$error":"#VALUE!"},{"$error":"#VALUE!"}]
["","","","","","",{"$error":"#VALUE!"},{"$error":"#VALUE!"}]
["","","","","","",{"$error":"#VALUE!"},{"$error":"#VALUE!"}]
["","","","","","",{"$error":"#VALUE!"},{"$error":"#VALUE!"}]
["","","","","","",{"$error":"#VALUE!"},{"$error":"#VALUE!"}]
["","","","","","",{"$error":"#VALUE!"},{"$error":"#VALUE!"}]
["","","","","","",{"$error":"#VALUE!"},{"$error":"#VALUE!"}]
["","","","","","",{"$error":"#VALUE!"},{"$error":"#VALUE!"}]
["","","","","","",{"$error":"#VALUE!"},{"$error":"#VALUE!"}]
["","","","","","",{"$error":"#VALUE!"},{"$error":"#VALUE!"}]
["","","","","","",{"$error":"#VALUE!"},{"$error":"#VALUE!"}]
["","","","","","",{"$error":"#VALUE!"},{"$error":"#VALUE!"}]
["","","","","","",{"$error":"#VALUE!"},{"$error":"#VALUE!"}]
["","","","","","",{"$error":"#VALUE!"},{"$error":"#VALUE!"}]
["","","","","","",{"$error":"#VALUE!"},{"$error":"#VALUE!"}]
["","","","","","",{"$error":"#VALUE!"},{"$error":"#VALUE!"}]
["","","","","","",{"$error":"#VALUE!"},{"$error":"#VALUE!"}]
["","","","","","",{"$error":"#VALUE!"},{"$error":"#VALUE!"}]
["","","","","","",{"$error":"#VALUE!"},{"$error":"#VALUE!"}]
["","","","","","",{"$error":"#VALUE!"},{"$error":"#VALUE!"}]
["","","","","","",{"$error":"#VALUE!"},{"$error":"#VALUE!"}]
["","","","","","",{"$error":"#VALUE!"},{"$error":"#VALUE!"}]
["","","","","","",{"$error":"#VALUE!"},{"$error":"#VALUE!"}]
["","","","","","",{"$error":"#VALUE!"},{"$error":"#VALUE!"}]
["","","","","","",{"$error":"#VALUE!"},{"$error":"#VALUE!"}]
["","","","","","",{"$error":"#VALUE!"},{"$error":"#VALUE!"}]
["","","","","","",{"$error":"#VALUE!"},{"$error":"#VALUE!"}]
["","","","","","",{"$error":"#VALUE!"},{"$error":"#VALUE!"}]
["","","","","","",{"$error":"#VALUE!"},{"$error":"#VALUE!"}]
["","","","","","",{"$error":"#VALUE!"},{"$error":"#VALUE!"}]
["","","","","","",{"$error":"#VALUE!"},{"$error":"#VALUE!"}]
["","","","","","",{"$error":"#VALUE!"},{"$error":"#VALUE!"}]
["","","","","","",{"$error":"#VALUE!"},{"$error":"#VALUE!"}]
["","","","","","",{"$error":"#VALUE!"},{"$error":"#VALUE!"}]
["","","","","","",{"$error":"#VALUE!"},{"$error":"#VALUE!"}]
["","","","","","",{"$error":"#VALUE!"},{"$error":"#VALUE!"}]
["","","","","","",{"$error":"#VALUE!"},{"$error":"#VALUE!"}]
["","","","","","",{"$error":"#VALUE!"},{"$error":"#VALUE!"}]
["","","","","","",{"$error":"#VALUE!"},{"$error":"#VALUE!"}]
["","","","","","",{"$error":"#VALUE!"},{"$error":"#VALUE!"}]
["","","","","","",{"$error":"#VALUE!"},{"$error":"#VALUE!"}]
["","","","","","",{"$error":"#VALUE!"},{"$error":"#VALUE!"}]
["","","","","","",{"$error":"#VALUE!"},{"$error":"#VALUE!"}]
["","","","","","",{"$error":"#VALUE!"},{"$error":"#VALUE!"}]
["","","","","","",{"$error":"#VALUE!"},{"$error":"#VALUE!"}]
["","","","","","",{"$error":"#VALUE!"},{"$error":"#VALUE!"}]
["","","","","","",{"$error":"#VALUE!"},{"$error":"#VALUE!"}]
["","","","","","",{"$error":"#VALUE!"},{"$error":"#VALUE!"}]
["","","","","","",{"$error":"#VALUE!"},{"$error":"#VALUE!"}]
["","","",{"$f":"IF(A1621<>\"\",MOD(B1621,24)/24,\"\")","v":""},"","",{"$f":"ABS(0.5*1.025*1*(F1621^3))","v":{"$error":"#VALUE!"}},{"$f":"G1621*$B$13","v":{"$error":"#VALUE!"}}]
[{"$f":"IF(IF(A1621<>\"\",A1621+1<=$B$16,0),A1621+1,\"\")","v":""},{"$f":"IF(A1622<>\"\",A1622*$B$13,\"\")","v":""},{"$f":"IF(A1622<>\"\",ROUNDDOWN(A1622*$B$13/24,0),\"\")","v":""},"",{"$f":"IF(A1622<>\"\",($B$4+$B$5)/2+($B$5-$B$4)/2*COS(2*PI()/$B$15*B1622),\"\")","v":""},{"$f":"IF(A1622<>\"\",E1622*COS(2*PI()/$B$7*B1622),\"\")","v":""},{"$error":"#VALUE!"},{"$error":"#VALUE!"}]
["","","","","","",{"$error":"#VALUE!"},{"$error":"#VALUE!"}]
["","","","","","",{"$error":"#VALUE!"},{"$error":"#VALUE!"}]
["","","","","","",{"$error":"#VALUE!"},{"$error":"#VALUE!"}]
["","","","","","",{"$error":"#VALUE!"},{"$error":"#VALUE!"}]
["","","","","","",{"$error":"#VALUE!"},{"$error":"#VALUE!"}]
["","","","","","",{"$error":"#VALUE!"},{"$error":"#VALUE!"}]
["","","","","","",{"$error":"#VALUE!"},{"$error":"#VALUE!"}]
["","","","","","",{"$error":"#VALUE!"},{"$error":"#VALUE!"}]
["","","","","","",{"$error":"#VALUE!"},{"$error":"#VALUE!"}]
["","","","","","",{"$error":"#VALUE!"},{"$error":"#VALUE!"}]
["","","","","","",{"$error":"#VALUE!"},{"$error":"#VALUE!"}]
["","","","","","",{"$error":"#VALUE!"},{"$error":"#VALUE!"}]
["","","","","","",{"$error":"#VALUE!"},{"$error":"#VALUE!"}]
["","","","","","",{"$error":"#VALUE!"},{"$error":"#VALUE!"}]
["","","","","","",{"$error":"#VALUE!"},{"$error":"#VALUE!"}]
["","","","","","",{"$error":"#VALUE!"},{"$error":"#VALUE!"}]
["","","","","","",{"$error":"#VALUE!"},{"$error":"#VALUE!"}]
["","","","","","",{"$error":"#VALUE!"},{"$error":"#VALUE!"}]
["","","","","","",{"$error":"#VALUE!"},{"$error":"#VALUE!"}]
["","","","","","",{"$error":"#VALUE!"},{"$error":"#VALUE!"}]
["","","","","","",{"$error":"#VALUE!"},{"$error":"#VALUE!"}]
["","","","","","",{"$error":"#VALUE!"},{"$error":"#VALUE!"}]
["","","","","","",{"$error":"#VALUE!"},{"$error":"#VALUE!"}]
["","","","","","",{"$error":"#VALUE!"},{"$error":"#VALUE!"}]
["","","","","","",{"$error":"#VALUE!"},{"$error":"#VALUE!"}]
["","","","","","",{"$error":"#VALUE!"},{"$error":"#VALUE!"}]
["","","","","","",{"$error":"#VALUE!"},{"$error":"#VALUE!"}]
["","","","","","",{"$error":"#VALUE!"},{"$error":"#VALUE!"}]
["","","","","","",{"$error":"#VALUE!"},{"$error":"#VALUE!"}]
["","","","","","",{"$error":"#VALUE!"},{"$error":"#VALUE!"}]
["","","","","","",{"$error":"#VALUE!"},{"$error":"#VALUE!"}]
["","","","","","",{"$error":"#VALUE!"},{"$error":"#VALUE!"}]
["","","","","","",{"$error":"#VALUE!"},{"$error":"#VALUE!"}]
["","","","","","",{"$error":"#VALUE!"},{"$error":"#VALUE!"}]
["","","","","","",{"$error":"#VALUE!"},{"$error":"#VALUE!"}]
["","","","","","",{"$error":"#VALUE!"},{"$error":"#VALUE!"}]
["","","","","","",{"$error":"#VALUE!"},{"$error":"#VALUE!"}]
["","","","","","",{"$error":"#VALUE!"},{"$error":"#VALUE!"}]
["","","","","","",{"$error":"#VALUE!"},{"$error":"#VALUE!"}]
["","","","","","",{"$error":"#VALUE!"},{"$error":"#VALUE!"}]
["","","","","","",{"$error":"#VALUE!"},{"$error":"#VALUE!"}]
["","","","","","",{"$error":"#VALUE!"},{"$error":"#VALUE!"}]
["","","","","","",{"$error":"#VALUE!"},{"$error":"#VALUE!"}]
["","","","","","",{"$error":"#VALUE!"},{"$error":"#VALUE!"}]
["","","","","","",{"$error":"#VALUE!"},{"$error":"#VALUE!"}]
["","","","","","",{"$error":"#VALUE!"},{"$error":"#VALUE!"}]
["","","","","","",{"$error":"#VALUE!"},{"$error":"#VALUE!"}]
["","","","","","",{"$error":"#VALUE!"},{"$error":"#VALUE!"}]
["","","","","","",{"$error":"#VALUE!"},{"$error":"#VALUE!"}]
["","","","","","",{"$error":"#VALUE!"},{"$error":"#VALUE!"}]
["","","","","","",{"$error":"#VALUE!"},{"$error":"#VALUE!"}]
["","","","","","",{"$error":"#VALUE!"},{"$error":"#VALUE!"}]
["","","","","","",{"$error":"#VALUE!"},{"$error":"#VALUE!"}]
["","","","","","",{"$error":"#VALUE!"},{"$error":"#VALUE!"}]
["","","","","","",{"$error":"#VALUE!"},{"$error":"#VALUE!"}]
["","","","","","",{"$error":"#VALUE!"},{"$error":"#VALUE!"}]
["","","","","","",{"$error":"#VALUE!"},{"$error":"#VALUE!"}]
["","","","","","",{"$error":"#VALUE!"},{"$error":"#VALUE!"}]
["","","","","","",{"$error":"#VALUE!"},{"$error":"#VALUE!"}]
["","","","","","",{"$error":"#VALUE!"},{"$error":"#VALUE!"}]
["","","","","","",{"$error":"#VALUE!"},{"$error":"#VALUE!"}]
["","","","","","",{"$error":"#VALUE!"},{"$error":"#VALUE!"}]
["","","",{"$f":"IF(A1685<>\"\",MOD(B1685,24)/24,\"\")","v":""},"","",{"$f":"ABS(0.5*1.025*1*(F1685^3))","v":{"$error":"#VALUE!"}},{"$f":"G1685*$B$13","v":{"$error":"#VALUE!"}}]
[{"$f":"IF(IF(A1685<>\"\",A1685+1<=$B$16,0),A1685+1,\"\")","v":""},{"$f":"IF(A1686<>\"\",A1686*$B$13,\"\")","v":""},{"$f":"IF(A1686<>\"\",ROUNDDOWN(A1686*$B$13/24,0),\"\")","v":""},"",{"$f":"IF(A1686<>\"\",($B$4+$B$5)/2+($B$5-$B$4)/2*COS(2*PI()/$B$15*B1686),\"\")","v":""},{"$f":"IF(A1686<>\"\",E1686*COS(2*PI()/$B$7*B1686),\"\")","v":""},{"$error":"#VALUE!"},{"$error":"#VALUE!"}]
["","","","","","",{"$error":"#VALUE!"},{"$error":"#VALUE!"}]
["","","","","","",{"$error":"#VALUE!"},{"$error":"#VALUE!"}]
["","","","","","",{"$error":"#VALUE!"},{"$error":"#VALUE!"}]
["","","","","","",{"$error":"#VALUE!"},{"$error":"#VALUE!"}]
["","","","","","",{"$error":"#VALUE!"},{"$error":"#VALUE!"}]
["","","","","","",{"$error":"#VALUE!"},{"$error":"#VALUE!"}]
["","","","","","",{"$error":"#VALUE!"},{"$error":"#VALUE!"}]
["","","","","","",{"$error":"#VALUE!"},{"$error":"#VALUE!"}]
["","","","","","",{"$error":"#VALUE!"},{"$error":"#VALUE!"}]
["","","","","","",{"$error":"#VALUE!"},{"$error":"#VALUE!"}]
["","","","","","",{"$error":"#VALUE!"},{"$error":"#VALUE!"}]
["","","","","","",{"$error":"#VALUE!"},{"$error":"#VALUE!"}]
["","","","","","",{"$error":"#VALUE!"},{"$error":"#VALUE!"}]
["","","","","","",{"$error":"#VALUE!"},{"$error":"#VALUE!"}]
["","","","","","",{"$error":"#VALUE!"},{"$error":"#VALUE!"}]
["","","","","","",{"$error":"#VALUE!"},{"$error":"#VALUE!"}]
["","","","","","",{"$error":"#VALUE!"},{"$error":"#VALUE!"}]
["","","","","","",{"$error":"#VALUE!"},{"$error":"#VALUE!"}]
["","","","","","",{"$error":"#VALUE!"},{"$error":"#VALUE!"}]
["","","","","","",{"$error":"#VALUE!"},{"$error":"#VALUE!"}]
["","","","","","",{"$error":"#VALUE!"},{"$error":"#VALUE!"}]
["","","","","","",{"$error":"#VALUE!"},{"$error":"#VALUE!"}]
["","","","","","",{"$error":"#VALUE!"},{"$error":"#VALUE!"}]
["","","","","","",{"$error":"#VALUE!"},{"$error":"#VALUE!"}]
["","","","","","",{"$error":"#VALUE!"},{"$error":"#VALUE!"}]
["","","","","","",{"$error":"#VALUE!"},{"$error":"#VALUE!"}]
["","","","","","",{"$error":"#VALUE!"},{"$error":"#VALUE!"}]
["","","","","","",{"$error":"#VALUE!"},{"$error":"#VALUE!"}]
["","","","","","",{"$error":"#VALUE!"},{"$error":"#VALUE!"}]
["","","","","","",{"$error":"#VALUE!"},{"$error":"#VALUE!"}]
["","","","","","",{"$error":"#VALUE!"},{"$error":"#VALUE!"}]
["","","","","","",{"$error":"#VALUE!"},{"$error":"#VALUE!"}]
["","","","","","",{"$error":"#VALUE!"},{"$error":"#VALUE!"}]
["","","","","","",{"$error":"#VALUE!"},{"$error":"#VALUE!"}]
["","","","","","",{"$error":"#VALUE!"},{"$error":"#VALUE!"}]
["","","","","","",{"$error":"#VALUE!"},{"$error":"#VALUE!"}]
["","","","","","",{"$error":"#VALUE!"},{"$error":"#VALUE!"}]
["","","","","","",{"$error":"#VALUE!"},{"$error":"#VALUE!"}]
["","","","","","",{"$error":"#VALUE!"},{"$error":"#VALUE!"}]
["","","","","","",{"$error":"#VALUE!"},{"$error":"#VALUE!"}]
["","","","","","",{"$error":"#VALUE!"},{"$error":"#VALUE!"}]
["","","","","","",{"$error":"#VALUE!"},{"$error":"#VALUE!"}]
["","","","","","",{"$error":"#VALUE!"},{"$error":"#VALUE!"}]
["","","","","","",{"$error":"#VALUE!"},{"$error":"#VALUE!"}]
["","","","","","",{"$error":"#VALUE!"},{"$error":"#VALUE!"}]
["","","","","","",{"$error":"#VALUE!"},{"$error":"#VALUE!"}]
["","","","","","",{"$error":"#VALUE!"},{"$error":"#VALUE!"}]
["","","","","","",{"$error":"#VALUE!"},{"$error":"#VALUE!"}]
["","","","","","",{"$error":"#VALUE!"},{"$error":"#VALUE!"}]
["","","","","","",{"$error":"#VALUE!"},{"$error":"#VALUE!"}]
["","","","","","",{"$error":"#VALUE!"},{"$error":"#VALUE!"}]
["","","","","","",{"$error":"#VALUE!"},{"$error":"#VALUE!"}]
["","","","","","",{"$error":"#VALUE!"},{"$error":"#VALUE!"}]
["","","","","","",{"$error":"#VALUE!"},{"$error":"#VALUE!"}]
["","","","","","",{"$error":"#VALUE!"},{"$error":"#VALUE!"}]
["","","","","","",{"$error":"#VALUE!"},{"$error":"#VALUE!"}]
["","","","","","",{"$error":"#VALUE!"},{"$error":"#VALUE!"}]
["","","","","","",{"$error":"#VALUE!"},{"$error":"#VALUE!"}]
["","","","","","",{"$error":"#VALUE!"},{"$error":"#VALUE!"}]
["","","","","","",{"$error":"#VALUE!"},{"$error":"#VALUE!"}]
["","","","","","",{"$error":"#VALUE!"},{"$error":"#VALUE!"}]
["","","","","","",{"$error":"#VALUE!"},{"$error":"#VALUE!"}]
["","","",{"$f":"IF(A1749<>\"\",MOD(B1749,24)/24,\"\")","v":""},"","",{"$f":"ABS(0.5*1.025*1*(F1749^3))","v":{"$error":"#VALUE!"}},{"$f":"G1749*$B$13","v":{"$error":"#VALUE!"}}]
[{"$f":"IF(IF(A1749<>\"\",A1749+1<=$B$16,0),A1749+1,\"\")","v":""},{"$f":"IF(A1750<>\"\",A1750*$B$13,\"\")","v":""},{"$f":"IF(A1750<>\"\",ROUNDDOWN(A1750*$B$13/24,0),\"\")","v":""},"",{"$f":"IF(A1750<>\"\",($B$4+$B$5)/2+($B$5-$B$4)/2*COS(2*PI()/$B$15*B1750),\"\")","v":""},{"$f":"IF(A1750<>\"\",E1750*COS(2*PI()/$B$7*B1750),\"\")","v":""},{"$error":"#VALUE!"},{"$error":"#VALUE!"}]
["","","","","","",{"$error":"#VALUE!"},{"$error":"#VALUE!"}]
["","","","","","",{"$error":"#VALUE!"},{"$error":"#VALUE!"}]
["","","","","","",{"$error":"#VALUE!"},{"$error":"#VALUE!"}]
["","","","","","",{"$error":"#VALUE!"},{"$error":"#VALUE!"}]
["","","","","","",{"$error":"#VALUE!"},{"$error":"#VALUE!"}]
["","","","","","",{"$error":"#VALUE!"},{"$error":"#VALUE!"}]
["","","","","","",{"$error":"#VALUE!"},{"$error":"#VALUE!"}]
["","","","","","",{"$error":"#VALUE!"},{"$error":"#VALUE!"}]
["","","","","","",{"$error":"#VALUE!"},{"$error":"#VALUE!"}]
["","","","","","",{"$error":"#VALUE!"},{"$error":"#VALUE!"}]
["","","","","","",{"$error":"#VALUE!"},{"$error":"#VALUE!"}]
["","","","","","",{"$error":"#VALUE!"},{"$error":"#VALUE!"}]
["","","","","","",{"$error":"#VALUE!"},{"$error":"#VALUE!"}]
["","","","","","",{"$error":"#VALUE!"},{"$error":"#VALUE!"}]
["","","","","","",{"$error":"#VALUE!"},{"$error":"#VALUE!"}]
["","","","","","",{"$error":"#VALUE!"},{"$error":"#VALUE!"}]
["","","","","","",{"$error":"#VALUE!"},{"$error":"#VALUE!"}]
["","","","","","",{"$error":"#VALUE!"},{"$error":"#VALUE!"}]
["","","","","","",{"$error":"#VALUE!"},{"$error":"#VALUE!"}]
["","","","","","",{"$error":"#VALUE!"},{"$error":"#VALUE!"}]
["","","","","","",{"$error":"#VALUE!"},{"$error":"#VALUE!"}]
["","","","","","",{"$error":"#VALUE!"},{"$error":"#VALUE!"}]
["","","","","","",{"$error":"#VALUE!"},{"$error":"#VALUE!"}]
["","","","","","",{"$error":"#VALUE!"},{"$error":"#VALUE!"}]
["","","","","","",{"$error":"#VALUE!"},{"$error":"#VALUE!"}]
["","","","","","",{"$error":"#VALUE!"},{"$error":"#VALUE!"}]
["","","","","","",{"$error":"#VALUE!"},{"$error":"#VALUE!"}]
["","","","","","",{"$error":"#VALUE!"},{"$error":"#VALUE!"}]
["","","","","","",{"$error":"#VALUE!"},{"$error":"#VALUE!"}]
["","","","","","",{"$error":"#VALUE!"},{"$error":"#VALUE!"}]
["","","","","","",{"$error":"#VALUE!"},{"$error":"#VALUE!"}]
["","","","","","",{"$error":"#VALUE!"},{"$error":"#VALUE!"}]
["","","","","","",{"$error":"#VALUE!"},{"$error":"#VALUE!"}]
["","","","","","",{"$error":"#VALUE!"},{"$error":"#VALUE!"}]
["","","","","","",{"$error":"#VALUE!"},{"$error":"#VALUE!"}]
["","","","","","",{"$error":"#VALUE!"},{"$error":"#VALUE!"}]
["","","","","","",{"$error":"#VALUE!"},{"$error":"#VALUE!"}]
["","","","","","",{"$error":"#VALUE!"},{"$error":"#VALUE!"}]
["","","","","","",{"$error":"#VALUE!"},{"$error":"#VALUE!"}]
["","","","","","",{"$error":"#VALUE!"},{"$error":"#VALUE!"}]
["","","","","","",{"$error":"#VALUE!"},{"$error":"#VALUE!"}]
["","","","","","",{"$error":"#VALUE!"},{"$error":"#VALUE!"}]
["","","","","","",{"$error":"#VALUE!"},{"$error":"#VALUE!"}]
["","","","","","",{"$error":"#VALUE!"},{"$error":"#VALUE!"}]
["","","","","","",{"$error":"#VALUE!"},{"$error":"#VALUE!"}]
["","","","","","",{"$error":"#VALUE!"},{"$error":"#VALUE!"}]
["","","","","","",{"$error":"#VALUE!"},{"$error":"#VALUE!"}]
["","","","","","",{"$error":"#VALUE!"},{"$error":"#VALUE!"}]
["","","","","","",{"$error":"#VALUE!"},{"$error":"#VALUE!"}]
["","","","","","",{"$error":"#VALUE!"},{"$error":"#VALUE!"}]
["","","","","","",{"$error":"#VALUE!"},{"$error":"#VALUE!"}]
["","","","","","",{"$error":"#VALUE!"},{"$error":"#VALUE!"}]
["","","","","","",{"$error":"#VALUE!"},{"$error":"#VALUE!"}]
["","","","","","",{"$error":"#VALUE!"},{"$error":"#VALUE!"}]
["","","","","","",{"$error":"#VALUE!"},{"$error":"#VALUE!"}]
["","","","","","",{"$error":"#VALUE!"},{"$error":"#VALUE!"}]
["","","","","","",{"$error":"#VALUE!"},{"$error":"#VALUE!"}]
["","","","","","",{"$error":"#VALUE!"},{"$error":"#VALUE!"}]
["","","","","","",{"$error":"#VALUE!"},{"$error":"#VALUE!"}]
["","","","","","",{"$error":"#VALUE!"},{"$error":"#VALUE!"}]
["","","","","","",{"$error":"#VALUE!"},{"$error":"#VALUE!"}]
["","","","","","",{"$error":"#VALUE!"},{"$error":"#VALUE!"}]
["","","",{"$f":"IF(A1813<>\"\",MOD(B1813,24)/24,\"\")","v":""},"","",{"$f":"ABS(0.5*1.025*1*(F1813^3))","v":{"$error":"#VALUE!"}},{"$f":"G1813*$B$13","v":{"$error":"#VALUE!"}}]
[{"$f":"IF(IF(A1813<>\"\",A1813+1<=$B$16,0),A1813+1,\"\")","v":""},{"$f":"IF(A1814<>\"\",A1814*$B$13,\"\")","v":""},{"$f":"IF(A1814<>\"\",ROUNDDOWN(A1814*$B$13/24,0),\"\")","v":""},"",{"$f":"IF(A1814<>\"\",($B$4+$B$5)/2+($B$5-$B$4)/2*COS(2*PI()/$B$15*B1814),\"\")","v":""},{"$f":"IF(A1814<>\"\",E1814*COS(2*PI()/$B$7*B1814),\"\")","v":""},{"$error":"#VALUE!"},{"$error":"#VALUE!"}]
["","","","","","",{"$error":"#VALUE!"},{"$error":"#VALUE!"}]
["","","","","","",{"$error":"#VALUE!"},{"$error":"#VALUE!"}]
["","","","","","",{"$error":"#VALUE!"},{"$error":"#VALUE!"}]
["","","","","","",{"$error":"#VALUE!"},{"$error":"#VALUE!"}]
["","","","","","",{"$error":"#VALUE!"},{"$error":"#VALUE!"}]
["","","","","","",{"$error":"#VALUE!"},{"$error":"#VALUE!"}]
["","","","","","",{"$error":"#VALUE!"},{"$error":"#VALUE!"}]
["","","","","","",{"$error":"#VALUE!"},{"$error":"#VALUE!"}]
["","","","","","",{"$error":"#VALUE!"},{"$error":"#VALUE!"}]
["","","","","","",{"$error":"#VALUE!"},{"$error":"#VALUE!"}]
["","","","","","",{"$error":"#VALUE!"},{"$error":"#VALUE!"}]
["","","","","","",{"$error":"#VALUE!"},{"$error":"#VALUE!"}]
["","","","","","",{"$error":"#VALUE!"},{"$error":"#VALUE!"}]
["","","","","","",{"$error":"#VALUE!"},{"$error":"#VALUE!"}]
["","","","","","",{"$error":"#VALUE!"},{"$error":"#VALUE!"}]
["","","","","","",{"$error":"#VALUE!"},{"$error":"#VALUE!"}]
["","","","","","",{"$error":"#VALUE!"},{"$error":"#VALUE!"}]
["","","","","","",{"$error":"#VALUE!"},{"$error":"#VALUE!"}]
["","","","","","",{"$error":"#VALUE!"},{"$error":"#VALUE!"}]
["","","","","","",{"$error":"#VALUE!"},{"$error":"#VALUE!"}]
["","","","","","",{"$error":"#VALUE!"},{"$error":"#VALUE!"}]
["","","","","","",{"$error":"#VALUE!"},{"$error":"#VALUE!"}]
["","","","","","",{"$error":"#VALUE!"},{"$error":"#VALUE!"}]
["","","","","","",{"$error":"#VALUE!"},{"$error":"#VALUE!"}]
["","","","","","",{"$error":"#VALUE!"},{"$error":"#VALUE!"}]
["","","","","","",{"$error":"#VALUE!"},{"$error":"#VALUE!"}]
["","","","","","",{"$error":"#VALUE!"},{"$error":"#VALUE!"}]
["","","","","","",{"$error":"#VALUE!"},{"$error":"#VALUE!"}]
["","","","","","",{"$error":"#VALUE!"},{"$error":"#VALUE!"}]
["","","","","","",{"$error":"#VALUE!"},{"$error":"#VALUE!"}]
["","","","","","",{"$error":"#VALUE!"},{"$error":"#VALUE!"}]
["","","","","","",{"$error":"#VALUE!"},{"$error":"#VALUE!"}]
["","","","","","",{"$error":"#VALUE!"},{"$error":"#VALUE!"}]
["","","","","","",{"$error":"#VALUE!"},{"$error":"#VALUE!"}]
["","","","","","",{"$error":"#VALUE!"},{"$error":"#VALUE!"}]
["","","","","","",{"$error":"#VALUE!"},{"$error":"#VALUE!"}]
["","","","","","",{"$error":"#VALUE!"},{"$error":"#VALUE!"}]
["","","","","","",{"$error":"#VALUE!"},{"$error":"#VALUE!"}]
["","","","","","",{"$error":"#VALUE!"},{"$error":"#VALUE!"}]
["","","","","","",{"$error":"#VALUE!"},{"$error":"#VALUE!"}]
["","","","","","",{"$error":"#VALUE!"},{"$error":"#VALUE!"}]
["","","","","","",{"$error":"#VALUE!"},{"$error":"#VALUE!"}]
["","","","","","",{"$error":"#VALUE!"},{"$error":"#VALUE!"}]
["","","","","","",{"$error":"#VALUE!"},{"$error":"#VALUE!"}]
["","","","","","",{"$error":"#VALUE!"},{"$error":"#VALUE!"}]
["","","","","","",{"$error":"#VALUE!"},{"$error":"#VALUE!"}]
["","","","","","",{"$error":"#VALUE!"},{"$error":"#VALUE!"}]
["","","","","","",{"$error":"#VALUE!"},{"$error":"#VALUE!"}]
["","","","","","",{"$error":"#VALUE!"},{"$error":"#VALUE!"}]
["","","","","","",{"$error":"#VALUE!"},{"$error":"#VALUE!"}]
["","","","","","",{"$error":"#VALUE!"},{"$error":"#VALUE!"}]
["","","","","","",{"$error":"#VALUE!"},{"$error":"#VALUE!"}]
["","","","","","",{"$error":"#VALUE!"},{"$error":"#VALUE!"}]
["","","","","","",{"$error":"#VALUE!"},{"$error":"#VALUE!"}]
["","","","","","",{"$error":"#VALUE!"},{"$error":"#VALUE!"}]
["","","","","","",{"$error":"#VALUE!"},{"$error":"#VALUE!"}]
["","","","","","",{"$error":"#VALUE!"},{"$error":"#VALUE!"}]
["","","","","","",{"$error":"#VALUE!"},{"$error":"#VALUE!"}]
["","","","","","",{"$error":"#VALUE!"},{"$error":"#VALUE!"}]
["","","","","","",{"$error":"#VALUE!"},{"$error":"#VALUE!"}]
["","","","","","",{"$error":"#VALUE!"},{"$error":"#VALUE!"}]
["","","","","","",{"$error":"#VALUE!"},{"$error":"#VALUE!"}]
["","","",{"$f":"IF(A1877<>\"\",MOD(B1877,24)/24,\"\")","v":""},"","",{"$f":"ABS(0.5*1.025*1*(F1877^3))","v":{"$error":"#VALUE!"}},{"$f":"G1877*$B$13","v":{"$error":"#VALUE!"}}]
[{"$f":"IF(IF(A1877<>\"\",A1877+1<=$B$16,0),A1877+1,\"\")","v":""},{"$f":"IF(A1878<>\"\",A1878*$B$13,\"\")","v":""},{"$f":"IF(A1878<>\"\",ROUNDDOWN(A1878*$B$13/24,0),\"\")","v":""},"",{"$f":"IF(A1878<>\"\",($B$4+$B$5)/2+($B$5-$B$4)/2*COS(2*PI()/$B$15*B1878),\"\")","v":""},{"$f":"IF(A1878<>\"\",E1878*COS(2*PI()/$B$7*B1878),\"\")","v":""},{"$error":"#VALUE!"},{"$error":"#VALUE!"}]
["","","","","","",{"$error":"#VALUE!"},{"$error":"#VALUE!"}]
["","","","","","",{"$error":"#VALUE!"},{"$error":"#VALUE!"}]
["","","","","","",{"$error":"#VALUE!"},{"$error":"#VALUE!"}]
["","","","","","",{"$error":"#VALUE!"},{"$error":"#VALUE!"}]
["","","","","","",{"$error":"#VALUE!"},{"$error":"#VALUE!"}]
["","","","","","",{"$error":"#VALUE!"},{"$error":"#VALUE!"}]
["","","","","","",{"$error":"#VALUE!"},{"$error":"#VALUE!"}]
["","","","","","",{"$error":"#VALUE!"},{"$error":"#VALUE!"}]
["","","","","","",{"$error":"#VALUE!"},{"$error":"#VALUE!"}]
["","","","","","",{"$error":"#VALUE!"},{"$error":"#VALUE!"}]
["","","","","","",{"$error":"#VALUE!"},{"$error":"#VALUE!"}]
["","","","","","",{"$error":"#VALUE!"},{"$error":"#VALUE!"}]
["","","","","","",{"$error":"#VALUE!"},{"$error":"#VALUE!"}]
["","","","","","",{"$error":"#VALUE!"},{"$error":"#VALUE!"}]
["","","","","","",{"$error":"#VALUE!"},{"$error":"#VALUE!"}]
["","","","","","",{"$error":"#VALUE!"},{"$error":"#VALUE!"}]
["","","","","","",{"$error":"#VALUE!"},{"$error":"#VALUE!"}]
["","","","","","",{"$error":"#VALUE!"},{"$error":"#VALUE!"}]
["","","","","","",{"$error":"#VALUE!"},{"$error":"#VALUE!"}]
["","","","","","",{"$error":"#VALUE!"},{"$error":"#VALUE!"}]
["","","","","","",{"$error":"#VALUE!"},{"$error":"#VALUE!"}]
["","","","","","",{"$error":"#VALUE!"},{"$error":"#VALUE!"}]
["","","","","","",{"$error":"#VALUE!"},{"$error":"#VALUE!"}]
["","","","","","",{"$error":"#VALUE!"},{"$error":"#VALUE!"}]
["","","","","","",{"$error":"#VALUE!"},{"$error":"#VALUE!"}]
["","","","","","",{"$error":"#VALUE!"},{"$error":"#VALUE!"}]
["","","","","","",{"$error":"#VALUE!"},{"$error":"#VALUE!"}]
["","","","","","",{"$error":"#VALUE!"},{"$error":"#VALUE!"}]
["","","","","","",{"$error":"#VALUE!"},{"$error":"#VALUE!"}]
["","","","","","",{"$error":"#VALUE!"},{"$error":"#VALUE!"}]
["","","","","","",{"$error":"#VALUE!"},{"$error":"#VALUE!"}]
["","","","","","",{"$error":"#VALUE!"},{"$error":"#VALUE!"}]
["","","","","","",{"$error":"#VALUE!"},{"$error":"#VALUE!"}]
["","","","","","",{"$error":"#VALUE!"},{"$error":"#VALUE!"}]
["","","","","","",{"$error":"#VALUE!"},{"$error":"#VALUE!"}]
["","","","","","",{"$error":"#VALUE!"},{"$error":"#VALUE!"}]
["","","","","","",{"$error":"#VALUE!"},{"$error":"#VALUE!"}]
["","","","","","",{"$error":"#VALUE!"},{"$error":"#VALUE!"}]
["","","","","","",{"$error":"#VALUE!"},{"$error":"#VALUE!"}]
["","","","","","",{"$error":"#VALUE!"},{"$error":"#VALUE!"}]
["","","","","","",{"$error":"#VALUE!"},{"$error":"#VALUE!"}]
["","","","","","",{"$error":"#VALUE!"},{"$error":"#VALUE!"}]
["","","","","","",{"$error":"#VALUE!"},{"$error":"#VALUE!"}]
["","","","","","",{"$error":"#VALUE!"},{"$error":"#VALUE!"}]
["","","","","","",{"$error":"#VALUE!"},{"$error":"#VALUE!"}]
["","","","","","",{"$error":"#VALUE!"},{"$error":"#VALUE!"}]
["","","","","","",{"$error":"#VALUE!"},{"$error":"#VALUE!"}]
["","","","","","",{"$error":"#VALUE!"},{"$error":"#VALUE!"}]
["","","","","","",{"$error":"#VALUE!"},{"$error":"#VALUE!"}]
["","","","","","",{"$error":"#VALUE!"},{"$error":"#VALUE!"}]
["","","","","","",{"$error":"#VALUE!"},{"$error":"#VALUE!"}]
["","","","","","",{"$error":"#VALUE!"},{"$error":"#VALUE!"}]
["","","","","","",{"$error":"#VALUE!"},{"$error":"#VALUE!"}]
["","","","","","",{"$error":"#VALUE!"},{"$error":"#VALUE!"}]
["","","","","","",{"$error":"#VALUE!"},{"$error":"#VALUE!"}]
["","","","","","",{"$error":"#VALUE!"},{"$error":"#VALUE!"}]
["","","","","","",{"$error":"#VALUE!"},{"$error":"#VALUE!"}]
["","","","","","",{"$error":"#VALUE!"},{"$error":"#VALUE!"}]
["","","","","","",{"$error":"#VALUE!"},{"$error":"#VALUE!"}]
["","","","","","",{"$error":"#VALUE!"},{"$error":"#VALUE!"}]
["","","","","","",{"$error":"#VALUE!"},{"$error":"#VALUE!"}]
["","","","","","",{"$error":"#VALUE!"},{"$error":"#VALUE!"}]
["","","",{"$f":"IF(A1941<>\"\",MOD(B1941,24)/24,\"\")","v":""},"","",{"$f":"ABS(0.5*1.025*1*(F1941^3))","v":{"$error":"#VALUE!"}},{"$f":"G1941*$B$13","v":{"$error":"#VALUE!"}}]
[{"$f":"IF(IF(A1941<>\"\",A1941+1<=$B$16,0),A1941+1,\"\")","v":""},{"$f":"IF(A1942<>\"\",A1942*$B$13,\"\")","v":""},{"$f":"IF(A1942<>\"\",ROUNDDOWN(A1942*$B$13/24,0),\"\")","v":""},"",{"$f":"IF(A1942<>\"\",($B$4+$B$5)/2+($B$5-$B$4)/2*COS(2*PI()/$B$15*B1942),\"\")","v":""},{"$f":"IF(A1942<>\"\",E1942*COS(2*PI()/$B$7*B1942),\"\")","v":""},{"$error":"#VALUE!"},{"$error":"#VALUE!"}]
["","","","","","",{"$error":"#VALUE!"},{"$error":"#VALUE!"}]
["","","","","","",{"$error":"#VALUE!"},{"$error":"#VALUE!"}]
["","","","","","",{"$error":"#VALUE!"},{"$error":"#VALUE!"}]
["","","","","","",{"$error":"#VALUE!"},{"$error":"#VALUE!"}]
["","","","","","",{"$error":"#VALUE!"},{"$error":"#VALUE!"}]
["","","","","","",{"$error":"#VALUE!"},{"$error":"#VALUE!"}]
["","","","","","",{"$error":"#VALUE!"},{"$error":"#VALUE!"}]
["","","","","","",{"$error":"#VALUE!"},{"$error":"#VALUE!"}]
["","","","","","",{"$error":"#VALUE!"},{"$error":"#VALUE!"}]
["","","","","","",{"$error":"#VALUE!"},{"$error":"#VALUE!"}]
["","","","","","",{"$error":"#VALUE!"},{"$error":"#VALUE!"}]
["","","","","","",{"$error":"#VALUE!"},{"$error":"#VALUE!"}]
["","","","","","",{"$error":"#VALUE!"},{"$error":"#VALUE!"}]
["","","","","","",{"$error":"#VALUE!"},{"$error":"#VALUE!"}]
["","","","","","",{"$error":"#VALUE!"},{"$error":"#VALUE!"}]
["","","","","","",{"$error":"#VALUE!"},{"$error":"#VALUE!"}]
["","","","","","",{"$error":"#VALUE!"},{"$error":"#VALUE!"}]
["","","","","","",{"$error":"#VALUE!"},{"$error":"#VALUE!"}]
["","","","","","",{"$error":"#VALUE!"},{"$error":"#VALUE!"}]
["","","","","","",{"$error":"#VALUE!"},{"$error":"#VALUE!"}]
["","","","","","",{"$error":"#VALUE!"},{"$error":"#VALUE!"}]
["","","","","","",{"$error":"#VALUE!"},{"$error":"#VALUE!"}]
["","","","","","",{"$error":"#VALUE!"},{"$error":"#VALUE!"}]
["","","","","","",{"$error":"#VALUE!"},{"$error":"#VALUE!"}]
["","","","","","",{"$error":"#VALUE!"},{"$error":"#VALUE!"}]
["","","","","","",{"$error":"#VALUE!"},{"$error":"#VALUE!"}]
["","","","","","",{"$error":"#VALUE!"},{"$error":"#VALUE!"}]
["","","","","","",{"$error":"#VALUE!"},{"$error":"#VALUE!"}]
["","","","","","",{"$error":"#VALUE!"},{"$error":"#VALUE!"}]
["","","","","","",{"$error":"#VALUE!"},{"$error":"#VALUE!"}]
["","","","","","",{"$error":"#VALUE!"},{"$error":"#VALUE!"}]
["","","","","","",{"$error":"#VALUE!"},{"$error":"#VALUE!"}]
["","","","","","",{"$error":"#VALUE!"},{"$error":"#VALUE!"}]
["","","","","","",{"$error":"#VALUE!"},{"$error":"#VALUE!"}]
["","","","","","",{"$error":"#VALUE!"},{"$error":"#VALUE!"}]
["","","","","","",{"$error":"#VALUE!"},{"$error":"#VALUE!"}]
["","","","","","",{"$error":"#VALUE!"},{"$error":"#VALUE!"}]
["","","","","","",{"$error":"#VALUE!"},{"$error":"#VALUE!"}]
["","","","","","",{"$error":"#VALUE!"},{"$error":"#VALUE!"}]
["","","","","","",{"$error":"#VALUE!"},{"$error":"#VALUE!"}]
["","","","","","",{"$error":"#VALUE!"},{"$error":"#VALUE!"}]
["","","","","","",{"$error":"#VALUE!"},{"$error":"#VALUE!"}]
["","","","","","",{"$error":"#VALUE!"},{"$error":"#VALUE!"}]
["","","","","","",{"$error":"#VALUE!"},{"$error":"#VALUE!"}]
["","","","","","",{"$error":"#VALUE!"},{"$error":"#VALUE!"}]
["","","","","","",{"$error":"#VALUE!"},{"$error":"#VALUE!"}]
["","","","","","",{"$error":"#VALUE!"},{"$error":"#VALUE!"}]
["","","","","","",{"$error":"#VALUE!"},{"$error":"#VALUE!"}]
["","","","","","",{"$error":"#VALUE!"},{"$error":"#VALUE!"}]
["","","","","","",{"$error":"#VALUE!"},{"$error":"#VALUE!"}]
["","","","","","",{"$error":"#VALUE!"},{"$error":"#VALUE!"}]
["","","","","","",{"$error":"#VALUE!"},{"$error":"#VALUE!"}]
["","","","","","",{"$error":"#VALUE!"},{"$error":"#VALUE!"}]
["","","","","","",{"$error":"#VALUE!"},{"$error":"#VALUE!"}]
["","","","","","",{"$error":"#VALUE!"},{"$error":"#VALUE!"}]
["","","","","","",{"$error":"#VALUE!"},{"$error":"#VALUE!"}]
["","","","","","",{"$error":"#VALUE!"},{"$error":"#VALUE!"}]
["","","","","","",{"$error":"#VALUE!"},{"$error":"#VALUE!"}]
["","","","","","",{"$error":"#VALUE!"},{"$error":"#VALUE!"}]
["","","","","","",{"$error":"#VALUE!"},{"$error":"#VALUE!"}]
["","","","","","",{"$error":"#VALUE!"},{"$error":"#VALUE!"}]
["","","","","","",{"$error":"#VALUE!"},{"$error":"#VALUE!"}]
["","","",{"$f":"IF(A2005<>\"\",MOD(B2005,24)/24,\"\")","v":""},"","",{"$f":"ABS(0.5*1.025*1*(F2005^3))","v":{"$error":"#VALUE!"}},{"$f":"G2005*$B$13","v":{"$error":"#VALUE!"}}]
[{"$f":"IF(IF(A2005<>\"\",A2005+1<=$B$16,0),A2005+1,\"\")","v":""},{"$f":"IF(A2006<>\"\",A2006*$B$13,\"\")","v":""},{"$f":"IF(A2006<>\"\",ROUNDDOWN(A2006*$B$13/24,0),\"\")","v":""},"",{"$f":"IF(A2006<>\"\",($B$4+$B$5)/2+($B$5-$B$4)/2*COS(2*PI()/$B$15*B2006),\"\")","v":""},{"$f":"IF(A2006<>\"\",E2006*COS(2*PI()/$B$7*B2006),\"\")","v":""},{"$error":"#VALUE!"},{"$error":"#VALUE!"}]
["","","","","","",{"$error":"#VALUE!"},{"$error":"#VALUE!"}]
["","","","","","",{"$error":"#VALUE!"},{"$error":"#VALUE!"}]
["","","","","","",{"$error":"#VALUE!"},{"$error":"#VALUE!"}]
["","","","","","",{"$error":"#VALUE!"},{"$error":"#VALUE!"}]
["","","","","","",{"$error":"#VALUE!"},{"$error":"#VALUE!"}]
["","","","","","",{"$error":"#VALUE!"},{"$error":"#VALUE!"}]
["","","","","","",{"$error":"#VALUE!"},{"$error":"#VALUE!"}]
["","","","","","",{"$error":"#VALUE!"},{"$error":"#VALUE!"}]
["","","","","","",{"$error":"#VALUE!"},{"$error":"#VALUE!"}]
["","","","","","",{"$error":"#VALUE!"},{"$error":"#VALUE!"}]
["","","","","","",{"$error":"#VALUE!"},{"$error":"#VALUE!"}]
["","","","","","",{"$error":"#VALUE!"},{"$error":"#VALUE!"}]
["","","","","","",{"$error":"#VALUE!"},{"$error":"#VALUE!"}]
["","","","","","",{"$error":"#VALUE!"},{"$error":"#VALUE!"}]
["","","","","","",{"$error":"#VALUE!"},{"$error":"#VALUE!"}]
["","","","","","",{"$error":"#VALUE!"},{"$error":"#VALUE!"}]
["","","","","","",{"$error":"#VALUE!"},{"$error":"#VALUE!"}]
["","","","","","",{"$error":"#VALUE!"},{"$error":"#VALUE!"}]
["","","","","","",{"$error":"#VALUE!"},{"$error":"#VALUE!"}]
["","","","","","",{"$error":"#VALUE!"},{"$error":"#VALUE!"}]
["","","","","","",{"$error":"#VALUE!"},{"$error":"#VALUE!"}]
["","","","","","",{"$error":"#VALUE!"},{"$error":"#VALUE!"}]
["","","","","","",{"$error":"#VALUE!"},{"$error":"#VALUE!"}]
["","","","","","",{"$error":"#VALUE!"},{"$error":"#VALUE!"}]
["","","","","","",{"$error":"#VALUE!"},{"$error":"#VALUE!"}]
["","","","","","",{"$error":"#VALUE!"},{"$error":"#VALUE!"}]
["","","","","","",{"$error":"#VALUE!"},{"$error":"#VALUE!"}]
["","","","","","",{"$error":"#VALUE!"},{"$error":"#VALUE!"}]
["","","","","","",{"$error":"#VALUE!"},{"$error":"#VALUE!"}]
["","","","","","",{"$error":"#VALUE!"},{"$error":"#VALUE!"}]
["","","","","","",{"$error":"#VALUE!"},{"$error":"#VALUE!"}]
["","","","","","",{"$error":"#VALUE!"},{"$error":"#VALUE!"}]
["","","","","","",{"$error":"#VALUE!"},{"$error":"#VALUE!"}]
["","","","","","",{"$error":"#VALUE!"},{"$error":"#VALUE!"}]
["","","","","","",{"$error":"#VALUE!"},{"$error":"#VALUE!"}]
["","","","","","",{"$error":"#VALUE!"},{"$error":"#VALUE!"}]
["","","","","","",{"$error":"#VALUE!"},{"$error":"#VALUE!"}]
["","","","","","",{"$error":"#VALUE!"},{"$error":"#VALUE!"}]
["","","","","","",{"$error":"#VALUE!"},{"$error":"#VALUE!"}]
["","","","","","",{"$error":"#VALUE!"},{"$error":"#VALUE!"}]
["","","","","","",{"$error":"#VALUE!"},{"$error":"#VALUE!"}]
["","","","","","",{"$error":"#VALUE!"},{"$error":"#VALUE!"}]
["","","","","","",{"$error":"#VALUE!"},{"$error":"#VALUE!"}]
["","","","","","",{"$error":"#VALUE!"},{"$error":"#VALUE!"}]
["","","","","","",{"$error":"#VALUE!"},{"$error":"#VALUE!"}]
["","","","","","",{"$error":"#VALUE!"},{"$error":"#VALUE!"}]
["","","","","","",{"$error":"#VALUE!"},{"$error":"#VALUE!"}]
["","","","","","",{"$error":"#VALUE!"},{"$error":"#VALUE!"}]
["","","","","","",{"$error":"#VALUE!"},{"$error":"#VALUE!"}]
["","","","","","",{"$error":"#VALUE!"},{"$error":"#VALUE!"}]
["","","","","","",{"$error":"#VALUE!"},{"$error":"#VALUE!"}]
["","","","","","",{"$error":"#VALUE!"},{"$error":"#VALUE!"}]
["","","","","","",{"$error":"#VALUE!"},{"$error":"#VALUE!"}]
["","","","","","",{"$error":"#VALUE!"},{"$error":"#VALUE!"}]
["","","","","","",{"$error":"#VALUE!"},{"$error":"#VALUE!"}]
["","","","","","",{"$error":"#VALUE!"},{"$error":"#VALUE!"}]
["","","","","","",{"$error":"#VALUE!"},{"$error":"#VALUE!"}]
["","","","","","",{"$error":"#VALUE!"},{"$error":"#VALUE!"}]
["","","","","","",{"$error":"#VALUE!"},{"$error":"#VALUE!"}]
["","","","","","",{"$error":"#VALUE!"},{"$error":"#VALUE!"}]
["","","","","","",{"$error":"#VALUE!"},{"$error":"#VALUE!"}]
["","","","","","",{"$error":"#VALUE!"},{"$error":"#VALUE!"}]
["","","",{"$f":"IF(A2069<>\"\",MOD(B2069,24)/24,\"\")","v":""},"","",{"$f":"ABS(0.5*1.025*1*(F2069^3))","v":{"$error":"#VALUE!"}},{"$f":"G2069*$B$13","v":{"$error":"#VALUE!"}}]
[{"$f":"IF(IF(A2069<>\"\",A2069+1<=$B$16,0),A2069+1,\"\")","v":""},{"$f":"IF(A2070<>\"\",A2070*$B$13,\"\")","v":""},{"$f":"IF(A2070<>\"\",ROUNDDOWN(A2070*$B$13/24,0),\"\")","v":""},"",{"$f":"IF(A2070<>\"\",($B$4+$B$5)/2+($B$5-$B$4)/2*COS(2*PI()/$B$15*B2070),\"\")","v":""},{"$f":"IF(A2070<>\"\",E2070*COS(2*PI()/$B$7*B2070),\"\")","v":""},{"$error":"#VALUE!"},{"$error":"#VALUE!"}]
["","","","","","",{"$error":"#VALUE!"},{"$error":"#VALUE!"}]
["","","","","","",{"$error":"#VALUE!"},{"$error":"#VALUE!"}]
["","","","","","",{"$error":"#VALUE!"},{"$error":"#VALUE!"}]
["","","","","","",{"$error":"#VALUE!"},{"$error":"#VALUE!"}]
["","","","","","",{"$error":"#VALUE!"},{"$error":"#VALUE!"}]
["","","","","","",{"$error":"#VALUE!"},{"$error":"#VALUE!"}]
["","","","","","",{"$error":"#VALUE!"},{"$error":"#VALUE!"}]
["","","","","","",{"$error":"#VALUE!"},{"$error":"#VALUE!"}]
["","","","","","",{"$error":"#VALUE!"},{"$error":"#VALUE!"}]
["","","","","","",{"$error":"#VALUE!"},{"$error":"#VALUE!"}]
["","","","","","",{"$error":"#VALUE!"},{"$error":"#VALUE!"}]
["","","","","","",{"$error":"#VALUE!"},{"$error":"#VALUE!"}]
["","","","","","",{"$error":"#VALUE!"},{"$error":"#VALUE!"}]
["","","","","","",{"$error":"#VALUE!"},{"$error":"#VALUE!"}]
["","","","","","",{"$error":"#VALUE!"},{"$error":"#VALUE!"}]
["","","","","","",{"$error":"#VALUE!"},{"$error":"#VALUE!"}]
["","","","","","",{"$error":"#VALUE!"},{"$error":"#VALUE!"}]
["","","","","","",{"$error":"#VALUE!"},{"$error":"#VALUE!"}]
["","","","","","",{"$error":"#VALUE!"},{"$error":"#VALUE!"}]
["","","","","","",{"$error":"#VALUE!"},{"$error":"#VALUE!"}]
["","","","","","",{"$error":"#VALUE!"},{"$error":"#VALUE!"}]
["","","","","","",{"$error":"#VALUE!"},{"$error":"#VALUE!"}]
["","","","","","",{"$error":"#VALUE!"},{"$error":"#VALUE!"}]
["","","","","","",{"$error":"#VALUE!"},{"$error":"#VALUE!"}]
["","","","","","",{"$error":"#VALUE!"},{"$error":"#VALUE!"}]
["","","","","","",{"$error":"#VALUE!"},{"$error":"#VALUE!"}]
["","","","","","",{"$error":"#VALUE!"},{"$error":"#VALUE!"}]
["","","","","","",{"$error":"#VALUE!"},{"$error":"#VALUE!"}]
["","","","","","",{"$error":"#VALUE!"},{"$error":"#VALUE!"}]
["","","","","","",{"$error":"#VALUE!"},{"$error":"#VALUE!"}]
["","","","","","",{"$error":"#VALUE!"},{"$error":"#VALUE!"}]
["","","","","","",{"$error":"#VALUE!"},{"$error":"#VALUE!"}]
["","","","","","",{"$error":"#VALUE!"},{"$error":"#VALUE!"}]
["","","","","","",{"$error":"#VALUE!"},{"$error":"#VALUE!"}]
["","","","","","",{"$error":"#VALUE!"},{"$error":"#VALUE!"}]
["","","","","","",{"$error":"#VALUE!"},{"$error":"#VALUE!"}]
["","","","","","",{"$error":"#VALUE!"},{"$error":"#VALUE!"}]
["","","","","","",{"$error":"#VALUE!"},{"$error":"#VALUE!"}]
["","","","","","",{"$error":"#VALUE!"},{"$error":"#VALUE!"}]
["","","","","","",{"$error":"#VALUE!"},{"$error":"#VALUE!"}]
["","","","","","",{"$error":"#VALUE!"},{"$error":"#VALUE!"}]
["","","","","","",{"$error":"#VALUE!"},{"$error":"#VALUE!"}]
["","","","","","",{"$error":"#VALUE!"},{"$error":"#VALUE!"}]
["","","","","","",{"$error":"#VALUE!"},{"$error":"#VALUE!"}]
["","","","","","",{"$error":"#VALUE!"},{"$error":"#VALUE!"}]
["","","","","","",{"$error":"#VALUE!"},{"$error":"#VALUE!"}]
["","","","","","",{"$error":"#VALUE!"},{"$error":"#VALUE!"}]
["","","","","","",{"$error":"#VALUE!"},{"$error":"#VALUE!"}]
["","","","","","",{"$error":"#VALUE!"},{"$error":"#VALUE!"}]
["","","","","","",{"$error":"#VALUE!"},{"$error":"#VALUE!"}]
["","","","","","",{"$error":"#VALUE!"},{"$error":"#VALUE!"}]
["","","","","","",{"$error":"#VALUE!"},{"$error":"#VALUE!"}]
["","","","","","",{"$error":"#VALUE!"},{"$error":"#VALUE!"}]
["","","","","","",{"$error":"#VALUE!"},{"$error":"#VALUE!"}]
["","","","","","",{"$error":"#VALUE!"},{"$error":"#VALUE!"}]
["","","","","","",{"$error":"#VALUE!"},{"$error":"#VALUE!"}]
["","","","","","",{"$error":"#VALUE!"},{"$error":"#VALUE!"}]
["","","","","","",{"$error":"#VALUE!"},{"$error":"#VALUE!"}]
["","","","","","",{"$error":"#VALUE!"},{"$error":"#VALUE!"}]
["","","","","","",{"$error":"#VALUE!"},{"$error":"#VALUE!"}]
["","","","","","",{"$error":"#VALUE!"},{"$error":"#VALUE!"}]
["","","","","","",{"$error":"#VALUE!"},{"$error":"#VALUE!"}]
["","","",{"$f":"IF(A2133<>\"\",MOD(B2133,24)/24,\"\")","v":""},"","",{"$f":"ABS(0.5*1.025*1*(F2133^3))","v":{"$error":"#VALUE!"}},{"$f":"G2133*$B$13","v":{"$error":"#VALUE!"}}]
[{"$f":"IF(IF(A2133<>\"\",A2133+1<=$B$16,0),A2133+1,\"\")","v":""},{"$f":"IF(A2134<>\"\",A2134*$B$13,\"\")","v":""},{"$f":"IF(A2134<>\"\",ROUNDDOWN(A2134*$B$13/24,0),\"\")","v":""},"",{"$f":"IF(A2134<>\"\",($B$4+$B$5)/2+($B$5-$B$4)/2*COS(2*PI()/$B$15*B2134),\"\")","v":""},{"$f":"IF(A2134<>\"\",E2134*COS(2*PI()/$B$7*B2134),\"\")","v":""},{"$error":"#VALUE!"},{"$error":"#VALUE!"}]
["","","","","","",{"$error":"#VALUE!"},{"$error":"#VALUE!"}]
["","","","","","",{"$error":"#VALUE!"},{"$error":"#VALUE!"}]
["","","","","","",{"$error":"#VALUE!"},{"$error":"#VALUE!"}]
["","","","","","",{"$error":"#VALUE!"},{"$error":"#VALUE!"}]
["","","","","","",{"$error":"#VALUE!"},{"$error":"#VALUE!"}]
["","","","","","",{"$error":"#VALUE!"},{"$error":"#VALUE!"}]
["","","","","","",{"$error":"#VALUE!"},{"$error":"#VALUE!"}]
["","","","","","",{"$error":"#VALUE!"},{"$error":"#VALUE!"}]
["","","","","","",{"$error":"#VALUE!"},{"$error":"#VALUE!"}]
["","","","","","",{"$error":"#VALUE!"},{"$error":"#VALUE!"}]
["","","","","","",{"$error":"#VALUE!"},{"$error":"#VALUE!"}]
["","","","","","",{"$error":"#VALUE!"},{"$error":"#VALUE!"}]
["","","","","","",{"$error":"#VALUE!"},{"$error":"#VALUE!"}]
["","","","","","",{"$error":"#VALUE!"},{"$error":"#VALUE!"}]
["","","","","","",{"$error":"#VALUE!"},{"$error":"#VALUE!"}]
["","","","","","",{"$error":"#VALUE!"},{"$error":"#VALUE!"}]
["","","","","","",{"$error":"#VALUE!"},{"$error":"#VALUE!"}]
["","","","","","",{"$error":"#VALUE!"},{"$error":"#VALUE!"}]
["","","","","","",{"$error":"#VALUE!"},{"$error":"#VALUE!"}]
["","","","","","",{"$error":"#VALUE!"},{"$error":"#VALUE!"}]
["","","","","","",{"$error":"#VALUE!"},{"$error":"#VALUE!"}]
["","","","","","",{"$error":"#VALUE!"},{"$error":"#VALUE!"}]
["","","","","","",{"$error":"#VALUE!"},{"$error":"#VALUE!"}]
["","","","","","",{"$error":"#VALUE!"},{"$error":"#VALUE!"}]
["","","","","","",{"$error":"#VALUE!"},{"$error":"#VALUE!"}]
["","","","","","",{"$error":"#VALUE!"},{"$error":"#VALUE!"}]
["","","","","","",{"$error":"#VALUE!"},{"$error":"#VALUE!"}]
["","","","","","",{"$error":"#VALUE!"},{"$error":"#VALUE!"}]
["","","","","","",{"$error":"#VALUE!"},{"$error":"#VALUE!"}]
["","","","","","",{"$error":"#VALUE!"},{"$error":"#VALUE!"}]
["","","","","","",{"$error":"#VALUE!"},{"$error":"#VALUE!"}]
["","","","","","",{"$error":"#VALUE!"},{"$error":"#VALUE!"}]
["","","","","","",{"$error":"#VALUE!"},{"$error":"#VALUE!"}]
["","","","","","",{"$error":"#VALUE!"},{"$error":"#VALUE!"}]
["","","","","","",{"$error":"#VALUE!"},{"$error":"#VALUE!"}]
["","","","","","",{"$error":"#VALUE!"},{"$error":"#VALUE!"}]
["","","","","","",{"$error":"#VALUE!"},{"$error":"#VALUE!"}]
["","","","","","",{"$error":"#VALUE!"},{"$error":"#VALUE!"}]
["","","","","","",{"$error":"#VALUE!"},{"$error":"#VALUE!"}]
["","","","","","",{"$error":"#VALUE!"},{"$error":"#VALUE!"}]
["","","","","","",{"$error":"#VALUE!"},{"$error":"#VALUE!"}]
["","","","","","",{"$error":"#VALUE!"},{"$error":"#VALUE!"}]
["","","","","","",{"$error":"#VALUE!"},{"$error":"#VALUE!"}]
["","","","","","",{"$error":"#VALUE!"},{"$error":"#VALUE!"}]
["","","","","","",{"$error":"#VALUE!"},{"$error":"#VALUE!"}]
["","","","","","",{"$error":"#VALUE!"},{"$error":"#VALUE!"}]
["","","","","","",{"$error":"#VALUE!"},{"$error":"#VALUE!"}]
["","","","","","",{"$error":"#VALUE!"},{"$error":"#VALUE!"}]
["","","","","","",{"$error":"#VALUE!"},{"$error":"#VALUE!"}]
["","","","","","",{"$error":"#VALUE!"},{"$error":"#VALUE!"}]
["","","","","","",{"$error":"#VALUE!"},{"$error":"#VALUE!"}]
["","","","","","",{"$error":"#VALUE!"},{"$error":"#VALUE!"}]
["","","","","","",{"$error":"#VALUE!"},{"$error":"#VALUE!"}]
["","","","","","",{"$error":"#VALUE!"},{"$error":"#VALUE!"}]
["","","","","","",{"$error":"#VALUE!"},{"$error":"#VALUE!"}]
["","","","","","",{"$error":"#VALUE!"},{"$error":"#VALUE!"}]
["","","","","","",{"$error":"#VALUE!"},{"$error":"#VALUE!"}]
["","","","","","",{"$error":"#VALUE!"},{"$error":"#VALUE!"}]
["","","","","","",{"$error":"#VALUE!"},{"$error":"#VALUE!"}]
["","","","","","",{"$error":"#VALUE!"},{"$error":"#VALUE!"}]
["","","","","","",{"$error":"#VALUE!"},{"$error":"#VALUE!"}]
["","","","","","",{"$error":"#VALUE!"},{"$error":"#VALUE!"}]
["","","",{"$f":"IF(A2197<>\"\",MOD(B2197,24)/24,\"\")","v":""},"","",{"$f":"ABS(0.5*1.025*1*(F2197^3))","v":{"$error":"#VALUE!"}},{"$f":"G2197*$B$13","v":{"$error":"#VALUE!"}}]
[{"$f":"IF(IF(A2197<>\"\",A2197+1<=$B$16,0),A2197+1,\"\")","v":""},{"$f":"IF(A2198<>\"\",A2198*$B$13,\"\")","v":""},{"$f":"IF(A2198<>\"\",ROUNDDOWN(A2198*$B$13/24,0),\"\")","v":""},"",{"$f":"IF(A2198<>\"\",($B$4+$B$5)/2+($B$5-$B$4)/2*COS(2*PI()/$B$15*B2198),\"\")","v":""},{"$f":"IF(A2198<>\"\",E2198*COS(2*PI()/$B$7*B2198),\"\")","v":""},{"$error":"#VALUE!"},{"$error":"#VALUE!"}]
["","","","","","",{"$error":"#VALUE!"},{"$error":"#VALUE!"}]
["","","","","","",{"$error":"#VALUE!"},{"$error":"#VALUE!"}]
["","","","","","",{"$error":"#VALUE!"},{"$error":"#VALUE!"}]
["","","","","","",{"$error":"#VALUE!"},{"$error":"#VALUE!"}]
["","","","","","",{"$error":"#VALUE!"},{"$error":"#VALUE!"}]
["","","","","","",{"$error":"#VALUE!"},{"$error":"#VALUE!"}]
["","","","","","",{"$error":"#VALUE!"},{"$error":"#VALUE!"}]
["","","","","","",{"$error":"#VALUE!"},{"$error":"#VALUE!"}]
["","","","","","",{"$error":"#VALUE!"},{"$error":"#VALUE!"}]
["","","","","","",{"$error":"#VALUE!"},{"$error":"#VALUE!"}]
["","","","","","",{"$error":"#VALUE!"},{"$error":"#VALUE!"}]
["","","","","","",{"$error":"#VALUE!"},{"$error":"#VALUE!"}]
["","","","","","",{"$error":"#VALUE!"},{"$error":"#VALUE!"}]
["","","","","","",{"$error":"#VALUE!"},{"$error":"#VALUE!"}]
["","","","","","",{"$error":"#VALUE!"},{"$error":"#VALUE!"}]
["","","","","","",{"$error":"#VALUE!"},{"$error":"#VALUE!"}]
["","","","","","",{"$error":"#VALUE!"},{"$error":"#VALUE!"}]
["","","","","","",{"$error":"#VALUE!"},{"$error":"#VALUE!"}]
["","","","","","",{"$error":"#VALUE!"},{"$error":"#VALUE!"}]
["","","","","","",{"$error":"#VALUE!"},{"$error":"#VALUE!"}]
["","","","","","",{"$error":"#VALUE!"},{"$error":"#VALUE!"}]
["","","","","","",{"$error":"#VALUE!"},{"$error":"#VALUE!"}]
["","","","","","",{"$error":"#VALUE!"},{"$error":"#VALUE!"}]
["","","","","","",{"$error":"#VALUE!"},{"$error":"#VALUE!"}]
["","","","","","",{"$error":"#VALUE!"},{"$error":"#VALUE!"}]
["","","","","","",{"$error":"#VALUE!"},{"$error":"#VALUE!"}]
["","","","","","",{"$error":"#VALUE!"},{"$error":"#VALUE!"}]
["","","","","","",{"$error":"#VALUE!"},{"$error":"#VALUE!"}]
["","","","","","",{"$error":"#VALUE!"},{"$error":"#VALUE!"}]
["","","","","","",{"$error":"#VALUE!"},{"$error":"#VALUE!"}]
["","","","","","",{"$error":"#VALUE!"},{"$error":"#VALUE!"}]
["","","","","","",{"$error":"#VALUE!"},{"$error":"#VALUE!"}]
["","","","","","",{"$error":"#VALUE!"},{"$error":"#VALUE!"}]
["","","","","","",{"$error":"#VALUE!"},{"$error":"#VALUE!"}]
["","","","","","",{"$error":"#VALUE!"},{"$error":"#VALUE!"}]
["","","","","","",{"$error":"#VALUE!"},{"$error":"#VALUE!"}]
["","","","","","",{"$error":"#VALUE!"},{"$error":"#VALUE!"}]
["","","","","","",{"$error":"#VALUE!"},{"$error":"#VALUE!"}]
["","","","","","",{"$error":"#VALUE!"},{"$error":"#VALUE!"}]
["","","","","","",{"$error":"#VALUE!"},{"$error":"#VALUE!"}]
["","","","","","",{"$error":"#VALUE!"},{"$error":"#VALUE!"}]
["","","","","","",{"$error":"#VALUE!"},{"$error":"#VALUE!"}]
["","","","","","",{"$error":"#VALUE!"},{"$error":"#VALUE!"}]
["","","","","","",{"$error":"#VALUE!"},{"$error":"#VALUE!"}]
["","","","","","",{"$error":"#VALUE!"},{"$error":"#VALUE!"}]
["","","","","","",{"$error":"#VALUE!"},{"$error":"#VALUE!"}]
["","","","","","",{"$error":"#VALUE!"},{"$error":"#VALUE!"}]
["","","","","","",{"$error":"#VALUE!"},{"$error":"#VALUE!"}]
["","","","","","",{"$error":"#VALUE!"},{"$error":"#VALUE!"}]
["","","","","","",{"$error":"#VALUE!"},{"$error":"#VALUE!"}]
["","","","","","",{"$error":"#VALUE!"},{"$error":"#VALUE!"}]
["","","","","","",{"$error":"#VALUE!"},{"$error":"#VALUE!"}]
["","","","","","",{"$error":"#VALUE!"},{"$error":"#VALUE!"}]
["","","","","","",{"$error":"#VALUE!"},{"$error":"#VALUE!"}]
["","","","","","",{"$error":"#VALUE!"},{"$error":"#VALUE!"}]
["","","","","","",{"$error":"#VALUE!"},{"$error":"#VALUE!"}]
["","","","","","",{"$error":"#VALUE!"},{"$error":"#VALUE!"}]
["","","","","","",{"$error":"#VALUE!"},{"$error":"#VALUE!"}]
["","","","","","",{"$error":"#VALUE!"},{"$error":"#VALUE!"}]
["","","","","","",{"$error":"#VALUE!"},{"$error":"#VALUE!"}]
["","","","","","",{"$error":"#VALUE!"},{"$error":"#VALUE!"}]
["","","","","","",{"$error":"#VALUE!"},{"$error":"#VALUE!"}]
["","","",{"$f":"IF(A2261<>\"\",MOD(B2261,24)/24,\"\")","v":""},"","",{"$f":"ABS(0.5*1.025*1*(F2261^3))","v":{"$error":"#VALUE!"}},{"$f":"G2261*$B$13","v":{"$error":"#VALUE!"}}]
[{"$f":"IF(IF(A2261<>\"\",A2261+1<=$B$16,0),A2261+1,\"\")","v":""},{"$f":"IF(A2262<>\"\",A2262*$B$13,\"\")","v":""},{"$f":"IF(A2262<>\"\",ROUNDDOWN(A2262*$B$13/24,0),\"\")","v":""},"",{"$f":"IF(A2262<>\"\",($B$4+$B$5)/2+($B$5-$B$4)/2*COS(2*PI()/$B$15*B2262),\"\")","v":""},{"$f":"IF(A2262<>\"\",E2262*COS(2*PI()/$B$7*B2262),\"\")","v":""},{"$error":"#VALUE!"},{"$error":"#VALUE!"}]
["","","","","","",{"$error":"#VALUE!"},{"$error":"#VALUE!"}]
["","","","","","",{"$error":"#VALUE!"},{"$error":"#VALUE!"}]
["","","","","","",{"$error":"#VALUE!"},{"$error":"#VALUE!"}]
["","","","","","",{"$error":"#VALUE!"},{"$error":"#VALUE!"}]
["","","","","","",{"$error":"#VALUE!"},{"$error":"#VALUE!"}]
["","","","","","",{"$error":"#VALUE!"},{"$error":"#VALUE!"}]
["","","","","","",{"$error":"#VALUE!"},{"$error":"#VALUE!"}]
["","","","","","",{"$error":"#VALUE!"},{"$error":"#VALUE!"}]
["","","","","","",{"$error":"#VALUE!"},{"$error":"#VALUE!"}]
["","","","","","",{"$error":"#VALUE!"},{"$error":"#VALUE!"}]
["","","","","","",{"$error":"#VALUE!"},{"$error":"#VALUE!"}]
["","","","","","",{"$error":"#VALUE!"},{"$error":"#VALUE!"}]
["","","","","","",{"$error":"#VALUE!"},{"$error":"#VALUE!"}]
["","","","","","",{"$error":"#VALUE!"},{"$error":"#VALUE!"}]
["","","","","","",{"$error":"#VALUE!"},{"$error":"#VALUE!"}]
["","","","","","",{"$error":"#VALUE!"},{"$error":"#VALUE!"}]
["","","","","","",{"$error":"#VALUE!"},{"$error":"#VALUE!"}]
["","","","","","",{"$error":"#VALUE!"},{"$error":"#VALUE!"}]
["","","","","","",{"$error":"#VALUE!"},{"$error":"#VALUE!"}]
["","","","","","",{"$error":"#VALUE!"},{"$error":"#VALUE!"}]
["","","","","","",{"$error":"#VALUE!"},{"$error":"#VALUE!"}]
["","","","","","",{"$error":"#VALUE!"},{"$error":"#VALUE!"}]
["","","","","","",{"$error":"#VALUE!"},{"$error":"#VALUE!"}]
["","","","","","",{"$error":"#VALUE!"},{"$error":"#VALUE!"}]
["","","","","","",{"$error":"#VALUE!"},{"$error":"#VALUE!"}]
["","","","","","",{"$error":"#VALUE!"},{"$error":"#VALUE!"}]
["","","","","","",{"$error":"#VALUE!"},{"$error":"#VALUE!"}]
["","","","","","",{"$error":"#VALUE!"},{"$error":"#VALUE!"}]
["","","","","","",{"$error":"#VALUE!"},{"$error":"#VALUE!"}]
["","","","","","",{"$error":"#VALUE!"},{"$error":"#VALUE!"}]
["","","","","","",{"$error":"#VALUE!"},{"$error":"#VALUE!"}]
["","","","","","",{"$error":"#VALUE!"},{"$error":"#VALUE!"}]
["","","","","","",{"$error":"#VALUE!"},{"$error":"#VALUE!"}]
["","","","","","",{"$error":"#VALUE!"},{"$error":"#VALUE!"}]
["","","","","","",{"$error":"#VALUE!"},{"$error":"#VALUE!"}]
["","","","","","",{"$error":"#VALUE!"},{"$error":"#VALUE!"}]
["","","","","","",{"$error":"#VALUE!"},{"$error":"#VALUE!"}]
["","","","","","",{"$error":"#VALUE!"},{"$error":"#VALUE!"}]
["","","","","","",{"$error":"#VALUE!"},{"$error":"#VALUE!"}]
["","","","","","",{"$error":"#VALUE!"},{"$error":"#VALUE!"}]
["","","","","","",{"$error":"#VALUE!"},{"$error":"#VALUE!"}]
["","","","","","",{"$error":"#VALUE!"},{"$error":"#VALUE!"}]
["","","","","","",{"$error":"#VALUE!"},{"$error":"#VALUE!"}]
["","","","","","",{"$error":"#VALUE!"},{"$error":"#VALUE!"}]
["","","","","","",{"$error":"#VALUE!"},{"$error":"#VALUE!"}]
["","","","","","",{"$error":"#VALUE!"},{"$error":"#VALUE!"}]
["","","","","","",{"$error":"#VALUE!"},{"$error":"#VALUE!"}]
["","","","","","",{"$error":"#VALUE!"},{"$error":"#VALUE!"}]
["","","","","","",{"$error":"#VALUE!"},{"$error":"#VALUE!"}]
["","","","","","",{"$error":"#VALUE!"},{"$error":"#VALUE!"}]
["","","","","","",{"$error":"#VALUE!"},{"$error":"#VALUE!"}]
["","","","","","",{"$error":"#VALUE!"},{"$error":"#VALUE!"}]
["","","","","","",{"$error":"#VALUE!"},{"$error":"#VALUE!"}]
["","","","","","",{"$error":"#VALUE!"},{"$error":"#VALUE!"}]
["","","","","","",{"$error":"#VALUE!"},{"$error":"#VALUE!"}]
["","","","","","",{"$error":"#VALUE!"},{"$error":"#VALUE!"}]
["","","","","","",{"$error":"#VALUE!"},{"$error":"#VALUE!"}]
["","","","","","",{"$error":"#VALUE!"},{"$error":"#VALUE!"}]
["","","","","","",{"$error":"#VALUE!"},{"$error":"#VALUE!"}]
["","","","","","",{"$error":"#VALUE!"},{"$error":"#VALUE!"}]
["","","","","","",{"$error":"#VALUE!"},{"$error":"#VALUE!"}]
["","","","","","",{"$error":"#VALUE!"},{"$error":"#VALUE!"}]
["","","",{"$f":"IF(A2325<>\"\",MOD(B2325,24)/24,\"\")","v":""},"","",{"$f":"ABS(0.5*1.025*1*(F2325^3))","v":{"$error":"#VALUE!"}},{"$f":"G2325*$B$13","v":{"$error":"#VALUE!"}}]
[{"$f":"IF(IF(A2325<>\"\",A2325+1<=$B$16,0),A2325+1,\"\")","v":""},{"$f":"IF(A2326<>\"\",A2326*$B$13,\"\")","v":""},{"$f":"IF(A2326<>\"\",ROUNDDOWN(A2326*$B$13/24,0),\"\")","v":""},"",{"$f":"IF(A2326<>\"\",($B$4+$B$5)/2+($B$5-$B$4)/2*COS(2*PI()/$B$15*B2326),\"\")","v":""},{"$f":"IF(A2326<>\"\",E2326*COS(2*PI()/$B$7*B2326),\"\")","v":""},{"$error":"#VALUE!"},{"$error":"#VALUE!"}]
["","","","","","",{"$error":"#VALUE!"},{"$error":"#VALUE!"}]
["","","","","","",{"$error":"#VALUE!"},{"$error":"#VALUE!"}]
["","","","","","",{"$error":"#VALUE!"},{"$error":"#VALUE!"}]
["","","","","","",{"$error":"#VALUE!"},{"$error":"#VALUE!"}]
["","","","","","",{"$error":"#VALUE!"},{"$error":"#VALUE!"}]
["","","","","","",{"$error":"#VALUE!"},{"$error":"#VALUE!"}]
["","","","","","",{"$error":"#VALUE!"},{"$error":"#VALUE!"}]
["","","","","","",{"$error":"#VALUE!"},{"$error":"#VALUE!"}]
["","","","","","",{"$error":"#VALUE!"},{"$error":"#VALUE!"}]
["","","","","","",{"$error":"#VALUE!"},{"$error":"#VALUE!"}]
["","","","","","",{"$error":"#VALUE!"},{"$error":"#VALUE!"}]
["","","","","","",{"$error":"#VALUE!"},{"$error":"#VALUE!"}]
["","","","","","",{"$error":"#VALUE!"},{"$error":"#VALUE!"}]
["","","","","","",{"$error":"#VALUE!"},{"$error":"#VALUE!"}]
["","","","","","",{"$error":"#VALUE!"},{"$error":"#VALUE!"}]
["","","","","","",{"$error":"#VALUE!"},{"$error":"#VALUE!"}]
["","","","","","",{"$error":"#VALUE!"},{"$error":"#VALUE!"}]
["","","","","","",{"$error":"#VALUE!"},{"$error":"#VALUE!"}]
["","","","","","",{"$error":"#VALUE!"},{"$error":"#VALUE!"}]
["","","","","","",{"$error":"#VALUE!"},{"$error":"#VALUE!"}]
["","","","","","",{"$error":"#VALUE!"},{"$error":"#VALUE!"}]
["","","","","","",{"$error":"#VALUE!"},{"$error":"#VALUE!"}]
["","","","","","",{"$error":"#VALUE!"},{"$error":"#VALUE!"}]
["","","","","","",{"$error":"#VALUE!"},{"$error":"#VALUE!"}]
["","","","","","",{"$error":"#VALUE!"},{"$error":"#VALUE!"}]
["","","","","","",{"$error":"#VALUE!"},{"$error":"#VALUE!"}]
["","","","","","",{"$error":"#VALUE!"},{"$error":"#VALUE!"}]
["","","","","","",{"$error":"#VALUE!"},{"$error":"#VALUE!"}]
["","","","","","",{"$error":"#VALUE!"},{"$error":"#VALUE!"}]
["","","","","","",{"$error":"#VALUE!"},{"$error":"#VALUE!"}]
["","","","","","",{"$error":"#VALUE!"},{"$error":"#VALUE!"}]
["","","","","","",{"$error":"#VALUE!"},{"$error":"#VALUE!"}]
["","","","","","",{"$error":"#VALUE!"},{"$error":"#VALUE!"}]
["","","","","","",{"$error":"#VALUE!"},{"$error":"#VALUE!"}]
["","","","","","",{"$error":"#VALUE!"},{"$error":"#VALUE!"}]
["","","","","","",{"$error":"#VALUE!"},{"$error":"#VALUE!"}]
["","","","","","",{"$error":"#VALUE!"},{"$error":"#VALUE!"}]
["","","","","","",{"$error":"#VALUE!"},{"$error":"#VALUE!"}]
["","","","","","",{"$error":"#VALUE!"},{"$error":"#VALUE!"}]
["","","","","","",{"$error":"#VALUE!"},{"$error":"#VALUE!"}]
["","","","","","",{"$error":"#VALUE!"},{"$error":"#VALUE!"}]
["","","","","","",{"$error":"#VALUE!"},{"$error":"#VALUE!"}]
["","","","","","",{"$error":"#VALUE!"},{"$error":"#VALUE!"}]
["","","","","","",{"$error":"#VALUE!"},{"$error":"#VALUE!"}]
["","","","","","",{"$error":"#VALUE!"},{"$error":"#VALUE!"}]
["","","","","","",{"$error":"#VALUE!"},{"$error":"#VALUE!"}]
["","","","","","",{"$error":"#VALUE!"},{"$error":"#VALUE!"}]
["","","","","","",{"$error":"#VALUE!"},{"$error":"#VALUE!"}]
["","","","","","",{"$error":"#VALUE!"},{"$error":"#VALUE!"}]
["","","","","","",{"$error":"#VALUE!"},{"$error":"#VALUE!"}]
["","","","","","",{"$error":"#VALUE!"},{"$error":"#VALUE!"}]
["","","","","","",{"$error":"#VALUE!"},{"$error":"#VALUE!"}]
["","","","","","",{"$error":"#VALUE!"},{"$error":"#VALUE!"}]
["","","","","","",{"$error":"#VALUE!"},{"$error":"#VALUE!"}]
["","","","","","",{"$error":"#VALUE!"},{"$error":"#VALUE!"}]
["","","","","","",{"$error":"#VALUE!"},{"$error":"#VALUE!"}]
["","","","","","",{"$error":"#VALUE!"},{"$error":"#VALUE!"}]
["","","","","","",{"$error":"#VALUE!"},{"$error":"#VALUE!"}]
["","","","","","",{"$error":"#VALUE!"},{"$error":"#VALUE!"}]
["","","","","","",{"$error":"#VALUE!"},{"$error":"#VALUE!"}]
["","","","","","",{"$error":"#VALUE!"},{"$error":"#VALUE!"}]
["","","","","","",{"$error":"#VALUE!"},{"$error":"#VALUE!"}]
["","","",{"$f":"IF(A2389<>\"\",MOD(B2389,24)/24,\"\")","v":""},"","",{"$f":"ABS(0.5*1.025*1*(F2389^3))","v":{"$error":"#VALUE!"}},{"$f":"G2389*$B$13","v":{"$error":"#VALUE!"}}]
[{"$f":"IF(IF(A2389<>\"\",A2389+1<=$B$16,0),A2389+1,\"\")","v":""},{"$f":"IF(A2390<>\"\",A2390*$B$13,\"\")","v":""},{"$f":"IF(A2390<>\"\",ROUNDDOWN(A2390*$B$13/24,0),\"\")","v":""},"",{"$f":"IF(A2390<>\"\",($B$4+$B$5)/2+($B$5-$B$4)/2*COS(2*PI()/$B$15*B2390),\"\")","v":""},{"$f":"IF(A2390<>\"\",E2390*COS(2*PI()/$B$7*B2390),\"\")","v":""},{"$error":"#VALUE!"},{"$error":"#VALUE!"}]
["","","","","","",{"$error":"#VALUE!"},{"$error":"#VALUE!"}]
["","","","","","",{"$error":"#VALUE!"},{"$error":"#VALUE!"}]
["","","","","","",{"$error":"#VALUE!"},{"$error":"#VALUE!"}]
["","","","","","",{"$error":"#VALUE!"},{"$error":"#VALUE!"}]
["","","","","","",{"$error":"#VALUE!"},{"$error":"#VALUE!"}]
["","","","","","",{"$error":"#VALUE!"},{"$error":"#VALUE!"}]
["","","","","","",{"$error":"#VALUE!"},{"$error":"#VALUE!"}]
["","","","","","",{"$error":"#VALUE!"},{"$error":"#VALUE!"}]
["","","","","","",{"$error":"#VALUE!"},{"$error":"#VALUE!"}]
["","","","","","",{"$error":"#VALUE!"},{"$error":"#VALUE!"}]
["","","","","","",{"$error":"#VALUE!"},{"$error":"#VALUE!"}]
["","","","","","",{"$error":"#VALUE!"},{"$error":"#VALUE!"}]
["","","","","","",{"$error":"#VALUE!"},{"$error":"#VALUE!"}]
["","","","","","",{"$error":"#VALUE!"},{"$error":"#VALUE!"}]
["","","","","","",{"$error":"#VALUE!"},{"$error":"#VALUE!"}]
["","","","","","",{"$error":"#VALUE!"},{"$error":"#VALUE!"}]
["","","","","","",{"$error":"#VALUE!"},{"$error":"#VALUE!"}]
["","","","","","",{"$error":"#VALUE!"},{"$error":"#VALUE!"}]
["","","","","","",{"$error":"#VALUE!"},{"$error":"#VALUE!"}]
["","","","","","",{"$error":"#VALUE!"},{"$error":"#VALUE!"}]
["","","","","","",{"$error":"#VALUE!"},{"$error":"#VALUE!"}]
["","","","","","",{"$error":"#VALUE!"},{"$error":"#VALUE!"}]
["","","","","","",{"$error":"#VALUE!"},{"$error":"#VALUE!"}]
["","","","","","",{"$error":"#VALUE!"},{"$error":"#VALUE!"}]
["","","","","","",{"$error":"#VALUE!"},{"$error":"#VALUE!"}]
["","","","","","",{"$error":"#VALUE!"},{"$error":"#VALUE!"}]
["","","","","","",{"$error":"#VALUE!"},{"$error":"#VALUE!"}]
["","","","","","",{"$error":"#VALUE!"},{"$error":"#VALUE!"}]
["","","","","","",{"$error":"#VALUE!"},{"$error":"#VALUE!"}]
["","","","","","",{"$error":"#VALUE!"},{"$error":"#VALUE!"}]
["","","","","","",{"$error":"#VALUE!"},{"$error":"#VALUE!"}]
["","","","","","",{"$error":"#VALUE!"},{"$error":"#VALUE!"}]
["","","","","","",{"$error":"#VALUE!"},{"$error":"#VALUE!"}]
["","","","","","",{"$error":"#VALUE!"},{"$error":"#VALUE!"}]
["","","","","","",{"$error":"#VALUE!"},{"$error":"#VALUE!"}]
["","","","","","",{"$error":"#VALUE!"},{"$error":"#VALUE!"}]
["","","","","","",{"$error":"#VALUE!"},{"$error":"#VALUE!"}]
["","","","","","",{"$error":"#VALUE!"},{"$error":"#VALUE!"}]
["","","","","","",{"$error":"#VALUE!"},{"$error":"#VALUE!"}]
["","","","","","",{"$error":"#VALUE!"},{"$error":"#VALUE!"}]
["","","","","","",{"$error":"#VALUE!"},{"$error":"#VALUE!"}]
["","","","","","",{"$error":"#VALUE!"},{"$error":"#VALUE!"}]
["","","","","","",{"$error":"#VALUE!"},{"$error":"#VALUE!"}]
["","","","","","",{"$error":"#VALUE!"},{"$error":"#VALUE!"}]
["","","","","","",{"$error":"#VALUE!"},{"$error":"#VALUE!"}]
["","","","","","",{"$error":"#VALUE!"},{"$error":"#VALUE!"}]
["","","","","","",{"$error":"#VALUE!"},{"$error":"#VALUE!"}]
["","","","","","",{"$error":"#VALUE!"},{"$error":"#VALUE!"}]
["","","","","","",{"$error":"#VALUE!"},{"$error":"#VALUE!"}]
["","","","","","",{"$error":"#VALUE!"},{"$error":"#VALUE!"}]
["","","","","","",{"$error":"#VALUE!"},{"$error":"#VALUE!"}]
["","","","","","",{"$error":"#VALUE!"},{"$error":"#VALUE!"}]
["","","","","","",{"$error":"#VALUE!"},{"$error":"#VALUE!"}]
["","","","","","",{"$error":"#VALUE!"},{"$error":"#VALUE!"}]
["","","","","","",{"$error":"#VALUE!"},{"$error":"#VALUE!"}]
["","","","","","",{"$error":"#VALUE!"},{"$error":"#VALUE!"}]
["","","","","","",{"$error":"#VALUE!"},{"$error":"#VALUE!"}]
["","","","","","",{"$error":"#VALUE!"},{"$error":"#VALUE!"}]
["","","","","","",{"$error":"#VALUE!"},{"$error":"#VALUE!"}]
["","","","","","",{"$error":"#VALUE!"},{"$error":"#VALUE!"}]
["","","","","","",{"$error":"#VALUE!"},{"$error":"#VALUE!"}]
["","","","","","",{"$error":"#VALUE!"},{"$error":"#VALUE!"}]
["","","",{"$f":"IF(A2453<>\"\",MOD(B2453,24)/24,\"\")","v":""},"","",{"$f":"ABS(0.5*1.025*1*(F2453^3))","v":{"$error":"#VALUE!"}},{"$f":"G2453*$B$13","v":{"$error":"#VALUE!"}}]
[{"$f":"IF(IF(A2453<>\"\",A2453+1<=$B$16,0),A2453+1,\"\")","v":""},{"$f":"IF(A2454<>\"\",A2454*$B$13,\"\")","v":""},{"$f":"IF(A2454<>\"\",ROUNDDOWN(A2454*$B$13/24,0),\"\")","v":""},"",{"$f":"IF(A2454<>\"\",($B$4+$B$5)/2+($B$5-$B$4)/2*COS(2*PI()/$B$15*B2454),\"\")","v":""},{"$f":"IF(A2454<>\"\",E2454*COS(2*PI()/$B$7*B2454),\"\")","v":""},{"$error":"#VALUE!"},{"$error":"#VALUE!"}]
["","","","","","",{"$error":"#VALUE!"},{"$error":"#VALUE!"}]
["","","","","","",{"$error":"#VALUE!"},{"$error":"#VALUE!"}]
["","","","","","",{"$error":"#VALUE!"},{"$error":"#VALUE!"}]
["","","","","","",{"$error":"#VALUE!"},{"$error":"#VALUE!"}]
["","","","","","",{"$error":"#VALUE!"},{"$error":"#VALUE!"}]
["","","","","","",{"$error":"#VALUE!"},{"$error":"#VALUE!"}]
["","","","","","",{"$error":"#VALUE!"},{"$error":"#VALUE!"}]
["","","","","","",{"$error":"#VALUE!"},{"$error":"#VALUE!"}]
["","","","","","",{"$error":"#VALUE!"},{"$error":"#VALUE!"}]
["","","","","","",{"$error":"#VALUE!"},{"$error":"#VALUE!"}]
["","","","","","",{"$error":"#VALUE!"},{"$error":"#VALUE!"}]
["","","","","","",{"$error":"#VALUE!"},{"$error":"#VALUE!"}]
["","","","","","",{"$error":"#VALUE!"},{"$error":"#VALUE!"}]
["","","","","","",{"$error":"#VALUE!"},{"$error":"#VALUE!"}]
["","","","","","",{"$error":"#VALUE!"},{"$error":"#VALUE!"}]
["","","","","","",{"$error":"#VALUE!"},{"$error":"#VALUE!"}]
["","","","","","",{"$error":"#VALUE!"},{"$error":"#VALUE!"}]
["","","","","","",{"$error":"#VALUE!"},{"$error":"#VALUE!"}]
["","","","","","",{"$error":"#VALUE!"},{"$error":"#VALUE!"}]
["","","","","","",{"$error":"#VALUE!"},{"$error":"#VALUE!"}]
["","","","","","",{"$error":"#VALUE!"},{"$error":"#VALUE!"}]
["","","","","","",{"$error":"#VALUE!"},{"$error":"#VALUE!"}]
["","","","","","",{"$error":"#VALUE!"},{"$error":"#VALUE!"}]
["","","","","","",{"$error":"#VALUE!"},{"$error":"#VALUE!"}]
["","","","","","",{"$error":"#VALUE!"},{"$error":"#VALUE!"}]
["","","","","","",{"$error":"#VALUE!"},{"$error":"#VALUE!"}]
["","","","","","",{"$error":"#VALUE!"},{"$error":"#VALUE!"}]
["","","","","","",{"$error":"#VALUE!"},{"$error":"#VALUE!"}]
["","","","","","",{"$error":"#VALUE!"},{"$error":"#VALUE!"}]
["","","","","","",{"$error":"#VALUE!"},{"$error":"#VALUE!"}]
["","","","","","",{"$error":"#VALUE!"},{"$error":"#VALUE!"}]
["","","","","","",{"$error":"#VALUE!"},{"$error":"#VALUE!"}]
["","","","","","",{"$error":"#VALUE!"},{"$error":"#VALUE!"}]
["","","","","","",{"$error":"#VALUE!"},{"$error":"#VALUE!"}]
["","","","","","",{"$error":"#VALUE!"},{"$error":"#VALUE!"}]
["","","","","","",{"$error":"#VALUE!"},{"$error":"#VALUE!"}]
["","","","","","",{"$error":"#VALUE!"},{"$error":"#VALUE!"}]
["","","","","","",{"$error":"#VALUE!"},{"$error":"#VALUE!"}]
["","","","","","",{"$error":"#VALUE!"},{"$error":"#VALUE!"}]
["","","","","","",{"$error":"#VALUE!"},{"$error":"#VALUE!"}]
["","","","","","",{"$error":"#VALUE!"},{"$error":"#VALUE!"}]
["","","","","","",{"$error":"#VALUE!"},{"$error":"#VALUE!"}]
["","","","","","",{"$error":"#VALUE!"},{"$error":"#VALUE!"}]
["","","","","","",{"$error":"#VALUE!"},{"$error":"#VALUE!"}]
["","","","","","",{"$error":"#VALUE!"},{"$error":"#VALUE!"}]
["","","","","","",{"$error":"#VALUE!"},{"$error":"#VALUE!"}]
["","","","","","",{"$error":"#VALUE!"},{"$error":"#VALUE!"}]
["","","","","","",{"$error":"#VALUE!"},{"$error":"#VALUE!"}]
["","","","","","",{"$error":"#VALUE!"},{"$error":"#VALUE!"}]
["","","","","","",{"$error":"#VALUE!"},{"$error":"#VALUE!"}]
["","","","","","",{"$error":"#VALUE!"},{"$error":"#VALUE!"}]
["","","","","","",{"$error":"#VALUE!"},{"$error":"#VALUE!"}]
["","","","","","",{"$error":"#VALUE!"},{"$error":"#VALUE!"}]
["","","","","","",{"$error":"#VALUE!"},{"$error":"#VALUE!"}]
["","","","","","",{"$error":"#VALUE!"},{"$error":"#VALUE!"}]
["","","","","","",{"$error":"#VALUE!"},{"$error":"#VALUE!"}]
["","","","","","",{"$error":"#VALUE!"},{"$error":"#VALUE!"}]
["","","","","","",{"$error":"#VALUE!"},{"$error":"#VALUE!"}]
["","","","","","",{"$error":"#VALUE!"},{"$error":"#VALUE!"}]
["","","","","","",{"$error":"#VALUE!"},{"$error":"#VALUE!"}]
["","","","","","",{"$error":"#VALUE!"},{"$error":"#VALUE!"}]
["","","","","","",{"$error":"#VALUE!"},{"$error":"#VALUE!"}]
["","","",{"$f":"IF(A2517<>\"\",MOD(B2517,24)/24,\"\")","v":""},"","",{"$f":"ABS(0.5*1.025*1*(F2517^3))","v":{"$error":"#VALUE!"}},{"$f":"G2517*$B$13","v":{"$error":"#VALUE!"}}]
[{"$f":"IF(IF(A2517<>\"\",A2517+1<=$B$16,0),A2517+1,\"\")","v":""},{"$f":"IF(A2518<>\"\",A2518*$B$13,\"\")","v":""},{"$f":"IF(A2518<>\"\",ROUNDDOWN(A2518*$B$13/24,0),\"\")","v":""},"",{"$f":"IF(A2518<>\"\",($B$4+$B$5)/2+($B$5-$B$4)/2*COS(2*PI()/$B$15*B2518),\"\")","v":""},{"$f":"IF(A2518<>\"\",E2518*COS(2*PI()/$B$7*B2518),\"\")","v":""},{"$error":"#VALUE!"},{"$error":"#VALUE!"}]
["","","","","","",{"$error":"#VALUE!"},{"$error":"#VALUE!"}]
["","","","","","",{"$error":"#VALUE!"},{"$error":"#VALUE!"}]
["","","","","","",{"$error":"#VALUE!"},{"$error":"#VALUE!"}]
["","","","","","",{"$error":"#VALUE!"},{"$error":"#VALUE!"}]
["","","","","","",{"$error":"#VALUE!"},{"$error":"#VALUE!"}]
["","","","","","",{"$error":"#VALUE!"},{"$error":"#VALUE!"}]
["","","","","","",{"$error":"#VALUE!"},{"$error":"#VALUE!"}]
["","","","","","",{"$error":"#VALUE!"},{"$error":"#VALUE!"}]
["","","","","","",{"$error":"#VALUE!"},{"$error":"#VALUE!"}]
["","","","","","",{"$error":"#VALUE!"},{"$error":"#VALUE!"}]
["","","","","","",{"$error":"#VALUE!"},{"$error":"#VALUE!"}]
["","","","","","",{"$error":"#VALUE!"},{"$error":"#VALUE!"}]
["","","","","","",{"$error":"#VALUE!"},{"$error":"#VALUE!"}]
["","","","","","",{"$error":"#VALUE!"},{"$error":"#VALUE!"}]
["","","","","","",{"$error":"#VALUE!"},{"$error":"#VALUE!"}]
["","","","","","",{"$error":"#VALUE!"},{"$error":"#VALUE!"}]
["","","","","","",{"$error":"#VALUE!"},{"$error":"#VALUE!"}]
["","","","","","",{"$error":"#VALUE!"},{"$error":"#VALUE!"}]
["","","","","","",{"$error":"#VALUE!"},{"$error":"#VALUE!"}]
["","","","","","",{"$error":"#VALUE!"},{"$error":"#VALUE!"}]
["","","","","","",{"$error":"#VALUE!"},{"$error":"#VALUE!"}]
["","","","","","",{"$error":"#VALUE!"},{"$error":"#VALUE!"}]
["","","","","","",{"$error":"#VALUE!"},{"$error":"#VALUE!"}]
["","","","","","",{"$error":"#VALUE!"},{"$error":"#VALUE!"}]
["","","","","","",{"$error":"#VALUE!"},{"$error":"#VALUE!"}]
["","","","","","",{"$error":"#VALUE!"},{"$error":"#VALUE!"}]
["","","","","","",{"$error":"#VALUE!"},{"$error":"#VALUE!"}]
["","","","","","",{"$error":"#VALUE!"},{"$error":"#VALUE!"}]
["","","","","","",{"$error":"#VALUE!"},{"$error":"#VALUE!"}]
["","","","","","",{"$error":"#VALUE!"},{"$error":"#VALUE!"}]
["","","","","","",{"$error":"#VALUE!"},{"$error":"#VALUE!"}]
["","","","","","",{"$error":"#VALUE!"},{"$error":"#VALUE!"}]
["","","","","","",{"$error":"#VALUE!"},{"$error":"#VALUE!"}]
["","","","","","",{"$error":"#VALUE!"},{"$error":"#VALUE!"}]
["","","","","","",{"$error":"#VALUE!"},{"$error":"#VALUE!"}]
["","","","","","",{"$error":"#VALUE!"},{"$error":"#VALUE!"}]
["","","","","","",{"$error":"#VALUE!"},{"$error":"#VALUE!"}]
["","","","","","",{"$error":"#VALUE!"},{"$error":"#VALUE!"}]
["","","","","","",{"$error":"#VALUE!"},{"$error":"#VALUE!"}]
["","","","","","",{"$error":"#VALUE!"},{"$error":"#VALUE!"}]
["","","","","","",{"$error":"#VALUE!"},{"$error":"#VALUE!"}]
["","","","","","",{"$error":"#VALUE!"},{"$error":"#VALUE!"}]
["","","","","","",{"$error":"#VALUE!"},{"$error":"#VALUE!"}]
["","","","","","",{"$error":"#VALUE!"},{"$error":"#VALUE!"}]
["","","","","","",{"$error":"#VALUE!"},{"$error":"#VALUE!"}]
["","","","","","",{"$error":"#VALUE!"},{"$error":"#VALUE!"}]
["","","","","","",{"$error":"#VALUE!"},{"$error":"#VALUE!"}]
["","","","","","",{"$error":"#VALUE!"},{"$error":"#VALUE!"}]
["","","","","","",{"$error":"#VALUE!"},{"$error":"#VALUE!"}]
["","","","","","",{"$error":"#VALUE!"},{"$error":"#VALUE!"}]
["","","","","","",{"$error":"#VALUE!"},{"$error":"#VALUE!"}]
["","","","","","",{"$error":"#VALUE!"},{"$error":"#VALUE!"}]
["","","","","","",{"$error":"#VALUE!"},{"$error":"#VALUE!"}]
["","","","","","",{"$error":"#VALUE!"},{"$error":"#VALUE!"}]
["","","","","","",{"$error":"#VALUE!"},{"$error":"#VALUE!"}]
["","","","","","",{"$error":"#VALUE!"},{"$error":"#VALUE!"}]
["","","","","","",{"$error":"#VALUE!"},{"$error":"#VALUE!"}]
["","","","","","",{"$error":"#VALUE!"},{"$error":"#VALUE!"}]
["","","","","","",{"$error":"#VALUE!"},{"$error":"#VALUE!"}]
["","","","","","",{"$error":"#VALUE!"},{"$error":"#VALUE!"}]
["","","","","","",{"$error":"#VALUE!"},{"$error":"#VALUE!"}]
["","","","","","",{"$error":"#VALUE!"},{"$error":"#VALUE!"}]
["","","",{"$f":"IF(A2581<>\"\",MOD(B2581,24)/24,\"\")","v":""},"","",{"$f":"ABS(0.5*1.025*1*(F2581^3))","v":{"$error":"#VALUE!"}},{"$f":"G2581*$B$13","v":{"$error":"#VALUE!"}}]
[{"$f":"IF(IF(A2581<>\"\",A2581+1<=$B$16,0),A2581+1,\"\")","v":""},{"$f":"IF(A2582<>\"\",A2582*$B$13,\"\")","v":""},{"$f":"IF(A2582<>\"\",ROUNDDOWN(A2582*$B$13/24,0),\"\")","v":""},"",{"$f":"IF(A2582<>\"\",($B$4+$B$5)/2+($B$5-$B$4)/2*COS(2*PI()/$B$15*B2582),\"\")","v":""},{"$f":"IF(A2582<>\"\",E2582*COS(2*PI()/$B$7*B2582),\"\")","v":""},{"$error":"#VALUE!"},{"$error":"#VALUE!"}]
["","","","","","",{"$error":"#VALUE!"},{"$error":"#VALUE!"}]
["","","","","","",{"$error":"#VALUE!"},{"$error":"#VALUE!"}]
["","","","","","",{"$error":"#VALUE!"},{"$error":"#VALUE!"}]
["","","","","","",{"$error":"#VALUE!"},{"$error":"#VALUE!"}]
["","","","","","",{"$error":"#VALUE!"},{"$error":"#VALUE!"}]
["","","","","","",{"$error":"#VALUE!"},{"$error":"#VALUE!"}]
["","","","","","",{"$error":"#VALUE!"},{"$error":"#VALUE!"}]
["","","","","","",{"$error":"#VALUE!"},{"$error":"#VALUE!"}]
["","","","","","",{"$error":"#VALUE!"},{"$error":"#VALUE!"}]
["","","","","","",{"$error":"#VALUE!"},{"$error":"#VALUE!"}]
["","","","","","",{"$error":"#VALUE!"},{"$error":"#VALUE!"}]
["","","","","","",{"$error":"#VALUE!"},{"$error":"#VALUE!"}]
["","","","","","",{"$error":"#VALUE!"},{"$error":"#VALUE!"}]
["","","","","","",{"$error":"#VALUE!"},{"$error":"#VALUE!"}]
["","","","","","",{"$error":"#VALUE!"},{"$error":"#VALUE!"}]
["","","","","","",{"$error":"#VALUE!"},{"$error":"#VALUE!"}]
["","","","","","",{"$error":"#VALUE!"},{"$error":"#VALUE!"}]
["","","","","","",{"$error":"#VALUE!"},{"$error":"#VALUE!"}]
["","","","","","",{"$error":"#VALUE!"},{"$error":"#VALUE!"}]
["","","","","","",{"$error":"#VALUE!"},{"$error":"#VALUE!"}]
["","","","","","",{"$error":"#VALUE!"},{"$error":"#VALUE!"}]
["","","","","","",{"$error":"#VALUE!"},{"$error":"#VALUE!"}]
["","","","","","",{"$error":"#VALUE!"},{"$error":"#VALUE!"}]
["","","","","","",{"$error":"#VALUE!"},{"$error":"#VALUE!"}]
["","","","","","",{"$error":"#VALUE!"},{"$error":"#VALUE!"}]
["","","","","","",{"$error":"#VALUE!"},{"$error":"#VALUE!"}]
["","","","","","",{"$error":"#VALUE!"},{"$error":"#VALUE!"}]
["","","","","","",{"$error":"#VALUE!"},{"$error":"#VALUE!"}]
["","","","","","",{"$error":"#VALUE!"},{"$error":"#VALUE!"}]
["","","","","","",{"$error":"#VALUE!"},{"$error":"#VALUE!"}]
["","","","","","",{"$error":"#VALUE!"},{"$error":"#VALUE!"}]
["","","","","","",{"$error":"#VALUE!"},{"$error":"#VALUE!"}]
["","","","","","",{"$error":"#VALUE!"},{"$error":"#VALUE!"}]
["","","","","","",{"$error":"#VALUE!"},{"$error":"#VALUE!"}]
["","","","","","",{"$error":"#VALUE!"},{"$error":"#VALUE!"}]
["","","","","","",{"$error":"#VALUE!"},{"$error":"#VALUE!"}]
["","","","","","",{"$error":"#VALUE!"},{"$error":"#VALUE!"}]
["","","","","","",{"$error":"#VALUE!"},{"$error":"#VALUE!"}]
["","","","","","",{"$error":"#VALUE!"},{"$error":"#VALUE!"}]
["","","","","","",{"$error":"#VALUE!"},{"$error":"#VALUE!"}]
["","","","","","",{"$error":"#VALUE!"},{"$error":"#VALUE!"}]
["","","","","","",{"$error":"#VALUE!"},{"$error":"#VALUE!"}]
["","","","","","",{"$error":"#VALUE!"},{"$error":"#VALUE!"}]
["","","","","","",{"$error":"#VALUE!"},{"$error":"#VALUE!"}]
["","","","","","",{"$error":"#VALUE!"},{"$error":"#VALUE!"}]
["","","","","","",{"$error":"#VALUE!"},{"$error":"#VALUE!"}]
["","","","","","",{"$error":"#VALUE!"},{"$error":"#VALUE!"}]
["","","","","","",{"$error":"#VALUE!"},{"$error":"#VALUE!"}]
["","","","","","",{"$error":"#VALUE!"},{"$error":"#VALUE!"}]
["","","","","","",{"$error":"#VALUE!"},{"$error":"#VALUE!"}]
["","","","","","",{"$error":"#VALUE!"},{"$error":"#VALUE!"}]
["","","","","","",{"$error":"#VALUE!"},{"$error":"#VALUE!"}]
["","","","","","",{"$error":"#VALUE!"},{"$error":"#VALUE!"}]
["","","","","","",{"$error":"#VALUE!"},{"$error":"#VALUE!"}]
["","","","","","",{"$error":"#VALUE!"},{"$error":"#VALUE!"}]
["","","","","","",{"$error":"#VALUE!"},{"$error":"#VALUE!"}]
["","","","","","",{"$error":"#VALUE!"},{"$error":"#VALUE!"}]
["","","","","","",{"$error":"#VALUE!"},{"$error":"#VALUE!"}]
["","","","","","",{"$error":"#VALUE!"},{"$error":"#VALUE!"}]
["","","","","","",{"$error":"#VALUE!"},{"$error":"#VALUE!"}]
["","","","","","",{"$error":"#VALUE!"},{"$error":"#VALUE!"}]
["","","","","","",{"$error":"#VALUE!"},{"$error":"#VALUE!"}]
["","","",{"$f":"IF(A2645<>\"\",MOD(B2645,24)/24,\"\")","v":""},"","",{"$f":"ABS(0.5*1.025*1*(F2645^3))","v":{"$error":"#VALUE!"}},{"$f":"G2645*$B$13","v":{"$error":"#VALUE!"}}]
[{"$f":"IF(IF(A2645<>\"\",A2645+1<=$B$16,0),A2645+1,\"\")","v":""},{"$f":"IF(A2646<>\"\",A2646*$B$13,\"\")","v":""},{"$f":"IF(A2646<>\"\",ROUNDDOWN(A2646*$B$13/24,0),\"\")","v":""},"",{"$f":"IF(A2646<>\"\",($B$4+$B$5)/2+($B$5-$B$4)/2*COS(2*PI()/$B$15*B2646),\"\")","v":""},{"$f":"IF(A2646<>\"\",E2646*COS(2*PI()/$B$7*B2646),\"\")","v":""},{"$error":"#VALUE!"},{"$error":"#VALUE!"}]
["","","","","","",{"$error":"#VALUE!"},{"$error":"#VALUE!"}]
["","","","","","",{"$error":"#VALUE!"},{"$error":"#VALUE!"}]
["","","","","","",{"$error":"#VALUE!"},{"$error":"#VALUE!"}]
["","","","","","",{"$error":"#VALUE!"},{"$error":"#VALUE!"}]
["","","","","","",{"$error":"#VALUE!"},{"$error":"#VALUE!"}]
["","","","","","",{"$error":"#VALUE!"},{"$error":"#VALUE!"}]
["","","","","","",{"$error":"#VALUE!"},{"$error":"#VALUE!"}]
["","","","","","",{"$error":"#VALUE!"},{"$error":"#VALUE!"}]
["","","","","","",{"$error":"#VALUE!"},{"$error":"#VALUE!"}]
["","","","","","",{"$error":"#VALUE!"},{"$error":"#VALUE!"}]
["","","","","","",{"$error":"#VALUE!"},{"$error":"#VALUE!"}]
["","","","","","",{"$error":"#VALUE!"},{"$error":"#VALUE!"}]
["","","","","","",{"$error":"#VALUE!"},{"$error":"#VALUE!"}]
["","","","","","",{"$error":"#VALUE!"},{"$error":"#VALUE!"}]
["","","","","","",{"$error":"#VALUE!"},{"$error":"#VALUE!"}]
["","","","","","",{"$error":"#VALUE!"},{"$error":"#VALUE!"}]
["","","","","","",{"$error":"#VALUE!"},{"$error":"#VALUE!"}]
["","","","","","",{"$error":"#VALUE!"},{"$error":"#VALUE!"}]
["","","","","","",{"$error":"#VALUE!"},{"$error":"#VALUE!"}]
["","","","","","",{"$error":"#VALUE!"},{"$error":"#VALUE!"}]
["","","","","","",{"$error":"#VALUE!"},{"$error":"#VALUE!"}]
["","","","","","",{"$error":"#VALUE!"},{"$error":"#VALUE!"}]
["","","","","","",{"$error":"#VALUE!"},{"$error":"#VALUE!"}]
["","","","","","",{"$error":"#VALUE!"},{"$error":"#VALUE!"}]
["","","","","","",{"$error":"#VALUE!"},{"$error":"#VALUE!"}]
["","","","","","",{"$error":"#VALUE!"},{"$error":"#VALUE!"}]
["","","","","","",{"$error":"#VALUE!"},{"$error":"#VALUE!"}]
["","","","","","",{"$error":"#VALUE!"},{"$error":"#VALUE!"}]
["","","","","","",{"$error":"#VALUE!"},{"$error":"#VALUE!"}]
["","","","","","",{"$error":"#VALUE!"},{"$error":"#VALUE!"}]
["","","","","","",{"$error":"#VALUE!"},{"$error":"#VALUE!"}]
["","","","","","",{"$error":"#VALUE!"},{"$error":"#VALUE!"}]
["","","","","","",{"$error":"#VALUE!"},{"$error":"#VALUE!"}]
["","","","","","",{"$error":"#VALUE!"},{"$error":"#VALUE!"}]
["","","","","","",{"$error":"#VALUE!"},{"$error":"#VALUE!"}]
["","","","","","",{"$error":"#VALUE!"},{"$error":"#VALUE!"}]
["","","","","","",{"$error":"#VALUE!"},{"$error":"#VALUE!"}]
["","","","","","",{"$error":"#VALUE!"},{"$error":"#VALUE!"}]
["","","","","","",{"$error":"#VALUE!"},{"$error":"#VALUE!"}]
["","","","","","",{"$error":"#VALUE!"},{"$error":"#VALUE!"}]
["","","","","","",{"$error":"#VALUE!"},{"$error":"#VALUE!"}]
["","","","","","",{"$error":"#VALUE!"},{"$error":"#VALUE!"}]
["","","","","","",{"$error":"#VALUE!"},{"$error":"#VALUE!"}]
["","","","","","",{"$error":"#VALUE!"},{"$error":"#VALUE!"}]
["","","","","","",{"$error":"#VALUE!"},{"$error":"#VALUE!"}]
["","","","","","",{"$error":"#VALUE!"},{"$error":"#VALUE!"}]
["","","","","","",{"$error":"#VALUE!"},{"$error":"#VALUE!"}]
["","","","","","",{"$error":"#VALUE!"},{"$error":"#VALUE!"}]
["","","","","","",{"$error":"#VALUE!"},{"$error":"#VALUE!"}]
["","","","","","",{"$error":"#VALUE!"},{"$error":"#VALUE!"}]
["","","","","","",{"$error":"#VALUE!"},{"$error":"#VALUE!"}]
["","","","","","",{"$error":"#VALUE!"},{"$error":"#VALUE!"}]
["","","","","","",{"$error":"#VALUE!"},{"$error":"#VALUE!"}]
["","","","","","",{"$error":"#VALUE!"},{"$error":"#VALUE!"}]
["","","","","","",{"$error":"#VALUE!"},{"$error":"#VALUE!"}]
["","","","","","",{"$error":"#VALUE!"},{"$error":"#VALUE!"}]
["","","","","","",{"$error":"#VALUE!"},{"$error":"#VALUE!"}]
["","","","","","",{"$error":"#VALUE!"},{"$error":"#VALUE!"}]
["","","","","","",{"$error":"#VALUE!"},{"$error":"#VALUE!"}]
["","","","","","",{"$error":"#VALUE!"},{"$error":"#VALUE!"}]
["","","","","","",{"$error":"#VALUE!"},{"$error":"#VALUE!"}]
["","","","","","",{"$error":"#VALUE!"},{"$error":"#VALUE!"}]
["","","",{"$f":"IF(A2709<>\"\",MOD(B2709,24)/24,\"\")","v":""},"","",{"$f":"ABS(0.5*1.025*1*(F2709^3))","v":{"$error":"#VALUE!"}},{"$f":"G2709*$B$13","v":{"$error":"#VALUE!"}}]
[{"$f":"IF(IF(A2709<>\"\",A2709+1<=$B$16,0),A2709+1,\"\")","v":""},{"$f":"IF(A2710<>\"\",A2710*$B$13,\"\")","v":""},{"$f":"IF(A2710<>\"\",ROUNDDOWN(A2710*$B$13/24,0),\"\")","v":""},"",{"$f":"IF(A2710<>\"\",($B$4+$B$5)/2+($B$5-$B$4)/2*COS(2*PI()/$B$15*B2710),\"\")","v":""},{"$f":"IF(A2710<>\"\",E2710*COS(2*PI()/$B$7*B2710),\"\")","v":""},{"$error":"#VALUE!"},{"$error":"#VALUE!"}]
["","","","","","",{"$error":"#VALUE!"},{"$error":"#VALUE!"}]
["","","","","","",{"$error":"#VALUE!"},{"$error":"#VALUE!"}]
["","","","","","",{"$error":"#VALUE!"},{"$error":"#VALUE!"}]
["","","","","","",{"$error":"#VALUE!"},{"$error":"#VALUE!"}]
["","","","","","",{"$error":"#VALUE!"},{"$error":"#VALUE!"}]
["","","","","","",{"$error":"#VALUE!"},{"$error":"#VALUE!"}]
["","","","","","",{"$error":"#VALUE!"},{"$error":"#VALUE!"}]
["","","","","","",{"$error":"#VALUE!"},{"$error":"#VALUE!"}]
["","","","","","",{"$error":"#VALUE!"},{"$error":"#VALUE!"}]
["","","","","","",{"$error":"#VALUE!"},{"$error":"#VALUE!"}]
["","","","","","",{"$error":"#VALUE!"},{"$error":"#VALUE!"}]
["","","","","","",{"$error":"#VALUE!"},{"$error":"#VALUE!"}]
["","","","","","",{"$error":"#VALUE!"},{"$error":"#VALUE!"}]
["","","","","","",{"$error":"#VALUE!"},{"$error":"#VALUE!"}]
["","","","","","",{"$error":"#VALUE!"},{"$error":"#VALUE!"}]
["","","","","","",{"$error":"#VALUE!"},{"$error":"#VALUE!"}]
["","","","","","",{"$error":"#VALUE!"},{"$error":"#VALUE!"}]
["","","","","","",{"$error":"#VALUE!"},{"$error":"#VALUE!"}]
["","","","","","",{"$error":"#VALUE!"},{"$error":"#VALUE!"}]
["","","","","","",{"$error":"#VALUE!"},{"$error":"#VALUE!"}]
["","","","","","",{"$error":"#VALUE!"},{"$error":"#VALUE!"}]
["","","","","","",{"$error":"#VALUE!"},{"$error":"#VALUE!"}]
["","","","","","",{"$error":"#VALUE!"},{"$error":"#VALUE!"}]
["","","","","","",{"$error":"#VALUE!"},{"$error":"#VALUE!"}]
["","","","","","",{"$error":"#VALUE!"},{"$error":"#VALUE!"}]
["","","","","","",{"$error":"#VALUE!"},{"$error":"#VALUE!"}]
["","","","","","",{"$error":"#VALUE!"},{"$error":"#VALUE!"}]
["","","","","","",{"$error":"#VALUE!"},{"$error":"#VALUE!"}]
["","","","","","",{"$error":"#VALUE!"},{"$error":"#VALUE!"}]
["","","","","","",{"$error":"#VALUE!"},{"$error":"#VALUE!"}]
["","","","","","",{"$error":"#VALUE!"},{"$error":"#VALUE!"}]
["","","","","","",{"$error":"#VALUE!"},{"$error":"#VALUE!"}]
["","","","","","",{"$error":"#VALUE!"},{"$error":"#VALUE!"}]
["","","","","","",{"$error":"#VALUE!"},{"$error":"#VALUE!"}]
["","","","","","",{"$error":"#VALUE!"},{"$error":"#VALUE!"}]
["","","","","","",{"$error":"#VALUE!"},{"$error":"#VALUE!"}]
["","","","","","",{"$error":"#VALUE!"},{"$error":"#VALUE!"}]
["","","","","","",{"$error":"#VALUE!"},{"$error":"#VALUE!"}]
["","","","","","",{"$error":"#VALUE!"},{"$error":"#VALUE!"}]
["","","","","","",{"$error":"#VALUE!"},{"$error":"#VALUE!"}]
["","","","","","",{"$error":"#VALUE!"},{"$error":"#VALUE!"}]
["","","","","","",{"$error":"#VALUE!"},{"$error":"#VALUE!"}]
["","","","","","",{"$error":"#VALUE!"},{"$error":"#VALUE!"}]
["","","","","","",{"$error":"#VALUE!"},{"$error":"#VALUE!"}]
["","","","","","",{"$error":"#VALUE!"},{"$error":"#VALUE!"}]
["","","","","","",{"$error":"#VALUE!"},{"$error":"#VALUE!"}]
["","","","","","",{"$error":"#VALUE!"},{"$error":"#VALUE!"}]
["","","","","","",{"$error":"#VALUE!"},{"$error":"#VALUE!"}]
["","","","","","",{"$error":"#VALUE!"},{"$error":"#VALUE!"}]
["","","","","","",{"$error":"#VALUE!"},{"$error":"#VALUE!"}]
["","","","","","",{"$error":"#VALUE!"},{"$error":"#VALUE!"}]
["","","","","","",{"$error":"#VALUE!"},{"$error":"#VALUE!"}]
["","","","","","",{"$error":"#VALUE!"},{"$error":"#VALUE!"}]
["","","","","","",{"$error":"#VALUE!"},{"$error":"#VALUE!"}]
["","","","","","",{"$error":"#VALUE!"},{"$error":"#VALUE!"}]
["","","","","","",{"$error":"#VALUE!"},{"$error":"#VALUE!"}]
["","","","","","",{"$error":"#VALUE!"},{"$error":"#VALUE!"}]
["","","","","","",{"$error":"#VALUE!"},{"$error":"#VALUE!"}]
["","","","","","",{"$error":"#VALUE!"},{"$error":"#VALUE!"}]
[{"$f":"IF(IF(A2769<>\"\",A2769+1<=$B$16,0),A2769+1,\"\")","v":""},{"$f":"IF(A2770<>\"\",A2770*$B$13,\"\")","v":""},{"$f":"IF(A2770<>\"\",ROUNDDOWN(A2770*$B$13/24,0),\"\")","v":""},"",{"$f":"IF(A2770<>\"\",($B$4+$B$5)/2+($B$5-$B$4)/2*COS(2*PI()/$B$15*B2770),\"\")","v":""},{"$f":"IF(A2770<>\"\",E2770*COS(2*PI()/$B$7*B2770),\"\")","v":""},{"$error":"#VALUE!"},{"$error":"#VALUE!"}]
[{"$f":"IF(IF(A2770<>\"\",A2770+1<=$B$16,0),A2770+1,\"\")","v":""},{"$f":"IF(A2771<>\"\",A2771*$B$13,\"\")","v":""},{"$f":"IF(A2771<>\"\",ROUNDDOWN(A2771*$B$13/24,0),\"\")","v":""},"",{"$f":"IF(A2771<>\"\",($B$4+$B$5)/2+($B$5-$B$4)/2*COS(2*PI()/$B$15*B2771),\"\")","v":""},{"$f":"IF(A2771<>\"\",E2771*COS(2*PI()/$B$7*B2771),\"\")","v":""},{"$error":"#VALUE!"},{"$error":"#VALUE!"}]
["","","","","","",{"$error":"#VALUE!"},{"$error":"#VALUE!"}]
["","","",{"$f":"IF(A2773<>\"\",MOD(B2773,24)/24,\"\")","v":""},"","",{"$f":"ABS(0.5*1.025*1*(F2773^3))","v":{"$error":"#VALUE!"}},{"$f":"G2773*$B$13","v":{"$error":"#VALUE!"}}]
["","","","","","",{"$error":"#VALUE!"},{"$error":"#VALUE!"}]
["","","","","","",{"$error":"#VALUE!"},{"$error":"#VALUE!"}]
["","","","","","",{"$error":"#VALUE!"},{"$error":"#VALUE!"}]
["","","","","","",{"$error":"#VALUE!"},{"$error":"#VALUE!"}]
["","","","","","",{"$error":"#VALUE!"},{"$error":"#VALUE!"}]
["","","","","","",{"$error":"#VALUE!"},{"$error":"#VALUE!"}]
[null,null,null,null,"Total Energy (kWh/m^2)",null,"-",{"$f":"IF(ISERROR(SUM(H20:H2779)),\"\",SUM(H20:H2779))","v":""},"per lunar cycle"]
[null,null,null,null,null,null,"-",{"$f":"IF(ISERROR(H2780*(365/$B$6)),\"\",(H2780*(365/$B$6)))","v":""},"per year"]
[null,null,null,null,"Average Power (kW/m^2)",null,{"$f":"IF(ISERROR(AVERAGE(G20:G2779)),\"\",(AVERAGE(G20:G2779)))","v":""},"-"]

{"sheet":"Tidal Stream 5","index":7,"n_rows":2782,"n_cols":9,"rows_kept":2782,"cut":false,"hidden":false,"merged":[[2781,4,2781,5],[17,0,18,0],[17,1,17,3],[2779,4,2780,5],[2,1,2,2],[7,1,7,2],[8,1,8,2],[9,1,9,2],[10,1,10,2],[13,0,14,0]]}
["Tidal Stream Resource"]
[]
[{"$f":"Input!A45","v":"Site Name"},{"$f":"IF(Input!B85<>\"\",Input!B85,\"-\")","v":"[Enter Name]"},{"$f":"Input!C45","v":0},null,null,null,null,null,"Plots:"]
[{"$f":"Input!A46","v":"Peak Flow (Springs)"},{"$f":"IF((AND(Input!B86<>\"\",Input!B86<>\"[Enter Value]\")),Input!B86,\"0\")","v":"0"},{"$f":"Input!C46","v":"m/s"}]
[{"$f":"Input!A47","v":"Peak Flow (Neaps)"},{"$f":"IF((AND(Input!B87<>\"\",Input!B87<>\"[Enter Value]\")),Input!B87,\"0\")","v":"0"},{"$f":"Input!C47","v":"m/s"}]
[{"$f":"Input!A48","v":"Lunar Cycle Period"},{"$f":"IF((AND(Input!B88<>\"\",Input!B88<>\"[Enter Value]\")),Input!B88,\"0\")","v":"0"},{"$f":"Input!C48","v":"days"}]
[{"$f":"Input!A49","v":"Tidal Period"},{"$f":"IF((AND(Input!B89<>\"\",Input!B89<>\"[Enter Value]\")),Input!B89,\"0\")","v":"0"},{"$f":"Input!C49","v":"hours"}]
[{"$f":"Input!A50","v":"Proximity to Grid Connection"},{"$f":"IF(Input!B90<>\"\",Input!B90,\"-\")","v":"[Select Value]"}]
[{"$f":"Input!A51","v":"Average Water Depth"},{"$f":"IF(Input!B91<>\"\",Input!B91,\"-\")","v":"[Select Value]"}]
[{"$f":"Input!A52","v":"Seabed Topography"},{"$f":"IF(Input!B92<>\"\",Input!B92,\"-\")","v":"[Select Value]"}]
[{"$f":"Input!A53","v":"Accessibility"},{"$f":"IF(Input!B93<>\"\",Input!B93,\"-\")","v":"[Select Value]"}]
[]
["Time Step",0.25,"hours"]
["Period",{"$f":"B6/2","v":0},"days"]
[null,{"$f":"B14*24","v":0},"hours"]
["Number of Steps",{"$f":"B15/B13*2","v":0},"-"]
[]
["No.","Time",null,null,"Amplitude","Current","Power","Energy"]
[null,"Hours","Day","Time","m/s","m/s","kW/(m^2)","kWh/(m^2)"]
[0,{"$f":"A20*$B$13","v":0},{"$f":"ROUNDDOWN(A20*$B$1/24,0)","v":0},{"$f":"MOD(B20,24)/24","v":0},{"$f":"IF(A20<>\"\",($B$4+$B$5)/2+($B$5-$B$4)/2*COS(2*PI()/$B$15*B20),\"\")","v":{"$error":"#DIV/0!"}},{"$f":"IF(A20<>\"\",E20*COS(2*PI()/$B$7*B20),\"\")","v":{"$error":"#DIV/0!"}},{"$f":"ABS(0.5*1.025*1*(F20^3))","v":{"$error":"#DIV/0!"}},{"$f":"G20*$B$13","v":{"$error":"#DIV/0!"}}]
[{"$f":"IF(IF(A20<>\"\",A20+1<=$B$16,0),A20+1,\"\")","v":""},{"$f":"IF(A21<>\"\",A21*$B$13,\"\")","v":""},{"$f":"IF(A21<>\"\",ROUNDDOWN(A21*$B$13/24,0),\"\")","v":""},{"$f":"IF(A21<>\"\",MOD(B21,24)/24,\"\")","v":""},{"$f":"IF(A21<>\"\",($B$4+$B$5)/2+($B$5-$B$4)/2*COS(2*PI()/$B$15*B21),\"\")","v":""},{"$f":"IF(A21<>\"\",E21*COS(2*PI()/$B$7*B21),\"\")","v":""},{"$f":"ABS(0.5*1.025*1*(F21^3))","v":{"$error":"#VALUE!"}},{"$f":"G21*$B$13","v":{"$error":"#VALUE!"}}]
[{"$f":"IF(IF(A21<>\"\",A21+1<=$B$16,0),A21+1,\"\")","v":""},{"$f":"IF(A22<>\"\",A22*$B$13,\"\")","v":""},{"$f":"IF(A22<>\"\",ROUNDDOWN(A22*$B$13/24,0),\"\")","v":""},"",{"$f":"IF(A22<>\"\",($B$4+$B$5)/2+($B$5-$B$4)/2*COS(2*PI()/$B$15*B22),\"\")","v":""},{"$f":"IF(A22<>\"\",E22*COS(2*PI()/$B$7*B22),\"\")","v":""},{"$error":"#VALUE!"},{"$error":"#VALUE!"}]
["","","","","","",{"$error":"#VALUE!"},{"$error":"#VALUE!"}]
["","","","","","",{"$error":"#VALUE!"},{"$error":"#VALUE!"}]
["","","","","","",{"$error":"#VALUE!"},{"$error":"#VALUE!"}]
["","","","","","",{"$error":"#VALUE!"},{"$error":"#VALUE!"}]
["","","","","","",{"$error":"#VALUE!"},{"$error":"#VALUE!"}]
["","","","","","",{"$error":"#VALUE!"},{"$error":"#VALUE!"}]
["","","","","","",{"$error":"#VALUE!"},{"$error":"#VALUE!"}]
["","","","","","",{"$error":"#VALUE!"},{"$error":"#VALUE!"}]
["","","","","","",{"$error":"#VALUE!"},{"$error":"#VALUE!"}]
["","","","","","",{"$error":"#VALUE!"},{"$error":"#VALUE!"}]
["","","","","","",{"$error":"#VALUE!"},{"$error":"#VALUE!"}]
["","","","","","",{"$error":"#VALUE!"},{"$error":"#VALUE!"}]
["","","","","","",{"$error":"#VALUE!"},{"$error":"#VALUE!"}]
["","","","","","",{"$error":"#VALUE!"},{"$error":"#VALUE!"}]
["","","","","","",{"$error":"#VALUE!"},{"$error":"#VALUE!"}]
["","","","","","",{"$error":"#VALUE!"},{"$error":"#VALUE!"}]
["","","","","","",{"$error":"#VALUE!"},{"$error":"#VALUE!"}]
["","","","","","",{"$error":"#VALUE!"},{"$error":"#VALUE!"}]
["","","","","","",{"$error":"#VALUE!"},{"$error":"#VALUE!"}]
["","","","","","",{"$error":"#VALUE!"},{"$error":"#VALUE!"}]
["","","","","","",{"$error":"#VALUE!"},{"$error":"#VALUE!"}]
["","","","","","",{"$error":"#VALUE!"},{"$error":"#VALUE!"}]
["","","","","","",{"$error":"#VALUE!"},{"$error":"#VALUE!"}]
["","","","","","",{"$error":"#VALUE!"},{"$error":"#VALUE!"}]
["","","","","","",{"$error":"#VALUE!"},{"$error":"#VALUE!"}]
["","","","","","",{"$error":"#VALUE!"},{"$error":"#VALUE!"}]
["","","","","","",{"$error":"#VALUE!"},{"$error":"#VALUE!"}]
["","","","","","",{"$error":"#VALUE!"},{"$error":"#VALUE!"}]
["","","","","","",{"$error":"#VALUE!"},{"$error":"#VALUE!"}]
["","","","","","",{"$error":"#VALUE!"},{"$error":"#VALUE!"}]
["","","","","","",{"$error":"#VALUE!"},{"$error":"#VALUE!"}]
["","","","","","",{"$error":"#VALUE!"},{"$error":"#VALUE!"}]
["","","","","","",{"$error":"#VALUE!"},{"$error":"#VALUE!"}]
["","","","","","",{"$error":"#VALUE!"},{"$error":"#VALUE!"}]
["","","","","","",{"$error":"#VALUE!"},{"$error":"#VALUE!"}]
["","","","","","",{"$error":"#VALUE!"},{"$error":"#VALUE!"}]
["","","","","","",{"$error":"#VALUE!"},{"$error":"#VALUE!"}]
["","","","","","",{"$error":"#VALUE!"},{"$error":"#VALUE!"}]
["","","","","","",{"$error":"#VALUE!"},{"$error":"#VALUE!"}]
["","","","","","",{"$error":"#VALUE!"},{"$error":"#VALUE!"}]
["","","","","","",{"$error":"#VALUE!"},{"$error":"#VALUE!"}]
["","","","","","",{"$error":"#VALUE!"},{"$error":"#VALUE!"}]
["","","","","","",{"$error":"#VALUE!"},{"$error":"#VALUE!"}]
["","","","","","",{"$error":"#VALUE!"},{"$error":"#VALUE!"}]
["","","","","","",{"$error":"#VALUE!"},{"$error":"#VALUE!"}]
["","","","","","",{"$error":"#VALUE!"},{"$error":"#VALUE!"}]
["","","","","","",{"$error":"#VALUE!"},{"$error":"#VALUE!"}]
["","","","","","",{"$error":"#VALUE!"},{"$error":"#VALUE!"}]
["","","","","","",{"$error":"#VALUE!"},{"$error":"#VALUE!"}]
["","","","","","",{"$error":"#VALUE!"},{"$error":"#VALUE!"}]
["","","","","","",{"$error":"#VALUE!"},{"$error":"#VALUE!"}]
["","","","","","",{"$error":"#VALUE!"},{"$error":"#VALUE!"}]
["","","","","","",{"$error":"#VALUE!"},{"$error":"#VALUE!"}]
["","","","","","",{"$error":"#VALUE!"},{"$error":"#VALUE!"}]
["","","","","","",{"$error":"#VALUE!"},{"$error":"#VALUE!"}]
["","","","","","",{"$error":"#VALUE!"},{"$error":"#VALUE!"}]
["","","","","","",{"$error":"#VALUE!"},{"$error":"#VALUE!"}]
["","","","","","",{"$error":"#VALUE!"},{"$error":"#VALUE!"}]
["","","","","","",{"$error":"#VALUE!"},{"$error":"#VALUE!"}]
["","","","","","",{"$error":"#VALUE!"},{"$error":"#VALUE!"}]
["","","","","","",{"$error":"#VALUE!"},{"$error":"#VALUE!"}]
["","","","","","",{"$error":"#VALUE!"},{"$error":"#VALUE!"}]
["","","",{"$f":"IF(A85<>\"\",MOD(B85,24)/24,\"\")","v":""},"","",{"$f":"ABS(0.5*1.025*1*(F85^3))","v":{"$error":"#VALUE!"}},{"$f":"G85*$B$13","v":{"$error":"#VALUE!"}}]
[{"$f":"IF(IF(A85<>\"\",A85+1<=$B$16,0),A85+1,\"\")","v":""},{"$f":"IF(A86<>\"\",A86*$B$13,\"\")","v":""},{"$f":"IF(A86<>\"\",ROUNDDOWN(A86*$B$13/24,0),\"\")","v":""},"",{"$f":"IF(A86<>\"\",($B$4+$B$5)/2+($B$5-$B$4)/2*COS(2*PI()/$B$15*B86),\"\")","v":""},{"$f":"IF(A86<>\"\",E86*COS(2*PI()/$B$7*B86),\"\")","v":""},{"$error":"#VALUE!"},{"$error":"#VALUE!"}]
["","","","","","",{"$error":"#VALUE!"},{"$error":"#VALUE!"}]
["","","","","","",{"$error":"#VALUE!"},{"$error":"#VALUE!"}]
["","","","","","",{"$error":"#VALUE!"},{"$error":"#VALUE!"}]
["","","","","","",{"$error":"#VALUE!"},{"$error":"#VALUE!"}]
["","","","","","",{"$error":"#VALUE!"},{"$error":"#VALUE!"}]
["","","","","","",{"$error":"#VALUE!"},{"$error":"#VALUE!"}]
["","","","","","",{"$error":"#VALUE!"},{"$error":"#VALUE!"}]
["","","","","","",{"$error":"#VALUE!"},{"$error":"#VALUE!"}]
["","","","","","",{"$error":"#VALUE!"},{"$error":"#VALUE!"}]
["","","","","","",{"$error":"#VALUE!"},{"$error":"#VALUE!"}]
["","","","","","",{"$error":"#VALUE!"},{"$error":"#VALUE!"}]
["","","","","","",{"$error":"#VALUE!"},{"$error":"#VALUE!"}]
["","","","","","",{"$error":"#VALUE!"},{"$error":"#VALUE!"}]
["","","","","","",{"$error":"#VALUE!"},{"$error":"#VALUE!"}]
["","","","","","",{"$error":"#VALUE!"},{"$error":"#VALUE!"}]
["","","","","","",{"$error":"#VALUE!"},{"$error":"#VALUE!"}]
["","","","","","",{"$error":"#VALUE!"},{"$error":"#VALUE!"}]
["","","","","","",{"$error":"#VALUE!"},{"$error":"#VALUE!"}]
["","","","","","",{"$error":"#VALUE!"},{"$error":"#VALUE!"}]
["","","","","","",{"$error":"#VALUE!"},{"$error":"#VALUE!"}]
["","","","","","",{"$error":"#VALUE!"},{"$error":"#VALUE!"}]
["","","","","","",{"$error":"#VALUE!"},{"$error":"#VALUE!"}]
["","","","","","",{"$error":"#VALUE!"},{"$error":"#VALUE!"}]
["","","","","","",{"$error":"#VALUE!"},{"$error":"#VALUE!"}]
["","","","","","",{"$error":"#VALUE!"},{"$error":"#VALUE!"}]
["","","","","","",{"$error":"#VALUE!"},{"$error":"#VALUE!"}]
["","","","","","",{"$error":"#VALUE!"},{"$error":"#VALUE!"}]
["","","","","","",{"$error":"#VALUE!"},{"$error":"#VALUE!"}]
["","","","","","",{"$error":"#VALUE!"},{"$error":"#VALUE!"}]
["","","","","","",{"$error":"#VALUE!"},{"$error":"#VALUE!"}]
["","","","","","",{"$error":"#VALUE!"},{"$error":"#VALUE!"}]
["","","","","","",{"$error":"#VALUE!"},{"$error":"#VALUE!"}]
["","","","","","",{"$error":"#VALUE!"},{"$error":"#VALUE!"}]
["","","","","","",{"$error":"#VALUE!"},{"$error":"#VALUE!"}]
["","","","","","",{"$error":"#VALUE!"},{"$error":"#VALUE!"}]
["","","","","","",{"$error":"#VALUE!"},{"$error":"#VALUE!"}]
["","","","","","",{"$error":"#VALUE!"},{"$error":"#VALUE!"}]
["","","","","","",{"$error":"#VALUE!"},{"$error":"#VALUE!"}]
["","","","","","",{"$error":"#VALUE!"},{"$error":"#VALUE!"}]
["","","","","","",{"$error":"#VALUE!"},{"$error":"#VALUE!"}]
["","","","","","",{"$error":"#VALUE!"},{"$error":"#VALUE!"}]
["","","","","","",{"$error":"#VALUE!"},{"$error":"#VALUE!"}]
["","","","","","",{"$error":"#VALUE!"},{"$error":"#VALUE!"}]
["","","","","","",{"$error":"#VALUE!"},{"$error":"#VALUE!"}]
["","","","","","",{"$error":"#VALUE!"},{"$error":"#VALUE!"}]
["","","","","","",{"$error":"#VALUE!"},{"$error":"#VALUE!"}]
["","","","","","",{"$error":"#VALUE!"},{"$error":"#VALUE!"}]
["","","","","","",{"$error":"#VALUE!"},{"$error":"#VALUE!"}]
["","","","","","",{"$error":"#VALUE!"},{"$error":"#VALUE!"}]
["","","","","","",{"$error":"#VALUE!"},{"$error":"#VALUE!"}]
["","","","","","",{"$error":"#VALUE!"},{"$error":"#VALUE!"}]
["","","","","","",{"$error":"#VALUE!"},{"$error":"#VALUE!"}]
["","","","","","",{"$error":"#VALUE!"},{"$error":"#VALUE!"}]
["","","","","","",{"$error":"#VALUE!"},{"$error":"#VALUE!"}]
["","","","","","",{"$error":"#VALUE!"},{"$error":"#VALUE!"}]
["","","","","","",{"$error":"#VALUE!"},{"$error":"#VALUE!"}]
["","","","","","",{"$error":"#VALUE!"},{"$error":"#VALUE!"}]
["","","","","","",{"$error":"#VALUE!"},{"$error":"#VALUE!"}]
["","","","","","",{"$error":"#VALUE!"},{"$error":"#VALUE!"}]
["","","","","","",{"$error":"#VALUE!"},{"$error":"#VALUE!"}]
["","","","","","",{"$error":"#VALUE!"},{"$error":"#VALUE!"}]
["","","","","","",{"$error":"#VALUE!"},{"$error":"#VALUE!"}]
["","","",{"$f":"IF(A149<>\"\",MOD(B149,24)/24,\"\")","v":""},"","",{"$f":"ABS(0.5*1.025*1*(F149^3))","v":{"$error":"#VALUE!"}},{"$f":"G149*$B$13","v":{"$error":"#VALUE!"}}]
[{"$f":"IF(IF(A149<>\"\",A149+1<=$B$16,0),A149+1,\"\")","v":""},{"$f":"IF(A150<>\"\",A150*$B$13,\"\")","v":""},{"$f":"IF(A150<>\"\",ROUNDDOWN(A150*$B$13/24,0),\"\")","v":""},"",{"$f":"IF(A150<>\"\",($B$4+$B$5)/2+($B$5-$B$4)/2*COS(2*PI()/$B$15*B150),\"\")","v":""},{"$f":"IF(A150<>\"\",E150*COS(2*PI()/$B$7*B150),\"\")","v":""},{"$error":"#VALUE!"},{"$error":"#VALUE!"}]
["","","","","","",{"$error":"#VALUE!"},{"$error":"#VALUE!"}]
["","","","","","",{"$error":"#VALUE!"},{"$error":"#VALUE!"}]
["","","","","","",{"$error":"#VALUE!"},{"$error":"#VALUE!"}]
["","","","","","",{"$error":"#VALUE!"},{"$error":"#VALUE!"}]
["","","","","","",{"$error":"#VALUE!"},{"$error":"#VALUE!"}]
["","","","","","",{"$error":"#VALUE!"},{"$error":"#VALUE!"}]
["","","","","","",{"$error":"#VALUE!"},{"$error":"#VALUE!"}]
["","","","","","",{"$error":"#VALUE!"},{"$error":"#VALUE!"}]
["","","","","","",{"$error":"#VALUE!"},{"$error":"#VALUE!"}]
["","","","","","",{"$error":"#VALUE!"},{"$error":"#VALUE!"}]
["","","","","","",{"$error":"#VALUE!"},{"$error":"#VALUE!"}]
["","","","","","",{"$error":"#VALUE!"},{"$error":"#VALUE!"}]
["","","","","","",{"$error":"#VALUE!"},{"$error":"#VALUE!"}]
["","","","","","",{"$error":"#VALUE!"},{"$error":"#VALUE!"}]
["","","","","","",{"$error":"#VALUE!"},{"$error":"#VALUE!"}]
["","","","","","",{"$error":"#VALUE!"},{"$error":"#VALUE!"}]
["","","","","","",{"$error":"#VALUE!"},{"$error":"#VALUE!"}]
["","","","","","",{"$error":"#VALUE!"},{"$error":"#VALUE!"}]
["","","","","","",{"$error":"#VALUE!"},{"$error":"#VALUE!"}]
["","","","","","",{"$error":"#VALUE!"},{"$error":"#VALUE!"}]
["","","","","","",{"$error":"#VALUE!"},{"$error":"#VALUE!"}]
["","","","","","",{"$error":"#VALUE!"},{"$error":"#VALUE!"}]
["","","","","","",{"$error":"#VALUE!"},{"$error":"#VALUE!"}]
["","","","","","",{"$error":"#VALUE!"},{"$error":"#VALUE!"}]
["","","","","","",{"$error":"#VALUE!"},{"$error":"#VALUE!"}]
["","","","","","",{"$error":"#VALUE!"},{"$error":"#VALUE!"}]
["","","","","","",{"$error":"#VALUE!"},{"$error":"#VALUE!"}]
["","","","","","",{"$error":"#VALUE!"},{"$error":"#VALUE!"}]
["","","","","","",{"$error":"#VALUE!"},{"$error":"#VALUE!"}]
["","","","","","",{"$error":"#VALUE!"},{"$error":"#VALUE!"}]
["","","","","","",{"$error":"#VALUE!"},{"$error":"#VALUE!"}]
["","","","","","",{"$error":"#VALUE!"},{"$error":"#VALUE!"}]
["","","","","","",{"$error":"#VALUE!"},{"$error":"#VALUE!"}]
["","","","","","",{"$error":"#VALUE!"},{"$error":"#VALUE!"}]
["","","","","","",{"$error":"#VALUE!"},{"$error":"#VALUE!"}]
["","","","","","",{"$error":"#VALUE!"},{"$error":"#VALUE!"}]
["","","","","","",{"$error":"#VALUE!"},{"$error":"#VALUE!"}]
["","","","","","",{"$error":"#VALUE!"},{"$error":"#VALUE!"}]
["","","","","","",{"$error":"#VALUE!"},{"$error":"#VALUE!"}]
["","","","","","",{"$error":"#VALUE!"},{"$error":"#VALUE!"}]
["","","","","","",{"$error":"#VALUE!"},{"$error":"#VALUE!"}]
["","","","","","",{"$error":"#VALUE!"},{"$error":"#VALUE!"}]
["","","","","","",{"$error":"#VALUE!"},{"$error":"#VALUE!"}]
["","","","","","",{"$error":"#VALUE!"},{"$error":"#VALUE!"}]
["","","","","","",{"$error":"#VALUE!"},{"$error":"#VALUE!"}]
["","","","","","",{"$error":"#VALUE!"},{"$error":"#VALUE!"}]
["","","","","","",{"$error":"#VALUE!"},{"$error":"#VALUE!"}]
["","","","","","",{"$error":"#VALUE!"},{"$error":"#VALUE!"}]
["","","","","","",{"$error":"#VALUE!"},{"$error":"#VALUE!"}]
["","","","","","",{"$error":"#VALUE!"},{"$error":"#VALUE!"}]
["","","","","","",{"$error":"#VALUE!"},{"$error":"#VALUE!"}]
["","","","","","",{"$error":"#VALUE!"},{"$error":"#VALUE!"}]
["","","","","","",{"$error":"#VALUE!"},{"$error":"#VALUE!"}]
["","","","","","",{"$error":"#VALUE!"},{"$error":"#VALUE!"}]
["","","","","","",{"$error":"#VALUE!"},{"$error":"#VALUE!"}]
["","","","","","",{"$error":"#VALUE!"},{"$error":"#VALUE!"}]
["","","","","","",{"$error":"#VALUE!"},{"$error":"#VALUE!"}]
["","","","","","",{"$error":"#VALUE!"},{"$error":"#VALUE!"}]
["","","","","","",{"$error":"#VALUE!"},{"$error":"#VALUE!"}]
["","","","","","",{"$error":"#VALUE!"},{"$error":"#VALUE!"}]
["","","","","","",{"$error":"#VALUE!"},{"$error":"#VALUE!"}]
["","","","","","",{"$error":"#VALUE!"},{"$error":"#VALUE!"}]
["","","",{"$f":"IF(A213<>\"\",MOD(B213,24)/24,\"\")","v":""},"","",{"$f":"ABS(0.5*1.025*1*(F213^3))","v":{"$error":"#VALUE!"}},{"$f":"G213*$B$13","v":{"$error":"#VALUE!"}}]
[{"$f":"IF(IF(A213<>\"\",A213+1<=$B$16,0),A213+1,\"\")","v":""},{"$f":"IF(A214<>\"\",A214*$B$13,\"\")","v":""},{"$f":"IF(A214<>\"\",ROUNDDOWN(A214*$B$13/24,0),\"\")","v":""},"",{"$f":"IF(A214<>\"\",($B$4+$B$5)/2+($B$5-$B$4)/2*COS(2*PI()/$B$15*B214),\"\")","v":""},{"$f":"IF(A214<>\"\",E214*COS(2*PI()/$B$7*B214),\"\")","v":""},{"$error":"#VALUE!"},{"$error":"#VALUE!"}]
["","","","","","",{"$error":"#VALUE!"},{"$error":"#VALUE!"}]
["","","","","","",{"$error":"#VALUE!"},{"$error":"#VALUE!"}]
["","","","","","",{"$error":"#VALUE!"},{"$error":"#VALUE!"}]
["","","","","","",{"$error":"#VALUE!"},{"$error":"#VALUE!"}]
["","","","","","",{"$error":"#VALUE!"},{"$error":"#VALUE!"}]
["","","","","","",{"$error":"#VALUE!"},{"$error":"#VALUE!"}]
["","","","","","",{"$error":"#VALUE!"},{"$error":"#VALUE!"}]
["","","","","","",{"$error":"#VALUE!"},{"$error":"#VALUE!"}]
["","","","","","",{"$error":"#VALUE!"},{"$error":"#VALUE!"}]
["","","","","","",{"$error":"#VALUE!"},{"$error":"#VALUE!"}]
["","","","","","",{"$error":"#VALUE!"},{"$error":"#VALUE!"}]
["","","","","","",{"$error":"#VALUE!"},{"$error":"#VALUE!"}]
["","","","","","",{"$error":"#VALUE!"},{"$error":"#VALUE!"}]
["","","","","","",{"$error":"#VALUE!"},{"$error":"#VALUE!"}]
["","","","","","",{"$error":"#VALUE!"},{"$error":"#VALUE!"}]
["","","","","","",{"$error":"#VALUE!"},{"$error":"#VALUE!"}]
["","","","","","",{"$error":"#VALUE!"},{"$error":"#VALUE!"}]
["","","","","","",{"$error":"#VALUE!"},{"$error":"#VALUE!"}]
["","","","","","",{"$error":"#VALUE!"},{"$error":"#VALUE!"}]
["","","","","","",{"$error":"#VALUE!"},{"$error":"#VALUE!"}]
["","","","","","",{"$error":"#VALUE!"},{"$error":"#VALUE!"}]
["","","","","","",{"$error":"#VALUE!"},{"$error":"#VALUE!"}]
["","","","","","",{"$error":"#VALUE!"},{"$error":"#VALUE!"}]
["","","","","","",{"$error":"#VALUE!"},{"$error":"#VALUE!"}]
["","","","","","",{"$error":"#VALUE!"},{"$error":"#VALUE!"}]
["","","","","","",{"$error":"#VALUE!"},{"$error":"#VALUE!"}]
["","","","","","",{"$error":"#VALUE!"},{"$error":"#VALUE!"}]
["","","","","","",{"$error":"#VALUE!"},{"$error":"#VALUE!"}]
["","","","","","",{"$error":"#VALUE!"},{"$error":"#VALUE!"}]
["","","","","","",{"$error":"#VALUE!"},{"$error":"#VALUE!"}]
["","","","","","",{"$error":"#VALUE!"},{"$error":"#VALUE!"}]
["","","","","","",{"$error":"#VALUE!"},{"$error":"#VALUE!"}]
["","","","","","",{"$error":"#VALUE!"},{"$error":"#VALUE!"}]
["","","","","","",{"$error":"#VALUE!"},{"$error":"#VALUE!"}]
["","","","","","",{"$error":"#VALUE!"},{"$error":"#VALUE!"}]
["","","","","","",{"$error":"#VALUE!"},{"$error":"#VALUE!"}]
["","","","","","",{"$error":"#VALUE!"},{"$error":"#VALUE!"}]
["","","","","","",{"$error":"#VALUE!"},{"$error":"#VALUE!"}]
["","","","","","",{"$error":"#VALUE!"},{"$error":"#VALUE!"}]
["","","","","","",{"$error":"#VALUE!"},{"$error":"#VALUE!"}]
["","","","","","",{"$error":"#VALUE!"},{"$error":"#VALUE!"}]
["","","","","","",{"$error":"#VALUE!"},{"$error":"#VALUE!"}]
["","","","","","",{"$error":"#VALUE!"},{"$error":"#VALUE!"}]
["","","","","","",{"$error":"#VALUE!"},{"$error":"#VALUE!"}]
["","","","","","",{"$error":"#VALUE!"},{"$error":"#VALUE!"}]
["","","","","","",{"$error":"#VALUE!"},{"$error":"#VALUE!"}]
["","","","","","",{"$error":"#VALUE!"},{"$error":"#VALUE!"}]
["","","","","","",{"$error":"#VALUE!"},{"$error":"#VALUE!"}]
["","","","","","",{"$error":"#VALUE!"},{"$error":"#VALUE!"}]
["","","","","","",{"$error":"#VALUE!"},{"$error":"#VALUE!"}]
["","","","","","",{"$error":"#VALUE!"},{"$error":"#VALUE!"}]
["","","","","","",{"$error":"#VALUE!"},{"$error":"#VALUE!"}]
["","","","","","",{"$error":"#VALUE!"},{"$error":"#VALUE!"}]
["","","","","","",{"$error":"#VALUE!"},{"$error":"#VALUE!"}]
["","","","","","",{"$error":"#VALUE!"},{"$error":"#VALUE!"}]
["","","","","","",{"$error":"#VALUE!"},{"$error":"#VALUE!"}]
["","","","","","",{"$error":"#VALUE!"},{"$error":"#VALUE!"}]
["","","","","","",{"$error":"#VALUE!"},{"$error":"#VALUE!"}]
["","","","","","",{"$error":"#VALUE!"},{"$error":"#VALUE!"}]
["","","","","","",{"$error":"#VALUE!"},{"$error":"#VALUE!"}]
["","","","","","",{"$error":"#VALUE!"},{"$error":"#VALUE!"}]
["","","","","","",{"$error":"#VALUE!"},{"$error":"#VALUE!"}]
["","","",{"$f":"IF(A277<>\"\",MOD(B277,24)/24,\"\")","v":""},"","",{"$f":"ABS(0.5*1.025*1*(F277^3))","v":{"$error":"#VALUE!"}},{"$f":"G277*$B$13","v":{"$error":"#VALUE!"}}]
[{"$f":"IF(IF(A277<>\"\",A277+1<=$B$16,0),A277+1,\"\")","v":""},{"$f":"IF(A278<>\"\",A278*$B$13,\"\")","v":""},{"$f":"IF(A278<>\"\",ROUNDDOWN(A278*$B$13/24,0),\"\")","v":""},"",{"$f":"IF(A278<>\"\",($B$4+$B$5)/2+($B$5-$B$4)/2*COS(2*PI()/$B$15*B278),\"\")","v":""},{"$f":"IF(A278<>\"\",E278*COS(2*PI()/$B$7*B278),\"\")","v":""},{"$error":"#VALUE!"},{"$error":"#VALUE!"}]
["","","","","","",{"$error":"#VALUE!"},{"$error":"#VALUE!"}]
["","","","","","",{"$error":"#VALUE!"},{"$error":"#VALUE!"}]
["","","","","","",{"$error":"#VALUE!"},{"$error":"#VALUE!"}]
["","","","","","",{"$error":"#VALUE!"},{"$error":"#VALUE!"}]
["","","","","","",{"$error":"#VALUE!"},{"$error":"#VALUE!"}]
["","","","","","",{"$error":"#VALUE!"},{"$error":"#VALUE!"}]
["","","","","","",{"$error":"#VALUE!"},{"$error":"#VALUE!"}]
["","","","","","",{"$error":"#VALUE!"},{"$error":"#VALUE!"}]
["","","","","","",{"$error":"#VALUE!"},{"$error":"#VALUE!"}]
["","","","","","",{"$error":"#VALUE!"},{"$error":"#VALUE!"}]
["","","","","","",{"$error":"#VALUE!"},{"$error":"#VALUE!"}]
["","","","","","",{"$error":"#VALUE!"},{"$error":"#VALUE!"}]
["","","","","","",{"$error":"#VALUE!"},{"$error":"#VALUE!"}]
["","","","","","",{"$error":"#VALUE!"},{"$error":"#VALUE!"}]
["","","","","","",{"$error":"#VALUE!"},{"$error":"#VALUE!"}]
["","","","","","",{"$error":"#VALUE!"},{"$error":"#VALUE!"}]
["","","","","","",{"$error":"#VALUE!"},{"$error":"#VALUE!"}]
["","","","","","",{"$error":"#VALUE!"},{"$error":"#VALUE!"}]
["","","","","","",{"$error":"#VALUE!"},{"$error":"#VALUE!"}]
["","","","","","",{"$error":"#VALUE!"},{"$error":"#VALUE!"}]
["","","","","","",{"$error":"#VALUE!"},{"$error":"#VALUE!"}]
["","","","","","",{"$error":"#VALUE!"},{"$error":"#VALUE!"}]
["","","","","","",{"$error":"#VALUE!"},{"$error":"#VALUE!"}]
["","","","","","",{"$error":"#VALUE!"},{"$error":"#VALUE!"}]
["","","","","","",{"$error":"#VALUE!"},{"$error":"#VALUE!"}]
["","","","","","",{"$error":"#VALUE!"},{"$error":"#VALUE!"}]
["","","","","","",{"$error":"#VALUE!"},{"$error":"#VALUE!"}]
["","","","","","",{"$error":"#VALUE!"},{"$error":"#VALUE!"}]
["","","","","","",{"$error":"#VALUE!"},{"$error":"#VALUE!"}]
["","","","","","",{"$error":"#VALUE!"},{"$error":"#VALUE!"}]
["","","","","","",{"$error":"#VALUE!"},{"$error":"#VALUE!"}]
["","","","","","",{"$error":"#VALUE!"},{"$error":"#VALUE!"}]
["","","","","","",{"$error":"#VALUE!"},{"$error":"#VALUE!"}]
["","","","","","",{"$error":"#VALUE!"},{"$error":"#VALUE!"}]
["","","","","","",{"$error":"#VALUE!"},{"$error":"#VALUE!"}]
["","","","","","",{"$error":"#VALUE!"},{"$error":"#VALUE!"}]
["","","","","","",{"$error":"#VALUE!"},{"$error":"#VALUE!"}]
["","","","","","",{"$error":"#VALUE!"},{"$error":"#VALUE!"}]
["","","","","","",{"$error":"#VALUE!"},{"$error":"#VALUE!"}]
["","","","","","",{"$error":"#VALUE!"},{"$error":"#VALUE!"}]
["","","","","","",{"$error":"#VALUE!"},{"$error":"#VALUE!"}]
["","","","","","",{"$error":"#VALUE!"},{"$error":"#VALUE!"}]
["","","","","","",{"$error":"#VALUE!"},{"$error":"#VALUE!"}]
["","","","","","",{"$error":"#VALUE!"},{"$error":"#VALUE!"}]
["","","","","","",{"$error":"#VALUE!"},{"$error":"#VALUE!"}]
["","","","","","",{"$error":"#VALUE!"},{"$error":"#VALUE!"}]
["","","","","","",{"$error":"#VALUE!"},{"$error":"#VALUE!"}]
["","","","","","",{"$error":"#VALUE!"},{"$error":"#VALUE!"}]
["","","","","","",{"$error":"#VALUE!"},{"$error":"#VALUE!"}]
["","","","","","",{"$error":"#VALUE!"},{"$error":"#VALUE!"}]
["","","","","","",{"$error":"#VALUE!"},{"$error":"#VALUE!"}]
["","","","","","",{"$error":"#VALUE!"},{"$error":"#VALUE!"}]
["","","","","","",{"$error":"#VALUE!"},{"$error":"#VALUE!"}]
["","","","","","",{"$error":"#VALUE!"},{"$error":"#VALUE!"}]
["","","","","","",{"$error":"#VALUE!"},{"$error":"#VALUE!"}]
["","","","","","",{"$error":"#VALUE!"},{"$error":"#VALUE!"}]
["","","","","","",{"$error":"#VALUE!"},{"$error":"#VALUE!"}]
["","","","","","",{"$error":"#VALUE!"},{"$error":"#VALUE!"}]
["","","","","","",{"$error":"#VALUE!"},{"$error":"#VALUE!"}]
["","","","","","",{"$error":"#VALUE!"},{"$error":"#VALUE!"}]
["","","","","","",{"$error":"#VALUE!"},{"$error":"#VALUE!"}]
["","","","","","",{"$error":"#VALUE!"},{"$error":"#VALUE!"}]
["","","",{"$f":"IF(A341<>\"\",MOD(B341,24)/24,\"\")","v":""},"","",{"$f":"ABS(0.5*1.025*1*(F341^3))","v":{"$error":"#VALUE!"}},{"$f":"G341*$B$13","v":{"$error":"#VALUE!"}}]
[{"$f":"IF(IF(A341<>\"\",A341+1<=$B$16,0),A341+1,\"\")","v":""},{"$f":"IF(A342<>\"\",A342*$B$13,\"\")","v":""},{"$f":"IF(A342<>\"\",ROUNDDOWN(A342*$B$13/24,0),\"\")","v":""},"",{"$f":"IF(A342<>\"\",($B$4+$B$5)/2+($B$5-$B$4)/2*COS(2*PI()/$B$15*B342),\"\")","v":""},{"$f":"IF(A342<>\"\",E342*COS(2*PI()/$B$7*B342),\"\")","v":""},{"$error":"#VALUE!"},{"$error":"#VALUE!"}]
["","","","","","",{"$error":"#VALUE!"},{"$error":"#VALUE!"}]
["","","","","","",{"$error":"#VALUE!"},{"$error":"#VALUE!"}]
["","","","","","",{"$error":"#VALUE!"},{"$error":"#VALUE!"}]
["","","","","","",{"$error":"#VALUE!"},{"$error":"#VALUE!"}]
["","","","","","",{"$error":"#VALUE!"},{"$error":"#VALUE!"}]
["","","","","","",{"$error":"#VALUE!"},{"$error":"#VALUE!"}]
["","","","","","",{"$error":"#VALUE!"},{"$error":"#VALUE!"}]
["","","","","","",{"$error":"#VALUE!"},{"$error":"#VALUE!"}]
["","","","","","",{"$error":"#VALUE!"},{"$error":"#VALUE!"}]
["","","","","","",{"$error":"#VALUE!"},{"$error":"#VALUE!"}]
["","","","","","",{"$error":"#VALUE!"},{"$error":"#VALUE!"}]
["","","","","","",{"$error":"#VALUE!"},{"$error":"#VALUE!"}]
["","","","","","",{"$error":"#VALUE!"},{"$error":"#VALUE!"}]
["","","","","","",{"$error":"#VALUE!"},{"$error":"#VALUE!"}]
["","","","","","",{"$error":"#VALUE!"},{"$error":"#VALUE!"}]
["","","","","","",{"$error":"#VALUE!"},{"$error":"#VALUE!"}]
["","","","","","",{"$error":"#VALUE!"},{"$error":"#VALUE!"}]
["","","","","","",{"$error":"#VALUE!"},{"$error":"#VALUE!"}]
["","","","","","",{"$error":"#VALUE!"},{"$error":"#VALUE!"}]
["","","","","","",{"$error":"#VALUE!"},{"$error":"#VALUE!"}]
["","","","","","",{"$error":"#VALUE!"},{"$error":"#VALUE!"}]
["","","","","","",{"$error":"#VALUE!"},{"$error":"#VALUE!"}]
["","","","","","",{"$error":"#VALUE!"},{"$error":"#VALUE!"}]
["","","","","","",{"$error":"#VALUE!"},{"$error":"#VALUE!"}]
["","","","","","",{"$error":"#VALUE!"},{"$error":"#VALUE!"}]
["","","","","","",{"$error":"#VALUE!"},{"$error":"#VALUE!"}]
["","","","","","",{"$error":"#VALUE!"},{"$error":"#VALUE!"}]
["","","","","","",{"$error":"#VALUE!"},{"$error":"#VALUE!"}]
["","","","","","",{"$error":"#VALUE!"},{"$error":"#VALUE!"}]
["","","","","","",{"$error":"#VALUE!"},{"$error":"#VALUE!"}]
["","","","","","",{"$error":"#VALUE!"},{"$error":"#VALUE!"}]
["","","","","","",{"$error":"#VALUE!"},{"$error":"#VALUE!"}]
["","","","","","",{"$error":"#VALUE!"},{"$error":"#VALUE!"}]
["","","","","","",{"$error":"#VALUE!"},{"$error":"#VALUE!"}]
["","","","","","",{"$error":"#VALUE!"},{"$error":"#VALUE!"}]
["","","","","","",{"$error":"#VALUE!"},{"$error":"#VALUE!"}]
["","","","","","",{"$error":"#VALUE!"},{"$error":"#VALUE!"}]
["","","","","","",{"$error":"#VALUE!"},{"$error":"#VALUE!"}]
["","","","","","",{"$error":"#VALUE!"},{"$error":"#VALUE!"}]
["","","","","","",{"$error":"#VALUE!"},{"$error":"#VALUE!"}]
["","","","","","",{"$error":"#VALUE!"},{"$error":"#VALUE!"}]
["","","","","","",{"$error":"#VALUE!"},{"$error":"#VALUE!"}]
["","","","","","",{"$error":"#VALUE!"},{"$error":"#VALUE!"}]
["","","","","","",{"$error":"#VALUE!"},{"$error":"#VALUE!"}]
["","","","","","",{"$error":"#VALUE!"},{"$error":"#VALUE!"}]
["","","","","","",{"$error":"#VALUE!"},{"$error":"#VALUE!"}]
["","","","","","",{"$error":"#VALUE!"},{"$error":"#VALUE!"}]
["","","","","","",{"$error":"#VALUE!"},{"$error":"#VALUE!"}]
["","","","","","",{"$error":"#VALUE!"},{"$error":"#VALUE!"}]
["","","","","","",{"$error":"#VALUE!"},{"$error":"#VALUE!"}]
["","","","","","",{"$error":"#VALUE!"},{"$error":"#VALUE!"}]
["","","","","","",{"$error":"#VALUE!"},{"$error":"#VALUE!"}]
["","","","","","",{"$error":"#VALUE!"},{"$error":"#VALUE!"}]
["","","","","","",{"$error":"#VALUE!"},{"$error":"#VALUE!"}]
["","","","","","",{"$error":"#VALUE!"},{"$error":"#VALUE!"}]
["","","","","","",{"$error":"#VALUE!"},{"$error":"#VALUE!"}]
["","","","","","",{"$error":"#VALUE!"},{"$error":"#VALUE!"}]
["","","","","","",{"$error":"#VALUE!"},{"$error":"#VALUE!"}]
["","","","","","",{"$error":"#VALUE!"},{"$error":"#VALUE!"}]
["","","","","","",{"$error":"#VALUE!"},{"$error":"#VALUE!"}]
["","","","","","",{"$error":"#VALUE!"},{"$error":"#VALUE!"}]
["","","","","","",{"$error":"#VALUE!"},{"$error":"#VALUE!"}]
["","","",{"$f":"IF(A405<>\"\",MOD(B405,24)/24,\"\")","v":""},"","",{"$f":"ABS(0.5*1.025*1*(F405^3))","v":{"$error":"#VALUE!"}},{"$f":"G405*$B$13","v":{"$error":"#VALUE!"}}]
[{"$f":"IF(IF(A405<>\"\",A405+1<=$B$16,0),A405+1,\"\")","v":""},{"$f":"IF(A406<>\"\",A406*$B$13,\"\")","v":""},{"$f":"IF(A406<>\"\",ROUNDDOWN(A406*$B$13/24,0),\"\")","v":""},"",{"$f":"IF(A406<>\"\",($B$4+$B$5)/2+($B$5-$B$4)/2*COS(2*PI()/$B$15*B406),\"\")","v":""},{"$f":"IF(A406<>\"\",E406*COS(2*PI()/$B$7*B406),\"\")","v":""},{"$error":"#VALUE!"},{"$error":"#VALUE!"}]
["","","","","","",{"$error":"#VALUE!"},{"$error":"#VALUE!"}]
["","","","","","",{"$error":"#VALUE!"},{"$error":"#VALUE!"}]
["","","","","","",{"$error":"#VALUE!"},{"$error":"#VALUE!"}]
["","","","","","",{"$error":"#VALUE!"},{"$error":"#VALUE!"}]
["","","","","","",{"$error":"#VALUE!"},{"$error":"#VALUE!"}]
["","","","","","",{"$error":"#VALUE!"},{"$error":"#VALUE!"}]
["","","","","","",{"$error":"#VALUE!"},{"$error":"#VALUE!"}]
["","","","","","",{"$error":"#VALUE!"},{"$error":"#VALUE!"}]
["","","","","","",{"$error":"#VALUE!"},{"$error":"#VALUE!"}]
["","","","","","",{"$error":"#VALUE!"},{"$error":"#VALUE!"}]
["","","","","","",{"$error":"#VALUE!"},{"$error":"#VALUE!"}]
["","","","","","",{"$error":"#VALUE!"},{"$error":"#VALUE!"}]
["","","","","","",{"$error":"#VALUE!"},{"$error":"#VALUE!"}]
["","","","","","",{"$error":"#VALUE!"},{"$error":"#VALUE!"}]
["","","","","","",{"$error":"#VALUE!"},{"$error":"#VALUE!"}]
["","","","","","",{"$error":"#VALUE!"},{"$error":"#VALUE!"}]
["","","","","","",{"$error":"#VALUE!"},{"$error":"#VALUE!"}]
["","","","","","",{"$error":"#VALUE!"},{"$error":"#VALUE!"}]
["","","","","","",{"$error":"#VALUE!"},{"$error":"#VALUE!"}]
["","","","","","",{"$error":"#VALUE!"},{"$error":"#VALUE!"}]
["","","","","","",{"$error":"#VALUE!"},{"$error":"#VALUE!"}]
["","","","","","",{"$error":"#VALUE!"},{"$error":"#VALUE!"}]
["","","","","","",{"$error":"#VALUE!"},{"$error":"#VALUE!"}]
["","","","","","",{"$error":"#VALUE!"},{"$error":"#VALUE!"}]
["","","","","","",{"$error":"#VALUE!"},{"$error":"#VALUE!"}]
["","","","","","",{"$error":"#VALUE!"},{"$error":"#VALUE!"}]
["","","","","","",{"$error":"#VALUE!"},{"$error":"#VALUE!"}]
["","","","","","",{"$error":"#VALUE!"},{"$error":"#VALUE!"}]
["","","","","","",{"$error":"#VALUE!"},{"$error":"#VALUE!"}]
["","","","","","",{"$error":"#VALUE!"},{"$error":"#VALUE!"}]
["","","","","","",{"$error":"#VALUE!"},{"$error":"#VALUE!"}]
["","","","","","",{"$error":"#VALUE!"},{"$error":"#VALUE!"}]
["","","","","","",{"$error":"#VALUE!"},{"$error":"#VALUE!"}]
["","","","","","",{"$error":"#VALUE!"},{"$error":"#VALUE!"}]
["","","","","","",{"$error":"#VALUE!"},{"$error":"#VALUE!"}]
["","","","","","",{"$error":"#VALUE!"},{"$error":"#VALUE!"}]
["","","","","","",{"$error":"#VALUE!"},{"$error":"#VALUE!"}]
["","","","","","",{"$error":"#VALUE!"},{"$error":"#VALUE!"}]
["","","","","","",{"$error":"#VALUE!"},{"$error":"#VALUE!"}]
["","","","","","",{"$error":"#VALUE!"},{"$error":"#VALUE!"}]
["","","","","","",{"$error":"#VALUE!"},{"$error":"#VALUE!"}]
["","","","","","",{"$error":"#VALUE!"},{"$error":"#VALUE!"}]
["","","","","","",{"$error":"#VALUE!"},{"$error":"#VALUE!"}]
["","","","","","",{"$error":"#VALUE!"},{"$error":"#VALUE!"}]
["","","","","","",{"$error":"#VALUE!"},{"$error":"#VALUE!"}]
["","","","","","",{"$error":"#VALUE!"},{"$error":"#VALUE!"}]
["","","","","","",{"$error":"#VALUE!"},{"$error":"#VALUE!"}]
["","","","","","",{"$error":"#VALUE!"},{"$error":"#VALUE!"}]
["","","","","","",{"$error":"#VALUE!"},{"$error":"#VALUE!"}]
["","","","","","",{"$error":"#VALUE!"},{"$error":"#VALUE!"}]
["","","","","","",{"$error":"#VALUE!"},{"$error":"#VALUE!"}]
["","","","","","",{"$error":"#VALUE!"},{"$error":"#VALUE!"}]
["","","","","","",{"$error":"#VALUE!"},{"$error":"#VALUE!"}]
["","","","","","",{"$error":"#VALUE!"},{"$error":"#VALUE!"}]
["","","","","","",{"$error":"#VALUE!"},{"$error":"#VALUE!"}]
["","","","","","",{"$error":"#VALUE!"},{"$error":"#VALUE!"}]
["","","","","","",{"$error":"#VALUE!"},{"$error":"#VALUE!"}]
["","","","","","",{"$error":"#VALUE!"},{"$error":"#VALUE!"}]
["","","","","","",{"$error":"#VALUE!"},{"$error":"#VALUE!"}]
["","","","","","",{"$error":"#VALUE!"},{"$error":"#VALUE!"}]
["","","","","","",{"$error":"#VALUE!"},{"$error":"#VALUE!"}]
["","","","","","",{"$error":"#VALUE!"},{"$error":"#VALUE!"}]
["","","",{"$f":"IF(A469<>\"\",MOD(B469,24)/24,\"\")","v":""},"","",{"$f":"ABS(0.5*1.025*1*(F469^3))","v":{"$error":"#VALUE!"}},{"$f":"G469*$B$13","v":{"$error":"#VALUE!"}}]
[{"$f":"IF(IF(A469<>\"\",A469+1<=$B$16,0),A469+1,\"\")","v":""},{"$f":"IF(A470<>\"\",A470*$B$13,\"\")","v":""},{"$f":"IF(A470<>\"\",ROUNDDOWN(A470*$B$13/24,0),\"\")","v":""},"",{"$f":"IF(A470<>\"\",($B$4+$B$5)/2+($B$5-$B$4)/2*COS(2*PI()/$B$15*B470),\"\")","v":""},{"$f":"IF(A470<>\"\",E470*COS(2*PI()/$B$7*B470),\"\")","v":""},{"$error":"#VALUE!"},{"$error":"#VALUE!"}]
["","","","","","",{"$error":"#VALUE!"},{"$error":"#VALUE!"}]
["","","","","","",{"$error":"#VALUE!"},{"$error":"#VALUE!"}]
["","","","","","",{"$error":"#VALUE!"},{"$error":"#VALUE!"}]
["","","","","","",{"$error":"#VALUE!"},{"$error":"#VALUE!"}]
["","","","","","",{"$error":"#VALUE!"},{"$error":"#VALUE!"}]
["","","","","","",{"$error":"#VALUE!"},{"$error":"#VALUE!"}]
["","","","","","",{"$error":"#VALUE!"},{"$error":"#VALUE!"}]
["","","","","","",{"$error":"#VALUE!"},{"$error":"#VALUE!"}]
["","","","","","",{"$error":"#VALUE!"},{"$error":"#VALUE!"}]
["","","","","","",{"$error":"#VALUE!"},{"$error":"#VALUE!"}]
["","","","","","",{"$error":"#VALUE!"},{"$error":"#VALUE!"}]
["","","","","","",{"$error":"#VALUE!"},{"$error":"#VALUE!"}]
["","","","","","",{"$error":"#VALUE!"},{"$error":"#VALUE!"}]
["","","","","","",{"$error":"#VALUE!"},{"$error":"#VALUE!"}]
["","","","","","",{"$error":"#VALUE!"},{"$error":"#VALUE!"}]
["","","","","","",{"$error":"#VALUE!"},{"$error":"#VALUE!"}]
["","","","","","",{"$error":"#VALUE!"},{"$error":"#VALUE!"}]
["","","","","","",{"$error":"#VALUE!"},{"$error":"#VALUE!"}]
["","","","","","",{"$error":"#VALUE!"},{"$error":"#VALUE!"}]
["","","","","","",{"$error":"#VALUE!"},{"$error":"#VALUE!"}]
["","","","","","",{"$error":"#VALUE!"},{"$error":"#VALUE!"}]
["","","","","","",{"$error":"#VALUE!"},{"$error":"#VALUE!"}]
["","","","","","",{"$error":"#VALUE!"},{"$error":"#VALUE!"}]
["","","","","","",{"$error":"#VALUE!"},{"$error":"#VALUE!"}]
["","","","","","",{"$error":"#VALUE!"},{"$error":"#VALUE!"}]
["","","","","","",{"$error":"#VALUE!"},{"$error":"#VALUE!"}]
["","","","","","",{"$error":"#VALUE!"},{"$error":"#VALUE!"}]
["","","","","","",{"$error":"#VALUE!"},{"$error":"#VALUE!"}]
["","","","","","",{"$error":"#VALUE!"},{"$error":"#VALUE!"}]
["","","","","","",{"$error":"#VALUE!"},{"$error":"#VALUE!"}]
["","","","","","",{"$error":"#VALUE!"},{"$error":"#VALUE!"}]
["","","","","","",{"$error":"#VALUE!"},{"$error":"#VALUE!"}]
["","","","","","",{"$error":"#VALUE!"},{"$error":"#VALUE!"}]
["","","","","","",{"$error":"#VALUE!"},{"$error":"#VALUE!"}]
["","","","","","",{"$error":"#VALUE!"},{"$error":"#VALUE!"}]
["","","","","","",{"$error":"#VALUE!"},{"$error":"#VALUE!"}]
["","","","","","",{"$error":"#VALUE!"},{"$error":"#VALUE!"}]
["","","","","","",{"$error":"#VALUE!"},{"$error":"#VALUE!"}]
["","","","","","",{"$error":"#VALUE!"},{"$error":"#VALUE!"}]
["","","","","","",{"$error":"#VALUE!"},{"$error":"#VALUE!"}]
["","","","","","",{"$error":"#VALUE!"},{"$error":"#VALUE!"}]
["","","","","","",{"$error":"#VALUE!"},{"$error":"#VALUE!"}]
["","","","","","",{"$error":"#VALUE!"},{"$error":"#VALUE!"}]
["","","","","","",{"$error":"#VALUE!"},{"$error":"#VALUE!"}]
["","","","","","",{"$error":"#VALUE!"},{"$error":"#VALUE!"}]
["","","","","","",{"$error":"#VALUE!"},{"$error":"#VALUE!"}]
["","","","","","",{"$error":"#VALUE!"},{"$error":"#VALUE!"}]
["","","","","","",{"$error":"#VALUE!"},{"$error":"#VALUE!"}]
["","","","","","",{"$error":"#VALUE!"},{"$error":"#VALUE!"}]
["","","","","","",{"$error":"#VALUE!"},{"$error":"#VALUE!"}]
["","","","","","",{"$error":"#VALUE!"},{"$error":"#VALUE!"}]
["","","","","","",{"$error":"#VALUE!"},{"$error":"#VALUE!"}]
["","","","","","",{"$error":"#VALUE!"},{"$error":"#VALUE!"}]
["","","","","","",{"$error":"#VALUE!"},{"$error":"#VALUE!"}]
["","","","","","",{"$error":"#VALUE!"},{"$error":"#VALUE!"}]
["","","","","","",{"$error":"#VALUE!"},{"$error":"#VALUE!"}]
["","","","","","",{"$error":"#VALUE!"},{"$error":"#VALUE!"}]
["","","","","","",{"$error":"#VALUE!"},{"$error":"#VALUE!"}]
["","","","","","",{"$error":"#VALUE!"},{"$error":"#VALUE!"}]
["","","","","","",{"$error":"#VALUE!"},{"$error":"#VALUE!"}]
["","","","","","",{"$error":"#VALUE!"},{"$error":"#VALUE!"}]
["","","","","","",{"$error":"#VALUE!"},{"$error":"#VALUE!"}]
["","","",{"$f":"IF(A533<>\"\",MOD(B533,24)/24,\"\")","v":""},"","",{"$f":"ABS(0.5*1.025*1*(F533^3))","v":{"$error":"#VALUE!"}},{"$f":"G533*$B$13","v":{"$error":"#VALUE!"}}]
[{"$f":"IF(IF(A533<>\"\",A533+1<=$B$16,0),A533+1,\"\")","v":""},{"$f":"IF(A534<>\"\",A534*$B$13,\"\")","v":""},{"$f":"IF(A534<>\"\",ROUNDDOWN(A534*$B$13/24,0),\"\")","v":""},"",{"$f":"IF(A534<>\"\",($B$4+$B$5)/2+($B$5-$B$4)/2*COS(2*PI()/$B$15*B534),\"\")","v":""},{"$f":"IF(A534<>\"\",E534*COS(2*PI()/$B$7*B534),\"\")","v":""},{"$error":"#VALUE!"},{"$error":"#VALUE!"}]
["","","","","","",{"$error":"#VALUE!"},{"$error":"#VALUE!"}]
["","","","","","",{"$error":"#VALUE!"},{"$error":"#VALUE!"}]
["","","","","","",{"$error":"#VALUE!"},{"$error":"#VALUE!"}]
["","","","","","",{"$error":"#VALUE!"},{"$error":"#VALUE!"}]
["","","","","","",{"$error":"#VALUE!"},{"$error":"#VALUE!"}]
["","","","","","",{"$error":"#VALUE!"},{"$error":"#VALUE!"}]
["","","","","","",{"$error":"#VALUE!"},{"$error":"#VALUE!"}]
["","","","","","",{"$error":"#VALUE!"},{"$error":"#VALUE!"}]
["","","","","","",{"$error":"#VALUE!"},{"$error":"#VALUE!"}]
["","","","","","",{"$error":"#VALUE!"},{"$error":"#VALUE!"}]
["","","","","","",{"$error":"#VALUE!"},{"$error":"#VALUE!"}]
["","","","","","",{"$error":"#VALUE!"},{"$error":"#VALUE!"}]
["","","","","","",{"$error":"#VALUE!"},{"$error":"#VALUE!"}]
["","","","","","",{"$error":"#VALUE!"},{"$error":"#VALUE!"}]
["","","","","","",{"$error":"#VALUE!"},{"$error":"#VALUE!"}]
["","","","","","",{"$error":"#VALUE!"},{"$error":"#VALUE!"}]
["","","","","","",{"$error":"#VALUE!"},{"$error":"#VALUE!"}]
["","","","","","",{"$error":"#VALUE!"},{"$error":"#VALUE!"}]
["","","","","","",{"$error":"#VALUE!"},{"$error":"#VALUE!"}]
["","","","","","",{"$error":"#VALUE!"},{"$error":"#VALUE!"}]
["","","","","","",{"$error":"#VALUE!"},{"$error":"#VALUE!"}]
["","","","","","",{"$error":"#VALUE!"},{"$error":"#VALUE!"}]
["","","","","","",{"$error":"#VALUE!"},{"$error":"#VALUE!"}]
["","","","","","",{"$error":"#VALUE!"},{"$error":"#VALUE!"}]
["","","","","","",{"$error":"#VALUE!"},{"$error":"#VALUE!"}]
["","","","","","",{"$error":"#VALUE!"},{"$error":"#VALUE!"}]
["","","","","","",{"$error":"#VALUE!"},{"$error":"#VALUE!"}]
["","","","","","",{"$error":"#VALUE!"},{"$error":"#VALUE!"}]
["","","","","","",{"$error":"#VALUE!"},{"$error":"#VALUE!"}]
["","","","","","",{"$error":"#VALUE!"},{"$error":"#VALUE!"}]
["","","","","","",{"$error":"#VALUE!"},{"$error":"#VALUE!"}]
["","","","","","",{"$error":"#VALUE!"},{"$error":"#VALUE!"}]
["","","","","","",{"$error":"#VALUE!"},{"$error":"#VALUE!"}]
["","","","","","",{"$error":"#VALUE!"},{"$error":"#VALUE!"}]
["","","","","","",{"$error":"#VALUE!"},{"$error":"#VALUE!"}]
["","","","","","",{"$error":"#VALUE!"},{"$error":"#VALUE!"}]
["","","","","","",{"$error":"#VALUE!"},{"$error":"#VALUE!"}]
["","","","","","",{"$error":"#VALUE!"},{"$error":"#VALUE!"}]
["","","","","","",{"$error":"#VALUE!"},{"$error":"#VALUE!"}]
["","","","","","",{"$error":"#VALUE!"},{"$error":"#VALUE!"}]
["","","","","","",{"$error":"#VALUE!"},{"$error":"#VALUE!"}]
["","","","","","",{"$error":"#VALUE!"},{"$error":"#VALUE!"}]
["","","","","","",{"$error":"#VALUE!"},{"$error":"#VALUE!"}]
["","","","","","",{"$error":"#VALUE!"},{"$error":"#VALUE!"}]
["","","","","","",{"$error":"#VALUE!"},{"$error":"#VALUE!"}]
["","","","","","",{"$error":"#VALUE!"},{"$error":"#VALUE!"}]
["","","","","","",{"$error":"#VALUE!"},{"$error":"#VALUE!"}]
["","","","","","",{"$error":"#VALUE!"},{"$error":"#VALUE!"}]
["","","","","","",{"$error":"#VALUE!"},{"$error":"#VALUE!"}]
["","","","","","",{"$error":"#VALUE!"},{"$error":"#VALUE!"}]
["","","","","","",{"$error":"#VALUE!"},{"$error":"#VALUE!"}]
["","","","","","",{"$error":"#VALUE!"},{"$error":"#VALUE!"}]
["","","","","","",{"$error":"#VALUE!"},{"$error":"#VALUE!"}]
["","","","","","",{"$error":"#VALUE!"},{"$error":"#VALUE!"}]
["","","","","","",{"$error":"#VALUE!"},{"$error":"#VALUE!"}]
["","","","","","",{"$error":"#VALUE!"},{"$error":"#VALUE!"}]
["","","","","","",{"$error":"#VALUE!"},{"$error":"#VALUE!"}]
["","","","","","",{"$error":"#VALUE!"},{"$error":"#VALUE!"}]
["","","","","","",{"$error":"#VALUE!"},{"$error":"#VALUE!"}]
["","","","","","",{"$error":"#VALUE!"},{"$error":"#VALUE!"}]
["","","","","","",{"$error":"#VALUE!"},{"$error":"#VALUE!"}]
["","","","","","",{"$error":"#VALUE!"},{"$error":"#VALUE!"}]
["","","",{"$f":"IF(A597<>\"\",MOD(B597,24)/24,\"\")","v":""},"","",{"$f":"ABS(0.5*1.025*1*(F597^3))","v":{"$error":"#VALUE!"}},{"$f":"G597*$B$13","v":{"$error":"#VALUE!"}}]
[{"$f":"IF(IF(A597<>\"\",A597+1<=$B$16,0),A597+1,\"\")","v":""},{"$f":"IF(A598<>\"\",A598*$B$13,\"\")","v":""},{"$f":"IF(A598<>\"\",ROUNDDOWN(A598*$B$13/24,0),\"\")","v":""},"",{"$f":"IF(A598<>\"\",($B$4+$B$5)/2+($B$5-$B$4)/2*COS(2*PI()/$B$15*B598),\"\")","v":""},{"$f":"IF(A598<>\"\",E598*COS(2*PI()/$B$7*B598),\"\")","v":""},{"$error":"#VALUE!"},{"$error":"#VALUE!"}]
["","","","","","",{"$error":"#VALUE!"},{"$error":"#VALUE!"}]
["","","","","","",{"$error":"#VALUE!"},{"$error":"#VALUE!"}]
["","","","","","",{"$error":"#VALUE!"},{"$error":"#VALUE!"}]
["","","","","","",{"$error":"#VALUE!"},{"$error":"#VALUE!"}]
["","","","","","",{"$error":"#VALUE!"},{"$error":"#VALUE!"}]
["","","","","","",{"$error":"#VALUE!"},{"$error":"#VALUE!"}]
["","","","","","",{"$error":"#VALUE!"},{"$error":"#VALUE!"}]
["","","","","","",{"$error":"#VALUE!"},{"$error":"#VALUE!"}]
["","","","","","",{"$error":"#VALUE!"},{"$error":"#VALUE!"}]
["","","","","","",{"$error":"#VALUE!"},{"$error":"#VALUE!"}]
["","","","","","",{"$error":"#VALUE!"},{"$error":"#VALUE!"}]
["","","","","","",{"$error":"#VALUE!"},{"$error":"#VALUE!"}]
["","","","","","",{"$error":"#VALUE!"},{"$error":"#VALUE!"}]
["","","","","","",{"$error":"#VALUE!"},{"$error":"#VALUE!"}]
["","","","","","",{"$error":"#VALUE!"},{"$error":"#VALUE!"}]
["","","","","","",{"$error":"#VALUE!"},{"$error":"#VALUE!"}]
["","","","","","",{"$error":"#VALUE!"},{"$error":"#VALUE!"}]
["","","","","","",{"$error":"#VALUE!"},{"$error":"#VALUE!"}]
["","","","","","",{"$error":"#VALUE!"},{"$error":"#VALUE!"}]
["","","","","","",{"$error":"#VALUE!"},{"$error":"#VALUE!"}]
["","","","","","",{"$error":"#VALUE!"},{"$error":"#VALUE!"}]
["","","","","","",{"$error":"#VALUE!"},{"$error":"#VALUE!"}]
["","","","","","",{"$error":"#VALUE!"},{"$error":"#VALUE!"}]
["","","","","","",{"$error":"#VALUE!"},{"$error":"#VALUE!"}]
["","","","","","",{"$error":"#VALUE!"},{"$error":"#VALUE!"}]
["","","","","","",{"$error":"#VALUE!"},{"$error":"#VALUE!"}]
["","","","","","",{"$error":"#VALUE!"},{"$error":"#VALUE!"}]
["","","","","","",{"$error":"#VALUE!"},{"$error":"#VALUE!"}]
["","","","","","",{"$error":"#VALUE!"},{"$error":"#VALUE!"}]
["","","","","","",{"$error":"#VALUE!"},{"$error":"#VALUE!"}]
["","","","","","",{"$error":"#VALUE!"},{"$error":"#VALUE!"}]
["","","","","","",{"$error":"#VALUE!"},{"$error":"#VALUE!"}]
["","","","","","",{"$error":"#VALUE!"},{"$error":"#VALUE!"}]
["","","","","","",{"$error":"#VALUE!"},{"$error":"#VALUE!"}]
["","","","","","",{"$error":"#VALUE!"},{"$error":"#VALUE!"}]
["","","","","","",{"$error":"#VALUE!"},{"$error":"#VALUE!"}]
["","","","","","",{"$error":"#VALUE!"},{"$error":"#VALUE!"}]
["","","","","","",{"$error":"#VALUE!"},{"$error":"#VALUE!"}]
["","","","","","",{"$error":"#VALUE!"},{"$error":"#VALUE!"}]
["","","","","","",{"$error":"#VALUE!"},{"$error":"#VALUE!"}]
["","","","","","",{"$error":"#VALUE!"},{"$error":"#VALUE!"}]
["","","","","","",{"$error":"#VALUE!"},{"$error":"#VALUE!"}]
["","","","","","",{"$error":"#VALUE!"},{"$error":"#VALUE!"}]
["","","","","","",{"$error":"#VALUE!"},{"$error":"#VALUE!"}]
["","","","","","",{"$error":"#VALUE!"},{"$error":"#VALUE!"}]
["","","","","","",{"$error":"#VALUE!"},{"$error":"#VALUE!"}]
["","","","","","",{"$error":"#VALUE!"},{"$error":"#VALUE!"}]
["","","","","","",{"$error":"#VALUE!"},{"$error":"#VALUE!"}]
["","","","","","",{"$error":"#VALUE!"},{"$error":"#VALUE!"}]
["","","","","","",{"$error":"#VALUE!"},{"$error":"#VALUE!"}]
["","","","","","",{"$error":"#VALUE!"},{"$error":"#VALUE!"}]
["","","","","","",{"$error":"#VALUE!"},{"$error":"#VALUE!"}]
["","","","","","",{"$error":"#VALUE!"},{"$error":"#VALUE!"}]
["","","","","","",{"$error":"#VALUE!"},{"$error":"#VALUE!"}]
["","","","","","",{"$error":"#VALUE!"},{"$error":"#VALUE!"}]
["","","","","","",{"$error":"#VALUE!"},{"$error":"#VALUE!"}]
["","","","","","",{"$error":"#VALUE!"},{"$error":"#VALUE!"}]
["","","","","","",{"$error":"#VALUE!"},{"$error":"#VALUE!"}]
["","","","","","",{"$error":"#VALUE!"},{"$error":"#VALUE!"}]
["","","","","","",{"$error":"#VALUE!"},{"$error":"#VALUE!"}]
["","","","","","",{"$error":"#VALUE!"},{"$error":"#VALUE!"}]
["","","","","","",{"$error":"#VALUE!"},{"$error":"#VALUE!"}]
["","","",{"$f":"IF(A661<>\"\",MOD(B661,24)/24,\"\")","v":""},"","",{"$f":"ABS(0.5*1.025*1*(F661^3))","v":{"$error":"#VALUE!"}},{"$f":"G661*$B$13","v":{"$error":"#VALUE!"}}]
[{"$f":"IF(IF(A661<>\"\",A661+1<=$B$16,0),A661+1,\"\")","v":""},{"$f":"IF(A662<>\"\",A662*$B$13,\"\")","v":""},{"$f":"IF(A662<>\"\",ROUNDDOWN(A662*$B$13/24,0),\"\")","v":""},"",{"$f":"IF(A662<>\"\",($B$4+$B$5)/2+($B$5-$B$4)/2*COS(2*PI()/$B$15*B662),\"\")","v":""},{"$f":"IF(A662<>\"\",E662*COS(2*PI()/$B$7*B662),\"\")","v":""},{"$error":"#VALUE!"},{"$error":"#VALUE!"}]
["","","","","","",{"$error":"#VALUE!"},{"$error":"#VALUE!"}]
["","","","","","",{"$error":"#VALUE!"},{"$error":"#VALUE!"}]
["","","","","","",{"$error":"#VALUE!"},{"$error":"#VALUE!"}]
["","","","","","",{"$error":"#VALUE!"},{"$error":"#VALUE!"}]
["","","","","","",{"$error":"#VALUE!"},{"$error":"#VALUE!"}]
["","","","","","",{"$error":"#VALUE!"},{"$error":"#VALUE!"}]
["","","","","","",{"$error":"#VALUE!"},{"$error":"#VALUE!"}]
["","","","","","",{"$error":"#VALUE!"},{"$error":"#VALUE!"}]
["","","","","","",{"$error":"#VALUE!"},{"$error":"#VALUE!"}]
["","","","","","",{"$error":"#VALUE!"},{"$error":"#VALUE!"}]
["","","","","","",{"$error":"#VALUE!"},{"$error":"#VALUE!"}]
["","","","","","",{"$error":"#VALUE!"},{"$error":"#VALUE!"}]
["","","","","","",{"$error":"#VALUE!"},{"$error":"#VALUE!"}]
["","","","","","",{"$error":"#VALUE!"},{"$error":"#VALUE!"}]
["","","","","","",{"$error":"#VALUE!"},{"$error":"#VALUE!"}]
["","","","","","",{"$error":"#VALUE!"},{"$error":"#VALUE!"}]
["","","","","","",{"$error":"#VALUE!"},{"$error":"#VALUE!"}]
["","","","","","",{"$error":"#VALUE!"},{"$error":"#VALUE!"}]
["","","","","","",{"$error":"#VALUE!"},{"$error":"#VALUE!"}]
["","","","","","",{"$error":"#VALUE!"},{"$error":"#VALUE!"}]
["","","","","","",{"$error":"#VALUE!"},{"$error":"#VALUE!"}]
["","","","","","",{"$error":"#VALUE!"},{"$error":"#VALUE!"}]
["","","","","","",{"$error":"#VALUE!"},{"$error":"#VALUE!"}]
["","","","","","",{"$error":"#VALUE!"},{"$error":"#VALUE!"}]
["","","","","","",{"$error":"#VALUE!"},{"$error":"#VALUE!"}]
["","","","","","",{"$error":"#VALUE!"},{"$error":"#VALUE!"}]
["","","","","","",{"$error":"#VALUE!"},{"$error":"#VALUE!"}]
["","","","","","",{"$error":"#VALUE!"},{"$error":"#VALUE!"}]
["","","","","","",{"$error":"#VALUE!"},{"$error":"#VALUE!"}]
["","","","","","",{"$error":"#VALUE!"},{"$error":"#VALUE!"}]
["","","","","","",{"$error":"#VALUE!"},{"$error":"#VALUE!"}]
["","","","","","",{"$error":"#VALUE!"},{"$error":"#VALUE!"}]
["","","","","","",{"$error":"#VALUE!"},{"$error":"#VALUE!"}]
["","","","","","",{"$error":"#VALUE!"},{"$error":"#VALUE!"}]
["","","","","","",{"$error":"#VALUE!"},{"$error":"#VALUE!"}]
["","","","","","",{"$error":"#VALUE!"},{"$error":"#VALUE!"}]
["","","","","","",{"$error":"#VALUE!"},{"$error":"#VALUE!"}]
["","","","","","",{"$error":"#VALUE!"},{"$error":"#VALUE!"}]
["","","","","","",{"$error":"#VALUE!"},{"$error":"#VALUE!"}]
["","","","","","",{"$error":"#VALUE!"},{"$error":"#VALUE!"}]
["","","","","","",{"$error":"#VALUE!"},{"$error":"#VALUE!"}]
["","","","","","",{"$error":"#VALUE!"},{"$error":"#VALUE!"}]
["","","","","","",{"$error":"#VALUE!"},{"$error":"#VALUE!"}]
["","","","","","",{"$error":"#VALUE!"},{"$error":"#VALUE!"}]
["","","","","","",{"$error":"#VALUE!"},{"$error":"#VALUE!"}]
["","","","","","",{"$error":"#VALUE!"},{"$error":"#VALUE!"}]
["","","","","","",{"$error":"#VALUE!"},{"$error":"#VALUE!"}]
["","","","","","",{"$error":"#VALUE!"},{"$error":"#VALUE!"}]
["","","","","","",{"$error":"#VALUE!"},{"$error":"#VALUE!"}]
["","","","","","",{"$error":"#VALUE!"},{"$error":"#VALUE!"}]
["","","","","","",{"$error":"#VALUE!"},{"$error":"#VALUE!"}]
["","","","","","",{"$error":"#VALUE!"},{"$error":"#VALUE!"}]
["","","","","","",{"$error":"#VALUE!"},{"$error":"#VALUE!"}]
["","","","","","",{"$error":"#VALUE!"},{"$error":"#VALUE!"}]
["","","","","","",{"$error":"#VALUE!"},{"$error":"#VALUE!"}]
["","","","","","",{"$error":"#VALUE!"},{"$error":"#VALUE!"}]
["","","","","","",{"$error":"#VALUE!"},{"$error":"#VALUE!"}]
["","","","","","",{"$error":"#VALUE!"},{"$error":"#VALUE!"}]
["","","","","","",{"$error":"#VALUE!"},{"$error":"#VALUE!"}]
["","","","","","",{"$error":"#VALUE!"},{"$error":"#VALUE!"}]
["","","","","","",{"$error":"#VALUE!"},{"$error":"#VALUE!"}]
["","","","","","",{"$error":"#VALUE!"},{"$error":"#VALUE!"}]
["","","",{"$f":"IF(A725<>\"\",MOD(B725,24)/24,\"\")","v":""},"","",{"$f":"ABS(0.5*1.025*1*(F725^3))","v":{"$error":"#VALUE!"}},{"$f":"G725*$B$13","v":{"$error":"#VALUE!"}}]
[{"$f":"IF(IF(A725<>\"\",A725+1<=$B$16,0),A725+1,\"\")","v":""},{"$f":"IF(A726<>\"\",A726*$B$13,\"\")","v":""},{"$f":"IF(A726<>\"\",ROUNDDOWN(A726*$B$13/24,0),\"\")","v":""},"",{"$f":"IF(A726<>\"\",($B$4+$B$5)/2+($B$5-$B$4)/2*COS(2*PI()/$B$15*B726),\"\")","v":""},{"$f":"IF(A726<>\"\",E726*COS(2*PI()/$B$7*B726),\"\")","v":""},{"$error":"#VALUE!"},{"$error":"#VALUE!"}]
["","","","","","",{"$error":"#VALUE!"},{"$error":"#VALUE!"}]
["","","","","","",{"$error":"#VALUE!"},{"$error":"#VALUE!"}]
["","","","","","",{"$error":"#VALUE!"},{"$error":"#VALUE!"}]
["","","","","","",{"$error":"#VALUE!"},{"$error":"#VALUE!"}]
["","","","","","",{"$error":"#VALUE!"},{"$error":"#VALUE!"}]
["","","","","","",{"$error":"#VALUE!"},{"$error":"#VALUE!"}]
["","","","","","",{"$error":"#VALUE!"},{"$error":"#VALUE!"}]
["","","","","","",{"$error":"#VALUE!"},{"$error":"#VALUE!"}]
["","","","","","",{"$error":"#VALUE!"},{"$error":"#VALUE!"}]
["","","","","","",{"$error":"#VALUE!"},{"$error":"#VALUE!"}]
["","","","","","",{"$error":"#VALUE!"},{"$error":"#VALUE!"}]
["","","","","","",{"$error":"#VALUE!"},{"$error":"#VALUE!"}]
["","","","","","",{"$error":"#VALUE!"},{"$error":"#VALUE!"}]
["","","","","","",{"$error":"#VALUE!"},{"$error":"#VALUE!"}]
["","","","","","",{"$error":"#VALUE!"},{"$error":"#VALUE!"}]
["","","","","","",{"$error":"#VALUE!"},{"$error":"#VALUE!"}]
["","","","","","",{"$error":"#VALUE!"},{"$error":"#VALUE!"}]
["","","","","","",{"$error":"#VALUE!"},{"$error":"#VALUE!"}]
["","","","","","",{"$error":"#VALUE!"},{"$error":"#VALUE!"}]
["","","","","","",{"$error":"#VALUE!"},{"$error":"#VALUE!"}]
["","","","","","",{"$error":"#VALUE!"},{"$error":"#VALUE!"}]
["","","","","","",{"$error":"#VALUE!"},{"$error":"#VALUE!"}]
["","","","","","",{"$error":"#VALUE!"},{"$error":"#VALUE!"}]
["","","","","","",{"$error":"#VALUE!"},{"$error":"#VALUE!"}]
["","","","","","",{"$error":"#VALUE!"},{"$error":"#VALUE!"}]
["","","","","","",{"$error":"#VALUE!"},{"$error":"#VALUE!"}]
["","","","","","",{"$error":"#VALUE!"},{"$error":"#VALUE!"}]
["","","","","","",{"$error":"#VALUE!"},{"$error":"#VALUE!"}]
["","","","","","",{"$error":"#VALUE!"},{"$error":"#VALUE!"}]
["","","","","","",{"$error":"#VALUE!"},{"$error":"#VALUE!"}]
["","","","","","",{"$error":"#VALUE!"},{"$error":"#VALUE!"}]
["","","","","","",{"$error":"#VALUE!"},{"$error":"#VALUE!"}]
["","","","","","",{"$error":"#VALUE!"},{"$error":"#VALUE!"}]
["","","","","","",{"$error":"#VALUE!"},{"$error":"#VALUE!"}]
["","","","","","",{"$error":"#VALUE!"},{"$error":"#VALUE!"}]
["","","","","","",{"$error":"#VALUE!"},{"$error":"#VALUE!"}]
["","","","","","",{"$error":"#VALUE!"},{"$error":"#VALUE!"}]
["","","","","","",{"$error":"#VALUE!"},{"$error":"#VALUE!"}]
["","","","","","",{"$error":"#VALUE!"},{"$error":"#VALUE!"}]
["","","","","","",{"$error":"#VALUE!"},{"$error":"#VALUE!"}]
["","","","","","",{"$error":"#VALUE!"},{"$error":"#VALUE!"}]
["","","","","","",{"$error":"#VALUE!"},{"$error":"#VALUE!"}]
["","","","","","",{"$error":"#VALUE!"},{"$error":"#VALUE!"}]
["","","","","","",{"$error":"#VALUE!"},{"$error":"#VALUE!"}]
["","","","","","",{"$error":"#VALUE!"},{"$error":"#VALUE!"}]
["","","","","","",{"$error":"#VALUE!"},{"$error":"#VALUE!"}]
["","","","","","",{"$error":"#VALUE!"},{"$error":"#VALUE!"}]
["","","","","","",{"$error":"#VALUE!"},{"$error":"#VALUE!"}]
["","","","","","",{"$error":"#VALUE!"},{"$error":"#VALUE!"}]
["","","","","","",{"$error":"#VALUE!"},{"$error":"#VALUE!"}]
["","","","","","",{"$error":"#VALUE!"},{"$error":"#VALUE!"}]
["","","","","","",{"$error":"#VALUE!"},{"$error":"#VALUE!"}]
["","","","","","",{"$error":"#VALUE!"},{"$error":"#VALUE!"}]
["","","","","","",{"$error":"#VALUE!"},{"$error":"#VALUE!"}]
["","","","","","",{"$error":"#VALUE!"},{"$error":"#VALUE!"}]
["","","","","","",{"$error":"#VALUE!"},{"$error":"#VALUE!"}]
["","","","","","",{"$error":"#VALUE!"},{"$error":"#VALUE!"}]
["","","","","","",{"$error":"#VALUE!"},{"$error":"#VALUE!"}]
["","","","","","",{"$error":"#VALUE!"},{"$error":"#VALUE!"}]
["","","","","","",{"$error":"#VALUE!"},{"$error":"#VALUE!"}]
["","","","","","",{"$error":"#VALUE!"},{"$error":"#VALUE!"}]
["","","","","","",{"$error":"#VALUE!"},{"$error":"#VALUE!"}]
["","","",{"$f":"IF(A789<>\"\",MOD(B789,24)/24,\"\")","v":""},"","",{"$f":"ABS(0.5*1.025*1*(F789^3))","v":{"$error":"#VALUE!"}},{"$f":"G789*$B$13","v":{"$error":"#VALUE!"}}]
[{"$f":"IF(IF(A789<>\"\",A789+1<=$B$16,0),A789+1,\"\")","v":""},{"$f":"IF(A790<>\"\",A790*$B$13,\"\")","v":""},{"$f":"IF(A790<>\"\",ROUNDDOWN(A790*$B$13/24,0),\"\")","v":""},"",{"$f":"IF(A790<>\"\",($B$4+$B$5)/2+($B$5-$B$4)/2*COS(2*PI()/$B$15*B790),\"\")","v":""},{"$f":"IF(A790<>\"\",E790*COS(2*PI()/$B$7*B790),\"\")","v":""},{"$error":"#VALUE!"},{"$error":"#VALUE!"}]
["","","","","","",{"$error":"#VALUE!"},{"$error":"#VALUE!"}]
["","","","","","",{"$error":"#VALUE!"},{"$error":"#VALUE!"}]
["","","","","","",{"$error":"#VALUE!"},{"$error":"#VALUE!"}]
["","","","","","",{"$error":"#VALUE!"},{"$error":"#VALUE!"}]
["","","","","","",{"$error":"#VALUE!"},{"$error":"#VALUE!"}]
["","","","","","",{"$error":"#VALUE!"},{"$error":"#VALUE!"}]
["","","","","","",{"$error":"#VALUE!"},{"$error":"#VALUE!"}]
["","","","","","",{"$error":"#VALUE!"},{"$error":"#VALUE!"}]
["","","","","","",{"$error":"#VALUE!"},{"$error":"#VALUE!"}]
["","","","","","",{"$error":"#VALUE!"},{"$error":"#VALUE!"}]
["","","","","","",{"$error":"#VALUE!"},{"$error":"#VALUE!"}]
["","","","","","",{"$error":"#VALUE!"},{"$error":"#VALUE!"}]
["","","","","","",{"$error":"#VALUE!"},{"$error":"#VALUE!"}]
["","","","","","",{"$error":"#VALUE!"},{"$error":"#VALUE!"}]
["","","","","","",{"$error":"#VALUE!"},{"$error":"#VALUE!"}]
["","","","","","",{"$error":"#VALUE!"},{"$error":"#VALUE!"}]
["","","","","","",{"$error":"#VALUE!"},{"$error":"#VALUE!"}]
["","","","","","",{"$error":"#VALUE!"},{"$error":"#VALUE!"}]
["","","","","","",{"$error":"#VALUE!"},{"$error":"#VALUE!"}]
["","","","","","",{"$error":"#VALUE!"},{"$error":"#VALUE!"}]
["","","","","","",{"$error":"#VALUE!"},{"$error":"#VALUE!"}]
["","","","","","",{"$error":"#VALUE!"},{"$error":"#VALUE!"}]
["","","","","","",{"$error":"#VALUE!"},{"$error":"#VALUE!"}]
["","","","","","",{"$error":"#VALUE!"},{"$error":"#VALUE!"}]
["","","","","","",{"$error":"#VALUE!"},{"$error":"#VALUE!"}]
["","","","","","",{"$error":"#VALUE!"},{"$error":"#VALUE!"}]
["","","","","","",{"$error":"#VALUE!"},{"$error":"#VALUE!"}]
["","","","","","",{"$error":"#VALUE!"},{"$error":"#VALUE!"}]
["","","","","","",{"$error":"#VALUE!"},{"$error":"#VALUE!"}]
["","","","","","",{"$error":"#VALUE!"},{"$error":"#VALUE!"}]
["","","","","","",{"$error":"#VALUE!"},{"$error":"#VALUE!"}]
["","","","","","",{"$error":"#VALUE!"},{"$error":"#VALUE!"}]
["","","","","","",{"$error":"#VALUE!"},{"$error":"#VALUE!"}]
["","","","","","",{"$error":"#VALUE!"},{"$error":"#VALUE!"}]
["","","","","","",{"$error":"#VALUE!"},{"$error":"#VALUE!"}]
["","","","","","",{"$error":"#VALUE!"},{"$error":"#VALUE!"}]
["","","","","","",{"$error":"#VALUE!"},{"$error":"#VALUE!"}]
["","","","","","",{"$error":"#VALUE!"},{"$error":"#VALUE!"}]
["","","","","","",{"$error":"#VALUE!"},{"$error":"#VALUE!"}]
["","","","","","",{"$error":"#VALUE!"},{"$error":"#VALUE!"}]
["","","","","","",{"$error":"#VALUE!"},{"$error":"#VALUE!"}]
["","","","","","",{"$error":"#VALUE!"},{"$error":"#VALUE!"}]
["","","","","","",{"$error":"#VALUE!"},{"$error":"#VALUE!"}]
["","","","","","",{"$error":"#VALUE!"},{"$error":"#VALUE!"}]
["","","","","","",{"$error":"#VALUE!"},{"$error":"#VALUE!"}]
["","","","","","",{"$error":"#VALUE!"},{"$error":"#VALUE!"}]
["","","","","","",{"$error":"#VALUE!"},{"$error":"#VALUE!"}]
["","","","","","",{"$error":"#VALUE!"},{"$error":"#VALUE!"}]
["","","","","","",{"$error":"#VALUE!"},{"$error":"#VALUE!"}]
["","","","","","",{"$error":"#VALUE!"},{"$error":"#VALUE!"}]
["","","","","","",{"$error":"#VALUE!"},{"$error":"#VALUE!"}]
["","","","","","",{"$error":"#VALUE!"},{"$error":"#VALUE!"}]
["","","","","","",{"$error":"#VALUE!"},{"$error":"#VALUE!"}]
["","","","","","",{"$error":"#VALUE!"},{"$error":"#VALUE!"}]
["","","","","","",{"$error":"#VALUE!"},{"$error":"#VALUE!"}]
["","","","","","",{"$error":"#VALUE!"},{"$error":"#VALUE!"}]
["","","","","","",{"$error":"#VALUE!"},{"$error":"#VALUE!"}]
["","","","","","",{"$error":"#VALUE!"},{"$error":"#VALUE!"}]
["","","","","","",{"$error":"#VALUE!"},{"$error":"#VALUE!"}]
["","","","","","",{"$error":"#VALUE!"},{"$error":"#VALUE!"}]
["","","","","","",{"$error":"#VALUE!"},{"$error":"#VALUE!"}]
["","","","","","",{"$error":"#VALUE!"},{"$error":"#VALUE!"}]
["","","",{"$f":"IF(A853<>\"\",MOD(B853,24)/24,\"\")","v":""},"","",{"$f":"ABS(0.5*1.025*1*(F853^3))","v":{"$error":"#VALUE!"}},{"$f":"G853*$B$13","v":{"$error":"#VALUE!"}}]
[{"$f":"IF(IF(A853<>\"\",A853+1<=$B$16,0),A853+1,\"\")","v":""},{"$f":"IF(A854<>\"\",A854*$B$13,\"\")","v":""},{"$f":"IF(A854<>\"\",ROUNDDOWN(A854*$B$13/24,0),\"\")","v":""},"",{"$f":"IF(A854<>\"\",($B$4+$B$5)/2+($B$5-$B$4)/2*COS(2*PI()/$B$15*B854),\"\")","v":""},{"$f":"IF(A854<>\"\",E854*COS(2*PI()/$B$7*B854),\"\")","v":""},{"$error":"#VALUE!"},{"$error":"#VALUE!"}]
["","","","","","",{"$error":"#VALUE!"},{"$error":"#VALUE!"}]
["","","","","","",{"$error":"#VALUE!"},{"$error":"#VALUE!"}]
["","","","","","",{"$error":"#VALUE!"},{"$error":"#VALUE!"}]
["","","","","","",{"$error":"#VALUE!"},{"$error":"#VALUE!"}]
["","","","","","",{"$error":"#VALUE!"},{"$error":"#VALUE!"}]
["","","","","","",{"$error":"#VALUE!"},{"$error":"#VALUE!"}]
["","","","","","",{"$error":"#VALUE!"},{"$error":"#VALUE!"}]
["","","","","","",{"$error":"#VALUE!"},{"$error":"#VALUE!"}]
["","","","","","",{"$error":"#VALUE!"},{"$error":"#VALUE!"}]
["","","","","","",{"$error":"#VALUE!"},{"$error":"#VALUE!"}]
["","","","","","",{"$error":"#VALUE!"},{"$error":"#VALUE!"}]
["","","","","","",{"$error":"#VALUE!"},{"$error":"#VALUE!"}]
["","","","","","",{"$error":"#VALUE!"},{"$error":"#VALUE!"}]
["","","","","","",{"$error":"#VALUE!"},{"$error":"#VALUE!"}]
["","","","","","",{"$error":"#VALUE!"},{"$error":"#VALUE!"}]
["","","","","","",{"$error":"#VALUE!"},{"$error":"#VALUE!"}]
["","","","","","",{"$error":"#VALUE!"},{"$error":"#VALUE!"}]
["","","","","","",{"$error":"#VALUE!"},{"$error":"#VALUE!"}]
["","","","","","",{"$error":"#VALUE!"},{"$error":"#VALUE!"}]
["","","","","","",{"$error":"#VALUE!"},{"$error":"#VALUE!"}]
["","","","","","",{"$error":"#VALUE!"},{"$error":"#VALUE!"}]
["","","","","","",{"$error":"#VALUE!"},{"$error":"#VALUE!"}]
["","","","","","",{"$error":"#VALUE!"},{"$error":"#VALUE!"}]
["","","","","","",{"$error":"#VALUE!"},{"$error":"#VALUE!"}]
["","","","","","",{"$error":"#VALUE!"},{"$error":"#VALUE!"}]
["","","","","","",{"$error":"#VALUE!"},{"$error":"#VALUE!"}]
["","","","","","",{"$error":"#VALUE!"},{"$error":"#VALUE!"}]
["","","","","","",{"$error":"#VALUE!"},{"$error":"#VALUE!"}]
["","","","","","",{"$error":"#VALUE!"},{"$error":"#VALUE!"}]
["","","","","","",{"$error":"#VALUE!"},{"$error":"#VALUE!"}]
["","","","","","",{"$error":"#VALUE!"},{"$error":"#VALUE!"}]
["","","","","","",{"$error":"#VALUE!"},{"$error":"#VALUE!"}]
["","","","","","",{"$error":"#VALUE!"},{"$error":"#VALUE!"}]
["","","","","","",{"$error":"#VALUE!"},{"$error":"#VALUE!"}]
["","","","","","",{"$error":"#VALUE!"},{"$error":"#VALUE!"}]
["","","","","","",{"$error":"#VALUE!"},{"$error":"#VALUE!"}]
["","","","","","",{"$error":"#VALUE!"},{"$error":"#VALUE!"}]
["","","","","","",{"$error":"#VALUE!"},{"$error":"#VALUE!"}]
["","","","","","",{"$error":"#VALUE!"},{"$error":"#VALUE!"}]
["","","","","","",{"$error":"#VALUE!"},{"$error":"#VALUE!"}]
["","","","","","",{"$error":"#VALUE!"},{"$error":"#VALUE!"}]
["","","","","","",{"$error":"#VALUE!"},{"$error":"#VALUE!"}]
["","","","","","",{"$error":"#VALUE!"},{"$error":"#VALUE!"}]
["","","","","","",{"$error":"#VALUE!"},{"$error":"#VALUE!"}]
["","","","","","",{"$error":"#VALUE!"},{"$error":"#VALUE!"}]
["","","","","","",{"$error":"#VALUE!"},{"$error":"#VALUE!"}]
["","","","","","",{"$error":"#VALUE!"},{"$error":"#VALUE!"}]
["","","","","","",{"$error":"#VALUE!"},{"$error":"#VALUE!"}]
["","","","","","",{"$error":"#VALUE!"},{"$error":"#VALUE!"}]
["","","","","","",{"$error":"#VALUE!"},{"$error":"#VALUE!"}]
["","","","","","",{"$error":"#VALUE!"},{"$error":"#VALUE!"}]
["","","","","","",{"$error":"#VALUE!"},{"$error":"#VALUE!"}]
["","","","","","",{"$error":"#VALUE!"},{"$error":"#VALUE!"}]
["","","","","","",{"$error":"#VALUE!"},{"$error":"#VALUE!"}]
["","","","","","",{"$error":"#VALUE!"},{"$error":"#VALUE!"}]
["","","","","","",{"$error":"#VALUE!"},{"$error":"#VALUE!"}]
["","","","","","",{"$error":"#VALUE!"},{"$error":"#VALUE!"}]
["","","","","","",{"$error":"#VALUE!"},{"$error":"#VALUE!"}]
["","","","","","",{"$error":"#VALUE!"},{"$error":"#VALUE!"}]
["","","","","","",{"$error":"#VALUE!"},{"$error":"#VALUE!"}]
["","","","","","",{"$error":"#VALUE!"},{"$error":"#VALUE!"}]
["","","","","","",{"$error":"#VALUE!"},{"$error":"#VALUE!"}]
["","","",{"$f":"IF(A917<>\"\",MOD(B917,24)/24,\"\")","v":""},"","",{"$f":"ABS(0.5*1.025*1*(F917^3))","v":{"$error":"#VALUE!"}},{"$f":"G917*$B$13","v":{"$error":"#VALUE!"}}]
[{"$f":"IF(IF(A917<>\"\",A917+1<=$B$16,0),A917+1,\"\")","v":""},{"$f":"IF(A918<>\"\",A918*$B$13,\"\")","v":""},{"$f":"IF(A918<>\"\",ROUNDDOWN(A918*$B$13/24,0),\"\")","v":""},"",{"$f":"IF(A918<>\"\",($B$4+$B$5)/2+($B$5-$B$4)/2*COS(2*PI()/$B$15*B918),\"\")","v":""},{"$f":"IF(A918<>\"\",E918*COS(2*PI()/$B$7*B918),\"\")","v":""},{"$error":"#VALUE!"},{"$error":"#VALUE!"}]
["","","","","","",{"$error":"#VALUE!"},{"$error":"#VALUE!"}]
["","","","","","",{"$error":"#VALUE!"},{"$error":"#VALUE!"}]
["","","","","","",{"$error":"#VALUE!"},{"$error":"#VALUE!"}]
["","","","","","",{"$error":"#VALUE!"},{"$error":"#VALUE!"}]
["","","","","","",{"$error":"#VALUE!"},{"$error":"#VALUE!"}]
["","","","","","",{"$error":"#VALUE!"},{"$error":"#VALUE!"}]
["","","","","","",{"$error":"#VALUE!"},{"$error":"#VALUE!"}]
["","","","","","",{"$error":"#VALUE!"},{"$error":"#VALUE!"}]
["","","","","","",{"$error":"#VALUE!"},{"$error":"#VALUE!"}]
["","","","","","",{"$error":"#VALUE!"},{"$error":"#VALUE!"}]
["","","","","","",{"$error":"#VALUE!"},{"$error":"#VALUE!"}]
["","","","","","",{"$error":"#VALUE!"},{"$error":"#VALUE!"}]
["","","","","","",{"$error":"#VALUE!"},{"$error":"#VALUE!"}]
["","","","","","",{"$error":"#VALUE!"},{"$error":"#VALUE!"}]
["","","","","","",{"$error":"#VALUE!"},{"$error":"#VALUE!"}]
["","","","","","",{"$error":"#VALUE!"},{"$error":"#VALUE!"}]
["","","","","","",{"$error":"#VALUE!"},{"$error":"#VALUE!"}]
["","","","","","",{"$error":"#VALUE!"},{"$error":"#VALUE!"}]
["","","","","","",{"$error":"#VALUE!"},{"$error":"#VALUE!"}]
["","","","","","",{"$error":"#VALUE!"},{"$error":"#VALUE!"}]
["","","","","","",{"$error":"#VALUE!"},{"$error":"#VALUE!"}]
["","","","","","",{"$error":"#VALUE!"},{"$error":"#VALUE!"}]
["","","","","","",{"$error":"#VALUE!"},{"$error":"#VALUE!"}]
["","","","","","",{"$error":"#VALUE!"},{"$error":"#VALUE!"}]
["","","","","","",{"$error":"#VALUE!"},{"$error":"#VALUE!"}]
["","","","","","",{"$error":"#VALUE!"},{"$error":"#VALUE!"}]
["","","","","","",{"$error":"#VALUE!"},{"$error":"#VALUE!"}]
["","","","","","",{"$error":"#VALUE!"},{"$error":"#VALUE!"}]
["","","","","","",{"$error":"#VALUE!"},{"$error":"#VALUE!"}]
["","","","","","",{"$error":"#VALUE!"},{"$error":"#VALUE!"}]
["","","","","","",{"$error":"#VALUE!"},{"$error":"#VALUE!"}]
["","","","","","",{"$error":"#VALUE!"},{"$error":"#VALUE!"}]
["","","","","","",{"$error":"#VALUE!"},{"$error":"#VALUE!"}]
["","","","","","",{"$error":"#VALUE!"},{"$error":"#VALUE!"}]
["","","","","","",{"$error":"#VALUE!"},{"$error":"#VALUE!"}]
["","","","","","",{"$error":"#VALUE!"},{"$error":"#VALUE!"}]
["","","","","","",{"$error":"#VALUE!"},{"$error":"#VALUE!"}]
["","","","","","",{"$error":"#VALUE!"},{"$error":"#VALUE!"}]
["","","","","","",{"$error":"#VALUE!"},{"$error":"#VALUE!"}]
["","","","","","",{"$error":"#VALUE!"},{"$error":"#VALUE!"}]
["","","","","","",{"$error":"#VALUE!"},{"$error":"#VALUE!"}]
["","","","","","",{"$error":"#VALUE!"},{"$error":"#VALUE!"}]
["","","","","","",{"$error":"#VALUE!"},{"$error":"#VALUE!"}]
["","","","","","",{"$error":"#VALUE!"},{"$error":"#VALUE!"}]
["","","","","","",{"$error":"#VALUE!"},{"$error":"#VALUE!"}]
["","","","","","",{"$error":"#VALUE!"},{"$error":"#VALUE!"}]
["","","","","","",{"$error":"#VALUE!"},{"$error":"#VALUE!"}]
["","","","","","",{"$error":"#VALUE!"},{"$error":"#VALUE!"}]
["","","","","","",{"$error":"#VALUE!"},{"$error":"#VALUE!"}]
["","","","","","",{"$error":"#VALUE!"},{"$error":"#VALUE!"}]
["","","","","","",{"$error":"#VALUE!"},{"$error":"#VALUE!"}]
["","","","","","",{"$error":"#VALUE!"},{"$error":"#VALUE!"}]
["","","","","","",{"$error":"#VALUE!"},{"$error":"#VALUE!"}]
["","","","","","",{"$error":"#VALUE!"},{"$error":"#VALUE!"}]
["","","","","","",{"$error":"#VALUE!"},{"$error":"#VALUE!"}]
["","","","","","",{"$error":"#VALUE!"},{"$error":"#VALUE!"}]
["","","","","","",{"$error":"#VALUE!"},{"$error":"#VALUE!"}]
["","","","","","",{"$error":"#VALUE!"},{"$error":"#VALUE!"}]
["","","","","","",{"$error":"#VALUE!"},{"$error":"#VALUE!"}]
["","","","","","",{"$error":"#VALUE!"},{"$error":"#VALUE!"}]
["","","","","","",{"$error":"#VALUE!"},{"$error":"#VALUE!"}]
["","","","","","",{"$error":"#VALUE!"},{"$error":"#VALUE!"}]
["","","",{"$f":"IF(A981<>\"\",MOD(B981,24)/24,\"\")","v":""},"","",{"$f":"ABS(0.5*1.025*1*(F981^3))","v":{"$error":"#VALUE!"}},{"$f":"G981*$B$13","v":{"$error":"#VALUE!"}}]
[{"$f":"IF(IF(A981<>\"\",A981+1<=$B$16,0),A981+1,\"\")","v":""},{"$f":"IF(A982<>\"\",A982*$B$13,\"\")","v":""},{"$f":"IF(A982<>\"\",ROUNDDOWN(A982*$B$13/24,0),\"\")","v":""},"",{"$f":"IF(A982<>\"\",($B$4+$B$5)/2+($B$5-$B$4)/2*COS(2*PI()/$B$15*B982),\"\")","v":""},{"$f":"IF(A982<>\"\",E982*COS(2*PI()/$B$7*B982),\"\")","v":""},{"$error":"#VALUE!"},{"$error":"#VALUE!"}]
["","","","","","",{"$error":"#VALUE!"},{"$error":"#VALUE!"}]
["","","","","","",{"$error":"#VALUE!"},{"$error":"#VALUE!"}]
["","","","","","",{"$error":"#VALUE!"},{"$error":"#VALUE!"}]
["","","","","","",{"$error":"#VALUE!"},{"$error":"#VALUE!"}]
["","","","","","",{"$error":"#VALUE!"},{"$error":"#VALUE!"}]
["","","","","","",{"$error":"#VALUE!"},{"$error":"#VALUE!"}]
["","","","","","",{"$error":"#VALUE!"},{"$error":"#VALUE!"}]
["","","","","","",{"$error":"#VALUE!"},{"$error":"#VALUE!"}]
["","","","","","",{"$error":"#VALUE!"},{"$error":"#VALUE!"}]
["","","","","","",{"$error":"#VALUE!"},{"$error":"#VALUE!"}]
["","","","","","",{"$error":"#VALUE!"},{"$error":"#VALUE!"}]
["","","","","","",{"$error":"#VALUE!"},{"$error":"#VALUE!"}]
["","","","","","",{"$error":"#VALUE!"},{"$error":"#VALUE!"}]
["","","","","","",{"$error":"#VALUE!"},{"$error":"#VALUE!"}]
["","","","","","",{"$error":"#VALUE!"},{"$error":"#VALUE!"}]
["","","","","","",{"$error":"#VALUE!"},{"$error":"#VALUE!"}]
["","","","","","",{"$error":"#VALUE!"},{"$error":"#VALUE!"}]
["","","","","","",{"$error":"#VALUE!"},{"$error":"#VALUE!"}]
["","","","","","",{"$error":"#VALUE!"},{"$error":"#VALUE!"}]
["","","","","","",{"$error":"#VALUE!"},{"$error":"#VALUE!"}]
["","","","","","",{"$error":"#VALUE!"},{"$error":"#VALUE!"}]
["","","","","","",{"$error":"#VALUE!"},{"$error":"#VALUE!"}]
["","","","","","",{"$error":"#VALUE!"},{"$error":"#VALUE!"}]
["","","","","","",{"$error":"#VALUE!"},{"$error":"#VALUE!"}]
["","","","","","",{"$error":"#VALUE!"},{"$error":"#VALUE!"}]
["","","","","","",{"$error":"#VALUE!"},{"$error":"#VALUE!"}]
["","","","","","",{"$error":"#VALUE!"},{"$error":"#VALUE!"}]
["","","","","","",{"$error":"#VALUE!"},{"$error":"#VALUE!"}]
["","","","","","",{"$error":"#VALUE!"},{"$error":"#VALUE!"}]
["","","","","","",{"$error":"#VALUE!"},{"$error":"#VALUE!"}]
["","","","","","",{"$error":"#VALUE!"},{"$error":"#VALUE!"}]
["","","","","","",{"$error":"#VALUE!"},{"$error":"#VALUE!"}]
["","","","","","",{"$error":"#VALUE!"},{"$error":"#VALUE!"}]
["","","","","","",{"$error":"#VALUE!"},{"$error":"#VALUE!"}]
["","","","","","",{"$error":"#VALUE!"},{"$error":"#VALUE!"}]
["","","","","","",{"$error":"#VALUE!"},{"$error":"#VALUE!"}]
["","","","","","",{"$error":"#VALUE!"},{"$error":"#VALUE!"}]
["","","","","","",{"$error":"#VALUE!"},{"$error":"#VALUE!"}]
["","","","","","",{"$error":"#VALUE!"},{"$error":"#VALUE!"}]
["","","","","","",{"$error":"#VALUE!"},{"$error":"#VALUE!"}]
["","","","","","",{"$error":"#VALUE!"},{"$error":"#VALUE!"}]
["","","","","","",{"$error":"#VALUE!"},{"$error":"#VALUE!"}]
["","","","","","",{"$error":"#VALUE!"},{"$error":"#VALUE!"}]
["","","","","","",{"$error":"#VALUE!"},{"$error":"#VALUE!"}]
["","","","","","",{"$error":"#VALUE!"},{"$error":"#VALUE!"}]
["","","","","","",{"$error":"#VALUE!"},{"$error":"#VALUE!"}]
["","","","","","",{"$error":"#VALUE!"},{"$error":"#VALUE!"}]
["","","","","","",{"$error":"#VALUE!"},{"$error":"#VALUE!"}]
["","","","","","",{"$error":"#VALUE!"},{"$error":"#VALUE!"}]
["","","","","","",{"$error":"#VALUE!"},{"$error":"#VALUE!"}]
["","","","","","",{"$error":"#VALUE!"},{"$error":"#VALUE!"}]
["","","","","","",{"$error":"#VALUE!"},{"$error":"#VALUE!"}]
["","","","","","",{"$error":"#VALUE!"},{"$error":"#VALUE!"}]
["","","","","","",{"$error":"#VALUE!"},{"$error":"#VALUE!"}]
["","","","","","",{"$error":"#VALUE!"},{"$error":"#VALUE!"}]
["","","","","","",{"$error":"#VALUE!"},{"$error":"#VALUE!"}]
["","","","","","",{"$error":"#VALUE!"},{"$error":"#VALUE!"}]
["","","","","","",{"$error":"#VALUE!"},{"$error":"#VALUE!"}]
["","","","","","",{"$error":"#VALUE!"},{"$error":"#VALUE!"}]
["","","","","","",{"$error":"#VALUE!"},{"$error":"#VALUE!"}]
["","","","","","",{"$error":"#VALUE!"},{"$error":"#VALUE!"}]
["","","","","","",{"$error":"#VALUE!"},{"$error":"#VALUE!"}]
["","","",{"$f":"IF(A1045<>\"\",MOD(B1045,24)/24,\"\")","v":""},"","",{"$f":"ABS(0.5*1.025*1*(F1045^3))","v":{"$error":"#VALUE!"}},{"$f":"G1045*$B$13","v":{"$error":"#VALUE!"}}]
[{"$f":"IF(IF(A1045<>\"\",A1045+1<=$B$16,0),A1045+1,\"\")","v":""},{"$f":"IF(A1046<>\"\",A1046*$B$13,\"\")","v":""},{"$f":"IF(A1046<>\"\",ROUNDDOWN(A1046*$B$13/24,0),\"\")","v":""},"",{"$f":"IF(A1046<>\"\",($B$4+$B$5)/2+($B$5-$B$4)/2*COS(2*PI()/$B$15*B1046),\"\")","v":""},{"$f":"IF(A1046<>\"\",E1046*COS(2*PI()/$B$7*B1046),\"\")","v":""},{"$error":"#VALUE!"},{"$error":"#VALUE!"}]
["","","","","","",{"$error":"#VALUE!"},{"$error":"#VALUE!"}]
["","","","","","",{"$error":"#VALUE!"},{"$error":"#VALUE!"}]
["","","","","","",{"$error":"#VALUE!"},{"$error":"#VALUE!"}]
["","","","","","",{"$error":"#VALUE!"},{"$error":"#VALUE!"}]
["","","","","","",{"$error":"#VALUE!"},{"$error":"#VALUE!"}]
["","","","","","",{"$error":"#VALUE!"},{"$error":"#VALUE!"}]
["","","","","","",{"$error":"#VALUE!"},{"$error":"#VALUE!"}]
["","","","","","",{"$error":"#VALUE!"},{"$error":"#VALUE!"}]
["","","","","","",{"$error":"#VALUE!"},{"$error":"#VALUE!"}]
["","","","","","",{"$error":"#VALUE!"},{"$error":"#VALUE!"}]
["","","","","","",{"$error":"#VALUE!"},{"$error":"#VALUE!"}]
["","","","","","",{"$error":"#VALUE!"},{"$error":"#VALUE!"}]
["","","","","","",{"$error":"#VALUE!"},{"$error":"#VALUE!"}]
["","","","","","",{"$error":"#VALUE!"},{"$error":"#VALUE!"}]
["","","","","","",{"$error":"#VALUE!"},{"$error":"#VALUE!"}]
["","","","","","",{"$error":"#VALUE!"},{"$error":"#VALUE!"}]
["","","","","","",{"$error":"#VALUE!"},{"$error":"#VALUE!"}]
["","","","","","",{"$error":"#VALUE!"},{"$error":"#VALUE!"}]
["","","","","","",{"$error":"#VALUE!"},{"$error":"#VALUE!"}]
["","","","","","",{"$error":"#VALUE!"},{"$error":"#VALUE!"}]
["","","","","","",{"$error":"#VALUE!"},{"$error":"#VALUE!"}]
["","","","","","",{"$error":"#VALUE!"},{"$error":"#VALUE!"}]
["","","","","","",{"$error":"#VALUE!"},{"$error":"#VALUE!"}]
["","","","","","",{"$error":"#VALUE!"},{"$error":"#VALUE!"}]
["","","","","","",{"$error":"#VALUE!"},{"$error":"#VALUE!"}]
["","","","","","",{"$error":"#VALUE!"},{"$error":"#VALUE!"}]
["","","","","","",{"$error":"#VALUE!"},{"$error":"#VALUE!"}]
["","","","","","",{"$error":"#VALUE!"},{"$error":"#VALUE!"}]
["","","","","","",{"$error":"#VALUE!"},{"$error":"#VALUE!"}]
["","","","","","",{"$error":"#VALUE!"},{"$error":"#VALUE!"}]
["","","","","","",{"$error":"#VALUE!"},{"$error":"#VALUE!"}]
["","","","","","",{"$error":"#VALUE!"},{"$error":"#VALUE!"}]
["","","","","","",{"$error":"#VALUE!"},{"$error":"#VALUE!"}]
["","","","","","",{"$error":"#VALUE!"},{"$error":"#VALUE!"}]
["","","","","","",{"$error":"#VALUE!"},{"$error":"#VALUE!"}]
["","","","","","",{"$error":"#VALUE!"},{"$error":"#VALUE!"}]
["","","","","","",{"$error":"#VALUE!"},{"$error":"#VALUE!"}]
["","","","","","",{"$error":"#VALUE!"},{"$error":"#VALUE!"}]
["","","","","","",{"$error":"#VALUE!"},{"$error":"#VALUE!"}]
["","","","","","",{"$error":"#VALUE!"},{"$error":"#VALUE!"}]
["","","","","","",{"$error":"#VALUE!"},{"$error":"#VALUE!"}]
["","","","","","",{"$error":"#VALUE!"},{"$error":"#VALUE!"}]
["","","","","","",{"$error":"#VALUE!"},{"$error":"#VALUE!"}]
["","","","","","",{"$error":"#VALUE!"},{"$error":"#VALUE!"}]
["","","","","","",{"$error":"#VALUE!"},{"$error":"#VALUE!"}]
["","","","","","",{"$error":"#VALUE!"},{"$error":"#VALUE!"}]
["","","","","","",{"$error":"#VALUE!"},{"$error":"#VALUE!"}]
["","","","","","",{"$error":"#VALUE!"},{"$error":"#VALUE!"}]
["","","","","","",{"$error":"#VALUE!"},{"$error":"#VALUE!"}]
["","","","","","",{"$error":"#VALUE!"},{"$error":"#VALUE!"}]
["","","","","","",{"$error":"#VALUE!"},{"$error":"#VALUE!"}]
["","","","","","",{"$error":"#VALUE!"},{"$error":"#VALUE!"}]
["","","","","","",{"$error":"#VALUE!"},{"$error":"#VALUE!"}]
["","","","","","",{"$error":"#VALUE!"},{"$error":"#VALUE!"}]
["","","","","","",{"$error":"#VALUE!"},{"$error":"#VALUE!"}]
["","","","","","",{"$error":"#VALUE!"},{"$error":"#VALUE!"}]
["","","","","","",{"$error":"#VALUE!"},{"$error":"#VALUE!"}]
["","","","","","",{"$error":"#VALUE!"},{"$error":"#VALUE!"}]
["","","","","","",{"$error":"#VALUE!"},{"$error":"#VALUE!"}]
["","","","","","",{"$error":"#VALUE!"},{"$error":"#VALUE!"}]
["","","","","","",{"$error":"#VALUE!"},{"$error":"#VALUE!"}]
["","","","","","",{"$error":"#VALUE!"},{"$error":"#VALUE!"}]
["","","",{"$f":"IF(A1109<>\"\",MOD(B1109,24)/24,\"\")","v":""},"","",{"$f":"ABS(0.5*1.025*1*(F1109^3))","v":{"$error":"#VALUE!"}},{"$f":"G1109*$B$13","v":{"$error":"#VALUE!"}}]
[{"$f":"IF(IF(A1109<>\"\",A1109+1<=$B$16,0),A1109+1,\"\")","v":""},{"$f":"IF(A1110<>\"\",A1110*$B$13,\"\")","v":""},{"$f":"IF(A1110<>\"\",ROUNDDOWN(A1110*$B$13/24,0),\"\")","v":""},"",{"$f":"IF(A1110<>\"\",($B$4+$B$5)/2+($B$5-$B$4)/2*COS(2*PI()/$B$15*B1110),\"\")","v":""},{"$f":"IF(A1110<>\"\",E1110*COS(2*PI()/$B$7*B1110),\"\")","v":""},{"$error":"#VALUE!"},{"$error":"#VALUE!"}]
["","","","","","",{"$error":"#VALUE!"},{"$error":"#VALUE!"}]
["","","","","","",{"$error":"#VALUE!"},{"$error":"#VALUE!"}]
["","","","","","",{"$error":"#VALUE!"},{"$error":"#VALUE!"}]
["","","","","","",{"$error":"#VALUE!"},{"$error":"#VALUE!"}]
["","","","","","",{"$error":"#VALUE!"},{"$error":"#VALUE!"}]
["","","","","","",{"$error":"#VALUE!"},{"$error":"#VALUE!"}]
["","","","","","",{"$error":"#VALUE!"},{"$error":"#VALUE!"}]
["","","","","","",{"$error":"#VALUE!"},{"$error":"#VALUE!"}]
["","","","","","",{"$error":"#VALUE!"},{"$error":"#VALUE!"}]
["","","","","","",{"$error":"#VALUE!"},{"$error":"#VALUE!"}]
["","","","","","",{"$error":"#VALUE!"},{"$error":"#VALUE!"}]
["","","","","","",{"$error":"#VALUE!"},{"$error":"#VALUE!"}]
["","","","","","",{"$error":"#VALUE!"},{"$error":"#VALUE!"}]
["","","","","","",{"$error":"#VALUE!"},{"$error":"#VALUE!"}]
["","","","","","",{"$error":"#VALUE!"},{"$error":"#VALUE!"}]
["","","","","","",{"$error":"#VALUE!"},{"$error":"#VALUE!"}]
["","","","","","",{"$error":"#VALUE!"},{"$error":"#VALUE!"}]
["","","","","","",{"$error":"#VALUE!"},{"$error":"#VALUE!"}]
["","","","","","",{"$error":"#VALUE!"},{"$error":"#VALUE!"}]
["","","","","","",{"$error":"#VALUE!"},{"$error":"#VALUE!"}]
["","","","","","",{"$error":"#VALUE!"},{"$error":"#VALUE!"}]
["","","","","","",{"$error":"#VALUE!"},{"$error":"#VALUE!"}]
["","","","","","",{"$error":"#VALUE!"},{"$error":"#VALUE!"}]
["","","","","","",{"$error":"#VALUE!"},{"$error":"#VALUE!"}]
["","","","","","",{"$error":"#VALUE!"},{"$error":"#VALUE!"}]
["","","","","","",{"$error":"#VALUE!"},{"$error":"#VALUE!"}]
["","","","","","",{"$error":"#VALUE!"},{"$error":"#VALUE!"}]
["","","","","","",{"$error":"#VALUE!"},{"$error":"#VALUE!"}]
["","","","","","",{"$error":"#VALUE!"},{"$error":"#VALUE!"}]
["","","","","","",{"$error":"#VALUE!"},{"$error":"#VALUE!"}]
["","","","","","",{"$error":"#VALUE!"},{"$error":"#VALUE!"}]
["","","","","","",{"$error":"#VALUE!"},{"$error":"#VALUE!"}]
["","","","","","",{"$error":"#VALUE!"},{"$error":"#VALUE!"}]
["","","","","","",{"$error":"#VALUE!"},{"$error":"#VALUE!"}]
["","","","","","",{"$error":"#VALUE!"},{"$error":"#VALUE!"}]
["","","","","","",{"$error":"#VALUE!"},{"$error":"#VALUE!"}]
["","","","","","",{"$error":"#VALUE!"},{"$error":"#VALUE!"}]
["","","","","","",{"$error":"#VALUE!"},{"$error":"#VALUE!"}]
["","","","","","",{"$error":"#VALUE!"},{"$error":"#VALUE!"}]
["","","","","","",{"$error":"#VALUE!"},{"$error":"#VALUE!"}]
["","","","","","",{"$error":"#VALUE!"},{"$error":"#VALUE!"}]
["","","","","","",{"$error":"#VALUE!"},{"$error":"#VALUE!"}]
["","","","","","",{"$error":"#VALUE!"},{"$error":"#VALUE!"}]
["","","","","","",{"$error":"#VALUE!"},{"$error":"#VALUE!"}]
["","","","","","",{"$error":"#VALUE!"},{"$error":"#VALUE!"}]
["","","","","","",{"$error":"#VALUE!"},{"$error":"#VALUE!"}]
["","","","","","",{"$error":"#VALUE!"},{"$error":"#VALUE!"}]
["","","","","","",{"$error":"#VALUE!"},{"$error":"#VALUE!"}]
["","","","","","",{"$error":"#VALUE!"},{"$error":"#VALUE!"}]
["","","","","","",{"$error":"#VALUE!"},{"$error":"#VALUE!"}]
["","","","","","",{"$error":"#VALUE!"},{"$error":"#VALUE!"}]
["","","","","","",{"$error":"#VALUE!"},{"$error":"#VALUE!"}]
["","","","","","",{"$error":"#VALUE!"},{"$error":"#VALUE!"}]
["","","","","","",{"$error":"#VALUE!"},{"$error":"#VALUE!"}]
["","","","","","",{"$error":"#VALUE!"},{"$error":"#VALUE!"}]
["","","","","","",{"$error":"#VALUE!"},{"$error":"#VALUE!"}]
["","","","","","",{"$error":"#VALUE!"},{"$error":"#VALUE!"}]
["","","","","","",{"$error":"#VALUE!"},{"$error":"#VALUE!"}]
["","","","","","",{"$error":"#VALUE!"},{"$error":"#VALUE!"}]
["","","","","","",{"$error":"#VALUE!"},{"$error":"#VALUE!"}]
["","","","","","",{"$error":"#VALUE!"},{"$error":"#VALUE!"}]
["","","","","","",{"$error":"#VALUE!"},{"$error":"#VALUE!"}]
["","","",{"$f":"IF(A1173<>\"\",MOD(B1173,24)/24,\"\")","v":""},"","",{"$f":"ABS(0.5*1.025*1*(F1173^3))","v":{"$error":"#VALUE!"}},{"$f":"G1173*$B$13","v":{"$error":"#VALUE!"}}]
[{"$f":"IF(IF(A1173<>\"\",A1173+1<=$B$16,0),A1173+1,\"\")","v":""},{"$f":"IF(A1174<>\"\",A1174*$B$13,\"\")","v":""},{"$f":"IF(A1174<>\"\",ROUNDDOWN(A1174*$B$13/24,0),\"\")","v":""},"",{"$f":"IF(A1174<>\"\",($B$4+$B$5)/2+($B$5-$B$4)/2*COS(2*PI()/$B$15*B1174),\"\")","v":""},{"$f":"IF(A1174<>\"\",E1174*COS(2*PI()/$B$7*B1174),\"\")","v":""},{"$error":"#VALUE!"},{"$error":"#VALUE!"}]
["","","","","","",{"$error":"#VALUE!"},{"$error":"#VALUE!"}]
["","","","","","",{"$error":"#VALUE!"},{"$error":"#VALUE!"}]
["","","","","","",{"$error":"#VALUE!"},{"$error":"#VALUE!"}]
["","","","","","",{"$error":"#VALUE!"},{"$error":"#VALUE!"}]
["","","","","","",{"$error":"#VALUE!"},{"$error":"#VALUE!"}]
["","","","","","",{"$error":"#VALUE!"},{"$error":"#VALUE!"}]
["","","","","","",{"$error":"#VALUE!"},{"$error":"#VALUE!"}]
["","","","","","",{"$error":"#VALUE!"},{"$error":"#VALUE!"}]
["","","","","","",{"$error":"#VALUE!"},{"$error":"#VALUE!"}]
["","","","","","",{"$error":"#VALUE!"},{"$error":"#VALUE!"}]
["","","","","","",{"$error":"#VALUE!"},{"$error":"#VALUE!"}]
["","","","","","",{"$error":"#VALUE!"},{"$error":"#VALUE!"}]
["","","","","","",{"$error":"#VALUE!"},{"$error":"#VALUE!"}]
["","","","","","",{"$error":"#VALUE!"},{"$error":"#VALUE!"}]
["","","","","","",{"$error":"#VALUE!"},{"$error":"#VALUE!"}]
["","","","","","",{"$error":"#VALUE!"},{"$error":"#VALUE!"}]
["","","","","","",{"$error":"#VALUE!"},{"$error":"#VALUE!"}]
["","","","","","",{"$error":"#VALUE!"},{"$error":"#VALUE!"}]
["","","","","","",{"$error":"#VALUE!"},{"$error":"#VALUE!"}]
["","","","","","",{"$error":"#VALUE!"},{"$error":"#VALUE!"}]
["","","","","","",{"$error":"#VALUE!"},{"$error":"#VALUE!"}]
["","","","","","",{"$error":"#VALUE!"},{"$error":"#VALUE!"}]
["","","","","","",{"$error":"#VALUE!"},{"$error":"#VALUE!"}]
["","","","","","",{"$error":"#VALUE!"},{"$error":"#VALUE!"}]
["","","","","","",{"$error":"#VALUE!"},{"$error":"#VALUE!"}]
["","","","","","",{"$error":"#VALUE!"},{"$error":"#VALUE!"}]
["","","","","","",{"$error":"#VALUE!"},{"$error":"#VALUE!"}]
["","","","","","",{"$error":"#VALUE!"},{"$error":"#VALUE!"}]
["","","","","","",{"$error":"#VALUE!"},{"$error":"#VALUE!"}]
["","","","","","",{"$error":"#VALUE!"},{"$error":"#VALUE!"}]
["","","","","","",{"$error":"#VALUE!"},{"$error":"#VALUE!"}]
["","","","","","",{"$error":"#VALUE!"},{"$error":"#VALUE!"}]
["","","","","","",{"$error":"#VALUE!"},{"$error":"#VALUE!"}]
["","","","","","",{"$error":"#VALUE!"},{"$error":"#VALUE!"}]
["","","","","","",{"$error":"#VALUE!"},{"$error":"#VALUE!"}]
["","","","","","",{"$error":"#VALUE!"},{"$error":"#VALUE!"}]
["","","","","","",{"$error":"#VALUE!"},{"$error":"#VALUE!"}]
["","","","","","",{"$error":"#VALUE!"},{"$error":"#VALUE!"}]
["","","","","","",{"$error":"#VALUE!"},{"$error":"#VALUE!"}]
["","","","","","",{"$error":"#VALUE!"},{"$error":"#VALUE!"}]
["","","","","","",{"$error":"#VALUE!"},{"$error":"#VALUE!"}]
["","","","","","",{"$error":"#VALUE!"},{"$error":"#VALUE!"}]
["","","","","","",{"$error":"#VALUE!"},{"$error":"#VALUE!"}]
["","","","","","",{"$error":"#VALUE!"},{"$error":"#VALUE!"}]
["","","","","","",{"$error":"#VALUE!"},{"$error":"#VALUE!"}]
["","","","","","",{"$error":"#VALUE!"},{"$error":"#VALUE!"}]
["","","","","","",{"$error":"#VALUE!"},{"$error":"#VALUE!"}]
["","","","","","",{"$error":"#VALUE!"},{"$error":"#VALUE!"}]
["","","","","","",{"$error":"#VALUE!"},{"$error":"#VALUE!"}]
["","","","","","",{"$error":"#VALUE!"},{"$error":"#VALUE!"}]
["","","","","","",{"$error":"#VALUE!"},{"$error":"#VALUE!"}]
["","","","","","",{"$error":"#VALUE!"},{"$error":"#VALUE!"}]
["","","","","","",{"$error":"#VALUE!"},{"$error":"#VALUE!"}]
["","","","","","",{"$error":"#VALUE!"},{"$error":"#VALUE!"}]
["","","","","","",{"$error":"#VALUE!"},{"$error":"#VALUE!"}]
["","","","","","",{"$error":"#VALUE!"},{"$error":"#VALUE!"}]
["","","","","","",{"$error":"#VALUE!"},{"$error":"#VALUE!"}]
["","","","","","",{"$error":"#VALUE!"},{"$error":"#VALUE!"}]
["","","","","","",{"$error":"#VALUE!"},{"$error":"#VALUE!"}]
["","","","","","",{"$error":"#VALUE!"},{"$error":"#VALUE!"}]
["","","","","","",{"$error":"#VALUE!"},{"$error":"#VALUE!"}]
["","","","","","",{"$error":"#VALUE!"},{"$error":"#VALUE!"}]
["","","",{"$f":"IF(A1237<>\"\",MOD(B1237,24)/24,\"\")","v":""},"","",{"$f":"ABS(0.5*1.025*1*(F1237^3))","v":{"$error":"#VALUE!"}},{"$f":"G1237*$B$13","v":{"$error":"#VALUE!"}}]
[{"$f":"IF(IF(A1237<>\"\",A1237+1<=$B$16,0),A1237+1,\"\")","v":""},{"$f":"IF(A1238<>\"\",A1238*$B$13,\"\")","v":""},{"$f":"IF(A1238<>\"\",ROUNDDOWN(A1238*$B$13/24,0),\"\")","v":""},"",{"$f":"IF(A1238<>\"\",($B$4+$B$5)/2+($B$5-$B$4)/2*COS(2*PI()/$B$15*B1238),\"\")","v":""},{"$f":"IF(A1238<>\"\",E1238*COS(2*PI()/$B$7*B1238),\"\")","v":""},{"$error":"#VALUE!"},{"$error":"#VALUE!"}]
["","","","","","",{"$error":"#VALUE!"},{"$error":"#VALUE!"}]
["","","","","","",{"$error":"#VALUE!"},{"$error":"#VALUE!"}]
["","","","","","",{"$error":"#VALUE!"},{"$error":"#VALUE!"}]
["","","","","","",{"$error":"#VALUE!"},{"$error":"#VALUE!"}]
["","","","","","",{"$error":"#VALUE!"},{"$error":"#VALUE!"}]
["","","","","","",{"$error":"#VALUE!"},{"$error":"#VALUE!"}]
["","","","","","",{"$error":"#VALUE!"},{"$error":"#VALUE!"}]
["","","","","","",{"$error":"#VALUE!"},{"$error":"#VALUE!"}]
["","","","","","",{"$error":"#VALUE!"},{"$error":"#VALUE!"}]
["","","","","","",{"$error":"#VALUE!"},{"$error":"#VALUE!"}]
["","","","","","",{"$error":"#VALUE!"},{"$error":"#VALUE!"}]
["","","","","","",{"$error":"#VALUE!"},{"$error":"#VALUE!"}]
["","","","","","",{"$error":"#VALUE!"},{"$error":"#VALUE!"}]
["","","","","","",{"$error":"#VALUE!"},{"$error":"#VALUE!"}]
["","","","","","",{"$error":"#VALUE!"},{"$error":"#VALUE!"}]
["","","","","","",{"$error":"#VALUE!"},{"$error":"#VALUE!"}]
["","","","","","",{"$error":"#VALUE!"},{"$error":"#VALUE!"}]
["","","","","","",{"$error":"#VALUE!"},{"$error":"#VALUE!"}]
["","","","","","",{"$error":"#VALUE!"},{"$error":"#VALUE!"}]
["","","","","","",{"$error":"#VALUE!"},{"$error":"#VALUE!"}]
["","","","","","",{"$error":"#VALUE!"},{"$error":"#VALUE!"}]
["","","","","","",{"$error":"#VALUE!"},{"$error":"#VALUE!"}]
["","","","","","",{"$error":"#VALUE!"},{"$error":"#VALUE!"}]
["","","","","","",{"$error":"#VALUE!"},{"$error":"#VALUE!"}]
["","","","","","",{"$error":"#VALUE!"},{"$error":"#VALUE!"}]
["","","","","","",{"$error":"#VALUE!"},{"$error":"#VALUE!"}]
["","","","","","",{"$error":"#VALUE!"},{"$error":"#VALUE!"}]
["","","","","","",{"$error":"#VALUE!"},{"$error":"#VALUE!"}]
["","","","","","",{"$error":"#VALUE!"},{"$error":"#VALUE!"}]
["","","","","","",{"$error":"#VALUE!"},{"$error":"#VALUE!"}]
["","","","","","",{"$error":"#VALUE!"},{"$error":"#VALUE!"}]
["","","","","","",{"$error":"#VALUE!"},{"$error":"#VALUE!"}]
["","","","","","",{"$error":"#VALUE!"},{"$error":"#VALUE!"}]
["","","","","","",{"$error":"#VALUE!"},{"$error":"#VALUE!"}]
["","","","","","",{"$error":"#VALUE!"},{"$error":"#VALUE!"}]
["","","","","","",{"$error":"#VALUE!"},{"$error":"#VALUE!"}]
["","","","","","",{"$error":"#VALUE!"},{"$error":"#VALUE!"}]
["","","","","","",{"$error":"#VALUE!"},{"$error":"#VALUE!"}]
["","","","","","",{"$error":"#VALUE!"},{"$error":"#VALUE!"}]
["","","","","","",{"$error":"#VALUE!"},{"$error":"#VALUE!"}]
["","","","","","",{"$error":"#VALUE!"},{"$error":"#VALUE!"}]
["","","","","","",{"$error":"#VALUE!"},{"$error":"#VALUE!"}]
["","","","","","",{"$error":"#VALUE!"},{"$error":"#VALUE!"}]
["","","","","","",{"$error":"#VALUE!"},{"$error":"#VALUE!"}]
["","","","","","",{"$error":"#VALUE!"},{"$error":"#VALUE!"}]
["","","","","","",{"$error":"#VALUE!"},{"$error":"#VALUE!"}]
["","","","","","",{"$error":"#VALUE!"},{"$error":"#VALUE!"}]
["","","","","","",{"$error":"#VALUE!"},{"$error":"#VALUE!"}]
["","","","","","",{"$error":"#VALUE!"},{"$error":"#VALUE!"}]
["","","","","","",{"$error":"#VALUE!"},{"$error":"#VALUE!"}]
["","","","","","",{"$error":"#VALUE!"},{"$error":"#VALUE!"}]
["","","","","","",{"$error":"#VALUE!"},{"$error":"#VALUE!"}]
["","","","","","",{"$error":"#VALUE!"},{"$error":"#VALUE!"}]
["","","","","","",{"$error":"#VALUE!"},{"$error":"#VALUE!"}]
["","","","","","",{"$error":"#VALUE!"},{"$error":"#VALUE!"}]
["","","","","","",{"$error":"#VALUE!"},{"$error":"#VALUE!"}]
["","","","","","",{"$error":"#VALUE!"},{"$error":"#VALUE!"}]
["","","","","","",{"$error":"#VALUE!"},{"$error":"#VALUE!"}]
["","","","","","",{"$error":"#VALUE!"},{"$error":"#VALUE!"}]
["","","","","","",{"$error":"#VALUE!"},{"$error":"#VALUE!"}]
["","","","","","",{"$error":"#VALUE!"},{"$error":"#VALUE!"}]
["","","","","","",{"$error":"#VALUE!"},{"$error":"#VALUE!"}]
["","","",{"$f":"IF(A1301<>\"\",MOD(B1301,24)/24,\"\")","v":""},"","",{"$f":"ABS(0.5*1.025*1*(F1301^3))","v":{"$error":"#VALUE!"}},{"$f":"G1301*$B$13","v":{"$error":"#VALUE!"}}]
[{"$f":"IF(IF(A1301<>\"\",A1301+1<=$B$16,0),A1301+1,\"\")","v":""},{"$f":"IF(A1302<>\"\",A1302*$B$13,\"\")","v":""},{"$f":"IF(A1302<>\"\",ROUNDDOWN(A1302*$B$13/24,0),\"\")","v":""},"",{"$f":"IF(A1302<>\"\",($B$4+$B$5)/2+($B$5-$B$4)/2*COS(2*PI()/$B$15*B1302),\"\")","v":""},{"$f":"IF(A1302<>\"\",E1302*COS(2*PI()/$B$7*B1302),\"\")","v":""},{"$error":"#VALUE!"},{"$error":"#VALUE!"}]
["","","","","","",{"$error":"#VALUE!"},{"$error":"#VALUE!"}]
["","","","","","",{"$error":"#VALUE!"},{"$error":"#VALUE!"}]
["","","","","","",{"$error":"#VALUE!"},{"$error":"#VALUE!"}]
["","","","","","",{"$error":"#VALUE!"},{"$error":"#VALUE!"}]
["","","","","","",{"$error":"#VALUE!"},{"$error":"#VALUE!"}]
["","","","","","",{"$error":"#VALUE!"},{"$error":"#VALUE!"}]
["","","","","","",{"$error":"#VALUE!"},{"$error":"#VALUE!"}]
["","","","","","",{"$error":"#VALUE!"},{"$error":"#VALUE!"}]
["","","","","","",{"$error":"#VALUE!"},{"$error":"#VALUE!"}]
["","","","","","",{"$error":"#VALUE!"},{"$error":"#VALUE!"}]
["","","","","","",{"$error":"#VALUE!"},{"$error":"#VALUE!"}]
["","","","","","",{"$error":"#VALUE!"},{"$error":"#VALUE!"}]
["","","","","","",{"$error":"#VALUE!"},{"$error":"#VALUE!"}]
["","","","","","",{"$error":"#VALUE!"},{"$error":"#VALUE!"}]
["","","","","","",{"$error":"#VALUE!"},{"$error":"#VALUE!"}]
["","","","","","",{"$error":"#VALUE!"},{"$error":"#VALUE!"}]
["","","","","","",{"$error":"#VALUE!"},{"$error":"#VALUE!"}]
["","","","","","",{"$error":"#VALUE!"},{"$error":"#VALUE!"}]
["","","","","","",{"$error":"#VALUE!"},{"$error":"#VALUE!"}]
["","","","","","",{"$error":"#VALUE!"},{"$error":"#VALUE!"}]
["","","","","","",{"$error":"#VALUE!"},{"$error":"#VALUE!"}]
["","","","","","",{"$error":"#VALUE!"},{"$error":"#VALUE!"}]
["","","","","","",{"$error":"#VALUE!"},{"$error":"#VALUE!"}]
["","","","","","",{"$error":"#VALUE!"},{"$error":"#VALUE!"}]
["","","","","","",{"$error":"#VALUE!"},{"$error":"#VALUE!"}]
["","","","","","",{"$error":"#VALUE!"},{"$error":"#VALUE!"}]
["","","","","","",{"$error":"#VALUE!"},{"$error":"#VALUE!"}]
["","","","","","",{"$error":"#VALUE!"},{"$error":"#VALUE!"}]
["","","","","","",{"$error":"#VALUE!"},{"$error":"#VALUE!"}]
["","","","","","",{"$error":"#VALUE!"},{"$error":"#VALUE!"}]
["","","","","","",{"$error":"#VALUE!"},{"$error":"#VALUE!"}]
["","","","","","",{"$error":"#VALUE!"},{"$error":"#VALUE!"}]
["","","","","","",{"$error":"#VALUE!"},{"$error":"#VALUE!"}]
["","","","","","",{"$error":"#VALUE!"},{"$error":"#VALUE!"}]
["","","","","","",{"$error":"#VALUE!"},{"$error":"#VALUE!"}]
["","","","","","",{"$error":"#VALUE!"},{"$error":"#VALUE!"}]
["","","","","","",{"$error":"#VALUE!"},{"$error":"#VALUE!"}]
["","","","","","",{"$error":"#VALUE!"},{"$error":"#VALUE!"}]
["","","","","","",{"$error":"#VALUE!"},{"$error":"#VALUE!"}]
["","","","","","",{"$error":"#VALUE!"},{"$error":"#VALUE!"}]
["","","","","","",{"$error":"#VALUE!"},{"$error":"#VALUE!"}]
["","","","","","",{"$error":"#VALUE!"},{"$error":"#VALUE!"}]
["","","","","","",{"$error":"#VALUE!"},{"$error":"#VALUE!"}]
["","","","","","",{"$error":"#VALUE!"},{"$error":"#VALUE!"}]
["","","","","","",{"$error":"#VALUE!"},{"$error":"#VALUE!"}]
["","","","","","",{"$error":"#VALUE!"},{"$error":"#VALUE!"}]
["","","","","","",{"$error":"#VALUE!"},{"$error":"#VALUE!"}]
["","","","","","",{"$error":"#VALUE!"},{"$error":"#VALUE!"}]
["","","","","","",{"$error":"#VALUE!"},{"$error":"#VALUE!"}]
["","","","","","",{"$error":"#VALUE!"},{"$error":"#VALUE!"}]
["","","","","","",{"$error":"#VALUE!"},{"$error":"#VALUE!"}]
["","","","","","",{"$error":"#VALUE!"},{"$error":"#VALUE!"}]
["","","","","","",{"$error":"#VALUE!"},{"$error":"#VALUE!"}]
["","","","","","",{"$error":"#VALUE!"},{"$error":"#VALUE!"}]
["","","","","","",{"$error":"#VALUE!"},{"$error":"#VALUE!"}]
["","","","","","",{"$error":"#VALUE!"},{"$error":"#VALUE!"}]
["","","","","","",{"$error":"#VALUE!"},{"$error":"#VALUE!"}]
["","","","","","",{"$error":"#VALUE!"},{"$error":"#VALUE!"}]
["","","","","","",{"$error":"#VALUE!"},{"$error":"#VALUE!"}]
["","","","","","",{"$error":"#VALUE!"},{"$error":"#VALUE!"}]
["","","","","","",{"$error":"#VALUE!"},{"$error":"#VALUE!"}]
["","","","","","",{"$error":"#VALUE!"},{"$error":"#VALUE!"}]
["","","",{"$f":"IF(A1365<>\"\",MOD(B1365,24)/24,\"\")","v":""},"","",{"$f":"ABS(0.5*1.025*1*(F1365^3))","v":{"$error":"#VALUE!"}},{"$f":"G1365*$B$13","v":{"$error":"#VALUE!"}}]
[{"$f":"IF(IF(A1365<>\"\",A1365+1<=$B$16,0),A1365+1,\"\")","v":""},{"$f":"IF(A1366<>\"\",A1366*$B$13,\"\")","v":""},{"$f":"IF(A1366<>\"\",ROUNDDOWN(A1366*$B$13/24,0),\"\")","v":""},"",{"$f":"IF(A1366<>\"\",($B$4+$B$5)/2+($B$5-$B$4)/2*COS(2*PI()/$B$15*B1366),\"\")","v":""},{"$f":"IF(A1366<>\"\",E1366*COS(2*PI()/$B$7*B1366),\"\")","v":""},{"$error":"#VALUE!"},{"$error":"#VALUE!"}]
["","","","","","",{"$error":"#VALUE!"},{"$error":"#VALUE!"}]
["","","","","","",{"$error":"#VALUE!"},{"$error":"#VALUE!"}]
["","","","","","",{"$error":"#VALUE!"},{"$error":"#VALUE!"}]
["","","","","","",{"$error":"#VALUE!"},{"$error":"#VALUE!"}]
["","","","","","",{"$error":"#VALUE!"},{"$error":"#VALUE!"}]
["","","","","","",{"$error":"#VALUE!"},{"$error":"#VALUE!"}]
["","","","","","",{"$error":"#VALUE!"},{"$error":"#VALUE!"}]
["","","","","","",{"$error":"#VALUE!"},{"$error":"#VALUE!"}]
["","","","","","",{"$error":"#VALUE!"},{"$error":"#VALUE!"}]
["","","","","","",{"$error":"#VALUE!"},{"$error":"#VALUE!"}]
["","","","","","",{"$error":"#VALUE!"},{"$error":"#VALUE!"}]
["","","","","","",{"$error":"#VALUE!"},{"$error":"#VALUE!"}]
["","","","","","",{"$error":"#VALUE!"},{"$error":"#VALUE!"}]
["","","","","","",{"$error":"#VALUE!"},{"$error":"#VALUE!"}]
["","","","","","",{"$error":"#VALUE!"},{"$error":"#VALUE!"}]
["","","","","","",{"$error":"#VALUE!"},{"$error":"#VALUE!"}]
["","","","","","",{"$error":"#VALUE!"},{"$error":"#VALUE!"}]
["","","","","","",{"$error":"#VALUE!"},{"$error":"#VALUE!"}]
["","","","","","",{"$error":"#VALUE!"},{"$error":"#VALUE!"}]
["","","","","","",{"$error":"#VALUE!"},{"$error":"#VALUE!"}]
["","","","","","",{"$error":"#VALUE!"},{"$error":"#VALUE!"}]
["","","","","","",{"$error":"#VALUE!"},{"$error":"#VALUE!"}]
["","","","","","",{"$error":"#VALUE!"},{"$error":"#VALUE!"}]
["","","","","","",{"$error":"#VALUE!"},{"$error":"#VALUE!"}]
["","","","","","",{"$error":"#VALUE!"},{"$error":"#VALUE!"}]
["","","","","","",{"$error":"#VALUE!"},{"$error":"#VALUE!"}]
["","","","","","",{"$error":"#VALUE!"},{"$error":"#VALUE!"}]
["","","","","","",{"$error":"#VALUE!"},{"$error":"#VALUE!"}]
["","","","","","",{"$error":"#VALUE!"},{"$error":"#VALUE!"}]
["","","","","","",{"$error":"#VALUE!"},{"$error":"#VALUE!"}]
["","","","","","",{"$error":"#VALUE!"},{"$error":"#VALUE!"}]
["","","","","","",{"$error":"#VALUE!"},{"$error":"#VALUE!"}]
["","","","","","",{"$error":"#VALUE!"},{"$error":"#VALUE!"}]
["","","","","","",{"$error":"#VALUE!"},{"$error":"#VALUE!"}]
["","","","","","",{"$error":"#VALUE!"},{"$error":"#VALUE!"}]
["","","","","","",{"$error":"#VALUE!"},{"$error":"#VALUE!"}]
["","","","","","",{"$error":"#VALUE!"},{"$error":"#VALUE!"}]
["","","","","","",{"$error":"#VALUE!"},{"$error":"#VALUE!"}]
["","","","","","",{"$error":"#VALUE!"},{"$error":"#VALUE!"}]
["","","","","","",{"$error":"#VALUE!"},{"$error":"#VALUE!"}]
["","","","","","",{"$error":"#VALUE!"},{"$error":"#VALUE!"}]
["","","","","","",{"$error":"#VALUE!"},{"$error":"#VALUE!"}]
["","","","","","",{"$error":"#VALUE!"},{"$error":"#VALUE!"}]
["","","","","","",{"$error":"#VALUE!"},{"$error":"#VALUE!"}]
["","","","","","",{"$error":"#VALUE!"},{"$error":"#VALUE!"}]
["","","","","","",{"$error":"#VALUE!"},{"$error":"#VALUE!"}]
["","","","","","",{"$error":"#VALUE!"},{"$error":"#VALUE!"}]
["","","","","","",{"$error":"#VALUE!"},{"$error":"#VALUE!"}]
["","","","","","",{"$error":"#VALUE!"},{"$error":"#VALUE!"}]
["","","","","","",{"$error":"#VALUE!"},{"$error":"#VALUE!"}]
["","","","","","",{"$error":"#VALUE!"},{"$error":"#VALUE!"}]
["","","","","","",{"$error":"#VALUE!"},{"$error":"#VALUE!"}]
["","","","","","",{"$error":"#VALUE!"},{"$error":"#VALUE!"}]
["","","","","","",{"$error":"#VALUE!"},{"$error":"#VALUE!"}]
["","","","","","",{"$error":"#VALUE!"},{"$error":"#VALUE!"}]
["","","","","","",{"$error":"#VALUE!"},{"$error":"#VALUE!"}]
["","","","","","",{"$error":"#VALUE!"},{"$error":"#VALUE!"}]
["","","","","","",{"$error":"#VALUE!"},{"$error":"#VALUE!"}]
["","","","","","",{"$error":"#VALUE!"},{"$error":"#VALUE!"}]
["","","","","","",{"$error":"#VALUE!"},{"$error":"#VALUE!"}]
["","","","","","",{"$error":"#VALUE!"},{"$error":"#VALUE!"}]
["","","","","","",{"$error":"#VALUE!"},{"$error":"#VALUE!"}]
["","","",{"$f":"IF(A1429<>\"\",MOD(B1429,24)/24,\"\")","v":""},"","",{"$f":"ABS(0.5*1.025*1*(F1429^3))","v":{"$error":"#VALUE!"}},{"$f":"G1429*$B$13","v":{"$error":"#VALUE!"}}]
[{"$f":"IF(IF(A1429<>\"\",A1429+1<=$B$16,0),A1429+1,\"\")","v":""},{"$f":"IF(A1430<>\"\",A1430*$B$13,\"\")","v":""},{"$f":"IF(A1430<>\"\",ROUNDDOWN(A1430*$B$13/24,0),\"\")","v":""},"",{"$f":"IF(A1430<>\"\",($B$4+$B$5)/2+($B$5-$B$4)/2*COS(2*PI()/$B$15*B1430),\"\")","v":""},{"$f":"IF(A1430<>\"\",E1430*COS(2*PI()/$B$7*B1430),\"\")","v":""},{"$error":"#VALUE!"},{"$error":"#VALUE!"}]
["","","","","","",{"$error":"#VALUE!"},{"$error":"#VALUE!"}]
["","","","","","",{"$error":"#VALUE!"},{"$error":"#VALUE!"}]
["","","","","","",{"$error":"#VALUE!"},{"$error":"#VALUE!"}]
["","","","","","",{"$error":"#VALUE!"},{"$error":"#VALUE!"}]
["","","","","","",{"$error":"#VALUE!"},{"$error":"#VALUE!"}]
["","","","","","",{"$error":"#VALUE!"},{"$error":"#VALUE!"}]
["","","","","","",{"$error":"#VALUE!"},{"$error":"#VALUE!"}]
["","","","","","",{"$error":"#VALUE!"},{"$error":"#VALUE!"}]
["","","","","","",{"$error":"#VALUE!"},{"$error":"#VALUE!"}]
["","","","","","",{"$error":"#VALUE!"},{"$error":"#VALUE!"}]
["","","","","","",{"$error":"#VALUE!"},{"$error":"#VALUE!"}]
["","","","","","",{"$error":"#VALUE!"},{"$error":"#VALUE!"}]
["","","","","","",{"$error":"#VALUE!"},{"$error":"#VALUE!"}]
["","","","","","",{"$error":"#VALUE!"},{"$error":"#VALUE!"}]
["","","","","","",{"$error":"#VALUE!"},{"$error":"#VALUE!"}]
["","","","","","",{"$error":"#VALUE!"},{"$error":"#VALUE!"}]
["","","","","","",{"$error":"#VALUE!"},{"$error":"#VALUE!"}]
["","","","","","",{"$error":"#VALUE!"},{"$error":"#VALUE!"}]
["","","","","","",{"$error":"#VALUE!"},{"$error":"#VALUE!"}]
["","","","","","",{"$error":"#VALUE!"},{"$error":"#VALUE!"}]
["","","","","","",{"$error":"#VALUE!"},{"$error":"#VALUE!"}]
["","","","","","",{"$error":"#VALUE!"},{"$error":"#VALUE!"}]
["","","","","","",{"$error":"#VALUE!"},{"$error":"#VALUE!"}]
["","","","","","",{"$error":"#VALUE!"},{"$error":"#VALUE!"}]
["","","","","","",{"$error":"#VALUE!"},{"$error":"#VALUE!"}]
["","","","","","",{"$error":"#VALUE!"},{"$error":"#VALUE!"}]
["","","","","","",{"$error":"#VALUE!"},{"$error":"#VALUE!"}]
["","","","","","",{"$error":"#VALUE!"},{"$error":"#VALUE!"}]
["","","","","","",{"$error":"#VALUE!"},{"$error":"#VALUE!"}]
["","","","","","",{"$error":"#VALUE!"},{"$error":"#VALUE!"}]
["","","","","","",{"$error":"#VALUE!"},{"$error":"#VALUE!"}]
["","","","","","",{"$error":"#VALUE!"},{"$error":"#VALUE!"}]
["","","","","","",{"$error":"#VALUE!"},{"$error":"#VALUE!"}]
["","","","","","",{"$error":"#VALUE!"},{"$error":"#VALUE!"}]
["","","","","","",{"$error":"#VALUE!"},{"$error":"#VALUE!"}]
["","","","","","",{"$error":"#VALUE!"},{"$error":"#VALUE!"}]
["","","","","","",{"$error":"#VALUE!"},{"$error":"#VALUE!"}]
["","","","","","",{"$error":"#VALUE!"},{"$error":"#VALUE!"}]
["","","","","","",{"$error":"#VALUE!"},{"$error":"#VALUE!"}]
["","","","","","",{"$error":"#VALUE!"},{"$error":"#VALUE!"}]
["","","","","","",{"$error":"#VALUE!"},{"$error":"#VALUE!"}]
["","","","","","",{"$error":"#VALUE!"},{"$error":"#VALUE!"}]
["","","","","","",{"$error":"#VALUE!"},{"$error":"#VALUE!"}]
["","","","","","",{"$error":"#VALUE!"},{"$error":"#VALUE!"}]
["","","","","","",{"$error":"#VALUE!"},{"$error":"#VALUE!"}]
["","","","","","",{"$error":"#VALUE!"},{"$error":"#VALUE!"}]
["","","","","","",{"$error":"#VALUE!"},{"$error":"#VALUE!"}]
["","","","","","",{"$error":"#VALUE!"},{"$error":"#VALUE!"}]
["","","","","","",{"$error":"#VALUE!"},{"$error":"#VALUE!"}]
["","","","","","",{"$error":"#VALUE!"},{"$error":"#VALUE!"}]
["","","","","","",{"$error":"#VALUE!"},{"$error":"#VALUE!"}]
["","","","","","",{"$error":"#VALUE!"},{"$error":"#VALUE!"}]
["","","","","","",{"$error":"#VALUE!"},{"$error":"#VALUE!"}]
["","","","","","",{"$error":"#VALUE!"},{"$error":"#VALUE!"}]
["","","","","","",{"$error":"#VALUE!"},{"$error":"#VALUE!"}]
["","","","","","",{"$error":"#VALUE!"},{"$error":"#VALUE!"}]
["","","","","","",{"$error":"#VALUE!"},{"$error":"#VALUE!"}]
["","","","","","",{"$error":"#VALUE!"},{"$error":"#VALUE!"}]
["","","","","","",{"$error":"#VALUE!"},{"$error":"#VALUE!"}]
["","","","","","",{"$error":"#VALUE!"},{"$error":"#VALUE!"}]
["","","","","","",{"$error":"#VALUE!"},{"$error":"#VALUE!"}]
["","","","","","",{"$error":"#VALUE!"},{"$error":"#VALUE!"}]
["","","",{"$f":"IF(A1493<>\"\",MOD(B1493,24)/24,\"\")","v":""},"","",{"$f":"ABS(0.5*1.025*1*(F1493^3))","v":{"$error":"#VALUE!"}},{"$f":"G1493*$B$13","v":{"$error":"#VALUE!"}}]
[{"$f":"IF(IF(A1493<>\"\",A1493+1<=$B$16,0),A1493+1,\"\")","v":""},{"$f":"IF(A1494<>\"\",A1494*$B$13,\"\")","v":""},{"$f":"IF(A1494<>\"\",ROUNDDOWN(A1494*$B$13/24,0),\"\")","v":""},"",{"$f":"IF(A1494<>\"\",($B$4+$B$5)/2+($B$5-$B$4)/2*COS(2*PI()/$B$15*B1494),\"\")","v":""},{"$f":"IF(A1494<>\"\",E1494*COS(2*PI()/$B$7*B1494),\"\")","v":""},{"$error":"#VALUE!"},{"$error":"#VALUE!"}]
["","","","","","",{"$error":"#VALUE!"},{"$error":"#VALUE!"}]
["","","","","","",{"$error":"#VALUE!"},{"$error":"#VALUE!"}]
["","","","","","",{"$error":"#VALUE!"},{"$error":"#VALUE!"}]
["","","","","","",{"$error":"#VALUE!"},{"$error":"#VALUE!"}]
["","","","","","",{"$error":"#VALUE!"},{"$error":"#VALUE!"}]
["","","","","","",{"$error":"#VALUE!"},{"$error":"#VALUE!"}]
["","","","","","",{"$error":"#VALUE!"},{"$error":"#VALUE!"}]
["","","","","","",{"$error":"#VALUE!"},{"$error":"#VALUE!"}]
["","","","","","",{"$error":"#VALUE!"},{"$error":"#VALUE!"}]
["","","","","","",{"$error":"#VALUE!"},{"$error":"#VALUE!"}]
["","","","","","",{"$error":"#VALUE!"},{"$error":"#VALUE!"}]
["","","","","","",{"$error":"#VALUE!"},{"$error":"#VALUE!"}]
["","","","","","",{"$error":"#VALUE!"},{"$error":"#VALUE!"}]
["","","","","","",{"$error":"#VALUE!"},{"$error":"#VALUE!"}]
["","","","","","",{"$error":"#VALUE!"},{"$error":"#VALUE!"}]
["","","","","","",{"$error":"#VALUE!"},{"$error":"#VALUE!"}]
["","","","","","",{"$error":"#VALUE!"},{"$error":"#VALUE!"}]
["","","","","","",{"$error":"#VALUE!"},{"$error":"#VALUE!"}]
["","","","","","",{"$error":"#VALUE!"},{"$error":"#VALUE!"}]
["","","","","","",{"$error":"#VALUE!"},{"$error":"#VALUE!"}]
["","","","","","",{"$error":"#VALUE!"},{"$error":"#VALUE!"}]
["","","","","","",{"$error":"#VALUE!"},{"$error":"#VALUE!"}]
["","","","","","",{"$error":"#VALUE!"},{"$error":"#VALUE!"}]
["","","","","","",{"$error":"#VALUE!"},{"$error":"#VALUE!"}]
["","","","","","",{"$error":"#VALUE!"},{"$error":"#VALUE!"}]
["","","","","","",{"$error":"#VALUE!"},{"$error":"#VALUE!"}]
["","","","","","",{"$error":"#VALUE!"},{"$error":"#VALUE!"}]
["","","","","","",{"$error":"#VALUE!"},{"$error":"#VALUE!"}]
["","","","","","",{"$error":"#VALUE!"},{"$error":"#VALUE!"}]
["","","","","","",{"$error":"#VALUE!"},{"$error":"#VALUE!"}]
["","","","","","",{"$error":"#VALUE!"},{"$error":"#VALUE!"}]
["","","","","","",{"$error":"#VALUE!"},{"$error":"#VALUE!"}]
["","","","","","",{"$error":"#VALUE!"},{"$error":"#VALUE!"}]
["","","","","","",{"$error":"#VALUE!"},{"$error":"#VALUE!"}]
["","","","","","",{"$error":"#VALUE!"},{"$error":"#VALUE!"}]
["","","","","","",{"$error":"#VALUE!"},{"$error":"#VALUE!"}]
["","","","","","",{"$error":"#VALUE!"},{"$error":"#VALUE!"}]
["","","","","","",{"$error":"#VALUE!"},{"$error":"#VALUE!"}]
["","","","","","",{"$error":"#VALUE!"},{"$error":"#VALUE!"}]
["","","","","","",{"$error":"#VALUE!"},{"$error":"#VALUE!"}]
["","","","","","",{"$error":"#VALUE!"},{"$error":"#VALUE!"}]
["","","","","","",{"$error":"#VALUE!"},{"$error":"#VALUE!"}]
["","","","","","",{"$error":"#VALUE!"},{"$error":"#VALUE!"}]
["","","","","","",{"$error":"#VALUE!"},{"$error":"#VALUE!"}]
["","","","","","",{"$error":"#VALUE!"},{"$error":"#VALUE!"}]
["","","","","","",{"$error":"#VALUE!"},{"$error":"#VALUE!"}]
["","","","","","",{"$error":"#VALUE!"},{"$error":"#VALUE!"}]
["","","","","","",{"$error":"#VALUE!"},{"$error":"#VALUE!"}]
["","","","","","",{"$error":"#VALUE!"},{"$error":"#VALUE!"}]
["","","","","","",{"$error":"#VALUE!"},{"$error":"#VALUE!"}]
["","","","","","",{"$error":"#VALUE!"},{"$error":"#VALUE!"}]
["","","","","","",{"$error":"#VALUE!"},{"$error":"#VALUE!"}]
["","","","","","",{"$error":"#VALUE!"},{"$error":"#VALUE!"}]
["","","","","","",{"$error":"#VALUE!"},{"$error":"#VALUE!"}]
["","","","","","",{"$error":"#VALUE!"},{"$error":"#VALUE!"}]
["","","","","","",{"$error":"#VALUE!"},{"$error":"#VALUE!"}]
["","","","","","",{"$error":"#VALUE!"},{"$error":"#VALUE!"}]
["","","","","","",{"$error":"#VALUE!"},{"$error":"#VALUE!"}]
["","","","","","",{"$error":"#VALUE!"},{"$error":"#VALUE!"}]
["","","","","","",{"$error":"#VALUE!"},{"$error":"#VALUE!"}]
["","","","","","",{"$error":"#VALUE!"},{"$error":"#VALUE!"}]
["","","","","","",{"$error":"#VALUE!"},{"$error":"#VALUE!"}]
["","","",{"$f":"IF(A1557<>\"\",MOD(B1557,24)/24,\"\")","v":""},"","",{"$f":"ABS(0.5*1.025*1*(F1557^3))","v":{"$error":"#VALUE!"}},{"$f":"G1557*$B$13","v":{"$error":"#VALUE!"}}]
[{"$f":"IF(IF(A1557<>\"\",A1557+1<=$B$16,0),A1557+1,\"\")","v":""},{"$f":"IF(A1558<>\"\",A1558*$B$13,\"\")","v":""},{"$f":"IF(A1558<>\"\",ROUNDDOWN(A1558*$B$13/24,0),\"\")","v":""},"",{"$f":"IF(A1558<>\"\",($B$4+$B$5)/2+($B$5-$B$4)/2*COS(2*PI()/$B$15*B1558),\"\")","v":""},{"$f":"IF(A1558<>\"\",E1558*COS(2*PI()/$B$7*B1558),\"\")","v":""},{"$error":"#VALUE!"},{"$error":"#VALUE!"}]
["","","","","","",{"$error":"#VALUE!"},{"$error":"#VALUE!"}]
["","","","","","",{"$error":"#VALUE!"},{"$error":"#VALUE!"}]
["","","","","","",{"$error":"#VALUE!"},{"$error":"#VALUE!"}]
["","","","","","",{"$error":"#VALUE!"},{"$error":"#VALUE!"}]
["","","","","","",{"$error":"#VALUE!"},{"$error":"#VALUE!"}]
["","","","","","",{"$error":"#VALUE!"},{"$error":"#VALUE!"}]
["","","","","","",{"$error":"#VALUE!"},{"$error":"#VALUE!"}]
["","","","","","",{"$error":"#VALUE!"},{"$error":"#VALUE!"}]
["","","","","","",{"$error":"#VALUE!"},{"$error":"#VALUE!"}]
["","","","","","",{"$error":"#VALUE!"},{"$error":"#VALUE!"}]
["","","","","","",{"$error":"#VALUE!"},{"$error":"#VALUE!"}]
["","","","","","",{"$error":"#VALUE!"},{"$error":"#VALUE!"}]
["","","","","","",{"$error":"#VALUE!"},{"$error":"#VALUE!"}]
["","","","","","",{"$error":"#VALUE!"},{"$error":"#VALUE!"}]
["","","","","","",{"$error":"#VALUE!"},{"$error":"#VALUE!"}]
["","","","","","",{"$error":"#VALUE!"},{"$error":"#VALUE!"}]
["","","","","","",{"$error":"#VALUE!"},{"$error":"#VALUE!"}]
["","","","","","",{"$error":"#VALUE!"},{"$error":"#VALUE!"}]
["","","","","","",{"$error":"#VALUE!"},{"$error":"#VALUE!"}]
["","","","","","",{"$error":"#VALUE!"},{"$error":"#VALUE!"}]
["","","","","","",{"$error":"#VALUE!"},{"$error":"#VALUE!"}]
["","","","","","",{"$error":"#VALUE!"},{"$error":"#VALUE!"}]
["","","","","","",{"$error":"#VALUE!"},{"$error":"#VALUE!"}]
["","","","","","",{"$error":"#VALUE!"},{"$error":"#VALUE!"}]
["","","","","","",{"$error":"#VALUE!"},{"$error":"#VALUE!"}]
["","","","","","",{"$error":"#VALUE!"},{"$error":"#VALUE!"}]
["","","","","","",{"$error":"#VALUE!"},{"$error":"#VALUE!"}]
["","","","","","",{"$error":"#VALUE!"},{"$error":"#VALUE!"}]
["","","","","","",{"$error":"#VALUE!"},{"$error":"#VALUE!"}]
["","","","","","",{"$error":"#VALUE!"},{"$error":"#VALUE!"}]
["","","","","","",{"$error":"#VALUE!"},{"$error":"#VALUE!"}]
["","","","","","",{"$error":"#VALUE!"},{"$error":"#VALUE!"}]
["","","","","","",{"$error":"#VALUE!"},{"$error":"#VALUE!"}]
["","","","","","",{"$error":"#VALUE!"},{"$error":"#VALUE!"}]
["","","","","","",{"$error":"#VALUE!"},{"$error":"#VALUE!"}]
["","","","","","",{"$error":"#VALUE!"},{"$error":"#VALUE!"}]
["","","","","","",{"$error":"#VALUE!"},{"$error":"#VALUE!"}]
["","","","","","",{"$error":"#VALUE!"},{"$error":"#VALUE!"}]
["","","","","","",{"$error":"#VALUE!"},{"$error":"#VALUE!"}]
["","","","","","",{"$error":"#VALUE!"},{"$error":"#VALUE!"}]
["","","","","","",{"$error":"#VALUE!"},{"$error":"#VALUE!"}]
["","","","","","",{"$error":"#VALUE!"},{"$error":"#VALUE!"}]
["","","","","","",{"$error":"#VALUE!"},{"$error":"#VALUE!"}]
["","","","","","",{"$error":"#VALUE!"},{"$error":"#VALUE!"}]
["","","","","","",{"$error":"#VALUE!"},{"$error":"#VALUE!"}]
["","","","","","",{"$error":"#VALUE!"},{"$error":"#VALUE!"}]
["","","","","","",{"$error":"#VALUE!"},{"$error":"#VALUE!"}]
["","","","","","",{"$error":"#VALUE!"},{"$error":"#VALUE!"}]
["","","","","","",{"$error":"#VALUE!"},{"$error":"#VALUE!"}]
["","","","","","",{"$error":"#VALUE!"},{"$error":"#VALUE!"}]
["","","","","","",{"$error":"#VALUE!"},{"$error":"#VALUE!"}]
["","","","","","",{"$error":"#VALUE!"},{"$error":"#VALUE!"}]
["","","","","","",{"$error":"#VALUE!"},{"$error":"#VALUE!"}]
["","","","","","",{"$error":"#VALUE!"},{"$error":"#VALUE!"}]
["","","","","","",{"$error":"#VALUE!"},{"$error":"#VALUE!"}]
["","","","","","",{"$error":"#VALUE!"},{"$error":"#VALUE!"}]
["","","","","","",{"$error":"#VALUE!"},{"$error":"#VALUE!"}]
["","","","","","",{"$error":"#VALUE!"},{"$error":"#VALUE!"}]
["","","","","","",{"$error":"#VALUE!"},{"$error":"#VALUE!"}]
["","","","","","",{"$error":"#VALUE!"},{"$error":"#VALUE!"}]
["","","","","","",{"$error":"#VALUE!"},{"$error":"#VALUE!"}]
["","","","","","",{"$error":"#VALUE!"},{"$error":"#VALUE!"}]
["","","",{"$f":"IF(A1621<>\"\",MOD(B1621,24)/24,\"\")","v":""},"","",{"$f":"ABS(0.5*1.025*1*(F1621^3))","v":{"$error":"#VALUE!"}},{"$f":"G1621*$B$13","v":{"$error":"#VALUE!"}}]
[{"$f":"IF(IF(A1621<>\"\",A1621+1<=$B$16,0),A1621+1,\"\")","v":""},{"$f":"IF(A1622<>\"\",A1622*$B$13,\"\")","v":""},{"$f":"IF(A1622<>\"\",ROUNDDOWN(A1622*$B$13/24,0),\"\")","v":""},"",{"$f":"IF(A1622<>\"\",($B$4+$B$5)/2+($B$5-$B$4)/2*COS(2*PI()/$B$15*B1622),\"\")","v":""},{"$f":"IF(A1622<>\"\",E1622*COS(2*PI()/$B$7*B1622),\"\")","v":""},{"$error":"#VALUE!"},{"$error":"#VALUE!"}]
["","","","","","",{"$error":"#VALUE!"},{"$error":"#VALUE!"}]
["","","","","","",{"$error":"#VALUE!"},{"$error":"#VALUE!"}]
["","","","","","",{"$error":"#VALUE!"},{"$error":"#VALUE!"}]
["","","","","","",{"$error":"#VALUE!"},{"$error":"#VALUE!"}]
["","","","","","",{"$error":"#VALUE!"},{"$error":"#VALUE!"}]
["","","","","","",{"$error":"#VALUE!"},{"$error":"#VALUE!"}]
["","","","","","",{"$error":"#VALUE!"},{"$error":"#VALUE!"}]
["","","","","","",{"$error":"#VALUE!"},{"$error":"#VALUE!"}]
["","","","","","",{"$error":"#VALUE!"},{"$error":"#VALUE!"}]
["","","","","","",{"$error":"#VALUE!"},{"$error":"#VALUE!"}]
["","","","","","",{"$error":"#VALUE!"},{"$error":"#VALUE!"}]
["","","","","","",{"$error":"#VALUE!"},{"$error":"#VALUE!"}]
["","","","","","",{"$error":"#VALUE!"},{"$error":"#VALUE!"}]
["","","","","","",{"$error":"#VALUE!"},{"$error":"#VALUE!"}]
["","","","","","",{"$error":"#VALUE!"},{"$error":"#VALUE!"}]
["","","","","","",{"$error":"#VALUE!"},{"$error":"#VALUE!"}]
["","","","","","",{"$error":"#VALUE!"},{"$error":"#VALUE!"}]
["","","","","","",{"$error":"#VALUE!"},{"$error":"#VALUE!"}]
["","","","","","",{"$error":"#VALUE!"},{"$error":"#VALUE!"}]
["","","","","","",{"$error":"#VALUE!"},{"$error":"#VALUE!"}]
["","","","","","",{"$error":"#VALUE!"},{"$error":"#VALUE!"}]
["","","","","","",{"$error":"#VALUE!"},{"$error":"#VALUE!"}]
["","","","","","",{"$error":"#VALUE!"},{"$error":"#VALUE!"}]
["","","","","","",{"$error":"#VALUE!"},{"$error":"#VALUE!"}]
["","","","","","",{"$error":"#VALUE!"},{"$error":"#VALUE!"}]
["","","","","","",{"$error":"#VALUE!"},{"$error":"#VALUE!"}]
["","","","","","",{"$error":"#VALUE!"},{"$error":"#VALUE!"}]
["","","","","","",{"$error":"#VALUE!"},{"$error":"#VALUE!"}]
["","","","","","",{"$error":"#VALUE!"},{"$error":"#VALUE!"}]
["","","","","","",{"$error":"#VALUE!"},{"$error":"#VALUE!"}]
["","","","","","",{"$error":"#VALUE!"},{"$error":"#VALUE!"}]
["","","","","","",{"$error":"#VALUE!"},{"$error":"#VALUE!"}]
["","","","","","",{"$error":"#VALUE!"},{"$error":"#VALUE!"}]
["","","","","","",{"$error":"#VALUE!"},{"$error":"#VALUE!"}]
["","","","","","",{"$error":"#VALUE!"},{"$error":"#VALUE!"}]
["","","","","","",{"$error":"#VALUE!"},{"$error":"#VALUE!"}]
["","","","","","",{"$error":"#VALUE!"},{"$error":"#VALUE!"}]
["","","","","","",{"$error":"#VALUE!"},{"$error":"#VALUE!"}]
["","","","","","",{"$error":"#VALUE!"},{"$error":"#VALUE!"}]
["","","","","","",{"$error":"#VALUE!"},{"$error":"#VALUE!"}]
["","","","","","",{"$error":"#VALUE!"},{"$error":"#VALUE!"}]
["","","","","","",{"$error":"#VALUE!"},{"$error":"#VALUE!"}]
["","","","","","",{"$error":"#VALUE!"},{"$error":"#VALUE!"}]
["","","","","","",{"$error":"#VALUE!"},{"$error":"#VALUE!"}]
["","","","","","",{"$error":"#VALUE!"},{"$error":"#VALUE!"}]
["","","","","","",{"$error":"#VALUE!"},{"$error":"#VALUE!"}]
["","","","","","",{"$error":"#VALUE!"},{"$error":"#VALUE!"}]
["","","","","","",{"$error":"#VALUE!"},{"$error":"#VALUE!"}]
["","","","","","",{"$error":"#VALUE!"},{"$error":"#VALUE!"}]
["","","","","","",{"$error":"#VALUE!"},{"$error":"#VALUE!"}]
["","","","","","",{"$error":"#VALUE!"},{"$error":"#VALUE!"}]
["","","","","","",{"$error":"#VALUE!"},{"$error":"#VALUE!"}]
["","","","","","",{"$error":"#VALUE!"},{"$error":"#VALUE!"}]
["","","","","","",{"$error":"#VALUE!"},{"$error":"#VALUE!"}]
["","","","","","",{"$error":"#VALUE!"},{"$error":"#VALUE!"}]
["","","","","","",{"$error":"#VALUE!"},{"$error":"#VALUE!"}]
["","","","","","",{"$error":"#VALUE!"},{"$error":"#VALUE!"}]
["","","","","","",{"$error":"#VALUE!"},{"$error":"#VALUE!"}]
["","","","","","",{"$error":"#VALUE!"},{"$error":"#VALUE!"}]
["","","","","","",{"$error":"#VALUE!"},{"$error":"#VALUE!"}]
["","","","","","",{"$error":"#VALUE!"},{"$error":"#VALUE!"}]
["","","","","","",{"$error":"#VALUE!"},{"$error":"#VALUE!"}]
["","","",{"$f":"IF(A1685<>\"\",MOD(B1685,24)/24,\"\")","v":""},"","",{"$f":"ABS(0.5*1.025*1*(F1685^3))","v":{"$error":"#VALUE!"}},{"$f":"G1685*$B$13","v":{"$error":"#VALUE!"}}]
[{"$f":"IF(IF(A1685<>\"\",A1685+1<=$B$16,0),A1685+1,\"\")","v":""},{"$f":"IF(A1686<>\"\",A1686*$B$13,\"\")","v":""},{"$f":"IF(A1686<>\"\",ROUNDDOWN(A1686*$B$13/24,0),\"\")","v":""},"",{"$f":"IF(A1686<>\"\",($B$4+$B$5)/2+($B$5-$B$4)/2*COS(2*PI()/$B$15*B1686),\"\")","v":""},{"$f":"IF(A1686<>\"\",E1686*COS(2*PI()/$B$7*B1686),\"\")","v":""},{"$error":"#VALUE!"},{"$error":"#VALUE!"}]
["","","","","","",{"$error":"#VALUE!"},{"$error":"#VALUE!"}]
["","","","","","",{"$error":"#VALUE!"},{"$error":"#VALUE!"}]
["","","","","","",{"$error":"#VALUE!"},{"$error":"#VALUE!"}]
["","","","","","",{"$error":"#VALUE!"},{"$error":"#VALUE!"}]
["","","","","","",{"$error":"#VALUE!"},{"$error":"#VALUE!"}]
["","","","","","",{"$error":"#VALUE!"},{"$error":"#VALUE!"}]
["","","","","","",{"$error":"#VALUE!"},{"$error":"#VALUE!"}]
["","","","","","",{"$error":"#VALUE!"},{"$error":"#VALUE!"}]
["","","","","","",{"$error":"#VALUE!"},{"$error":"#VALUE!"}]
["","","","","","",{"$error":"#VALUE!"},{"$error":"#VALUE!"}]
["","","","","","",{"$error":"#VALUE!"},{"$error":"#VALUE!"}]
["","","","","","",{"$error":"#VALUE!"},{"$error":"#VALUE!"}]
["","","","","","",{"$error":"#VALUE!"},{"$error":"#VALUE!"}]
["","","","","","",{"$error":"#VALUE!"},{"$error":"#VALUE!"}]
["","","","","","",{"$error":"#VALUE!"},{"$error":"#VALUE!"}]
["","","","","","",{"$error":"#VALUE!"},{"$error":"#VALUE!"}]
["","","","","","",{"$error":"#VALUE!"},{"$error":"#VALUE!"}]
["","","","","","",{"$error":"#VALUE!"},{"$error":"#VALUE!"}]
["","","","","","",{"$error":"#VALUE!"},{"$error":"#VALUE!"}]
["","","","","","",{"$error":"#VALUE!"},{"$error":"#VALUE!"}]
["","","","","","",{"$error":"#VALUE!"},{"$error":"#VALUE!"}]
["","","","","","",{"$error":"#VALUE!"},{"$error":"#VALUE!"}]
["","","","","","",{"$error":"#VALUE!"},{"$error":"#VALUE!"}]
["","","","","","",{"$error":"#VALUE!"},{"$error":"#VALUE!"}]
["","","","","","",{"$error":"#VALUE!"},{"$error":"#VALUE!"}]
["","","","","","",{"$error":"#VALUE!"},{"$error":"#VALUE!"}]
["","","","","","",{"$error":"#VALUE!"},{"$error":"#VALUE!"}]
["","","","","","",{"$error":"#VALUE!"},{"$error":"#VALUE!"}]
["","","","","","",{"$error":"#VALUE!"},{"$error":"#VALUE!"}]
["","","","","","",{"$error":"#VALUE!"},{"$error":"#VALUE!"}]
["","","","","","",{"$error":"#VALUE!"},{"$error":"#VALUE!"}]
["","","","","","",{"$error":"#VALUE!"},{"$error":"#VALUE!"}]
["","","","","","",{"$error":"#VALUE!"},{"$error":"#VALUE!"}]
["","","","","","",{"$error":"#VALUE!"},{"$error":"#VALUE!"}]
["","","","","","",{"$error":"#VALUE!"},{"$error":"#VALUE!"}]
["","","","","","",{"$error":"#VALUE!"},{"$error":"#VALUE!"}]
["","","","","","",{"$error":"#VALUE!"},{"$error":"#VALUE!"}]
["","","","","","",{"$error":"#VALUE!"},{"$error":"#VALUE!"}]
["","","","","","",{"$error":"#VALUE!"},{"$error":"#VALUE!"}]
["","","","","","",{"$error":"#VALUE!"},{"$error":"#VALUE!"}]
["","","","","","",{"$error":"#VALUE!"},{"$error":"#VALUE!"}]
["","","","","","",{"$error":"#VALUE!"},{"$error":"#VALUE!"}]
["","","","","","",{"$error":"#VALUE!"},{"$error":"#VALUE!"}]
["","","","","","",{"$error":"#VALUE!"},{"$error":"#VALUE!"}]
["","","","","","",{"$error":"#VALUE!"},{"$error":"#VALUE!"}]
["","","","","","",{"$error":"#VALUE!"},{"$error":"#VALUE!"}]
["","","","","","",{"$error":"#VALUE!"},{"$error":"#VALUE!"}]
["","","","","","",{"$error":"#VALUE!"},{"$error":"#VALUE!"}]
["","","","","","",{"$error":"#VALUE!"},{"$error":"#VALUE!"}]
["","","","","","",{"$error":"#VALUE!"},{"$error":"#VALUE!"}]
["","","","","","",{"$error":"#VALUE!"},{"$error":"#VALUE!"}]
["","","","","","",{"$error":"#VALUE!"},{"$error":"#VALUE!"}]
["","","","","","",{"$error":"#VALUE!"},{"$error":"#VALUE!"}]
["","","","","","",{"$error":"#VALUE!"},{"$error":"#VALUE!"}]
["","","","","","",{"$error":"#VALUE!"},{"$error":"#VALUE!"}]
["","","","","","",{"$error":"#VALUE!"},{"$error":"#VALUE!"}]
["","","","","","",{"$error":"#VALUE!"},{"$error":"#VALUE!"}]
["","","","","","",{"$error":"#VALUE!"},{"$error":"#VALUE!"}]
["","","","","","",{"$error":"#VALUE!"},{"$error":"#VALUE!"}]
["","","","","","",{"$error":"#VALUE!"},{"$error":"#VALUE!"}]
["","","","","","",{"$error":"#VALUE!"},{"$error":"#VALUE!"}]
["","","","","","",{"$error":"#VALUE!"},{"$error":"#VALUE!"}]
["","","",{"$f":"IF(A1749<>\"\",MOD(B1749,24)/24,\"\")","v":""},"","",{"$f":"ABS(0.5*1.025*1*(F1749^3))","v":{"$error":"#VALUE!"}},{"$f":"G1749*$B$13","v":{"$error":"#VALUE!"}}]
[{"$f":"IF(IF(A1749<>\"\",A1749+1<=$B$16,0),A1749+1,\"\")","v":""},{"$f":"IF(A1750<>\"\",A1750*$B$13,\"\")","v":""},{"$f":"IF(A1750<>\"\",ROUNDDOWN(A1750*$B$13/24,0),\"\")","v":""},"",{"$f":"IF(A1750<>\"\",($B$4+$B$5)/2+($B$5-$B$4)/2*COS(2*PI()/$B$15*B1750),\"\")","v":""},{"$f":"IF(A1750<>\"\",E1750*COS(2*PI()/$B$7*B1750),\"\")","v":""},{"$error":"#VALUE!"},{"$error":"#VALUE!"}]
["","","","","","",{"$error":"#VALUE!"},{"$error":"#VALUE!"}]
["","","","","","",{"$error":"#VALUE!"},{"$error":"#VALUE!"}]
["","","","","","",{"$error":"#VALUE!"},{"$error":"#VALUE!"}]
["","","","","","",{"$error":"#VALUE!"},{"$error":"#VALUE!"}]
["","","","","","",{"$error":"#VALUE!"},{"$error":"#VALUE!"}]
["","","","","","",{"$error":"#VALUE!"},{"$error":"#VALUE!"}]
["","","","","","",{"$error":"#VALUE!"},{"$error":"#VALUE!"}]
["","","","","","",{"$error":"#VALUE!"},{"$error":"#VALUE!"}]
["","","","","","",{"$error":"#VALUE!"},{"$error":"#VALUE!"}]
["","","","","","",{"$error":"#VALUE!"},{"$error":"#VALUE!"}]
["","","","","","",{"$error":"#VALUE!"},{"$error":"#VALUE!"}]
["","","","","","",{"$error":"#VALUE!"},{"$error":"#VALUE!"}]
["","","","","","",{"$error":"#VALUE!"},{"$error":"#VALUE!"}]
["","","","","","",{"$error":"#VALUE!"},{"$error":"#VALUE!"}]
["","","","","","",{"$error":"#VALUE!"},{"$error":"#VALUE!"}]
["","","","","","",{"$error":"#VALUE!"},{"$error":"#VALUE!"}]
["","","","","","",{"$error":"#VALUE!"},{"$error":"#VALUE!"}]
["","","","","","",{"$error":"#VALUE!"},{"$error":"#VALUE!"}]
["","","","","","",{"$error":"#VALUE!"},{"$error":"#VALUE!"}]
["","","","","","",{"$error":"#VALUE!"},{"$error":"#VALUE!"}]
["","","","","","",{"$error":"#VALUE!"},{"$error":"#VALUE!"}]
["","","","","","",{"$error":"#VALUE!"},{"$error":"#VALUE!"}]
["","","","","","",{"$error":"#VALUE!"},{"$error":"#VALUE!"}]
["","","","","","",{"$error":"#VALUE!"},{"$error":"#VALUE!"}]
["","","","","","",{"$error":"#VALUE!"},{"$error":"#VALUE!"}]
["","","","","","",{"$error":"#VALUE!"},{"$error":"#VALUE!"}]
["","","","","","",{"$error":"#VALUE!"},{"$error":"#VALUE!"}]
["","","","","","",{"$error":"#VALUE!"},{"$error":"#VALUE!"}]
["","","","","","",{"$error":"#VALUE!"},{"$error":"#VALUE!"}]
["","","","","","",{"$error":"#VALUE!"},{"$error":"#VALUE!"}]
["","","","","","",{"$error":"#VALUE!"},{"$error":"#VALUE!"}]
["","","","","","",{"$error":"#VALUE!"},{"$error":"#VALUE!"}]
["","","","","","",{"$error":"#VALUE!"},{"$error":"#VALUE!"}]
["","","","","","",{"$error":"#VALUE!"},{"$error":"#VALUE!"}]
["","","","","","",{"$error":"#VALUE!"},{"$error":"#VALUE!"}]
["","","","","","",{"$error":"#VALUE!"},{"$error":"#VALUE!"}]
["","","","","","",{"$error":"#VALUE!"},{"$error":"#VALUE!"}]
["","","","","","",{"$error":"#VALUE!"},{"$error":"#VALUE!"}]
["","","","","","",{"$error":"#VALUE!"},{"$error":"#VALUE!"}]
["","","","","","",{"$error":"#VALUE!"},{"$error":"#VALUE!"}]
["","","","","","",{"$error":"#VALUE!"},{"$error":"#VALUE!"}]
["","","","","","",{"$error":"#VALUE!"},{"$error":"#VALUE!"}]
["","","","","","",{"$error":"#VALUE!"},{"$error":"#VALUE!"}]
["","","","","","",{"$error":"#VALUE!"},{"$error":"#VALUE!"}]
["","","","","","",{"$error":"#VALUE!"},{"$error":"#VALUE!"}]
["","","","","","",{"$error":"#VALUE!"},{"$error":"#VALUE!"}]
["","","","","","",{"$error":"#VALUE!"},{"$error":"#VALUE!"}]
["","","","","","",{"$error":"#VALUE!"},{"$error":"#VALUE!"}]
["","","","","","",{"$error":"#VALUE!"},{"$error":"#VALUE!"}]
["","","","","","",{"$error":"#VALUE!"},{"$error":"#VALUE!"}]
["","","","","","",{"$error":"#VALUE!"},{"$error":"#VALUE!"}]
["","","","","","",{"$error":"#VALUE!"},{"$error":"#VALUE!"}]
["","","","","","",{"$error":"#VALUE!"},{"$error":"#VALUE!"}]
["","","","","","",{"$error":"#VALUE!"},{"$error":"#VALUE!"}]
["","","","","","",{"$error":"#VALUE!"},{"$error":"#VALUE!"}]
["","","","","","",{"$error":"#VALUE!"},{"$error":"#VALUE!"}]
["","","","","","",{"$error":"#VALUE!"},{"$error":"#VALUE!"}]
["","","","","","",{"$error":"#VALUE!"},{"$error":"#VALUE!"}]
["","","","","","",{"$error":"#VALUE!"},{"$error":"#VALUE!"}]
["","","","","","",{"$error":"#VALUE!"},{"$error":"#VALUE!"}]
["","","","","","",{"$error":"#VALUE!"},{"$error":"#VALUE!"}]
["","","","","","",{"$error":"#VALUE!"},{"$error":"#VALUE!"}]
["","","",{"$f":"IF(A1813<>\"\",MOD(B1813,24)/24,\"\")","v":""},"","",{"$f":"ABS(0.5*1.025*1*(F1813^3))","v":{"$error":"#VALUE!"}},{"$f":"G1813*$B$13","v":{"$error":"#VALUE!"}}]
[{"$f":"IF(IF(A1813<>\"\",A1813+1<=$B$16,0),A1813+1,\"\")","v":""},{"$f":"IF(A1814<>\"\",A1814*$B$13,\"\")","v":""},{"$f":"IF(A1814<>\"\",ROUNDDOWN(A1814*$B$13/24,0),\"\")","v":""},"",{"$f":"IF(A1814<>\"\",($B$4+$B$5)/2+($B$5-$B$4)/2*COS(2*PI()/$B$15*B1814),\"\")","v":""},{"$f":"IF(A1814<>\"\",E1814*COS(2*PI()/$B$7*B1814),\"\")","v":""},{"$error":"#VALUE!"},{"$error":"#VALUE!"}]
["","","","","","",{"$error":"#VALUE!"},{"$error":"#VALUE!"}]
["","","","","","",{"$error":"#VALUE!"},{"$error":"#VALUE!"}]
["","","","","","",{"$error":"#VALUE!"},{"$error":"#VALUE!"}]
["","","","","","",{"$error":"#VALUE!"},{"$error":"#VALUE!"}]
["","","","","","",{"$error":"#VALUE!"},{"$error":"#VALUE!"}]
["","","","","","",{"$error":"#VALUE!"},{"$error":"#VALUE!"}]
["","","","","","",{"$error":"#VALUE!"},{"$error":"#VALUE!"}]
["","","","","","",{"$error":"#VALUE!"},{"$error":"#VALUE!"}]
["","","","","","",{"$error":"#VALUE!"},{"$error":"#VALUE!"}]
["","","","","","",{"$error":"#VALUE!"},{"$error":"#VALUE!"}]
["","","","","","",{"$error":"#VALUE!"},{"$error":"#VALUE!"}]
["","","","","","",{"$error":"#VALUE!"},{"$error":"#VALUE!"}]
["","","","","","",{"$error":"#VALUE!"},{"$error":"#VALUE!"}]
["","","","","","",{"$error":"#VALUE!"},{"$error":"#VALUE!"}]
["","","","","","",{"$error":"#VALUE!"},{"$error":"#VALUE!"}]
["","","","","","",{"$error":"#VALUE!"},{"$error":"#VALUE!"}]
["","","","","","",{"$error":"#VALUE!"},{"$error":"#VALUE!"}]
["","","","","","",{"$error":"#VALUE!"},{"$error":"#VALUE!"}]
["","","","","","",{"$error":"#VALUE!"},{"$error":"#VALUE!"}]
["","","","","","",{"$error":"#VALUE!"},{"$error":"#VALUE!"}]
["","","","","","",{"$error":"#VALUE!"},{"$error":"#VALUE!"}]
["","","","","","",{"$error":"#VALUE!"},{"$error":"#VALUE!"}]
["","","","","","",{"$error":"#VALUE!"},{"$error":"#VALUE!"}]
["","","","","","",{"$error":"#VALUE!"},{"$error":"#VALUE!"}]
["","","","","","",{"$error":"#VALUE!"},{"$error":"#VALUE!"}]
["","","","","","",{"$error":"#VALUE!"},{"$error":"#VALUE!"}]
["","","","","","",{"$error":"#VALUE!"},{"$error":"#VALUE!"}]
["","","","","","",{"$error":"#VALUE!"},{"$error":"#VALUE!"}]
["","","","","","",{"$error":"#VALUE!"},{"$error":"#VALUE!"}]
["","","","","","",{"$error":"#VALUE!"},{"$error":"#VALUE!"}]
["","","","","","",{"$error":"#VALUE!"},{"$error":"#VALUE!"}]
["","","","","","",{"$error":"#VALUE!"},{"$error":"#VALUE!"}]
["","","","","","",{"$error":"#VALUE!"},{"$error":"#VALUE!"}]
["","","","","","",{"$error":"#VALUE!"},{"$error":"#VALUE!"}]
["","","","","","",{"$error":"#VALUE!"},{"$error":"#VALUE!"}]
["","","","","","",{"$error":"#VALUE!"},{"$error":"#VALUE!"}]
["","","","","","",{"$error":"#VALUE!"},{"$error":"#VALUE!"}]
["","","","","","",{"$error":"#VALUE!"},{"$error":"#VALUE!"}]
["","","","","","",{"$error":"#VALUE!"},{"$error":"#VALUE!"}]
["","","","","","",{"$error":"#VALUE!"},{"$error":"#VALUE!"}]
["","","","","","",{"$error":"#VALUE!"},{"$error":"#VALUE!"}]
["","","","","","",{"$error":"#VALUE!"},{"$error":"#VALUE!"}]
["","","","","","",{"$error":"#VALUE!"},{"$error":"#VALUE!"}]
["","","","","","",{"$error":"#VALUE!"},{"$error":"#VALUE!"}]
["","","","","","",{"$error":"#VALUE!"},{"$error":"#VALUE!"}]
["","","","","","",{"$error":"#VALUE!"},{"$error":"#VALUE!"}]
["","","","","","",{"$error":"#VALUE!"},{"$error":"#VALUE!"}]
["","","","","","",{"$error":"#VALUE!"},{"$error":"#VALUE!"}]
["","","","","","",{"$error":"#VALUE!"},{"$error":"#VALUE!"}]
["","","","","","",{"$error":"#VALUE!"},{"$error":"#VALUE!"}]
["","","","","","",{"$error":"#VALUE!"},{"$error":"#VALUE!"}]
["","","","","","",{"$error":"#VALUE!"},{"$error":"#VALUE!"}]
["","","","","","",{"$error":"#VALUE!"},{"$error":"#VALUE!"}]
["","","","","","",{"$error":"#VALUE!"},{"$error":"#VALUE!"}]
["","","","","","",{"$error":"#VALUE!"},{"$error":"#VALUE!"}]
["","","","","","",{"$error":"#VALUE!"},{"$error":"#VALUE!"}]
["","","","","","",{"$error":"#VALUE!"},{"$error":"#VALUE!"}]
["","","","","","",{"$error":"#VALUE!"},{"$error":"#VALUE!"}]
["","","","","","",{"$error":"#VALUE!"},{"$error":"#VALUE!"}]
["","","","","","",{"$error":"#VALUE!"},{"$error":"#VALUE!"}]
["","","","","","",{"$error":"#VALUE!"},{"$error":"#VALUE!"}]
["","","","","","",{"$error":"#VALUE!"},{"$error":"#VALUE!"}]
["","","",{"$f":"IF(A1877<>\"\",MOD(B1877,24)/24,\"\")","v":""},"","",{"$f":"ABS(0.5*1.025*1*(F1877^3))","v":{"$error":"#VALUE!"}},{"$f":"G1877*$B$13","v":{"$error":"#VALUE!"}}]
[{"$f":"IF(IF(A1877<>\"\",A1877+1<=$B$16,0),A1877+1,\"\")","v":""},{"$f":"IF(A1878<>\"\",A1878*$B$13,\"\")","v":""},{"$f":"IF(A1878<>\"\",ROUNDDOWN(A1878*$B$13/24,0),\"\")","v":""},"",{"$f":"IF(A1878<>\"\",($B$4+$B$5)/2+($B$5-$B$4)/2*COS(2*PI()/$B$15*B1878),\"\")","v":""},{"$f":"IF(A1878<>\"\",E1878*COS(2*PI()/$B$7*B1878),\"\")","v":""},{"$error":"#VALUE!"},{"$error":"#VALUE!"}]
["","","","","","",{"$error":"#VALUE!"},{"$error":"#VALUE!"}]
["","","","","","",{"$error":"#VALUE!"},{"$error":"#VALUE!"}]
["","","","","","",{"$error":"#VALUE!"},{"$error":"#VALUE!"}]
["","","","","","",{"$error":"#VALUE!"},{"$error":"#VALUE!"}]
["","","","","","",{"$error":"#VALUE!"},{"$error":"#VALUE!"}]
["","","","","","",{"$error":"#VALUE!"},{"$error":"#VALUE!"}]
["","","","","","",{"$error":"#VALUE!"},{"$error":"#VALUE!"}]
["","","","","","",{"$error":"#VALUE!"},{"$error":"#VALUE!"}]
["","","","","","",{"$error":"#VALUE!"},{"$error":"#VALUE!"}]
["","","","","","",{"$error":"#VALUE!"},{"$error":"#VALUE!"}]
["","","","","","",{"$error":"#VALUE!"},{"$error":"#VALUE!"}]
["","","","","","",{"$error":"#VALUE!"},{"$error":"#VALUE!"}]
["","","","","","",{"$error":"#VALUE!"},{"$error":"#VALUE!"}]
["","","","","","",{"$error":"#VALUE!"},{"$error":"#VALUE!"}]
["","","","","","",{"$error":"#VALUE!"},{"$error":"#VALUE!"}]
["","","","","","",{"$error":"#VALUE!"},{"$error":"#VALUE!"}]
["","","","","","",{"$error":"#VALUE!"},{"$error":"#VALUE!"}]
["","","","","","",{"$error":"#VALUE!"},{"$error":"#VALUE!"}]
["","","","","","",{"$error":"#VALUE!"},{"$error":"#VALUE!"}]
["","","","","","",{"$error":"#VALUE!"},{"$error":"#VALUE!"}]
["","","","","","",{"$error":"#VALUE!"},{"$error":"#VALUE!"}]
["","","","","","",{"$error":"#VALUE!"},{"$error":"#VALUE!"}]
["","","","","","",{"$error":"#VALUE!"},{"$error":"#VALUE!"}]
["","","","","","",{"$error":"#VALUE!"},{"$error":"#VALUE!"}]
["","","","","","",{"$error":"#VALUE!"},{"$error":"#VALUE!"}]
["","","","","","",{"$error":"#VALUE!"},{"$error":"#VALUE!"}]
["","","","","","",{"$error":"#VALUE!"},{"$error":"#VALUE!"}]
["","","","","","",{"$error":"#VALUE!"},{"$error":"#VALUE!"}]
["","","","","","",{"$error":"#VALUE!"},{"$error":"#VALUE!"}]
["","","","","","",{"$error":"#VALUE!"},{"$error":"#VALUE!"}]
["","","","","","",{"$error":"#VALUE!"},{"$error":"#VALUE!"}]
["","","","","","",{"$error":"#VALUE!"},{"$error":"#VALUE!"}]
["","","","","","",{"$error":"#VALUE!"},{"$error":"#VALUE!"}]
["","","","","","",{"$error":"#VALUE!"},{"$error":"#VALUE!"}]
["","","","","","",{"$error":"#VALUE!"},{"$error":"#VALUE!"}]
["","","","","","",{"$error":"#VALUE!"},{"$error":"#VALUE!"}]
["","","","","","",{"$error":"#VALUE!"},{"$error":"#VALUE!"}]
["","","","","","",{"$error":"#VALUE!"},{"$error":"#VALUE!"}]
["","","","","","",{"$error":"#VALUE!"},{"$error":"#VALUE!"}]
["","","","","","",{"$error":"#VALUE!"},{"$error":"#VALUE!"}]
["","","","","","",{"$error":"#VALUE!"},{"$error":"#VALUE!"}]
["","","","","","",{"$error":"#VALUE!"},{"$error":"#VALUE!"}]
["","","","","","",{"$error":"#VALUE!"},{"$error":"#VALUE!"}]
["","","","","","",{"$error":"#VALUE!"},{"$error":"#VALUE!"}]
["","","","","","",{"$error":"#VALUE!"},{"$error":"#VALUE!"}]
["","","","","","",{"$error":"#VALUE!"},{"$error":"#VALUE!"}]
["","","","","","",{"$error":"#VALUE!"},{"$error":"#VALUE!"}]
["","","","","","",{"$error":"#VALUE!"},{"$error":"#VALUE!"}]
["","","","","","",{"$error":"#VALUE!"},{"$error":"#VALUE!"}]
["","","","","","",{"$error":"#VALUE!"},{"$error":"#VALUE!"}]
["","","","","","",{"$error":"#VALUE!"},{"$error":"#VALUE!"}]
["","","","","","",{"$error":"#VALUE!"},{"$error":"#VALUE!"}]
["","","","","","",{"$error":"#VALUE!"},{"$error":"#VALUE!"}]
["","","","","","",{"$error":"#VALUE!"},{"$error":"#VALUE!"}]
["","","","","","",{"$error":"#VALUE!"},{"$error":"#VALUE!"}]
["","","","","","",{"$error":"#VALUE!"},{"$error":"#VALUE!"}]
["","","","","","",{"$error":"#VALUE!"},{"$error":"#VALUE!"}]
["","","","","","",{"$error":"#VALUE!"},{"$error":"#VALUE!"}]
["","","","","","",{"$error":"#VALUE!"},{"$error":"#VALUE!"}]
["","","","","","",{"$error":"#VALUE!"},{"$error":"#VALUE!"}]
["","","","","","",{"$error":"#VALUE!"},{"$error":"#VALUE!"}]
["","","","","","",{"$error":"#VALUE!"},{"$error":"#VALUE!"}]
["","","",{"$f":"IF(A1941<>\"\",MOD(B1941,24)/24,\"\")","v":""},"","",{"$f":"ABS(0.5*1.025*1*(F1941^3))","v":{"$error":"#VALUE!"}},{"$f":"G1941*$B$13","v":{"$error":"#VALUE!"}}]
[{"$f":"IF(IF(A1941<>\"\",A1941+1<=$B$16,0),A1941+1,\"\")","v":""},{"$f":"IF(A1942<>\"\",A1942*$B$13,\"\")","v":""},{"$f":"IF(A1942<>\"\",ROUNDDOWN(A1942*$B$13/24,0),\"\")","v":""},"",{"$f":"IF(A1942<>\"\",($B$4+$B$5)/2+($B$5-$B$4)/2*COS(2*PI()/$B$15*B1942),\"\")","v":""},{"$f":"IF(A1942<>\"\",E1942*COS(2*PI()/$B$7*B1942),\"\")","v":""},{"$error":"#VALUE!"},{"$error":"#VALUE!"}]
["","","","","","",{"$error":"#VALUE!"},{"$error":"#VALUE!"}]
["","","","","","",{"$error":"#VALUE!"},{"$error":"#VALUE!"}]
["","","","","","",{"$error":"#VALUE!"},{"$error":"#VALUE!"}]
["","","","","","",{"$error":"#VALUE!"},{"$error":"#VALUE!"}]
["","","","","","",{"$error":"#VALUE!"},{"$error":"#VALUE!"}]
["","","","","","",{"$error":"#VALUE!"},{"$error":"#VALUE!"}]
["","","","","","",{"$error":"#VALUE!"},{"$error":"#VALUE!"}]
["","","","","","",{"$error":"#VALUE!"},{"$error":"#VALUE!"}]
["","","","","","",{"$error":"#VALUE!"},{"$error":"#VALUE!"}]
["","","","","","",{"$error":"#VALUE!"},{"$error":"#VALUE!"}]
["","","","","","",{"$error":"#VALUE!"},{"$error":"#VALUE!"}]
["","","","","","",{"$error":"#VALUE!"},{"$error":"#VALUE!"}]
["","","","","","",{"$error":"#VALUE!"},{"$error":"#VALUE!"}]
["","","","","","",{"$error":"#VALUE!"},{"$error":"#VALUE!"}]
["","","","","","",{"$error":"#VALUE!"},{"$error":"#VALUE!"}]
["","","","","","",{"$error":"#VALUE!"},{"$error":"#VALUE!"}]
["","","","","","",{"$error":"#VALUE!"},{"$error":"#VALUE!"}]
["","","","","","",{"$error":"#VALUE!"},{"$error":"#VALUE!"}]
["","","","","","",{"$error":"#VALUE!"},{"$error":"#VALUE!"}]
["","","","","","",{"$error":"#VALUE!"},{"$error":"#VALUE!"}]
["","","","","","",{"$error":"#VALUE!"},{"$error":"#VALUE!"}]
["","","","","","",{"$error":"#VALUE!"},{"$error":"#VALUE!"}]
["","","","","","",{"$error":"#VALUE!"},{"$error":"#VALUE!"}]
["","","","","","",{"$error":"#VALUE!"},{"$error":"#VALUE!"}]
["","","","","","",{"$error":"#VALUE!"},{"$error":"#VALUE!"}]
["","","","","","",{"$error":"#VALUE!"},{"$error":"#VALUE!"}]
["","","","","","",{"$error":"#VALUE!"},{"$error":"#VALUE!"}]
["","","","","","",{"$error":"#VALUE!"},{"$error":"#VALUE!"}]
["","","","","","",{"$error":"#VALUE!"},{"$error":"#VALUE!"}]
["","","","","","",{"$error":"#VALUE!"},{"$error":"#VALUE!"}]
["","","","","","",{"$error":"#VALUE!"},{"$error":"#VALUE!"}]
["","","","","","",{"$error":"#VALUE!"},{"$error":"#VALUE!"}]
["","","","","","",{"$error":"#VALUE!"},{"$error":"#VALUE!"}]
["","","","","","",{"$error":"#VALUE!"},{"$error":"#VALUE!"}]
["","","","","","",{"$error":"#VALUE!"},{"$error":"#VALUE!"}]
["","","","","","",{"$error":"#VALUE!"},{"$error":"#VALUE!"}]
["","","","","","",{"$error":"#VALUE!"},{"$error":"#VALUE!"}]
["","","","","","",{"$error":"#VALUE!"},{"$error":"#VALUE!"}]
["","","","","","",{"$error":"#VALUE!"},{"$error":"#VALUE!"}]
["","","","","","",{"$error":"#VALUE!"},{"$error":"#VALUE!"}]
["","","","","","",{"$error":"#VALUE!"},{"$error":"#VALUE!"}]
["","","","","","",{"$error":"#VALUE!"},{"$error":"#VALUE!"}]
["","","","","","",{"$error":"#VALUE!"},{"$error":"#VALUE!"}]
["","","","","","",{"$error":"#VALUE!"},{"$error":"#VALUE!"}]
["","","","","","",{"$error":"#VALUE!"},{"$error":"#VALUE!"}]
["","","","","","",{"$error":"#VALUE!"},{"$error":"#VALUE!"}]
["","","","","","",{"$error":"#VALUE!"},{"$error":"#VALUE!"}]
["","","","","","",{"$error":"#VALUE!"},{"$error":"#VALUE!"}]
["","","","","","",{"$error":"#VALUE!"},{"$error":"#VALUE!"}]
["","","","","","",{"$error":"#VALUE!"},{"$error":"#VALUE!"}]
["","","","","","",{"$error":"#VALUE!"},{"$error":"#VALUE!"}]
["","","","","","",{"$error":"#VALUE!"},{"$error":"#VALUE!"}]
["","","","","","",{"$error":"#VALUE!"},{"$error":"#VALUE!"}]
["","","","","","",{"$error":"#VALUE!"},{"$error":"#VALUE!"}]
["","","","","","",{"$error":"#VALUE!"},{"$error":"#VALUE!"}]
["","","","","","",{"$error":"#VALUE!"},{"$error":"#VALUE!"}]
["","","","","","",{"$error":"#VALUE!"},{"$error":"#VALUE!"}]
["","","","","","",{"$error":"#VALUE!"},{"$error":"#VALUE!"}]
["","","","","","",{"$error":"#VALUE!"},{"$error":"#VALUE!"}]
["","","","","","",{"$error":"#VALUE!"},{"$error":"#VALUE!"}]
["","","","","","",{"$error":"#VALUE!"},{"$error":"#VALUE!"}]
["","","","","","",{"$error":"#VALUE!"},{"$error":"#VALUE!"}]
["","","",{"$f":"IF(A2005<>\"\",MOD(B2005,24)/24,\"\")","v":""},"","",{"$f":"ABS(0.5*1.025*1*(F2005^3))","v":{"$error":"#VALUE!"}},{"$f":"G2005*$B$13","v":{"$error":"#VALUE!"}}]
[{"$f":"IF(IF(A2005<>\"\",A2005+1<=$B$16,0),A2005+1,\"\")","v":""},{"$f":"IF(A2006<>\"\",A2006*$B$13,\"\")","v":""},{"$f":"IF(A2006<>\"\",ROUNDDOWN(A2006*$B$13/24,0),\"\")","v":""},"",{"$f":"IF(A2006<>\"\",($B$4+$B$5)/2+($B$5-$B$4)/2*COS(2*PI()/$B$15*B2006),\"\")","v":""},{"$f":"IF(A2006<>\"\",E2006*COS(2*PI()/$B$7*B2006),\"\")","v":""},{"$error":"#VALUE!"},{"$error":"#VALUE!"}]
["","","","","","",{"$error":"#VALUE!"},{"$error":"#VALUE!"}]
["","","","","","",{"$error":"#VALUE!"},{"$error":"#VALUE!"}]
["","","","","","",{"$error":"#VALUE!"},{"$error":"#VALUE!"}]
["","","","","","",{"$error":"#VALUE!"},{"$error":"#VALUE!"}]
["","","","","","",{"$error":"#VALUE!"},{"$error":"#VALUE!"}]
["","","","","","",{"$error":"#VALUE!"},{"$error":"#VALUE!"}]
["","","","","","",{"$error":"#VALUE!"},{"$error":"#VALUE!"}]
["","","","","","",{"$error":"#VALUE!"},{"$error":"#VALUE!"}]
["","","","","","",{"$error":"#VALUE!"},{"$error":"#VALUE!"}]
["","","","","","",{"$error":"#VALUE!"},{"$error":"#VALUE!"}]
["","","","","","",{"$error":"#VALUE!"},{"$error":"#VALUE!"}]
["","","","","","",{"$error":"#VALUE!"},{"$error":"#VALUE!"}]
["","","","","","",{"$error":"#VALUE!"},{"$error":"#VALUE!"}]
["","","","","","",{"$error":"#VALUE!"},{"$error":"#VALUE!"}]
["","","","","","",{"$error":"#VALUE!"},{"$error":"#VALUE!"}]
["","","","","","",{"$error":"#VALUE!"},{"$error":"#VALUE!"}]
["","","","","","",{"$error":"#VALUE!"},{"$error":"#VALUE!"}]
["","","","","","",{"$error":"#VALUE!"},{"$error":"#VALUE!"}]
["","","","","","",{"$error":"#VALUE!"},{"$error":"#VALUE!"}]
["","","","","","",{"$error":"#VALUE!"},{"$error":"#VALUE!"}]
["","","","","","",{"$error":"#VALUE!"},{"$error":"#VALUE!"}]
["","","","","","",{"$error":"#VALUE!"},{"$error":"#VALUE!"}]
["","","","","","",{"$error":"#VALUE!"},{"$error":"#VALUE!"}]
["","","","","","",{"$error":"#VALUE!"},{"$error":"#VALUE!"}]
["","","","","","",{"$error":"#VALUE!"},{"$error":"#VALUE!"}]
["","","","","","",{"$error":"#VALUE!"},{"$error":"#VALUE!"}]
["","","","","","",{"$error":"#VALUE!"},{"$error":"#VALUE!"}]
["","","","","","",{"$error":"#VALUE!"},{"$error":"#VALUE!"}]
["","","","","","",{"$error":"#VALUE!"},{"$error":"#VALUE!"}]
["","","","","","",{"$error":"#VALUE!"},{"$error":"#VALUE!"}]
["","","","","","",{"$error":"#VALUE!"},{"$error":"#VALUE!"}]
["","","","","","",{"$error":"#VALUE!"},{"$error":"#VALUE!"}]
["","","","","","",{"$error":"#VALUE!"},{"$error":"#VALUE!"}]
["","","","","","",{"$error":"#VALUE!"},{"$error":"#VALUE!"}]
["","","","","","",{"$error":"#VALUE!"},{"$error":"#VALUE!"}]
["","","","","","",{"$error":"#VALUE!"},{"$error":"#VALUE!"}]
["","","","","","",{"$error":"#VALUE!"},{"$error":"#VALUE!"}]
["","","","","","",{"$error":"#VALUE!"},{"$error":"#VALUE!"}]
["","","","","","",{"$error":"#VALUE!"},{"$error":"#VALUE!"}]
["","","","","","",{"$error":"#VALUE!"},{"$error":"#VALUE!"}]
["","","","","","",{"$error":"#VALUE!"},{"$error":"#VALUE!"}]
["","","","","","",{"$error":"#VALUE!"},{"$error":"#VALUE!"}]
["","","","","","",{"$error":"#VALUE!"},{"$error":"#VALUE!"}]
["","","","","","",{"$error":"#VALUE!"},{"$error":"#VALUE!"}]
["","","","","","",{"$error":"#VALUE!"},{"$error":"#VALUE!"}]
["","","","","","",{"$error":"#VALUE!"},{"$error":"#VALUE!"}]
["","","","","","",{"$error":"#VALUE!"},{"$error":"#VALUE!"}]
["","","","","","",{"$error":"#VALUE!"},{"$error":"#VALUE!"}]
["","","","","","",{"$error":"#VALUE!"},{"$error":"#VALUE!"}]
["","","","","","",{"$error":"#VALUE!"},{"$error":"#VALUE!"}]
["","","","","","",{"$error":"#VALUE!"},{"$error":"#VALUE!"}]
["","","","","","",{"$error":"#VALUE!"},{"$error":"#VALUE!"}]
["","","","","","",{"$error":"#VALUE!"},{"$error":"#VALUE!"}]
["","","","","","",{"$error":"#VALUE!"},{"$error":"#VALUE!"}]
["","","","","","",{"$error":"#VALUE!"},{"$error":"#VALUE!"}]
["","","","","","",{"$error":"#VALUE!"},{"$error":"#VALUE!"}]
["","","","","","",{"$error":"#VALUE!"},{"$error":"#VALUE!"}]
["","","","","","",{"$error":"#VALUE!"},{"$error":"#VALUE!"}]
["","","","","","",{"$error":"#VALUE!"},{"$error":"#VALUE!"}]
["","","","","","",{"$error":"#VALUE!"},{"$error":"#VALUE!"}]
["","","","","","",{"$error":"#VALUE!"},{"$error":"#VALUE!"}]
["","","","","","",{"$error":"#VALUE!"},{"$error":"#VALUE!"}]
["","","",{"$f":"IF(A2069<>\"\",MOD(B2069,24)/24,\"\")","v":""},"","",{"$f":"ABS(0.5*1.025*1*(F2069^3))","v":{"$error":"#VALUE!"}},{"$f":"G2069*$B$13","v":{"$error":"#VALUE!"}}]
[{"$f":"IF(IF(A2069<>\"\",A2069+1<=$B$16,0),A2069+1,\"\")","v":""},{"$f":"IF(A2070<>\"\",A2070*$B$13,\"\")","v":""},{"$f":"IF(A2070<>\"\",ROUNDDOWN(A2070*$B$13/24,0),\"\")","v":""},"",{"$f":"IF(A2070<>\"\",($B$4+$B$5)/2+($B$5-$B$4)/2*COS(2*PI()/$B$15*B2070),\"\")","v":""},{"$f":"IF(A2070<>\"\",E2070*COS(2*PI()/$B$7*B2070),\"\")","v":""},{"$error":"#VALUE!"},{"$error":"#VALUE!"}]
["","","","","","",{"$error":"#VALUE!"},{"$error":"#VALUE!"}]
["","","","","","",{"$error":"#VALUE!"},{"$error":"#VALUE!"}]
["","","","","","",{"$error":"#VALUE!"},{"$error":"#VALUE!"}]
["","","","","","",{"$error":"#VALUE!"},{"$error":"#VALUE!"}]
["","","","","","",{"$error":"#VALUE!"},{"$error":"#VALUE!"}]
["","","","","","",{"$error":"#VALUE!"},{"$error":"#VALUE!"}]
["","","","","","",{"$error":"#VALUE!"},{"$error":"#VALUE!"}]
["","","","","","",{"$error":"#VALUE!"},{"$error":"#VALUE!"}]
["","","","","","",{"$error":"#VALUE!"},{"$error":"#VALUE!"}]
["","","","","","",{"$error":"#VALUE!"},{"$error":"#VALUE!"}]
["","","","","","",{"$error":"#VALUE!"},{"$error":"#VALUE!"}]
["","","","","","",{"$error":"#VALUE!"},{"$error":"#VALUE!"}]
["","","","","","",{"$error":"#VALUE!"},{"$error":"#VALUE!"}]
["","","","","","",{"$error":"#VALUE!"},{"$error":"#VALUE!"}]
["","","","","","",{"$error":"#VALUE!"},{"$error":"#VALUE!"}]
["","","","","","",{"$error":"#VALUE!"},{"$error":"#VALUE!"}]
["","","","","","",{"$error":"#VALUE!"},{"$error":"#VALUE!"}]
["","","","","","",{"$error":"#VALUE!"},{"$error":"#VALUE!"}]
["","","","","","",{"$error":"#VALUE!"},{"$error":"#VALUE!"}]
["","","","","","",{"$error":"#VALUE!"},{"$error":"#VALUE!"}]
["","","","","","",{"$error":"#VALUE!"},{"$error":"#VALUE!"}]
["","","","","","",{"$error":"#VALUE!"},{"$error":"#VALUE!"}]
["","","","","","",{"$error":"#VALUE!"},{"$error":"#VALUE!"}]
["","","","","","",{"$error":"#VALUE!"},{"$error":"#VALUE!"}]
["","","","","","",{"$error":"#VALUE!"},{"$error":"#VALUE!"}]
["","","","","","",{"$error":"#VALUE!"},{"$error":"#VALUE!"}]
["","","","","","",{"$error":"#VALUE!"},{"$error":"#VALUE!"}]
["","","","","","",{"$error":"#VALUE!"},{"$error":"#VALUE!"}]
["","","","","","",{"$error":"#VALUE!"},{"$error":"#VALUE!"}]
["","","","","","",{"$error":"#VALUE!"},{"$error":"#VALUE!"}]
["","","","","","",{"$error":"#VALUE!"},{"$error":"#VALUE!"}]
["","","","","","",{"$error":"#VALUE!"},{"$error":"#VALUE!"}]
["","","","","","",{"$error":"#VALUE!"},{"$error":"#VALUE!"}]
["","","","","","",{"$error":"#VALUE!"},{"$error":"#VALUE!"}]
["","","","","","",{"$error":"#VALUE!"},{"$error":"#VALUE!"}]
["","","","","","",{"$error":"#VALUE!"},{"$error":"#VALUE!"}]
["","","","","","",{"$error":"#VALUE!"},{"$error":"#VALUE!"}]
["","","","","","",{"$error":"#VALUE!"},{"$error":"#VALUE!"}]
["","","","","","",{"$error":"#VALUE!"},{"$error":"#VALUE!"}]
["","","","","","",{"$error":"#VALUE!"},{"$error":"#VALUE!"}]
["","","","","","",{"$error":"#VALUE!"},{"$error":"#VALUE!"}]
["","","","","","",{"$error":"#VALUE!"},{"$error":"#VALUE!"}]
["","","","","","",{"$error":"#VALUE!"},{"$error":"#VALUE!"}]
["","","","","","",{"$error":"#VALUE!"},{"$error":"#VALUE!"}]
["","","","","","",{"$error":"#VALUE!"},{"$error":"#VALUE!"}]
["","","","","","",{"$error":"#VALUE!"},{"$error":"#VALUE!"}]
["","","","","","",{"$error":"#VALUE!"},{"$error":"#VALUE!"}]
["","","","","","",{"$error":"#VALUE!"},{"$error":"#VALUE!"}]
["","","","","","",{"$error":"#VALUE!"},{"$error":"#VALUE!"}]
["","","","","","",{"$error":"#VALUE!"},{"$error":"#VALUE!"}]
["","","","","","",{"$error":"#VALUE!"},{"$error":"#VALUE!"}]
["","","","","","",{"$error":"#VALUE!"},{"$error":"#VALUE!"}]
["","","","","","",{"$error":"#VALUE!"},{"$error":"#VALUE!"}]
["","","","","","",{"$error":"#VALUE!"},{"$error":"#VALUE!"}]
["","","","","","",{"$error":"#VALUE!"},{"$error":"#VALUE!"}]
["","","","","","",{"$error":"#VALUE!"},{"$error":"#VALUE!"}]
["","","","","","",{"$error":"#VALUE!"},{"$error":"#VALUE!"}]
["","","","","","",{"$error":"#VALUE!"},{"$error":"#VALUE!"}]
["","","","","","",{"$error":"#VALUE!"},{"$error":"#VALUE!"}]
["","","","","","",{"$error":"#VALUE!"},{"$error":"#VALUE!"}]
["","","","","","",{"$error":"#VALUE!"},{"$error":"#VALUE!"}]
["","","","","","",{"$error":"#VALUE!"},{"$error":"#VALUE!"}]
["","","",{"$f":"IF(A2133<>\"\",MOD(B2133,24)/24,\"\")","v":""},"","",{"$f":"ABS(0.5*1.025*1*(F2133^3))","v":{"$error":"#VALUE!"}},{"$f":"G2133*$B$13","v":{"$error":"#VALUE!"}}]
[{"$f":"IF(IF(A2133<>\"\",A2133+1<=$B$16,0),A2133+1,\"\")","v":""},{"$f":"IF(A2134<>\"\",A2134*$B$13,\"\")","v":""},{"$f":"IF(A2134<>\"\",ROUNDDOWN(A2134*$B$13/24,0),\"\")","v":""},"",{"$f":"IF(A2134<>\"\",($B$4+$B$5)/2+($B$5-$B$4)/2*COS(2*PI()/$B$15*B2134),\"\")","v":""},{"$f":"IF(A2134<>\"\",E2134*COS(2*PI()/$B$7*B2134),\"\")","v":""},{"$error":"#VALUE!"},{"$error":"#VALUE!"}]
["","","","","","",{"$error":"#VALUE!"},{"$error":"#VALUE!"}]
["","","","","","",{"$error":"#VALUE!"},{"$error":"#VALUE!"}]
["","","","","","",{"$error":"#VALUE!"},{"$error":"#VALUE!"}]
["","","","","","",{"$error":"#VALUE!"},{"$error":"#VALUE!"}]
["","","","","","",{"$error":"#VALUE!"},{"$error":"#VALUE!"}]
["","","","","","",{"$error":"#VALUE!"},{"$error":"#VALUE!"}]
["","","","","","",{"$error":"#VALUE!"},{"$error":"#VALUE!"}]
["","","","","","",{"$error":"#VALUE!"},{"$error":"#VALUE!"}]
["","","","","","",{"$error":"#VALUE!"},{"$error":"#VALUE!"}]
["","","","","","",{"$error":"#VALUE!"},{"$error":"#VALUE!"}]
["","","","","","",{"$error":"#VALUE!"},{"$error":"#VALUE!"}]
["","","","","","",{"$error":"#VALUE!"},{"$error":"#VALUE!"}]
["","","","","","",{"$error":"#VALUE!"},{"$error":"#VALUE!"}]
["","","","","","",{"$error":"#VALUE!"},{"$error":"#VALUE!"}]
["","","","","","",{"$error":"#VALUE!"},{"$error":"#VALUE!"}]
["","","","","","",{"$error":"#VALUE!"},{"$error":"#VALUE!"}]
["","","","","","",{"$error":"#VALUE!"},{"$error":"#VALUE!"}]
["","","","","","",{"$error":"#VALUE!"},{"$error":"#VALUE!"}]
["","","","","","",{"$error":"#VALUE!"},{"$error":"#VALUE!"}]
["","","","","","",{"$error":"#VALUE!"},{"$error":"#VALUE!"}]
["","","","","","",{"$error":"#VALUE!"},{"$error":"#VALUE!"}]
["","","","","","",{"$error":"#VALUE!"},{"$error":"#VALUE!"}]
["","","","","","",{"$error":"#VALUE!"},{"$error":"#VALUE!"}]
["","","","","","",{"$error":"#VALUE!"},{"$error":"#VALUE!"}]
["","","","","","",{"$error":"#VALUE!"},{"$error":"#VALUE!"}]
["","","","","","",{"$error":"#VALUE!"},{"$error":"#VALUE!"}]
["","","","","","",{"$error":"#VALUE!"},{"$error":"#VALUE!"}]
["","","","","","",{"$error":"#VALUE!"},{"$error":"#VALUE!"}]
["","","","","","",{"$error":"#VALUE!"},{"$error":"#VALUE!"}]
["","","","","","",{"$error":"#VALUE!"},{"$error":"#VALUE!"}]
["","","","","","",{"$error":"#VALUE!"},{"$error":"#VALUE!"}]
["","","","","","",{"$error":"#VALUE!"},{"$error":"#VALUE!"}]
["","","","","","",{"$error":"#VALUE!"},{"$error":"#VALUE!"}]
["","","","","","",{"$error":"#VALUE!"},{"$error":"#VALUE!"}]
["","","","","","",{"$error":"#VALUE!"},{"$error":"#VALUE!"}]
["","","","","","",{"$error":"#VALUE!"},{"$error":"#VALUE!"}]
["","","","","","",{"$error":"#VALUE!"},{"$error":"#VALUE!"}]
["","","","","","",{"$error":"#VALUE!"},{"$error":"#VALUE!"}]
["","","","","","",{"$error":"#VALUE!"},{"$error":"#VALUE!"}]
["","","","","","",{"$error":"#VALUE!"},{"$error":"#VALUE!"}]
["","","","","","",{"$error":"#VALUE!"},{"$error":"#VALUE!"}]
["","","","","","",{"$error":"#VALUE!"},{"$error":"#VALUE!"}]
["","","","","","",{"$error":"#VALUE!"},{"$error":"#VALUE!"}]
["","","","","","",{"$error":"#VALUE!"},{"$error":"#VALUE!"}]
["","","","","","",{"$error":"#VALUE!"},{"$error":"#VALUE!"}]
["","","","","","",{"$error":"#VALUE!"},{"$error":"#VALUE!"}]
["","","","","","",{"$error":"#VALUE!"},{"$error":"#VALUE!"}]
["","","","","","",{"$error":"#VALUE!"},{"$error":"#VALUE!"}]
["","","","","","",{"$error":"#VALUE!"},{"$error":"#VALUE!"}]
["","","","","","",{"$error":"#VALUE!"},{"$error":"#VALUE!"}]
["","","","","","",{"$error":"#VALUE!"},{"$error":"#VALUE!"}]
["","","","","","",{"$error":"#VALUE!"},{"$error":"#VALUE!"}]
["","","","","","",{"$error":"#VALUE!"},{"$error":"#VALUE!"}]
["","","","","","",{"$error":"#VALUE!"},{"$error":"#VALUE!"}]
["","","","","","",{"$error":"#VALUE!"},{"$error":"#VALUE!"}]
["","","","","","",{"$error":"#VALUE!"},{"$error":"#VALUE!"}]
["","","","","","",{"$error":"#VALUE!"},{"$error":"#VALUE!"}]
["","","","","","",{"$error":"#VALUE!"},{"$error":"#VALUE!"}]
["","","","","","",{"$error":"#VALUE!"},{"$error":"#VALUE!"}]
["","","","","","",{"$error":"#VALUE!"},{"$error":"#VALUE!"}]
["","","","","","",{"$error":"#VALUE!"},{"$error":"#VALUE!"}]
["","","","","","",{"$error":"#VALUE!"},{"$error":"#VALUE!"}]
["","","",{"$f":"IF(A2197<>\"\",MOD(B2197,24)/24,\"\")","v":""},"","",{"$f":"ABS(0.5*1.025*1*(F2197^3))","v":{"$error":"#VALUE!"}},{"$f":"G2197*$B$13","v":{"$error":"#VALUE!"}}]
[{"$f":"IF(IF(A2197<>\"\",A2197+1<=$B$16,0),A2197+1,\"\")","v":""},{"$f":"IF(A2198<>\"\",A2198*$B$13,\"\")","v":""},{"$f":"IF(A2198<>\"\",ROUNDDOWN(A2198*$B$13/24,0),\"\")","v":""},"",{"$f":"IF(A2198<>\"\",($B$4+$B$5)/2+($B$5-$B$4)/2*COS(2*PI()/$B$15*B2198),\"\")","v":""},{"$f":"IF(A2198<>\"\",E2198*COS(2*PI()/$B$7*B2198),\"\")","v":""},{"$error":"#VALUE!"},{"$error":"#VALUE!"}]
["","","","","","",{"$error":"#VALUE!"},{"$error":"#VALUE!"}]
["","","","","","",{"$error":"#VALUE!"},{"$error":"#VALUE!"}]
["","","","","","",{"$error":"#VALUE!"},{"$error":"#VALUE!"}]
["","","","","","",{"$error":"#VALUE!"},{"$error":"#VALUE!"}]
["","","","","","",{"$error":"#VALUE!"},{"$error":"#VALUE!"}]
["","","","","","",{"$error":"#VALUE!"},{"$error":"#VALUE!"}]
["","","","","","",{"$error":"#VALUE!"},{"$error":"#VALUE!"}]
["","","","","","",{"$error":"#VALUE!"},{"$error":"#VALUE!"}]
["","","","","","",{"$error":"#VALUE!"},{"$error":"#VALUE!"}]
["","","","","","",{"$error":"#VALUE!"},{"$error":"#VALUE!"}]
["","","","","","",{"$error":"#VALUE!"},{"$error":"#VALUE!"}]
["","","","","","",{"$error":"#VALUE!"},{"$error":"#VALUE!"}]
["","","","","","",{"$error":"#VALUE!"},{"$error":"#VALUE!"}]
["","","","","","",{"$error":"#VALUE!"},{"$error":"#VALUE!"}]
["","","","","","",{"$error":"#VALUE!"},{"$error":"#VALUE!"}]
["","","","","","",{"$error":"#VALUE!"},{"$error":"#VALUE!"}]
["","","","","","",{"$error":"#VALUE!"},{"$error":"#VALUE!"}]
["","","","","","",{"$error":"#VALUE!"},{"$error":"#VALUE!"}]
["","","","","","",{"$error":"#VALUE!"},{"$error":"#VALUE!"}]
["","","","","","",{"$error":"#VALUE!"},{"$error":"#VALUE!"}]
["","","","","","",{"$error":"#VALUE!"},{"$error":"#VALUE!"}]
["","","","","","",{"$error":"#VALUE!"},{"$error":"#VALUE!"}]
["","","","","","",{"$error":"#VALUE!"},{"$error":"#VALUE!"}]
["","","","","","",{"$error":"#VALUE!"},{"$error":"#VALUE!"}]
["","","","","","",{"$error":"#VALUE!"},{"$error":"#VALUE!"}]
["","","","","","",{"$error":"#VALUE!"},{"$error":"#VALUE!"}]
["","","","","","",{"$error":"#VALUE!"},{"$error":"#VALUE!"}]
["","","","","","",{"$error":"#VALUE!"},{"$error":"#VALUE!"}]
["","","","","","",{"$error":"#VALUE!"},{"$error":"#VALUE!"}]
["","","","","","",{"$error":"#VALUE!"},{"$error":"#VALUE!"}]
["","","","","","",{"$error":"#VALUE!"},{"$error":"#VALUE!"}]
["","","","","","",{"$error":"#VALUE!"},{"$error":"#VALUE!"}]
["","","","","","",{"$error":"#VALUE!"},{"$error":"#VALUE!"}]
["","","","","","",{"$error":"#VALUE!"},{"$error":"#VALUE!"}]
["","","","","","",{"$error":"#VALUE!"},{"$error":"#VALUE!"}]
["","","","","","",{"$error":"#VALUE!"},{"$error":"#VALUE!"}]
["","","","","","",{"$error":"#VALUE!"},{"$error":"#VALUE!"}]
["","","","","","",{"$error":"#VALUE!"},{"$error":"#VALUE!"}]
["","","","","","",{"$error":"#VALUE!"},{"$error":"#VALUE!"}]
["","","","","","",{"$error":"#VALUE!"},{"$error":"#VALUE!"}]
["","","","","","",{"$error":"#VALUE!"},{"$error":"#VALUE!"}]
["","","","","","",{"$error":"#VALUE!"},{"$error":"#VALUE!"}]
["","","","","","",{"$error":"#VALUE!"},{"$error":"#VALUE!"}]
["","","","","","",{"$error":"#VALUE!"},{"$error":"#VALUE!"}]
["","","","","","",{"$error":"#VALUE!"},{"$error":"#VALUE!"}]
["","","","","","",{"$error":"#VALUE!"},{"$error":"#VALUE!"}]
["","","","","","",{"$error":"#VALUE!"},{"$error":"#VALUE!"}]
["","","","","","",{"$error":"#VALUE!"},{"$error":"#VALUE!"}]
["","","","","","",{"$error":"#VALUE!"},{"$error":"#VALUE!"}]
["","","","","","",{"$error":"#VALUE!"},{"$error":"#VALUE!"}]
["","","","","","",{"$error":"#VALUE!"},{"$error":"#VALUE!"}]
["","","","","","",{"$error":"#VALUE!"},{"$error":"#VALUE!"}]
["","","","","","",{"$error":"#VALUE!"},{"$error":"#VALUE!"}]
["","","","","","",{"$error":"#VALUE!"},{"$error":"#VALUE!"}]
["","","","","","",{"$error":"#VALUE!"},{"$error":"#VALUE!"}]
["","","","","","",{"$error":"#VALUE!"},{"$error":"#VALUE!"}]
["","","","","","",{"$error":"#VALUE!"},{"$error":"#VALUE!"}]
["","","","","","",{"$error":"#VALUE!"},{"$error":"#VALUE!"}]
["","","","","","",{"$error":"#VALUE!"},{"$error":"#VALUE!"}]
["","","","","","",{"$error":"#VALUE!"},{"$error":"#VALUE!"}]
["","","","","","",{"$error":"#VALUE!"},{"$error":"#VALUE!"}]
["","","","","","",{"$error":"#VALUE!"},{"$error":"#VALUE!"}]
["","","",{"$f":"IF(A2261<>\"\",MOD(B2261,24)/24,\"\")","v":""},"","",{"$f":"ABS(0.5*1.025*1*(F2261^3))","v":{"$error":"#VALUE!"}},{"$f":"G2261*$B$13","v":{"$error":"#VALUE!"}}]
[{"$f":"IF(IF(A2261<>\"\",A2261+1<=$B$16,0),A2261+1,\"\")","v":""},{"$f":"IF(A2262<>\"\",A2262*$B$13,\"\")","v":""},{"$f":"IF(A2262<>\"\",ROUNDDOWN(A2262*$B$13/24,0),\"\")","v":""},"",{"$f":"IF(A2262<>\"\",($B$4+$B$5)/2+($B$5-$B$4)/2*COS(2*PI()/$B$15*B2262),\"\")","v":""},{"$f":"IF(A2262<>\"\",E2262*COS(2*PI()/$B$7*B2262),\"\")","v":""},{"$error":"#VALUE!"},{"$error":"#VALUE!"}]
["","","","","","",{"$error":"#VALUE!"},{"$error":"#VALUE!"}]
["","","","","","",{"$error":"#VALUE!"},{"$error":"#VALUE!"}]
["","","","","","",{"$error":"#VALUE!"},{"$error":"#VALUE!"}]
["","","","","","",{"$error":"#VALUE!"},{"$error":"#VALUE!"}]
["","","","","","",{"$error":"#VALUE!"},{"$error":"#VALUE!"}]
["","","","","","",{"$error":"#VALUE!"},{"$error":"#VALUE!"}]
["","","","","","",{"$error":"#VALUE!"},{"$error":"#VALUE!"}]
["","","","","","",{"$error":"#VALUE!"},{"$error":"#VALUE!"}]
["","","","","","",{"$error":"#VALUE!"},{"$error":"#VALUE!"}]
["","","","","","",{"$error":"#VALUE!"},{"$error":"#VALUE!"}]
["","","","","","",{"$error":"#VALUE!"},{"$error":"#VALUE!"}]
["","","","","","",{"$error":"#VALUE!"},{"$error":"#VALUE!"}]
["","","","","","",{"$error":"#VALUE!"},{"$error":"#VALUE!"}]
["","","","","","",{"$error":"#VALUE!"},{"$error":"#VALUE!"}]
["","","","","","",{"$error":"#VALUE!"},{"$error":"#VALUE!"}]
["","","","","","",{"$error":"#VALUE!"},{"$error":"#VALUE!"}]
["","","","","","",{"$error":"#VALUE!"},{"$error":"#VALUE!"}]
["","","","","","",{"$error":"#VALUE!"},{"$error":"#VALUE!"}]
["","","","","","",{"$error":"#VALUE!"},{"$error":"#VALUE!"}]
["","","","","","",{"$error":"#VALUE!"},{"$error":"#VALUE!"}]
["","","","","","",{"$error":"#VALUE!"},{"$error":"#VALUE!"}]
["","","","","","",{"$error":"#VALUE!"},{"$error":"#VALUE!"}]
["","","","","","",{"$error":"#VALUE!"},{"$error":"#VALUE!"}]
["","","","","","",{"$error":"#VALUE!"},{"$error":"#VALUE!"}]
["","","","","","",{"$error":"#VALUE!"},{"$error":"#VALUE!"}]
["","","","","","",{"$error":"#VALUE!"},{"$error":"#VALUE!"}]
["","","","","","",{"$error":"#VALUE!"},{"$error":"#VALUE!"}]
["","","","","","",{"$error":"#VALUE!"},{"$error":"#VALUE!"}]
["","","","","","",{"$error":"#VALUE!"},{"$error":"#VALUE!"}]
["","","","","","",{"$error":"#VALUE!"},{"$error":"#VALUE!"}]
["","","","","","",{"$error":"#VALUE!"},{"$error":"#VALUE!"}]
["","","","","","",{"$error":"#VALUE!"},{"$error":"#VALUE!"}]
["","","","","","",{"$error":"#VALUE!"},{"$error":"#VALUE!"}]
["","","","","","",{"$error":"#VALUE!"},{"$error":"#VALUE!"}]
["","","","","","",{"$error":"#VALUE!"},{"$error":"#VALUE!"}]
["","","","","","",{"$error":"#VALUE!"},{"$error":"#VALUE!"}]
["","","","","","",{"$error":"#VALUE!"},{"$error":"#VALUE!"}]
["","","","","","",{"$error":"#VALUE!"},{"$error":"#VALUE!"}]
["","","","","","",{"$error":"#VALUE!"},{"$error":"#VALUE!"}]
["","","","","","",{"$error":"#VALUE!"},{"$error":"#VALUE!"}]
["","","","","","",{"$error":"#VALUE!"},{"$error":"#VALUE!"}]
["","","","","","",{"$error":"#VALUE!"},{"$error":"#VALUE!"}]
["","","","","","",{"$error":"#VALUE!"},{"$error":"#VALUE!"}]
["","","","","","",{"$error":"#VALUE!"},{"$error":"#VALUE!"}]
["","","","","","",{"$error":"#VALUE!"},{"$error":"#VALUE!"}]
["","","","","","",{"$error":"#VALUE!"},{"$error":"#VALUE!"}]
["","","","","","",{"$error":"#VALUE!"},{"$error":"#VALUE!"}]
["","","","","","",{"$error":"#VALUE!"},{"$error":"#VALUE!"}]
["","","","","","",{"$error":"#VALUE!"},{"$error":"#VALUE!"}]
["","","","","","",{"$error":"#VALUE!"},{"$error":"#VALUE!"}]
["","","","","","",{"$error":"#VALUE!"},{"$error":"#VALUE!"}]
["","","","","","",{"$error":"#VALUE!"},{"$error":"#VALUE!"}]
["","","","","","",{"$error":"#VALUE!"},{"$error":"#VALUE!"}]
["","","","","","",{"$error":"#VALUE!"},{"$error":"#VALUE!"}]
["","","","","","",{"$error":"#VALUE!"},{"$error":"#VALUE!"}]
["","","","","","",{"$error":"#VALUE!"},{"$error":"#VALUE!"}]
["","","","","","",{"$error":"#VALUE!"},{"$error":"#VALUE!"}]
["","","","","","",{"$error":"#VALUE!"},{"$error":"#VALUE!"}]
["","","","","","",{"$error":"#VALUE!"},{"$error":"#VALUE!"}]
["","","","","","",{"$error":"#VALUE!"},{"$error":"#VALUE!"}]
["","","","","","",{"$error":"#VALUE!"},{"$error":"#VALUE!"}]
["","","","","","",{"$error":"#VALUE!"},{"$error":"#VALUE!"}]
["","","",{"$f":"IF(A2325<>\"\",MOD(B2325,24)/24,\"\")","v":""},"","",{"$f":"ABS(0.5*1.025*1*(F2325^3))","v":{"$error":"#VALUE!"}},{"$f":"G2325*$B$13","v":{"$error":"#VALUE!"}}]
[{"$f":"IF(IF(A2325<>\"\",A2325+1<=$B$16,0),A2325+1,\"\")","v":""},{"$f":"IF(A2326<>\"\",A2326*$B$13,\"\")","v":""},{"$f":"IF(A2326<>\"\",ROUNDDOWN(A2326*$B$13/24,0),\"\")","v":""},"",{"$f":"IF(A2326<>\"\",($B$4+$B$5)/2+($B$5-$B$4)/2*COS(2*PI()/$B$15*B2326),\"\")","v":""},{"$f":"IF(A2326<>\"\",E2326*COS(2*PI()/$B$7*B2326),\"\")","v":""},{"$error":"#VALUE!"},{"$error":"#VALUE!"}]
["","","","","","",{"$error":"#VALUE!"},{"$error":"#VALUE!"}]
["","","","","","",{"$error":"#VALUE!"},{"$error":"#VALUE!"}]
["","","","","","",{"$error":"#VALUE!"},{"$error":"#VALUE!"}]
["","","","","","",{"$error":"#VALUE!"},{"$error":"#VALUE!"}]
["","","","","","",{"$error":"#VALUE!"},{"$error":"#VALUE!"}]
["","","","","","",{"$error":"#VALUE!"},{"$error":"#VALUE!"}]
["","","","","","",{"$error":"#VALUE!"},{"$error":"#VALUE!"}]
["","","","","","",{"$error":"#VALUE!"},{"$error":"#VALUE!"}]
["","","","","","",{"$error":"#VALUE!"},{"$error":"#VALUE!"}]
["","","","","","",{"$error":"#VALUE!"},{"$error":"#VALUE!"}]
["","","","","","",{"$error":"#VALUE!"},{"$error":"#VALUE!"}]
["","","","","","",{"$error":"#VALUE!"},{"$error":"#VALUE!"}]
["","","","","","",{"$error":"#VALUE!"},{"$error":"#VALUE!"}]
["","","","","","",{"$error":"#VALUE!"},{"$error":"#VALUE!"}]
["","","","","","",{"$error":"#VALUE!"},{"$error":"#VALUE!"}]
["","","","","","",{"$error":"#VALUE!"},{"$error":"#VALUE!"}]
["","","","","","",{"$error":"#VALUE!"},{"$error":"#VALUE!"}]
["","","","","","",{"$error":"#VALUE!"},{"$error":"#VALUE!"}]
["","","","","","",{"$error":"#VALUE!"},{"$error":"#VALUE!"}]
["","","","","","",{"$error":"#VALUE!"},{"$error":"#VALUE!"}]
["","","","","","",{"$error":"#VALUE!"},{"$error":"#VALUE!"}]
["","","","","","",{"$error":"#VALUE!"},{"$error":"#VALUE!"}]
["","","","","","",{"$error":"#VALUE!"},{"$error":"#VALUE!"}]
["","","","","","",{"$error":"#VALUE!"},{"$error":"#VALUE!"}]
["","","","","","",{"$error":"#VALUE!"},{"$error":"#VALUE!"}]
["","","","","","",{"$error":"#VALUE!"},{"$error":"#VALUE!"}]
["","","","","","",{"$error":"#VALUE!"},{"$error":"#VALUE!"}]
["","","","","","",{"$error":"#VALUE!"},{"$error":"#VALUE!"}]
["","","","","","",{"$error":"#VALUE!"},{"$error":"#VALUE!"}]
["","","","","","",{"$error":"#VALUE!"},{"$error":"#VALUE!"}]
["","","","","","",{"$error":"#VALUE!"},{"$error":"#VALUE!"}]
["","","","","","",{"$error":"#VALUE!"},{"$error":"#VALUE!"}]
["","","","","","",{"$error":"#VALUE!"},{"$error":"#VALUE!"}]
["","","","","","",{"$error":"#VALUE!"},{"$error":"#VALUE!"}]
["","","","","","",{"$error":"#VALUE!"},{"$error":"#VALUE!"}]
["","","","","","",{"$error":"#VALUE!"},{"$error":"#VALUE!"}]
["","","","","","",{"$error":"#VALUE!"},{"$error":"#VALUE!"}]
["","","","","","",{"$error":"#VALUE!"},{"$error":"#VALUE!"}]
["","","","","","",{"$error":"#VALUE!"},{"$error":"#VALUE!"}]
["","","","","","",{"$error":"#VALUE!"},{"$error":"#VALUE!"}]
["","","","","","",{"$error":"#VALUE!"},{"$error":"#VALUE!"}]
["","","","","","",{"$error":"#VALUE!"},{"$error":"#VALUE!"}]
["","","","","","",{"$error":"#VALUE!"},{"$error":"#VALUE!"}]
["","","","","","",{"$error":"#VALUE!"},{"$error":"#VALUE!"}]
["","","","","","",{"$error":"#VALUE!"},{"$error":"#VALUE!"}]
["","","","","","",{"$error":"#VALUE!"},{"$error":"#VALUE!"}]
["","","","","","",{"$error":"#VALUE!"},{"$error":"#VALUE!"}]
["","","","","","",{"$error":"#VALUE!"},{"$error":"#VALUE!"}]
["","","","","","",{"$error":"#VALUE!"},{"$error":"#VALUE!"}]
["","","","","","",{"$error":"#VALUE!"},{"$error":"#VALUE!"}]
["","","","","","",{"$error":"#VALUE!"},{"$error":"#VALUE!"}]
["","","","","","",{"$error":"#VALUE!"},{"$error":"#VALUE!"}]
["","","","","","",{"$error":"#VALUE!"},{"$error":"#VALUE!"}]
["","","","","","",{"$error":"#VALUE!"},{"$error":"#VALUE!"}]
["","","","","","",{"$error":"#VALUE!"},{"$error":"#VALUE!"}]
["","","","","","",{"$error":"#VALUE!"},{"$error":"#VALUE!"}]
["","","","","","",{"$error":"#VALUE!"},{"$error":"#VALUE!"}]
["","","","","","",{"$error":"#VALUE!"},{"$error":"#VALUE!"}]
["","","","","","",{"$error":"#VALUE!"},{"$error":"#VALUE!"}]
["","","","","","",{"$error":"#VALUE!"},{"$error":"#VALUE!"}]
["","","","","","",{"$error":"#VALUE!"},{"$error":"#VALUE!"}]
["","","","","","",{"$error":"#VALUE!"},{"$error":"#VALUE!"}]
["","","",{"$f":"IF(A2389<>\"\",MOD(B2389,24)/24,\"\")","v":""},"","",{"$f":"ABS(0.5*1.025*1*(F2389^3))","v":{"$error":"#VALUE!"}},{"$f":"G2389*$B$13","v":{"$error":"#VALUE!"}}]
[{"$f":"IF(IF(A2389<>\"\",A2389+1<=$B$16,0),A2389+1,\"\")","v":""},{"$f":"IF(A2390<>\"\",A2390*$B$13,\"\")","v":""},{"$f":"IF(A2390<>\"\",ROUNDDOWN(A2390*$B$13/24,0),\"\")","v":""},"",{"$f":"IF(A2390<>\"\",($B$4+$B$5)/2+($B$5-$B$4)/2*COS(2*PI()/$B$15*B2390),\"\")","v":""},{"$f":"IF(A2390<>\"\",E2390*COS(2*PI()/$B$7*B2390),\"\")","v":""},{"$error":"#VALUE!"},{"$error":"#VALUE!"}]
["","","","","","",{"$error":"#VALUE!"},{"$error":"#VALUE!"}]
["","","","","","",{"$error":"#VALUE!"},{"$error":"#VALUE!"}]
["","","","","","",{"$error":"#VALUE!"},{"$error":"#VALUE!"}]
["","","","","","",{"$error":"#VALUE!"},{"$error":"#VALUE!"}]
["","","","","","",{"$error":"#VALUE!"},{"$error":"#VALUE!"}]
["","","","","","",{"$error":"#VALUE!"},{"$error":"#VALUE!"}]
["","","","","","",{"$error":"#VALUE!"},{"$error":"#VALUE!"}]
["","","","","","",{"$error":"#VALUE!"},{"$error":"#VALUE!"}]
["","","","","","",{"$error":"#VALUE!"},{"$error":"#VALUE!"}]
["","","","","","",{"$error":"#VALUE!"},{"$error":"#VALUE!"}]
["","","","","","",{"$error":"#VALUE!"},{"$error":"#VALUE!"}]
["","","","","","",{"$error":"#VALUE!"},{"$error":"#VALUE!"}]
["","","","","","",{"$error":"#VALUE!"},{"$error":"#VALUE!"}]
["","","","","","",{"$error":"#VALUE!"},{"$error":"#VALUE!"}]
["","","","","","",{"$error":"#VALUE!"},{"$error":"#VALUE!"}]
["","","","","","",{"$error":"#VALUE!"},{"$error":"#VALUE!"}]
["","","","","","",{"$error":"#VALUE!"},{"$error":"#VALUE!"}]
["","","","","","",{"$error":"#VALUE!"},{"$error":"#VALUE!"}]
["","","","","","",{"$error":"#VALUE!"},{"$error":"#VALUE!"}]
["","","","","","",{"$error":"#VALUE!"},{"$error":"#VALUE!"}]
["","","","","","",{"$error":"#VALUE!"},{"$error":"#VALUE!"}]
["","","","","","",{"$error":"#VALUE!"},{"$error":"#VALUE!"}]
["","","","","","",{"$error":"#VALUE!"},{"$error":"#VALUE!"}]
["","","","","","",{"$error":"#VALUE!"},{"$error":"#VALUE!"}]
["","","","","","",{"$error":"#VALUE!"},{"$error":"#VALUE!"}]
["","","","","","",{"$error":"#VALUE!"},{"$error":"#VALUE!"}]
["","","","","","",{"$error":"#VALUE!"},{"$error":"#VALUE!"}]
["","","","","","",{"$error":"#VALUE!"},{"$error":"#VALUE!"}]
["","","","","","",{"$error":"#VALUE!"},{"$error":"#VALUE!"}]
["","","","","","",{"$error":"#VALUE!"},{"$error":"#VALUE!"}]
["","","","","","",{"$error":"#VALUE!"},{"$error":"#VALUE!"}]
["","","","","","",{"$error":"#VALUE!"},{"$error":"#VALUE!"}]
["","","","","","",{"$error":"#VALUE!"},{"$error":"#VALUE!"}]
["","","","","","",{"$error":"#VALUE!"},{"$error":"#VALUE!"}]
["","","","","","",{"$error":"#VALUE!"},{"$error":"#VALUE!"}]
["","","","","","",{"$error":"#VALUE!"},{"$error":"#VALUE!"}]
["","","","","","",{"$error":"#VALUE!"},{"$error":"#VALUE!"}]
["","","","","","",{"$error":"#VALUE!"},{"$error":"#VALUE!"}]
["","","","","","",{"$error":"#VALUE!"},{"$error":"#VALUE!"}]
["","","","","","",{"$error":"#VALUE!"},{"$error":"#VALUE!"}]
["","","","","","",{"$error":"#VALUE!"},{"$error":"#VALUE!"}]
["","","","","","",{"$error":"#VALUE!"},{"$error":"#VALUE!"}]
["","","","","","",{"$error":"#VALUE!"},{"$error":"#VALUE!"}]
["","","","","","",{"$error":"#VALUE!"},{"$error":"#VALUE!"}]
["","","","","","",{"$error":"#VALUE!"},{"$error":"#VALUE!"}]
["","","","","","",{"$error":"#VALUE!"},{"$error":"#VALUE!"}]
["","","","","","",{"$error":"#VALUE!"},{"$error":"#VALUE!"}]
["","","","","","",{"$error":"#VALUE!"},{"$error":"#VALUE!"}]
["","","","","","",{"$error":"#VALUE!"},{"$error":"#VALUE!"}]
["","","","","","",{"$error":"#VALUE!"},{"$error":"#VALUE!"}]
["","","","","","",{"$error":"#VALUE!"},{"$error":"#VALUE!"}]
["","","","","","",{"$error":"#VALUE!"},{"$error":"#VALUE!"}]
["","","","","","",{"$error":"#VALUE!"},{"$error":"#VALUE!"}]
["","","","","","",{"$error":"#VALUE!"},{"$error":"#VALUE!"}]
["","","","","","",{"$error":"#VALUE!"},{"$error":"#VALUE!"}]
["","","","","","",{"$error":"#VALUE!"},{"$error":"#VALUE!"}]
["","","","","","",{"$error":"#VALUE!"},{"$error":"#VALUE!"}]
["","","","","","",{"$error":"#VALUE!"},{"$error":"#VALUE!"}]
["","","","","","",{"$error":"#VALUE!"},{"$error":"#VALUE!"}]
["","","","","","",{"$error":"#VALUE!"},{"$error":"#VALUE!"}]
["","","","","","",{"$error":"#VALUE!"},{"$error":"#VALUE!"}]
["","","","","","",{"$error":"#VALUE!"},{"$error":"#VALUE!"}]
["","","",{"$f":"IF(A2453<>\"\",MOD(B2453,24)/24,\"\")","v":""},"","",{"$f":"ABS(0.5*1.025*1*(F2453^3))","v":{"$error":"#VALUE!"}},{"$f":"G2453*$B$13","v":{"$error":"#VALUE!"}}]
[{"$f":"IF(IF(A2453<>\"\",A2453+1<=$B$16,0),A2453+1,\"\")","v":""},{"$f":"IF(A2454<>\"\",A2454*$B$13,\"\")","v":""},{"$f":"IF(A2454<>\"\",ROUNDDOWN(A2454*$B$13/24,0),\"\")","v":""},"",{"$f":"IF(A2454<>\"\",($B$4+$B$5)/2+($B$5-$B$4)/2*COS(2*PI()/$B$15*B2454),\"\")","v":""},{"$f":"IF(A2454<>\"\",E2454*COS(2*PI()/$B$7*B2454),\"\")","v":""},{"$error":"#VALUE!"},{"$error":"#VALUE!"}]
["","","","","","",{"$error":"#VALUE!"},{"$error":"#VALUE!"}]
["","","","","","",{"$error":"#VALUE!"},{"$error":"#VALUE!"}]
["","","","","","",{"$error":"#VALUE!"},{"$error":"#VALUE!"}]
["","","","","","",{"$error":"#VALUE!"},{"$error":"#VALUE!"}]
["","","","","","",{"$error":"#VALUE!"},{"$error":"#VALUE!"}]
["","","","","","",{"$error":"#VALUE!"},{"$error":"#VALUE!"}]
["","","","","","",{"$error":"#VALUE!"},{"$error":"#VALUE!"}]
["","","","","","",{"$error":"#VALUE!"},{"$error":"#VALUE!"}]
["","","","","","",{"$error":"#VALUE!"},{"$error":"#VALUE!"}]
["","","","","","",{"$error":"#VALUE!"},{"$error":"#VALUE!"}]
["","","","","","",{"$error":"#VALUE!"},{"$error":"#VALUE!"}]
["","","","","","",{"$error":"#VALUE!"},{"$error":"#VALUE!"}]
["","","","","","",{"$error":"#VALUE!"},{"$error":"#VALUE!"}]
["","","","","","",{"$error":"#VALUE!"},{"$error":"#VALUE!"}]
["","","","","","",{"$error":"#VALUE!"},{"$error":"#VALUE!"}]
["","","","","","",{"$error":"#VALUE!"},{"$error":"#VALUE!"}]
["","","","","","",{"$error":"#VALUE!"},{"$error":"#VALUE!"}]
["","","","","","",{"$error":"#VALUE!"},{"$error":"#VALUE!"}]
["","","","","","",{"$error":"#VALUE!"},{"$error":"#VALUE!"}]
["","","","","","",{"$error":"#VALUE!"},{"$error":"#VALUE!"}]
["","","","","","",{"$error":"#VALUE!"},{"$error":"#VALUE!"}]
["","","","","","",{"$error":"#VALUE!"},{"$error":"#VALUE!"}]
["","","","","","",{"$error":"#VALUE!"},{"$error":"#VALUE!"}]
["","","","","","",{"$error":"#VALUE!"},{"$error":"#VALUE!"}]
["","","","","","",{"$error":"#VALUE!"},{"$error":"#VALUE!"}]
["","","","","","",{"$error":"#VALUE!"},{"$error":"#VALUE!"}]
["","","","","","",{"$error":"#VALUE!"},{"$error":"#VALUE!"}]
["","","","","","",{"$error":"#VALUE!"},{"$error":"#VALUE!"}]
["","","","","","",{"$error":"#VALUE!"},{"$error":"#VALUE!"}]
["","","","","","",{"$error":"#VALUE!"},{"$error":"#VALUE!"}]
["","","","","","",{"$error":"#VALUE!"},{"$error":"#VALUE!"}]
["","","","","","",{"$error":"#VALUE!"},{"$error":"#VALUE!"}]
["","","","","","",{"$error":"#VALUE!"},{"$error":"#VALUE!"}]
["","","","","","",{"$error":"#VALUE!"},{"$error":"#VALUE!"}]
["","","","","","",{"$error":"#VALUE!"},{"$error":"#VALUE!"}]
["","","","","","",{"$error":"#VALUE!"},{"$error":"#VALUE!"}]
["","","","","","",{"$error":"#VALUE!"},{"$error":"#VALUE!"}]
["","","","","","",{"$error":"#VALUE!"},{"$error":"#VALUE!"}]
["","","","","","",{"$error":"#VALUE!"},{"$error":"#VALUE!"}]
["","","","","","",{"$error":"#VALUE!"},{"$error":"#VALUE!"}]
["","","","","","",{"$error":"#VALUE!"},{"$error":"#VALUE!"}]
["","","","","","",{"$error":"#VALUE!"},{"$error":"#VALUE!"}]
["","","","","","",{"$error":"#VALUE!"},{"$error":"#VALUE!"}]
["","","","","","",{"$error":"#VALUE!"},{"$error":"#VALUE!"}]
["","","","","","",{"$error":"#VALUE!"},{"$error":"#VALUE!"}]
["","","","","","",{"$error":"#VALUE!"},{"$error":"#VALUE!"}]
["","","","","","",{"$error":"#VALUE!"},{"$error":"#VALUE!"}]
["","","","","","",{"$error":"#VALUE!"},{"$error":"#VALUE!"}]
["","","","","","",{"$error":"#VALUE!"},{"$error":"#VALUE!"}]
["","","","","","",{"$error":"#VALUE!"},{"$error":"#VALUE!"}]
["","","","","","",{"$error":"#VALUE!"},{"$error":"#VALUE!"}]
["","","","","","",{"$error":"#VALUE!"},{"$error":"#VALUE!"}]
["","","","","","",{"$error":"#VALUE!"},{"$error":"#VALUE!"}]
["","","","","","",{"$error":"#VALUE!"},{"$error":"#VALUE!"}]
["","","","","","",{"$error":"#VALUE!"},{"$error":"#VALUE!"}]
["","","","","","",{"$error":"#VALUE!"},{"$error":"#VALUE!"}]
["","","","","","",{"$error":"#VALUE!"},{"$error":"#VALUE!"}]
["","","","","","",{"$error":"#VALUE!"},{"$error":"#VALUE!"}]
["","","","","","",{"$error":"#VALUE!"},{"$error":"#VALUE!"}]
["","","","","","",{"$error":"#VALUE!"},{"$error":"#VALUE!"}]
["","","","","","",{"$error":"#VALUE!"},{"$error":"#VALUE!"}]
["","","","","","",{"$error":"#VALUE!"},{"$error":"#VALUE!"}]
["","","",{"$f":"IF(A2517<>\"\",MOD(B2517,24)/24,\"\")","v":""},"","",{"$f":"ABS(0.5*1.025*1*(F2517^3))","v":{"$error":"#VALUE!"}},{"$f":"G2517*$B$13","v":{"$error":"#VALUE!"}}]
[{"$f":"IF(IF(A2517<>\"\",A2517+1<=$B$16,0),A2517+1,\"\")","v":""},{"$f":"IF(A2518<>\"\",A2518*$B$13,\"\")","v":""},{"$f":"IF(A2518<>\"\",ROUNDDOWN(A2518*$B$13/24,0),\"\")","v":""},"",{"$f":"IF(A2518<>\"\",($B$4+$B$5)/2+($B$5-$B$4)/2*COS(2*PI()/$B$15*B2518),\"\")","v":""},{"$f":"IF(A2518<>\"\",E2518*COS(2*PI()/$B$7*B2518),\"\")","v":""},{"$error":"#VALUE!"},{"$error":"#VALUE!"}]
["","","","","","",{"$error":"#VALUE!"},{"$error":"#VALUE!"}]
["","","","","","",{"$error":"#VALUE!"},{"$error":"#VALUE!"}]
["","","","","","",{"$error":"#VALUE!"},{"$error":"#VALUE!"}]
["","","","","","",{"$error":"#VALUE!"},{"$error":"#VALUE!"}]
["","","","","","",{"$error":"#VALUE!"},{"$error":"#VALUE!"}]
["","","","","","",{"$error":"#VALUE!"},{"$error":"#VALUE!"}]
["","","","","","",{"$error":"#VALUE!"},{"$error":"#VALUE!"}]
["","","","","","",{"$error":"#VALUE!"},{"$error":"#VALUE!"}]
["","","","","","",{"$error":"#VALUE!"},{"$error":"#VALUE!"}]
["","","","","","",{"$error":"#VALUE!"},{"$error":"#VALUE!"}]
["","","","","","",{"$error":"#VALUE!"},{"$error":"#VALUE!"}]
["","","","","","",{"$error":"#VALUE!"},{"$error":"#VALUE!"}]
["","","","","","",{"$error":"#VALUE!"},{"$error":"#VALUE!"}]
["","","","","","",{"$error":"#VALUE!"},{"$error":"#VALUE!"}]
["","","","","","",{"$error":"#VALUE!"},{"$error":"#VALUE!"}]
["","","","","","",{"$error":"#VALUE!"},{"$error":"#VALUE!"}]
["","","","","","",{"$error":"#VALUE!"},{"$error":"#VALUE!"}]
["","","","","","",{"$error":"#VALUE!"},{"$error":"#VALUE!"}]
["","","","","","",{"$error":"#VALUE!"},{"$error":"#VALUE!"}]
["","","","","","",{"$error":"#VALUE!"},{"$error":"#VALUE!"}]
["","","","","","",{"$error":"#VALUE!"},{"$error":"#VALUE!"}]
["","","","","","",{"$error":"#VALUE!"},{"$error":"#VALUE!"}]
["","","","","","",{"$error":"#VALUE!"},{"$error":"#VALUE!"}]
["","","","","","",{"$error":"#VALUE!"},{"$error":"#VALUE!"}]
["","","","","","",{"$error":"#VALUE!"},{"$error":"#VALUE!"}]
["","","","","","",{"$error":"#VALUE!"},{"$error":"#VALUE!"}]
["","","","","","",{"$error":"#VALUE!"},{"$error":"#VALUE!"}]
["","","","","","",{"$error":"#VALUE!"},{"$error":"#VALUE!"}]
["","","","","","",{"$error":"#VALUE!"},{"$error":"#VALUE!"}]
["","","","","","",{"$error":"#VALUE!"},{"$error":"#VALUE!"}]
["","","","","","",{"$error":"#VALUE!"},{"$error":"#VALUE!"}]
["","","","","","",{"$error":"#VALUE!"},{"$error":"#VALUE!"}]
["","","","","","",{"$error":"#VALUE!"},{"$error":"#VALUE!"}]
["","","","","","",{"$error":"#VALUE!"},{"$error":"#VALUE!"}]
["","","","","","",{"$error":"#VALUE!"},{"$error":"#VALUE!"}]
["","","","","","",{"$error":"#VALUE!"},{"$error":"#VALUE!"}]
["","","","","","",{"$error":"#VALUE!"},{"$error":"#VALUE!"}]
["","","","","","",{"$error":"#VALUE!"},{"$error":"#VALUE!"}]
["","","","","","",{"$error":"#VALUE!"},{"$error":"#VALUE!"}]
["","","","","","",{"$error":"#VALUE!"},{"$error":"#VALUE!"}]
["","","","","","",{"$error":"#VALUE!"},{"$error":"#VALUE!"}]
["","","","","","",{"$error":"#VALUE!"},{"$error":"#VALUE!"}]
["","","","","","",{"$error":"#VALUE!"},{"$error":"#VALUE!"}]
["","","","","","",{"$error":"#VALUE!"},{"$error":"#VALUE!"}]
["","","","","","",{"$error":"#VALUE!"},{"$error":"#VALUE!"}]
["","","","","","",{"$error":"#VALUE!"},{"$error":"#VALUE!"}]
["","","","","","",{"$error":"#VALUE!"},{"$error":"#VALUE!"}]
["","","","","","",{"$error":"#VALUE!"},{"$error":"#VALUE!"}]
["","","","","","",{"$error":"#VALUE!"},{"$error":"#VALUE!"}]
["","","","","","",{"$error":"#VALUE!"},{"$error":"#VALUE!"}]
["","","","","","",{"$error":"#VALUE!"},{"$error":"#VALUE!"}]
["","","","","","",{"$error":"#VALUE!"},{"$error":"#VALUE!"}]
["","","","","","",{"$error":"#VALUE!"},{"$error":"#VALUE!"}]
["","","","","","",{"$error":"#VALUE!"},{"$error":"#VALUE!"}]
["","","","","","",{"$error":"#VALUE!"},{"$error":"#VALUE!"}]
["","","","","","",{"$error":"#VALUE!"},{"$error":"#VALUE!"}]
["","","","","","",{"$error":"#VALUE!"},{"$error":"#VALUE!"}]
["","","","","","",{"$error":"#VALUE!"},{"$error":"#VALUE!"}]
["","","","","","",{"$error":"#VALUE!"},{"$error":"#VALUE!"}]
["","","","","","",{"$error":"#VALUE!"},{"$error":"#VALUE!"}]
["","","","","","",{"$error":"#VALUE!"},{"$error":"#VALUE!"}]
["","","","","","",{"$error":"#VALUE!"},{"$error":"#VALUE!"}]
["","","",{"$f":"IF(A2581<>\"\",MOD(B2581,24)/24,\"\")","v":""},"","",{"$f":"ABS(0.5*1.025*1*(F2581^3))","v":{"$error":"#VALUE!"}},{"$f":"G2581*$B$13","v":{"$error":"#VALUE!"}}]
[{"$f":"IF(IF(A2581<>\"\",A2581+1<=$B$16,0),A2581+1,\"\")","v":""},{"$f":"IF(A2582<>\"\",A2582*$B$13,\"\")","v":""},{"$f":"IF(A2582<>\"\",ROUNDDOWN(A2582*$B$13/24,0),\"\")","v":""},"",{"$f":"IF(A2582<>\"\",($B$4+$B$5)/2+($B$5-$B$4)/2*COS(2*PI()/$B$15*B2582),\"\")","v":""},{"$f":"IF(A2582<>\"\",E2582*COS(2*PI()/$B$7*B2582),\"\")","v":""},{"$error":"#VALUE!"},{"$error":"#VALUE!"}]
["","","","","","",{"$error":"#VALUE!"},{"$error":"#VALUE!"}]
["","","","","","",{"$error":"#VALUE!"},{"$error":"#VALUE!"}]
["","","","","","",{"$error":"#VALUE!"},{"$error":"#VALUE!"}]
["","","","","","",{"$error":"#VALUE!"},{"$error":"#VALUE!"}]
["","","","","","",{"$error":"#VALUE!"},{"$error":"#VALUE!"}]
["","","","","","",{"$error":"#VALUE!"},{"$error":"#VALUE!"}]
["","","","","","",{"$error":"#VALUE!"},{"$error":"#VALUE!"}]
["","","","","","",{"$error":"#VALUE!"},{"$error":"#VALUE!"}]
["","","","","","",{"$error":"#VALUE!"},{"$error":"#VALUE!"}]
["","","","","","",{"$error":"#VALUE!"},{"$error":"#VALUE!"}]
["","","","","","",{"$error":"#VALUE!"},{"$error":"#VALUE!"}]
["","","","","","",{"$error":"#VALUE!"},{"$error":"#VALUE!"}]
["","","","","","",{"$error":"#VALUE!"},{"$error":"#VALUE!"}]
["","","","","","",{"$error":"#VALUE!"},{"$error":"#VALUE!"}]
["","","","","","",{"$error":"#VALUE!"},{"$error":"#VALUE!"}]
["","","","","","",{"$error":"#VALUE!"},{"$error":"#VALUE!"}]
["","","","","","",{"$error":"#VALUE!"},{"$error":"#VALUE!"}]
["","","","","","",{"$error":"#VALUE!"},{"$error":"#VALUE!"}]
["","","","","","",{"$error":"#VALUE!"},{"$error":"#VALUE!"}]
["","","","","","",{"$error":"#VALUE!"},{"$error":"#VALUE!"}]
["","","","","","",{"$error":"#VALUE!"},{"$error":"#VALUE!"}]
["","","","","","",{"$error":"#VALUE!"},{"$error":"#VALUE!"}]
["","","","","","",{"$error":"#VALUE!"},{"$error":"#VALUE!"}]
["","","","","","",{"$error":"#VALUE!"},{"$error":"#VALUE!"}]
["","","","","","",{"$error":"#VALUE!"},{"$error":"#VALUE!"}]
["","","","","","",{"$error":"#VALUE!"},{"$error":"#VALUE!"}]
["","","","","","",{"$error":"#VALUE!"},{"$error":"#VALUE!"}]
["","","","","","",{"$error":"#VALUE!"},{"$error":"#VALUE!"}]
["","","","","","",{"$error":"#VALUE!"},{"$error":"#VALUE!"}]
["","","","","","",{"$error":"#VALUE!"},{"$error":"#VALUE!"}]
["","","","","","",{"$error":"#VALUE!"},{"$error":"#VALUE!"}]
["","","","","","",{"$error":"#VALUE!"},{"$error":"#VALUE!"}]
["","","","","","",{"$error":"#VALUE!"},{"$error":"#VALUE!"}]
["","","","","","",{"$error":"#VALUE!"},{"$error":"#VALUE!"}]
["","","","","","",{"$error":"#VALUE!"},{"$error":"#VALUE!"}]
["","","","","","",{"$error":"#VALUE!"},{"$error":"#VALUE!"}]
["","","","","","",{"$error":"#VALUE!"},{"$error":"#VALUE!"}]
["","","","","","",{"$error":"#VALUE!"},{"$error":"#VALUE!"}]
["","","","","","",{"$error":"#VALUE!"},{"$error":"#VALUE!"}]
["","","","","","",{"$error":"#VALUE!"},{"$error":"#VALUE!"}]
["","","","","","",{"$error":"#VALUE!"},{"$error":"#VALUE!"}]
["","","","","","",{"$error":"#VALUE!"},{"$error":"#VALUE!"}]
["","","","","","",{"$error":"#VALUE!"},{"$error":"#VALUE!"}]
["","","","","","",{"$error":"#VALUE!"},{"$error":"#VALUE!"}]
["","","","","","",{"$error":"#VALUE!"},{"$error":"#VALUE!"}]
["","","","","","",{"$error":"#VALUE!"},{"$error":"#VALUE!"}]
["","","","","","",{"$error":"#VALUE!"},{"$error":"#VALUE!"}]
["","","","","","",{"$error":"#VALUE!"},{"$error":"#VALUE!"}]
["","","","","","",{"$error":"#VALUE!"},{"$error":"#VALUE!"}]
["","","","","","",{"$error":"#VALUE!"},{"$error":"#VALUE!"}]
["","","","","","",{"$error":"#VALUE!"},{"$error":"#VALUE!"}]
["","","","","","",{"$error":"#VALUE!"},{"$error":"#VALUE!"}]
["","","","","","",{"$error":"#VALUE!"},{"$error":"#VALUE!"}]
["","","","","","",{"$error":"#VALUE!"},{"$error":"#VALUE!"}]
["","","","","","",{"$error":"#VALUE!"},{"$error":"#VALUE!"}]
["","","","","","",{"$error":"#VALUE!"},{"$error":"#VALUE!"}]
["","","","","","",{"$error":"#VALUE!"},{"$error":"#VALUE!"}]
["","","","","","",{"$error":"#VALUE!"},{"$error":"#VALUE!"}]
["","","","","","",{"$error":"#VALUE!"},{"$error":"#VALUE!"}]
["","","","","","",{"$error":"#VALUE!"},{"$error":"#VALUE!"}]
["","","","","","",{"$error":"#VALUE!"},{"$error":"#VALUE!"}]
["","","","","","",{"$error":"#VALUE!"},{"$error":"#VALUE!"}]
["","","",{"$f":"IF(A2645<>\"\",MOD(B2645,24)/24,\"\")","v":""},"","",{"$f":"ABS(0.5*1.025*1*(F2645^3))","v":{"$error":"#VALUE!"}},{"$f":"G2645*$B$13","v":{"$error":"#VALUE!"}}]
[{"$f":"IF(IF(A2645<>\"\",A2645+1<=$B$16,0),A2645+1,\"\")","v":""},{"$f":"IF(A2646<>\"\",A2646*$B$13,\"\")","v":""},{"$f":"IF(A2646<>\"\",ROUNDDOWN(A2646*$B$13/24,0),\"\")","v":""},"",{"$f":"IF(A2646<>\"\",($B$4+$B$5)/2+($B$5-$B$4)/2*COS(2*PI()/$B$15*B2646),\"\")","v":""},{"$f":"IF(A2646<>\"\",E2646*COS(2*PI()/$B$7*B2646),\"\")","v":""},{"$error":"#VALUE!"},{"$error":"#VALUE!"}]
["","","","","","",{"$error":"#VALUE!"},{"$error":"#VALUE!"}]
["","","","","","",{"$error":"#VALUE!"},{"$error":"#VALUE!"}]
["","","","","","",{"$error":"#VALUE!"},{"$error":"#VALUE!"}]
["","","","","","",{"$error":"#VALUE!"},{"$error":"#VALUE!"}]
["","","","","","",{"$error":"#VALUE!"},{"$error":"#VALUE!"}]
["","","","","","",{"$error":"#VALUE!"},{"$error":"#VALUE!"}]
["","","","","","",{"$error":"#VALUE!"},{"$error":"#VALUE!"}]
["","","","","","",{"$error":"#VALUE!"},{"$error":"#VALUE!"}]
["","","","","","",{"$error":"#VALUE!"},{"$error":"#VALUE!"}]
["","","","","","",{"$error":"#VALUE!"},{"$error":"#VALUE!"}]
["","","","","","",{"$error":"#VALUE!"},{"$error":"#VALUE!"}]
["","","","","","",{"$error":"#VALUE!"},{"$error":"#VALUE!"}]
["","","","","","",{"$error":"#VALUE!"},{"$error":"#VALUE!"}]
["","","","","","",{"$error":"#VALUE!"},{"$error":"#VALUE!"}]
["","","","","","",{"$error":"#VALUE!"},{"$error":"#VALUE!"}]
["","","","","","",{"$error":"#VALUE!"},{"$error":"#VALUE!"}]
["","","","","","",{"$error":"#VALUE!"},{"$error":"#VALUE!"}]
["","","","","","",{"$error":"#VALUE!"},{"$error":"#VALUE!"}]
["","","","","","",{"$error":"#VALUE!"},{"$error":"#VALUE!"}]
["","","","","","",{"$error":"#VALUE!"},{"$error":"#VALUE!"}]
["","","","","","",{"$error":"#VALUE!"},{"$error":"#VALUE!"}]
["","","","","","",{"$error":"#VALUE!"},{"$error":"#VALUE!"}]
["","","","","","",{"$error":"#VALUE!"},{"$error":"#VALUE!"}]
["","","","","","",{"$error":"#VALUE!"},{"$error":"#VALUE!"}]
["","","","","","",{"$error":"#VALUE!"},{"$error":"#VALUE!"}]
["","","","","","",{"$error":"#VALUE!"},{"$error":"#VALUE!"}]
["","","","","","",{"$error":"#VALUE!"},{"$error":"#VALUE!"}]
["","","","","","",{"$error":"#VALUE!"},{"$error":"#VALUE!"}]
["","","","","","",{"$error":"#VALUE!"},{"$error":"#VALUE!"}]
["","","","","","",{"$error":"#VALUE!"},{"$error":"#VALUE!"}]
["","","","","","",{"$error":"#VALUE!"},{"$error":"#VALUE!"}]
["","","","","","",{"$error":"#VALUE!"},{"$error":"#VALUE!"}]
["","","","","","",{"$error":"#VALUE!"},{"$error":"#VALUE!"}]
["","","","","","",{"$error":"#VALUE!"},{"$error":"#VALUE!"}]
["","","","","","",{"$error":"#VALUE!"},{"$error":"#VALUE!"}]
["","","","","","",{"$error":"#VALUE!"},{"$error":"#VALUE!"}]
["","","","","","",{"$error":"#VALUE!"},{"$error":"#VALUE!"}]
["","","","","","",{"$error":"#VALUE!"},{"$error":"#VALUE!"}]
["","","","","","",{"$error":"#VALUE!"},{"$error":"#VALUE!"}]
["","","","","","",{"$error":"#VALUE!"},{"$error":"#VALUE!"}]
["","","","","","",{"$error":"#VALUE!"},{"$error":"#VALUE!"}]
["","","","","","",{"$error":"#VALUE!"},{"$error":"#VALUE!"}]
["","","","","","",{"$error":"#VALUE!"},{"$error":"#VALUE!"}]
["","","","","","",{"$error":"#VALUE!"},{"$error":"#VALUE!"}]
["","","","","","",{"$error":"#VALUE!"},{"$error":"#VALUE!"}]
["","","","","","",{"$error":"#VALUE!"},{"$error":"#VALUE!"}]
["","","","","","",{"$error":"#VALUE!"},{"$error":"#VALUE!"}]
["","","","","","",{"$error":"#VALUE!"},{"$error":"#VALUE!"}]
["","","","","","",{"$error":"#VALUE!"},{"$error":"#VALUE!"}]
["","","","","","",{"$error":"#VALUE!"},{"$error":"#VALUE!"}]
["","","","","","",{"$error":"#VALUE!"},{"$error":"#VALUE!"}]
["","","","","","",{"$error":"#VALUE!"},{"$error":"#VALUE!"}]
["","","","","","",{"$error":"#VALUE!"},{"$error":"#VALUE!"}]
["","","","","","",{"$error":"#VALUE!"},{"$error":"#VALUE!"}]
["","","","","","",{"$error":"#VALUE!"},{"$error":"#VALUE!"}]
["","","","","","",{"$error":"#VALUE!"},{"$error":"#VALUE!"}]
["","","","","","",{"$error":"#VALUE!"},{"$error":"#VALUE!"}]
["","","","","","",{"$error":"#VALUE!"},{"$error":"#VALUE!"}]
["","","","","","",{"$error":"#VALUE!"},{"$error":"#VALUE!"}]
["","","","","","",{"$error":"#VALUE!"},{"$error":"#VALUE!"}]
["","","","","","",{"$error":"#VALUE!"},{"$error":"#VALUE!"}]
["","","","","","",{"$error":"#VALUE!"},{"$error":"#VALUE!"}]
["","","",{"$f":"IF(A2709<>\"\",MOD(B2709,24)/24,\"\")","v":""},"","",{"$f":"ABS(0.5*1.025*1*(F2709^3))","v":{"$error":"#VALUE!"}},{"$f":"G2709*$B$13","v":{"$error":"#VALUE!"}}]
[{"$f":"IF(IF(A2709<>\"\",A2709+1<=$B$16,0),A2709+1,\"\")","v":""},{"$f":"IF(A2710<>\"\",A2710*$B$13,\"\")","v":""},{"$f":"IF(A2710<>\"\",ROUNDDOWN(A2710*$B$13/24,0),\"\")","v":""},"",{"$f":"IF(A2710<>\"\",($B$4+$B$5)/2+($B$5-$B$4)/2*COS(2*PI()/$B$15*B2710),\"\")","v":""},{"$f":"IF(A2710<>\"\",E2710*COS(2*PI()/$B$7*B2710),\"\")","v":""},{"$error":"#VALUE!"},{"$error":"#VALUE!"}]
["","","","","","",{"$error":"#VALUE!"},{"$error":"#VALUE!"}]
["","","","","","",{"$error":"#VALUE!"},{"$error":"#VALUE!"}]
["","","","","","",{"$error":"#VALUE!"},{"$error":"#VALUE!"}]
["","","","","","",{"$error":"#VALUE!"},{"$error":"#VALUE!"}]
["","","","","","",{"$error":"#VALUE!"},{"$error":"#VALUE!"}]
["","","","","","",{"$error":"#VALUE!"},{"$error":"#VALUE!"}]
["","","","","","",{"$error":"#VALUE!"},{"$error":"#VALUE!"}]
["","","","","","",{"$error":"#VALUE!"},{"$error":"#VALUE!"}]
["","","","","","",{"$error":"#VALUE!"},{"$error":"#VALUE!"}]
["","","","","","",{"$error":"#VALUE!"},{"$error":"#VALUE!"}]
["","","","","","",{"$error":"#VALUE!"},{"$error":"#VALUE!"}]
["","","","","","",{"$error":"#VALUE!"},{"$error":"#VALUE!"}]
["","","","","","",{"$error":"#VALUE!"},{"$error":"#VALUE!"}]
["","","","","","",{"$error":"#VALUE!"},{"$error":"#VALUE!"}]
["","","","","","",{"$error":"#VALUE!"},{"$error":"#VALUE!"}]
["","","","","","",{"$error":"#VALUE!"},{"$error":"#VALUE!"}]
["","","","","","",{"$error":"#VALUE!"},{"$error":"#VALUE!"}]
["","","","","","",{"$error":"#VALUE!"},{"$error":"#VALUE!"}]
["","","","","","",{"$error":"#VALUE!"},{"$error":"#VALUE!"}]
["","","","","","",{"$error":"#VALUE!"},{"$error":"#VALUE!"}]
["","","","","","",{"$error":"#VALUE!"},{"$error":"#VALUE!"}]
["","","","","","",{"$error":"#VALUE!"},{"$error":"#VALUE!"}]
["","","","","","",{"$error":"#VALUE!"},{"$error":"#VALUE!"}]
["","","","","","",{"$error":"#VALUE!"},{"$error":"#VALUE!"}]
["","","","","","",{"$error":"#VALUE!"},{"$error":"#VALUE!"}]
["","","","","","",{"$error":"#VALUE!"},{"$error":"#VALUE!"}]
["","","","","","",{"$error":"#VALUE!"},{"$error":"#VALUE!"}]
["","","","","","",{"$error":"#VALUE!"},{"$error":"#VALUE!"}]
["","","","","","",{"$error":"#VALUE!"},{"$error":"#VALUE!"}]
["","","","","","",{"$error":"#VALUE!"},{"$error":"#VALUE!"}]
["","","","","","",{"$error":"#VALUE!"},{"$error":"#VALUE!"}]
["","","","","","",{"$error":"#VALUE!"},{"$error":"#VALUE!"}]
["","","","","","",{"$error":"#VALUE!"},{"$error":"#VALUE!"}]
["","","","","","",{"$error":"#VALUE!"},{"$error":"#VALUE!"}]
["","","","","","",{"$error":"#VALUE!"},{"$error":"#VALUE!"}]
["","","","","","",{"$error":"#VALUE!"},{"$error":"#VALUE!"}]
["","","","","","",{"$error":"#VALUE!"},{"$error":"#VALUE!"}]
["","","","","","",{"$error":"#VALUE!"},{"$error":"#VALUE!"}]
["","","","","","",{"$error":"#VALUE!"},{"$error":"#VALUE!"}]
["","","","","","",{"$error":"#VALUE!"},{"$error":"#VALUE!"}]
["","","","","","",{"$error":"#VALUE!"},{"$error":"#VALUE!"}]
["","","","","","",{"$error":"#VALUE!"},{"$error":"#VALUE!"}]
["","","","","","",{"$error":"#VALUE!"},{"$error":"#VALUE!"}]
["","","","","","",{"$error":"#VALUE!"},{"$error":"#VALUE!"}]
["","","","","","",{"$error":"#VALUE!"},{"$error":"#VALUE!"}]
["","","","","","",{"$error":"#VALUE!"},{"$error":"#VALUE!"}]
["","","","","","",{"$error":"#VALUE!"},{"$error":"#VALUE!"}]
["","","","","","",{"$error":"#VALUE!"},{"$error":"#VALUE!"}]
["","","","","","",{"$error":"#VALUE!"},{"$error":"#VALUE!"}]
["","","","","","",{"$error":"#VALUE!"},{"$error":"#VALUE!"}]
["","","","","","",{"$error":"#VALUE!"},{"$error":"#VALUE!"}]
["","","","","","",{"$error":"#VALUE!"},{"$error":"#VALUE!"}]
["","","","","","",{"$error":"#VALUE!"},{"$error":"#VALUE!"}]
["","","","","","",{"$error":"#VALUE!"},{"$error":"#VALUE!"}]
["","","","","","",{"$error":"#VALUE!"},{"$error":"#VALUE!"}]
["","","","","","",{"$error":"#VALUE!"},{"$error":"#VALUE!"}]
["","","","","","",{"$error":"#VALUE!"},{"$error":"#VALUE!"}]
["","","","","","",{"$error":"#VALUE!"},{"$error":"#VALUE!"}]
["","","","","","",{"$error":"#VALUE!"},{"$error":"#VALUE!"}]
[{"$f":"IF(IF(A2769<>\"\",A2769+1<=$B$16,0),A2769+1,\"\")","v":""},{"$f":"IF(A2770<>\"\",A2770*$B$13,\"\")","v":""},{"$f":"IF(A2770<>\"\",ROUNDDOWN(A2770*$B$13/24,0),\"\")","v":""},"",{"$f":"IF(A2770<>\"\",($B$4+$B$5)/2+($B$5-$B$4)/2*COS(2*PI()/$B$15*B2770),\"\")","v":""},{"$f":"IF(A2770<>\"\",E2770*COS(2*PI()/$B$7*B2770),\"\")","v":""},{"$error":"#VALUE!"},{"$error":"#VALUE!"}]
[{"$f":"IF(IF(A2770<>\"\",A2770+1<=$B$16,0),A2770+1,\"\")","v":""},{"$f":"IF(A2771<>\"\",A2771*$B$13,\"\")","v":""},{"$f":"IF(A2771<>\"\",ROUNDDOWN(A2771*$B$13/24,0),\"\")","v":""},"",{"$f":"IF(A2771<>\"\",($B$4+$B$5)/2+($B$5-$B$4)/2*COS(2*PI()/$B$15*B2771),\"\")","v":""},{"$f":"IF(A2771<>\"\",E2771*COS(2*PI()/$B$7*B2771),\"\")","v":""},{"$error":"#VALUE!"},{"$error":"#VALUE!"}]
["","","","","","",{"$error":"#VALUE!"},{"$error":"#VALUE!"}]
["","","",{"$f":"IF(A2773<>\"\",MOD(B2773,24)/24,\"\")","v":""},"","",{"$f":"ABS(0.5*1.025*1*(F2773^3))","v":{"$error":"#VALUE!"}},{"$f":"G2773*$B$13","v":{"$error":"#VALUE!"}}]
["","","","","","",{"$error":"#VALUE!"},{"$error":"#VALUE!"}]
["","","","","","",{"$error":"#VALUE!"},{"$error":"#VALUE!"}]
["","","","","","",{"$error":"#VALUE!"},{"$error":"#VALUE!"}]
["","","","","","",{"$error":"#VALUE!"},{"$error":"#VALUE!"}]
["","","","","","",{"$error":"#VALUE!"},{"$error":"#VALUE!"}]
["","","","","","",{"$error":"#VALUE!"},{"$error":"#VALUE!"}]
[null,null,null,null,"Total Energy (kWh/m^2)",null,"-",{"$f":"IF(ISERROR(SUM(H20:H2779)),\"\",SUM(H20:H2779))","v":""},"per lunar cycle"]
[null,null,null,null,null,null,"-",{"$f":"IF(ISERROR(H2780*(365/$B$6)),\"\",(H2780*(365/$B$6)))","v":""},"per year"]
[null,null,null,null,"Average Power (kW/m^2)",null,{"$f":"IF(ISERROR(AVERAGE(G20:G2779)),\"\",(AVERAGE(G20:G2779)))","v":""},"-"]

{"sheet":"Tidal Barrage 1","index":8,"n_rows":151,"n_cols":8,"rows_kept":151,"cut":false,"hidden":false,"merged":[[2,1,2,2],[25,0,26,0],[7,1,7,2],[8,1,8,2],[9,1,9,2],[10,1,10,2]]}
["Tidal Barrage Resource"]
[]
[{"$f":"Input!E45","v":"Site Name"},{"$f":"Input!F45","v":"Port Ellen"},{"$f":"Input!G45","v":0}]
[{"$f":"Input!E46","v":"Max Tidal Range"},{"$f":"Input!F46","v":1.08},{"$f":"Input!G46","v":"m"}]
[{"$f":"Input!E47","v":"Mean Tidal Range"},{"$f":"Input!F47","v":0.66},{"$f":"Input!G47","v":"m"}]
[{"$f":"Input!E48","v":"Lunar Cycle Period"},{"$f":"Input!F48","v":28.74},{"$f":"Input!G48","v":"days"}]
[{"$f":"Input!E49","v":"Proposed Lagoon Surface Area"},{"$f":"Input!F49","v":26546.5},{"$f":"Input!G49","v":"m^2"}]
[{"$f":"Input!E50","v":"Proximity to Grid Connection"},{"$f":"Input!F50","v":"< 1 km"}]
[{"$f":"Input!E51","v":"Average Water Depth"},{"$f":"Input!F51","v":"< 5 m"},{"$f":"Input!G51","v":0}]
[{"$f":"Input!E52","v":"Seabed Topography"},{"$f":"Input!F52","v":"Moderate (Rocky, Gentle Gradient)"},{"$f":"Input!G52","v":0}]
[{"$f":"Input!E53","v":"Accessibility"},{"$f":"Input!F53","v":"Partially Accessible (Temporary Works, No Obstacles)"},{"$f":"Input!G53","v":0}]
[]
["Gravitational Acceleration",9.81,"m/s^2"]
["Specific Denisty of SeaWater",1025,"kg/m^3"]
["Tidal Volume",{"$f":"B5*B7","v":17520.690000000002},"m^3"]
["Tidal Mass",{"$f":"B15*B14","v":17958707.250000004},"kg/m^3"]
[]
["Potential Energy at High Tide",{"$f":"0.5*B7*B14*B13*(B5^2)","v":58137722.980425008},"J"]
["Total Potential per day",{"$f":"2*B18","v":116275445.96085002},"J"]
[]
["Daily Power Generation Potential",{"$f":"(B19/(60*60*24))/1000","v":1.3457806245468753},"kW"]
["Assumed Efficiency",0.3]
["Actual Power Generation",{"$f":"B21*B22","v":0.40373418736406258},"kW"]
["Daily Energy",{"$f":"B23*24","v":9.6896204967375024},"kWh"]
[]
["Available Energy (MWh)",{"$f":"IF(ISERROR(B24*B6/1000),\"\",(B24*B6/1000))","v":0.27847969307623577},"per lunar cycle"]
[null,{"$f":"IF(ISERROR(365*B24/1000),\"\",(365*B24/1000))","v":3.5367114813091884},"per year"]
[]
[]
[]
[null,{"$f":"24*B21","v":32.298734989125009}]
[]
[]
[]
[]
[]
[]
[]
[]
[]
[]
[]
[]
[]
[]
[]
[]
[]
[]
[]
[]
[]
[]
[]
[]
[]
[]
[]
[]
[]
[]
[]
[]
[]
[]
[]
[]
[]
[]
[]
[]
[]
[]
[]
[]
[]
[]
[]
[]
[]
[]
[]
[]
[]
[]
[]
[]
[]
[]
[]
[]
[]
[]
[]
[]
[]
[]
[]
[]
[]
[]
[]
[]
[]
[]
[]
[]
[]
[]
[]
[]
[]
[]
[]
[]
[]
[]
[]
[]
[]
[]
[]
[]
[]
[]
[]
[]
[]
[]
[]
[]
[]
[]
[]
[]
[]
[]
[]
[]
[]
[]
[]
[]
[]
[]
[]
[]
[]
[]
[]
[null,null,null,null,null,null,null,{"$f":"MIN(H41:H144)","v":0}]

{"sheet":"Tidal Barrage 2","index":9,"n_rows":151,"n_cols":8,"rows_kept":151,"cut":false,"hidden":false,"merged":[[25,0,26,0],[2,1,2,2],[7,1,7,2],[8,1,8,2],[9,1,9,2],[10,1,10,2]]}
["Tidal Barrage Resource"]
[]
[{"$f":"Input!E45","v":"Site Name"},{"$f":"Input!F55","v":"Bowmore"},{"$f":"Input!G45","v":0}]
[{"$f":"Input!E46","v":"Max Tidal Range"},{"$f":"Input!F56","v":0.8},{"$f":"Input!G46","v":"m"}]
[{"$f":"Input!E47","v":"Mean Tidal Range"},{"$f":"Input!F57","v":0.4},{"$f":"Input!G47","v":"m"}]
[{"$f":"Input!E48","v":"Lunar Cycle Period"},{"$f":"Input!F58","v":28.74},{"$f":"Input!G48","v":"days"}]
[{"$f":"Input!E49","v":"Proposed Lagoon Surface Area"},{"$f":"Input!F59","v":49500},{"$f":"Input!G49","v":"m^2"}]
[{"$f":"Input!E50","v":"Proximity to Grid Connection"},{"$f":"Input!F60","v":"< 1 km"}]
[{"$f":"Input!E51","v":"Average Water Depth"},{"$f":"Input!F61","v":"< 5 m"},{"$f":"Input!G51","v":0}]
[{"$f":"Input!E52","v":"Seabed Topography"},{"$f":"Input!F62","v":"Benign (Sandy, Flat/Gentle Gradient)"},{"$f":"Input!G52","v":0}]
[{"$f":"Input!E53","v":"Accessibility"},{"$f":"Input!F63","v":"Partially Accessible (Temporary Works, No Obstacles)"},{"$f":"Input!G53","v":0}]
[]
["Gravitational Acceleration",9.81,"m/s^2"]
["Specific Denisty of SeaWater",1025,"kg/m^3"]
["Tidal Volume",{"$f":"B5*B7","v":19800},"m^3"]
["Tidal Mass",{"$f":"B15*B14","v":20295000},"kg/m^3"]
[]
["Potential Energy at High Tide",{"$f":"0.5*B7*B14*B13*(B5^2)","v":39818790.000000007},"J"]
["Total Potential per day",{"$f":"2*B18","v":79637580.000000015},"J"]
[]
["Daily Power Generation Potential",{"$f":"(B19/(60*60*24))/1000","v":0.92173125000000011},"kW"]
["Assumed Efficiency",0.3]
["Actual Power Generation",{"$f":"B21*B22","v":0.27651937500000001},"kW"]
["Daily Energy",{"$f":"B23*24","v":6.6364650000000003},"kWh"]
[]
["Output (kWh)",{"$f":"IF(ISERROR(B24*B6/1000),\"\",(B24*B6/1000))","v":0.19073200410000002},"per lunar cycle"]
[null,{"$f":"IF(ISERROR(365*B24/1000),\"\",(365*B24/1000))","v":2.4223097249999999},"per year"]
[]
[]
[]
[]
[]
[]
[]
[]
[]
[]
[]
[]
[]
[]
[]
[]
[]
[]
[]
[]
[]
[]
[]
[]
[]
[]
[]
[]
[]
[]
[]
[]
[]
[]
[]
[]
[]
[]
[]
[]
[]
[]
[]
[]
[]
[]
[]
[]
[]
[]
[]
[]
[]
[]
[]
[]
[]
[]
[]
[]
[]
[]
[]
[]
[]
[]
[]
[]
[]
[]
[]
[]
[]
[]
[]
[]
[]
[]
[]
[]
[]
[]
[]
[]
[]
[]
[]
[]
[]
[]
[]
[]
[]
[]
[]
[]
[]
[]
[]
[]
[]
[]
[]
[]
[]
[]
[]
[]
[]
[]
[]
[]
[]
[]
[]
[]
[]
[]
[]
[]
[]
[]
[]
[null,null,null,null,null,null,null,{"$f":"MIN(H41:H144)","v":0}]

{"sheet":"Tidal Barrage 3","index":10,"n_rows":151,"n_cols":8,"rows_kept":151,"cut":false,"hidden":false,"merged":[[25,0,26,0],[2,1,2,2],[7,1,7,2],[8,1,8,2],[9,1,9,2],[10,1,10,2]]}
["Tidal Barrage Resource"]
[]
[{"$f":"Input!E45","v":"Site Name"},{"$f":"Input!F65","v":"[Enter Name]"},{"$f":"Input!G45","v":0}]
[{"$f":"Input!E46","v":"Max Tidal Range"},{"$f":"Input!F66","v":"[Enter Value]"},{"$f":"Input!G46","v":"m"}]
[{"$f":"Input!E47","v":"Mean Tidal Range"},{"$f":"Input!F67","v":"[Enter Value]"},{"$f":"Input!G47","v":"m"}]
[{"$f":"Input!E48","v":"Lunar Cycle Period"},{"$f":"Input!F68","v":"[Enter Value]"},{"$f":"Input!G48","v":"days"}]
[{"$f":"Input!E49","v":"Proposed Lagoon Surface Area"},{"$f":"Input!F69","v":"[Enter Value]"},{"$f":"Input!G49","v":"m^2"}]
[{"$f":"Input!E50","v":"Proximity to Grid Connection"},{"$f":"Input!F70","v":"[Select Value]"}]
[{"$f":"Input!E51","v":"Average Water Depth"},{"$f":"Input!F71","v":"[Select Value]"},{"$f":"Input!G51","v":0}]
[{"$f":"Input!E52","v":"Seabed Topography"},{"$f":"Input!F72","v":"[Select Value]"},{"$f":"Input!G52","v":0}]
[{"$f":"Input!E53","v":"Accessibility"},{"$f":"Input!F73","v":"[Select Value]"},{"$f":"Input!G53","v":0}]
[]
["Gravitational Acceleration",9.81,"m/s^2"]
["Specific Denisty of SeaWater",1025,"kg/m^3"]
["Tidal Volume",{"$f":"B5*B7","v":{"$error":"#VALUE!"}},"m^3"]
["Tidal Mass",{"$f":"B15*B14","v":{"$error":"#VALUE!"}},"kg/m^3"]
[]
["Potential Energy at High Tide",{"$f":"0.5*B7*B14*B13*(B5^2)","v":{"$error":"#VALUE!"}},"J"]
["Total Potential per day",{"$f":"2*B18","v":{"$error":"#VALUE!"}},"J"]
[]
["Daily Power Generation Potential",{"$f":"(B19/(60*60*24))/1000","v":{"$error":"#VALUE!"}},"kW",{"$f":"24*B21","v":{"$error":"#VALUE!"}}]
["Assumed Efficiency",0.3]
["Actual Power Generation",{"$f":"B21*B22","v":{"$error":"#VALUE!"}},"kW"]
["Daily Energy",{"$f":"B23*24","v":{"$error":"#VALUE!"}},"kWh"]
[]
["Output (kWh)",{"$f":"IF(ISERROR(B24*B6/1000),\"\",(B24*B6/1000))","v":""},"per lunar cycle"]
[null,{"$f":"IF(ISERROR(365*B24/1000),\"\",(365*B24/1000))","v":""},"per year"]
[]
[]
[]
[]
[]
[]
[]
[]
[]
[]
[]
[]
[]
[]
[]
[]
[]
[]
[]
[]
[]
[]
[]
[]
[]
[]
[]
[]
[]
[]
[]
[]
[]
[]
[]
[]
[]
[]
[]
[]
[]
[]
[]
[]
[]
[]
[]
[]
[]
[]
[]
[]
[]
[]
[]
[]
[]
[]
[]
[]
[]
[]
[]
[]
[]
[]
[]
[]
[]
[]
[]
[]
[]
[]
[]
[]
[]
[]
[]
[]
[]
[]
[]
[]
[]
[]
[]
[]
[]
[]
[]
[]
[]
[]
[]
[]
[]
[]
[]
[]
[]
[]
[]
[]
[]
[]
[]
[]
[]
[]
[]
[]
[]
[]
[]
[]
[]
[]
[]
[]
[]
[]
[]
[null,null,null,null,null,null,null,{"$f":"MIN(H41:H144)","v":0}]

{"sheet":"Tidal Barrage 4","index":11,"n_rows":151,"n_cols":8,"rows_kept":151,"cut":false,"hidden":false,"merged":[[25,0,26,0],[2,1,2,2],[7,1,7,2],[8,1,8,2],[9,1,9,2],[10,1,10,2]]}
["Tidal Barrage Resource"]
[]
[{"$f":"Input!E45","v":"Site Name"},{"$f":"Input!F75","v":"[Enter Name]"},{"$f":"Input!G45","v":0}]
[{"$f":"Input!E46","v":"Max Tidal Range"},{"$f":"Input!F76","v":"[Enter Value]"},{"$f":"Input!G46","v":"m"}]
[{"$f":"Input!E47","v":"Mean Tidal Range"},{"$f":"Input!F77","v":"[Enter Value]"},{"$f":"Input!G47","v":"m"}]
[{"$f":"Input!E48","v":"Lunar Cycle Period"},{"$f":"Input!F78","v":"[Enter Value]"},{"$f":"Input!G48","v":"days"}]
[{"$f":"Input!E49","v":"Proposed Lagoon Surface Area"},{"$f":"Input!F79","v":"[Enter Value]"},{"$f":"Input!G49","v":"m^2"}]
[{"$f":"Input!E50","v":"Proximity to Grid Connection"},{"$f":"Input!F80","v":"[Select Value]"}]
[{"$f":"Input!E51","v":"Average Water Depth"},{"$f":"Input!F81","v":"[Select Value]"},{"$f":"Input!G51","v":0}]
[{"$f":"Input!E52","v":"Seabed Topography"},{"$f":"Input!F82","v":"[Select Value]"},{"$f":"Input!G52","v":0}]
[{"$f":"Input!E53","v":"Accessibility"},{"$f":"Input!F83","v":"[Select Value]"},{"$f":"Input!G53","v":0}]
[]
["Gravitational Acceleration",9.81,"m/s^2"]
["Specific Denisty of SeaWater",1025,"kg/m^3"]
["Tidal Volume",{"$f":"B5*B7","v":{"$error":"#VALUE!"}},"m^3"]
["Tidal Mass",{"$f":"B15*B14","v":{"$error":"#VALUE!"}},"kg/m^3"]
[]
["Potential Energy at High Tide",{"$f":"0.5*B7*B14*B13*(B5^2)","v":{"$error":"#VALUE!"}},"J"]
["Total Potential per day",{"$f":"2*B18","v":{"$error":"#VALUE!"}},"J"]
[]
["Daily Power Generation Potential",{"$f":"(B19/(60*60*24))/1000","v":{"$error":"#VALUE!"}},"kW"]
["Assumed Efficiency",0.3]
["Actual Power Generation",{"$f":"B21*B22","v":{"$error":"#VALUE!"}},"kW"]
["Daily Energy",{"$f":"B23*24","v":{"$error":"#VALUE!"}},"kWh"]
[]
["Output (kWh)",{"$f":"IF(ISERROR(B24*B6/1000),\"\",(B24*B6/1000))","v":""},"per lunar cycle"]
[null,{"$f":"IF(ISERROR(365*B24/1000),\"\",(365*B24/1000))","v":""},"per year"]
[]
[]
[]
[]
[]
[]
[]
[]
[]
[]
[]
[]
[]
[]
[]
[]
[]
[]
[]
[]
[]
[]
[]
[]
[]
[]
[]
[]
[]
[]
[]
[]
[]
[]
[]
[]
[]
[]
[]
[]
[]
[]
[]
[]
[]
[]
[]
[]
[]
[]
[]
[]
[]
[]
[]
[]
[]
[]
[]
[]
[]
[]
[]
[]
[]
[]
[]
[]
[]
[]
[]
[]
[]
[]
[]
[]
[]
[]
[]
[]
[]
[]
[]
[]
[]
[]
[]
[]
[]
[]
[]
[]
[]
[]
[]
[]
[]
[]
[]
[]
[]
[]
[]
[]
[]
[]
[]
[]
[]
[]
[]
[]
[]
[]
[]
[]
[]
[]
[]
[]
[]
[]
[]
[null,null,null,null,null,null,null,{"$f":"MIN(H41:H144)","v":0}]

{"sheet":"Tidal Barrage 5","index":12,"n_rows":151,"n_cols":8,"rows_kept":151,"cut":false,"hidden":false,"merged":[[25,0,26,0],[2,1,2,2],[7,1,7,2],[8,1,8,2],[9,1,9,2],[10,1,10,2]]}
["Tidal Barrage Resource"]
[]
[{"$f":"Input!E45","v":"Site Name"},{"$f":"Input!F85","v":"[Enter Name]"},{"$f":"Input!G45","v":0}]
[{"$f":"Input!E46","v":"Max Tidal Range"},{"$f":"Input!F86","v":"[Enter Value]"},{"$f":"Input!G46","v":"m"}]
[{"$f":"Input!E47","v":"Mean Tidal Range"},{"$f":"Input!F87","v":"[Enter Value]"},{"$f":"Input!G47","v":"m"}]
[{"$f":"Input!E48","v":"Lunar Cycle Period"},{"$f":"Input!F88","v":"[Enter Value]"},{"$f":"Input!G48","v":"days"}]
[{"$f":"Input!E49","v":"Proposed Lagoon Surface Area"},{"$f":"Input!F89","v":"[Enter Value]"},{"$f":"Input!G49","v":"m^2"}]
[{"$f":"Input!E50","v":"Proximity to Grid Connection"},{"$f":"Input!F90","v":"[Select Value]"}]
[{"$f":"Input!E51","v":"Average Water Depth"},{"$f":"Input!F91","v":"[Select Value]"},{"$f":"Input!G51","v":0}]
[{"$f":"Input!E52","v":"Seabed Topography"},{"$f":"Input!F92","v":"[Select Value]"},{"$f":"Input!G52","v":0}]
[{"$f":"Input!E53","v":"Accessibility"},{"$f":"Input!F93","v":"[Select Value]"},{"$f":"Input!G53","v":0}]
[]
["Gravitational Acceleration",9.81,"m/s^2"]
["Specific Denisty of SeaWater",1025,"kg/m^3"]
["Tidal Volume",{"$f":"B5*B7","v":{"$error":"#VALUE!"}},"m^3"]
["Tidal Mass",{"$f":"B15*B14","v":{"$error":"#VALUE!"}},"kg/m^3"]
[]
["Potential Energy at High Tide",{"$f":"0.5*B7*B14*B13*(B5^2)","v":{"$error":"#VALUE!"}},"J"]
["Total Potential per day",{"$f":"2*B18","v":{"$error":"#VALUE!"}},"J"]
[]
["Daily Power Generation Potential",{"$f":"(B19/(60*60*24))/1000","v":{"$error":"#VALUE!"}},"kW"]
["Assumed Efficiency",0.3]
["Actual Power Generation",{"$f":"B21*B22","v":{"$error":"#VALUE!"}},"kW"]
["Daily Energy",{"$f":"B23*24","v":{"$error":"#VALUE!"}},"kWh"]
[]
["Output (kWh)",{"$f":"IF(ISERROR(B24*B6/1000),\"\",(B24*B6/1000))","v":""},"per lunar cycle"]
[null,{"$f":"IF(ISERROR(365*B24/1000),\"\",(365*B24/1000))","v":""},"per year"]
[]
[]
[]
[]
[]
[]
[]
[]
[]
[]
[]
[]
[]
[]
[]
[]
[]
[]
[]
[]
[]
[]
[]
[]
[]
[]
[]
[]
[]
[]
[]
[]
[]
[]
[]
[]
[]
[]
[]
[]
[]
[]
[]
[]
[]
[]
[]
[]
[]
[]
[]
[]
[]
[]
[]
[]
[]
[]
[]
[]
[]
[]
[]
[]
[]
[]
[]
[]
[]
[]
[]
[]
[]
[]
[]
[]
[]
[]
[]
[]
[]
[]
[]
[]
[]
[]
[]
[]
[]
[]
[]
[]
[]
[]
[]
[]
[]
[]
[]
[]
[]
[]
[]
[]
[]
[]
[]
[]
[]
[]
[]
[]
[]
[]
[]
[]
[]
[]
[]
[]
[]
[]
[]
[null,null,null,null,null,null,null,{"$f":"MIN(H41:H144)","v":0}]

{"sheet":"Wave 1","index":13,"n_rows":63,"n_cols":58,"rows_kept":63,"cut":false,"hidden":false,"merged":[[2,1,2,2],[3,1,3,2],[4,1,4,2],[6,1,6,2],[7,1,7,2],[5,1,5,2],[36,56,36,57],[36,53,36,55],[44,2,44,12],[32,0,32,1],[9,1,9,2],[17,44,17,55],[16,30,16,31],[16,44,16,45],[18,17,18,28],[18,30,18,41],[18,44,18,55],[42,44,42,45],[42,17,42,19],[42,30,42,31],[19,2,19,12],[20,2,20,12],[8,1,8,2],[44,17,44,28],[44,30,44,41],[44,44,44,55],[45,17,45,28],[45,30,45,41],[45,44,45,55],[45,2,45,12],[19,30,19,41],[32,17,32,27],[19,44,19,55],[19,17,19,28],[35,53,35,55],[58,17,58,27],[61,53,61,55],[62,53,62,55],[62,56,62,57],[57,0,57,1]]}
["Wave Resource"]
[]
[{"$f":"Input!I45","v":"Site Name"},{"$f":"Input!J45","v":"Portnahaven - Far"}]
[{"$f":"Input!I46","v":"Position Relevant to Island"},{"$f":"Input!J46","v":"SW"}]
[{"$f":"Input!I47","v":"Relevant Ocean Wave Area"},{"$f":"Input!J47","v":"North Sea (AREA 10)"}]
[{"$f":"Input!I48","v":"Average Wave Height"},{"$f":"Input!J48","v":2.1}]
[{"$f":"Input!I49","v":"Proximity to Grid Connection"},{"$f":"Input!J49","v":"5 km +"}]
[{"$f":"Input!I50","v":"Average Water Depth"},{"$f":"Input!J50","v":"> 20m"}]
[{"$f":"Input!I51","v":"Seabed Topography"},{"$f":"Input!J51","v":"Moderate (Sandy, Moderate Gradient)"}]
[{"$f":"Input!I52","v":"Accessibility"},{"$f":"Input!J52","v":"Partially Accessible (Temporary Works, Obstacles)"}]
[]
["Relavant Wave Power (kW/m)",{"$f":"IF(B8<>\"[Select Value]\",(IF(B8=\"> 20m\", BE63,BE37)),0)","v":7.6872647930096392}]
[]
["Transitional Waters Calculation (",">20m"]
[]
["Wave Velocity C","(m/s)",{"$f":"(C17/C18)","v":5.4628571428571435},6.9888888888888889,8.3109090909090906,9.2892307692307696,9.9653333333333318,10.436470588235293,10.77157894736842,11.016190476190477,11.201739130434783,11.344799999999999,11.455555555555556]
["Wave Length (λ)","(m)",19.12,31.45,45.71,60.38,74.739999999999995,88.71,102.33,115.67,128.82,141.81,154.65]
["Wave Period (T)","(s)",3.5,4.5,5.5,6.5,7.5,8.5,9.5,10.5,11.5,12.5,13.5]
[null,null,null,null,null,null,null,null,null,null,null,null,null,null,null,null,null,"North Sea Area 10",null,null,null,null,null,null,null,null,null,null,null,null,"North Sea Area 10",null,null,null,null,null,null,null,null,null,null,null,null,null,"North Sea Area 10"]
["Energy","Wave Height (Hs)","Power",null,null,null,null,null,null,null,null,null,null,"Total Power",null,null,null,"Number of Occurences",null,null,null,null,null,null,null,null,null,null,null,null,"Percentage of Occurences",null,null,null,null,null,null,null,null,null,null,null,null,null,"Annual Power (W/m)",null,null,null,null,null,null,null,null,null,null,null,"Total Power"]
["(J)","(m)","(W/m)",null,null,null,null,null,null,null,null,null,null,"(W/m)",null,null,null,"Hs                      T",3.5,4.5,5.5,6.5,7.5,8.5,9.5,10.5,11.5,12.5,13.5,null,"Hs                 T",3.5,4.5,5.5,6.5,7.5,8.5,9.5,10.5,11.5,12.5,13.5,"Availability",null,"Hs           T",3.5,4.5,5.5,6.5,7.5,8.5,9.5,10.5,11.5,12.5,13.5,"(W/m)"]
[{"$f":"(1025*9.81*B22^2)/8","v":314.2265625},0.5,{"$f":"$A22*($C$16)","v":1716.5748214285716},{"$f":"$A22*(D16)","v":2196.0945312499998},{"$f":"A22*($E$16)","v":2611.5083948863635},{"$f":"$A22*($F$16)","v":2918.9230528846156},{"$f":"$A22*($G$16)","v":3131.3724374999997},{"$f":"$A22*($H$16)","v":3279.416277573529},0,0,0,0,0,{"$f":"SUM(C22:M22)","v":15853.889515523078},null,null,null,0.5,{"$f":"IF($B$4=\"SW\",'Wave Areas'!P115,(IF($B$4=\"N\",'Wave Areas'!B78,(IF($B$4=\"NE\",'Wave Areas'!P79,(IF($B$4=\"E\",'Wave Areas'!B96,(IF($B$4=\"SE\",'Wave Areas'!P97,(IF($B$4=\"S\",'Wave Areas'!B114,(IF($B$4=\"W\",'Wave Areas'!B132,(IF($B$4=\"NW\",'Wave Areas'!P133,0)))))))))))))))","v":1},{"$f":"IF($B$4=\"SW\",'Wave Areas'!Q115,(IF($B$4=\"N\",'Wave Areas'!C78,(IF($B$4=\"NE\",'Wave Areas'!Q79,(IF($B$4=\"E\",'Wave Areas'!C96,(IF($B$4=\"SE\",'Wave Areas'!Q97,(IF($B$4=\"S\",'Wave Areas'!C114,(IF($B$4=\"W\",'Wave Areas'!C132,(IF($B$4=\"NW\",'Wave Areas'!Q133,0)))))))))))))))","v":28},{"$f":"IF($B$4=\"SW\",'Wave Areas'!R115,(IF($B$4=\"N\",'Wave Areas'!D78,(IF($B$4=\"NE\",'Wave Areas'!R79,(IF($B$4=\"E\",'Wave Areas'!D96,(IF($B$4=\"SE\",'Wave Areas'!R97,(IF($B$4=\"S\",'Wave Areas'!D114,(IF($B$4=\"W\",'Wave Areas'!D132,(IF($B$4=\"NW\",'Wave Areas'!R133,0)))))))))))))))","v":97},{"$f":"IF($B$4=\"SW\",'Wave Areas'!S115,(IF($B$4=\"N\",'Wave Areas'!E78,(IF($B$4=\"NE\",'Wave Areas'!S79,(IF($B$4=\"E\",'Wave Areas'!E96,(IF($B$4=\"SE\",'Wave Areas'!S97,(IF($B$4=\"S\",'Wave Areas'!E114,(IF($B$4=\"W\",'Wave Areas'!E132,(IF($B$4=\"NW\",'Wave Areas'!S133,0)))))))))))))))","v":117},{"$f":"IF($B$4=\"SW\",'Wave Areas'!T115,(IF($B$4=\"N\",'Wave Areas'!F78,(IF($B$4=\"NE\",'Wave Areas'!T79,(IF($B$4=\"E\",'Wave Areas'!F96,(IF($B$4=\"SE\",'Wave Areas'!T97,(IF($B$4=\"S\",'Wave Areas'!F114,(IF($B$4=\"W\",'Wave Areas'!F132,(IF($B$4=\"NW\",'Wave Areas'!T133,0)))))))))))))))","v":65},{"$f":"IF($B$4=\"SW\",'Wave Areas'!U115,(IF($B$4=\"N\",'Wave Areas'!G78,(IF($B$4=\"NE\",'Wave Areas'!U79,(IF($B$4=\"E\",'Wave Areas'!G96,(IF($B$4=\"SE\",'Wave Areas'!U97,(IF($B$4=\"S\",'Wave Areas'!G114,(IF($B$4=\"W\",'Wave Areas'!G132,(IF($B$4=\"NW\",'Wave Areas'!U133,0)))))))))))))))","v":20},{"$f":"IF($B$4=\"SW\",'Wave Areas'!V115,(IF($B$4=\"N\",'Wave Areas'!H78,(IF($B$4=\"NE\",'Wave Areas'!V79,(IF($B$4=\"E\",'Wave Areas'!H96,(IF($B$4=\"SE\",'Wave Areas'!V97,(IF($B$4=\"S\",'Wave Areas'!H114,(IF($B$4=\"W\",'Wave Areas'!H132,(IF($B$4=\"NW\",'Wave Areas'!V133,0)))))))))))))))","v":4},{"$f":"IF($B$4=\"SW\",'Wave Areas'!W115,(IF($B$4=\"N\",'Wave Areas'!I78,(IF($B$4=\"NE\",'Wave Areas'!W79,(IF($B$4=\"E\",'Wave Areas'!I96,(IF($B$4=\"SE\",'Wave Areas'!W97,(IF($B$4=\"S\",'Wave Areas'!I114,(IF($B$4=\"W\",'Wave Areas'!I132,(IF($B$4=\"NW\",'Wave Areas'!W133,0)))))))))))))))","v":0},{"$f":"IF($B$4=\"SW\",'Wave Areas'!X115,(IF($B$4=\"N\",'Wave Areas'!J78,(IF($B$4=\"NE\",'Wave Areas'!X79,(IF($B$4=\"E\",'Wave Areas'!J96,(IF($B$4=\"SE\",'Wave Areas'!X97,(IF($B$4=\"S\",'Wave Areas'!J114,(IF($B$4=\"W\",'Wave Areas'!J132,(IF($B$4=\"NW\",'Wave Areas'!X133,0)))))))))))))))","v":0},{"$f":"IF($B$4=\"SW\",'Wave Areas'!Y115,(IF($B$4=\"N\",'Wave Areas'!K78,(IF($B$4=\"NE\",'Wave Areas'!Y79,(IF($B$4=\"E\",'Wave Areas'!K96,(IF($B$4=\"SE\",'Wave Areas'!Y97,(IF($B$4=\"S\",'Wave Areas'!K114,(IF($B$4=\"W\",'Wave Areas'!K132,(IF($B$4=\"NW\",'Wave Areas'!Y133,0)))))))))))))))","v":0},{"$f":"IF($B$4=\"SW\",'Wave Areas'!Z115,(IF($B$4=\"N\",'Wave Areas'!L78,(IF($B$4=\"NE\",'Wave Areas'!Z79,(IF($B$4=\"E\",'Wave Areas'!L96,(IF($B$4=\"SE\",'Wave Areas'!Z97,(IF($B$4=\"S\",'Wave Areas'!L114,(IF($B$4=\"W\",'Wave Areas'!L132,(IF($B$4=\"NW\",'Wave Areas'!Z133,0)))))))))))))))","v":0},null,0.5,{"$f":"S22/($AC$33)","v":3.3333333333333332E-4},{"$f":"T22/($AC$33)","v":9.3333333333333341E-3},3.2333333333333332E-2,3.9E-2,2.1666666666666667E-2,6.6666666666666671E-3,1.3333333333333333E-3,0,0,0,0,{"$f":"SUM(AF22:AP22)","v":0.11066666666666666},null,0.5,{"$f":"C22*AF22","v":0.57219160714285722},20.496882291666665,84.438771434659088,113.8379990625,67.846402812500003,21.862775183823526,{"$f":"AM22/1004","v":0},{"$f":"AN22/1004","v":0},{"$f":"AO22/1004","v":0},{"$f":"AP22/1004","v":0},{"$f":"AQ20/1004","v":0},{"$f":"SUM(AT22:BD22)","v":309.05502239229219}]
[2828.0390625,1.5,{"$f":"$A23*($C$16)","v":15449.173392857145},{"$f":"A23*($D$16)","v":19764.850781249999},23503.575553977273,{"$f":"$A23*($F$16)","v":26270.307475961541},28182.351937499996,29514.746498161763,{"$f":"$A23*($I$16)","v":30462.446027960523},{"$f":"$A23*($J$16)","v":31154.216986607145},0,0,0,204301.66865427536,null,null,null,1.5,{"$f":"IF($B$4=\"SW\",'Wave Areas'!P116,(IF($B$4=\"N\",'Wave Areas'!B79,(IF($B$4=\"NE\",'Wave Areas'!P80,(IF($B$4=\"E\",'Wave Areas'!B97,(IF($B$4=\"SE\",'Wave Areas'!P98,(IF($B$4=\"S\",'Wave Areas'!B115,(IF($B$4=\"W\",'Wave Areas'!B133,(IF($B$4=\"NW\",'Wave Areas'!P134,0)))))))))))))))","v":0},{"$f":"IF($B$4=\"SW\",'Wave Areas'!Q116,(IF($B$4=\"N\",'Wave Areas'!C79,(IF($B$4=\"NE\",'Wave Areas'!Q80,(IF($B$4=\"E\",'Wave Areas'!C97,(IF($B$4=\"SE\",'Wave Areas'!Q98,(IF($B$4=\"S\",'Wave Areas'!C115,(IF($B$4=\"W\",'Wave Areas'!C133,(IF($B$4=\"NW\",'Wave Areas'!Q134,0)))))))))))))))","v":8},{"$f":"IF($B$4=\"SW\",'Wave Areas'!R116,(IF($B$4=\"N\",'Wave Areas'!D79,(IF($B$4=\"NE\",'Wave Areas'!R80,(IF($B$4=\"E\",'Wave Areas'!D97,(IF($B$4=\"SE\",'Wave Areas'!R98,(IF($B$4=\"S\",'Wave Areas'!D115,(IF($B$4=\"W\",'Wave Areas'!D133,(IF($B$4=\"NW\",'Wave Areas'!R134,0)))))))))))))))","v":81},{"$f":"IF($B$4=\"SW\",'Wave Areas'!S116,(IF($B$4=\"N\",'Wave Areas'!E79,(IF($B$4=\"NE\",'Wave Areas'!S80,(IF($B$4=\"E\",'Wave Areas'!E97,(IF($B$4=\"SE\",'Wave Areas'!S98,(IF($B$4=\"S\",'Wave Areas'!E115,(IF($B$4=\"W\",'Wave Areas'!E133,(IF($B$4=\"NW\",'Wave Areas'!S134,0)))))))))))))))","v":225},{"$f":"IF($B$4=\"SW\",'Wave Areas'!T116,(IF($B$4=\"N\",'Wave Areas'!F79,(IF($B$4=\"NE\",'Wave Areas'!T80,(IF($B$4=\"E\",'Wave Areas'!F97,(IF($B$4=\"SE\",'Wave Areas'!T98,(IF($B$4=\"S\",'Wave Areas'!F115,(IF($B$4=\"W\",'Wave Areas'!F133,(IF($B$4=\"NW\",'Wave Areas'!T134,0)))))))))))))))","v":247},{"$f":"IF($B$4=\"SW\",'Wave Areas'!U116,(IF($B$4=\"N\",'Wave Areas'!G79,(IF($B$4=\"NE\",'Wave Areas'!U80,(IF($B$4=\"E\",'Wave Areas'!G97,(IF($B$4=\"SE\",'Wave Areas'!U98,(IF($B$4=\"S\",'Wave Areas'!G115,(IF($B$4=\"W\",'Wave Areas'!G133,(IF($B$4=\"NW\",'Wave Areas'!U134,0)))))))))))))))","v":136},{"$f":"IF($B$4=\"SW\",'Wave Areas'!V116,(IF($B$4=\"N\",'Wave Areas'!H79,(IF($B$4=\"NE\",'Wave Areas'!V80,(IF($B$4=\"E\",'Wave Areas'!H97,(IF($B$4=\"SE\",'Wave Areas'!V98,(IF($B$4=\"S\",'Wave Areas'!H115,(IF($B$4=\"W\",'Wave Areas'!H133,(IF($B$4=\"NW\",'Wave Areas'!V134,0)))))))))))))))","v":46},{"$f":"IF($B$4=\"SW\",'Wave Areas'!W116,(IF($B$4=\"N\",'Wave Areas'!I79,(IF($B$4=\"NE\",'Wave Areas'!W80,(IF($B$4=\"E\",'Wave Areas'!I97,(IF($B$4=\"SE\",'Wave Areas'!W98,(IF($B$4=\"S\",'Wave Areas'!I115,(IF($B$4=\"W\",'Wave Areas'!I133,(IF($B$4=\"NW\",'Wave Areas'!W134,0)))))))))))))))","v":11},{"$f":"IF($B$4=\"SW\",'Wave Areas'!X116,(IF($B$4=\"N\",'Wave Areas'!J79,(IF($B$4=\"NE\",'Wave Areas'!X80,(IF($B$4=\"E\",'Wave Areas'!J97,(IF($B$4=\"SE\",'Wave Areas'!X98,(IF($B$4=\"S\",'Wave Areas'!J115,(IF($B$4=\"W\",'Wave Areas'!J133,(IF($B$4=\"NW\",'Wave Areas'!X134,0)))))))))))))))","v":2},{"$f":"IF($B$4=\"SW\",'Wave Areas'!Y116,(IF($B$4=\"N\",'Wave Areas'!K79,(IF($B$4=\"NE\",'Wave Areas'!Y80,(IF($B$4=\"E\",'Wave Areas'!K97,(IF($B$4=\"SE\",'Wave Areas'!Y98,(IF($B$4=\"S\",'Wave Areas'!K115,(IF($B$4=\"W\",'Wave Areas'!K133,(IF($B$4=\"NW\",'Wave Areas'!Y134,0)))))))))))))))","v":0},{"$f":"IF($B$4=\"SW\",'Wave Areas'!Z116,(IF($B$4=\"N\",'Wave Areas'!L79,(IF($B$4=\"NE\",'Wave Areas'!Z80,(IF($B$4=\"E\",'Wave Areas'!L97,(IF($B$4=\"SE\",'Wave Areas'!Z98,(IF($B$4=\"S\",'Wave Areas'!L115,(IF($B$4=\"W\",'Wave Areas'!L133,(IF($B$4=\"NW\",'Wave Areas'!Z134,0)))))))))))))))","v":0},null,1.5,{"$f":"S23/($AC$33)","v":0},{"$f":"T23/($AC$33)","v":2.6666666666666666E-3},{"$f":"U23/($AC$33)","v":2.7E-2},{"$f":"V23/($AC$33)","v":7.4999999999999997E-2},{"$f":"W23/($AC$33)","v":8.2333333333333328E-2},{"$f":"X23/($AC$33)","v":4.5333333333333337E-2},{"$f":"Y23/($AC$33)","v":1.5333333333333332E-2},{"$f":"Z23/($AC$33)","v":3.6666666666666666E-3},{"$f":"AA23/($AC$33)","v":6.6666666666666664E-4},{"$f":"AB23/($AC$33)","v":0},{"$f":"AC23/($AC$33)","v":0},{"$f":"SUM(AF23:AP23)","v":0.252},null,1.5,0,52.70626875,634.59653995738631,1970.2730606971154,2320.3469761874994,1338.0018412500001,{"$f":"I23*AL23","v":467.09083909539464},114.23212895089286,{"$f":"AO23/1004","v":0},{"$f":"AP23/1004","v":0},{"$f":"AQ22/1004","v":1.1022576361221779E-4},6897.2477651140525]
[7855.6640625,2.5,0,{"$f":"A24*($D$16)","v":54902.36328125},65287.709872159088,{"$f":"$A24*($F$16)","v":72973.07632211539},78284.310937499991,81985.406939338223,84617.90563322368,86539.49162946429,0,0,0,524590.26461505075,null,null,null,2.5,{"$f":"IF($B$4=\"SW\",'Wave Areas'!P117,(IF($B$4=\"N\",'Wave Areas'!B80,(IF($B$4=\"NE\",'Wave Areas'!P81,(IF($B$4=\"E\",'Wave Areas'!B98,(IF($B$4=\"SE\",'Wave Areas'!P99,(IF($B$4=\"S\",'Wave Areas'!B116,(IF($B$4=\"W\",'Wave Areas'!B134,(IF($B$4=\"NW\",'Wave Areas'!P135,0)))))))))))))))","v":0},{"$f":"IF($B$4=\"SW\",'Wave Areas'!Q117,(IF($B$4=\"N\",'Wave Areas'!C80,(IF($B$4=\"NE\",'Wave Areas'!Q81,(IF($B$4=\"E\",'Wave Areas'!C98,(IF($B$4=\"SE\",'Wave Areas'!Q99,(IF($B$4=\"S\",'Wave Areas'!C116,(IF($B$4=\"W\",'Wave Areas'!C134,(IF($B$4=\"NW\",'Wave Areas'!Q135,0)))))))))))))))","v":2},{"$f":"IF($B$4=\"SW\",'Wave Areas'!R117,(IF($B$4=\"N\",'Wave Areas'!D80,(IF($B$4=\"NE\",'Wave Areas'!R81,(IF($B$4=\"E\",'Wave Areas'!D98,(IF($B$4=\"SE\",'Wave Areas'!R99,(IF($B$4=\"S\",'Wave Areas'!D116,(IF($B$4=\"W\",'Wave Areas'!D134,(IF($B$4=\"NW\",'Wave Areas'!R135,0)))))))))))))))","v":33},{"$f":"IF($B$4=\"SW\",'Wave Areas'!S117,(IF($B$4=\"N\",'Wave Areas'!E80,(IF($B$4=\"NE\",'Wave Areas'!S81,(IF($B$4=\"E\",'Wave Areas'!E98,(IF($B$4=\"SE\",'Wave Areas'!S99,(IF($B$4=\"S\",'Wave Areas'!E116,(IF($B$4=\"W\",'Wave Areas'!E134,(IF($B$4=\"NW\",'Wave Areas'!S135,0)))))))))))))))","v":140},{"$f":"IF($B$4=\"SW\",'Wave Areas'!T117,(IF($B$4=\"N\",'Wave Areas'!F80,(IF($B$4=\"NE\",'Wave Areas'!T81,(IF($B$4=\"E\",'Wave Areas'!F98,(IF($B$4=\"SE\",'Wave Areas'!T99,(IF($B$4=\"S\",'Wave Areas'!F116,(IF($B$4=\"W\",'Wave Areas'!F134,(IF($B$4=\"NW\",'Wave Areas'!T135,0)))))))))))))))","v":231},{"$f":"IF($B$4=\"SW\",'Wave Areas'!U117,(IF($B$4=\"N\",'Wave Areas'!G80,(IF($B$4=\"NE\",'Wave Areas'!U81,(IF($B$4=\"E\",'Wave Areas'!G98,(IF($B$4=\"SE\",'Wave Areas'!U99,(IF($B$4=\"S\",'Wave Areas'!G116,(IF($B$4=\"W\",'Wave Areas'!G134,(IF($B$4=\"NW\",'Wave Areas'!U135,0)))))))))))))))","v":186},{"$f":"IF($B$4=\"SW\",'Wave Areas'!V117,(IF($B$4=\"N\",'Wave Areas'!H80,(IF($B$4=\"NE\",'Wave Areas'!V81,(IF($B$4=\"E\",'Wave Areas'!H98,(IF($B$4=\"SE\",'Wave Areas'!V99,(IF($B$4=\"S\",'Wave Areas'!H116,(IF($B$4=\"W\",'Wave Areas'!H134,(IF($B$4=\"NW\",'Wave Areas'!V135,0)))))))))))))))","v":86},{"$f":"IF($B$4=\"SW\",'Wave Areas'!W117,(IF($B$4=\"N\",'Wave Areas'!I80,(IF($B$4=\"NE\",'Wave Areas'!W81,(IF($B$4=\"E\",'Wave Areas'!I98,(IF($B$4=\"SE\",'Wave Areas'!W99,(IF($B$4=\"S\",'Wave Areas'!I116,(IF($B$4=\"W\",'Wave Areas'!I134,(IF($B$4=\"NW\",'Wave Areas'!W135,0)))))))))))))))","v":27},{"$f":"IF($B$4=\"SW\",'Wave Areas'!X117,(IF($B$4=\"N\",'Wave Areas'!J80,(IF($B$4=\"NE\",'Wave Areas'!X81,(IF($B$4=\"E\",'Wave Areas'!J98,(IF($B$4=\"SE\",'Wave Areas'!X99,(IF($B$4=\"S\",'Wave Areas'!J116,(IF($B$4=\"W\",'Wave Areas'!J134,(IF($B$4=\"NW\",'Wave Areas'!X135,0)))))))))))))))","v":7},{"$f":"IF($B$4=\"SW\",'Wave Areas'!Y117,(IF($B$4=\"N\",'Wave Areas'!K80,(IF($B$4=\"NE\",'Wave Areas'!Y81,(IF($B$4=\"E\",'Wave Areas'!K98,(IF($B$4=\"SE\",'Wave Areas'!Y99,(IF($B$4=\"S\",'Wave Areas'!K116,(IF($B$4=\"W\",'Wave Areas'!K134,(IF($B$4=\"NW\",'Wave Areas'!Y135,0)))))))))))))))","v":2},{"$f":"IF($B$4=\"SW\",'Wave Areas'!Z117,(IF($B$4=\"N\",'Wave Areas'!L80,(IF($B$4=\"NE\",'Wave Areas'!Z81,(IF($B$4=\"E\",'Wave Areas'!L98,(IF($B$4=\"SE\",'Wave Areas'!Z99,(IF($B$4=\"S\",'Wave Areas'!L116,(IF($B$4=\"W\",'Wave Areas'!L134,(IF($B$4=\"NW\",'Wave Areas'!Z135,0)))))))))))))))","v":0},null,2.5,0,{"$f":"T24/($AC$33)","v":6.6666666666666664E-4},{"$f":"U24/($AC$33)","v":1.0999999999999999E-2},4.6666666666666669E-2,7.6999999999999999E-2,6.2E-2,2.8666666666666667E-2,8.9999999999999993E-3,2.3333333333333335E-3,6.6666666666666664E-4,0,0.23800000000000002,null,2.5,{"$f":"AG24/1004","v":6.6401062416998672E-7},{"$f":"D24*AG24","v":36.601575520833329},{"$f":"E24*AH24","v":718.16480859374997},3405.4102283653851,6027.8919421874989,5083.0952302389696,2425.7132948190788,778.85542466517859,6.6401062416998672E-7,0,2.5099601593625499E-4,18475.732756714733]
[15397.1015625,3.5,0,{"$f":"A25*($D$16)","v":107608.63203125},127963.91134943182,{"$f":"$A25*($F$16)","v":143027.22959134617},153437.24943749997,160691.39760110292,165851.09504111842,169617.40359375,0,0,0,1028196.9186454994,null,null,null,3.5,{"$f":"IF($B$4=\"SW\",'Wave Areas'!P118,(IF($B$4=\"N\",'Wave Areas'!B81,(IF($B$4=\"NE\",'Wave Areas'!P82,(IF($B$4=\"E\",'Wave Areas'!B99,(IF($B$4=\"SE\",'Wave Areas'!P100,(IF($B$4=\"S\",'Wave Areas'!B117,(IF($B$4=\"W\",'Wave Areas'!B135,(IF($B$4=\"NW\",'Wave Areas'!P136,0)))))))))))))))","v":0},{"$f":"IF($B$4=\"SW\",'Wave Areas'!Q118,(IF($B$4=\"N\",'Wave Areas'!C81,(IF($B$4=\"NE\",'Wave Areas'!Q82,(IF($B$4=\"E\",'Wave Areas'!C99,(IF($B$4=\"SE\",'Wave Areas'!Q100,(IF($B$4=\"S\",'Wave Areas'!C117,(IF($B$4=\"W\",'Wave Areas'!C135,(IF($B$4=\"NW\",'Wave Areas'!Q136,0)))))))))))))))","v":0},{"$f":"IF($B$4=\"SW\",'Wave Areas'!R118,(IF($B$4=\"N\",'Wave Areas'!D81,(IF($B$4=\"NE\",'Wave Areas'!R82,(IF($B$4=\"E\",'Wave Areas'!D99,(IF($B$4=\"SE\",'Wave Areas'!R100,(IF($B$4=\"S\",'Wave Areas'!D117,(IF($B$4=\"W\",'Wave Areas'!D135,(IF($B$4=\"NW\",'Wave Areas'!R136,0)))))))))))))))","v":12},{"$f":"IF($B$4=\"SW\",'Wave Areas'!S118,(IF($B$4=\"N\",'Wave Areas'!E81,(IF($B$4=\"NE\",'Wave Areas'!S82,(IF($B$4=\"E\",'Wave Areas'!E99,(IF($B$4=\"SE\",'Wave Areas'!S100,(IF($B$4=\"S\",'Wave Areas'!E117,(IF($B$4=\"W\",'Wave Areas'!E135,(IF($B$4=\"NW\",'Wave Areas'!S136,0)))))))))))))))","v":67},{"$f":"IF($B$4=\"SW\",'Wave Areas'!T118,(IF($B$4=\"N\",'Wave Areas'!F81,(IF($B$4=\"NE\",'Wave Areas'!T82,(IF($B$4=\"E\",'Wave Areas'!F99,(IF($B$4=\"SE\",'Wave Areas'!T100,(IF($B$4=\"S\",'Wave Areas'!F117,(IF($B$4=\"W\",'Wave Areas'!F135,(IF($B$4=\"NW\",'Wave Areas'!T136,0)))))))))))))))","v":143},{"$f":"IF($B$4=\"SW\",'Wave Areas'!U118,(IF($B$4=\"N\",'Wave Areas'!G81,(IF($B$4=\"NE\",'Wave Areas'!U82,(IF($B$4=\"E\",'Wave Areas'!G99,(IF($B$4=\"SE\",'Wave Areas'!U100,(IF($B$4=\"S\",'Wave Areas'!G117,(IF($B$4=\"W\",'Wave Areas'!G135,(IF($B$4=\"NW\",'Wave Areas'!U136,0)))))))))))))))","v":147},{"$f":"IF($B$4=\"SW\",'Wave Areas'!V118,(IF($B$4=\"N\",'Wave Areas'!H81,(IF($B$4=\"NE\",'Wave Areas'!V82,(IF($B$4=\"E\",'Wave Areas'!H99,(IF($B$4=\"SE\",'Wave Areas'!V100,(IF($B$4=\"S\",'Wave Areas'!H117,(IF($B$4=\"W\",'Wave Areas'!H135,(IF($B$4=\"NW\",'Wave Areas'!V136,0)))))))))))))))","v":88},{"$f":"IF($B$4=\"SW\",'Wave Areas'!W118,(IF($B$4=\"N\",'Wave Areas'!I81,(IF($B$4=\"NE\",'Wave Areas'!W82,(IF($B$4=\"E\",'Wave Areas'!I99,(IF($B$4=\"SE\",'Wave Areas'!W100,(IF($B$4=\"S\",'Wave Areas'!I117,(IF($B$4=\"W\",'Wave Areas'!I135,(IF($B$4=\"NW\",'Wave Areas'!W136,0)))))))))))))))","v":34},{"$f":"IF($B$4=\"SW\",'Wave Areas'!X118,(IF($B$4=\"N\",'Wave Areas'!J81,(IF($B$4=\"NE\",'Wave Areas'!X82,(IF($B$4=\"E\",'Wave Areas'!J99,(IF($B$4=\"SE\",'Wave Areas'!X100,(IF($B$4=\"S\",'Wave Areas'!J117,(IF($B$4=\"W\",'Wave Areas'!J135,(IF($B$4=\"NW\",'Wave Areas'!X136,0)))))))))))))))","v":9},{"$f":"IF($B$4=\"SW\",'Wave Areas'!Y118,(IF($B$4=\"N\",'Wave Areas'!K81,(IF($B$4=\"NE\",'Wave Areas'!Y82,(IF($B$4=\"E\",'Wave Areas'!K99,(IF($B$4=\"SE\",'Wave Areas'!Y100,(IF($B$4=\"S\",'Wave Areas'!K117,(IF($B$4=\"W\",'Wave Areas'!K135,(IF($B$4=\"NW\",'Wave Areas'!Y136,0)))))))))))))))","v":3},{"$f":"IF($B$4=\"SW\",'Wave Areas'!Z118,(IF($B$4=\"N\",'Wave Areas'!L81,(IF($B$4=\"NE\",'Wave Areas'!Z82,(IF($B$4=\"E\",'Wave Areas'!L99,(IF($B$4=\"SE\",'Wave Areas'!Z100,(IF($B$4=\"S\",'Wave Areas'!L117,(IF($B$4=\"W\",'Wave Areas'!L135,(IF($B$4=\"NW\",'Wave Areas'!Z136,0)))))))))))))))","v":0},null,3.5,0,0,4.0000000000000001E-3,2.2333333333333334E-2,4.766666666666667E-2,4.9000000000000002E-2,2.9333333333333333E-2,1.1333333333333334E-2,3.0000000000000001E-3,1E-3,0,0.16766666666666669,null,3.5,0,0,511.85564539772724,3194.2747942067313,7313.8422231874993,7873.8784824540435,4864.9654545394733,1922.3305740625001,9.9601593625498007E-7,0,2.3705179282868528E-4,{"$f":"SUM(AT25:BD25)","v":25681.147411895785}]
[25452.3515625,4.5,0,{"$f":"A26*($D$16)","v":177883.65703125001},211532.17998579543,{"$f":"$A26*($F$16/2)","v":118216.38364182693},253641.16743749997,265632.71848345589,274162.01425164472,280387.95287946431,0,0,0,1581456.0737109373,null,null,null,4.5,{"$f":"IF($B$4=\"SW\",'Wave Areas'!P119,(IF($B$4=\"N\",'Wave Areas'!B82,(IF($B$4=\"NE\",'Wave Areas'!P83,(IF($B$4=\"E\",'Wave Areas'!B100,(IF($B$4=\"SE\",'Wave Areas'!P101,(IF($B$4=\"S\",'Wave Areas'!B118,(IF($B$4=\"W\",'Wave Areas'!B136,(IF($B$4=\"NW\",'Wave Areas'!P137,0)))))))))))))))","v":0},{"$f":"IF($B$4=\"SW\",'Wave Areas'!Q119,(IF($B$4=\"N\",'Wave Areas'!C82,(IF($B$4=\"NE\",'Wave Areas'!Q83,(IF($B$4=\"E\",'Wave Areas'!C100,(IF($B$4=\"SE\",'Wave Areas'!Q101,(IF($B$4=\"S\",'Wave Areas'!C118,(IF($B$4=\"W\",'Wave Areas'!C136,(IF($B$4=\"NW\",'Wave Areas'!Q137,0)))))))))))))))","v":0},{"$f":"IF($B$4=\"SW\",'Wave Areas'!R119,(IF($B$4=\"N\",'Wave Areas'!D82,(IF($B$4=\"NE\",'Wave Areas'!R83,(IF($B$4=\"E\",'Wave Areas'!D100,(IF($B$4=\"SE\",'Wave Areas'!R101,(IF($B$4=\"S\",'Wave Areas'!D118,(IF($B$4=\"W\",'Wave Areas'!D136,(IF($B$4=\"NW\",'Wave Areas'!R137,0)))))))))))))))","v":4},{"$f":"IF($B$4=\"SW\",'Wave Areas'!S119,(IF($B$4=\"N\",'Wave Areas'!E82,(IF($B$4=\"NE\",'Wave Areas'!S83,(IF($B$4=\"E\",'Wave Areas'!E100,(IF($B$4=\"SE\",'Wave Areas'!S101,(IF($B$4=\"S\",'Wave Areas'!E118,(IF($B$4=\"W\",'Wave Areas'!E136,(IF($B$4=\"NW\",'Wave Areas'!S137,0)))))))))))))))","v":29},{"$f":"IF($B$4=\"SW\",'Wave Areas'!T119,(IF($B$4=\"N\",'Wave Areas'!F82,(IF($B$4=\"NE\",'Wave Areas'!T83,(IF($B$4=\"E\",'Wave Areas'!F100,(IF($B$4=\"SE\",'Wave Areas'!T101,(IF($B$4=\"S\",'Wave Areas'!F118,(IF($B$4=\"W\",'Wave Areas'!F136,(IF($B$4=\"NW\",'Wave Areas'!T137,0)))))))))))))))","v":74},{"$f":"IF($B$4=\"SW\",'Wave Areas'!U119,(IF($B$4=\"N\",'Wave Areas'!G82,(IF($B$4=\"NE\",'Wave Areas'!U83,(IF($B$4=\"E\",'Wave Areas'!G100,(IF($B$4=\"SE\",'Wave Areas'!U101,(IF($B$4=\"S\",'Wave Areas'!G118,(IF($B$4=\"W\",'Wave Areas'!G136,(IF($B$4=\"NW\",'Wave Areas'!U137,0)))))))))))))))","v":93},{"$f":"IF($B$4=\"SW\",'Wave Areas'!V119,(IF($B$4=\"N\",'Wave Areas'!H82,(IF($B$4=\"NE\",'Wave Areas'!V83,(IF($B$4=\"E\",'Wave Areas'!H100,(IF($B$4=\"SE\",'Wave Areas'!V101,(IF($B$4=\"S\",'Wave Areas'!H118,(IF($B$4=\"W\",'Wave Areas'!H136,(IF($B$4=\"NW\",'Wave Areas'!V137,0)))))))))))))))","v":66},{"$f":"IF($B$4=\"SW\",'Wave Areas'!W119,(IF($B$4=\"N\",'Wave Areas'!I82,(IF($B$4=\"NE\",'Wave Areas'!W83,(IF($B$4=\"E\",'Wave Areas'!I100,(IF($B$4=\"SE\",'Wave Areas'!W101,(IF($B$4=\"S\",'Wave Areas'!I118,(IF($B$4=\"W\",'Wave Areas'!I136,(IF($B$4=\"NW\",'Wave Areas'!W137,0)))))))))))))))","v":31},{"$f":"IF($B$4=\"SW\",'Wave Areas'!X119,(IF($B$4=\"N\",'Wave Areas'!J82,(IF($B$4=\"NE\",'Wave Areas'!X83,(IF($B$4=\"E\",'Wave Areas'!J100,(IF($B$4=\"SE\",'Wave Areas'!X101,(IF($B$4=\"S\",'Wave Areas'!J118,(IF($B$4=\"W\",'Wave Areas'!J136,(IF($B$4=\"NW\",'Wave Areas'!X137,0)))))))))))))))","v":9},{"$f":"IF($B$4=\"SW\",'Wave Areas'!Y119,(IF($B$4=\"N\",'Wave Areas'!K82,(IF($B$4=\"NE\",'Wave Areas'!Y83,(IF($B$4=\"E\",'Wave Areas'!K100,(IF($B$4=\"SE\",'Wave Areas'!Y101,(IF($B$4=\"S\",'Wave Areas'!K118,(IF($B$4=\"W\",'Wave Areas'!K136,(IF($B$4=\"NW\",'Wave Areas'!Y137,0)))))))))))))))","v":3},{"$f":"IF($B$4=\"SW\",'Wave Areas'!Z119,(IF($B$4=\"N\",'Wave Areas'!L82,(IF($B$4=\"NE\",'Wave Areas'!Z83,(IF($B$4=\"E\",'Wave Areas'!L100,(IF($B$4=\"SE\",'Wave Areas'!Z101,(IF($B$4=\"S\",'Wave Areas'!L118,(IF($B$4=\"W\",'Wave Areas'!L136,(IF($B$4=\"NW\",'Wave Areas'!Z137,0)))))))))))))))","v":1},null,4.5,0,0,1.3333333333333333E-3,9.6666666666666672E-3,2.4666666666666667E-2,3.1E-2,2.1999999999999999E-2,1.0333333333333333E-2,3.0000000000000001E-3,1E-3,3.3333333333333332E-4,0.10333333333333335,null,4.5,0,0,282.04290664772725,1142.7583752043272,6256.4821301249995,8234.6142729871317,6031.5643135361834,2897.3421797544647,9.9601593625498007E-7,3.3200531208499336E-7,1.6699867197875168E-4,24844.804346581528]
[38021.4140625,5.5,0,0,315992.51578124997,{"$f":"$A27*($F$16)","v":353189.6893990385},378896.06493749993,396809.36958639702,409550.6632648026,418851.13948660716,0,0,0,2273289.4424555954,null,null,null,5.5,{"$f":"IF($B$4=\"SW\",'Wave Areas'!P120,(IF($B$4=\"N\",'Wave Areas'!B83,(IF($B$4=\"NE\",'Wave Areas'!P84,(IF($B$4=\"E\",'Wave Areas'!B101,(IF($B$4=\"SE\",'Wave Areas'!P102,(IF($B$4=\"S\",'Wave Areas'!B119,(IF($B$4=\"W\",'Wave Areas'!B137,(IF($B$4=\"NW\",'Wave Areas'!P138,0)))))))))))))))","v":0},{"$f":"IF($B$4=\"SW\",'Wave Areas'!Q120,(IF($B$4=\"N\",'Wave Areas'!C83,(IF($B$4=\"NE\",'Wave Areas'!Q84,(IF($B$4=\"E\",'Wave Areas'!C101,(IF($B$4=\"SE\",'Wave Areas'!Q102,(IF($B$4=\"S\",'Wave Areas'!C119,(IF($B$4=\"W\",'Wave Areas'!C137,(IF($B$4=\"NW\",'Wave Areas'!Q138,0)))))))))))))))","v":0},{"$f":"IF($B$4=\"SW\",'Wave Areas'!R120,(IF($B$4=\"N\",'Wave Areas'!D83,(IF($B$4=\"NE\",'Wave Areas'!R84,(IF($B$4=\"E\",'Wave Areas'!D101,(IF($B$4=\"SE\",'Wave Areas'!R102,(IF($B$4=\"S\",'Wave Areas'!D119,(IF($B$4=\"W\",'Wave Areas'!D137,(IF($B$4=\"NW\",'Wave Areas'!R138,0)))))))))))))))","v":1},{"$f":"IF($B$4=\"SW\",'Wave Areas'!S120,(IF($B$4=\"N\",'Wave Areas'!E83,(IF($B$4=\"NE\",'Wave Areas'!S84,(IF($B$4=\"E\",'Wave Areas'!E101,(IF($B$4=\"SE\",'Wave Areas'!S102,(IF($B$4=\"S\",'Wave Areas'!E119,(IF($B$4=\"W\",'Wave Areas'!E137,(IF($B$4=\"NW\",'Wave Areas'!S138,0)))))))))))))))","v":11},{"$f":"IF($B$4=\"SW\",'Wave Areas'!T120,(IF($B$4=\"N\",'Wave Areas'!F83,(IF($B$4=\"NE\",'Wave Areas'!T84,(IF($B$4=\"E\",'Wave Areas'!F101,(IF($B$4=\"SE\",'Wave Areas'!T102,(IF($B$4=\"S\",'Wave Areas'!F119,(IF($B$4=\"W\",'Wave Areas'!F137,(IF($B$4=\"NW\",'Wave Areas'!T138,0)))))))))))))))","v":36},{"$f":"IF($B$4=\"SW\",'Wave Areas'!U120,(IF($B$4=\"N\",'Wave Areas'!G83,(IF($B$4=\"NE\",'Wave Areas'!U84,(IF($B$4=\"E\",'Wave Areas'!G101,(IF($B$4=\"SE\",'Wave Areas'!U102,(IF($B$4=\"S\",'Wave Areas'!G119,(IF($B$4=\"W\",'Wave Areas'!G137,(IF($B$4=\"NW\",'Wave Areas'!U138,0)))))))))))))))","v":51},{"$f":"IF($B$4=\"SW\",'Wave Areas'!V120,(IF($B$4=\"N\",'Wave Areas'!H83,(IF($B$4=\"NE\",'Wave Areas'!V84,(IF($B$4=\"E\",'Wave Areas'!H101,(IF($B$4=\"SE\",'Wave Areas'!V102,(IF($B$4=\"S\",'Wave Areas'!H119,(IF($B$4=\"W\",'Wave Areas'!H137,(IF($B$4=\"NW\",'Wave Areas'!V138,0)))))))))))))))","v":43},{"$f":"IF($B$4=\"SW\",'Wave Areas'!W120,(IF($B$4=\"N\",'Wave Areas'!I83,(IF($B$4=\"NE\",'Wave Areas'!W84,(IF($B$4=\"E\",'Wave Areas'!I101,(IF($B$4=\"SE\",'Wave Areas'!W102,(IF($B$4=\"S\",'Wave Areas'!I119,(IF($B$4=\"W\",'Wave Areas'!I137,(IF($B$4=\"NW\",'Wave Areas'!W138,0)))))))))))))))","v":23},{"$f":"IF($B$4=\"SW\",'Wave Areas'!X120,(IF($B$4=\"N\",'Wave Areas'!J83,(IF($B$4=\"NE\",'Wave Areas'!X84,(IF($B$4=\"E\",'Wave Areas'!J101,(IF($B$4=\"SE\",'Wave Areas'!X102,(IF($B$4=\"S\",'Wave Areas'!J119,(IF($B$4=\"W\",'Wave Areas'!J137,(IF($B$4=\"NW\",'Wave Areas'!X138,0)))))))))))))))","v":9},{"$f":"IF($B$4=\"SW\",'Wave Areas'!Y120,(IF($B$4=\"N\",'Wave Areas'!K83,(IF($B$4=\"NE\",'Wave Areas'!Y84,(IF($B$4=\"E\",'Wave Areas'!K101,(IF($B$4=\"SE\",'Wave Areas'!Y102,(IF($B$4=\"S\",'Wave Areas'!K119,(IF($B$4=\"W\",'Wave Areas'!K137,(IF($B$4=\"NW\",'Wave Areas'!Y138,0)))))))))))))))","v":2},{"$f":"IF($B$4=\"SW\",'Wave Areas'!Z120,(IF($B$4=\"N\",'Wave Areas'!L83,(IF($B$4=\"NE\",'Wave Areas'!Z84,(IF($B$4=\"E\",'Wave Areas'!L101,(IF($B$4=\"SE\",'Wave Areas'!Z102,(IF($B$4=\"S\",'Wave Areas'!L119,(IF($B$4=\"W\",'Wave Areas'!L137,(IF($B$4=\"NW\",'Wave Areas'!Z138,0)))))))))))))))","v":0},null,5.5,0,0,3.3333333333333332E-4,3.6666666666666666E-3,1.2E-2,1.7000000000000001E-2,1.4333333333333333E-2,7.6666666666666662E-3,3.0000000000000001E-3,6.6666666666666664E-4,0,5.8666666666666679E-2,null,5.5,0,{"$f":"AH27/1004","v":3.3200531208499336E-7},{"$f":"E27*AH27","v":105.33083859374999},1295.0288611298079,4546.7527792499995,6745.7592829687501,5870.2261734621707,3211.1920693973216,6.6401062416998672E-7,0,1.0292164674634795E-4,21774.290108719466]
[53104.2890625,6.5,0,0,441344.91873579542,{"$f":"$A28*($F$16/2)","v":246648.99796875002},529201.94193749991,554221.35090992646,572017.04208059201,585006.96341517859,0,0,0,2928441.2150477422,null,null,null,6.5,{"$f":"IF($B$4=\"SW\",'Wave Areas'!P121,(IF($B$4=\"N\",'Wave Areas'!B84,(IF($B$4=\"NE\",'Wave Areas'!P85,(IF($B$4=\"E\",'Wave Areas'!B102,(IF($B$4=\"SE\",'Wave Areas'!P103,(IF($B$4=\"S\",'Wave Areas'!B120,(IF($B$4=\"W\",'Wave Areas'!B138,(IF($B$4=\"NW\",'Wave Areas'!P139,0)))))))))))))))","v":0},{"$f":"IF($B$4=\"SW\",'Wave Areas'!Q121,(IF($B$4=\"N\",'Wave Areas'!C84,(IF($B$4=\"NE\",'Wave Areas'!Q85,(IF($B$4=\"E\",'Wave Areas'!C102,(IF($B$4=\"SE\",'Wave Areas'!Q103,(IF($B$4=\"S\",'Wave Areas'!C120,(IF($B$4=\"W\",'Wave Areas'!C138,(IF($B$4=\"NW\",'Wave Areas'!Q139,0)))))))))))))))","v":0},{"$f":"IF($B$4=\"SW\",'Wave Areas'!R121,(IF($B$4=\"N\",'Wave Areas'!D84,(IF($B$4=\"NE\",'Wave Areas'!R85,(IF($B$4=\"E\",'Wave Areas'!D102,(IF($B$4=\"SE\",'Wave Areas'!R103,(IF($B$4=\"S\",'Wave Areas'!D120,(IF($B$4=\"W\",'Wave Areas'!D138,(IF($B$4=\"NW\",'Wave Areas'!R139,0)))))))))))))))","v":0},{"$f":"IF($B$4=\"SW\",'Wave Areas'!S121,(IF($B$4=\"N\",'Wave Areas'!E84,(IF($B$4=\"NE\",'Wave Areas'!S85,(IF($B$4=\"E\",'Wave Areas'!E102,(IF($B$4=\"SE\",'Wave Areas'!S103,(IF($B$4=\"S\",'Wave Areas'!E120,(IF($B$4=\"W\",'Wave Areas'!E138,(IF($B$4=\"NW\",'Wave Areas'!S139,0)))))))))))))))","v":4},{"$f":"IF($B$4=\"SW\",'Wave Areas'!T121,(IF($B$4=\"N\",'Wave Areas'!F84,(IF($B$4=\"NE\",'Wave Areas'!T85,(IF($B$4=\"E\",'Wave Areas'!F102,(IF($B$4=\"SE\",'Wave Areas'!T103,(IF($B$4=\"S\",'Wave Areas'!F120,(IF($B$4=\"W\",'Wave Areas'!F138,(IF($B$4=\"NW\",'Wave Areas'!T139,0)))))))))))))))","v":16},{"$f":"IF($B$4=\"SW\",'Wave Areas'!U121,(IF($B$4=\"N\",'Wave Areas'!G84,(IF($B$4=\"NE\",'Wave Areas'!U85,(IF($B$4=\"E\",'Wave Areas'!G102,(IF($B$4=\"SE\",'Wave Areas'!U103,(IF($B$4=\"S\",'Wave Areas'!G120,(IF($B$4=\"W\",'Wave Areas'!G138,(IF($B$4=\"NW\",'Wave Areas'!U139,0)))))))))))))))","v":28},{"$f":"IF($B$4=\"SW\",'Wave Areas'!V121,(IF($B$4=\"N\",'Wave Areas'!H84,(IF($B$4=\"NE\",'Wave Areas'!V85,(IF($B$4=\"E\",'Wave Areas'!H102,(IF($B$4=\"SE\",'Wave Areas'!V103,(IF($B$4=\"S\",'Wave Areas'!H120,(IF($B$4=\"W\",'Wave Areas'!H138,(IF($B$4=\"NW\",'Wave Areas'!V139,0)))))))))))))))","v":26},{"$f":"IF($B$4=\"SW\",'Wave Areas'!W121,(IF($B$4=\"N\",'Wave Areas'!I84,(IF($B$4=\"NE\",'Wave Areas'!W85,(IF($B$4=\"E\",'Wave Areas'!I102,(IF($B$4=\"SE\",'Wave Areas'!W103,(IF($B$4=\"S\",'Wave Areas'!I120,(IF($B$4=\"W\",'Wave Areas'!I138,(IF($B$4=\"NW\",'Wave Areas'!W139,0)))))))))))))))","v":16},{"$f":"IF($B$4=\"SW\",'Wave Areas'!X121,(IF($B$4=\"N\",'Wave Areas'!J84,(IF($B$4=\"NE\",'Wave Areas'!X85,(IF($B$4=\"E\",'Wave Areas'!J102,(IF($B$4=\"SE\",'Wave Areas'!X103,(IF($B$4=\"S\",'Wave Areas'!J120,(IF($B$4=\"W\",'Wave Areas'!J138,(IF($B$4=\"NW\",'Wave Areas'!X139,0)))))))))))))))","v":7},{"$f":"IF($B$4=\"SW\",'Wave Areas'!Y121,(IF($B$4=\"N\",'Wave Areas'!K84,(IF($B$4=\"NE\",'Wave Areas'!Y85,(IF($B$4=\"E\",'Wave Areas'!K102,(IF($B$4=\"SE\",'Wave Areas'!Y103,(IF($B$4=\"S\",'Wave Areas'!K120,(IF($B$4=\"W\",'Wave Areas'!K138,(IF($B$4=\"NW\",'Wave Areas'!Y139,0)))))))))))))))","v":2},{"$f":"IF($B$4=\"SW\",'Wave Areas'!Z121,(IF($B$4=\"N\",'Wave Areas'!L84,(IF($B$4=\"NE\",'Wave Areas'!Z85,(IF($B$4=\"E\",'Wave Areas'!L102,(IF($B$4=\"SE\",'Wave Areas'!Z103,(IF($B$4=\"S\",'Wave Areas'!L120,(IF($B$4=\"W\",'Wave Areas'!L138,(IF($B$4=\"NW\",'Wave Areas'!Z139,0)))))))))))))))","v":0},null,6.5,0,0,0,1.3333333333333333E-3,5.3333333333333332E-3,9.3333333333333341E-3,8.6666666666666663E-3,5.3333333333333332E-3,2.3333333333333335E-3,6.6666666666666664E-4,0,3.3000000000000002E-2,null,6.5,0,0,0,328.86533062500001,2822.4103569999993,5172.7326084926472,4957.4810313651305,3120.0371382142857,6.6401062416998672E-7,0,5.8432934926958841E-5,16401.526524794008]
[70700.9765625,7.5,0,0,0,{"$f":"$A29*($F$16)","v":656757.6868990385},704558.79843749991,737868.6624540441,761561.15069901303,0,0,0,0,2860746.2984895953,null,null,null,7.5,{"$f":"IF($B$4=\"SW\",'Wave Areas'!P122,(IF($B$4=\"N\",'Wave Areas'!B85,(IF($B$4=\"NE\",'Wave Areas'!P86,(IF($B$4=\"E\",'Wave Areas'!B103,(IF($B$4=\"SE\",'Wave Areas'!P104,(IF($B$4=\"S\",'Wave Areas'!B121,(IF($B$4=\"W\",'Wave Areas'!B139,(IF($B$4=\"NW\",'Wave Areas'!P140,0)))))))))))))))","v":0},{"$f":"IF($B$4=\"SW\",'Wave Areas'!Q122,(IF($B$4=\"N\",'Wave Areas'!C85,(IF($B$4=\"NE\",'Wave Areas'!Q86,(IF($B$4=\"E\",'Wave Areas'!C103,(IF($B$4=\"SE\",'Wave Areas'!Q104,(IF($B$4=\"S\",'Wave Areas'!C121,(IF($B$4=\"W\",'Wave Areas'!C139,(IF($B$4=\"NW\",'Wave Areas'!Q140,0)))))))))))))))","v":0},{"$f":"IF($B$4=\"SW\",'Wave Areas'!R122,(IF($B$4=\"N\",'Wave Areas'!D85,(IF($B$4=\"NE\",'Wave Areas'!R86,(IF($B$4=\"E\",'Wave Areas'!D103,(IF($B$4=\"SE\",'Wave Areas'!R104,(IF($B$4=\"S\",'Wave Areas'!D121,(IF($B$4=\"W\",'Wave Areas'!D139,(IF($B$4=\"NW\",'Wave Areas'!R140,0)))))))))))))))","v":0},{"$f":"IF($B$4=\"SW\",'Wave Areas'!S122,(IF($B$4=\"N\",'Wave Areas'!E85,(IF($B$4=\"NE\",'Wave Areas'!S86,(IF($B$4=\"E\",'Wave Areas'!E103,(IF($B$4=\"SE\",'Wave Areas'!S104,(IF($B$4=\"S\",'Wave Areas'!E121,(IF($B$4=\"W\",'Wave Areas'!E139,(IF($B$4=\"NW\",'Wave Areas'!S140,0)))))))))))))))","v":2},{"$f":"IF($B$4=\"SW\",'Wave Areas'!T122,(IF($B$4=\"N\",'Wave Areas'!F85,(IF($B$4=\"NE\",'Wave Areas'!T86,(IF($B$4=\"E\",'Wave Areas'!F103,(IF($B$4=\"SE\",'Wave Areas'!T104,(IF($B$4=\"S\",'Wave Areas'!F121,(IF($B$4=\"W\",'Wave Areas'!F139,(IF($B$4=\"NW\",'Wave Areas'!T140,0)))))))))))))))","v":7},{"$f":"IF($B$4=\"SW\",'Wave Areas'!U122,(IF($B$4=\"N\",'Wave Areas'!G85,(IF($B$4=\"NE\",'Wave Areas'!U86,(IF($B$4=\"E\",'Wave Areas'!G103,(IF($B$4=\"SE\",'Wave Areas'!U104,(IF($B$4=\"S\",'Wave Areas'!G121,(IF($B$4=\"W\",'Wave Areas'!G139,(IF($B$4=\"NW\",'Wave Areas'!U140,0)))))))))))))))","v":13},{"$f":"IF($B$4=\"SW\",'Wave Areas'!V122,(IF($B$4=\"N\",'Wave Areas'!H85,(IF($B$4=\"NE\",'Wave Areas'!V86,(IF($B$4=\"E\",'Wave Areas'!H103,(IF($B$4=\"SE\",'Wave Areas'!V104,(IF($B$4=\"S\",'Wave Areas'!H121,(IF($B$4=\"W\",'Wave Areas'!H139,(IF($B$4=\"NW\",'Wave Areas'!V140,0)))))))))))))))","v":14},{"$f":"IF($B$4=\"SW\",'Wave Areas'!W122,(IF($B$4=\"N\",'Wave Areas'!I85,(IF($B$4=\"NE\",'Wave Areas'!W86,(IF($B$4=\"E\",'Wave Areas'!I103,(IF($B$4=\"SE\",'Wave Areas'!W104,(IF($B$4=\"S\",'Wave Areas'!I121,(IF($B$4=\"W\",'Wave Areas'!I139,(IF($B$4=\"NW\",'Wave Areas'!W140,0)))))))))))))))","v":10},{"$f":"IF($B$4=\"SW\",'Wave Areas'!X122,(IF($B$4=\"N\",'Wave Areas'!J85,(IF($B$4=\"NE\",'Wave Areas'!X86,(IF($B$4=\"E\",'Wave Areas'!J103,(IF($B$4=\"SE\",'Wave Areas'!X104,(IF($B$4=\"S\",'Wave Areas'!J121,(IF($B$4=\"W\",'Wave Areas'!J139,(IF($B$4=\"NW\",'Wave Areas'!X140,0)))))))))))))))","v":4},{"$f":"IF($B$4=\"SW\",'Wave Areas'!Y122,(IF($B$4=\"N\",'Wave Areas'!K85,(IF($B$4=\"NE\",'Wave Areas'!Y86,(IF($B$4=\"E\",'Wave Areas'!K103,(IF($B$4=\"SE\",'Wave Areas'!Y104,(IF($B$4=\"S\",'Wave Areas'!K121,(IF($B$4=\"W\",'Wave Areas'!K139,(IF($B$4=\"NW\",'Wave Areas'!Y140,0)))))))))))))))","v":1},{"$f":"IF($B$4=\"SW\",'Wave Areas'!Z122,(IF($B$4=\"N\",'Wave Areas'!L85,(IF($B$4=\"NE\",'Wave Areas'!Z86,(IF($B$4=\"E\",'Wave Areas'!L103,(IF($B$4=\"SE\",'Wave Areas'!Z104,(IF($B$4=\"S\",'Wave Areas'!L121,(IF($B$4=\"W\",'Wave Areas'!L139,(IF($B$4=\"NW\",'Wave Areas'!Z140,0)))))))))))))))","v":0},null,7.5,0,0,0,6.6666666666666664E-4,2.3333333333333335E-3,4.3333333333333331E-3,4.6666666666666671E-3,3.3333333333333335E-3,1.3333333333333333E-3,3.3333333333333332E-4,0,1.7000000000000001E-2,null,7.5,0,0,{"$f":"AI29/1004","v":6.6401062416998672E-7},{"$f":"F29*AI29","v":437.83845793269234},1643.9705296874999,3197.4308706341908,3553.9520365953945,{"$f":"AN29/1004","v":1.3280212483399734E-6},3.3200531208499336E-7,0,3.2868525896414345E-5,8833.1919300423397]
[90811.4765625,8.5,0,0,0,{"$f":"$A30*($F$16)","v":843568.76228365384},904966.63443749992,947751.30421874998,978182.9891200657,0,0,0,0,3674469.6900599697,null,null,null,8.5,{"$f":"IF($B$4=\"SW\",'Wave Areas'!P123,(IF($B$4=\"N\",'Wave Areas'!B86,(IF($B$4=\"NE\",'Wave Areas'!P87,(IF($B$4=\"E\",'Wave Areas'!B104,(IF($B$4=\"SE\",'Wave Areas'!P105,(IF($B$4=\"S\",'Wave Areas'!B122,(IF($B$4=\"W\",'Wave Areas'!B140,(IF($B$4=\"NW\",'Wave Areas'!P141,0)))))))))))))))","v":0},{"$f":"IF($B$4=\"SW\",'Wave Areas'!Q123,(IF($B$4=\"N\",'Wave Areas'!C86,(IF($B$4=\"NE\",'Wave Areas'!Q87,(IF($B$4=\"E\",'Wave Areas'!C104,(IF($B$4=\"SE\",'Wave Areas'!Q105,(IF($B$4=\"S\",'Wave Areas'!C122,(IF($B$4=\"W\",'Wave Areas'!C140,(IF($B$4=\"NW\",'Wave Areas'!Q141,0)))))))))))))))","v":0},{"$f":"IF($B$4=\"SW\",'Wave Areas'!R123,(IF($B$4=\"N\",'Wave Areas'!D86,(IF($B$4=\"NE\",'Wave Areas'!R87,(IF($B$4=\"E\",'Wave Areas'!D104,(IF($B$4=\"SE\",'Wave Areas'!R105,(IF($B$4=\"S\",'Wave Areas'!D122,(IF($B$4=\"W\",'Wave Areas'!D140,(IF($B$4=\"NW\",'Wave Areas'!R141,0)))))))))))))))","v":0},{"$f":"IF($B$4=\"SW\",'Wave Areas'!S123,(IF($B$4=\"N\",'Wave Areas'!E86,(IF($B$4=\"NE\",'Wave Areas'!S87,(IF($B$4=\"E\",'Wave Areas'!E104,(IF($B$4=\"SE\",'Wave Areas'!S105,(IF($B$4=\"S\",'Wave Areas'!E122,(IF($B$4=\"W\",'Wave Areas'!E140,(IF($B$4=\"NW\",'Wave Areas'!S141,0)))))))))))))))","v":0},{"$f":"IF($B$4=\"SW\",'Wave Areas'!T123,(IF($B$4=\"N\",'Wave Areas'!F86,(IF($B$4=\"NE\",'Wave Areas'!T87,(IF($B$4=\"E\",'Wave Areas'!F104,(IF($B$4=\"SE\",'Wave Areas'!T105,(IF($B$4=\"S\",'Wave Areas'!F122,(IF($B$4=\"W\",'Wave Areas'!F140,(IF($B$4=\"NW\",'Wave Areas'!T141,0)))))))))))))))","v":3},{"$f":"IF($B$4=\"SW\",'Wave Areas'!U123,(IF($B$4=\"N\",'Wave Areas'!G86,(IF($B$4=\"NE\",'Wave Areas'!U87,(IF($B$4=\"E\",'Wave Areas'!G104,(IF($B$4=\"SE\",'Wave Areas'!U105,(IF($B$4=\"S\",'Wave Areas'!G122,(IF($B$4=\"W\",'Wave Areas'!G140,(IF($B$4=\"NW\",'Wave Areas'!U141,0)))))))))))))))","v":7},{"$f":"IF($B$4=\"SW\",'Wave Areas'!V123,(IF($B$4=\"N\",'Wave Areas'!H86,(IF($B$4=\"NE\",'Wave Areas'!V87,(IF($B$4=\"E\",'Wave Areas'!H104,(IF($B$4=\"SE\",'Wave Areas'!V105,(IF($B$4=\"S\",'Wave Areas'!H122,(IF($B$4=\"W\",'Wave Areas'!H140,(IF($B$4=\"NW\",'Wave Areas'!V141,0)))))))))))))))","v":7},{"$f":"IF($B$4=\"SW\",'Wave Areas'!W123,(IF($B$4=\"N\",'Wave Areas'!I86,(IF($B$4=\"NE\",'Wave Areas'!W87,(IF($B$4=\"E\",'Wave Areas'!I104,(IF($B$4=\"SE\",'Wave Areas'!W105,(IF($B$4=\"S\",'Wave Areas'!I122,(IF($B$4=\"W\",'Wave Areas'!I140,(IF($B$4=\"NW\",'Wave Areas'!W141,0)))))))))))))))","v":7},{"$f":"IF($B$4=\"SW\",'Wave Areas'!X123,(IF($B$4=\"N\",'Wave Areas'!J86,(IF($B$4=\"NE\",'Wave Areas'!X87,(IF($B$4=\"E\",'Wave Areas'!J104,(IF($B$4=\"SE\",'Wave Areas'!X105,(IF($B$4=\"S\",'Wave Areas'!J122,(IF($B$4=\"W\",'Wave Areas'!J140,(IF($B$4=\"NW\",'Wave Areas'!X141,0)))))))))))))))","v":3},{"$f":"IF($B$4=\"SW\",'Wave Areas'!Y123,(IF($B$4=\"N\",'Wave Areas'!K86,(IF($B$4=\"NE\",'Wave Areas'!Y87,(IF($B$4=\"E\",'Wave Areas'!K104,(IF($B$4=\"SE\",'Wave Areas'!Y105,(IF($B$4=\"S\",'Wave Areas'!K122,(IF($B$4=\"W\",'Wave Areas'!K140,(IF($B$4=\"NW\",'Wave Areas'!Y141,0)))))))))))))))","v":1},{"$f":"IF($B$4=\"SW\",'Wave Areas'!Z123,(IF($B$4=\"N\",'Wave Areas'!L86,(IF($B$4=\"NE\",'Wave Areas'!Z87,(IF($B$4=\"E\",'Wave Areas'!L104,(IF($B$4=\"SE\",'Wave Areas'!Z105,(IF($B$4=\"S\",'Wave Areas'!L122,(IF($B$4=\"W\",'Wave Areas'!L140,(IF($B$4=\"NW\",'Wave Areas'!Z141,0)))))))))))))))","v":0},null,8.5,0,0,0,0,1E-3,2.3333333333333335E-3,2.3333333333333335E-3,2.3333333333333335E-3,1E-3,3.3333333333333332E-4,0,9.3333333333333341E-3,null,8.5,0,0,{"$f":"AI30/1004","v":0},0,904.96663443749992,2211.4197098437503,2282.4269746134869,{"$f":"AN30/1004","v":9.9601593625498007E-7},3.3200531208499336E-7,0,1.6932270916334664E-5,5398.8133371550302]
[113435.7890625,9.5,0,0,0,0,1130425.4499374998,1183869.276204044,0,0,0,0,0,2314294.7261415441,null,null,null,9.5,{"$f":"IF($B$4=\"SW\",'Wave Areas'!P124,(IF($B$4=\"N\",'Wave Areas'!B87,(IF($B$4=\"NE\",'Wave Areas'!P88,(IF($B$4=\"E\",'Wave Areas'!B105,(IF($B$4=\"SE\",'Wave Areas'!P106,(IF($B$4=\"S\",'Wave Areas'!B123,(IF($B$4=\"W\",'Wave Areas'!B141,(IF($B$4=\"NW\",'Wave Areas'!P142,0)))))))))))))))","v":0},{"$f":"IF($B$4=\"SW\",'Wave Areas'!Q124,(IF($B$4=\"N\",'Wave Areas'!C87,(IF($B$4=\"NE\",'Wave Areas'!Q88,(IF($B$4=\"E\",'Wave Areas'!C105,(IF($B$4=\"SE\",'Wave Areas'!Q106,(IF($B$4=\"S\",'Wave Areas'!C123,(IF($B$4=\"W\",'Wave Areas'!C141,(IF($B$4=\"NW\",'Wave Areas'!Q142,0)))))))))))))))","v":0},{"$f":"IF($B$4=\"SW\",'Wave Areas'!R124,(IF($B$4=\"N\",'Wave Areas'!D87,(IF($B$4=\"NE\",'Wave Areas'!R88,(IF($B$4=\"E\",'Wave Areas'!D105,(IF($B$4=\"SE\",'Wave Areas'!R106,(IF($B$4=\"S\",'Wave Areas'!D123,(IF($B$4=\"W\",'Wave Areas'!D141,(IF($B$4=\"NW\",'Wave Areas'!R142,0)))))))))))))))","v":0},{"$f":"IF($B$4=\"SW\",'Wave Areas'!S124,(IF($B$4=\"N\",'Wave Areas'!E87,(IF($B$4=\"NE\",'Wave Areas'!S88,(IF($B$4=\"E\",'Wave Areas'!E105,(IF($B$4=\"SE\",'Wave Areas'!S106,(IF($B$4=\"S\",'Wave Areas'!E123,(IF($B$4=\"W\",'Wave Areas'!E141,(IF($B$4=\"NW\",'Wave Areas'!S142,0)))))))))))))))","v":0},{"$f":"IF($B$4=\"SW\",'Wave Areas'!T124,(IF($B$4=\"N\",'Wave Areas'!F87,(IF($B$4=\"NE\",'Wave Areas'!T88,(IF($B$4=\"E\",'Wave Areas'!F105,(IF($B$4=\"SE\",'Wave Areas'!T106,(IF($B$4=\"S\",'Wave Areas'!F123,(IF($B$4=\"W\",'Wave Areas'!F141,(IF($B$4=\"NW\",'Wave Areas'!T142,0)))))))))))))))","v":3},{"$f":"IF($B$4=\"SW\",'Wave Areas'!U124,(IF($B$4=\"N\",'Wave Areas'!G87,(IF($B$4=\"NE\",'Wave Areas'!U88,(IF($B$4=\"E\",'Wave Areas'!G105,(IF($B$4=\"SE\",'Wave Areas'!U106,(IF($B$4=\"S\",'Wave Areas'!G123,(IF($B$4=\"W\",'Wave Areas'!G141,(IF($B$4=\"NW\",'Wave Areas'!U142,0)))))))))))))))","v":4},{"$f":"IF($B$4=\"SW\",'Wave Areas'!V124,(IF($B$4=\"N\",'Wave Areas'!H87,(IF($B$4=\"NE\",'Wave Areas'!V88,(IF($B$4=\"E\",'Wave Areas'!H105,(IF($B$4=\"SE\",'Wave Areas'!V106,(IF($B$4=\"S\",'Wave Areas'!H123,(IF($B$4=\"W\",'Wave Areas'!H141,(IF($B$4=\"NW\",'Wave Areas'!V142,0)))))))))))))))","v":5},{"$f":"IF($B$4=\"SW\",'Wave Areas'!W124,(IF($B$4=\"N\",'Wave Areas'!I87,(IF($B$4=\"NE\",'Wave Areas'!W88,(IF($B$4=\"E\",'Wave Areas'!I105,(IF($B$4=\"SE\",'Wave Areas'!W106,(IF($B$4=\"S\",'Wave Areas'!I123,(IF($B$4=\"W\",'Wave Areas'!I141,(IF($B$4=\"NW\",'Wave Areas'!W142,0)))))))))))))))","v":3},{"$f":"IF($B$4=\"SW\",'Wave Areas'!X124,(IF($B$4=\"N\",'Wave Areas'!J87,(IF($B$4=\"NE\",'Wave Areas'!X88,(IF($B$4=\"E\",'Wave Areas'!J105,(IF($B$4=\"SE\",'Wave Areas'!X106,(IF($B$4=\"S\",'Wave Areas'!J123,(IF($B$4=\"W\",'Wave Areas'!J141,(IF($B$4=\"NW\",'Wave Areas'!X142,0)))))))))))))))","v":2},{"$f":"IF($B$4=\"SW\",'Wave Areas'!Y124,(IF($B$4=\"N\",'Wave Areas'!K87,(IF($B$4=\"NE\",'Wave Areas'!Y88,(IF($B$4=\"E\",'Wave Areas'!K105,(IF($B$4=\"SE\",'Wave Areas'!Y106,(IF($B$4=\"S\",'Wave Areas'!K123,(IF($B$4=\"W\",'Wave Areas'!K141,(IF($B$4=\"NW\",'Wave Areas'!Y142,0)))))))))))))))","v":1},{"$f":"IF($B$4=\"SW\",'Wave Areas'!Z124,(IF($B$4=\"N\",'Wave Areas'!L87,(IF($B$4=\"NE\",'Wave Areas'!Z88,(IF($B$4=\"E\",'Wave Areas'!L105,(IF($B$4=\"SE\",'Wave Areas'!Z106,(IF($B$4=\"S\",'Wave Areas'!L123,(IF($B$4=\"W\",'Wave Areas'!L141,(IF($B$4=\"NW\",'Wave Areas'!Z142,0)))))))))))))))","v":0},null,9.5,0,0,0,0,1E-3,1.3333333333333333E-3,1.6666666666666668E-3,1E-3,6.6666666666666664E-4,3.3333333333333332E-4,0,6.0000000000000001E-3,null,9.5,0,0,{"$f":"AI31/1004","v":0},{"$f":"AJ31/1004","v":9.9601593625498007E-7},{"$f":"G31*AJ31","v":1130.4254499374999},{"$f":"H31*AK31","v":1578.4923682720587},{"$f":"AM31/1004","v":9.9601593625498007E-7},{"$f":"AN31/1004","v":6.6401062416998672E-7},3.3200531208499336E-7,0,9.2961487383798149E-6,2708.9178304937545]
[138573.9140625,10.5,0,0,0,0,0,0,0,0,0,0,0,0,null,null,null,10.5,{"$f":"IF($B$4=\"SW\",'Wave Areas'!P125,(IF($B$4=\"N\",'Wave Areas'!B88,(IF($B$4=\"NE\",'Wave Areas'!P89,(IF($B$4=\"E\",'Wave Areas'!B106,(IF($B$4=\"SE\",'Wave Areas'!P107,(IF($B$4=\"S\",'Wave Areas'!B124,(IF($B$4=\"W\",'Wave Areas'!B142,(IF($B$4=\"NW\",'Wave Areas'!P143,0)))))))))))))))","v":0},{"$f":"IF($B$4=\"SW\",'Wave Areas'!Q125,(IF($B$4=\"N\",'Wave Areas'!C88,(IF($B$4=\"NE\",'Wave Areas'!Q89,(IF($B$4=\"E\",'Wave Areas'!C106,(IF($B$4=\"SE\",'Wave Areas'!Q107,(IF($B$4=\"S\",'Wave Areas'!C124,(IF($B$4=\"W\",'Wave Areas'!C142,(IF($B$4=\"NW\",'Wave Areas'!Q143,0)))))))))))))))","v":0},{"$f":"IF($B$4=\"SW\",'Wave Areas'!R125,(IF($B$4=\"N\",'Wave Areas'!D88,(IF($B$4=\"NE\",'Wave Areas'!R89,(IF($B$4=\"E\",'Wave Areas'!D106,(IF($B$4=\"SE\",'Wave Areas'!R107,(IF($B$4=\"S\",'Wave Areas'!D124,(IF($B$4=\"W\",'Wave Areas'!D142,(IF($B$4=\"NW\",'Wave Areas'!R143,0)))))))))))))))","v":0},{"$f":"IF($B$4=\"SW\",'Wave Areas'!S125,(IF($B$4=\"N\",'Wave Areas'!E88,(IF($B$4=\"NE\",'Wave Areas'!S89,(IF($B$4=\"E\",'Wave Areas'!E106,(IF($B$4=\"SE\",'Wave Areas'!S107,(IF($B$4=\"S\",'Wave Areas'!E124,(IF($B$4=\"W\",'Wave Areas'!E142,(IF($B$4=\"NW\",'Wave Areas'!S143,0)))))))))))))))","v":0},{"$f":"IF($B$4=\"SW\",'Wave Areas'!T125,(IF($B$4=\"N\",'Wave Areas'!F88,(IF($B$4=\"NE\",'Wave Areas'!T89,(IF($B$4=\"E\",'Wave Areas'!F106,(IF($B$4=\"SE\",'Wave Areas'!T107,(IF($B$4=\"S\",'Wave Areas'!F124,(IF($B$4=\"W\",'Wave Areas'!F142,(IF($B$4=\"NW\",'Wave Areas'!T143,0)))))))))))))))","v":0},{"$f":"IF($B$4=\"SW\",'Wave Areas'!U125,(IF($B$4=\"N\",'Wave Areas'!G88,(IF($B$4=\"NE\",'Wave Areas'!U89,(IF($B$4=\"E\",'Wave Areas'!G106,(IF($B$4=\"SE\",'Wave Areas'!U107,(IF($B$4=\"S\",'Wave Areas'!G124,(IF($B$4=\"W\",'Wave Areas'!G142,(IF($B$4=\"NW\",'Wave Areas'!U143,0)))))))))))))))","v":4},{"$f":"IF($B$4=\"SW\",'Wave Areas'!V125,(IF($B$4=\"N\",'Wave Areas'!H88,(IF($B$4=\"NE\",'Wave Areas'!V89,(IF($B$4=\"E\",'Wave Areas'!H106,(IF($B$4=\"SE\",'Wave Areas'!V107,(IF($B$4=\"S\",'Wave Areas'!H124,(IF($B$4=\"W\",'Wave Areas'!H142,(IF($B$4=\"NW\",'Wave Areas'!V143,0)))))))))))))))","v":4},{"$f":"IF($B$4=\"SW\",'Wave Areas'!W125,(IF($B$4=\"N\",'Wave Areas'!I88,(IF($B$4=\"NE\",'Wave Areas'!W89,(IF($B$4=\"E\",'Wave Areas'!I106,(IF($B$4=\"SE\",'Wave Areas'!W107,(IF($B$4=\"S\",'Wave Areas'!I124,(IF($B$4=\"W\",'Wave Areas'!I142,(IF($B$4=\"NW\",'Wave Areas'!W143,0)))))))))))))))","v":4},{"$f":"IF($B$4=\"SW\",'Wave Areas'!X125,(IF($B$4=\"N\",'Wave Areas'!J88,(IF($B$4=\"NE\",'Wave Areas'!X89,(IF($B$4=\"E\",'Wave Areas'!J106,(IF($B$4=\"SE\",'Wave Areas'!X107,(IF($B$4=\"S\",'Wave Areas'!J124,(IF($B$4=\"W\",'Wave Areas'!J142,(IF($B$4=\"NW\",'Wave Areas'!X143,0)))))))))))))))","v":1},{"$f":"IF($B$4=\"SW\",'Wave Areas'!Y125,(IF($B$4=\"N\",'Wave Areas'!K88,(IF($B$4=\"NE\",'Wave Areas'!Y89,(IF($B$4=\"E\",'Wave Areas'!K106,(IF($B$4=\"SE\",'Wave Areas'!Y107,(IF($B$4=\"S\",'Wave Areas'!K124,(IF($B$4=\"W\",'Wave Areas'!K142,(IF($B$4=\"NW\",'Wave Areas'!Y143,0)))))))))))))))","v":0},{"$f":"IF($B$4=\"SW\",'Wave Areas'!Z125,(IF($B$4=\"N\",'Wave Areas'!L88,(IF($B$4=\"NE\",'Wave Areas'!Z89,(IF($B$4=\"E\",'Wave Areas'!L106,(IF($B$4=\"SE\",'Wave Areas'!Z107,(IF($B$4=\"S\",'Wave Areas'!L124,(IF($B$4=\"W\",'Wave Areas'!L142,(IF($B$4=\"NW\",'Wave Areas'!Z143,0)))))))))))))))","v":0},null,10.5,{"$f":"S32/($AC$33)","v":0},0,0,0,0,1.3333333333333333E-3,1.3333333333333333E-3,1.3333333333333333E-3,3.3333333333333332E-4,0,0,4.3333333333333331E-3,null,10.5,0,0,{"$f":"AI32/1004","v":0},{"$f":"AJ32/1004","v":0},{"$f":"AK32/1004","v":1.3280212483399734E-6},{"$f":"AL32/1004","v":1.3280212483399734E-6},{"$f":"AM32/1004","v":1.3280212483399734E-6},{"$f":"AN32/1004","v":3.3200531208499336E-7},0,0,5.9760956175298809E-6,1.0292164674634794E-5]
["Sub Totals",null,{"$f":"SUM(C22:C32)","v":17165.748214285715},362355.59765625,1188236.3196732954,2463571.0566346156,4164725.341874999,4361623.6491727941,3276405.3061184208,1571557.1679910715,0,0,0,{"$f":"SUM(N22:N31)","v":17405640.18733573},"Total",null,null,"Total Occurences",null,null,null,null,null,null,null,null,null,null,{"$f":"SUM(S22:AC32)","v":3000},null,null,null,null,null,null,null,null,null,null,null,null,null,null,null,"Sub Totals",{"$f":"SUM(AT22:AT32)","v":0.57219227115348137},109.80472689450532,2336.4295112890104,11888.287108219574,33034.935426140524,41457.287443653389,30453.420120350351,12043.989518364699,4.9800796812748997E-6,3.3200531208499336E-7,9.9169986719787532E-4,{"$f":"SUM(BE22:BE31)","v":131324.72703390301},"Total"]
[]
[null,null,null,null,null,null,null,null,null,null,null,null,null,null,null,null,null,null,null,null,null,null,null,null,null,null,null,null,null,null,null,null,null,null,null,null,null,null,null,null,null,null,null,null,null,null,null,null,null,null,null,null,null,null,null,null,"Min","Max"]
[null,null,null,null,null,null,null,null,null,null,null,null,null,null,null,null,null,null,null,null,null,null,null,null,null,null,null,null,null,null,null,null,null,null,null,null,null,null,null,null,null,null,null,null,null,null,null,null,null,null,null,null,null,"Relevant Wave Heights",null,null,{"$f":"IF((AND($B$6>AS22,$B$6<AS23)),AS22,(IF((AND($B$6>AS23,$B$6<AS24)),AS23,(IF((AND($B$6>AS24,$B$6<AS25)),AS24,(IF((AND($B$6>AS25,$B$6<AS26)),AS25,(IF((AND($B$6>AS26,$B$6<AS27)),AS26,(IF((AND($B$6>AS27,$B$6<AS28)),AS27,(IF((AND($B$6>AS28,$B$6<AS29)),AS28,(IF((AND($B$6>AS29,$B$6<AS30)),AS29,(IF((AND($B$6>AS30,$B$6<AS31)),AS30,(IF((AND($B$6>AS31,$B$6<AS32)),AS31,(IF($B$6>AS32,AS32,\"\")))))))))))))))))))))","v":1.5},{"$f":"IF((AND($B$6>AS22,$B$6<AS23)),AS23,(IF((AND($B$6>AS23,$B$6<AS24)),AS24,(IF((AND($B$6>AS24,$B$6<AS25)),AS25,(IF((AND($B$6>AS25,$B$6<AS26)),AS26,(IF((AND($B$6>AS26,$B$6<AS27)),AS27,(IF((AND($B$6>AS27,$B$6<AS28)),AS28,(IF((AND($B$6>AS28,$B$6<AS29)),AS29,(IF((AND($B$6>AS29,$B$6<AS30)),AS30,(IF((AND($B$6>AS30,$B$6<AS31)),AS31,(IF((AND($B$6>AS31,$B$6<AS32)),AS32,(IF($B$6>AS32,AS32,\"\")))))))))))))))))))))","v":2.5}]
[null,null,null,null,null,null,null,null,null,null,null,null,null,null,null,null,null,null,null,null,null,null,null,null,null,null,null,null,null,null,null,null,null,null,null,null,null,null,null,null,null,null,null,null,null,null,null,null,null,null,null,null,null,"Relevant Power (kW/m)",null,null,{"$f":"(((($B$6-BE36)*((VLOOKUP(BF36,AS22:BE32,13,FALSE))-(VLOOKUP(BE36,AS22:BE32,13,FALSE))))/(BF36-BE36))+(VLOOKUP(BE36,AS22:BE32,13,FALSE)))*0.001","v":13.844338760074461}]
[]
["Deep"]
[]
["Wave Velocity C","(m/s)",{"$f":"(C42/C43)","v":5.0344574780058648},6.4728739002932549,7.9112903225806459,9.3497067448680351,10.788123167155426,12.226539589442817,13.664956011730204,15.103372434017595,16.541788856304986,17.980205278592376,19.418621700879768]
["Wave Length (λ)","(m)",{"$f":"(9.81/(2*3.41))*C43^2","v":17.620601173020528},29.127932551319649,43.512096774193552,60.773093841642229,80.910923753665699,103.92558651026394,129.81708211143695,158.58541055718476,190.23057184750735,224.75256598240469,262.15139296187687]
["Wave Period (T)","(s)",3.5,4.5,5.5,6.5,7.5,8.5,9.5,10.5,11.5,12.5,13.5]
[]
["Energy","Wave Height (Hs)","Power",null,null,null,null,null,null,null,null,null,null,"Total Power",null,null,null,"North Sea Area 10",null,null,null,null,null,null,null,null,null,null,null,null,"North Sea Area 10",null,null,null,null,null,null,null,null,null,null,null,null,null,"North Sea Area 10"]
["(J)","(m)","(W/m)",null,null,null,null,null,null,null,null,null,null,"(W/m)",null,null,null,"Number of Occurences",null,null,null,null,null,null,null,null,null,null,null,null,"Percentage of Occurences",null,null,null,null,null,null,null,null,null,null,null,null,null,"Annual Power (W/m)",null,null,null,null,null,null,null,null,null,null,null,"Total Power"]
[{"$f":"(1025*9.81*B47^2)/8","v":314.2265625},0.5,{"$f":"$A47*($C$41)/2","v":790.98013368310114},{"$f":"$A47*($D$41)/2","v":1016.9744575925586},{"$f":"$A47*($E$41)/2","v":1242.9687815020163},{"$f":"$A47*($F$41)/2","v":1468.9631054114736},{"$f":"$A47*($G$41)/2","v":1694.9574293209312},{"$f":"$A47*($H$41)/2","v":1920.9517532303889},0,0,0,0,0,{"$f":"SUM(C47:M47)","v":8135.7956607404703},null,null,null,"Hs                      T",3.5,4.5,5.5,6.5,7.5,8.5,9.5,10.5,11.5,12.5,13.5,null,"Hs                 T",3.5,4.5,5.5,6.5,7.5,8.5,9.5,10.5,11.5,12.5,13.5,"Availability",null,"Hs           T",3.5,4.5,5.5,6.5,7.5,8.5,9.5,10.5,11.5,12.5,13.5,"(W/m)"]
[2828.0390625,1.5,{"$f":"$B48*($C$16/2)","v":4.0971428571428579},{"$f":"$A48*($D$41)/2","v":9152.7701183330282},11186.719033518146,13220.667948703262,15254.616863888381,{"$f":"$A48*($G$41)/2","v":15254.616863888381},{"$f":"$A48*($I$41)/2","v":19322.514694258614},{"$f":"$A48*($J$41)/2","v":21356.46360944373},0,0,0,104752.46627489068,null,null,null,0.5,{"$f":"IF($B$4=\"SW\",'Wave Areas'!P115,(IF($B$4=\"N\",'Wave Areas'!B78,(IF($B$4=\"NE\",'Wave Areas'!P79,(IF($B$4=\"E\",'Wave Areas'!B96,(IF($B$4=\"SE\",'Wave Areas'!P97,(IF($B$4=\"S\",'Wave Areas'!B114,(IF($B$4=\"W\",'Wave Areas'!B132,(IF($B$4=\"NW\",'Wave Areas'!P133,0)))))))))))))))","v":1},{"$f":"IF($B$4=\"SW\",'Wave Areas'!Q115,(IF($B$4=\"N\",'Wave Areas'!C78,(IF($B$4=\"NE\",'Wave Areas'!Q79,(IF($B$4=\"E\",'Wave Areas'!C96,(IF($B$4=\"SE\",'Wave Areas'!Q97,(IF($B$4=\"S\",'Wave Areas'!C114,(IF($B$4=\"W\",'Wave Areas'!C132,(IF($B$4=\"NW\",'Wave Areas'!Q133,0)))))))))))))))","v":28},{"$f":"IF($B$4=\"SW\",'Wave Areas'!R115,(IF($B$4=\"N\",'Wave Areas'!D78,(IF($B$4=\"NE\",'Wave Areas'!R79,(IF($B$4=\"E\",'Wave Areas'!D96,(IF($B$4=\"SE\",'Wave Areas'!R97,(IF($B$4=\"S\",'Wave Areas'!D114,(IF($B$4=\"W\",'Wave Areas'!D132,(IF($B$4=\"NW\",'Wave Areas'!R133,0)))))))))))))))","v":97},{"$f":"IF($B$4=\"SW\",'Wave Areas'!S115,(IF($B$4=\"N\",'Wave Areas'!E78,(IF($B$4=\"NE\",'Wave Areas'!S79,(IF($B$4=\"E\",'Wave Areas'!E96,(IF($B$4=\"SE\",'Wave Areas'!S97,(IF($B$4=\"S\",'Wave Areas'!E114,(IF($B$4=\"W\",'Wave Areas'!E132,(IF($B$4=\"NW\",'Wave Areas'!S133,0)))))))))))))))","v":117},{"$f":"IF($B$4=\"SW\",'Wave Areas'!T115,(IF($B$4=\"N\",'Wave Areas'!F78,(IF($B$4=\"NE\",'Wave Areas'!T79,(IF($B$4=\"E\",'Wave Areas'!F96,(IF($B$4=\"SE\",'Wave Areas'!T97,(IF($B$4=\"S\",'Wave Areas'!F114,(IF($B$4=\"W\",'Wave Areas'!F132,(IF($B$4=\"NW\",'Wave Areas'!T133,0)))))))))))))))","v":65},{"$f":"IF($B$4=\"SW\",'Wave Areas'!U115,(IF($B$4=\"N\",'Wave Areas'!G78,(IF($B$4=\"NE\",'Wave Areas'!U79,(IF($B$4=\"E\",'Wave Areas'!G96,(IF($B$4=\"SE\",'Wave Areas'!U97,(IF($B$4=\"S\",'Wave Areas'!G114,(IF($B$4=\"W\",'Wave Areas'!G132,(IF($B$4=\"NW\",'Wave Areas'!U133,0)))))))))))))))","v":20},{"$f":"IF($B$4=\"SW\",'Wave Areas'!V115,(IF($B$4=\"N\",'Wave Areas'!H78,(IF($B$4=\"NE\",'Wave Areas'!V79,(IF($B$4=\"E\",'Wave Areas'!H96,(IF($B$4=\"SE\",'Wave Areas'!V97,(IF($B$4=\"S\",'Wave Areas'!H114,(IF($B$4=\"W\",'Wave Areas'!H132,(IF($B$4=\"NW\",'Wave Areas'!V133,0)))))))))))))))","v":4},{"$f":"IF($B$4=\"SW\",'Wave Areas'!W115,(IF($B$4=\"N\",'Wave Areas'!I78,(IF($B$4=\"NE\",'Wave Areas'!W79,(IF($B$4=\"E\",'Wave Areas'!I96,(IF($B$4=\"SE\",'Wave Areas'!W97,(IF($B$4=\"S\",'Wave Areas'!I114,(IF($B$4=\"W\",'Wave Areas'!I132,(IF($B$4=\"NW\",'Wave Areas'!W133,0)))))))))))))))","v":0},{"$f":"IF($B$4=\"SW\",'Wave Areas'!X115,(IF($B$4=\"N\",'Wave Areas'!J78,(IF($B$4=\"NE\",'Wave Areas'!X79,(IF($B$4=\"E\",'Wave Areas'!J96,(IF($B$4=\"SE\",'Wave Areas'!X97,(IF($B$4=\"S\",'Wave Areas'!J114,(IF($B$4=\"W\",'Wave Areas'!J132,(IF($B$4=\"NW\",'Wave Areas'!X133,0)))))))))))))))","v":0},{"$f":"IF($B$4=\"SW\",'Wave Areas'!Y115,(IF($B$4=\"N\",'Wave Areas'!K78,(IF($B$4=\"NE\",'Wave Areas'!Y79,(IF($B$4=\"E\",'Wave Areas'!K96,(IF($B$4=\"SE\",'Wave Areas'!Y97,(IF($B$4=\"S\",'Wave Areas'!K114,(IF($B$4=\"W\",'Wave Areas'!K132,(IF($B$4=\"NW\",'Wave Areas'!Y133,0)))))))))))))))","v":0},{"$f":"IF($B$4=\"SW\",'Wave Areas'!Z115,(IF($B$4=\"N\",'Wave Areas'!L78,(IF($B$4=\"NE\",'Wave Areas'!Z79,(IF($B$4=\"E\",'Wave Areas'!L96,(IF($B$4=\"SE\",'Wave Areas'!Z97,(IF($B$4=\"S\",'Wave Areas'!L114,(IF($B$4=\"W\",'Wave Areas'!L132,(IF($B$4=\"NW\",'Wave Areas'!Z133,0)))))))))))))))","v":0},null,0.5,{"$f":"S48/$AC$59","v":3.3333333333333332E-4},{"$f":"T48/$AC$59","v":9.3333333333333341E-3},3.2333333333333332E-2,3.9E-2,2.1666666666666667E-2,6.6666666666666671E-3,1.3333333333333333E-3,0,0,0,0,{"$f":"SUM(AF48:AP48)","v":0.11066666666666666},null,0.5,{"$f":"C47*AF48","v":0.2636600445610337},9.4917616041972135,40.189323935231862,57.289561111047469,36.724077635286847,12.806345021535927,{"$f":"AM48/1004","v":0},{"$f":"AN48/1004","v":0},{"$f":"AO48/1004","v":0},{"$f":"AP48/1004","v":0},{"$f":"AQ44/1004","v":0},{"$f":"SUM(AT48:BD48)","v":156.76472935186035}]
[7855.6640625,2.5,0,{"$f":"$A49*($D$41)/2","v":25424.361439813965},31074.219537550405,36724.077635286842,42373.935733023282,{"$f":"$A49*($H$41)/2","v":48023.793830759721},53673.651928496147,59323.510026232587,0,0,0,296617.55013116292,null,null,null,1.5,{"$f":"IF($B$4=\"SW\",'Wave Areas'!P116,(IF($B$4=\"N\",'Wave Areas'!B79,(IF($B$4=\"NE\",'Wave Areas'!P80,(IF($B$4=\"E\",'Wave Areas'!B97,(IF($B$4=\"SE\",'Wave Areas'!P98,(IF($B$4=\"S\",'Wave Areas'!B115,(IF($B$4=\"W\",'Wave Areas'!B133,(IF($B$4=\"NW\",'Wave Areas'!P134,0)))))))))))))))","v":0},{"$f":"IF($B$4=\"SW\",'Wave Areas'!Q116,(IF($B$4=\"N\",'Wave Areas'!C79,(IF($B$4=\"NE\",'Wave Areas'!Q80,(IF($B$4=\"E\",'Wave Areas'!C97,(IF($B$4=\"SE\",'Wave Areas'!Q98,(IF($B$4=\"S\",'Wave Areas'!C115,(IF($B$4=\"W\",'Wave Areas'!C133,(IF($B$4=\"NW\",'Wave Areas'!Q134,0)))))))))))))))","v":8},{"$f":"IF($B$4=\"SW\",'Wave Areas'!R116,(IF($B$4=\"N\",'Wave Areas'!D79,(IF($B$4=\"NE\",'Wave Areas'!R80,(IF($B$4=\"E\",'Wave Areas'!D97,(IF($B$4=\"SE\",'Wave Areas'!R98,(IF($B$4=\"S\",'Wave Areas'!D115,(IF($B$4=\"W\",'Wave Areas'!D133,(IF($B$4=\"NW\",'Wave Areas'!R134,0)))))))))))))))","v":81},{"$f":"IF($B$4=\"SW\",'Wave Areas'!S116,(IF($B$4=\"N\",'Wave Areas'!E79,(IF($B$4=\"NE\",'Wave Areas'!S80,(IF($B$4=\"E\",'Wave Areas'!E97,(IF($B$4=\"SE\",'Wave Areas'!S98,(IF($B$4=\"S\",'Wave Areas'!E115,(IF($B$4=\"W\",'Wave Areas'!E133,(IF($B$4=\"NW\",'Wave Areas'!S134,0)))))))))))))))","v":225},{"$f":"IF($B$4=\"SW\",'Wave Areas'!T116,(IF($B$4=\"N\",'Wave Areas'!F79,(IF($B$4=\"NE\",'Wave Areas'!T80,(IF($B$4=\"E\",'Wave Areas'!F97,(IF($B$4=\"SE\",'Wave Areas'!T98,(IF($B$4=\"S\",'Wave Areas'!F115,(IF($B$4=\"W\",'Wave Areas'!F133,(IF($B$4=\"NW\",'Wave Areas'!T134,0)))))))))))))))","v":247},{"$f":"IF($B$4=\"SW\",'Wave Areas'!U116,(IF($B$4=\"N\",'Wave Areas'!G79,(IF($B$4=\"NE\",'Wave Areas'!U80,(IF($B$4=\"E\",'Wave Areas'!G97,(IF($B$4=\"SE\",'Wave Areas'!U98,(IF($B$4=\"S\",'Wave Areas'!G115,(IF($B$4=\"W\",'Wave Areas'!G133,(IF($B$4=\"NW\",'Wave Areas'!U134,0)))))))))))))))","v":136},{"$f":"IF($B$4=\"SW\",'Wave Areas'!V116,(IF($B$4=\"N\",'Wave Areas'!H79,(IF($B$4=\"NE\",'Wave Areas'!V80,(IF($B$4=\"E\",'Wave Areas'!H97,(IF($B$4=\"SE\",'Wave Areas'!V98,(IF($B$4=\"S\",'Wave Areas'!H115,(IF($B$4=\"W\",'Wave Areas'!H133,(IF($B$4=\"NW\",'Wave Areas'!V134,0)))))))))))))))","v":46},{"$f":"IF($B$4=\"SW\",'Wave Areas'!W116,(IF($B$4=\"N\",'Wave Areas'!I79,(IF($B$4=\"NE\",'Wave Areas'!W80,(IF($B$4=\"E\",'Wave Areas'!I97,(IF($B$4=\"SE\",'Wave Areas'!W98,(IF($B$4=\"S\",'Wave Areas'!I115,(IF($B$4=\"W\",'Wave Areas'!I133,(IF($B$4=\"NW\",'Wave Areas'!W134,0)))))))))))))))","v":11},{"$f":"IF($B$4=\"SW\",'Wave Areas'!X116,(IF($B$4=\"N\",'Wave Areas'!J79,(IF($B$4=\"NE\",'Wave Areas'!X80,(IF($B$4=\"E\",'Wave Areas'!J97,(IF($B$4=\"SE\",'Wave Areas'!X98,(IF($B$4=\"S\",'Wave Areas'!J115,(IF($B$4=\"W\",'Wave Areas'!J133,(IF($B$4=\"NW\",'Wave Areas'!X134,0)))))))))))))))","v":2},{"$f":"IF($B$4=\"SW\",'Wave Areas'!Y116,(IF($B$4=\"N\",'Wave Areas'!K79,(IF($B$4=\"NE\",'Wave Areas'!Y80,(IF($B$4=\"E\",'Wave Areas'!K97,(IF($B$4=\"SE\",'Wave Areas'!Y98,(IF($B$4=\"S\",'Wave Areas'!K115,(IF($B$4=\"W\",'Wave Areas'!K133,(IF($B$4=\"NW\",'Wave Areas'!Y134,0)))))))))))))))","v":0},{"$f":"IF($B$4=\"SW\",'Wave Areas'!Z116,(IF($B$4=\"N\",'Wave Areas'!L79,(IF($B$4=\"NE\",'Wave Areas'!Z80,(IF($B$4=\"E\",'Wave Areas'!L97,(IF($B$4=\"SE\",'Wave Areas'!Z98,(IF($B$4=\"S\",'Wave Areas'!L115,(IF($B$4=\"W\",'Wave Areas'!L133,(IF($B$4=\"NW\",'Wave Areas'!Z134,0)))))))))))))))","v":0},null,1.5,{"$f":"S49/$AC$59","v":0},{"$f":"T49/$AC$59","v":2.6666666666666666E-3},{"$f":"U49/$AC$59","v":2.7E-2},{"$f":"V49/$AC$59","v":7.4999999999999997E-2},{"$f":"W49/$AC$59","v":8.2333333333333328E-2},{"$f":"X49/$AC$59","v":4.5333333333333337E-2},{"$f":"Y49/$AC$59","v":1.5333333333333332E-2},{"$f":"Z49/$AC$59","v":3.6666666666666666E-3},{"$f":"AA49/$AC$59","v":6.6666666666666664E-4},{"$f":"AB49/$AC$59","v":0},{"$f":"AC49/$AC$59","v":0},{"$f":"SUM(AF49:AP49)","v":0.252},null,1.5,0,24.407386982221407,302.04141390498995,991.55009615274457,1255.96345512681,691.54263116293998,{"$f":"I48*AL49","v":296.27855864529874},78.307033234627013,{"$f":"AO49/1004","v":0},{"$f":"AP49/1004","v":0},{"$f":"AQ46/1004","v":0},3640.0905752096314]
[15397.1015625,3.5,0,{"$f":"$A50*($D$41)/2","v":49831.748422035373},60905.470293598795,71979.192165162211,83052.914036725633,94126.635908289056,105200.35777985245,116274.07965141587,0,0,0,581370.39825707942,null,null,null,2.5,{"$f":"IF($B$4=\"SW\",'Wave Areas'!P117,(IF($B$4=\"N\",'Wave Areas'!B80,(IF($B$4=\"NE\",'Wave Areas'!P81,(IF($B$4=\"E\",'Wave Areas'!B98,(IF($B$4=\"SE\",'Wave Areas'!P99,(IF($B$4=\"S\",'Wave Areas'!B116,(IF($B$4=\"W\",'Wave Areas'!B134,(IF($B$4=\"NW\",'Wave Areas'!P135,0)))))))))))))))","v":0},{"$f":"IF($B$4=\"SW\",'Wave Areas'!Q117,(IF($B$4=\"N\",'Wave Areas'!C80,(IF($B$4=\"NE\",'Wave Areas'!Q81,(IF($B$4=\"E\",'Wave Areas'!C98,(IF($B$4=\"SE\",'Wave Areas'!Q99,(IF($B$4=\"S\",'Wave Areas'!C116,(IF($B$4=\"W\",'Wave Areas'!C134,(IF($B$4=\"NW\",'Wave Areas'!Q135,0)))))))))))))))","v":2},{"$f":"IF($B$4=\"SW\",'Wave Areas'!R117,(IF($B$4=\"N\",'Wave Areas'!D80,(IF($B$4=\"NE\",'Wave Areas'!R81,(IF($B$4=\"E\",'Wave Areas'!D98,(IF($B$4=\"SE\",'Wave Areas'!R99,(IF($B$4=\"S\",'Wave Areas'!D116,(IF($B$4=\"W\",'Wave Areas'!D134,(IF($B$4=\"NW\",'Wave Areas'!R135,0)))))))))))))))","v":33},{"$f":"IF($B$4=\"SW\",'Wave Areas'!S117,(IF($B$4=\"N\",'Wave Areas'!E80,(IF($B$4=\"NE\",'Wave Areas'!S81,(IF($B$4=\"E\",'Wave Areas'!E98,(IF($B$4=\"SE\",'Wave Areas'!S99,(IF($B$4=\"S\",'Wave Areas'!E116,(IF($B$4=\"W\",'Wave Areas'!E134,(IF($B$4=\"NW\",'Wave Areas'!S135,0)))))))))))))))","v":140},{"$f":"IF($B$4=\"SW\",'Wave Areas'!T117,(IF($B$4=\"N\",'Wave Areas'!F80,(IF($B$4=\"NE\",'Wave Areas'!T81,(IF($B$4=\"E\",'Wave Areas'!F98,(IF($B$4=\"SE\",'Wave Areas'!T99,(IF($B$4=\"S\",'Wave Areas'!F116,(IF($B$4=\"W\",'Wave Areas'!F134,(IF($B$4=\"NW\",'Wave Areas'!T135,0)))))))))))))))","v":231},{"$f":"IF($B$4=\"SW\",'Wave Areas'!U117,(IF($B$4=\"N\",'Wave Areas'!G80,(IF($B$4=\"NE\",'Wave Areas'!U81,(IF($B$4=\"E\",'Wave Areas'!G98,(IF($B$4=\"SE\",'Wave Areas'!U99,(IF($B$4=\"S\",'Wave Areas'!G116,(IF($B$4=\"W\",'Wave Areas'!G134,(IF($B$4=\"NW\",'Wave Areas'!U135,0)))))))))))))))","v":186},{"$f":"IF($B$4=\"SW\",'Wave Areas'!V117,(IF($B$4=\"N\",'Wave Areas'!H80,(IF($B$4=\"NE\",'Wave Areas'!V81,(IF($B$4=\"E\",'Wave Areas'!H98,(IF($B$4=\"SE\",'Wave Areas'!V99,(IF($B$4=\"S\",'Wave Areas'!H116,(IF($B$4=\"W\",'Wave Areas'!H134,(IF($B$4=\"NW\",'Wave Areas'!V135,0)))))))))))))))","v":86},{"$f":"IF($B$4=\"SW\",'Wave Areas'!W117,(IF($B$4=\"N\",'Wave Areas'!I80,(IF($B$4=\"NE\",'Wave Areas'!W81,(IF($B$4=\"E\",'Wave Areas'!I98,(IF($B$4=\"SE\",'Wave Areas'!W99,(IF($B$4=\"S\",'Wave Areas'!I116,(IF($B$4=\"W\",'Wave Areas'!I134,(IF($B$4=\"NW\",'Wave Areas'!W135,0)))))))))))))))","v":27},{"$f":"IF($B$4=\"SW\",'Wave Areas'!X117,(IF($B$4=\"N\",'Wave Areas'!J80,(IF($B$4=\"NE\",'Wave Areas'!X81,(IF($B$4=\"E\",'Wave Areas'!J98,(IF($B$4=\"SE\",'Wave Areas'!X99,(IF($B$4=\"S\",'Wave Areas'!J116,(IF($B$4=\"W\",'Wave Areas'!J134,(IF($B$4=\"NW\",'Wave Areas'!X135,0)))))))))))))))","v":7},{"$f":"IF($B$4=\"SW\",'Wave Areas'!Y117,(IF($B$4=\"N\",'Wave Areas'!K80,(IF($B$4=\"NE\",'Wave Areas'!Y81,(IF($B$4=\"E\",'Wave Areas'!K98,(IF($B$4=\"SE\",'Wave Areas'!Y99,(IF($B$4=\"S\",'Wave Areas'!K116,(IF($B$4=\"W\",'Wave Areas'!K134,(IF($B$4=\"NW\",'Wave Areas'!Y135,0)))))))))))))))","v":2},{"$f":"IF($B$4=\"SW\",'Wave Areas'!Z117,(IF($B$4=\"N\",'Wave Areas'!L80,(IF($B$4=\"NE\",'Wave Areas'!Z81,(IF($B$4=\"E\",'Wave Areas'!L98,(IF($B$4=\"SE\",'Wave Areas'!Z99,(IF($B$4=\"S\",'Wave Areas'!L116,(IF($B$4=\"W\",'Wave Areas'!L134,(IF($B$4=\"NW\",'Wave Areas'!Z135,0)))))))))))))))","v":0},null,2.5,0,6.6666666666666664E-4,1.0999999999999999E-2,4.6666666666666669E-2,7.6999999999999999E-2,6.2E-2,2.8666666666666667E-2,8.9999999999999993E-3,2.3333333333333335E-3,6.6666666666666664E-4,0,0.23800000000000002,null,2.5,{"$f":"AG50/1004","v":6.6401062416998672E-7},{"$f":"D49*AG50","v":16.949574293209309},341.81641491305442,1713.7902896467194,3262.7930514427926,2977.4752175071026,1538.6446886168897,533.91159023609328,6.6401062416998672E-7,0,{"$f":"AQ48/1004","v":1.1022576361221779E-4},10385.380938209644]
[25452.3515625,4.5,0,{"$f":"$A51*($D$41)/2","v":82374.931064997247},100680.47130166332,118986.01153832936,137291.55177499543,155597.0920116615,173902.63224832751,192208.17248499359,0,0,0,961040.86242496793,null,null,null,3.5,{"$f":"IF($B$4=\"SW\",'Wave Areas'!P118,(IF($B$4=\"N\",'Wave Areas'!B81,(IF($B$4=\"NE\",'Wave Areas'!P82,(IF($B$4=\"E\",'Wave Areas'!B99,(IF($B$4=\"SE\",'Wave Areas'!P100,(IF($B$4=\"S\",'Wave Areas'!B117,(IF($B$4=\"W\",'Wave Areas'!B135,(IF($B$4=\"NW\",'Wave Areas'!P136,0)))))))))))))))","v":0},{"$f":"IF($B$4=\"SW\",'Wave Areas'!Q118,(IF($B$4=\"N\",'Wave Areas'!C81,(IF($B$4=\"NE\",'Wave Areas'!Q82,(IF($B$4=\"E\",'Wave Areas'!C99,(IF($B$4=\"SE\",'Wave Areas'!Q100,(IF($B$4=\"S\",'Wave Areas'!C117,(IF($B$4=\"W\",'Wave Areas'!C135,(IF($B$4=\"NW\",'Wave Areas'!Q136,0)))))))))))))))","v":0},{"$f":"IF($B$4=\"SW\",'Wave Areas'!R118,(IF($B$4=\"N\",'Wave Areas'!D81,(IF($B$4=\"NE\",'Wave Areas'!R82,(IF($B$4=\"E\",'Wave Areas'!D99,(IF($B$4=\"SE\",'Wave Areas'!R100,(IF($B$4=\"S\",'Wave Areas'!D117,(IF($B$4=\"W\",'Wave Areas'!D135,(IF($B$4=\"NW\",'Wave Areas'!R136,0)))))))))))))))","v":12},{"$f":"IF($B$4=\"SW\",'Wave Areas'!S118,(IF($B$4=\"N\",'Wave Areas'!E81,(IF($B$4=\"NE\",'Wave Areas'!S82,(IF($B$4=\"E\",'Wave Areas'!E99,(IF($B$4=\"SE\",'Wave Areas'!S100,(IF($B$4=\"S\",'Wave Areas'!E117,(IF($B$4=\"W\",'Wave Areas'!E135,(IF($B$4=\"NW\",'Wave Areas'!S136,0)))))))))))))))","v":67},{"$f":"IF($B$4=\"SW\",'Wave Areas'!T118,(IF($B$4=\"N\",'Wave Areas'!F81,(IF($B$4=\"NE\",'Wave Areas'!T82,(IF($B$4=\"E\",'Wave Areas'!F99,(IF($B$4=\"SE\",'Wave Areas'!T100,(IF($B$4=\"S\",'Wave Areas'!F117,(IF($B$4=\"W\",'Wave Areas'!F135,(IF($B$4=\"NW\",'Wave Areas'!T136,0)))))))))))))))","v":143},{"$f":"IF($B$4=\"SW\",'Wave Areas'!U118,(IF($B$4=\"N\",'Wave Areas'!G81,(IF($B$4=\"NE\",'Wave Areas'!U82,(IF($B$4=\"E\",'Wave Areas'!G99,(IF($B$4=\"SE\",'Wave Areas'!U100,(IF($B$4=\"S\",'Wave Areas'!G117,(IF($B$4=\"W\",'Wave Areas'!G135,(IF($B$4=\"NW\",'Wave Areas'!U136,0)))))))))))))))","v":147},{"$f":"IF($B$4=\"SW\",'Wave Areas'!V118,(IF($B$4=\"N\",'Wave Areas'!H81,(IF($B$4=\"NE\",'Wave Areas'!V82,(IF($B$4=\"E\",'Wave Areas'!H99,(IF($B$4=\"SE\",'Wave Areas'!V100,(IF($B$4=\"S\",'Wave Areas'!H117,(IF($B$4=\"W\",'Wave Areas'!H135,(IF($B$4=\"NW\",'Wave Areas'!V136,0)))))))))))))))","v":88},{"$f":"IF($B$4=\"SW\",'Wave Areas'!W118,(IF($B$4=\"N\",'Wave Areas'!I81,(IF($B$4=\"NE\",'Wave Areas'!W82,(IF($B$4=\"E\",'Wave Areas'!I99,(IF($B$4=\"SE\",'Wave Areas'!W100,(IF($B$4=\"S\",'Wave Areas'!I117,(IF($B$4=\"W\",'Wave Areas'!I135,(IF($B$4=\"NW\",'Wave Areas'!W136,0)))))))))))))))","v":34},{"$f":"IF($B$4=\"SW\",'Wave Areas'!X118,(IF($B$4=\"N\",'Wave Areas'!J81,(IF($B$4=\"NE\",'Wave Areas'!X82,(IF($B$4=\"E\",'Wave Areas'!J99,(IF($B$4=\"SE\",'Wave Areas'!X100,(IF($B$4=\"S\",'Wave Areas'!J117,(IF($B$4=\"W\",'Wave Areas'!J135,(IF($B$4=\"NW\",'Wave Areas'!X136,0)))))))))))))))","v":9},{"$f":"IF($B$4=\"SW\",'Wave Areas'!Y118,(IF($B$4=\"N\",'Wave Areas'!K81,(IF($B$4=\"NE\",'Wave Areas'!Y82,(IF($B$4=\"E\",'Wave Areas'!K99,(IF($B$4=\"SE\",'Wave Areas'!Y100,(IF($B$4=\"S\",'Wave Areas'!K117,(IF($B$4=\"W\",'Wave Areas'!K135,(IF($B$4=\"NW\",'Wave Areas'!Y136,0)))))))))))))))","v":3},{"$f":"IF($B$4=\"SW\",'Wave Areas'!Z118,(IF($B$4=\"N\",'Wave Areas'!L81,(IF($B$4=\"NE\",'Wave Areas'!Z82,(IF($B$4=\"E\",'Wave Areas'!L99,(IF($B$4=\"SE\",'Wave Areas'!Z100,(IF($B$4=\"S\",'Wave Areas'!L117,(IF($B$4=\"W\",'Wave Areas'!L135,(IF($B$4=\"NW\",'Wave Areas'!Z136,0)))))))))))))))","v":0},null,3.5,0,0,4.0000000000000001E-3,2.2333333333333334E-2,4.766666666666667E-2,4.9000000000000002E-2,2.9333333333333333E-2,1.1333333333333334E-2,3.0000000000000001E-3,1E-3,0,0.16766666666666669,null,3.5,0,0,243.62188117439518,1607.5352916886227,3958.8555690839221,4612.2051595061639,3085.8771615423384,1317.7729027160467,9.9601593625498007E-7,0,2.5099601593625499E-4,14825.868217703521]
[38021.4140625,5.5,0,0,150399.22256174395,177744.53575478832,205089.84894783268,232435.16214087704,259780.47533392135,287125.78852696571,0,0,0,1312575.0332661292,null,null,null,4.5,{"$f":"IF($B$4=\"SW\",'Wave Areas'!P119,(IF($B$4=\"N\",'Wave Areas'!B82,(IF($B$4=\"NE\",'Wave Areas'!P83,(IF($B$4=\"E\",'Wave Areas'!B100,(IF($B$4=\"SE\",'Wave Areas'!P101,(IF($B$4=\"S\",'Wave Areas'!B118,(IF($B$4=\"W\",'Wave Areas'!B136,(IF($B$4=\"NW\",'Wave Areas'!P137,0)))))))))))))))","v":0},{"$f":"IF($B$4=\"SW\",'Wave Areas'!Q119,(IF($B$4=\"N\",'Wave Areas'!C82,(IF($B$4=\"NE\",'Wave Areas'!Q83,(IF($B$4=\"E\",'Wave Areas'!C100,(IF($B$4=\"SE\",'Wave Areas'!Q101,(IF($B$4=\"S\",'Wave Areas'!C118,(IF($B$4=\"W\",'Wave Areas'!C136,(IF($B$4=\"NW\",'Wave Areas'!Q137,0)))))))))))))))","v":0},{"$f":"IF($B$4=\"SW\",'Wave Areas'!R119,(IF($B$4=\"N\",'Wave Areas'!D82,(IF($B$4=\"NE\",'Wave Areas'!R83,(IF($B$4=\"E\",'Wave Areas'!D100,(IF($B$4=\"SE\",'Wave Areas'!R101,(IF($B$4=\"S\",'Wave Areas'!D118,(IF($B$4=\"W\",'Wave Areas'!D136,(IF($B$4=\"NW\",'Wave Areas'!R137,0)))))))))))))))","v":4},{"$f":"IF($B$4=\"SW\",'Wave Areas'!S119,(IF($B$4=\"N\",'Wave Areas'!E82,(IF($B$4=\"NE\",'Wave Areas'!S83,(IF($B$4=\"E\",'Wave Areas'!E100,(IF($B$4=\"SE\",'Wave Areas'!S101,(IF($B$4=\"S\",'Wave Areas'!E118,(IF($B$4=\"W\",'Wave Areas'!E136,(IF($B$4=\"NW\",'Wave Areas'!S137,0)))))))))))))))","v":29},{"$f":"IF($B$4=\"SW\",'Wave Areas'!T119,(IF($B$4=\"N\",'Wave Areas'!F82,(IF($B$4=\"NE\",'Wave Areas'!T83,(IF($B$4=\"E\",'Wave Areas'!F100,(IF($B$4=\"SE\",'Wave Areas'!T101,(IF($B$4=\"S\",'Wave Areas'!F118,(IF($B$4=\"W\",'Wave Areas'!F136,(IF($B$4=\"NW\",'Wave Areas'!T137,0)))))))))))))))","v":74},{"$f":"IF($B$4=\"SW\",'Wave Areas'!U119,(IF($B$4=\"N\",'Wave Areas'!G82,(IF($B$4=\"NE\",'Wave Areas'!U83,(IF($B$4=\"E\",'Wave Areas'!G100,(IF($B$4=\"SE\",'Wave Areas'!U101,(IF($B$4=\"S\",'Wave Areas'!G118,(IF($B$4=\"W\",'Wave Areas'!G136,(IF($B$4=\"NW\",'Wave Areas'!U137,0)))))))))))))))","v":93},{"$f":"IF($B$4=\"SW\",'Wave Areas'!V119,(IF($B$4=\"N\",'Wave Areas'!H82,(IF($B$4=\"NE\",'Wave Areas'!V83,(IF($B$4=\"E\",'Wave Areas'!H100,(IF($B$4=\"SE\",'Wave Areas'!V101,(IF($B$4=\"S\",'Wave Areas'!H118,(IF($B$4=\"W\",'Wave Areas'!H136,(IF($B$4=\"NW\",'Wave Areas'!V137,0)))))))))))))))","v":66},{"$f":"IF($B$4=\"SW\",'Wave Areas'!W119,(IF($B$4=\"N\",'Wave Areas'!I82,(IF($B$4=\"NE\",'Wave Areas'!W83,(IF($B$4=\"E\",'Wave Areas'!I100,(IF($B$4=\"SE\",'Wave Areas'!W101,(IF($B$4=\"S\",'Wave Areas'!I118,(IF($B$4=\"W\",'Wave Areas'!I136,(IF($B$4=\"NW\",'Wave Areas'!W137,0)))))))))))))))","v":31},{"$f":"IF($B$4=\"SW\",'Wave Areas'!X119,(IF($B$4=\"N\",'Wave Areas'!J82,(IF($B$4=\"NE\",'Wave Areas'!X83,(IF($B$4=\"E\",'Wave Areas'!J100,(IF($B$4=\"SE\",'Wave Areas'!X101,(IF($B$4=\"S\",'Wave Areas'!J118,(IF($B$4=\"W\",'Wave Areas'!J136,(IF($B$4=\"NW\",'Wave Areas'!X137,0)))))))))))))))","v":9},{"$f":"IF($B$4=\"SW\",'Wave Areas'!Y119,(IF($B$4=\"N\",'Wave Areas'!K82,(IF($B$4=\"NE\",'Wave Areas'!Y83,(IF($B$4=\"E\",'Wave Areas'!K100,(IF($B$4=\"SE\",'Wave Areas'!Y101,(IF($B$4=\"S\",'Wave Areas'!K118,(IF($B$4=\"W\",'Wave Areas'!K136,(IF($B$4=\"NW\",'Wave Areas'!Y137,0)))))))))))))))","v":3},{"$f":"IF($B$4=\"SW\",'Wave Areas'!Z119,(IF($B$4=\"N\",'Wave Areas'!L82,(IF($B$4=\"NE\",'Wave Areas'!Z83,(IF($B$4=\"E\",'Wave Areas'!L100,(IF($B$4=\"SE\",'Wave Areas'!Z101,(IF($B$4=\"S\",'Wave Areas'!L118,(IF($B$4=\"W\",'Wave Areas'!L136,(IF($B$4=\"NW\",'Wave Areas'!Z137,0)))))))))))))))","v":1},null,4.5,0,0,1.3333333333333333E-3,9.6666666666666672E-3,2.4666666666666667E-2,3.1E-2,2.1999999999999999E-2,1.0333333333333333E-2,3.0000000000000001E-3,1E-3,3.3333333333333332E-4,0.10333333333333335,null,4.5,0,0,134.24062840221777,1150.1981115371839,3386.5249437832208,4823.5098523615061,3825.857909463205,1986.1511156782669,9.9601593625498007E-7,3.3200531208499336E-7,2.3705179282868528E-4,15306.482799605415]
[53104.2890625,6.5,0,0,210061.72407384074,248254.76481453903,286447.8055552374,324640.84629593574,362833.88703663397,401026.92777733231,0,0,0,1833265.9555535191,null,null,null,5.5,{"$f":"IF($B$4=\"SW\",'Wave Areas'!P120,(IF($B$4=\"N\",'Wave Areas'!B83,(IF($B$4=\"NE\",'Wave Areas'!P84,(IF($B$4=\"E\",'Wave Areas'!B101,(IF($B$4=\"SE\",'Wave Areas'!P102,(IF($B$4=\"S\",'Wave Areas'!B119,(IF($B$4=\"W\",'Wave Areas'!B137,(IF($B$4=\"NW\",'Wave Areas'!P138,0)))))))))))))))","v":0},{"$f":"IF($B$4=\"SW\",'Wave Areas'!Q120,(IF($B$4=\"N\",'Wave Areas'!C83,(IF($B$4=\"NE\",'Wave Areas'!Q84,(IF($B$4=\"E\",'Wave Areas'!C101,(IF($B$4=\"SE\",'Wave Areas'!Q102,(IF($B$4=\"S\",'Wave Areas'!C119,(IF($B$4=\"W\",'Wave Areas'!C137,(IF($B$4=\"NW\",'Wave Areas'!Q138,0)))))))))))))))","v":0},{"$f":"IF($B$4=\"SW\",'Wave Areas'!R120,(IF($B$4=\"N\",'Wave Areas'!D83,(IF($B$4=\"NE\",'Wave Areas'!R84,(IF($B$4=\"E\",'Wave Areas'!D101,(IF($B$4=\"SE\",'Wave Areas'!R102,(IF($B$4=\"S\",'Wave Areas'!D119,(IF($B$4=\"W\",'Wave Areas'!D137,(IF($B$4=\"NW\",'Wave Areas'!R138,0)))))))))))))))","v":1},{"$f":"IF($B$4=\"SW\",'Wave Areas'!S120,(IF($B$4=\"N\",'Wave Areas'!E83,(IF($B$4=\"NE\",'Wave Areas'!S84,(IF($B$4=\"E\",'Wave Areas'!E101,(IF($B$4=\"SE\",'Wave Areas'!S102,(IF($B$4=\"S\",'Wave Areas'!E119,(IF($B$4=\"W\",'Wave Areas'!E137,(IF($B$4=\"NW\",'Wave Areas'!S138,0)))))))))))))))","v":11},{"$f":"IF($B$4=\"SW\",'Wave Areas'!T120,(IF($B$4=\"N\",'Wave Areas'!F83,(IF($B$4=\"NE\",'Wave Areas'!T84,(IF($B$4=\"E\",'Wave Areas'!F101,(IF($B$4=\"SE\",'Wave Areas'!T102,(IF($B$4=\"S\",'Wave Areas'!F119,(IF($B$4=\"W\",'Wave Areas'!F137,(IF($B$4=\"NW\",'Wave Areas'!T138,0)))))))))))))))","v":36},{"$f":"IF($B$4=\"SW\",'Wave Areas'!U120,(IF($B$4=\"N\",'Wave Areas'!G83,(IF($B$4=\"NE\",'Wave Areas'!U84,(IF($B$4=\"E\",'Wave Areas'!G101,(IF($B$4=\"SE\",'Wave Areas'!U102,(IF($B$4=\"S\",'Wave Areas'!G119,(IF($B$4=\"W\",'Wave Areas'!G137,(IF($B$4=\"NW\",'Wave Areas'!U138,0)))))))))))))))","v":51},{"$f":"IF($B$4=\"SW\",'Wave Areas'!V120,(IF($B$4=\"N\",'Wave Areas'!H83,(IF($B$4=\"NE\",'Wave Areas'!V84,(IF($B$4=\"E\",'Wave Areas'!H101,(IF($B$4=\"SE\",'Wave Areas'!V102,(IF($B$4=\"S\",'Wave Areas'!H119,(IF($B$4=\"W\",'Wave Areas'!H137,(IF($B$4=\"NW\",'Wave Areas'!V138,0)))))))))))))))","v":43},{"$f":"IF($B$4=\"SW\",'Wave Areas'!W120,(IF($B$4=\"N\",'Wave Areas'!I83,(IF($B$4=\"NE\",'Wave Areas'!W84,(IF($B$4=\"E\",'Wave Areas'!I101,(IF($B$4=\"SE\",'Wave Areas'!W102,(IF($B$4=\"S\",'Wave Areas'!I119,(IF($B$4=\"W\",'Wave Areas'!I137,(IF($B$4=\"NW\",'Wave Areas'!W138,0)))))))))))))))","v":23},{"$f":"IF($B$4=\"SW\",'Wave Areas'!X120,(IF($B$4=\"N\",'Wave Areas'!J83,(IF($B$4=\"NE\",'Wave Areas'!X84,(IF($B$4=\"E\",'Wave Areas'!J101,(IF($B$4=\"SE\",'Wave Areas'!X102,(IF($B$4=\"S\",'Wave Areas'!J119,(IF($B$4=\"W\",'Wave Areas'!J137,(IF($B$4=\"NW\",'Wave Areas'!X138,0)))))))))))))))","v":9},{"$f":"IF($B$4=\"SW\",'Wave Areas'!Y120,(IF($B$4=\"N\",'Wave Areas'!K83,(IF($B$4=\"NE\",'Wave Areas'!Y84,(IF($B$4=\"E\",'Wave Areas'!K101,(IF($B$4=\"SE\",'Wave Areas'!Y102,(IF($B$4=\"S\",'Wave Areas'!K119,(IF($B$4=\"W\",'Wave Areas'!K137,(IF($B$4=\"NW\",'Wave Areas'!Y138,0)))))))))))))))","v":2},{"$f":"IF($B$4=\"SW\",'Wave Areas'!Z120,(IF($B$4=\"N\",'Wave Areas'!L83,(IF($B$4=\"NE\",'Wave Areas'!Z84,(IF($B$4=\"E\",'Wave Areas'!L101,(IF($B$4=\"SE\",'Wave Areas'!Z102,(IF($B$4=\"S\",'Wave Areas'!L119,(IF($B$4=\"W\",'Wave Areas'!L137,(IF($B$4=\"NW\",'Wave Areas'!Z138,0)))))))))))))))","v":0},null,5.5,0,0,3.3333333333333332E-4,3.6666666666666666E-3,1.2E-2,1.7000000000000001E-2,1.4333333333333333E-2,7.6666666666666662E-3,3.0000000000000001E-3,6.6666666666666664E-4,0,5.8666666666666679E-2,null,5.5,0,{"$f":"AH53/1004","v":3.3200531208499336E-7},{"$f":"E52*AH53","v":50.133074187247985},651.7299644342238,2461.078187373992,3951.3977563949102,3723.5201464528727,2201.2977120400706,6.6401062416998672E-7,0,1.6699867197875168E-4,13039.157008878006]
[70700.9765625,7.5,0,0,0,330516.69871758157,381365.42159720953,432214.14447683748,483062.86735646531,0,0,0,0,1627159.132148094,null,null,null,6.5,{"$f":"IF($B$4=\"SW\",'Wave Areas'!P121,(IF($B$4=\"N\",'Wave Areas'!B84,(IF($B$4=\"NE\",'Wave Areas'!P85,(IF($B$4=\"E\",'Wave Areas'!B102,(IF($B$4=\"SE\",'Wave Areas'!P103,(IF($B$4=\"S\",'Wave Areas'!B120,(IF($B$4=\"W\",'Wave Areas'!B138,(IF($B$4=\"NW\",'Wave Areas'!P139,0)))))))))))))))","v":0},{"$f":"IF($B$4=\"SW\",'Wave Areas'!Q121,(IF($B$4=\"N\",'Wave Areas'!C84,(IF($B$4=\"NE\",'Wave Areas'!Q85,(IF($B$4=\"E\",'Wave Areas'!C102,(IF($B$4=\"SE\",'Wave Areas'!Q103,(IF($B$4=\"S\",'Wave Areas'!C120,(IF($B$4=\"W\",'Wave Areas'!C138,(IF($B$4=\"NW\",'Wave Areas'!Q139,0)))))))))))))))","v":0},{"$f":"IF($B$4=\"SW\",'Wave Areas'!R121,(IF($B$4=\"N\",'Wave Areas'!D84,(IF($B$4=\"NE\",'Wave Areas'!R85,(IF($B$4=\"E\",'Wave Areas'!D102,(IF($B$4=\"SE\",'Wave Areas'!R103,(IF($B$4=\"S\",'Wave Areas'!D120,(IF($B$4=\"W\",'Wave Areas'!D138,(IF($B$4=\"NW\",'Wave Areas'!R139,0)))))))))))))))","v":0},{"$f":"IF($B$4=\"SW\",'Wave Areas'!S121,(IF($B$4=\"N\",'Wave Areas'!E84,(IF($B$4=\"NE\",'Wave Areas'!S85,(IF($B$4=\"E\",'Wave Areas'!E102,(IF($B$4=\"SE\",'Wave Areas'!S103,(IF($B$4=\"S\",'Wave Areas'!E120,(IF($B$4=\"W\",'Wave Areas'!E138,(IF($B$4=\"NW\",'Wave Areas'!S139,0)))))))))))))))","v":4},{"$f":"IF($B$4=\"SW\",'Wave Areas'!T121,(IF($B$4=\"N\",'Wave Areas'!F84,(IF($B$4=\"NE\",'Wave Areas'!T85,(IF($B$4=\"E\",'Wave Areas'!F102,(IF($B$4=\"SE\",'Wave Areas'!T103,(IF($B$4=\"S\",'Wave Areas'!F120,(IF($B$4=\"W\",'Wave Areas'!F138,(IF($B$4=\"NW\",'Wave Areas'!T139,0)))))))))))))))","v":16},{"$f":"IF($B$4=\"SW\",'Wave Areas'!U121,(IF($B$4=\"N\",'Wave Areas'!G84,(IF($B$4=\"NE\",'Wave Areas'!U85,(IF($B$4=\"E\",'Wave Areas'!G102,(IF($B$4=\"SE\",'Wave Areas'!U103,(IF($B$4=\"S\",'Wave Areas'!G120,(IF($B$4=\"W\",'Wave Areas'!G138,(IF($B$4=\"NW\",'Wave Areas'!U139,0)))))))))))))))","v":28},{"$f":"IF($B$4=\"SW\",'Wave Areas'!V121,(IF($B$4=\"N\",'Wave Areas'!H84,(IF($B$4=\"NE\",'Wave Areas'!V85,(IF($B$4=\"E\",'Wave Areas'!H102,(IF($B$4=\"SE\",'Wave Areas'!V103,(IF($B$4=\"S\",'Wave Areas'!H120,(IF($B$4=\"W\",'Wave Areas'!H138,(IF($B$4=\"NW\",'Wave Areas'!V139,0)))))))))))))))","v":26},{"$f":"IF($B$4=\"SW\",'Wave Areas'!W121,(IF($B$4=\"N\",'Wave Areas'!I84,(IF($B$4=\"NE\",'Wave Areas'!W85,(IF($B$4=\"E\",'Wave Areas'!I102,(IF($B$4=\"SE\",'Wave Areas'!W103,(IF($B$4=\"S\",'Wave Areas'!I120,(IF($B$4=\"W\",'Wave Areas'!I138,(IF($B$4=\"NW\",'Wave Areas'!W139,0)))))))))))))))","v":16},{"$f":"IF($B$4=\"SW\",'Wave Areas'!X121,(IF($B$4=\"N\",'Wave Areas'!J84,(IF($B$4=\"NE\",'Wave Areas'!X85,(IF($B$4=\"E\",'Wave Areas'!J102,(IF($B$4=\"SE\",'Wave Areas'!X103,(IF($B$4=\"S\",'Wave Areas'!J120,(IF($B$4=\"W\",'Wave Areas'!J138,(IF($B$4=\"NW\",'Wave Areas'!X139,0)))))))))))))))","v":7},{"$f":"IF($B$4=\"SW\",'Wave Areas'!Y121,(IF($B$4=\"N\",'Wave Areas'!K84,(IF($B$4=\"NE\",'Wave Areas'!Y85,(IF($B$4=\"E\",'Wave Areas'!K102,(IF($B$4=\"SE\",'Wave Areas'!Y103,(IF($B$4=\"S\",'Wave Areas'!K120,(IF($B$4=\"W\",'Wave Areas'!K138,(IF($B$4=\"NW\",'Wave Areas'!Y139,0)))))))))))))))","v":2},{"$f":"IF($B$4=\"SW\",'Wave Areas'!Z121,(IF($B$4=\"N\",'Wave Areas'!L84,(IF($B$4=\"NE\",'Wave Areas'!Z85,(IF($B$4=\"E\",'Wave Areas'!L102,(IF($B$4=\"SE\",'Wave Areas'!Z103,(IF($B$4=\"S\",'Wave Areas'!L120,(IF($B$4=\"W\",'Wave Areas'!L138,(IF($B$4=\"NW\",'Wave Areas'!Z139,0)))))))))))))))","v":0},null,6.5,0,0,0,1.3333333333333333E-3,5.3333333333333332E-3,9.3333333333333341E-3,8.6666666666666663E-3,5.3333333333333332E-3,2.3333333333333335E-3,6.6666666666666664E-4,0,3.3000000000000002E-2,null,6.5,0,0,0,331.006353086052,1527.7216296279328,3029.9812320954006,3144.5603543174943,2138.8102814791055,6.6401062416998672E-7,0,1.0292164674634795E-4,10172.079954191644]
[90811.4765625,8.5,0,0,0,424530.33746391587,489842.69707374915,555155.05668358237,620467.41629341547,0,0,0,0,2089995.5075146628,null,null,null,7.5,{"$f":"IF($B$4=\"SW\",'Wave Areas'!P122,(IF($B$4=\"N\",'Wave Areas'!B85,(IF($B$4=\"NE\",'Wave Areas'!P86,(IF($B$4=\"E\",'Wave Areas'!B103,(IF($B$4=\"SE\",'Wave Areas'!P104,(IF($B$4=\"S\",'Wave Areas'!B121,(IF($B$4=\"W\",'Wave Areas'!B139,(IF($B$4=\"NW\",'Wave Areas'!P140,0)))))))))))))))","v":0},{"$f":"IF($B$4=\"SW\",'Wave Areas'!Q122,(IF($B$4=\"N\",'Wave Areas'!C85,(IF($B$4=\"NE\",'Wave Areas'!Q86,(IF($B$4=\"E\",'Wave Areas'!C103,(IF($B$4=\"SE\",'Wave Areas'!Q104,(IF($B$4=\"S\",'Wave Areas'!C121,(IF($B$4=\"W\",'Wave Areas'!C139,(IF($B$4=\"NW\",'Wave Areas'!Q140,0)))))))))))))))","v":0},{"$f":"IF($B$4=\"SW\",'Wave Areas'!R122,(IF($B$4=\"N\",'Wave Areas'!D85,(IF($B$4=\"NE\",'Wave Areas'!R86,(IF($B$4=\"E\",'Wave Areas'!D103,(IF($B$4=\"SE\",'Wave Areas'!R104,(IF($B$4=\"S\",'Wave Areas'!D121,(IF($B$4=\"W\",'Wave Areas'!D139,(IF($B$4=\"NW\",'Wave Areas'!R140,0)))))))))))))))","v":0},{"$f":"IF($B$4=\"SW\",'Wave Areas'!S122,(IF($B$4=\"N\",'Wave Areas'!E85,(IF($B$4=\"NE\",'Wave Areas'!S86,(IF($B$4=\"E\",'Wave Areas'!E103,(IF($B$4=\"SE\",'Wave Areas'!S104,(IF($B$4=\"S\",'Wave Areas'!E121,(IF($B$4=\"W\",'Wave Areas'!E139,(IF($B$4=\"NW\",'Wave Areas'!S140,0)))))))))))))))","v":2},{"$f":"IF($B$4=\"SW\",'Wave Areas'!T122,(IF($B$4=\"N\",'Wave Areas'!F85,(IF($B$4=\"NE\",'Wave Areas'!T86,(IF($B$4=\"E\",'Wave Areas'!F103,(IF($B$4=\"SE\",'Wave Areas'!T104,(IF($B$4=\"S\",'Wave Areas'!F121,(IF($B$4=\"W\",'Wave Areas'!F139,(IF($B$4=\"NW\",'Wave Areas'!T140,0)))))))))))))))","v":7},{"$f":"IF($B$4=\"SW\",'Wave Areas'!U122,(IF($B$4=\"N\",'Wave Areas'!G85,(IF($B$4=\"NE\",'Wave Areas'!U86,(IF($B$4=\"E\",'Wave Areas'!G103,(IF($B$4=\"SE\",'Wave Areas'!U104,(IF($B$4=\"S\",'Wave Areas'!G121,(IF($B$4=\"W\",'Wave Areas'!G139,(IF($B$4=\"NW\",'Wave Areas'!U140,0)))))))))))))))","v":13},{"$f":"IF($B$4=\"SW\",'Wave Areas'!V122,(IF($B$4=\"N\",'Wave Areas'!H85,(IF($B$4=\"NE\",'Wave Areas'!V86,(IF($B$4=\"E\",'Wave Areas'!H103,(IF($B$4=\"SE\",'Wave Areas'!V104,(IF($B$4=\"S\",'Wave Areas'!H121,(IF($B$4=\"W\",'Wave Areas'!H139,(IF($B$4=\"NW\",'Wave Areas'!V140,0)))))))))))))))","v":14},{"$f":"IF($B$4=\"SW\",'Wave Areas'!W122,(IF($B$4=\"N\",'Wave Areas'!I85,(IF($B$4=\"NE\",'Wave Areas'!W86,(IF($B$4=\"E\",'Wave Areas'!I103,(IF($B$4=\"SE\",'Wave Areas'!W104,(IF($B$4=\"S\",'Wave Areas'!I121,(IF($B$4=\"W\",'Wave Areas'!I139,(IF($B$4=\"NW\",'Wave Areas'!W140,0)))))))))))))))","v":10},{"$f":"IF($B$4=\"SW\",'Wave Areas'!X122,(IF($B$4=\"N\",'Wave Areas'!J85,(IF($B$4=\"NE\",'Wave Areas'!X86,(IF($B$4=\"E\",'Wave Areas'!J103,(IF($B$4=\"SE\",'Wave Areas'!X104,(IF($B$4=\"S\",'Wave Areas'!J121,(IF($B$4=\"W\",'Wave Areas'!J139,(IF($B$4=\"NW\",'Wave Areas'!X140,0)))))))))))))))","v":4},{"$f":"IF($B$4=\"SW\",'Wave Areas'!Y122,(IF($B$4=\"N\",'Wave Areas'!K85,(IF($B$4=\"NE\",'Wave Areas'!Y86,(IF($B$4=\"E\",'Wave Areas'!K103,(IF($B$4=\"SE\",'Wave Areas'!Y104,(IF($B$4=\"S\",'Wave Areas'!K121,(IF($B$4=\"W\",'Wave Areas'!K139,(IF($B$4=\"NW\",'Wave Areas'!Y140,0)))))))))))))))","v":1},{"$f":"IF($B$4=\"SW\",'Wave Areas'!Z122,(IF($B$4=\"N\",'Wave Areas'!L85,(IF($B$4=\"NE\",'Wave Areas'!Z86,(IF($B$4=\"E\",'Wave Areas'!L103,(IF($B$4=\"SE\",'Wave Areas'!Z104,(IF($B$4=\"S\",'Wave Areas'!L121,(IF($B$4=\"W\",'Wave Areas'!L139,(IF($B$4=\"NW\",'Wave Areas'!Z140,0)))))))))))))))","v":0},null,7.5,0,0,0,6.6666666666666664E-4,2.3333333333333335E-3,4.3333333333333331E-3,4.6666666666666671E-3,3.3333333333333335E-3,1.3333333333333333E-3,3.3333333333333332E-4,0,1.7000000000000001E-2,null,7.5,0,0,{"$f":"AI55/1004","v":6.6401062416998672E-7},{"$f":"F54*AI55","v":220.34446581172105},889.85265039348894,1872.9279593996289,2254.2933809968381,{"$f":"AN55/1004","v":1.3280212483399734E-6},3.3200531208499336E-7,0,5.8432934926958841E-5,5237.4185173586493]
[113435.7890625,9.5,0,0,0,0,611879.63198485621,693463.58291617036,0,0,0,0,0,1305343.2149010266,null,null,null,8.5,{"$f":"IF($B$4=\"SW\",'Wave Areas'!P123,(IF($B$4=\"N\",'Wave Areas'!B86,(IF($B$4=\"NE\",'Wave Areas'!P87,(IF($B$4=\"E\",'Wave Areas'!B104,(IF($B$4=\"SE\",'Wave Areas'!P105,(IF($B$4=\"S\",'Wave Areas'!B122,(IF($B$4=\"W\",'Wave Areas'!B140,(IF($B$4=\"NW\",'Wave Areas'!P141,0)))))))))))))))","v":0},{"$f":"IF($B$4=\"SW\",'Wave Areas'!Q123,(IF($B$4=\"N\",'Wave Areas'!C86,(IF($B$4=\"NE\",'Wave Areas'!Q87,(IF($B$4=\"E\",'Wave Areas'!C104,(IF($B$4=\"SE\",'Wave Areas'!Q105,(IF($B$4=\"S\",'Wave Areas'!C122,(IF($B$4=\"W\",'Wave Areas'!C140,(IF($B$4=\"NW\",'Wave Areas'!Q141,0)))))))))))))))","v":0},{"$f":"IF($B$4=\"SW\",'Wave Areas'!R123,(IF($B$4=\"N\",'Wave Areas'!D86,(IF($B$4=\"NE\",'Wave Areas'!R87,(IF($B$4=\"E\",'Wave Areas'!D104,(IF($B$4=\"SE\",'Wave Areas'!R105,(IF($B$4=\"S\",'Wave Areas'!D122,(IF($B$4=\"W\",'Wave Areas'!D140,(IF($B$4=\"NW\",'Wave Areas'!R141,0)))))))))))))))","v":0},{"$f":"IF($B$4=\"SW\",'Wave Areas'!S123,(IF($B$4=\"N\",'Wave Areas'!E86,(IF($B$4=\"NE\",'Wave Areas'!S87,(IF($B$4=\"E\",'Wave Areas'!E104,(IF($B$4=\"SE\",'Wave Areas'!S105,(IF($B$4=\"S\",'Wave Areas'!E122,(IF($B$4=\"W\",'Wave Areas'!E140,(IF($B$4=\"NW\",'Wave Areas'!S141,0)))))))))))))))","v":0},{"$f":"IF($B$4=\"SW\",'Wave Areas'!T123,(IF($B$4=\"N\",'Wave Areas'!F86,(IF($B$4=\"NE\",'Wave Areas'!T87,(IF($B$4=\"E\",'Wave Areas'!F104,(IF($B$4=\"SE\",'Wave Areas'!T105,(IF($B$4=\"S\",'Wave Areas'!F122,(IF($B$4=\"W\",'Wave Areas'!F140,(IF($B$4=\"NW\",'Wave Areas'!T141,0)))))))))))))))","v":3},{"$f":"IF($B$4=\"SW\",'Wave Areas'!U123,(IF($B$4=\"N\",'Wave Areas'!G86,(IF($B$4=\"NE\",'Wave Areas'!U87,(IF($B$4=\"E\",'Wave Areas'!G104,(IF($B$4=\"SE\",'Wave Areas'!U105,(IF($B$4=\"S\",'Wave Areas'!G122,(IF($B$4=\"W\",'Wave Areas'!G140,(IF($B$4=\"NW\",'Wave Areas'!U141,0)))))))))))))))","v":7},{"$f":"IF($B$4=\"SW\",'Wave Areas'!V123,(IF($B$4=\"N\",'Wave Areas'!H86,(IF($B$4=\"NE\",'Wave Areas'!V87,(IF($B$4=\"E\",'Wave Areas'!H104,(IF($B$4=\"SE\",'Wave Areas'!V105,(IF($B$4=\"S\",'Wave Areas'!H122,(IF($B$4=\"W\",'Wave Areas'!H140,(IF($B$4=\"NW\",'Wave Areas'!V141,0)))))))))))))))","v":7},{"$f":"IF($B$4=\"SW\",'Wave Areas'!W123,(IF($B$4=\"N\",'Wave Areas'!I86,(IF($B$4=\"NE\",'Wave Areas'!W87,(IF($B$4=\"E\",'Wave Areas'!I104,(IF($B$4=\"SE\",'Wave Areas'!W105,(IF($B$4=\"S\",'Wave Areas'!I122,(IF($B$4=\"W\",'Wave Areas'!I140,(IF($B$4=\"NW\",'Wave Areas'!W141,0)))))))))))))))","v":7},{"$f":"IF($B$4=\"SW\",'Wave Areas'!X123,(IF($B$4=\"N\",'Wave Areas'!J86,(IF($B$4=\"NE\",'Wave Areas'!X87,(IF($B$4=\"E\",'Wave Areas'!J104,(IF($B$4=\"SE\",'Wave Areas'!X105,(IF($B$4=\"S\",'Wave Areas'!J122,(IF($B$4=\"W\",'Wave Areas'!J140,(IF($B$4=\"NW\",'Wave Areas'!X141,0)))))))))))))))","v":3},{"$f":"IF($B$4=\"SW\",'Wave Areas'!Y123,(IF($B$4=\"N\",'Wave Areas'!K86,(IF($B$4=\"NE\",'Wave Areas'!Y87,(IF($B$4=\"E\",'Wave Areas'!K104,(IF($B$4=\"SE\",'Wave Areas'!Y105,(IF($B$4=\"S\",'Wave Areas'!K122,(IF($B$4=\"W\",'Wave Areas'!K140,(IF($B$4=\"NW\",'Wave Areas'!Y141,0)))))))))))))))","v":1},{"$f":"IF($B$4=\"SW\",'Wave Areas'!Z123,(IF($B$4=\"N\",'Wave Areas'!L86,(IF($B$4=\"NE\",'Wave Areas'!Z87,(IF($B$4=\"E\",'Wave Areas'!L104,(IF($B$4=\"SE\",'Wave Areas'!Z105,(IF($B$4=\"S\",'Wave Areas'!L122,(IF($B$4=\"W\",'Wave Areas'!L140,(IF($B$4=\"NW\",'Wave Areas'!Z141,0)))))))))))))))","v":0},null,8.5,0,0,0,0,1E-3,2.3333333333333335E-3,2.3333333333333335E-3,2.3333333333333335E-3,1E-3,3.3333333333333332E-4,0,9.3333333333333341E-3,null,8.5,0,0,{"$f":"AI56/1004","v":0},0,489.84269707374915,1295.3617989283589,1447.7573046846362,{"$f":"AN56/1004","v":9.9601593625498007E-7},3.3200531208499336E-7,0,3.2868525896414345E-5,3232.961834883291]
[138573.9140625,10.5,0,0,0,0,0,0,0,0,0,0,0,0,null,null,null,9.5,{"$f":"IF($B$4=\"SW\",'Wave Areas'!P124,(IF($B$4=\"N\",'Wave Areas'!B87,(IF($B$4=\"NE\",'Wave Areas'!P88,(IF($B$4=\"E\",'Wave Areas'!B105,(IF($B$4=\"SE\",'Wave Areas'!P106,(IF($B$4=\"S\",'Wave Areas'!B123,(IF($B$4=\"W\",'Wave Areas'!B141,(IF($B$4=\"NW\",'Wave Areas'!P142,0)))))))))))))))","v":0},{"$f":"IF($B$4=\"SW\",'Wave Areas'!Q124,(IF($B$4=\"N\",'Wave Areas'!C87,(IF($B$4=\"NE\",'Wave Areas'!Q88,(IF($B$4=\"E\",'Wave Areas'!C105,(IF($B$4=\"SE\",'Wave Areas'!Q106,(IF($B$4=\"S\",'Wave Areas'!C123,(IF($B$4=\"W\",'Wave Areas'!C141,(IF($B$4=\"NW\",'Wave Areas'!Q142,0)))))))))))))))","v":0},{"$f":"IF($B$4=\"SW\",'Wave Areas'!R124,(IF($B$4=\"N\",'Wave Areas'!D87,(IF($B$4=\"NE\",'Wave Areas'!R88,(IF($B$4=\"E\",'Wave Areas'!D105,(IF($B$4=\"SE\",'Wave Areas'!R106,(IF($B$4=\"S\",'Wave Areas'!D123,(IF($B$4=\"W\",'Wave Areas'!D141,(IF($B$4=\"NW\",'Wave Areas'!R142,0)))))))))))))))","v":0},{"$f":"IF($B$4=\"SW\",'Wave Areas'!S124,(IF($B$4=\"N\",'Wave Areas'!E87,(IF($B$4=\"NE\",'Wave Areas'!S88,(IF($B$4=\"E\",'Wave Areas'!E105,(IF($B$4=\"SE\",'Wave Areas'!S106,(IF($B$4=\"S\",'Wave Areas'!E123,(IF($B$4=\"W\",'Wave Areas'!E141,(IF($B$4=\"NW\",'Wave Areas'!S142,0)))))))))))))))","v":0},{"$f":"IF($B$4=\"SW\",'Wave Areas'!T124,(IF($B$4=\"N\",'Wave Areas'!F87,(IF($B$4=\"NE\",'Wave Areas'!T88,(IF($B$4=\"E\",'Wave Areas'!F105,(IF($B$4=\"SE\",'Wave Areas'!T106,(IF($B$4=\"S\",'Wave Areas'!F123,(IF($B$4=\"W\",'Wave Areas'!F141,(IF($B$4=\"NW\",'Wave Areas'!T142,0)))))))))))))))","v":3},{"$f":"IF($B$4=\"SW\",'Wave Areas'!U124,(IF($B$4=\"N\",'Wave Areas'!G87,(IF($B$4=\"NE\",'Wave Areas'!U88,(IF($B$4=\"E\",'Wave Areas'!G105,(IF($B$4=\"SE\",'Wave Areas'!U106,(IF($B$4=\"S\",'Wave Areas'!G123,(IF($B$4=\"W\",'Wave Areas'!G141,(IF($B$4=\"NW\",'Wave Areas'!U142,0)))))))))))))))","v":4},{"$f":"IF($B$4=\"SW\",'Wave Areas'!V124,(IF($B$4=\"N\",'Wave Areas'!H87,(IF($B$4=\"NE\",'Wave Areas'!V88,(IF($B$4=\"E\",'Wave Areas'!H105,(IF($B$4=\"SE\",'Wave Areas'!V106,(IF($B$4=\"S\",'Wave Areas'!H123,(IF($B$4=\"W\",'Wave Areas'!H141,(IF($B$4=\"NW\",'Wave Areas'!V142,0)))))))))))))))","v":5},{"$f":"IF($B$4=\"SW\",'Wave Areas'!W124,(IF($B$4=\"N\",'Wave Areas'!I87,(IF($B$4=\"NE\",'Wave Areas'!W88,(IF($B$4=\"E\",'Wave Areas'!I105,(IF($B$4=\"SE\",'Wave Areas'!W106,(IF($B$4=\"S\",'Wave Areas'!I123,(IF($B$4=\"W\",'Wave Areas'!I141,(IF($B$4=\"NW\",'Wave Areas'!W142,0)))))))))))))))","v":3},{"$f":"IF($B$4=\"SW\",'Wave Areas'!X124,(IF($B$4=\"N\",'Wave Areas'!J87,(IF($B$4=\"NE\",'Wave Areas'!X88,(IF($B$4=\"E\",'Wave Areas'!J105,(IF($B$4=\"SE\",'Wave Areas'!X106,(IF($B$4=\"S\",'Wave Areas'!J123,(IF($B$4=\"W\",'Wave Areas'!J141,(IF($B$4=\"NW\",'Wave Areas'!X142,0)))))))))))))))","v":2},{"$f":"IF($B$4=\"SW\",'Wave Areas'!Y124,(IF($B$4=\"N\",'Wave Areas'!K87,(IF($B$4=\"NE\",'Wave Areas'!Y88,(IF($B$4=\"E\",'Wave Areas'!K105,(IF($B$4=\"SE\",'Wave Areas'!Y106,(IF($B$4=\"S\",'Wave Areas'!K123,(IF($B$4=\"W\",'Wave Areas'!K141,(IF($B$4=\"NW\",'Wave Areas'!Y142,0)))))))))))))))","v":1},{"$f":"IF($B$4=\"SW\",'Wave Areas'!Z124,(IF($B$4=\"N\",'Wave Areas'!L87,(IF($B$4=\"NE\",'Wave Areas'!Z88,(IF($B$4=\"E\",'Wave Areas'!L105,(IF($B$4=\"SE\",'Wave Areas'!Z106,(IF($B$4=\"S\",'Wave Areas'!L123,(IF($B$4=\"W\",'Wave Areas'!L141,(IF($B$4=\"NW\",'Wave Areas'!Z142,0)))))))))))))))","v":0},null,9.5,0,0,0,0,1E-3,1.3333333333333333E-3,1.6666666666666668E-3,1E-3,6.6666666666666664E-4,3.3333333333333332E-4,0,6.0000000000000001E-3,null,9.5,0,0,{"$f":"AI57/1004","v":0},{"$f":"AJ57/1004","v":9.9601593625498007E-7},{"$f":"G56*AJ57","v":611.87963198485625},{"$f":"H56*AK57","v":924.61811055489375},{"$f":"AM57/1004","v":9.9601593625498007E-7},{"$f":"AN57/1004","v":6.6401062416998672E-7},3.3200531208499336E-7,0,1.6932270916334664E-5,1536.4977624600688]
["Sub Totals",null,{"$f":"SUM(C47:C57)","v":795.07727654024404},167800.78550277217,565550.79558341741,1423425.249143718,2254293.3809968382,2552831.8828812321,2078243.8026713708,1077314.9420763839,0,0,0,{"$f":"SUM(N47:N56)","v":10120255.916132273},"Total",null,null,10.5,{"$f":"IF($B$4=\"SW\",'Wave Areas'!P125,(IF($B$4=\"N\",'Wave Areas'!B88,(IF($B$4=\"NE\",'Wave Areas'!P89,(IF($B$4=\"E\",'Wave Areas'!B106,(IF($B$4=\"SE\",'Wave Areas'!P107,(IF($B$4=\"S\",'Wave Areas'!B124,(IF($B$4=\"W\",'Wave Areas'!B142,(IF($B$4=\"NW\",'Wave Areas'!P143,0)))))))))))))))","v":0},{"$f":"IF($B$4=\"SW\",'Wave Areas'!Q125,(IF($B$4=\"N\",'Wave Areas'!C88,(IF($B$4=\"NE\",'Wave Areas'!Q89,(IF($B$4=\"E\",'Wave Areas'!C106,(IF($B$4=\"SE\",'Wave Areas'!Q107,(IF($B$4=\"S\",'Wave Areas'!C124,(IF($B$4=\"W\",'Wave Areas'!C142,(IF($B$4=\"NW\",'Wave Areas'!Q143,0)))))))))))))))","v":0},{"$f":"IF($B$4=\"SW\",'Wave Areas'!R125,(IF($B$4=\"N\",'Wave Areas'!D88,(IF($B$4=\"NE\",'Wave Areas'!R89,(IF($B$4=\"E\",'Wave Areas'!D106,(IF($B$4=\"SE\",'Wave Areas'!R107,(IF($B$4=\"S\",'Wave Areas'!D124,(IF($B$4=\"W\",'Wave Areas'!D142,(IF($B$4=\"NW\",'Wave Areas'!R143,0)))))))))))))))","v":0},{"$f":"IF($B$4=\"SW\",'Wave Areas'!S125,(IF($B$4=\"N\",'Wave Areas'!E88,(IF($B$4=\"NE\",'Wave Areas'!S89,(IF($B$4=\"E\",'Wave Areas'!E106,(IF($B$4=\"SE\",'Wave Areas'!S107,(IF($B$4=\"S\",'Wave Areas'!E124,(IF($B$4=\"W\",'Wave Areas'!E142,(IF($B$4=\"NW\",'Wave Areas'!S143,0)))))))))))))))","v":0},{"$f":"IF($B$4=\"SW\",'Wave Areas'!T125,(IF($B$4=\"N\",'Wave Areas'!F88,(IF($B$4=\"NE\",'Wave Areas'!T89,(IF($B$4=\"E\",'Wave Areas'!F106,(IF($B$4=\"SE\",'Wave Areas'!T107,(IF($B$4=\"S\",'Wave Areas'!F124,(IF($B$4=\"W\",'Wave Areas'!F142,(IF($B$4=\"NW\",'Wave Areas'!T143,0)))))))))))))))","v":0},{"$f":"IF($B$4=\"SW\",'Wave Areas'!U125,(IF($B$4=\"N\",'Wave Areas'!G88,(IF($B$4=\"NE\",'Wave Areas'!U89,(IF($B$4=\"E\",'Wave Areas'!G106,(IF($B$4=\"SE\",'Wave Areas'!U107,(IF($B$4=\"S\",'Wave Areas'!G124,(IF($B$4=\"W\",'Wave Areas'!G142,(IF($B$4=\"NW\",'Wave Areas'!U143,0)))))))))))))))","v":4},{"$f":"IF($B$4=\"SW\",'Wave Areas'!V125,(IF($B$4=\"N\",'Wave Areas'!H88,(IF($B$4=\"NE\",'Wave Areas'!V89,(IF($B$4=\"E\",'Wave Areas'!H106,(IF($B$4=\"SE\",'Wave Areas'!V107,(IF($B$4=\"S\",'Wave Areas'!H124,(IF($B$4=\"W\",'Wave Areas'!H142,(IF($B$4=\"NW\",'Wave Areas'!V143,0)))))))))))))))","v":4},{"$f":"IF($B$4=\"SW\",'Wave Areas'!W125,(IF($B$4=\"N\",'Wave Areas'!I88,(IF($B$4=\"NE\",'Wave Areas'!W89,(IF($B$4=\"E\",'Wave Areas'!I106,(IF($B$4=\"SE\",'Wave Areas'!W107,(IF($B$4=\"S\",'Wave Areas'!I124,(IF($B$4=\"W\",'Wave Areas'!I142,(IF($B$4=\"NW\",'Wave Areas'!W143,0)))))))))))))))","v":4},{"$f":"IF($B$4=\"SW\",'Wave Areas'!X125,(IF($B$4=\"N\",'Wave Areas'!J88,(IF($B$4=\"NE\",'Wave Areas'!X89,(IF($B$4=\"E\",'Wave Areas'!J106,(IF($B$4=\"SE\",'Wave Areas'!X107,(IF($B$4=\"S\",'Wave Areas'!J124,(IF($B$4=\"W\",'Wave Areas'!J142,(IF($B$4=\"NW\",'Wave Areas'!X143,0)))))))))))))))","v":1},{"$f":"IF($B$4=\"SW\",'Wave Areas'!Y125,(IF($B$4=\"N\",'Wave Areas'!K88,(IF($B$4=\"NE\",'Wave Areas'!Y89,(IF($B$4=\"E\",'Wave Areas'!K106,(IF($B$4=\"SE\",'Wave Areas'!Y107,(IF($B$4=\"S\",'Wave Areas'!K124,(IF($B$4=\"W\",'Wave Areas'!K142,(IF($B$4=\"NW\",'Wave Areas'!Y143,0)))))))))))))))","v":0},{"$f":"IF($B$4=\"SW\",'Wave Areas'!Z125,(IF($B$4=\"N\",'Wave Areas'!L88,(IF($B$4=\"NE\",'Wave Areas'!Z89,(IF($B$4=\"E\",'Wave Areas'!L106,(IF($B$4=\"SE\",'Wave Areas'!Z107,(IF($B$4=\"S\",'Wave Areas'!L124,(IF($B$4=\"W\",'Wave Areas'!L142,(IF($B$4=\"NW\",'Wave Areas'!Z143,0)))))))))))))))","v":0},null,10.5,0,0,0,0,0,1.3333333333333333E-3,1.3333333333333333E-3,1.3333333333333333E-3,3.3333333333333332E-4,0,0,4.3333333333333331E-3,null,10.5,0,0,{"$f":"AI58/1004","v":0},{"$f":"AJ58/1004","v":0},{"$f":"AK58/1004","v":1.3280212483399734E-6},{"$f":"AL58/1004","v":1.3280212483399734E-6},{"$f":"AM58/1004","v":1.3280212483399734E-6},{"$f":"AN58/1004","v":3.3200531208499336E-7},0,0,9.2961487383798149E-6,1.3612217795484729E-5]
[null,null,null,null,null,null,null,null,null,null,null,null,null,null,null,null,null,"Total Occurences",null,null,null,null,null,null,null,null,null,null,{"$f":"SUM(S48:AC58)","v":3000},null,null,null,null,null,null,null,null,null,null,null,null,null,null,null,"Sub Totals",{"$f":"SUM(AT48:AT58)","v":0.26366070857165785},50.848723211633242,1112.0427371811479,6723.444134464331,17881.235894854075,24191.826064260466,19316.789507043613,8256.2506387042649,4.9800796812748997E-6,3.3200531208499336E-7,9.8572377158034539E-4,{"$f":"SUM(BE48:BE57)","v":77532.702337851733},"Total"]
[]
[null,null,null,null,null,null,null,null,null,null,null,null,null,null,null,null,null,null,null,null,null,null,null,null,null,null,null,null,null,null,null,null,null,null,null,null,null,null,null,null,null,null,null,null,null,null,null,null,null,null,null,null,null,null,null,null,"Min","Max"]
[null,null,null,null,null,null,null,null,null,null,null,null,null,null,null,null,null,null,null,null,null,null,null,null,null,null,null,null,null,null,null,null,null,null,null,null,null,null,null,null,null,null,null,null,null,null,null,null,null,null,null,null,null,"Relevant Wave Heights",null,null,{"$f":"IF((AND($B$6>AS48,$B$6<AS49)),AS48,(IF((AND($B$6>AS49,$B$6<AS50)),AS49,(IF((AND($B$6>AS50,$B$6<AS51)),AS50,(IF((AND($B$6>AS51,$B$6<AS52)),AS51,(IF((AND($B$6>AS52,$B$6<AS53)),AS52,(IF((AND($B$6>AS53,$B$6<AS54)),AS53,(IF((AND($B$6>AS54,$B$6<AS55)),AS54,(IF((AND($B$6>AS55,$B$6<AS56)),AS55,(IF((AND($B$6>AS56,$B$6<AS57)),AS56,(IF((AND($B$6>AS57,$B$6<AS58)),AS57,(IF($B$6>AS58,AS58,\"\")))))))))))))))))))))","v":1.5},{"$f":"IF((AND($B$6>AS48,$B$6<AS49)),AS49,(IF((AND($B$6>AS49,$B$6<AS50)),AS50,(IF((AND($B$6>AS50,$B$6<AS51)),AS51,(IF((AND($B$6>AS51,$B$6<AS52)),AS52,(IF((AND($B$6>AS52,$B$6<AS53)),AS53,(IF((AND($B$6>AS53,$B$6<AS54)),AS54,(IF((AND($B$6>AS54,$B$6<AS55)),AS55,(IF((AND($B$6>AS55,$B$6<AS56)),AS56,(IF((AND($B$6>AS56,$B$6<AS57)),AS57,(IF((AND($B$6>AS57,$B$6<AS58)),AS58,(IF($B$6>AS58,AS58,\"\")))))))))))))))))))))","v":2.5}]
[null,null,null,null,null,null,null,null,null,null,null,null,null,null,null,null,null,null,null,null,null,null,null,null,null,null,null,null,null,null,null,null,null,null,null,null,null,null,null,null,null,null,null,null,null,null,null,null,null,null,null,null,null,"Relevant Power (kW/m)",null,null,{"$f":"(((($B$6-BE62)*((VLOOKUP(BF62,AS48:BE58,13,FALSE))-(VLOOKUP(BE62,AS48:BE58,13,FALSE))))/(BF62-BE62))+(VLOOKUP(BE62,AS48:BE58,13,FALSE)))*0.001","v":7.6872647930096392}]

{"sheet":"Wave 2","index":14,"n_rows":63,"n_cols":58,"rows_kept":63,"cut":false,"hidden":false,"merged":[[58,17,58,27],[61,53,61,55],[62,53,62,55],[62,56,62,57],[45,2,45,12],[45,17,45,28],[45,30,45,41],[45,44,45,55],[57,0,57,1],[42,17,42,19],[42,30,42,31],[42,44,42,45],[44,2,44,12],[44,17,44,28],[44,30,44,41],[44,44,44,55],[19,44,19,55],[20,2,20,12],[35,53,35,55],[36,53,36,55],[36,56,36,57],[32,0,32,1],[32,17,32,27],[8,1,8,2],[9,1,9,2],[16,30,16,31],[19,2,19,12],[19,17,19,28],[19,30,19,41],[16,44,16,45],[17,44,17,55],[18,17,18,28],[18,30,18,41],[18,44,18,55],[7,1,7,2],[2,1,2,2],[3,1,3,2],[4,1,4,2],[5,1,5,2],[6,1,6,2]]}
["Wave Resource"]
[]
[{"$f":"Input!I45","v":"Site Name"},{"$f":"Input!J55","v":"Portnahaven - Near"}]
[{"$f":"Input!I46","v":"Position Relevant to Island"},{"$f":"Input!J56","v":"SW"}]
[{"$f":"Input!I47","v":"Relevant Ocean Wave Area"},{"$f":"Input!J57","v":"North Sea (AREA 10)"}]
[{"$f":"Input!I48","v":"Average Wave Height"},{"$f":"Input!J58","v":1.8}]
[{"$f":"Input!I49","v":"Proximity to Grid Connection"},{"$f":"Input!J59","v":"2-3 km"}]
[{"$f":"Input!I50","v":"Average Water Depth"},{"$f":"Input!J60","v":"> 20m"}]
[{"$f":"Input!I51","v":"Seabed Topography"},{"$f":"Input!J61","v":"Moderate (Rocky, Gentle Gradient)"}]
[{"$f":"Input!I52","v":"Accessibility"},{"$f":"Input!J62","v":"Partially Accessible (Temporary Works, Obstacles)"}]
[]
["Relavant Wave Power",{"$f":"IF(B8<>\"[Select Value]\",(IF(B8=\"> 20m\", BE63,BE37)),0)","v":5.6636776841096355}]
[]
["Transitional Waters Calculation (",">20m"]
[]
["Wave Velocity C","(m/s)",{"$f":"(C17/C18)","v":5.4628571428571435},6.9888888888888889,8.3109090909090906,9.2892307692307696,9.9653333333333318,10.436470588235293,10.77157894736842,11.016190476190477,11.201739130434783,11.344799999999999,11.455555555555556]
["Wave Length (λ)","(m)",19.12,31.45,45.71,60.38,74.739999999999995,88.71,102.33,115.67,128.82,141.81,154.65]
["Wave Period (T)","(s)",3.5,4.5,5.5,6.5,7.5,8.5,9.5,10.5,11.5,12.5,13.5]
[null,null,null,null,null,null,null,null,null,null,null,null,null,null,null,null,null,"North Sea Area 10",null,null,null,null,null,null,null,null,null,null,null,null,"North Sea Area 10",null,null,null,null,null,null,null,null,null,null,null,null,null,"North Sea Area 10"]
["Energy","Wave Height (Hs)","Power",null,null,null,null,null,null,null,null,null,null,"Total Power",null,null,null,"Number of Occurences",null,null,null,null,null,null,null,null,null,null,null,null,"Percentage of Occurences",null,null,null,null,null,null,null,null,null,null,null,null,null,"Annual Power (W/m)",null,null,null,null,null,null,null,null,null,null,null,"Total Power"]
["(J)","(m)","(W/m)",null,null,null,null,null,null,null,null,null,null,"(W/m)",null,null,null,"Hs                      T",3.5,4.5,5.5,6.5,7.5,8.5,9.5,10.5,11.5,12.5,13.5,null,"Hs                 T",3.5,4.5,5.5,6.5,7.5,8.5,9.5,10.5,11.5,12.5,13.5,"Availability",null,"Hs           T",3.5,4.5,5.5,6.5,7.5,8.5,9.5,10.5,11.5,12.5,13.5,"(W/m)"]
[{"$f":"(1025*9.81*B22^2)/8","v":314.2265625},0.5,{"$f":"$A22*($C$16)","v":1716.5748214285716},{"$f":"$A22*(D16)","v":2196.0945312499998},{"$f":"A22*($E$16)","v":2611.5083948863635},{"$f":"$A22*($F$16)","v":2918.9230528846156},{"$f":"$A22*($G$16)","v":3131.3724374999997},{"$f":"$A22*($H$16)","v":3279.416277573529},0,0,0,0,0,{"$f":"SUM(C22:M22)","v":15853.889515523078},null,null,null,0.5,{"$f":"IF($B$4=\"SW\",'Wave Areas'!P115,(IF($B$4=\"N\",'Wave Areas'!B78,(IF($B$4=\"NE\",'Wave Areas'!P79,(IF($B$4=\"E\",'Wave Areas'!B96,(IF($B$4=\"SE\",'Wave Areas'!P97,(IF($B$4=\"S\",'Wave Areas'!B114,(IF($B$4=\"W\",'Wave Areas'!B132,(IF($B$4=\"NW\",'Wave Areas'!P133,0)))))))))))))))","v":1},{"$f":"IF($B$4=\"SW\",'Wave Areas'!Q115,(IF($B$4=\"N\",'Wave Areas'!C78,(IF($B$4=\"NE\",'Wave Areas'!Q79,(IF($B$4=\"E\",'Wave Areas'!C96,(IF($B$4=\"SE\",'Wave Areas'!Q97,(IF($B$4=\"S\",'Wave Areas'!C114,(IF($B$4=\"W\",'Wave Areas'!C132,(IF($B$4=\"NW\",'Wave Areas'!Q133,0)))))))))))))))","v":28},{"$f":"IF($B$4=\"SW\",'Wave Areas'!R115,(IF($B$4=\"N\",'Wave Areas'!D78,(IF($B$4=\"NE\",'Wave Areas'!R79,(IF($B$4=\"E\",'Wave Areas'!D96,(IF($B$4=\"SE\",'Wave Areas'!R97,(IF($B$4=\"S\",'Wave Areas'!D114,(IF($B$4=\"W\",'Wave Areas'!D132,(IF($B$4=\"NW\",'Wave Areas'!R133,0)))))))))))))))","v":97},{"$f":"IF($B$4=\"SW\",'Wave Areas'!S115,(IF($B$4=\"N\",'Wave Areas'!E78,(IF($B$4=\"NE\",'Wave Areas'!S79,(IF($B$4=\"E\",'Wave Areas'!E96,(IF($B$4=\"SE\",'Wave Areas'!S97,(IF($B$4=\"S\",'Wave Areas'!E114,(IF($B$4=\"W\",'Wave Areas'!E132,(IF($B$4=\"NW\",'Wave Areas'!S133,0)))))))))))))))","v":117},{"$f":"IF($B$4=\"SW\",'Wave Areas'!T115,(IF($B$4=\"N\",'Wave Areas'!F78,(IF($B$4=\"NE\",'Wave Areas'!T79,(IF($B$4=\"E\",'Wave Areas'!F96,(IF($B$4=\"SE\",'Wave Areas'!T97,(IF($B$4=\"S\",'Wave Areas'!F114,(IF($B$4=\"W\",'Wave Areas'!F132,(IF($B$4=\"NW\",'Wave Areas'!T133,0)))))))))))))))","v":65},{"$f":"IF($B$4=\"SW\",'Wave Areas'!U115,(IF($B$4=\"N\",'Wave Areas'!G78,(IF($B$4=\"NE\",'Wave Areas'!U79,(IF($B$4=\"E\",'Wave Areas'!G96,(IF($B$4=\"SE\",'Wave Areas'!U97,(IF($B$4=\"S\",'Wave Areas'!G114,(IF($B$4=\"W\",'Wave Areas'!G132,(IF($B$4=\"NW\",'Wave Areas'!U133,0)))))))))))))))","v":20},{"$f":"IF($B$4=\"SW\",'Wave Areas'!V115,(IF($B$4=\"N\",'Wave Areas'!H78,(IF($B$4=\"NE\",'Wave Areas'!V79,(IF($B$4=\"E\",'Wave Areas'!H96,(IF($B$4=\"SE\",'Wave Areas'!V97,(IF($B$4=\"S\",'Wave Areas'!H114,(IF($B$4=\"W\",'Wave Areas'!H132,(IF($B$4=\"NW\",'Wave Areas'!V133,0)))))))))))))))","v":4},{"$f":"IF($B$4=\"SW\",'Wave Areas'!W115,(IF($B$4=\"N\",'Wave Areas'!I78,(IF($B$4=\"NE\",'Wave Areas'!W79,(IF($B$4=\"E\",'Wave Areas'!I96,(IF($B$4=\"SE\",'Wave Areas'!W97,(IF($B$4=\"S\",'Wave Areas'!I114,(IF($B$4=\"W\",'Wave Areas'!I132,(IF($B$4=\"NW\",'Wave Areas'!W133,0)))))))))))))))","v":0},{"$f":"IF($B$4=\"SW\",'Wave Areas'!X115,(IF($B$4=\"N\",'Wave Areas'!J78,(IF($B$4=\"NE\",'Wave Areas'!X79,(IF($B$4=\"E\",'Wave Areas'!J96,(IF($B$4=\"SE\",'Wave Areas'!X97,(IF($B$4=\"S\",'Wave Areas'!J114,(IF($B$4=\"W\",'Wave Areas'!J132,(IF($B$4=\"NW\",'Wave Areas'!X133,0)))))))))))))))","v":0},{"$f":"IF($B$4=\"SW\",'Wave Areas'!Y115,(IF($B$4=\"N\",'Wave Areas'!K78,(IF($B$4=\"NE\",'Wave Areas'!Y79,(IF($B$4=\"E\",'Wave Areas'!K96,(IF($B$4=\"SE\",'Wave Areas'!Y97,(IF($B$4=\"S\",'Wave Areas'!K114,(IF($B$4=\"W\",'Wave Areas'!K132,(IF($B$4=\"NW\",'Wave Areas'!Y133,0)))))))))))))))","v":0},{"$f":"IF($B$4=\"SW\",'Wave Areas'!Z115,(IF($B$4=\"N\",'Wave Areas'!L78,(IF($B$4=\"NE\",'Wave Areas'!Z79,(IF($B$4=\"E\",'Wave Areas'!L96,(IF($B$4=\"SE\",'Wave Areas'!Z97,(IF($B$4=\"S\",'Wave Areas'!L114,(IF($B$4=\"W\",'Wave Areas'!L132,(IF($B$4=\"NW\",'Wave Areas'!Z133,0)))))))))))))))","v":0},null,0.5,{"$f":"S22/($AC$33)","v":3.3333333333333332E-4},{"$f":"T22/($AC$33)","v":9.3333333333333341E-3},3.2333333333333332E-2,3.9E-2,2.1666666666666667E-2,6.6666666666666671E-3,1.3333333333333333E-3,0,0,0,0,{"$f":"SUM(AF22:AP22)","v":0.11066666666666666},null,0.5,{"$f":"C22*AF22","v":0.57219160714285722},20.496882291666665,84.438771434659088,113.8379990625,67.846402812500003,21.862775183823526,{"$f":"AM22/1004","v":0},{"$f":"AN22/1004","v":0},{"$f":"AO22/1004","v":0},{"$f":"AP22/1004","v":0},{"$f":"AQ20/1004","v":0},{"$f":"SUM(AT22:BD22)","v":309.05502239229219}]
[2828.0390625,1.5,{"$f":"$A23*($C$16)","v":15449.173392857145},{"$f":"A23*($D$16)","v":19764.850781249999},23503.575553977273,{"$f":"$A23*($F$16)","v":26270.307475961541},28182.351937499996,29514.746498161763,{"$f":"$A23*($I$16)","v":30462.446027960523},{"$f":"$A23*($J$16)","v":31154.216986607145},0,0,0,204301.66865427536,null,null,null,1.5,{"$f":"IF($B$4=\"SW\",'Wave Areas'!P116,(IF($B$4=\"N\",'Wave Areas'!B79,(IF($B$4=\"NE\",'Wave Areas'!P80,(IF($B$4=\"E\",'Wave Areas'!B97,(IF($B$4=\"SE\",'Wave Areas'!P98,(IF($B$4=\"S\",'Wave Areas'!B115,(IF($B$4=\"W\",'Wave Areas'!B133,(IF($B$4=\"NW\",'Wave Areas'!P134,0)))))))))))))))","v":0},{"$f":"IF($B$4=\"SW\",'Wave Areas'!Q116,(IF($B$4=\"N\",'Wave Areas'!C79,(IF($B$4=\"NE\",'Wave Areas'!Q80,(IF($B$4=\"E\",'Wave Areas'!C97,(IF($B$4=\"SE\",'Wave Areas'!Q98,(IF($B$4=\"S\",'Wave Areas'!C115,(IF($B$4=\"W\",'Wave Areas'!C133,(IF($B$4=\"NW\",'Wave Areas'!Q134,0)))))))))))))))","v":8},{"$f":"IF($B$4=\"SW\",'Wave Areas'!R116,(IF($B$4=\"N\",'Wave Areas'!D79,(IF($B$4=\"NE\",'Wave Areas'!R80,(IF($B$4=\"E\",'Wave Areas'!D97,(IF($B$4=\"SE\",'Wave Areas'!R98,(IF($B$4=\"S\",'Wave Areas'!D115,(IF($B$4=\"W\",'Wave Areas'!D133,(IF($B$4=\"NW\",'Wave Areas'!R134,0)))))))))))))))","v":81},{"$f":"IF($B$4=\"SW\",'Wave Areas'!S116,(IF($B$4=\"N\",'Wave Areas'!E79,(IF($B$4=\"NE\",'Wave Areas'!S80,(IF($B$4=\"E\",'Wave Areas'!E97,(IF($B$4=\"SE\",'Wave Areas'!S98,(IF($B$4=\"S\",'Wave Areas'!E115,(IF($B$4=\"W\",'Wave Areas'!E133,(IF($B$4=\"NW\",'Wave Areas'!S134,0)))))))))))))))","v":225},{"$f":"IF($B$4=\"SW\",'Wave Areas'!T116,(IF($B$4=\"N\",'Wave Areas'!F79,(IF($B$4=\"NE\",'Wave Areas'!T80,(IF($B$4=\"E\",'Wave Areas'!F97,(IF($B$4=\"SE\",'Wave Areas'!T98,(IF($B$4=\"S\",'Wave Areas'!F115,(IF($B$4=\"W\",'Wave Areas'!F133,(IF($B$4=\"NW\",'Wave Areas'!T134,0)))))))))))))))","v":247},{"$f":"IF($B$4=\"SW\",'Wave Areas'!U116,(IF($B$4=\"N\",'Wave Areas'!G79,(IF($B$4=\"NE\",'Wave Areas'!U80,(IF($B$4=\"E\",'Wave Areas'!G97,(IF($B$4=\"SE\",'Wave Areas'!U98,(IF($B$4=\"S\",'Wave Areas'!G115,(IF($B$4=\"W\",'Wave Areas'!G133,(IF($B$4=\"NW\",'Wave Areas'!U134,0)))))))))))))))","v":136},{"$f":"IF($B$4=\"SW\",'Wave Areas'!V116,(IF($B$4=\"N\",'Wave Areas'!H79,(IF($B$4=\"NE\",'Wave Areas'!V80,(IF($B$4=\"E\",'Wave Areas'!H97,(IF($B$4=\"SE\",'Wave Areas'!V98,(IF($B$4=\"S\",'Wave Areas'!H115,(IF($B$4=\"W\",'Wave Areas'!H133,(IF($B$4=\"NW\",'Wave Areas'!V134,0)))))))))))))))","v":46},{"$f":"IF($B$4=\"SW\",'Wave Areas'!W116,(IF($B$4=\"N\",'Wave Areas'!I79,(IF($B$4=\"NE\",'Wave Areas'!W80,(IF($B$4=\"E\",'Wave Areas'!I97,(IF($B$4=\"SE\",'Wave Areas'!W98,(IF($B$4=\"S\",'Wave Areas'!I115,(IF($B$4=\"W\",'Wave Areas'!I133,(IF($B$4=\"NW\",'Wave Areas'!W134,0)))))))))))))))","v":11},{"$f":"IF($B$4=\"SW\",'Wave Areas'!X116,(IF($B$4=\"N\",'Wave Areas'!J79,(IF($B$4=\"NE\",'Wave Areas'!X80,(IF($B$4=\"E\",'Wave Areas'!J97,(IF($B$4=\"SE\",'Wave Areas'!X98,(IF($B$4=\"S\",'Wave Areas'!J115,(IF($B$4=\"W\",'Wave Areas'!J133,(IF($B$4=\"NW\",'Wave Areas'!X134,0)))))))))))))))","v":2},{"$f":"IF($B$4=\"SW\",'Wave Areas'!Y116,(IF($B$4=\"N\",'Wave Areas'!K79,(IF($B$4=\"NE\",'Wave Areas'!Y80,(IF($B$4=\"E\",'Wave Areas'!K97,(IF($B$4=\"SE\",'Wave Areas'!Y98,(IF($B$4=\"S\",'Wave Areas'!K115,(IF($B$4=\"W\",'Wave Areas'!K133,(IF($B$4=\"NW\",'Wave Areas'!Y134,0)))))))))))))))","v":0},{"$f":"IF($B$4=\"SW\",'Wave Areas'!Z116,(IF($B$4=\"N\",'Wave Areas'!L79,(IF($B$4=\"NE\",'Wave Areas'!Z80,(IF($B$4=\"E\",'Wave Areas'!L97,(IF($B$4=\"SE\",'Wave Areas'!Z98,(IF($B$4=\"S\",'Wave Areas'!L115,(IF($B$4=\"W\",'Wave Areas'!L133,(IF($B$4=\"NW\",'Wave Areas'!Z134,0)))))))))))))))","v":0},null,1.5,{"$f":"S23/($AC$33)","v":0},2.6666666666666666E-3,2.7E-2,7.4999999999999997E-2,8.2333333333333328E-2,4.5333333333333337E-2,1.5333333333333332E-2,3.6666666666666666E-3,6.6666666666666664E-4,0,0,{"$f":"SUM(AF23:AP23)","v":0.252},null,1.5,0,52.70626875,634.59653995738631,1970.2730606971154,2320.3469761874994,1338.0018412500001,467.09083909539464,114.23212895089286,{"$f":"AO23/1004","v":0},0,{"$f":"AQ22/1004","v":1.1022576361221779E-4},6897.2477651140525]
[7855.6640625,2.5,0,{"$f":"A24*($D$16)","v":54902.36328125},65287.709872159088,{"$f":"$A24*($F$16)","v":72973.07632211539},78284.310937499991,81985.406939338223,84617.90563322368,86539.49162946429,0,0,0,524590.26461505075,null,null,null,2.5,{"$f":"IF($B$4=\"SW\",'Wave Areas'!P117,(IF($B$4=\"N\",'Wave Areas'!B80,(IF($B$4=\"NE\",'Wave Areas'!P81,(IF($B$4=\"E\",'Wave Areas'!B98,(IF($B$4=\"SE\",'Wave Areas'!P99,(IF($B$4=\"S\",'Wave Areas'!B116,(IF($B$4=\"W\",'Wave Areas'!B134,(IF($B$4=\"NW\",'Wave Areas'!P135,0)))))))))))))))","v":0},{"$f":"IF($B$4=\"SW\",'Wave Areas'!Q117,(IF($B$4=\"N\",'Wave Areas'!C80,(IF($B$4=\"NE\",'Wave Areas'!Q81,(IF($B$4=\"E\",'Wave Areas'!C98,(IF($B$4=\"SE\",'Wave Areas'!Q99,(IF($B$4=\"S\",'Wave Areas'!C116,(IF($B$4=\"W\",'Wave Areas'!C134,(IF($B$4=\"NW\",'Wave Areas'!Q135,0)))))))))))))))","v":2},{"$f":"IF($B$4=\"SW\",'Wave Areas'!R117,(IF($B$4=\"N\",'Wave Areas'!D80,(IF($B$4=\"NE\",'Wave Areas'!R81,(IF($B$4=\"E\",'Wave Areas'!D98,(IF($B$4=\"SE\",'Wave Areas'!R99,(IF($B$4=\"S\",'Wave Areas'!D116,(IF($B$4=\"W\",'Wave Areas'!D134,(IF($B$4=\"NW\",'Wave Areas'!R135,0)))))))))))))))","v":33},{"$f":"IF($B$4=\"SW\",'Wave Areas'!S117,(IF($B$4=\"N\",'Wave Areas'!E80,(IF($B$4=\"NE\",'Wave Areas'!S81,(IF($B$4=\"E\",'Wave Areas'!E98,(IF($B$4=\"SE\",'Wave Areas'!S99,(IF($B$4=\"S\",'Wave Areas'!E116,(IF($B$4=\"W\",'Wave Areas'!E134,(IF($B$4=\"NW\",'Wave Areas'!S135,0)))))))))))))))","v":140},{"$f":"IF($B$4=\"SW\",'Wave Areas'!T117,(IF($B$4=\"N\",'Wave Areas'!F80,(IF($B$4=\"NE\",'Wave Areas'!T81,(IF($B$4=\"E\",'Wave Areas'!F98,(IF($B$4=\"SE\",'Wave Areas'!T99,(IF($B$4=\"S\",'Wave Areas'!F116,(IF($B$4=\"W\",'Wave Areas'!F134,(IF($B$4=\"NW\",'Wave Areas'!T135,0)))))))))))))))","v":231},{"$f":"IF($B$4=\"SW\",'Wave Areas'!U117,(IF($B$4=\"N\",'Wave Areas'!G80,(IF($B$4=\"NE\",'Wave Areas'!U81,(IF($B$4=\"E\",'Wave Areas'!G98,(IF($B$4=\"SE\",'Wave Areas'!U99,(IF($B$4=\"S\",'Wave Areas'!G116,(IF($B$4=\"W\",'Wave Areas'!G134,(IF($B$4=\"NW\",'Wave Areas'!U135,0)))))))))))))))","v":186},{"$f":"IF($B$4=\"SW\",'Wave Areas'!V117,(IF($B$4=\"N\",'Wave Areas'!H80,(IF($B$4=\"NE\",'Wave Areas'!V81,(IF($B$4=\"E\",'Wave Areas'!H98,(IF($B$4=\"SE\",'Wave Areas'!V99,(IF($B$4=\"S\",'Wave Areas'!H116,(IF($B$4=\"W\",'Wave Areas'!H134,(IF($B$4=\"NW\",'Wave Areas'!V135,0)))))))))))))))","v":86},{"$f":"IF($B$4=\"SW\",'Wave Areas'!W117,(IF($B$4=\"N\",'Wave Areas'!I80,(IF($B$4=\"NE\",'Wave Areas'!W81,(IF($B$4=\"E\",'Wave Areas'!I98,(IF($B$4=\"SE\",'Wave Areas'!W99,(IF($B$4=\"S\",'Wave Areas'!I116,(IF($B$4=\"W\",'Wave Areas'!I134,(IF($B$4=\"NW\",'Wave Areas'!W135,0)))))))))))))))","v":27},{"$f":"IF($B$4=\"SW\",'Wave Areas'!X117,(IF($B$4=\"N\",'Wave Areas'!J80,(IF($B$4=\"NE\",'Wave Areas'!X81,(IF($B$4=\"E\",'Wave Areas'!J98,(IF($B$4=\"SE\",'Wave Areas'!X99,(IF($B$4=\"S\",'Wave Areas'!J116,(IF($B$4=\"W\",'Wave Areas'!J134,(IF($B$4=\"NW\",'Wave Areas'!X135,0)))))))))))))))","v":7},{"$f":"IF($B$4=\"SW\",'Wave Areas'!Y117,(IF($B$4=\"N\",'Wave Areas'!K80,(IF($B$4=\"NE\",'Wave Areas'!Y81,(IF($B$4=\"E\",'Wave Areas'!K98,(IF($B$4=\"SE\",'Wave Areas'!Y99,(IF($B$4=\"S\",'Wave Areas'!K116,(IF($B$4=\"W\",'Wave Areas'!K134,(IF($B$4=\"NW\",'Wave Areas'!Y135,0)))))))))))))))","v":2},{"$f":"IF($B$4=\"SW\",'Wave Areas'!Z117,(IF($B$4=\"N\",'Wave Areas'!L80,(IF($B$4=\"NE\",'Wave Areas'!Z81,(IF($B$4=\"E\",'Wave Areas'!L98,(IF($B$4=\"SE\",'Wave Areas'!Z99,(IF($B$4=\"S\",'Wave Areas'!L116,(IF($B$4=\"W\",'Wave Areas'!L134,(IF($B$4=\"NW\",'Wave Areas'!Z135,0)))))))))))))))","v":0},null,2.5,0,{"$f":"T24/($AC$33)","v":6.6666666666666664E-4},{"$f":"U24/($AC$33)","v":1.0999999999999999E-2},4.6666666666666669E-2,7.6999999999999999E-2,6.2E-2,2.8666666666666667E-2,8.9999999999999993E-3,2.3333333333333335E-3,6.6666666666666664E-4,0,0.23800000000000002,null,2.5,{"$f":"AG24/1004","v":6.6401062416998672E-7},{"$f":"D24*AG24","v":36.601575520833329},718.16480859374997,3405.4102283653851,6027.8919421874989,5083.0952302389696,2425.7132948190788,778.85542466517859,6.6401062416998672E-7,0,2.5099601593625499E-4,18475.732756714733]
[15397.1015625,3.5,0,{"$f":"A25*($D$16)","v":107608.63203125},127963.91134943182,{"$f":"$A25*($F$16)","v":143027.22959134617},153437.24943749997,160691.39760110292,165851.09504111842,169617.40359375,0,0,0,1028196.9186454994,null,null,null,3.5,{"$f":"IF($B$4=\"SW\",'Wave Areas'!P118,(IF($B$4=\"N\",'Wave Areas'!B81,(IF($B$4=\"NE\",'Wave Areas'!P82,(IF($B$4=\"E\",'Wave Areas'!B99,(IF($B$4=\"SE\",'Wave Areas'!P100,(IF($B$4=\"S\",'Wave Areas'!B117,(IF($B$4=\"W\",'Wave Areas'!B135,(IF($B$4=\"NW\",'Wave Areas'!P136,0)))))))))))))))","v":0},{"$f":"IF($B$4=\"SW\",'Wave Areas'!Q118,(IF($B$4=\"N\",'Wave Areas'!C81,(IF($B$4=\"NE\",'Wave Areas'!Q82,(IF($B$4=\"E\",'Wave Areas'!C99,(IF($B$4=\"SE\",'Wave Areas'!Q100,(IF($B$4=\"S\",'Wave Areas'!C117,(IF($B$4=\"W\",'Wave Areas'!C135,(IF($B$4=\"NW\",'Wave Areas'!Q136,0)))))))))))))))","v":0},{"$f":"IF($B$4=\"SW\",'Wave Areas'!R118,(IF($B$4=\"N\",'Wave Areas'!D81,(IF($B$4=\"NE\",'Wave Areas'!R82,(IF($B$4=\"E\",'Wave Areas'!D99,(IF($B$4=\"SE\",'Wave Areas'!R100,(IF($B$4=\"S\",'Wave Areas'!D117,(IF($B$4=\"W\",'Wave Areas'!D135,(IF($B$4=\"NW\",'Wave Areas'!R136,0)))))))))))))))","v":12},{"$f":"IF($B$4=\"SW\",'Wave Areas'!S118,(IF($B$4=\"N\",'Wave Areas'!E81,(IF($B$4=\"NE\",'Wave Areas'!S82,(IF($B$4=\"E\",'Wave Areas'!E99,(IF($B$4=\"SE\",'Wave Areas'!S100,(IF($B$4=\"S\",'Wave Areas'!E117,(IF($B$4=\"W\",'Wave Areas'!E135,(IF($B$4=\"NW\",'Wave Areas'!S136,0)))))))))))))))","v":67},{"$f":"IF($B$4=\"SW\",'Wave Areas'!T118,(IF($B$4=\"N\",'Wave Areas'!F81,(IF($B$4=\"NE\",'Wave Areas'!T82,(IF($B$4=\"E\",'Wave Areas'!F99,(IF($B$4=\"SE\",'Wave Areas'!T100,(IF($B$4=\"S\",'Wave Areas'!F117,(IF($B$4=\"W\",'Wave Areas'!F135,(IF($B$4=\"NW\",'Wave Areas'!T136,0)))))))))))))))","v":143},{"$f":"IF($B$4=\"SW\",'Wave Areas'!U118,(IF($B$4=\"N\",'Wave Areas'!G81,(IF($B$4=\"NE\",'Wave Areas'!U82,(IF($B$4=\"E\",'Wave Areas'!G99,(IF($B$4=\"SE\",'Wave Areas'!U100,(IF($B$4=\"S\",'Wave Areas'!G117,(IF($B$4=\"W\",'Wave Areas'!G135,(IF($B$4=\"NW\",'Wave Areas'!U136,0)))))))))))))))","v":147},{"$f":"IF($B$4=\"SW\",'Wave Areas'!V118,(IF($B$4=\"N\",'Wave Areas'!H81,(IF($B$4=\"NE\",'Wave Areas'!V82,(IF($B$4=\"E\",'Wave Areas'!H99,(IF($B$4=\"SE\",'Wave Areas'!V100,(IF($B$4=\"S\",'Wave Areas'!H117,(IF($B$4=\"W\",'Wave Areas'!H135,(IF($B$4=\"NW\",'Wave Areas'!V136,0)))))))))))))))","v":88},{"$f":"IF($B$4=\"SW\",'Wave Areas'!W118,(IF($B$4=\"N\",'Wave Areas'!I81,(IF($B$4=\"NE\",'Wave Areas'!W82,(IF($B$4=\"E\",'Wave Areas'!I99,(IF($B$4=\"SE\",'Wave Areas'!W100,(IF($B$4=\"S\",'Wave Areas'!I117,(IF($B$4=\"W\",'Wave Areas'!I135,(IF($B$4=\"NW\",'Wave Areas'!W136,0)))))))))))))))","v":34},{"$f":"IF($B$4=\"SW\",'Wave Areas'!X118,(IF($B$4=\"N\",'Wave Areas'!J81,(IF($B$4=\"NE\",'Wave Areas'!X82,(IF($B$4=\"E\",'Wave Areas'!J99,(IF($B$4=\"SE\",'Wave Areas'!X100,(IF($B$4=\"S\",'Wave Areas'!J117,(IF($B$4=\"W\",'Wave Areas'!J135,(IF($B$4=\"NW\",'Wave Areas'!X136,0)))))))))))))))","v":9},{"$f":"IF($B$4=\"SW\",'Wave Areas'!Y118,(IF($B$4=\"N\",'Wave Areas'!K81,(IF($B$4=\"NE\",'Wave Areas'!Y82,(IF($B$4=\"E\",'Wave Areas'!K99,(IF($B$4=\"SE\",'Wave Areas'!Y100,(IF($B$4=\"S\",'Wave Areas'!K117,(IF($B$4=\"W\",'Wave Areas'!K135,(IF($B$4=\"NW\",'Wave Areas'!Y136,0)))))))))))))))","v":3},{"$f":"IF($B$4=\"SW\",'Wave Areas'!Z118,(IF($B$4=\"N\",'Wave Areas'!L81,(IF($B$4=\"NE\",'Wave Areas'!Z82,(IF($B$4=\"E\",'Wave Areas'!L99,(IF($B$4=\"SE\",'Wave Areas'!Z100,(IF($B$4=\"S\",'Wave Areas'!L117,(IF($B$4=\"W\",'Wave Areas'!L135,(IF($B$4=\"NW\",'Wave Areas'!Z136,0)))))))))))))))","v":0},null,3.5,0,0,4.0000000000000001E-3,2.2333333333333334E-2,4.766666666666667E-2,4.9000000000000002E-2,2.9333333333333333E-2,1.1333333333333334E-2,3.0000000000000001E-3,1E-3,0,0.16766666666666669,null,3.5,0,0,511.85564539772724,3194.2747942067313,7313.8422231874993,7873.8784824540435,4864.9654545394733,1922.3305740625001,9.9601593625498007E-7,0,2.3705179282868528E-4,25681.147411895785]
[25452.3515625,4.5,0,{"$f":"A26*($D$16)","v":177883.65703125001},211532.17998579543,{"$f":"$A26*($F$16/2)","v":118216.38364182693},253641.16743749997,265632.71848345589,274162.01425164472,280387.95287946431,0,0,0,1581456.0737109373,null,null,null,4.5,{"$f":"IF($B$4=\"SW\",'Wave Areas'!P119,(IF($B$4=\"N\",'Wave Areas'!B82,(IF($B$4=\"NE\",'Wave Areas'!P83,(IF($B$4=\"E\",'Wave Areas'!B100,(IF($B$4=\"SE\",'Wave Areas'!P101,(IF($B$4=\"S\",'Wave Areas'!B118,(IF($B$4=\"W\",'Wave Areas'!B136,(IF($B$4=\"NW\",'Wave Areas'!P137,0)))))))))))))))","v":0},{"$f":"IF($B$4=\"SW\",'Wave Areas'!Q119,(IF($B$4=\"N\",'Wave Areas'!C82,(IF($B$4=\"NE\",'Wave Areas'!Q83,(IF($B$4=\"E\",'Wave Areas'!C100,(IF($B$4=\"SE\",'Wave Areas'!Q101,(IF($B$4=\"S\",'Wave Areas'!C118,(IF($B$4=\"W\",'Wave Areas'!C136,(IF($B$4=\"NW\",'Wave Areas'!Q137,0)))))))))))))))","v":0},{"$f":"IF($B$4=\"SW\",'Wave Areas'!R119,(IF($B$4=\"N\",'Wave Areas'!D82,(IF($B$4=\"NE\",'Wave Areas'!R83,(IF($B$4=\"E\",'Wave Areas'!D100,(IF($B$4=\"SE\",'Wave Areas'!R101,(IF($B$4=\"S\",'Wave Areas'!D118,(IF($B$4=\"W\",'Wave Areas'!D136,(IF($B$4=\"NW\",'Wave Areas'!R137,0)))))))))))))))","v":4},{"$f":"IF($B$4=\"SW\",'Wave Areas'!S119,(IF($B$4=\"N\",'Wave Areas'!E82,(IF($B$4=\"NE\",'Wave Areas'!S83,(IF($B$4=\"E\",'Wave Areas'!E100,(IF($B$4=\"SE\",'Wave Areas'!S101,(IF($B$4=\"S\",'Wave Areas'!E118,(IF($B$4=\"W\",'Wave Areas'!E136,(IF($B$4=\"NW\",'Wave Areas'!S137,0)))))))))))))))","v":29},{"$f":"IF($B$4=\"SW\",'Wave Areas'!T119,(IF($B$4=\"N\",'Wave Areas'!F82,(IF($B$4=\"NE\",'Wave Areas'!T83,(IF($B$4=\"E\",'Wave Areas'!F100,(IF($B$4=\"SE\",'Wave Areas'!T101,(IF($B$4=\"S\",'Wave Areas'!F118,(IF($B$4=\"W\",'Wave Areas'!F136,(IF($B$4=\"NW\",'Wave Areas'!T137,0)))))))))))))))","v":74},{"$f":"IF($B$4=\"SW\",'Wave Areas'!U119,(IF($B$4=\"N\",'Wave Areas'!G82,(IF($B$4=\"NE\",'Wave Areas'!U83,(IF($B$4=\"E\",'Wave Areas'!G100,(IF($B$4=\"SE\",'Wave Areas'!U101,(IF($B$4=\"S\",'Wave Areas'!G118,(IF($B$4=\"W\",'Wave Areas'!G136,(IF($B$4=\"NW\",'Wave Areas'!U137,0)))))))))))))))","v":93},{"$f":"IF($B$4=\"SW\",'Wave Areas'!V119,(IF($B$4=\"N\",'Wave Areas'!H82,(IF($B$4=\"NE\",'Wave Areas'!V83,(IF($B$4=\"E\",'Wave Areas'!H100,(IF($B$4=\"SE\",'Wave Areas'!V101,(IF($B$4=\"S\",'Wave Areas'!H118,(IF($B$4=\"W\",'Wave Areas'!H136,(IF($B$4=\"NW\",'Wave Areas'!V137,0)))))))))))))))","v":66},{"$f":"IF($B$4=\"SW\",'Wave Areas'!W119,(IF($B$4=\"N\",'Wave Areas'!I82,(IF($B$4=\"NE\",'Wave Areas'!W83,(IF($B$4=\"E\",'Wave Areas'!I100,(IF($B$4=\"SE\",'Wave Areas'!W101,(IF($B$4=\"S\",'Wave Areas'!I118,(IF($B$4=\"W\",'Wave Areas'!I136,(IF($B$4=\"NW\",'Wave Areas'!W137,0)))))))))))))))","v":31},{"$f":"IF($B$4=\"SW\",'Wave Areas'!X119,(IF($B$4=\"N\",'Wave Areas'!J82,(IF($B$4=\"NE\",'Wave Areas'!X83,(IF($B$4=\"E\",'Wave Areas'!J100,(IF($B$4=\"SE\",'Wave Areas'!X101,(IF($B$4=\"S\",'Wave Areas'!J118,(IF($B$4=\"W\",'Wave Areas'!J136,(IF($B$4=\"NW\",'Wave Areas'!X137,0)))))))))))))))","v":9},{"$f":"IF($B$4=\"SW\",'Wave Areas'!Y119,(IF($B$4=\"N\",'Wave Areas'!K82,(IF($B$4=\"NE\",'Wave Areas'!Y83,(IF($B$4=\"E\",'Wave Areas'!K100,(IF($B$4=\"SE\",'Wave Areas'!Y101,(IF($B$4=\"S\",'Wave Areas'!K118,(IF($B$4=\"W\",'Wave Areas'!K136,(IF($B$4=\"NW\",'Wave Areas'!Y137,0)))))))))))))))","v":3},{"$f":"IF($B$4=\"SW\",'Wave Areas'!Z119,(IF($B$4=\"N\",'Wave Areas'!L82,(IF($B$4=\"NE\",'Wave Areas'!Z83,(IF($B$4=\"E\",'Wave Areas'!L100,(IF($B$4=\"SE\",'Wave Areas'!Z101,(IF($B$4=\"S\",'Wave Areas'!L118,(IF($B$4=\"W\",'Wave Areas'!L136,(IF($B$4=\"NW\",'Wave Areas'!Z137,0)))))))))))))))","v":1},null,4.5,0,0,1.3333333333333333E-3,9.6666666666666672E-3,2.4666666666666667E-2,3.1E-2,2.1999999999999999E-2,1.0333333333333333E-2,3.0000000000000001E-3,1E-3,3.3333333333333332E-4,0.10333333333333335,null,4.5,0,0,282.04290664772725,1142.7583752043272,6256.4821301249995,8234.6142729871317,6031.5643135361834,2897.3421797544647,9.9601593625498007E-7,3.3200531208499336E-7,1.6699867197875168E-4,24844.804346581528]
[38021.4140625,5.5,0,0,315992.51578124997,{"$f":"$A27*($F$16)","v":353189.6893990385},378896.06493749993,396809.36958639702,409550.6632648026,418851.13948660716,0,0,0,2273289.4424555954,null,null,null,5.5,{"$f":"IF($B$4=\"SW\",'Wave Areas'!P120,(IF($B$4=\"N\",'Wave Areas'!B83,(IF($B$4=\"NE\",'Wave Areas'!P84,(IF($B$4=\"E\",'Wave Areas'!B101,(IF($B$4=\"SE\",'Wave Areas'!P102,(IF($B$4=\"S\",'Wave Areas'!B119,(IF($B$4=\"W\",'Wave Areas'!B137,(IF($B$4=\"NW\",'Wave Areas'!P138,0)))))))))))))))","v":0},{"$f":"IF($B$4=\"SW\",'Wave Areas'!Q120,(IF($B$4=\"N\",'Wave Areas'!C83,(IF($B$4=\"NE\",'Wave Areas'!Q84,(IF($B$4=\"E\",'Wave Areas'!C101,(IF($B$4=\"SE\",'Wave Areas'!Q102,(IF($B$4=\"S\",'Wave Areas'!C119,(IF($B$4=\"W\",'Wave Areas'!C137,(IF($B$4=\"NW\",'Wave Areas'!Q138,0)))))))))))))))","v":0},{"$f":"IF($B$4=\"SW\",'Wave Areas'!R120,(IF($B$4=\"N\",'Wave Areas'!D83,(IF($B$4=\"NE\",'Wave Areas'!R84,(IF($B$4=\"E\",'Wave Areas'!D101,(IF($B$4=\"SE\",'Wave Areas'!R102,(IF($B$4=\"S\",'Wave Areas'!D119,(IF($B$4=\"W\",'Wave Areas'!D137,(IF($B$4=\"NW\",'Wave Areas'!R138,0)))))))))))))))","v":1},{"$f":"IF($B$4=\"SW\",'Wave Areas'!S120,(IF($B$4=\"N\",'Wave Areas'!E83,(IF($B$4=\"NE\",'Wave Areas'!S84,(IF($B$4=\"E\",'Wave Areas'!E101,(IF($B$4=\"SE\",'Wave Areas'!S102,(IF($B$4=\"S\",'Wave Areas'!E119,(IF($B$4=\"W\",'Wave Areas'!E137,(IF($B$4=\"NW\",'Wave Areas'!S138,0)))))))))))))))","v":11},{"$f":"IF($B$4=\"SW\",'Wave Areas'!T120,(IF($B$4=\"N\",'Wave Areas'!F83,(IF($B$4=\"NE\",'Wave Areas'!T84,(IF($B$4=\"E\",'Wave Areas'!F101,(IF($B$4=\"SE\",'Wave Areas'!T102,(IF($B$4=\"S\",'Wave Areas'!F119,(IF($B$4=\"W\",'Wave Areas'!F137,(IF($B$4=\"NW\",'Wave Areas'!T138,0)))))))))))))))","v":36},{"$f":"IF($B$4=\"SW\",'Wave Areas'!U120,(IF($B$4=\"N\",'Wave Areas'!G83,(IF($B$4=\"NE\",'Wave Areas'!U84,(IF($B$4=\"E\",'Wave Areas'!G101,(IF($B$4=\"SE\",'Wave Areas'!U102,(IF($B$4=\"S\",'Wave Areas'!G119,(IF($B$4=\"W\",'Wave Areas'!G137,(IF($B$4=\"NW\",'Wave Areas'!U138,0)))))))))))))))","v":51},{"$f":"IF($B$4=\"SW\",'Wave Areas'!V120,(IF($B$4=\"N\",'Wave Areas'!H83,(IF($B$4=\"NE\",'Wave Areas'!V84,(IF($B$4=\"E\",'Wave Areas'!H101,(IF($B$4=\"SE\",'Wave Areas'!V102,(IF($B$4=\"S\",'Wave Areas'!H119,(IF($B$4=\"W\",'Wave Areas'!H137,(IF($B$4=\"NW\",'Wave Areas'!V138,0)))))))))))))))","v":43},{"$f":"IF($B$4=\"SW\",'Wave Areas'!W120,(IF($B$4=\"N\",'Wave Areas'!I83,(IF($B$4=\"NE\",'Wave Areas'!W84,(IF($B$4=\"E\",'Wave Areas'!I101,(IF($B$4=\"SE\",'Wave Areas'!W102,(IF($B$4=\"S\",'Wave Areas'!I119,(IF($B$4=\"W\",'Wave Areas'!I137,(IF($B$4=\"NW\",'Wave Areas'!W138,0)))))))))))))))","v":23},{"$f":"IF($B$4=\"SW\",'Wave Areas'!X120,(IF($B$4=\"N\",'Wave Areas'!J83,(IF($B$4=\"NE\",'Wave Areas'!X84,(IF($B$4=\"E\",'Wave Areas'!J101,(IF($B$4=\"SE\",'Wave Areas'!X102,(IF($B$4=\"S\",'Wave Areas'!J119,(IF($B$4=\"W\",'Wave Areas'!J137,(IF($B$4=\"NW\",'Wave Areas'!X138,0)))))))))))))))","v":9},{"$f":"IF($B$4=\"SW\",'Wave Areas'!Y120,(IF($B$4=\"N\",'Wave Areas'!K83,(IF($B$4=\"NE\",'Wave Areas'!Y84,(IF($B$4=\"E\",'Wave Areas'!K101,(IF($B$4=\"SE\",'Wave Areas'!Y102,(IF($B$4=\"S\",'Wave Areas'!K119,(IF($B$4=\"W\",'Wave Areas'!K137,(IF($B$4=\"NW\",'Wave Areas'!Y138,0)))))))))))))))","v":2},{"$f":"IF($B$4=\"SW\",'Wave Areas'!Z120,(IF($B$4=\"N\",'Wave Areas'!L83,(IF($B$4=\"NE\",'Wave Areas'!Z84,(IF($B$4=\"E\",'Wave Areas'!L101,(IF($B$4=\"SE\",'Wave Areas'!Z102,(IF($B$4=\"S\",'Wave Areas'!L119,(IF($B$4=\"W\",'Wave Areas'!L137,(IF($B$4=\"NW\",'Wave Areas'!Z138,0)))))))))))))))","v":0},null,5.5,0,0,3.3333333333333332E-4,3.6666666666666666E-3,1.2E-2,1.7000000000000001E-2,1.4333333333333333E-2,7.6666666666666662E-3,3.0000000000000001E-3,6.6666666666666664E-4,0,5.8666666666666679E-2,null,5.5,0,3.3200531208499336E-7,105.33083859374999,1295.0288611298079,4546.7527792499995,6745.7592829687501,5870.2261734621707,3211.1920693973216,6.6401062416998672E-7,0,1.0292164674634795E-4,21774.290108719466]
[53104.2890625,6.5,0,0,441344.91873579542,{"$f":"$A28*($F$16/2)","v":246648.99796875002},529201.94193749991,554221.35090992646,572017.04208059201,585006.96341517859,0,0,0,2928441.2150477422,null,null,null,6.5,{"$f":"IF($B$4=\"SW\",'Wave Areas'!P121,(IF($B$4=\"N\",'Wave Areas'!B84,(IF($B$4=\"NE\",'Wave Areas'!P85,(IF($B$4=\"E\",'Wave Areas'!B102,(IF($B$4=\"SE\",'Wave Areas'!P103,(IF($B$4=\"S\",'Wave Areas'!B120,(IF($B$4=\"W\",'Wave Areas'!B138,(IF($B$4=\"NW\",'Wave Areas'!P139,0)))))))))))))))","v":0},{"$f":"IF($B$4=\"SW\",'Wave Areas'!Q121,(IF($B$4=\"N\",'Wave Areas'!C84,(IF($B$4=\"NE\",'Wave Areas'!Q85,(IF($B$4=\"E\",'Wave Areas'!C102,(IF($B$4=\"SE\",'Wave Areas'!Q103,(IF($B$4=\"S\",'Wave Areas'!C120,(IF($B$4=\"W\",'Wave Areas'!C138,(IF($B$4=\"NW\",'Wave Areas'!Q139,0)))))))))))))))","v":0},{"$f":"IF($B$4=\"SW\",'Wave Areas'!R121,(IF($B$4=\"N\",'Wave Areas'!D84,(IF($B$4=\"NE\",'Wave Areas'!R85,(IF($B$4=\"E\",'Wave Areas'!D102,(IF($B$4=\"SE\",'Wave Areas'!R103,(IF($B$4=\"S\",'Wave Areas'!D120,(IF($B$4=\"W\",'Wave Areas'!D138,(IF($B$4=\"NW\",'Wave Areas'!R139,0)))))))))))))))","v":0},{"$f":"IF($B$4=\"SW\",'Wave Areas'!S121,(IF($B$4=\"N\",'Wave Areas'!E84,(IF($B$4=\"NE\",'Wave Areas'!S85,(IF($B$4=\"E\",'Wave Areas'!E102,(IF($B$4=\"SE\",'Wave Areas'!S103,(IF($B$4=\"S\",'Wave Areas'!E120,(IF($B$4=\"W\",'Wave Areas'!E138,(IF($B$4=\"NW\",'Wave Areas'!S139,0)))))))))))))))","v":4},{"$f":"IF($B$4=\"SW\",'Wave Areas'!T121,(IF($B$4=\"N\",'Wave Areas'!F84,(IF($B$4=\"NE\",'Wave Areas'!T85,(IF($B$4=\"E\",'Wave Areas'!F102,(IF($B$4=\"SE\",'Wave Areas'!T103,(IF($B$4=\"S\",'Wave Areas'!F120,(IF($B$4=\"W\",'Wave Areas'!F138,(IF($B$4=\"NW\",'Wave Areas'!T139,0)))))))))))))))","v":16},{"$f":"IF($B$4=\"SW\",'Wave Areas'!U121,(IF($B$4=\"N\",'Wave Areas'!G84,(IF($B$4=\"NE\",'Wave Areas'!U85,(IF($B$4=\"E\",'Wave Areas'!G102,(IF($B$4=\"SE\",'Wave Areas'!U103,(IF($B$4=\"S\",'Wave Areas'!G120,(IF($B$4=\"W\",'Wave Areas'!G138,(IF($B$4=\"NW\",'Wave Areas'!U139,0)))))))))))))))","v":28},{"$f":"IF($B$4=\"SW\",'Wave Areas'!V121,(IF($B$4=\"N\",'Wave Areas'!H84,(IF($B$4=\"NE\",'Wave Areas'!V85,(IF($B$4=\"E\",'Wave Areas'!H102,(IF($B$4=\"SE\",'Wave Areas'!V103,(IF($B$4=\"S\",'Wave Areas'!H120,(IF($B$4=\"W\",'Wave Areas'!H138,(IF($B$4=\"NW\",'Wave Areas'!V139,0)))))))))))))))","v":26},{"$f":"IF($B$4=\"SW\",'Wave Areas'!W121,(IF($B$4=\"N\",'Wave Areas'!I84,(IF($B$4=\"NE\",'Wave Areas'!W85,(IF($B$4=\"E\",'Wave Areas'!I102,(IF($B$4=\"SE\",'Wave Areas'!W103,(IF($B$4=\"S\",'Wave Areas'!I120,(IF($B$4=\"W\",'Wave Areas'!I138,(IF($B$4=\"NW\",'Wave Areas'!W139,0)))))))))))))))","v":16},{"$f":"IF($B$4=\"SW\",'Wave Areas'!X121,(IF($B$4=\"N\",'Wave Areas'!J84,(IF($B$4=\"NE\",'Wave Areas'!X85,(IF($B$4=\"E\",'Wave Areas'!J102,(IF($B$4=\"SE\",'Wave Areas'!X103,(IF($B$4=\"S\",'Wave Areas'!J120,(IF($B$4=\"W\",'Wave Areas'!J138,(IF($B$4=\"NW\",'Wave Areas'!X139,0)))))))))))))))","v":7},{"$f":"IF($B$4=\"SW\",'Wave Areas'!Y121,(IF($B$4=\"N\",'Wave Areas'!K84,(IF($B$4=\"NE\",'Wave Areas'!Y85,(IF($B$4=\"E\",'Wave Areas'!K102,(IF($B$4=\"SE\",'Wave Areas'!Y103,(IF($B$4=\"S\",'Wave Areas'!K120,(IF($B$4=\"W\",'Wave Areas'!K138,(IF($B$4=\"NW\",'Wave Areas'!Y139,0)))))))))))))))","v":2},{"$f":"IF($B$4=\"SW\",'Wave Areas'!Z121,(IF($B$4=\"N\",'Wave Areas'!L84,(IF($B$4=\"NE\",'Wave Areas'!Z85,(IF($B$4=\"E\",'Wave Areas'!L102,(IF($B$4=\"SE\",'Wave Areas'!Z103,(IF($B$4=\"S\",'Wave Areas'!L120,(IF($B$4=\"W\",'Wave Areas'!L138,(IF($B$4=\"NW\",'Wave Areas'!Z139,0)))))))))))))))","v":0},null,6.5,0,0,0,1.3333333333333333E-3,5.3333333333333332E-3,9.3333333333333341E-3,8.6666666666666663E-3,5.3333333333333332E-3,2.3333333333333335E-3,6.6666666666666664E-4,0,3.3000000000000002E-2,null,6.5,0,0,0,328.86533062500001,2822.4103569999993,5172.7326084926472,4957.4810313651305,3120.0371382142857,6.6401062416998672E-7,0,5.8432934926958841E-5,16401.526524794008]
[70700.9765625,7.5,0,0,0,{"$f":"$A29*($F$16)","v":656757.6868990385},704558.79843749991,737868.6624540441,761561.15069901303,0,0,0,0,2860746.2984895953,null,null,null,7.5,{"$f":"IF($B$4=\"SW\",'Wave Areas'!P122,(IF($B$4=\"N\",'Wave Areas'!B85,(IF($B$4=\"NE\",'Wave Areas'!P86,(IF($B$4=\"E\",'Wave Areas'!B103,(IF($B$4=\"SE\",'Wave Areas'!P104,(IF($B$4=\"S\",'Wave Areas'!B121,(IF($B$4=\"W\",'Wave Areas'!B139,(IF($B$4=\"NW\",'Wave Areas'!P140,0)))))))))))))))","v":0},{"$f":"IF($B$4=\"SW\",'Wave Areas'!Q122,(IF($B$4=\"N\",'Wave Areas'!C85,(IF($B$4=\"NE\",'Wave Areas'!Q86,(IF($B$4=\"E\",'Wave Areas'!C103,(IF($B$4=\"SE\",'Wave Areas'!Q104,(IF($B$4=\"S\",'Wave Areas'!C121,(IF($B$4=\"W\",'Wave Areas'!C139,(IF($B$4=\"NW\",'Wave Areas'!Q140,0)))))))))))))))","v":0},{"$f":"IF($B$4=\"SW\",'Wave Areas'!R122,(IF($B$4=\"N\",'Wave Areas'!D85,(IF($B$4=\"NE\",'Wave Areas'!R86,(IF($B$4=\"E\",'Wave Areas'!D103,(IF($B$4=\"SE\",'Wave Areas'!R104,(IF($B$4=\"S\",'Wave Areas'!D121,(IF($B$4=\"W\",'Wave Areas'!D139,(IF($B$4=\"NW\",'Wave Areas'!R140,0)))))))))))))))","v":0},{"$f":"IF($B$4=\"SW\",'Wave Areas'!S122,(IF($B$4=\"N\",'Wave Areas'!E85,(IF($B$4=\"NE\",'Wave Areas'!S86,(IF($B$4=\"E\",'Wave Areas'!E103,(IF($B$4=\"SE\",'Wave Areas'!S104,(IF($B$4=\"S\",'Wave Areas'!E121,(IF($B$4=\"W\",'Wave Areas'!E139,(IF($B$4=\"NW\",'Wave Areas'!S140,0)))))))))))))))","v":2},{"$f":"IF($B$4=\"SW\",'Wave Areas'!T122,(IF($B$4=\"N\",'Wave Areas'!F85,(IF($B$4=\"NE\",'Wave Areas'!T86,(IF($B$4=\"E\",'Wave Areas'!F103,(IF($B$4=\"SE\",'Wave Areas'!T104,(IF($B$4=\"S\",'Wave Areas'!F121,(IF($B$4=\"W\",'Wave Areas'!F139,(IF($B$4=\"NW\",'Wave Areas'!T140,0)))))))))))))))","v":7},{"$f":"IF($B$4=\"SW\",'Wave Areas'!U122,(IF($B$4=\"N\",'Wave Areas'!G85,(IF($B$4=\"NE\",'Wave Areas'!U86,(IF($B$4=\"E\",'Wave Areas'!G103,(IF($B$4=\"SE\",'Wave Areas'!U104,(IF($B$4=\"S\",'Wave Areas'!G121,(IF($B$4=\"W\",'Wave Areas'!G139,(IF($B$4=\"NW\",'Wave Areas'!U140,0)))))))))))))))","v":13},{"$f":"IF($B$4=\"SW\",'Wave Areas'!V122,(IF($B$4=\"N\",'Wave Areas'!H85,(IF($B$4=\"NE\",'Wave Areas'!V86,(IF($B$4=\"E\",'Wave Areas'!H103,(IF($B$4=\"SE\",'Wave Areas'!V104,(IF($B$4=\"S\",'Wave Areas'!H121,(IF($B$4=\"W\",'Wave Areas'!H139,(IF($B$4=\"NW\",'Wave Areas'!V140,0)))))))))))))))","v":14},{"$f":"IF($B$4=\"SW\",'Wave Areas'!W122,(IF($B$4=\"N\",'Wave Areas'!I85,(IF($B$4=\"NE\",'Wave Areas'!W86,(IF($B$4=\"E\",'Wave Areas'!I103,(IF($B$4=\"SE\",'Wave Areas'!W104,(IF($B$4=\"S\",'Wave Areas'!I121,(IF($B$4=\"W\",'Wave Areas'!I139,(IF($B$4=\"NW\",'Wave Areas'!W140,0)))))))))))))))","v":10},{"$f":"IF($B$4=\"SW\",'Wave Areas'!X122,(IF($B$4=\"N\",'Wave Areas'!J85,(IF($B$4=\"NE\",'Wave Areas'!X86,(IF($B$4=\"E\",'Wave Areas'!J103,(IF($B$4=\"SE\",'Wave Areas'!X104,(IF($B$4=\"S\",'Wave Areas'!J121,(IF($B$4=\"W\",'Wave Areas'!J139,(IF($B$4=\"NW\",'Wave Areas'!X140,0)))))))))))))))","v":4},{"$f":"IF($B$4=\"SW\",'Wave Areas'!Y122,(IF($B$4=\"N\",'Wave Areas'!K85,(IF($B$4=\"NE\",'Wave Areas'!Y86,(IF($B$4=\"E\",'Wave Areas'!K103,(IF($B$4=\"SE\",'Wave Areas'!Y104,(IF($B$4=\"S\",'Wave Areas'!K121,(IF($B$4=\"W\",'Wave Areas'!K139,(IF($B$4=\"NW\",'Wave Areas'!Y140,0)))))))))))))))","v":1},{"$f":"IF($B$4=\"SW\",'Wave Areas'!Z122,(IF($B$4=\"N\",'Wave Areas'!L85,(IF($B$4=\"NE\",'Wave Areas'!Z86,(IF($B$4=\"E\",'Wave Areas'!L103,(IF($B$4=\"SE\",'Wave Areas'!Z104,(IF($B$4=\"S\",'Wave Areas'!L121,(IF($B$4=\"W\",'Wave Areas'!L139,(IF($B$4=\"NW\",'Wave Areas'!Z140,0)))))))))))))))","v":0},null,7.5,0,0,0,6.6666666666666664E-4,2.3333333333333335E-3,4.3333333333333331E-3,4.6666666666666671E-3,3.3333333333333335E-3,1.3333333333333333E-3,3.3333333333333332E-4,0,1.7000000000000001E-2,null,7.5,0,0,{"$f":"AI29/1004","v":6.6401062416998672E-7},437.83845793269234,1643.9705296874999,3197.4308706341908,3553.9520365953945,{"$f":"AN29/1004","v":1.3280212483399734E-6},3.3200531208499336E-7,0,3.2868525896414345E-5,8833.1919300423397]
[90811.4765625,8.5,0,0,0,{"$f":"$A30*($F$16)","v":843568.76228365384},904966.63443749992,947751.30421874998,978182.9891200657,0,0,0,0,3674469.6900599697,null,null,null,8.5,{"$f":"IF($B$4=\"SW\",'Wave Areas'!P123,(IF($B$4=\"N\",'Wave Areas'!B86,(IF($B$4=\"NE\",'Wave Areas'!P87,(IF($B$4=\"E\",'Wave Areas'!B104,(IF($B$4=\"SE\",'Wave Areas'!P105,(IF($B$4=\"S\",'Wave Areas'!B122,(IF($B$4=\"W\",'Wave Areas'!B140,(IF($B$4=\"NW\",'Wave Areas'!P141,0)))))))))))))))","v":0},{"$f":"IF($B$4=\"SW\",'Wave Areas'!Q123,(IF($B$4=\"N\",'Wave Areas'!C86,(IF($B$4=\"NE\",'Wave Areas'!Q87,(IF($B$4=\"E\",'Wave Areas'!C104,(IF($B$4=\"SE\",'Wave Areas'!Q105,(IF($B$4=\"S\",'Wave Areas'!C122,(IF($B$4=\"W\",'Wave Areas'!C140,(IF($B$4=\"NW\",'Wave Areas'!Q141,0)))))))))))))))","v":0},{"$f":"IF($B$4=\"SW\",'Wave Areas'!R123,(IF($B$4=\"N\",'Wave Areas'!D86,(IF($B$4=\"NE\",'Wave Areas'!R87,(IF($B$4=\"E\",'Wave Areas'!D104,(IF($B$4=\"SE\",'Wave Areas'!R105,(IF($B$4=\"S\",'Wave Areas'!D122,(IF($B$4=\"W\",'Wave Areas'!D140,(IF($B$4=\"NW\",'Wave Areas'!R141,0)))))))))))))))","v":0},{"$f":"IF($B$4=\"SW\",'Wave Areas'!S123,(IF($B$4=\"N\",'Wave Areas'!E86,(IF($B$4=\"NE\",'Wave Areas'!S87,(IF($B$4=\"E\",'Wave Areas'!E104,(IF($B$4=\"SE\",'Wave Areas'!S105,(IF($B$4=\"S\",'Wave Areas'!E122,(IF($B$4=\"W\",'Wave Areas'!E140,(IF($B$4=\"NW\",'Wave Areas'!S141,0)))))))))))))))","v":0},{"$f":"IF($B$4=\"SW\",'Wave Areas'!T123,(IF($B$4=\"N\",'Wave Areas'!F86,(IF($B$4=\"NE\",'Wave Areas'!T87,(IF($B$4=\"E\",'Wave Areas'!F104,(IF($B$4=\"SE\",'Wave Areas'!T105,(IF($B$4=\"S\",'Wave Areas'!F122,(IF($B$4=\"W\",'Wave Areas'!F140,(IF($B$4=\"NW\",'Wave Areas'!T141,0)))))))))))))))","v":3},{"$f":"IF($B$4=\"SW\",'Wave Areas'!U123,(IF($B$4=\"N\",'Wave Areas'!G86,(IF($B$4=\"NE\",'Wave Areas'!U87,(IF($B$4=\"E\",'Wave Areas'!G104,(IF($B$4=\"SE\",'Wave Areas'!U105,(IF($B$4=\"S\",'Wave Areas'!G122,(IF($B$4=\"W\",'Wave Areas'!G140,(IF($B$4=\"NW\",'Wave Areas'!U141,0)))))))))))))))","v":7},{"$f":"IF($B$4=\"SW\",'Wave Areas'!V123,(IF($B$4=\"N\",'Wave Areas'!H86,(IF($B$4=\"NE\",'Wave Areas'!V87,(IF($B$4=\"E\",'Wave Areas'!H104,(IF($B$4=\"SE\",'Wave Areas'!V105,(IF($B$4=\"S\",'Wave Areas'!H122,(IF($B$4=\"W\",'Wave Areas'!H140,(IF($B$4=\"NW\",'Wave Areas'!V141,0)))))))))))))))","v":7},{"$f":"IF($B$4=\"SW\",'Wave Areas'!W123,(IF($B$4=\"N\",'Wave Areas'!I86,(IF($B$4=\"NE\",'Wave Areas'!W87,(IF($B$4=\"E\",'Wave Areas'!I104,(IF($B$4=\"SE\",'Wave Areas'!W105,(IF($B$4=\"S\",'Wave Areas'!I122,(IF($B$4=\"W\",'Wave Areas'!I140,(IF($B$4=\"NW\",'Wave Areas'!W141,0)))))))))))))))","v":7},{"$f":"IF($B$4=\"SW\",'Wave Areas'!X123,(IF($B$4=\"N\",'Wave Areas'!J86,(IF($B$4=\"NE\",'Wave Areas'!X87,(IF($B$4=\"E\",'Wave Areas'!J104,(IF($B$4=\"SE\",'Wave Areas'!X105,(IF($B$4=\"S\",'Wave Areas'!J122,(IF($B$4=\"W\",'Wave Areas'!J140,(IF($B$4=\"NW\",'Wave Areas'!X141,0)))))))))))))))","v":3},{"$f":"IF($B$4=\"SW\",'Wave Areas'!Y123,(IF($B$4=\"N\",'Wave Areas'!K86,(IF($B$4=\"NE\",'Wave Areas'!Y87,(IF($B$4=\"E\",'Wave Areas'!K104,(IF($B$4=\"SE\",'Wave Areas'!Y105,(IF($B$4=\"S\",'Wave Areas'!K122,(IF($B$4=\"W\",'Wave Areas'!K140,(IF($B$4=\"NW\",'Wave Areas'!Y141,0)))))))))))))))","v":1},{"$f":"IF($B$4=\"SW\",'Wave Areas'!Z123,(IF($B$4=\"N\",'Wave Areas'!L86,(IF($B$4=\"NE\",'Wave Areas'!Z87,(IF($B$4=\"E\",'Wave Areas'!L104,(IF($B$4=\"SE\",'Wave Areas'!Z105,(IF($B$4=\"S\",'Wave Areas'!L122,(IF($B$4=\"W\",'Wave Areas'!L140,(IF($B$4=\"NW\",'Wave Areas'!Z141,0)))))))))))))))","v":0},null,8.5,0,0,0,0,1E-3,2.3333333333333335E-3,2.3333333333333335E-3,2.3333333333333335E-3,1E-3,3.3333333333333332E-4,0,9.3333333333333341E-3,null,8.5,0,0,{"$f":"AI30/1004","v":0},0,904.96663443749992,2211.4197098437503,2282.4269746134869,{"$f":"AN30/1004","v":9.9601593625498007E-7},3.3200531208499336E-7,0,1.6932270916334664E-5,5398.8133371550302]
[113435.7890625,9.5,0,0,0,0,1130425.4499374998,1183869.276204044,0,0,0,0,0,2314294.7261415441,null,null,null,9.5,{"$f":"IF($B$4=\"SW\",'Wave Areas'!P124,(IF($B$4=\"N\",'Wave Areas'!B87,(IF($B$4=\"NE\",'Wave Areas'!P88,(IF($B$4=\"E\",'Wave Areas'!B105,(IF($B$4=\"SE\",'Wave Areas'!P106,(IF($B$4=\"S\",'Wave Areas'!B123,(IF($B$4=\"W\",'Wave Areas'!B141,(IF($B$4=\"NW\",'Wave Areas'!P142,0)))))))))))))))","v":0},{"$f":"IF($B$4=\"SW\",'Wave Areas'!Q124,(IF($B$4=\"N\",'Wave Areas'!C87,(IF($B$4=\"NE\",'Wave Areas'!Q88,(IF($B$4=\"E\",'Wave Areas'!C105,(IF($B$4=\"SE\",'Wave Areas'!Q106,(IF($B$4=\"S\",'Wave Areas'!C123,(IF($B$4=\"W\",'Wave Areas'!C141,(IF($B$4=\"NW\",'Wave Areas'!Q142,0)))))))))))))))","v":0},{"$f":"IF($B$4=\"SW\",'Wave Areas'!R124,(IF($B$4=\"N\",'Wave Areas'!D87,(IF($B$4=\"NE\",'Wave Areas'!R88,(IF($B$4=\"E\",'Wave Areas'!D105,(IF($B$4=\"SE\",'Wave Areas'!R106,(IF($B$4=\"S\",'Wave Areas'!D123,(IF($B$4=\"W\",'Wave Areas'!D141,(IF($B$4=\"NW\",'Wave Areas'!R142,0)))))))))))))))","v":0},{"$f":"IF($B$4=\"SW\",'Wave Areas'!S124,(IF($B$4=\"N\",'Wave Areas'!E87,(IF($B$4=\"NE\",'Wave Areas'!S88,(IF($B$4=\"E\",'Wave Areas'!E105,(IF($B$4=\"SE\",'Wave Areas'!S106,(IF($B$4=\"S\",'Wave Areas'!E123,(IF($B$4=\"W\",'Wave Areas'!E141,(IF($B$4=\"NW\",'Wave Areas'!S142,0)))))))))))))))","v":0},{"$f":"IF($B$4=\"SW\",'Wave Areas'!T124,(IF($B$4=\"N\",'Wave Areas'!F87,(IF($B$4=\"NE\",'Wave Areas'!T88,(IF($B$4=\"E\",'Wave Areas'!F105,(IF($B$4=\"SE\",'Wave Areas'!T106,(IF($B$4=\"S\",'Wave Areas'!F123,(IF($B$4=\"W\",'Wave Areas'!F141,(IF($B$4=\"NW\",'Wave Areas'!T142,0)))))))))))))))","v":3},{"$f":"IF($B$4=\"SW\",'Wave Areas'!U124,(IF($B$4=\"N\",'Wave Areas'!G87,(IF($B$4=\"NE\",'Wave Areas'!U88,(IF($B$4=\"E\",'Wave Areas'!G105,(IF($B$4=\"SE\",'Wave Areas'!U106,(IF($B$4=\"S\",'Wave Areas'!G123,(IF($B$4=\"W\",'Wave Areas'!G141,(IF($B$4=\"NW\",'Wave Areas'!U142,0)))))))))))))))","v":4},{"$f":"IF($B$4=\"SW\",'Wave Areas'!V124,(IF($B$4=\"N\",'Wave Areas'!H87,(IF($B$4=\"NE\",'Wave Areas'!V88,(IF($B$4=\"E\",'Wave Areas'!H105,(IF($B$4=\"SE\",'Wave Areas'!V106,(IF($B$4=\"S\",'Wave Areas'!H123,(IF($B$4=\"W\",'Wave Areas'!H141,(IF($B$4=\"NW\",'Wave Areas'!V142,0)))))))))))))))","v":5},{"$f":"IF($B$4=\"SW\",'Wave Areas'!W124,(IF($B$4=\"N\",'Wave Areas'!I87,(IF($B$4=\"NE\",'Wave Areas'!W88,(IF($B$4=\"E\",'Wave Areas'!I105,(IF($B$4=\"SE\",'Wave Areas'!W106,(IF($B$4=\"S\",'Wave Areas'!I123,(IF($B$4=\"W\",'Wave Areas'!I141,(IF($B$4=\"NW\",'Wave Areas'!W142,0)))))))))))))))","v":3},{"$f":"IF($B$4=\"SW\",'Wave Areas'!X124,(IF($B$4=\"N\",'Wave Areas'!J87,(IF($B$4=\"NE\",'Wave Areas'!X88,(IF($B$4=\"E\",'Wave Areas'!J105,(IF($B$4=\"SE\",'Wave Areas'!X106,(IF($B$4=\"S\",'Wave Areas'!J123,(IF($B$4=\"W\",'Wave Areas'!J141,(IF($B$4=\"NW\",'Wave Areas'!X142,0)))))))))))))))","v":2},{"$f":"IF($B$4=\"SW\",'Wave Areas'!Y124,(IF($B$4=\"N\",'Wave Areas'!K87,(IF($B$4=\"NE\",'Wave Areas'!Y88,(IF($B$4=\"E\",'Wave Areas'!K105,(IF($B$4=\"SE\",'Wave Areas'!Y106,(IF($B$4=\"S\",'Wave Areas'!K123,(IF($B$4=\"W\",'Wave Areas'!K141,(IF($B$4=\"NW\",'Wave Areas'!Y142,0)))))))))))))))","v":1},{"$f":"IF($B$4=\"SW\",'Wave Areas'!Z124,(IF($B$4=\"N\",'Wave Areas'!L87,(IF($B$4=\"NE\",'Wave Areas'!Z88,(IF($B$4=\"E\",'Wave Areas'!L105,(IF($B$4=\"SE\",'Wave Areas'!Z106,(IF($B$4=\"S\",'Wave Areas'!L123,(IF($B$4=\"W\",'Wave Areas'!L141,(IF($B$4=\"NW\",'Wave Areas'!Z142,0)))))))))))))))","v":0},null,9.5,0,0,0,0,1E-3,1.3333333333333333E-3,1.6666666666666668E-3,1E-3,6.6666666666666664E-4,3.3333333333333332E-4,0,6.0000000000000001E-3,null,9.5,0,0,{"$f":"AI31/1004","v":0},{"$f":"AJ31/1004","v":9.9601593625498007E-7},{"$f":"G31*AJ31","v":1130.4254499374999},{"$f":"H31*AK31","v":1578.4923682720587},{"$f":"AM31/1004","v":9.9601593625498007E-7},{"$f":"AN31/1004","v":6.6401062416998672E-7},3.3200531208499336E-7,0,9.2961487383798149E-6,2708.9178304937545]
[138573.9140625,10.5,0,0,0,0,0,0,0,0,0,0,0,0,null,null,null,10.5,{"$f":"IF($B$4=\"SW\",'Wave Areas'!P125,(IF($B$4=\"N\",'Wave Areas'!B88,(IF($B$4=\"NE\",'Wave Areas'!P89,(IF($B$4=\"E\",'Wave Areas'!B106,(IF($B$4=\"SE\",'Wave Areas'!P107,(IF($B$4=\"S\",'Wave Areas'!B124,(IF($B$4=\"W\",'Wave Areas'!B142,(IF($B$4=\"NW\",'Wave Areas'!P143,0)))))))))))))))","v":0},{"$f":"IF($B$4=\"SW\",'Wave Areas'!Q125,(IF($B$4=\"N\",'Wave Areas'!C88,(IF($B$4=\"NE\",'Wave Areas'!Q89,(IF($B$4=\"E\",'Wave Areas'!C106,(IF($B$4=\"SE\",'Wave Areas'!Q107,(IF($B$4=\"S\",'Wave Areas'!C124,(IF($B$4=\"W\",'Wave Areas'!C142,(IF($B$4=\"NW\",'Wave Areas'!Q143,0)))))))))))))))","v":0},{"$f":"IF($B$4=\"SW\",'Wave Areas'!R125,(IF($B$4=\"N\",'Wave Areas'!D88,(IF($B$4=\"NE\",'Wave Areas'!R89,(IF($B$4=\"E\",'Wave Areas'!D106,(IF($B$4=\"SE\",'Wave Areas'!R107,(IF($B$4=\"S\",'Wave Areas'!D124,(IF($B$4=\"W\",'Wave Areas'!D142,(IF($B$4=\"NW\",'Wave Areas'!R143,0)))))))))))))))","v":0},{"$f":"IF($B$4=\"SW\",'Wave Areas'!S125,(IF($B$4=\"N\",'Wave Areas'!E88,(IF($B$4=\"NE\",'Wave Areas'!S89,(IF($B$4=\"E\",'Wave Areas'!E106,(IF($B$4=\"SE\",'Wave Areas'!S107,(IF($B$4=\"S\",'Wave Areas'!E124,(IF($B$4=\"W\",'Wave Areas'!E142,(IF($B$4=\"NW\",'Wave Areas'!S143,0)))))))))))))))","v":0},{"$f":"IF($B$4=\"SW\",'Wave Areas'!T125,(IF($B$4=\"N\",'Wave Areas'!F88,(IF($B$4=\"NE\",'Wave Areas'!T89,(IF($B$4=\"E\",'Wave Areas'!F106,(IF($B$4=\"SE\",'Wave Areas'!T107,(IF($B$4=\"S\",'Wave Areas'!F124,(IF($B$4=\"W\",'Wave Areas'!F142,(IF($B$4=\"NW\",'Wave Areas'!T143,0)))))))))))))))","v":0},{"$f":"IF($B$4=\"SW\",'Wave Areas'!U125,(IF($B$4=\"N\",'Wave Areas'!G88,(IF($B$4=\"NE\",'Wave Areas'!U89,(IF($B$4=\"E\",'Wave Areas'!G106,(IF($B$4=\"SE\",'Wave Areas'!U107,(IF($B$4=\"S\",'Wave Areas'!G124,(IF($B$4=\"W\",'Wave Areas'!G142,(IF($B$4=\"NW\",'Wave Areas'!U143,0)))))))))))))))","v":4},{"$f":"IF($B$4=\"SW\",'Wave Areas'!V125,(IF($B$4=\"N\",'Wave Areas'!H88,(IF($B$4=\"NE\",'Wave Areas'!V89,(IF($B$4=\"E\",'Wave Areas'!H106,(IF($B$4=\"SE\",'Wave Areas'!V107,(IF($B$4=\"S\",'Wave Areas'!H124,(IF($B$4=\"W\",'Wave Areas'!H142,(IF($B$4=\"NW\",'Wave Areas'!V143,0)))))))))))))))","v":4},{"$f":"IF($B$4=\"SW\",'Wave Areas'!W125,(IF($B$4=\"N\",'Wave Areas'!I88,(IF($B$4=\"NE\",'Wave Areas'!W89,(IF($B$4=\"E\",'Wave Areas'!I106,(IF($B$4=\"SE\",'Wave Areas'!W107,(IF($B$4=\"S\",'Wave Areas'!I124,(IF($B$4=\"W\",'Wave Areas'!I142,(IF($B$4=\"NW\",'Wave Areas'!W143,0)))))))))))))))","v":4},{"$f":"IF($B$4=\"SW\",'Wave Areas'!X125,(IF($B$4=\"N\",'Wave Areas'!J88,(IF($B$4=\"NE\",'Wave Areas'!X89,(IF($B$4=\"E\",'Wave Areas'!J106,(IF($B$4=\"SE\",'Wave Areas'!X107,(IF($B$4=\"S\",'Wave Areas'!J124,(IF($B$4=\"W\",'Wave Areas'!J142,(IF($B$4=\"NW\",'Wave Areas'!X143,0)))))))))))))))","v":1},{"$f":"IF($B$4=\"SW\",'Wave Areas'!Y125,(IF($B$4=\"N\",'Wave Areas'!K88,(IF($B$4=\"NE\",'Wave Areas'!Y89,(IF($B$4=\"E\",'Wave Areas'!K106,(IF($B$4=\"SE\",'Wave Areas'!Y107,(IF($B$4=\"S\",'Wave Areas'!K124,(IF($B$4=\"W\",'Wave Areas'!K142,(IF($B$4=\"NW\",'Wave Areas'!Y143,0)))))))))))))))","v":0},{"$f":"IF($B$4=\"SW\",'Wave Areas'!Z125,(IF($B$4=\"N\",'Wave Areas'!L88,(IF($B$4=\"NE\",'Wave Areas'!Z89,(IF($B$4=\"E\",'Wave Areas'!L106,(IF($B$4=\"SE\",'Wave Areas'!Z107,(IF($B$4=\"S\",'Wave Areas'!L124,(IF($B$4=\"W\",'Wave Areas'!L142,(IF($B$4=\"NW\",'Wave Areas'!Z143,0)))))))))))))))","v":0},null,10.5,{"$f":"S32/($AC$33)","v":0},0,0,0,0,1.3333333333333333E-3,1.3333333333333333E-3,1.3333333333333333E-3,3.3333333333333332E-4,0,0,4.3333333333333331E-3,null,10.5,0,0,{"$f":"AI32/1004","v":0},{"$f":"AJ32/1004","v":0},{"$f":"AK32/1004","v":1.3280212483399734E-6},{"$f":"AL32/1004","v":1.3280212483399734E-6},{"$f":"AM32/1004","v":1.3280212483399734E-6},{"$f":"AN32/1004","v":3.3200531208499336E-7},0,0,5.9760956175298809E-6,1.0292164674634794E-5]
["Sub Totals",null,{"$f":"SUM(C22:C32)","v":17165.748214285715},362355.59765625,1188236.3196732954,2463571.0566346156,4164725.341874999,4361623.6491727941,3276405.3061184208,1571557.1679910715,0,0,0,{"$f":"SUM(N22:N31)","v":17405640.18733573},"Total",null,null,"Total Occurences",null,null,null,null,null,null,null,null,null,null,{"$f":"SUM(S22:AC32)","v":3000},null,null,null,null,null,null,null,null,null,null,null,null,null,null,null,"Sub Totals",{"$f":"SUM(AT22:AT32)","v":0.57219227115348137},109.80472689450532,2336.4295112890104,11888.287108219574,33034.935426140524,41457.287443653389,30453.420120350351,12043.989518364699,4.9800796812748997E-6,3.3200531208499336E-7,9.9169986719787532E-4,{"$f":"SUM(BE22:BE31)","v":131324.72703390301},"Total"]
[]
[null,null,null,null,null,null,null,null,null,null,null,null,null,null,null,null,null,null,null,null,null,null,null,null,null,null,null,null,null,null,null,null,null,null,null,null,null,null,null,null,null,null,null,null,null,null,null,null,null,null,null,null,null,null,null,null,"Min","Max"]
[null,null,null,null,null,null,null,null,null,null,null,null,null,null,null,null,null,null,null,null,null,null,null,null,null,null,null,null,null,null,null,null,null,null,null,null,null,null,null,null,null,null,null,null,null,null,null,null,null,null,null,null,null,"Relevant Wave Heights",null,null,{"$f":"IF((AND($B$6>AS22,$B$6<AS23)),AS22,(IF((AND($B$6>AS23,$B$6<AS24)),AS23,(IF((AND($B$6>AS24,$B$6<AS25)),AS24,(IF((AND($B$6>AS25,$B$6<AS26)),AS25,(IF((AND($B$6>AS26,$B$6<AS27)),AS26,(IF((AND($B$6>AS27,$B$6<AS28)),AS27,(IF((AND($B$6>AS28,$B$6<AS29)),AS28,(IF((AND($B$6>AS29,$B$6<AS30)),AS29,(IF((AND($B$6>AS30,$B$6<AS31)),AS30,(IF((AND($B$6>AS31,$B$6<AS32)),AS31,(IF($B$6>AS32,AS32,\"\")))))))))))))))))))))","v":1.5},{"$f":"IF((AND($B$6>AS22,$B$6<AS23)),AS23,(IF((AND($B$6>AS23,$B$6<AS24)),AS24,(IF((AND($B$6>AS24,$B$6<AS25)),AS25,(IF((AND($B$6>AS25,$B$6<AS26)),AS26,(IF((AND($B$6>AS26,$B$6<AS27)),AS27,(IF((AND($B$6>AS27,$B$6<AS28)),AS28,(IF((AND($B$6>AS28,$B$6<AS29)),AS29,(IF((AND($B$6>AS29,$B$6<AS30)),AS30,(IF((AND($B$6>AS30,$B$6<AS31)),AS31,(IF((AND($B$6>AS31,$B$6<AS32)),AS32,(IF($B$6>AS32,AS32,\"\")))))))))))))))))))))","v":2.5}]
[null,null,null,null,null,null,null,null,null,null,null,null,null,null,null,null,null,null,null,null,null,null,null,null,null,null,null,null,null,null,null,null,null,null,null,null,null,null,null,null,null,null,null,null,null,null,null,null,null,null,null,null,null,"Relevant Power (kW/m)",null,null,{"$f":"(((($B$6-BE36)*((VLOOKUP(BF36,AS22:BE32,13,FALSE))-(VLOOKUP(BE36,AS22:BE32,13,FALSE))))/(BF36-BE36))+(VLOOKUP(BE36,AS22:BE32,13,FALSE)))*0.001","v":10.370793262594258}]
[]
["Deep"]
[]
["Wave Velocity C","(m/s)",{"$f":"(C42/C43)","v":5.0344574780058648},6.4728739002932549,7.9112903225806459,9.3497067448680351,10.788123167155426,12.226539589442817,13.664956011730204,15.103372434017595,16.541788856304986,17.980205278592376,19.418621700879768]
["Wave Length (λ)","(m)",{"$f":"(9.81/(2*3.41))*C43^2","v":17.620601173020528},29.127932551319649,43.512096774193552,60.773093841642229,80.910923753665699,103.92558651026394,129.81708211143695,158.58541055718476,190.23057184750735,224.75256598240469,262.15139296187687]
["Wave Period (T)","(s)",3.5,4.5,5.5,6.5,7.5,8.5,9.5,10.5,11.5,12.5,13.5]
[]
["Energy","Wave Height (Hs)","Power",null,null,null,null,null,null,null,null,null,null,"Total Power",null,null,null,"North Sea Area 10",null,null,null,null,null,null,null,null,null,null,null,null,"North Sea Area 10",null,null,null,null,null,null,null,null,null,null,null,null,null,"North Sea Area 10"]
["(J)","(m)","(W/m)",null,null,null,null,null,null,null,null,null,null,"(W/m)",null,null,null,"Number of Occurences",null,null,null,null,null,null,null,null,null,null,null,null,"Percentage of Occurences",null,null,null,null,null,null,null,null,null,null,null,null,null,"Annual Power (W/m)",null,null,null,null,null,null,null,null,null,null,null,"Total Power"]
[{"$f":"(1025*9.81*B47^2)/8","v":314.2265625},0.5,{"$f":"$A47*($C$41)/2","v":790.98013368310114},{"$f":"$A47*($D$41)/2","v":1016.9744575925586},{"$f":"$A47*($E$41)/2","v":1242.9687815020163},{"$f":"$A47*($F$41)/2","v":1468.9631054114736},{"$f":"$A47*($G$41)/2","v":1694.9574293209312},{"$f":"$A47*($H$41)/2","v":1920.9517532303889},0,0,0,0,0,{"$f":"SUM(C47:M47)","v":8135.7956607404703},null,null,null,"Hs                      T",3.5,4.5,5.5,6.5,7.5,8.5,9.5,10.5,11.5,12.5,13.5,null,"Hs                 T",3.5,4.5,5.5,6.5,7.5,8.5,9.5,10.5,11.5,12.5,13.5,"Availability",null,"Hs           T",3.5,4.5,5.5,6.5,7.5,8.5,9.5,10.5,11.5,12.5,13.5,"(W/m)"]
[2828.0390625,1.5,{"$f":"$B48*($C$16/2)","v":4.0971428571428579},{"$f":"$A48*($D$41)/2","v":9152.7701183330282},11186.719033518146,13220.667948703262,15254.616863888381,{"$f":"$A48*($G$41)/2","v":15254.616863888381},{"$f":"$A48*($I$41)/2","v":19322.514694258614},{"$f":"$A48*($J$41)/2","v":21356.46360944373},0,0,0,104752.46627489068,null,null,null,0.5,{"$f":"IF($B$4=\"SW\",'Wave Areas'!P115,(IF($B$4=\"N\",'Wave Areas'!B78,(IF($B$4=\"NE\",'Wave Areas'!P79,(IF($B$4=\"E\",'Wave Areas'!B96,(IF($B$4=\"SE\",'Wave Areas'!P97,(IF($B$4=\"S\",'Wave Areas'!B114,(IF($B$4=\"W\",'Wave Areas'!B132,(IF($B$4=\"NW\",'Wave Areas'!P133,0)))))))))))))))","v":1},{"$f":"IF($B$4=\"SW\",'Wave Areas'!Q115,(IF($B$4=\"N\",'Wave Areas'!C78,(IF($B$4=\"NE\",'Wave Areas'!Q79,(IF($B$4=\"E\",'Wave Areas'!C96,(IF($B$4=\"SE\",'Wave Areas'!Q97,(IF($B$4=\"S\",'Wave Areas'!C114,(IF($B$4=\"W\",'Wave Areas'!C132,(IF($B$4=\"NW\",'Wave Areas'!Q133,0)))))))))))))))","v":28},{"$f":"IF($B$4=\"SW\",'Wave Areas'!R115,(IF($B$4=\"N\",'Wave Areas'!D78,(IF($B$4=\"NE\",'Wave Areas'!R79,(IF($B$4=\"E\",'Wave Areas'!D96,(IF($B$4=\"SE\",'Wave Areas'!R97,(IF($B$4=\"S\",'Wave Areas'!D114,(IF($B$4=\"W\",'Wave Areas'!D132,(IF($B$4=\"NW\",'Wave Areas'!R133,0)))))))))))))))","v":97},{"$f":"IF($B$4=\"SW\",'Wave Areas'!S115,(IF($B$4=\"N\",'Wave Areas'!E78,(IF($B$4=\"NE\",'Wave Areas'!S79,(IF($B$4=\"E\",'Wave Areas'!E96,(IF($B$4=\"SE\",'Wave Areas'!S97,(IF($B$4=\"S\",'Wave Areas'!E114,(IF($B$4=\"W\",'Wave Areas'!E132,(IF($B$4=\"NW\",'Wave Areas'!S133,0)))))))))))))))","v":117},{"$f":"IF($B$4=\"SW\",'Wave Areas'!T115,(IF($B$4=\"N\",'Wave Areas'!F78,(IF($B$4=\"NE\",'Wave Areas'!T79,(IF($B$4=\"E\",'Wave Areas'!F96,(IF($B$4=\"SE\",'Wave Areas'!T97,(IF($B$4=\"S\",'Wave Areas'!F114,(IF($B$4=\"W\",'Wave Areas'!F132,(IF($B$4=\"NW\",'Wave Areas'!T133,0)))))))))))))))","v":65},{"$f":"IF($B$4=\"SW\",'Wave Areas'!U115,(IF($B$4=\"N\",'Wave Areas'!G78,(IF($B$4=\"NE\",'Wave Areas'!U79,(IF($B$4=\"E\",'Wave Areas'!G96,(IF($B$4=\"SE\",'Wave Areas'!U97,(IF($B$4=\"S\",'Wave Areas'!G114,(IF($B$4=\"W\",'Wave Areas'!G132,(IF($B$4=\"NW\",'Wave Areas'!U133,0)))))))))))))))","v":20},{"$f":"IF($B$4=\"SW\",'Wave Areas'!V115,(IF($B$4=\"N\",'Wave Areas'!H78,(IF($B$4=\"NE\",'Wave Areas'!V79,(IF($B$4=\"E\",'Wave Areas'!H96,(IF($B$4=\"SE\",'Wave Areas'!V97,(IF($B$4=\"S\",'Wave Areas'!H114,(IF($B$4=\"W\",'Wave Areas'!H132,(IF($B$4=\"NW\",'Wave Areas'!V133,0)))))))))))))))","v":4},{"$f":"IF($B$4=\"SW\",'Wave Areas'!W115,(IF($B$4=\"N\",'Wave Areas'!I78,(IF($B$4=\"NE\",'Wave Areas'!W79,(IF($B$4=\"E\",'Wave Areas'!I96,(IF($B$4=\"SE\",'Wave Areas'!W97,(IF($B$4=\"S\",'Wave Areas'!I114,(IF($B$4=\"W\",'Wave Areas'!I132,(IF($B$4=\"NW\",'Wave Areas'!W133,0)))))))))))))))","v":0},{"$f":"IF($B$4=\"SW\",'Wave Areas'!X115,(IF($B$4=\"N\",'Wave Areas'!J78,(IF($B$4=\"NE\",'Wave Areas'!X79,(IF($B$4=\"E\",'Wave Areas'!J96,(IF($B$4=\"SE\",'Wave Areas'!X97,(IF($B$4=\"S\",'Wave Areas'!J114,(IF($B$4=\"W\",'Wave Areas'!J132,(IF($B$4=\"NW\",'Wave Areas'!X133,0)))))))))))))))","v":0},{"$f":"IF($B$4=\"SW\",'Wave Areas'!Y115,(IF($B$4=\"N\",'Wave Areas'!K78,(IF($B$4=\"NE\",'Wave Areas'!Y79,(IF($B$4=\"E\",'Wave Areas'!K96,(IF($B$4=\"SE\",'Wave Areas'!Y97,(IF($B$4=\"S\",'Wave Areas'!K114,(IF($B$4=\"W\",'Wave Areas'!K132,(IF($B$4=\"NW\",'Wave Areas'!Y133,0)))))))))))))))","v":0},{"$f":"IF($B$4=\"SW\",'Wave Areas'!Z115,(IF($B$4=\"N\",'Wave Areas'!L78,(IF($B$4=\"NE\",'Wave Areas'!Z79,(IF($B$4=\"E\",'Wave Areas'!L96,(IF($B$4=\"SE\",'Wave Areas'!Z97,(IF($B$4=\"S\",'Wave Areas'!L114,(IF($B$4=\"W\",'Wave Areas'!L132,(IF($B$4=\"NW\",'Wave Areas'!Z133,0)))))))))))))))","v":0},null,0.5,{"$f":"S48/$AC$59","v":3.3333333333333332E-4},{"$f":"T48/$AC$59","v":9.3333333333333341E-3},3.2333333333333332E-2,3.9E-2,2.1666666666666667E-2,6.6666666666666671E-3,1.3333333333333333E-3,0,0,0,0,{"$f":"SUM(AF48:AP48)","v":0.11066666666666666},null,0.5,{"$f":"C47*AF48","v":0.2636600445610337},9.4917616041972135,40.189323935231862,57.289561111047469,36.724077635286847,12.806345021535927,{"$f":"AM48/1004","v":0},{"$f":"AN48/1004","v":0},{"$f":"AO48/1004","v":0},{"$f":"AP48/1004","v":0},{"$f":"AQ44/1004","v":0},{"$f":"SUM(AT48:BD48)","v":156.76472935186035}]
[7855.6640625,2.5,0,{"$f":"$A49*($D$41)/2","v":25424.361439813965},31074.219537550405,36724.077635286842,42373.935733023282,{"$f":"$A49*($H$41)/2","v":48023.793830759721},53673.651928496147,59323.510026232587,0,0,0,296617.55013116292,null,null,null,1.5,{"$f":"IF($B$4=\"SW\",'Wave Areas'!P116,(IF($B$4=\"N\",'Wave Areas'!B79,(IF($B$4=\"NE\",'Wave Areas'!P80,(IF($B$4=\"E\",'Wave Areas'!B97,(IF($B$4=\"SE\",'Wave Areas'!P98,(IF($B$4=\"S\",'Wave Areas'!B115,(IF($B$4=\"W\",'Wave Areas'!B133,(IF($B$4=\"NW\",'Wave Areas'!P134,0)))))))))))))))","v":0},{"$f":"IF($B$4=\"SW\",'Wave Areas'!Q116,(IF($B$4=\"N\",'Wave Areas'!C79,(IF($B$4=\"NE\",'Wave Areas'!Q80,(IF($B$4=\"E\",'Wave Areas'!C97,(IF($B$4=\"SE\",'Wave Areas'!Q98,(IF($B$4=\"S\",'Wave Areas'!C115,(IF($B$4=\"W\",'Wave Areas'!C133,(IF($B$4=\"NW\",'Wave Areas'!Q134,0)))))))))))))))","v":8},{"$f":"IF($B$4=\"SW\",'Wave Areas'!R116,(IF($B$4=\"N\",'Wave Areas'!D79,(IF($B$4=\"NE\",'Wave Areas'!R80,(IF($B$4=\"E\",'Wave Areas'!D97,(IF($B$4=\"SE\",'Wave Areas'!R98,(IF($B$4=\"S\",'Wave Areas'!D115,(IF($B$4=\"W\",'Wave Areas'!D133,(IF($B$4=\"NW\",'Wave Areas'!R134,0)))))))))))))))","v":81},{"$f":"IF($B$4=\"SW\",'Wave Areas'!S116,(IF($B$4=\"N\",'Wave Areas'!E79,(IF($B$4=\"NE\",'Wave Areas'!S80,(IF($B$4=\"E\",'Wave Areas'!E97,(IF($B$4=\"SE\",'Wave Areas'!S98,(IF($B$4=\"S\",'Wave Areas'!E115,(IF($B$4=\"W\",'Wave Areas'!E133,(IF($B$4=\"NW\",'Wave Areas'!S134,0)))))))))))))))","v":225},{"$f":"IF($B$4=\"SW\",'Wave Areas'!T116,(IF($B$4=\"N\",'Wave Areas'!F79,(IF($B$4=\"NE\",'Wave Areas'!T80,(IF($B$4=\"E\",'Wave Areas'!F97,(IF($B$4=\"SE\",'Wave Areas'!T98,(IF($B$4=\"S\",'Wave Areas'!F115,(IF($B$4=\"W\",'Wave Areas'!F133,(IF($B$4=\"NW\",'Wave Areas'!T134,0)))))))))))))))","v":247},{"$f":"IF($B$4=\"SW\",'Wave Areas'!U116,(IF($B$4=\"N\",'Wave Areas'!G79,(IF($B$4=\"NE\",'Wave Areas'!U80,(IF($B$4=\"E\",'Wave Areas'!G97,(IF($B$4=\"SE\",'Wave Areas'!U98,(IF($B$4=\"S\",'Wave Areas'!G115,(IF($B$4=\"W\",'Wave Areas'!G133,(IF($B$4=\"NW\",'Wave Areas'!U134,0)))))))))))))))","v":136},{"$f":"IF($B$4=\"SW\",'Wave Areas'!V116,(IF($B$4=\"N\",'Wave Areas'!H79,(IF($B$4=\"NE\",'Wave Areas'!V80,(IF($B$4=\"E\",'Wave Areas'!H97,(IF($B$4=\"SE\",'Wave Areas'!V98,(IF($B$4=\"S\",'Wave Areas'!H115,(IF($B$4=\"W\",'Wave Areas'!H133,(IF($B$4=\"NW\",'Wave Areas'!V134,0)))))))))))))))","v":46},{"$f":"IF($B$4=\"SW\",'Wave Areas'!W116,(IF($B$4=\"N\",'Wave Areas'!I79,(IF($B$4=\"NE\",'Wave Areas'!W80,(IF($B$4=\"E\",'Wave Areas'!I97,(IF($B$4=\"SE\",'Wave Areas'!W98,(IF($B$4=\"S\",'Wave Areas'!I115,(IF($B$4=\"W\",'Wave Areas'!I133,(IF($B$4=\"NW\",'Wave Areas'!W134,0)))))))))))))))","v":11},{"$f":"IF($B$4=\"SW\",'Wave Areas'!X116,(IF($B$4=\"N\",'Wave Areas'!J79,(IF($B$4=\"NE\",'Wave Areas'!X80,(IF($B$4=\"E\",'Wave Areas'!J97,(IF($B$4=\"SE\",'Wave Areas'!X98,(IF($B$4=\"S\",'Wave Areas'!J115,(IF($B$4=\"W\",'Wave Areas'!J133,(IF($B$4=\"NW\",'Wave Areas'!X134,0)))))))))))))))","v":2},{"$f":"IF($B$4=\"SW\",'Wave Areas'!Y116,(IF($B$4=\"N\",'Wave Areas'!K79,(IF($B$4=\"NE\",'Wave Areas'!Y80,(IF($B$4=\"E\",'Wave Areas'!K97,(IF($B$4=\"SE\",'Wave Areas'!Y98,(IF($B$4=\"S\",'Wave Areas'!K115,(IF($B$4=\"W\",'Wave Areas'!K133,(IF($B$4=\"NW\",'Wave Areas'!Y134,0)))))))))))))))","v":0},{"$f":"IF($B$4=\"SW\",'Wave Areas'!Z116,(IF($B$4=\"N\",'Wave Areas'!L79,(IF($B$4=\"NE\",'Wave Areas'!Z80,(IF($B$4=\"E\",'Wave Areas'!L97,(IF($B$4=\"SE\",'Wave Areas'!Z98,(IF($B$4=\"S\",'Wave Areas'!L115,(IF($B$4=\"W\",'Wave Areas'!L133,(IF($B$4=\"NW\",'Wave Areas'!Z134,0)))))))))))))))","v":0},null,1.5,{"$f":"S49/$AC$59","v":0},{"$f":"T49/$AC$59","v":2.6666666666666666E-3},{"$f":"U49/$AC$59","v":2.7E-2},{"$f":"V49/$AC$59","v":7.4999999999999997E-2},{"$f":"W49/$AC$59","v":8.2333333333333328E-2},{"$f":"X49/$AC$59","v":4.5333333333333337E-2},{"$f":"Y49/$AC$59","v":1.5333333333333332E-2},{"$f":"Z49/$AC$59","v":3.6666666666666666E-3},{"$f":"AA49/$AC$59","v":6.6666666666666664E-4},{"$f":"AB49/$AC$59","v":0},{"$f":"AC49/$AC$59","v":0},{"$f":"SUM(AF49:AP49)","v":0.252},null,1.5,0,24.407386982221407,302.04141390498995,991.55009615274457,1255.96345512681,691.54263116293998,296.27855864529874,78.307033234627013,{"$f":"AO49/1004","v":0},0,{"$f":"AQ46/1004","v":0},3640.0905752096314]
[15397.1015625,3.5,0,{"$f":"$A50*($D$41)/2","v":49831.748422035373},60905.470293598795,71979.192165162211,83052.914036725633,94126.635908289056,105200.35777985245,116274.07965141587,0,0,0,581370.39825707942,null,null,null,2.5,{"$f":"IF($B$4=\"SW\",'Wave Areas'!P117,(IF($B$4=\"N\",'Wave Areas'!B80,(IF($B$4=\"NE\",'Wave Areas'!P81,(IF($B$4=\"E\",'Wave Areas'!B98,(IF($B$4=\"SE\",'Wave Areas'!P99,(IF($B$4=\"S\",'Wave Areas'!B116,(IF($B$4=\"W\",'Wave Areas'!B134,(IF($B$4=\"NW\",'Wave Areas'!P135,0)))))))))))))))","v":0},{"$f":"IF($B$4=\"SW\",'Wave Areas'!Q117,(IF($B$4=\"N\",'Wave Areas'!C80,(IF($B$4=\"NE\",'Wave Areas'!Q81,(IF($B$4=\"E\",'Wave Areas'!C98,(IF($B$4=\"SE\",'Wave Areas'!Q99,(IF($B$4=\"S\",'Wave Areas'!C116,(IF($B$4=\"W\",'Wave Areas'!C134,(IF($B$4=\"NW\",'Wave Areas'!Q135,0)))))))))))))))","v":2},{"$f":"IF($B$4=\"SW\",'Wave Areas'!R117,(IF($B$4=\"N\",'Wave Areas'!D80,(IF($B$4=\"NE\",'Wave Areas'!R81,(IF($B$4=\"E\",'Wave Areas'!D98,(IF($B$4=\"SE\",'Wave Areas'!R99,(IF($B$4=\"S\",'Wave Areas'!D116,(IF($B$4=\"W\",'Wave Areas'!D134,(IF($B$4=\"NW\",'Wave Areas'!R135,0)))))))))))))))","v":33},{"$f":"IF($B$4=\"SW\",'Wave Areas'!S117,(IF($B$4=\"N\",'Wave Areas'!E80,(IF($B$4=\"NE\",'Wave Areas'!S81,(IF($B$4=\"E\",'Wave Areas'!E98,(IF($B$4=\"SE\",'Wave Areas'!S99,(IF($B$4=\"S\",'Wave Areas'!E116,(IF($B$4=\"W\",'Wave Areas'!E134,(IF($B$4=\"NW\",'Wave Areas'!S135,0)))))))))))))))","v":140},{"$f":"IF($B$4=\"SW\",'Wave Areas'!T117,(IF($B$4=\"N\",'Wave Areas'!F80,(IF($B$4=\"NE\",'Wave Areas'!T81,(IF($B$4=\"E\",'Wave Areas'!F98,(IF($B$4=\"SE\",'Wave Areas'!T99,(IF($B$4=\"S\",'Wave Areas'!F116,(IF($B$4=\"W\",'Wave Areas'!F134,(IF($B$4=\"NW\",'Wave Areas'!T135,0)))))))))))))))","v":231},{"$f":"IF($B$4=\"SW\",'Wave Areas'!U117,(IF($B$4=\"N\",'Wave Areas'!G80,(IF($B$4=\"NE\",'Wave Areas'!U81,(IF($B$4=\"E\",'Wave Areas'!G98,(IF($B$4=\"SE\",'Wave Areas'!U99,(IF($B$4=\"S\",'Wave Areas'!G116,(IF($B$4=\"W\",'Wave Areas'!G134,(IF($B$4=\"NW\",'Wave Areas'!U135,0)))))))))))))))","v":186},{"$f":"IF($B$4=\"SW\",'Wave Areas'!V117,(IF($B$4=\"N\",'Wave Areas'!H80,(IF($B$4=\"NE\",'Wave Areas'!V81,(IF($B$4=\"E\",'Wave Areas'!H98,(IF($B$4=\"SE\",'Wave Areas'!V99,(IF($B$4=\"S\",'Wave Areas'!H116,(IF($B$4=\"W\",'Wave Areas'!H134,(IF($B$4=\"NW\",'Wave Areas'!V135,0)))))))))))))))","v":86},{"$f":"IF($B$4=\"SW\",'Wave Areas'!W117,(IF($B$4=\"N\",'Wave Areas'!I80,(IF($B$4=\"NE\",'Wave Areas'!W81,(IF($B$4=\"E\",'Wave Areas'!I98,(IF($B$4=\"SE\",'Wave Areas'!W99,(IF($B$4=\"S\",'Wave Areas'!I116,(IF($B$4=\"W\",'Wave Areas'!I134,(IF($B$4=\"NW\",'Wave Areas'!W135,0)))))))))))))))","v":27},{"$f":"IF($B$4=\"SW\",'Wave Areas'!X117,(IF($B$4=\"N\",'Wave Areas'!J80,(IF($B$4=\"NE\",'Wave Areas'!X81,(IF($B$4=\"E\",'Wave Areas'!J98,(IF($B$4=\"SE\",'Wave Areas'!X99,(IF($B$4=\"S\",'Wave Areas'!J116,(IF($B$4=\"W\",'Wave Areas'!J134,(IF($B$4=\"NW\",'Wave Areas'!X135,0)))))))))))))))","v":7},{"$f":"IF($B$4=\"SW\",'Wave Areas'!Y117,(IF($B$4=\"N\",'Wave Areas'!K80,(IF($B$4=\"NE\",'Wave Areas'!Y81,(IF($B$4=\"E\",'Wave Areas'!K98,(IF($B$4=\"SE\",'Wave Areas'!Y99,(IF($B$4=\"S\",'Wave Areas'!K116,(IF($B$4=\"W\",'Wave Areas'!K134,(IF($B$4=\"NW\",'Wave Areas'!Y135,0)))))))))))))))","v":2},{"$f":"IF($B$4=\"SW\",'Wave Areas'!Z117,(IF($B$4=\"N\",'Wave Areas'!L80,(IF($B$4=\"NE\",'Wave Areas'!Z81,(IF($B$4=\"E\",'Wave Areas'!L98,(IF($B$4=\"SE\",'Wave Areas'!Z99,(IF($B$4=\"S\",'Wave Areas'!L116,(IF($B$4=\"W\",'Wave Areas'!L134,(IF($B$4=\"NW\",'Wave Areas'!Z135,0)))))))))))))))","v":0},null,2.5,0,6.6666666666666664E-4,1.0999999999999999E-2,4.6666666666666669E-2,7.6999999999999999E-2,6.2E-2,2.8666666666666667E-2,8.9999999999999993E-3,2.3333333333333335E-3,6.6666666666666664E-4,0,0.23800000000000002,null,2.5,{"$f":"AG50/1004","v":6.6401062416998672E-7},16.949574293209309,341.81641491305442,1713.7902896467194,3262.7930514427926,2977.4752175071026,1538.6446886168897,533.91159023609328,6.6401062416998672E-7,0,{"$f":"AQ48/1004","v":1.1022576361221779E-4},10385.380938209644]
[25452.3515625,4.5,0,{"$f":"$A51*($D$41)/2","v":82374.931064997247},100680.47130166332,118986.01153832936,137291.55177499543,155597.0920116615,173902.63224832751,192208.17248499359,0,0,0,961040.86242496793,null,null,null,3.5,{"$f":"IF($B$4=\"SW\",'Wave Areas'!P118,(IF($B$4=\"N\",'Wave Areas'!B81,(IF($B$4=\"NE\",'Wave Areas'!P82,(IF($B$4=\"E\",'Wave Areas'!B99,(IF($B$4=\"SE\",'Wave Areas'!P100,(IF($B$4=\"S\",'Wave Areas'!B117,(IF($B$4=\"W\",'Wave Areas'!B135,(IF($B$4=\"NW\",'Wave Areas'!P136,0)))))))))))))))","v":0},{"$f":"IF($B$4=\"SW\",'Wave Areas'!Q118,(IF($B$4=\"N\",'Wave Areas'!C81,(IF($B$4=\"NE\",'Wave Areas'!Q82,(IF($B$4=\"E\",'Wave Areas'!C99,(IF($B$4=\"SE\",'Wave Areas'!Q100,(IF($B$4=\"S\",'Wave Areas'!C117,(IF($B$4=\"W\",'Wave Areas'!C135,(IF($B$4=\"NW\",'Wave Areas'!Q136,0)))))))))))))))","v":0},{"$f":"IF($B$4=\"SW\",'Wave Areas'!R118,(IF($B$4=\"N\",'Wave Areas'!D81,(IF($B$4=\"NE\",'Wave Areas'!R82,(IF($B$4=\"E\",'Wave Areas'!D99,(IF($B$4=\"SE\",'Wave Areas'!R100,(IF($B$4=\"S\",'Wave Areas'!D117,(IF($B$4=\"W\",'Wave Areas'!D135,(IF($B$4=\"NW\",'Wave Areas'!R136,0)))))))))))))))","v":12},{"$f":"IF($B$4=\"SW\",'Wave Areas'!S118,(IF($B$4=\"N\",'Wave Areas'!E81,(IF($B$4=\"NE\",'Wave Areas'!S82,(IF($B$4=\"E\",'Wave Areas'!E99,(IF($B$4=\"SE\",'Wave Areas'!S100,(IF($B$4=\"S\",'Wave Areas'!E117,(IF($B$4=\"W\",'Wave Areas'!E135,(IF($B$4=\"NW\",'Wave Areas'!S136,0)))))))))))))))","v":67},{"$f":"IF($B$4=\"SW\",'Wave Areas'!T118,(IF($B$4=\"N\",'Wave Areas'!F81,(IF($B$4=\"NE\",'Wave Areas'!T82,(IF($B$4=\"E\",'Wave Areas'!F99,(IF($B$4=\"SE\",'Wave Areas'!T100,(IF($B$4=\"S\",'Wave Areas'!F117,(IF($B$4=\"W\",'Wave Areas'!F135,(IF($B$4=\"NW\",'Wave Areas'!T136,0)))))))))))))))","v":143},{"$f":"IF($B$4=\"SW\",'Wave Areas'!U118,(IF($B$4=\"N\",'Wave Areas'!G81,(IF($B$4=\"NE\",'Wave Areas'!U82,(IF($B$4=\"E\",'Wave Areas'!G99,(IF($B$4=\"SE\",'Wave Areas'!U100,(IF($B$4=\"S\",'Wave Areas'!G117,(IF($B$4=\"W\",'Wave Areas'!G135,(IF($B$4=\"NW\",'Wave Areas'!U136,0)))))))))))))))","v":147},{"$f":"IF($B$4=\"SW\",'Wave Areas'!V118,(IF($B$4=\"N\",'Wave Areas'!H81,(IF($B$4=\"NE\",'Wave Areas'!V82,(IF($B$4=\"E\",'Wave Areas'!H99,(IF($B$4=\"SE\",'Wave Areas'!V100,(IF($B$4=\"S\",'Wave Areas'!H117,(IF($B$4=\"W\",'Wave Areas'!H135,(IF($B$4=\"NW\",'Wave Areas'!V136,0)))))))))))))))","v":88},{"$f":"IF($B$4=\"SW\",'Wave Areas'!W118,(IF($B$4=\"N\",'Wave Areas'!I81,(IF($B$4=\"NE\",'Wave Areas'!W82,(IF($B$4=\"E\",'Wave Areas'!I99,(IF($B$4=\"SE\",'Wave Areas'!W100,(IF($B$4=\"S\",'Wave Areas'!I117,(IF($B$4=\"W\",'Wave Areas'!I135,(IF($B$4=\"NW\",'Wave Areas'!W136,0)))))))))))))))","v":34},{"$f":"IF($B$4=\"SW\",'Wave Areas'!X118,(IF($B$4=\"N\",'Wave Areas'!J81,(IF($B$4=\"NE\",'Wave Areas'!X82,(IF($B$4=\"E\",'Wave Areas'!J99,(IF($B$4=\"SE\",'Wave Areas'!X100,(IF($B$4=\"S\",'Wave Areas'!J117,(IF($B$4=\"W\",'Wave Areas'!J135,(IF($B$4=\"NW\",'Wave Areas'!X136,0)))))))))))))))","v":9},{"$f":"IF($B$4=\"SW\",'Wave Areas'!Y118,(IF($B$4=\"N\",'Wave Areas'!K81,(IF($B$4=\"NE\",'Wave Areas'!Y82,(IF($B$4=\"E\",'Wave Areas'!K99,(IF($B$4=\"SE\",'Wave Areas'!Y100,(IF($B$4=\"S\",'Wave Areas'!K117,(IF($B$4=\"W\",'Wave Areas'!K135,(IF($B$4=\"NW\",'Wave Areas'!Y136,0)))))))))))))))","v":3},{"$f":"IF($B$4=\"SW\",'Wave Areas'!Z118,(IF($B$4=\"N\",'Wave Areas'!L81,(IF($B$4=\"NE\",'Wave Areas'!Z82,(IF($B$4=\"E\",'Wave Areas'!L99,(IF($B$4=\"SE\",'Wave Areas'!Z100,(IF($B$4=\"S\",'Wave Areas'!L117,(IF($B$4=\"W\",'Wave Areas'!L135,(IF($B$4=\"NW\",'Wave Areas'!Z136,0)))))))))))))))","v":0},null,3.5,0,0,4.0000000000000001E-3,2.2333333333333334E-2,4.766666666666667E-2,4.9000000000000002E-2,2.9333333333333333E-2,1.1333333333333334E-2,3.0000000000000001E-3,1E-3,0,0.16766666666666669,null,3.5,0,0,243.62188117439518,1607.5352916886227,3958.8555690839221,4612.2051595061639,3085.8771615423384,1317.7729027160467,9.9601593625498007E-7,0,2.5099601593625499E-4,14825.868217703521]
[38021.4140625,5.5,0,0,150399.22256174395,177744.53575478832,205089.84894783268,232435.16214087704,259780.47533392135,287125.78852696571,0,0,0,1312575.0332661292,null,null,null,4.5,{"$f":"IF($B$4=\"SW\",'Wave Areas'!P119,(IF($B$4=\"N\",'Wave Areas'!B82,(IF($B$4=\"NE\",'Wave Areas'!P83,(IF($B$4=\"E\",'Wave Areas'!B100,(IF($B$4=\"SE\",'Wave Areas'!P101,(IF($B$4=\"S\",'Wave Areas'!B118,(IF($B$4=\"W\",'Wave Areas'!B136,(IF($B$4=\"NW\",'Wave Areas'!P137,0)))))))))))))))","v":0},{"$f":"IF($B$4=\"SW\",'Wave Areas'!Q119,(IF($B$4=\"N\",'Wave Areas'!C82,(IF($B$4=\"NE\",'Wave Areas'!Q83,(IF($B$4=\"E\",'Wave Areas'!C100,(IF($B$4=\"SE\",'Wave Areas'!Q101,(IF($B$4=\"S\",'Wave Areas'!C118,(IF($B$4=\"W\",'Wave Areas'!C136,(IF($B$4=\"NW\",'Wave Areas'!Q137,0)))))))))))))))","v":0},{"$f":"IF($B$4=\"SW\",'Wave Areas'!R119,(IF($B$4=\"N\",'Wave Areas'!D82,(IF($B$4=\"NE\",'Wave Areas'!R83,(IF($B$4=\"E\",'Wave Areas'!D100,(IF($B$4=\"SE\",'Wave Areas'!R101,(IF($B$4=\"S\",'Wave Areas'!D118,(IF($B$4=\"W\",'Wave Areas'!D136,(IF($B$4=\"NW\",'Wave Areas'!R137,0)))))))))))))))","v":4},{"$f":"IF($B$4=\"SW\",'Wave Areas'!S119,(IF($B$4=\"N\",'Wave Areas'!E82,(IF($B$4=\"NE\",'Wave Areas'!S83,(IF($B$4=\"E\",'Wave Areas'!E100,(IF($B$4=\"SE\",'Wave Areas'!S101,(IF($B$4=\"S\",'Wave Areas'!E118,(IF($B$4=\"W\",'Wave Areas'!E136,(IF($B$4=\"NW\",'Wave Areas'!S137,0)))))))))))))))","v":29},{"$f":"IF($B$4=\"SW\",'Wave Areas'!T119,(IF($B$4=\"N\",'Wave Areas'!F82,(IF($B$4=\"NE\",'Wave Areas'!T83,(IF($B$4=\"E\",'Wave Areas'!F100,(IF($B$4=\"SE\",'Wave Areas'!T101,(IF($B$4=\"S\",'Wave Areas'!F118,(IF($B$4=\"W\",'Wave Areas'!F136,(IF($B$4=\"NW\",'Wave Areas'!T137,0)))))))))))))))","v":74},{"$f":"IF($B$4=\"SW\",'Wave Areas'!U119,(IF($B$4=\"N\",'Wave Areas'!G82,(IF($B$4=\"NE\",'Wave Areas'!U83,(IF($B$4=\"E\",'Wave Areas'!G100,(IF($B$4=\"SE\",'Wave Areas'!U101,(IF($B$4=\"S\",'Wave Areas'!G118,(IF($B$4=\"W\",'Wave Areas'!G136,(IF($B$4=\"NW\",'Wave Areas'!U137,0)))))))))))))))","v":93},{"$f":"IF($B$4=\"SW\",'Wave Areas'!V119,(IF($B$4=\"N\",'Wave Areas'!H82,(IF($B$4=\"NE\",'Wave Areas'!V83,(IF($B$4=\"E\",'Wave Areas'!H100,(IF($B$4=\"SE\",'Wave Areas'!V101,(IF($B$4=\"S\",'Wave Areas'!H118,(IF($B$4=\"W\",'Wave Areas'!H136,(IF($B$4=\"NW\",'Wave Areas'!V137,0)))))))))))))))","v":66},{"$f":"IF($B$4=\"SW\",'Wave Areas'!W119,(IF($B$4=\"N\",'Wave Areas'!I82,(IF($B$4=\"NE\",'Wave Areas'!W83,(IF($B$4=\"E\",'Wave Areas'!I100,(IF($B$4=\"SE\",'Wave Areas'!W101,(IF($B$4=\"S\",'Wave Areas'!I118,(IF($B$4=\"W\",'Wave Areas'!I136,(IF($B$4=\"NW\",'Wave Areas'!W137,0)))))))))))))))","v":31},{"$f":"IF($B$4=\"SW\",'Wave Areas'!X119,(IF($B$4=\"N\",'Wave Areas'!J82,(IF($B$4=\"NE\",'Wave Areas'!X83,(IF($B$4=\"E\",'Wave Areas'!J100,(IF($B$4=\"SE\",'Wave Areas'!X101,(IF($B$4=\"S\",'Wave Areas'!J118,(IF($B$4=\"W\",'Wave Areas'!J136,(IF($B$4=\"NW\",'Wave Areas'!X137,0)))))))))))))))","v":9},{"$f":"IF($B$4=\"SW\",'Wave Areas'!Y119,(IF($B$4=\"N\",'Wave Areas'!K82,(IF($B$4=\"NE\",'Wave Areas'!Y83,(IF($B$4=\"E\",'Wave Areas'!K100,(IF($B$4=\"SE\",'Wave Areas'!Y101,(IF($B$4=\"S\",'Wave Areas'!K118,(IF($B$4=\"W\",'Wave Areas'!K136,(IF($B$4=\"NW\",'Wave Areas'!Y137,0)))))))))))))))","v":3},{"$f":"IF($B$4=\"SW\",'Wave Areas'!Z119,(IF($B$4=\"N\",'Wave Areas'!L82,(IF($B$4=\"NE\",'Wave Areas'!Z83,(IF($B$4=\"E\",'Wave Areas'!L100,(IF($B$4=\"SE\",'Wave Areas'!Z101,(IF($B$4=\"S\",'Wave Areas'!L118,(IF($B$4=\"W\",'Wave Areas'!L136,(IF($B$4=\"NW\",'Wave Areas'!Z137,0)))))))))))))))","v":1},null,4.5,0,0,1.3333333333333333E-3,9.6666666666666672E-3,2.4666666666666667E-2,3.1E-2,2.1999999999999999E-2,1.0333333333333333E-2,3.0000000000000001E-3,1E-3,3.3333333333333332E-4,0.10333333333333335,null,4.5,0,0,134.24062840221777,1150.1981115371839,3386.5249437832208,4823.5098523615061,3825.857909463205,1986.1511156782669,9.9601593625498007E-7,3.3200531208499336E-7,2.3705179282868528E-4,15306.482799605415]
[53104.2890625,6.5,0,0,210061.72407384074,248254.76481453903,286447.8055552374,324640.84629593574,362833.88703663397,401026.92777733231,0,0,0,1833265.9555535191,null,null,null,5.5,{"$f":"IF($B$4=\"SW\",'Wave Areas'!P120,(IF($B$4=\"N\",'Wave Areas'!B83,(IF($B$4=\"NE\",'Wave Areas'!P84,(IF($B$4=\"E\",'Wave Areas'!B101,(IF($B$4=\"SE\",'Wave Areas'!P102,(IF($B$4=\"S\",'Wave Areas'!B119,(IF($B$4=\"W\",'Wave Areas'!B137,(IF($B$4=\"NW\",'Wave Areas'!P138,0)))))))))))))))","v":0},{"$f":"IF($B$4=\"SW\",'Wave Areas'!Q120,(IF($B$4=\"N\",'Wave Areas'!C83,(IF($B$4=\"NE\",'Wave Areas'!Q84,(IF($B$4=\"E\",'Wave Areas'!C101,(IF($B$4=\"SE\",'Wave Areas'!Q102,(IF($B$4=\"S\",'Wave Areas'!C119,(IF($B$4=\"W\",'Wave Areas'!C137,(IF($B$4=\"NW\",'Wave Areas'!Q138,0)))))))))))))))","v":0},{"$f":"IF($B$4=\"SW\",'Wave Areas'!R120,(IF($B$4=\"N\",'Wave Areas'!D83,(IF($B$4=\"NE\",'Wave Areas'!R84,(IF($B$4=\"E\",'Wave Areas'!D101,(IF($B$4=\"SE\",'Wave Areas'!R102,(IF($B$4=\"S\",'Wave Areas'!D119,(IF($B$4=\"W\",'Wave Areas'!D137,(IF($B$4=\"NW\",'Wave Areas'!R138,0)))))))))))))))","v":1},{"$f":"IF($B$4=\"SW\",'Wave Areas'!S120,(IF($B$4=\"N\",'Wave Areas'!E83,(IF($B$4=\"NE\",'Wave Areas'!S84,(IF($B$4=\"E\",'Wave Areas'!E101,(IF($B$4=\"SE\",'Wave Areas'!S102,(IF($B$4=\"S\",'Wave Areas'!E119,(IF($B$4=\"W\",'Wave Areas'!E137,(IF($B$4=\"NW\",'Wave Areas'!S138,0)))))))))))))))","v":11},{"$f":"IF($B$4=\"SW\",'Wave Areas'!T120,(IF($B$4=\"N\",'Wave Areas'!F83,(IF($B$4=\"NE\",'Wave Areas'!T84,(IF($B$4=\"E\",'Wave Areas'!F101,(IF($B$4=\"SE\",'Wave Areas'!T102,(IF($B$4=\"S\",'Wave Areas'!F119,(IF($B$4=\"W\",'Wave Areas'!F137,(IF($B$4=\"NW\",'Wave Areas'!T138,0)))))))))))))))","v":36},{"$f":"IF($B$4=\"SW\",'Wave Areas'!U120,(IF($B$4=\"N\",'Wave Areas'!G83,(IF($B$4=\"NE\",'Wave Areas'!U84,(IF($B$4=\"E\",'Wave Areas'!G101,(IF($B$4=\"SE\",'Wave Areas'!U102,(IF($B$4=\"S\",'Wave Areas'!G119,(IF($B$4=\"W\",'Wave Areas'!G137,(IF($B$4=\"NW\",'Wave Areas'!U138,0)))))))))))))))","v":51},{"$f":"IF($B$4=\"SW\",'Wave Areas'!V120,(IF($B$4=\"N\",'Wave Areas'!H83,(IF($B$4=\"NE\",'Wave Areas'!V84,(IF($B$4=\"E\",'Wave Areas'!H101,(IF($B$4=\"SE\",'Wave Areas'!V102,(IF($B$4=\"S\",'Wave Areas'!H119,(IF($B$4=\"W\",'Wave Areas'!H137,(IF($B$4=\"NW\",'Wave Areas'!V138,0)))))))))))))))","v":43},{"$f":"IF($B$4=\"SW\",'Wave Areas'!W120,(IF($B$4=\"N\",'Wave Areas'!I83,(IF($B$4=\"NE\",'Wave Areas'!W84,(IF($B$4=\"E\",'Wave Areas'!I101,(IF($B$4=\"SE\",'Wave Areas'!W102,(IF($B$4=\"S\",'Wave Areas'!I119,(IF($B$4=\"W\",'Wave Areas'!I137,(IF($B$4=\"NW\",'Wave Areas'!W138,0)))))))))))))))","v":23},{"$f":"IF($B$4=\"SW\",'Wave Areas'!X120,(IF($B$4=\"N\",'Wave Areas'!J83,(IF($B$4=\"NE\",'Wave Areas'!X84,(IF($B$4=\"E\",'Wave Areas'!J101,(IF($B$4=\"SE\",'Wave Areas'!X102,(IF($B$4=\"S\",'Wave Areas'!J119,(IF($B$4=\"W\",'Wave Areas'!J137,(IF($B$4=\"NW\",'Wave Areas'!X138,0)))))))))))))))","v":9},{"$f":"IF($B$4=\"SW\",'Wave Areas'!Y120,(IF($B$4=\"N\",'Wave Areas'!K83,(IF($B$4=\"NE\",'Wave Areas'!Y84,(IF($B$4=\"E\",'Wave Areas'!K101,(IF($B$4=\"SE\",'Wave Areas'!Y102,(IF($B$4=\"S\",'Wave Areas'!K119,(IF($B$4=\"W\",'Wave Areas'!K137,(IF($B$4=\"NW\",'Wave Areas'!Y138,0)))))))))))))))","v":2},{"$f":"IF($B$4=\"SW\",'Wave Areas'!Z120,(IF($B$4=\"N\",'Wave Areas'!L83,(IF($B$4=\"NE\",'Wave Areas'!Z84,(IF($B$4=\"E\",'Wave Areas'!L101,(IF($B$4=\"SE\",'Wave Areas'!Z102,(IF($B$4=\"S\",'Wave Areas'!L119,(IF($B$4=\"W\",'Wave Areas'!L137,(IF($B$4=\"NW\",'Wave Areas'!Z138,0)))))))))))))))","v":0},null,5.5,0,0,3.3333333333333332E-4,3.6666666666666666E-3,1.2E-2,1.7000000000000001E-2,1.4333333333333333E-2,7.6666666666666662E-3,3.0000000000000001E-3,6.6666666666666664E-4,0,5.8666666666666679E-2,null,5.5,0,3.3200531208499336E-7,50.133074187247985,651.7299644342238,2461.078187373992,3951.3977563949102,3723.5201464528727,2201.2977120400706,6.6401062416998672E-7,0,1.6699867197875168E-4,13039.157008878006]
[70700.9765625,7.5,0,0,0,330516.69871758157,381365.42159720953,432214.14447683748,483062.86735646531,0,0,0,0,1627159.132148094,null,null,null,6.5,{"$f":"IF($B$4=\"SW\",'Wave Areas'!P121,(IF($B$4=\"N\",'Wave Areas'!B84,(IF($B$4=\"NE\",'Wave Areas'!P85,(IF($B$4=\"E\",'Wave Areas'!B102,(IF($B$4=\"SE\",'Wave Areas'!P103,(IF($B$4=\"S\",'Wave Areas'!B120,(IF($B$4=\"W\",'Wave Areas'!B138,(IF($B$4=\"NW\",'Wave Areas'!P139,0)))))))))))))))","v":0},{"$f":"IF($B$4=\"SW\",'Wave Areas'!Q121,(IF($B$4=\"N\",'Wave Areas'!C84,(IF($B$4=\"NE\",'Wave Areas'!Q85,(IF($B$4=\"E\",'Wave Areas'!C102,(IF($B$4=\"SE\",'Wave Areas'!Q103,(IF($B$4=\"S\",'Wave Areas'!C120,(IF($B$4=\"W\",'Wave Areas'!C138,(IF($B$4=\"NW\",'Wave Areas'!Q139,0)))))))))))))))","v":0},{"$f":"IF($B$4=\"SW\",'Wave Areas'!R121,(IF($B$4=\"N\",'Wave Areas'!D84,(IF($B$4=\"NE\",'Wave Areas'!R85,(IF($B$4=\"E\",'Wave Areas'!D102,(IF($B$4=\"SE\",'Wave Areas'!R103,(IF($B$4=\"S\",'Wave Areas'!D120,(IF($B$4=\"W\",'Wave Areas'!D138,(IF($B$4=\"NW\",'Wave Areas'!R139,0)))))))))))))))","v":0},{"$f":"IF($B$4=\"SW\",'Wave Areas'!S121,(IF($B$4=\"N\",'Wave Areas'!E84,(IF($B$4=\"NE\",'Wave Areas'!S85,(IF($B$4=\"E\",'Wave Areas'!E102,(IF($B$4=\"SE\",'Wave Areas'!S103,(IF($B$4=\"S\",'Wave Areas'!E120,(IF($B$4=\"W\",'Wave Areas'!E138,(IF($B$4=\"NW\",'Wave Areas'!S139,0)))))))))))))))","v":4},{"$f":"IF($B$4=\"SW\",'Wave Areas'!T121,(IF($B$4=\"N\",'Wave Areas'!F84,(IF($B$4=\"NE\",'Wave Areas'!T85,(IF($B$4=\"E\",'Wave Areas'!F102,(IF($B$4=\"SE\",'Wave Areas'!T103,(IF($B$4=\"S\",'Wave Areas'!F120,(IF($B$4=\"W\",'Wave Areas'!F138,(IF($B$4=\"NW\",'Wave Areas'!T139,0)))))))))))))))","v":16},{"$f":"IF($B$4=\"SW\",'Wave Areas'!U121,(IF($B$4=\"N\",'Wave Areas'!G84,(IF($B$4=\"NE\",'Wave Areas'!U85,(IF($B$4=\"E\",'Wave Areas'!G102,(IF($B$4=\"SE\",'Wave Areas'!U103,(IF($B$4=\"S\",'Wave Areas'!G120,(IF($B$4=\"W\",'Wave Areas'!G138,(IF($B$4=\"NW\",'Wave Areas'!U139,0)))))))))))))))","v":28},{"$f":"IF($B$4=\"SW\",'Wave Areas'!V121,(IF($B$4=\"N\",'Wave Areas'!H84,(IF($B$4=\"NE\",'Wave Areas'!V85,(IF($B$4=\"E\",'Wave Areas'!H102,(IF($B$4=\"SE\",'Wave Areas'!V103,(IF($B$4=\"S\",'Wave Areas'!H120,(IF($B$4=\"W\",'Wave Areas'!H138,(IF($B$4=\"NW\",'Wave Areas'!V139,0)))))))))))))))","v":26},{"$f":"IF($B$4=\"SW\",'Wave Areas'!W121,(IF($B$4=\"N\",'Wave Areas'!I84,(IF($B$4=\"NE\",'Wave Areas'!W85,(IF($B$4=\"E\",'Wave Areas'!I102,(IF($B$4=\"SE\",'Wave Areas'!W103,(IF($B$4=\"S\",'Wave Areas'!I120,(IF($B$4=\"W\",'Wave Areas'!I138,(IF($B$4=\"NW\",'Wave Areas'!W139,0)))))))))))))))","v":16},{"$f":"IF($B$4=\"SW\",'Wave Areas'!X121,(IF($B$4=\"N\",'Wave Areas'!J84,(IF($B$4=\"NE\",'Wave Areas'!X85,(IF($B$4=\"E\",'Wave Areas'!J102,(IF($B$4=\"SE\",'Wave Areas'!X103,(IF($B$4=\"S\",'Wave Areas'!J120,(IF($B$4=\"W\",'Wave Areas'!J138,(IF($B$4=\"NW\",'Wave Areas'!X139,0)))))))))))))))","v":7},{"$f":"IF($B$4=\"SW\",'Wave Areas'!Y121,(IF($B$4=\"N\",'Wave Areas'!K84,(IF($B$4=\"NE\",'Wave Areas'!Y85,(IF($B$4=\"E\",'Wave Areas'!K102,(IF($B$4=\"SE\",'Wave Areas'!Y103,(IF($B$4=\"S\",'Wave Areas'!K120,(IF($B$4=\"W\",'Wave Areas'!K138,(IF($B$4=\"NW\",'Wave Areas'!Y139,0)))))))))))))))","v":2},{"$f":"IF($B$4=\"SW\",'Wave Areas'!Z121,(IF($B$4=\"N\",'Wave Areas'!L84,(IF($B$4=\"NE\",'Wave Areas'!Z85,(IF($B$4=\"E\",'Wave Areas'!L102,(IF($B$4=\"SE\",'Wave Areas'!Z103,(IF($B$4=\"S\",'Wave Areas'!L120,(IF($B$4=\"W\",'Wave Areas'!L138,(IF($B$4=\"NW\",'Wave Areas'!Z139,0)))))))))))))))","v":0},null,6.5,0,0,0,1.3333333333333333E-3,5.3333333333333332E-3,9.3333333333333341E-3,8.6666666666666663E-3,5.3333333333333332E-3,2.3333333333333335E-3,6.6666666666666664E-4,0,3.3000000000000002E-2,null,6.5,0,0,0,331.006353086052,1527.7216296279328,3029.9812320954006,3144.5603543174943,2138.8102814791055,6.6401062416998672E-7,0,1.0292164674634795E-4,10172.079954191644]
[90811.4765625,8.5,0,0,0,424530.33746391587,489842.69707374915,555155.05668358237,620467.41629341547,0,0,0,0,2089995.5075146628,null,null,null,7.5,{"$f":"IF($B$4=\"SW\",'Wave Areas'!P122,(IF($B$4=\"N\",'Wave Areas'!B85,(IF($B$4=\"NE\",'Wave Areas'!P86,(IF($B$4=\"E\",'Wave Areas'!B103,(IF($B$4=\"SE\",'Wave Areas'!P104,(IF($B$4=\"S\",'Wave Areas'!B121,(IF($B$4=\"W\",'Wave Areas'!B139,(IF($B$4=\"NW\",'Wave Areas'!P140,0)))))))))))))))","v":0},{"$f":"IF($B$4=\"SW\",'Wave Areas'!Q122,(IF($B$4=\"N\",'Wave Areas'!C85,(IF($B$4=\"NE\",'Wave Areas'!Q86,(IF($B$4=\"E\",'Wave Areas'!C103,(IF($B$4=\"SE\",'Wave Areas'!Q104,(IF($B$4=\"S\",'Wave Areas'!C121,(IF($B$4=\"W\",'Wave Areas'!C139,(IF($B$4=\"NW\",'Wave Areas'!Q140,0)))))))))))))))","v":0},{"$f":"IF($B$4=\"SW\",'Wave Areas'!R122,(IF($B$4=\"N\",'Wave Areas'!D85,(IF($B$4=\"NE\",'Wave Areas'!R86,(IF($B$4=\"E\",'Wave Areas'!D103,(IF($B$4=\"SE\",'Wave Areas'!R104,(IF($B$4=\"S\",'Wave Areas'!D121,(IF($B$4=\"W\",'Wave Areas'!D139,(IF($B$4=\"NW\",'Wave Areas'!R140,0)))))))))))))))","v":0},{"$f":"IF($B$4=\"SW\",'Wave Areas'!S122,(IF($B$4=\"N\",'Wave Areas'!E85,(IF($B$4=\"NE\",'Wave Areas'!S86,(IF($B$4=\"E\",'Wave Areas'!E103,(IF($B$4=\"SE\",'Wave Areas'!S104,(IF($B$4=\"S\",'Wave Areas'!E121,(IF($B$4=\"W\",'Wave Areas'!E139,(IF($B$4=\"NW\",'Wave Areas'!S140,0)))))))))))))))","v":2},{"$f":"IF($B$4=\"SW\",'Wave Areas'!T122,(IF($B$4=\"N\",'Wave Areas'!F85,(IF($B$4=\"NE\",'Wave Areas'!T86,(IF($B$4=\"E\",'Wave Areas'!F103,(IF($B$4=\"SE\",'Wave Areas'!T104,(IF($B$4=\"S\",'Wave Areas'!F121,(IF($B$4=\"W\",'Wave Areas'!F139,(IF($B$4=\"NW\",'Wave Areas'!T140,0)))))))))))))))","v":7},{"$f":"IF($B$4=\"SW\",'Wave Areas'!U122,(IF($B$4=\"N\",'Wave Areas'!G85,(IF($B$4=\"NE\",'Wave Areas'!U86,(IF($B$4=\"E\",'Wave Areas'!G103,(IF($B$4=\"SE\",'Wave Areas'!U104,(IF($B$4=\"S\",'Wave Areas'!G121,(IF($B$4=\"W\",'Wave Areas'!G139,(IF($B$4=\"NW\",'Wave Areas'!U140,0)))))))))))))))","v":13},{"$f":"IF($B$4=\"SW\",'Wave Areas'!V122,(IF($B$4=\"N\",'Wave Areas'!H85,(IF($B$4=\"NE\",'Wave Areas'!V86,(IF($B$4=\"E\",'Wave Areas'!H103,(IF($B$4=\"SE\",'Wave Areas'!V104,(IF($B$4=\"S\",'Wave Areas'!H121,(IF($B$4=\"W\",'Wave Areas'!H139,(IF($B$4=\"NW\",'Wave Areas'!V140,0)))))))))))))))","v":14},{"$f":"IF($B$4=\"SW\",'Wave Areas'!W122,(IF($B$4=\"N\",'Wave Areas'!I85,(IF($B$4=\"NE\",'Wave Areas'!W86,(IF($B$4=\"E\",'Wave Areas'!I103,(IF($B$4=\"SE\",'Wave Areas'!W104,(IF($B$4=\"S\",'Wave Areas'!I121,(IF($B$4=\"W\",'Wave Areas'!I139,(IF($B$4=\"NW\",'Wave Areas'!W140,0)))))))))))))))","v":10},{"$f":"IF($B$4=\"SW\",'Wave Areas'!X122,(IF($B$4=\"N\",'Wave Areas'!J85,(IF($B$4=\"NE\",'Wave Areas'!X86,(IF($B$4=\"E\",'Wave Areas'!J103,(IF($B$4=\"SE\",'Wave Areas'!X104,(IF($B$4=\"S\",'Wave Areas'!J121,(IF($B$4=\"W\",'Wave Areas'!J139,(IF($B$4=\"NW\",'Wave Areas'!X140,0)))))))))))))))","v":4},{"$f":"IF($B$4=\"SW\",'Wave Areas'!Y122,(IF($B$4=\"N\",'Wave Areas'!K85,(IF($B$4=\"NE\",'Wave Areas'!Y86,(IF($B$4=\"E\",'Wave Areas'!K103,(IF($B$4=\"SE\",'Wave Areas'!Y104,(IF($B$4=\"S\",'Wave Areas'!K121,(IF($B$4=\"W\",'Wave Areas'!K139,(IF($B$4=\"NW\",'Wave Areas'!Y140,0)))))))))))))))","v":1},{"$f":"IF($B$4=\"SW\",'Wave Areas'!Z122,(IF($B$4=\"N\",'Wave Areas'!L85,(IF($B$4=\"NE\",'Wave Areas'!Z86,(IF($B$4=\"E\",'Wave Areas'!L103,(IF($B$4=\"SE\",'Wave Areas'!Z104,(IF($B$4=\"S\",'Wave Areas'!L121,(IF($B$4=\"W\",'Wave Areas'!L139,(IF($B$4=\"NW\",'Wave Areas'!Z140,0)))))))))))))))","v":0},null,7.5,0,0,0,6.6666666666666664E-4,2.3333333333333335E-3,4.3333333333333331E-3,4.6666666666666671E-3,3.3333333333333335E-3,1.3333333333333333E-3,3.3333333333333332E-4,0,1.7000000000000001E-2,null,7.5,0,0,{"$f":"AI55/1004","v":6.6401062416998672E-7},220.34446581172105,889.85265039348894,1872.9279593996289,2254.2933809968381,{"$f":"AN55/1004","v":1.3280212483399734E-6},3.3200531208499336E-7,0,5.8432934926958841E-5,5237.4185173586493]
[113435.7890625,9.5,0,0,0,0,611879.63198485621,693463.58291617036,0,0,0,0,0,1305343.2149010266,null,null,null,8.5,{"$f":"IF($B$4=\"SW\",'Wave Areas'!P123,(IF($B$4=\"N\",'Wave Areas'!B86,(IF($B$4=\"NE\",'Wave Areas'!P87,(IF($B$4=\"E\",'Wave Areas'!B104,(IF($B$4=\"SE\",'Wave Areas'!P105,(IF($B$4=\"S\",'Wave Areas'!B122,(IF($B$4=\"W\",'Wave Areas'!B140,(IF($B$4=\"NW\",'Wave Areas'!P141,0)))))))))))))))","v":0},{"$f":"IF($B$4=\"SW\",'Wave Areas'!Q123,(IF($B$4=\"N\",'Wave Areas'!C86,(IF($B$4=\"NE\",'Wave Areas'!Q87,(IF($B$4=\"E\",'Wave Areas'!C104,(IF($B$4=\"SE\",'Wave Areas'!Q105,(IF($B$4=\"S\",'Wave Areas'!C122,(IF($B$4=\"W\",'Wave Areas'!C140,(IF($B$4=\"NW\",'Wave Areas'!Q141,0)))))))))))))))","v":0},{"$f":"IF($B$4=\"SW\",'Wave Areas'!R123,(IF($B$4=\"N\",'Wave Areas'!D86,(IF($B$4=\"NE\",'Wave Areas'!R87,(IF($B$4=\"E\",'Wave Areas'!D104,(IF($B$4=\"SE\",'Wave Areas'!R105,(IF($B$4=\"S\",'Wave Areas'!D122,(IF($B$4=\"W\",'Wave Areas'!D140,(IF($B$4=\"NW\",'Wave Areas'!R141,0)))))))))))))))","v":0},{"$f":"IF($B$4=\"SW\",'Wave Areas'!S123,(IF($B$4=\"N\",'Wave Areas'!E86,(IF($B$4=\"NE\",'Wave Areas'!S87,(IF($B$4=\"E\",'Wave Areas'!E104,(IF($B$4=\"SE\",'Wave Areas'!S105,(IF($B$4=\"S\",'Wave Areas'!E122,(IF($B$4=\"W\",'Wave Areas'!E140,(IF($B$4=\"NW\",'Wave Areas'!S141,0)))))))))))))))","v":0},{"$f":"IF($B$4=\"SW\",'Wave Areas'!T123,(IF($B$4=\"N\",'Wave Areas'!F86,(IF($B$4=\"NE\",'Wave Areas'!T87,(IF($B$4=\"E\",'Wave Areas'!F104,(IF($B$4=\"SE\",'Wave Areas'!T105,(IF($B$4=\"S\",'Wave Areas'!F122,(IF($B$4=\"W\",'Wave Areas'!F140,(IF($B$4=\"NW\",'Wave Areas'!T141,0)))))))))))))))","v":3},{"$f":"IF($B$4=\"SW\",'Wave Areas'!U123,(IF($B$4=\"N\",'Wave Areas'!G86,(IF($B$4=\"NE\",'Wave Areas'!U87,(IF($B$4=\"E\",'Wave Areas'!G104,(IF($B$4=\"SE\",'Wave Areas'!U105,(IF($B$4=\"S\",'Wave Areas'!G122,(IF($B$4=\"W\",'Wave Areas'!G140,(IF($B$4=\"NW\",'Wave Areas'!U141,0)))))))))))))))","v":7},{"$f":"IF($B$4=\"SW\",'Wave Areas'!V123,(IF($B$4=\"N\",'Wave Areas'!H86,(IF($B$4=\"NE\",'Wave Areas'!V87,(IF($B$4=\"E\",'Wave Areas'!H104,(IF($B$4=\"SE\",'Wave Areas'!V105,(IF($B$4=\"S\",'Wave Areas'!H122,(IF($B$4=\"W\",'Wave Areas'!H140,(IF($B$4=\"NW\",'Wave Areas'!V141,0)))))))))))))))","v":7},{"$f":"IF($B$4=\"SW\",'Wave Areas'!W123,(IF($B$4=\"N\",'Wave Areas'!I86,(IF($B$4=\"NE\",'Wave Areas'!W87,(IF($B$4=\"E\",'Wave Areas'!I104,(IF($B$4=\"SE\",'Wave Areas'!W105,(IF($B$4=\"S\",'Wave Areas'!I122,(IF($B$4=\"W\",'Wave Areas'!I140,(IF($B$4=\"NW\",'Wave Areas'!W141,0)))))))))))))))","v":7},{"$f":"IF($B$4=\"SW\",'Wave Areas'!X123,(IF($B$4=\"N\",'Wave Areas'!J86,(IF($B$4=\"NE\",'Wave Areas'!X87,(IF($B$4=\"E\",'Wave Areas'!J104,(IF($B$4=\"SE\",'Wave Areas'!X105,(IF($B$4=\"S\",'Wave Areas'!J122,(IF($B$4=\"W\",'Wave Areas'!J140,(IF($B$4=\"NW\",'Wave Areas'!X141,0)))))))))))))))","v":3},{"$f":"IF($B$4=\"SW\",'Wave Areas'!Y123,(IF($B$4=\"N\",'Wave Areas'!K86,(IF($B$4=\"NE\",'Wave Areas'!Y87,(IF($B$4=\"E\",'Wave Areas'!K104,(IF($B$4=\"SE\",'Wave Areas'!Y105,(IF($B$4=\"S\",'Wave Areas'!K122,(IF($B$4=\"W\",'Wave Areas'!K140,(IF($B$4=\"NW\",'Wave Areas'!Y141,0)))))))))))))))","v":1},{"$f":"IF($B$4=\"SW\",'Wave Areas'!Z123,(IF($B$4=\"N\",'Wave Areas'!L86,(IF($B$4=\"NE\",'Wave Areas'!Z87,(IF($B$4=\"E\",'Wave Areas'!L104,(IF($B$4=\"SE\",'Wave Areas'!Z105,(IF($B$4=\"S\",'Wave Areas'!L122,(IF($B$4=\"W\",'Wave Areas'!L140,(IF($B$4=\"NW\",'Wave Areas'!Z141,0)))))))))))))))","v":0},null,8.5,0,0,0,0,1E-3,2.3333333333333335E-3,2.3333333333333335E-3,2.3333333333333335E-3,1E-3,3.3333333333333332E-4,0,9.3333333333333341E-3,null,8.5,0,0,{"$f":"AI56/1004","v":0},0,489.84269707374915,1295.3617989283589,1447.7573046846362,{"$f":"AN56/1004","v":9.9601593625498007E-7},3.3200531208499336E-7,0,3.2868525896414345E-5,3232.961834883291]
[138573.9140625,10.5,0,0,0,0,0,0,0,0,0,0,0,0,null,null,null,9.5,{"$f":"IF($B$4=\"SW\",'Wave Areas'!P124,(IF($B$4=\"N\",'Wave Areas'!B87,(IF($B$4=\"NE\",'Wave Areas'!P88,(IF($B$4=\"E\",'Wave Areas'!B105,(IF($B$4=\"SE\",'Wave Areas'!P106,(IF($B$4=\"S\",'Wave Areas'!B123,(IF($B$4=\"W\",'Wave Areas'!B141,(IF($B$4=\"NW\",'Wave Areas'!P142,0)))))))))))))))","v":0},{"$f":"IF($B$4=\"SW\",'Wave Areas'!Q124,(IF($B$4=\"N\",'Wave Areas'!C87,(IF($B$4=\"NE\",'Wave Areas'!Q88,(IF($B$4=\"E\",'Wave Areas'!C105,(IF($B$4=\"SE\",'Wave Areas'!Q106,(IF($B$4=\"S\",'Wave Areas'!C123,(IF($B$4=\"W\",'Wave Areas'!C141,(IF($B$4=\"NW\",'Wave Areas'!Q142,0)))))))))))))))","v":0},{"$f":"IF($B$4=\"SW\",'Wave Areas'!R124,(IF($B$4=\"N\",'Wave Areas'!D87,(IF($B$4=\"NE\",'Wave Areas'!R88,(IF($B$4=\"E\",'Wave Areas'!D105,(IF($B$4=\"SE\",'Wave Areas'!R106,(IF($B$4=\"S\",'Wave Areas'!D123,(IF($B$4=\"W\",'Wave Areas'!D141,(IF($B$4=\"NW\",'Wave Areas'!R142,0)))))))))))))))","v":0},{"$f":"IF($B$4=\"SW\",'Wave Areas'!S124,(IF($B$4=\"N\",'Wave Areas'!E87,(IF($B$4=\"NE\",'Wave Areas'!S88,(IF($B$4=\"E\",'Wave Areas'!E105,(IF($B$4=\"SE\",'Wave Areas'!S106,(IF($B$4=\"S\",'Wave Areas'!E123,(IF($B$4=\"W\",'Wave Areas'!E141,(IF($B$4=\"NW\",'Wave Areas'!S142,0)))))))))))))))","v":0},{"$f":"IF($B$4=\"SW\",'Wave Areas'!T124,(IF($B$4=\"N\",'Wave Areas'!F87,(IF($B$4=\"NE\",'Wave Areas'!T88,(IF($B$4=\"E\",'Wave Areas'!F105,(IF($B$4=\"SE\",'Wave Areas'!T106,(IF($B$4=\"S\",'Wave Areas'!F123,(IF($B$4=\"W\",'Wave Areas'!F141,(IF($B$4=\"NW\",'Wave Areas'!T142,0)))))))))))))))","v":3},{"$f":"IF($B$4=\"SW\",'Wave Areas'!U124,(IF($B$4=\"N\",'Wave Areas'!G87,(IF($B$4=\"NE\",'Wave Areas'!U88,(IF($B$4=\"E\",'Wave Areas'!G105,(IF($B$4=\"SE\",'Wave Areas'!U106,(IF($B$4=\"S\",'Wave Areas'!G123,(IF($B$4=\"W\",'Wave Areas'!G141,(IF($B$4=\"NW\",'Wave Areas'!U142,0)))))))))))))))","v":4},{"$f":"IF($B$4=\"SW\",'Wave Areas'!V124,(IF($B$4=\"N\",'Wave Areas'!H87,(IF($B$4=\"NE\",'Wave Areas'!V88,(IF($B$4=\"E\",'Wave Areas'!H105,(IF($B$4=\"SE\",'Wave Areas'!V106,(IF($B$4=\"S\",'Wave Areas'!H123,(IF($B$4=\"W\",'Wave Areas'!H141,(IF($B$4=\"NW\",'Wave Areas'!V142,0)))))))))))))))","v":5},{"$f":"IF($B$4=\"SW\",'Wave Areas'!W124,(IF($B$4=\"N\",'Wave Areas'!I87,(IF($B$4=\"NE\",'Wave Areas'!W88,(IF($B$4=\"E\",'Wave Areas'!I105,(IF($B$4=\"SE\",'Wave Areas'!W106,(IF($B$4=\"S\",'Wave Areas'!I123,(IF($B$4=\"W\",'Wave Areas'!I141,(IF($B$4=\"NW\",'Wave Areas'!W142,0)))))))))))))))","v":3},{"$f":"IF($B$4=\"SW\",'Wave Areas'!X124,(IF($B$4=\"N\",'Wave Areas'!J87,(IF($B$4=\"NE\",'Wave Areas'!X88,(IF($B$4=\"E\",'Wave Areas'!J105,(IF($B$4=\"SE\",'Wave Areas'!X106,(IF($B$4=\"S\",'Wave Areas'!J123,(IF($B$4=\"W\",'Wave Areas'!J141,(IF($B$4=\"NW\",'Wave Areas'!X142,0)))))))))))))))","v":2},{"$f":"IF($B$4=\"SW\",'Wave Areas'!Y124,(IF($B$4=\"N\",'Wave Areas'!K87,(IF($B$4=\"NE\",'Wave Areas'!Y88,(IF($B$4=\"E\",'Wave Areas'!K105,(IF($B$4=\"SE\",'Wave Areas'!Y106,(IF($B$4=\"S\",'Wave Areas'!K123,(IF($B$4=\"W\",'Wave Areas'!K141,(IF($B$4=\"NW\",'Wave Areas'!Y142,0)))))))))))))))","v":1},{"$f":"IF($B$4=\"SW\",'Wave Areas'!Z124,(IF($B$4=\"N\",'Wave Areas'!L87,(IF($B$4=\"NE\",'Wave Areas'!Z88,(IF($B$4=\"E\",'Wave Areas'!L105,(IF($B$4=\"SE\",'Wave Areas'!Z106,(IF($B$4=\"S\",'Wave Areas'!L123,(IF($B$4=\"W\",'Wave Areas'!L141,(IF($B$4=\"NW\",'Wave Areas'!Z142,0)))))))))))))))","v":0},null,9.5,0,0,0,0,1E-3,1.3333333333333333E-3,1.6666666666666668E-3,1E-3,6.6666666666666664E-4,3.3333333333333332E-4,0,6.0000000000000001E-3,null,9.5,0,0,{"$f":"AI57/1004","v":0},{"$f":"AJ57/1004","v":9.9601593625498007E-7},{"$f":"G56*AJ57","v":611.87963198485625},{"$f":"H56*AK57","v":924.61811055489375},{"$f":"AM57/1004","v":9.9601593625498007E-7},{"$f":"AN57/1004","v":6.6401062416998672E-7},3.3200531208499336E-7,0,1.6932270916334664E-5,1536.4977624600688]
["Sub Totals",null,{"$f":"SUM(C47:C57)","v":795.07727654024404},167800.78550277217,565550.79558341741,1423425.249143718,2254293.3809968382,2552831.8828812321,2078243.8026713708,1077314.9420763839,0,0,0,{"$f":"SUM(N47:N56)","v":10120255.916132273},"Total",null,null,10.5,{"$f":"IF($B$4=\"SW\",'Wave Areas'!P125,(IF($B$4=\"N\",'Wave Areas'!B88,(IF($B$4=\"NE\",'Wave Areas'!P89,(IF($B$4=\"E\",'Wave Areas'!B106,(IF($B$4=\"SE\",'Wave Areas'!P107,(IF($B$4=\"S\",'Wave Areas'!B124,(IF($B$4=\"W\",'Wave Areas'!B142,(IF($B$4=\"NW\",'Wave Areas'!P143,0)))))))))))))))","v":0},{"$f":"IF($B$4=\"SW\",'Wave Areas'!Q125,(IF($B$4=\"N\",'Wave Areas'!C88,(IF($B$4=\"NE\",'Wave Areas'!Q89,(IF($B$4=\"E\",'Wave Areas'!C106,(IF($B$4=\"SE\",'Wave Areas'!Q107,(IF($B$4=\"S\",'Wave Areas'!C124,(IF($B$4=\"W\",'Wave Areas'!C142,(IF($B$4=\"NW\",'Wave Areas'!Q143,0)))))))))))))))","v":0},{"$f":"IF($B$4=\"SW\",'Wave Areas'!R125,(IF($B$4=\"N\",'Wave Areas'!D88,(IF($B$4=\"NE\",'Wave Areas'!R89,(IF($B$4=\"E\",'Wave Areas'!D106,(IF($B$4=\"SE\",'Wave Areas'!R107,(IF($B$4=\"S\",'Wave Areas'!D124,(IF($B$4=\"W\",'Wave Areas'!D142,(IF($B$4=\"NW\",'Wave Areas'!R143,0)))))))))))))))","v":0},{"$f":"IF($B$4=\"SW\",'Wave Areas'!S125,(IF($B$4=\"N\",'Wave Areas'!E88,(IF($B$4=\"NE\",'Wave Areas'!S89,(IF($B$4=\"E\",'Wave Areas'!E106,(IF($B$4=\"SE\",'Wave Areas'!S107,(IF($B$4=\"S\",'Wave Areas'!E124,(IF($B$4=\"W\",'Wave Areas'!E142,(IF($B$4=\"NW\",'Wave Areas'!S143,0)))))))))))))))","v":0},{"$f":"IF($B$4=\"SW\",'Wave Areas'!T125,(IF($B$4=\"N\",'Wave Areas'!F88,(IF($B$4=\"NE\",'Wave Areas'!T89,(IF($B$4=\"E\",'Wave Areas'!F106,(IF($B$4=\"SE\",'Wave Areas'!T107,(IF($B$4=\"S\",'Wave Areas'!F124,(IF($B$4=\"W\",'Wave Areas'!F142,(IF($B$4=\"NW\",'Wave Areas'!T143,0)))))))))))))))","v":0},{"$f":"IF($B$4=\"SW\",'Wave Areas'!U125,(IF($B$4=\"N\",'Wave Areas'!G88,(IF($B$4=\"NE\",'Wave Areas'!U89,(IF($B$4=\"E\",'Wave Areas'!G106,(IF($B$4=\"SE\",'Wave Areas'!U107,(IF($B$4=\"S\",'Wave Areas'!G124,(IF($B$4=\"W\",'Wave Areas'!G142,(IF($B$4=\"NW\",'Wave Areas'!U143,0)))))))))))))))","v":4},{"$f":"IF($B$4=\"SW\",'Wave Areas'!V125,(IF($B$4=\"N\",'Wave Areas'!H88,(IF($B$4=\"NE\",'Wave Areas'!V89,(IF($B$4=\"E\",'Wave Areas'!H106,(IF($B$4=\"SE\",'Wave Areas'!V107,(IF($B$4=\"S\",'Wave Areas'!H124,(IF($B$4=\"W\",'Wave Areas'!H142,(IF($B$4=\"NW\",'Wave Areas'!V143,0)))))))))))))))","v":4},{"$f":"IF($B$4=\"SW\",'Wave Areas'!W125,(IF($B$4=\"N\",'Wave Areas'!I88,(IF($B$4=\"NE\",'Wave Areas'!W89,(IF($B$4=\"E\",'Wave Areas'!I106,(IF($B$4=\"SE\",'Wave Areas'!W107,(IF($B$4=\"S\",'Wave Areas'!I124,(IF($B$4=\"W\",'Wave Areas'!I142,(IF($B$4=\"NW\",'Wave Areas'!W143,0)))))))))))))))","v":4},{"$f":"IF($B$4=\"SW\",'Wave Areas'!X125,(IF($B$4=\"N\",'Wave Areas'!J88,(IF($B$4=\"NE\",'Wave Areas'!X89,(IF($B$4=\"E\",'Wave Areas'!J106,(IF($B$4=\"SE\",'Wave Areas'!X107,(IF($B$4=\"S\",'Wave Areas'!J124,(IF($B$4=\"W\",'Wave Areas'!J142,(IF($B$4=\"NW\",'Wave Areas'!X143,0)))))))))))))))","v":1},{"$f":"IF($B$4=\"SW\",'Wave Areas'!Y125,(IF($B$4=\"N\",'Wave Areas'!K88,(IF($B$4=\"NE\",'Wave Areas'!Y89,(IF($B$4=\"E\",'Wave Areas'!K106,(IF($B$4=\"SE\",'Wave Areas'!Y107,(IF($B$4=\"S\",'Wave Areas'!K124,(IF($B$4=\"W\",'Wave Areas'!K142,(IF($B$4=\"NW\",'Wave Areas'!Y143,0)))))))))))))))","v":0},{"$f":"IF($B$4=\"SW\",'Wave Areas'!Z125,(IF($B$4=\"N\",'Wave Areas'!L88,(IF($B$4=\"NE\",'Wave Areas'!Z89,(IF($B$4=\"E\",'Wave Areas'!L106,(IF($B$4=\"SE\",'Wave Areas'!Z107,(IF($B$4=\"S\",'Wave Areas'!L124,(IF($B$4=\"W\",'Wave Areas'!L142,(IF($B$4=\"NW\",'Wave Areas'!Z143,0)))))))))))))))","v":0},null,10.5,0,0,0,0,0,1.3333333333333333E-3,1.3333333333333333E-3,1.3333333333333333E-3,3.3333333333333332E-4,0,0,4.3333333333333331E-3,null,10.5,0,0,{"$f":"AI58/1004","v":0},{"$f":"AJ58/1004","v":0},{"$f":"AK58/1004","v":1.3280212483399734E-6},{"$f":"AL58/1004","v":1.3280212483399734E-6},{"$f":"AM58/1004","v":1.3280212483399734E-6},{"$f":"AN58/1004","v":3.3200531208499336E-7},0,0,9.2961487383798149E-6,1.3612217795484729E-5]
[null,null,null,null,null,null,null,null,null,null,null,null,null,null,null,null,null,"Total Occurences",null,null,null,null,null,null,null,null,null,null,{"$f":"SUM(S48:AC58)","v":3000},null,null,null,null,null,null,null,null,null,null,null,null,null,null,null,"Sub Totals",{"$f":"SUM(AT48:AT58)","v":0.26366070857165785},50.848723211633242,1112.0427371811479,6723.444134464331,17881.235894854075,24191.826064260466,19316.789507043613,8256.2506387042649,4.9800796812748997E-6,3.3200531208499336E-7,9.8572377158034539E-4,{"$f":"SUM(BE48:BE57)","v":77532.702337851733},"Total"]
[]
[null,null,null,null,null,null,null,null,null,null,null,null,null,null,null,null,null,null,null,null,null,null,null,null,null,null,null,null,null,null,null,null,null,null,null,null,null,null,null,null,null,null,null,null,null,null,null,null,null,null,null,null,null,null,null,null,"Min","Max"]
[null,null,null,null,null,null,null,null,null,null,null,null,null,null,null,null,null,null,null,null,null,null,null,null,null,null,null,null,null,null,null,null,null,null,null,null,null,null,null,null,null,null,null,null,null,null,null,null,null,null,null,null,null,"Relevant Wave Heights",null,null,{"$f":"IF((AND($B$6>AS48,$B$6<AS49)),AS48,(IF((AND($B$6>AS49,$B$6<AS50)),AS49,(IF((AND($B$6>AS50,$B$6<AS51)),AS50,(IF((AND($B$6>AS51,$B$6<AS52)),AS51,(IF((AND($B$6>AS52,$B$6<AS53)),AS52,(IF((AND($B$6>AS53,$B$6<AS54)),AS53,(IF((AND($B$6>AS54,$B$6<AS55)),AS54,(IF((AND($B$6>AS55,$B$6<AS56)),AS55,(IF((AND($B$6>AS56,$B$6<AS57)),AS56,(IF((AND($B$6>AS57,$B$6<AS58)),AS57,(IF($B$6>AS58,AS58,\"\")))))))))))))))))))))","v":1.5},{"$f":"IF((AND($B$6>AS48,$B$6<AS49)),AS49,(IF((AND($B$6>AS49,$B$6<AS50)),AS50,(IF((AND($B$6>AS50,$B$6<AS51)),AS51,(IF((AND($B$6>AS51,$B$6<AS52)),AS52,(IF((AND($B$6>AS52,$B$6<AS53)),AS53,(IF((AND($B$6>AS53,$B$6<AS54)),AS54,(IF((AND($B$6>AS54,$B$6<AS55)),AS55,(IF((AND($B$6>AS55,$B$6<AS56)),AS56,(IF((AND($B$6>AS56,$B$6<AS57)),AS57,(IF((AND($B$6>AS57,$B$6<AS58)),AS58,(IF($B$6>AS58,AS58,\"\")))))))))))))))))))))","v":2.5}]
[null,null,null,null,null,null,null,null,null,null,null,null,null,null,null,null,null,null,null,null,null,null,null,null,null,null,null,null,null,null,null,null,null,null,null,null,null,null,null,null,null,null,null,null,null,null,null,null,null,null,null,null,null,"Relevant Power (kW/m)",null,null,{"$f":"(((($B$6-BE62)*((VLOOKUP(BF62,AS48:BE58,13,FALSE))-(VLOOKUP(BE62,AS48:BE58,13,FALSE))))/(BF62-BE62))+(VLOOKUP(BE62,AS48:BE58,13,FALSE)))*0.001","v":5.6636776841096355}]

{"sheet":"Wave 3","index":15,"n_rows":63,"n_cols":58,"rows_kept":63,"cut":false,"hidden":false,"merged":[[58,17,58,27],[61,53,61,55],[62,53,62,55],[62,56,62,57],[45,2,45,12],[45,17,45,28],[45,30,45,41],[45,44,45,55],[57,0,57,1],[42,17,42,19],[42,30,42,31],[42,44,42,45],[44,2,44,12],[44,17,44,28],[44,30,44,41],[44,44,44,55],[19,44,19,55],[20,2,20,12],[35,53,35,55],[36,53,36,55],[36,56,36,57],[32,0,32,1],[32,17,32,27],[8,1,8,2],[9,1,9,2],[16,30,16,31],[19,2,19,12],[19,17,19,28],[19,30,19,41],[16,44,16,45],[17,44,17,55],[18,17,18,28],[18,30,18,41],[18,44,18,55],[7,1,7,2],[2,1,2,2],[3,1,3,2],[4,1,4,2],[5,1,5,2],[6,1,6,2]]}
["Wave Resource"]
[]
[{"$f":"Input!I45","v":"Site Name"},{"$f":"Input!J65","v":"Mull of Oa"}]
[{"$f":"Input!I46","v":"Position Relevant to Island"},{"$f":"Input!J66","v":"SW"}]
[{"$f":"Input!I47","v":"Relevant Ocean Wave Area"},{"$f":"Input!J67","v":"North Sea (AREA 10)"}]
[{"$f":"Input!I48","v":"Average Wave Height"},{"$f":"Input!J68","v":1.8}]
[{"$f":"Input!I49","v":"Proximity to Grid Connection"},{"$f":"Input!J69","v":"5 km +"}]
[{"$f":"Input!I50","v":"Average Water Depth"},{"$f":"Input!J70","v":"> 20m"}]
[{"$f":"Input!I51","v":"Seabed Topography"},{"$f":"Input!J71","v":"Moderate (Sandy, Moderate Gradient)"}]
[{"$f":"Input!I52","v":"Accessibility"},{"$f":"Input!J72","v":"Partially Accessible (Temporary Works, Obstacles)"}]
[]
["Relavant Wave Power",{"$f":"IF(B8<>\"[Select Value]\",(IF(B8=\"> 20m\", BE63,BE37)),0)","v":5.6636776841096355}]
[]
["Transitional Waters Calculation (",">20m"]
[]
["Wave Velocity C","(m/s)",{"$f":"(C17/C18)","v":5.4628571428571435},6.9888888888888889,8.3109090909090906,9.2892307692307696,9.9653333333333318,10.436470588235293,10.77157894736842,11.016190476190477,11.201739130434783,11.344799999999999,11.455555555555556]
["Wave Length (λ)","(m)",19.12,31.45,45.71,60.38,74.739999999999995,88.71,102.33,115.67,128.82,141.81,154.65]
["Wave Period (T)","(s)",3.5,4.5,5.5,6.5,7.5,8.5,9.5,10.5,11.5,12.5,13.5]
[null,null,null,null,null,null,null,null,null,null,null,null,null,null,null,null,null,"North Sea Area 10",null,null,null,null,null,null,null,null,null,null,null,null,"North Sea Area 10",null,null,null,null,null,null,null,null,null,null,null,null,null,"North Sea Area 10"]
["Energy","Wave Height (Hs)","Power",null,null,null,null,null,null,null,null,null,null,"Total Power",null,null,null,"Number of Occurences",null,null,null,null,null,null,null,null,null,null,null,null,"Percentage of Occurences",null,null,null,null,null,null,null,null,null,null,null,null,null,"Annual Power (W/m)",null,null,null,null,null,null,null,null,null,null,null,"Total Power"]
["(J)","(m)","(W/m)",null,null,null,null,null,null,null,null,null,null,"(W/m)",null,null,null,"Hs                      T",3.5,4.5,5.5,6.5,7.5,8.5,9.5,10.5,11.5,12.5,13.5,null,"Hs                 T",3.5,4.5,5.5,6.5,7.5,8.5,9.5,10.5,11.5,12.5,13.5,"Availability",null,"Hs           T",3.5,4.5,5.5,6.5,7.5,8.5,9.5,10.5,11.5,12.5,13.5,"(W/m)"]
[{"$f":"(1025*9.81*B22^2)/8","v":314.2265625},0.5,{"$f":"$A22*($C$16)","v":1716.5748214285716},{"$f":"$A22*(D16)","v":2196.0945312499998},{"$f":"A22*($E$16)","v":2611.5083948863635},{"$f":"$A22*($F$16)","v":2918.9230528846156},{"$f":"$A22*($G$16)","v":3131.3724374999997},{"$f":"$A22*($H$16)","v":3279.416277573529},0,0,0,0,0,{"$f":"SUM(C22:M22)","v":15853.889515523078},null,null,null,0.5,{"$f":"IF($B$4=\"SW\",'Wave Areas'!P115,(IF($B$4=\"N\",'Wave Areas'!B78,(IF($B$4=\"NE\",'Wave Areas'!P79,(IF($B$4=\"E\",'Wave Areas'!B96,(IF($B$4=\"SE\",'Wave Areas'!P97,(IF($B$4=\"S\",'Wave Areas'!B114,(IF($B$4=\"W\",'Wave Areas'!B132,(IF($B$4=\"NW\",'Wave Areas'!P133,0)))))))))))))))","v":1},{"$f":"IF($B$4=\"SW\",'Wave Areas'!Q115,(IF($B$4=\"N\",'Wave Areas'!C78,(IF($B$4=\"NE\",'Wave Areas'!Q79,(IF($B$4=\"E\",'Wave Areas'!C96,(IF($B$4=\"SE\",'Wave Areas'!Q97,(IF($B$4=\"S\",'Wave Areas'!C114,(IF($B$4=\"W\",'Wave Areas'!C132,(IF($B$4=\"NW\",'Wave Areas'!Q133,0)))))))))))))))","v":28},{"$f":"IF($B$4=\"SW\",'Wave Areas'!R115,(IF($B$4=\"N\",'Wave Areas'!D78,(IF($B$4=\"NE\",'Wave Areas'!R79,(IF($B$4=\"E\",'Wave Areas'!D96,(IF($B$4=\"SE\",'Wave Areas'!R97,(IF($B$4=\"S\",'Wave Areas'!D114,(IF($B$4=\"W\",'Wave Areas'!D132,(IF($B$4=\"NW\",'Wave Areas'!R133,0)))))))))))))))","v":97},{"$f":"IF($B$4=\"SW\",'Wave Areas'!S115,(IF($B$4=\"N\",'Wave Areas'!E78,(IF($B$4=\"NE\",'Wave Areas'!S79,(IF($B$4=\"E\",'Wave Areas'!E96,(IF($B$4=\"SE\",'Wave Areas'!S97,(IF($B$4=\"S\",'Wave Areas'!E114,(IF($B$4=\"W\",'Wave Areas'!E132,(IF($B$4=\"NW\",'Wave Areas'!S133,0)))))))))))))))","v":117},{"$f":"IF($B$4=\"SW\",'Wave Areas'!T115,(IF($B$4=\"N\",'Wave Areas'!F78,(IF($B$4=\"NE\",'Wave Areas'!T79,(IF($B$4=\"E\",'Wave Areas'!F96,(IF($B$4=\"SE\",'Wave Areas'!T97,(IF($B$4=\"S\",'Wave Areas'!F114,(IF($B$4=\"W\",'Wave Areas'!F132,(IF($B$4=\"NW\",'Wave Areas'!T133,0)))))))))))))))","v":65},{"$f":"IF($B$4=\"SW\",'Wave Areas'!U115,(IF($B$4=\"N\",'Wave Areas'!G78,(IF($B$4=\"NE\",'Wave Areas'!U79,(IF($B$4=\"E\",'Wave Areas'!G96,(IF($B$4=\"SE\",'Wave Areas'!U97,(IF($B$4=\"S\",'Wave Areas'!G114,(IF($B$4=\"W\",'Wave Areas'!G132,(IF($B$4=\"NW\",'Wave Areas'!U133,0)))))))))))))))","v":20},{"$f":"IF($B$4=\"SW\",'Wave Areas'!V115,(IF($B$4=\"N\",'Wave Areas'!H78,(IF($B$4=\"NE\",'Wave Areas'!V79,(IF($B$4=\"E\",'Wave Areas'!H96,(IF($B$4=\"SE\",'Wave Areas'!V97,(IF($B$4=\"S\",'Wave Areas'!H114,(IF($B$4=\"W\",'Wave Areas'!H132,(IF($B$4=\"NW\",'Wave Areas'!V133,0)))))))))))))))","v":4},{"$f":"IF($B$4=\"SW\",'Wave Areas'!W115,(IF($B$4=\"N\",'Wave Areas'!I78,(IF($B$4=\"NE\",'Wave Areas'!W79,(IF($B$4=\"E\",'Wave Areas'!I96,(IF($B$4=\"SE\",'Wave Areas'!W97,(IF($B$4=\"S\",'Wave Areas'!I114,(IF($B$4=\"W\",'Wave Areas'!I132,(IF($B$4=\"NW\",'Wave Areas'!W133,0)))))))))))))))","v":0},{"$f":"IF($B$4=\"SW\",'Wave Areas'!X115,(IF($B$4=\"N\",'Wave Areas'!J78,(IF($B$4=\"NE\",'Wave Areas'!X79,(IF($B$4=\"E\",'Wave Areas'!J96,(IF($B$4=\"SE\",'Wave Areas'!X97,(IF($B$4=\"S\",'Wave Areas'!J114,(IF($B$4=\"W\",'Wave Areas'!J132,(IF($B$4=\"NW\",'Wave Areas'!X133,0)))))))))))))))","v":0},{"$f":"IF($B$4=\"SW\",'Wave Areas'!Y115,(IF($B$4=\"N\",'Wave Areas'!K78,(IF($B$4=\"NE\",'Wave Areas'!Y79,(IF($B$4=\"E\",'Wave Areas'!K96,(IF($B$4=\"SE\",'Wave Areas'!Y97,(IF($B$4=\"S\",'Wave Areas'!K114,(IF($B$4=\"W\",'Wave Areas'!K132,(IF($B$4=\"NW\",'Wave Areas'!Y133,0)))))))))))))))","v":0},{"$f":"IF($B$4=\"SW\",'Wave Areas'!Z115,(IF($B$4=\"N\",'Wave Areas'!L78,(IF($B$4=\"NE\",'Wave Areas'!Z79,(IF($B$4=\"E\",'Wave Areas'!L96,(IF($B$4=\"SE\",'Wave Areas'!Z97,(IF($B$4=\"S\",'Wave Areas'!L114,(IF($B$4=\"W\",'Wave Areas'!L132,(IF($B$4=\"NW\",'Wave Areas'!Z133,0)))))))))))))))","v":0},null,0.5,{"$f":"S22/($AC$33)","v":3.3333333333333332E-4},{"$f":"T22/($AC$33)","v":9.3333333333333341E-3},3.2333333333333332E-2,3.9E-2,2.1666666666666667E-2,6.6666666666666671E-3,1.3333333333333333E-3,0,0,0,0,{"$f":"SUM(AF22:AP22)","v":0.11066666666666666},null,0.5,{"$f":"C22*AF22","v":0.57219160714285722},20.496882291666665,84.438771434659088,113.8379990625,67.846402812500003,21.862775183823526,{"$f":"AM22/1004","v":0},{"$f":"AN22/1004","v":0},{"$f":"AO22/1004","v":0},{"$f":"AP22/1004","v":0},{"$f":"AQ20/1004","v":0},{"$f":"SUM(AT22:BD22)","v":309.05502239229219}]
[2828.0390625,1.5,{"$f":"$A23*($C$16)","v":15449.173392857145},{"$f":"A23*($D$16)","v":19764.850781249999},23503.575553977273,{"$f":"$A23*($F$16)","v":26270.307475961541},28182.351937499996,29514.746498161763,{"$f":"$A23*($I$16)","v":30462.446027960523},{"$f":"$A23*($J$16)","v":31154.216986607145},0,0,0,204301.66865427536,null,null,null,1.5,{"$f":"IF($B$4=\"SW\",'Wave Areas'!P116,(IF($B$4=\"N\",'Wave Areas'!B79,(IF($B$4=\"NE\",'Wave Areas'!P80,(IF($B$4=\"E\",'Wave Areas'!B97,(IF($B$4=\"SE\",'Wave Areas'!P98,(IF($B$4=\"S\",'Wave Areas'!B115,(IF($B$4=\"W\",'Wave Areas'!B133,(IF($B$4=\"NW\",'Wave Areas'!P134,0)))))))))))))))","v":0},{"$f":"IF($B$4=\"SW\",'Wave Areas'!Q116,(IF($B$4=\"N\",'Wave Areas'!C79,(IF($B$4=\"NE\",'Wave Areas'!Q80,(IF($B$4=\"E\",'Wave Areas'!C97,(IF($B$4=\"SE\",'Wave Areas'!Q98,(IF($B$4=\"S\",'Wave Areas'!C115,(IF($B$4=\"W\",'Wave Areas'!C133,(IF($B$4=\"NW\",'Wave Areas'!Q134,0)))))))))))))))","v":8},{"$f":"IF($B$4=\"SW\",'Wave Areas'!R116,(IF($B$4=\"N\",'Wave Areas'!D79,(IF($B$4=\"NE\",'Wave Areas'!R80,(IF($B$4=\"E\",'Wave Areas'!D97,(IF($B$4=\"SE\",'Wave Areas'!R98,(IF($B$4=\"S\",'Wave Areas'!D115,(IF($B$4=\"W\",'Wave Areas'!D133,(IF($B$4=\"NW\",'Wave Areas'!R134,0)))))))))))))))","v":81},{"$f":"IF($B$4=\"SW\",'Wave Areas'!S116,(IF($B$4=\"N\",'Wave Areas'!E79,(IF($B$4=\"NE\",'Wave Areas'!S80,(IF($B$4=\"E\",'Wave Areas'!E97,(IF($B$4=\"SE\",'Wave Areas'!S98,(IF($B$4=\"S\",'Wave Areas'!E115,(IF($B$4=\"W\",'Wave Areas'!E133,(IF($B$4=\"NW\",'Wave Areas'!S134,0)))))))))))))))","v":225},{"$f":"IF($B$4=\"SW\",'Wave Areas'!T116,(IF($B$4=\"N\",'Wave Areas'!F79,(IF($B$4=\"NE\",'Wave Areas'!T80,(IF($B$4=\"E\",'Wave Areas'!F97,(IF($B$4=\"SE\",'Wave Areas'!T98,(IF($B$4=\"S\",'Wave Areas'!F115,(IF($B$4=\"W\",'Wave Areas'!F133,(IF($B$4=\"NW\",'Wave Areas'!T134,0)))))))))))))))","v":247},{"$f":"IF($B$4=\"SW\",'Wave Areas'!U116,(IF($B$4=\"N\",'Wave Areas'!G79,(IF($B$4=\"NE\",'Wave Areas'!U80,(IF($B$4=\"E\",'Wave Areas'!G97,(IF($B$4=\"SE\",'Wave Areas'!U98,(IF($B$4=\"S\",'Wave Areas'!G115,(IF($B$4=\"W\",'Wave Areas'!G133,(IF($B$4=\"NW\",'Wave Areas'!U134,0)))))))))))))))","v":136},{"$f":"IF($B$4=\"SW\",'Wave Areas'!V116,(IF($B$4=\"N\",'Wave Areas'!H79,(IF($B$4=\"NE\",'Wave Areas'!V80,(IF($B$4=\"E\",'Wave Areas'!H97,(IF($B$4=\"SE\",'Wave Areas'!V98,(IF($B$4=\"S\",'Wave Areas'!H115,(IF($B$4=\"W\",'Wave Areas'!H133,(IF($B$4=\"NW\",'Wave Areas'!V134,0)))))))))))))))","v":46},{"$f":"IF($B$4=\"SW\",'Wave Areas'!W116,(IF($B$4=\"N\",'Wave Areas'!I79,(IF($B$4=\"NE\",'Wave Areas'!W80,(IF($B$4=\"E\",'Wave Areas'!I97,(IF($B$4=\"SE\",'Wave Areas'!W98,(IF($B$4=\"S\",'Wave Areas'!I115,(IF($B$4=\"W\",'Wave Areas'!I133,(IF($B$4=\"NW\",'Wave Areas'!W134,0)))))))))))))))","v":11},{"$f":"IF($B$4=\"SW\",'Wave Areas'!X116,(IF($B$4=\"N\",'Wave Areas'!J79,(IF($B$4=\"NE\",'Wave Areas'!X80,(IF($B$4=\"E\",'Wave Areas'!J97,(IF($B$4=\"SE\",'Wave Areas'!X98,(IF($B$4=\"S\",'Wave Areas'!J115,(IF($B$4=\"W\",'Wave Areas'!J133,(IF($B$4=\"NW\",'Wave Areas'!X134,0)))))))))))))))","v":2},{"$f":"IF($B$4=\"SW\",'Wave Areas'!Y116,(IF($B$4=\"N\",'Wave Areas'!K79,(IF($B$4=\"NE\",'Wave Areas'!Y80,(IF($B$4=\"E\",'Wave Areas'!K97,(IF($B$4=\"SE\",'Wave Areas'!Y98,(IF($B$4=\"S\",'Wave Areas'!K115,(IF($B$4=\"W\",'Wave Areas'!K133,(IF($B$4=\"NW\",'Wave Areas'!Y134,0)))))))))))))))","v":0},{"$f":"IF($B$4=\"SW\",'Wave Areas'!Z116,(IF($B$4=\"N\",'Wave Areas'!L79,(IF($B$4=\"NE\",'Wave Areas'!Z80,(IF($B$4=\"E\",'Wave Areas'!L97,(IF($B$4=\"SE\",'Wave Areas'!Z98,(IF($B$4=\"S\",'Wave Areas'!L115,(IF($B$4=\"W\",'Wave Areas'!L133,(IF($B$4=\"NW\",'Wave Areas'!Z134,0)))))))))))))))","v":0},null,1.5,{"$f":"S23/($AC$33)","v":0},2.6666666666666666E-3,2.7E-2,7.4999999999999997E-2,8.2333333333333328E-2,4.5333333333333337E-2,1.5333333333333332E-2,3.6666666666666666E-3,6.6666666666666664E-4,0,0,{"$f":"SUM(AF23:AP23)","v":0.252},null,1.5,0,52.70626875,634.59653995738631,1970.2730606971154,2320.3469761874994,1338.0018412500001,467.09083909539464,114.23212895089286,{"$f":"AO23/1004","v":0},0,{"$f":"AQ22/1004","v":1.1022576361221779E-4},6897.2477651140525]
[7855.6640625,2.5,0,{"$f":"A24*($D$16)","v":54902.36328125},65287.709872159088,{"$f":"$A24*($F$16)","v":72973.07632211539},78284.310937499991,81985.406939338223,84617.90563322368,86539.49162946429,0,0,0,524590.26461505075,null,null,null,2.5,{"$f":"IF($B$4=\"SW\",'Wave Areas'!P117,(IF($B$4=\"N\",'Wave Areas'!B80,(IF($B$4=\"NE\",'Wave Areas'!P81,(IF($B$4=\"E\",'Wave Areas'!B98,(IF($B$4=\"SE\",'Wave Areas'!P99,(IF($B$4=\"S\",'Wave Areas'!B116,(IF($B$4=\"W\",'Wave Areas'!B134,(IF($B$4=\"NW\",'Wave Areas'!P135,0)))))))))))))))","v":0},{"$f":"IF($B$4=\"SW\",'Wave Areas'!Q117,(IF($B$4=\"N\",'Wave Areas'!C80,(IF($B$4=\"NE\",'Wave Areas'!Q81,(IF($B$4=\"E\",'Wave Areas'!C98,(IF($B$4=\"SE\",'Wave Areas'!Q99,(IF($B$4=\"S\",'Wave Areas'!C116,(IF($B$4=\"W\",'Wave Areas'!C134,(IF($B$4=\"NW\",'Wave Areas'!Q135,0)))))))))))))))","v":2},{"$f":"IF($B$4=\"SW\",'Wave Areas'!R117,(IF($B$4=\"N\",'Wave Areas'!D80,(IF($B$4=\"NE\",'Wave Areas'!R81,(IF($B$4=\"E\",'Wave Areas'!D98,(IF($B$4=\"SE\",'Wave Areas'!R99,(IF($B$4=\"S\",'Wave Areas'!D116,(IF($B$4=\"W\",'Wave Areas'!D134,(IF($B$4=\"NW\",'Wave Areas'!R135,0)))))))))))))))","v":33},{"$f":"IF($B$4=\"SW\",'Wave Areas'!S117,(IF($B$4=\"N\",'Wave Areas'!E80,(IF($B$4=\"NE\",'Wave Areas'!S81,(IF($B$4=\"E\",'Wave Areas'!E98,(IF($B$4=\"SE\",'Wave Areas'!S99,(IF($B$4=\"S\",'Wave Areas'!E116,(IF($B$4=\"W\",'Wave Areas'!E134,(IF($B$4=\"NW\",'Wave Areas'!S135,0)))))))))))))))","v":140},{"$f":"IF($B$4=\"SW\",'Wave Areas'!T117,(IF($B$4=\"N\",'Wave Areas'!F80,(IF($B$4=\"NE\",'Wave Areas'!T81,(IF($B$4=\"E\",'Wave Areas'!F98,(IF($B$4=\"SE\",'Wave Areas'!T99,(IF($B$4=\"S\",'Wave Areas'!F116,(IF($B$4=\"W\",'Wave Areas'!F134,(IF($B$4=\"NW\",'Wave Areas'!T135,0)))))))))))))))","v":231},{"$f":"IF($B$4=\"SW\",'Wave Areas'!U117,(IF($B$4=\"N\",'Wave Areas'!G80,(IF($B$4=\"NE\",'Wave Areas'!U81,(IF($B$4=\"E\",'Wave Areas'!G98,(IF($B$4=\"SE\",'Wave Areas'!U99,(IF($B$4=\"S\",'Wave Areas'!G116,(IF($B$4=\"W\",'Wave Areas'!G134,(IF($B$4=\"NW\",'Wave Areas'!U135,0)))))))))))))))","v":186},{"$f":"IF($B$4=\"SW\",'Wave Areas'!V117,(IF($B$4=\"N\",'Wave Areas'!H80,(IF($B$4=\"NE\",'Wave Areas'!V81,(IF($B$4=\"E\",'Wave Areas'!H98,(IF($B$4=\"SE\",'Wave Areas'!V99,(IF($B$4=\"S\",'Wave Areas'!H116,(IF($B$4=\"W\",'Wave Areas'!H134,(IF($B$4=\"NW\",'Wave Areas'!V135,0)))))))))))))))","v":86},{"$f":"IF($B$4=\"SW\",'Wave Areas'!W117,(IF($B$4=\"N\",'Wave Areas'!I80,(IF($B$4=\"NE\",'Wave Areas'!W81,(IF($B$4=\"E\",'Wave Areas'!I98,(IF($B$4=\"SE\",'Wave Areas'!W99,(IF($B$4=\"S\",'Wave Areas'!I116,(IF($B$4=\"W\",'Wave Areas'!I134,(IF($B$4=\"NW\",'Wave Areas'!W135,0)))))))))))))))","v":27},{"$f":"IF($B$4=\"SW\",'Wave Areas'!X117,(IF($B$4=\"N\",'Wave Areas'!J80,(IF($B$4=\"NE\",'Wave Areas'!X81,(IF($B$4=\"E\",'Wave Areas'!J98,(IF($B$4=\"SE\",'Wave Areas'!X99,(IF($B$4=\"S\",'Wave Areas'!J116,(IF($B$4=\"W\",'Wave Areas'!J134,(IF($B$4=\"NW\",'Wave Areas'!X135,0)))))))))))))))","v":7},{"$f":"IF($B$4=\"SW\",'Wave Areas'!Y117,(IF($B$4=\"N\",'Wave Areas'!K80,(IF($B$4=\"NE\",'Wave Areas'!Y81,(IF($B$4=\"E\",'Wave Areas'!K98,(IF($B$4=\"SE\",'Wave Areas'!Y99,(IF($B$4=\"S\",'Wave Areas'!K116,(IF($B$4=\"W\",'Wave Areas'!K134,(IF($B$4=\"NW\",'Wave Areas'!Y135,0)))))))))))))))","v":2},{"$f":"IF($B$4=\"SW\",'Wave Areas'!Z117,(IF($B$4=\"N\",'Wave Areas'!L80,(IF($B$4=\"NE\",'Wave Areas'!Z81,(IF($B$4=\"E\",'Wave Areas'!L98,(IF($B$4=\"SE\",'Wave Areas'!Z99,(IF($B$4=\"S\",'Wave Areas'!L116,(IF($B$4=\"W\",'Wave Areas'!L134,(IF($B$4=\"NW\",'Wave Areas'!Z135,0)))))))))))))))","v":0},null,2.5,0,{"$f":"T24/($AC$33)","v":6.6666666666666664E-4},{"$f":"U24/($AC$33)","v":1.0999999999999999E-2},4.6666666666666669E-2,7.6999999999999999E-2,6.2E-2,2.8666666666666667E-2,8.9999999999999993E-3,2.3333333333333335E-3,6.6666666666666664E-4,0,0.23800000000000002,null,2.5,{"$f":"AG24/1004","v":6.6401062416998672E-7},{"$f":"D24*AG24","v":36.601575520833329},718.16480859374997,3405.4102283653851,6027.8919421874989,5083.0952302389696,2425.7132948190788,778.85542466517859,6.6401062416998672E-7,0,2.5099601593625499E-4,18475.732756714733]
[15397.1015625,3.5,0,{"$f":"A25*($D$16)","v":107608.63203125},127963.91134943182,{"$f":"$A25*($F$16)","v":143027.22959134617},153437.24943749997,160691.39760110292,165851.09504111842,169617.40359375,0,0,0,1028196.9186454994,null,null,null,3.5,{"$f":"IF($B$4=\"SW\",'Wave Areas'!P118,(IF($B$4=\"N\",'Wave Areas'!B81,(IF($B$4=\"NE\",'Wave Areas'!P82,(IF($B$4=\"E\",'Wave Areas'!B99,(IF($B$4=\"SE\",'Wave Areas'!P100,(IF($B$4=\"S\",'Wave Areas'!B117,(IF($B$4=\"W\",'Wave Areas'!B135,(IF($B$4=\"NW\",'Wave Areas'!P136,0)))))))))))))))","v":0},{"$f":"IF($B$4=\"SW\",'Wave Areas'!Q118,(IF($B$4=\"N\",'Wave Areas'!C81,(IF($B$4=\"NE\",'Wave Areas'!Q82,(IF($B$4=\"E\",'Wave Areas'!C99,(IF($B$4=\"SE\",'Wave Areas'!Q100,(IF($B$4=\"S\",'Wave Areas'!C117,(IF($B$4=\"W\",'Wave Areas'!C135,(IF($B$4=\"NW\",'Wave Areas'!Q136,0)))))))))))))))","v":0},{"$f":"IF($B$4=\"SW\",'Wave Areas'!R118,(IF($B$4=\"N\",'Wave Areas'!D81,(IF($B$4=\"NE\",'Wave Areas'!R82,(IF($B$4=\"E\",'Wave Areas'!D99,(IF($B$4=\"SE\",'Wave Areas'!R100,(IF($B$4=\"S\",'Wave Areas'!D117,(IF($B$4=\"W\",'Wave Areas'!D135,(IF($B$4=\"NW\",'Wave Areas'!R136,0)))))))))))))))","v":12},{"$f":"IF($B$4=\"SW\",'Wave Areas'!S118,(IF($B$4=\"N\",'Wave Areas'!E81,(IF($B$4=\"NE\",'Wave Areas'!S82,(IF($B$4=\"E\",'Wave Areas'!E99,(IF($B$4=\"SE\",'Wave Areas'!S100,(IF($B$4=\"S\",'Wave Areas'!E117,(IF($B$4=\"W\",'Wave Areas'!E135,(IF($B$4=\"NW\",'Wave Areas'!S136,0)))))))))))))))","v":67},{"$f":"IF($B$4=\"SW\",'Wave Areas'!T118,(IF($B$4=\"N\",'Wave Areas'!F81,(IF($B$4=\"NE\",'Wave Areas'!T82,(IF($B$4=\"E\",'Wave Areas'!F99,(IF($B$4=\"SE\",'Wave Areas'!T100,(IF($B$4=\"S\",'Wave Areas'!F117,(IF($B$4=\"W\",'Wave Areas'!F135,(IF($B$4=\"NW\",'Wave Areas'!T136,0)))))))))))))))","v":143},{"$f":"IF($B$4=\"SW\",'Wave Areas'!U118,(IF($B$4=\"N\",'Wave Areas'!G81,(IF($B$4=\"NE\",'Wave Areas'!U82,(IF($B$4=\"E\",'Wave Areas'!G99,(IF($B$4=\"SE\",'Wave Areas'!U100,(IF($B$4=\"S\",'Wave Areas'!G117,(IF($B$4=\"W\",'Wave Areas'!G135,(IF($B$4=\"NW\",'Wave Areas'!U136,0)))))))))))))))","v":147},{"$f":"IF($B$4=\"SW\",'Wave Areas'!V118,(IF($B$4=\"N\",'Wave Areas'!H81,(IF($B$4=\"NE\",'Wave Areas'!V82,(IF($B$4=\"E\",'Wave Areas'!H99,(IF($B$4=\"SE\",'Wave Areas'!V100,(IF($B$4=\"S\",'Wave Areas'!H117,(IF($B$4=\"W\",'Wave Areas'!H135,(IF($B$4=\"NW\",'Wave Areas'!V136,0)))))))))))))))","v":88},{"$f":"IF($B$4=\"SW\",'Wave Areas'!W118,(IF($B$4=\"N\",'Wave Areas'!I81,(IF($B$4=\"NE\",'Wave Areas'!W82,(IF($B$4=\"E\",'Wave Areas'!I99,(IF($B$4=\"SE\",'Wave Areas'!W100,(IF($B$4=\"S\",'Wave Areas'!I117,(IF($B$4=\"W\",'Wave Areas'!I135,(IF($B$4=\"NW\",'Wave Areas'!W136,0)))))))))))))))","v":34},{"$f":"IF($B$4=\"SW\",'Wave Areas'!X118,(IF($B$4=\"N\",'Wave Areas'!J81,(IF($B$4=\"NE\",'Wave Areas'!X82,(IF($B$4=\"E\",'Wave Areas'!J99,(IF($B$4=\"SE\",'Wave Areas'!X100,(IF($B$4=\"S\",'Wave Areas'!J117,(IF($B$4=\"W\",'Wave Areas'!J135,(IF($B$4=\"NW\",'Wave Areas'!X136,0)))))))))))))))","v":9},{"$f":"IF($B$4=\"SW\",'Wave Areas'!Y118,(IF($B$4=\"N\",'Wave Areas'!K81,(IF($B$4=\"NE\",'Wave Areas'!Y82,(IF($B$4=\"E\",'Wave Areas'!K99,(IF($B$4=\"SE\",'Wave Areas'!Y100,(IF($B$4=\"S\",'Wave Areas'!K117,(IF($B$4=\"W\",'Wave Areas'!K135,(IF($B$4=\"NW\",'Wave Areas'!Y136,0)))))))))))))))","v":3},{"$f":"IF($B$4=\"SW\",'Wave Areas'!Z118,(IF($B$4=\"N\",'Wave Areas'!L81,(IF($B$4=\"NE\",'Wave Areas'!Z82,(IF($B$4=\"E\",'Wave Areas'!L99,(IF($B$4=\"SE\",'Wave Areas'!Z100,(IF($B$4=\"S\",'Wave Areas'!L117,(IF($B$4=\"W\",'Wave Areas'!L135,(IF($B$4=\"NW\",'Wave Areas'!Z136,0)))))))))))))))","v":0},null,3.5,0,0,4.0000000000000001E-3,2.2333333333333334E-2,4.766666666666667E-2,4.9000000000000002E-2,2.9333333333333333E-2,1.1333333333333334E-2,3.0000000000000001E-3,1E-3,0,0.16766666666666669,null,3.5,0,0,511.85564539772724,3194.2747942067313,7313.8422231874993,7873.8784824540435,4864.9654545394733,1922.3305740625001,9.9601593625498007E-7,0,2.3705179282868528E-4,25681.147411895785]
[25452.3515625,4.5,0,{"$f":"A26*($D$16)","v":177883.65703125001},211532.17998579543,{"$f":"$A26*($F$16/2)","v":118216.38364182693},253641.16743749997,265632.71848345589,274162.01425164472,280387.95287946431,0,0,0,1581456.0737109373,null,null,null,4.5,{"$f":"IF($B$4=\"SW\",'Wave Areas'!P119,(IF($B$4=\"N\",'Wave Areas'!B82,(IF($B$4=\"NE\",'Wave Areas'!P83,(IF($B$4=\"E\",'Wave Areas'!B100,(IF($B$4=\"SE\",'Wave Areas'!P101,(IF($B$4=\"S\",'Wave Areas'!B118,(IF($B$4=\"W\",'Wave Areas'!B136,(IF($B$4=\"NW\",'Wave Areas'!P137,0)))))))))))))))","v":0},{"$f":"IF($B$4=\"SW\",'Wave Areas'!Q119,(IF($B$4=\"N\",'Wave Areas'!C82,(IF($B$4=\"NE\",'Wave Areas'!Q83,(IF($B$4=\"E\",'Wave Areas'!C100,(IF($B$4=\"SE\",'Wave Areas'!Q101,(IF($B$4=\"S\",'Wave Areas'!C118,(IF($B$4=\"W\",'Wave Areas'!C136,(IF($B$4=\"NW\",'Wave Areas'!Q137,0)))))))))))))))","v":0},{"$f":"IF($B$4=\"SW\",'Wave Areas'!R119,(IF($B$4=\"N\",'Wave Areas'!D82,(IF($B$4=\"NE\",'Wave Areas'!R83,(IF($B$4=\"E\",'Wave Areas'!D100,(IF($B$4=\"SE\",'Wave Areas'!R101,(IF($B$4=\"S\",'Wave Areas'!D118,(IF($B$4=\"W\",'Wave Areas'!D136,(IF($B$4=\"NW\",'Wave Areas'!R137,0)))))))))))))))","v":4},{"$f":"IF($B$4=\"SW\",'Wave Areas'!S119,(IF($B$4=\"N\",'Wave Areas'!E82,(IF($B$4=\"NE\",'Wave Areas'!S83,(IF($B$4=\"E\",'Wave Areas'!E100,(IF($B$4=\"SE\",'Wave Areas'!S101,(IF($B$4=\"S\",'Wave Areas'!E118,(IF($B$4=\"W\",'Wave Areas'!E136,(IF($B$4=\"NW\",'Wave Areas'!S137,0)))))))))))))))","v":29},{"$f":"IF($B$4=\"SW\",'Wave Areas'!T119,(IF($B$4=\"N\",'Wave Areas'!F82,(IF($B$4=\"NE\",'Wave Areas'!T83,(IF($B$4=\"E\",'Wave Areas'!F100,(IF($B$4=\"SE\",'Wave Areas'!T101,(IF($B$4=\"S\",'Wave Areas'!F118,(IF($B$4=\"W\",'Wave Areas'!F136,(IF($B$4=\"NW\",'Wave Areas'!T137,0)))))))))))))))","v":74},{"$f":"IF($B$4=\"SW\",'Wave Areas'!U119,(IF($B$4=\"N\",'Wave Areas'!G82,(IF($B$4=\"NE\",'Wave Areas'!U83,(IF($B$4=\"E\",'Wave Areas'!G100,(IF($B$4=\"SE\",'Wave Areas'!U101,(IF($B$4=\"S\",'Wave Areas'!G118,(IF($B$4=\"W\",'Wave Areas'!G136,(IF($B$4=\"NW\",'Wave Areas'!U137,0)))))))))))))))","v":93},{"$f":"IF($B$4=\"SW\",'Wave Areas'!V119,(IF($B$4=\"N\",'Wave Areas'!H82,(IF($B$4=\"NE\",'Wave Areas'!V83,(IF($B$4=\"E\",'Wave Areas'!H100,(IF($B$4=\"SE\",'Wave Areas'!V101,(IF($B$4=\"S\",'Wave Areas'!H118,(IF($B$4=\"W\",'Wave Areas'!H136,(IF($B$4=\"NW\",'Wave Areas'!V137,0)))))))))))))))","v":66},{"$f":"IF($B$4=\"SW\",'Wave Areas'!W119,(IF($B$4=\"N\",'Wave Areas'!I82,(IF($B$4=\"NE\",'Wave Areas'!W83,(IF($B$4=\"E\",'Wave Areas'!I100,(IF($B$4=\"SE\",'Wave Areas'!W101,(IF($B$4=\"S\",'Wave Areas'!I118,(IF($B$4=\"W\",'Wave Areas'!I136,(IF($B$4=\"NW\",'Wave Areas'!W137,0)))))))))))))))","v":31},{"$f":"IF($B$4=\"SW\",'Wave Areas'!X119,(IF($B$4=\"N\",'Wave Areas'!J82,(IF($B$4=\"NE\",'Wave Areas'!X83,(IF($B$4=\"E\",'Wave Areas'!J100,(IF($B$4=\"SE\",'Wave Areas'!X101,(IF($B$4=\"S\",'Wave Areas'!J118,(IF($B$4=\"W\",'Wave Areas'!J136,(IF($B$4=\"NW\",'Wave Areas'!X137,0)))))))))))))))","v":9},{"$f":"IF($B$4=\"SW\",'Wave Areas'!Y119,(IF($B$4=\"N\",'Wave Areas'!K82,(IF($B$4=\"NE\",'Wave Areas'!Y83,(IF($B$4=\"E\",'Wave Areas'!K100,(IF($B$4=\"SE\",'Wave Areas'!Y101,(IF($B$4=\"S\",'Wave Areas'!K118,(IF($B$4=\"W\",'Wave Areas'!K136,(IF($B$4=\"NW\",'Wave Areas'!Y137,0)))))))))))))))","v":3},{"$f":"IF($B$4=\"SW\",'Wave Areas'!Z119,(IF($B$4=\"N\",'Wave Areas'!L82,(IF($B$4=\"NE\",'Wave Areas'!Z83,(IF($B$4=\"E\",'Wave Areas'!L100,(IF($B$4=\"SE\",'Wave Areas'!Z101,(IF($B$4=\"S\",'Wave Areas'!L118,(IF($B$4=\"W\",'Wave Areas'!L136,(IF($B$4=\"NW\",'Wave Areas'!Z137,0)))))))))))))))","v":1},null,4.5,0,0,1.3333333333333333E-3,9.6666666666666672E-3,2.4666666666666667E-2,3.1E-2,2.1999999999999999E-2,1.0333333333333333E-2,3.0000000000000001E-3,1E-3,3.3333333333333332E-4,0.10333333333333335,null,4.5,0,0,282.04290664772725,1142.7583752043272,6256.4821301249995,8234.6142729871317,6031.5643135361834,2897.3421797544647,9.9601593625498007E-7,3.3200531208499336E-7,1.6699867197875168E-4,24844.804346581528]
[38021.4140625,5.5,0,0,315992.51578124997,{"$f":"$A27*($F$16)","v":353189.6893990385},378896.06493749993,396809.36958639702,409550.6632648026,418851.13948660716,0,0,0,2273289.4424555954,null,null,null,5.5,{"$f":"IF($B$4=\"SW\",'Wave Areas'!P120,(IF($B$4=\"N\",'Wave Areas'!B83,(IF($B$4=\"NE\",'Wave Areas'!P84,(IF($B$4=\"E\",'Wave Areas'!B101,(IF($B$4=\"SE\",'Wave Areas'!P102,(IF($B$4=\"S\",'Wave Areas'!B119,(IF($B$4=\"W\",'Wave Areas'!B137,(IF($B$4=\"NW\",'Wave Areas'!P138,0)))))))))))))))","v":0},{"$f":"IF($B$4=\"SW\",'Wave Areas'!Q120,(IF($B$4=\"N\",'Wave Areas'!C83,(IF($B$4=\"NE\",'Wave Areas'!Q84,(IF($B$4=\"E\",'Wave Areas'!C101,(IF($B$4=\"SE\",'Wave Areas'!Q102,(IF($B$4=\"S\",'Wave Areas'!C119,(IF($B$4=\"W\",'Wave Areas'!C137,(IF($B$4=\"NW\",'Wave Areas'!Q138,0)))))))))))))))","v":0},{"$f":"IF($B$4=\"SW\",'Wave Areas'!R120,(IF($B$4=\"N\",'Wave Areas'!D83,(IF($B$4=\"NE\",'Wave Areas'!R84,(IF($B$4=\"E\",'Wave Areas'!D101,(IF($B$4=\"SE\",'Wave Areas'!R102,(IF($B$4=\"S\",'Wave Areas'!D119,(IF($B$4=\"W\",'Wave Areas'!D137,(IF($B$4=\"NW\",'Wave Areas'!R138,0)))))))))))))))","v":1},{"$f":"IF($B$4=\"SW\",'Wave Areas'!S120,(IF($B$4=\"N\",'Wave Areas'!E83,(IF($B$4=\"NE\",'Wave Areas'!S84,(IF($B$4=\"E\",'Wave Areas'!E101,(IF($B$4=\"SE\",'Wave Areas'!S102,(IF($B$4=\"S\",'Wave Areas'!E119,(IF($B$4=\"W\",'Wave Areas'!E137,(IF($B$4=\"NW\",'Wave Areas'!S138,0)))))))))))))))","v":11},{"$f":"IF($B$4=\"SW\",'Wave Areas'!T120,(IF($B$4=\"N\",'Wave Areas'!F83,(IF($B$4=\"NE\",'Wave Areas'!T84,(IF($B$4=\"E\",'Wave Areas'!F101,(IF($B$4=\"SE\",'Wave Areas'!T102,(IF($B$4=\"S\",'Wave Areas'!F119,(IF($B$4=\"W\",'Wave Areas'!F137,(IF($B$4=\"NW\",'Wave Areas'!T138,0)))))))))))))))","v":36},{"$f":"IF($B$4=\"SW\",'Wave Areas'!U120,(IF($B$4=\"N\",'Wave Areas'!G83,(IF($B$4=\"NE\",'Wave Areas'!U84,(IF($B$4=\"E\",'Wave Areas'!G101,(IF($B$4=\"SE\",'Wave Areas'!U102,(IF($B$4=\"S\",'Wave Areas'!G119,(IF($B$4=\"W\",'Wave Areas'!G137,(IF($B$4=\"NW\",'Wave Areas'!U138,0)))))))))))))))","v":51},{"$f":"IF($B$4=\"SW\",'Wave Areas'!V120,(IF($B$4=\"N\",'Wave Areas'!H83,(IF($B$4=\"NE\",'Wave Areas'!V84,(IF($B$4=\"E\",'Wave Areas'!H101,(IF($B$4=\"SE\",'Wave Areas'!V102,(IF($B$4=\"S\",'Wave Areas'!H119,(IF($B$4=\"W\",'Wave Areas'!H137,(IF($B$4=\"NW\",'Wave Areas'!V138,0)))))))))))))))","v":43},{"$f":"IF($B$4=\"SW\",'Wave Areas'!W120,(IF($B$4=\"N\",'Wave Areas'!I83,(IF($B$4=\"NE\",'Wave Areas'!W84,(IF($B$4=\"E\",'Wave Areas'!I101,(IF($B$4=\"SE\",'Wave Areas'!W102,(IF($B$4=\"S\",'Wave Areas'!I119,(IF($B$4=\"W\",'Wave Areas'!I137,(IF($B$4=\"NW\",'Wave Areas'!W138,0)))))))))))))))","v":23},{"$f":"IF($B$4=\"SW\",'Wave Areas'!X120,(IF($B$4=\"N\",'Wave Areas'!J83,(IF($B$4=\"NE\",'Wave Areas'!X84,(IF($B$4=\"E\",'Wave Areas'!J101,(IF($B$4=\"SE\",'Wave Areas'!X102,(IF($B$4=\"S\",'Wave Areas'!J119,(IF($B$4=\"W\",'Wave Areas'!J137,(IF($B$4=\"NW\",'Wave Areas'!X138,0)))))))))))))))","v":9},{"$f":"IF($B$4=\"SW\",'Wave Areas'!Y120,(IF($B$4=\"N\",'Wave Areas'!K83,(IF($B$4=\"NE\",'Wave Areas'!Y84,(IF($B$4=\"E\",'Wave Areas'!K101,(IF($B$4=\"SE\",'Wave Areas'!Y102,(IF($B$4=\"S\",'Wave Areas'!K119,(IF($B$4=\"W\",'Wave Areas'!K137,(IF($B$4=\"NW\",'Wave Areas'!Y138,0)))))))))))))))","v":2},{"$f":"IF($B$4=\"SW\",'Wave Areas'!Z120,(IF($B$4=\"N\",'Wave Areas'!L83,(IF($B$4=\"NE\",'Wave Areas'!Z84,(IF($B$4=\"E\",'Wave Areas'!L101,(IF($B$4=\"SE\",'Wave Areas'!Z102,(IF($B$4=\"S\",'Wave Areas'!L119,(IF($B$4=\"W\",'Wave Areas'!L137,(IF($B$4=\"NW\",'Wave Areas'!Z138,0)))))))))))))))","v":0},null,5.5,0,0,3.3333333333333332E-4,3.6666666666666666E-3,1.2E-2,1.7000000000000001E-2,1.4333333333333333E-2,7.6666666666666662E-3,3.0000000000000001E-3,6.6666666666666664E-4,0,5.8666666666666679E-2,null,5.5,0,3.3200531208499336E-7,105.33083859374999,1295.0288611298079,4546.7527792499995,6745.7592829687501,5870.2261734621707,3211.1920693973216,6.6401062416998672E-7,0,1.0292164674634795E-4,21774.290108719466]
[53104.2890625,6.5,0,0,441344.91873579542,{"$f":"$A28*($F$16/2)","v":246648.99796875002},529201.94193749991,554221.35090992646,572017.04208059201,585006.96341517859,0,0,0,2928441.2150477422,null,null,null,6.5,{"$f":"IF($B$4=\"SW\",'Wave Areas'!P121,(IF($B$4=\"N\",'Wave Areas'!B84,(IF($B$4=\"NE\",'Wave Areas'!P85,(IF($B$4=\"E\",'Wave Areas'!B102,(IF($B$4=\"SE\",'Wave Areas'!P103,(IF($B$4=\"S\",'Wave Areas'!B120,(IF($B$4=\"W\",'Wave Areas'!B138,(IF($B$4=\"NW\",'Wave Areas'!P139,0)))))))))))))))","v":0},{"$f":"IF($B$4=\"SW\",'Wave Areas'!Q121,(IF($B$4=\"N\",'Wave Areas'!C84,(IF($B$4=\"NE\",'Wave Areas'!Q85,(IF($B$4=\"E\",'Wave Areas'!C102,(IF($B$4=\"SE\",'Wave Areas'!Q103,(IF($B$4=\"S\",'Wave Areas'!C120,(IF($B$4=\"W\",'Wave Areas'!C138,(IF($B$4=\"NW\",'Wave Areas'!Q139,0)))))))))))))))","v":0},{"$f":"IF($B$4=\"SW\",'Wave Areas'!R121,(IF($B$4=\"N\",'Wave Areas'!D84,(IF($B$4=\"NE\",'Wave Areas'!R85,(IF($B$4=\"E\",'Wave Areas'!D102,(IF($B$4=\"SE\",'Wave Areas'!R103,(IF($B$4=\"S\",'Wave Areas'!D120,(IF($B$4=\"W\",'Wave Areas'!D138,(IF($B$4=\"NW\",'Wave Areas'!R139,0)))))))))))))))","v":0},{"$f":"IF($B$4=\"SW\",'Wave Areas'!S121,(IF($B$4=\"N\",'Wave Areas'!E84,(IF($B$4=\"NE\",'Wave Areas'!S85,(IF($B$4=\"E\",'Wave Areas'!E102,(IF($B$4=\"SE\",'Wave Areas'!S103,(IF($B$4=\"S\",'Wave Areas'!E120,(IF($B$4=\"W\",'Wave Areas'!E138,(IF($B$4=\"NW\",'Wave Areas'!S139,0)))))))))))))))","v":4},{"$f":"IF($B$4=\"SW\",'Wave Areas'!T121,(IF($B$4=\"N\",'Wave Areas'!F84,(IF($B$4=\"NE\",'Wave Areas'!T85,(IF($B$4=\"E\",'Wave Areas'!F102,(IF($B$4=\"SE\",'Wave Areas'!T103,(IF($B$4=\"S\",'Wave Areas'!F120,(IF($B$4=\"W\",'Wave Areas'!F138,(IF($B$4=\"NW\",'Wave Areas'!T139,0)))))))))))))))","v":16},{"$f":"IF($B$4=\"SW\",'Wave Areas'!U121,(IF($B$4=\"N\",'Wave Areas'!G84,(IF($B$4=\"NE\",'Wave Areas'!U85,(IF($B$4=\"E\",'Wave Areas'!G102,(IF($B$4=\"SE\",'Wave Areas'!U103,(IF($B$4=\"S\",'Wave Areas'!G120,(IF($B$4=\"W\",'Wave Areas'!G138,(IF($B$4=\"NW\",'Wave Areas'!U139,0)))))))))))))))","v":28},{"$f":"IF($B$4=\"SW\",'Wave Areas'!V121,(IF($B$4=\"N\",'Wave Areas'!H84,(IF($B$4=\"NE\",'Wave Areas'!V85,(IF($B$4=\"E\",'Wave Areas'!H102,(IF($B$4=\"SE\",'Wave Areas'!V103,(IF($B$4=\"S\",'Wave Areas'!H120,(IF($B$4=\"W\",'Wave Areas'!H138,(IF($B$4=\"NW\",'Wave Areas'!V139,0)))))))))))))))","v":26},{"$f":"IF($B$4=\"SW\",'Wave Areas'!W121,(IF($B$4=\"N\",'Wave Areas'!I84,(IF($B$4=\"NE\",'Wave Areas'!W85,(IF($B$4=\"E\",'Wave Areas'!I102,(IF($B$4=\"SE\",'Wave Areas'!W103,(IF($B$4=\"S\",'Wave Areas'!I120,(IF($B$4=\"W\",'Wave Areas'!I138,(IF($B$4=\"NW\",'Wave Areas'!W139,0)))))))))))))))","v":16},{"$f":"IF($B$4=\"SW\",'Wave Areas'!X121,(IF($B$4=\"N\",'Wave Areas'!J84,(IF($B$4=\"NE\",'Wave Areas'!X85,(IF($B$4=\"E\",'Wave Areas'!J102,(IF($B$4=\"SE\",'Wave Areas'!X103,(IF($B$4=\"S\",'Wave Areas'!J120,(IF($B$4=\"W\",'Wave Areas'!J138,(IF($B$4=\"NW\",'Wave Areas'!X139,0)))))))))))))))","v":7},{"$f":"IF($B$4=\"SW\",'Wave Areas'!Y121,(IF($B$4=\"N\",'Wave Areas'!K84,(IF($B$4=\"NE\",'Wave Areas'!Y85,(IF($B$4=\"E\",'Wave Areas'!K102,(IF($B$4=\"SE\",'Wave Areas'!Y103,(IF($B$4=\"S\",'Wave Areas'!K120,(IF($B$4=\"W\",'Wave Areas'!K138,(IF($B$4=\"NW\",'Wave Areas'!Y139,0)))))))))))))))","v":2},{"$f":"IF($B$4=\"SW\",'Wave Areas'!Z121,(IF($B$4=\"N\",'Wave Areas'!L84,(IF($B$4=\"NE\",'Wave Areas'!Z85,(IF($B$4=\"E\",'Wave Areas'!L102,(IF($B$4=\"SE\",'Wave Areas'!Z103,(IF($B$4=\"S\",'Wave Areas'!L120,(IF($B$4=\"W\",'Wave Areas'!L138,(IF($B$4=\"NW\",'Wave Areas'!Z139,0)))))))))))))))","v":0},null,6.5,0,0,0,1.3333333333333333E-3,5.3333333333333332E-3,9.3333333333333341E-3,8.6666666666666663E-3,5.3333333333333332E-3,2.3333333333333335E-3,6.6666666666666664E-4,0,3.3000000000000002E-2,null,6.5,0,0,0,328.86533062500001,2822.4103569999993,5172.7326084926472,4957.4810313651305,3120.0371382142857,6.6401062416998672E-7,0,5.8432934926958841E-5,16401.526524794008]
[70700.9765625,7.5,0,0,0,{"$f":"$A29*($F$16)","v":656757.6868990385},704558.79843749991,737868.6624540441,761561.15069901303,0,0,0,0,2860746.2984895953,null,null,null,7.5,{"$f":"IF($B$4=\"SW\",'Wave Areas'!P122,(IF($B$4=\"N\",'Wave Areas'!B85,(IF($B$4=\"NE\",'Wave Areas'!P86,(IF($B$4=\"E\",'Wave Areas'!B103,(IF($B$4=\"SE\",'Wave Areas'!P104,(IF($B$4=\"S\",'Wave Areas'!B121,(IF($B$4=\"W\",'Wave Areas'!B139,(IF($B$4=\"NW\",'Wave Areas'!P140,0)))))))))))))))","v":0},{"$f":"IF($B$4=\"SW\",'Wave Areas'!Q122,(IF($B$4=\"N\",'Wave Areas'!C85,(IF($B$4=\"NE\",'Wave Areas'!Q86,(IF($B$4=\"E\",'Wave Areas'!C103,(IF($B$4=\"SE\",'Wave Areas'!Q104,(IF($B$4=\"S\",'Wave Areas'!C121,(IF($B$4=\"W\",'Wave Areas'!C139,(IF($B$4=\"NW\",'Wave Areas'!Q140,0)))))))))))))))","v":0},{"$f":"IF($B$4=\"SW\",'Wave Areas'!R122,(IF($B$4=\"N\",'Wave Areas'!D85,(IF($B$4=\"NE\",'Wave Areas'!R86,(IF($B$4=\"E\",'Wave Areas'!D103,(IF($B$4=\"SE\",'Wave Areas'!R104,(IF($B$4=\"S\",'Wave Areas'!D121,(IF($B$4=\"W\",'Wave Areas'!D139,(IF($B$4=\"NW\",'Wave Areas'!R140,0)))))))))))))))","v":0},{"$f":"IF($B$4=\"SW\",'Wave Areas'!S122,(IF($B$4=\"N\",'Wave Areas'!E85,(IF($B$4=\"NE\",'Wave Areas'!S86,(IF($B$4=\"E\",'Wave Areas'!E103,(IF($B$4=\"SE\",'Wave Areas'!S104,(IF($B$4=\"S\",'Wave Areas'!E121,(IF($B$4=\"W\",'Wave Areas'!E139,(IF($B$4=\"NW\",'Wave Areas'!S140,0)))))))))))))))","v":2},{"$f":"IF($B$4=\"SW\",'Wave Areas'!T122,(IF($B$4=\"N\",'Wave Areas'!F85,(IF($B$4=\"NE\",'Wave Areas'!T86,(IF($B$4=\"E\",'Wave Areas'!F103,(IF($B$4=\"SE\",'Wave Areas'!T104,(IF($B$4=\"S\",'Wave Areas'!F121,(IF($B$4=\"W\",'Wave Areas'!F139,(IF($B$4=\"NW\",'Wave Areas'!T140,0)))))))))))))))","v":7},{"$f":"IF($B$4=\"SW\",'Wave Areas'!U122,(IF($B$4=\"N\",'Wave Areas'!G85,(IF($B$4=\"NE\",'Wave Areas'!U86,(IF($B$4=\"E\",'Wave Areas'!G103,(IF($B$4=\"SE\",'Wave Areas'!U104,(IF($B$4=\"S\",'Wave Areas'!G121,(IF($B$4=\"W\",'Wave Areas'!G139,(IF($B$4=\"NW\",'Wave Areas'!U140,0)))))))))))))))","v":13},{"$f":"IF($B$4=\"SW\",'Wave Areas'!V122,(IF($B$4=\"N\",'Wave Areas'!H85,(IF($B$4=\"NE\",'Wave Areas'!V86,(IF($B$4=\"E\",'Wave Areas'!H103,(IF($B$4=\"SE\",'Wave Areas'!V104,(IF($B$4=\"S\",'Wave Areas'!H121,(IF($B$4=\"W\",'Wave Areas'!H139,(IF($B$4=\"NW\",'Wave Areas'!V140,0)))))))))))))))","v":14},{"$f":"IF($B$4=\"SW\",'Wave Areas'!W122,(IF($B$4=\"N\",'Wave Areas'!I85,(IF($B$4=\"NE\",'Wave Areas'!W86,(IF($B$4=\"E\",'Wave Areas'!I103,(IF($B$4=\"SE\",'Wave Areas'!W104,(IF($B$4=\"S\",'Wave Areas'!I121,(IF($B$4=\"W\",'Wave Areas'!I139,(IF($B$4=\"NW\",'Wave Areas'!W140,0)))))))))))))))","v":10},{"$f":"IF($B$4=\"SW\",'Wave Areas'!X122,(IF($B$4=\"N\",'Wave Areas'!J85,(IF($B$4=\"NE\",'Wave Areas'!X86,(IF($B$4=\"E\",'Wave Areas'!J103,(IF($B$4=\"SE\",'Wave Areas'!X104,(IF($B$4=\"S\",'Wave Areas'!J121,(IF($B$4=\"W\",'Wave Areas'!J139,(IF($B$4=\"NW\",'Wave Areas'!X140,0)))))))))))))))","v":4},{"$f":"IF($B$4=\"SW\",'Wave Areas'!Y122,(IF($B$4=\"N\",'Wave Areas'!K85,(IF($B$4=\"NE\",'Wave Areas'!Y86,(IF($B$4=\"E\",'Wave Areas'!K103,(IF($B$4=\"SE\",'Wave Areas'!Y104,(IF($B$4=\"S\",'Wave Areas'!K121,(IF($B$4=\"W\",'Wave Areas'!K139,(IF($B$4=\"NW\",'Wave Areas'!Y140,0)))))))))))))))","v":1},{"$f":"IF($B$4=\"SW\",'Wave Areas'!Z122,(IF($B$4=\"N\",'Wave Areas'!L85,(IF($B$4=\"NE\",'Wave Areas'!Z86,(IF($B$4=\"E\",'Wave Areas'!L103,(IF($B$4=\"SE\",'Wave Areas'!Z104,(IF($B$4=\"S\",'Wave Areas'!L121,(IF($B$4=\"W\",'Wave Areas'!L139,(IF($B$4=\"NW\",'Wave Areas'!Z140,0)))))))))))))))","v":0},null,7.5,0,0,0,6.6666666666666664E-4,2.3333333333333335E-3,4.3333333333333331E-3,4.6666666666666671E-3,3.3333333333333335E-3,1.3333333333333333E-3,3.3333333333333332E-4,0,1.7000000000000001E-2,null,7.5,0,0,{"$f":"AI29/1004","v":6.6401062416998672E-7},437.83845793269234,1643.9705296874999,3197.4308706341908,3553.9520365953945,{"$f":"AN29/1004","v":1.3280212483399734E-6},3.3200531208499336E-7,0,3.2868525896414345E-5,8833.1919300423397]
[90811.4765625,8.5,0,0,0,{"$f":"$A30*($F$16)","v":843568.76228365384},904966.63443749992,947751.30421874998,978182.9891200657,0,0,0,0,3674469.6900599697,null,null,null,8.5,{"$f":"IF($B$4=\"SW\",'Wave Areas'!P123,(IF($B$4=\"N\",'Wave Areas'!B86,(IF($B$4=\"NE\",'Wave Areas'!P87,(IF($B$4=\"E\",'Wave Areas'!B104,(IF($B$4=\"SE\",'Wave Areas'!P105,(IF($B$4=\"S\",'Wave Areas'!B122,(IF($B$4=\"W\",'Wave Areas'!B140,(IF($B$4=\"NW\",'Wave Areas'!P141,0)))))))))))))))","v":0},{"$f":"IF($B$4=\"SW\",'Wave Areas'!Q123,(IF($B$4=\"N\",'Wave Areas'!C86,(IF($B$4=\"NE\",'Wave Areas'!Q87,(IF($B$4=\"E\",'Wave Areas'!C104,(IF($B$4=\"SE\",'Wave Areas'!Q105,(IF($B$4=\"S\",'Wave Areas'!C122,(IF($B$4=\"W\",'Wave Areas'!C140,(IF($B$4=\"NW\",'Wave Areas'!Q141,0)))))))))))))))","v":0},{"$f":"IF($B$4=\"SW\",'Wave Areas'!R123,(IF($B$4=\"N\",'Wave Areas'!D86,(IF($B$4=\"NE\",'Wave Areas'!R87,(IF($B$4=\"E\",'Wave Areas'!D104,(IF($B$4=\"SE\",'Wave Areas'!R105,(IF($B$4=\"S\",'Wave Areas'!D122,(IF($B$4=\"W\",'Wave Areas'!D140,(IF($B$4=\"NW\",'Wave Areas'!R141,0)))))))))))))))","v":0},{"$f":"IF($B$4=\"SW\",'Wave Areas'!S123,(IF($B$4=\"N\",'Wave Areas'!E86,(IF($B$4=\"NE\",'Wave Areas'!S87,(IF($B$4=\"E\",'Wave Areas'!E104,(IF($B$4=\"SE\",'Wave Areas'!S105,(IF($B$4=\"S\",'Wave Areas'!E122,(IF($B$4=\"W\",'Wave Areas'!E140,(IF($B$4=\"NW\",'Wave Areas'!S141,0)))))))))))))))","v":0},{"$f":"IF($B$4=\"SW\",'Wave Areas'!T123,(IF($B$4=\"N\",'Wave Areas'!F86,(IF($B$4=\"NE\",'Wave Areas'!T87,(IF($B$4=\"E\",'Wave Areas'!F104,(IF($B$4=\"SE\",'Wave Areas'!T105,(IF($B$4=\"S\",'Wave Areas'!F122,(IF($B$4=\"W\",'Wave Areas'!F140,(IF($B$4=\"NW\",'Wave Areas'!T141,0)))))))))))))))","v":3},{"$f":"IF($B$4=\"SW\",'Wave Areas'!U123,(IF($B$4=\"N\",'Wave Areas'!G86,(IF($B$4=\"NE\",'Wave Areas'!U87,(IF($B$4=\"E\",'Wave Areas'!G104,(IF($B$4=\"SE\",'Wave Areas'!U105,(IF($B$4=\"S\",'Wave Areas'!G122,(IF($B$4=\"W\",'Wave Areas'!G140,(IF($B$4=\"NW\",'Wave Areas'!U141,0)))))))))))))))","v":7},{"$f":"IF($B$4=\"SW\",'Wave Areas'!V123,(IF($B$4=\"N\",'Wave Areas'!H86,(IF($B$4=\"NE\",'Wave Areas'!V87,(IF($B$4=\"E\",'Wave Areas'!H104,(IF($B$4=\"SE\",'Wave Areas'!V105,(IF($B$4=\"S\",'Wave Areas'!H122,(IF($B$4=\"W\",'Wave Areas'!H140,(IF($B$4=\"NW\",'Wave Areas'!V141,0)))))))))))))))","v":7},{"$f":"IF($B$4=\"SW\",'Wave Areas'!W123,(IF($B$4=\"N\",'Wave Areas'!I86,(IF($B$4=\"NE\",'Wave Areas'!W87,(IF($B$4=\"E\",'Wave Areas'!I104,(IF($B$4=\"SE\",'Wave Areas'!W105,(IF($B$4=\"S\",'Wave Areas'!I122,(IF($B$4=\"W\",'Wave Areas'!I140,(IF($B$4=\"NW\",'Wave Areas'!W141,0)))))))))))))))","v":7},{"$f":"IF($B$4=\"SW\",'Wave Areas'!X123,(IF($B$4=\"N\",'Wave Areas'!J86,(IF($B$4=\"NE\",'Wave Areas'!X87,(IF($B$4=\"E\",'Wave Areas'!J104,(IF($B$4=\"SE\",'Wave Areas'!X105,(IF($B$4=\"S\",'Wave Areas'!J122,(IF($B$4=\"W\",'Wave Areas'!J140,(IF($B$4=\"NW\",'Wave Areas'!X141,0)))))))))))))))","v":3},{"$f":"IF($B$4=\"SW\",'Wave Areas'!Y123,(IF($B$4=\"N\",'Wave Areas'!K86,(IF($B$4=\"NE\",'Wave Areas'!Y87,(IF($B$4=\"E\",'Wave Areas'!K104,(IF($B$4=\"SE\",'Wave Areas'!Y105,(IF($B$4=\"S\",'Wave Areas'!K122,(IF($B$4=\"W\",'Wave Areas'!K140,(IF($B$4=\"NW\",'Wave Areas'!Y141,0)))))))))))))))","v":1},{"$f":"IF($B$4=\"SW\",'Wave Areas'!Z123,(IF($B$4=\"N\",'Wave Areas'!L86,(IF($B$4=\"NE\",'Wave Areas'!Z87,(IF($B$4=\"E\",'Wave Areas'!L104,(IF($B$4=\"SE\",'Wave Areas'!Z105,(IF($B$4=\"S\",'Wave Areas'!L122,(IF($B$4=\"W\",'Wave Areas'!L140,(IF($B$4=\"NW\",'Wave Areas'!Z141,0)))))))))))))))","v":0},null,8.5,0,0,0,0,1E-3,2.3333333333333335E-3,2.3333333333333335E-3,2.3333333333333335E-3,1E-3,3.3333333333333332E-4,0,9.3333333333333341E-3,null,8.5,0,0,{"$f":"AI30/1004","v":0},0,904.96663443749992,2211.4197098437503,2282.4269746134869,{"$f":"AN30/1004","v":9.9601593625498007E-7},3.3200531208499336E-7,0,1.6932270916334664E-5,5398.8133371550302]
[113435.7890625,9.5,0,0,0,0,1130425.4499374998,1183869.276204044,0,0,0,0,0,2314294.7261415441,null,null,null,9.5,{"$f":"IF($B$4=\"SW\",'Wave Areas'!P124,(IF($B$4=\"N\",'Wave Areas'!B87,(IF($B$4=\"NE\",'Wave Areas'!P88,(IF($B$4=\"E\",'Wave Areas'!B105,(IF($B$4=\"SE\",'Wave Areas'!P106,(IF($B$4=\"S\",'Wave Areas'!B123,(IF($B$4=\"W\",'Wave Areas'!B141,(IF($B$4=\"NW\",'Wave Areas'!P142,0)))))))))))))))","v":0},{"$f":"IF($B$4=\"SW\",'Wave Areas'!Q124,(IF($B$4=\"N\",'Wave Areas'!C87,(IF($B$4=\"NE\",'Wave Areas'!Q88,(IF($B$4=\"E\",'Wave Areas'!C105,(IF($B$4=\"SE\",'Wave Areas'!Q106,(IF($B$4=\"S\",'Wave Areas'!C123,(IF($B$4=\"W\",'Wave Areas'!C141,(IF($B$4=\"NW\",'Wave Areas'!Q142,0)))))))))))))))","v":0},{"$f":"IF($B$4=\"SW\",'Wave Areas'!R124,(IF($B$4=\"N\",'Wave Areas'!D87,(IF($B$4=\"NE\",'Wave Areas'!R88,(IF($B$4=\"E\",'Wave Areas'!D105,(IF($B$4=\"SE\",'Wave Areas'!R106,(IF($B$4=\"S\",'Wave Areas'!D123,(IF($B$4=\"W\",'Wave Areas'!D141,(IF($B$4=\"NW\",'Wave Areas'!R142,0)))))))))))))))","v":0},{"$f":"IF($B$4=\"SW\",'Wave Areas'!S124,(IF($B$4=\"N\",'Wave Areas'!E87,(IF($B$4=\"NE\",'Wave Areas'!S88,(IF($B$4=\"E\",'Wave Areas'!E105,(IF($B$4=\"SE\",'Wave Areas'!S106,(IF($B$4=\"S\",'Wave Areas'!E123,(IF($B$4=\"W\",'Wave Areas'!E141,(IF($B$4=\"NW\",'Wave Areas'!S142,0)))))))))))))))","v":0},{"$f":"IF($B$4=\"SW\",'Wave Areas'!T124,(IF($B$4=\"N\",'Wave Areas'!F87,(IF($B$4=\"NE\",'Wave Areas'!T88,(IF($B$4=\"E\",'Wave Areas'!F105,(IF($B$4=\"SE\",'Wave Areas'!T106,(IF($B$4=\"S\",'Wave Areas'!F123,(IF($B$4=\"W\",'Wave Areas'!F141,(IF($B$4=\"NW\",'Wave Areas'!T142,0)))))))))))))))","v":3},{"$f":"IF($B$4=\"SW\",'Wave Areas'!U124,(IF($B$4=\"N\",'Wave Areas'!G87,(IF($B$4=\"NE\",'Wave Areas'!U88,(IF($B$4=\"E\",'Wave Areas'!G105,(IF($B$4=\"SE\",'Wave Areas'!U106,(IF($B$4=\"S\",'Wave Areas'!G123,(IF($B$4=\"W\",'Wave Areas'!G141,(IF($B$4=\"NW\",'Wave Areas'!U142,0)))))))))))))))","v":4},{"$f":"IF($B$4=\"SW\",'Wave Areas'!V124,(IF($B$4=\"N\",'Wave Areas'!H87,(IF($B$4=\"NE\",'Wave Areas'!V88,(IF($B$4=\"E\",'Wave Areas'!H105,(IF($B$4=\"SE\",'Wave Areas'!V106,(IF($B$4=\"S\",'Wave Areas'!H123,(IF($B$4=\"W\",'Wave Areas'!H141,(IF($B$4=\"NW\",'Wave Areas'!V142,0)))))))))))))))","v":5},{"$f":"IF($B$4=\"SW\",'Wave Areas'!W124,(IF($B$4=\"N\",'Wave Areas'!I87,(IF($B$4=\"NE\",'Wave Areas'!W88,(IF($B$4=\"E\",'Wave Areas'!I105,(IF($B$4=\"SE\",'Wave Areas'!W106,(IF($B$4=\"S\",'Wave Areas'!I123,(IF($B$4=\"W\",'Wave Areas'!I141,(IF($B$4=\"NW\",'Wave Areas'!W142,0)))))))))))))))","v":3},{"$f":"IF($B$4=\"SW\",'Wave Areas'!X124,(IF($B$4=\"N\",'Wave Areas'!J87,(IF($B$4=\"NE\",'Wave Areas'!X88,(IF($B$4=\"E\",'Wave Areas'!J105,(IF($B$4=\"SE\",'Wave Areas'!X106,(IF($B$4=\"S\",'Wave Areas'!J123,(IF($B$4=\"W\",'Wave Areas'!J141,(IF($B$4=\"NW\",'Wave Areas'!X142,0)))))))))))))))","v":2},{"$f":"IF($B$4=\"SW\",'Wave Areas'!Y124,(IF($B$4=\"N\",'Wave Areas'!K87,(IF($B$4=\"NE\",'Wave Areas'!Y88,(IF($B$4=\"E\",'Wave Areas'!K105,(IF($B$4=\"SE\",'Wave Areas'!Y106,(IF($B$4=\"S\",'Wave Areas'!K123,(IF($B$4=\"W\",'Wave Areas'!K141,(IF($B$4=\"NW\",'Wave Areas'!Y142,0)))))))))))))))","v":1},{"$f":"IF($B$4=\"SW\",'Wave Areas'!Z124,(IF($B$4=\"N\",'Wave Areas'!L87,(IF($B$4=\"NE\",'Wave Areas'!Z88,(IF($B$4=\"E\",'Wave Areas'!L105,(IF($B$4=\"SE\",'Wave Areas'!Z106,(IF($B$4=\"S\",'Wave Areas'!L123,(IF($B$4=\"W\",'Wave Areas'!L141,(IF($B$4=\"NW\",'Wave Areas'!Z142,0)))))))))))))))","v":0},null,9.5,0,0,0,0,1E-3,1.3333333333333333E-3,1.6666666666666668E-3,1E-3,6.6666666666666664E-4,3.3333333333333332E-4,0,6.0000000000000001E-3,null,9.5,0,0,{"$f":"AI31/1004","v":0},{"$f":"AJ31/1004","v":9.9601593625498007E-7},{"$f":"G31*AJ31","v":1130.4254499374999},{"$f":"H31*AK31","v":1578.4923682720587},{"$f":"AM31/1004","v":9.9601593625498007E-7},{"$f":"AN31/1004","v":6.6401062416998672E-7},3.3200531208499336E-7,0,9.2961487383798149E-6,2708.9178304937545]
[138573.9140625,10.5,0,0,0,0,0,0,0,0,0,0,0,0,null,null,null,10.5,{"$f":"IF($B$4=\"SW\",'Wave Areas'!P125,(IF($B$4=\"N\",'Wave Areas'!B88,(IF($B$4=\"NE\",'Wave Areas'!P89,(IF($B$4=\"E\",'Wave Areas'!B106,(IF($B$4=\"SE\",'Wave Areas'!P107,(IF($B$4=\"S\",'Wave Areas'!B124,(IF($B$4=\"W\",'Wave Areas'!B142,(IF($B$4=\"NW\",'Wave Areas'!P143,0)))))))))))))))","v":0},{"$f":"IF($B$4=\"SW\",'Wave Areas'!Q125,(IF($B$4=\"N\",'Wave Areas'!C88,(IF($B$4=\"NE\",'Wave Areas'!Q89,(IF($B$4=\"E\",'Wave Areas'!C106,(IF($B$4=\"SE\",'Wave Areas'!Q107,(IF($B$4=\"S\",'Wave Areas'!C124,(IF($B$4=\"W\",'Wave Areas'!C142,(IF($B$4=\"NW\",'Wave Areas'!Q143,0)))))))))))))))","v":0},{"$f":"IF($B$4=\"SW\",'Wave Areas'!R125,(IF($B$4=\"N\",'Wave Areas'!D88,(IF($B$4=\"NE\",'Wave Areas'!R89,(IF($B$4=\"E\",'Wave Areas'!D106,(IF($B$4=\"SE\",'Wave Areas'!R107,(IF($B$4=\"S\",'Wave Areas'!D124,(IF($B$4=\"W\",'Wave Areas'!D142,(IF($B$4=\"NW\",'Wave Areas'!R143,0)))))))))))))))","v":0},{"$f":"IF($B$4=\"SW\",'Wave Areas'!S125,(IF($B$4=\"N\",'Wave Areas'!E88,(IF($B$4=\"NE\",'Wave Areas'!S89,(IF($B$4=\"E\",'Wave Areas'!E106,(IF($B$4=\"SE\",'Wave Areas'!S107,(IF($B$4=\"S\",'Wave Areas'!E124,(IF($B$4=\"W\",'Wave Areas'!E142,(IF($B$4=\"NW\",'Wave Areas'!S143,0)))))))))))))))","v":0},{"$f":"IF($B$4=\"SW\",'Wave Areas'!T125,(IF($B$4=\"N\",'Wave Areas'!F88,(IF($B$4=\"NE\",'Wave Areas'!T89,(IF($B$4=\"E\",'Wave Areas'!F106,(IF($B$4=\"SE\",'Wave Areas'!T107,(IF($B$4=\"S\",'Wave Areas'!F124,(IF($B$4=\"W\",'Wave Areas'!F142,(IF($B$4=\"NW\",'Wave Areas'!T143,0)))))))))))))))","v":0},{"$f":"IF($B$4=\"SW\",'Wave Areas'!U125,(IF($B$4=\"N\",'Wave Areas'!G88,(IF($B$4=\"NE\",'Wave Areas'!U89,(IF($B$4=\"E\",'Wave Areas'!G106,(IF($B$4=\"SE\",'Wave Areas'!U107,(IF($B$4=\"S\",'Wave Areas'!G124,(IF($B$4=\"W\",'Wave Areas'!G142,(IF($B$4=\"NW\",'Wave Areas'!U143,0)))))))))))))))","v":4},{"$f":"IF($B$4=\"SW\",'Wave Areas'!V125,(IF($B$4=\"N\",'Wave Areas'!H88,(IF($B$4=\"NE\",'Wave Areas'!V89,(IF($B$4=\"E\",'Wave Areas'!H106,(IF($B$4=\"SE\",'Wave Areas'!V107,(IF($B$4=\"S\",'Wave Areas'!H124,(IF($B$4=\"W\",'Wave Areas'!H142,(IF($B$4=\"NW\",'Wave Areas'!V143,0)))))))))))))))","v":4},{"$f":"IF($B$4=\"SW\",'Wave Areas'!W125,(IF($B$4=\"N\",'Wave Areas'!I88,(IF($B$4=\"NE\",'Wave Areas'!W89,(IF($B$4=\"E\",'Wave Areas'!I106,(IF($B$4=\"SE\",'Wave Areas'!W107,(IF($B$4=\"S\",'Wave Areas'!I124,(IF($B$4=\"W\",'Wave Areas'!I142,(IF($B$4=\"NW\",'Wave Areas'!W143,0)))))))))))))))","v":4},{"$f":"IF($B$4=\"SW\",'Wave Areas'!X125,(IF($B$4=\"N\",'Wave Areas'!J88,(IF($B$4=\"NE\",'Wave Areas'!X89,(IF($B$4=\"E\",'Wave Areas'!J106,(IF($B$4=\"SE\",'Wave Areas'!X107,(IF($B$4=\"S\",'Wave Areas'!J124,(IF($B$4=\"W\",'Wave Areas'!J142,(IF($B$4=\"NW\",'Wave Areas'!X143,0)))))))))))))))","v":1},{"$f":"IF($B$4=\"SW\",'Wave Areas'!Y125,(IF($B$4=\"N\",'Wave Areas'!K88,(IF($B$4=\"NE\",'Wave Areas'!Y89,(IF($B$4=\"E\",'Wave Areas'!K106,(IF($B$4=\"SE\",'Wave Areas'!Y107,(IF($B$4=\"S\",'Wave Areas'!K124,(IF($B$4=\"W\",'Wave Areas'!K142,(IF($B$4=\"NW\",'Wave Areas'!Y143,0)))))))))))))))","v":0},{"$f":"IF($B$4=\"SW\",'Wave Areas'!Z125,(IF($B$4=\"N\",'Wave Areas'!L88,(IF($B$4=\"NE\",'Wave Areas'!Z89,(IF($B$4=\"E\",'Wave Areas'!L106,(IF($B$4=\"SE\",'Wave Areas'!Z107,(IF($B$4=\"S\",'Wave Areas'!L124,(IF($B$4=\"W\",'Wave Areas'!L142,(IF($B$4=\"NW\",'Wave Areas'!Z143,0)))))))))))))))","v":0},null,10.5,{"$f":"S32/($AC$33)","v":0},0,0,0,0,1.3333333333333333E-3,1.3333333333333333E-3,1.3333333333333333E-3,3.3333333333333332E-4,0,0,4.3333333333333331E-3,null,10.5,0,0,{"$f":"AI32/1004","v":0},{"$f":"AJ32/1004","v":0},{"$f":"AK32/1004","v":1.3280212483399734E-6},{"$f":"AL32/1004","v":1.3280212483399734E-6},{"$f":"AM32/1004","v":1.3280212483399734E-6},{"$f":"AN32/1004","v":3.3200531208499336E-7},0,0,5.9760956175298809E-6,1.0292164674634794E-5]
["Sub Totals",null,{"$f":"SUM(C22:C32)","v":17165.748214285715},362355.59765625,1188236.3196732954,2463571.0566346156,4164725.341874999,4361623.6491727941,3276405.3061184208,1571557.1679910715,0,0,0,{"$f":"SUM(N22:N31)","v":17405640.18733573},"Total",null,null,"Total Occurences",null,null,null,null,null,null,null,null,null,null,{"$f":"SUM(S22:AC32)","v":3000},null,null,null,null,null,null,null,null,null,null,null,null,null,null,null,"Sub Totals",{"$f":"SUM(AT22:AT32)","v":0.57219227115348137},109.80472689450532,2336.4295112890104,11888.287108219574,33034.935426140524,41457.287443653389,30453.420120350351,12043.989518364699,4.9800796812748997E-6,3.3200531208499336E-7,9.9169986719787532E-4,{"$f":"SUM(BE22:BE31)","v":131324.72703390301},"Total"]
[]
[null,null,null,null,null,null,null,null,null,null,null,null,null,null,null,null,null,null,null,null,null,null,null,null,null,null,null,null,null,null,null,null,null,null,null,null,null,null,null,null,null,null,null,null,null,null,null,null,null,null,null,null,null,null,null,null,"Min","Max"]
[null,null,null,null,null,null,null,null,null,null,null,null,null,null,null,null,null,null,null,null,null,null,null,null,null,null,null,null,null,null,null,null,null,null,null,null,null,null,null,null,null,null,null,null,null,null,null,null,null,null,null,null,null,"Relevant Wave Heights",null,null,{"$f":"IF((AND($B$6>AS22,$B$6<AS23)),AS22,(IF((AND($B$6>AS23,$B$6<AS24)),AS23,(IF((AND($B$6>AS24,$B$6<AS25)),AS24,(IF((AND($B$6>AS25,$B$6<AS26)),AS25,(IF((AND($B$6>AS26,$B$6<AS27)),AS26,(IF((AND($B$6>AS27,$B$6<AS28)),AS27,(IF((AND($B$6>AS28,$B$6<AS29)),AS28,(IF((AND($B$6>AS29,$B$6<AS30)),AS29,(IF((AND($B$6>AS30,$B$6<AS31)),AS30,(IF((AND($B$6>AS31,$B$6<AS32)),AS31,(IF($B$6>AS32,AS32,\"\")))))))))))))))))))))","v":1.5},{"$f":"IF((AND($B$6>AS22,$B$6<AS23)),AS23,(IF((AND($B$6>AS23,$B$6<AS24)),AS24,(IF((AND($B$6>AS24,$B$6<AS25)),AS25,(IF((AND($B$6>AS25,$B$6<AS26)),AS26,(IF((AND($B$6>AS26,$B$6<AS27)),AS27,(IF((AND($B$6>AS27,$B$6<AS28)),AS28,(IF((AND($B$6>AS28,$B$6<AS29)),AS29,(IF((AND($B$6>AS29,$B$6<AS30)),AS30,(IF((AND($B$6>AS30,$B$6<AS31)),AS31,(IF((AND($B$6>AS31,$B$6<AS32)),AS32,(IF($B$6>AS32,AS32,\"\")))))))))))))))))))))","v":2.5}]
[null,null,null,null,null,null,null,null,null,null,null,null,null,null,null,null,null,null,null,null,null,null,null,null,null,null,null,null,null,null,null,null,null,null,null,null,null,null,null,null,null,null,null,null,null,null,null,null,null,null,null,null,null,"Relevant Power (kW/m)",null,null,{"$f":"(((($B$6-BE36)*((VLOOKUP(BF36,AS22:BE32,13,FALSE))-(VLOOKUP(BE36,AS22:BE32,13,FALSE))))/(BF36-BE36))+(VLOOKUP(BE36,AS22:BE32,13,FALSE)))*0.001","v":10.370793262594258}]
[]
["Deep"]
[]
["Wave Velocity C","(m/s)",{"$f":"(C42/C43)","v":5.0344574780058648},6.4728739002932549,7.9112903225806459,9.3497067448680351,10.788123167155426,12.226539589442817,13.664956011730204,15.103372434017595,16.541788856304986,17.980205278592376,19.418621700879768]
["Wave Length (λ)","(m)",{"$f":"(9.81/(2*3.41))*C43^2","v":17.620601173020528},29.127932551319649,43.512096774193552,60.773093841642229,80.910923753665699,103.92558651026394,129.81708211143695,158.58541055718476,190.23057184750735,224.75256598240469,262.15139296187687]
["Wave Period (T)","(s)",3.5,4.5,5.5,6.5,7.5,8.5,9.5,10.5,11.5,12.5,13.5]
[]
["Energy","Wave Height (Hs)","Power",null,null,null,null,null,null,null,null,null,null,"Total Power",null,null,null,"North Sea Area 10",null,null,null,null,null,null,null,null,null,null,null,null,"North Sea Area 10",null,null,null,null,null,null,null,null,null,null,null,null,null,"North Sea Area 10"]
["(J)","(m)","(W/m)",null,null,null,null,null,null,null,null,null,null,"(W/m)",null,null,null,"Number of Occurences",null,null,null,null,null,null,null,null,null,null,null,null,"Percentage of Occurences",null,null,null,null,null,null,null,null,null,null,null,null,null,"Annual Power (W/m)",null,null,null,null,null,null,null,null,null,null,null,"Total Power"]
[{"$f":"(1025*9.81*B47^2)/8","v":314.2265625},0.5,{"$f":"$A47*($C$41)/2","v":790.98013368310114},{"$f":"$A47*($D$41)/2","v":1016.9744575925586},{"$f":"$A47*($E$41)/2","v":1242.9687815020163},{"$f":"$A47*($F$41)/2","v":1468.9631054114736},{"$f":"$A47*($G$41)/2","v":1694.9574293209312},{"$f":"$A47*($H$41)/2","v":1920.9517532303889},0,0,0,0,0,{"$f":"SUM(C47:M47)","v":8135.7956607404703},null,null,null,"Hs                      T",3.5,4.5,5.5,6.5,7.5,8.5,9.5,10.5,11.5,12.5,13.5,null,"Hs                 T",3.5,4.5,5.5,6.5,7.5,8.5,9.5,10.5,11.5,12.5,13.5,"Availability",null,"Hs           T",3.5,4.5,5.5,6.5,7.5,8.5,9.5,10.5,11.5,12.5,13.5,"(W/m)"]
[2828.0390625,1.5,{"$f":"$B48*($C$16/2)","v":4.0971428571428579},{"$f":"$A48*($D$41)/2","v":9152.7701183330282},11186.719033518146,13220.667948703262,15254.616863888381,{"$f":"$A48*($G$41)/2","v":15254.616863888381},{"$f":"$A48*($I$41)/2","v":19322.514694258614},{"$f":"$A48*($J$41)/2","v":21356.46360944373},0,0,0,104752.46627489068,null,null,null,0.5,{"$f":"IF($B$4=\"SW\",'Wave Areas'!P115,(IF($B$4=\"N\",'Wave Areas'!B78,(IF($B$4=\"NE\",'Wave Areas'!P79,(IF($B$4=\"E\",'Wave Areas'!B96,(IF($B$4=\"SE\",'Wave Areas'!P97,(IF($B$4=\"S\",'Wave Areas'!B114,(IF($B$4=\"W\",'Wave Areas'!B132,(IF($B$4=\"NW\",'Wave Areas'!P133,0)))))))))))))))","v":1},{"$f":"IF($B$4=\"SW\",'Wave Areas'!Q115,(IF($B$4=\"N\",'Wave Areas'!C78,(IF($B$4=\"NE\",'Wave Areas'!Q79,(IF($B$4=\"E\",'Wave Areas'!C96,(IF($B$4=\"SE\",'Wave Areas'!Q97,(IF($B$4=\"S\",'Wave Areas'!C114,(IF($B$4=\"W\",'Wave Areas'!C132,(IF($B$4=\"NW\",'Wave Areas'!Q133,0)))))))))))))))","v":28},{"$f":"IF($B$4=\"SW\",'Wave Areas'!R115,(IF($B$4=\"N\",'Wave Areas'!D78,(IF($B$4=\"NE\",'Wave Areas'!R79,(IF($B$4=\"E\",'Wave Areas'!D96,(IF($B$4=\"SE\",'Wave Areas'!R97,(IF($B$4=\"S\",'Wave Areas'!D114,(IF($B$4=\"W\",'Wave Areas'!D132,(IF($B$4=\"NW\",'Wave Areas'!R133,0)))))))))))))))","v":97},{"$f":"IF($B$4=\"SW\",'Wave Areas'!S115,(IF($B$4=\"N\",'Wave Areas'!E78,(IF($B$4=\"NE\",'Wave Areas'!S79,(IF($B$4=\"E\",'Wave Areas'!E96,(IF($B$4=\"SE\",'Wave Areas'!S97,(IF($B$4=\"S\",'Wave Areas'!E114,(IF($B$4=\"W\",'Wave Areas'!E132,(IF($B$4=\"NW\",'Wave Areas'!S133,0)))))))))))))))","v":117},{"$f":"IF($B$4=\"SW\",'Wave Areas'!T115,(IF($B$4=\"N\",'Wave Areas'!F78,(IF($B$4=\"NE\",'Wave Areas'!T79,(IF($B$4=\"E\",'Wave Areas'!F96,(IF($B$4=\"SE\",'Wave Areas'!T97,(IF($B$4=\"S\",'Wave Areas'!F114,(IF($B$4=\"W\",'Wave Areas'!F132,(IF($B$4=\"NW\",'Wave Areas'!T133,0)))))))))))))))","v":65},{"$f":"IF($B$4=\"SW\",'Wave Areas'!U115,(IF($B$4=\"N\",'Wave Areas'!G78,(IF($B$4=\"NE\",'Wave Areas'!U79,(IF($B$4=\"E\",'Wave Areas'!G96,(IF($B$4=\"SE\",'Wave Areas'!U97,(IF($B$4=\"S\",'Wave Areas'!G114,(IF($B$4=\"W\",'Wave Areas'!G132,(IF($B$4=\"NW\",'Wave Areas'!U133,0)))))))))))))))","v":20},{"$f":"IF($B$4=\"SW\",'Wave Areas'!V115,(IF($B$4=\"N\",'Wave Areas'!H78,(IF($B$4=\"NE\",'Wave Areas'!V79,(IF($B$4=\"E\",'Wave Areas'!H96,(IF($B$4=\"SE\",'Wave Areas'!V97,(IF($B$4=\"S\",'Wave Areas'!H114,(IF($B$4=\"W\",'Wave Areas'!H132,(IF($B$4=\"NW\",'Wave Areas'!V133,0)))))))))))))))","v":4},{"$f":"IF($B$4=\"SW\",'Wave Areas'!W115,(IF($B$4=\"N\",'Wave Areas'!I78,(IF($B$4=\"NE\",'Wave Areas'!W79,(IF($B$4=\"E\",'Wave Areas'!I96,(IF($B$4=\"SE\",'Wave Areas'!W97,(IF($B$4=\"S\",'Wave Areas'!I114,(IF($B$4=\"W\",'Wave Areas'!I132,(IF($B$4=\"NW\",'Wave Areas'!W133,0)))))))))))))))","v":0},{"$f":"IF($B$4=\"SW\",'Wave Areas'!X115,(IF($B$4=\"N\",'Wave Areas'!J78,(IF($B$4=\"NE\",'Wave Areas'!X79,(IF($B$4=\"E\",'Wave Areas'!J96,(IF($B$4=\"SE\",'Wave Areas'!X97,(IF($B$4=\"S\",'Wave Areas'!J114,(IF($B$4=\"W\",'Wave Areas'!J132,(IF($B$4=\"NW\",'Wave Areas'!X133,0)))))))))))))))","v":0},{"$f":"IF($B$4=\"SW\",'Wave Areas'!Y115,(IF($B$4=\"N\",'Wave Areas'!K78,(IF($B$4=\"NE\",'Wave Areas'!Y79,(IF($B$4=\"E\",'Wave Areas'!K96,(IF($B$4=\"SE\",'Wave Areas'!Y97,(IF($B$4=\"S\",'Wave Areas'!K114,(IF($B$4=\"W\",'Wave Areas'!K132,(IF($B$4=\"NW\",'Wave Areas'!Y133,0)))))))))))))))","v":0},{"$f":"IF($B$4=\"SW\",'Wave Areas'!Z115,(IF($B$4=\"N\",'Wave Areas'!L78,(IF($B$4=\"NE\",'Wave Areas'!Z79,(IF($B$4=\"E\",'Wave Areas'!L96,(IF($B$4=\"SE\",'Wave Areas'!Z97,(IF($B$4=\"S\",'Wave Areas'!L114,(IF($B$4=\"W\",'Wave Areas'!L132,(IF($B$4=\"NW\",'Wave Areas'!Z133,0)))))))))))))))","v":0},null,0.5,{"$f":"S48/$AC$59","v":3.3333333333333332E-4},{"$f":"T48/$AC$59","v":9.3333333333333341E-3},3.2333333333333332E-2,3.9E-2,2.1666666666666667E-2,6.6666666666666671E-3,1.3333333333333333E-3,0,0,0,0,{"$f":"SUM(AF48:AP48)","v":0.11066666666666666},null,0.5,{"$f":"C47*AF48","v":0.2636600445610337},9.4917616041972135,40.189323935231862,57.289561111047469,36.724077635286847,12.806345021535927,{"$f":"AM48/1004","v":0},{"$f":"AN48/1004","v":0},{"$f":"AO48/1004","v":0},{"$f":"AP48/1004","v":0},{"$f":"AQ44/1004","v":0},{"$f":"SUM(AT48:BD48)","v":156.76472935186035}]
[7855.6640625,2.5,0,{"$f":"$A49*($D$41)/2","v":25424.361439813965},31074.219537550405,36724.077635286842,42373.935733023282,{"$f":"$A49*($H$41)/2","v":48023.793830759721},53673.651928496147,59323.510026232587,0,0,0,296617.55013116292,null,null,null,1.5,{"$f":"IF($B$4=\"SW\",'Wave Areas'!P116,(IF($B$4=\"N\",'Wave Areas'!B79,(IF($B$4=\"NE\",'Wave Areas'!P80,(IF($B$4=\"E\",'Wave Areas'!B97,(IF($B$4=\"SE\",'Wave Areas'!P98,(IF($B$4=\"S\",'Wave Areas'!B115,(IF($B$4=\"W\",'Wave Areas'!B133,(IF($B$4=\"NW\",'Wave Areas'!P134,0)))))))))))))))","v":0},{"$f":"IF($B$4=\"SW\",'Wave Areas'!Q116,(IF($B$4=\"N\",'Wave Areas'!C79,(IF($B$4=\"NE\",'Wave Areas'!Q80,(IF($B$4=\"E\",'Wave Areas'!C97,(IF($B$4=\"SE\",'Wave Areas'!Q98,(IF($B$4=\"S\",'Wave Areas'!C115,(IF($B$4=\"W\",'Wave Areas'!C133,(IF($B$4=\"NW\",'Wave Areas'!Q134,0)))))))))))))))","v":8},{"$f":"IF($B$4=\"SW\",'Wave Areas'!R116,(IF($B$4=\"N\",'Wave Areas'!D79,(IF($B$4=\"NE\",'Wave Areas'!R80,(IF($B$4=\"E\",'Wave Areas'!D97,(IF($B$4=\"SE\",'Wave Areas'!R98,(IF($B$4=\"S\",'Wave Areas'!D115,(IF($B$4=\"W\",'Wave Areas'!D133,(IF($B$4=\"NW\",'Wave Areas'!R134,0)))))))))))))))","v":81},{"$f":"IF($B$4=\"SW\",'Wave Areas'!S116,(IF($B$4=\"N\",'Wave Areas'!E79,(IF($B$4=\"NE\",'Wave Areas'!S80,(IF($B$4=\"E\",'Wave Areas'!E97,(IF($B$4=\"SE\",'Wave Areas'!S98,(IF($B$4=\"S\",'Wave Areas'!E115,(IF($B$4=\"W\",'Wave Areas'!E133,(IF($B$4=\"NW\",'Wave Areas'!S134,0)))))))))))))))","v":225},{"$f":"IF($B$4=\"SW\",'Wave Areas'!T116,(IF($B$4=\"N\",'Wave Areas'!F79,(IF($B$4=\"NE\",'Wave Areas'!T80,(IF($B$4=\"E\",'Wave Areas'!F97,(IF($B$4=\"SE\",'Wave Areas'!T98,(IF($B$4=\"S\",'Wave Areas'!F115,(IF($B$4=\"W\",'Wave Areas'!F133,(IF($B$4=\"NW\",'Wave Areas'!T134,0)))))))))))))))","v":247},{"$f":"IF($B$4=\"SW\",'Wave Areas'!U116,(IF($B$4=\"N\",'Wave Areas'!G79,(IF($B$4=\"NE\",'Wave Areas'!U80,(IF($B$4=\"E\",'Wave Areas'!G97,(IF($B$4=\"SE\",'Wave Areas'!U98,(IF($B$4=\"S\",'Wave Areas'!G115,(IF($B$4=\"W\",'Wave Areas'!G133,(IF($B$4=\"NW\",'Wave Areas'!U134,0)))))))))))))))","v":136},{"$f":"IF($B$4=\"SW\",'Wave Areas'!V116,(IF($B$4=\"N\",'Wave Areas'!H79,(IF($B$4=\"NE\",'Wave Areas'!V80,(IF($B$4=\"E\",'Wave Areas'!H97,(IF($B$4=\"SE\",'Wave Areas'!V98,(IF($B$4=\"S\",'Wave Areas'!H115,(IF($B$4=\"W\",'Wave Areas'!H133,(IF($B$4=\"NW\",'Wave Areas'!V134,0)))))))))))))))","v":46},{"$f":"IF($B$4=\"SW\",'Wave Areas'!W116,(IF($B$4=\"N\",'Wave Areas'!I79,(IF($B$4=\"NE\",'Wave Areas'!W80,(IF($B$4=\"E\",'Wave Areas'!I97,(IF($B$4=\"SE\",'Wave Areas'!W98,(IF($B$4=\"S\",'Wave Areas'!I115,(IF($B$4=\"W\",'Wave Areas'!I133,(IF($B$4=\"NW\",'Wave Areas'!W134,0)))))))))))))))","v":11},{"$f":"IF($B$4=\"SW\",'Wave Areas'!X116,(IF($B$4=\"N\",'Wave Areas'!J79,(IF($B$4=\"NE\",'Wave Areas'!X80,(IF($B$4=\"E\",'Wave Areas'!J97,(IF($B$4=\"SE\",'Wave Areas'!X98,(IF($B$4=\"S\",'Wave Areas'!J115,(IF($B$4=\"W\",'Wave Areas'!J133,(IF($B$4=\"NW\",'Wave Areas'!X134,0)))))))))))))))","v":2},{"$f":"IF($B$4=\"SW\",'Wave Areas'!Y116,(IF($B$4=\"N\",'Wave Areas'!K79,(IF($B$4=\"NE\",'Wave Areas'!Y80,(IF($B$4=\"E\",'Wave Areas'!K97,(IF($B$4=\"SE\",'Wave Areas'!Y98,(IF($B$4=\"S\",'Wave Areas'!K115,(IF($B$4=\"W\",'Wave Areas'!K133,(IF($B$4=\"NW\",'Wave Areas'!Y134,0)))))))))))))))","v":0},{"$f":"IF($B$4=\"SW\",'Wave Areas'!Z116,(IF($B$4=\"N\",'Wave Areas'!L79,(IF($B$4=\"NE\",'Wave Areas'!Z80,(IF($B$4=\"E\",'Wave Areas'!L97,(IF($B$4=\"SE\",'Wave Areas'!Z98,(IF($B$4=\"S\",'Wave Areas'!L115,(IF($B$4=\"W\",'Wave Areas'!L133,(IF($B$4=\"NW\",'Wave Areas'!Z134,0)))))))))))))))","v":0},null,1.5,{"$f":"S49/$AC$59","v":0},2.6666666666666666E-3,2.7E-2,7.4999999999999997E-2,8.2333333333333328E-2,4.5333333333333337E-2,1.5333333333333332E-2,3.6666666666666666E-3,6.6666666666666664E-4,0,0,{"$f":"SUM(AF49:AP49)","v":0.252},null,1.5,0,24.407386982221407,302.04141390498995,991.55009615274457,1255.96345512681,691.54263116293998,296.27855864529874,78.307033234627013,{"$f":"AO49/1004","v":0},0,{"$f":"AQ46/1004","v":0},3640.0905752096314]
[15397.1015625,3.5,0,{"$f":"$A50*($D$41)/2","v":49831.748422035373},60905.470293598795,71979.192165162211,83052.914036725633,94126.635908289056,105200.35777985245,116274.07965141587,0,0,0,581370.39825707942,null,null,null,2.5,{"$f":"IF($B$4=\"SW\",'Wave Areas'!P117,(IF($B$4=\"N\",'Wave Areas'!B80,(IF($B$4=\"NE\",'Wave Areas'!P81,(IF($B$4=\"E\",'Wave Areas'!B98,(IF($B$4=\"SE\",'Wave Areas'!P99,(IF($B$4=\"S\",'Wave Areas'!B116,(IF($B$4=\"W\",'Wave Areas'!B134,(IF($B$4=\"NW\",'Wave Areas'!P135,0)))))))))))))))","v":0},{"$f":"IF($B$4=\"SW\",'Wave Areas'!Q117,(IF($B$4=\"N\",'Wave Areas'!C80,(IF($B$4=\"NE\",'Wave Areas'!Q81,(IF($B$4=\"E\",'Wave Areas'!C98,(IF($B$4=\"SE\",'Wave Areas'!Q99,(IF($B$4=\"S\",'Wave Areas'!C116,(IF($B$4=\"W\",'Wave Areas'!C134,(IF($B$4=\"NW\",'Wave Areas'!Q135,0)))))))))))))))","v":2},{"$f":"IF($B$4=\"SW\",'Wave Areas'!R117,(IF($B$4=\"N\",'Wave Areas'!D80,(IF($B$4=\"NE\",'Wave Areas'!R81,(IF($B$4=\"E\",'Wave Areas'!D98,(IF($B$4=\"SE\",'Wave Areas'!R99,(IF($B$4=\"S\",'Wave Areas'!D116,(IF($B$4=\"W\",'Wave Areas'!D134,(IF($B$4=\"NW\",'Wave Areas'!R135,0)))))))))))))))","v":33},{"$f":"IF($B$4=\"SW\",'Wave Areas'!S117,(IF($B$4=\"N\",'Wave Areas'!E80,(IF($B$4=\"NE\",'Wave Areas'!S81,(IF($B$4=\"E\",'Wave Areas'!E98,(IF($B$4=\"SE\",'Wave Areas'!S99,(IF($B$4=\"S\",'Wave Areas'!E116,(IF($B$4=\"W\",'Wave Areas'!E134,(IF($B$4=\"NW\",'Wave Areas'!S135,0)))))))))))))))","v":140},{"$f":"IF($B$4=\"SW\",'Wave Areas'!T117,(IF($B$4=\"N\",'Wave Areas'!F80,(IF($B$4=\"NE\",'Wave Areas'!T81,(IF($B$4=\"E\",'Wave Areas'!F98,(IF($B$4=\"SE\",'Wave Areas'!T99,(IF($B$4=\"S\",'Wave Areas'!F116,(IF($B$4=\"W\",'Wave Areas'!F134,(IF($B$4=\"NW\",'Wave Areas'!T135,0)))))))))))))))","v":231},{"$f":"IF($B$4=\"SW\",'Wave Areas'!U117,(IF($B$4=\"N\",'Wave Areas'!G80,(IF($B$4=\"NE\",'Wave Areas'!U81,(IF($B$4=\"E\",'Wave Areas'!G98,(IF($B$4=\"SE\",'Wave Areas'!U99,(IF($B$4=\"S\",'Wave Areas'!G116,(IF($B$4=\"W\",'Wave Areas'!G134,(IF($B$4=\"NW\",'Wave Areas'!U135,0)))))))))))))))","v":186},{"$f":"IF($B$4=\"SW\",'Wave Areas'!V117,(IF($B$4=\"N\",'Wave Areas'!H80,(IF($B$4=\"NE\",'Wave Areas'!V81,(IF($B$4=\"E\",'Wave Areas'!H98,(IF($B$4=\"SE\",'Wave Areas'!V99,(IF($B$4=\"S\",'Wave Areas'!H116,(IF($B$4=\"W\",'Wave Areas'!H134,(IF($B$4=\"NW\",'Wave Areas'!V135,0)))))))))))))))","v":86},{"$f":"IF($B$4=\"SW\",'Wave Areas'!W117,(IF($B$4=\"N\",'Wave Areas'!I80,(IF($B$4=\"NE\",'Wave Areas'!W81,(IF($B$4=\"E\",'Wave Areas'!I98,(IF($B$4=\"SE\",'Wave Areas'!W99,(IF($B$4=\"S\",'Wave Areas'!I116,(IF($B$4=\"W\",'Wave Areas'!I134,(IF($B$4=\"NW\",'Wave Areas'!W135,0)))))))))))))))","v":27},{"$f":"IF($B$4=\"SW\",'Wave Areas'!X117,(IF($B$4=\"N\",'Wave Areas'!J80,(IF($B$4=\"NE\",'Wave Areas'!X81,(IF($B$4=\"E\",'Wave Areas'!J98,(IF($B$4=\"SE\",'Wave Areas'!X99,(IF($B$4=\"S\",'Wave Areas'!J116,(IF($B$4=\"W\",'Wave Areas'!J134,(IF($B$4=\"NW\",'Wave Areas'!X135,0)))))))))))))))","v":7},{"$f":"IF($B$4=\"SW\",'Wave Areas'!Y117,(IF($B$4=\"N\",'Wave Areas'!K80,(IF($B$4=\"NE\",'Wave Areas'!Y81,(IF($B$4=\"E\",'Wave Areas'!K98,(IF($B$4=\"SE\",'Wave Areas'!Y99,(IF($B$4=\"S\",'Wave Areas'!K116,(IF($B$4=\"W\",'Wave Areas'!K134,(IF($B$4=\"NW\",'Wave Areas'!Y135,0)))))))))))))))","v":2},{"$f":"IF($B$4=\"SW\",'Wave Areas'!Z117,(IF($B$4=\"N\",'Wave Areas'!L80,(IF($B$4=\"NE\",'Wave Areas'!Z81,(IF($B$4=\"E\",'Wave Areas'!L98,(IF($B$4=\"SE\",'Wave Areas'!Z99,(IF($B$4=\"S\",'Wave Areas'!L116,(IF($B$4=\"W\",'Wave Areas'!L134,(IF($B$4=\"NW\",'Wave Areas'!Z135,0)))))))))))))))","v":0},null,2.5,0,6.6666666666666664E-4,1.0999999999999999E-2,4.6666666666666669E-2,7.6999999999999999E-2,6.2E-2,2.8666666666666667E-2,8.9999999999999993E-3,2.3333333333333335E-3,6.6666666666666664E-4,0,0.23800000000000002,null,2.5,{"$f":"AG50/1004","v":6.6401062416998672E-7},16.949574293209309,341.81641491305442,1713.7902896467194,3262.7930514427926,2977.4752175071026,1538.6446886168897,533.91159023609328,6.6401062416998672E-7,0,{"$f":"AQ48/1004","v":1.1022576361221779E-4},10385.380938209644]
[25452.3515625,4.5,0,{"$f":"$A51*($D$41)/2","v":82374.931064997247},100680.47130166332,118986.01153832936,137291.55177499543,155597.0920116615,173902.63224832751,192208.17248499359,0,0,0,961040.86242496793,null,null,null,3.5,{"$f":"IF($B$4=\"SW\",'Wave Areas'!P118,(IF($B$4=\"N\",'Wave Areas'!B81,(IF($B$4=\"NE\",'Wave Areas'!P82,(IF($B$4=\"E\",'Wave Areas'!B99,(IF($B$4=\"SE\",'Wave Areas'!P100,(IF($B$4=\"S\",'Wave Areas'!B117,(IF($B$4=\"W\",'Wave Areas'!B135,(IF($B$4=\"NW\",'Wave Areas'!P136,0)))))))))))))))","v":0},{"$f":"IF($B$4=\"SW\",'Wave Areas'!Q118,(IF($B$4=\"N\",'Wave Areas'!C81,(IF($B$4=\"NE\",'Wave Areas'!Q82,(IF($B$4=\"E\",'Wave Areas'!C99,(IF($B$4=\"SE\",'Wave Areas'!Q100,(IF($B$4=\"S\",'Wave Areas'!C117,(IF($B$4=\"W\",'Wave Areas'!C135,(IF($B$4=\"NW\",'Wave Areas'!Q136,0)))))))))))))))","v":0},{"$f":"IF($B$4=\"SW\",'Wave Areas'!R118,(IF($B$4=\"N\",'Wave Areas'!D81,(IF($B$4=\"NE\",'Wave Areas'!R82,(IF($B$4=\"E\",'Wave Areas'!D99,(IF($B$4=\"SE\",'Wave Areas'!R100,(IF($B$4=\"S\",'Wave Areas'!D117,(IF($B$4=\"W\",'Wave Areas'!D135,(IF($B$4=\"NW\",'Wave Areas'!R136,0)))))))))))))))","v":12},{"$f":"IF($B$4=\"SW\",'Wave Areas'!S118,(IF($B$4=\"N\",'Wave Areas'!E81,(IF($B$4=\"NE\",'Wave Areas'!S82,(IF($B$4=\"E\",'Wave Areas'!E99,(IF($B$4=\"SE\",'Wave Areas'!S100,(IF($B$4=\"S\",'Wave Areas'!E117,(IF($B$4=\"W\",'Wave Areas'!E135,(IF($B$4=\"NW\",'Wave Areas'!S136,0)))))))))))))))","v":67},{"$f":"IF($B$4=\"SW\",'Wave Areas'!T118,(IF($B$4=\"N\",'Wave Areas'!F81,(IF($B$4=\"NE\",'Wave Areas'!T82,(IF($B$4=\"E\",'Wave Areas'!F99,(IF($B$4=\"SE\",'Wave Areas'!T100,(IF($B$4=\"S\",'Wave Areas'!F117,(IF($B$4=\"W\",'Wave Areas'!F135,(IF($B$4=\"NW\",'Wave Areas'!T136,0)))))))))))))))","v":143},{"$f":"IF($B$4=\"SW\",'Wave Areas'!U118,(IF($B$4=\"N\",'Wave Areas'!G81,(IF($B$4=\"NE\",'Wave Areas'!U82,(IF($B$4=\"E\",'Wave Areas'!G99,(IF($B$4=\"SE\",'Wave Areas'!U100,(IF($B$4=\"S\",'Wave Areas'!G117,(IF($B$4=\"W\",'Wave Areas'!G135,(IF($B$4=\"NW\",'Wave Areas'!U136,0)))))))))))))))","v":147},{"$f":"IF($B$4=\"SW\",'Wave Areas'!V118,(IF($B$4=\"N\",'Wave Areas'!H81,(IF($B$4=\"NE\",'Wave Areas'!V82,(IF($B$4=\"E\",'Wave Areas'!H99,(IF($B$4=\"SE\",'Wave Areas'!V100,(IF($B$4=\"S\",'Wave Areas'!H117,(IF($B$4=\"W\",'Wave Areas'!H135,(IF($B$4=\"NW\",'Wave Areas'!V136,0)))))))))))))))","v":88},{"$f":"IF($B$4=\"SW\",'Wave Areas'!W118,(IF($B$4=\"N\",'Wave Areas'!I81,(IF($B$4=\"NE\",'Wave Areas'!W82,(IF($B$4=\"E\",'Wave Areas'!I99,(IF($B$4=\"SE\",'Wave Areas'!W100,(IF($B$4=\"S\",'Wave Areas'!I117,(IF($B$4=\"W\",'Wave Areas'!I135,(IF($B$4=\"NW\",'Wave Areas'!W136,0)))))))))))))))","v":34},{"$f":"IF($B$4=\"SW\",'Wave Areas'!X118,(IF($B$4=\"N\",'Wave Areas'!J81,(IF($B$4=\"NE\",'Wave Areas'!X82,(IF($B$4=\"E\",'Wave Areas'!J99,(IF($B$4=\"SE\",'Wave Areas'!X100,(IF($B$4=\"S\",'Wave Areas'!J117,(IF($B$4=\"W\",'Wave Areas'!J135,(IF($B$4=\"NW\",'Wave Areas'!X136,0)))))))))))))))","v":9},{"$f":"IF($B$4=\"SW\",'Wave Areas'!Y118,(IF($B$4=\"N\",'Wave Areas'!K81,(IF($B$4=\"NE\",'Wave Areas'!Y82,(IF($B$4=\"E\",'Wave Areas'!K99,(IF($B$4=\"SE\",'Wave Areas'!Y100,(IF($B$4=\"S\",'Wave Areas'!K117,(IF($B$4=\"W\",'Wave Areas'!K135,(IF($B$4=\"NW\",'Wave Areas'!Y136,0)))))))))))))))","v":3},{"$f":"IF($B$4=\"SW\",'Wave Areas'!Z118,(IF($B$4=\"N\",'Wave Areas'!L81,(IF($B$4=\"NE\",'Wave Areas'!Z82,(IF($B$4=\"E\",'Wave Areas'!L99,(IF($B$4=\"SE\",'Wave Areas'!Z100,(IF($B$4=\"S\",'Wave Areas'!L117,(IF($B$4=\"W\",'Wave Areas'!L135,(IF($B$4=\"NW\",'Wave Areas'!Z136,0)))))))))))))))","v":0},null,3.5,0,0,4.0000000000000001E-3,2.2333333333333334E-2,4.766666666666667E-2,4.9000000000000002E-2,2.9333333333333333E-2,1.1333333333333334E-2,3.0000000000000001E-3,1E-3,0,0.16766666666666669,null,3.5,0,0,243.62188117439518,1607.5352916886227,3958.8555690839221,4612.2051595061639,3085.8771615423384,1317.7729027160467,9.9601593625498007E-7,0,2.5099601593625499E-4,14825.868217703521]
[38021.4140625,5.5,0,0,150399.22256174395,177744.53575478832,205089.84894783268,232435.16214087704,259780.47533392135,287125.78852696571,0,0,0,1312575.0332661292,null,null,null,4.5,{"$f":"IF($B$4=\"SW\",'Wave Areas'!P119,(IF($B$4=\"N\",'Wave Areas'!B82,(IF($B$4=\"NE\",'Wave Areas'!P83,(IF($B$4=\"E\",'Wave Areas'!B100,(IF($B$4=\"SE\",'Wave Areas'!P101,(IF($B$4=\"S\",'Wave Areas'!B118,(IF($B$4=\"W\",'Wave Areas'!B136,(IF($B$4=\"NW\",'Wave Areas'!P137,0)))))))))))))))","v":0},{"$f":"IF($B$4=\"SW\",'Wave Areas'!Q119,(IF($B$4=\"N\",'Wave Areas'!C82,(IF($B$4=\"NE\",'Wave Areas'!Q83,(IF($B$4=\"E\",'Wave Areas'!C100,(IF($B$4=\"SE\",'Wave Areas'!Q101,(IF($B$4=\"S\",'Wave Areas'!C118,(IF($B$4=\"W\",'Wave Areas'!C136,(IF($B$4=\"NW\",'Wave Areas'!Q137,0)))))))))))))))","v":0},{"$f":"IF($B$4=\"SW\",'Wave Areas'!R119,(IF($B$4=\"N\",'Wave Areas'!D82,(IF($B$4=\"NE\",'Wave Areas'!R83,(IF($B$4=\"E\",'Wave Areas'!D100,(IF($B$4=\"SE\",'Wave Areas'!R101,(IF($B$4=\"S\",'Wave Areas'!D118,(IF($B$4=\"W\",'Wave Areas'!D136,(IF($B$4=\"NW\",'Wave Areas'!R137,0)))))))))))))))","v":4},{"$f":"IF($B$4=\"SW\",'Wave Areas'!S119,(IF($B$4=\"N\",'Wave Areas'!E82,(IF($B$4=\"NE\",'Wave Areas'!S83,(IF($B$4=\"E\",'Wave Areas'!E100,(IF($B$4=\"SE\",'Wave Areas'!S101,(IF($B$4=\"S\",'Wave Areas'!E118,(IF($B$4=\"W\",'Wave Areas'!E136,(IF($B$4=\"NW\",'Wave Areas'!S137,0)))))))))))))))","v":29},{"$f":"IF($B$4=\"SW\",'Wave Areas'!T119,(IF($B$4=\"N\",'Wave Areas'!F82,(IF($B$4=\"NE\",'Wave Areas'!T83,(IF($B$4=\"E\",'Wave Areas'!F100,(IF($B$4=\"SE\",'Wave Areas'!T101,(IF($B$4=\"S\",'Wave Areas'!F118,(IF($B$4=\"W\",'Wave Areas'!F136,(IF($B$4=\"NW\",'Wave Areas'!T137,0)))))))))))))))","v":74},{"$f":"IF($B$4=\"SW\",'Wave Areas'!U119,(IF($B$4=\"N\",'Wave Areas'!G82,(IF($B$4=\"NE\",'Wave Areas'!U83,(IF($B$4=\"E\",'Wave Areas'!G100,(IF($B$4=\"SE\",'Wave Areas'!U101,(IF($B$4=\"S\",'Wave Areas'!G118,(IF($B$4=\"W\",'Wave Areas'!G136,(IF($B$4=\"NW\",'Wave Areas'!U137,0)))))))))))))))","v":93},{"$f":"IF($B$4=\"SW\",'Wave Areas'!V119,(IF($B$4=\"N\",'Wave Areas'!H82,(IF($B$4=\"NE\",'Wave Areas'!V83,(IF($B$4=\"E\",'Wave Areas'!H100,(IF($B$4=\"SE\",'Wave Areas'!V101,(IF($B$4=\"S\",'Wave Areas'!H118,(IF($B$4=\"W\",'Wave Areas'!H136,(IF($B$4=\"NW\",'Wave Areas'!V137,0)))))))))))))))","v":66},{"$f":"IF($B$4=\"SW\",'Wave Areas'!W119,(IF($B$4=\"N\",'Wave Areas'!I82,(IF($B$4=\"NE\",'Wave Areas'!W83,(IF($B$4=\"E\",'Wave Areas'!I100,(IF($B$4=\"SE\",'Wave Areas'!W101,(IF($B$4=\"S\",'Wave Areas'!I118,(IF($B$4=\"W\",'Wave Areas'!I136,(IF($B$4=\"NW\",'Wave Areas'!W137,0)))))))))))))))","v":31},{"$f":"IF($B$4=\"SW\",'Wave Areas'!X119,(IF($B$4=\"N\",'Wave Areas'!J82,(IF($B$4=\"NE\",'Wave Areas'!X83,(IF($B$4=\"E\",'Wave Areas'!J100,(IF($B$4=\"SE\",'Wave Areas'!X101,(IF($B$4=\"S\",'Wave Areas'!J118,(IF($B$4=\"W\",'Wave Areas'!J136,(IF($B$4=\"NW\",'Wave Areas'!X137,0)))))))))))))))","v":9},{"$f":"IF($B$4=\"SW\",'Wave Areas'!Y119,(IF($B$4=\"N\",'Wave Areas'!K82,(IF($B$4=\"NE\",'Wave Areas'!Y83,(IF($B$4=\"E\",'Wave Areas'!K100,(IF($B$4=\"SE\",'Wave Areas'!Y101,(IF($B$4=\"S\",'Wave Areas'!K118,(IF($B$4=\"W\",'Wave Areas'!K136,(IF($B$4=\"NW\",'Wave Areas'!Y137,0)))))))))))))))","v":3},{"$f":"IF($B$4=\"SW\",'Wave Areas'!Z119,(IF($B$4=\"N\",'Wave Areas'!L82,(IF($B$4=\"NE\",'Wave Areas'!Z83,(IF($B$4=\"E\",'Wave Areas'!L100,(IF($B$4=\"SE\",'Wave Areas'!Z101,(IF($B$4=\"S\",'Wave Areas'!L118,(IF($B$4=\"W\",'Wave Areas'!L136,(IF($B$4=\"NW\",'Wave Areas'!Z137,0)))))))))))))))","v":1},null,4.5,0,0,1.3333333333333333E-3,9.6666666666666672E-3,2.4666666666666667E-2,3.1E-2,2.1999999999999999E-2,1.0333333333333333E-2,3.0000000000000001E-3,1E-3,3.3333333333333332E-4,0.10333333333333335,null,4.5,0,0,134.24062840221777,1150.1981115371839,3386.5249437832208,4823.5098523615061,3825.857909463205,1986.1511156782669,9.9601593625498007E-7,3.3200531208499336E-7,2.3705179282868528E-4,15306.482799605415]
[53104.2890625,6.5,0,0,210061.72407384074,248254.76481453903,286447.8055552374,324640.84629593574,362833.88703663397,401026.92777733231,0,0,0,1833265.9555535191,null,null,null,5.5,{"$f":"IF($B$4=\"SW\",'Wave Areas'!P120,(IF($B$4=\"N\",'Wave Areas'!B83,(IF($B$4=\"NE\",'Wave Areas'!P84,(IF($B$4=\"E\",'Wave Areas'!B101,(IF($B$4=\"SE\",'Wave Areas'!P102,(IF($B$4=\"S\",'Wave Areas'!B119,(IF($B$4=\"W\",'Wave Areas'!B137,(IF($B$4=\"NW\",'Wave Areas'!P138,0)))))))))))))))","v":0},{"$f":"IF($B$4=\"SW\",'Wave Areas'!Q120,(IF($B$4=\"N\",'Wave Areas'!C83,(IF($B$4=\"NE\",'Wave Areas'!Q84,(IF($B$4=\"E\",'Wave Areas'!C101,(IF($B$4=\"SE\",'Wave Areas'!Q102,(IF($B$4=\"S\",'Wave Areas'!C119,(IF($B$4=\"W\",'Wave Areas'!C137,(IF($B$4=\"NW\",'Wave Areas'!Q138,0)))))))))))))))","v":0},{"$f":"IF($B$4=\"SW\",'Wave Areas'!R120,(IF($B$4=\"N\",'Wave Areas'!D83,(IF($B$4=\"NE\",'Wave Areas'!R84,(IF($B$4=\"E\",'Wave Areas'!D101,(IF($B$4=\"SE\",'Wave Areas'!R102,(IF($B$4=\"S\",'Wave Areas'!D119,(IF($B$4=\"W\",'Wave Areas'!D137,(IF($B$4=\"NW\",'Wave Areas'!R138,0)))))))))))))))","v":1},{"$f":"IF($B$4=\"SW\",'Wave Areas'!S120,(IF($B$4=\"N\",'Wave Areas'!E83,(IF($B$4=\"NE\",'Wave Areas'!S84,(IF($B$4=\"E\",'Wave Areas'!E101,(IF($B$4=\"SE\",'Wave Areas'!S102,(IF($B$4=\"S\",'Wave Areas'!E119,(IF($B$4=\"W\",'Wave Areas'!E137,(IF($B$4=\"NW\",'Wave Areas'!S138,0)))))))))))))))","v":11},{"$f":"IF($B$4=\"SW\",'Wave Areas'!T120,(IF($B$4=\"N\",'Wave Areas'!F83,(IF($B$4=\"NE\",'Wave Areas'!T84,(IF($B$4=\"E\",'Wave Areas'!F101,(IF($B$4=\"SE\",'Wave Areas'!T102,(IF($B$4=\"S\",'Wave Areas'!F119,(IF($B$4=\"W\",'Wave Areas'!F137,(IF($B$4=\"NW\",'Wave Areas'!T138,0)))))))))))))))","v":36},{"$f":"IF($B$4=\"SW\",'Wave Areas'!U120,(IF($B$4=\"N\",'Wave Areas'!G83,(IF($B$4=\"NE\",'Wave Areas'!U84,(IF($B$4=\"E\",'Wave Areas'!G101,(IF($B$4=\"SE\",'Wave Areas'!U102,(IF($B$4=\"S\",'Wave Areas'!G119,(IF($B$4=\"W\",'Wave Areas'!G137,(IF($B$4=\"NW\",'Wave Areas'!U138,0)))))))))))))))","v":51},{"$f":"IF($B$4=\"SW\",'Wave Areas'!V120,(IF($B$4=\"N\",'Wave Areas'!H83,(IF($B$4=\"NE\",'Wave Areas'!V84,(IF($B$4=\"E\",'Wave Areas'!H101,(IF($B$4=\"SE\",'Wave Areas'!V102,(IF($B$4=\"S\",'Wave Areas'!H119,(IF($B$4=\"W\",'Wave Areas'!H137,(IF($B$4=\"NW\",'Wave Areas'!V138,0)))))))))))))))","v":43},{"$f":"IF($B$4=\"SW\",'Wave Areas'!W120,(IF($B$4=\"N\",'Wave Areas'!I83,(IF($B$4=\"NE\",'Wave Areas'!W84,(IF($B$4=\"E\",'Wave Areas'!I101,(IF($B$4=\"SE\",'Wave Areas'!W102,(IF($B$4=\"S\",'Wave Areas'!I119,(IF($B$4=\"W\",'Wave Areas'!I137,(IF($B$4=\"NW\",'Wave Areas'!W138,0)))))))))))))))","v":23},{"$f":"IF($B$4=\"SW\",'Wave Areas'!X120,(IF($B$4=\"N\",'Wave Areas'!J83,(IF($B$4=\"NE\",'Wave Areas'!X84,(IF($B$4=\"E\",'Wave Areas'!J101,(IF($B$4=\"SE\",'Wave Areas'!X102,(IF($B$4=\"S\",'Wave Areas'!J119,(IF($B$4=\"W\",'Wave Areas'!J137,(IF($B$4=\"NW\",'Wave Areas'!X138,0)))))))))))))))","v":9},{"$f":"IF($B$4=\"SW\",'Wave Areas'!Y120,(IF($B$4=\"N\",'Wave Areas'!K83,(IF($B$4=\"NE\",'Wave Areas'!Y84,(IF($B$4=\"E\",'Wave Areas'!K101,(IF($B$4=\"SE\",'Wave Areas'!Y102,(IF($B$4=\"S\",'Wave Areas'!K119,(IF($B$4=\"W\",'Wave Areas'!K137,(IF($B$4=\"NW\",'Wave Areas'!Y138,0)))))))))))))))","v":2},{"$f":"IF($B$4=\"SW\",'Wave Areas'!Z120,(IF($B$4=\"N\",'Wave Areas'!L83,(IF($B$4=\"NE\",'Wave Areas'!Z84,(IF($B$4=\"E\",'Wave Areas'!L101,(IF($B$4=\"SE\",'Wave Areas'!Z102,(IF($B$4=\"S\",'Wave Areas'!L119,(IF($B$4=\"W\",'Wave Areas'!L137,(IF($B$4=\"NW\",'Wave Areas'!Z138,0)))))))))))))))","v":0},null,5.5,0,0,3.3333333333333332E-4,3.6666666666666666E-3,1.2E-2,1.7000000000000001E-2,1.4333333333333333E-2,7.6666666666666662E-3,3.0000000000000001E-3,6.6666666666666664E-4,0,5.8666666666666679E-2,null,5.5,0,3.3200531208499336E-7,50.133074187247985,651.7299644342238,2461.078187373992,3951.3977563949102,3723.5201464528727,2201.2977120400706,6.6401062416998672E-7,0,1.6699867197875168E-4,13039.157008878006]
[70700.9765625,7.5,0,0,0,330516.69871758157,381365.42159720953,432214.14447683748,483062.86735646531,0,0,0,0,1627159.132148094,null,null,null,6.5,{"$f":"IF($B$4=\"SW\",'Wave Areas'!P121,(IF($B$4=\"N\",'Wave Areas'!B84,(IF($B$4=\"NE\",'Wave Areas'!P85,(IF($B$4=\"E\",'Wave Areas'!B102,(IF($B$4=\"SE\",'Wave Areas'!P103,(IF($B$4=\"S\",'Wave Areas'!B120,(IF($B$4=\"W\",'Wave Areas'!B138,(IF($B$4=\"NW\",'Wave Areas'!P139,0)))))))))))))))","v":0},{"$f":"IF($B$4=\"SW\",'Wave Areas'!Q121,(IF($B$4=\"N\",'Wave Areas'!C84,(IF($B$4=\"NE\",'Wave Areas'!Q85,(IF($B$4=\"E\",'Wave Areas'!C102,(IF($B$4=\"SE\",'Wave Areas'!Q103,(IF($B$4=\"S\",'Wave Areas'!C120,(IF($B$4=\"W\",'Wave Areas'!C138,(IF($B$4=\"NW\",'Wave Areas'!Q139,0)))))))))))))))","v":0},{"$f":"IF($B$4=\"SW\",'Wave Areas'!R121,(IF($B$4=\"N\",'Wave Areas'!D84,(IF($B$4=\"NE\",'Wave Areas'!R85,(IF($B$4=\"E\",'Wave Areas'!D102,(IF($B$4=\"SE\",'Wave Areas'!R103,(IF($B$4=\"S\",'Wave Areas'!D120,(IF($B$4=\"W\",'Wave Areas'!D138,(IF($B$4=\"NW\",'Wave Areas'!R139,0)))))))))))))))","v":0},{"$f":"IF($B$4=\"SW\",'Wave Areas'!S121,(IF($B$4=\"N\",'Wave Areas'!E84,(IF($B$4=\"NE\",'Wave Areas'!S85,(IF($B$4=\"E\",'Wave Areas'!E102,(IF($B$4=\"SE\",'Wave Areas'!S103,(IF($B$4=\"S\",'Wave Areas'!E120,(IF($B$4=\"W\",'Wave Areas'!E138,(IF($B$4=\"NW\",'Wave Areas'!S139,0)))))))))))))))","v":4},{"$f":"IF($B$4=\"SW\",'Wave Areas'!T121,(IF($B$4=\"N\",'Wave Areas'!F84,(IF($B$4=\"NE\",'Wave Areas'!T85,(IF($B$4=\"E\",'Wave Areas'!F102,(IF($B$4=\"SE\",'Wave Areas'!T103,(IF($B$4=\"S\",'Wave Areas'!F120,(IF($B$4=\"W\",'Wave Areas'!F138,(IF($B$4=\"NW\",'Wave Areas'!T139,0)))))))))))))))","v":16},{"$f":"IF($B$4=\"SW\",'Wave Areas'!U121,(IF($B$4=\"N\",'Wave Areas'!G84,(IF($B$4=\"NE\",'Wave Areas'!U85,(IF($B$4=\"E\",'Wave Areas'!G102,(IF($B$4=\"SE\",'Wave Areas'!U103,(IF($B$4=\"S\",'Wave Areas'!G120,(IF($B$4=\"W\",'Wave Areas'!G138,(IF($B$4=\"NW\",'Wave Areas'!U139,0)))))))))))))))","v":28},{"$f":"IF($B$4=\"SW\",'Wave Areas'!V121,(IF($B$4=\"N\",'Wave Areas'!H84,(IF($B$4=\"NE\",'Wave Areas'!V85,(IF($B$4=\"E\",'Wave Areas'!H102,(IF($B$4=\"SE\",'Wave Areas'!V103,(IF($B$4=\"S\",'Wave Areas'!H120,(IF($B$4=\"W\",'Wave Areas'!H138,(IF($B$4=\"NW\",'Wave Areas'!V139,0)))))))))))))))","v":26},{"$f":"IF($B$4=\"SW\",'Wave Areas'!W121,(IF($B$4=\"N\",'Wave Areas'!I84,(IF($B$4=\"NE\",'Wave Areas'!W85,(IF($B$4=\"E\",'Wave Areas'!I102,(IF($B$4=\"SE\",'Wave Areas'!W103,(IF($B$4=\"S\",'Wave Areas'!I120,(IF($B$4=\"W\",'Wave Areas'!I138,(IF($B$4=\"NW\",'Wave Areas'!W139,0)))))))))))))))","v":16},{"$f":"IF($B$4=\"SW\",'Wave Areas'!X121,(IF($B$4=\"N\",'Wave Areas'!J84,(IF($B$4=\"NE\",'Wave Areas'!X85,(IF($B$4=\"E\",'Wave Areas'!J102,(IF($B$4=\"SE\",'Wave Areas'!X103,(IF($B$4=\"S\",'Wave Areas'!J120,(IF($B$4=\"W\",'Wave Areas'!J138,(IF($B$4=\"NW\",'Wave Areas'!X139,0)))))))))))))))","v":7},{"$f":"IF($B$4=\"SW\",'Wave Areas'!Y121,(IF($B$4=\"N\",'Wave Areas'!K84,(IF($B$4=\"NE\",'Wave Areas'!Y85,(IF($B$4=\"E\",'Wave Areas'!K102,(IF($B$4=\"SE\",'Wave Areas'!Y103,(IF($B$4=\"S\",'Wave Areas'!K120,(IF($B$4=\"W\",'Wave Areas'!K138,(IF($B$4=\"NW\",'Wave Areas'!Y139,0)))))))))))))))","v":2},{"$f":"IF($B$4=\"SW\",'Wave Areas'!Z121,(IF($B$4=\"N\",'Wave Areas'!L84,(IF($B$4=\"NE\",'Wave Areas'!Z85,(IF($B$4=\"E\",'Wave Areas'!L102,(IF($B$4=\"SE\",'Wave Areas'!Z103,(IF($B$4=\"S\",'Wave Areas'!L120,(IF($B$4=\"W\",'Wave Areas'!L138,(IF($B$4=\"NW\",'Wave Areas'!Z139,0)))))))))))))))","v":0},null,6.5,0,0,0,1.3333333333333333E-3,5.3333333333333332E-3,9.3333333333333341E-3,8.6666666666666663E-3,5.3333333333333332E-3,2.3333333333333335E-3,6.6666666666666664E-4,0,3.3000000000000002E-2,null,6.5,0,0,0,331.006353086052,1527.7216296279328,3029.9812320954006,3144.5603543174943,2138.8102814791055,6.6401062416998672E-7,0,1.0292164674634795E-4,10172.079954191644]
[90811.4765625,8.5,0,0,0,424530.33746391587,489842.69707374915,555155.05668358237,620467.41629341547,0,0,0,0,2089995.5075146628,null,null,null,7.5,{"$f":"IF($B$4=\"SW\",'Wave Areas'!P122,(IF($B$4=\"N\",'Wave Areas'!B85,(IF($B$4=\"NE\",'Wave Areas'!P86,(IF($B$4=\"E\",'Wave Areas'!B103,(IF($B$4=\"SE\",'Wave Areas'!P104,(IF($B$4=\"S\",'Wave Areas'!B121,(IF($B$4=\"W\",'Wave Areas'!B139,(IF($B$4=\"NW\",'Wave Areas'!P140,0)))))))))))))))","v":0},{"$f":"IF($B$4=\"SW\",'Wave Areas'!Q122,(IF($B$4=\"N\",'Wave Areas'!C85,(IF($B$4=\"NE\",'Wave Areas'!Q86,(IF($B$4=\"E\",'Wave Areas'!C103,(IF($B$4=\"SE\",'Wave Areas'!Q104,(IF($B$4=\"S\",'Wave Areas'!C121,(IF($B$4=\"W\",'Wave Areas'!C139,(IF($B$4=\"NW\",'Wave Areas'!Q140,0)))))))))))))))","v":0},{"$f":"IF($B$4=\"SW\",'Wave Areas'!R122,(IF($B$4=\"N\",'Wave Areas'!D85,(IF($B$4=\"NE\",'Wave Areas'!R86,(IF($B$4=\"E\",'Wave Areas'!D103,(IF($B$4=\"SE\",'Wave Areas'!R104,(IF($B$4=\"S\",'Wave Areas'!D121,(IF($B$4=\"W\",'Wave Areas'!D139,(IF($B$4=\"NW\",'Wave Areas'!R140,0)))))))))))))))","v":0},{"$f":"IF($B$4=\"SW\",'Wave Areas'!S122,(IF($B$4=\"N\",'Wave Areas'!E85,(IF($B$4=\"NE\",'Wave Areas'!S86,(IF($B$4=\"E\",'Wave Areas'!E103,(IF($B$4=\"SE\",'Wave Areas'!S104,(IF($B$4=\"S\",'Wave Areas'!E121,(IF($B$4=\"W\",'Wave Areas'!E139,(IF($B$4=\"NW\",'Wave Areas'!S140,0)))))))))))))))","v":2},{"$f":"IF($B$4=\"SW\",'Wave Areas'!T122,(IF($B$4=\"N\",'Wave Areas'!F85,(IF($B$4=\"NE\",'Wave Areas'!T86,(IF($B$4=\"E\",'Wave Areas'!F103,(IF($B$4=\"SE\",'Wave Areas'!T104,(IF($B$4=\"S\",'Wave Areas'!F121,(IF($B$4=\"W\",'Wave Areas'!F139,(IF($B$4=\"NW\",'Wave Areas'!T140,0)))))))))))))))","v":7},{"$f":"IF($B$4=\"SW\",'Wave Areas'!U122,(IF($B$4=\"N\",'Wave Areas'!G85,(IF($B$4=\"NE\",'Wave Areas'!U86,(IF($B$4=\"E\",'Wave Areas'!G103,(IF($B$4=\"SE\",'Wave Areas'!U104,(IF($B$4=\"S\",'Wave Areas'!G121,(IF($B$4=\"W\",'Wave Areas'!G139,(IF($B$4=\"NW\",'Wave Areas'!U140,0)))))))))))))))","v":13},{"$f":"IF($B$4=\"SW\",'Wave Areas'!V122,(IF($B$4=\"N\",'Wave Areas'!H85,(IF($B$4=\"NE\",'Wave Areas'!V86,(IF($B$4=\"E\",'Wave Areas'!H103,(IF($B$4=\"SE\",'Wave Areas'!V104,(IF($B$4=\"S\",'Wave Areas'!H121,(IF($B$4=\"W\",'Wave Areas'!H139,(IF($B$4=\"NW\",'Wave Areas'!V140,0)))))))))))))))","v":14},{"$f":"IF($B$4=\"SW\",'Wave Areas'!W122,(IF($B$4=\"N\",'Wave Areas'!I85,(IF($B$4=\"NE\",'Wave Areas'!W86,(IF($B$4=\"E\",'Wave Areas'!I103,(IF($B$4=\"SE\",'Wave Areas'!W104,(IF($B$4=\"S\",'Wave Areas'!I121,(IF($B$4=\"W\",'Wave Areas'!I139,(IF($B$4=\"NW\",'Wave Areas'!W140,0)))))))))))))))","v":10},{"$f":"IF($B$4=\"SW\",'Wave Areas'!X122,(IF($B$4=\"N\",'Wave Areas'!J85,(IF($B$4=\"NE\",'Wave Areas'!X86,(IF($B$4=\"E\",'Wave Areas'!J103,(IF($B$4=\"SE\",'Wave Areas'!X104,(IF($B$4=\"S\",'Wave Areas'!J121,(IF($B$4=\"W\",'Wave Areas'!J139,(IF($B$4=\"NW\",'Wave Areas'!X140,0)))))))))))))))","v":4},{"$f":"IF($B$4=\"SW\",'Wave Areas'!Y122,(IF($B$4=\"N\",'Wave Areas'!K85,(IF($B$4=\"NE\",'Wave Areas'!Y86,(IF($B$4=\"E\",'Wave Areas'!K103,(IF($B$4=\"SE\",'Wave Areas'!Y104,(IF($B$4=\"S\",'Wave Areas'!K121,(IF($B$4=\"W\",'Wave Areas'!K139,(IF($B$4=\"NW\",'Wave Areas'!Y140,0)))))))))))))))","v":1},{"$f":"IF($B$4=\"SW\",'Wave Areas'!Z122,(IF($B$4=\"N\",'Wave Areas'!L85,(IF($B$4=\"NE\",'Wave Areas'!Z86,(IF($B$4=\"E\",'Wave Areas'!L103,(IF($B$4=\"SE\",'Wave Areas'!Z104,(IF($B$4=\"S\",'Wave Areas'!L121,(IF($B$4=\"W\",'Wave Areas'!L139,(IF($B$4=\"NW\",'Wave Areas'!Z140,0)))))))))))))))","v":0},null,7.5,0,0,0,6.6666666666666664E-4,2.3333333333333335E-3,4.3333333333333331E-3,4.6666666666666671E-3,3.3333333333333335E-3,1.3333333333333333E-3,3.3333333333333332E-4,0,1.7000000000000001E-2,null,7.5,0,0,{"$f":"AI55/1004","v":6.6401062416998672E-7},220.34446581172105,889.85265039348894,1872.9279593996289,2254.2933809968381,{"$f":"AN55/1004","v":1.3280212483399734E-6},3.3200531208499336E-7,0,5.8432934926958841E-5,5237.4185173586493]
[113435.7890625,9.5,0,0,0,0,611879.63198485621,693463.58291617036,0,0,0,0,0,1305343.2149010266,null,null,null,8.5,{"$f":"IF($B$4=\"SW\",'Wave Areas'!P123,(IF($B$4=\"N\",'Wave Areas'!B86,(IF($B$4=\"NE\",'Wave Areas'!P87,(IF($B$4=\"E\",'Wave Areas'!B104,(IF($B$4=\"SE\",'Wave Areas'!P105,(IF($B$4=\"S\",'Wave Areas'!B122,(IF($B$4=\"W\",'Wave Areas'!B140,(IF($B$4=\"NW\",'Wave Areas'!P141,0)))))))))))))))","v":0},{"$f":"IF($B$4=\"SW\",'Wave Areas'!Q123,(IF($B$4=\"N\",'Wave Areas'!C86,(IF($B$4=\"NE\",'Wave Areas'!Q87,(IF($B$4=\"E\",'Wave Areas'!C104,(IF($B$4=\"SE\",'Wave Areas'!Q105,(IF($B$4=\"S\",'Wave Areas'!C122,(IF($B$4=\"W\",'Wave Areas'!C140,(IF($B$4=\"NW\",'Wave Areas'!Q141,0)))))))))))))))","v":0},{"$f":"IF($B$4=\"SW\",'Wave Areas'!R123,(IF($B$4=\"N\",'Wave Areas'!D86,(IF($B$4=\"NE\",'Wave Areas'!R87,(IF($B$4=\"E\",'Wave Areas'!D104,(IF($B$4=\"SE\",'Wave Areas'!R105,(IF($B$4=\"S\",'Wave Areas'!D122,(IF($B$4=\"W\",'Wave Areas'!D140,(IF($B$4=\"NW\",'Wave Areas'!R141,0)))))))))))))))","v":0},{"$f":"IF($B$4=\"SW\",'Wave Areas'!S123,(IF($B$4=\"N\",'Wave Areas'!E86,(IF($B$4=\"NE\",'Wave Areas'!S87,(IF($B$4=\"E\",'Wave Areas'!E104,(IF($B$4=\"SE\",'Wave Areas'!S105,(IF($B$4=\"S\",'Wave Areas'!E122,(IF($B$4=\"W\",'Wave Areas'!E140,(IF($B$4=\"NW\",'Wave Areas'!S141,0)))))))))))))))","v":0},{"$f":"IF($B$4=\"SW\",'Wave Areas'!T123,(IF($B$4=\"N\",'Wave Areas'!F86,(IF($B$4=\"NE\",'Wave Areas'!T87,(IF($B$4=\"E\",'Wave Areas'!F104,(IF($B$4=\"SE\",'Wave Areas'!T105,(IF($B$4=\"S\",'Wave Areas'!F122,(IF($B$4=\"W\",'Wave Areas'!F140,(IF($B$4=\"NW\",'Wave Areas'!T141,0)))))))))))))))","v":3},{"$f":"IF($B$4=\"SW\",'Wave Areas'!U123,(IF($B$4=\"N\",'Wave Areas'!G86,(IF($B$4=\"NE\",'Wave Areas'!U87,(IF($B$4=\"E\",'Wave Areas'!G104,(IF($B$4=\"SE\",'Wave Areas'!U105,(IF($B$4=\"S\",'Wave Areas'!G122,(IF($B$4=\"W\",'Wave Areas'!G140,(IF($B$4=\"NW\",'Wave Areas'!U141,0)))))))))))))))","v":7},{"$f":"IF($B$4=\"SW\",'Wave Areas'!V123,(IF($B$4=\"N\",'Wave Areas'!H86,(IF($B$4=\"NE\",'Wave Areas'!V87,(IF($B$4=\"E\",'Wave Areas'!H104,(IF($B$4=\"SE\",'Wave Areas'!V105,(IF($B$4=\"S\",'Wave Areas'!H122,(IF($B$4=\"W\",'Wave Areas'!H140,(IF($B$4=\"NW\",'Wave Areas'!V141,0)))))))))))))))","v":7},{"$f":"IF($B$4=\"SW\",'Wave Areas'!W123,(IF($B$4=\"N\",'Wave Areas'!I86,(IF($B$4=\"NE\",'Wave Areas'!W87,(IF($B$4=\"E\",'Wave Areas'!I104,(IF($B$4=\"SE\",'Wave Areas'!W105,(IF($B$4=\"S\",'Wave Areas'!I122,(IF($B$4=\"W\",'Wave Areas'!I140,(IF($B$4=\"NW\",'Wave Areas'!W141,0)))))))))))))))","v":7},{"$f":"IF($B$4=\"SW\",'Wave Areas'!X123,(IF($B$4=\"N\",'Wave Areas'!J86,(IF($B$4=\"NE\",'Wave Areas'!X87,(IF($B$4=\"E\",'Wave Areas'!J104,(IF($B$4=\"SE\",'Wave Areas'!X105,(IF($B$4=\"S\",'Wave Areas'!J122,(IF($B$4=\"W\",'Wave Areas'!J140,(IF($B$4=\"NW\",'Wave Areas'!X141,0)))))))))))))))","v":3},{"$f":"IF($B$4=\"SW\",'Wave Areas'!Y123,(IF($B$4=\"N\",'Wave Areas'!K86,(IF($B$4=\"NE\",'Wave Areas'!Y87,(IF($B$4=\"E\",'Wave Areas'!K104,(IF($B$4=\"SE\",'Wave Areas'!Y105,(IF($B$4=\"S\",'Wave Areas'!K122,(IF($B$4=\"W\",'Wave Areas'!K140,(IF($B$4=\"NW\",'Wave Areas'!Y141,0)))))))))))))))","v":1},{"$f":"IF($B$4=\"SW\",'Wave Areas'!Z123,(IF($B$4=\"N\",'Wave Areas'!L86,(IF($B$4=\"NE\",'Wave Areas'!Z87,(IF($B$4=\"E\",'Wave Areas'!L104,(IF($B$4=\"SE\",'Wave Areas'!Z105,(IF($B$4=\"S\",'Wave Areas'!L122,(IF($B$4=\"W\",'Wave Areas'!L140,(IF($B$4=\"NW\",'Wave Areas'!Z141,0)))))))))))))))","v":0},null,8.5,0,0,0,0,1E-3,2.3333333333333335E-3,2.3333333333333335E-3,2.3333333333333335E-3,1E-3,3.3333333333333332E-4,0,9.3333333333333341E-3,null,8.5,0,0,{"$f":"AI56/1004","v":0},0,489.84269707374915,1295.3617989283589,1447.7573046846362,{"$f":"AN56/1004","v":9.9601593625498007E-7},3.3200531208499336E-7,0,3.2868525896414345E-5,3232.961834883291]
[138573.9140625,10.5,0,0,0,0,0,0,0,0,0,0,0,0,null,null,null,9.5,{"$f":"IF($B$4=\"SW\",'Wave Areas'!P124,(IF($B$4=\"N\",'Wave Areas'!B87,(IF($B$4=\"NE\",'Wave Areas'!P88,(IF($B$4=\"E\",'Wave Areas'!B105,(IF($B$4=\"SE\",'Wave Areas'!P106,(IF($B$4=\"S\",'Wave Areas'!B123,(IF($B$4=\"W\",'Wave Areas'!B141,(IF($B$4=\"NW\",'Wave Areas'!P142,0)))))))))))))))","v":0},{"$f":"IF($B$4=\"SW\",'Wave Areas'!Q124,(IF($B$4=\"N\",'Wave Areas'!C87,(IF($B$4=\"NE\",'Wave Areas'!Q88,(IF($B$4=\"E\",'Wave Areas'!C105,(IF($B$4=\"SE\",'Wave Areas'!Q106,(IF($B$4=\"S\",'Wave Areas'!C123,(IF($B$4=\"W\",'Wave Areas'!C141,(IF($B$4=\"NW\",'Wave Areas'!Q142,0)))))))))))))))","v":0},{"$f":"IF($B$4=\"SW\",'Wave Areas'!R124,(IF($B$4=\"N\",'Wave Areas'!D87,(IF($B$4=\"NE\",'Wave Areas'!R88,(IF($B$4=\"E\",'Wave Areas'!D105,(IF($B$4=\"SE\",'Wave Areas'!R106,(IF($B$4=\"S\",'Wave Areas'!D123,(IF($B$4=\"W\",'Wave Areas'!D141,(IF($B$4=\"NW\",'Wave Areas'!R142,0)))))))))))))))","v":0},{"$f":"IF($B$4=\"SW\",'Wave Areas'!S124,(IF($B$4=\"N\",'Wave Areas'!E87,(IF($B$4=\"NE\",'Wave Areas'!S88,(IF($B$4=\"E\",'Wave Areas'!E105,(IF($B$4=\"SE\",'Wave Areas'!S106,(IF($B$4=\"S\",'Wave Areas'!E123,(IF($B$4=\"W\",'Wave Areas'!E141,(IF($B$4=\"NW\",'Wave Areas'!S142,0)))))))))))))))","v":0},{"$f":"IF($B$4=\"SW\",'Wave Areas'!T124,(IF($B$4=\"N\",'Wave Areas'!F87,(IF($B$4=\"NE\",'Wave Areas'!T88,(IF($B$4=\"E\",'Wave Areas'!F105,(IF($B$4=\"SE\",'Wave Areas'!T106,(IF($B$4=\"S\",'Wave Areas'!F123,(IF($B$4=\"W\",'Wave Areas'!F141,(IF($B$4=\"NW\",'Wave Areas'!T142,0)))))))))))))))","v":3},{"$f":"IF($B$4=\"SW\",'Wave Areas'!U124,(IF($B$4=\"N\",'Wave Areas'!G87,(IF($B$4=\"NE\",'Wave Areas'!U88,(IF($B$4=\"E\",'Wave Areas'!G105,(IF($B$4=\"SE\",'Wave Areas'!U106,(IF($B$4=\"S\",'Wave Areas'!G123,(IF($B$4=\"W\",'Wave Areas'!G141,(IF($B$4=\"NW\",'Wave Areas'!U142,0)))))))))))))))","v":4},{"$f":"IF($B$4=\"SW\",'Wave Areas'!V124,(IF($B$4=\"N\",'Wave Areas'!H87,(IF($B$4=\"NE\",'Wave Areas'!V88,(IF($B$4=\"E\",'Wave Areas'!H105,(IF($B$4=\"SE\",'Wave Areas'!V106,(IF($B$4=\"S\",'Wave Areas'!H123,(IF($B$4=\"W\",'Wave Areas'!H141,(IF($B$4=\"NW\",'Wave Areas'!V142,0)))))))))))))))","v":5},{"$f":"IF($B$4=\"SW\",'Wave Areas'!W124,(IF($B$4=\"N\",'Wave Areas'!I87,(IF($B$4=\"NE\",'Wave Areas'!W88,(IF($B$4=\"E\",'Wave Areas'!I105,(IF($B$4=\"SE\",'Wave Areas'!W106,(IF($B$4=\"S\",'Wave Areas'!I123,(IF($B$4=\"W\",'Wave Areas'!I141,(IF($B$4=\"NW\",'Wave Areas'!W142,0)))))))))))))))","v":3},{"$f":"IF($B$4=\"SW\",'Wave Areas'!X124,(IF($B$4=\"N\",'Wave Areas'!J87,(IF($B$4=\"NE\",'Wave Areas'!X88,(IF($B$4=\"E\",'Wave Areas'!J105,(IF($B$4=\"SE\",'Wave Areas'!X106,(IF($B$4=\"S\",'Wave Areas'!J123,(IF($B$4=\"W\",'Wave Areas'!J141,(IF($B$4=\"NW\",'Wave Areas'!X142,0)))))))))))))))","v":2},{"$f":"IF($B$4=\"SW\",'Wave Areas'!Y124,(IF($B$4=\"N\",'Wave Areas'!K87,(IF($B$4=\"NE\",'Wave Areas'!Y88,(IF($B$4=\"E\",'Wave Areas'!K105,(IF($B$4=\"SE\",'Wave Areas'!Y106,(IF($B$4=\"S\",'Wave Areas'!K123,(IF($B$4=\"W\",'Wave Areas'!K141,(IF($B$4=\"NW\",'Wave Areas'!Y142,0)))))))))))))))","v":1},{"$f":"IF($B$4=\"SW\",'Wave Areas'!Z124,(IF($B$4=\"N\",'Wave Areas'!L87,(IF($B$4=\"NE\",'Wave Areas'!Z88,(IF($B$4=\"E\",'Wave Areas'!L105,(IF($B$4=\"SE\",'Wave Areas'!Z106,(IF($B$4=\"S\",'Wave Areas'!L123,(IF($B$4=\"W\",'Wave Areas'!L141,(IF($B$4=\"NW\",'Wave Areas'!Z142,0)))))))))))))))","v":0},null,9.5,0,0,0,0,1E-3,1.3333333333333333E-3,1.6666666666666668E-3,1E-3,6.6666666666666664E-4,3.3333333333333332E-4,0,6.0000000000000001E-3,null,9.5,0,0,{"$f":"AI57/1004","v":0},{"$f":"AJ57/1004","v":9.9601593625498007E-7},{"$f":"G56*AJ57","v":611.87963198485625},{"$f":"H56*AK57","v":924.61811055489375},{"$f":"AM57/1004","v":9.9601593625498007E-7},{"$f":"AN57/1004","v":6.6401062416998672E-7},3.3200531208499336E-7,0,1.6932270916334664E-5,1536.4977624600688]
["Sub Totals",null,{"$f":"SUM(C47:C57)","v":795.07727654024404},167800.78550277217,565550.79558341741,1423425.249143718,2254293.3809968382,2552831.8828812321,2078243.8026713708,1077314.9420763839,0,0,0,{"$f":"SUM(N47:N56)","v":10120255.916132273},"Total",null,null,10.5,{"$f":"IF($B$4=\"SW\",'Wave Areas'!P125,(IF($B$4=\"N\",'Wave Areas'!B88,(IF($B$4=\"NE\",'Wave Areas'!P89,(IF($B$4=\"E\",'Wave Areas'!B106,(IF($B$4=\"SE\",'Wave Areas'!P107,(IF($B$4=\"S\",'Wave Areas'!B124,(IF($B$4=\"W\",'Wave Areas'!B142,(IF($B$4=\"NW\",'Wave Areas'!P143,0)))))))))))))))","v":0},{"$f":"IF($B$4=\"SW\",'Wave Areas'!Q125,(IF($B$4=\"N\",'Wave Areas'!C88,(IF($B$4=\"NE\",'Wave Areas'!Q89,(IF($B$4=\"E\",'Wave Areas'!C106,(IF($B$4=\"SE\",'Wave Areas'!Q107,(IF($B$4=\"S\",'Wave Areas'!C124,(IF($B$4=\"W\",'Wave Areas'!C142,(IF($B$4=\"NW\",'Wave Areas'!Q143,0)))))))))))))))","v":0},{"$f":"IF($B$4=\"SW\",'Wave Areas'!R125,(IF($B$4=\"N\",'Wave Areas'!D88,(IF($B$4=\"NE\",'Wave Areas'!R89,(IF($B$4=\"E\",'Wave Areas'!D106,(IF($B$4=\"SE\",'Wave Areas'!R107,(IF($B$4=\"S\",'Wave Areas'!D124,(IF($B$4=\"W\",'Wave Areas'!D142,(IF($B$4=\"NW\",'Wave Areas'!R143,0)))))))))))))))","v":0},{"$f":"IF($B$4=\"SW\",'Wave Areas'!S125,(IF($B$4=\"N\",'Wave Areas'!E88,(IF($B$4=\"NE\",'Wave Areas'!S89,(IF($B$4=\"E\",'Wave Areas'!E106,(IF($B$4=\"SE\",'Wave Areas'!S107,(IF($B$4=\"S\",'Wave Areas'!E124,(IF($B$4=\"W\",'Wave Areas'!E142,(IF($B$4=\"NW\",'Wave Areas'!S143,0)))))))))))))))","v":0},{"$f":"IF($B$4=\"SW\",'Wave Areas'!T125,(IF($B$4=\"N\",'Wave Areas'!F88,(IF($B$4=\"NE\",'Wave Areas'!T89,(IF($B$4=\"E\",'Wave Areas'!F106,(IF($B$4=\"SE\",'Wave Areas'!T107,(IF($B$4=\"S\",'Wave Areas'!F124,(IF($B$4=\"W\",'Wave Areas'!F142,(IF($B$4=\"NW\",'Wave Areas'!T143,0)))))))))))))))","v":0},{"$f":"IF($B$4=\"SW\",'Wave Areas'!U125,(IF($B$4=\"N\",'Wave Areas'!G88,(IF($B$4=\"NE\",'Wave Areas'!U89,(IF($B$4=\"E\",'Wave Areas'!G106,(IF($B$4=\"SE\",'Wave Areas'!U107,(IF($B$4=\"S\",'Wave Areas'!G124,(IF($B$4=\"W\",'Wave Areas'!G142,(IF($B$4=\"NW\",'Wave Areas'!U143,0)))))))))))))))","v":4},{"$f":"IF($B$4=\"SW\",'Wave Areas'!V125,(IF($B$4=\"N\",'Wave Areas'!H88,(IF($B$4=\"NE\",'Wave Areas'!V89,(IF($B$4=\"E\",'Wave Areas'!H106,(IF($B$4=\"SE\",'Wave Areas'!V107,(IF($B$4=\"S\",'Wave Areas'!H124,(IF($B$4=\"W\",'Wave Areas'!H142,(IF($B$4=\"NW\",'Wave Areas'!V143,0)))))))))))))))","v":4},{"$f":"IF($B$4=\"SW\",'Wave Areas'!W125,(IF($B$4=\"N\",'Wave Areas'!I88,(IF($B$4=\"NE\",'Wave Areas'!W89,(IF($B$4=\"E\",'Wave Areas'!I106,(IF($B$4=\"SE\",'Wave Areas'!W107,(IF($B$4=\"S\",'Wave Areas'!I124,(IF($B$4=\"W\",'Wave Areas'!I142,(IF($B$4=\"NW\",'Wave Areas'!W143,0)))))))))))))))","v":4},{"$f":"IF($B$4=\"SW\",'Wave Areas'!X125,(IF($B$4=\"N\",'Wave Areas'!J88,(IF($B$4=\"NE\",'Wave Areas'!X89,(IF($B$4=\"E\",'Wave Areas'!J106,(IF($B$4=\"SE\",'Wave Areas'!X107,(IF($B$4=\"S\",'Wave Areas'!J124,(IF($B$4=\"W\",'Wave Areas'!J142,(IF($B$4=\"NW\",'Wave Areas'!X143,0)))))))))))))))","v":1},{"$f":"IF($B$4=\"SW\",'Wave Areas'!Y125,(IF($B$4=\"N\",'Wave Areas'!K88,(IF($B$4=\"NE\",'Wave Areas'!Y89,(IF($B$4=\"E\",'Wave Areas'!K106,(IF($B$4=\"SE\",'Wave Areas'!Y107,(IF($B$4=\"S\",'Wave Areas'!K124,(IF($B$4=\"W\",'Wave Areas'!K142,(IF($B$4=\"NW\",'Wave Areas'!Y143,0)))))))))))))))","v":0},{"$f":"IF($B$4=\"SW\",'Wave Areas'!Z125,(IF($B$4=\"N\",'Wave Areas'!L88,(IF($B$4=\"NE\",'Wave Areas'!Z89,(IF($B$4=\"E\",'Wave Areas'!L106,(IF($B$4=\"SE\",'Wave Areas'!Z107,(IF($B$4=\"S\",'Wave Areas'!L124,(IF($B$4=\"W\",'Wave Areas'!L142,(IF($B$4=\"NW\",'Wave Areas'!Z143,0)))))))))))))))","v":0},null,10.5,0,0,0,0,0,1.3333333333333333E-3,1.3333333333333333E-3,1.3333333333333333E-3,3.3333333333333332E-4,0,0,4.3333333333333331E-3,null,10.5,0,0,{"$f":"AI58/1004","v":0},{"$f":"AJ58/1004","v":0},{"$f":"AK58/1004","v":1.3280212483399734E-6},{"$f":"AL58/1004","v":1.3280212483399734E-6},{"$f":"AM58/1004","v":1.3280212483399734E-6},{"$f":"AN58/1004","v":3.3200531208499336E-7},0,0,9.2961487383798149E-6,1.3612217795484729E-5]
[null,null,null,null,null,null,null,null,null,null,null,null,null,null,null,null,null,"Total Occurences",null,null,null,null,null,null,null,null,null,null,{"$f":"SUM(S48:AC58)","v":3000},null,null,null,null,null,null,null,null,null,null,null,null,null,null,null,"Sub Totals",{"$f":"SUM(AT48:AT58)","v":0.26366070857165785},50.848723211633242,1112.0427371811479,6723.444134464331,17881.235894854075,24191.826064260466,19316.789507043613,8256.2506387042649,4.9800796812748997E-6,3.3200531208499336E-7,9.8572377158034539E-4,{"$f":"SUM(BE48:BE57)","v":77532.702337851733},"Total"]
[]
[null,null,null,null,null,null,null,null,null,null,null,null,null,null,null,null,null,null,null,null,null,null,null,null,null,null,null,null,null,null,null,null,null,null,null,null,null,null,null,null,null,null,null,null,null,null,null,null,null,null,null,null,null,null,null,null,"Min","Max"]
[null,null,null,null,null,null,null,null,null,null,null,null,null,null,null,null,null,null,null,null,null,null,null,null,null,null,null,null,null,null,null,null,null,null,null,null,null,null,null,null,null,null,null,null,null,null,null,null,null,null,null,null,null,"Relevant Wave Heights",null,null,{"$f":"IF((AND($B$6>AS48,$B$6<AS49)),AS48,(IF((AND($B$6>AS49,$B$6<AS50)),AS49,(IF((AND($B$6>AS50,$B$6<AS51)),AS50,(IF((AND($B$6>AS51,$B$6<AS52)),AS51,(IF((AND($B$6>AS52,$B$6<AS53)),AS52,(IF((AND($B$6>AS53,$B$6<AS54)),AS53,(IF((AND($B$6>AS54,$B$6<AS55)),AS54,(IF((AND($B$6>AS55,$B$6<AS56)),AS55,(IF((AND($B$6>AS56,$B$6<AS57)),AS56,(IF((AND($B$6>AS57,$B$6<AS58)),AS57,(IF($B$6>AS58,AS58,\"\")))))))))))))))))))))","v":1.5},{"$f":"IF((AND($B$6>AS48,$B$6<AS49)),AS49,(IF((AND($B$6>AS49,$B$6<AS50)),AS50,(IF((AND($B$6>AS50,$B$6<AS51)),AS51,(IF((AND($B$6>AS51,$B$6<AS52)),AS52,(IF((AND($B$6>AS52,$B$6<AS53)),AS53,(IF((AND($B$6>AS53,$B$6<AS54)),AS54,(IF((AND($B$6>AS54,$B$6<AS55)),AS55,(IF((AND($B$6>AS55,$B$6<AS56)),AS56,(IF((AND($B$6>AS56,$B$6<AS57)),AS57,(IF((AND($B$6>AS57,$B$6<AS58)),AS58,(IF($B$6>AS58,AS58,\"\")))))))))))))))))))))","v":2.5}]
[null,null,null,null,null,null,null,null,null,null,null,null,null,null,null,null,null,null,null,null,null,null,null,null,null,null,null,null,null,null,null,null,null,null,null,null,null,null,null,null,null,null,null,null,null,null,null,null,null,null,null,null,null,"Relevant Power (kW/m)",null,null,{"$f":"(((($B$6-BE62)*((VLOOKUP(BF62,AS48:BE58,13,FALSE))-(VLOOKUP(BE62,AS48:BE58,13,FALSE))))/(BF62-BE62))+(VLOOKUP(BE62,AS48:BE58,13,FALSE)))*0.001","v":5.6636776841096355}]

{"sheet":"Wave 4","index":16,"n_rows":63,"n_cols":58,"rows_kept":63,"cut":false,"hidden":false,"merged":[[58,17,58,27],[61,53,61,55],[62,53,62,55],[62,56,62,57],[45,2,45,12],[45,17,45,28],[45,30,45,41],[45,44,45,55],[57,0,57,1],[42,17,42,19],[42,30,42,31],[42,44,42,45],[44,2,44,12],[44,17,44,28],[44,30,44,41],[44,44,44,55],[19,44,19,55],[20,2,20,12],[35,53,35,55],[36,53,36,55],[36,56,36,57],[32,0,32,1],[32,17,32,27],[8,1,8,2],[9,1,9,2],[16,30,16,31],[19,2,19,12],[19,17,19,28],[19,30,19,41],[16,44,16,45],[17,44,17,55],[18,17,18,28],[18,30,18,41],[18,44,18,55],[7,1,7,2],[2,1,2,2],[3,1,3,2],[4,1,4,2],[5,1,5,2],[6,1,6,2]]}
["Wave Resource"]
[]
[{"$f":"Input!I45","v":"Site Name"},{"$f":"Input!J75","v":"[Enter Name]"}]
[{"$f":"Input!I46","v":"Position Relevant to Island"},{"$f":"Input!J76","v":"[Select Value]"}]
[{"$f":"Input!I47","v":"Relevant Ocean Wave Area"},{"$f":"Input!J77","v":"[Select Area]"}]
[{"$f":"Input!I48","v":"Average Wave Height"},{"$f":"Input!J78","v":"[Enter Value]"}]
[{"$f":"Input!I49","v":"Proximity to Grid Connection"},{"$f":"Input!J79","v":"[Select Value]"}]
[{"$f":"Input!I50","v":"Average Water Depth"},{"$f":"Input!J80","v":"[Select Value]"}]
[{"$f":"Input!I51","v":"Seabed Topography"},{"$f":"Input!J81","v":"[Select Value]"}]
[{"$f":"Input!I52","v":"Accessibility"},{"$f":"Input!J82","v":"[Select Value]"}]
[]
["Relavant Wave Power",{"$f":"IF(B8<>\"[Select Value]\",(IF(B8=\"> 20m\", BE63,BE37)),0)","v":0}]
[]
["Transitional Waters Calculation (",">20m"]
[]
["Wave Velocity C","(m/s)",{"$f":"(C17/C18)","v":5.4628571428571435},6.9888888888888889,8.3109090909090906,9.2892307692307696,9.9653333333333318,10.436470588235293,10.77157894736842,11.016190476190477,11.201739130434783,11.344799999999999,11.455555555555556]
["Wave Length (λ)","(m)",19.12,31.45,45.71,60.38,74.739999999999995,88.71,102.33,115.67,128.82,141.81,154.65]
["Wave Period (T)","(s)",3.5,4.5,5.5,6.5,7.5,8.5,9.5,10.5,11.5,12.5,13.5]
[null,null,null,null,null,null,null,null,null,null,null,null,null,null,null,null,null,"North Sea Area 10",null,null,null,null,null,null,null,null,null,null,null,null,"North Sea Area 10",null,null,null,null,null,null,null,null,null,null,null,null,null,"North Sea Area 10"]
["Energy","Wave Height (Hs)","Power",null,null,null,null,null,null,null,null,null,null,"Total Power",null,null,null,"Number of Occurences",null,null,null,null,null,null,null,null,null,null,null,null,"Percentage of Occurences",null,null,null,null,null,null,null,null,null,null,null,null,null,"Annual Power (W/m)",null,null,null,null,null,null,null,null,null,null,null,"Total Power"]
["(J)","(m)","(W/m)",null,null,null,null,null,null,null,null,null,null,"(W/m)",null,null,null,"Hs                      T",3.5,4.5,5.5,6.5,7.5,8.5,9.5,10.5,11.5,12.5,13.5,null,"Hs                 T",3.5,4.5,5.5,6.5,7.5,8.5,9.5,10.5,11.5,12.5,13.5,"Availability",null,"Hs           T",3.5,4.5,5.5,6.5,7.5,8.5,9.5,10.5,11.5,12.5,13.5,"(W/m)"]
[{"$f":"(1025*9.81*B22^2)/8","v":314.2265625},0.5,{"$f":"$A22*($C$16)","v":1716.5748214285716},{"$f":"$A22*(D16)","v":2196.0945312499998},{"$f":"A22*($E$16)","v":2611.5083948863635},{"$f":"$A22*($F$16)","v":2918.9230528846156},{"$f":"$A22*($G$16)","v":3131.3724374999997},{"$f":"$A22*($H$16)","v":3279.416277573529},0,0,0,0,0,{"$f":"SUM(C22:M22)","v":15853.889515523078},null,null,null,0.5,{"$f":"IF($B$4=\"SW\",'Wave Areas'!P115,(IF($B$4=\"N\",'Wave Areas'!B78,(IF($B$4=\"NE\",'Wave Areas'!P79,(IF($B$4=\"E\",'Wave Areas'!B96,(IF($B$4=\"SE\",'Wave Areas'!P97,(IF($B$4=\"S\",'Wave Areas'!B114,(IF($B$4=\"W\",'Wave Areas'!B132,(IF($B$4=\"NW\",'Wave Areas'!P133,0)))))))))))))))","v":0},{"$f":"IF($B$4=\"SW\",'Wave Areas'!Q115,(IF($B$4=\"N\",'Wave Areas'!C78,(IF($B$4=\"NE\",'Wave Areas'!Q79,(IF($B$4=\"E\",'Wave Areas'!C96,(IF($B$4=\"SE\",'Wave Areas'!Q97,(IF($B$4=\"S\",'Wave Areas'!C114,(IF($B$4=\"W\",'Wave Areas'!C132,(IF($B$4=\"NW\",'Wave Areas'!Q133,0)))))))))))))))","v":0},{"$f":"IF($B$4=\"SW\",'Wave Areas'!R115,(IF($B$4=\"N\",'Wave Areas'!D78,(IF($B$4=\"NE\",'Wave Areas'!R79,(IF($B$4=\"E\",'Wave Areas'!D96,(IF($B$4=\"SE\",'Wave Areas'!R97,(IF($B$4=\"S\",'Wave Areas'!D114,(IF($B$4=\"W\",'Wave Areas'!D132,(IF($B$4=\"NW\",'Wave Areas'!R133,0)))))))))))))))","v":0},{"$f":"IF($B$4=\"SW\",'Wave Areas'!S115,(IF($B$4=\"N\",'Wave Areas'!E78,(IF($B$4=\"NE\",'Wave Areas'!S79,(IF($B$4=\"E\",'Wave Areas'!E96,(IF($B$4=\"SE\",'Wave Areas'!S97,(IF($B$4=\"S\",'Wave Areas'!E114,(IF($B$4=\"W\",'Wave Areas'!E132,(IF($B$4=\"NW\",'Wave Areas'!S133,0)))))))))))))))","v":0},{"$f":"IF($B$4=\"SW\",'Wave Areas'!T115,(IF($B$4=\"N\",'Wave Areas'!F78,(IF($B$4=\"NE\",'Wave Areas'!T79,(IF($B$4=\"E\",'Wave Areas'!F96,(IF($B$4=\"SE\",'Wave Areas'!T97,(IF($B$4=\"S\",'Wave Areas'!F114,(IF($B$4=\"W\",'Wave Areas'!F132,(IF($B$4=\"NW\",'Wave Areas'!T133,0)))))))))))))))","v":0},{"$f":"IF($B$4=\"SW\",'Wave Areas'!U115,(IF($B$4=\"N\",'Wave Areas'!G78,(IF($B$4=\"NE\",'Wave Areas'!U79,(IF($B$4=\"E\",'Wave Areas'!G96,(IF($B$4=\"SE\",'Wave Areas'!U97,(IF($B$4=\"S\",'Wave Areas'!G114,(IF($B$4=\"W\",'Wave Areas'!G132,(IF($B$4=\"NW\",'Wave Areas'!U133,0)))))))))))))))","v":0},{"$f":"IF($B$4=\"SW\",'Wave Areas'!V115,(IF($B$4=\"N\",'Wave Areas'!H78,(IF($B$4=\"NE\",'Wave Areas'!V79,(IF($B$4=\"E\",'Wave Areas'!H96,(IF($B$4=\"SE\",'Wave Areas'!V97,(IF($B$4=\"S\",'Wave Areas'!H114,(IF($B$4=\"W\",'Wave Areas'!H132,(IF($B$4=\"NW\",'Wave Areas'!V133,0)))))))))))))))","v":0},{"$f":"IF($B$4=\"SW\",'Wave Areas'!W115,(IF($B$4=\"N\",'Wave Areas'!I78,(IF($B$4=\"NE\",'Wave Areas'!W79,(IF($B$4=\"E\",'Wave Areas'!I96,(IF($B$4=\"SE\",'Wave Areas'!W97,(IF($B$4=\"S\",'Wave Areas'!I114,(IF($B$4=\"W\",'Wave Areas'!I132,(IF($B$4=\"NW\",'Wave Areas'!W133,0)))))))))))))))","v":0},{"$f":"IF($B$4=\"SW\",'Wave Areas'!X115,(IF($B$4=\"N\",'Wave Areas'!J78,(IF($B$4=\"NE\",'Wave Areas'!X79,(IF($B$4=\"E\",'Wave Areas'!J96,(IF($B$4=\"SE\",'Wave Areas'!X97,(IF($B$4=\"S\",'Wave Areas'!J114,(IF($B$4=\"W\",'Wave Areas'!J132,(IF($B$4=\"NW\",'Wave Areas'!X133,0)))))))))))))))","v":0},{"$f":"IF($B$4=\"SW\",'Wave Areas'!Y115,(IF($B$4=\"N\",'Wave Areas'!K78,(IF($B$4=\"NE\",'Wave Areas'!Y79,(IF($B$4=\"E\",'Wave Areas'!K96,(IF($B$4=\"SE\",'Wave Areas'!Y97,(IF($B$4=\"S\",'Wave Areas'!K114,(IF($B$4=\"W\",'Wave Areas'!K132,(IF($B$4=\"NW\",'Wave Areas'!Y133,0)))))))))))))))","v":0},{"$f":"IF($B$4=\"SW\",'Wave Areas'!Z115,(IF($B$4=\"N\",'Wave Areas'!L78,(IF($B$4=\"NE\",'Wave Areas'!Z79,(IF($B$4=\"E\",'Wave Areas'!L96,(IF($B$4=\"SE\",'Wave Areas'!Z97,(IF($B$4=\"S\",'Wave Areas'!L114,(IF($B$4=\"W\",'Wave Areas'!L132,(IF($B$4=\"NW\",'Wave Areas'!Z133,0)))))))))))))))","v":0},null,0.5,{"$f":"S22/($AC$33)","v":{"$error":"#DIV/0!"}},{"$f":"T22/($AC$33)","v":{"$error":"#DIV/0!"}},{"$error":"#DIV/0!"},{"$error":"#DIV/0!"},{"$error":"#DIV/0!"},{"$error":"#DIV/0!"},{"$error":"#DIV/0!"},{"$error":"#DIV/0!"},{"$error":"#DIV/0!"},{"$error":"#DIV/0!"},{"$error":"#DIV/0!"},{"$f":"SUM(AF22:AP22)","v":{"$error":"#DIV/0!"}},null,0.5,{"$f":"C22*AF22","v":{"$error":"#DIV/0!"}},{"$error":"#DIV/0!"},{"$error":"#DIV/0!"},{"$error":"#DIV/0!"},{"$error":"#DIV/0!"},{"$error":"#DIV/0!"},{"$f":"AM22/1004","v":{"$error":"#DIV/0!"}},{"$f":"AN22/1004","v":{"$error":"#DIV/0!"}},{"$f":"AO22/1004","v":{"$error":"#DIV/0!"}},{"$f":"AP22/1004","v":{"$error":"#DIV/0!"}},{"$f":"AQ20/1004","v":0},{"$f":"SUM(AT22:BD22)","v":{"$error":"#DIV/0!"}}]
[2828.0390625,1.5,{"$f":"$A23*($C$16)","v":15449.173392857145},{"$f":"A23*($D$16)","v":19764.850781249999},23503.575553977273,{"$f":"$A23*($F$16)","v":26270.307475961541},28182.351937499996,29514.746498161763,{"$f":"$A23*($I$16)","v":30462.446027960523},{"$f":"$A23*($J$16)","v":31154.216986607145},0,0,0,204301.66865427536,null,null,null,1.5,{"$f":"IF($B$4=\"SW\",'Wave Areas'!P116,(IF($B$4=\"N\",'Wave Areas'!B79,(IF($B$4=\"NE\",'Wave Areas'!P80,(IF($B$4=\"E\",'Wave Areas'!B97,(IF($B$4=\"SE\",'Wave Areas'!P98,(IF($B$4=\"S\",'Wave Areas'!B115,(IF($B$4=\"W\",'Wave Areas'!B133,(IF($B$4=\"NW\",'Wave Areas'!P134,0)))))))))))))))","v":0},{"$f":"IF($B$4=\"SW\",'Wave Areas'!Q116,(IF($B$4=\"N\",'Wave Areas'!C79,(IF($B$4=\"NE\",'Wave Areas'!Q80,(IF($B$4=\"E\",'Wave Areas'!C97,(IF($B$4=\"SE\",'Wave Areas'!Q98,(IF($B$4=\"S\",'Wave Areas'!C115,(IF($B$4=\"W\",'Wave Areas'!C133,(IF($B$4=\"NW\",'Wave Areas'!Q134,0)))))))))))))))","v":0},{"$f":"IF($B$4=\"SW\",'Wave Areas'!R116,(IF($B$4=\"N\",'Wave Areas'!D79,(IF($B$4=\"NE\",'Wave Areas'!R80,(IF($B$4=\"E\",'Wave Areas'!D97,(IF($B$4=\"SE\",'Wave Areas'!R98,(IF($B$4=\"S\",'Wave Areas'!D115,(IF($B$4=\"W\",'Wave Areas'!D133,(IF($B$4=\"NW\",'Wave Areas'!R134,0)))))))))))))))","v":0},{"$f":"IF($B$4=\"SW\",'Wave Areas'!S116,(IF($B$4=\"N\",'Wave Areas'!E79,(IF($B$4=\"NE\",'Wave Areas'!S80,(IF($B$4=\"E\",'Wave Areas'!E97,(IF($B$4=\"SE\",'Wave Areas'!S98,(IF($B$4=\"S\",'Wave Areas'!E115,(IF($B$4=\"W\",'Wave Areas'!E133,(IF($B$4=\"NW\",'Wave Areas'!S134,0)))))))))))))))","v":0},{"$f":"IF($B$4=\"SW\",'Wave Areas'!T116,(IF($B$4=\"N\",'Wave Areas'!F79,(IF($B$4=\"NE\",'Wave Areas'!T80,(IF($B$4=\"E\",'Wave Areas'!F97,(IF($B$4=\"SE\",'Wave Areas'!T98,(IF($B$4=\"S\",'Wave Areas'!F115,(IF($B$4=\"W\",'Wave Areas'!F133,(IF($B$4=\"NW\",'Wave Areas'!T134,0)))))))))))))))","v":0},{"$f":"IF($B$4=\"SW\",'Wave Areas'!U116,(IF($B$4=\"N\",'Wave Areas'!G79,(IF($B$4=\"NE\",'Wave Areas'!U80,(IF($B$4=\"E\",'Wave Areas'!G97,(IF($B$4=\"SE\",'Wave Areas'!U98,(IF($B$4=\"S\",'Wave Areas'!G115,(IF($B$4=\"W\",'Wave Areas'!G133,(IF($B$4=\"NW\",'Wave Areas'!U134,0)))))))))))))))","v":0},{"$f":"IF($B$4=\"SW\",'Wave Areas'!V116,(IF($B$4=\"N\",'Wave Areas'!H79,(IF($B$4=\"NE\",'Wave Areas'!V80,(IF($B$4=\"E\",'Wave Areas'!H97,(IF($B$4=\"SE\",'Wave Areas'!V98,(IF($B$4=\"S\",'Wave Areas'!H115,(IF($B$4=\"W\",'Wave Areas'!H133,(IF($B$4=\"NW\",'Wave Areas'!V134,0)))))))))))))))","v":0},{"$f":"IF($B$4=\"SW\",'Wave Areas'!W116,(IF($B$4=\"N\",'Wave Areas'!I79,(IF($B$4=\"NE\",'Wave Areas'!W80,(IF($B$4=\"E\",'Wave Areas'!I97,(IF($B$4=\"SE\",'Wave Areas'!W98,(IF($B$4=\"S\",'Wave Areas'!I115,(IF($B$4=\"W\",'Wave Areas'!I133,(IF($B$4=\"NW\",'Wave Areas'!W134,0)))))))))))))))","v":0},{"$f":"IF($B$4=\"SW\",'Wave Areas'!X116,(IF($B$4=\"N\",'Wave Areas'!J79,(IF($B$4=\"NE\",'Wave Areas'!X80,(IF($B$4=\"E\",'Wave Areas'!J97,(IF($B$4=\"SE\",'Wave Areas'!X98,(IF($B$4=\"S\",'Wave Areas'!J115,(IF($B$4=\"W\",'Wave Areas'!J133,(IF($B$4=\"NW\",'Wave Areas'!X134,0)))))))))))))))","v":0},{"$f":"IF($B$4=\"SW\",'Wave Areas'!Y116,(IF($B$4=\"N\",'Wave Areas'!K79,(IF($B$4=\"NE\",'Wave Areas'!Y80,(IF($B$4=\"E\",'Wave Areas'!K97,(IF($B$4=\"SE\",'Wave Areas'!Y98,(IF($B$4=\"S\",'Wave Areas'!K115,(IF($B$4=\"W\",'Wave Areas'!K133,(IF($B$4=\"NW\",'Wave Areas'!Y134,0)))))))))))))))","v":0},{"$f":"IF($B$4=\"SW\",'Wave Areas'!Z116,(IF($B$4=\"N\",'Wave Areas'!L79,(IF($B$4=\"NE\",'Wave Areas'!Z80,(IF($B$4=\"E\",'Wave Areas'!L97,(IF($B$4=\"SE\",'Wave Areas'!Z98,(IF($B$4=\"S\",'Wave Areas'!L115,(IF($B$4=\"W\",'Wave Areas'!L133,(IF($B$4=\"NW\",'Wave Areas'!Z134,0)))))))))))))))","v":0},null,1.5,{"$f":"S23/($AC$33)","v":{"$error":"#DIV/0!"}},{"$error":"#DIV/0!"},{"$error":"#DIV/0!"},{"$error":"#DIV/0!"},{"$error":"#DIV/0!"},{"$error":"#DIV/0!"},{"$error":"#DIV/0!"},{"$error":"#DIV/0!"},{"$error":"#DIV/0!"},{"$error":"#DIV/0!"},{"$error":"#DIV/0!"},{"$f":"SUM(AF23:AP23)","v":{"$error":"#DIV/0!"}},null,1.5,{"$error":"#DIV/0!"},{"$error":"#DIV/0!"},{"$error":"#DIV/0!"},{"$error":"#DIV/0!"},{"$error":"#DIV/0!"},{"$error":"#DIV/0!"},{"$error":"#DIV/0!"},{"$error":"#DIV/0!"},{"$f":"AO23/1004","v":{"$error":"#DIV/0!"}},{"$error":"#DIV/0!"},{"$f":"AQ22/1004","v":{"$error":"#DIV/0!"}},{"$error":"#DIV/0!"}]
[7855.6640625,2.5,0,{"$f":"A24*($D$16)","v":54902.36328125},65287.709872159088,{"$f":"$A24*($F$16)","v":72973.07632211539},78284.310937499991,81985.406939338223,84617.90563322368,86539.49162946429,0,0,0,524590.26461505075,null,null,null,2.5,{"$f":"IF($B$4=\"SW\",'Wave Areas'!P117,(IF($B$4=\"N\",'Wave Areas'!B80,(IF($B$4=\"NE\",'Wave Areas'!P81,(IF($B$4=\"E\",'Wave Areas'!B98,(IF($B$4=\"SE\",'Wave Areas'!P99,(IF($B$4=\"S\",'Wave Areas'!B116,(IF($B$4=\"W\",'Wave Areas'!B134,(IF($B$4=\"NW\",'Wave Areas'!P135,0)))))))))))))))","v":0},{"$f":"IF($B$4=\"SW\",'Wave Areas'!Q117,(IF($B$4=\"N\",'Wave Areas'!C80,(IF($B$4=\"NE\",'Wave Areas'!Q81,(IF($B$4=\"E\",'Wave Areas'!C98,(IF($B$4=\"SE\",'Wave Areas'!Q99,(IF($B$4=\"S\",'Wave Areas'!C116,(IF($B$4=\"W\",'Wave Areas'!C134,(IF($B$4=\"NW\",'Wave Areas'!Q135,0)))))))))))))))","v":0},{"$f":"IF($B$4=\"SW\",'Wave Areas'!R117,(IF($B$4=\"N\",'Wave Areas'!D80,(IF($B$4=\"NE\",'Wave Areas'!R81,(IF($B$4=\"E\",'Wave Areas'!D98,(IF($B$4=\"SE\",'Wave Areas'!R99,(IF($B$4=\"S\",'Wave Areas'!D116,(IF($B$4=\"W\",'Wave Areas'!D134,(IF($B$4=\"NW\",'Wave Areas'!R135,0)))))))))))))))","v":0},{"$f":"IF($B$4=\"SW\",'Wave Areas'!S117,(IF($B$4=\"N\",'Wave Areas'!E80,(IF($B$4=\"NE\",'Wave Areas'!S81,(IF($B$4=\"E\",'Wave Areas'!E98,(IF($B$4=\"SE\",'Wave Areas'!S99,(IF($B$4=\"S\",'Wave Areas'!E116,(IF($B$4=\"W\",'Wave Areas'!E134,(IF($B$4=\"NW\",'Wave Areas'!S135,0)))))))))))))))","v":0},{"$f":"IF($B$4=\"SW\",'Wave Areas'!T117,(IF($B$4=\"N\",'Wave Areas'!F80,(IF($B$4=\"NE\",'Wave Areas'!T81,(IF($B$4=\"E\",'Wave Areas'!F98,(IF($B$4=\"SE\",'Wave Areas'!T99,(IF($B$4=\"S\",'Wave Areas'!F116,(IF($B$4=\"W\",'Wave Areas'!F134,(IF($B$4=\"NW\",'Wave Areas'!T135,0)))))))))))))))","v":0},{"$f":"IF($B$4=\"SW\",'Wave Areas'!U117,(IF($B$4=\"N\",'Wave Areas'!G80,(IF($B$4=\"NE\",'Wave Areas'!U81,(IF($B$4=\"E\",'Wave Areas'!G98,(IF($B$4=\"SE\",'Wave Areas'!U99,(IF($B$4=\"S\",'Wave Areas'!G116,(IF($B$4=\"W\",'Wave Areas'!G134,(IF($B$4=\"NW\",'Wave Areas'!U135,0)))))))))))))))","v":0},{"$f":"IF($B$4=\"SW\",'Wave Areas'!V117,(IF($B$4=\"N\",'Wave Areas'!H80,(IF($B$4=\"NE\",'Wave Areas'!V81,(IF($B$4=\"E\",'Wave Areas'!H98,(IF($B$4=\"SE\",'Wave Areas'!V99,(IF($B$4=\"S\",'Wave Areas'!H116,(IF($B$4=\"W\",'Wave Areas'!H134,(IF($B$4=\"NW\",'Wave Areas'!V135,0)))))))))))))))","v":0},{"$f":"IF($B$4=\"SW\",'Wave Areas'!W117,(IF($B$4=\"N\",'Wave Areas'!I80,(IF($B$4=\"NE\",'Wave Areas'!W81,(IF($B$4=\"E\",'Wave Areas'!I98,(IF($B$4=\"SE\",'Wave Areas'!W99,(IF($B$4=\"S\",'Wave Areas'!I116,(IF($B$4=\"W\",'Wave Areas'!I134,(IF($B$4=\"NW\",'Wave Areas'!W135,0)))))))))))))))","v":0},{"$f":"IF($B$4=\"SW\",'Wave Areas'!X117,(IF($B$4=\"N\",'Wave Areas'!J80,(IF($B$4=\"NE\",'Wave Areas'!X81,(IF($B$4=\"E\",'Wave Areas'!J98,(IF($B$4=\"SE\",'Wave Areas'!X99,(IF($B$4=\"S\",'Wave Areas'!J116,(IF($B$4=\"W\",'Wave Areas'!J134,(IF($B$4=\"NW\",'Wave Areas'!X135,0)))))))))))))))","v":0},{"$f":"IF($B$4=\"SW\",'Wave Areas'!Y117,(IF($B$4=\"N\",'Wave Areas'!K80,(IF($B$4=\"NE\",'Wave Areas'!Y81,(IF($B$4=\"E\",'Wave Areas'!K98,(IF($B$4=\"SE\",'Wave Areas'!Y99,(IF($B$4=\"S\",'Wave Areas'!K116,(IF($B$4=\"W\",'Wave Areas'!K134,(IF($B$4=\"NW\",'Wave Areas'!Y135,0)))))))))))))))","v":0},{"$f":"IF($B$4=\"SW\",'Wave Areas'!Z117,(IF($B$4=\"N\",'Wave Areas'!L80,(IF($B$4=\"NE\",'Wave Areas'!Z81,(IF($B$4=\"E\",'Wave Areas'!L98,(IF($B$4=\"SE\",'Wave Areas'!Z99,(IF($B$4=\"S\",'Wave Areas'!L116,(IF($B$4=\"W\",'Wave Areas'!L134,(IF($B$4=\"NW\",'Wave Areas'!Z135,0)))))))))))))))","v":0},null,2.5,{"$error":"#DIV/0!"},{"$f":"T24/($AC$33)","v":{"$error":"#DIV/0!"}},{"$f":"U24/($AC$33)","v":{"$error":"#DIV/0!"}},{"$error":"#DIV/0!"},{"$error":"#DIV/0!"},{"$error":"#DIV/0!"},{"$error":"#DIV/0!"},{"$error":"#DIV/0!"},{"$error":"#DIV/0!"},{"$error":"#DIV/0!"},{"$error":"#DIV/0!"},{"$error":"#DIV/0!"},null,2.5,{"$f":"AG24/1004","v":{"$error":"#DIV/0!"}},{"$f":"D24*AG24","v":{"$error":"#DIV/0!"}},{"$error":"#DIV/0!"},{"$error":"#DIV/0!"},{"$error":"#DIV/0!"},{"$error":"#DIV/0!"},{"$error":"#DIV/0!"},{"$error":"#DIV/0!"},{"$error":"#DIV/0!"},{"$error":"#DIV/0!"},{"$error":"#DIV/0!"},{"$error":"#DIV/0!"}]
[15397.1015625,3.5,0,{"$f":"A25*($D$16)","v":107608.63203125},127963.91134943182,{"$f":"$A25*($F$16)","v":143027.22959134617},153437.24943749997,160691.39760110292,165851.09504111842,169617.40359375,0,0,0,1028196.9186454994,null,null,null,3.5,{"$f":"IF($B$4=\"SW\",'Wave Areas'!P118,(IF($B$4=\"N\",'Wave Areas'!B81,(IF($B$4=\"NE\",'Wave Areas'!P82,(IF($B$4=\"E\",'Wave Areas'!B99,(IF($B$4=\"SE\",'Wave Areas'!P100,(IF($B$4=\"S\",'Wave Areas'!B117,(IF($B$4=\"W\",'Wave Areas'!B135,(IF($B$4=\"NW\",'Wave Areas'!P136,0)))))))))))))))","v":0},{"$f":"IF($B$4=\"SW\",'Wave Areas'!Q118,(IF($B$4=\"N\",'Wave Areas'!C81,(IF($B$4=\"NE\",'Wave Areas'!Q82,(IF($B$4=\"E\",'Wave Areas'!C99,(IF($B$4=\"SE\",'Wave Areas'!Q100,(IF($B$4=\"S\",'Wave Areas'!C117,(IF($B$4=\"W\",'Wave Areas'!C135,(IF($B$4=\"NW\",'Wave Areas'!Q136,0)))))))))))))))","v":0},{"$f":"IF($B$4=\"SW\",'Wave Areas'!R118,(IF($B$4=\"N\",'Wave Areas'!D81,(IF($B$4=\"NE\",'Wave Areas'!R82,(IF($B$4=\"E\",'Wave Areas'!D99,(IF($B$4=\"SE\",'Wave Areas'!R100,(IF($B$4=\"S\",'Wave Areas'!D117,(IF($B$4=\"W\",'Wave Areas'!D135,(IF($B$4=\"NW\",'Wave Areas'!R136,0)))))))))))))))","v":0},{"$f":"IF($B$4=\"SW\",'Wave Areas'!S118,(IF($B$4=\"N\",'Wave Areas'!E81,(IF($B$4=\"NE\",'Wave Areas'!S82,(IF($B$4=\"E\",'Wave Areas'!E99,(IF($B$4=\"SE\",'Wave Areas'!S100,(IF($B$4=\"S\",'Wave Areas'!E117,(IF($B$4=\"W\",'Wave Areas'!E135,(IF($B$4=\"NW\",'Wave Areas'!S136,0)))))))))))))))","v":0},{"$f":"IF($B$4=\"SW\",'Wave Areas'!T118,(IF($B$4=\"N\",'Wave Areas'!F81,(IF($B$4=\"NE\",'Wave Areas'!T82,(IF($B$4=\"E\",'Wave Areas'!F99,(IF($B$4=\"SE\",'Wave Areas'!T100,(IF($B$4=\"S\",'Wave Areas'!F117,(IF($B$4=\"W\",'Wave Areas'!F135,(IF($B$4=\"NW\",'Wave Areas'!T136,0)))))))))))))))","v":0},{"$f":"IF($B$4=\"SW\",'Wave Areas'!U118,(IF($B$4=\"N\",'Wave Areas'!G81,(IF($B$4=\"NE\",'Wave Areas'!U82,(IF($B$4=\"E\",'Wave Areas'!G99,(IF($B$4=\"SE\",'Wave Areas'!U100,(IF($B$4=\"S\",'Wave Areas'!G117,(IF($B$4=\"W\",'Wave Areas'!G135,(IF($B$4=\"NW\",'Wave Areas'!U136,0)))))))))))))))","v":0},{"$f":"IF($B$4=\"SW\",'Wave Areas'!V118,(IF($B$4=\"N\",'Wave Areas'!H81,(IF($B$4=\"NE\",'Wave Areas'!V82,(IF($B$4=\"E\",'Wave Areas'!H99,(IF($B$4=\"SE\",'Wave Areas'!V100,(IF($B$4=\"S\",'Wave Areas'!H117,(IF($B$4=\"W\",'Wave Areas'!H135,(IF($B$4=\"NW\",'Wave Areas'!V136,0)))))))))))))))","v":0},{"$f":"IF($B$4=\"SW\",'Wave Areas'!W118,(IF($B$4=\"N\",'Wave Areas'!I81,(IF($B$4=\"NE\",'Wave Areas'!W82,(IF($B$4=\"E\",'Wave Areas'!I99,(IF($B$4=\"SE\",'Wave Areas'!W100,(IF($B$4=\"S\",'Wave Areas'!I117,(IF($B$4=\"W\",'Wave Areas'!I135,(IF($B$4=\"NW\",'Wave Areas'!W136,0)))))))))))))))","v":0},{"$f":"IF($B$4=\"SW\",'Wave Areas'!X118,(IF($B$4=\"N\",'Wave Areas'!J81,(IF($B$4=\"NE\",'Wave Areas'!X82,(IF($B$4=\"E\",'Wave Areas'!J99,(IF($B$4=\"SE\",'Wave Areas'!X100,(IF($B$4=\"S\",'Wave Areas'!J117,(IF($B$4=\"W\",'Wave Areas'!J135,(IF($B$4=\"NW\",'Wave Areas'!X136,0)))))))))))))))","v":0},{"$f":"IF($B$4=\"SW\",'Wave Areas'!Y118,(IF($B$4=\"N\",'Wave Areas'!K81,(IF($B$4=\"NE\",'Wave Areas'!Y82,(IF($B$4=\"E\",'Wave Areas'!K99,(IF($B$4=\"SE\",'Wave Areas'!Y100,(IF($B$4=\"S\",'Wave Areas'!K117,(IF($B$4=\"W\",'Wave Areas'!K135,(IF($B$4=\"NW\",'Wave Areas'!Y136,0)))))))))))))))","v":0},{"$f":"IF($B$4=\"SW\",'Wave Areas'!Z118,(IF($B$4=\"N\",'Wave Areas'!L81,(IF($B$4=\"NE\",'Wave Areas'!Z82,(IF($B$4=\"E\",'Wave Areas'!L99,(IF($B$4=\"SE\",'Wave Areas'!Z100,(IF($B$4=\"S\",'Wave Areas'!L117,(IF($B$4=\"W\",'Wave Areas'!L135,(IF($B$4=\"NW\",'Wave Areas'!Z136,0)))))))))))))))","v":0},null,3.5,{"$error":"#DIV/0!"},{"$error":"#DIV/0!"},{"$error":"#DIV/0!"},{"$error":"#DIV/0!"},{"$error":"#DIV/0!"},{"$error":"#DIV/0!"},{"$error":"#DIV/0!"},{"$error":"#DIV/0!"},{"$error":"#DIV/0!"},{"$error":"#DIV/0!"},{"$error":"#DIV/0!"},{"$error":"#DIV/0!"},null,3.5,{"$error":"#DIV/0!"},{"$error":"#DIV/0!"},{"$error":"#DIV/0!"},{"$error":"#DIV/0!"},{"$error":"#DIV/0!"},{"$error":"#DIV/0!"},{"$error":"#DIV/0!"},{"$error":"#DIV/0!"},{"$error":"#DIV/0!"},{"$error":"#DIV/0!"},{"$error":"#DIV/0!"},{"$error":"#DIV/0!"}]
[25452.3515625,4.5,0,{"$f":"A26*($D$16)","v":177883.65703125001},211532.17998579543,{"$f":"$A26*($F$16/2)","v":118216.38364182693},253641.16743749997,265632.71848345589,274162.01425164472,280387.95287946431,0,0,0,1581456.0737109373,null,null,null,4.5,{"$f":"IF($B$4=\"SW\",'Wave Areas'!P119,(IF($B$4=\"N\",'Wave Areas'!B82,(IF($B$4=\"NE\",'Wave Areas'!P83,(IF($B$4=\"E\",'Wave Areas'!B100,(IF($B$4=\"SE\",'Wave Areas'!P101,(IF($B$4=\"S\",'Wave Areas'!B118,(IF($B$4=\"W\",'Wave Areas'!B136,(IF($B$4=\"NW\",'Wave Areas'!P137,0)))))))))))))))","v":0},{"$f":"IF($B$4=\"SW\",'Wave Areas'!Q119,(IF($B$4=\"N\",'Wave Areas'!C82,(IF($B$4=\"NE\",'Wave Areas'!Q83,(IF($B$4=\"E\",'Wave Areas'!C100,(IF($B$4=\"SE\",'Wave Areas'!Q101,(IF($B$4=\"S\",'Wave Areas'!C118,(IF($B$4=\"W\",'Wave Areas'!C136,(IF($B$4=\"NW\",'Wave Areas'!Q137,0)))))))))))))))","v":0},{"$f":"IF($B$4=\"SW\",'Wave Areas'!R119,(IF($B$4=\"N\",'Wave Areas'!D82,(IF($B$4=\"NE\",'Wave Areas'!R83,(IF($B$4=\"E\",'Wave Areas'!D100,(IF($B$4=\"SE\",'Wave Areas'!R101,(IF($B$4=\"S\",'Wave Areas'!D118,(IF($B$4=\"W\",'Wave Areas'!D136,(IF($B$4=\"NW\",'Wave Areas'!R137,0)))))))))))))))","v":0},{"$f":"IF($B$4=\"SW\",'Wave Areas'!S119,(IF($B$4=\"N\",'Wave Areas'!E82,(IF($B$4=\"NE\",'Wave Areas'!S83,(IF($B$4=\"E\",'Wave Areas'!E100,(IF($B$4=\"SE\",'Wave Areas'!S101,(IF($B$4=\"S\",'Wave Areas'!E118,(IF($B$4=\"W\",'Wave Areas'!E136,(IF($B$4=\"NW\",'Wave Areas'!S137,0)))))))))))))))","v":0},{"$f":"IF($B$4=\"SW\",'Wave Areas'!T119,(IF($B$4=\"N\",'Wave Areas'!F82,(IF($B$4=\"NE\",'Wave Areas'!T83,(IF($B$4=\"E\",'Wave Areas'!F100,(IF($B$4=\"SE\",'Wave Areas'!T101,(IF($B$4=\"S\",'Wave Areas'!F118,(IF($B$4=\"W\",'Wave Areas'!F136,(IF($B$4=\"NW\",'Wave Areas'!T137,0)))))))))))))))","v":0},{"$f":"IF($B$4=\"SW\",'Wave Areas'!U119,(IF($B$4=\"N\",'Wave Areas'!G82,(IF($B$4=\"NE\",'Wave Areas'!U83,(IF($B$4=\"E\",'Wave Areas'!G100,(IF($B$4=\"SE\",'Wave Areas'!U101,(IF($B$4=\"S\",'Wave Areas'!G118,(IF($B$4=\"W\",'Wave Areas'!G136,(IF($B$4=\"NW\",'Wave Areas'!U137,0)))))))))))))))","v":0},{"$f":"IF($B$4=\"SW\",'Wave Areas'!V119,(IF($B$4=\"N\",'Wave Areas'!H82,(IF($B$4=\"NE\",'Wave Areas'!V83,(IF($B$4=\"E\",'Wave Areas'!H100,(IF($B$4=\"SE\",'Wave Areas'!V101,(IF($B$4=\"S\",'Wave Areas'!H118,(IF($B$4=\"W\",'Wave Areas'!H136,(IF($B$4=\"NW\",'Wave Areas'!V137,0)))))))))))))))","v":0},{"$f":"IF($B$4=\"SW\",'Wave Areas'!W119,(IF($B$4=\"N\",'Wave Areas'!I82,(IF($B$4=\"NE\",'Wave Areas'!W83,(IF($B$4=\"E\",'Wave Areas'!I100,(IF($B$4=\"SE\",'Wave Areas'!W101,(IF($B$4=\"S\",'Wave Areas'!I118,(IF($B$4=\"W\",'Wave Areas'!I136,(IF($B$4=\"NW\",'Wave Areas'!W137,0)))))))))))))))","v":0},{"$f":"IF($B$4=\"SW\",'Wave Areas'!X119,(IF($B$4=\"N\",'Wave Areas'!J82,(IF($B$4=\"NE\",'Wave Areas'!X83,(IF($B$4=\"E\",'Wave Areas'!J100,(IF($B$4=\"SE\",'Wave Areas'!X101,(IF($B$4=\"S\",'Wave Areas'!J118,(IF($B$4=\"W\",'Wave Areas'!J136,(IF($B$4=\"NW\",'Wave Areas'!X137,0)))))))))))))))","v":0},{"$f":"IF($B$4=\"SW\",'Wave Areas'!Y119,(IF($B$4=\"N\",'Wave Areas'!K82,(IF($B$4=\"NE\",'Wave Areas'!Y83,(IF($B$4=\"E\",'Wave Areas'!K100,(IF($B$4=\"SE\",'Wave Areas'!Y101,(IF($B$4=\"S\",'Wave Areas'!K118,(IF($B$4=\"W\",'Wave Areas'!K136,(IF($B$4=\"NW\",'Wave Areas'!Y137,0)))))))))))))))","v":0},{"$f":"IF($B$4=\"SW\",'Wave Areas'!Z119,(IF($B$4=\"N\",'Wave Areas'!L82,(IF($B$4=\"NE\",'Wave Areas'!Z83,(IF($B$4=\"E\",'Wave Areas'!L100,(IF($B$4=\"SE\",'Wave Areas'!Z101,(IF($B$4=\"S\",'Wave Areas'!L118,(IF($B$4=\"W\",'Wave Areas'!L136,(IF($B$4=\"NW\",'Wave Areas'!Z137,0)))))))))))))))","v":0},null,4.5,{"$error":"#DIV/0!"},{"$error":"#DIV/0!"},{"$error":"#DIV/0!"},{"$error":"#DIV/0!"},{"$error":"#DIV/0!"},{"$error":"#DIV/0!"},{"$error":"#DIV/0!"},{"$error":"#DIV/0!"},{"$error":"#DIV/0!"},{"$error":"#DIV/0!"},{"$error":"#DIV/0!"},{"$error":"#DIV/0!"},null,4.5,{"$error":"#DIV/0!"},{"$error":"#DIV/0!"},{"$error":"#DIV/0!"},{"$error":"#DIV/0!"},{"$error":"#DIV/0!"},{"$error":"#DIV/0!"},{"$error":"#DIV/0!"},{"$error":"#DIV/0!"},{"$error":"#DIV/0!"},{"$error":"#DIV/0!"},{"$error":"#DIV/0!"},{"$error":"#DIV/0!"}]
[38021.4140625,5.5,0,0,315992.51578124997,{"$f":"$A27*($F$16)","v":353189.6893990385},378896.06493749993,396809.36958639702,409550.6632648026,418851.13948660716,0,0,0,2273289.4424555954,null,null,null,5.5,{"$f":"IF($B$4=\"SW\",'Wave Areas'!P120,(IF($B$4=\"N\",'Wave Areas'!B83,(IF($B$4=\"NE\",'Wave Areas'!P84,(IF($B$4=\"E\",'Wave Areas'!B101,(IF($B$4=\"SE\",'Wave Areas'!P102,(IF($B$4=\"S\",'Wave Areas'!B119,(IF($B$4=\"W\",'Wave Areas'!B137,(IF($B$4=\"NW\",'Wave Areas'!P138,0)))))))))))))))","v":0},{"$f":"IF($B$4=\"SW\",'Wave Areas'!Q120,(IF($B$4=\"N\",'Wave Areas'!C83,(IF($B$4=\"NE\",'Wave Areas'!Q84,(IF($B$4=\"E\",'Wave Areas'!C101,(IF($B$4=\"SE\",'Wave Areas'!Q102,(IF($B$4=\"S\",'Wave Areas'!C119,(IF($B$4=\"W\",'Wave Areas'!C137,(IF($B$4=\"NW\",'Wave Areas'!Q138,0)))))))))))))))","v":0},{"$f":"IF($B$4=\"SW\",'Wave Areas'!R120,(IF($B$4=\"N\",'Wave Areas'!D83,(IF($B$4=\"NE\",'Wave Areas'!R84,(IF($B$4=\"E\",'Wave Areas'!D101,(IF($B$4=\"SE\",'Wave Areas'!R102,(IF($B$4=\"S\",'Wave Areas'!D119,(IF($B$4=\"W\",'Wave Areas'!D137,(IF($B$4=\"NW\",'Wave Areas'!R138,0)))))))))))))))","v":0},{"$f":"IF($B$4=\"SW\",'Wave Areas'!S120,(IF($B$4=\"N\",'Wave Areas'!E83,(IF($B$4=\"NE\",'Wave Areas'!S84,(IF($B$4=\"E\",'Wave Areas'!E101,(IF($B$4=\"SE\",'Wave Areas'!S102,(IF($B$4=\"S\",'Wave Areas'!E119,(IF($B$4=\"W\",'Wave Areas'!E137,(IF($B$4=\"NW\",'Wave Areas'!S138,0)))))))))))))))","v":0},{"$f":"IF($B$4=\"SW\",'Wave Areas'!T120,(IF($B$4=\"N\",'Wave Areas'!F83,(IF($B$4=\"NE\",'Wave Areas'!T84,(IF($B$4=\"E\",'Wave Areas'!F101,(IF($B$4=\"SE\",'Wave Areas'!T102,(IF($B$4=\"S\",'Wave Areas'!F119,(IF($B$4=\"W\",'Wave Areas'!F137,(IF($B$4=\"NW\",'Wave Areas'!T138,0)))))))))))))))","v":0},{"$f":"IF($B$4=\"SW\",'Wave Areas'!U120,(IF($B$4=\"N\",'Wave Areas'!G83,(IF($B$4=\"NE\",'Wave Areas'!U84,(IF($B$4=\"E\",'Wave Areas'!G101,(IF($B$4=\"SE\",'Wave Areas'!U102,(IF($B$4=\"S\",'Wave Areas'!G119,(IF($B$4=\"W\",'Wave Areas'!G137,(IF($B$4=\"NW\",'Wave Areas'!U138,0)))))))))))))))","v":0},{"$f":"IF($B$4=\"SW\",'Wave Areas'!V120,(IF($B$4=\"N\",'Wave Areas'!H83,(IF($B$4=\"NE\",'Wave Areas'!V84,(IF($B$4=\"E\",'Wave Areas'!H101,(IF($B$4=\"SE\",'Wave Areas'!V102,(IF($B$4=\"S\",'Wave Areas'!H119,(IF($B$4=\"W\",'Wave Areas'!H137,(IF($B$4=\"NW\",'Wave Areas'!V138,0)))))))))))))))","v":0},{"$f":"IF($B$4=\"SW\",'Wave Areas'!W120,(IF($B$4=\"N\",'Wave Areas'!I83,(IF($B$4=\"NE\",'Wave Areas'!W84,(IF($B$4=\"E\",'Wave Areas'!I101,(IF($B$4=\"SE\",'Wave Areas'!W102,(IF($B$4=\"S\",'Wave Areas'!I119,(IF($B$4=\"W\",'Wave Areas'!I137,(IF($B$4=\"NW\",'Wave Areas'!W138,0)))))))))))))))","v":0},{"$f":"IF($B$4=\"SW\",'Wave Areas'!X120,(IF($B$4=\"N\",'Wave Areas'!J83,(IF($B$4=\"NE\",'Wave Areas'!X84,(IF($B$4=\"E\",'Wave Areas'!J101,(IF($B$4=\"SE\",'Wave Areas'!X102,(IF($B$4=\"S\",'Wave Areas'!J119,(IF($B$4=\"W\",'Wave Areas'!J137,(IF($B$4=\"NW\",'Wave Areas'!X138,0)))))))))))))))","v":0},{"$f":"IF($B$4=\"SW\",'Wave Areas'!Y120,(IF($B$4=\"N\",'Wave Areas'!K83,(IF($B$4=\"NE\",'Wave Areas'!Y84,(IF($B$4=\"E\",'Wave Areas'!K101,(IF($B$4=\"SE\",'Wave Areas'!Y102,(IF($B$4=\"S\",'Wave Areas'!K119,(IF($B$4=\"W\",'Wave Areas'!K137,(IF($B$4=\"NW\",'Wave Areas'!Y138,0)))))))))))))))","v":0},{"$f":"IF($B$4=\"SW\",'Wave Areas'!Z120,(IF($B$4=\"N\",'Wave Areas'!L83,(IF($B$4=\"NE\",'Wave Areas'!Z84,(IF($B$4=\"E\",'Wave Areas'!L101,(IF($B$4=\"SE\",'Wave Areas'!Z102,(IF($B$4=\"S\",'Wave Areas'!L119,(IF($B$4=\"W\",'Wave Areas'!L137,(IF($B$4=\"NW\",'Wave Areas'!Z138,0)))))))))))))))","v":0},null,5.5,{"$error":"#DIV/0!"},{"$error":"#DIV/0!"},{"$error":"#DIV/0!"},{"$error":"#DIV/0!"},{"$error":"#DIV/0!"},{"$error":"#DIV/0!"},{"$error":"#DIV/0!"},{"$error":"#DIV/0!"},{"$error":"#DIV/0!"},{"$error":"#DIV/0!"},{"$error":"#DIV/0!"},{"$error":"#DIV/0!"},null,5.5,{"$error":"#DIV/0!"},{"$error":"#DIV/0!"},{"$error":"#DIV/0!"},{"$error":"#DIV/0!"},{"$error":"#DIV/0!"},{"$error":"#DIV/0!"},{"$error":"#DIV/0!"},{"$error":"#DIV/0!"},{"$error":"#DIV/0!"},{"$error":"#DIV/0!"},{"$error":"#DIV/0!"},{"$error":"#DIV/0!"}]
[53104.2890625,6.5,0,0,441344.91873579542,{"$f":"$A28*($F$16/2)","v":246648.99796875002},529201.94193749991,554221.35090992646,572017.04208059201,585006.96341517859,0,0,0,2928441.2150477422,null,null,null,6.5,{"$f":"IF($B$4=\"SW\",'Wave Areas'!P121,(IF($B$4=\"N\",'Wave Areas'!B84,(IF($B$4=\"NE\",'Wave Areas'!P85,(IF($B$4=\"E\",'Wave Areas'!B102,(IF($B$4=\"SE\",'Wave Areas'!P103,(IF($B$4=\"S\",'Wave Areas'!B120,(IF($B$4=\"W\",'Wave Areas'!B138,(IF($B$4=\"NW\",'Wave Areas'!P139,0)))))))))))))))","v":0},{"$f":"IF($B$4=\"SW\",'Wave Areas'!Q121,(IF($B$4=\"N\",'Wave Areas'!C84,(IF($B$4=\"NE\",'Wave Areas'!Q85,(IF($B$4=\"E\",'Wave Areas'!C102,(IF($B$4=\"SE\",'Wave Areas'!Q103,(IF($B$4=\"S\",'Wave Areas'!C120,(IF($B$4=\"W\",'Wave Areas'!C138,(IF($B$4=\"NW\",'Wave Areas'!Q139,0)))))))))))))))","v":0},{"$f":"IF($B$4=\"SW\",'Wave Areas'!R121,(IF($B$4=\"N\",'Wave Areas'!D84,(IF($B$4=\"NE\",'Wave Areas'!R85,(IF($B$4=\"E\",'Wave Areas'!D102,(IF($B$4=\"SE\",'Wave Areas'!R103,(IF($B$4=\"S\",'Wave Areas'!D120,(IF($B$4=\"W\",'Wave Areas'!D138,(IF($B$4=\"NW\",'Wave Areas'!R139,0)))))))))))))))","v":0},{"$f":"IF($B$4=\"SW\",'Wave Areas'!S121,(IF($B$4=\"N\",'Wave Areas'!E84,(IF($B$4=\"NE\",'Wave Areas'!S85,(IF($B$4=\"E\",'Wave Areas'!E102,(IF($B$4=\"SE\",'Wave Areas'!S103,(IF($B$4=\"S\",'Wave Areas'!E120,(IF($B$4=\"W\",'Wave Areas'!E138,(IF($B$4=\"NW\",'Wave Areas'!S139,0)))))))))))))))","v":0},{"$f":"IF($B$4=\"SW\",'Wave Areas'!T121,(IF($B$4=\"N\",'Wave Areas'!F84,(IF($B$4=\"NE\",'Wave Areas'!T85,(IF($B$4=\"E\",'Wave Areas'!F102,(IF($B$4=\"SE\",'Wave Areas'!T103,(IF($B$4=\"S\",'Wave Areas'!F120,(IF($B$4=\"W\",'Wave Areas'!F138,(IF($B$4=\"NW\",'Wave Areas'!T139,0)))))))))))))))","v":0},{"$f":"IF($B$4=\"SW\",'Wave Areas'!U121,(IF($B$4=\"N\",'Wave Areas'!G84,(IF($B$4=\"NE\",'Wave Areas'!U85,(IF($B$4=\"E\",'Wave Areas'!G102,(IF($B$4=\"SE\",'Wave Areas'!U103,(IF($B$4=\"S\",'Wave Areas'!G120,(IF($B$4=\"W\",'Wave Areas'!G138,(IF($B$4=\"NW\",'Wave Areas'!U139,0)))))))))))))))","v":0},{"$f":"IF($B$4=\"SW\",'Wave Areas'!V121,(IF($B$4=\"N\",'Wave Areas'!H84,(IF($B$4=\"NE\",'Wave Areas'!V85,(IF($B$4=\"E\",'Wave Areas'!H102,(IF($B$4=\"SE\",'Wave Areas'!V103,(IF($B$4=\"S\",'Wave Areas'!H120,(IF($B$4=\"W\",'Wave Areas'!H138,(IF($B$4=\"NW\",'Wave Areas'!V139,0)))))))))))))))","v":0},{"$f":"IF($B$4=\"SW\",'Wave Areas'!W121,(IF($B$4=\"N\",'Wave Areas'!I84,(IF($B$4=\"NE\",'Wave Areas'!W85,(IF($B$4=\"E\",'Wave Areas'!I102,(IF($B$4=\"SE\",'Wave Areas'!W103,(IF($B$4=\"S\",'Wave Areas'!I120,(IF($B$4=\"W\",'Wave Areas'!I138,(IF($B$4=\"NW\",'Wave Areas'!W139,0)))))))))))))))","v":0},{"$f":"IF($B$4=\"SW\",'Wave Areas'!X121,(IF($B$4=\"N\",'Wave Areas'!J84,(IF($B$4=\"NE\",'Wave Areas'!X85,(IF($B$4=\"E\",'Wave Areas'!J102,(IF($B$4=\"SE\",'Wave Areas'!X103,(IF($B$4=\"S\",'Wave Areas'!J120,(IF($B$4=\"W\",'Wave Areas'!J138,(IF($B$4=\"NW\",'Wave Areas'!X139,0)))))))))))))))","v":0},{"$f":"IF($B$4=\"SW\",'Wave Areas'!Y121,(IF($B$4=\"N\",'Wave Areas'!K84,(IF($B$4=\"NE\",'Wave Areas'!Y85,(IF($B$4=\"E\",'Wave Areas'!K102,(IF($B$4=\"SE\",'Wave Areas'!Y103,(IF($B$4=\"S\",'Wave Areas'!K120,(IF($B$4=\"W\",'Wave Areas'!K138,(IF($B$4=\"NW\",'Wave Areas'!Y139,0)))))))))))))))","v":0},{"$f":"IF($B$4=\"SW\",'Wave Areas'!Z121,(IF($B$4=\"N\",'Wave Areas'!L84,(IF($B$4=\"NE\",'Wave Areas'!Z85,(IF($B$4=\"E\",'Wave Areas'!L102,(IF($B$4=\"SE\",'Wave Areas'!Z103,(IF($B$4=\"S\",'Wave Areas'!L120,(IF($B$4=\"W\",'Wave Areas'!L138,(IF($B$4=\"NW\",'Wave Areas'!Z139,0)))))))))))))))","v":0},null,6.5,{"$error":"#DIV/0!"},{"$error":"#DIV/0!"},{"$error":"#DIV/0!"},{"$error":"#DIV/0!"},{"$error":"#DIV/0!"},{"$error":"#DIV/0!"},{"$error":"#DIV/0!"},{"$error":"#DIV/0!"},{"$error":"#DIV/0!"},{"$error":"#DIV/0!"},{"$error":"#DIV/0!"},{"$error":"#DIV/0!"},null,6.5,{"$error":"#DIV/0!"},{"$error":"#DIV/0!"},{"$error":"#DIV/0!"},{"$error":"#DIV/0!"},{"$error":"#DIV/0!"},{"$error":"#DIV/0!"},{"$error":"#DIV/0!"},{"$error":"#DIV/0!"},{"$error":"#DIV/0!"},{"$error":"#DIV/0!"},{"$error":"#DIV/0!"},{"$error":"#DIV/0!"}]
[70700.9765625,7.5,0,0,0,{"$f":"$A29*($F$16)","v":656757.6868990385},704558.79843749991,737868.6624540441,761561.15069901303,0,0,0,0,2860746.2984895953,null,null,null,7.5,{"$f":"IF($B$4=\"SW\",'Wave Areas'!P122,(IF($B$4=\"N\",'Wave Areas'!B85,(IF($B$4=\"NE\",'Wave Areas'!P86,(IF($B$4=\"E\",'Wave Areas'!B103,(IF($B$4=\"SE\",'Wave Areas'!P104,(IF($B$4=\"S\",'Wave Areas'!B121,(IF($B$4=\"W\",'Wave Areas'!B139,(IF($B$4=\"NW\",'Wave Areas'!P140,0)))))))))))))))","v":0},{"$f":"IF($B$4=\"SW\",'Wave Areas'!Q122,(IF($B$4=\"N\",'Wave Areas'!C85,(IF($B$4=\"NE\",'Wave Areas'!Q86,(IF($B$4=\"E\",'Wave Areas'!C103,(IF($B$4=\"SE\",'Wave Areas'!Q104,(IF($B$4=\"S\",'Wave Areas'!C121,(IF($B$4=\"W\",'Wave Areas'!C139,(IF($B$4=\"NW\",'Wave Areas'!Q140,0)))))))))))))))","v":0},{"$f":"IF($B$4=\"SW\",'Wave Areas'!R122,(IF($B$4=\"N\",'Wave Areas'!D85,(IF($B$4=\"NE\",'Wave Areas'!R86,(IF($B$4=\"E\",'Wave Areas'!D103,(IF($B$4=\"SE\",'Wave Areas'!R104,(IF($B$4=\"S\",'Wave Areas'!D121,(IF($B$4=\"W\",'Wave Areas'!D139,(IF($B$4=\"NW\",'Wave Areas'!R140,0)))))))))))))))","v":0},{"$f":"IF($B$4=\"SW\",'Wave Areas'!S122,(IF($B$4=\"N\",'Wave Areas'!E85,(IF($B$4=\"NE\",'Wave Areas'!S86,(IF($B$4=\"E\",'Wave Areas'!E103,(IF($B$4=\"SE\",'Wave Areas'!S104,(IF($B$4=\"S\",'Wave Areas'!E121,(IF($B$4=\"W\",'Wave Areas'!E139,(IF($B$4=\"NW\",'Wave Areas'!S140,0)))))))))))))))","v":0},{"$f":"IF($B$4=\"SW\",'Wave Areas'!T122,(IF($B$4=\"N\",'Wave Areas'!F85,(IF($B$4=\"NE\",'Wave Areas'!T86,(IF($B$4=\"E\",'Wave Areas'!F103,(IF($B$4=\"SE\",'Wave Areas'!T104,(IF($B$4=\"S\",'Wave Areas'!F121,(IF($B$4=\"W\",'Wave Areas'!F139,(IF($B$4=\"NW\",'Wave Areas'!T140,0)))))))))))))))","v":0},{"$f":"IF($B$4=\"SW\",'Wave Areas'!U122,(IF($B$4=\"N\",'Wave Areas'!G85,(IF($B$4=\"NE\",'Wave Areas'!U86,(IF($B$4=\"E\",'Wave Areas'!G103,(IF($B$4=\"SE\",'Wave Areas'!U104,(IF($B$4=\"S\",'Wave Areas'!G121,(IF($B$4=\"W\",'Wave Areas'!G139,(IF($B$4=\"NW\",'Wave Areas'!U140,0)))))))))))))))","v":0},{"$f":"IF($B$4=\"SW\",'Wave Areas'!V122,(IF($B$4=\"N\",'Wave Areas'!H85,(IF($B$4=\"NE\",'Wave Areas'!V86,(IF($B$4=\"E\",'Wave Areas'!H103,(IF($B$4=\"SE\",'Wave Areas'!V104,(IF($B$4=\"S\",'Wave Areas'!H121,(IF($B$4=\"W\",'Wave Areas'!H139,(IF($B$4=\"NW\",'Wave Areas'!V140,0)))))))))))))))","v":0},{"$f":"IF($B$4=\"SW\",'Wave Areas'!W122,(IF($B$4=\"N\",'Wave Areas'!I85,(IF($B$4=\"NE\",'Wave Areas'!W86,(IF($B$4=\"E\",'Wave Areas'!I103,(IF($B$4=\"SE\",'Wave Areas'!W104,(IF($B$4=\"S\",'Wave Areas'!I121,(IF($B$4=\"W\",'Wave Areas'!I139,(IF($B$4=\"NW\",'Wave Areas'!W140,0)))))))))))))))","v":0},{"$f":"IF($B$4=\"SW\",'Wave Areas'!X122,(IF($B$4=\"N\",'Wave Areas'!J85,(IF($B$4=\"NE\",'Wave Areas'!X86,(IF($B$4=\"E\",'Wave Areas'!J103,(IF($B$4=\"SE\",'Wave Areas'!X104,(IF($B$4=\"S\",'Wave Areas'!J121,(IF($B$4=\"W\",'Wave Areas'!J139,(IF($B$4=\"NW\",'Wave Areas'!X140,0)))))))))))))))","v":0},{"$f":"IF($B$4=\"SW\",'Wave Areas'!Y122,(IF($B$4=\"N\",'Wave Areas'!K85,(IF($B$4=\"NE\",'Wave Areas'!Y86,(IF($B$4=\"E\",'Wave Areas'!K103,(IF($B$4=\"SE\",'Wave Areas'!Y104,(IF($B$4=\"S\",'Wave Areas'!K121,(IF($B$4=\"W\",'Wave Areas'!K139,(IF($B$4=\"NW\",'Wave Areas'!Y140,0)))))))))))))))","v":0},{"$f":"IF($B$4=\"SW\",'Wave Areas'!Z122,(IF($B$4=\"N\",'Wave Areas'!L85,(IF($B$4=\"NE\",'Wave Areas'!Z86,(IF($B$4=\"E\",'Wave Areas'!L103,(IF($B$4=\"SE\",'Wave Areas'!Z104,(IF($B$4=\"S\",'Wave Areas'!L121,(IF($B$4=\"W\",'Wave Areas'!L139,(IF($B$4=\"NW\",'Wave Areas'!Z140,0)))))))))))))))","v":0},null,7.5,{"$error":"#DIV/0!"},{"$error":"#DIV/0!"},{"$error":"#DIV/0!"},{"$error":"#DIV/0!"},{"$error":"#DIV/0!"},{"$error":"#DIV/0!"},{"$error":"#DIV/0!"},{"$error":"#DIV/0!"},{"$error":"#DIV/0!"},{"$error":"#DIV/0!"},{"$error":"#DIV/0!"},{"$error":"#DIV/0!"},null,7.5,{"$error":"#DIV/0!"},{"$error":"#DIV/0!"},{"$f":"AI29/1004","v":{"$error":"#DIV/0!"}},{"$error":"#DIV/0!"},{"$error":"#DIV/0!"},{"$error":"#DIV/0!"},{"$error":"#DIV/0!"},{"$f":"AN29/1004","v":{"$error":"#DIV/0!"}},{"$error":"#DIV/0!"},{"$error":"#DIV/0!"},{"$error":"#DIV/0!"},{"$error":"#DIV/0!"}]
[90811.4765625,8.5,0,0,0,{"$f":"$A30*($F$16)","v":843568.76228365384},904966.63443749992,947751.30421874998,978182.9891200657,0,0,0,0,3674469.6900599697,null,null,null,8.5,{"$f":"IF($B$4=\"SW\",'Wave Areas'!P123,(IF($B$4=\"N\",'Wave Areas'!B86,(IF($B$4=\"NE\",'Wave Areas'!P87,(IF($B$4=\"E\",'Wave Areas'!B104,(IF($B$4=\"SE\",'Wave Areas'!P105,(IF($B$4=\"S\",'Wave Areas'!B122,(IF($B$4=\"W\",'Wave Areas'!B140,(IF($B$4=\"NW\",'Wave Areas'!P141,0)))))))))))))))","v":0},{"$f":"IF($B$4=\"SW\",'Wave Areas'!Q123,(IF($B$4=\"N\",'Wave Areas'!C86,(IF($B$4=\"NE\",'Wave Areas'!Q87,(IF($B$4=\"E\",'Wave Areas'!C104,(IF($B$4=\"SE\",'Wave Areas'!Q105,(IF($B$4=\"S\",'Wave Areas'!C122,(IF($B$4=\"W\",'Wave Areas'!C140,(IF($B$4=\"NW\",'Wave Areas'!Q141,0)))))))))))))))","v":0},{"$f":"IF($B$4=\"SW\",'Wave Areas'!R123,(IF($B$4=\"N\",'Wave Areas'!D86,(IF($B$4=\"NE\",'Wave Areas'!R87,(IF($B$4=\"E\",'Wave Areas'!D104,(IF($B$4=\"SE\",'Wave Areas'!R105,(IF($B$4=\"S\",'Wave Areas'!D122,(IF($B$4=\"W\",'Wave Areas'!D140,(IF($B$4=\"NW\",'Wave Areas'!R141,0)))))))))))))))","v":0},{"$f":"IF($B$4=\"SW\",'Wave Areas'!S123,(IF($B$4=\"N\",'Wave Areas'!E86,(IF($B$4=\"NE\",'Wave Areas'!S87,(IF($B$4=\"E\",'Wave Areas'!E104,(IF($B$4=\"SE\",'Wave Areas'!S105,(IF($B$4=\"S\",'Wave Areas'!E122,(IF($B$4=\"W\",'Wave Areas'!E140,(IF($B$4=\"NW\",'Wave Areas'!S141,0)))))))))))))))","v":0},{"$f":"IF($B$4=\"SW\",'Wave Areas'!T123,(IF($B$4=\"N\",'Wave Areas'!F86,(IF($B$4=\"NE\",'Wave Areas'!T87,(IF($B$4=\"E\",'Wave Areas'!F104,(IF($B$4=\"SE\",'Wave Areas'!T105,(IF($B$4=\"S\",'Wave Areas'!F122,(IF($B$4=\"W\",'Wave Areas'!F140,(IF($B$4=\"NW\",'Wave Areas'!T141,0)))))))))))))))","v":0},{"$f":"IF($B$4=\"SW\",'Wave Areas'!U123,(IF($B$4=\"N\",'Wave Areas'!G86,(IF($B$4=\"NE\",'Wave Areas'!U87,(IF($B$4=\"E\",'Wave Areas'!G104,(IF($B$4=\"SE\",'Wave Areas'!U105,(IF($B$4=\"S\",'Wave Areas'!G122,(IF($B$4=\"W\",'Wave Areas'!G140,(IF($B$4=\"NW\",'Wave Areas'!U141,0)))))))))))))))","v":0},{"$f":"IF($B$4=\"SW\",'Wave Areas'!V123,(IF($B$4=\"N\",'Wave Areas'!H86,(IF($B$4=\"NE\",'Wave Areas'!V87,(IF($B$4=\"E\",'Wave Areas'!H104,(IF($B$4=\"SE\",'Wave Areas'!V105,(IF($B$4=\"S\",'Wave Areas'!H122,(IF($B$4=\"W\",'Wave Areas'!H140,(IF($B$4=\"NW\",'Wave Areas'!V141,0)))))))))))))))","v":0},{"$f":"IF($B$4=\"SW\",'Wave Areas'!W123,(IF($B$4=\"N\",'Wave Areas'!I86,(IF($B$4=\"NE\",'Wave Areas'!W87,(IF($B$4=\"E\",'Wave Areas'!I104,(IF($B$4=\"SE\",'Wave Areas'!W105,(IF($B$4=\"S\",'Wave Areas'!I122,(IF($B$4=\"W\",'Wave Areas'!I140,(IF($B$4=\"NW\",'Wave Areas'!W141,0)))))))))))))))","v":0},{"$f":"IF($B$4=\"SW\",'Wave Areas'!X123,(IF($B$4=\"N\",'Wave Areas'!J86,(IF($B$4=\"NE\",'Wave Areas'!X87,(IF($B$4=\"E\",'Wave Areas'!J104,(IF($B$4=\"SE\",'Wave Areas'!X105,(IF($B$4=\"S\",'Wave Areas'!J122,(IF($B$4=\"W\",'Wave Areas'!J140,(IF($B$4=\"NW\",'Wave Areas'!X141,0)))))))))))))))","v":0},{"$f":"IF($B$4=\"SW\",'Wave Areas'!Y123,(IF($B$4=\"N\",'Wave Areas'!K86,(IF($B$4=\"NE\",'Wave Areas'!Y87,(IF($B$4=\"E\",'Wave Areas'!K104,(IF($B$4=\"SE\",'Wave Areas'!Y105,(IF($B$4=\"S\",'Wave Areas'!K122,(IF($B$4=\"W\",'Wave Areas'!K140,(IF($B$4=\"NW\",'Wave Areas'!Y141,0)))))))))))))))","v":0},{"$f":"IF($B$4=\"SW\",'Wave Areas'!Z123,(IF($B$4=\"N\",'Wave Areas'!L86,(IF($B$4=\"NE\",'Wave Areas'!Z87,(IF($B$4=\"E\",'Wave Areas'!L104,(IF($B$4=\"SE\",'Wave Areas'!Z105,(IF($B$4=\"S\",'Wave Areas'!L122,(IF($B$4=\"W\",'Wave Areas'!L140,(IF($B$4=\"NW\",'Wave Areas'!Z141,0)))))))))))))))","v":0},null,8.5,{"$error":"#DIV/0!"},{"$error":"#DIV/0!"},{"$error":"#DIV/0!"},{"$error":"#DIV/0!"},{"$error":"#DIV/0!"},{"$error":"#DIV/0!"},{"$error":"#DIV/0!"},{"$error":"#DIV/0!"},{"$error":"#DIV/0!"},{"$error":"#DIV/0!"},{"$error":"#DIV/0!"},{"$error":"#DIV/0!"},null,8.5,{"$error":"#DIV/0!"},{"$error":"#DIV/0!"},{"$f":"AI30/1004","v":{"$error":"#DIV/0!"}},{"$error":"#DIV/0!"},{"$error":"#DIV/0!"},{"$error":"#DIV/0!"},{"$error":"#DIV/0!"},{"$f":"AN30/1004","v":{"$error":"#DIV/0!"}},{"$error":"#DIV/0!"},{"$error":"#DIV/0!"},{"$error":"#DIV/0!"},{"$error":"#DIV/0!"}]
[113435.7890625,9.5,0,0,0,0,1130425.4499374998,1183869.276204044,0,0,0,0,0,2314294.7261415441,null,null,null,9.5,{"$f":"IF($B$4=\"SW\",'Wave Areas'!P124,(IF($B$4=\"N\",'Wave Areas'!B87,(IF($B$4=\"NE\",'Wave Areas'!P88,(IF($B$4=\"E\",'Wave Areas'!B105,(IF($B$4=\"SE\",'Wave Areas'!P106,(IF($B$4=\"S\",'Wave Areas'!B123,(IF($B$4=\"W\",'Wave Areas'!B141,(IF($B$4=\"NW\",'Wave Areas'!P142,0)))))))))))))))","v":0},{"$f":"IF($B$4=\"SW\",'Wave Areas'!Q124,(IF($B$4=\"N\",'Wave Areas'!C87,(IF($B$4=\"NE\",'Wave Areas'!Q88,(IF($B$4=\"E\",'Wave Areas'!C105,(IF($B$4=\"SE\",'Wave Areas'!Q106,(IF($B$4=\"S\",'Wave Areas'!C123,(IF($B$4=\"W\",'Wave Areas'!C141,(IF($B$4=\"NW\",'Wave Areas'!Q142,0)))))))))))))))","v":0},{"$f":"IF($B$4=\"SW\",'Wave Areas'!R124,(IF($B$4=\"N\",'Wave Areas'!D87,(IF($B$4=\"NE\",'Wave Areas'!R88,(IF($B$4=\"E\",'Wave Areas'!D105,(IF($B$4=\"SE\",'Wave Areas'!R106,(IF($B$4=\"S\",'Wave Areas'!D123,(IF($B$4=\"W\",'Wave Areas'!D141,(IF($B$4=\"NW\",'Wave Areas'!R142,0)))))))))))))))","v":0},{"$f":"IF($B$4=\"SW\",'Wave Areas'!S124,(IF($B$4=\"N\",'Wave Areas'!E87,(IF($B$4=\"NE\",'Wave Areas'!S88,(IF($B$4=\"E\",'Wave Areas'!E105,(IF($B$4=\"SE\",'Wave Areas'!S106,(IF($B$4=\"S\",'Wave Areas'!E123,(IF($B$4=\"W\",'Wave Areas'!E141,(IF($B$4=\"NW\",'Wave Areas'!S142,0)))))))))))))))","v":0},{"$f":"IF($B$4=\"SW\",'Wave Areas'!T124,(IF($B$4=\"N\",'Wave Areas'!F87,(IF($B$4=\"NE\",'Wave Areas'!T88,(IF($B$4=\"E\",'Wave Areas'!F105,(IF($B$4=\"SE\",'Wave Areas'!T106,(IF($B$4=\"S\",'Wave Areas'!F123,(IF($B$4=\"W\",'Wave Areas'!F141,(IF($B$4=\"NW\",'Wave Areas'!T142,0)))))))))))))))","v":0},{"$f":"IF($B$4=\"SW\",'Wave Areas'!U124,(IF($B$4=\"N\",'Wave Areas'!G87,(IF($B$4=\"NE\",'Wave Areas'!U88,(IF($B$4=\"E\",'Wave Areas'!G105,(IF($B$4=\"SE\",'Wave Areas'!U106,(IF($B$4=\"S\",'Wave Areas'!G123,(IF($B$4=\"W\",'Wave Areas'!G141,(IF($B$4=\"NW\",'Wave Areas'!U142,0)))))))))))))))","v":0},{"$f":"IF($B$4=\"SW\",'Wave Areas'!V124,(IF($B$4=\"N\",'Wave Areas'!H87,(IF($B$4=\"NE\",'Wave Areas'!V88,(IF($B$4=\"E\",'Wave Areas'!H105,(IF($B$4=\"SE\",'Wave Areas'!V106,(IF($B$4=\"S\",'Wave Areas'!H123,(IF($B$4=\"W\",'Wave Areas'!H141,(IF($B$4=\"NW\",'Wave Areas'!V142,0)))))))))))))))","v":0},{"$f":"IF($B$4=\"SW\",'Wave Areas'!W124,(IF($B$4=\"N\",'Wave Areas'!I87,(IF($B$4=\"NE\",'Wave Areas'!W88,(IF($B$4=\"E\",'Wave Areas'!I105,(IF($B$4=\"SE\",'Wave Areas'!W106,(IF($B$4=\"S\",'Wave Areas'!I123,(IF($B$4=\"W\",'Wave Areas'!I141,(IF($B$4=\"NW\",'Wave Areas'!W142,0)))))))))))))))","v":0},{"$f":"IF($B$4=\"SW\",'Wave Areas'!X124,(IF($B$4=\"N\",'Wave Areas'!J87,(IF($B$4=\"NE\",'Wave Areas'!X88,(IF($B$4=\"E\",'Wave Areas'!J105,(IF($B$4=\"SE\",'Wave Areas'!X106,(IF($B$4=\"S\",'Wave Areas'!J123,(IF($B$4=\"W\",'Wave Areas'!J141,(IF($B$4=\"NW\",'Wave Areas'!X142,0)))))))))))))))","v":0},{"$f":"IF($B$4=\"SW\",'Wave Areas'!Y124,(IF($B$4=\"N\",'Wave Areas'!K87,(IF($B$4=\"NE\",'Wave Areas'!Y88,(IF($B$4=\"E\",'Wave Areas'!K105,(IF($B$4=\"SE\",'Wave Areas'!Y106,(IF($B$4=\"S\",'Wave Areas'!K123,(IF($B$4=\"W\",'Wave Areas'!K141,(IF($B$4=\"NW\",'Wave Areas'!Y142,0)))))))))))))))","v":0},{"$f":"IF($B$4=\"SW\",'Wave Areas'!Z124,(IF($B$4=\"N\",'Wave Areas'!L87,(IF($B$4=\"NE\",'Wave Areas'!Z88,(IF($B$4=\"E\",'Wave Areas'!L105,(IF($B$4=\"SE\",'Wave Areas'!Z106,(IF($B$4=\"S\",'Wave Areas'!L123,(IF($B$4=\"W\",'Wave Areas'!L141,(IF($B$4=\"NW\",'Wave Areas'!Z142,0)))))))))))))))","v":0},null,9.5,{"$error":"#DIV/0!"},{"$error":"#DIV/0!"},{"$error":"#DIV/0!"},{"$error":"#DIV/0!"},{"$error":"#DIV/0!"},{"$error":"#DIV/0!"},{"$error":"#DIV/0!"},{"$error":"#DIV/0!"},{"$error":"#DIV/0!"},{"$error":"#DIV/0!"},{"$error":"#DIV/0!"},{"$error":"#DIV/0!"},null,9.5,{"$error":"#DIV/0!"},{"$error":"#DIV/0!"},{"$f":"AI31/1004","v":{"$error":"#DIV/0!"}},{"$f":"AJ31/1004","v":{"$error":"#DIV/0!"}},{"$f":"G31*AJ31","v":{"$error":"#DIV/0!"}},{"$f":"H31*AK31","v":{"$error":"#DIV/0!"}},{"$f":"AM31/1004","v":{"$error":"#DIV/0!"}},{"$f":"AN31/1004","v":{"$error":"#DIV/0!"}},{"$error":"#DIV/0!"},{"$error":"#DIV/0!"},{"$error":"#DIV/0!"},{"$error":"#DIV/0!"}]
[138573.9140625,10.5,0,0,0,0,0,0,0,0,0,0,0,0,null,null,null,10.5,{"$f":"IF($B$4=\"SW\",'Wave Areas'!P125,(IF($B$4=\"N\",'Wave Areas'!B88,(IF($B$4=\"NE\",'Wave Areas'!P89,(IF($B$4=\"E\",'Wave Areas'!B106,(IF($B$4=\"SE\",'Wave Areas'!P107,(IF($B$4=\"S\",'Wave Areas'!B124,(IF($B$4=\"W\",'Wave Areas'!B142,(IF($B$4=\"NW\",'Wave Areas'!P143,0)))))))))))))))","v":0},{"$f":"IF($B$4=\"SW\",'Wave Areas'!Q125,(IF($B$4=\"N\",'Wave Areas'!C88,(IF($B$4=\"NE\",'Wave Areas'!Q89,(IF($B$4=\"E\",'Wave Areas'!C106,(IF($B$4=\"SE\",'Wave Areas'!Q107,(IF($B$4=\"S\",'Wave Areas'!C124,(IF($B$4=\"W\",'Wave Areas'!C142,(IF($B$4=\"NW\",'Wave Areas'!Q143,0)))))))))))))))","v":0},{"$f":"IF($B$4=\"SW\",'Wave Areas'!R125,(IF($B$4=\"N\",'Wave Areas'!D88,(IF($B$4=\"NE\",'Wave Areas'!R89,(IF($B$4=\"E\",'Wave Areas'!D106,(IF($B$4=\"SE\",'Wave Areas'!R107,(IF($B$4=\"S\",'Wave Areas'!D124,(IF($B$4=\"W\",'Wave Areas'!D142,(IF($B$4=\"NW\",'Wave Areas'!R143,0)))))))))))))))","v":0},{"$f":"IF($B$4=\"SW\",'Wave Areas'!S125,(IF($B$4=\"N\",'Wave Areas'!E88,(IF($B$4=\"NE\",'Wave Areas'!S89,(IF($B$4=\"E\",'Wave Areas'!E106,(IF($B$4=\"SE\",'Wave Areas'!S107,(IF($B$4=\"S\",'Wave Areas'!E124,(IF($B$4=\"W\",'Wave Areas'!E142,(IF($B$4=\"NW\",'Wave Areas'!S143,0)))))))))))))))","v":0},{"$f":"IF($B$4=\"SW\",'Wave Areas'!T125,(IF($B$4=\"N\",'Wave Areas'!F88,(IF($B$4=\"NE\",'Wave Areas'!T89,(IF($B$4=\"E\",'Wave Areas'!F106,(IF($B$4=\"SE\",'Wave Areas'!T107,(IF($B$4=\"S\",'Wave Areas'!F124,(IF($B$4=\"W\",'Wave Areas'!F142,(IF($B$4=\"NW\",'Wave Areas'!T143,0)))))))))))))))","v":0},{"$f":"IF($B$4=\"SW\",'Wave Areas'!U125,(IF($B$4=\"N\",'Wave Areas'!G88,(IF($B$4=\"NE\",'Wave Areas'!U89,(IF($B$4=\"E\",'Wave Areas'!G106,(IF($B$4=\"SE\",'Wave Areas'!U107,(IF($B$4=\"S\",'Wave Areas'!G124,(IF($B$4=\"W\",'Wave Areas'!G142,(IF($B$4=\"NW\",'Wave Areas'!U143,0)))))))))))))))","v":0},{"$f":"IF($B$4=\"SW\",'Wave Areas'!V125,(IF($B$4=\"N\",'Wave Areas'!H88,(IF($B$4=\"NE\",'Wave Areas'!V89,(IF($B$4=\"E\",'Wave Areas'!H106,(IF($B$4=\"SE\",'Wave Areas'!V107,(IF($B$4=\"S\",'Wave Areas'!H124,(IF($B$4=\"W\",'Wave Areas'!H142,(IF($B$4=\"NW\",'Wave Areas'!V143,0)))))))))))))))","v":0},{"$f":"IF($B$4=\"SW\",'Wave Areas'!W125,(IF($B$4=\"N\",'Wave Areas'!I88,(IF($B$4=\"NE\",'Wave Areas'!W89,(IF($B$4=\"E\",'Wave Areas'!I106,(IF($B$4=\"SE\",'Wave Areas'!W107,(IF($B$4=\"S\",'Wave Areas'!I124,(IF($B$4=\"W\",'Wave Areas'!I142,(IF($B$4=\"NW\",'Wave Areas'!W143,0)))))))))))))))","v":0},{"$f":"IF($B$4=\"SW\",'Wave Areas'!X125,(IF($B$4=\"N\",'Wave Areas'!J88,(IF($B$4=\"NE\",'Wave Areas'!X89,(IF($B$4=\"E\",'Wave Areas'!J106,(IF($B$4=\"SE\",'Wave Areas'!X107,(IF($B$4=\"S\",'Wave Areas'!J124,(IF($B$4=\"W\",'Wave Areas'!J142,(IF($B$4=\"NW\",'Wave Areas'!X143,0)))))))))))))))","v":0},{"$f":"IF($B$4=\"SW\",'Wave Areas'!Y125,(IF($B$4=\"N\",'Wave Areas'!K88,(IF($B$4=\"NE\",'Wave Areas'!Y89,(IF($B$4=\"E\",'Wave Areas'!K106,(IF($B$4=\"SE\",'Wave Areas'!Y107,(IF($B$4=\"S\",'Wave Areas'!K124,(IF($B$4=\"W\",'Wave Areas'!K142,(IF($B$4=\"NW\",'Wave Areas'!Y143,0)))))))))))))))","v":0},{"$f":"IF($B$4=\"SW\",'Wave Areas'!Z125,(IF($B$4=\"N\",'Wave Areas'!L88,(IF($B$4=\"NE\",'Wave Areas'!Z89,(IF($B$4=\"E\",'Wave Areas'!L106,(IF($B$4=\"SE\",'Wave Areas'!Z107,(IF($B$4=\"S\",'Wave Areas'!L124,(IF($B$4=\"W\",'Wave Areas'!L142,(IF($B$4=\"NW\",'Wave Areas'!Z143,0)))))))))))))))","v":0},null,10.5,{"$f":"S32/($AC$33)","v":{"$error":"#DIV/0!"}},{"$error":"#DIV/0!"},{"$error":"#DIV/0!"},{"$error":"#DIV/0!"},{"$error":"#DIV/0!"},{"$error":"#DIV/0!"},{"$error":"#DIV/0!"},{"$error":"#DIV/0!"},{"$error":"#DIV/0!"},{"$error":"#DIV/0!"},{"$error":"#DIV/0!"},{"$error":"#DIV/0!"},null,10.5,{"$error":"#DIV/0!"},{"$error":"#DIV/0!"},{"$f":"AI32/1004","v":{"$error":"#DIV/0!"}},{"$f":"AJ32/1004","v":{"$error":"#DIV/0!"}},{"$f":"AK32/1004","v":{"$error":"#DIV/0!"}},{"$f":"AL32/1004","v":{"$error":"#DIV/0!"}},{"$f":"AM32/1004","v":{"$error":"#DIV/0!"}},{"$f":"AN32/1004","v":{"$error":"#DIV/0!"}},{"$error":"#DIV/0!"},{"$error":"#DIV/0!"},{"$error":"#DIV/0!"},{"$error":"#DIV/0!"}]
["Sub Totals",null,{"$f":"SUM(C22:C32)","v":17165.748214285715},362355.59765625,1188236.3196732954,2463571.0566346156,4164725.341874999,4361623.6491727941,3276405.3061184208,1571557.1679910715,0,0,0,{"$f":"SUM(N22:N31)","v":17405640.18733573},"Total",null,null,"Total Occurences",null,null,null,null,null,null,null,null,null,null,{"$f":"SUM(S22:AC32)","v":0},null,null,null,null,null,null,null,null,null,null,null,null,null,null,null,"Sub Totals",{"$f":"SUM(AT22:AT32)","v":{"$error":"#DIV/0!"}},{"$error":"#DIV/0!"},{"$error":"#DIV/0!"},{"$error":"#DIV/0!"},{"$error":"#DIV/0!"},{"$error":"#DIV/0!"},{"$error":"#DIV/0!"},{"$error":"#DIV/0!"},{"$error":"#DIV/0!"},{"$error":"#DIV/0!"},{"$error":"#DIV/0!"},{"$f":"SUM(BE22:BE31)","v":{"$error":"#DIV/0!"}},"Total"]
[]
[null,null,null,null,null,null,null,null,null,null,null,null,null,null,null,null,null,null,null,null,null,null,null,null,null,null,null,null,null,null,null,null,null,null,null,null,null,null,null,null,null,null,null,null,null,null,null,null,null,null,null,null,null,null,null,null,"Min","Max"]
[null,null,null,null,null,null,null,null,null,null,null,null,null,null,null,null,null,null,null,null,null,null,null,null,null,null,null,null,null,null,null,null,null,null,null,null,null,null,null,null,null,null,null,null,null,null,null,null,null,null,null,null,null,"Relevant Wave Heights",null,null,{"$f":"IF((AND($B$6>AS22,$B$6<AS23)),AS22,(IF((AND($B$6>AS23,$B$6<AS24)),AS23,(IF((AND($B$6>AS24,$B$6<AS25)),AS24,(IF((AND($B$6>AS25,$B$6<AS26)),AS25,(IF((AND($B$6>AS26,$B$6<AS27)),AS26,(IF((AND($B$6>AS27,$B$6<AS28)),AS27,(IF((AND($B$6>AS28,$B$6<AS29)),AS28,(IF((AND($B$6>AS29,$B$6<AS30)),AS29,(IF((AND($B$6>AS30,$B$6<AS31)),AS30,(IF((AND($B$6>AS31,$B$6<AS32)),AS31,(IF($B$6>AS32,AS32,\"\")))))))))))))))))))))","v":10.5},{"$f":"IF((AND($B$6>AS22,$B$6<AS23)),AS23,(IF((AND($B$6>AS23,$B$6<AS24)),AS24,(IF((AND($B$6>AS24,$B$6<AS25)),AS25,(IF((AND($B$6>AS25,$B$6<AS26)),AS26,(IF((AND($B$6>AS26,$B$6<AS27)),AS27,(IF((AND($B$6>AS27,$B$6<AS28)),AS28,(IF((AND($B$6>AS28,$B$6<AS29)),AS29,(IF((AND($B$6>AS29,$B$6<AS30)),AS30,(IF((AND($B$6>AS30,$B$6<AS31)),AS31,(IF((AND($B$6>AS31,$B$6<AS32)),AS32,(IF($B$6>AS32,AS32,\"\")))))))))))))))))))))","v":10.5}]
[null,null,null,null,null,null,null,null,null,null,null,null,null,null,null,null,null,null,null,null,null,null,null,null,null,null,null,null,null,null,null,null,null,null,null,null,null,null,null,null,null,null,null,null,null,null,null,null,null,null,null,null,null,"Relevant Power (kW/m)",null,null,{"$f":"(((($B$6-BE36)*((VLOOKUP(BF36,AS22:BE32,13,FALSE))-(VLOOKUP(BE36,AS22:BE32,13,FALSE))))/(BF36-BE36))+(VLOOKUP(BE36,AS22:BE32,13,FALSE)))*0.001","v":{"$error":"#VALUE!"}}]
[]
["Deep"]
[]
["Wave Velocity C","(m/s)",{"$f":"(C42/C43)","v":5.0344574780058648},6.4728739002932549,7.9112903225806459,9.3497067448680351,10.788123167155426,12.226539589442817,13.664956011730204,15.103372434017595,16.541788856304986,17.980205278592376,19.418621700879768]
["Wave Length (λ)","(m)",{"$f":"(9.81/(2*3.41))*C43^2","v":17.620601173020528},29.127932551319649,43.512096774193552,60.773093841642229,80.910923753665699,103.92558651026394,129.81708211143695,158.58541055718476,190.23057184750735,224.75256598240469,262.15139296187687]
["Wave Period (T)","(s)",3.5,4.5,5.5,6.5,7.5,8.5,9.5,10.5,11.5,12.5,13.5]
[]
["Energy","Wave Height (Hs)","Power",null,null,null,null,null,null,null,null,null,null,"Total Power",null,null,null,"North Sea Area 10",null,null,null,null,null,null,null,null,null,null,null,null,"North Sea Area 10",null,null,null,null,null,null,null,null,null,null,null,null,null,"North Sea Area 10"]
["(J)","(m)","(W/m)",null,null,null,null,null,null,null,null,null,null,"(W/m)",null,null,null,"Number of Occurences",null,null,null,null,null,null,null,null,null,null,null,null,"Percentage of Occurences",null,null,null,null,null,null,null,null,null,null,null,null,null,"Annual Power (W/m)",null,null,null,null,null,null,null,null,null,null,null,"Total Power"]
[{"$f":"(1025*9.81*B47^2)/8","v":314.2265625},0.5,{"$f":"$A47*($C$41)/2","v":790.98013368310114},{"$f":"$A47*($D$41)/2","v":1016.9744575925586},{"$f":"$A47*($E$41)/2","v":1242.9687815020163},{"$f":"$A47*($F$41)/2","v":1468.9631054114736},{"$f":"$A47*($G$41)/2","v":1694.9574293209312},{"$f":"$A47*($H$41)/2","v":1920.9517532303889},0,0,0,0,0,{"$f":"SUM(C47:M47)","v":8135.7956607404703},null,null,null,"Hs                      T",3.5,4.5,5.5,6.5,7.5,8.5,9.5,10.5,11.5,12.5,13.5,null,"Hs                 T",3.5,4.5,5.5,6.5,7.5,8.5,9.5,10.5,11.5,12.5,13.5,"Availability",null,"Hs           T",3.5,4.5,5.5,6.5,7.5,8.5,9.5,10.5,11.5,12.5,13.5,"(W/m)"]
[2828.0390625,1.5,{"$f":"$B48*($C$16/2)","v":4.0971428571428579},{"$f":"$A48*($D$41)/2","v":9152.7701183330282},11186.719033518146,13220.667948703262,15254.616863888381,{"$f":"$A48*($G$41)/2","v":15254.616863888381},{"$f":"$A48*($I$41)/2","v":19322.514694258614},{"$f":"$A48*($J$41)/2","v":21356.46360944373},0,0,0,104752.46627489068,null,null,null,0.5,{"$f":"IF($B$4=\"SW\",'Wave Areas'!P115,(IF($B$4=\"N\",'Wave Areas'!B78,(IF($B$4=\"NE\",'Wave Areas'!P79,(IF($B$4=\"E\",'Wave Areas'!B96,(IF($B$4=\"SE\",'Wave Areas'!P97,(IF($B$4=\"S\",'Wave Areas'!B114,(IF($B$4=\"W\",'Wave Areas'!B132,(IF($B$4=\"NW\",'Wave Areas'!P133,0)))))))))))))))","v":0},{"$f":"IF($B$4=\"SW\",'Wave Areas'!Q115,(IF($B$4=\"N\",'Wave Areas'!C78,(IF($B$4=\"NE\",'Wave Areas'!Q79,(IF($B$4=\"E\",'Wave Areas'!C96,(IF($B$4=\"SE\",'Wave Areas'!Q97,(IF($B$4=\"S\",'Wave Areas'!C114,(IF($B$4=\"W\",'Wave Areas'!C132,(IF($B$4=\"NW\",'Wave Areas'!Q133,0)))))))))))))))","v":0},{"$f":"IF($B$4=\"SW\",'Wave Areas'!R115,(IF($B$4=\"N\",'Wave Areas'!D78,(IF($B$4=\"NE\",'Wave Areas'!R79,(IF($B$4=\"E\",'Wave Areas'!D96,(IF($B$4=\"SE\",'Wave Areas'!R97,(IF($B$4=\"S\",'Wave Areas'!D114,(IF($B$4=\"W\",'Wave Areas'!D132,(IF($B$4=\"NW\",'Wave Areas'!R133,0)))))))))))))))","v":0},{"$f":"IF($B$4=\"SW\",'Wave Areas'!S115,(IF($B$4=\"N\",'Wave Areas'!E78,(IF($B$4=\"NE\",'Wave Areas'!S79,(IF($B$4=\"E\",'Wave Areas'!E96,(IF($B$4=\"SE\",'Wave Areas'!S97,(IF($B$4=\"S\",'Wave Areas'!E114,(IF($B$4=\"W\",'Wave Areas'!E132,(IF($B$4=\"NW\",'Wave Areas'!S133,0)))))))))))))))","v":0},{"$f":"IF($B$4=\"SW\",'Wave Areas'!T115,(IF($B$4=\"N\",'Wave Areas'!F78,(IF($B$4=\"NE\",'Wave Areas'!T79,(IF($B$4=\"E\",'Wave Areas'!F96,(IF($B$4=\"SE\",'Wave Areas'!T97,(IF($B$4=\"S\",'Wave Areas'!F114,(IF($B$4=\"W\",'Wave Areas'!F132,(IF($B$4=\"NW\",'Wave Areas'!T133,0)))))))))))))))","v":0},{"$f":"IF($B$4=\"SW\",'Wave Areas'!U115,(IF($B$4=\"N\",'Wave Areas'!G78,(IF($B$4=\"NE\",'Wave Areas'!U79,(IF($B$4=\"E\",'Wave Areas'!G96,(IF($B$4=\"SE\",'Wave Areas'!U97,(IF($B$4=\"S\",'Wave Areas'!G114,(IF($B$4=\"W\",'Wave Areas'!G132,(IF($B$4=\"NW\",'Wave Areas'!U133,0)))))))))))))))","v":0},{"$f":"IF($B$4=\"SW\",'Wave Areas'!V115,(IF($B$4=\"N\",'Wave Areas'!H78,(IF($B$4=\"NE\",'Wave Areas'!V79,(IF($B$4=\"E\",'Wave Areas'!H96,(IF($B$4=\"SE\",'Wave Areas'!V97,(IF($B$4=\"S\",'Wave Areas'!H114,(IF($B$4=\"W\",'Wave Areas'!H132,(IF($B$4=\"NW\",'Wave Areas'!V133,0)))))))))))))))","v":0},{"$f":"IF($B$4=\"SW\",'Wave Areas'!W115,(IF($B$4=\"N\",'Wave Areas'!I78,(IF($B$4=\"NE\",'Wave Areas'!W79,(IF($B$4=\"E\",'Wave Areas'!I96,(IF($B$4=\"SE\",'Wave Areas'!W97,(IF($B$4=\"S\",'Wave Areas'!I114,(IF($B$4=\"W\",'Wave Areas'!I132,(IF($B$4=\"NW\",'Wave Areas'!W133,0)))))))))))))))","v":0},{"$f":"IF($B$4=\"SW\",'Wave Areas'!X115,(IF($B$4=\"N\",'Wave Areas'!J78,(IF($B$4=\"NE\",'Wave Areas'!X79,(IF($B$4=\"E\",'Wave Areas'!J96,(IF($B$4=\"SE\",'Wave Areas'!X97,(IF($B$4=\"S\",'Wave Areas'!J114,(IF($B$4=\"W\",'Wave Areas'!J132,(IF($B$4=\"NW\",'Wave Areas'!X133,0)))))))))))))))","v":0},{"$f":"IF($B$4=\"SW\",'Wave Areas'!Y115,(IF($B$4=\"N\",'Wave Areas'!K78,(IF($B$4=\"NE\",'Wave Areas'!Y79,(IF($B$4=\"E\",'Wave Areas'!K96,(IF($B$4=\"SE\",'Wave Areas'!Y97,(IF($B$4=\"S\",'Wave Areas'!K114,(IF($B$4=\"W\",'Wave Areas'!K132,(IF($B$4=\"NW\",'Wave Areas'!Y133,0)))))))))))))))","v":0},{"$f":"IF($B$4=\"SW\",'Wave Areas'!Z115,(IF($B$4=\"N\",'Wave Areas'!L78,(IF($B$4=\"NE\",'Wave Areas'!Z79,(IF($B$4=\"E\",'Wave Areas'!L96,(IF($B$4=\"SE\",'Wave Areas'!Z97,(IF($B$4=\"S\",'Wave Areas'!L114,(IF($B$4=\"W\",'Wave Areas'!L132,(IF($B$4=\"NW\",'Wave Areas'!Z133,0)))))))))))))))","v":0},null,0.5,{"$f":"S48/$AC$59","v":{"$error":"#DIV/0!"}},{"$f":"T48/$AC$59","v":{"$error":"#DIV/0!"}},{"$error":"#DIV/0!"},{"$error":"#DIV/0!"},{"$error":"#DIV/0!"},{"$error":"#DIV/0!"},{"$error":"#DIV/0!"},{"$error":"#DIV/0!"},{"$error":"#DIV/0!"},{"$error":"#DIV/0!"},{"$error":"#DIV/0!"},{"$f":"SUM(AF48:AP48)","v":{"$error":"#DIV/0!"}},null,0.5,{"$f":"C47*AF48","v":{"$error":"#DIV/0!"}},{"$error":"#DIV/0!"},{"$error":"#DIV/0!"},{"$error":"#DIV/0!"},{"$error":"#DIV/0!"},{"$error":"#DIV/0!"},{"$f":"AM48/1004","v":{"$error":"#DIV/0!"}},{"$f":"AN48/1004","v":{"$error":"#DIV/0!"}},{"$f":"AO48/1004","v":{"$error":"#DIV/0!"}},{"$f":"AP48/1004","v":{"$error":"#DIV/0!"}},{"$f":"AQ44/1004","v":0},{"$f":"SUM(AT48:BD48)","v":{"$error":"#DIV/0!"}}]
[7855.6640625,2.5,0,{"$f":"$A49*($D$41)/2","v":25424.361439813965},31074.219537550405,36724.077635286842,42373.935733023282,{"$f":"$A49*($H$41)/2","v":48023.793830759721},53673.651928496147,59323.510026232587,0,0,0,296617.55013116292,null,null,null,1.5,{"$f":"IF($B$4=\"SW\",'Wave Areas'!P116,(IF($B$4=\"N\",'Wave Areas'!B79,(IF($B$4=\"NE\",'Wave Areas'!P80,(IF($B$4=\"E\",'Wave Areas'!B97,(IF($B$4=\"SE\",'Wave Areas'!P98,(IF($B$4=\"S\",'Wave Areas'!B115,(IF($B$4=\"W\",'Wave Areas'!B133,(IF($B$4=\"NW\",'Wave Areas'!P134,0)))))))))))))))","v":0},{"$f":"IF($B$4=\"SW\",'Wave Areas'!Q116,(IF($B$4=\"N\",'Wave Areas'!C79,(IF($B$4=\"NE\",'Wave Areas'!Q80,(IF($B$4=\"E\",'Wave Areas'!C97,(IF($B$4=\"SE\",'Wave Areas'!Q98,(IF($B$4=\"S\",'Wave Areas'!C115,(IF($B$4=\"W\",'Wave Areas'!C133,(IF($B$4=\"NW\",'Wave Areas'!Q134,0)))))))))))))))","v":0},{"$f":"IF($B$4=\"SW\",'Wave Areas'!R116,(IF($B$4=\"N\",'Wave Areas'!D79,(IF($B$4=\"NE\",'Wave Areas'!R80,(IF($B$4=\"E\",'Wave Areas'!D97,(IF($B$4=\"SE\",'Wave Areas'!R98,(IF($B$4=\"S\",'Wave Areas'!D115,(IF($B$4=\"W\",'Wave Areas'!D133,(IF($B$4=\"NW\",'Wave Areas'!R134,0)))))))))))))))","v":0},{"$f":"IF($B$4=\"SW\",'Wave Areas'!S116,(IF($B$4=\"N\",'Wave Areas'!E79,(IF($B$4=\"NE\",'Wave Areas'!S80,(IF($B$4=\"E\",'Wave Areas'!E97,(IF($B$4=\"SE\",'Wave Areas'!S98,(IF($B$4=\"S\",'Wave Areas'!E115,(IF($B$4=\"W\",'Wave Areas'!E133,(IF($B$4=\"NW\",'Wave Areas'!S134,0)))))))))))))))","v":0},{"$f":"IF($B$4=\"SW\",'Wave Areas'!T116,(IF($B$4=\"N\",'Wave Areas'!F79,(IF($B$4=\"NE\",'Wave Areas'!T80,(IF($B$4=\"E\",'Wave Areas'!F97,(IF($B$4=\"SE\",'Wave Areas'!T98,(IF($B$4=\"S\",'Wave Areas'!F115,(IF($B$4=\"W\",'Wave Areas'!F133,(IF($B$4=\"NW\",'Wave Areas'!T134,0)))))))))))))))","v":0},{"$f":"IF($B$4=\"SW\",'Wave Areas'!U116,(IF($B$4=\"N\",'Wave Areas'!G79,(IF($B$4=\"NE\",'Wave Areas'!U80,(IF($B$4=\"E\",'Wave Areas'!G97,(IF($B$4=\"SE\",'Wave Areas'!U98,(IF($B$4=\"S\",'Wave Areas'!G115,(IF($B$4=\"W\",'Wave Areas'!G133,(IF($B$4=\"NW\",'Wave Areas'!U134,0)))))))))))))))","v":0},{"$f":"IF($B$4=\"SW\",'Wave Areas'!V116,(IF($B$4=\"N\",'Wave Areas'!H79,(IF($B$4=\"NE\",'Wave Areas'!V80,(IF($B$4=\"E\",'Wave Areas'!H97,(IF($B$4=\"SE\",'Wave Areas'!V98,(IF($B$4=\"S\",'Wave Areas'!H115,(IF($B$4=\"W\",'Wave Areas'!H133,(IF($B$4=\"NW\",'Wave Areas'!V134,0)))))))))))))))","v":0},{"$f":"IF($B$4=\"SW\",'Wave Areas'!W116,(IF($B$4=\"N\",'Wave Areas'!I79,(IF($B$4=\"NE\",'Wave Areas'!W80,(IF($B$4=\"E\",'Wave Areas'!I97,(IF($B$4=\"SE\",'Wave Areas'!W98,(IF($B$4=\"S\",'Wave Areas'!I115,(IF($B$4=\"W\",'Wave Areas'!I133,(IF($B$4=\"NW\",'Wave Areas'!W134,0)))))))))))))))","v":0},{"$f":"IF($B$4=\"SW\",'Wave Areas'!X116,(IF($B$4=\"N\",'Wave Areas'!J79,(IF($B$4=\"NE\",'Wave Areas'!X80,(IF($B$4=\"E\",'Wave Areas'!J97,(IF($B$4=\"SE\",'Wave Areas'!X98,(IF($B$4=\"S\",'Wave Areas'!J115,(IF($B$4=\"W\",'Wave Areas'!J133,(IF($B$4=\"NW\",'Wave Areas'!X134,0)))))))))))))))","v":0},{"$f":"IF($B$4=\"SW\",'Wave Areas'!Y116,(IF($B$4=\"N\",'Wave Areas'!K79,(IF($B$4=\"NE\",'Wave Areas'!Y80,(IF($B$4=\"E\",'Wave Areas'!K97,(IF($B$4=\"SE\",'Wave Areas'!Y98,(IF($B$4=\"S\",'Wave Areas'!K115,(IF($B$4=\"W\",'Wave Areas'!K133,(IF($B$4=\"NW\",'Wave Areas'!Y134,0)))))))))))))))","v":0},{"$f":"IF($B$4=\"SW\",'Wave Areas'!Z116,(IF($B$4=\"N\",'Wave Areas'!L79,(IF($B$4=\"NE\",'Wave Areas'!Z80,(IF($B$4=\"E\",'Wave Areas'!L97,(IF($B$4=\"SE\",'Wave Areas'!Z98,(IF($B$4=\"S\",'Wave Areas'!L115,(IF($B$4=\"W\",'Wave Areas'!L133,(IF($B$4=\"NW\",'Wave Areas'!Z134,0)))))))))))))))","v":0},null,1.5,{"$f":"S49/$AC$59","v":{"$error":"#DIV/0!"}},{"$error":"#DIV/0!"},{"$error":"#DIV/0!"},{"$error":"#DIV/0!"},{"$error":"#DIV/0!"},{"$error":"#DIV/0!"},{"$error":"#DIV/0!"},{"$error":"#DIV/0!"},{"$error":"#DIV/0!"},{"$error":"#DIV/0!"},{"$error":"#DIV/0!"},{"$f":"SUM(AF49:AP49)","v":{"$error":"#DIV/0!"}},null,1.5,{"$error":"#DIV/0!"},{"$error":"#DIV/0!"},{"$error":"#DIV/0!"},{"$error":"#DIV/0!"},{"$error":"#DIV/0!"},{"$error":"#DIV/0!"},{"$error":"#DIV/0!"},{"$error":"#DIV/0!"},{"$f":"AO49/1004","v":{"$error":"#DIV/0!"}},{"$error":"#DIV/0!"},{"$f":"AQ46/1004","v":0},{"$error":"#DIV/0!"}]
[15397.1015625,3.5,0,{"$f":"$A50*($D$41)/2","v":49831.748422035373},60905.470293598795,71979.192165162211,83052.914036725633,94126.635908289056,105200.35777985245,116274.07965141587,0,0,0,581370.39825707942,null,null,null,2.5,{"$f":"IF($B$4=\"SW\",'Wave Areas'!P117,(IF($B$4=\"N\",'Wave Areas'!B80,(IF($B$4=\"NE\",'Wave Areas'!P81,(IF($B$4=\"E\",'Wave Areas'!B98,(IF($B$4=\"SE\",'Wave Areas'!P99,(IF($B$4=\"S\",'Wave Areas'!B116,(IF($B$4=\"W\",'Wave Areas'!B134,(IF($B$4=\"NW\",'Wave Areas'!P135,0)))))))))))))))","v":0},{"$f":"IF($B$4=\"SW\",'Wave Areas'!Q117,(IF($B$4=\"N\",'Wave Areas'!C80,(IF($B$4=\"NE\",'Wave Areas'!Q81,(IF($B$4=\"E\",'Wave Areas'!C98,(IF($B$4=\"SE\",'Wave Areas'!Q99,(IF($B$4=\"S\",'Wave Areas'!C116,(IF($B$4=\"W\",'Wave Areas'!C134,(IF($B$4=\"NW\",'Wave Areas'!Q135,0)))))))))))))))","v":0},{"$f":"IF($B$4=\"SW\",'Wave Areas'!R117,(IF($B$4=\"N\",'Wave Areas'!D80,(IF($B$4=\"NE\",'Wave Areas'!R81,(IF($B$4=\"E\",'Wave Areas'!D98,(IF($B$4=\"SE\",'Wave Areas'!R99,(IF($B$4=\"S\",'Wave Areas'!D116,(IF($B$4=\"W\",'Wave Areas'!D134,(IF($B$4=\"NW\",'Wave Areas'!R135,0)))))))))))))))","v":0},{"$f":"IF($B$4=\"SW\",'Wave Areas'!S117,(IF($B$4=\"N\",'Wave Areas'!E80,(IF($B$4=\"NE\",'Wave Areas'!S81,(IF($B$4=\"E\",'Wave Areas'!E98,(IF($B$4=\"SE\",'Wave Areas'!S99,(IF($B$4=\"S\",'Wave Areas'!E116,(IF($B$4=\"W\",'Wave Areas'!E134,(IF($B$4=\"NW\",'Wave Areas'!S135,0)))))))))))))))","v":0},{"$f":"IF($B$4=\"SW\",'Wave Areas'!T117,(IF($B$4=\"N\",'Wave Areas'!F80,(IF($B$4=\"NE\",'Wave Areas'!T81,(IF($B$4=\"E\",'Wave Areas'!F98,(IF($B$4=\"SE\",'Wave Areas'!T99,(IF($B$4=\"S\",'Wave Areas'!F116,(IF($B$4=\"W\",'Wave Areas'!F134,(IF($B$4=\"NW\",'Wave Areas'!T135,0)))))))))))))))","v":0},{"$f":"IF($B$4=\"SW\",'Wave Areas'!U117,(IF($B$4=\"N\",'Wave Areas'!G80,(IF($B$4=\"NE\",'Wave Areas'!U81,(IF($B$4=\"E\",'Wave Areas'!G98,(IF($B$4=\"SE\",'Wave Areas'!U99,(IF($B$4=\"S\",'Wave Areas'!G116,(IF($B$4=\"W\",'Wave Areas'!G134,(IF($B$4=\"NW\",'Wave Areas'!U135,0)))))))))))))))","v":0},{"$f":"IF($B$4=\"SW\",'Wave Areas'!V117,(IF($B$4=\"N\",'Wave Areas'!H80,(IF($B$4=\"NE\",'Wave Areas'!V81,(IF($B$4=\"E\",'Wave Areas'!H98,(IF($B$4=\"SE\",'Wave Areas'!V99,(IF($B$4=\"S\",'Wave Areas'!H116,(IF($B$4=\"W\",'Wave Areas'!H134,(IF($B$4=\"NW\",'Wave Areas'!V135,0)))))))))))))))","v":0},{"$f":"IF($B$4=\"SW\",'Wave Areas'!W117,(IF($B$4=\"N\",'Wave Areas'!I80,(IF($B$4=\"NE\",'Wave Areas'!W81,(IF($B$4=\"E\",'Wave Areas'!I98,(IF($B$4=\"SE\",'Wave Areas'!W99,(IF($B$4=\"S\",'Wave Areas'!I116,(IF($B$4=\"W\",'Wave Areas'!I134,(IF($B$4=\"NW\",'Wave Areas'!W135,0)))))))))))))))","v":0},{"$f":"IF($B$4=\"SW\",'Wave Areas'!X117,(IF($B$4=\"N\",'Wave Areas'!J80,(IF($B$4=\"NE\",'Wave Areas'!X81,(IF($B$4=\"E\",'Wave Areas'!J98,(IF($B$4=\"SE\",'Wave Areas'!X99,(IF($B$4=\"S\",'Wave Areas'!J116,(IF($B$4=\"W\",'Wave Areas'!J134,(IF($B$4=\"NW\",'Wave Areas'!X135,0)))))))))))))))","v":0},{"$f":"IF($B$4=\"SW\",'Wave Areas'!Y117,(IF($B$4=\"N\",'Wave Areas'!K80,(IF($B$4=\"NE\",'Wave Areas'!Y81,(IF($B$4=\"E\",'Wave Areas'!K98,(IF($B$4=\"SE\",'Wave Areas'!Y99,(IF($B$4=\"S\",'Wave Areas'!K116,(IF($B$4=\"W\",'Wave Areas'!K134,(IF($B$4=\"NW\",'Wave Areas'!Y135,0)))))))))))))))","v":0},{"$f":"IF($B$4=\"SW\",'Wave Areas'!Z117,(IF($B$4=\"N\",'Wave Areas'!L80,(IF($B$4=\"NE\",'Wave Areas'!Z81,(IF($B$4=\"E\",'Wave Areas'!L98,(IF($B$4=\"SE\",'Wave Areas'!Z99,(IF($B$4=\"S\",'Wave Areas'!L116,(IF($B$4=\"W\",'Wave Areas'!L134,(IF($B$4=\"NW\",'Wave Areas'!Z135,0)))))))))))))))","v":0},null,2.5,{"$error":"#DIV/0!"},{"$error":"#DIV/0!"},{"$error":"#DIV/0!"},{"$error":"#DIV/0!"},{"$error":"#DIV/0!"},{"$error":"#DIV/0!"},{"$error":"#DIV/0!"},{"$error":"#DIV/0!"},{"$error":"#DIV/0!"},{"$error":"#DIV/0!"},{"$error":"#DIV/0!"},{"$error":"#DIV/0!"},null,2.5,{"$f":"AG50/1004","v":{"$error":"#DIV/0!"}},{"$error":"#DIV/0!"},{"$error":"#DIV/0!"},{"$error":"#DIV/0!"},{"$error":"#DIV/0!"},{"$error":"#DIV/0!"},{"$error":"#DIV/0!"},{"$error":"#DIV/0!"},{"$error":"#DIV/0!"},{"$error":"#DIV/0!"},{"$f":"AQ48/1004","v":{"$error":"#DIV/0!"}},{"$error":"#DIV/0!"}]
[25452.3515625,4.5,0,{"$f":"$A51*($D$41)/2","v":82374.931064997247},100680.47130166332,118986.01153832936,137291.55177499543,155597.0920116615,173902.63224832751,192208.17248499359,0,0,0,961040.86242496793,null,null,null,3.5,{"$f":"IF($B$4=\"SW\",'Wave Areas'!P118,(IF($B$4=\"N\",'Wave Areas'!B81,(IF($B$4=\"NE\",'Wave Areas'!P82,(IF($B$4=\"E\",'Wave Areas'!B99,(IF($B$4=\"SE\",'Wave Areas'!P100,(IF($B$4=\"S\",'Wave Areas'!B117,(IF($B$4=\"W\",'Wave Areas'!B135,(IF($B$4=\"NW\",'Wave Areas'!P136,0)))))))))))))))","v":0},{"$f":"IF($B$4=\"SW\",'Wave Areas'!Q118,(IF($B$4=\"N\",'Wave Areas'!C81,(IF($B$4=\"NE\",'Wave Areas'!Q82,(IF($B$4=\"E\",'Wave Areas'!C99,(IF($B$4=\"SE\",'Wave Areas'!Q100,(IF($B$4=\"S\",'Wave Areas'!C117,(IF($B$4=\"W\",'Wave Areas'!C135,(IF($B$4=\"NW\",'Wave Areas'!Q136,0)))))))))))))))","v":0},{"$f":"IF($B$4=\"SW\",'Wave Areas'!R118,(IF($B$4=\"N\",'Wave Areas'!D81,(IF($B$4=\"NE\",'Wave Areas'!R82,(IF($B$4=\"E\",'Wave Areas'!D99,(IF($B$4=\"SE\",'Wave Areas'!R100,(IF($B$4=\"S\",'Wave Areas'!D117,(IF($B$4=\"W\",'Wave Areas'!D135,(IF($B$4=\"NW\",'Wave Areas'!R136,0)))))))))))))))","v":0},{"$f":"IF($B$4=\"SW\",'Wave Areas'!S118,(IF($B$4=\"N\",'Wave Areas'!E81,(IF($B$4=\"NE\",'Wave Areas'!S82,(IF($B$4=\"E\",'Wave Areas'!E99,(IF($B$4=\"SE\",'Wave Areas'!S100,(IF($B$4=\"S\",'Wave Areas'!E117,(IF($B$4=\"W\",'Wave Areas'!E135,(IF($B$4=\"NW\",'Wave Areas'!S136,0)))))))))))))))","v":0},{"$f":"IF($B$4=\"SW\",'Wave Areas'!T118,(IF($B$4=\"N\",'Wave Areas'!F81,(IF($B$4=\"NE\",'Wave Areas'!T82,(IF($B$4=\"E\",'Wave Areas'!F99,(IF($B$4=\"SE\",'Wave Areas'!T100,(IF($B$4=\"S\",'Wave Areas'!F117,(IF($B$4=\"W\",'Wave Areas'!F135,(IF($B$4=\"NW\",'Wave Areas'!T136,0)))))))))))))))","v":0},{"$f":"IF($B$4=\"SW\",'Wave Areas'!U118,(IF($B$4=\"N\",'Wave Areas'!G81,(IF($B$4=\"NE\",'Wave Areas'!U82,(IF($B$4=\"E\",'Wave Areas'!G99,(IF($B$4=\"SE\",'Wave Areas'!U100,(IF($B$4=\"S\",'Wave Areas'!G117,(IF($B$4=\"W\",'Wave Areas'!G135,(IF($B$4=\"NW\",'Wave Areas'!U136,0)))))))))))))))","v":0},{"$f":"IF($B$4=\"SW\",'Wave Areas'!V118,(IF($B$4=\"N\",'Wave Areas'!H81,(IF($B$4=\"NE\",'Wave Areas'!V82,(IF($B$4=\"E\",'Wave Areas'!H99,(IF($B$4=\"SE\",'Wave Areas'!V100,(IF($B$4=\"S\",'Wave Areas'!H117,(IF($B$4=\"W\",'Wave Areas'!H135,(IF($B$4=\"NW\",'Wave Areas'!V136,0)))))))))))))))","v":0},{"$f":"IF($B$4=\"SW\",'Wave Areas'!W118,(IF($B$4=\"N\",'Wave Areas'!I81,(IF($B$4=\"NE\",'Wave Areas'!W82,(IF($B$4=\"E\",'Wave Areas'!I99,(IF($B$4=\"SE\",'Wave Areas'!W100,(IF($B$4=\"S\",'Wave Areas'!I117,(IF($B$4=\"W\",'Wave Areas'!I135,(IF($B$4=\"NW\",'Wave Areas'!W136,0)))))))))))))))","v":0},{"$f":"IF($B$4=\"SW\",'Wave Areas'!X118,(IF($B$4=\"N\",'Wave Areas'!J81,(IF($B$4=\"NE\",'Wave Areas'!X82,(IF($B$4=\"E\",'Wave Areas'!J99,(IF($B$4=\"SE\",'Wave Areas'!X100,(IF($B$4=\"S\",'Wave Areas'!J117,(IF($B$4=\"W\",'Wave Areas'!J135,(IF($B$4=\"NW\",'Wave Areas'!X136,0)))))))))))))))","v":0},{"$f":"IF($B$4=\"SW\",'Wave Areas'!Y118,(IF($B$4=\"N\",'Wave Areas'!K81,(IF($B$4=\"NE\",'Wave Areas'!Y82,(IF($B$4=\"E\",'Wave Areas'!K99,(IF($B$4=\"SE\",'Wave Areas'!Y100,(IF($B$4=\"S\",'Wave Areas'!K117,(IF($B$4=\"W\",'Wave Areas'!K135,(IF($B$4=\"NW\",'Wave Areas'!Y136,0)))))))))))))))","v":0},{"$f":"IF($B$4=\"SW\",'Wave Areas'!Z118,(IF($B$4=\"N\",'Wave Areas'!L81,(IF($B$4=\"NE\",'Wave Areas'!Z82,(IF($B$4=\"E\",'Wave Areas'!L99,(IF($B$4=\"SE\",'Wave Areas'!Z100,(IF($B$4=\"S\",'Wave Areas'!L117,(IF($B$4=\"W\",'Wave Areas'!L135,(IF($B$4=\"NW\",'Wave Areas'!Z136,0)))))))))))))))","v":0},null,3.5,{"$error":"#DIV/0!"},{"$error":"#DIV/0!"},{"$error":"#DIV/0!"},{"$error":"#DIV/0!"},{"$error":"#DIV/0!"},{"$error":"#DIV/0!"},{"$error":"#DIV/0!"},{"$error":"#DIV/0!"},{"$error":"#DIV/0!"},{"$error":"#DIV/0!"},{"$error":"#DIV/0!"},{"$error":"#DIV/0!"},null,3.5,{"$error":"#DIV/0!"},{"$error":"#DIV/0!"},{"$error":"#DIV/0!"},{"$error":"#DIV/0!"},{"$error":"#DIV/0!"},{"$error":"#DIV/0!"},{"$error":"#DIV/0!"},{"$error":"#DIV/0!"},{"$error":"#DIV/0!"},{"$error":"#DIV/0!"},{"$error":"#DIV/0!"},{"$error":"#DIV/0!"}]
[38021.4140625,5.5,0,0,150399.22256174395,177744.53575478832,205089.84894783268,232435.16214087704,259780.47533392135,287125.78852696571,0,0,0,1312575.0332661292,null,null,null,4.5,{"$f":"IF($B$4=\"SW\",'Wave Areas'!P119,(IF($B$4=\"N\",'Wave Areas'!B82,(IF($B$4=\"NE\",'Wave Areas'!P83,(IF($B$4=\"E\",'Wave Areas'!B100,(IF($B$4=\"SE\",'Wave Areas'!P101,(IF($B$4=\"S\",'Wave Areas'!B118,(IF($B$4=\"W\",'Wave Areas'!B136,(IF($B$4=\"NW\",'Wave Areas'!P137,0)))))))))))))))","v":0},{"$f":"IF($B$4=\"SW\",'Wave Areas'!Q119,(IF($B$4=\"N\",'Wave Areas'!C82,(IF($B$4=\"NE\",'Wave Areas'!Q83,(IF($B$4=\"E\",'Wave Areas'!C100,(IF($B$4=\"SE\",'Wave Areas'!Q101,(IF($B$4=\"S\",'Wave Areas'!C118,(IF($B$4=\"W\",'Wave Areas'!C136,(IF($B$4=\"NW\",'Wave Areas'!Q137,0)))))))))))))))","v":0},{"$f":"IF($B$4=\"SW\",'Wave Areas'!R119,(IF($B$4=\"N\",'Wave Areas'!D82,(IF($B$4=\"NE\",'Wave Areas'!R83,(IF($B$4=\"E\",'Wave Areas'!D100,(IF($B$4=\"SE\",'Wave Areas'!R101,(IF($B$4=\"S\",'Wave Areas'!D118,(IF($B$4=\"W\",'Wave Areas'!D136,(IF($B$4=\"NW\",'Wave Areas'!R137,0)))))))))))))))","v":0},{"$f":"IF($B$4=\"SW\",'Wave Areas'!S119,(IF($B$4=\"N\",'Wave Areas'!E82,(IF($B$4=\"NE\",'Wave Areas'!S83,(IF($B$4=\"E\",'Wave Areas'!E100,(IF($B$4=\"SE\",'Wave Areas'!S101,(IF($B$4=\"S\",'Wave Areas'!E118,(IF($B$4=\"W\",'Wave Areas'!E136,(IF($B$4=\"NW\",'Wave Areas'!S137,0)))))))))))))))","v":0},{"$f":"IF($B$4=\"SW\",'Wave Areas'!T119,(IF($B$4=\"N\",'Wave Areas'!F82,(IF($B$4=\"NE\",'Wave Areas'!T83,(IF($B$4=\"E\",'Wave Areas'!F100,(IF($B$4=\"SE\",'Wave Areas'!T101,(IF($B$4=\"S\",'Wave Areas'!F118,(IF($B$4=\"W\",'Wave Areas'!F136,(IF($B$4=\"NW\",'Wave Areas'!T137,0)))))))))))))))","v":0},{"$f":"IF($B$4=\"SW\",'Wave Areas'!U119,(IF($B$4=\"N\",'Wave Areas'!G82,(IF($B$4=\"NE\",'Wave Areas'!U83,(IF($B$4=\"E\",'Wave Areas'!G100,(IF($B$4=\"SE\",'Wave Areas'!U101,(IF($B$4=\"S\",'Wave Areas'!G118,(IF($B$4=\"W\",'Wave Areas'!G136,(IF($B$4=\"NW\",'Wave Areas'!U137,0)))))))))))))))","v":0},{"$f":"IF($B$4=\"SW\",'Wave Areas'!V119,(IF($B$4=\"N\",'Wave Areas'!H82,(IF($B$4=\"NE\",'Wave Areas'!V83,(IF($B$4=\"E\",'Wave Areas'!H100,(IF($B$4=\"SE\",'Wave Areas'!V101,(IF($B$4=\"S\",'Wave Areas'!H118,(IF($B$4=\"W\",'Wave Areas'!H136,(IF($B$4=\"NW\",'Wave Areas'!V137,0)))))))))))))))","v":0},{"$f":"IF($B$4=\"SW\",'Wave Areas'!W119,(IF($B$4=\"N\",'Wave Areas'!I82,(IF($B$4=\"NE\",'Wave Areas'!W83,(IF($B$4=\"E\",'Wave Areas'!I100,(IF($B$4=\"SE\",'Wave Areas'!W101,(IF($B$4=\"S\",'Wave Areas'!I118,(IF($B$4=\"W\",'Wave Areas'!I136,(IF($B$4=\"NW\",'Wave Areas'!W137,0)))))))))))))))","v":0},{"$f":"IF($B$4=\"SW\",'Wave Areas'!X119,(IF($B$4=\"N\",'Wave Areas'!J82,(IF($B$4=\"NE\",'Wave Areas'!X83,(IF($B$4=\"E\",'Wave Areas'!J100,(IF($B$4=\"SE\",'Wave Areas'!X101,(IF($B$4=\"S\",'Wave Areas'!J118,(IF($B$4=\"W\",'Wave Areas'!J136,(IF($B$4=\"NW\",'Wave Areas'!X137,0)))))))))))))))","v":0},{"$f":"IF($B$4=\"SW\",'Wave Areas'!Y119,(IF($B$4=\"N\",'Wave Areas'!K82,(IF($B$4=\"NE\",'Wave Areas'!Y83,(IF($B$4=\"E\",'Wave Areas'!K100,(IF($B$4=\"SE\",'Wave Areas'!Y101,(IF($B$4=\"S\",'Wave Areas'!K118,(IF($B$4=\"W\",'Wave Areas'!K136,(IF($B$4=\"NW\",'Wave Areas'!Y137,0)))))))))))))))","v":0},{"$f":"IF($B$4=\"SW\",'Wave Areas'!Z119,(IF($B$4=\"N\",'Wave Areas'!L82,(IF($B$4=\"NE\",'Wave Areas'!Z83,(IF($B$4=\"E\",'Wave Areas'!L100,(IF($B$4=\"SE\",'Wave Areas'!Z101,(IF($B$4=\"S\",'Wave Areas'!L118,(IF($B$4=\"W\",'Wave Areas'!L136,(IF($B$4=\"NW\",'Wave Areas'!Z137,0)))))))))))))))","v":0},null,4.5,{"$error":"#DIV/0!"},{"$error":"#DIV/0!"},{"$error":"#DIV/0!"},{"$error":"#DIV/0!"},{"$error":"#DIV/0!"},{"$error":"#DIV/0!"},{"$error":"#DIV/0!"},{"$error":"#DIV/0!"},{"$error":"#DIV/0!"},{"$error":"#DIV/0!"},{"$error":"#DIV/0!"},{"$error":"#DIV/0!"},null,4.5,{"$error":"#DIV/0!"},{"$error":"#DIV/0!"},{"$error":"#DIV/0!"},{"$error":"#DIV/0!"},{"$error":"#DIV/0!"},{"$error":"#DIV/0!"},{"$error":"#DIV/0!"},{"$error":"#DIV/0!"},{"$error":"#DIV/0!"},{"$error":"#DIV/0!"},{"$error":"#DIV/0!"},{"$error":"#DIV/0!"}]
[53104.2890625,6.5,0,0,210061.72407384074,248254.76481453903,286447.8055552374,324640.84629593574,362833.88703663397,401026.92777733231,0,0,0,1833265.9555535191,null,null,null,5.5,{"$f":"IF($B$4=\"SW\",'Wave Areas'!P120,(IF($B$4=\"N\",'Wave Areas'!B83,(IF($B$4=\"NE\",'Wave Areas'!P84,(IF($B$4=\"E\",'Wave Areas'!B101,(IF($B$4=\"SE\",'Wave Areas'!P102,(IF($B$4=\"S\",'Wave Areas'!B119,(IF($B$4=\"W\",'Wave Areas'!B137,(IF($B$4=\"NW\",'Wave Areas'!P138,0)))))))))))))))","v":0},{"$f":"IF($B$4=\"SW\",'Wave Areas'!Q120,(IF($B$4=\"N\",'Wave Areas'!C83,(IF($B$4=\"NE\",'Wave Areas'!Q84,(IF($B$4=\"E\",'Wave Areas'!C101,(IF($B$4=\"SE\",'Wave Areas'!Q102,(IF($B$4=\"S\",'Wave Areas'!C119,(IF($B$4=\"W\",'Wave Areas'!C137,(IF($B$4=\"NW\",'Wave Areas'!Q138,0)))))))))))))))","v":0},{"$f":"IF($B$4=\"SW\",'Wave Areas'!R120,(IF($B$4=\"N\",'Wave Areas'!D83,(IF($B$4=\"NE\",'Wave Areas'!R84,(IF($B$4=\"E\",'Wave Areas'!D101,(IF($B$4=\"SE\",'Wave Areas'!R102,(IF($B$4=\"S\",'Wave Areas'!D119,(IF($B$4=\"W\",'Wave Areas'!D137,(IF($B$4=\"NW\",'Wave Areas'!R138,0)))))))))))))))","v":0},{"$f":"IF($B$4=\"SW\",'Wave Areas'!S120,(IF($B$4=\"N\",'Wave Areas'!E83,(IF($B$4=\"NE\",'Wave Areas'!S84,(IF($B$4=\"E\",'Wave Areas'!E101,(IF($B$4=\"SE\",'Wave Areas'!S102,(IF($B$4=\"S\",'Wave Areas'!E119,(IF($B$4=\"W\",'Wave Areas'!E137,(IF($B$4=\"NW\",'Wave Areas'!S138,0)))))))))))))))","v":0},{"$f":"IF($B$4=\"SW\",'Wave Areas'!T120,(IF($B$4=\"N\",'Wave Areas'!F83,(IF($B$4=\"NE\",'Wave Areas'!T84,(IF($B$4=\"E\",'Wave Areas'!F101,(IF($B$4=\"SE\",'Wave Areas'!T102,(IF($B$4=\"S\",'Wave Areas'!F119,(IF($B$4=\"W\",'Wave Areas'!F137,(IF($B$4=\"NW\",'Wave Areas'!T138,0)))))))))))))))","v":0},{"$f":"IF($B$4=\"SW\",'Wave Areas'!U120,(IF($B$4=\"N\",'Wave Areas'!G83,(IF($B$4=\"NE\",'Wave Areas'!U84,(IF($B$4=\"E\",'Wave Areas'!G101,(IF($B$4=\"SE\",'Wave Areas'!U102,(IF($B$4=\"S\",'Wave Areas'!G119,(IF($B$4=\"W\",'Wave Areas'!G137,(IF($B$4=\"NW\",'Wave Areas'!U138,0)))))))))))))))","v":0},{"$f":"IF($B$4=\"SW\",'Wave Areas'!V120,(IF($B$4=\"N\",'Wave Areas'!H83,(IF($B$4=\"NE\",'Wave Areas'!V84,(IF($B$4=\"E\",'Wave Areas'!H101,(IF($B$4=\"SE\",'Wave Areas'!V102,(IF($B$4=\"S\",'Wave Areas'!H119,(IF($B$4=\"W\",'Wave Areas'!H137,(IF($B$4=\"NW\",'Wave Areas'!V138,0)))))))))))))))","v":0},{"$f":"IF($B$4=\"SW\",'Wave Areas'!W120,(IF($B$4=\"N\",'Wave Areas'!I83,(IF($B$4=\"NE\",'Wave Areas'!W84,(IF($B$4=\"E\",'Wave Areas'!I101,(IF($B$4=\"SE\",'Wave Areas'!W102,(IF($B$4=\"S\",'Wave Areas'!I119,(IF($B$4=\"W\",'Wave Areas'!I137,(IF($B$4=\"NW\",'Wave Areas'!W138,0)))))))))))))))","v":0},{"$f":"IF($B$4=\"SW\",'Wave Areas'!X120,(IF($B$4=\"N\",'Wave Areas'!J83,(IF($B$4=\"NE\",'Wave Areas'!X84,(IF($B$4=\"E\",'Wave Areas'!J101,(IF($B$4=\"SE\",'Wave Areas'!X102,(IF($B$4=\"S\",'Wave Areas'!J119,(IF($B$4=\"W\",'Wave Areas'!J137,(IF($B$4=\"NW\",'Wave Areas'!X138,0)))))))))))))))","v":0},{"$f":"IF($B$4=\"SW\",'Wave Areas'!Y120,(IF($B$4=\"N\",'Wave Areas'!K83,(IF($B$4=\"NE\",'Wave Areas'!Y84,(IF($B$4=\"E\",'Wave Areas'!K101,(IF($B$4=\"SE\",'Wave Areas'!Y102,(IF($B$4=\"S\",'Wave Areas'!K119,(IF($B$4=\"W\",'Wave Areas'!K137,(IF($B$4=\"NW\",'Wave Areas'!Y138,0)))))))))))))))","v":0},{"$f":"IF($B$4=\"SW\",'Wave Areas'!Z120,(IF($B$4=\"N\",'Wave Areas'!L83,(IF($B$4=\"NE\",'Wave Areas'!Z84,(IF($B$4=\"E\",'Wave Areas'!L101,(IF($B$4=\"SE\",'Wave Areas'!Z102,(IF($B$4=\"S\",'Wave Areas'!L119,(IF($B$4=\"W\",'Wave Areas'!L137,(IF($B$4=\"NW\",'Wave Areas'!Z138,0)))))))))))))))","v":0},null,5.5,{"$error":"#DIV/0!"},{"$error":"#DIV/0!"},{"$error":"#DIV/0!"},{"$error":"#DIV/0!"},{"$error":"#DIV/0!"},{"$error":"#DIV/0!"},{"$error":"#DIV/0!"},{"$error":"#DIV/0!"},{"$error":"#DIV/0!"},{"$error":"#DIV/0!"},{"$error":"#DIV/0!"},{"$error":"#DIV/0!"},null,5.5,{"$error":"#DIV/0!"},{"$error":"#DIV/0!"},{"$error":"#DIV/0!"},{"$error":"#DIV/0!"},{"$error":"#DIV/0!"},{"$error":"#DIV/0!"},{"$error":"#DIV/0!"},{"$error":"#DIV/0!"},{"$error":"#DIV/0!"},{"$error":"#DIV/0!"},{"$error":"#DIV/0!"},{"$error":"#DIV/0!"}]
[70700.9765625,7.5,0,0,0,330516.69871758157,381365.42159720953,432214.14447683748,483062.86735646531,0,0,0,0,1627159.132148094,null,null,null,6.5,{"$f":"IF($B$4=\"SW\",'Wave Areas'!P121,(IF($B$4=\"N\",'Wave Areas'!B84,(IF($B$4=\"NE\",'Wave Areas'!P85,(IF($B$4=\"E\",'Wave Areas'!B102,(IF($B$4=\"SE\",'Wave Areas'!P103,(IF($B$4=\"S\",'Wave Areas'!B120,(IF($B$4=\"W\",'Wave Areas'!B138,(IF($B$4=\"NW\",'Wave Areas'!P139,0)))))))))))))))","v":0},{"$f":"IF($B$4=\"SW\",'Wave Areas'!Q121,(IF($B$4=\"N\",'Wave Areas'!C84,(IF($B$4=\"NE\",'Wave Areas'!Q85,(IF($B$4=\"E\",'Wave Areas'!C102,(IF($B$4=\"SE\",'Wave Areas'!Q103,(IF($B$4=\"S\",'Wave Areas'!C120,(IF($B$4=\"W\",'Wave Areas'!C138,(IF($B$4=\"NW\",'Wave Areas'!Q139,0)))))))))))))))","v":0},{"$f":"IF($B$4=\"SW\",'Wave Areas'!R121,(IF($B$4=\"N\",'Wave Areas'!D84,(IF($B$4=\"NE\",'Wave Areas'!R85,(IF($B$4=\"E\",'Wave Areas'!D102,(IF($B$4=\"SE\",'Wave Areas'!R103,(IF($B$4=\"S\",'Wave Areas'!D120,(IF($B$4=\"W\",'Wave Areas'!D138,(IF($B$4=\"NW\",'Wave Areas'!R139,0)))))))))))))))","v":0},{"$f":"IF($B$4=\"SW\",'Wave Areas'!S121,(IF($B$4=\"N\",'Wave Areas'!E84,(IF($B$4=\"NE\",'Wave Areas'!S85,(IF($B$4=\"E\",'Wave Areas'!E102,(IF($B$4=\"SE\",'Wave Areas'!S103,(IF($B$4=\"S\",'Wave Areas'!E120,(IF($B$4=\"W\",'Wave Areas'!E138,(IF($B$4=\"NW\",'Wave Areas'!S139,0)))))))))))))))","v":0},{"$f":"IF($B$4=\"SW\",'Wave Areas'!T121,(IF($B$4=\"N\",'Wave Areas'!F84,(IF($B$4=\"NE\",'Wave Areas'!T85,(IF($B$4=\"E\",'Wave Areas'!F102,(IF($B$4=\"SE\",'Wave Areas'!T103,(IF($B$4=\"S\",'Wave Areas'!F120,(IF($B$4=\"W\",'Wave Areas'!F138,(IF($B$4=\"NW\",'Wave Areas'!T139,0)))))))))))))))","v":0},{"$f":"IF($B$4=\"SW\",'Wave Areas'!U121,(IF($B$4=\"N\",'Wave Areas'!G84,(IF($B$4=\"NE\",'Wave Areas'!U85,(IF($B$4=\"E\",'Wave Areas'!G102,(IF($B$4=\"SE\",'Wave Areas'!U103,(IF($B$4=\"S\",'Wave Areas'!G120,(IF($B$4=\"W\",'Wave Areas'!G138,(IF($B$4=\"NW\",'Wave Areas'!U139,0)))))))))))))))","v":0},{"$f":"IF($B$4=\"SW\",'Wave Areas'!V121,(IF($B$4=\"N\",'Wave Areas'!H84,(IF($B$4=\"NE\",'Wave Areas'!V85,(IF($B$4=\"E\",'Wave Areas'!H102,(IF($B$4=\"SE\",'Wave Areas'!V103,(IF($B$4=\"S\",'Wave Areas'!H120,(IF($B$4=\"W\",'Wave Areas'!H138,(IF($B$4=\"NW\",'Wave Areas'!V139,0)))))))))))))))","v":0},{"$f":"IF($B$4=\"SW\",'Wave Areas'!W121,(IF($B$4=\"N\",'Wave Areas'!I84,(IF($B$4=\"NE\",'Wave Areas'!W85,(IF($B$4=\"E\",'Wave Areas'!I102,(IF($B$4=\"SE\",'Wave Areas'!W103,(IF($B$4=\"S\",'Wave Areas'!I120,(IF($B$4=\"W\",'Wave Areas'!I138,(IF($B$4=\"NW\",'Wave Areas'!W139,0)))))))))))))))","v":0},{"$f":"IF($B$4=\"SW\",'Wave Areas'!X121,(IF($B$4=\"N\",'Wave Areas'!J84,(IF($B$4=\"NE\",'Wave Areas'!X85,(IF($B$4=\"E\",'Wave Areas'!J102,(IF($B$4=\"SE\",'Wave Areas'!X103,(IF($B$4=\"S\",'Wave Areas'!J120,(IF($B$4=\"W\",'Wave Areas'!J138,(IF($B$4=\"NW\",'Wave Areas'!X139,0)))))))))))))))","v":0},{"$f":"IF($B$4=\"SW\",'Wave Areas'!Y121,(IF($B$4=\"N\",'Wave Areas'!K84,(IF($B$4=\"NE\",'Wave Areas'!Y85,(IF($B$4=\"E\",'Wave Areas'!K102,(IF($B$4=\"SE\",'Wave Areas'!Y103,(IF($B$4=\"S\",'Wave Areas'!K120,(IF($B$4=\"W\",'Wave Areas'!K138,(IF($B$4=\"NW\",'Wave Areas'!Y139,0)))))))))))))))","v":0},{"$f":"IF($B$4=\"SW\",'Wave Areas'!Z121,(IF($B$4=\"N\",'Wave Areas'!L84,(IF($B$4=\"NE\",'Wave Areas'!Z85,(IF($B$4=\"E\",'Wave Areas'!L102,(IF($B$4=\"SE\",'Wave Areas'!Z103,(IF($B$4=\"S\",'Wave Areas'!L120,(IF($B$4=\"W\",'Wave Areas'!L138,(IF($B$4=\"NW\",'Wave Areas'!Z139,0)))))))))))))))","v":0},null,6.5,{"$error":"#DIV/0!"},{"$error":"#DIV/0!"},{"$error":"#DIV/0!"},{"$error":"#DIV/0!"},{"$error":"#DIV/0!"},{"$error":"#DIV/0!"},{"$error":"#DIV/0!"},{"$error":"#DIV/0!"},{"$error":"#DIV/0!"},{"$error":"#DIV/0!"},{"$error":"#DIV/0!"},{"$error":"#DIV/0!"},null,6.5,{"$error":"#DIV/0!"},{"$error":"#DIV/0!"},{"$error":"#DIV/0!"},{"$error":"#DIV/0!"},{"$error":"#DIV/0!"},{"$error":"#DIV/0!"},{"$error":"#DIV/0!"},{"$error":"#DIV/0!"},{"$error":"#DIV/0!"},{"$error":"#DIV/0!"},{"$error":"#DIV/0!"},{"$error":"#DIV/0!"}]
[90811.4765625,8.5,0,0,0,424530.33746391587,489842.69707374915,555155.05668358237,620467.41629341547,0,0,0,0,2089995.5075146628,null,null,null,7.5,{"$f":"IF($B$4=\"SW\",'Wave Areas'!P122,(IF($B$4=\"N\",'Wave Areas'!B85,(IF($B$4=\"NE\",'Wave Areas'!P86,(IF($B$4=\"E\",'Wave Areas'!B103,(IF($B$4=\"SE\",'Wave Areas'!P104,(IF($B$4=\"S\",'Wave Areas'!B121,(IF($B$4=\"W\",'Wave Areas'!B139,(IF($B$4=\"NW\",'Wave Areas'!P140,0)))))))))))))))","v":0},{"$f":"IF($B$4=\"SW\",'Wave Areas'!Q122,(IF($B$4=\"N\",'Wave Areas'!C85,(IF($B$4=\"NE\",'Wave Areas'!Q86,(IF($B$4=\"E\",'Wave Areas'!C103,(IF($B$4=\"SE\",'Wave Areas'!Q104,(IF($B$4=\"S\",'Wave Areas'!C121,(IF($B$4=\"W\",'Wave Areas'!C139,(IF($B$4=\"NW\",'Wave Areas'!Q140,0)))))))))))))))","v":0},{"$f":"IF($B$4=\"SW\",'Wave Areas'!R122,(IF($B$4=\"N\",'Wave Areas'!D85,(IF($B$4=\"NE\",'Wave Areas'!R86,(IF($B$4=\"E\",'Wave Areas'!D103,(IF($B$4=\"SE\",'Wave Areas'!R104,(IF($B$4=\"S\",'Wave Areas'!D121,(IF($B$4=\"W\",'Wave Areas'!D139,(IF($B$4=\"NW\",'Wave Areas'!R140,0)))))))))))))))","v":0},{"$f":"IF($B$4=\"SW\",'Wave Areas'!S122,(IF($B$4=\"N\",'Wave Areas'!E85,(IF($B$4=\"NE\",'Wave Areas'!S86,(IF($B$4=\"E\",'Wave Areas'!E103,(IF($B$4=\"SE\",'Wave Areas'!S104,(IF($B$4=\"S\",'Wave Areas'!E121,(IF($B$4=\"W\",'Wave Areas'!E139,(IF($B$4=\"NW\",'Wave Areas'!S140,0)))))))))))))))","v":0},{"$f":"IF($B$4=\"SW\",'Wave Areas'!T122,(IF($B$4=\"N\",'Wave Areas'!F85,(IF($B$4=\"NE\",'Wave Areas'!T86,(IF($B$4=\"E\",'Wave Areas'!F103,(IF($B$4=\"SE\",'Wave Areas'!T104,(IF($B$4=\"S\",'Wave Areas'!F121,(IF($B$4=\"W\",'Wave Areas'!F139,(IF($B$4=\"NW\",'Wave Areas'!T140,0)))))))))))))))","v":0},{"$f":"IF($B$4=\"SW\",'Wave Areas'!U122,(IF($B$4=\"N\",'Wave Areas'!G85,(IF($B$4=\"NE\",'Wave Areas'!U86,(IF($B$4=\"E\",'Wave Areas'!G103,(IF($B$4=\"SE\",'Wave Areas'!U104,(IF($B$4=\"S\",'Wave Areas'!G121,(IF($B$4=\"W\",'Wave Areas'!G139,(IF($B$4=\"NW\",'Wave Areas'!U140,0)))))))))))))))","v":0},{"$f":"IF($B$4=\"SW\",'Wave Areas'!V122,(IF($B$4=\"N\",'Wave Areas'!H85,(IF($B$4=\"NE\",'Wave Areas'!V86,(IF($B$4=\"E\",'Wave Areas'!H103,(IF($B$4=\"SE\",'Wave Areas'!V104,(IF($B$4=\"S\",'Wave Areas'!H121,(IF($B$4=\"W\",'Wave Areas'!H139,(IF($B$4=\"NW\",'Wave Areas'!V140,0)))))))))))))))","v":0},{"$f":"IF($B$4=\"SW\",'Wave Areas'!W122,(IF($B$4=\"N\",'Wave Areas'!I85,(IF($B$4=\"NE\",'Wave Areas'!W86,(IF($B$4=\"E\",'Wave Areas'!I103,(IF($B$4=\"SE\",'Wave Areas'!W104,(IF($B$4=\"S\",'Wave Areas'!I121,(IF($B$4=\"W\",'Wave Areas'!I139,(IF($B$4=\"NW\",'Wave Areas'!W140,0)))))))))))))))","v":0},{"$f":"IF($B$4=\"SW\",'Wave Areas'!X122,(IF($B$4=\"N\",'Wave Areas'!J85,(IF($B$4=\"NE\",'Wave Areas'!X86,(IF($B$4=\"E\",'Wave Areas'!J103,(IF($B$4=\"SE\",'Wave Areas'!X104,(IF($B$4=\"S\",'Wave Areas'!J121,(IF($B$4=\"W\",'Wave Areas'!J139,(IF($B$4=\"NW\",'Wave Areas'!X140,0)))))))))))))))","v":0},{"$f":"IF($B$4=\"SW\",'Wave Areas'!Y122,(IF($B$4=\"N\",'Wave Areas'!K85,(IF($B$4=\"NE\",'Wave Areas'!Y86,(IF($B$4=\"E\",'Wave Areas'!K103,(IF($B$4=\"SE\",'Wave Areas'!Y104,(IF($B$4=\"S\",'Wave Areas'!K121,(IF($B$4=\"W\",'Wave Areas'!K139,(IF($B$4=\"NW\",'Wave Areas'!Y140,0)))))))))))))))","v":0},{"$f":"IF($B$4=\"SW\",'Wave Areas'!Z122,(IF($B$4=\"N\",'Wave Areas'!L85,(IF($B$4=\"NE\",'Wave Areas'!Z86,(IF($B$4=\"E\",'Wave Areas'!L103,(IF($B$4=\"SE\",'Wave Areas'!Z104,(IF($B$4=\"S\",'Wave Areas'!L121,(IF($B$4=\"W\",'Wave Areas'!L139,(IF($B$4=\"NW\",'Wave Areas'!Z140,0)))))))))))))))","v":0},null,7.5,{"$error":"#DIV/0!"},{"$error":"#DIV/0!"},{"$error":"#DIV/0!"},{"$error":"#DIV/0!"},{"$error":"#DIV/0!"},{"$error":"#DIV/0!"},{"$error":"#DIV/0!"},{"$error":"#DIV/0!"},{"$error":"#DIV/0!"},{"$error":"#DIV/0!"},{"$error":"#DIV/0!"},{"$error":"#DIV/0!"},null,7.5,{"$error":"#DIV/0!"},{"$error":"#DIV/0!"},{"$f":"AI55/1004","v":{"$error":"#DIV/0!"}},{"$error":"#DIV/0!"},{"$error":"#DIV/0!"},{"$error":"#DIV/0!"},{"$error":"#DIV/0!"},{"$f":"AN55/1004","v":{"$error":"#DIV/0!"}},{"$error":"#DIV/0!"},{"$error":"#DIV/0!"},{"$error":"#DIV/0!"},{"$error":"#DIV/0!"}]
[113435.7890625,9.5,0,0,0,0,611879.63198485621,693463.58291617036,0,0,0,0,0,1305343.2149010266,null,null,null,8.5,{"$f":"IF($B$4=\"SW\",'Wave Areas'!P123,(IF($B$4=\"N\",'Wave Areas'!B86,(IF($B$4=\"NE\",'Wave Areas'!P87,(IF($B$4=\"E\",'Wave Areas'!B104,(IF($B$4=\"SE\",'Wave Areas'!P105,(IF($B$4=\"S\",'Wave Areas'!B122,(IF($B$4=\"W\",'Wave Areas'!B140,(IF($B$4=\"NW\",'Wave Areas'!P141,0)))))))))))))))","v":0},{"$f":"IF($B$4=\"SW\",'Wave Areas'!Q123,(IF($B$4=\"N\",'Wave Areas'!C86,(IF($B$4=\"NE\",'Wave Areas'!Q87,(IF($B$4=\"E\",'Wave Areas'!C104,(IF($B$4=\"SE\",'Wave Areas'!Q105,(IF($B$4=\"S\",'Wave Areas'!C122,(IF($B$4=\"W\",'Wave Areas'!C140,(IF($B$4=\"NW\",'Wave Areas'!Q141,0)))))))))))))))","v":0},{"$f":"IF($B$4=\"SW\",'Wave Areas'!R123,(IF($B$4=\"N\",'Wave Areas'!D86,(IF($B$4=\"NE\",'Wave Areas'!R87,(IF($B$4=\"E\",'Wave Areas'!D104,(IF($B$4=\"SE\",'Wave Areas'!R105,(IF($B$4=\"S\",'Wave Areas'!D122,(IF($B$4=\"W\",'Wave Areas'!D140,(IF($B$4=\"NW\",'Wave Areas'!R141,0)))))))))))))))","v":0},{"$f":"IF($B$4=\"SW\",'Wave Areas'!S123,(IF($B$4=\"N\",'Wave Areas'!E86,(IF($B$4=\"NE\",'Wave Areas'!S87,(IF($B$4=\"E\",'Wave Areas'!E104,(IF($B$4=\"SE\",'Wave Areas'!S105,(IF($B$4=\"S\",'Wave Areas'!E122,(IF($B$4=\"W\",'Wave Areas'!E140,(IF($B$4=\"NW\",'Wave Areas'!S141,0)))))))))))))))","v":0},{"$f":"IF($B$4=\"SW\",'Wave Areas'!T123,(IF($B$4=\"N\",'Wave Areas'!F86,(IF($B$4=\"NE\",'Wave Areas'!T87,(IF($B$4=\"E\",'Wave Areas'!F104,(IF($B$4=\"SE\",'Wave Areas'!T105,(IF($B$4=\"S\",'Wave Areas'!F122,(IF($B$4=\"W\",'Wave Areas'!F140,(IF($B$4=\"NW\",'Wave Areas'!T141,0)))))))))))))))","v":0},{"$f":"IF($B$4=\"SW\",'Wave Areas'!U123,(IF($B$4=\"N\",'Wave Areas'!G86,(IF($B$4=\"NE\",'Wave Areas'!U87,(IF($B$4=\"E\",'Wave Areas'!G104,(IF($B$4=\"SE\",'Wave Areas'!U105,(IF($B$4=\"S\",'Wave Areas'!G122,(IF($B$4=\"W\",'Wave Areas'!G140,(IF($B$4=\"NW\",'Wave Areas'!U141,0)))))))))))))))","v":0},{"$f":"IF($B$4=\"SW\",'Wave Areas'!V123,(IF($B$4=\"N\",'Wave Areas'!H86,(IF($B$4=\"NE\",'Wave Areas'!V87,(IF($B$4=\"E\",'Wave Areas'!H104,(IF($B$4=\"SE\",'Wave Areas'!V105,(IF($B$4=\"S\",'Wave Areas'!H122,(IF($B$4=\"W\",'Wave Areas'!H140,(IF($B$4=\"NW\",'Wave Areas'!V141,0)))))))))))))))","v":0},{"$f":"IF($B$4=\"SW\",'Wave Areas'!W123,(IF($B$4=\"N\",'Wave Areas'!I86,(IF($B$4=\"NE\",'Wave Areas'!W87,(IF($B$4=\"E\",'Wave Areas'!I104,(IF($B$4=\"SE\",'Wave Areas'!W105,(IF($B$4=\"S\",'Wave Areas'!I122,(IF($B$4=\"W\",'Wave Areas'!I140,(IF($B$4=\"NW\",'Wave Areas'!W141,0)))))))))))))))","v":0},{"$f":"IF($B$4=\"SW\",'Wave Areas'!X123,(IF($B$4=\"N\",'Wave Areas'!J86,(IF($B$4=\"NE\",'Wave Areas'!X87,(IF($B$4=\"E\",'Wave Areas'!J104,(IF($B$4=\"SE\",'Wave Areas'!X105,(IF($B$4=\"S\",'Wave Areas'!J122,(IF($B$4=\"W\",'Wave Areas'!J140,(IF($B$4=\"NW\",'Wave Areas'!X141,0)))))))))))))))","v":0},{"$f":"IF($B$4=\"SW\",'Wave Areas'!Y123,(IF($B$4=\"N\",'Wave Areas'!K86,(IF($B$4=\"NE\",'Wave Areas'!Y87,(IF($B$4=\"E\",'Wave Areas'!K104,(IF($B$4=\"SE\",'Wave Areas'!Y105,(IF($B$4=\"S\",'Wave Areas'!K122,(IF($B$4=\"W\",'Wave Areas'!K140,(IF($B$4=\"NW\",'Wave Areas'!Y141,0)))))))))))))))","v":0},{"$f":"IF($B$4=\"SW\",'Wave Areas'!Z123,(IF($B$4=\"N\",'Wave Areas'!L86,(IF($B$4=\"NE\",'Wave Areas'!Z87,(IF($B$4=\"E\",'Wave Areas'!L104,(IF($B$4=\"SE\",'Wave Areas'!Z105,(IF($B$4=\"S\",'Wave Areas'!L122,(IF($B$4=\"W\",'Wave Areas'!L140,(IF($B$4=\"NW\",'Wave Areas'!Z141,0)))))))))))))))","v":0},null,8.5,{"$error":"#DIV/0!"},{"$error":"#DIV/0!"},{"$error":"#DIV/0!"},{"$error":"#DIV/0!"},{"$error":"#DIV/0!"},{"$error":"#DIV/0!"},{"$error":"#DIV/0!"},{"$error":"#DIV/0!"},{"$error":"#DIV/0!"},{"$error":"#DIV/0!"},{"$error":"#DIV/0!"},{"$error":"#DIV/0!"},null,8.5,{"$error":"#DIV/0!"},{"$error":"#DIV/0!"},{"$f":"AI56/1004","v":{"$error":"#DIV/0!"}},{"$error":"#DIV/0!"},{"$error":"#DIV/0!"},{"$error":"#DIV/0!"},{"$error":"#DIV/0!"},{"$f":"AN56/1004","v":{"$error":"#DIV/0!"}},{"$error":"#DIV/0!"},{"$error":"#DIV/0!"},{"$error":"#DIV/0!"},{"$error":"#DIV/0!"}]
[138573.9140625,10.5,0,0,0,0,0,0,0,0,0,0,0,0,null,null,null,9.5,{"$f":"IF($B$4=\"SW\",'Wave Areas'!P124,(IF($B$4=\"N\",'Wave Areas'!B87,(IF($B$4=\"NE\",'Wave Areas'!P88,(IF($B$4=\"E\",'Wave Areas'!B105,(IF($B$4=\"SE\",'Wave Areas'!P106,(IF($B$4=\"S\",'Wave Areas'!B123,(IF($B$4=\"W\",'Wave Areas'!B141,(IF($B$4=\"NW\",'Wave Areas'!P142,0)))))))))))))))","v":0},{"$f":"IF($B$4=\"SW\",'Wave Areas'!Q124,(IF($B$4=\"N\",'Wave Areas'!C87,(IF($B$4=\"NE\",'Wave Areas'!Q88,(IF($B$4=\"E\",'Wave Areas'!C105,(IF($B$4=\"SE\",'Wave Areas'!Q106,(IF($B$4=\"S\",'Wave Areas'!C123,(IF($B$4=\"W\",'Wave Areas'!C141,(IF($B$4=\"NW\",'Wave Areas'!Q142,0)))))))))))))))","v":0},{"$f":"IF($B$4=\"SW\",'Wave Areas'!R124,(IF($B$4=\"N\",'Wave Areas'!D87,(IF($B$4=\"NE\",'Wave Areas'!R88,(IF($B$4=\"E\",'Wave Areas'!D105,(IF($B$4=\"SE\",'Wave Areas'!R106,(IF($B$4=\"S\",'Wave Areas'!D123,(IF($B$4=\"W\",'Wave Areas'!D141,(IF($B$4=\"NW\",'Wave Areas'!R142,0)))))))))))))))","v":0},{"$f":"IF($B$4=\"SW\",'Wave Areas'!S124,(IF($B$4=\"N\",'Wave Areas'!E87,(IF($B$4=\"NE\",'Wave Areas'!S88,(IF($B$4=\"E\",'Wave Areas'!E105,(IF($B$4=\"SE\",'Wave Areas'!S106,(IF($B$4=\"S\",'Wave Areas'!E123,(IF($B$4=\"W\",'Wave Areas'!E141,(IF($B$4=\"NW\",'Wave Areas'!S142,0)))))))))))))))","v":0},{"$f":"IF($B$4=\"SW\",'Wave Areas'!T124,(IF($B$4=\"N\",'Wave Areas'!F87,(IF($B$4=\"NE\",'Wave Areas'!T88,(IF($B$4=\"E\",'Wave Areas'!F105,(IF($B$4=\"SE\",'Wave Areas'!T106,(IF($B$4=\"S\",'Wave Areas'!F123,(IF($B$4=\"W\",'Wave Areas'!F141,(IF($B$4=\"NW\",'Wave Areas'!T142,0)))))))))))))))","v":0},{"$f":"IF($B$4=\"SW\",'Wave Areas'!U124,(IF($B$4=\"N\",'Wave Areas'!G87,(IF($B$4=\"NE\",'Wave Areas'!U88,(IF($B$4=\"E\",'Wave Areas'!G105,(IF($B$4=\"SE\",'Wave Areas'!U106,(IF($B$4=\"S\",'Wave Areas'!G123,(IF($B$4=\"W\",'Wave Areas'!G141,(IF($B$4=\"NW\",'Wave Areas'!U142,0)))))))))))))))","v":0},{"$f":"IF($B$4=\"SW\",'Wave Areas'!V124,(IF($B$4=\"N\",'Wave Areas'!H87,(IF($B$4=\"NE\",'Wave Areas'!V88,(IF($B$4=\"E\",'Wave Areas'!H105,(IF($B$4=\"SE\",'Wave Areas'!V106,(IF($B$4=\"S\",'Wave Areas'!H123,(IF($B$4=\"W\",'Wave Areas'!H141,(IF($B$4=\"NW\",'Wave Areas'!V142,0)))))))))))))))","v":0},{"$f":"IF($B$4=\"SW\",'Wave Areas'!W124,(IF($B$4=\"N\",'Wave Areas'!I87,(IF($B$4=\"NE\",'Wave Areas'!W88,(IF($B$4=\"E\",'Wave Areas'!I105,(IF($B$4=\"SE\",'Wave Areas'!W106,(IF($B$4=\"S\",'Wave Areas'!I123,(IF($B$4=\"W\",'Wave Areas'!I141,(IF($B$4=\"NW\",'Wave Areas'!W142,0)))))))))))))))","v":0},{"$f":"IF($B$4=\"SW\",'Wave Areas'!X124,(IF($B$4=\"N\",'Wave Areas'!J87,(IF($B$4=\"NE\",'Wave Areas'!X88,(IF($B$4=\"E\",'Wave Areas'!J105,(IF($B$4=\"SE\",'Wave Areas'!X106,(IF($B$4=\"S\",'Wave Areas'!J123,(IF($B$4=\"W\",'Wave Areas'!J141,(IF($B$4=\"NW\",'Wave Areas'!X142,0)))))))))))))))","v":0},{"$f":"IF($B$4=\"SW\",'Wave Areas'!Y124,(IF($B$4=\"N\",'Wave Areas'!K87,(IF($B$4=\"NE\",'Wave Areas'!Y88,(IF($B$4=\"E\",'Wave Areas'!K105,(IF($B$4=\"SE\",'Wave Areas'!Y106,(IF($B$4=\"S\",'Wave Areas'!K123,(IF($B$4=\"W\",'Wave Areas'!K141,(IF($B$4=\"NW\",'Wave Areas'!Y142,0)))))))))))))))","v":0},{"$f":"IF($B$4=\"SW\",'Wave Areas'!Z124,(IF($B$4=\"N\",'Wave Areas'!L87,(IF($B$4=\"NE\",'Wave Areas'!Z88,(IF($B$4=\"E\",'Wave Areas'!L105,(IF($B$4=\"SE\",'Wave Areas'!Z106,(IF($B$4=\"S\",'Wave Areas'!L123,(IF($B$4=\"W\",'Wave Areas'!L141,(IF($B$4=\"NW\",'Wave Areas'!Z142,0)))))))))))))))","v":0},null,9.5,{"$error":"#DIV/0!"},{"$error":"#DIV/0!"},{"$error":"#DIV/0!"},{"$error":"#DIV/0!"},{"$error":"#DIV/0!"},{"$error":"#DIV/0!"},{"$error":"#DIV/0!"},{"$error":"#DIV/0!"},{"$error":"#DIV/0!"},{"$error":"#DIV/0!"},{"$error":"#DIV/0!"},{"$error":"#DIV/0!"},null,9.5,{"$error":"#DIV/0!"},{"$error":"#DIV/0!"},{"$f":"AI57/1004","v":{"$error":"#DIV/0!"}},{"$f":"AJ57/1004","v":{"$error":"#DIV/0!"}},{"$f":"G56*AJ57","v":{"$error":"#DIV/0!"}},{"$f":"H56*AK57","v":{"$error":"#DIV/0!"}},{"$f":"AM57/1004","v":{"$error":"#DIV/0!"}},{"$f":"AN57/1004","v":{"$error":"#DIV/0!"}},{"$error":"#DIV/0!"},{"$error":"#DIV/0!"},{"$error":"#DIV/0!"},{"$error":"#DIV/0!"}]
["Sub Totals",null,{"$f":"SUM(C47:C57)","v":795.07727654024404},167800.78550277217,565550.79558341741,1423425.249143718,2254293.3809968382,2552831.8828812321,2078243.8026713708,1077314.9420763839,0,0,0,{"$f":"SUM(N47:N56)","v":10120255.916132273},"Total",null,null,10.5,{"$f":"IF($B$4=\"SW\",'Wave Areas'!P125,(IF($B$4=\"N\",'Wave Areas'!B88,(IF($B$4=\"NE\",'Wave Areas'!P89,(IF($B$4=\"E\",'Wave Areas'!B106,(IF($B$4=\"SE\",'Wave Areas'!P107,(IF($B$4=\"S\",'Wave Areas'!B124,(IF($B$4=\"W\",'Wave Areas'!B142,(IF($B$4=\"NW\",'Wave Areas'!P143,0)))))))))))))))","v":0},{"$f":"IF($B$4=\"SW\",'Wave Areas'!Q125,(IF($B$4=\"N\",'Wave Areas'!C88,(IF($B$4=\"NE\",'Wave Areas'!Q89,(IF($B$4=\"E\",'Wave Areas'!C106,(IF($B$4=\"SE\",'Wave Areas'!Q107,(IF($B$4=\"S\",'Wave Areas'!C124,(IF($B$4=\"W\",'Wave Areas'!C142,(IF($B$4=\"NW\",'Wave Areas'!Q143,0)))))))))))))))","v":0},{"$f":"IF($B$4=\"SW\",'Wave Areas'!R125,(IF($B$4=\"N\",'Wave Areas'!D88,(IF($B$4=\"NE\",'Wave Areas'!R89,(IF($B$4=\"E\",'Wave Areas'!D106,(IF($B$4=\"SE\",'Wave Areas'!R107,(IF($B$4=\"S\",'Wave Areas'!D124,(IF($B$4=\"W\",'Wave Areas'!D142,(IF($B$4=\"NW\",'Wave Areas'!R143,0)))))))))))))))","v":0},{"$f":"IF($B$4=\"SW\",'Wave Areas'!S125,(IF($B$4=\"N\",'Wave Areas'!E88,(IF($B$4=\"NE\",'Wave Areas'!S89,(IF($B$4=\"E\",'Wave Areas'!E106,(IF($B$4=\"SE\",'Wave Areas'!S107,(IF($B$4=\"S\",'Wave Areas'!E124,(IF($B$4=\"W\",'Wave Areas'!E142,(IF($B$4=\"NW\",'Wave Areas'!S143,0)))))))))))))))","v":0},{"$f":"IF($B$4=\"SW\",'Wave Areas'!T125,(IF($B$4=\"N\",'Wave Areas'!F88,(IF($B$4=\"NE\",'Wave Areas'!T89,(IF($B$4=\"E\",'Wave Areas'!F106,(IF($B$4=\"SE\",'Wave Areas'!T107,(IF($B$4=\"S\",'Wave Areas'!F124,(IF($B$4=\"W\",'Wave Areas'!F142,(IF($B$4=\"NW\",'Wave Areas'!T143,0)))))))))))))))","v":0},{"$f":"IF($B$4=\"SW\",'Wave Areas'!U125,(IF($B$4=\"N\",'Wave Areas'!G88,(IF($B$4=\"NE\",'Wave Areas'!U89,(IF($B$4=\"E\",'Wave Areas'!G106,(IF($B$4=\"SE\",'Wave Areas'!U107,(IF($B$4=\"S\",'Wave Areas'!G124,(IF($B$4=\"W\",'Wave Areas'!G142,(IF($B$4=\"NW\",'Wave Areas'!U143,0)))))))))))))))","v":0},{"$f":"IF($B$4=\"SW\",'Wave Areas'!V125,(IF($B$4=\"N\",'Wave Areas'!H88,(IF($B$4=\"NE\",'Wave Areas'!V89,(IF($B$4=\"E\",'Wave Areas'!H106,(IF($B$4=\"SE\",'Wave Areas'!V107,(IF($B$4=\"S\",'Wave Areas'!H124,(IF($B$4=\"W\",'Wave Areas'!H142,(IF($B$4=\"NW\",'Wave Areas'!V143,0)))))))))))))))","v":0},{"$f":"IF($B$4=\"SW\",'Wave Areas'!W125,(IF($B$4=\"N\",'Wave Areas'!I88,(IF($B$4=\"NE\",'Wave Areas'!W89,(IF($B$4=\"E\",'Wave Areas'!I106,(IF($B$4=\"SE\",'Wave Areas'!W107,(IF($B$4=\"S\",'Wave Areas'!I124,(IF($B$4=\"W\",'Wave Areas'!I142,(IF($B$4=\"NW\",'Wave Areas'!W143,0)))))))))))))))","v":0},{"$f":"IF($B$4=\"SW\",'Wave Areas'!X125,(IF($B$4=\"N\",'Wave Areas'!J88,(IF($B$4=\"NE\",'Wave Areas'!X89,(IF($B$4=\"E\",'Wave Areas'!J106,(IF($B$4=\"SE\",'Wave Areas'!X107,(IF($B$4=\"S\",'Wave Areas'!J124,(IF($B$4=\"W\",'Wave Areas'!J142,(IF($B$4=\"NW\",'Wave Areas'!X143,0)))))))))))))))","v":0},{"$f":"IF($B$4=\"SW\",'Wave Areas'!Y125,(IF($B$4=\"N\",'Wave Areas'!K88,(IF($B$4=\"NE\",'Wave Areas'!Y89,(IF($B$4=\"E\",'Wave Areas'!K106,(IF($B$4=\"SE\",'Wave Areas'!Y107,(IF($B$4=\"S\",'Wave Areas'!K124,(IF($B$4=\"W\",'Wave Areas'!K142,(IF($B$4=\"NW\",'Wave Areas'!Y143,0)))))))))))))))","v":0},{"$f":"IF($B$4=\"SW\",'Wave Areas'!Z125,(IF($B$4=\"N\",'Wave Areas'!L88,(IF($B$4=\"NE\",'Wave Areas'!Z89,(IF($B$4=\"E\",'Wave Areas'!L106,(IF($B$4=\"SE\",'Wave Areas'!Z107,(IF($B$4=\"S\",'Wave Areas'!L124,(IF($B$4=\"W\",'Wave Areas'!L142,(IF($B$4=\"NW\",'Wave Areas'!Z143,0)))))))))))))))","v":0},null,10.5,{"$error":"#DIV/0!"},{"$error":"#DIV/0!"},{"$error":"#DIV/0!"},{"$error":"#DIV/0!"},{"$error":"#DIV/0!"},{"$error":"#DIV/0!"},{"$error":"#DIV/0!"},{"$error":"#DIV/0!"},{"$error":"#DIV/0!"},{"$error":"#DIV/0!"},{"$error":"#DIV/0!"},{"$error":"#DIV/0!"},null,10.5,{"$error":"#DIV/0!"},{"$error":"#DIV/0!"},{"$f":"AI58/1004","v":{"$error":"#DIV/0!"}},{"$f":"AJ58/1004","v":{"$error":"#DIV/0!"}},{"$f":"AK58/1004","v":{"$error":"#DIV/0!"}},{"$f":"AL58/1004","v":{"$error":"#DIV/0!"}},{"$f":"AM58/1004","v":{"$error":"#DIV/0!"}},{"$f":"AN58/1004","v":{"$error":"#DIV/0!"}},{"$error":"#DIV/0!"},{"$error":"#DIV/0!"},{"$error":"#DIV/0!"},{"$error":"#DIV/0!"}]
[null,null,null,null,null,null,null,null,null,null,null,null,null,null,null,null,null,"Total Occurences",null,null,null,null,null,null,null,null,null,null,{"$f":"SUM(S48:AC58)","v":0},null,null,null,null,null,null,null,null,null,null,null,null,null,null,null,"Sub Totals",{"$f":"SUM(AT48:AT58)","v":{"$error":"#DIV/0!"}},{"$error":"#DIV/0!"},{"$error":"#DIV/0!"},{"$error":"#DIV/0!"},{"$error":"#DIV/0!"},{"$error":"#DIV/0!"},{"$error":"#DIV/0!"},{"$error":"#DIV/0!"},{"$error":"#DIV/0!"},{"$error":"#DIV/0!"},{"$error":"#DIV/0!"},{"$f":"SUM(BE48:BE57)","v":{"$error":"#DIV/0!"}},"Total"]
[]
[null,null,null,null,null,null,null,null,null,null,null,null,null,null,null,null,null,null,null,null,null,null,null,null,null,null,null,null,null,null,null,null,null,null,null,null,null,null,null,null,null,null,null,null,null,null,null,null,null,null,null,null,null,null,null,null,"Min","Max"]
[null,null,null,null,null,null,null,null,null,null,null,null,null,null,null,null,null,null,null,null,null,null,null,null,null,null,null,null,null,null,null,null,null,null,null,null,null,null,null,null,null,null,null,null,null,null,null,null,null,null,null,null,null,"Relevant Wave Heights",null,null,{"$f":"IF((AND($B$6>AS48,$B$6<AS49)),AS48,(IF((AND($B$6>AS49,$B$6<AS50)),AS49,(IF((AND($B$6>AS50,$B$6<AS51)),AS50,(IF((AND($B$6>AS51,$B$6<AS52)),AS51,(IF((AND($B$6>AS52,$B$6<AS53)),AS52,(IF((AND($B$6>AS53,$B$6<AS54)),AS53,(IF((AND($B$6>AS54,$B$6<AS55)),AS54,(IF((AND($B$6>AS55,$B$6<AS56)),AS55,(IF((AND($B$6>AS56,$B$6<AS57)),AS56,(IF((AND($B$6>AS57,$B$6<AS58)),AS57,(IF($B$6>AS58,AS58,\"\")))))))))))))))))))))","v":10.5},{"$f":"IF((AND($B$6>AS48,$B$6<AS49)),AS49,(IF((AND($B$6>AS49,$B$6<AS50)),AS50,(IF((AND($B$6>AS50,$B$6<AS51)),AS51,(IF((AND($B$6>AS51,$B$6<AS52)),AS52,(IF((AND($B$6>AS52,$B$6<AS53)),AS53,(IF((AND($B$6>AS53,$B$6<AS54)),AS54,(IF((AND($B$6>AS54,$B$6<AS55)),AS55,(IF((AND($B$6>AS55,$B$6<AS56)),AS56,(IF((AND($B$6>AS56,$B$6<AS57)),AS57,(IF((AND($B$6>AS57,$B$6<AS58)),AS58,(IF($B$6>AS58,AS58,\"\")))))))))))))))))))))","v":10.5}]
[null,null,null,null,null,null,null,null,null,null,null,null,null,null,null,null,null,null,null,null,null,null,null,null,null,null,null,null,null,null,null,null,null,null,null,null,null,null,null,null,null,null,null,null,null,null,null,null,null,null,null,null,null,"Relevant Power (kW/m)",null,null,{"$f":"(((($B$6-BE62)*((VLOOKUP(BF62,AS48:BE58,13,FALSE))-(VLOOKUP(BE62,AS48:BE58,13,FALSE))))/(BF62-BE62))+(VLOOKUP(BE62,AS48:BE58,13,FALSE)))*0.001","v":{"$error":"#VALUE!"}}]

{"sheet":"Wave 5","index":17,"n_rows":63,"n_cols":58,"rows_kept":63,"cut":false,"hidden":false,"merged":[[58,17,58,27],[61,53,61,55],[62,53,62,55],[62,56,62,57],[45,2,45,12],[45,17,45,28],[45,30,45,41],[45,44,45,55],[57,0,57,1],[42,17,42,19],[42,30,42,31],[42,44,42,45],[44,2,44,12],[44,17,44,28],[44,30,44,41],[44,44,44,55],[19,44,19,55],[20,2,20,12],[35,53,35,55],[36,53,36,55],[36,56,36,57],[32,0,32,1],[32,17,32,27],[8,1,8,2],[9,1,9,2],[16,30,16,31],[19,2,19,12],[19,17,19,28],[19,30,19,41],[16,44,16,45],[17,44,17,55],[18,17,18,28],[18,30,18,41],[18,44,18,55],[7,1,7,2],[2,1,2,2],[3,1,3,2],[4,1,4,2],[5,1,5,2],[6,1,6,2]]}
["Wave Resource"]
[]
[{"$f":"Input!I45","v":"Site Name"},{"$f":"Input!J85","v":"[Enter Name]"}]
[{"$f":"Input!I46","v":"Position Relevant to Island"},{"$f":"Input!J86","v":"[Select Value]"}]
[{"$f":"Input!I47","v":"Relevant Ocean Wave Area"},{"$f":"Input!J87","v":"[Select Area]"}]
[{"$f":"Input!I48","v":"Average Wave Height"},{"$f":"Input!J88","v":"[Enter Value]"}]
[{"$f":"Input!I49","v":"Proximity to Grid Connection"},{"$f":"Input!J89","v":"[Select Value]"}]
[{"$f":"Input!I50","v":"Average Water Depth"},{"$f":"Input!J90","v":"[Select Value]"}]
[{"$f":"Input!I51","v":"Seabed Topography"},{"$f":"Input!J91","v":"[Select Value]"}]
[{"$f":"Input!I52","v":"Accessibility"},{"$f":"Input!J92","v":"[Select Value]"}]
[]
["Relavant Wave Power",{"$f":"IF(B8<>\"[Select Value]\",(IF(B8=\"> 20m\", BE63,BE37)),0)","v":0}]
[]
["Transitional Waters Calculation (",">20m"]
[]
["Wave Velocity C","(m/s)",{"$f":"(C17/C18)","v":5.4628571428571435},6.9888888888888889,8.3109090909090906,9.2892307692307696,9.9653333333333318,10.436470588235293,10.77157894736842,11.016190476190477,11.201739130434783,11.344799999999999,11.455555555555556]
["Wave Length (λ)","(m)",19.12,31.45,45.71,60.38,74.739999999999995,88.71,102.33,115.67,128.82,141.81,154.65]
["Wave Period (T)","(s)",3.5,4.5,5.5,6.5,7.5,8.5,9.5,10.5,11.5,12.5,13.5]
[null,null,null,null,null,null,null,null,null,null,null,null,null,null,null,null,null,"North Sea Area 10",null,null,null,null,null,null,null,null,null,null,null,null,"North Sea Area 10",null,null,null,null,null,null,null,null,null,null,null,null,null,"North Sea Area 10"]
["Energy","Wave Height (Hs)","Power",null,null,null,null,null,null,null,null,null,null,"Total Power",null,null,null,"Number of Occurences",null,null,null,null,null,null,null,null,null,null,null,null,"Percentage of Occurences",null,null,null,null,null,null,null,null,null,null,null,null,null,"Annual Power (W/m)",null,null,null,null,null,null,null,null,null,null,null,"Total Power"]
["(J)","(m)","(W/m)",null,null,null,null,null,null,null,null,null,null,"(W/m)",null,null,null,"Hs                      T",3.5,4.5,5.5,6.5,7.5,8.5,9.5,10.5,11.5,12.5,13.5,null,"Hs                 T",3.5,4.5,5.5,6.5,7.5,8.5,9.5,10.5,11.5,12.5,13.5,"Availability",null,"Hs           T",3.5,4.5,5.5,6.5,7.5,8.5,9.5,10.5,11.5,12.5,13.5,"(W/m)"]
[{"$f":"(1025*9.81*B22^2)/8","v":314.2265625},0.5,{"$f":"$A22*($C$16)","v":1716.5748214285716},{"$f":"$A22*(D16)","v":2196.0945312499998},{"$f":"A22*($E$16)","v":2611.5083948863635},{"$f":"$A22*($F$16)","v":2918.9230528846156},{"$f":"$A22*($G$16)","v":3131.3724374999997},{"$f":"$A22*($H$16)","v":3279.416277573529},0,0,0,0,0,{"$f":"SUM(C22:M22)","v":15853.889515523078},null,null,null,0.5,{"$f":"IF($B$4=\"SW\",'Wave Areas'!P115,(IF($B$4=\"N\",'Wave Areas'!B78,(IF($B$4=\"NE\",'Wave Areas'!P79,(IF($B$4=\"E\",'Wave Areas'!B96,(IF($B$4=\"SE\",'Wave Areas'!P97,(IF($B$4=\"S\",'Wave Areas'!B114,(IF($B$4=\"W\",'Wave Areas'!B132,(IF($B$4=\"NW\",'Wave Areas'!P133,0)))))))))))))))","v":0},{"$f":"IF($B$4=\"SW\",'Wave Areas'!Q115,(IF($B$4=\"N\",'Wave Areas'!C78,(IF($B$4=\"NE\",'Wave Areas'!Q79,(IF($B$4=\"E\",'Wave Areas'!C96,(IF($B$4=\"SE\",'Wave Areas'!Q97,(IF($B$4=\"S\",'Wave Areas'!C114,(IF($B$4=\"W\",'Wave Areas'!C132,(IF($B$4=\"NW\",'Wave Areas'!Q133,0)))))))))))))))","v":0},{"$f":"IF($B$4=\"SW\",'Wave Areas'!R115,(IF($B$4=\"N\",'Wave Areas'!D78,(IF($B$4=\"NE\",'Wave Areas'!R79,(IF($B$4=\"E\",'Wave Areas'!D96,(IF($B$4=\"SE\",'Wave Areas'!R97,(IF($B$4=\"S\",'Wave Areas'!D114,(IF($B$4=\"W\",'Wave Areas'!D132,(IF($B$4=\"NW\",'Wave Areas'!R133,0)))))))))))))))","v":0},{"$f":"IF($B$4=\"SW\",'Wave Areas'!S115,(IF($B$4=\"N\",'Wave Areas'!E78,(IF($B$4=\"NE\",'Wave Areas'!S79,(IF($B$4=\"E\",'Wave Areas'!E96,(IF($B$4=\"SE\",'Wave Areas'!S97,(IF($B$4=\"S\",'Wave Areas'!E114,(IF($B$4=\"W\",'Wave Areas'!E132,(IF($B$4=\"NW\",'Wave Areas'!S133,0)))))))))))))))","v":0},{"$f":"IF($B$4=\"SW\",'Wave Areas'!T115,(IF($B$4=\"N\",'Wave Areas'!F78,(IF($B$4=\"NE\",'Wave Areas'!T79,(IF($B$4=\"E\",'Wave Areas'!F96,(IF($B$4=\"SE\",'Wave Areas'!T97,(IF($B$4=\"S\",'Wave Areas'!F114,(IF($B$4=\"W\",'Wave Areas'!F132,(IF($B$4=\"NW\",'Wave Areas'!T133,0)))))))))))))))","v":0},{"$f":"IF($B$4=\"SW\",'Wave Areas'!U115,(IF($B$4=\"N\",'Wave Areas'!G78,(IF($B$4=\"NE\",'Wave Areas'!U79,(IF($B$4=\"E\",'Wave Areas'!G96,(IF($B$4=\"SE\",'Wave Areas'!U97,(IF($B$4=\"S\",'Wave Areas'!G114,(IF($B$4=\"W\",'Wave Areas'!G132,(IF($B$4=\"NW\",'Wave Areas'!U133,0)))))))))))))))","v":0},{"$f":"IF($B$4=\"SW\",'Wave Areas'!V115,(IF($B$4=\"N\",'Wave Areas'!H78,(IF($B$4=\"NE\",'Wave Areas'!V79,(IF($B$4=\"E\",'Wave Areas'!H96,(IF($B$4=\"SE\",'Wave Areas'!V97,(IF($B$4=\"S\",'Wave Areas'!H114,(IF($B$4=\"W\",'Wave Areas'!H132,(IF($B$4=\"NW\",'Wave Areas'!V133,0)))))))))))))))","v":0},{"$f":"IF($B$4=\"SW\",'Wave Areas'!W115,(IF($B$4=\"N\",'Wave Areas'!I78,(IF($B$4=\"NE\",'Wave Areas'!W79,(IF($B$4=\"E\",'Wave Areas'!I96,(IF($B$4=\"SE\",'Wave Areas'!W97,(IF($B$4=\"S\",'Wave Areas'!I114,(IF($B$4=\"W\",'Wave Areas'!I132,(IF($B$4=\"NW\",'Wave Areas'!W133,0)))))))))))))))","v":0},{"$f":"IF($B$4=\"SW\",'Wave Areas'!X115,(IF($B$4=\"N\",'Wave Areas'!J78,(IF($B$4=\"NE\",'Wave Areas'!X79,(IF($B$4=\"E\",'Wave Areas'!J96,(IF($B$4=\"SE\",'Wave Areas'!X97,(IF($B$4=\"S\",'Wave Areas'!J114,(IF($B$4=\"W\",'Wave Areas'!J132,(IF($B$4=\"NW\",'Wave Areas'!X133,0)))))))))))))))","v":0},{"$f":"IF($B$4=\"SW\",'Wave Areas'!Y115,(IF($B$4=\"N\",'Wave Areas'!K78,(IF($B$4=\"NE\",'Wave Areas'!Y79,(IF($B$4=\"E\",'Wave Areas'!K96,(IF($B$4=\"SE\",'Wave Areas'!Y97,(IF($B$4=\"S\",'Wave Areas'!K114,(IF($B$4=\"W\",'Wave Areas'!K132,(IF($B$4=\"NW\",'Wave Areas'!Y133,0)))))))))))))))","v":0},{"$f":"IF($B$4=\"SW\",'Wave Areas'!Z115,(IF($B$4=\"N\",'Wave Areas'!L78,(IF($B$4=\"NE\",'Wave Areas'!Z79,(IF($B$4=\"E\",'Wave Areas'!L96,(IF($B$4=\"SE\",'Wave Areas'!Z97,(IF($B$4=\"S\",'Wave Areas'!L114,(IF($B$4=\"W\",'Wave Areas'!L132,(IF($B$4=\"NW\",'Wave Areas'!Z133,0)))))))))))))))","v":0},null,0.5,{"$f":"S22/($AC$33)","v":{"$error":"#DIV/0!"}},{"$f":"T22/($AC$33)","v":{"$error":"#DIV/0!"}},{"$error":"#DIV/0!"},{"$error":"#DIV/0!"},{"$error":"#DIV/0!"},{"$error":"#DIV/0!"},{"$error":"#DIV/0!"},{"$error":"#DIV/0!"},{"$error":"#DIV/0!"},{"$error":"#DIV/0!"},{"$error":"#DIV/0!"},{"$f":"SUM(AF22:AP22)","v":{"$error":"#DIV/0!"}},null,0.5,{"$f":"C22*AF22","v":{"$error":"#DIV/0!"}},{"$error":"#DIV/0!"},{"$error":"#DIV/0!"},{"$error":"#DIV/0!"},{"$error":"#DIV/0!"},{"$error":"#DIV/0!"},{"$f":"AM22/1004","v":{"$error":"#DIV/0!"}},{"$f":"AN22/1004","v":{"$error":"#DIV/0!"}},{"$f":"AO22/1004","v":{"$error":"#DIV/0!"}},{"$f":"AP22/1004","v":{"$error":"#DIV/0!"}},{"$f":"AQ20/1004","v":0},{"$f":"SUM(AT22:BD22)","v":{"$error":"#DIV/0!"}}]
[2828.0390625,1.5,{"$f":"$A23*($C$16)","v":15449.173392857145},{"$f":"A23*($D$16)","v":19764.850781249999},23503.575553977273,{"$f":"$A23*($F$16)","v":26270.307475961541},28182.351937499996,29514.746498161763,{"$f":"$A23*($I$16)","v":30462.446027960523},{"$f":"$A23*($J$16)","v":31154.216986607145},0,0,0,204301.66865427536,null,null,null,1.5,{"$f":"IF($B$4=\"SW\",'Wave Areas'!P116,(IF($B$4=\"N\",'Wave Areas'!B79,(IF($B$4=\"NE\",'Wave Areas'!P80,(IF($B$4=\"E\",'Wave Areas'!B97,(IF($B$4=\"SE\",'Wave Areas'!P98,(IF($B$4=\"S\",'Wave Areas'!B115,(IF($B$4=\"W\",'Wave Areas'!B133,(IF($B$4=\"NW\",'Wave Areas'!P134,0)))))))))))))))","v":0},{"$f":"IF($B$4=\"SW\",'Wave Areas'!Q116,(IF($B$4=\"N\",'Wave Areas'!C79,(IF($B$4=\"NE\",'Wave Areas'!Q80,(IF($B$4=\"E\",'Wave Areas'!C97,(IF($B$4=\"SE\",'Wave Areas'!Q98,(IF($B$4=\"S\",'Wave Areas'!C115,(IF($B$4=\"W\",'Wave Areas'!C133,(IF($B$4=\"NW\",'Wave Areas'!Q134,0)))))))))))))))","v":0},{"$f":"IF($B$4=\"SW\",'Wave Areas'!R116,(IF($B$4=\"N\",'Wave Areas'!D79,(IF($B$4=\"NE\",'Wave Areas'!R80,(IF($B$4=\"E\",'Wave Areas'!D97,(IF($B$4=\"SE\",'Wave Areas'!R98,(IF($B$4=\"S\",'Wave Areas'!D115,(IF($B$4=\"W\",'Wave Areas'!D133,(IF($B$4=\"NW\",'Wave Areas'!R134,0)))))))))))))))","v":0},{"$f":"IF($B$4=\"SW\",'Wave Areas'!S116,(IF($B$4=\"N\",'Wave Areas'!E79,(IF($B$4=\"NE\",'Wave Areas'!S80,(IF($B$4=\"E\",'Wave Areas'!E97,(IF($B$4=\"SE\",'Wave Areas'!S98,(IF($B$4=\"S\",'Wave Areas'!E115,(IF($B$4=\"W\",'Wave Areas'!E133,(IF($B$4=\"NW\",'Wave Areas'!S134,0)))))))))))))))","v":0},{"$f":"IF($B$4=\"SW\",'Wave Areas'!T116,(IF($B$4=\"N\",'Wave Areas'!F79,(IF($B$4=\"NE\",'Wave Areas'!T80,(IF($B$4=\"E\",'Wave Areas'!F97,(IF($B$4=\"SE\",'Wave Areas'!T98,(IF($B$4=\"S\",'Wave Areas'!F115,(IF($B$4=\"W\",'Wave Areas'!F133,(IF($B$4=\"NW\",'Wave Areas'!T134,0)))))))))))))))","v":0},{"$f":"IF($B$4=\"SW\",'Wave Areas'!U116,(IF($B$4=\"N\",'Wave Areas'!G79,(IF($B$4=\"NE\",'Wave Areas'!U80,(IF($B$4=\"E\",'Wave Areas'!G97,(IF($B$4=\"SE\",'Wave Areas'!U98,(IF($B$4=\"S\",'Wave Areas'!G115,(IF($B$4=\"W\",'Wave Areas'!G133,(IF($B$4=\"NW\",'Wave Areas'!U134,0)))))))))))))))","v":0},{"$f":"IF($B$4=\"SW\",'Wave Areas'!V116,(IF($B$4=\"N\",'Wave Areas'!H79,(IF($B$4=\"NE\",'Wave Areas'!V80,(IF($B$4=\"E\",'Wave Areas'!H97,(IF($B$4=\"SE\",'Wave Areas'!V98,(IF($B$4=\"S\",'Wave Areas'!H115,(IF($B$4=\"W\",'Wave Areas'!H133,(IF($B$4=\"NW\",'Wave Areas'!V134,0)))))))))))))))","v":0},{"$f":"IF($B$4=\"SW\",'Wave Areas'!W116,(IF($B$4=\"N\",'Wave Areas'!I79,(IF($B$4=\"NE\",'Wave Areas'!W80,(IF($B$4=\"E\",'Wave Areas'!I97,(IF($B$4=\"SE\",'Wave Areas'!W98,(IF($B$4=\"S\",'Wave Areas'!I115,(IF($B$4=\"W\",'Wave Areas'!I133,(IF($B$4=\"NW\",'Wave Areas'!W134,0)))))))))))))))","v":0},{"$f":"IF($B$4=\"SW\",'Wave Areas'!X116,(IF($B$4=\"N\",'Wave Areas'!J79,(IF($B$4=\"NE\",'Wave Areas'!X80,(IF($B$4=\"E\",'Wave Areas'!J97,(IF($B$4=\"SE\",'Wave Areas'!X98,(IF($B$4=\"S\",'Wave Areas'!J115,(IF($B$4=\"W\",'Wave Areas'!J133,(IF($B$4=\"NW\",'Wave Areas'!X134,0)))))))))))))))","v":0},{"$f":"IF($B$4=\"SW\",'Wave Areas'!Y116,(IF($B$4=\"N\",'Wave Areas'!K79,(IF($B$4=\"NE\",'Wave Areas'!Y80,(IF($B$4=\"E\",'Wave Areas'!K97,(IF($B$4=\"SE\",'Wave Areas'!Y98,(IF($B$4=\"S\",'Wave Areas'!K115,(IF($B$4=\"W\",'Wave Areas'!K133,(IF($B$4=\"NW\",'Wave Areas'!Y134,0)))))))))))))))","v":0},{"$f":"IF($B$4=\"SW\",'Wave Areas'!Z116,(IF($B$4=\"N\",'Wave Areas'!L79,(IF($B$4=\"NE\",'Wave Areas'!Z80,(IF($B$4=\"E\",'Wave Areas'!L97,(IF($B$4=\"SE\",'Wave Areas'!Z98,(IF($B$4=\"S\",'Wave Areas'!L115,(IF($B$4=\"W\",'Wave Areas'!L133,(IF($B$4=\"NW\",'Wave Areas'!Z134,0)))))))))))))))","v":0},null,1.5,{"$f":"S23/($AC$33)","v":{"$error":"#DIV/0!"}},{"$error":"#DIV/0!"},{"$error":"#DIV/0!"},{"$error":"#DIV/0!"},{"$error":"#DIV/0!"},{"$error":"#DIV/0!"},{"$error":"#DIV/0!"},{"$error":"#DIV/0!"},{"$error":"#DIV/0!"},{"$error":"#DIV/0!"},{"$error":"#DIV/0!"},{"$f":"SUM(AF23:AP23)","v":{"$error":"#DIV/0!"}},null,1.5,{"$error":"#DIV/0!"},{"$error":"#DIV/0!"},{"$error":"#DIV/0!"},{"$error":"#DIV/0!"},{"$error":"#DIV/0!"},{"$error":"#DIV/0!"},{"$error":"#DIV/0!"},{"$error":"#DIV/0!"},{"$f":"AO23/1004","v":{"$error":"#DIV/0!"}},{"$error":"#DIV/0!"},{"$f":"AQ22/1004","v":{"$error":"#DIV/0!"}},{"$error":"#DIV/0!"}]
[7855.6640625,2.5,0,{"$f":"A24*($D$16)","v":54902.36328125},65287.709872159088,{"$f":"$A24*($F$16)","v":72973.07632211539},78284.310937499991,81985.406939338223,84617.90563322368,86539.49162946429,0,0,0,524590.26461505075,null,null,null,2.5,{"$f":"IF($B$4=\"SW\",'Wave Areas'!P117,(IF($B$4=\"N\",'Wave Areas'!B80,(IF($B$4=\"NE\",'Wave Areas'!P81,(IF($B$4=\"E\",'Wave Areas'!B98,(IF($B$4=\"SE\",'Wave Areas'!P99,(IF($B$4=\"S\",'Wave Areas'!B116,(IF($B$4=\"W\",'Wave Areas'!B134,(IF($B$4=\"NW\",'Wave Areas'!P135,0)))))))))))))))","v":0},{"$f":"IF($B$4=\"SW\",'Wave Areas'!Q117,(IF($B$4=\"N\",'Wave Areas'!C80,(IF($B$4=\"NE\",'Wave Areas'!Q81,(IF($B$4=\"E\",'Wave Areas'!C98,(IF($B$4=\"SE\",'Wave Areas'!Q99,(IF($B$4=\"S\",'Wave Areas'!C116,(IF($B$4=\"W\",'Wave Areas'!C134,(IF($B$4=\"NW\",'Wave Areas'!Q135,0)))))))))))))))","v":0},{"$f":"IF($B$4=\"SW\",'Wave Areas'!R117,(IF($B$4=\"N\",'Wave Areas'!D80,(IF($B$4=\"NE\",'Wave Areas'!R81,(IF($B$4=\"E\",'Wave Areas'!D98,(IF($B$4=\"SE\",'Wave Areas'!R99,(IF($B$4=\"S\",'Wave Areas'!D116,(IF($B$4=\"W\",'Wave Areas'!D134,(IF($B$4=\"NW\",'Wave Areas'!R135,0)))))))))))))))","v":0},{"$f":"IF($B$4=\"SW\",'Wave Areas'!S117,(IF($B$4=\"N\",'Wave Areas'!E80,(IF($B$4=\"NE\",'Wave Areas'!S81,(IF($B$4=\"E\",'Wave Areas'!E98,(IF($B$4=\"SE\",'Wave Areas'!S99,(IF($B$4=\"S\",'Wave Areas'!E116,(IF($B$4=\"W\",'Wave Areas'!E134,(IF($B$4=\"NW\",'Wave Areas'!S135,0)))))))))))))))","v":0},{"$f":"IF($B$4=\"SW\",'Wave Areas'!T117,(IF($B$4=\"N\",'Wave Areas'!F80,(IF($B$4=\"NE\",'Wave Areas'!T81,(IF($B$4=\"E\",'Wave Areas'!F98,(IF($B$4=\"SE\",'Wave Areas'!T99,(IF($B$4=\"S\",'Wave Areas'!F116,(IF($B$4=\"W\",'Wave Areas'!F134,(IF($B$4=\"NW\",'Wave Areas'!T135,0)))))))))))))))","v":0},{"$f":"IF($B$4=\"SW\",'Wave Areas'!U117,(IF($B$4=\"N\",'Wave Areas'!G80,(IF($B$4=\"NE\",'Wave Areas'!U81,(IF($B$4=\"E\",'Wave Areas'!G98,(IF($B$4=\"SE\",'Wave Areas'!U99,(IF($B$4=\"S\",'Wave Areas'!G116,(IF($B$4=\"W\",'Wave Areas'!G134,(IF($B$4=\"NW\",'Wave Areas'!U135,0)))))))))))))))","v":0},{"$f":"IF($B$4=\"SW\",'Wave Areas'!V117,(IF($B$4=\"N\",'Wave Areas'!H80,(IF($B$4=\"NE\",'Wave Areas'!V81,(IF($B$4=\"E\",'Wave Areas'!H98,(IF($B$4=\"SE\",'Wave Areas'!V99,(IF($B$4=\"S\",'Wave Areas'!H116,(IF($B$4=\"W\",'Wave Areas'!H134,(IF($B$4=\"NW\",'Wave Areas'!V135,0)))))))))))))))","v":0},{"$f":"IF($B$4=\"SW\",'Wave Areas'!W117,(IF($B$4=\"N\",'Wave Areas'!I80,(IF($B$4=\"NE\",'Wave Areas'!W81,(IF($B$4=\"E\",'Wave Areas'!I98,(IF($B$4=\"SE\",'Wave Areas'!W99,(IF($B$4=\"S\",'Wave Areas'!I116,(IF($B$4=\"W\",'Wave Areas'!I134,(IF($B$4=\"NW\",'Wave Areas'!W135,0)))))))))))))))","v":0},{"$f":"IF($B$4=\"SW\",'Wave Areas'!X117,(IF($B$4=\"N\",'Wave Areas'!J80,(IF($B$4=\"NE\",'Wave Areas'!X81,(IF($B$4=\"E\",'Wave Areas'!J98,(IF($B$4=\"SE\",'Wave Areas'!X99,(IF($B$4=\"S\",'Wave Areas'!J116,(IF($B$4=\"W\",'Wave Areas'!J134,(IF($B$4=\"NW\",'Wave Areas'!X135,0)))))))))))))))","v":0},{"$f":"IF($B$4=\"SW\",'Wave Areas'!Y117,(IF($B$4=\"N\",'Wave Areas'!K80,(IF($B$4=\"NE\",'Wave Areas'!Y81,(IF($B$4=\"E\",'Wave Areas'!K98,(IF($B$4=\"SE\",'Wave Areas'!Y99,(IF($B$4=\"S\",'Wave Areas'!K116,(IF($B$4=\"W\",'Wave Areas'!K134,(IF($B$4=\"NW\",'Wave Areas'!Y135,0)))))))))))))))","v":0},{"$f":"IF($B$4=\"SW\",'Wave Areas'!Z117,(IF($B$4=\"N\",'Wave Areas'!L80,(IF($B$4=\"NE\",'Wave Areas'!Z81,(IF($B$4=\"E\",'Wave Areas'!L98,(IF($B$4=\"SE\",'Wave Areas'!Z99,(IF($B$4=\"S\",'Wave Areas'!L116,(IF($B$4=\"W\",'Wave Areas'!L134,(IF($B$4=\"NW\",'Wave Areas'!Z135,0)))))))))))))))","v":0},null,2.5,{"$error":"#DIV/0!"},{"$f":"T24/($AC$33)","v":{"$error":"#DIV/0!"}},{"$f":"U24/($AC$33)","v":{"$error":"#DIV/0!"}},{"$error":"#DIV/0!"},{"$error":"#DIV/0!"},{"$error":"#DIV/0!"},{"$error":"#DIV/0!"},{"$error":"#DIV/0!"},{"$error":"#DIV/0!"},{"$error":"#DIV/0!"},{"$error":"#DIV/0!"},{"$error":"#DIV/0!"},null,2.5,{"$f":"AG24/1004","v":{"$error":"#DIV/0!"}},{"$f":"D24*AG24","v":{"$error":"#DIV/0!"}},{"$error":"#DIV/0!"},{"$error":"#DIV/0!"},{"$error":"#DIV/0!"},{"$error":"#DIV/0!"},{"$error":"#DIV/0!"},{"$error":"#DIV/0!"},{"$error":"#DIV/0!"},{"$error":"#DIV/0!"},{"$error":"#DIV/0!"},{"$error":"#DIV/0!"}]
[15397.1015625,3.5,0,{"$f":"A25*($D$16)","v":107608.63203125},127963.91134943182,{"$f":"$A25*($F$16)","v":143027.22959134617},153437.24943749997,160691.39760110292,165851.09504111842,169617.40359375,0,0,0,1028196.9186454994,null,null,null,3.5,{"$f":"IF($B$4=\"SW\",'Wave Areas'!P118,(IF($B$4=\"N\",'Wave Areas'!B81,(IF($B$4=\"NE\",'Wave Areas'!P82,(IF($B$4=\"E\",'Wave Areas'!B99,(IF($B$4=\"SE\",'Wave Areas'!P100,(IF($B$4=\"S\",'Wave Areas'!B117,(IF($B$4=\"W\",'Wave Areas'!B135,(IF($B$4=\"NW\",'Wave Areas'!P136,0)))))))))))))))","v":0},{"$f":"IF($B$4=\"SW\",'Wave Areas'!Q118,(IF($B$4=\"N\",'Wave Areas'!C81,(IF($B$4=\"NE\",'Wave Areas'!Q82,(IF($B$4=\"E\",'Wave Areas'!C99,(IF($B$4=\"SE\",'Wave Areas'!Q100,(IF($B$4=\"S\",'Wave Areas'!C117,(IF($B$4=\"W\",'Wave Areas'!C135,(IF($B$4=\"NW\",'Wave Areas'!Q136,0)))))))))))))))","v":0},{"$f":"IF($B$4=\"SW\",'Wave Areas'!R118,(IF($B$4=\"N\",'Wave Areas'!D81,(IF($B$4=\"NE\",'Wave Areas'!R82,(IF($B$4=\"E\",'Wave Areas'!D99,(IF($B$4=\"SE\",'Wave Areas'!R100,(IF($B$4=\"S\",'Wave Areas'!D117,(IF($B$4=\"W\",'Wave Areas'!D135,(IF($B$4=\"NW\",'Wave Areas'!R136,0)))))))))))))))","v":0},{"$f":"IF($B$4=\"SW\",'Wave Areas'!S118,(IF($B$4=\"N\",'Wave Areas'!E81,(IF($B$4=\"NE\",'Wave Areas'!S82,(IF($B$4=\"E\",'Wave Areas'!E99,(IF($B$4=\"SE\",'Wave Areas'!S100,(IF($B$4=\"S\",'Wave Areas'!E117,(IF($B$4=\"W\",'Wave Areas'!E135,(IF($B$4=\"NW\",'Wave Areas'!S136,0)))))))))))))))","v":0},{"$f":"IF($B$4=\"SW\",'Wave Areas'!T118,(IF($B$4=\"N\",'Wave Areas'!F81,(IF($B$4=\"NE\",'Wave Areas'!T82,(IF($B$4=\"E\",'Wave Areas'!F99,(IF($B$4=\"SE\",'Wave Areas'!T100,(IF($B$4=\"S\",'Wave Areas'!F117,(IF($B$4=\"W\",'Wave Areas'!F135,(IF($B$4=\"NW\",'Wave Areas'!T136,0)))))))))))))))","v":0},{"$f":"IF($B$4=\"SW\",'Wave Areas'!U118,(IF($B$4=\"N\",'Wave Areas'!G81,(IF($B$4=\"NE\",'Wave Areas'!U82,(IF($B$4=\"E\",'Wave Areas'!G99,(IF($B$4=\"SE\",'Wave Areas'!U100,(IF($B$4=\"S\",'Wave Areas'!G117,(IF($B$4=\"W\",'Wave Areas'!G135,(IF($B$4=\"NW\",'Wave Areas'!U136,0)))))))))))))))","v":0},{"$f":"IF($B$4=\"SW\",'Wave Areas'!V118,(IF($B$4=\"N\",'Wave Areas'!H81,(IF($B$4=\"NE\",'Wave Areas'!V82,(IF($B$4=\"E\",'Wave Areas'!H99,(IF($B$4=\"SE\",'Wave Areas'!V100,(IF($B$4=\"S\",'Wave Areas'!H117,(IF($B$4=\"W\",'Wave Areas'!H135,(IF($B$4=\"NW\",'Wave Areas'!V136,0)))))))))))))))","v":0},{"$f":"IF($B$4=\"SW\",'Wave Areas'!W118,(IF($B$4=\"N\",'Wave Areas'!I81,(IF($B$4=\"NE\",'Wave Areas'!W82,(IF($B$4=\"E\",'Wave Areas'!I99,(IF($B$4=\"SE\",'Wave Areas'!W100,(IF($B$4=\"S\",'Wave Areas'!I117,(IF($B$4=\"W\",'Wave Areas'!I135,(IF($B$4=\"NW\",'Wave Areas'!W136,0)))))))))))))))","v":0},{"$f":"IF($B$4=\"SW\",'Wave Areas'!X118,(IF($B$4=\"N\",'Wave Areas'!J81,(IF($B$4=\"NE\",'Wave Areas'!X82,(IF($B$4=\"E\",'Wave Areas'!J99,(IF($B$4=\"SE\",'Wave Areas'!X100,(IF($B$4=\"S\",'Wave Areas'!J117,(IF($B$4=\"W\",'Wave Areas'!J135,(IF($B$4=\"NW\",'Wave Areas'!X136,0)))))))))))))))","v":0},{"$f":"IF($B$4=\"SW\",'Wave Areas'!Y118,(IF($B$4=\"N\",'Wave Areas'!K81,(IF($B$4=\"NE\",'Wave Areas'!Y82,(IF($B$4=\"E\",'Wave Areas'!K99,(IF($B$4=\"SE\",'Wave Areas'!Y100,(IF($B$4=\"S\",'Wave Areas'!K117,(IF($B$4=\"W\",'Wave Areas'!K135,(IF($B$4=\"NW\",'Wave Areas'!Y136,0)))))))))))))))","v":0},{"$f":"IF($B$4=\"SW\",'Wave Areas'!Z118,(IF($B$4=\"N\",'Wave Areas'!L81,(IF($B$4=\"NE\",'Wave Areas'!Z82,(IF($B$4=\"E\",'Wave Areas'!L99,(IF($B$4=\"SE\",'Wave Areas'!Z100,(IF($B$4=\"S\",'Wave Areas'!L117,(IF($B$4=\"W\",'Wave Areas'!L135,(IF($B$4=\"NW\",'Wave Areas'!Z136,0)))))))))))))))","v":0},null,3.5,{"$error":"#DIV/0!"},{"$error":"#DIV/0!"},{"$error":"#DIV/0!"},{"$error":"#DIV/0!"},{"$error":"#DIV/0!"},{"$error":"#DIV/0!"},{"$error":"#DIV/0!"},{"$error":"#DIV/0!"},{"$error":"#DIV/0!"},{"$error":"#DIV/0!"},{"$error":"#DIV/0!"},{"$error":"#DIV/0!"},null,3.5,{"$error":"#DIV/0!"},{"$error":"#DIV/0!"},{"$error":"#DIV/0!"},{"$error":"#DIV/0!"},{"$error":"#DIV/0!"},{"$error":"#DIV/0!"},{"$error":"#DIV/0!"},{"$error":"#DIV/0!"},{"$error":"#DIV/0!"},{"$error":"#DIV/0!"},{"$error":"#DIV/0!"},{"$error":"#DIV/0!"}]
[25452.3515625,4.5,0,{"$f":"A26*($D$16)","v":177883.65703125001},211532.17998579543,{"$f":"$A26*($F$16/2)","v":118216.38364182693},253641.16743749997,265632.71848345589,274162.01425164472,280387.95287946431,0,0,0,1581456.0737109373,null,null,null,4.5,{"$f":"IF($B$4=\"SW\",'Wave Areas'!P119,(IF($B$4=\"N\",'Wave Areas'!B82,(IF($B$4=\"NE\",'Wave Areas'!P83,(IF($B$4=\"E\",'Wave Areas'!B100,(IF($B$4=\"SE\",'Wave Areas'!P101,(IF($B$4=\"S\",'Wave Areas'!B118,(IF($B$4=\"W\",'Wave Areas'!B136,(IF($B$4=\"NW\",'Wave Areas'!P137,0)))))))))))))))","v":0},{"$f":"IF($B$4=\"SW\",'Wave Areas'!Q119,(IF($B$4=\"N\",'Wave Areas'!C82,(IF($B$4=\"NE\",'Wave Areas'!Q83,(IF($B$4=\"E\",'Wave Areas'!C100,(IF($B$4=\"SE\",'Wave Areas'!Q101,(IF($B$4=\"S\",'Wave Areas'!C118,(IF($B$4=\"W\",'Wave Areas'!C136,(IF($B$4=\"NW\",'Wave Areas'!Q137,0)))))))))))))))","v":0},{"$f":"IF($B$4=\"SW\",'Wave Areas'!R119,(IF($B$4=\"N\",'Wave Areas'!D82,(IF($B$4=\"NE\",'Wave Areas'!R83,(IF($B$4=\"E\",'Wave Areas'!D100,(IF($B$4=\"SE\",'Wave Areas'!R101,(IF($B$4=\"S\",'Wave Areas'!D118,(IF($B$4=\"W\",'Wave Areas'!D136,(IF($B$4=\"NW\",'Wave Areas'!R137,0)))))))))))))))","v":0},{"$f":"IF($B$4=\"SW\",'Wave Areas'!S119,(IF($B$4=\"N\",'Wave Areas'!E82,(IF($B$4=\"NE\",'Wave Areas'!S83,(IF($B$4=\"E\",'Wave Areas'!E100,(IF($B$4=\"SE\",'Wave Areas'!S101,(IF($B$4=\"S\",'Wave Areas'!E118,(IF($B$4=\"W\",'Wave Areas'!E136,(IF($B$4=\"NW\",'Wave Areas'!S137,0)))))))))))))))","v":0},{"$f":"IF($B$4=\"SW\",'Wave Areas'!T119,(IF($B$4=\"N\",'Wave Areas'!F82,(IF($B$4=\"NE\",'Wave Areas'!T83,(IF($B$4=\"E\",'Wave Areas'!F100,(IF($B$4=\"SE\",'Wave Areas'!T101,(IF($B$4=\"S\",'Wave Areas'!F118,(IF($B$4=\"W\",'Wave Areas'!F136,(IF($B$4=\"NW\",'Wave Areas'!T137,0)))))))))))))))","v":0},{"$f":"IF($B$4=\"SW\",'Wave Areas'!U119,(IF($B$4=\"N\",'Wave Areas'!G82,(IF($B$4=\"NE\",'Wave Areas'!U83,(IF($B$4=\"E\",'Wave Areas'!G100,(IF($B$4=\"SE\",'Wave Areas'!U101,(IF($B$4=\"S\",'Wave Areas'!G118,(IF($B$4=\"W\",'Wave Areas'!G136,(IF($B$4=\"NW\",'Wave Areas'!U137,0)))))))))))))))","v":0},{"$f":"IF($B$4=\"SW\",'Wave Areas'!V119,(IF($B$4=\"N\",'Wave Areas'!H82,(IF($B$4=\"NE\",'Wave Areas'!V83,(IF($B$4=\"E\",'Wave Areas'!H100,(IF($B$4=\"SE\",'Wave Areas'!V101,(IF($B$4=\"S\",'Wave Areas'!H118,(IF($B$4=\"W\",'Wave Areas'!H136,(IF($B$4=\"NW\",'Wave Areas'!V137,0)))))))))))))))","v":0},{"$f":"IF($B$4=\"SW\",'Wave Areas'!W119,(IF($B$4=\"N\",'Wave Areas'!I82,(IF($B$4=\"NE\",'Wave Areas'!W83,(IF($B$4=\"E\",'Wave Areas'!I100,(IF($B$4=\"SE\",'Wave Areas'!W101,(IF($B$4=\"S\",'Wave Areas'!I118,(IF($B$4=\"W\",'Wave Areas'!I136,(IF($B$4=\"NW\",'Wave Areas'!W137,0)))))))))))))))","v":0},{"$f":"IF($B$4=\"SW\",'Wave Areas'!X119,(IF($B$4=\"N\",'Wave Areas'!J82,(IF($B$4=\"NE\",'Wave Areas'!X83,(IF($B$4=\"E\",'Wave Areas'!J100,(IF($B$4=\"SE\",'Wave Areas'!X101,(IF($B$4=\"S\",'Wave Areas'!J118,(IF($B$4=\"W\",'Wave Areas'!J136,(IF($B$4=\"NW\",'Wave Areas'!X137,0)))))))))))))))","v":0},{"$f":"IF($B$4=\"SW\",'Wave Areas'!Y119,(IF($B$4=\"N\",'Wave Areas'!K82,(IF($B$4=\"NE\",'Wave Areas'!Y83,(IF($B$4=\"E\",'Wave Areas'!K100,(IF($B$4=\"SE\",'Wave Areas'!Y101,(IF($B$4=\"S\",'Wave Areas'!K118,(IF($B$4=\"W\",'Wave Areas'!K136,(IF($B$4=\"NW\",'Wave Areas'!Y137,0)))))))))))))))","v":0},{"$f":"IF($B$4=\"SW\",'Wave Areas'!Z119,(IF($B$4=\"N\",'Wave Areas'!L82,(IF($B$4=\"NE\",'Wave Areas'!Z83,(IF($B$4=\"E\",'Wave Areas'!L100,(IF($B$4=\"SE\",'Wave Areas'!Z101,(IF($B$4=\"S\",'Wave Areas'!L118,(IF($B$4=\"W\",'Wave Areas'!L136,(IF($B$4=\"NW\",'Wave Areas'!Z137,0)))))))))))))))","v":0},null,4.5,{"$error":"#DIV/0!"},{"$error":"#DIV/0!"},{"$error":"#DIV/0!"},{"$error":"#DIV/0!"},{"$error":"#DIV/0!"},{"$error":"#DIV/0!"},{"$error":"#DIV/0!"},{"$error":"#DIV/0!"},{"$error":"#DIV/0!"},{"$error":"#DIV/0!"},{"$error":"#DIV/0!"},{"$error":"#DIV/0!"},null,4.5,{"$error":"#DIV/0!"},{"$error":"#DIV/0!"},{"$error":"#DIV/0!"},{"$error":"#DIV/0!"},{"$error":"#DIV/0!"},{"$error":"#DIV/0!"},{"$error":"#DIV/0!"},{"$error":"#DIV/0!"},{"$error":"#DIV/0!"},{"$error":"#DIV/0!"},{"$error":"#DIV/0!"},{"$error":"#DIV/0!"}]
[38021.4140625,5.5,0,0,315992.51578124997,{"$f":"$A27*($F$16)","v":353189.6893990385},378896.06493749993,396809.36958639702,409550.6632648026,418851.13948660716,0,0,0,2273289.4424555954,null,null,null,5.5,{"$f":"IF($B$4=\"SW\",'Wave Areas'!P120,(IF($B$4=\"N\",'Wave Areas'!B83,(IF($B$4=\"NE\",'Wave Areas'!P84,(IF($B$4=\"E\",'Wave Areas'!B101,(IF($B$4=\"SE\",'Wave Areas'!P102,(IF($B$4=\"S\",'Wave Areas'!B119,(IF($B$4=\"W\",'Wave Areas'!B137,(IF($B$4=\"NW\",'Wave Areas'!P138,0)))))))))))))))","v":0},{"$f":"IF($B$4=\"SW\",'Wave Areas'!Q120,(IF($B$4=\"N\",'Wave Areas'!C83,(IF($B$4=\"NE\",'Wave Areas'!Q84,(IF($B$4=\"E\",'Wave Areas'!C101,(IF($B$4=\"SE\",'Wave Areas'!Q102,(IF($B$4=\"S\",'Wave Areas'!C119,(IF($B$4=\"W\",'Wave Areas'!C137,(IF($B$4=\"NW\",'Wave Areas'!Q138,0)))))))))))))))","v":0},{"$f":"IF($B$4=\"SW\",'Wave Areas'!R120,(IF($B$4=\"N\",'Wave Areas'!D83,(IF($B$4=\"NE\",'Wave Areas'!R84,(IF($B$4=\"E\",'Wave Areas'!D101,(IF($B$4=\"SE\",'Wave Areas'!R102,(IF($B$4=\"S\",'Wave Areas'!D119,(IF($B$4=\"W\",'Wave Areas'!D137,(IF($B$4=\"NW\",'Wave Areas'!R138,0)))))))))))))))","v":0},{"$f":"IF($B$4=\"SW\",'Wave Areas'!S120,(IF($B$4=\"N\",'Wave Areas'!E83,(IF($B$4=\"NE\",'Wave Areas'!S84,(IF($B$4=\"E\",'Wave Areas'!E101,(IF($B$4=\"SE\",'Wave Areas'!S102,(IF($B$4=\"S\",'Wave Areas'!E119,(IF($B$4=\"W\",'Wave Areas'!E137,(IF($B$4=\"NW\",'Wave Areas'!S138,0)))))))))))))))","v":0},{"$f":"IF($B$4=\"SW\",'Wave Areas'!T120,(IF($B$4=\"N\",'Wave Areas'!F83,(IF($B$4=\"NE\",'Wave Areas'!T84,(IF($B$4=\"E\",'Wave Areas'!F101,(IF($B$4=\"SE\",'Wave Areas'!T102,(IF($B$4=\"S\",'Wave Areas'!F119,(IF($B$4=\"W\",'Wave Areas'!F137,(IF($B$4=\"NW\",'Wave Areas'!T138,0)))))))))))))))","v":0},{"$f":"IF($B$4=\"SW\",'Wave Areas'!U120,(IF($B$4=\"N\",'Wave Areas'!G83,(IF($B$4=\"NE\",'Wave Areas'!U84,(IF($B$4=\"E\",'Wave Areas'!G101,(IF($B$4=\"SE\",'Wave Areas'!U102,(IF($B$4=\"S\",'Wave Areas'!G119,(IF($B$4=\"W\",'Wave Areas'!G137,(IF($B$4=\"NW\",'Wave Areas'!U138,0)))))))))))))))","v":0},{"$f":"IF($B$4=\"SW\",'Wave Areas'!V120,(IF($B$4=\"N\",'Wave Areas'!H83,(IF($B$4=\"NE\",'Wave Areas'!V84,(IF($B$4=\"E\",'Wave Areas'!H101,(IF($B$4=\"SE\",'Wave Areas'!V102,(IF($B$4=\"S\",'Wave Areas'!H119,(IF($B$4=\"W\",'Wave Areas'!H137,(IF($B$4=\"NW\",'Wave Areas'!V138,0)))))))))))))))","v":0},{"$f":"IF($B$4=\"SW\",'Wave Areas'!W120,(IF($B$4=\"N\",'Wave Areas'!I83,(IF($B$4=\"NE\",'Wave Areas'!W84,(IF($B$4=\"E\",'Wave Areas'!I101,(IF($B$4=\"SE\",'Wave Areas'!W102,(IF($B$4=\"S\",'Wave Areas'!I119,(IF($B$4=\"W\",'Wave Areas'!I137,(IF($B$4=\"NW\",'Wave Areas'!W138,0)))))))))))))))","v":0},{"$f":"IF($B$4=\"SW\",'Wave Areas'!X120,(IF($B$4=\"N\",'Wave Areas'!J83,(IF($B$4=\"NE\",'Wave Areas'!X84,(IF($B$4=\"E\",'Wave Areas'!J101,(IF($B$4=\"SE\",'Wave Areas'!X102,(IF($B$4=\"S\",'Wave Areas'!J119,(IF($B$4=\"W\",'Wave Areas'!J137,(IF($B$4=\"NW\",'Wave Areas'!X138,0)))))))))))))))","v":0},{"$f":"IF($B$4=\"SW\",'Wave Areas'!Y120,(IF($B$4=\"N\",'Wave Areas'!K83,(IF($B$4=\"NE\",'Wave Areas'!Y84,(IF($B$4=\"E\",'Wave Areas'!K101,(IF($B$4=\"SE\",'Wave Areas'!Y102,(IF($B$4=\"S\",'Wave Areas'!K119,(IF($B$4=\"W\",'Wave Areas'!K137,(IF($B$4=\"NW\",'Wave Areas'!Y138,0)))))))))))))))","v":0},{"$f":"IF($B$4=\"SW\",'Wave Areas'!Z120,(IF($B$4=\"N\",'Wave Areas'!L83,(IF($B$4=\"NE\",'Wave Areas'!Z84,(IF($B$4=\"E\",'Wave Areas'!L101,(IF($B$4=\"SE\",'Wave Areas'!Z102,(IF($B$4=\"S\",'Wave Areas'!L119,(IF($B$4=\"W\",'Wave Areas'!L137,(IF($B$4=\"NW\",'Wave Areas'!Z138,0)))))))))))))))","v":0},null,5.5,{"$error":"#DIV/0!"},{"$error":"#DIV/0!"},{"$error":"#DIV/0!"},{"$error":"#DIV/0!"},{"$error":"#DIV/0!"},{"$error":"#DIV/0!"},{"$error":"#DIV/0!"},{"$error":"#DIV/0!"},{"$error":"#DIV/0!"},{"$error":"#DIV/0!"},{"$error":"#DIV/0!"},{"$error":"#DIV/0!"},null,5.5,{"$error":"#DIV/0!"},{"$error":"#DIV/0!"},{"$error":"#DIV/0!"},{"$error":"#DIV/0!"},{"$error":"#DIV/0!"},{"$error":"#DIV/0!"},{"$error":"#DIV/0!"},{"$error":"#DIV/0!"},{"$error":"#DIV/0!"},{"$error":"#DIV/0!"},{"$error":"#DIV/0!"},{"$error":"#DIV/0!"}]
[53104.2890625,6.5,0,0,441344.91873579542,{"$f":"$A28*($F$16/2)","v":246648.99796875002},529201.94193749991,554221.35090992646,572017.04208059201,585006.96341517859,0,0,0,2928441.2150477422,null,null,null,6.5,{"$f":"IF($B$4=\"SW\",'Wave Areas'!P121,(IF($B$4=\"N\",'Wave Areas'!B84,(IF($B$4=\"NE\",'Wave Areas'!P85,(IF($B$4=\"E\",'Wave Areas'!B102,(IF($B$4=\"SE\",'Wave Areas'!P103,(IF($B$4=\"S\",'Wave Areas'!B120,(IF($B$4=\"W\",'Wave Areas'!B138,(IF($B$4=\"NW\",'Wave Areas'!P139,0)))))))))))))))","v":0},{"$f":"IF($B$4=\"SW\",'Wave Areas'!Q121,(IF($B$4=\"N\",'Wave Areas'!C84,(IF($B$4=\"NE\",'Wave Areas'!Q85,(IF($B$4=\"E\",'Wave Areas'!C102,(IF($B$4=\"SE\",'Wave Areas'!Q103,(IF($B$4=\"S\",'Wave Areas'!C120,(IF($B$4=\"W\",'Wave Areas'!C138,(IF($B$4=\"NW\",'Wave Areas'!Q139,0)))))))))))))))","v":0},{"$f":"IF($B$4=\"SW\",'Wave Areas'!R121,(IF($B$4=\"N\",'Wave Areas'!D84,(IF($B$4=\"NE\",'Wave Areas'!R85,(IF($B$4=\"E\",'Wave Areas'!D102,(IF($B$4=\"SE\",'Wave Areas'!R103,(IF($B$4=\"S\",'Wave Areas'!D120,(IF($B$4=\"W\",'Wave Areas'!D138,(IF($B$4=\"NW\",'Wave Areas'!R139,0)))))))))))))))","v":0},{"$f":"IF($B$4=\"SW\",'Wave Areas'!S121,(IF($B$4=\"N\",'Wave Areas'!E84,(IF($B$4=\"NE\",'Wave Areas'!S85,(IF($B$4=\"E\",'Wave Areas'!E102,(IF($B$4=\"SE\",'Wave Areas'!S103,(IF($B$4=\"S\",'Wave Areas'!E120,(IF($B$4=\"W\",'Wave Areas'!E138,(IF($B$4=\"NW\",'Wave Areas'!S139,0)))))))))))))))","v":0},{"$f":"IF($B$4=\"SW\",'Wave Areas'!T121,(IF($B$4=\"N\",'Wave Areas'!F84,(IF($B$4=\"NE\",'Wave Areas'!T85,(IF($B$4=\"E\",'Wave Areas'!F102,(IF($B$4=\"SE\",'Wave Areas'!T103,(IF($B$4=\"S\",'Wave Areas'!F120,(IF($B$4=\"W\",'Wave Areas'!F138,(IF($B$4=\"NW\",'Wave Areas'!T139,0)))))))))))))))","v":0},{"$f":"IF($B$4=\"SW\",'Wave Areas'!U121,(IF($B$4=\"N\",'Wave Areas'!G84,(IF($B$4=\"NE\",'Wave Areas'!U85,(IF($B$4=\"E\",'Wave Areas'!G102,(IF($B$4=\"SE\",'Wave Areas'!U103,(IF($B$4=\"S\",'Wave Areas'!G120,(IF($B$4=\"W\",'Wave Areas'!G138,(IF($B$4=\"NW\",'Wave Areas'!U139,0)))))))))))))))","v":0},{"$f":"IF($B$4=\"SW\",'Wave Areas'!V121,(IF($B$4=\"N\",'Wave Areas'!H84,(IF($B$4=\"NE\",'Wave Areas'!V85,(IF($B$4=\"E\",'Wave Areas'!H102,(IF($B$4=\"SE\",'Wave Areas'!V103,(IF($B$4=\"S\",'Wave Areas'!H120,(IF($B$4=\"W\",'Wave Areas'!H138,(IF($B$4=\"NW\",'Wave Areas'!V139,0)))))))))))))))","v":0},{"$f":"IF($B$4=\"SW\",'Wave Areas'!W121,(IF($B$4=\"N\",'Wave Areas'!I84,(IF($B$4=\"NE\",'Wave Areas'!W85,(IF($B$4=\"E\",'Wave Areas'!I102,(IF($B$4=\"SE\",'Wave Areas'!W103,(IF($B$4=\"S\",'Wave Areas'!I120,(IF($B$4=\"W\",'Wave Areas'!I138,(IF($B$4=\"NW\",'Wave Areas'!W139,0)))))))))))))))","v":0},{"$f":"IF($B$4=\"SW\",'Wave Areas'!X121,(IF($B$4=\"N\",'Wave Areas'!J84,(IF($B$4=\"NE\",'Wave Areas'!X85,(IF($B$4=\"E\",'Wave Areas'!J102,(IF($B$4=\"SE\",'Wave Areas'!X103,(IF($B$4=\"S\",'Wave Areas'!J120,(IF($B$4=\"W\",'Wave Areas'!J138,(IF($B$4=\"NW\",'Wave Areas'!X139,0)))))))))))))))","v":0},{"$f":"IF($B$4=\"SW\",'Wave Areas'!Y121,(IF($B$4=\"N\",'Wave Areas'!K84,(IF($B$4=\"NE\",'Wave Areas'!Y85,(IF($B$4=\"E\",'Wave Areas'!K102,(IF($B$4=\"SE\",'Wave Areas'!Y103,(IF($B$4=\"S\",'Wave Areas'!K120,(IF($B$4=\"W\",'Wave Areas'!K138,(IF($B$4=\"NW\",'Wave Areas'!Y139,0)))))))))))))))","v":0},{"$f":"IF($B$4=\"SW\",'Wave Areas'!Z121,(IF($B$4=\"N\",'Wave Areas'!L84,(IF($B$4=\"NE\",'Wave Areas'!Z85,(IF($B$4=\"E\",'Wave Areas'!L102,(IF($B$4=\"SE\",'Wave Areas'!Z103,(IF($B$4=\"S\",'Wave Areas'!L120,(IF($B$4=\"W\",'Wave Areas'!L138,(IF($B$4=\"NW\",'Wave Areas'!Z139,0)))))))))))))))","v":0},null,6.5,{"$error":"#DIV/0!"},{"$error":"#DIV/0!"},{"$error":"#DIV/0!"},{"$error":"#DIV/0!"},{"$error":"#DIV/0!"},{"$error":"#DIV/0!"},{"$error":"#DIV/0!"},{"$error":"#DIV/0!"},{"$error":"#DIV/0!"},{"$error":"#DIV/0!"},{"$error":"#DIV/0!"},{"$error":"#DIV/0!"},null,6.5,{"$error":"#DIV/0!"},{"$error":"#DIV/0!"},{"$error":"#DIV/0!"},{"$error":"#DIV/0!"},{"$error":"#DIV/0!"},{"$error":"#DIV/0!"},{"$error":"#DIV/0!"},{"$error":"#DIV/0!"},{"$error":"#DIV/0!"},{"$error":"#DIV/0!"},{"$error":"#DIV/0!"},{"$error":"#DIV/0!"}]
[70700.9765625,7.5,0,0,0,{"$f":"$A29*($F$16)","v":656757.6868990385},704558.79843749991,737868.6624540441,761561.15069901303,0,0,0,0,2860746.2984895953,null,null,null,7.5,{"$f":"IF($B$4=\"SW\",'Wave Areas'!P122,(IF($B$4=\"N\",'Wave Areas'!B85,(IF($B$4=\"NE\",'Wave Areas'!P86,(IF($B$4=\"E\",'Wave Areas'!B103,(IF($B$4=\"SE\",'Wave Areas'!P104,(IF($B$4=\"S\",'Wave Areas'!B121,(IF($B$4=\"W\",'Wave Areas'!B139,(IF($B$4=\"NW\",'Wave Areas'!P140,0)))))))))))))))","v":0},{"$f":"IF($B$4=\"SW\",'Wave Areas'!Q122,(IF($B$4=\"N\",'Wave Areas'!C85,(IF($B$4=\"NE\",'Wave Areas'!Q86,(IF($B$4=\"E\",'Wave Areas'!C103,(IF($B$4=\"SE\",'Wave Areas'!Q104,(IF($B$4=\"S\",'Wave Areas'!C121,(IF($B$4=\"W\",'Wave Areas'!C139,(IF($B$4=\"NW\",'Wave Areas'!Q140,0)))))))))))))))","v":0},{"$f":"IF($B$4=\"SW\",'Wave Areas'!R122,(IF($B$4=\"N\",'Wave Areas'!D85,(IF($B$4=\"NE\",'Wave Areas'!R86,(IF($B$4=\"E\",'Wave Areas'!D103,(IF($B$4=\"SE\",'Wave Areas'!R104,(IF($B$4=\"S\",'Wave Areas'!D121,(IF($B$4=\"W\",'Wave Areas'!D139,(IF($B$4=\"NW\",'Wave Areas'!R140,0)))))))))))))))","v":0},{"$f":"IF($B$4=\"SW\",'Wave Areas'!S122,(IF($B$4=\"N\",'Wave Areas'!E85,(IF($B$4=\"NE\",'Wave Areas'!S86,(IF($B$4=\"E\",'Wave Areas'!E103,(IF($B$4=\"SE\",'Wave Areas'!S104,(IF($B$4=\"S\",'Wave Areas'!E121,(IF($B$4=\"W\",'Wave Areas'!E139,(IF($B$4=\"NW\",'Wave Areas'!S140,0)))))))))))))))","v":0},{"$f":"IF($B$4=\"SW\",'Wave Areas'!T122,(IF($B$4=\"N\",'Wave Areas'!F85,(IF($B$4=\"NE\",'Wave Areas'!T86,(IF($B$4=\"E\",'Wave Areas'!F103,(IF($B$4=\"SE\",'Wave Areas'!T104,(IF($B$4=\"S\",'Wave Areas'!F121,(IF($B$4=\"W\",'Wave Areas'!F139,(IF($B$4=\"NW\",'Wave Areas'!T140,0)))))))))))))))","v":0},{"$f":"IF($B$4=\"SW\",'Wave Areas'!U122,(IF($B$4=\"N\",'Wave Areas'!G85,(IF($B$4=\"NE\",'Wave Areas'!U86,(IF($B$4=\"E\",'Wave Areas'!G103,(IF($B$4=\"SE\",'Wave Areas'!U104,(IF($B$4=\"S\",'Wave Areas'!G121,(IF($B$4=\"W\",'Wave Areas'!G139,(IF($B$4=\"NW\",'Wave Areas'!U140,0)))))))))))))))","v":0},{"$f":"IF($B$4=\"SW\",'Wave Areas'!V122,(IF($B$4=\"N\",'Wave Areas'!H85,(IF($B$4=\"NE\",'Wave Areas'!V86,(IF($B$4=\"E\",'Wave Areas'!H103,(IF($B$4=\"SE\",'Wave Areas'!V104,(IF($B$4=\"S\",'Wave Areas'!H121,(IF($B$4=\"W\",'Wave Areas'!H139,(IF($B$4=\"NW\",'Wave Areas'!V140,0)))))))))))))))","v":0},{"$f":"IF($B$4=\"SW\",'Wave Areas'!W122,(IF($B$4=\"N\",'Wave Areas'!I85,(IF($B$4=\"NE\",'Wave Areas'!W86,(IF($B$4=\"E\",'Wave Areas'!I103,(IF($B$4=\"SE\",'Wave Areas'!W104,(IF($B$4=\"S\",'Wave Areas'!I121,(IF($B$4=\"W\",'Wave Areas'!I139,(IF($B$4=\"NW\",'Wave Areas'!W140,0)))))))))))))))","v":0},{"$f":"IF($B$4=\"SW\",'Wave Areas'!X122,(IF($B$4=\"N\",'Wave Areas'!J85,(IF($B$4=\"NE\",'Wave Areas'!X86,(IF($B$4=\"E\",'Wave Areas'!J103,(IF($B$4=\"SE\",'Wave Areas'!X104,(IF($B$4=\"S\",'Wave Areas'!J121,(IF($B$4=\"W\",'Wave Areas'!J139,(IF($B$4=\"NW\",'Wave Areas'!X140,0)))))))))))))))","v":0},{"$f":"IF($B$4=\"SW\",'Wave Areas'!Y122,(IF($B$4=\"N\",'Wave Areas'!K85,(IF($B$4=\"NE\",'Wave Areas'!Y86,(IF($B$4=\"E\",'Wave Areas'!K103,(IF($B$4=\"SE\",'Wave Areas'!Y104,(IF($B$4=\"S\",'Wave Areas'!K121,(IF($B$4=\"W\",'Wave Areas'!K139,(IF($B$4=\"NW\",'Wave Areas'!Y140,0)))))))))))))))","v":0},{"$f":"IF($B$4=\"SW\",'Wave Areas'!Z122,(IF($B$4=\"N\",'Wave Areas'!L85,(IF($B$4=\"NE\",'Wave Areas'!Z86,(IF($B$4=\"E\",'Wave Areas'!L103,(IF($B$4=\"SE\",'Wave Areas'!Z104,(IF($B$4=\"S\",'Wave Areas'!L121,(IF($B$4=\"W\",'Wave Areas'!L139,(IF($B$4=\"NW\",'Wave Areas'!Z140,0)))))))))))))))","v":0},null,7.5,{"$error":"#DIV/0!"},{"$error":"#DIV/0!"},{"$error":"#DIV/0!"},{"$error":"#DIV/0!"},{"$error":"#DIV/0!"},{"$error":"#DIV/0!"},{"$error":"#DIV/0!"},{"$error":"#DIV/0!"},{"$error":"#DIV/0!"},{"$error":"#DIV/0!"},{"$error":"#DIV/0!"},{"$error":"#DIV/0!"},null,7.5,{"$error":"#DIV/0!"},{"$error":"#DIV/0!"},{"$f":"AI29/1004","v":{"$error":"#DIV/0!"}},{"$error":"#DIV/0!"},{"$error":"#DIV/0!"},{"$error":"#DIV/0!"},{"$error":"#DIV/0!"},{"$f":"AN29/1004","v":{"$error":"#DIV/0!"}},{"$error":"#DIV/0!"},{"$error":"#DIV/0!"},{"$error":"#DIV/0!"},{"$error":"#DIV/0!"}]
[90811.4765625,8.5,0,0,0,{"$f":"$A30*($F$16)","v":843568.76228365384},904966.63443749992,947751.30421874998,978182.9891200657,0,0,0,0,3674469.6900599697,null,null,null,8.5,{"$f":"IF($B$4=\"SW\",'Wave Areas'!P123,(IF($B$4=\"N\",'Wave Areas'!B86,(IF($B$4=\"NE\",'Wave Areas'!P87,(IF($B$4=\"E\",'Wave Areas'!B104,(IF($B$4=\"SE\",'Wave Areas'!P105,(IF($B$4=\"S\",'Wave Areas'!B122,(IF($B$4=\"W\",'Wave Areas'!B140,(IF($B$4=\"NW\",'Wave Areas'!P141,0)))))))))))))))","v":0},{"$f":"IF($B$4=\"SW\",'Wave Areas'!Q123,(IF($B$4=\"N\",'Wave Areas'!C86,(IF($B$4=\"NE\",'Wave Areas'!Q87,(IF($B$4=\"E\",'Wave Areas'!C104,(IF($B$4=\"SE\",'Wave Areas'!Q105,(IF($B$4=\"S\",'Wave Areas'!C122,(IF($B$4=\"W\",'Wave Areas'!C140,(IF($B$4=\"NW\",'Wave Areas'!Q141,0)))))))))))))))","v":0},{"$f":"IF($B$4=\"SW\",'Wave Areas'!R123,(IF($B$4=\"N\",'Wave Areas'!D86,(IF($B$4=\"NE\",'Wave Areas'!R87,(IF($B$4=\"E\",'Wave Areas'!D104,(IF($B$4=\"SE\",'Wave Areas'!R105,(IF($B$4=\"S\",'Wave Areas'!D122,(IF($B$4=\"W\",'Wave Areas'!D140,(IF($B$4=\"NW\",'Wave Areas'!R141,0)))))))))))))))","v":0},{"$f":"IF($B$4=\"SW\",'Wave Areas'!S123,(IF($B$4=\"N\",'Wave Areas'!E86,(IF($B$4=\"NE\",'Wave Areas'!S87,(IF($B$4=\"E\",'Wave Areas'!E104,(IF($B$4=\"SE\",'Wave Areas'!S105,(IF($B$4=\"S\",'Wave Areas'!E122,(IF($B$4=\"W\",'Wave Areas'!E140,(IF($B$4=\"NW\",'Wave Areas'!S141,0)))))))))))))))","v":0},{"$f":"IF($B$4=\"SW\",'Wave Areas'!T123,(IF($B$4=\"N\",'Wave Areas'!F86,(IF($B$4=\"NE\",'Wave Areas'!T87,(IF($B$4=\"E\",'Wave Areas'!F104,(IF($B$4=\"SE\",'Wave Areas'!T105,(IF($B$4=\"S\",'Wave Areas'!F122,(IF($B$4=\"W\",'Wave Areas'!F140,(IF($B$4=\"NW\",'Wave Areas'!T141,0)))))))))))))))","v":0},{"$f":"IF($B$4=\"SW\",'Wave Areas'!U123,(IF($B$4=\"N\",'Wave Areas'!G86,(IF($B$4=\"NE\",'Wave Areas'!U87,(IF($B$4=\"E\",'Wave Areas'!G104,(IF($B$4=\"SE\",'Wave Areas'!U105,(IF($B$4=\"S\",'Wave Areas'!G122,(IF($B$4=\"W\",'Wave Areas'!G140,(IF($B$4=\"NW\",'Wave Areas'!U141,0)))))))))))))))","v":0},{"$f":"IF($B$4=\"SW\",'Wave Areas'!V123,(IF($B$4=\"N\",'Wave Areas'!H86,(IF($B$4=\"NE\",'Wave Areas'!V87,(IF($B$4=\"E\",'Wave Areas'!H104,(IF($B$4=\"SE\",'Wave Areas'!V105,(IF($B$4=\"S\",'Wave Areas'!H122,(IF($B$4=\"W\",'Wave Areas'!H140,(IF($B$4=\"NW\",'Wave Areas'!V141,0)))))))))))))))","v":0},{"$f":"IF($B$4=\"SW\",'Wave Areas'!W123,(IF($B$4=\"N\",'Wave Areas'!I86,(IF($B$4=\"NE\",'Wave Areas'!W87,(IF($B$4=\"E\",'Wave Areas'!I104,(IF($B$4=\"SE\",'Wave Areas'!W105,(IF($B$4=\"S\",'Wave Areas'!I122,(IF($B$4=\"W\",'Wave Areas'!I140,(IF($B$4=\"NW\",'Wave Areas'!W141,0)))))))))))))))","v":0},{"$f":"IF($B$4=\"SW\",'Wave Areas'!X123,(IF($B$4=\"N\",'Wave Areas'!J86,(IF($B$4=\"NE\",'Wave Areas'!X87,(IF($B$4=\"E\",'Wave Areas'!J104,(IF($B$4=\"SE\",'Wave Areas'!X105,(IF($B$4=\"S\",'Wave Areas'!J122,(IF($B$4=\"W\",'Wave Areas'!J140,(IF($B$4=\"NW\",'Wave Areas'!X141,0)))))))))))))))","v":0},{"$f":"IF($B$4=\"SW\",'Wave Areas'!Y123,(IF($B$4=\"N\",'Wave Areas'!K86,(IF($B$4=\"NE\",'Wave Areas'!Y87,(IF($B$4=\"E\",'Wave Areas'!K104,(IF($B$4=\"SE\",'Wave Areas'!Y105,(IF($B$4=\"S\",'Wave Areas'!K122,(IF($B$4=\"W\",'Wave Areas'!K140,(IF($B$4=\"NW\",'Wave Areas'!Y141,0)))))))))))))))","v":0},{"$f":"IF($B$4=\"SW\",'Wave Areas'!Z123,(IF($B$4=\"N\",'Wave Areas'!L86,(IF($B$4=\"NE\",'Wave Areas'!Z87,(IF($B$4=\"E\",'Wave Areas'!L104,(IF($B$4=\"SE\",'Wave Areas'!Z105,(IF($B$4=\"S\",'Wave Areas'!L122,(IF($B$4=\"W\",'Wave Areas'!L140,(IF($B$4=\"NW\",'Wave Areas'!Z141,0)))))))))))))))","v":0},null,8.5,{"$error":"#DIV/0!"},{"$error":"#DIV/0!"},{"$error":"#DIV/0!"},{"$error":"#DIV/0!"},{"$error":"#DIV/0!"},{"$error":"#DIV/0!"},{"$error":"#DIV/0!"},{"$error":"#DIV/0!"},{"$error":"#DIV/0!"},{"$error":"#DIV/0!"},{"$error":"#DIV/0!"},{"$error":"#DIV/0!"},null,8.5,{"$error":"#DIV/0!"},{"$error":"#DIV/0!"},{"$f":"AI30/1004","v":{"$error":"#DIV/0!"}},{"$error":"#DIV/0!"},{"$error":"#DIV/0!"},{"$error":"#DIV/0!"},{"$error":"#DIV/0!"},{"$f":"AN30/1004","v":{"$error":"#DIV/0!"}},{"$error":"#DIV/0!"},{"$error":"#DIV/0!"},{"$error":"#DIV/0!"},{"$error":"#DIV/0!"}]
[113435.7890625,9.5,0,0,0,0,1130425.4499374998,1183869.276204044,0,0,0,0,0,2314294.7261415441,null,null,null,9.5,{"$f":"IF($B$4=\"SW\",'Wave Areas'!P124,(IF($B$4=\"N\",'Wave Areas'!B87,(IF($B$4=\"NE\",'Wave Areas'!P88,(IF($B$4=\"E\",'Wave Areas'!B105,(IF($B$4=\"SE\",'Wave Areas'!P106,(IF($B$4=\"S\",'Wave Areas'!B123,(IF($B$4=\"W\",'Wave Areas'!B141,(IF($B$4=\"NW\",'Wave Areas'!P142,0)))))))))))))))","v":0},{"$f":"IF($B$4=\"SW\",'Wave Areas'!Q124,(IF($B$4=\"N\",'Wave Areas'!C87,(IF($B$4=\"NE\",'Wave Areas'!Q88,(IF($B$4=\"E\",'Wave Areas'!C105,(IF($B$4=\"SE\",'Wave Areas'!Q106,(IF($B$4=\"S\",'Wave Areas'!C123,(IF($B$4=\"W\",'Wave Areas'!C141,(IF($B$4=\"NW\",'Wave Areas'!Q142,0)))))))))))))))","v":0},{"$f":"IF($B$4=\"SW\",'Wave Areas'!R124,(IF($B$4=\"N\",'Wave Areas'!D87,(IF($B$4=\"NE\",'Wave Areas'!R88,(IF($B$4=\"E\",'Wave Areas'!D105,(IF($B$4=\"SE\",'Wave Areas'!R106,(IF($B$4=\"S\",'Wave Areas'!D123,(IF($B$4=\"W\",'Wave Areas'!D141,(IF($B$4=\"NW\",'Wave Areas'!R142,0)))))))))))))))","v":0},{"$f":"IF($B$4=\"SW\",'Wave Areas'!S124,(IF($B$4=\"N\",'Wave Areas'!E87,(IF($B$4=\"NE\",'Wave Areas'!S88,(IF($B$4=\"E\",'Wave Areas'!E105,(IF($B$4=\"SE\",'Wave Areas'!S106,(IF($B$4=\"S\",'Wave Areas'!E123,(IF($B$4=\"W\",'Wave Areas'!E141,(IF($B$4=\"NW\",'Wave Areas'!S142,0)))))))))))))))","v":0},{"$f":"IF($B$4=\"SW\",'Wave Areas'!T124,(IF($B$4=\"N\",'Wave Areas'!F87,(IF($B$4=\"NE\",'Wave Areas'!T88,(IF($B$4=\"E\",'Wave Areas'!F105,(IF($B$4=\"SE\",'Wave Areas'!T106,(IF($B$4=\"S\",'Wave Areas'!F123,(IF($B$4=\"W\",'Wave Areas'!F141,(IF($B$4=\"NW\",'Wave Areas'!T142,0)))))))))))))))","v":0},{"$f":"IF($B$4=\"SW\",'Wave Areas'!U124,(IF($B$4=\"N\",'Wave Areas'!G87,(IF($B$4=\"NE\",'Wave Areas'!U88,(IF($B$4=\"E\",'Wave Areas'!G105,(IF($B$4=\"SE\",'Wave Areas'!U106,(IF($B$4=\"S\",'Wave Areas'!G123,(IF($B$4=\"W\",'Wave Areas'!G141,(IF($B$4=\"NW\",'Wave Areas'!U142,0)))))))))))))))","v":0},{"$f":"IF($B$4=\"SW\",'Wave Areas'!V124,(IF($B$4=\"N\",'Wave Areas'!H87,(IF($B$4=\"NE\",'Wave Areas'!V88,(IF($B$4=\"E\",'Wave Areas'!H105,(IF($B$4=\"SE\",'Wave Areas'!V106,(IF($B$4=\"S\",'Wave Areas'!H123,(IF($B$4=\"W\",'Wave Areas'!H141,(IF($B$4=\"NW\",'Wave Areas'!V142,0)))))))))))))))","v":0},{"$f":"IF($B$4=\"SW\",'Wave Areas'!W124,(IF($B$4=\"N\",'Wave Areas'!I87,(IF($B$4=\"NE\",'Wave Areas'!W88,(IF($B$4=\"E\",'Wave Areas'!I105,(IF($B$4=\"SE\",'Wave Areas'!W106,(IF($B$4=\"S\",'Wave Areas'!I123,(IF($B$4=\"W\",'Wave Areas'!I141,(IF($B$4=\"NW\",'Wave Areas'!W142,0)))))))))))))))","v":0},{"$f":"IF($B$4=\"SW\",'Wave Areas'!X124,(IF($B$4=\"N\",'Wave Areas'!J87,(IF($B$4=\"NE\",'Wave Areas'!X88,(IF($B$4=\"E\",'Wave Areas'!J105,(IF($B$4=\"SE\",'Wave Areas'!X106,(IF($B$4=\"S\",'Wave Areas'!J123,(IF($B$4=\"W\",'Wave Areas'!J141,(IF($B$4=\"NW\",'Wave Areas'!X142,0)))))))))))))))","v":0},{"$f":"IF($B$4=\"SW\",'Wave Areas'!Y124,(IF($B$4=\"N\",'Wave Areas'!K87,(IF($B$4=\"NE\",'Wave Areas'!Y88,(IF($B$4=\"E\",'Wave Areas'!K105,(IF($B$4=\"SE\",'Wave Areas'!Y106,(IF($B$4=\"S\",'Wave Areas'!K123,(IF($B$4=\"W\",'Wave Areas'!K141,(IF($B$4=\"NW\",'Wave Areas'!Y142,0)))))))))))))))","v":0},{"$f":"IF($B$4=\"SW\",'Wave Areas'!Z124,(IF($B$4=\"N\",'Wave Areas'!L87,(IF($B$4=\"NE\",'Wave Areas'!Z88,(IF($B$4=\"E\",'Wave Areas'!L105,(IF($B$4=\"SE\",'Wave Areas'!Z106,(IF($B$4=\"S\",'Wave Areas'!L123,(IF($B$4=\"W\",'Wave Areas'!L141,(IF($B$4=\"NW\",'Wave Areas'!Z142,0)))))))))))))))","v":0},null,9.5,{"$error":"#DIV/0!"},{"$error":"#DIV/0!"},{"$error":"#DIV/0!"},{"$error":"#DIV/0!"},{"$error":"#DIV/0!"},{"$error":"#DIV/0!"},{"$error":"#DIV/0!"},{"$error":"#DIV/0!"},{"$error":"#DIV/0!"},{"$error":"#DIV/0!"},{"$error":"#DIV/0!"},{"$error":"#DIV/0!"},null,9.5,{"$error":"#DIV/0!"},{"$error":"#DIV/0!"},{"$f":"AI31/1004","v":{"$error":"#DIV/0!"}},{"$f":"AJ31/1004","v":{"$error":"#DIV/0!"}},{"$f":"G31*AJ31","v":{"$error":"#DIV/0!"}},{"$f":"H31*AK31","v":{"$error":"#DIV/0!"}},{"$f":"AM31/1004","v":{"$error":"#DIV/0!"}},{"$f":"AN31/1004","v":{"$error":"#DIV/0!"}},{"$error":"#DIV/0!"},{"$error":"#DIV/0!"},{"$error":"#DIV/0!"},{"$error":"#DIV/0!"}]
[138573.9140625,10.5,0,0,0,0,0,0,0,0,0,0,0,0,null,null,null,10.5,{"$f":"IF($B$4=\"SW\",'Wave Areas'!P125,(IF($B$4=\"N\",'Wave Areas'!B88,(IF($B$4=\"NE\",'Wave Areas'!P89,(IF($B$4=\"E\",'Wave Areas'!B106,(IF($B$4=\"SE\",'Wave Areas'!P107,(IF($B$4=\"S\",'Wave Areas'!B124,(IF($B$4=\"W\",'Wave Areas'!B142,(IF($B$4=\"NW\",'Wave Areas'!P143,0)))))))))))))))","v":0},{"$f":"IF($B$4=\"SW\",'Wave Areas'!Q125,(IF($B$4=\"N\",'Wave Areas'!C88,(IF($B$4=\"NE\",'Wave Areas'!Q89,(IF($B$4=\"E\",'Wave Areas'!C106,(IF($B$4=\"SE\",'Wave Areas'!Q107,(IF($B$4=\"S\",'Wave Areas'!C124,(IF($B$4=\"W\",'Wave Areas'!C142,(IF($B$4=\"NW\",'Wave Areas'!Q143,0)))))))))))))))","v":0},{"$f":"IF($B$4=\"SW\",'Wave Areas'!R125,(IF($B$4=\"N\",'Wave Areas'!D88,(IF($B$4=\"NE\",'Wave Areas'!R89,(IF($B$4=\"E\",'Wave Areas'!D106,(IF($B$4=\"SE\",'Wave Areas'!R107,(IF($B$4=\"S\",'Wave Areas'!D124,(IF($B$4=\"W\",'Wave Areas'!D142,(IF($B$4=\"NW\",'Wave Areas'!R143,0)))))))))))))))","v":0},{"$f":"IF($B$4=\"SW\",'Wave Areas'!S125,(IF($B$4=\"N\",'Wave Areas'!E88,(IF($B$4=\"NE\",'Wave Areas'!S89,(IF($B$4=\"E\",'Wave Areas'!E106,(IF($B$4=\"SE\",'Wave Areas'!S107,(IF($B$4=\"S\",'Wave Areas'!E124,(IF($B$4=\"W\",'Wave Areas'!E142,(IF($B$4=\"NW\",'Wave Areas'!S143,0)))))))))))))))","v":0},{"$f":"IF($B$4=\"SW\",'Wave Areas'!T125,(IF($B$4=\"N\",'Wave Areas'!F88,(IF($B$4=\"NE\",'Wave Areas'!T89,(IF($B$4=\"E\",'Wave Areas'!F106,(IF($B$4=\"SE\",'Wave Areas'!T107,(IF($B$4=\"S\",'Wave Areas'!F124,(IF($B$4=\"W\",'Wave Areas'!F142,(IF($B$4=\"NW\",'Wave Areas'!T143,0)))))))))))))))","v":0},{"$f":"IF($B$4=\"SW\",'Wave Areas'!U125,(IF($B$4=\"N\",'Wave Areas'!G88,(IF($B$4=\"NE\",'Wave Areas'!U89,(IF($B$4=\"E\",'Wave Areas'!G106,(IF($B$4=\"SE\",'Wave Areas'!U107,(IF($B$4=\"S\",'Wave Areas'!G124,(IF($B$4=\"W\",'Wave Areas'!G142,(IF($B$4=\"NW\",'Wave Areas'!U143,0)))))))))))))))","v":0},{"$f":"IF($B$4=\"SW\",'Wave Areas'!V125,(IF($B$4=\"N\",'Wave Areas'!H88,(IF($B$4=\"NE\",'Wave Areas'!V89,(IF($B$4=\"E\",'Wave Areas'!H106,(IF($B$4=\"SE\",'Wave Areas'!V107,(IF($B$4=\"S\",'Wave Areas'!H124,(IF($B$4=\"W\",'Wave Areas'!H142,(IF($B$4=\"NW\",'Wave Areas'!V143,0)))))))))))))))","v":0},{"$f":"IF($B$4=\"SW\",'Wave Areas'!W125,(IF($B$4=\"N\",'Wave Areas'!I88,(IF($B$4=\"NE\",'Wave Areas'!W89,(IF($B$4=\"E\",'Wave Areas'!I106,(IF($B$4=\"SE\",'Wave Areas'!W107,(IF($B$4=\"S\",'Wave Areas'!I124,(IF($B$4=\"W\",'Wave Areas'!I142,(IF($B$4=\"NW\",'Wave Areas'!W143,0)))))))))))))))","v":0},{"$f":"IF($B$4=\"SW\",'Wave Areas'!X125,(IF($B$4=\"N\",'Wave Areas'!J88,(IF($B$4=\"NE\",'Wave Areas'!X89,(IF($B$4=\"E\",'Wave Areas'!J106,(IF($B$4=\"SE\",'Wave Areas'!X107,(IF($B$4=\"S\",'Wave Areas'!J124,(IF($B$4=\"W\",'Wave Areas'!J142,(IF($B$4=\"NW\",'Wave Areas'!X143,0)))))))))))))))","v":0},{"$f":"IF($B$4=\"SW\",'Wave Areas'!Y125,(IF($B$4=\"N\",'Wave Areas'!K88,(IF($B$4=\"NE\",'Wave Areas'!Y89,(IF($B$4=\"E\",'Wave Areas'!K106,(IF($B$4=\"SE\",'Wave Areas'!Y107,(IF($B$4=\"S\",'Wave Areas'!K124,(IF($B$4=\"W\",'Wave Areas'!K142,(IF($B$4=\"NW\",'Wave Areas'!Y143,0)))))))))))))))","v":0},{"$f":"IF($B$4=\"SW\",'Wave Areas'!Z125,(IF($B$4=\"N\",'Wave Areas'!L88,(IF($B$4=\"NE\",'Wave Areas'!Z89,(IF($B$4=\"E\",'Wave Areas'!L106,(IF($B$4=\"SE\",'Wave Areas'!Z107,(IF($B$4=\"S\",'Wave Areas'!L124,(IF($B$4=\"W\",'Wave Areas'!L142,(IF($B$4=\"NW\",'Wave Areas'!Z143,0)))))))))))))))","v":0},null,10.5,{"$f":"S32/($AC$33)","v":{"$error":"#DIV/0!"}},{"$error":"#DIV/0!"},{"$error":"#DIV/0!"},{"$error":"#DIV/0!"},{"$error":"#DIV/0!"},{"$error":"#DIV/0!"},{"$error":"#DIV/0!"},{"$error":"#DIV/0!"},{"$error":"#DIV/0!"},{"$error":"#DIV/0!"},{"$error":"#DIV/0!"},{"$error":"#DIV/0!"},null,10.5,{"$error":"#DIV/0!"},{"$error":"#DIV/0!"},{"$f":"AI32/1004","v":{"$error":"#DIV/0!"}},{"$f":"AJ32/1004","v":{"$error":"#DIV/0!"}},{"$f":"AK32/1004","v":{"$error":"#DIV/0!"}},{"$f":"AL32/1004","v":{"$error":"#DIV/0!"}},{"$f":"AM32/1004","v":{"$error":"#DIV/0!"}},{"$f":"AN32/1004","v":{"$error":"#DIV/0!"}},{"$error":"#DIV/0!"},{"$error":"#DIV/0!"},{"$error":"#DIV/0!"},{"$error":"#DIV/0!"}]
["Sub Totals",null,{"$f":"SUM(C22:C32)","v":17165.748214285715},362355.59765625,1188236.3196732954,2463571.0566346156,4164725.341874999,4361623.6491727941,3276405.3061184208,1571557.1679910715,0,0,0,{"$f":"SUM(N22:N31)","v":17405640.18733573},"Total",null,null,"Total Occurences",null,null,null,null,null,null,null,null,null,null,{"$f":"SUM(S22:AC32)","v":0},null,null,null,null,null,null,null,null,null,null,null,null,null,null,null,"Sub Totals",{"$f":"SUM(AT22:AT32)","v":{"$error":"#DIV/0!"}},{"$error":"#DIV/0!"},{"$error":"#DIV/0!"},{"$error":"#DIV/0!"},{"$error":"#DIV/0!"},{"$error":"#DIV/0!"},{"$error":"#DIV/0!"},{"$error":"#DIV/0!"},{"$error":"#DIV/0!"},{"$error":"#DIV/0!"},{"$error":"#DIV/0!"},{"$f":"SUM(BE22:BE31)","v":{"$error":"#DIV/0!"}},"Total"]
[]
[null,null,null,null,null,null,null,null,null,null,null,null,null,null,null,null,null,null,null,null,null,null,null,null,null,null,null,null,null,null,null,null,null,null,null,null,null,null,null,null,null,null,null,null,null,null,null,null,null,null,null,null,null,null,null,null,"Min","Max"]
[null,null,null,null,null,null,null,null,null,null,null,null,null,null,null,null,null,null,null,null,null,null,null,null,null,null,null,null,null,null,null,null,null,null,null,null,null,null,null,null,null,null,null,null,null,null,null,null,null,null,null,null,null,"Relevant Wave Heights",null,null,{"$f":"IF((AND($B$6>AS22,$B$6<AS23)),AS22,(IF((AND($B$6>AS23,$B$6<AS24)),AS23,(IF((AND($B$6>AS24,$B$6<AS25)),AS24,(IF((AND($B$6>AS25,$B$6<AS26)),AS25,(IF((AND($B$6>AS26,$B$6<AS27)),AS26,(IF((AND($B$6>AS27,$B$6<AS28)),AS27,(IF((AND($B$6>AS28,$B$6<AS29)),AS28,(IF((AND($B$6>AS29,$B$6<AS30)),AS29,(IF((AND($B$6>AS30,$B$6<AS31)),AS30,(IF((AND($B$6>AS31,$B$6<AS32)),AS31,(IF($B$6>AS32,AS32,\"\")))))))))))))))))))))","v":10.5},{"$f":"IF((AND($B$6>AS22,$B$6<AS23)),AS23,(IF((AND($B$6>AS23,$B$6<AS24)),AS24,(IF((AND($B$6>AS24,$B$6<AS25)),AS25,(IF((AND($B$6>AS25,$B$6<AS26)),AS26,(IF((AND($B$6>AS26,$B$6<AS27)),AS27,(IF((AND($B$6>AS27,$B$6<AS28)),AS28,(IF((AND($B$6>AS28,$B$6<AS29)),AS29,(IF((AND($B$6>AS29,$B$6<AS30)),AS30,(IF((AND($B$6>AS30,$B$6<AS31)),AS31,(IF((AND($B$6>AS31,$B$6<AS32)),AS32,(IF($B$6>AS32,AS32,\"\")))))))))))))))))))))","v":10.5}]
[null,null,null,null,null,null,null,null,null,null,null,null,null,null,null,null,null,null,null,null,null,null,null,null,null,null,null,null,null,null,null,null,null,null,null,null,null,null,null,null,null,null,null,null,null,null,null,null,null,null,null,null,null,"Relevant Power (kW/m)",null,null,{"$f":"(((($B$6-BE36)*((VLOOKUP(BF36,AS22:BE32,13,FALSE))-(VLOOKUP(BE36,AS22:BE32,13,FALSE))))/(BF36-BE36))+(VLOOKUP(BE36,AS22:BE32,13,FALSE)))*0.001","v":{"$error":"#VALUE!"}}]
[]
["Deep"]
[]
["Wave Velocity C","(m/s)",{"$f":"(C42/C43)","v":5.0344574780058648},6.4728739002932549,7.9112903225806459,9.3497067448680351,10.788123167155426,12.226539589442817,13.664956011730204,15.103372434017595,16.541788856304986,17.980205278592376,19.418621700879768]
["Wave Length (λ)","(m)",{"$f":"(9.81/(2*3.41))*C43^2","v":17.620601173020528},29.127932551319649,43.512096774193552,60.773093841642229,80.910923753665699,103.92558651026394,129.81708211143695,158.58541055718476,190.23057184750735,224.75256598240469,262.15139296187687]
["Wave Period (T)","(s)",3.5,4.5,5.5,6.5,7.5,8.5,9.5,10.5,11.5,12.5,13.5]
[]
["Energy","Wave Height (Hs)","Power",null,null,null,null,null,null,null,null,null,null,"Total Power",null,null,null,"North Sea Area 10",null,null,null,null,null,null,null,null,null,null,null,null,"North Sea Area 10",null,null,null,null,null,null,null,null,null,null,null,null,null,"North Sea Area 10"]
["(J)","(m)","(W/m)",null,null,null,null,null,null,null,null,null,null,"(W/m)",null,null,null,"Number of Occurences",null,null,null,null,null,null,null,null,null,null,null,null,"Percentage of Occurences",null,null,null,null,null,null,null,null,null,null,null,null,null,"Annual Power (W/m)",null,null,null,null,null,null,null,null,null,null,null,"Total Power"]
[{"$f":"(1025*9.81*B47^2)/8","v":314.2265625},0.5,{"$f":"$A47*($C$41)/2","v":790.98013368310114},{"$f":"$A47*($D$41)/2","v":1016.9744575925586},{"$f":"$A47*($E$41)/2","v":1242.9687815020163},{"$f":"$A47*($F$41)/2","v":1468.9631054114736},{"$f":"$A47*($G$41)/2","v":1694.9574293209312},{"$f":"$A47*($H$41)/2","v":1920.9517532303889},0,0,0,0,0,{"$f":"SUM(C47:M47)","v":8135.7956607404703},null,null,null,"Hs                      T",3.5,4.5,5.5,6.5,7.5,8.5,9.5,10.5,11.5,12.5,13.5,null,"Hs                 T",3.5,4.5,5.5,6.5,7.5,8.5,9.5,10.5,11.5,12.5,13.5,"Availability",null,"Hs           T",3.5,4.5,5.5,6.5,7.5,8.5,9.5,10.5,11.5,12.5,13.5,"(W/m)"]
[2828.0390625,1.5,{"$f":"$B48*($C$16/2)","v":4.0971428571428579},{"$f":"$A48*($D$41)/2","v":9152.7701183330282},11186.719033518146,13220.667948703262,15254.616863888381,{"$f":"$A48*($G$41)/2","v":15254.616863888381},{"$f":"$A48*($I$41)/2","v":19322.514694258614},{"$f":"$A48*($J$41)/2","v":21356.46360944373},0,0,0,104752.46627489068,null,null,null,0.5,{"$f":"IF($B$4=\"SW\",'Wave Areas'!P115,(IF($B$4=\"N\",'Wave Areas'!B78,(IF($B$4=\"NE\",'Wave Areas'!P79,(IF($B$4=\"E\",'Wave Areas'!B96,(IF($B$4=\"SE\",'Wave Areas'!P97,(IF($B$4=\"S\",'Wave Areas'!B114,(IF($B$4=\"W\",'Wave Areas'!B132,(IF($B$4=\"NW\",'Wave Areas'!P133,0)))))))))))))))","v":0},{"$f":"IF($B$4=\"SW\",'Wave Areas'!Q115,(IF($B$4=\"N\",'Wave Areas'!C78,(IF($B$4=\"NE\",'Wave Areas'!Q79,(IF($B$4=\"E\",'Wave Areas'!C96,(IF($B$4=\"SE\",'Wave Areas'!Q97,(IF($B$4=\"S\",'Wave Areas'!C114,(IF($B$4=\"W\",'Wave Areas'!C132,(IF($B$4=\"NW\",'Wave Areas'!Q133,0)))))))))))))))","v":0},{"$f":"IF($B$4=\"SW\",'Wave Areas'!R115,(IF($B$4=\"N\",'Wave Areas'!D78,(IF($B$4=\"NE\",'Wave Areas'!R79,(IF($B$4=\"E\",'Wave Areas'!D96,(IF($B$4=\"SE\",'Wave Areas'!R97,(IF($B$4=\"S\",'Wave Areas'!D114,(IF($B$4=\"W\",'Wave Areas'!D132,(IF($B$4=\"NW\",'Wave Areas'!R133,0)))))))))))))))","v":0},{"$f":"IF($B$4=\"SW\",'Wave Areas'!S115,(IF($B$4=\"N\",'Wave Areas'!E78,(IF($B$4=\"NE\",'Wave Areas'!S79,(IF($B$4=\"E\",'Wave Areas'!E96,(IF($B$4=\"SE\",'Wave Areas'!S97,(IF($B$4=\"S\",'Wave Areas'!E114,(IF($B$4=\"W\",'Wave Areas'!E132,(IF($B$4=\"NW\",'Wave Areas'!S133,0)))))))))))))))","v":0},{"$f":"IF($B$4=\"SW\",'Wave Areas'!T115,(IF($B$4=\"N\",'Wave Areas'!F78,(IF($B$4=\"NE\",'Wave Areas'!T79,(IF($B$4=\"E\",'Wave Areas'!F96,(IF($B$4=\"SE\",'Wave Areas'!T97,(IF($B$4=\"S\",'Wave Areas'!F114,(IF($B$4=\"W\",'Wave Areas'!F132,(IF($B$4=\"NW\",'Wave Areas'!T133,0)))))))))))))))","v":0},{"$f":"IF($B$4=\"SW\",'Wave Areas'!U115,(IF($B$4=\"N\",'Wave Areas'!G78,(IF($B$4=\"NE\",'Wave Areas'!U79,(IF($B$4=\"E\",'Wave Areas'!G96,(IF($B$4=\"SE\",'Wave Areas'!U97,(IF($B$4=\"S\",'Wave Areas'!G114,(IF($B$4=\"W\",'Wave Areas'!G132,(IF($B$4=\"NW\",'Wave Areas'!U133,0)))))))))))))))","v":0},{"$f":"IF($B$4=\"SW\",'Wave Areas'!V115,(IF($B$4=\"N\",'Wave Areas'!H78,(IF($B$4=\"NE\",'Wave Areas'!V79,(IF($B$4=\"E\",'Wave Areas'!H96,(IF($B$4=\"SE\",'Wave Areas'!V97,(IF($B$4=\"S\",'Wave Areas'!H114,(IF($B$4=\"W\",'Wave Areas'!H132,(IF($B$4=\"NW\",'Wave Areas'!V133,0)))))))))))))))","v":0},{"$f":"IF($B$4=\"SW\",'Wave Areas'!W115,(IF($B$4=\"N\",'Wave Areas'!I78,(IF($B$4=\"NE\",'Wave Areas'!W79,(IF($B$4=\"E\",'Wave Areas'!I96,(IF($B$4=\"SE\",'Wave Areas'!W97,(IF($B$4=\"S\",'Wave Areas'!I114,(IF($B$4=\"W\",'Wave Areas'!I132,(IF($B$4=\"NW\",'Wave Areas'!W133,0)))))))))))))))","v":0},{"$f":"IF($B$4=\"SW\",'Wave Areas'!X115,(IF($B$4=\"N\",'Wave Areas'!J78,(IF($B$4=\"NE\",'Wave Areas'!X79,(IF($B$4=\"E\",'Wave Areas'!J96,(IF($B$4=\"SE\",'Wave Areas'!X97,(IF($B$4=\"S\",'Wave Areas'!J114,(IF($B$4=\"W\",'Wave Areas'!J132,(IF($B$4=\"NW\",'Wave Areas'!X133,0)))))))))))))))","v":0},{"$f":"IF($B$4=\"SW\",'Wave Areas'!Y115,(IF($B$4=\"N\",'Wave Areas'!K78,(IF($B$4=\"NE\",'Wave Areas'!Y79,(IF($B$4=\"E\",'Wave Areas'!K96,(IF($B$4=\"SE\",'Wave Areas'!Y97,(IF($B$4=\"S\",'Wave Areas'!K114,(IF($B$4=\"W\",'Wave Areas'!K132,(IF($B$4=\"NW\",'Wave Areas'!Y133,0)))))))))))))))","v":0},{"$f":"IF($B$4=\"SW\",'Wave Areas'!Z115,(IF($B$4=\"N\",'Wave Areas'!L78,(IF($B$4=\"NE\",'Wave Areas'!Z79,(IF($B$4=\"E\",'Wave Areas'!L96,(IF($B$4=\"SE\",'Wave Areas'!Z97,(IF($B$4=\"S\",'Wave Areas'!L114,(IF($B$4=\"W\",'Wave Areas'!L132,(IF($B$4=\"NW\",'Wave Areas'!Z133,0)))))))))))))))","v":0},null,0.5,{"$f":"S48/$AC$59","v":{"$error":"#DIV/0!"}},{"$f":"T48/$AC$59","v":{"$error":"#DIV/0!"}},{"$error":"#DIV/0!"},{"$error":"#DIV/0!"},{"$error":"#DIV/0!"},{"$error":"#DIV/0!"},{"$error":"#DIV/0!"},{"$error":"#DIV/0!"},{"$error":"#DIV/0!"},{"$error":"#DIV/0!"},{"$error":"#DIV/0!"},{"$f":"SUM(AF48:AP48)","v":{"$error":"#DIV/0!"}},null,0.5,{"$f":"C47*AF48","v":{"$error":"#DIV/0!"}},{"$error":"#DIV/0!"},{"$error":"#DIV/0!"},{"$error":"#DIV/0!"},{"$error":"#DIV/0!"},{"$error":"#DIV/0!"},{"$f":"AM48/1004","v":{"$error":"#DIV/0!"}},{"$f":"AN48/1004","v":{"$error":"#DIV/0!"}},{"$f":"AO48/1004","v":{"$error":"#DIV/0!"}},{"$f":"AP48/1004","v":{"$error":"#DIV/0!"}},{"$f":"AQ44/1004","v":0},{"$f":"SUM(AT48:BD48)","v":{"$error":"#DIV/0!"}}]
[7855.6640625,2.5,0,{"$f":"$A49*($D$41)/2","v":25424.361439813965},31074.219537550405,36724.077635286842,42373.935733023282,{"$f":"$A49*($H$41)/2","v":48023.793830759721},53673.651928496147,59323.510026232587,0,0,0,296617.55013116292,null,null,null,1.5,{"$f":"IF($B$4=\"SW\",'Wave Areas'!P116,(IF($B$4=\"N\",'Wave Areas'!B79,(IF($B$4=\"NE\",'Wave Areas'!P80,(IF($B$4=\"E\",'Wave Areas'!B97,(IF($B$4=\"SE\",'Wave Areas'!P98,(IF($B$4=\"S\",'Wave Areas'!B115,(IF($B$4=\"W\",'Wave Areas'!B133,(IF($B$4=\"NW\",'Wave Areas'!P134,0)))))))))))))))","v":0},{"$f":"IF($B$4=\"SW\",'Wave Areas'!Q116,(IF($B$4=\"N\",'Wave Areas'!C79,(IF($B$4=\"NE\",'Wave Areas'!Q80,(IF($B$4=\"E\",'Wave Areas'!C97,(IF($B$4=\"SE\",'Wave Areas'!Q98,(IF($B$4=\"S\",'Wave Areas'!C115,(IF($B$4=\"W\",'Wave Areas'!C133,(IF($B$4=\"NW\",'Wave Areas'!Q134,0)))))))))))))))","v":0},{"$f":"IF($B$4=\"SW\",'Wave Areas'!R116,(IF($B$4=\"N\",'Wave Areas'!D79,(IF($B$4=\"NE\",'Wave Areas'!R80,(IF($B$4=\"E\",'Wave Areas'!D97,(IF($B$4=\"SE\",'Wave Areas'!R98,(IF($B$4=\"S\",'Wave Areas'!D115,(IF($B$4=\"W\",'Wave Areas'!D133,(IF($B$4=\"NW\",'Wave Areas'!R134,0)))))))))))))))","v":0},{"$f":"IF($B$4=\"SW\",'Wave Areas'!S116,(IF($B$4=\"N\",'Wave Areas'!E79,(IF($B$4=\"NE\",'Wave Areas'!S80,(IF($B$4=\"E\",'Wave Areas'!E97,(IF($B$4=\"SE\",'Wave Areas'!S98,(IF($B$4=\"S\",'Wave Areas'!E115,(IF($B$4=\"W\",'Wave Areas'!E133,(IF($B$4=\"NW\",'Wave Areas'!S134,0)))))))))))))))","v":0},{"$f":"IF($B$4=\"SW\",'Wave Areas'!T116,(IF($B$4=\"N\",'Wave Areas'!F79,(IF($B$4=\"NE\",'Wave Areas'!T80,(IF($B$4=\"E\",'Wave Areas'!F97,(IF($B$4=\"SE\",'Wave Areas'!T98,(IF($B$4=\"S\",'Wave Areas'!F115,(IF($B$4=\"W\",'Wave Areas'!F133,(IF($B$4=\"NW\",'Wave Areas'!T134,0)))))))))))))))","v":0},{"$f":"IF($B$4=\"SW\",'Wave Areas'!U116,(IF($B$4=\"N\",'Wave Areas'!G79,(IF($B$4=\"NE\",'Wave Areas'!U80,(IF($B$4=\"E\",'Wave Areas'!G97,(IF($B$4=\"SE\",'Wave Areas'!U98,(IF($B$4=\"S\",'Wave Areas'!G115,(IF($B$4=\"W\",'Wave Areas'!G133,(IF($B$4=\"NW\",'Wave Areas'!U134,0)))))))))))))))","v":0},{"$f":"IF($B$4=\"SW\",'Wave Areas'!V116,(IF($B$4=\"N\",'Wave Areas'!H79,(IF($B$4=\"NE\",'Wave Areas'!V80,(IF($B$4=\"E\",'Wave Areas'!H97,(IF($B$4=\"SE\",'Wave Areas'!V98,(IF($B$4=\"S\",'Wave Areas'!H115,(IF($B$4=\"W\",'Wave Areas'!H133,(IF($B$4=\"NW\",'Wave Areas'!V134,0)))))))))))))))","v":0},{"$f":"IF($B$4=\"SW\",'Wave Areas'!W116,(IF($B$4=\"N\",'Wave Areas'!I79,(IF($B$4=\"NE\",'Wave Areas'!W80,(IF($B$4=\"E\",'Wave Areas'!I97,(IF($B$4=\"SE\",'Wave Areas'!W98,(IF($B$4=\"S\",'Wave Areas'!I115,(IF($B$4=\"W\",'Wave Areas'!I133,(IF($B$4=\"NW\",'Wave Areas'!W134,0)))))))))))))))","v":0},{"$f":"IF($B$4=\"SW\",'Wave Areas'!X116,(IF($B$4=\"N\",'Wave Areas'!J79,(IF($B$4=\"NE\",'Wave Areas'!X80,(IF($B$4=\"E\",'Wave Areas'!J97,(IF($B$4=\"SE\",'Wave Areas'!X98,(IF($B$4=\"S\",'Wave Areas'!J115,(IF($B$4=\"W\",'Wave Areas'!J133,(IF($B$4=\"NW\",'Wave Areas'!X134,0)))))))))))))))","v":0},{"$f":"IF($B$4=\"SW\",'Wave Areas'!Y116,(IF($B$4=\"N\",'Wave Areas'!K79,(IF($B$4=\"NE\",'Wave Areas'!Y80,(IF($B$4=\"E\",'Wave Areas'!K97,(IF($B$4=\"SE\",'Wave Areas'!Y98,(IF($B$4=\"S\",'Wave Areas'!K115,(IF($B$4=\"W\",'Wave Areas'!K133,(IF($B$4=\"NW\",'Wave Areas'!Y134,0)))))))))))))))","v":0},{"$f":"IF($B$4=\"SW\",'Wave Areas'!Z116,(IF($B$4=\"N\",'Wave Areas'!L79,(IF($B$4=\"NE\",'Wave Areas'!Z80,(IF($B$4=\"E\",'Wave Areas'!L97,(IF($B$4=\"SE\",'Wave Areas'!Z98,(IF($B$4=\"S\",'Wave Areas'!L115,(IF($B$4=\"W\",'Wave Areas'!L133,(IF($B$4=\"NW\",'Wave Areas'!Z134,0)))))))))))))))","v":0},null,1.5,{"$f":"S49/$AC$59","v":{"$error":"#DIV/0!"}},{"$error":"#DIV/0!"},{"$error":"#DIV/0!"},{"$error":"#DIV/0!"},{"$error":"#DIV/0!"},{"$error":"#DIV/0!"},{"$error":"#DIV/0!"},{"$error":"#DIV/0!"},{"$error":"#DIV/0!"},{"$error":"#DIV/0!"},{"$error":"#DIV/0!"},{"$f":"SUM(AF49:AP49)","v":{"$error":"#DIV/0!"}},null,1.5,{"$error":"#DIV/0!"},{"$error":"#DIV/0!"},{"$error":"#DIV/0!"},{"$error":"#DIV/0!"},{"$error":"#DIV/0!"},{"$error":"#DIV/0!"},{"$error":"#DIV/0!"},{"$error":"#DIV/0!"},{"$f":"AO49/1004","v":{"$error":"#DIV/0!"}},{"$error":"#DIV/0!"},{"$f":"AQ46/1004","v":0},{"$error":"#DIV/0!"}]
[15397.1015625,3.5,0,{"$f":"$A50*($D$41)/2","v":49831.748422035373},60905.470293598795,71979.192165162211,83052.914036725633,94126.635908289056,105200.35777985245,116274.07965141587,0,0,0,581370.39825707942,null,null,null,2.5,{"$f":"IF($B$4=\"SW\",'Wave Areas'!P117,(IF($B$4=\"N\",'Wave Areas'!B80,(IF($B$4=\"NE\",'Wave Areas'!P81,(IF($B$4=\"E\",'Wave Areas'!B98,(IF($B$4=\"SE\",'Wave Areas'!P99,(IF($B$4=\"S\",'Wave Areas'!B116,(IF($B$4=\"W\",'Wave Areas'!B134,(IF($B$4=\"NW\",'Wave Areas'!P135,0)))))))))))))))","v":0},{"$f":"IF($B$4=\"SW\",'Wave Areas'!Q117,(IF($B$4=\"N\",'Wave Areas'!C80,(IF($B$4=\"NE\",'Wave Areas'!Q81,(IF($B$4=\"E\",'Wave Areas'!C98,(IF($B$4=\"SE\",'Wave Areas'!Q99,(IF($B$4=\"S\",'Wave Areas'!C116,(IF($B$4=\"W\",'Wave Areas'!C134,(IF($B$4=\"NW\",'Wave Areas'!Q135,0)))))))))))))))","v":0},{"$f":"IF($B$4=\"SW\",'Wave Areas'!R117,(IF($B$4=\"N\",'Wave Areas'!D80,(IF($B$4=\"NE\",'Wave Areas'!R81,(IF($B$4=\"E\",'Wave Areas'!D98,(IF($B$4=\"SE\",'Wave Areas'!R99,(IF($B$4=\"S\",'Wave Areas'!D116,(IF($B$4=\"W\",'Wave Areas'!D134,(IF($B$4=\"NW\",'Wave Areas'!R135,0)))))))))))))))","v":0},{"$f":"IF($B$4=\"SW\",'Wave Areas'!S117,(IF($B$4=\"N\",'Wave Areas'!E80,(IF($B$4=\"NE\",'Wave Areas'!S81,(IF($B$4=\"E\",'Wave Areas'!E98,(IF($B$4=\"SE\",'Wave Areas'!S99,(IF($B$4=\"S\",'Wave Areas'!E116,(IF($B$4=\"W\",'Wave Areas'!E134,(IF($B$4=\"NW\",'Wave Areas'!S135,0)))))))))))))))","v":0},{"$f":"IF($B$4=\"SW\",'Wave Areas'!T117,(IF($B$4=\"N\",'Wave Areas'!F80,(IF($B$4=\"NE\",'Wave Areas'!T81,(IF($B$4=\"E\",'Wave Areas'!F98,(IF($B$4=\"SE\",'Wave Areas'!T99,(IF($B$4=\"S\",'Wave Areas'!F116,(IF($B$4=\"W\",'Wave Areas'!F134,(IF($B$4=\"NW\",'Wave Areas'!T135,0)))))))))))))))","v":0},{"$f":"IF($B$4=\"SW\",'Wave Areas'!U117,(IF($B$4=\"N\",'Wave Areas'!G80,(IF($B$4=\"NE\",'Wave Areas'!U81,(IF($B$4=\"E\",'Wave Areas'!G98,(IF($B$4=\"SE\",'Wave Areas'!U99,(IF($B$4=\"S\",'Wave Areas'!G116,(IF($B$4=\"W\",'Wave Areas'!G134,(IF($B$4=\"NW\",'Wave Areas'!U135,0)))))))))))))))","v":0},{"$f":"IF($B$4=\"SW\",'Wave Areas'!V117,(IF($B$4=\"N\",'Wave Areas'!H80,(IF($B$4=\"NE\",'Wave Areas'!V81,(IF($B$4=\"E\",'Wave Areas'!H98,(IF($B$4=\"SE\",'Wave Areas'!V99,(IF($B$4=\"S\",'Wave Areas'!H116,(IF($B$4=\"W\",'Wave Areas'!H134,(IF($B$4=\"NW\",'Wave Areas'!V135,0)))))))))))))))","v":0},{"$f":"IF($B$4=\"SW\",'Wave Areas'!W117,(IF($B$4=\"N\",'Wave Areas'!I80,(IF($B$4=\"NE\",'Wave Areas'!W81,(IF($B$4=\"E\",'Wave Areas'!I98,(IF($B$4=\"SE\",'Wave Areas'!W99,(IF($B$4=\"S\",'Wave Areas'!I116,(IF($B$4=\"W\",'Wave Areas'!I134,(IF($B$4=\"NW\",'Wave Areas'!W135,0)))))))))))))))","v":0},{"$f":"IF($B$4=\"SW\",'Wave Areas'!X117,(IF($B$4=\"N\",'Wave Areas'!J80,(IF($B$4=\"NE\",'Wave Areas'!X81,(IF($B$4=\"E\",'Wave Areas'!J98,(IF($B$4=\"SE\",'Wave Areas'!X99,(IF($B$4=\"S\",'Wave Areas'!J116,(IF($B$4=\"W\",'Wave Areas'!J134,(IF($B$4=\"NW\",'Wave Areas'!X135,0)))))))))))))))","v":0},{"$f":"IF($B$4=\"SW\",'Wave Areas'!Y117,(IF($B$4=\"N\",'Wave Areas'!K80,(IF($B$4=\"NE\",'Wave Areas'!Y81,(IF($B$4=\"E\",'Wave Areas'!K98,(IF($B$4=\"SE\",'Wave Areas'!Y99,(IF($B$4=\"S\",'Wave Areas'!K116,(IF($B$4=\"W\",'Wave Areas'!K134,(IF($B$4=\"NW\",'Wave Areas'!Y135,0)))))))))))))))","v":0},{"$f":"IF($B$4=\"SW\",'Wave Areas'!Z117,(IF($B$4=\"N\",'Wave Areas'!L80,(IF($B$4=\"NE\",'Wave Areas'!Z81,(IF($B$4=\"E\",'Wave Areas'!L98,(IF($B$4=\"SE\",'Wave Areas'!Z99,(IF($B$4=\"S\",'Wave Areas'!L116,(IF($B$4=\"W\",'Wave Areas'!L134,(IF($B$4=\"NW\",'Wave Areas'!Z135,0)))))))))))))))","v":0},null,2.5,{"$error":"#DIV/0!"},{"$error":"#DIV/0!"},{"$error":"#DIV/0!"},{"$error":"#DIV/0!"},{"$error":"#DIV/0!"},{"$error":"#DIV/0!"},{"$error":"#DIV/0!"},{"$error":"#DIV/0!"},{"$error":"#DIV/0!"},{"$error":"#DIV/0!"},{"$error":"#DIV/0!"},{"$error":"#DIV/0!"},null,2.5,{"$f":"AG50/1004","v":{"$error":"#DIV/0!"}},{"$error":"#DIV/0!"},{"$error":"#DIV/0!"},{"$error":"#DIV/0!"},{"$error":"#DIV/0!"},{"$error":"#DIV/0!"},{"$error":"#DIV/0!"},{"$error":"#DIV/0!"},{"$error":"#DIV/0!"},{"$error":"#DIV/0!"},{"$f":"AQ48/1004","v":{"$error":"#DIV/0!"}},{"$error":"#DIV/0!"}]
[25452.3515625,4.5,0,{"$f":"$A51*($D$41)/2","v":82374.931064997247},100680.47130166332,118986.01153832936,137291.55177499543,155597.0920116615,173902.63224832751,192208.17248499359,0,0,0,961040.86242496793,null,null,null,3.5,{"$f":"IF($B$4=\"SW\",'Wave Areas'!P118,(IF($B$4=\"N\",'Wave Areas'!B81,(IF($B$4=\"NE\",'Wave Areas'!P82,(IF($B$4=\"E\",'Wave Areas'!B99,(IF($B$4=\"SE\",'Wave Areas'!P100,(IF($B$4=\"S\",'Wave Areas'!B117,(IF($B$4=\"W\",'Wave Areas'!B135,(IF($B$4=\"NW\",'Wave Areas'!P136,0)))))))))))))))","v":0},{"$f":"IF($B$4=\"SW\",'Wave Areas'!Q118,(IF($B$4=\"N\",'Wave Areas'!C81,(IF($B$4=\"NE\",'Wave Areas'!Q82,(IF($B$4=\"E\",'Wave Areas'!C99,(IF($B$4=\"SE\",'Wave Areas'!Q100,(IF($B$4=\"S\",'Wave Areas'!C117,(IF($B$4=\"W\",'Wave Areas'!C135,(IF($B$4=\"NW\",'Wave Areas'!Q136,0)))))))))))))))","v":0},{"$f":"IF($B$4=\"SW\",'Wave Areas'!R118,(IF($B$4=\"N\",'Wave Areas'!D81,(IF($B$4=\"NE\",'Wave Areas'!R82,(IF($B$4=\"E\",'Wave Areas'!D99,(IF($B$4=\"SE\",'Wave Areas'!R100,(IF($B$4=\"S\",'Wave Areas'!D117,(IF($B$4=\"W\",'Wave Areas'!D135,(IF($B$4=\"NW\",'Wave Areas'!R136,0)))))))))))))))","v":0},{"$f":"IF($B$4=\"SW\",'Wave Areas'!S118,(IF($B$4=\"N\",'Wave Areas'!E81,(IF($B$4=\"NE\",'Wave Areas'!S82,(IF($B$4=\"E\",'Wave Areas'!E99,(IF($B$4=\"SE\",'Wave Areas'!S100,(IF($B$4=\"S\",'Wave Areas'!E117,(IF($B$4=\"W\",'Wave Areas'!E135,(IF($B$4=\"NW\",'Wave Areas'!S136,0)))))))))))))))","v":0},{"$f":"IF($B$4=\"SW\",'Wave Areas'!T118,(IF($B$4=\"N\",'Wave Areas'!F81,(IF($B$4=\"NE\",'Wave Areas'!T82,(IF($B$4=\"E\",'Wave Areas'!F99,(IF($B$4=\"SE\",'Wave Areas'!T100,(IF($B$4=\"S\",'Wave Areas'!F117,(IF($B$4=\"W\",'Wave Areas'!F135,(IF($B$4=\"NW\",'Wave Areas'!T136,0)))))))))))))))","v":0},{"$f":"IF($B$4=\"SW\",'Wave Areas'!U118,(IF($B$4=\"N\",'Wave Areas'!G81,(IF($B$4=\"NE\",'Wave Areas'!U82,(IF($B$4=\"E\",'Wave Areas'!G99,(IF($B$4=\"SE\",'Wave Areas'!U100,(IF($B$4=\"S\",'Wave Areas'!G117,(IF($B$4=\"W\",'Wave Areas'!G135,(IF($B$4=\"NW\",'Wave Areas'!U136,0)))))))))))))))","v":0},{"$f":"IF($B$4=\"SW\",'Wave Areas'!V118,(IF($B$4=\"N\",'Wave Areas'!H81,(IF($B$4=\"NE\",'Wave Areas'!V82,(IF($B$4=\"E\",'Wave Areas'!H99,(IF($B$4=\"SE\",'Wave Areas'!V100,(IF($B$4=\"S\",'Wave Areas'!H117,(IF($B$4=\"W\",'Wave Areas'!H135,(IF($B$4=\"NW\",'Wave Areas'!V136,0)))))))))))))))","v":0},{"$f":"IF($B$4=\"SW\",'Wave Areas'!W118,(IF($B$4=\"N\",'Wave Areas'!I81,(IF($B$4=\"NE\",'Wave Areas'!W82,(IF($B$4=\"E\",'Wave Areas'!I99,(IF($B$4=\"SE\",'Wave Areas'!W100,(IF($B$4=\"S\",'Wave Areas'!I117,(IF($B$4=\"W\",'Wave Areas'!I135,(IF($B$4=\"NW\",'Wave Areas'!W136,0)))))))))))))))","v":0},{"$f":"IF($B$4=\"SW\",'Wave Areas'!X118,(IF($B$4=\"N\",'Wave Areas'!J81,(IF($B$4=\"NE\",'Wave Areas'!X82,(IF($B$4=\"E\",'Wave Areas'!J99,(IF($B$4=\"SE\",'Wave Areas'!X100,(IF($B$4=\"S\",'Wave Areas'!J117,(IF($B$4=\"W\",'Wave Areas'!J135,(IF($B$4=\"NW\",'Wave Areas'!X136,0)))))))))))))))","v":0},{"$f":"IF($B$4=\"SW\",'Wave Areas'!Y118,(IF($B$4=\"N\",'Wave Areas'!K81,(IF($B$4=\"NE\",'Wave Areas'!Y82,(IF($B$4=\"E\",'Wave Areas'!K99,(IF($B$4=\"SE\",'Wave Areas'!Y100,(IF($B$4=\"S\",'Wave Areas'!K117,(IF($B$4=\"W\",'Wave Areas'!K135,(IF($B$4=\"NW\",'Wave Areas'!Y136,0)))))))))))))))","v":0},{"$f":"IF($B$4=\"SW\",'Wave Areas'!Z118,(IF($B$4=\"N\",'Wave Areas'!L81,(IF($B$4=\"NE\",'Wave Areas'!Z82,(IF($B$4=\"E\",'Wave Areas'!L99,(IF($B$4=\"SE\",'Wave Areas'!Z100,(IF($B$4=\"S\",'Wave Areas'!L117,(IF($B$4=\"W\",'Wave Areas'!L135,(IF($B$4=\"NW\",'Wave Areas'!Z136,0)))))))))))))))","v":0},null,3.5,{"$error":"#DIV/0!"},{"$error":"#DIV/0!"},{"$error":"#DIV/0!"},{"$error":"#DIV/0!"},{"$error":"#DIV/0!"},{"$error":"#DIV/0!"},{"$error":"#DIV/0!"},{"$error":"#DIV/0!"},{"$error":"#DIV/0!"},{"$error":"#DIV/0!"},{"$error":"#DIV/0!"},{"$error":"#DIV/0!"},null,3.5,{"$error":"#DIV/0!"},{"$error":"#DIV/0!"},{"$error":"#DIV/0!"},{"$error":"#DIV/0!"},{"$error":"#DIV/0!"},{"$error":"#DIV/0!"},{"$error":"#DIV/0!"},{"$error":"#DIV/0!"},{"$error":"#DIV/0!"},{"$error":"#DIV/0!"},{"$error":"#DIV/0!"},{"$error":"#DIV/0!"}]
[38021.4140625,5.5,0,0,150399.22256174395,177744.53575478832,205089.84894783268,232435.16214087704,259780.47533392135,287125.78852696571,0,0,0,1312575.0332661292,null,null,null,4.5,{"$f":"IF($B$4=\"SW\",'Wave Areas'!P119,(IF($B$4=\"N\",'Wave Areas'!B82,(IF($B$4=\"NE\",'Wave Areas'!P83,(IF($B$4=\"E\",'Wave Areas'!B100,(IF($B$4=\"SE\",'Wave Areas'!P101,(IF($B$4=\"S\",'Wave Areas'!B118,(IF($B$4=\"W\",'Wave Areas'!B136,(IF($B$4=\"NW\",'Wave Areas'!P137,0)))))))))))))))","v":0},{"$f":"IF($B$4=\"SW\",'Wave Areas'!Q119,(IF($B$4=\"N\",'Wave Areas'!C82,(IF($B$4=\"NE\",'Wave Areas'!Q83,(IF($B$4=\"E\",'Wave Areas'!C100,(IF($B$4=\"SE\",'Wave Areas'!Q101,(IF($B$4=\"S\",'Wave Areas'!C118,(IF($B$4=\"W\",'Wave Areas'!C136,(IF($B$4=\"NW\",'Wave Areas'!Q137,0)))))))))))))))","v":0},{"$f":"IF($B$4=\"SW\",'Wave Areas'!R119,(IF($B$4=\"N\",'Wave Areas'!D82,(IF($B$4=\"NE\",'Wave Areas'!R83,(IF($B$4=\"E\",'Wave Areas'!D100,(IF($B$4=\"SE\",'Wave Areas'!R101,(IF($B$4=\"S\",'Wave Areas'!D118,(IF($B$4=\"W\",'Wave Areas'!D136,(IF($B$4=\"NW\",'Wave Areas'!R137,0)))))))))))))))","v":0},{"$f":"IF($B$4=\"SW\",'Wave Areas'!S119,(IF($B$4=\"N\",'Wave Areas'!E82,(IF($B$4=\"NE\",'Wave Areas'!S83,(IF($B$4=\"E\",'Wave Areas'!E100,(IF($B$4=\"SE\",'Wave Areas'!S101,(IF($B$4=\"S\",'Wave Areas'!E118,(IF($B$4=\"W\",'Wave Areas'!E136,(IF($B$4=\"NW\",'Wave Areas'!S137,0)))))))))))))))","v":0},{"$f":"IF($B$4=\"SW\",'Wave Areas'!T119,(IF($B$4=\"N\",'Wave Areas'!F82,(IF($B$4=\"NE\",'Wave Areas'!T83,(IF($B$4=\"E\",'Wave Areas'!F100,(IF($B$4=\"SE\",'Wave Areas'!T101,(IF($B$4=\"S\",'Wave Areas'!F118,(IF($B$4=\"W\",'Wave Areas'!F136,(IF($B$4=\"NW\",'Wave Areas'!T137,0)))))))))))))))","v":0},{"$f":"IF($B$4=\"SW\",'Wave Areas'!U119,(IF($B$4=\"N\",'Wave Areas'!G82,(IF($B$4=\"NE\",'Wave Areas'!U83,(IF($B$4=\"E\",'Wave Areas'!G100,(IF($B$4=\"SE\",'Wave Areas'!U101,(IF($B$4=\"S\",'Wave Areas'!G118,(IF($B$4=\"W\",'Wave Areas'!G136,(IF($B$4=\"NW\",'Wave Areas'!U137,0)))))))))))))))","v":0},{"$f":"IF($B$4=\"SW\",'Wave Areas'!V119,(IF($B$4=\"N\",'Wave Areas'!H82,(IF($B$4=\"NE\",'Wave Areas'!V83,(IF($B$4=\"E\",'Wave Areas'!H100,(IF($B$4=\"SE\",'Wave Areas'!V101,(IF($B$4=\"S\",'Wave Areas'!H118,(IF($B$4=\"W\",'Wave Areas'!H136,(IF($B$4=\"NW\",'Wave Areas'!V137,0)))))))))))))))","v":0},{"$f":"IF($B$4=\"SW\",'Wave Areas'!W119,(IF($B$4=\"N\",'Wave Areas'!I82,(IF($B$4=\"NE\",'Wave Areas'!W83,(IF($B$4=\"E\",'Wave Areas'!I100,(IF($B$4=\"SE\",'Wave Areas'!W101,(IF($B$4=\"S\",'Wave Areas'!I118,(IF($B$4=\"W\",'Wave Areas'!I136,(IF($B$4=\"NW\",'Wave Areas'!W137,0)))))))))))))))","v":0},{"$f":"IF($B$4=\"SW\",'Wave Areas'!X119,(IF($B$4=\"N\",'Wave Areas'!J82,(IF($B$4=\"NE\",'Wave Areas'!X83,(IF($B$4=\"E\",'Wave Areas'!J100,(IF($B$4=\"SE\",'Wave Areas'!X101,(IF($B$4=\"S\",'Wave Areas'!J118,(IF($B$4=\"W\",'Wave Areas'!J136,(IF($B$4=\"NW\",'Wave Areas'!X137,0)))))))))))))))","v":0},{"$f":"IF($B$4=\"SW\",'Wave Areas'!Y119,(IF($B$4=\"N\",'Wave Areas'!K82,(IF($B$4=\"NE\",'Wave Areas'!Y83,(IF($B$4=\"E\",'Wave Areas'!K100,(IF($B$4=\"SE\",'Wave Areas'!Y101,(IF($B$4=\"S\",'Wave Areas'!K118,(IF($B$4=\"W\",'Wave Areas'!K136,(IF($B$4=\"NW\",'Wave Areas'!Y137,0)))))))))))))))","v":0},{"$f":"IF($B$4=\"SW\",'Wave Areas'!Z119,(IF($B$4=\"N\",'Wave Areas'!L82,(IF($B$4=\"NE\",'Wave Areas'!Z83,(IF($B$4=\"E\",'Wave Areas'!L100,(IF($B$4=\"SE\",'Wave Areas'!Z101,(IF($B$4=\"S\",'Wave Areas'!L118,(IF($B$4=\"W\",'Wave Areas'!L136,(IF($B$4=\"NW\",'Wave Areas'!Z137,0)))))))))))))))","v":0},null,4.5,{"$error":"#DIV/0!"},{"$error":"#DIV/0!"},{"$error":"#DIV/0!"},{"$error":"#DIV/0!"},{"$error":"#DIV/0!"},{"$error":"#DIV/0!"},{"$error":"#DIV/0!"},{"$error":"#DIV/0!"},{"$error":"#DIV/0!"},{"$error":"#DIV/0!"},{"$error":"#DIV/0!"},{"$error":"#DIV/0!"},null,4.5,{"$error":"#DIV/0!"},{"$error":"#DIV/0!"},{"$error":"#DIV/0!"},{"$error":"#DIV/0!"},{"$error":"#DIV/0!"},{"$error":"#DIV/0!"},{"$error":"#DIV/0!"},{"$error":"#DIV/0!"},{"$error":"#DIV/0!"},{"$error":"#DIV/0!"},{"$error":"#DIV/0!"},{"$error":"#DIV/0!"}]
[53104.2890625,6.5,0,0,210061.72407384074,248254.76481453903,286447.8055552374,324640.84629593574,362833.88703663397,401026.92777733231,0,0,0,1833265.9555535191,null,null,null,5.5,{"$f":"IF($B$4=\"SW\",'Wave Areas'!P120,(IF($B$4=\"N\",'Wave Areas'!B83,(IF($B$4=\"NE\",'Wave Areas'!P84,(IF($B$4=\"E\",'Wave Areas'!B101,(IF($B$4=\"SE\",'Wave Areas'!P102,(IF($B$4=\"S\",'Wave Areas'!B119,(IF($B$4=\"W\",'Wave Areas'!B137,(IF($B$4=\"NW\",'Wave Areas'!P138,0)))))))))))))))","v":0},{"$f":"IF($B$4=\"SW\",'Wave Areas'!Q120,(IF($B$4=\"N\",'Wave Areas'!C83,(IF($B$4=\"NE\",'Wave Areas'!Q84,(IF($B$4=\"E\",'Wave Areas'!C101,(IF($B$4=\"SE\",'Wave Areas'!Q102,(IF($B$4=\"S\",'Wave Areas'!C119,(IF($B$4=\"W\",'Wave Areas'!C137,(IF($B$4=\"NW\",'Wave Areas'!Q138,0)))))))))))))))","v":0},{"$f":"IF($B$4=\"SW\",'Wave Areas'!R120,(IF($B$4=\"N\",'Wave Areas'!D83,(IF($B$4=\"NE\",'Wave Areas'!R84,(IF($B$4=\"E\",'Wave Areas'!D101,(IF($B$4=\"SE\",'Wave Areas'!R102,(IF($B$4=\"S\",'Wave Areas'!D119,(IF($B$4=\"W\",'Wave Areas'!D137,(IF($B$4=\"NW\",'Wave Areas'!R138,0)))))))))))))))","v":0},{"$f":"IF($B$4=\"SW\",'Wave Areas'!S120,(IF($B$4=\"N\",'Wave Areas'!E83,(IF($B$4=\"NE\",'Wave Areas'!S84,(IF($B$4=\"E\",'Wave Areas'!E101,(IF($B$4=\"SE\",'Wave Areas'!S102,(IF($B$4=\"S\",'Wave Areas'!E119,(IF($B$4=\"W\",'Wave Areas'!E137,(IF($B$4=\"NW\",'Wave Areas'!S138,0)))))))))))))))","v":0},{"$f":"IF($B$4=\"SW\",'Wave Areas'!T120,(IF($B$4=\"N\",'Wave Areas'!F83,(IF($B$4=\"NE\",'Wave Areas'!T84,(IF($B$4=\"E\",'Wave Areas'!F101,(IF($B$4=\"SE\",'Wave Areas'!T102,(IF($B$4=\"S\",'Wave Areas'!F119,(IF($B$4=\"W\",'Wave Areas'!F137,(IF($B$4=\"NW\",'Wave Areas'!T138,0)))))))))))))))","v":0},{"$f":"IF($B$4=\"SW\",'Wave Areas'!U120,(IF($B$4=\"N\",'Wave Areas'!G83,(IF($B$4=\"NE\",'Wave Areas'!U84,(IF($B$4=\"E\",'Wave Areas'!G101,(IF($B$4=\"SE\",'Wave Areas'!U102,(IF($B$4=\"S\",'Wave Areas'!G119,(IF($B$4=\"W\",'Wave Areas'!G137,(IF($B$4=\"NW\",'Wave Areas'!U138,0)))))))))))))))","v":0},{"$f":"IF($B$4=\"SW\",'Wave Areas'!V120,(IF($B$4=\"N\",'Wave Areas'!H83,(IF($B$4=\"NE\",'Wave Areas'!V84,(IF($B$4=\"E\",'Wave Areas'!H101,(IF($B$4=\"SE\",'Wave Areas'!V102,(IF($B$4=\"S\",'Wave Areas'!H119,(IF($B$4=\"W\",'Wave Areas'!H137,(IF($B$4=\"NW\",'Wave Areas'!V138,0)))))))))))))))","v":0},{"$f":"IF($B$4=\"SW\",'Wave Areas'!W120,(IF($B$4=\"N\",'Wave Areas'!I83,(IF($B$4=\"NE\",'Wave Areas'!W84,(IF($B$4=\"E\",'Wave Areas'!I101,(IF($B$4=\"SE\",'Wave Areas'!W102,(IF($B$4=\"S\",'Wave Areas'!I119,(IF($B$4=\"W\",'Wave Areas'!I137,(IF($B$4=\"NW\",'Wave Areas'!W138,0)))))))))))))))","v":0},{"$f":"IF($B$4=\"SW\",'Wave Areas'!X120,(IF($B$4=\"N\",'Wave Areas'!J83,(IF($B$4=\"NE\",'Wave Areas'!X84,(IF($B$4=\"E\",'Wave Areas'!J101,(IF($B$4=\"SE\",'Wave Areas'!X102,(IF($B$4=\"S\",'Wave Areas'!J119,(IF($B$4=\"W\",'Wave Areas'!J137,(IF($B$4=\"NW\",'Wave Areas'!X138,0)))))))))))))))","v":0},{"$f":"IF($B$4=\"SW\",'Wave Areas'!Y120,(IF($B$4=\"N\",'Wave Areas'!K83,(IF($B$4=\"NE\",'Wave Areas'!Y84,(IF($B$4=\"E\",'Wave Areas'!K101,(IF($B$4=\"SE\",'Wave Areas'!Y102,(IF($B$4=\"S\",'Wave Areas'!K119,(IF($B$4=\"W\",'Wave Areas'!K137,(IF($B$4=\"NW\",'Wave Areas'!Y138,0)))))))))))))))","v":0},{"$f":"IF($B$4=\"SW\",'Wave Areas'!Z120,(IF($B$4=\"N\",'Wave Areas'!L83,(IF($B$4=\"NE\",'Wave Areas'!Z84,(IF($B$4=\"E\",'Wave Areas'!L101,(IF($B$4=\"SE\",'Wave Areas'!Z102,(IF($B$4=\"S\",'Wave Areas'!L119,(IF($B$4=\"W\",'Wave Areas'!L137,(IF($B$4=\"NW\",'Wave Areas'!Z138,0)))))))))))))))","v":0},null,5.5,{"$error":"#DIV/0!"},{"$error":"#DIV/0!"},{"$error":"#DIV/0!"},{"$error":"#DIV/0!"},{"$error":"#DIV/0!"},{"$error":"#DIV/0!"},{"$error":"#DIV/0!"},{"$error":"#DIV/0!"},{"$error":"#DIV/0!"},{"$error":"#DIV/0!"},{"$error":"#DIV/0!"},{"$error":"#DIV/0!"},null,5.5,{"$error":"#DIV/0!"},{"$error":"#DIV/0!"},{"$error":"#DIV/0!"},{"$error":"#DIV/0!"},{"$error":"#DIV/0!"},{"$error":"#DIV/0!"},{"$error":"#DIV/0!"},{"$error":"#DIV/0!"},{"$error":"#DIV/0!"},{"$error":"#DIV/0!"},{"$error":"#DIV/0!"},{"$error":"#DIV/0!"}]
[70700.9765625,7.5,0,0,0,330516.69871758157,381365.42159720953,432214.14447683748,483062.86735646531,0,0,0,0,1627159.132148094,null,null,null,6.5,{"$f":"IF($B$4=\"SW\",'Wave Areas'!P121,(IF($B$4=\"N\",'Wave Areas'!B84,(IF($B$4=\"NE\",'Wave Areas'!P85,(IF($B$4=\"E\",'Wave Areas'!B102,(IF($B$4=\"SE\",'Wave Areas'!P103,(IF($B$4=\"S\",'Wave Areas'!B120,(IF($B$4=\"W\",'Wave Areas'!B138,(IF($B$4=\"NW\",'Wave Areas'!P139,0)))))))))))))))","v":0},{"$f":"IF($B$4=\"SW\",'Wave Areas'!Q121,(IF($B$4=\"N\",'Wave Areas'!C84,(IF($B$4=\"NE\",'Wave Areas'!Q85,(IF($B$4=\"E\",'Wave Areas'!C102,(IF($B$4=\"SE\",'Wave Areas'!Q103,(IF($B$4=\"S\",'Wave Areas'!C120,(IF($B$4=\"W\",'Wave Areas'!C138,(IF($B$4=\"NW\",'Wave Areas'!Q139,0)))))))))))))))","v":0},{"$f":"IF($B$4=\"SW\",'Wave Areas'!R121,(IF($B$4=\"N\",'Wave Areas'!D84,(IF($B$4=\"NE\",'Wave Areas'!R85,(IF($B$4=\"E\",'Wave Areas'!D102,(IF($B$4=\"SE\",'Wave Areas'!R103,(IF($B$4=\"S\",'Wave Areas'!D120,(IF($B$4=\"W\",'Wave Areas'!D138,(IF($B$4=\"NW\",'Wave Areas'!R139,0)))))))))))))))","v":0},{"$f":"IF($B$4=\"SW\",'Wave Areas'!S121,(IF($B$4=\"N\",'Wave Areas'!E84,(IF($B$4=\"NE\",'Wave Areas'!S85,(IF($B$4=\"E\",'Wave Areas'!E102,(IF($B$4=\"SE\",'Wave Areas'!S103,(IF($B$4=\"S\",'Wave Areas'!E120,(IF($B$4=\"W\",'Wave Areas'!E138,(IF($B$4=\"NW\",'Wave Areas'!S139,0)))))))))))))))","v":0},{"$f":"IF($B$4=\"SW\",'Wave Areas'!T121,(IF($B$4=\"N\",'Wave Areas'!F84,(IF($B$4=\"NE\",'Wave Areas'!T85,(IF($B$4=\"E\",'Wave Areas'!F102,(IF($B$4=\"SE\",'Wave Areas'!T103,(IF($B$4=\"S\",'Wave Areas'!F120,(IF($B$4=\"W\",'Wave Areas'!F138,(IF($B$4=\"NW\",'Wave Areas'!T139,0)))))))))))))))","v":0},{"$f":"IF($B$4=\"SW\",'Wave Areas'!U121,(IF($B$4=\"N\",'Wave Areas'!G84,(IF($B$4=\"NE\",'Wave Areas'!U85,(IF($B$4=\"E\",'Wave Areas'!G102,(IF($B$4=\"SE\",'Wave Areas'!U103,(IF($B$4=\"S\",'Wave Areas'!G120,(IF($B$4=\"W\",'Wave Areas'!G138,(IF($B$4=\"NW\",'Wave Areas'!U139,0)))))))))))))))","v":0},{"$f":"IF($B$4=\"SW\",'Wave Areas'!V121,(IF($B$4=\"N\",'Wave Areas'!H84,(IF($B$4=\"NE\",'Wave Areas'!V85,(IF($B$4=\"E\",'Wave Areas'!H102,(IF($B$4=\"SE\",'Wave Areas'!V103,(IF($B$4=\"S\",'Wave Areas'!H120,(IF($B$4=\"W\",'Wave Areas'!H138,(IF($B$4=\"NW\",'Wave Areas'!V139,0)))))))))))))))","v":0},{"$f":"IF($B$4=\"SW\",'Wave Areas'!W121,(IF($B$4=\"N\",'Wave Areas'!I84,(IF($B$4=\"NE\",'Wave Areas'!W85,(IF($B$4=\"E\",'Wave Areas'!I102,(IF($B$4=\"SE\",'Wave Areas'!W103,(IF($B$4=\"S\",'Wave Areas'!I120,(IF($B$4=\"W\",'Wave Areas'!I138,(IF($B$4=\"NW\",'Wave Areas'!W139,0)))))))))))))))","v":0},{"$f":"IF($B$4=\"SW\",'Wave Areas'!X121,(IF($B$4=\"N\",'Wave Areas'!J84,(IF($B$4=\"NE\",'Wave Areas'!X85,(IF($B$4=\"E\",'Wave Areas'!J102,(IF($B$4=\"SE\",'Wave Areas'!X103,(IF($B$4=\"S\",'Wave Areas'!J120,(IF($B$4=\"W\",'Wave Areas'!J138,(IF($B$4=\"NW\",'Wave Areas'!X139,0)))))))))))))))","v":0},{"$f":"IF($B$4=\"SW\",'Wave Areas'!Y121,(IF($B$4=\"N\",'Wave Areas'!K84,(IF($B$4=\"NE\",'Wave Areas'!Y85,(IF($B$4=\"E\",'Wave Areas'!K102,(IF($B$4=\"SE\",'Wave Areas'!Y103,(IF($B$4=\"S\",'Wave Areas'!K120,(IF($B$4=\"W\",'Wave Areas'!K138,(IF($B$4=\"NW\",'Wave Areas'!Y139,0)))))))))))))))","v":0},{"$f":"IF($B$4=\"SW\",'Wave Areas'!Z121,(IF($B$4=\"N\",'Wave Areas'!L84,(IF($B$4=\"NE\",'Wave Areas'!Z85,(IF($B$4=\"E\",'Wave Areas'!L102,(IF($B$4=\"SE\",'Wave Areas'!Z103,(IF($B$4=\"S\",'Wave Areas'!L120,(IF($B$4=\"W\",'Wave Areas'!L138,(IF($B$4=\"NW\",'Wave Areas'!Z139,0)))))))))))))))","v":0},null,6.5,{"$error":"#DIV/0!"},{"$error":"#DIV/0!"},{"$error":"#DIV/0!"},{"$error":"#DIV/0!"},{"$error":"#DIV/0!"},{"$error":"#DIV/0!"},{"$error":"#DIV/0!"},{"$error":"#DIV/0!"},{"$error":"#DIV/0!"},{"$error":"#DIV/0!"},{"$error":"#DIV/0!"},{"$error":"#DIV/0!"},null,6.5,{"$error":"#DIV/0!"},{"$error":"#DIV/0!"},{"$error":"#DIV/0!"},{"$error":"#DIV/0!"},{"$error":"#DIV/0!"},{"$error":"#DIV/0!"},{"$error":"#DIV/0!"},{"$error":"#DIV/0!"},{"$error":"#DIV/0!"},{"$error":"#DIV/0!"},{"$error":"#DIV/0!"},{"$error":"#DIV/0!"}]
[90811.4765625,8.5,0,0,0,424530.33746391587,489842.69707374915,555155.05668358237,620467.41629341547,0,0,0,0,2089995.5075146628,null,null,null,7.5,{"$f":"IF($B$4=\"SW\",'Wave Areas'!P122,(IF($B$4=\"N\",'Wave Areas'!B85,(IF($B$4=\"NE\",'Wave Areas'!P86,(IF($B$4=\"E\",'Wave Areas'!B103,(IF($B$4=\"SE\",'Wave Areas'!P104,(IF($B$4=\"S\",'Wave Areas'!B121,(IF($B$4=\"W\",'Wave Areas'!B139,(IF($B$4=\"NW\",'Wave Areas'!P140,0)))))))))))))))","v":0},{"$f":"IF($B$4=\"SW\",'Wave Areas'!Q122,(IF($B$4=\"N\",'Wave Areas'!C85,(IF($B$4=\"NE\",'Wave Areas'!Q86,(IF($B$4=\"E\",'Wave Areas'!C103,(IF($B$4=\"SE\",'Wave Areas'!Q104,(IF($B$4=\"S\",'Wave Areas'!C121,(IF($B$4=\"W\",'Wave Areas'!C139,(IF($B$4=\"NW\",'Wave Areas'!Q140,0)))))))))))))))","v":0},{"$f":"IF($B$4=\"SW\",'Wave Areas'!R122,(IF($B$4=\"N\",'Wave Areas'!D85,(IF($B$4=\"NE\",'Wave Areas'!R86,(IF($B$4=\"E\",'Wave Areas'!D103,(IF($B$4=\"SE\",'Wave Areas'!R104,(IF($B$4=\"S\",'Wave Areas'!D121,(IF($B$4=\"W\",'Wave Areas'!D139,(IF($B$4=\"NW\",'Wave Areas'!R140,0)))))))))))))))","v":0},{"$f":"IF($B$4=\"SW\",'Wave Areas'!S122,(IF($B$4=\"N\",'Wave Areas'!E85,(IF($B$4=\"NE\",'Wave Areas'!S86,(IF($B$4=\"E\",'Wave Areas'!E103,(IF($B$4=\"SE\",'Wave Areas'!S104,(IF($B$4=\"S\",'Wave Areas'!E121,(IF($B$4=\"W\",'Wave Areas'!E139,(IF($B$4=\"NW\",'Wave Areas'!S140,0)))))))))))))))","v":0},{"$f":"IF($B$4=\"SW\",'Wave Areas'!T122,(IF($B$4=\"N\",'Wave Areas'!F85,(IF($B$4=\"NE\",'Wave Areas'!T86,(IF($B$4=\"E\",'Wave Areas'!F103,(IF($B$4=\"SE\",'Wave Areas'!T104,(IF($B$4=\"S\",'Wave Areas'!F121,(IF($B$4=\"W\",'Wave Areas'!F139,(IF($B$4=\"NW\",'Wave Areas'!T140,0)))))))))))))))","v":0},{"$f":"IF($B$4=\"SW\",'Wave Areas'!U122,(IF($B$4=\"N\",'Wave Areas'!G85,(IF($B$4=\"NE\",'Wave Areas'!U86,(IF($B$4=\"E\",'Wave Areas'!G103,(IF($B$4=\"SE\",'Wave Areas'!U104,(IF($B$4=\"S\",'Wave Areas'!G121,(IF($B$4=\"W\",'Wave Areas'!G139,(IF($B$4=\"NW\",'Wave Areas'!U140,0)))))))))))))))","v":0},{"$f":"IF($B$4=\"SW\",'Wave Areas'!V122,(IF($B$4=\"N\",'Wave Areas'!H85,(IF($B$4=\"NE\",'Wave Areas'!V86,(IF($B$4=\"E\",'Wave Areas'!H103,(IF($B$4=\"SE\",'Wave Areas'!V104,(IF($B$4=\"S\",'Wave Areas'!H121,(IF($B$4=\"W\",'Wave Areas'!H139,(IF($B$4=\"NW\",'Wave Areas'!V140,0)))))))))))))))","v":0},{"$f":"IF($B$4=\"SW\",'Wave Areas'!W122,(IF($B$4=\"N\",'Wave Areas'!I85,(IF($B$4=\"NE\",'Wave Areas'!W86,(IF($B$4=\"E\",'Wave Areas'!I103,(IF($B$4=\"SE\",'Wave Areas'!W104,(IF($B$4=\"S\",'Wave Areas'!I121,(IF($B$4=\"W\",'Wave Areas'!I139,(IF($B$4=\"NW\",'Wave Areas'!W140,0)))))))))))))))","v":0},{"$f":"IF($B$4=\"SW\",'Wave Areas'!X122,(IF($B$4=\"N\",'Wave Areas'!J85,(IF($B$4=\"NE\",'Wave Areas'!X86,(IF($B$4=\"E\",'Wave Areas'!J103,(IF($B$4=\"SE\",'Wave Areas'!X104,(IF($B$4=\"S\",'Wave Areas'!J121,(IF($B$4=\"W\",'Wave Areas'!J139,(IF($B$4=\"NW\",'Wave Areas'!X140,0)))))))))))))))","v":0},{"$f":"IF($B$4=\"SW\",'Wave Areas'!Y122,(IF($B$4=\"N\",'Wave Areas'!K85,(IF($B$4=\"NE\",'Wave Areas'!Y86,(IF($B$4=\"E\",'Wave Areas'!K103,(IF($B$4=\"SE\",'Wave Areas'!Y104,(IF($B$4=\"S\",'Wave Areas'!K121,(IF($B$4=\"W\",'Wave Areas'!K139,(IF($B$4=\"NW\",'Wave Areas'!Y140,0)))))))))))))))","v":0},{"$f":"IF($B$4=\"SW\",'Wave Areas'!Z122,(IF($B$4=\"N\",'Wave Areas'!L85,(IF($B$4=\"NE\",'Wave Areas'!Z86,(IF($B$4=\"E\",'Wave Areas'!L103,(IF($B$4=\"SE\",'Wave Areas'!Z104,(IF($B$4=\"S\",'Wave Areas'!L121,(IF($B$4=\"W\",'Wave Areas'!L139,(IF($B$4=\"NW\",'Wave Areas'!Z140,0)))))))))))))))","v":0},null,7.5,{"$error":"#DIV/0!"},{"$error":"#DIV/0!"},{"$error":"#DIV/0!"},{"$error":"#DIV/0!"},{"$error":"#DIV/0!"},{"$error":"#DIV/0!"},{"$error":"#DIV/0!"},{"$error":"#DIV/0!"},{"$error":"#DIV/0!"},{"$error":"#DIV/0!"},{"$error":"#DIV/0!"},{"$error":"#DIV/0!"},null,7.5,{"$error":"#DIV/0!"},{"$error":"#DIV/0!"},{"$f":"AI55/1004","v":{"$error":"#DIV/0!"}},{"$error":"#DIV/0!"},{"$error":"#DIV/0!"},{"$error":"#DIV/0!"},{"$error":"#DIV/0!"},{"$f":"AN55/1004","v":{"$error":"#DIV/0!"}},{"$error":"#DIV/0!"},{"$error":"#DIV/0!"},{"$error":"#DIV/0!"},{"$error":"#DIV/0!"}]
[113435.7890625,9.5,0,0,0,0,611879.63198485621,693463.58291617036,0,0,0,0,0,1305343.2149010266,null,null,null,8.5,{"$f":"IF($B$4=\"SW\",'Wave Areas'!P123,(IF($B$4=\"N\",'Wave Areas'!B86,(IF($B$4=\"NE\",'Wave Areas'!P87,(IF($B$4=\"E\",'Wave Areas'!B104,(IF($B$4=\"SE\",'Wave Areas'!P105,(IF($B$4=\"S\",'Wave Areas'!B122,(IF($B$4=\"W\",'Wave Areas'!B140,(IF($B$4=\"NW\",'Wave Areas'!P141,0)))))))))))))))","v":0},{"$f":"IF($B$4=\"SW\",'Wave Areas'!Q123,(IF($B$4=\"N\",'Wave Areas'!C86,(IF($B$4=\"NE\",'Wave Areas'!Q87,(IF($B$4=\"E\",'Wave Areas'!C104,(IF($B$4=\"SE\",'Wave Areas'!Q105,(IF($B$4=\"S\",'Wave Areas'!C122,(IF($B$4=\"W\",'Wave Areas'!C140,(IF($B$4=\"NW\",'Wave Areas'!Q141,0)))))))))))))))","v":0},{"$f":"IF($B$4=\"SW\",'Wave Areas'!R123,(IF($B$4=\"N\",'Wave Areas'!D86,(IF($B$4=\"NE\",'Wave Areas'!R87,(IF($B$4=\"E\",'Wave Areas'!D104,(IF($B$4=\"SE\",'Wave Areas'!R105,(IF($B$4=\"S\",'Wave Areas'!D122,(IF($B$4=\"W\",'Wave Areas'!D140,(IF($B$4=\"NW\",'Wave Areas'!R141,0)))))))))))))))","v":0},{"$f":"IF($B$4=\"SW\",'Wave Areas'!S123,(IF($B$4=\"N\",'Wave Areas'!E86,(IF($B$4=\"NE\",'Wave Areas'!S87,(IF($B$4=\"E\",'Wave Areas'!E104,(IF($B$4=\"SE\",'Wave Areas'!S105,(IF($B$4=\"S\",'Wave Areas'!E122,(IF($B$4=\"W\",'Wave Areas'!E140,(IF($B$4=\"NW\",'Wave Areas'!S141,0)))))))))))))))","v":0},{"$f":"IF($B$4=\"SW\",'Wave Areas'!T123,(IF($B$4=\"N\",'Wave Areas'!F86,(IF($B$4=\"NE\",'Wave Areas'!T87,(IF($B$4=\"E\",'Wave Areas'!F104,(IF($B$4=\"SE\",'Wave Areas'!T105,(IF($B$4=\"S\",'Wave Areas'!F122,(IF($B$4=\"W\",'Wave Areas'!F140,(IF($B$4=\"NW\",'Wave Areas'!T141,0)))))))))))))))","v":0},{"$f":"IF($B$4=\"SW\",'Wave Areas'!U123,(IF($B$4=\"N\",'Wave Areas'!G86,(IF($B$4=\"NE\",'Wave Areas'!U87,(IF($B$4=\"E\",'Wave Areas'!G104,(IF($B$4=\"SE\",'Wave Areas'!U105,(IF($B$4=\"S\",'Wave Areas'!G122,(IF($B$4=\"W\",'Wave Areas'!G140,(IF($B$4=\"NW\",'Wave Areas'!U141,0)))))))))))))))","v":0},{"$f":"IF($B$4=\"SW\",'Wave Areas'!V123,(IF($B$4=\"N\",'Wave Areas'!H86,(IF($B$4=\"NE\",'Wave Areas'!V87,(IF($B$4=\"E\",'Wave Areas'!H104,(IF($B$4=\"SE\",'Wave Areas'!V105,(IF($B$4=\"S\",'Wave Areas'!H122,(IF($B$4=\"W\",'Wave Areas'!H140,(IF($B$4=\"NW\",'Wave Areas'!V141,0)))))))))))))))","v":0},{"$f":"IF($B$4=\"SW\",'Wave Areas'!W123,(IF($B$4=\"N\",'Wave Areas'!I86,(IF($B$4=\"NE\",'Wave Areas'!W87,(IF($B$4=\"E\",'Wave Areas'!I104,(IF($B$4=\"SE\",'Wave Areas'!W105,(IF($B$4=\"S\",'Wave Areas'!I122,(IF($B$4=\"W\",'Wave Areas'!I140,(IF($B$4=\"NW\",'Wave Areas'!W141,0)))))))))))))))","v":0},{"$f":"IF($B$4=\"SW\",'Wave Areas'!X123,(IF($B$4=\"N\",'Wave Areas'!J86,(IF($B$4=\"NE\",'Wave Areas'!X87,(IF($B$4=\"E\",'Wave Areas'!J104,(IF($B$4=\"SE\",'Wave Areas'!X105,(IF($B$4=\"S\",'Wave Areas'!J122,(IF($B$4=\"W\",'Wave Areas'!J140,(IF($B$4=\"NW\",'Wave Areas'!X141,0)))))))))))))))","v":0},{"$f":"IF($B$4=\"SW\",'Wave Areas'!Y123,(IF($B$4=\"N\",'Wave Areas'!K86,(IF($B$4=\"NE\",'Wave Areas'!Y87,(IF($B$4=\"E\",'Wave Areas'!K104,(IF($B$4=\"SE\",'Wave Areas'!Y105,(IF($B$4=\"S\",'Wave Areas'!K122,(IF($B$4=\"W\",'Wave Areas'!K140,(IF($B$4=\"NW\",'Wave Areas'!Y141,0)))))))))))))))","v":0},{"$f":"IF($B$4=\"SW\",'Wave Areas'!Z123,(IF($B$4=\"N\",'Wave Areas'!L86,(IF($B$4=\"NE\",'Wave Areas'!Z87,(IF($B$4=\"E\",'Wave Areas'!L104,(IF($B$4=\"SE\",'Wave Areas'!Z105,(IF($B$4=\"S\",'Wave Areas'!L122,(IF($B$4=\"W\",'Wave Areas'!L140,(IF($B$4=\"NW\",'Wave Areas'!Z141,0)))))))))))))))","v":0},null,8.5,{"$error":"#DIV/0!"},{"$error":"#DIV/0!"},{"$error":"#DIV/0!"},{"$error":"#DIV/0!"},{"$error":"#DIV/0!"},{"$error":"#DIV/0!"},{"$error":"#DIV/0!"},{"$error":"#DIV/0!"},{"$error":"#DIV/0!"},{"$error":"#DIV/0!"},{"$error":"#DIV/0!"},{"$error":"#DIV/0!"},null,8.5,{"$error":"#DIV/0!"},{"$error":"#DIV/0!"},{"$f":"AI56/1004","v":{"$error":"#DIV/0!"}},{"$error":"#DIV/0!"},{"$error":"#DIV/0!"},{"$error":"#DIV/0!"},{"$error":"#DIV/0!"},{"$f":"AN56/1004","v":{"$error":"#DIV/0!"}},{"$error":"#DIV/0!"},{"$error":"#DIV/0!"},{"$error":"#DIV/0!"},{"$error":"#DIV/0!"}]
[138573.9140625,10.5,0,0,0,0,0,0,0,0,0,0,0,0,null,null,null,9.5,{"$f":"IF($B$4=\"SW\",'Wave Areas'!P124,(IF($B$4=\"N\",'Wave Areas'!B87,(IF($B$4=\"NE\",'Wave Areas'!P88,(IF($B$4=\"E\",'Wave Areas'!B105,(IF($B$4=\"SE\",'Wave Areas'!P106,(IF($B$4=\"S\",'Wave Areas'!B123,(IF($B$4=\"W\",'Wave Areas'!B141,(IF($B$4=\"NW\",'Wave Areas'!P142,0)))))))))))))))","v":0},{"$f":"IF($B$4=\"SW\",'Wave Areas'!Q124,(IF($B$4=\"N\",'Wave Areas'!C87,(IF($B$4=\"NE\",'Wave Areas'!Q88,(IF($B$4=\"E\",'Wave Areas'!C105,(IF($B$4=\"SE\",'Wave Areas'!Q106,(IF($B$4=\"S\",'Wave Areas'!C123,(IF($B$4=\"W\",'Wave Areas'!C141,(IF($B$4=\"NW\",'Wave Areas'!Q142,0)))))))))))))))","v":0},{"$f":"IF($B$4=\"SW\",'Wave Areas'!R124,(IF($B$4=\"N\",'Wave Areas'!D87,(IF($B$4=\"NE\",'Wave Areas'!R88,(IF($B$4=\"E\",'Wave Areas'!D105,(IF($B$4=\"SE\",'Wave Areas'!R106,(IF($B$4=\"S\",'Wave Areas'!D123,(IF($B$4=\"W\",'Wave Areas'!D141,(IF($B$4=\"NW\",'Wave Areas'!R142,0)))))))))))))))","v":0},{"$f":"IF($B$4=\"SW\",'Wave Areas'!S124,(IF($B$4=\"N\",'Wave Areas'!E87,(IF($B$4=\"NE\",'Wave Areas'!S88,(IF($B$4=\"E\",'Wave Areas'!E105,(IF($B$4=\"SE\",'Wave Areas'!S106,(IF($B$4=\"S\",'Wave Areas'!E123,(IF($B$4=\"W\",'Wave Areas'!E141,(IF($B$4=\"NW\",'Wave Areas'!S142,0)))))))))))))))","v":0},{"$f":"IF($B$4=\"SW\",'Wave Areas'!T124,(IF($B$4=\"N\",'Wave Areas'!F87,(IF($B$4=\"NE\",'Wave Areas'!T88,(IF($B$4=\"E\",'Wave Areas'!F105,(IF($B$4=\"SE\",'Wave Areas'!T106,(IF($B$4=\"S\",'Wave Areas'!F123,(IF($B$4=\"W\",'Wave Areas'!F141,(IF($B$4=\"NW\",'Wave Areas'!T142,0)))))))))))))))","v":0},{"$f":"IF($B$4=\"SW\",'Wave Areas'!U124,(IF($B$4=\"N\",'Wave Areas'!G87,(IF($B$4=\"NE\",'Wave Areas'!U88,(IF($B$4=\"E\",'Wave Areas'!G105,(IF($B$4=\"SE\",'Wave Areas'!U106,(IF($B$4=\"S\",'Wave Areas'!G123,(IF($B$4=\"W\",'Wave Areas'!G141,(IF($B$4=\"NW\",'Wave Areas'!U142,0)))))))))))))))","v":0},{"$f":"IF($B$4=\"SW\",'Wave Areas'!V124,(IF($B$4=\"N\",'Wave Areas'!H87,(IF($B$4=\"NE\",'Wave Areas'!V88,(IF($B$4=\"E\",'Wave Areas'!H105,(IF($B$4=\"SE\",'Wave Areas'!V106,(IF($B$4=\"S\",'Wave Areas'!H123,(IF($B$4=\"W\",'Wave Areas'!H141,(IF($B$4=\"NW\",'Wave Areas'!V142,0)))))))))))))))","v":0},{"$f":"IF($B$4=\"SW\",'Wave Areas'!W124,(IF($B$4=\"N\",'Wave Areas'!I87,(IF($B$4=\"NE\",'Wave Areas'!W88,(IF($B$4=\"E\",'Wave Areas'!I105,(IF($B$4=\"SE\",'Wave Areas'!W106,(IF($B$4=\"S\",'Wave Areas'!I123,(IF($B$4=\"W\",'Wave Areas'!I141,(IF($B$4=\"NW\",'Wave Areas'!W142,0)))))))))))))))","v":0},{"$f":"IF($B$4=\"SW\",'Wave Areas'!X124,(IF($B$4=\"N\",'Wave Areas'!J87,(IF($B$4=\"NE\",'Wave Areas'!X88,(IF($B$4=\"E\",'Wave Areas'!J105,(IF($B$4=\"SE\",'Wave Areas'!X106,(IF($B$4=\"S\",'Wave Areas'!J123,(IF($B$4=\"W\",'Wave Areas'!J141,(IF($B$4=\"NW\",'Wave Areas'!X142,0)))))))))))))))","v":0},{"$f":"IF($B$4=\"SW\",'Wave Areas'!Y124,(IF($B$4=\"N\",'Wave Areas'!K87,(IF($B$4=\"NE\",'Wave Areas'!Y88,(IF($B$4=\"E\",'Wave Areas'!K105,(IF($B$4=\"SE\",'Wave Areas'!Y106,(IF($B$4=\"S\",'Wave Areas'!K123,(IF($B$4=\"W\",'Wave Areas'!K141,(IF($B$4=\"NW\",'Wave Areas'!Y142,0)))))))))))))))","v":0},{"$f":"IF($B$4=\"SW\",'Wave Areas'!Z124,(IF($B$4=\"N\",'Wave Areas'!L87,(IF($B$4=\"NE\",'Wave Areas'!Z88,(IF($B$4=\"E\",'Wave Areas'!L105,(IF($B$4=\"SE\",'Wave Areas'!Z106,(IF($B$4=\"S\",'Wave Areas'!L123,(IF($B$4=\"W\",'Wave Areas'!L141,(IF($B$4=\"NW\",'Wave Areas'!Z142,0)))))))))))))))","v":0},null,9.5,{"$error":"#DIV/0!"},{"$error":"#DIV/0!"},{"$error":"#DIV/0!"},{"$error":"#DIV/0!"},{"$error":"#DIV/0!"},{"$error":"#DIV/0!"},{"$error":"#DIV/0!"},{"$error":"#DIV/0!"},{"$error":"#DIV/0!"},{"$error":"#DIV/0!"},{"$error":"#DIV/0!"},{"$error":"#DIV/0!"},null,9.5,{"$error":"#DIV/0!"},{"$error":"#DIV/0!"},{"$f":"AI57/1004","v":{"$error":"#DIV/0!"}},{"$f":"AJ57/1004","v":{"$error":"#DIV/0!"}},{"$f":"G56*AJ57","v":{"$error":"#DIV/0!"}},{"$f":"H56*AK57","v":{"$error":"#DIV/0!"}},{"$f":"AM57/1004","v":{"$error":"#DIV/0!"}},{"$f":"AN57/1004","v":{"$error":"#DIV/0!"}},{"$error":"#DIV/0!"},{"$error":"#DIV/0!"},{"$error":"#DIV/0!"},{"$error":"#DIV/0!"}]
["Sub Totals",null,{"$f":"SUM(C47:C57)","v":795.07727654024404},167800.78550277217,565550.79558341741,1423425.249143718,2254293.3809968382,2552831.8828812321,2078243.8026713708,1077314.9420763839,0,0,0,{"$f":"SUM(N47:N56)","v":10120255.916132273},"Total",null,null,10.5,{"$f":"IF($B$4=\"SW\",'Wave Areas'!P125,(IF($B$4=\"N\",'Wave Areas'!B88,(IF($B$4=\"NE\",'Wave Areas'!P89,(IF($B$4=\"E\",'Wave Areas'!B106,(IF($B$4=\"SE\",'Wave Areas'!P107,(IF($B$4=\"S\",'Wave Areas'!B124,(IF($B$4=\"W\",'Wave Areas'!B142,(IF($B$4=\"NW\",'Wave Areas'!P143,0)))))))))))))))","v":0},{"$f":"IF($B$4=\"SW\",'Wave Areas'!Q125,(IF($B$4=\"N\",'Wave Areas'!C88,(IF($B$4=\"NE\",'Wave Areas'!Q89,(IF($B$4=\"E\",'Wave Areas'!C106,(IF($B$4=\"SE\",'Wave Areas'!Q107,(IF($B$4=\"S\",'Wave Areas'!C124,(IF($B$4=\"W\",'Wave Areas'!C142,(IF($B$4=\"NW\",'Wave Areas'!Q143,0)))))))))))))))","v":0},{"$f":"IF($B$4=\"SW\",'Wave Areas'!R125,(IF($B$4=\"N\",'Wave Areas'!D88,(IF($B$4=\"NE\",'Wave Areas'!R89,(IF($B$4=\"E\",'Wave Areas'!D106,(IF($B$4=\"SE\",'Wave Areas'!R107,(IF($B$4=\"S\",'Wave Areas'!D124,(IF($B$4=\"W\",'Wave Areas'!D142,(IF($B$4=\"NW\",'Wave Areas'!R143,0)))))))))))))))","v":0},{"$f":"IF($B$4=\"SW\",'Wave Areas'!S125,(IF($B$4=\"N\",'Wave Areas'!E88,(IF($B$4=\"NE\",'Wave Areas'!S89,(IF($B$4=\"E\",'Wave Areas'!E106,(IF($B$4=\"SE\",'Wave Areas'!S107,(IF($B$4=\"S\",'Wave Areas'!E124,(IF($B$4=\"W\",'Wave Areas'!E142,(IF($B$4=\"NW\",'Wave Areas'!S143,0)))))))))))))))","v":0},{"$f":"IF($B$4=\"SW\",'Wave Areas'!T125,(IF($B$4=\"N\",'Wave Areas'!F88,(IF($B$4=\"NE\",'Wave Areas'!T89,(IF($B$4=\"E\",'Wave Areas'!F106,(IF($B$4=\"SE\",'Wave Areas'!T107,(IF($B$4=\"S\",'Wave Areas'!F124,(IF($B$4=\"W\",'Wave Areas'!F142,(IF($B$4=\"NW\",'Wave Areas'!T143,0)))))))))))))))","v":0},{"$f":"IF($B$4=\"SW\",'Wave Areas'!U125,(IF($B$4=\"N\",'Wave Areas'!G88,(IF($B$4=\"NE\",'Wave Areas'!U89,(IF($B$4=\"E\",'Wave Areas'!G106,(IF($B$4=\"SE\",'Wave Areas'!U107,(IF($B$4=\"S\",'Wave Areas'!G124,(IF($B$4=\"W\",'Wave Areas'!G142,(IF($B$4=\"NW\",'Wave Areas'!U143,0)))))))))))))))","v":0},{"$f":"IF($B$4=\"SW\",'Wave Areas'!V125,(IF($B$4=\"N\",'Wave Areas'!H88,(IF($B$4=\"NE\",'Wave Areas'!V89,(IF($B$4=\"E\",'Wave Areas'!H106,(IF($B$4=\"SE\",'Wave Areas'!V107,(IF($B$4=\"S\",'Wave Areas'!H124,(IF($B$4=\"W\",'Wave Areas'!H142,(IF($B$4=\"NW\",'Wave Areas'!V143,0)))))))))))))))","v":0},{"$f":"IF($B$4=\"SW\",'Wave Areas'!W125,(IF($B$4=\"N\",'Wave Areas'!I88,(IF($B$4=\"NE\",'Wave Areas'!W89,(IF($B$4=\"E\",'Wave Areas'!I106,(IF($B$4=\"SE\",'Wave Areas'!W107,(IF($B$4=\"S\",'Wave Areas'!I124,(IF($B$4=\"W\",'Wave Areas'!I142,(IF($B$4=\"NW\",'Wave Areas'!W143,0)))))))))))))))","v":0},{"$f":"IF($B$4=\"SW\",'Wave Areas'!X125,(IF($B$4=\"N\",'Wave Areas'!J88,(IF($B$4=\"NE\",'Wave Areas'!X89,(IF($B$4=\"E\",'Wave Areas'!J106,(IF($B$4=\"SE\",'Wave Areas'!X107,(IF($B$4=\"S\",'Wave Areas'!J124,(IF($B$4=\"W\",'Wave Areas'!J142,(IF($B$4=\"NW\",'Wave Areas'!X143,0)))))))))))))))","v":0},{"$f":"IF($B$4=\"SW\",'Wave Areas'!Y125,(IF($B$4=\"N\",'Wave Areas'!K88,(IF($B$4=\"NE\",'Wave Areas'!Y89,(IF($B$4=\"E\",'Wave Areas'!K106,(IF($B$4=\"SE\",'Wave Areas'!Y107,(IF($B$4=\"S\",'Wave Areas'!K124,(IF($B$4=\"W\",'Wave Areas'!K142,(IF($B$4=\"NW\",'Wave Areas'!Y143,0)))))))))))))))","v":0},{"$f":"IF($B$4=\"SW\",'Wave Areas'!Z125,(IF($B$4=\"N\",'Wave Areas'!L88,(IF($B$4=\"NE\",'Wave Areas'!Z89,(IF($B$4=\"E\",'Wave Areas'!L106,(IF($B$4=\"SE\",'Wave Areas'!Z107,(IF($B$4=\"S\",'Wave Areas'!L124,(IF($B$4=\"W\",'Wave Areas'!L142,(IF($B$4=\"NW\",'Wave Areas'!Z143,0)))))))))))))))","v":0},null,10.5,{"$error":"#DIV/0!"},{"$error":"#DIV/0!"},{"$error":"#DIV/0!"},{"$error":"#DIV/0!"},{"$error":"#DIV/0!"},{"$error":"#DIV/0!"},{"$error":"#DIV/0!"},{"$error":"#DIV/0!"},{"$error":"#DIV/0!"},{"$error":"#DIV/0!"},{"$error":"#DIV/0!"},{"$error":"#DIV/0!"},null,10.5,{"$error":"#DIV/0!"},{"$error":"#DIV/0!"},{"$f":"AI58/1004","v":{"$error":"#DIV/0!"}},{"$f":"AJ58/1004","v":{"$error":"#DIV/0!"}},{"$f":"AK58/1004","v":{"$error":"#DIV/0!"}},{"$f":"AL58/1004","v":{"$error":"#DIV/0!"}},{"$f":"AM58/1004","v":{"$error":"#DIV/0!"}},{"$f":"AN58/1004","v":{"$error":"#DIV/0!"}},{"$error":"#DIV/0!"},{"$error":"#DIV/0!"},{"$error":"#DIV/0!"},{"$error":"#DIV/0!"}]
[null,null,null,null,null,null,null,null,null,null,null,null,null,null,null,null,null,"Total Occurences",null,null,null,null,null,null,null,null,null,null,{"$f":"SUM(S48:AC58)","v":0},null,null,null,null,null,null,null,null,null,null,null,null,null,null,null,"Sub Totals",{"$f":"SUM(AT48:AT58)","v":{"$error":"#DIV/0!"}},{"$error":"#DIV/0!"},{"$error":"#DIV/0!"},{"$error":"#DIV/0!"},{"$error":"#DIV/0!"},{"$error":"#DIV/0!"},{"$error":"#DIV/0!"},{"$error":"#DIV/0!"},{"$error":"#DIV/0!"},{"$error":"#DIV/0!"},{"$error":"#DIV/0!"},{"$f":"SUM(BE48:BE57)","v":{"$error":"#DIV/0!"}},"Total"]
[]
[null,null,null,null,null,null,null,null,null,null,null,null,null,null,null,null,null,null,null,null,null,null,null,null,null,null,null,null,null,null,null,null,null,null,null,null,null,null,null,null,null,null,null,null,null,null,null,null,null,null,null,null,null,null,null,null,"Min","Max"]
[null,null,null,null,null,null,null,null,null,null,null,null,null,null,null,null,null,null,null,null,null,null,null,null,null,null,null,null,null,null,null,null,null,null,null,null,null,null,null,null,null,null,null,null,null,null,null,null,null,null,null,null,null,"Relevant Wave Heights",null,null,{"$f":"IF((AND($B$6>AS48,$B$6<AS49)),AS48,(IF((AND($B$6>AS49,$B$6<AS50)),AS49,(IF((AND($B$6>AS50,$B$6<AS51)),AS50,(IF((AND($B$6>AS51,$B$6<AS52)),AS51,(IF((AND($B$6>AS52,$B$6<AS53)),AS52,(IF((AND($B$6>AS53,$B$6<AS54)),AS53,(IF((AND($B$6>AS54,$B$6<AS55)),AS54,(IF((AND($B$6>AS55,$B$6<AS56)),AS55,(IF((AND($B$6>AS56,$B$6<AS57)),AS56,(IF((AND($B$6>AS57,$B$6<AS58)),AS57,(IF($B$6>AS58,AS58,\"\")))))))))))))))))))))","v":10.5},{"$f":"IF((AND($B$6>AS48,$B$6<AS49)),AS49,(IF((AND($B$6>AS49,$B$6<AS50)),AS50,(IF((AND($B$6>AS50,$B$6<AS51)),AS51,(IF((AND($B$6>AS51,$B$6<AS52)),AS52,(IF((AND($B$6>AS52,$B$6<AS53)),AS53,(IF((AND($B$6>AS53,$B$6<AS54)),AS54,(IF((AND($B$6>AS54,$B$6<AS55)),AS55,(IF((AND($B$6>AS55,$B$6<AS56)),AS56,(IF((AND($B$6>AS56,$B$6<AS57)),AS57,(IF((AND($B$6>AS57,$B$6<AS58)),AS58,(IF($B$6>AS58,AS58,\"\")))))))))))))))))))))","v":10.5}]
[null,null,null,null,null,null,null,null,null,null,null,null,null,null,null,null,null,null,null,null,null,null,null,null,null,null,null,null,null,null,null,null,null,null,null,null,null,null,null,null,null,null,null,null,null,null,null,null,null,null,null,null,null,"Relevant Power (kW/m)",null,null,{"$f":"(((($B$6-BE62)*((VLOOKUP(BF62,AS48:BE58,13,FALSE))-(VLOOKUP(BE62,AS48:BE58,13,FALSE))))/(BF62-BE62))+(VLOOKUP(BE62,AS48:BE58,13,FALSE)))*0.001","v":{"$error":"#VALUE!"}}]

{"sheet":"Tidal Device Database","index":18,"n_rows":147,"n_cols":20,"rows_kept":147,"cut":false,"hidden":false,"merged":[[0,8,0,10],[0,11,0,18],[45,0,53,0],[121,0,125,0],[1,0,2,0],[1,1,2,1],[1,2,2,2],[0,3,0,7]]}
[null,null,null,"Calculations",null,null,null,null,null,null,null,"Judgement Based Criteria"]
["No","Name","Type","Rated Power ","Diameter","Height","Capture Area","Lifespan","Rated capacity","Required Flow Velocity","Operating Water Depth","Installation Complexity","Lifespan","Primary Seabed Attachment","Planned Inspection/Maintenance Period","Maintenance Complexity","Access Complexity","Shore Connection","Technology Readiness Level","Industry Contact"]
[null,null,null,"(kW)","(m)","(m)","(m^2)","(years)","(kW)","(m/s)","(m)","(-)","(years)","(-)","(-)","(-)","(-)",null,"(-)"]
[{"$f":"1","v":1},"ANDRITZ HYDRO Hammerfest HS1000","Horizontal Axis",1000,21,null,{"$f":"IF(OR(C4=\"Horizontal Axis\",C4=\"Horizontal Contra-Rotating\"),(PI()*((E4/2)^2)),IF(C4=\"Vertical Axis\", (E4*F4),\"\"))","v":346.36059005827468},{"$f":"25","v":25},"501-1000","1.1-2.0","30.1+","Slightly Complex (Specialised Vessels, ROVs)","20+ years","Seabed Mounted","18+ months","Slightly Complex (External)","Moderate (Simple Vessels,Surface Work)","Offshore (1km+ Subsea Infrastructure)","8 (Prototype Proven)"]
[2,"ANDRITZ HYDRO Hammerfest HS300","Horizontal Axis",300,9.6999999999999993,null,73.8981131940659,{"$f":"25","v":25},"251-500","1.1-2.0","30.1+","Slightly Complex (Specialised Vessels, ROVs)","20+ years","Seabed Mounted","18+ months","Slightly Complex (External)","Moderate (Simple Vessels,Surface Work)","Offshore (1km+ Subsea Infrastructure)","9 (Proven)"]
[3,"EEL","Oscillating Hydrofoil",100,null,null,"",{"$f":"25","v":25},null,"0.1-1.0",null,null,"20+ years","Seabed Mounted","18+ months","More Complex (External, Additional Equipment)","Slightly Complex (Specialised Vessels, ROVs)",null,"8 (Prototype Proven)"]
[4,"Atlantis AR-1500","Horizontal Axis",1500,18,null,{"$f":"IF(OR(C7=\"Horizontal Axis\",C7=\"Horizontal Contra-Rotating\"),(PI()*((E7/2)^2)),IF(C7=\"Vertical Axis\", (E7*F7),\"\"))","v":254.46900494077323},{"$f":"25","v":25},"1001+","2.1-3.0","30.1+","Slightly Complex (Specialised Vessels, ROVs)","20+ years","Gravity Based","18+ months","Moderate (Community, Complex Training)","Moderate (Simple Vessels,Surface Work)","Offshore (1km+ Subsea Infrastructure)","8 (Prototype Proven)"]
[5,"Seagen S","Horizontal Axis",1200,null,null,0,{"$f":"25","v":25},"1001+","2.1-3.0","20.1-30.0","More Complex (Specialised Vessels, Divers, ROVs)","20+ years","Tower/Monopile",null,null,"Moderate (Simple Vessels,Surface Work)","Near Shore (>0.1km, <0.5km Subsea Infrastructure)","8 (Prototype Proven)"]
[7,"BioStream","Oscillating Hydrofoil",250,null,null,"",{"$f":"25","v":25},"101-250",null,null,null,"20+ years","Seabed Mounted"]
[8,"C2C Tidal turbine","Vertical Axis",10,null,null,0,{"$f":"25","v":25},"10-100","0.1-1.0",null,null,"20+ years","Floating/Moored/Pier Mounted"]
[9,"Oryon Watermill","Vertical Axis",50,6,3,{"$f":"IF(OR(C11=\"Horizontal Axis\",C11=\"Horizontal Contra-Rotating\"),(PI()*((E11/2)^2)),IF(C11=\"Vertical Axis\", (E11*F11),\"\"))","v":18},{"$f":"25","v":25},"10-100","0.1-1.0","5.0-10.0","Slighlty Simple (Simple Vessels, Light Subsea Work)",null,"Floating/Moored/Pier Mounted",null,null,"Simple (Shore Mounted, Readily Accesssible)","Near Shore (<0.1km Subsea Infrastructure)","7 (Prototype Testing)"]
[11,"MAKO","Horizontal Axis",null,null,null,0,{"$f":"25","v":25},null,"0.1-1.0",null,null,null,"Floating/Moored/Pier Mounted",null,null,null,null,null,"info@mako.energy"]
[12,"Guinard MegaWattBlue","Horizontal Axis",4,null,null,0,{"$f":"25","v":25},"10-100",null,null,null,null,"Floating/Moored/Pier Mounted"]
[13,"HydroGen","Vertical Axis",null,null,null,0,{"$f":"25","v":25},"10-100","0.1-1.0",null,null,null,"Floating/Moored/Pier Mounted"]
[14,"HydroQuest","Vertical Axis",1000,null,null,0,{"$f":"25","v":25},null,null,null,null,"20+ years","Seabed Mounted"]
[15,"Jupiter Hydro","Archimedes Screw",1000,null,null,"",{"$f":"25","v":25},null,"0.1-1.0",null,null,null,"Floating/Moored/Pier Mounted"]
[16,"Minesto","Tidal Kite",500,null,null,"",{"$f":"25","v":25},"251-500","1.1-2.0","30.1+","Moderate (Specialised Vessels)",null,"Floating/Moored/Pier Mounted",null,null,"Slightly Complex (Specialised Vessels, ROVs)","Offshore (1km+ Subsea Infrastructure)"]
[17,"CoRMat","Horizontal Contra-Rotating",null,null,null,0,{"$f":"25","v":25},null,null,"5.0-10.0",null,null,"Floating/Moored/Pier Mounted",null,null,null,null,"7 (Prototype Testing)"]
[18,"Nova M100","Horizontal Axis",100,null,null,0,{"$f":"25","v":25},"10-100",null,null,"Slighlty Simple (Simple Vessels, Light Subsea Work)",null,"Seabed Mounted",null,null,"Moderate (Simple Vessels,Surface Work)",null,"9 (Proven)"]
[19,"TidGen","Darrieus",600,null,null,"",{"$f":"25","v":25},null,null,null,null,null,"Gravity Based"]
[20,"Oceana","Horizontal Axis",500,null,null,0,{"$f":"25","v":25},null,null,null,null,null,"Seabed Mounted"]
[21,"Stream Cube","Vertical Axis",6,null,null,0,{"$f":"25","v":25},"10-100","0.1-1.0",null,null,null,"Floating/Moored/Pier Mounted"]
[22,"Capricorn 5","Horizontal Contra-Rotating",50,3.31,null,8.604900817998784,{"$f":"25","v":25},"10-100","0.1-1.0","10.1-15.0","Slighlty Simple (Simple Vessels, Light Subsea Work)",null,"Floating/Moored/Pier Mounted",null,null,"Moderate (Simple Vessels,Surface Work)","Near Shore (<0.1km Subsea Infrastructure)","8 (Prototype Proven)"]
[23,"Capricorn 125","Horizontal Contra-Rotating",1250,16,null,201.06192982974676,{"$f":"25","v":25},"1001+","0.1-1.0","30.1+","Slighlty Simple (Simple Vessels, Light Subsea Work)",null,"Floating/Moored/Pier Mounted",null,null,"Moderate (Simple Vessels,Surface Work)","Near Shore (>0.1km, <0.5km Subsea Infrastructure)"]
[24,"Sabella D10","Horizontal Axis",300,null,null,0,{"$f":"25","v":25},"251-500","2.1-3.0",null,null,null,"Gravity Based"]
[25,"Sabella D12","Horizontal Axis",400,null,null,0,{"$f":"25","v":25},"251-500","2.1-3.0",null,null,null,"Gravity Based"]
[26,"Sabella D15","Horizontal Axis",600,null,null,0,{"$f":"25","v":25},"501-1000","2.1-3.0",null,null,null,"Gravity Based"]
[27,"Shottel Instream Turbine I","Horizontal Axis",70,3,null,7.0685834705770345,{"$f":"25","v":25},"10-100","0.1-1.0",null,null,"20+ years","Floating/Moored/Pier Mounted",null,null,"Simple (Shore Mounted, Readily Accesssible)","Shore Mounted (No Subsea Infrastructure)","8 (Prototype Proven)"]
[28,"Shottel Instream Turbine II","Horizontal Axis",62,4,null,12.566370614359172,{"$f":"25","v":25},"10-100","0.1-1.0",null,null,"20+ years","Floating/Moored/Pier Mounted",null,null,"Moderate (Simple Vessels,Surface Work)","Near Shore (<0.1km Subsea Infrastructure)","8 (Prototype Proven)"]
[29,"Shottel Instream Turbine III","Horizontal Axis",54,5,null,19.634954084936208,{"$f":"25","v":25},"10-100","0.1-1.0",null,null,"20+ years","Floating/Moored/Pier Mounted",null,null,"Moderate (Simple Vessels,Surface Work)","Near Shore (>0.1km, <0.5km Subsea Infrastructure)","8 (Prototype Proven)"]
[30,"SeaPower GEM","Horizontal Axis",null,null,null,0,{"$f":"25","v":25},null,null,"5.0-10.0",null,"20+ years","Floating/Moored/Pier Mounted"]
[31,"Tydal Energy Pty (1.5)","Venturi Rotor",4.5999999999999996,null,null,"",{"$f":"25","v":25},"10-100","1.1-2.0","5.0-10.0",null,null,"Gravity based"]
[32,"Tydal Energy Pty (2.4)","Venturi Rotor",10,null,null,"",{"$f":"25","v":25},"10-100","1.1-2.0","5.0-10.0",null,null,"Gravity based"]
[33,"Tydal Energy Pty (5)","Venturi Rotor",50,null,null,"",{"$f":"25","v":25},"10-100","1.1-2.0","5.0-10.0",null,null,"Gravity based"]
[34,"EVG-005H","Vertical Axis",5,1.5,0.75,1.125,{"$f":"25","v":25},"10-100","3.1-4.0","5.0-10.0","Simple (Simple Vessels)","20+ years","Floating/Moored/Pier Mounted",null,null,"Moderate (Simple Vessels,Surface Work)","Near Shore (>0.1km, <0.5km Subsea Infrastructure)","8 (Prototype Proven)"]
[35,"EVG-010H","Vertical Axis",10,1.5,1.5,2.25,{"$f":"25","v":25},"10-100","3.1-4.0","5.0-10.0","Simple (Simple Vessels)","20+ years","Floating/Moored/Pier Mounted",null,null,"Moderate (Simple Vessels,Surface Work)","Near Shore (>0.1km, <0.5km Subsea Infrastructure)","8 (Prototype Proven)"]
[36,"EVG-025H","Vertical Axis",25,3.4,1.7,5.7799999999999994,{"$f":"25","v":25},"10-100","3.1-4.0","5.0-10.0","Simple (Simple Vessels)","20+ years","Floating/Moored/Pier Mounted",null,null,"Moderate (Simple Vessels,Surface Work)","Near Shore (>0.1km, <0.5km Subsea Infrastructure)","8 (Prototype Proven)"]
[37,"EVG-050H","Vertical Axis",50,3.4,3.4,11.559999999999999,{"$f":"25","v":25},"10-100","3.1-4.0","5.0-10.0","Simple (Simple Vessels)","20+ years","Floating/Moored/Pier Mounted",null,null,"Moderate (Simple Vessels,Surface Work)","Near Shore (>0.1km, <0.5km Subsea Infrastructure)","8 (Prototype Proven)"]
[38,"ENC-025L","Vertical Axis",25,4.8,2.4,11.52,{"$f":"25","v":25},"10-100","2.1-3.0","5.0-10.0","Simple (Simple Vessels)","20+ years","Floating/Moored/Pier Mounted",null,null,"Moderate (Simple Vessels,Surface Work)","Near Shore (>0.1km, <0.5km Subsea Infrastructure)","8 (Prototype Proven)"]
[39,"ENC-025H","Vertical Axis",25,3.4,1.7,5.7799999999999994,{"$f":"25","v":25},"10-100","3.1-4.0","5.0-10.0","Simple (Simple Vessels)","20+ years","Floating/Moored/Pier Mounted",null,null,"Moderate (Simple Vessels,Surface Work)","Near Shore (>0.1km, <0.5km Subsea Infrastructure)","8 (Prototype Proven)"]
[40,"ENC-125H","Vertical Axis",125,7.4,3.7,27.380000000000003,{"$f":"25","v":25},"101-250","3.1-4.0","5.0-10.0","Simple (Simple Vessels)","20+ years","Floating/Moored/Pier Mounted",null,null,"Moderate (Simple Vessels,Surface Work)","Near Shore (>0.1km, <0.5km Subsea Infrastructure)","7 (Prototype Testing)"]
[41,"ENC-250H","Vertical Axis",250,7.4,7.4,54.760000000000005,{"$f":"25","v":25},"101-250","3.1-4.0","10.1-15.0","Simple (Simple Vessels)","20+ years","Floating/Moored/Pier Mounted",null,null,"Moderate (Simple Vessels,Surface Work)","Offshore (>0.5km, <1km Subsea Infrastructure)","7 (Prototype Testing)"]
[42,"EC-OG","Vertical Axis",null,null,null,0,{"$f":"25","v":25},null,"0.1-1.0","20.1-30.0","Slighlty Simple (Simple Vessels, Light Subsea Work)","20+ years","Gravity Based","18+ months","Slightly Complex (External)","Moderate (Simple Vessels,Surface Work)","Near Shore (>0.1km, <0.5km Subsea Infrastructure)","7 (Prototype Testing)"]
[]
[]
["Judgement","Planned Inspection/Maintenance Period"]
[null,"Primary Seabed Attachment"]
[null,"Installation Complexity"]
[null,"Maintenance Complexity"]
[null,"Access Complexity"]
[null,"Installation Period"]
[null,"Technical Maturity (TRL)"]
[null,"Lifespan "]
[null,"Shore Connection"]
[]
["Data  and Judgement Based Criteria"]
[null,"Weighting Factor Grades"]
["Types of Device"]
["Horizontal Axis","-"]
["Vertical Axis","-"]
["Horizontal Contra-Rotating","-"]
["Vertical Axis","-"]
["Darrieus","-"]
["Venturi Rotor","-"]
["Oscillating Hydrofoil","-"]
["Tidal Kite","-"]
["Archimedes Screw","-"]
["Installation Complexity"]
["Simple (Simple Vessels)",5]
["Slighlty Simple (Simple Vessels, Light Subsea Work)",4]
["Moderate (Specialised Vessels)",3]
["Slightly Complex (Specialised Vessels, ROVs)",2]
["More Complex (Specialised Vessels, Divers, ROVs)",1]
["Lifespan"]
["Lifetime Warranty ",5]
["20+ years",4]
["16-20 years",3]
["11-15 years",2]
["1-10 years",1]
["Primary Seabed Attachment"]
["Floating/Moored/Pier Mounted",5]
["Gravity Based",4]
["Seabed Mounted",3]
["Tower/Monopile",2]
["Other/Novel",1]
["Planned Inspection/Maintenance Period"]
["18+ months",5]
["13-18 months",4]
["7 -12 months",3]
["1-6 months",2]
["< 1 month",1]
["Maintenance Complexity"]
["Simple (Community, Minimal Training)",5]
["Slighlty Simple (Community, Moderate Training)",4]
["Moderate (Community, Complex Training)",3]
["Slightly Complex (External)",2]
["More Complex (External, Additional Equipment)",1]
["Access Complexity"]
["Simple (Shore Mounted, Readily Accesssible)",5]
["Slighlty Simple  (Simple Vessels, Visual Inspection)",4]
["Moderate (Simple Vessels,Surface Work)",3]
["Slightly Complex (Specialised Vessels, ROVs)",2]
["More Complex ( Specialised Vessels, Divers, ROVs)",1]
["Technology Readiness Level"]
["9 (Proven)",5]
["8 (Prototype Proven)",4]
["7 (Prototype Testing)",3]
["6 (Component Testing, Fully Feasible)",2]
["5 (Prototype Development)",1]
[4,"-"]
[3,"-"]
[2,"-"]
[1,"-"]
["Shore Connection"]
["Shore Mounted (No Subsea Infrastructure)",5]
["Near Shore (<0.1km Subsea Infrastructure)",4]
["Near Shore (>0.1km, <0.5km Subsea Infrastructure)",3]
["Offshore (>0.5km, <1km Subsea Infrastructure)",2]
["Offshore (1km+ Subsea Infrastructure)",1]
[]
[]
["Numerical","Capital Cost (£)"]
[null,"Scale (kW)"]
[null,"Efficiency"]
[null,"Flow Velocity (m/s)"]
[null,"Operating Water Depth (m)"]
[]
["Numerically Quantifiable Criteria"]
[null,"Weighting Factor Grades"]
["Scale (kW)"]
["10-100",{"$f":"IF(Input!$B$19=\"Yes\",1,5)","v":1}]
["101-250",{"$f":"IF(Input!$B$19=\"Yes\",B131+1,B131-1)","v":2}]
["251-500",{"$f":"IF(Input!$B$19=\"Yes\",B132+1,B132-1)","v":3}]
["501-1000",{"$f":"IF(Input!$B$19=\"Yes\",B133+1,B133-1)","v":4}]
["1001+",{"$f":"IF(Input!$B$19=\"Yes\",B134+1,B134-1)","v":5}]
["Required Flow Velocity (m/s)"]
["0.1-1.0",5]
["1.1-2.0",4]
["2.1-3.0",3]
["3.1-4.0",2]
["4.1+",1]
["Operating Water Depth (m)"]
["5.0-10.0",5]
["10.1-15.0",4]
["15.1-20.0",3]
["20.1-30.0",2]
["30.1+",1]

{"sheet":"Location Database","index":19,"n_rows":67,"n_cols":11,"rows_kept":67,"cut":false,"hidden":false,"merged":[[0,3,0,7],[0,9,0,10],[20,3,24,3],[28,0,28,1],[28,5,28,6],[28,7,28,8],[3,2,7,2],[8,2,12,2],[13,2,17,2],[1,0,2,0],[1,1,2,1],[1,2,2,2],[53,3,53,4],[60,3,60,4],[20,0,22,0],[34,3,34,4],[34,0,34,1],[40,3,40,4],[47,3,47,4]]}
[null,null,null,"Numerically Quantifiable Criteria",null,null,null,null,null,"Judgement Based Criteria"]
["No","Location","Type",{"$f":"D29","v":"Assessed Resource"},{"$f":"D35","v":"Proximity to Load (Shore)"},{"$f":"D41","v":"Wave Height"},{"$f":"D48","v":"Average Water Depth"},{"$f":"D54","v":"Peak Flow Rate"},{"$f":"D61","v":"Tidal Range"},{"$f":"A29","v":"Seabed Topography"},{"$f":"A35","v":"Accessibility"}]
[null,null,null,"(-)","(km)","(m)","(m)","(m/s)","(m)","(-)","(-)"]
[1,{"$f":"Input!B45","v":"Portnahaven"},"Tidal Stream ",{"$f":"IF('Tidal Stream 1'!$G$2782<>\"\",IF('Tidal Stream 1'!$G$2782>10,'Location Database'!$F$30,(IF((AND('Tidal Stream 1'!$G$2782>=5.01,'Tidal Stream 1'!$G$2782<=10)),'Location Database'!$F$31,(IF((AND('Tidal Stream 1'!$G$2782>=1.01,'Tidal Stream 1'!$G$2782<=5)),'Location Database'!$F$32,IF((AND('Tidal Stream 1'!$G$2782>=0.001,'Tidal Stream 1'!$G$2782<=1)),'Location Database'!$F$33,(IF('Tidal Stream 1'!$G$2782<0.001,'Location Database'!$F$34,\"\")))))))),\"\")","v":"1.01- 5 kW/sq.m"},{"$f":"IF(Input!B50=\"[Select Value]\",\"\",Input!B50)","v":"2-3 km"},"N/A",{"$f":"IF(Input!B51=\"[Select Value]\",\"\",Input!B51)","v":"> 20m"},{"$f":"IF((AND(Input!B46<>\"\",Input!B46<>\"[Enter Value]\")),(IF(Input!B46>4,'Location Database'!$D$55,(IF((AND(Input!B46>=2.01,Input!B46<=4)),'Location Database'!$D$56,(IF((AND(Input!B46>=1.01,Input!B46<=2)),'Location Database'!$D$57,IF((AND(Input!B46>=0.11,Input!B46<=1)),'Location Database'!$D$58,(IF(Input!B46<=0.1,'Location Database'!$D$59,\"N/A\"))))))))),\"\")","v":"2.01-4 m/s"},"N/A",{"$f":"IF(Input!B52=\"[Select Value]\",\"\",Input!B52)","v":"Moderate (Rocky, Gentle Gradient)"},{"$f":"IF(Input!B53=\"[Select Value]\",\"\",Input!B53)","v":"Fully Accessible (Exisiting Infrastructure for Transport)"}]
[2,{"$f":"Input!B55","v":"Inerval"},null,{"$f":"IF('Tidal Stream 2'!$G$2782<>\"\",(IF('Tidal Stream 2'!$G$2782>10,'Location Database'!$F$30,(IF((AND('Tidal Stream 2'!$G$2782>=5.01,'Tidal Stream 2'!$G$2782<=10)),'Location Database'!$F$31,(IF((AND('Tidal Stream 2'!$G$2782>=1.01,'Tidal Stream 2'!$G$2782<=5)),'Location Database'!$F$32,IF((AND('Tidal Stream 2'!$G$2782>=0.001,'Tidal Stream 2'!$G$2782<=1)),'Location Database'!$F$33,(IF('Tidal Stream 2'!$G$2782<0.001,'Location Database'!$F$34,\"\"))))))))),\"\")","v":"1.01- 5 kW/sq.m"},{"$f":"IF(Input!B60=\"[Select Value]\",\"\",Input!B60)","v":"2-3 km"},"N/A",{"$f":"IF(Input!B61=\"[Select Value]\",\"\",Input!B61)","v":"> 20m"},{"$f":"IF((AND(Input!B56<>\"\",Input!B56<>\"[Enter Value]\")),(IF(Input!B56>4,'Location Database'!$D$55,(IF((AND(Input!B56>=2.01,Input!B56<=4)),'Location Database'!$D$56,(IF((AND(Input!B56>=1.01,Input!B56<=2)),'Location Database'!$D$57,IF((AND(Input!B56>=0.11,Input!B56<=1)),'Location Database'!$D$58,(IF(Input!B56<=0.1,'Location Database'!$D$59,\"N/A\"))))))))),\"\")","v":"2.01-4 m/s"},"N/A",{"$f":"IF(Input!B62=\"[Select Value]\",\"\",Input!B62)","v":"Moderate (Sandy, Moderate Gradient)"},{"$f":"IF(Input!B63=\"[Select Value]\",\"\",Input!B63)","v":"Partially Accessible (Complex Temporary Works, Obstacles)"}]
[3,{"$f":"Input!B65","v":"Sound of Islay"},null,{"$f":"IF('Tidal Stream 3'!$G$2782<>\"\",IF('Tidal Stream 1'!$G$2782>10,'Location Database'!$F$30,(IF((AND('Tidal Stream 1'!$G$2782>=5.01,'Tidal Stream 1'!$G$2782<=10)),'Location Database'!$F$31,(IF((AND('Tidal Stream 1'!$G$2782>=1.01,'Tidal Stream 1'!$G$2782<=5)),'Location Database'!$F$32,IF((AND('Tidal Stream 1'!$G$2782>=0.001,'Tidal Stream 1'!$G$2782<=1)),'Location Database'!$F$33,(IF('Tidal Stream 1'!$G$2782<0.001,'Location Database'!$F$34,\"\")))))))),\"\")","v":"1.01- 5 kW/sq.m"},{"$f":"IF(Input!B70=\"[Select Value]\",\"\",Input!B70)","v":"1-2 km"},"N/A",{"$f":"IF(Input!B71=\"[Select Value]\",\"\",Input!B71)","v":"> 20m"},{"$f":"IF((AND(Input!B66<>\"\",Input!B66<>\"[Enter Value]\")),(IF(Input!B66>4,'Location Database'!$D$55,(IF((AND(Input!B66>=2.01,Input!B66<=4)),'Location Database'!$D$56,(IF((AND(Input!B66>=1.01,Input!B66<=2)),'Location Database'!$D$57,IF((AND(Input!B66>=0.11,Input!B66<=1)),'Location Database'!$D$58,(IF(Input!B66<=0.1,'Location Database'!$D$59,\"N/A\"))))))))),\"\")","v":"2.01-4 m/s"},"N/A",{"$f":"IF(Input!B72=\"[Select Value]\",\"\",Input!B72)","v":"Moderate (Rocky, Gentle Gradient)"},{"$f":"IF(Input!B73=\"[Select Value]\",\"\",Input!B73)","v":"Partially Accessible (Complex Temporary Works, Obstacles)"}]
[4,{"$f":"Input!B75","v":"[Enter Name]"},null,{"$f":"IF('Tidal Stream 4'!$G$2782<>\"\",IF('Tidal Stream 1'!$G$2782>10,'Location Database'!$F$30,(IF((AND('Tidal Stream 1'!$G$2782>=5.01,'Tidal Stream 1'!$G$2782<=10)),'Location Database'!$F$31,(IF((AND('Tidal Stream 1'!$G$2782>=1.01,'Tidal Stream 1'!$G$2782<=5)),'Location Database'!$F$32,IF((AND('Tidal Stream 1'!$G$2782>=0.001,'Tidal Stream 1'!$G$2782<=1)),'Location Database'!$F$33,(IF('Tidal Stream 1'!$G$2782<0.001,'Location Database'!$F$34,\"\")))))))),\"\")","v":""},{"$f":"IF(Input!B80=\"[Select Value]\",\"\",Input!B80)","v":""},"N/A",{"$f":"IF(Input!B81=\"[Select Value]\",\"\",Input!B81)","v":""},{"$f":"IF((AND(Input!B76<>\"\",Input!B76<>\"[Enter Value]\")),(IF(Input!B76>4,'Location Database'!$D$55,(IF((AND(Input!B76>=2.01,Input!B76<=4)),'Location Database'!$D$56,(IF((AND(Input!B76>=1.01,Input!B76<=2)),'Location Database'!$D$57,IF((AND(Input!B76>=0.11,Input!B76<=1)),'Location Database'!$D$58,(IF(Input!B76<=0.1,'Location Database'!$D$59,\"N/A\"))))))))),\"\")","v":""},"N/A",{"$f":"IF(Input!B82=\"[Select Value]\",\"\",Input!B82)","v":""},{"$f":"IF(Input!B83=\"[Select Value]\",\"\",Input!B83)","v":""}]
[5,{"$f":"Input!B85","v":"[Enter Name]"},null,{"$f":"IF('Tidal Stream 5'!$G$2782<>\"\",IF('Tidal Stream 1'!$G$2782>10,'Location Database'!$F$30,(IF((AND('Tidal Stream 1'!$G$2782>=5.01,'Tidal Stream 1'!$G$2782<=10)),'Location Database'!$F$31,(IF((AND('Tidal Stream 1'!$G$2782>=1.01,'Tidal Stream 1'!$G$2782<=5)),'Location Database'!$F$32,IF((AND('Tidal Stream 1'!$G$2782>=0.001,'Tidal Stream 1'!$G$2782<=1)),'Location Database'!$F$33,(IF('Tidal Stream 1'!$G$2782<0.001,'Location Database'!$F$34,\"\")))))))),\"\")","v":""},{"$f":"IF(Input!B90=\"[Select Value]\",\"\",Input!B90)","v":""},"N/A",{"$f":"IF(Input!B91=\"[Select Value]\",\"\",Input!B91)","v":""},{"$f":"IF((AND(Input!B86<>\"\",Input!B86<>\"[Enter Value]\")),(IF(Input!B86>4,'Location Database'!$D$55,(IF((AND(Input!B86>=2.01,Input!B86<=4)),'Location Database'!$D$56,(IF((AND(Input!B86>=1.01,Input!B86<=2)),'Location Database'!$D$57,IF((AND(Input!B86>=0.11,Input!B86<=1)),'Location Database'!$D$58,(IF(Input!B86<=0.1,'Location Database'!$D$59,\"N/A\"))))))))),\"\")","v":""},"N/A",{"$f":"IF(Input!B92=\"[Select Value]\",\"\",Input!B92)","v":""},{"$f":"IF(Input!B93=\"[Select Value]\",\"\",Input!B93)","v":""}]
[6,{"$f":"Input!F45","v":"Port Ellen"},"Tidal Barrage ",{"$f":"IF('Tidal Barrage 1'!$B$27<>\"\",IF('Tidal Barrage 1'!$B$27>300,'Location Database'!$H$30,(IF((AND('Tidal Barrage 1'!$B$27>=150,'Tidal Barrage 1'!$B$27<=300)),'Location Database'!$H$31,(IF((AND('Tidal Barrage 1'!$B$27>=100,'Tidal Barrage 1'!$B$27<=150)),'Location Database'!$H$32,IF((AND('Tidal Barrage 1'!$B$27>=50,'Tidal Barrage 1'!$B$27<=100)),'Location Database'!$H$33,(IF('Tidal Barrage 1'!$B$27<50,'Location Database'!$H$34,\"\")))))))),\"\")","v":"<50 MWh"},{"$f":"IF(Input!F50=\"[Select Value]\",\"\",Input!F50)","v":"< 1 km"},"N/A",{"$f":"IF(Input!F51=\"[Select Value]\",\"\",Input!F51)","v":"< 5 m"},"N/A",{"$f":"IF((AND(Input!F47<>\"\",Input!F47<>\"[Enter Value]\")),(IF(Input!F47>12,'Location Database'!$D$62,(IF((AND(Input!F47>=9.01,Input!F47<=12)),'Location Database'!$D$63,(IF((AND(Input!F47>=5.01,Input!F47<=9)),'Location Database'!$D$64,IF((AND(Input!F47>=1.01,Input!F47<=5)),'Location Database'!$D$65,(IF(Input!F47<=1,'Location Database'!$D$66,\"N/A\"))))))))),\"\")","v":"<1 m"},{"$f":"IF(Input!F52=\"[Select Value]\",\"\",Input!F52)","v":"Moderate (Rocky, Gentle Gradient)"},{"$f":"IF(Input!F53=\"[Select Value]\",\"\",Input!F53)","v":"Partially Accessible (Temporary Works, No Obstacles)"}]
[7,{"$f":"Input!F55","v":"Bowmore"},null,{"$f":"IF('Tidal Barrage 2'!$B$27<>\"\",IF('Tidal Barrage 2'!$B$27>300,'Location Database'!$H$30,(IF((AND('Tidal Barrage 2'!$B$27>=150,'Tidal Barrage 2'!$B$27<=300)),'Location Database'!$H$31,(IF((AND('Tidal Barrage 2'!$B$27>=100,'Tidal Barrage 2'!$B$27<=150)),'Location Database'!$H$32,IF((AND('Tidal Barrage 2'!$B$27>=50,'Tidal Barrage 2'!$B$27<=100)),'Location Database'!$H$33,(IF('Tidal Barrage 2'!$B$27<50,'Location Database'!$H$34,\"\")))))))),\"\")","v":"<50 MWh"},{"$f":"IF(Input!F60=\"[Select Value]\",\"\",Input!F60)","v":"< 1 km"},"N/A",{"$f":"IF(Input!F61=\"[Select Value]\",\"\",Input!F61)","v":"< 5 m"},"N/A",{"$f":"IF((AND(Input!F57<>\"\",Input!F57<>\"[Enter Value]\")),(IF(Input!F57>12,'Location Database'!$D$62,(IF((AND(Input!F57>=9.01,Input!F57<=12)),'Location Database'!$D$63,(IF((AND(Input!F57>=5.01,Input!F57<=9)),'Location Database'!$D$64,IF((AND(Input!F57>=1.01,Input!F57<=5)),'Location Database'!$D$65,(IF(Input!F57<=1,'Location Database'!$D$66,\"N/A\"))))))))),\"\")","v":"<1 m"},{"$f":"IF(Input!F62=\"[Select Value]\",\"\",Input!F62)","v":"Benign (Sandy, Flat/Gentle Gradient)"},{"$f":"IF(Input!F63=\"[Select Value]\",\"\",Input!F63)","v":"Partially Accessible (Temporary Works, No Obstacles)"}]
[8,{"$f":"Input!F65","v":"[Enter Name]"},null,{"$f":"IF('Tidal Barrage 3'!$B$27<>\"\",IF('Tidal Barrage 3'!$B$27>300,'Location Database'!$H$30,(IF((AND('Tidal Barrage 3'!$B$27>=150,'Tidal Barrage 3'!$B$27<=300)),'Location Database'!$H$31,(IF((AND('Tidal Barrage 3'!$B$27>=100,'Tidal Barrage 3'!$B$27<=150)),'Location Database'!$H$32,IF((AND('Tidal Barrage 3'!$B$27>=50,'Tidal Barrage 3'!$B$27<=100)),'Location Database'!$H$33,(IF('Tidal Barrage 3'!$B$27<50,'Location Database'!$H$34,\"\")))))))),\"\")","v":""},{"$f":"IF(Input!F70=\"[Select Value]\",\"\",Input!F70)","v":""},"N/A",{"$f":"IF(Input!F71=\"[Select Value]\",\"\",Input!F71)","v":""},"N/A",{"$f":"IF((AND(Input!F67<>\"\",Input!F67<>\"[Enter Value]\")),(IF(Input!F67>12,'Location Database'!$D$62,(IF((AND(Input!F67>=9.01,Input!F67<=12)),'Location Database'!$D$63,(IF((AND(Input!F67>=5.01,Input!F67<=9)),'Location Database'!$D$64,IF((AND(Input!F67>=1.01,Input!F67<=5)),'Location Database'!$D$65,(IF(Input!F67<=1,'Location Database'!$D$66,\"N/A\"))))))))),\"\")","v":""},{"$f":"IF(Input!F72=\"[Select Value]\",\"\",Input!F72)","v":""},{"$f":"IF(Input!F73=\"[Select Value]\",\"\",Input!F73)","v":""}]
[9,{"$f":"Input!F75","v":"[Enter Name]"},null,{"$f":"IF('Tidal Barrage 4'!$B$27<>\"\",IF('Tidal Barrage 4'!$B$27>300,'Location Database'!$H$30,(IF((AND('Tidal Barrage 4'!$B$27>=150,'Tidal Barrage 4'!$B$27<=300)),'Location Database'!$H$31,(IF((AND('Tidal Barrage 4'!$B$27>=100,'Tidal Barrage 4'!$B$27<=150)),'Location Database'!$H$32,IF((AND('Tidal Barrage 4'!$B$27>=50,'Tidal Barrage 4'!$B$27<=100)),'Location Database'!$H$33,(IF('Tidal Barrage 4'!$B$27<50,'Location Database'!$H$34,\"\")))))))),\"\")","v":""},{"$f":"IF(Input!F80=\"[Select Value]\",\"\",Input!F80)","v":""},"N/A",{"$f":"IF(Input!F81=\"[Select Value]\",\"\",Input!F81)","v":""},"N/A",{"$f":"IF((AND(Input!F77<>\"\",Input!F77<>\"[Enter Value]\")),(IF(Input!F77>12,'Location Database'!$D$62,(IF((AND(Input!F77>=9.01,Input!F77<=12)),'Location Database'!$D$63,(IF((AND(Input!F77>=5.01,Input!F77<=9)),'Location Database'!$D$64,IF((AND(Input!F77>=1.01,Input!F77<=5)),'Location Database'!$D$65,(IF(Input!F77<=1,'Location Database'!$D$66,\"N/A\"))))))))),\"\")","v":""},{"$f":"IF(Input!F82=\"[Select Value]\",\"\",Input!F82)","v":""},{"$f":"IF(Input!F83=\"[Select Value]\",\"\",Input!F83)","v":""}]
[10,{"$f":"Input!F85","v":"[Enter Name]"},null,{"$f":"IF('Tidal Barrage 5'!$B$27<>\"\",IF('Tidal Barrage 5'!$B$27>300,'Location Database'!$H$30,(IF((AND('Tidal Barrage 5'!$B$27>=150,'Tidal Barrage 5'!$B$27<=300)),'Location Database'!$H$31,(IF((AND('Tidal Barrage 5'!$B$27>=100,'Tidal Barrage 5'!$B$27<=150)),'Location Database'!$H$32,IF((AND('Tidal Barrage 5'!$B$27>=50,'Tidal Barrage 5'!$B$27<=100)),'Location Database'!$H$33,(IF('Tidal Barrage 5'!$B$27<50,'Location Database'!$H$34,\"\")))))))),\"\")","v":""},{"$f":"IF(Input!F90=\"[Select Value]\",\"\",Input!F90)","v":""},"N/A",{"$f":"IF(Input!F91=\"[Select Value]\",\"\",Input!F91)","v":""},"N/A",{"$f":"IF((AND(Input!F87<>\"\",Input!F87<>\"[Enter Value]\")),(IF(Input!F87>12,'Location Database'!$D$62,(IF((AND(Input!F87>=9.01,Input!F87<=12)),'Location Database'!$D$63,(IF((AND(Input!F87>=5.01,Input!F87<=9)),'Location Database'!$D$64,IF((AND(Input!F87>=1.01,Input!F87<=5)),'Location Database'!$D$65,(IF(Input!F87<=1,'Location Database'!$D$66,\"N/A\"))))))))),\"\")","v":""},{"$f":"IF(Input!F92=\"[Select Value]\",\"\",Input!F92)","v":""},{"$f":"IF(Input!F93=\"[Select Value]\",\"\",Input!F93)","v":""}]
[11,{"$f":"Input!J45","v":"Portnahaven - Far"},"Wave",{"$f":"IF('Wave 1'!$B$12<>0,(IF('Wave 1'!$B$12>40,'Location Database'!$D$30,(IF((AND('Wave 1'!$B$12>20,'Wave 1'!$B$12<=40)),'Location Database'!$D$31,(IF((AND('Wave 1'!$B$12>10,'Wave 1'!$B$12<=20)),'Location Database'!$D$32,(IF((AND('Wave 1'!$B$12>5,'Wave 1'!$B$12<=10)),'Location Database'!$D$33,(IF('Wave 1'!$B$12<=5,'Location Database'!$D$34,\"\")))))))))),\"\")","v":"5-10 kW/m"},{"$f":"IF(Input!J49=\"[Select Value]\",\"\",Input!J49)","v":"5 km +"},{"$f":"IF(Input!J48<>\"[Enter Value]\",IF(Input!J48>4.5,'Location Database'!$D$42,(IF((AND(Input!J48>3.25,Input!J48<=4.5)),'Location Database'!$D$43,(IF((AND(Input!J48>2,Input!J48<=3.25)),'Location Database'!$D$44,IF((AND(Input!J48>0.75,Input!J48<=2)),'Location Database'!$D$45,(IF(Input!J48<=0.75,'Location Database'!$D$46,\"N/A\")))))))),\"\")","v":"2.01-3.25 m"},{"$f":"IF(Input!J50=\"[Select Value]\",\"\",Input!J50)","v":"> 20m"},"N/A","N/A",{"$f":"IF(Input!J51=\"[Select Value]\",\"\",Input!J51)","v":"Moderate (Sandy, Moderate Gradient)"},{"$f":"IF(Input!J52=\"[Select Value]\",\"\",Input!J52)","v":"Partially Accessible (Temporary Works, Obstacles)"}]
[12,{"$f":"Input!J55","v":"Portnahaven - Near"},null,{"$f":"IF('Wave 2'!$B$12<>0,(IF('Wave 2'!$B$12>40,'Location Database'!$D$30,(IF((AND('Wave 2'!$B$12>20,'Wave 2'!$B$12<=40)),'Location Database'!$D$31,(IF((AND('Wave 2'!$B$12>10,'Wave 2'!$B$12<=20)),'Location Database'!$D$32,(IF((AND('Wave 2'!$B$12>5,'Wave 2'!$B$12<=10)),'Location Database'!$D$33,(IF('Wave 2'!$B$12<=5,'Location Database'!$D$34,\"\")))))))))),\"\")","v":"5-10 kW/m"},{"$f":"IF(Input!J59=\"[Select Value]\",\"\",Input!J59)","v":"2-3 km"},{"$f":"IF(Input!J58<>\"[Enter Value]\",IF(Input!J58>4.5,'Location Database'!$D$42,(IF((AND(Input!J58>3.25,Input!J58<=4.5)),'Location Database'!$D$43,(IF((AND(Input!J58>2,Input!J58<=3.25)),'Location Database'!$D$44,IF((AND(Input!J58>0.75,Input!J58<=2)),'Location Database'!$D$45,(IF(Input!J58<=0.75,'Location Database'!$D$46,\"N/A\")))))))),\"\")","v":"0.75-2 m"},{"$f":"IF(Input!J60=\"[Select Value]\",\"\",Input!J60)","v":"> 20m"},"N/A","N/A",{"$f":"IF(Input!J61=\"[Select Value]\",\"\",Input!J61)","v":"Moderate (Rocky, Gentle Gradient)"},{"$f":"IF(Input!J62=\"[Select Value]\",\"\",Input!J62)","v":"Partially Accessible (Temporary Works, Obstacles)"}]
[13,{"$f":"Input!J65","v":"Mull of Oa"},null,{"$f":"IF('Wave 3'!$B$12<>0,(IF('Wave 3'!$B$12>40,'Location Database'!$D$30,(IF((AND('Wave 3'!$B$12>20,'Wave 3'!$B$12<=40)),'Location Database'!$D$31,(IF((AND('Wave 3'!$B$12>10,'Wave 3'!$B$12<=20)),'Location Database'!$D$32,(IF((AND('Wave 3'!$B$12>5,'Wave 3'!$B$12<=10)),'Location Database'!$D$33,(IF('Wave 3'!$B$12<=5,'Location Database'!$D$34,\"\")))))))))),\"\")","v":"5-10 kW/m"},{"$f":"IF(Input!J70=\"[Select Value]\",\"\",Input!J69)","v":"5 km +"},{"$f":"IF(Input!J68<>\"[Enter Value]\",IF(Input!J68>4.5,'Location Database'!$D$42,(IF((AND(Input!J68>3.25,Input!J68<=4.5)),'Location Database'!$D$43,(IF((AND(Input!J68>2,Input!J68<=3.25)),'Location Database'!$D$44,IF((AND(Input!J68>0.75,Input!J68<=2)),'Location Database'!$D$45,(IF(Input!J68<=0.75,'Location Database'!$D$46,\"N/A\")))))))),\"\")","v":"0.75-2 m"},{"$f":"IF(Input!J70=\"[Select Value]\",\"\",Input!J70)","v":"> 20m"},"N/A","N/A",{"$f":"IF(Input!J71=\"[Select Value]\",\"\",Input!J71)","v":"Moderate (Sandy, Moderate Gradient)"},{"$f":"IF(Input!J72=\"[Select Value]\",\"\",Input!J72)","v":"Partially Accessible (Temporary Works, Obstacles)"}]
[14,{"$f":"Input!J75","v":"[Enter Name]"},null,{"$f":"IF('Wave 4'!$B$12<>0,(IF('Wave 4'!$B$12>40,'Location Database'!$D$30,(IF((AND('Wave 4'!$B$12>20,'Wave 4'!$B$12<=40)),'Location Database'!$D$31,(IF((AND('Wave 4'!$B$12>10,'Wave 4'!$B$12<=20)),'Location Database'!$D$32,(IF((AND('Wave 4'!$B$12>5,'Wave 4'!$B$12<=10)),'Location Database'!$D$33,(IF('Wave 4'!$B$12<=5,'Location Database'!$D$34,\"\")))))))))),\"\")","v":""},{"$f":"IF(Input!J80=\"[Select Value]\",\"\",Input!J79)","v":""},{"$f":"IF(Input!J78<>\"[Enter Value]\",IF(Input!J78>4.5,'Location Database'!$D$42,(IF((AND(Input!J78>3.25,Input!J78<=4.5)),'Location Database'!$D$43,(IF((AND(Input!J78>2,Input!J78<=3.25)),'Location Database'!$D$44,IF((AND(Input!J78>0.75,Input!J78<=2)),'Location Database'!$D$45,(IF(Input!J78<=0.75,'Location Database'!$D$46,\"N/A\")))))))),\"\")","v":""},{"$f":"IF(Input!J80=\"[Select Value]\",\"\",Input!J80)","v":""},"N/A","N/A",{"$f":"IF(Input!J81=\"[Select Value]\",\"\",Input!J81)","v":""},{"$f":"IF(Input!J82=\"[Select Value]\",\"\",Input!J82)","v":""}]
[15,{"$f":"Input!J85","v":"[Enter Name]"},null,{"$f":"IF('Wave 5'!$B$12<>0,(IF('Wave 5'!$B$12>40,'Location Database'!$D$30,(IF((AND('Wave 5'!$B$12>20,'Wave 5'!$B$12<=40)),'Location Database'!$D$31,(IF((AND('Wave 5'!$B$12>10,'Wave 5'!$B$12<=20)),'Location Database'!$D$32,(IF((AND('Wave 5'!$B$12>5,'Wave 5'!$B$12<=10)),'Location Database'!$D$33,(IF('Wave 5'!$B$12<=5,'Location Database'!$D$34,\"\")))))))))),\"\")","v":""},{"$f":"IF(Input!J90=\"[Select Value]\",\"\",Input!J89)","v":""},{"$f":"IF(Input!J88<>\"[Enter Value]\",IF(Input!J88>4.5,'Location Database'!$D$42,(IF((AND(Input!J88>3.25,Input!J88<=4.5)),'Location Database'!$D$43,(IF((AND(Input!J88>2,Input!J88<=3.25)),'Location Database'!$D$44,IF((AND(Input!J88>0.75,Input!J88<=2)),'Location Database'!$D$45,(IF(Input!J88<=0.75,'Location Database'!$D$46,\"N/A\")))))))),\"\")","v":""},{"$f":"IF(Input!J90=\"[Select Value]\",\"\",Input!J90)","v":""},"N/A","N/A",{"$f":"IF(Input!J91=\"[Select Value]\",\"\",Input!J91)","v":""},{"$f":"IF(Input!J92=\"[Select Value]\",\"\",Input!J92)","v":""}]
[]
[]
["Judgement","Seabed Topography",null,"Numerical","Assessed Resource"]
[null,"Accessibility",null,null,"Proximity to Load"]
[null,"Site Type",null,null,"Wave Height"]
[null,null,null,null,"Average Water Depth"]
[null,null,null,null,"Flow Rate"]
[]
["Data  and Judgement Based Criteria",null,null,"Numerically Quantifiable Criteria"]
[null,"Weighting Factor Grades",null,null,"Weighting Factor Grades"]
["Seabed Topography",null,null,"Assessed Resource","Wave","Tidal Stream",null,"Tidal Barrage (Annual Energy)"]
["Benign (Sandy, Flat/Gentle Gradient)",5,null,">40 kW/m",5,"> 10 kW/sq.m",5,"300+ MWh",5]
["Moderate (Sandy, Moderate Gradient)",4,null,"20-40 kW/m",4,"5.01- 10 kW/sq.m",4,"150-300 MWh",4]
["Moderate (Rocky, Gentle Gradient)",3,null,"10-20 kW/m",3,"1.01- 5 kW/sq.m",3,"100-150 MWh",3]
["Moderate (Sandy, Steep Gradient)",2,null,"5-10 kW/m",2,"0.001 - 1 kW/sq.m",2,"50-100 MWh",2]
["Harsh (Rocky, Moderate/Steep Gradient)",1,null,"<5 kW/m",1,"< 0.001 kW/sq.m",1,"<50 MWh",1]
["Accessibility",null,null,"Proximity to Load (Shore)"]
["Fully Accessible (Exisiting Infrastructure for Transport)",5,null,"< 1 km",5]
["Partially Accessible (Temporary Works, No Obstacles)",4,null,"1-2 km",4]
["Partially Accessible (Temporary Works, Obstacles)",3,null,"2-3 km",3]
["Partially Accessible (Complex Temporary Works, Obstacles)",2,null,"3-5 km",2]
["Inaccessible (No Infrastructure, Extremely Difficult)",1,null,"5 km +",1]
["Site Type",null,null,"Wave Height"]
["Wave","-",null,"> 4.5 m",5]
["Tidal Stream ","-",null,"3.26-4.5 m",4]
["Tidal Barrage","-",null,"2.01-3.25 m",3]
[null,null,null,"0.75-2 m",2]
["Notes for Devices",null,null,"< 0.75 m",1]
["None (Fully Submerged)",null,null,"N/A",0]
["Slight (Far Offshore, Surface Piercing)",null,null,"Average Water Depth"]
["Moderate (Near Shore, Surface Piercing)",null,null,"5 - 10 m",5]
["Fully Visible (Shore Attached, Surface Piercing)",null,null,"10 -15 m",4]
["Intrusive (Shore Attached, Surface Piercing, Sensitive Area)",null,null,"15 - 20 m",3]
[null,null,null,"< 5 m",2]
[null,null,null,"> 20m",1]
[null,null,null,"Peak Flow Rate"]
[null,null,null,">4 m/s",5]
[null,null,null,"2.01-4 m/s",4]
[null,null,null,"1.01-2 m/s",3]
[null,null,null,"0.11-1 m/s",2]
[null,null,null,"<0.1 m/s",1]
[null,null,null,"N/A",0]
[null,null," ","Tidal Range"]
[null,null,null,">12 m",5]
[null,null,null,"9.01-12 m",4]
[null,null,null,"5.01-9 m",3]
[null,null,null,"1.01-5 m",2]
[null,null,null,"<1 m",1]
[null,null,null,"N/A",0]

{"sheet":"Storage Device Database","index":20,"n_rows":109,"n_cols":15,"rows_kept":109,"cut":false,"hidden":false,"merged":[[31,1,31,2],[25,1,25,2],[19,1,19,2],[1,1,2,1],[67,1,67,2],[61,1,61,2],[55,1,55,2],[49,1,49,2],[43,1,43,2],[37,1,37,2],[73,1,73,2],[103,1,103,2],[97,1,97,2],[91,1,91,2],[85,1,85,2],[79,1,79,2]]}
[]
[null,"Storage Type","Specific Energy (Wh/kg)","Specific Power (W/kg)","Energy Density (kWh/m^3)","Power Density ","Effiency (%)","Lifespan (Years)","Cycle Life (No. of Cycles)","Captial Energy Cost (US$/kWh)","Capital Power Cost (US$/kW)","Maturity","Self-Discharge Rate (%/Day)","Environmental Impact","Lifetime Energy Cost (US$/kWh)"]
[null,null,"(Wh/kg)","(W/kg)","(kWh/m^3)","(kW/m^3)","(%)","(Years)","(No.)","($/kWh)","($/kW)","(-)","(%/day)","(-)","($/kWh)"]
[null,"Zinc Silver",146.13,76.37,308.51,151.88,68.75,5,408.5,9795,3941000,"Very Mature/Fully Commercialsed",0.09,"Low",1959]
[null,"Nickel Iron",43.1,54.9,50,25.4,72.5,37,3875,962,12500,"Mature/Limited Development",0.8,"Low",26]
[null,"Zinc Manganese",137,17.2,386,49.3,73,5.0999999999999996,73.7,463,5008,"Very Mature/Fully Commercialsed",8.9999999999999993E-3,"Medium",90.784313725490208]
[null,"Solid Oxide",773,27.3,227,9.31,58.6,4.26,"NA",231.3,3130,"Proven/Commercialising","NA","Medium/Low",54.295774647887328]
[null,"Vanadium Redox",24.43,110.46,21.7,17.96,76.959999999999994,10.5,7759,448.1,2461,"Proven/Commercialising","NA","Medium/Low",42.676190476190477]
[null,"Lithium Ion",143.9,606,290,366.4,89.8,10.130000000000001,1018,1110,2325,"Mature/Commercialsed",0.158,"High/Medium",109.57551826258637]
[null,"Zinc Air",227,117,816.5,74.900000000000006,44.25,8.08,234,313,1533,"Mature/Commercialsed",7.0000000000000001E-3,"Low",38.737623762376238]
[null,"Pumped Hydro",0.87,0.05,1.07,0.05,76.59,49.2,29000,57.94,{"$f":"40000/0.78","v":51282.051282051281},"Very Mature/Fully Commercialsed",0,"High/Medium",1.1776422764227641]
[null,"Nickel Cadmium",45.3,222,"          ",89.5,69.8,13.6,2561,1132,867,"Very Mature/Fully Commercialsed",0.34,"High",83.235294117647058]
[null,"Compressed Air",28.5,16.13,3,3.03,68.3,30,16000,35.67,649.54999999999995,"Proven/Commercialising",0,"Medium/Low",1.1890000000000001]
[null,"Nickel Zinc",69.599999999999994,201,236,309,84.5,5.5,350,398,400,"Mature/Limited Development",0.79,"Low",72.36363636363636]
[null,"Lead Acid",29.8,195,59.6,123,76.900000000000006,8.33,1053,303,383,"Very Mature/Fully Commercialsed",0.33,"High",36.374549819927971]
[null,"RedT Flow Battery",null,null,null,null,null,25,null,null,null,null,null,"Medium/Low"]
[null,"EoS Zinc Air",null,null,51.9,4.5599999999999996,75,15,5000,160,null,null,null,"Low",10.666666666666666]
[]
[]
[null,"Captial Energy Cost (US$/kWh)"]
[null,"1 - 250",5]
[null,"251 - 500",4]
[null,"501 - 1000",3]
[null,"1001 - 1500",2]
[null,"1501+",1]
[null,"Capital Power Cost (US$/kW)"]
[null,"1 - 500",5]
[null,"501 - 1000",4]
[null,"1001 - 2500",3]
[null,"2501 - 6000",2]
[null,"6001+",1]
[null,"Lifetime Energy Cost (US$/kWh)"]
[null,"1 - 20",5]
[null,"21 - 40",4]
[null,"41 - 80 ",3]
[null,"81 - 120",2]
[null,"121+",1]
[null,"Specific Energy (Wh/kg)"]
[null,"301+",5]
[null,"201 - 300",4]
[null,"101 - 200",3]
[null,"36 - 100",2]
[null,"1 - 35",1]
[null,"Specific Power (W/kg)"]
[null,"301+",5]
[null,"201 - 300",4]
[null,"101 - 200",3]
[null,"21 - 100",2]
[null,"1 - 20",1]
[null,"Energy Density (kWh/m^3)"]
[null,"451+",5]
[null,"301 - 450",4]
[null,"151 - 300",3]
[null,"41 - 150",2]
[null,"0 - 40",1]
[null,"Power Density (kW/m^3)"]
[null,"201+",5]
[null,"101 - 200",4]
[null,"51 - 100",3]
[null,"11 - 50",2]
[null,"0 - 10",1]
[null,"Environmental Impact"]
[null,"Low/Very Low",5]
[null,"Medium/Low",4]
[null,"Medium",3]
[null,"High/Medium",2]
[null,"High",1]
[null,"Cycle Life (No. of Cycles)"]
[null,"15001+",5]
[null,"4001 - 15000",4]
[null,"2001 - 4000",3]
[null,"1001 - 2000",2]
[null,"1 - 1000",1]
[null,"Lifetime (Years)"]
[null,"30+",5]
[null,"10.1 - 29",4]
[null,"7.1 - 10",3]
[null,"4.6 - 7",2]
[null,"0 - 4.5",1]
[null,"Scalability (Range of kW)"]
[null,"1 - 10",5]
[null,"11 - 50",4]
[null,"51 - 100",3]
[null,"101 - 200",2]
[null,"200+",1]
[null,"Power Regulation"]
[null,"None Required",5]
[null,"-",4]
[null,"-",3]
[null,"-",2]
[null,"Reliant ",1]
[null,"Technical Maturity"]
[null,"Very Mature/Fully Commercialsed",5]
[null,"Mature/Commercialsed",4]
[null,"Mature/Limited Development",3]
[null,"Proven/Commercialising",2]
[null,"Proven/Developing",1]
[null,"Self-Discharge Rate (%/Day)"]
[null,"0 - 0.05",5]
[null,"0.051 - 0.100",4]
[null,"0.101 - 0.200",3]
[null,"0.201 - 0.400",2]
[null,"0.401+",1]
[null,"Efficiency (%)"]
[null,"81+",5]
[null,"71 - 80",4]
[null,"61 - 70",3]
[null,"51 - 60",2]
[null,"0 - 50",1]

{"sheet":"Wave Device Database","index":21,"n_rows":100,"n_cols":20,"rows_kept":100,"cut":false,"hidden":false,"merged":[[0,3,0,6],[88,1,88,2],[88,7,88,8],[94,1,94,2],[94,7,94,8],[70,1,70,2],[70,7,70,8],[76,1,76,2],[76,7,76,8],[82,7,82,8],[52,1,52,2],[52,7,52,8],[58,1,58,2],[58,7,58,8],[64,7,64,8],[46,1,46,2],[46,7,46,8],[22,1,22,2],[28,1,28,2],[40,1,40,2],[22,7,22,8],[28,7,28,8],[34,7,34,8],[40,7,40,8]]}
[]
["No.","Name","Type","Availability","Capital Cost per KW","Lifespan (Y) ","Rated Capacity (kW)","Distance from Shore","Visual Impact","Access Complexity","Capital Cost","Technology Readiness Level","Lifespan","Efficiency","Scale (kW)","Shore Connection","Planned Inspection/Maintenance Period","Primary Attachment","Installation Complexity","Maintenanc Complexity"]
[1,"Yam Pro Energy","Shore based",{"$f":"IF('Resource and Financial Summary'!$L$15=\"SW\",SUM('Wave Areas'!R116:S118)/'Wave Areas'!Z126,(IF('Resource and Financial Summary'!$L$15=\"W\",SUM('Wave Areas'!D133:E135)/'Wave Areas'!L143,(IF('Resource and Financial Summary'!$L$15=\"NW\",SUM('Wave Areas'!R134:S136)/'Wave Areas'!Z144,(IF('Resource and Financial Summary'!$B$73=\"N\",SUM('Wave Areas'!D79:E81/'Wave Areas'!L89,(IF('Resource and Financial Summary'!$L$15=\"NE\",SUM('Wave Areas'!R80:S82)/'Wave Areas'!Z90,(IF('Resource and Financial Summary'!$L$15=\"E\",SUM('Wave Areas'!D97:E99)/'Wave Areas'!L107,(IF('Resource and Financial Summary'!$L$15=\"SE\",SUM('Wave Areas'!R98:S100/'Wave Areas'!Z108,(IF('Resource and Financial Summary'!$L$15=\"S\",SUM('Wave Areas'!D115:E117)/'Wave Areas'!L125,\"\")))))))))))))))))","v":0.186},950,25,100,"Onshore","Fully Visible (Shore Attached, Surface Piercing)","Simple (Shore Mounted, Readily Accesssible)","£0-2000","Proven","Lifetime Warranty ","50%+","10-100","Shore Attached (No Seacable or Hydraulic Pipe)","< 1 month","Shore Attached","Simple (Simple Vessels)","Moderate (Community, Complex Training)"]
[2,"Wave El Buoy","Point Absorber",{"$f":"(IF('Resource and Financial Summary'!$L$15=\"SW\",SUM('Wave Areas'!R117:T120)/'Wave Areas'!Z126, (IF('Resource and Financial Summary'!$L$15=\"W\",SUM('Wave Areas'!D134:F137)/'Wave Areas'!L143,(IF('Resource and Financial Summary'!$L$15=\"NW\",SUM('Wave Areas'!R135:T138)/'Wave Areas'!Z144, (IF($B$73=\"N\",SUM('Wave Areas'!D80:F83)/'Wave Areas'!L89,(IF('Resource and Financial Summary'!$O$15=\"NE\",SUM('Wave Areas'!R81:T84)/'Wave Areas'!Z90,(IF('Resource and Financial Summary'!$L$15=\"E\",SUM('Wave Areas'!D98:F101)/'Wave Areas'!L107,(IF('Resource and Financial Summary'!$L$15=\"SE\",SUM('Wave Areas'!R99:T102)/'Wave Areas'!Z108,(IF('Resource and Financial Summary'!$L$15=\"S\",SUM('Wave Areas'!D116:F119)/'Wave Areas'!L125,0))))))))))))))))","v":0.26033333333333336},4333,25,150,"Far Offshore (101m+)","Moderate (Near Shore, Surface Piercing)","Moderate (Simple Vessels,Surface Work)","£4001-6000","Proven","Lifetime Warranty ","30-39%","251-500","Offshore, Deepwater (0.5km+ Seacable or Hydraulic Pipe)","7 -12 months","Floating/Moored","Slightly Complex (Specialised Vessels, ROVs)","Moderate (Community, Complex Training)"]
[3,"Rotary Wave","Attenuator ",{"$f":"(IF('Resource and Financial Summary'!$L$15=\"SW\",SUM('Wave Areas'!P117:S119)/'Wave Areas'!Z126, (IF('Resource and Financial Summary'!$L$15=\"W\",SUM('Wave Areas'!B134:E136)/'Wave Areas'!L143,(IF('Resource and Financial Summary'!$L$15=\"NW\",SUM('Wave Areas'!P135:S137)/'Wave Areas'!Z144, (IF($B$73=\"N\",SUM('Wave Areas'!B80:E82)/'Wave Areas'!L89,(IF('Resource and Financial Summary'!$O$15=\"NE\",SUM('Wave Areas'!P81:S83)/'Wave Areas'!Z90,(IF('Resource and Financial Summary'!$L$15=\"E\",SUM('Wave Areas'!B98:E100)/'Wave Areas'!L107,(IF('Resource and Financial Summary'!$L$15=\"SE\",SUM('Wave Areas'!P99:S101)/'Wave Areas'!Z108,(IF('Resource and Financial Summary'!$L$15=\"S\",SUM('Wave Areas'!B116:E118)/'Wave Areas'!L125,0))))))))))))))))","v":9.5666666666666664E-2},6487.9,20,200,"Offshore (41 - 100m)","Moderate (Near Shore, Surface Piercing)","Moderate (Simple Vessels,Surface Work)","£6001-8000","Prototype Proven","Lifetime Warranty ","50%+","101-250","Nearshore (<0.1km Seacable or Hydraulic Pipe)","< 1 month","Floating/Moored","Slighlty Simple (Simple Vessels, Light Subsea Work)","Moderate (Community, Complex Training)"]
[4,"Electric Buoy","Point Absorber",{"$f":"(IF('Resource and Financial Summary'!$L$15=\"SW\",SUM('Wave Areas'!P117:S119)/'Wave Areas'!Z126, (IF('Resource and Financial Summary'!$L$15=\"W\",SUM('Wave Areas'!B134:E136)/'Wave Areas'!L143,(IF('Resource and Financial Summary'!$L$15=\"NW\",SUM('Wave Areas'!P135:S137)/'Wave Areas'!Z144, (IF($B$73=\"N\",SUM('Wave Areas'!B80:E82)/'Wave Areas'!L89,(IF('Resource and Financial Summary'!$O$15=\"NE\",SUM('Wave Areas'!P81:S83)/'Wave Areas'!Z90,(IF('Resource and Financial Summary'!$L$15=\"E\",SUM('Wave Areas'!B98:E100)/'Wave Areas'!L107,(IF('Resource and Financial Summary'!$L$15=\"SE\",SUM('Wave Areas'!P99:S101)/'Wave Areas'!Z108,(IF('Resource and Financial Summary'!$L$15=\"S\",SUM('Wave Areas'!B116:E118)/'Wave Areas'!L125,0))))))))))))))))","v":9.5666666666666664E-2},1587.4,20,350000,"Far Offshore (101m+)","Fully Visible (Shore Attached, Surface Piercing)","Moderate (Simple Vessels,Surface Work)","£2001-4000","Prototype Development","Lifetime Warranty ","30-39%","1001+","Offshore, Deepwater (0.5km+ Seacable or Hydraulic Pipe)","< 1 month","Floating/Moored","Slightly Complex (Specialised Vessels, ROVs)","More Complex (External, Additional Equipment)"]
[5,"Wave Dragon","Overtopping/Terminator Device",null,null,25,200,"Far nearshore (21 - 40m)","Moderate (Near Shore, Surface Piercing)","Moderate (Simple Vessels,Surface Work)",null,"Proven","20+ years","50%+","501-1000","Nearshore , Shallow (0.1 - 0.5km Seacable or Hydraulic Pipe)",null,"Floating/Moored","Slighlty Simple (Simple Vessels, Light Subsea Work)"]
[6,"Limpet","Oscillating Water Column",null,null,null,200,"Onshore","Intrusive (Shore Attached, Surface Piercing, Sensitive Area)","Simple (Shore Mounted, Readily Accesssible)",null,"Proven",null,"0-19%","101-250","Shore Attached (No Seacable or Hydraulic Pipe)",null,"Shore Attached","Simple (Simple Vessels)"]
[]
[]
[]
[]
[null,"Types of Device"]
[null,"Attenuator ","-"]
[null,"Point Absorber","-"]
[null,"Oscillating Wave Surge Converter","-"]
[null,"Oscillating Water Column","-"]
[null,"Overtopping/Terminator Device","-"]
[null,"Submerged Pressure Differential","-"]
[null,"Bulge Wave","-"]
[null,"Rotating Mass","-"]
[null,"Shore Based","-"]
[null,"Distance from Shore"]
[null,"Onshore",5]
[null,"Nearshore (5 - 20m)",4]
[null,"Far nearshore (21 - 40m)",3]
[null,"Offshore (41 - 100m)",2]
[null,"Far Offshore (101m+)",1]
[null,"Visual Impact"]
[null,"None (Fully Submerged)",5]
[null,"Slight (Far Offshore, Surface Piercing)",4]
[null,"Moderate (Near Shore, Surface Piercing)",3]
[null,"Fully Visible (Shore Attached, Surface Piercing)",2]
[null,"Intrusive (Shore Attached, Surface Piercing, Sensitive Area)",1]
[null,"Access Complexity"]
[null,"Simple (Shore Mounted, Readily Accesssible)",5]
[null,"Slighlty Simple  (Simple Vessels, Visual Inspection)",4]
[null,"Moderate (Simple Vessels,Surface Work)",3]
[null,"Slightly Complex (Specialised Vessels, ROVs)",2]
[null,"More Complex ( Specialised Vessels, Divers, ROVs)",1]
[null,"Capital Cost per kW"]
[null,"£0-2000",5]
[null,"£2001-4000",4]
[null,"£4001-6000",3]
[null,"£6001-8000",2]
[null,"£8001+",1]
[null,"Technology Readiness Level"]
[null,"Proven",5]
[null,"Prototype Proven",4]
[null,"Prototype Testing",3]
[null,"Component Testing, Fully Feasible",2]
[null,"Prototype Development",1]
[null,"Lifespan"]
[null,"Lifetime Warranty ",5]
[null,"20+ years",4]
[null,"16-20 years",3]
[null,"11-15 years",2]
[null,"1-10 years",1]
[null,"Efficiency"]
[null,"50%+",5]
[null,"40-49%",4]
[null,"30-39%",3]
[null,"20-29%",2]
[null,"0-19%",1]
[null,"Scale (kW)"]
[null,"10-100",{"$f":"IF(Input!$B$19=\"Yes\",1,5)","v":1}]
[null,"101-250",{"$f":"IF(Input!$B$19=\"Yes\",C66+1,C66-1)","v":2}]
[null,"251-500",{"$f":"IF(Input!$B$19=\"Yes\",C67+1,C67-1)","v":3}]
[null,"501-1000",{"$f":"IF(Input!$B$19=\"Yes\",C68+1,C68-1)","v":4}]
[null,"1001+",{"$f":"IF(Input!$B$19=\"Yes\",C69+1,C69-1)","v":5}]
[null,"Shore Connection"]
[null,"Shore Attached (No Seacable or Hydraulic Pipe)",5]
[null,"Nearshore (Hydraulic PTO Buried) ",4]
[null,"Nearshore (<0.1km Seacable or Hydraulic Pipe)",3]
[null,"Nearshore , Shallow (0.1 - 0.5km Seacable or Hydraulic Pipe)",2]
[null,"Offshore, Deepwater (0.5km+ Seacable or Hydraulic Pipe)",1]
[null,"Planned Inspection/Maintenance Period"]
[null,"18+ months",5]
[null,"13-18 months",4]
[null,"7 -12 months",3]
[null,"1-6 months",2]
[null,"< 1 month",1]
[null,"Primary Attachment"]
[null,"Shore Attached",5]
[null,"Floating/Moored",4]
[null,"Gravity based",3]
[null,"Seabed Mounted",2]
[null,"Other/Novel",1]
[null,"Installation Complexity"]
[null,"Simple (Simple Vessels)",5]
[null,"Slighlty Simple (Simple Vessels, Light Subsea Work)",4]
[null,"Moderate (Specialised Vessels)",3]
[null,"Slightly Complex (Specialised Vessels, ROVs)",2]
[null,"More Complex (Specialised Vessels, Divers, ROVs)",1]
[null,"Maintenance Complexity"]
[null,"Simple (Community, Minimal Training)",5]
[null,"Slighlty Simple (Community, Moderate Training)",4]
[null,"Moderate (Community, Complex Training)",3]
[null,"Slightly Complex (External)",2]
[null,"More Complex (External, Additional Equipment)",1]

{"sheet":"Wave Areas","index":22,"n_rows":144,"n_cols":45,"rows_kept":144,"cut":false,"hidden":false,"merged":[[89,14,89,24],[93,14,93,25],[94,14,94,25],[107,14,107,24],[111,14,111,25],[143,14,143,24],[92,0,92,11],[93,0,93,11],[106,0,106,10],[110,0,110,11],[111,0,111,11],[124,0,124,10],[128,0,128,11],[129,0,129,11],[142,0,142,10],[112,14,112,25],[125,14,125,24],[129,14,129,25],[130,14,130,25],[44,0,44,10],[88,0,88,10],[52,26,52,37],[53,26,53,37],[66,26,66,36],[52,0,52,11],[53,0,53,11],[66,0,66,10],[52,13,52,24],[53,13,53,24],[66,13,66,23],[75,14,75,25],[76,14,76,25],[30,26,30,37],[31,26,31,37],[44,26,44,36],[75,0,75,11],[7,26,7,37],[8,26,8,37],[21,26,21,36],[7,13,7,24],[8,13,8,24],[21,13,21,23],[74,0,74,11],[7,0,7,11],[8,0,8,11],[21,0,21,10],[30,0,30,11],[31,0,31,11]]}
["Global Wave Statistics"]
[]
["Area","North Sea, Area 10"]
[]
["North West",0.1255,null,null,null,null,null,null,null,null,null,null,null,"North",0.88100000000000001,null,null,null,null,null,null,null,null,null,null,null,"North East",0.64400000000000002]
[]
[]
["North Sea Area 9",null,null,null,null,null,null,null,null,null,null,null,null,"North Sea Area 9",null,null,null,null,null,null,null,null,null,null,null,null,"North Sea Area 9"]
["Number of Occurences",null,null,null,null,null,null,null,null,null,null,null,null,"Number of Occurences",null,null,null,null,null,null,null,null,null,null,null,null,"Number of Occurences"]
["Hs                      T",3.5,4.5,5.5,6.5,7.5,8.5,9.5,10.5,11.5,12.5,13.5,null,"Hs                      T",3.5,4.5,5.5,6.5,7.5,8.5,9.5,10.5,11.5,12.5,13.5,null,"Hs                      T",3.5,4.5,5.5,6.5,7.5,8.5,9.5,10.5,11.5,12.5,13.5]
[0.5,0,4,22,33,21,7,1,0,null,0,0,null,0.5,0,8,30,37,20,6,1,0,0,0,0,null,0.5,2,20,51,49,23,6,1,0,0,0,0]
[1.5,0,1,17,66,85,52,18,4,1,0,0,null,1.5,0,2,29,86,91,49,16,4,1,0,0,null,1.5,0,7,52,104,89,42,13,3,1,0,0]
[2.5,0,0,6,38,78,71,36,12,3,1,0,null,2.5,0,0,11,51,84,67,31,10,2,1,0,null,2.5,0,2,21,68,80,52,22,7,2,0,0]
[3.5,0,0,2,17,46,55,35,14,4,1,0,null,3.5,0,0,3,22,50,50,30,12,4,1,0,null,3.5,0,0,7,29,46,37,19,7,2,0,0]
[4.5,0,0,1,7,23,34,26,13,4,1,0,null,4.5,0,0,1,8,23,29,21,10,3,1,0,null,4.5,0,0,2,11,21,21,12,5,2,0,0]
[5.5,0,0,0,2,11,18,16,9,4,1,0,null,5.5,0,0,0,3,10,15,12,6,3,1,0,null,5.5,0,0,1,4,9,10,7,3,1,0,0]
[6.5,0,0,0,1,5,9,10,6,3,1,0,null,6.5,0,0,0,1,4,7,6,4,2,1,0,null,6.5,0,0,0,1,4,4,3,2,1,0,0,null,null,null,null,null,null,{"$f":"VLOOKUP((MAX('Decision Matrices'!$B$86:$B$89)),'Decision Matrices'!$B$86:$C$89,2,FALSE)","v":"Yam Pro Energy"}]
[7.5,0,0,0,0,2,5,5,4,2,1,0,null,7.5,0,0,0,0,2,3,3,2,1,0,0,null,7.5,0,0,0,1,1,2,2,1,0,0,0]
[8.5,0,0,0,0,1,2,3,2,1,0,0,null,8.5,0,0,0,0,1,1,2,1,1,0,0,null,8.5,0,0,0,0,1,1,1,1,0,0,0]
[9.5,0,0,0,0,1,2,2,2,1,0,0,null,9.5,0,0,0,0,0,1,1,1,0,0,0,null,9.5,0,0,0,0,0,0,1,0,0,0,0]
[10.5,0,0,0,0,0,2,2,3,1,0,0,null,10.5,0,0,0,0,0,0,0,0,0,0,0,null,10.5,0,0,0,0,0,0,0,0,0,0,0]
["Total Occurences",null,null,null,null,null,null,null,null,null,null,{"$f":"SUM(B11:L21)","v":1000},null,"Total Occurences",null,null,null,null,null,null,null,null,null,null,{"$f":"SUM(O11:Y21)","v":1000},null,"Total Occurences",null,null,null,null,null,null,null,null,null,null,{"$f":"SUM(AB11:AL21)","v":1000}]
[null,{"$f":"SUM(B11:B21)","v":0},5,48,164,273,257,154,69,24,6,null,null,null,{"$f":"SUM(O11:O21)","v":0},10,74,208,285,228,123,50,17,5,null,null,null,{"$f":"SUM(AB11:AB21)","v":2},29,134,267,274,175,81,29,9,0]
[]
[]
[]
[]
["West",0.2046,null,null,null,null,null,null,null,null,null,null,null,null,null,null,null,null,null,null,null,null,null,null,null,null,"East",0.754]
[]
[]
["North Sea Area 9",null,null,null,null,null,null,null,null,null,null,null,null,null,null,null,null,null,null,null,null,null,null,null,null,null,"North Sea Area 9"]
["Number of Occurences",null,null,null,null,null,null,null,null,null,null,null,null,null,null,null,null,null,null,null,null,null,null,null,null,null,"Number of Occurences"]
["Hs                      T",3.5,4.5,5.5,6.5,7.5,8.5,9.5,10.5,11.5,12.5,13.5,null,null,null,null,null,null,null,null,null,null,null,null,null,null,"Hs                      T",3.5,4.5,5.5,6.5,7.5,8.5,9.5,10.5,11.5,12.5,13.5]
[0.5,0,2,16,31,23,8,2,0,0,0,0,null,null,null,null,null,null,null,null,null,null,null,null,null,null,0.5,7,51,82,52,17,4,1,0,0,0,0]
[1.5,0,0,10,51,80,54,20,5,1,0,0,null,null,null,null,null,null,null,null,null,null,null,null,null,null,1.5,1,23,92,112,64,21,5,1,0,0,0]
[2.5,0,0,3,27,70,72,38,13,3,1,0,null,null,null,null,null,null,null,null,null,null,null,null,null,null,2.5,0,7,44,79,60,27,8,2,0,0,0]
[3.5,0,0,1,12,42,57,40,17,5,1,0,null,null,null,null,null,null,null,null,null,null,null,null,null,null,3.5,0,2,17,39,38,20,7,2,0,0,0]
[4.5,0,0,0,5,22,37,31,16,5,1,0,null,null,null,null,null,null,null,null,null,null,null,null,null,null,4.5,0,1,6,17,20,12,5,2,0,0,0]
[5.5,0,0,0,2,11,21,21,12,5,1,0,null,null,null,null,null,null,null,null,null,null,null,null,null,null,5.5,0,0,2,7,9,6,3,1,0,0,0]
[6.5,0,0,0,1,5,12,13,9,4,1,0,null,null,null,null,null,null,null,null,null,null,null,null,null,null,6.5,0,0,1,3,4,3,2,1,0,0,0]
[7.5,0,0,0,0,2,6,8,6,3,1,0,null,null,null,null,null,null,null,null,null,null,null,null,null,null,7.5,0,0,0,1,2,2,1,0,0,0,0]
[8.5,0,0,0,0,1,3,4,4,2,1,0,null,null,null,null,null,null,null,null,null,null,null,null,null,null,8.5,0,0,0,1,1,1,1,0,0,0,0]
[9.5,0,0,0,0,1,2,3,2,1,1,0,null,null,null,null,null,null,null,null,null,null,null,null,null,null,9.5,0,0,0,0,0,0,0,0,0,0,0]
[10.5,0,0,0,0,0,2,3,3,1,0,0,null,null,null,null,null,null,null,null,null,null,null,null,null,null,10.5,0,0,0,0,0,0,0,0,0,0,0]
["Total Occurences",null,null,null,null,null,null,null,null,null,null,{"$f":"SUM(B34:L44)","v":1000},null,null,null,null,null,null,null,null,null,null,null,null,null,null,"Total Occurences",null,null,null,null,null,null,null,null,null,null,{"$f":"SUM(AB34:AL44)","v":1000}]
[null,{"$f":"SUM(B34:B44)","v":0},2,30,129,257,274,183,87,30,8,null,null,null,null,null,null,null,null,null,null,null,null,null,null,null,null,{"$f":"SUM(AB34:AB44)","v":8},84,244,311,215,96,33,9,0,0]
[]
[]
["South West",null,0.16950000000000001,null,null,null,null,null,null,null,null,null,null,"South ",0.16200000000000001,null,null,null,null,null,null,null,null,null,null,null,"South East",0.90900000000000003]
[]
[]
[]
["North Sea Area 9",null,null,null,null,null,null,null,null,null,null,null,null,"North Sea Area 9",null,null,null,null,null,null,null,null,null,null,null,null,"North Sea Area 9"]
["Number of Occurences",null,null,null,null,null,null,null,null,null,null,null,null,"Number of Occurences",null,null,null,null,null,null,null,null,null,null,null,null,"Number of Occurences"]
["Hs                      T",3.5,4.5,5.5,6.5,7.5,8.5,9.5,10.5,11.5,12.5,13.5,null,"Hs                      T",3.5,4.5,5.5,6.5,7.5,8.5,9.5,10.5,11.5,12.5,13.5,null,"Hs                      T",3.5,4.5,5.5,6.5,7.5,8.5,9.5,10.5,11.5,12.5,13.5]
[0.5,0,7,30,39,22,7,1,0,0,0,0,null,0.5,1,19,51,47,20,5,1,0,0,0,0,null,0.5,4,39,73,49,17,4,1,0,0,0,0]
[1.5,0,2,24,76,87,48,16,4,1,0,0,null,1.5,0,6,47,98,80,34,10,2,0,0,0,null,1.5,0,17,83,113,68,23,5,1,0,0,0]
[2.5,0,0,9,46,81,65,30,9,2,1,0,null,2.5,0,2,21,67,80,49,18,5,2,0,0,null,2.5,0,5,38,78,66,30,9,2,0,0,0]
[3.5,0,0,3,21,49,51,30,11,3,1,0,null,3.5,0,0,8,34,52,39,18,6,1,1,0,null,3.5,0,1,15,40,42,24,9,2,1,0,0]
[4.5,0,0,1,9,25,32,22,10,3,1,1,null,4.5,0,0,3,15,27,24,13,5,1,1,0,null,4.5,0,1,6,18,23,15,6,2,0,0,0]
[5.5,0,0,0,3,12,17,14,7,3,1,0,null,5.5,0,0,1,6,13,13,8,4,1,0,0,null,5.5,0,0,2,8,11,9,4,1,0,0,0]
[6.5,0,0,0,1,5,9,9,5,2,1,0,null,6.5,0,0,0,2,6,7,4,2,1,0,0,null,6.5,0,0,1,3,6,5,2,1,0,0,0]
[7.5,0,0,0,1,2,4,4,3,1,0,0,null,7.5,0,0,0,1,3,3,2,1,0,0,0,null,7.5,0,0,0,2,3,3,1,1,0,0,0]
[8.5,0,0,0,0,1,2,2,2,1,0,0,null,8.5,0,0,0,0,1,2,1,1,0,0,0,null,8.5,0,0,0,1,1,1,1,0,0,0,0]
[9.5,0,0,0,0,1,1,1,1,1,0,0,null,9.5,0,0,0,0,1,1,1,0,0,0,0,null,9.5,0,0,0,0,1,1,1,0,0,0,0]
[10.5,0,0,0,0,0,1,1,1,0,0,0,null,10.5,0,0,0,0,0,1,0,0,0,0,0,null,10.5,0,0,0,0,0,0,0,0,0,0,0]
["Total Occurences",null,null,null,null,null,null,null,null,null,null,{"$f":"SUM(B56:L66)","v":1000},null,"Total Occurences",null,null,null,null,null,null,null,null,null,null,{"$f":"SUM(O56:Y66)","v":1000},null,"Total Occurences",null,null,null,null,null,null,null,null,null,null,{"$f":"SUM(AB56:AL66)","v":1000}]
[null,{"$f":"SUM(B56:B66)","v":0},9,67,196,285,237,130,53,17,5,null,null,null,{"$f":"SUM(O56:O66)","v":1},27,131,270,283,178,76,26,6,2,null,null,null,{"$f":"SUM(AB56:AB66)","v":4},63,218,312,238,115,39,10,1,0]
[]
[]
["Combinations"]
[]
["Quadrant ","N"]
[null,null,null,null,null,null,null,null,null,null,null,null,null,null,"Quadrant ","NE"]
["North Sea Area 9"]
["Number of Occurences",null,null,null,null,null,null,null,null,null,null,null,null,null,"North Sea Area 9"]
["Hs                      T",3.5,4.5,5.5,6.5,7.5,8.5,9.5,10.5,11.5,12.5,13.5,"Availability",null,"Number of Occurences"]
[0.5,{"$f":"IF($B$73=\"SW\",SUM(B34,B56,O56), (IF($B$73=\"W\",SUM(B56,B34,B11),(IF($B$73=\"NW\",SUM(B34,B11,O11), (IF($B$73=\"N\",SUM(B11,O11,AB11),(IF($B$73=\"NE\",SUM(O11,AB11,AB34),(IF($B$73=\"E\",SUM(AB11,AB34,AB56),(IF($B$73=\"SE\",SUM(AB34,AB56,O56),(IF($B$73=\"S\",SUM(AB56,O56,B56),0)))))))))))))))","v":2},{"$f":"IF($B$73=\"SW\",SUM(C34,C56,P56), (IF($B$73=\"W\",SUM(C56,C34,C11),(IF($B$73=\"NW\",SUM(C34,C11,P11), (IF($B$73=\"N\",SUM(C11,P11,AC11),(IF($B$73=\"NE\",SUM(P11,AC11,AC34),(IF($B$73=\"E\",SUM(AC11,AC34,AC56),(IF($B$73=\"SE\",SUM(AC34,AC56,P56),(IF($B$73=\"S\",SUM(AC56,P56,C56),0)))))))))))))))","v":32},103,119,64,19,3,0,0,0,0,{"$f":"(SUM(B78:L78))/L89","v":0.114},null,"Hs                      T",3.5,4.5,5.5,6.5,7.5,8.5,9.5,10.5,11.5,12.5,13.5,"Availability"]
[1.5,{"$f":"IF($B$73=\"SW\",SUM(B35,B57,O57), (IF($B$73=\"W\",SUM(B57,B35,B12),(IF($B$73=\"NW\",SUM(B35,B12,O12), (IF($B$73=\"N\",SUM(B12,O12,AB12),(IF($B$73=\"NE\",SUM(O12,AB12,AB35),(IF($B$73=\"E\",SUM(AB12,AB35,AB57),(IF($B$73=\"SE\",SUM(AB35,AB57,O57),(IF($B$73=\"S\",SUM(AB57,O57,B57),0)))))))))))))))","v":0},10,98,256,265,143,47,11,3,0,0,{"$f":"(SUM(B79:L79))/L89","v":0.27766666666666667},null,0.5,{"$f":"IF($P$74=\"SW\",SUM(B34,B56,O56), (IF($P$74=\"W\",SUM(B56,B34,B11),(IF($P$74=\"NW\",SUM(B34,B11,O11), (IF($P$74=\"N\",SUM(B11,O11,AB11),(IF($P$74=\"NE\",SUM(O11,AB11,AB34),(IF($P$74=\"E\",SUM(AB11,AB34,AB56),(IF($P$74=\"SE\",SUM(AB34,AB56,O56),(IF($P$74=\"S\",SUM(AB56,O56,B56),0)))))))))))))))","v":9},{"$f":"IF($P$74=\"SW\",SUM(C34,C56,P56), (IF($P$74=\"W\",SUM(C56,C34,C11),(IF($P$74=\"NW\",SUM(C34,C11,P11), (IF($P$74=\"N\",SUM(C11,P11,AC11),(IF($P$74=\"NE\",SUM(P11,AC11,AC34),(IF($P$74=\"E\",SUM(AC11,AC34,AC56),(IF($P$74=\"SE\",SUM(AC34,AC56,P56),(IF($P$74=\"S\",SUM(AC56,P56,C56),0)))))))))))))))","v":79},{"$f":"IF($P$74=\"SW\",SUM(D34,D56,Q56), (IF($P$74=\"W\",SUM(D56,D34,D11),(IF($P$74=\"NW\",SUM(D34,D11,Q11), (IF($P$74=\"N\",SUM(D11,Q11,AD11),(IF($P$74=\"NE\",SUM(Q11,AD11,AD34),(IF($P$74=\"E\",SUM(AD11,AD34,AD56),(IF($P$74=\"SE\",SUM(AD34,AD56,Q56),(IF($P$74=\"S\",SUM(AD56,Q56,D56),0)))))))))))))))","v":163},{"$f":"IF($P$74=\"SW\",SUM(E34,E56,R56), (IF($P$74=\"W\",SUM(E56,E34,E11),(IF($P$74=\"NW\",SUM(E34,E11,R11), (IF($P$74=\"N\",SUM(E11,R11,AE11),(IF($P$74=\"NE\",SUM(R11,AE11,AE34),(IF($P$74=\"E\",SUM(AE11,AE34,AE56),(IF($P$74=\"SE\",SUM(AE34,AE56,R56),(IF($P$74=\"S\",SUM(AE56,R56,E56),0)))))))))))))))","v":138},{"$f":"IF($P$74=\"SW\",SUM(F34,F56,S56), (IF($P$74=\"W\",SUM(F56,F34,F11),(IF($P$74=\"NW\",SUM(F34,F11,S11), (IF($P$74=\"N\",SUM(F11,S11,AF11),(IF($P$74=\"NE\",SUM(S11,AF11,AF34),(IF($P$74=\"E\",SUM(AF11,AF34,AF56),(IF($P$74=\"SE\",SUM(AF34,AF56,S56),(IF($P$74=\"S\",SUM(AF56,S56,F56),0)))))))))))))))","v":60},{"$f":"IF($P$74=\"SW\",SUM(G34,G56,T56), (IF($P$74=\"W\",SUM(G56,G34,G11),(IF($P$74=\"NW\",SUM(G34,G11,T11), (IF($P$74=\"N\",SUM(G11,T11,AG11),(IF($P$74=\"NE\",SUM(T11,AG11,AG34),(IF($P$74=\"E\",SUM(AG11,AG34,AG56),(IF($P$74=\"SE\",SUM(AG34,AG56,T56),(IF($P$74=\"S\",SUM(AG56,T56,G56),0)))))))))))))))","v":16},{"$f":"IF($P$74=\"SW\",SUM(H34,H56,U56), (IF($P$74=\"W\",SUM(H56,H34,H11),(IF($P$74=\"NW\",SUM(H34,H11,U11), (IF($P$74=\"N\",SUM(H11,U11,AH11),(IF($P$74=\"NE\",SUM(U11,AH11,AH34),(IF($P$74=\"E\",SUM(AH11,AH34,AH56),(IF($P$74=\"SE\",SUM(AH34,AH56,U56),(IF($P$74=\"S\",SUM(AH56,U56,H56),0)))))))))))))))","v":3},{"$f":"IF($P$74=\"SW\",SUM(I34,I56,V56), (IF($P$74=\"W\",SUM(I56,I34,I11),(IF($P$74=\"NW\",SUM(I34,I11,V11), (IF($P$74=\"N\",SUM(I11,V11,AI11),(IF($P$74=\"NE\",SUM(V11,AI11,AI34),(IF($P$74=\"E\",SUM(AI11,AI34,AI56),(IF($P$74=\"SE\",SUM(AI34,AI56,V56),(IF($P$74=\"S\",SUM(AI56,V56,I56),0)))))))))))))))","v":0},{"$f":"IF($P$74=\"SW\",SUM(J34,J56,W56), (IF($P$74=\"W\",SUM(J56,J34,J11),(IF($P$74=\"NW\",SUM(J34,J11,W11), (IF($P$74=\"N\",SUM(J11,W11,AJ11),(IF($P$74=\"NE\",SUM(W11,AJ11,AJ34),(IF($P$74=\"E\",SUM(AJ11,AJ34,AJ56),(IF($P$74=\"SE\",SUM(AJ34,AJ56,W56),(IF($P$74=\"S\",SUM(AJ56,W56,J56),0)))))))))))))))","v":0},{"$f":"IF($P$74=\"SW\",SUM(K34,K56,X56), (IF($P$74=\"W\",SUM(K56,K34,K11),(IF($P$74=\"NW\",SUM(K34,K11,X11), (IF($P$74=\"N\",SUM(K11,X11,AK11),(IF($P$74=\"NE\",SUM(X11,AK11,AK34),(IF($P$74=\"E\",SUM(AK11,AK34,AK56),(IF($P$74=\"SE\",SUM(AK34,AK56,X56),(IF($P$74=\"S\",SUM(AK56,X56,K56),0)))))))))))))))","v":0},{"$f":"IF($P$74=\"SW\",SUM(L34,L56,Y56), (IF($P$74=\"W\",SUM(L56,L34,L11),(IF($P$74=\"NW\",SUM(L34,L11,Y11), (IF($P$74=\"N\",SUM(L11,Y11,AL11),(IF($P$74=\"NE\",SUM(Y11,AL11,AL34),(IF($P$74=\"E\",SUM(AL11,AL34,AL56),(IF($P$74=\"SE\",SUM(AL34,AL56,Y56),(IF($P$74=\"S\",SUM(AL56,Y56,L56),0)))))))))))))))","v":0},{"$f":"(SUM(P79:Z79))/Z90","v":0.156}]
[2.5,0,2,38,157,242,190,89,29,7,2,0,{"$f":"(SUM(B80:L80))/L89","v":0.252},null,1.5,1,32,173,302,244,112,34,8,2,0,0,{"$f":"(SUM(P80:Z80))/Z90","v":0.30266666666666664}]
[3.5,0,0,12,68,142,142,84,33,10,2,0,{"$f":"(SUM(B81:L81))/L89","v":0.16433333333333333},null,2.5,0,9,76,198,224,146,61,19,4,1,0,{"$f":"(SUM(P81:Z81))/Z90","v":0.246}]
[4.5,0,0,4,26,67,84,59,28,9,2,0,{"$f":"(SUM(B82:L82))/L89","v":9.2999999999999999E-2},null,3.5,0,2,27,90,134,107,56,21,6,1,0,{"$f":"(SUM(P82:Z82))/Z90","v":0.14799999999999999}]
[5.5,0,0,1,9,30,43,35,18,8,2,0,{"$f":"(SUM(B83:L83))/L89","v":4.8666666666666664E-2},null,4.5,0,1,9,36,64,62,38,17,5,1,0,{"$f":"(SUM(P83:Z83))/Z90","v":7.7666666666666662E-2}]
[6.5,0,0,0,3,13,20,19,12,6,2,0,{"$f":"(SUM(B84:L84))/L89","v":2.5000000000000001E-2},null,5.5,0,0,3,14,28,31,22,10,4,1,0,{"$f":"(SUM(P84:Z84))/Z90","v":3.7666666666666668E-2}]
[7.5,0,0,0,1,5,10,10,7,3,1,0,{"$f":"(SUM(B85:L85))/L89","v":1.2333333333333333E-2},null,6.5,0,0,1,5,12,14,11,7,3,1,0,{"$f":"(SUM(P85:Z85))/Z90","v":1.7999999999999999E-2}]
[8.5,0,0,0,0,3,4,6,4,2,0,0,{"$f":"(SUM(B86:L86))/L89","v":6.3333333333333332E-3},null,7.5,0,0,0,2,5,7,6,3,1,0,0,{"$f":"(SUM(P86:Z86))/Z90","v":8.0000000000000002E-3}]
[9.5,0,0,0,0,1,3,4,3,1,0,0,{"$f":"(SUM(B87:L87))/L89","v":4.0000000000000001E-3},null,8.5,0,0,0,1,3,3,4,2,1,0,0,{"$f":"(SUM(P87:Z87))/Z90","v":4.6666666666666671E-3}]
[10.5,0,0,0,0,0,2,2,3,1,0,0,{"$f":"(SUM(B88:L88))/L89","v":2.6666666666666666E-3},null,9.5,0,0,0,0,0,1,2,1,0,0,0,{"$f":"(SUM(P88:Z88))/Z90","v":1.3333333333333333E-3}]
["Total Occurences",null,null,null,null,null,null,null,null,null,null,{"$f":"SUM(B78:L88)","v":3000},{"$f":"SUM(M78:M88)","v":0.99999999999999989},null,10.5,0,0,0,0,0,0,0,0,0,0,0,{"$f":"(SUM(P89:Z89))/Z90","v":0}]
[null,null,null,null,null,null,null,null,null,null,null,null,null,null,"Total Occurences",null,null,null,null,null,null,null,null,null,null,{"$f":"SUM(P79:Z89)","v":3000},{"$f":"SUM(AA79:AA89)","v":1}]
["Quadrant ","E"]
[null,null,null,null,null,null,null,null,null,null,null,null,null,null,"Quadrant ","SE"]
["North Sea Area 9"]
["Number of Occurences",null,null,null,null,null,null,null,null,null,null,null,null,null,"North Sea Area 9"]
["Hs                      T",3.5,4.5,5.5,6.5,7.5,8.5,9.5,10.5,11.5,12.5,13.5,"Availability",null,"Number of Occurences"]
[0.5,{"$f":"IF($B$91=\"SW\",SUM(B34,B56,O56), (IF($B$91=\"W\",SUM(B56,B34,B11),(IF($B$91=\"NW\",SUM(B34,B11,O11), (IF($B$91=\"N\",SUM(B11,O11,AB11),(IF($B$91=\"NE\",SUM(O11,AB11,AB34),(IF($B$91=\"E\",SUM(AB11,AB34,AB56),(IF($B$91=\"SE\",SUM(AB34,AB56,O56),(IF($B$91=\"S\",SUM(AB56,O56,B56),0)))))))))))))))","v":13},{"$f":"IF($B$91=\"SW\",SUM(C34,C56,P56), (IF($B$91=\"W\",SUM(C56,C34,C11),(IF($B$91=\"NW\",SUM(C34,C11,P11), (IF($B$91=\"N\",SUM(C11,P11,AC11),(IF($B$91=\"NE\",SUM(P11,AC11,AC34),(IF($B$91=\"E\",SUM(AC11,AC34,AC56),(IF($B$91=\"SE\",SUM(AC34,AC56,P56),(IF($B$91=\"S\",SUM(AC56,P56,C56),0)))))))))))))))","v":110},206,150,57,14,3,0,0,0,0,{"$f":"(SUM(B96:L96))/L107","v":0.18433333333333332},null,"Hs                      T",3.5,4.5,5.5,6.5,7.5,8.5,9.5,10.5,11.5,12.5,13.5,"Availability"]
[1.5,{"$f":"IF($B$91=\"SW\",SUM(B35,B57,O57), (IF($B$91=\"W\",SUM(B57,B35,B12),(IF($B$91=\"NW\",SUM(B35,B12,O12), (IF($B$91=\"N\",SUM(B12,O12,AB12),(IF($B$91=\"NE\",SUM(O12,AB12,AB35),(IF($B$91=\"E\",SUM(AB12,AB35,AB57),(IF($B$91=\"SE\",SUM(AB35,AB57,O57),(IF($B$91=\"S\",SUM(AB57,O57,B57),0)))))))))))))))","v":1},47,227,329,221,86,23,5,1,0,0,{"$f":"(SUM(B97:L97))/L107","v":0.31333333333333335},null,0.5,{"$f":"IF($P$92=\"SW\",SUM(B34,B56,O56), (IF($P$92=\"W\",SUM(B56,B34,B11),(IF($P$92=\"NW\",SUM(B34,B11,O11), (IF($P$92=\"N\",SUM(B11,O11,AB11),(IF($P$92=\"NE\",SUM(O11,AB11,AB34),(IF($P$92=\"E\",SUM(AB11,AB34,AB56),(IF($P$92=\"SE\",SUM(AB34,AB56,O56),(IF($P$92=\"S\",SUM(AB56,O56,B56),0)))))))))))))))","v":12},{"$f":"IF($P$92=\"SW\",SUM(C34,C56,P56), (IF($P$92=\"W\",SUM(C56,C34,C11),(IF($P$92=\"NW\",SUM(C34,C11,P11), (IF($P$92=\"N\",SUM(C11,P11,AC11),(IF($P$92=\"NE\",SUM(P11,AC11,AC34),(IF($P$92=\"E\",SUM(AC11,AC34,AC56),(IF($P$92=\"SE\",SUM(AC34,AC56,P56),(IF($P$92=\"S\",SUM(AC56,P56,C56),0)))))))))))))))","v":109},{"$f":"IF($P$92=\"SW\",SUM(D34,D56,Q56), (IF($P$92=\"W\",SUM(D56,D34,D11),(IF($P$92=\"NW\",SUM(D34,D11,Q11), (IF($P$92=\"N\",SUM(D11,Q11,AD11),(IF($P$92=\"NE\",SUM(Q11,AD11,AD34),(IF($P$92=\"E\",SUM(AD11,AD34,AD56),(IF($P$92=\"SE\",SUM(AD34,AD56,Q56),(IF($P$92=\"S\",SUM(AD56,Q56,D56),0)))))))))))))))","v":206},{"$f":"IF($P$92=\"SW\",SUM(E34,E56,R56), (IF($P$92=\"W\",SUM(E56,E34,E11),(IF($P$92=\"NW\",SUM(E34,E11,R11), (IF($P$92=\"N\",SUM(E11,R11,AE11),(IF($P$92=\"NE\",SUM(R11,AE11,AE34),(IF($P$92=\"E\",SUM(AE11,AE34,AE56),(IF($P$92=\"SE\",SUM(AE34,AE56,R56),(IF($P$92=\"S\",SUM(AE56,R56,E56),0)))))))))))))))","v":148},{"$f":"IF($P$92=\"SW\",SUM(F34,F56,S56), (IF($P$92=\"W\",SUM(F56,F34,F11),(IF($P$92=\"NW\",SUM(F34,F11,S11), (IF($P$92=\"N\",SUM(F11,S11,AF11),(IF($P$92=\"NE\",SUM(S11,AF11,AF34),(IF($P$92=\"E\",SUM(AF11,AF34,AF56),(IF($P$92=\"SE\",SUM(AF34,AF56,S56),(IF($P$92=\"S\",SUM(AF56,S56,F56),0)))))))))))))))","v":54},{"$f":"IF($P$92=\"SW\",SUM(G34,G56,T56), (IF($P$92=\"W\",SUM(G56,G34,G11),(IF($P$92=\"NW\",SUM(G34,G11,T11), (IF($P$92=\"N\",SUM(G11,T11,AG11),(IF($P$92=\"NE\",SUM(T11,AG11,AG34),(IF($P$92=\"E\",SUM(AG11,AG34,AG56),(IF($P$92=\"SE\",SUM(AG34,AG56,T56),(IF($P$92=\"S\",SUM(AG56,T56,G56),0)))))))))))))))","v":13},{"$f":"IF($P$92=\"SW\",SUM(H34,H56,U56), (IF($P$92=\"W\",SUM(H56,H34,H11),(IF($P$92=\"NW\",SUM(H34,H11,U11), (IF($P$92=\"N\",SUM(H11,U11,AH11),(IF($P$92=\"NE\",SUM(U11,AH11,AH34),(IF($P$92=\"E\",SUM(AH11,AH34,AH56),(IF($P$92=\"SE\",SUM(AH34,AH56,U56),(IF($P$92=\"S\",SUM(AH56,U56,H56),0)))))))))))))))","v":3},{"$f":"IF($P$92=\"SW\",SUM(I34,I56,V56), (IF($P$92=\"W\",SUM(I56,I34,I11),(IF($P$92=\"NW\",SUM(I34,I11,V11), (IF($P$92=\"N\",SUM(I11,V11,AI11),(IF($P$92=\"NE\",SUM(V11,AI11,AI34),(IF($P$92=\"E\",SUM(AI11,AI34,AI56),(IF($P$92=\"SE\",SUM(AI34,AI56,V56),(IF($P$92=\"S\",SUM(AI56,V56,I56),0)))))))))))))))","v":0},{"$f":"IF($P$92=\"SW\",SUM(J34,J56,W56), (IF($P$92=\"W\",SUM(J56,J34,J11),(IF($P$92=\"NW\",SUM(J34,J11,W11), (IF($P$92=\"N\",SUM(J11,W11,AJ11),(IF($P$92=\"NE\",SUM(W11,AJ11,AJ34),(IF($P$92=\"E\",SUM(AJ11,AJ34,AJ56),(IF($P$92=\"SE\",SUM(AJ34,AJ56,W56),(IF($P$92=\"S\",SUM(AJ56,W56,J56),0)))))))))))))))","v":0},{"$f":"IF($P$92=\"SW\",SUM(K34,K56,X56), (IF($P$92=\"W\",SUM(K56,K34,K11),(IF($P$92=\"NW\",SUM(K34,K11,X11), (IF($P$92=\"N\",SUM(K11,X11,AK11),(IF($P$92=\"NE\",SUM(X11,AK11,AK34),(IF($P$92=\"E\",SUM(AK11,AK34,AK56),(IF($P$92=\"SE\",SUM(AK34,AK56,X56),(IF($P$92=\"S\",SUM(AK56,X56,K56),0)))))))))))))))","v":0},{"$f":"IF($P$92=\"SW\",SUM(L34,L56,Y56), (IF($P$92=\"W\",SUM(L56,L34,L11),(IF($P$92=\"NW\",SUM(L34,L11,Y11), (IF($P$92=\"N\",SUM(L11,Y11,AL11),(IF($P$92=\"NE\",SUM(Y11,AL11,AL34),(IF($P$92=\"E\",SUM(AL11,AL34,AL56),(IF($P$92=\"SE\",SUM(AL34,AL56,Y56),(IF($P$92=\"S\",SUM(AL56,Y56,L56),0)))))))))))))))","v":0},{"$f":"(SUM(P97:Z97))/Z108","v":0.18166666666666667}]
[2.5,0,14,103,225,206,109,39,11,2,0,0,{"$f":"(SUM(B98:L98))/L107","v":0.23633333333333334},null,1.5,1,46,222,323,212,78,20,4,0,0,0,{"$f":"(SUM(P98:Z98))/Z108","v":0.30199999999999999}]
[3.5,0,3,39,108,126,81,35,11,3,0,0,{"$f":"(SUM(B99:L99))/L107","v":0.13533333333333333},null,2.5,0,14,103,224,206,106,35,9,2,0,0,{"$f":"(SUM(P99:Z99))/Z108","v":0.23300000000000001}]
[4.5,0,2,14,46,64,48,23,9,2,0,0,{"$f":"(SUM(B100:L100))/L107","v":6.933333333333333E-2},null,3.5,0,3,40,113,132,83,34,10,2,1,0,{"$f":"(SUM(P100:Z100))/Z108","v":0.13933333333333334}]
[5.5,0,0,5,19,29,25,14,5,1,0,0,{"$f":"(SUM(B101:L101))/L107","v":3.2666666666666663E-2},null,4.5,0,2,15,50,70,51,24,9,1,1,0,{"$f":"(SUM(P101:Z101))/Z108","v":7.4333333333333335E-2}]
[6.5,0,0,2,7,14,12,7,4,1,0,0,{"$f":"(SUM(B102:L102))/L107","v":1.5666666666666666E-2},null,5.5,0,0,5,21,33,28,15,6,1,0,0,{"$f":"(SUM(P102:Z102))/Z108","v":3.6333333333333336E-2}]
[7.5,0,0,0,4,6,7,4,2,0,0,0,{"$f":"(SUM(B103:L103))/L107","v":7.6666666666666662E-3},null,6.5,0,0,2,8,16,15,8,4,1,0,0,{"$f":"(SUM(P103:Z103))/Z108","v":1.7999999999999999E-2}]
[8.5,0,0,0,2,3,3,3,1,0,0,0,{"$f":"(SUM(B104:L104))/L107","v":4.0000000000000001E-3},null,7.5,0,0,0,4,8,8,4,2,0,0,0,{"$f":"(SUM(P104:Z104))/Z108","v":8.6666666666666663E-3}]
[9.5,0,0,0,0,1,1,2,0,0,0,0,{"$f":"(SUM(B105:L105))/L107","v":1.3333333333333333E-3},null,8.5,0,0,0,2,3,4,3,1,0,0,0,{"$f":"(SUM(P105:Z105))/Z108","v":4.3333333333333331E-3}]
[10.5,0,0,0,0,0,0,0,0,0,0,0,{"$f":"(SUM(B106:L106))/L107","v":0},null,9.5,0,0,0,0,2,2,2,0,0,0,0,{"$f":"(SUM(P106:Z106))/Z108","v":2E-3}]
["Total Occurences",null,null,null,null,null,null,null,null,null,null,{"$f":"SUM(B96:L106)","v":3000},{"$f":"SUM(M96:M106)","v":1},null,10.5,0,0,0,0,0,1,0,0,0,0,0,{"$f":"(SUM(P107:Z107))/Z108","v":3.3333333333333332E-4}]
[null,null,null,null,null,null,null,null,null,null,null,null,null,null,"Total Occurences",null,null,null,null,null,null,null,null,null,null,{"$f":"SUM(P97:Z107)","v":3000},{"$f":"SUM(AA97:AA107)","v":1}]
["Quadrant ","S"]
[null,null,null,null,null,null,null,null,null,null,null,null,null,null,"Quadrant ","SW"]
["North Sea Area 9"]
["Number of Occurences",null,null,null,null,null,null,null,null,null,null,null,null,null,"North Sea Area 9"]
["Hs                      T",3.5,4.5,5.5,6.5,7.5,8.5,9.5,10.5,11.5,12.5,13.5,"Availability",null,"Number of Occurences"]
[0.5,{"$f":"IF($B$109=\"SW\",SUM(B34,B56,O56), (IF($B$109=\"W\",SUM(B56,B34,B11),(IF($B$109=\"NW\",SUM(B34,B11,O11), (IF($B$109=\"N\",SUM(B11,O11,AB11),(IF($B$109=\"NE\",SUM(O11,AB11,AB34),(IF($B$109=\"E\",SUM(AB11,AB34,AB56),(IF($B$109=\"SE\",SUM(AB34,AB56,O56),(IF($B$109=\"S\",SUM(AB56,O56,B56),0)))))))))))))))","v":5},{"$f":"IF($B$109=\"SW\",SUM(C34,C56,P56), (IF($B$109=\"W\",SUM(C56,C34,C11),(IF($B$109=\"NW\",SUM(C34,C11,P11), (IF($B$109=\"N\",SUM(C11,P11,AC11),(IF($B$109=\"NE\",SUM(P11,AC11,AC34),(IF($B$109=\"E\",SUM(AC11,AC34,AC56),(IF($B$109=\"SE\",SUM(AC34,AC56,P56),(IF($B$109=\"S\",SUM(AC56,P56,C56),0)))))))))))))))","v":65},154,135,59,16,3,0,0,0,0,{"$f":"(SUM(B114:L114))/L125","v":0.14566666666666667},null,"Hs                      T",3.5,4.5,5.5,6.5,7.5,8.5,9.5,10.5,11.5,12.5,13.5,"Availability"]
[1.5,{"$f":"IF($B$109=\"SW\",SUM(B35,B57,O57), (IF($B$109=\"W\",SUM(B57,B35,B12),(IF($B$109=\"NW\",SUM(B35,B12,O12), (IF($B$109=\"N\",SUM(B12,O12,AB12),(IF($B$109=\"NE\",SUM(O12,AB12,AB35),(IF($B$109=\"E\",SUM(AB12,AB35,AB57),(IF($B$109=\"SE\",SUM(AB35,AB57,O57),(IF($B$109=\"S\",SUM(AB57,O57,B57),0)))))))))))))))","v":0},25,154,287,235,105,31,7,1,0,0,{"$f":"(SUM(B115:L115))/L125","v":0.28166666666666668},null,0.5,{"$f":"IF($P$110=\"SW\",SUM(B34,B56,O56), (IF($P$110=\"W\",SUM(B56,B34,B11),(IF($P$110=\"NW\",SUM(B34,B11,O11), (IF($P$110=\"N\",SUM(B11,O11,AB11),(IF($P$110=\"NE\",SUM(O11,AB11,AB34),(IF($P$110=\"E\",SUM(AB11,AB34,AB56),(IF($P$110=\"SE\",SUM(AB34,AB56,O56),(IF($P$110=\"S\",SUM(AB56,O56,B56),0)))))))))))))))","v":1},{"$f":"IF($P$110=\"SW\",SUM(C34,C56,P56), (IF($P$110=\"W\",SUM(C56,C34,C11),(IF($P$110=\"NW\",SUM(C34,C11,P11), (IF($P$110=\"N\",SUM(C11,P11,AC11),(IF($P$110=\"NE\",SUM(P11,AC11,AC34),(IF($P$110=\"E\",SUM(AC11,AC34,AC56),(IF($P$110=\"SE\",SUM(AC34,AC56,P56),(IF($P$110=\"S\",SUM(AC56,P56,C56),0)))))))))))))))","v":28},{"$f":"IF($P$110=\"SW\",SUM(D34,D56,Q56), (IF($P$110=\"W\",SUM(D56,D34,D11),(IF($P$110=\"NW\",SUM(D34,D11,Q11), (IF($P$110=\"N\",SUM(D11,Q11,AD11),(IF($P$110=\"NE\",SUM(Q11,AD11,AD34),(IF($P$110=\"E\",SUM(AD11,AD34,AD56),(IF($P$110=\"SE\",SUM(AD34,AD56,Q56),(IF($P$110=\"S\",SUM(AD56,Q56,D56),0)))))))))))))))","v":97},{"$f":"IF($P$110=\"SW\",SUM(E34,E56,R56), (IF($P$110=\"W\",SUM(E56,E34,E11),(IF($P$110=\"NW\",SUM(E34,E11,R11), (IF($P$110=\"N\",SUM(E11,R11,AE11),(IF($P$110=\"NE\",SUM(R11,AE11,AE34),(IF($P$110=\"E\",SUM(AE11,AE34,AE56),(IF($P$110=\"SE\",SUM(AE34,AE56,R56),(IF($P$110=\"S\",SUM(AE56,R56,E56),0)))))))))))))))","v":117},{"$f":"IF($P$110=\"SW\",SUM(F34,F56,S56), (IF($P$110=\"W\",SUM(F56,F34,F11),(IF($P$110=\"NW\",SUM(F34,F11,S11), (IF($P$110=\"N\",SUM(F11,S11,AF11),(IF($P$110=\"NE\",SUM(S11,AF11,AF34),(IF($P$110=\"E\",SUM(AF11,AF34,AF56),(IF($P$110=\"SE\",SUM(AF34,AF56,S56),(IF($P$110=\"S\",SUM(AF56,S56,F56),0)))))))))))))))","v":65},{"$f":"IF($P$110=\"SW\",SUM(G34,G56,T56), (IF($P$110=\"W\",SUM(G56,G34,G11),(IF($P$110=\"NW\",SUM(G34,G11,T11), (IF($P$110=\"N\",SUM(G11,T11,AG11),(IF($P$110=\"NE\",SUM(T11,AG11,AG34),(IF($P$110=\"E\",SUM(AG11,AG34,AG56),(IF($P$110=\"SE\",SUM(AG34,AG56,T56),(IF($P$110=\"S\",SUM(AG56,T56,G56),0)))))))))))))))","v":20},{"$f":"IF($P$110=\"SW\",SUM(H34,H56,U56), (IF($P$110=\"W\",SUM(H56,H34,H11),(IF($P$110=\"NW\",SUM(H34,H11,U11), (IF($P$110=\"N\",SUM(H11,U11,AH11),(IF($P$110=\"NE\",SUM(U11,AH11,AH34),(IF($P$110=\"E\",SUM(AH11,AH34,AH56),(IF($P$110=\"SE\",SUM(AH34,AH56,U56),(IF($P$110=\"S\",SUM(AH56,U56,H56),0)))))))))))))))","v":4},{"$f":"IF($P$110=\"SW\",SUM(I34,I56,V56), (IF($P$110=\"W\",SUM(I56,I34,I11),(IF($P$110=\"NW\",SUM(I34,I11,V11), (IF($P$110=\"N\",SUM(I11,V11,AI11),(IF($P$110=\"NE\",SUM(V11,AI11,AI34),(IF($P$110=\"E\",SUM(AI11,AI34,AI56),(IF($P$110=\"SE\",SUM(AI34,AI56,V56),(IF($P$110=\"S\",SUM(AI56,V56,I56),0)))))))))))))))","v":0},{"$f":"IF($P$110=\"SW\",SUM(J34,J56,W56), (IF($P$110=\"W\",SUM(J56,J34,J11),(IF($P$110=\"NW\",SUM(J34,J11,W11), (IF($P$110=\"N\",SUM(J11,W11,AJ11),(IF($P$110=\"NE\",SUM(W11,AJ11,AJ34),(IF($P$110=\"E\",SUM(AJ11,AJ34,AJ56),(IF($P$110=\"SE\",SUM(AJ34,AJ56,W56),(IF($P$110=\"S\",SUM(AJ56,W56,J56),0)))))))))))))))","v":0},{"$f":"IF($P$110=\"SW\",SUM(K34,K56,X56), (IF($P$110=\"W\",SUM(K56,K34,K11),(IF($P$110=\"NW\",SUM(K34,K11,X11), (IF($P$110=\"N\",SUM(K11,X11,AK11),(IF($P$110=\"NE\",SUM(X11,AK11,AK34),(IF($P$110=\"E\",SUM(AK11,AK34,AK56),(IF($P$110=\"SE\",SUM(AK34,AK56,X56),(IF($P$110=\"S\",SUM(AK56,X56,K56),0)))))))))))))))","v":0},{"$f":"IF($P$110=\"SW\",SUM(L34,L56,Y56), (IF($P$110=\"W\",SUM(L56,L34,L11),(IF($P$110=\"NW\",SUM(L34,L11,Y11), (IF($P$110=\"N\",SUM(L11,Y11,AL11),(IF($P$110=\"NE\",SUM(Y11,AL11,AL34),(IF($P$110=\"E\",SUM(AL11,AL34,AL56),(IF($P$110=\"SE\",SUM(AL34,AL56,Y56),(IF($P$110=\"S\",SUM(AL56,Y56,L56),0)))))))))))))))","v":0},{"$f":"(SUM(P115:Z115))/Z126","v":0.11066666666666666}]
[2.5,0,7,68,191,227,144,57,16,4,1,0,{"$f":"(SUM(B116:L116))/L125","v":0.23833333333333334},null,1.5,0,8,81,225,247,136,46,11,2,0,0,{"$f":"(SUM(P116:Z116))/Z126","v":0.252}]
[3.5,0,1,26,95,143,114,57,19,5,2,0,{"$f":"(SUM(B117:L117))/L125","v":0.154},null,2.5,0,2,33,140,231,186,86,27,7,2,0,{"$f":"(SUM(P117:Z117))/Z126","v":0.23799999999999999}]
[4.5,0,1,10,42,75,71,41,17,4,2,1,{"$f":"(SUM(B118:L118))/L125","v":8.7999999999999995E-2},null,3.5,0,0,12,67,143,147,88,34,9,3,0,{"$f":"(SUM(P118:Z118))/Z126","v":0.16766666666666666}]
[5.5,0,0,3,17,36,39,26,12,4,1,0,{"$f":"(SUM(B119:L119))/L125","v":4.5999999999999999E-2},null,4.5,0,0,4,29,74,93,66,31,9,3,1,{"$f":"(SUM(P119:Z119))/Z126","v":0.10333333333333333}]
[6.5,0,0,1,6,17,21,15,8,3,1,0,{"$f":"(SUM(B120:L120))/L125","v":2.4E-2},null,5.5,0,0,1,11,36,51,43,23,9,2,0,{"$f":"(SUM(P120:Z120))/Z126","v":5.8666666666666666E-2}]
[7.5,0,0,0,4,8,10,7,5,1,0,0,{"$f":"(SUM(B121:L121))/L125","v":1.1666666666666667E-2},null,6.5,0,0,0,4,16,28,26,16,7,2,0,{"$f":"(SUM(P121:Z121))/Z126","v":3.3000000000000002E-2}]
[8.5,0,0,0,1,3,5,4,3,1,0,0,{"$f":"(SUM(B122:L122))/L125","v":5.6666666666666671E-3},null,7.5,0,0,0,2,7,13,14,10,4,1,0,{"$f":"(SUM(P122:Z122))/Z126","v":1.7000000000000001E-2}]
[9.5,0,0,0,0,3,3,3,1,1,0,0,{"$f":"(SUM(B123:L123))/L125","v":3.6666666666666666E-3},null,8.5,0,0,0,0,3,7,7,7,3,1,0,{"$f":"(SUM(P123:Z123))/Z126","v":9.3333333333333341E-3}]
[10.5,0,0,0,0,0,2,1,1,0,0,0,{"$f":"(SUM(B124:L124))/L125","v":1.3333333333333333E-3},null,9.5,0,0,0,0,3,4,5,3,2,1,0,{"$f":"(SUM(P124:Z124))/Z126","v":6.0000000000000001E-3}]
["Total Occurences",null,null,null,null,null,null,null,null,null,null,{"$f":"SUM(B114:L124)","v":3000},{"$f":"SUM(M114:M124)","v":1.0000000000000002},null,10.5,0,0,0,0,0,4,4,4,1,0,0,{"$f":"(SUM(P125:Z125))/Z126","v":4.3333333333333331E-3}]
[null,null,null,null,null,null,null,null,null,null,null,null,null,null,"Total Occurences",null,null,null,null,null,null,null,null,null,null,{"$f":"SUM(P115:Z125)","v":3000},{"$f":"SUM(AA115:AA125)","v":0.99999999999999989}]
["Quadrant ","W"]
[null,null,null,null,null,null,null,null,null,null,null,null,null,null,"Quadrant ","NW"]
["North Sea Area 9"]
["Number of Occurences",null,null,null,null,null,null,null,null,null,null,null,null,null,"North Sea Area 9"]
["Hs                      T",3.5,4.5,5.5,6.5,7.5,8.5,9.5,10.5,11.5,12.5,13.5,"Availability",null,"Number of Occurences"]
[0.5,{"$f":"IF($B$127=\"SW\",SUM(B34,B56,O56), (IF($B$127=\"W\",SUM(B56,B34,B11),(IF($B$127=\"NW\",SUM(B34,B11,O11), (IF($B$127=\"N\",SUM(B11,O11,AB11),(IF($B$127=\"NE\",SUM(O11,AB11,AB34),(IF($B$127=\"E\",SUM(AB11,AB34,AB56),(IF($B$127=\"SE\",SUM(AB34,AB56,O56),(IF($B$127=\"S\",SUM(AB56,O56,B56),0)))))))))))))))","v":0},{"$f":"IF($B$127=\"SW\",SUM(C34,C56,P56), (IF($B$127=\"W\",SUM(C56,C34,C11),(IF($B$127=\"NW\",SUM(C34,C11,P11), (IF($B$127=\"N\",SUM(C11,P11,AC11),(IF($B$127=\"NE\",SUM(P11,AC11,AC34),(IF($B$127=\"E\",SUM(AC11,AC34,AC56),(IF($B$127=\"SE\",SUM(AC34,AC56,P56),(IF($B$127=\"S\",SUM(AC56,P56,C56),0)))))))))))))))","v":13},68,103,66,22,4,0,0,0,0,{"$f":"(SUM(B132:L132))/L143","v":9.1999999999999998E-2},null,"Hs                      T",3.5,4.5,5.5,6.5,7.5,8.5,9.5,10.5,11.5,12.5,13.5,"Availability"]
[1.5,{"$f":"IF($B$127=\"SW\",SUM(B35,B57,O57), (IF($B$127=\"W\",SUM(B57,B35,B12),(IF($B$127=\"NW\",SUM(B35,B12,O12), (IF($B$127=\"N\",SUM(B12,O12,AB12),(IF($B$127=\"NE\",SUM(O12,AB12,AB35),(IF($B$127=\"E\",SUM(AB12,AB35,AB57),(IF($B$127=\"SE\",SUM(AB35,AB57,O57),(IF($B$127=\"S\",SUM(AB57,O57,B57),0)))))))))))))))","v":0},3,51,193,252,154,54,13,3,0,0,{"$f":"(SUM(B133:L133))/L143","v":0.24099999999999999},null,0.5,{"$f":"IF($P$128=\"SW\",SUM(B34,B56,O56), (IF($P$128=\"W\",SUM(B56,B34,B11),(IF($P$128=\"NW\",SUM(B34,B11,O11), (IF($P$128=\"N\",SUM(B11,O11,AB11),(IF($P$128=\"NE\",SUM(O11,AB11,AB34),(IF($P$128=\"E\",SUM(AB11,AB34,AB56),(IF($P$128=\"SE\",SUM(AB34,AB56,O56),(IF($P$128=\"S\",SUM(AB56,O56,B56),0)))))))))))))))","v":0},{"$f":"IF($P$128=\"SW\",SUM(C34,C56,P56), (IF($P$128=\"W\",SUM(C56,C34,C11),(IF($P$128=\"NW\",SUM(C34,C11,P11), (IF($P$128=\"N\",SUM(C11,P11,AC11),(IF($P$128=\"NE\",SUM(P11,AC11,AC34),(IF($P$128=\"E\",SUM(AC11,AC34,AC56),(IF($P$128=\"SE\",SUM(AC34,AC56,P56),(IF($P$128=\"S\",SUM(AC56,P56,C56),0)))))))))))))))","v":14},{"$f":"IF($P$128=\"SW\",SUM(D34,D56,Q56), (IF($P$128=\"W\",SUM(D56,D34,D11),(IF($P$128=\"NW\",SUM(D34,D11,Q11), (IF($P$128=\"N\",SUM(D11,Q11,AD11),(IF($P$128=\"NE\",SUM(Q11,AD11,AD34),(IF($P$128=\"E\",SUM(AD11,AD34,AD56),(IF($P$128=\"SE\",SUM(AD34,AD56,Q56),(IF($P$128=\"S\",SUM(AD56,Q56,D56),0)))))))))))))))","v":68},{"$f":"IF($P$128=\"SW\",SUM(E34,E56,R56), (IF($P$128=\"W\",SUM(E56,E34,E11),(IF($P$128=\"NW\",SUM(E34,E11,R11), (IF($P$128=\"N\",SUM(E11,R11,AE11),(IF($P$128=\"NE\",SUM(R11,AE11,AE34),(IF($P$128=\"E\",SUM(AE11,AE34,AE56),(IF($P$128=\"SE\",SUM(AE34,AE56,R56),(IF($P$128=\"S\",SUM(AE56,R56,E56),0)))))))))))))))","v":101},{"$f":"IF($P$128=\"SW\",SUM(F34,F56,S56), (IF($P$128=\"W\",SUM(F56,F34,F11),(IF($P$128=\"NW\",SUM(F34,F11,S11), (IF($P$128=\"N\",SUM(F11,S11,AF11),(IF($P$128=\"NE\",SUM(S11,AF11,AF34),(IF($P$128=\"E\",SUM(AF11,AF34,AF56),(IF($P$128=\"SE\",SUM(AF34,AF56,S56),(IF($P$128=\"S\",SUM(AF56,S56,F56),0)))))))))))))))","v":64},{"$f":"IF($P$128=\"SW\",SUM(G34,G56,T56), (IF($P$128=\"W\",SUM(G56,G34,G11),(IF($P$128=\"NW\",SUM(G34,G11,T11), (IF($P$128=\"N\",SUM(G11,T11,AG11),(IF($P$128=\"NE\",SUM(T11,AG11,AG34),(IF($P$128=\"E\",SUM(AG11,AG34,AG56),(IF($P$128=\"SE\",SUM(AG34,AG56,T56),(IF($P$128=\"S\",SUM(AG56,T56,G56),0)))))))))))))))","v":21},{"$f":"IF($P$128=\"SW\",SUM(H34,H56,U56), (IF($P$128=\"W\",SUM(H56,H34,H11),(IF($P$128=\"NW\",SUM(H34,H11,U11), (IF($P$128=\"N\",SUM(H11,U11,AH11),(IF($P$128=\"NE\",SUM(U11,AH11,AH34),(IF($P$128=\"E\",SUM(AH11,AH34,AH56),(IF($P$128=\"SE\",SUM(AH34,AH56,U56),(IF($P$128=\"S\",SUM(AH56,U56,H56),0)))))))))))))))","v":4},{"$f":"IF($P$128=\"SW\",SUM(I34,I56,V56), (IF($P$128=\"W\",SUM(I56,I34,I11),(IF($P$128=\"NW\",SUM(I34,I11,V11), (IF($P$128=\"N\",SUM(I11,V11,AI11),(IF($P$128=\"NE\",SUM(V11,AI11,AI34),(IF($P$128=\"E\",SUM(AI11,AI34,AI56),(IF($P$128=\"SE\",SUM(AI34,AI56,V56),(IF($P$128=\"S\",SUM(AI56,V56,I56),0)))))))))))))))","v":0},{"$f":"IF($P$128=\"SW\",SUM(J34,J56,W56), (IF($P$128=\"W\",SUM(J56,J34,J11),(IF($P$128=\"NW\",SUM(J34,J11,W11), (IF($P$128=\"N\",SUM(J11,W11,AJ11),(IF($P$128=\"NE\",SUM(W11,AJ11,AJ34),(IF($P$128=\"E\",SUM(AJ11,AJ34,AJ56),(IF($P$128=\"SE\",SUM(AJ34,AJ56,W56),(IF($P$128=\"S\",SUM(AJ56,W56,J56),0)))))))))))))))","v":0},{"$f":"IF($P$128=\"SW\",SUM(K34,K56,X56), (IF($P$128=\"W\",SUM(K56,K34,K11),(IF($P$128=\"NW\",SUM(K34,K11,X11), (IF($P$128=\"N\",SUM(K11,X11,AK11),(IF($P$128=\"NE\",SUM(X11,AK11,AK34),(IF($P$128=\"E\",SUM(AK11,AK34,AK56),(IF($P$128=\"SE\",SUM(AK34,AK56,X56),(IF($P$128=\"S\",SUM(AK56,X56,K56),0)))))))))))))))","v":0},{"$f":"IF($P$128=\"SW\",SUM(L34,L56,Y56), (IF($P$128=\"W\",SUM(L56,L34,L11),(IF($P$128=\"NW\",SUM(L34,L11,Y11), (IF($P$128=\"N\",SUM(L11,Y11,AL11),(IF($P$128=\"NE\",SUM(Y11,AL11,AL34),(IF($P$128=\"E\",SUM(AL11,AL34,AL56),(IF($P$128=\"SE\",SUM(AL34,AL56,Y56),(IF($P$128=\"S\",SUM(AL56,Y56,L56),0)))))))))))))))","v":0},{"$f":"(SUM(P133:Z133))/Z144","v":9.0666666666666673E-2}]
[2.5,0,0,18,111,229,208,104,34,8,3,0,{"$f":"(SUM(B134:L134))/L143","v":0.23833333333333334},null,1.5,0,3,56,203,256,155,54,13,3,0,0,{"$f":"(SUM(P134:Z134))/Z144","v":0.24766666666666667}]
[3.5,0,0,6,50,137,163,105,42,12,3,0,{"$f":"(SUM(B135:L135))/L143","v":0.17266666666666666},null,2.5,0,0,20,116,232,210,105,35,8,3,0,{"$f":"(SUM(P135:Z135))/Z144","v":0.24299999999999999}]
[4.5,0,0,2,21,70,103,79,39,12,3,1,{"$f":"(SUM(B136:L136))/L143","v":0.11},null,3.5,0,0,6,51,138,162,105,43,13,3,0,{"$f":"(SUM(P136:Z136))/Z144","v":0.17366666666666666}]
[5.5,0,0,0,7,34,56,51,28,12,3,0,{"$f":"(SUM(B137:L137))/L143","v":6.3666666666666663E-2},null,4.5,0,0,2,20,68,100,78,39,12,3,0,{"$f":"(SUM(P137:Z137))/Z144","v":0.10733333333333334}]
[6.5,0,0,0,3,15,30,32,20,9,3,0,{"$f":"(SUM(B138:L138))/L143","v":3.7333333333333336E-2},null,5.5,0,0,0,7,32,54,49,27,12,3,0,{"$f":"(SUM(P138:Z138))/Z144","v":6.133333333333333E-2}]
[7.5,0,0,0,1,6,15,17,13,6,2,0,{"$f":"(SUM(B139:L139))/L143","v":0.02},null,6.5,0,0,0,3,14,28,29,19,9,3,0,{"$f":"(SUM(P139:Z139))/Z144","v":3.5000000000000003E-2}]
[8.5,0,0,0,0,3,7,9,8,4,1,0,{"$f":"(SUM(B140:L140))/L143","v":1.0666666666666666E-2},null,7.5,0,0,0,0,6,14,16,12,6,2,0,{"$f":"(SUM(P140:Z140))/Z144","v":1.8666666666666668E-2}]
[9.5,0,0,0,0,3,5,6,5,3,1,0,{"$f":"(SUM(B141:L141))/L143","v":7.6666666666666662E-3},null,8.5,0,0,0,0,3,6,9,7,4,1,0,{"$f":"(SUM(P141:Z141))/Z144","v":0.01}]
[10.5,0,0,0,0,0,5,6,7,2,0,0,{"$f":"(SUM(B142:L142))/L143","v":6.6666666666666671E-3},null,9.5,0,0,0,0,2,5,6,5,2,1,0,{"$f":"(SUM(P142:Z142))/Z144","v":7.0000000000000001E-3}]
["Total Occurences",null,null,null,null,null,null,null,null,null,null,{"$f":"SUM(B132:L142)","v":3000},{"$f":"SUM(M132:M142)","v":1},null,10.5,0,0,0,0,0,4,5,6,2,0,0,{"$f":"(SUM(P143:Z143))/Z144","v":5.6666666666666671E-3}]
[null,null,null,null,null,null,null,null,null,null,null,null,null,null,"Total Occurences",null,null,null,null,null,null,null,null,null,null,{"$f":"SUM(P133:Z143)","v":3000},{"$f":"SUM(AA133:AA143)","v":1.0000000000000002}]