## Cost data
base scenario | [45 empty] | base scenario
Demand |  |  |  | Cost of wind (£) | [7 empty] | cost of storage (£) |  |  |  | Pumped Hydro | [14 empty] | cost conv backup (£) |  |  |  | cost conv generation |  |  | cost of grid upgrade (£m) |  |  | total cost | [7 empty] | no wind expansion |  |  | storage used |  |  | no storage used
Accounting period (yrs) | 20 | demand | GWh | % wind penetration | MW capacity | CapCost (£m/MW) | Capital cost (£m) | Annmaint (24/kw -inc) | annual Cost (£m) | Annual MWh generated | Cost (pounds/MWh) | storage factor | MW capacity | Hrs generation / yr | Annual MWh generated | upgraded (£m/MW) | P H upg factor | MW PHUp | Capital cost (£m) | Annmaint (15/kw -inc) | annual Cost (£m) | MWh PHUp | Cost (£/MWh) | New Built (£m/MW) | MW Phnew | Capital cost (£m) | Annmaint (24/kw -inc) | annual Cost (£m) | MWh PHUp | Cost (£/MWh) | cost (pounds/MWh) | MWh used / year | cost of backup (£m/yr) | cost across all wind MWh (£/MWh) | cost (£/MWh) | MWh used / year | cost of conv (£m/yr) | total cost | annual Cost (£m) | cost / MWh | total cost (£m) | Overall cost (£/MWh) | base scenario | [8 empty] | storage | conv backup | total / yr | £m | £m | £m
Interest rate | 0.075 | year | * 12% of UK total plus interconnector export | hit targets |  |  |  | 24 | [9 empty] | max - 900 |  | 15 |  |  |  |  | max - | [5 empty] | 23 |  |  |  | 23 | [10 empty] | total cost | [5 empty] | £m | £m | £m
Capacity Factor (%) | 33 | 2004 | 52000 | 2 | 356.1644 | 0.7555 | 269.0822 | 8547945.2055 | 34.9428 | 1029600 | 33.9382 | 0 | 0 | 1000 | 0 | 0.2 | 1 | 0 | 0 | 0 | 0 | 0 |  | 1.4 | 0 | 0 | 0 | 0 | 0 |  | 23.23 | 41184 | 0.9567 | 0.9292 | 23.23 | 50970400 | 1184.0424 | 0 | 0 |  | 1219.9419 | 23.4604 | 23.4604 | 23.4604 |  | 1219.9419 | 1219.9419 | 1219.9419 | 23.442 | 1218.9852 |  | 0 | 0.9567 | 0.9567 | 0 | 25.3657 | 25.3657
Hours per year @ rated power | 3000 | 2006 | 53040 | 6.5 | 1180.6849 | 0.69483 | 820.3739 | 28336438.3562 | 108.8087 | 3413124 | 31.8795 | 0 | 0 | 1000 | 0 | 0.2 | 1 | 0 | 0 | 0 | 0 | 0 |  | 1.4 | 0 | 0 | 0 | 0 | 0 |  | 23.4623 | 136524.96 | 3.2032 | 0.93849 | 23.4623 | 49626876 | 1164.3607 | 0 | 0 |  | 1276.3726 | 24.0643 | 23.9717 | 23.842 |  | 1276.3726 | 1271.4599 | 1264.5822 | 23.629 | 1253.2801 |  | 0 | 3.2032 | 3.2032 | 0 | 31.1749 | 31.1749
|  | 2008 | 54100.8 | 11 | 2038.0438 | 0.6683 | 1362.0294 | 48913052.0548 | 182.5175 | 5891577.12 | 30.9794 | 0.045435 | 0 | 1000 | 0 | 0.2 | 1 | 900 | 180 | 13500000 | 31.1566 | 900000 | 34.6184 | 1.4 | 0 | 0 | 0 | 0 | 0 |  | 23.6969 | 235663.0848 | 5.5845 | 0.94788 | 23.6969 | 48209222.88 | 1142.4102 | 350 | 34.3323 |  | 1364.8445 | 25.2278 | 24.3895 | 24.2021 |  | 1364.8445 | 1319.4918 | 1309.3531 | 23.8411 | 1289.8234 |  | 31.1566 | 5.5845 | 36.7411 | 0 | 37.0274 | 37.0274
|  | 2010 | 55182.816 | 15.5 | 2929.2248 | 0.65139 | 1908.0542 | 70301395.726 | 257.4666 | 8467803.1152 | 30.4054 | 0.091601 | -75.3045 | 1000 | -75304.5 | 0.2 | 1 | 900 | 180 | 13500000 | 31.1566 | 900000 | 34.6184 | 1.4 | 0 | 0 | 0 | 0 | 0 |  | 23.9339 | 338712.1246 | 8.1067 | 0.95736 | 23.9339 | 46715012.8848 | 1118.0721 | 350 | 34.3323 |  | 1733.6454 | 31.4164 | 31.1222 | 30.8869 |  | 1733.6454 | 1717.4116 | 1704.4246 | 24.062 | 1327.8104 |  | 31.1566 | 8.1067 | 39.2633 | 0 | 42.9206 | 42.9206
|  | 2012 | 56286.4723 | 20 | 3855.2378 | 0.63903 | 2463.6123 | 92525707.9233 | 334.1868 | 11144721.5194 | 29.9861 | 0.15213 | 215.22 | 1000 | 215220 | 0.2 | 1 | 900 | 180 | 13500000 | 31.1566 | 900000 | 34.6184 | 1.4 | 0 | 0 | 0 | 0 | 0 |  | 24.1732 | 445788.8608 | 10.7762 | 0.96693 | 24.1732 | 45141750.8006 | 1091.222 | 665 | 65.2313 |  | 2101.185 | 37.3302 | 31.3647 | 31.0895 |  | 2101.185 | 1765.4062 | 1749.9166 | 24.2883 | 1367.1042 |  | 31.1566 | 10.7762 | 41.9328 | 0 | 48.8514 | 48.8514
|  | 2014 | 57412.2018 | 24.5 | 4817.1197 | 0.62933 | 3031.5713 | 115610872.0501 | 412.9843 | 13925329.5384 | 29.6571 | 0.22611 | 505.7445 | 1000 | 505744.5 | 0.2 | 1 | 900 | 180 | 13500000 | 31.1566 | 900000 | 34.6184 | 1.4 | 0 | 0 | 0 | 0 | 0 |  | 24.415 | 557013.1815 | 13.5995 | 0.9766 | 24.415 | 43486872.228 | 1061.7304 | 665 | 65.2313 |  | 2153.3142 | 37.5062 | 31.5886 | 31.2808 |  | 2153.3142 | 1813.5721 | 1795.8991 | 24.5188 | 1407.6758 |  | 31.1566 | 13.5995 | 44.7561 | 0 | 54.8169 | 54.8169
|  | 2016 | 58560.4458 | 29 | 5815.9347 | 0.62137 | 3613.8615 | 139582432.4589 | 494.074 | 16812703.9897 | 29.3869 | 0.3127 | 796.269 | 1000 | 796269 | 0.2 | 1.1303 | 900 | 180 | 13500000 | 31.1566 | 900000 | 34.6184 | 1.4 | -103.731 | -145.2234 | -1555965 | -15.8012 | -103731 | 152.3291 | 24.6591 | 672508.1596 | 16.5835 | 0.98636 | 24.6591 | 41747741.8121 | 1029.4623 | 805 | 78.9642 |  | 2345.1198 | 40.0461 | 37.1746 | 31.4618 |  | 2345.1198 | 2176.961 | 1842.4155 | 24.7527 | 1449.5306 |  | 15.3553 | 16.5835 | 31.9388 | 0 | 60.8138 | 60.8138
|  | 2018 | 59731.6547 | 33.5 | 6852.7755 | 0.61463 | 4211.9462 | 164466610.9352 | 577.6256 | 19810003.2871 | 29.1583 | 0.41105 | 1086.7935 | 1000 | 1086793.5 | 0.2 | 0.82812 | 900 | 180 | 13500000 | 31.1566 | 900000 | 34.6184 | 1.4 | 186.7935 | 261.5109 | 2801902.5 | 28.4541 | 186793.5 | 152.3291 | 24.9057 | 792400.1315 | 19.7353 | 0.99623 | 24.9057 | 39921651.4306 | 994.2768 | 805 | 78.9642 |  | 2396.6378 | 40.1234 | 37.26 | 31.633 |  | 2396.6378 | 2225.5993 | 1889.4932 | 24.9899 | 1492.6884 |  | 59.6107 | 19.7353 | 79.346 | 0 | 66.8384 | 66.8384
|  | 2020 | 60926.2878 | 38 | 7928.7635 | 0.6088 | 4827.027 | 190290323.5776 | 663.784 | 22920469.4749 | 28.9603 | 0.52039 | 1377.318 | 1000 | 1377318 | 0.2 | 0.65344 | 900 | 180 | 13500000 | 31.1566 | 900000 | 34.6184 | 1.4 | 477.318 | 668.2452 | 7159770 | 72.7094 | 477318 | 152.3291 | 25.1548 | 916818.779 | 23.0624 | 1.0062 | 25.1548 | 38005818.3372 | 956.0273 | 805 | 78.9642 |  | 2447.8736 | 40.1776 | 37.332 | 36.9652 |  | 2447.8736 | 2274.4972 | 2252.1495 | 25.2301 | 1537.177 |  | 103.866 | 23.0624 | 126.9284 | 0 | 72.8872 | 72.8872
|  | 2022 | 62144.8136 | 40 | 8512.9882 | 0.60366 | 5138.9628 | 204311715.8412 | 708.4038 | 24609346.1731 | 28.786 | 0.56604 | 1506.44 | 1000 | 1506440 | 0.2 | 0.59744 | 900 | 180 | 13500000 | 31.1566 | 900000 | 34.6184 | 1.4 | 606.44 | 849.016 | 9096600 | 92.3784 | 606440 | 152.3291 | 25.4063 | 984373.8469 | 25.0093 | 1.0163 | 25.4063 | 37535467.3953 | 953.6377 | 805 | 78.9642 |  | 2492.0508 | 40.1007 | 37.3909 | 37.0167 |  | 2492.0508 | 2323.6534 | 2300.3946 | 25.4732 | 1583.0289 |  | 123.535 | 25.0093 | 148.5443 | 0 | 76.4186 | 76.4186
|  | 2024 | 63387.7098 | 40 | 8683.2479 | 0.59908 | 5201.9187 | 208397950.158 | 718.6656 | 25101533.0965 | 28.6303 | 0.55494 | 1506.44 | 1000 | 1506440 | 0.2 | 0.59744 | 900 | 180 | 13500000 | 31.1566 | 900000 | 34.6184 | 1.4 | 606.44 | 849.016 | 9096600 | 92.3784 | 606440 | 152.3291 | 25.6604 | 1004061.3239 | 25.7646 | 1.0264 | 25.6604 | 38286176.7432 | 982.4375 | 805 | 78.9642 |  | 2531.8677 | 39.9426 | 39.6458 | 37.0613 |  | 2531.8677 | 2513.0585 | 2349.2336 | 25.7192 | 1630.2798 |  | 123.535 | 25.7646 | 149.2996 | 0 | 77.9533 | 77.9533
|  | 2026 | 64655.464 | 40 | 8856.9129 | 0.59494 | 5269.3031 | 212565909.1612 | 729.4434 | 25603563.7585 | 28.4899 | 0.54406 | 1506.44 | 1000 | 1506440 | 0.2 | 0.59744 | 900 | 180 | 13500000 | 31.1566 | 900000 | 34.6184 | 1.4 | 606.44 | 849.016 | 9096600 | 92.3784 | 606440 | 152.3291 | 25.917 | 1024142.5503 | 26.5427 | 1.0367 | 25.917 | 39051900.2781 | 1012.1072 | 805 | 78.9642 |  | 2573.0932 | 39.797 | 39.6362 | 37.0992 |  | 2573.0932 | 2562.6961 | 2398.6671 | 25.9679 | 1678.9679 |  | 123.535 | 26.5427 | 150.0777 | 0 | 79.5267 | 79.5267
|  | 2028 | 65948.5733 | 40 | 9034.0511 | 0.59117 | 5340.6484 | 216817227.3444 | 740.6931 | 26115635.0336 | 28.3621 | 0.53339 | 1506.44 | 1000 | 1506440 | 0.2 | 0.59744 | 900 | 180 | 13500000 | 31.1566 | 900000 | 34.6184 | 1.4 | 606.44 | 849.016 | 9096600 | 92.3784 | 606440 | 152.3291 | 26.1761 | 1044625.4013 | 27.3443 | 1.047 | 26.1761 | 39832938.2836 | 1042.6728 | 805 | 78.9642 |  | 2615.7102 | 39.6629 | 39.6149 | 37.1303 |  | 2615.7102 | 2612.544 | 2448.6923 | 26.2194 | 1729.1338 |  | 123.535 | 27.3443 | 150.8793 | 0 | 81.1397 | 81.1397
|  | 2030 | 67267.5448 | 40 | 9214.7322 | 0.58771 | 5415.6086 | 221153571.8913 | 752.3825 | 26637947.7343 | 28.2448 | 0.52294 | 1506.44 | 1000 | 1506440 | 0.2 | 0.59744 | 900 | 180 | 13500000 | 31.1566 | 900000 | 34.6184 | 1.4 | 606.44 | 849.016 | 9096600 | 92.3784 | 606440 | 152.3291 | 26.4379 | 1065517.9094 | 28.1701 | 1.0575 | 26.4379 | 40629597.0493 | 1074.1615 | 805 | 78.9642 |  | 2659.7141 | 39.5393 | 39.5393 | 39.2359 |  | 2659.7141 | 2659.7141 | 2639.3035 | 26.4737 | 1780.8196 |  | 123.535 | 28.1701 | 151.7051 | 0 | 82.7936 | 82.7936
|  | 2032 | 68612.8957 | 40 | 9399.0268 | 0.58452 | 5493.9238 | 225576643.3291 | 764.4877 | 27170706.689 | 28.1365 | 0.51268 | 1506.44 | 1000 | 1506440 | 0.2 | 0.59744 | 900 | 180 | 13500000 | 31.1566 | 900000 | 34.6184 | 1.4 | 606.44 | 849.016 | 9096600 | 92.3784 | 606440 | 152.3291 | 26.7023 | 1086828.2676 | 29.0208 | 1.0681 | 26.7023 | 41442188.9903 | 1106.6012 | 805 | 78.9642 |  | 2705.1096 | 39.4257 | 39.4257 | 39.2126 |  | 2705.1096 | 2705.1096 | 2690.4921 | 26.7307 | 1834.0695 |  | 123.535 | 29.0208 | 152.5558 | 0 | 84.4894 | 84.4894
|  | 2034 | 69985.1536 | 40 | 9587.0073 | 0.58156 | 5575.3966 | 230088176.1957 | 776.991 | 27714120.8228 | 28.0359 | 0.50263 | 1506.44 | 1000 | 1506440 | 0.2 | 0.59744 | 900 | 180 | 13500000 | 31.1566 | 900000 | 34.6184 | 1.4 | 606.44 | 849.016 | 9096600 | 92.3784 | 606440 | 152.3291 | 26.9693 | 1108564.8329 | 29.8972 | 1.0788 | 26.9693 | 42271032.7701 | 1140.0205 | 805 | 78.9642 |  | 2751.9088 | 39.3213 | 39.3213 | 39.1833 |  | 2751.9088 | 2751.9088 | 2742.247 | 26.9904 | 1888.9292 |  | 123.535 | 29.8972 | 153.4323 | 0 | 86.2285 | 86.2285
|  | 2036 | 71384.8567 | 40 | 9778.7475 | 0.57879 | 5659.8763 | 234689939.7196 | 789.8796 | 28268403.2392 | 27.9421 | 0.49277 | 1506.44 | 1000 | 1506440 | 0.2 | 0.59744 | 900 | 180 | 13500000 | 31.1566 | 900000 | 34.6184 | 1.4 | 606.44 | 849.016 | 9096600 | 92.3784 | 606440 | 152.3291 | 27.239 | 1130736.1296 | 30.8001 | 1.0896 | 27.239 | 43116453.4255 | 1174.4492 | 805 | 78.9642 |  | 2800.1289 | 39.2258 | 39.2258 | 39.1477 |  | 2800.1289 | 2800.1289 | 2794.5545 | 27.2529 | 1945.4461 |  | 123.535 | 30.8001 | 154.3352 | 0 | 88.0119 | 88.0119
|  | 2038 | 72812.5538 | 40 | 9974.3224 | 0.5762 | 5747.2473 | 239383738.514 | 803.1438 | 28833771.304 | 27.8543 | 0.48311 | 1506.44 | 1000 | 1506440 | 0.2 | 0.59744 | 900 | 180 | 13500000 | 31.1566 | 900000 | 34.6184 | 1.4 | 606.44 | 849.016 | 9096600 | 92.3784 | 606440 | 152.3291 | 27.5114 | 1153350.8522 | 31.7303 | 1.1005 | 27.5114 | 43978782.494 | 1209.9175 | 805 | 78.9642 |  | 2849.7916 | 39.1387 | 39.1387 | 39.1059 |  | 2849.7916 | 2849.7916 | 2847.3987 | 27.5182 | 2003.669 |  | 123.535 | 31.7303 | 155.2653 | 0 | 89.841 | 89.841
|  | 2040 | 74268.8049 | 40 | 10173.8089 | 0.57377 | 5837.4218 | 244171413.2843 | 816.7769 | 29410446.7301 | 27.7717 | 0.47364 | 1506.44 | 1000 | 1506440 | 0.2 | 0.59744 | 900 | 180 | 13500000 | 31.1566 | 900000 | 34.6184 | 1.4 | 606.44 | 849.016 | 9096600 | 92.3784 | 606440 | 152.3291 | 27.7865 | 1176417.8692 | 32.6885 | 1.1115 | 27.7865 | 44858358.1439 | 1246.457 | 805 | 78.9642 |  | 2900.9225 | 39.0598 | 39.0598 | 39.0565 |  | 2900.9225 | 2900.9225 | 2900.6806 | 27.7862 | 2063.6487 |  | 123.535 | 32.6885 | 156.2236 | 0 | 91.717 | 91.717
|  | 2042 | 75754.181 | 40 | 10377.2851 | 0.57147 | 5930.3332 | 249054841.55 | 830.7742 | 29998655.6647 | 27.6937 | 0.46435 | 1506.44 | 1000 | 1506440 | 0.2 | 0.59744 | 900 | 180 | 13500000 | 31.1566 | 900000 | 34.6184 | 1.4 | 606.44 | 849.016 | 9096600 | 92.3784 | 606440 | 152.3291 | 28.0644 | 1199946.2266 | 33.6757 | 1.1226 | 28.0644 | 45755525.3068 | 1284.1 | 805 | 78.9642 |  | 2953.55 | 38.9886 | 38.9886 | 38.9886 |  | 2953.55 | 2953.55 | 2953.55 | 28.057 | 2125.4375 |  | 123.535 | 33.6757 | 157.2108 | 0 | 93.6413 | 93.6413
|  | 2044 | 77269.2646 | 40 | 10584.8308 | 0.5693 | 6025.9324 | 254035938.381 | 845.1329 | 30598628.778 | 27.62 | 0.45525 | 1506.44 | 1000 | 1506440 | 0.2 | 0.59744 | 900 | 180 | 13500000 | 31.1566 | 900000 | 34.6184 | 1.4 | 606.44 | 849.016 | 9096600 | 92.3784 | 606440 | 152.3291 | 28.345 | 1223945.1511 | 34.6927 | 1.1338 | 28.345 | 46670635.8129 | 1322.8799 | 805 | 78.9642 |  | 3007.7055 | 38.925 | 38.925 | 38.925 |  | 3007.7055 | 3007.7055 | 3007.7055 | 28.3307 | 2189.0891 |  | 123.535 | 34.6927 | 158.2278 | 0 | 95.6153 | 95.6153
|  | 2046 | 78814.6499 | 40 | 10796.5274 | 0.56724 | 6124.1845 | 259116657.1486 | 859.8513 | 31210601.3535 | 27.55 | 0.44632 | 1506.44 | 1000 | 1506440 | 0.2 | 0.59744 | 900 | 180 | 13500000 | 31.1566 | 900000 | 34.6184 | 1.4 | 606.44 | 849.016 | 9096600 | 92.3784 | 606440 | 152.3291 | 28.6285 | 1248424.0541 | 35.7405 | 1.1451 | 28.6285 | 47604048.5291 | 1362.8308 | 805 | 78.9642 |  | 3063.4226 | 38.8687 | 38.8687 | 38.8687 |  | 3063.4226 | 3063.4226 | 3063.4226 | 28.6071 | 2254.6594 |  | 123.535 | 35.7405 | 159.2755 | 0 | 97.6403 | 97.6403
|  | 2048 | 80390.9429 | 40 | 11012.4579 | 0.56527 | 6225.0657 | 264298990.2915 | 874.9293 | 31834813.3806 | 27.4834 | 0.43757 | 1506.44 | 1000 | 1506440 | 0.2 | 0.59744 | 900 | 180 | 13500000 | 31.1566 | 900000 | 34.6184 | 1.4 | 606.44 | 849.016 | 9096600 | 92.3784 | 606440 | 152.3291 | 28.9147 | 1273392.5352 | 36.8198 | 1.1566 | 28.9147 | 48556129.4997 | 1403.9883 | 805 | 78.9642 |  | 3120.7375 | 38.8195 | 38.8195 | 38.8195 |  | 3120.7375 | 3120.7375 | 3120.7375 | 28.8864 | 2322.2057 |  | 123.535 | 36.8198 | 160.3549 | 0 | 99.7179 | 99.7179
|  | 2050 | 81998.7617 | 40 | 11232.7071 | 0.5634 | 6328.5621 | 269584970.0974 | 890.3675 | 32471509.6482 | 27.42 | 0.42899 | 1506.44 | 1000 | 1506440 | 0.2 | 0.59744 | 900 | 180 | 13500000 | 31.1566 | 900000 | 34.6184 | 1.4 | 606.44 | 849.016 | 9096600 | 92.3784 | 606440 | 152.3291 | 29.2039 | 1298860.3859 | 37.9318 | 1.1682 | 29.2039 | 49527252.0897 | 1446.3888 | 805 | 78.9642 |  | 3179.688 | 38.7773 | 38.7773 | 38.7773 |  | 3179.688 | 3179.688 | 3179.688 | 29.1686 | 2391.787 |  | 123.535 | 37.9318 | 161.4668 | 0 | 101.8495 | 101.8495
Demand |  |  |  | Cost of wind (£) | [7 empty] | cost of storage (£) |  |  |  | Pumped Hydro | [14 empty] | cost conv backup (£) |  |  |  | cost conv generation |  |  | cost of grid upgrade (£m) |  |  | total cost
Accounting period (yrs) | 20 | demand | GWh | % wind penetration | MW capacity | CapCost (£m/MW) | Capital cost (£m) | Annmaint (24/kw -inc) | annual Cost (£m) | Annual MWh generated | Cost (pounds/MWh) | storage factor | MW capacity | Hrs generation / yr | Annual MWh generated | upgraded (£m/MW) | P H upg factor | MW PHUp | Capital cost (£m) | Annmaint (25/kw -inc) | annual Cost (£m) | MWh PHUp | Cost (£/MWh) | New Built (£m/MW) | MW Phnew | Capital cost (£m) | Annmaint (24/kw -inc) | annual Cost (£m) | MWh PHUp | Cost (£/MWh) | cost (pounds/MWh) | MWh used / year | cost of backup (£m/yr) | cost across all wind MWh (£/MWh) | cost (£/MWh) | MWh used / year | cost of conv (£m/yr) | total cost | annual Cost (£m) | cost / MWh | total cost (£m) | Overall cost (£/MWh)
Interest rate | 0.075 | year | * 12% of UK total plus interconnector export | bit behind targets |  |  |  | 24 | [9 empty] | max - 900 |  | 15 |  |  |  |  | max - | [5 empty] | 23 |  |  |  | 23
Capacity Factor (%) | 33 | 2004 | 52000 | 2 | 356.1644 | 0.7555 | 269.0822 | 8547945.2055 | 34.9428 | 1029600 | 33.9382 | 0 | 0 | 1000 | 0 | 0.2 | 1 | 0 | 0 | 0 | 0 | 0 |  | 1.4 | 0 | 0 | 0 | 0 | 0 |  | 23.23 | 41184 | 0.9567 | 0.9292 | 23.23 | 50970400 | 1184.0424 | 0 | 0 |  | 1219.9419 | 23.4604
|  | 2006 | 53040 | 5.5 | 999.0411 | 0.69483 | 694.1626 | 23976986.3014 | 92.0689 | 2888028 | 31.8795 | 0 | 0 | 1000 | 0 | 0.2 | 1 | 0 | 0 | 0 | 0 | 0 |  | 1.4 | 0 | 0 | 0 | 0 | 0 |  | 23.4623 | 115521.12 | 2.7104 | 0.93849 | 23.4623 | 50151972 | 1176.6806 | 0 | 0 |  | 1271.4599 | 23.9717
|  | 2008 | 54100.8 | 8.5 | 1574.8521 | 0.6683 | 1052.4772 | 37796449.3151 | 141.0362 | 4552582.32 | 30.9794 | 0.026046 | 0 | 1000 | 0 | 0.2 | 1 | 900 | 180 | 13500000 | 31.1566 | 900000 | 34.6184 | 1.4 | 0 | 0 | 0 | 0 | 0 |  | 23.6969 | 182103.2928 | 4.3153 | 0.94788 | 23.6969 | 49548217.68 | 1174.1403 | 0 | 0 |  | 1319.4918 | 24.3895
|  | 2010 | 55182.816 | 11.5 | 2173.2958 | 0.65139 | 1415.6531 | 52159100.0548 | 191.0236 | 6282563.6016 | 30.4054 | 0.048957 | 0 | 1000 | 0 | 0.2 | 1 | 900 | 180 | 13500000 | 31.1566 | 900000 | 34.6184 | 1.4 | 0 | 0 | 0 | 0 | 0 |  | 23.9339 | 251302.5441 | 6.0146 | 0.95736 | 23.9339 | 48900252.3984 | 1170.3734 | 350 | 34.3323 |  | 1717.4116 | 31.1222
|  | 2012 | 56286.4723 | 14.5 | 2795.0474 | 0.63903 | 1786.1189 | 67081138.2444 | 242.2855 | 8079923.1015 | 29.9861 | 0.078154 | 0 | 1000 | 0 | 0.2 | 1 | 900 | 180 | 13500000 | 31.1566 | 900000 | 34.6184 | 1.4 | 0 | 0 | 0 | 0 | 0 |  | 24.1732 | 323196.9241 | 7.8127 | 0.96693 | 24.1732 | 48206549.2185 | 1165.3081 | 350 | 34.3323 |  | 1765.4062 | 31.3647
|  | 2014 | 57412.2018 | 17.5 | 3440.7998 | 0.62933 | 2165.408 | 82579194.3215 | 294.9888 | 9946663.956 | 29.6571 | 0.11324 | 53.8175 | 1000 | 53817.5 | 0.2 | 1 | 900 | 180 | 13500000 | 31.1566 | 900000 | 34.6184 | 1.4 | 0 | 0 | 0 | 0 | 0 |  | 24.415 | 397866.5582 | 9.7139 | 0.9766 | 24.415 | 47465537.8104 | 1158.8694 | 350 | 34.3323 |  | 1813.5721 | 31.5886
|  | 2016 | 58560.4458 | 20.5 | 4111.2642 | 0.62137 | 2554.6262 | 98670340.1865 | 349.2592 | 11884842.4755 | 29.3869 | 0.15383 | 247.5005 | 1000 | 247500.5 | 0.2 | 1 | 900 | 180 | 13500000 | 31.1566 | 900000 | 34.6184 | 1.4 | 0 | 0 | 0 | 0 | 0 |  | 24.6591 | 475393.699 | 11.7228 | 0.98636 | 24.6591 | 46675603.3263 | 1150.979 | 665 | 65.2313 |  | 2176.961 | 37.1746
|  | 2018 | 59731.6547 | 23.5 | 4807.1708 | 0.61463 | 2954.6488 | 115372100.2083 | 405.2001 | 13896569.4701 | 29.1583 | 0.19957 | 441.1835 | 1000 | 441183.5 | 0.2 | 1 | 900 | 180 | 13500000 | 31.1566 | 900000 | 34.6184 | 1.4 | 0 | 0 | 0 | 0 | 0 |  | 24.9057 | 555862.7788 | 13.8442 | 0.99623 | 24.9057 | 45835085.2477 | 1141.5551 | 665 | 65.2313 |  | 2225.5993 | 37.26
|  | 2020 | 60926.2878 | 26.5 | 5529.2693 | 0.6088 | 3366.2162 | 132702462.4949 | 462.902 | 15984011.6075 | 28.9603 | 0.25011 | 634.8665 | 1000 | 634866.5 | 0.2 | 1 | 900 | 180 | 13500000 | 31.1566 | 900000 | 34.6184 | 1.4 | 0 | 0 | 0 | 0 | 0 |  | 25.1548 | 639360.4643 | 16.083 | 1.0062 | 25.1548 | 44942276.2046 | 1130.5122 | 665 | 65.2313 |  | 2274.4972 | 37.332
|  | 2022 | 62144.8136 | 29.5 | 6278.3288 | 0.60366 | 3789.9851 | 150679890.4329 | 522.4478 | 18149392.8026 | 28.786 | 0.3051 | 828.5495 | 1000 | 828549.5 | 0.2 | 1 | 900 | 180 | 13500000 | 31.1566 | 900000 | 34.6184 | 1.4 | 0 | 0 | 0 | 0 | 0 |  | 25.4063 | 725975.7121 | 18.4444 | 1.0163 | 25.4063 | 43995420.7657 | 1117.7612 | 665 | 65.2313 |  | 2323.6534 | 37.3909
|  | 2024 | 63387.7098 | 32.5 | 7055.1389 | 0.59908 | 4226.5589 | 169323334.5034 | 583.9158 | 20394995.6409 | 28.6303 | 0.36422 | 1022.2325 | 1000 | 1022232.5 | 0.2 | 0.88043 | 900 | 180 | 13500000 | 31.1566 | 900000 | 34.6184 | 1.4 | 122.2325 | 171.1255 | 1833487.5 | 18.6196 | 122232.5 | 152.3291 | 25.6604 | 815799.8256 | 20.9337 | 1.0264 | 25.6604 | 42992714.1988 | 1103.209 | 805 | 78.9642 |  | 2513.0585 | 39.6458
|  | 2026 | 64655.464 | 35.5 | 7860.5102 | 0.59494 | 4676.5065 | 188652244.3805 | 647.381 | 22723162.8356 | 28.4899 | 0.42718 | 1215.9155 | 1000 | 1215915.5 | 0.2 | 0.74018 | 900 | 180 | 13500000 | 31.1566 | 900000 | 34.6184 | 1.4 | 315.9155 | 442.2817 | 4738732.5 | 48.1231 | 315915.5 | 152.3291 | 25.917 | 908926.5134 | 23.5566 | 1.0367 | 25.917 | 41932301.2009 | 1086.7584 | 805 | 78.9642 |  | 2562.6961 | 39.6362
|  | 2028 | 65948.5733 | 38.5 | 8695.2742 | 0.59117 | 5140.3741 | 208686581.319 | 712.9171 | 25136298.7199 | 28.3621 | 0.49366 | 1409.5985 | 1000 | 1409598.5 | 0.2 | 0.63848 | 900 | 180 | 13500000 | 31.1566 | 900000 | 34.6184 | 1.4 | 509.5985 | 713.4379 | 7643977.5 | 77.6267 | 509598.5 | 152.3291 | 26.1761 | 1005451.9488 | 26.3189 | 1.047 | 26.1761 | 40812274.5974 | 1068.308 | 805 | 78.9642 |  | 2612.544 | 39.6149
|  | 2030 | 67267.5448 | 40 | 9214.7322 | 0.58771 | 5415.6086 | 221153571.8913 | 752.3825 | 26637947.7343 | 28.2448 | 0.52294 | 1506.44 | 1000 | 1506440 | 0.2 | 0.59744 | 900 | 180 | 13500000 | 31.1566 | 900000 | 34.6184 | 1.4 | 606.44 | 849.016 | 9096600 | 92.3784 | 606440 | 152.3291 | 26.4379 | 1065517.9094 | 28.1701 | 1.0575 | 26.4379 | 40629597.0493 | 1074.1615 | 805 | 78.9642 |  | 2659.7141 | 39.5393
|  | 2032 | 68612.8957 | 40 | 9399.0268 | 0.58452 | 5493.9238 | 225576643.3291 | 764.4877 | 27170706.689 | 28.1365 | 0.51268 | 1506.44 | 1000 | 1506440 | 0.2 | 0.59744 | 900 | 180 | 13500000 | 31.1566 | 900000 | 34.6184 | 1.4 | 606.44 | 849.016 | 9096600 | 92.3784 | 606440 | 152.3291 | 26.7023 | 1086828.2676 | 29.0208 | 1.0681 | 26.7023 | 41442188.9903 | 1106.6012 | 805 | 78.9642 |  | 2705.1096 | 39.4257
|  | 2034 | 69985.1536 | 40 | 9587.0073 | 0.58156 | 5575.3966 | 230088176.1957 | 776.991 | 27714120.8228 | 28.0359 | 0.50263 | 1506.44 | 1000 | 1506440 | 0.2 | 0.59744 | 900 | 180 | 13500000 | 31.1566 | 900000 | 34.6184 | 1.4 | 606.44 | 849.016 | 9096600 | 92.3784 | 606440 | 152.3291 | 26.9693 | 1108564.8329 | 29.8972 | 1.0788 | 26.9693 | 42271032.7701 | 1140.0205 | 805 | 78.9642 |  | 2751.9088 | 39.3213
|  | 2036 | 71384.8567 | 40 | 9778.7475 | 0.57879 | 5659.8763 | 234689939.7196 | 789.8796 | 28268403.2392 | 27.9421 | 0.49277 | 1506.44 | 1000 | 1506440 | 0.2 | 0.59744 | 900 | 180 | 13500000 | 31.1566 | 900000 | 34.6184 | 1.4 | 606.44 | 849.016 | 9096600 | 92.3784 | 606440 | 152.3291 | 27.239 | 1130736.1296 | 30.8001 | 1.0896 | 27.239 | 43116453.4255 | 1174.4492 | 805 | 78.9642 |  | 2800.1289 | 39.2258
|  | 2038 | 72812.5538 | 40 | 9974.3224 | 0.5762 | 5747.2473 | 239383738.514 | 803.1438 | 28833771.304 | 27.8543 | 0.48311 | 1506.44 | 1000 | 1506440 | 0.2 | 0.59744 | 900 | 180 | 13500000 | 31.1566 | 900000 | 34.6184 | 1.4 | 606.44 | 849.016 | 9096600 | 92.3784 | 606440 | 152.3291 | 27.5114 | 1153350.8522 | 31.7303 | 1.1005 | 27.5114 | 43978782.494 | 1209.9175 | 805 | 78.9642 |  | 2849.7916 | 39.1387
|  | 2040 | 74268.8049 | 40 | 10173.8089 | 0.57377 | 5837.4218 | 244171413.2843 | 816.7769 | 29410446.7301 | 27.7717 | 0.47364 | 1506.44 | 1000 | 1506440 | 0.2 | 0.59744 | 900 | 180 | 13500000 | 31.1566 | 900000 | 34.6184 | 1.4 | 606.44 | 849.016 | 9096600 | 92.3784 | 606440 | 152.3291 | 27.7865 | 1176417.8692 | 32.6885 | 1.1115 | 27.7865 | 44858358.1439 | 1246.457 | 805 | 78.9642 |  | 2900.9225 | 39.0598
|  | 2042 | 75754.181 | 40 | 10377.2851 | 0.57147 | 5930.3332 | 249054841.55 | 830.7742 | 29998655.6647 | 27.6937 | 0.46435 | 1506.44 | 1000 | 1506440 | 0.2 | 0.59744 | 900 | 180 | 13500000 | 31.1566 | 900000 | 34.6184 | 1.4 | 606.44 | 849.016 | 9096600 | 92.3784 | 606440 | 152.3291 | 28.0644 | 1199946.2266 | 33.6757 | 1.1226 | 28.0644 | 45755525.3068 | 1284.1 | 805 | 78.9642 |  | 2953.55 | 38.9886
|  | 2044 | 77269.2646 | 40 | 10584.8308 | 0.5693 | 6025.9324 | 254035938.381 | 845.1329 | 30598628.778 | 27.62 | 0.45525 | 1506.44 | 1000 | 1506440 | 0.2 | 0.59744 | 900 | 180 | 13500000 | 31.1566 | 900000 | 34.6184 | 1.4 | 606.44 | 849.016 | 9096600 | 92.3784 | 606440 | 152.3291 | 28.345 | 1223945.1511 | 34.6927 | 1.1338 | 28.345 | 46670635.8129 | 1322.8799 | 805 | 78.9642 |  | 3007.7055 | 38.925
|  | 2046 | 78814.6499 | 40 | 10796.5274 | 0.56724 | 6124.1845 | 259116657.1486 | 859.8513 | 31210601.3535 | 27.55 | 0.44632 | 1506.44 | 1000 | 1506440 | 0.2 | 0.59744 | 900 | 180 | 13500000 | 31.1566 | 900000 | 34.6184 | 1.4 | 606.44 | 849.016 | 9096600 | 92.3784 | 606440 | 152.3291 | 28.6285 | 1248424.0541 | 35.7405 | 1.1451 | 28.6285 | 47604048.5291 | 1362.8308 | 805 | 78.9642 |  | 3063.4226 | 38.8687
|  | 2048 | 80390.9429 | 40 | 11012.4579 | 0.56527 | 6225.0657 | 264298990.2915 | 874.9293 | 31834813.3806 | 27.4834 | 0.43757 | 1506.44 | 1000 | 1506440 | 0.2 | 0.59744 | 900 | 180 | 13500000 | 31.1566 | 900000 | 34.6184 | 1.4 | 606.44 | 849.016 | 9096600 | 92.3784 | 606440 | 152.3291 | 28.9147 | 1273392.5352 | 36.8198 | 1.1566 | 28.9147 | 48556129.4997 | 1403.9883 | 805 | 78.9642 |  | 3120.7375 | 38.8195
|  | 2050 | 81998.7617 | 40 | 11232.7071 | 0.5634 | 6328.5621 | 269584970.0974 | 890.3675 | 32471509.6482 | 27.42 | 0.42899 | 1506.44 | 1000 | 1506440 | 0.2 | 0.59744 | 900 | 180 | 13500000 | 31.1566 | 900000 | 34.6184 | 1.4 | 606.44 | 849.016 | 9096600 | 92.3784 | 606440 | 152.3291 | 29.2039 | 1298860.3859 | 37.9318 | 1.1682 | 29.2039 | 49527252.0897 | 1446.3888 | 805 | 78.9642 |  | 3179.688 | 38.7773
Demand |  |  |  | Cost of wind (£) | [7 empty] | cost of storage (£) |  |  |  | Pumped Hydro | [14 empty] | cost conv backup (£) |  |  |  | cost conv generation |  |  | cost of grid upgrade (£m) |  |  | total cost
Accounting period (yrs) | 20 | demand | GWh | % wind penetration | MW capacity | CapCost (£m/MW) | Capital cost (£m) | Annmaint (24/kw -inc) | annual Cost (£m) | Annual MWh generated | Cost (pounds/MWh) | storage factor | MW capacity | Hrs generation / yr | Annual MWh generated | upgraded (£m/MW) | P H upg factor | MW PHUp | Capital cost (£m) | Annmaint (25/kw -inc) | annual Cost (£m) | MWh PHUp | Cost (£/MWh) | New Built (£m/MW) | MW Phnew | Capital cost (£m) | Annmaint (24/kw -inc) | annual Cost (£m) | MWh PHUp | Cost (£/MWh) | cost (pounds/MWh) | MWh used / year | cost of backup (£m/yr) | cost across all wind MWh (£/MWh) | cost (£/MWh) | MWh used / year | cost of conv (£m/yr) | total cost | annual Cost (£m) | cost / MWh | total cost (£m) | Overall cost (£/MWh)
Interest rate | 0.075 | year | * 12% of UK total plus interconnector export | well behind targets |  |  |  | 24 | [9 empty] | max - 900 |  | 15 |  |  |  |  | max - | [5 empty] | 23 |  |  |  | 23
Capacity Factor (%) | 33 | 2004 | 52000 | 2 | 356.1644 | 0.7555 | 269.0822 | 8547945.2055 | 34.9428 | 1029600 | 33.9382 | 0 | 0 | 1000 | 0 | 0.2 | 1 | 0 | 0 | 0 | 0 | 0 |  | 1.4 | 0 | 0 | 0 | 0 | 0 |  | 23.23 | 41184 | 0.9567 | 0.9292 | 23.23 | 50970400 | 1184.0424 | 0 | 0 |  | 1219.9419 | 23.4604
|  | 2006 | 53040 | 4.1 | 744.7397 | 0.69483 | 517.4666 | 17873753.4247 | 68.6332 | 2152893.6 | 31.8795 | 0 | 0 | 1000 | 0 | 0.2 | 1 | 0 | 0 | 0 | 0 | 0 |  | 1.4 | 0 | 0 | 0 | 0 | 0 |  | 23.4623 | 86115.744 | 2.0205 | 0.93849 | 23.4623 | 50887106.4 | 1193.9286 | 0 | 0 |  | 1264.5822 | 23.842
|  | 2008 | 54100.8 | 6.2 | 1148.7156 | 0.6683 | 767.6893 | 27569174.7945 | 102.8735 | 3320707.104 | 30.9794 | 0.0128 | 0 | 1000 | 0 | 0.2 | 1 | 900 | 180 | 13500000 | 31.1566 | 900000 | 34.6184 | 1.4 | 0 | 0 | 0 | 0 | 0 |  | 23.6969 | 132828.2842 | 3.1476 | 0.94788 | 23.6969 | 50780092.896 | 1203.332 | 0 | 0 |  | 1309.3531 | 24.2021
|  | 2010 | 55182.816 | 8.3 | 1568.5526 | 0.65139 | 1021.7322 | 37645263.5178 | 137.8692 | 4534371.9907 | 30.4054 | 0.024235 | 0 | 1000 | 0 | 0.2 | 1 | 900 | 180 | 13500000 | 31.1566 | 900000 | 34.6184 | 1.4 | 0 | 0 | 0 | 0 | 0 |  | 23.9339 | 181374.8796 | 4.341 | 0.95736 | 23.9339 | 50648444.0093 | 1212.2144 | 350 | 34.3323 |  | 1704.4246 | 30.8869
|  | 2012 | 56286.4723 | 10.4 | 2004.7237 | 0.63903 | 1281.0784 | 48113368.1201 | 173.7772 | 5795255.1901 | 29.9861 | 0.038742 | 0 | 1000 | 0 | 0.2 | 1 | 900 | 180 | 13500000 | 31.1566 | 900000 | 34.6184 | 1.4 | 0 | 0 | 0 | 0 | 0 |  | 24.1732 | 231810.2076 | 5.6036 | 0.96693 | 24.1732 | 50491217.1299 | 1220.5359 | 350 | 34.3323 |  | 1749.9166 | 31.0895
|  | 2014 | 57412.2018 | 12.5 | 2457.7141 | 0.62933 | 1546.72 | 58985138.8011 | 210.7063 | 7104759.9686 | 29.6571 | 0.056127 | 0 | 1000 | 0 | 0.2 | 1 | 900 | 180 | 13500000 | 31.1566 | 900000 | 34.6184 | 1.4 | 0 | 0 | 0 | 0 | 0 |  | 24.415 | 284190.3987 | 6.9385 | 0.9766 | 24.415 | 50307441.7978 | 1228.2544 | 350 | 34.3323 |  | 1795.8991 | 31.2808
|  | 2016 | 58560.4458 | 14.6 | 2928.0223 | 0.62137 | 1819.3923 | 70272534.9621 | 248.7407 | 8464326.8362 | 29.3869 | 0.076204 | 0 | 1000 | 0 | 0.2 | 1 | 900 | 180 | 13500000 | 31.1566 | 900000 | 34.6184 | 1.4 | 0 | 0 | 0 | 0 | 0 |  | 24.6591 | 338573.0734 | 8.3489 | 0.98636 | 24.6591 | 50096118.9655 | 1235.3259 | 350 | 34.3323 |  | 1842.4155 | 31.4618
|  | 2018 | 59731.6547 | 16.7 | 3416.1597 | 0.61463 | 2099.6866 | 81987832.914 | 287.9507 | 9875434.4745 | 29.1583 | 0.098794 | 2.1687 | 1000 | 2168.7 | 0.2 | 1 | 900 | 180 | 13500000 | 31.1566 | 900000 | 34.6184 | 1.4 | 0 | 0 | 0 | 0 | 0 |  | 24.9057 | 395017.379 | 9.8382 | 0.99623 | 24.9057 | 49856220.2433 | 1241.7043 | 350 | 34.3323 |  | 1889.4932 | 31.633
|  | 2020 | 60926.2878 | 18.8 | 3922.6514 | 0.6088 | 2388.1081 | 94143633.77 | 328.3984 | 11339600.6876 | 28.9603 | 0.12373 | 137.7468 | 1000 | 137746.8 | 0.2 | 1 | 900 | 180 | 13500000 | 31.1566 | 900000 | 34.6184 | 1.4 | 0 | 0 | 0 | 0 | 0 |  | 25.1548 | 453584.0275 | 11.4098 | 1.0062 | 25.1548 | 49586687.1245 | 1247.3413 | 665 | 65.2313 |  | 2252.1495 | 36.9652
|  | 2022 | 62144.8136 | 20.9 | 4448.0363 | 0.60366 | 2685.1081 | 106752871.527 | 370.141 | 12858383.3754 | 28.786 | 0.15083 | 273.3249 | 1000 | 273324.9 | 0.2 | 1 | 900 | 180 | 13500000 | 31.1566 | 900000 | 34.6184 | 1.4 | 0 | 0 | 0 | 0 | 0 |  | 25.4063 | 514335.335 | 13.0674 | 1.0163 | 25.4063 | 49286430.1929 | 1252.1863 | 665 | 65.2313 |  | 2300.3946 | 37.0167
|  | 2024 | 63387.7098 | 23 | 4992.8676 | 0.59908 | 2991.1032 | 119828821.3409 | 413.2327 | 14433381.5305 | 28.6303 | 0.17996 | 408.903 | 1000 | 408903 | 0.2 | 1 | 900 | 180 | 13500000 | 31.1566 | 900000 | 34.6184 | 1.4 | 0 | 0 | 0 | 0 | 0 |  | 25.6604 | 577335.2612 | 14.8146 | 1.0264 | 25.6604 | 48954328.3092 | 1256.1863 | 665 | 65.2313 |  | 2349.2336 | 37.0613
|  | 2026 | 64655.464 | 25.1 | 5557.7128 | 0.59494 | 3306.4877 | 133385107.9986 | 457.7257 | 16066236.2584 | 28.4899 | 0.21096 | 544.4811 | 1000 | 544481.1 | 0.2 | 1 | 900 | 180 | 13500000 | 31.1566 | 900000 | 34.6184 | 1.4 | 0 | 0 | 0 | 0 | 0 |  | 25.917 | 642649.4503 | 16.6555 | 1.0367 | 25.917 | 48589227.7781 | 1259.2858 | 665 | 65.2313 |  | 2398.6671 | 37.0992
|  | 2028 | 65948.5733 | 27.2 | 6143.1548 | 0.59117 | 3631.6409 | 147435714.5942 | 503.6713 | 17758631.8229 | 28.3621 | 0.24368 | 680.0592 | 1000 | 680059.2 | 0.2 | 1 | 900 | 180 | 13500000 | 31.1566 | 900000 | 34.6184 | 1.4 | 0 | 0 | 0 | 0 | 0 |  | 26.1761 | 710345.2729 | 18.5941 | 1.047 | 26.1761 | 48189941.4944 | 1261.4269 | 665 | 65.2313 |  | 2448.6923 | 37.1303
|  | 2030 | 67267.5448 | 29.3 | 6749.7913 | 0.58771 | 3966.9333 | 161994991.4104 | 551.1202 | 19512296.7154 | 28.2448 | 0.27799 | 815.6373 | 1000 | 815637.3 | 0.2 | 1 | 900 | 180 | 13500000 | 31.1566 | 900000 | 34.6184 | 1.4 | 0 | 0 | 0 | 0 | 0 |  | 26.4379 | 780491.8686 | 20.6346 | 1.0575 | 26.4379 | 47755248.0682 | 1262.5488 | 805 | 78.9642 |  | 2639.3035 | 39.2359
|  | 2032 | 68612.8957 | 31.4 | 7378.236 | 0.58452 | 4312.7302 | 177077665.0133 | 600.1228 | 21329004.7509 | 28.1365 | 0.31375 | 951.2154 | 1000 | 951215.4 | 0.2 | 0.94616 | 900 | 180 | 13500000 | 31.1566 | 900000 | 34.6184 | 1.4 | 51.2154 | 71.7016 | 768231 | 7.8016 | 51215.4 | 152.3291 | 26.7023 | 853160.19 | 22.7813 | 1.0681 | 26.7023 | 47283890.9284 | 1262.588 | 805 | 78.9642 |  | 2690.4921 | 39.2126
|  | 2034 | 69985.1536 | 33.5 | 8029.1186 | 0.58156 | 4669.3947 | 192698847.5639 | 650.73 | 23210576.1891 | 28.0359 | 0.35083 | 1086.7935 | 1000 | 1086793.5 | 0.2 | 0.82812 | 900 | 180 | 13500000 | 31.1566 | 900000 | 34.6184 | 1.4 | 186.7935 | 261.5109 | 2801902.5 | 28.4541 | 186793.5 | 152.3291 | 26.9693 | 928423.0476 | 25.0389 | 1.0788 | 26.9693 | 46774577.4038 | 1261.478 | 805 | 78.9642 |  | 2742.247 | 39.1833
|  | 2036 | 71384.8567 | 35.6 | 8703.0853 | 0.57879 | 5037.2899 | 208874046.3504 | 702.9929 | 25158878.8829 | 27.9421 | 0.38912 | 1222.3716 | 1000 | 1222371.6 | 0.2 | 0.73627 | 900 | 180 | 13500000 | 31.1566 | 900000 | 34.6184 | 1.4 | 322.3716 | 451.3202 | 4835574 | 49.1066 | 322371.6 | 152.3291 | 27.239 | 1006355.1553 | 27.4121 | 1.0896 | 27.239 | 46225977.7818 | 1259.1495 | 805 | 78.9642 |  | 2794.5545 | 39.1477
|  | 2038 | 72812.5538 | 37.7 | 9400.7989 | 0.5762 | 5416.7806 | 225619173.5494 | 756.9631 | 27175829.454 | 27.8543 | 0.4285 | 1357.9497 | 1000 | 1357949.7 | 0.2 | 0.66276 | 900 | 180 | 13500000 | 31.1566 | 900000 | 34.6184 | 1.4 | 457.9497 | 641.1296 | 6869245.5 | 69.7591 | 457949.7 | 152.3291 | 27.5114 | 1087033.1782 | 29.9058 | 1.1005 | 27.5114 | 45636724.344 | 1255.5298 | 805 | 78.9642 |  | 2847.3987 | 39.1059
|  | 2040 | 74268.8049 | 39.7 | 10097.5053 | 0.57377 | 5793.6411 | 242340127.6846 | 810.6511 | 29189868.3796 | 27.7717 | 0.46647 | 1487.0717 | 1000 | 1487071.7 | 0.2 | 0.60522 | 900 | 180 | 13500000 | 31.1566 | 900000 | 34.6184 | 1.4 | 587.0717 | 821.9004 | 8806075.5 | 89.4281 | 587071.7 | 152.3291 | 27.7865 | 1167594.7352 | 32.4434 | 1.1115 | 27.7865 | 45078936.4944 | 1252.5861 | 805 | 78.9642 |  | 2900.6806 | 39.0565
|  | 2042 | 75754.181 | 40 | 10377.2851 | 0.57147 | 5930.3332 | 249054841.55 | 830.7742 | 29998655.6647 | 27.6937 | 0.46435 | 1506.44 | 1000 | 1506440 | 0.2 | 0.59744 | 900 | 180 | 13500000 | 31.1566 | 900000 | 34.6184 | 1.4 | 606.44 | 849.016 | 9096600 | 92.3784 | 606440 | 152.3291 | 28.0644 | 1199946.2266 | 33.6757 | 1.1226 | 28.0644 | 45755525.3068 | 1284.1 | 805 | 78.9642 |  | 2953.55 | 38.9886
|  | 2044 | 77269.2646 | 40 | 10584.8308 | 0.5693 | 6025.9324 | 254035938.381 | 845.1329 | 30598628.778 | 27.62 | 0.45525 | 1506.44 | 1000 | 1506440 | 0.2 | 0.59744 | 900 | 180 | 13500000 | 31.1566 | 900000 | 34.6184 | 1.4 | 606.44 | 849.016 | 9096600 | 92.3784 | 606440 | 152.3291 | 28.345 | 1223945.1511 | 34.6927 | 1.1338 | 28.345 | 46670635.8129 | 1322.8799 | 805 | 78.9642 |  | 3007.7055 | 38.925
|  | 2046 | 78814.6499 | 40 | 10796.5274 | 0.56724 | 6124.1845 | 259116657.1486 | 859.8513 | 31210601.3535 | 27.55 | 0.44632 | 1506.44 | 1000 | 1506440 | 0.2 | 0.59744 | 900 | 180 | 13500000 | 31.1566 | 900000 | 34.6184 | 1.4 | 606.44 | 849.016 | 9096600 | 92.3784 | 606440 | 152.3291 | 28.6285 | 1248424.0541 | 35.7405 | 1.1451 | 28.6285 | 47604048.5291 | 1362.8308 | 805 | 78.9642 |  | 3063.4226 | 38.8687
|  | 2048 | 80390.9429 | 40 | 11012.4579 | 0.56527 | 6225.0657 | 264298990.2915 | 874.9293 | 31834813.3806 | 27.4834 | 0.43757 | 1506.44 | 1000 | 1506440 | 0.2 | 0.59744 | 900 | 180 | 13500000 | 31.1566 | 900000 | 34.6184 | 1.4 | 606.44 | 849.016 | 9096600 | 92.3784 | 606440 | 152.3291 | 28.9147 | 1273392.5352 | 36.8198 | 1.1566 | 28.9147 | 48556129.4997 | 1403.9883 | 805 | 78.9642 |  | 3120.7375 | 38.8195
|  | 2050 | 81998.7617 | 40 | 11232.7071 | 0.5634 | 6328.5621 | 269584970.0974 | 890.3675 | 32471509.6482 | 27.42 | 0.42899 | 1506.44 | 1000 | 1506440 | 0.2 | 0.59744 | 900 | 180 | 13500000 | 31.1566 | 900000 | 34.6184 | 1.4 | 606.44 | 849.016 | 9096600 | 92.3784 | 606440 | 152.3291 | 29.2039 | 1298860.3859 | 37.9318 | 1.1682 | 29.2039 | 49527252.0897 | 1446.3888 | 805 | 78.9642 |  | 3179.688 | 38.7773
STATIC DEMAND | [45 empty] | STATIC DEMAND
Demand |  |  |  | Cost of wind (£) | [7 empty] | cost of storage (£) |  |  |  | Pumped Hydro | [14 empty] | cost conv backup (£) |  |  |  | cost conv generation |  |  | cost of grid upgrade (£m) |  |  | total cost
Accounting period (yrs) | 20 | demand | GWh | % wind penetration | MW capacity | CapCost (£m/MW) | Capital cost (£m) | Annmaint (24/kw -inc) | annual Cost (£m) | Annual MWh generated | Cost (pounds/MWh) | storage factor | MW capacity | Hrs generation / yr | Annual MWh generated | upgraded (£m/MW) | P H upg factor | MW PHUp | Capital cost (£m) | Annmaint (25/kw -inc) | annual Cost (£m) | MWh PHUp | Cost (£/MWh) | New Built (£m/MW) | MW Phnew | Capital cost (£m) | Annmaint (24/kw -inc) | annual Cost (£m) | MWh PHUp | Cost (£/MWh) | cost (pounds/MWh) | MWh used / year | cost of backup (£m/yr) | cost across all wind MWh (£/MWh) | cost (£/MWh) | MWh used / year | cost of conv (£m/yr) | total cost | annual Cost (£m) | cost / MWh | total cost (£m) | Overall cost (£/MWh) | STATIC DEMAND
Interest rate | 0.075 | year | * 12% of UK total plus interconnector export | hit targets |  |  |  | 24 | [9 empty] | max - 900 |  | 15 |  |  |  |  | max - | [5 empty] | 23 |  |  |  | 23 | [10 empty] | total cost
Capacity Factor (%) | 33 | 2004 | 52000 | 2 | 356.1644 | 0.7555 | 269.0822 | 8547945.2055 | 34.9428 | 1029600 | 33.9382 | 0 | 0 | 1000 | 0 | 0.2 | 1 | 0 | 0 | 0 | 0 | 0 |  | 1.4 | 0 | 0 | 0 | 0 | 0 |  | 23.23 | 41184 | 0.9567 | 0.9292 | 23.23 | 50970400 | 1184.0424 | 0 | 0 |  | 1219.9419 | 23.4604 | 23.4604 | 23.4604 |  | 1219.9419 | 1219.9419 | 1219.9419
|  | 2006 | 52000 | 6 | 1068.4932 | 0.69483 | 742.4198 | 25643835.6164 | 98.4694 | 3088800 | 31.8795 | 0 | 0 | 1000 | 0 | 0.2 | 1 | 0 | 0 | 0 | 0 | 0 |  | 1.4 | 0 | 0 | 0 | 0 | 0 |  | 23.4623 | 123552 | 2.8988 | 0.93849 | 23.4623 | 48911200 | 1147.5692 | 0 | 0 |  | 1248.9375 | 24.018 | 23.9717 | 23.842 |  | 1248.9375 | 1246.5293 | 1239.7865
|  | 2008 | 52000 | 12 | 2136.9863 | 0.6683 | 1428.1529 | 51287671.2329 | 191.3783 | 6177600 | 30.9794 | 0.056853 | 0 | 1000 | 0 | 0.2 | 1 | 900 | 180 | 13500000 | 31.1566 | 900000 | 34.6184 | 1.4 | 0 | 0 | 0 | 0 | 0 |  | 23.6969 | 247104 | 5.8556 | 0.94788 | 23.6969 | 45822400 | 1085.8499 | 350 | 34.3323 |  | 1317.4161 | 25.3349 | 24.3895 | 24.2021 |  | 1317.4161 | 1268.2544 | 1258.5093
|  | 2010 | 52000 | 18 | 3205.4795 | 0.65139 | 2088.0024 | 76931506.8493 | 281.7482 | 9266400 | 30.4054 | 0.13252 | 86.098 | 1000 | 86098 | 0.2 | 1 | 900 | 180 | 13500000 | 31.1566 | 900000 | 34.6184 | 1.4 | 0 | 0 | 0 | 0 | 0 |  | 23.9339 | 370656 | 8.8712 | 0.95736 | 23.9339 | 42733600 | 1022.7814 | 350 | 34.3323 |  | 1663.4009 | 31.9885 | 31.5104 | 31.2751 |  | 1663.4009 | 1638.5425 | 1626.3046
|  | 2012 | 52000 | 22 | 3917.8082 | 0.63903 | 2503.5967 | 94027397.2603 | 339.6107 | 11325600 | 29.9861 | 0.20027 | 344.342 | 1000 | 344342 | 0.2 | 1 | 900 | 180 | 13500000 | 31.1566 | 900000 | 34.6184 | 1.4 | 0 | 0 | 0 | 0 | 0 |  | 24.1732 | 453024 | 10.9511 | 0.96693 | 24.1732 | 40674400 | 983.2317 | 665 | 65.2313 |  | 1998.7934 | 38.4383 | 31.8772 | 31.602 |  | 1998.7934 | 1657.6166 | 1643.3066
|  | 2014 | 52000 | 26 | 4630.137 | 0.62933 | 2913.8969 | 111123287.6712 | 396.9538 | 13384800 | 29.6571 | 0.28187 | 602.586 | 1000 | 602586 | 0.2 | 1 | 900 | 180 | 13500000 | 31.1566 | 900000 | 34.6184 | 1.4 | 0 | 0 | 0 | 0 | 0 |  | 24.415 | 535392 | 13.0716 | 0.9766 | 24.415 | 38615200 | 942.7887 | 665 | 65.2313 |  | 2017.8141 | 38.8041 | 32.2231 | 31.9153 |  | 2017.8141 | 1675.6023 | 1659.5954
|  | 2016 | 52000 | 31 | 5520.5479 | 0.62137 | 3430.3163 | 132493150.6849 | 468.9804 | 15958800 | 29.3869 | 0.40333 | 925.391 | 1000 | 925391 | 0.2 | 0.97256 | 900 | 180 | 13500000 | 31.1566 | 900000 | 34.6184 | 1.4 | 25.391 | 35.5474 | 380865 | 3.8678 | 25391 | 152.3291 | 24.6591 | 638352 | 15.7412 | 0.98636 | 24.6591 | 36041200 | 888.744 | 805 | 78.9642 |  | 2178.4656 | 41.8936 | 38.6073 | 32.2158 |  | 2178.4656 | 2007.5781 | 1675.2222
|  | 2018 | 52000 | 36 | 6410.9589 | 0.61463 | 3940.3909 | 153863013.6986 | 540.3846 | 18532800 | 29.1583 | 0.54642 | 1248.196 | 1000 | 1248196 | 0.2 | 0.72104 | 900 | 180 | 13500000 | 31.1566 | 900000 | 34.6184 | 1.4 | 348.196 | 487.4744 | 5222940 | 53.0404 | 348196 | 152.3291 | 24.9057 | 741312 | 18.4629 | 0.99623 | 24.9057 | 33467200 | 833.5242 | 805 | 78.9642 |  | 2197.3717 | 42.2571 | 38.9153 | 32.5043 |  | 2197.3717 | 2023.5956 | 1690.2214
|  | 2020 | 52000 | 40 | 7123.2877 | 0.6088 | 4336.6537 | 170958904.1096 | 596.3508 | 20592000 | 28.9603 | 0.67647 | 1506.44 | 1000 | 1506440 | 0.2 | 0.59744 | 900 | 180 | 13500000 | 31.1566 | 900000 | 34.6184 | 1.4 | 606.44 | 849.016 | 9096600 | 92.3784 | 606440 | 152.3291 | 25.1548 | 823680 | 20.7195 | 1.0062 | 25.1548 | 31408000 | 790.0607 | 805 | 78.9642 |  | 2212.131 | 42.541 | 39.2056 | 38.8388 |  | 2212.131 | 2038.6903 | 2019.6168
|  | 2022 | 52000 | 40 | 7123.2877 | 0.60366 | 4300.0542 | 170958904.1096 | 592.7606 | 20592000 | 28.786 | 0.67647 | 1506.44 | 1000 | 1506440 | 0.2 | 0.59744 | 900 | 180 | 13500000 | 31.1566 | 900000 | 34.6184 | 1.4 | 606.44 | 849.016 | 9096600 | 92.3784 | 606440 | 152.3291 | 25.4063 | 823680 | 20.9267 | 1.0163 | 25.4063 | 31408000 | 797.9613 | 805 | 78.9642 |  | 2216.6487 | 42.6279 | 39.4786 | 39.1043 |  | 2216.6487 | 2052.887 | 2033.4251
|  | 2024 | 52000 | 40 | 7123.2877 | 0.59908 | 4267.3852 | 170958904.1096 | 589.5561 | 20592000 | 28.6303 | 0.67647 | 1506.44 | 1000 | 1506440 | 0.2 | 0.59744 | 900 | 180 | 13500000 | 31.1566 | 900000 | 34.6184 | 1.4 | 606.44 | 849.016 | 9096600 | 92.3784 | 606440 | 152.3291 | 25.6604 | 823680 | 21.1359 | 1.0264 | 25.6604 | 31408000 | 805.941 | 805 | 78.9642 |  | 2221.633 | 42.7237 | 42.427 | 39.3588 |  | 2221.633 | 2206.2029 | 2046.6582
|  | 2026 | 52000 | 40 | 7123.2877 | 0.59494 | 4237.9057 | 170958904.1096 | 586.6644 | 20592000 | 28.4899 | 0.67647 | 1506.44 | 1000 | 1506440 | 0.2 | 0.59744 | 900 | 180 | 13500000 | 31.1566 | 900000 | 34.6184 | 1.4 | 606.44 | 849.016 | 9096600 | 92.3784 | 606440 | 152.3291 | 25.917 | 823680 | 21.3473 | 1.0367 | 25.917 | 31408000 | 814.0004 | 805 | 78.9642 |  | 2227.012 | 42.8272 | 42.6663 | 39.6024 |  | 2227.012 | 2218.65 | 2059.3244
|  | 2028 | 52000 | 40 | 7123.2877 | 0.59117 | 4211.0648 | 170958904.1096 | 584.0315 | 20592000 | 28.3621 | 0.67647 | 1506.44 | 1000 | 1506440 | 0.2 | 0.59744 | 900 | 180 | 13500000 | 31.1566 | 900000 | 34.6184 | 1.4 | 606.44 | 849.016 | 9096600 | 92.3784 | 606440 | 152.3291 | 26.1761 | 823680 | 21.5608 | 1.047 | 26.1761 | 31408000 | 822.1404 | 805 | 78.9642 |  | 2232.7326 | 42.9372 | 42.8892 | 39.8352 |  | 2232.7326 | 2230.2361 | 2071.4292
|  | 2030 | 52000 | 40 | 7123.2877 | 0.58771 | 4186.4416 | 170958904.1096 | 581.6161 | 20592000 | 28.2448 | 0.67647 | 1506.44 | 1000 | 1506440 | 0.2 | 0.59744 | 900 | 180 | 13500000 | 31.1566 | 900000 | 34.6184 | 1.4 | 606.44 | 849.016 | 9096600 | 92.3784 | 606440 | 152.3291 | 26.4379 | 823680 | 21.7764 | 1.0575 | 26.4379 | 31408000 | 830.3618 | 805 | 78.9642 |  | 2238.7543 | 43.053 | 43.053 | 42.7495 |  | 2238.7543 | 2238.7543 | 2222.9763
|  | 2032 | 52000 | 40 | 7123.2877 | 0.58452 | 4163.7076 | 170958904.1096 | 579.3861 | 20592000 | 28.1365 | 0.67647 | 1506.44 | 1000 | 1506440 | 0.2 | 0.59744 | 900 | 180 | 13500000 | 31.1566 | 900000 | 34.6184 | 1.4 | 606.44 | 849.016 | 9096600 | 92.3784 | 606440 | 152.3291 | 26.7023 | 823680 | 21.9941 | 1.0681 | 26.7023 | 31408000 | 838.6654 | 805 | 78.9642 |  | 2245.0456 | 43.174 | 43.174 | 42.9609 |  | 2245.0456 | 2245.0456 | 2233.9674
|  | 2034 | 52000 | 40 | 7123.2877 | 0.58156 | 4142.6018 | 170958904.1096 | 577.3158 | 20592000 | 28.0359 | 0.67647 | 1506.44 | 1000 | 1506440 | 0.2 | 0.59744 | 900 | 180 | 13500000 | 31.1566 | 900000 | 34.6184 | 1.4 | 606.44 | 849.016 | 9096600 | 92.3784 | 606440 | 152.3291 | 26.9693 | 823680 | 22.2141 | 1.0788 | 26.9693 | 31408000 | 847.0521 | 805 | 78.9642 |  | 2251.5819 | 43.2997 | 43.2997 | 43.1616 |  | 2251.5819 | 2251.5819 | 2244.403
|  | 2036 | 52000 | 40 | 7123.2877 | 0.57879 | 4122.9132 | 170958904.1096 | 575.3845 | 20592000 | 27.9421 | 0.67647 | 1506.44 | 1000 | 1506440 | 0.2 | 0.59744 | 900 | 180 | 13500000 | 31.1566 | 900000 | 34.6184 | 1.4 | 606.44 | 849.016 | 9096600 | 92.3784 | 606440 | 152.3291 | 27.239 | 823680 | 22.4362 | 1.0896 | 27.239 | 31408000 | 855.5226 | 805 | 78.9642 |  | 2258.3433 | 43.4297 | 43.4297 | 43.3516 |  | 2258.3433 | 2258.3433 | 2254.2826
|  | 2038 | 52000 | 40 | 7123.2877 | 0.5762 | 4104.4689 | 170958904.1096 | 573.5753 | 20592000 | 27.8543 | 0.67647 | 1506.44 | 1000 | 1506440 | 0.2 | 0.59744 | 900 | 180 | 13500000 | 31.1566 | 900000 | 34.6184 | 1.4 | 606.44 | 849.016 | 9096600 | 92.3784 | 606440 | 152.3291 | 27.5114 | 823680 | 22.6606 | 1.1005 | 27.5114 | 31408000 | 864.0778 | 805 | 78.9642 |  | 2265.3136 | 43.5637 | 43.5637 | 43.5309 |  | 2265.3136 | 2265.3136 | 2263.6047
|  | 2040 | 52000 | 40 | 7123.2877 | 0.57377 | 4087.1256 | 170958904.1096 | 571.874 | 20592000 | 27.7717 | 0.67647 | 1506.44 | 1000 | 1506440 | 0.2 | 0.59744 | 900 | 180 | 13500000 | 31.1566 | 900000 | 34.6184 | 1.4 | 606.44 | 849.016 | 9096600 | 92.3784 | 606440 | 152.3291 | 27.7865 | 823680 | 22.8872 | 1.1115 | 27.7865 | 31408000 | 872.7186 | 805 | 78.9642 |  | 2272.4798 | 43.7015 | 43.7015 | 43.6983 |  | 2272.4798 | 2272.4798 | 2272.3104
|  | 2042 | 52000 | 40 | 7123.2877 | 0.57147 | 4070.7631 | 170958904.1096 | 570.269 | 20592000 | 27.6937 | 0.67647 | 1506.44 | 1000 | 1506440 | 0.2 | 0.59744 | 900 | 180 | 13500000 | 31.1566 | 900000 | 34.6184 | 1.4 | 606.44 | 849.016 | 9096600 | 92.3784 | 606440 | 152.3291 | 28.0644 | 823680 | 23.1161 | 1.1226 | 28.0644 | 31408000 | 881.4458 | 805 | 78.9642 |  | 2279.8308 | 43.8429 | 43.8429 | 43.8429 |  | 2279.8308 | 2279.8308 | 2279.8308
|  | 2044 | 52000 | 40 | 7123.2877 | 0.5693 | 4055.2798 | 170958904.1096 | 568.7502 | 20592000 | 27.62 | 0.67647 | 1506.44 | 1000 | 1506440 | 0.2 | 0.59744 | 900 | 180 | 13500000 | 31.1566 | 900000 | 34.6184 | 1.4 | 606.44 | 849.016 | 9096600 | 92.3784 | 606440 | 152.3291 | 28.345 | 823680 | 23.3472 | 1.1338 | 28.345 | 31408000 | 890.2602 | 805 | 78.9642 |  | 2287.3576 | 43.9876 | 43.9876 | 43.9876 |  | 2287.3576 | 2287.3576 | 2287.3576
|  | 2046 | 52000 | 40 | 7123.2877 | 0.56724 | 4040.5888 | 170958904.1096 | 567.3091 | 20592000 | 27.55 | 0.67647 | 1506.44 | 1000 | 1506440 | 0.2 | 0.59744 | 900 | 180 | 13500000 | 31.1566 | 900000 | 34.6184 | 1.4 | 606.44 | 849.016 | 9096600 | 92.3784 | 606440 | 152.3291 | 28.6285 | 823680 | 23.5807 | 1.1451 | 28.6285 | 31408000 | 899.1628 | 805 | 78.9642 |  | 2295.0526 | 44.1356 | 44.1356 | 44.1356 |  | 2295.0526 | 2295.0526 | 2295.0526
|  | 2048 | 52000 | 40 | 7123.2877 | 0.56527 | 4026.6155 | 170958904.1096 | 565.9384 | 20592000 | 27.4834 | 0.67647 | 1506.44 | 1000 | 1506440 | 0.2 | 0.59744 | 900 | 180 | 13500000 | 31.1566 | 900000 | 34.6184 | 1.4 | 606.44 | 849.016 | 9096600 | 92.3784 | 606440 | 152.3291 | 28.9147 | 823680 | 23.8165 | 1.1566 | 28.9147 | 31408000 | 908.1544 | 805 | 78.9642 |  | 2302.9094 | 44.2867 | 44.2867 | 44.2867 |  | 2302.9094 | 2302.9094 | 2302.9094
|  | 2050 | 52000 | 40 | 7123.2877 | 0.5634 | 4013.2951 | 170958904.1096 | 564.6318 | 20592000 | 27.42 | 0.67647 | 1506.44 | 1000 | 1506440 | 0.2 | 0.59744 | 900 | 180 | 13500000 | 31.1566 | 900000 | 34.6184 | 1.4 | 606.44 | 849.016 | 9096600 | 92.3784 | 606440 | 152.3291 | 29.2039 | 823680 | 24.0547 | 1.1682 | 29.2039 | 31408000 | 917.236 | 805 | 78.9642 |  | 2310.9225 | 44.4408 | 44.4408 | 44.4408 |  | 2310.9225 | 2310.9225 | 2310.9225
Demand |  |  |  | Cost of wind (£) | [7 empty] | cost of storage (£) |  |  |  | Pumped Hydro | [14 empty] | cost conv backup (£) |  |  |  | cost conv generation |  |  | cost of grid upgrade (£m) |  |  | total cost
Accounting period (yrs) | 20 | demand | GWh | % wind penetration | MW capacity | CapCost (£m/MW) | Capital cost (£m) | Annmaint (24/kw -inc) | annual Cost (£m) | Annual MWh generated | Cost (pounds/MWh) | storage factor | MW capacity | Hrs generation / yr | Annual MWh generated | upgraded (£m/MW) | P H upg factor | MW PHUp | Capital cost (£m) | Annmaint (25/kw -inc) | annual Cost (£m) | MWh PHUp | Cost (£/MWh) | New Built (£m/MW) | MW Phnew | Capital cost (£m) | Annmaint (24/kw -inc) | annual Cost (£m) | MWh PHUp | Cost (£/MWh) | cost (pounds/MWh) | MWh used / year | cost of backup (£m/yr) | cost across all wind MWh (£/MWh) | cost (£/MWh) | MWh used / year | cost of conv (£m/yr) | total cost | annual Cost (£m) | cost / MWh | total cost (£m) | Overall cost (£/MWh)
Interest rate | 0.075 | year | * 12% of UK total plus interconnector export | bit behind targets |  |  |  | 24 | [9 empty] | max - 900 |  | 15 |  |  |  |  | max - | [5 empty] | 23 |  |  |  | 23
Capacity Factor (%) | 33 | 2004 | 52000 | 2 | 356.1644 | 0.7555 | 269.0822 | 8547945.2055 | 34.9428 | 1029600 | 33.9382 | 0 | 0 | 1000 | 0 | 0.2 | 1 | 0 | 0 | 0 | 0 | 0 |  | 1.4 | 0 | 0 | 0 | 0 | 0 |  | 23.23 | 41184 | 0.9567 | 0.9292 | 23.23 | 50970400 | 1184.0424 | 0 | 0 |  | 1219.9419 | 23.4604
|  | 2006 | 52000 | 5.5 | 979.4521 | 0.69483 | 680.5515 | 23506849.3151 | 90.2636 | 2831400 | 31.8795 | 0 | 0 | 1000 | 0 | 0.2 | 1 | 0 | 0 | 0 | 0 | 0 |  | 1.4 | 0 | 0 | 0 | 0 | 0 |  | 23.4623 | 113256 | 2.6572 | 0.93849 | 23.4623 | 49168600 | 1153.6084 | 0 | 0 |  | 1246.5293 | 23.9717
|  | 2008 | 52000 | 8.5 | 1513.6986 | 0.6683 | 1011.6083 | 36328767.1233 | 135.5596 | 4375800 | 30.9794 | 0.027099 | 0 | 1000 | 0 | 0.2 | 1 | 900 | 180 | 13500000 | 31.1566 | 900000 | 34.6184 | 1.4 | 0 | 0 | 0 | 0 | 0 |  | 23.6969 | 175032 | 4.1477 | 0.94788 | 23.6969 | 47624200 | 1128.547 | 0 | 0 |  | 1268.2544 | 24.3895
|  | 2010 | 52000 | 11.5 | 2047.9452 | 0.65139 | 1334.0015 | 49150684.9315 | 180.0058 | 5920200 | 30.4054 | 0.051954 | 0 | 1000 | 0 | 0.2 | 1 | 900 | 180 | 13500000 | 31.1566 | 900000 | 34.6184 | 1.4 | 0 | 0 | 0 | 0 | 0 |  | 23.9339 | 236808 | 5.6677 | 0.95736 | 23.9339 | 46079800 | 1102.869 | 350 | 34.3323 |  | 1638.5425 | 31.5104
|  | 2012 | 52000 | 14.5 | 2582.1918 | 0.63903 | 1650.0978 | 61972602.7397 | 223.8343 | 7464600 | 29.9861 | 0.084596 | 0 | 1000 | 0 | 0.2 | 1 | 900 | 180 | 13500000 | 31.1566 | 900000 | 34.6184 | 1.4 | 0 | 0 | 0 | 0 | 0 |  | 24.1732 | 298584 | 7.2177 | 0.96693 | 24.1732 | 44535400 | 1076.5645 | 350 | 34.3323 |  | 1657.6166 | 31.8772
|  | 2014 | 52000 | 17.5 | 3116.4384 | 0.62933 | 1961.2768 | 74794520.5479 | 267.1805 | 9009000 | 29.6571 | 0.12503 | 53.8175 | 1000 | 53817.5 | 0.2 | 1 | 900 | 180 | 13500000 | 31.1566 | 900000 | 34.6184 | 1.4 | 0 | 0 | 0 | 0 | 0 |  | 24.415 | 360360 | 8.7982 | 0.9766 | 24.415 | 42991000 | 1049.6237 | 350 | 34.3323 |  | 1675.6023 | 32.2231
|  | 2016 | 52000 | 20.5 | 3650.6849 | 0.62137 | 2268.435 | 87616438.3562 | 310.1322 | 10553400 | 29.3869 | 0.17324 | 247.5005 | 1000 | 247500.5 | 0.2 | 1 | 900 | 180 | 13500000 | 31.1566 | 900000 | 34.6184 | 1.4 | 0 | 0 | 0 | 0 | 0 |  | 24.6591 | 422136 | 10.4095 | 0.98636 | 24.6591 | 41446600 | 1022.0364 | 665 | 65.2313 |  | 2007.5781 | 38.6073
|  | 2018 | 52000 | 23.5 | 4184.9315 | 0.61463 | 2572.1996 | 100438356.1644 | 352.7511 | 12097800 | 29.1583 | 0.22925 | 441.1835 | 1000 | 441183.5 | 0.2 | 1 | 900 | 180 | 13500000 | 31.1566 | 900000 | 34.6184 | 1.4 | 0 | 0 | 0 | 0 | 0 |  | 24.9057 | 483912 | 12.0522 | 0.99623 | 24.9057 | 39902200 | 993.7924 | 665 | 65.2313 |  | 2023.5956 | 38.9153
|  | 2020 | 52000 | 26.5 | 4719.1781 | 0.6088 | 2873.0331 | 113260273.9726 | 395.0824 | 13642200 | 28.9603 | 0.29304 | 634.8665 | 1000 | 634866.5 | 0.2 | 1 | 900 | 180 | 13500000 | 31.1566 | 900000 | 34.6184 | 1.4 | 0 | 0 | 0 | 0 | 0 |  | 25.1548 | 545688 | 13.7267 | 1.0062 | 25.1548 | 38357800 | 964.8813 | 665 | 65.2313 |  | 2038.6903 | 39.2056
|  | 2022 | 52000 | 29.5 | 5253.4247 | 0.60366 | 3171.29 | 126082191.7808 | 437.161 | 15186600 | 28.786 | 0.36462 | 828.5495 | 1000 | 828549.5 | 0.2 | 1 | 900 | 180 | 13500000 | 31.1566 | 900000 | 34.6184 | 1.4 | 0 | 0 | 0 | 0 | 0 |  | 25.4063 | 607464 | 15.4334 | 1.0163 | 25.4063 | 36813400 | 935.2926 | 665 | 65.2313 |  | 2052.887 | 39.4786
|  | 2024 | 52000 | 32.5 | 5787.6712 | 0.59908 | 3467.2504 | 138904109.589 | 479.0143 | 16731000 | 28.6303 | 0.44399 | 1022.2325 | 1000 | 1022232.5 | 0.2 | 0.88043 | 900 | 180 | 13500000 | 31.1566 | 900000 | 34.6184 | 1.4 | 122.2325 | 171.1255 | 1833487.5 | 18.6196 | 122232.5 | 152.3291 | 25.6604 | 669240 | 17.1729 | 1.0264 | 25.6604 | 35269000 | 905.0157 | 805 | 78.9642 |  | 2206.2029 | 42.427
|  | 2026 | 52000 | 35.5 | 6321.9178 | 0.59494 | 3761.1413 | 151726027.3973 | 520.6646 | 18275400 | 28.4899 | 0.53114 | 1215.9155 | 1000 | 1215915.5 | 0.2 | 0.74018 | 900 | 180 | 13500000 | 31.1566 | 900000 | 34.6184 | 1.4 | 315.9155 | 442.2817 | 4738732.5 | 48.1231 | 315915.5 | 152.3291 | 25.917 | 731016 | 18.9457 | 1.0367 | 25.917 | 33724600 | 874.0396 | 805 | 78.9642 |  | 2218.65 | 42.6663
|  | 2028 | 52000 | 38.5 | 6856.1644 | 0.59117 | 4053.1499 | 164547945.2055 | 562.1303 | 19819800 | 28.3621 | 0.62608 | 1409.5985 | 1000 | 1409598.5 | 0.2 | 0.63848 | 900 | 180 | 13500000 | 31.1566 | 900000 | 34.6184 | 1.4 | 509.5985 | 713.4379 | 7643977.5 | 77.6267 | 509598.5 | 152.3291 | 26.1761 | 792792 | 20.7522 | 1.047 | 26.1761 | 32180200 | 842.3536 | 805 | 78.9642 |  | 2230.2361 | 42.8892
|  | 2030 | 52000 | 40 | 7123.2877 | 0.58771 | 4186.4416 | 170958904.1096 | 581.6161 | 20592000 | 28.2448 | 0.67647 | 1506.44 | 1000 | 1506440 | 0.2 | 0.59744 | 900 | 180 | 13500000 | 31.1566 | 900000 | 34.6184 | 1.4 | 606.44 | 849.016 | 9096600 | 92.3784 | 606440 | 152.3291 | 26.4379 | 823680 | 21.7764 | 1.0575 | 26.4379 | 31408000 | 830.3618 | 805 | 78.9642 |  | 2238.7543 | 43.053
|  | 2032 | 52000 | 40 | 7123.2877 | 0.58452 | 4163.7076 | 170958904.1096 | 579.3861 | 20592000 | 28.1365 | 0.67647 | 1506.44 | 1000 | 1506440 | 0.2 | 0.59744 | 900 | 180 | 13500000 | 31.1566 | 900000 | 34.6184 | 1.4 | 606.44 | 849.016 | 9096600 | 92.3784 | 606440 | 152.3291 | 26.7023 | 823680 | 21.9941 | 1.0681 | 26.7023 | 31408000 | 838.6654 | 805 | 78.9642 |  | 2245.0456 | 43.174
|  | 2034 | 52000 | 40 | 7123.2877 | 0.58156 | 4142.6018 | 170958904.1096 | 577.3158 | 20592000 | 28.0359 | 0.67647 | 1506.44 | 1000 | 1506440 | 0.2 | 0.59744 | 900 | 180 | 13500000 | 31.1566 | 900000 | 34.6184 | 1.4 | 606.44 | 849.016 | 9096600 | 92.3784 | 606440 | 152.3291 | 26.9693 | 823680 | 22.2141 | 1.0788 | 26.9693 | 31408000 | 847.0521 | 805 | 78.9642 |  | 2251.5819 | 43.2997
|  | 2036 | 52000 | 40 | 7123.2877 | 0.57879 | 4122.9132 | 170958904.1096 | 575.3845 | 20592000 | 27.9421 | 0.67647 | 1506.44 | 1000 | 1506440 | 0.2 | 0.59744 | 900 | 180 | 13500000 | 31.1566 | 900000 | 34.6184 | 1.4 | 606.44 | 849.016 | 9096600 | 92.3784 | 606440 | 152.3291 | 27.239 | 823680 | 22.4362 | 1.0896 | 27.239 | 31408000 | 855.5226 | 805 | 78.9642 |  | 2258.3433 | 43.4297
|  | 2038 | 52000 | 40 | 7123.2877 | 0.5762 | 4104.4689 | 170958904.1096 | 573.5753 | 20592000 | 27.8543 | 0.67647 | 1506.44 | 1000 | 1506440 | 0.2 | 0.59744 | 900 | 180 | 13500000 | 31.1566 | 900000 | 34.6184 | 1.4 | 606.44 | 849.016 | 9096600 | 92.3784 | 606440 | 152.3291 | 27.5114 | 823680 | 22.6606 | 1.1005 | 27.5114 | 31408000 | 864.0778 | 805 | 78.9642 |  | 2265.3136 | 43.5637
|  | 2040 | 52000 | 40 | 7123.2877 | 0.57377 | 4087.1256 | 170958904.1096 | 571.874 | 20592000 | 27.7717 | 0.67647 | 1506.44 | 1000 | 1506440 | 0.2 | 0.59744 | 900 | 180 | 13500000 | 31.1566 | 900000 | 34.6184 | 1.4 | 606.44 | 849.016 | 9096600 | 92.3784 | 606440 | 152.3291 | 27.7865 | 823680 | 22.8872 | 1.1115 | 27.7865 | 31408000 | 872.7186 | 805 | 78.9642 |  | 2272.4798 | 43.7015
|  | 2042 | 52000 | 40 | 7123.2877 | 0.57147 | 4070.7631 | 170958904.1096 | 570.269 | 20592000 | 27.6937 | 0.67647 | 1506.44 | 1000 | 1506440 | 0.2 | 0.59744 | 900 | 180 | 13500000 | 31.1566 | 900000 | 34.6184 | 1.4 | 606.44 | 849.016 | 9096600 | 92.3784 | 606440 | 152.3291 | 28.0644 | 823680 | 23.1161 | 1.1226 | 28.0644 | 31408000 | 881.4458 | 805 | 78.9642 |  | 2279.8308 | 43.8429
|  | 2044 | 52000 | 40 | 7123.2877 | 0.5693 | 4055.2798 | 170958904.1096 | 568.7502 | 20592000 | 27.62 | 0.67647 | 1506.44 | 1000 | 1506440 | 0.2 | 0.59744 | 900 | 180 | 13500000 | 31.1566 | 900000 | 34.6184 | 1.4 | 606.44 | 849.016 | 9096600 | 92.3784 | 606440 | 152.3291 | 28.345 | 823680 | 23.3472 | 1.1338 | 28.345 | 31408000 | 890.2602 | 805 | 78.9642 |  | 2287.3576 | 43.9876
|  | 2046 | 52000 | 40 | 7123.2877 | 0.56724 | 4040.5888 | 170958904.1096 | 567.3091 | 20592000 | 27.55 | 0.67647 | 1506.44 | 1000 | 1506440 | 0.2 | 0.59744 | 900 | 180 | 13500000 | 31.1566 | 900000 | 34.6184 | 1.4 | 606.44 | 849.016 | 9096600 | 92.3784 | 606440 | 152.3291 | 28.6285 | 823680 | 23.5807 | 1.1451 | 28.6285 | 31408000 | 899.1628 | 805 | 78.9642 |  | 2295.0526 | 44.1356
|  | 2048 | 52000 | 40 | 7123.2877 | 0.56527 | 4026.6155 | 170958904.1096 | 565.9384 | 20592000 | 27.4834 | 0.67647 | 1506.44 | 1000 | 1506440 | 0.2 | 0.59744 | 900 | 180 | 13500000 | 31.1566 | 900000 | 34.6184 | 1.4 | 606.44 | 849.016 | 9096600 | 92.3784 | 606440 | 152.3291 | 28.9147 | 823680 | 23.8165 | 1.1566 | 28.9147 | 31408000 | 908.1544 | 805 | 78.9642 |  | 2302.9094 | 44.2867
|  | 2050 | 52000 | 40 | 7123.2877 | 0.5634 | 4013.2951 | 170958904.1096 | 564.6318 | 20592000 | 27.42 | 0.67647 | 1506.44 | 1000 | 1506440 | 0.2 | 0.59744 | 900 | 180 | 13500000 | 31.1566 | 900000 | 34.6184 | 1.4 | 606.44 | 849.016 | 9096600 | 92.3784 | 606440 | 152.3291 | 29.2039 | 823680 | 24.0547 | 1.1682 | 29.2039 | 31408000 | 917.236 | 805 | 78.9642 |  | 2310.9225 | 44.4408
Demand |  |  |  | Cost of wind (£) | [7 empty] | cost of storage (£) |  |  |  | Pumped Hydro | [14 empty] | cost conv backup (£) |  |  |  | cost conv generation |  |  | cost of grid upgrade (£m) |  |  | total cost
Accounting period (yrs) | 20 | demand | GWh | % wind penetration | MW capacity | CapCost (£m/MW) | Capital cost (£m) | Annmaint (24/kw -inc) | annual Cost (£m) | Annual MWh generated | Cost (pounds/MWh) | storage factor | MW capacity | Hrs generation / yr | Annual MWh generated | upgraded (£m/MW) | P H upg factor | MW PHUp | Capital cost (£m) | Annmaint (25/kw -inc) | annual Cost (£m) | MWh PHUp | Cost (£/MWh) | New Built (£m/MW) | MW Phnew | Capital cost (£m) | Annmaint (24/kw -inc) | annual Cost (£m) | MWh PHUp | Cost (£/MWh) | cost (pounds/MWh) | MWh used / year | cost of backup (£m/yr) | cost across all wind MWh (£/MWh) | cost (£/MWh) | MWh used / year | cost of conv (£m/yr) | total cost | annual Cost (£m) | cost / MWh | total cost (£m) | Overall cost (£/MWh)
Interest rate | 0.075 | year | * 12% of UK total plus interconnector export | well behind targets |  |  |  | 24 | [9 empty] | max - 900 |  | 15 |  |  |  |  | max - | [5 empty] | 23 |  |  |  | 23
Capacity Factor (%) | 33 | 2004 | 52000 | 2 | 356.1644 | 0.7555 | 269.0822 | 8547945.2055 | 34.9428 | 1029600 | 33.9382 | 0 | 0 | 1000 | 0 | 0.2 | 1 | 0 | 0 | 0 | 0 | 0 |  | 1.4 | 0 | 0 | 0 | 0 | 0 |  | 23.23 | 41184 | 0.9567 | 0.9292 | 23.23 | 50970400 | 1184.0424 | 0 | 0 |  | 1219.9419 | 23.4604
|  | 2006 | 52000 | 4.1 | 730.137 | 0.69483 | 507.3202 | 17523287.6712 | 67.2874 | 2110680 | 31.8795 | 0 | 0 | 1000 | 0 | 0.2 | 1 | 0 | 0 | 0 | 0 | 0 |  | 1.4 | 0 | 0 | 0 | 0 | 0 |  | 23.4623 | 84427.2 | 1.9809 | 0.93849 | 23.4623 | 49889320 | 1170.5182 | 0 | 0 |  | 1239.7865 | 23.842
|  | 2008 | 52000 | 6.2 | 1104.1096 | 0.6683 | 737.879 | 26498630.137 | 98.8788 | 3191760 | 30.9794 | 0.013317 | 0 | 1000 | 0 | 0.2 | 1 | 900 | 180 | 13500000 | 31.1566 | 900000 | 34.6184 | 1.4 | 0 | 0 | 0 | 0 | 0 |  | 23.6969 | 127670.4 | 3.0254 | 0.94788 | 23.6969 | 48808240 | 1156.6051 | 0 | 0 |  | 1258.5093 | 24.2021
|  | 2010 | 52000 | 8.3 | 1478.0822 | 0.65139 | 962.8011 | 35473972.6027 | 129.9172 | 4272840 | 30.4054 | 0.025719 | 0 | 1000 | 0 | 0.2 | 1 | 900 | 180 | 13500000 | 31.1566 | 900000 | 34.6184 | 1.4 | 0 | 0 | 0 | 0 | 0 |  | 23.9339 | 170913.6 | 4.0906 | 0.95736 | 23.9339 | 47727160 | 1142.2967 | 350 | 34.3323 |  | 1626.3046 | 31.2751
|  | 2012 | 52000 | 10.4 | 1852.0548 | 0.63903 | 1183.5184 | 44449315.0685 | 160.5432 | 5353920 | 29.9861 | 0.041936 | 0 | 1000 | 0 | 0.2 | 1 | 900 | 180 | 13500000 | 31.1566 | 900000 | 34.6184 | 1.4 | 0 | 0 | 0 | 0 | 0 |  | 24.1732 | 214156.8 | 5.1769 | 0.96693 | 24.1732 | 46646080 | 1127.5865 | 350 | 34.3323 |  | 1643.3066 | 31.602
|  | 2014 | 52000 | 12.5 | 2226.0274 | 0.62933 | 1400.912 | 53424657.5342 | 190.8432 | 6435000 | 29.6571 | 0.061969 | 0 | 1000 | 0 | 0.2 | 1 | 900 | 180 | 13500000 | 31.1566 | 900000 | 34.6184 | 1.4 | 0 | 0 | 0 | 0 | 0 |  | 24.415 | 257400 | 6.2844 | 0.9766 | 24.415 | 45565000 | 1112.4678 | 350 | 34.3323 |  | 1659.5954 | 31.9153
|  | 2016 | 52000 | 14.6 | 2600 | 0.62137 | 1615.5683 | 62400000 | 220.8746 | 7516080 | 29.3869 | 0.085818 | 0 | 1000 | 0 | 0.2 | 1 | 900 | 180 | 13500000 | 31.1566 | 900000 | 34.6184 | 1.4 | 0 | 0 | 0 | 0 | 0 |  | 24.6591 | 300643.2 | 7.4136 | 0.98636 | 24.6591 | 44483920 | 1096.934 | 350 | 34.3323 |  | 1675.2222 | 32.2158
|  | 2018 | 52000 | 16.7 | 2973.9726 | 0.61463 | 1827.9036 | 71375342.4658 | 250.6784 | 8597160 | 29.1583 | 0.11348 | 2.1687 | 1000 | 2168.7 | 0.2 | 1 | 900 | 180 | 13500000 | 31.1566 | 900000 | 34.6184 | 1.4 | 0 | 0 | 0 | 0 | 0 |  | 24.9057 | 343886.4 | 8.5647 | 0.99623 | 24.9057 | 43402840 | 1080.9783 | 350 | 34.3323 |  | 1690.2214 | 32.5043
|  | 2020 | 52000 | 18.8 | 3347.9452 | 0.6088 | 2038.2272 | 80350684.9315 | 280.2849 | 9678240 | 28.9603 | 0.14496 | 137.7468 | 1000 | 137746.8 | 0.2 | 1 | 900 | 180 | 13500000 | 31.1566 | 900000 | 34.6184 | 1.4 | 0 | 0 | 0 | 0 | 0 |  | 25.1548 | 387129.6 | 9.7382 | 1.0062 | 25.1548 | 42321760 | 1064.5938 | 665 | 65.2313 |  | 2019.6168 | 38.8388
|  | 2022 | 52000 | 20.9 | 3721.9178 | 0.60366 | 2246.7783 | 89326027.3973 | 309.7174 | 10759320 | 28.786 | 0.18026 | 273.3249 | 1000 | 273324.9 | 0.2 | 1 | 900 | 180 | 13500000 | 31.1566 | 900000 | 34.6184 | 1.4 | 0 | 0 | 0 | 0 | 0 |  | 25.4063 | 430372.8 | 10.9342 | 1.0163 | 25.4063 | 41240680 | 1047.7735 | 665 | 65.2313 |  | 2033.4251 | 39.1043
|  | 2024 | 52000 | 23 | 4095.8904 | 0.59908 | 2453.7465 | 98301369.863 | 338.9947 | 11840400 | 28.6303 | 0.21937 | 408.903 | 1000 | 408903 | 0.2 | 1 | 900 | 180 | 13500000 | 31.1566 | 900000 | 34.6184 | 1.4 | 0 | 0 | 0 | 0 | 0 |  | 25.6604 | 473616 | 12.1532 | 1.0264 | 25.6604 | 40159600 | 1030.5103 | 665 | 65.2313 |  | 2046.6582 | 39.3588
|  | 2026 | 52000 | 25.1 | 4469.863 | 0.59494 | 2659.2858 | 107276712.3288 | 368.1319 | 12921480 | 28.4899 | 0.2623 | 544.4811 | 1000 | 544481.1 | 0.2 | 1 | 900 | 180 | 13500000 | 31.1566 | 900000 | 34.6184 | 1.4 | 0 | 0 | 0 | 0 | 0 |  | 25.917 | 516859.2 | 13.3954 | 1.0367 | 25.917 | 39078520 | 1012.7971 | 665 | 65.2313 |  | 2059.3244 | 39.6024
|  | 2028 | 52000 | 27.2 | 4843.8356 | 0.59117 | 2863.5241 | 116252054.7945 | 397.1414 | 14002560 | 28.3621 | 0.30904 | 680.0592 | 1000 | 680059.2 | 0.2 | 1 | 900 | 180 | 13500000 | 31.1566 | 900000 | 34.6184 | 1.4 | 0 | 0 | 0 | 0 | 0 |  | 26.1761 | 560102.4 | 14.6613 | 1.047 | 26.1761 | 37997440 | 994.6265 | 665 | 65.2313 |  | 2071.4292 | 39.8352
|  | 2030 | 52000 | 29.3 | 5217.8082 | 0.58771 | 3066.5684 | 125227397.2603 | 426.0338 | 15083640 | 28.2448 | 0.3596 | 815.6373 | 1000 | 815637.3 | 0.2 | 1 | 900 | 180 | 13500000 | 31.1566 | 900000 | 34.6184 | 1.4 | 0 | 0 | 0 | 0 | 0 |  | 26.4379 | 603345.6 | 15.9512 | 1.0575 | 26.4379 | 36916360 | 975.9913 | 805 | 78.9642 |  | 2222.9763 | 42.7495
|  | 2032 | 52000 | 31.4 | 5591.7808 | 0.58452 | 3268.5105 | 134202739.726 | 454.8181 | 16164720 | 28.1365 | 0.41398 | 951.2154 | 1000 | 951215.4 | 0.2 | 0.94616 | 900 | 180 | 13500000 | 31.1566 | 900000 | 34.6184 | 1.4 | 51.2154 | 71.7016 | 768231 | 7.8016 | 51215.4 | 152.3291 | 26.7023 | 646588.8 | 17.2654 | 1.0681 | 26.7023 | 35835280 | 956.8839 | 805 | 78.9642 |  | 2233.9674 | 42.9609
|  | 2034 | 52000 | 33.5 | 5965.7534 | 0.58156 | 3469.429 | 143178082.1918 | 483.502 | 17245800 | 28.0359 | 0.47217 | 1086.7935 | 1000 | 1086793.5 | 0.2 | 0.82812 | 900 | 180 | 13500000 | 31.1566 | 900000 | 34.6184 | 1.4 | 186.7935 | 261.5109 | 2801902.5 | 28.4541 | 186793.5 | 152.3291 | 26.9693 | 689832 | 18.6043 | 1.0788 | 26.9693 | 34754200 | 937.2968 | 805 | 78.9642 |  | 2244.403 | 43.1616
|  | 2036 | 52000 | 35.6 | 6339.726 | 0.57879 | 3669.3927 | 152153424.6575 | 512.0922 | 18326880 | 27.9421 | 0.53418 | 1222.3716 | 1000 | 1222371.6 | 0.2 | 0.73627 | 900 | 180 | 13500000 | 31.1566 | 900000 | 34.6184 | 1.4 | 322.3716 | 451.3202 | 4835574 | 49.1066 | 322371.6 | 152.3291 | 27.239 | 733075.2 | 19.9682 | 1.0896 | 27.239 | 33673120 | 917.2222 | 805 | 78.9642 |  | 2254.2826 | 43.3516
|  | 2038 | 52000 | 37.7 | 6713.6986 | 0.5762 | 3868.4619 | 161128767.1233 | 540.5947 | 19407960 | 27.8543 | 0.6 | 1357.9497 | 1000 | 1357949.7 | 0.2 | 0.66276 | 900 | 180 | 13500000 | 31.1566 | 900000 | 34.6184 | 1.4 | 457.9497 | 641.1296 | 6869245.5 | 69.7591 | 457949.7 | 152.3291 | 27.5114 | 776318.4 | 21.3576 | 1.1005 | 27.5114 | 32592040 | 896.6524 | 805 | 78.9642 |  | 2263.6047 | 43.5309
|  | 2040 | 52000 | 39.7 | 7069.863 | 0.57377 | 4056.4721 | 169676712.3288 | 567.585 | 20437560 | 27.7717 | 0.66624 | 1487.0717 | 1000 | 1487071.7 | 0.2 | 0.60522 | 900 | 180 | 13500000 | 31.1566 | 900000 | 34.6184 | 1.4 | 587.0717 | 821.9004 | 8806075.5 | 89.4281 | 587071.7 | 152.3291 | 27.7865 | 817502.4 | 22.7155 | 1.1115 | 27.7865 | 31562440 | 877.0099 | 805 | 78.9642 |  | 2272.3104 | 43.6983
|  | 2042 | 52000 | 40 | 7123.2877 | 0.57147 | 4070.7631 | 170958904.1096 | 570.269 | 20592000 | 27.6937 | 0.67647 | 1506.44 | 1000 | 1506440 | 0.2 | 0.59744 | 900 | 180 | 13500000 | 31.1566 | 900000 | 34.6184 | 1.4 | 606.44 | 849.016 | 9096600 | 92.3784 | 606440 | 152.3291 | 28.0644 | 823680 | 23.1161 | 1.1226 | 28.0644 | 31408000 | 881.4458 | 805 | 78.9642 |  | 2279.8308 | 43.8429
|  | 2044 | 52000 | 40 | 7123.2877 | 0.5693 | 4055.2798 | 170958904.1096 | 568.7502 | 20592000 | 27.62 | 0.67647 | 1506.44 | 1000 | 1506440 | 0.2 | 0.59744 | 900 | 180 | 13500000 | 31.1566 | 900000 | 34.6184 | 1.4 | 606.44 | 849.016 | 9096600 | 92.3784 | 606440 | 152.3291 | 28.345 | 823680 | 23.3472 | 1.1338 | 28.345 | 31408000 | 890.2602 | 805 | 78.9642 |  | 2287.3576 | 43.9876
|  | 2046 | 52000 | 40 | 7123.2877 | 0.56724 | 4040.5888 | 170958904.1096 | 567.3091 | 20592000 | 27.55 | 0.67647 | 1506.44 | 1000 | 1506440 | 0.2 | 0.59744 | 900 | 180 | 13500000 | 31.1566 | 900000 | 34.6184 | 1.4 | 606.44 | 849.016 | 9096600 | 92.3784 | 606440 | 152.3291 | 28.6285 | 823680 | 23.5807 | 1.1451 | 28.6285 | 31408000 | 899.1628 | 805 | 78.9642 |  | 2295.0526 | 44.1356
|  | 2048 | 52000 | 40 | 7123.2877 | 0.56527 | 4026.6155 | 170958904.1096 | 565.9384 | 20592000 | 27.4834 | 0.67647 | 1506.44 | 1000 | 1506440 | 0.2 | 0.59744 | 900 | 180 | 13500000 | 31.1566 | 900000 | 34.6184 | 1.4 | 606.44 | 849.016 | 9096600 | 92.3784 | 606440 | 152.3291 | 28.9147 | 823680 | 23.8165 | 1.1566 | 28.9147 | 31408000 | 908.1544 | 805 | 78.9642 |  | 2302.9094 | 44.2867
|  | 2050 | 52000 | 40 | 7123.2877 | 0.5634 | 4013.2951 | 170958904.1096 | 564.6318 | 20592000 | 27.42 | 0.67647 | 1506.44 | 1000 | 1506440 | 0.2 | 0.59744 | 900 | 180 | 13500000 | 31.1566 | 900000 | 34.6184 | 1.4 | 606.44 | 849.016 | 9096600 | 92.3784 | 606440 | 152.3291 | 29.2039 | 823680 | 24.0547 | 1.1682 | 29.2039 | 31408000 | 917.236 | 805 | 78.9642 |  | 2310.9225 | 44.4408
LOWER DEMAND STATIC | [45 empty] | LOWER DEMAND STATIC
Demand |  |  |  | Cost of wind (£) | [7 empty] | cost of storage (£) |  |  |  | Pumped Hydro | [14 empty] | cost conv backup (£) |  |  |  | cost conv generation |  |  | cost of grid upgrade (£m) |  |  | total cost
Accounting period (yrs) | 20 | demand | GWh | % wind penetration | MW capacity | CapCost (£m/MW) | Capital cost (£m) | Annmaint (24/kw -inc) | annual Cost (£m) | Annual MWh generated | Cost (pounds/MWh) | storage factor | MW capacity | Hrs generation / yr | Annual MWh generated | upgraded (£m/MW) | P H upg factor | MW PHUp | Capital cost (£m) | Annmaint (25/kw -inc) | annual Cost (£m) | MWh PHUp | Cost (£/MWh) | New Built (£m/MW) | MW Phnew | Capital cost (£m) | Annmaint (24/kw -inc) | annual Cost (£m) | MWh PHUp | Cost (£/MWh) | cost (pounds/MWh) | MWh used / year | cost of backup (£m/yr) | cost across all wind MWh (£/MWh) | cost (£/MWh) | MWh used / year | cost of conv (£m/yr) | total cost | annual Cost (£m) | cost / MWh | total cost (£m) | Overall cost (£/MWh) | LOWER DEMAND STATIC
Interest rate | 0.075 | year | * 12% of UK total plus interconnector export | hit targets |  |  |  | 24 | [9 empty] | max - 900 |  | 15 |  |  |  |  | max - | [5 empty] | 23 |  |  |  | 23 | [10 empty] | total cost
Capacity Factor (%) | 33 | 2004 | 50000 | 2 | 342.4658 | 0.7555 | 258.7329 | 8219178.0822 | 33.5989 | 990000 | 33.9382 | 0 | 0 | 1000 | 0 | 0.2 | 1 | 0 | 0 | 0 | 0 | 0 |  | 1.4 | 0 | 0 | 0 | 0 | 0 |  | 23.23 | 39600 | 0.91991 | 0.9292 | 23.23 | 49010000 | 1138.5023 | 0 | 0 |  | 1173.0211 | 23.4604 | 23.4604 | 23.4604 |  | 1173.0211 | 1173.0211 | 1173.0211
|  | 2006 | 50000 | 6 | 1027.3973 | 0.69483 | 713.8652 | 24657534.2466 | 94.6821 | 2970000 | 31.8795 | 0 | 0 | 1000 | 0 | 0.2 | 1 | 0 | 0 | 0 | 0 | 0 |  | 1.4 | 0 | 0 | 0 | 0 | 0 |  | 23.4623 | 118800 | 2.7873 | 0.93849 | 23.4623 | 47030000 | 1103.432 | 0 | 0 |  | 1200.9014 | 24.018 | 23.9717 | 23.842 |  | 1200.9014 | 1198.5859 | 1192.1024
|  | 2008 | 50000 | 12 | 2054.7945 | 0.6683 | 1373.2239 | 49315068.4932 | 184.0176 | 5940000 | 30.9794 | 0.059127 | 0 | 1000 | 0 | 0.2 | 1 | 900 | 180 | 13500000 | 31.1566 | 900000 | 34.6184 | 1.4 | 0 | 0 | 0 | 0 | 0 |  | 23.6969 | 237600 | 5.6304 | 0.94788 | 23.6969 | 44060000 | 1044.0864 | 350 | 34.3323 |  | 1268.0667 | 25.3613 | 24.3895 | 24.2021 |  | 1268.0667 | 1219.4753 | 1210.1051
|  | 2010 | 50000 | 18 | 3082.1918 | 0.65139 | 2007.6946 | 73972602.7397 | 270.9118 | 8910000 | 30.4054 | 0.13782 | 86.098 | 1000 | 86098 | 0.2 | 1 | 900 | 180 | 13500000 | 31.1566 | 900000 | 34.6184 | 1.4 | 0 | 0 | 0 | 0 | 0 |  | 23.9339 | 356400 | 8.53 | 0.95736 | 23.9339 | 41090000 | 983.4436 | 350 | 34.3323 |  | 1612.8854 | 32.2577 | 31.7797 | 31.5443 |  | 1612.8854 | 1588.9832 | 1577.2159
|  | 2012 | 50000 | 22 | 3767.1233 | 0.63903 | 2407.3045 | 90410958.9041 | 326.5487 | 10890000 | 29.9861 | 0.20828 | 344.342 | 1000 | 344342 | 0.2 | 1 | 900 | 180 | 13500000 | 31.1566 | 900000 | 34.6184 | 1.4 | 0 | 0 | 0 | 0 | 0 |  | 24.1732 | 435600 | 10.5299 | 0.96693 | 24.1732 | 39110000 | 945.4151 | 665 | 65.2313 |  | 1947.4937 | 38.9499 | 32.1465 | 31.8713 |  | 1947.4937 | 1607.3236 | 1593.564
|  | 2014 | 50000 | 26 | 4452.0548 | 0.62933 | 2801.824 | 106849315.0685 | 381.6864 | 12870000 | 29.6571 | 0.29314 | 602.586 | 1000 | 602586 | 0.2 | 1 | 900 | 180 | 13500000 | 31.1566 | 900000 | 34.6184 | 1.4 | 0 | 0 | 0 | 0 | 0 |  | 24.415 | 514800 | 12.5688 | 0.9766 | 24.415 | 37130000 | 906.5276 | 665 | 65.2313 |  | 1965.7828 | 39.3157 | 32.4924 | 32.1845 |  | 1965.7828 | 1624.6176 | 1609.2264
|  | 2016 | 50000 | 31 | 5308.2192 | 0.62137 | 3298.3811 | 127397260.274 | 450.9427 | 15345000 | 29.3869 | 0.41946 | 925.391 | 1000 | 925391 | 0.2 | 0.97256 | 900 | 180 | 13500000 | 31.1566 | 900000 | 34.6184 | 1.4 | 25.391 | 35.5474 | 380865 | 3.8678 | 25391 | 152.3291 | 24.6591 | 613800 | 15.1358 | 0.98636 | 24.6591 | 34655000 | 854.5616 | 805 | 78.9642 |  | 2125.64 | 42.5128 | 39.1188 | 32.485 |  | 2125.64 | 1955.9405 | 1624.2522
|  | 2018 | 50000 | 36 | 6164.3836 | 0.61463 | 3788.8374 | 147945205.4795 | 519.6006 | 17820000 | 29.1583 | 0.56828 | 1248.196 | 1000 | 1248196 | 0.2 | 0.72104 | 900 | 180 | 13500000 | 31.1566 | 900000 | 34.6184 | 1.4 | 348.196 | 487.4744 | 5222940 | 53.0404 | 348196 | 152.3291 | 24.9057 | 712800 | 17.7528 | 0.99623 | 24.9057 | 32180000 | 801.4656 | 805 | 78.9642 |  | 2143.8189 | 42.8764 | 39.4268 | 32.7735 |  | 2143.8189 | 1971.3419 | 1638.6745
|  | 2020 | 50000 | 40 | 6849.3151 | 0.6088 | 4169.8593 | 164383561.6438 | 573.4142 | 19800000 | 28.9603 | 0.70353 | 1506.44 | 1000 | 1506440 | 0.2 | 0.59744 | 900 | 180 | 13500000 | 31.1566 | 900000 | 34.6184 | 1.4 | 606.44 | 849.016 | 9096600 | 92.3784 | 606440 | 152.3291 | 25.1548 | 792000 | 19.9226 | 1.0062 | 25.1548 | 30200000 | 759.6738 | 805 | 78.9642 |  | 2158.0106 | 43.1602 | 39.7171 | 39.3503 |  | 2158.0106 | 1985.8561 | 1967.5161
|  | 2022 | 50000 | 40 | 6849.3151 | 0.60366 | 4134.6675 | 164383561.6438 | 569.9622 | 19800000 | 28.786 | 0.70353 | 1506.44 | 1000 | 1506440 | 0.2 | 0.59744 | 900 | 180 | 13500000 | 31.1566 | 900000 | 34.6184 | 1.4 | 606.44 | 849.016 | 9096600 | 92.3784 | 606440 | 152.3291 | 25.4063 | 792000 | 20.1218 | 1.0163 | 25.4063 | 30200000 | 767.2705 | 805 | 78.9642 |  | 2162.3545 | 43.2471 | 39.9901 | 39.6159 |  | 2162.3545 | 1999.5067 | 1980.7933
|  | 2024 | 50000 | 40 | 6849.3151 | 0.59908 | 4103.255 | 164383561.6438 | 566.8808 | 19800000 | 28.6303 | 0.70353 | 1506.44 | 1000 | 1506440 | 0.2 | 0.59744 | 900 | 180 | 13500000 | 31.1566 | 900000 | 34.6184 | 1.4 | 606.44 | 849.016 | 9096600 | 92.3784 | 606440 | 152.3291 | 25.6604 | 792000 | 20.323 | 1.0264 | 25.6604 | 30200000 | 774.9432 | 805 | 78.9642 |  | 2167.1471 | 43.3429 | 43.0462 | 39.8703 |  | 2167.1471 | 2152.3105 | 1993.5175
|  | 2026 | 50000 | 40 | 6849.3151 | 0.59494 | 4074.9093 | 164383561.6438 | 564.1004 | 19800000 | 28.4899 | 0.70353 | 1506.44 | 1000 | 1506440 | 0.2 | 0.59744 | 900 | 180 | 13500000 | 31.1566 | 900000 | 34.6184 | 1.4 | 606.44 | 849.016 | 9096600 | 92.3784 | 606440 | 152.3291 | 25.917 | 792000 | 20.5262 | 1.0367 | 25.917 | 30200000 | 782.6927 | 805 | 78.9642 |  | 2172.3193 | 43.4464 | 43.2856 | 40.1139 |  | 2172.3193 | 2164.2788 | 2005.6965
|  | 2028 | 50000 | 40 | 6849.3151 | 0.59117 | 4049.1008 | 164383561.6438 | 561.5687 | 19800000 | 28.3621 | 0.70353 | 1506.44 | 1000 | 1506440 | 0.2 | 0.59744 | 900 | 180 | 13500000 | 31.1566 | 900000 | 34.6184 | 1.4 | 606.44 | 849.016 | 9096600 | 92.3784 | 606440 | 152.3291 | 26.1761 | 792000 | 20.7315 | 1.047 | 26.1761 | 30200000 | 790.5196 | 805 | 78.9642 |  | 2177.8198 | 43.5564 | 43.5084 | 40.3467 |  | 2177.8198 | 2175.4194 | 2017.3358
|  | 2030 | 50000 | 40 | 6849.3151 | 0.58771 | 4025.4246 | 164383561.6438 | 559.2463 | 19800000 | 28.2448 | 0.70353 | 1506.44 | 1000 | 1506440 | 0.2 | 0.59744 | 900 | 180 | 13500000 | 31.1566 | 900000 | 34.6184 | 1.4 | 606.44 | 849.016 | 9096600 | 92.3784 | 606440 | 152.3291 | 26.4379 | 792000 | 20.9388 | 1.0575 | 26.4379 | 30200000 | 798.4248 | 805 | 78.9642 |  | 2183.6099 | 43.6722 | 43.6722 | 43.3688 |  | 2183.6099 | 2183.6099 | 2168.4388
|  | 2032 | 50000 | 40 | 6849.3151 | 0.58452 | 4003.565 | 164383561.6438 | 557.102 | 19800000 | 28.1365 | 0.70353 | 1506.44 | 1000 | 1506440 | 0.2 | 0.59744 | 900 | 180 | 13500000 | 31.1566 | 900000 | 34.6184 | 1.4 | 606.44 | 849.016 | 9096600 | 92.3784 | 606440 | 152.3291 | 26.7023 | 792000 | 21.1482 | 1.0681 | 26.7023 | 30200000 | 806.409 | 805 | 78.9642 |  | 2189.6593 | 43.7932 | 43.7932 | 43.5801 |  | 2189.6593 | 2189.6593 | 2179.0071
|  | 2034 | 50000 | 40 | 6849.3151 | 0.58156 | 3983.271 | 164383561.6438 | 555.1113 | 19800000 | 28.0359 | 0.70353 | 1506.44 | 1000 | 1506440 | 0.2 | 0.59744 | 900 | 180 | 13500000 | 31.1566 | 900000 | 34.6184 | 1.4 | 606.44 | 849.016 | 9096600 | 92.3784 | 606440 | 152.3291 | 26.9693 | 792000 | 21.3597 | 1.0788 | 26.9693 | 30200000 | 814.4731 | 805 | 78.9642 |  | 2195.9442 | 43.9189 | 43.9189 | 43.7808 |  | 2195.9442 | 2195.9442 | 2189.0414
|  | 2036 | 50000 | 40 | 6849.3151 | 0.57879 | 3964.3396 | 164383561.6438 | 553.2543 | 19800000 | 27.9421 | 0.70353 | 1506.44 | 1000 | 1506440 | 0.2 | 0.59744 | 900 | 180 | 13500000 | 31.1566 | 900000 | 34.6184 | 1.4 | 606.44 | 849.016 | 9096600 | 92.3784 | 606440 | 152.3291 | 27.239 | 792000 | 21.5733 | 1.0896 | 27.239 | 30200000 | 822.6179 | 805 | 78.9642 |  | 2202.4455 | 44.0489 | 44.0489 | 43.9708 |  | 2202.4455 | 2202.4455 | 2198.541
|  | 2038 | 50000 | 40 | 6849.3151 | 0.5762 | 3946.6047 | 164383561.6438 | 551.5147 | 19800000 | 27.8543 | 0.70353 | 1506.44 | 1000 | 1506440 | 0.2 | 0.59744 | 900 | 180 | 13500000 | 31.1566 | 900000 | 34.6184 | 1.4 | 606.44 | 849.016 | 9096600 | 92.3784 | 606440 | 152.3291 | 27.5114 | 792000 | 21.789 | 1.1005 | 27.5114 | 30200000 | 830.844 | 805 | 78.9642 |  | 2209.1477 | 44.183 | 44.183 | 44.1501 |  | 2209.1477 | 2209.1477 | 2207.5045
|  | 2040 | 50000 | 40 | 6849.3151 | 0.57377 | 3929.9284 | 164383561.6438 | 549.8789 | 19800000 | 27.7717 | 0.70353 | 1506.44 | 1000 | 1506440 | 0.2 | 0.59744 | 900 | 180 | 13500000 | 31.1566 | 900000 | 34.6184 | 1.4 | 606.44 | 849.016 | 9096600 | 92.3784 | 606440 | 152.3291 | 27.7865 | 792000 | 22.0069 | 1.1115 | 27.7865 | 30200000 | 839.1525 | 805 | 78.9642 |  | 2216.0382 | 44.3208 | 44.3208 | 44.3175 |  | 2216.0382 | 2216.0382 | 2215.8754
|  | 2042 | 50000 | 40 | 6849.3151 | 0.57147 | 3914.1953 | 164383561.6438 | 548.3356 | 19800000 | 27.6937 | 0.70353 | 1506.44 | 1000 | 1506440 | 0.2 | 0.59744 | 900 | 180 | 13500000 | 31.1566 | 900000 | 34.6184 | 1.4 | 606.44 | 849.016 | 9096600 | 92.3784 | 606440 | 152.3291 | 28.0644 | 792000 | 22.227 | 1.1226 | 28.0644 | 30200000 | 847.544 | 805 | 78.9642 |  | 2223.1065 | 44.4621 | 44.4621 | 44.4621 |  | 2223.1065 | 2223.1065 | 2223.1065
|  | 2044 | 50000 | 40 | 6849.3151 | 0.5693 | 3899.3075 | 164383561.6438 | 546.8752 | 19800000 | 27.62 | 0.70353 | 1506.44 | 1000 | 1506440 | 0.2 | 0.59744 | 900 | 180 | 13500000 | 31.1566 | 900000 | 34.6184 | 1.4 | 606.44 | 849.016 | 9096600 | 92.3784 | 606440 | 152.3291 | 28.345 | 792000 | 22.4493 | 1.1338 | 28.345 | 30200000 | 856.0194 | 805 | 78.9642 |  | 2230.3439 | 44.6069 | 44.6069 | 44.6069 |  | 2230.3439 | 2230.3439 | 2230.3439
|  | 2046 | 50000 | 40 | 6849.3151 | 0.56724 | 3885.1815 | 164383561.6438 | 545.4895 | 19800000 | 27.55 | 0.70353 | 1506.44 | 1000 | 1506440 | 0.2 | 0.59744 | 900 | 180 | 13500000 | 31.1566 | 900000 | 34.6184 | 1.4 | 606.44 | 849.016 | 9096600 | 92.3784 | 606440 | 152.3291 | 28.6285 | 792000 | 22.6737 | 1.1451 | 28.6285 | 30200000 | 864.5796 | 805 | 78.9642 |  | 2237.7429 | 44.7549 | 44.7549 | 44.7549 |  | 2237.7429 | 2237.7429 | 2237.7429
|  | 2048 | 50000 | 40 | 6849.3151 | 0.56527 | 3871.7457 | 164383561.6438 | 544.1716 | 19800000 | 27.4834 | 0.70353 | 1506.44 | 1000 | 1506440 | 0.2 | 0.59744 | 900 | 180 | 13500000 | 31.1566 | 900000 | 34.6184 | 1.4 | 606.44 | 849.016 | 9096600 | 92.3784 | 606440 | 152.3291 | 28.9147 | 792000 | 22.9005 | 1.1566 | 28.9147 | 30200000 | 873.2254 | 805 | 78.9642 |  | 2245.2975 | 44.9059 | 44.9059 | 44.9059 |  | 2245.2975 | 2245.2975 | 2245.2975
|  | 2050 | 50000 | 40 | 6849.3151 | 0.5634 | 3858.9376 | 164383561.6438 | 542.9152 | 19800000 | 27.42 | 0.70353 | 1506.44 | 1000 | 1506440 | 0.2 | 0.59744 | 900 | 180 | 13500000 | 31.1566 | 900000 | 34.6184 | 1.4 | 606.44 | 849.016 | 9096600 | 92.3784 | 606440 | 152.3291 | 29.2039 | 792000 | 23.1295 | 1.1682 | 29.2039 | 30200000 | 881.9577 | 805 | 78.9642 |  | 2253.0024 | 45.06 | 45.06 | 45.06 |  | 2253.0024 | 2253.0024 | 2253.0024
Demand |  |  |  | Cost of wind (£) | [7 empty] | cost of storage (£) |  |  |  | Pumped Hydro | [14 empty] | cost conv backup (£) |  |  |  | cost conv generation |  |  | cost of grid upgrade (£m) |  |  | total cost
Accounting period (yrs) | 20 | demand | GWh | % wind penetration | MW capacity | CapCost (£m/MW) | Capital cost (£m) | Annmaint (24/kw -inc) | annual Cost (£m) | Annual MWh generated | Cost (pounds/MWh) | storage factor | MW capacity | Hrs generation / yr | Annual MWh generated | upgraded (£m/MW) | P H upg factor | MW PHUp | Capital cost (£m) | Annmaint (25/kw -inc) | annual Cost (£m) | MWh PHUp | Cost (£/MWh) | New Built (£m/MW) | MW Phnew | Capital cost (£m) | Annmaint (24/kw -inc) | annual Cost (£m) | MWh PHUp | Cost (£/MWh) | cost (pounds/MWh) | MWh used / year | cost of backup (£m/yr) | cost across all wind MWh (£/MWh) | cost (£/MWh) | MWh used / year | cost of conv (£m/yr) | total cost | annual Cost (£m) | cost / MWh | total cost (£m) | Overall cost (£/MWh)
Interest rate | 0.075 | year | * 12% of UK total plus interconnector export | bit behind targets |  |  |  | 24 | [9 empty] | max - 900 |  | 15 |  |  |  |  | max - | [5 empty] | 23 |  |  |  | 23
Capacity Factor (%) | 33 | 2004 | 50000 | 2 | 342.4658 | 0.7555 | 258.7329 | 8219178.0822 | 33.5989 | 990000 | 33.9382 | 0 | 0 | 1000 | 0 | 0.2 | 1 | 0 | 0 | 0 | 0 | 0 |  | 1.4 | 0 | 0 | 0 | 0 | 0 |  | 23.23 | 39600 | 0.91991 | 0.9292 | 23.23 | 49010000 | 1138.5023 | 0 | 0 |  | 1173.0211 | 23.4604
|  | 2006 | 50000 | 5.5 | 941.7808 | 0.69483 | 654.3765 | 22602739.726 | 86.792 | 2722500 | 31.8795 | 0 | 0 | 1000 | 0 | 0.2 | 1 | 0 | 0 | 0 | 0 | 0 |  | 1.4 | 0 | 0 | 0 | 0 | 0 |  | 23.4623 | 108900 | 2.555 | 0.93849 | 23.4623 | 47277500 | 1109.2389 | 0 | 0 |  | 1198.5859 | 23.9717
|  | 2008 | 50000 | 8.5 | 1455.4795 | 0.6683 | 972.7003 | 34931506.8493 | 130.3458 | 4207500 | 30.9794 | 0.028183 | 0 | 1000 | 0 | 0.2 | 1 | 900 | 180 | 13500000 | 31.1566 | 900000 | 34.6184 | 1.4 | 0 | 0 | 0 | 0 | 0 |  | 23.6969 | 168300 | 3.9882 | 0.94788 | 23.6969 | 45792500 | 1085.1413 | 0 | 0 |  | 1219.4753 | 24.3895
|  | 2010 | 50000 | 11.5 | 1969.1781 | 0.65139 | 1282.6938 | 47260273.9726 | 173.0825 | 5692500 | 30.4054 | 0.054032 | 0 | 1000 | 0 | 0.2 | 1 | 900 | 180 | 13500000 | 31.1566 | 900000 | 34.6184 | 1.4 | 0 | 0 | 0 | 0 | 0 |  | 23.9339 | 227700 | 5.4497 | 0.95736 | 23.9339 | 44307500 | 1060.4509 | 350 | 34.3323 |  | 1588.9832 | 31.7797
|  | 2012 | 50000 | 14.5 | 2482.8767 | 0.63903 | 1586.6325 | 59589041.0959 | 215.2253 | 7177500 | 29.9861 | 0.08798 | 0 | 1000 | 0 | 0.2 | 1 | 900 | 180 | 13500000 | 31.1566 | 900000 | 34.6184 | 1.4 | 0 | 0 | 0 | 0 | 0 |  | 24.1732 | 287100 | 6.9401 | 0.96693 | 24.1732 | 42822500 | 1035.1582 | 350 | 34.3323 |  | 1607.3236 | 32.1465
|  | 2014 | 50000 | 17.5 | 2996.5753 | 0.62933 | 1885.8431 | 71917808.2192 | 256.9043 | 8662500 | 29.6571 | 0.13003 | 53.8175 | 1000 | 53817.5 | 0.2 | 1 | 900 | 180 | 13500000 | 31.1566 | 900000 | 34.6184 | 1.4 | 0 | 0 | 0 | 0 | 0 |  | 24.415 | 346500 | 8.4598 | 0.9766 | 24.415 | 41337500 | 1009.2536 | 350 | 34.3323 |  | 1624.6176 | 32.4924
|  | 2016 | 50000 | 20.5 | 3510.274 | 0.62137 | 2181.1875 | 84246575.3425 | 298.204 | 10147500 | 29.3869 | 0.18017 | 247.5005 | 1000 | 247500.5 | 0.2 | 1 | 900 | 180 | 13500000 | 31.1566 | 900000 | 34.6184 | 1.4 | 0 | 0 | 0 | 0 | 0 |  | 24.6591 | 405900 | 10.0091 | 0.98636 | 24.6591 | 39852500 | 982.7273 | 665 | 65.2313 |  | 1955.9405 | 39.1188
|  | 2018 | 50000 | 23.5 | 4023.9726 | 0.61463 | 2473.2689 | 96575342.4658 | 339.1837 | 11632500 | 29.1583 | 0.23842 | 441.1835 | 1000 | 441183.5 | 0.2 | 1 | 900 | 180 | 13500000 | 31.1566 | 900000 | 34.6184 | 1.4 | 0 | 0 | 0 | 0 | 0 |  | 24.9057 | 465300 | 11.5886 | 0.99623 | 24.9057 | 38367500 | 955.5696 | 665 | 65.2313 |  | 1971.3419 | 39.4268
|  | 2020 | 50000 | 26.5 | 4537.6712 | 0.6088 | 2762.5318 | 108904109.589 | 379.8869 | 13117500 | 28.9603 | 0.30476 | 634.8665 | 1000 | 634866.5 | 0.2 | 1 | 900 | 180 | 13500000 | 31.1566 | 900000 | 34.6184 | 1.4 | 0 | 0 | 0 | 0 | 0 |  | 25.1548 | 524700 | 13.1987 | 1.0062 | 25.1548 | 36882500 | 927.7705 | 665 | 65.2313 |  | 1985.8561 | 39.7171
|  | 2022 | 50000 | 29.5 | 5051.3699 | 0.60366 | 3049.3173 | 121232876.7123 | 420.3471 | 14602500 | 28.786 | 0.3792 | 828.5495 | 1000 | 828549.5 | 0.2 | 1 | 900 | 180 | 13500000 | 31.1566 | 900000 | 34.6184 | 1.4 | 0 | 0 | 0 | 0 | 0 |  | 25.4063 | 584100 | 14.8398 | 1.0163 | 25.4063 | 35397500 | 899.3198 | 665 | 65.2313 |  | 1999.5067 | 39.9901
|  | 2024 | 50000 | 32.5 | 5565.0685 | 0.59908 | 3333.8947 | 133561643.8356 | 460.5907 | 16087500 | 28.6303 | 0.46175 | 1022.2325 | 1000 | 1022232.5 | 0.2 | 0.88043 | 900 | 180 | 13500000 | 31.1566 | 900000 | 34.6184 | 1.4 | 122.2325 | 171.1255 | 1833487.5 | 18.6196 | 122232.5 | 152.3291 | 25.6604 | 643500 | 16.5124 | 1.0264 | 25.6604 | 33912500 | 870.2074 | 805 | 78.9642 |  | 2152.3105 | 43.0462
|  | 2026 | 50000 | 35.5 | 6078.7671 | 0.59494 | 3616.482 | 145890410.9589 | 500.6391 | 17572500 | 28.4899 | 0.55239 | 1215.9155 | 1000 | 1215915.5 | 0.2 | 0.74018 | 900 | 180 | 13500000 | 31.1566 | 900000 | 34.6184 | 1.4 | 315.9155 | 442.2817 | 4738732.5 | 48.1231 | 315915.5 | 152.3291 | 25.917 | 702900 | 18.217 | 1.0367 | 25.917 | 32427500 | 840.4227 | 805 | 78.9642 |  | 2164.2788 | 43.2856
|  | 2028 | 50000 | 38.5 | 6592.4658 | 0.59117 | 3897.2595 | 158219178.0822 | 540.5099 | 19057500 | 28.3621 | 0.65113 | 1409.5985 | 1000 | 1409598.5 | 0.2 | 0.63848 | 900 | 180 | 13500000 | 31.1566 | 900000 | 34.6184 | 1.4 | 509.5985 | 713.4379 | 7643977.5 | 77.6267 | 509598.5 | 152.3291 | 26.1761 | 762300 | 19.9541 | 1.047 | 26.1761 | 30942500 | 809.9554 | 805 | 78.9642 |  | 2175.4194 | 43.5084
|  | 2030 | 50000 | 40 | 6849.3151 | 0.58771 | 4025.4246 | 164383561.6438 | 559.2463 | 19800000 | 28.2448 | 0.70353 | 1506.44 | 1000 | 1506440 | 0.2 | 0.59744 | 900 | 180 | 13500000 | 31.1566 | 900000 | 34.6184 | 1.4 | 606.44 | 849.016 | 9096600 | 92.3784 | 606440 | 152.3291 | 26.4379 | 792000 | 20.9388 | 1.0575 | 26.4379 | 30200000 | 798.4248 | 805 | 78.9642 |  | 2183.6099 | 43.6722
|  | 2032 | 50000 | 40 | 6849.3151 | 0.58452 | 4003.565 | 164383561.6438 | 557.102 | 19800000 | 28.1365 | 0.70353 | 1506.44 | 1000 | 1506440 | 0.2 | 0.59744 | 900 | 180 | 13500000 | 31.1566 | 900000 | 34.6184 | 1.4 | 606.44 | 849.016 | 9096600 | 92.3784 | 606440 | 152.3291 | 26.7023 | 792000 | 21.1482 | 1.0681 | 26.7023 | 30200000 | 806.409 | 805 | 78.9642 |  | 2189.6593 | 43.7932
|  | 2034 | 50000 | 40 | 6849.3151 | 0.58156 | 3983.271 | 164383561.6438 | 555.1113 | 19800000 | 28.0359 | 0.70353 | 1506.44 | 1000 | 1506440 | 0.2 | 0.59744 | 900 | 180 | 13500000 | 31.1566 | 900000 | 34.6184 | 1.4 | 606.44 | 849.016 | 9096600 | 92.3784 | 606440 | 152.3291 | 26.9693 | 792000 | 21.3597 | 1.0788 | 26.9693 | 30200000 | 814.4731 | 805 | 78.9642 |  | 2195.9442 | 43.9189
|  | 2036 | 50000 | 40 | 6849.3151 | 0.57879 | 3964.3396 | 164383561.6438 | 553.2543 | 19800000 | 27.9421 | 0.70353 | 1506.44 | 1000 | 1506440 | 0.2 | 0.59744 | 900 | 180 | 13500000 | 31.1566 | 900000 | 34.6184 | 1.4 | 606.44 | 849.016 | 9096600 | 92.3784 | 606440 | 152.3291 | 27.239 | 792000 | 21.5733 | 1.0896 | 27.239 | 30200000 | 822.6179 | 805 | 78.9642 |  | 2202.4455 | 44.0489
|  | 2038 | 50000 | 40 | 6849.3151 | 0.5762 | 3946.6047 | 164383561.6438 | 551.5147 | 19800000 | 27.8543 | 0.70353 | 1506.44 | 1000 | 1506440 | 0.2 | 0.59744 | 900 | 180 | 13500000 | 31.1566 | 900000 | 34.6184 | 1.4 | 606.44 | 849.016 | 9096600 | 92.3784 | 606440 | 152.3291 | 27.5114 | 792000 | 21.789 | 1.1005 | 27.5114 | 30200000 | 830.844 | 805 | 78.9642 |  | 2209.1477 | 44.183
|  | 2040 | 50000 | 40 | 6849.3151 | 0.57377 | 3929.9284 | 164383561.6438 | 549.8789 | 19800000 | 27.7717 | 0.70353 | 1506.44 | 1000 | 1506440 | 0.2 | 0.59744 | 900 | 180 | 13500000 | 31.1566 | 900000 | 34.6184 | 1.4 | 606.44 | 849.016 | 9096600 | 92.3784 | 606440 | 152.3291 | 27.7865 | 792000 | 22.0069 | 1.1115 | 27.7865 | 30200000 | 839.1525 | 805 | 78.9642 |  | 2216.0382 | 44.3208
|  | 2042 | 50000 | 40 | 6849.3151 | 0.57147 | 3914.1953 | 164383561.6438 | 548.3356 | 19800000 | 27.6937 | 0.70353 | 1506.44 | 1000 | 1506440 | 0.2 | 0.59744 | 900 | 180 | 13500000 | 31.1566 | 900000 | 34.6184 | 1.4 | 606.44 | 849.016 | 9096600 | 92.3784 | 606440 | 152.3291 | 28.0644 | 792000 | 22.227 | 1.1226 | 28.0644 | 30200000 | 847.544 | 805 | 78.9642 |  | 2223.1065 | 44.4621
|  | 2044 | 50000 | 40 | 6849.3151 | 0.5693 | 3899.3075 | 164383561.6438 | 546.8752 | 19800000 | 27.62 | 0.70353 | 1506.44 | 1000 | 1506440 | 0.2 | 0.59744 | 900 | 180 | 13500000 | 31.1566 | 900000 | 34.6184 | 1.4 | 606.44 | 849.016 | 9096600 | 92.3784 | 606440 | 152.3291 | 28.345 | 792000 | 22.4493 | 1.1338 | 28.345 | 30200000 | 856.0194 | 805 | 78.9642 |  | 2230.3439 | 44.6069
|  | 2046 | 50000 | 40 | 6849.3151 | 0.56724 | 3885.1815 | 164383561.6438 | 545.4895 | 19800000 | 27.55 | 0.70353 | 1506.44 | 1000 | 1506440 | 0.2 | 0.59744 | 900 | 180 | 13500000 | 31.1566 | 900000 | 34.6184 | 1.4 | 606.44 | 849.016 | 9096600 | 92.3784 | 606440 | 152.3291 | 28.6285 | 792000 | 22.6737 | 1.1451 | 28.6285 | 30200000 | 864.5796 | 805 | 78.9642 |  | 2237.7429 | 44.7549
|  | 2048 | 50000 | 40 | 6849.3151 | 0.56527 | 3871.7457 | 164383561.6438 | 544.1716 | 19800000 | 27.4834 | 0.70353 | 1506.44 | 1000 | 1506440 | 0.2 | 0.59744 | 900 | 180 | 13500000 | 31.1566 | 900000 | 34.6184 | 1.4 | 606.44 | 849.016 | 9096600 | 92.3784 | 606440 | 152.3291 | 28.9147 | 792000 | 22.9005 | 1.1566 | 28.9147 | 30200000 | 873.2254 | 805 | 78.9642 |  | 2245.2975 | 44.9059
|  | 2050 | 50000 | 40 | 6849.3151 | 0.5634 | 3858.9376 | 164383561.6438 | 542.9152 | 19800000 | 27.42 | 0.70353 | 1506.44 | 1000 | 1506440 | 0.2 | 0.59744 | 900 | 180 | 13500000 | 31.1566 | 900000 | 34.6184 | 1.4 | 606.44 | 849.016 | 9096600 | 92.3784 | 606440 | 152.3291 | 29.2039 | 792000 | 23.1295 | 1.1682 | 29.2039 | 30200000 | 881.9577 | 805 | 78.9642 |  | 2253.0024 | 45.06
Demand |  |  |  | Cost of wind (£) | [7 empty] | cost of storage (£) |  |  |  | Pumped Hydro | [14 empty] | cost conv backup (£) |  |  |  | cost conv generation |  |  | cost of grid upgrade (£m) |  |  | total cost
Accounting period (yrs) | 20 | demand | GWh | % wind penetration | MW capacity | CapCost (£m/MW) | Capital cost (£m) | Annmaint (24/kw -inc) | annual Cost (£m) | Annual MWh generated | Cost (pounds/MWh) | storage factor | MW capacity | Hrs generation / yr | Annual MWh generated | upgraded (£m/MW) | P H upg factor | MW PHUp | Capital cost (£m) | Annmaint (25/kw -inc) | annual Cost (£m) | MWh PHUp | Cost (£/MWh) | New Built (£m/MW) | MW Phnew | Capital cost (£m) | Annmaint (24/kw -inc) | annual Cost (£m) | MWh PHUp | Cost (£/MWh) | cost (pounds/MWh) | MWh used / year | cost of backup (£m/yr) | cost across all wind MWh (£/MWh) | cost (£/MWh) | MWh used / year | cost of conv (£m/yr) | total cost | annual Cost (£m) | cost / MWh | total cost (£m) | Overall cost (£/MWh)
Interest rate | 0.075 | year | * 12% of UK total plus interconnector export | well behind targets |  |  |  | 24 | [9 empty] | max - 900 |  | 15 |  |  |  |  | max - | [5 empty] | 23 |  |  |  | 23
Capacity Factor (%) | 33 | 2004 | 50000 | 2 | 342.4658 | 0.7555 | 258.7329 | 8219178.0822 | 33.5989 | 990000 | 33.9382 | 0 | 0 | 1000 | 0 | 0.2 | 1 | 0 | 0 | 0 | 0 | 0 |  | 1.4 | 0 | 0 | 0 | 0 | 0 |  | 23.23 | 39600 | 0.91991 | 0.9292 | 23.23 | 49010000 | 1138.5023 | 0 | 0 |  | 1173.0211 | 23.4604
|  | 2006 | 50000 | 4.1 | 702.0548 | 0.69483 | 487.8079 | 16849315.0685 | 64.6995 | 2029500 | 31.8795 | 0 | 0 | 1000 | 0 | 0.2 | 1 | 0 | 0 | 0 | 0 | 0 |  | 1.4 | 0 | 0 | 0 | 0 | 0 |  | 23.4623 | 81180 | 1.9047 | 0.93849 | 23.4623 | 47970500 | 1125.4983 | 0 | 0 |  | 1192.1024 | 23.842
|  | 2008 | 50000 | 6.2 | 1061.6438 | 0.6683 | 709.499 | 25479452.0548 | 95.0758 | 3069000 | 30.9794 | 0.01385 | 0 | 1000 | 0 | 0.2 | 1 | 900 | 180 | 13500000 | 31.1566 | 900000 | 34.6184 | 1.4 | 0 | 0 | 0 | 0 | 0 |  | 23.6969 | 122760 | 2.909 | 0.94788 | 23.6969 | 46931000 | 1112.1203 | 0 | 0 |  | 1210.1051 | 24.2021
|  | 2010 | 50000 | 8.3 | 1421.2329 | 0.65139 | 925.7703 | 34109589.0411 | 124.9204 | 4108500 | 30.4054 | 0.026747 | 0 | 1000 | 0 | 0.2 | 1 | 900 | 180 | 13500000 | 31.1566 | 900000 | 34.6184 | 1.4 | 0 | 0 | 0 | 0 | 0 |  | 23.9339 | 164340 | 3.9333 | 0.95736 | 23.9339 | 45891500 | 1098.3622 | 350 | 34.3323 |  | 1577.2159 | 31.5443
|  | 2012 | 50000 | 10.4 | 1780.8219 | 0.63903 | 1137.9985 | 42739726.0274 | 154.3685 | 5148000 | 29.9861 | 0.043613 | 0 | 1000 | 0 | 0.2 | 1 | 900 | 180 | 13500000 | 31.1566 | 900000 | 34.6184 | 1.4 | 0 | 0 | 0 | 0 | 0 |  | 24.1732 | 205920 | 4.9778 | 0.96693 | 24.1732 | 44852000 | 1084.2178 | 350 | 34.3323 |  | 1593.564 | 31.8713
|  | 2014 | 50000 | 12.5 | 2140.411 | 0.62933 | 1347.0308 | 51369863.0137 | 183.5031 | 6187500 | 29.6571 | 0.064448 | 0 | 1000 | 0 | 0.2 | 1 | 900 | 180 | 13500000 | 31.1566 | 900000 | 34.6184 | 1.4 | 0 | 0 | 0 | 0 | 0 |  | 24.415 | 247500 | 6.0427 | 0.9766 | 24.415 | 43812500 | 1069.6806 | 350 | 34.3323 |  | 1609.2264 | 32.1845
|  | 2016 | 50000 | 14.6 | 2500 | 0.62137 | 1553.4311 | 60000000 | 212.3795 | 7227000 | 29.3869 | 0.089251 | 0 | 1000 | 0 | 0.2 | 1 | 900 | 180 | 13500000 | 31.1566 | 900000 | 34.6184 | 1.4 | 0 | 0 | 0 | 0 | 0 |  | 24.6591 | 289080 | 7.1285 | 0.98636 | 24.6591 | 42773000 | 1054.7442 | 350 | 34.3323 |  | 1624.2522 | 32.485
|  | 2018 | 50000 | 16.7 | 2859.589 | 0.61463 | 1757.5996 | 68630136.9863 | 241.0369 | 8266500 | 29.1583 | 0.11802 | 2.1687 | 1000 | 2168.7 | 0.2 | 1 | 900 | 180 | 13500000 | 31.1566 | 900000 | 34.6184 | 1.4 | 0 | 0 | 0 | 0 | 0 |  | 24.9057 | 330660 | 8.2353 | 0.99623 | 24.9057 | 41733500 | 1039.4022 | 350 | 34.3323 |  | 1638.6745 | 32.7735
|  | 2020 | 50000 | 18.8 | 3219.1781 | 0.6088 | 1959.8339 | 77260273.9726 | 269.5047 | 9306000 | 28.9603 | 0.15076 | 137.7468 | 1000 | 137746.8 | 0.2 | 1 | 900 | 180 | 13500000 | 31.1566 | 900000 | 34.6184 | 1.4 | 0 | 0 | 0 | 0 | 0 |  | 25.1548 | 372240 | 9.3636 | 1.0062 | 25.1548 | 40694000 | 1023.6479 | 665 | 65.2313 |  | 1967.5161 | 39.3503
|  | 2022 | 50000 | 20.9 | 3578.7671 | 0.60366 | 2160.3638 | 85890410.9589 | 297.8052 | 10345500 | 28.786 | 0.18747 | 273.3249 | 1000 | 273324.9 | 0.2 | 1 | 900 | 180 | 13500000 | 31.1566 | 900000 | 34.6184 | 1.4 | 0 | 0 | 0 | 0 | 0 |  | 25.4063 | 413820 | 10.5136 | 1.0163 | 25.4063 | 39654500 | 1007.4745 | 665 | 65.2313 |  | 1980.7933 | 39.6159
|  | 2024 | 50000 | 23 | 3938.3562 | 0.59908 | 2359.3716 | 94520547.9452 | 325.9565 | 11385000 | 28.6303 | 0.22815 | 408.903 | 1000 | 408903 | 0.2 | 1 | 900 | 180 | 13500000 | 31.1566 | 900000 | 34.6184 | 1.4 | 0 | 0 | 0 | 0 | 0 |  | 25.6604 | 455400 | 11.6857 | 1.0264 | 25.6604 | 38615000 | 990.8753 | 665 | 65.2313 |  | 1993.5175 | 39.8703
|  | 2026 | 50000 | 25.1 | 4297.9452 | 0.59494 | 2557.0056 | 103150684.9315 | 353.973 | 12424500 | 28.4899 | 0.27279 | 544.4811 | 1000 | 544481.1 | 0.2 | 1 | 900 | 180 | 13500000 | 31.1566 | 900000 | 34.6184 | 1.4 | 0 | 0 | 0 | 0 | 0 |  | 25.917 | 496980 | 12.8802 | 1.0367 | 25.917 | 37575500 | 973.8433 | 665 | 65.2313 |  | 2005.6965 | 40.1139
|  | 2028 | 50000 | 27.2 | 4657.5342 | 0.59117 | 2753.3885 | 111780821.9178 | 381.8667 | 13464000 | 28.3621 | 0.32141 | 680.0592 | 1000 | 680059.2 | 0.2 | 1 | 900 | 180 | 13500000 | 31.1566 | 900000 | 34.6184 | 1.4 | 0 | 0 | 0 | 0 | 0 |  | 26.1761 | 538560 | 14.0974 | 1.047 | 26.1761 | 36536000 | 956.3717 | 665 | 65.2313 |  | 2017.3358 | 40.3467
|  | 2030 | 50000 | 29.3 | 5017.1233 | 0.58771 | 2948.6235 | 120410958.9041 | 409.6479 | 14503500 | 28.2448 | 0.37399 | 815.6373 | 1000 | 815637.3 | 0.2 | 1 | 900 | 180 | 13500000 | 31.1566 | 900000 | 34.6184 | 1.4 | 0 | 0 | 0 | 0 | 0 |  | 26.4379 | 580140 | 15.3377 | 1.0575 | 26.4379 | 35496500 | 938.4532 | 805 | 78.9642 |  | 2168.4388 | 43.3688
|  | 2032 | 50000 | 31.4 | 5376.7123 | 0.58452 | 3142.7985 | 129041095.8904 | 437.3251 | 15543000 | 28.1365 | 0.43054 | 951.2154 | 1000 | 951215.4 | 0.2 | 0.94616 | 900 | 180 | 13500000 | 31.1566 | 900000 | 34.6184 | 1.4 | 51.2154 | 71.7016 | 768231 | 7.8016 | 51215.4 | 152.3291 | 26.7023 | 621720 | 16.6013 | 1.0681 | 26.7023 | 34457000 | 920.0807 | 805 | 78.9642 |  | 2179.0071 | 43.5801
|  | 2034 | 50000 | 33.5 | 5736.3014 | 0.58156 | 3335.9894 | 137671232.8767 | 464.9057 | 16582500 | 28.0359 | 0.49106 | 1086.7935 | 1000 | 1086793.5 | 0.2 | 0.82812 | 900 | 180 | 13500000 | 31.1566 | 900000 | 34.6184 | 1.4 | 186.7935 | 261.5109 | 2801902.5 | 28.4541 | 186793.5 | 152.3291 | 26.9693 | 663300 | 17.8887 | 1.0788 | 26.9693 | 33417500 | 901.2469 | 805 | 78.9642 |  | 2189.0414 | 43.7808
|  | 2036 | 50000 | 35.6 | 6095.8904 | 0.57879 | 3528.2622 | 146301369.863 | 492.3963 | 17622000 | 27.9421 | 0.55555 | 1222.3716 | 1000 | 1222371.6 | 0.2 | 0.73627 | 900 | 180 | 13500000 | 31.1566 | 900000 | 34.6184 | 1.4 | 322.3716 | 451.3202 | 4835574 | 49.1066 | 322371.6 | 152.3291 | 27.239 | 704880 | 19.2002 | 1.0896 | 27.239 | 32378000 | 881.9444 | 805 | 78.9642 |  | 2198.541 | 43.9708
|  | 2038 | 50000 | 37.7 | 6455.4795 | 0.5762 | 3719.6749 | 154931506.8493 | 519.8026 | 18661500 | 27.8543 | 0.624 | 1357.9497 | 1000 | 1357949.7 | 0.2 | 0.66276 | 900 | 180 | 13500000 | 31.1566 | 900000 | 34.6184 | 1.4 | 457.9497 | 641.1296 | 6869245.5 | 69.7591 | 457949.7 | 152.3291 | 27.5114 | 746460 | 20.5362 | 1.1005 | 27.5114 | 31338500 | 862.1658 | 805 | 78.9642 |  | 2207.5045 | 44.1501
|  | 2040 | 50000 | 39.7 | 6797.9452 | 0.57377 | 3900.454 | 163150684.9315 | 545.7548 | 19651500 | 27.7717 | 0.69289 | 1487.0717 | 1000 | 1487071.7 | 0.2 | 0.60522 | 900 | 180 | 13500000 | 31.1566 | 900000 | 34.6184 | 1.4 | 587.0717 | 821.9004 | 8806075.5 | 89.4281 | 587071.7 | 152.3291 | 27.7865 | 786060 | 21.8419 | 1.1115 | 27.7865 | 30348500 | 843.2788 | 805 | 78.9642 |  | 2215.8754 | 44.3175
|  | 2042 | 50000 | 40 | 6849.3151 | 0.57147 | 3914.1953 | 164383561.6438 | 548.3356 | 19800000 | 27.6937 | 0.70353 | 1506.44 | 1000 | 1506440 | 0.2 | 0.59744 | 900 | 180 | 13500000 | 31.1566 | 900000 | 34.6184 | 1.4 | 606.44 | 849.016 | 9096600 | 92.3784 | 606440 | 152.3291 | 28.0644 | 792000 | 22.227 | 1.1226 | 28.0644 | 30200000 | 847.544 | 805 | 78.9642 |  | 2223.1065 | 44.4621
|  | 2044 | 50000 | 40 | 6849.3151 | 0.5693 | 3899.3075 | 164383561.6438 | 546.8752 | 19800000 | 27.62 | 0.70353 | 1506.44 | 1000 | 1506440 | 0.2 | 0.59744 | 900 | 180 | 13500000 | 31.1566 | 900000 | 34.6184 | 1.4 | 606.44 | 849.016 | 9096600 | 92.3784 | 606440 | 152.3291 | 28.345 | 792000 | 22.4493 | 1.1338 | 28.345 | 30200000 | 856.0194 | 805 | 78.9642 |  | 2230.3439 | 44.6069
|  | 2046 | 50000 | 40 | 6849.3151 | 0.56724 | 3885.1815 | 164383561.6438 | 545.4895 | 19800000 | 27.55 | 0.70353 | 1506.44 | 1000 | 1506440 | 0.2 | 0.59744 | 900 | 180 | 13500000 | 31.1566 | 900000 | 34.6184 | 1.4 | 606.44 | 849.016 | 9096600 | 92.3784 | 606440 | 152.3291 | 28.6285 | 792000 | 22.6737 | 1.1451 | 28.6285 | 30200000 | 864.5796 | 805 | 78.9642 |  | 2237.7429 | 44.7549
|  | 2048 | 50000 | 40 | 6849.3151 | 0.56527 | 3871.7457 | 164383561.6438 | 544.1716 | 19800000 | 27.4834 | 0.70353 | 1506.44 | 1000 | 1506440 | 0.2 | 0.59744 | 900 | 180 | 13500000 | 31.1566 | 900000 | 34.6184 | 1.4 | 606.44 | 849.016 | 9096600 | 92.3784 | 606440 | 152.3291 | 28.9147 | 792000 | 22.9005 | 1.1566 | 28.9147 | 30200000 | 873.2254 | 805 | 78.9642 |  | 2245.2975 | 44.9059
|  | 2050 | 50000 | 40 | 6849.3151 | 0.5634 | 3858.9376 | 164383561.6438 | 542.9152 | 19800000 | 27.42 | 0.70353 | 1506.44 | 1000 | 1506440 | 0.2 | 0.59744 | 900 | 180 | 13500000 | 31.1566 | 900000 | 34.6184 | 1.4 | 606.44 | 849.016 | 9096600 | 92.3784 | 606440 | 152.3291 | 29.2039 | 792000 | 23.1295 | 1.1682 | 29.2039 | 30200000 | 881.9577 | 805 | 78.9642 |  | 2253.0024 | 45.06
LOWER DEMAND INCREASING | [45 empty] | LOWER DEMAND INCREASING
Demand |  |  |  | Cost of wind (£) | [7 empty] | cost of storage (£) |  |  |  | Pumped Hydro | [14 empty] | cost conv backup (£) |  |  |  | cost conv generation |  |  | cost of grid upgrade (£m) |  |  | total cost |  | LOWER DEMAND INCREASING
Accounting period (yrs) | 20 | demand | GWh | % wind penetration | MW capacity | CapCost (£m/MW) | Capital cost (£m) | Annmaint (24/kw -inc) | annual Cost (£m) | Annual MWh generated | Cost (pounds/MWh) | storage factor | MW capacity | Hrs generation / yr | Annual MWh generated | upgraded (£m/MW) | P H upg factor | MW PHUp | Capital cost (£m) | Annmaint (25/kw -inc) | annual Cost (£m) | MWh PHUp | Cost (£/MWh) | New Built (£m/MW) | MW Phnew | Capital cost (£m) | Annmaint (24/kw -inc) | annual Cost (£m) | MWh PHUp | Cost (£/MWh) | cost (pounds/MWh) | MWh used / year | cost of backup (£m/yr) | cost across all wind MWh (£/MWh) | cost (£/MWh) | MWh used / year | cost of conv (£m/yr) | total cost | annual Cost (£m) | cost / MWh | total cost (£m) | Overall cost (£/MWh)
Interest rate | 0.075 | year | * 12% of UK total plus interconnector export | hit targets |  |  |  | 24 | [9 empty] | max - 900 |  | 15 |  |  |  |  | max - | [5 empty] | 23 |  |  |  | 23 | [10 empty] | total cost
Capacity Factor (%) | 33 | 2004 | 50000 | 2 | 342.4658 | 0.7555 | 258.7329 | 8219178.0822 | 33.5989 | 990000 | 33.9382 | 0 | 0 | 1000 | 0 | 0.2 | 1 | 0 | 0 | 0 | 0 | 0 |  | 1.4 | 0 | 0 | 0 | 0 | 0 |  | 23.23 | 39600 | 0.91991 | 0.9292 | 23.23 | 49010000 | 1138.5023 | 0 | 0 |  | 1173.0211 | 23.4604 | 23.4604 | 23.4604 |  | 1173.0211 | 1173.0211 | 1173.0211
|  | 2006 | 51000 | 6 | 1047.9452 | 0.69483 | 728.1425 | 25150684.9315 | 96.5758 | 3029400 | 31.8795 | 0 | 0 | 1000 | 0 | 0.2 | 1 | 0 | 0 | 0 | 0 | 0 |  | 1.4 | 0 | 0 | 0 | 0 | 0 |  | 23.4623 | 121176 | 2.8431 | 0.93849 | 23.4623 | 47970600 | 1125.5006 | 0 | 0 |  | 1224.9195 | 24.018 | 23.9717 | 23.842 |  | 1224.9195 | 1222.5576 | 1215.9444
|  | 2008 | 52020 | 12 | 2137.8082 | 0.6683 | 1428.7021 | 51307397.2603 | 191.4519 | 6179976 | 30.9794 | 0.056831 | 0 | 1000 | 0 | 0.2 | 1 | 900 | 180 | 13500000 | 31.1566 | 900000 | 34.6184 | 1.4 | 0 | 0 | 0 | 0 | 0 |  | 23.6969 | 247199.04 | 5.8579 | 0.94788 | 23.6969 | 45840024 | 1086.2675 | 350 | 34.3323 |  | 1317.9096 | 25.3347 | 24.3895 | 24.2021 |  | 1317.9096 | 1268.7421 | 1258.9933
|  | 2010 | 53060.4 | 18 | 3270.8466 | 0.65139 | 2130.5816 | 78500317.8082 | 287.4937 | 9455363.28 | 30.4054 | 0.12987 | 86.098 | 1000 | 86098 | 0.2 | 1 | 900 | 180 | 13500000 | 31.1566 | 900000 | 34.6184 | 1.4 | 0 | 0 | 0 | 0 | 0 |  | 23.9339 | 378214.5312 | 9.0521 | 0.95736 | 23.9339 | 43605036.72 | 1043.6382 | 350 | 34.3323 |  | 1690.1841 | 31.854 | 31.3759 | 31.1406 |  | 1690.1841 | 1664.8189 | 1652.3314
|  | 2012 | 54121.608 | 22 | 4077.6554 | 0.63903 | 2605.7438 | 97863729.5342 | 353.4668 | 11787686.2224 | 29.9861 | 0.19242 | 344.342 | 1000 | 344342 | 0.2 | 1 | 900 | 180 | 13500000 | 31.1566 | 900000 | 34.6184 | 1.4 | 0 | 0 | 0 | 0 | 0 |  | 24.1732 | 471507.4489 | 11.3979 | 0.96693 | 24.1732 | 42333921.7776 | 1023.3477 | 665 | 65.2313 |  | 2053.2124 | 37.937 | 31.6134 | 31.3382 |  | 2053.2124 | 1710.9675 | 1696.0737
|  | 2014 | 55204.0402 | 26 | 4915.4282 | 0.62933 | 3093.4401 | 117970277.6022 | 421.4126 | 14209519.9372 | 29.6571 | 0.26551 | 602.586 | 1000 | 602586 | 0.2 | 1 | 900 | 180 | 13500000 | 31.1566 | 900000 | 34.6184 | 1.4 | 0 | 0 | 0 | 0 | 0 |  | 24.415 | 568380.7975 | 13.877 | 0.9766 | 24.415 | 40994520.2228 | 1000.8797 | 665 | 65.2313 |  | 2101.1693 | 38.0619 | 31.8325 | 31.5246 |  | 2101.1693 | 1757.2809 | 1740.2876
|  | 2016 | 56308.121 | 31 | 5977.917 | 0.62137 | 3714.5128 | 143470006.8377 | 507.8347 | 17280962.3236 | 29.3869 | 0.37247 | 925.391 | 1000 | 925391 | 0.2 | 0.97256 | 900 | 180 | 13500000 | 31.1566 | 900000 | 34.6184 | 1.4 | 25.391 | 35.5474 | 380865 | 3.8678 | 25391 | 152.3291 | 24.6591 | 691238.4929 | 17.0453 | 0.98636 | 24.6591 | 39027158.6396 | 962.3751 | 805 | 78.9642 |  | 2292.2552 | 40.7091 | 37.6288 | 31.7008 |  | 2292.2552 | 2118.8086 | 1785.0149
|  | 2018 | 57434.2834 | 36 | 7080.939 | 0.61463 | 4352.1832 | 169942537.1317 | 596.8577 | 20469578.5975 | 29.1583 | 0.49472 | 1248.196 | 1000 | 1248196 | 0.2 | 0.72104 | 900 | 180 | 13500000 | 31.1566 | 900000 | 34.6184 | 1.4 | 348.196 | 487.4744 | 5222940 | 53.0404 | 348196 | 152.3291 | 24.9057 | 818783.1439 | 20.3924 | 0.99623 | 24.9057 | 36964704.785 | 920.632 | 805 | 78.9642 |  | 2342.8821 | 40.7924 | 37.7053 | 31.8674 |  | 2342.8821 | 2165.5763 | 1830.2819
|  | 2020 | 58582.9691 | 40 | 8025.0643 | 0.6088 | 4885.6548 | 192601542.0826 | 671.8461 | 23198855.7438 | 28.9603 | 0.60046 | 1506.44 | 1000 | 1506440 | 0.2 | 0.59744 | 900 | 180 | 13500000 | 31.1566 | 900000 | 34.6184 | 1.4 | 606.44 | 849.016 | 9096600 | 92.3784 | 606440 | 152.3291 | 25.1548 | 927954.2298 | 23.3425 | 1.0062 | 25.1548 | 35384113.3063 | 890.0789 | 805 | 78.9642 |  | 2390.2675 | 40.8014 | 37.7685 | 37.4017 |  | 2390.2675 | 2212.5934 | 2191.1053
|  | 2022 | 59754.6284 | 40 | 8185.5655 | 0.60366 | 4941.3104 | 196453572.9242 | 681.1575 | 23662832.8587 | 28.786 | 0.58868 | 1506.44 | 1000 | 1506440 | 0.2 | 0.59744 | 900 | 180 | 13500000 | 31.1566 | 900000 | 34.6184 | 1.4 | 606.44 | 849.016 | 9096600 | 92.3784 | 606440 | 152.3291 | 25.4063 | 946513.3143 | 24.0474 | 1.0163 | 25.4063 | 36091795.5724 | 916.9593 | 805 | 78.9642 |  | 2427.1643 | 40.6188 | 37.819 | 37.4447 |  | 2427.1643 | 2259.8591 | 2237.4948
|  | 2024 | 60949.721 | 40 | 8349.2768 | 0.59908 | 5001.8449 | 200382644.3827 | 691.0246 | 24136089.5159 | 28.6303 | 0.57714 | 1506.44 | 1000 | 1506440 | 0.2 | 0.59744 | 900 | 180 | 13500000 | 31.1566 | 900000 | 34.6184 | 1.4 | 606.44 | 849.016 | 9096600 | 92.3784 | 606440 | 152.3291 | 25.6604 | 965443.5806 | 24.7736 | 1.0264 | 25.6604 | 36813631.4838 | 944.6515 | 805 | 78.9642 |  | 2465.4497 | 40.4505 | 40.1538 | 37.481 |  | 2465.4497 | 2447.364 | 2284.4554
|  | 2026 | 62168.7154 | 40 | 8516.2624 | 0.59494 | 5066.6376 | 204390297.2704 | 701.3879 | 24618811.3062 | 28.4899 | 0.56583 | 1506.44 | 1000 | 1506440 | 0.2 | 0.59744 | 900 | 180 | 13500000 | 31.1566 | 900000 | 34.6184 | 1.4 | 606.44 | 849.016 | 9096600 | 92.3784 | 606440 | 152.3291 | 25.917 | 984752.4522 | 25.5218 | 1.0367 | 25.917 | 37549904.1135 | 973.18 | 805 | 78.9642 |  | 2505.0896 | 40.295 | 40.1342 | 37.5106 |  | 2505.0896 | 2495.0924 | 2331.9876
|  | 2028 | 63412.0897 | 40 | 8686.5876 | 0.59117 | 5135.2388 | 208478103.2158 | 712.2049 | 25111187.5323 | 28.3621 | 0.55473 | 1506.44 | 1000 | 1506440 | 0.2 | 0.59744 | 900 | 180 | 13500000 | 31.1566 | 900000 | 34.6184 | 1.4 | 606.44 | 849.016 | 9096600 | 92.3784 | 606440 | 152.3291 | 26.1761 | 1004447.5013 | 26.2926 | 1.047 | 26.1761 | 38300902.1958 | 1002.57 | 805 | 78.9642 |  | 2546.0675 | 40.1511 | 40.1031 | 37.5337 |  | 2546.0675 | 2543.0231 | 2380.0888
|  | 2030 | 64680.3315 | 40 | 8860.3194 | 0.58771 | 5207.3159 | 212647665.2801 | 723.4447 | 25613411.283 | 28.2448 | 0.54385 | 1506.44 | 1000 | 1506440 | 0.2 | 0.59744 | 900 | 180 | 13500000 | 31.1566 | 900000 | 34.6184 | 1.4 | 606.44 | 849.016 | 9096600 | 92.3784 | 606440 | 152.3291 | 26.4379 | 1024536.4513 | 27.0866 | 1.0575 | 26.4379 | 39066920.2397 | 1032.8476 | 805 | 78.9642 |  | 2588.3789 | 40.018 | 40.018 | 39.7146 |  | 2588.3789 | 2588.3789 | 2568.7534
|  | 2032 | 65973.9382 | 40 | 9037.5258 | 0.58452 | 5282.619 | 216900618.5857 | 735.0843 | 26125679.5086 | 28.1365 | 0.53319 | 1506.44 | 1000 | 1506440 | 0.2 | 0.59744 | 900 | 180 | 13500000 | 31.1566 | 900000 | 34.6184 | 1.4 | 606.44 | 849.016 | 9096600 | 92.3784 | 606440 | 152.3291 | 26.7023 | 1045027.1803 | 27.9046 | 1.0681 | 26.7023 | 39848258.6445 | 1064.0396 | 805 | 78.9642 |  | 2632.0285 | 39.895 | 39.895 | 39.6819 |  | 2632.0285 | 2632.0285 | 2617.9732
|  | 2034 | 67293.4169 | 40 | 9218.2763 | 0.58156 | 5360.9583 | 221238630.9574 | 747.1068 | 26648193.0988 | 28.0359 | 0.52273 | 1506.44 | 1000 | 1506440 | 0.2 | 0.59744 | 900 | 180 | 13500000 | 31.1566 | 900000 | 34.6184 | 1.4 | 606.44 | 849.016 | 9096600 | 92.3784 | 606440 | 152.3291 | 26.9693 | 1065927.724 | 28.7473 | 1.0788 | 26.9693 | 40645223.8174 | 1096.1736 | 805 | 78.9642 |  | 2677.0277 | 39.7814 | 39.7814 | 39.6434 |  | 2677.0277 | 2677.0277 | 2667.7375
|  | 2036 | 68639.2853 | 40 | 9402.6418 | 0.57879 | 5442.1887 | 225663403.5765 | 759.4996 | 27181156.9608 | 27.9421 | 0.51249 | 1506.44 | 1000 | 1506440 | 0.2 | 0.59744 | 900 | 180 | 13500000 | 31.1566 | 900000 | 34.6184 | 1.4 | 606.44 | 849.016 | 9096600 | 92.3784 | 606440 | 152.3291 | 27.239 | 1087246.2784 | 29.6155 | 1.0896 | 27.239 | 41458128.2937 | 1129.278 | 805 | 78.9642 |  | 2723.3932 | 39.6769 | 39.6769 | 39.5988 |  | 2723.3932 | 2723.3932 | 2718.0331
|  | 2038 | 70012.071 | 40 | 9590.6947 | 0.5762 | 5526.1994 | 230176671.6481 | 772.2537 | 27724780.1 | 27.8543 | 0.50244 | 1506.44 | 1000 | 1506440 | 0.2 | 0.59744 | 900 | 180 | 13500000 | 31.1566 | 900000 | 34.6184 | 1.4 | 606.44 | 849.016 | 9096600 | 92.3784 | 606440 | 152.3291 | 27.5114 | 1108991.204 | 30.5099 | 1.1005 | 27.5114 | 42287290.8596 | 1163.3822 | 805 | 78.9642 |  | 2771.1458 | 39.581 | 39.581 | 39.5481 |  | 2771.1458 | 2771.1458 | 2768.8449
|  | 2040 | 71412.3124 | 40 | 9782.5085 | 0.57377 | 5612.9055 | 234780205.081 | 785.3624 | 28279275.702 | 27.7717 | 0.49258 | 1506.44 | 1000 | 1506440 | 0.2 | 0.59744 | 900 | 180 | 13500000 | 31.1566 | 900000 | 34.6184 | 1.4 | 606.44 | 849.016 | 9096600 | 92.3784 | 606440 | 152.3291 | 27.7865 | 1131171.0281 | 31.4313 | 1.1115 | 27.7865 | 43133036.6768 | 1198.5164 | 805 | 78.9642 |  | 2820.3101 | 39.4933 | 39.4933 | 39.4901 |  | 2820.3101 | 2820.3101 | 2820.0775
|  | 2042 | 72840.5586 | 40 | 9978.1587 | 0.57147 | 5702.2434 | 239475809.1827 | 798.8214 | 28844861.2161 | 27.6937 | 0.48293 | 1506.44 | 1000 | 1506440 | 0.2 | 0.59744 | 900 | 180 | 13500000 | 31.1566 | 900000 | 34.6184 | 1.4 | 606.44 | 849.016 | 9096600 | 92.3784 | 606440 | 152.3291 | 28.0644 | 1153794.4486 | 32.3805 | 1.1226 | 28.0644 | 43995697.4103 | 1234.7116 | 805 | 78.9642 |  | 2870.9135 | 39.4137 | 39.4137 | 39.4137 |  | 2870.9135 | 2870.9135 | 2870.9135
|  | 2044 | 74297.3698 | 40 | 10177.7219 | 0.5693 | 5794.1658 | 244265325.3663 | 812.6277 | 29421758.4404 | 27.62 | 0.47346 | 1506.44 | 1000 | 1506440 | 0.2 | 0.59744 | 900 | 180 | 13500000 | 31.1566 | 900000 | 34.6184 | 1.4 | 606.44 | 849.016 | 9096600 | 92.3784 | 606440 | 152.3291 | 28.345 | 1176870.3376 | 33.3584 | 1.1338 | 28.345 | 44875611.3585 | 1271.9999 | 805 | 78.9642 |  | 2922.986 | 39.3417 | 39.3417 | 39.3417 |  | 2922.986 | 2922.986 | 2922.986
|  | 2046 | 75783.3172 | 40 | 10381.2763 | 0.56724 | 5888.6389 | 249150631.8736 | 826.7801 | 30010193.6092 | 27.55 | 0.46417 | 1506.44 | 1000 | 1506440 | 0.2 | 0.59744 | 900 | 180 | 13500000 | 31.1566 | 900000 | 34.6184 | 1.4 | 606.44 | 849.016 | 9096600 | 92.3784 | 606440 | 152.3291 | 28.6285 | 1200407.7444 | 34.3658 | 1.1451 | 28.6285 | 45773123.5857 | 1310.4143 | 805 | 78.9642 |  | 2976.5602 | 39.2772 | 39.2772 | 39.2772 |  | 2976.5602 | 2976.5602 | 2976.5602
|  | 2048 | 77298.9835 | 40 | 10588.9019 | 0.56527 | 5985.6401 | 254133644.5111 | 841.2782 | 30610397.4814 | 27.4834 | 0.45507 | 1506.44 | 1000 | 1506440 | 0.2 | 0.59744 | 900 | 180 | 13500000 | 31.1566 | 900000 | 34.6184 | 1.4 | 606.44 | 849.016 | 9096600 | 92.3784 | 606440 | 152.3291 | 28.9147 | 1224415.8993 | 35.4037 | 1.1566 | 28.9147 | 46688586.0574 | 1349.9888 | 805 | 78.9642 |  | 3031.6706 | 39.2201 | 39.2201 | 39.2201 |  | 3031.6706 | 3031.6706 | 3031.6706
|  | 2050 | 78844.9632 | 40 | 10800.6799 | 0.5634 | 6085.1559 | 259216317.4013 | 856.1226 | 31222605.431 | 27.42 | 0.44615 | 1506.44 | 1000 | 1506440 | 0.2 | 0.59744 | 900 | 180 | 13500000 | 31.1566 | 900000 | 34.6184 | 1.4 | 606.44 | 849.016 | 9096600 | 92.3784 | 606440 | 152.3291 | 29.2039 | 1248904.2172 | 36.4729 | 1.1682 | 29.2039 | 47622357.7786 | 1390.7584 | 805 | 78.9642 |  | 3088.3539 | 39.17 | 39.17 | 39.17 |  | 3088.3539 | 3088.3539 | 3088.3539
Demand |  |  |  | Cost of wind (£) | [7 empty] | cost of storage (£) |  |  |  | Pumped Hydro | [14 empty] | cost conv backup (£) |  |  |  | cost conv generation |  |  | cost of grid upgrade (£m) |  |  | total cost
Accounting period (yrs) | 20 | demand | GWh | % wind penetration | MW capacity | CapCost (£m/MW) | Capital cost (£m) | Annmaint (24/kw -inc) | annual Cost (£m) | Annual MWh generated | Cost (pounds/MWh) | storage factor | MW capacity | Hrs generation / yr | Annual MWh generated | upgraded (£m/MW) | P H upg factor | MW PHUp | Capital cost (£m) | Annmaint (25/kw -inc) | annual Cost (£m) | MWh PHUp | Cost (£/MWh) | New Built (£m/MW) | MW Phnew | Capital cost (£m) | Annmaint (24/kw -inc) | annual Cost (£m) | MWh PHUp | Cost (£/MWh) | cost (pounds/MWh) | MWh used / year | cost of backup (£m/yr) | cost across all wind MWh (£/MWh) | cost (£/MWh) | MWh used / year | cost of conv (£m/yr) | total cost | annual Cost (£m) | cost / MWh | total cost (£m) | Overall cost (£/MWh)
Interest rate | 0.075 | year | * 12% of UK total plus interconnector export | bit behind targets |  |  |  | 24 | [9 empty] | max - 900 |  | 15 |  |  |  |  | max - | [5 empty] | 23 |  |  |  | 23
Capacity Factor (%) | 33 | 2004 | 50000 | 2 | 342.4658 | 0.7555 | 258.7329 | 8219178.0822 | 33.5989 | 990000 | 33.9382 | 0 | 0 | 1000 | 0 | 0.2 | 1 | 0 | 0 | 0 | 0 | 0 |  | 1.4 | 0 | 0 | 0 | 0 | 0 |  | 23.23 | 39600 | 0.91991 | 0.9292 | 23.23 | 49010000 | 1138.5023 | 0 | 0 |  | 1173.0211 | 23.4604
|  | 2006 | 51000 | 5.5 | 960.6164 | 0.69483 | 667.464 | 23054794.5205 | 88.5278 | 2776950 | 31.8795 | 0 | 0 | 1000 | 0 | 0.2 | 1 | 0 | 0 | 0 | 0 | 0 |  | 1.4 | 0 | 0 | 0 | 0 | 0 |  | 23.4623 | 111078 | 2.6061 | 0.93849 | 23.4623 | 48223050 | 1131.4237 | 0 | 0 |  | 1222.5576 | 23.9717
|  | 2008 | 52020 | 8.5 | 1514.2808 | 0.6683 | 1011.9974 | 36342739.726 | 135.6118 | 4377483 | 30.9794 | 0.027088 | 0 | 1000 | 0 | 0.2 | 1 | 900 | 180 | 13500000 | 31.1566 | 900000 | 34.6184 | 1.4 | 0 | 0 | 0 | 0 | 0 |  | 23.6969 | 175099.32 | 4.1493 | 0.94788 | 23.6969 | 47642517 | 1128.9811 | 0 | 0 |  | 1268.7421 | 24.3895
|  | 2010 | 53060.4 | 11.5 | 2089.7075 | 0.65139 | 1361.2049 | 50152980.8219 | 183.6766 | 6040926.54 | 30.4054 | 0.050915 | 0 | 1000 | 0 | 0.2 | 1 | 900 | 180 | 13500000 | 31.1566 | 900000 | 34.6184 | 1.4 | 0 | 0 | 0 | 0 | 0 |  | 23.9339 | 241637.0616 | 5.7833 | 0.95736 | 23.9339 | 47019473.46 | 1125.359 | 350 | 34.3323 |  | 1664.8189 | 31.3759
|  | 2012 | 54121.608 | 14.5 | 2687.5456 | 0.63903 | 1717.422 | 64501094.4658 | 232.9668 | 7769156.8284 | 29.9861 | 0.08128 | 0 | 1000 | 0 | 0.2 | 1 | 900 | 180 | 13500000 | 31.1566 | 900000 | 34.6184 | 1.4 | 0 | 0 | 0 | 0 | 0 |  | 24.1732 | 310766.2731 | 7.5122 | 0.96693 | 24.1732 | 46352451.1716 | 1120.4885 | 350 | 34.3323 |  | 1710.9675 | 31.6134
|  | 2014 | 55204.0402 | 17.5 | 3308.4613 | 0.62933 | 2082.1231 | 79403071.463 | 283.6431 | 9564099.9577 | 29.6571 | 0.11777 | 53.8175 | 1000 | 53817.5 | 0.2 | 1 | 900 | 180 | 13500000 | 31.1566 | 900000 | 34.6184 | 1.4 | 0 | 0 | 0 | 0 | 0 |  | 24.415 | 382563.9983 | 9.3403 | 0.9766 | 24.415 | 45639940.2023 | 1114.2975 | 350 | 34.3323 |  | 1757.2809 | 31.8325
|  | 2016 | 56308.121 | 20.5 | 3953.1386 | 0.62137 | 2456.3714 | 94875327.1024 | 335.8262 | 11427733.1495 | 29.3869 | 0.15999 | 247.5005 | 1000 | 247500.5 | 0.2 | 1 | 900 | 180 | 13500000 | 31.1566 | 900000 | 34.6184 | 1.4 | 0 | 0 | 0 | 0 | 0 |  | 24.6591 | 457109.326 | 11.2719 | 0.98636 | 24.6591 | 44880387.8137 | 1106.7106 | 665 | 65.2313 |  | 2118.8086 | 37.6288
|  | 2018 | 57434.2834 | 23.5 | 4622.2797 | 0.61463 | 2841.0085 | 110934711.7387 | 389.6155 | 13362086.0289 | 29.1583 | 0.20756 | 441.1835 | 1000 | 441183.5 | 0.2 | 1 | 900 | 180 | 13500000 | 31.1566 | 900000 | 34.6184 | 1.4 | 0 | 0 | 0 | 0 | 0 |  | 24.9057 | 534483.4412 | 13.3117 | 0.99623 | 24.9057 | 44072197.3535 | 1097.6491 | 665 | 65.2313 |  | 2165.5763 | 37.7053
|  | 2020 | 58582.9691 | 26.5 | 5316.6051 | 0.6088 | 3236.7463 | 127598521.6297 | 445.0981 | 15369241.9303 | 28.9603 | 0.26011 | 634.8665 | 1000 | 634866.5 | 0.2 | 1 | 900 | 180 | 13500000 | 31.1566 | 900000 | 34.6184 | 1.4 | 0 | 0 | 0 | 0 | 0 |  | 25.1548 | 614769.6772 | 15.4644 | 1.0062 | 25.1548 | 43213727.1198 | 1087.031 | 665 | 65.2313 |  | 2212.5934 | 37.7685
|  | 2022 | 59754.6284 | 29.5 | 6036.8546 | 0.60366 | 3644.2164 | 144884510.0316 | 502.3537 | 17451339.2333 | 28.786 | 0.3173 | 828.5495 | 1000 | 828549.5 | 0.2 | 1 | 900 | 180 | 13500000 | 31.1566 | 900000 | 34.6184 | 1.4 | 0 | 0 | 0 | 0 | 0 |  | 25.4063 | 698053.5693 | 17.735 | 1.0163 | 25.4063 | 42303289.1978 | 1074.7704 | 665 | 65.2313 |  | 2259.8591 | 37.819
|  | 2024 | 60949.721 | 32.5 | 6783.7874 | 0.59908 | 4063.999 | 162810898.5609 | 561.4575 | 19610572.7317 | 28.6303 | 0.37879 | 1022.2325 | 1000 | 1022232.5 | 0.2 | 0.88043 | 900 | 180 | 13500000 | 31.1566 | 900000 | 34.6184 | 1.4 | 122.2325 | 171.1255 | 1833487.5 | 18.6196 | 122232.5 | 152.3291 | 25.6604 | 784422.9093 | 20.1286 | 1.0264 | 25.6604 | 41339148.2681 | 1060.7779 | 805 | 78.9642 |  | 2447.364 | 40.1538
|  | 2026 | 62168.7154 | 35.5 | 7558.1829 | 0.59494 | 4496.6409 | 181396388.8274 | 622.4817 | 21849195.0343 | 28.4899 | 0.44426 | 1215.9155 | 1000 | 1215915.5 | 0.2 | 0.74018 | 900 | 180 | 13500000 | 31.1566 | 900000 | 34.6184 | 1.4 | 315.9155 | 442.2817 | 4738732.5 | 48.1231 | 315915.5 | 152.3291 | 25.917 | 873967.8014 | 22.6506 | 1.0367 | 25.917 | 40319520.3855 | 1044.96 | 805 | 78.9642 |  | 2495.0924 | 40.1342
|  | 2028 | 63412.0897 | 38.5 | 8360.8406 | 0.59117 | 4942.6674 | 200660174.3452 | 685.4972 | 24169517.9999 | 28.3621 | 0.51341 | 1409.5985 | 1000 | 1409598.5 | 0.2 | 0.63848 | 900 | 180 | 13500000 | 31.1566 | 900000 | 34.6184 | 1.4 | 509.5985 | 713.4379 | 7643977.5 | 77.6267 | 509598.5 | 152.3291 | 26.1761 | 966780.72 | 25.3066 | 1.047 | 26.1761 | 39242571.7283 | 1027.2193 | 805 | 78.9642 |  | 2543.0231 | 40.1031
|  | 2030 | 64680.3315 | 40 | 8860.3194 | 0.58771 | 5207.3159 | 212647665.2801 | 723.4447 | 25613411.283 | 28.2448 | 0.54385 | 1506.44 | 1000 | 1506440 | 0.2 | 0.59744 | 900 | 180 | 13500000 | 31.1566 | 900000 | 34.6184 | 1.4 | 606.44 | 849.016 | 9096600 | 92.3784 | 606440 | 152.3291 | 26.4379 | 1024536.4513 | 27.0866 | 1.0575 | 26.4379 | 39066920.2397 | 1032.8476 | 805 | 78.9642 |  | 2588.3789 | 40.018
|  | 2032 | 65973.9382 | 40 | 9037.5258 | 0.58452 | 5282.619 | 216900618.5857 | 735.0843 | 26125679.5086 | 28.1365 | 0.53319 | 1506.44 | 1000 | 1506440 | 0.2 | 0.59744 | 900 | 180 | 13500000 | 31.1566 | 900000 | 34.6184 | 1.4 | 606.44 | 849.016 | 9096600 | 92.3784 | 606440 | 152.3291 | 26.7023 | 1045027.1803 | 27.9046 | 1.0681 | 26.7023 | 39848258.6445 | 1064.0396 | 805 | 78.9642 |  | 2632.0285 | 39.895
|  | 2034 | 67293.4169 | 40 | 9218.2763 | 0.58156 | 5360.9583 | 221238630.9574 | 747.1068 | 26648193.0988 | 28.0359 | 0.52273 | 1506.44 | 1000 | 1506440 | 0.2 | 0.59744 | 900 | 180 | 13500000 | 31.1566 | 900000 | 34.6184 | 1.4 | 606.44 | 849.016 | 9096600 | 92.3784 | 606440 | 152.3291 | 26.9693 | 1065927.724 | 28.7473 | 1.0788 | 26.9693 | 40645223.8174 | 1096.1736 | 805 | 78.9642 |  | 2677.0277 | 39.7814
|  | 2036 | 68639.2853 | 40 | 9402.6418 | 0.57879 | 5442.1887 | 225663403.5765 | 759.4996 | 27181156.9608 | 27.9421 | 0.51249 | 1506.44 | 1000 | 1506440 | 0.2 | 0.59744 | 900 | 180 | 13500000 | 31.1566 | 900000 | 34.6184 | 1.4 | 606.44 | 849.016 | 9096600 | 92.3784 | 606440 | 152.3291 | 27.239 | 1087246.2784 | 29.6155 | 1.0896 | 27.239 | 41458128.2937 | 1129.278 | 805 | 78.9642 |  | 2723.3932 | 39.6769
|  | 2038 | 70012.071 | 40 | 9590.6947 | 0.5762 | 5526.1994 | 230176671.6481 | 772.2537 | 27724780.1 | 27.8543 | 0.50244 | 1506.44 | 1000 | 1506440 | 0.2 | 0.59744 | 900 | 180 | 13500000 | 31.1566 | 900000 | 34.6184 | 1.4 | 606.44 | 849.016 | 9096600 | 92.3784 | 606440 | 152.3291 | 27.5114 | 1108991.204 | 30.5099 | 1.1005 | 27.5114 | 42287290.8596 | 1163.3822 | 805 | 78.9642 |  | 2771.1458 | 39.581
|  | 2040 | 71412.3124 | 40 | 9782.5085 | 0.57377 | 5612.9055 | 234780205.081 | 785.3624 | 28279275.702 | 27.7717 | 0.49258 | 1506.44 | 1000 | 1506440 | 0.2 | 0.59744 | 900 | 180 | 13500000 | 31.1566 | 900000 | 34.6184 | 1.4 | 606.44 | 849.016 | 9096600 | 92.3784 | 606440 | 152.3291 | 27.7865 | 1131171.0281 | 31.4313 | 1.1115 | 27.7865 | 43133036.6768 | 1198.5164 | 805 | 78.9642 |  | 2820.3101 | 39.4933
|  | 2042 | 72840.5586 | 40 | 9978.1587 | 0.57147 | 5702.2434 | 239475809.1827 | 798.8214 | 28844861.2161 | 27.6937 | 0.48293 | 1506.44 | 1000 | 1506440 | 0.2 | 0.59744 | 900 | 180 | 13500000 | 31.1566 | 900000 | 34.6184 | 1.4 | 606.44 | 849.016 | 9096600 | 92.3784 | 606440 | 152.3291 | 28.0644 | 1153794.4486 | 32.3805 | 1.1226 | 28.0644 | 43995697.4103 | 1234.7116 | 805 | 78.9642 |  | 2870.9135 | 39.4137
|  | 2044 | 74297.3698 | 40 | 10177.7219 | 0.5693 | 5794.1658 | 244265325.3663 | 812.6277 | 29421758.4404 | 27.62 | 0.47346 | 1506.44 | 1000 | 1506440 | 0.2 | 0.59744 | 900 | 180 | 13500000 | 31.1566 | 900000 | 34.6184 | 1.4 | 606.44 | 849.016 | 9096600 | 92.3784 | 606440 | 152.3291 | 28.345 | 1176870.3376 | 33.3584 | 1.1338 | 28.345 | 44875611.3585 | 1271.9999 | 805 | 78.9642 |  | 2922.986 | 39.3417
|  | 2046 | 75783.3172 | 40 | 10381.2763 | 0.56724 | 5888.6389 | 249150631.8736 | 826.7801 | 30010193.6092 | 27.55 | 0.46417 | 1506.44 | 1000 | 1506440 | 0.2 | 0.59744 | 900 | 180 | 13500000 | 31.1566 | 900000 | 34.6184 | 1.4 | 606.44 | 849.016 | 9096600 | 92.3784 | 606440 | 152.3291 | 28.6285 | 1200407.7444 | 34.3658 | 1.1451 | 28.6285 | 45773123.5857 | 1310.4143 | 805 | 78.9642 |  | 2976.5602 | 39.2772
|  | 2048 | 77298.9835 | 40 | 10588.9019 | 0.56527 | 5985.6401 | 254133644.5111 | 841.2782 | 30610397.4814 | 27.4834 | 0.45507 | 1506.44 | 1000 | 1506440 | 0.2 | 0.59744 | 900 | 180 | 13500000 | 31.1566 | 900000 | 34.6184 | 1.4 | 606.44 | 849.016 | 9096600 | 92.3784 | 606440 | 152.3291 | 28.9147 | 1224415.8993 | 35.4037 | 1.1566 | 28.9147 | 46688586.0574 | 1349.9888 | 805 | 78.9642 |  | 3031.6706 | 39.2201
|  | 2050 | 78844.9632 | 40 | 10800.6799 | 0.5634 | 6085.1559 | 259216317.4013 | 856.1226 | 31222605.431 | 27.42 | 0.44615 | 1506.44 | 1000 | 1506440 | 0.2 | 0.59744 | 900 | 180 | 13500000 | 31.1566 | 900000 | 34.6184 | 1.4 | 606.44 | 849.016 | 9096600 | 92.3784 | 606440 | 152.3291 | 29.2039 | 1248904.2172 | 36.4729 | 1.1682 | 29.2039 | 47622357.7786 | 1390.7584 | 805 | 78.9642 |  | 3088.3539 | 39.17
Demand |  |  |  | Cost of wind (£) | [7 empty] | cost of storage (£) |  |  |  | Pumped Hydro | [14 empty] | cost conv backup (£) |  |  |  | cost conv generation |  |  | cost of grid upgrade (£m) |  |  | total cost
Accounting period (yrs) | 20 | demand | GWh | % wind penetration | MW capacity | CapCost (£m/MW) | Capital cost (£m) | Annmaint (24/kw -inc) | annual Cost (£m) | Annual MWh generated | Cost (pounds/MWh) | storage factor | MW capacity | Hrs generation / yr | Annual MWh generated | upgraded (£m/MW) | P H upg factor | MW PHUp | Capital cost (£m) | Annmaint (25/kw -inc) | annual Cost (£m) | MWh PHUp | Cost (£/MWh) | New Built (£m/MW) | MW Phnew | Capital cost (£m) | Annmaint (24/kw -inc) | annual Cost (£m) | MWh PHUp | Cost (£/MWh) | cost (pounds/MWh) | MWh used / year | cost of backup (£m/yr) | cost across all wind MWh (£/MWh) | cost (£/MWh) | MWh used / year | cost of conv (£m/yr) | total cost | annual Cost (£m) | cost / MWh | total cost (£m) | Overall cost (£/MWh)
Interest rate | 0.075 | year | * 12% of UK total plus interconnector export | well behind targets |  |  |  | 24 | [9 empty] | max - 900 |  | 15 |  |  |  |  | max - | [5 empty] | 23 |  |  |  | 23
Capacity Factor (%) | 33 | 2004 | 50000 | 2 | 342.4658 | 0.7555 | 258.7329 | 8219178.0822 | 33.5989 | 990000 | 33.9382 | 0 | 0 | 1000 | 0 | 0.2 | 1 | 0 | 0 | 0 | 0 | 0 |  | 1.4 | 0 | 0 | 0 | 0 | 0 |  | 23.23 | 39600 | 0.91991 | 0.9292 | 23.23 | 49010000 | 1138.5023 | 0 | 0 |  | 1173.0211 | 23.4604
|  | 2006 | 51000 | 4.1 | 716.0959 | 0.69483 | 497.5641 | 17186301.3699 | 65.9935 | 2070090 | 31.8795 | 0 | 0 | 1000 | 0 | 0.2 | 1 | 0 | 0 | 0 | 0 | 0 |  | 1.4 | 0 | 0 | 0 | 0 | 0 |  | 23.4623 | 82803.6 | 1.9428 | 0.93849 | 23.4623 | 48929910 | 1148.0082 | 0 | 0 |  | 1215.9444 | 23.842
|  | 2008 | 52020 | 6.2 | 1104.5342 | 0.6683 | 738.1628 | 26508821.9178 | 98.9168 | 3192987.6 | 30.9794 | 0.013312 | 0 | 1000 | 0 | 0.2 | 1 | 900 | 180 | 13500000 | 31.1566 | 900000 | 34.6184 | 1.4 | 0 | 0 | 0 | 0 | 0 |  | 23.6969 | 127719.504 | 3.0266 | 0.94788 | 23.6969 | 48827012.4 | 1157.05 | 0 | 0 |  | 1258.9933 | 24.2021
|  | 2010 | 53060.4 | 8.3 | 1508.2237 | 0.65139 | 982.4348 | 36197368.7671 | 132.5666 | 4359973.068 | 30.4054 | 0.025205 | 0 | 1000 | 0 | 0.2 | 1 | 900 | 180 | 13500000 | 31.1566 | 900000 | 34.6184 | 1.4 | 0 | 0 | 0 | 0 | 0 |  | 23.9339 | 174398.9227 | 4.174 | 0.95736 | 23.9339 | 48700426.932 | 1165.5908 | 350 | 34.3323 |  | 1652.3314 | 31.1406
|  | 2012 | 54121.608 | 10.4 | 1927.6189 | 0.63903 | 1231.8062 | 46262853.9616 | 167.0934 | 5572360.7597 | 29.9861 | 0.040292 | 0 | 1000 | 0 | 0.2 | 1 | 900 | 180 | 13500000 | 31.1566 | 900000 | 34.6184 | 1.4 | 0 | 0 | 0 | 0 | 0 |  | 24.1732 | 222894.4304 | 5.3881 | 0.96693 | 24.1732 | 48549247.2403 | 1173.5922 | 350 | 34.3323 |  | 1696.0737 | 31.3382
|  | 2014 | 55204.0402 | 12.5 | 2363.1867 | 0.62933 | 1487.2308 | 56716479.6164 | 202.6022 | 6831499.9698 | 29.6571 | 0.058372 | 0 | 1000 | 0 | 0.2 | 1 | 900 | 180 | 13500000 | 31.1566 | 900000 | 34.6184 | 1.4 | 0 | 0 | 0 | 0 | 0 |  | 24.415 | 273259.9988 | 6.6716 | 0.9766 | 24.415 | 48372540.1902 | 1181.0138 | 350 | 34.3323 |  | 1740.2876 | 31.5246
|  | 2016 | 56308.121 | 14.6 | 2815.406 | 0.62137 | 1749.4157 | 67569745.1558 | 239.1738 | 8138775.804 | 29.3869 | 0.079252 | 0 | 1000 | 0 | 0.2 | 1 | 900 | 180 | 13500000 | 31.1566 | 900000 | 34.6184 | 1.4 | 0 | 0 | 0 | 0 | 0 |  | 24.6591 | 325551.0322 | 8.0278 | 0.98636 | 24.6591 | 48169345.1592 | 1187.8133 | 350 | 34.3323 |  | 1785.0149 | 31.7008
|  | 2018 | 57434.2834 | 16.7 | 3284.7689 | 0.61463 | 2018.9294 | 78834454.725 | 276.8757 | 9495610.0716 | 29.1583 | 0.10275 | 2.1687 | 1000 | 2168.7 | 0.2 | 1 | 900 | 180 | 13500000 | 31.1566 | 900000 | 34.6184 | 1.4 | 0 | 0 | 0 | 0 | 0 |  | 24.9057 | 379824.4029 | 9.4598 | 0.99623 | 24.9057 | 47938673.3108 | 1193.9464 | 350 | 34.3323 |  | 1830.2819 | 31.8674
|  | 2020 | 58582.9691 | 18.8 | 3771.7802 | 0.6088 | 2296.2578 | 90522724.7788 | 315.7677 | 10903462.1996 | 28.9603 | 0.12867 | 137.7468 | 1000 | 137746.8 | 0.2 | 1 | 900 | 180 | 13500000 | 31.1566 | 900000 | 34.6184 | 1.4 | 0 | 0 | 0 | 0 | 0 |  | 25.1548 | 436138.488 | 10.971 | 1.0062 | 25.1548 | 47679506.8505 | 1199.3666 | 665 | 65.2313 |  | 2191.1053 | 37.4017
|  | 2022 | 59754.6284 | 20.9 | 4276.958 | 0.60366 | 2581.8347 | 102646991.8529 | 355.9048 | 12363830.1687 | 28.786 | 0.15687 | 273.3249 | 1000 | 273324.9 | 0.2 | 1 | 900 | 180 | 13500000 | 31.1566 | 900000 | 34.6184 | 1.4 | 0 | 0 | 0 | 0 | 0 |  | 25.4063 | 494553.2067 | 12.5648 | 1.0163 | 25.4063 | 47390798.2624 | 1204.0253 | 665 | 65.2313 |  | 2237.4948 | 37.4447
|  | 2024 | 60949.721 | 23 | 4800.8342 | 0.59908 | 2876.0608 | 115220020.5201 | 397.3391 | 13878251.4716 | 28.6303 | 0.18716 | 408.903 | 1000 | 408903 | 0.2 | 1 | 900 | 180 | 13500000 | 31.1566 | 900000 | 34.6184 | 1.4 | 0 | 0 | 0 | 0 | 0 |  | 25.6604 | 555130.0589 | 14.2448 | 1.0264 | 25.6604 | 47071469.5281 | 1207.8714 | 665 | 65.2313 |  | 2284.4554 | 37.481
|  | 2026 | 62168.7154 | 25.1 | 5343.9546 | 0.59494 | 3179.3151 | 128254911.5371 | 440.1209 | 15448304.0946 | 28.4899 | 0.2194 | 544.4811 | 1000 | 544481.1 | 0.2 | 1 | 900 | 180 | 13500000 | 31.1566 | 900000 | 34.6184 | 1.4 | 0 | 0 | 0 | 0 | 0 |  | 25.917 | 617932.1638 | 16.0149 | 1.0367 | 25.917 | 46720411.3251 | 1210.8518 | 665 | 65.2313 |  | 2331.9876 | 37.5106
|  | 2028 | 63412.0897 | 27.2 | 5906.8796 | 0.59117 | 3491.9624 | 141765110.1867 | 484.2994 | 17075607.522 | 28.3621 | 0.25343 | 680.0592 | 1000 | 680059.2 | 0.2 | 1 | 900 | 180 | 13500000 | 31.1566 | 900000 | 34.6184 | 1.4 | 0 | 0 | 0 | 0 | 0 |  | 26.1761 | 683024.3009 | 17.8789 | 1.047 | 26.1761 | 46336482.2061 | 1212.9105 | 665 | 65.2313 |  | 2380.0888 | 37.5337
|  | 2030 | 64680.3315 | 29.3 | 6490.184 | 0.58771 | 3814.3589 | 155764414.8177 | 529.9232 | 18761823.7648 | 28.2448 | 0.28911 | 815.6373 | 1000 | 815637.3 | 0.2 | 1 | 900 | 180 | 13500000 | 31.1566 | 900000 | 34.6184 | 1.4 | 0 | 0 | 0 | 0 | 0 |  | 26.4379 | 750472.9506 | 19.8409 | 1.0575 | 26.4379 | 45918507.7579 | 1213.9892 | 805 | 78.9642 |  | 2568.7534 | 39.7146
|  | 2032 | 65973.9382 | 31.4 | 7094.4577 | 0.58452 | 4146.8559 | 170266985.5898 | 577.0412 | 20508658.4143 | 28.1365 | 0.3263 | 951.2154 | 1000 | 951215.4 | 0.2 | 0.94616 | 900 | 180 | 13500000 | 31.1566 | 900000 | 34.6184 | 1.4 | 51.2154 | 71.7016 | 768231 | 7.8016 | 51215.4 | 152.3291 | 26.7023 | 820346.3366 | 21.9051 | 1.0681 | 26.7023 | 45465279.7389 | 1214.0269 | 805 | 78.9642 |  | 2617.9732 | 39.6819
|  | 2034 | 67293.4169 | 33.5 | 7720.3064 | 0.58156 | 4489.8026 | 185287353.4268 | 625.7019 | 22317861.7203 | 28.0359 | 0.36486 | 1086.7935 | 1000 | 1086793.5 | 0.2 | 0.82812 | 900 | 180 | 13500000 | 31.1566 | 900000 | 34.6184 | 1.4 | 186.7935 | 261.5109 | 2801902.5 | 28.4541 | 186793.5 | 152.3291 | 26.9693 | 892714.4688 | 24.0759 | 1.0788 | 26.9693 | 44975555.1959 | 1212.9596 | 805 | 78.9642 |  | 2667.7375 | 39.6434
|  | 2036 | 68639.2853 | 35.6 | 8368.3512 | 0.57879 | 4843.548 | 200840429.1831 | 675.9547 | 24191229.6951 | 27.9421 | 0.40469 | 1222.3716 | 1000 | 1222371.6 | 0.2 | 0.73627 | 900 | 180 | 13500000 | 31.1566 | 900000 | 34.6184 | 1.4 | 322.3716 | 451.3202 | 4835574 | 49.1066 | 322371.6 | 152.3291 | 27.239 | 967649.1878 | 26.3578 | 1.0896 | 27.239 | 44448055.5594 | 1210.7207 | 805 | 78.9642 |  | 2718.0331 | 39.5988
|  | 2038 | 70012.071 | 37.7 | 9039.2297 | 0.5762 | 5208.4429 | 216941513.0283 | 727.8491 | 26130605.2443 | 27.8543 | 0.44564 | 1357.9497 | 1000 | 1357949.7 | 0.2 | 0.66276 | 900 | 180 | 13500000 | 31.1566 | 900000 | 34.6184 | 1.4 | 457.9497 | 641.1296 | 6869245.5 | 69.7591 | 457949.7 | 152.3291 | 27.5114 | 1045224.2098 | 28.7556 | 1.1005 | 27.5114 | 43881465.7154 | 1207.2402 | 805 | 78.9642 |  | 2768.8449 | 39.5481
|  | 2040 | 71412.3124 | 39.7 | 9709.1397 | 0.57377 | 5570.8087 | 233019353.5429 | 779.4722 | 28067181.1342 | 27.7717 | 0.48513 | 1487.0717 | 1000 | 1487071.7 | 0.2 | 0.60522 | 900 | 180 | 13500000 | 31.1566 | 900000 | 34.6184 | 1.4 | 587.0717 | 821.9004 | 8806075.5 | 89.4281 | 587071.7 | 152.3291 | 27.7865 | 1122687.2454 | 31.1956 | 1.1115 | 27.7865 | 43345131.2446 | 1204.4097 | 805 | 78.9642 |  | 2820.0775 | 39.4901
|  | 2042 | 72840.5586 | 40 | 9978.1587 | 0.57147 | 5702.2434 | 239475809.1827 | 798.8214 | 28844861.2161 | 27.6937 | 0.48293 | 1506.44 | 1000 | 1506440 | 0.2 | 0.59744 | 900 | 180 | 13500000 | 31.1566 | 900000 | 34.6184 | 1.4 | 606.44 | 849.016 | 9096600 | 92.3784 | 606440 | 152.3291 | 28.0644 | 1153794.4486 | 32.3805 | 1.1226 | 28.0644 | 43995697.4103 | 1234.7116 | 805 | 78.9642 |  | 2870.9135 | 39.4137
|  | 2044 | 74297.3698 | 40 | 10177.7219 | 0.5693 | 5794.1658 | 244265325.3663 | 812.6277 | 29421758.4404 | 27.62 | 0.47346 | 1506.44 | 1000 | 1506440 | 0.2 | 0.59744 | 900 | 180 | 13500000 | 31.1566 | 900000 | 34.6184 | 1.4 | 606.44 | 849.016 | 9096600 | 92.3784 | 606440 | 152.3291 | 28.345 | 1176870.3376 | 33.3584 | 1.1338 | 28.345 | 44875611.3585 | 1271.9999 | 805 | 78.9642 |  | 2922.986 | 39.3417
|  | 2046 | 75783.3172 | 40 | 10381.2763 | 0.56724 | 5888.6389 | 249150631.8736 | 826.7801 | 30010193.6092 | 27.55 | 0.46417 | 1506.44 | 1000 | 1506440 | 0.2 | 0.59744 | 900 | 180 | 13500000 | 31.1566 | 900000 | 34.6184 | 1.4 | 606.44 | 849.016 | 9096600 | 92.3784 | 606440 | 152.3291 | 28.6285 | 1200407.7444 | 34.3658 | 1.1451 | 28.6285 | 45773123.5857 | 1310.4143 | 805 | 78.9642 |  | 2976.5602 | 39.2772
|  | 2048 | 77298.9835 | 40 | 10588.9019 | 0.56527 | 5985.6401 | 254133644.5111 | 841.2782 | 30610397.4814 | 27.4834 | 0.45507 | 1506.44 | 1000 | 1506440 | 0.2 | 0.59744 | 900 | 180 | 13500000 | 31.1566 | 900000 | 34.6184 | 1.4 | 606.44 | 849.016 | 9096600 | 92.3784 | 606440 | 152.3291 | 28.9147 | 1224415.8993 | 35.4037 | 1.1566 | 28.9147 | 46688586.0574 | 1349.9888 | 805 | 78.9642 |  | 3031.6706 | 39.2201
|  | 2050 | 78844.9632 | 40 | 10800.6799 | 0.5634 | 6085.1559 | 259216317.4013 | 856.1226 | 31222605.431 | 27.42 | 0.44615 | 1506.44 | 1000 | 1506440 | 0.2 | 0.59744 | 900 | 180 | 13500000 | 31.1566 | 900000 | 34.6184 | 1.4 | 606.44 | 849.016 | 9096600 | 92.3784 | 606440 | 152.3291 | 29.2039 | 1248904.2172 | 36.4729 | 1.1682 | 29.2039 | 47622357.7786 | 1390.7584 | 805 | 78.9642 |  | 3088.3539 | 39.17
Regulator pays 25% grid upgrade | [45 empty] | Regulator pays 25% grid upgrade
base scenario | [45 empty] | base scenario
Demand |  |  |  | Cost of wind (£) | [7 empty] | cost of storage (£) |  |  |  | Pumped Hydro | [14 empty] | cost conv backup (£) |  |  |  | cost conv generation |  |  | cost of grid upgrade (£m) |  |  | total cost
Accounting period (yrs) | 20 | demand | GWh | % wind penetration | MW capacity | CapCost (£m/MW) | Capital cost (£m) | Annmaint (24/kw -inc) | annual Cost (£m) | Annual MWh generated | Cost (pounds/MWh) | storage factor | MW capacity | Hrs generation / yr | Annual MWh generated | upgraded (£m/MW) | P H upg factor | MW PHUp | Capital cost (£m) | Annmaint (25/kw -inc) | annual Cost (£m) | MWh PHUp | Cost (£/MWh) | New Built (£m/MW) | MW Phnew | Capital cost (£m) | Annmaint (24/kw -inc) | annual Cost (£m) | MWh PHUp | Cost (£/MWh) | cost (pounds/MWh) | MWh used / year | cost of backup (£m/yr) | cost across all wind MWh (£/MWh) | cost (£/MWh) | MWh used / year | cost of conv (£m/yr) | total cost | annual Cost (£m) | cost / MWh | total cost (£m) | Overall cost (£/MWh) | base scenario
Interest rate | 0.075 | year | * 12% of UK total plus interconnector export | hit targets |  |  |  | 24 | [9 empty] | max - 900 |  | 15 |  |  |  |  | max - | [5 empty] | 23 |  |  |  | 23 | [10 empty] | total cost
Capacity Factor (%) | 33 | 2004 | 52000 | 2 | 356.1644 | 0.7555 | 269.0822 | 8547945.2055 | 34.9428 | 1029600 | 33.9382 | 0 | 0 | 1000 | 0 | 0.2 | 1 | 0 | 0 | 0 | 0 | 0 |  | 1.4 | 0 | 0 | 0 | 0 | 0 |  | 23.23 | 41184 | 0.9567 | 0.9292 | 23.23 | 50970400 | 1184.0424 | 0 | 0 |  | 1219.9419 | 23.4604 | 23.4604 | 23.4604 |  | 1219.9419 | 1219.9419 | 1219.9419
Hours per year @ rated power | 3000 | 2006 | 53040 | 6 | 1089.863 | 0.69483 | 757.2682 | 26156712.3288 | 100.4388 | 3150576 | 31.8795 | 0 | 0 | 1000 | 0 | 0.2 | 1 | 0 | 0 | 0 | 0 | 0 |  | 1.4 | 0 | 0 | 0 | 0 | 0 |  | 23.4623 | 126023.04 | 2.9568 | 0.93849 | 23.4623 | 49889424 | 1170.5206 | 0 | 0 |  | 1273.9162 | 24.018 | 23.9717 | 23.842 |  | 1273.9162 | 1271.4599 | 1264.5822
|  | 2008 | 54100.8 | 12 | 2223.3205 | 0.6683 | 1485.8502 | 53359693.1507 | 199.11 | 6427175.04 | 30.9794 | 0.054646 | 0 | 1000 | 0 | 0.2 | 1 | 900 | 180 | 13500000 | 31.1566 | 900000 | 34.6184 | 1.4 | 0 | 0 | 0 | 0 | 0 |  | 23.6969 | 257087.0016 | 6.0922 | 0.94788 | 23.6969 | 47673624.96 | 1129.7182 | 262.5 | 25.7492 |  | 1360.6696 | 25.1506 | 24.3895 | 24.2021 |  | 1360.6696 | 1319.4918 | 1309.3531
|  | 2010 | 55182.816 | 18 | 3401.6804 | 0.65139 | 2215.8049 | 81640330.5205 | 298.9935 | 9833577.8112 | 30.4054 | 0.12488 | 86.098 | 1000 | 86098 | 0.2 | 1 | 900 | 180 | 13500000 | 31.1566 | 900000 | 34.6184 | 1.4 | 0 | 0 | 0 | 0 | 0 |  | 23.9339 | 393343.1124 | 9.4142 | 0.95736 | 23.9339 | 45349238.1888 | 1085.3838 | 262.5 | 25.7492 |  | 1656.2915 | 30.0146 | 29.5366 | 29.3012 |  | 1656.2915 | 1629.9116 | 1616.9246
|  | 2012 | 56286.4723 | 22 | 4240.7616 | 0.63903 | 2709.9735 | 101778278.7156 | 367.6055 | 12259193.6713 | 29.9861 | 0.18502 | 344.342 | 1000 | 344342 | 0.2 | 1 | 900 | 180 | 13500000 | 31.1566 | 900000 | 34.6184 | 1.4 | 0 | 0 | 0 | 0 | 0 |  | 24.1732 | 490367.7469 | 11.8538 | 0.96693 | 24.1732 | 44027278.6487 | 1064.2816 | 498.75 | 48.9235 |  | 1942.4909 | 34.5108 | 29.8101 | 29.5349 |  | 1942.4909 | 1677.9062 | 1662.4166
|  | 2014 | 57412.2018 | 26 | 5112.0454 | 0.62933 | 3217.1777 | 122689088.7063 | 438.2691 | 14777900.7347 | 29.6571 | 0.2553 | 602.586 | 1000 | 602586 | 0.2 | 1 | 900 | 180 | 13500000 | 31.1566 | 900000 | 34.6184 | 1.4 | 0 | 0 | 0 | 0 | 0 |  | 24.415 | 591116.0294 | 14.4321 | 0.9766 | 24.415 | 42634301.0317 | 1040.9149 | 498.75 | 48.9235 |  | 1992.3661 | 34.7028 | 30.0646 | 29.7567 |  | 1992.3661 | 1726.0721 | 1708.3991
|  | 2016 | 58560.4458 | 31 | 6217.0336 | 0.62137 | 3863.0933 | 149208807.1113 | 528.1481 | 17972200.8166 | 29.3869 | 0.35814 | 925.391 | 1000 | 925391 | 0.2 | 0.97256 | 900 | 180 | 13500000 | 31.1566 | 900000 | 34.6184 | 1.4 | 25.391 | 35.5474 | 380865 | 3.8678 | 25391 | 152.3291 | 24.6591 | 718888.0327 | 17.7271 | 0.98636 | 24.6591 | 40588244.9852 | 1000.8701 | 603.75 | 59.2232 |  | 2150.4954 | 36.7227 | 34.3357 | 29.9676 |  | 2150.4954 | 2010.711 | 1754.9155
|  | 2018 | 59731.6547 | 36 | 7364.1766 | 0.61463 | 4526.2706 | 176740238.6169 | 620.732 | 21288361.7414 | 29.1583 | 0.47569 | 1248.196 | 1000 | 1248196 | 0.2 | 0.72104 | 900 | 180 | 13500000 | 31.1566 | 900000 | 34.6184 | 1.4 | 348.196 | 487.4744 | 5222940 | 53.0404 | 348196 | 152.3291 | 24.9057 | 851534.4697 | 21.2081 | 0.99623 | 24.9057 | 38443292.9764 | 957.4573 | 603.75 | 59.2232 |  | 2203.1474 | 36.8841 | 34.4767 | 30.1681 |  | 2203.1474 | 2059.3493 | 1801.9932
|  | 2020 | 60926.2878 | 40 | 8346.0668 | 0.6088 | 5081.081 | 200305603.7659 | 698.72 | 24126809.9736 | 28.9603 | 0.57736 | 1506.44 | 1000 | 1506440 | 0.2 | 0.59744 | 900 | 180 | 13500000 | 31.1566 | 900000 | 34.6184 | 1.4 | 606.44 | 849.016 | 9096600 | 92.3784 | 606440 | 152.3291 | 25.1548 | 965072.3989 | 24.2762 | 1.0062 | 25.1548 | 36799477.8385 | 925.6821 | 603.75 | 59.2232 |  | 2252.4282 | 36.9697 | 34.6032 | 34.2364 |  | 2252.4282 | 2108.2472 | 2085.8995
|  | 2022 | 62144.8136 | 40 | 8512.9882 | 0.60366 | 5138.9628 | 204311715.8412 | 708.4038 | 24609346.1731 | 28.786 | 0.56604 | 1506.44 | 1000 | 1506440 | 0.2 | 0.59744 | 900 | 180 | 13500000 | 31.1566 | 900000 | 34.6184 | 1.4 | 606.44 | 849.016 | 9096600 | 92.3784 | 606440 | 152.3291 | 25.4063 | 984373.8469 | 25.0093 | 1.0163 | 25.4063 | 37535467.3953 | 953.6377 | 603.75 | 59.2232 |  | 2290.8008 | 36.8623 | 34.7157 | 34.3415 |  | 2290.8008 | 2157.4034 | 2134.1446
|  | 2024 | 63387.7098 | 40 | 8683.2479 | 0.59908 | 5201.9187 | 208397950.158 | 718.6656 | 25101533.0965 | 28.6303 | 0.55494 | 1506.44 | 1000 | 1506440 | 0.2 | 0.59744 | 900 | 180 | 13500000 | 31.1566 | 900000 | 34.6184 | 1.4 | 606.44 | 849.016 | 9096600 | 92.3784 | 606440 | 152.3291 | 25.6604 | 1004061.3239 | 25.7646 | 1.0264 | 25.6604 | 38286176.7432 | 982.4375 | 603.75 | 59.2232 |  | 2330.6177 | 36.7677 | 36.4709 | 34.4386 |  | 2330.6177 | 2311.8085 | 2182.9836
|  | 2026 | 64655.464 | 40 | 8856.9129 | 0.59494 | 5269.3031 | 212565909.1612 | 729.4434 | 25603563.7585 | 28.4899 | 0.54406 | 1506.44 | 1000 | 1506440 | 0.2 | 0.59744 | 900 | 180 | 13500000 | 31.1566 | 900000 | 34.6184 | 1.4 | 606.44 | 849.016 | 9096600 | 92.3784 | 606440 | 152.3291 | 25.917 | 1024142.5503 | 26.5427 | 1.0367 | 25.917 | 39051900.2781 | 1012.1072 | 603.75 | 59.2232 |  | 2371.8432 | 36.6843 | 36.5235 | 34.5279 |  | 2371.8432 | 2361.4461 | 2232.4171
|  | 2028 | 65948.5733 | 40 | 9034.0511 | 0.59117 | 5340.6484 | 216817227.3444 | 740.6931 | 26115635.0336 | 28.3621 | 0.53339 | 1506.44 | 1000 | 1506440 | 0.2 | 0.59744 | 900 | 180 | 13500000 | 31.1566 | 900000 | 34.6184 | 1.4 | 606.44 | 849.016 | 9096600 | 92.3784 | 606440 | 152.3291 | 26.1761 | 1044625.4013 | 27.3443 | 1.047 | 26.1761 | 39832938.2836 | 1042.6728 | 603.75 | 59.2232 |  | 2414.4602 | 36.6113 | 36.5632 | 34.6094 |  | 2414.4602 | 2411.294 | 2282.4423
|  | 2030 | 67267.5448 | 40 | 9214.7322 | 0.58771 | 5415.6086 | 221153571.8913 | 752.3825 | 26637947.7343 | 28.2448 | 0.52294 | 1506.44 | 1000 | 1506440 | 0.2 | 0.59744 | 900 | 180 | 13500000 | 31.1566 | 900000 | 34.6184 | 1.4 | 606.44 | 849.016 | 9096600 | 92.3784 | 606440 | 152.3291 | 26.4379 | 1065517.9094 | 28.1701 | 1.0575 | 26.4379 | 40629597.0493 | 1074.1615 | 603.75 | 59.2232 |  | 2458.4641 | 36.5476 | 36.5476 | 36.2441 |  | 2458.4641 | 2458.4641 | 2438.0535
|  | 2032 | 68612.8957 | 40 | 9399.0268 | 0.58452 | 5493.9238 | 225576643.3291 | 764.4877 | 27170706.689 | 28.1365 | 0.51268 | 1506.44 | 1000 | 1506440 | 0.2 | 0.59744 | 900 | 180 | 13500000 | 31.1566 | 900000 | 34.6184 | 1.4 | 606.44 | 849.016 | 9096600 | 92.3784 | 606440 | 152.3291 | 26.7023 | 1086828.2676 | 29.0208 | 1.0681 | 26.7023 | 41442188.9903 | 1106.6012 | 603.75 | 59.2232 |  | 2503.8596 | 36.4926 | 36.4926 | 36.2795 |  | 2503.8596 | 2503.8596 | 2489.2421
|  | 2034 | 69985.1536 | 40 | 9587.0073 | 0.58156 | 5575.3966 | 230088176.1957 | 776.991 | 27714120.8228 | 28.0359 | 0.50263 | 1506.44 | 1000 | 1506440 | 0.2 | 0.59744 | 900 | 180 | 13500000 | 31.1566 | 900000 | 34.6184 | 1.4 | 606.44 | 849.016 | 9096600 | 92.3784 | 606440 | 152.3291 | 26.9693 | 1108564.8329 | 29.8972 | 1.0788 | 26.9693 | 42271032.7701 | 1140.0205 | 603.75 | 59.2232 |  | 2550.6588 | 36.4457 | 36.4457 | 36.3077 |  | 2550.6588 | 2550.6588 | 2540.997
|  | 2036 | 71384.8567 | 40 | 9778.7475 | 0.57879 | 5659.8763 | 234689939.7196 | 789.8796 | 28268403.2392 | 27.9421 | 0.49277 | 1506.44 | 1000 | 1506440 | 0.2 | 0.59744 | 900 | 180 | 13500000 | 31.1566 | 900000 | 34.6184 | 1.4 | 606.44 | 849.016 | 9096600 | 92.3784 | 606440 | 152.3291 | 27.239 | 1130736.1296 | 30.8001 | 1.0896 | 27.239 | 43116453.4255 | 1174.4492 | 603.75 | 59.2232 |  | 2598.8789 | 36.4066 | 36.4066 | 36.3285 |  | 2598.8789 | 2598.8789 | 2593.3045
|  | 2038 | 72812.5538 | 40 | 9974.3224 | 0.5762 | 5747.2473 | 239383738.514 | 803.1438 | 28833771.304 | 27.8543 | 0.48311 | 1506.44 | 1000 | 1506440 | 0.2 | 0.59744 | 900 | 180 | 13500000 | 31.1566 | 900000 | 34.6184 | 1.4 | 606.44 | 849.016 | 9096600 | 92.3784 | 606440 | 152.3291 | 27.5114 | 1153350.8522 | 31.7303 | 1.1005 | 27.5114 | 43978782.494 | 1209.9175 | 603.75 | 59.2232 |  | 2648.5416 | 36.3748 | 36.3748 | 36.3419 |  | 2648.5416 | 2648.5416 | 2646.1487
|  | 2040 | 74268.8049 | 40 | 10173.8089 | 0.57377 | 5837.4218 | 244171413.2843 | 816.7769 | 29410446.7301 | 27.7717 | 0.47364 | 1506.44 | 1000 | 1506440 | 0.2 | 0.59744 | 900 | 180 | 13500000 | 31.1566 | 900000 | 34.6184 | 1.4 | 606.44 | 849.016 | 9096600 | 92.3784 | 606440 | 152.3291 | 27.7865 | 1176417.8692 | 32.6885 | 1.1115 | 27.7865 | 44858358.1439 | 1246.457 | 603.75 | 59.2232 |  | 2699.6725 | 36.35 | 36.35 | 36.3468 |  | 2699.6725 | 2699.6725 | 2699.4306
|  | 2042 | 75754.181 | 40 | 10377.2851 | 0.57147 | 5930.3332 | 249054841.55 | 830.7742 | 29998655.6647 | 27.6937 | 0.46435 | 1506.44 | 1000 | 1506440 | 0.2 | 0.59744 | 900 | 180 | 13500000 | 31.1566 | 900000 | 34.6184 | 1.4 | 606.44 | 849.016 | 9096600 | 92.3784 | 606440 | 152.3291 | 28.0644 | 1199946.2266 | 33.6757 | 1.1226 | 28.0644 | 45755525.3068 | 1284.1 | 603.75 | 59.2232 |  | 2752.3 | 36.332 | 36.332 | 36.332 |  | 2752.3 | 2752.3 | 2752.3
|  | 2044 | 77269.2646 | 40 | 10584.8308 | 0.5693 | 6025.9324 | 254035938.381 | 845.1329 | 30598628.778 | 27.62 | 0.45525 | 1506.44 | 1000 | 1506440 | 0.2 | 0.59744 | 900 | 180 | 13500000 | 31.1566 | 900000 | 34.6184 | 1.4 | 606.44 | 849.016 | 9096600 | 92.3784 | 606440 | 152.3291 | 28.345 | 1223945.1511 | 34.6927 | 1.1338 | 28.345 | 46670635.8129 | 1322.8799 | 603.75 | 59.2232 |  | 2806.4555 | 36.3205 | 36.3205 | 36.3205 |  | 2806.4555 | 2806.4555 | 2806.4555
|  | 2046 | 78814.6499 | 40 | 10796.5274 | 0.56724 | 6124.1845 | 259116657.1486 | 859.8513 | 31210601.3535 | 27.55 | 0.44632 | 1506.44 | 1000 | 1506440 | 0.2 | 0.59744 | 900 | 180 | 13500000 | 31.1566 | 900000 | 34.6184 | 1.4 | 606.44 | 849.016 | 9096600 | 92.3784 | 606440 | 152.3291 | 28.6285 | 1248424.0541 | 35.7405 | 1.1451 | 28.6285 | 47604048.5291 | 1362.8308 | 603.75 | 59.2232 |  | 2862.1726 | 36.3152 | 36.3152 | 36.3152 |  | 2862.1726 | 2862.1726 | 2862.1726
|  | 2048 | 80390.9429 | 40 | 11012.4579 | 0.56527 | 6225.0657 | 264298990.2915 | 874.9293 | 31834813.3806 | 27.4834 | 0.43757 | 1506.44 | 1000 | 1506440 | 0.2 | 0.59744 | 900 | 180 | 13500000 | 31.1566 | 900000 | 34.6184 | 1.4 | 606.44 | 849.016 | 9096600 | 92.3784 | 606440 | 152.3291 | 28.9147 | 1273392.5352 | 36.8198 | 1.1566 | 28.9147 | 48556129.4997 | 1403.9883 | 603.75 | 59.2232 |  | 2919.4875 | 36.3161 | 36.3161 | 36.3161 |  | 2919.4875 | 2919.4875 | 2919.4875
|  | 2050 | 81998.7617 | 40 | 11232.7071 | 0.5634 | 6328.5621 | 269584970.0974 | 890.3675 | 32471509.6482 | 27.42 | 0.42899 | 1506.44 | 1000 | 1506440 | 0.2 | 0.59744 | 900 | 180 | 13500000 | 31.1566 | 900000 | 34.6184 | 1.4 | 606.44 | 849.016 | 9096600 | 92.3784 | 606440 | 152.3291 | 29.2039 | 1298860.3859 | 37.9318 | 1.1682 | 29.2039 | 49527252.0897 | 1446.3888 | 603.75 | 59.2232 |  | 2978.438 | 36.323 | 36.323 | 36.323 |  | 2978.438 | 2978.438 | 2978.438
Demand |  |  |  | Cost of wind (£) | [7 empty] | cost of storage (£) |  |  |  | Pumped Hydro | [14 empty] | cost conv backup (£) |  |  |  | cost conv generation |  |  | cost of grid upgrade (£m) |  |  | total cost
Accounting period (yrs) | 20 | demand | GWh | % wind penetration | MW capacity | CapCost (£m/MW) | Capital cost (£m) | Annmaint (24/kw -inc) | annual Cost (£m) | Annual MWh generated | Cost (pounds/MWh) | storage factor | MW capacity | Hrs generation / yr | Annual MWh generated | upgraded (£m/MW) | P H upg factor | MW PHUp | Capital cost (£m) | Annmaint (25/kw -inc) | annual Cost (£m) | MWh PHUp | Cost (£/MWh) | New Built (£m/MW) | MW Phnew | Capital cost (£m) | Annmaint (24/kw -inc) | annual Cost (£m) | MWh PHUp | Cost (£/MWh) | cost (pounds/MWh) | MWh used / year | cost of backup (£m/yr) | cost across all wind MWh (£/MWh) | cost (£/MWh) | MWh used / year | cost of conv (£m/yr) | total cost | annual Cost (£m) | cost / MWh | total cost (£m) | Overall cost (£/MWh)
Interest rate | 0.075 | year | * 12% of UK total plus interconnector export | bit behind targets |  |  |  | 24 | [9 empty] | max - 900 |  | 15 |  |  |  |  | max - | [5 empty] | 23 |  |  |  | 23
Capacity Factor (%) | 33 | 2004 | 52000 | 2 | 356.1644 | 0.7555 | 269.0822 | 8547945.2055 | 34.9428 | 1029600 | 33.9382 | 0 | 0 | 1000 | 0 | 0.2 | 1 | 0 | 0 | 0 | 0 | 0 |  | 1.4 | 0 | 0 | 0 | 0 | 0 |  | 23.23 | 41184 | 0.9567 | 0.9292 | 23.23 | 50970400 | 1184.0424 | 0 | 0 |  | 1219.9419 | 23.4604
|  | 2006 | 53040 | 5.5 | 999.0411 | 0.69483 | 694.1626 | 23976986.3014 | 92.0689 | 2888028 | 31.8795 | 0 | 0 | 1000 | 0 | 0.2 | 1 | 0 | 0 | 0 | 0 | 0 |  | 1.4 | 0 | 0 | 0 | 0 | 0 |  | 23.4623 | 115521.12 | 2.7104 | 0.93849 | 23.4623 | 50151972 | 1176.6806 | 0 | 0 |  | 1271.4599 | 23.9717
|  | 2008 | 54100.8 | 8.5 | 1574.8521 | 0.6683 | 1052.4772 | 37796449.3151 | 141.0362 | 4552582.32 | 30.9794 | 0.026046 | 0 | 1000 | 0 | 0.2 | 1 | 900 | 180 | 13500000 | 31.1566 | 900000 | 34.6184 | 1.4 | 0 | 0 | 0 | 0 | 0 |  | 23.6969 | 182103.2928 | 4.3153 | 0.94788 | 23.6969 | 49548217.68 | 1174.1403 | 0 | 0 |  | 1319.4918 | 24.3895
|  | 2010 | 55182.816 | 11.5 | 2173.2958 | 0.65139 | 1415.6531 | 52159100.0548 | 191.0236 | 6282563.6016 | 30.4054 | 0.048957 | 0 | 1000 | 0 | 0.2 | 1 | 900 | 180 | 13500000 | 31.1566 | 900000 | 34.6184 | 1.4 | 0 | 0 | 0 | 0 | 0 |  | 23.9339 | 251302.5441 | 6.0146 | 0.95736 | 23.9339 | 48900252.3984 | 1170.3734 | 262.5 | 25.7492 |  | 1629.9116 | 29.5366
|  | 2012 | 56286.4723 | 14.5 | 2795.0474 | 0.63903 | 1786.1189 | 67081138.2444 | 242.2855 | 8079923.1015 | 29.9861 | 0.078154 | 0 | 1000 | 0 | 0.2 | 1 | 900 | 180 | 13500000 | 31.1566 | 900000 | 34.6184 | 1.4 | 0 | 0 | 0 | 0 | 0 |  | 24.1732 | 323196.9241 | 7.8127 | 0.96693 | 24.1732 | 48206549.2185 | 1165.3081 | 262.5 | 25.7492 |  | 1677.9062 | 29.8101
|  | 2014 | 57412.2018 | 17.5 | 3440.7998 | 0.62933 | 2165.408 | 82579194.3215 | 294.9888 | 9946663.956 | 29.6571 | 0.11324 | 53.8175 | 1000 | 53817.5 | 0.2 | 1 | 900 | 180 | 13500000 | 31.1566 | 900000 | 34.6184 | 1.4 | 0 | 0 | 0 | 0 | 0 |  | 24.415 | 397866.5582 | 9.7139 | 0.9766 | 24.415 | 47465537.8104 | 1158.8694 | 262.5 | 25.7492 |  | 1726.0721 | 30.0646
|  | 2016 | 58560.4458 | 20.5 | 4111.2642 | 0.62137 | 2554.6262 | 98670340.1865 | 349.2592 | 11884842.4755 | 29.3869 | 0.15383 | 247.5005 | 1000 | 247500.5 | 0.2 | 1 | 900 | 180 | 13500000 | 31.1566 | 900000 | 34.6184 | 1.4 | 0 | 0 | 0 | 0 | 0 |  | 24.6591 | 475393.699 | 11.7228 | 0.98636 | 24.6591 | 46675603.3263 | 1150.979 | 498.75 | 48.9235 |  | 2010.711 | 34.3357
|  | 2018 | 59731.6547 | 23.5 | 4807.1708 | 0.61463 | 2954.6488 | 115372100.2083 | 405.2001 | 13896569.4701 | 29.1583 | 0.19957 | 441.1835 | 1000 | 441183.5 | 0.2 | 1 | 900 | 180 | 13500000 | 31.1566 | 900000 | 34.6184 | 1.4 | 0 | 0 | 0 | 0 | 0 |  | 24.9057 | 555862.7788 | 13.8442 | 0.99623 | 24.9057 | 45835085.2477 | 1141.5551 | 498.75 | 48.9235 |  | 2059.3493 | 34.4767
|  | 2020 | 60926.2878 | 26.5 | 5529.2693 | 0.6088 | 3366.2162 | 132702462.4949 | 462.902 | 15984011.6075 | 28.9603 | 0.25011 | 634.8665 | 1000 | 634866.5 | 0.2 | 1 | 900 | 180 | 13500000 | 31.1566 | 900000 | 34.6184 | 1.4 | 0 | 0 | 0 | 0 | 0 |  | 25.1548 | 639360.4643 | 16.083 | 1.0062 | 25.1548 | 44942276.2046 | 1130.5122 | 498.75 | 48.9235 |  | 2108.2472 | 34.6032
|  | 2022 | 62144.8136 | 29.5 | 6278.3288 | 0.60366 | 3789.9851 | 150679890.4329 | 522.4478 | 18149392.8026 | 28.786 | 0.3051 | 828.5495 | 1000 | 828549.5 | 0.2 | 1 | 900 | 180 | 13500000 | 31.1566 | 900000 | 34.6184 | 1.4 | 0 | 0 | 0 | 0 | 0 |  | 25.4063 | 725975.7121 | 18.4444 | 1.0163 | 25.4063 | 43995420.7657 | 1117.7612 | 498.75 | 48.9235 |  | 2157.4034 | 34.7157
|  | 2024 | 63387.7098 | 32.5 | 7055.1389 | 0.59908 | 4226.5589 | 169323334.5034 | 583.9158 | 20394995.6409 | 28.6303 | 0.36422 | 1022.2325 | 1000 | 1022232.5 | 0.2 | 0.88043 | 900 | 180 | 13500000 | 31.1566 | 900000 | 34.6184 | 1.4 | 122.2325 | 171.1255 | 1833487.5 | 18.6196 | 122232.5 | 152.3291 | 25.6604 | 815799.8256 | 20.9337 | 1.0264 | 25.6604 | 42992714.1988 | 1103.209 | 603.75 | 59.2232 |  | 2311.8085 | 36.4709
|  | 2026 | 64655.464 | 35.5 | 7860.5102 | 0.59494 | 4676.5065 | 188652244.3805 | 647.381 | 22723162.8356 | 28.4899 | 0.42718 | 1215.9155 | 1000 | 1215915.5 | 0.2 | 0.74018 | 900 | 180 | 13500000 | 31.1566 | 900000 | 34.6184 | 1.4 | 315.9155 | 442.2817 | 4738732.5 | 48.1231 | 315915.5 | 152.3291 | 25.917 | 908926.5134 | 23.5566 | 1.0367 | 25.917 | 41932301.2009 | 1086.7584 | 603.75 | 59.2232 |  | 2361.4461 | 36.5235
|  | 2028 | 65948.5733 | 38.5 | 8695.2742 | 0.59117 | 5140.3741 | 208686581.319 | 712.9171 | 25136298.7199 | 28.3621 | 0.49366 | 1409.5985 | 1000 | 1409598.5 | 0.2 | 0.63848 | 900 | 180 | 13500000 | 31.1566 | 900000 | 34.6184 | 1.4 | 509.5985 | 713.4379 | 7643977.5 | 77.6267 | 509598.5 | 152.3291 | 26.1761 | 1005451.9488 | 26.3189 | 1.047 | 26.1761 | 40812274.5974 | 1068.308 | 603.75 | 59.2232 |  | 2411.294 | 36.5632
|  | 2030 | 67267.5448 | 40 | 9214.7322 | 0.58771 | 5415.6086 | 221153571.8913 | 752.3825 | 26637947.7343 | 28.2448 | 0.52294 | 1506.44 | 1000 | 1506440 | 0.2 | 0.59744 | 900 | 180 | 13500000 | 31.1566 | 900000 | 34.6184 | 1.4 | 606.44 | 849.016 | 9096600 | 92.3784 | 606440 | 152.3291 | 26.4379 | 1065517.9094 | 28.1701 | 1.0575 | 26.4379 | 40629597.0493 | 1074.1615 | 603.75 | 59.2232 |  | 2458.4641 | 36.5476
|  | 2032 | 68612.8957 | 40 | 9399.0268 | 0.58452 | 5493.9238 | 225576643.3291 | 764.4877 | 27170706.689 | 28.1365 | 0.51268 | 1506.44 | 1000 | 1506440 | 0.2 | 0.59744 | 900 | 180 | 13500000 | 31.1566 | 900000 | 34.6184 | 1.4 | 606.44 | 849.016 | 9096600 | 92.3784 | 606440 | 152.3291 | 26.7023 | 1086828.2676 | 29.0208 | 1.0681 | 26.7023 | 41442188.9903 | 1106.6012 | 603.75 | 59.2232 |  | 2503.8596 | 36.4926
|  | 2034 | 69985.1536 | 40 | 9587.0073 | 0.58156 | 5575.3966 | 230088176.1957 | 776.991 | 27714120.8228 | 28.0359 | 0.50263 | 1506.44 | 1000 | 1506440 | 0.2 | 0.59744 | 900 | 180 | 13500000 | 31.1566 | 900000 | 34.6184 | 1.4 | 606.44 | 849.016 | 9096600 | 92.3784 | 606440 | 152.3291 | 26.9693 | 1108564.8329 | 29.8972 | 1.0788 | 26.9693 | 42271032.7701 | 1140.0205 | 603.75 | 59.2232 |  | 2550.6588 | 36.4457
|  | 2036 | 71384.8567 | 40 | 9778.7475 | 0.57879 | 5659.8763 | 234689939.7196 | 789.8796 | 28268403.2392 | 27.9421 | 0.49277 | 1506.44 | 1000 | 1506440 | 0.2 | 0.59744 | 900 | 180 | 13500000 | 31.1566 | 900000 | 34.6184 | 1.4 | 606.44 | 849.016 | 9096600 | 92.3784 | 606440 | 152.3291 | 27.239 | 1130736.1296 | 30.8001 | 1.0896 | 27.239 | 43116453.4255 | 1174.4492 | 603.75 | 59.2232 |  | 2598.8789 | 36.4066
|  | 2038 | 72812.5538 | 40 | 9974.3224 | 0.5762 | 5747.2473 | 239383738.514 | 803.1438 | 28833771.304 | 27.8543 | 0.48311 | 1506.44 | 1000 | 1506440 | 0.2 | 0.59744 | 900 | 180 | 13500000 | 31.1566 | 900000 | 34.6184 | 1.4 | 606.44 | 849.016 | 9096600 | 92.3784 | 606440 | 152.3291 | 27.5114 | 1153350.8522 | 31.7303 | 1.1005 | 27.5114 | 43978782.494 | 1209.9175 | 603.75 | 59.2232 |  | 2648.5416 | 36.3748
|  | 2040 | 74268.8049 | 40 | 10173.8089 | 0.57377 | 5837.4218 | 244171413.2843 | 816.7769 | 29410446.7301 | 27.7717 | 0.47364 | 1506.44 | 1000 | 1506440 | 0.2 | 0.59744 | 900 | 180 | 13500000 | 31.1566 | 900000 | 34.6184 | 1.4 | 606.44 | 849.016 | 9096600 | 92.3784 | 606440 | 152.3291 | 27.7865 | 1176417.8692 | 32.6885 | 1.1115 | 27.7865 | 44858358.1439 | 1246.457 | 603.75 | 59.2232 |  | 2699.6725 | 36.35
|  | 2042 | 75754.181 | 40 | 10377.2851 | 0.57147 | 5930.3332 | 249054841.55 | 830.7742 | 29998655.6647 | 27.6937 | 0.46435 | 1506.44 | 1000 | 1506440 | 0.2 | 0.59744 | 900 | 180 | 13500000 | 31.1566 | 900000 | 34.6184 | 1.4 | 606.44 | 849.016 | 9096600 | 92.3784 | 606440 | 152.3291 | 28.0644 | 1199946.2266 | 33.6757 | 1.1226 | 28.0644 | 45755525.3068 | 1284.1 | 603.75 | 59.2232 |  | 2752.3 | 36.332
|  | 2044 | 77269.2646 | 40 | 10584.8308 | 0.5693 | 6025.9324 | 254035938.381 | 845.1329 | 30598628.778 | 27.62 | 0.45525 | 1506.44 | 1000 | 1506440 | 0.2 | 0.59744 | 900 | 180 | 13500000 | 31.1566 | 900000 | 34.6184 | 1.4 | 606.44 | 849.016 | 9096600 | 92.3784 | 606440 | 152.3291 | 28.345 | 1223945.1511 | 34.6927 | 1.1338 | 28.345 | 46670635.8129 | 1322.8799 | 603.75 | 59.2232 |  | 2806.4555 | 36.3205
|  | 2046 | 78814.6499 | 40 | 10796.5274 | 0.56724 | 6124.1845 | 259116657.1486 | 859.8513 | 31210601.3535 | 27.55 | 0.44632 | 1506.44 | 1000 | 1506440 | 0.2 | 0.59744 | 900 | 180 | 13500000 | 31.1566 | 900000 | 34.6184 | 1.4 | 606.44 | 849.016 | 9096600 | 92.3784 | 606440 | 152.3291 | 28.6285 | 1248424.0541 | 35.7405 | 1.1451 | 28.6285 | 47604048.5291 | 1362.8308 | 603.75 | 59.2232 |  | 2862.1726 | 36.3152
|  | 2048 | 80390.9429 | 40 | 11012.4579 | 0.56527 | 6225.0657 | 264298990.2915 | 874.9293 | 31834813.3806 | 27.4834 | 0.43757 | 1506.44 | 1000 | 1506440 | 0.2 | 0.59744 | 900 | 180 | 13500000 | 31.1566 | 900000 | 34.6184 | 1.4 | 606.44 | 849.016 | 9096600 | 92.3784 | 606440 | 152.3291 | 28.9147 | 1273392.5352 | 36.8198 | 1.1566 | 28.9147 | 48556129.4997 | 1403.9883 | 603.75 | 59.2232 |  | 2919.4875 | 36.3161
|  | 2050 | 81998.7617 | 40 | 11232.7071 | 0.5634 | 6328.5621 | 269584970.0974 | 890.3675 | 32471509.6482 | 27.42 | 0.42899 | 1506.44 | 1000 | 1506440 | 0.2 | 0.59744 | 900 | 180 | 13500000 | 31.1566 | 900000 | 34.6184 | 1.4 | 606.44 | 849.016 | 9096600 | 92.3784 | 606440 | 152.3291 | 29.2039 | 1298860.3859 | 37.9318 | 1.1682 | 29.2039 | 49527252.0897 | 1446.3888 | 603.75 | 59.2232 |  | 2978.438 | 36.323
Demand |  |  |  | Cost of wind (£) | [7 empty] | cost of storage (£) |  |  |  | Pumped Hydro | [14 empty] | cost conv backup (£) |  |  |  | cost conv generation |  |  | cost of grid upgrade (£m) |  |  | total cost
Accounting period (yrs) | 20 | demand | GWh | % wind penetration | MW capacity | CapCost (£m/MW) | Capital cost (£m) | Annmaint (24/kw -inc) | annual Cost (£m) | Annual MWh generated | Cost (pounds/MWh) | storage factor | MW capacity | Hrs generation / yr | Annual MWh generated | upgraded (£m/MW) | P H upg factor | MW PHUp | Capital cost (£m) | Annmaint (25/kw -inc) | annual Cost (£m) | MWh PHUp | Cost (£/MWh) | New Built (£m/MW) | MW Phnew | Capital cost (£m) | Annmaint (24/kw -inc) | annual Cost (£m) | MWh PHUp | Cost (£/MWh) | cost (pounds/MWh) | MWh used / year | cost of backup (£m/yr) | cost across all wind MWh (£/MWh) | cost (£/MWh) | MWh used / year | cost of conv (£m/yr) | total cost | annual Cost (£m) | cost / MWh | total cost (£m) | Overall cost (£/MWh)
Interest rate | 0.075 | year | * 12% of UK total plus interconnector export | well behind targets |  |  |  | 24 | [9 empty] | max - 900 |  | 15 |  |  |  |  | max - | [5 empty] | 23 |  |  |  | 23
Capacity Factor (%) | 33 | 2004 | 52000 | 2 | 356.1644 | 0.7555 | 269.0822 | 8547945.2055 | 34.9428 | 1029600 | 33.9382 | 0 | 0 | 1000 | 0 | 0.2 | 1 | 0 | 0 | 0 | 0 | 0 |  | 1.4 | 0 | 0 | 0 | 0 | 0 |  | 23.23 | 41184 | 0.9567 | 0.9292 | 23.23 | 50970400 | 1184.0424 | 0 | 0 |  | 1219.9419 | 23.4604
|  | 2006 | 53040 | 4.1 | 744.7397 | 0.69483 | 517.4666 | 17873753.4247 | 68.6332 | 2152893.6 | 31.8795 | 0 | 0 | 1000 | 0 | 0.2 | 1 | 0 | 0 | 0 | 0 | 0 |  | 1.4 | 0 | 0 | 0 | 0 | 0 |  | 23.4623 | 86115.744 | 2.0205 | 0.93849 | 23.4623 | 50887106.4 | 1193.9286 | 0 | 0 |  | 1264.5822 | 23.842
|  | 2008 | 54100.8 | 6.2 | 1148.7156 | 0.6683 | 767.6893 | 27569174.7945 | 102.8735 | 3320707.104 | 30.9794 | 0.0128 | 0 | 1000 | 0 | 0.2 | 1 | 900 | 180 | 13500000 | 31.1566 | 900000 | 34.6184 | 1.4 | 0 | 0 | 0 | 0 | 0 |  | 23.6969 | 132828.2842 | 3.1476 | 0.94788 | 23.6969 | 50780092.896 | 1203.332 | 0 | 0 |  | 1309.3531 | 24.2021
|  | 2010 | 55182.816 | 8.3 | 1568.5526 | 0.65139 | 1021.7322 | 37645263.5178 | 137.8692 | 4534371.9907 | 30.4054 | 0.024235 | 0 | 1000 | 0 | 0.2 | 1 | 900 | 180 | 13500000 | 31.1566 | 900000 | 34.6184 | 1.4 | 0 | 0 | 0 | 0 | 0 |  | 23.9339 | 181374.8796 | 4.341 | 0.95736 | 23.9339 | 50648444.0093 | 1212.2144 | 262.5 | 25.7492 |  | 1616.9246 | 29.3012
|  | 2012 | 56286.4723 | 10.4 | 2004.7237 | 0.63903 | 1281.0784 | 48113368.1201 | 173.7772 | 5795255.1901 | 29.9861 | 0.038742 | 0 | 1000 | 0 | 0.2 | 1 | 900 | 180 | 13500000 | 31.1566 | 900000 | 34.6184 | 1.4 | 0 | 0 | 0 | 0 | 0 |  | 24.1732 | 231810.2076 | 5.6036 | 0.96693 | 24.1732 | 50491217.1299 | 1220.5359 | 262.5 | 25.7492 |  | 1662.4166 | 29.5349
|  | 2014 | 57412.2018 | 12.5 | 2457.7141 | 0.62933 | 1546.72 | 58985138.8011 | 210.7063 | 7104759.9686 | 29.6571 | 0.056127 | 0 | 1000 | 0 | 0.2 | 1 | 900 | 180 | 13500000 | 31.1566 | 900000 | 34.6184 | 1.4 | 0 | 0 | 0 | 0 | 0 |  | 24.415 | 284190.3987 | 6.9385 | 0.9766 | 24.415 | 50307441.7978 | 1228.2544 | 262.5 | 25.7492 |  | 1708.3991 | 29.7567
|  | 2016 | 58560.4458 | 14.6 | 2928.0223 | 0.62137 | 1819.3923 | 70272534.9621 | 248.7407 | 8464326.8362 | 29.3869 | 0.076204 | 0 | 1000 | 0 | 0.2 | 1 | 900 | 180 | 13500000 | 31.1566 | 900000 | 34.6184 | 1.4 | 0 | 0 | 0 | 0 | 0 |  | 24.6591 | 338573.0734 | 8.3489 | 0.98636 | 24.6591 | 50096118.9655 | 1235.3259 | 262.5 | 25.7492 |  | 1754.9155 | 29.9676
|  | 2018 | 59731.6547 | 16.7 | 3416.1597 | 0.61463 | 2099.6866 | 81987832.914 | 287.9507 | 9875434.4745 | 29.1583 | 0.098794 | 2.1687 | 1000 | 2168.7 | 0.2 | 1 | 900 | 180 | 13500000 | 31.1566 | 900000 | 34.6184 | 1.4 | 0 | 0 | 0 | 0 | 0 |  | 24.9057 | 395017.379 | 9.8382 | 0.99623 | 24.9057 | 49856220.2433 | 1241.7043 | 262.5 | 25.7492 |  | 1801.9932 | 30.1681
|  | 2020 | 60926.2878 | 18.8 | 3922.6514 | 0.6088 | 2388.1081 | 94143633.77 | 328.3984 | 11339600.6876 | 28.9603 | 0.12373 | 137.7468 | 1000 | 137746.8 | 0.2 | 1 | 900 | 180 | 13500000 | 31.1566 | 900000 | 34.6184 | 1.4 | 0 | 0 | 0 | 0 | 0 |  | 25.1548 | 453584.0275 | 11.4098 | 1.0062 | 25.1548 | 49586687.1245 | 1247.3413 | 498.75 | 48.9235 |  | 2085.8995 | 34.2364
|  | 2022 | 62144.8136 | 20.9 | 4448.0363 | 0.60366 | 2685.1081 | 106752871.527 | 370.141 | 12858383.3754 | 28.786 | 0.15083 | 273.3249 | 1000 | 273324.9 | 0.2 | 1 | 900 | 180 | 13500000 | 31.1566 | 900000 | 34.6184 | 1.4 | 0 | 0 | 0 | 0 | 0 |  | 25.4063 | 514335.335 | 13.0674 | 1.0163 | 25.4063 | 49286430.1929 | 1252.1863 | 498.75 | 48.9235 |  | 2134.1446 | 34.3415
|  | 2024 | 63387.7098 | 23 | 4992.8676 | 0.59908 | 2991.1032 | 119828821.3409 | 413.2327 | 14433381.5305 | 28.6303 | 0.17996 | 408.903 | 1000 | 408903 | 0.2 | 1 | 900 | 180 | 13500000 | 31.1566 | 900000 | 34.6184 | 1.4 | 0 | 0 | 0 | 0 | 0 |  | 25.6604 | 577335.2612 | 14.8146 | 1.0264 | 25.6604 | 48954328.3092 | 1256.1863 | 498.75 | 48.9235 |  | 2182.9836 | 34.4386
|  | 2026 | 64655.464 | 25.1 | 5557.7128 | 0.59494 | 3306.4877 | 133385107.9986 | 457.7257 | 16066236.2584 | 28.4899 | 0.21096 | 544.4811 | 1000 | 544481.1 | 0.2 | 1 | 900 | 180 | 13500000 | 31.1566 | 900000 | 34.6184 | 1.4 | 0 | 0 | 0 | 0 | 0 |  | 25.917 | 642649.4503 | 16.6555 | 1.0367 | 25.917 | 48589227.7781 | 1259.2858 | 498.75 | 48.9235 |  | 2232.4171 | 34.5279
|  | 2028 | 65948.5733 | 27.2 | 6143.1548 | 0.59117 | 3631.6409 | 147435714.5942 | 503.6713 | 17758631.8229 | 28.3621 | 0.24368 | 680.0592 | 1000 | 680059.2 | 0.2 | 1 | 900 | 180 | 13500000 | 31.1566 | 900000 | 34.6184 | 1.4 | 0 | 0 | 0 | 0 | 0 |  | 26.1761 | 710345.2729 | 18.5941 | 1.047 | 26.1761 | 48189941.4944 | 1261.4269 | 498.75 | 48.9235 |  | 2282.4423 | 34.6094
|  | 2030 | 67267.5448 | 29.3 | 6749.7913 | 0.58771 | 3966.9333 | 161994991.4104 | 551.1202 | 19512296.7154 | 28.2448 | 0.27799 | 815.6373 | 1000 | 815637.3 | 0.2 | 1 | 900 | 180 | 13500000 | 31.1566 | 900000 | 34.6184 | 1.4 | 0 | 0 | 0 | 0 | 0 |  | 26.4379 | 780491.8686 | 20.6346 | 1.0575 | 26.4379 | 47755248.0682 | 1262.5488 | 603.75 | 59.2232 |  | 2438.0535 | 36.2441
|  | 2032 | 68612.8957 | 31.4 | 7378.236 | 0.58452 | 4312.7302 | 177077665.0133 | 600.1228 | 21329004.7509 | 28.1365 | 0.31375 | 951.2154 | 1000 | 951215.4 | 0.2 | 0.94616 | 900 | 180 | 13500000 | 31.1566 | 900000 | 34.6184 | 1.4 | 51.2154 | 71.7016 | 768231 | 7.8016 | 51215.4 | 152.3291 | 26.7023 | 853160.19 | 22.7813 | 1.0681 | 26.7023 | 47283890.9284 | 1262.588 | 603.75 | 59.2232 |  | 2489.2421 | 36.2795
|  | 2034 | 69985.1536 | 33.5 | 8029.1186 | 0.58156 | 4669.3947 | 192698847.5639 | 650.73 | 23210576.1891 | 28.0359 | 0.35083 | 1086.7935 | 1000 | 1086793.5 | 0.2 | 0.82812 | 900 | 180 | 13500000 | 31.1566 | 900000 | 34.6184 | 1.4 | 186.7935 | 261.5109 | 2801902.5 | 28.4541 | 186793.5 | 152.3291 | 26.9693 | 928423.0476 | 25.0389 | 1.0788 | 26.9693 | 46774577.4038 | 1261.478 | 603.75 | 59.2232 |  | 2540.997 | 36.3077
|  | 2036 | 71384.8567 | 35.6 | 8703.0853 | 0.57879 | 5037.2899 | 208874046.3504 | 702.9929 | 25158878.8829 | 27.9421 | 0.38912 | 1222.3716 | 1000 | 1222371.6 | 0.2 | 0.73627 | 900 | 180 | 13500000 | 31.1566 | 900000 | 34.6184 | 1.4 | 322.3716 | 451.3202 | 4835574 | 49.1066 | 322371.6 | 152.3291 | 27.239 | 1006355.1553 | 27.4121 | 1.0896 | 27.239 | 46225977.7818 | 1259.1495 | 603.75 | 59.2232 |  | 2593.3045 | 36.3285
|  | 2038 | 72812.5538 | 37.7 | 9400.7989 | 0.5762 | 5416.7806 | 225619173.5494 | 756.9631 | 27175829.454 | 27.8543 | 0.4285 | 1357.9497 | 1000 | 1357949.7 | 0.2 | 0.66276 | 900 | 180 | 13500000 | 31.1566 | 900000 | 34.6184 | 1.4 | 457.9497 | 641.1296 | 6869245.5 | 69.7591 | 457949.7 | 152.3291 | 27.5114 | 1087033.1782 | 29.9058 | 1.1005 | 27.5114 | 45636724.344 | 1255.5298 | 603.75 | 59.2232 |  | 2646.1487 | 36.3419
|  | 2040 | 74268.8049 | 39.7 | 10097.5053 | 0.57377 | 5793.6411 | 242340127.6846 | 810.6511 | 29189868.3796 | 27.7717 | 0.46647 | 1487.0717 | 1000 | 1487071.7 | 0.2 | 0.60522 | 900 | 180 | 13500000 | 31.1566 | 900000 | 34.6184 | 1.4 | 587.0717 | 821.9004 | 8806075.5 | 89.4281 | 587071.7 | 152.3291 | 27.7865 | 1167594.7352 | 32.4434 | 1.1115 | 27.7865 | 45078936.4944 | 1252.5861 | 603.75 | 59.2232 |  | 2699.4306 | 36.3468
|  | 2042 | 75754.181 | 40 | 10377.2851 | 0.57147 | 5930.3332 | 249054841.55 | 830.7742 | 29998655.6647 | 27.6937 | 0.46435 | 1506.44 | 1000 | 1506440 | 0.2 | 0.59744 | 900 | 180 | 13500000 | 31.1566 | 900000 | 34.6184 | 1.4 | 606.44 | 849.016 | 9096600 | 92.3784 | 606440 | 152.3291 | 28.0644 | 1199946.2266 | 33.6757 | 1.1226 | 28.0644 | 45755525.3068 | 1284.1 | 603.75 | 59.2232 |  | 2752.3 | 36.332
|  | 2044 | 77269.2646 | 40 | 10584.8308 | 0.5693 | 6025.9324 | 254035938.381 | 845.1329 | 30598628.778 | 27.62 | 0.45525 | 1506.44 | 1000 | 1506440 | 0.2 | 0.59744 | 900 | 180 | 13500000 | 31.1566 | 900000 | 34.6184 | 1.4 | 606.44 | 849.016 | 9096600 | 92.3784 | 606440 | 152.3291 | 28.345 | 1223945.1511 | 34.6927 | 1.1338 | 28.345 | 46670635.8129 | 1322.8799 | 603.75 | 59.2232 |  | 2806.4555 | 36.3205
|  | 2046 | 78814.6499 | 40 | 10796.5274 | 0.56724 | 6124.1845 | 259116657.1486 | 859.8513 | 31210601.3535 | 27.55 | 0.44632 | 1506.44 | 1000 | 1506440 | 0.2 | 0.59744 | 900 | 180 | 13500000 | 31.1566 | 900000 | 34.6184 | 1.4 | 606.44 | 849.016 | 9096600 | 92.3784 | 606440 | 152.3291 | 28.6285 | 1248424.0541 | 35.7405 | 1.1451 | 28.6285 | 47604048.5291 | 1362.8308 | 603.75 | 59.2232 |  | 2862.1726 | 36.3152
|  | 2048 | 80390.9429 | 40 | 11012.4579 | 0.56527 | 6225.0657 | 264298990.2915 | 874.9293 | 31834813.3806 | 27.4834 | 0.43757 | 1506.44 | 1000 | 1506440 | 0.2 | 0.59744 | 900 | 180 | 13500000 | 31.1566 | 900000 | 34.6184 | 1.4 | 606.44 | 849.016 | 9096600 | 92.3784 | 606440 | 152.3291 | 28.9147 | 1273392.5352 | 36.8198 | 1.1566 | 28.9147 | 48556129.4997 | 1403.9883 | 603.75 | 59.2232 |  | 2919.4875 | 36.3161
|  | 2050 | 81998.7617 | 40 | 11232.7071 | 0.5634 | 6328.5621 | 269584970.0974 | 890.3675 | 32471509.6482 | 27.42 | 0.42899 | 1506.44 | 1000 | 1506440 | 0.2 | 0.59744 | 900 | 180 | 13500000 | 31.1566 | 900000 | 34.6184 | 1.4 | 606.44 | 849.016 | 9096600 | 92.3784 | 606440 | 152.3291 | 29.2039 | 1298860.3859 | 37.9318 | 1.1682 | 29.2039 | 49527252.0897 | 1446.3888 | 603.75 | 59.2232 |  | 2978.438 | 36.323
STATIC DEMAND | [45 empty] | STATIC DEMAND
Demand |  |  |  | Cost of wind (£) | [7 empty] | cost of storage (£) |  |  |  | Pumped Hydro | [14 empty] | cost conv backup (£) |  |  |  | cost conv generation |  |  | cost of grid upgrade (£m) |  |  | total cost
Accounting period (yrs) | 20 | demand | GWh | % wind penetration | MW capacity | CapCost (£m/MW) | Capital cost (£m) | Annmaint (24/kw -inc) | annual Cost (£m) | Annual MWh generated | Cost (pounds/MWh) | storage factor | MW capacity | Hrs generation / yr | Annual MWh generated | upgraded (£m/MW) | P H upg factor | MW PHUp | Capital cost (£m) | Annmaint (25/kw -inc) | annual Cost (£m) | MWh PHUp | Cost (£/MWh) | New Built (£m/MW) | MW Phnew | Capital cost (£m) | Annmaint (24/kw -inc) | annual Cost (£m) | MWh PHUp | Cost (£/MWh) | cost (pounds/MWh) | MWh used / year | cost of backup (£m/yr) | cost across all wind MWh (£/MWh) | cost (£/MWh) | MWh used / year | cost of conv (£m/yr) | total cost | annual Cost (£m) | cost / MWh | total cost (£m) | Overall cost (£/MWh) | STATIC DEMAND
Interest rate | 0.075 | year | * 12% of UK total plus interconnector export | hit targets |  |  |  | 24 | [9 empty] | max - 900 |  | 15 |  |  |  |  | max - | [5 empty] | 23 |  |  |  | 23 | [10 empty] | total cost
Capacity Factor (%) | 33 | 2004 | 52000 | 2 | 356.1644 | 0.7555 | 269.0822 | 8547945.2055 | 34.9428 | 1029600 | 33.9382 | 0 | 0 | 1000 | 0 | 0.2 | 1 | 0 | 0 | 0 | 0 | 0 |  | 1.4 | 0 | 0 | 0 | 0 | 0 |  | 23.23 | 41184 | 0.9567 | 0.9292 | 23.23 | 50970400 | 1184.0424 | 0 | 0 |  | 1219.9419 | 23.4604 | 23.4604 | 23.4604 |  | 1219.9419 | 1219.9419 | 1219.9419
|  | 2006 | 52000 | 6 | 1068.4932 | 0.69483 | 742.4198 | 25643835.6164 | 98.4694 | 3088800 | 31.8795 | 0 | 0 | 1000 | 0 | 0.2 | 1 | 0 | 0 | 0 | 0 | 0 |  | 1.4 | 0 | 0 | 0 | 0 | 0 |  | 23.4623 | 123552 | 2.8988 | 0.93849 | 23.4623 | 48911200 | 1147.5692 | 0 | 0 |  | 1248.9375 | 24.018 | 23.9717 | 23.842 |  | 1248.9375 | 1246.5293 | 1239.7865
|  | 2008 | 52000 | 12 | 2136.9863 | 0.6683 | 1428.1529 | 51287671.2329 | 191.3783 | 6177600 | 30.9794 | 0.056853 | 0 | 1000 | 0 | 0.2 | 1 | 900 | 180 | 13500000 | 31.1566 | 900000 | 34.6184 | 1.4 | 0 | 0 | 0 | 0 | 0 |  | 23.6969 | 247104 | 5.8556 | 0.94788 | 23.6969 | 45822400 | 1085.8499 | 262.5 | 25.7492 |  | 1308.833 | 25.1699 | 24.3895 | 24.2021 |  | 1308.833 | 1268.2544 | 1258.5093
|  | 2010 | 52000 | 18 | 3205.4795 | 0.65139 | 2088.0024 | 76931506.8493 | 281.7482 | 9266400 | 30.4054 | 0.13252 | 86.098 | 1000 | 86098 | 0.2 | 1 | 900 | 180 | 13500000 | 31.1566 | 900000 | 34.6184 | 1.4 | 0 | 0 | 0 | 0 | 0 |  | 23.9339 | 370656 | 8.8712 | 0.95736 | 23.9339 | 42733600 | 1022.7814 | 262.5 | 25.7492 |  | 1575.9009 | 30.3058 | 29.8277 | 29.5924 |  | 1575.9009 | 1551.0425 | 1538.8046
|  | 2012 | 52000 | 22 | 3917.8082 | 0.63903 | 2503.5967 | 94027397.2603 | 339.6107 | 11325600 | 29.9861 | 0.20027 | 344.342 | 1000 | 344342 | 0.2 | 1 | 900 | 180 | 13500000 | 31.1566 | 900000 | 34.6184 | 1.4 | 0 | 0 | 0 | 0 | 0 |  | 24.1732 | 453024 | 10.9511 | 0.96693 | 24.1732 | 40674400 | 983.2317 | 498.75 | 48.9235 |  | 1832.5434 | 35.2412 | 30.1945 | 29.9194 |  | 1832.5434 | 1570.1166 | 1555.8066
|  | 2014 | 52000 | 26 | 4630.137 | 0.62933 | 2913.8969 | 111123287.6712 | 396.9538 | 13384800 | 29.6571 | 0.28187 | 602.586 | 1000 | 602586 | 0.2 | 1 | 900 | 180 | 13500000 | 31.1566 | 900000 | 34.6184 | 1.4 | 0 | 0 | 0 | 0 | 0 |  | 24.415 | 535392 | 13.0716 | 0.9766 | 24.415 | 38615200 | 942.7887 | 498.75 | 48.9235 |  | 1851.5641 | 35.607 | 30.5404 | 30.2326 |  | 1851.5641 | 1588.1023 | 1572.0954
|  | 2016 | 52000 | 31 | 5520.5479 | 0.62137 | 3430.3163 | 132493150.6849 | 468.9804 | 15958800 | 29.3869 | 0.40333 | 925.391 | 1000 | 925391 | 0.2 | 0.97256 | 900 | 180 | 13500000 | 31.1566 | 900000 | 34.6184 | 1.4 | 25.391 | 35.5474 | 380865 | 3.8678 | 25391 | 152.3291 | 24.6591 | 638352 | 15.7412 | 0.98636 | 24.6591 | 36041200 | 888.744 | 603.75 | 59.2232 |  | 1977.2156 | 38.0234 | 35.4102 | 30.5331 |  | 1977.2156 | 1841.3281 | 1587.7222
|  | 2018 | 52000 | 36 | 6410.9589 | 0.61463 | 3940.3909 | 153863013.6986 | 540.3846 | 18532800 | 29.1583 | 0.54642 | 1248.196 | 1000 | 1248196 | 0.2 | 0.72104 | 900 | 180 | 13500000 | 31.1566 | 900000 | 34.6184 | 1.4 | 348.196 | 487.4744 | 5222940 | 53.0404 | 348196 | 152.3291 | 24.9057 | 741312 | 18.4629 | 0.99623 | 24.9057 | 33467200 | 833.5242 | 603.75 | 59.2232 |  | 1996.1217 | 38.387 | 35.7182 | 30.8216 |  | 1996.1217 | 1857.3456 | 1602.7214
|  | 2020 | 52000 | 40 | 7123.2877 | 0.6088 | 4336.6537 | 170958904.1096 | 596.3508 | 20592000 | 28.9603 | 0.67647 | 1506.44 | 1000 | 1506440 | 0.2 | 0.59744 | 900 | 180 | 13500000 | 31.1566 | 900000 | 34.6184 | 1.4 | 606.44 | 849.016 | 9096600 | 92.3784 | 606440 | 152.3291 | 25.1548 | 823680 | 20.7195 | 1.0062 | 25.1548 | 31408000 | 790.0607 | 603.75 | 59.2232 |  | 2010.881 | 38.6708 | 36.0085 | 35.6417 |  | 2010.881 | 1872.4403 | 1853.3668
|  | 2022 | 52000 | 40 | 7123.2877 | 0.60366 | 4300.0542 | 170958904.1096 | 592.7606 | 20592000 | 28.786 | 0.67647 | 1506.44 | 1000 | 1506440 | 0.2 | 0.59744 | 900 | 180 | 13500000 | 31.1566 | 900000 | 34.6184 | 1.4 | 606.44 | 849.016 | 9096600 | 92.3784 | 606440 | 152.3291 | 25.4063 | 823680 | 20.9267 | 1.0163 | 25.4063 | 31408000 | 797.9613 | 603.75 | 59.2232 |  | 2015.3987 | 38.7577 | 36.2815 | 35.9072 |  | 2015.3987 | 1886.637 | 1867.1751
|  | 2024 | 52000 | 40 | 7123.2877 | 0.59908 | 4267.3852 | 170958904.1096 | 589.5561 | 20592000 | 28.6303 | 0.67647 | 1506.44 | 1000 | 1506440 | 0.2 | 0.59744 | 900 | 180 | 13500000 | 31.1566 | 900000 | 34.6184 | 1.4 | 606.44 | 849.016 | 9096600 | 92.3784 | 606440 | 152.3291 | 25.6604 | 823680 | 21.1359 | 1.0264 | 25.6604 | 31408000 | 805.941 | 603.75 | 59.2232 |  | 2020.383 | 38.8535 | 38.5568 | 36.1617 |  | 2020.383 | 2004.9529 | 1880.4082
|  | 2026 | 52000 | 40 | 7123.2877 | 0.59494 | 4237.9057 | 170958904.1096 | 586.6644 | 20592000 | 28.4899 | 0.67647 | 1506.44 | 1000 | 1506440 | 0.2 | 0.59744 | 900 | 180 | 13500000 | 31.1566 | 900000 | 34.6184 | 1.4 | 606.44 | 849.016 | 9096600 | 92.3784 | 606440 | 152.3291 | 25.917 | 823680 | 21.3473 | 1.0367 | 25.917 | 31408000 | 814.0004 | 603.75 | 59.2232 |  | 2025.762 | 38.957 | 38.7962 | 36.4053 |  | 2025.762 | 2017.4 | 1893.0744
|  | 2028 | 52000 | 40 | 7123.2877 | 0.59117 | 4211.0648 | 170958904.1096 | 584.0315 | 20592000 | 28.3621 | 0.67647 | 1506.44 | 1000 | 1506440 | 0.2 | 0.59744 | 900 | 180 | 13500000 | 31.1566 | 900000 | 34.6184 | 1.4 | 606.44 | 849.016 | 9096600 | 92.3784 | 606440 | 152.3291 | 26.1761 | 823680 | 21.5608 | 1.047 | 26.1761 | 31408000 | 822.1404 | 603.75 | 59.2232 |  | 2031.4826 | 39.067 | 39.019 | 36.6381 |  | 2031.4826 | 2028.9861 | 1905.1792
|  | 2030 | 52000 | 40 | 7123.2877 | 0.58771 | 4186.4416 | 170958904.1096 | 581.6161 | 20592000 | 28.2448 | 0.67647 | 1506.44 | 1000 | 1506440 | 0.2 | 0.59744 | 900 | 180 | 13500000 | 31.1566 | 900000 | 34.6184 | 1.4 | 606.44 | 849.016 | 9096600 | 92.3784 | 606440 | 152.3291 | 26.4379 | 823680 | 21.7764 | 1.0575 | 26.4379 | 31408000 | 830.3618 | 603.75 | 59.2232 |  | 2037.5043 | 39.1828 | 39.1828 | 38.8794 |  | 2037.5043 | 2037.5043 | 2021.7263
|  | 2032 | 52000 | 40 | 7123.2877 | 0.58452 | 4163.7076 | 170958904.1096 | 579.3861 | 20592000 | 28.1365 | 0.67647 | 1506.44 | 1000 | 1506440 | 0.2 | 0.59744 | 900 | 180 | 13500000 | 31.1566 | 900000 | 34.6184 | 1.4 | 606.44 | 849.016 | 9096600 | 92.3784 | 606440 | 152.3291 | 26.7023 | 823680 | 21.9941 | 1.0681 | 26.7023 | 31408000 | 838.6654 | 603.75 | 59.2232 |  | 2043.7956 | 39.3038 | 39.3038 | 39.0907 |  | 2043.7956 | 2043.7956 | 2032.7174
|  | 2034 | 52000 | 40 | 7123.2877 | 0.58156 | 4142.6018 | 170958904.1096 | 577.3158 | 20592000 | 28.0359 | 0.67647 | 1506.44 | 1000 | 1506440 | 0.2 | 0.59744 | 900 | 180 | 13500000 | 31.1566 | 900000 | 34.6184 | 1.4 | 606.44 | 849.016 | 9096600 | 92.3784 | 606440 | 152.3291 | 26.9693 | 823680 | 22.2141 | 1.0788 | 26.9693 | 31408000 | 847.0521 | 603.75 | 59.2232 |  | 2050.3319 | 39.4295 | 39.4295 | 39.2914 |  | 2050.3319 | 2050.3319 | 2043.153
|  | 2036 | 52000 | 40 | 7123.2877 | 0.57879 | 4122.9132 | 170958904.1096 | 575.3845 | 20592000 | 27.9421 | 0.67647 | 1506.44 | 1000 | 1506440 | 0.2 | 0.59744 | 900 | 180 | 13500000 | 31.1566 | 900000 | 34.6184 | 1.4 | 606.44 | 849.016 | 9096600 | 92.3784 | 606440 | 152.3291 | 27.239 | 823680 | 22.4362 | 1.0896 | 27.239 | 31408000 | 855.5226 | 603.75 | 59.2232 |  | 2057.0933 | 39.5595 | 39.5595 | 39.4814 |  | 2057.0933 | 2057.0933 | 2053.0326
|  | 2038 | 52000 | 40 | 7123.2877 | 0.5762 | 4104.4689 | 170958904.1096 | 573.5753 | 20592000 | 27.8543 | 0.67647 | 1506.44 | 1000 | 1506440 | 0.2 | 0.59744 | 900 | 180 | 13500000 | 31.1566 | 900000 | 34.6184 | 1.4 | 606.44 | 849.016 | 9096600 | 92.3784 | 606440 | 152.3291 | 27.5114 | 823680 | 22.6606 | 1.1005 | 27.5114 | 31408000 | 864.0778 | 603.75 | 59.2232 |  | 2064.0636 | 39.6935 | 39.6935 | 39.6607 |  | 2064.0636 | 2064.0636 | 2062.3547
|  | 2040 | 52000 | 40 | 7123.2877 | 0.57377 | 4087.1256 | 170958904.1096 | 571.874 | 20592000 | 27.7717 | 0.67647 | 1506.44 | 1000 | 1506440 | 0.2 | 0.59744 | 900 | 180 | 13500000 | 31.1566 | 900000 | 34.6184 | 1.4 | 606.44 | 849.016 | 9096600 | 92.3784 | 606440 | 152.3291 | 27.7865 | 823680 | 22.8872 | 1.1115 | 27.7865 | 31408000 | 872.7186 | 603.75 | 59.2232 |  | 2071.2298 | 39.8313 | 39.8313 | 39.8281 |  | 2071.2298 | 2071.2298 | 2071.0604
|  | 2042 | 52000 | 40 | 7123.2877 | 0.57147 | 4070.7631 | 170958904.1096 | 570.269 | 20592000 | 27.6937 | 0.67647 | 1506.44 | 1000 | 1506440 | 0.2 | 0.59744 | 900 | 180 | 13500000 | 31.1566 | 900000 | 34.6184 | 1.4 | 606.44 | 849.016 | 9096600 | 92.3784 | 606440 | 152.3291 | 28.0644 | 823680 | 23.1161 | 1.1226 | 28.0644 | 31408000 | 881.4458 | 603.75 | 59.2232 |  | 2078.5808 | 39.9727 | 39.9727 | 39.9727 |  | 2078.5808 | 2078.5808 | 2078.5808
|  | 2044 | 52000 | 40 | 7123.2877 | 0.5693 | 4055.2798 | 170958904.1096 | 568.7502 | 20592000 | 27.62 | 0.67647 | 1506.44 | 1000 | 1506440 | 0.2 | 0.59744 | 900 | 180 | 13500000 | 31.1566 | 900000 | 34.6184 | 1.4 | 606.44 | 849.016 | 9096600 | 92.3784 | 606440 | 152.3291 | 28.345 | 823680 | 23.3472 | 1.1338 | 28.345 | 31408000 | 890.2602 | 603.75 | 59.2232 |  | 2086.1076 | 40.1175 | 40.1175 | 40.1175 |  | 2086.1076 | 2086.1076 | 2086.1076
|  | 2046 | 52000 | 40 | 7123.2877 | 0.56724 | 4040.5888 | 170958904.1096 | 567.3091 | 20592000 | 27.55 | 0.67647 | 1506.44 | 1000 | 1506440 | 0.2 | 0.59744 | 900 | 180 | 13500000 | 31.1566 | 900000 | 34.6184 | 1.4 | 606.44 | 849.016 | 9096600 | 92.3784 | 606440 | 152.3291 | 28.6285 | 823680 | 23.5807 | 1.1451 | 28.6285 | 31408000 | 899.1628 | 603.75 | 59.2232 |  | 2093.8026 | 40.2654 | 40.2654 | 40.2654 |  | 2093.8026 | 2093.8026 | 2093.8026
|  | 2048 | 52000 | 40 | 7123.2877 | 0.56527 | 4026.6155 | 170958904.1096 | 565.9384 | 20592000 | 27.4834 | 0.67647 | 1506.44 | 1000 | 1506440 | 0.2 | 0.59744 | 900 | 180 | 13500000 | 31.1566 | 900000 | 34.6184 | 1.4 | 606.44 | 849.016 | 9096600 | 92.3784 | 606440 | 152.3291 | 28.9147 | 823680 | 23.8165 | 1.1566 | 28.9147 | 31408000 | 908.1544 | 603.75 | 59.2232 |  | 2101.6594 | 40.4165 | 40.4165 | 40.4165 |  | 2101.6594 | 2101.6594 | 2101.6594
|  | 2050 | 52000 | 40 | 7123.2877 | 0.5634 | 4013.2951 | 170958904.1096 | 564.6318 | 20592000 | 27.42 | 0.67647 | 1506.44 | 1000 | 1506440 | 0.2 | 0.59744 | 900 | 180 | 13500000 | 31.1566 | 900000 | 34.6184 | 1.4 | 606.44 | 849.016 | 9096600 | 92.3784 | 606440 | 152.3291 | 29.2039 | 823680 | 24.0547 | 1.1682 | 29.2039 | 31408000 | 917.236 | 603.75 | 59.2232 |  | 2109.6725 | 40.5706 | 40.5706 | 40.5706 |  | 2109.6725 | 2109.6725 | 2109.6725
Demand |  |  |  | Cost of wind (£) | [7 empty] | cost of storage (£) |  |  |  | Pumped Hydro | [14 empty] | cost conv backup (£) |  |  |  | cost conv generation |  |  | cost of grid upgrade (£m) |  |  | total cost
Accounting period (yrs) | 20 | demand | GWh | % wind penetration | MW capacity | CapCost (£m/MW) | Capital cost (£m) | Annmaint (24/kw -inc) | annual Cost (£m) | Annual MWh generated | Cost (pounds/MWh) | storage factor | MW capacity | Hrs generation / yr | Annual MWh generated | upgraded (£m/MW) | P H upg factor | MW PHUp | Capital cost (£m) | Annmaint (25/kw -inc) | annual Cost (£m) | MWh PHUp | Cost (£/MWh) | New Built (£m/MW) | MW Phnew | Capital cost (£m) | Annmaint (24/kw -inc) | annual Cost (£m) | MWh PHUp | Cost (£/MWh) | cost (pounds/MWh) | MWh used / year | cost of backup (£m/yr) | cost across all wind MWh (£/MWh) | cost (£/MWh) | MWh used / year | cost of conv (£m/yr) | total cost | annual Cost (£m) | cost / MWh | total cost (£m) | Overall cost (£/MWh)
Interest rate | 0.075 | year | * 12% of UK total plus interconnector export | bit behind targets |  |  |  | 24 | [9 empty] | max - 900 |  | 15 |  |  |  |  | max - | [5 empty] | 23 |  |  |  | 23
Capacity Factor (%) | 33 | 2004 | 52000 | 2 | 356.1644 | 0.7555 | 269.0822 | 8547945.2055 | 34.9428 | 1029600 | 33.9382 | 0 | 0 | 1000 | 0 | 0.2 | 1 | 0 | 0 | 0 | 0 | 0 |  | 1.4 | 0 | 0 | 0 | 0 | 0 |  | 23.23 | 41184 | 0.9567 | 0.9292 | 23.23 | 50970400 | 1184.0424 | 0 | 0 |  | 1219.9419 | 23.4604
|  | 2006 | 52000 | 5.5 | 979.4521 | 0.69483 | 680.5515 | 23506849.3151 | 90.2636 | 2831400 | 31.8795 | 0 | 0 | 1000 | 0 | 0.2 | 1 | 0 | 0 | 0 | 0 | 0 |  | 1.4 | 0 | 0 | 0 | 0 | 0 |  | 23.4623 | 113256 | 2.6572 | 0.93849 | 23.4623 | 49168600 | 1153.6084 | 0 | 0 |  | 1246.5293 | 23.9717
|  | 2008 | 52000 | 8.5 | 1513.6986 | 0.6683 | 1011.6083 | 36328767.1233 | 135.5596 | 4375800 | 30.9794 | 0.027099 | 0 | 1000 | 0 | 0.2 | 1 | 900 | 180 | 13500000 | 31.1566 | 900000 | 34.6184 | 1.4 | 0 | 0 | 0 | 0 | 0 |  | 23.6969 | 175032 | 4.1477 | 0.94788 | 23.6969 | 47624200 | 1128.547 | 0 | 0 |  | 1268.2544 | 24.3895
|  | 2010 | 52000 | 11.5 | 2047.9452 | 0.65139 | 1334.0015 | 49150684.9315 | 180.0058 | 5920200 | 30.4054 | 0.051954 | 0 | 1000 | 0 | 0.2 | 1 | 900 | 180 | 13500000 | 31.1566 | 900000 | 34.6184 | 1.4 | 0 | 0 | 0 | 0 | 0 |  | 23.9339 | 236808 | 5.6677 | 0.95736 | 23.9339 | 46079800 | 1102.869 | 262.5 | 25.7492 |  | 1551.0425 | 29.8277
|  | 2012 | 52000 | 14.5 | 2582.1918 | 0.63903 | 1650.0978 | 61972602.7397 | 223.8343 | 7464600 | 29.9861 | 0.084596 | 0 | 1000 | 0 | 0.2 | 1 | 900 | 180 | 13500000 | 31.1566 | 900000 | 34.6184 | 1.4 | 0 | 0 | 0 | 0 | 0 |  | 24.1732 | 298584 | 7.2177 | 0.96693 | 24.1732 | 44535400 | 1076.5645 | 262.5 | 25.7492 |  | 1570.1166 | 30.1945
|  | 2014 | 52000 | 17.5 | 3116.4384 | 0.62933 | 1961.2768 | 74794520.5479 | 267.1805 | 9009000 | 29.6571 | 0.12503 | 53.8175 | 1000 | 53817.5 | 0.2 | 1 | 900 | 180 | 13500000 | 31.1566 | 900000 | 34.6184 | 1.4 | 0 | 0 | 0 | 0 | 0 |  | 24.415 | 360360 | 8.7982 | 0.9766 | 24.415 | 42991000 | 1049.6237 | 262.5 | 25.7492 |  | 1588.1023 | 30.5404
|  | 2016 | 52000 | 20.5 | 3650.6849 | 0.62137 | 2268.435 | 87616438.3562 | 310.1322 | 10553400 | 29.3869 | 0.17324 | 247.5005 | 1000 | 247500.5 | 0.2 | 1 | 900 | 180 | 13500000 | 31.1566 | 900000 | 34.6184 | 1.4 | 0 | 0 | 0 | 0 | 0 |  | 24.6591 | 422136 | 10.4095 | 0.98636 | 24.6591 | 41446600 | 1022.0364 | 498.75 | 48.9235 |  | 1841.3281 | 35.4102
|  | 2018 | 52000 | 23.5 | 4184.9315 | 0.61463 | 2572.1996 | 100438356.1644 | 352.7511 | 12097800 | 29.1583 | 0.22925 | 441.1835 | 1000 | 441183.5 | 0.2 | 1 | 900 | 180 | 13500000 | 31.1566 | 900000 | 34.6184 | 1.4 | 0 | 0 | 0 | 0 | 0 |  | 24.9057 | 483912 | 12.0522 | 0.99623 | 24.9057 | 39902200 | 993.7924 | 498.75 | 48.9235 |  | 1857.3456 | 35.7182
|  | 2020 | 52000 | 26.5 | 4719.1781 | 0.6088 | 2873.0331 | 113260273.9726 | 395.0824 | 13642200 | 28.9603 | 0.29304 | 634.8665 | 1000 | 634866.5 | 0.2 | 1 | 900 | 180 | 13500000 | 31.1566 | 900000 | 34.6184 | 1.4 | 0 | 0 | 0 | 0 | 0 |  | 25.1548 | 545688 | 13.7267 | 1.0062 | 25.1548 | 38357800 | 964.8813 | 498.75 | 48.9235 |  | 1872.4403 | 36.0085
|  | 2022 | 52000 | 29.5 | 5253.4247 | 0.60366 | 3171.29 | 126082191.7808 | 437.161 | 15186600 | 28.786 | 0.36462 | 828.5495 | 1000 | 828549.5 | 0.2 | 1 | 900 | 180 | 13500000 | 31.1566 | 900000 | 34.6184 | 1.4 | 0 | 0 | 0 | 0 | 0 |  | 25.4063 | 607464 | 15.4334 | 1.0163 | 25.4063 | 36813400 | 935.2926 | 498.75 | 48.9235 |  | 1886.637 | 36.2815
|  | 2024 | 52000 | 32.5 | 5787.6712 | 0.59908 | 3467.2504 | 138904109.589 | 479.0143 | 16731000 | 28.6303 | 0.44399 | 1022.2325 | 1000 | 1022232.5 | 0.2 | 0.88043 | 900 | 180 | 13500000 | 31.1566 | 900000 | 34.6184 | 1.4 | 122.2325 | 171.1255 | 1833487.5 | 18.6196 | 122232.5 | 152.3291 | 25.6604 | 669240 | 17.1729 | 1.0264 | 25.6604 | 35269000 | 905.0157 | 603.75 | 59.2232 |  | 2004.9529 | 38.5568
|  | 2026 | 52000 | 35.5 | 6321.9178 | 0.59494 | 3761.1413 | 151726027.3973 | 520.6646 | 18275400 | 28.4899 | 0.53114 | 1215.9155 | 1000 | 1215915.5 | 0.2 | 0.74018 | 900 | 180 | 13500000 | 31.1566 | 900000 | 34.6184 | 1.4 | 315.9155 | 442.2817 | 4738732.5 | 48.1231 | 315915.5 | 152.3291 | 25.917 | 731016 | 18.9457 | 1.0367 | 25.917 | 33724600 | 874.0396 | 603.75 | 59.2232 |  | 2017.4 | 38.7962
|  | 2028 | 52000 | 38.5 | 6856.1644 | 0.59117 | 4053.1499 | 164547945.2055 | 562.1303 | 19819800 | 28.3621 | 0.62608 | 1409.5985 | 1000 | 1409598.5 | 0.2 | 0.63848 | 900 | 180 | 13500000 | 31.1566 | 900000 | 34.6184 | 1.4 | 509.5985 | 713.4379 | 7643977.5 | 77.6267 | 509598.5 | 152.3291 | 26.1761 | 792792 | 20.7522 | 1.047 | 26.1761 | 32180200 | 842.3536 | 603.75 | 59.2232 |  | 2028.9861 | 39.019
|  | 2030 | 52000 | 40 | 7123.2877 | 0.58771 | 4186.4416 | 170958904.1096 | 581.6161 | 20592000 | 28.2448 | 0.67647 | 1506.44 | 1000 | 1506440 | 0.2 | 0.59744 | 900 | 180 | 13500000 | 31.1566 | 900000 | 34.6184 | 1.4 | 606.44 | 849.016 | 9096600 | 92.3784 | 606440 | 152.3291 | 26.4379 | 823680 | 21.7764 | 1.0575 | 26.4379 | 31408000 | 830.3618 | 603.75 | 59.2232 |  | 2037.5043 | 39.1828
|  | 2032 | 52000 | 40 | 7123.2877 | 0.58452 | 4163.7076 | 170958904.1096 | 579.3861 | 20592000 | 28.1365 | 0.67647 | 1506.44 | 1000 | 1506440 | 0.2 | 0.59744 | 900 | 180 | 13500000 | 31.1566 | 900000 | 34.6184 | 1.4 | 606.44 | 849.016 | 9096600 | 92.3784 | 606440 | 152.3291 | 26.7023 | 823680 | 21.9941 | 1.0681 | 26.7023 | 31408000 | 838.6654 | 603.75 | 59.2232 |  | 2043.7956 | 39.3038
|  | 2034 | 52000 | 40 | 7123.2877 | 0.58156 | 4142.6018 | 170958904.1096 | 577.3158 | 20592000 | 28.0359 | 0.67647 | 1506.44 | 1000 | 1506440 | 0.2 | 0.59744 | 900 | 180 | 13500000 | 31.1566 | 900000 | 34.6184 | 1.4 | 606.44 | 849.016 | 9096600 | 92.3784 | 606440 | 152.3291 | 26.9693 | 823680 | 22.2141 | 1.0788 | 26.9693 | 31408000 | 847.0521 | 603.75 | 59.2232 |  | 2050.3319 | 39.4295
|  | 2036 | 52000 | 40 | 7123.2877 | 0.57879 | 4122.9132 | 170958904.1096 | 575.3845 | 20592000 | 27.9421 | 0.67647 | 1506.44 | 1000 | 1506440 | 0.2 | 0.59744 | 900 | 180 | 13500000 | 31.1566 | 900000 | 34.6184 | 1.4 | 606.44 | 849.016 | 9096600 | 92.3784 | 606440 | 152.3291 | 27.239 | 823680 | 22.4362 | 1.0896 | 27.239 | 31408000 | 855.5226 | 603.75 | 59.2232 |  | 2057.0933 | 39.5595
|  | 2038 | 52000 | 40 | 7123.2877 | 0.5762 | 4104.4689 | 170958904.1096 | 573.5753 | 20592000 | 27.8543 | 0.67647 | 1506.44 | 1000 | 1506440 | 0.2 | 0.59744 | 900 | 180 | 13500000 | 31.1566 | 900000 | 34.6184 | 1.4 | 606.44 | 849.016 | 9096600 | 92.3784 | 606440 | 152.3291 | 27.5114 | 823680 | 22.6606 | 1.1005 | 27.5114 | 31408000 | 864.0778 | 603.75 | 59.2232 |  | 2064.0636 | 39.6935
|  | 2040 | 52000 | 40 | 7123.2877 | 0.57377 | 4087.1256 | 170958904.1096 | 571.874 | 20592000 | 27.7717 | 0.67647 | 1506.44 | 1000 | 1506440 | 0.2 | 0.59744 | 900 | 180 | 13500000 | 31.1566 | 900000 | 34.6184 | 1.4 | 606.44 | 849.016 | 9096600 | 92.3784 | 606440 | 152.3291 | 27.7865 | 823680 | 22.8872 | 1.1115 | 27.7865 | 31408000 | 872.7186 | 603.75 | 59.2232 |  | 2071.2298 | 39.8313
|  | 2042 | 52000 | 40 | 7123.2877 | 0.57147 | 4070.7631 | 170958904.1096 | 570.269 | 20592000 | 27.6937 | 0.67647 | 1506.44 | 1000 | 1506440 | 0.2 | 0.59744 | 900 | 180 | 13500000 | 31.1566 | 900000 | 34.6184 | 1.4 | 606.44 | 849.016 | 9096600 | 92.3784 | 606440 | 152.3291 | 28.0644 | 823680 | 23.1161 | 1.1226 | 28.0644 | 31408000 | 881.4458 | 603.75 | 59.2232 |  | 2078.5808 | 39.9727
|  | 2044 | 52000 | 40 | 7123.2877 | 0.5693 | 4055.2798 | 170958904.1096 | 568.7502 | 20592000 | 27.62 | 0.67647 | 1506.44 | 1000 | 1506440 | 0.2 | 0.59744 | 900 | 180 | 13500000 | 31.1566 | 900000 | 34.6184 | 1.4 | 606.44 | 849.016 | 9096600 | 92.3784 | 606440 | 152.3291 | 28.345 | 823680 | 23.3472 | 1.1338 | 28.345 | 31408000 | 890.2602 | 603.75 | 59.2232 |  | 2086.1076 | 40.1175
|  | 2046 | 52000 | 40 | 7123.2877 | 0.56724 | 4040.5888 | 170958904.1096 | 567.3091 | 20592000 | 27.55 | 0.67647 | 1506.44 | 1000 | 1506440 | 0.2 | 0.59744 | 900 | 180 | 13500000 | 31.1566 | 900000 | 34.6184 | 1.4 | 606.44 | 849.016 | 9096600 | 92.3784 | 606440 | 152.3291 | 28.6285 | 823680 | 23.5807 | 1.1451 | 28.6285 | 31408000 | 899.1628 | 603.75 | 59.2232 |  | 2093.8026 | 40.2654
|  | 2048 | 52000 | 40 | 7123.2877 | 0.56527 | 4026.6155 | 170958904.1096 | 565.9384 | 20592000 | 27.4834 | 0.67647 | 1506.44 | 1000 | 1506440 | 0.2 | 0.59744 | 900 | 180 | 13500000 | 31.1566 | 900000 | 34.6184 | 1.4 | 606.44 | 849.016 | 9096600 | 92.3784 | 606440 | 152.3291 | 28.9147 | 823680 | 23.8165 | 1.1566 | 28.9147 | 31408000 | 908.1544 | 603.75 | 59.2232 |  | 2101.6594 | 40.4165
|  | 2050 | 52000 | 40 | 7123.2877 | 0.5634 | 4013.2951 | 170958904.1096 | 564.6318 | 20592000 | 27.42 | 0.67647 | 1506.44 | 1000 | 1506440 | 0.2 | 0.59744 | 900 | 180 | 13500000 | 31.1566 | 900000 | 34.6184 | 1.4 | 606.44 | 849.016 | 9096600 | 92.3784 | 606440 | 152.3291 | 29.2039 | 823680 | 24.0547 | 1.1682 | 29.2039 | 31408000 | 917.236 | 603.75 | 59.2232 |  | 2109.6725 | 40.5706
Demand |  |  |  | Cost of wind (£) | [7 empty] | cost of storage (£) |  |  |  | Pumped Hydro | [14 empty] | cost conv backup (£) |  |  |  | cost conv generation |  |  | cost of grid upgrade (£m) |  |  | total cost
Accounting period (yrs) | 20 | demand | GWh | % wind penetration | MW capacity | CapCost (£m/MW) | Capital cost (£m) | Annmaint (24/kw -inc) | annual Cost (£m) | Annual MWh generated | Cost (pounds/MWh) | storage factor | MW capacity | Hrs generation / yr | Annual MWh generated | upgraded (£m/MW) | P H upg factor | MW PHUp | Capital cost (£m) | Annmaint (25/kw -inc) | annual Cost (£m) | MWh PHUp | Cost (£/MWh) | New Built (£m/MW) | MW Phnew | Capital cost (£m) | Annmaint (24/kw -inc) | annual Cost (£m) | MWh PHUp | Cost (£/MWh) | cost (pounds/MWh) | MWh used / year | cost of backup (£m/yr) | cost across all wind MWh (£/MWh) | cost (£/MWh) | MWh used / year | cost of conv (£m/yr) | total cost | annual Cost (£m) | cost / MWh | total cost (£m) | Overall cost (£/MWh)
Interest rate | 0.075 | year | * 12% of UK total plus interconnector export | well behind targets |  |  |  | 24 | [9 empty] | max - 900 |  | 15 |  |  |  |  | max - | [5 empty] | 23 |  |  |  | 23
Capacity Factor (%) | 33 | 2004 | 52000 | 2 | 356.1644 | 0.7555 | 269.0822 | 8547945.2055 | 34.9428 | 1029600 | 33.9382 | 0 | 0 | 1000 | 0 | 0.2 | 1 | 0 | 0 | 0 | 0 | 0 |  | 1.4 | 0 | 0 | 0 | 0 | 0 |  | 23.23 | 41184 | 0.9567 | 0.9292 | 23.23 | 50970400 | 1184.0424 | 0 | 0 |  | 1219.9419 | 23.4604
|  | 2006 | 52000 | 4.1 | 730.137 | 0.69483 | 507.3202 | 17523287.6712 | 67.2874 | 2110680 | 31.8795 | 0 | 0 | 1000 | 0 | 0.2 | 1 | 0 | 0 | 0 | 0 | 0 |  | 1.4 | 0 | 0 | 0 | 0 | 0 |  | 23.4623 | 84427.2 | 1.9809 | 0.93849 | 23.4623 | 49889320 | 1170.5182 | 0 | 0 |  | 1239.7865 | 23.842
|  | 2008 | 52000 | 6.2 | 1104.1096 | 0.6683 | 737.879 | 26498630.137 | 98.8788 | 3191760 | 30.9794 | 0.013317 | 0 | 1000 | 0 | 0.2 | 1 | 900 | 180 | 13500000 | 31.1566 | 900000 | 34.6184 | 1.4 | 0 | 0 | 0 | 0 | 0 |  | 23.6969 | 127670.4 | 3.0254 | 0.94788 | 23.6969 | 48808240 | 1156.6051 | 0 | 0 |  | 1258.5093 | 24.2021
|  | 2010 | 52000 | 8.3 | 1478.0822 | 0.65139 | 962.8011 | 35473972.6027 | 129.9172 | 4272840 | 30.4054 | 0.025719 | 0 | 1000 | 0 | 0.2 | 1 | 900 | 180 | 13500000 | 31.1566 | 900000 | 34.6184 | 1.4 | 0 | 0 | 0 | 0 | 0 |  | 23.9339 | 170913.6 | 4.0906 | 0.95736 | 23.9339 | 47727160 | 1142.2967 | 262.5 | 25.7492 |  | 1538.8046 | 29.5924
|  | 2012 | 52000 | 10.4 | 1852.0548 | 0.63903 | 1183.5184 | 44449315.0685 | 160.5432 | 5353920 | 29.9861 | 0.041936 | 0 | 1000 | 0 | 0.2 | 1 | 900 | 180 | 13500000 | 31.1566 | 900000 | 34.6184 | 1.4 | 0 | 0 | 0 | 0 | 0 |  | 24.1732 | 214156.8 | 5.1769 | 0.96693 | 24.1732 | 46646080 | 1127.5865 | 262.5 | 25.7492 |  | 1555.8066 | 29.9194
|  | 2014 | 52000 | 12.5 | 2226.0274 | 0.62933 | 1400.912 | 53424657.5342 | 190.8432 | 6435000 | 29.6571 | 0.061969 | 0 | 1000 | 0 | 0.2 | 1 | 900 | 180 | 13500000 | 31.1566 | 900000 | 34.6184 | 1.4 | 0 | 0 | 0 | 0 | 0 |  | 24.415 | 257400 | 6.2844 | 0.9766 | 24.415 | 45565000 | 1112.4678 | 262.5 | 25.7492 |  | 1572.0954 | 30.2326
|  | 2016 | 52000 | 14.6 | 2600 | 0.62137 | 1615.5683 | 62400000 | 220.8746 | 7516080 | 29.3869 | 0.085818 | 0 | 1000 | 0 | 0.2 | 1 | 900 | 180 | 13500000 | 31.1566 | 900000 | 34.6184 | 1.4 | 0 | 0 | 0 | 0 | 0 |  | 24.6591 | 300643.2 | 7.4136 | 0.98636 | 24.6591 | 44483920 | 1096.934 | 262.5 | 25.7492 |  | 1587.7222 | 30.5331
|  | 2018 | 52000 | 16.7 | 2973.9726 | 0.61463 | 1827.9036 | 71375342.4658 | 250.6784 | 8597160 | 29.1583 | 0.11348 | 2.1687 | 1000 | 2168.7 | 0.2 | 1 | 900 | 180 | 13500000 | 31.1566 | 900000 | 34.6184 | 1.4 | 0 | 0 | 0 | 0 | 0 |  | 24.9057 | 343886.4 | 8.5647 | 0.99623 | 24.9057 | 43402840 | 1080.9783 | 262.5 | 25.7492 |  | 1602.7214 | 30.8216
|  | 2020 | 52000 | 18.8 | 3347.9452 | 0.6088 | 2038.2272 | 80350684.9315 | 280.2849 | 9678240 | 28.9603 | 0.14496 | 137.7468 | 1000 | 137746.8 | 0.2 | 1 | 900 | 180 | 13500000 | 31.1566 | 900000 | 34.6184 | 1.4 | 0 | 0 | 0 | 0 | 0 |  | 25.1548 | 387129.6 | 9.7382 | 1.0062 | 25.1548 | 42321760 | 1064.5938 | 498.75 | 48.9235 |  | 1853.3668 | 35.6417
|  | 2022 | 52000 | 20.9 | 3721.9178 | 0.60366 | 2246.7783 | 89326027.3973 | 309.7174 | 10759320 | 28.786 | 0.18026 | 273.3249 | 1000 | 273324.9 | 0.2 | 1 | 900 | 180 | 13500000 | 31.1566 | 900000 | 34.6184 | 1.4 | 0 | 0 | 0 | 0 | 0 |  | 25.4063 | 430372.8 | 10.9342 | 1.0163 | 25.4063 | 41240680 | 1047.7735 | 498.75 | 48.9235 |  | 1867.1751 | 35.9072
|  | 2024 | 52000 | 23 | 4095.8904 | 0.59908 | 2453.7465 | 98301369.863 | 338.9947 | 11840400 | 28.6303 | 0.21937 | 408.903 | 1000 | 408903 | 0.2 | 1 | 900 | 180 | 13500000 | 31.1566 | 900000 | 34.6184 | 1.4 | 0 | 0 | 0 | 0 | 0 |  | 25.6604 | 473616 | 12.1532 | 1.0264 | 25.6604 | 40159600 | 1030.5103 | 498.75 | 48.9235 |  | 1880.4082 | 36.1617
|  | 2026 | 52000 | 25.1 | 4469.863 | 0.59494 | 2659.2858 | 107276712.3288 | 368.1319 | 12921480 | 28.4899 | 0.2623 | 544.4811 | 1000 | 544481.1 | 0.2 | 1 | 900 | 180 | 13500000 | 31.1566 | 900000 | 34.6184 | 1.4 | 0 | 0 | 0 | 0 | 0 |  | 25.917 | 516859.2 | 13.3954 | 1.0367 | 25.917 | 39078520 | 1012.7971 | 498.75 | 48.9235 |  | 1893.0744 | 36.4053
|  | 2028 | 52000 | 27.2 | 4843.8356 | 0.59117 | 2863.5241 | 116252054.7945 | 397.1414 | 14002560 | 28.3621 | 0.30904 | 680.0592 | 1000 | 680059.2 | 0.2 | 1 | 900 | 180 | 13500000 | 31.1566 | 900000 | 34.6184 | 1.4 | 0 | 0 | 0 | 0 | 0 |  | 26.1761 | 560102.4 | 14.6613 | 1.047 | 26.1761 | 37997440 | 994.6265 | 498.75 | 48.9235 |  | 1905.1792 | 36.6381
|  | 2030 | 52000 | 29.3 | 5217.8082 | 0.58771 | 3066.5684 | 125227397.2603 | 426.0338 | 15083640 | 28.2448 | 0.3596 | 815.6373 | 1000 | 815637.3 | 0.2 | 1 | 900 | 180 | 13500000 | 31.1566 | 900000 | 34.6184 | 1.4 | 0 | 0 | 0 | 0 | 0 |  | 26.4379 | 603345.6 | 15.9512 | 1.0575 | 26.4379 | 36916360 | 975.9913 | 603.75 | 59.2232 |  | 2021.7263 | 38.8794
|  | 2032 | 52000 | 31.4 | 5591.7808 | 0.58452 | 3268.5105 | 134202739.726 | 454.8181 | 16164720 | 28.1365 | 0.41398 | 951.2154 | 1000 | 951215.4 | 0.2 | 0.94616 | 900 | 180 | 13500000 | 31.1566 | 900000 | 34.6184 | 1.4 | 51.2154 | 71.7016 | 768231 | 7.8016 | 51215.4 | 152.3291 | 26.7023 | 646588.8 | 17.2654 | 1.0681 | 26.7023 | 35835280 | 956.8839 | 603.75 | 59.2232 |  | 2032.7174 | 39.0907
|  | 2034 | 52000 | 33.5 | 5965.7534 | 0.58156 | 3469.429 | 143178082.1918 | 483.502 | 17245800 | 28.0359 | 0.47217 | 1086.7935 | 1000 | 1086793.5 | 0.2 | 0.82812 | 900 | 180 | 13500000 | 31.1566 | 900000 | 34.6184 | 1.4 | 186.7935 | 261.5109 | 2801902.5 | 28.4541 | 186793.5 | 152.3291 | 26.9693 | 689832 | 18.6043 | 1.0788 | 26.9693 | 34754200 | 937.2968 | 603.75 | 59.2232 |  | 2043.153 | 39.2914
|  | 2036 | 52000 | 35.6 | 6339.726 | 0.57879 | 3669.3927 | 152153424.6575 | 512.0922 | 18326880 | 27.9421 | 0.53418 | 1222.3716 | 1000 | 1222371.6 | 0.2 | 0.73627 | 900 | 180 | 13500000 | 31.1566 | 900000 | 34.6184 | 1.4 | 322.3716 | 451.3202 | 4835574 | 49.1066 | 322371.6 | 152.3291 | 27.239 | 733075.2 | 19.9682 | 1.0896 | 27.239 | 33673120 | 917.2222 | 603.75 | 59.2232 |  | 2053.0326 | 39.4814
|  | 2038 | 52000 | 37.7 | 6713.6986 | 0.5762 | 3868.4619 | 161128767.1233 | 540.5947 | 19407960 | 27.8543 | 0.6 | 1357.9497 | 1000 | 1357949.7 | 0.2 | 0.66276 | 900 | 180 | 13500000 | 31.1566 | 900000 | 34.6184 | 1.4 | 457.9497 | 641.1296 | 6869245.5 | 69.7591 | 457949.7 | 152.3291 | 27.5114 | 776318.4 | 21.3576 | 1.1005 | 27.5114 | 32592040 | 896.6524 | 603.75 | 59.2232 |  | 2062.3547 | 39.6607
|  | 2040 | 52000 | 39.7 | 7069.863 | 0.57377 | 4056.4721 | 169676712.3288 | 567.585 | 20437560 | 27.7717 | 0.66624 | 1487.0717 | 1000 | 1487071.7 | 0.2 | 0.60522 | 900 | 180 | 13500000 | 31.1566 | 900000 | 34.6184 | 1.4 | 587.0717 | 821.9004 | 8806075.5 | 89.4281 | 587071.7 | 152.3291 | 27.7865 | 817502.4 | 22.7155 | 1.1115 | 27.7865 | 31562440 | 877.0099 | 603.75 | 59.2232 |  | 2071.0604 | 39.8281
|  | 2042 | 52000 | 40 | 7123.2877 | 0.57147 | 4070.7631 | 170958904.1096 | 570.269 | 20592000 | 27.6937 | 0.67647 | 1506.44 | 1000 | 1506440 | 0.2 | 0.59744 | 900 | 180 | 13500000 | 31.1566 | 900000 | 34.6184 | 1.4 | 606.44 | 849.016 | 9096600 | 92.3784 | 606440 | 152.3291 | 28.0644 | 823680 | 23.1161 | 1.1226 | 28.0644 | 31408000 | 881.4458 | 603.75 | 59.2232 |  | 2078.5808 | 39.9727
|  | 2044 | 52000 | 40 | 7123.2877 | 0.5693 | 4055.2798 | 170958904.1096 | 568.7502 | 20592000 | 27.62 | 0.67647 | 1506.44 | 1000 | 1506440 | 0.2 | 0.59744 | 900 | 180 | 13500000 | 31.1566 | 900000 | 34.6184 | 1.4 | 606.44 | 849.016 | 9096600 | 92.3784 | 606440 | 152.3291 | 28.345 | 823680 | 23.3472 | 1.1338 | 28.345 | 31408000 | 890.2602 | 603.75 | 59.2232 |  | 2086.1076 | 40.1175
|  | 2046 | 52000 | 40 | 7123.2877 | 0.56724 | 4040.5888 | 170958904.1096 | 567.3091 | 20592000 | 27.55 | 0.67647 | 1506.44 | 1000 | 1506440 | 0.2 | 0.59744 | 900 | 180 | 13500000 | 31.1566 | 900000 | 34.6184 | 1.4 | 606.44 | 849.016 | 9096600 | 92.3784 | 606440 | 152.3291 | 28.6285 | 823680 | 23.5807 | 1.1451 | 28.6285 | 31408000 | 899.1628 | 603.75 | 59.2232 |  | 2093.8026 | 40.2654
|  | 2048 | 52000 | 40 | 7123.2877 | 0.56527 | 4026.6155 | 170958904.1096 | 565.9384 | 20592000 | 27.4834 | 0.67647 | 1506.44 | 1000 | 1506440 | 0.2 | 0.59744 | 900 | 180 | 13500000 | 31.1566 | 900000 | 34.6184 | 1.4 | 606.44 | 849.016 | 9096600 | 92.3784 | 606440 | 152.3291 | 28.9147 | 823680 | 23.8165 | 1.1566 | 28.9147 | 31408000 | 908.1544 | 603.75 | 59.2232 |  | 2101.6594 | 40.4165
|  | 2050 | 52000 | 40 | 7123.2877 | 0.5634 | 4013.2951 | 170958904.1096 | 564.6318 | 20592000 | 27.42 | 0.67647 | 1506.44 | 1000 | 1506440 | 0.2 | 0.59744 | 900 | 180 | 13500000 | 31.1566 | 900000 | 34.6184 | 1.4 | 606.44 | 849.016 | 9096600 | 92.3784 | 606440 | 152.3291 | 29.2039 | 823680 | 24.0547 | 1.1682 | 29.2039 | 31408000 | 917.236 | 603.75 | 59.2232 |  | 2109.6725 | 40.5706
LOWER DEMAND STATIC | [45 empty] | LOWER DEMAND STATIC
Demand |  |  |  | Cost of wind (£) | [7 empty] | cost of storage (£) |  |  |  | Pumped Hydro | [14 empty] | cost conv backup (£) |  |  |  | cost conv generation |  |  | cost of grid upgrade (£m) |  |  | total cost
Accounting period (yrs) | 20 | demand | GWh | % wind penetration | MW capacity | CapCost (£m/MW) | Capital cost (£m) | Annmaint (24/kw -inc) | annual Cost (£m) | Annual MWh generated | Cost (pounds/MWh) | storage factor | MW capacity | Hrs generation / yr | Annual MWh generated | upgraded (£m/MW) | P H upg factor | MW PHUp | Capital cost (£m) | Annmaint (25/kw -inc) | annual Cost (£m) | MWh PHUp | Cost (£/MWh) | New Built (£m/MW) | MW Phnew | Capital cost (£m) | Annmaint (24/kw -inc) | annual Cost (£m) | MWh PHUp | Cost (£/MWh) | cost (pounds/MWh) | MWh used / year | cost of backup (£m/yr) | cost across all wind MWh (£/MWh) | cost (£/MWh) | MWh used / year | cost of conv (£m/yr) | total cost | annual Cost (£m) | cost / MWh | total cost (£m) | Overall cost (£/MWh) | LOWER DEMAND STATIC
Interest rate | 0.075 | year | * 12% of UK total plus interconnector export | hit targets |  |  |  | 24 | [9 empty] | max - 900 |  | 15 |  |  |  |  | max - | [5 empty] | 23 |  |  |  | 23 | [10 empty] | total cost
Capacity Factor (%) | 33 | 2004 | 50000 | 2 | 342.4658 | 0.7555 | 258.7329 | 8219178.0822 | 33.5989 | 990000 | 33.9382 | 0 | 0 | 1000 | 0 | 0.2 | 1 | 0 | 0 | 0 | 0 | 0 |  | 1.4 | 0 | 0 | 0 | 0 | 0 |  | 23.23 | 39600 | 0.91991 | 0.9292 | 23.23 | 49010000 | 1138.5023 | 0 | 0 |  | 1173.0211 | 23.4604 | 23.4604 | 23.4604 |  | 1173.0211 | 1173.0211 | 1173.0211
|  | 2006 | 50000 | 6 | 1027.3973 | 0.69483 | 713.8652 | 24657534.2466 | 94.6821 | 2970000 | 31.8795 | 0 | 0 | 1000 | 0 | 0.2 | 1 | 0 | 0 | 0 | 0 | 0 |  | 1.4 | 0 | 0 | 0 | 0 | 0 |  | 23.4623 | 118800 | 2.7873 | 0.93849 | 23.4623 | 47030000 | 1103.432 | 0 | 0 |  | 1200.9014 | 24.018 | 23.9717 | 23.842 |  | 1200.9014 | 1198.5859 | 1192.1024
|  | 2008 | 50000 | 12 | 2054.7945 | 0.6683 | 1373.2239 | 49315068.4932 | 184.0176 | 5940000 | 30.9794 | 0.059127 | 0 | 1000 | 0 | 0.2 | 1 | 900 | 180 | 13500000 | 31.1566 | 900000 | 34.6184 | 1.4 | 0 | 0 | 0 | 0 | 0 |  | 23.6969 | 237600 | 5.6304 | 0.94788 | 23.6969 | 44060000 | 1044.0864 | 262.5 | 25.7492 |  | 1259.4836 | 25.1897 | 24.3895 | 24.2021 |  | 1259.4836 | 1219.4753 | 1210.1051
|  | 2010 | 50000 | 18 | 3082.1918 | 0.65139 | 2007.6946 | 73972602.7397 | 270.9118 | 8910000 | 30.4054 | 0.13782 | 86.098 | 1000 | 86098 | 0.2 | 1 | 900 | 180 | 13500000 | 31.1566 | 900000 | 34.6184 | 1.4 | 0 | 0 | 0 | 0 | 0 |  | 23.9339 | 356400 | 8.53 | 0.95736 | 23.9339 | 41090000 | 983.4436 | 262.5 | 25.7492 |  | 1525.3854 | 30.5077 | 30.0297 | 29.7943 |  | 1525.3854 | 1501.4832 | 1489.7159
|  | 2012 | 50000 | 22 | 3767.1233 | 0.63903 | 2407.3045 | 90410958.9041 | 326.5487 | 10890000 | 29.9861 | 0.20828 | 344.342 | 1000 | 344342 | 0.2 | 1 | 900 | 180 | 13500000 | 31.1566 | 900000 | 34.6184 | 1.4 | 0 | 0 | 0 | 0 | 0 |  | 24.1732 | 435600 | 10.5299 | 0.96693 | 24.1732 | 39110000 | 945.4151 | 498.75 | 48.9235 |  | 1781.2437 | 35.6249 | 30.3965 | 30.1213 |  | 1781.2437 | 1519.8236 | 1506.064
|  | 2014 | 50000 | 26 | 4452.0548 | 0.62933 | 2801.824 | 106849315.0685 | 381.6864 | 12870000 | 29.6571 | 0.29314 | 602.586 | 1000 | 602586 | 0.2 | 1 | 900 | 180 | 13500000 | 31.1566 | 900000 | 34.6184 | 1.4 | 0 | 0 | 0 | 0 | 0 |  | 24.415 | 514800 | 12.5688 | 0.9766 | 24.415 | 37130000 | 906.5276 | 498.75 | 48.9235 |  | 1799.5328 | 35.9907 | 30.7424 | 30.4345 |  | 1799.5328 | 1537.1176 | 1521.7264
|  | 2016 | 50000 | 31 | 5308.2192 | 0.62137 | 3298.3811 | 127397260.274 | 450.9427 | 15345000 | 29.3869 | 0.41946 | 925.391 | 1000 | 925391 | 0.2 | 0.97256 | 900 | 180 | 13500000 | 31.1566 | 900000 | 34.6184 | 1.4 | 25.391 | 35.5474 | 380865 | 3.8678 | 25391 | 152.3291 | 24.6591 | 613800 | 15.1358 | 0.98636 | 24.6591 | 34655000 | 854.5616 | 603.75 | 59.2232 |  | 1924.39 | 38.4878 | 35.7938 | 30.735 |  | 1924.39 | 1789.6905 | 1536.7522
|  | 2018 | 50000 | 36 | 6164.3836 | 0.61463 | 3788.8374 | 147945205.4795 | 519.6006 | 17820000 | 29.1583 | 0.56828 | 1248.196 | 1000 | 1248196 | 0.2 | 0.72104 | 900 | 180 | 13500000 | 31.1566 | 900000 | 34.6184 | 1.4 | 348.196 | 487.4744 | 5222940 | 53.0404 | 348196 | 152.3291 | 24.9057 | 712800 | 17.7528 | 0.99623 | 24.9057 | 32180000 | 801.4656 | 603.75 | 59.2232 |  | 1942.5689 | 38.8514 | 36.1018 | 31.0235 |  | 1942.5689 | 1805.0919 | 1551.1745
|  | 2020 | 50000 | 40 | 6849.3151 | 0.6088 | 4169.8593 | 164383561.6438 | 573.4142 | 19800000 | 28.9603 | 0.70353 | 1506.44 | 1000 | 1506440 | 0.2 | 0.59744 | 900 | 180 | 13500000 | 31.1566 | 900000 | 34.6184 | 1.4 | 606.44 | 849.016 | 9096600 | 92.3784 | 606440 | 152.3291 | 25.1548 | 792000 | 19.9226 | 1.0062 | 25.1548 | 30200000 | 759.6738 | 603.75 | 59.2232 |  | 1956.7606 | 39.1352 | 36.3921 | 36.0253 |  | 1956.7606 | 1819.6061 | 1801.2661
|  | 2022 | 50000 | 40 | 6849.3151 | 0.60366 | 4134.6675 | 164383561.6438 | 569.9622 | 19800000 | 28.786 | 0.70353 | 1506.44 | 1000 | 1506440 | 0.2 | 0.59744 | 900 | 180 | 13500000 | 31.1566 | 900000 | 34.6184 | 1.4 | 606.44 | 849.016 | 9096600 | 92.3784 | 606440 | 152.3291 | 25.4063 | 792000 | 20.1218 | 1.0163 | 25.4063 | 30200000 | 767.2705 | 603.75 | 59.2232 |  | 1961.1045 | 39.2221 | 36.6651 | 36.2909 |  | 1961.1045 | 1833.2567 | 1814.5433
|  | 2024 | 50000 | 40 | 6849.3151 | 0.59908 | 4103.255 | 164383561.6438 | 566.8808 | 19800000 | 28.6303 | 0.70353 | 1506.44 | 1000 | 1506440 | 0.2 | 0.59744 | 900 | 180 | 13500000 | 31.1566 | 900000 | 34.6184 | 1.4 | 606.44 | 849.016 | 9096600 | 92.3784 | 606440 | 152.3291 | 25.6604 | 792000 | 20.323 | 1.0264 | 25.6604 | 30200000 | 774.9432 | 603.75 | 59.2232 |  | 1965.8971 | 39.3179 | 39.0212 | 36.5453 |  | 1965.8971 | 1951.0605 | 1827.2675
|  | 2026 | 50000 | 40 | 6849.3151 | 0.59494 | 4074.9093 | 164383561.6438 | 564.1004 | 19800000 | 28.4899 | 0.70353 | 1506.44 | 1000 | 1506440 | 0.2 | 0.59744 | 900 | 180 | 13500000 | 31.1566 | 900000 | 34.6184 | 1.4 | 606.44 | 849.016 | 9096600 | 92.3784 | 606440 | 152.3291 | 25.917 | 792000 | 20.5262 | 1.0367 | 25.917 | 30200000 | 782.6927 | 603.75 | 59.2232 |  | 1971.0693 | 39.4214 | 39.2606 | 36.7889 |  | 1971.0693 | 1963.0288 | 1839.4465
|  | 2028 | 50000 | 40 | 6849.3151 | 0.59117 | 4049.1008 | 164383561.6438 | 561.5687 | 19800000 | 28.3621 | 0.70353 | 1506.44 | 1000 | 1506440 | 0.2 | 0.59744 | 900 | 180 | 13500000 | 31.1566 | 900000 | 34.6184 | 1.4 | 606.44 | 849.016 | 9096600 | 92.3784 | 606440 | 152.3291 | 26.1761 | 792000 | 20.7315 | 1.047 | 26.1761 | 30200000 | 790.5196 | 603.75 | 59.2232 |  | 1976.5698 | 39.5314 | 39.4834 | 37.0217 |  | 1976.5698 | 1974.1694 | 1851.0858
|  | 2030 | 50000 | 40 | 6849.3151 | 0.58771 | 4025.4246 | 164383561.6438 | 559.2463 | 19800000 | 28.2448 | 0.70353 | 1506.44 | 1000 | 1506440 | 0.2 | 0.59744 | 900 | 180 | 13500000 | 31.1566 | 900000 | 34.6184 | 1.4 | 606.44 | 849.016 | 9096600 | 92.3784 | 606440 | 152.3291 | 26.4379 | 792000 | 20.9388 | 1.0575 | 26.4379 | 30200000 | 798.4248 | 603.75 | 59.2232 |  | 1982.3599 | 39.6472 | 39.6472 | 39.3438 |  | 1982.3599 | 1982.3599 | 1967.1888
|  | 2032 | 50000 | 40 | 6849.3151 | 0.58452 | 4003.565 | 164383561.6438 | 557.102 | 19800000 | 28.1365 | 0.70353 | 1506.44 | 1000 | 1506440 | 0.2 | 0.59744 | 900 | 180 | 13500000 | 31.1566 | 900000 | 34.6184 | 1.4 | 606.44 | 849.016 | 9096600 | 92.3784 | 606440 | 152.3291 | 26.7023 | 792000 | 21.1482 | 1.0681 | 26.7023 | 30200000 | 806.409 | 603.75 | 59.2232 |  | 1988.4093 | 39.7682 | 39.7682 | 39.5551 |  | 1988.4093 | 1988.4093 | 1977.7571
|  | 2034 | 50000 | 40 | 6849.3151 | 0.58156 | 3983.271 | 164383561.6438 | 555.1113 | 19800000 | 28.0359 | 0.70353 | 1506.44 | 1000 | 1506440 | 0.2 | 0.59744 | 900 | 180 | 13500000 | 31.1566 | 900000 | 34.6184 | 1.4 | 606.44 | 849.016 | 9096600 | 92.3784 | 606440 | 152.3291 | 26.9693 | 792000 | 21.3597 | 1.0788 | 26.9693 | 30200000 | 814.4731 | 603.75 | 59.2232 |  | 1994.6942 | 39.8939 | 39.8939 | 39.7558 |  | 1994.6942 | 1994.6942 | 1987.7914
|  | 2036 | 50000 | 40 | 6849.3151 | 0.57879 | 3964.3396 | 164383561.6438 | 553.2543 | 19800000 | 27.9421 | 0.70353 | 1506.44 | 1000 | 1506440 | 0.2 | 0.59744 | 900 | 180 | 13500000 | 31.1566 | 900000 | 34.6184 | 1.4 | 606.44 | 849.016 | 9096600 | 92.3784 | 606440 | 152.3291 | 27.239 | 792000 | 21.5733 | 1.0896 | 27.239 | 30200000 | 822.6179 | 603.75 | 59.2232 |  | 2001.1955 | 40.0239 | 40.0239 | 39.9458 |  | 2001.1955 | 2001.1955 | 1997.291
|  | 2038 | 50000 | 40 | 6849.3151 | 0.5762 | 3946.6047 | 164383561.6438 | 551.5147 | 19800000 | 27.8543 | 0.70353 | 1506.44 | 1000 | 1506440 | 0.2 | 0.59744 | 900 | 180 | 13500000 | 31.1566 | 900000 | 34.6184 | 1.4 | 606.44 | 849.016 | 9096600 | 92.3784 | 606440 | 152.3291 | 27.5114 | 792000 | 21.789 | 1.1005 | 27.5114 | 30200000 | 830.844 | 603.75 | 59.2232 |  | 2007.8977 | 40.158 | 40.158 | 40.1251 |  | 2007.8977 | 2007.8977 | 2006.2545
|  | 2040 | 50000 | 40 | 6849.3151 | 0.57377 | 3929.9284 | 164383561.6438 | 549.8789 | 19800000 | 27.7717 | 0.70353 | 1506.44 | 1000 | 1506440 | 0.2 | 0.59744 | 900 | 180 | 13500000 | 31.1566 | 900000 | 34.6184 | 1.4 | 606.44 | 849.016 | 9096600 | 92.3784 | 606440 | 152.3291 | 27.7865 | 792000 | 22.0069 | 1.1115 | 27.7865 | 30200000 | 839.1525 | 603.75 | 59.2232 |  | 2014.7882 | 40.2958 | 40.2958 | 40.2925 |  | 2014.7882 | 2014.7882 | 2014.6254
|  | 2042 | 50000 | 40 | 6849.3151 | 0.57147 | 3914.1953 | 164383561.6438 | 548.3356 | 19800000 | 27.6937 | 0.70353 | 1506.44 | 1000 | 1506440 | 0.2 | 0.59744 | 900 | 180 | 13500000 | 31.1566 | 900000 | 34.6184 | 1.4 | 606.44 | 849.016 | 9096600 | 92.3784 | 606440 | 152.3291 | 28.0644 | 792000 | 22.227 | 1.1226 | 28.0644 | 30200000 | 847.544 | 603.75 | 59.2232 |  | 2021.8565 | 40.4371 | 40.4371 | 40.4371 |  | 2021.8565 | 2021.8565 | 2021.8565
|  | 2044 | 50000 | 40 | 6849.3151 | 0.5693 | 3899.3075 | 164383561.6438 | 546.8752 | 19800000 | 27.62 | 0.70353 | 1506.44 | 1000 | 1506440 | 0.2 | 0.59744 | 900 | 180 | 13500000 | 31.1566 | 900000 | 34.6184 | 1.4 | 606.44 | 849.016 | 9096600 | 92.3784 | 606440 | 152.3291 | 28.345 | 792000 | 22.4493 | 1.1338 | 28.345 | 30200000 | 856.0194 | 603.75 | 59.2232 |  | 2029.0939 | 40.5819 | 40.5819 | 40.5819 |  | 2029.0939 | 2029.0939 | 2029.0939
|  | 2046 | 50000 | 40 | 6849.3151 | 0.56724 | 3885.1815 | 164383561.6438 | 545.4895 | 19800000 | 27.55 | 0.70353 | 1506.44 | 1000 | 1506440 | 0.2 | 0.59744 | 900 | 180 | 13500000 | 31.1566 | 900000 | 34.6184 | 1.4 | 606.44 | 849.016 | 9096600 | 92.3784 | 606440 | 152.3291 | 28.6285 | 792000 | 22.6737 | 1.1451 | 28.6285 | 30200000 | 864.5796 | 603.75 | 59.2232 |  | 2036.4929 | 40.7299 | 40.7299 | 40.7299 |  | 2036.4929 | 2036.4929 | 2036.4929
|  | 2048 | 50000 | 40 | 6849.3151 | 0.56527 | 3871.7457 | 164383561.6438 | 544.1716 | 19800000 | 27.4834 | 0.70353 | 1506.44 | 1000 | 1506440 | 0.2 | 0.59744 | 900 | 180 | 13500000 | 31.1566 | 900000 | 34.6184 | 1.4 | 606.44 | 849.016 | 9096600 | 92.3784 | 606440 | 152.3291 | 28.9147 | 792000 | 22.9005 | 1.1566 | 28.9147 | 30200000 | 873.2254 | 603.75 | 59.2232 |  | 2044.0475 | 40.8809 | 40.8809 | 40.8809 |  | 2044.0475 | 2044.0475 | 2044.0475
|  | 2050 | 50000 | 40 | 6849.3151 | 0.5634 | 3858.9376 | 164383561.6438 | 542.9152 | 19800000 | 27.42 | 0.70353 | 1506.44 | 1000 | 1506440 | 0.2 | 0.59744 | 900 | 180 | 13500000 | 31.1566 | 900000 | 34.6184 | 1.4 | 606.44 | 849.016 | 9096600 | 92.3784 | 606440 | 152.3291 | 29.2039 | 792000 | 23.1295 | 1.1682 | 29.2039 | 30200000 | 881.9577 | 603.75 | 59.2232 |  | 2051.7524 | 41.035 | 41.035 | 41.035 |  | 2051.7524 | 2051.7524 | 2051.7524
Demand |  |  |  | Cost of wind (£) | [7 empty] | cost of storage (£) |  |  |  | Pumped Hydro | [14 empty] | cost conv backup (£) |  |  |  | cost conv generation |  |  | cost of grid upgrade (£m) |  |  | total cost
Accounting period (yrs) | 20 | demand | GWh | % wind penetration | MW capacity | CapCost (£m/MW) | Capital cost (£m) | Annmaint (24/kw -inc) | annual Cost (£m) | Annual MWh generated | Cost (pounds/MWh) | storage factor | MW capacity | Hrs generation / yr | Annual MWh generated | upgraded (£m/MW) | P H upg factor | MW PHUp | Capital cost (£m) | Annmaint (25/kw -inc) | annual Cost (£m) | MWh PHUp | Cost (£/MWh) | New Built (£m/MW) | MW Phnew | Capital cost (£m) | Annmaint (24/kw -inc) | annual Cost (£m) | MWh PHUp | Cost (£/MWh) | cost (pounds/MWh) | MWh used / year | cost of backup (£m/yr) | cost across all wind MWh (£/MWh) | cost (£/MWh) | MWh used / year | cost of conv (£m/yr) | total cost | annual Cost (£m) | cost / MWh | total cost (£m) | Overall cost (£/MWh)
Interest rate | 0.075 | year | * 12% of UK total plus interconnector export | bit behind targets |  |  |  | 24 | [9 empty] | max - 900 |  | 15 |  |  |  |  | max - | [5 empty] | 23 |  |  |  | 23
Capacity Factor (%) | 33 | 2004 | 50000 | 2 | 342.4658 | 0.7555 | 258.7329 | 8219178.0822 | 33.5989 | 990000 | 33.9382 | 0 | 0 | 1000 | 0 | 0.2 | 1 | 0 | 0 | 0 | 0 | 0 |  | 1.4 | 0 | 0 | 0 | 0 | 0 |  | 23.23 | 39600 | 0.91991 | 0.9292 | 23.23 | 49010000 | 1138.5023 | 0 | 0 |  | 1173.0211 | 23.4604
|  | 2006 | 50000 | 5.5 | 941.7808 | 0.69483 | 654.3765 | 22602739.726 | 86.792 | 2722500 | 31.8795 | 0 | 0 | 1000 | 0 | 0.2 | 1 | 0 | 0 | 0 | 0 | 0 |  | 1.4 | 0 | 0 | 0 | 0 | 0 |  | 23.4623 | 108900 | 2.555 | 0.93849 | 23.4623 | 47277500 | 1109.2389 | 0 | 0 |  | 1198.5859 | 23.9717
|  | 2008 | 50000 | 8.5 | 1455.4795 | 0.6683 | 972.7003 | 34931506.8493 | 130.3458 | 4207500 | 30.9794 | 0.028183 | 0 | 1000 | 0 | 0.2 | 1 | 900 | 180 | 13500000 | 31.1566 | 900000 | 34.6184 | 1.4 | 0 | 0 | 0 | 0 | 0 |  | 23.6969 | 168300 | 3.9882 | 0.94788 | 23.6969 | 45792500 | 1085.1413 | 0 | 0 |  | 1219.4753 | 24.3895
|  | 2010 | 50000 | 11.5 | 1969.1781 | 0.65139 | 1282.6938 | 47260273.9726 | 173.0825 | 5692500 | 30.4054 | 0.054032 | 0 | 1000 | 0 | 0.2 | 1 | 900 | 180 | 13500000 | 31.1566 | 900000 | 34.6184 | 1.4 | 0 | 0 | 0 | 0 | 0 |  | 23.9339 | 227700 | 5.4497 | 0.95736 | 23.9339 | 44307500 | 1060.4509 | 262.5 | 25.7492 |  | 1501.4832 | 30.0297
|  | 2012 | 50000 | 14.5 | 2482.8767 | 0.63903 | 1586.6325 | 59589041.0959 | 215.2253 | 7177500 | 29.9861 | 0.08798 | 0 | 1000 | 0 | 0.2 | 1 | 900 | 180 | 13500000 | 31.1566 | 900000 | 34.6184 | 1.4 | 0 | 0 | 0 | 0 | 0 |  | 24.1732 | 287100 | 6.9401 | 0.96693 | 24.1732 | 42822500 | 1035.1582 | 262.5 | 25.7492 |  | 1519.8236 | 30.3965
|  | 2014 | 50000 | 17.5 | 2996.5753 | 0.62933 | 1885.8431 | 71917808.2192 | 256.9043 | 8662500 | 29.6571 | 0.13003 | 53.8175 | 1000 | 53817.5 | 0.2 | 1 | 900 | 180 | 13500000 | 31.1566 | 900000 | 34.6184 | 1.4 | 0 | 0 | 0 | 0 | 0 |  | 24.415 | 346500 | 8.4598 | 0.9766 | 24.415 | 41337500 | 1009.2536 | 262.5 | 25.7492 |  | 1537.1176 | 30.7424
|  | 2016 | 50000 | 20.5 | 3510.274 | 0.62137 | 2181.1875 | 84246575.3425 | 298.204 | 10147500 | 29.3869 | 0.18017 | 247.5005 | 1000 | 247500.5 | 0.2 | 1 | 900 | 180 | 13500000 | 31.1566 | 900000 | 34.6184 | 1.4 | 0 | 0 | 0 | 0 | 0 |  | 24.6591 | 405900 | 10.0091 | 0.98636 | 24.6591 | 39852500 | 982.7273 | 498.75 | 48.9235 |  | 1789.6905 | 35.7938
|  | 2018 | 50000 | 23.5 | 4023.9726 | 0.61463 | 2473.2689 | 96575342.4658 | 339.1837 | 11632500 | 29.1583 | 0.23842 | 441.1835 | 1000 | 441183.5 | 0.2 | 1 | 900 | 180 | 13500000 | 31.1566 | 900000 | 34.6184 | 1.4 | 0 | 0 | 0 | 0 | 0 |  | 24.9057 | 465300 | 11.5886 | 0.99623 | 24.9057 | 38367500 | 955.5696 | 498.75 | 48.9235 |  | 1805.0919 | 36.1018
|  | 2020 | 50000 | 26.5 | 4537.6712 | 0.6088 | 2762.5318 | 108904109.589 | 379.8869 | 13117500 | 28.9603 | 0.30476 | 634.8665 | 1000 | 634866.5 | 0.2 | 1 | 900 | 180 | 13500000 | 31.1566 | 900000 | 34.6184 | 1.4 | 0 | 0 | 0 | 0 | 0 |  | 25.1548 | 524700 | 13.1987 | 1.0062 | 25.1548 | 36882500 | 927.7705 | 498.75 | 48.9235 |  | 1819.6061 | 36.3921
|  | 2022 | 50000 | 29.5 | 5051.3699 | 0.60366 | 3049.3173 | 121232876.7123 | 420.3471 | 14602500 | 28.786 | 0.3792 | 828.5495 | 1000 | 828549.5 | 0.2 | 1 | 900 | 180 | 13500000 | 31.1566 | 900000 | 34.6184 | 1.4 | 0 | 0 | 0 | 0 | 0 |  | 25.4063 | 584100 | 14.8398 | 1.0163 | 25.4063 | 35397500 | 899.3198 | 498.75 | 48.9235 |  | 1833.2567 | 36.6651
|  | 2024 | 50000 | 32.5 | 5565.0685 | 0.59908 | 3333.8947 | 133561643.8356 | 460.5907 | 16087500 | 28.6303 | 0.46175 | 1022.2325 | 1000 | 1022232.5 | 0.2 | 0.88043 | 900 | 180 | 13500000 | 31.1566 | 900000 | 34.6184 | 1.4 | 122.2325 | 171.1255 | 1833487.5 | 18.6196 | 122232.5 | 152.3291 | 25.6604 | 643500 | 16.5124 | 1.0264 | 25.6604 | 33912500 | 870.2074 | 603.75 | 59.2232 |  | 1951.0605 | 39.0212
|  | 2026 | 50000 | 35.5 | 6078.7671 | 0.59494 | 3616.482 | 145890410.9589 | 500.6391 | 17572500 | 28.4899 | 0.55239 | 1215.9155 | 1000 | 1215915.5 | 0.2 | 0.74018 | 900 | 180 | 13500000 | 31.1566 | 900000 | 34.6184 | 1.4 | 315.9155 | 442.2817 | 4738732.5 | 48.1231 | 315915.5 | 152.3291 | 25.917 | 702900 | 18.217 | 1.0367 | 25.917 | 32427500 | 840.4227 | 603.75 | 59.2232 |  | 1963.0288 | 39.2606
|  | 2028 | 50000 | 38.5 | 6592.4658 | 0.59117 | 3897.2595 | 158219178.0822 | 540.5099 | 19057500 | 28.3621 | 0.65113 | 1409.5985 | 1000 | 1409598.5 | 0.2 | 0.63848 | 900 | 180 | 13500000 | 31.1566 | 900000 | 34.6184 | 1.4 | 509.5985 | 713.4379 | 7643977.5 | 77.6267 | 509598.5 | 152.3291 | 26.1761 | 762300 | 19.9541 | 1.047 | 26.1761 | 30942500 | 809.9554 | 603.75 | 59.2232 |  | 1974.1694 | 39.4834
|  | 2030 | 50000 | 40 | 6849.3151 | 0.58771 | 4025.4246 | 164383561.6438 | 559.2463 | 19800000 | 28.2448 | 0.70353 | 1506.44 | 1000 | 1506440 | 0.2 | 0.59744 | 900 | 180 | 13500000 | 31.1566 | 900000 | 34.6184 | 1.4 | 606.44 | 849.016 | 9096600 | 92.3784 | 606440 | 152.3291 | 26.4379 | 792000 | 20.9388 | 1.0575 | 26.4379 | 30200000 | 798.4248 | 603.75 | 59.2232 |  | 1982.3599 | 39.6472
|  | 2032 | 50000 | 40 | 6849.3151 | 0.58452 | 4003.565 | 164383561.6438 | 557.102 | 19800000 | 28.1365 | 0.70353 | 1506.44 | 1000 | 1506440 | 0.2 | 0.59744 | 900 | 180 | 13500000 | 31.1566 | 900000 | 34.6184 | 1.4 | 606.44 | 849.016 | 9096600 | 92.3784 | 606440 | 152.3291 | 26.7023 | 792000 | 21.1482 | 1.0681 | 26.7023 | 30200000 | 806.409 | 603.75 | 59.2232 |  | 1988.4093 | 39.7682
|  | 2034 | 50000 | 40 | 6849.3151 | 0.58156 | 3983.271 | 164383561.6438 | 555.1113 | 19800000 | 28.0359 | 0.70353 | 1506.44 | 1000 | 1506440 | 0.2 | 0.59744 | 900 | 180 | 13500000 | 31.1566 | 900000 | 34.6184 | 1.4 | 606.44 | 849.016 | 9096600 | 92.3784 | 606440 | 152.3291 | 26.9693 | 792000 | 21.3597 | 1.0788 | 26.9693 | 30200000 | 814.4731 | 603.75 | 59.2232 |  | 1994.6942 | 39.8939
|  | 2036 | 50000 | 40 | 6849.3151 | 0.57879 | 3964.3396 | 164383561.6438 | 553.2543 | 19800000 | 27.9421 | 0.70353 | 1506.44 | 1000 | 1506440 | 0.2 | 0.59744 | 900 | 180 | 13500000 | 31.1566 | 900000 | 34.6184 | 1.4 | 606.44 | 849.016 | 9096600 | 92.3784 | 606440 | 152.3291 | 27.239 | 792000 | 21.5733 | 1.0896 | 27.239 | 30200000 | 822.6179 | 603.75 | 59.2232 |  | 2001.1955 | 40.0239
|  | 2038 | 50000 | 40 | 6849.3151 | 0.5762 | 3946.6047 | 164383561.6438 | 551.5147 | 19800000 | 27.8543 | 0.70353 | 1506.44 | 1000 | 1506440 | 0.2 | 0.59744 | 900 | 180 | 13500000 | 31.1566 | 900000 | 34.6184 | 1.4 | 606.44 | 849.016 | 9096600 | 92.3784 | 606440 | 152.3291 | 27.5114 | 792000 | 21.789 | 1.1005 | 27.5114 | 30200000 | 830.844 | 603.75 | 59.2232 |  | 2007.8977 | 40.158
|  | 2040 | 50000 | 40 | 6849.3151 | 0.57377 | 3929.9284 | 164383561.6438 | 549.8789 | 19800000 | 27.7717 | 0.70353 | 1506.44 | 1000 | 1506440 | 0.2 | 0.59744 | 900 | 180 | 13500000 | 31.1566 | 900000 | 34.6184 | 1.4 | 606.44 | 849.016 | 9096600 | 92.3784 | 606440 | 152.3291 | 27.7865 | 792000 | 22.0069 | 1.1115 | 27.7865 | 30200000 | 839.1525 | 603.75 | 59.2232 |  | 2014.7882 | 40.2958
|  | 2042 | 50000 | 40 | 6849.3151 | 0.57147 | 3914.1953 | 164383561.6438 | 548.3356 | 19800000 | 27.6937 | 0.70353 | 1506.44 | 1000 | 1506440 | 0.2 | 0.59744 | 900 | 180 | 13500000 | 31.1566 | 900000 | 34.6184 | 1.4 | 606.44 | 849.016 | 9096600 | 92.3784 | 606440 | 152.3291 | 28.0644 | 792000 | 22.227 | 1.1226 | 28.0644 | 30200000 | 847.544 | 603.75 | 59.2232 |  | 2021.8565 | 40.4371
|  | 2044 | 50000 | 40 | 6849.3151 | 0.5693 | 3899.3075 | 164383561.6438 | 546.8752 | 19800000 | 27.62 | 0.70353 | 1506.44 | 1000 | 1506440 | 0.2 | 0.59744 | 900 | 180 | 13500000 | 31.1566 | 900000 | 34.6184 | 1.4 | 606.44 | 849.016 | 9096600 | 92.3784 | 606440 | 152.3291 | 28.345 | 792000 | 22.4493 | 1.1338 | 28.345 | 30200000 | 856.0194 | 603.75 | 59.2232 |  | 2029.0939 | 40.5819
|  | 2046 | 50000 | 40 | 6849.3151 | 0.56724 | 3885.1815 | 164383561.6438 | 545.4895 | 19800000 | 27.55 | 0.70353 | 1506.44 | 1000 | 1506440 | 0.2 | 0.59744 | 900 | 180 | 13500000 | 31.1566 | 900000 | 34.6184 | 1.4 | 606.44 | 849.016 | 9096600 | 92.3784 | 606440 | 152.3291 | 28.6285 | 792000 | 22.6737 | 1.1451 | 28.6285 | 30200000 | 864.5796 | 603.75 | 59.2232 |  | 2036.4929 | 40.7299
|  | 2048 | 50000 | 40 | 6849.3151 | 0.56527 | 3871.7457 | 164383561.6438 | 544.1716 | 19800000 | 27.4834 | 0.70353 | 1506.44 | 1000 | 1506440 | 0.2 | 0.59744 | 900 | 180 | 13500000 | 31.1566 | 900000 | 34.6184 | 1.4 | 606.44 | 849.016 | 9096600 | 92.3784 | 606440 | 152.3291 | 28.9147 | 792000 | 22.9005 | 1.1566 | 28.9147 | 30200000 | 873.2254 | 603.75 | 59.2232 |  | 2044.0475 | 40.8809
|  | 2050 | 50000 | 40 | 6849.3151 | 0.5634 | 3858.9376 | 164383561.6438 | 542.9152 | 19800000 | 27.42 | 0.70353 | 1506.44 | 1000 | 1506440 | 0.2 | 0.59744 | 900 | 180 | 13500000 | 31.1566 | 900000 | 34.6184 | 1.4 | 606.44 | 849.016 | 9096600 | 92.3784 | 606440 | 152.3291 | 29.2039 | 792000 | 23.1295 | 1.1682 | 29.2039 | 30200000 | 881.9577 | 603.75 | 59.2232 |  | 2051.7524 | 41.035
Demand |  |  |  | Cost of wind (£) | [7 empty] | cost of storage (£) |  |  |  | Pumped Hydro | [14 empty] | cost conv backup (£) |  |  |  | cost conv generation |  |  | cost of grid upgrade (£m) |  |  | total cost
Accounting period (yrs) | 20 | demand | GWh | % wind penetration | MW capacity | CapCost (£m/MW) | Capital cost (£m) | Annmaint (24/kw -inc) | annual Cost (£m) | Annual MWh generated | Cost (pounds/MWh) | storage factor | MW capacity | Hrs generation / yr | Annual MWh generated | upgraded (£m/MW) | P H upg factor | MW PHUp | Capital cost (£m) | Annmaint (25/kw -inc) | annual Cost (£m) | MWh PHUp | Cost (£/MWh) | New Built (£m/MW) | MW Phnew | Capital cost (£m) | Annmaint (24/kw -inc) | annual Cost (£m) | MWh PHUp | Cost (£/MWh) | cost (pounds/MWh) | MWh used / year | cost of backup (£m/yr) | cost across all wind MWh (£/MWh) | cost (£/MWh) | MWh used / year | cost of conv (£m/yr) | total cost | annual Cost (£m) | cost / MWh | total cost (£m) | Overall cost (£/MWh)
Interest rate | 0.075 | year | * 12% of UK total plus interconnector export | well behind targets |  |  |  | 24 | [9 empty] | max - 900 |  | 15 |  |  |  |  | max - | [5 empty] | 23 |  |  |  | 23
Capacity Factor (%) | 33 | 2004 | 50000 | 2 | 342.4658 | 0.7555 | 258.7329 | 8219178.0822 | 33.5989 | 990000 | 33.9382 | 0 | 0 | 1000 | 0 | 0.2 | 1 | 0 | 0 | 0 | 0 | 0 |  | 1.4 | 0 | 0 | 0 | 0 | 0 |  | 23.23 | 39600 | 0.91991 | 0.9292 | 23.23 | 49010000 | 1138.5023 | 0 | 0 |  | 1173.0211 | 23.4604
|  | 2006 | 50000 | 4.1 | 702.0548 | 0.69483 | 487.8079 | 16849315.0685 | 64.6995 | 2029500 | 31.8795 | 0 | 0 | 1000 | 0 | 0.2 | 1 | 0 | 0 | 0 | 0 | 0 |  | 1.4 | 0 | 0 | 0 | 0 | 0 |  | 23.4623 | 81180 | 1.9047 | 0.93849 | 23.4623 | 47970500 | 1125.4983 | 0 | 0 |  | 1192.1024 | 23.842
|  | 2008 | 50000 | 6.2 | 1061.6438 | 0.6683 | 709.499 | 25479452.0548 | 95.0758 | 3069000 | 30.9794 | 0.01385 | 0 | 1000 | 0 | 0.2 | 1 | 900 | 180 | 13500000 | 31.1566 | 900000 | 34.6184 | 1.4 | 0 | 0 | 0 | 0 | 0 |  | 23.6969 | 122760 | 2.909 | 0.94788 | 23.6969 | 46931000 | 1112.1203 | 0 | 0 |  | 1210.1051 | 24.2021
|  | 2010 | 50000 | 8.3 | 1421.2329 | 0.65139 | 925.7703 | 34109589.0411 | 124.9204 | 4108500 | 30.4054 | 0.026747 | 0 | 1000 | 0 | 0.2 | 1 | 900 | 180 | 13500000 | 31.1566 | 900000 | 34.6184 | 1.4 | 0 | 0 | 0 | 0 | 0 |  | 23.9339 | 164340 | 3.9333 | 0.95736 | 23.9339 | 45891500 | 1098.3622 | 262.5 | 25.7492 |  | 1489.7159 | 29.7943
|  | 2012 | 50000 | 10.4 | 1780.8219 | 0.63903 | 1137.9985 | 42739726.0274 | 154.3685 | 5148000 | 29.9861 | 0.043613 | 0 | 1000 | 0 | 0.2 | 1 | 900 | 180 | 13500000 | 31.1566 | 900000 | 34.6184 | 1.4 | 0 | 0 | 0 | 0 | 0 |  | 24.1732 | 205920 | 4.9778 | 0.96693 | 24.1732 | 44852000 | 1084.2178 | 262.5 | 25.7492 |  | 1506.064 | 30.1213
|  | 2014 | 50000 | 12.5 | 2140.411 | 0.62933 | 1347.0308 | 51369863.0137 | 183.5031 | 6187500 | 29.6571 | 0.064448 | 0 | 1000 | 0 | 0.2 | 1 | 900 | 180 | 13500000 | 31.1566 | 900000 | 34.6184 | 1.4 | 0 | 0 | 0 | 0 | 0 |  | 24.415 | 247500 | 6.0427 | 0.9766 | 24.415 | 43812500 | 1069.6806 | 262.5 | 25.7492 |  | 1521.7264 | 30.4345
|  | 2016 | 50000 | 14.6 | 2500 | 0.62137 | 1553.4311 | 60000000 | 212.3795 | 7227000 | 29.3869 | 0.089251 | 0 | 1000 | 0 | 0.2 | 1 | 900 | 180 | 13500000 | 31.1566 | 900000 | 34.6184 | 1.4 | 0 | 0 | 0 | 0 | 0 |  | 24.6591 | 289080 | 7.1285 | 0.98636 | 24.6591 | 42773000 | 1054.7442 | 262.5 | 25.7492 |  | 1536.7522 | 30.735
|  | 2018 | 50000 | 16.7 | 2859.589 | 0.61463 | 1757.5996 | 68630136.9863 | 241.0369 | 8266500 | 29.1583 | 0.11802 | 2.1687 | 1000 | 2168.7 | 0.2 | 1 | 900 | 180 | 13500000 | 31.1566 | 900000 | 34.6184 | 1.4 | 0 | 0 | 0 | 0 | 0 |  | 24.9057 | 330660 | 8.2353 | 0.99623 | 24.9057 | 41733500 | 1039.4022 | 262.5 | 25.7492 |  | 1551.1745 | 31.0235
|  | 2020 | 50000 | 18.8 | 3219.1781 | 0.6088 | 1959.8339 | 77260273.9726 | 269.5047 | 9306000 | 28.9603 | 0.15076 | 137.7468 | 1000 | 137746.8 | 0.2 | 1 | 900 | 180 | 13500000 | 31.1566 | 900000 | 34.6184 | 1.4 | 0 | 0 | 0 | 0 | 0 |  | 25.1548 | 372240 | 9.3636 | 1.0062 | 25.1548 | 40694000 | 1023.6479 | 498.75 | 48.9235 |  | 1801.2661 | 36.0253
|  | 2022 | 50000 | 20.9 | 3578.7671 | 0.60366 | 2160.3638 | 85890410.9589 | 297.8052 | 10345500 | 28.786 | 0.18747 | 273.3249 | 1000 | 273324.9 | 0.2 | 1 | 900 | 180 | 13500000 | 31.1566 | 900000 | 34.6184 | 1.4 | 0 | 0 | 0 | 0 | 0 |  | 25.4063 | 413820 | 10.5136 | 1.0163 | 25.4063 | 39654500 | 1007.4745 | 498.75 | 48.9235 |  | 1814.5433 | 36.2909
|  | 2024 | 50000 | 23 | 3938.3562 | 0.59908 | 2359.3716 | 94520547.9452 | 325.9565 | 11385000 | 28.6303 | 0.22815 | 408.903 | 1000 | 408903 | 0.2 | 1 | 900 | 180 | 13500000 | 31.1566 | 900000 | 34.6184 | 1.4 | 0 | 0 | 0 | 0 | 0 |  | 25.6604 | 455400 | 11.6857 | 1.0264 | 25.6604 | 38615000 | 990.8753 | 498.75 | 48.9235 |  | 1827.2675 | 36.5453
|  | 2026 | 50000 | 25.1 | 4297.9452 | 0.59494 | 2557.0056 | 103150684.9315 | 353.973 | 12424500 | 28.4899 | 0.27279 | 544.4811 | 1000 | 544481.1 | 0.2 | 1 | 900 | 180 | 13500000 | 31.1566 | 900000 | 34.6184 | 1.4 | 0 | 0 | 0 | 0 | 0 |  | 25.917 | 496980 | 12.8802 | 1.0367 | 25.917 | 37575500 | 973.8433 | 498.75 | 48.9235 |  | 1839.4465 | 36.7889
|  | 2028 | 50000 | 27.2 | 4657.5342 | 0.59117 | 2753.3885 | 111780821.9178 | 381.8667 | 13464000 | 28.3621 | 0.32141 | 680.0592 | 1000 | 680059.2 | 0.2 | 1 | 900 | 180 | 13500000 | 31.1566 | 900000 | 34.6184 | 1.4 | 0 | 0 | 0 | 0 | 0 |  | 26.1761 | 538560 | 14.0974 | 1.047 | 26.1761 | 36536000 | 956.3717 | 498.75 | 48.9235 |  | 1851.0858 | 37.0217
|  | 2030 | 50000 | 29.3 | 5017.1233 | 0.58771 | 2948.6235 | 120410958.9041 | 409.6479 | 14503500 | 28.2448 | 0.37399 | 815.6373 | 1000 | 815637.3 | 0.2 | 1 | 900 | 180 | 13500000 | 31.1566 | 900000 | 34.6184 | 1.4 | 0 | 0 | 0 | 0 | 0 |  | 26.4379 | 580140 | 15.3377 | 1.0575 | 26.4379 | 35496500 | 938.4532 | 603.75 | 59.2232 |  | 1967.1888 | 39.3438
|  | 2032 | 50000 | 31.4 | 5376.7123 | 0.58452 | 3142.7985 | 129041095.8904 | 437.3251 | 15543000 | 28.1365 | 0.43054 | 951.2154 | 1000 | 951215.4 | 0.2 | 0.94616 | 900 | 180 | 13500000 | 31.1566 | 900000 | 34.6184 | 1.4 | 51.2154 | 71.7016 | 768231 | 7.8016 | 51215.4 | 152.3291 | 26.7023 | 621720 | 16.6013 | 1.0681 | 26.7023 | 34457000 | 920.0807 | 603.75 | 59.2232 |  | 1977.7571 | 39.5551
|  | 2034 | 50000 | 33.5 | 5736.3014 | 0.58156 | 3335.9894 | 137671232.8767 | 464.9057 | 16582500 | 28.0359 | 0.49106 | 1086.7935 | 1000 | 1086793.5 | 0.2 | 0.82812 | 900 | 180 | 13500000 | 31.1566 | 900000 | 34.6184 | 1.4 | 186.7935 | 261.5109 | 2801902.5 | 28.4541 | 186793.5 | 152.3291 | 26.9693 | 663300 | 17.8887 | 1.0788 | 26.9693 | 33417500 | 901.2469 | 603.75 | 59.2232 |  | 1987.7914 | 39.7558
|  | 2036 | 50000 | 35.6 | 6095.8904 | 0.57879 | 3528.2622 | 146301369.863 | 492.3963 | 17622000 | 27.9421 | 0.55555 | 1222.3716 | 1000 | 1222371.6 | 0.2 | 0.73627 | 900 | 180 | 13500000 | 31.1566 | 900000 | 34.6184 | 1.4 | 322.3716 | 451.3202 | 4835574 | 49.1066 | 322371.6 | 152.3291 | 27.239 | 704880 | 19.2002 | 1.0896 | 27.239 | 32378000 | 881.9444 | 603.75 | 59.2232 |  | 1997.291 | 39.9458
|  | 2038 | 50000 | 37.7 | 6455.4795 | 0.5762 | 3719.6749 | 154931506.8493 | 519.8026 | 18661500 | 27.8543 | 0.624 | 1357.9497 | 1000 | 1357949.7 | 0.2 | 0.66276 | 900 | 180 | 13500000 | 31.1566 | 900000 | 34.6184 | 1.4 | 457.9497 | 641.1296 | 6869245.5 | 69.7591 | 457949.7 | 152.3291 | 27.5114 | 746460 | 20.5362 | 1.1005 | 27.5114 | 31338500 | 862.1658 | 603.75 | 59.2232 |  | 2006.2545 | 40.1251
|  | 2040 | 50000 | 39.7 | 6797.9452 | 0.57377 | 3900.454 | 163150684.9315 | 545.7548 | 19651500 | 27.7717 | 0.69289 | 1487.0717 | 1000 | 1487071.7 | 0.2 | 0.60522 | 900 | 180 | 13500000 | 31.1566 | 900000 | 34.6184 | 1.4 | 587.0717 | 821.9004 | 8806075.5 | 89.4281 | 587071.7 | 152.3291 | 27.7865 | 786060 | 21.8419 | 1.1115 | 27.7865 | 30348500 | 843.2788 | 603.75 | 59.2232 |  | 2014.6254 | 40.2925
|  | 2042 | 50000 | 40 | 6849.3151 | 0.57147 | 3914.1953 | 164383561.6438 | 548.3356 | 19800000 | 27.6937 | 0.70353 | 1506.44 | 1000 | 1506440 | 0.2 | 0.59744 | 900 | 180 | 13500000 | 31.1566 | 900000 | 34.6184 | 1.4 | 606.44 | 849.016 | 9096600 | 92.3784 | 606440 | 152.3291 | 28.0644 | 792000 | 22.227 | 1.1226 | 28.0644 | 30200000 | 847.544 | 603.75 | 59.2232 |  | 2021.8565 | 40.4371
|  | 2044 | 50000 | 40 | 6849.3151 | 0.5693 | 3899.3075 | 164383561.6438 | 546.8752 | 19800000 | 27.62 | 0.70353 | 1506.44 | 1000 | 1506440 | 0.2 | 0.59744 | 900 | 180 | 13500000 | 31.1566 | 900000 | 34.6184 | 1.4 | 606.44 | 849.016 | 9096600 | 92.3784 | 606440 | 152.3291 | 28.345 | 792000 | 22.4493 | 1.1338 | 28.345 | 30200000 | 856.0194 | 603.75 | 59.2232 |  | 2029.0939 | 40.5819
|  | 2046 | 50000 | 40 | 6849.3151 | 0.56724 | 3885.1815 | 164383561.6438 | 545.4895 | 19800000 | 27.55 | 0.70353 | 1506.44 | 1000 | 1506440 | 0.2 | 0.59744 | 900 | 180 | 13500000 | 31.1566 | 900000 | 34.6184 | 1.4 | 606.44 | 849.016 | 9096600 | 92.3784 | 606440 | 152.3291 | 28.6285 | 792000 | 22.6737 | 1.1451 | 28.6285 | 30200000 | 864.5796 | 603.75 | 59.2232 |  | 2036.4929 | 40.7299
|  | 2048 | 50000 | 40 | 6849.3151 | 0.56527 | 3871.7457 | 164383561.6438 | 544.1716 | 19800000 | 27.4834 | 0.70353 | 1506.44 | 1000 | 1506440 | 0.2 | 0.59744 | 900 | 180 | 13500000 | 31.1566 | 900000 | 34.6184 | 1.4 | 606.44 | 849.016 | 9096600 | 92.3784 | 606440 | 152.3291 | 28.9147 | 792000 | 22.9005 | 1.1566 | 28.9147 | 30200000 | 873.2254 | 603.75 | 59.2232 |  | 2044.0475 | 40.8809
|  | 2050 | 50000 | 40 | 6849.3151 | 0.5634 | 3858.9376 | 164383561.6438 | 542.9152 | 19800000 | 27.42 | 0.70353 | 1506.44 | 1000 | 1506440 | 0.2 | 0.59744 | 900 | 180 | 13500000 | 31.1566 | 900000 | 34.6184 | 1.4 | 606.44 | 849.016 | 9096600 | 92.3784 | 606440 | 152.3291 | 29.2039 | 792000 | 23.1295 | 1.1682 | 29.2039 | 30200000 | 881.9577 | 603.75 | 59.2232 |  | 2051.7524 | 41.035
LOWER DEMAND INCREASING | [45 empty] | LOWER DEMAND INCREASING
Demand |  |  |  | Cost of wind (£) | [7 empty] | cost of storage (£) |  |  |  | Pumped Hydro | [14 empty] | cost conv backup (£) |  |  |  | cost conv generation |  |  | cost of grid upgrade (£m) |  |  | total cost |  | LOWER DEMAND INCREASING
Accounting period (yrs) | 20 | demand | GWh | % wind penetration | MW capacity | CapCost (£m/MW) | Capital cost (£m) | Annmaint (24/kw -inc) | annual Cost (£m) | Annual MWh generated | Cost (pounds/MWh) | storage factor | MW capacity | Hrs generation / yr | Annual MWh generated | upgraded (£m/MW) | P H upg factor | MW PHUp | Capital cost (£m) | Annmaint (25/kw -inc) | annual Cost (£m) | MWh PHUp | Cost (£/MWh) | New Built (£m/MW) | MW Phnew | Capital cost (£m) | Annmaint (24/kw -inc) | annual Cost (£m) | MWh PHUp | Cost (£/MWh) | cost (pounds/MWh) | MWh used / year | cost of backup (£m/yr) | cost across all wind MWh (£/MWh) | cost (£/MWh) | MWh used / year | cost of conv (£m/yr) | total cost | annual Cost (£m) | cost / MWh | total cost (£m) | Overall cost (£/MWh)
Interest rate | 0.075 | year | * 12% of UK total plus interconnector export | hit targets |  |  |  | 24 | [9 empty] | max - 900 |  | 15 |  |  |  |  | max - | [5 empty] | 23 |  |  |  | 23 | [10 empty] | total cost
Capacity Factor (%) | 33 | 2004 | 50000 | 2 | 342.4658 | 0.7555 | 258.7329 | 8219178.0822 | 33.5989 | 990000 | 33.9382 | 0 | 0 | 1000 | 0 | 0.2 | 1 | 0 | 0 | 0 | 0 | 0 |  | 1.4 | 0 | 0 | 0 | 0 | 0 |  | 23.23 | 39600 | 0.91991 | 0.9292 | 23.23 | 49010000 | 1138.5023 | 0 | 0 |  | 1173.0211 | 23.4604 | 23.4604 | 23.4604 |  | 1173.0211 | 1173.0211 | 1173.0211
|  | 2006 | 51000 | 6 | 1047.9452 | 0.69483 | 728.1425 | 25150684.9315 | 96.5758 | 3029400 | 31.8795 | 0 | 0 | 1000 | 0 | 0.2 | 1 | 0 | 0 | 0 | 0 | 0 |  | 1.4 | 0 | 0 | 0 | 0 | 0 |  | 23.4623 | 121176 | 2.8431 | 0.93849 | 23.4623 | 47970600 | 1125.5006 | 0 | 0 |  | 1224.9195 | 24.018 | 23.9717 | 23.842 |  | 1224.9195 | 1222.5576 | 1215.9444
|  | 2008 | 52020 | 12 | 2137.8082 | 0.6683 | 1428.7021 | 51307397.2603 | 191.4519 | 6179976 | 30.9794 | 0.056831 | 0 | 1000 | 0 | 0.2 | 1 | 900 | 180 | 13500000 | 31.1566 | 900000 | 34.6184 | 1.4 | 0 | 0 | 0 | 0 | 0 |  | 23.6969 | 247199.04 | 5.8579 | 0.94788 | 23.6969 | 45840024 | 1086.2675 | 262.5 | 25.7492 |  | 1309.3265 | 25.1697 | 24.3895 | 24.2021 |  | 1309.3265 | 1268.7421 | 1258.9933
|  | 2010 | 53060.4 | 18 | 3270.8466 | 0.65139 | 2130.5816 | 78500317.8082 | 287.4937 | 9455363.28 | 30.4054 | 0.12987 | 86.098 | 1000 | 86098 | 0.2 | 1 | 900 | 180 | 13500000 | 31.1566 | 900000 | 34.6184 | 1.4 | 0 | 0 | 0 | 0 | 0 |  | 23.9339 | 378214.5312 | 9.0521 | 0.95736 | 23.9339 | 43605036.72 | 1043.6382 | 262.5 | 25.7492 |  | 1602.6841 | 30.2049 | 29.7269 | 29.4915 |  | 1602.6841 | 1577.3189 | 1564.8314
|  | 2012 | 54121.608 | 22 | 4077.6554 | 0.63903 | 2605.7438 | 97863729.5342 | 353.4668 | 11787686.2224 | 29.9861 | 0.19242 | 344.342 | 1000 | 344342 | 0.2 | 1 | 900 | 180 | 13500000 | 31.1566 | 900000 | 34.6184 | 1.4 | 0 | 0 | 0 | 0 | 0 |  | 24.1732 | 471507.4489 | 11.3979 | 0.96693 | 24.1732 | 42333921.7776 | 1023.3477 | 498.75 | 48.9235 |  | 1886.9624 | 34.8652 | 29.9967 | 29.7215 |  | 1886.9624 | 1623.4675 | 1608.5737
|  | 2014 | 55204.0402 | 26 | 4915.4282 | 0.62933 | 3093.4401 | 117970277.6022 | 421.4126 | 14209519.9372 | 29.6571 | 0.26551 | 602.586 | 1000 | 602586 | 0.2 | 1 | 900 | 180 | 13500000 | 31.1566 | 900000 | 34.6184 | 1.4 | 0 | 0 | 0 | 0 | 0 |  | 24.415 | 568380.7975 | 13.877 | 0.9766 | 24.415 | 40994520.2228 | 1000.8797 | 498.75 | 48.9235 |  | 1934.9193 | 35.0503 | 30.2474 | 29.9396 |  | 1934.9193 | 1669.7809 | 1652.7876
|  | 2016 | 56308.121 | 31 | 5977.917 | 0.62137 | 3714.5128 | 143470006.8377 | 507.8347 | 17280962.3236 | 29.3869 | 0.37247 | 925.391 | 1000 | 925391 | 0.2 | 0.97256 | 900 | 180 | 13500000 | 31.1566 | 900000 | 34.6184 | 1.4 | 25.391 | 35.5474 | 380865 | 3.8678 | 25391 | 152.3291 | 24.6591 | 691238.4929 | 17.0453 | 0.98636 | 24.6591 | 39027158.6396 | 962.3751 | 603.75 | 59.2232 |  | 2091.0052 | 37.1351 | 34.6763 | 30.1469 |  | 2091.0052 | 1952.5586 | 1697.5149
|  | 2018 | 57434.2834 | 36 | 7080.939 | 0.61463 | 4352.1832 | 169942537.1317 | 596.8577 | 20469578.5975 | 29.1583 | 0.49472 | 1248.196 | 1000 | 1248196 | 0.2 | 0.72104 | 900 | 180 | 13500000 | 31.1566 | 900000 | 34.6184 | 1.4 | 348.196 | 487.4744 | 5222940 | 53.0404 | 348196 | 152.3291 | 24.9057 | 818783.1439 | 20.3924 | 0.99623 | 24.9057 | 36964704.785 | 920.632 | 603.75 | 59.2232 |  | 2141.6321 | 37.2884 | 34.8107 | 30.3439 |  | 2141.6321 | 1999.3263 | 1742.7819
|  | 2020 | 58582.9691 | 40 | 8025.0643 | 0.6088 | 4885.6548 | 192601542.0826 | 671.8461 | 23198855.7438 | 28.9603 | 0.60046 | 1506.44 | 1000 | 1506440 | 0.2 | 0.59744 | 900 | 180 | 13500000 | 31.1566 | 900000 | 34.6184 | 1.4 | 606.44 | 849.016 | 9096600 | 92.3784 | 606440 | 152.3291 | 25.1548 | 927954.2298 | 23.3425 | 1.0062 | 25.1548 | 35384113.3063 | 890.0789 | 603.75 | 59.2232 |  | 2189.0175 | 37.3661 | 34.9307 | 34.5639 |  | 2189.0175 | 2046.3434 | 2024.8553
|  | 2022 | 59754.6284 | 40 | 8185.5655 | 0.60366 | 4941.3104 | 196453572.9242 | 681.1575 | 23662832.8587 | 28.786 | 0.58868 | 1506.44 | 1000 | 1506440 | 0.2 | 0.59744 | 900 | 180 | 13500000 | 31.1566 | 900000 | 34.6184 | 1.4 | 606.44 | 849.016 | 9096600 | 92.3784 | 606440 | 152.3291 | 25.4063 | 946513.3143 | 24.0474 | 1.0163 | 25.4063 | 36091795.5724 | 916.9593 | 603.75 | 59.2232 |  | 2225.9143 | 37.2509 | 35.0368 | 34.6625 |  | 2225.9143 | 2093.6091 | 2071.2448
|  | 2024 | 60949.721 | 40 | 8349.2768 | 0.59908 | 5001.8449 | 200382644.3827 | 691.0246 | 24136089.5159 | 28.6303 | 0.57714 | 1506.44 | 1000 | 1506440 | 0.2 | 0.59744 | 900 | 180 | 13500000 | 31.1566 | 900000 | 34.6184 | 1.4 | 606.44 | 849.016 | 9096600 | 92.3784 | 606440 | 152.3291 | 25.6604 | 965443.5806 | 24.7736 | 1.0264 | 25.6604 | 36813631.4838 | 944.6515 | 603.75 | 59.2232 |  | 2264.1997 | 37.1486 | 36.8519 | 34.7533 |  | 2264.1997 | 2246.114 | 2118.2054
|  | 2026 | 62168.7154 | 40 | 8516.2624 | 0.59494 | 5066.6376 | 204390297.2704 | 701.3879 | 24618811.3062 | 28.4899 | 0.56583 | 1506.44 | 1000 | 1506440 | 0.2 | 0.59744 | 900 | 180 | 13500000 | 31.1566 | 900000 | 34.6184 | 1.4 | 606.44 | 849.016 | 9096600 | 92.3784 | 606440 | 152.3291 | 25.917 | 984752.4522 | 25.5218 | 1.0367 | 25.917 | 37549904.1135 | 973.18 | 603.75 | 59.2232 |  | 2303.8396 | 37.0579 | 36.8971 | 34.8365 |  | 2303.8396 | 2293.8424 | 2165.7376
|  | 2028 | 63412.0897 | 40 | 8686.5876 | 0.59117 | 5135.2388 | 208478103.2158 | 712.2049 | 25111187.5323 | 28.3621 | 0.55473 | 1506.44 | 1000 | 1506440 | 0.2 | 0.59744 | 900 | 180 | 13500000 | 31.1566 | 900000 | 34.6184 | 1.4 | 606.44 | 849.016 | 9096600 | 92.3784 | 606440 | 152.3291 | 26.1761 | 1004447.5013 | 26.2926 | 1.047 | 26.1761 | 38300902.1958 | 1002.57 | 603.75 | 59.2232 |  | 2344.8175 | 36.9775 | 36.9294 | 34.9119 |  | 2344.8175 | 2341.7731 | 2213.8388
|  | 2030 | 64680.3315 | 40 | 8860.3194 | 0.58771 | 5207.3159 | 212647665.2801 | 723.4447 | 25613411.283 | 28.2448 | 0.54385 | 1506.44 | 1000 | 1506440 | 0.2 | 0.59744 | 900 | 180 | 13500000 | 31.1566 | 900000 | 34.6184 | 1.4 | 606.44 | 849.016 | 9096600 | 92.3784 | 606440 | 152.3291 | 26.4379 | 1024536.4513 | 27.0866 | 1.0575 | 26.4379 | 39066920.2397 | 1032.8476 | 603.75 | 59.2232 |  | 2387.1289 | 36.9066 | 36.9066 | 36.6031 |  | 2387.1289 | 2387.1289 | 2367.5034
|  | 2032 | 65973.9382 | 40 | 9037.5258 | 0.58452 | 5282.619 | 216900618.5857 | 735.0843 | 26125679.5086 | 28.1365 | 0.53319 | 1506.44 | 1000 | 1506440 | 0.2 | 0.59744 | 900 | 180 | 13500000 | 31.1566 | 900000 | 34.6184 | 1.4 | 606.44 | 849.016 | 9096600 | 92.3784 | 606440 | 152.3291 | 26.7023 | 1045027.1803 | 27.9046 | 1.0681 | 26.7023 | 39848258.6445 | 1064.0396 | 603.75 | 59.2232 |  | 2430.7785 | 36.8445 | 36.8445 | 36.6315 |  | 2430.7785 | 2430.7785 | 2416.7232
|  | 2034 | 67293.4169 | 40 | 9218.2763 | 0.58156 | 5360.9583 | 221238630.9574 | 747.1068 | 26648193.0988 | 28.0359 | 0.52273 | 1506.44 | 1000 | 1506440 | 0.2 | 0.59744 | 900 | 180 | 13500000 | 31.1566 | 900000 | 34.6184 | 1.4 | 606.44 | 849.016 | 9096600 | 92.3784 | 606440 | 152.3291 | 26.9693 | 1065927.724 | 28.7473 | 1.0788 | 26.9693 | 40645223.8174 | 1096.1736 | 603.75 | 59.2232 |  | 2475.7777 | 36.7908 | 36.7908 | 36.6527 |  | 2475.7777 | 2475.7777 | 2466.4875
|  | 2036 | 68639.2853 | 40 | 9402.6418 | 0.57879 | 5442.1887 | 225663403.5765 | 759.4996 | 27181156.9608 | 27.9421 | 0.51249 | 1506.44 | 1000 | 1506440 | 0.2 | 0.59744 | 900 | 180 | 13500000 | 31.1566 | 900000 | 34.6184 | 1.4 | 606.44 | 849.016 | 9096600 | 92.3784 | 606440 | 152.3291 | 27.239 | 1087246.2784 | 29.6155 | 1.0896 | 27.239 | 41458128.2937 | 1129.278 | 603.75 | 59.2232 |  | 2522.1432 | 36.7449 | 36.7449 | 36.6668 |  | 2522.1432 | 2522.1432 | 2516.7831
|  | 2038 | 70012.071 | 40 | 9590.6947 | 0.5762 | 5526.1994 | 230176671.6481 | 772.2537 | 27724780.1 | 27.8543 | 0.50244 | 1506.44 | 1000 | 1506440 | 0.2 | 0.59744 | 900 | 180 | 13500000 | 31.1566 | 900000 | 34.6184 | 1.4 | 606.44 | 849.016 | 9096600 | 92.3784 | 606440 | 152.3291 | 27.5114 | 1108991.204 | 30.5099 | 1.1005 | 27.5114 | 42287290.8596 | 1163.3822 | 603.75 | 59.2232 |  | 2569.8958 | 36.7065 | 36.7065 | 36.6736 |  | 2569.8958 | 2569.8958 | 2567.5949
|  | 2040 | 71412.3124 | 40 | 9782.5085 | 0.57377 | 5612.9055 | 234780205.081 | 785.3624 | 28279275.702 | 27.7717 | 0.49258 | 1506.44 | 1000 | 1506440 | 0.2 | 0.59744 | 900 | 180 | 13500000 | 31.1566 | 900000 | 34.6184 | 1.4 | 606.44 | 849.016 | 9096600 | 92.3784 | 606440 | 152.3291 | 27.7865 | 1131171.0281 | 31.4313 | 1.1115 | 27.7865 | 43133036.6768 | 1198.5164 | 603.75 | 59.2232 |  | 2619.0601 | 36.6752 | 36.6752 | 36.6719 |  | 2619.0601 | 2619.0601 | 2618.8275
|  | 2042 | 72840.5586 | 40 | 9978.1587 | 0.57147 | 5702.2434 | 239475809.1827 | 798.8214 | 28844861.2161 | 27.6937 | 0.48293 | 1506.44 | 1000 | 1506440 | 0.2 | 0.59744 | 900 | 180 | 13500000 | 31.1566 | 900000 | 34.6184 | 1.4 | 606.44 | 849.016 | 9096600 | 92.3784 | 606440 | 152.3291 | 28.0644 | 1153794.4486 | 32.3805 | 1.1226 | 28.0644 | 43995697.4103 | 1234.7116 | 603.75 | 59.2232 |  | 2669.6635 | 36.6508 | 36.6508 | 36.6508 |  | 2669.6635 | 2669.6635 | 2669.6635
|  | 2044 | 74297.3698 | 40 | 10177.7219 | 0.5693 | 5794.1658 | 244265325.3663 | 812.6277 | 29421758.4404 | 27.62 | 0.47346 | 1506.44 | 1000 | 1506440 | 0.2 | 0.59744 | 900 | 180 | 13500000 | 31.1566 | 900000 | 34.6184 | 1.4 | 606.44 | 849.016 | 9096600 | 92.3784 | 606440 | 152.3291 | 28.345 | 1176870.3376 | 33.3584 | 1.1338 | 28.345 | 44875611.3585 | 1271.9999 | 603.75 | 59.2232 |  | 2721.736 | 36.633 | 36.633 | 36.633 |  | 2721.736 | 2721.736 | 2721.736
|  | 2046 | 75783.3172 | 40 | 10381.2763 | 0.56724 | 5888.6389 | 249150631.8736 | 826.7801 | 30010193.6092 | 27.55 | 0.46417 | 1506.44 | 1000 | 1506440 | 0.2 | 0.59744 | 900 | 180 | 13500000 | 31.1566 | 900000 | 34.6184 | 1.4 | 606.44 | 849.016 | 9096600 | 92.3784 | 606440 | 152.3291 | 28.6285 | 1200407.7444 | 34.3658 | 1.1451 | 28.6285 | 45773123.5857 | 1310.4143 | 603.75 | 59.2232 |  | 2775.3102 | 36.6217 | 36.6217 | 36.6217 |  | 2775.3102 | 2775.3102 | 2775.3102
|  | 2048 | 77298.9835 | 40 | 10588.9019 | 0.56527 | 5985.6401 | 254133644.5111 | 841.2782 | 30610397.4814 | 27.4834 | 0.45507 | 1506.44 | 1000 | 1506440 | 0.2 | 0.59744 | 900 | 180 | 13500000 | 31.1566 | 900000 | 34.6184 | 1.4 | 606.44 | 849.016 | 9096600 | 92.3784 | 606440 | 152.3291 | 28.9147 | 1224415.8993 | 35.4037 | 1.1566 | 28.9147 | 46688586.0574 | 1349.9888 | 603.75 | 59.2232 |  | 2830.4206 | 36.6165 | 36.6165 | 36.6165 |  | 2830.4206 | 2830.4206 | 2830.4206
|  | 2050 | 78844.9632 | 40 | 10800.6799 | 0.5634 | 6085.1559 | 259216317.4013 | 856.1226 | 31222605.431 | 27.42 | 0.44615 | 1506.44 | 1000 | 1506440 | 0.2 | 0.59744 | 900 | 180 | 13500000 | 31.1566 | 900000 | 34.6184 | 1.4 | 606.44 | 849.016 | 9096600 | 92.3784 | 606440 | 152.3291 | 29.2039 | 1248904.2172 | 36.4729 | 1.1682 | 29.2039 | 47622357.7786 | 1390.7584 | 603.75 | 59.2232 |  | 2887.1039 | 36.6175 | 36.6175 | 36.6175 |  | 2887.1039 | 2887.1039 | 2887.1039
Demand |  |  |  | Cost of wind (£) | [7 empty] | cost of storage (£) |  |  |  | Pumped Hydro | [14 empty] | cost conv backup (£) |  |  |  | cost conv generation |  |  | cost of grid upgrade (£m) |  |  | total cost
Accounting period (yrs) | 20 | demand | GWh | % wind penetration | MW capacity | CapCost (£m/MW) | Capital cost (£m) | Annmaint (24/kw -inc) | annual Cost (£m) | Annual MWh generated | Cost (pounds/MWh) | storage factor | MW capacity | Hrs generation / yr | Annual MWh generated | upgraded (£m/MW) | P H upg factor | MW PHUp | Capital cost (£m) | Annmaint (25/kw -inc) | annual Cost (£m) | MWh PHUp | Cost (£/MWh) | New Built (£m/MW) | MW Phnew | Capital cost (£m) | Annmaint (24/kw -inc) | annual Cost (£m) | MWh PHUp | Cost (£/MWh) | cost (pounds/MWh) | MWh used / year | cost of backup (£m/yr) | cost across all wind MWh (£/MWh) | cost (£/MWh) | MWh used / year | cost of conv (£m/yr) | total cost | annual Cost (£m) | cost / MWh | total cost (£m) | Overall cost (£/MWh)
Interest rate | 0.075 | year | * 12% of UK total plus interconnector export | bit behind targets |  |  |  | 24 | [9 empty] | max - 900 |  | 15 |  |  |  |  | max - | [5 empty] | 23 |  |  |  | 23
Capacity Factor (%) | 33 | 2004 | 50000 | 2 | 342.4658 | 0.7555 | 258.7329 | 8219178.0822 | 33.5989 | 990000 | 33.9382 | 0 | 0 | 1000 | 0 | 0.2 | 1 | 0 | 0 | 0 | 0 | 0 |  | 1.4 | 0 | 0 | 0 | 0 | 0 |  | 23.23 | 39600 | 0.91991 | 0.9292 | 23.23 | 49010000 | 1138.5023 | 0 | 0 |  | 1173.0211 | 23.4604
|  | 2006 | 51000 | 5.5 | 960.6164 | 0.69483 | 667.464 | 23054794.5205 | 88.5278 | 2776950 | 31.8795 | 0 | 0 | 1000 | 0 | 0.2 | 1 | 0 | 0 | 0 | 0 | 0 |  | 1.4 | 0 | 0 | 0 | 0 | 0 |  | 23.4623 | 111078 | 2.6061 | 0.93849 | 23.4623 | 48223050 | 1131.4237 | 0 | 0 |  | 1222.5576 | 23.9717
|  | 2008 | 52020 | 8.5 | 1514.2808 | 0.6683 | 1011.9974 | 36342739.726 | 135.6118 | 4377483 | 30.9794 | 0.027088 | 0 | 1000 | 0 | 0.2 | 1 | 900 | 180 | 13500000 | 31.1566 | 900000 | 34.6184 | 1.4 | 0 | 0 | 0 | 0 | 0 |  | 23.6969 | 175099.32 | 4.1493 | 0.94788 | 23.6969 | 47642517 | 1128.9811 | 0 | 0 |  | 1268.7421 | 24.3895
|  | 2010 | 53060.4 | 11.5 | 2089.7075 | 0.65139 | 1361.2049 | 50152980.8219 | 183.6766 | 6040926.54 | 30.4054 | 0.050915 | 0 | 1000 | 0 | 0.2 | 1 | 900 | 180 | 13500000 | 31.1566 | 900000 | 34.6184 | 1.4 | 0 | 0 | 0 | 0 | 0 |  | 23.9339 | 241637.0616 | 5.7833 | 0.95736 | 23.9339 | 47019473.46 | 1125.359 | 262.5 | 25.7492 |  | 1577.3189 | 29.7269
|  | 2012 | 54121.608 | 14.5 | 2687.5456 | 0.63903 | 1717.422 | 64501094.4658 | 232.9668 | 7769156.8284 | 29.9861 | 0.08128 | 0 | 1000 | 0 | 0.2 | 1 | 900 | 180 | 13500000 | 31.1566 | 900000 | 34.6184 | 1.4 | 0 | 0 | 0 | 0 | 0 |  | 24.1732 | 310766.2731 | 7.5122 | 0.96693 | 24.1732 | 46352451.1716 | 1120.4885 | 262.5 | 25.7492 |  | 1623.4675 | 29.9967
|  | 2014 | 55204.0402 | 17.5 | 3308.4613 | 0.62933 | 2082.1231 | 79403071.463 | 283.6431 | 9564099.9577 | 29.6571 | 0.11777 | 53.8175 | 1000 | 53817.5 | 0.2 | 1 | 900 | 180 | 13500000 | 31.1566 | 900000 | 34.6184 | 1.4 | 0 | 0 | 0 | 0 | 0 |  | 24.415 | 382563.9983 | 9.3403 | 0.9766 | 24.415 | 45639940.2023 | 1114.2975 | 262.5 | 25.7492 |  | 1669.7809 | 30.2474
|  | 2016 | 56308.121 | 20.5 | 3953.1386 | 0.62137 | 2456.3714 | 94875327.1024 | 335.8262 | 11427733.1495 | 29.3869 | 0.15999 | 247.5005 | 1000 | 247500.5 | 0.2 | 1 | 900 | 180 | 13500000 | 31.1566 | 900000 | 34.6184 | 1.4 | 0 | 0 | 0 | 0 | 0 |  | 24.6591 | 457109.326 | 11.2719 | 0.98636 | 24.6591 | 44880387.8137 | 1106.7106 | 498.75 | 48.9235 |  | 1952.5586 | 34.6763
|  | 2018 | 57434.2834 | 23.5 | 4622.2797 | 0.61463 | 2841.0085 | 110934711.7387 | 389.6155 | 13362086.0289 | 29.1583 | 0.20756 | 441.1835 | 1000 | 441183.5 | 0.2 | 1 | 900 | 180 | 13500000 | 31.1566 | 900000 | 34.6184 | 1.4 | 0 | 0 | 0 | 0 | 0 |  | 24.9057 | 534483.4412 | 13.3117 | 0.99623 | 24.9057 | 44072197.3535 | 1097.6491 | 498.75 | 48.9235 |  | 1999.3263 | 34.8107
|  | 2020 | 58582.9691 | 26.5 | 5316.6051 | 0.6088 | 3236.7463 | 127598521.6297 | 445.0981 | 15369241.9303 | 28.9603 | 0.26011 | 634.8665 | 1000 | 634866.5 | 0.2 | 1 | 900 | 180 | 13500000 | 31.1566 | 900000 | 34.6184 | 1.4 | 0 | 0 | 0 | 0 | 0 |  | 25.1548 | 614769.6772 | 15.4644 | 1.0062 | 25.1548 | 43213727.1198 | 1087.031 | 498.75 | 48.9235 |  | 2046.3434 | 34.9307
|  | 2022 | 59754.6284 | 29.5 | 6036.8546 | 0.60366 | 3644.2164 | 144884510.0316 | 502.3537 | 17451339.2333 | 28.786 | 0.3173 | 828.5495 | 1000 | 828549.5 | 0.2 | 1 | 900 | 180 | 13500000 | 31.1566 | 900000 | 34.6184 | 1.4 | 0 | 0 | 0 | 0 | 0 |  | 25.4063 | 698053.5693 | 17.735 | 1.0163 | 25.4063 | 42303289.1978 | 1074.7704 | 498.75 | 48.9235 |  | 2093.6091 | 35.0368
|  | 2024 | 60949.721 | 32.5 | 6783.7874 | 0.59908 | 4063.999 | 162810898.5609 | 561.4575 | 19610572.7317 | 28.6303 | 0.37879 | 1022.2325 | 1000 | 1022232.5 | 0.2 | 0.88043 | 900 | 180 | 13500000 | 31.1566 | 900000 | 34.6184 | 1.4 | 122.2325 | 171.1255 | 1833487.5 | 18.6196 | 122232.5 | 152.3291 | 25.6604 | 784422.9093 | 20.1286 | 1.0264 | 25.6604 | 41339148.2681 | 1060.7779 | 603.75 | 59.2232 |  | 2246.114 | 36.8519
|  | 2026 | 62168.7154 | 35.5 | 7558.1829 | 0.59494 | 4496.6409 | 181396388.8274 | 622.4817 | 21849195.0343 | 28.4899 | 0.44426 | 1215.9155 | 1000 | 1215915.5 | 0.2 | 0.74018 | 900 | 180 | 13500000 | 31.1566 | 900000 | 34.6184 | 1.4 | 315.9155 | 442.2817 | 4738732.5 | 48.1231 | 315915.5 | 152.3291 | 25.917 | 873967.8014 | 22.6506 | 1.0367 | 25.917 | 40319520.3855 | 1044.96 | 603.75 | 59.2232 |  | 2293.8424 | 36.8971
|  | 2028 | 63412.0897 | 38.5 | 8360.8406 | 0.59117 | 4942.6674 | 200660174.3452 | 685.4972 | 24169517.9999 | 28.3621 | 0.51341 | 1409.5985 | 1000 | 1409598.5 | 0.2 | 0.63848 | 900 | 180 | 13500000 | 31.1566 | 900000 | 34.6184 | 1.4 | 509.5985 | 713.4379 | 7643977.5 | 77.6267 | 509598.5 | 152.3291 | 26.1761 | 966780.72 | 25.3066 | 1.047 | 26.1761 | 39242571.7283 | 1027.2193 | 603.75 | 59.2232 |  | 2341.7731 | 36.9294
|  | 2030 | 64680.3315 | 40 | 8860.3194 | 0.58771 | 5207.3159 | 212647665.2801 | 723.4447 | 25613411.283 | 28.2448 | 0.54385 | 1506.44 | 1000 | 1506440 | 0.2 | 0.59744 | 900 | 180 | 13500000 | 31.1566 | 900000 | 34.6184 | 1.4 | 606.44 | 849.016 | 9096600 | 92.3784 | 606440 | 152.3291 | 26.4379 | 1024536.4513 | 27.0866 | 1.0575 | 26.4379 | 39066920.2397 | 1032.8476 | 603.75 | 59.2232 |  | 2387.1289 | 36.9066
|  | 2032 | 65973.9382 | 40 | 9037.5258 | 0.58452 | 5282.619 | 216900618.5857 | 735.0843 | 26125679.5086 | 28.1365 | 0.53319 | 1506.44 | 1000 | 1506440 | 0.2 | 0.59744 | 900 | 180 | 13500000 | 31.1566 | 900000 | 34.6184 | 1.4 | 606.44 | 849.016 | 9096600 | 92.3784 | 606440 | 152.3291 | 26.7023 | 1045027.1803 | 27.9046 | 1.0681 | 26.7023 | 39848258.6445 | 1064.0396 | 603.75 | 59.2232 |  | 2430.7785 | 36.8445
|  | 2034 | 67293.4169 | 40 | 9218.2763 | 0.58156 | 5360.9583 | 221238630.9574 | 747.1068 | 26648193.0988 | 28.0359 | 0.52273 | 1506.44 | 1000 | 1506440 | 0.2 | 0.59744 | 900 | 180 | 13500000 | 31.1566 | 900000 | 34.6184 | 1.4 | 606.44 | 849.016 | 9096600 | 92.3784 | 606440 | 152.3291 | 26.9693 | 1065927.724 | 28.7473 | 1.0788 | 26.9693 | 40645223.8174 | 1096.1736 | 603.75 | 59.2232 |  | 2475.7777 | 36.7908
|  | 2036 | 68639.2853 | 40 | 9402.6418 | 0.57879 | 5442.1887 | 225663403.5765 | 759.4996 | 27181156.9608 | 27.9421 | 0.51249 | 1506.44 | 1000 | 1506440 | 0.2 | 0.59744 | 900 | 180 | 13500000 | 31.1566 | 900000 | 34.6184 | 1.4 | 606.44 | 849.016 | 9096600 | 92.3784 | 606440 | 152.3291 | 27.239 | 1087246.2784 | 29.6155 | 1.0896 | 27.239 | 41458128.2937 | 1129.278 | 603.75 | 59.2232 |  | 2522.1432 | 36.7449
|  | 2038 | 70012.071 | 40 | 9590.6947 | 0.5762 | 5526.1994 | 230176671.6481 | 772.2537 | 27724780.1 | 27.8543 | 0.50244 | 1506.44 | 1000 | 1506440 | 0.2 | 0.59744 | 900 | 180 | 13500000 | 31.1566 | 900000 | 34.6184 | 1.4 | 606.44 | 849.016 | 9096600 | 92.3784 | 606440 | 152.3291 | 27.5114 | 1108991.204 | 30.5099 | 1.1005 | 27.5114 | 42287290.8596 | 1163.3822 | 603.75 | 59.2232 |  | 2569.8958 | 36.7065
|  | 2040 | 71412.3124 | 40 | 9782.5085 | 0.57377 | 5612.9055 | 234780205.081 | 785.3624 | 28279275.702 | 27.7717 | 0.49258 | 1506.44 | 1000 | 1506440 | 0.2 | 0.59744 | 900 | 180 | 13500000 | 31.1566 | 900000 | 34.6184 | 1.4 | 606.44 | 849.016 | 9096600 | 92.3784 | 606440 | 152.3291 | 27.7865 | 1131171.0281 | 31.4313 | 1.1115 | 27.7865 | 43133036.6768 | 1198.5164 | 603.75 | 59.2232 |  | 2619.0601 | 36.6752
|  | 2042 | 72840.5586 | 40 | 9978.1587 | 0.57147 | 5702.2434 | 239475809.1827 | 798.8214 | 28844861.2161 | 27.6937 | 0.48293 | 1506.44 | 1000 | 1506440 | 0.2 | 0.59744 | 900 | 180 | 13500000 | 31.1566 | 900000 | 34.6184 | 1.4 | 606.44 | 849.016 | 9096600 | 92.3784 | 606440 | 152.3291 | 28.0644 | 1153794.4486 | 32.3805 | 1.1226 | 28.0644 | 43995697.4103 | 1234.7116 | 603.75 | 59.2232 |  | 2669.6635 | 36.6508
|  | 2044 | 74297.3698 | 40 | 10177.7219 | 0.5693 | 5794.1658 | 244265325.3663 | 812.6277 | 29421758.4404 | 27.62 | 0.47346 | 1506.44 | 1000 | 1506440 | 0.2 | 0.59744 | 900 | 180 | 13500000 | 31.1566 | 900000 | 34.6184 | 1.4 | 606.44 | 849.016 | 9096600 | 92.3784 | 606440 | 152.3291 | 28.345 | 1176870.3376 | 33.3584 | 1.1338 | 28.345 | 44875611.3585 | 1271.9999 | 603.75 | 59.2232 |  | 2721.736 | 36.633
|  | 2046 | 75783.3172 | 40 | 10381.2763 | 0.56724 | 5888.6389 | 249150631.8736 | 826.7801 | 30010193.6092 | 27.55 | 0.46417 | 1506.44 | 1000 | 1506440 | 0.2 | 0.59744 | 900 | 180 | 13500000 | 31.1566 | 900000 | 34.6184 | 1.4 | 606.44 | 849.016 | 9096600 | 92.3784 | 606440 | 152.3291 | 28.6285 | 1200407.7444 | 34.3658 | 1.1451 | 28.6285 | 45773123.5857 | 1310.4143 | 603.75 | 59.2232 |  | 2775.3102 | 36.6217
|  | 2048 | 77298.9835 | 40 | 10588.9019 | 0.56527 | 5985.6401 | 254133644.5111 | 841.2782 | 30610397.4814 | 27.4834 | 0.45507 | 1506.44 | 1000 | 1506440 | 0.2 | 0.59744 | 900 | 180 | 13500000 | 31.1566 | 900000 | 34.6184 | 1.4 | 606.44 | 849.016 | 9096600 | 92.3784 | 606440 | 152.3291 | 28.9147 | 1224415.8993 | 35.4037 | 1.1566 | 28.9147 | 46688586.0574 | 1349.9888 | 603.75 | 59.2232 |  | 2830.4206 | 36.6165
|  | 2050 | 78844.9632 | 40 | 10800.6799 | 0.5634 | 6085.1559 | 259216317.4013 | 856.1226 | 31222605.431 | 27.42 | 0.44615 | 1506.44 | 1000 | 1506440 | 0.2 | 0.59744 | 900 | 180 | 13500000 | 31.1566 | 900000 | 34.6184 | 1.4 | 606.44 | 849.016 | 9096600 | 92.3784 | 606440 | 152.3291 | 29.2039 | 1248904.2172 | 36.4729 | 1.1682 | 29.2039 | 47622357.7786 | 1390.7584 | 603.75 | 59.2232 |  | 2887.1039 | 36.6175
Demand |  |  |  | Cost of wind (£) | [7 empty] | cost of storage (£) |  |  |  | Pumped Hydro | [14 empty] | cost conv backup (£) |  |  |  | cost conv generation |  |  | cost of grid upgrade (£m) |  |  | total cost
Accounting period (yrs) | 20 | demand | GWh | % wind penetration | MW capacity | CapCost (£m/MW) | Capital cost (£m) | Annmaint (24/kw -inc) | annual Cost (£m) | Annual MWh generated | Cost (pounds/MWh) | storage factor | MW capacity | Hrs generation / yr | Annual MWh generated | upgraded (£m/MW) | P H upg factor | MW PHUp | Capital cost (£m) | Annmaint (25/kw -inc) | annual Cost (£m) | MWh PHUp | Cost (£/MWh) | New Built (£m/MW) | MW Phnew | Capital cost (£m) | Annmaint (24/kw -inc) | annual Cost (£m) | MWh PHUp | Cost (£/MWh) | cost (pounds/MWh) | MWh used / year | cost of backup (£m/yr) | cost across all wind MWh (£/MWh) | cost (£/MWh) | MWh used / year | cost of conv (£m/yr) | total cost | annual Cost (£m) | cost / MWh | total cost (£m) | Overall cost (£/MWh)
Interest rate | 0.075 | year | * 12% of UK total plus interconnector export | well behind targets |  |  |  | 24 | [9 empty] | max - 900 |  | 15 |  |  |  |  | max - | [5 empty] | 23 |  |  |  | 23
Capacity Factor (%) | 33 | 2004 | 50000 | 2 | 342.4658 | 0.7555 | 258.7329 | 8219178.0822 | 33.5989 | 990000 | 33.9382 | 0 | 0 | 1000 | 0 | 0.2 | 1 | 0 | 0 | 0 | 0 | 0 |  | 1.4 | 0 | 0 | 0 | 0 | 0 |  | 23.23 | 39600 | 0.91991 | 0.9292 | 23.23 | 49010000 | 1138.5023 | 0 | 0 |  | 1173.0211 | 23.4604
|  | 2006 | 51000 | 4.1 | 716.0959 | 0.69483 | 497.5641 | 17186301.3699 | 65.9935 | 2070090 | 31.8795 | 0 | 0 | 1000 | 0 | 0.2 | 1 | 0 | 0 | 0 | 0 | 0 |  | 1.4 | 0 | 0 | 0 | 0 | 0 |  | 23.4623 | 82803.6 | 1.9428 | 0.93849 | 23.4623 | 48929910 | 1148.0082 | 0 | 0 |  | 1215.9444 | 23.842
|  | 2008 | 52020 | 6.2 | 1104.5342 | 0.6683 | 738.1628 | 26508821.9178 | 98.9168 | 3192987.6 | 30.9794 | 0.013312 | 0 | 1000 | 0 | 0.2 | 1 | 900 | 180 | 13500000 | 31.1566 | 900000 | 34.6184 | 1.4 | 0 | 0 | 0 | 0 | 0 |  | 23.6969 | 127719.504 | 3.0266 | 0.94788 | 23.6969 | 48827012.4 | 1157.05 | 0 | 0 |  | 1258.9933 | 24.2021
|  | 2010 | 53060.4 | 8.3 | 1508.2237 | 0.65139 | 982.4348 | 36197368.7671 | 132.5666 | 4359973.068 | 30.4054 | 0.025205 | 0 | 1000 | 0 | 0.2 | 1 | 900 | 180 | 13500000 | 31.1566 | 900000 | 34.6184 | 1.4 | 0 | 0 | 0 | 0 | 0 |  | 23.9339 | 174398.9227 | 4.174 | 0.95736 | 23.9339 | 48700426.932 | 1165.5908 | 262.5 | 25.7492 |  | 1564.8314 | 29.4915
|  | 2012 | 54121.608 | 10.4 | 1927.6189 | 0.63903 | 1231.8062 | 46262853.9616 | 167.0934 | 5572360.7597 | 29.9861 | 0.040292 | 0 | 1000 | 0 | 0.2 | 1 | 900 | 180 | 13500000 | 31.1566 | 900000 | 34.6184 | 1.4 | 0 | 0 | 0 | 0 | 0 |  | 24.1732 | 222894.4304 | 5.3881 | 0.96693 | 24.1732 | 48549247.2403 | 1173.5922 | 262.5 | 25.7492 |  | 1608.5737 | 29.7215
|  | 2014 | 55204.0402 | 12.5 | 2363.1867 | 0.62933 | 1487.2308 | 56716479.6164 | 202.6022 | 6831499.9698 | 29.6571 | 0.058372 | 0 | 1000 | 0 | 0.2 | 1 | 900 | 180 | 13500000 | 31.1566 | 900000 | 34.6184 | 1.4 | 0 | 0 | 0 | 0 | 0 |  | 24.415 | 273259.9988 | 6.6716 | 0.9766 | 24.415 | 48372540.1902 | 1181.0138 | 262.5 | 25.7492 |  | 1652.7876 | 29.9396
|  | 2016 | 56308.121 | 14.6 | 2815.406 | 0.62137 | 1749.4157 | 67569745.1558 | 239.1738 | 8138775.804 | 29.3869 | 0.079252 | 0 | 1000 | 0 | 0.2 | 1 | 900 | 180 | 13500000 | 31.1566 | 900000 | 34.6184 | 1.4 | 0 | 0 | 0 | 0 | 0 |  | 24.6591 | 325551.0322 | 8.0278 | 0.98636 | 24.6591 | 48169345.1592 | 1187.8133 | 262.5 | 25.7492 |  | 1697.5149 | 30.1469
|  | 2018 | 57434.2834 | 16.7 | 3284.7689 | 0.61463 | 2018.9294 | 78834454.725 | 276.8757 | 9495610.0716 | 29.1583 | 0.10275 | 2.1687 | 1000 | 2168.7 | 0.2 | 1 | 900 | 180 | 13500000 | 31.1566 | 900000 | 34.6184 | 1.4 | 0 | 0 | 0 | 0 | 0 |  | 24.9057 | 379824.4029 | 9.4598 | 0.99623 | 24.9057 | 47938673.3108 | 1193.9464 | 262.5 | 25.7492 |  | 1742.7819 | 30.3439
|  | 2020 | 58582.9691 | 18.8 | 3771.7802 | 0.6088 | 2296.2578 | 90522724.7788 | 315.7677 | 10903462.1996 | 28.9603 | 0.12867 | 137.7468 | 1000 | 137746.8 | 0.2 | 1 | 900 | 180 | 13500000 | 31.1566 | 900000 | 34.6184 | 1.4 | 0 | 0 | 0 | 0 | 0 |  | 25.1548 | 436138.488 | 10.971 | 1.0062 | 25.1548 | 47679506.8505 | 1199.3666 | 498.75 | 48.9235 |  | 2024.8553 | 34.5639
|  | 2022 | 59754.6284 | 20.9 | 4276.958 | 0.60366 | 2581.8347 | 102646991.8529 | 355.9048 | 12363830.1687 | 28.786 | 0.15687 | 273.3249 | 1000 | 273324.9 | 0.2 | 1 | 900 | 180 | 13500000 | 31.1566 | 900000 | 34.6184 | 1.4 | 0 | 0 | 0 | 0 | 0 |  | 25.4063 | 494553.2067 | 12.5648 | 1.0163 | 25.4063 | 47390798.2624 | 1204.0253 | 498.75 | 48.9235 |  | 2071.2448 | 34.6625
|  | 2024 | 60949.721 | 23 | 4800.8342 | 0.59908 | 2876.0608 | 115220020.5201 | 397.3391 | 13878251.4716 | 28.6303 | 0.18716 | 408.903 | 1000 | 408903 | 0.2 | 1 | 900 | 180 | 13500000 | 31.1566 | 900000 | 34.6184 | 1.4 | 0 | 0 | 0 | 0 | 0 |  | 25.6604 | 555130.0589 | 14.2448 | 1.0264 | 25.6604 | 47071469.5281 | 1207.8714 | 498.75 | 48.9235 |  | 2118.2054 | 34.7533
|  | 2026 | 62168.7154 | 25.1 | 5343.9546 | 0.59494 | 3179.3151 | 128254911.5371 | 440.1209 | 15448304.0946 | 28.4899 | 0.2194 | 544.4811 | 1000 | 544481.1 | 0.2 | 1 | 900 | 180 | 13500000 | 31.1566 | 900000 | 34.6184 | 1.4 | 0 | 0 | 0 | 0 | 0 |  | 25.917 | 617932.1638 | 16.0149 | 1.0367 | 25.917 | 46720411.3251 | 1210.8518 | 498.75 | 48.9235 |  | 2165.7376 | 34.8365
|  | 2028 | 63412.0897 | 27.2 | 5906.8796 | 0.59117 | 3491.9624 | 141765110.1867 | 484.2994 | 17075607.522 | 28.3621 | 0.25343 | 680.0592 | 1000 | 680059.2 | 0.2 | 1 | 900 | 180 | 13500000 | 31.1566 | 900000 | 34.6184 | 1.4 | 0 | 0 | 0 | 0 | 0 |  | 26.1761 | 683024.3009 | 17.8789 | 1.047 | 26.1761 | 46336482.2061 | 1212.9105 | 498.75 | 48.9235 |  | 2213.8388 | 34.9119
|  | 2030 | 64680.3315 | 29.3 | 6490.184 | 0.58771 | 3814.3589 | 155764414.8177 | 529.9232 | 18761823.7648 | 28.2448 | 0.28911 | 815.6373 | 1000 | 815637.3 | 0.2 | 1 | 900 | 180 | 13500000 | 31.1566 | 900000 | 34.6184 | 1.4 | 0 | 0 | 0 | 0 | 0 |  | 26.4379 | 750472.9506 | 19.8409 | 1.0575 | 26.4379 | 45918507.7579 | 1213.9892 | 603.75 | 59.2232 |  | 2367.5034 | 36.6031
|  | 2032 | 65973.9382 | 31.4 | 7094.4577 | 0.58452 | 4146.8559 | 170266985.5898 | 577.0412 | 20508658.4143 | 28.1365 | 0.3263 | 951.2154 | 1000 | 951215.4 | 0.2 | 0.94616 | 900 | 180 | 13500000 | 31.1566 | 900000 | 34.6184 | 1.4 | 51.2154 | 71.7016 | 768231 | 7.8016 | 51215.4 | 152.3291 | 26.7023 | 820346.3366 | 21.9051 | 1.0681 | 26.7023 | 45465279.7389 | 1214.0269 | 603.75 | 59.2232 |  | 2416.7232 | 36.6315
|  | 2034 | 67293.4169 | 33.5 | 7720.3064 | 0.58156 | 4489.8026 | 185287353.4268 | 625.7019 | 22317861.7203 | 28.0359 | 0.36486 | 1086.7935 | 1000 | 1086793.5 | 0.2 | 0.82812 | 900 | 180 | 13500000 | 31.1566 | 900000 | 34.6184 | 1.4 | 186.7935 | 261.5109 | 2801902.5 | 28.4541 | 186793.5 | 152.3291 | 26.9693 | 892714.4688 | 24.0759 | 1.0788 | 26.9693 | 44975555.1959 | 1212.9596 | 603.75 | 59.2232 |  | 2466.4875 | 36.6527
|  | 2036 | 68639.2853 | 35.6 | 8368.3512 | 0.57879 | 4843.548 | 200840429.1831 | 675.9547 | 24191229.6951 | 27.9421 | 0.40469 | 1222.3716 | 1000 | 1222371.6 | 0.2 | 0.73627 | 900 | 180 | 13500000 | 31.1566 | 900000 | 34.6184 | 1.4 | 322.3716 | 451.3202 | 4835574 | 49.1066 | 322371.6 | 152.3291 | 27.239 | 967649.1878 | 26.3578 | 1.0896 | 27.239 | 44448055.5594 | 1210.7207 | 603.75 | 59.2232 |  | 2516.7831 | 36.6668
|  | 2038 | 70012.071 | 37.7 | 9039.2297 | 0.5762 | 5208.4429 | 216941513.0283 | 727.8491 | 26130605.2443 | 27.8543 | 0.44564 | 1357.9497 | 1000 | 1357949.7 | 0.2 | 0.66276 | 900 | 180 | 13500000 | 31.1566 | 900000 | 34.6184 | 1.4 | 457.9497 | 641.1296 | 6869245.5 | 69.7591 | 457949.7 | 152.3291 | 27.5114 | 1045224.2098 | 28.7556 | 1.1005 | 27.5114 | 43881465.7154 | 1207.2402 | 603.75 | 59.2232 |  | 2567.5949 | 36.6736
|  | 2040 | 71412.3124 | 39.7 | 9709.1397 | 0.57377 | 5570.8087 | 233019353.5429 | 779.4722 | 28067181.1342 | 27.7717 | 0.48513 | 1487.0717 | 1000 | 1487071.7 | 0.2 | 0.60522 | 900 | 180 | 13500000 | 31.1566 | 900000 | 34.6184 | 1.4 | 587.0717 | 821.9004 | 8806075.5 | 89.4281 | 587071.7 | 152.3291 | 27.7865 | 1122687.2454 | 31.1956 | 1.1115 | 27.7865 | 43345131.2446 | 1204.4097 | 603.75 | 59.2232 |  | 2618.8275 | 36.6719
|  | 2042 | 72840.5586 | 40 | 9978.1587 | 0.57147 | 5702.2434 | 239475809.1827 | 798.8214 | 28844861.2161 | 27.6937 | 0.48293 | 1506.44 | 1000 | 1506440 | 0.2 | 0.59744 | 900 | 180 | 13500000 | 31.1566 | 900000 | 34.6184 | 1.4 | 606.44 | 849.016 | 9096600 | 92.3784 | 606440 | 152.3291 | 28.0644 | 1153794.4486 | 32.3805 | 1.1226 | 28.0644 | 43995697.4103 | 1234.7116 | 603.75 | 59.2232 |  | 2669.6635 | 36.6508
|  | 2044 | 74297.3698 | 40 | 10177.7219 | 0.5693 | 5794.1658 | 244265325.3663 | 812.6277 | 29421758.4404 | 27.62 | 0.47346 | 1506.44 | 1000 | 1506440 | 0.2 | 0.59744 | 900 | 180 | 13500000 | 31.1566 | 900000 | 34.6184 | 1.4 | 606.44 | 849.016 | 9096600 | 92.3784 | 606440 | 152.3291 | 28.345 | 1176870.3376 | 33.3584 | 1.1338 | 28.345 | 44875611.3585 | 1271.9999 | 603.75 | 59.2232 |  | 2721.736 | 36.633
|  | 2046 | 75783.3172 | 40 | 10381.2763 | 0.56724 | 5888.6389 | 249150631.8736 | 826.7801 | 30010193.6092 | 27.55 | 0.46417 | 1506.44 | 1000 | 1506440 | 0.2 | 0.59744 | 900 | 180 | 13500000 | 31.1566 | 900000 | 34.6184 | 1.4 | 606.44 | 849.016 | 9096600 | 92.3784 | 606440 | 152.3291 | 28.6285 | 1200407.7444 | 34.3658 | 1.1451 | 28.6285 | 45773123.5857 | 1310.4143 | 603.75 | 59.2232 |  | 2775.3102 | 36.6217
|  | 2048 | 77298.9835 | 40 | 10588.9019 | 0.56527 | 5985.6401 | 254133644.5111 | 841.2782 | 30610397.4814 | 27.4834 | 0.45507 | 1506.44 | 1000 | 1506440 | 0.2 | 0.59744 | 900 | 180 | 13500000 | 31.1566 | 900000 | 34.6184 | 1.4 | 606.44 | 849.016 | 9096600 | 92.3784 | 606440 | 152.3291 | 28.9147 | 1224415.8993 | 35.4037 | 1.1566 | 28.9147 | 46688586.0574 | 1349.9888 | 603.75 | 59.2232 |  | 2830.4206 | 36.6165
|  | 2050 | 78844.9632 | 40 | 10800.6799 | 0.5634 | 6085.1559 | 259216317.4013 | 856.1226 | 31222605.431 | 27.42 | 0.44615 | 1506.44 | 1000 | 1506440 | 0.2 | 0.59744 | 900 | 180 | 13500000 | 31.1566 | 900000 | 34.6184 | 1.4 | 606.44 | 849.016 | 9096600 | 92.3784 | 606440 | 152.3291 | 29.2039 | 1248904.2172 | 36.4729 | 1.1682 | 29.2039 | 47622357.7786 | 1390.7584 | 603.75 | 59.2232 |  | 2887.1039 | 36.6175
Rgeulator pays half of grid upgrade | [45 empty] | Rgeulator pays half of grid upgrade
base scenario | [45 empty] | base scenario
Demand |  |  |  | Cost of wind (£) | [7 empty] | cost of storage (£) |  |  |  | Pumped Hydro | [14 empty] | cost conv backup (£) |  |  |  | cost conv generation |  |  | cost of grid upgrade (£m) |  |  | total cost
Accounting period (yrs) | 20 | demand | GWh | % wind penetration | MW capacity | CapCost (£m/MW) | Capital cost (£m) | Annmaint (24/kw -inc) | annual Cost (£m) | Annual MWh generated | Cost (pounds/MWh) | storage factor | MW capacity | Hrs generation / yr | Annual MWh generated | upgraded (£m/MW) | P H upg factor | MW PHUp | Capital cost (£m) | Annmaint (25/kw -inc) | annual Cost (£m) | MWh PHUp | Cost (£/MWh) | New Built (£m/MW) | MW Phnew | Capital cost (£m) | Annmaint (24/kw -inc) | annual Cost (£m) | MWh PHUp | Cost (£/MWh) | cost (pounds/MWh) | MWh used / year | cost of backup (£m/yr) | cost across all wind MWh (£/MWh) | cost (£/MWh) | MWh used / year | cost of conv (£m/yr) | total cost | annual Cost (£m) | cost / MWh | total cost (£m) | Overall cost (£/MWh) | base scenario
Interest rate | 0.075 | year | * 12% of UK total plus interconnector export | hit targets |  |  |  | 24 | [9 empty] | max - 900 |  | 15 |  |  |  |  | max - | [5 empty] | 23 |  |  |  | 23 | [10 empty] | total cost
Capacity Factor (%) | 33 | 2004 | 52000 | 2 | 356.1644 | 0.7555 | 269.0822 | 8547945.2055 | 34.9428 | 1029600 | 33.9382 | 0 | 0 | 1000 | 0 | 0.2 | 1 | 0 | 0 | 0 | 0 | 0 |  | 1.4 | 0 | 0 | 0 | 0 | 0 |  | 23.23 | 41184 | 0.9567 | 0.9292 | 23.23 | 50970400 | 1184.0424 | 0 | 0 |  | 1219.9419 | 23.4604 | 23.4604 | 23.4604 |  | 1219.9419 | 1219.9419 | 1219.9419
Hours per year @ rated power | 3000 | 2006 | 53040 | 6 | 1089.863 | 0.69483 | 757.2682 | 26156712.3288 | 100.4388 | 3150576 | 31.8795 | 0 | 0 | 1000 | 0 | 0.2 | 1 | 0 | 0 | 0 | 0 | 0 |  | 1.4 | 0 | 0 | 0 | 0 | 0 |  | 23.4623 | 126023.04 | 2.9568 | 0.93849 | 23.4623 | 49889424 | 1170.5206 | 0 | 0 |  | 1273.9162 | 24.018 | 23.9717 | 23.842 |  | 1273.9162 | 1271.4599 | 1264.5822
|  | 2008 | 54100.8 | 12 | 2223.3205 | 0.6683 | 1485.8502 | 53359693.1507 | 199.11 | 6427175.04 | 30.9794 | 0.054646 | 0 | 1000 | 0 | 0.2 | 1 | 900 | 180 | 13500000 | 31.1566 | 900000 | 34.6184 | 1.4 | 0 | 0 | 0 | 0 | 0 |  | 23.6969 | 257087.0016 | 6.0922 | 0.94788 | 23.6969 | 47673624.96 | 1129.7182 | 175 | 17.1661 |  | 1352.0865 | 24.992 | 24.3895 | 24.2021 |  | 1352.0865 | 1319.4918 | 1309.3531
|  | 2010 | 55182.816 | 18 | 3401.6804 | 0.65139 | 2215.8049 | 81640330.5205 | 298.9935 | 9833577.8112 | 30.4054 | 0.12488 | 86.098 | 1000 | 86098 | 0.2 | 1 | 900 | 180 | 13500000 | 31.1566 | 900000 | 34.6184 | 1.4 | 0 | 0 | 0 | 0 | 0 |  | 23.9339 | 393343.1124 | 9.4142 | 0.95736 | 23.9339 | 45349238.1888 | 1085.3838 | 175 | 17.1661 |  | 1568.7915 | 28.429 | 27.9509 | 27.7156 |  | 1568.7915 | 1542.4116 | 1529.4246
|  | 2012 | 56286.4723 | 22 | 4240.7616 | 0.63903 | 2709.9735 | 101778278.7156 | 367.6055 | 12259193.6713 | 29.9861 | 0.18502 | 344.342 | 1000 | 344342 | 0.2 | 1 | 900 | 180 | 13500000 | 31.1566 | 900000 | 34.6184 | 1.4 | 0 | 0 | 0 | 0 | 0 |  | 24.1732 | 490367.7469 | 11.8538 | 0.96693 | 24.1732 | 44027278.6487 | 1064.2816 | 332.5 | 32.6157 |  | 1776.2409 | 31.5572 | 28.2556 | 27.9804 |  | 1776.2409 | 1590.4062 | 1574.9166
|  | 2014 | 57412.2018 | 26 | 5112.0454 | 0.62933 | 3217.1777 | 122689088.7063 | 438.2691 | 14777900.7347 | 29.6571 | 0.2553 | 602.586 | 1000 | 602586 | 0.2 | 1 | 900 | 180 | 13500000 | 31.1566 | 900000 | 34.6184 | 1.4 | 0 | 0 | 0 | 0 | 0 |  | 24.415 | 591116.0294 | 14.4321 | 0.9766 | 24.415 | 42634301.0317 | 1040.9149 | 332.5 | 32.6157 |  | 1826.1161 | 31.8071 | 28.5405 | 28.2327 |  | 1826.1161 | 1638.5721 | 1620.8991
|  | 2016 | 58560.4458 | 31 | 6217.0336 | 0.62137 | 3863.0933 | 149208807.1113 | 528.1481 | 17972200.8166 | 29.3869 | 0.35814 | 925.391 | 1000 | 925391 | 0.2 | 0.97256 | 900 | 180 | 13500000 | 31.1566 | 900000 | 34.6184 | 1.4 | 25.391 | 35.5474 | 380865 | 3.8678 | 25391 | 152.3291 | 24.6591 | 718888.0327 | 17.7271 | 0.98636 | 24.6591 | 40588244.9852 | 1000.8701 | 402.5 | 39.4821 |  | 1949.2454 | 33.286 | 31.4967 | 28.4734 |  | 1949.2454 | 1844.461 | 1667.4155
|  | 2018 | 59731.6547 | 36 | 7364.1766 | 0.61463 | 4526.2706 | 176740238.6169 | 620.732 | 21288361.7414 | 29.1583 | 0.47569 | 1248.196 | 1000 | 1248196 | 0.2 | 0.72104 | 900 | 180 | 13500000 | 31.1566 | 900000 | 34.6184 | 1.4 | 348.196 | 487.4744 | 5222940 | 53.0404 | 348196 | 152.3291 | 24.9057 | 851534.4697 | 21.2081 | 0.99623 | 24.9057 | 38443292.9764 | 957.4573 | 402.5 | 39.4821 |  | 2001.8974 | 33.5148 | 31.6934 | 28.7033 |  | 2001.8974 | 1893.0993 | 1714.4932
|  | 2020 | 60926.2878 | 40 | 8346.0668 | 0.6088 | 5081.081 | 200305603.7659 | 698.72 | 24126809.9736 | 28.9603 | 0.57736 | 1506.44 | 1000 | 1506440 | 0.2 | 0.59744 | 900 | 180 | 13500000 | 31.1566 | 900000 | 34.6184 | 1.4 | 606.44 | 849.016 | 9096600 | 92.3784 | 606440 | 152.3291 | 25.1548 | 965072.3989 | 24.2762 | 1.0062 | 25.1548 | 36799477.8385 | 925.6821 | 402.5 | 39.4821 |  | 2051.1782 | 33.6666 | 31.8745 | 31.5077 |  | 2051.1782 | 1941.9972 | 1919.6495
|  | 2022 | 62144.8136 | 40 | 8512.9882 | 0.60366 | 5138.9628 | 204311715.8412 | 708.4038 | 24609346.1731 | 28.786 | 0.56604 | 1506.44 | 1000 | 1506440 | 0.2 | 0.59744 | 900 | 180 | 13500000 | 31.1566 | 900000 | 34.6184 | 1.4 | 606.44 | 849.016 | 9096600 | 92.3784 | 606440 | 152.3291 | 25.4063 | 984373.8469 | 25.0093 | 1.0163 | 25.4063 | 37535467.3953 | 953.6377 | 402.5 | 39.4821 |  | 2089.5508 | 33.6239 | 32.0405 | 31.6663 |  | 2089.5508 | 1991.1534 | 1967.8946
|  | 2024 | 63387.7098 | 40 | 8683.2479 | 0.59908 | 5201.9187 | 208397950.158 | 718.6656 | 25101533.0965 | 28.6303 | 0.55494 | 1506.44 | 1000 | 1506440 | 0.2 | 0.59744 | 900 | 180 | 13500000 | 31.1566 | 900000 | 34.6184 | 1.4 | 606.44 | 849.016 | 9096600 | 92.3784 | 606440 | 152.3291 | 25.6604 | 1004061.3239 | 25.7646 | 1.0264 | 25.6604 | 38286176.7432 | 982.4375 | 402.5 | 39.4821 |  | 2129.3677 | 33.5928 | 33.296 | 31.8158 |  | 2129.3677 | 2110.5585 | 2016.7336
|  | 2026 | 64655.464 | 40 | 8856.9129 | 0.59494 | 5269.3031 | 212565909.1612 | 729.4434 | 25603563.7585 | 28.4899 | 0.54406 | 1506.44 | 1000 | 1506440 | 0.2 | 0.59744 | 900 | 180 | 13500000 | 31.1566 | 900000 | 34.6184 | 1.4 | 606.44 | 849.016 | 9096600 | 92.3784 | 606440 | 152.3291 | 25.917 | 1024142.5503 | 26.5427 | 1.0367 | 25.917 | 39051900.2781 | 1012.1072 | 402.5 | 39.4821 |  | 2170.5932 | 33.5717 | 33.4109 | 31.9566 |  | 2170.5932 | 2160.1961 | 2066.1671
|  | 2028 | 65948.5733 | 40 | 9034.0511 | 0.59117 | 5340.6484 | 216817227.3444 | 740.6931 | 26115635.0336 | 28.3621 | 0.53339 | 1506.44 | 1000 | 1506440 | 0.2 | 0.59744 | 900 | 180 | 13500000 | 31.1566 | 900000 | 34.6184 | 1.4 | 606.44 | 849.016 | 9096600 | 92.3784 | 606440 | 152.3291 | 26.1761 | 1044625.4013 | 27.3443 | 1.047 | 26.1761 | 39832938.2836 | 1042.6728 | 402.5 | 39.4821 |  | 2213.2102 | 33.5596 | 33.5116 | 32.0885 |  | 2213.2102 | 2210.044 | 2116.1923
|  | 2030 | 67267.5448 | 40 | 9214.7322 | 0.58771 | 5415.6086 | 221153571.8913 | 752.3825 | 26637947.7343 | 28.2448 | 0.52294 | 1506.44 | 1000 | 1506440 | 0.2 | 0.59744 | 900 | 180 | 13500000 | 31.1566 | 900000 | 34.6184 | 1.4 | 606.44 | 849.016 | 9096600 | 92.3784 | 606440 | 152.3291 | 26.4379 | 1065517.9094 | 28.1701 | 1.0575 | 26.4379 | 40629597.0493 | 1074.1615 | 402.5 | 39.4821 |  | 2257.2141 | 33.5558 | 33.5558 | 33.2523 |  | 2257.2141 | 2257.2141 | 2236.8035
|  | 2032 | 68612.8957 | 40 | 9399.0268 | 0.58452 | 5493.9238 | 225576643.3291 | 764.4877 | 27170706.689 | 28.1365 | 0.51268 | 1506.44 | 1000 | 1506440 | 0.2 | 0.59744 | 900 | 180 | 13500000 | 31.1566 | 900000 | 34.6184 | 1.4 | 606.44 | 849.016 | 9096600 | 92.3784 | 606440 | 152.3291 | 26.7023 | 1086828.2676 | 29.0208 | 1.0681 | 26.7023 | 41442188.9903 | 1106.6012 | 402.5 | 39.4821 |  | 2302.6096 | 33.5594 | 33.5594 | 33.3464 |  | 2302.6096 | 2302.6096 | 2287.9921
|  | 2034 | 69985.1536 | 40 | 9587.0073 | 0.58156 | 5575.3966 | 230088176.1957 | 776.991 | 27714120.8228 | 28.0359 | 0.50263 | 1506.44 | 1000 | 1506440 | 0.2 | 0.59744 | 900 | 180 | 13500000 | 31.1566 | 900000 | 34.6184 | 1.4 | 606.44 | 849.016 | 9096600 | 92.3784 | 606440 | 152.3291 | 26.9693 | 1108564.8329 | 29.8972 | 1.0788 | 26.9693 | 42271032.7701 | 1140.0205 | 402.5 | 39.4821 |  | 2349.4088 | 33.5701 | 33.5701 | 33.432 |  | 2349.4088 | 2349.4088 | 2339.747
|  | 2036 | 71384.8567 | 40 | 9778.7475 | 0.57879 | 5659.8763 | 234689939.7196 | 789.8796 | 28268403.2392 | 27.9421 | 0.49277 | 1506.44 | 1000 | 1506440 | 0.2 | 0.59744 | 900 | 180 | 13500000 | 31.1566 | 900000 | 34.6184 | 1.4 | 606.44 | 849.016 | 9096600 | 92.3784 | 606440 | 152.3291 | 27.239 | 1130736.1296 | 30.8001 | 1.0896 | 27.239 | 43116453.4255 | 1174.4492 | 402.5 | 39.4821 |  | 2397.6289 | 33.5874 | 33.5874 | 33.5093 |  | 2397.6289 | 2397.6289 | 2392.0545
|  | 2038 | 72812.5538 | 40 | 9974.3224 | 0.5762 | 5747.2473 | 239383738.514 | 803.1438 | 28833771.304 | 27.8543 | 0.48311 | 1506.44 | 1000 | 1506440 | 0.2 | 0.59744 | 900 | 180 | 13500000 | 31.1566 | 900000 | 34.6184 | 1.4 | 606.44 | 849.016 | 9096600 | 92.3784 | 606440 | 152.3291 | 27.5114 | 1153350.8522 | 31.7303 | 1.1005 | 27.5114 | 43978782.494 | 1209.9175 | 402.5 | 39.4821 |  | 2447.2916 | 33.6108 | 33.6108 | 33.578 |  | 2447.2916 | 2447.2916 | 2444.8987
|  | 2040 | 74268.8049 | 40 | 10173.8089 | 0.57377 | 5837.4218 | 244171413.2843 | 816.7769 | 29410446.7301 | 27.7717 | 0.47364 | 1506.44 | 1000 | 1506440 | 0.2 | 0.59744 | 900 | 180 | 13500000 | 31.1566 | 900000 | 34.6184 | 1.4 | 606.44 | 849.016 | 9096600 | 92.3784 | 606440 | 152.3291 | 27.7865 | 1176417.8692 | 32.6885 | 1.1115 | 27.7865 | 44858358.1439 | 1246.457 | 402.5 | 39.4821 |  | 2498.4225 | 33.6403 | 33.6403 | 33.637 |  | 2498.4225 | 2498.4225 | 2498.1806
|  | 2042 | 75754.181 | 40 | 10377.2851 | 0.57147 | 5930.3332 | 249054841.55 | 830.7742 | 29998655.6647 | 27.6937 | 0.46435 | 1506.44 | 1000 | 1506440 | 0.2 | 0.59744 | 900 | 180 | 13500000 | 31.1566 | 900000 | 34.6184 | 1.4 | 606.44 | 849.016 | 9096600 | 92.3784 | 606440 | 152.3291 | 28.0644 | 1199946.2266 | 33.6757 | 1.1226 | 28.0644 | 45755525.3068 | 1284.1 | 402.5 | 39.4821 |  | 2551.05 | 33.6754 | 33.6754 | 33.6754 |  | 2551.05 | 2551.05 | 2551.05
|  | 2044 | 77269.2646 | 40 | 10584.8308 | 0.5693 | 6025.9324 | 254035938.381 | 845.1329 | 30598628.778 | 27.62 | 0.45525 | 1506.44 | 1000 | 1506440 | 0.2 | 0.59744 | 900 | 180 | 13500000 | 31.1566 | 900000 | 34.6184 | 1.4 | 606.44 | 849.016 | 9096600 | 92.3784 | 606440 | 152.3291 | 28.345 | 1223945.1511 | 34.6927 | 1.1338 | 28.345 | 46670635.8129 | 1322.8799 | 402.5 | 39.4821 |  | 2605.2055 | 33.7159 | 33.7159 | 33.7159 |  | 2605.2055 | 2605.2055 | 2605.2055
|  | 2046 | 78814.6499 | 40 | 10796.5274 | 0.56724 | 6124.1845 | 259116657.1486 | 859.8513 | 31210601.3535 | 27.55 | 0.44632 | 1506.44 | 1000 | 1506440 | 0.2 | 0.59744 | 900 | 180 | 13500000 | 31.1566 | 900000 | 34.6184 | 1.4 | 606.44 | 849.016 | 9096600 | 92.3784 | 606440 | 152.3291 | 28.6285 | 1248424.0541 | 35.7405 | 1.1451 | 28.6285 | 47604048.5291 | 1362.8308 | 402.5 | 39.4821 |  | 2660.9226 | 33.7618 | 33.7618 | 33.7618 |  | 2660.9226 | 2660.9226 | 2660.9226
|  | 2048 | 80390.9429 | 40 | 11012.4579 | 0.56527 | 6225.0657 | 264298990.2915 | 874.9293 | 31834813.3806 | 27.4834 | 0.43757 | 1506.44 | 1000 | 1506440 | 0.2 | 0.59744 | 900 | 180 | 13500000 | 31.1566 | 900000 | 34.6184 | 1.4 | 606.44 | 849.016 | 9096600 | 92.3784 | 606440 | 152.3291 | 28.9147 | 1273392.5352 | 36.8198 | 1.1566 | 28.9147 | 48556129.4997 | 1403.9883 | 402.5 | 39.4821 |  | 2718.2375 | 33.8127 | 33.8127 | 33.8127 |  | 2718.2375 | 2718.2375 | 2718.2375
|  | 2050 | 81998.7617 | 40 | 11232.7071 | 0.5634 | 6328.5621 | 269584970.0974 | 890.3675 | 32471509.6482 | 27.42 | 0.42899 | 1506.44 | 1000 | 1506440 | 0.2 | 0.59744 | 900 | 180 | 13500000 | 31.1566 | 900000 | 34.6184 | 1.4 | 606.44 | 849.016 | 9096600 | 92.3784 | 606440 | 152.3291 | 29.2039 | 1298860.3859 | 37.9318 | 1.1682 | 29.2039 | 49527252.0897 | 1446.3888 | 402.5 | 39.4821 |  | 2777.188 | 33.8687 | 33.8687 | 33.8687 |  | 2777.188 | 2777.188 | 2777.188
Demand |  |  |  | Cost of wind (£) | [7 empty] | cost of storage (£) |  |  |  | Pumped Hydro | [14 empty] | cost conv backup (£) |  |  |  | cost conv generation |  |  | cost of grid upgrade (£m) |  |  | total cost
Accounting period (yrs) | 20 | demand | GWh | % wind penetration | MW capacity | CapCost (£m/MW) | Capital cost (£m) | Annmaint (24/kw -inc) | annual Cost (£m) | Annual MWh generated | Cost (pounds/MWh) | storage factor | MW capacity | Hrs generation / yr | Annual MWh generated | upgraded (£m/MW) | P H upg factor | MW PHUp | Capital cost (£m) | Annmaint (25/kw -inc) | annual Cost (£m) | MWh PHUp | Cost (£/MWh) | New Built (£m/MW) | MW Phnew | Capital cost (£m) | Annmaint (24/kw -inc) | annual Cost (£m) | MWh PHUp | Cost (£/MWh) | cost (pounds/MWh) | MWh used / year | cost of backup (£m/yr) | cost across all wind MWh (£/MWh) | cost (£/MWh) | MWh used / year | cost of conv (£m/yr) | total cost | annual Cost (£m) | cost / MWh | total cost (£m) | Overall cost (£/MWh)
Interest rate | 0.075 | year | * 12% of UK total plus interconnector export | bit behind targets |  |  |  | 24 | [9 empty] | max - 900 |  | 15 |  |  |  |  | max - | [5 empty] | 23 |  |  |  | 23
Capacity Factor (%) | 33 | 2004 | 52000 | 2 | 356.1644 | 0.7555 | 269.0822 | 8547945.2055 | 34.9428 | 1029600 | 33.9382 | 0 | 0 | 1000 | 0 | 0.2 | 1 | 0 | 0 | 0 | 0 | 0 |  | 1.4 | 0 | 0 | 0 | 0 | 0 |  | 23.23 | 41184 | 0.9567 | 0.9292 | 23.23 | 50970400 | 1184.0424 | 0 | 0 |  | 1219.9419 | 23.4604
|  | 2006 | 53040 | 5.5 | 999.0411 | 0.69483 | 694.1626 | 23976986.3014 | 92.0689 | 2888028 | 31.8795 | 0 | 0 | 1000 | 0 | 0.2 | 1 | 0 | 0 | 0 | 0 | 0 |  | 1.4 | 0 | 0 | 0 | 0 | 0 |  | 23.4623 | 115521.12 | 2.7104 | 0.93849 | 23.4623 | 50151972 | 1176.6806 | 0 | 0 |  | 1271.4599 | 23.9717
|  | 2008 | 54100.8 | 8.5 | 1574.8521 | 0.6683 | 1052.4772 | 37796449.3151 | 141.0362 | 4552582.32 | 30.9794 | 0.026046 | 0 | 1000 | 0 | 0.2 | 1 | 900 | 180 | 13500000 | 31.1566 | 900000 | 34.6184 | 1.4 | 0 | 0 | 0 | 0 | 0 |  | 23.6969 | 182103.2928 | 4.3153 | 0.94788 | 23.6969 | 49548217.68 | 1174.1403 | 0 | 0 |  | 1319.4918 | 24.3895
|  | 2010 | 55182.816 | 11.5 | 2173.2958 | 0.65139 | 1415.6531 | 52159100.0548 | 191.0236 | 6282563.6016 | 30.4054 | 0.048957 | 0 | 1000 | 0 | 0.2 | 1 | 900 | 180 | 13500000 | 31.1566 | 900000 | 34.6184 | 1.4 | 0 | 0 | 0 | 0 | 0 |  | 23.9339 | 251302.5441 | 6.0146 | 0.95736 | 23.9339 | 48900252.3984 | 1170.3734 | 175 | 17.1661 |  | 1542.4116 | 27.9509
|  | 2012 | 56286.4723 | 14.5 | 2795.0474 | 0.63903 | 1786.1189 | 67081138.2444 | 242.2855 | 8079923.1015 | 29.9861 | 0.078154 | 0 | 1000 | 0 | 0.2 | 1 | 900 | 180 | 13500000 | 31.1566 | 900000 | 34.6184 | 1.4 | 0 | 0 | 0 | 0 | 0 |  | 24.1732 | 323196.9241 | 7.8127 | 0.96693 | 24.1732 | 48206549.2185 | 1165.3081 | 175 | 17.1661 |  | 1590.4062 | 28.2556
|  | 2014 | 57412.2018 | 17.5 | 3440.7998 | 0.62933 | 2165.408 | 82579194.3215 | 294.9888 | 9946663.956 | 29.6571 | 0.11324 | 53.8175 | 1000 | 53817.5 | 0.2 | 1 | 900 | 180 | 13500000 | 31.1566 | 900000 | 34.6184 | 1.4 | 0 | 0 | 0 | 0 | 0 |  | 24.415 | 397866.5582 | 9.7139 | 0.9766 | 24.415 | 47465537.8104 | 1158.8694 | 175 | 17.1661 |  | 1638.5721 | 28.5405
|  | 2016 | 58560.4458 | 20.5 | 4111.2642 | 0.62137 | 2554.6262 | 98670340.1865 | 349.2592 | 11884842.4755 | 29.3869 | 0.15383 | 247.5005 | 1000 | 247500.5 | 0.2 | 1 | 900 | 180 | 13500000 | 31.1566 | 900000 | 34.6184 | 1.4 | 0 | 0 | 0 | 0 | 0 |  | 24.6591 | 475393.699 | 11.7228 | 0.98636 | 24.6591 | 46675603.3263 | 1150.979 | 332.5 | 32.6157 |  | 1844.461 | 31.4967
|  | 2018 | 59731.6547 | 23.5 | 4807.1708 | 0.61463 | 2954.6488 | 115372100.2083 | 405.2001 | 13896569.4701 | 29.1583 | 0.19957 | 441.1835 | 1000 | 441183.5 | 0.2 | 1 | 900 | 180 | 13500000 | 31.1566 | 900000 | 34.6184 | 1.4 | 0 | 0 | 0 | 0 | 0 |  | 24.9057 | 555862.7788 | 13.8442 | 0.99623 | 24.9057 | 45835085.2477 | 1141.5551 | 332.5 | 32.6157 |  | 1893.0993 | 31.6934
|  | 2020 | 60926.2878 | 26.5 | 5529.2693 | 0.6088 | 3366.2162 | 132702462.4949 | 462.902 | 15984011.6075 | 28.9603 | 0.25011 | 634.8665 | 1000 | 634866.5 | 0.2 | 1 | 900 | 180 | 13500000 | 31.1566 | 900000 | 34.6184 | 1.4 | 0 | 0 | 0 | 0 | 0 |  | 25.1548 | 639360.4643 | 16.083 | 1.0062 | 25.1548 | 44942276.2046 | 1130.5122 | 332.5 | 32.6157 |  | 1941.9972 | 31.8745
|  | 2022 | 62144.8136 | 29.5 | 6278.3288 | 0.60366 | 3789.9851 | 150679890.4329 | 522.4478 | 18149392.8026 | 28.786 | 0.3051 | 828.5495 | 1000 | 828549.5 | 0.2 | 1 | 900 | 180 | 13500000 | 31.1566 | 900000 | 34.6184 | 1.4 | 0 | 0 | 0 | 0 | 0 |  | 25.4063 | 725975.7121 | 18.4444 | 1.0163 | 25.4063 | 43995420.7657 | 1117.7612 | 332.5 | 32.6157 |  | 1991.1534 | 32.0405
|  | 2024 | 63387.7098 | 32.5 | 7055.1389 | 0.59908 | 4226.5589 | 169323334.5034 | 583.9158 | 20394995.6409 | 28.6303 | 0.36422 | 1022.2325 | 1000 | 1022232.5 | 0.2 | 0.88043 | 900 | 180 | 13500000 | 31.1566 | 900000 | 34.6184 | 1.4 | 122.2325 | 171.1255 | 1833487.5 | 18.6196 | 122232.5 | 152.3291 | 25.6604 | 815799.8256 | 20.9337 | 1.0264 | 25.6604 | 42992714.1988 | 1103.209 | 402.5 | 39.4821 |  | 2110.5585 | 33.296
|  | 2026 | 64655.464 | 35.5 | 7860.5102 | 0.59494 | 4676.5065 | 188652244.3805 | 647.381 | 22723162.8356 | 28.4899 | 0.42718 | 1215.9155 | 1000 | 1215915.5 | 0.2 | 0.74018 | 900 | 180 | 13500000 | 31.1566 | 900000 | 34.6184 | 1.4 | 315.9155 | 442.2817 | 4738732.5 | 48.1231 | 315915.5 | 152.3291 | 25.917 | 908926.5134 | 23.5566 | 1.0367 | 25.917 | 41932301.2009 | 1086.7584 | 402.5 | 39.4821 |  | 2160.1961 | 33.4109
|  | 2028 | 65948.5733 | 38.5 | 8695.2742 | 0.59117 | 5140.3741 | 208686581.319 | 712.9171 | 25136298.7199 | 28.3621 | 0.49366 | 1409.5985 | 1000 | 1409598.5 | 0.2 | 0.63848 | 900 | 180 | 13500000 | 31.1566 | 900000 | 34.6184 | 1.4 | 509.5985 | 713.4379 | 7643977.5 | 77.6267 | 509598.5 | 152.3291 | 26.1761 | 1005451.9488 | 26.3189 | 1.047 | 26.1761 | 40812274.5974 | 1068.308 | 402.5 | 39.4821 |  | 2210.044 | 33.5116
|  | 2030 | 67267.5448 | 40 | 9214.7322 | 0.58771 | 5415.6086 | 221153571.8913 | 752.3825 | 26637947.7343 | 28.2448 | 0.52294 | 1506.44 | 1000 | 1506440 | 0.2 | 0.59744 | 900 | 180 | 13500000 | 31.1566 | 900000 | 34.6184 | 1.4 | 606.44 | 849.016 | 9096600 | 92.3784 | 606440 | 152.3291 | 26.4379 | 1065517.9094 | 28.1701 | 1.0575 | 26.4379 | 40629597.0493 | 1074.1615 | 402.5 | 39.4821 |  | 2257.2141 | 33.5558
|  | 2032 | 68612.8957 | 40 | 9399.0268 | 0.58452 | 5493.9238 | 225576643.3291 | 764.4877 | 27170706.689 | 28.1365 | 0.51268 | 1506.44 | 1000 | 1506440 | 0.2 | 0.59744 | 900 | 180 | 13500000 | 31.1566 | 900000 | 34.6184 | 1.4 | 606.44 | 849.016 | 9096600 | 92.3784 | 606440 | 152.3291 | 26.7023 | 1086828.2676 | 29.0208 | 1.0681 | 26.7023 | 41442188.9903 | 1106.6012 | 402.5 | 39.4821 |  | 2302.6096 | 33.5594
|  | 2034 | 69985.1536 | 40 | 9587.0073 | 0.58156 | 5575.3966 | 230088176.1957 | 776.991 | 27714120.8228 | 28.0359 | 0.50263 | 1506.44 | 1000 | 1506440 | 0.2 | 0.59744 | 900 | 180 | 13500000 | 31.1566 | 900000 | 34.6184 | 1.4 | 606.44 | 849.016 | 9096600 | 92.3784 | 606440 | 152.3291 | 26.9693 | 1108564.8329 | 29.8972 | 1.0788 | 26.9693 | 42271032.7701 | 1140.0205 | 402.5 | 39.4821 |  | 2349.4088 | 33.5701
|  | 2036 | 71384.8567 | 40 | 9778.7475 | 0.57879 | 5659.8763 | 234689939.7196 | 789.8796 | 28268403.2392 | 27.9421 | 0.49277 | 1506.44 | 1000 | 1506440 | 0.2 | 0.59744 | 900 | 180 | 13500000 | 31.1566 | 900000 | 34.6184 | 1.4 | 606.44 | 849.016 | 9096600 | 92.3784 | 606440 | 152.3291 | 27.239 | 1130736.1296 | 30.8001 | 1.0896 | 27.239 | 43116453.4255 | 1174.4492 | 402.5 | 39.4821 |  | 2397.6289 | 33.5874
|  | 2038 | 72812.5538 | 40 | 9974.3224 | 0.5762 | 5747.2473 | 239383738.514 | 803.1438 | 28833771.304 | 27.8543 | 0.48311 | 1506.44 | 1000 | 1506440 | 0.2 | 0.59744 | 900 | 180 | 13500000 | 31.1566 | 900000 | 34.6184 | 1.4 | 606.44 | 849.016 | 9096600 | 92.3784 | 606440 | 152.3291 | 27.5114 | 1153350.8522 | 31.7303 | 1.1005 | 27.5114 | 43978782.494 | 1209.9175 | 402.5 | 39.4821 |  | 2447.2916 | 33.6108
|  | 2040 | 74268.8049 | 40 | 10173.8089 | 0.57377 | 5837.4218 | 244171413.2843 | 816.7769 | 29410446.7301 | 27.7717 | 0.47364 | 1506.44 | 1000 | 1506440 | 0.2 | 0.59744 | 900 | 180 | 13500000 | 31.1566 | 900000 | 34.6184 | 1.4 | 606.44 | 849.016 | 9096600 | 92.3784 | 606440 | 152.3291 | 27.7865 | 1176417.8692 | 32.6885 | 1.1115 | 27.7865 | 44858358.1439 | 1246.457 | 402.5 | 39.4821 |  | 2498.4225 | 33.6403
|  | 2042 | 75754.181 | 40 | 10377.2851 | 0.57147 | 5930.3332 | 249054841.55 | 830.7742 | 29998655.6647 | 27.6937 | 0.46435 | 1506.44 | 1000 | 1506440 | 0.2 | 0.59744 | 900 | 180 | 13500000 | 31.1566 | 900000 | 34.6184 | 1.4 | 606.44 | 849.016 | 9096600 | 92.3784 | 606440 | 152.3291 | 28.0644 | 1199946.2266 | 33.6757 | 1.1226 | 28.0644 | 45755525.3068 | 1284.1 | 402.5 | 39.4821 |  | 2551.05 | 33.6754
|  | 2044 | 77269.2646 | 40 | 10584.8308 | 0.5693 | 6025.9324 | 254035938.381 | 845.1329 | 30598628.778 | 27.62 | 0.45525 | 1506.44 | 1000 | 1506440 | 0.2 | 0.59744 | 900 | 180 | 13500000 | 31.1566 | 900000 | 34.6184 | 1.4 | 606.44 | 849.016 | 9096600 | 92.3784 | 606440 | 152.3291 | 28.345 | 1223945.1511 | 34.6927 | 1.1338 | 28.345 | 46670635.8129 | 1322.8799 | 402.5 | 39.4821 |  | 2605.2055 | 33.7159
|  | 2046 | 78814.6499 | 40 | 10796.5274 | 0.56724 | 6124.1845 | 259116657.1486 | 859.8513 | 31210601.3535 | 27.55 | 0.44632 | 1506.44 | 1000 | 1506440 | 0.2 | 0.59744 | 900 | 180 | 13500000 | 31.1566 | 900000 | 34.6184 | 1.4 | 606.44 | 849.016 | 9096600 | 92.3784 | 606440 | 152.3291 | 28.6285 | 1248424.0541 | 35.7405 | 1.1451 | 28.6285 | 47604048.5291 | 1362.8308 | 402.5 | 39.4821 |  | 2660.9226 | 33.7618
|  | 2048 | 80390.9429 | 40 | 11012.4579 | 0.56527 | 6225.0657 | 264298990.2915 | 874.9293 | 31834813.3806 | 27.4834 | 0.43757 | 1506.44 | 1000 | 1506440 | 0.2 | 0.59744 | 900 | 180 | 13500000 | 31.1566 | 900000 | 34.6184 | 1.4 | 606.44 | 849.016 | 9096600 | 92.3784 | 606440 | 152.3291 | 28.9147 | 1273392.5352 | 36.8198 | 1.1566 | 28.9147 | 48556129.4997 | 1403.9883 | 402.5 | 39.4821 |  | 2718.2375 | 33.8127
|  | 2050 | 81998.7617 | 40 | 11232.7071 | 0.5634 | 6328.5621 | 269584970.0974 | 890.3675 | 32471509.6482 | 27.42 | 0.42899 | 1506.44 | 1000 | 1506440 | 0.2 | 0.59744 | 900 | 180 | 13500000 | 31.1566 | 900000 | 34.6184 | 1.4 | 606.44 | 849.016 | 9096600 | 92.3784 | 606440 | 152.3291 | 29.2039 | 1298860.3859 | 37.9318 | 1.1682 | 29.2039 | 49527252.0897 | 1446.3888 | 402.5 | 39.4821 |  | 2777.188 | 33.8687
Demand |  |  |  | Cost of wind (£) | [7 empty] | cost of storage (£) |  |  |  | Pumped Hydro | [14 empty] | cost conv backup (£) |  |  |  | cost conv generation |  |  | cost of grid upgrade (£m) |  |  | total cost
Accounting period (yrs) | 20 | demand | GWh | % wind penetration | MW capacity | CapCost (£m/MW) | Capital cost (£m) | Annmaint (24/kw -inc) | annual Cost (£m) | Annual MWh generated | Cost (pounds/MWh) | storage factor | MW capacity | Hrs generation / yr | Annual MWh generated | upgraded (£m/MW) | P H upg factor | MW PHUp | Capital cost (£m) | Annmaint (25/kw -inc) | annual Cost (£m) | MWh PHUp | Cost (£/MWh) | New Built (£m/MW) | MW Phnew | Capital cost (£m) | Annmaint (24/kw -inc) | annual Cost (£m) | MWh PHUp | Cost (£/MWh) | cost (pounds/MWh) | MWh used / year | cost of backup (£m/yr) | cost across all wind MWh (£/MWh) | cost (£/MWh) | MWh used / year | cost of conv (£m/yr) | total cost | annual Cost (£m) | cost / MWh | total cost (£m) | Overall cost (£/MWh)
Interest rate | 0.075 | year | * 12% of UK total plus interconnector export | well behind targets |  |  |  | 24 | [9 empty] | max - 900 |  | 15 |  |  |  |  | max - | [5 empty] | 23 |  |  |  | 23
Capacity Factor (%) | 33 | 2004 | 52000 | 2 | 356.1644 | 0.7555 | 269.0822 | 8547945.2055 | 34.9428 | 1029600 | 33.9382 | 0 | 0 | 1000 | 0 | 0.2 | 1 | 0 | 0 | 0 | 0 | 0 |  | 1.4 | 0 | 0 | 0 | 0 | 0 |  | 23.23 | 41184 | 0.9567 | 0.9292 | 23.23 | 50970400 | 1184.0424 | 0 | 0 |  | 1219.9419 | 23.4604
|  | 2006 | 53040 | 4.1 | 744.7397 | 0.69483 | 517.4666 | 17873753.4247 | 68.6332 | 2152893.6 | 31.8795 | 0 | 0 | 1000 | 0 | 0.2 | 1 | 0 | 0 | 0 | 0 | 0 |  | 1.4 | 0 | 0 | 0 | 0 | 0 |  | 23.4623 | 86115.744 | 2.0205 | 0.93849 | 23.4623 | 50887106.4 | 1193.9286 | 0 | 0 |  | 1264.5822 | 23.842
|  | 2008 | 54100.8 | 6.2 | 1148.7156 | 0.6683 | 767.6893 | 27569174.7945 | 102.8735 | 3320707.104 | 30.9794 | 0.0128 | 0 | 1000 | 0 | 0.2 | 1 | 900 | 180 | 13500000 | 31.1566 | 900000 | 34.6184 | 1.4 | 0 | 0 | 0 | 0 | 0 |  | 23.6969 | 132828.2842 | 3.1476 | 0.94788 | 23.6969 | 50780092.896 | 1203.332 | 0 | 0 |  | 1309.3531 | 24.2021
|  | 2010 | 55182.816 | 8.3 | 1568.5526 | 0.65139 | 1021.7322 | 37645263.5178 | 137.8692 | 4534371.9907 | 30.4054 | 0.024235 | 0 | 1000 | 0 | 0.2 | 1 | 900 | 180 | 13500000 | 31.1566 | 900000 | 34.6184 | 1.4 | 0 | 0 | 0 | 0 | 0 |  | 23.9339 | 181374.8796 | 4.341 | 0.95736 | 23.9339 | 50648444.0093 | 1212.2144 | 175 | 17.1661 |  | 1529.4246 | 27.7156
|  | 2012 | 56286.4723 | 10.4 | 2004.7237 | 0.63903 | 1281.0784 | 48113368.1201 | 173.7772 | 5795255.1901 | 29.9861 | 0.038742 | 0 | 1000 | 0 | 0.2 | 1 | 900 | 180 | 13500000 | 31.1566 | 900000 | 34.6184 | 1.4 | 0 | 0 | 0 | 0 | 0 |  | 24.1732 | 231810.2076 | 5.6036 | 0.96693 | 24.1732 | 50491217.1299 | 1220.5359 | 175 | 17.1661 |  | 1574.9166 | 27.9804
|  | 2014 | 57412.2018 | 12.5 | 2457.7141 | 0.62933 | 1546.72 | 58985138.8011 | 210.7063 | 7104759.9686 | 29.6571 | 0.056127 | 0 | 1000 | 0 | 0.2 | 1 | 900 | 180 | 13500000 | 31.1566 | 900000 | 34.6184 | 1.4 | 0 | 0 | 0 | 0 | 0 |  | 24.415 | 284190.3987 | 6.9385 | 0.9766 | 24.415 | 50307441.7978 | 1228.2544 | 175 | 17.1661 |  | 1620.8991 | 28.2327
|  | 2016 | 58560.4458 | 14.6 | 2928.0223 | 0.62137 | 1819.3923 | 70272534.9621 | 248.7407 | 8464326.8362 | 29.3869 | 0.076204 | 0 | 1000 | 0 | 0.2 | 1 | 900 | 180 | 13500000 | 31.1566 | 900000 | 34.6184 | 1.4 | 0 | 0 | 0 | 0 | 0 |  | 24.6591 | 338573.0734 | 8.3489 | 0.98636 | 24.6591 | 50096118.9655 | 1235.3259 | 175 | 17.1661 |  | 1667.4155 | 28.4734
|  | 2018 | 59731.6547 | 16.7 | 3416.1597 | 0.61463 | 2099.6866 | 81987832.914 | 287.9507 | 9875434.4745 | 29.1583 | 0.098794 | 2.1687 | 1000 | 2168.7 | 0.2 | 1 | 900 | 180 | 13500000 | 31.1566 | 900000 | 34.6184 | 1.4 | 0 | 0 | 0 | 0 | 0 |  | 24.9057 | 395017.379 | 9.8382 | 0.99623 | 24.9057 | 49856220.2433 | 1241.7043 | 175 | 17.1661 |  | 1714.4932 | 28.7033
|  | 2020 | 60926.2878 | 18.8 | 3922.6514 | 0.6088 | 2388.1081 | 94143633.77 | 328.3984 | 11339600.6876 | 28.9603 | 0.12373 | 137.7468 | 1000 | 137746.8 | 0.2 | 1 | 900 | 180 | 13500000 | 31.1566 | 900000 | 34.6184 | 1.4 | 0 | 0 | 0 | 0 | 0 |  | 25.1548 | 453584.0275 | 11.4098 | 1.0062 | 25.1548 | 49586687.1245 | 1247.3413 | 332.5 | 32.6157 |  | 1919.6495 | 31.5077
|  | 2022 | 62144.8136 | 20.9 | 4448.0363 | 0.60366 | 2685.1081 | 106752871.527 | 370.141 | 12858383.3754 | 28.786 | 0.15083 | 273.3249 | 1000 | 273324.9 | 0.2 | 1 | 900 | 180 | 13500000 | 31.1566 | 900000 | 34.6184 | 1.4 | 0 | 0 | 0 | 0 | 0 |  | 25.4063 | 514335.335 | 13.0674 | 1.0163 | 25.4063 | 49286430.1929 | 1252.1863 | 332.5 | 32.6157 |  | 1967.8946 | 31.6663
|  | 2024 | 63387.7098 | 23 | 4992.8676 | 0.59908 | 2991.1032 | 119828821.3409 | 413.2327 | 14433381.5305 | 28.6303 | 0.17996 | 408.903 | 1000 | 408903 | 0.2 | 1 | 900 | 180 | 13500000 | 31.1566 | 900000 | 34.6184 | 1.4 | 0 | 0 | 0 | 0 | 0 |  | 25.6604 | 577335.2612 | 14.8146 | 1.0264 | 25.6604 | 48954328.3092 | 1256.1863 | 332.5 | 32.6157 |  | 2016.7336 | 31.8158
|  | 2026 | 64655.464 | 25.1 | 5557.7128 | 0.59494 | 3306.4877 | 133385107.9986 | 457.7257 | 16066236.2584 | 28.4899 | 0.21096 | 544.4811 | 1000 | 544481.1 | 0.2 | 1 | 900 | 180 | 13500000 | 31.1566 | 900000 | 34.6184 | 1.4 | 0 | 0 | 0 | 0 | 0 |  | 25.917 | 642649.4503 | 16.6555 | 1.0367 | 25.917 | 48589227.7781 | 1259.2858 | 332.5 | 32.6157 |  | 2066.1671 | 31.9566
|  | 2028 | 65948.5733 | 27.2 | 6143.1548 | 0.59117 | 3631.6409 | 147435714.5942 | 503.6713 | 17758631.8229 | 28.3621 | 0.24368 | 680.0592 | 1000 | 680059.2 | 0.2 | 1 | 900 | 180 | 13500000 | 31.1566 | 900000 | 34.6184 | 1.4 | 0 | 0 | 0 | 0 | 0 |  | 26.1761 | 710345.2729 | 18.5941 | 1.047 | 26.1761 | 48189941.4944 | 1261.4269 | 332.5 | 32.6157 |  | 2116.1923 | 32.0885
|  | 2030 | 67267.5448 | 29.3 | 6749.7913 | 0.58771 | 3966.9333 | 161994991.4104 | 551.1202 | 19512296.7154 | 28.2448 | 0.27799 | 815.6373 | 1000 | 815637.3 | 0.2 | 1 | 900 | 180 | 13500000 | 31.1566 | 900000 | 34.6184 | 1.4 | 0 | 0 | 0 | 0 | 0 |  | 26.4379 | 780491.8686 | 20.6346 | 1.0575 | 26.4379 | 47755248.0682 | 1262.5488 | 402.5 | 39.4821 |  | 2236.8035 | 33.2523
|  | 2032 | 68612.8957 | 31.4 | 7378.236 | 0.58452 | 4312.7302 | 177077665.0133 | 600.1228 | 21329004.7509 | 28.1365 | 0.31375 | 951.2154 | 1000 | 951215.4 | 0.2 | 0.94616 | 900 | 180 | 13500000 | 31.1566 | 900000 | 34.6184 | 1.4 | 51.2154 | 71.7016 | 768231 | 7.8016 | 51215.4 | 152.3291 | 26.7023 | 853160.19 | 22.7813 | 1.0681 | 26.7023 | 47283890.9284 | 1262.588 | 402.5 | 39.4821 |  | 2287.9921 | 33.3464
|  | 2034 | 69985.1536 | 33.5 | 8029.1186 | 0.58156 | 4669.3947 | 192698847.5639 | 650.73 | 23210576.1891 | 28.0359 | 0.35083 | 1086.7935 | 1000 | 1086793.5 | 0.2 | 0.82812 | 900 | 180 | 13500000 | 31.1566 | 900000 | 34.6184 | 1.4 | 186.7935 | 261.5109 | 2801902.5 | 28.4541 | 186793.5 | 152.3291 | 26.9693 | 928423.0476 | 25.0389 | 1.0788 | 26.9693 | 46774577.4038 | 1261.478 | 402.5 | 39.4821 |  | 2339.747 | 33.432
|  | 2036 | 71384.8567 | 35.6 | 8703.0853 | 0.57879 | 5037.2899 | 208874046.3504 | 702.9929 | 25158878.8829 | 27.9421 | 0.38912 | 1222.3716 | 1000 | 1222371.6 | 0.2 | 0.73627 | 900 | 180 | 13500000 | 31.1566 | 900000 | 34.6184 | 1.4 | 322.3716 | 451.3202 | 4835574 | 49.1066 | 322371.6 | 152.3291 | 27.239 | 1006355.1553 | 27.4121 | 1.0896 | 27.239 | 46225977.7818 | 1259.1495 | 402.5 | 39.4821 |  | 2392.0545 | 33.5093
|  | 2038 | 72812.5538 | 37.7 | 9400.7989 | 0.5762 | 5416.7806 | 225619173.5494 | 756.9631 | 27175829.454 | 27.8543 | 0.4285 | 1357.9497 | 1000 | 1357949.7 | 0.2 | 0.66276 | 900 | 180 | 13500000 | 31.1566 | 900000 | 34.6184 | 1.4 | 457.9497 | 641.1296 | 6869245.5 | 69.7591 | 457949.7 | 152.3291 | 27.5114 | 1087033.1782 | 29.9058 | 1.1005 | 27.5114 | 45636724.344 | 1255.5298 | 402.5 | 39.4821 |  | 2444.8987 | 33.578
|  | 2040 | 74268.8049 | 39.7 | 10097.5053 | 0.57377 | 5793.6411 | 242340127.6846 | 810.6511 | 29189868.3796 | 27.7717 | 0.46647 | 1487.0717 | 1000 | 1487071.7 | 0.2 | 0.60522 | 900 | 180 | 13500000 | 31.1566 | 900000 | 34.6184 | 1.4 | 587.0717 | 821.9004 | 8806075.5 | 89.4281 | 587071.7 | 152.3291 | 27.7865 | 1167594.7352 | 32.4434 | 1.1115 | 27.7865 | 45078936.4944 | 1252.5861 | 402.5 | 39.4821 |  | 2498.1806 | 33.637
|  | 2042 | 75754.181 | 40 | 10377.2851 | 0.57147 | 5930.3332 | 249054841.55 | 830.7742 | 29998655.6647 | 27.6937 | 0.46435 | 1506.44 | 1000 | 1506440 | 0.2 | 0.59744 | 900 | 180 | 13500000 | 31.1566 | 900000 | 34.6184 | 1.4 | 606.44 | 849.016 | 9096600 | 92.3784 | 606440 | 152.3291 | 28.0644 | 1199946.2266 | 33.6757 | 1.1226 | 28.0644 | 45755525.3068 | 1284.1 | 402.5 | 39.4821 |  | 2551.05 | 33.6754
|  | 2044 | 77269.2646 | 40 | 10584.8308 | 0.5693 | 6025.9324 | 254035938.381 | 845.1329 | 30598628.778 | 27.62 | 0.45525 | 1506.44 | 1000 | 1506440 | 0.2 | 0.59744 | 900 | 180 | 13500000 | 31.1566 | 900000 | 34.6184 | 1.4 | 606.44 | 849.016 | 9096600 | 92.3784 | 606440 | 152.3291 | 28.345 | 1223945.1511 | 34.6927 | 1.1338 | 28.345 | 46670635.8129 | 1322.8799 | 402.5 | 39.4821 |  | 2605.2055 | 33.7159
|  | 2046 | 78814.6499 | 40 | 10796.5274 | 0.56724 | 6124.1845 | 259116657.1486 | 859.8513 | 31210601.3535 | 27.55 | 0.44632 | 1506.44 | 1000 | 1506440 | 0.2 | 0.59744 | 900 | 180 | 13500000 | 31.1566 | 900000 | 34.6184 | 1.4 | 606.44 | 849.016 | 9096600 | 92.3784 | 606440 | 152.3291 | 28.6285 | 1248424.0541 | 35.7405 | 1.1451 | 28.6285 | 47604048.5291 | 1362.8308 | 402.5 | 39.4821 |  | 2660.9226 | 33.7618
|  | 2048 | 80390.9429 | 40 | 11012.4579 | 0.56527 | 6225.0657 | 264298990.2915 | 874.9293 | 31834813.3806 | 27.4834 | 0.43757 | 1506.44 | 1000 | 1506440 | 0.2 | 0.59744 | 900 | 180 | 13500000 | 31.1566 | 900000 | 34.6184 | 1.4 | 606.44 | 849.016 | 9096600 | 92.3784 | 606440 | 152.3291 | 28.9147 | 1273392.5352 | 36.8198 | 1.1566 | 28.9147 | 48556129.4997 | 1403.9883 | 402.5 | 39.4821 |  | 2718.2375 | 33.8127
|  | 2050 | 81998.7617 | 40 | 11232.7071 | 0.5634 | 6328.5621 | 269584970.0974 | 890.3675 | 32471509.6482 | 27.42 | 0.42899 | 1506.44 | 1000 | 1506440 | 0.2 | 0.59744 | 900 | 180 | 13500000 | 31.1566 | 900000 | 34.6184 | 1.4 | 606.44 | 849.016 | 9096600 | 92.3784 | 606440 | 152.3291 | 29.2039 | 1298860.3859 | 37.9318 | 1.1682 | 29.2039 | 49527252.0897 | 1446.3888 | 402.5 | 39.4821 |  | 2777.188 | 33.8687
STATIC DEMAND | [45 empty] | STATIC DEMAND
Demand |  |  |  | Cost of wind (£) | [7 empty] | cost of storage (£) |  |  |  | Pumped Hydro | [14 empty] | cost conv backup (£) |  |  |  | cost conv generation |  |  | cost of grid upgrade (£m) |  |  | total cost
Accounting period (yrs) | 20 | demand | GWh | % wind penetration | MW capacity | CapCost (£m/MW) | Capital cost (£m) | Annmaint (24/kw -inc) | annual Cost (£m) | Annual MWh generated | Cost (pounds/MWh) | storage factor | MW capacity | Hrs generation / yr | Annual MWh generated | upgraded (£m/MW) | P H upg factor | MW PHUp | Capital cost (£m) | Annmaint (25/kw -inc) | annual Cost (£m) | MWh PHUp | Cost (£/MWh) | New Built (£m/MW) | MW Phnew | Capital cost (£m) | Annmaint (24/kw -inc) | annual Cost (£m) | MWh PHUp | Cost (£/MWh) | cost (pounds/MWh) | MWh used / year | cost of backup (£m/yr) | cost across all wind MWh (£/MWh) | cost (£/MWh) | MWh used / year | cost of conv (£m/yr) | total cost | annual Cost (£m) | cost / MWh | total cost (£m) | Overall cost (£/MWh) | STATIC DEMAND
Interest rate | 0.075 | year | * 12% of UK total plus interconnector export | hit targets |  |  |  | 24 | [9 empty] | max - 900 |  | 15 |  |  |  |  | max - | [5 empty] | 23 |  |  |  | 23 | [10 empty] | total cost
Capacity Factor (%) | 33 | 2004 | 52000 | 2 | 356.1644 | 0.7555 | 269.0822 | 8547945.2055 | 34.9428 | 1029600 | 33.9382 | 0 | 0 | 1000 | 0 | 0.2 | 1 | 0 | 0 | 0 | 0 | 0 |  | 1.4 | 0 | 0 | 0 | 0 | 0 |  | 23.23 | 41184 | 0.9567 | 0.9292 | 23.23 | 50970400 | 1184.0424 | 0 | 0 |  | 1219.9419 | 23.4604 | 23.4604 | 23.4604 |  | 1219.9419 | 1219.9419 | 1219.9419
|  | 2006 | 52000 | 6 | 1068.4932 | 0.69483 | 742.4198 | 25643835.6164 | 98.4694 | 3088800 | 31.8795 | 0 | 0 | 1000 | 0 | 0.2 | 1 | 0 | 0 | 0 | 0 | 0 |  | 1.4 | 0 | 0 | 0 | 0 | 0 |  | 23.4623 | 123552 | 2.8988 | 0.93849 | 23.4623 | 48911200 | 1147.5692 | 0 | 0 |  | 1248.9375 | 24.018 | 23.9717 | 23.842 |  | 1248.9375 | 1246.5293 | 1239.7865
|  | 2008 | 52000 | 12 | 2136.9863 | 0.6683 | 1428.1529 | 51287671.2329 | 191.3783 | 6177600 | 30.9794 | 0.056853 | 0 | 1000 | 0 | 0.2 | 1 | 900 | 180 | 13500000 | 31.1566 | 900000 | 34.6184 | 1.4 | 0 | 0 | 0 | 0 | 0 |  | 23.6969 | 247104 | 5.8556 | 0.94788 | 23.6969 | 45822400 | 1085.8499 | 175 | 17.1661 |  | 1300.2499 | 25.0048 | 24.3895 | 24.2021 |  | 1300.2499 | 1268.2544 | 1258.5093
|  | 2010 | 52000 | 18 | 3205.4795 | 0.65139 | 2088.0024 | 76931506.8493 | 281.7482 | 9266400 | 30.4054 | 0.13252 | 86.098 | 1000 | 86098 | 0.2 | 1 | 900 | 180 | 13500000 | 31.1566 | 900000 | 34.6184 | 1.4 | 0 | 0 | 0 | 0 | 0 |  | 23.9339 | 370656 | 8.8712 | 0.95736 | 23.9339 | 42733600 | 1022.7814 | 175 | 17.1661 |  | 1488.4009 | 28.6231 | 28.145 | 27.9097 |  | 1488.4009 | 1463.5425 | 1451.3046
|  | 2012 | 52000 | 22 | 3917.8082 | 0.63903 | 2503.5967 | 94027397.2603 | 339.6107 | 11325600 | 29.9861 | 0.20027 | 344.342 | 1000 | 344342 | 0.2 | 1 | 900 | 180 | 13500000 | 31.1566 | 900000 | 34.6184 | 1.4 | 0 | 0 | 0 | 0 | 0 |  | 24.1732 | 453024 | 10.9511 | 0.96693 | 24.1732 | 40674400 | 983.2317 | 332.5 | 32.6157 |  | 1666.2934 | 32.0441 | 28.5119 | 28.2367 |  | 1666.2934 | 1482.6166 | 1468.3066
|  | 2014 | 52000 | 26 | 4630.137 | 0.62933 | 2913.8969 | 111123287.6712 | 396.9538 | 13384800 | 29.6571 | 0.28187 | 602.586 | 1000 | 602586 | 0.2 | 1 | 900 | 180 | 13500000 | 31.1566 | 900000 | 34.6184 | 1.4 | 0 | 0 | 0 | 0 | 0 |  | 24.415 | 535392 | 13.0716 | 0.9766 | 24.415 | 38615200 | 942.7887 | 332.5 | 32.6157 |  | 1685.3141 | 32.4099 | 28.8577 | 28.5499 |  | 1685.3141 | 1500.6023 | 1484.5954
|  | 2016 | 52000 | 31 | 5520.5479 | 0.62137 | 3430.3163 | 132493150.6849 | 468.9804 | 15958800 | 29.3869 | 0.40333 | 925.391 | 1000 | 925391 | 0.2 | 0.97256 | 900 | 180 | 13500000 | 31.1566 | 900000 | 34.6184 | 1.4 | 25.391 | 35.5474 | 380865 | 3.8678 | 25391 | 152.3291 | 24.6591 | 638352 | 15.7412 | 0.98636 | 24.6591 | 36041200 | 888.744 | 402.5 | 39.4821 |  | 1775.9656 | 34.1532 | 32.213 | 28.8504 |  | 1775.9656 | 1675.0781 | 1500.2222
|  | 2018 | 52000 | 36 | 6410.9589 | 0.61463 | 3940.3909 | 153863013.6986 | 540.3846 | 18532800 | 29.1583 | 0.54642 | 1248.196 | 1000 | 1248196 | 0.2 | 0.72104 | 900 | 180 | 13500000 | 31.1566 | 900000 | 34.6184 | 1.4 | 348.196 | 487.4744 | 5222940 | 53.0404 | 348196 | 152.3291 | 24.9057 | 741312 | 18.4629 | 0.99623 | 24.9057 | 33467200 | 833.5242 | 402.5 | 39.4821 |  | 1794.8717 | 34.5168 | 32.5211 | 29.1389 |  | 1794.8717 | 1691.0956 | 1515.2214
|  | 2020 | 52000 | 40 | 7123.2877 | 0.6088 | 4336.6537 | 170958904.1096 | 596.3508 | 20592000 | 28.9603 | 0.67647 | 1506.44 | 1000 | 1506440 | 0.2 | 0.59744 | 900 | 180 | 13500000 | 31.1566 | 900000 | 34.6184 | 1.4 | 606.44 | 849.016 | 9096600 | 92.3784 | 606440 | 152.3291 | 25.1548 | 823680 | 20.7195 | 1.0062 | 25.1548 | 31408000 | 790.0607 | 402.5 | 39.4821 |  | 1809.631 | 34.8006 | 32.8114 | 32.4446 |  | 1809.631 | 1706.1903 | 1687.1168
|  | 2022 | 52000 | 40 | 7123.2877 | 0.60366 | 4300.0542 | 170958904.1096 | 592.7606 | 20592000 | 28.786 | 0.67647 | 1506.44 | 1000 | 1506440 | 0.2 | 0.59744 | 900 | 180 | 13500000 | 31.1566 | 900000 | 34.6184 | 1.4 | 606.44 | 849.016 | 9096600 | 92.3784 | 606440 | 152.3291 | 25.4063 | 823680 | 20.9267 | 1.0163 | 25.4063 | 31408000 | 797.9613 | 402.5 | 39.4821 |  | 1814.1487 | 34.8875 | 33.0844 | 32.7101 |  | 1814.1487 | 1720.387 | 1700.9251
|  | 2024 | 52000 | 40 | 7123.2877 | 0.59908 | 4267.3852 | 170958904.1096 | 589.5561 | 20592000 | 28.6303 | 0.67647 | 1506.44 | 1000 | 1506440 | 0.2 | 0.59744 | 900 | 180 | 13500000 | 31.1566 | 900000 | 34.6184 | 1.4 | 606.44 | 849.016 | 9096600 | 92.3784 | 606440 | 152.3291 | 25.6604 | 823680 | 21.1359 | 1.0264 | 25.6604 | 31408000 | 805.941 | 402.5 | 39.4821 |  | 1819.133 | 34.9833 | 34.6866 | 32.9646 |  | 1819.133 | 1803.7029 | 1714.1582
|  | 2026 | 52000 | 40 | 7123.2877 | 0.59494 | 4237.9057 | 170958904.1096 | 586.6644 | 20592000 | 28.4899 | 0.67647 | 1506.44 | 1000 | 1506440 | 0.2 | 0.59744 | 900 | 180 | 13500000 | 31.1566 | 900000 | 34.6184 | 1.4 | 606.44 | 849.016 | 9096600 | 92.3784 | 606440 | 152.3291 | 25.917 | 823680 | 21.3473 | 1.0367 | 25.917 | 31408000 | 814.0004 | 402.5 | 39.4821 |  | 1824.512 | 35.0868 | 34.926 | 33.2082 |  | 1824.512 | 1816.15 | 1726.8244
|  | 2028 | 52000 | 40 | 7123.2877 | 0.59117 | 4211.0648 | 170958904.1096 | 584.0315 | 20592000 | 28.3621 | 0.67647 | 1506.44 | 1000 | 1506440 | 0.2 | 0.59744 | 900 | 180 | 13500000 | 31.1566 | 900000 | 34.6184 | 1.4 | 606.44 | 849.016 | 9096600 | 92.3784 | 606440 | 152.3291 | 26.1761 | 823680 | 21.5608 | 1.047 | 26.1761 | 31408000 | 822.1404 | 402.5 | 39.4821 |  | 1830.2326 | 35.1968 | 35.1488 | 33.4409 |  | 1830.2326 | 1827.7361 | 1738.9292
|  | 2030 | 52000 | 40 | 7123.2877 | 0.58771 | 4186.4416 | 170958904.1096 | 581.6161 | 20592000 | 28.2448 | 0.67647 | 1506.44 | 1000 | 1506440 | 0.2 | 0.59744 | 900 | 180 | 13500000 | 31.1566 | 900000 | 34.6184 | 1.4 | 606.44 | 849.016 | 9096600 | 92.3784 | 606440 | 152.3291 | 26.4379 | 823680 | 21.7764 | 1.0575 | 26.4379 | 31408000 | 830.3618 | 402.5 | 39.4821 |  | 1836.2543 | 35.3126 | 35.3126 | 35.0092 |  | 1836.2543 | 1836.2543 | 1820.4763
|  | 2032 | 52000 | 40 | 7123.2877 | 0.58452 | 4163.7076 | 170958904.1096 | 579.3861 | 20592000 | 28.1365 | 0.67647 | 1506.44 | 1000 | 1506440 | 0.2 | 0.59744 | 900 | 180 | 13500000 | 31.1566 | 900000 | 34.6184 | 1.4 | 606.44 | 849.016 | 9096600 | 92.3784 | 606440 | 152.3291 | 26.7023 | 823680 | 21.9941 | 1.0681 | 26.7023 | 31408000 | 838.6654 | 402.5 | 39.4821 |  | 1842.5456 | 35.4336 | 35.4336 | 35.2205 |  | 1842.5456 | 1842.5456 | 1831.4674
|  | 2034 | 52000 | 40 | 7123.2877 | 0.58156 | 4142.6018 | 170958904.1096 | 577.3158 | 20592000 | 28.0359 | 0.67647 | 1506.44 | 1000 | 1506440 | 0.2 | 0.59744 | 900 | 180 | 13500000 | 31.1566 | 900000 | 34.6184 | 1.4 | 606.44 | 849.016 | 9096600 | 92.3784 | 606440 | 152.3291 | 26.9693 | 823680 | 22.2141 | 1.0788 | 26.9693 | 31408000 | 847.0521 | 402.5 | 39.4821 |  | 1849.0819 | 35.5593 | 35.5593 | 35.4212 |  | 1849.0819 | 1849.0819 | 1841.903
|  | 2036 | 52000 | 40 | 7123.2877 | 0.57879 | 4122.9132 | 170958904.1096 | 575.3845 | 20592000 | 27.9421 | 0.67647 | 1506.44 | 1000 | 1506440 | 0.2 | 0.59744 | 900 | 180 | 13500000 | 31.1566 | 900000 | 34.6184 | 1.4 | 606.44 | 849.016 | 9096600 | 92.3784 | 606440 | 152.3291 | 27.239 | 823680 | 22.4362 | 1.0896 | 27.239 | 31408000 | 855.5226 | 402.5 | 39.4821 |  | 1855.8433 | 35.6893 | 35.6893 | 35.6112 |  | 1855.8433 | 1855.8433 | 1851.7826
|  | 2038 | 52000 | 40 | 7123.2877 | 0.5762 | 4104.4689 | 170958904.1096 | 573.5753 | 20592000 | 27.8543 | 0.67647 | 1506.44 | 1000 | 1506440 | 0.2 | 0.59744 | 900 | 180 | 13500000 | 31.1566 | 900000 | 34.6184 | 1.4 | 606.44 | 849.016 | 9096600 | 92.3784 | 606440 | 152.3291 | 27.5114 | 823680 | 22.6606 | 1.1005 | 27.5114 | 31408000 | 864.0778 | 402.5 | 39.4821 |  | 1862.8136 | 35.8233 | 35.8233 | 35.7905 |  | 1862.8136 | 1862.8136 | 1861.1047
|  | 2040 | 52000 | 40 | 7123.2877 | 0.57377 | 4087.1256 | 170958904.1096 | 571.874 | 20592000 | 27.7717 | 0.67647 | 1506.44 | 1000 | 1506440 | 0.2 | 0.59744 | 900 | 180 | 13500000 | 31.1566 | 900000 | 34.6184 | 1.4 | 606.44 | 849.016 | 9096600 | 92.3784 | 606440 | 152.3291 | 27.7865 | 823680 | 22.8872 | 1.1115 | 27.7865 | 31408000 | 872.7186 | 402.5 | 39.4821 |  | 1869.9798 | 35.9611 | 35.9611 | 35.9579 |  | 1869.9798 | 1869.9798 | 1869.8104
|  | 2042 | 52000 | 40 | 7123.2877 | 0.57147 | 4070.7631 | 170958904.1096 | 570.269 | 20592000 | 27.6937 | 0.67647 | 1506.44 | 1000 | 1506440 | 0.2 | 0.59744 | 900 | 180 | 13500000 | 31.1566 | 900000 | 34.6184 | 1.4 | 606.44 | 849.016 | 9096600 | 92.3784 | 606440 | 152.3291 | 28.0644 | 823680 | 23.1161 | 1.1226 | 28.0644 | 31408000 | 881.4458 | 402.5 | 39.4821 |  | 1877.3308 | 36.1025 | 36.1025 | 36.1025 |  | 1877.3308 | 1877.3308 | 1877.3308
|  | 2044 | 52000 | 40 | 7123.2877 | 0.5693 | 4055.2798 | 170958904.1096 | 568.7502 | 20592000 | 27.62 | 0.67647 | 1506.44 | 1000 | 1506440 | 0.2 | 0.59744 | 900 | 180 | 13500000 | 31.1566 | 900000 | 34.6184 | 1.4 | 606.44 | 849.016 | 9096600 | 92.3784 | 606440 | 152.3291 | 28.345 | 823680 | 23.3472 | 1.1338 | 28.345 | 31408000 | 890.2602 | 402.5 | 39.4821 |  | 1884.8576 | 36.2473 | 36.2473 | 36.2473 |  | 1884.8576 | 1884.8576 | 1884.8576
|  | 2046 | 52000 | 40 | 7123.2877 | 0.56724 | 4040.5888 | 170958904.1096 | 567.3091 | 20592000 | 27.55 | 0.67647 | 1506.44 | 1000 | 1506440 | 0.2 | 0.59744 | 900 | 180 | 13500000 | 31.1566 | 900000 | 34.6184 | 1.4 | 606.44 | 849.016 | 9096600 | 92.3784 | 606440 | 152.3291 | 28.6285 | 823680 | 23.5807 | 1.1451 | 28.6285 | 31408000 | 899.1628 | 402.5 | 39.4821 |  | 1892.5526 | 36.3952 | 36.3952 | 36.3952 |  | 1892.5526 | 1892.5526 | 1892.5526
|  | 2048 | 52000 | 40 | 7123.2877 | 0.56527 | 4026.6155 | 170958904.1096 | 565.9384 | 20592000 | 27.4834 | 0.67647 | 1506.44 | 1000 | 1506440 | 0.2 | 0.59744 | 900 | 180 | 13500000 | 31.1566 | 900000 | 34.6184 | 1.4 | 606.44 | 849.016 | 9096600 | 92.3784 | 606440 | 152.3291 | 28.9147 | 823680 | 23.8165 | 1.1566 | 28.9147 | 31408000 | 908.1544 | 402.5 | 39.4821 |  | 1900.4094 | 36.5463 | 36.5463 | 36.5463 |  | 1900.4094 | 1900.4094 | 1900.4094
|  | 2050 | 52000 | 40 | 7123.2877 | 0.5634 | 4013.2951 | 170958904.1096 | 564.6318 | 20592000 | 27.42 | 0.67647 | 1506.44 | 1000 | 1506440 | 0.2 | 0.59744 | 900 | 180 | 13500000 | 31.1566 | 900000 | 34.6184 | 1.4 | 606.44 | 849.016 | 9096600 | 92.3784 | 606440 | 152.3291 | 29.2039 | 823680 | 24.0547 | 1.1682 | 29.2039 | 31408000 | 917.236 | 402.5 | 39.4821 |  | 1908.4225 | 36.7004 | 36.7004 | 36.7004 |  | 1908.4225 | 1908.4225 | 1908.4225
Demand |  |  |  | Cost of wind (£) | [7 empty] | cost of storage (£) |  |  |  | Pumped Hydro | [14 empty] | cost conv backup (£) |  |  |  | cost conv generation |  |  | cost of grid upgrade (£m) |  |  | total cost
Accounting period (yrs) | 20 | demand | GWh | % wind penetration | MW capacity | CapCost (£m/MW) | Capital cost (£m) | Annmaint (24/kw -inc) | annual Cost (£m) | Annual MWh generated | Cost (pounds/MWh) | storage factor | MW capacity | Hrs generation / yr | Annual MWh generated | upgraded (£m/MW) | P H upg factor | MW PHUp | Capital cost (£m) | Annmaint (25/kw -inc) | annual Cost (£m) | MWh PHUp | Cost (£/MWh) | New Built (£m/MW) | MW Phnew | Capital cost (£m) | Annmaint (24/kw -inc) | annual Cost (£m) | MWh PHUp | Cost (£/MWh) | cost (pounds/MWh) | MWh used / year | cost of backup (£m/yr) | cost across all wind MWh (£/MWh) | cost (£/MWh) | MWh used / year | cost of conv (£m/yr) | total cost | annual Cost (£m) | cost / MWh | total cost (£m) | Overall cost (£/MWh)
Interest rate | 0.075 | year | * 12% of UK total plus interconnector export | bit behind targets |  |  |  | 24 | [9 empty] | max - 900 |  | 15 |  |  |  |  | max - | [5 empty] | 23 |  |  |  | 23
Capacity Factor (%) | 33 | 2004 | 52000 | 2 | 356.1644 | 0.7555 | 269.0822 | 8547945.2055 | 34.9428 | 1029600 | 33.9382 | 0 | 0 | 1000 | 0 | 0.2 | 1 | 0 | 0 | 0 | 0 | 0 |  | 1.4 | 0 | 0 | 0 | 0 | 0 |  | 23.23 | 41184 | 0.9567 | 0.9292 | 23.23 | 50970400 | 1184.0424 | 0 | 0 |  | 1219.9419 | 23.4604
|  | 2006 | 52000 | 5.5 | 979.4521 | 0.69483 | 680.5515 | 23506849.3151 | 90.2636 | 2831400 | 31.8795 | 0 | 0 | 1000 | 0 | 0.2 | 1 | 0 | 0 | 0 | 0 | 0 |  | 1.4 | 0 | 0 | 0 | 0 | 0 |  | 23.4623 | 113256 | 2.6572 | 0.93849 | 23.4623 | 49168600 | 1153.6084 | 0 | 0 |  | 1246.5293 | 23.9717
|  | 2008 | 52000 | 8.5 | 1513.6986 | 0.6683 | 1011.6083 | 36328767.1233 | 135.5596 | 4375800 | 30.9794 | 0.027099 | 0 | 1000 | 0 | 0.2 | 1 | 900 | 180 | 13500000 | 31.1566 | 900000 | 34.6184 | 1.4 | 0 | 0 | 0 | 0 | 0 |  | 23.6969 | 175032 | 4.1477 | 0.94788 | 23.6969 | 47624200 | 1128.547 | 0 | 0 |  | 1268.2544 | 24.3895
|  | 2010 | 52000 | 11.5 | 2047.9452 | 0.65139 | 1334.0015 | 49150684.9315 | 180.0058 | 5920200 | 30.4054 | 0.051954 | 0 | 1000 | 0 | 0.2 | 1 | 900 | 180 | 13500000 | 31.1566 | 900000 | 34.6184 | 1.4 | 0 | 0 | 0 | 0 | 0 |  | 23.9339 | 236808 | 5.6677 | 0.95736 | 23.9339 | 46079800 | 1102.869 | 175 | 17.1661 |  | 1463.5425 | 28.145
|  | 2012 | 52000 | 14.5 | 2582.1918 | 0.63903 | 1650.0978 | 61972602.7397 | 223.8343 | 7464600 | 29.9861 | 0.084596 | 0 | 1000 | 0 | 0.2 | 1 | 900 | 180 | 13500000 | 31.1566 | 900000 | 34.6184 | 1.4 | 0 | 0 | 0 | 0 | 0 |  | 24.1732 | 298584 | 7.2177 | 0.96693 | 24.1732 | 44535400 | 1076.5645 | 175 | 17.1661 |  | 1482.6166 | 28.5119
|  | 2014 | 52000 | 17.5 | 3116.4384 | 0.62933 | 1961.2768 | 74794520.5479 | 267.1805 | 9009000 | 29.6571 | 0.12503 | 53.8175 | 1000 | 53817.5 | 0.2 | 1 | 900 | 180 | 13500000 | 31.1566 | 900000 | 34.6184 | 1.4 | 0 | 0 | 0 | 0 | 0 |  | 24.415 | 360360 | 8.7982 | 0.9766 | 24.415 | 42991000 | 1049.6237 | 175 | 17.1661 |  | 1500.6023 | 28.8577
|  | 2016 | 52000 | 20.5 | 3650.6849 | 0.62137 | 2268.435 | 87616438.3562 | 310.1322 | 10553400 | 29.3869 | 0.17324 | 247.5005 | 1000 | 247500.5 | 0.2 | 1 | 900 | 180 | 13500000 | 31.1566 | 900000 | 34.6184 | 1.4 | 0 | 0 | 0 | 0 | 0 |  | 24.6591 | 422136 | 10.4095 | 0.98636 | 24.6591 | 41446600 | 1022.0364 | 332.5 | 32.6157 |  | 1675.0781 | 32.213
|  | 2018 | 52000 | 23.5 | 4184.9315 | 0.61463 | 2572.1996 | 100438356.1644 | 352.7511 | 12097800 | 29.1583 | 0.22925 | 441.1835 | 1000 | 441183.5 | 0.2 | 1 | 900 | 180 | 13500000 | 31.1566 | 900000 | 34.6184 | 1.4 | 0 | 0 | 0 | 0 | 0 |  | 24.9057 | 483912 | 12.0522 | 0.99623 | 24.9057 | 39902200 | 993.7924 | 332.5 | 32.6157 |  | 1691.0956 | 32.5211
|  | 2020 | 52000 | 26.5 | 4719.1781 | 0.6088 | 2873.0331 | 113260273.9726 | 395.0824 | 13642200 | 28.9603 | 0.29304 | 634.8665 | 1000 | 634866.5 | 0.2 | 1 | 900 | 180 | 13500000 | 31.1566 | 900000 | 34.6184 | 1.4 | 0 | 0 | 0 | 0 | 0 |  | 25.1548 | 545688 | 13.7267 | 1.0062 | 25.1548 | 38357800 | 964.8813 | 332.5 | 32.6157 |  | 1706.1903 | 32.8114
|  | 2022 | 52000 | 29.5 | 5253.4247 | 0.60366 | 3171.29 | 126082191.7808 | 437.161 | 15186600 | 28.786 | 0.36462 | 828.5495 | 1000 | 828549.5 | 0.2 | 1 | 900 | 180 | 13500000 | 31.1566 | 900000 | 34.6184 | 1.4 | 0 | 0 | 0 | 0 | 0 |  | 25.4063 | 607464 | 15.4334 | 1.0163 | 25.4063 | 36813400 | 935.2926 | 332.5 | 32.6157 |  | 1720.387 | 33.0844
|  | 2024 | 52000 | 32.5 | 5787.6712 | 0.59908 | 3467.2504 | 138904109.589 | 479.0143 | 16731000 | 28.6303 | 0.44399 | 1022.2325 | 1000 | 1022232.5 | 0.2 | 0.88043 | 900 | 180 | 13500000 | 31.1566 | 900000 | 34.6184 | 1.4 | 122.2325 | 171.1255 | 1833487.5 | 18.6196 | 122232.5 | 152.3291 | 25.6604 | 669240 | 17.1729 | 1.0264 | 25.6604 | 35269000 | 905.0157 | 402.5 | 39.4821 |  | 1803.7029 | 34.6866
|  | 2026 | 52000 | 35.5 | 6321.9178 | 0.59494 | 3761.1413 | 151726027.3973 | 520.6646 | 18275400 | 28.4899 | 0.53114 | 1215.9155 | 1000 | 1215915.5 | 0.2 | 0.74018 | 900 | 180 | 13500000 | 31.1566 | 900000 | 34.6184 | 1.4 | 315.9155 | 442.2817 | 4738732.5 | 48.1231 | 315915.5 | 152.3291 | 25.917 | 731016 | 18.9457 | 1.0367 | 25.917 | 33724600 | 874.0396 | 402.5 | 39.4821 |  | 1816.15 | 34.926
|  | 2028 | 52000 | 38.5 | 6856.1644 | 0.59117 | 4053.1499 | 164547945.2055 | 562.1303 | 19819800 | 28.3621 | 0.62608 | 1409.5985 | 1000 | 1409598.5 | 0.2 | 0.63848 | 900 | 180 | 13500000 | 31.1566 | 900000 | 34.6184 | 1.4 | 509.5985 | 713.4379 | 7643977.5 | 77.6267 | 509598.5 | 152.3291 | 26.1761 | 792792 | 20.7522 | 1.047 | 26.1761 | 32180200 | 842.3536 | 402.5 | 39.4821 |  | 1827.7361 | 35.1488
|  | 2030 | 52000 | 40 | 7123.2877 | 0.58771 | 4186.4416 | 170958904.1096 | 581.6161 | 20592000 | 28.2448 | 0.67647 | 1506.44 | 1000 | 1506440 | 0.2 | 0.59744 | 900 | 180 | 13500000 | 31.1566 | 900000 | 34.6184 | 1.4 | 606.44 | 849.016 | 9096600 | 92.3784 | 606440 | 152.3291 | 26.4379 | 823680 | 21.7764 | 1.0575 | 26.4379 | 31408000 | 830.3618 | 402.5 | 39.4821 |  | 1836.2543 | 35.3126
|  | 2032 | 52000 | 40 | 7123.2877 | 0.58452 | 4163.7076 | 170958904.1096 | 579.3861 | 20592000 | 28.1365 | 0.67647 | 1506.44 | 1000 | 1506440 | 0.2 | 0.59744 | 900 | 180 | 13500000 | 31.1566 | 900000 | 34.6184 | 1.4 | 606.44 | 849.016 | 9096600 | 92.3784 | 606440 | 152.3291 | 26.7023 | 823680 | 21.9941 | 1.0681 | 26.7023 | 31408000 | 838.6654 | 402.5 | 39.4821 |  | 1842.5456 | 35.4336
|  | 2034 | 52000 | 40 | 7123.2877 | 0.58156 | 4142.6018 | 170958904.1096 | 577.3158 | 20592000 | 28.0359 | 0.67647 | 1506.44 | 1000 | 1506440 | 0.2 | 0.59744 | 900 | 180 | 13500000 | 31.1566 | 900000 | 34.6184 | 1.4 | 606.44 | 849.016 | 9096600 | 92.3784 | 606440 | 152.3291 | 26.9693 | 823680 | 22.2141 | 1.0788 | 26.9693 | 31408000 | 847.0521 | 402.5 | 39.4821 |  | 1849.0819 | 35.5593
|  | 2036 | 52000 | 40 | 7123.2877 | 0.57879 | 4122.9132 | 170958904.1096 | 575.3845 | 20592000 | 27.9421 | 0.67647 | 1506.44 | 1000 | 1506440 | 0.2 | 0.59744 | 900 | 180 | 13500000 | 31.1566 | 900000 | 34.6184 | 1.4 | 606.44 | 849.016 | 9096600 | 92.3784 | 606440 | 152.3291 | 27.239 | 823680 | 22.4362 | 1.0896 | 27.239 | 31408000 | 855.5226 | 402.5 | 39.4821 |  | 1855.8433 | 35.6893
|  | 2038 | 52000 | 40 | 7123.2877 | 0.5762 | 4104.4689 | 170958904.1096 | 573.5753 | 20592000 | 27.8543 | 0.67647 | 1506.44 | 1000 | 1506440 | 0.2 | 0.59744 | 900 | 180 | 13500000 | 31.1566 | 900000 | 34.6184 | 1.4 | 606.44 | 849.016 | 9096600 | 92.3784 | 606440 | 152.3291 | 27.5114 | 823680 | 22.6606 | 1.1005 | 27.5114 | 31408000 | 864.0778 | 402.5 | 39.4821 |  | 1862.8136 | 35.8233
|  | 2040 | 52000 | 40 | 7123.2877 | 0.57377 | 4087.1256 | 170958904.1096 | 571.874 | 20592000 | 27.7717 | 0.67647 | 1506.44 | 1000 | 1506440 | 0.2 | 0.59744 | 900 | 180 | 13500000 | 31.1566 | 900000 | 34.6184 | 1.4 | 606.44 | 849.016 | 9096600 | 92.3784 | 606440 | 152.3291 | 27.7865 | 823680 | 22.8872 | 1.1115 | 27.7865 | 31408000 | 872.7186 | 402.5 | 39.4821 |  | 1869.9798 | 35.9611
|  | 2042 | 52000 | 40 | 7123.2877 | 0.57147 | 4070.7631 | 170958904.1096 | 570.269 | 20592000 | 27.6937 | 0.67647 | 1506.44 | 1000 | 1506440 | 0.2 | 0.59744 | 900 | 180 | 13500000 | 31.1566 | 900000 | 34.6184 | 1.4 | 606.44 | 849.016 | 9096600 | 92.3784 | 606440 | 152.3291 | 28.0644 | 823680 | 23.1161 | 1.1226 | 28.0644 | 31408000 | 881.4458 | 402.5 | 39.4821 |  | 1877.3308 | 36.1025
|  | 2044 | 52000 | 40 | 7123.2877 | 0.5693 | 4055.2798 | 170958904.1096 | 568.7502 | 20592000 | 27.62 | 0.67647 | 1506.44 | 1000 | 1506440 | 0.2 | 0.59744 | 900 | 180 | 13500000 | 31.1566 | 900000 | 34.6184 | 1.4 | 606.44 | 849.016 | 9096600 | 92.3784 | 606440 | 152.3291 | 28.345 | 823680 | 23.3472 | 1.1338 | 28.345 | 31408000 | 890.2602 | 402.5 | 39.4821 |  | 1884.8576 | 36.2473
|  | 2046 | 52000 | 40 | 7123.2877 | 0.56724 | 4040.5888 | 170958904.1096 | 567.3091 | 20592000 | 27.55 | 0.67647 | 1506.44 | 1000 | 1506440 | 0.2 | 0.59744 | 900 | 180 | 13500000 | 31.1566 | 900000 | 34.6184 | 1.4 | 606.44 | 849.016 | 9096600 | 92.3784 | 606440 | 152.3291 | 28.6285 | 823680 | 23.5807 | 1.1451 | 28.6285 | 31408000 | 899.1628 | 402.5 | 39.4821 |  | 1892.5526 | 36.3952
|  | 2048 | 52000 | 40 | 7123.2877 | 0.56527 | 4026.6155 | 170958904.1096 | 565.9384 | 20592000 | 27.4834 | 0.67647 | 1506.44 | 1000 | 1506440 | 0.2 | 0.59744 | 900 | 180 | 13500000 | 31.1566 | 900000 | 34.6184 | 1.4 | 606.44 | 849.016 | 9096600 | 92.3784 | 606440 | 152.3291 | 28.9147 | 823680 | 23.8165 | 1.1566 | 28.9147 | 31408000 | 908.1544 | 402.5 | 39.4821 |  | 1900.4094 | 36.5463
|  | 2050 | 52000 | 40 | 7123.2877 | 0.5634 | 4013.2951 | 170958904.1096 | 564.6318 | 20592000 | 27.42 | 0.67647 | 1506.44 | 1000 | 1506440 | 0.2 | 0.59744 | 900 | 180 | 13500000 | 31.1566 | 900000 | 34.6184 | 1.4 | 606.44 | 849.016 | 9096600 | 92.3784 | 606440 | 152.3291 | 29.2039 | 823680 | 24.0547 | 1.1682 | 29.2039 | 31408000 | 917.236 | 402.5 | 39.4821 |  | 1908.4225 | 36.7004
Demand |  |  |  | Cost of wind (£) | [7 empty] | cost of storage (£) |  |  |  | Pumped Hydro | [14 empty] | cost conv backup (£) |  |  |  | cost conv generation |  |  | cost of grid upgrade (£m) |  |  | total cost
Accounting period (yrs) | 20 | demand | GWh | % wind penetration | MW capacity | CapCost (£m/MW) | Capital cost (£m) | Annmaint (24/kw -inc) | annual Cost (£m) | Annual MWh generated | Cost (pounds/MWh) | storage factor | MW capacity | Hrs generation / yr | Annual MWh generated | upgraded (£m/MW) | P H upg factor | MW PHUp | Capital cost (£m) | Annmaint (25/kw -inc) | annual Cost (£m) | MWh PHUp | Cost (£/MWh) | New Built (£m/MW) | MW Phnew | Capital cost (£m) | Annmaint (24/kw -inc) | annual Cost (£m) | MWh PHUp | Cost (£/MWh) | cost (pounds/MWh) | MWh used / year | cost of backup (£m/yr) | cost across all wind MWh (£/MWh) | cost (£/MWh) | MWh used / year | cost of conv (£m/yr) | total cost | annual Cost (£m) | cost / MWh | total cost (£m) | Overall cost (£/MWh)
Interest rate | 0.075 | year | * 12% of UK total plus interconnector export | well behind targets |  |  |  | 24 | [9 empty] | max - 900 |  | 15 |  |  |  |  | max - | [5 empty] | 23 |  |  |  | 23
Capacity Factor (%) | 33 | 2004 | 52000 | 2 | 356.1644 | 0.7555 | 269.0822 | 8547945.2055 | 34.9428 | 1029600 | 33.9382 | 0 | 0 | 1000 | 0 | 0.2 | 1 | 0 | 0 | 0 | 0 | 0 |  | 1.4 | 0 | 0 | 0 | 0 | 0 |  | 23.23 | 41184 | 0.9567 | 0.9292 | 23.23 | 50970400 | 1184.0424 | 0 | 0 |  | 1219.9419 | 23.4604
|  | 2006 | 52000 | 4.1 | 730.137 | 0.69483 | 507.3202 | 17523287.6712 | 67.2874 | 2110680 | 31.8795 | 0 | 0 | 1000 | 0 | 0.2 | 1 | 0 | 0 | 0 | 0 | 0 |  | 1.4 | 0 | 0 | 0 | 0 | 0 |  | 23.4623 | 84427.2 | 1.9809 | 0.93849 | 23.4623 | 49889320 | 1170.5182 | 0 | 0 |  | 1239.7865 | 23.842
|  | 2008 | 52000 | 6.2 | 1104.1096 | 0.6683 | 737.879 | 26498630.137 | 98.8788 | 3191760 | 30.9794 | 0.013317 | 0 | 1000 | 0 | 0.2 | 1 | 900 | 180 | 13500000 | 31.1566 | 900000 | 34.6184 | 1.4 | 0 | 0 | 0 | 0 | 0 |  | 23.6969 | 127670.4 | 3.0254 | 0.94788 | 23.6969 | 48808240 | 1156.6051 | 0 | 0 |  | 1258.5093 | 24.2021
|  | 2010 | 52000 | 8.3 | 1478.0822 | 0.65139 | 962.8011 | 35473972.6027 | 129.9172 | 4272840 | 30.4054 | 0.025719 | 0 | 1000 | 0 | 0.2 | 1 | 900 | 180 | 13500000 | 31.1566 | 900000 | 34.6184 | 1.4 | 0 | 0 | 0 | 0 | 0 |  | 23.9339 | 170913.6 | 4.0906 | 0.95736 | 23.9339 | 47727160 | 1142.2967 | 175 | 17.1661 |  | 1451.3046 | 27.9097
|  | 2012 | 52000 | 10.4 | 1852.0548 | 0.63903 | 1183.5184 | 44449315.0685 | 160.5432 | 5353920 | 29.9861 | 0.041936 | 0 | 1000 | 0 | 0.2 | 1 | 900 | 180 | 13500000 | 31.1566 | 900000 | 34.6184 | 1.4 | 0 | 0 | 0 | 0 | 0 |  | 24.1732 | 214156.8 | 5.1769 | 0.96693 | 24.1732 | 46646080 | 1127.5865 | 175 | 17.1661 |  | 1468.3066 | 28.2367
|  | 2014 | 52000 | 12.5 | 2226.0274 | 0.62933 | 1400.912 | 53424657.5342 | 190.8432 | 6435000 | 29.6571 | 0.061969 | 0 | 1000 | 0 | 0.2 | 1 | 900 | 180 | 13500000 | 31.1566 | 900000 | 34.6184 | 1.4 | 0 | 0 | 0 | 0 | 0 |  | 24.415 | 257400 | 6.2844 | 0.9766 | 24.415 | 45565000 | 1112.4678 | 175 | 17.1661 |  | 1484.5954 | 28.5499
|  | 2016 | 52000 | 14.6 | 2600 | 0.62137 | 1615.5683 | 62400000 | 220.8746 | 7516080 | 29.3869 | 0.085818 | 0 | 1000 | 0 | 0.2 | 1 | 900 | 180 | 13500000 | 31.1566 | 900000 | 34.6184 | 1.4 | 0 | 0 | 0 | 0 | 0 |  | 24.6591 | 300643.2 | 7.4136 | 0.98636 | 24.6591 | 44483920 | 1096.934 | 175 | 17.1661 |  | 1500.2222 | 28.8504
|  | 2018 | 52000 | 16.7 | 2973.9726 | 0.61463 | 1827.9036 | 71375342.4658 | 250.6784 | 8597160 | 29.1583 | 0.11348 | 2.1687 | 1000 | 2168.7 | 0.2 | 1 | 900 | 180 | 13500000 | 31.1566 | 900000 | 34.6184 | 1.4 | 0 | 0 | 0 | 0 | 0 |  | 24.9057 | 343886.4 | 8.5647 | 0.99623 | 24.9057 | 43402840 | 1080.9783 | 175 | 17.1661 |  | 1515.2214 | 29.1389
|  | 2020 | 52000 | 18.8 | 3347.9452 | 0.6088 | 2038.2272 | 80350684.9315 | 280.2849 | 9678240 | 28.9603 | 0.14496 | 137.7468 | 1000 | 137746.8 | 0.2 | 1 | 900 | 180 | 13500000 | 31.1566 | 900000 | 34.6184 | 1.4 | 0 | 0 | 0 | 0 | 0 |  | 25.1548 | 387129.6 | 9.7382 | 1.0062 | 25.1548 | 42321760 | 1064.5938 | 332.5 | 32.6157 |  | 1687.1168 | 32.4446
|  | 2022 | 52000 | 20.9 | 3721.9178 | 0.60366 | 2246.7783 | 89326027.3973 | 309.7174 | 10759320 | 28.786 | 0.18026 | 273.3249 | 1000 | 273324.9 | 0.2 | 1 | 900 | 180 | 13500000 | 31.1566 | 900000 | 34.6184 | 1.4 | 0 | 0 | 0 | 0 | 0 |  | 25.4063 | 430372.8 | 10.9342 | 1.0163 | 25.4063 | 41240680 | 1047.7735 | 332.5 | 32.6157 |  | 1700.9251 | 32.7101
|  | 2024 | 52000 | 23 | 4095.8904 | 0.59908 | 2453.7465 | 98301369.863 | 338.9947 | 11840400 | 28.6303 | 0.21937 | 408.903 | 1000 | 408903 | 0.2 | 1 | 900 | 180 | 13500000 | 31.1566 | 900000 | 34.6184 | 1.4 | 0 | 0 | 0 | 0 | 0 |  | 25.6604 | 473616 | 12.1532 | 1.0264 | 25.6604 | 40159600 | 1030.5103 | 332.5 | 32.6157 |  | 1714.1582 | 32.9646
|  | 2026 | 52000 | 25.1 | 4469.863 | 0.59494 | 2659.2858 | 107276712.3288 | 368.1319 | 12921480 | 28.4899 | 0.2623 | 544.4811 | 1000 | 544481.1 | 0.2 | 1 | 900 | 180 | 13500000 | 31.1566 | 900000 | 34.6184 | 1.4 | 0 | 0 | 0 | 0 | 0 |  | 25.917 | 516859.2 | 13.3954 | 1.0367 | 25.917 | 39078520 | 1012.7971 | 332.5 | 32.6157 |  | 1726.8244 | 33.2082
|  | 2028 | 52000 | 27.2 | 4843.8356 | 0.59117 | 2863.5241 | 116252054.7945 | 397.1414 | 14002560 | 28.3621 | 0.30904 | 680.0592 | 1000 | 680059.2 | 0.2 | 1 | 900 | 180 | 13500000 | 31.1566 | 900000 | 34.6184 | 1.4 | 0 | 0 | 0 | 0 | 0 |  | 26.1761 | 560102.4 | 14.6613 | 1.047 | 26.1761 | 37997440 | 994.6265 | 332.5 | 32.6157 |  | 1738.9292 | 33.4409
|  | 2030 | 52000 | 29.3 | 5217.8082 | 0.58771 | 3066.5684 | 125227397.2603 | 426.0338 | 15083640 | 28.2448 | 0.3596 | 815.6373 | 1000 | 815637.3 | 0.2 | 1 | 900 | 180 | 13500000 | 31.1566 | 900000 | 34.6184 | 1.4 | 0 | 0 | 0 | 0 | 0 |  | 26.4379 | 603345.6 | 15.9512 | 1.0575 | 26.4379 | 36916360 | 975.9913 | 402.5 | 39.4821 |  | 1820.4763 | 35.0092
|  | 2032 | 52000 | 31.4 | 5591.7808 | 0.58452 | 3268.5105 | 134202739.726 | 454.8181 | 16164720 | 28.1365 | 0.41398 | 951.2154 | 1000 | 951215.4 | 0.2 | 0.94616 | 900 | 180 | 13500000 | 31.1566 | 900000 | 34.6184 | 1.4 | 51.2154 | 71.7016 | 768231 | 7.8016 | 51215.4 | 152.3291 | 26.7023 | 646588.8 | 17.2654 | 1.0681 | 26.7023 | 35835280 | 956.8839 | 402.5 | 39.4821 |  | 1831.4674 | 35.2205
|  | 2034 | 52000 | 33.5 | 5965.7534 | 0.58156 | 3469.429 | 143178082.1918 | 483.502 | 17245800 | 28.0359 | 0.47217 | 1086.7935 | 1000 | 1086793.5 | 0.2 | 0.82812 | 900 | 180 | 13500000 | 31.1566 | 900000 | 34.6184 | 1.4 | 186.7935 | 261.5109 | 2801902.5 | 28.4541 | 186793.5 | 152.3291 | 26.9693 | 689832 | 18.6043 | 1.0788 | 26.9693 | 34754200 | 937.2968 | 402.5 | 39.4821 |  | 1841.903 | 35.4212
|  | 2036 | 52000 | 35.6 | 6339.726 | 0.57879 | 3669.3927 | 152153424.6575 | 512.0922 | 18326880 | 27.9421 | 0.53418 | 1222.3716 | 1000 | 1222371.6 | 0.2 | 0.73627 | 900 | 180 | 13500000 | 31.1566 | 900000 | 34.6184 | 1.4 | 322.3716 | 451.3202 | 4835574 | 49.1066 | 322371.6 | 152.3291 | 27.239 | 733075.2 | 19.9682 | 1.0896 | 27.239 | 33673120 | 917.2222 | 402.5 | 39.4821 |  | 1851.7826 | 35.6112
|  | 2038 | 52000 | 37.7 | 6713.6986 | 0.5762 | 3868.4619 | 161128767.1233 | 540.5947 | 19407960 | 27.8543 | 0.6 | 1357.9497 | 1000 | 1357949.7 | 0.2 | 0.66276 | 900 | 180 | 13500000 | 31.1566 | 900000 | 34.6184 | 1.4 | 457.9497 | 641.1296 | 6869245.5 | 69.7591 | 457949.7 | 152.3291 | 27.5114 | 776318.4 | 21.3576 | 1.1005 | 27.5114 | 32592040 | 896.6524 | 402.5 | 39.4821 |  | 1861.1047 | 35.7905
|  | 2040 | 52000 | 39.7 | 7069.863 | 0.57377 | 4056.4721 | 169676712.3288 | 567.585 | 20437560 | 27.7717 | 0.66624 | 1487.0717 | 1000 | 1487071.7 | 0.2 | 0.60522 | 900 | 180 | 13500000 | 31.1566 | 900000 | 34.6184 | 1.4 | 587.0717 | 821.9004 | 8806075.5 | 89.4281 | 587071.7 | 152.3291 | 27.7865 | 817502.4 | 22.7155 | 1.1115 | 27.7865 | 31562440 | 877.0099 | 402.5 | 39.4821 |  | 1869.8104 | 35.9579
|  | 2042 | 52000 | 40 | 7123.2877 | 0.57147 | 4070.7631 | 170958904.1096 | 570.269 | 20592000 | 27.6937 | 0.67647 | 1506.44 | 1000 | 1506440 | 0.2 | 0.59744 | 900 | 180 | 13500000 | 31.1566 | 900000 | 34.6184 | 1.4 | 606.44 | 849.016 | 9096600 | 92.3784 | 606440 | 152.3291 | 28.0644 | 823680 | 23.1161 | 1.1226 | 28.0644 | 31408000 | 881.4458 | 402.5 | 39.4821 |  | 1877.3308 | 36.1025
|  | 2044 | 52000 | 40 | 7123.2877 | 0.5693 | 4055.2798 | 170958904.1096 | 568.7502 | 20592000 | 27.62 | 0.67647 | 1506.44 | 1000 | 1506440 | 0.2 | 0.59744 | 900 | 180 | 13500000 | 31.1566 | 900000 | 34.6184 | 1.4 | 606.44 | 849.016 | 9096600 | 92.3784 | 606440 | 152.3291 | 28.345 | 823680 | 23.3472 | 1.1338 | 28.345 | 31408000 | 890.2602 | 402.5 | 39.4821 |  | 1884.8576 | 36.2473
|  | 2046 | 52000 | 40 | 7123.2877 | 0.56724 | 4040.5888 | 170958904.1096 | 567.3091 | 20592000 | 27.55 | 0.67647 | 1506.44 | 1000 | 1506440 | 0.2 | 0.59744 | 900 | 180 | 13500000 | 31.1566 | 900000 | 34.6184 | 1.4 | 606.44 | 849.016 | 9096600 | 92.3784 | 606440 | 152.3291 | 28.6285 | 823680 | 23.5807 | 1.1451 | 28.6285 | 31408000 | 899.1628 | 402.5 | 39.4821 |  | 1892.5526 | 36.3952
|  | 2048 | 52000 | 40 | 7123.2877 | 0.56527 | 4026.6155 | 170958904.1096 | 565.9384 | 20592000 | 27.4834 | 0.67647 | 1506.44 | 1000 | 1506440 | 0.2 | 0.59744 | 900 | 180 | 13500000 | 31.1566 | 900000 | 34.6184 | 1.4 | 606.44 | 849.016 | 9096600 | 92.3784 | 606440 | 152.3291 | 28.9147 | 823680 | 23.8165 | 1.1566 | 28.9147 | 31408000 | 908.1544 | 402.5 | 39.4821 |  | 1900.4094 | 36.5463
|  | 2050 | 52000 | 40 | 7123.2877 | 0.5634 | 4013.2951 | 170958904.1096 | 564.6318 | 20592000 | 27.42 | 0.67647 | 1506.44 | 1000 | 1506440 | 0.2 | 0.59744 | 900 | 180 | 13500000 | 31.1566 | 900000 | 34.6184 | 1.4 | 606.44 | 849.016 | 9096600 | 92.3784 | 606440 | 152.3291 | 29.2039 | 823680 | 24.0547 | 1.1682 | 29.2039 | 31408000 | 917.236 | 402.5 | 39.4821 |  | 1908.4225 | 36.7004
LOWER DEMAND STATIC | [45 empty] | LOWER DEMAND STATIC
Demand |  |  |  | Cost of wind (£) | [7 empty] | cost of storage (£) |  |  |  | Pumped Hydro | [14 empty] | cost conv backup (£) |  |  |  | cost conv generation |  |  | cost of grid upgrade (£m) |  |  | total cost
Accounting period (yrs) | 20 | demand | GWh | % wind penetration | MW capacity | CapCost (£m/MW) | Capital cost (£m) | Annmaint (24/kw -inc) | annual Cost (£m) | Annual MWh generated | Cost (pounds/MWh) | storage factor | MW capacity | Hrs generation / yr | Annual MWh generated | upgraded (£m/MW) | P H upg factor | MW PHUp | Capital cost (£m) | Annmaint (25/kw -inc) | annual Cost (£m) | MWh PHUp | Cost (£/MWh) | New Built (£m/MW) | MW Phnew | Capital cost (£m) | Annmaint (24/kw -inc) | annual Cost (£m) | MWh PHUp | Cost (£/MWh) | cost (pounds/MWh) | MWh used / year | cost of backup (£m/yr) | cost across all wind MWh (£/MWh) | cost (£/MWh) | MWh used / year | cost of conv (£m/yr) | total cost | annual Cost (£m) | cost / MWh | total cost (£m) | Overall cost (£/MWh) | LOWER DEMAND STATIC
Interest rate | 0.075 | year | * 12% of UK total plus interconnector export | hit targets |  |  |  | 24 | [9 empty] | max - 900 |  | 15 |  |  |  |  | max - | [5 empty] | 23 |  |  |  | 23 | [10 empty] | total cost
Capacity Factor (%) | 33 | 2004 | 50000 | 2 | 342.4658 | 0.7555 | 258.7329 | 8219178.0822 | 33.5989 | 990000 | 33.9382 | 0 | 0 | 1000 | 0 | 0.2 | 1 | 0 | 0 | 0 | 0 | 0 |  | 1.4 | 0 | 0 | 0 | 0 | 0 |  | 23.23 | 39600 | 0.91991 | 0.9292 | 23.23 | 49010000 | 1138.5023 | 0 | 0 |  | 1173.0211 | 23.4604 | 23.4604 | 23.4604 |  | 1173.0211 | 1173.0211 | 1173.0211
|  | 2006 | 50000 | 6 | 1027.3973 | 0.69483 | 713.8652 | 24657534.2466 | 94.6821 | 2970000 | 31.8795 | 0 | 0 | 1000 | 0 | 0.2 | 1 | 0 | 0 | 0 | 0 | 0 |  | 1.4 | 0 | 0 | 0 | 0 | 0 |  | 23.4623 | 118800 | 2.7873 | 0.93849 | 23.4623 | 47030000 | 1103.432 | 0 | 0 |  | 1200.9014 | 24.018 | 23.9717 | 23.842 |  | 1200.9014 | 1198.5859 | 1192.1024
|  | 2008 | 50000 | 12 | 2054.7945 | 0.6683 | 1373.2239 | 49315068.4932 | 184.0176 | 5940000 | 30.9794 | 0.059127 | 0 | 1000 | 0 | 0.2 | 1 | 900 | 180 | 13500000 | 31.1566 | 900000 | 34.6184 | 1.4 | 0 | 0 | 0 | 0 | 0 |  | 23.6969 | 237600 | 5.6304 | 0.94788 | 23.6969 | 44060000 | 1044.0864 | 175 | 17.1661 |  | 1250.9006 | 25.018 | 24.3895 | 24.2021 |  | 1250.9006 | 1219.4753 | 1210.1051
|  | 2010 | 50000 | 18 | 3082.1918 | 0.65139 | 2007.6946 | 73972602.7397 | 270.9118 | 8910000 | 30.4054 | 0.13782 | 86.098 | 1000 | 86098 | 0.2 | 1 | 900 | 180 | 13500000 | 31.1566 | 900000 | 34.6184 | 1.4 | 0 | 0 | 0 | 0 | 0 |  | 23.9339 | 356400 | 8.53 | 0.95736 | 23.9339 | 41090000 | 983.4436 | 175 | 17.1661 |  | 1437.8854 | 28.7577 | 28.2797 | 28.0443 |  | 1437.8854 | 1413.9832 | 1402.2159
|  | 2012 | 50000 | 22 | 3767.1233 | 0.63903 | 2407.3045 | 90410958.9041 | 326.5487 | 10890000 | 29.9861 | 0.20828 | 344.342 | 1000 | 344342 | 0.2 | 1 | 900 | 180 | 13500000 | 31.1566 | 900000 | 34.6184 | 1.4 | 0 | 0 | 0 | 0 | 0 |  | 24.1732 | 435600 | 10.5299 | 0.96693 | 24.1732 | 39110000 | 945.4151 | 332.5 | 32.6157 |  | 1614.9937 | 32.2999 | 28.6465 | 28.3713 |  | 1614.9937 | 1432.3236 | 1418.564
|  | 2014 | 50000 | 26 | 4452.0548 | 0.62933 | 2801.824 | 106849315.0685 | 381.6864 | 12870000 | 29.6571 | 0.29314 | 602.586 | 1000 | 602586 | 0.2 | 1 | 900 | 180 | 13500000 | 31.1566 | 900000 | 34.6184 | 1.4 | 0 | 0 | 0 | 0 | 0 |  | 24.415 | 514800 | 12.5688 | 0.9766 | 24.415 | 37130000 | 906.5276 | 332.5 | 32.6157 |  | 1633.2828 | 32.6657 | 28.9924 | 28.6845 |  | 1633.2828 | 1449.6176 | 1434.2264
|  | 2016 | 50000 | 31 | 5308.2192 | 0.62137 | 3298.3811 | 127397260.274 | 450.9427 | 15345000 | 29.3869 | 0.41946 | 925.391 | 1000 | 925391 | 0.2 | 0.97256 | 900 | 180 | 13500000 | 31.1566 | 900000 | 34.6184 | 1.4 | 25.391 | 35.5474 | 380865 | 3.8678 | 25391 | 152.3291 | 24.6591 | 613800 | 15.1358 | 0.98636 | 24.6591 | 34655000 | 854.5616 | 402.5 | 39.4821 |  | 1723.14 | 34.4628 | 32.4688 | 28.985 |  | 1723.14 | 1623.4405 | 1449.2522
|  | 2018 | 50000 | 36 | 6164.3836 | 0.61463 | 3788.8374 | 147945205.4795 | 519.6006 | 17820000 | 29.1583 | 0.56828 | 1248.196 | 1000 | 1248196 | 0.2 | 0.72104 | 900 | 180 | 13500000 | 31.1566 | 900000 | 34.6184 | 1.4 | 348.196 | 487.4744 | 5222940 | 53.0404 | 348196 | 152.3291 | 24.9057 | 712800 | 17.7528 | 0.99623 | 24.9057 | 32180000 | 801.4656 | 402.5 | 39.4821 |  | 1741.3189 | 34.8264 | 32.7768 | 29.2735 |  | 1741.3189 | 1638.8419 | 1463.6745
|  | 2020 | 50000 | 40 | 6849.3151 | 0.6088 | 4169.8593 | 164383561.6438 | 573.4142 | 19800000 | 28.9603 | 0.70353 | 1506.44 | 1000 | 1506440 | 0.2 | 0.59744 | 900 | 180 | 13500000 | 31.1566 | 900000 | 34.6184 | 1.4 | 606.44 | 849.016 | 9096600 | 92.3784 | 606440 | 152.3291 | 25.1548 | 792000 | 19.9226 | 1.0062 | 25.1548 | 30200000 | 759.6738 | 402.5 | 39.4821 |  | 1755.5106 | 35.1102 | 33.0671 | 32.7003 |  | 1755.5106 | 1653.3561 | 1635.0161
|  | 2022 | 50000 | 40 | 6849.3151 | 0.60366 | 4134.6675 | 164383561.6438 | 569.9622 | 19800000 | 28.786 | 0.70353 | 1506.44 | 1000 | 1506440 | 0.2 | 0.59744 | 900 | 180 | 13500000 | 31.1566 | 900000 | 34.6184 | 1.4 | 606.44 | 849.016 | 9096600 | 92.3784 | 606440 | 152.3291 | 25.4063 | 792000 | 20.1218 | 1.0163 | 25.4063 | 30200000 | 767.2705 | 402.5 | 39.4821 |  | 1759.8545 | 35.1971 | 33.3401 | 32.9659 |  | 1759.8545 | 1667.0067 | 1648.2933
|  | 2024 | 50000 | 40 | 6849.3151 | 0.59908 | 4103.255 | 164383561.6438 | 566.8808 | 19800000 | 28.6303 | 0.70353 | 1506.44 | 1000 | 1506440 | 0.2 | 0.59744 | 900 | 180 | 13500000 | 31.1566 | 900000 | 34.6184 | 1.4 | 606.44 | 849.016 | 9096600 | 92.3784 | 606440 | 152.3291 | 25.6604 | 792000 | 20.323 | 1.0264 | 25.6604 | 30200000 | 774.9432 | 402.5 | 39.4821 |  | 1764.6471 | 35.2929 | 34.9962 | 33.2203 |  | 1764.6471 | 1749.8105 | 1661.0175
|  | 2026 | 50000 | 40 | 6849.3151 | 0.59494 | 4074.9093 | 164383561.6438 | 564.1004 | 19800000 | 28.4899 | 0.70353 | 1506.44 | 1000 | 1506440 | 0.2 | 0.59744 | 900 | 180 | 13500000 | 31.1566 | 900000 | 34.6184 | 1.4 | 606.44 | 849.016 | 9096600 | 92.3784 | 606440 | 152.3291 | 25.917 | 792000 | 20.5262 | 1.0367 | 25.917 | 30200000 | 782.6927 | 402.5 | 39.4821 |  | 1769.8193 | 35.3964 | 35.2356 | 33.4639 |  | 1769.8193 | 1761.7788 | 1673.1965
|  | 2028 | 50000 | 40 | 6849.3151 | 0.59117 | 4049.1008 | 164383561.6438 | 561.5687 | 19800000 | 28.3621 | 0.70353 | 1506.44 | 1000 | 1506440 | 0.2 | 0.59744 | 900 | 180 | 13500000 | 31.1566 | 900000 | 34.6184 | 1.4 | 606.44 | 849.016 | 9096600 | 92.3784 | 606440 | 152.3291 | 26.1761 | 792000 | 20.7315 | 1.047 | 26.1761 | 30200000 | 790.5196 | 402.5 | 39.4821 |  | 1775.3198 | 35.5064 | 35.4584 | 33.6967 |  | 1775.3198 | 1772.9194 | 1684.8358
|  | 2030 | 50000 | 40 | 6849.3151 | 0.58771 | 4025.4246 | 164383561.6438 | 559.2463 | 19800000 | 28.2448 | 0.70353 | 1506.44 | 1000 | 1506440 | 0.2 | 0.59744 | 900 | 180 | 13500000 | 31.1566 | 900000 | 34.6184 | 1.4 | 606.44 | 849.016 | 9096600 | 92.3784 | 606440 | 152.3291 | 26.4379 | 792000 | 20.9388 | 1.0575 | 26.4379 | 30200000 | 798.4248 | 402.5 | 39.4821 |  | 1781.1099 | 35.6222 | 35.6222 | 35.3188 |  | 1781.1099 | 1781.1099 | 1765.9388
|  | 2032 | 50000 | 40 | 6849.3151 | 0.58452 | 4003.565 | 164383561.6438 | 557.102 | 19800000 | 28.1365 | 0.70353 | 1506.44 | 1000 | 1506440 | 0.2 | 0.59744 | 900 | 180 | 13500000 | 31.1566 | 900000 | 34.6184 | 1.4 | 606.44 | 849.016 | 9096600 | 92.3784 | 606440 | 152.3291 | 26.7023 | 792000 | 21.1482 | 1.0681 | 26.7023 | 30200000 | 806.409 | 402.5 | 39.4821 |  | 1787.1593 | 35.7432 | 35.7432 | 35.5301 |  | 1787.1593 | 1787.1593 | 1776.5071
|  | 2034 | 50000 | 40 | 6849.3151 | 0.58156 | 3983.271 | 164383561.6438 | 555.1113 | 19800000 | 28.0359 | 0.70353 | 1506.44 | 1000 | 1506440 | 0.2 | 0.59744 | 900 | 180 | 13500000 | 31.1566 | 900000 | 34.6184 | 1.4 | 606.44 | 849.016 | 9096600 | 92.3784 | 606440 | 152.3291 | 26.9693 | 792000 | 21.3597 | 1.0788 | 26.9693 | 30200000 | 814.4731 | 402.5 | 39.4821 |  | 1793.4442 | 35.8689 | 35.8689 | 35.7308 |  | 1793.4442 | 1793.4442 | 1786.5414
|  | 2036 | 50000 | 40 | 6849.3151 | 0.57879 | 3964.3396 | 164383561.6438 | 553.2543 | 19800000 | 27.9421 | 0.70353 | 1506.44 | 1000 | 1506440 | 0.2 | 0.59744 | 900 | 180 | 13500000 | 31.1566 | 900000 | 34.6184 | 1.4 | 606.44 | 849.016 | 9096600 | 92.3784 | 606440 | 152.3291 | 27.239 | 792000 | 21.5733 | 1.0896 | 27.239 | 30200000 | 822.6179 | 402.5 | 39.4821 |  | 1799.9455 | 35.9989 | 35.9989 | 35.9208 |  | 1799.9455 | 1799.9455 | 1796.041
|  | 2038 | 50000 | 40 | 6849.3151 | 0.5762 | 3946.6047 | 164383561.6438 | 551.5147 | 19800000 | 27.8543 | 0.70353 | 1506.44 | 1000 | 1506440 | 0.2 | 0.59744 | 900 | 180 | 13500000 | 31.1566 | 900000 | 34.6184 | 1.4 | 606.44 | 849.016 | 9096600 | 92.3784 | 606440 | 152.3291 | 27.5114 | 792000 | 21.789 | 1.1005 | 27.5114 | 30200000 | 830.844 | 402.5 | 39.4821 |  | 1806.6477 | 36.133 | 36.133 | 36.1001 |  | 1806.6477 | 1806.6477 | 1805.0045
|  | 2040 | 50000 | 40 | 6849.3151 | 0.57377 | 3929.9284 | 164383561.6438 | 549.8789 | 19800000 | 27.7717 | 0.70353 | 1506.44 | 1000 | 1506440 | 0.2 | 0.59744 | 900 | 180 | 13500000 | 31.1566 | 900000 | 34.6184 | 1.4 | 606.44 | 849.016 | 9096600 | 92.3784 | 606440 | 152.3291 | 27.7865 | 792000 | 22.0069 | 1.1115 | 27.7865 | 30200000 | 839.1525 | 402.5 | 39.4821 |  | 1813.5382 | 36.2708 | 36.2708 | 36.2675 |  | 1813.5382 | 1813.5382 | 1813.3754
|  | 2042 | 50000 | 40 | 6849.3151 | 0.57147 | 3914.1953 | 164383561.6438 | 548.3356 | 19800000 | 27.6937 | 0.70353 | 1506.44 | 1000 | 1506440 | 0.2 | 0.59744 | 900 | 180 | 13500000 | 31.1566 | 900000 | 34.6184 | 1.4 | 606.44 | 849.016 | 9096600 | 92.3784 | 606440 | 152.3291 | 28.0644 | 792000 | 22.227 | 1.1226 | 28.0644 | 30200000 | 847.544 | 402.5 | 39.4821 |  | 1820.6065 | 36.4121 | 36.4121 | 36.4121 |  | 1820.6065 | 1820.6065 | 1820.6065
|  | 2044 | 50000 | 40 | 6849.3151 | 0.5693 | 3899.3075 | 164383561.6438 | 546.8752 | 19800000 | 27.62 | 0.70353 | 1506.44 | 1000 | 1506440 | 0.2 | 0.59744 | 900 | 180 | 13500000 | 31.1566 | 900000 | 34.6184 | 1.4 | 606.44 | 849.016 | 9096600 | 92.3784 | 606440 | 152.3291 | 28.345 | 792000 | 22.4493 | 1.1338 | 28.345 | 30200000 | 856.0194 | 402.5 | 39.4821 |  | 1827.8439 | 36.5569 | 36.5569 | 36.5569 |  | 1827.8439 | 1827.8439 | 1827.8439
|  | 2046 | 50000 | 40 | 6849.3151 | 0.56724 | 3885.1815 | 164383561.6438 | 545.4895 | 19800000 | 27.55 | 0.70353 | 1506.44 | 1000 | 1506440 | 0.2 | 0.59744 | 900 | 180 | 13500000 | 31.1566 | 900000 | 34.6184 | 1.4 | 606.44 | 849.016 | 9096600 | 92.3784 | 606440 | 152.3291 | 28.6285 | 792000 | 22.6737 | 1.1451 | 28.6285 | 30200000 | 864.5796 | 402.5 | 39.4821 |  | 1835.2429 | 36.7049 | 36.7049 | 36.7049 |  | 1835.2429 | 1835.2429 | 1835.2429
|  | 2048 | 50000 | 40 | 6849.3151 | 0.56527 | 3871.7457 | 164383561.6438 | 544.1716 | 19800000 | 27.4834 | 0.70353 | 1506.44 | 1000 | 1506440 | 0.2 | 0.59744 | 900 | 180 | 13500000 | 31.1566 | 900000 | 34.6184 | 1.4 | 606.44 | 849.016 | 9096600 | 92.3784 | 606440 | 152.3291 | 28.9147 | 792000 | 22.9005 | 1.1566 | 28.9147 | 30200000 | 873.2254 | 402.5 | 39.4821 |  | 1842.7975 | 36.8559 | 36.8559 | 36.8559 |  | 1842.7975 | 1842.7975 | 1842.7975
|  | 2050 | 50000 | 40 | 6849.3151 | 0.5634 | 3858.9376 | 164383561.6438 | 542.9152 | 19800000 | 27.42 | 0.70353 | 1506.44 | 1000 | 1506440 | 0.2 | 0.59744 | 900 | 180 | 13500000 | 31.1566 | 900000 | 34.6184 | 1.4 | 606.44 | 849.016 | 9096600 | 92.3784 | 606440 | 152.3291 | 29.2039 | 792000 | 23.1295 | 1.1682 | 29.2039 | 30200000 | 881.9577 | 402.5 | 39.4821 |  | 1850.5024 | 37.01 | 37.01 | 37.01 |  | 1850.5024 | 1850.5024 | 1850.5024
Demand |  |  |  | Cost of wind (£) | [7 empty] | cost of storage (£) |  |  |  | Pumped Hydro | [14 empty] | cost conv backup (£) |  |  |  | cost conv generation |  |  | cost of grid upgrade (£m) |  |  | total cost
Accounting period (yrs) | 20 | demand | GWh | % wind penetration | MW capacity | CapCost (£m/MW) | Capital cost (£m) | Annmaint (24/kw -inc) | annual Cost (£m) | Annual MWh generated | Cost (pounds/MWh) | storage factor | MW capacity | Hrs generation / yr | Annual MWh generated | upgraded (£m/MW) | P H upg factor | MW PHUp | Capital cost (£m) | Annmaint (25/kw -inc) | annual Cost (£m) | MWh PHUp | Cost (£/MWh) | New Built (£m/MW) | MW Phnew | Capital cost (£m) | Annmaint (24/kw -inc) | annual Cost (£m) | MWh PHUp | Cost (£/MWh) | cost (pounds/MWh) | MWh used / year | cost of backup (£m/yr) | cost across all wind MWh (£/MWh) | cost (£/MWh) | MWh used / year | cost of conv (£m/yr) | total cost | annual Cost (£m) | cost / MWh | total cost (£m) | Overall cost (£/MWh)
Interest rate | 0.075 | year | * 12% of UK total plus interconnector export | bit behind targets |  |  |  | 24 | [9 empty] | max - 900 |  | 15 |  |  |  |  | max - | [5 empty] | 23 |  |  |  | 23
Capacity Factor (%) | 33 | 2004 | 50000 | 2 | 342.4658 | 0.7555 | 258.7329 | 8219178.0822 | 33.5989 | 990000 | 33.9382 | 0 | 0 | 1000 | 0 | 0.2 | 1 | 0 | 0 | 0 | 0 | 0 |  | 1.4 | 0 | 0 | 0 | 0 | 0 |  | 23.23 | 39600 | 0.91991 | 0.9292 | 23.23 | 49010000 | 1138.5023 | 0 | 0 |  | 1173.0211 | 23.4604
|  | 2006 | 50000 | 5.5 | 941.7808 | 0.69483 | 654.3765 | 22602739.726 | 86.792 | 2722500 | 31.8795 | 0 | 0 | 1000 | 0 | 0.2 | 1 | 0 | 0 | 0 | 0 | 0 |  | 1.4 | 0 | 0 | 0 | 0 | 0 |  | 23.4623 | 108900 | 2.555 | 0.93849 | 23.4623 | 47277500 | 1109.2389 | 0 | 0 |  | 1198.5859 | 23.9717
|  | 2008 | 50000 | 8.5 | 1455.4795 | 0.6683 | 972.7003 | 34931506.8493 | 130.3458 | 4207500 | 30.9794 | 0.028183 | 0 | 1000 | 0 | 0.2 | 1 | 900 | 180 | 13500000 | 31.1566 | 900000 | 34.6184 | 1.4 | 0 | 0 | 0 | 0 | 0 |  | 23.6969 | 168300 | 3.9882 | 0.94788 | 23.6969 | 45792500 | 1085.1413 | 0 | 0 |  | 1219.4753 | 24.3895
|  | 2010 | 50000 | 11.5 | 1969.1781 | 0.65139 | 1282.6938 | 47260273.9726 | 173.0825 | 5692500 | 30.4054 | 0.054032 | 0 | 1000 | 0 | 0.2 | 1 | 900 | 180 | 13500000 | 31.1566 | 900000 | 34.6184 | 1.4 | 0 | 0 | 0 | 0 | 0 |  | 23.9339 | 227700 | 5.4497 | 0.95736 | 23.9339 | 44307500 | 1060.4509 | 175 | 17.1661 |  | 1413.9832 | 28.2797
|  | 2012 | 50000 | 14.5 | 2482.8767 | 0.63903 | 1586.6325 | 59589041.0959 | 215.2253 | 7177500 | 29.9861 | 0.08798 | 0 | 1000 | 0 | 0.2 | 1 | 900 | 180 | 13500000 | 31.1566 | 900000 | 34.6184 | 1.4 | 0 | 0 | 0 | 0 | 0 |  | 24.1732 | 287100 | 6.9401 | 0.96693 | 24.1732 | 42822500 | 1035.1582 | 175 | 17.1661 |  | 1432.3236 | 28.6465
|  | 2014 | 50000 | 17.5 | 2996.5753 | 0.62933 | 1885.8431 | 71917808.2192 | 256.9043 | 8662500 | 29.6571 | 0.13003 | 53.8175 | 1000 | 53817.5 | 0.2 | 1 | 900 | 180 | 13500000 | 31.1566 | 900000 | 34.6184 | 1.4 | 0 | 0 | 0 | 0 | 0 |  | 24.415 | 346500 | 8.4598 | 0.9766 | 24.415 | 41337500 | 1009.2536 | 175 | 17.1661 |  | 1449.6176 | 28.9924
|  | 2016 | 50000 | 20.5 | 3510.274 | 0.62137 | 2181.1875 | 84246575.3425 | 298.204 | 10147500 | 29.3869 | 0.18017 | 247.5005 | 1000 | 247500.5 | 0.2 | 1 | 900 | 180 | 13500000 | 31.1566 | 900000 | 34.6184 | 1.4 | 0 | 0 | 0 | 0 | 0 |  | 24.6591 | 405900 | 10.0091 | 0.98636 | 24.6591 | 39852500 | 982.7273 | 332.5 | 32.6157 |  | 1623.4405 | 32.4688
|  | 2018 | 50000 | 23.5 | 4023.9726 | 0.61463 | 2473.2689 | 96575342.4658 | 339.1837 | 11632500 | 29.1583 | 0.23842 | 441.1835 | 1000 | 441183.5 | 0.2 | 1 | 900 | 180 | 13500000 | 31.1566 | 900000 | 34.6184 | 1.4 | 0 | 0 | 0 | 0 | 0 |  | 24.9057 | 465300 | 11.5886 | 0.99623 | 24.9057 | 38367500 | 955.5696 | 332.5 | 32.6157 |  | 1638.8419 | 32.7768
|  | 2020 | 50000 | 26.5 | 4537.6712 | 0.6088 | 2762.5318 | 108904109.589 | 379.8869 | 13117500 | 28.9603 | 0.30476 | 634.8665 | 1000 | 634866.5 | 0.2 | 1 | 900 | 180 | 13500000 | 31.1566 | 900000 | 34.6184 | 1.4 | 0 | 0 | 0 | 0 | 0 |  | 25.1548 | 524700 | 13.1987 | 1.0062 | 25.1548 | 36882500 | 927.7705 | 332.5 | 32.6157 |  | 1653.3561 | 33.0671
|  | 2022 | 50000 | 29.5 | 5051.3699 | 0.60366 | 3049.3173 | 121232876.7123 | 420.3471 | 14602500 | 28.786 | 0.3792 | 828.5495 | 1000 | 828549.5 | 0.2 | 1 | 900 | 180 | 13500000 | 31.1566 | 900000 | 34.6184 | 1.4 | 0 | 0 | 0 | 0 | 0 |  | 25.4063 | 584100 | 14.8398 | 1.0163 | 25.4063 | 35397500 | 899.3198 | 332.5 | 32.6157 |  | 1667.0067 | 33.3401
|  | 2024 | 50000 | 32.5 | 5565.0685 | 0.59908 | 3333.8947 | 133561643.8356 | 460.5907 | 16087500 | 28.6303 | 0.46175 | 1022.2325 | 1000 | 1022232.5 | 0.2 | 0.88043 | 900 | 180 | 13500000 | 31.1566 | 900000 | 34.6184 | 1.4 | 122.2325 | 171.1255 | 1833487.5 | 18.6196 | 122232.5 | 152.3291 | 25.6604 | 643500 | 16.5124 | 1.0264 | 25.6604 | 33912500 | 870.2074 | 402.5 | 39.4821 |  | 1749.8105 | 34.9962
|  | 2026 | 50000 | 35.5 | 6078.7671 | 0.59494 | 3616.482 | 145890410.9589 | 500.6391 | 17572500 | 28.4899 | 0.55239 | 1215.9155 | 1000 | 1215915.5 | 0.2 | 0.74018 | 900 | 180 | 13500000 | 31.1566 | 900000 | 34.6184 | 1.4 | 315.9155 | 442.2817 | 4738732.5 | 48.1231 | 315915.5 | 152.3291 | 25.917 | 702900 | 18.217 | 1.0367 | 25.917 | 32427500 | 840.4227 | 402.5 | 39.4821 |  | 1761.7788 | 35.2356
|  | 2028 | 50000 | 38.5 | 6592.4658 | 0.59117 | 3897.2595 | 158219178.0822 | 540.5099 | 19057500 | 28.3621 | 0.65113 | 1409.5985 | 1000 | 1409598.5 | 0.2 | 0.63848 | 900 | 180 | 13500000 | 31.1566 | 900000 | 34.6184 | 1.4 | 509.5985 | 713.4379 | 7643977.5 | 77.6267 | 509598.5 | 152.3291 | 26.1761 | 762300 | 19.9541 | 1.047 | 26.1761 | 30942500 | 809.9554 | 402.5 | 39.4821 |  | 1772.9194 | 35.4584
|  | 2030 | 50000 | 40 | 6849.3151 | 0.58771 | 4025.4246 | 164383561.6438 | 559.2463 | 19800000 | 28.2448 | 0.70353 | 1506.44 | 1000 | 1506440 | 0.2 | 0.59744 | 900 | 180 | 13500000 | 31.1566 | 900000 | 34.6184 | 1.4 | 606.44 | 849.016 | 9096600 | 92.3784 | 606440 | 152.3291 | 26.4379 | 792000 | 20.9388 | 1.0575 | 26.4379 | 30200000 | 798.4248 | 402.5 | 39.4821 |  | 1781.1099 | 35.6222
|  | 2032 | 50000 | 40 | 6849.3151 | 0.58452 | 4003.565 | 164383561.6438 | 557.102 | 19800000 | 28.1365 | 0.70353 | 1506.44 | 1000 | 1506440 | 0.2 | 0.59744 | 900 | 180 | 13500000 | 31.1566 | 900000 | 34.6184 | 1.4 | 606.44 | 849.016 | 9096600 | 92.3784 | 606440 | 152.3291 | 26.7023 | 792000 | 21.1482 | 1.0681 | 26.7023 | 30200000 | 806.409 | 402.5 | 39.4821 |  | 1787.1593 | 35.7432
|  | 2034 | 50000 | 40 | 6849.3151 | 0.58156 | 3983.271 | 164383561.6438 | 555.1113 | 19800000 | 28.0359 | 0.70353 | 1506.44 | 1000 | 1506440 | 0.2 | 0.59744 | 900 | 180 | 13500000 | 31.1566 | 900000 | 34.6184 | 1.4 | 606.44 | 849.016 | 9096600 | 92.3784 | 606440 | 152.3291 | 26.9693 | 792000 | 21.3597 | 1.0788 | 26.9693 | 30200000 | 814.4731 | 402.5 | 39.4821 |  | 1793.4442 | 35.8689
|  | 2036 | 50000 | 40 | 6849.3151 | 0.57879 | 3964.3396 | 164383561.6438 | 553.2543 | 19800000 | 27.9421 | 0.70353 | 1506.44 | 1000 | 1506440 | 0.2 | 0.59744 | 900 | 180 | 13500000 | 31.1566 | 900000 | 34.6184 | 1.4 | 606.44 | 849.016 | 9096600 | 92.3784 | 606440 | 152.3291 | 27.239 | 792000 | 21.5733 | 1.0896 | 27.239 | 30200000 | 822.6179 | 402.5 | 39.4821 |  | 1799.9455 | 35.9989
|  | 2038 | 50000 | 40 | 6849.3151 | 0.5762 | 3946.6047 | 164383561.6438 | 551.5147 | 19800000 | 27.8543 | 0.70353 | 1506.44 | 1000 | 1506440 | 0.2 | 0.59744 | 900 | 180 | 13500000 | 31.1566 | 900000 | 34.6184 | 1.4 | 606.44 | 849.016 | 9096600 | 92.3784 | 606440 | 152.3291 | 27.5114 | 792000 | 21.789 | 1.1005 | 27.5114 | 30200000 | 830.844 | 402.5 | 39.4821 |  | 1806.6477 | 36.133
|  | 2040 | 50000 | 40 | 6849.3151 | 0.57377 | 3929.9284 | 164383561.6438 | 549.8789 | 19800000 | 27.7717 | 0.70353 | 1506.44 | 1000 | 1506440 | 0.2 | 0.59744 | 900 | 180 | 13500000 | 31.1566 | 900000 | 34.6184 | 1.4 | 606.44 | 849.016 | 9096600 | 92.3784 | 606440 | 152.3291 | 27.7865 | 792000 | 22.0069 | 1.1115 | 27.7865 | 30200000 | 839.1525 | 402.5 | 39.4821 |  | 1813.5382 | 36.2708
|  | 2042 | 50000 | 40 | 6849.3151 | 0.57147 | 3914.1953 | 164383561.6438 | 548.3356 | 19800000 | 27.6937 | 0.70353 | 1506.44 | 1000 | 1506440 | 0.2 | 0.59744 | 900 | 180 | 13500000 | 31.1566 | 900000 | 34.6184 | 1.4 | 606.44 | 849.016 | 9096600 | 92.3784 | 606440 | 152.3291 | 28.0644 | 792000 | 22.227 | 1.1226 | 28.0644 | 30200000 | 847.544 | 402.5 | 39.4821 |  | 1820.6065 | 36.4121
|  | 2044 | 50000 | 40 | 6849.3151 | 0.5693 | 3899.3075 | 164383561.6438 | 546.8752 | 19800000 | 27.62 | 0.70353 | 1506.44 | 1000 | 1506440 | 0.2 | 0.59744 | 900 | 180 | 13500000 | 31.1566 | 900000 | 34.6184 | 1.4 | 606.44 | 849.016 | 9096600 | 92.3784 | 606440 | 152.3291 | 28.345 | 792000 | 22.4493 | 1.1338 | 28.345 | 30200000 | 856.0194 | 402.5 | 39.4821 |  | 1827.8439 | 36.5569
|  | 2046 | 50000 | 40 | 6849.3151 | 0.56724 | 3885.1815 | 164383561.6438 | 545.4895 | 19800000 | 27.55 | 0.70353 | 1506.44 | 1000 | 1506440 | 0.2 | 0.59744 | 900 | 180 | 13500000 | 31.1566 | 900000 | 34.6184 | 1.4 | 606.44 | 849.016 | 9096600 | 92.3784 | 606440 | 152.3291 | 28.6285 | 792000 | 22.6737 | 1.1451 | 28.6285 | 30200000 | 864.5796 | 402.5 | 39.4821 |  | 1835.2429 | 36.7049
|  | 2048 | 50000 | 40 | 6849.3151 | 0.56527 | 3871.7457 | 164383561.6438 | 544.1716 | 19800000 | 27.4834 | 0.70353 | 1506.44 | 1000 | 1506440 | 0.2 | 0.59744 | 900 | 180 | 13500000 | 31.1566 | 900000 | 34.6184 | 1.4 | 606.44 | 849.016 | 9096600 | 92.3784 | 606440 | 152.3291 | 28.9147 | 792000 | 22.9005 | 1.1566 | 28.9147 | 30200000 | 873.2254 | 402.5 | 39.4821 |  | 1842.7975 | 36.8559
|  | 2050 | 50000 | 40 | 6849.3151 | 0.5634 | 3858.9376 | 164383561.6438 | 542.9152 | 19800000 | 27.42 | 0.70353 | 1506.44 | 1000 | 1506440 | 0.2 | 0.59744 | 900 | 180 | 13500000 | 31.1566 | 900000 | 34.6184 | 1.4 | 606.44 | 849.016 | 9096600 | 92.3784 | 606440 | 152.3291 | 29.2039 | 792000 | 23.1295 | 1.1682 | 29.2039 | 30200000 | 881.9577 | 402.5 | 39.4821 |  | 1850.5024 | 37.01
Demand |  |  |  | Cost of wind (£) | [7 empty] | cost of storage (£) |  |  |  | Pumped Hydro | [14 empty] | cost conv backup (£) |  |  |  | cost conv generation |  |  | cost of grid upgrade (£m) |  |  | total cost
Accounting period (yrs) | 20 | demand | GWh | % wind penetration | MW capacity | CapCost (£m/MW) | Capital cost (£m) | Annmaint (24/kw -inc) | annual Cost (£m) | Annual MWh generated | Cost (pounds/MWh) | storage factor | MW capacity | Hrs generation / yr | Annual MWh generated | upgraded (£m/MW) | P H upg factor | MW PHUp | Capital cost (£m) | Annmaint (25/kw -inc) | annual Cost (£m) | MWh PHUp | Cost (£/MWh) | New Built (£m/MW) | MW Phnew | Capital cost (£m) | Annmaint (24/kw -inc) | annual Cost (£m) | MWh PHUp | Cost (£/MWh) | cost (pounds/MWh) | MWh used / year | cost of backup (£m/yr) | cost across all wind MWh (£/MWh) | cost (£/MWh) | MWh used / year | cost of conv (£m/yr) | total cost | annual Cost (£m) | cost / MWh | total cost (£m) | Overall cost (£/MWh)
Interest rate | 0.075 | year | * 12% of UK total plus interconnector export | well behind targets |  |  |  | 24 | [9 empty] | max - 900 |  | 15 |  |  |  |  | max - | [5 empty] | 23 |  |  |  | 23
Capacity Factor (%) | 33 | 2004 | 50000 | 2 | 342.4658 | 0.7555 | 258.7329 | 8219178.0822 | 33.5989 | 990000 | 33.9382 | 0 | 0 | 1000 | 0 | 0.2 | 1 | 0 | 0 | 0 | 0 | 0 |  | 1.4 | 0 | 0 | 0 | 0 | 0 |  | 23.23 | 39600 | 0.91991 | 0.9292 | 23.23 | 49010000 | 1138.5023 | 0 | 0 |  | 1173.0211 | 23.4604
|  | 2006 | 50000 | 4.1 | 702.0548 | 0.69483 | 487.8079 | 16849315.0685 | 64.6995 | 2029500 | 31.8795 | 0 | 0 | 1000 | 0 | 0.2 | 1 | 0 | 0 | 0 | 0 | 0 |  | 1.4 | 0 | 0 | 0 | 0 | 0 |  | 23.4623 | 81180 | 1.9047 | 0.93849 | 23.4623 | 47970500 | 1125.4983 | 0 | 0 |  | 1192.1024 | 23.842
|  | 2008 | 50000 | 6.2 | 1061.6438 | 0.6683 | 709.499 | 25479452.0548 | 95.0758 | 3069000 | 30.9794 | 0.01385 | 0 | 1000 | 0 | 0.2 | 1 | 900 | 180 | 13500000 | 31.1566 | 900000 | 34.6184 | 1.4 | 0 | 0 | 0 | 0 | 0 |  | 23.6969 | 122760 | 2.909 | 0.94788 | 23.6969 | 46931000 | 1112.1203 | 0 | 0 |  | 1210.1051 | 24.2021
|  | 2010 | 50000 | 8.3 | 1421.2329 | 0.65139 | 925.7703 | 34109589.0411 | 124.9204 | 4108500 | 30.4054 | 0.026747 | 0 | 1000 | 0 | 0.2 | 1 | 900 | 180 | 13500000 | 31.1566 | 900000 | 34.6184 | 1.4 | 0 | 0 | 0 | 0 | 0 |  | 23.9339 | 164340 | 3.9333 | 0.95736 | 23.9339 | 45891500 | 1098.3622 | 175 | 17.1661 |  | 1402.2159 | 28.0443
|  | 2012 | 50000 | 10.4 | 1780.8219 | 0.63903 | 1137.9985 | 42739726.0274 | 154.3685 | 5148000 | 29.9861 | 0.043613 | 0 | 1000 | 0 | 0.2 | 1 | 900 | 180 | 13500000 | 31.1566 | 900000 | 34.6184 | 1.4 | 0 | 0 | 0 | 0 | 0 |  | 24.1732 | 205920 | 4.9778 | 0.96693 | 24.1732 | 44852000 | 1084.2178 | 175 | 17.1661 |  | 1418.564 | 28.3713
|  | 2014 | 50000 | 12.5 | 2140.411 | 0.62933 | 1347.0308 | 51369863.0137 | 183.5031 | 6187500 | 29.6571 | 0.064448 | 0 | 1000 | 0 | 0.2 | 1 | 900 | 180 | 13500000 | 31.1566 | 900000 | 34.6184 | 1.4 | 0 | 0 | 0 | 0 | 0 |  | 24.415 | 247500 | 6.0427 | 0.9766 | 24.415 | 43812500 | 1069.6806 | 175 | 17.1661 |  | 1434.2264 | 28.6845
|  | 2016 | 50000 | 14.6 | 2500 | 0.62137 | 1553.4311 | 60000000 | 212.3795 | 7227000 | 29.3869 | 0.089251 | 0 | 1000 | 0 | 0.2 | 1 | 900 | 180 | 13500000 | 31.1566 | 900000 | 34.6184 | 1.4 | 0 | 0 | 0 | 0 | 0 |  | 24.6591 | 289080 | 7.1285 | 0.98636 | 24.6591 | 42773000 | 1054.7442 | 175 | 17.1661 |  | 1449.2522 | 28.985
|  | 2018 | 50000 | 16.7 | 2859.589 | 0.61463 | 1757.5996 | 68630136.9863 | 241.0369 | 8266500 | 29.1583 | 0.11802 | 2.1687 | 1000 | 2168.7 | 0.2 | 1 | 900 | 180 | 13500000 | 31.1566 | 900000 | 34.6184 | 1.4 | 0 | 0 | 0 | 0 | 0 |  | 24.9057 | 330660 | 8.2353 | 0.99623 | 24.9057 | 41733500 | 1039.4022 | 175 | 17.1661 |  | 1463.6745 | 29.2735
|  | 2020 | 50000 | 18.8 | 3219.1781 | 0.6088 | 1959.8339 | 77260273.9726 | 269.5047 | 9306000 | 28.9603 | 0.15076 | 137.7468 | 1000 | 137746.8 | 0.2 | 1 | 900 | 180 | 13500000 | 31.1566 | 900000 | 34.6184 | 1.4 | 0 | 0 | 0 | 0 | 0 |  | 25.1548 | 372240 | 9.3636 | 1.0062 | 25.1548 | 40694000 | 1023.6479 | 332.5 | 32.6157 |  | 1635.0161 | 32.7003
|  | 2022 | 50000 | 20.9 | 3578.7671 | 0.60366 | 2160.3638 | 85890410.9589 | 297.8052 | 10345500 | 28.786 | 0.18747 | 273.3249 | 1000 | 273324.9 | 0.2 | 1 | 900 | 180 | 13500000 | 31.1566 | 900000 | 34.6184 | 1.4 | 0 | 0 | 0 | 0 | 0 |  | 25.4063 | 413820 | 10.5136 | 1.0163 | 25.4063 | 39654500 | 1007.4745 | 332.5 | 32.6157 |  | 1648.2933 | 32.9659
|  | 2024 | 50000 | 23 | 3938.3562 | 0.59908 | 2359.3716 | 94520547.9452 | 325.9565 | 11385000 | 28.6303 | 0.22815 | 408.903 | 1000 | 408903 | 0.2 | 1 | 900 | 180 | 13500000 | 31.1566 | 900000 | 34.6184 | 1.4 | 0 | 0 | 0 | 0 | 0 |  | 25.6604 | 455400 | 11.6857 | 1.0264 | 25.6604 | 38615000 | 990.8753 | 332.5 | 32.6157 |  | 1661.0175 | 33.2203
|  | 2026 | 50000 | 25.1 | 4297.9452 | 0.59494 | 2557.0056 | 103150684.9315 | 353.973 | 12424500 | 28.4899 | 0.27279 | 544.4811 | 1000 | 544481.1 | 0.2 | 1 | 900 | 180 | 13500000 | 31.1566 | 900000 | 34.6184 | 1.4 | 0 | 0 | 0 | 0 | 0 |  | 25.917 | 496980 | 12.8802 | 1.0367 | 25.917 | 37575500 | 973.8433 | 332.5 | 32.6157 |  | 1673.1965 | 33.4639
|  | 2028 | 50000 | 27.2 | 4657.5342 | 0.59117 | 2753.3885 | 111780821.9178 | 381.8667 | 13464000 | 28.3621 | 0.32141 | 680.0592 | 1000 | 680059.2 | 0.2 | 1 | 900 | 180 | 13500000 | 31.1566 | 900000 | 34.6184 | 1.4 | 0 | 0 | 0 | 0 | 0 |  | 26.1761 | 538560 | 14.0974 | 1.047 | 26.1761 | 36536000 | 956.3717 | 332.5 | 32.6157 |  | 1684.8358 | 33.6967
|  | 2030 | 50000 | 29.3 | 5017.1233 | 0.58771 | 2948.6235 | 120410958.9041 | 409.6479 | 14503500 | 28.2448 | 0.37399 | 815.6373 | 1000 | 815637.3 | 0.2 | 1 | 900 | 180 | 13500000 | 31.1566 | 900000 | 34.6184 | 1.4 | 0 | 0 | 0 | 0 | 0 |  | 26.4379 | 580140 | 15.3377 | 1.0575 | 26.4379 | 35496500 | 938.4532 | 402.5 | 39.4821 |  | 1765.9388 | 35.3188
|  | 2032 | 50000 | 31.4 | 5376.7123 | 0.58452 | 3142.7985 | 129041095.8904 | 437.3251 | 15543000 | 28.1365 | 0.43054 | 951.2154 | 1000 | 951215.4 | 0.2 | 0.94616 | 900 | 180 | 13500000 | 31.1566 | 900000 | 34.6184 | 1.4 | 51.2154 | 71.7016 | 768231 | 7.8016 | 51215.4 | 152.3291 | 26.7023 | 621720 | 16.6013 | 1.0681 | 26.7023 | 34457000 | 920.0807 | 402.5 | 39.4821 |  | 1776.5071 | 35.5301
|  | 2034 | 50000 | 33.5 | 5736.3014 | 0.58156 | 3335.9894 | 137671232.8767 | 464.9057 | 16582500 | 28.0359 | 0.49106 | 1086.7935 | 1000 | 1086793.5 | 0.2 | 0.82812 | 900 | 180 | 13500000 | 31.1566 | 900000 | 34.6184 | 1.4 | 186.7935 | 261.5109 | 2801902.5 | 28.4541 | 186793.5 | 152.3291 | 26.9693 | 663300 | 17.8887 | 1.0788 | 26.9693 | 33417500 | 901.2469 | 402.5 | 39.4821 |  | 1786.5414 | 35.7308
|  | 2036 | 50000 | 35.6 | 6095.8904 | 0.57879 | 3528.2622 | 146301369.863 | 492.3963 | 17622000 | 27.9421 | 0.55555 | 1222.3716 | 1000 | 1222371.6 | 0.2 | 0.73627 | 900 | 180 | 13500000 | 31.1566 | 900000 | 34.6184 | 1.4 | 322.3716 | 451.3202 | 4835574 | 49.1066 | 322371.6 | 152.3291 | 27.239 | 704880 | 19.2002 | 1.0896 | 27.239 | 32378000 | 881.9444 | 402.5 | 39.4821 |  | 1796.041 | 35.9208
|  | 2038 | 50000 | 37.7 | 6455.4795 | 0.5762 | 3719.6749 | 154931506.8493 | 519.8026 | 18661500 | 27.8543 | 0.624 | 1357.9497 | 1000 | 1357949.7 | 0.2 | 0.66276 | 900 | 180 | 13500000 | 31.1566 | 900000 | 34.6184 | 1.4 | 457.9497 | 641.1296 | 6869245.5 | 69.7591 | 457949.7 | 152.3291 | 27.5114 | 746460 | 20.5362 | 1.1005 | 27.5114 | 31338500 | 862.1658 | 402.5 | 39.4821 |  | 1805.0045 | 36.1001
|  | 2040 | 50000 | 39.7 | 6797.9452 | 0.57377 | 3900.454 | 163150684.9315 | 545.7548 | 19651500 | 27.7717 | 0.69289 | 1487.0717 | 1000 | 1487071.7 | 0.2 | 0.60522 | 900 | 180 | 13500000 | 31.1566 | 900000 | 34.6184 | 1.4 | 587.0717 | 821.9004 | 8806075.5 | 89.4281 | 587071.7 | 152.3291 | 27.7865 | 786060 | 21.8419 | 1.1115 | 27.7865 | 30348500 | 843.2788 | 402.5 | 39.4821 |  | 1813.3754 | 36.2675
|  | 2042 | 50000 | 40 | 6849.3151 | 0.57147 | 3914.1953 | 164383561.6438 | 548.3356 | 19800000 | 27.6937 | 0.70353 | 1506.44 | 1000 | 1506440 | 0.2 | 0.59744 | 900 | 180 | 13500000 | 31.1566 | 900000 | 34.6184 | 1.4 | 606.44 | 849.016 | 9096600 | 92.3784 | 606440 | 152.3291 | 28.0644 | 792000 | 22.227 | 1.1226 | 28.0644 | 30200000 | 847.544 | 402.5 | 39.4821 |  | 1820.6065 | 36.4121
|  | 2044 | 50000 | 40 | 6849.3151 | 0.5693 | 3899.3075 | 164383561.6438 | 546.8752 | 19800000 | 27.62 | 0.70353 | 1506.44 | 1000 | 1506440 | 0.2 | 0.59744 | 900 | 180 | 13500000 | 31.1566 | 900000 | 34.6184 | 1.4 | 606.44 | 849.016 | 9096600 | 92.3784 | 606440 | 152.3291 | 28.345 | 792000 | 22.4493 | 1.1338 | 28.345 | 30200000 | 856.0194 | 402.5 | 39.4821 |  | 1827.8439 | 36.5569
|  | 2046 | 50000 | 40 | 6849.3151 | 0.56724 | 3885.1815 | 164383561.6438 | 545.4895 | 19800000 | 27.55 | 0.70353 | 1506.44 | 1000 | 1506440 | 0.2 | 0.59744 | 900 | 180 | 13500000 | 31.1566 | 900000 | 34.6184 | 1.4 | 606.44 | 849.016 | 9096600 | 92.3784 | 606440 | 152.3291 | 28.6285 | 792000 | 22.6737 | 1.1451 | 28.6285 | 30200000 | 864.5796 | 402.5 | 39.4821 |  | 1835.2429 | 36.7049
|  | 2048 | 50000 | 40 | 6849.3151 | 0.56527 | 3871.7457 | 164383561.6438 | 544.1716 | 19800000 | 27.4834 | 0.70353 | 1506.44 | 1000 | 1506440 | 0.2 | 0.59744 | 900 | 180 | 13500000 | 31.1566 | 900000 | 34.6184 | 1.4 | 606.44 | 849.016 | 9096600 | 92.3784 | 606440 | 152.3291 | 28.9147 | 792000 | 22.9005 | 1.1566 | 28.9147 | 30200000 | 873.2254 | 402.5 | 39.4821 |  | 1842.7975 | 36.8559
|  | 2050 | 50000 | 40 | 6849.3151 | 0.5634 | 3858.9376 | 164383561.6438 | 542.9152 | 19800000 | 27.42 | 0.70353 | 1506.44 | 1000 | 1506440 | 0.2 | 0.59744 | 900 | 180 | 13500000 | 31.1566 | 900000 | 34.6184 | 1.4 | 606.44 | 849.016 | 9096600 | 92.3784 | 606440 | 152.3291 | 29.2039 | 792000 | 23.1295 | 1.1682 | 29.2039 | 30200000 | 881.9577 | 402.5 | 39.4821 |  | 1850.5024 | 37.01
LOWER DEMAND INCREASING | [45 empty] | LOWER DEMAND INCREASING
Demand |  |  |  | Cost of wind (£) | [7 empty] | cost of storage (£) |  |  |  | Pumped Hydro | [14 empty] | cost conv backup (£) |  |  |  | cost conv generation |  |  | cost of grid upgrade (£m) |  |  | total cost |  | LOWER DEMAND INCREASING
Accounting period (yrs) | 20 | demand | GWh | % wind penetration | MW capacity | CapCost (£m/MW) | Capital cost (£m) | Annmaint (24/kw -inc) | annual Cost (£m) | Annual MWh generated | Cost (pounds/MWh) | storage factor | MW capacity | Hrs generation / yr | Annual MWh generated | upgraded (£m/MW) | P H upg factor | MW PHUp | Capital cost (£m) | Annmaint (25/kw -inc) | annual Cost (£m) | MWh PHUp | Cost (£/MWh) | New Built (£m/MW) | MW Phnew | Capital cost (£m) | Annmaint (24/kw -inc) | annual Cost (£m) | MWh PHUp | Cost (£/MWh) | cost (pounds/MWh) | MWh used / year | cost of backup (£m/yr) | cost across all wind MWh (£/MWh) | cost (£/MWh) | MWh used / year | cost of conv (£m/yr) | total cost | annual Cost (£m) | cost / MWh | total cost (£m) | Overall cost (£/MWh)
Interest rate | 0.075 | year | * 12% of UK total plus interconnector export | hit targets |  |  |  | 24 | [9 empty] | max - 900 |  | 15 |  |  |  |  | max - | [5 empty] | 23 |  |  |  | 23 | [10 empty] | total cost
Capacity Factor (%) | 33 | 2004 | 50000 | 2 | 342.4658 | 0.7555 | 258.7329 | 8219178.0822 | 33.5989 | 990000 | 33.9382 | 0 | 0 | 1000 | 0 | 0.2 | 1 | 0 | 0 | 0 | 0 | 0 |  | 1.4 | 0 | 0 | 0 | 0 | 0 |  | 23.23 | 39600 | 0.91991 | 0.9292 | 23.23 | 49010000 | 1138.5023 | 0 | 0 |  | 1173.0211 | 23.4604 | 23.4604 | 23.4604 |  | 1173.0211 | 1173.0211 | 1173.0211
|  | 2006 | 51000 | 6 | 1047.9452 | 0.69483 | 728.1425 | 25150684.9315 | 96.5758 | 3029400 | 31.8795 | 0 | 0 | 1000 | 0 | 0.2 | 1 | 0 | 0 | 0 | 0 | 0 |  | 1.4 | 0 | 0 | 0 | 0 | 0 |  | 23.4623 | 121176 | 2.8431 | 0.93849 | 23.4623 | 47970600 | 1125.5006 | 0 | 0 |  | 1224.9195 | 24.018 | 23.9717 | 23.842 |  | 1224.9195 | 1222.5576 | 1215.9444
|  | 2008 | 52020 | 12 | 2137.8082 | 0.6683 | 1428.7021 | 51307397.2603 | 191.4519 | 6179976 | 30.9794 | 0.056831 | 0 | 1000 | 0 | 0.2 | 1 | 900 | 180 | 13500000 | 31.1566 | 900000 | 34.6184 | 1.4 | 0 | 0 | 0 | 0 | 0 |  | 23.6969 | 247199.04 | 5.8579 | 0.94788 | 23.6969 | 45840024 | 1086.2675 | 175 | 17.1661 |  | 1331.9 | 25.6036 | 24.9884 | 24.801 |  | 1331.9 | 1299.8987 | 1290.1499
|  | 2010 | 53060.4 | 18 | 3270.8466 | 0.65139 | 2130.5816 | 78500317.8082 | 287.4937 | 9455363.28 | 30.4054 | 0.12987 | 86.098 | 1000 | 86098 | 0.2 | 1 | 900 | 180 | 13500000 | 31.1566 | 900000 | 34.6184 | 1.4 | 0 | 0 | 0 | 0 | 0 |  | 23.9339 | 378214.5312 | 9.0521 | 0.95736 | 23.9339 | 43605036.72 | 1043.6382 | 175 | 17.1661 |  | 1388.5069 | 26.1684 | 25.6904 | 25.455 |  | 1388.5069 | 1363.1416 | 1350.6541
|  | 2012 | 54121.608 | 22 | 4077.6554 | 0.63903 | 2605.7438 | 97863729.5342 | 353.4668 | 11787686.2224 | 29.9861 | 0.19242 | 344.342 | 1000 | 344342 | 0.2 | 1 | 900 | 180 | 13500000 | 31.1566 | 900000 | 34.6184 | 1.4 | 0 | 0 | 0 | 0 | 0 |  | 24.1732 | 471507.4489 | 11.3979 | 0.96693 | 24.1732 | 42333921.7776 | 1023.3477 | 332.5 | 32.6157 |  | 1451.9846 | 26.8282 | 26.0393 | 25.7641 |  | 1451.9846 | 1409.2903 | 1394.3964
|  | 2014 | 55204.0402 | 26 | 4915.4282 | 0.62933 | 3093.4401 | 117970277.6022 | 421.4126 | 14209519.9372 | 29.6571 | 0.26551 | 602.586 | 1000 | 602586 | 0.2 | 1 | 900 | 180 | 13500000 | 31.1566 | 900000 | 34.6184 | 1.4 | 0 | 0 | 0 | 0 | 0 |  | 24.415 | 568380.7975 | 13.877 | 0.9766 | 24.415 | 40994520.2228 | 1000.8797 | 332.5 | 32.6157 |  | 1499.9416 | 27.1709 | 26.3677 | 26.0599 |  | 1499.9416 | 1455.6036 | 1438.6104
|  | 2016 | 56308.121 | 31 | 5977.917 | 0.62137 | 3714.5128 | 143470006.8377 | 507.8347 | 17280962.3236 | 29.3869 | 0.37247 | 925.391 | 1000 | 925391 | 0.2 | 0.97256 | 900 | 180 | 13500000 | 31.1566 | 900000 | 34.6184 | 1.4 | 25.391 | 35.5474 | 380865 | 3.8678 | 25391 | 152.3291 | 24.6591 | 691238.4929 | 17.0453 | 0.98636 | 24.6591 | 39027158.6396 | 962.3751 | 402.5 | 39.4821 |  | 1561.7616 | 27.736 | 26.9514 | 26.3432 |  | 1561.7616 | 1517.5809 | 1483.3376
|  | 2018 | 57434.2834 | 36 | 7080.939 | 0.61463 | 4352.1832 | 169942537.1317 | 596.8577 | 20469578.5975 | 29.1583 | 0.49472 | 1248.196 | 1000 | 1248196 | 0.2 | 0.72104 | 900 | 180 | 13500000 | 31.1566 | 900000 | 34.6184 | 1.4 | 348.196 | 487.4744 | 5222940 | 53.0404 | 348196 | 152.3291 | 24.9057 | 818783.1439 | 20.3924 | 0.99623 | 24.9057 | 36964704.785 | 920.632 | 402.5 | 39.4821 |  | 1661.5612 | 28.9298 | 27.2372 | 26.6148 |  | 1661.5612 | 1564.3485 | 1528.6046
|  | 2020 | 58582.9691 | 40 | 8025.0643 | 0.6088 | 4885.6548 | 192601542.0826 | 671.8461 | 23198855.7438 | 28.9603 | 0.60046 | 1506.44 | 1000 | 1506440 | 0.2 | 0.59744 | 900 | 180 | 13500000 | 31.1566 | 900000 | 34.6184 | 1.4 | 606.44 | 849.016 | 9096600 | 92.3784 | 606440 | 152.3291 | 25.1548 | 927954.2298 | 23.3425 | 1.0062 | 25.1548 | 35384113.3063 | 890.0789 | 402.5 | 39.4821 |  | 1748.2847 | 29.8429 | 27.5057 | 27.1389 |  | 1748.2847 | 1611.3657 | 1589.8775
|  | 2022 | 59754.6284 | 40 | 8185.5655 | 0.60366 | 4941.3104 | 196453572.9242 | 681.1575 | 23662832.8587 | 28.786 | 0.58868 | 1506.44 | 1000 | 1506440 | 0.2 | 0.59744 | 900 | 180 | 13500000 | 31.1566 | 900000 | 34.6184 | 1.4 | 606.44 | 849.016 | 9096600 | 92.3784 | 606440 | 152.3291 | 25.4063 | 946513.3143 | 24.0474 | 1.0163 | 25.4063 | 36091795.5724 | 916.9593 | 402.5 | 39.4821 |  | 1785.1814 | 29.8752 | 27.7574 | 27.3831 |  | 1785.1814 | 1658.6313 | 1636.2671
|  | 2024 | 60949.721 | 40 | 8349.2768 | 0.59908 | 5001.8449 | 200382644.3827 | 691.0246 | 24136089.5159 | 28.6303 | 0.57714 | 1506.44 | 1000 | 1506440 | 0.2 | 0.59744 | 900 | 180 | 13500000 | 31.1566 | 900000 | 34.6184 | 1.4 | 606.44 | 849.016 | 9096600 | 92.3784 | 606440 | 152.3291 | 25.6604 | 965443.5806 | 24.7736 | 1.0264 | 25.6604 | 36813631.4838 | 944.6515 | 402.5 | 39.4821 |  | 1823.4668 | 29.9176 | 28.4107 | 27.6167 |  | 1823.4668 | 1731.6222 | 1683.2276
|  | 2026 | 62168.7154 | 40 | 8516.2624 | 0.59494 | 5066.6376 | 204390297.2704 | 701.3879 | 24618811.3062 | 28.4899 | 0.56583 | 1506.44 | 1000 | 1506440 | 0.2 | 0.59744 | 900 | 180 | 13500000 | 31.1566 | 900000 | 34.6184 | 1.4 | 606.44 | 849.016 | 9096600 | 92.3784 | 606440 | 152.3291 | 25.917 | 984752.4522 | 25.5218 | 1.0367 | 25.917 | 37549904.1135 | 973.18 | 402.5 | 39.4821 |  | 1863.1068 | 29.9686 | 29.0959 | 27.8397 |  | 1863.1068 | 1808.8542 | 1730.7598
|  | 2028 | 63412.0897 | 40 | 8686.5876 | 0.59117 | 5135.2388 | 208478103.2158 | 712.2049 | 25111187.5323 | 28.3621 | 0.55473 | 1506.44 | 1000 | 1506440 | 0.2 | 0.59744 | 900 | 180 | 13500000 | 31.1566 | 900000 | 34.6184 | 1.4 | 606.44 | 849.016 | 9096600 | 92.3784 | 606440 | 152.3291 | 26.1761 | 1004447.5013 | 26.2926 | 1.047 | 26.1761 | 38300902.1958 | 1002.57 | 402.5 | 39.4821 |  | 1904.0846 | 30.0272 | 29.7465 | 28.0524 |  | 1904.0846 | 1886.2885 | 1778.861
|  | 2030 | 64680.3315 | 40 | 8860.3194 | 0.58771 | 5207.3159 | 212647665.2801 | 723.4447 | 25613411.283 | 28.2448 | 0.54385 | 1506.44 | 1000 | 1506440 | 0.2 | 0.59744 | 900 | 180 | 13500000 | 31.1566 | 900000 | 34.6184 | 1.4 | 606.44 | 849.016 | 9096600 | 92.3784 | 606440 | 152.3291 | 26.4379 | 1024536.4513 | 27.0866 | 1.0575 | 26.4379 | 39066920.2397 | 1032.8476 | 402.5 | 39.4821 |  | 1946.396 | 30.0925 | 30.0925 | 28.3609 |  | 1946.396 | 1946.396 | 1834.3921
|  | 2032 | 65973.9382 | 40 | 9037.5258 | 0.58452 | 5282.619 | 216900618.5857 | 735.0843 | 26125679.5086 | 28.1365 | 0.53319 | 1506.44 | 1000 | 1506440 | 0.2 | 0.59744 | 900 | 180 | 13500000 | 31.1566 | 900000 | 34.6184 | 1.4 | 606.44 | 849.016 | 9096600 | 92.3784 | 606440 | 152.3291 | 26.7023 | 1045027.1803 | 27.9046 | 1.0681 | 26.7023 | 39848258.6445 | 1064.0396 | 402.5 | 39.4821 |  | 1990.0456 | 30.1641 | 30.1641 | 28.6691 |  | 1990.0456 | 1990.0456 | 1891.4135
|  | 2034 | 67293.4169 | 40 | 9218.2763 | 0.58156 | 5360.9583 | 221238630.9574 | 747.1068 | 26648193.0988 | 28.0359 | 0.52273 | 1506.44 | 1000 | 1506440 | 0.2 | 0.59744 | 900 | 180 | 13500000 | 31.1566 | 900000 | 34.6184 | 1.4 | 606.44 | 849.016 | 9096600 | 92.3784 | 606440 | 152.3291 | 26.9693 | 1065927.724 | 28.7473 | 1.0788 | 26.9693 | 40645223.8174 | 1096.1736 | 402.5 | 39.4821 |  | 2035.0448 | 30.2414 | 30.2414 | 29.1534 |  | 2035.0448 | 2035.0448 | 1961.8302
|  | 2036 | 68639.2853 | 40 | 9402.6418 | 0.57879 | 5442.1887 | 225663403.5765 | 759.4996 | 27181156.9608 | 27.9421 | 0.51249 | 1506.44 | 1000 | 1506440 | 0.2 | 0.59744 | 900 | 180 | 13500000 | 31.1566 | 900000 | 34.6184 | 1.4 | 606.44 | 849.016 | 9096600 | 92.3784 | 606440 | 152.3291 | 27.239 | 1087246.2784 | 29.6155 | 1.0896 | 27.239 | 41458128.2937 | 1129.278 | 402.5 | 39.4821 |  | 2081.4103 | 30.3239 | 30.3239 | 29.6154 |  | 2081.4103 | 2081.4103 | 2032.7784
|  | 2038 | 70012.071 | 40 | 9590.6947 | 0.5762 | 5526.1994 | 230176671.6481 | 772.2537 | 27724780.1 | 27.8543 | 0.50244 | 1506.44 | 1000 | 1506440 | 0.2 | 0.59744 | 900 | 180 | 13500000 | 31.1566 | 900000 | 34.6184 | 1.4 | 606.44 | 849.016 | 9096600 | 92.3784 | 606440 | 152.3291 | 27.5114 | 1108991.204 | 30.5099 | 1.1005 | 27.5114 | 42287290.8596 | 1163.3822 | 402.5 | 39.4821 |  | 2129.1629 | 30.4114 | 30.4114 | 30.0554 |  | 2129.1629 | 2129.1629 | 2104.2426
|  | 2040 | 71412.3124 | 40 | 9782.5085 | 0.57377 | 5612.9055 | 234780205.081 | 785.3624 | 28279275.702 | 27.7717 | 0.49258 | 1506.44 | 1000 | 1506440 | 0.2 | 0.59744 | 900 | 180 | 13500000 | 31.1566 | 900000 | 34.6184 | 1.4 | 606.44 | 849.016 | 9096600 | 92.3784 | 606440 | 152.3291 | 27.7865 | 1131171.0281 | 31.4313 | 1.1115 | 27.7865 | 43133036.6768 | 1198.5164 | 402.5 | 39.4821 |  | 2178.3272 | 30.5035 | 30.5035 | 30.459 |  | 2178.3272 | 2178.3272 | 2175.1443
|  | 2042 | 72840.5586 | 40 | 9978.1587 | 0.57147 | 5702.2434 | 239475809.1827 | 798.8214 | 28844861.2161 | 27.6937 | 0.48293 | 1506.44 | 1000 | 1506440 | 0.2 | 0.59744 | 900 | 180 | 13500000 | 31.1566 | 900000 | 34.6184 | 1.4 | 606.44 | 849.016 | 9096600 | 92.3784 | 606440 | 152.3291 | 28.0644 | 1153794.4486 | 32.3805 | 1.1226 | 28.0644 | 43995697.4103 | 1234.7116 | 402.5 | 39.4821 |  | 2228.9306 | 30.6001 | 30.6001 | 30.6001 |  | 2228.9306 | 2228.9306 | 2228.9306
|  | 2044 | 74297.3698 | 40 | 10177.7219 | 0.5693 | 5794.1658 | 244265325.3663 | 812.6277 | 29421758.4404 | 27.62 | 0.47346 | 1506.44 | 1000 | 1506440 | 0.2 | 0.59744 | 900 | 180 | 13500000 | 31.1566 | 900000 | 34.6184 | 1.4 | 606.44 | 849.016 | 9096600 | 92.3784 | 606440 | 152.3291 | 28.345 | 1176870.3376 | 33.3584 | 1.1338 | 28.345 | 44875611.3585 | 1271.9999 | 402.5 | 39.4821 |  | 2281.0032 | 30.701 | 30.701 | 30.701 |  | 2281.0032 | 2281.0032 | 2281.0032
|  | 2046 | 75783.3172 | 40 | 10381.2763 | 0.56724 | 5888.6389 | 249150631.8736 | 826.7801 | 30010193.6092 | 27.55 | 0.46417 | 1506.44 | 1000 | 1506440 | 0.2 | 0.59744 | 900 | 180 | 13500000 | 31.1566 | 900000 | 34.6184 | 1.4 | 606.44 | 849.016 | 9096600 | 92.3784 | 606440 | 152.3291 | 28.6285 | 1200407.7444 | 34.3658 | 1.1451 | 28.6285 | 45773123.5857 | 1310.4143 | 402.5 | 39.4821 |  | 2334.5774 | 30.806 | 30.806 | 30.806 |  | 2334.5774 | 2334.5774 | 2334.5774
|  | 2048 | 77298.9835 | 40 | 10588.9019 | 0.56527 | 5985.6401 | 254133644.5111 | 841.2782 | 30610397.4814 | 27.4834 | 0.45507 | 1506.44 | 1000 | 1506440 | 0.2 | 0.59744 | 900 | 180 | 13500000 | 31.1566 | 900000 | 34.6184 | 1.4 | 606.44 | 849.016 | 9096600 | 92.3784 | 606440 | 152.3291 | 28.9147 | 1224415.8993 | 35.4037 | 1.1566 | 28.9147 | 46688586.0574 | 1349.9888 | 402.5 | 39.4821 |  | 2389.6878 | 30.9149 | 30.9149 | 30.9149 |  | 2389.6878 | 2389.6878 | 2389.6878
|  | 2050 | 78844.9632 | 40 | 10800.6799 | 0.5634 | 6085.1559 | 259216317.4013 | 856.1226 | 31222605.431 | 27.42 | 0.44615 | 1506.44 | 1000 | 1506440 | 0.2 | 0.59744 | 900 | 180 | 13500000 | 31.1566 | 900000 | 34.6184 | 1.4 | 606.44 | 849.016 | 9096600 | 92.3784 | 606440 | 152.3291 | 29.2039 | 1248904.2172 | 36.4729 | 1.1682 | 29.2039 | 47622357.7786 | 1390.7584 | 402.5 | 39.4821 |  | 2446.371 | 31.0276 | 31.0276 | 31.0276 |  | 2446.371 | 2446.371 | 2446.371
Demand |  |  |  | Cost of wind (£) | [7 empty] | cost of storage (£) |  |  |  | Pumped Hydro | [14 empty] | cost conv backup (£) |  |  |  | cost conv generation |  |  | cost of grid upgrade (£m) |  |  | total cost
Accounting period (yrs) | 20 | demand | GWh | % wind penetration | MW capacity | CapCost (£m/MW) | Capital cost (£m) | Annmaint (24/kw -inc) | annual Cost (£m) | Annual MWh generated | Cost (pounds/MWh) | storage factor | MW capacity | Hrs generation / yr | Annual MWh generated | upgraded (£m/MW) | P H upg factor | MW PHUp | Capital cost (£m) | Annmaint (25/kw -inc) | annual Cost (£m) | MWh PHUp | Cost (£/MWh) | New Built (£m/MW) | MW Phnew | Capital cost (£m) | Annmaint (24/kw -inc) | annual Cost (£m) | MWh PHUp | Cost (£/MWh) | cost (pounds/MWh) | MWh used / year | cost of backup (£m/yr) | cost across all wind MWh (£/MWh) | cost (£/MWh) | MWh used / year | cost of conv (£m/yr) | total cost | annual Cost (£m) | cost / MWh | total cost (£m) | Overall cost (£/MWh)
Interest rate | 0.075 | year | * 12% of UK total plus interconnector export | bit behind targets |  |  |  | 24 | [9 empty] | max - 900 |  | 15 |  |  |  |  | max - | [5 empty] | 23 |  |  |  | 23
Capacity Factor (%) | 33 | 2004 | 50000 | 2 | 342.4658 | 0.7555 | 258.7329 | 8219178.0822 | 33.5989 | 990000 | 33.9382 | 0 | 0 | 1000 | 0 | 0.2 | 1 | 0 | 0 | 0 | 0 | 0 |  | 1.4 | 0 | 0 | 0 | 0 | 0 |  | 23.23 | 39600 | 0.91991 | 0.9292 | 23.23 | 49010000 | 1138.5023 | 0 | 0 |  | 1173.0211 | 23.4604
|  | 2006 | 51000 | 5.5 | 960.6164 | 0.69483 | 667.464 | 23054794.5205 | 88.5278 | 2776950 | 31.8795 | 0 | 0 | 1000 | 0 | 0.2 | 1 | 0 | 0 | 0 | 0 | 0 |  | 1.4 | 0 | 0 | 0 | 0 | 0 |  | 23.4623 | 111078 | 2.6061 | 0.93849 | 23.4623 | 48223050 | 1131.4237 | 0 | 0 |  | 1222.5576 | 23.9717
|  | 2008 | 52020 | 8.5 | 1514.2808 | 0.6683 | 1011.9974 | 36342739.726 | 135.6118 | 4377483 | 30.9794 | 0.027088 | 0 | 1000 | 0 | 0.2 | 1 | 900 | 180 | 13500000 | 31.1566 | 900000 | 34.6184 | 1.4 | 0 | 0 | 0 | 0 | 0 |  | 23.6969 | 175099.32 | 4.1493 | 0.94788 | 23.6969 | 47642517 | 1128.9811 | 0 | 0 |  | 1299.8987 | 24.9884
|  | 2010 | 53060.4 | 11.5 | 2089.7075 | 0.65139 | 1361.2049 | 50152980.8219 | 183.6766 | 6040926.54 | 30.4054 | 0.050915 | 0 | 1000 | 0 | 0.2 | 1 | 900 | 180 | 13500000 | 31.1566 | 900000 | 34.6184 | 1.4 | 0 | 0 | 0 | 0 | 0 |  | 23.9339 | 241637.0616 | 5.7833 | 0.95736 | 23.9339 | 47019473.46 | 1125.359 | 175 | 17.1661 |  | 1363.1416 | 25.6904
|  | 2012 | 54121.608 | 14.5 | 2687.5456 | 0.63903 | 1717.422 | 64501094.4658 | 232.9668 | 7769156.8284 | 29.9861 | 0.08128 | 0 | 1000 | 0 | 0.2 | 1 | 900 | 180 | 13500000 | 31.1566 | 900000 | 34.6184 | 1.4 | 0 | 0 | 0 | 0 | 0 |  | 24.1732 | 310766.2731 | 7.5122 | 0.96693 | 24.1732 | 46352451.1716 | 1120.4885 | 175 | 17.1661 |  | 1409.2903 | 26.0393
|  | 2014 | 55204.0402 | 17.5 | 3308.4613 | 0.62933 | 2082.1231 | 79403071.463 | 283.6431 | 9564099.9577 | 29.6571 | 0.11777 | 53.8175 | 1000 | 53817.5 | 0.2 | 1 | 900 | 180 | 13500000 | 31.1566 | 900000 | 34.6184 | 1.4 | 0 | 0 | 0 | 0 | 0 |  | 24.415 | 382563.9983 | 9.3403 | 0.9766 | 24.415 | 45639940.2023 | 1114.2975 | 175 | 17.1661 |  | 1455.6036 | 26.3677
|  | 2016 | 56308.121 | 20.5 | 3953.1386 | 0.62137 | 2456.3714 | 94875327.1024 | 335.8262 | 11427733.1495 | 29.3869 | 0.15999 | 247.5005 | 1000 | 247500.5 | 0.2 | 1 | 900 | 180 | 13500000 | 31.1566 | 900000 | 34.6184 | 1.4 | 0 | 0 | 0 | 0 | 0 |  | 24.6591 | 457109.326 | 11.2719 | 0.98636 | 24.6591 | 44880387.8137 | 1106.7106 | 332.5 | 32.6157 |  | 1517.5809 | 26.9514
|  | 2018 | 57434.2834 | 23.5 | 4622.2797 | 0.61463 | 2841.0085 | 110934711.7387 | 389.6155 | 13362086.0289 | 29.1583 | 0.20756 | 441.1835 | 1000 | 441183.5 | 0.2 | 1 | 900 | 180 | 13500000 | 31.1566 | 900000 | 34.6184 | 1.4 | 0 | 0 | 0 | 0 | 0 |  | 24.9057 | 534483.4412 | 13.3117 | 0.99623 | 24.9057 | 44072197.3535 | 1097.6491 | 332.5 | 32.6157 |  | 1564.3485 | 27.2372
|  | 2020 | 58582.9691 | 26.5 | 5316.6051 | 0.6088 | 3236.7463 | 127598521.6297 | 445.0981 | 15369241.9303 | 28.9603 | 0.26011 | 634.8665 | 1000 | 634866.5 | 0.2 | 1 | 900 | 180 | 13500000 | 31.1566 | 900000 | 34.6184 | 1.4 | 0 | 0 | 0 | 0 | 0 |  | 25.1548 | 614769.6772 | 15.4644 | 1.0062 | 25.1548 | 43213727.1198 | 1087.031 | 332.5 | 32.6157 |  | 1611.3657 | 27.5057
|  | 2022 | 59754.6284 | 29.5 | 6036.8546 | 0.60366 | 3644.2164 | 144884510.0316 | 502.3537 | 17451339.2333 | 28.786 | 0.3173 | 828.5495 | 1000 | 828549.5 | 0.2 | 1 | 900 | 180 | 13500000 | 31.1566 | 900000 | 34.6184 | 1.4 | 0 | 0 | 0 | 0 | 0 |  | 25.4063 | 698053.5693 | 17.735 | 1.0163 | 25.4063 | 42303289.1978 | 1074.7704 | 332.5 | 32.6157 |  | 1658.6313 | 27.7574
|  | 2024 | 60949.721 | 32.5 | 6783.7874 | 0.59908 | 4063.999 | 162810898.5609 | 561.4575 | 19610572.7317 | 28.6303 | 0.37879 | 1022.2325 | 1000 | 1022232.5 | 0.2 | 0.88043 | 900 | 180 | 13500000 | 31.1566 | 900000 | 34.6184 | 1.4 | 122.2325 | 171.1255 | 1833487.5 | 18.6196 | 122232.5 | 152.3291 | 25.6604 | 784422.9093 | 20.1286 | 1.0264 | 25.6604 | 41339148.2681 | 1060.7779 | 402.5 | 39.4821 |  | 1731.6222 | 28.4107
|  | 2026 | 62168.7154 | 35.5 | 7558.1829 | 0.59494 | 4496.6409 | 181396388.8274 | 622.4817 | 21849195.0343 | 28.4899 | 0.44426 | 1215.9155 | 1000 | 1215915.5 | 0.2 | 0.74018 | 900 | 180 | 13500000 | 31.1566 | 900000 | 34.6184 | 1.4 | 315.9155 | 442.2817 | 4738732.5 | 48.1231 | 315915.5 | 152.3291 | 25.917 | 873967.8014 | 22.6506 | 1.0367 | 25.917 | 40319520.3855 | 1044.96 | 402.5 | 39.4821 |  | 1808.8542 | 29.0959
|  | 2028 | 63412.0897 | 38.5 | 8360.8406 | 0.59117 | 4942.6674 | 200660174.3452 | 685.4972 | 24169517.9999 | 28.3621 | 0.51341 | 1409.5985 | 1000 | 1409598.5 | 0.2 | 0.63848 | 900 | 180 | 13500000 | 31.1566 | 900000 | 34.6184 | 1.4 | 509.5985 | 713.4379 | 7643977.5 | 77.6267 | 509598.5 | 152.3291 | 26.1761 | 966780.72 | 25.3066 | 1.047 | 26.1761 | 39242571.7283 | 1027.2193 | 402.5 | 39.4821 |  | 1886.2885 | 29.7465
|  | 2030 | 64680.3315 | 40 | 8860.3194 | 0.58771 | 5207.3159 | 212647665.2801 | 723.4447 | 25613411.283 | 28.2448 | 0.54385 | 1506.44 | 1000 | 1506440 | 0.2 | 0.59744 | 900 | 180 | 13500000 | 31.1566 | 900000 | 34.6184 | 1.4 | 606.44 | 849.016 | 9096600 | 92.3784 | 606440 | 152.3291 | 26.4379 | 1024536.4513 | 27.0866 | 1.0575 | 26.4379 | 39066920.2397 | 1032.8476 | 402.5 | 39.4821 |  | 1946.396 | 30.0925
|  | 2032 | 65973.9382 | 40 | 9037.5258 | 0.58452 | 5282.619 | 216900618.5857 | 735.0843 | 26125679.5086 | 28.1365 | 0.53319 | 1506.44 | 1000 | 1506440 | 0.2 | 0.59744 | 900 | 180 | 13500000 | 31.1566 | 900000 | 34.6184 | 1.4 | 606.44 | 849.016 | 9096600 | 92.3784 | 606440 | 152.3291 | 26.7023 | 1045027.1803 | 27.9046 | 1.0681 | 26.7023 | 39848258.6445 | 1064.0396 | 402.5 | 39.4821 |  | 1990.0456 | 30.1641
|  | 2034 | 67293.4169 | 40 | 9218.2763 | 0.58156 | 5360.9583 | 221238630.9574 | 747.1068 | 26648193.0988 | 28.0359 | 0.52273 | 1506.44 | 1000 | 1506440 | 0.2 | 0.59744 | 900 | 180 | 13500000 | 31.1566 | 900000 | 34.6184 | 1.4 | 606.44 | 849.016 | 9096600 | 92.3784 | 606440 | 152.3291 | 26.9693 | 1065927.724 | 28.7473 | 1.0788 | 26.9693 | 40645223.8174 | 1096.1736 | 402.5 | 39.4821 |  | 2035.0448 | 30.2414
|  | 2036 | 68639.2853 | 40 | 9402.6418 | 0.57879 | 5442.1887 | 225663403.5765 | 759.4996 | 27181156.9608 | 27.9421 | 0.51249 | 1506.44 | 1000 | 1506440 | 0.2 | 0.59744 | 900 | 180 | 13500000 | 31.1566 | 900000 | 34.6184 | 1.4 | 606.44 | 849.016 | 9096600 | 92.3784 | 606440 | 152.3291 | 27.239 | 1087246.2784 | 29.6155 | 1.0896 | 27.239 | 41458128.2937 | 1129.278 | 402.5 | 39.4821 |  | 2081.4103 | 30.3239
|  | 2038 | 70012.071 | 40 | 9590.6947 | 0.5762 | 5526.1994 | 230176671.6481 | 772.2537 | 27724780.1 | 27.8543 | 0.50244 | 1506.44 | 1000 | 1506440 | 0.2 | 0.59744 | 900 | 180 | 13500000 | 31.1566 | 900000 | 34.6184 | 1.4 | 606.44 | 849.016 | 9096600 | 92.3784 | 606440 | 152.3291 | 27.5114 | 1108991.204 | 30.5099 | 1.1005 | 27.5114 | 42287290.8596 | 1163.3822 | 402.5 | 39.4821 |  | 2129.1629 | 30.4114
|  | 2040 | 71412.3124 | 40 | 9782.5085 | 0.57377 | 5612.9055 | 234780205.081 | 785.3624 | 28279275.702 | 27.7717 | 0.49258 | 1506.44 | 1000 | 1506440 | 0.2 | 0.59744 | 900 | 180 | 13500000 | 31.1566 | 900000 | 34.6184 | 1.4 | 606.44 | 849.016 | 9096600 | 92.3784 | 606440 | 152.3291 | 27.7865 | 1131171.0281 | 31.4313 | 1.1115 | 27.7865 | 43133036.6768 | 1198.5164 | 402.5 | 39.4821 |  | 2178.3272 | 30.5035
|  | 2042 | 72840.5586 | 40 | 9978.1587 | 0.57147 | 5702.2434 | 239475809.1827 | 798.8214 | 28844861.2161 | 27.6937 | 0.48293 | 1506.44 | 1000 | 1506440 | 0.2 | 0.59744 | 900 | 180 | 13500000 | 31.1566 | 900000 | 34.6184 | 1.4 | 606.44 | 849.016 | 9096600 | 92.3784 | 606440 | 152.3291 | 28.0644 | 1153794.4486 | 32.3805 | 1.1226 | 28.0644 | 43995697.4103 | 1234.7116 | 402.5 | 39.4821 |  | 2228.9306 | 30.6001
|  | 2044 | 74297.3698 | 40 | 10177.7219 | 0.5693 | 5794.1658 | 244265325.3663 | 812.6277 | 29421758.4404 | 27.62 | 0.47346 | 1506.44 | 1000 | 1506440 | 0.2 | 0.59744 | 900 | 180 | 13500000 | 31.1566 | 900000 | 34.6184 | 1.4 | 606.44 | 849.016 | 9096600 | 92.3784 | 606440 | 152.3291 | 28.345 | 1176870.3376 | 33.3584 | 1.1338 | 28.345 | 44875611.3585 | 1271.9999 | 402.5 | 39.4821 |  | 2281.0032 | 30.701
|  | 2046 | 75783.3172 | 40 | 10381.2763 | 0.56724 | 5888.6389 | 249150631.8736 | 826.7801 | 30010193.6092 | 27.55 | 0.46417 | 1506.44 | 1000 | 1506440 | 0.2 | 0.59744 | 900 | 180 | 13500000 | 31.1566 | 900000 | 34.6184 | 1.4 | 606.44 | 849.016 | 9096600 | 92.3784 | 606440 | 152.3291 | 28.6285 | 1200407.7444 | 34.3658 | 1.1451 | 28.6285 | 45773123.5857 | 1310.4143 | 402.5 | 39.4821 |  | 2334.5774 | 30.806
|  | 2048 | 77298.9835 | 40 | 10588.9019 | 0.56527 | 5985.6401 | 254133644.5111 | 841.2782 | 30610397.4814 | 27.4834 | 0.45507 | 1506.44 | 1000 | 1506440 | 0.2 | 0.59744 | 900 | 180 | 13500000 | 31.1566 | 900000 | 34.6184 | 1.4 | 606.44 | 849.016 | 9096600 | 92.3784 | 606440 | 152.3291 | 28.9147 | 1224415.8993 | 35.4037 | 1.1566 | 28.9147 | 46688586.0574 | 1349.9888 | 402.5 | 39.4821 |  | 2389.6878 | 30.9149
|  | 2050 | 78844.9632 | 40 | 10800.6799 | 0.5634 | 6085.1559 | 259216317.4013 | 856.1226 | 31222605.431 | 27.42 | 0.44615 | 1506.44 | 1000 | 1506440 | 0.2 | 0.59744 | 900 | 180 | 13500000 | 31.1566 | 900000 | 34.6184 | 1.4 | 606.44 | 849.016 | 9096600 | 92.3784 | 606440 | 152.3291 | 29.2039 | 1248904.2172 | 36.4729 | 1.1682 | 29.2039 | 47622357.7786 | 1390.7584 | 402.5 | 39.4821 |  | 2446.371 | 31.0276
Demand |  |  |  | Cost of wind (£) | [7 empty] | cost of storage (£) |  |  |  | Pumped Hydro | [14 empty] | cost conv backup (£) |  |  |  | cost conv generation |  |  | cost of grid upgrade (£m) |  |  | total cost
Accounting period (yrs) | 20 | demand | GWh | % wind penetration | MW capacity | CapCost (£m/MW) | Capital cost (£m) | Annmaint (24/kw -inc) | annual Cost (£m) | Annual MWh generated | Cost (pounds/MWh) | storage factor | MW capacity | Hrs generation / yr | Annual MWh generated | upgraded (£m/MW) | P H upg factor | MW PHUp | Capital cost (£m) | Annmaint (25/kw -inc) | annual Cost (£m) | MWh PHUp | Cost (£/MWh) | New Built (£m/MW) | MW Phnew | Capital cost (£m) | Annmaint (24/kw -inc) | annual Cost (£m) | MWh PHUp | Cost (£/MWh) | cost (pounds/MWh) | MWh used / year | cost of backup (£m/yr) | cost across all wind MWh (£/MWh) | cost (£/MWh) | MWh used / year | cost of conv (£m/yr) | total cost | annual Cost (£m) | cost / MWh | total cost (£m) | Overall cost (£/MWh)
Interest rate | 0.075 | year | * 12% of UK total plus interconnector export | well behind targets |  |  |  | 24 | [9 empty] | max - 900 |  | 15 |  |  |  |  | max - | [5 empty] | 23 |  |  |  | 23
Capacity Factor (%) | 33 | 2004 | 50000 | 2 | 342.4658 | 0.7555 | 258.7329 | 8219178.0822 | 33.5989 | 990000 | 33.9382 | 0 | 0 | 1000 | 0 | 0.2 | 1 | 0 | 0 | 0 | 0 | 0 |  | 1.4 | 0 | 0 | 0 | 0 | 0 |  | 23.23 | 39600 | 0.91991 | 0.9292 | 23.23 | 49010000 | 1138.5023 | 0 | 0 |  | 1173.0211 | 23.4604
|  | 2006 | 51000 | 4.1 | 716.0959 | 0.69483 | 497.5641 | 17186301.3699 | 65.9935 | 2070090 | 31.8795 | 0 | 0 | 1000 | 0 | 0.2 | 1 | 0 | 0 | 0 | 0 | 0 |  | 1.4 | 0 | 0 | 0 | 0 | 0 |  | 23.4623 | 82803.6 | 1.9428 | 0.93849 | 23.4623 | 48929910 | 1148.0082 | 0 | 0 |  | 1215.9444 | 23.842
|  | 2008 | 52020 | 6.2 | 1104.5342 | 0.6683 | 738.1628 | 26508821.9178 | 98.9168 | 3192987.6 | 30.9794 | 0.013312 | 0 | 1000 | 0 | 0.2 | 1 | 900 | 180 | 13500000 | 31.1566 | 900000 | 34.6184 | 1.4 | 0 | 0 | 0 | 0 | 0 |  | 23.6969 | 127719.504 | 3.0266 | 0.94788 | 23.6969 | 48827012.4 | 1157.05 | 0 | 0 |  | 1290.1499 | 24.801
|  | 2010 | 53060.4 | 8.3 | 1508.2237 | 0.65139 | 982.4348 | 36197368.7671 | 132.5666 | 4359973.068 | 30.4054 | 0.025205 | 0 | 1000 | 0 | 0.2 | 1 | 900 | 180 | 13500000 | 31.1566 | 900000 | 34.6184 | 1.4 | 0 | 0 | 0 | 0 | 0 |  | 23.9339 | 174398.9227 | 4.174 | 0.95736 | 23.9339 | 48700426.932 | 1165.5908 | 175 | 17.1661 |  | 1350.6541 | 25.455
|  | 2012 | 54121.608 | 10.4 | 1927.6189 | 0.63903 | 1231.8062 | 46262853.9616 | 167.0934 | 5572360.7597 | 29.9861 | 0.040292 | 0 | 1000 | 0 | 0.2 | 1 | 900 | 180 | 13500000 | 31.1566 | 900000 | 34.6184 | 1.4 | 0 | 0 | 0 | 0 | 0 |  | 24.1732 | 222894.4304 | 5.3881 | 0.96693 | 24.1732 | 48549247.2403 | 1173.5922 | 175 | 17.1661 |  | 1394.3964 | 25.7641
|  | 2014 | 55204.0402 | 12.5 | 2363.1867 | 0.62933 | 1487.2308 | 56716479.6164 | 202.6022 | 6831499.9698 | 29.6571 | 0.058372 | 0 | 1000 | 0 | 0.2 | 1 | 900 | 180 | 13500000 | 31.1566 | 900000 | 34.6184 | 1.4 | 0 | 0 | 0 | 0 | 0 |  | 24.415 | 273259.9988 | 6.6716 | 0.9766 | 24.415 | 48372540.1902 | 1181.0138 | 175 | 17.1661 |  | 1438.6104 | 26.0599
|  | 2016 | 56308.121 | 14.6 | 2815.406 | 0.62137 | 1749.4157 | 67569745.1558 | 239.1738 | 8138775.804 | 29.3869 | 0.079252 | 0 | 1000 | 0 | 0.2 | 1 | 900 | 180 | 13500000 | 31.1566 | 900000 | 34.6184 | 1.4 | 0 | 0 | 0 | 0 | 0 |  | 24.6591 | 325551.0322 | 8.0278 | 0.98636 | 24.6591 | 48169345.1592 | 1187.8133 | 175 | 17.1661 |  | 1483.3376 | 26.3432
|  | 2018 | 57434.2834 | 16.7 | 3284.7689 | 0.61463 | 2018.9294 | 78834454.725 | 276.8757 | 9495610.0716 | 29.1583 | 0.10275 | 2.1687 | 1000 | 2168.7 | 0.2 | 1 | 900 | 180 | 13500000 | 31.1566 | 900000 | 34.6184 | 1.4 | 0 | 0 | 0 | 0 | 0 |  | 24.9057 | 379824.4029 | 9.4598 | 0.99623 | 24.9057 | 47938673.3108 | 1193.9464 | 175 | 17.1661 |  | 1528.6046 | 26.6148
|  | 2020 | 58582.9691 | 18.8 | 3771.7802 | 0.6088 | 2296.2578 | 90522724.7788 | 315.7677 | 10903462.1996 | 28.9603 | 0.12867 | 137.7468 | 1000 | 137746.8 | 0.2 | 1 | 900 | 180 | 13500000 | 31.1566 | 900000 | 34.6184 | 1.4 | 0 | 0 | 0 | 0 | 0 |  | 25.1548 | 436138.488 | 10.971 | 1.0062 | 25.1548 | 47679506.8505 | 1199.3666 | 332.5 | 32.6157 |  | 1589.8775 | 27.1389
|  | 2022 | 59754.6284 | 20.9 | 4276.958 | 0.60366 | 2581.8347 | 102646991.8529 | 355.9048 | 12363830.1687 | 28.786 | 0.15687 | 273.3249 | 1000 | 273324.9 | 0.2 | 1 | 900 | 180 | 13500000 | 31.1566 | 900000 | 34.6184 | 1.4 | 0 | 0 | 0 | 0 | 0 |  | 25.4063 | 494553.2067 | 12.5648 | 1.0163 | 25.4063 | 47390798.2624 | 1204.0253 | 332.5 | 32.6157 |  | 1636.2671 | 27.3831
|  | 2024 | 60949.721 | 23 | 4800.8342 | 0.59908 | 2876.0608 | 115220020.5201 | 397.3391 | 13878251.4716 | 28.6303 | 0.18716 | 408.903 | 1000 | 408903 | 0.2 | 1 | 900 | 180 | 13500000 | 31.1566 | 900000 | 34.6184 | 1.4 | 0 | 0 | 0 | 0 | 0 |  | 25.6604 | 555130.0589 | 14.2448 | 1.0264 | 25.6604 | 47071469.5281 | 1207.8714 | 332.5 | 32.6157 |  | 1683.2276 | 27.6167
|  | 2026 | 62168.7154 | 25.1 | 5343.9546 | 0.59494 | 3179.3151 | 128254911.5371 | 440.1209 | 15448304.0946 | 28.4899 | 0.2194 | 544.4811 | 1000 | 544481.1 | 0.2 | 1 | 900 | 180 | 13500000 | 31.1566 | 900000 | 34.6184 | 1.4 | 0 | 0 | 0 | 0 | 0 |  | 25.917 | 617932.1638 | 16.0149 | 1.0367 | 25.917 | 46720411.3251 | 1210.8518 | 332.5 | 32.6157 |  | 1730.7598 | 27.8397
|  | 2028 | 63412.0897 | 27.2 | 5906.8796 | 0.59117 | 3491.9624 | 141765110.1867 | 484.2994 | 17075607.522 | 28.3621 | 0.25343 | 680.0592 | 1000 | 680059.2 | 0.2 | 1 | 900 | 180 | 13500000 | 31.1566 | 900000 | 34.6184 | 1.4 | 0 | 0 | 0 | 0 | 0 |  | 26.1761 | 683024.3009 | 17.8789 | 1.047 | 26.1761 | 46336482.2061 | 1212.9105 | 332.5 | 32.6157 |  | 1778.861 | 28.0524
|  | 2030 | 64680.3315 | 29.3 | 6490.184 | 0.58771 | 3814.3589 | 155764414.8177 | 529.9232 | 18761823.7648 | 28.2448 | 0.28911 | 815.6373 | 1000 | 815637.3 | 0.2 | 1 | 900 | 180 | 13500000 | 31.1566 | 900000 | 34.6184 | 1.4 | 0 | 0 | 0 | 0 | 0 |  | 26.4379 | 750472.9506 | 19.8409 | 1.0575 | 26.4379 | 45918507.7579 | 1213.9892 | 402.5 | 39.4821 |  | 1834.3921 | 28.3609
|  | 2032 | 65973.9382 | 31.4 | 7094.4577 | 0.58452 | 4146.8559 | 170266985.5898 | 577.0412 | 20508658.4143 | 28.1365 | 0.3263 | 951.2154 | 1000 | 951215.4 | 0.2 | 0.94616 | 900 | 180 | 13500000 | 31.1566 | 900000 | 34.6184 | 1.4 | 51.2154 | 71.7016 | 768231 | 7.8016 | 51215.4 | 152.3291 | 26.7023 | 820346.3366 | 21.9051 | 1.0681 | 26.7023 | 45465279.7389 | 1214.0269 | 402.5 | 39.4821 |  | 1891.4135 | 28.6691
|  | 2034 | 67293.4169 | 33.5 | 7720.3064 | 0.58156 | 4489.8026 | 185287353.4268 | 625.7019 | 22317861.7203 | 28.0359 | 0.36486 | 1086.7935 | 1000 | 1086793.5 | 0.2 | 0.82812 | 900 | 180 | 13500000 | 31.1566 | 900000 | 34.6184 | 1.4 | 186.7935 | 261.5109 | 2801902.5 | 28.4541 | 186793.5 | 152.3291 | 26.9693 | 892714.4688 | 24.0759 | 1.0788 | 26.9693 | 44975555.1959 | 1212.9596 | 402.5 | 39.4821 |  | 1961.8302 | 29.1534
|  | 2036 | 68639.2853 | 35.6 | 8368.3512 | 0.57879 | 4843.548 | 200840429.1831 | 675.9547 | 24191229.6951 | 27.9421 | 0.40469 | 1222.3716 | 1000 | 1222371.6 | 0.2 | 0.73627 | 900 | 180 | 13500000 | 31.1566 | 900000 | 34.6184 | 1.4 | 322.3716 | 451.3202 | 4835574 | 49.1066 | 322371.6 | 152.3291 | 27.239 | 967649.1878 | 26.3578 | 1.0896 | 27.239 | 44448055.5594 | 1210.7207 | 402.5 | 39.4821 |  | 2032.7784 | 29.6154
|  | 2038 | 70012.071 | 37.7 | 9039.2297 | 0.5762 | 5208.4429 | 216941513.0283 | 727.8491 | 26130605.2443 | 27.8543 | 0.44564 | 1357.9497 | 1000 | 1357949.7 | 0.2 | 0.66276 | 900 | 180 | 13500000 | 31.1566 | 900000 | 34.6184 | 1.4 | 457.9497 | 641.1296 | 6869245.5 | 69.7591 | 457949.7 | 152.3291 | 27.5114 | 1045224.2098 | 28.7556 | 1.1005 | 27.5114 | 43881465.7154 | 1207.2402 | 402.5 | 39.4821 |  | 2104.2426 | 30.0554
|  | 2040 | 71412.3124 | 39.7 | 9709.1397 | 0.57377 | 5570.8087 | 233019353.5429 | 779.4722 | 28067181.1342 | 27.7717 | 0.48513 | 1487.0717 | 1000 | 1487071.7 | 0.2 | 0.60522 | 900 | 180 | 13500000 | 31.1566 | 900000 | 34.6184 | 1.4 | 587.0717 | 821.9004 | 8806075.5 | 89.4281 | 587071.7 | 152.3291 | 27.7865 | 1122687.2454 | 31.1956 | 1.1115 | 27.7865 | 43345131.2446 | 1204.4097 | 402.5 | 39.4821 |  | 2175.1443 | 30.459
|  | 2042 | 72840.5586 | 40 | 9978.1587 | 0.57147 | 5702.2434 | 239475809.1827 | 798.8214 | 28844861.2161 | 27.6937 | 0.48293 | 1506.44 | 1000 | 1506440 | 0.2 | 0.59744 | 900 | 180 | 13500000 | 31.1566 | 900000 | 34.6184 | 1.4 | 606.44 | 849.016 | 9096600 | 92.3784 | 606440 | 152.3291 | 28.0644 | 1153794.4486 | 32.3805 | 1.1226 | 28.0644 | 43995697.4103 | 1234.7116 | 402.5 | 39.4821 |  | 2228.9306 | 30.6001
|  | 2044 | 74297.3698 | 40 | 10177.7219 | 0.5693 | 5794.1658 | 244265325.3663 | 812.6277 | 29421758.4404 | 27.62 | 0.47346 | 1506.44 | 1000 | 1506440 | 0.2 | 0.59744 | 900 | 180 | 13500000 | 31.1566 | 900000 | 34.6184 | 1.4 | 606.44 | 849.016 | 9096600 | 92.3784 | 606440 | 152.3291 | 28.345 | 1176870.3376 | 33.3584 | 1.1338 | 28.345 | 44875611.3585 | 1271.9999 | 402.5 | 39.4821 |  | 2281.0032 | 30.701
|  | 2046 | 75783.3172 | 40 | 10381.2763 | 0.56724 | 5888.6389 | 249150631.8736 | 826.7801 | 30010193.6092 | 27.55 | 0.46417 | 1506.44 | 1000 | 1506440 | 0.2 | 0.59744 | 900 | 180 | 13500000 | 31.1566 | 900000 | 34.6184 | 1.4 | 606.44 | 849.016 | 9096600 | 92.3784 | 606440 | 152.3291 | 28.6285 | 1200407.7444 | 34.3658 | 1.1451 | 28.6285 | 45773123.5857 | 1310.4143 | 402.5 | 39.4821 |  | 2334.5774 | 30.806
|  | 2048 | 77298.9835 | 40 | 10588.9019 | 0.56527 | 5985.6401 | 254133644.5111 | 841.2782 | 30610397.4814 | 27.4834 | 0.45507 | 1506.44 | 1000 | 1506440 | 0.2 | 0.59744 | 900 | 180 | 13500000 | 31.1566 | 900000 | 34.6184 | 1.4 | 606.44 | 849.016 | 9096600 | 92.3784 | 606440 | 152.3291 | 28.9147 | 1224415.8993 | 35.4037 | 1.1566 | 28.9147 | 46688586.0574 | 1349.9888 | 402.5 | 39.4821 |  | 2389.6878 | 30.9149
|  | 2050 | 78844.9632 | 40 | 10800.6799 | 0.5634 | 6085.1559 | 259216317.4013 | 856.1226 | 31222605.431 | 27.42 | 0.44615 | 1506.44 | 1000 | 1506440 | 0.2 | 0.59744 | 900 | 180 | 13500000 | 31.1566 | 900000 | 34.6184 | 1.4 | 606.44 | 849.016 | 9096600 | 92.3784 | 606440 | 152.3291 | 29.2039 | 1248904.2172 | 36.4729 | 1.1682 | 29.2039 | 47622357.7786 | 1390.7584 | 402.5 | 39.4821 |  | 2446.371 | 31.0276
No increase in renewables | [45 empty] | No increase in renewables
base scenario | [45 empty] | base scenario
Demand |  |  |  | Cost of wind (£) | [7 empty] | cost of storage (£) |  |  |  | Pumped Hydro | [14 empty] | cost conv backup (£) |  |  |  | cost conv generation |  |  | cost of grid upgrade (£m) |  |  | total cost
Accounting period (yrs) | 20 | demand | GWh | % wind penetration | MW capacity | CapCost (£m/MW) | Capital cost (£m) | Annmaint (24/kw -inc) | annual Cost (£m) | Annual MWh generated | Cost (pounds/MWh) | storage factor | MW capacity | Hrs generation / yr | Annual MWh generated | upgraded (£m/MW) | P H upg factor | MW PHUp | Capital cost (£m) | Annmaint (25/kw -inc) | annual Cost (£m) | MWh PHUp | Cost (£/MWh) | New Built (£m/MW) | MW Phnew | Capital cost (£m) | Annmaint (24/kw -inc) | annual Cost (pounds) | MWh PHUp | Cost (£/MWh) | cost (pounds/MWh) | MWh used / year | cost of backup (£m/yr) | cost across all wind MWh (£/MWh) | cost (£/MWh) | MWh used / year | cost of conv (£m/yr) | total cost | annual Cost (£m) | cost / MWh | total cost (£m) | Overall cost (£/MWh)
Interest rate | 0.075 | year | * 12% of UK total plus interconnector export | hit targets |  |  |  | 24 | [9 empty] | max - 900 |  | 15 |  |  |  |  | max - | [5 empty] | 23 |  |  |  | 23 | [10 empty] | total cost
Capacity Factor (%) | 33 | 2004 | 52000 | 2 | 356.1644 | 0.7555 | 269.0822 | 8547945.2055 | 34.9428 | 1029600 | 33.9382 | 0 | 0 | 1000 | 0 | 0.2 | 1 | 0 | 0 | 0 | 0 | 0 |  | 1.4 | 0 | 0 | 0 | 0 | 0 |  | 23.23 | 0 | 0 | 0 | 23.23 | 50970400 | 1184.0424 | 0 | 0 |  | 1218.9852 | 23.442 |  |  |  | 1218.9852
Hours per year @ rated power | 3000 | 2006 | 53040 | 2 | 363.2877 | 0.69483 | 252.4227 | 8718904.1096 | 33.4796 | 1050192 | 31.8795 | 0 | 0 | 1000 | 0 | 0.2 | 1 | 0 | 0 | 0 | 0 | 0 |  | 1.4 | 0 | 0 | 0 | 0 | 0 |  | 23.4623 | 0 | 0 | 0 | 23.4623 | 51989808 | 1219.8005 | 0 | 0 |  | 1253.2801 | 23.629 |  |  |  | 1253.2801
|  | 2008 | 54100.8 | 2 | 370.5534 | 0.6683 | 247.6417 | 8893282.1918 | 33.185 | 1071195.84 | 30.9794 | -3.688e-05 | 0 | 1000 | 0 | 0.2 | 1 | 0 | 0 | 0 | 0 | 0 |  | 1.4 | 0 | 0 | 0 | 0 | 0 |  | 23.6969 | 0 | 0 | 0 | 23.6969 | 53029604.16 | 1256.6384 | 0 | 0 |  | 1289.8234 | 23.8411 |  |  |  | 1289.8234
|  | 2010 | 55182.816 | 2 | 377.9645 | 0.65139 | 246.2005 | 9071147.8356 | 33.2215 | 1092619.7568 | 30.4054 | -3.6157e-05 | 0 | 1000 | 0 | 0.2 | 1 | 0 | 0 | 0 | 0 | 0 |  | 1.4 | 0 | 0 | 0 | 0 | 0 |  | 23.9339 | 0 | 0 | 0 | 23.9339 | 54090196.2432 | 1294.5889 | 0 | 0 |  | 1327.8104 | 24.062 |  |  |  | 1327.8104
|  | 2012 | 56286.4723 | 2 | 385.5238 | 0.63903 | 246.3612 | 9252570.7923 | 33.4187 | 1114472.1519 | 29.9861 | -3.5448e-05 | 0 | 1000 | 0 | 0.2 | 1 | 0 | 0 | 0 | 0 | 0 |  | 1.4 | 0 | 0 | 0 | 0 | 0 |  | 24.1732 | 0 | 0 | 0 | 24.1732 | 55172000.1681 | 1333.6855 | 0 | 0 |  | 1367.1042 | 24.2883 |  |  |  | 1367.1042
|  | 2014 | 57412.2018 | 2 | 393.2343 | 0.62933 | 247.4752 | 9437622.2082 | 33.713 | 1136761.595 | 29.6571 | -3.4753e-05 | 0 | 1000 | 0 | 0.2 | 1 | 0 | 0 | 0 | 0 | 0 |  | 1.4 | 0 | 0 | 0 | 0 | 0 |  | 24.415 | 0 | 0 | 0 | 24.415 | 56275440.1714 | 1373.9628 | 0 | 0 |  | 1407.6758 | 24.5188 |  |  |  | 1407.6758
|  | 2016 | 58560.4458 | 2 | 401.0989 | 0.62137 | 249.2318 | 9626374.6523 | 34.0741 | 1159496.8269 | 29.3869 | -3.4071e-05 | 0 | 1000 | 0 | 0.2 |  | 0 | 0 | 0 | 0 | 0 |  | 1.4 | 0 | 0 | 0 | 0 | 0 |  | 24.6591 | 0 | 0 | 0 | 24.6591 | 57400948.9749 | 1415.4565 | 0 | 0 |  | 1449.5306 | 24.7527 |  |  |  | 1449.5306
|  | 2018 | 59731.6547 | 2 | 409.1209 | 0.61463 | 251.4595 | 9818902.1454 | 34.4851 | 1182686.7634 | 29.1583 | -3.3403e-05 | 0 | 1000 | 0 | 0.2 |  | 0 | 0 | 0 | 0 | 0 |  | 1.4 | 0 | 0 | 0 | 0 | 0 |  | 24.9057 | 0 | 0 | 0 | 24.9057 | 58548967.9544 | 1458.2033 | 0 | 0 |  | 1492.6884 | 24.9899 |  |  |  | 1492.6884
|  | 2020 | 60926.2878 | 2 | 417.3033 | 0.6088 | 254.0541 | 10015280.1883 | 34.936 | 1206340.4987 | 28.9603 | -3.2748e-05 | 0 | 1000 | 0 | 0.2 |  | 0 | 0 | 0 | 0 | 0 |  | 1.4 | 0 | 0 | 0 | 0 | 0 |  | 25.1548 | 0 | 0 | 0 | 25.1548 | 59719947.3134 | 1502.241 | 0 | 0 |  | 1537.177 | 25.2301 |  |  |  | 1537.177
|  | 2022 | 62144.8136 | 2 | 425.6494 | 0.60366 | 256.9481 | 10215585.7921 | 35.4202 | 1230467.3087 | 28.786 | -3.2106e-05 | 0 | 1000 | 0 | 0.2 |  | 0 | 0 | 0 | 0 | 0 |  | 1.4 | 0 | 0 | 0 | 0 | 0 |  | 25.4063 | 0 | 0 | 0 | 25.4063 | 60914346.2597 | 1547.6087 | 0 | 0 |  | 1583.0289 | 25.4732 |  |  |  | 1583.0289
|  | 2024 | 63387.7098 | 2 | 434.1624 | 0.59908 | 260.0959 | 10419897.5079 | 35.9333 | 1255076.6548 | 28.6303 | -3.1477e-05 | 0 | 1000 | 0 | 0.2 |  | 0 | 0 | 0 | 0 | 0 |  | 1.4 | 0 | 0 | 0 | 0 | 0 |  | 25.6604 | 0 | 0 | 0 | 25.6604 | 62132633.1849 | 1594.3465 | 0 | 0 |  | 1630.2798 | 25.7192 |  |  |  | 1630.2798
|  | 2026 | 64655.464 | 2 | 442.8456 | 0.59494 | 263.4652 | 10628295.4581 | 36.4722 | 1280178.1879 | 28.4899 | -3.086e-05 | 0 | 1000 | 0 | 0.2 |  | 0 | 0 | 0 | 0 | 0 |  | 1.4 | 0 | 0 | 0 | 0 | 0 |  | 25.917 | 0 | 0 | 0 | 25.917 | 63375285.8486 | 1642.4957 | 0 | 0 |  | 1678.9679 | 25.9679 |  |  |  | 1678.9679
|  | 2028 | 65948.5733 | 2 | 451.7026 | 0.59117 | 267.0324 | 10840861.3672 | 37.0347 | 1305781.7517 | 28.3621 | -3.0254e-05 | 0 | 1000 | 0 | 0.2 |  | 0 | 0 | 0 | 0 | 0 |  | 1.4 | 0 | 0 | 0 | 0 | 0 |  | 26.1761 | 0 | 0 | 0 | 26.1761 | 64642791.5656 | 1692.0991 | 0 | 0 |  | 1729.1338 | 26.2194 |  |  |  | 1729.1338
|  | 2030 | 67267.5448 | 2 | 460.7366 | 0.58771 | 270.7804 | 11057678.5946 | 37.6191 | 1331897.3867 | 28.2448 | -2.9661e-05 | 0 | 1000 | 0 | 0.2 |  | 0 | 0 | 0 | 0 | 0 |  | 1.4 | 0 | 0 | 0 | 0 | 0 |  | 26.4379 | 0 | 0 | 0 | 26.4379 | 65935647.3969 | 1743.2005 | 0 | 0 |  | 1780.8196 | 26.4737 |  |  |  | 1780.8196
|  | 2032 | 68612.8957 | 2 | 469.9513 | 0.58452 | 274.6962 | 11278832.1665 | 38.2244 | 1358535.3344 | 28.1365 | -2.908e-05 | 0 | 1000 | 0 | 0.2 |  | 0 | 0 | 0 | 0 | 0 |  | 1.4 | 0 | 0 | 0 | 0 | 0 |  | 26.7023 | 0 | 0 | 0 | 26.7023 | 67254360.3448 | 1795.8452 | 0 | 0 |  | 1834.0695 | 26.7307 |  |  |  | 1834.0695
|  | 2034 | 69985.1536 | 2 | 479.3504 | 0.58156 | 278.7698 | 11504408.8098 | 38.8496 | 1385706.0411 | 28.0359 | -2.8509e-05 | 0 | 1000 | 0 | 0.2 |  | 0 | 0 | 0 | 0 | 0 |  | 1.4 | 0 | 0 | 0 | 0 | 0 |  | 26.9693 | 0 | 0 | 0 | 26.9693 | 68599447.5517 | 1850.0797 | 0 | 0 |  | 1888.9292 | 26.9904 |  |  |  | 1888.9292
|  | 2036 | 71384.8567 | 2 | 488.9374 | 0.57879 | 282.9938 | 11734496.986 | 39.494 | 1413420.162 | 27.9421 | -2.795e-05 | 0 | 1000 | 0 | 0.2 |  | 0 | 0 | 0 | 0 | 0 |  | 1.4 | 0 | 0 | 0 | 0 | 0 |  | 27.239 | 0 | 0 | 0 | 27.239 | 69971436.5028 | 1905.9521 | 0 | 0 |  | 1945.4461 | 27.2529 |  |  |  | 1945.4461
|  | 2038 | 72812.5538 | 2 | 498.7161 | 0.5762 | 287.3624 | 11969186.9257 | 40.1572 | 1441688.5652 | 27.8543 | -2.7402e-05 | 0 | 1000 | 0 | 0.2 |  | 0 | 0 | 0 | 0 | 0 |  | 1.4 | 0 | 0 | 0 | 0 | 0 |  | 27.5114 | 0 | 0 | 0 | 27.5114 | 71370865.2328 | 1963.5118 | 0 | 0 |  | 2003.669 | 27.5182 |  |  |  | 2003.669
|  | 2040 | 74268.8049 | 2 | 508.6904 | 0.57377 | 291.8711 | 12208570.6642 | 40.8388 | 1470522.3365 | 27.7717 | -2.6865e-05 | 0 | 1000 | 0 | 0.2 |  | 0 | 0 | 0 | 0 | 0 |  | 1.4 | 0 | 0 | 0 | 0 | 0 |  | 27.7865 | 0 | 0 | 0 | 27.7865 | 72798282.5375 | 2022.8099 | 0 | 0 |  | 2063.6487 | 27.7862 |  |  |  | 2063.6487
|  | 2042 | 75754.181 | 2 | 518.8643 | 0.57147 | 296.5167 | 12452742.0775 | 41.5387 | 1499932.7832 | 27.6937 | -2.6338e-05 | 0 | 1000 | 0 | 0.2 |  | 0 | 0 | 0 | 0 | 0 |  | 1.4 | 0 | 0 | 0 | 0 | 0 |  | 28.0644 | 0 | 0 | 0 | 28.0644 | 74254248.1882 | 2083.8988 | 0 | 0 |  | 2125.4375 | 28.057 |  |  |  | 2125.4375
|  | 2044 | 77269.2646 | 2 | 529.2415 | 0.5693 | 301.2966 | 12701796.919 | 42.2566 | 1529931.4389 | 27.62 | -2.5822e-05 | 0 | 1000 | 0 | 0.2 |  | 0 | 0 | 0 | 0 | 0 |  | 1.4 | 0 | 0 | 0 | 0 | 0 |  | 28.345 | 0 | 0 | 0 | 28.345 | 75739333.152 | 2146.8325 | 0 | 0 |  | 2189.0891 | 28.3307 |  |  |  | 2189.0891
|  | 2046 | 78814.6499 | 2 | 539.8264 | 0.56724 | 306.2092 | 12955832.8574 | 42.9926 | 1560530.0677 | 27.55 | -2.5316e-05 | 0 | 1000 | 0 | 0.2 |  | 0 | 0 | 0 | 0 | 0 |  | 1.4 | 0 | 0 | 0 | 0 | 0 |  | 28.6285 | 0 | 0 | 0 | 28.6285 | 77254119.815 | 2211.6668 | 0 | 0 |  | 2254.6594 | 28.6071 |  |  |  | 2254.6594
|  | 2048 | 80390.9429 | 2 | 550.6229 | 0.56527 | 311.2533 | 13214949.5146 | 43.7465 | 1591740.669 | 27.4834 | -2.4819e-05 | 0 | 1000 | 0 | 0.2 |  | 0 | 0 | 0 | 0 | 0 |  | 1.4 | 0 | 0 | 0 | 0 | 0 |  | 28.9147 | 0 | 0 | 0 | 28.9147 | 78799202.2113 | 2278.4592 | 0 | 0 |  | 2322.2057 | 28.8864 |  |  |  | 2322.2057
|  | 2050 | 81998.7617 | 2 | 561.6354 | 0.5634 | 316.4281 | 13479248.5049 | 44.5184 | 1623575.4824 | 27.42 | -2.4333e-05 | 0 | 1000 | 0 | 0.2 |  | 0 | 0 | 0 | 0 | 0 |  | 1.4 | 0 | 0 | 0 | 0 | 0 |  | 29.2039 | 0 | 0 | 0 | 29.2039 | 80375186.2555 | 2347.2687 | 0 | 0 |  | 2391.787 | 29.1686 |  |  |  | 2391.787
NO STORAGE | [41 empty] | NO STORAGE
Demand |  |  |  | Cost of wind (£) | [7 empty] | cost of storage (£) |  |  |  | Pumped Hydro | [14 empty] | cost conv backup (£) |  |  |  | cost conv generation |  |  | cost of grid upgrade (£m) |  |  | total cost |  |  |  |  | NO STORAGE
Accounting period (yrs) | 20 | demand | GWh | % wind penetration | MW capacity | CapCost (£m/MW) | Capital cost (£m) | Annmaint (24/kw -inc) | annual Cost (£m) | Annual MWh generated | Cost (pounds/MWh) | storage factor | MW capacity | Hrs generation / yr | Annual MWh generated | upgraded (£m/MW) | P H upg factor | MW PHUp | Capital cost (£m) | Annmaint (25/kw -inc) | annual Cost (£m) | MWh PHUp | Cost (£/MWh) | New Built (£m/MW) | MW Phnew | Capital cost (£m) | Annmaint (24/kw -inc) | annual Cost (pounds) | MWh PHUp | Cost (£/MWh) | cost (pounds/MWh) | MWh used / year | cost of backup (£m/yr) | cost across all wind MWh (£/MWh) | cost (£/MWh) | MWh used / year | cost of conv (£m/yr) | total cost | annual Cost (£m) | cost / MWh | total cost (£m) | Overall cost (£/MWh) | [7 empty] | storage | conv backup
Interest rate | 0.075 | year | * 12% of UK total plus interconnector export | hit targets |  |  |  | 24 | [9 empty] | max - 900 |  | 15 |  |  |  |  | max - | [5 empty] | 23 |  |  |  | 23 | [10 empty] | total cost (£m) |  |  |  | £m | £m
Capacity Factor (%) | 33 | 2004 | 52000 | 2 | 356.1644 | 0.7555 | 269.0822 | 8547945.2055 | 34.9428 | 1029600 | 33.9382 | 0 | 0 | 1000 | 0 | 0.2 | 1 | 0 | 0 | 0 | 0 | 0 |  | 1.4 | 0 | 0 | 0 | 0 | 0 |  | 23.23 | 1091938 | 25.3657 | 24.6365 | 23.23 | 50970400 | 1184.0424 | 0 | 0 |  | 1244.3509 | 23.9298 | 23.9298 | 23.9298 | 23.442 | 1244.3509 | 1244.3509 | 1244.3509 | 1218.9852 | 0 | 25.3657
Hours per year @ rated power | 3000 | 2006 | 53040 | 6.5 | 1180.6849 | 0.69483 | 820.3739 | 28336438.3562 | 108.8087 | 3413124 | 31.8795 | 0 | 0 | 1000 | 0 | 0.2 | 1 | 0 | 0 | 0 | 0 | 0 |  | 1.4 | 0 | 0 | 0 | 0 | 0 |  | 23.4623 | 1328721.54 | 31.1749 | 9.1338 | 23.4623 | 49626876 | 1164.3607 | 0 | 0 |  | 1304.3442 | 24.5917 | 24.4891 | 24.3455 | 23.629 | 1304.3442 | 1298.9024 | 1291.2839 | 1253.2801 | 0 | 31.1749
|  | 2008 | 54100.8 | 11 | 2038.0438 | 0.6683 | 1362.0294 | 48913052.0548 | 182.5175 | 5891577.12 | 30.9794 | 0.045435 | 0 | 1000 | 0 | 0.2 | 1 | 0 | 0 | 0 | 0 | 0 |  | 1.4 | 0 | 0 | 0 | 0 | 0 |  | 23.6969 | 1562539.9152 | 37.0274 | 6.2848 | 23.6969 | 48209222.88 | 1142.4102 | 350 | 34.3323 |  | 1396.2874 | 25.809 | 24.9469 | 24.7376 | 23.8411 | 1396.2874 | 1349.6484 | 1338.3262 | 1289.8234 | 0 | 37.0274
|  | 2010 | 55182.816 | 15.5 | 2929.2248 | 0.65139 | 1908.0542 | 70301395.726 | 257.4666 | 8467803.1152 | 30.4054 | 0.091601 | 0 | 1000 | 0 | 0.2 | 1 | 0 | 0 | 0 | 0 | 0 |  | 1.4 | 0 | 0 | 0 | 0 | 0 |  | 23.9339 | 1793296.0154 | 42.9206 | 5.0687 | 23.9339 | 46715012.8848 | 1118.0721 | 350 | 34.3323 |  | 1452.7915 | 26.3269 | 25.9965 | 25.7322 | 24.062 | 1452.7915 | 1434.5611 | 1419.9767 | 1327.8104 | 0 | 42.9206
|  | 2012 | 56286.4723 | 20 | 3855.2378 | 0.63903 | 2463.6123 | 92525707.9233 | 334.1868 | 11144721.5194 | 29.9861 | 0.15213 | 0 | 1000 | 0 | 0.2 | 1 | 0 | 0 | 0 | 0 | 0 |  | 1.4 | 0 | 0 | 0 | 0 | 0 |  | 24.1732 | 2020890.032 | 48.8514 | 4.3834 | 24.1732 | 45141750.8006 | 1091.222 | 665 | 65.2313 |  | 1539.4916 | 27.351 | 26.3857 | 26.0753 | 24.2883 | 1539.4916 | 1485.1571 | 1467.6871 | 1367.1042 | 0 | 48.8514
|  | 2014 | 57412.2018 | 24.5 | 4817.1197 | 0.62933 | 3031.5713 | 115610872.0501 | 412.9843 | 13925329.5384 | 29.6571 | 0.22611 | 0 | 1000 | 0 | 0.2 | 1 | 0 | 0 | 0 | 0 | 0 |  | 1.4 | 0 | 0 | 0 | 0 | 0 |  | 24.415 | 2245219.3891 | 54.8169 | 3.9365 | 24.415 | 43486872.228 | 1061.7304 | 665 | 65.2313 |  | 1594.763 | 27.7774 | 26.7514 | 26.403 | 24.5188 | 1594.763 | 1535.8592 | 1515.8558 | 1407.6758 | 0 | 54.8169
|  | 2016 | 58560.4458 | 29 | 5815.9347 | 0.62137 | 3613.8615 | 139582432.4589 | 494.074 | 16812703.9897 | 29.3869 | 0.3127 | 0 | 1000 | 0 | 0.2 | 1 | 0 | 0 | 0 | 0 | 0 |  | 1.4 | 0 | 0 | 0 | 0 | 0 |  | 24.6591 | 2466178.6725 | 60.8138 | 3.6171 | 24.6591 | 41747741.8121 | 1029.4623 | 805 | 78.9642 |  | 1663.3143 | 28.4034 | 27.6229 | 26.7164 | 24.7527 | 1663.3143 | 1617.6118 | 1564.5221 | 1449.5306 | 0 | 60.8138
|  | 2018 | 59731.6547 | 33.5 | 6852.7755 | 0.61463 | 4211.9462 | 164466610.9352 | 577.6256 | 19810003.2871 | 29.1583 | 0.41105 | 0 | 1000 | 0 | 0.2 | 1 | 0 | 0 | 0 | 0 | 0 |  | 1.4 | 0 | 0 | 0 | 0 | 0 |  | 24.9057 | 2683659.5572 | 66.8384 | 3.374 | 24.9057 | 39921651.4306 | 994.2768 | 805 | 78.9642 |  | 1717.7051 | 28.757 | 27.9356 | 27.016 | 24.9899 | 1717.7051 | 1668.6367 | 1613.7094 | 1492.6884 | 0 | 66.8384
|  | 2020 | 60926.2878 | 38 | 7928.7635 | 0.6088 | 4827.027 | 190290323.5776 | 663.784 | 22920469.4749 | 28.9603 | 0.52039 | 0 | 1000 | 0 | 0.2 | 1 | 0 | 0 | 0 | 0 | 0 |  | 1.4 | 0 | 0 | 0 | 0 | 0 |  | 25.1548 | 2897550.7335 | 72.8872 | 3.18 | 25.1548 | 38005818.3372 | 956.0273 | 805 | 78.9642 |  | 1771.6627 | 29.0788 | 28.2281 | 27.8095 | 25.2301 | 1771.6627 | 1719.8359 | 1694.3296 | 1537.177 | 0 | 72.8872
|  | 2022 | 62144.8136 | 40 | 8512.9882 | 0.60366 | 5138.9628 | 204311715.8412 | 708.4038 | 24609346.1731 | 28.786 | 0.56604 | 0 | 1000 | 0 | 0.2 | 1 | 0 | 0 | 0 | 0 | 0 |  | 1.4 | 0 | 0 | 0 | 0 | 0 |  | 25.4063 | 3007858.6958 | 76.4186 | 3.1053 | 25.4063 | 37535467.3953 | 953.6377 | 805 | 78.9642 |  | 1817.4243 | 29.245 | 28.5012 | 28.073 | 25.4732 | 1817.4243 | 1771.2012 | 1744.5902 | 1583.0289 | 0 | 76.4186
|  | 2024 | 63387.7098 | 40 | 8683.2479 | 0.59908 | 5201.9187 | 208397950.158 | 718.6656 | 25101533.0965 | 28.6303 | 0.55494 | 0 | 1000 | 0 | 0.2 | 1 | 0 | 0 | 0 | 0 | 0 |  | 1.4 | 0 | 0 | 0 | 0 | 0 |  | 25.6604 | 3037887.0697 | 77.9533 | 3.1055 | 25.6604 | 38286176.7432 | 982.4375 | 805 | 78.9642 |  | 1858.0206 | 29.312 | 28.9717 | 28.324 | 25.7192 | 1858.0206 | 1836.4482 | 1795.3903 | 1630.2798 | 0 | 77.9533
|  | 2026 | 64655.464 | 40 | 8856.9129 | 0.59494 | 5269.3031 | 212565909.1612 | 729.4434 | 25603563.7585 | 28.4899 | 0.54406 | 0 | 1000 | 0 | 0.2 | 1 | 0 | 0 | 0 | 0 | 0 |  | 1.4 | 0 | 0 | 0 | 0 | 0 |  | 25.917 | 3068516.0111 | 79.5267 | 3.1061 | 25.917 | 39051900.2781 | 1012.1072 | 805 | 78.9642 |  | 1900.0414 | 29.3872 | 29.2023 | 28.5626 | 25.9679 | 1900.0414 | 1888.0869 | 1846.7256 | 1678.9679 | 0 | 79.5267
|  | 2028 | 65948.5733 | 40 | 9034.0511 | 0.59117 | 5340.6484 | 216817227.3444 | 740.6931 | 26115635.0336 | 28.3621 | 0.53339 | 0 | 1000 | 0 | 0.2 | 1 | 0 | 0 | 0 | 0 | 0 |  | 1.4 | 0 | 0 | 0 | 0 | 0 |  | 26.1761 | 3099757.5313 | 81.1397 | 3.1069 | 26.1761 | 39832938.2836 | 1042.6728 | 805 | 78.9642 |  | 1943.4698 | 29.4695 | 29.4141 | 28.7889 | 26.2194 | 1943.4698 | 1939.8196 | 1898.588 | 1729.1338 | 0 | 81.1397
|  | 2030 | 67267.5448 | 40 | 9214.7322 | 0.58771 | 5415.6086 | 221153571.8913 | 752.3825 | 26637947.7343 | 28.2448 | 0.52294 | 0 | 1000 | 0 | 0.2 | 1 | 0 | 0 | 0 | 0 | 0 |  | 1.4 | 0 | 0 | 0 | 0 | 0 |  | 26.4379 | 3131623.882 | 82.7936 | 3.1081 | 26.4379 | 40629597.0493 | 1074.1615 | 805 | 78.9642 |  | 1988.3018 | 29.5581 | 29.5581 | 29.2072 | 26.4737 | 1988.3018 | 1988.3018 | 1964.6989 | 1780.8196 | 0 | 82.7936
|  | 2032 | 68612.8957 | 40 | 9399.0268 | 0.58452 | 5493.9238 | 225576643.3291 | 764.4877 | 27170706.689 | 28.1365 | 0.51268 | 0 | 1000 | 0 | 0.2 | 1 | 0 | 0 | 0 | 0 | 0 |  | 1.4 | 0 | 0 | 0 | 0 | 0 |  | 26.7023 | 3164127.5596 | 84.4894 | 3.1096 | 26.7023 | 41442188.9903 | 1106.6012 | 805 | 78.9642 |  | 2034.5425 | 29.6525 | 29.6525 | 29.4052 | 26.7307 | 2034.5425 | 2034.5425 | 2017.5782 | 1834.0695 | 0 | 84.4894
|  | 2034 | 69985.1536 | 40 | 9587.0073 | 0.58156 | 5575.3966 | 230088176.1957 | 776.991 | 27714120.8228 | 28.0359 | 0.50263 | 0 | 1000 | 0 | 0.2 | 1 | 0 | 0 | 0 | 0 | 0 |  | 1.4 | 0 | 0 | 0 | 0 | 0 |  | 26.9693 | 3197281.3108 | 86.2285 | 3.1114 | 26.9693 | 42271032.7701 | 1140.0205 | 805 | 78.9642 |  | 2082.2043 | 29.7521 | 29.7521 | 29.5912 | 26.9904 | 2082.2043 | 2082.2043 | 2070.9414 | 1888.9292 | 0 | 86.2285
|  | 2036 | 71384.8567 | 40 | 9778.7475 | 0.57879 | 5659.8763 | 234689939.7196 | 789.8796 | 28268403.2392 | 27.9421 | 0.49277 | 0 | 1000 | 0 | 0.2 | 1 | 0 | 0 | 0 | 0 | 0 |  | 1.4 | 0 | 0 | 0 | 0 | 0 |  | 27.239 | 3231098.137 | 88.0119 | 3.1134 | 27.239 | 43116453.4255 | 1174.4492 | 805 | 78.9642 |  | 2131.3049 | 29.8565 | 29.8565 | 29.765 | 27.2529 | 2131.3049 | 2131.3049 | 2124.7687 | 1945.4461 | 0 | 88.0119
|  | 2038 | 72812.5538 | 40 | 9974.3224 | 0.5762 | 5747.2473 | 239383738.514 | 803.1438 | 28833771.304 | 27.8543 | 0.48311 | 0 | 1000 | 0 | 0.2 | 1 | 0 | 0 | 0 | 0 | 0 |  | 1.4 | 0 | 0 | 0 | 0 | 0 |  | 27.5114 | 3265591.2998 | 89.841 | 3.1158 | 27.5114 | 43978782.494 | 1209.9175 | 805 | 78.9642 |  | 2181.8665 | 29.9655 | 29.9655 | 29.9267 | 27.5182 | 2181.8665 | 2181.8665 | 2179.0374 | 2003.669 | 0 | 89.841
|  | 2040 | 74268.8049 | 40 | 10173.8089 | 0.57377 | 5837.4218 | 244171413.2843 | 816.7769 | 29410446.7301 | 27.7717 | 0.47364 | 0 | 1000 | 0 | 0.2 | 1 | 0 | 0 | 0 | 0 | 0 |  | 1.4 | 0 | 0 | 0 | 0 | 0 |  | 27.7865 | 3300774.3258 | 91.717 | 3.1185 | 27.7865 | 44858358.1439 | 1246.457 | 805 | 78.9642 |  | 2233.9151 | 30.0788 | 30.0788 | 30.0749 | 27.7862 | 2233.9151 | 2233.9151 | 2233.6254 | 2063.6487 | 0 | 91.717
|  | 2042 | 75754.181 | 40 | 10377.2851 | 0.57147 | 5930.3332 | 249054841.55 | 830.7742 | 29998655.6647 | 27.6937 | 0.46435 | 0 | 1000 | 0 | 0.2 | 1 | 0 | 0 | 0 | 0 | 0 |  | 1.4 | 0 | 0 | 0 | 0 | 0 |  | 28.0644 | 3336661.0123 | 93.6413 | 3.1215 | 28.0644 | 45755525.3068 | 1284.1 | 805 | 78.9642 |  | 2287.4798 | 30.1961 | 30.1961 | 30.1961 | 28.057 | 2287.4798 | 2287.4798 | 2287.4798 | 2125.4375 | 0 | 93.6413
|  | 2044 | 77269.2646 | 40 | 10584.8308 | 0.5693 | 6025.9324 | 254035938.381 | 845.1329 | 30598628.778 | 27.62 | 0.45525 | 0 | 1000 | 0 | 0.2 | 1 | 0 | 0 | 0 | 0 | 0 |  | 1.4 | 0 | 0 | 0 | 0 | 0 |  | 28.345 | 3373265.4325 | 95.6153 | 3.1248 | 28.345 | 46670635.8129 | 1322.8799 | 805 | 78.9642 |  | 2342.5922 | 30.3173 | 30.3173 | 30.3173 | 28.3307 | 2342.5922 | 2342.5922 | 2342.5922 | 2189.0891 | 0 | 95.6153
|  | 2046 | 78814.6499 | 40 | 10796.5274 | 0.56724 | 6124.1845 | 259116657.1486 | 859.8513 | 31210601.3535 | 27.55 | 0.44632 | 0 | 1000 | 0 | 0.2 | 1 | 0 | 0 | 0 | 0 | 0 |  | 1.4 | 0 | 0 | 0 | 0 | 0 |  | 28.6285 | 3410601.9412 | 97.6403 | 3.1284 | 28.6285 | 47604048.5291 | 1362.8308 | 805 | 78.9642 |  | 2399.2867 | 30.4421 | 30.4421 | 30.4421 | 28.6071 | 2399.2867 | 2399.2867 | 2399.2867 | 2254.6594 | 0 | 97.6403
|  | 2048 | 80390.9429 | 40 | 11012.4579 | 0.56527 | 6225.0657 | 264298990.2915 | 874.9293 | 31834813.3806 | 27.4834 | 0.43757 | 0 | 1000 | 0 | 0.2 | 1 | 0 | 0 | 0 | 0 | 0 |  | 1.4 | 0 | 0 | 0 | 0 | 0 |  | 28.9147 | 3448685.18 | 99.7179 | 3.1324 | 28.9147 | 48556129.4997 | 1403.9883 | 805 | 78.9642 |  | 2457.5997 | 30.5706 | 30.5706 | 30.5706 | 28.8864 | 2457.5997 | 2457.5997 | 2457.5997 | 2322.2057 | 0 | 99.7179
|  | 2050 | 81998.7617 | 40 | 11232.7071 | 0.5634 | 6328.5621 | 269584970.0974 | 890.3675 | 32471509.6482 | 27.42 | 0.42899 | 0 | 1000 | 0 | 0.2 | 1 | 0 | 0 | 0 | 0 | 0 |  | 1.4 | 0 | 0 | 0 | 0 | 0 |  | 29.2039 | 3487530.0836 | 101.8495 | 3.1366 | 29.2039 | 49527252.0897 | 1446.3888 | 805 | 78.9642 |  | 2517.5699 | 30.7025 | 30.7025 | 30.7025 | 29.1686 | 2517.5699 | 2517.5699 | 2517.5699 | 2391.787 | 0 | 101.8495
NO STORAGE
Demand |  |  |  | Cost of wind (£) | [7 empty] | cost of storage (£) |  |  |  | Pumped Hydro | [14 empty] | cost conv backup (£) |  |  |  | cost conv generation |  |  | cost of grid upgrade (£m) |  |  | total cost
Accounting period (yrs) | 20 | demand | GWh | % wind penetration | MW capacity | CapCost (£m/MW) | Capital cost (£m) | Annmaint (24/kw -inc) | annual Cost (£m) | Annual MWh generated | Cost (pounds/MWh) | storage factor | MW capacity | Hrs generation / yr | Annual MWh generated | upgraded (£m/MW) | P H upg factor | MW PHUp | Capital cost (£m) | Annmaint (25/kw -inc) | annual Cost (£m) | MWh PHUp | Cost (£/MWh) | New Built (£m/MW) | MW Phnew | Capital cost (£m) | Annmaint (24/kw -inc) | annual Cost (pounds) | MWh PHUp | Cost (£/MWh) | cost (pounds/MWh) | MWh used / year | cost of backup (£m/yr) | cost across all wind MWh (£/MWh) | cost (£/MWh) | MWh used / year | cost of conv (£m/yr) | total cost | annual Cost (£m) | cost / MWh | total cost (£m) | Overall cost (£/MWh)
Interest rate | 0.075 | year | * 12% of UK total plus interconnector export | bit behind targets |  |  |  | 24 | [9 empty] | max - 900 |  | 15 |  |  |  |  | max - | [5 empty] | 23 |  |  |  | 23
Capacity Factor (%) | 33 | 2004 | 52000 | 2 | 356.1644 | 0.7555 | 269.0822 | 8547945.2055 | 34.9428 | 1029600 | 33.9382 | 0 | 0 | 1000 | 0 | 0.2 | 1 | 0 | 0 | 0 | 0 | 0 |  | 1.4 | 0 | 0 | 0 | 0 | 0 |  | 23.23 | 1091938 | 25.3657 | 24.6365 | 23.23 | 50970400 | 1184.0424 | 0 | 0 |  | 1244.3509 | 23.9298
|  | 2006 | 53040 | 5.5 | 999.0411 | 0.69483 | 694.1626 | 23976986.3014 | 92.0689 | 2888028 | 31.8795 | 0 | 0 | 1000 | 0 | 0.2 | 1 | 0 | 0 | 0 | 0 | 0 |  | 1.4 | 0 | 0 | 0 | 0 | 0 |  | 23.4623 | 1285164.38 | 30.1529 | 10.4407 | 23.4623 | 50151972 | 1176.6806 | 0 | 0 |  | 1298.9024 | 24.4891
|  | 2008 | 54100.8 | 8.5 | 1574.8521 | 0.6683 | 1052.4772 | 37796449.3151 | 141.0362 | 4552582.32 | 30.9794 | 0.026046 | 0 | 1000 | 0 | 0.2 | 1 | 0 | 0 | 0 | 0 | 0 |  | 1.4 | 0 | 0 | 0 | 0 | 0 |  | 23.6969 | 1454697.2072 | 34.4718 | 7.5719 | 23.6969 | 49548217.68 | 1174.1403 | 0 | 0 |  | 1349.6484 | 24.9469
|  | 2010 | 55182.816 | 11.5 | 2173.2958 | 0.65139 | 1415.6531 | 52159100.0548 | 191.0236 | 6282563.6016 | 30.4054 | 0.048957 | 0 | 1000 | 0 | 0.2 | 1 | 0 | 0 | 0 | 0 | 0 |  | 1.4 | 0 | 0 | 0 | 0 | 0 |  | 23.9339 | 1622461.5959 | 38.8318 | 6.1809 | 23.9339 | 48900252.3984 | 1170.3734 | 350 | 34.3323 |  | 1434.5611 | 25.9965
|  | 2012 | 56286.4723 | 14.5 | 2795.0474 | 0.63903 | 1786.1189 | 67081138.2444 | 242.2855 | 8079923.1015 | 29.9861 | 0.078154 | 0 | 1000 | 0 | 0.2 | 1 | 0 | 0 | 0 | 0 | 0 |  | 1.4 | 0 | 0 | 0 | 0 | 0 |  | 24.1732 | 1788396.4687 | 43.2313 | 5.3505 | 24.1732 | 48206549.2185 | 1165.3081 | 350 | 34.3323 |  | 1485.1571 | 26.3857
|  | 2014 | 57412.2018 | 17.5 | 3440.7998 | 0.62933 | 2165.408 | 82579194.3215 | 294.9888 | 9946663.956 | 29.6571 | 0.11324 | 0 | 1000 | 0 | 0.2 | 1 | 0 | 0 | 0 | 0 | 0 |  | 1.4 | 0 | 0 | 0 | 0 | 0 |  | 24.415 | 1952439.0124 | 47.6687 | 4.7924 | 24.415 | 47465537.8104 | 1158.8694 | 350 | 34.3323 |  | 1535.8592 | 26.7514
|  | 2016 | 58560.4458 | 20.5 | 4111.2642 | 0.62137 | 2554.6262 | 98670340.1865 | 349.2592 | 11884842.4755 | 29.3869 | 0.15383 | 0 | 1000 | 0 | 0.2 | 1 | 0 | 0 | 0 | 0 | 0 |  | 1.4 | 0 | 0 | 0 | 0 | 0 |  | 24.6591 | 2114524.6331 | 52.1423 | 4.3873 | 24.6591 | 46675603.3263 | 1150.979 | 665 | 65.2313 |  | 1617.6118 | 27.6229
|  | 2018 | 59731.6547 | 23.5 | 4807.1708 | 0.61463 | 2954.6488 | 115372100.2083 | 405.2001 | 13896569.4701 | 29.1583 | 0.19957 | 0 | 1000 | 0 | 0.2 | 1 | 0 | 0 | 0 | 0 | 0 |  | 1.4 | 0 | 0 | 0 | 0 | 0 |  | 24.9057 | 2274586.9099 | 56.6502 | 4.0766 | 24.9057 | 45835085.2477 | 1141.5551 | 665 | 65.2313 |  | 1668.6367 | 27.9356
|  | 2020 | 60926.2878 | 26.5 | 5529.2693 | 0.6088 | 3366.2162 | 132702462.4949 | 462.902 | 15984011.6075 | 28.9603 | 0.25011 | 0 | 1000 | 0 | 0.2 | 1 | 0 | 0 | 0 | 0 | 0 |  | 1.4 | 0 | 0 | 0 | 0 | 0 |  | 25.1548 | 2432557.5482 | 61.1904 | 3.8282 | 25.1548 | 44942276.2046 | 1130.5122 | 665 | 65.2313 |  | 1719.8359 | 28.2281
|  | 2022 | 62144.8136 | 29.5 | 6278.3288 | 0.60366 | 3789.9851 | 150679890.4329 | 522.4478 | 18149392.8026 | 28.786 | 0.3051 | 0 | 1000 | 0 | 0.2 | 1 | 0 | 0 | 0 | 0 | 0 |  | 1.4 | 0 | 0 | 0 | 0 | 0 |  | 25.4063 | 2588366.3306 | 65.7608 | 3.6233 | 25.4063 | 43995420.7657 | 1117.7612 | 665 | 65.2313 |  | 1771.2012 | 28.5012
|  | 2024 | 63387.7098 | 32.5 | 7055.1389 | 0.59908 | 4226.5589 | 169323334.5034 | 583.9158 | 20394995.6409 | 28.6303 | 0.36422 | 0 | 1000 | 0 | 0.2 | 1 | 0 | 0 | 0 | 0 | 0 |  | 1.4 | 0 | 0 | 0 | 0 | 0 |  | 25.6604 | 2741941.068 | 70.3592 | 3.4498 | 25.6604 | 42992714.1988 | 1103.209 | 805 | 78.9642 |  | 1836.4482 | 28.9717
|  | 2026 | 64655.464 | 35.5 | 7860.5102 | 0.59494 | 4676.5065 | 188652244.3805 | 647.381 | 22723162.8356 | 28.4899 | 0.42718 | 0 | 1000 | 0 | 0.2 | 1 | 0 | 0 | 0 | 0 | 0 |  | 1.4 | 0 | 0 | 0 | 0 | 0 |  | 25.917 | 2893207.548 | 74.9832 | 3.2999 | 25.917 | 41932301.2009 | 1086.7584 | 805 | 78.9642 |  | 1888.0869 | 29.2023
|  | 2028 | 65948.5733 | 38.5 | 8695.2742 | 0.59117 | 5140.3741 | 208686581.319 | 712.9171 | 25136298.7199 | 28.3621 | 0.49366 | 0 | 1000 | 0 | 0.2 | 1 | 0 | 0 | 0 | 0 | 0 |  | 1.4 | 0 | 0 | 0 | 0 | 0 |  | 26.1761 | 3042089.4839 | 79.6302 | 3.1679 | 26.1761 | 40812274.5974 | 1068.308 | 805 | 78.9642 |  | 1939.8196 | 29.4141
|  | 2030 | 67267.5448 | 40 | 9214.7322 | 0.58771 | 5415.6086 | 221153571.8913 | 752.3825 | 26637947.7343 | 28.2448 | 0.52294 | 0 | 1000 | 0 | 0.2 | 1 | 0 | 0 | 0 | 0 | 0 |  | 1.4 | 0 | 0 | 0 | 0 | 0 |  | 26.4379 | 3131623.882 | 82.7936 | 3.1081 | 26.4379 | 40629597.0493 | 1074.1615 | 805 | 78.9642 |  | 1988.3018 | 29.5581
|  | 2032 | 68612.8957 | 40 | 9399.0268 | 0.58452 | 5493.9238 | 225576643.3291 | 764.4877 | 27170706.689 | 28.1365 | 0.51268 | 0 | 1000 | 0 | 0.2 | 1 | 0 | 0 | 0 | 0 | 0 |  | 1.4 | 0 | 0 | 0 | 0 | 0 |  | 26.7023 | 3164127.5596 | 84.4894 | 3.1096 | 26.7023 | 41442188.9903 | 1106.6012 | 805 | 78.9642 |  | 2034.5425 | 29.6525
|  | 2034 | 69985.1536 | 40 | 9587.0073 | 0.58156 | 5575.3966 | 230088176.1957 | 776.991 | 27714120.8228 | 28.0359 | 0.50263 | 0 | 1000 | 0 | 0.2 | 1 | 0 | 0 | 0 | 0 | 0 |  | 1.4 | 0 | 0 | 0 | 0 | 0 |  | 26.9693 | 3197281.3108 | 86.2285 | 3.1114 | 26.9693 | 42271032.7701 | 1140.0205 | 805 | 78.9642 |  | 2082.2043 | 29.7521
|  | 2036 | 71384.8567 | 40 | 9778.7475 | 0.57879 | 5659.8763 | 234689939.7196 | 789.8796 | 28268403.2392 | 27.9421 | 0.49277 | 0 | 1000 | 0 | 0.2 | 1 | 0 | 0 | 0 | 0 | 0 |  | 1.4 | 0 | 0 | 0 | 0 | 0 |  | 27.239 | 3231098.137 | 88.0119 | 3.1134 | 27.239 | 43116453.4255 | 1174.4492 | 805 | 78.9642 |  | 2131.3049 | 29.8565
|  | 2038 | 72812.5538 | 40 | 9974.3224 | 0.5762 | 5747.2473 | 239383738.514 | 803.1438 | 28833771.304 | 27.8543 | 0.48311 | 0 | 1000 | 0 | 0.2 | 1 | 0 | 0 | 0 | 0 | 0 |  | 1.4 | 0 | 0 | 0 | 0 | 0 |  | 27.5114 | 3265591.2998 | 89.841 | 3.1158 | 27.5114 | 43978782.494 | 1209.9175 | 805 | 78.9642 |  | 2181.8665 | 29.9655
|  | 2040 | 74268.8049 | 40 | 10173.8089 | 0.57377 | 5837.4218 | 244171413.2843 | 816.7769 | 29410446.7301 | 27.7717 | 0.47364 | 0 | 1000 | 0 | 0.2 | 1 | 0 | 0 | 0 | 0 | 0 |  | 1.4 | 0 | 0 | 0 | 0 | 0 |  | 27.7865 | 3300774.3258 | 91.717 | 3.1185 | 27.7865 | 44858358.1439 | 1246.457 | 805 | 78.9642 |  | 2233.9151 | 30.0788
|  | 2042 | 75754.181 | 40 | 10377.2851 | 0.57147 | 5930.3332 | 249054841.55 | 830.7742 | 29998655.6647 | 27.6937 | 0.46435 | 0 | 1000 | 0 | 0.2 | 1 | 0 | 0 | 0 | 0 | 0 |  | 1.4 | 0 | 0 | 0 | 0 | 0 |  | 28.0644 | 3336661.0123 | 93.6413 | 3.1215 | 28.0644 | 45755525.3068 | 1284.1 | 805 | 78.9642 |  | 2287.4798 | 30.1961
|  | 2044 | 77269.2646 | 40 | 10584.8308 | 0.5693 | 6025.9324 | 254035938.381 | 845.1329 | 30598628.778 | 27.62 | 0.45525 | 0 | 1000 | 0 | 0.2 | 1 | 0 | 0 | 0 | 0 | 0 |  | 1.4 | 0 | 0 | 0 | 0 | 0 |  | 28.345 | 3373265.4325 | 95.6153 | 3.1248 | 28.345 | 46670635.8129 | 1322.8799 | 805 | 78.9642 |  | 2342.5922 | 30.3173
|  | 2046 | 78814.6499 | 40 | 10796.5274 | 0.56724 | 6124.1845 | 259116657.1486 | 859.8513 | 31210601.3535 | 27.55 | 0.44632 | 0 | 1000 | 0 | 0.2 | 1 | 0 | 0 | 0 | 0 | 0 |  | 1.4 | 0 | 0 | 0 | 0 | 0 |  | 28.6285 | 3410601.9412 | 97.6403 | 3.1284 | 28.6285 | 47604048.5291 | 1362.8308 | 805 | 78.9642 |  | 2399.2867 | 30.4421
|  | 2048 | 80390.9429 | 40 | 11012.4579 | 0.56527 | 6225.0657 | 264298990.2915 | 874.9293 | 31834813.3806 | 27.4834 | 0.43757 | 0 | 1000 | 0 | 0.2 | 1 | 0 | 0 | 0 | 0 | 0 |  | 1.4 | 0 | 0 | 0 | 0 | 0 |  | 28.9147 | 3448685.18 | 99.7179 | 3.1324 | 28.9147 | 48556129.4997 | 1403.9883 | 805 | 78.9642 |  | 2457.5997 | 30.5706
|  | 2050 | 81998.7617 | 40 | 11232.7071 | 0.5634 | 6328.5621 | 269584970.0974 | 890.3675 | 32471509.6482 | 27.42 | 0.42899 | 0 | 1000 | 0 | 0.2 | 1 | 0 | 0 | 0 | 0 | 0 |  | 1.4 | 0 | 0 | 0 | 0 | 0 |  | 29.2039 | 3487530.0836 | 101.8495 | 3.1366 | 29.2039 | 49527252.0897 | 1446.3888 | 805 | 78.9642 |  | 2517.5699 | 30.7025
Demand |  |  |  | Cost of wind (£) | [7 empty] | cost of storage (£) |  |  |  | Pumped Hydro | [14 empty] | cost conv backup (£) |  |  |  | cost conv generation |  |  | cost of grid upgrade (£m) |  |  | total cost
Accounting period (yrs) | 20 | demand | GWh | % wind penetration | MW capacity | CapCost (£m/MW) | Capital cost (£m) | Annmaint (24/kw -inc) | annual Cost (£m) | Annual MWh generated | Cost (pounds/MWh) | storage factor | MW capacity | Hrs generation / yr | Annual MWh generated | upgraded (£m/MW) | P H upg factor | MW PHUp | Capital cost (£m) | Annmaint (25/kw -inc) | annual Cost (£m) | MWh PHUp | Cost (£/MWh) | New Built (£m/MW) | MW Phnew | Capital cost (£m) | Annmaint (24/kw -inc) | annual Cost (pounds) | MWh PHUp | Cost (£/MWh) | cost (pounds/MWh) | MWh used / year | cost of backup (£m/yr) | cost across all wind MWh (£/MWh) | cost (£/MWh) | MWh used / year | cost of conv (£m/yr) | total cost | annual Cost (£m) | cost / MWh | total cost (£m) | Overall cost (£/MWh)
Interest rate | 0.075 | year | * 12% of UK total plus interconnector export | well behind targets |  |  |  | 24 | [9 empty] | max - 900 |  | 15 |  |  |  |  | max - | [5 empty] | 23 |  |  |  | 23
Capacity Factor (%) | 33 | 2004 | 52000 | 2 | 356.1644 | 0.7555 | 269.0822 | 8547945.2055 | 34.9428 | 1029600 | 33.9382 | 0 | 0 | 1000 | 0 | 0.2 | 1 | 0 | 0 | 0 | 0 | 0 |  | 1.4 | 0 | 0 | 0 | 0 | 0 |  | 23.23 | 1091938 | 25.3657 | 24.6365 | 23.23 | 50970400 | 1184.0424 | 0 | 0 |  | 1244.3509 | 23.9298
|  | 2006 | 53040 | 4.1 | 744.7397 | 0.69483 | 517.4666 | 17873753.4247 | 68.6332 | 2152893.6 | 31.8795 | 0 | 0 | 1000 | 0 | 0.2 | 1 | 0 | 0 | 0 | 0 | 0 |  | 1.4 | 0 | 0 | 0 | 0 | 0 |  | 23.4623 | 1224184.356 | 28.7222 | 13.3412 | 23.4623 | 50887106.4 | 1193.9286 | 0 | 0 |  | 1291.2839 | 24.3455
|  | 2008 | 54100.8 | 6.2 | 1148.7156 | 0.6683 | 767.6893 | 27569174.7945 | 102.8735 | 3320707.104 | 30.9794 | 0.0128 | 0 | 1000 | 0 | 0.2 | 1 | 0 | 0 | 0 | 0 | 0 |  | 1.4 | 0 | 0 | 0 | 0 | 0 |  | 23.6969 | 1355481.9158 | 32.1208 | 9.6729 | 23.6969 | 50780092.896 | 1203.332 | 0 | 0 |  | 1338.3262 | 24.7376
|  | 2010 | 55182.816 | 8.3 | 1568.5526 | 0.65139 | 1021.7322 | 37645263.5178 | 137.8692 | 4534371.9907 | 30.4054 | 0.024235 | 0 | 1000 | 0 | 0.2 | 1 | 0 | 0 | 0 | 0 | 0 |  | 1.4 | 0 | 0 | 0 | 0 | 0 |  | 23.9339 | 1485794.0604 | 35.5608 | 7.8425 | 23.9339 | 50648444.0093 | 1212.2144 | 350 | 34.3323 |  | 1419.9767 | 25.7322
|  | 2012 | 56286.4723 | 10.4 | 2004.7237 | 0.63903 | 1281.0784 | 48113368.1201 | 173.7772 | 5795255.1901 | 29.9861 | 0.038742 | 0 | 1000 | 0 | 0.2 | 1 | 0 | 0 | 0 | 0 | 0 |  | 1.4 | 0 | 0 | 0 | 0 | 0 |  | 24.1732 | 1615083.0852 | 39.0418 | 6.7369 | 24.1732 | 50491217.1299 | 1220.5359 | 350 | 34.3323 |  | 1467.6871 | 26.0753
|  | 2014 | 57412.2018 | 12.5 | 2457.7141 | 0.62933 | 1546.72 | 58985138.8011 | 210.7063 | 7104759.9686 | 29.6571 | 0.056127 | 0 | 1000 | 0 | 0.2 | 1 | 0 | 0 | 0 | 0 | 0 |  | 1.4 | 0 | 0 | 0 | 0 | 0 |  | 24.415 | 1743310.1719 | 42.5629 | 5.9908 | 24.415 | 50307441.7978 | 1228.2544 | 350 | 34.3323 |  | 1515.8558 | 26.403
|  | 2016 | 58560.4458 | 14.6 | 2928.0223 | 0.62137 | 1819.3923 | 70272534.9621 | 248.7407 | 8464326.8362 | 29.3869 | 0.076204 | 0 | 1000 | 0 | 0.2 | 1 | 0 | 0 | 0 | 0 | 0 |  | 1.4 | 0 | 0 | 0 | 0 | 0 |  | 24.6591 | 1870435.3586 | 46.1233 | 5.4491 | 24.6591 | 50096118.9655 | 1235.3259 | 350 | 34.3323 |  | 1564.5221 | 26.7164
|  | 2018 | 59731.6547 | 16.7 | 3416.1597 | 0.61463 | 2099.6866 | 81987832.914 | 287.9507 | 9875434.4745 | 29.1583 | 0.098794 | 0 | 1000 | 0 | 0.2 | 1 | 0 | 0 | 0 | 0 | 0 |  | 1.4 | 0 | 0 | 0 | 0 | 0 |  | 24.9057 | 1996417.5097 | 49.7222 | 5.0349 | 24.9057 | 49856220.2433 | 1241.7043 | 350 | 34.3323 |  | 1613.7094 | 27.016
|  | 2020 | 60926.2878 | 18.8 | 3922.6514 | 0.6088 | 2388.1081 | 94143633.77 | 328.3984 | 11339600.6876 | 28.9603 | 0.12373 | 0 | 1000 | 0 | 0.2 | 1 | 0 | 0 | 0 | 0 | 0 |  | 1.4 | 0 | 0 | 0 | 0 | 0 |  | 25.1548 | 2121214.285 | 53.3586 | 4.7055 | 25.1548 | 49586687.1245 | 1247.3413 | 665 | 65.2313 |  | 1694.3296 | 27.8095
|  | 2022 | 62144.8136 | 20.9 | 4448.0363 | 0.60366 | 2685.1081 | 106752871.527 | 370.141 | 12858383.3754 | 28.786 | 0.15083 | 0 | 1000 | 0 | 0.2 | 1 | 0 | 0 | 0 | 0 | 0 |  | 1.4 | 0 | 0 | 0 | 0 | 0 |  | 25.4063 | 2244782.1077 | 57.0316 | 4.4354 | 25.4063 | 49286430.1929 | 1252.1863 | 665 | 65.2313 |  | 1744.5902 | 28.073
|  | 2024 | 63387.7098 | 23 | 4992.8676 | 0.59908 | 2991.1032 | 119828821.3409 | 413.2327 | 14433381.5305 | 28.6303 | 0.17996 | 0 | 1000 | 0 | 0.2 | 1 | 0 | 0 | 0 | 0 | 0 |  | 1.4 | 0 | 0 | 0 | 0 | 0 |  | 25.6604 | 2367076.1324 | 60.7401 | 4.2083 | 25.6604 | 48954328.3092 | 1256.1863 | 665 | 65.2313 |  | 1795.3903 | 28.324
|  | 2026 | 64655.464 | 25.1 | 5557.7128 | 0.59494 | 3306.4877 | 133385107.9986 | 457.7257 | 16066236.2584 | 28.4899 | 0.21096 | 0 | 1000 | 0 | 0.2 | 1 | 0 | 0 | 0 | 0 | 0 |  | 1.4 | 0 | 0 | 0 | 0 | 0 |  | 25.917 | 2488050.2111 | 64.4827 | 4.0136 | 25.917 | 48589227.7781 | 1259.2858 | 665 | 65.2313 |  | 1846.7256 | 28.5626
|  | 2028 | 65948.5733 | 27.2 | 6143.1548 | 0.59117 | 3631.6409 | 147435714.5942 | 503.6713 | 17758631.8229 | 28.3621 | 0.24368 | 0 | 1000 | 0 | 0.2 | 1 | 0 | 0 | 0 | 0 | 0 |  | 1.4 | 0 | 0 | 0 | 0 | 0 |  | 26.1761 | 2607656.8598 | 68.2584 | 3.8437 | 26.1761 | 48189941.4944 | 1261.4269 | 665 | 65.2313 |  | 1898.588 | 28.7889
|  | 2030 | 67267.5448 | 29.3 | 6749.7913 | 0.58771 | 3966.9333 | 161994991.4104 | 551.1202 | 19512296.7154 | 28.2448 | 0.27799 | 0 | 1000 | 0 | 0.2 | 1 | 0 | 0 | 0 | 0 | 0 |  | 1.4 | 0 | 0 | 0 | 0 | 0 |  | 26.4379 | 2725847.2227 | 72.0657 | 3.6933 | 26.4379 | 47755248.0682 | 1262.5488 | 805 | 78.9642 |  | 1964.6989 | 29.2072
|  | 2032 | 68612.8957 | 31.4 | 7378.236 | 0.58452 | 4312.7302 | 177077665.0133 | 600.1228 | 21329004.7509 | 28.1365 | 0.31375 | 0 | 1000 | 0 | 0.2 | 1 | 0 | 0 | 0 | 0 | 0 |  | 1.4 | 0 | 0 | 0 | 0 | 0 |  | 26.7023 | 2842571.0371 | 75.9031 | 3.5587 | 26.7023 | 47283890.9284 | 1262.588 | 805 | 78.9642 |  | 2017.5782 | 29.4052
|  | 2034 | 69985.1536 | 33.5 | 8029.1186 | 0.58156 | 4669.3947 | 192698847.5639 | 650.73 | 23210576.1891 | 28.0359 | 0.35083 | 0 | 1000 | 0 | 0.2 | 1 | 0 | 0 | 0 | 0 | 0 |  | 1.4 | 0 | 0 | 0 | 0 | 0 |  | 26.9693 | 2957776.5962 | 79.7692 | 3.4368 | 26.9693 | 46774577.4038 | 1261.478 | 805 | 78.9642 |  | 2070.9414 | 29.5912
|  | 2036 | 71384.8567 | 35.6 | 8703.0853 | 0.57879 | 5037.2899 | 208874046.3504 | 702.9929 | 25158878.8829 | 27.9421 | 0.38912 | 0 | 1000 | 0 | 0.2 | 1 | 0 | 0 | 0 | 0 | 0 |  | 1.4 | 0 | 0 | 0 | 0 | 0 |  | 27.239 | 3071410.7113 | 83.6622 | 3.3254 | 27.239 | 46225977.7818 | 1259.1495 | 805 | 78.9642 |  | 2124.7687 | 29.765
|  | 2038 | 72812.5538 | 37.7 | 9400.7989 | 0.5762 | 5416.7806 | 225619173.5494 | 756.9631 | 27175829.454 | 27.8543 | 0.4285 | 0 | 1000 | 0 | 0.2 | 1 | 0 | 0 | 0 | 0 | 0 |  | 1.4 | 0 | 0 | 0 | 0 | 0 |  | 27.5114 | 3183418.6738 | 87.5803 | 3.2227 | 27.5114 | 45636724.344 | 1255.5298 | 805 | 78.9642 |  | 2179.0374 | 29.9267
|  | 2040 | 74268.8049 | 39.7 | 10097.5053 | 0.57377 | 5793.6411 | 242340127.6846 | 810.6511 | 29189868.3796 | 27.7717 | 0.46647 | 0 | 1000 | 0 | 0.2 | 1 | 0 | 0 | 0 | 0 | 0 |  | 1.4 | 0 | 0 | 0 | 0 | 0 |  | 27.7865 | 3290229.1598 | 91.424 | 3.132 | 27.7865 | 45078936.4944 | 1252.5861 | 805 | 78.9642 |  | 2233.6254 | 30.0749
|  | 2042 | 75754.181 | 40 | 10377.2851 | 0.57147 | 5930.3332 | 249054841.55 | 830.7742 | 29998655.6647 | 27.6937 | 0.46435 | 0 | 1000 | 0 | 0.2 | 1 | 0 | 0 | 0 | 0 | 0 |  | 1.4 | 0 | 0 | 0 | 0 | 0 |  | 28.0644 | 3336661.0123 | 93.6413 | 3.1215 | 28.0644 | 45755525.3068 | 1284.1 | 805 | 78.9642 |  | 2287.4798 | 30.1961
|  | 2044 | 77269.2646 | 40 | 10584.8308 | 0.5693 | 6025.9324 | 254035938.381 | 845.1329 | 30598628.778 | 27.62 | 0.45525 | 0 | 1000 | 0 | 0.2 | 1 | 0 | 0 | 0 | 0 | 0 |  | 1.4 | 0 | 0 | 0 | 0 | 0 |  | 28.345 | 3373265.4325 | 95.6153 | 3.1248 | 28.345 | 46670635.8129 | 1322.8799 | 805 | 78.9642 |  | 2342.5922 | 30.3173
|  | 2046 | 78814.6499 | 40 | 10796.5274 | 0.56724 | 6124.1845 | 259116657.1486 | 859.8513 | 31210601.3535 | 27.55 | 0.44632 | 0 | 1000 | 0 | 0.2 | 1 | 0 | 0 | 0 | 0 | 0 |  | 1.4 | 0 | 0 | 0 | 0 | 0 |  | 28.6285 | 3410601.9412 | 97.6403 | 3.1284 | 28.6285 | 47604048.5291 | 1362.8308 | 805 | 78.9642 |  | 2399.2867 | 30.4421
|  | 2048 | 80390.9429 | 40 | 11012.4579 | 0.56527 | 6225.0657 | 264298990.2915 | 874.9293 | 31834813.3806 | 27.4834 | 0.43757 | 0 | 1000 | 0 | 0.2 | 1 | 0 | 0 | 0 | 0 | 0 |  | 1.4 | 0 | 0 | 0 | 0 | 0 |  | 28.9147 | 3448685.18 | 99.7179 | 3.1324 | 28.9147 | 48556129.4997 | 1403.9883 | 805 | 78.9642 |  | 2457.5997 | 30.5706
|  | 2050 | 81998.7617 | 40 | 11232.7071 | 0.5634 | 6328.5621 | 269584970.0974 | 890.3675 | 32471509.6482 | 27.42 | 0.42899 | 0 | 1000 | 0 | 0.2 | 1 | 0 | 0 | 0 | 0 | 0 |  | 1.4 | 0 | 0 | 0 | 0 | 0 |  | 29.2039 | 3487530.0836 | 101.8495 | 3.1366 | 29.2039 | 49527252.0897 | 1446.3888 | 805 | 78.9642 |  | 2517.5699 | 30.7025

## Charts
NO REGULATOR CONTRIBUTION TO GRID UPGRADE
Regulator provides 25% of grid upgrade
regulator provides half of grid upgrade

## Storage data
England/Wales 21/02/02 |  |  |  | Scotland (Adjusted) | [8 empty] | Daily Storage Stats
[9 empty] | 50% |  | 55% |  | 60% |  | 65% |  | 70% |  | 75% |  | 80% |  | 85% |  | 90% |  | % Penetration vs No wind days
|  |  |  | MW (Adj 10%) |  |  |  |  | required | avail | required | avail | required | avail | required | avail | required | avail | required | avail | required | avail | required | avail | required | avail | 20% |  | 30% |  | 40% |  | 7 Days |  | 7 Day
2002-01-21 | 1 | 2002-01-21 00:31 | 31787 | 3496.57 | 1 | Lowest | 3207.16 |  | 806.52 | 0 | 537.515 | 0 | 268.51 | 0 | 0 | 0.495 | 0 | 269.5 | 0 | 538.505 | 0 | 807.51 | 0 | 1076.515 | 0 | 1345.52 | Days | Storage | Days | Storage | Days | Storage | % pen | Storage | MW cap req
2002-01-21 | 2 | 2002-01-21 01:00 | 32313 | 3554.43 | 2 |  |  |  | 864.38 | 0 | 595.375 | 0 | 326.37 | 0 | 57.365 | 0 | 0 | 211.64 | 0 | 480.645 | 0 | 749.65 | 0 | 1018.655 | 0 | 1287.66 | 1 | 3504.7232 | 1 | 9991.5728 | 1 | 23420.3024 | 10 | 0 | 0
2002-01-21 | 3 | 2002-01-21 01:30 | 32585 | 3584.35 | 3 | Highest | 5380.1 |  | 894.3 | 0 | 625.295 | 0 | 356.29 | 0 | 87.285 | 0 | 0 | 181.72 | 0 | 450.725 | 0 | 719.73 | 0 | 988.735 | 0 | 1257.74 | 2 | 3504.7232 | 2 | 19983.1456 | 2 | 46840.6048 | 15 | 6994.13 | 41.6317
2002-01-21 | 4 | 2002-01-21 02:01 | 32056 | 3526.16 | 4 |  |  |  | 836.11 | 0 | 567.105 | 0 | 298.1 | 0 | 29.095 | 0 | 0 | 239.91 | 0 | 508.915 | 0 | 777.92 | 0 | 1046.925 | 0 | 1315.93 | 3 | 3504.7232 | 3 | 29974.7184 | 3 | 70260.9072 | 20 | 3504.7232 | 20.8614
2002-01-21 | 5 | 2002-01-21 02:31 | 31652 | 3481.72 | 5 | Average | 4333.0283 |  | 791.67 | 0 | 522.665 | 0 | 253.66 | 0 | 0 | 15.345 | 0 | 284.35 | 0 | 553.355 | 0 | 822.36 | 0 | 1091.365 | 0 | 1360.37 | 4 | 3504.7232 | 4 | 39966.2912 | 4 | 93681.2096 | 25 | 32169.126 | 191.4829
2002-01-21 | 6 | 2002-01-21 03:02 | 31983 | 3518.13 | 6 |  |  |  | 828.08 | 0 | 559.075 | 0 | 290.07 | 0 | 21.065 | 0 | 0 | 247.94 | 0 | 516.945 | 0 | 785.95 | 0 | 1054.955 | 0 | 1323.96 | 5 | 3504.7232 | 5 | 49957.864 | 5 | 117101.512 | 30 | 70599.4696 | 420.2349
2002-01-21 | 7 | 2002-01-21 03:31 | 31080 | 3418.8 | 7 | % | 0.59612 |  | 728.75 | 0 | 459.745 | 0 | 190.74 | 0 | 0 | 78.265 | 0 | 347.27 | 0 | 616.275 | 0 | 885.28 | 0 | 1154.285 | 0 | 1423.29 | 6 | 3504.7232 | 6 | 59949.4368 | 6 | 140521.8144 | 35 | 123549.8407 | 735.4157
2002-01-21 | 8 | 2002-01-21 04:00 | 30069 | 3307.59 | 8 |  |  |  | 617.54 | 0 | 348.535 | 0 | 79.53 | 0 | 0 | 189.475 | 0 | 458.48 | 0 | 727.485 | 0 | 996.49 | 0 | 1265.495 | 0 | 1534.5 | 7 | 3504.7232 | 7 | 69941.0096 | 7 | 163942.1168 | 40 | 163942.1168 | 975.8459
2002-01-21 | 9 | 2002-01-21 04:30 | 29454 | 3239.94 | 9 | 50% | 2690.05 |  | 549.89 | 0 | 280.885 | 0 | 11.88 | 0 | 0 | 257.125 | 0 | 526.13 | 0 | 795.135 | 0 | 1064.14 | 0 | 1333.145 | 0 | 1602.15 | 8 | 3504.7232 | 8 | 79932.5824 | 8 | 187362.4192 | 45 | 219416.3279 | 1306.0496
2002-01-21 | 10 | 2002-01-21 05:00 | 29156 | 3207.16 | 10 | 55% | 2959.055 |  | 517.11 | 0 | 248.105 | 0 | 0 | 20.9 | 0 | 289.905 | 0 | 558.91 | 0 | 827.915 | 0 | 1096.92 | 0 | 1365.925 | 0 | 1634.93 | 9 | 3504.7232 | 9 | 89924.1552 | 9 | 210782.7216 | 50 | 257943.224 | 1535.3763
2002-01-21 | 11 | 2002-01-21 05:31 | 29215 | 3213.65 | 11 | 60% | 3228.06 |  | 523.6 | 0 | 254.595 | 0 | 0 | 14.41 | 0 | 283.415 | 0 | 552.42 | 0 | 821.425 | 0 | 1090.43 | 0 | 1359.435 | 0 | 1628.44 | 10 | 3504.7232 | 10 | 99915.728 | 10 | 234203.024
2002-01-21 | 12 | 2002-01-21 06:00 | 29947 | 3294.17 | 12 | 65% | 3497.065 |  | 604.12 | 0 | 335.115 | 0 | 66.11 | 0 | 0 | 202.895 | 0 | 471.9 | 0 | 740.905 | 0 | 1009.91 | 0 | 1278.915 | 0 | 1547.92
2002-01-21 | 13 | 2002-01-21 06:31 | 32636 | 3589.96 | 13 | 70% | 3766.07 |  | 899.91 | 0 | 630.905 | 0 | 361.9 | 0 | 92.895 | 0 | 0 | 176.11 | 0 | 445.115 | 0 | 714.12 | 0 | 983.125 | 0 | 1252.13
2002-01-21 | 14 | 2002-01-21 07:00 | 35508 | 3905.88 | 14 | 75% | 4035.075 |  | 1215.83 | 0 | 946.825 | 0 | 677.82 | 0 | 408.815 | 0 | 139.81 | 0 | 0 | 129.195 | 0 | 398.2 | 0 | 667.205 | 0 | 936.21 | 15% |  | 25% |  | 35% |  | 45% |  | 50%
2002-01-21 | 15 | 2002-01-21 07:30 | 39365 | 4330.15 | 15 | 80% | 4304.08 |  | 1640.1 | 0 | 1371.095 | 0 | 1102.09 | 0 | 833.085 | 0 | 564.08 | 0 | 295.075 | 0 | 26.07 | 0 | 0 | 242.935 | 0 | 511.94 | Days | Storage | Days | Storage | Days | Storage | Days | Storage | Days | Storage
2002-01-21 | 16 | 2002-01-21 08:01 | 41718 | 4588.98 | 16 | 85% | 4573.085 |  | 1898.93 | 0 | 1629.925 | 0 | 1360.92 | 0 | 1091.915 | 0 | 822.91 | 0 | 553.905 | 0 | 284.9 | 0 | 15.895 | 0 | 0 | 253.11 | 1 | 0 | 1 | 3949.7205 | 1 | 17647.4551 | 1 | 31345.1897 | 1 | 36849.032
2002-01-21 | 17 | 2002-01-21 08:35 | 42804 | 4708.44 | 17 | 90% | 4842.09 |  | 2018.39 | 0 | 1749.385 | 0 | 1480.38 | 0 | 1211.375 | 0 | 942.37 | 0 | 673.365 | 0 | 404.36 | 0 | 135.355 | 0 | 0 | 133.65 | 2 | 0 | 2 | 7899.441 | 2 | 35294.9102 | 2 | 62690.3794 | 2 | 73698.064
2002-01-21 | 18 | 2002-01-21 09:06 | 42543 | 4679.73 | 18 |  |  |  | 1989.68 | 0 | 1720.675 | 0 | 1451.67 | 0 | 1182.665 | 0 | 913.66 | 0 | 644.655 | 0 | 375.65 | 0 | 106.645 | 0 | 0 | 162.36 | 3 | 0 | 3 | 11849.1615 | 3 | 52942.3653 | 3 | 94035.5691 | 3 | 110547.096
2002-01-21 | 19 | 2002-01-21 09:31 | 42991 | 4729.01 | 19 | 4% (MW) | 215.204 |  | 2038.96 | 0 | 1769.955 | 0 | 1500.95 | 0 | 1231.945 | 0 | 962.94 | 0 | 693.935 | 0 | 424.93 | 0 | 155.925 | 0 | 0 | 113.08 | 4 | 0 | 4 | 15798.882 | 4 | 70589.8204 | 4 | 125380.7588 | 4 | 147396.128
2002-01-21 | 20 | 2002-01-21 10:05 | 43255 | 4758.05 | 20 |  |  |  | 2068 | 0 | 1798.995 | 0 | 1529.99 | 0 | 1260.985 | 0 | 991.98 | 0 | 722.975 | 0 | 453.97 | 0 | 184.965 | 0 | 0 | 84.04 | 5 | 0 | 5 | 19748.6025 | 5 | 88237.2755 | 5 | 156725.9485 | 5 | 184245.16
2002-01-21 | 21 | 2002-01-21 10:36 | 43170 | 4748.7 | 21 | 4% (MWh) | 5164.896 |  | 2058.65 | 0 | 1789.645 | 0 | 1520.64 | 0 | 1251.635 | 0 | 982.63 | 0 | 713.625 | 0 | 444.62 | 0 | 175.615 | 0 | 0 | 93.39 | 6 | 0 | 6 | 23698.323 | 6 | 105884.7306 | 6 | 188071.1382 | 6 | 221094.192
2002-01-21 | 22 | 2002-01-21 11:06 | 43325 | 4765.75 | 22 |  |  |  | 2075.7 | 0 | 1806.695 | 0 | 1537.69 | 0 | 1268.685 | 0 | 999.68 | 0 | 730.675 | 0 | 461.67 | 0 | 192.665 | 0 | 0 | 76.34 | 7 | 0 | 7 | 27648.0435 | 7 | 123532.1857 | 7 | 219416.3279 | 7 | 257943.224
2002-01-21 | 23 | 2002-01-21 11:31 | 43618 | 4797.98 | 23 | 20% (MW) | 1076.02 |  | 2107.93 | 0 | 1838.925 | 0 | 1569.92 | 0 | 1300.915 | 0 | 1031.91 | 0 | 762.905 | 0 | 493.9 | 0 | 224.895 | 0 | 0 | 44.11 | 8 | 0 | 8 | 31597.764 | 8 | 141179.6408 | 8 | 250761.5176 | 8 | 294792.256
2002-01-21 | 24 | 2002-01-21 12:06 | 43642 | 4800.62 | 24 |  |  |  | 2110.57 | 0 | 1841.565 | 0 | 1572.56 | 0 | 1303.555 | 0 | 1034.55 | 0 | 765.545 | 0 | 496.54 | 0 | 227.535 | 0 | 0 | 41.47 | 9 | 0 | 9 | 35547.4845 | 9 | 158827.0959 | 9 | 282106.7073 | 9 | 331641.288
2002-01-21 | 25 | 2002-01-21 12:35 | 43930 | 4832.3 | 25 | 20% (MWh) | 25824.48 |  | 2142.25 | 0 | 1873.245 | 0 | 1604.24 | 0 | 1335.235 | 0 | 1066.23 | 0 | 797.225 | 0 | 528.22 | 0 | 259.215 | 0 | 0 | 9.79 | 10 | 0 | 10 | 39497.205 | 10 | 176474.551 | 10 | 313451.897 | 10 | 368490.32
2002-01-21 | 26 | 2002-01-21 13:05 | 43624 | 4798.64 | 26 |  |  |  | 2108.59 | 0 | 1839.585 | 0 | 1570.58 | 0 | 1301.575 | 0 | 1032.57 | 0 | 763.565 | 0 | 494.56 | 0 | 225.555 | 0 | 0 | 43.45
2002-01-21 | 27 | 2002-01-21 13:30 | 43314 | 4764.54 | 27 |  |  |  | 2074.49 | 0 | 1805.485 | 0 | 1536.48 | 0 | 1267.475 | 0 | 998.47 | 0 | 729.465 | 0 | 460.46 | 0 | 191.455 | 0 | 0 | 77.55
2002-01-21 | 28 | 2002-01-21 14:06 | 43394 | 4773.34 | 28 |  |  |  | 2083.29 | 0 | 1814.285 | 0 | 1545.28 | 0 | 1276.275 | 0 | 1007.27 | 0 | 738.265 | 0 | 469.26 | 0 | 200.255 | 0 | 0 | 68.75
2002-01-21 | 29 | 2002-01-21 14:35 | 43614 | 4797.54 | 29 |  |  |  | 2107.49 | 0 | 1838.485 | 0 | 1569.48 | 0 | 1300.475 | 0 | 1031.47 | 0 | 762.465 | 0 | 493.46 | 0 | 224.455 | 0 | 0 | 44.55
2002-01-21 | 30 | 2002-01-21 15:01 | 43350 | 4768.5 | 30 |  |  |  | 2078.45 | 0 | 1809.445 | 0 | 1540.44 | 0 | 1271.435 | 0 | 1002.43 | 0 | 733.425 | 0 | 464.42 | 0 | 195.415 | 0 | 0 | 73.59
2002-01-21 | 31 | 2002-01-21 15:31 | 43133 | 4744.63 | 31 |  |  |  | 2054.58 | 0 | 1785.575 | 0 | 1516.57 | 0 | 1247.565 | 0 | 978.56 | 0 | 709.555 | 0 | 440.55 | 0 | 171.545 | 0 | 0 | 97.46
2002-01-21 | 32 | 2002-01-21 16:01 | 43860 | 4824.6 | 32 |  |  |  | 2134.55 | 0 | 1865.545 | 0 | 1596.54 | 0 | 1327.535 | 0 | 1058.53 | 0 | 789.525 | 0 | 520.52 | 0 | 251.515 | 0 | 0 | 17.49
2002-01-21 | 33 | 2002-01-21 16:35 | 45095 | 4960.45 | 33 |  |  |  | 2270.4 | 0 | 2001.395 | 0 | 1732.39 | 0 | 1463.385 | 0 | 1194.38 | 0 | 925.375 | 0 | 656.37 | 0 | 387.365 | 0 | 118.36 | 0
2002-01-21 | 34 | 2002-01-21 17:06 | 47377 | 5211.47 | 34 |  |  |  | 2521.42 | 0 | 2252.415 | 0 | 1983.41 | 0 | 1714.405 | 0 | 1445.4 | 0 | 1176.395 | 0 | 907.39 | 0 | 638.385 | 0 | 369.38 | 0
2002-01-21 | 35 | 2002-01-21 17:31 | 48910 | 5380.1 | 35 |  |  |  | 2690.05 | 0 | 2421.045 | 0 | 2152.04 | 0 | 1883.035 | 0 | 1614.03 | 0 | 1345.025 | 0 | 1076.02 | 0 | 807.015 | 0 | 538.01 | 0
2002-01-21 | 36 | 2002-01-21 18:06 | 48326 | 5315.86 | 36 |  |  |  | 2625.81 | 0 | 2356.805 | 0 | 2087.8 | 0 | 1818.795 | 0 | 1549.79 | 0 | 1280.785 | 0 | 1011.78 | 0 | 742.775 | 0 | 473.77 | 0
2002-01-21 | 37 | 2002-01-21 18:31 | 47312 | 5204.32 | 37 |  |  |  | 2514.27 | 0 | 2245.265 | 0 | 1976.26 | 0 | 1707.255 | 0 | 1438.25 | 0 | 1169.245 | 0 | 900.24 | 0 | 631.235 | 0 | 362.23 | 0
2002-01-21 | 38 | 2002-01-21 19:06 | 46644 | 5130.84 | 38 |  |  |  | 2440.79 | 0 | 2171.785 | 0 | 1902.78 | 0 | 1633.775 | 0 | 1364.77 | 0 | 1095.765 | 0 | 826.76 | 0 | 557.755 | 0 | 288.75 | 0
2002-01-21 | 39 | 2002-01-21 19:35 | 45547 | 5010.17 | 39 |  |  |  | 2320.12 | 0 | 2051.115 | 0 | 1782.11 | 0 | 1513.105 | 0 | 1244.1 | 0 | 975.095 | 0 | 706.09 | 0 | 437.085 | 0 | 168.08 | 0
2002-01-21 | 40 | 2002-01-21 20:05 | 44301 | 4873.11 | 40 |  |  |  | 2183.06 | 0 | 1914.055 | 0 | 1645.05 | 0 | 1376.045 | 0 | 1107.04 | 0 | 838.035 | 0 | 569.03 | 0 | 300.025 | 0 | 31.02 | 0
2002-01-21 | 41 | 2002-01-21 20:36 | 42763 | 4703.93 | 41 |  |  |  | 2013.88 | 0 | 1744.875 | 0 | 1475.87 | 0 | 1206.865 | 0 | 937.86 | 0 | 668.855 | 0 | 399.85 | 0 | 130.845 | 0 | 0 | 138.16
2002-01-21 | 42 | 2002-01-21 21:01 | 41942 | 4613.62 | 42 |  |  |  | 1923.57 | 0 | 1654.565 | 0 | 1385.56 | 0 | 1116.555 | 0 | 847.55 | 0 | 578.545 | 0 | 309.54 | 0 | 40.535 | 0 | 0 | 228.47
2002-01-21 | 43 | 2002-01-21 21:30 | 40693 | 4476.23 | 43 |  |  |  | 1786.18 | 0 | 1517.175 | 0 | 1248.17 | 0 | 979.165 | 0 | 710.16 | 0 | 441.155 | 0 | 172.15 | 0 | 0 | 96.855 | 0 | 365.86
2002-01-21 | 44 | 2002-01-21 22:01 | 38747 | 4262.17 | 44 |  |  |  | 1572.12 | 0 | 1303.115 | 0 | 1034.11 | 0 | 765.105 | 0 | 496.1 | 0 | 227.095 | 0 | 0 | 41.91 | 0 | 310.915 | 0 | 579.92
2002-01-21 | 45 | 2002-01-21 22:31 | 37068 | 4077.48 | 45 |  |  |  | 1387.43 | 0 | 1118.425 | 0 | 849.42 | 0 | 580.415 | 0 | 311.41 | 0 | 42.405 | 0 | 0 | 226.6 | 0 | 495.605 | 0 | 764.61
2002-01-21 | 46 | 2002-01-21 23:01 | 35593 | 3915.23 | 46 |  |  |  | 1225.18 | 0 | 956.175 | 0 | 687.17 | 0 | 418.165 | 0 | 149.16 | 0 | 0 | 119.845 | 0 | 388.85 | 0 | 657.855 | 0 | 926.86
2002-01-21 | 47 | 2002-01-21 23:31 | 33711 | 3708.21 | 47 |  |  |  | 1018.16 | 0 | 749.155 | 0 | 480.15 | 0 | 211.145 | 0 | 0 | 57.86 | 0 | 326.865 | 0 | 595.87 | 0 | 864.875 | 0 | 1133.88
2002-01-21 | 48 | 2002-01-22 00:01 | 32656 | 3592.16 | 48 |  |  |  | 902.11 | 0 | 633.105 | 0 | 364.1 | 0 | 95.095 | 0 | 0 | 173.91 | 0 | 442.915 | 0 | 711.92 | 0 | 980.925 | 0 | 1249.93
[8 empty] | max | 2690.05 |  | 2421.045 |  | 2152.04 |  | 1883.035 |  | 1614.03 |  | 1345.025 |  | 1076.02 |  | 807.015 |  | 538.01
|  |  | 39391.1667 | 4333.0283 |  |  |  | Total(Mwh) | 39431.48 | 0 | 34185.8825 | 0 | 26536.895 | 17.655 | 21663.0975 | 658.46 | 15986.025 | 2379.025 | 12344.475 | 4521.0825 | 7636.64 | 6941.88 | 4309.47 | 9667.3225 | 1174.8 | 13392.28
[13 empty] | 26519.24 |  |  |  | 13607 |  | 7823.3925 |  | 694.76 |  | -5357.8525 |  | -12217.48
[7 empty] | MWh | 4% flex | 2582.448 |  | 2840.6928 |  | 3098.9376 |  | 3357.1824 |  | 3615.4272 |  | 3873.672 |  | 4131.9168 |  | 4390.1616 |  | 4648.4064
[6 empty] | max dem |  |  | 2690.05 |  | 2421.045 |  | 2152.04 |  | 1883.035 |  | 1614.03 |  | 1345.025 |  | 1076.02 |  | 807.015 |  | 538.01
met by wind
[7 empty] | 4% flex | MW | 107.602 |  | 118.3622 |  | 129.1224 |  | 139.8826 |  | 150.6428 |  | 161.403 |  | 172.1632 |  | 182.9234 |  | 193.6836
[7 empty] | 20% flex | MW | 538.01 |  | 591.811 |  | 645.612 |  | 699.413 |  | 753.214 |  | 807.015 |  | 860.816 |  | 914.617 |  | 968.418
[6 empty] | Capacity storage reqd |  | MW | 2152.04 |  | 1829.234 |  | 1506.428 |  | 1183.622 |  | 860.816 |  | 538.01 |  | 215.204 |  | -107.602 |  | -430.408
[9 empty] | 50% |  | 55% |  | 60% |  | 65% |  | 70% |  | 75% |  | 80% |  | 85% |  | 90%
[9 empty] | 50 |  | 55 |  | 60 |  | 65 |  | 70 |  | 75 |  | 80 |  | 85 |  | 90
[6 empty] | Capacity storage reqd |  | GWh | 2152.04 |  | 1829.234 |  | 1506.428 |  | 1183.622 |  | 860.816 |  | 538.01 |  | 215.204 |  | -107.602 |  | -430.408