## Introduction
| No of Community's Houses | 1000
Category | Type of Category | per Household |  | Thursday | 0 | Monday
A | 1 Adult (not pensioner) | 0.1286 |  |  | 0 | Tuesday
B | 2+ adults (no Children) | 0.2189 |  |  | 0 | Wednesday
C | 2+ adults and dependent Children | 0.2497 |  |  | 1 | Thursday
D | 2+ adults & non-dependent Children | 0.0699 |  |  | 0 | Friday
E | Lone parent & dependent Children | 0.0559 |  |  | 0 | Saturday
F | Lone panrent & non-dependent Children | 0.0242 |  |  | 0 | Sunday
G | 1 adult (pensioner) | 0.1184
H | 2+ pensioners | 0.1063
I | Other | 0.0281
| Type of Appliances | per Owner | Please from the menu below choose one day to see the changes:
| Dishwasher | 0.25
| Tumble Dryer | 0.4
| Washer Dryer | 0.15
| Washing Machine | 0.79

## Typical Day Analysis
No of Wind Turbines 1.3MW | 1 |  |  | Typical Day analysis of the community's electricity demand and supply
Summer
Total (kWh)
Hour | 1 | 2 | 3 | 4 | 5 | 6 | 7 | 8 | 9 | 10 | 11 | 12 | 13 | 14 | 15 | 16 | 17 | 18 | 19 | 20 | 21 | 22 | 23 | 24
Average Household Demand | 0.22 | 0.19 | 0.16 | 0.16 | 0.16 | 0.17 | 0.18 | 0.22 | 0.38 | 0.36 | 0.35 | 0.34 | 0.38 | 0.36 | 0.33 | 0.35 | 0.38 | 0.46 | 0.52 | 0.5 | 0.48 | 0.5 | 0.52 | 0.4
Community's Total Demand | 220 | 190 | 160 | 160 | 160 | 170 | 180 | 220 | 380 | 360 | 350 | 340 | 380 | 360 | 330 | 350 | 380 | 460 | 520 | 500 | 480 | 500 | 520 | 400 | 8070
Wet Appliances Energy Demand | 20.4292 | 21.7065 | 14.5237 | 14.8095 | 8.8813 | 16.7631 | 17.6024 | 29.0398 | 27.2523 | 34.7259 | 15.1233 | 6.8373 | 1.9202 | 2.6138 | 1.2288 | 15.2104 | 33.4884 | 51.061 | 58.0956 | 40.803 | 50.078 | 55.8168 | 36.5475 | 13.0908
Community's Loads That cannot be Shifted | 199.5708 | 168.2935 | 145.4763 | 145.1905 | 151.1187 | 153.2369 | 162.3976 | 190.9602 | 352.7477 | 325.2741 | 334.8767 | 333.1627 | 378.0798 | 357.3862 | 328.7712 | 334.7896 | 346.5116 | 408.939 | 461.9044 | 459.197 | 429.922 | 444.1832 | 483.4525 | 386.9092
Wet Appliances Energy Demand With Load Shifting | 0 | 0 | 0 | 0 | 0 | 0 | 0 | 0 | 0 | 0 | 0 | 19.1038 | 378.8955 | 143.28 | 0 | 0 | 0 | 0 | 0 | 0 | 0 | 0 | 0 | 0
Total Demand with DSM | 199.5708 | 168.2935 | 145.4763 | 145.1905 | 151.1187 | 153.2369 | 162.3976 | 190.9602 | 352.7477 | 325.2741 | 334.8767 | 352.2664 | 756.9753 | 500.6662 | 328.7712 | 334.7896 | 346.5116 | 408.939 | 461.9044 | 459.197 | 429.922 | 444.1832 | 483.4525 | 386.9092
Random Daily Wind Turbine Power Output | 0 | 0 | 0 | 28.658 | 0 | 0 | 28.658 | 28.658 | 201.563 | 91.548 | 433.441 | 433.441 | 979.492 | 525.495 | 688.829 | 341.037 | 341.037 | 260.796 | 260.796 | 201.563 | 201.563 | 0 | 28.658 | 0
Total Power Output of Wind Turbines | 0 | 0 | 0 | 28.658 | 0 | 0 | 28.658 | 28.658 | 201.563 | 91.548 | 433.441 | 433.441 | 979.492 | 525.495 | 688.829 | 341.037 | 341.037 | 260.796 | 260.796 | 201.563 | 201.563 | 0 | 28.658 | 0
CHP Unit Electricity Production | 0 | 0 | 0 | 0 | 0 | 0 | 0 | 0 | 0 | 0 | 0 | 0 | 0 | 0 | 0 | 0 | 0 | 0 | 0 | 0 | 0 | 0 | 0 | 0
Total Electricity from Embedded Generation | 0 | 0 | 0 | 28.658 | 0 | 0 | 28.658 | 28.658 | 201.563 | 91.548 | 433.441 | 433.441 | 979.492 | 525.495 | 688.829 | 341.037 | 341.037 | 260.796 | 260.796 | 201.563 | 201.563 | 0 | 28.658 | 0 | 5075.233
Grid Supply with DSM | 199.5708 | 168.2935 | 145.4763 | 116.5325 | 151.1187 | 153.2369 | 133.7396 | 162.3022 | 151.1847 | 233.7261 | 0 | 0 | 0 | 0 | 0 | 0 | 5.4746 | 148.143 | 201.1084 | 257.634 | 228.359 | 444.1832 | 454.7945 | 386.9092 | 3741.7873
Grid Supply without DSM | 220 | 190 | 160 | 131.342 | 160 | 170 | 151.342 | 191.342 | 178.437 | 268.452 | 0 | 0 | 0 | 0 | 0 | 8.963 | 38.963 | 199.204 | 259.204 | 298.437 | 278.437 | 500 | 491.342 | 400 | 4295.465
Excess of Elect. With DSM | 0 | 0 | 0 | 0 | 0 | 0 | 0 | 0 | 0 | 0 | -98.5643 | -81.1746 | -222.5167 | -24.8288 | -360.0578 | -6.2474 | 0 | 0 | 0 | 0 | 0 | 0 | 0 | 0 | -793.3896
Excess of Elect. Without DSM | 0 | 0 | 0 | 0 | 0 | 0 | 0 | 0 | 0 | 0 | -83.441 | -93.441 | -599.492 | -165.495 | -358.829 | 0 | 0 | 0 | 0 | 0 | 0 | 0 | 0 | 0 | -1300.698

## Domestic Energy Consumption
DOMESTIC ENERGY CONSUMPTION OF THE COMMUNITY
% Electical Energy Consumption | %TOE | Type of Appliances | Home Appliances | TOE Cooking | TOE Lights & Appliances | TOE of Heating | TOE of Hot Water | kWh/year per house | % Owned appliances |  | % Owned appliances | % Total Owned Appliances | Houses | kWh/year per appliance | kWh/year
1000
[5 empty] | 0.24963 |  |  | 11634
0.18504 | 0.22406 | Cold | Chest Freezer |  | 0.055932 |  |  | 650.7158 | 0.11206 |  | 17 |  | 170 | 12396.6293 | 650715.8026
|  |  | Fridge-Freezer | [5 empty] | 0.42452 |  | 64.4 |  | 644 | 177900.6388
|  |  | Refrigerator | [5 empty] | 0.28345 |  | 43 | 151.7 | 430 | 79312.6908
|  |  | Upright Freezer | [5 empty] | 0.17996 |  | 27.3 |  | 273 | 31969.1484
0.14116 | 0.17091 | Wet | Dishwasher |  | 0.042666 |  |  | 496.3778 | 0.15974 |  | 25.4 |  | 254 | 20139.8105 | 496377.8382
|  |  | Tumble Dryer | [5 empty] | 0.25156 |  | 40 | 159.01 | 400 | 49946.8298
|  |  | Washer Dryer | [5 empty] | 0.095025 |  | 15.11 |  | 151.1 | 7127.166
|  |  | Washing Machine | [5 empty] | 0.49368 |  | 78.5 |  | 785 | 192365.5326
0.19832 | 0.24013 | Brown | Cassette players |  | 0.059944 |  |  | 697.3924 | 0.17573 |  | 95 |  | 950 | 116425.5759 | 697392.4249
|  |  | Hi-Fi on-mode | [5 empty] | 0.17296 |  | 93.5 |  | 935 | 112778.0046
|  |  | Mobile telephones | [5 empty] | 0.14891 |  | 80.5 |  | 805 | 83597.4336
|  |  | Personal Computer | [5 empty] | 0.082316 |  | 44.5 | 540.6 | 445 | 25545.8999
|  |  | Printer | [5 empty] | 0.058269 |  | 31.5 |  | 315 | 12800.3632
|  |  | TV on-mode | [5 empty] | 0.1811 |  | 97.9 |  | 979 | 123642.1556
|  |  | VCR on-mode | [5 empty] | 0.16056 |  | 86.8 |  | 868 | 97194.2638
|  |  | Fa1 machine | [5 empty] | 0.020163 |  | 10.9 |  | 109 | 1532.6895
0.17412 |  | Cooking | Cooker Hoods | 0.05371 |  |  |  | 624.8658 | 0.036279 |  | 17.9 |  | 179 | 4057.828 | 624865.7512
|  |  | Coffee Makers | [5 empty] | 0.050263 |  | 24.8 |  | 248 | 7789.1656
|  |  | Deep Fat Fryers | [5 empty] | 0.068099 |  | 33.6 |  | 336 | 14297.6984
|  |  | Electric Hob | [5 empty] | 0.093433 |  | 46.1 |  | 461 | 26914.6928
|  |  | Kettle | [5 empty] | 0.19578 |  | 96.6 | 493.4 | 966 | 118179.4132
|  |  | Microwave | [5 empty] | 0.16822 |  | 83 |  | 830 | 87245.6457
|  |  | Electric Oven | [5 empty] | 0.11917 |  | 58.8 |  | 588 | 43786.7013
|  |  | Sandwich Makers | [5 empty] | 0.066275 |  | 32.7 |  | 327 | 13542.0085
|  |  | Slow Cookers | [5 empty] | 0.040332 |  | 19.9 |  | 199 | 5015.2632
|  |  | Toasters | [5 empty] | 0.16214 |  | 80 |  | 800 | 81052.712
0.097367 | 0.1179 | Miscellaneous | Iron |  | 0.029431 |  |  | 342.3965 | 0.16768 |  | 99 |  | 990 | 56839.906 | 342396.4956
|  |  | Clock | [5 empty] | 0.11518 |  | 68 |  | 680 | 26816.4193
|  |  | Electric Shower | [5 empty] | 0.059451 |  | 35.1 |  | 351 | 7144.9171
|  |  | Electric Blanket | [5 empty] | 0.094004 |  | 55.5 | 590.4 | 555 | 17863.5977
|  |  | Hair care | [5 empty] | 0.15955 |  | 94.2 |  | 942 | 51461.7757
|  |  | Vacuum cleaner | [5 empty] | 0.1687 |  | 99.6 |  | 996 | 57530.9624
|  |  | DIY appliances | [5 empty] | 0.099763 |  | 58.9 |  | 589 | 20119.3317
|  |  | Garden Equipment | [5 empty] | 0.13567 |  | 80.1 |  | 801 | 37208.9997
0.204 | 0.24701 | Lighting |  |  | 0.061661 |  |  | 717.3644 | [6 empty] | 717364.4434
[13 empty] | Appliances Electricity Demand | 2.8117 | GWh/year
[13 empty] | Lighting Electricity Demand | 0.71736 | GWh/year
[13 empty] | Total | 3.5291 | GWh/year
[16 empty] | 200 | 210 | 220 | 230 | 240 | 250 | 260 | 270 | 280 | 290 | 300 | 310 | 320 | 330 | 340 | 350 | 360 | 370 | 380 | 390 | 400 | 410 | 420 | 430 | 440 | 450 | 460 | 470 | 480 | 490 | 500 | 510 | 520 | 530 | 540 | 550 | 560 | 570 | 580 | 590 | 600 | 610 | 620 | 630 | 640 | 650 | 660 | 670 | 680 | 690 | 700 | 710 | 720 | 730 | 740 | 750 | 760 | 770 | 780 | 790 | 800 | 810 | 820 | 830 | 840 | 850 | 860 | 870 | 880 | 890 | 900 | 910 | 920 | 930 | 940 | 950 | 960 | 970 | 980 | 990 | 1000 | 1010 | 1020 | 1030 | 1040 | 1050 | 1060 | 1070 | 1080 | 1090 | 1100 | 1110 | 1120 | 1130 | 1140 | 1150 | 1160 | 1170 | 1180 | 1190 | 1200 | 1210 | 1220 | 1230 | 1240 | 1250 | 1260 | 1270 | 1280 | 1290 | 1300 | 1310 | 1320 | 1330 | 1340 | 1350 | 1360 | 1370 | 1380 | 1390 | 1400 | 1410 | 1420 | 1430 | 1440
[18 empty] | 1 |  |  | 1 |  |  | 1 |  |  | 1 |  |  | 1 |  |  | 1 |  |  | 1 |  |  | 1 |  |  | 1 |  |  | 1 |  |  | 1 |  |  | 1 |  |  | 1 |  |  | 1 |  |  | 1 |  |  | 1 |  |  | 1 |  |  | 1 |  |  | 1 |  |  | 1 |  |  | 1 |  |  | 1 |  |  | 1 |  |  | 1 |  |  | 1 |  |  | 1 |  |  | 1 |  |  | 1 |  |  | 1 |  |  | 1 |  |  | 1 |  |  | 1 |  |  | 1 |  |  | 1 |  |  | 1 |  |  | 1 |  |  | 1 |  |  | 1 |  |  | 1 |  |  | 1 |  |  | 1
[16 empty] | 100 | 105 | 110 | 115 | 120 | 125 | 130 | 135 | 140 | 145 | 150 | 155 | 160 | 165 | 170 | 175 | 180 | 185 | 190 | 195 | 200 | 205 | 210 | 215 | 220 | 225 | 230 | 235 | 240 | 245 | 250 | 255 | 260 | 265 | 270 | 275 | 280 | 285 | 290 | 295 | 300 | 305 | 310 | 315 | 320 | 325 | 330 | 335 | 340 | 345 | 350 | 355 | 360 | 365 | 370 | 375 | 380 | 385 | 390 | 395 | 400 | 405 | 410 | 415 | 420 | 425 | 430 | 435 | 440 | 445 | 450 | 455 | 460 | 465 | 470 | 475 | 480 | 485 | 490 | 495 | 500 | 505 | 510 | 515 | 520 | 525 | 530 | 535 | 540 | 545 | 550 | 555 | 560 | 565 | 570 | 575 | 580 | 585 | 590 | 595 | 600 | 605 | 610 | 615 | 620 | 625 | 630 | 635 | 640 | 645 | 650 | 655 | 660 | 665 | 670 | 675 | 680 | 685 | 690 | 695 | 700 | 705 | 710 | 715 | 720
[16 empty] | 1 | 1 |  |  |  |  | 1

## Use Pattern Alalysis
|  | Appliances owned per Category |  |  |  | 100 | 1000 |  |  |  | Appliances owned per Category
|  |  | A | 0.1286 | 0.03215 | 3.215 | 32.15 |  | A | B | C | D | E | F | G | H | I
|  |  | B | 0.2189 | 0.054725 | 5.4725 | 54.725 | Dishwasher | 32.15 | 54.725 | 62.425 | 17.475 | 13.975 | 6.05 | 29.6 | 26.575 | 7.025
|  |  | C | 0.2497 | 0.062425 | 6.2425 | 62.425 | Tumble Dryer | 51.44 | 87.56 | 99.88 | 27.96 | 22.36 | 9.68 | 47.36 | 42.52 | 11.24
|  |  | D | 0.0699 | 0.017475 | 1.7475 | 17.475 | Washer Dryer | 19.29 | 32.835 | 37.455 | 10.485 | 8.385 | 3.63 | 17.76 | 15.945 | 4.215
Dishwasher | 0.25 |  | E | 0.0559 | 0.013975 | 1.3975 | 13.975 | Washing Machine | 101.594 | 172.931 | 197.263 | 55.221 | 44.161 | 19.118 | 93.536 | 83.977 | 22.199
|  |  | F | 0.0242 | 0.00605 | 0.605 | 6.05
|  |  | G | 0.1184 | 0.0296 | 2.96 | 29.6
|  |  | H | 0.1063 | 0.026575 | 2.6575 | 26.575
|  |  | I | 0.0281 | 0.007025 | 0.7025 | 7.025
|  |  | A | 0.1286 | 0.05144 | 5.144 | 51.44
|  |  | B | 0.2189 | 0.08756 | 8.756 | 87.56
|  |  | C | 0.2497 | 0.09988 | 9.988 | 99.88
|  |  | D | 0.0699 | 0.02796 | 2.796 | 27.96
Tumble Dryer | 0.4 |  | E | 0.0559 | 0.02236 | 2.236 | 22.36
|  |  | F | 0.0242 | 0.00968 | 0.968 | 9.68
|  |  | G | 0.1184 | 0.04736 | 4.736 | 47.36
|  |  | H | 0.1063 | 0.04252 | 4.252 | 42.52
|  |  | I | 0.0281 | 0.01124 | 1.124 | 11.24
|  |  | A | 0.1286 | 0.01929 | 1.929 | 19.29
|  |  | B | 0.2189 | 0.032835 | 3.2835 | 32.835
|  |  | C | 0.2497 | 0.037455 | 3.7455 | 37.455
|  |  | D | 0.0699 | 0.010485 | 1.0485 | 10.485
Washer Dryer | 0.15 |  | E | 0.0559 | 0.008385 | 0.8385 | 8.385
|  |  | F | 0.0242 | 0.00363 | 0.363 | 3.63
|  |  | G | 0.1184 | 0.01776 | 1.776 | 17.76
|  |  | H | 0.1063 | 0.015945 | 1.5945 | 15.945
|  |  | I | 0.0281 | 0.004215 | 0.4215 | 4.215
|  |  | A | 0.1286 | 0.10159 | 10.1594 | 101.594
|  |  | B | 0.2189 | 0.17293 | 17.2931 | 172.931
|  |  | C | 0.2497 | 0.19726 | 19.7263 | 197.263
|  |  | D | 0.0699 | 0.055221 | 5.5221 | 55.221
Washing Machine | 0.79 |  | E | 0.0559 | 0.044161 | 4.4161 | 44.161
|  |  | F | 0.0242 | 0.019118 | 1.9118 | 19.118
|  |  | G | 0.1184 | 0.093536 | 9.3536 | 93.536
|  |  | H | 0.1063 | 0.083977 | 8.3977 | 83.977
|  |  | I | 0.0281 | 0.022199 | 2.2199 | 22.199
[6 empty] | 159 | 1590

## Forecasting
Forecasted Wet Appliance Usage of the different communities people categories
| Type of Category |  | A | B | C | D | E | F | G | H | I
| Dishwasher (DW) |  | 32.15 | 54.725 | 62.425 | 17.475 | 13.975 | 6.05 | 29.6 | 26.575 | 7.025 |  | 250
| Tumble Dryer (TD) |  | 51.44 | 87.56 | 99.88 | 27.96 | 22.36 | 9.68 | 47.36 | 42.52 | 11.24 |  | 400
| Washer Dryer (WD) |  | 19.29 | 32.835 | 37.455 | 10.485 | 8.385 | 3.63 | 17.76 | 15.945 | 4.215 |  | 150
| Washing Machine (WM) |  | 101.594 | 172.931 | 197.263 | 55.221 | 44.161 | 19.118 | 93.536 | 83.977 | 22.199 |  | 790
| Frequency of Use | TD | A: WD; B: WM; C: DW
|  | 0 | A: 0; B: 0
| daily | 23.9155 | 16.0356 | 44 | 62.4306 |  | 0.059789 | 0.1069 | 0.055696 | 0.24972
| +2 | 36.7075 | 13.7806 | 92 | 54.8002 |  | 0.091769 | 0.091871 | 0.11646 | 0.2192
| +3 | 38.0423 | 8.0178 | 121 | 29.9667 |  | 0.095106 | 0.053452 | 0.15316 | 0.11987
| +4 | 47.0523 | 21.0468 | 105 | 24.9723 |  | 0.11763 | 0.14031 | 0.13291 | 0.099889
| +5 | 66.0734 | 22.049 | 130 | 19.9778 |  | 0.16518 | 0.14699 | 0.16456 | 0.079911
| +6 | 88.0979 | 32.99 | 163 | 22.8912 |  | 0.22024 | 0.21993 | 0.20633 | 0.091565
| +7 | 100.1112 | 36.0802 | 135 | 34.9612 |  | 0.25028 | 0.24053 | 0.17089 | 0.13984
180
|  |  | D: Surveyed Applaince Use | [26 empty] | A category | [16 empty] | B category | [16 empty] | C category | [16 empty] | D category | [16 empty] | E category | [16 empty] | F category | [16 empty] | G category | [16 empty] | H category | [16 empty] | I category
| Frequency of Use | M | T | W | T | F | S | S | M | T | W | T | F | S | S | M | T | W | T | F | S | S | M | T | W | T | F | S | S | A | Dishwasher |  | M | T | W | T | F | S | S | M | T | W | T | F | S | S | B | Dishwasher |  | M | T | W | T | F | S | S | M | T | W | T | F | S | S | C | Dishwasher |  | M | T | W | T | F | S | S | M | T | W | T | F | S | S | D | Dishwasher |  | M | T | W | T | F | S | S | M | T | W | T | F | S | S | E | Dishwasher |  | M | T | W | T | F | S | S | M | T | W | T | F | S | S | F | Dishwasher |  | M | T | W | T | F | S | S | M | T | W | T | F | S | S | G | Dishwasher |  | M | T | W | T | F | S | S | M | T | W | T | F | S | S | H | Dishwasher |  | M | T | W | T | F | S | S | M | T | W | T | F | S | S | I | Dishwasher |  | M | T | W | T | F | S | S | M | T | W | T | F | S | S
Dishwasher | daily | 62.4306 | 62.4306 | 62.4306 | 62.4306 | 62.4306 | 62.4306 | 62.4306 | 62.4306 | 62.4306 | 62.4306 | 62.4306 | 62.4306 | 62.4306 | 62.4306 | 63.6792 | 63.6792 | 63.6792 | 63.6792 | 63.6792 | 63.6792 | 63.6792 | 63.6792 | 63.6792 | 63.6792 | 63.6792 | 63.6792 | 63.6792 | 63.6792 |  |  | 1 | 8.0286 | 8.0286 | 8.0286 | 8.0286 | 8.0286 | 8.0286 | 8.0286 | 8.0286 | 8.0286 | 8.0286 | 8.0286 | 8.0286 | 8.0286 | 8.0286 |  |  | 1 | 13.6661 | 13.6661 | 13.6661 | 13.6661 | 13.6661 | 13.6661 | 13.6661 | 13.6661 | 13.6661 | 13.6661 | 13.6661 | 13.6661 | 13.6661 | 13.6661 |  |  | 1 | 15.5889 | 15.5889 | 15.5889 | 15.5889 | 15.5889 | 15.5889 | 15.5889 | 15.5889 | 15.5889 | 15.5889 | 15.5889 | 15.5889 | 15.5889 | 15.5889 |  |  | 1 | 4.3639 | 4.3639 | 4.3639 | 4.3639 | 4.3639 | 4.3639 | 4.3639 | 4.3639 | 4.3639 | 4.3639 | 4.3639 | 4.3639 | 4.3639 | 4.3639 |  |  | 1 | 3.4899 | 3.4899 | 3.4899 | 3.4899 | 3.4899 | 3.4899 | 3.4899 | 3.4899 | 3.4899 | 3.4899 | 3.4899 | 3.4899 | 3.4899 | 3.4899 |  |  | 1 | 1.5108 | 1.5108 | 1.5108 | 1.5108 | 1.5108 | 1.5108 | 1.5108 | 1.5108 | 1.5108 | 1.5108 | 1.5108 | 1.5108 | 1.5108 | 1.5108 |  |  | 1 | 7.3918 | 7.3918 | 7.3918 | 7.3918 | 7.3918 | 7.3918 | 7.3918 | 7.3918 | 7.3918 | 7.3918 | 7.3918 | 7.3918 | 7.3918 | 7.3918 |  |  | 1 | 6.6364 | 6.6364 | 6.6364 | 6.6364 | 6.6364 | 6.6364 | 6.6364 | 6.6364 | 6.6364 | 6.6364 | 6.6364 | 6.6364 | 6.6364 | 6.6364 |  |  | 1 | 1.7543 | 1.7543 | 1.7543 | 1.7543 | 1.7543 | 1.7543 | 1.7543 | 1.7543 | 1.7543 | 1.7543 | 1.7543 | 1.7543 | 1.7543 | 1.7543
| +2 | T: 54.8002; T: 54.8002; Surveyed Applaince Use S: 54.8002; Surveyed Applaince Use M: 54.8002; Surveyed Applaince Use W: 54.8002; Surveyed Applaince Use F: 54.8002; Surveyed Applaince Use S: 54.8002 | 0 | 55.8962 | 0 | 55.8962 | 0 | 55.8962 | 0 | 55.8962 | 0 | 55.8962 | 0 | 55.8962 | 0 | 55.8962 |  |  | 2 | 0 | 7.0473 | 0 | 7.0473 | 0 | 7.0473 | 0 | 7.0473 | 0 | 7.0473 | 0 | 7.0473 | 0 | 7.0473 |  |  | 2 | 0 | 11.9958 | 0 | 11.9958 | 0 | 11.9958 | 0 | 11.9958 | 0 | 11.9958 | 0 | 11.9958 | 0 | 11.9958 |  |  | 2 | 0 | 13.6836 | 0 | 13.6836 | 0 | 13.6836 | 0 | 13.6836 | 0 | 13.6836 | 0 | 13.6836 | 0 | 13.6836 |  |  | 2 | 0 | 3.8305 | 0 | 3.8305 | 0 | 3.8305 | 0 | 3.8305 | 0 | 3.8305 | 0 | 3.8305 | 0 | 3.8305 |  |  | 2 | 0 | 3.0633 | 0 | 3.0633 | 0 | 3.0633 | 0 | 3.0633 | 0 | 3.0633 | 0 | 3.0633 | 0 | 3.0633 |  |  | 2 | 0 | 1.3262 | 0 | 1.3262 | 0 | 1.3262 | 0 | 1.3262 | 0 | 1.3262 | 0 | 1.3262 | 0 | 1.3262 |  |  | 2 | 0 | 6.4883 | 0 | 6.4883 | 0 | 6.4883 | 0 | 6.4883 | 0 | 6.4883 | 0 | 6.4883 | 0 | 6.4883 |  |  | 2 | 0 | 5.8253 | 0 | 5.8253 | 0 | 5.8253 | 0 | 5.8253 | 0 | 5.8253 | 0 | 5.8253 | 0 | 5.8253 |  |  | 2 | 0 | 1.5399 | 0 | 1.5399 | 0 | 1.5399 | 0 | 1.5399 | 0 | 1.5399 | 0 | 1.5399 | 0 | 1.5399
1.02 | +3 | W: 29.9667; Surveyed Applaince Use S: 29.9667; Surveyed Applaince Use T: 29.9667; Surveyed Applaince Use F: 29.9667 | 0 | 0 | 30.566 | 0 | 0 | 30.566 | 0 | 0 | 30.566 | 0 | 0 | 30.566 | 0 | 0 |  |  | 3 | 0 | 0 | 3.8537 | 0 | 0 | 3.8537 | 0 | 0 | 3.8537 | 0 | 0 | 3.8537 | 0 | 0 |  |  | 3 | 0 | 0 | 6.5597 | 0 | 0 | 6.5597 | 0 | 0 | 6.5597 | 0 | 0 | 6.5597 | 0 | 0 |  |  | 3 | 0 | 0 | 7.4827 | 0 | 0 | 7.4827 | 0 | 0 | 7.4827 | 0 | 0 | 7.4827 | 0 | 0 |  |  | 3 | 0 | 0 | 2.0947 | 0 | 0 | 2.0947 | 0 | 0 | 2.0947 | 0 | 0 | 2.0947 | 0 | 0 |  |  | 3 | 0 | 0 | 1.6751 | 0 | 0 | 1.6751 | 0 | 0 | 1.6751 | 0 | 0 | 1.6751 | 0 | 0 |  |  | 3 | 0 | 0 | 0.72519 | 0 | 0 | 0.72519 | 0 | 0 | 0.72519 | 0 | 0 | 0.72519 | 0 | 0 |  |  | 3 | 0 | 0 | 3.5481 | 0 | 0 | 3.5481 | 0 | 0 | 3.5481 | 0 | 0 | 3.5481 | 0 | 0 |  |  | 3 | 0 | 0 | 3.1855 | 0 | 0 | 3.1855 | 0 | 0 | 3.1855 | 0 | 0 | 3.1855 | 0 | 0 |  |  | 3 | 0 | 0 | 0.84206 | 0 | 0 | 0.84206 | 0 | 0 | 0.84206 | 0 | 0 | 0.84206 | 0 | 0
| +4 | T: 24.9723; Surveyed Applaince Use M: 24.9723; Surveyed Applaince Use F: 24.9723 | 0 | 0 | 0 | 25.4717 | 0 | 0 | 0 | 25.4717 | 0 | 0 | 0 | 25.4717 | 0 | 0 |  |  | 4 | 0 | 0 | 0 | 3.2114 | 0 | 0 | 0 | 3.2114 | 0 | 0 | 0 | 3.2114 | 0 | 0 |  |  | 4 | 0 | 0 | 0 | 5.4664 | 0 | 0 | 0 | 5.4664 | 0 | 0 | 0 | 5.4664 | 0 | 0 |  |  | 4 | 0 | 0 | 0 | 6.2356 | 0 | 0 | 0 | 6.2356 | 0 | 0 | 0 | 6.2356 | 0 | 0 |  |  | 4 | 0 | 0 | 0 | 1.7456 | 0 | 0 | 0 | 1.7456 | 0 | 0 | 0 | 1.7456 | 0 | 0 |  |  | 4 | 0 | 0 | 0 | 1.3959 | 0 | 0 | 0 | 1.3959 | 0 | 0 | 0 | 1.3959 | 0 | 0 |  |  | 4 | 0 | 0 | 0 | 0.60433 | 0 | 0 | 0 | 0.60433 | 0 | 0 | 0 | 0.60433 | 0 | 0 |  |  | 4 | 0 | 0 | 0 | 2.9567 | 0 | 0 | 0 | 2.9567 | 0 | 0 | 0 | 2.9567 | 0 | 0 |  |  | 4 | 0 | 0 | 0 | 2.6546 | 0 | 0 | 0 | 2.6546 | 0 | 0 | 0 | 2.6546 | 0 | 0 |  |  | 4 | 0 | 0 | 0 | 0.70172 | 0 | 0 | 0 | 0.70172 | 0 | 0 | 0 | 0.70172 | 0 | 0
| +5 | Surveyed Applaince Use F: 19.9778; Surveyed Applaince Use W: 19.9778 | 0 | 0 | 0 | 0 | 20.3774 | 0 | 0 | 0 | 0 | 20.3774 | 0 | 0 | 0 | 0 |  |  | 5 | 0 | 0 | 0 | 0 | 2.5691 | 0 | 0 | 0 | 0 | 2.5691 | 0 | 0 | 0 | 0 |  |  | 5 | 0 | 0 | 0 | 0 | 4.3731 | 0 | 0 | 0 | 0 | 4.3731 | 0 | 0 | 0 | 0 |  |  | 5 | 0 | 0 | 0 | 0 | 4.9885 | 0 | 0 | 0 | 0 | 4.9885 | 0 | 0 | 0 | 0 |  |  | 5 | 0 | 0 | 0 | 0 | 1.3964 | 0 | 0 | 0 | 0 | 1.3964 | 0 | 0 | 0 | 0 |  |  | 5 | 0 | 0 | 0 | 0 | 1.1168 | 0 | 0 | 0 | 0 | 1.1168 | 0 | 0 | 0 | 0 |  |  | 5 | 0 | 0 | 0 | 0 | 0.48346 | 0 | 0 | 0 | 0 | 0.48346 | 0 | 0 | 0 | 0 |  |  | 5 | 0 | 0 | 0 | 0 | 2.3654 | 0 | 0 | 0 | 0 | 2.3654 | 0 | 0 | 0 | 0 |  |  | 5 | 0 | 0 | 0 | 0 | 2.1236 | 0 | 0 | 0 | 0 | 2.1236 | 0 | 0 | 0 | 0 |  |  | 5 | 0 | 0 | 0 | 0 | 0.56138 | 0 | 0 | 0 | 0 | 0.56138 | 0 | 0 | 0 | 0
| +6 | Surveyed Applaince Use S: 22.8912; Surveyed Applaince Use F: 22.8912 | 0 | 0 | 0 | 0 | 0 | 23.3491 | 0 | 0 | 0 | 0 | 0 | 23.3491 | 0 | 0 |  |  | 6 | 0 | 0 | 0 | 0 | 0 | 2.9438 | 0 | 0 | 0 | 0 | 0 | 2.9438 | 0 | 0 |  |  | 6 | 0 | 0 | 0 | 0 | 0 | 5.0109 | 0 | 0 | 0 | 0 | 0 | 5.0109 | 0 | 0 |  |  | 6 | 0 | 0 | 0 | 0 | 0 | 5.7159 | 0 | 0 | 0 | 0 | 0 | 5.7159 | 0 | 0 |  |  | 6 | 0 | 0 | 0 | 0 | 0 | 1.6001 | 0 | 0 | 0 | 0 | 0 | 1.6001 | 0 | 0 |  |  | 6 | 0 | 0 | 0 | 0 | 0 | 1.2796 | 0 | 0 | 0 | 0 | 0 | 1.2796 | 0 | 0 |  |  | 6 | 0 | 0 | 0 | 0 | 0 | 0.55397 | 0 | 0 | 0 | 0 | 0 | 0.55397 | 0 | 0 |  |  | 6 | 0 | 0 | 0 | 0 | 0 | 2.7103 | 0 | 0 | 0 | 0 | 0 | 2.7103 | 0 | 0 |  |  | 6 | 0 | 0 | 0 | 0 | 0 | 2.4333 | 0 | 0 | 0 | 0 | 0 | 2.4333 | 0 | 0 |  |  | 6 | 0 | 0 | 0 | 0 | 0 | 0.64324 | 0 | 0 | 0 | 0 | 0 | 0.64324 | 0 | 0
| +7 | Surveyed Applaince Use S: 34.9612; Surveyed Applaince Use S: 34.9612 | 0 | 0 | 0 | 0 | 0 | 0 | 35.6604 | 0 | 0 | 0 | 0 | 0 | 35.6604 | 0 |  |  | 7 | 0 | 0 | 0 | 0 | 0 | 0 | 4.496 | 0 | 0 | 0 | 0 | 0 | 4.496 | 0 |  |  | 7 | 0 | 0 | 0 | 0 | 0 | 0 | 7.653 | 0 | 0 | 0 | 0 | 0 | 7.653 | 0 |  |  | 7 | 0 | 0 | 0 | 0 | 0 | 0 | 8.7298 | 0 | 0 | 0 | 0 | 0 | 8.7298 | 0 |  |  | 7 | 0 | 0 | 0 | 0 | 0 | 0 | 2.4438 | 0 | 0 | 0 | 0 | 0 | 2.4438 | 0 |  |  | 7 | 0 | 0 | 0 | 0 | 0 | 0 | 1.9543 | 0 | 0 | 0 | 0 | 0 | 1.9543 | 0 |  |  | 7 | 0 | 0 | 0 | 0 | 0 | 0 | 0.84606 | 0 | 0 | 0 | 0 | 0 | 0.84606 | 0 |  |  | 7 | 0 | 0 | 0 | 0 | 0 | 0 | 4.1394 | 0 | 0 | 0 | 0 | 0 | 4.1394 | 0 |  |  | 7 | 0 | 0 | 0 | 0 | 0 | 0 | 3.7164 | 0 | 0 | 0 | 0 | 0 | 3.7164 | 0 |  |  | 7 | 0 | 0 | 0 | 0 | 0 | 0 | 0.98241 | 0 | 0 | 0 | 0 | 0 | 0.98241 | 0
| Sum | 62.4306 | 117.2309 | 92.3973 | 142.2031 | 82.4084 | 170.0888 | 97.3918 | 142.2031 | 92.3973 | 137.2087 | 62.4306 | 195.061 | 97.3918
Tumble Dryer | daily | 23.9155 | 23.9155 | 23.9155 | 23.9155 | 23.9155 | 23.9155 | 23.9155 | 23.9155 | 23.9155 | 23.9155 | 23.9155 | 23.9155 | 23.9155 | 23.9155 | 95.6618 | 95.6618 | 95.6618 | 95.6618 | 95.6618 | 95.6618 | 95.6618 | 95.6618 | 95.6618 | 95.6618 | 95.6618 | 95.6618 | 95.6618 | 95.6618 | A | Tumble Dryer |  | M | T | W | T | F | S | S | M | T | W | T | F | S | S | B | Tumble Dryer |  | M | T | W | T | F | S | S | M | T | W | T | F | S | S | C | Tumble Dryer |  | M | T | W | T | F | S | S | M | T | W | T | F | S | S | D | Tumble Dryer |  | M | T | W | T | F | S | S | M | T | W | T | F | S | S | E | Tumble Dryer |  | M | T | W | T | F | S | S | M | T | W | T | F | S | S | F | Tumble Dryer |  | M | T | W | T | F | S | S | M | T | W | T | F | S | S | G | Tumble Dryer |  | M | T | W | T | F | S | S | M | T | W | T | F | S | S | H | Tumble Dryer |  | M | T | W | T | F | S | S | M | T | W | T | F | S | S | I | Tumble Dryer |  | M | T | W | T | F | S | S | M | T | W | T | F | S | S
| +2 | 36.7075 |  | 36.7075 |  | 36.7075 |  | 36.7075 |  | 36.7075 |  | 36.7075 |  | 36.7075 |  | 146.8298 | 0 | 146.8298 | 0 | 146.8298 | 0 | 146.8298 | 0 | 146.8298 | 0 | 146.8298 | 0 | 146.8298 | 0 |  |  | 1 | 3.0755 | 3.0755 | 3.0755 | 3.0755 | 3.0755 | 3.0755 | 3.0755 | 3.0755 | 3.0755 | 3.0755 | 3.0755 | 3.0755 | 3.0755 | 3.0755 |  |  | 1 | 5.2351 | 5.2351 | 5.2351 | 5.2351 | 5.2351 | 5.2351 | 5.2351 | 5.2351 | 5.2351 | 5.2351 | 5.2351 | 5.2351 | 5.2351 | 5.2351 |  |  | 1 | 5.9717 | 5.9717 | 5.9717 | 5.9717 | 5.9717 | 5.9717 | 5.9717 | 5.9717 | 5.9717 | 5.9717 | 5.9717 | 5.9717 | 5.9717 | 5.9717 |  |  | 1 | 1.6717 | 1.6717 | 1.6717 | 1.6717 | 1.6717 | 1.6717 | 1.6717 | 1.6717 | 1.6717 | 1.6717 | 1.6717 | 1.6717 | 1.6717 | 1.6717 |  |  | 1 | 1.3369 | 1.3369 | 1.3369 | 1.3369 | 1.3369 | 1.3369 | 1.3369 | 1.3369 | 1.3369 | 1.3369 | 1.3369 | 1.3369 | 1.3369 | 1.3369 |  |  | 1 | 0.57875 | 0.57875 | 0.57875 | 0.57875 | 0.57875 | 0.57875 | 0.57875 | 0.57875 | 0.57875 | 0.57875 | 0.57875 | 0.57875 | 0.57875 | 0.57875 |  |  | 1 | 2.8316 | 2.8316 | 2.8316 | 2.8316 | 2.8316 | 2.8316 | 2.8316 | 2.8316 | 2.8316 | 2.8316 | 2.8316 | 2.8316 | 2.8316 | 2.8316 |  |  | 1 | 2.5422 | 2.5422 | 2.5422 | 2.5422 | 2.5422 | 2.5422 | 2.5422 | 2.5422 | 2.5422 | 2.5422 | 2.5422 | 2.5422 | 2.5422 | 2.5422 |  |  | 1 | 0.67202 | 0.67202 | 0.67202 | 0.67202 | 0.67202 | 0.67202 | 0.67202 | 0.67202 | 0.67202 | 0.67202 | 0.67202 | 0.67202 | 0.67202 | 0.67202
4 | +3 | 38.0423 |  |  | 38.0423 |  |  | 38.0423 |  |  | 38.0423 |  |  | 38.0423 |  | 152.1691 | 0 | 0 | 152.1691 | 0 | 0 | 152.1691 | 0 | 0 | 152.1691 | 0 | 0 | 152.1691 | 0 |  |  | 2 | 4.7206 | 0 | 4.7206 | 0 | 4.7206 | 0 | 4.7206 | 0 | 4.7206 | 0 | 4.7206 | 0 | 4.7206 | 0 |  |  | 2 | 8.0353 | 0 | 8.0353 | 0 | 8.0353 | 0 | 8.0353 | 0 | 8.0353 | 0 | 8.0353 | 0 | 8.0353 | 0 |  |  | 2 | 9.1659 | 0 | 9.1659 | 0 | 9.1659 | 0 | 9.1659 | 0 | 9.1659 | 0 | 9.1659 | 0 | 9.1659 | 0 |  |  | 2 | 2.5659 | 0 | 2.5659 | 0 | 2.5659 | 0 | 2.5659 | 0 | 2.5659 | 0 | 2.5659 | 0 | 2.5659 | 0 |  |  | 2 | 2.0519 | 0 | 2.0519 | 0 | 2.0519 | 0 | 2.0519 | 0 | 2.0519 | 0 | 2.0519 | 0 | 2.0519 | 0 |  |  | 2 | 0.88832 | 0 | 0.88832 | 0 | 0.88832 | 0 | 0.88832 | 0 | 0.88832 | 0 | 0.88832 | 0 | 0.88832 | 0 |  |  | 2 | 4.3462 | 0 | 4.3462 | 0 | 4.3462 | 0 | 4.3462 | 0 | 4.3462 | 0 | 4.3462 | 0 | 4.3462 | 0 |  |  | 2 | 3.902 | 0 | 3.902 | 0 | 3.902 | 0 | 3.902 | 0 | 3.902 | 0 | 3.902 | 0 | 3.902 | 0 |  |  | 2 | 1.0315 | 0 | 1.0315 | 0 | 1.0315 | 0 | 1.0315 | 0 | 1.0315 | 0 | 1.0315 | 0 | 1.0315 | 0
| +4 |  | 47.0523 |  |  |  | 47.0523 |  |  |  | 47.0523 |  |  |  |  | 0 | 188.2091 | 0 | 0 | 0 | 188.2091 | 0 | 0 | 0 | 188.2091 | 0 | 0 | 0 | 0 |  |  | 3 | 4.8922 | 0 | 0 | 4.8922 | 0 | 0 | 4.8922 | 0 | 0 | 4.8922 | 0 | 0 | 4.8922 | 0 |  |  | 3 | 8.3275 | 0 | 0 | 8.3275 | 0 | 0 | 8.3275 | 0 | 0 | 8.3275 | 0 | 0 | 8.3275 | 0 |  |  | 3 | 9.4992 | 0 | 0 | 9.4992 | 0 | 0 | 9.4992 | 0 | 0 | 9.4992 | 0 | 0 | 9.4992 | 0 |  |  | 3 | 2.6592 | 0 | 0 | 2.6592 | 0 | 0 | 2.6592 | 0 | 0 | 2.6592 | 0 | 0 | 2.6592 | 0 |  |  | 3 | 2.1266 | 0 | 0 | 2.1266 | 0 | 0 | 2.1266 | 0 | 0 | 2.1266 | 0 | 0 | 2.1266 | 0 |  |  | 3 | 0.92062 | 0 | 0 | 0.92062 | 0 | 0 | 0.92062 | 0 | 0 | 0.92062 | 0 | 0 | 0.92062 | 0 |  |  | 3 | 4.5042 | 0 | 0 | 4.5042 | 0 | 0 | 4.5042 | 0 | 0 | 4.5042 | 0 | 0 | 4.5042 | 0 |  |  | 3 | 4.0439 | 0 | 0 | 4.0439 | 0 | 0 | 4.0439 | 0 | 0 | 4.0439 | 0 | 0 | 4.0439 | 0 |  |  | 3 | 1.069 | 0 | 0 | 1.069 | 0 | 0 | 1.069 | 0 | 0 | 1.069 | 0 | 0 | 1.069 | 0
| +5 |  | 66.0734 |  |  |  |  | 66.0734 |  |  |  |  | 66.0734 |  |  | 0 | 264.2937 | 0 | 0 | 0 | 0 | 264.2937 | 0 | 0 | 0 | 0 | 264.2937 | 0 | 0 |  |  | 4 | 0 | 6.0509 | 0 | 0 | 0 | 6.0509 | 0 | 0 | 0 | 6.0509 | 0 | 0 | 0 | 0 |  |  | 4 | 0 | 10.2997 | 0 | 0 | 0 | 10.2997 | 0 | 0 | 0 | 10.2997 | 0 | 0 | 0 | 0 |  |  | 4 | 0 | 11.749 | 0 | 0 | 0 | 11.749 | 0 | 0 | 0 | 11.749 | 0 | 0 | 0 | 0 |  |  | 4 | 0 | 3.289 | 0 | 0 | 0 | 3.289 | 0 | 0 | 0 | 3.289 | 0 | 0 | 0 | 0 |  |  | 4 | 0 | 2.6302 | 0 | 0 | 0 | 2.6302 | 0 | 0 | 0 | 2.6302 | 0 | 0 | 0 | 0 |  |  | 4 | 0 | 1.1387 | 0 | 0 | 0 | 1.1387 | 0 | 0 | 0 | 1.1387 | 0 | 0 | 0 | 0 |  |  | 4 | 0 | 5.571 | 0 | 0 | 0 | 5.571 | 0 | 0 | 0 | 5.571 | 0 | 0 | 0 | 0 |  |  | 4 | 0 | 5.0017 | 0 | 0 | 0 | 5.0017 | 0 | 0 | 0 | 5.0017 | 0 | 0 | 0 | 0 |  |  | 4 | 0 | 1.3222 | 0 | 0 | 0 | 1.3222 | 0 | 0 | 0 | 1.3222 | 0 | 0 | 0 | 0
| +6 |  |  |  |  | 88.0979 | [5 empty] | 88.0979 |  |  |  | 0 | 0 | 0 | 0 | 352.3915 | 0 | 0 | 0 | 0 | 0 | 352.3915 | 0 | 0 | 0 |  |  | 5 | 0 | 8.497 | 0 | 0 | 0 | 0 | 8.497 | 0 | 0 | 0 | 0 | 8.497 | 0 | 0 |  |  | 5 | 0 | 14.4635 | 0 | 0 | 0 | 0 | 14.4635 | 0 | 0 | 0 | 0 | 14.4635 | 0 | 0 |  |  | 5 | 0 | 16.4985 | 0 | 0 | 0 | 0 | 16.4985 | 0 | 0 | 0 | 0 | 16.4985 | 0 | 0 |  |  | 5 | 0 | 4.6185 | 0 | 0 | 0 | 0 | 4.6185 | 0 | 0 | 0 | 0 | 4.6185 | 0 | 0 |  |  | 5 | 0 | 3.6935 | 0 | 0 | 0 | 0 | 3.6935 | 0 | 0 | 0 | 0 | 3.6935 | 0 | 0 |  |  | 5 | 0 | 1.599 | 0 | 0 | 0 | 0 | 1.599 | 0 | 0 | 0 | 0 | 1.599 | 0 | 0 |  |  | 5 | 0 | 7.8231 | 0 | 0 | 0 | 0 | 7.8231 | 0 | 0 | 0 | 0 | 7.8231 | 0 | 0 |  |  | 5 | 0 | 7.0236 | 0 | 0 | 0 | 0 | 7.0236 | 0 | 0 | 0 | 0 | 7.0236 | 0 | 0 |  |  | 5 | 0 | 1.8567 | 0 | 0 | 0 | 0 | 1.8567 | 0 | 0 | 0 | 0 | 1.8567 | 0 | 0
| +7 | [6 empty] | 100.1112 | [5 empty] | 100.1112 |  | 0 | 0 | 0 | 0 | 0 | 0 | 400.4449 | 0 | 0 | 0 | 0 | 0 | 400.4449 | 0 |  |  | 6 | 0 | 0 | 0 | 0 | 11.3294 | 0 | 0 | 0 | 0 | 0 | 11.3294 | 0 | 0 | 0 |  |  | 6 | 0 | 0 | 0 | 0 | 19.2846 | 0 | 0 | 0 | 0 | 0 | 19.2846 | 0 | 0 | 0 |  |  | 6 | 0 | 0 | 0 | 0 | 21.998 | 0 | 0 | 0 | 0 | 0 | 21.998 | 0 | 0 | 0 |  |  | 6 | 0 | 0 | 0 | 0 | 6.158 | 0 | 0 | 0 | 0 | 0 | 6.158 | 0 | 0 | 0 |  |  | 6 | 0 | 0 | 0 | 0 | 4.9247 | 0 | 0 | 0 | 0 | 0 | 4.9247 | 0 | 0 | 0 |  |  | 6 | 0 | 0 | 0 | 0 | 2.132 | 0 | 0 | 0 | 0 | 0 | 2.132 | 0 | 0 | 0 |  |  | 6 | 0 | 0 | 0 | 0 | 10.4308 | 0 | 0 | 0 | 0 | 0 | 10.4308 | 0 | 0 | 0 |  |  | 6 | 0 | 0 | 0 | 0 | 9.3648 | 0 | 0 | 0 | 0 | 0 | 9.3648 | 0 | 0 | 0 |  |  | 6 | 0 | 0 | 0 | 0 | 2.4756 | 0 | 0 | 0 | 0 | 0 | 2.4756 | 0 | 0 | 0
| Sum | 98.6652 | 137.0412 | 60.6229 | 61.9577 | 148.7208 | 70.9677 | 264.8498 | 23.9155 | 60.6229 | 109.01 | 148.7208 | 89.9889 | 198.7764 | [17 empty] | 7 | 0 | 0 | 0 | 0 | 0 | 0 | 12.8743 | 0 | 0 | 0 | 0 | 0 | 12.8743 | 0 |  |  | 7 | 0 | 0 | 0 | 0 | 0 | 0 | 21.9143 | 0 | 0 | 0 | 0 | 0 | 21.9143 | 0 |  |  | 7 | 0 | 0 | 0 | 0 | 0 | 0 | 24.9978 | 0 | 0 | 0 | 0 | 0 | 24.9978 | 0 |  |  | 7 | 0 | 0 | 0 | 0 | 0 | 0 | 6.9978 | 0 | 0 | 0 | 0 | 0 | 6.9978 | 0 |  |  | 7 | 0 | 0 | 0 | 0 | 0 | 0 | 5.5962 | 0 | 0 | 0 | 0 | 0 | 5.5962 | 0 |  |  | 7 | 0 | 0 | 0 | 0 | 0 | 0 | 2.4227 | 0 | 0 | 0 | 0 | 0 | 2.4227 | 0 |  |  | 7 | 0 | 0 | 0 | 0 | 0 | 0 | 11.8532 | 0 | 0 | 0 | 0 | 0 | 11.8532 | 0 |  |  | 7 | 0 | 0 | 0 | 0 | 0 | 0 | 10.6418 | 0 | 0 | 0 | 0 | 0 | 10.6418 | 0 |  |  | 7 | 0 | 0 | 0 | 0 | 0 | 0 | 2.8131 | 0 | 0 | 0 | 0 | 0 | 2.8131 | 0
Washer Dryer | daily | 16.0356 | 16.0356 | 16.0356 | 16.0356 | 16.0356 | 16.0356 | 16.0356 | 16.0356 | 16.0356 | 16.0356 | 16.0356 | 16.0356 | 16.0356 | 16.0356 | 74.5657 | 74.5657 | 74.5657 | 74.5657 | 74.5657 | 74.5657 | 74.5657 | 74.5657 | 74.5657 | 74.5657 | 74.5657 | 74.5657 | 74.5657 | 74.5657 | A | Washer Dryer |  | M | T | W | T | F | S | S | M | T | W | T | F | S | S | B | Washer Dryer |  | M | T | W | T | F | S | S | M | T | W | T | F | S | S | C | Washer Dryer |  | M | T | W | T | F | S | S | M | T | W | T | F | S | S | D | Washer Dryer |  | M | T | W | T | F | S | S | M | T | W | T | F | S | S | E | Washer Dryer |  | M | T | W | T | F | S | S | M | T | W | T | F | S | S | F | Washer Dryer |  | M | T | W | T | F | S | S | M | T | W | T | F | S | S | G | Washer Dryer |  | M | T | W | T | F | S | S | M | T | W | T | F | S | S | H | Washer Dryer |  | M | T | W | T | F | S | S | M | T | W | T | F | S | S | I | Washer Dryer |  | M | T | W | T | F | S | S | M | T | W | T | F | S | S
| +2 |  | 13.7806 |  | 13.7806 |  | 13.7806 |  | 13.7806 |  | 13.7806 |  | 13.7806 |  |  | 0 | 64.0799 | 0 | 64.0799 | 0 | 64.0799 | 0 | 64.0799 | 0 | 64.0799 | 0 | 64.0799 | 0 | 0 |  |  | 1 | 2.0622 | 2.0622 | 2.0622 | 2.0622 | 2.0622 | 2.0622 | 2.0622 | 2.0622 | 2.0622 | 2.0622 | 2.0622 | 2.0622 | 2.0622 | 2.0622 |  |  | 1 | 3.5102 | 3.5102 | 3.5102 | 3.5102 | 3.5102 | 3.5102 | 3.5102 | 3.5102 | 3.5102 | 3.5102 | 3.5102 | 3.5102 | 3.5102 | 3.5102 |  |  | 1 | 4.0041 | 4.0041 | 4.0041 | 4.0041 | 4.0041 | 4.0041 | 4.0041 | 4.0041 | 4.0041 | 4.0041 | 4.0041 | 4.0041 | 4.0041 | 4.0041 |  |  | 1 | 1.1209 | 1.1209 | 1.1209 | 1.1209 | 1.1209 | 1.1209 | 1.1209 | 1.1209 | 1.1209 | 1.1209 | 1.1209 | 1.1209 | 1.1209 | 1.1209 |  |  | 1 | 0.89639 | 0.89639 | 0.89639 | 0.89639 | 0.89639 | 0.89639 | 0.89639 | 0.89639 | 0.89639 | 0.89639 | 0.89639 | 0.89639 | 0.89639 | 0.89639 |  |  | 1 | 0.38806 | 0.38806 | 0.38806 | 0.38806 | 0.38806 | 0.38806 | 0.38806 | 0.38806 | 0.38806 | 0.38806 | 0.38806 | 0.38806 | 0.38806 | 0.38806 |  |  | 1 | 1.8986 | 1.8986 | 1.8986 | 1.8986 | 1.8986 | 1.8986 | 1.8986 | 1.8986 | 1.8986 | 1.8986 | 1.8986 | 1.8986 | 1.8986 | 1.8986 |  |  | 1 | 1.7046 | 1.7046 | 1.7046 | 1.7046 | 1.7046 | 1.7046 | 1.7046 | 1.7046 | 1.7046 | 1.7046 | 1.7046 | 1.7046 | 1.7046 | 1.7046 |  |  | 1 | 0.4506 | 0.4506 | 0.4506 | 0.4506 | 0.4506 | 0.4506 | 0.4506 | 0.4506 | 0.4506 | 0.4506 | 0.4506 | 0.4506 | 0.4506 | 0.4506
4.65 | +3 | 8.0178 | 8.0178 |  | 8.0178 |  |  | 8.0178 |  |  | 8.0178 |  |  | 8.0178 |  | 37.2829 | 37.2829 | 0 | 37.2829 | 0 | 0 | 37.2829 | 0 | 0 | 37.2829 | 0 | 0 | 37.2829 | 0 |  |  | 2 | 0 | 1.7722 | 0 | 1.7722 | 0 | 1.7722 | 0 | 1.7722 | 0 | 1.7722 | 0 | 1.7722 | 0 | 0 |  |  | 2 | 0 | 3.0166 | 0 | 3.0166 | 0 | 3.0166 | 0 | 3.0166 | 0 | 3.0166 | 0 | 3.0166 | 0 | 0 |  |  | 2 | 0 | 3.441 | 0 | 3.441 | 0 | 3.441 | 0 | 3.441 | 0 | 3.441 | 0 | 3.441 | 0 | 0 |  |  | 2 | 0 | 0.96327 | 0 | 0.96327 | 0 | 0.96327 | 0 | 0.96327 | 0 | 0.96327 | 0 | 0.96327 | 0 | 0 |  |  | 2 | 0 | 0.77034 | 0 | 0.77034 | 0 | 0.77034 | 0 | 0.77034 | 0 | 0.77034 | 0 | 0.77034 | 0 | 0 |  |  | 2 | 0 | 0.33349 | 0 | 0.33349 | 0 | 0.33349 | 0 | 0.33349 | 0 | 0.33349 | 0 | 0.33349 | 0 | 0 |  |  | 2 | 0 | 1.6316 | 0 | 1.6316 | 0 | 1.6316 | 0 | 1.6316 | 0 | 1.6316 | 0 | 1.6316 | 0 | 0 |  |  | 2 | 0 | 1.4649 | 0 | 1.4649 | 0 | 1.4649 | 0 | 1.4649 | 0 | 1.4649 | 0 | 1.4649 | 0 | 0 |  |  | 2 | 0 | 0.38724 | 0 | 0.38724 | 0 | 0.38724 | 0 | 0.38724 | 0 | 0.38724 | 0 | 0.38724 | 0 | 0
| +4 |  | 21.0468 |  |  |  | 21.0468 |  |  |  | 21.0468 |  |  |  | 21.0468 | 0 | 97.8675 | 0 | 0 | 0 | 97.8675 | 0 | 0 | 0 | 97.8675 | 0 | 0 | 0 | 97.8675 |  |  | 3 | 1.0311 | 1.0311 | 0 | 1.0311 | 0 | 0 | 1.0311 | 0 | 0 | 1.0311 | 0 | 0 | 1.0311 | 0 |  |  | 3 | 1.7551 | 1.7551 | 0 | 1.7551 | 0 | 0 | 1.7551 | 0 | 0 | 1.7551 | 0 | 0 | 1.7551 | 0 |  |  | 3 | 2.002 | 2.002 | 0 | 2.002 | 0 | 0 | 2.002 | 0 | 0 | 2.002 | 0 | 0 | 2.002 | 0 |  |  | 3 | 0.56045 | 0.56045 | 0 | 0.56045 | 0 | 0 | 0.56045 | 0 | 0 | 0.56045 | 0 | 0 | 0.56045 | 0 |  |  | 3 | 0.4482 | 0.4482 | 0 | 0.4482 | 0 | 0 | 0.4482 | 0 | 0 | 0.4482 | 0 | 0 | 0.4482 | 0 |  |  | 3 | 0.19403 | 0.19403 | 0 | 0.19403 | 0 | 0 | 0.19403 | 0 | 0 | 0.19403 | 0 | 0 | 0.19403 | 0 |  |  | 3 | 0.94931 | 0.94931 | 0 | 0.94931 | 0 | 0 | 0.94931 | 0 | 0 | 0.94931 | 0 | 0 | 0.94931 | 0 |  |  | 3 | 0.85229 | 0.85229 | 0 | 0.85229 | 0 | 0 | 0.85229 | 0 | 0 | 0.85229 | 0 | 0 | 0.85229 | 0 |  |  | 3 | 0.2253 | 0.2253 | 0 | 0.2253 | 0 | 0 | 0.2253 | 0 | 0 | 0.2253 | 0 | 0 | 0.2253 | 0
| +5 | [5 empty] | 22.049 |  |  |  |  | 22.049 |  |  |  | 0 | 0 | 0 | 0 | 0 | 102.5278 | 0 | 0 | 0 | 0 | 102.5278 | 0 | 0 | 0 |  |  | 4 | 0 | 2.7066 | 0 | 0 | 0 | 2.7066 | 0 | 0 | 0 | 2.7066 | 0 | 0 | 0 | 2.7066 |  |  | 4 | 0 | 4.6071 | 0 | 0 | 0 | 4.6071 | 0 | 0 | 0 | 4.6071 | 0 | 0 | 0 | 4.6071 |  |  | 4 | 0 | 5.2554 | 0 | 0 | 0 | 5.2554 | 0 | 0 | 0 | 5.2554 | 0 | 0 | 0 | 5.2554 |  |  | 4 | 0 | 1.4712 | 0 | 0 | 0 | 1.4712 | 0 | 0 | 0 | 1.4712 | 0 | 0 | 0 | 1.4712 |  |  | 4 | 0 | 1.1765 | 0 | 0 | 0 | 1.1765 | 0 | 0 | 0 | 1.1765 | 0 | 0 | 0 | 1.1765 |  |  | 4 | 0 | 0.50933 | 0 | 0 | 0 | 0.50933 | 0 | 0 | 0 | 0.50933 | 0 | 0 | 0 | 0.50933 |  |  | 4 | 0 | 2.4919 | 0 | 0 | 0 | 2.4919 | 0 | 0 | 0 | 2.4919 | 0 | 0 | 0 | 2.4919 |  |  | 4 | 0 | 2.2373 | 0 | 0 | 0 | 2.2373 | 0 | 0 | 0 | 2.2373 | 0 | 0 | 0 | 2.2373 |  |  | 4 | 0 | 0.59141 | 0 | 0 | 0 | 0.59141 | 0 | 0 | 0 | 0.59141 | 0 | 0 | 0 | 0.59141
| +6 | 32.99 | [5 empty] | 32.99 | [5 empty] | 32.99 |  | 153.4034 | 0 | 0 | 0 | 0 | 0 | 153.4034 | 0 | 0 | 0 | 0 | 0 | 153.4034 | 0 |  |  | 5 | 0 | 0 | 0 | 0 | 0 | 2.8355 | 0 | 0 | 0 | 0 | 2.8355 | 0 | 0 | 0 |  |  | 5 | 0 | 0 | 0 | 0 | 0 | 4.8265 | 0 | 0 | 0 | 0 | 4.8265 | 0 | 0 | 0 |  |  | 5 | 0 | 0 | 0 | 0 | 0 | 5.5056 | 0 | 0 | 0 | 0 | 5.5056 | 0 | 0 | 0 |  |  | 5 | 0 | 0 | 0 | 0 | 0 | 1.5412 | 0 | 0 | 0 | 0 | 1.5412 | 0 | 0 | 0 |  |  | 5 | 0 | 0 | 0 | 0 | 0 | 1.2325 | 0 | 0 | 0 | 0 | 1.2325 | 0 | 0 | 0 |  |  | 5 | 0 | 0 | 0 | 0 | 0 | 0.53359 | 0 | 0 | 0 | 0 | 0.53359 | 0 | 0 | 0 |  |  | 5 | 0 | 0 | 0 | 0 | 0 | 2.6106 | 0 | 0 | 0 | 0 | 2.6106 | 0 | 0 | 0 |  |  | 5 | 0 | 0 | 0 | 0 | 0 | 2.3438 | 0 | 0 | 0 | 0 | 2.3438 | 0 | 0 | 0 |  |  | 5 | 0 | 0 | 0 | 0 | 0 | 0.61958 | 0 | 0 | 0 | 0 | 0.61958 | 0 | 0 | 0
| +7 |  |  | 36.0802 | [6 empty] | 36.0802 |  |  |  |  | 0 | 0 | 167.7728 | 0 | 0 | 0 | 0 | 0 | 0 | 167.7728 | 0 | 0 | 0 | 0 |  |  | 6 | 4.2425 | 0 | 0 | 0 | 0 | 0 | 4.2425 | 0 | 0 | 0 | 0 | 0 | 4.2425 | 0 |  |  | 6 | 7.2215 | 0 | 0 | 0 | 0 | 0 | 7.2215 | 0 | 0 | 0 | 0 | 0 | 7.2215 | 0 |  |  | 6 | 8.2376 | 0 | 0 | 0 | 0 | 0 | 8.2376 | 0 | 0 | 0 | 0 | 0 | 8.2376 | 0 |  |  | 6 | 2.306 | 0 | 0 | 0 | 0 | 0 | 2.306 | 0 | 0 | 0 | 0 | 0 | 2.306 | 0 |  |  | 6 | 1.8441 | 0 | 0 | 0 | 0 | 0 | 1.8441 | 0 | 0 | 0 | 0 | 0 | 1.8441 | 0 |  |  | 6 | 0.79836 | 0 | 0 | 0 | 0 | 0 | 0.79836 | 0 | 0 | 0 | 0 | 0 | 0.79836 | 0 |  |  | 6 | 3.906 | 0 | 0 | 0 | 0 | 0 | 3.906 | 0 | 0 | 0 | 0 | 0 | 3.906 | 0 |  |  | 6 | 3.5068 | 0 | 0 | 0 | 0 | 0 | 3.5068 | 0 | 0 | 0 | 0 | 0 | 3.5068 | 0 |  |  | 6 | 0.92702 | 0 | 0 | 0 | 0 | 0 | 0.92702 | 0 | 0 | 0 | 0 | 0 | 0.92702 | 0
| Sum | 57.0434 | 58.8808 | 52.1158 | 37.8341 | 16.0356 | 72.912 | 57.0434 | 29.8163 | 16.0356 | 94.961 | 38.0846 | 29.8163 | 57.0434 | [17 empty] | 7 | 0 | 0 | 4.6399 | 0 | 0 | 0 | 0 | 0 | 0 | 4.6399 | 0 | 0 | 0 | 0 |  |  | 7 | 0 | 0 | 7.898 | 0 | 0 | 0 | 0 | 0 | 0 | 7.898 | 0 | 0 | 0 | 0 |  |  | 7 | 0 | 0 | 9.0092 | 0 | 0 | 0 | 0 | 0 | 0 | 9.0092 | 0 | 0 | 0 | 0 |  |  | 7 | 0 | 0 | 2.522 | 0 | 0 | 0 | 0 | 0 | 0 | 2.522 | 0 | 0 | 0 | 0 |  |  | 7 | 0 | 0 | 2.0169 | 0 | 0 | 0 | 0 | 0 | 0 | 2.0169 | 0 | 0 | 0 | 0 |  |  | 7 | 0 | 0 | 0.87314 | 0 | 0 | 0 | 0 | 0 | 0 | 0.87314 | 0 | 0 | 0 | 0 |  |  | 7 | 0 | 0 | 4.2719 | 0 | 0 | 0 | 0 | 0 | 0 | 4.2719 | 0 | 0 | 0 | 0 |  |  | 7 | 0 | 0 | 3.8353 | 0 | 0 | 0 | 0 | 0 | 0 | 3.8353 | 0 | 0 | 0 | 0 |  |  | 7 | 0 | 0 | 1.0139 | 0 | 0 | 0 | 0 | 0 | 0 | 1.0139 | 0 | 0 | 0 | 0
Washing Machine | daily | 0 | 0 | 0 | 0 | 0 | 0 | 0 | 0 | 0 | 0 | 0 | 0 | 0 | 0 | 0 | 0 | 0 | 0 | 0 | 0 | 0 | 0 | 0 | 0 | 0 | 0 | 0 | 0 | A | Washer Machine |  | M | T | W | T | F | S | S | M | T | W | T | F | S | S | B | Washer Dryer |  | M | T | W | T | F | S | S | M | T | W | T | F | S | S | C | Washer Dryer |  | M | T | W | T | F | S | S | M | T | W | T | F | S | S | D | Washer Dryer |  | M | T | W | T | F | S | S | M | T | W | T | F | S | S | E | Washer Dryer |  | M | T | W | T | F | S | S | M | T | W | T | F | S | S | F | Washer Dryer |  | M | T | W | T | F | S | S | M | T | W | T | F | S | S | G | Washer Dryer |  | M | T | W | T | F | S | S | M | T | W | T | F | S | S | H | Washer Dryer |  | M | T | W | T | F | S | S | M | T | W | T | F | S | S | I | Washer Dryer |  | M | T | W | T | F | S | S | M | T | W | T | F | S | S
| +2 |  | 44 |  | 44 |  | 44 |  | 44 |  | 44 |  | 44 |  | 44 | 0 | 52.8 | 0 | 52.8 | 0 | 52.8 | 0 | 52.8 | 0 | 52.8 | 0 | 52.8 | 0 | 52.8 |  |  | 1 | 0 | 0 | 0 | 0 | 0 | 0 | 0 | 0 | 0 | 0 | 0 | 0 | 0 | 0 |  |  | 1 | 0 | 0 | 0 | 0 | 0 | 0 | 0 | 0 | 0 | 0 | 0 | 0 | 0 | 0 |  |  | 1 | 0 | 0 | 0 | 0 | 0 | 0 | 0 | 0 | 0 | 0 | 0 | 0 | 0 | 0 |  |  | 1 | 0 | 0 | 0 | 0 | 0 | 0 | 0 | 0 | 0 | 0 | 0 | 0 | 0 | 0 |  |  | 1 | 0 | 0 | 0 | 0 | 0 | 0 | 0 | 0 | 0 | 0 | 0 | 0 | 0 | 0 |  |  | 1 | 0 | 0 | 0 | 0 | 0 | 0 | 0 | 0 | 0 | 0 | 0 | 0 | 0 | 0 |  |  | 1 | 0 | 0 | 0 | 0 | 0 | 0 | 0 | 0 | 0 | 0 | 0 | 0 | 0 | 0 |  |  | 1 | 0 | 0 | 0 | 0 | 0 | 0 | 0 | 0 | 0 | 0 | 0 | 0 | 0 | 0 |  |  | 1 | 0 | 0 | 0 | 0 | 0 | 0 | 0 | 0 | 0 | 0 | 0 | 0 | 0 | 0
1.2 | +3 | 121 |  |  | 121 |  |  | 121 |  |  | 121 |  |  | 121 |  | 145.2 | 0 | 0 | 145.2 | 0 | 0 | 145.2 | 0 | 0 | 145.2 | 0 | 0 | 145.2 | 0 |  |  | 2 | 0 | 5.6584 | 0 | 5.6584 | 0 | 5.6584 | 0 | 5.6584 | 0 | 5.6584 | 0 | 5.6584 | 0 | 5.6584 |  |  | 2 | 0 | 9.6316 | 0 | 9.6316 | 0 | 9.6316 | 0 | 9.6316 | 0 | 9.6316 | 0 | 9.6316 | 0 | 9.6316 |  |  | 2 | 0 | 10.9868 | 0 | 10.9868 | 0 | 10.9868 | 0 | 10.9868 | 0 | 10.9868 | 0 | 10.9868 | 0 | 10.9868 |  |  | 2 | 0 | 3.0756 | 0 | 3.0756 | 0 | 3.0756 | 0 | 3.0756 | 0 | 3.0756 | 0 | 3.0756 | 0 | 3.0756 |  |  | 2 | 0 | 2.4596 | 0 | 2.4596 | 0 | 2.4596 | 0 | 2.4596 | 0 | 2.4596 | 0 | 2.4596 | 0 | 2.4596 |  |  | 2 | 0 | 1.0648 | 0 | 1.0648 | 0 | 1.0648 | 0 | 1.0648 | 0 | 1.0648 | 0 | 1.0648 | 0 | 1.0648 |  |  | 2 | 0 | 5.2096 | 0 | 5.2096 | 0 | 5.2096 | 0 | 5.2096 | 0 | 5.2096 | 0 | 5.2096 | 0 | 5.2096 |  |  | 2 | 0 | 4.6772 | 0 | 4.6772 | 0 | 4.6772 | 0 | 4.6772 | 0 | 4.6772 | 0 | 4.6772 | 0 | 4.6772 |  |  | 2 | 0 | 1.2364 | 0 | 1.2364 | 0 | 1.2364 | 0 | 1.2364 | 0 | 1.2364 | 0 | 1.2364 | 0 | 1.2364
| +4 |  |  | 105 |  |  |  | 105 |  |  |  | 105 |  |  |  | 0 | 0 | 126 | 0 | 0 | 0 | 126 | 0 | 0 | 0 | 126 | 0 | 0 | 0 |  |  | 3 | 15.5606 | 0 | 0 | 15.5606 | 0 | 0 | 15.5606 | 0 | 0 | 15.5606 | 0 | 0 | 15.5606 | 0 |  |  | 3 | 26.4869 | 0 | 0 | 26.4869 | 0 | 0 | 26.4869 | 0 | 0 | 26.4869 | 0 | 0 | 26.4869 | 0 |  |  | 3 | 30.2137 | 0 | 0 | 30.2137 | 0 | 0 | 30.2137 | 0 | 0 | 30.2137 | 0 | 0 | 30.2137 | 0 |  |  | 3 | 8.4579 | 0 | 0 | 8.4579 | 0 | 0 | 8.4579 | 0 | 0 | 8.4579 | 0 | 0 | 8.4579 | 0 |  |  | 3 | 6.7639 | 0 | 0 | 6.7639 | 0 | 0 | 6.7639 | 0 | 0 | 6.7639 | 0 | 0 | 6.7639 | 0 |  |  | 3 | 2.9282 | 0 | 0 | 2.9282 | 0 | 0 | 2.9282 | 0 | 0 | 2.9282 | 0 | 0 | 2.9282 | 0 |  |  | 3 | 14.3264 | 0 | 0 | 14.3264 | 0 | 0 | 14.3264 | 0 | 0 | 14.3264 | 0 | 0 | 14.3264 | 0 |  |  | 3 | 12.8623 | 0 | 0 | 12.8623 | 0 | 0 | 12.8623 | 0 | 0 | 12.8623 | 0 | 0 | 12.8623 | 0 |  |  | 3 | 3.4001 | 0 | 0 | 3.4001 | 0 | 0 | 3.4001 | 0 | 0 | 3.4001 | 0 | 0 | 3.4001 | 0
| +5 | [5 empty] | 130 |  |  |  |  | 130 |  |  |  | 0 | 0 | 0 | 0 | 0 | 156 | 0 | 0 | 0 | 0 | 156 | 0 | 0 | 0 |  |  | 4 | 0 | 0 | 13.503 | 0 | 0 | 0 | 13.503 | 0 | 0 | 0 | 13.503 | 0 | 0 | 0 |  |  | 4 | 0 | 0 | 22.9845 | 0 | 0 | 0 | 22.9845 | 0 | 0 | 0 | 22.9845 | 0 | 0 | 0 |  |  | 4 | 0 | 0 | 26.2185 | 0 | 0 | 0 | 26.2185 | 0 | 0 | 0 | 26.2185 | 0 | 0 | 0 |  |  | 4 | 0 | 0 | 7.3395 | 0 | 0 | 0 | 7.3395 | 0 | 0 | 0 | 7.3395 | 0 | 0 | 0 |  |  | 4 | 0 | 0 | 5.8695 | 0 | 0 | 0 | 5.8695 | 0 | 0 | 0 | 5.8695 | 0 | 0 | 0 |  |  | 4 | 0 | 0 | 2.541 | 0 | 0 | 0 | 2.541 | 0 | 0 | 0 | 2.541 | 0 | 0 | 0 |  |  | 4 | 0 | 0 | 12.432 | 0 | 0 | 0 | 12.432 | 0 | 0 | 0 | 12.432 | 0 | 0 | 0 |  |  | 4 | 0 | 0 | 11.1615 | 0 | 0 | 0 | 11.1615 | 0 | 0 | 0 | 11.1615 | 0 | 0 | 0 |  |  | 4 | 0 | 0 | 2.9505 | 0 | 0 | 0 | 2.9505 | 0 | 0 | 0 | 2.9505 | 0 | 0 | 0
| +6 |  |  |  |  | 163 | [5 empty] | 163 |  |  |  | 0 | 0 | 0 | 0 | 195.6 | 0 | 0 | 0 | 0 | 0 | 195.6 | 0 | 0 | 0 |  |  | 5 | 0 | 0 | 0 | 0 | 0 | 16.718 | 0 | 0 | 0 | 0 | 16.718 | 0 | 0 | 0 |  |  | 5 | 0 | 0 | 0 | 0 | 0 | 28.457 | 0 | 0 | 0 | 0 | 28.457 | 0 | 0 | 0 |  |  | 5 | 0 | 0 | 0 | 0 | 0 | 32.461 | 0 | 0 | 0 | 0 | 32.461 | 0 | 0 | 0 |  |  | 5 | 0 | 0 | 0 | 0 | 0 | 9.087 | 0 | 0 | 0 | 0 | 9.087 | 0 | 0 | 0 |  |  | 5 | 0 | 0 | 0 | 0 | 0 | 7.267 | 0 | 0 | 0 | 0 | 7.267 | 0 | 0 | 0 |  |  | 5 | 0 | 0 | 0 | 0 | 0 | 3.146 | 0 | 0 | 0 | 0 | 3.146 | 0 | 0 | 0 |  |  | 5 | 0 | 0 | 0 | 0 | 0 | 15.392 | 0 | 0 | 0 | 0 | 15.392 | 0 | 0 | 0 |  |  | 5 | 0 | 0 | 0 | 0 | 0 | 13.819 | 0 | 0 | 0 | 0 | 13.819 | 0 | 0 | 0 |  |  | 5 | 0 | 0 | 0 | 0 | 0 | 3.653 | 0 | 0 | 0 | 0 | 3.653 | 0 | 0 | 0
| +7 | [5 empty] | 135 | [6 empty] | 135 |  | 0 | 0 | 0 | 0 | 0 | 162 | 0 | 0 | 0 | 0 | 0 | 0 | 162 | 0 |  |  | 6 | 0 | 0 | 0 | 0 | 20.9618 | 0 | 0 | 0 | 0 | 0 | 20.9618 | 0 | 0 | 0 |  |  | 6 | 0 | 0 | 0 | 0 | 35.6807 | 0 | 0 | 0 | 0 | 0 | 35.6807 | 0 | 0 | 0 |  |  | 6 | 0 | 0 | 0 | 0 | 40.7011 | 0 | 0 | 0 | 0 | 0 | 40.7011 | 0 | 0 | 0 |  |  | 6 | 0 | 0 | 0 | 0 | 11.3937 | 0 | 0 | 0 | 0 | 0 | 11.3937 | 0 | 0 | 0 |  |  | 6 | 0 | 0 | 0 | 0 | 9.1117 | 0 | 0 | 0 | 0 | 0 | 9.1117 | 0 | 0 | 0 |  |  | 6 | 0 | 0 | 0 | 0 | 3.9446 | 0 | 0 | 0 | 0 | 0 | 3.9446 | 0 | 0 | 0 |  |  | 6 | 0 | 0 | 0 | 0 | 19.2992 | 0 | 0 | 0 | 0 | 0 | 19.2992 | 0 | 0 | 0 |  |  | 6 | 0 | 0 | 0 | 0 | 17.3269 | 0 | 0 | 0 | 0 | 0 | 17.3269 | 0 | 0 | 0 |  |  | 6 | 0 | 0 | 0 | 0 | 4.5803 | 0 | 0 | 0 | 0 | 0 | 4.5803 | 0 | 0 | 0
| Sum | 121 | 44 | 105 | 165 | 163 | 309 | 226 | 44 | 0 | 165 | 398 | 44 | 256 | [17 empty] | 7 | 0 | 0 | 0 | 0 | 0 | 17.361 | 0 | 0 | 0 | 0 | 0 | 0 | 17.361 | 0 |  |  | 7 | 0 | 0 | 0 | 0 | 0 | 29.5515 | 0 | 0 | 0 | 0 | 0 | 0 | 29.5515 | 0 |  |  | 7 | 0 | 0 | 0 | 0 | 0 | 33.7095 | 0 | 0 | 0 | 0 | 0 | 0 | 33.7095 | 0 |  |  | 7 | 0 | 0 | 0 | 0 | 0 | 9.4365 | 0 | 0 | 0 | 0 | 0 | 0 | 9.4365 | 0 |  |  | 7 | 0 | 0 | 0 | 0 | 0 | 7.5465 | 0 | 0 | 0 | 0 | 0 | 0 | 7.5465 | 0 |  |  | 7 | 0 | 0 | 0 | 0 | 0 | 3.267 | 0 | 0 | 0 | 0 | 0 | 0 | 3.267 | 0 |  |  | 7 | 0 | 0 | 0 | 0 | 0 | 15.984 | 0 | 0 | 0 | 0 | 0 | 0 | 15.984 | 0 |  |  | 7 | 0 | 0 | 0 | 0 | 0 | 14.3505 | 0 | 0 | 0 | 0 | 0 | 0 | 14.3505 | 0 |  |  | 7 | 0 | 0 | 0 | 0 | 0 | 3.7935 | 0 | 0 | 0 | 0 | 0 | 0 | 3.7935 | 0
[31 empty] | A |  | M | T | W | T | F | S | S | M | T | W | T | F | S | S |  | B |  | M | T | W | T | F | S | S | M | T | W | T | F | S | S |  | C |  | M | T | W | T | F | S | S | M | T | W | T | F | S | S |  | D |  | M | T | W | T | F | S | S | M | T | W | T | F | S | S |  | E |  | M | T | W | T | F | S | S | M | T | W | T | F | S | S |  | F |  | M | T | W | T | F | S | S | M | T | W | T | F | S | S |  | G |  | M | T | W | T | F | S | S | M | T | W | T | F | S | S |  | H |  | M | T | W | T | F | S | S | M | T | W | T | F | S | S |  | I |  | M | T | W | T | F | S | S | M | T | W | T | F | S | S
SUM |  | M | T | W | T | F | S | S | M | T | W | T | F | S | S | M | T | W | T | F | S | S | M | T | W | T | F | S | S |  | Dishwasher |  | 8.0286 | 15.0759 | 11.8823 | 18.2873 | 10.5977 | 21.8734 | 12.5246 | 18.2873 | 11.8823 | 17.645 | 8.0286 | 25.0849 | 12.5246 | 15.0759 |  | Dishwasher |  | 13.6661 | 25.6618 | 20.2258 | 31.1283 | 18.0392 | 37.2324 | 21.3191 | 31.1283 | 20.2258 | 30.035 | 13.6661 | 42.6989 | 21.3191 | 25.6618 |  | Dishwasher |  | 15.5889 | 29.2725 | 23.0716 | 35.5081 | 20.5774 | 42.4712 | 24.3187 | 35.5081 | 23.0716 | 34.261 | 15.5889 | 48.7067 | 24.3187 | 29.2725 |  | Dishwasher |  | 4.3639 | 8.1944 | 6.4586 | 9.94 | 5.7603 | 11.8892 | 6.8077 | 9.94 | 6.4586 | 9.5909 | 4.3639 | 13.6348 | 6.8077 | 8.1944 |  | Dishwasher |  | 3.4899 | 6.5532 | 5.165 | 7.9492 | 4.6066 | 9.508 | 5.4442 | 7.9492 | 5.165 | 7.67 | 3.4899 | 10.9039 | 5.4442 | 6.5532 |  | Dishwasher |  | 1.5108 | 2.837 | 2.236 | 3.4413 | 1.9943 | 4.1161 | 2.3569 | 3.4413 | 2.236 | 3.3204 | 1.5108 | 4.7205 | 2.3569 | 2.837 |  | Dishwasher |  | 7.3918 | 13.8801 | 10.9398 | 16.8368 | 9.7572 | 20.1385 | 11.5312 | 16.8368 | 10.9398 | 16.2455 | 7.3918 | 23.0952 | 11.5312 | 13.8801 |  | Dishwasher |  | 6.6364 | 12.4616 | 9.8218 | 15.1162 | 8.76 | 18.0804 | 10.3527 | 15.1162 | 9.8218 | 14.5853 | 6.6364 | 20.735 | 10.3527 | 12.4616 |  | Dishwasher |  | 1.7543 | 3.2942 | 2.5964 | 3.9959 | 2.3157 | 4.7795 | 2.7367 | 3.9959 | 2.5964 | 3.8556 | 1.7543 | 5.4812 | 2.7367 | 3.2942
| daily | 102.3817 | 102.3817 | 102.3817 | 102.3817 | 102.3817 | 102.3817 | 102.3817 | 102.3817 | 102.3817 | 102.3817 | 102.3817 | 102.3817 | 102.3817 | 102.3817 | 233.9068 | 233.9068 | 233.9068 | 233.9068 | 233.9068 | 233.9068 | 233.9068 | 233.9068 | 233.9068 | 233.9068 | 233.9068 | 233.9068 | 233.9068 | 233.9068 |  | Tumble Dryer |  | 12.6883 | 17.6235 | 7.7961 | 7.9678 | 19.1255 | 9.1265 | 34.0597 | 3.0755 | 7.7961 | 14.0187 | 19.1255 | 11.5726 | 25.5626 | 3.0755 |  | Tumble Dryer |  | 21.5978 | 29.9983 | 13.2704 | 13.5625 | 32.555 | 15.5348 | 57.9756 | 5.2351 | 13.2704 | 23.8623 | 32.555 | 19.6986 | 43.5122 | 5.2351 |  | Tumble Dryer |  | 24.6367 | 34.2192 | 15.1375 | 15.4708 | 37.1356 | 17.7206 | 66.133 | 5.9717 | 15.1375 | 27.2198 | 37.1356 | 22.4702 | 49.6345 | 5.9717 |  | Tumble Dryer |  | 6.8967 | 9.5792 | 4.2375 | 4.3308 | 10.3956 | 4.9606 | 18.513 | 1.6717 | 4.2375 | 7.6198 | 10.3956 | 6.2902 | 13.8945 | 1.6717 |  | Tumble Dryer |  | 5.5154 | 7.6606 | 3.3888 | 3.4634 | 8.3135 | 3.9671 | 14.8051 | 1.3369 | 3.3888 | 6.0937 | 8.3135 | 5.0304 | 11.1116 | 1.3369 |  | Tumble Dryer |  | 2.3877 | 3.3164 | 1.4671 | 1.4994 | 3.599 | 1.7174 | 6.4094 | 0.57875 | 1.4671 | 2.638 | 3.599 | 2.1777 | 4.8104 | 0.57875 |  | Tumble Dryer |  | 11.682 | 16.2257 | 7.1778 | 7.3358 | 17.6085 | 8.4026 | 31.3582 | 2.8316 | 7.1778 | 12.9068 | 17.6085 | 10.6547 | 23.5351 | 2.8316 |  | Tumble Dryer |  | 10.4881 | 14.5675 | 6.4442 | 6.5861 | 15.809 | 7.5439 | 28.1535 | 2.5422 | 6.4442 | 11.5878 | 15.809 | 9.5658 | 21.1299 | 2.5422 |  | Tumble Dryer |  | 2.7725 | 3.8509 | 1.7035 | 1.741 | 4.1791 | 1.9942 | 7.4423 | 0.67202 | 1.7035 | 3.0632 | 4.1791 | 2.5287 | 5.5856 | 0.67202
| +2 | 36.7075 | 112.5808 | 36.7075 | 112.5808 | 36.7075 | 112.5808 | 36.7075 | 112.5808 | 36.7075 | 112.5808 | 36.7075 | 112.5808 | 36.7075 | 98.8002 | 146.8298 | 172.7761 | 146.8298 | 172.7761 | 146.8298 | 172.7761 | 146.8298 | 172.7761 | 146.8298 | 172.7761 | 146.8298 | 172.7761 | 146.8298 | 108.6962 |  | Washer Dryer |  | 7.3358 | 7.5721 | 6.7021 | 4.8655 | 2.0622 | 9.3765 | 7.3358 | 3.8344 | 2.0622 | 12.212 | 4.8977 | 3.8344 | 7.3358 | 4.7688 |  | Washer Dryer |  | 12.4868 | 12.889 | 11.4082 | 8.2819 | 3.5102 | 15.9604 | 12.4868 | 6.5268 | 3.5102 | 20.787 | 8.3367 | 6.5268 | 12.4868 | 8.1173 |  | Washer Dryer |  | 14.2437 | 14.7025 | 13.0133 | 9.4472 | 4.0041 | 18.2061 | 14.2437 | 7.4451 | 4.0041 | 23.7118 | 9.5097 | 7.4451 | 14.2437 | 9.2595 |  | Washer Dryer |  | 3.9873 | 4.1158 | 3.6429 | 2.6446 | 1.1209 | 5.0966 | 3.9873 | 2.0842 | 1.1209 | 6.6378 | 2.6621 | 2.0842 | 3.9873 | 2.5921 |  | Washer Dryer |  | 3.1887 | 3.2914 | 2.9133 | 2.1149 | 0.89639 | 4.0758 | 3.1887 | 1.6667 | 0.89639 | 5.3083 | 2.1289 | 1.6667 | 3.1887 | 2.0729 |  | Washer Dryer |  | 1.3805 | 1.4249 | 1.2612 | 0.91558 | 0.38806 | 1.7645 | 1.3805 | 0.72155 | 0.38806 | 2.2981 | 0.92165 | 0.72155 | 1.3805 | 0.89739 |  | Washer Dryer |  | 6.7539 | 6.9715 | 6.1705 | 4.4796 | 1.8986 | 8.6328 | 6.7539 | 3.5302 | 1.8986 | 11.2434 | 4.5092 | 3.5302 | 6.7539 | 4.3906 |  | Washer Dryer |  | 6.0637 | 6.259 | 5.5399 | 4.0218 | 1.7046 | 7.7505 | 6.0637 | 3.1695 | 1.7046 | 10.0944 | 4.0484 | 3.1695 | 6.0637 | 3.9419 |  | Washer Dryer |  | 1.6029 | 1.6546 | 1.4645 | 1.0631 | 0.4506 | 2.0488 | 1.6029 | 0.83784 | 0.4506 | 2.6684 | 1.0702 | 0.83784 | 1.6029 | 1.042
| +3 | 167.0601 | 8.0178 | 29.9667 | 167.0601 | 0 | 29.9667 | 167.0601 | 0 | 29.9667 | 167.0601 | 0 | 29.9667 | 167.0601 | 0 | 334.6519 | 37.2829 | 30.566 | 334.6519 | 0 | 30.566 | 334.6519 | 0 | 30.566 | 334.6519 | 0 | 30.566 | 334.6519 | 0 |  | Washer Machine |  | 15.5606 | 5.6584 | 13.503 | 21.219 | 20.9618 | 39.7374 | 29.0636 | 5.6584 | 0 | 21.219 | 51.1828 | 5.6584 | 32.9216 | 5.6584 |  | Washer Machine |  | 26.4869 | 9.6316 | 22.9845 | 36.1185 | 35.6807 | 67.6401 | 49.4714 | 9.6316 | 0 | 36.1185 | 87.1222 | 9.6316 | 56.0384 | 9.6316 |  | Washer Machine |  | 30.2137 | 10.9868 | 26.2185 | 41.2005 | 40.7011 | 77.1573 | 56.4322 | 10.9868 | 0 | 41.2005 | 99.3806 | 10.9868 | 63.9232 | 10.9868 |  | Washer Machine |  | 8.4579 | 3.0756 | 7.3395 | 11.5335 | 11.3937 | 21.5991 | 15.7974 | 3.0756 | 0 | 11.5335 | 27.8202 | 3.0756 | 17.8944 | 3.0756 |  | Washer Machine |  | 6.7639 | 2.4596 | 5.8695 | 9.2235 | 9.1117 | 17.2731 | 12.6334 | 2.4596 | 0 | 9.2235 | 22.2482 | 2.4596 | 14.3104 | 2.4596 |  | Washer Machine |  | 2.9282 | 1.0648 | 2.541 | 3.993 | 3.9446 | 7.4778 | 5.4692 | 1.0648 | 0 | 3.993 | 9.6316 | 1.0648 | 6.1952 | 1.0648 |  | Washer Machine |  | 14.3264 | 5.2096 | 12.432 | 19.536 | 19.2992 | 36.5856 | 26.7584 | 5.2096 | 0 | 19.536 | 47.1232 | 5.2096 | 30.3104 | 5.2096 |  | Washer Machine |  | 12.8623 | 4.6772 | 11.1615 | 17.5395 | 17.3269 | 32.8467 | 24.0238 | 4.6772 | 0 | 17.5395 | 42.3074 | 4.6772 | 27.2128 | 4.6772 |  | Washer Machine |  | 3.4001 | 1.2364 | 2.9505 | 4.6365 | 4.5803 | 8.6829 | 6.3506 | 1.2364 | 0 | 4.6365 | 11.1838 | 1.2364 | 7.1936 | 1.2364
| +4 | 0 | 68.0991 | 105 | 24.9723 | 0 | 68.0991 | 105 | 24.9723 | 0 | 68.0991 | 105 | 24.9723 | 0 | 21.0468 | 0 | 286.0766 | 126 | 25.4717 | 0 | 286.0766 | 126 | 25.4717 | 0 | 286.0766 | 126 | 25.4717 | 0 | 97.8675
| +5 | 0 | 66.0734 | 0 | 0 | 19.9778 | 152.049 | 66.0734 | 0 | 0 | 19.9778 | 152.049 | 66.0734 | 0 | 0 | 0 | 264.2937 | 0 | 0 | 20.3774 | 258.5278 | 264.2937 | 0 | 0 | 20.3774 | 258.5278 | 264.2937 | 0 | 0
| +6 | 32.99 | 0 | 0 | 0 | 251.0979 | 22.8912 | 32.99 | 0 | 0 | 0 | 251.0979 | 22.8912 | 32.99 | 0 | 153.4034 | 0 | 0 | 0 | 547.9915 | 23.3491 | 153.4034 | 0 | 0 | 0 | 547.9915 | 23.3491 | 153.4034 | 0
| +7 | 0 | 0 | 36.0802 | 0 | 0 | 135 | 135.0724 | 0 | 0 | 36.0802 | 0 | 0 | 270.0724 | 0 | 0 | 0 | 167.7728 | 0 | 0 | 162 | 436.1053 | 0 | 0 | 167.7728 | 0 | 0 | 598.1053 | 0
| Sum | 339.1392 | 357.1529 | 310.1361 | 406.9949 | 410.1649 | 622.9686 | 645.285 | 239.9348 | 169.0559 | 506.1797 | 647.2361 | 358.8662 | 609.2116 | 222.2287 | 868.7919 | 994.336 | 705.0755 | 766.8065 | 949.1055 | 1167.2025 | 1695.1909 | 432.1546 | 411.3026 | 1215.5616 | 1313.256 | 750.3634 | 1466.8972 | 440.4705
1.1329

## Use Pattern
Use of Appliances (Surveyed)
A |  |  | 1 | 2 | 3 | 4 | 5 | 6 | 7 | 8 | 9 | 10 | 11 | 12 | 13 | 14 | 15 | 16 | 17 | 18 | 19 | 20 | 21 | 22 | 23 | 24
No of Appliances
Dishwasher |  | 8.0286 | Use of Appliances (Surveyed) 1: 0.3; Use of Appliances (Surveyed) 2: 0.5; Use of Appliances (Surveyed) 3: 0.2; Use of Appliances (Surveyed) 19: 0.2; Use of Appliances (Surveyed) 20: 0.25; Use of Appliances (Surveyed) 21: 0.4; Use of Appliances (Surveyed) 22: 0.15 | 2
Tumble Dryer | per/cycle | 19.1255 | Use of Appliances (Surveyed) 9: 0.2; Use of Appliances (Surveyed) 10: 0.65; Use of Appliances (Surveyed) 11: 0.15; Use of Appliances (Surveyed) 21: 0.2; Use of Appliances (Surveyed) 22: 0.25; Use of Appliances (Surveyed) 23: 0.35; Use of Appliances (Surveyed) 24: 0.2 | 2
Washer Dryer | per/cycle | 4.8977 | Use of Appliances (Surveyed) 9: 0.15; Use of Appliances (Surveyed) 10: 0.65; Use of Appliances (Surveyed) 11: 0.15; Use of Appliances (Surveyed) 12: 0.05; Use of Appliances (Surveyed) 19: 0.05; Use of Appliances (Surveyed) 20: 0.2; Use of Appliances (Surveyed) 21: 0.27; Use of Appliances (Surveyed) 22: 0.28; Use of Appliances (Surveyed) 23: 0.2 | 2
Washing Machine | per/cycle | 51.1828 | Use of Appliances (Surveyed) 9: 0.15; Use of Appliances (Surveyed) 10: 0.65; Use of Appliances (Surveyed) 11: 0.15; Use of Appliances (Surveyed) 12: 0.05; Use of Appliances (Surveyed) 19: 0.05; Use of Appliances (Surveyed) 20: 0.2; Use of Appliances (Surveyed) 21: 0.25; Use of Appliances (Surveyed) 22: 0.35; Use of Appliances (Surveyed) 23: 0.15 | 2
B |  |  | 1 | 2 | 3 | 4 | 5 | 6 | 7 | 8 | 9 | 10 | 11 | 12 | 13 | 14 | 15 | 16 | 17 | 18 | 19 | 20 | 21 | 22 | 23 | 24
No of Appliances
Dishwasher |  | 13.6661 | 1: 0.2; 2: 0.3; 3: 0.4; 4: 0.1; 0.25 21: 0.2; 0.35 22: 0.35; 0.15 23: 0.3; 0.15 24: 0.15 | 2
Tumble Dryer | per/cycle | 32.555 | 7: 0.2; 8: 0.4; 0.15 9: 0.25; 0.65 10: 0.15; 0.05 18: 0.2; 0.05 19: 0.3; 0.2 20: 0.35; 0.25 21: 0.15 | 2
Washer Dryer | per/cycle | 8.3367 | 6: 0.15; 7: 0.65; 8: 0.15; 0.15 9: 0.05; 0.05 16: 0.05; 0.05 17: 0.2; 0.05 18: 0.27; 0.05 19: 0.28; 0.2 20: 0.2 | 2
Washing Machine | per/cycle | 87.1222 | 6: 0.15; 7: 0.15; 8: 0.4; 0.15 9: 0.2; 0.65 10: 0.1; 0.05 16: 0.15; 0.05 17: 0.2; 0.05 18: 0.37; 0.05 19: 0.28 | 2
C |  |  | 1 | 2 | 3 | 4 | 5 | 6 | 7 | 8 | 9 | 10 | 11 | 12 | 13 | 14 | 15 | 16 | 17 | 18 | 19 | 20 | 21 | 22 | 23 | 24
No of Appliances
Dishwasher |  | 15.5889 | 0.2 9: 0.35; 0.1 10: 0.25; 0.1 11: 0.2; 0.1 12: 0.2; 0.15 16: 0.2; 0.2 17: 0.35; 0.37 18: 0.3; 0.28 19: 0.15 | 2
Tumble Dryer | per/cycle | 37.1356 | 2: 0.2; 3: 0.4; 4: 0.25; 5: 0.15; 0.28 20: 0.2; 0.28 21: 0.3; 0.28 22: 0.35; 0.28 23: 0.15 | 2
Washer Dryer | per/cycle | 9.5097 | 1: 0.15; 2: 0.65; 3: 0.15; 4: 0.05; 0.28 19: 0.05; 0.28 20: 0.2; 0.28 21: 0.27; 0.28 22: 0.28; 0.28 23: 0.2 | 2
Washing Machine | per/cycle | 99.3806 | 1: 0.35; 2: 0.25; 3: 0.2; 4: 0.15; 5: 0.05; 0.28 21: 0.2; 0.28 22: 0.37; 0.28 23: 0.28; 0.28 24: 0.15 | 2
D |  |  | 1 | 2 | 3 | 4 | 5 | 6 | 7 | 8 | 9 | 10 | 11 | 12 | 13 | 14 | 15 | 16 | 17 | 18 | 19 | 20 | 21 | 22 | 23 | 24
No of Appliances
Dishwasher |  | 4.3639 | 0.05 12: 0.2; 0.05 13: 0.25; 0.05 14: 0.35; 0.05 15: 0.2; 0.05 16: 0.3; 0.05 17: 0.25; 0.05 18: 0.3; 0.05 19: 0.15 | 2
Tumble Dryer | per/cycle | 10.3956 | 0.05 11: 0.2; 0.05 12: 0.4; 0.05 13: 0.25; 0.05 14: 0.15; 0.05 18: 0.2; 0.05 19: 0.3; 0.05 20: 0.35; 0.2 21: 0.15 | 2
Washer Dryer | per/cycle | 2.6621 | 0.35 1: 0.15; 0.25 2: 0.65; 0.2 3: 0.15; 0.15 4: 0.05; 0.05 16: 0.05; 0.05 17: 0.2; 0.05 18: 0.27; 0.05 19: 0.28; 0.05 20: 0.2 | 2
Washing Machine | per/cycle | 27.8202 | 0.15 4: 0.15; 0.05 5: 0.15; 0.05 6: 0.3; 0.05 7: 0.15; 0.05 8: 0.15; 0.05 17: 0.15; 0.05 18: 0.2; 0.05 19: 0.25; 0.05 20: 0.3; 0.2 21: 0.2 | 2
E |  |  | 1 | 2 | 3 | 4 | 5 | 6 | 7 | 8 | 9 | 10 | 11 | 12 | 13 | 14 | 15 | 16 | 17 | 18 | 19 | 20 | 21 | 22 | 23 | 24
No of Appliances
Dishwasher |  | 3.4899 | 0.15 12: 0.1; 0.15 13: 0.3; 0.15 14: 0.4; 0.15 15: 0.2; 0.15 16: 0.2; 0.15 17: 0.25; 0.2 18: 0.3; 0.25 19: 0.25 | 2
Tumble Dryer | per/cycle | 8.3135 | 0.15 11: 0.2; 0.15 12: 0.4; 0.15 13: 0.25; 0.15 14: 0.15; 0.2 18: 0.2; 0.25 19: 0.3; 0.3 20: 0.35; 0.2 21: 0.15 | 2
Washer Dryer | per/cycle | 2.1289 | 1: 0.15; 2: 0.65; 3: 0.15; 0.15 4: 0.05; 0.15 16: 0.05; 0.15 17: 0.2; 0.2 18: 0.27; 0.25 19: 0.28; 0.3 20: 0.2 | 2
Washing Machine | per/cycle | 22.2482 | 0.15 4: 0.3; 0.15 5: 0.25; 0.3 6: 0.2; 0.15 7: 0.15; 0.15 8: 0.1; 0.15 17: 0.15; 0.2 18: 0.2; 0.25 19: 0.35; 0.3 20: 0.2; 0.2 21: 0.1 | 2
F |  |  | 1 | 2 | 3 | 4 | 5 | 6 | 7 | 8 | 9 | 10 | 11 | 12 | 13 | 14 | 15 | 16 | 17 | 18 | 19 | 20 | 21 | 22 | 23 | 24
No of Appliances
Dishwasher |  | 1.5108 | 0.15 7: 0.1; 0.1 8: 0.3; 0.1 9: 0.4; 0.1 10: 0.2; 0.1 21: 0.2; 0.1 22: 0.35; 0.1 23: 0.3; 0.1 24: 0.15 | 2
Tumble Dryer | per/cycle | 3.599 | 0.1 9: 0.2; 0.1 10: 0.4; 0.1 11: 0.25; 0.1 12: 0.15; 0.15 17: 0.2; 0.2 18: 0.3; 0.35 19: 0.35; 0.2 20: 0.15 | 2
Washer Dryer | per/cycle | 0.92165 | 1: 0.15; 2: 0.65; 3: 0.15; 0.3 4: 0.05; 0.15 17: 0.05; 0.2 18: 0.2; 0.35 19: 0.27; 0.2 20: 0.28; 0.1 21: 0.2 | 2
Washing Machine | per/cycle | 9.6316 | 1: 0.1; 2: 0.3; 3: 0.2; 0.3 4: 0.15; 0.25 5: 0.15; 0.2 6: 0.1; 0.1 16: 0.2; 0.15 17: 0.4; 0.2 18: 0.25; 0.35 19: 0.15 | 2
G |  |  | 1 | 2 | 3 | 4 | 5 | 6 | 7 | 8 | 9 | 10 | 11 | 12 | 13 | 14 | 15 | 16 | 17 | 18 | 19 | 20 | 21 | 22 | 23 | 24
No of Appliances
Dishwasher |  | 7.3918 | 0.1 12: 0.2; 0.1 13: 0.3; 0.1 14: 0.4; 0.1 15: 0.1; 0.25 18: 0.3; 0.15 19: 0.25; 0.15 20: 0.3; 0.15 21: 0.15 | 2
Tumble Dryer | per/cycle | 17.6085 | 0.1 9: 0.2; 0.1 10: 0.4; 0.1 11: 0.25; 0.1 12: 0.15; 0.15 20: 0.2; 0.15 21: 0.3; 0.15 22: 0.35; 0.15 23: 0.15 | 2
Washer Dryer | per/cycle | 4.5092 | 0.15 5: 0.15; 0.1 6: 0.65; 0.1 7: 0.15; 0.1 8: 0.05; 0.15 20: 0.05; 0.15 21: 0.2; 0.15 22: 0.27; 0.15 23: 0.28; 0.15 24: 0.2 | 2
Washing Machine | per/cycle | 47.1232 | 0.1 7: 0.15; 0.1 8: 0.15; 0.1 9: 0.3; 0.1 10: 0.15; 0.1 11: 0.25; 0.4 17: 0.15; 0.25 18: 0.2; 0.15 19: 0.37; 0.15 20: 0.28 | 2
H |  |  | 1 | 2 | 3 | 4 | 5 | 6 | 7 | 8 | 9 | 10 | 11 | 12 | 13 | 14 | 15 | 16 | 17 | 18 | 19 | 20 | 21 | 22 | 23 | 24
No of Appliances
Dishwasher |  | 6.6364 | 0.15 7: 0.1; 0.15 8: 0.3; 0.3 9: 0.4; 0.15 10: 0.2; 0.2 18: 0.2; 0.37 19: 0.25; 0.28 20: 0.3; 0.28 21: 0.25 | 2
Tumble Dryer | per/cycle | 15.809 | 0.25 11: 0.2; 0.25 12: 0.4; 0.25 13: 0.25; 0.25 14: 0.15; 0.28 20: 0.2; 0.28 21: 0.3; 0.28 22: 0.35; 0.28 23: 0.15 | 2
Washer Dryer | per/cycle | 4.0484 | 0.15 8: 0.15; 0.3 9: 0.65; 0.15 10: 0.15; 0.25 11: 0.05; 0.2 18: 0.05; 0.37 19: 0.2; 0.28 20: 0.27; 0.28 21: 0.28; 0.28 22: 0.2 | 2
Washing Machine | per/cycle | 42.3074 | 0.15 8: 0.15; 0.3 9: 0.15; 0.15 10: 0.35; 0.25 11: 0.2; 0.25 12: 0.15; 0.37 19: 0.1; 0.28 20: 0.15; 0.28 21: 0.35; 0.28 22: 0.25; 0.28 23: 0.15 | 2
I |  |  | 1 | 2 | 3 | 4 | 5 | 6 | 7 | 8 | 9 | 10 | 11 | 12 | 13 | 14 | 15 | 16 | 17 | 18 | 19 | 20 | 21 | 22 | 23 | 24
No of Appliances
Dishwasher |  | 1.7543 | 0.15 12: 0.1; 0.15 13: 0.2; 0.15 14: 0.3; 0.15 15: 0.4; 0.35 21: 0.2; 0.25 22: 0.25; 0.15 23: 0.4; 0.15 24: 0.15 | 2
Tumble Dryer | per/cycle | 4.1791 | 0.2 11: 0.2; 0.15 12: 0.4; 0.15 13: 0.25; 0.15 14: 0.15; 0.15 18: 0.05; 0.1 19: 0.2; 0.15 20: 0.27; 0.35 21: 0.28; 0.25 22: 0.2 | 2
Washer Dryer | per/cycle | 1.0702 | 1: 0.15; 2: 0.65; 3: 0.15; 4: 0.05; 0.15 20: 0.05; 0.35 21: 0.2; 0.25 22: 0.27; 0.15 23: 0.28; 0.15 24: 0.2 | 2
Washing Machine | per/cycle | 11.1838 | 4: 0.15; 5: 0.15; 6: 0.35; 7: 0.2; 0.15 8: 0.15; 0.15 16: 0.1; 0.15 17: 0.15; 0.15 18: 0.35; 0.1 19: 0.25; 0.15 20: 0.15 | 2
* No of Appliances column represent the forecasted number of appliances daily use within the community for every category
** The percentage of the appliances used hourly within the forecasted day

## No of Appliance - Use Pattern
| 0.4 | 0.6 | No of Appliances used per hour per category for different categories
A |  |  | 1 | 2 | 3 | 4 | 5 | 6 | 7 | 8 | 9 | 10 | 11 | 12 | 13 | 14 | 15 | 16 | 17 | 18 | 19 | 20 | 21 | 22 | 23 | 24
|  | No of Appliances | 60 | 120 | 180 | 240 | 300 | 360 | 420 | 480 | 540 | 600 | 660 | 720 | 780 | 840 | 900 | 960 | 1020 | 1080 | 1140 | 1200 | 1260 | 1320 | 1380 | 1440
Dishwasher |  | 8.0286 | 0.96343 | 1.6057 | 0.64229 | 0 | 0 | 0 | 0 | 0 | 0 | 0 | 0 | 0 | 0 | 0 | 0 | 0 | 0 | 0 | 0.96343 | 1.2043 | 1.9269 | 0.72257 | 0 | 0
Tumble Dryer | per/cycle | 19.1255 | 0 | 0 | 0 | 0 | 0 | 0 | 0 | 0 | 1.53 | 4.9726 | 1.1475 | 0 | 0 | 0 | 0 | 0 | 0 | 0 | 0 | 0 | 2.2951 | 2.8688 | 4.0164 | 2.2951
Washer Dryer | per/cycle | 4.8977 | 0 | 0 | 0 | 0 | 0 | 0 | 0 | 0 | 0.29386 | 1.2734 | 0.29386 | 0.097954 | 0 | 0 | 0 | 0 | 0 | 0 | 0.14693 | 0.58772 | 0.79342 | 0.82281 | 0.58772 | 0
Washing Machine | per/cycle | 51.1828 | 0 | 0 | 0 | 0 | 0 | 0 | 0 | 0 | 3.071 | 13.3075 | 3.071 | 1.0237 | 0 | 0 | 0 | 0 | 0 | 0 | 1.5355 | 6.1419 | 7.6774 | 10.7484 | 4.6065 | 0
B |  |  | 1 | 2 | 3 | 4 | 5 | 6 | 7 | 8 | 9 | 10 | 11 | 12 | 13 | 14 | 15 | 16 | 17 | 18 | 19 | 20 | 21 | 22 | 23 | 24
|  | No of Appliances | 60 | 120 | 180 | 240 | 300 | 360 | 420 | 480 | 540 | 600 | 660 | 720 | 780 | 840 | 900 | 960 | 1020 | 1080 | 1140 | 1200 | 1260 | 1320 | 1380 | 1440
Dishwasher |  | 13.6661 | 1.0933 | 1.6399 | 2.1866 | 0.54664 | 0 | 0 | 0 | 0 | 0 | 0 | 0 | 0 | 0 | 0 | 0 | 0 | 0 | 0 | 0 | 0 | 1.6399 | 2.8699 | 2.4599 | 1.2299
Tumble Dryer | per/cycle | 32.555 | 0 | 0 | 0 | 0 | 0 | 0 | 2.6044 | 5.2088 | 3.2555 | 1.9533 | 0 | 0 | 0 | 0 | 0 | 0 | 0 | 3.9066 | 5.8599 | 6.8365 | 2.9299 | 0 | 0 | 0
Washer Dryer | per/cycle | 8.3367 | 0 | 0 | 0 | 0 | 0 | 0.5002 | 2.1675 | 0.5002 | 0.16673 | 0 | 0 | 0 | 0 | 0 | 0 | 0.2501 | 1.0004 | 1.3505 | 1.4006 | 1.0004 | 0 | 0 | 0 | 0
Washing Machine | per/cycle | 87.1222 | 0 | 0 | 0 | 0 | 0 | 5.2273 | 5.2273 | 13.9396 | 6.9698 | 3.4849 | 0 | 0 | 0 | 0 | 0 | 7.841 | 10.4547 | 19.3411 | 14.6365 | 0 | 0 | 0 | 0 | 0
C |  |  | 1 | 2 | 3 | 4 | 5 | 6 | 7 | 8 | 9 | 10 | 11 | 12 | 13 | 14 | 15 | 16 | 17 | 18 | 19 | 20 | 21 | 22 | 23 | 24
|  | No of Appliances | 60 | 120 | 180 | 240 | 300 | 360 | 420 | 480 | 540 | 600 | 660 | 720 | 780 | 840 | 900 | 960 | 1020 | 1080 | 1140 | 1200 | 1260 | 1320 | 1380 | 1440
Dishwasher |  | 15.5889 | 0 | 0 | 0 | 0 | 0 | 0 | 0 | 0 | 2.1825 | 1.5589 | 1.2471 | 1.2471 | 0 | 0 | 0 | 1.8707 | 3.2737 | 2.806 | 1.403 | 0 | 0 | 0 | 0 | 0
Tumble Dryer | per/cycle | 37.1356 | 0 | 2.9708 | 5.9417 | 3.7136 | 2.2281 | 0 | 0 | 0 | 0 | 0 | 0 | 0 | 0 | 0 | 0 | 0 | 0 | 0 | 0 | 4.4563 | 6.6844 | 7.7985 | 3.3422 | 0
Washer Dryer | per/cycle | 9.5097 | 0.57058 | 2.4725 | 0.57058 | 0.19019 | 0 | 0 | 0 | 0 | 0 | 0 | 0 | 0 | 0 | 0 | 0 | 0 | 0 | 0 | 0.28529 | 1.1412 | 1.5406 | 1.5976 | 1.1412 | 0
Washing Machine | per/cycle | 99.3806 | 13.9133 | 9.9381 | 7.9504 | 5.9628 | 1.9876 | 0 | 0 | 0 | 0 | 0 | 0 | 0 | 0 | 0 | 0 | 0 | 0 | 0 | 0 | 0 | 11.9257 | 22.0625 | 16.6959 | 8.9443
D |  |  | 1 | 2 | 3 | 4 | 5 | 6 | 7 | 8 | 9 | 10 | 11 | 12 | 13 | 14 | 15 | 16 | 17 | 18 | 19 | 20 | 21 | 22 | 23 | 24
|  | No of Appliances | 60 | 120 | 180 | 240 | 300 | 360 | 420 | 480 | 540 | 600 | 660 | 720 | 780 | 840 | 900 | 960 | 1020 | 1080 | 1140 | 1200 | 1260 | 1320 | 1380 | 1440
Dishwasher |  | 4.3639 | 0 | 0 | 0 | 0 | 0 | 0 | 0 | 0 | 0 | 0 | 0 | 0.34911 | 0.43639 | 0.61095 | 0.34911 | 0.7855 | 0.65459 | 0.7855 | 0.39275 | 0 | 0 | 0 | 0 | 0
Tumble Dryer | per/cycle | 10.3956 | 0 | 0 | 0 | 0 | 0 | 0 | 0 | 0 | 0 | 0 | 0.83165 | 1.6633 | 1.0396 | 0.62374 | 0 | 0 | 0 | 1.2475 | 1.8712 | 2.1831 | 0.9356 | 0 | 0 | 0
Washer Dryer | per/cycle | 2.6621 | 0.15973 | 0.69215 | 0.15973 | 0.053242 | 0 | 0 | 0 | 0 | 0 | 0 | 0 | 0 | 0 | 0 | 0 | 0.079863 | 0.31945 | 0.43126 | 0.44724 | 0.31945 | 0 | 0 | 0 | 0
Washing Machine | per/cycle | 27.8202 | 0 | 0 | 0 | 1.6692 | 1.6692 | 3.3384 | 1.6692 | 1.6692 | 0 | 0 | 0 | 0 | 0 | 0 | 0 | 0 | 2.5038 | 3.3384 | 4.173 | 5.0076 | 3.3384 | 0 | 0 | 0
E |  |  | 1 | 2 | 3 | 4 | 5 | 6 | 7 | 8 | 9 | 10 | 11 | 12 | 13 | 14 | 15 | 16 | 17 | 18 | 19 | 20 | 21 | 22 | 23 | 24
|  | No of Appliances | 60 | 120 | 180 | 240 | 300 | 360 | 420 | 480 | 540 | 600 | 660 | 720 | 780 | 840 | 900 | 960 | 1020 | 1080 | 1140 | 1200 | 1260 | 1320 | 1380 | 1440
Dishwasher |  | 3.4899 | 0 | 0 | 0 | 0 | 0 | 0 | 0 | 0 | 0 | 0 | 0 | 0.13959 | 0.41878 | 0.55838 | 0.27919 | 0.41878 | 0.52348 | 0.62818 | 0.52348 | 0 | 0 | 0 | 0 | 0
Tumble Dryer | per/cycle | 8.3135 | 0 | 0 | 0 | 0 | 0 | 0 | 0 | 0 | 0 | 0 | 0.66508 | 1.3302 | 0.83135 | 0.49881 | 0 | 0 | 0 | 0.99762 | 1.4964 | 1.7458 | 0.74821 | 0 | 0 | 0
Washer Dryer | per/cycle | 2.1289 | 0.12774 | 0.55352 | 0.12774 | 0.042579 | 0 | 0 | 0 | 0 | 0 | 0 | 0 | 0 | 0 | 0 | 0 | 0.063868 | 0.25547 | 0.34489 | 0.35766 | 0.25547 | 0 | 0 | 0 | 0
Washing Machine | per/cycle | 22.2482 | 0 | 0 | 0 | 2.6698 | 2.2248 | 1.7799 | 1.3349 | 0.88993 | 0 | 0 | 0 | 0 | 0 | 0 | 0 | 0 | 2.0023 | 2.6698 | 4.6721 | 2.6698 | 1.3349 | 0 | 0 | 0
F |  |  | 1 | 2 | 3 | 4 | 5 | 6 | 7 | 8 | 9 | 10 | 11 | 12 | 13 | 14 | 15 | 16 | 17 | 18 | 19 | 20 | 21 | 22 | 23 | 24
|  | No of Appliances | 60 | 120 | 180 | 240 | 300 | 360 | 420 | 480 | 540 | 600 | 660 | 720 | 780 | 840 | 900 | 960 | 1020 | 1080 | 1140 | 1200 | 1260 | 1320 | 1380 | 1440
Dishwasher |  | 1.5108 | 0 | 0 | 0 | 0 | 0 | 0 | 0.060433 | 0.1813 | 0.24173 | 0.12087 | 0 | 0 | 0 | 0 | 0 | 0 | 0 | 0 | 0 | 0 | 0.1813 | 0.31727 | 0.27195 | 0.13597
Tumble Dryer | per/cycle | 3.599 | 0 | 0 | 0 | 0 | 0 | 0 | 0 | 0 | 0.28792 | 0.57585 | 0.3599 | 0.21594 | 0 | 0 | 0 | 0 | 0.43189 | 0.64783 | 0.7558 | 0.32391 | 0 | 0 | 0 | 0
Washer Dryer | per/cycle | 0.92165 | 0.055299 | 0.23963 | 0.055299 | 0.018433 | 0 | 0 | 0 | 0 | 0 | 0 | 0 | 0 | 0 | 0 | 0 | 0 | 0.027649 | 0.1106 | 0.14931 | 0.15484 | 0.1106 | 0 | 0 | 0
Washing Machine | per/cycle | 9.6316 | 0.38526 | 1.1558 | 0.77053 | 0.5779 | 0.5779 | 0.38526 | 0 | 0 | 0 | 0 | 0 | 0 | 0 | 0 | 0 | 1.1558 | 2.3116 | 1.4447 | 0.86684 | 0 | 0 | 0 | 0 | 0
G |  |  | 1 | 2 | 3 | 4 | 5 | 6 | 7 | 8 | 9 | 10 | 11 | 12 | 13 | 14 | 15 | 16 | 17 | 18 | 19 | 20 | 21 | 22 | 23 | 24
|  | No of Appliances | 60 | 120 | 180 | 240 | 300 | 360 | 420 | 480 | 540 | 600 | 660 | 720 | 780 | 840 | 900 | 960 | 1020 | 1080 | 1140 | 1200 | 1260 | 1320 | 1380 | 1440
Dishwasher |  | 7.3918 | 0 | 0 | 0 | 0 | 0 | 0 | 0 | 0 | 0 | 0 | 0 | 0.59134 | 0.88701 | 1.1827 | 0.29567 | 0 | 0 | 1.3305 | 1.1088 | 1.3305 | 0.66526 | 0 | 0 | 0
Tumble Dryer | per/cycle | 17.6085 | 0 | 0 | 0 | 0 | 0 | 0 | 0 | 0 | 1.4087 | 2.8174 | 1.7609 | 1.0565 | 0 | 0 | 0 | 0 | 0 | 0 | 0 | 2.113 | 3.1695 | 3.6978 | 1.5848 | 0
Washer Dryer | per/cycle | 4.5092 | 0 | 0 | 0 | 0 | 0.27055 | 1.1724 | 0.27055 | 0.090184 | 0 | 0 | 0 | 0 | 0 | 0 | 0 | 0 | 0 | 0 | 0 | 0.13528 | 0.54111 | 0.73049 | 0.75755 | 0.54111
Washing Machine | per/cycle | 47.1232 | 0 | 0 | 0 | 0 | 0 | 0 | 2.8274 | 2.8274 | 5.6548 | 2.8274 | 4.7123 | 0 | 0 | 0 | 0 | 0 | 4.2411 | 5.6548 | 10.4614 | 7.9167 | 0 | 0 | 0 | 0
H |  |  | 1 | 2 | 3 | 4 | 5 | 6 | 7 | 8 | 9 | 10 | 11 | 12 | 13 | 14 | 15 | 16 | 17 | 18 | 19 | 20 | 21 | 22 | 23 | 24
|  | No of Appliances | 60 | 120 | 180 | 240 | 300 | 360 | 420 | 480 | 540 | 600 | 660 | 720 | 780 | 840 | 900 | 960 | 1020 | 1080 | 1140 | 1200 | 1260 | 1320 | 1380 | 1440
Dishwasher |  | 6.6364 | 0 | 0 | 0 | 0 | 0 | 0 | 0.26546 | 0.79637 | 1.0618 | 0.53091 | 0 | 0 | 0 | 0 | 0 | 0 | 0 | 0.79637 | 0.99546 | 1.1945 | 0.99546 | 0 | 0 | 0
Tumble Dryer | per/cycle | 15.809 | 0 | 0 | 0 | 0 | 0 | 0 | 0 | 0 | 0 | 0 | 1.2647 | 2.5294 | 1.5809 | 0.94854 | 0 | 0 | 0 | 0 | 0 | 1.8971 | 2.8456 | 3.3199 | 1.4228 | 0
Washer Dryer | per/cycle | 4.0484 | 0 | 0 | 0 | 0 | 0 | 0 | 0 | 0.2429 | 1.0526 | 0.2429 | 0.080968 | 0 | 0 | 0 | 0 | 0 | 0 | 0.12145 | 0.48581 | 0.65584 | 0.68013 | 0.48581 | 0 | 0
Washing Machine | per/cycle | 42.3074 | 0 | 0 | 0 | 0 | 0 | 0 | 0 | 2.5384 | 2.5384 | 5.923 | 3.3846 | 2.5384 | 0 | 0 | 0 | 0 | 0 | 0 | 2.5384 | 3.8077 | 8.8846 | 6.3461 | 3.8077 | 0
I |  |  | 1 | 2 | 3 | 4 | 5 | 6 | 7 | 8 | 9 | 10 | 11 | 12 | 13 | 14 | 15 | 16 | 17 | 18 | 19 | 20 | 21 | 22 | 23 | 24
|  | No of Appliances | 60 | 120 | 180 | 240 | 300 | 360 | 420 | 480 | 540 | 600 | 660 | 720 | 780 | 840 | 900 | 960 | 1020 | 1080 | 1140 | 1200 | 1260 | 1320 | 1380 | 1440
Dishwasher |  | 1.7543 | 0 | 0 | 0 | 0 | 0 | 0 | 0 | 0 | 0 | 0 | 0 | 0.070172 | 0.14034 | 0.21052 | 0.28069 | 0 | 0 | 0 | 0 | 0 | 0.21052 | 0.26315 | 0.42103 | 0.15789
Tumble Dryer | per/cycle | 4.1791 | 0 | 0 | 0 | 0 | 0 | 0 | 0 | 0 | 0 | 0 | 0.33432 | 0.66865 | 0.41791 | 0.25074 | 0 | 0 | 0 | 0.12537 | 0.50149 | 0.67701 | 0.70208 | 0.50149 | 0 | 0
Washer Dryer | per/cycle | 1.0702 | 0.064211 | 0.27825 | 0.064211 | 0.021404 | 0 | 0 | 0 | 0 | 0 | 0 | 0 | 0 | 0 | 0 | 0 | 0 | 0 | 0 | 0 | 0.032105 | 0.12842 | 0.17337 | 0.17979 | 0.12842
Washing Machine | per/cycle | 11.1838 | 0 | 0 | 0 | 0.67103 | 0.67103 | 1.5657 | 0.8947 | 0.67103 | 0 | 0 | 0 | 0 | 0 | 0 | 0 | 0.67103 | 1.0065 | 2.3486 | 1.6776 | 1.0065 | 0 | 0 | 0 | 0
* No of Appliances column represent the forecasted number of appliances daily use within the community for every category
** The hourly representation of the forecasted number of appliances use

## Energy Consumption
| 0.4 | 0.6 |  | Energy Consumption of Appliances per day
A |  |  | 1 | 2 | 3 | 4 | 5 | 6 | 7 | 8 | 9 | 10 | 11 | 12 | 13 | 14 | 15 | 16 | 17 | 18 | 19 | 20 | 21 | 22 | 23 | 24
|  | kWh/cycle | 60 | 120 | 180 | 240 | 300 | 360 | 420 | 480 | 540 | 600 | 660 | 720 | 780 | 840 | 900 | 960 | 1020 | 1080 | 1140 | 1200 | 1260 | 1320 | 1380 | 1440
Dishwasher |  | 1.02 | 0.9827 | 1.6378 | 0.65513 | 0 | 0 | 0 | 0 | 0 | 0 | 0 | 0 | 0 | 0 | 0 | 0 | 0 | 0 | 0 | 0.9827 | 1.2284 | 1.9654 | 0.73702 | 0 | 0
Tumble Dryer | per/cycle | 0 | 0 | 0 | 0 | 0 | 0 | 0 | 0 | 0 | 0 | 0 | 0 | 0 | 0 | 0 | 0 | 0 | 0 | 0 | 0 | 0 | 0 | 0 | 0 | 0
Washer Dryer | per/cycle | 1.2 | 0 | 0 | 0 | 0 | 0 | 0 | 0 | 0 | 0.35263 | 1.5281 | 0.35263 | 0.11754 | 0 | 0 | 0 | 0 | 0 | 0 | 0.17632 | 0.70527 | 0.95211 | 0.98737 | 0.70527 | 0
Washing Machine | per/cycle | 1.2 | 0 | 0 | 0 | 0 | 0 | 0 | 0 | 0 | 3.6852 | 15.969 | 3.6852 | 1.2284 | 0 | 0 | 0 | 0 | 0 | 0 | 1.8426 | 7.3703 | 9.2129 | 12.8981 | 5.5277 | 0
|  |  | 0.9827 | 1.6378 | 0.65513 | 0 | 0 | 0 | 0 | 0 | 4.0378 | 17.4971 | 4.0378 | 1.3459 | 0 | 0 | 0 | 0 | 0 | 0 | 3.0016 | 9.304 | 12.1304 | 14.6225 | 6.233 | 0
B |  |  | 1 | 2 | 3 | 4 | 5 | 6 | 7 | 8 | 9 | 10 | 11 | 12 | 13 | 14 | 15 | 16 | 17 | 18 | 19 | 20 | 21 | 22 | 23 | 24
|  | No of Appliances | 60 | 120 | 180 | 240 | 300 | 360 | 420 | 480 | 540 | 600 | 660 | 720 | 780 | 840 | 900 | 960 | 1020 | 1080 | 1140 | 1200 | 1260 | 1320 | 1380 | 1440
Dishwasher |  | 1.02 | 1.1152 | 1.6727 | 2.2303 | 0.55758 | 0 | 0 | 0 | 0 | 0 | 0 | 0 | 0 | 0 | 0 | 0 | 0 | 0 | 0 | 0 | 0 | 1.6727 | 2.9273 | 2.5091 | 1.2545
Tumble Dryer | per/cycle | 0 | 0 | 0 | 0 | 0 | 0 | 0 | 0 | 0 | 0 | 0 | 0 | 0 | 0 | 0 | 0 | 0 | 0 | 0 | 0 | 0 | 0 | 0 | 0 | 0
Washer Dryer | per/cycle | 1.2 | 0 | 0 | 0 | 0 | 0 | 0.60024 | 2.6011 | 0.60024 | 0.20008 | 0 | 0 | 0 | 0 | 0 | 0 | 0.30012 | 1.2005 | 1.6207 | 1.6807 | 1.2005 | 0 | 0 | 0 | 0
Washing Machine | per/cycle | 1.2 | 0 | 0 | 0 | 0 | 0 | 6.2728 | 6.2728 | 16.7275 | 8.3637 | 4.1819 | 0 | 0 | 0 | 0 | 0 | 9.4092 | 12.5456 | 23.2094 | 17.5638 | 0 | 0 | 0 | 0 | 0
|  |  | 1.1152 | 1.6727 | 2.2303 | 0.55758 | 0 | 6.873 | 8.8739 | 17.3277 | 8.5638 | 4.1819 | 0 | 0 | 0 | 0 | 0 | 9.7093 | 13.7461 | 24.83 | 19.2445 | 1.2005 | 1.6727 | 2.9273 | 2.5091 | 1.2545
C |  |  | 1 | 2 | 3 | 4 | 5 | 6 | 7 | 8 | 9 | 10 | 11 | 12 | 13 | 14 | 15 | 16 | 17 | 18 | 19 | 20 | 21 | 22 | 23 | 24
|  | No of Appliances | 60 | 120 | 180 | 240 | 300 | 360 | 420 | 480 | 540 | 600 | 660 | 720 | 780 | 840 | 900 | 960 | 1020 | 1080 | 1140 | 1200 | 1260 | 1320 | 1380 | 1440
Dishwasher |  | 1.02 | 0 | 0 | 0 | 0 | 0 | 0 | 0 | 0 | 2.2261 | 1.5901 | 1.2721 | 1.2721 | 0 | 0 | 0 | 1.9081 | 3.3391 | 2.8621 | 1.4311 | 0 | 0 | 0 | 0 | 0
Tumble Dryer | per/cycle | 0 | 0 | 0 | 0 | 0 | 0 | 0 | 0 | 0 | 0 | 0 | 0 | 0 | 0 | 0 | 0 | 0 | 0 | 0 | 0 | 0 | 0 | 0 | 0 | 0
Washer Dryer | per/cycle | 1.2 | 0.6847 | 2.967 | 0.6847 | 0.22823 | 0 | 0 | 0 | 0 | 0 | 0 | 0 | 0 | 0 | 0 | 0 | 0 | 0 | 0 | 0.34235 | 1.3694 | 1.8487 | 1.9172 | 1.3694 | 0
Washing Machine | per/cycle | 1.2 | 16.6959 | 11.9257 | 9.5405 | 7.1554 | 2.3851 | 0 | 0 | 0 | 0 | 0 | 0 | 0 | 0 | 0 | 0 | 0 | 0 | 0 | 0 | 0 | 14.3108 | 26.475 | 20.0351 | 10.7331
|  |  | 17.3806 | 14.8927 | 10.2252 | 7.3836 | 2.3851 | 0 | 0 | 0 | 2.2261 | 1.5901 | 1.2721 | 1.2721 | 0 | 0 | 0 | 1.9081 | 3.3391 | 2.8621 | 1.7734 | 1.3694 | 16.1595 | 28.3922 | 21.4045 | 10.7331
D |  |  | 1 | 2 | 3 | 4 | 5 | 6 | 7 | 8 | 9 | 10 | 11 | 12 | 13 | 14 | 15 | 16 | 17 | 18 | 19 | 20 | 21 | 22 | 23 | 24
|  | No of Appliances | 60 | 120 | 180 | 240 | 300 | 360 | 420 | 480 | 540 | 600 | 660 | 720 | 780 | 840 | 900 | 960 | 1020 | 1080 | 1140 | 1200 | 1260 | 1320 | 1380 | 1440
Dishwasher |  | 1.02 | 0 | 0 | 0 | 0 | 0 | 0 | 0 | 0 | 0 | 0 | 0 | 0.35609 | 0.44512 | 0.62317 | 0.35609 | 0.80121 | 0.66768 | 0.80121 | 0.40061 | 0 | 0 | 0 | 0 | 0
Tumble Dryer | per/cycle | 0 | 0 | 0 | 0 | 0 | 0 | 0 | 0 | 0 | 0 | 0 | 0 | 0 | 0 | 0 | 0 | 0 | 0 | 0 | 0 | 0 | 0 | 0 | 0 | 0
Washer Dryer | per/cycle | 1.2 | 0.19167 | 0.83058 | 0.19167 | 0.063891 | 0 | 0 | 0 | 0 | 0 | 0 | 0 | 0 | 0 | 0 | 0 | 0.095836 | 0.38334 | 0.51752 | 0.53668 | 0.38334 | 0 | 0 | 0 | 0
Washing Machine | per/cycle | 1.2 | 0 | 0 | 0 | 2.0031 | 2.0031 | 4.0061 | 2.0031 | 2.0031 | 0 | 0 | 0 | 0 | 0 | 0 | 0 | 0 | 3.0046 | 4.0061 | 5.0076 | 6.0092 | 4.0061 | 0 | 0 | 0
|  |  | 0.19167 | 0.83058 | 0.19167 | 2.0669 | 2.0031 | 4.0061 | 2.0031 | 2.0031 | 0 | 0 | 0 | 0.35609 | 0.44512 | 0.62317 | 0.35609 | 0.89705 | 4.0556 | 5.3248 | 5.9449 | 6.3925 | 4.0061 | 0 | 0 | 0
E |  |  | 1 | 2 | 3 | 4 | 5 | 6 | 7 | 8 | 9 | 10 | 11 | 12 | 13 | 14 | 15 | 16 | 17 | 18 | 19 | 20 | 21 | 22 | 23 | 24
|  | No of Appliances | 60 | 120 | 180 | 240 | 300 | 360 | 420 | 480 | 540 | 600 | 660 | 720 | 780 | 840 | 900 | 960 | 1020 | 1080 | 1140 | 1200 | 1260 | 1320 | 1380 | 1440
Dishwasher |  | 1.02 | 0 | 0 | 0 | 0 | 0 | 0 | 0 | 0 | 0 | 0 | 0 | 0.14239 | 0.42716 | 0.56955 | 0.28477 | 0.42716 | 0.53395 | 0.64074 | 0.53395 | 0 | 0 | 0 | 0 | 0
Tumble Dryer | per/cycle | 0 | 0 | 0 | 0 | 0 | 0 | 0 | 0 | 0 | 0 | 0 | 0 | 0 | 0 | 0 | 0 | 0 | 0 | 0 | 0 | 0 | 0 | 0 | 0 | 0
Washer Dryer | per/cycle | 1.2 | 0.15328 | 0.66423 | 0.15328 | 0.051094 | 0 | 0 | 0 | 0 | 0 | 0 | 0 | 0 | 0 | 0 | 0 | 0.076642 | 0.30657 | 0.41386 | 0.42919 | 0.30657 | 0 | 0 | 0 | 0
Washing Machine | per/cycle | 1.2 | 0 | 0 | 0 | 3.2037 | 2.6698 | 2.1358 | 1.6019 | 1.0679 | 0 | 0 | 0 | 0 | 0 | 0 | 0 | 0 | 2.4028 | 3.2037 | 5.6065 | 3.2037 | 1.6019 | 0 | 0 | 0
|  |  | 0.15328 | 0.66423 | 0.15328 | 3.2548 | 2.6698 | 2.1358 | 1.6019 | 1.0679 | 0 | 0 | 0 | 0.14239 | 0.42716 | 0.56955 | 0.28477 | 0.5038 | 3.2433 | 4.2583 | 6.5697 | 3.5103 | 1.6019 | 0 | 0 | 0
F |  |  | 1 | 2 | 3 | 4 | 5 | 6 | 7 | 8 | 9 | 10 | 11 | 12 | 13 | 14 | 15 | 16 | 17 | 18 | 19 | 20 | 21 | 22 | 23 | 24
|  | No of Appliances | 60 | 120 | 180 | 240 | 300 | 360 | 420 | 480 | 540 | 600 | 660 | 720 | 780 | 840 | 900 | 960 | 1020 | 1080 | 1140 | 1200 | 1260 | 1320 | 1380 | 1440
Dishwasher |  | 1.02 | 0 | 0 | 0 | 0 | 0 | 0 | 0.061642 | 0.18492 | 0.24657 | 0.12328 | 0 | 0 | 0 | 0 | 0 | 0 | 0 | 0 | 0 | 0 | 0.18492 | 0.32362 | 0.27739 | 0.13869
Tumble Dryer | per/cycle | 0 | 0 | 0 | 0 | 0 | 0 | 0 | 0 | 0 | 0 | 0 | 0 | 0 | 0 | 0 | 0 | 0 | 0 | 0 | 0 | 0 | 0 | 0 | 0 | 0
Washer Dryer | per/cycle | 1.2 | 0.066359 | 0.28755 | 0.066359 | 0.02212 | 0 | 0 | 0 | 0 | 0 | 0 | 0 | 0 | 0 | 0 | 0 | 0 | 0.033179 | 0.13272 | 0.17917 | 0.1858 | 0.13272 | 0 | 0 | 0
Washing Machine | per/cycle | 1.2 | 0.46232 | 1.387 | 0.92463 | 0.69348 | 0.69348 | 0.46232 | 0 | 0 | 0 | 0 | 0 | 0 | 0 | 0 | 0 | 1.387 | 2.7739 | 1.7337 | 1.0402 | 0 | 0 | 0 | 0 | 0
|  |  | 0.52868 | 1.6745 | 0.99099 | 0.71559 | 0.69348 | 0.46232 | 0.061642 | 0.18492 | 0.24657 | 0.12328 | 0 | 0 | 0 | 0 | 0 | 1.387 | 2.8071 | 1.8664 | 1.2194 | 0.1858 | 0.31764 | 0.32362 | 0.27739 | 0.13869
G |  |  | 1 | 2 | 3 | 4 | 5 | 6 | 7 | 8 | 9 | 10 | 11 | 12 | 13 | 14 | 15 | 16 | 17 | 18 | 19 | 20 | 21 | 22 | 23 | 24
|  | No of Appliances | 60 | 120 | 180 | 240 | 300 | 360 | 420 | 480 | 540 | 600 | 660 | 720 | 780 | 840 | 900 | 960 | 1020 | 1080 | 1140 | 1200 | 1260 | 1320 | 1380 | 1440
Dishwasher |  | 1.02 | 0 | 0 | 0 | 0 | 0 | 0 | 0 | 0 | 0 | 0 | 0 | 0.60317 | 0.90475 | 1.2063 | 0.30158 | 0 | 0 | 1.3571 | 1.1309 | 1.3571 | 0.67857 | 0 | 0 | 0
Tumble Dryer | per/cycle | 0 | 0 | 0 | 0 | 0 | 0 | 0 | 0 | 0 | 0 | 0 | 0 | 0 | 0 | 0 | 0 | 0 | 0 | 0 | 0 | 0 | 0 | 0 | 0 | 0
Washer Dryer | per/cycle | 1.2 | 0 | 0 | 0 | 0 | 0.32466 | 1.4069 | 0.32466 | 0.10822 | 0 | 0 | 0 | 0 | 0 | 0 | 0 | 0 | 0 | 0 | 0 | 0.16233 | 0.64933 | 0.87659 | 0.90906 | 0.64933
Washing Machine | per/cycle | 1.2 | 0 | 0 | 0 | 0 | 0 | 0 | 3.3929 | 3.3929 | 6.7857 | 3.3929 | 5.6548 | 0 | 0 | 0 | 0 | 0 | 5.0893 | 6.7857 | 12.5536 | 9.5 | 0 | 0 | 0 | 0
|  |  | 0 | 0 | 0 | 0 | 0.32466 | 1.4069 | 3.7175 | 3.5011 | 6.7857 | 3.3929 | 5.6548 | 0.60317 | 0.90475 | 1.2063 | 0.30158 | 0 | 5.0893 | 8.1429 | 13.6846 | 11.0195 | 1.3279 | 0.87659 | 0.90906 | 0.64933
H |  |  | 1 | 2 | 3 | 4 | 5 | 6 | 7 | 8 | 9 | 10 | 11 | 12 | 13 | 14 | 15 | 16 | 17 | 18 | 19 | 20 | 21 | 22 | 23 | 24
|  | No of Appliances | 60 | 120 | 180 | 240 | 300 | 360 | 420 | 480 | 540 | 600 | 660 | 720 | 780 | 840 | 900 | 960 | 1020 | 1080 | 1140 | 1200 | 1260 | 1320 | 1380 | 1440
Dishwasher |  | 1.02 | 0 | 0 | 0 | 0 | 0 | 0 | 0.27076 | 0.81229 | 1.0831 | 0.54153 | 0 | 0 | 0 | 0 | 0 | 0 | 0 | 0.81229 | 1.0154 | 1.2184 | 1.0154 | 0 | 0 | 0
Tumble Dryer | per/cycle | 0 | 0 | 0 | 0 | 0 | 0 | 0 | 0 | 0 | 0 | 0 | 0 | 0 | 0 | 0 | 0 | 0 | 0 | 0 | 0 | 0 | 0 | 0 | 0 | 0
Washer Dryer | per/cycle | 1.2 | 0 | 0 | 0 | 0 | 0 | 0 | 0 | 0.29148 | 1.2631 | 0.29148 | 0.097162 | 0 | 0 | 0 | 0 | 0 | 0 | 0.14574 | 0.58297 | 0.78701 | 0.81616 | 0.58297 | 0 | 0
Washing Machine | per/cycle | 1.2 | 0 | 0 | 0 | 0 | 0 | 0 | 0 | 3.0461 | 3.0461 | 7.1076 | 4.0615 | 3.0461 | 0 | 0 | 0 | 0 | 0 | 0 | 3.0461 | 4.5692 | 10.6615 | 7.6153 | 4.5692 | 0
|  |  | 0 | 0 | 0 | 0 | 0 | 0 | 0.27076 | 4.1499 | 5.3923 | 7.9407 | 4.1587 | 3.0461 | 0 | 0 | 0 | 0 | 0 | 0.95803 | 4.6445 | 6.5746 | 12.493 | 8.1983 | 4.5692 | 0
I |  |  | 1 | 2 | 3 | 4 | 5 | 6 | 7 | 8 | 9 | 10 | 11 | 12 | 13 | 14 | 15 | 16 | 17 | 18 | 19 | 20 | 21 | 22 | 23 | 24
|  | No of Appliances | 60 | 120 | 180 | 240 | 300 | 360 | 420 | 480 | 540 | 600 | 660 | 720 | 780 | 840 | 900 | 960 | 1020 | 1080 | 1140 | 1200 | 1260 | 1320 | 1380 | 1440
Dishwasher |  | 1.02 | 0 | 0 | 0 | 0 | 0 | 0 | 0 | 0 | 0 | 0 | 0 | 0.071575 | 0.14315 | 0.21473 | 0.2863 | 0 | 0 | 0 | 0 | 0 | 0.21473 | 0.26841 | 0.42945 | 0.16104
Tumble Dryer | per/cycle | 0 | 0 | 0 | 0 | 0 | 0 | 0 | 0 | 0 | 0 | 0 | 0 | 0 | 0 | 0 | 0 | 0 | 0 | 0 | 0 | 0 | 0 | 0 | 0 | 0
Washer Dryer | per/cycle | 1.2 | 0.077053 | 0.3339 | 0.077053 | 0.025684 | 0 | 0 | 0 | 0 | 0 | 0 | 0 | 0 | 0 | 0 | 0 | 0 | 0 | 0 | 0 | 0.038526 | 0.15411 | 0.20804 | 0.21575 | 0.15411
Washing Machine | per/cycle | 1.2 | 0 | 0 | 0 | 0.80523 | 0.80523 | 1.8789 | 1.0736 | 0.80523 | 0 | 0 | 0 | 0 | 0 | 0 | 0 | 0.80523 | 1.2079 | 2.8183 | 2.0131 | 1.2079 | 0 | 0 | 0 | 0
|  |  | 0.077053 | 0.3339 | 0.077053 | 0.83092 | 0.80523 | 1.8789 | 1.0736 | 0.80523 | 0 | 0 | 0 | 0.071575 | 0.14315 | 0.21473 | 0.2863 | 0.80523 | 1.2079 | 2.8183 | 2.0131 | 1.2464 | 0.36883 | 0.47645 | 0.6452 | 0.31515
Sum |  |  | 1 | 2 | 3 | 4 | 5 | 6 | 7 | 8 | 9 | 10 | 11 | 12 | 13 | 14 | 15 | 16 | 17 | 18 | 19 | 20 | 21 | 22 | 23 | 24
Dishwasher |  |  | 2.0978 | 3.3106 | 2.8854 | 0.55758 | 0 | 0 | 0.33241 | 0.99722 | 3.5557 | 2.2549 | 1.2721 | 2.4453 | 1.9202 | 2.6138 | 1.2288 | 3.1365 | 4.5408 | 6.4735 | 5.4946 | 3.8039 | 5.7317 | 4.2563 | 3.2159 | 1.5543
Tumble Dryer |  |  | 0 | 0 | 0 | 0 | 0 | 0 | 0 | 0 | 0 | 0 | 0 | 0 | 0 | 0 | 0 | 0 | 0 | 0 | 0 | 0 | 0 | 0 | 0 | 0
Washer Dryer |  |  | 1.1731 | 5.0833 | 1.1731 | 0.39102 | 0.32466 | 2.0071 | 2.9257 | 0.99995 | 1.8158 | 1.8196 | 0.44979 | 0.11754 | 0 | 0 | 0 | 0.4726 | 1.9236 | 2.8305 | 3.9274 | 5.1387 | 4.5531 | 4.5721 | 3.1995 | 0.80343
Washing Machine |  |  | 17.1583 | 13.3126 | 10.4652 | 13.8609 | 8.5567 | 14.7559 | 14.3442 | 27.0427 | 21.8808 | 30.6514 | 13.4015 | 4.2745 | 0 | 0 | 0 | 11.6014 | 27.024 | 41.757 | 48.6736 | 31.8603 | 39.7932 | 46.9884 | 30.1321 | 10.7331
|  |  | 20.4292 | 21.7065 | 14.5237 | 14.8095 | 8.8813 | 16.7631 | 17.6024 | 29.0398 | 27.2523 | 34.7259 | 15.1233 | 6.8373 | 1.9202 | 2.6138 | 1.2288 | 15.2104 | 33.4884 | 51.061 | 58.0956 | 40.803 | 50.078 | 55.8168 | 36.5475 | 13.0908 | 587.6485
|  |  | 0.020429 | 0.021706 | 0.014524 | 0.01481 | 0.0088813 | 0.016763 | 0.017602 | 0.02904 | 0.027252 | 0.034726 | 0.015123 | 0.0068373 | 0.0019202 | 0.0026138 | 0.0012288 | 0.01521 | 0.033488 | 0.051061 | 0.058096 | 0.040803 | 0.050078 | 0.055817 | 0.036547 | 0.013091 | 0.58765
* The kWh/cycle column represents the average energy consumption of the appliances within the community
** The hourly energy consumption of the forecasted appliances used daily is represented for every category individual and for the total energy consumption of the community

## Load Shifting
A |  |  | 1 | 2 | 3 | 4 | 5 | 6 | 7 | 8 | 9 | 10 | 11 | 12 | 13 | 14 | 15 | 16 | 17 | 18 | 19 | 20 | 21 | 22 | 23 | 24
|  | No of Appliances | 60 | 120 | 180 | 240 | 300 | 360 | 420 | 480 | 540 | 600 | 660 | 720 | 780 | 840 | 900 | 960 | 1020 | 1080 | 1140 | 1200 | 1260 | 1320 | 1380 | 1440
Dishwasher |  | 8.0286 | 12: 0.3; 13: 0.7 | 1
Tumble Dryer | per/cycle | 19.1255 | 13: 0.8; 14: 0.2 | 1
Washer Dryer | per/cycle | 4.8977 | [24 empty] | 0
Washing Machine | per/cycle | 51.1828 | 13: 0.7; 14: 0.3 | 1
Use of appliances after Load Shifting
B |  |  | 1 | 2 | 3 | 4 | 5 | 6 | 7 | 8 | 9 | 10 | 11 | 12 | 13 | 14 | 15 | 16 | 17 | 18 | 19 | 20 | 21 | 22 | 23 | 24
|  | No of Appliances | 60 | 120 | 180 | 240 | 300 | 360 | 420 | 480 | 540 | 600 | 660 | 720 | 780 | 840 | 900 | 960 | 1020 | 1080 | 1140 | 1200 | 1260 | 1320 | 1380 | 1440
Dishwasher |  | 13.6661 | Use of appliances after Load Shifting 12: 0.3; Use of appliances after Load Shifting 13: 0.7 | 1
Tumble Dryer | per/cycle | 32.555 | Use of appliances after Load Shifting 13: 0.8; Use of appliances after Load Shifting 14: 0.2 | 1
Washer Dryer | per/cycle | 8.3367 | [24 empty] | 0
Washing Machine | per/cycle | 87.1222 | Use of appliances after Load Shifting 13: 0.7; Use of appliances after Load Shifting 14: 0.3 | 1
C |  |  | 1 | 2 | 3 | 4 | 5 | 6 | 7 | 8 | 9 | 10 | 11 | 12 | 13 | 14 | 15 | 16 | 17 | 18 | 19 | 20 | 21 | 22 | 23 | 24
|  | No of Appliances | 60 | 120 | 180 | 240 | 300 | 360 | 420 | 480 | 540 | 600 | 660 | 720 | 780 | 840 | 900 | 960 | 1020 | 1080 | 1140 | 1200 | 1260 | 1320 | 1380 | 1440
Dishwasher |  | 15.5889 | 12: 0.3; 0.7 13: 0.7 | 1
Tumble Dryer | per/cycle | 37.1356 | 0.7 13: 0.8; 0.3 14: 0.2 | 1
Washer Dryer | per/cycle | 9.5097 | [24 empty] | 0
Washing Machine | per/cycle | 99.3806 | 0.7 13: 0.7; 0.3 14: 0.3 | 1
D |  |  | 1 | 2 | 3 | 4 | 5 | 6 | 7 | 8 | 9 | 10 | 11 | 12 | 13 | 14 | 15 | 16 | 17 | 18 | 19 | 20 | 21 | 22 | 23 | 24
|  | No of Appliances | 60 | 120 | 180 | 240 | 300 | 360 | 420 | 480 | 540 | 600 | 660 | 720 | 780 | 840 | 900 | 960 | 1020 | 1080 | 1140 | 1200 | 1260 | 1320 | 1380 | 1440
Dishwasher |  | 4.3639 | 12: 0.3; 0.7 13: 0.7 | 1
Tumble Dryer | per/cycle | 10.3956 | 0.7 13: 0.8; 0.3 14: 0.2 | 1
Washer Dryer | per/cycle | 2.6621 | [24 empty] | 0
Washing Machine | per/cycle | 27.8202 | 0.7 13: 0.7; 0.3 14: 0.3 | 1
E |  |  | 1 | 2 | 3 | 4 | 5 | 6 | 7 | 8 | 9 | 10 | 11 | 12 | 13 | 14 | 15 | 16 | 17 | 18 | 19 | 20 | 21 | 22 | 23 | 24
|  | No of Appliances | 60 | 120 | 180 | 240 | 300 | 360 | 420 | 480 | 540 | 600 | 660 | 720 | 780 | 840 | 900 | 960 | 1020 | 1080 | 1140 | 1200 | 1260 | 1320 | 1380 | 1440
Dishwasher |  | 3.4899 | 12: 0.3; 0.7 13: 0.7 | 1
Tumble Dryer | per/cycle | 8.3135 | 0.7 13: 0.8; 0.3 14: 0.2 | 1
Washer Dryer | per/cycle | 2.1289 | [24 empty] | 0
Washing Machine | per/cycle | 22.2482 | 0.7 13: 0.7; 0.3 14: 0.3 | 1
F |  |  | 1 | 2 | 3 | 4 | 5 | 6 | 7 | 8 | 9 | 10 | 11 | 12 | 13 | 14 | 15 | 16 | 17 | 18 | 19 | 20 | 21 | 22 | 23 | 24
|  | No of Appliances | 60 | 120 | 180 | 240 | 300 | 360 | 420 | 480 | 540 | 600 | 660 | 720 | 780 | 840 | 900 | 960 | 1020 | 1080 | 1140 | 1200 | 1260 | 1320 | 1380 | 1440
Dishwasher |  | 1.5108 | 12: 0.3; 0.7 13: 0.7 | 1
Tumble Dryer | per/cycle | 3.599 | 0.7 13: 0.8; 0.3 14: 0.2 | 1
Washer Dryer | per/cycle | 0.92165 | [24 empty] | 0
Washing Machine | per/cycle | 9.6316 | 0.7 13: 0.7; 0.3 14: 0.3 | 1
G |  |  | 1 | 2 | 3 | 4 | 5 | 6 | 7 | 8 | 9 | 10 | 11 | 12 | 13 | 14 | 15 | 16 | 17 | 18 | 19 | 20 | 21 | 22 | 23 | 24
|  | No of Appliances | 60 | 120 | 180 | 240 | 300 | 360 | 420 | 480 | 540 | 600 | 660 | 720 | 780 | 840 | 900 | 960 | 1020 | 1080 | 1140 | 1200 | 1260 | 1320 | 1380 | 1440
Dishwasher |  | 7.3918 | 12: 0.3; 0.7 13: 0.7 | 1
Tumble Dryer | per/cycle | 17.6085 | 0.7 13: 0.8; 0.3 14: 0.2 | 1
Washer Dryer | per/cycle | 4.5092 | [24 empty] | 0
Washing Machine | per/cycle | 47.1232 | 0.7 13: 0.7; 0.3 14: 0.3 | 1
H |  |  | 1 | 2 | 3 | 4 | 5 | 6 | 7 | 8 | 9 | 10 | 11 | 12 | 13 | 14 | 15 | 16 | 17 | 18 | 19 | 20 | 21 | 22 | 23 | 24
|  | No of Appliances | 60 | 120 | 180 | 240 | 300 | 360 | 420 | 480 | 540 | 600 | 660 | 720 | 780 | 840 | 900 | 960 | 1020 | 1080 | 1140 | 1200 | 1260 | 1320 | 1380 | 1440
Dishwasher |  | 6.6364 | 12: 0.3; 0.7 13: 0.7 | 1
Tumble Dryer | per/cycle | 15.809 | 0.7 13: 0.8; 0.3 14: 0.2 | 1
Washer Dryer | per/cycle | 4.0484 | [24 empty] | 0
Washing Machine | per/cycle | 42.3074 | 0.7 13: 0.7; 0.3 14: 0.3 | 1
I |  |  | 1 | 2 | 3 | 4 | 5 | 6 | 7 | 8 | 9 | 10 | 11 | 12 | 13 | 14 | 15 | 16 | 17 | 18 | 19 | 20 | 21 | 22 | 23 | 24
|  | No of Appliances | 60 | 120 | 180 | 240 | 300 | 360 | 420 | 480 | 540 | 600 | 660 | 720 | 780 | 840 | 900 | 960 | 1020 | 1080 | 1140 | 1200 | 1260 | 1320 | 1380 | 1440
Dishwasher |  | 1.7543 | 12: 0.3; 0.7 13: 0.7 | 1
Tumble Dryer | per/cycle | 4.1791 | 0.7 13: 0.8; 0.3 14: 0.2 | 1
Washer Dryer | per/cycle | 1.0702 | [24 empty] | 0
Washing Machine | per/cycle | 11.1838 | 0.7 13: 0.7; 0.3 14: 0.3 | 1

## LD NoA Use Pattern
No of Appliances used per hour per category for different categories after Load Shifting
A |  |  | 1 | 2 | 3 | 4 | 5 | 6 | 7 | 8 | 9 | 10 | 11 | 12 | 13 | 14 | 15 | 16 | 17 | 18 | 19 | 20 | 21 | 22 | 23 | 24
|  | No of Appliances | 60 | 120 | 180 | 240 | 300 | 360 | 420 | 480 | 540 | 600 | 660 | 720 | 780 | 840 | 900 | 960 | 1020 | 1080 | 1140 | 1200 | 1260 | 1320 | 1380 | 1440
Dishwasher |  | 8.0286 | 0 | 0 | 0 | 0 | 0 | 0 | 0 | 0 | 0 | 0 | 0 | 2.4086 | 5.62 | 0 | 0 | 0 | 0 | 0 | 0 | 0 | 0 | 0 | 0 | 0
Tumble Dryer | per/cycle | 19.1255 | 0 | 0 | 0 | 0 | 0 | 0 | 0 | 0 | 0 | 0 | 0 | 0 | 15.3004 | 3.8251 | 0 | 0 | 0 | 0 | 0 | 0 | 0 | 0 | 0 | 0
Washer Dryer | per/cycle | 4.8977 | 0 | 0 | 0 | 0 | 0 | 0 | 0 | 0 | 0 | 0 | 0 | 0 | 0 | 0 | 0 | 0 | 0 | 0 | 0 | 0 | 0 | 0 | 0 | 0
Washing Machine | per/cycle | 51.1828 | 0 | 0 | 0 | 0 | 0 | 0 | 0 | 0 | 0 | 0 | 0 | 0 | 35.828 | 15.3548 | 0 | 0 | 0 | 0 | 0 | 0 | 0 | 0 | 0 | 0
B |  |  | 1 | 2 | 3 | 4 | 5 | 6 | 7 | 8 | 9 | 10 | 11 | 12 | 13 | 14 | 15 | 16 | 17 | 18 | 19 | 20 | 21 | 22 | 23 | 24
|  | No of Appliances | 60 | 120 | 180 | 240 | 300 | 360 | 420 | 480 | 540 | 600 | 660 | 720 | 780 | 840 | 900 | 960 | 1020 | 1080 | 1140 | 1200 | 1260 | 1320 | 1380 | 1440
Dishwasher |  | 13.6661 | 0 | 0 | 0 | 0 | 0 | 0 | 0 | 0 | 0 | 0 | 0 | 4.0998 | 9.5662 | 0 | 0 | 0 | 0 | 0 | 0 | 0 | 0 | 0 | 0 | 0
Tumble Dryer | per/cycle | 32.555 | 0 | 0 | 0 | 0 | 0 | 0 | 0 | 0 | 0 | 0 | 0 | 0 | 26.044 | 6.511 | 0 | 0 | 0 | 0 | 0 | 0 | 0 | 0 | 0 | 0
Washer Dryer | per/cycle | 8.3367 | 0 | 0 | 0 | 0 | 0 | 0 | 0 | 0 | 0 | 0 | 0 | 0 | 0 | 0 | 0 | 0 | 0 | 0 | 0 | 0 | 0 | 0 | 0 | 0
Washing Machine | per/cycle | 87.1222 | 0 | 0 | 0 | 0 | 0 | 0 | 0 | 0 | 0 | 0 | 0 | 0 | 60.9855 | 26.1367 | 0 | 0 | 0 | 0 | 0 | 0 | 0 | 0 | 0 | 0
C |  |  | 1 | 2 | 3 | 4 | 5 | 6 | 7 | 8 | 9 | 10 | 11 | 12 | 13 | 14 | 15 | 16 | 17 | 18 | 19 | 20 | 21 | 22 | 23 | 24
|  | No of Appliances | 60 | 120 | 180 | 240 | 300 | 360 | 420 | 480 | 540 | 600 | 660 | 720 | 780 | 840 | 900 | 960 | 1020 | 1080 | 1140 | 1200 | 1260 | 1320 | 1380 | 1440
Dishwasher |  | 15.5889 | 0 | 0 | 0 | 0 | 0 | 0 | 0 | 0 | 0 | 0 | 0 | 4.6767 | 10.9123 | 0 | 0 | 0 | 0 | 0 | 0 | 0 | 0 | 0 | 0 | 0
Tumble Dryer | per/cycle | 37.1356 | 0 | 0 | 0 | 0 | 0 | 0 | 0 | 0 | 0 | 0 | 0 | 0 | 29.7085 | 7.4271 | 0 | 0 | 0 | 0 | 0 | 0 | 0 | 0 | 0 | 0
Washer Dryer | per/cycle | 9.5097 | 0 | 0 | 0 | 0 | 0 | 0 | 0 | 0 | 0 | 0 | 0 | 0 | 0 | 0 | 0 | 0 | 0 | 0 | 0 | 0 | 0 | 0 | 0 | 0
Washing Machine | per/cycle | 99.3806 | 0 | 0 | 0 | 0 | 0 | 0 | 0 | 0 | 0 | 0 | 0 | 0 | 69.5664 | 29.8142 | 0 | 0 | 0 | 0 | 0 | 0 | 0 | 0 | 0 | 0
D |  |  | 1 | 2 | 3 | 4 | 5 | 6 | 7 | 8 | 9 | 10 | 11 | 12 | 13 | 14 | 15 | 16 | 17 | 18 | 19 | 20 | 21 | 22 | 23 | 24
|  | No of Appliances | 60 | 120 | 180 | 240 | 300 | 360 | 420 | 480 | 540 | 600 | 660 | 720 | 780 | 840 | 900 | 960 | 1020 | 1080 | 1140 | 1200 | 1260 | 1320 | 1380 | 1440
Dishwasher |  | 4.3639 | 0 | 0 | 0 | 0 | 0 | 0 | 0 | 0 | 0 | 0 | 0 | 1.3092 | 3.0547 | 0 | 0 | 0 | 0 | 0 | 0 | 0 | 0 | 0 | 0 | 0
Tumble Dryer | per/cycle | 10.3956 | 0 | 0 | 0 | 0 | 0 | 0 | 0 | 0 | 0 | 0 | 0 | 0 | 8.3165 | 2.0791 | 0 | 0 | 0 | 0 | 0 | 0 | 0 | 0 | 0 | 0
Washer Dryer | per/cycle | 2.6621 | 0 | 0 | 0 | 0 | 0 | 0 | 0 | 0 | 0 | 0 | 0 | 0 | 0 | 0 | 0 | 0 | 0 | 0 | 0 | 0 | 0 | 0 | 0 | 0
Washing Machine | per/cycle | 27.8202 | 0 | 0 | 0 | 0 | 0 | 0 | 0 | 0 | 0 | 0 | 0 | 0 | 19.4741 | 8.3461 | 0 | 0 | 0 | 0 | 0 | 0 | 0 | 0 | 0 | 0
E |  |  | 1 | 2 | 3 | 4 | 5 | 6 | 7 | 8 | 9 | 10 | 11 | 12 | 13 | 14 | 15 | 16 | 17 | 18 | 19 | 20 | 21 | 22 | 23 | 24
|  | No of Appliances | 60 | 120 | 180 | 240 | 300 | 360 | 420 | 480 | 540 | 600 | 660 | 720 | 780 | 840 | 900 | 960 | 1020 | 1080 | 1140 | 1200 | 1260 | 1320 | 1380 | 1440
Dishwasher |  | 3.4899 | 0 | 0 | 0 | 0 | 0 | 0 | 0 | 0 | 0 | 0 | 0 | 1.047 | 2.4429 | 0 | 0 | 0 | 0 | 0 | 0 | 0 | 0 | 0 | 0 | 0
Tumble Dryer | per/cycle | 8.3135 | 0 | 0 | 0 | 0 | 0 | 0 | 0 | 0 | 0 | 0 | 0 | 0 | 6.6508 | 1.6627 | 0 | 0 | 0 | 0 | 0 | 0 | 0 | 0 | 0 | 0
Washer Dryer | per/cycle | 2.1289 | 0 | 0 | 0 | 0 | 0 | 0 | 0 | 0 | 0 | 0 | 0 | 0 | 0 | 0 | 0 | 0 | 0 | 0 | 0 | 0 | 0 | 0 | 0 | 0
Washing Machine | per/cycle | 22.2482 | 0 | 0 | 0 | 0 | 0 | 0 | 0 | 0 | 0 | 0 | 0 | 0 | 15.5737 | 6.6745 | 0 | 0 | 0 | 0 | 0 | 0 | 0 | 0 | 0 | 0
F |  |  | 1 | 2 | 3 | 4 | 5 | 6 | 7 | 8 | 9 | 10 | 11 | 12 | 13 | 14 | 15 | 16 | 17 | 18 | 19 | 20 | 21 | 22 | 23 | 24
|  | No of Appliances | 60 | 120 | 180 | 240 | 300 | 360 | 420 | 480 | 540 | 600 | 660 | 720 | 780 | 840 | 900 | 960 | 1020 | 1080 | 1140 | 1200 | 1260 | 1320 | 1380 | 1440
Dishwasher |  | 1.5108 | 0 | 0 | 0 | 0 | 0 | 0 | 0 | 0 | 0 | 0 | 0 | 0.45325 | 1.0576 | 0 | 0 | 0 | 0 | 0 | 0 | 0 | 0 | 0 | 0 | 0
Tumble Dryer | per/cycle | 3.599 | 0 | 0 | 0 | 0 | 0 | 0 | 0 | 0 | 0 | 0 | 0 | 0 | 2.8792 | 0.71981 | 0 | 0 | 0 | 0 | 0 | 0 | 0 | 0 | 0 | 0
Washer Dryer | per/cycle | 0.92165 | 0 | 0 | 0 | 0 | 0 | 0 | 0 | 0 | 0 | 0 | 0 | 0 | 0 | 0 | 0 | 0 | 0 | 0 | 0 | 0 | 0 | 0 | 0 | 0
Washing Machine | per/cycle | 9.6316 | 0 | 0 | 0 | 0 | 0 | 0 | 0 | 0 | 0 | 0 | 0 | 0 | 6.7421 | 2.8895 | 0 | 0 | 0 | 0 | 0 | 0 | 0 | 0 | 0 | 0
G |  |  | 1 | 2 | 3 | 4 | 5 | 6 | 7 | 8 | 9 | 10 | 11 | 12 | 13 | 14 | 15 | 16 | 17 | 18 | 19 | 20 | 21 | 22 | 23 | 24
|  | No of Appliances | 60 | 120 | 180 | 240 | 300 | 360 | 420 | 480 | 540 | 600 | 660 | 720 | 780 | 840 | 900 | 960 | 1020 | 1080 | 1140 | 1200 | 1260 | 1320 | 1380 | 1440
Dishwasher |  | 7.3918 | 0 | 0 | 0 | 0 | 0 | 0 | 0 | 0 | 0 | 0 | 0 | 2.2175 | 5.1743 | 0 | 0 | 0 | 0 | 0 | 0 | 0 | 0 | 0 | 0 | 0
Tumble Dryer | per/cycle | 17.6085 | 0 | 0 | 0 | 0 | 0 | 0 | 0 | 0 | 0 | 0 | 0 | 0 | 14.0868 | 3.5217 | 0 | 0 | 0 | 0 | 0 | 0 | 0 | 0 | 0 | 0
Washer Dryer | per/cycle | 4.5092 | 0 | 0 | 0 | 0 | 0 | 0 | 0 | 0 | 0 | 0 | 0 | 0 | 0 | 0 | 0 | 0 | 0 | 0 | 0 | 0 | 0 | 0 | 0 | 0
Washing Machine | per/cycle | 47.1232 | 0 | 0 | 0 | 0 | 0 | 0 | 0 | 0 | 0 | 0 | 0 | 0 | 32.9862 | 14.137 | 0 | 0 | 0 | 0 | 0 | 0 | 0 | 0 | 0 | 0
H |  |  | 1 | 2 | 3 | 4 | 5 | 6 | 7 | 8 | 9 | 10 | 11 | 12 | 13 | 14 | 15 | 16 | 17 | 18 | 19 | 20 | 21 | 22 | 23 | 24
|  | No of Appliances | 60 | 120 | 180 | 240 | 300 | 360 | 420 | 480 | 540 | 600 | 660 | 720 | 780 | 840 | 900 | 960 | 1020 | 1080 | 1140 | 1200 | 1260 | 1320 | 1380 | 1440
Dishwasher |  | 6.6364 | 0 | 0 | 0 | 0 | 0 | 0 | 0 | 0 | 0 | 0 | 0 | 1.9909 | 4.6455 | 0 | 0 | 0 | 0 | 0 | 0 | 0 | 0 | 0 | 0 | 0
Tumble Dryer | per/cycle | 15.809 | 0 | 0 | 0 | 0 | 0 | 0 | 0 | 0 | 0 | 0 | 0 | 0 | 12.6472 | 3.1618 | 0 | 0 | 0 | 0 | 0 | 0 | 0 | 0 | 0 | 0
Washer Dryer | per/cycle | 4.0484 | 0 | 0 | 0 | 0 | 0 | 0 | 0 | 0 | 0 | 0 | 0 | 0 | 0 | 0 | 0 | 0 | 0 | 0 | 0 | 0 | 0 | 0 | 0 | 0
Washing Machine | per/cycle | 42.3074 | 0 | 0 | 0 | 0 | 0 | 0 | 0 | 0 | 0 | 0 | 0 | 0 | 29.6152 | 12.6922 | 0 | 0 | 0 | 0 | 0 | 0 | 0 | 0 | 0 | 0
I |  |  | 1 | 2 | 3 | 4 | 5 | 6 | 7 | 8 | 9 | 10 | 11 | 12 | 13 | 14 | 15 | 16 | 17 | 18 | 19 | 20 | 21 | 22 | 23 | 24
|  | No of Appliances | 60 | 120 | 180 | 240 | 300 | 360 | 420 | 480 | 540 | 600 | 660 | 720 | 780 | 840 | 900 | 960 | 1020 | 1080 | 1140 | 1200 | 1260 | 1320 | 1380 | 1440
Dishwasher |  | 1.7543 | 0 | 0 | 0 | 0 | 0 | 0 | 0 | 0 | 0 | 0 | 0 | 0.52629 | 1.228 | 0 | 0 | 0 | 0 | 0 | 0 | 0 | 0 | 0 | 0 | 0
Tumble Dryer | per/cycle | 4.1791 | 0 | 0 | 0 | 0 | 0 | 0 | 0 | 0 | 0 | 0 | 0 | 0 | 3.3432 | 0.83581 | 0 | 0 | 0 | 0 | 0 | 0 | 0 | 0 | 0 | 0
Washer Dryer | per/cycle | 1.0702 | 0 | 0 | 0 | 0 | 0 | 0 | 0 | 0 | 0 | 0 | 0 | 0 | 0 | 0 | 0 | 0 | 0 | 0 | 0 | 0 | 0 | 0 | 0 | 0
Washing Machine | per/cycle | 11.1838 | 0 | 0 | 0 | 0 | 0 | 0 | 0 | 0 | 0 | 0 | 0 | 0 | 7.8287 | 3.3551 | 0 | 0 | 0 | 0 | 0 | 0 | 0 | 0 | 0 | 0

## LD Energy Consumption
Energy Consumption of Appliances per day after Load Shifting
A |  |  | 1 | 2 | 3 | 4 | 5 | 6 | 7 | 8 | 9 | 10 | 11 | 12 | 13 | 14 | 15 | 16 | 17 | 18 | 19 | 20 | 21 | 22 | 23 | 24
|  | No of Appliances | 60 | 120 | 180 | 240 | 300 | 360 | 420 | 480 | 540 | 600 | 660 | 720 | 780 | 840 | 900 | 960 | 1020 | 1080 | 1140 | 1200 | 1260 | 1320 | 1380 | 1440
Dishwasher |  | 1.02 | 0 | 0 | 0 | 0 | 0 | 0 | 0 | 0 | 0 | 0 | 0 | 2.4567 | 5.7324 | 0 | 0 | 0 | 0 | 0 | 0 | 0 | 0 | 0 | 0 | 0
Tumble Dryer | per/cycle | 0 | 0 | 0 | 0 | 0 | 0 | 0 | 0 | 0 | 0 | 0 | 0 | 0 | 0 | 0 | 0 | 0 | 0 | 0 | 0 | 0 | 0 | 0 | 0 | 0
Washer Dryer | per/cycle | 1.2 | 0 | 0 | 0 | 0 | 0 | 0 | 0 | 0 | 0 | 0 | 0 | 0 | 0 | 0 | 0 | 0 | 0 | 0 | 0 | 0 | 0 | 0 | 0 | 0
Washing Machine | per/cycle | 1.2 | 0 | 0 | 0 | 0 | 0 | 0 | 0 | 0 | 0 | 0 | 0 | 0 | 42.9936 | 18.4258 | 0 | 0 | 0 | 0 | 0 | 0 | 0 | 0 | 0 | 0
|  |  | 0 | 0 | 0 | 0 | 0 | 0 | 0 | 0 | 0 | 0 | 0 | 2.4567 | 48.726 | 18.4258 | 0 | 0 | 0 | 0 | 0 | 0 | 0 | 0 | 0 | 0
B |  |  | 1 | 2 | 3 | 4 | 5 | 6 | 7 | 8 | 9 | 10 | 11 | 12 | 13 | 14 | 15 | 16 | 17 | 18 | 19 | 20 | 21 | 22 | 23 | 24
|  | No of Appliances | 60 | 120 | 180 | 240 | 300 | 360 | 420 | 480 | 540 | 600 | 660 | 720 | 780 | 840 | 900 | 960 | 1020 | 1080 | 1140 | 1200 | 1260 | 1320 | 1380 | 1440
Dishwasher |  | 1.02 | 0 | 0 | 0 | 0 | 0 | 0 | 0 | 0 | 0 | 0 | 0 | 4.1818 | 9.7576 | 0 | 0 | 0 | 0 | 0 | 0 | 0 | 0 | 0 | 0 | 0
Tumble Dryer | per/cycle | 0 | 0 | 0 | 0 | 0 | 0 | 0 | 0 | 0 | 0 | 0 | 0 | 0 | 0 | 0 | 0 | 0 | 0 | 0 | 0 | 0 | 0 | 0 | 0 | 0
Washer Dryer | per/cycle | 1.2 | 0 | 0 | 0 | 0 | 0 | 0 | 0 | 0 | 0 | 0 | 0 | 0 | 0 | 0 | 0 | 0 | 0 | 0 | 0 | 0 | 0 | 0 | 0 | 0
Washing Machine | per/cycle | 1.2 | 0 | 0 | 0 | 0 | 0 | 0 | 0 | 0 | 0 | 0 | 0 | 0 | 73.1826 | 31.364 | 0 | 0 | 0 | 0 | 0 | 0 | 0 | 0 | 0 | 0
|  |  | 0 | 0 | 0 | 0 | 0 | 0 | 0 | 0 | 0 | 0 | 0 | 4.1818 | 82.9402 | 31.364 | 0 | 0 | 0 | 0 | 0 | 0 | 0 | 0 | 0 | 0
C |  |  | 1 | 2 | 3 | 4 | 5 | 6 | 7 | 8 | 9 | 10 | 11 | 12 | 13 | 14 | 15 | 16 | 17 | 18 | 19 | 20 | 21 | 22 | 23 | 24
|  | No of Appliances | 60 | 120 | 180 | 240 | 300 | 360 | 420 | 480 | 540 | 600 | 660 | 720 | 780 | 840 | 900 | 960 | 1020 | 1080 | 1140 | 1200 | 1260 | 1320 | 1380 | 1440
Dishwasher |  | 1.02 | 0 | 0 | 0 | 0 | 0 | 0 | 0 | 0 | 0 | 0 | 0 | 4.7702 | 11.1305 | 0 | 0 | 0 | 0 | 0 | 0 | 0 | 0 | 0 | 0 | 0
Tumble Dryer | per/cycle | 0 | 0 | 0 | 0 | 0 | 0 | 0 | 0 | 0 | 0 | 0 | 0 | 0 | 0 | 0 | 0 | 0 | 0 | 0 | 0 | 0 | 0 | 0 | 0 | 0
Washer Dryer | per/cycle | 1.2 | 0 | 0 | 0 | 0 | 0 | 0 | 0 | 0 | 0 | 0 | 0 | 0 | 0 | 0 | 0 | 0 | 0 | 0 | 0 | 0 | 0 | 0 | 0 | 0
Washing Machine | per/cycle | 1.2 | 0 | 0 | 0 | 0 | 0 | 0 | 0 | 0 | 0 | 0 | 0 | 0 | 83.4797 | 35.777 | 0 | 0 | 0 | 0 | 0 | 0 | 0 | 0 | 0 | 0
|  |  | 0 | 0 | 0 | 0 | 0 | 0 | 0 | 0 | 0 | 0 | 0 | 4.7702 | 94.6102 | 35.777 | 0 | 0 | 0 | 0 | 0 | 0 | 0 | 0 | 0 | 0
D |  |  | 1 | 2 | 3 | 4 | 5 | 6 | 7 | 8 | 9 | 10 | 11 | 12 | 13 | 14 | 15 | 16 | 17 | 18 | 19 | 20 | 21 | 22 | 23 | 24
|  | No of Appliances | 60 | 120 | 180 | 240 | 300 | 360 | 420 | 480 | 540 | 600 | 660 | 720 | 780 | 840 | 900 | 960 | 1020 | 1080 | 1140 | 1200 | 1260 | 1320 | 1380 | 1440
Dishwasher |  | 1.02 | 0 | 0 | 0 | 0 | 0 | 0 | 0 | 0 | 0 | 0 | 0 | 1.3354 | 3.1158 | 0 | 0 | 0 | 0 | 0 | 0 | 0 | 0 | 0 | 0 | 0
Tumble Dryer | per/cycle | 0 | 0 | 0 | 0 | 0 | 0 | 0 | 0 | 0 | 0 | 0 | 0 | 0 | 0 | 0 | 0 | 0 | 0 | 0 | 0 | 0 | 0 | 0 | 0 | 0
Washer Dryer | per/cycle | 1.2 | 0 | 0 | 0 | 0 | 0 | 0 | 0 | 0 | 0 | 0 | 0 | 0 | 0 | 0 | 0 | 0 | 0 | 0 | 0 | 0 | 0 | 0 | 0 | 0
Washing Machine | per/cycle | 1.2 | 0 | 0 | 0 | 0 | 0 | 0 | 0 | 0 | 0 | 0 | 0 | 0 | 23.369 | 10.0153 | 0 | 0 | 0 | 0 | 0 | 0 | 0 | 0 | 0 | 0
|  |  | 0 | 0 | 0 | 0 | 0 | 0 | 0 | 0 | 0 | 0 | 0 | 1.3354 | 26.4848 | 10.0153 | 0 | 0 | 0 | 0 | 0 | 0 | 0 | 0 | 0 | 0
E |  |  | 1 | 2 | 3 | 4 | 5 | 6 | 7 | 8 | 9 | 10 | 11 | 12 | 13 | 14 | 15 | 16 | 17 | 18 | 19 | 20 | 21 | 22 | 23 | 24
|  | No of Appliances | 60 | 120 | 180 | 240 | 300 | 360 | 420 | 480 | 540 | 600 | 660 | 720 | 780 | 840 | 900 | 960 | 1020 | 1080 | 1140 | 1200 | 1260 | 1320 | 1380 | 1440
Dishwasher |  | 1.02 | 0 | 0 | 0 | 0 | 0 | 0 | 0 | 0 | 0 | 0 | 0 | 1.0679 | 2.4918 | 0 | 0 | 0 | 0 | 0 | 0 | 0 | 0 | 0 | 0 | 0
Tumble Dryer | per/cycle | 0 | 0 | 0 | 0 | 0 | 0 | 0 | 0 | 0 | 0 | 0 | 0 | 0 | 0 | 0 | 0 | 0 | 0 | 0 | 0 | 0 | 0 | 0 | 0 | 0
Washer Dryer | per/cycle | 1.2 | 0 | 0 | 0 | 0 | 0 | 0 | 0 | 0 | 0 | 0 | 0 | 0 | 0 | 0 | 0 | 0 | 0 | 0 | 0 | 0 | 0 | 0 | 0 | 0
Washing Machine | per/cycle | 1.2 | 0 | 0 | 0 | 0 | 0 | 0 | 0 | 0 | 0 | 0 | 0 | 0 | 18.6885 | 8.0094 | 0 | 0 | 0 | 0 | 0 | 0 | 0 | 0 | 0 | 0
|  |  | 0 | 0 | 0 | 0 | 0 | 0 | 0 | 0 | 0 | 0 | 0 | 1.0679 | 21.1803 | 8.0094 | 0 | 0 | 0 | 0 | 0 | 0 | 0 | 0 | 0 | 0
F |  |  | 1 | 2 | 3 | 4 | 5 | 6 | 7 | 8 | 9 | 10 | 11 | 12 | 13 | 14 | 15 | 16 | 17 | 18 | 19 | 20 | 21 | 22 | 23 | 24
|  | No of Appliances | 60 | 120 | 180 | 240 | 300 | 360 | 420 | 480 | 540 | 600 | 660 | 720 | 780 | 840 | 900 | 960 | 1020 | 1080 | 1140 | 1200 | 1260 | 1320 | 1380 | 1440
Dishwasher |  | 1.02 | 0 | 0 | 0 | 0 | 0 | 0 | 0 | 0 | 0 | 0 | 0 | 0.46231 | 1.0787 | 0 | 0 | 0 | 0 | 0 | 0 | 0 | 0 | 0 | 0 | 0
Tumble Dryer | per/cycle | 0 | 0 | 0 | 0 | 0 | 0 | 0 | 0 | 0 | 0 | 0 | 0 | 0 | 0 | 0 | 0 | 0 | 0 | 0 | 0 | 0 | 0 | 0 | 0 | 0
Washer Dryer | per/cycle | 1.2 | 0 | 0 | 0 | 0 | 0 | 0 | 0 | 0 | 0 | 0 | 0 | 0 | 0 | 0 | 0 | 0 | 0 | 0 | 0 | 0 | 0 | 0 | 0 | 0
Washing Machine | per/cycle | 1.2 | 0 | 0 | 0 | 0 | 0 | 0 | 0 | 0 | 0 | 0 | 0 | 0 | 8.0905 | 3.4674 | 0 | 0 | 0 | 0 | 0 | 0 | 0 | 0 | 0 | 0
|  |  | 0 | 0 | 0 | 0 | 0 | 0 | 0 | 0 | 0 | 0 | 0 | 0.46231 | 9.1693 | 3.4674 | 0 | 0 | 0 | 0 | 0 | 0 | 0 | 0 | 0 | 0
G |  |  | 1 | 2 | 3 | 4 | 5 | 6 | 7 | 8 | 9 | 10 | 11 | 12 | 13 | 14 | 15 | 16 | 17 | 18 | 19 | 20 | 21 | 22 | 23 | 24
|  | No of Appliances | 60 | 120 | 180 | 240 | 300 | 360 | 420 | 480 | 540 | 600 | 660 | 720 | 780 | 840 | 900 | 960 | 1020 | 1080 | 1140 | 1200 | 1260 | 1320 | 1380 | 1440
Dishwasher |  | 1.02 | 0 | 0 | 0 | 0 | 0 | 0 | 0 | 0 | 0 | 0 | 0 | 2.2619 | 5.2777 | 0 | 0 | 0 | 0 | 0 | 0 | 0 | 0 | 0 | 0 | 0
Tumble Dryer | per/cycle | 0 | 0 | 0 | 0 | 0 | 0 | 0 | 0 | 0 | 0 | 0 | 0 | 0 | 0 | 0 | 0 | 0 | 0 | 0 | 0 | 0 | 0 | 0 | 0 | 0
Washer Dryer | per/cycle | 1.2 | 0 | 0 | 0 | 0 | 0 | 0 | 0 | 0 | 0 | 0 | 0 | 0 | 0 | 0 | 0 | 0 | 0 | 0 | 0 | 0 | 0 | 0 | 0 | 0
Washing Machine | per/cycle | 1.2 | 0 | 0 | 0 | 0 | 0 | 0 | 0 | 0 | 0 | 0 | 0 | 0 | 39.5835 | 16.9644 | 0 | 0 | 0 | 0 | 0 | 0 | 0 | 0 | 0 | 0
|  |  | 0 | 0 | 0 | 0 | 0 | 0 | 0 | 0 | 0 | 0 | 0 | 2.2619 | 44.8612 | 16.9644 | 0 | 0 | 0 | 0 | 0 | 0 | 0 | 0 | 0 | 0
H |  |  | 1 | 2 | 3 | 4 | 5 | 6 | 7 | 8 | 9 | 10 | 11 | 12 | 13 | 14 | 15 | 16 | 17 | 18 | 19 | 20 | 21 | 22 | 23 | 24
|  | No of Appliances | 60 | 120 | 180 | 240 | 300 | 360 | 420 | 480 | 540 | 600 | 660 | 720 | 780 | 840 | 900 | 960 | 1020 | 1080 | 1140 | 1200 | 1260 | 1320 | 1380 | 1440
Dishwasher |  | 1.02 | 0 | 0 | 0 | 0 | 0 | 0 | 0 | 0 | 0 | 0 | 0 | 2.0307 | 4.7384 | 0 | 0 | 0 | 0 | 0 | 0 | 0 | 0 | 0 | 0 | 0
Tumble Dryer | per/cycle | 0 | 0 | 0 | 0 | 0 | 0 | 0 | 0 | 0 | 0 | 0 | 0 | 0 | 0 | 0 | 0 | 0 | 0 | 0 | 0 | 0 | 0 | 0 | 0 | 0
Washer Dryer | per/cycle | 1.2 | 0 | 0 | 0 | 0 | 0 | 0 | 0 | 0 | 0 | 0 | 0 | 0 | 0 | 0 | 0 | 0 | 0 | 0 | 0 | 0 | 0 | 0 | 0 | 0
Washing Machine | per/cycle | 1.2 | 0 | 0 | 0 | 0 | 0 | 0 | 0 | 0 | 0 | 0 | 0 | 0 | 35.5382 | 15.2307 | 0 | 0 | 0 | 0 | 0 | 0 | 0 | 0 | 0 | 0
|  |  | 0 | 0 | 0 | 0 | 0 | 0 | 0 | 0 | 0 | 0 | 0 | 2.0307 | 40.2766 | 15.2307 | 0 | 0 | 0 | 0 | 0 | 0 | 0 | 0 | 0 | 0
I |  |  | 1 | 2 | 3 | 4 | 5 | 6 | 7 | 8 | 9 | 10 | 11 | 12 | 13 | 14 | 15 | 16 | 17 | 18 | 19 | 20 | 21 | 22 | 23 | 24
|  | No of Appliances | 60 | 120 | 180 | 240 | 300 | 360 | 420 | 480 | 540 | 600 | 660 | 720 | 780 | 840 | 900 | 960 | 1020 | 1080 | 1140 | 1200 | 1260 | 1320 | 1380 | 1440
Dishwasher |  | 1.02 | 0 | 0 | 0 | 0 | 0 | 0 | 0 | 0 | 0 | 0 | 0 | 0.53682 | 1.2526 | 0 | 0 | 0 | 0 | 0 | 0 | 0 | 0 | 0 | 0 | 0
Tumble Dryer | per/cycle | 0 | 0 | 0 | 0 | 0 | 0 | 0 | 0 | 0 | 0 | 0 | 0 | 0 | 0 | 0 | 0 | 0 | 0 | 0 | 0 | 0 | 0 | 0 | 0 | 0
Washer Dryer | per/cycle | 1.2 | 0 | 0 | 0 | 0 | 0 | 0 | 0 | 0 | 0 | 0 | 0 | 0 | 0 | 0 | 0 | 0 | 0 | 0 | 0 | 0 | 0 | 0 | 0 | 0
Washing Machine | per/cycle | 1.2 | 0 | 0 | 0 | 0 | 0 | 0 | 0 | 0 | 0 | 0 | 0 | 0 | 9.3944 | 4.0262 | 0 | 0 | 0 | 0 | 0 | 0 | 0 | 0 | 0 | 0
|  |  | 0 | 0 | 0 | 0 | 0 | 0 | 0 | 0 | 0 | 0 | 0 | 0.53682 | 10.647 | 4.0262 | 0 | 0 | 0 | 0 | 0 | 0 | 0 | 0 | 0 | 0
Sum |  |  | 1 | 2 | 3 | 4 | 5 | 6 | 7 | 8 | 9 | 10 | 11 | 12 | 13 | 14 | 15 | 16 | 17 | 18 | 19 | 20 | 21 | 22 | 23 | 24
Dishwasher |  |  | 0 | 0 | 0 | 0 | 0 | 0 | 0 | 0 | 0 | 0 | 0 | 19.1038 | 44.5755 | 0 | 0 | 0 | 0 | 0 | 0 | 0 | 0 | 0 | 0 | 0
Tumble Dryer |  |  | 0 | 0 | 0 | 0 | 0 | 0 | 0 | 0 | 0 | 0 | 0 | 0 | 0 | 0 | 0 | 0 | 0 | 0 | 0 | 0 | 0 | 0 | 0 | 0
Washer Dryer |  |  | 0 | 0 | 0 | 0 | 0 | 0 | 0 | 0 | 0 | 0 | 0 | 0 | 0 | 0 | 0 | 0 | 0 | 0 | 0 | 0 | 0 | 0 | 0 | 0
Washing Machine |  |  | 0 | 0 | 0 | 0 | 0 | 0 | 0 | 0 | 0 | 0 | 0 | 0 | 334.32 | 143.28 | 0 | 0 | 0 | 0 | 0 | 0 | 0 | 0 | 0 | 0
|  |  | 0 | 0 | 0 | 0 | 0 | 0 | 0 | 0 | 0 | 0 | 0 | 19.1038 | 378.8955 | 143.28 | 0 | 0 | 0 | 0 | 0 | 0 | 0 | 0 | 0 | 0 | 541.2792
|  |  | 0 | 0 | 0 | 0 | 0 | 0 | 0 | 0 | 0 | 0 | 0 | 0.019104 | 0.3789 | 0.14328 | 0 | 0 | 0 | 0 | 0 | 0 | 0 | 0 | 0 | 0 | 0.54128