## Introduction
| No of Community's Houses | 1000
Category | Type of Category | per Household |  | Wednesday | 0 | Monday
A | 1 Adult (not pensioner) | 0.1286 |  |  | 0 | Tuesday
B | 2+ adults (no Children) | 0.2189 |  |  | 1 | Wednesday
C | 2+ adults and dependent Children | 0.2497 |  |  | 0 | Thursday
D | 2+ adults & non-dependent Children | 0.0699 |  |  | 0 | Friday
E | Lone parent & dependent Children | 0.0559 |  |  | 0 | Saturday
F | Lone panrent & non-dependent Children | 0.0242 |  |  | 0 | Sunday
G | 1 adult (pensioner) | 0.1184
H | 2+ pensioners | 0.1063
I | Other | 0.0281
| Type of Appliances | per Owner | Please from the menu below choose one day to see the changes:
| Dishwasher | 0.25
| Tumble Dryer | 0.4
| Washer Dryer | 0.15
| Washing Machine | 0.79

## Typical Day Analysis
No of Wind Turbines1.3MW | 1 |  | Typical Day analysis of the community's electricity demand and supply
Winter
Total (kWh)
Hour | 1 | 2 | 3 | 4 | 5 | 6 | 7 | 8 | 9 | 10 | 11 | 12 | 13 | 14 | 15 | 16 | 17 | 18 | 19 | 20 | 21 | 22 | 23 | 24
Average Household Demand | 0.25 | 0.21 | 0.18 | 0.18 | 0.2 | 0.24 | 0.3 | 0.39 | 0.5 | 0.45 | 0.42 | 0.41 | 0.43 | 0.41 | 0.4 | 0.42 | 0.56 | 0.68 | 0.83 | 0.8 | 0.78 | 0.72 | 0.66 | 0.42
Community's Total Demand | 250 | 210 | 180 | 180 | 200 | 240 | 300 | 390 | 500 | 450 | 420 | 410 | 430 | 410 | 400 | 420 | 560 | 680 | 830 | 800 | 780 | 720 | 660 | 420 | 10840
Wet Appliances Energy Demand | 23.0581 | 70.6201 | 39.435 | 21.6378 | 13.217 | 25.5102 | 42.5816 | 38.3362 | 53.4355 | 65.4987 | 31.3565 | 30.166 | 15.5659 | 12.552 | 2.7005 | 16.2691 | 41.0349 | 79.1903 | 100.9418 | 130.5403 | 132.6354 | 126.3322 | 80.866 | 22.3574
Community's Loads That cannot be Shifted | 226.9419 | 139.3799 | 140.565 | 158.3622 | 186.783 | 214.4898 | 257.4184 | 351.6638 | 446.5645 | 384.5013 | 388.6435 | 379.834 | 414.4341 | 397.448 | 397.2995 | 403.7309 | 518.9651 | 600.8097 | 729.0582 | 669.4597 | 647.3646 | 593.6678 | 579.134 | 397.6426
Wet Appliances With Load Shifting | 6.9976 | 20.9929 | 69.9764 | 37.8906 | 43.6953 | 164.406 | 148.61 | 19.8 | 0 | 0 | 44.1569 | 66.2353 | 219.1258 | 329.518 | 44.1569 | 0 | 0 | 0 | 0 | 0 | 0 | 0 | 0 | 0
Total Demand with DSM | 233.9395 | 160.3729 | 210.5414 | 196.2528 | 230.4783 | 378.8958 | 406.0284 | 371.4638 | 446.5645 | 384.5013 | 432.8004 | 446.0693 | 633.5599 | 726.966 | 441.4563 | 403.7309 | 518.9651 | 600.8097 | 729.0582 | 669.4597 | 647.3646 | 593.6678 | 579.134 | 397.6426
Wind Turbine Power Output | 172.905 | 260.796 | 260.796 | 260.796 | 304.767 | 457.996 | 475.6175 | 315.7245 | 275.604 | 383.3885 | 525.495 | 546.967 | 770.2745 | 915.606 | 581.3955 | 315.7245 | 275.604 | 300.9165 | 184.0115 | 144.247 | 110.4935 | 14.329 | 52.9385 | 91.548
Total Power Output of Wind Turbines | 172.905 | 260.796 | 260.796 | 260.796 | 304.767 | 457.996 | 475.6175 | 315.7245 | 275.604 | 383.3885 | 525.495 | 546.967 | 770.2745 | 915.606 | 581.3955 | 315.7245 | 275.604 | 300.9165 | 184.0115 | 144.247 | 110.4935 | 14.329 | 52.9385 | 91.548
CHP Unit Electricity Production | 78 | 0 | 0 | 0 | 0 | 0 | 0 | 83 | 200 | 30 | 0 | 0 | 0 | 0 | 0 | 120 | 270 | 322 | 552 | 525 | 537 | 579 | 526 | 313
Total Electricity from Embedded Generation | 250.905 | 260.796 | 260.796 | 260.796 | 304.767 | 457.996 | 475.6175 | 398.7245 | 475.604 | 413.3885 | 525.495 | 546.967 | 770.2745 | 915.606 | 581.3955 | 435.7245 | 545.604 | 622.9165 | 736.0115 | 669.247 | 647.4935 | 593.329 | 578.9385 | 404.548 | 12132.941
Grid Supply with DSM | 0 | 0 | 0 | 0 | 0 | 0 | 0 | 0 | 0 | 0 | 0 | 0 | 0 | 0 | 0 | 0 | 0 | 0 | 0 | 0.21268 | 0 | 0.33881 | 0.19545 | 0 | 0.74694
Grid Supply without DSM | 0 | 0 | 0 | 0 | 0 | 0 | 0 | 0 | 24.396 | 36.6115 | 0 | 0 | 0 | 0 | 0 | 0 | 14.396 | 57.0835 | 93.9885 | 130.753 | 132.5065 | 126.671 | 81.0615 | 15.452 | 712.9195
Excess of Elect. With DSM | -16.9655 | -100.4231 | -50.2546 | -64.5432 | -74.2887 | -79.1002 | -69.5891 | -27.2607 | -29.0395 | -28.8872 | -92.6946 | -100.8977 | -136.7146 | -188.64 | -139.9392 | -31.9936 | -26.6389 | -22.1068 | -6.9533 | 0 | -0.12888 | 0 | 0 | -6.9054 | -1293.9647
Excess of Elect. Without DSM | -0.905 | -50.796 | -80.796 | -80.796 | -104.767 | -217.996 | -175.6175 | -8.7245 | 0 | 0 | -105.495 | -136.967 | -340.2745 | -505.606 | -181.3955 | -15.7245 | 0 | 0 | 0 | 0 | 0 | 0 | 0 | 0 | -2005.8605
496378
#DIV/0!

## Domestic Energy Consumption
DOMESTIC ENERGY CONSUMPTION OF THE COMMUNITY
% Electical Energy Consumption | %TOE | Type of Appliances | Home Appliances | TOE Cooking | TOE Lights & Appliances | TOE of Heating | TOE of Hot Water | kWh/year per house | % Owned appliances |  | % Owned appliances | % Total Owned Appliances | Houses | kWh/year per appliance | kWh/year
1000
[5 empty] | 0.24963 |  |  | 11634
0.18504 | 0.22406 | Cold | Chest Freezer |  | 0.055932 |  |  | 650.7158 | 0.11206 |  | 17 |  | 170 | 12396.6293 | 650715.8026
|  |  | Fridge-Freezer | [5 empty] | 0.42452 |  | 64.4 |  | 644 | 177900.6388
|  |  | Refrigerator | [5 empty] | 0.28345 |  | 43 | 151.7 | 430 | 79312.6908
|  |  | Upright Freezer | [5 empty] | 0.17996 |  | 27.3 |  | 273 | 31969.1484
0.14116 | 0.17091 | Wet | Dishwasher |  | 0.042666 |  |  | 496.3778 | 0.15974 |  | 25.4 |  | 254 | 20139.8105 | 496377.8382
|  |  | Tumble Dryer | [5 empty] | 0.25156 |  | 40 | 159.01 | 400 | 49946.8298
|  |  | Washer Dryer | [5 empty] | 0.095025 |  | 15.11 |  | 151.1 | 7127.166
|  |  | Washing Machine | [5 empty] | 0.49368 |  | 78.5 |  | 785 | 192365.5326
0.19832 | 0.24013 | Brown | Cassette players |  | 0.059944 |  |  | 697.3924 | 0.17573 |  | 95 |  | 950 | 116425.5759 | 697392.4249
|  |  | Hi-Fi on-mode | [5 empty] | 0.17296 |  | 93.5 |  | 935 | 112778.0046
|  |  | Mobile telephones | [5 empty] | 0.14891 |  | 80.5 |  | 805 | 83597.4336
|  |  | Personal Computer | [5 empty] | 0.082316 |  | 44.5 | 540.6 | 445 | 25545.8999
|  |  | Printer | [5 empty] | 0.058269 |  | 31.5 |  | 315 | 12800.3632
|  |  | TV on-mode | [5 empty] | 0.1811 |  | 97.9 |  | 979 | 123642.1556
|  |  | VCR on-mode | [5 empty] | 0.16056 |  | 86.8 |  | 868 | 97194.2638
|  |  | Fa1 machine | [5 empty] | 0.020163 |  | 10.9 |  | 109 | 1532.6895
0.17412 |  | Cooking | Cooker Hoods | 0.05371 |  |  |  | 624.8658 | 0.036279 |  | 17.9 |  | 179 | 4057.828 | 624865.7512
|  |  | Coffee Makers | [5 empty] | 0.050263 |  | 24.8 |  | 248 | 7789.1656
|  |  | Deep Fat Fryers | [5 empty] | 0.068099 |  | 33.6 |  | 336 | 14297.6984
|  |  | Electric Hob | [5 empty] | 0.093433 |  | 46.1 |  | 461 | 26914.6928
|  |  | Kettle | [5 empty] | 0.19578 |  | 96.6 | 493.4 | 966 | 118179.4132
|  |  | Microwave | [5 empty] | 0.16822 |  | 83 |  | 830 | 87245.6457
|  |  | Electric Oven | [5 empty] | 0.11917 |  | 58.8 |  | 588 | 43786.7013
|  |  | Sandwich Makers | [5 empty] | 0.066275 |  | 32.7 |  | 327 | 13542.0085
|  |  | Slow Cookers | [5 empty] | 0.040332 |  | 19.9 |  | 199 | 5015.2632
|  |  | Toasters | [5 empty] | 0.16214 |  | 80 |  | 800 | 81052.712
0.097367 | 0.1179 | Miscellaneous | Iron |  | 0.029431 |  |  | 342.3965 | 0.16768 |  | 99 |  | 990 | 56839.906 | 342396.4956
|  |  | Clock | [5 empty] | 0.11518 |  | 68 |  | 680 | 26816.4193
|  |  | Electric Shower | [5 empty] | 0.059451 |  | 35.1 |  | 351 | 7144.9171
|  |  | Electric Blanket | [5 empty] | 0.094004 |  | 55.5 | 590.4 | 555 | 17863.5977
|  |  | Hair care | [5 empty] | 0.15955 |  | 94.2 |  | 942 | 51461.7757
|  |  | Vacuum cleaner | [5 empty] | 0.1687 |  | 99.6 |  | 996 | 57530.9624
|  |  | DIY appliances | [5 empty] | 0.099763 |  | 58.9 |  | 589 | 20119.3317
|  |  | Garden Equipment | [5 empty] | 0.13567 |  | 80.1 |  | 801 | 37208.9997
0.204 | 0.24701 | Lighting |  |  | 0.061661 |  |  | 717.3644 | [6 empty] | 717364.4434
[13 empty] | Appliances Electricity Demand | 2.8117 | GWh/year
[13 empty] | Lighting Electricity Demand | 0.71736 | GWh/year
[13 empty] | Total | 3.5291 | GWh/year

## Use Pattern Alalysis
|  | Appliances owned per Category |  |  | 100 | 1000 |  |  | Appliances owned per Category
|  | A | 0.1286 | 0.03215 | 3.215 | 32.15 |  | A | B | C | D | E | F | G | H | I
|  | B | 0.2189 | 0.054725 | 5.4725 | 54.725 | Dishwasher | 32.15 | 54.725 | 62.425 | 17.475 | 13.975 | 6.05 | 29.6 | 26.575 | 7.025
|  | C | 0.2497 | 0.062425 | 6.2425 | 62.425 | Tumble Dryer | 51.44 | 87.56 | 99.88 | 27.96 | 22.36 | 9.68 | 47.36 | 42.52 | 11.24
|  | D | 0.0699 | 0.017475 | 1.7475 | 17.475 | Washer Dryer | 19.29 | 32.835 | 37.455 | 10.485 | 8.385 | 3.63 | 17.76 | 15.945 | 4.215
Dishwasher | 0.25 | E | 0.0559 | 0.013975 | 1.3975 | 13.975 | Washing Machine | 101.594 | 172.931 | 197.263 | 55.221 | 44.161 | 19.118 | 93.536 | 83.977 | 22.199
|  | F | 0.0242 | 0.00605 | 0.605 | 6.05
|  | G | 0.1184 | 0.0296 | 2.96 | 29.6
|  | H | 0.1063 | 0.026575 | 2.6575 | 26.575
|  | I | 0.0281 | 0.007025 | 0.7025 | 7.025
|  | A | 0.1286 | 0.05144 | 5.144 | 51.44
|  | B | 0.2189 | 0.08756 | 8.756 | 87.56
|  | C | 0.2497 | 0.09988 | 9.988 | 99.88
|  | D | 0.0699 | 0.02796 | 2.796 | 27.96
Tumble Dryer | 0.4 | E | 0.0559 | 0.02236 | 2.236 | 22.36
|  | F | 0.0242 | 0.00968 | 0.968 | 9.68
|  | G | 0.1184 | 0.04736 | 4.736 | 47.36
|  | H | 0.1063 | 0.04252 | 4.252 | 42.52
|  | I | 0.0281 | 0.01124 | 1.124 | 11.24
|  | A | 0.1286 | 0.01929 | 1.929 | 19.29
|  | B | 0.2189 | 0.032835 | 3.2835 | 32.835
|  | C | 0.2497 | 0.037455 | 3.7455 | 37.455
|  | D | 0.0699 | 0.010485 | 1.0485 | 10.485
Washer Dryer | 0.15 | E | 0.0559 | 0.008385 | 0.8385 | 8.385
|  | F | 0.0242 | 0.00363 | 0.363 | 3.63
|  | G | 0.1184 | 0.01776 | 1.776 | 17.76
|  | H | 0.1063 | 0.015945 | 1.5945 | 15.945
|  | I | 0.0281 | 0.004215 | 0.4215 | 4.215
|  | A | 0.1286 | 0.10159 | 10.1594 | 101.594
|  | B | 0.2189 | 0.17293 | 17.2931 | 172.931
|  | C | 0.2497 | 0.19726 | 19.7263 | 197.263
|  | D | 0.0699 | 0.055221 | 5.5221 | 55.221
Washing Machine | 0.79 | E | 0.0559 | 0.044161 | 4.4161 | 44.161
|  | F | 0.0242 | 0.019118 | 1.9118 | 19.118
|  | G | 0.1184 | 0.093536 | 9.3536 | 93.536
|  | H | 0.1063 | 0.083977 | 8.3977 | 83.977
|  | I | 0.0281 | 0.022199 | 2.2199 | 22.199
[5 empty] | 159 | 1590

## Forecasting
Forecasted Wet Appliance Usage of the different communities people categories
| Type of Category |  | A | B | C | D | E | F | G | H | I |  | Total
| Dishwasher (DW) |  | 32.15 | 54.725 | 62.425 | 17.475 | 13.975 | 6.05 | 29.6 | 26.575 | 7.025 |  | 250
| Tumble Dryer (TD) |  | 51.44 | 87.56 | 99.88 | 27.96 | 22.36 | 9.68 | 47.36 | 42.52 | 11.24 |  | 400
| Washer Dryer (WD) |  | 19.29 | 32.835 | 37.455 | 10.485 | 8.385 | 3.63 | 17.76 | 15.945 | 4.215 |  | 150
| Washing Machine (WM) |  | 101.594 | 172.931 | 197.263 | 55.221 | 44.161 | 19.118 | 93.536 | 83.977 | 22.199 |  | 790
| Frequency of Use | TD | A: WD; B: WM; C: DW
10
21.5 | daily | 23.9155 | 16.0356 | 44 | 62.4306 |  | 0.059789 | 0.1069 | 0.055696 | 0.24972
33 | +2 | 36.7075 | 13.7806 | 92 | 54.8002 |  | 0.091769 | 0.091871 | 0.11646 | 0.2192
44.5 | +3 | 38.0423 | 8.0178 | 121 | 29.9667 |  | 0.095106 | 0.053452 | 0.15316 | 0.11987
56 | +4 | 47.0523 | 21.0468 | 105 | 24.9723 |  | 0.11763 | 0.14031 | 0.13291 | 0.099889
67.5 | +5 | 66.0734 | 22.049 | 130 | 19.9778 |  | 0.16518 | 0.14699 | 0.16456 | 0.079911
79 | +6 | 88.0979 | 32.99 | 163 | 22.8912 |  | 0.22024 | 0.21993 | 0.20633 | 0.091565
90 | +7 | 100.1112 | 36.0802 | 135 | 34.9612 |  | 0.25028 | 0.24053 | 0.17089 | 0.13984
180
[38 empty] | A category | [16 empty] | B category | [16 empty] | C category | [16 empty] | D category | [16 empty] | E category | [16 empty] | F category | [16 empty] | G category | [16 empty] | H category | [16 empty] | I category
|  |  | C: Surveyed Applaince Use | [8 empty] | Surveyed Applaince Electricity Consumption
|  | M | T | W | T | F | S | S | M | T | W | T | F | S | S | M | T | W | T | F | S | S | M | T | W | T | F | S | S | A | Dishwasher |  | M | T | W | T | F | S | S | M | T | W | T | F | S | S | B | Dishwasher |  | M | T | W | T | F | S | S | M | T | W | T | F | S | S | C | Dishwasher |  | M | T | W | T | F | S | S | M | T | W | T | F | S | S | D | Dishwasher |  | M | T | W | T | F | S | S | M | T | W | T | F | S | S | E | Dishwasher |  | M | T | W | T | F | S | S | M | T | W | T | F | S | S | F | Dishwasher |  | M | T | W | T | F | S | S | M | T | W | T | F | S | S | G | Dishwasher |  | M | T | W | T | F | S | S | M | T | W | T | F | S | S | H | Dishwasher |  | M | T | W | T | F | S | S | M | T | W | T | F | S | S | I | Dishwasher |  | M | T | W | T | F | S | S | M | T | W | T | F | S | S
Dishwasher | daily | 62.4306 | 62.4306 | 62.4306 | 62.4306 | 62.4306 | 62.4306 | 62.4306 | 62.4306 | 62.4306 | 62.4306 | 62.4306 | 62.4306 | 62.4306 | 62.4306 | 63.6792 | 63.6792 | 63.6792 | 63.6792 | 63.6792 | 63.6792 | 63.6792 | 63.6792 | 63.6792 | 63.6792 | 63.6792 | 63.6792 | 63.6792 | 63.6792 |  |  | 1 | 8.0286 | 8.0286 | 8.0286 | 8.0286 | 8.0286 | 8.0286 | 8.0286 | 8.0286 | 8.0286 | 8.0286 | 8.0286 | 8.0286 | 8.0286 | 8.0286 |  |  | 1 | 13.6661 | 13.6661 | 13.6661 | 13.6661 | 13.6661 | 13.6661 | 13.6661 | 13.6661 | 13.6661 | 13.6661 | 13.6661 | 13.6661 | 13.6661 | 13.6661 |  |  | 1 | 15.5889 | 15.5889 | 15.5889 | 15.5889 | 15.5889 | 15.5889 | 15.5889 | 15.5889 | 15.5889 | 15.5889 | 15.5889 | 15.5889 | 15.5889 | 15.5889 |  |  | 1 | 4.3639 | 4.3639 | 4.3639 | 4.3639 | 4.3639 | 4.3639 | 4.3639 | 4.3639 | 4.3639 | 4.3639 | 4.3639 | 4.3639 | 4.3639 | 4.3639 |  |  | 1 | 3.4899 | 3.4899 | 3.4899 | 3.4899 | 3.4899 | 3.4899 | 3.4899 | 3.4899 | 3.4899 | 3.4899 | 3.4899 | 3.4899 | 3.4899 | 3.4899 |  |  | 1 | 1.5108 | 1.5108 | 1.5108 | 1.5108 | 1.5108 | 1.5108 | 1.5108 | 1.5108 | 1.5108 | 1.5108 | 1.5108 | 1.5108 | 1.5108 | 1.5108 |  |  | 1 | 7.3918 | 7.3918 | 7.3918 | 7.3918 | 7.3918 | 7.3918 | 7.3918 | 7.3918 | 7.3918 | 7.3918 | 7.3918 | 7.3918 | 7.3918 | 7.3918 |  |  | 1 | 6.6364 | 6.6364 | 6.6364 | 6.6364 | 6.6364 | 6.6364 | 6.6364 | 6.6364 | 6.6364 | 6.6364 | 6.6364 | 6.6364 | 6.6364 | 6.6364 |  |  | 1 | 1.7543 | 1.7543 | 1.7543 | 1.7543 | 1.7543 | 1.7543 | 1.7543 | 1.7543 | 1.7543 | 1.7543 | 1.7543 | 1.7543 | 1.7543 | 1.7543
| +2 | T: 54.8002; Surveyed Applaince Use T: 54.8002; Surveyed Applaince Use S: 54.8002; Surveyed Applaince Use M: 54.8002; Surveyed Applaince Use W: 54.8002; Surveyed Applaince Use F: 54.8002; Surveyed Applaince Use S: 54.8002 | 0 | 55.8962 | 0 | 55.8962 | 0 | 55.8962 | 0 | 55.8962 | 0 | 55.8962 | 0 | 55.8962 | 0 | 55.8962 |  |  | 2 | 0 | 7.0473 | 0 | 7.0473 | 0 | 7.0473 | 0 | 7.0473 | 0 | 7.0473 | 0 | 7.0473 | 0 | 7.0473 |  |  | 2 | 0 | 11.9958 | 0 | 11.9958 | 0 | 11.9958 | 0 | 11.9958 | 0 | 11.9958 | 0 | 11.9958 | 0 | 11.9958 |  |  | 2 | 0 | 13.6836 | 0 | 13.6836 | 0 | 13.6836 | 0 | 13.6836 | 0 | 13.6836 | 0 | 13.6836 | 0 | 13.6836 |  |  | 2 | 0 | 3.8305 | 0 | 3.8305 | 0 | 3.8305 | 0 | 3.8305 | 0 | 3.8305 | 0 | 3.8305 | 0 | 3.8305 |  |  | 2 | 0 | 3.0633 | 0 | 3.0633 | 0 | 3.0633 | 0 | 3.0633 | 0 | 3.0633 | 0 | 3.0633 | 0 | 3.0633 |  |  | 2 | 0 | 1.3262 | 0 | 1.3262 | 0 | 1.3262 | 0 | 1.3262 | 0 | 1.3262 | 0 | 1.3262 | 0 | 1.3262 |  |  | 2 | 0 | 6.4883 | 0 | 6.4883 | 0 | 6.4883 | 0 | 6.4883 | 0 | 6.4883 | 0 | 6.4883 | 0 | 6.4883 |  |  | 2 | 0 | 5.8253 | 0 | 5.8253 | 0 | 5.8253 | 0 | 5.8253 | 0 | 5.8253 | 0 | 5.8253 | 0 | 5.8253 |  |  | 2 | 0 | 1.5399 | 0 | 1.5399 | 0 | 1.5399 | 0 | 1.5399 | 0 | 1.5399 | 0 | 1.5399 | 0 | 1.5399
1.02 | +3 | W: 29.9667; Surveyed Applaince Use S: 29.9667; Surveyed Applaince Use T: 29.9667; Surveyed Applaince Use F: 29.9667 | 0 | 0 | 30.566 | 0 | 0 | 30.566 | 0 | 0 | 30.566 | 0 | 0 | 30.566 | 0 | 0 |  |  | 3 | 0 | 0 | 3.8537 | 0 | 0 | 3.8537 | 0 | 0 | 3.8537 | 0 | 0 | 3.8537 | 0 | 0 |  |  | 3 | 0 | 0 | 6.5597 | 0 | 0 | 6.5597 | 0 | 0 | 6.5597 | 0 | 0 | 6.5597 | 0 | 0 |  |  | 3 | 0 | 0 | 7.4827 | 0 | 0 | 7.4827 | 0 | 0 | 7.4827 | 0 | 0 | 7.4827 | 0 | 0 |  |  | 3 | 0 | 0 | 2.0947 | 0 | 0 | 2.0947 | 0 | 0 | 2.0947 | 0 | 0 | 2.0947 | 0 | 0 |  |  | 3 | 0 | 0 | 1.6751 | 0 | 0 | 1.6751 | 0 | 0 | 1.6751 | 0 | 0 | 1.6751 | 0 | 0 |  |  | 3 | 0 | 0 | 0.72519 | 0 | 0 | 0.72519 | 0 | 0 | 0.72519 | 0 | 0 | 0.72519 | 0 | 0 |  |  | 3 | 0 | 0 | 3.5481 | 0 | 0 | 3.5481 | 0 | 0 | 3.5481 | 0 | 0 | 3.5481 | 0 | 0 |  |  | 3 | 0 | 0 | 3.1855 | 0 | 0 | 3.1855 | 0 | 0 | 3.1855 | 0 | 0 | 3.1855 | 0 | 0 |  |  | 3 | 0 | 0 | 0.84206 | 0 | 0 | 0.84206 | 0 | 0 | 0.84206 | 0 | 0 | 0.84206 | 0 | 0
| +4 | Surveyed Applaince Use T: 24.9723; Surveyed Applaince Use M: 24.9723; Surveyed Applaince Use F: 24.9723 | 0 | 0 | 0 | 25.4717 | 0 | 0 | 0 | 25.4717 | 0 | 0 | 0 | 25.4717 | 0 | 0 |  |  | 4 | 0 | 0 | 0 | 3.2114 | 0 | 0 | 0 | 3.2114 | 0 | 0 | 0 | 3.2114 | 0 | 0 |  |  | 4 | 0 | 0 | 0 | 5.4664 | 0 | 0 | 0 | 5.4664 | 0 | 0 | 0 | 5.4664 | 0 | 0 |  |  | 4 | 0 | 0 | 0 | 6.2356 | 0 | 0 | 0 | 6.2356 | 0 | 0 | 0 | 6.2356 | 0 | 0 |  |  | 4 | 0 | 0 | 0 | 1.7456 | 0 | 0 | 0 | 1.7456 | 0 | 0 | 0 | 1.7456 | 0 | 0 |  |  | 4 | 0 | 0 | 0 | 1.3959 | 0 | 0 | 0 | 1.3959 | 0 | 0 | 0 | 1.3959 | 0 | 0 |  |  | 4 | 0 | 0 | 0 | 0.60433 | 0 | 0 | 0 | 0.60433 | 0 | 0 | 0 | 0.60433 | 0 | 0 |  |  | 4 | 0 | 0 | 0 | 2.9567 | 0 | 0 | 0 | 2.9567 | 0 | 0 | 0 | 2.9567 | 0 | 0 |  |  | 4 | 0 | 0 | 0 | 2.6546 | 0 | 0 | 0 | 2.6546 | 0 | 0 | 0 | 2.6546 | 0 | 0 |  |  | 4 | 0 | 0 | 0 | 0.70172 | 0 | 0 | 0 | 0.70172 | 0 | 0 | 0 | 0.70172 | 0 | 0
| +5 | Surveyed Applaince Use F: 19.9778; Surveyed Applaince Use W: 19.9778 | 0 | 0 | 0 | 0 | 20.3774 | 0 | 0 | 0 | 0 | 20.3774 | 0 | 0 | 0 | 0 |  |  | 5 | 0 | 0 | 0 | 0 | 2.5691 | 0 | 0 | 0 | 0 | 2.5691 | 0 | 0 | 0 | 0 |  |  | 5 | 0 | 0 | 0 | 0 | 4.3731 | 0 | 0 | 0 | 0 | 4.3731 | 0 | 0 | 0 | 0 |  |  | 5 | 0 | 0 | 0 | 0 | 4.9885 | 0 | 0 | 0 | 0 | 4.9885 | 0 | 0 | 0 | 0 |  |  | 5 | 0 | 0 | 0 | 0 | 1.3964 | 0 | 0 | 0 | 0 | 1.3964 | 0 | 0 | 0 | 0 |  |  | 5 | 0 | 0 | 0 | 0 | 1.1168 | 0 | 0 | 0 | 0 | 1.1168 | 0 | 0 | 0 | 0 |  |  | 5 | 0 | 0 | 0 | 0 | 0.48346 | 0 | 0 | 0 | 0 | 0.48346 | 0 | 0 | 0 | 0 |  |  | 5 | 0 | 0 | 0 | 0 | 2.3654 | 0 | 0 | 0 | 0 | 2.3654 | 0 | 0 | 0 | 0 |  |  | 5 | 0 | 0 | 0 | 0 | 2.1236 | 0 | 0 | 0 | 0 | 2.1236 | 0 | 0 | 0 | 0 |  |  | 5 | 0 | 0 | 0 | 0 | 0.56138 | 0 | 0 | 0 | 0 | 0.56138 | 0 | 0 | 0 | 0
| +6 | Surveyed Applaince Use S: 22.8912; Surveyed Applaince Use F: 22.8912 | 0 | 0 | 0 | 0 | 0 | 23.3491 | 0 | 0 | 0 | 0 | 0 | 23.3491 | 0 | 0 |  |  | 6 | 0 | 0 | 0 | 0 | 0 | 2.9438 | 0 | 0 | 0 | 0 | 0 | 2.9438 | 0 | 0 |  |  | 6 | 0 | 0 | 0 | 0 | 0 | 5.0109 | 0 | 0 | 0 | 0 | 0 | 5.0109 | 0 | 0 |  |  | 6 | 0 | 0 | 0 | 0 | 0 | 5.7159 | 0 | 0 | 0 | 0 | 0 | 5.7159 | 0 | 0 |  |  | 6 | 0 | 0 | 0 | 0 | 0 | 1.6001 | 0 | 0 | 0 | 0 | 0 | 1.6001 | 0 | 0 |  |  | 6 | 0 | 0 | 0 | 0 | 0 | 1.2796 | 0 | 0 | 0 | 0 | 0 | 1.2796 | 0 | 0 |  |  | 6 | 0 | 0 | 0 | 0 | 0 | 0.55397 | 0 | 0 | 0 | 0 | 0 | 0.55397 | 0 | 0 |  |  | 6 | 0 | 0 | 0 | 0 | 0 | 2.7103 | 0 | 0 | 0 | 0 | 0 | 2.7103 | 0 | 0 |  |  | 6 | 0 | 0 | 0 | 0 | 0 | 2.4333 | 0 | 0 | 0 | 0 | 0 | 2.4333 | 0 | 0 |  |  | 6 | 0 | 0 | 0 | 0 | 0 | 0.64324 | 0 | 0 | 0 | 0 | 0 | 0.64324 | 0 | 0
| +7 | Surveyed Applaince Use S: 34.9612; Surveyed Applaince Use S: 34.9612 | 0 | 0 | 0 | 0 | 0 | 0 | 35.6604 | 0 | 0 | 0 | 0 | 0 | 35.6604 | 0 |  |  | 7 | 0 | 0 | 0 | 0 | 0 | 0 | 4.496 | 0 | 0 | 0 | 0 | 0 | 4.496 | 0 |  |  | 7 | 0 | 0 | 0 | 0 | 0 | 0 | 7.653 | 0 | 0 | 0 | 0 | 0 | 7.653 | 0 |  |  | 7 | 0 | 0 | 0 | 0 | 0 | 0 | 8.7298 | 0 | 0 | 0 | 0 | 0 | 8.7298 | 0 |  |  | 7 | 0 | 0 | 0 | 0 | 0 | 0 | 2.4438 | 0 | 0 | 0 | 0 | 0 | 2.4438 | 0 |  |  | 7 | 0 | 0 | 0 | 0 | 0 | 0 | 1.9543 | 0 | 0 | 0 | 0 | 0 | 1.9543 | 0 |  |  | 7 | 0 | 0 | 0 | 0 | 0 | 0 | 0.84606 | 0 | 0 | 0 | 0 | 0 | 0.84606 | 0 |  |  | 7 | 0 | 0 | 0 | 0 | 0 | 0 | 4.1394 | 0 | 0 | 0 | 0 | 0 | 4.1394 | 0 |  |  | 7 | 0 | 0 | 0 | 0 | 0 | 0 | 3.7164 | 0 | 0 | 0 | 0 | 0 | 3.7164 | 0 |  |  | 7 | 0 | 0 | 0 | 0 | 0 | 0 | 0.98241 | 0 | 0 | 0 | 0 | 0 | 0.98241 | 0
| Sum | 62.4306 | 117.2309 | 92.3973 | 142.2031 | 82.4084 | 170.0888 | 97.3918 | 142.2031 | 92.3973 | 137.2087 | 62.4306 | 195.061 | 97.3918
Tumble Dryer | daily | 23.9155 | 23.9155 | 23.9155 | 23.9155 | 23.9155 | 23.9155 | 23.9155 | 23.9155 | 23.9155 | 23.9155 | 23.9155 | 23.9155 | 23.9155 | 23.9155 | 95.6618 | 95.6618 | 95.6618 | 95.6618 | 95.6618 | 95.6618 | 95.6618 | 95.6618 | 95.6618 | 95.6618 | 95.6618 | 95.6618 | 95.6618 | 95.6618 | A | Tumble Dryer |  | M | T | W | T | F | S | S | M | T | W | T | F | S | S | B | Tumble Dryer |  | M | T | W | T | F | S | S | M | T | W | T | F | S | S | C | Tumble Dryer |  | M | T | W | T | F | S | S | M | T | W | T | F | S | S | D | Tumble Dryer |  | M | T | W | T | F | S | S | M | T | W | T | F | S | S | E | Tumble Dryer |  | M | T | W | T | F | S | S | M | T | W | T | F | S | S | F | Tumble Dryer |  | M | T | W | T | F | S | S | M | T | W | T | F | S | S | G | Tumble Dryer |  | M | T | W | T | F | S | S | M | T | W | T | F | S | S | H | Tumble Dryer |  | M | T | W | T | F | S | S | M | T | W | T | F | S | S | I | Tumble Dryer |  | M | T | W | T | F | S | S | M | T | W | T | F | S | S
| +2 | 36.7075 |  | 36.7075 |  | 36.7075 |  | 36.7075 |  | 36.7075 |  | 36.7075 |  | 36.7075 |  | 146.8298 | 0 | 146.8298 | 0 | 146.8298 | 0 | 146.8298 | 0 | 146.8298 | 0 | 146.8298 | 0 | 146.8298 | 0 |  |  | 1 | 3.0755 | 3.0755 | 3.0755 | 3.0755 | 3.0755 | 3.0755 | 3.0755 | 3.0755 | 3.0755 | 3.0755 | 3.0755 | 3.0755 | 3.0755 | 3.0755 |  |  | 1 | 5.2351 | 5.2351 | 5.2351 | 5.2351 | 5.2351 | 5.2351 | 5.2351 | 5.2351 | 5.2351 | 5.2351 | 5.2351 | 5.2351 | 5.2351 | 5.2351 |  |  | 1 | 5.9717 | 5.9717 | 5.9717 | 5.9717 | 5.9717 | 5.9717 | 5.9717 | 5.9717 | 5.9717 | 5.9717 | 5.9717 | 5.9717 | 5.9717 | 5.9717 |  |  | 1 | 1.6717 | 1.6717 | 1.6717 | 1.6717 | 1.6717 | 1.6717 | 1.6717 | 1.6717 | 1.6717 | 1.6717 | 1.6717 | 1.6717 | 1.6717 | 1.6717 |  |  | 1 | 1.3369 | 1.3369 | 1.3369 | 1.3369 | 1.3369 | 1.3369 | 1.3369 | 1.3369 | 1.3369 | 1.3369 | 1.3369 | 1.3369 | 1.3369 | 1.3369 |  |  | 1 | 0.57875 | 0.57875 | 0.57875 | 0.57875 | 0.57875 | 0.57875 | 0.57875 | 0.57875 | 0.57875 | 0.57875 | 0.57875 | 0.57875 | 0.57875 | 0.57875 |  |  | 1 | 2.8316 | 2.8316 | 2.8316 | 2.8316 | 2.8316 | 2.8316 | 2.8316 | 2.8316 | 2.8316 | 2.8316 | 2.8316 | 2.8316 | 2.8316 | 2.8316 |  |  | 1 | 2.5422 | 2.5422 | 2.5422 | 2.5422 | 2.5422 | 2.5422 | 2.5422 | 2.5422 | 2.5422 | 2.5422 | 2.5422 | 2.5422 | 2.5422 | 2.5422 |  |  | 1 | 0.67202 | 0.67202 | 0.67202 | 0.67202 | 0.67202 | 0.67202 | 0.67202 | 0.67202 | 0.67202 | 0.67202 | 0.67202 | 0.67202 | 0.67202 | 0.67202
4 | +3 | 38.0423 |  |  | 38.0423 |  |  | 38.0423 |  |  | 38.0423 |  |  | 38.0423 |  | 152.1691 | 0 | 0 | 152.1691 | 0 | 0 | 152.1691 | 0 | 0 | 152.1691 | 0 | 0 | 152.1691 | 0 |  |  | 2 | 4.7206 | 0 | 4.7206 | 0 | 4.7206 | 0 | 4.7206 | 0 | 4.7206 | 0 | 4.7206 | 0 | 4.7206 | 0 |  |  | 2 | 8.0353 | 0 | 8.0353 | 0 | 8.0353 | 0 | 8.0353 | 0 | 8.0353 | 0 | 8.0353 | 0 | 8.0353 | 0 |  |  | 2 | 9.1659 | 0 | 9.1659 | 0 | 9.1659 | 0 | 9.1659 | 0 | 9.1659 | 0 | 9.1659 | 0 | 9.1659 | 0 |  |  | 2 | 2.5659 | 0 | 2.5659 | 0 | 2.5659 | 0 | 2.5659 | 0 | 2.5659 | 0 | 2.5659 | 0 | 2.5659 | 0 |  |  | 2 | 2.0519 | 0 | 2.0519 | 0 | 2.0519 | 0 | 2.0519 | 0 | 2.0519 | 0 | 2.0519 | 0 | 2.0519 | 0 |  |  | 2 | 0.88832 | 0 | 0.88832 | 0 | 0.88832 | 0 | 0.88832 | 0 | 0.88832 | 0 | 0.88832 | 0 | 0.88832 | 0 |  |  | 2 | 4.3462 | 0 | 4.3462 | 0 | 4.3462 | 0 | 4.3462 | 0 | 4.3462 | 0 | 4.3462 | 0 | 4.3462 | 0 |  |  | 2 | 3.902 | 0 | 3.902 | 0 | 3.902 | 0 | 3.902 | 0 | 3.902 | 0 | 3.902 | 0 | 3.902 | 0 |  |  | 2 | 1.0315 | 0 | 1.0315 | 0 | 1.0315 | 0 | 1.0315 | 0 | 1.0315 | 0 | 1.0315 | 0 | 1.0315 | 0
| +4 |  | 47.0523 |  |  |  | 47.0523 |  |  |  | 47.0523 |  |  |  |  | 0 | 188.2091 | 0 | 0 | 0 | 188.2091 | 0 | 0 | 0 | 188.2091 | 0 | 0 | 0 | 0 |  |  | 3 | 4.8922 | 0 | 0 | 4.8922 | 0 | 0 | 4.8922 | 0 | 0 | 4.8922 | 0 | 0 | 4.8922 | 0 |  |  | 3 | 8.3275 | 0 | 0 | 8.3275 | 0 | 0 | 8.3275 | 0 | 0 | 8.3275 | 0 | 0 | 8.3275 | 0 |  |  | 3 | 9.4992 | 0 | 0 | 9.4992 | 0 | 0 | 9.4992 | 0 | 0 | 9.4992 | 0 | 0 | 9.4992 | 0 |  |  | 3 | 2.6592 | 0 | 0 | 2.6592 | 0 | 0 | 2.6592 | 0 | 0 | 2.6592 | 0 | 0 | 2.6592 | 0 |  |  | 3 | 2.1266 | 0 | 0 | 2.1266 | 0 | 0 | 2.1266 | 0 | 0 | 2.1266 | 0 | 0 | 2.1266 | 0 |  |  | 3 | 0.92062 | 0 | 0 | 0.92062 | 0 | 0 | 0.92062 | 0 | 0 | 0.92062 | 0 | 0 | 0.92062 | 0 |  |  | 3 | 4.5042 | 0 | 0 | 4.5042 | 0 | 0 | 4.5042 | 0 | 0 | 4.5042 | 0 | 0 | 4.5042 | 0 |  |  | 3 | 4.0439 | 0 | 0 | 4.0439 | 0 | 0 | 4.0439 | 0 | 0 | 4.0439 | 0 | 0 | 4.0439 | 0 |  |  | 3 | 1.069 | 0 | 0 | 1.069 | 0 | 0 | 1.069 | 0 | 0 | 1.069 | 0 | 0 | 1.069 | 0
| +5 |  | 66.0734 |  |  |  |  | 66.0734 |  |  |  |  | 66.0734 |  |  | 0 | 264.2937 | 0 | 0 | 0 | 0 | 264.2937 | 0 | 0 | 0 | 0 | 264.2937 | 0 | 0 |  |  | 4 | 0 | 6.0509 | 0 | 0 | 0 | 6.0509 | 0 | 0 | 0 | 6.0509 | 0 | 0 | 0 | 0 |  |  | 4 | 0 | 10.2997 | 0 | 0 | 0 | 10.2997 | 0 | 0 | 0 | 10.2997 | 0 | 0 | 0 | 0 |  |  | 4 | 0 | 11.749 | 0 | 0 | 0 | 11.749 | 0 | 0 | 0 | 11.749 | 0 | 0 | 0 | 0 |  |  | 4 | 0 | 3.289 | 0 | 0 | 0 | 3.289 | 0 | 0 | 0 | 3.289 | 0 | 0 | 0 | 0 |  |  | 4 | 0 | 2.6302 | 0 | 0 | 0 | 2.6302 | 0 | 0 | 0 | 2.6302 | 0 | 0 | 0 | 0 |  |  | 4 | 0 | 1.1387 | 0 | 0 | 0 | 1.1387 | 0 | 0 | 0 | 1.1387 | 0 | 0 | 0 | 0 |  |  | 4 | 0 | 5.571 | 0 | 0 | 0 | 5.571 | 0 | 0 | 0 | 5.571 | 0 | 0 | 0 | 0 |  |  | 4 | 0 | 5.0017 | 0 | 0 | 0 | 5.0017 | 0 | 0 | 0 | 5.0017 | 0 | 0 | 0 | 0 |  |  | 4 | 0 | 1.3222 | 0 | 0 | 0 | 1.3222 | 0 | 0 | 0 | 1.3222 | 0 | 0 | 0 | 0
| +6 |  |  |  |  | 88.0979 | [5 empty] | 88.0979 |  |  |  | 0 | 0 | 0 | 0 | 352.3915 | 0 | 0 | 0 | 0 | 0 | 352.3915 | 0 | 0 | 0 |  |  | 5 | 0 | 8.497 | 0 | 0 | 0 | 0 | 8.497 | 0 | 0 | 0 | 0 | 8.497 | 0 | 0 |  |  | 5 | 0 | 14.4635 | 0 | 0 | 0 | 0 | 14.4635 | 0 | 0 | 0 | 0 | 14.4635 | 0 | 0 |  |  | 5 | 0 | 16.4985 | 0 | 0 | 0 | 0 | 16.4985 | 0 | 0 | 0 | 0 | 16.4985 | 0 | 0 |  |  | 5 | 0 | 4.6185 | 0 | 0 | 0 | 0 | 4.6185 | 0 | 0 | 0 | 0 | 4.6185 | 0 | 0 |  |  | 5 | 0 | 3.6935 | 0 | 0 | 0 | 0 | 3.6935 | 0 | 0 | 0 | 0 | 3.6935 | 0 | 0 |  |  | 5 | 0 | 1.599 | 0 | 0 | 0 | 0 | 1.599 | 0 | 0 | 0 | 0 | 1.599 | 0 | 0 |  |  | 5 | 0 | 7.8231 | 0 | 0 | 0 | 0 | 7.8231 | 0 | 0 | 0 | 0 | 7.8231 | 0 | 0 |  |  | 5 | 0 | 7.0236 | 0 | 0 | 0 | 0 | 7.0236 | 0 | 0 | 0 | 0 | 7.0236 | 0 | 0 |  |  | 5 | 0 | 1.8567 | 0 | 0 | 0 | 0 | 1.8567 | 0 | 0 | 0 | 0 | 1.8567 | 0 | 0
| +7 | [6 empty] | 100.1112 | [5 empty] | 100.1112 |  | 0 | 0 | 0 | 0 | 0 | 0 | 400.4449 | 0 | 0 | 0 | 0 | 0 | 400.4449 | 0 |  |  | 6 | 0 | 0 | 0 | 0 | 11.3294 | 0 | 0 | 0 | 0 | 0 | 11.3294 | 0 | 0 | 0 |  |  | 6 | 0 | 0 | 0 | 0 | 19.2846 | 0 | 0 | 0 | 0 | 0 | 19.2846 | 0 | 0 | 0 |  |  | 6 | 0 | 0 | 0 | 0 | 21.998 | 0 | 0 | 0 | 0 | 0 | 21.998 | 0 | 0 | 0 |  |  | 6 | 0 | 0 | 0 | 0 | 6.158 | 0 | 0 | 0 | 0 | 0 | 6.158 | 0 | 0 | 0 |  |  | 6 | 0 | 0 | 0 | 0 | 4.9247 | 0 | 0 | 0 | 0 | 0 | 4.9247 | 0 | 0 | 0 |  |  | 6 | 0 | 0 | 0 | 0 | 2.132 | 0 | 0 | 0 | 0 | 0 | 2.132 | 0 | 0 | 0 |  |  | 6 | 0 | 0 | 0 | 0 | 10.4308 | 0 | 0 | 0 | 0 | 0 | 10.4308 | 0 | 0 | 0 |  |  | 6 | 0 | 0 | 0 | 0 | 9.3648 | 0 | 0 | 0 | 0 | 0 | 9.3648 | 0 | 0 | 0 |  |  | 6 | 0 | 0 | 0 | 0 | 2.4756 | 0 | 0 | 0 | 0 | 0 | 2.4756 | 0 | 0 | 0
| Sum | 98.6652 | 137.0412 | 60.6229 | 61.9577 | 148.7208 | 70.9677 | 264.8498 | 23.9155 | 60.6229 | 109.01 | 148.7208 | 89.9889 | 198.7764 | [17 empty] | 7 | 0 | 0 | 0 | 0 | 0 | 0 | 12.8743 | 0 | 0 | 0 | 0 | 0 | 12.8743 | 0 |  |  | 7 | 0 | 0 | 0 | 0 | 0 | 0 | 21.9143 | 0 | 0 | 0 | 0 | 0 | 21.9143 | 0 |  |  | 7 | 0 | 0 | 0 | 0 | 0 | 0 | 24.9978 | 0 | 0 | 0 | 0 | 0 | 24.9978 | 0 |  |  | 7 | 0 | 0 | 0 | 0 | 0 | 0 | 6.9978 | 0 | 0 | 0 | 0 | 0 | 6.9978 | 0 |  |  | 7 | 0 | 0 | 0 | 0 | 0 | 0 | 5.5962 | 0 | 0 | 0 | 0 | 0 | 5.5962 | 0 |  |  | 7 | 0 | 0 | 0 | 0 | 0 | 0 | 2.4227 | 0 | 0 | 0 | 0 | 0 | 2.4227 | 0 |  |  | 7 | 0 | 0 | 0 | 0 | 0 | 0 | 11.8532 | 0 | 0 | 0 | 0 | 0 | 11.8532 | 0 |  |  | 7 | 0 | 0 | 0 | 0 | 0 | 0 | 10.6418 | 0 | 0 | 0 | 0 | 0 | 10.6418 | 0 |  |  | 7 | 0 | 0 | 0 | 0 | 0 | 0 | 2.8131 | 0 | 0 | 0 | 0 | 0 | 2.8131 | 0
Washer Dryer | daily | 16.0356 | 16.0356 | 16.0356 | 16.0356 | 16.0356 | 16.0356 | 16.0356 | 16.0356 | 16.0356 | 16.0356 | 16.0356 | 16.0356 | 16.0356 | 16.0356 | 74.5657 | 74.5657 | 74.5657 | 74.5657 | 74.5657 | 74.5657 | 74.5657 | 74.5657 | 74.5657 | 74.5657 | 74.5657 | 74.5657 | 74.5657 | 74.5657 | A | Washer Dryer |  | M | T | W | T | F | S | S | M | T | W | T | F | S | S | B | Washer Dryer |  | M | T | W | T | F | S | S | M | T | W | T | F | S | S | C | Washer Dryer |  | M | T | W | T | F | S | S | M | T | W | T | F | S | S | D | Washer Dryer |  | M | T | W | T | F | S | S | M | T | W | T | F | S | S | E | Washer Dryer |  | M | T | W | T | F | S | S | M | T | W | T | F | S | S | F | Washer Dryer |  | M | T | W | T | F | S | S | M | T | W | T | F | S | S | G | Washer Dryer |  | M | T | W | T | F | S | S | M | T | W | T | F | S | S | H | Washer Dryer |  | M | T | W | T | F | S | S | M | T | W | T | F | S | S | I | Washer Dryer |  | M | T | W | T | F | S | S | M | T | W | T | F | S | S
| +2 |  | 13.7806 |  | 13.7806 |  | 13.7806 |  | 13.7806 |  | 13.7806 |  | 13.7806 |  |  | 0 | 64.0799 | 0 | 64.0799 | 0 | 64.0799 | 0 | 64.0799 | 0 | 64.0799 | 0 | 64.0799 | 0 | 0 |  |  | 1 | 2.0622 | 2.0622 | 2.0622 | 2.0622 | 2.0622 | 2.0622 | 2.0622 | 2.0622 | 2.0622 | 2.0622 | 2.0622 | 2.0622 | 2.0622 | 2.0622 |  |  | 1 | 3.5102 | 3.5102 | 3.5102 | 3.5102 | 3.5102 | 3.5102 | 3.5102 | 3.5102 | 3.5102 | 3.5102 | 3.5102 | 3.5102 | 3.5102 | 3.5102 |  |  | 1 | 4.0041 | 4.0041 | 4.0041 | 4.0041 | 4.0041 | 4.0041 | 4.0041 | 4.0041 | 4.0041 | 4.0041 | 4.0041 | 4.0041 | 4.0041 | 4.0041 |  |  | 1 | 1.1209 | 1.1209 | 1.1209 | 1.1209 | 1.1209 | 1.1209 | 1.1209 | 1.1209 | 1.1209 | 1.1209 | 1.1209 | 1.1209 | 1.1209 | 1.1209 |  |  | 1 | 0.89639 | 0.89639 | 0.89639 | 0.89639 | 0.89639 | 0.89639 | 0.89639 | 0.89639 | 0.89639 | 0.89639 | 0.89639 | 0.89639 | 0.89639 | 0.89639 |  |  | 1 | 0.38806 | 0.38806 | 0.38806 | 0.38806 | 0.38806 | 0.38806 | 0.38806 | 0.38806 | 0.38806 | 0.38806 | 0.38806 | 0.38806 | 0.38806 | 0.38806 |  |  | 1 | 1.8986 | 1.8986 | 1.8986 | 1.8986 | 1.8986 | 1.8986 | 1.8986 | 1.8986 | 1.8986 | 1.8986 | 1.8986 | 1.8986 | 1.8986 | 1.8986 |  |  | 1 | 1.7046 | 1.7046 | 1.7046 | 1.7046 | 1.7046 | 1.7046 | 1.7046 | 1.7046 | 1.7046 | 1.7046 | 1.7046 | 1.7046 | 1.7046 | 1.7046 |  |  | 1 | 0.4506 | 0.4506 | 0.4506 | 0.4506 | 0.4506 | 0.4506 | 0.4506 | 0.4506 | 0.4506 | 0.4506 | 0.4506 | 0.4506 | 0.4506 | 0.4506
4.65 | +3 | 8.0178 | 8.0178 |  | 8.0178 |  |  | 8.0178 |  |  | 8.0178 |  |  | 8.0178 |  | 37.2829 | 37.2829 | 0 | 37.2829 | 0 | 0 | 37.2829 | 0 | 0 | 37.2829 | 0 | 0 | 37.2829 | 0 |  |  | 2 | 0 | 1.7722 | 0 | 1.7722 | 0 | 1.7722 | 0 | 1.7722 | 0 | 1.7722 | 0 | 1.7722 | 0 | 0 |  |  | 2 | 0 | 3.0166 | 0 | 3.0166 | 0 | 3.0166 | 0 | 3.0166 | 0 | 3.0166 | 0 | 3.0166 | 0 | 0 |  |  | 2 | 0 | 3.441 | 0 | 3.441 | 0 | 3.441 | 0 | 3.441 | 0 | 3.441 | 0 | 3.441 | 0 | 0 |  |  | 2 | 0 | 0.96327 | 0 | 0.96327 | 0 | 0.96327 | 0 | 0.96327 | 0 | 0.96327 | 0 | 0.96327 | 0 | 0 |  |  | 2 | 0 | 0.77034 | 0 | 0.77034 | 0 | 0.77034 | 0 | 0.77034 | 0 | 0.77034 | 0 | 0.77034 | 0 | 0 |  |  | 2 | 0 | 0.33349 | 0 | 0.33349 | 0 | 0.33349 | 0 | 0.33349 | 0 | 0.33349 | 0 | 0.33349 | 0 | 0 |  |  | 2 | 0 | 1.6316 | 0 | 1.6316 | 0 | 1.6316 | 0 | 1.6316 | 0 | 1.6316 | 0 | 1.6316 | 0 | 0 |  |  | 2 | 0 | 1.4649 | 0 | 1.4649 | 0 | 1.4649 | 0 | 1.4649 | 0 | 1.4649 | 0 | 1.4649 | 0 | 0 |  |  | 2 | 0 | 0.38724 | 0 | 0.38724 | 0 | 0.38724 | 0 | 0.38724 | 0 | 0.38724 | 0 | 0.38724 | 0 | 0
| +4 |  | 21.0468 |  |  |  | 21.0468 |  |  |  | 21.0468 |  |  |  | 21.0468 | 0 | 97.8675 | 0 | 0 | 0 | 97.8675 | 0 | 0 | 0 | 97.8675 | 0 | 0 | 0 | 97.8675 |  |  | 3 | 1.0311 | 1.0311 | 0 | 1.0311 | 0 | 0 | 1.0311 | 0 | 0 | 1.0311 | 0 | 0 | 1.0311 | 0 |  |  | 3 | 1.7551 | 1.7551 | 0 | 1.7551 | 0 | 0 | 1.7551 | 0 | 0 | 1.7551 | 0 | 0 | 1.7551 | 0 |  |  | 3 | 2.002 | 2.002 | 0 | 2.002 | 0 | 0 | 2.002 | 0 | 0 | 2.002 | 0 | 0 | 2.002 | 0 |  |  | 3 | 0.56045 | 0.56045 | 0 | 0.56045 | 0 | 0 | 0.56045 | 0 | 0 | 0.56045 | 0 | 0 | 0.56045 | 0 |  |  | 3 | 0.4482 | 0.4482 | 0 | 0.4482 | 0 | 0 | 0.4482 | 0 | 0 | 0.4482 | 0 | 0 | 0.4482 | 0 |  |  | 3 | 0.19403 | 0.19403 | 0 | 0.19403 | 0 | 0 | 0.19403 | 0 | 0 | 0.19403 | 0 | 0 | 0.19403 | 0 |  |  | 3 | 0.94931 | 0.94931 | 0 | 0.94931 | 0 | 0 | 0.94931 | 0 | 0 | 0.94931 | 0 | 0 | 0.94931 | 0 |  |  | 3 | 0.85229 | 0.85229 | 0 | 0.85229 | 0 | 0 | 0.85229 | 0 | 0 | 0.85229 | 0 | 0 | 0.85229 | 0 |  |  | 3 | 0.2253 | 0.2253 | 0 | 0.2253 | 0 | 0 | 0.2253 | 0 | 0 | 0.2253 | 0 | 0 | 0.2253 | 0
| +5 | [5 empty] | 22.049 |  |  |  |  | 22.049 |  |  |  | 0 | 0 | 0 | 0 | 0 | 102.5278 | 0 | 0 | 0 | 0 | 102.5278 | 0 | 0 | 0 |  |  | 4 | 0 | 2.7066 | 0 | 0 | 0 | 2.7066 | 0 | 0 | 0 | 2.7066 | 0 | 0 | 0 | 2.7066 |  |  | 4 | 0 | 4.6071 | 0 | 0 | 0 | 4.6071 | 0 | 0 | 0 | 4.6071 | 0 | 0 | 0 | 4.6071 |  |  | 4 | 0 | 5.2554 | 0 | 0 | 0 | 5.2554 | 0 | 0 | 0 | 5.2554 | 0 | 0 | 0 | 5.2554 |  |  | 4 | 0 | 1.4712 | 0 | 0 | 0 | 1.4712 | 0 | 0 | 0 | 1.4712 | 0 | 0 | 0 | 1.4712 |  |  | 4 | 0 | 1.1765 | 0 | 0 | 0 | 1.1765 | 0 | 0 | 0 | 1.1765 | 0 | 0 | 0 | 1.1765 |  |  | 4 | 0 | 0.50933 | 0 | 0 | 0 | 0.50933 | 0 | 0 | 0 | 0.50933 | 0 | 0 | 0 | 0.50933 |  |  | 4 | 0 | 2.4919 | 0 | 0 | 0 | 2.4919 | 0 | 0 | 0 | 2.4919 | 0 | 0 | 0 | 2.4919 |  |  | 4 | 0 | 2.2373 | 0 | 0 | 0 | 2.2373 | 0 | 0 | 0 | 2.2373 | 0 | 0 | 0 | 2.2373 |  |  | 4 | 0 | 0.59141 | 0 | 0 | 0 | 0.59141 | 0 | 0 | 0 | 0.59141 | 0 | 0 | 0 | 0.59141
| +6 | 32.99 | [5 empty] | 32.99 | [5 empty] | 32.99 |  | 153.4034 | 0 | 0 | 0 | 0 | 0 | 153.4034 | 0 | 0 | 0 | 0 | 0 | 153.4034 | 0 |  |  | 5 | 0 | 0 | 0 | 0 | 0 | 2.8355 | 0 | 0 | 0 | 0 | 2.8355 | 0 | 0 | 0 |  |  | 5 | 0 | 0 | 0 | 0 | 0 | 4.8265 | 0 | 0 | 0 | 0 | 4.8265 | 0 | 0 | 0 |  |  | 5 | 0 | 0 | 0 | 0 | 0 | 5.5056 | 0 | 0 | 0 | 0 | 5.5056 | 0 | 0 | 0 |  |  | 5 | 0 | 0 | 0 | 0 | 0 | 1.5412 | 0 | 0 | 0 | 0 | 1.5412 | 0 | 0 | 0 |  |  | 5 | 0 | 0 | 0 | 0 | 0 | 1.2325 | 0 | 0 | 0 | 0 | 1.2325 | 0 | 0 | 0 |  |  | 5 | 0 | 0 | 0 | 0 | 0 | 0.53359 | 0 | 0 | 0 | 0 | 0.53359 | 0 | 0 | 0 |  |  | 5 | 0 | 0 | 0 | 0 | 0 | 2.6106 | 0 | 0 | 0 | 0 | 2.6106 | 0 | 0 | 0 |  |  | 5 | 0 | 0 | 0 | 0 | 0 | 2.3438 | 0 | 0 | 0 | 0 | 2.3438 | 0 | 0 | 0 |  |  | 5 | 0 | 0 | 0 | 0 | 0 | 0.61958 | 0 | 0 | 0 | 0 | 0.61958 | 0 | 0 | 0
| +7 |  |  | 36.0802 | [6 empty] | 36.0802 |  |  |  |  | 0 | 0 | 167.7728 | 0 | 0 | 0 | 0 | 0 | 0 | 167.7728 | 0 | 0 | 0 | 0 |  |  | 6 | 4.2425 | 0 | 0 | 0 | 0 | 0 | 4.2425 | 0 | 0 | 0 | 0 | 0 | 4.2425 | 0 |  |  | 6 | 7.2215 | 0 | 0 | 0 | 0 | 0 | 7.2215 | 0 | 0 | 0 | 0 | 0 | 7.2215 | 0 |  |  | 6 | 8.2376 | 0 | 0 | 0 | 0 | 0 | 8.2376 | 0 | 0 | 0 | 0 | 0 | 8.2376 | 0 |  |  | 6 | 2.306 | 0 | 0 | 0 | 0 | 0 | 2.306 | 0 | 0 | 0 | 0 | 0 | 2.306 | 0 |  |  | 6 | 1.8441 | 0 | 0 | 0 | 0 | 0 | 1.8441 | 0 | 0 | 0 | 0 | 0 | 1.8441 | 0 |  |  | 6 | 0.79836 | 0 | 0 | 0 | 0 | 0 | 0.79836 | 0 | 0 | 0 | 0 | 0 | 0.79836 | 0 |  |  | 6 | 3.906 | 0 | 0 | 0 | 0 | 0 | 3.906 | 0 | 0 | 0 | 0 | 0 | 3.906 | 0 |  |  | 6 | 3.5068 | 0 | 0 | 0 | 0 | 0 | 3.5068 | 0 | 0 | 0 | 0 | 0 | 3.5068 | 0 |  |  | 6 | 0.92702 | 0 | 0 | 0 | 0 | 0 | 0.92702 | 0 | 0 | 0 | 0 | 0 | 0.92702 | 0
| Sum | 57.0434 | 58.8808 | 52.1158 | 37.8341 | 16.0356 | 72.912 | 57.0434 | 29.8163 | 16.0356 | 94.961 | 38.0846 | 29.8163 | 57.0434 | [17 empty] | 7 | 0 | 0 | 4.6399 | 0 | 0 | 0 | 0 | 0 | 0 | 4.6399 | 0 | 0 | 0 | 0 |  |  | 7 | 0 | 0 | 7.898 | 0 | 0 | 0 | 0 | 0 | 0 | 7.898 | 0 | 0 | 0 | 0 |  |  | 7 | 0 | 0 | 9.0092 | 0 | 0 | 0 | 0 | 0 | 0 | 9.0092 | 0 | 0 | 0 | 0 |  |  | 7 | 0 | 0 | 2.522 | 0 | 0 | 0 | 0 | 0 | 0 | 2.522 | 0 | 0 | 0 | 0 |  |  | 7 | 0 | 0 | 2.0169 | 0 | 0 | 0 | 0 | 0 | 0 | 2.0169 | 0 | 0 | 0 | 0 |  |  | 7 | 0 | 0 | 0.87314 | 0 | 0 | 0 | 0 | 0 | 0 | 0.87314 | 0 | 0 | 0 | 0 |  |  | 7 | 0 | 0 | 4.2719 | 0 | 0 | 0 | 0 | 0 | 0 | 4.2719 | 0 | 0 | 0 | 0 |  |  | 7 | 0 | 0 | 3.8353 | 0 | 0 | 0 | 0 | 0 | 0 | 3.8353 | 0 | 0 | 0 | 0 |  |  | 7 | 0 | 0 | 1.0139 | 0 | 0 | 0 | 0 | 0 | 0 | 1.0139 | 0 | 0 | 0 | 0
Washing Machine | daily | 0 | 0 | 0 | 0 | 0 | 0 | 0 | 0 | 0 | 0 | 0 | 0 | 0 | 0 | 0 | 0 | 0 | 0 | 0 | 0 | 0 | 0 | 0 | 0 | 0 | 0 | 0 | 0 | A | Washer Machine |  | M | T | W | T | F | S | S | M | T | W | T | F | S | S | B | Washer Dryer |  | M | T | W | T | F | S | S | M | T | W | T | F | S | S | C | Washer Dryer |  | M | T | W | T | F | S | S | M | T | W | T | F | S | S | D | Washer Dryer |  | M | T | W | T | F | S | S | M | T | W | T | F | S | S | E | Washer Dryer |  | M | T | W | T | F | S | S | M | T | W | T | F | S | S | F | Washer Dryer |  | M | T | W | T | F | S | S | M | T | W | T | F | S | S | G | Washer Dryer |  | M | T | W | T | F | S | S | M | T | W | T | F | S | S | H | Washer Dryer |  | M | T | W | T | F | S | S | M | T | W | T | F | S | S | I | Washer Dryer |  | M | T | W | T | F | S | S | M | T | W | T | F | S | S
| +2 |  | 44 |  | 44 |  | 44 |  | 44 |  | 44 |  | 44 |  | 44 | 0 | 52.8 | 0 | 52.8 | 0 | 52.8 | 0 | 52.8 | 0 | 52.8 | 0 | 52.8 | 0 | 52.8 |  |  | 1 | 0 | 0 | 0 | 0 | 0 | 0 | 0 | 0 | 0 | 0 | 0 | 0 | 0 | 0 |  |  | 1 | 0 | 0 | 0 | 0 | 0 | 0 | 0 | 0 | 0 | 0 | 0 | 0 | 0 | 0 |  |  | 1 | 0 | 0 | 0 | 0 | 0 | 0 | 0 | 0 | 0 | 0 | 0 | 0 | 0 | 0 |  |  | 1 | 0 | 0 | 0 | 0 | 0 | 0 | 0 | 0 | 0 | 0 | 0 | 0 | 0 | 0 |  |  | 1 | 0 | 0 | 0 | 0 | 0 | 0 | 0 | 0 | 0 | 0 | 0 | 0 | 0 | 0 |  |  | 1 | 0 | 0 | 0 | 0 | 0 | 0 | 0 | 0 | 0 | 0 | 0 | 0 | 0 | 0 |  |  | 1 | 0 | 0 | 0 | 0 | 0 | 0 | 0 | 0 | 0 | 0 | 0 | 0 | 0 | 0 |  |  | 1 | 0 | 0 | 0 | 0 | 0 | 0 | 0 | 0 | 0 | 0 | 0 | 0 | 0 | 0 |  |  | 1 | 0 | 0 | 0 | 0 | 0 | 0 | 0 | 0 | 0 | 0 | 0 | 0 | 0 | 0
1.2 | +3 | 121 |  |  | 121 |  |  | 121 |  |  | 121 |  |  | 121 |  | 145.2 | 0 | 0 | 145.2 | 0 | 0 | 145.2 | 0 | 0 | 145.2 | 0 | 0 | 145.2 | 0 |  |  | 2 | 0 | 5.6584 | 0 | 5.6584 | 0 | 5.6584 | 0 | 5.6584 | 0 | 5.6584 | 0 | 5.6584 | 0 | 5.6584 |  |  | 2 | 0 | 9.6316 | 0 | 9.6316 | 0 | 9.6316 | 0 | 9.6316 | 0 | 9.6316 | 0 | 9.6316 | 0 | 9.6316 |  |  | 2 | 0 | 10.9868 | 0 | 10.9868 | 0 | 10.9868 | 0 | 10.9868 | 0 | 10.9868 | 0 | 10.9868 | 0 | 10.9868 |  |  | 2 | 0 | 3.0756 | 0 | 3.0756 | 0 | 3.0756 | 0 | 3.0756 | 0 | 3.0756 | 0 | 3.0756 | 0 | 3.0756 |  |  | 2 | 0 | 2.4596 | 0 | 2.4596 | 0 | 2.4596 | 0 | 2.4596 | 0 | 2.4596 | 0 | 2.4596 | 0 | 2.4596 |  |  | 2 | 0 | 1.0648 | 0 | 1.0648 | 0 | 1.0648 | 0 | 1.0648 | 0 | 1.0648 | 0 | 1.0648 | 0 | 1.0648 |  |  | 2 | 0 | 5.2096 | 0 | 5.2096 | 0 | 5.2096 | 0 | 5.2096 | 0 | 5.2096 | 0 | 5.2096 | 0 | 5.2096 |  |  | 2 | 0 | 4.6772 | 0 | 4.6772 | 0 | 4.6772 | 0 | 4.6772 | 0 | 4.6772 | 0 | 4.6772 | 0 | 4.6772 |  |  | 2 | 0 | 1.2364 | 0 | 1.2364 | 0 | 1.2364 | 0 | 1.2364 | 0 | 1.2364 | 0 | 1.2364 | 0 | 1.2364
| +4 |  |  | 105 |  |  |  | 105 |  |  |  | 105 |  |  |  | 0 | 0 | 126 | 0 | 0 | 0 | 126 | 0 | 0 | 0 | 126 | 0 | 0 | 0 |  |  | 3 | 15.5606 | 0 | 0 | 15.5606 | 0 | 0 | 15.5606 | 0 | 0 | 15.5606 | 0 | 0 | 15.5606 | 0 |  |  | 3 | 26.4869 | 0 | 0 | 26.4869 | 0 | 0 | 26.4869 | 0 | 0 | 26.4869 | 0 | 0 | 26.4869 | 0 |  |  | 3 | 30.2137 | 0 | 0 | 30.2137 | 0 | 0 | 30.2137 | 0 | 0 | 30.2137 | 0 | 0 | 30.2137 | 0 |  |  | 3 | 8.4579 | 0 | 0 | 8.4579 | 0 | 0 | 8.4579 | 0 | 0 | 8.4579 | 0 | 0 | 8.4579 | 0 |  |  | 3 | 6.7639 | 0 | 0 | 6.7639 | 0 | 0 | 6.7639 | 0 | 0 | 6.7639 | 0 | 0 | 6.7639 | 0 |  |  | 3 | 2.9282 | 0 | 0 | 2.9282 | 0 | 0 | 2.9282 | 0 | 0 | 2.9282 | 0 | 0 | 2.9282 | 0 |  |  | 3 | 14.3264 | 0 | 0 | 14.3264 | 0 | 0 | 14.3264 | 0 | 0 | 14.3264 | 0 | 0 | 14.3264 | 0 |  |  | 3 | 12.8623 | 0 | 0 | 12.8623 | 0 | 0 | 12.8623 | 0 | 0 | 12.8623 | 0 | 0 | 12.8623 | 0 |  |  | 3 | 3.4001 | 0 | 0 | 3.4001 | 0 | 0 | 3.4001 | 0 | 0 | 3.4001 | 0 | 0 | 3.4001 | 0
| +5 | [5 empty] | 130 |  |  |  |  | 130 |  |  |  | 0 | 0 | 0 | 0 | 0 | 156 | 0 | 0 | 0 | 0 | 156 | 0 | 0 | 0 |  |  | 4 | 0 | 0 | 13.503 | 0 | 0 | 0 | 13.503 | 0 | 0 | 0 | 13.503 | 0 | 0 | 0 |  |  | 4 | 0 | 0 | 22.9845 | 0 | 0 | 0 | 22.9845 | 0 | 0 | 0 | 22.9845 | 0 | 0 | 0 |  |  | 4 | 0 | 0 | 26.2185 | 0 | 0 | 0 | 26.2185 | 0 | 0 | 0 | 26.2185 | 0 | 0 | 0 |  |  | 4 | 0 | 0 | 7.3395 | 0 | 0 | 0 | 7.3395 | 0 | 0 | 0 | 7.3395 | 0 | 0 | 0 |  |  | 4 | 0 | 0 | 5.8695 | 0 | 0 | 0 | 5.8695 | 0 | 0 | 0 | 5.8695 | 0 | 0 | 0 |  |  | 4 | 0 | 0 | 2.541 | 0 | 0 | 0 | 2.541 | 0 | 0 | 0 | 2.541 | 0 | 0 | 0 |  |  | 4 | 0 | 0 | 12.432 | 0 | 0 | 0 | 12.432 | 0 | 0 | 0 | 12.432 | 0 | 0 | 0 |  |  | 4 | 0 | 0 | 11.1615 | 0 | 0 | 0 | 11.1615 | 0 | 0 | 0 | 11.1615 | 0 | 0 | 0 |  |  | 4 | 0 | 0 | 2.9505 | 0 | 0 | 0 | 2.9505 | 0 | 0 | 0 | 2.9505 | 0 | 0 | 0
| +6 |  |  |  |  | 163 | [5 empty] | 163 |  |  |  | 0 | 0 | 0 | 0 | 195.6 | 0 | 0 | 0 | 0 | 0 | 195.6 | 0 | 0 | 0 |  |  | 5 | 0 | 0 | 0 | 0 | 0 | 16.718 | 0 | 0 | 0 | 0 | 16.718 | 0 | 0 | 0 |  |  | 5 | 0 | 0 | 0 | 0 | 0 | 28.457 | 0 | 0 | 0 | 0 | 28.457 | 0 | 0 | 0 |  |  | 5 | 0 | 0 | 0 | 0 | 0 | 32.461 | 0 | 0 | 0 | 0 | 32.461 | 0 | 0 | 0 |  |  | 5 | 0 | 0 | 0 | 0 | 0 | 9.087 | 0 | 0 | 0 | 0 | 9.087 | 0 | 0 | 0 |  |  | 5 | 0 | 0 | 0 | 0 | 0 | 7.267 | 0 | 0 | 0 | 0 | 7.267 | 0 | 0 | 0 |  |  | 5 | 0 | 0 | 0 | 0 | 0 | 3.146 | 0 | 0 | 0 | 0 | 3.146 | 0 | 0 | 0 |  |  | 5 | 0 | 0 | 0 | 0 | 0 | 15.392 | 0 | 0 | 0 | 0 | 15.392 | 0 | 0 | 0 |  |  | 5 | 0 | 0 | 0 | 0 | 0 | 13.819 | 0 | 0 | 0 | 0 | 13.819 | 0 | 0 | 0 |  |  | 5 | 0 | 0 | 0 | 0 | 0 | 3.653 | 0 | 0 | 0 | 0 | 3.653 | 0 | 0 | 0
| +7 | [5 empty] | 135 | [6 empty] | 135 |  | 0 | 0 | 0 | 0 | 0 | 162 | 0 | 0 | 0 | 0 | 0 | 0 | 162 | 0 |  |  | 6 | 0 | 0 | 0 | 0 | 20.9618 | 0 | 0 | 0 | 0 | 0 | 20.9618 | 0 | 0 | 0 |  |  | 6 | 0 | 0 | 0 | 0 | 35.6807 | 0 | 0 | 0 | 0 | 0 | 35.6807 | 0 | 0 | 0 |  |  | 6 | 0 | 0 | 0 | 0 | 40.7011 | 0 | 0 | 0 | 0 | 0 | 40.7011 | 0 | 0 | 0 |  |  | 6 | 0 | 0 | 0 | 0 | 11.3937 | 0 | 0 | 0 | 0 | 0 | 11.3937 | 0 | 0 | 0 |  |  | 6 | 0 | 0 | 0 | 0 | 9.1117 | 0 | 0 | 0 | 0 | 0 | 9.1117 | 0 | 0 | 0 |  |  | 6 | 0 | 0 | 0 | 0 | 3.9446 | 0 | 0 | 0 | 0 | 0 | 3.9446 | 0 | 0 | 0 |  |  | 6 | 0 | 0 | 0 | 0 | 19.2992 | 0 | 0 | 0 | 0 | 0 | 19.2992 | 0 | 0 | 0 |  |  | 6 | 0 | 0 | 0 | 0 | 17.3269 | 0 | 0 | 0 | 0 | 0 | 17.3269 | 0 | 0 | 0 |  |  | 6 | 0 | 0 | 0 | 0 | 4.5803 | 0 | 0 | 0 | 0 | 0 | 4.5803 | 0 | 0 | 0
| Sum | 121 | 44 | 105 | 165 | 163 | 309 | 226 | 44 | 0 | 165 | 398 | 44 | 256 | [17 empty] | 7 | 0 | 0 | 0 | 0 | 0 | 17.361 | 0 | 0 | 0 | 0 | 0 | 0 | 17.361 | 0 |  |  | 7 | 0 | 0 | 0 | 0 | 0 | 29.5515 | 0 | 0 | 0 | 0 | 0 | 0 | 29.5515 | 0 |  |  | 7 | 0 | 0 | 0 | 0 | 0 | 33.7095 | 0 | 0 | 0 | 0 | 0 | 0 | 33.7095 | 0 |  |  | 7 | 0 | 0 | 0 | 0 | 0 | 9.4365 | 0 | 0 | 0 | 0 | 0 | 0 | 9.4365 | 0 |  |  | 7 | 0 | 0 | 0 | 0 | 0 | 7.5465 | 0 | 0 | 0 | 0 | 0 | 0 | 7.5465 | 0 |  |  | 7 | 0 | 0 | 0 | 0 | 0 | 3.267 | 0 | 0 | 0 | 0 | 0 | 0 | 3.267 | 0 |  |  | 7 | 0 | 0 | 0 | 0 | 0 | 15.984 | 0 | 0 | 0 | 0 | 0 | 0 | 15.984 | 0 |  |  | 7 | 0 | 0 | 0 | 0 | 0 | 14.3505 | 0 | 0 | 0 | 0 | 0 | 0 | 14.3505 | 0 |  |  | 7 | 0 | 0 | 0 | 0 | 0 | 3.7935 | 0 | 0 | 0 | 0 | 0 | 0 | 3.7935 | 0
[31 empty] | A |  | M | T | W | T | F | S | S | M | T | W | T | F | S | S |  | B |  | M | T | W | T | F | S | S | M | T | W | T | F | S | S |  | C |  | M | T | W | T | F | S | S | M | T | W | T | F | S | S |  | D |  | M | T | W | T | F | S | S | M | T | W | T | F | S | S |  | E |  | M | T | W | T | F | S | S | M | T | W | T | F | S | S |  | F |  | M | T | W | T | F | S | S | M | T | W | T | F | S | S |  | G |  | M | T | W | T | F | S | S | M | T | W | T | F | S | S |  | H |  | M | T | W | T | F | S | S | M | T | W | T | F | S | S |  | I |  | M | T | W | T | F | S | S | M | T | W | T | F | S | S
SUM |  | M | T | W | T | F | S | S | M | T | W | T | F | S | S | M | T | W | T | F | S | S | M | T | W | T | F | S | S |  | Dishwasher |  | 8.0286 | 15.0759 | 11.8823 | 18.2873 | 10.5977 | 21.8734 | 12.5246 | 18.2873 | 11.8823 | 17.645 | 8.0286 | 25.0849 | 12.5246 | 15.0759 |  | Dishwasher |  | 13.6661 | 25.6618 | 20.2258 | 31.1283 | 18.0392 | 37.2324 | 21.3191 | 31.1283 | 20.2258 | 30.035 | 13.6661 | 42.6989 | 21.3191 | 25.6618 |  | Dishwasher |  | 15.5889 | 29.2725 | 23.0716 | 35.5081 | 20.5774 | 42.4712 | 24.3187 | 35.5081 | 23.0716 | 34.261 | 15.5889 | 48.7067 | 24.3187 | 29.2725 |  | Dishwasher |  | 4.3639 | 8.1944 | 6.4586 | 9.94 | 5.7603 | 11.8892 | 6.8077 | 9.94 | 6.4586 | 9.5909 | 4.3639 | 13.6348 | 6.8077 | 8.1944 |  | Dishwasher |  | 3.4899 | 6.5532 | 5.165 | 7.9492 | 4.6066 | 9.508 | 5.4442 | 7.9492 | 5.165 | 7.67 | 3.4899 | 10.9039 | 5.4442 | 6.5532 |  | Dishwasher |  | 1.5108 | 2.837 | 2.236 | 3.4413 | 1.9943 | 4.1161 | 2.3569 | 3.4413 | 2.236 | 3.3204 | 1.5108 | 4.7205 | 2.3569 | 2.837 |  | Dishwasher |  | 7.3918 | 13.8801 | 10.9398 | 16.8368 | 9.7572 | 20.1385 | 11.5312 | 16.8368 | 10.9398 | 16.2455 | 7.3918 | 23.0952 | 11.5312 | 13.8801 |  | Dishwasher |  | 6.6364 | 12.4616 | 9.8218 | 15.1162 | 8.76 | 18.0804 | 10.3527 | 15.1162 | 9.8218 | 14.5853 | 6.6364 | 20.735 | 10.3527 | 12.4616 |  | Dishwasher |  | 1.7543 | 3.2942 | 2.5964 | 3.9959 | 2.3157 | 4.7795 | 2.7367 | 3.9959 | 2.5964 | 3.8556 | 1.7543 | 5.4812 | 2.7367 | 3.2942
| daily | 102.3817 | 102.3817 | 102.3817 | 102.3817 | 102.3817 | 102.3817 | 102.3817 | 102.3817 | 102.3817 | 102.3817 | 102.3817 | 102.3817 | 102.3817 | 102.3817 | 233.9068 | 233.9068 | 233.9068 | 233.9068 | 233.9068 | 233.9068 | 233.9068 | 233.9068 | 233.9068 | 233.9068 | 233.9068 | 233.9068 | 233.9068 | 233.9068 |  | Tumble Dryer |  | 12.6883 | 17.6235 | 7.7961 | 7.9678 | 19.1255 | 9.1265 | 34.0597 | 3.0755 | 7.7961 | 14.0187 | 19.1255 | 11.5726 | 25.5626 | 3.0755 |  | Tumble Dryer |  | 21.5978 | 29.9983 | 13.2704 | 13.5625 | 32.555 | 15.5348 | 57.9756 | 5.2351 | 13.2704 | 23.8623 | 32.555 | 19.6986 | 43.5122 | 5.2351 |  | Tumble Dryer |  | 24.6367 | 34.2192 | 15.1375 | 15.4708 | 37.1356 | 17.7206 | 66.133 | 5.9717 | 15.1375 | 27.2198 | 37.1356 | 22.4702 | 49.6345 | 5.9717 |  | Tumble Dryer |  | 6.8967 | 9.5792 | 4.2375 | 4.3308 | 10.3956 | 4.9606 | 18.513 | 1.6717 | 4.2375 | 7.6198 | 10.3956 | 6.2902 | 13.8945 | 1.6717 |  | Tumble Dryer |  | 5.5154 | 7.6606 | 3.3888 | 3.4634 | 8.3135 | 3.9671 | 14.8051 | 1.3369 | 3.3888 | 6.0937 | 8.3135 | 5.0304 | 11.1116 | 1.3369 |  | Tumble Dryer |  | 2.3877 | 3.3164 | 1.4671 | 1.4994 | 3.599 | 1.7174 | 6.4094 | 0.57875 | 1.4671 | 2.638 | 3.599 | 2.1777 | 4.8104 | 0.57875 |  | Tumble Dryer |  | 11.682 | 16.2257 | 7.1778 | 7.3358 | 17.6085 | 8.4026 | 31.3582 | 2.8316 | 7.1778 | 12.9068 | 17.6085 | 10.6547 | 23.5351 | 2.8316 |  | Tumble Dryer |  | 10.4881 | 14.5675 | 6.4442 | 6.5861 | 15.809 | 7.5439 | 28.1535 | 2.5422 | 6.4442 | 11.5878 | 15.809 | 9.5658 | 21.1299 | 2.5422 |  | Tumble Dryer |  | 2.7725 | 3.8509 | 1.7035 | 1.741 | 4.1791 | 1.9942 | 7.4423 | 0.67202 | 1.7035 | 3.0632 | 4.1791 | 2.5287 | 5.5856 | 0.67202
| +2 | 36.7075 | 112.5808 | 36.7075 | 112.5808 | 36.7075 | 112.5808 | 36.7075 | 112.5808 | 36.7075 | 112.5808 | 36.7075 | 112.5808 | 36.7075 | 98.8002 | 146.8298 | 172.7761 | 146.8298 | 172.7761 | 146.8298 | 172.7761 | 146.8298 | 172.7761 | 146.8298 | 172.7761 | 146.8298 | 172.7761 | 146.8298 | 108.6962 |  | Washer Dryer |  | 7.3358 | 7.5721 | 6.7021 | 4.8655 | 2.0622 | 9.3765 | 7.3358 | 3.8344 | 2.0622 | 12.212 | 4.8977 | 3.8344 | 7.3358 | 4.7688 |  | Washer Dryer |  | 12.4868 | 12.889 | 11.4082 | 8.2819 | 3.5102 | 15.9604 | 12.4868 | 6.5268 | 3.5102 | 20.787 | 8.3367 | 6.5268 | 12.4868 | 8.1173 |  | Washer Dryer |  | 14.2437 | 14.7025 | 13.0133 | 9.4472 | 4.0041 | 18.2061 | 14.2437 | 7.4451 | 4.0041 | 23.7118 | 9.5097 | 7.4451 | 14.2437 | 9.2595 |  | Washer Dryer |  | 3.9873 | 4.1158 | 3.6429 | 2.6446 | 1.1209 | 5.0966 | 3.9873 | 2.0842 | 1.1209 | 6.6378 | 2.6621 | 2.0842 | 3.9873 | 2.5921 |  | Washer Dryer |  | 3.1887 | 3.2914 | 2.9133 | 2.1149 | 0.89639 | 4.0758 | 3.1887 | 1.6667 | 0.89639 | 5.3083 | 2.1289 | 1.6667 | 3.1887 | 2.0729 |  | Washer Dryer |  | 1.3805 | 1.4249 | 1.2612 | 0.91558 | 0.38806 | 1.7645 | 1.3805 | 0.72155 | 0.38806 | 2.2981 | 0.92165 | 0.72155 | 1.3805 | 0.89739 |  | Washer Dryer |  | 6.7539 | 6.9715 | 6.1705 | 4.4796 | 1.8986 | 8.6328 | 6.7539 | 3.5302 | 1.8986 | 11.2434 | 4.5092 | 3.5302 | 6.7539 | 4.3906 |  | Washer Dryer |  | 6.0637 | 6.259 | 5.5399 | 4.0218 | 1.7046 | 7.7505 | 6.0637 | 3.1695 | 1.7046 | 10.0944 | 4.0484 | 3.1695 | 6.0637 | 3.9419 |  | Washer Dryer |  | 1.6029 | 1.6546 | 1.4645 | 1.0631 | 0.4506 | 2.0488 | 1.6029 | 0.83784 | 0.4506 | 2.6684 | 1.0702 | 0.83784 | 1.6029 | 1.042
| +3 | 167.0601 | 8.0178 | 29.9667 | 167.0601 | 0 | 29.9667 | 167.0601 | 0 | 29.9667 | 167.0601 | 0 | 29.9667 | 167.0601 | 0 | 334.6519 | 37.2829 | 30.566 | 334.6519 | 0 | 30.566 | 334.6519 | 0 | 30.566 | 334.6519 | 0 | 30.566 | 334.6519 | 0 |  | Washer Machine |  | 15.5606 | 5.6584 | 13.503 | 21.219 | 20.9618 | 39.7374 | 29.0636 | 5.6584 | 0 | 21.219 | 51.1828 | 5.6584 | 32.9216 | 5.6584 |  | Washer Machine |  | 26.4869 | 9.6316 | 22.9845 | 36.1185 | 35.6807 | 67.6401 | 49.4714 | 9.6316 | 0 | 36.1185 | 87.1222 | 9.6316 | 56.0384 | 9.6316 |  | Washer Machine |  | 30.2137 | 10.9868 | 26.2185 | 41.2005 | 40.7011 | 77.1573 | 56.4322 | 10.9868 | 0 | 41.2005 | 99.3806 | 10.9868 | 63.9232 | 10.9868 |  | Washer Machine |  | 8.4579 | 3.0756 | 7.3395 | 11.5335 | 11.3937 | 21.5991 | 15.7974 | 3.0756 | 0 | 11.5335 | 27.8202 | 3.0756 | 17.8944 | 3.0756 |  | Washer Machine |  | 6.7639 | 2.4596 | 5.8695 | 9.2235 | 9.1117 | 17.2731 | 12.6334 | 2.4596 | 0 | 9.2235 | 22.2482 | 2.4596 | 14.3104 | 2.4596 |  | Washer Machine |  | 2.9282 | 1.0648 | 2.541 | 3.993 | 3.9446 | 7.4778 | 5.4692 | 1.0648 | 0 | 3.993 | 9.6316 | 1.0648 | 6.1952 | 1.0648 |  | Washer Machine |  | 14.3264 | 5.2096 | 12.432 | 19.536 | 19.2992 | 36.5856 | 26.7584 | 5.2096 | 0 | 19.536 | 47.1232 | 5.2096 | 30.3104 | 5.2096 |  | Washer Machine |  | 12.8623 | 4.6772 | 11.1615 | 17.5395 | 17.3269 | 32.8467 | 24.0238 | 4.6772 | 0 | 17.5395 | 42.3074 | 4.6772 | 27.2128 | 4.6772 |  | Washer Machine |  | 3.4001 | 1.2364 | 2.9505 | 4.6365 | 4.5803 | 8.6829 | 6.3506 | 1.2364 | 0 | 4.6365 | 11.1838 | 1.2364 | 7.1936 | 1.2364
| +4 | 0 | 68.0991 | 105 | 24.9723 | 0 | 68.0991 | 105 | 24.9723 | 0 | 68.0991 | 105 | 24.9723 | 0 | 21.0468 | 0 | 286.0766 | 126 | 25.4717 | 0 | 286.0766 | 126 | 25.4717 | 0 | 286.0766 | 126 | 25.4717 | 0 | 97.8675
| +5 | 0 | 66.0734 | 0 | 0 | 19.9778 | 152.049 | 66.0734 | 0 | 0 | 19.9778 | 152.049 | 66.0734 | 0 | 0 | 0 | 264.2937 | 0 | 0 | 20.3774 | 258.5278 | 264.2937 | 0 | 0 | 20.3774 | 258.5278 | 264.2937 | 0 | 0
| +6 | 32.99 | 0 | 0 | 0 | 251.0979 | 22.8912 | 32.99 | 0 | 0 | 0 | 251.0979 | 22.8912 | 32.99 | 0 | 153.4034 | 0 | 0 | 0 | 547.9915 | 23.3491 | 153.4034 | 0 | 0 | 0 | 547.9915 | 23.3491 | 153.4034 | 0
| +7 | 0 | 0 | 36.0802 | 0 | 0 | 135 | 135.0724 | 0 | 0 | 36.0802 | 0 | 0 | 270.0724 | 0 | 0 | 0 | 167.7728 | 0 | 0 | 162 | 436.1053 | 0 | 0 | 167.7728 | 0 | 0 | 598.1053 | 0
| Sum | 339.1392 | 357.1529 | 310.1361 | 406.9949 | 410.1649 | 622.9686 | 645.285 | 239.9348 | 169.0559 | 506.1797 | 647.2361 | 358.8662 | 609.2116 | 222.2287 | 868.7919 | 994.336 | 705.0755 | 766.8065 | 949.1055 | 1167.2025 | 1695.1909 | 432.1546 | 411.3026 | 1215.5616 | 1313.256 | 750.3634 | 1466.8972 | 440.4705
1.1329

## Use Pattern
A |  |  | 1 | 2 | 3 | 4 | 5 | 6 | 7 | 8 | 9 | 10 | 11 | 12 | 13 | 14 | 15 | 16 | 17 | 18 | 19 | 20 | 21 | 22 | 23 | 24
|  | No of Appliances | 60 | 120 | 180 | 240 | 300 | 360 | 420 | 480 | 540 | 600 | 660 | 720 | 780 | 840 | 900 | 960 | 1020 | 1080 | 1140 | 1200 | 1260 | 1320 | 1380 | 1440
Dishwasher |  | 17.645 | 1: 0.3; 2: 0.5; 3: 0.2; 19: 0.2; 20: 0.25; 21: 0.4; 22: 0.15 | 2
Tumble Dryer | per/cycle | 14.0187 | 9: 0.2; 10: 0.65; 11: 0.15; 21: 0.2; 22: 0.25; 23: 0.35; 24: 0.2 | 2
Washer Dryer | per/cycle | 12.212 | 9: 0.15; 10: 0.65; 11: 0.15; 12: 0.05; 19: 0.05; 20: 0.2; 21: 0.27; 22: 0.28; 23: 0.2 | 2
Washing Machine | per/cycle | 21.219 | 9: 0.15; 10: 0.65; 11: 0.15; 12: 0.05; 19: 0.05; 20: 0.2; 21: 0.25; 22: 0.35; 23: 0.15 | 2
B |  |  | 1 | 2 | 3 | 4 | 5 | 6 | 7 | 8 | 9 | 10 | 11 | 12 | 13 | 14 | 15 | 16 | 17 | 18 | 19 | 20 | 21 | 22 | 23 | 24
|  | No of Appliances | 60 | 120 | 180 | 240 | 300 | 360 | 420 | 480 | 540 | 600 | 660 | 720 | 780 | 840 | 900 | 960 | 1020 | 1080 | 1140 | 1200 | 1260 | 1320 | 1380 | 1440
Dishwasher |  | 30.035 | 1: 0.2; 2: 0.3; 3: 0.4; 4: 0.1; 0.25 21: 0.2; 0.35 22: 0.35; 0.15 23: 0.3; 0.15 24: 0.15 | 2
Tumble Dryer | per/cycle | 23.8623 | 7: 0.2; 8: 0.4; 0.15 9: 0.25; 0.65 10: 0.15; 0.05 18: 0.2; 0.05 19: 0.3; 0.2 20: 0.35; 0.25 21: 0.15 | 2
Washer Dryer | per/cycle | 20.787 | 6: 0.15; 7: 0.65; 8: 0.15; 0.15 9: 0.05; 0.05 16: 0.05; 0.05 17: 0.2; 0.05 18: 0.27; 0.05 19: 0.28; 0.2 20: 0.2 | 2
Washing Machine | per/cycle | 36.1185 | 6: 0.15; 7: 0.15; 8: 0.4; 0.15 9: 0.2; 0.65 10: 0.1; 0.05 16: 0.15; 0.05 17: 0.2; 0.05 18: 0.37; 0.05 19: 0.28 | 2
C |  |  | 1 | 2 | 3 | 4 | 5 | 6 | 7 | 8 | 9 | 10 | 11 | 12 | 13 | 14 | 15 | 16 | 17 | 18 | 19 | 20 | 21 | 22 | 23 | 24
|  | No of Appliances | 60 | 120 | 180 | 240 | 300 | 360 | 420 | 480 | 540 | 600 | 660 | 720 | 780 | 840 | 900 | 960 | 1020 | 1080 | 1140 | 1200 | 1260 | 1320 | 1380 | 1440
Dishwasher |  | 34.261 | 0.2 9: 0.35; 0.1 10: 0.25; 0.1 11: 0.2; 0.1 12: 0.2; 0.15 16: 0.2; 0.2 17: 0.35; 0.37 18: 0.3; 0.28 19: 0.15 | 2
Tumble Dryer | per/cycle | 27.2198 | 2: 0.2; 3: 0.4; 4: 0.25; 5: 0.15; 0.28 20: 0.2; 0.28 21: 0.3; 0.28 22: 0.35; 0.28 23: 0.15 | 2
Washer Dryer | per/cycle | 23.7118 | 1: 0.15; 2: 0.65; 3: 0.15; 4: 0.05; 0.28 19: 0.05; 0.28 20: 0.2; 0.28 21: 0.27; 0.28 22: 0.28; 0.28 23: 0.2 | 2
Washing Machine | per/cycle | 41.2005 | 1: 0.35; 2: 0.25; 3: 0.2; 4: 0.15; 5: 0.05; 0.28 21: 0.2; 0.28 22: 0.37; 0.28 23: 0.28; 0.28 24: 0.15 | 2
D |  |  | 1 | 2 | 3 | 4 | 5 | 6 | 7 | 8 | 9 | 10 | 11 | 12 | 13 | 14 | 15 | 16 | 17 | 18 | 19 | 20 | 21 | 22 | 23 | 24
|  | No of Appliances | 60 | 120 | 180 | 240 | 300 | 360 | 420 | 480 | 540 | 600 | 660 | 720 | 780 | 840 | 900 | 960 | 1020 | 1080 | 1140 | 1200 | 1260 | 1320 | 1380 | 1440
Dishwasher |  | 9.5909 | 0.05 12: 0.2; 0.05 13: 0.25; 0.05 14: 0.35; 0.05 15: 0.2; 0.05 16: 0.3; 0.05 17: 0.25; 0.05 18: 0.3; 0.05 19: 0.15 | 2
Tumble Dryer | per/cycle | 7.6198 | 0.05 11: 0.2; 0.05 12: 0.4; 0.05 13: 0.25; 0.05 14: 0.15; 0.05 18: 0.2; 0.05 19: 0.3; 0.05 20: 0.35; 0.2 21: 0.15 | 2
Washer Dryer | per/cycle | 6.6378 | 0.35 1: 0.15; 0.25 2: 0.65; 0.2 3: 0.15; 0.15 4: 0.05; 0.05 16: 0.05; 0.05 17: 0.2; 0.05 18: 0.27; 0.05 19: 0.28; 0.05 20: 0.2 | 2
Washing Machine | per/cycle | 11.5335 | 0.15 4: 0.15; 0.05 5: 0.15; 0.05 6: 0.3; 0.05 7: 0.15; 0.05 8: 0.15; 0.05 17: 0.15; 0.05 18: 0.2; 0.05 19: 0.25; 0.05 20: 0.3; 0.2 21: 0.2 | 2
E |  |  | 1 | 2 | 3 | 4 | 5 | 6 | 7 | 8 | 9 | 10 | 11 | 12 | 13 | 14 | 15 | 16 | 17 | 18 | 19 | 20 | 21 | 22 | 23 | 24
|  | No of Appliances | 60 | 120 | 180 | 240 | 300 | 360 | 420 | 480 | 540 | 600 | 660 | 720 | 780 | 840 | 900 | 960 | 1020 | 1080 | 1140 | 1200 | 1260 | 1320 | 1380 | 1440
Dishwasher |  | 7.67 | 0.15 12: 0.1; 0.15 13: 0.3; 0.15 14: 0.4; 0.15 15: 0.2; 0.15 16: 0.2; 0.15 17: 0.25; 0.2 18: 0.3; 0.25 19: 0.25 | 2
Tumble Dryer | per/cycle | 6.0937 | 0.15 11: 0.2; 0.15 12: 0.4; 0.15 13: 0.25; 0.15 14: 0.15; 0.2 18: 0.2; 0.25 19: 0.3; 0.3 20: 0.35; 0.2 21: 0.15 | 2
Washer Dryer | per/cycle | 5.3083 | 1: 0.15; 2: 0.65; 3: 0.15; 0.15 4: 0.05; 0.15 16: 0.05; 0.15 17: 0.2; 0.2 18: 0.27; 0.25 19: 0.28; 0.3 20: 0.2 | 2
Washing Machine | per/cycle | 9.2235 | 0.15 4: 0.3; 0.15 5: 0.25; 0.3 6: 0.2; 0.15 7: 0.15; 0.15 8: 0.1; 0.15 17: 0.15; 0.2 18: 0.2; 0.25 19: 0.35; 0.3 20: 0.2; 0.2 21: 0.1 | 2
F |  |  | 1 | 2 | 3 | 4 | 5 | 6 | 7 | 8 | 9 | 10 | 11 | 12 | 13 | 14 | 15 | 16 | 17 | 18 | 19 | 20 | 21 | 22 | 23 | 24
|  | No of Appliances | 60 | 120 | 180 | 240 | 300 | 360 | 420 | 480 | 540 | 600 | 660 | 720 | 780 | 840 | 900 | 960 | 1020 | 1080 | 1140 | 1200 | 1260 | 1320 | 1380 | 1440
Dishwasher |  | 3.3204 | 0.15 7: 0.1; 0.1 8: 0.3; 0.1 9: 0.4; 0.1 10: 0.2; 0.1 21: 0.2; 0.1 22: 0.35; 0.1 23: 0.3; 0.1 24: 0.15 | 2
Tumble Dryer | per/cycle | 2.638 | 0.1 9: 0.2; 0.1 10: 0.4; 0.1 11: 0.25; 0.1 12: 0.15; 0.15 17: 0.2; 0.2 18: 0.3; 0.35 19: 0.35; 0.2 20: 0.15 | 2
Washer Dryer | per/cycle | 2.2981 | 1: 0.15; 2: 0.65; 3: 0.15; 0.3 4: 0.05; 0.15 17: 0.05; 0.2 18: 0.2; 0.35 19: 0.27; 0.2 20: 0.28; 0.1 21: 0.2 | 2
Washing Machine | per/cycle | 3.993 | 1: 0.1; 2: 0.3; 3: 0.2; 0.3 4: 0.15; 0.25 5: 0.15; 0.2 6: 0.1; 0.1 16: 0.2; 0.15 17: 0.4; 0.2 18: 0.25; 0.35 19: 0.15 | 2
G |  |  | 1 | 2 | 3 | 4 | 5 | 6 | 7 | 8 | 9 | 10 | 11 | 12 | 13 | 14 | 15 | 16 | 17 | 18 | 19 | 20 | 21 | 22 | 23 | 24
|  | No of Appliances | 60 | 120 | 180 | 240 | 300 | 360 | 420 | 480 | 540 | 600 | 660 | 720 | 780 | 840 | 900 | 960 | 1020 | 1080 | 1140 | 1200 | 1260 | 1320 | 1380 | 1440
Dishwasher |  | 16.2455 | 0.1 12: 0.2; 0.1 13: 0.3; 0.1 14: 0.4; 0.1 15: 0.1; 0.25 18: 0.3; 0.15 19: 0.25; 0.15 20: 0.3; 0.15 21: 0.15 | 2
Tumble Dryer | per/cycle | 12.9068 | 0.1 9: 0.2; 0.1 10: 0.4; 0.1 11: 0.25; 0.1 12: 0.15; 0.15 20: 0.2; 0.15 21: 0.3; 0.15 22: 0.35; 0.15 23: 0.15 | 2
Washer Dryer | per/cycle | 11.2434 | 0.15 5: 0.15; 0.1 6: 0.65; 0.1 7: 0.15; 0.1 8: 0.05; 0.15 20: 0.05; 0.15 21: 0.2; 0.15 22: 0.27; 0.15 23: 0.28; 0.15 24: 0.2 | 2
Washing Machine | per/cycle | 19.536 | 0.1 7: 0.15; 0.1 8: 0.15; 0.1 9: 0.3; 0.1 10: 0.15; 0.1 11: 0.25; 0.4 17: 0.15; 0.25 18: 0.2; 0.15 19: 0.37; 0.15 20: 0.28 | 2
H |  |  | 1 | 2 | 3 | 4 | 5 | 6 | 7 | 8 | 9 | 10 | 11 | 12 | 13 | 14 | 15 | 16 | 17 | 18 | 19 | 20 | 21 | 22 | 23 | 24
|  | No of Appliances | 60 | 120 | 180 | 240 | 300 | 360 | 420 | 480 | 540 | 600 | 660 | 720 | 780 | 840 | 900 | 960 | 1020 | 1080 | 1140 | 1200 | 1260 | 1320 | 1380 | 1440
Dishwasher |  | 14.5853 | 0.15 7: 0.1; 0.15 8: 0.3; 0.3 9: 0.4; 0.15 10: 0.2; 0.2 18: 0.2; 0.37 19: 0.25; 0.28 20: 0.3; 0.28 21: 0.25 | 2
Tumble Dryer | per/cycle | 11.5878 | 0.25 11: 0.2; 0.25 12: 0.4; 0.25 13: 0.25; 0.25 14: 0.15; 0.28 20: 0.2; 0.28 21: 0.3; 0.28 22: 0.35; 0.28 23: 0.15 | 2
Washer Dryer | per/cycle | 10.0944 | 0.15 8: 0.15; 0.3 9: 0.65; 0.15 10: 0.15; 0.25 11: 0.05; 0.2 18: 0.05; 0.37 19: 0.2; 0.28 20: 0.27; 0.28 21: 0.28; 0.28 22: 0.2 | 2
Washing Machine | per/cycle | 17.5395 | 0.15 8: 0.15; 0.3 9: 0.15; 0.15 10: 0.35; 0.25 11: 0.2; 0.25 12: 0.15; 0.37 19: 0.1; 0.28 20: 0.15; 0.28 21: 0.35; 0.28 22: 0.25; 0.28 23: 0.15 | 2
I |  |  | 1 | 2 | 3 | 4 | 5 | 6 | 7 | 8 | 9 | 10 | 11 | 12 | 13 | 14 | 15 | 16 | 17 | 18 | 19 | 20 | 21 | 22 | 23 | 24
|  | No of Appliances | 60 | 120 | 180 | 240 | 300 | 360 | 420 | 480 | 540 | 600 | 660 | 720 | 780 | 840 | 900 | 960 | 1020 | 1080 | 1140 | 1200 | 1260 | 1320 | 1380 | 1440
Dishwasher |  | 3.8556 | 0.15 12: 0.1; 0.15 13: 0.2; 0.15 14: 0.3; 0.15 15: 0.4; 0.35 21: 0.2; 0.25 22: 0.25; 0.15 23: 0.4; 0.15 24: 0.15 | 2
Tumble Dryer | per/cycle | 3.0632 | 0.2 11: 0.2; 0.15 12: 0.4; 0.15 13: 0.25; 0.15 14: 0.15; 0.15 18: 0.05; 0.1 19: 0.2; 0.15 20: 0.27; 0.35 21: 0.28; 0.25 22: 0.2 | 2
Washer Dryer | per/cycle | 2.6684 | 1: 0.15; 2: 0.65; 3: 0.15; 4: 0.05; 0.15 20: 0.05; 0.35 21: 0.2; 0.25 22: 0.27; 0.15 23: 0.28; 0.15 24: 0.2 | 2
Washing Machine | per/cycle | 4.6365 | 4: 0.15; 5: 0.15; 6: 0.35; 7: 0.2; 0.15 8: 0.15; 0.15 16: 0.1; 0.15 17: 0.15; 0.15 18: 0.35; 0.1 19: 0.25; 0.15 20: 0.15 | 2

## No of Appliance - Use Pattern
| 0.4 | 0.6 | No of Appliances used per hour per category for different categories
A |  |  | 1 | 2 | 3 | 4 | 5 | 6 | 7 | 8 | 9 | 10 | 11 | 12 | 13 | 14 | 15 | 16 | 17 | 18 | 19 | 20 | 21 | 22 | 23 | 24
|  | No of Appliances | 60 | 120 | 180 | 240 | 300 | 360 | 420 | 480 | 540 | 600 | 660 | 720 | 780 | 840 | 900 | 960 | 1020 | 1080 | 1140 | 1200 | 1260 | 1320 | 1380 | 1440
Dishwasher |  | 17.645 | 2.1174 | 3.529 | 1.4116 | 0 | 0 | 0 | 0 | 0 | 0 | 0 | 0 | 0 | 0 | 0 | 0 | 0 | 0 | 0 | 2.1174 | 2.6468 | 4.2348 | 1.5881 | 0 | 0
Tumble Dryer | per/cycle | 14.0187 | 0 | 0 | 0 | 0 | 0 | 0 | 0 | 0 | 1.1215 | 3.6449 | 0.84112 | 0 | 0 | 0 | 0 | 0 | 0 | 0 | 0 | 0 | 1.6822 | 2.1028 | 2.9439 | 1.6822
Washer Dryer | per/cycle | 12.212 | 0 | 0 | 0 | 0 | 0 | 0 | 0 | 0 | 0.73272 | 3.1751 | 0.73272 | 0.24424 | 0 | 0 | 0 | 0 | 0 | 0 | 0.36636 | 1.4654 | 1.9783 | 2.0516 | 1.4654 | 0
Washing Machine | per/cycle | 21.219 | 0 | 0 | 0 | 0 | 0 | 0 | 0 | 0 | 1.2731 | 5.5169 | 1.2731 | 0.42438 | 0 | 0 | 0 | 0 | 0 | 0 | 0.63657 | 2.5463 | 3.1829 | 4.456 | 1.9097 | 0
B |  |  | 1 | 2 | 3 | 4 | 5 | 6 | 7 | 8 | 9 | 10 | 11 | 12 | 13 | 14 | 15 | 16 | 17 | 18 | 19 | 20 | 21 | 22 | 23 | 24
|  | No of Appliances | 60 | 120 | 180 | 240 | 300 | 360 | 420 | 480 | 540 | 600 | 660 | 720 | 780 | 840 | 900 | 960 | 1020 | 1080 | 1140 | 1200 | 1260 | 1320 | 1380 | 1440
Dishwasher |  | 30.035 | 2.4028 | 3.6042 | 4.8056 | 1.2014 | 0 | 0 | 0 | 0 | 0 | 0 | 0 | 0 | 0 | 0 | 0 | 0 | 0 | 0 | 0 | 0 | 3.6042 | 6.3073 | 5.4063 | 2.7031
Tumble Dryer | per/cycle | 23.8623 | 0 | 0 | 0 | 0 | 0 | 0 | 1.909 | 3.818 | 2.3862 | 1.4317 | 0 | 0 | 0 | 0 | 0 | 0 | 0 | 2.8635 | 4.2952 | 5.0111 | 2.1476 | 0 | 0 | 0
Washer Dryer | per/cycle | 20.787 | 0 | 0 | 0 | 0 | 0 | 1.2472 | 5.4046 | 1.2472 | 0.41574 | 0 | 0 | 0 | 0 | 0 | 0 | 0.62361 | 2.4944 | 3.3675 | 3.4922 | 2.4944 | 0 | 0 | 0 | 0
Washing Machine | per/cycle | 36.1185 | 0 | 0 | 0 | 0 | 0 | 2.1671 | 2.1671 | 5.779 | 2.8895 | 1.4447 | 0 | 0 | 0 | 0 | 0 | 3.2507 | 4.3342 | 8.0183 | 6.0679 | 0 | 0 | 0 | 0 | 0
C |  |  | 1 | 2 | 3 | 4 | 5 | 6 | 7 | 8 | 9 | 10 | 11 | 12 | 13 | 14 | 15 | 16 | 17 | 18 | 19 | 20 | 21 | 22 | 23 | 24
|  | No of Appliances | 60 | 120 | 180 | 240 | 300 | 360 | 420 | 480 | 540 | 600 | 660 | 720 | 780 | 840 | 900 | 960 | 1020 | 1080 | 1140 | 1200 | 1260 | 1320 | 1380 | 1440
Dishwasher |  | 34.261 | 0 | 0 | 0 | 0 | 0 | 0 | 0 | 0 | 4.7965 | 3.4261 | 2.7409 | 2.7409 | 0 | 0 | 0 | 4.1113 | 7.1948 | 6.167 | 3.0835 | 0 | 0 | 0 | 0 | 0
Tumble Dryer | per/cycle | 27.2198 | 0 | 2.1776 | 4.3552 | 2.722 | 1.6332 | 0 | 0 | 0 | 0 | 0 | 0 | 0 | 0 | 0 | 0 | 0 | 0 | 0 | 0 | 3.2664 | 4.8996 | 5.7162 | 2.4498 | 0
Washer Dryer | per/cycle | 23.7118 | 1.4227 | 6.1651 | 1.4227 | 0.47424 | 0 | 0 | 0 | 0 | 0 | 0 | 0 | 0 | 0 | 0 | 0 | 0 | 0 | 0 | 0.71135 | 2.8454 | 3.8413 | 3.9836 | 2.8454 | 0
Washing Machine | per/cycle | 41.2005 | 5.7681 | 4.12 | 3.296 | 2.472 | 0.82401 | 0 | 0 | 0 | 0 | 0 | 0 | 0 | 0 | 0 | 0 | 0 | 0 | 0 | 0 | 0 | 4.9441 | 9.1465 | 6.9217 | 3.708
D |  |  | 1 | 2 | 3 | 4 | 5 | 6 | 7 | 8 | 9 | 10 | 11 | 12 | 13 | 14 | 15 | 16 | 17 | 18 | 19 | 20 | 21 | 22 | 23 | 24
|  | No of Appliances | 60 | 120 | 180 | 240 | 300 | 360 | 420 | 480 | 540 | 600 | 660 | 720 | 780 | 840 | 900 | 960 | 1020 | 1080 | 1140 | 1200 | 1260 | 1320 | 1380 | 1440
Dishwasher |  | 9.5909 | 0 | 0 | 0 | 0 | 0 | 0 | 0 | 0 | 0 | 0 | 0 | 0.76727 | 0.95909 | 1.3427 | 0.76727 | 1.7264 | 1.4386 | 1.7264 | 0.86318 | 0 | 0 | 0 | 0 | 0
Tumble Dryer | per/cycle | 7.6198 | 0 | 0 | 0 | 0 | 0 | 0 | 0 | 0 | 0 | 0 | 0.60958 | 1.2192 | 0.76198 | 0.45719 | 0 | 0 | 0 | 0.91438 | 1.3716 | 1.6002 | 0.68578 | 0 | 0 | 0
Washer Dryer | per/cycle | 6.6378 | 0.39827 | 1.7258 | 0.39827 | 0.13276 | 0 | 0 | 0 | 0 | 0 | 0 | 0 | 0 | 0 | 0 | 0 | 0.19913 | 0.79653 | 1.0753 | 1.1151 | 0.79653 | 0 | 0 | 0 | 0
Washing Machine | per/cycle | 11.5335 | 0 | 0 | 0 | 0.69201 | 0.69201 | 1.384 | 0.69201 | 0.69201 | 0 | 0 | 0 | 0 | 0 | 0 | 0 | 0 | 1.038 | 1.384 | 1.73 | 2.076 | 1.384 | 0 | 0 | 0
E |  |  | 1 | 2 | 3 | 4 | 5 | 6 | 7 | 8 | 9 | 10 | 11 | 12 | 13 | 14 | 15 | 16 | 17 | 18 | 19 | 20 | 21 | 22 | 23 | 24
|  | No of Appliances | 60 | 120 | 180 | 240 | 300 | 360 | 420 | 480 | 540 | 600 | 660 | 720 | 780 | 840 | 900 | 960 | 1020 | 1080 | 1140 | 1200 | 1260 | 1320 | 1380 | 1440
Dishwasher |  | 7.67 | 0 | 0 | 0 | 0 | 0 | 0 | 0 | 0 | 0 | 0 | 0 | 0.3068 | 0.9204 | 1.2272 | 0.6136 | 0.9204 | 1.1505 | 1.3806 | 1.1505 | 0 | 0 | 0 | 0 | 0
Tumble Dryer | per/cycle | 6.0937 | 0 | 0 | 0 | 0 | 0 | 0 | 0 | 0 | 0 | 0 | 0.48749 | 0.97499 | 0.60937 | 0.36562 | 0 | 0 | 0 | 0.73124 | 1.0969 | 1.2797 | 0.54843 | 0 | 0 | 0
Washer Dryer | per/cycle | 5.3083 | 0.3185 | 1.3802 | 0.3185 | 0.10617 | 0 | 0 | 0 | 0 | 0 | 0 | 0 | 0 | 0 | 0 | 0 | 0.15925 | 0.637 | 0.85995 | 0.8918 | 0.637 | 0 | 0 | 0 | 0
Washing Machine | per/cycle | 9.2235 | 0 | 0 | 0 | 1.1068 | 0.92235 | 0.73788 | 0.55341 | 0.36894 | 0 | 0 | 0 | 0 | 0 | 0 | 0 | 0 | 0.83012 | 1.1068 | 1.9369 | 1.1068 | 0.55341 | 0 | 0 | 0
F |  |  | 1 | 2 | 3 | 4 | 5 | 6 | 7 | 8 | 9 | 10 | 11 | 12 | 13 | 14 | 15 | 16 | 17 | 18 | 19 | 20 | 21 | 22 | 23 | 24
|  | No of Appliances | 60 | 120 | 180 | 240 | 300 | 360 | 420 | 480 | 540 | 600 | 660 | 720 | 780 | 840 | 900 | 960 | 1020 | 1080 | 1140 | 1200 | 1260 | 1320 | 1380 | 1440
Dishwasher |  | 3.3204 | 0 | 0 | 0 | 0 | 0 | 0 | 0.13282 | 0.39845 | 0.53127 | 0.26564 | 0 | 0 | 0 | 0 | 0 | 0 | 0 | 0 | 0 | 0 | 0.39845 | 0.69729 | 0.59768 | 0.29884
Tumble Dryer | per/cycle | 2.638 | 0 | 0 | 0 | 0 | 0 | 0 | 0 | 0 | 0.21104 | 0.42209 | 0.2638 | 0.15828 | 0 | 0 | 0 | 0 | 0.31657 | 0.47485 | 0.55399 | 0.23742 | 0 | 0 | 0 | 0
Washer Dryer | per/cycle | 2.2981 | 0.13788 | 0.59749 | 0.13788 | 0.045961 | 0 | 0 | 0 | 0 | 0 | 0 | 0 | 0 | 0 | 0 | 0 | 0 | 0.068942 | 0.27577 | 0.37229 | 0.38607 | 0.27577 | 0 | 0 | 0
Washing Machine | per/cycle | 3.993 | 0.15972 | 0.47916 | 0.31944 | 0.23958 | 0.23958 | 0.15972 | 0 | 0 | 0 | 0 | 0 | 0 | 0 | 0 | 0 | 0.47916 | 0.95832 | 0.59895 | 0.35937 | 0 | 0 | 0 | 0 | 0
G |  |  | 1 | 2 | 3 | 4 | 5 | 6 | 7 | 8 | 9 | 10 | 11 | 12 | 13 | 14 | 15 | 16 | 17 | 18 | 19 | 20 | 21 | 22 | 23 | 24
|  | No of Appliances | 60 | 120 | 180 | 240 | 300 | 360 | 420 | 480 | 540 | 600 | 660 | 720 | 780 | 840 | 900 | 960 | 1020 | 1080 | 1140 | 1200 | 1260 | 1320 | 1380 | 1440
Dishwasher |  | 16.2455 | 0 | 0 | 0 | 0 | 0 | 0 | 0 | 0 | 0 | 0 | 0 | 1.2996 | 1.9495 | 2.5993 | 0.64982 | 0 | 0 | 2.9242 | 2.4368 | 2.9242 | 1.4621 | 0 | 0 | 0
Tumble Dryer | per/cycle | 12.9068 | 0 | 0 | 0 | 0 | 0 | 0 | 0 | 0 | 1.0325 | 2.0651 | 1.2907 | 0.77441 | 0 | 0 | 0 | 0 | 0 | 0 | 0 | 1.5488 | 2.3232 | 2.7104 | 1.1616 | 0
Washer Dryer | per/cycle | 11.2434 | 0 | 0 | 0 | 0 | 0.6746 | 2.9233 | 0.6746 | 0.22487 | 0 | 0 | 0 | 0 | 0 | 0 | 0 | 0 | 0 | 0 | 0 | 0.3373 | 1.3492 | 1.8214 | 1.8889 | 1.3492
Washing Machine | per/cycle | 19.536 | 0 | 0 | 0 | 0 | 0 | 0 | 1.1722 | 1.1722 | 2.3443 | 1.1722 | 1.9536 | 0 | 0 | 0 | 0 | 0 | 1.7582 | 2.3443 | 4.337 | 3.282 | 0 | 0 | 0 | 0
H |  |  | 1 | 2 | 3 | 4 | 5 | 6 | 7 | 8 | 9 | 10 | 11 | 12 | 13 | 14 | 15 | 16 | 17 | 18 | 19 | 20 | 21 | 22 | 23 | 24
|  | No of Appliances | 60 | 120 | 180 | 240 | 300 | 360 | 420 | 480 | 540 | 600 | 660 | 720 | 780 | 840 | 900 | 960 | 1020 | 1080 | 1140 | 1200 | 1260 | 1320 | 1380 | 1440
Dishwasher |  | 14.5853 | 0 | 0 | 0 | 0 | 0 | 0 | 0.58341 | 1.7502 | 2.3336 | 1.1668 | 0 | 0 | 0 | 0 | 0 | 0 | 0 | 1.7502 | 2.1878 | 2.6254 | 2.1878 | 0 | 0 | 0
Tumble Dryer | per/cycle | 11.5878 | 0 | 0 | 0 | 0 | 0 | 0 | 0 | 0 | 0 | 0 | 0.92702 | 1.854 | 1.1588 | 0.69527 | 0 | 0 | 0 | 0 | 0 | 1.3905 | 2.0858 | 2.4334 | 1.0429 | 0
Washer Dryer | per/cycle | 10.0944 | 0 | 0 | 0 | 0 | 0 | 0 | 0 | 0.60566 | 2.6245 | 0.60566 | 0.20189 | 0 | 0 | 0 | 0 | 0 | 0 | 0.30283 | 1.2113 | 1.6353 | 1.6959 | 1.2113 | 0 | 0
Washing Machine | per/cycle | 17.5395 | 0 | 0 | 0 | 0 | 0 | 0 | 0 | 1.0524 | 1.0524 | 2.4555 | 1.4032 | 1.0524 | 0 | 0 | 0 | 0 | 0 | 0 | 1.0524 | 1.5786 | 3.6833 | 2.6309 | 1.5786 | 0
I |  |  | 1 | 2 | 3 | 4 | 5 | 6 | 7 | 8 | 9 | 10 | 11 | 12 | 13 | 14 | 15 | 16 | 17 | 18 | 19 | 20 | 21 | 22 | 23 | 24
|  | No of Appliances | 60 | 120 | 180 | 240 | 300 | 360 | 420 | 480 | 540 | 600 | 660 | 720 | 780 | 840 | 900 | 960 | 1020 | 1080 | 1140 | 1200 | 1260 | 1320 | 1380 | 1440
Dishwasher |  | 3.8556 | 0 | 0 | 0 | 0 | 0 | 0 | 0 | 0 | 0 | 0 | 0 | 0.15422 | 0.30845 | 0.46267 | 0.61689 | 0 | 0 | 0 | 0 | 0 | 0.46267 | 0.57833 | 0.92534 | 0.347
Tumble Dryer | per/cycle | 3.0632 | 0 | 0 | 0 | 0 | 0 | 0 | 0 | 0 | 0 | 0 | 0.24505 | 0.49011 | 0.30632 | 0.18379 | 0 | 0 | 0 | 0.091895 | 0.36758 | 0.49624 | 0.51461 | 0.36758 | 0 | 0
Washer Dryer | per/cycle | 2.6684 | 0.1601 | 0.69379 | 0.1601 | 0.053368 | 0 | 0 | 0 | 0 | 0 | 0 | 0 | 0 | 0 | 0 | 0 | 0 | 0 | 0 | 0 | 0.080052 | 0.32021 | 0.43228 | 0.44829 | 0.32021
Washing Machine | per/cycle | 4.6365 | 0 | 0 | 0 | 0.27819 | 0.27819 | 0.64911 | 0.37092 | 0.27819 | 0 | 0 | 0 | 0 | 0 | 0 | 0 | 0.27819 | 0.41729 | 0.97367 | 0.69547 | 0.41729 | 0 | 0 | 0 | 0

## Energy Consumption
| 0.4 | 0.6 |  | Energy Consumption of Appliances per day
A |  |  | 1 | 2 | 3 | 4 | 5 | 6 | 7 | 8 | 9 | 10 | 11 | 12 | 13 | 14 | 15 | 16 | 17 | 18 | 19 | 20 | 21 | 22 | 23 | 24
|  | kWh/cycle | 60 | 120 | 180 | 240 | 300 | 360 | 420 | 480 | 540 | 600 | 660 | 720 | 780 | 840 | 900 | 960 | 1020 | 1080 | 1140 | 1200 | 1260 | 1320 | 1380 | 1440
Dishwasher |  | 1.02 | 2.1598 | 3.5996 | 1.4398 | 0 | 0 | 0 | 0 | 0 | 0 | 0 | 0 | 0 | 0 | 0 | 0 | 0 | 0 | 0 | 2.1598 | 2.6997 | 4.3195 | 1.6198 | 0 | 0
Tumble Dryer | per/cycle | 4 | 0 | 0 | 0 | 0 | 0 | 0 | 0 | 0 | 4.486 | 14.5794 | 3.3645 | 0 | 0 | 0 | 0 | 0 | 0 | 0 | 0 | 0 | 6.729 | 8.4112 | 11.7757 | 6.729
Washer Dryer | per/cycle | 4.65 | 0 | 0 | 0 | 0 | 0 | 0 | 0 | 0 | 3.4071 | 14.7643 | 3.4071 | 1.1357 | 0 | 0 | 0 | 0 | 0 | 0 | 1.7036 | 6.8143 | 9.1993 | 9.54 | 6.8143 | 0
Washing Machine | per/cycle | 1.2 | 0 | 0 | 0 | 0 | 0 | 0 | 0 | 0 | 1.5278 | 6.6203 | 1.5278 | 0.50926 | 0 | 0 | 0 | 0 | 0 | 0 | 0.76388 | 3.0555 | 3.8194 | 5.3472 | 2.2917 | 0
|  |  | 2.1598 | 3.5996 | 1.4398 | 0 | 0 | 0 | 0 | 0 | 9.4209 | 35.9641 | 8.2994 | 1.645 | 0 | 0 | 0 | 0 | 0 | 0 | 4.6272 | 12.5695 | 24.0672 | 24.9182 | 20.8816 | 6.729
B |  |  | 1 | 2 | 3 | 4 | 5 | 6 | 7 | 8 | 9 | 10 | 11 | 12 | 13 | 14 | 15 | 16 | 17 | 18 | 19 | 20 | 21 | 22 | 23 | 24
|  | No of Appliances | 60 | 120 | 180 | 240 | 300 | 360 | 420 | 480 | 540 | 600 | 660 | 720 | 780 | 840 | 900 | 960 | 1020 | 1080 | 1140 | 1200 | 1260 | 1320 | 1380 | 1440
Dishwasher |  | 1.02 | 2.4509 | 3.6763 | 4.9017 | 1.2254 | 0 | 0 | 0 | 0 | 0 | 0 | 0 | 0 | 0 | 0 | 0 | 0 | 0 | 0 | 0 | 0 | 3.6763 | 6.4335 | 5.5144 | 2.7572
Tumble Dryer | per/cycle | 4 | 0 | 0 | 0 | 0 | 0 | 0 | 7.6359 | 15.2719 | 9.5449 | 5.7269 | 0 | 0 | 0 | 0 | 0 | 0 | 0 | 11.4539 | 17.1808 | 20.0443 | 8.5904 | 0 | 0 | 0
Washer Dryer | per/cycle | 4.65 | 0 | 0 | 0 | 0 | 0 | 5.7996 | 25.1314 | 5.7996 | 1.9332 | 0 | 0 | 0 | 0 | 0 | 0 | 2.8998 | 11.5991 | 15.6588 | 16.2388 | 11.5991 | 0 | 0 | 0 | 0
Washing Machine | per/cycle | 1.2 | 0 | 0 | 0 | 0 | 0 | 2.6005 | 2.6005 | 6.9348 | 3.4674 | 1.7337 | 0 | 0 | 0 | 0 | 0 | 3.9008 | 5.2011 | 9.622 | 7.2815 | 0 | 0 | 0 | 0 | 0
|  |  | 2.4509 | 3.6763 | 4.9017 | 1.2254 | 0 | 8.4001 | 35.3679 | 28.0062 | 14.9455 | 7.4606 | 0 | 0 | 0 | 0 | 0 | 6.8006 | 16.8002 | 36.7347 | 40.7011 | 31.6435 | 12.2667 | 6.4335 | 5.5144 | 2.7572
C |  |  | 1 | 2 | 3 | 4 | 5 | 6 | 7 | 8 | 9 | 10 | 11 | 12 | 13 | 14 | 15 | 16 | 17 | 18 | 19 | 20 | 21 | 22 | 23 | 24
|  | No of Appliances | 60 | 120 | 180 | 240 | 300 | 360 | 420 | 480 | 540 | 600 | 660 | 720 | 780 | 840 | 900 | 960 | 1020 | 1080 | 1140 | 1200 | 1260 | 1320 | 1380 | 1440
Dishwasher |  | 1.02 | 0 | 0 | 0 | 0 | 0 | 0 | 0 | 0 | 4.8925 | 3.4946 | 2.7957 | 2.7957 | 0 | 0 | 0 | 4.1935 | 7.3387 | 6.2903 | 3.1452 | 0 | 0 | 0 | 0 | 0
Tumble Dryer | per/cycle | 4 | 0 | 8.7103 | 17.4207 | 10.8879 | 6.5328 | 0 | 0 | 0 | 0 | 0 | 0 | 0 | 0 | 0 | 0 | 0 | 0 | 0 | 0 | 13.0655 | 19.5983 | 22.8646 | 9.7991 | 0
Washer Dryer | per/cycle | 4.65 | 6.6156 | 28.6675 | 6.6156 | 2.2052 | 0 | 0 | 0 | 0 | 0 | 0 | 0 | 0 | 0 | 0 | 0 | 0 | 0 | 0 | 3.3078 | 13.2312 | 17.8621 | 18.5236 | 13.2312 | 0
Washing Machine | per/cycle | 1.2 | 6.9217 | 4.9441 | 3.9552 | 2.9664 | 0.98881 | 0 | 0 | 0 | 0 | 0 | 0 | 0 | 0 | 0 | 0 | 0 | 0 | 0 | 0 | 0 | 5.9329 | 10.9758 | 8.306 | 4.4497
|  |  | 13.5373 | 42.3219 | 27.9915 | 16.0596 | 7.5216 | 0 | 0 | 0 | 4.8925 | 3.4946 | 2.7957 | 2.7957 | 0 | 0 | 0 | 4.1935 | 7.3387 | 6.2903 | 6.453 | 26.2967 | 43.3932 | 52.3641 | 31.3363 | 4.4497
D |  |  | 1 | 2 | 3 | 4 | 5 | 6 | 7 | 8 | 9 | 10 | 11 | 12 | 13 | 14 | 15 | 16 | 17 | 18 | 19 | 20 | 21 | 22 | 23 | 24
|  | No of Appliances | 60 | 120 | 180 | 240 | 300 | 360 | 420 | 480 | 540 | 600 | 660 | 720 | 780 | 840 | 900 | 960 | 1020 | 1080 | 1140 | 1200 | 1260 | 1320 | 1380 | 1440
Dishwasher |  | 1.02 | 0 | 0 | 0 | 0 | 0 | 0 | 0 | 0 | 0 | 0 | 0 | 0.78262 | 0.97827 | 1.3696 | 0.78262 | 1.7609 | 1.4674 | 1.7609 | 0.88044 | 0 | 0 | 0 | 0 | 0
Tumble Dryer | per/cycle | 4 | 0 | 0 | 0 | 0 | 0 | 0 | 0 | 0 | 0 | 0 | 2.4383 | 4.8767 | 3.0479 | 1.8288 | 0 | 0 | 0 | 3.6575 | 5.4863 | 6.4006 | 2.7431 | 0 | 0 | 0
Washer Dryer | per/cycle | 4.65 | 1.8519 | 8.0251 | 1.8519 | 0.61731 | 0 | 0 | 0 | 0 | 0 | 0 | 0 | 0 | 0 | 0 | 0 | 0.92597 | 3.7039 | 5.0002 | 5.1854 | 3.7039 | 0 | 0 | 0 | 0
Washing Machine | per/cycle | 1.2 | 0 | 0 | 0 | 0.83041 | 0.83041 | 1.6608 | 0.83041 | 0.83041 | 0 | 0 | 0 | 0 | 0 | 0 | 0 | 0 | 1.2456 | 1.6608 | 2.076 | 2.4912 | 1.6608 | 0 | 0 | 0
|  |  | 1.8519 | 8.0251 | 1.8519 | 1.4477 | 0.83041 | 1.6608 | 0.83041 | 0.83041 | 0 | 0 | 2.4383 | 5.6593 | 4.0262 | 3.1983 | 0.78262 | 2.6869 | 6.4169 | 12.0795 | 13.6282 | 12.5957 | 4.404 | 0 | 0 | 0
E |  |  | 1 | 2 | 3 | 4 | 5 | 6 | 7 | 8 | 9 | 10 | 11 | 12 | 13 | 14 | 15 | 16 | 17 | 18 | 19 | 20 | 21 | 22 | 23 | 24
|  | No of Appliances | 60 | 120 | 180 | 240 | 300 | 360 | 420 | 480 | 540 | 600 | 660 | 720 | 780 | 840 | 900 | 960 | 1020 | 1080 | 1140 | 1200 | 1260 | 1320 | 1380 | 1440
Dishwasher |  | 1.02 | 0 | 0 | 0 | 0 | 0 | 0 | 0 | 0 | 0 | 0 | 0 | 0.31293 | 0.9388 | 1.2517 | 0.62587 | 0.9388 | 1.1735 | 1.4082 | 1.1735 | 0 | 0 | 0 | 0 | 0
Tumble Dryer | per/cycle | 4 | 0 | 0 | 0 | 0 | 0 | 0 | 0 | 0 | 0 | 0 | 1.95 | 3.8999 | 2.4375 | 1.4625 | 0 | 0 | 0 | 2.925 | 4.3874 | 5.1187 | 2.1937 | 0 | 0 | 0
Washer Dryer | per/cycle | 4.65 | 1.481 | 6.4178 | 1.481 | 0.49367 | 0 | 0 | 0 | 0 | 0 | 0 | 0 | 0 | 0 | 0 | 0 | 0.74051 | 2.962 | 3.9988 | 4.1469 | 2.962 | 0 | 0 | 0 | 0
Washing Machine | per/cycle | 1.2 | 0 | 0 | 0 | 1.3282 | 1.1068 | 0.88546 | 0.66409 | 0.44273 | 0 | 0 | 0 | 0 | 0 | 0 | 0 | 0 | 0.99614 | 1.3282 | 2.3243 | 1.3282 | 0.66409 | 0 | 0 | 0
|  |  | 1.481 | 6.4178 | 1.481 | 1.8219 | 1.1068 | 0.88546 | 0.66409 | 0.44273 | 0 | 0 | 1.95 | 4.2129 | 3.3763 | 2.7142 | 0.62587 | 1.6793 | 5.1317 | 9.6601 | 12.0321 | 9.4089 | 2.8578 | 0 | 0 | 0
F |  |  | 1 | 2 | 3 | 4 | 5 | 6 | 7 | 8 | 9 | 10 | 11 | 12 | 13 | 14 | 15 | 16 | 17 | 18 | 19 | 20 | 21 | 22 | 23 | 24
|  | No of Appliances | 60 | 120 | 180 | 240 | 300 | 360 | 420 | 480 | 540 | 600 | 660 | 720 | 780 | 840 | 900 | 960 | 1020 | 1080 | 1140 | 1200 | 1260 | 1320 | 1380 | 1440
Dishwasher |  | 1.02 | 0 | 0 | 0 | 0 | 0 | 0 | 0.13547 | 0.40642 | 0.5419 | 0.27095 | 0 | 0 | 0 | 0 | 0 | 0 | 0 | 0 | 0 | 0 | 0.40642 | 0.71124 | 0.60963 | 0.30482
Tumble Dryer | per/cycle | 4 | 0 | 0 | 0 | 0 | 0 | 0 | 0 | 0 | 0.84417 | 1.6883 | 1.0552 | 0.63313 | 0 | 0 | 0 | 0 | 1.2663 | 1.8994 | 2.216 | 0.9497 | 0 | 0 | 0 | 0
Washer Dryer | per/cycle | 4.65 | 0.64116 | 2.7784 | 0.64116 | 0.21372 | 0 | 0 | 0 | 0 | 0 | 0 | 0 | 0 | 0 | 0 | 0 | 0 | 0.32058 | 1.2823 | 1.7311 | 1.7952 | 1.2823 | 0 | 0 | 0
Washing Machine | per/cycle | 1.2 | 0.19166 | 0.57499 | 0.38333 | 0.2875 | 0.2875 | 0.19166 | 0 | 0 | 0 | 0 | 0 | 0 | 0 | 0 | 0 | 0.57499 | 1.15 | 0.71874 | 0.43124 | 0 | 0 | 0 | 0 | 0
|  |  | 0.83282 | 3.3533 | 1.0245 | 0.50122 | 0.2875 | 0.19166 | 0.13547 | 0.40642 | 1.3861 | 1.9593 | 1.0552 | 0.63313 | 0 | 0 | 0 | 0.57499 | 2.7368 | 3.9004 | 4.3783 | 2.7449 | 1.6887 | 0.71124 | 0.60963 | 0.30482
G |  |  | 1 | 2 | 3 | 4 | 5 | 6 | 7 | 8 | 9 | 10 | 11 | 12 | 13 | 14 | 15 | 16 | 17 | 18 | 19 | 20 | 21 | 22 | 23 | 24
|  | No of Appliances | 60 | 120 | 180 | 240 | 300 | 360 | 420 | 480 | 540 | 600 | 660 | 720 | 780 | 840 | 900 | 960 | 1020 | 1080 | 1140 | 1200 | 1260 | 1320 | 1380 | 1440
Dishwasher |  | 1.02 | 0 | 0 | 0 | 0 | 0 | 0 | 0 | 0 | 0 | 0 | 0 | 1.3256 | 1.9884 | 2.6513 | 0.66282 | 0 | 0 | 2.9827 | 2.4856 | 2.9827 | 1.4913 | 0 | 0 | 0
Tumble Dryer | per/cycle | 4 | 0 | 0 | 0 | 0 | 0 | 0 | 0 | 0 | 4.1302 | 8.2603 | 5.1627 | 3.0976 | 0 | 0 | 0 | 0 | 0 | 0 | 0 | 6.1953 | 9.2929 | 10.8417 | 4.6464 | 0
Washer Dryer | per/cycle | 4.65 | 0 | 0 | 0 | 0 | 3.1369 | 13.5933 | 3.1369 | 1.0456 | 0 | 0 | 0 | 0 | 0 | 0 | 0 | 0 | 0 | 0 | 0 | 1.5685 | 6.2738 | 8.4696 | 8.7833 | 6.2738
Washing Machine | per/cycle | 1.2 | 0 | 0 | 0 | 0 | 0 | 0 | 1.4066 | 1.4066 | 2.8132 | 1.4066 | 2.3443 | 0 | 0 | 0 | 0 | 0 | 2.1099 | 2.8132 | 5.2044 | 3.9385 | 0 | 0 | 0 | 0
|  |  | 0 | 0 | 0 | 0 | 3.1369 | 13.5933 | 4.5435 | 2.4522 | 6.9434 | 9.6669 | 7.507 | 4.4233 | 1.9884 | 2.6513 | 0.66282 | 0 | 2.1099 | 5.7959 | 7.69 | 14.6848 | 17.058 | 19.3113 | 13.4298 | 6.2738
H |  |  | 1 | 2 | 3 | 4 | 5 | 6 | 7 | 8 | 9 | 10 | 11 | 12 | 13 | 14 | 15 | 16 | 17 | 18 | 19 | 20 | 21 | 22 | 23 | 24
|  | No of Appliances | 60 | 120 | 180 | 240 | 300 | 360 | 420 | 480 | 540 | 600 | 660 | 720 | 780 | 840 | 900 | 960 | 1020 | 1080 | 1140 | 1200 | 1260 | 1320 | 1380 | 1440
Dishwasher |  | 1.02 | 0 | 0 | 0 | 0 | 0 | 0 | 0.59508 | 1.7852 | 2.3803 | 1.1902 | 0 | 0 | 0 | 0 | 0 | 0 | 0 | 1.7852 | 2.2315 | 2.6779 | 2.2315 | 0 | 0 | 0
Tumble Dryer | per/cycle | 4 | 0 | 0 | 0 | 0 | 0 | 0 | 0 | 0 | 0 | 0 | 3.7081 | 7.4162 | 4.6351 | 2.7811 | 0 | 0 | 0 | 0 | 0 | 5.5621 | 8.3432 | 9.7337 | 4.1716 | 0
Washer Dryer | per/cycle | 4.65 | 0 | 0 | 0 | 0 | 0 | 0 | 0 | 2.8163 | 12.2041 | 2.8163 | 0.93878 | 0 | 0 | 0 | 0 | 0 | 0 | 1.4082 | 5.6327 | 7.6041 | 7.8857 | 5.6327 | 0 | 0
Washing Machine | per/cycle | 1.2 | 0 | 0 | 0 | 0 | 0 | 0 | 0 | 1.2628 | 1.2628 | 2.9466 | 1.6838 | 1.2628 | 0 | 0 | 0 | 0 | 0 | 0 | 1.2628 | 1.8943 | 4.42 | 3.1571 | 1.8943 | 0
|  |  | 0 | 0 | 0 | 0 | 0 | 0 | 0.59508 | 5.8644 | 15.8472 | 6.9531 | 6.3307 | 8.679 | 4.6351 | 2.7811 | 0 | 0 | 0 | 3.1934 | 9.127 | 17.7383 | 22.8804 | 18.5235 | 6.0659 | 0
I |  |  | 1 | 2 | 3 | 4 | 5 | 6 | 7 | 8 | 9 | 10 | 11 | 12 | 13 | 14 | 15 | 16 | 17 | 18 | 19 | 20 | 21 | 22 | 23 | 24
|  | No of Appliances | 60 | 120 | 180 | 240 | 300 | 360 | 420 | 480 | 540 | 600 | 660 | 720 | 780 | 840 | 900 | 960 | 1020 | 1080 | 1140 | 1200 | 1260 | 1320 | 1380 | 1440
Dishwasher |  | 1.02 | 0 | 0 | 0 | 0 | 0 | 0 | 0 | 0 | 0 | 0 | 0 | 0.15731 | 0.31461 | 0.47192 | 0.62923 | 0 | 0 | 0 | 0 | 0 | 0.47192 | 0.5899 | 0.94384 | 0.35394
Tumble Dryer | per/cycle | 4 | 0 | 0 | 0 | 0 | 0 | 0 | 0 | 0 | 0 | 0 | 0.98022 | 1.9604 | 1.2253 | 0.73516 | 0 | 0 | 0 | 0.36758 | 1.4703 | 1.9849 | 2.0585 | 1.4703 | 0 | 0
Washer Dryer | per/cycle | 4.65 | 0.74448 | 3.2261 | 0.74448 | 0.24816 | 0 | 0 | 0 | 0 | 0 | 0 | 0 | 0 | 0 | 0 | 0 | 0 | 0 | 0 | 0 | 0.37224 | 1.489 | 2.0101 | 2.0846 | 1.489
Washing Machine | per/cycle | 1.2 | 0 | 0 | 0 | 0.33383 | 0.33383 | 0.77893 | 0.4451 | 0.33383 | 0 | 0 | 0 | 0 | 0 | 0 | 0 | 0.33383 | 0.50074 | 1.1684 | 0.83457 | 0.50074 | 0 | 0 | 0 | 0
|  |  | 0.74448 | 3.2261 | 0.74448 | 0.58199 | 0.33383 | 0.77893 | 0.4451 | 0.33383 | 0 | 0 | 0.98022 | 2.1177 | 1.5399 | 1.2071 | 0.62923 | 0.33383 | 0.50074 | 1.536 | 2.3049 | 2.8579 | 4.0193 | 4.0703 | 3.0284 | 1.8429
Sum |  |  | 1 | 2 | 3 | 4 | 5 | 6 | 7 | 8 | 9 | 10 | 11 | 12 | 13 | 14 | 15 | 16 | 17 | 18 | 19 | 20 | 21 | 22 | 23 | 24
Dishwasher |  |  | 4.6106 | 7.2759 | 6.3415 | 1.2254 | 0 | 0 | 0.73055 | 2.1917 | 7.8147 | 4.9557 | 2.7957 | 5.3742 | 4.2201 | 5.7445 | 2.7005 | 6.8932 | 9.9796 | 14.2273 | 12.076 | 8.3602 | 12.597 | 9.3544 | 7.0679 | 3.416
Tumble Dryer |  |  | 0 | 8.7103 | 17.4207 | 10.8879 | 6.5328 | 0 | 7.6359 | 15.2719 | 19.0052 | 30.2551 | 18.659 | 21.884 | 11.3458 | 6.8075 | 0 | 0 | 1.2663 | 20.3033 | 30.7408 | 59.3212 | 59.549 | 53.3216 | 30.3929 | 6.729
Washer Dryer |  |  | 11.3342 | 49.1148 | 11.3342 | 3.7781 | 3.1369 | 19.3928 | 28.2683 | 9.6615 | 17.5444 | 17.5806 | 4.3459 | 1.1357 | 0 | 0 | 0 | 4.5663 | 18.5856 | 27.3483 | 37.9462 | 49.6505 | 43.9922 | 44.176 | 30.9133 | 7.7628
Washing Machine |  |  | 7.1133 | 5.5191 | 4.3386 | 5.7464 | 3.5474 | 6.1174 | 5.9467 | 11.2112 | 9.0712 | 12.7072 | 5.5559 | 1.7721 | 0 | 0 | 0 | 4.8096 | 11.2034 | 17.3113 | 20.1788 | 13.2084 | 16.4972 | 19.4801 | 12.4919 | 4.4497
|  |  | 23.0581 | 70.6201 | 39.435 | 21.6378 | 13.217 | 25.5102 | 42.5816 | 38.3362 | 53.4355 | 65.4987 | 31.3565 | 30.166 | 15.5659 | 12.552 | 2.7005 | 16.2691 | 41.0349 | 79.1903 | 100.9418 | 130.5403 | 132.6354 | 126.3322 | 80.866 | 22.3574 | 1215.8384
|  |  | 0.023058 | 0.07062 | 0.039435 | 0.021638 | 0.013217 | 0.02551 | 0.042582 | 0.038336 | 0.053436 | 0.065499 | 0.031357 | 0.030166 | 0.015566 | 0.012552 | 0.0027005 | 0.016269 | 0.041035 | 0.07919 | 0.10094 | 0.13054 | 0.13264 | 0.12633 | 0.080866 | 0.022357 | 1.2158

## Load Shifting
Use of appliances after Load Shifting
A |  |  | 1 | 2 | 3 | 4 | 5 | 6 | 7 | 8 | 9 | 10 | 11 | 12 | 13 | 14 | 15 | 16 | 17 | 18 | 19 | 20 | 21 | 22 | 23 | 24
|  | No of Appliances | 60 | 120 | 180 | 240 | 300 | 360 | 420 | 480 | 540 | 600 | 660 | 720 | 780 | 840 | 900 | 960 | 1020 | 1080 | 1140 | 1200 | 1260 | 1320 | 1380 | 1440
Dishwasher |  | 17.645 | Use of appliances after Load Shifting 1: 0.05; Use of appliances after Load Shifting 2: 0.15; Use of appliances after Load Shifting 3: 0.5; Use of appliances after Load Shifting 4: 0.2; Use of appliances after Load Shifting 5: 0.1 | 1
Tumble Dryer | per/cycle | 14.0187 | Use of appliances after Load Shifting 6: 0.15; Use of appliances after Load Shifting 7: 0.25; Use of appliances after Load Shifting 13: 0.3; Use of appliances after Load Shifting 14: 0.3 | 1
Washer Dryer | per/cycle | 12.212 | Use of appliances after Load Shifting 11: 0.1; Use of appliances after Load Shifting 12: 0.15; Use of appliances after Load Shifting 13: 0.2; Use of appliances after Load Shifting 14: 0.45; Use of appliances after Load Shifting 15: 0.1 | 1
Washing Machine | per/cycle | 21.219 | Use of appliances after Load Shifting 4: 0.05; Use of appliances after Load Shifting 5: 0.15; Use of appliances after Load Shifting 6: 0.5; Use of appliances after Load Shifting 7: 0.2; Use of appliances after Load Shifting 8: 0.1 | 1
B |  |  | 1 | 2 | 3 | 4 | 5 | 6 | 7 | 8 | 9 | 10 | 11 | 12 | 13 | 14 | 15 | 16 | 17 | 18 | 19 | 20 | 21 | 22 | 23 | 24
|  | No of Appliances | 60 | 120 | 180 | 240 | 300 | 360 | 420 | 480 | 540 | 600 | 660 | 720 | 780 | 840 | 900 | 960 | 1020 | 1080 | 1140 | 1200 | 1260 | 1320 | 1380 | 1440
Dishwasher |  | 30.035 | 1: 0.05; 2: 0.15; 3: 0.5; 0.05 4: 0.2; 0.15 5: 0.1 | 1
Tumble Dryer | per/cycle | 23.8623 | 0.5 6: 0.15; 0.2 7: 0.25; 0.1 13: 0.3; 0.1 14: 0.3 | 1
Washer Dryer | per/cycle | 20.787 | 0.1 11: 0.1; 0.1 12: 0.15; 0.1 13: 0.2; 0.1 14: 0.45; 0.1 15: 0.1 | 1
Washing Machine | per/cycle | 36.1185 | 0.05 4: 0.05; 0.15 5: 0.15; 0.5 6: 0.5; 0.2 7: 0.2; 0.1 8: 0.1 | 1
C |  |  | 1 | 2 | 3 | 4 | 5 | 6 | 7 | 8 | 9 | 10 | 11 | 12 | 13 | 14 | 15 | 16 | 17 | 18 | 19 | 20 | 21 | 22 | 23 | 24
|  | No of Appliances | 60 | 120 | 180 | 240 | 300 | 360 | 420 | 480 | 540 | 600 | 660 | 720 | 780 | 840 | 900 | 960 | 1020 | 1080 | 1140 | 1200 | 1260 | 1320 | 1380 | 1440
Dishwasher |  | 34.261 | 1: 0.05; 2: 0.15; 3: 0.5; 0.05 4: 0.2; 0.15 5: 0.1 | 1
Tumble Dryer | per/cycle | 27.2198 | 0.5 6: 0.15; 0.2 7: 0.25; 0.1 13: 0.3; 0.1 14: 0.3 | 1
Washer Dryer | per/cycle | 23.7118 | 0.1 11: 0.1; 0.1 12: 0.15; 0.1 13: 0.2; 0.1 14: 0.45; 0.1 15: 0.1 | 1
Washing Machine | per/cycle | 41.2005 | 0.05 4: 0.05; 0.15 5: 0.15; 0.5 6: 0.5; 0.2 7: 0.2; 0.1 8: 0.1 | 1
D |  |  | 1 | 2 | 3 | 4 | 5 | 6 | 7 | 8 | 9 | 10 | 11 | 12 | 13 | 14 | 15 | 16 | 17 | 18 | 19 | 20 | 21 | 22 | 23 | 24
|  | No of Appliances | 60 | 120 | 180 | 240 | 300 | 360 | 420 | 480 | 540 | 600 | 660 | 720 | 780 | 840 | 900 | 960 | 1020 | 1080 | 1140 | 1200 | 1260 | 1320 | 1380 | 1440
Dishwasher |  | 9.5909 | 1: 0.05; 2: 0.15; 3: 0.5; 0.05 4: 0.2; 0.15 5: 0.1 | 1
Tumble Dryer | per/cycle | 7.6198 | 0.5 6: 0.15; 0.2 7: 0.25; 0.1 13: 0.3; 0.1 14: 0.3 | 1
Washer Dryer | per/cycle | 6.6378 | 0.1 11: 0.1; 0.1 12: 0.15; 0.1 13: 0.2; 0.1 14: 0.45; 0.1 15: 0.1 | 1
Washing Machine | per/cycle | 11.5335 | 0.05 4: 0.05; 0.15 5: 0.15; 0.5 6: 0.5; 0.2 7: 0.2; 0.1 8: 0.1 | 1
E |  |  | 1 | 2 | 3 | 4 | 5 | 6 | 7 | 8 | 9 | 10 | 11 | 12 | 13 | 14 | 15 | 16 | 17 | 18 | 19 | 20 | 21 | 22 | 23 | 24
|  | No of Appliances | 60 | 120 | 180 | 240 | 300 | 360 | 420 | 480 | 540 | 600 | 660 | 720 | 780 | 840 | 900 | 960 | 1020 | 1080 | 1140 | 1200 | 1260 | 1320 | 1380 | 1440
Dishwasher |  | 7.67 | 1: 0.05; 2: 0.15; 3: 0.5; 0.05 4: 0.2; 0.15 5: 0.1 | 1
Tumble Dryer | per/cycle | 6.0937 | 0.5 6: 0.15; 0.2 7: 0.25; 0.1 13: 0.3; 0.1 14: 0.3 | 1
Washer Dryer | per/cycle | 5.3083 | 0.1 11: 0.1; 0.1 12: 0.15; 0.1 13: 0.2; 0.1 14: 0.45; 0.1 15: 0.1 | 1
Washing Machine | per/cycle | 9.2235 | 0.05 4: 0.05; 0.15 5: 0.15; 0.5 6: 0.5; 0.2 7: 0.2; 0.1 8: 0.1 | 1
F |  |  | 1 | 2 | 3 | 4 | 5 | 6 | 7 | 8 | 9 | 10 | 11 | 12 | 13 | 14 | 15 | 16 | 17 | 18 | 19 | 20 | 21 | 22 | 23 | 24
|  | No of Appliances | 60 | 120 | 180 | 240 | 300 | 360 | 420 | 480 | 540 | 600 | 660 | 720 | 780 | 840 | 900 | 960 | 1020 | 1080 | 1140 | 1200 | 1260 | 1320 | 1380 | 1440
Dishwasher |  | 3.3204 | 1: 0.05; 2: 0.15; 3: 0.5; 0.05 4: 0.2; 0.15 5: 0.1 | 1
Tumble Dryer | per/cycle | 2.638 | 0.5 6: 0.15; 0.2 7: 0.25; 0.1 13: 0.3; 0.1 14: 0.3 | 1
Washer Dryer | per/cycle | 2.2981 | 0.1 11: 0.1; 0.1 12: 0.15; 0.1 13: 0.2; 0.1 14: 0.45; 0.1 15: 0.1 | 1
Washing Machine | per/cycle | 3.993 | 0.05 4: 0.05; 0.15 5: 0.15; 0.5 6: 0.5; 0.2 7: 0.2; 0.1 8: 0.1 | 1
G |  |  | 1 | 2 | 3 | 4 | 5 | 6 | 7 | 8 | 9 | 10 | 11 | 12 | 13 | 14 | 15 | 16 | 17 | 18 | 19 | 20 | 21 | 22 | 23 | 24
|  | No of Appliances | 60 | 120 | 180 | 240 | 300 | 360 | 420 | 480 | 540 | 600 | 660 | 720 | 780 | 840 | 900 | 960 | 1020 | 1080 | 1140 | 1200 | 1260 | 1320 | 1380 | 1440
Dishwasher |  | 16.2455 | 1: 0.05; 2: 0.15; 3: 0.5; 0.05 4: 0.2; 0.15 5: 0.1 | 1
Tumble Dryer | per/cycle | 12.9068 | 0.5 6: 0.15; 0.2 7: 0.25; 0.1 13: 0.3; 0.1 14: 0.3 | 1
Washer Dryer | per/cycle | 11.2434 | 0.1 11: 0.1; 0.1 12: 0.15; 0.1 13: 0.2; 0.1 14: 0.45; 0.1 15: 0.1 | 1
Washing Machine | per/cycle | 19.536 | 0.05 4: 0.05; 0.15 5: 0.15; 0.5 6: 0.5; 0.2 7: 0.2; 0.1 8: 0.1 | 1
H |  |  | 1 | 2 | 3 | 4 | 5 | 6 | 7 | 8 | 9 | 10 | 11 | 12 | 13 | 14 | 15 | 16 | 17 | 18 | 19 | 20 | 21 | 22 | 23 | 24
|  | No of Appliances | 60 | 120 | 180 | 240 | 300 | 360 | 420 | 480 | 540 | 600 | 660 | 720 | 780 | 840 | 900 | 960 | 1020 | 1080 | 1140 | 1200 | 1260 | 1320 | 1380 | 1440
Dishwasher |  | 14.5853 | 1: 0.05; 2: 0.15; 3: 0.5; 0.05 4: 0.2; 0.15 5: 0.1 | 1
Tumble Dryer | per/cycle | 11.5878 | 0.5 6: 0.15; 0.2 7: 0.25; 0.1 13: 0.3; 0.1 14: 0.3 | 1
Washer Dryer | per/cycle | 10.0944 | 0.1 11: 0.1; 0.1 12: 0.15; 0.1 13: 0.2; 0.1 14: 0.45; 0.1 15: 0.1 | 1
Washing Machine | per/cycle | 17.5395 | 0.05 4: 0.05; 0.15 5: 0.15; 0.5 6: 0.5; 0.2 7: 0.2; 0.1 8: 0.1 | 1
I |  |  | 1 | 2 | 3 | 4 | 5 | 6 | 7 | 8 | 9 | 10 | 11 | 12 | 13 | 14 | 15 | 16 | 17 | 18 | 19 | 20 | 21 | 22 | 23 | 24
|  | No of Appliances | 60 | 120 | 180 | 240 | 300 | 360 | 420 | 480 | 540 | 600 | 660 | 720 | 780 | 840 | 900 | 960 | 1020 | 1080 | 1140 | 1200 | 1260 | 1320 | 1380 | 1440
Dishwasher |  | 3.8556 | 1: 0.05; 2: 0.15; 3: 0.5; 0.05 4: 0.2; 0.15 5: 0.1 | 1
Tumble Dryer | per/cycle | 3.0632 | 0.5 6: 0.15; 0.2 7: 0.25; 0.1 13: 0.3; 0.1 14: 0.3 | 1
Washer Dryer | per/cycle | 2.6684 | 0.1 11: 0.1; 0.1 12: 0.15; 0.1 13: 0.2; 0.1 14: 0.45; 0.1 15: 0.1 | 1
Washing Machine | per/cycle | 4.6365 | 0.05 4: 0.05; 0.15 5: 0.15; 0.5 6: 0.5; 0.2 7: 0.2; 0.1 8: 0.1 | 1

## LD NoA Use Pattern
No of Appliances used per hour per category for different categories after Load Shifting
A |  |  | 1 | 2 | 3 | 4 | 5 | 6 | 7 | 8 | 9 | 10 | 11 | 12 | 13 | 14 | 15 | 16 | 17 | 18 | 19 | 20 | 21 | 22 | 23 | 24
|  | No of Appliances | 60 | 120 | 180 | 240 | 300 | 360 | 420 | 480 | 540 | 600 | 660 | 720 | 780 | 840 | 900 | 960 | 1020 | 1080 | 1140 | 1200 | 1260 | 1320 | 1380 | 1440
Dishwasher |  | 17.645 | 0.88225 | 2.6468 | 8.8225 | 3.529 | 1.7645 | 0 | 0 | 0 | 0 | 0 | 0 | 0 | 0 | 0 | 0 | 0 | 0 | 0 | 0 | 0 | 0 | 0 | 0 | 0
Tumble Dryer | per/cycle | 14.0187 | 0 | 0 | 0 | 0 | 0 | 2.1028 | 3.5047 | 0 | 0 | 0 | 0 | 0 | 4.2056 | 4.2056 | 0 | 0 | 0 | 0 | 0 | 0 | 0 | 0 | 0 | 0
Washer Dryer | per/cycle | 12.212 | 0 | 0 | 0 | 0 | 0 | 0 | 0 | 0 | 0 | 0 | 1.2212 | 1.8318 | 2.4424 | 5.4954 | 1.2212 | 0 | 0 | 0 | 0 | 0 | 0 | 0 | 0 | 0
Washing Machine | per/cycle | 21.219 | 0 | 0 | 0 | 1.061 | 3.1829 | 10.6095 | 4.2438 | 2.1219 | 0 | 0 | 0 | 0 | 0 | 0 | 0 | 0 | 0 | 0 | 0 | 0 | 0 | 0 | 0 | 0
B |  |  | 1 | 2 | 3 | 4 | 5 | 6 | 7 | 8 | 9 | 10 | 11 | 12 | 13 | 14 | 15 | 16 | 17 | 18 | 19 | 20 | 21 | 22 | 23 | 24
|  | No of Appliances | 60 | 120 | 180 | 240 | 300 | 360 | 420 | 480 | 540 | 600 | 660 | 720 | 780 | 840 | 900 | 960 | 1020 | 1080 | 1140 | 1200 | 1260 | 1320 | 1380 | 1440
Dishwasher |  | 30.035 | 1.5017 | 4.5052 | 15.0175 | 6.007 | 3.0035 | 0 | 0 | 0 | 0 | 0 | 0 | 0 | 0 | 0 | 0 | 0 | 0 | 0 | 0 | 0 | 0 | 0 | 0 | 0
Tumble Dryer | per/cycle | 23.8623 | 0 | 0 | 0 | 0 | 0 | 3.5793 | 5.9656 | 0 | 0 | 0 | 0 | 0 | 7.1587 | 7.1587 | 0 | 0 | 0 | 0 | 0 | 0 | 0 | 0 | 0 | 0
Washer Dryer | per/cycle | 20.787 | 0 | 0 | 0 | 0 | 0 | 0 | 0 | 0 | 0 | 0 | 2.0787 | 3.118 | 4.1574 | 9.3541 | 2.0787 | 0 | 0 | 0 | 0 | 0 | 0 | 0 | 0 | 0
Washing Machine | per/cycle | 36.1185 | 0 | 0 | 0 | 1.8059 | 5.4178 | 18.0592 | 7.2237 | 3.6119 | 0 | 0 | 0 | 0 | 0 | 0 | 0 | 0 | 0 | 0 | 0 | 0 | 0 | 0 | 0 | 0
C |  |  | 1 | 2 | 3 | 4 | 5 | 6 | 7 | 8 | 9 | 10 | 11 | 12 | 13 | 14 | 15 | 16 | 17 | 18 | 19 | 20 | 21 | 22 | 23 | 24
|  | No of Appliances | 60 | 120 | 180 | 240 | 300 | 360 | 420 | 480 | 540 | 600 | 660 | 720 | 780 | 840 | 900 | 960 | 1020 | 1080 | 1140 | 1200 | 1260 | 1320 | 1380 | 1440
Dishwasher |  | 34.261 | 1.7131 | 5.1392 | 17.1305 | 6.8522 | 3.4261 | 0 | 0 | 0 | 0 | 0 | 0 | 0 | 0 | 0 | 0 | 0 | 0 | 0 | 0 | 0 | 0 | 0 | 0 | 0
Tumble Dryer | per/cycle | 27.2198 | 0 | 0 | 0 | 0 | 0 | 4.083 | 6.8049 | 0 | 0 | 0 | 0 | 0 | 8.1659 | 8.1659 | 0 | 0 | 0 | 0 | 0 | 0 | 0 | 0 | 0 | 0
Washer Dryer | per/cycle | 23.7118 | 0 | 0 | 0 | 0 | 0 | 0 | 0 | 0 | 0 | 0 | 2.3712 | 3.5568 | 4.7424 | 10.6703 | 2.3712 | 0 | 0 | 0 | 0 | 0 | 0 | 0 | 0 | 0
Washing Machine | per/cycle | 41.2005 | 0 | 0 | 0 | 2.06 | 6.1801 | 20.6002 | 8.2401 | 4.12 | 0 | 0 | 0 | 0 | 0 | 0 | 0 | 0 | 0 | 0 | 0 | 0 | 0 | 0 | 0 | 0
D |  |  | 1 | 2 | 3 | 4 | 5 | 6 | 7 | 8 | 9 | 10 | 11 | 12 | 13 | 14 | 15 | 16 | 17 | 18 | 19 | 20 | 21 | 22 | 23 | 24
|  | No of Appliances | 60 | 120 | 180 | 240 | 300 | 360 | 420 | 480 | 540 | 600 | 660 | 720 | 780 | 840 | 900 | 960 | 1020 | 1080 | 1140 | 1200 | 1260 | 1320 | 1380 | 1440
Dishwasher |  | 9.5909 | 0.47954 | 1.4386 | 4.7954 | 1.9182 | 0.95909 | 0 | 0 | 0 | 0 | 0 | 0 | 0 | 0 | 0 | 0 | 0 | 0 | 0 | 0 | 0 | 0 | 0 | 0 | 0
Tumble Dryer | per/cycle | 7.6198 | 0 | 0 | 0 | 0 | 0 | 1.143 | 1.9049 | 0 | 0 | 0 | 0 | 0 | 2.2859 | 2.2859 | 0 | 0 | 0 | 0 | 0 | 0 | 0 | 0 | 0 | 0
Washer Dryer | per/cycle | 6.6378 | 0 | 0 | 0 | 0 | 0 | 0 | 0 | 0 | 0 | 0 | 0.66378 | 0.99567 | 1.3276 | 2.987 | 0.66378 | 0 | 0 | 0 | 0 | 0 | 0 | 0 | 0 | 0
Washing Machine | per/cycle | 11.5335 | 0 | 0 | 0 | 0.57668 | 1.73 | 5.7668 | 2.3067 | 1.1534 | 0 | 0 | 0 | 0 | 0 | 0 | 0 | 0 | 0 | 0 | 0 | 0 | 0 | 0 | 0 | 0
E |  |  | 1 | 2 | 3 | 4 | 5 | 6 | 7 | 8 | 9 | 10 | 11 | 12 | 13 | 14 | 15 | 16 | 17 | 18 | 19 | 20 | 21 | 22 | 23 | 24
|  | No of Appliances | 60 | 120 | 180 | 240 | 300 | 360 | 420 | 480 | 540 | 600 | 660 | 720 | 780 | 840 | 900 | 960 | 1020 | 1080 | 1140 | 1200 | 1260 | 1320 | 1380 | 1440
Dishwasher |  | 7.67 | 0.3835 | 1.1505 | 3.835 | 1.534 | 0.767 | 0 | 0 | 0 | 0 | 0 | 0 | 0 | 0 | 0 | 0 | 0 | 0 | 0 | 0 | 0 | 0 | 0 | 0 | 0
Tumble Dryer | per/cycle | 6.0937 | 0 | 0 | 0 | 0 | 0 | 0.91405 | 1.5234 | 0 | 0 | 0 | 0 | 0 | 1.8281 | 1.8281 | 0 | 0 | 0 | 0 | 0 | 0 | 0 | 0 | 0 | 0
Washer Dryer | per/cycle | 5.3083 | 0 | 0 | 0 | 0 | 0 | 0 | 0 | 0 | 0 | 0 | 0.53083 | 0.79625 | 1.0617 | 2.3887 | 0.53083 | 0 | 0 | 0 | 0 | 0 | 0 | 0 | 0 | 0
Washing Machine | per/cycle | 9.2235 | 0 | 0 | 0 | 0.46118 | 1.3835 | 4.6117 | 1.8447 | 0.92235 | 0 | 0 | 0 | 0 | 0 | 0 | 0 | 0 | 0 | 0 | 0 | 0 | 0 | 0 | 0 | 0
F |  |  | 1 | 2 | 3 | 4 | 5 | 6 | 7 | 8 | 9 | 10 | 11 | 12 | 13 | 14 | 15 | 16 | 17 | 18 | 19 | 20 | 21 | 22 | 23 | 24
|  | No of Appliances | 60 | 120 | 180 | 240 | 300 | 360 | 420 | 480 | 540 | 600 | 660 | 720 | 780 | 840 | 900 | 960 | 1020 | 1080 | 1140 | 1200 | 1260 | 1320 | 1380 | 1440
Dishwasher |  | 3.3204 | 0.16602 | 0.49807 | 1.6602 | 0.66409 | 0.33204 | 0 | 0 | 0 | 0 | 0 | 0 | 0 | 0 | 0 | 0 | 0 | 0 | 0 | 0 | 0 | 0 | 0 | 0 | 0
Tumble Dryer | per/cycle | 2.638 | 0 | 0 | 0 | 0 | 0 | 0.39571 | 0.65951 | 0 | 0 | 0 | 0 | 0 | 0.79141 | 0.79141 | 0 | 0 | 0 | 0 | 0 | 0 | 0 | 0 | 0 | 0
Washer Dryer | per/cycle | 2.2981 | 0 | 0 | 0 | 0 | 0 | 0 | 0 | 0 | 0 | 0 | 0.22981 | 0.34471 | 0.45961 | 1.0341 | 0.22981 | 0 | 0 | 0 | 0 | 0 | 0 | 0 | 0 | 0
Washing Machine | per/cycle | 3.993 | 0 | 0 | 0 | 0.19965 | 0.59895 | 1.9965 | 0.7986 | 0.3993 | 0 | 0 | 0 | 0 | 0 | 0 | 0 | 0 | 0 | 0 | 0 | 0 | 0 | 0 | 0 | 0
G |  |  | 1 | 2 | 3 | 4 | 5 | 6 | 7 | 8 | 9 | 10 | 11 | 12 | 13 | 14 | 15 | 16 | 17 | 18 | 19 | 20 | 21 | 22 | 23 | 24
|  | No of Appliances | 60 | 120 | 180 | 240 | 300 | 360 | 420 | 480 | 540 | 600 | 660 | 720 | 780 | 840 | 900 | 960 | 1020 | 1080 | 1140 | 1200 | 1260 | 1320 | 1380 | 1440
Dishwasher |  | 16.2455 | 0.81228 | 2.4368 | 8.1228 | 3.2491 | 1.6246 | 0 | 0 | 0 | 0 | 0 | 0 | 0 | 0 | 0 | 0 | 0 | 0 | 0 | 0 | 0 | 0 | 0 | 0 | 0
Tumble Dryer | per/cycle | 12.9068 | 0 | 0 | 0 | 0 | 0 | 1.936 | 3.2267 | 0 | 0 | 0 | 0 | 0 | 3.872 | 3.872 | 0 | 0 | 0 | 0 | 0 | 0 | 0 | 0 | 0 | 0
Washer Dryer | per/cycle | 11.2434 | 0 | 0 | 0 | 0 | 0 | 0 | 0 | 0 | 0 | 0 | 1.1243 | 1.6865 | 2.2487 | 5.0595 | 1.1243 | 0 | 0 | 0 | 0 | 0 | 0 | 0 | 0 | 0
Washing Machine | per/cycle | 19.536 | 0 | 0 | 0 | 0.9768 | 2.9304 | 9.768 | 3.9072 | 1.9536 | 0 | 0 | 0 | 0 | 0 | 0 | 0 | 0 | 0 | 0 | 0 | 0 | 0 | 0 | 0 | 0
H |  |  | 1 | 2 | 3 | 4 | 5 | 6 | 7 | 8 | 9 | 10 | 11 | 12 | 13 | 14 | 15 | 16 | 17 | 18 | 19 | 20 | 21 | 22 | 23 | 24
|  | No of Appliances | 60 | 120 | 180 | 240 | 300 | 360 | 420 | 480 | 540 | 600 | 660 | 720 | 780 | 840 | 900 | 960 | 1020 | 1080 | 1140 | 1200 | 1260 | 1320 | 1380 | 1440
Dishwasher |  | 14.5853 | 0.72926 | 2.1878 | 7.2926 | 2.9171 | 1.4585 | 0 | 0 | 0 | 0 | 0 | 0 | 0 | 0 | 0 | 0 | 0 | 0 | 0 | 0 | 0 | 0 | 0 | 0 | 0
Tumble Dryer | per/cycle | 11.5878 | 0 | 0 | 0 | 0 | 0 | 1.7382 | 2.8969 | 0 | 0 | 0 | 0 | 0 | 3.4763 | 3.4763 | 0 | 0 | 0 | 0 | 0 | 0 | 0 | 0 | 0 | 0
Washer Dryer | per/cycle | 10.0944 | 0 | 0 | 0 | 0 | 0 | 0 | 0 | 0 | 0 | 0 | 1.0094 | 1.5142 | 2.0189 | 4.5425 | 1.0094 | 0 | 0 | 0 | 0 | 0 | 0 | 0 | 0 | 0
Washing Machine | per/cycle | 17.5395 | 0 | 0 | 0 | 0.87697 | 2.6309 | 8.7698 | 3.5079 | 1.7539 | 0 | 0 | 0 | 0 | 0 | 0 | 0 | 0 | 0 | 0 | 0 | 0 | 0 | 0 | 0 | 0
I |  |  | 1 | 2 | 3 | 4 | 5 | 6 | 7 | 8 | 9 | 10 | 11 | 12 | 13 | 14 | 15 | 16 | 17 | 18 | 19 | 20 | 21 | 22 | 23 | 24
|  | No of Appliances | 60 | 120 | 180 | 240 | 300 | 360 | 420 | 480 | 540 | 600 | 660 | 720 | 780 | 840 | 900 | 960 | 1020 | 1080 | 1140 | 1200 | 1260 | 1320 | 1380 | 1440
Dishwasher |  | 3.8556 | 0.19278 | 0.57833 | 1.9278 | 0.77111 | 0.38556 | 0 | 0 | 0 | 0 | 0 | 0 | 0 | 0 | 0 | 0 | 0 | 0 | 0 | 0 | 0 | 0 | 0 | 0 | 0
Tumble Dryer | per/cycle | 3.0632 | 0 | 0 | 0 | 0 | 0 | 0.45948 | 0.7658 | 0 | 0 | 0 | 0 | 0 | 0.91895 | 0.91895 | 0 | 0 | 0 | 0 | 0 | 0 | 0 | 0 | 0 | 0
Washer Dryer | per/cycle | 2.6684 | 0 | 0 | 0 | 0 | 0 | 0 | 0 | 0 | 0 | 0 | 0.26684 | 0.40026 | 0.53368 | 1.2008 | 0.26684 | 0 | 0 | 0 | 0 | 0 | 0 | 0 | 0 | 0
Washing Machine | per/cycle | 4.6365 | 0 | 0 | 0 | 0.23183 | 0.69547 | 2.3182 | 0.9273 | 0.46365 | 0 | 0 | 0 | 0 | 0 | 0 | 0 | 0 | 0 | 0 | 0 | 0 | 0 | 0 | 0 | 0

## LD Energy Consumption
Energy Consumption of Appliances per day after Load Shifting
A |  |  | 1 | 2 | 3 | 4 | 5 | 6 | 7 | 8 | 9 | 10 | 11 | 12 | 13 | 14 | 15 | 16 | 17 | 18 | 19 | 20 | 21 | 22 | 23 | 24
|  | No of Appliances | 60 | 120 | 180 | 240 | 300 | 360 | 420 | 480 | 540 | 600 | 660 | 720 | 780 | 840 | 900 | 960 | 1020 | 1080 | 1140 | 1200 | 1260 | 1320 | 1380 | 1440
Dishwasher |  | 1.02 | 0.8999 | 2.6997 | 8.999 | 3.5996 | 1.7998 | 0 | 0 | 0 | 0 | 0 | 0 | 0 | 0 | 0 | 0 | 0 | 0 | 0 | 0 | 0 | 0 | 0 | 0 | 0
Tumble Dryer | per/cycle | 4 | 0 | 0 | 0 | 0 | 0 | 8.4112 | 14.0187 | 0 | 0 | 0 | 0 | 0 | 16.8224 | 16.8224 | 0 | 0 | 0 | 0 | 0 | 0 | 0 | 0 | 0 | 0
Washer Dryer | per/cycle | 4.65 | 0 | 0 | 0 | 0 | 0 | 0 | 0 | 0 | 0 | 0 | 5.6786 | 8.5179 | 11.3571 | 25.5536 | 5.6786 | 0 | 0 | 0 | 0 | 0 | 0 | 0 | 0 | 0
Washing Machine | per/cycle | 1.2 | 0 | 0 | 0 | 1.2731 | 3.8194 | 12.7314 | 5.0926 | 2.5463 | 0 | 0 | 0 | 0 | 0 | 0 | 0 | 0 | 0 | 0 | 0 | 0 | 0 | 0 | 0 | 0
|  |  | 0.8999 | 2.6997 | 8.999 | 4.8727 | 5.6192 | 21.1426 | 19.1112 | 2.5463 | 0 | 0 | 5.6786 | 8.5179 | 28.1796 | 42.376 | 5.6786 | 0 | 0 | 0 | 0 | 0 | 0 | 0 | 0 | 0
B |  |  | 1 | 2 | 3 | 4 | 5 | 6 | 7 | 8 | 9 | 10 | 11 | 12 | 13 | 14 | 15 | 16 | 17 | 18 | 19 | 20 | 21 | 22 | 23 | 24
|  | No of Appliances | 60 | 120 | 180 | 240 | 300 | 360 | 420 | 480 | 540 | 600 | 660 | 720 | 780 | 840 | 900 | 960 | 1020 | 1080 | 1140 | 1200 | 1260 | 1320 | 1380 | 1440
Dishwasher |  | 1.02 | 1.5318 | 4.5954 | 15.3178 | 6.1271 | 3.0636 | 0 | 0 | 0 | 0 | 0 | 0 | 0 | 0 | 0 | 0 | 0 | 0 | 0 | 0 | 0 | 0 | 0 | 0 | 0
Tumble Dryer | per/cycle | 4 | 0 | 0 | 0 | 0 | 0 | 14.3174 | 23.8623 | 0 | 0 | 0 | 0 | 0 | 28.6347 | 28.6347 | 0 | 0 | 0 | 0 | 0 | 0 | 0 | 0 | 0 | 0
Washer Dryer | per/cycle | 4.65 | 0 | 0 | 0 | 0 | 0 | 0 | 0 | 0 | 0 | 0 | 9.6659 | 14.4989 | 19.3319 | 43.4967 | 9.6659 | 0 | 0 | 0 | 0 | 0 | 0 | 0 | 0 | 0
Washing Machine | per/cycle | 1.2 | 0 | 0 | 0 | 2.1671 | 6.5013 | 21.6711 | 8.6684 | 4.3342 | 0 | 0 | 0 | 0 | 0 | 0 | 0 | 0 | 0 | 0 | 0 | 0 | 0 | 0 | 0 | 0
|  |  | 1.5318 | 4.5954 | 15.3178 | 8.2942 | 9.5649 | 35.9885 | 32.5307 | 4.3342 | 0 | 0 | 9.6659 | 14.4989 | 47.9666 | 72.1315 | 9.6659 | 0 | 0 | 0 | 0 | 0 | 0 | 0 | 0 | 0
C |  |  | 1 | 2 | 3 | 4 | 5 | 6 | 7 | 8 | 9 | 10 | 11 | 12 | 13 | 14 | 15 | 16 | 17 | 18 | 19 | 20 | 21 | 22 | 23 | 24
|  | No of Appliances | 60 | 120 | 180 | 240 | 300 | 360 | 420 | 480 | 540 | 600 | 660 | 720 | 780 | 840 | 900 | 960 | 1020 | 1080 | 1140 | 1200 | 1260 | 1320 | 1380 | 1440
Dishwasher |  | 1.02 | 1.7473 | 5.2419 | 17.4731 | 6.9892 | 3.4946 | 0 | 0 | 0 | 0 | 0 | 0 | 0 | 0 | 0 | 0 | 0 | 0 | 0 | 0 | 0 | 0 | 0 | 0 | 0
Tumble Dryer | per/cycle | 4 | 0 | 0 | 0 | 0 | 0 | 16.3319 | 27.2198 | 0 | 0 | 0 | 0 | 0 | 32.6638 | 32.6638 | 0 | 0 | 0 | 0 | 0 | 0 | 0 | 0 | 0 | 0
Washer Dryer | per/cycle | 4.65 | 0 | 0 | 0 | 0 | 0 | 0 | 0 | 0 | 0 | 0 | 11.026 | 16.539 | 22.0519 | 49.6169 | 11.026 | 0 | 0 | 0 | 0 | 0 | 0 | 0 | 0 | 0
Washing Machine | per/cycle | 1.2 | 0 | 0 | 0 | 2.472 | 7.4161 | 24.7203 | 9.8881 | 4.9441 | 0 | 0 | 0 | 0 | 0 | 0 | 0 | 0 | 0 | 0 | 0 | 0 | 0 | 0 | 0 | 0
|  |  | 1.7473 | 5.2419 | 17.4731 | 9.4613 | 10.9107 | 41.0522 | 37.1079 | 4.9441 | 0 | 0 | 11.026 | 16.539 | 54.7157 | 82.2806 | 11.026 | 0 | 0 | 0 | 0 | 0 | 0 | 0 | 0 | 0
D |  |  | 1 | 2 | 3 | 4 | 5 | 6 | 7 | 8 | 9 | 10 | 11 | 12 | 13 | 14 | 15 | 16 | 17 | 18 | 19 | 20 | 21 | 22 | 23 | 24
|  | No of Appliances | 60 | 120 | 180 | 240 | 300 | 360 | 420 | 480 | 540 | 600 | 660 | 720 | 780 | 840 | 900 | 960 | 1020 | 1080 | 1140 | 1200 | 1260 | 1320 | 1380 | 1440
Dishwasher |  | 1.02 | 0.48914 | 1.4674 | 4.8914 | 1.9565 | 0.97827 | 0 | 0 | 0 | 0 | 0 | 0 | 0 | 0 | 0 | 0 | 0 | 0 | 0 | 0 | 0 | 0 | 0 | 0 | 0
Tumble Dryer | per/cycle | 4 | 0 | 0 | 0 | 0 | 0 | 4.5719 | 7.6198 | 0 | 0 | 0 | 0 | 0 | 9.1438 | 9.1438 | 0 | 0 | 0 | 0 | 0 | 0 | 0 | 0 | 0 | 0
Washer Dryer | per/cycle | 4.65 | 0 | 0 | 0 | 0 | 0 | 0 | 0 | 0 | 0 | 0 | 3.0866 | 4.6298 | 6.1731 | 13.8895 | 3.0866 | 0 | 0 | 0 | 0 | 0 | 0 | 0 | 0 | 0
Washing Machine | per/cycle | 1.2 | 0 | 0 | 0 | 0.69201 | 2.076 | 6.9201 | 2.768 | 1.384 | 0 | 0 | 0 | 0 | 0 | 0 | 0 | 0 | 0 | 0 | 0 | 0 | 0 | 0 | 0 | 0
|  |  | 0.48914 | 1.4674 | 4.8914 | 2.6486 | 3.0543 | 11.492 | 10.3878 | 1.384 | 0 | 0 | 3.0866 | 4.6298 | 15.3169 | 23.0333 | 3.0866 | 0 | 0 | 0 | 0 | 0 | 0 | 0 | 0 | 0
E |  |  | 1 | 2 | 3 | 4 | 5 | 6 | 7 | 8 | 9 | 10 | 11 | 12 | 13 | 14 | 15 | 16 | 17 | 18 | 19 | 20 | 21 | 22 | 23 | 24
|  | No of Appliances | 60 | 120 | 180 | 240 | 300 | 360 | 420 | 480 | 540 | 600 | 660 | 720 | 780 | 840 | 900 | 960 | 1020 | 1080 | 1140 | 1200 | 1260 | 1320 | 1380 | 1440
Dishwasher |  | 1.02 | 0.39117 | 1.1735 | 3.9117 | 1.5647 | 0.78234 | 0 | 0 | 0 | 0 | 0 | 0 | 0 | 0 | 0 | 0 | 0 | 0 | 0 | 0 | 0 | 0 | 0 | 0 | 0
Tumble Dryer | per/cycle | 4 | 0 | 0 | 0 | 0 | 0 | 3.6562 | 6.0937 | 0 | 0 | 0 | 0 | 0 | 7.3124 | 7.3124 | 0 | 0 | 0 | 0 | 0 | 0 | 0 | 0 | 0 | 0
Washer Dryer | per/cycle | 4.65 | 0 | 0 | 0 | 0 | 0 | 0 | 0 | 0 | 0 | 0 | 2.4684 | 3.7026 | 4.9367 | 11.1077 | 2.4684 | 0 | 0 | 0 | 0 | 0 | 0 | 0 | 0 | 0
Washing Machine | per/cycle | 1.2 | 0 | 0 | 0 | 0.55341 | 1.6602 | 5.5341 | 2.2136 | 1.1068 | 0 | 0 | 0 | 0 | 0 | 0 | 0 | 0 | 0 | 0 | 0 | 0 | 0 | 0 | 0 | 0
|  |  | 0.39117 | 1.1735 | 3.9117 | 2.1181 | 2.4426 | 9.1903 | 8.3073 | 1.1068 | 0 | 0 | 2.4684 | 3.7026 | 12.2491 | 18.4201 | 2.4684 | 0 | 0 | 0 | 0 | 0 | 0 | 0 | 0 | 0
F |  |  | 1 | 2 | 3 | 4 | 5 | 6 | 7 | 8 | 9 | 10 | 11 | 12 | 13 | 14 | 15 | 16 | 17 | 18 | 19 | 20 | 21 | 22 | 23 | 24
|  | No of Appliances | 60 | 120 | 180 | 240 | 300 | 360 | 420 | 480 | 540 | 600 | 660 | 720 | 780 | 840 | 900 | 960 | 1020 | 1080 | 1140 | 1200 | 1260 | 1320 | 1380 | 1440
Dishwasher |  | 1.02 | 0.16934 | 0.50803 | 1.6934 | 0.67737 | 0.33869 | 0 | 0 | 0 | 0 | 0 | 0 | 0 | 0 | 0 | 0 | 0 | 0 | 0 | 0 | 0 | 0 | 0 | 0 | 0
Tumble Dryer | per/cycle | 4 | 0 | 0 | 0 | 0 | 0 | 1.5828 | 2.638 | 0 | 0 | 0 | 0 | 0 | 3.1657 | 3.1657 | 0 | 0 | 0 | 0 | 0 | 0 | 0 | 0 | 0 | 0
Washer Dryer | per/cycle | 4.65 | 0 | 0 | 0 | 0 | 0 | 0 | 0 | 0 | 0 | 0 | 1.0686 | 1.6029 | 2.1372 | 4.8087 | 1.0686 | 0 | 0 | 0 | 0 | 0 | 0 | 0 | 0 | 0
Washing Machine | per/cycle | 1.2 | 0 | 0 | 0 | 0.23958 | 0.71874 | 2.3958 | 0.95832 | 0.47916 | 0 | 0 | 0 | 0 | 0 | 0 | 0 | 0 | 0 | 0 | 0 | 0 | 0 | 0 | 0 | 0
|  |  | 0.16934 | 0.50803 | 1.6934 | 0.91695 | 1.0574 | 3.9786 | 3.5964 | 0.47916 | 0 | 0 | 1.0686 | 1.6029 | 5.3028 | 7.9743 | 1.0686 | 0 | 0 | 0 | 0 | 0 | 0 | 0 | 0 | 0
G |  |  | 1 | 2 | 3 | 4 | 5 | 6 | 7 | 8 | 9 | 10 | 11 | 12 | 13 | 14 | 15 | 16 | 17 | 18 | 19 | 20 | 21 | 22 | 23 | 24
|  | No of Appliances | 60 | 120 | 180 | 240 | 300 | 360 | 420 | 480 | 540 | 600 | 660 | 720 | 780 | 840 | 900 | 960 | 1020 | 1080 | 1140 | 1200 | 1260 | 1320 | 1380 | 1440
Dishwasher |  | 1.02 | 0.82852 | 2.4856 | 8.2852 | 3.3141 | 1.657 | 0 | 0 | 0 | 0 | 0 | 0 | 0 | 0 | 0 | 0 | 0 | 0 | 0 | 0 | 0 | 0 | 0 | 0 | 0
Tumble Dryer | per/cycle | 4 | 0 | 0 | 0 | 0 | 0 | 7.7441 | 12.9068 | 0 | 0 | 0 | 0 | 0 | 15.4881 | 15.4881 | 0 | 0 | 0 | 0 | 0 | 0 | 0 | 0 | 0 | 0
Washer Dryer | per/cycle | 4.65 | 0 | 0 | 0 | 0 | 0 | 0 | 0 | 0 | 0 | 0 | 5.2282 | 7.8423 | 10.4563 | 23.5268 | 5.2282 | 0 | 0 | 0 | 0 | 0 | 0 | 0 | 0 | 0
Washing Machine | per/cycle | 1.2 | 0 | 0 | 0 | 1.1722 | 3.5165 | 11.7216 | 4.6886 | 2.3443 | 0 | 0 | 0 | 0 | 0 | 0 | 0 | 0 | 0 | 0 | 0 | 0 | 0 | 0 | 0 | 0
|  |  | 0.82852 | 2.4856 | 8.2852 | 4.4862 | 5.1735 | 19.4657 | 17.5954 | 2.3443 | 0 | 0 | 5.2282 | 7.8423 | 25.9445 | 39.0149 | 5.2282 | 0 | 0 | 0 | 0 | 0 | 0 | 0 | 0 | 0
H |  |  | 1 | 2 | 3 | 4 | 5 | 6 | 7 | 8 | 9 | 10 | 11 | 12 | 13 | 14 | 15 | 16 | 17 | 18 | 19 | 20 | 21 | 22 | 23 | 24
|  | No of Appliances | 60 | 120 | 180 | 240 | 300 | 360 | 420 | 480 | 540 | 600 | 660 | 720 | 780 | 840 | 900 | 960 | 1020 | 1080 | 1140 | 1200 | 1260 | 1320 | 1380 | 1440
Dishwasher |  | 1.02 | 0.74385 | 2.2315 | 7.4385 | 2.9754 | 1.4877 | 0 | 0 | 0 | 0 | 0 | 0 | 0 | 0 | 0 | 0 | 0 | 0 | 0 | 0 | 0 | 0 | 0 | 0 | 0
Tumble Dryer | per/cycle | 4 | 0 | 0 | 0 | 0 | 0 | 6.9527 | 11.5878 | 0 | 0 | 0 | 0 | 0 | 13.9053 | 13.9053 | 0 | 0 | 0 | 0 | 0 | 0 | 0 | 0 | 0 | 0
Washer Dryer | per/cycle | 4.65 | 0 | 0 | 0 | 0 | 0 | 0 | 0 | 0 | 0 | 0 | 4.6939 | 7.0408 | 9.3878 | 21.1224 | 4.6939 | 0 | 0 | 0 | 0 | 0 | 0 | 0 | 0 | 0
Washing Machine | per/cycle | 1.2 | 0 | 0 | 0 | 1.0524 | 3.1571 | 10.5237 | 4.2095 | 2.1047 | 0 | 0 | 0 | 0 | 0 | 0 | 0 | 0 | 0 | 0 | 0 | 0 | 0 | 0 | 0 | 0
|  |  | 0.74385 | 2.2315 | 7.4385 | 4.0278 | 4.6448 | 17.4764 | 15.7972 | 2.1047 | 0 | 0 | 4.6939 | 7.0408 | 23.2931 | 35.0278 | 4.6939 | 0 | 0 | 0 | 0 | 0 | 0 | 0 | 0 | 0
I |  |  | 1 | 2 | 3 | 4 | 5 | 6 | 7 | 8 | 9 | 10 | 11 | 12 | 13 | 14 | 15 | 16 | 17 | 18 | 19 | 20 | 21 | 22 | 23 | 24
|  | No of Appliances | 60 | 120 | 180 | 240 | 300 | 360 | 420 | 480 | 540 | 600 | 660 | 720 | 780 | 840 | 900 | 960 | 1020 | 1080 | 1140 | 1200 | 1260 | 1320 | 1380 | 1440
Dishwasher |  | 1.02 | 0.19663 | 0.5899 | 1.9663 | 0.78653 | 0.39327 | 0 | 0 | 0 | 0 | 0 | 0 | 0 | 0 | 0 | 0 | 0 | 0 | 0 | 0 | 0 | 0 | 0 | 0 | 0
Tumble Dryer | per/cycle | 4 | 0 | 0 | 0 | 0 | 0 | 1.8379 | 3.0632 | 0 | 0 | 0 | 0 | 0 | 3.6758 | 3.6758 | 0 | 0 | 0 | 0 | 0 | 0 | 0 | 0 | 0 | 0
Washer Dryer | per/cycle | 4.65 | 0 | 0 | 0 | 0 | 0 | 0 | 0 | 0 | 0 | 0 | 1.2408 | 1.8612 | 2.4816 | 5.5836 | 1.2408 | 0 | 0 | 0 | 0 | 0 | 0 | 0 | 0 | 0
Washing Machine | per/cycle | 1.2 | 0 | 0 | 0 | 0.27819 | 0.83457 | 2.7819 | 1.1128 | 0.55638 | 0 | 0 | 0 | 0 | 0 | 0 | 0 | 0 | 0 | 0 | 0 | 0 | 0 | 0 | 0 | 0
|  |  | 0.19663 | 0.5899 | 1.9663 | 1.0647 | 1.2278 | 4.6198 | 4.1759 | 0.55638 | 0 | 0 | 1.2408 | 1.8612 | 6.1574 | 9.2595 | 1.2408 | 0 | 0 | 0 | 0 | 0 | 0 | 0 | 0 | 0
Sum |  |  | 1 | 2 | 3 | 4 | 5 | 6 | 7 | 8 | 9 | 10 | 11 | 12 | 13 | 14 | 15 | 16 | 17 | 18 | 19 | 20 | 21 | 22 | 23 | 24
Dishwasher |  |  | 6.9976 | 20.9929 | 69.9764 | 27.9906 | 13.9953 | 0 | 0 | 0 | 0 | 0 | 0 | 0 | 0 | 0 | 0 | 0 | 0 | 0 | 0 | 0 | 0 | 0 | 0 | 0
Tumble Dryer |  |  | 0 | 0 | 0 | 0 | 0 | 65.406 | 109.01 | 0 | 0 | 0 | 0 | 0 | 130.812 | 130.812 | 0 | 0 | 0 | 0 | 0 | 0 | 0 | 0 | 0 | 0
Washer Dryer |  |  | 0 | 0 | 0 | 0 | 0 | 0 | 0 | 0 | 0 | 0 | 44.1569 | 66.2353 | 88.3138 | 198.7059 | 44.1569 | 0 | 0 | 0 | 0 | 0 | 0 | 0 | 0 | 0
Washing Machine |  |  | 0 | 0 | 0 | 9.9 | 29.7 | 99 | 39.6 | 19.8 | 0 | 0 | 0 | 0 | 0 | 0 | 0 | 0 | 0 | 0 | 0 | 0 | 0 | 0 | 0 | 0
|  |  | 6.9976 | 20.9929 | 69.9764 | 37.8906 | 43.6953 | 164.406 | 148.61 | 19.8 | 0 | 0 | 44.1569 | 66.2353 | 219.1258 | 329.518 | 44.1569 | 0 | 0 | 0 | 0 | 0 | 0 | 0 | 0 | 0 | 1215.5616
|  |  | 0.0069976 | 0.020993 | 0.069976 | 0.037891 | 0.043695 | 0.16441 | 0.14861 | 0.0198 | 0 | 0 | 0.044157 | 0.066235 | 0.21913 | 0.32952 | 0.044157 | 0 | 0 | 0 | 0 | 0 | 0 | 0 | 0 | 0 | 1.2156