## Energy Analysis
Annual Energy Analysis for the Wind Turbine
kWh/Year
Total Energy Supplied | 2081197 | 100 | %
Lost without DSM | 846711.761 | 40.6839 | %
Lost with DSM | 735593.3526 | 35.3447 | %
Gained using DSM | 111118.4084 | 5.3392 | %
Average Energy Used in Wet Appliances/day in the community (kWh) | 56.6642
Hours With Excess of Energy Annually | 1961
Excess of Energy Saved using DSM (kWh) | 111118.4084

## Environmental Analysis
Annual Environmental Impact For Wind Turbine
CO2 Emissions Gained With DSM | [7 empty] | CO2 Environmental Benefit from Renewable
[6 empty] | Oil | 0.7
[6 empty] | Gas | 0.2
|  | Electricity CO2 Emissions |  | Total CO2 Emissions |  | Coal | 0.9 | CO2 Savings from Wind Turbine Electricity Supply
[6 empty] | Nuclear | 0
|  | Tonnes CO2/Year |  | Tonnes CO2/Year |  | Hydro | 0 | Type of Wind Turbine |  |  | 1.3 | MW
Electricity | 0.28 | Coal | 21779.2081 | Electricity | 60615.0918 | Other Fuels | 0 | No of Wind Turbines |  |  | 0.9
| 0.015 | Oil | 333.3552 |  |  | Net Import | 0 | Total Energy Supplied |  |  | 2081197 | kWh/Year
| 0.385 | Gas | 38502.5285
| 24.5 | Nuclear | 0 | [6 empty] | Wind Turbine CO2 Potential Savings | 1135292.9635 | Tonnes CO2/Year
| 0.01 | Hydro | 0
| 0.25 | Other fuels | 0
| 0.04 | Net Imports | 0
CO2 Emissions Lost Without DSM
0.3395
|  | Tonnes CO2/Year |  | Tonnes CO2/Year
Electricity | 0.28 | Coal | 165955.5052 | Electricity | 461881.2656
| 0.015 | Oil | 2540.1353
| 0.385 | Gas | 293385.6252
| 24.5 | Nuclear | 0
| 0.01 | Hydro | 0
| 0.25 | Other fuels | 0
| 0.04 | Net Imports | 0
CO2 Emissions Lost With DSM
|  | Tonnes CO2/Year |  | Tonnes CO2/Year
Electricity | 0.28 | Coal | 144176.2971 | Electricity | 401266.1738
| 0.015 | Oil | 2206.7801
| 0.385 | Gas | 254883.0967
| 24.5 | Nuclear | 0
| 0.01 | Hydro | 0
| 0.25 | Other fuels | 0
| 0.04 | Net Imports | 0
Potential Savings of CO2 Emissions from Wind Power
|  | Tonnes CO2/Year |  | Tonnes CO2/Year
Electricity | 0.28 | Coal | 407914.612 | Electricity | 1135292.9635
| 0.015 | Oil | 6243.591
| 0.385 | Gas | 721134.7605
| 24.5 | Nuclear | 0
| 0.01 | Hydro | 0
| 0.25 | Other fuels | 0
| 0.04 | Net Imports | 0
|  | Wind Turbine CO2 Emission Potential Savings | [5 empty] | 1135292.9635 | Tonnes CO2/year |  | 100 | %
|  | Total Emissions Saved using Embedded Generation and DSM | [5 empty] | 734026.7897 | Tonnes CO2/year |  | 64.6553 | %
|  | Total Emissions Saved using Embedded Generation Without DSM | [5 empty] | 673411.6979 | Tonnes CO2/year |  | 59.3161 | %
|  | % of Savings of CO2 Emissions using DSM | [5 empty] | 60615.0918 | Tonnes CO2/year |  | 5.3392 | %

## Economical Analysis
Annual Economical Analysis for the Wind Turbine
|  | Average Tariff |  | 0.06
| kWh/Year |  |  | Pounds/Year
Total Energy Supplied | 2081197 | 100 | % | 124871.82
Lost without DSM | 846711.761 | 40.6839 | % | 50802.7057
Lost with DSM | 735593.3526 | 35.3447 | % | 44135.6012
Gained using DSM | 111118.4084 | 5.3392 | % | 6667.1045
Average Hourly Energy Used in Wet Appliances (kWh) | 56.6642
Hours With Excess of Energy Annually | 1961
Excess of Energy Saved using DSM (kWh) | 111118.4084
Wind Turbine CO2 Emission Potential Savings | [6 empty] | 0 | Tonnes CO2/year |  | 100 | %
Total Emissions Saved using Embedded Generation and DSM | [6 empty] | 0 | Tonnes CO2/year |  | #DIV/0! | %
Total Emissions Saved using Embedded Generation Without DSM | [6 empty] | 0 | Tonnes CO2/Year |  | #DIV/0! | %
% of Savings of CO2 Emissions using DSM | [6 empty] | 44135.6012 | Tonnes CO2/Year |  | #DIV/0! | %
|  |  |  | 846711.761 |  |  | 0 |  | 2081197.095
|  |  |  | 46569.1469 | 0 | 0 | 0 |  | 114465.8402
|  |  |  | 46.5691 | 0 | 0 | 0 |  | 114.4658

## Calculations
Annual Energy Supplied from a Wind Turbine
| Annual Energy Supply (kWh) | Average Energy Demand (kWh) | Hours with excess of energy | Excess of Energy Hourly (kWh)
Hours
1 | 144.247 | 250 | 0 | 0
2 | 260.796 | 210 | 1 | 50.796
3 | 260.796 | 180 | 1 | 80.796
4 | 260.796 | 180 | 1 | 80.796
5 | 260.796 | 200 | 1 | 60.796
6 | 433.441 | 240 | 1 | 193.441
7 | 525.495 | 300 | 1 | 225.495
8 | 341.037 | 390 | 0 | 0
9 | 260.796 | 500 | 0 | 0
10 | 341.037 | 450 | 0 | 0
11 | 525.495 | 420 | 1 | 105.495
12 | 525.495 | 410 | 1 | 115.495
13 | 688.829 | 430 | 1 | 258.829
14 | 979.492 | 410 | 1 | 569.492
15 | 688.829 | 400 | 1 | 288.829
16 | 341.037 | 420 | 0 | 0
17 | 260.796 | 560 | 0 | 0
18 | 341.037 | 680 | 0 | 0
19 | 201.563 | 830 | 0 | 0
20 | 144.247 | 800 | 0 | 0
21 | 144.247 | 780 | 0 | 0
22 | 28.658 | 720 | 0 | 0
23 | 0 | 660 | 0 | 0
24 | 91.548 | 420 | 0 | 0
25 | 144.247 | 250 | 0 | 0
26 | 341.037 | 210 | 1 | 131.037
27 | 525.495 | 180 | 1 | 345.495
28 | 688.829 | 180 | 1 | 508.829
29 | 525.495 | 200 | 1 | 325.495
30 | 260.796 | 240 | 1 | 20.796
31 | 525.495 | 300 | 1 | 225.495
32 | 525.495 | 390 | 1 | 135.495
33 | 525.495 | 500 | 1 | 25.495
34 | 851.72 | 450 | 1 | 401.72
35 | 1155.458 | 420 | 1 | 735.458
36 | 1155.458 | 410 | 1 | 745.458
37 | 1155.458 | 430 | 1 | 725.458
38 | 1263.475 | 410 | 1 | 853.475
39 | 979.492 | 400 | 1 | 579.492
40 | 525.495 | 420 | 1 | 105.495
41 | 433.441 | 560 | 0 | 0
42 | 61.932 | 680 | 0 | 0
43 | 61.932 | 830 | 0 | 0
44 | 61.932 | 800 | 0 | 0
45 | 0 | 780 | 0 | 0
46 | 0 | 720 | 0 | 0
47 | 0 | 660 | 0 | 0
48 | 0 | 420 | 0 | 0
49 | 0 | 250 | 0 | 0
50 | 0 | 210 | 0 | 0
51 | 28.658 | 180 | 0 | 0
52 | 0 | 180 | 0 | 0
53 | 0 | 200 | 0 | 0
54 | 0 | 240 | 0 | 0
55 | 0 | 300 | 0 | 0
56 | 0 | 390 | 0 | 0
57 | 0 | 500 | 0 | 0
58 | 0 | 450 | 0 | 0
59 | 0 | 420 | 0 | 0
60 | 0 | 410 | 0 | 0
61 | 0 | 430 | 0 | 0
62 | 0 | 410 | 0 | 0
63 | 0 | 400 | 0 | 0
64 | 0 | 420 | 0 | 0
65 | 0 | 560 | 0 | 0
66 | 0 | 680 | 0 | 0
67 | 0 | 830 | 0 | 0
68 | 0 | 800 | 0 | 0
69 | 0 | 780 | 0 | 0
70 | 0 | 720 | 0 | 0
71 | 0 | 660 | 0 | 0
72 | 0 | 420 | 0 | 0
73 | 0 | 250 | 0 | 0
74 | 0 | 210 | 0 | 0
75 | 0 | 180 | 0 | 0
76 | 0 | 180 | 0 | 0
77 | 0 | 200 | 0 | 0
78 | 0 | 240 | 0 | 0
79 | 0 | 300 | 0 | 0
80 | 0 | 390 | 0 | 0
81 | 0 | 500 | 0 | 0
82 | 0 | 450 | 0 | 0
83 | 0 | 420 | 0 | 0
84 | 0 | 410 | 0 | 0
85 | 0 | 430 | 0 | 0
86 | 0 | 410 | 0 | 0
87 | 0 | 400 | 0 | 0
88 | 0 | 420 | 0 | 0
89 | 0 | 560 | 0 | 0
90 | 0 | 680 | 0 | 0
91 | 0 | 830 | 0 | 0
92 | 0 | 800 | 0 | 0
93 | 0 | 780 | 0 | 0
94 | 0 | 720 | 0 | 0
95 | 0 | 660 | 0 | 0
96 | 0 | 420 | 0 | 0
97 | 0 | 250 | 0 | 0
98 | 0 | 210 | 0 | 0
99 | 0 | 180 | 0 | 0
100 | 0 | 180 | 0 | 0
101 | 0 | 200 | 0 | 0
102 | 0 | 240 | 0 | 0
103 | 0 | 300 | 0 | 0
104 | 0 | 390 | 0 | 0
105 | 0 | 500 | 0 | 0
106 | 0 | 450 | 0 | 0
107 | 0 | 420 | 0 | 0
108 | 0 | 410 | 0 | 0
109 | 0 | 430 | 0 | 0
110 | 0 | 410 | 0 | 0
111 | 0 | 400 | 0 | 0
112 | 0 | 420 | 0 | 0
113 | 0 | 560 | 0 | 0
114 | 0 | 680 | 0 | 0
115 | 0 | 830 | 0 | 0
116 | 0 | 800 | 0 | 0
117 | 0 | 780 | 0 | 0
118 | 0 | 720 | 0 | 0
119 | 0 | 660 | 0 | 0
120 | 0 | 420 | 0 | 0
121 | 0 | 250 | 0 | 0
122 | 0 | 210 | 0 | 0
123 | 0 | 180 | 0 | 0
124 | 0 | 180 | 0 | 0
125 | 0 | 200 | 0 | 0
126 | 0 | 240 | 0 | 0
127 | 0 | 300 | 0 | 0
128 | 0 | 390 | 0 | 0
129 | 0 | 500 | 0 | 0
130 | 0 | 450 | 0 | 0
131 | 0 | 420 | 0 | 0
132 | 0 | 410 | 0 | 0
133 | 0 | 430 | 0 | 0
134 | 0 | 410 | 0 | 0
135 | 0 | 400 | 0 | 0
136 | 0 | 420 | 0 | 0
137 | 0 | 560 | 0 | 0
138 | 0 | 680 | 0 | 0
139 | 61.932 | 830 | 0 | 0
140 | 28.658 | 800 | 0 | 0
141 | 0 | 780 | 0 | 0
142 | 0 | 720 | 0 | 0
143 | 0 | 660 | 0 | 0
144 | 0 | 420 | 0 | 0
145 | 0 | 250 | 0 | 0
146 | 0 | 210 | 0 | 0
147 | 0 | 180 | 0 | 0
148 | 0 | 180 | 0 | 0
149 | 0 | 200 | 0 | 0
150 | 0 | 240 | 0 | 0
151 | 144.247 | 300 | 0 | 0
152 | 61.932 | 390 | 0 | 0
153 | 61.932 | 500 | 0 | 0
154 | 28.658 | 450 | 0 | 0
155 | 28.658 | 420 | 0 | 0
156 | 28.658 | 410 | 0 | 0
157 | 0 | 430 | 0 | 0
158 | 0 | 410 | 0 | 0
159 | 0 | 400 | 0 | 0
160 | 0 | 420 | 0 | 0
161 | 0 | 560 | 0 | 0
162 | 0 | 680 | 0 | 0
163 | 0 | 830 | 0 | 0
164 | 0 | 800 | 0 | 0
165 | 0 | 780 | 0 | 0
166 | 0 | 720 | 0 | 0
167 | 0 | 660 | 0 | 0
168 | 0 | 420 | 0 | 0
169 | 0 | 250 | 0 | 0
170 | 0 | 210 | 0 | 0
171 | 0 | 180 | 0 | 0
172 | 0 | 180 | 0 | 0
173 | 0 | 200 | 0 | 0
174 | 0 | 240 | 0 | 0
175 | 0 | 300 | 0 | 0
176 | 0 | 390 | 0 | 0
177 | 0 | 500 | 0 | 0
178 | 0 | 450 | 0 | 0
179 | 0 | 420 | 0 | 0
180 | 0 | 410 | 0 | 0
181 | 0 | 430 | 0 | 0
182 | 0 | 410 | 0 | 0
183 | 0 | 400 | 0 | 0
184 | 0 | 420 | 0 | 0
185 | 0 | 560 | 0 | 0
186 | 28.658 | 680 | 0 | 0
187 | 0 | 830 | 0 | 0
188 | 0 | 800 | 0 | 0
189 | 0 | 780 | 0 | 0
190 | 0 | 720 | 0 | 0
191 | 0 | 660 | 0 | 0
192 | 0 | 420 | 0 | 0
193 | 0 | 250 | 0 | 0
194 | 0 | 210 | 0 | 0
195 | 0 | 180 | 0 | 0
196 | 0 | 180 | 0 | 0
197 | 0 | 200 | 0 | 0
198 | 0 | 240 | 0 | 0
199 | 0 | 300 | 0 | 0
200 | 0 | 390 | 0 | 0
201 | 0 | 500 | 0 | 0
202 | 0 | 450 | 0 | 0
203 | 0 | 420 | 0 | 0
204 | 0 | 410 | 0 | 0
205 | 0 | 430 | 0 | 0
206 | 0 | 410 | 0 | 0
207 | 0 | 400 | 0 | 0
208 | 0 | 420 | 0 | 0
209 | 0 | 560 | 0 | 0
210 | 0 | 680 | 0 | 0
211 | 0 | 830 | 0 | 0
212 | 0 | 800 | 0 | 0
213 | 0 | 780 | 0 | 0
214 | 0 | 720 | 0 | 0
215 | 0 | 660 | 0 | 0
216 | 0 | 420 | 0 | 0
217 | 0 | 250 | 0 | 0
218 | 0 | 210 | 0 | 0
219 | 0 | 180 | 0 | 0
220 | 0 | 180 | 0 | 0
221 | 0 | 200 | 0 | 0
222 | 0 | 240 | 0 | 0
223 | 0 | 300 | 0 | 0
224 | 0 | 390 | 0 | 0
225 | 0 | 500 | 0 | 0
226 | 0 | 450 | 0 | 0
227 | 0 | 420 | 0 | 0
228 | 0 | 410 | 0 | 0
229 | 0 | 430 | 0 | 0
230 | 0 | 410 | 0 | 0
231 | 0 | 400 | 0 | 0
232 | 0 | 420 | 0 | 0
233 | 28.658 | 560 | 0 | 0
234 | 0 | 680 | 0 | 0
235 | 0 | 830 | 0 | 0
236 | 28.658 | 800 | 0 | 0
237 | 28.658 | 780 | 0 | 0
238 | 61.932 | 720 | 0 | 0
239 | 28.658 | 660 | 0 | 0
240 | 0 | 420 | 0 | 0
241 | 28.658 | 250 | 0 | 0
242 | 0 | 210 | 0 | 0
243 | 0 | 180 | 0 | 0
244 | 0 | 180 | 0 | 0
245 | 28.658 | 200 | 0 | 0
246 | 28.658 | 240 | 0 | 0
247 | 0 | 300 | 0 | 0
248 | 0 | 390 | 0 | 0
249 | 0 | 500 | 0 | 0
250 | 0 | 450 | 0 | 0
251 | 91.548 | 420 | 0 | 0
252 | 28.658 | 410 | 0 | 0
253 | 0 | 430 | 0 | 0
254 | 61.932 | 410 | 0 | 0
255 | 28.658 | 400 | 0 | 0
256 | 0 | 420 | 0 | 0
257 | 28.658 | 560 | 0 | 0
258 | 28.658 | 680 | 0 | 0
259 | 28.658 | 830 | 0 | 0
260 | 61.932 | 800 | 0 | 0
261 | 61.932 | 780 | 0 | 0
262 | 0 | 720 | 0 | 0
263 | 0 | 660 | 0 | 0
264 | 0 | 420 | 0 | 0
265 | 28.658 | 250 | 0 | 0
266 | 28.658 | 210 | 0 | 0
267 | 61.932 | 180 | 0 | 0
268 | 201.563 | 180 | 1 | 21.563
269 | 144.247 | 200 | 0 | 0
270 | 0 | 240 | 0 | 0
271 | 61.932 | 300 | 0 | 0
272 | 28.658 | 390 | 0 | 0
273 | 28.658 | 500 | 0 | 0
274 | 28.658 | 450 | 0 | 0
275 | 61.932 | 420 | 0 | 0
276 | 61.932 | 410 | 0 | 0
277 | 0 | 430 | 0 | 0
278 | 61.932 | 410 | 0 | 0
279 | 28.658 | 400 | 0 | 0
280 | 0 | 420 | 0 | 0
281 | 0 | 560 | 0 | 0
282 | 0 | 680 | 0 | 0
283 | 0 | 830 | 0 | 0
284 | 0 | 800 | 0 | 0
285 | 0 | 780 | 0 | 0
286 | 0 | 720 | 0 | 0
287 | 0 | 660 | 0 | 0
288 | 0 | 420 | 0 | 0
289 | 28.658 | 250 | 0 | 0
290 | 28.658 | 210 | 0 | 0
291 | 28.658 | 180 | 0 | 0
292 | 91.548 | 180 | 0 | 0
293 | 91.548 | 200 | 0 | 0
294 | 91.548 | 240 | 0 | 0
295 | 28.658 | 300 | 0 | 0
296 | 91.548 | 390 | 0 | 0
297 | 201.563 | 500 | 0 | 0
298 | 61.932 | 450 | 0 | 0
299 | 91.548 | 420 | 0 | 0
300 | 144.247 | 410 | 0 | 0
301 | 144.247 | 430 | 0 | 0
302 | 91.548 | 410 | 0 | 0
303 | 61.932 | 400 | 0 | 0
304 | 61.932 | 420 | 0 | 0
305 | 144.247 | 560 | 0 | 0
306 | 144.247 | 680 | 0 | 0
307 | 28.658 | 830 | 0 | 0
308 | 91.548 | 800 | 0 | 0
309 | 0 | 780 | 0 | 0
310 | 201.563 | 720 | 0 | 0
311 | 61.932 | 660 | 0 | 0
312 | 144.247 | 420 | 0 | 0
313 | 61.932 | 250 | 0 | 0
314 | 91.548 | 210 | 0 | 0
315 | 144.247 | 180 | 0 | 0
316 | 260.796 | 180 | 1 | 80.796
317 | 341.037 | 200 | 1 | 141.037
318 | 144.247 | 240 | 0 | 0
319 | 260.796 | 300 | 0 | 0
320 | 201.563 | 390 | 0 | 0
321 | 341.037 | 500 | 0 | 0
322 | 201.563 | 450 | 0 | 0
323 | 201.563 | 420 | 0 | 0
324 | 61.932 | 410 | 0 | 0
325 | 28.658 | 430 | 0 | 0
326 | 28.658 | 410 | 0 | 0
327 | 28.658 | 400 | 0 | 0
328 | 0 | 420 | 0 | 0
329 | 0 | 560 | 0 | 0
330 | 0 | 680 | 0 | 0
331 | 0 | 830 | 0 | 0
332 | 28.658 | 800 | 0 | 0
333 | 91.548 | 780 | 0 | 0
334 | 91.548 | 720 | 0 | 0
335 | 433.441 | 660 | 0 | 0
336 | 91.548 | 420 | 0 | 0
337 | 201.563 | 250 | 0 | 0
338 | 201.563 | 210 | 0 | 0
339 | 433.441 | 180 | 1 | 253.441
340 | 433.441 | 180 | 1 | 253.441
341 | 433.441 | 200 | 1 | 233.441
342 | 525.495 | 240 | 1 | 285.495
343 | 688.829 | 300 | 1 | 388.829
344 | 1115.728 | 390 | 1 | 725.728
345 | 341.037 | 500 | 0 | 0
346 | 688.829 | 450 | 1 | 238.829
347 | 979.492 | 420 | 1 | 559.492
348 | 851.72 | 410 | 1 | 441.72
349 | 144.247 | 430 | 0 | 0
350 | 201.563 | 410 | 0 | 0
351 | 433.441 | 400 | 1 | 33.441
352 | 525.495 | 420 | 1 | 105.495
353 | 1300 | 560 | 1 | 740
354 | 1300 | 680 | 1 | 620
355 | 1300 | 830 | 1 | 470
356 | 1300 | 800 | 1 | 500
357 | 1300 | 780 | 1 | 520
358 | 1300 | 720 | 1 | 580
359 | 1300 | 660 | 1 | 640
360 | 1300 | 420 | 1 | 880
361 | 1300 | 250 | 1 | 1050
362 | 1299.267 | 210 | 1 | 1089.267
363 | 1300 | 180 | 1 | 1120
364 | 1300 | 180 | 1 | 1120
365 | 1299.267 | 200 | 1 | 1099.267
366 | 1115.728 | 240 | 1 | 875.728
367 | 688.829 | 300 | 1 | 388.829
368 | 688.829 | 390 | 1 | 298.829
369 | 979.492 | 500 | 1 | 479.492
370 | 688.829 | 450 | 1 | 238.829
371 | 433.441 | 420 | 1 | 13.441
372 | 433.441 | 410 | 1 | 23.441
373 | 688.829 | 430 | 1 | 258.829
374 | 201.563 | 410 | 0 | 0
375 | 61.932 | 400 | 0 | 0
376 | 28.658 | 420 | 0 | 0
377 | 0 | 560 | 0 | 0
378 | 144.247 | 680 | 0 | 0
379 | 61.932 | 830 | 0 | 0
380 | 0 | 800 | 0 | 0
381 | 0 | 780 | 0 | 0
382 | 0 | 720 | 0 | 0
383 | 0 | 660 | 0 | 0
384 | 0 | 420 | 0 | 0
385 | 0 | 250 | 0 | 0
386 | 0 | 210 | 0 | 0
387 | 0 | 180 | 0 | 0
388 | 0 | 180 | 0 | 0
389 | 0 | 200 | 0 | 0
390 | 0 | 240 | 0 | 0
391 | 0 | 300 | 0 | 0
392 | 0 | 390 | 0 | 0
393 | 0 | 500 | 0 | 0
394 | 0 | 450 | 0 | 0
395 | 0 | 420 | 0 | 0
396 | 0 | 410 | 0 | 0
397 | 0 | 430 | 0 | 0
398 | 0 | 410 | 0 | 0
399 | 0 | 400 | 0 | 0
400 | 0 | 420 | 0 | 0
401 | 0 | 560 | 0 | 0
402 | 0 | 680 | 0 | 0
403 | 0 | 830 | 0 | 0
404 | 0 | 800 | 0 | 0
405 | 0 | 780 | 0 | 0
406 | 0 | 720 | 0 | 0
407 | 0 | 660 | 0 | 0
408 | 0 | 420 | 0 | 0
409 | 0 | 250 | 0 | 0
410 | 0 | 210 | 0 | 0
411 | 0 | 180 | 0 | 0
412 | 0 | 180 | 0 | 0
413 | 0 | 200 | 0 | 0
414 | 0 | 240 | 0 | 0
415 | 0 | 300 | 0 | 0
416 | 0 | 390 | 0 | 0
417 | 0 | 500 | 0 | 0
418 | 0 | 450 | 0 | 0
419 | 0 | 420 | 0 | 0
420 | 0 | 410 | 0 | 0
421 | 0 | 430 | 0 | 0
422 | 0 | 410 | 0 | 0
423 | 0 | 400 | 0 | 0
424 | 28.658 | 420 | 0 | 0
425 | 61.932 | 560 | 0 | 0
426 | 91.548 | 680 | 0 | 0
427 | 61.932 | 830 | 0 | 0
428 | 91.548 | 800 | 0 | 0
429 | 61.932 | 780 | 0 | 0
430 | 91.548 | 720 | 0 | 0
431 | 144.247 | 660 | 0 | 0
432 | 144.247 | 420 | 0 | 0
433 | 91.548 | 250 | 0 | 0
434 | 144.247 | 210 | 0 | 0
435 | 144.247 | 180 | 0 | 0
436 | 260.796 | 180 | 1 | 80.796
437 | 91.548 | 200 | 0 | 0
438 | 91.548 | 240 | 0 | 0
439 | 144.247 | 300 | 0 | 0
440 | 201.563 | 390 | 0 | 0
441 | 260.796 | 500 | 0 | 0
442 | 260.796 | 450 | 0 | 0
443 | 260.796 | 420 | 0 | 0
444 | 341.037 | 410 | 0 | 0
445 | 341.037 | 430 | 0 | 0
446 | 260.796 | 410 | 0 | 0
447 | 201.563 | 400 | 0 | 0
448 | 341.037 | 420 | 0 | 0
449 | 201.563 | 560 | 0 | 0
450 | 341.037 | 680 | 0 | 0
451 | 260.796 | 830 | 0 | 0
452 | 260.796 | 800 | 0 | 0
453 | 341.037 | 780 | 0 | 0
454 | 341.037 | 720 | 0 | 0
455 | 433.441 | 660 | 0 | 0
456 | 341.037 | 420 | 0 | 0
457 | 201.563 | 250 | 0 | 0
458 | 144.247 | 210 | 0 | 0
459 | 260.796 | 180 | 1 | 80.796
460 | 341.037 | 180 | 1 | 161.037
461 | 260.796 | 200 | 1 | 60.796
462 | 201.563 | 240 | 0 | 0
463 | 91.548 | 300 | 0 | 0
464 | 61.932 | 390 | 0 | 0
465 | 61.932 | 500 | 0 | 0
466 | 201.563 | 450 | 0 | 0
467 | 201.563 | 420 | 0 | 0
468 | 61.932 | 410 | 0 | 0
469 | 0 | 430 | 0 | 0
470 | 0 | 410 | 0 | 0
471 | 0 | 400 | 0 | 0
472 | 0 | 420 | 0 | 0
473 | 28.658 | 560 | 0 | 0
474 | 28.658 | 680 | 0 | 0
475 | 28.658 | 830 | 0 | 0
476 | 28.658 | 800 | 0 | 0
477 | 28.658 | 780 | 0 | 0
478 | 0 | 720 | 0 | 0
479 | 0 | 660 | 0 | 0
480 | 0 | 420 | 0 | 0
481 | 0 | 250 | 0 | 0
482 | 28.658 | 210 | 0 | 0
483 | 0 | 180 | 0 | 0
484 | 0 | 180 | 0 | 0
485 | 0 | 200 | 0 | 0
486 | 0 | 240 | 0 | 0
487 | 0 | 300 | 0 | 0
488 | 0 | 390 | 0 | 0
489 | 0 | 500 | 0 | 0
490 | 28.658 | 450 | 0 | 0
491 | 201.563 | 420 | 0 | 0
492 | 201.563 | 410 | 0 | 0
493 | 201.563 | 430 | 0 | 0
494 | 91.548 | 410 | 0 | 0
495 | 201.563 | 400 | 0 | 0
496 | 144.247 | 420 | 0 | 0
497 | 341.037 | 560 | 0 | 0
498 | 525.495 | 680 | 0 | 0
499 | 851.72 | 830 | 1 | 21.72
500 | 433.441 | 800 | 0 | 0
501 | 201.563 | 780 | 0 | 0
502 | 433.441 | 720 | 0 | 0
503 | 1210.165 | 660 | 1 | 550.165
504 | 688.829 | 420 | 1 | 268.829
505 | 688.829 | 250 | 1 | 438.829
506 | 688.829 | 210 | 1 | 478.829
507 | 979.492 | 180 | 1 | 799.492
508 | 341.037 | 180 | 1 | 161.037
509 | 433.441 | 200 | 1 | 233.441
510 | 688.829 | 240 | 1 | 448.829
511 | 201.563 | 300 | 0 | 0
512 | 260.796 | 390 | 0 | 0
513 | 433.441 | 500 | 0 | 0
514 | 201.563 | 450 | 0 | 0
515 | 201.563 | 420 | 0 | 0
516 | 201.563 | 410 | 0 | 0
517 | 260.796 | 430 | 0 | 0
518 | 260.796 | 410 | 0 | 0
519 | 341.037 | 400 | 0 | 0
520 | 260.796 | 420 | 0 | 0
521 | 91.548 | 560 | 0 | 0
522 | 91.548 | 680 | 0 | 0
523 | 91.548 | 830 | 0 | 0
524 | 144.247 | 800 | 0 | 0
525 | 61.932 | 780 | 0 | 0
526 | 28.658 | 720 | 0 | 0
527 | 0 | 660 | 0 | 0
528 | 0 | 420 | 0 | 0
529 | 0 | 250 | 0 | 0
530 | 0 | 210 | 0 | 0
531 | 0 | 180 | 0 | 0
532 | 0 | 180 | 0 | 0
533 | 0 | 200 | 0 | 0
534 | 0 | 240 | 0 | 0
535 | 0 | 300 | 0 | 0
536 | 0 | 390 | 0 | 0
537 | 0 | 500 | 0 | 0
538 | 0 | 450 | 0 | 0
539 | 0 | 420 | 0 | 0
540 | 0 | 410 | 0 | 0
541 | 0 | 430 | 0 | 0
542 | 0 | 410 | 0 | 0
543 | 0 | 400 | 0 | 0
544 | 0 | 420 | 0 | 0
545 | 0 | 560 | 0 | 0
546 | 0 | 680 | 0 | 0
547 | 0 | 830 | 0 | 0
548 | 0 | 800 | 0 | 0
549 | 341.037 | 780 | 0 | 0
550 | 144.247 | 720 | 0 | 0
551 | 144.247 | 660 | 0 | 0
552 | 61.932 | 420 | 0 | 0
553 | 201.563 | 250 | 0 | 0
554 | 341.037 | 210 | 1 | 131.037
555 | 144.247 | 180 | 0 | 0
556 | 260.796 | 180 | 1 | 80.796
557 | 260.796 | 200 | 1 | 60.796
558 | 260.796 | 240 | 1 | 20.796
559 | 144.247 | 300 | 0 | 0
560 | 0 | 390 | 0 | 0
561 | 0 | 500 | 0 | 0
562 | 61.932 | 450 | 0 | 0
563 | 260.796 | 420 | 0 | 0
564 | 201.563 | 410 | 0 | 0
565 | 433.441 | 430 | 1 | 3.441
566 | 688.829 | 410 | 1 | 278.829
567 | 979.492 | 400 | 1 | 579.492
568 | 688.829 | 420 | 1 | 268.829
569 | 525.495 | 560 | 0 | 0
570 | 688.829 | 680 | 1 | 8.829
571 | 525.495 | 830 | 0 | 0
572 | 851.72 | 800 | 1 | 51.72
573 | 851.72 | 780 | 1 | 71.72
574 | 525.495 | 720 | 0 | 0
575 | 433.441 | 660 | 0 | 0
576 | 341.037 | 420 | 0 | 0
577 | 260.796 | 250 | 1 | 10.796
578 | 144.247 | 210 | 0 | 0
579 | 144.247 | 180 | 0 | 0
580 | 201.563 | 180 | 1 | 21.563
581 | 91.548 | 200 | 0 | 0
582 | 91.548 | 240 | 0 | 0
583 | 260.796 | 300 | 0 | 0
584 | 260.796 | 390 | 0 | 0
585 | 851.72 | 500 | 1 | 351.72
586 | 1115.728 | 450 | 1 | 665.728
587 | 1210.165 | 420 | 1 | 790.165
588 | 688.829 | 410 | 1 | 278.829
589 | 525.495 | 430 | 1 | 95.495
590 | 341.037 | 410 | 0 | 0
591 | 433.441 | 400 | 1 | 33.441
592 | 341.037 | 420 | 0 | 0
593 | 341.037 | 560 | 0 | 0
594 | 433.441 | 680 | 0 | 0
595 | 260.796 | 830 | 0 | 0
596 | 201.563 | 800 | 0 | 0
597 | 61.932 | 780 | 0 | 0
598 | 91.548 | 720 | 0 | 0
599 | 61.932 | 660 | 0 | 0
600 | 61.932 | 420 | 0 | 0
601 | 91.548 | 250 | 0 | 0
602 | 28.658 | 210 | 0 | 0
603 | 91.548 | 180 | 0 | 0
604 | 91.548 | 180 | 0 | 0
605 | 341.037 | 200 | 1 | 141.037
606 | 688.829 | 240 | 1 | 448.829
607 | 979.492 | 300 | 1 | 679.492
608 | 979.492 | 390 | 1 | 589.492
609 | 1115.728 | 500 | 1 | 615.728
610 | 1303.375 | 450 | 1 | 853.375
611 | 1210.165 | 420 | 1 | 790.165
612 | 851.72 | 410 | 1 | 441.72
613 | 341.037 | 430 | 0 | 0
614 | 201.563 | 410 | 0 | 0
615 | 260.796 | 400 | 0 | 0
616 | 260.796 | 420 | 0 | 0
617 | 260.796 | 560 | 0 | 0
618 | 433.441 | 680 | 0 | 0
619 | 144.247 | 830 | 0 | 0
620 | 144.247 | 800 | 0 | 0
621 | 851.72 | 780 | 1 | 71.72
622 | 688.829 | 720 | 0 | 0
623 | 851.72 | 660 | 1 | 191.72
624 | 1155.458 | 420 | 1 | 735.458
625 | 979.492 | 250 | 1 | 729.492
626 | 688.829 | 210 | 1 | 478.829
627 | 201.563 | 180 | 1 | 21.563
628 | 28.658 | 180 | 0 | 0
629 | 525.495 | 200 | 1 | 325.495
630 | 688.829 | 240 | 1 | 448.829
631 | 688.829 | 300 | 1 | 388.829
632 | 91.548 | 390 | 0 | 0
633 | 0 | 500 | 0 | 0
634 | 28.658 | 450 | 0 | 0
635 | 61.932 | 420 | 0 | 0
636 | 61.932 | 410 | 0 | 0
637 | 0 | 430 | 0 | 0
638 | 0 | 410 | 0 | 0
639 | 0 | 400 | 0 | 0
640 | 0 | 420 | 0 | 0
641 | 0 | 560 | 0 | 0
642 | 0 | 680 | 0 | 0
643 | 0 | 830 | 0 | 0
644 | 0 | 800 | 0 | 0
645 | 0 | 780 | 0 | 0
646 | 0 | 720 | 0 | 0
647 | 0 | 660 | 0 | 0
648 | 0 | 420 | 0 | 0
649 | 0 | 250 | 0 | 0
650 | 0 | 210 | 0 | 0
651 | 0 | 180 | 0 | 0
652 | 0 | 180 | 0 | 0
653 | 0 | 200 | 0 | 0
654 | 0 | 240 | 0 | 0
655 | 0 | 300 | 0 | 0
656 | 0 | 390 | 0 | 0
657 | 91.548 | 500 | 0 | 0
658 | 28.658 | 450 | 0 | 0
659 | 91.548 | 420 | 0 | 0
660 | 61.932 | 410 | 0 | 0
661 | 201.563 | 430 | 0 | 0
662 | 144.247 | 410 | 0 | 0
663 | 341.037 | 400 | 0 | 0
664 | 433.441 | 420 | 1 | 13.441
665 | 1115.728 | 560 | 1 | 555.728
666 | 1155.458 | 680 | 1 | 475.458
667 | 1115.728 | 830 | 1 | 285.728
668 | 979.492 | 800 | 1 | 179.492
669 | 1263.475 | 780 | 1 | 483.475
670 | 260.796 | 720 | 0 | 0
671 | 144.247 | 660 | 0 | 0
672 | 433.441 | 420 | 1 | 13.441
673 | 433.441 | 250 | 1 | 183.441
674 | 433.441 | 210 | 1 | 223.441
675 | 433.441 | 180 | 1 | 253.441
676 | 201.563 | 180 | 1 | 21.563
677 | 144.247 | 200 | 0 | 0
678 | 91.548 | 240 | 0 | 0
679 | 201.563 | 300 | 0 | 0
680 | 201.563 | 390 | 0 | 0
681 | 201.563 | 500 | 0 | 0
682 | 433.441 | 450 | 0 | 0
683 | 433.441 | 420 | 1 | 13.441
684 | 851.72 | 410 | 1 | 441.72
685 | 979.492 | 430 | 1 | 549.492
686 | 851.72 | 410 | 1 | 441.72
687 | 433.441 | 400 | 1 | 33.441
688 | 525.495 | 420 | 1 | 105.495
689 | 341.037 | 560 | 0 | 0
690 | 260.796 | 680 | 0 | 0
691 | 201.563 | 830 | 0 | 0
692 | 201.563 | 800 | 0 | 0
693 | 525.495 | 780 | 0 | 0
694 | 525.495 | 720 | 0 | 0
695 | 341.037 | 660 | 0 | 0
696 | 525.495 | 420 | 1 | 105.495
697 | 525.495 | 250 | 1 | 275.495
698 | 851.72 | 210 | 1 | 641.72
699 | 851.72 | 180 | 1 | 671.72
700 | 260.796 | 180 | 1 | 80.796
701 | 260.796 | 200 | 1 | 60.796
702 | 525.495 | 240 | 1 | 285.495
703 | 61.932 | 300 | 0 | 0
704 | 341.037 | 390 | 0 | 0
705 | 341.037 | 500 | 0 | 0
706 | 525.495 | 450 | 1 | 75.495
707 | 144.247 | 420 | 0 | 0
708 | 201.563 | 410 | 0 | 0
709 | 851.72 | 430 | 1 | 421.72
710 | 144.247 | 410 | 0 | 0
711 | 688.829 | 400 | 1 | 288.829
712 | 688.829 | 420 | 1 | 268.829
713 | 433.441 | 560 | 0 | 0
714 | 260.796 | 680 | 0 | 0
715 | 260.796 | 830 | 0 | 0
716 | 341.037 | 800 | 0 | 0
717 | 433.441 | 780 | 0 | 0
718 | 688.829 | 720 | 0 | 0
719 | 688.829 | 660 | 1 | 28.829
720 | 979.492 | 420 | 1 | 559.492
721 | 260.796 | 250 | 1 | 10.796
722 | 260.796 | 210 | 1 | 50.796
723 | 433.441 | 180 | 1 | 253.441
724 | 144.247 | 180 | 0 | 0
725 | 144.247 | 200 | 0 | 0
726 | 91.548 | 240 | 0 | 0
727 | 260.796 | 300 | 0 | 0
728 | 260.796 | 390 | 0 | 0
729 | 341.037 | 500 | 0 | 0
730 | 201.563 | 450 | 0 | 0
731 | 341.037 | 420 | 0 | 0
732 | 260.796 | 410 | 0 | 0
733 | 201.563 | 430 | 0 | 0
734 | 260.796 | 410 | 0 | 0
735 | 201.563 | 400 | 0 | 0
736 | 61.932 | 420 | 0 | 0
737 | 0 | 560 | 0 | 0
738 | 0 | 680 | 0 | 0
739 | 0 | 830 | 0 | 0
740 | 28.658 | 800 | 0 | 0
741 | 28.658 | 780 | 0 | 0
742 | 0 | 720 | 0 | 0
743 | 0 | 660 | 0 | 0
744 | 28.658 | 420 | 0 | 0
745 | 0 | 250 | 0 | 0
746 | 28.658 | 210 | 0 | 0
747 | 0 | 180 | 0 | 0
748 | 0 | 180 | 0 | 0
749 | 28.658 | 200 | 0 | 0
750 | 0 | 240 | 0 | 0
751 | 28.658 | 300 | 0 | 0
752 | 61.932 | 390 | 0 | 0
753 | 28.658 | 500 | 0 | 0
754 | 0 | 450 | 0 | 0
755 | 0 | 420 | 0 | 0
756 | 0 | 410 | 0 | 0
757 | 28.658 | 430 | 0 | 0
758 | 28.658 | 410 | 0 | 0
759 | 0 | 400 | 0 | 0
760 | 0 | 420 | 0 | 0
761 | 0 | 560 | 0 | 0
762 | 0 | 680 | 0 | 0
763 | 28.658 | 830 | 0 | 0
764 | 0 | 800 | 0 | 0
765 | 28.658 | 780 | 0 | 0
766 | 0 | 720 | 0 | 0
767 | 61.932 | 660 | 0 | 0
768 | 28.658 | 420 | 0 | 0
769 | 0 | 250 | 0 | 0
770 | 61.932 | 210 | 0 | 0
771 | 91.548 | 180 | 0 | 0
772 | 91.548 | 180 | 0 | 0
773 | 61.932 | 200 | 0 | 0
774 | 0 | 240 | 0 | 0
775 | 28.658 | 300 | 0 | 0
776 | 0 | 390 | 0 | 0
777 | 0 | 500 | 0 | 0
778 | 28.658 | 450 | 0 | 0
779 | 0 | 420 | 0 | 0
780 | 28.658 | 410 | 0 | 0
781 | 91.548 | 430 | 0 | 0
782 | 201.563 | 410 | 0 | 0
783 | 144.247 | 400 | 0 | 0
784 | 91.548 | 420 | 0 | 0
785 | 91.548 | 560 | 0 | 0
786 | 61.932 | 680 | 0 | 0
787 | 61.932 | 830 | 0 | 0
788 | 91.548 | 800 | 0 | 0
789 | 61.932 | 780 | 0 | 0
790 | 61.932 | 720 | 0 | 0
791 | 0 | 660 | 0 | 0
792 | 0 | 420 | 0 | 0
793 | 0 | 250 | 0 | 0
794 | 0 | 210 | 0 | 0
795 | 61.932 | 180 | 0 | 0
796 | 91.548 | 180 | 0 | 0
797 | 91.548 | 200 | 0 | 0
798 | 28.658 | 240 | 0 | 0
799 | 91.548 | 300 | 0 | 0
800 | 91.548 | 390 | 0 | 0
801 | 0 | 500 | 0 | 0
802 | 0 | 450 | 0 | 0
803 | 61.932 | 420 | 0 | 0
804 | 201.563 | 410 | 0 | 0
805 | 201.563 | 430 | 0 | 0
806 | 201.563 | 410 | 0 | 0
807 | 201.563 | 400 | 0 | 0
808 | 144.247 | 420 | 0 | 0
809 | 144.247 | 560 | 0 | 0
810 | 341.037 | 680 | 0 | 0
811 | 433.441 | 830 | 0 | 0
812 | 260.796 | 800 | 0 | 0
813 | 144.247 | 780 | 0 | 0
814 | 144.247 | 720 | 0 | 0
815 | 61.932 | 660 | 0 | 0
816 | 0 | 420 | 0 | 0
817 | 61.932 | 250 | 0 | 0
818 | 61.932 | 210 | 0 | 0
819 | 0 | 180 | 0 | 0
820 | 28.658 | 180 | 0 | 0
821 | 0 | 200 | 0 | 0
822 | 28.658 | 240 | 0 | 0
823 | 28.658 | 300 | 0 | 0
824 | 260.796 | 390 | 0 | 0
825 | 260.796 | 500 | 0 | 0
826 | 260.796 | 450 | 0 | 0
827 | 201.563 | 420 | 0 | 0
828 | 260.796 | 410 | 0 | 0
829 | 341.037 | 430 | 0 | 0
830 | 851.72 | 410 | 1 | 441.72
831 | 979.492 | 400 | 1 | 579.492
832 | 979.492 | 420 | 1 | 559.492
833 | 688.829 | 560 | 1 | 128.829
834 | 851.72 | 680 | 1 | 171.72
835 | 525.495 | 830 | 0 | 0
836 | 525.495 | 800 | 0 | 0
837 | 851.72 | 780 | 1 | 71.72
838 | 851.72 | 720 | 1 | 131.72
839 | 688.829 | 660 | 1 | 28.829
840 | 688.829 | 420 | 1 | 268.829
841 | 688.829 | 250 | 1 | 438.829
842 | 851.72 | 210 | 1 | 641.72
843 | 433.441 | 180 | 1 | 253.441
844 | 433.441 | 180 | 1 | 253.441
845 | 28.658 | 200 | 0 | 0
846 | 0 | 240 | 0 | 0
847 | 91.548 | 300 | 0 | 0
848 | 61.932 | 390 | 0 | 0
849 | 201.563 | 500 | 0 | 0
850 | 201.563 | 450 | 0 | 0
851 | 260.796 | 420 | 0 | 0
852 | 144.247 | 410 | 0 | 0
853 | 525.495 | 430 | 1 | 95.495
854 | 525.495 | 410 | 1 | 115.495
855 | 688.829 | 400 | 1 | 288.829
856 | 851.72 | 420 | 1 | 431.72
857 | 979.492 | 560 | 1 | 419.492
858 | 688.829 | 680 | 1 | 8.829
859 | 688.829 | 830 | 0 | 0
860 | 979.492 | 800 | 1 | 179.492
861 | 1210.165 | 780 | 1 | 430.165
862 | 1155.458 | 720 | 1 | 435.458
863 | 1155.458 | 660 | 1 | 495.458
864 | 979.492 | 420 | 1 | 559.492
865 | 1155.458 | 250 | 1 | 905.458
866 | 851.72 | 210 | 1 | 641.72
867 | 979.492 | 180 | 1 | 799.492
868 | 1155.458 | 180 | 1 | 975.458
869 | 1263.475 | 200 | 1 | 1063.475
870 | 1303.375 | 240 | 1 | 1063.375
871 | 1303.375 | 300 | 1 | 1003.375
872 | 1279.682 | 390 | 1 | 889.682
873 | 1263.475 | 500 | 1 | 763.475
874 | 1303.375 | 450 | 1 | 853.375
875 | 1300 | 420 | 1 | 880
876 | 1300 | 410 | 1 | 890
877 | 1300 | 430 | 1 | 870
878 | 1300 | 410 | 1 | 890
879 | 1303.375 | 400 | 1 | 903.375
880 | 1279.682 | 420 | 1 | 859.682
881 | 1263.475 | 560 | 1 | 703.475
882 | 979.492 | 680 | 1 | 299.492
883 | 688.829 | 830 | 0 | 0
884 | 433.441 | 800 | 0 | 0
885 | 525.495 | 780 | 0 | 0
886 | 688.829 | 720 | 0 | 0
887 | 260.796 | 660 | 0 | 0
888 | 341.037 | 420 | 0 | 0
889 | 61.932 | 250 | 0 | 0
890 | 201.563 | 210 | 0 | 0
891 | 260.796 | 180 | 1 | 80.796
892 | 433.441 | 180 | 1 | 253.441
893 | 260.796 | 200 | 1 | 60.796
894 | 433.441 | 240 | 1 | 193.441
895 | 201.563 | 300 | 0 | 0
896 | 144.247 | 390 | 0 | 0
897 | 144.247 | 500 | 0 | 0
898 | 433.441 | 450 | 0 | 0
899 | 341.037 | 420 | 0 | 0
900 | 260.796 | 410 | 0 | 0
901 | 688.829 | 430 | 1 | 258.829
902 | 688.829 | 410 | 1 | 278.829
903 | 1115.728 | 400 | 1 | 715.728
904 | 433.441 | 420 | 1 | 13.441
905 | 260.796 | 560 | 0 | 0
906 | 433.441 | 680 | 0 | 0
907 | 144.247 | 830 | 0 | 0
908 | 91.548 | 800 | 0 | 0
909 | 61.932 | 780 | 0 | 0
910 | 144.247 | 720 | 0 | 0
911 | 260.796 | 660 | 0 | 0
912 | 688.829 | 420 | 1 | 268.829
913 | 851.72 | 250 | 1 | 601.72
914 | 851.72 | 210 | 1 | 641.72
915 | 201.563 | 180 | 1 | 21.563
916 | 525.495 | 180 | 1 | 345.495
917 | 525.495 | 200 | 1 | 325.495
918 | 525.495 | 240 | 1 | 285.495
919 | 341.037 | 300 | 1 | 41.037
920 | 433.441 | 390 | 1 | 43.441
921 | 201.563 | 500 | 0 | 0
922 | 144.247 | 450 | 0 | 0
923 | 144.247 | 420 | 0 | 0
924 | 0 | 410 | 0 | 0
925 | 91.548 | 430 | 0 | 0
926 | 201.563 | 410 | 0 | 0
927 | 144.247 | 400 | 0 | 0
928 | 144.247 | 420 | 0 | 0
929 | 28.658 | 560 | 0 | 0
930 | 91.548 | 680 | 0 | 0
931 | 0 | 830 | 0 | 0
932 | 0 | 800 | 0 | 0
933 | 61.932 | 780 | 0 | 0
934 | 0 | 720 | 0 | 0
935 | 0 | 660 | 0 | 0
936 | 0 | 420 | 0 | 0
937 | 0 | 250 | 0 | 0
938 | 0 | 210 | 0 | 0
939 | 0 | 180 | 0 | 0
940 | 0 | 180 | 0 | 0
941 | 0 | 200 | 0 | 0
942 | 0 | 240 | 0 | 0
943 | 0 | 300 | 0 | 0
944 | 0 | 390 | 0 | 0
945 | 0 | 500 | 0 | 0
946 | 0 | 450 | 0 | 0
947 | 0 | 420 | 0 | 0
948 | 28.658 | 410 | 0 | 0
949 | 61.932 | 430 | 0 | 0
950 | 201.563 | 410 | 0 | 0
951 | 433.441 | 400 | 1 | 33.441
952 | 260.796 | 420 | 0 | 0
953 | 201.563 | 560 | 0 | 0
954 | 144.247 | 680 | 0 | 0
955 | 28.658 | 830 | 0 | 0
956 | 341.037 | 800 | 0 | 0
957 | 341.037 | 780 | 0 | 0
958 | 0 | 720 | 0 | 0
959 | 28.658 | 660 | 0 | 0
960 | 61.932 | 420 | 0 | 0
961 | 61.932 | 250 | 0 | 0
962 | 201.563 | 210 | 0 | 0
963 | 201.563 | 180 | 1 | 21.563
964 | 341.037 | 180 | 1 | 161.037
965 | 260.796 | 200 | 1 | 60.796
966 | 201.563 | 240 | 0 | 0
967 | 525.495 | 300 | 1 | 225.495
968 | 433.441 | 390 | 1 | 43.441
969 | 525.495 | 500 | 1 | 25.495
970 | 525.495 | 450 | 1 | 75.495
971 | 851.72 | 420 | 1 | 431.72
972 | 688.829 | 410 | 1 | 278.829
973 | 688.829 | 430 | 1 | 258.829
974 | 1210.165 | 410 | 1 | 800.165
975 | 1155.458 | 400 | 1 | 755.458
976 | 851.72 | 420 | 1 | 431.72
977 | 851.72 | 560 | 1 | 291.72
978 | 851.72 | 680 | 1 | 171.72
979 | 851.72 | 830 | 1 | 21.72
980 | 688.829 | 800 | 0 | 0
981 | 91.548 | 780 | 0 | 0
982 | 525.495 | 720 | 0 | 0
983 | 341.037 | 660 | 0 | 0
984 | 433.441 | 420 | 1 | 13.441
985 | 341.037 | 250 | 1 | 91.037
986 | 0 | 210 | 0 | 0
987 | 28.658 | 180 | 0 | 0
988 | 28.658 | 180 | 0 | 0
989 | 61.932 | 200 | 0 | 0
990 | 28.658 | 240 | 0 | 0
991 | 341.037 | 300 | 1 | 41.037
992 | 260.796 | 390 | 0 | 0
993 | 433.441 | 500 | 0 | 0
994 | 433.441 | 450 | 0 | 0
995 | 688.829 | 420 | 1 | 268.829
996 | 433.441 | 410 | 1 | 23.441
997 | 1115.728 | 430 | 1 | 685.728
998 | 979.492 | 410 | 1 | 569.492
999 | 1115.728 | 400 | 1 | 715.728
1000 | 1279.682 | 420 | 1 | 859.682
1001 | 1300 | 560 | 1 | 740
1002 | 1300 | 680 | 1 | 620
1003 | 1210.165 | 830 | 1 | 380.165
1004 | 979.492 | 800 | 1 | 179.492
1005 | 1263.475 | 780 | 1 | 483.475
1006 | 1263.475 | 720 | 1 | 543.475
1007 | 1299.267 | 660 | 1 | 639.267
1008 | 1263.475 | 420 | 1 | 843.475
1009 | 979.492 | 250 | 1 | 729.492
1010 | 1210.165 | 210 | 1 | 1000.165
1011 | 1210.165 | 180 | 1 | 1030.165
1012 | 1155.458 | 180 | 1 | 975.458
1013 | 1263.475 | 200 | 1 | 1063.475
1014 | 1279.682 | 240 | 1 | 1039.682
1015 | 1210.165 | 300 | 1 | 910.165
1016 | 1155.458 | 390 | 1 | 765.458
1017 | 851.72 | 500 | 1 | 351.72
1018 | 433.441 | 450 | 0 | 0
1019 | 525.495 | 420 | 1 | 105.495
1020 | 688.829 | 410 | 1 | 278.829
1021 | 1115.728 | 430 | 1 | 685.728
1022 | 1155.458 | 410 | 1 | 745.458
1023 | 979.492 | 400 | 1 | 579.492
1024 | 688.829 | 420 | 1 | 268.829
1025 | 688.829 | 560 | 1 | 128.829
1026 | 201.563 | 680 | 0 | 0
1027 | 144.247 | 830 | 0 | 0
1028 | 260.796 | 800 | 0 | 0
1029 | 201.563 | 780 | 0 | 0
1030 | 61.932 | 720 | 0 | 0
1031 | 144.247 | 660 | 0 | 0
1032 | 979.492 | 420 | 1 | 559.492
1033 | 433.441 | 250 | 1 | 183.441
1034 | 341.037 | 210 | 1 | 131.037
1035 | 688.829 | 180 | 1 | 508.829
1036 | 1115.728 | 180 | 1 | 935.728
1037 | 979.492 | 200 | 1 | 779.492
1038 | 1155.458 | 240 | 1 | 915.458
1039 | 979.492 | 300 | 1 | 679.492
1040 | 525.495 | 390 | 1 | 135.495
1041 | 341.037 | 500 | 0 | 0
1042 | 260.796 | 450 | 0 | 0
1043 | 201.563 | 420 | 0 | 0
1044 | 341.037 | 410 | 0 | 0
1045 | 28.658 | 430 | 0 | 0
1046 | 144.247 | 410 | 0 | 0
1047 | 61.932 | 400 | 0 | 0
1048 | 201.563 | 420 | 0 | 0
1049 | 28.658 | 560 | 0 | 0
1050 | 61.932 | 680 | 0 | 0
1051 | 0 | 830 | 0 | 0
1052 | 91.548 | 800 | 0 | 0
1053 | 201.563 | 780 | 0 | 0
1054 | 144.247 | 720 | 0 | 0
1055 | 28.658 | 660 | 0 | 0
1056 | 144.247 | 420 | 0 | 0
1057 | 91.548 | 250 | 0 | 0
1058 | 61.932 | 210 | 0 | 0
1059 | 28.658 | 180 | 0 | 0
1060 | 28.658 | 180 | 0 | 0
1061 | 0 | 200 | 0 | 0
1062 | 28.658 | 240 | 0 | 0
1063 | 0 | 300 | 0 | 0
1064 | 0 | 390 | 0 | 0
1065 | 0 | 500 | 0 | 0
1066 | 0 | 450 | 0 | 0
1067 | 0 | 420 | 0 | 0
1068 | 0 | 410 | 0 | 0
1069 | 0 | 430 | 0 | 0
1070 | 0 | 410 | 0 | 0
1071 | 0 | 400 | 0 | 0
1072 | 0 | 420 | 0 | 0
1073 | 0 | 560 | 0 | 0
1074 | 0 | 680 | 0 | 0
1075 | 0 | 830 | 0 | 0
1076 | 0 | 800 | 0 | 0
1077 | 0 | 780 | 0 | 0
1078 | 0 | 720 | 0 | 0
1079 | 0 | 660 | 0 | 0
1080 | 0 | 420 | 0 | 0
1081 | 0 | 250 | 0 | 0
1082 | 0 | 210 | 0 | 0
1083 | 0 | 180 | 0 | 0
1084 | 0 | 180 | 0 | 0
1085 | 0 | 200 | 0 | 0
1086 | 0 | 240 | 0 | 0
1087 | 0 | 300 | 0 | 0
1088 | 0 | 390 | 0 | 0
1089 | 0 | 500 | 0 | 0
1090 | 0 | 450 | 0 | 0
1091 | 0 | 420 | 0 | 0
1092 | 0 | 410 | 0 | 0
1093 | 0 | 430 | 0 | 0
1094 | 0 | 410 | 0 | 0
1095 | 0 | 400 | 0 | 0
1096 | 0 | 420 | 0 | 0
1097 | 0 | 560 | 0 | 0
1098 | 28.658 | 680 | 0 | 0
1099 | 0 | 830 | 0 | 0
1100 | 0 | 800 | 0 | 0
1101 | 0 | 780 | 0 | 0
1102 | 0 | 720 | 0 | 0
1103 | 0 | 660 | 0 | 0
1104 | 0 | 420 | 0 | 0
1105 | 0 | 250 | 0 | 0
1106 | 0 | 210 | 0 | 0
1107 | 0 | 180 | 0 | 0
1108 | 0 | 180 | 0 | 0
1109 | 0 | 200 | 0 | 0
1110 | 0 | 240 | 0 | 0
1111 | 0 | 300 | 0 | 0
1112 | 0 | 390 | 0 | 0
1113 | 0 | 500 | 0 | 0
1114 | 0 | 450 | 0 | 0
1115 | 0 | 420 | 0 | 0
1116 | 0 | 410 | 0 | 0
1117 | 0 | 430 | 0 | 0
1118 | 0 | 410 | 0 | 0
1119 | 0 | 400 | 0 | 0
1120 | 0 | 420 | 0 | 0
1121 | 0 | 560 | 0 | 0
1122 | 0 | 680 | 0 | 0
1123 | 0 | 830 | 0 | 0
1124 | 0 | 800 | 0 | 0
1125 | 0 | 780 | 0 | 0
1126 | 0 | 720 | 0 | 0
1127 | 0 | 660 | 0 | 0
1128 | 0 | 420 | 0 | 0
1129 | 0 | 250 | 0 | 0
1130 | 0 | 210 | 0 | 0
1131 | 0 | 180 | 0 | 0
1132 | 0 | 180 | 0 | 0
1133 | 0 | 200 | 0 | 0
1134 | 0 | 240 | 0 | 0
1135 | 0 | 300 | 0 | 0
1136 | 0 | 390 | 0 | 0
1137 | 0 | 500 | 0 | 0
1138 | 0 | 450 | 0 | 0
1139 | 0 | 420 | 0 | 0
1140 | 0 | 410 | 0 | 0
1141 | 0 | 430 | 0 | 0
1142 | 0 | 410 | 0 | 0
1143 | 0 | 400 | 0 | 0
1144 | 0 | 420 | 0 | 0
1145 | 0 | 560 | 0 | 0
1146 | 0 | 680 | 0 | 0
1147 | 0 | 830 | 0 | 0
1148 | 0 | 800 | 0 | 0
1149 | 0 | 780 | 0 | 0
1150 | 28.658 | 720 | 0 | 0
1151 | 0 | 660 | 0 | 0
1152 | 0 | 420 | 0 | 0
1153 | 0 | 250 | 0 | 0
1154 | 0 | 210 | 0 | 0
1155 | 0 | 180 | 0 | 0
1156 | 0 | 180 | 0 | 0
1157 | 0 | 200 | 0 | 0
1158 | 0 | 240 | 0 | 0
1159 | 0 | 300 | 0 | 0
1160 | 0 | 390 | 0 | 0
1161 | 28.658 | 500 | 0 | 0
1162 | 91.548 | 450 | 0 | 0
1163 | 144.247 | 420 | 0 | 0
1164 | 28.658 | 410 | 0 | 0
1165 | 91.548 | 430 | 0 | 0
1166 | 260.796 | 410 | 0 | 0
1167 | 525.495 | 400 | 1 | 125.495
1168 | 433.441 | 420 | 1 | 13.441
1169 | 201.563 | 560 | 0 | 0
1170 | 201.563 | 680 | 0 | 0
1171 | 260.796 | 830 | 0 | 0
1172 | 525.495 | 800 | 0 | 0
1173 | 688.829 | 780 | 0 | 0
1174 | 525.495 | 720 | 0 | 0
1175 | 851.72 | 660 | 1 | 191.72
1176 | 341.037 | 420 | 0 | 0
1177 | 260.796 | 250 | 1 | 10.796
1178 | 144.247 | 210 | 0 | 0
1179 | 201.563 | 180 | 1 | 21.563
1180 | 144.247 | 180 | 0 | 0
1181 | 201.563 | 200 | 1 | 1.563
1182 | 144.247 | 240 | 0 | 0
1183 | 260.796 | 300 | 0 | 0
1184 | 341.037 | 390 | 0 | 0
1185 | 260.796 | 500 | 0 | 0
1186 | 144.247 | 450 | 0 | 0
1187 | 201.563 | 420 | 0 | 0
1188 | 144.247 | 410 | 0 | 0
1189 | 91.548 | 430 | 0 | 0
1190 | 144.247 | 410 | 0 | 0
1191 | 201.563 | 400 | 0 | 0
1192 | 341.037 | 420 | 0 | 0
1193 | 341.037 | 560 | 0 | 0
1194 | 341.037 | 680 | 0 | 0
1195 | 341.037 | 830 | 0 | 0
1196 | 433.441 | 800 | 0 | 0
1197 | 201.563 | 780 | 0 | 0
1198 | 341.037 | 720 | 0 | 0
1199 | 144.247 | 660 | 0 | 0
1200 | 688.829 | 420 | 1 | 268.829
1201 | 525.495 | 250 | 1 | 275.495
1202 | 525.495 | 210 | 1 | 315.495
1203 | 851.72 | 180 | 1 | 671.72
1204 | 688.829 | 180 | 1 | 508.829
1205 | 201.563 | 200 | 1 | 1.563
1206 | 144.247 | 240 | 0 | 0
1207 | 201.563 | 300 | 0 | 0
1208 | 341.037 | 390 | 0 | 0
1209 | 433.441 | 500 | 0 | 0
1210 | 433.441 | 450 | 0 | 0
1211 | 433.441 | 420 | 1 | 13.441
1212 | 341.037 | 410 | 0 | 0
1213 | 201.563 | 430 | 0 | 0
1214 | 688.829 | 410 | 1 | 278.829
1215 | 525.495 | 400 | 1 | 125.495
1216 | 1303.375 | 420 | 1 | 883.375
1217 | 1210.165 | 560 | 1 | 650.165
1218 | 61.932 | 680 | 0 | 0
1219 | 61.932 | 830 | 0 | 0
1220 | 144.247 | 800 | 0 | 0
1221 | 525.495 | 780 | 0 | 0
1222 | 1115.728 | 720 | 1 | 395.728
1223 | 1263.475 | 660 | 1 | 603.475
1224 | 851.72 | 420 | 1 | 431.72
1225 | 688.829 | 250 | 1 | 438.829
1226 | 525.495 | 210 | 1 | 315.495
1227 | 688.829 | 180 | 1 | 508.829
1228 | 525.495 | 180 | 1 | 345.495
1229 | 525.495 | 200 | 1 | 325.495
1230 | 433.441 | 240 | 1 | 193.441
1231 | 525.495 | 300 | 1 | 225.495
1232 | 260.796 | 390 | 0 | 0
1233 | 525.495 | 500 | 1 | 25.495
1234 | 341.037 | 450 | 0 | 0
1235 | 688.829 | 420 | 1 | 268.829
1236 | 1155.458 | 410 | 1 | 745.458
1237 | 979.492 | 430 | 1 | 549.492
1238 | 1210.165 | 410 | 1 | 800.165
1239 | 1115.728 | 400 | 1 | 715.728
1240 | 1155.458 | 420 | 1 | 735.458
1241 | 1115.728 | 560 | 1 | 555.728
1242 | 688.829 | 680 | 1 | 8.829
1243 | 433.441 | 830 | 0 | 0
1244 | 688.829 | 800 | 0 | 0
1245 | 201.563 | 780 | 0 | 0
1246 | 260.796 | 720 | 0 | 0
1247 | 201.563 | 660 | 0 | 0
1248 | 144.247 | 420 | 0 | 0
1249 | 341.037 | 250 | 1 | 91.037
1250 | 341.037 | 210 | 1 | 131.037
1251 | 433.441 | 180 | 1 | 253.441
1252 | 341.037 | 180 | 1 | 161.037
1253 | 688.829 | 200 | 1 | 488.829
1254 | 433.441 | 240 | 1 | 193.441
1255 | 851.72 | 300 | 1 | 551.72
1256 | 433.441 | 390 | 1 | 43.441
1257 | 688.829 | 500 | 1 | 188.829
1258 | 525.495 | 450 | 1 | 75.495
1259 | 851.72 | 420 | 1 | 431.72
1260 | 525.495 | 410 | 1 | 115.495
1261 | 341.037 | 430 | 0 | 0
1262 | 688.829 | 410 | 1 | 278.829
1263 | 979.492 | 400 | 1 | 579.492
1264 | 341.037 | 420 | 0 | 0
1265 | 1115.728 | 560 | 1 | 555.728
1266 | 851.72 | 680 | 1 | 171.72
1267 | 433.441 | 830 | 0 | 0
1268 | 688.829 | 800 | 0 | 0
1269 | 341.037 | 780 | 0 | 0
1270 | 201.563 | 720 | 0 | 0
1271 | 144.247 | 660 | 0 | 0
1272 | 260.796 | 420 | 0 | 0
1273 | 688.829 | 250 | 1 | 438.829
1274 | 341.037 | 210 | 1 | 131.037
1275 | 201.563 | 180 | 1 | 21.563
1276 | 201.563 | 180 | 1 | 21.563
1277 | 260.796 | 200 | 1 | 60.796
1278 | 91.548 | 240 | 0 | 0
1279 | 260.796 | 300 | 0 | 0
1280 | 341.037 | 390 | 0 | 0
1281 | 433.441 | 500 | 0 | 0
1282 | 201.563 | 450 | 0 | 0
1283 | 1115.728 | 420 | 1 | 695.728
1284 | 979.492 | 410 | 1 | 569.492
1285 | 525.495 | 430 | 1 | 95.495
1286 | 525.495 | 410 | 1 | 115.495
1287 | 688.829 | 400 | 1 | 288.829
1288 | 525.495 | 420 | 1 | 105.495
1289 | 851.72 | 560 | 1 | 291.72
1290 | 688.829 | 680 | 1 | 8.829
1291 | 201.563 | 830 | 0 | 0
1292 | 525.495 | 800 | 0 | 0
1293 | 341.037 | 780 | 0 | 0
1294 | 144.247 | 720 | 0 | 0
1295 | 341.037 | 660 | 0 | 0
1296 | 61.932 | 420 | 0 | 0
1297 | 61.932 | 250 | 0 | 0
1298 | 28.658 | 210 | 0 | 0
1299 | 28.658 | 180 | 0 | 0
1300 | 525.495 | 180 | 1 | 345.495
1301 | 341.037 | 200 | 1 | 141.037
1302 | 688.829 | 240 | 1 | 448.829
1303 | 851.72 | 300 | 1 | 551.72
1304 | 433.441 | 390 | 1 | 43.441
1305 | 525.495 | 500 | 1 | 25.495
1306 | 91.548 | 450 | 0 | 0
1307 | 28.658 | 420 | 0 | 0
1308 | 61.932 | 410 | 0 | 0
1309 | 260.796 | 430 | 0 | 0
1310 | 341.037 | 410 | 0 | 0
1311 | 341.037 | 400 | 0 | 0
1312 | 201.563 | 420 | 0 | 0
1313 | 260.796 | 560 | 0 | 0
1314 | 61.932 | 680 | 0 | 0
1315 | 0 | 830 | 0 | 0
1316 | 91.548 | 800 | 0 | 0
1317 | 201.563 | 780 | 0 | 0
1318 | 201.563 | 720 | 0 | 0
1319 | 260.796 | 660 | 0 | 0
1320 | 341.037 | 420 | 0 | 0
1321 | 91.548 | 250 | 0 | 0
1322 | 61.932 | 210 | 0 | 0
1323 | 0 | 180 | 0 | 0
1324 | 0 | 180 | 0 | 0
1325 | 0 | 200 | 0 | 0
1326 | 0 | 240 | 0 | 0
1327 | 0 | 300 | 0 | 0
1328 | 0 | 390 | 0 | 0
1329 | 0 | 500 | 0 | 0
1330 | 0 | 450 | 0 | 0
1331 | 0 | 420 | 0 | 0
1332 | 0 | 410 | 0 | 0
1333 | 0 | 430 | 0 | 0
1334 | 0 | 410 | 0 | 0
1335 | 0 | 400 | 0 | 0
1336 | 28.658 | 420 | 0 | 0
1337 | 28.658 | 560 | 0 | 0
1338 | 0 | 680 | 0 | 0
1339 | 0 | 830 | 0 | 0
1340 | 0 | 800 | 0 | 0
1341 | 0 | 780 | 0 | 0
1342 | 0 | 720 | 0 | 0
1343 | 0 | 660 | 0 | 0
1344 | 0 | 420 | 0 | 0
1345 | 0 | 250 | 0 | 0
1346 | 0 | 210 | 0 | 0
1347 | 0 | 180 | 0 | 0
1348 | 0 | 180 | 0 | 0
1349 | 0 | 200 | 0 | 0
1350 | 0 | 240 | 0 | 0
1351 | 0 | 300 | 0 | 0
1352 | 0 | 390 | 0 | 0
1353 | 0 | 500 | 0 | 0
1354 | 0 | 450 | 0 | 0
1355 | 0 | 420 | 0 | 0
1356 | 0 | 410 | 0 | 0
1357 | 0 | 430 | 0 | 0
1358 | 0 | 410 | 0 | 0
1359 | 0 | 400 | 0 | 0
1360 | 0 | 420 | 0 | 0
1361 | 0 | 560 | 0 | 0
1362 | 0 | 680 | 0 | 0
1363 | 0 | 830 | 0 | 0
1364 | 0 | 800 | 0 | 0
1365 | 0 | 780 | 0 | 0
1366 | 0 | 720 | 0 | 0
1367 | 0 | 660 | 0 | 0
1368 | 0 | 420 | 0 | 0
1369 | 0 | 250 | 0 | 0
1370 | 0 | 210 | 0 | 0
1371 | 0 | 180 | 0 | 0
1372 | 0 | 180 | 0 | 0
1373 | 0 | 200 | 0 | 0
1374 | 0 | 240 | 0 | 0
1375 | 0 | 300 | 0 | 0
1376 | 0 | 390 | 0 | 0
1377 | 0 | 500 | 0 | 0
1378 | 0 | 450 | 0 | 0
1379 | 0 | 420 | 0 | 0
1380 | 0 | 410 | 0 | 0
1381 | 0 | 430 | 0 | 0
1382 | 61.932 | 410 | 0 | 0
1383 | 28.658 | 400 | 0 | 0
1384 | 91.548 | 420 | 0 | 0
1385 | 201.563 | 560 | 0 | 0
1386 | 260.796 | 680 | 0 | 0
1387 | 433.441 | 830 | 0 | 0
1388 | 688.829 | 800 | 0 | 0
1389 | 851.72 | 780 | 1 | 71.72
1390 | 525.495 | 720 | 0 | 0
1391 | 979.492 | 660 | 1 | 319.492
1392 | 688.829 | 420 | 1 | 268.829
1393 | 341.037 | 250 | 1 | 91.037
1394 | 144.247 | 210 | 0 | 0
1395 | 201.563 | 180 | 1 | 21.563
1396 | 61.932 | 180 | 0 | 0
1397 | 61.932 | 200 | 0 | 0
1398 | 28.658 | 240 | 0 | 0
1399 | 28.658 | 300 | 0 | 0
1400 | 28.658 | 390 | 0 | 0
1401 | 0 | 500 | 0 | 0
1402 | 91.548 | 450 | 0 | 0
1403 | 91.548 | 420 | 0 | 0
1404 | 260.796 | 410 | 0 | 0
1405 | 201.563 | 430 | 0 | 0
1406 | 61.932 | 410 | 0 | 0
1407 | 61.932 | 400 | 0 | 0
1408 | 201.563 | 420 | 0 | 0
1409 | 144.247 | 560 | 0 | 0
1410 | 28.658 | 680 | 0 | 0
1411 | 28.658 | 830 | 0 | 0
1412 | 0 | 800 | 0 | 0
1413 | 0 | 780 | 0 | 0
1414 | 0 | 720 | 0 | 0
1415 | 0 | 660 | 0 | 0
1416 | 0 | 420 | 0 | 0
1417 | 0 | 250 | 0 | 0
1418 | 0 | 210 | 0 | 0
1419 | 28.658 | 180 | 0 | 0
1420 | 28.658 | 180 | 0 | 0
1421 | 341.037 | 200 | 1 | 141.037
1422 | 341.037 | 240 | 1 | 101.037
1423 | 433.441 | 300 | 1 | 133.441
1424 | 525.495 | 390 | 1 | 135.495
1425 | 433.441 | 500 | 0 | 0
1426 | 851.72 | 450 | 1 | 401.72
1427 | 979.492 | 420 | 1 | 559.492
1428 | 201.563 | 410 | 0 | 0
1429 | 201.563 | 430 | 0 | 0
1430 | 525.495 | 410 | 1 | 115.495
1431 | 851.72 | 400 | 1 | 451.72
1432 | 260.796 | 420 | 0 | 0
1433 | 341.037 | 560 | 0 | 0
1434 | 525.495 | 680 | 0 | 0
1435 | 144.247 | 830 | 0 | 0
1436 | 61.932 | 800 | 0 | 0
1437 | 61.932 | 780 | 0 | 0
1438 | 91.548 | 720 | 0 | 0
1439 | 91.548 | 660 | 0 | 0
1440 | 144.247 | 420 | 0 | 0
1441 | 91.548 | 250 | 0 | 0
1442 | 91.548 | 210 | 0 | 0
1443 | 28.658 | 180 | 0 | 0
1444 | 0 | 180 | 0 | 0
1445 | 0 | 200 | 0 | 0
1446 | 201.563 | 240 | 0 | 0
1447 | 28.658 | 300 | 0 | 0
1448 | 144.247 | 390 | 0 | 0
1449 | 260.796 | 500 | 0 | 0
1450 | 341.037 | 450 | 0 | 0
1451 | 260.796 | 420 | 0 | 0
1452 | 525.495 | 410 | 1 | 115.495
1453 | 144.247 | 430 | 0 | 0
1454 | 144.247 | 410 | 0 | 0
1455 | 433.441 | 400 | 1 | 33.441
1456 | 979.492 | 420 | 1 | 559.492
1457 | 688.829 | 560 | 1 | 128.829
1458 | 688.829 | 680 | 1 | 8.829
1459 | 1155.458 | 830 | 1 | 325.458
1460 | 1279.682 | 800 | 1 | 479.682
1461 | 1303.375 | 780 | 1 | 523.375
1462 | 1279.682 | 720 | 1 | 559.682
1463 | 1115.728 | 660 | 1 | 455.728
1464 | 979.492 | 420 | 1 | 559.492
1465 | 1263.475 | 250 | 1 | 1013.475
1466 | 979.492 | 210 | 1 | 769.492
1467 | 1115.728 | 180 | 1 | 935.728
1468 | 979.492 | 180 | 1 | 799.492
1469 | 979.492 | 200 | 1 | 779.492
1470 | 525.495 | 240 | 1 | 285.495
1471 | 851.72 | 300 | 1 | 551.72
1472 | 341.037 | 390 | 0 | 0
1473 | 979.492 | 500 | 1 | 479.492
1474 | 851.72 | 450 | 1 | 401.72
1475 | 1155.458 | 420 | 1 | 735.458
1476 | 341.037 | 410 | 0 | 0
1477 | 341.037 | 430 | 0 | 0
1478 | 341.037 | 410 | 0 | 0
1479 | 341.037 | 400 | 0 | 0
1480 | 341.037 | 420 | 0 | 0
1481 | 433.441 | 560 | 0 | 0
1482 | 341.037 | 680 | 0 | 0
1483 | 28.658 | 830 | 0 | 0
1484 | 28.658 | 800 | 0 | 0
1485 | 28.658 | 780 | 0 | 0
1486 | 0 | 720 | 0 | 0
1487 | 0 | 660 | 0 | 0
1488 | 0 | 420 | 0 | 0
1489 | 28.658 | 250 | 0 | 0
1490 | 144.247 | 210 | 0 | 0
1491 | 91.548 | 180 | 0 | 0
1492 | 28.658 | 180 | 0 | 0
1493 | 0 | 200 | 0 | 0
1494 | 0 | 240 | 0 | 0
1495 | 0 | 300 | 0 | 0
1496 | 61.932 | 390 | 0 | 0
1497 | 61.932 | 500 | 0 | 0
1498 | 91.548 | 450 | 0 | 0
1499 | 144.247 | 420 | 0 | 0
1500 | 28.658 | 410 | 0 | 0
1501 | 201.563 | 430 | 0 | 0
1502 | 433.441 | 410 | 1 | 23.441
1503 | 433.441 | 400 | 1 | 33.441
1504 | 688.829 | 420 | 1 | 268.829
1505 | 851.72 | 560 | 1 | 291.72
1506 | 979.492 | 680 | 1 | 299.492
1507 | 525.495 | 830 | 0 | 0
1508 | 688.829 | 800 | 0 | 0
1509 | 341.037 | 780 | 0 | 0
1510 | 61.932 | 720 | 0 | 0
1511 | 201.563 | 660 | 0 | 0
1512 | 201.563 | 420 | 0 | 0
1513 | 28.658 | 250 | 0 | 0
1514 | 144.247 | 210 | 0 | 0
1515 | 201.563 | 180 | 1 | 21.563
1516 | 433.441 | 180 | 1 | 253.441
1517 | 201.563 | 200 | 1 | 1.563
1518 | 0 | 240 | 0 | 0
1519 | 201.563 | 300 | 0 | 0
1520 | 61.932 | 390 | 0 | 0
1521 | 0 | 500 | 0 | 0
1522 | 91.548 | 450 | 0 | 0
1523 | 433.441 | 420 | 1 | 13.441
1524 | 341.037 | 410 | 0 | 0
1525 | 433.441 | 430 | 1 | 3.441
1526 | 433.441 | 410 | 1 | 23.441
1527 | 433.441 | 400 | 1 | 33.441
1528 | 525.495 | 420 | 1 | 105.495
1529 | 433.441 | 560 | 0 | 0
1530 | 341.037 | 680 | 0 | 0
1531 | 91.548 | 830 | 0 | 0
1532 | 0 | 800 | 0 | 0
1533 | 0 | 780 | 0 | 0
1534 | 28.658 | 720 | 0 | 0
1535 | 341.037 | 660 | 0 | 0
1536 | 341.037 | 420 | 0 | 0
1537 | 201.563 | 250 | 0 | 0
1538 | 144.247 | 210 | 0 | 0
1539 | 260.796 | 180 | 1 | 80.796
1540 | 28.658 | 180 | 0 | 0
1541 | 0 | 200 | 0 | 0
1542 | 61.932 | 240 | 0 | 0
1543 | 0 | 300 | 0 | 0
1544 | 0 | 390 | 0 | 0
1545 | 0 | 500 | 0 | 0
1546 | 0 | 450 | 0 | 0
1547 | 28.658 | 420 | 0 | 0
1548 | 341.037 | 410 | 0 | 0
1549 | 341.037 | 430 | 0 | 0
1550 | 341.037 | 410 | 0 | 0
1551 | 525.495 | 400 | 1 | 125.495
1552 | 341.037 | 420 | 0 | 0
1553 | 201.563 | 560 | 0 | 0
1554 | 260.796 | 680 | 0 | 0
1555 | 91.548 | 830 | 0 | 0
1556 | 144.247 | 800 | 0 | 0
1557 | 61.932 | 780 | 0 | 0
1558 | 61.932 | 720 | 0 | 0
1559 | 61.932 | 660 | 0 | 0
1560 | 0 | 420 | 0 | 0
1561 | 0 | 250 | 0 | 0
1562 | 28.658 | 210 | 0 | 0
1563 | 0 | 180 | 0 | 0
1564 | 144.247 | 180 | 0 | 0
1565 | 144.247 | 200 | 0 | 0
1566 | 144.247 | 240 | 0 | 0
1567 | 61.932 | 300 | 0 | 0
1568 | 0 | 390 | 0 | 0
1569 | 91.548 | 500 | 0 | 0
1570 | 260.796 | 450 | 0 | 0
1571 | 341.037 | 420 | 0 | 0
1572 | 201.563 | 410 | 0 | 0
1573 | 201.563 | 430 | 0 | 0
1574 | 201.563 | 410 | 0 | 0
1575 | 201.563 | 400 | 0 | 0
1576 | 201.563 | 420 | 0 | 0
1577 | 260.796 | 560 | 0 | 0
1578 | 260.796 | 680 | 0 | 0
1579 | 144.247 | 830 | 0 | 0
1580 | 61.932 | 800 | 0 | 0
1581 | 28.658 | 780 | 0 | 0
1582 | 0 | 720 | 0 | 0
1583 | 0 | 660 | 0 | 0
1584 | 0 | 420 | 0 | 0
1585 | 0 | 250 | 0 | 0
1586 | 0 | 210 | 0 | 0
1587 | 0 | 180 | 0 | 0
1588 | 0 | 180 | 0 | 0
1589 | 0 | 200 | 0 | 0
1590 | 0 | 240 | 0 | 0
1591 | 0 | 300 | 0 | 0
1592 | 0 | 390 | 0 | 0
1593 | 0 | 500 | 0 | 0
1594 | 0 | 450 | 0 | 0
1595 | 0 | 420 | 0 | 0
1596 | 0 | 410 | 0 | 0
1597 | 144.247 | 430 | 0 | 0
1598 | 144.247 | 410 | 0 | 0
1599 | 144.247 | 400 | 0 | 0
1600 | 201.563 | 420 | 0 | 0
1601 | 144.247 | 560 | 0 | 0
1602 | 61.932 | 680 | 0 | 0
1603 | 0 | 830 | 0 | 0
1604 | 0 | 800 | 0 | 0
1605 | 28.658 | 780 | 0 | 0
1606 | 0 | 720 | 0 | 0
1607 | 0 | 660 | 0 | 0
1608 | 0 | 420 | 0 | 0
1609 | 0 | 250 | 0 | 0
1610 | 0 | 210 | 0 | 0
1611 | 0 | 180 | 0 | 0
1612 | 0 | 180 | 0 | 0
1613 | 0 | 200 | 0 | 0
1614 | 0 | 240 | 0 | 0
1615 | 0 | 300 | 0 | 0
1616 | 0 | 390 | 0 | 0
1617 | 0 | 500 | 0 | 0
1618 | 0 | 450 | 0 | 0
1619 | 0 | 420 | 0 | 0
1620 | 0 | 410 | 0 | 0
1621 | 0 | 430 | 0 | 0
1622 | 0 | 410 | 0 | 0
1623 | 0 | 400 | 0 | 0
1624 | 28.658 | 420 | 0 | 0
1625 | 28.658 | 560 | 0 | 0
1626 | 0 | 680 | 0 | 0
1627 | 0 | 830 | 0 | 0
1628 | 0 | 800 | 0 | 0
1629 | 0 | 780 | 0 | 0
1630 | 0 | 720 | 0 | 0
1631 | 0 | 660 | 0 | 0
1632 | 0 | 420 | 0 | 0
1633 | 0 | 250 | 0 | 0
1634 | 0 | 210 | 0 | 0
1635 | 0 | 180 | 0 | 0
1636 | 0 | 180 | 0 | 0
1637 | 0 | 200 | 0 | 0
1638 | 0 | 240 | 0 | 0
1639 | 0 | 300 | 0 | 0
1640 | 0 | 390 | 0 | 0
1641 | 0 | 500 | 0 | 0
1642 | 0 | 450 | 0 | 0
1643 | 0 | 420 | 0 | 0
1644 | 0 | 410 | 0 | 0
1645 | 0 | 430 | 0 | 0
1646 | 0 | 410 | 0 | 0
1647 | 0 | 400 | 0 | 0
1648 | 0 | 420 | 0 | 0
1649 | 0 | 560 | 0 | 0
1650 | 0 | 680 | 0 | 0
1651 | 0 | 830 | 0 | 0
1652 | 0 | 800 | 0 | 0
1653 | 0 | 780 | 0 | 0
1654 | 0 | 720 | 0 | 0
1655 | 0 | 660 | 0 | 0
1656 | 0 | 420 | 0 | 0
1657 | 0 | 250 | 0 | 0
1658 | 0 | 210 | 0 | 0
1659 | 0 | 180 | 0 | 0
1660 | 0 | 180 | 0 | 0
1661 | 0 | 200 | 0 | 0
1662 | 0 | 240 | 0 | 0
1663 | 0 | 300 | 0 | 0
1664 | 0 | 390 | 0 | 0
1665 | 0 | 500 | 0 | 0
1666 | 0 | 450 | 0 | 0
1667 | 0 | 420 | 0 | 0
1668 | 0 | 410 | 0 | 0
1669 | 0 | 430 | 0 | 0
1670 | 0 | 410 | 0 | 0
1671 | 0 | 400 | 0 | 0
1672 | 0 | 420 | 0 | 0
1673 | 0 | 560 | 0 | 0
1674 | 0 | 680 | 0 | 0
1675 | 0 | 830 | 0 | 0
1676 | 0 | 800 | 0 | 0
1677 | 0 | 780 | 0 | 0
1678 | 28.658 | 720 | 0 | 0
1679 | 28.658 | 660 | 0 | 0
1680 | 61.932 | 420 | 0 | 0
1681 | 28.658 | 250 | 0 | 0
1682 | 0 | 210 | 0 | 0
1683 | 28.658 | 180 | 0 | 0
1684 | 28.658 | 180 | 0 | 0
1685 | 0 | 200 | 0 | 0
1686 | 0 | 240 | 0 | 0
1687 | 0 | 300 | 0 | 0
1688 | 0 | 390 | 0 | 0
1689 | 0 | 500 | 0 | 0
1690 | 0 | 450 | 0 | 0
1691 | 0 | 420 | 0 | 0
1692 | 0 | 410 | 0 | 0
1693 | 28.658 | 430 | 0 | 0
1694 | 91.548 | 410 | 0 | 0
1695 | 28.658 | 400 | 0 | 0
1696 | 61.932 | 420 | 0 | 0
1697 | 61.932 | 560 | 0 | 0
1698 | 91.548 | 680 | 0 | 0
1699 | 91.548 | 830 | 0 | 0
1700 | 61.932 | 800 | 0 | 0
1701 | 61.932 | 780 | 0 | 0
1702 | 61.932 | 720 | 0 | 0
1703 | 28.658 | 660 | 0 | 0
1704 | 28.658 | 420 | 0 | 0
1705 | 0 | 250 | 0 | 0
1706 | 0 | 210 | 0 | 0
1707 | 0 | 180 | 0 | 0
1708 | 0 | 180 | 0 | 0
1709 | 0 | 200 | 0 | 0
1710 | 0 | 240 | 0 | 0
1711 | 0 | 300 | 0 | 0
1712 | 0 | 390 | 0 | 0
1713 | 0 | 500 | 0 | 0
1714 | 0 | 450 | 0 | 0
1715 | 0 | 420 | 0 | 0
1716 | 0 | 410 | 0 | 0
1717 | 0 | 430 | 0 | 0
1718 | 0 | 410 | 0 | 0
1719 | 28.658 | 400 | 0 | 0
1720 | 0 | 420 | 0 | 0
1721 | 0 | 560 | 0 | 0
1722 | 0 | 680 | 0 | 0
1723 | 0 | 830 | 0 | 0
1724 | 0 | 800 | 0 | 0
1725 | 0 | 780 | 0 | 0
1726 | 0 | 720 | 0 | 0
1727 | 0 | 660 | 0 | 0
1728 | 0 | 420 | 0 | 0
1729 | 0 | 250 | 0 | 0
1730 | 0 | 210 | 0 | 0
1731 | 0 | 180 | 0 | 0
1732 | 0 | 180 | 0 | 0
1733 | 0 | 200 | 0 | 0
1734 | 0 | 240 | 0 | 0
1735 | 28.658 | 300 | 0 | 0
1736 | 0 | 390 | 0 | 0
1737 | 0 | 500 | 0 | 0
1738 | 0 | 450 | 0 | 0
1739 | 0 | 420 | 0 | 0
1740 | 0 | 410 | 0 | 0
1741 | 0 | 430 | 0 | 0
1742 | 0 | 410 | 0 | 0
1743 | 0 | 400 | 0 | 0
1744 | 0 | 420 | 0 | 0
1745 | 0 | 560 | 0 | 0
1746 | 0 | 680 | 0 | 0
1747 | 0 | 830 | 0 | 0
1748 | 0 | 800 | 0 | 0
1749 | 0 | 780 | 0 | 0
1750 | 0 | 720 | 0 | 0
1751 | 0 | 660 | 0 | 0
1752 | 0 | 420 | 0 | 0
1753 | 0 | 250 | 0 | 0
1754 | 0 | 210 | 0 | 0
1755 | 0 | 180 | 0 | 0
1756 | 0 | 180 | 0 | 0
1757 | 0 | 200 | 0 | 0
1758 | 0 | 240 | 0 | 0
1759 | 0 | 300 | 0 | 0
1760 | 0 | 390 | 0 | 0
1761 | 0 | 500 | 0 | 0
1762 | 0 | 450 | 0 | 0
1763 | 0 | 420 | 0 | 0
1764 | 0 | 410 | 0 | 0
1765 | 0 | 430 | 0 | 0
1766 | 201.563 | 410 | 0 | 0
1767 | 260.796 | 400 | 0 | 0
1768 | 201.563 | 420 | 0 | 0
1769 | 201.563 | 560 | 0 | 0
1770 | 201.563 | 680 | 0 | 0
1771 | 144.247 | 830 | 0 | 0
1772 | 91.548 | 800 | 0 | 0
1773 | 144.247 | 780 | 0 | 0
1774 | 144.247 | 720 | 0 | 0
1775 | 91.548 | 660 | 0 | 0
1776 | 28.658 | 420 | 0 | 0
1777 | 61.932 | 250 | 0 | 0
1778 | 28.658 | 210 | 0 | 0
1779 | 61.932 | 180 | 0 | 0
1780 | 0 | 180 | 0 | 0
1781 | 0 | 200 | 0 | 0
1782 | 0 | 240 | 0 | 0
1783 | 0 | 300 | 0 | 0
1784 | 61.932 | 390 | 0 | 0
1785 | 61.932 | 500 | 0 | 0
1786 | 91.548 | 450 | 0 | 0
1787 | 61.932 | 420 | 0 | 0
1788 | 144.247 | 410 | 0 | 0
1789 | 144.247 | 430 | 0 | 0
1790 | 144.247 | 410 | 0 | 0
1791 | 144.247 | 400 | 0 | 0
1792 | 201.563 | 420 | 0 | 0
1793 | 144.247 | 560 | 0 | 0
1794 | 144.247 | 680 | 0 | 0
1795 | 144.247 | 830 | 0 | 0
1796 | 61.932 | 800 | 0 | 0
1797 | 28.658 | 780 | 0 | 0
1798 | 28.658 | 720 | 0 | 0
1799 | 0 | 660 | 0 | 0
1800 | 0 | 420 | 0 | 0
1801 | 28.658 | 250 | 0 | 0
1802 | 0 | 210 | 0 | 0
1803 | 0 | 180 | 0 | 0
1804 | 0 | 180 | 0 | 0
1805 | 28.658 | 200 | 0 | 0
1806 | 0 | 240 | 0 | 0
1807 | 61.932 | 300 | 0 | 0
1808 | 61.932 | 390 | 0 | 0
1809 | 144.247 | 500 | 0 | 0
1810 | 144.247 | 450 | 0 | 0
1811 | 341.037 | 420 | 0 | 0
1812 | 341.037 | 410 | 0 | 0
1813 | 433.441 | 430 | 1 | 3.441
1814 | 525.495 | 410 | 1 | 115.495
1815 | 525.495 | 400 | 1 | 125.495
1816 | 260.796 | 420 | 0 | 0
1817 | 260.796 | 560 | 0 | 0
1818 | 144.247 | 680 | 0 | 0
1819 | 61.932 | 830 | 0 | 0
1820 | 201.563 | 800 | 0 | 0
1821 | 144.247 | 780 | 0 | 0
1822 | 61.932 | 720 | 0 | 0
1823 | 144.247 | 660 | 0 | 0
1824 | 91.548 | 420 | 0 | 0
1825 | 144.247 | 250 | 0 | 0
1826 | 28.658 | 210 | 0 | 0
1827 | 28.658 | 180 | 0 | 0
1828 | 144.247 | 180 | 0 | 0
1829 | 91.548 | 200 | 0 | 0
1830 | 260.796 | 240 | 1 | 20.796
1831 | 91.548 | 300 | 0 | 0
1832 | 91.548 | 390 | 0 | 0
1833 | 144.247 | 500 | 0 | 0
1834 | 144.247 | 450 | 0 | 0
1835 | 341.037 | 420 | 0 | 0
1836 | 341.037 | 410 | 0 | 0
1837 | 341.037 | 430 | 0 | 0
1838 | 341.037 | 410 | 0 | 0
1839 | 525.495 | 400 | 1 | 125.495
1840 | 525.495 | 420 | 1 | 105.495
1841 | 851.72 | 560 | 1 | 291.72
1842 | 433.441 | 680 | 0 | 0
1843 | 201.563 | 830 | 0 | 0
1844 | 91.548 | 800 | 0 | 0
1845 | 28.658 | 780 | 0 | 0
1846 | 61.932 | 720 | 0 | 0
1847 | 28.658 | 660 | 0 | 0
1848 | 0 | 420 | 0 | 0
1849 | 0 | 250 | 0 | 0
1850 | 0 | 210 | 0 | 0
1851 | 0 | 180 | 0 | 0
1852 | 28.658 | 180 | 0 | 0
1853 | 0 | 200 | 0 | 0
1854 | 0 | 240 | 0 | 0
1855 | 0 | 300 | 0 | 0
1856 | 0 | 390 | 0 | 0
1857 | 0 | 500 | 0 | 0
1858 | 0 | 450 | 0 | 0
1859 | 0 | 420 | 0 | 0
1860 | 0 | 410 | 0 | 0
1861 | 0 | 430 | 0 | 0
1862 | 0 | 410 | 0 | 0
1863 | 0 | 400 | 0 | 0
1864 | 0 | 420 | 0 | 0
1865 | 0 | 560 | 0 | 0
1866 | 28.658 | 680 | 0 | 0
1867 | 0 | 830 | 0 | 0
1868 | 0 | 800 | 0 | 0
1869 | 0 | 780 | 0 | 0
1870 | 0 | 720 | 0 | 0
1871 | 0 | 660 | 0 | 0
1872 | 0 | 420 | 0 | 0
1873 | 0 | 250 | 0 | 0
1874 | 0 | 210 | 0 | 0
1875 | 0 | 180 | 0 | 0
1876 | 0 | 180 | 0 | 0
1877 | 0 | 200 | 0 | 0
1878 | 0 | 240 | 0 | 0
1879 | 0 | 300 | 0 | 0
1880 | 0 | 390 | 0 | 0
1881 | 0 | 500 | 0 | 0
1882 | 0 | 450 | 0 | 0
1883 | 0 | 420 | 0 | 0
1884 | 0 | 410 | 0 | 0
1885 | 0 | 430 | 0 | 0
1886 | 28.658 | 410 | 0 | 0
1887 | 61.932 | 400 | 0 | 0
1888 | 144.247 | 420 | 0 | 0
1889 | 91.548 | 560 | 0 | 0
1890 | 61.932 | 680 | 0 | 0
1891 | 61.932 | 830 | 0 | 0
1892 | 0 | 800 | 0 | 0
1893 | 0 | 780 | 0 | 0
1894 | 0 | 720 | 0 | 0
1895 | 0 | 660 | 0 | 0
1896 | 0 | 420 | 0 | 0
1897 | 0 | 250 | 0 | 0
1898 | 28.658 | 210 | 0 | 0
1899 | 0 | 180 | 0 | 0
1900 | 0 | 180 | 0 | 0
1901 | 0 | 200 | 0 | 0
1902 | 0 | 240 | 0 | 0
1903 | 0 | 300 | 0 | 0
1904 | 0 | 390 | 0 | 0
1905 | 0 | 500 | 0 | 0
1906 | 0 | 450 | 0 | 0
1907 | 28.658 | 420 | 0 | 0
1908 | 341.037 | 410 | 0 | 0
1909 | 525.495 | 430 | 1 | 95.495
1910 | 341.037 | 410 | 0 | 0
1911 | 851.72 | 400 | 1 | 451.72
1912 | 433.441 | 420 | 1 | 13.441
1913 | 688.829 | 560 | 1 | 128.829
1914 | 851.72 | 680 | 1 | 171.72
1915 | 688.829 | 830 | 0 | 0
1916 | 433.441 | 800 | 0 | 0
1917 | 201.563 | 780 | 0 | 0
1918 | 341.037 | 720 | 0 | 0
1919 | 144.247 | 660 | 0 | 0
1920 | 91.548 | 420 | 0 | 0
1921 | 201.563 | 250 | 0 | 0
1922 | 341.037 | 210 | 1 | 131.037
1923 | 851.72 | 180 | 1 | 671.72
1924 | 688.829 | 180 | 1 | 508.829
1925 | 201.563 | 200 | 1 | 1.563
1926 | 201.563 | 240 | 0 | 0
1927 | 525.495 | 300 | 1 | 225.495
1928 | 201.563 | 390 | 0 | 0
1929 | 144.247 | 500 | 0 | 0
1930 | 433.441 | 450 | 0 | 0
1931 | 260.796 | 420 | 0 | 0
1932 | 433.441 | 410 | 1 | 23.441
1933 | 979.492 | 430 | 1 | 549.492
1934 | 979.492 | 410 | 1 | 569.492
1935 | 979.492 | 400 | 1 | 579.492
1936 | 688.829 | 420 | 1 | 268.829
1937 | 525.495 | 560 | 0 | 0
1938 | 525.495 | 680 | 0 | 0
1939 | 144.247 | 830 | 0 | 0
1940 | 61.932 | 800 | 0 | 0
1941 | 0 | 780 | 0 | 0
1942 | 144.247 | 720 | 0 | 0
1943 | 144.247 | 660 | 0 | 0
1944 | 91.548 | 420 | 0 | 0
1945 | 0 | 250 | 0 | 0
1946 | 144.247 | 210 | 0 | 0
1947 | 201.563 | 180 | 1 | 21.563
1948 | 433.441 | 180 | 1 | 253.441
1949 | 341.037 | 200 | 1 | 141.037
1950 | 341.037 | 240 | 1 | 101.037
1951 | 201.563 | 300 | 0 | 0
1952 | 61.932 | 390 | 0 | 0
1953 | 61.932 | 500 | 0 | 0
1954 | 91.548 | 450 | 0 | 0
1955 | 144.247 | 420 | 0 | 0
1956 | 61.932 | 410 | 0 | 0
1957 | 91.548 | 430 | 0 | 0
1958 | 341.037 | 410 | 0 | 0
1959 | 341.037 | 400 | 0 | 0
1960 | 525.495 | 420 | 1 | 105.495
1961 | 688.829 | 560 | 1 | 128.829
1962 | 260.796 | 680 | 0 | 0
1963 | 91.548 | 830 | 0 | 0
1964 | 61.932 | 800 | 0 | 0
1965 | 61.932 | 780 | 0 | 0
1966 | 28.658 | 720 | 0 | 0
1967 | 144.247 | 660 | 0 | 0
1968 | 61.932 | 420 | 0 | 0
1969 | 61.932 | 250 | 0 | 0
1970 | 341.037 | 210 | 1 | 131.037
1971 | 144.247 | 180 | 0 | 0
1972 | 0 | 180 | 0 | 0
1973 | 91.548 | 200 | 0 | 0
1974 | 144.247 | 240 | 0 | 0
1975 | 144.247 | 300 | 0 | 0
1976 | 144.247 | 390 | 0 | 0
1977 | 341.037 | 500 | 0 | 0
1978 | 341.037 | 450 | 0 | 0
1979 | 341.037 | 420 | 0 | 0
1980 | 525.495 | 410 | 1 | 115.495
1981 | 525.495 | 430 | 1 | 95.495
1982 | 688.829 | 410 | 1 | 278.829
1983 | 851.72 | 400 | 1 | 451.72
1984 | 688.829 | 420 | 1 | 268.829
1985 | 688.829 | 560 | 1 | 128.829
1986 | 688.829 | 680 | 1 | 8.829
1987 | 688.829 | 830 | 0 | 0
1988 | 979.492 | 800 | 1 | 179.492
1989 | 1115.728 | 780 | 1 | 335.728
1990 | 1155.458 | 720 | 1 | 435.458
1991 | 1263.475 | 660 | 1 | 603.475
1992 | 1210.165 | 420 | 1 | 790.165
1993 | 1210.165 | 250 | 1 | 960.165
1994 | 1155.458 | 210 | 1 | 945.458
1995 | 1210.165 | 180 | 1 | 1030.165
1996 | 1155.458 | 180 | 1 | 975.458
1997 | 979.492 | 200 | 1 | 779.492
1998 | 1155.458 | 240 | 1 | 915.458
1999 | 1155.458 | 300 | 1 | 855.458
2000 | 851.72 | 390 | 1 | 461.72
2001 | 688.829 | 500 | 1 | 188.829
2002 | 688.829 | 450 | 1 | 238.829
2003 | 525.495 | 420 | 1 | 105.495
2004 | 688.829 | 410 | 1 | 278.829
2005 | 851.72 | 430 | 1 | 421.72
2006 | 851.72 | 410 | 1 | 441.72
2007 | 1115.728 | 400 | 1 | 715.728
2008 | 851.72 | 420 | 1 | 431.72
2009 | 979.492 | 560 | 1 | 419.492
2010 | 851.72 | 680 | 1 | 171.72
2011 | 525.495 | 830 | 0 | 0
2012 | 851.72 | 800 | 1 | 51.72
2013 | 851.72 | 780 | 1 | 71.72
2014 | 688.829 | 720 | 0 | 0
2015 | 851.72 | 660 | 1 | 191.72
2016 | 260.796 | 420 | 0 | 0
2017 | 61.932 | 220 | 0 | 0
2018 | 28.658 | 190 | 0 | 0
2019 | 28.658 | 160 | 0 | 0
2020 | 28.658 | 160 | 0 | 0
2021 | 0 | 160 | 0 | 0
2022 | 28.658 | 170 | 0 | 0
2023 | 0 | 180 | 0 | 0
2024 | 0 | 220 | 0 | 0
2025 | 0 | 380 | 0 | 0
2026 | 0 | 360 | 0 | 0
2027 | 0 | 350 | 0 | 0
2028 | 0 | 340 | 0 | 0
2029 | 0 | 380 | 0 | 0
2030 | 144.247 | 360 | 0 | 0
2031 | 91.548 | 330 | 0 | 0
2032 | 61.932 | 350 | 0 | 0
2033 | 144.247 | 380 | 0 | 0
2034 | 91.548 | 460 | 0 | 0
2035 | 28.658 | 520 | 0 | 0
2036 | 0 | 500 | 0 | 0
2037 | 0 | 480 | 0 | 0
2038 | 0 | 500 | 0 | 0
2039 | 28.658 | 520 | 0 | 0
2040 | 0 | 400 | 0 | 0
2041 | 0 | 220 | 0 | 0
2042 | 0 | 190 | 0 | 0
2043 | 0 | 160 | 0 | 0
2044 | 0 | 160 | 0 | 0
2045 | 0 | 160 | 0 | 0
2046 | 28.658 | 170 | 0 | 0
2047 | 61.932 | 180 | 0 | 0
2048 | 61.932 | 220 | 0 | 0
2049 | 61.932 | 380 | 0 | 0
2050 | 28.658 | 360 | 0 | 0
2051 | 91.548 | 350 | 0 | 0
2052 | 260.796 | 340 | 0 | 0
2053 | 341.037 | 380 | 0 | 0
2054 | 341.037 | 360 | 0 | 0
2055 | 341.037 | 330 | 1 | 11.037
2056 | 433.441 | 350 | 1 | 83.441
2057 | 341.037 | 380 | 0 | 0
2058 | 341.037 | 460 | 0 | 0
2059 | 260.796 | 520 | 0 | 0
2060 | 61.932 | 500 | 0 | 0
2061 | 61.932 | 480 | 0 | 0
2062 | 91.548 | 500 | 0 | 0
2063 | 341.037 | 520 | 0 | 0
2064 | 525.495 | 400 | 1 | 125.495
2065 | 851.72 | 220 | 1 | 631.72
2066 | 433.441 | 190 | 1 | 243.441
2067 | 260.796 | 160 | 1 | 100.796
2068 | 260.796 | 160 | 1 | 100.796
2069 | 260.796 | 160 | 1 | 100.796
2070 | 201.563 | 170 | 1 | 31.563
2071 | 144.247 | 180 | 0 | 0
2072 | 201.563 | 220 | 0 | 0
2073 | 144.247 | 380 | 0 | 0
2074 | 260.796 | 360 | 0 | 0
2075 | 688.829 | 350 | 1 | 338.829
2076 | 260.796 | 340 | 0 | 0
2077 | 341.037 | 380 | 0 | 0
2078 | 341.037 | 360 | 0 | 0
2079 | 260.796 | 330 | 0 | 0
2080 | 260.796 | 350 | 0 | 0
2081 | 341.037 | 380 | 0 | 0
2082 | 525.495 | 460 | 1 | 65.495
2083 | 341.037 | 520 | 0 | 0
2084 | 201.563 | 500 | 0 | 0
2085 | 144.247 | 480 | 0 | 0
2086 | 91.548 | 500 | 0 | 0
2087 | 91.548 | 520 | 0 | 0
2088 | 91.548 | 400 | 0 | 0
2089 | 91.548 | 220 | 0 | 0
2090 | 201.563 | 190 | 1 | 11.563
2091 | 91.548 | 160 | 0 | 0
2092 | 144.247 | 160 | 0 | 0
2093 | 91.548 | 160 | 0 | 0
2094 | 201.563 | 170 | 1 | 31.563
2095 | 201.563 | 180 | 1 | 21.563
2096 | 91.548 | 220 | 0 | 0
2097 | 144.247 | 380 | 0 | 0
2098 | 341.037 | 360 | 0 | 0
2099 | 433.441 | 350 | 1 | 83.441
2100 | 851.72 | 340 | 1 | 511.72
2101 | 1210.165 | 380 | 1 | 830.165
2102 | 1155.458 | 360 | 1 | 795.458
2103 | 1155.458 | 330 | 1 | 825.458
2104 | 1155.458 | 350 | 1 | 805.458
2105 | 851.72 | 380 | 1 | 471.72
2106 | 688.829 | 460 | 1 | 228.829
2107 | 341.037 | 520 | 0 | 0
2108 | 201.563 | 500 | 0 | 0
2109 | 260.796 | 480 | 0 | 0
2110 | 1155.458 | 500 | 1 | 655.458
2111 | 1155.458 | 520 | 1 | 635.458
2112 | 1263.475 | 400 | 1 | 863.475
2113 | 1210.165 | 220 | 1 | 990.165
2114 | 1115.728 | 190 | 1 | 925.728
2115 | 1155.458 | 160 | 1 | 995.458
2116 | 979.492 | 160 | 1 | 819.492
2117 | 1115.728 | 160 | 1 | 955.728
2118 | 688.829 | 170 | 1 | 518.829
2119 | 525.495 | 180 | 1 | 345.495
2120 | 260.796 | 220 | 1 | 40.796
2121 | 260.796 | 380 | 0 | 0
2122 | 341.037 | 360 | 0 | 0
2123 | 979.492 | 350 | 1 | 629.492
2124 | 1155.458 | 340 | 1 | 815.458
2125 | 1155.458 | 380 | 1 | 775.458
2126 | 1263.475 | 360 | 1 | 903.475
2127 | 1303.375 | 330 | 1 | 973.375
2128 | 1303.375 | 350 | 1 | 953.375
2129 | 1300 | 380 | 1 | 920
2130 | 1155.458 | 460 | 1 | 695.458
2131 | 979.492 | 520 | 1 | 459.492
2132 | 525.495 | 500 | 1 | 25.495
2133 | 341.037 | 480 | 0 | 0
2134 | 433.441 | 500 | 0 | 0
2135 | 201.563 | 520 | 0 | 0
2136 | 525.495 | 400 | 1 | 125.495
2137 | 979.492 | 220 | 1 | 759.492
2138 | 260.796 | 190 | 1 | 70.796
2139 | 1210.165 | 160 | 1 | 1050.165
2140 | 1279.682 | 160 | 1 | 1119.682
2141 | 1155.458 | 160 | 1 | 995.458
2142 | 1115.728 | 170 | 1 | 945.728
2143 | 688.829 | 180 | 1 | 508.829
2144 | 1155.458 | 220 | 1 | 935.458
2145 | 1279.682 | 380 | 1 | 899.682
2146 | 1303.375 | 360 | 1 | 943.375
2147 | 1303.375 | 350 | 1 | 953.375
2148 | 1279.682 | 340 | 1 | 939.682
2149 | 979.492 | 380 | 1 | 599.492
2150 | 688.829 | 360 | 1 | 328.829
2151 | 525.495 | 330 | 1 | 195.495
2152 | 1115.728 | 350 | 1 | 765.728
2153 | 1299.267 | 380 | 1 | 919.267
2154 | 1299.267 | 460 | 1 | 839.267
2155 | 1300 | 520 | 1 | 780
2156 | 1279.682 | 500 | 1 | 779.682
2157 | 1155.458 | 480 | 1 | 675.458
2158 | 1210.165 | 500 | 1 | 710.165
2159 | 1155.458 | 520 | 1 | 635.458
2160 | 1155.458 | 400 | 1 | 755.458
2161 | 1115.728 | 220 | 1 | 895.728
2162 | 688.829 | 190 | 1 | 498.829
2163 | 1155.458 | 160 | 1 | 995.458
2164 | 1155.458 | 160 | 1 | 995.458
2165 | 1115.728 | 160 | 1 | 955.728
2166 | 341.037 | 170 | 1 | 171.037
2167 | 688.829 | 180 | 1 | 508.829
2168 | 525.495 | 220 | 1 | 305.495
2169 | 688.829 | 380 | 1 | 308.829
2170 | 979.492 | 360 | 1 | 619.492
2171 | 525.495 | 350 | 1 | 175.495
2172 | 1210.165 | 340 | 1 | 870.165
2173 | 1115.728 | 380 | 1 | 735.728
2174 | 979.492 | 360 | 1 | 619.492
2175 | 851.72 | 330 | 1 | 521.72
2176 | 979.492 | 350 | 1 | 629.492
2177 | 851.72 | 380 | 1 | 471.72
2178 | 260.796 | 460 | 0 | 0
2179 | 260.796 | 520 | 0 | 0
2180 | 91.548 | 500 | 0 | 0
2181 | 0 | 480 | 0 | 0
2182 | 0 | 500 | 0 | 0
2183 | 0 | 520 | 0 | 0
2184 | 0 | 400 | 0 | 0
2185 | 0 | 220 | 0 | 0
2186 | 0 | 190 | 0 | 0
2187 | 28.658 | 160 | 0 | 0
2188 | 61.932 | 160 | 0 | 0
2189 | 61.932 | 160 | 0 | 0
2190 | 28.658 | 170 | 0 | 0
2191 | 144.247 | 180 | 0 | 0
2192 | 260.796 | 220 | 1 | 40.796
2193 | 144.247 | 380 | 0 | 0
2194 | 61.932 | 360 | 0 | 0
2195 | 61.932 | 350 | 0 | 0
2196 | 61.932 | 340 | 0 | 0
2197 | 144.247 | 380 | 0 | 0
2198 | 144.247 | 360 | 0 | 0
2199 | 201.563 | 330 | 0 | 0
2200 | 433.441 | 350 | 1 | 83.441
2201 | 433.441 | 380 | 1 | 53.441
2202 | 688.829 | 460 | 1 | 228.829
2203 | 851.72 | 520 | 1 | 331.72
2204 | 525.495 | 500 | 1 | 25.495
2205 | 144.247 | 480 | 0 | 0
2206 | 61.932 | 500 | 0 | 0
2207 | 28.658 | 520 | 0 | 0
2208 | 61.932 | 400 | 0 | 0
2209 | 0 | 220 | 0 | 0
2210 | 0 | 190 | 0 | 0
2211 | 0 | 160 | 0 | 0
2212 | 61.932 | 160 | 0 | 0
2213 | 0 | 160 | 0 | 0
2214 | 0 | 170 | 0 | 0
2215 | 28.658 | 180 | 0 | 0
2216 | 28.658 | 220 | 0 | 0
2217 | 28.658 | 380 | 0 | 0
2218 | 0 | 360 | 0 | 0
2219 | 144.247 | 350 | 0 | 0
2220 | 341.037 | 340 | 1 | 1.037
2221 | 688.829 | 380 | 1 | 308.829
2222 | 979.492 | 360 | 1 | 619.492
2223 | 851.72 | 330 | 1 | 521.72
2224 | 1155.458 | 350 | 1 | 805.458
2225 | 979.492 | 380 | 1 | 599.492
2226 | 979.492 | 460 | 1 | 519.492
2227 | 433.441 | 520 | 0 | 0
2228 | 433.441 | 500 | 0 | 0
2229 | 851.72 | 480 | 1 | 371.72
2230 | 688.829 | 500 | 1 | 188.829
2231 | 851.72 | 520 | 1 | 331.72
2232 | 979.492 | 400 | 1 | 579.492
2233 | 979.492 | 220 | 1 | 759.492
2234 | 851.72 | 190 | 1 | 661.72
2235 | 1303.375 | 160 | 1 | 1143.375
2236 | 1299.267 | 160 | 1 | 1139.267
2237 | 1300 | 160 | 1 | 1140
2238 | 1300 | 170 | 1 | 1130
2239 | 1210.165 | 180 | 1 | 1030.165
2240 | 851.72 | 220 | 1 | 631.72
2241 | 1303.375 | 380 | 1 | 923.375
2242 | 1300 | 360 | 1 | 940
2243 | 1155.458 | 350 | 1 | 805.458
2244 | 979.492 | 340 | 1 | 639.492
2245 | 1115.728 | 380 | 1 | 735.728
2246 | 1115.728 | 360 | 1 | 755.728
2247 | 979.492 | 330 | 1 | 649.492
2248 | 979.492 | 350 | 1 | 629.492
2249 | 1155.458 | 380 | 1 | 775.458
2250 | 1263.475 | 460 | 1 | 803.475
2251 | 1210.165 | 520 | 1 | 690.165
2252 | 1115.728 | 500 | 1 | 615.728
2253 | 433.441 | 480 | 0 | 0
2254 | 341.037 | 500 | 0 | 0
2255 | 525.495 | 520 | 1 | 5.495
2256 | 260.796 | 400 | 0 | 0
2257 | 260.796 | 220 | 1 | 40.796
2258 | 525.495 | 190 | 1 | 335.495
2259 | 201.563 | 160 | 1 | 41.563
2260 | 341.037 | 160 | 1 | 181.037
2261 | 260.796 | 160 | 1 | 100.796
2262 | 201.563 | 170 | 1 | 31.563
2263 | 260.796 | 180 | 1 | 80.796
2264 | 201.563 | 220 | 0 | 0
2265 | 979.492 | 380 | 1 | 599.492
2266 | 1155.458 | 360 | 1 | 795.458
2267 | 1155.458 | 350 | 1 | 805.458
2268 | 1279.682 | 340 | 1 | 939.682
2269 | 1303.375 | 380 | 1 | 923.375
2270 | 1299.267 | 360 | 1 | 939.267
2271 | 1303.375 | 330 | 1 | 973.375
2272 | 1300 | 350 | 1 | 950
2273 | 1279.682 | 380 | 1 | 899.682
2274 | 1279.682 | 460 | 1 | 819.682
2275 | 1155.458 | 520 | 1 | 635.458
2276 | 688.829 | 500 | 1 | 188.829
2277 | 341.037 | 480 | 0 | 0
2278 | 1155.458 | 500 | 1 | 655.458
2279 | 1155.458 | 520 | 1 | 635.458
2280 | 1210.165 | 400 | 1 | 810.165
2281 | 1263.475 | 220 | 1 | 1043.475
2282 | 1115.728 | 190 | 1 | 925.728
2283 | 979.492 | 160 | 1 | 819.492
2284 | 688.829 | 160 | 1 | 528.829
2285 | 525.495 | 160 | 1 | 365.495
2286 | 979.492 | 170 | 1 | 809.492
2287 | 851.72 | 180 | 1 | 671.72
2288 | 1155.458 | 220 | 1 | 935.458
2289 | 851.72 | 380 | 1 | 471.72
2290 | 1263.475 | 360 | 1 | 903.475
2291 | 1300 | 350 | 1 | 950
2292 | 1279.682 | 340 | 1 | 939.682
2293 | 1303.375 | 380 | 1 | 923.375
2294 | 1299.267 | 360 | 1 | 939.267
2295 | 1300 | 330 | 1 | 970
2296 | 1300 | 350 | 1 | 950
2297 | 1300 | 380 | 1 | 920
2298 | 1300 | 460 | 1 | 840
2299 | 979.492 | 520 | 1 | 459.492
2300 | 851.72 | 500 | 1 | 351.72
2301 | 688.829 | 480 | 1 | 208.829
2302 | 1155.458 | 500 | 1 | 655.458
2303 | 341.037 | 520 | 0 | 0
2304 | 525.495 | 400 | 1 | 125.495
2305 | 979.492 | 220 | 1 | 759.492
2306 | 1155.458 | 190 | 1 | 965.458
2307 | 688.829 | 160 | 1 | 528.829
2308 | 341.037 | 160 | 1 | 181.037
2309 | 0 | 160 | 0 | 0
2310 | 0 | 170 | 0 | 0
2311 | 91.548 | 180 | 0 | 0
2312 | 61.932 | 220 | 0 | 0
2313 | 28.658 | 380 | 0 | 0
2314 | 28.658 | 360 | 0 | 0
2315 | 260.796 | 350 | 0 | 0
2316 | 260.796 | 340 | 0 | 0
2317 | 433.441 | 380 | 1 | 53.441
2318 | 260.796 | 360 | 0 | 0
2319 | 201.563 | 330 | 0 | 0
2320 | 260.796 | 350 | 0 | 0
2321 | 201.563 | 380 | 0 | 0
2322 | 144.247 | 460 | 0 | 0
2323 | 341.037 | 520 | 0 | 0
2324 | 28.658 | 500 | 0 | 0
2325 | 0 | 480 | 0 | 0
2326 | 0 | 500 | 0 | 0
2327 | 0 | 520 | 0 | 0
2328 | 0 | 400 | 0 | 0
2329 | 0 | 220 | 0 | 0
2330 | 0 | 190 | 0 | 0
2331 | 0 | 160 | 0 | 0
2332 | 0 | 160 | 0 | 0
2333 | 0 | 160 | 0 | 0
2334 | 0 | 170 | 0 | 0
2335 | 0 | 180 | 0 | 0
2336 | 0 | 220 | 0 | 0
2337 | 28.658 | 380 | 0 | 0
2338 | 91.548 | 360 | 0 | 0
2339 | 61.932 | 350 | 0 | 0
2340 | 144.247 | 340 | 0 | 0
2341 | 61.932 | 380 | 0 | 0
2342 | 851.72 | 360 | 1 | 491.72
2343 | 688.829 | 330 | 1 | 358.829
2344 | 341.037 | 350 | 0 | 0
2345 | 260.796 | 380 | 0 | 0
2346 | 688.829 | 460 | 1 | 228.829
2347 | 979.492 | 520 | 1 | 459.492
2348 | 688.829 | 500 | 1 | 188.829
2349 | 144.247 | 480 | 0 | 0
2350 | 0 | 500 | 0 | 0
2351 | 0 | 520 | 0 | 0
2352 | 0 | 400 | 0 | 0
2353 | 28.658 | 220 | 0 | 0
2354 | 0 | 190 | 0 | 0
2355 | 0 | 160 | 0 | 0
2356 | 0 | 160 | 0 | 0
2357 | 28.658 | 160 | 0 | 0
2358 | 0 | 170 | 0 | 0
2359 | 0 | 180 | 0 | 0
2360 | 0 | 220 | 0 | 0
2361 | 0 | 380 | 0 | 0
2362 | 28.658 | 360 | 0 | 0
2363 | 0 | 350 | 0 | 0
2364 | 0 | 340 | 0 | 0
2365 | 0 | 380 | 0 | 0
2366 | 0 | 360 | 0 | 0
2367 | 61.932 | 330 | 0 | 0
2368 | 91.548 | 350 | 0 | 0
2369 | 61.932 | 380 | 0 | 0
2370 | 91.548 | 460 | 0 | 0
2371 | 0 | 520 | 0 | 0
2372 | 0 | 500 | 0 | 0
2373 | 0 | 480 | 0 | 0
2374 | 28.658 | 500 | 0 | 0
2375 | 0 | 520 | 0 | 0
2376 | 0 | 400 | 0 | 0
2377 | 0 | 220 | 0 | 0
2378 | 61.932 | 190 | 0 | 0
2379 | 0 | 160 | 0 | 0
2380 | 28.658 | 160 | 0 | 0
2381 | 0 | 160 | 0 | 0
2382 | 0 | 170 | 0 | 0
2383 | 0 | 180 | 0 | 0
2384 | 0 | 220 | 0 | 0
2385 | 0 | 380 | 0 | 0
2386 | 0 | 360 | 0 | 0
2387 | 0 | 350 | 0 | 0
2388 | 28.658 | 340 | 0 | 0
2389 | 61.932 | 380 | 0 | 0
2390 | 144.247 | 360 | 0 | 0
2391 | 144.247 | 330 | 0 | 0
2392 | 144.247 | 350 | 0 | 0
2393 | 201.563 | 380 | 0 | 0
2394 | 341.037 | 460 | 0 | 0
2395 | 260.796 | 520 | 0 | 0
2396 | 144.247 | 500 | 0 | 0
2397 | 91.548 | 480 | 0 | 0
2398 | 144.247 | 500 | 0 | 0
2399 | 144.247 | 520 | 0 | 0
2400 | 201.563 | 400 | 0 | 0
2401 | 201.563 | 220 | 0 | 0
2402 | 144.247 | 190 | 0 | 0
2403 | 28.658 | 160 | 0 | 0
2404 | 0 | 160 | 0 | 0
2405 | 0 | 160 | 0 | 0
2406 | 0 | 170 | 0 | 0
2407 | 0 | 180 | 0 | 0
2408 | 0 | 220 | 0 | 0
2409 | 28.658 | 380 | 0 | 0
2410 | 91.548 | 360 | 0 | 0
2411 | 201.563 | 350 | 0 | 0
2412 | 144.247 | 340 | 0 | 0
2413 | 28.658 | 380 | 0 | 0
2414 | 61.932 | 360 | 0 | 0
2415 | 91.548 | 330 | 0 | 0
2416 | 61.932 | 350 | 0 | 0
2417 | 0 | 380 | 0 | 0
2418 | 0 | 460 | 0 | 0
2419 | 0 | 520 | 0 | 0
2420 | 201.563 | 500 | 0 | 0
2421 | 260.796 | 480 | 0 | 0
2422 | 91.548 | 500 | 0 | 0
2423 | 28.658 | 520 | 0 | 0
2424 | 0 | 400 | 0 | 0
2425 | 61.932 | 220 | 0 | 0
2426 | 0 | 190 | 0 | 0
2427 | 91.548 | 160 | 0 | 0
2428 | 91.548 | 160 | 0 | 0
2429 | 0 | 160 | 0 | 0
2430 | 0 | 170 | 0 | 0
2431 | 0 | 180 | 0 | 0
2432 | 0 | 220 | 0 | 0
2433 | 61.932 | 380 | 0 | 0
2434 | 28.658 | 360 | 0 | 0
2435 | 0 | 350 | 0 | 0
2436 | 61.932 | 340 | 0 | 0
2437 | 61.932 | 380 | 0 | 0
2438 | 0 | 360 | 0 | 0
2439 | 0 | 330 | 0 | 0
2440 | 0 | 350 | 0 | 0
2441 | 0 | 380 | 0 | 0
2442 | 0 | 460 | 0 | 0
2443 | 260.796 | 520 | 0 | 0
2444 | 341.037 | 500 | 0 | 0
2445 | 144.247 | 480 | 0 | 0
2446 | 144.247 | 500 | 0 | 0
2447 | 61.932 | 520 | 0 | 0
2448 | 28.658 | 400 | 0 | 0
2449 | 0 | 220 | 0 | 0
2450 | 0 | 190 | 0 | 0
2451 | 0 | 160 | 0 | 0
2452 | 28.658 | 160 | 0 | 0
2453 | 61.932 | 160 | 0 | 0
2454 | 91.548 | 170 | 0 | 0
2455 | 61.932 | 180 | 0 | 0
2456 | 61.932 | 220 | 0 | 0
2457 | 260.796 | 380 | 0 | 0
2458 | 433.441 | 360 | 1 | 73.441
2459 | 525.495 | 350 | 1 | 175.495
2460 | 688.829 | 340 | 1 | 348.829
2461 | 525.495 | 380 | 1 | 145.495
2462 | 525.495 | 360 | 1 | 165.495
2463 | 525.495 | 330 | 1 | 195.495
2464 | 260.796 | 350 | 0 | 0
2465 | 341.037 | 380 | 0 | 0
2466 | 341.037 | 460 | 0 | 0
2467 | 260.796 | 520 | 0 | 0
2468 | 260.796 | 500 | 0 | 0
2469 | 61.932 | 480 | 0 | 0
2470 | 91.548 | 500 | 0 | 0
2471 | 61.932 | 520 | 0 | 0
2472 | 144.247 | 400 | 0 | 0
2473 | 144.247 | 220 | 0 | 0
2474 | 201.563 | 190 | 1 | 11.563
2475 | 201.563 | 160 | 1 | 41.563
2476 | 144.247 | 160 | 0 | 0
2477 | 61.932 | 160 | 0 | 0
2478 | 61.932 | 170 | 0 | 0
2479 | 0 | 180 | 0 | 0
2480 | 0 | 220 | 0 | 0
2481 | 28.658 | 380 | 0 | 0
2482 | 144.247 | 360 | 0 | 0
2483 | 341.037 | 350 | 0 | 0
2484 | 525.495 | 340 | 1 | 185.495
2485 | 433.441 | 380 | 1 | 53.441
2486 | 979.492 | 360 | 1 | 619.492
2487 | 979.492 | 330 | 1 | 649.492
2488 | 1115.728 | 350 | 1 | 765.728
2489 | 851.72 | 380 | 1 | 471.72
2490 | 341.037 | 460 | 0 | 0
2491 | 260.796 | 520 | 0 | 0
2492 | 144.247 | 500 | 0 | 0
2493 | 61.932 | 480 | 0 | 0
2494 | 61.932 | 500 | 0 | 0
2495 | 144.247 | 520 | 0 | 0
2496 | 260.796 | 400 | 0 | 0
2497 | 201.563 | 220 | 0 | 0
2498 | 91.548 | 190 | 0 | 0
2499 | 61.932 | 160 | 0 | 0
2500 | 28.658 | 160 | 0 | 0
2501 | 61.932 | 160 | 0 | 0
2502 | 28.658 | 170 | 0 | 0
2503 | 28.658 | 180 | 0 | 0
2504 | 91.548 | 220 | 0 | 0
2505 | 28.658 | 380 | 0 | 0
2506 | 91.548 | 360 | 0 | 0
2507 | 341.037 | 350 | 0 | 0
2508 | 525.495 | 340 | 1 | 185.495
2509 | 688.829 | 380 | 1 | 308.829
2510 | 851.72 | 360 | 1 | 491.72
2511 | 688.829 | 330 | 1 | 358.829
2512 | 851.72 | 350 | 1 | 501.72
2513 | 979.492 | 380 | 1 | 599.492
2514 | 688.829 | 460 | 1 | 228.829
2515 | 688.829 | 520 | 1 | 168.829
2516 | 433.441 | 500 | 0 | 0
2517 | 201.563 | 480 | 0 | 0
2518 | 144.247 | 500 | 0 | 0
2519 | 201.563 | 520 | 0 | 0
2520 | 260.796 | 400 | 0 | 0
2521 | 260.796 | 220 | 1 | 40.796
2522 | 260.796 | 190 | 1 | 70.796
2523 | 144.247 | 160 | 0 | 0
2524 | 201.563 | 160 | 1 | 41.563
2525 | 260.796 | 160 | 1 | 100.796
2526 | 28.658 | 170 | 0 | 0
2527 | 144.247 | 180 | 0 | 0
2528 | 201.563 | 220 | 0 | 0
2529 | 688.829 | 380 | 1 | 308.829
2530 | 260.796 | 360 | 0 | 0
2531 | 525.495 | 350 | 1 | 175.495
2532 | 1155.458 | 340 | 1 | 815.458
2533 | 979.492 | 380 | 1 | 599.492
2534 | 1115.728 | 360 | 1 | 755.728
2535 | 1115.728 | 330 | 1 | 785.728
2536 | 1279.682 | 350 | 1 | 929.682
2537 | 1115.728 | 380 | 1 | 735.728
2538 | 1155.458 | 460 | 1 | 695.458
2539 | 1155.458 | 520 | 1 | 635.458
2540 | 433.441 | 500 | 0 | 0
2541 | 341.037 | 480 | 0 | 0
2542 | 201.563 | 500 | 0 | 0
2543 | 91.548 | 520 | 0 | 0
2544 | 144.247 | 400 | 0 | 0
2545 | 144.247 | 220 | 0 | 0
2546 | 201.563 | 190 | 1 | 11.563
2547 | 260.796 | 160 | 1 | 100.796
2548 | 260.796 | 160 | 1 | 100.796
2549 | 91.548 | 160 | 0 | 0
2550 | 260.796 | 170 | 1 | 90.796
2551 | 61.932 | 180 | 0 | 0
2552 | 201.563 | 220 | 0 | 0
2553 | 144.247 | 380 | 0 | 0
2554 | 341.037 | 360 | 0 | 0
2555 | 525.495 | 350 | 1 | 175.495
2556 | 144.247 | 340 | 0 | 0
2557 | 201.563 | 380 | 0 | 0
2558 | 525.495 | 360 | 1 | 165.495
2559 | 341.037 | 330 | 1 | 11.037
2560 | 201.563 | 350 | 0 | 0
2561 | 688.829 | 380 | 1 | 308.829
2562 | 979.492 | 460 | 1 | 519.492
2563 | 1115.728 | 520 | 1 | 595.728
2564 | 1155.458 | 500 | 1 | 655.458
2565 | 525.495 | 480 | 1 | 45.495
2566 | 433.441 | 500 | 0 | 0
2567 | 260.796 | 520 | 0 | 0
2568 | 201.563 | 400 | 0 | 0
2569 | 144.247 | 220 | 0 | 0
2570 | 201.563 | 190 | 1 | 11.563
2571 | 201.563 | 160 | 1 | 41.563
2572 | 433.441 | 160 | 1 | 273.441
2573 | 144.247 | 160 | 0 | 0
2574 | 91.548 | 170 | 0 | 0
2575 | 144.247 | 180 | 0 | 0
2576 | 61.932 | 220 | 0 | 0
2577 | 341.037 | 380 | 0 | 0
2578 | 851.72 | 360 | 1 | 491.72
2579 | 1115.728 | 350 | 1 | 765.728
2580 | 851.72 | 340 | 1 | 511.72
2581 | 1155.458 | 380 | 1 | 775.458
2582 | 1155.458 | 360 | 1 | 795.458
2583 | 1263.475 | 330 | 1 | 933.475
2584 | 1210.165 | 350 | 1 | 860.165
2585 | 1210.165 | 380 | 1 | 830.165
2586 | 525.495 | 460 | 1 | 65.495
2587 | 260.796 | 520 | 0 | 0
2588 | 201.563 | 500 | 0 | 0
2589 | 61.932 | 480 | 0 | 0
2590 | 61.932 | 500 | 0 | 0
2591 | 144.247 | 520 | 0 | 0
2592 | 341.037 | 400 | 0 | 0
2593 | 525.495 | 220 | 1 | 305.495
2594 | 260.796 | 190 | 1 | 70.796
2595 | 433.441 | 160 | 1 | 273.441
2596 | 201.563 | 160 | 1 | 41.563
2597 | 0 | 160 | 0 | 0
2598 | 0 | 170 | 0 | 0
2599 | 61.932 | 180 | 0 | 0
2600 | 0 | 220 | 0 | 0
2601 | 61.932 | 380 | 0 | 0
2602 | 91.548 | 360 | 0 | 0
2603 | 201.563 | 350 | 0 | 0
2604 | 201.563 | 340 | 0 | 0
2605 | 260.796 | 380 | 0 | 0
2606 | 91.548 | 360 | 0 | 0
2607 | 341.037 | 330 | 1 | 11.037
2608 | 144.247 | 350 | 0 | 0
2609 | 201.563 | 380 | 0 | 0
2610 | 201.563 | 460 | 0 | 0
2611 | 91.548 | 520 | 0 | 0
2612 | 91.548 | 500 | 0 | 0
2613 | 433.441 | 480 | 0 | 0
2614 | 260.796 | 500 | 0 | 0
2615 | 341.037 | 520 | 0 | 0
2616 | 201.563 | 400 | 0 | 0
2617 | 201.563 | 220 | 0 | 0
2618 | 144.247 | 190 | 0 | 0
2619 | 61.932 | 160 | 0 | 0
2620 | 144.247 | 160 | 0 | 0
2621 | 91.548 | 160 | 0 | 0
2622 | 144.247 | 170 | 0 | 0
2623 | 91.548 | 180 | 0 | 0
2624 | 201.563 | 220 | 0 | 0
2625 | 144.247 | 380 | 0 | 0
2626 | 201.563 | 360 | 0 | 0
2627 | 144.247 | 350 | 0 | 0
2628 | 144.247 | 340 | 0 | 0
2629 | 260.796 | 380 | 0 | 0
2630 | 201.563 | 360 | 0 | 0
2631 | 144.247 | 330 | 0 | 0
2632 | 61.932 | 350 | 0 | 0
2633 | 28.658 | 380 | 0 | 0
2634 | 28.658 | 460 | 0 | 0
2635 | 61.932 | 520 | 0 | 0
2636 | 61.932 | 500 | 0 | 0
2637 | 28.658 | 480 | 0 | 0
2638 | 0 | 500 | 0 | 0
2639 | 91.548 | 520 | 0 | 0
2640 | 28.658 | 400 | 0 | 0
2641 | 0 | 220 | 0 | 0
2642 | 0 | 190 | 0 | 0
2643 | 0 | 160 | 0 | 0
2644 | 28.658 | 160 | 0 | 0
2645 | 0 | 160 | 0 | 0
2646 | 0 | 170 | 0 | 0
2647 | 28.658 | 180 | 0 | 0
2648 | 28.658 | 220 | 0 | 0
2649 | 201.563 | 380 | 0 | 0
2650 | 91.548 | 360 | 0 | 0
2651 | 433.441 | 350 | 1 | 83.441
2652 | 433.441 | 340 | 1 | 93.441
2653 | 979.492 | 380 | 1 | 599.492
2654 | 525.495 | 360 | 1 | 165.495
2655 | 688.829 | 330 | 1 | 358.829
2656 | 341.037 | 350 | 0 | 0
2657 | 341.037 | 380 | 0 | 0
2658 | 260.796 | 460 | 0 | 0
2659 | 260.796 | 520 | 0 | 0
2660 | 201.563 | 500 | 0 | 0
2661 | 201.563 | 480 | 0 | 0
2662 | 0 | 500 | 0 | 0
2663 | 28.658 | 520 | 0 | 0
2664 | 0 | 400 | 0 | 0
2665 | 144.247 | 220 | 0 | 0
2666 | 201.563 | 190 | 1 | 11.563
2667 | 201.563 | 160 | 1 | 41.563
2668 | 201.563 | 160 | 1 | 41.563
2669 | 260.796 | 160 | 1 | 100.796
2670 | 201.563 | 170 | 1 | 31.563
2671 | 201.563 | 180 | 1 | 21.563
2672 | 260.796 | 220 | 1 | 40.796
2673 | 341.037 | 380 | 0 | 0
2674 | 688.829 | 360 | 1 | 328.829
2675 | 979.492 | 350 | 1 | 629.492
2676 | 979.492 | 340 | 1 | 639.492
2677 | 1155.458 | 380 | 1 | 775.458
2678 | 688.829 | 360 | 1 | 328.829
2679 | 688.829 | 330 | 1 | 358.829
2680 | 433.441 | 350 | 1 | 83.441
2681 | 433.441 | 380 | 1 | 53.441
2682 | 979.492 | 460 | 1 | 519.492
2683 | 1115.728 | 520 | 1 | 595.728
2684 | 688.829 | 500 | 1 | 188.829
2685 | 525.495 | 480 | 1 | 45.495
2686 | 525.495 | 500 | 1 | 25.495
2687 | 525.495 | 520 | 1 | 5.495
2688 | 433.441 | 400 | 1 | 33.441
2689 | 688.829 | 220 | 1 | 468.829
2690 | 260.796 | 190 | 1 | 70.796
2691 | 28.658 | 160 | 0 | 0
2692 | 144.247 | 160 | 0 | 0
2693 | 201.563 | 160 | 1 | 41.563
2694 | 688.829 | 170 | 1 | 518.829
2695 | 688.829 | 180 | 1 | 508.829
2696 | 260.796 | 220 | 1 | 40.796
2697 | 1263.475 | 380 | 1 | 883.475
2698 | 1155.458 | 360 | 1 | 795.458
2699 | 1263.475 | 350 | 1 | 913.475
2700 | 1279.682 | 340 | 1 | 939.682
2701 | 1279.682 | 380 | 1 | 899.682
2702 | 1279.682 | 360 | 1 | 919.682
2703 | 1303.375 | 330 | 1 | 973.375
2704 | 1299.267 | 350 | 1 | 949.267
2705 | 1210.165 | 380 | 1 | 830.165
2706 | 1279.682 | 460 | 1 | 819.682
2707 | 1279.682 | 520 | 1 | 759.682
2708 | 1155.458 | 500 | 1 | 655.458
2709 | 1210.165 | 480 | 1 | 730.165
2710 | 979.492 | 500 | 1 | 479.492
2711 | 851.72 | 520 | 1 | 331.72
2712 | 341.037 | 400 | 0 | 0
2713 | 201.563 | 220 | 0 | 0
2714 | 201.563 | 190 | 1 | 11.563
2715 | 144.247 | 160 | 0 | 0
2716 | 28.658 | 160 | 0 | 0
2717 | 144.247 | 160 | 0 | 0
2718 | 341.037 | 170 | 1 | 171.037
2719 | 260.796 | 180 | 1 | 80.796
2720 | 688.829 | 220 | 1 | 468.829
2721 | 979.492 | 380 | 1 | 599.492
2722 | 525.495 | 360 | 1 | 165.495
2723 | 525.495 | 350 | 1 | 175.495
2724 | 688.829 | 340 | 1 | 348.829
2725 | 688.829 | 380 | 1 | 308.829
2726 | 433.441 | 360 | 1 | 73.441
2727 | 525.495 | 330 | 1 | 195.495
2728 | 525.495 | 350 | 1 | 175.495
2729 | 525.495 | 380 | 1 | 145.495
2730 | 433.441 | 460 | 0 | 0
2731 | 260.796 | 520 | 0 | 0
2732 | 260.796 | 500 | 0 | 0
2733 | 144.247 | 480 | 0 | 0
2734 | 61.932 | 500 | 0 | 0
2735 | 61.932 | 520 | 0 | 0
2736 | 0 | 400 | 0 | 0
2737 | 61.932 | 220 | 0 | 0
2738 | 144.247 | 190 | 0 | 0
2739 | 28.658 | 160 | 0 | 0
2740 | 28.658 | 160 | 0 | 0
2741 | 28.658 | 160 | 0 | 0
2742 | 28.658 | 170 | 0 | 0
2743 | 0 | 180 | 0 | 0
2744 | 0 | 220 | 0 | 0
2745 | 0 | 380 | 0 | 0
2746 | 0 | 360 | 0 | 0
2747 | 28.658 | 350 | 0 | 0
2748 | 61.932 | 340 | 0 | 0
2749 | 61.932 | 380 | 0 | 0
2750 | 61.932 | 360 | 0 | 0
2751 | 144.247 | 330 | 0 | 0
2752 | 144.247 | 350 | 0 | 0
2753 | 260.796 | 380 | 0 | 0
2754 | 433.441 | 460 | 0 | 0
2755 | 260.796 | 520 | 0 | 0
2756 | 201.563 | 500 | 0 | 0
2757 | 201.563 | 480 | 0 | 0
2758 | 61.932 | 500 | 0 | 0
2759 | 0 | 520 | 0 | 0
2760 | 0 | 400 | 0 | 0
2761 | 0 | 220 | 0 | 0
2762 | 0 | 190 | 0 | 0
2763 | 0 | 160 | 0 | 0
2764 | 91.548 | 160 | 0 | 0
2765 | 28.658 | 160 | 0 | 0
2766 | 0 | 170 | 0 | 0
2767 | 0 | 180 | 0 | 0
2768 | 0 | 220 | 0 | 0
2769 | 28.658 | 380 | 0 | 0
2770 | 28.658 | 360 | 0 | 0
2771 | 0 | 350 | 0 | 0
2772 | 0 | 340 | 0 | 0
2773 | 0 | 380 | 0 | 0
2774 | 0 | 360 | 0 | 0
2775 | 0 | 330 | 0 | 0
2776 | 0 | 350 | 0 | 0
2777 | 341.037 | 380 | 0 | 0
2778 | 688.829 | 460 | 1 | 228.829
2779 | 341.037 | 520 | 0 | 0
2780 | 144.247 | 500 | 0 | 0
2781 | 91.548 | 480 | 0 | 0
2782 | 61.932 | 500 | 0 | 0
2783 | 28.658 | 520 | 0 | 0
2784 | 61.932 | 400 | 0 | 0
2785 | 91.548 | 220 | 0 | 0
2786 | 61.932 | 190 | 0 | 0
2787 | 91.548 | 160 | 0 | 0
2788 | 260.796 | 160 | 1 | 100.796
2789 | 91.548 | 160 | 0 | 0
2790 | 0 | 170 | 0 | 0
2791 | 0 | 180 | 0 | 0
2792 | 0 | 220 | 0 | 0
2793 | 144.247 | 380 | 0 | 0
2794 | 61.932 | 360 | 0 | 0
2795 | 0 | 350 | 0 | 0
2796 | 0 | 340 | 0 | 0
2797 | 0 | 380 | 0 | 0
2798 | 61.932 | 360 | 0 | 0
2799 | 144.247 | 330 | 0 | 0
2800 | 260.796 | 350 | 0 | 0
2801 | 0 | 380 | 0 | 0
2802 | 201.563 | 460 | 0 | 0
2803 | 260.796 | 520 | 0 | 0
2804 | 144.247 | 500 | 0 | 0
2805 | 144.247 | 480 | 0 | 0
2806 | 144.247 | 500 | 0 | 0
2807 | 201.563 | 520 | 0 | 0
2808 | 61.932 | 400 | 0 | 0
2809 | 0 | 220 | 0 | 0
2810 | 28.658 | 190 | 0 | 0
2811 | 201.563 | 160 | 1 | 41.563
2812 | 341.037 | 160 | 1 | 181.037
2813 | 260.796 | 160 | 1 | 100.796
2814 | 91.548 | 170 | 0 | 0
2815 | 0 | 180 | 0 | 0
2816 | 61.932 | 220 | 0 | 0
2817 | 28.658 | 380 | 0 | 0
2818 | 0 | 360 | 0 | 0
2819 | 28.658 | 350 | 0 | 0
2820 | 0 | 340 | 0 | 0
2821 | 28.658 | 380 | 0 | 0
2822 | 61.932 | 360 | 0 | 0
2823 | 341.037 | 330 | 1 | 11.037
2824 | 433.441 | 350 | 1 | 83.441
2825 | 525.495 | 380 | 1 | 145.495
2826 | 433.441 | 460 | 0 | 0
2827 | 341.037 | 520 | 0 | 0
2828 | 260.796 | 500 | 0 | 0
2829 | 91.548 | 480 | 0 | 0
2830 | 28.658 | 500 | 0 | 0
2831 | 0 | 520 | 0 | 0
2832 | 0 | 400 | 0 | 0
2833 | 0 | 220 | 0 | 0
2834 | 0 | 190 | 0 | 0
2835 | 28.658 | 160 | 0 | 0
2836 | 0 | 160 | 0 | 0
2837 | 0 | 160 | 0 | 0
2838 | 0 | 170 | 0 | 0
2839 | 0 | 180 | 0 | 0
2840 | 0 | 220 | 0 | 0
2841 | 28.658 | 380 | 0 | 0
2842 | 144.247 | 360 | 0 | 0
2843 | 144.247 | 350 | 0 | 0
2844 | 144.247 | 340 | 0 | 0
2845 | 201.563 | 380 | 0 | 0
2846 | 341.037 | 360 | 0 | 0
2847 | 688.829 | 330 | 1 | 358.829
2848 | 688.829 | 350 | 1 | 338.829
2849 | 525.495 | 380 | 1 | 145.495
2850 | 433.441 | 460 | 0 | 0
2851 | 433.441 | 520 | 0 | 0
2852 | 201.563 | 500 | 0 | 0
2853 | 28.658 | 480 | 0 | 0
2854 | 0 | 500 | 0 | 0
2855 | 0 | 520 | 0 | 0
2856 | 0 | 400 | 0 | 0
2857 | 0 | 220 | 0 | 0
2858 | 0 | 190 | 0 | 0
2859 | 0 | 160 | 0 | 0
2860 | 0 | 160 | 0 | 0
2861 | 0 | 160 | 0 | 0
2862 | 28.658 | 170 | 0 | 0
2863 | 61.932 | 180 | 0 | 0
2864 | 201.563 | 220 | 0 | 0
2865 | 201.563 | 380 | 0 | 0
2866 | 61.932 | 360 | 0 | 0
2867 | 0 | 350 | 0 | 0
2868 | 0 | 340 | 0 | 0
2869 | 0 | 380 | 0 | 0
2870 | 0 | 360 | 0 | 0
2871 | 0 | 330 | 0 | 0
2872 | 0 | 350 | 0 | 0
2873 | 0 | 380 | 0 | 0
2874 | 0 | 460 | 0 | 0
2875 | 0 | 520 | 0 | 0
2876 | 0 | 500 | 0 | 0
2877 | 0 | 480 | 0 | 0
2878 | 0 | 500 | 0 | 0
2879 | 0 | 520 | 0 | 0
2880 | 0 | 400 | 0 | 0
2881 | 0 | 220 | 0 | 0
2882 | 28.658 | 190 | 0 | 0
2883 | 91.548 | 160 | 0 | 0
2884 | 260.796 | 160 | 1 | 100.796
2885 | 433.441 | 160 | 1 | 273.441
2886 | 525.495 | 170 | 1 | 355.495
2887 | 525.495 | 180 | 1 | 345.495
2888 | 1115.728 | 220 | 1 | 895.728
2889 | 1263.475 | 380 | 1 | 883.475
2890 | 1279.682 | 360 | 1 | 919.682
2891 | 1299.267 | 350 | 1 | 949.267
2892 | 1303.375 | 340 | 1 | 963.375
2893 | 1279.682 | 380 | 1 | 899.682
2894 | 1263.475 | 360 | 1 | 903.475
2895 | 1210.165 | 330 | 1 | 880.165
2896 | 1155.458 | 350 | 1 | 805.458
2897 | 1115.728 | 380 | 1 | 735.728
2898 | 1115.728 | 460 | 1 | 655.728
2899 | 433.441 | 520 | 0 | 0
2900 | 341.037 | 500 | 0 | 0
2901 | 28.658 | 480 | 0 | 0
2902 | 0 | 500 | 0 | 0
2903 | 0 | 520 | 0 | 0
2904 | 0 | 400 | 0 | 0
2905 | 0 | 220 | 0 | 0
2906 | 0 | 190 | 0 | 0
2907 | 0 | 160 | 0 | 0
2908 | 0 | 160 | 0 | 0
2909 | 0 | 160 | 0 | 0
2910 | 0 | 170 | 0 | 0
2911 | 0 | 180 | 0 | 0
2912 | 0 | 220 | 0 | 0
2913 | 0 | 380 | 0 | 0
2914 | 0 | 360 | 0 | 0
2915 | 0 | 350 | 0 | 0
2916 | 61.932 | 340 | 0 | 0
2917 | 144.247 | 380 | 0 | 0
2918 | 91.548 | 360 | 0 | 0
2919 | 144.247 | 330 | 0 | 0
2920 | 201.563 | 350 | 0 | 0
2921 | 144.247 | 380 | 0 | 0
2922 | 61.932 | 460 | 0 | 0
2923 | 0 | 520 | 0 | 0
2924 | 0 | 500 | 0 | 0
2925 | 0 | 480 | 0 | 0
2926 | 0 | 500 | 0 | 0
2927 | 0 | 520 | 0 | 0
2928 | 28.658 | 400 | 0 | 0
2929 | 0 | 220 | 0 | 0
2930 | 28.658 | 190 | 0 | 0
2931 | 61.932 | 160 | 0 | 0
2932 | 91.548 | 160 | 0 | 0
2933 | 91.548 | 160 | 0 | 0
2934 | 61.932 | 170 | 0 | 0
2935 | 144.247 | 180 | 0 | 0
2936 | 201.563 | 220 | 0 | 0
2937 | 341.037 | 380 | 0 | 0
2938 | 525.495 | 360 | 1 | 165.495
2939 | 979.492 | 350 | 1 | 629.492
2940 | 688.829 | 340 | 1 | 348.829
2941 | 851.72 | 380 | 1 | 471.72
2942 | 1155.458 | 360 | 1 | 795.458
2943 | 1115.728 | 330 | 1 | 785.728
2944 | 851.72 | 350 | 1 | 501.72
2945 | 851.72 | 380 | 1 | 471.72
2946 | 1115.728 | 460 | 1 | 655.728
2947 | 1115.728 | 520 | 1 | 595.728
2948 | 851.72 | 500 | 1 | 351.72
2949 | 688.829 | 480 | 1 | 208.829
2950 | 851.72 | 500 | 1 | 351.72
2951 | 525.495 | 520 | 1 | 5.495
2952 | 433.441 | 400 | 1 | 33.441
2953 | 525.495 | 220 | 1 | 305.495
2954 | 851.72 | 190 | 1 | 661.72
2955 | 341.037 | 160 | 1 | 181.037
2956 | 433.441 | 160 | 1 | 273.441
2957 | 341.037 | 160 | 1 | 181.037
2958 | 525.495 | 170 | 1 | 355.495
2959 | 525.495 | 180 | 1 | 345.495
2960 | 433.441 | 220 | 1 | 213.441
2961 | 341.037 | 380 | 0 | 0
2962 | 341.037 | 360 | 0 | 0
2963 | 201.563 | 350 | 0 | 0
2964 | 260.796 | 340 | 0 | 0
2965 | 260.796 | 380 | 0 | 0
2966 | 91.548 | 360 | 0 | 0
2967 | 61.932 | 330 | 0 | 0
2968 | 61.932 | 350 | 0 | 0
2969 | 0 | 380 | 0 | 0
2970 | 0 | 460 | 0 | 0
2971 | 0 | 520 | 0 | 0
2972 | 0 | 500 | 0 | 0
2973 | 0 | 480 | 0 | 0
2974 | 0 | 500 | 0 | 0
2975 | 0 | 520 | 0 | 0
2976 | 28.658 | 400 | 0 | 0
2977 | 91.548 | 220 | 0 | 0
2978 | 91.548 | 190 | 0 | 0
2979 | 144.247 | 160 | 0 | 0
2980 | 144.247 | 160 | 0 | 0
2981 | 201.563 | 160 | 1 | 41.563
2982 | 144.247 | 170 | 0 | 0
2983 | 0 | 180 | 0 | 0
2984 | 0 | 220 | 0 | 0
2985 | 61.932 | 380 | 0 | 0
2986 | 201.563 | 360 | 0 | 0
2987 | 260.796 | 350 | 0 | 0
2988 | 341.037 | 340 | 1 | 1.037
2989 | 341.037 | 380 | 0 | 0
2990 | 341.037 | 360 | 0 | 0
2991 | 525.495 | 330 | 1 | 195.495
2992 | 525.495 | 350 | 1 | 175.495
2993 | 688.829 | 380 | 1 | 308.829
2994 | 525.495 | 460 | 1 | 65.495
2995 | 341.037 | 520 | 0 | 0
2996 | 260.796 | 500 | 0 | 0
2997 | 201.563 | 480 | 0 | 0
2998 | 144.247 | 500 | 0 | 0
2999 | 260.796 | 520 | 0 | 0
3000 | 433.441 | 400 | 1 | 33.441
3001 | 525.495 | 220 | 1 | 305.495
3002 | 1115.728 | 190 | 1 | 925.728
3003 | 91.548 | 160 | 0 | 0
3004 | 28.658 | 160 | 0 | 0
3005 | 28.658 | 160 | 0 | 0
3006 | 0 | 170 | 0 | 0
3007 | 0 | 180 | 0 | 0
3008 | 0 | 220 | 0 | 0
3009 | 0 | 380 | 0 | 0
3010 | 28.658 | 360 | 0 | 0
3011 | 144.247 | 350 | 0 | 0
3012 | 260.796 | 340 | 0 | 0
3013 | 433.441 | 380 | 1 | 53.441
3014 | 260.796 | 360 | 0 | 0
3015 | 260.796 | 330 | 0 | 0
3016 | 433.441 | 350 | 1 | 83.441
3017 | 260.796 | 380 | 0 | 0
3018 | 525.495 | 460 | 1 | 65.495
3019 | 260.796 | 520 | 0 | 0
3020 | 91.548 | 500 | 0 | 0
3021 | 61.932 | 480 | 0 | 0
3022 | 28.658 | 500 | 0 | 0
3023 | 28.658 | 520 | 0 | 0
3024 | 0 | 400 | 0 | 0
3025 | 0 | 220 | 0 | 0
3026 | 0 | 190 | 0 | 0
3027 | 0 | 160 | 0 | 0
3028 | 0 | 160 | 0 | 0
3029 | 0 | 160 | 0 | 0
3030 | 0 | 170 | 0 | 0
3031 | 28.658 | 180 | 0 | 0
3032 | 91.548 | 220 | 0 | 0
3033 | 201.563 | 380 | 0 | 0
3034 | 144.247 | 360 | 0 | 0
3035 | 0 | 350 | 0 | 0
3036 | 0 | 340 | 0 | 0
3037 | 0 | 380 | 0 | 0
3038 | 61.932 | 360 | 0 | 0
3039 | 0 | 330 | 0 | 0
3040 | 433.441 | 350 | 1 | 83.441
3041 | 433.441 | 380 | 1 | 53.441
3042 | 525.495 | 460 | 1 | 65.495
3043 | 688.829 | 520 | 1 | 168.829
3044 | 688.829 | 500 | 1 | 188.829
3045 | 851.72 | 480 | 1 | 371.72
3046 | 688.829 | 500 | 1 | 188.829
3047 | 433.441 | 520 | 0 | 0
3048 | 688.829 | 400 | 1 | 288.829
3049 | 525.495 | 220 | 1 | 305.495
3050 | 341.037 | 190 | 1 | 151.037
3051 | 144.247 | 160 | 0 | 0
3052 | 433.441 | 160 | 1 | 273.441
3053 | 144.247 | 160 | 0 | 0
3054 | 61.932 | 170 | 0 | 0
3055 | 61.932 | 180 | 0 | 0
3056 | 144.247 | 220 | 0 | 0
3057 | 61.932 | 380 | 0 | 0
3058 | 201.563 | 360 | 0 | 0
3059 | 260.796 | 350 | 0 | 0
3060 | 144.247 | 340 | 0 | 0
3061 | 260.796 | 380 | 0 | 0
3062 | 433.441 | 360 | 1 | 73.441
3063 | 260.796 | 330 | 0 | 0
3064 | 688.829 | 350 | 1 | 338.829
3065 | 688.829 | 380 | 1 | 308.829
3066 | 979.492 | 460 | 1 | 519.492
3067 | 433.441 | 520 | 0 | 0
3068 | 260.796 | 500 | 0 | 0
3069 | 144.247 | 480 | 0 | 0
3070 | 201.563 | 500 | 0 | 0
3071 | 341.037 | 520 | 0 | 0
3072 | 341.037 | 400 | 0 | 0
3073 | 201.563 | 220 | 0 | 0
3074 | 28.658 | 190 | 0 | 0
3075 | 260.796 | 160 | 1 | 100.796
3076 | 433.441 | 160 | 1 | 273.441
3077 | 341.037 | 160 | 1 | 181.037
3078 | 433.441 | 170 | 1 | 263.441
3079 | 433.441 | 180 | 1 | 253.441
3080 | 433.441 | 220 | 1 | 213.441
3081 | 688.829 | 380 | 1 | 308.829
3082 | 433.441 | 360 | 1 | 73.441
3083 | 688.829 | 350 | 1 | 338.829
3084 | 525.495 | 340 | 1 | 185.495
3085 | 341.037 | 380 | 0 | 0
3086 | 260.796 | 360 | 0 | 0
3087 | 341.037 | 330 | 1 | 11.037
3088 | 260.796 | 350 | 0 | 0
3089 | 341.037 | 380 | 0 | 0
3090 | 433.441 | 460 | 0 | 0
3091 | 979.492 | 520 | 1 | 459.492
3092 | 1155.458 | 500 | 1 | 655.458
3093 | 979.492 | 480 | 1 | 499.492
3094 | 851.72 | 500 | 1 | 351.72
3095 | 201.563 | 520 | 0 | 0
3096 | 201.563 | 400 | 0 | 0
3097 | 260.796 | 220 | 1 | 40.796
3098 | 688.829 | 190 | 1 | 498.829
3099 | 433.441 | 160 | 1 | 273.441
3100 | 525.495 | 160 | 1 | 365.495
3101 | 341.037 | 160 | 1 | 181.037
3102 | 688.829 | 170 | 1 | 518.829
3103 | 61.932 | 180 | 0 | 0
3104 | 260.796 | 220 | 1 | 40.796
3105 | 433.441 | 380 | 1 | 53.441
3106 | 1115.728 | 360 | 1 | 755.728
3107 | 1210.165 | 350 | 1 | 860.165
3108 | 1155.458 | 340 | 1 | 815.458
3109 | 1210.165 | 380 | 1 | 830.165
3110 | 1210.165 | 360 | 1 | 850.165
3111 | 979.492 | 330 | 1 | 649.492
3112 | 1210.165 | 350 | 1 | 860.165
3113 | 1263.475 | 380 | 1 | 883.475
3114 | 1155.458 | 460 | 1 | 695.458
3115 | 1210.165 | 520 | 1 | 690.165
3116 | 1210.165 | 500 | 1 | 710.165
3117 | 1210.165 | 480 | 1 | 730.165
3118 | 979.492 | 500 | 1 | 479.492
3119 | 61.932 | 520 | 0 | 0
3120 | 201.563 | 400 | 0 | 0
3121 | 91.548 | 220 | 0 | 0
3122 | 260.796 | 190 | 1 | 70.796
3123 | 61.932 | 160 | 0 | 0
3124 | 260.796 | 160 | 1 | 100.796
3125 | 201.563 | 160 | 1 | 41.563
3126 | 201.563 | 170 | 1 | 31.563
3127 | 91.548 | 180 | 0 | 0
3128 | 28.658 | 220 | 0 | 0
3129 | 341.037 | 380 | 0 | 0
3130 | 433.441 | 360 | 1 | 73.441
3131 | 341.037 | 350 | 0 | 0
3132 | 260.796 | 340 | 0 | 0
3133 | 341.037 | 380 | 0 | 0
3134 | 688.829 | 360 | 1 | 328.829
3135 | 260.796 | 330 | 0 | 0
3136 | 688.829 | 350 | 1 | 338.829
3137 | 979.492 | 380 | 1 | 599.492
3138 | 1115.728 | 460 | 1 | 655.728
3139 | 1115.728 | 520 | 1 | 595.728
3140 | 851.72 | 500 | 1 | 351.72
3141 | 525.495 | 480 | 1 | 45.495
3142 | 851.72 | 500 | 1 | 351.72
3143 | 851.72 | 520 | 1 | 331.72
3144 | 851.72 | 400 | 1 | 451.72
3145 | 979.492 | 220 | 1 | 759.492
3146 | 688.829 | 190 | 1 | 498.829
3147 | 433.441 | 160 | 1 | 273.441
3148 | 201.563 | 160 | 1 | 41.563
3149 | 341.037 | 160 | 1 | 181.037
3150 | 525.495 | 170 | 1 | 355.495
3151 | 433.441 | 180 | 1 | 253.441
3152 | 525.495 | 220 | 1 | 305.495
3153 | 433.441 | 380 | 1 | 53.441
3154 | 260.796 | 360 | 0 | 0
3155 | 201.563 | 350 | 0 | 0
3156 | 525.495 | 340 | 1 | 185.495
3157 | 851.72 | 380 | 1 | 471.72
3158 | 1155.458 | 360 | 1 | 795.458
3159 | 1279.682 | 330 | 1 | 949.682
3160 | 1300 | 350 | 1 | 950
3161 | 1300 | 380 | 1 | 920
3162 | 1300 | 460 | 1 | 840
3163 | 1300 | 520 | 1 | 780
3164 | 1299.267 | 500 | 1 | 799.267
3165 | 1263.475 | 480 | 1 | 783.475
3166 | 1263.475 | 500 | 1 | 763.475
3167 | 1210.165 | 520 | 1 | 690.165
3168 | 1279.682 | 400 | 1 | 879.682
3169 | 1303.375 | 220 | 1 | 1083.375
3170 | 1263.475 | 190 | 1 | 1073.475
3171 | 1155.458 | 160 | 1 | 995.458
3172 | 851.72 | 160 | 1 | 691.72
3173 | 979.492 | 160 | 1 | 819.492
3174 | 979.492 | 170 | 1 | 809.492
3175 | 851.72 | 180 | 1 | 671.72
3176 | 688.829 | 220 | 1 | 468.829
3177 | 525.495 | 380 | 1 | 145.495
3178 | 979.492 | 360 | 1 | 619.492
3179 | 1155.458 | 350 | 1 | 805.458
3180 | 1210.165 | 340 | 1 | 870.165
3181 | 1155.458 | 380 | 1 | 775.458
3182 | 979.492 | 360 | 1 | 619.492
3183 | 979.492 | 330 | 1 | 649.492
3184 | 979.492 | 350 | 1 | 629.492
3185 | 979.492 | 380 | 1 | 599.492
3186 | 851.72 | 460 | 1 | 391.72
3187 | 851.72 | 520 | 1 | 331.72
3188 | 688.829 | 500 | 1 | 188.829
3189 | 201.563 | 480 | 0 | 0
3190 | 91.548 | 500 | 0 | 0
3191 | 28.658 | 520 | 0 | 0
3192 | 61.932 | 400 | 0 | 0
3193 | 61.932 | 220 | 0 | 0
3194 | 28.658 | 190 | 0 | 0
3195 | 0 | 160 | 0 | 0
3196 | 0 | 160 | 0 | 0
3197 | 0 | 160 | 0 | 0
3198 | 0 | 170 | 0 | 0
3199 | 0 | 180 | 0 | 0
3200 | 0 | 220 | 0 | 0
3201 | 28.658 | 380 | 0 | 0
3202 | 144.247 | 360 | 0 | 0
3203 | 260.796 | 350 | 0 | 0
3204 | 91.548 | 340 | 0 | 0
3205 | 260.796 | 380 | 0 | 0
3206 | 201.563 | 360 | 0 | 0
3207 | 201.563 | 330 | 0 | 0
3208 | 688.829 | 350 | 1 | 338.829
3209 | 525.495 | 380 | 1 | 145.495
3210 | 688.829 | 460 | 1 | 228.829
3211 | 688.829 | 520 | 1 | 168.829
3212 | 525.495 | 500 | 1 | 25.495
3213 | 433.441 | 480 | 0 | 0
3214 | 201.563 | 500 | 0 | 0
3215 | 0 | 520 | 0 | 0
3216 | 0 | 400 | 0 | 0
3217 | 28.658 | 220 | 0 | 0
3218 | 28.658 | 190 | 0 | 0
3219 | 28.658 | 160 | 0 | 0
3220 | 28.658 | 160 | 0 | 0
3221 | 0 | 160 | 0 | 0
3222 | 0 | 170 | 0 | 0
3223 | 0 | 180 | 0 | 0
3224 | 0 | 220 | 0 | 0
3225 | 0 | 380 | 0 | 0
3226 | 0 | 360 | 0 | 0
3227 | 0 | 350 | 0 | 0
3228 | 0 | 340 | 0 | 0
3229 | 0 | 380 | 0 | 0
3230 | 0 | 360 | 0 | 0
3231 | 61.932 | 330 | 0 | 0
3232 | 91.548 | 350 | 0 | 0
3233 | 0 | 380 | 0 | 0
3234 | 0 | 460 | 0 | 0
3235 | 0 | 520 | 0 | 0
3236 | 0 | 500 | 0 | 0
3237 | 0 | 480 | 0 | 0
3238 | 0 | 500 | 0 | 0
3239 | 0 | 520 | 0 | 0
3240 | 0 | 400 | 0 | 0
3241 | 0 | 220 | 0 | 0
3242 | 0 | 190 | 0 | 0
3243 | 0 | 160 | 0 | 0
3244 | 0 | 160 | 0 | 0
3245 | 0 | 160 | 0 | 0
3246 | 0 | 170 | 0 | 0
3247 | 0 | 180 | 0 | 0
3248 | 0 | 220 | 0 | 0
3249 | 0 | 380 | 0 | 0
3250 | 0 | 360 | 0 | 0
3251 | 0 | 350 | 0 | 0
3252 | 0 | 340 | 0 | 0
3253 | 144.247 | 380 | 0 | 0
3254 | 201.563 | 360 | 0 | 0
3255 | 260.796 | 330 | 0 | 0
3256 | 260.796 | 350 | 0 | 0
3257 | 260.796 | 380 | 0 | 0
3258 | 260.796 | 460 | 0 | 0
3259 | 341.037 | 520 | 0 | 0
3260 | 260.796 | 500 | 0 | 0
3261 | 433.441 | 480 | 0 | 0
3262 | 341.037 | 500 | 0 | 0
3263 | 341.037 | 520 | 0 | 0
3264 | 433.441 | 400 | 1 | 33.441
3265 | 688.829 | 220 | 1 | 468.829
3266 | 525.495 | 190 | 1 | 335.495
3267 | 341.037 | 160 | 1 | 181.037
3268 | 341.037 | 160 | 1 | 181.037
3269 | 260.796 | 160 | 1 | 100.796
3270 | 201.563 | 170 | 1 | 31.563
3271 | 260.796 | 180 | 1 | 80.796
3272 | 433.441 | 220 | 1 | 213.441
3273 | 688.829 | 380 | 1 | 308.829
3274 | 525.495 | 360 | 1 | 165.495
3275 | 1115.728 | 350 | 1 | 765.728
3276 | 1155.458 | 340 | 1 | 815.458
3277 | 1279.682 | 380 | 1 | 899.682
3278 | 1115.728 | 360 | 1 | 755.728
3279 | 1263.475 | 330 | 1 | 933.475
3280 | 1279.682 | 350 | 1 | 929.682
3281 | 1263.475 | 380 | 1 | 883.475
3282 | 1210.165 | 460 | 1 | 750.165
3283 | 1210.165 | 520 | 1 | 690.165
3284 | 851.72 | 500 | 1 | 351.72
3285 | 688.829 | 480 | 1 | 208.829
3286 | 688.829 | 500 | 1 | 188.829
3287 | 433.441 | 520 | 0 | 0
3288 | 851.72 | 400 | 1 | 451.72
3289 | 341.037 | 220 | 1 | 121.037
3290 | 433.441 | 190 | 1 | 243.441
3291 | 61.932 | 160 | 0 | 0
3292 | 201.563 | 160 | 1 | 41.563
3293 | 201.563 | 160 | 1 | 41.563
3294 | 851.72 | 170 | 1 | 681.72
3295 | 525.495 | 180 | 1 | 345.495
3296 | 341.037 | 220 | 1 | 121.037
3297 | 341.037 | 380 | 0 | 0
3298 | 91.548 | 360 | 0 | 0
3299 | 144.247 | 350 | 0 | 0
3300 | 201.563 | 340 | 0 | 0
3301 | 201.563 | 380 | 0 | 0
3302 | 433.441 | 360 | 1 | 73.441
3303 | 341.037 | 330 | 1 | 11.037
3304 | 433.441 | 350 | 1 | 83.441
3305 | 851.72 | 380 | 1 | 471.72
3306 | 525.495 | 460 | 1 | 65.495
3307 | 851.72 | 520 | 1 | 331.72
3308 | 688.829 | 500 | 1 | 188.829
3309 | 979.492 | 480 | 1 | 499.492
3310 | 851.72 | 500 | 1 | 351.72
3311 | 851.72 | 520 | 1 | 331.72
3312 | 979.492 | 400 | 1 | 579.492
3313 | 341.037 | 220 | 1 | 121.037
3314 | 433.441 | 190 | 1 | 243.441
3315 | 260.796 | 160 | 1 | 100.796
3316 | 341.037 | 160 | 1 | 181.037
3317 | 201.563 | 160 | 1 | 41.563
3318 | 260.796 | 170 | 1 | 90.796
3319 | 341.037 | 180 | 1 | 161.037
3320 | 525.495 | 220 | 1 | 305.495
3321 | 851.72 | 380 | 1 | 471.72
3322 | 688.829 | 360 | 1 | 328.829
3323 | 851.72 | 350 | 1 | 501.72
3324 | 1115.728 | 340 | 1 | 775.728
3325 | 979.492 | 380 | 1 | 599.492
3326 | 979.492 | 360 | 1 | 619.492
3327 | 979.492 | 330 | 1 | 649.492
3328 | 1155.458 | 350 | 1 | 805.458
3329 | 1210.165 | 380 | 1 | 830.165
3330 | 1303.375 | 460 | 1 | 843.375
3331 | 1155.458 | 520 | 1 | 635.458
3332 | 1115.728 | 500 | 1 | 615.728
3333 | 1155.458 | 480 | 1 | 675.458
3334 | 979.492 | 500 | 1 | 479.492
3335 | 1115.728 | 520 | 1 | 595.728
3336 | 979.492 | 400 | 1 | 579.492
3337 | 1155.458 | 220 | 1 | 935.458
3338 | 1115.728 | 190 | 1 | 925.728
3339 | 1155.458 | 160 | 1 | 995.458
3340 | 1210.165 | 160 | 1 | 1050.165
3341 | 1263.475 | 160 | 1 | 1103.475
3342 | 1263.475 | 170 | 1 | 1093.475
3343 | 1263.475 | 180 | 1 | 1083.475
3344 | 1210.165 | 220 | 1 | 990.165
3345 | 1279.682 | 380 | 1 | 899.682
3346 | 1263.475 | 360 | 1 | 903.475
3347 | 1303.375 | 350 | 1 | 953.375
3348 | 1279.682 | 340 | 1 | 939.682
3349 | 1155.458 | 380 | 1 | 775.458
3350 | 851.72 | 360 | 1 | 491.72
3351 | 688.829 | 330 | 1 | 358.829
3352 | 688.829 | 350 | 1 | 338.829
3353 | 688.829 | 380 | 1 | 308.829
3354 | 979.492 | 460 | 1 | 519.492
3355 | 851.72 | 520 | 1 | 331.72
3356 | 688.829 | 500 | 1 | 188.829
3357 | 525.495 | 480 | 1 | 45.495
3358 | 688.829 | 500 | 1 | 188.829
3359 | 688.829 | 520 | 1 | 168.829
3360 | 525.495 | 400 | 1 | 125.495
3361 | 433.441 | 220 | 1 | 213.441
3362 | 688.829 | 190 | 1 | 498.829
3363 | 433.441 | 160 | 1 | 273.441
3364 | 260.796 | 160 | 1 | 100.796
3365 | 341.037 | 160 | 1 | 181.037
3366 | 341.037 | 170 | 1 | 171.037
3367 | 341.037 | 180 | 1 | 161.037
3368 | 433.441 | 220 | 1 | 213.441
3369 | 433.441 | 380 | 1 | 53.441
3370 | 260.796 | 360 | 0 | 0
3371 | 341.037 | 350 | 0 | 0
3372 | 260.796 | 340 | 0 | 0
3373 | 260.796 | 380 | 0 | 0
3374 | 433.441 | 360 | 1 | 73.441
3375 | 433.441 | 330 | 1 | 103.441
3376 | 341.037 | 350 | 0 | 0
3377 | 341.037 | 380 | 0 | 0
3378 | 201.563 | 460 | 0 | 0
3379 | 260.796 | 520 | 0 | 0
3380 | 201.563 | 500 | 0 | 0
3381 | 260.796 | 480 | 0 | 0
3382 | 201.563 | 500 | 0 | 0
3383 | 61.932 | 520 | 0 | 0
3384 | 91.548 | 400 | 0 | 0
3385 | 144.247 | 220 | 0 | 0
3386 | 144.247 | 190 | 0 | 0
3387 | 61.932 | 160 | 0 | 0
3388 | 61.932 | 160 | 0 | 0
3389 | 61.932 | 160 | 0 | 0
3390 | 61.932 | 170 | 0 | 0
3391 | 28.658 | 180 | 0 | 0
3392 | 28.658 | 220 | 0 | 0
3393 | 28.658 | 380 | 0 | 0
3394 | 61.932 | 360 | 0 | 0
3395 | 91.548 | 350 | 0 | 0
3396 | 61.932 | 340 | 0 | 0
3397 | 61.932 | 380 | 0 | 0
3398 | 28.658 | 360 | 0 | 0
3399 | 28.658 | 330 | 0 | 0
3400 | 0 | 350 | 0 | 0
3401 | 0 | 380 | 0 | 0
3402 | 0 | 460 | 0 | 0
3403 | 28.658 | 520 | 0 | 0
3404 | 0 | 500 | 0 | 0
3405 | 28.658 | 480 | 0 | 0
3406 | 28.658 | 500 | 0 | 0
3407 | 61.932 | 520 | 0 | 0
3408 | 61.932 | 400 | 0 | 0
3409 | 91.548 | 220 | 0 | 0
3410 | 91.548 | 190 | 0 | 0
3411 | 144.247 | 160 | 0 | 0
3412 | 28.658 | 160 | 0 | 0
3413 | 28.658 | 160 | 0 | 0
3414 | 61.932 | 170 | 0 | 0
3415 | 61.932 | 180 | 0 | 0
3416 | 91.548 | 220 | 0 | 0
3417 | 144.247 | 380 | 0 | 0
3418 | 144.247 | 360 | 0 | 0
3419 | 144.247 | 350 | 0 | 0
3420 | 144.247 | 340 | 0 | 0
3421 | 144.247 | 380 | 0 | 0
3422 | 144.247 | 360 | 0 | 0
3423 | 144.247 | 330 | 0 | 0
3424 | 144.247 | 350 | 0 | 0
3425 | 144.247 | 380 | 0 | 0
3426 | 144.247 | 460 | 0 | 0
3427 | 144.247 | 520 | 0 | 0
3428 | 61.932 | 500 | 0 | 0
3429 | 28.658 | 480 | 0 | 0
3430 | 28.658 | 500 | 0 | 0
3431 | 28.658 | 520 | 0 | 0
3432 | 0 | 400 | 0 | 0
3433 | 0 | 220 | 0 | 0
3434 | 0 | 190 | 0 | 0
3435 | 0 | 160 | 0 | 0
3436 | 0 | 160 | 0 | 0
3437 | 0 | 160 | 0 | 0
3438 | 0 | 170 | 0 | 0
3439 | 0 | 180 | 0 | 0
3440 | 0 | 220 | 0 | 0
3441 | 0 | 380 | 0 | 0
3442 | 0 | 360 | 0 | 0
3443 | 0 | 350 | 0 | 0
3444 | 144.247 | 340 | 0 | 0
3445 | 201.563 | 380 | 0 | 0
3446 | 260.796 | 360 | 0 | 0
3447 | 201.563 | 330 | 0 | 0
3448 | 144.247 | 350 | 0 | 0
3449 | 0 | 380 | 0 | 0
3450 | 0 | 460 | 0 | 0
3451 | 0 | 520 | 0 | 0
3452 | 144.247 | 500 | 0 | 0
3453 | 0 | 480 | 0 | 0
3454 | 0 | 500 | 0 | 0
3455 | 0 | 520 | 0 | 0
3456 | 0 | 400 | 0 | 0
3457 | 0 | 220 | 0 | 0
3458 | 0 | 190 | 0 | 0
3459 | 0 | 160 | 0 | 0
3460 | 0 | 160 | 0 | 0
3461 | 0 | 160 | 0 | 0
3462 | 0 | 170 | 0 | 0
3463 | 0 | 180 | 0 | 0
3464 | 0 | 220 | 0 | 0
3465 | 0 | 380 | 0 | 0
3466 | 0 | 360 | 0 | 0
3467 | 0 | 350 | 0 | 0
3468 | 61.932 | 340 | 0 | 0
3469 | 28.658 | 380 | 0 | 0
3470 | 91.548 | 360 | 0 | 0
3471 | 91.548 | 330 | 0 | 0
3472 | 91.548 | 350 | 0 | 0
3473 | 144.247 | 380 | 0 | 0
3474 | 144.247 | 460 | 0 | 0
3475 | 201.563 | 520 | 0 | 0
3476 | 91.548 | 500 | 0 | 0
3477 | 0 | 480 | 0 | 0
3478 | 0 | 500 | 0 | 0
3479 | 28.658 | 520 | 0 | 0
3480 | 28.658 | 400 | 0 | 0
3481 | 0 | 220 | 0 | 0
3482 | 0 | 190 | 0 | 0
3483 | 0 | 160 | 0 | 0
3484 | 0 | 160 | 0 | 0
3485 | 0 | 160 | 0 | 0
3486 | 0 | 170 | 0 | 0
3487 | 0 | 180 | 0 | 0
3488 | 0 | 220 | 0 | 0
3489 | 0 | 380 | 0 | 0
3490 | 0 | 360 | 0 | 0
3491 | 0 | 350 | 0 | 0
3492 | 0 | 340 | 0 | 0
3493 | 0 | 380 | 0 | 0
3494 | 0 | 360 | 0 | 0
3495 | 91.548 | 330 | 0 | 0
3496 | 144.247 | 350 | 0 | 0
3497 | 144.247 | 380 | 0 | 0
3498 | 144.247 | 460 | 0 | 0
3499 | 144.247 | 520 | 0 | 0
3500 | 91.548 | 500 | 0 | 0
3501 | 91.548 | 480 | 0 | 0
3502 | 91.548 | 500 | 0 | 0
3503 | 0 | 520 | 0 | 0
3504 | 0 | 400 | 0 | 0
3505 | 0 | 220 | 0 | 0
3506 | 0 | 190 | 0 | 0
3507 | 0 | 160 | 0 | 0
3508 | 0 | 160 | 0 | 0
3509 | 0 | 160 | 0 | 0
3510 | 0 | 170 | 0 | 0
3511 | 0 | 180 | 0 | 0
3512 | 0 | 220 | 0 | 0
3513 | 0 | 380 | 0 | 0
3514 | 0 | 360 | 0 | 0
3515 | 0 | 350 | 0 | 0
3516 | 0 | 340 | 0 | 0
3517 | 0 | 380 | 0 | 0
3518 | 0 | 360 | 0 | 0
3519 | 0 | 330 | 0 | 0
3520 | 28.658 | 350 | 0 | 0
3521 | 28.658 | 380 | 0 | 0
3522 | 61.932 | 460 | 0 | 0
3523 | 201.563 | 520 | 0 | 0
3524 | 28.658 | 500 | 0 | 0
3525 | 0 | 480 | 0 | 0
3526 | 0 | 500 | 0 | 0
3527 | 0 | 520 | 0 | 0
3528 | 61.932 | 400 | 0 | 0
3529 | 0 | 220 | 0 | 0
3530 | 0 | 190 | 0 | 0
3531 | 0 | 160 | 0 | 0
3532 | 61.932 | 160 | 0 | 0
3533 | 28.658 | 160 | 0 | 0
3534 | 0 | 170 | 0 | 0
3535 | 0 | 180 | 0 | 0
3536 | 28.658 | 220 | 0 | 0
3537 | 61.932 | 380 | 0 | 0
3538 | 91.548 | 360 | 0 | 0
3539 | 91.548 | 350 | 0 | 0
3540 | 91.548 | 340 | 0 | 0
3541 | 144.247 | 380 | 0 | 0
3542 | 61.932 | 360 | 0 | 0
3543 | 61.932 | 330 | 0 | 0
3544 | 61.932 | 350 | 0 | 0
3545 | 0 | 380 | 0 | 0
3546 | 0 | 460 | 0 | 0
3547 | 28.658 | 520 | 0 | 0
3548 | 0 | 500 | 0 | 0
3549 | 144.247 | 480 | 0 | 0
3550 | 28.658 | 500 | 0 | 0
3551 | 0 | 520 | 0 | 0
3552 | 0 | 400 | 0 | 0
3553 | 0 | 220 | 0 | 0
3554 | 0 | 190 | 0 | 0
3555 | 0 | 160 | 0 | 0
3556 | 0 | 160 | 0 | 0
3557 | 0 | 160 | 0 | 0
3558 | 0 | 170 | 0 | 0
3559 | 0 | 180 | 0 | 0
3560 | 0 | 220 | 0 | 0
3561 | 0 | 380 | 0 | 0
3562 | 0 | 360 | 0 | 0
3563 | 0 | 350 | 0 | 0
3564 | 0 | 340 | 0 | 0
3565 | 0 | 380 | 0 | 0
3566 | 0 | 360 | 0 | 0
3567 | 0 | 330 | 0 | 0
3568 | 0 | 350 | 0 | 0
3569 | 0 | 380 | 0 | 0
3570 | 144.247 | 460 | 0 | 0
3571 | 91.548 | 520 | 0 | 0
3572 | 28.658 | 500 | 0 | 0
3573 | 0 | 480 | 0 | 0
3574 | 0 | 500 | 0 | 0
3575 | 0 | 520 | 0 | 0
3576 | 0 | 400 | 0 | 0
3577 | 0 | 220 | 0 | 0
3578 | 0 | 190 | 0 | 0
3579 | 0 | 160 | 0 | 0
3580 | 0 | 160 | 0 | 0
3581 | 0 | 160 | 0 | 0
3582 | 0 | 170 | 0 | 0
3583 | 0 | 180 | 0 | 0
3584 | 0 | 220 | 0 | 0
3585 | 0 | 380 | 0 | 0
3586 | 0 | 360 | 0 | 0
3587 | 0 | 350 | 0 | 0
3588 | 28.658 | 340 | 0 | 0
3589 | 91.548 | 380 | 0 | 0
3590 | 28.658 | 360 | 0 | 0
3591 | 28.658 | 330 | 0 | 0
3592 | 0 | 350 | 0 | 0
3593 | 260.796 | 380 | 0 | 0
3594 | 260.796 | 460 | 0 | 0
3595 | 201.563 | 520 | 0 | 0
3596 | 260.796 | 500 | 0 | 0
3597 | 201.563 | 480 | 0 | 0
3598 | 61.932 | 500 | 0 | 0
3599 | 61.932 | 520 | 0 | 0
3600 | 144.247 | 400 | 0 | 0
3601 | 201.563 | 220 | 0 | 0
3602 | 144.247 | 190 | 0 | 0
3603 | 341.037 | 160 | 1 | 181.037
3604 | 260.796 | 160 | 1 | 100.796
3605 | 260.796 | 160 | 1 | 100.796
3606 | 144.247 | 170 | 0 | 0
3607 | 144.247 | 180 | 0 | 0
3608 | 91.548 | 220 | 0 | 0
3609 | 144.247 | 380 | 0 | 0
3610 | 91.548 | 360 | 0 | 0
3611 | 260.796 | 350 | 0 | 0
3612 | 201.563 | 340 | 0 | 0
3613 | 260.796 | 380 | 0 | 0
3614 | 433.441 | 360 | 1 | 73.441
3615 | 851.72 | 330 | 1 | 521.72
3616 | 979.492 | 350 | 1 | 629.492
3617 | 979.492 | 380 | 1 | 599.492
3618 | 979.492 | 460 | 1 | 519.492
3619 | 979.492 | 520 | 1 | 459.492
3620 | 851.72 | 500 | 1 | 351.72
3621 | 341.037 | 480 | 0 | 0
3622 | 0 | 500 | 0 | 0
3623 | 201.563 | 520 | 0 | 0
3624 | 91.548 | 400 | 0 | 0
3625 | 61.932 | 220 | 0 | 0
3626 | 28.658 | 190 | 0 | 0
3627 | 28.658 | 160 | 0 | 0
3628 | 0 | 160 | 0 | 0
3629 | 61.932 | 160 | 0 | 0
3630 | 144.247 | 170 | 0 | 0
3631 | 201.563 | 180 | 1 | 21.563
3632 | 433.441 | 220 | 1 | 213.441
3633 | 433.441 | 380 | 1 | 53.441
3634 | 433.441 | 360 | 1 | 73.441
3635 | 525.495 | 350 | 1 | 175.495
3636 | 525.495 | 340 | 1 | 185.495
3637 | 688.829 | 380 | 1 | 308.829
3638 | 688.829 | 360 | 1 | 328.829
3639 | 688.829 | 330 | 1 | 358.829
3640 | 525.495 | 350 | 1 | 175.495
3641 | 341.037 | 380 | 0 | 0
3642 | 260.796 | 460 | 0 | 0
3643 | 260.796 | 520 | 0 | 0
3644 | 144.247 | 500 | 0 | 0
3645 | 91.548 | 480 | 0 | 0
3646 | 260.796 | 500 | 0 | 0
3647 | 201.563 | 520 | 0 | 0
3648 | 144.247 | 400 | 0 | 0
3649 | 61.932 | 220 | 0 | 0
3650 | 0 | 190 | 0 | 0
3651 | 144.247 | 160 | 0 | 0
3652 | 201.563 | 160 | 1 | 41.563
3653 | 144.247 | 160 | 0 | 0
3654 | 91.548 | 170 | 0 | 0
3655 | 144.247 | 180 | 0 | 0
3656 | 144.247 | 220 | 0 | 0
3657 | 260.796 | 380 | 0 | 0
3658 | 201.563 | 360 | 0 | 0
3659 | 341.037 | 350 | 0 | 0
3660 | 341.037 | 340 | 1 | 1.037
3661 | 201.563 | 380 | 0 | 0
3662 | 144.247 | 360 | 0 | 0
3663 | 144.247 | 330 | 0 | 0
3664 | 201.563 | 350 | 0 | 0
3665 | 260.796 | 380 | 0 | 0
3666 | 525.495 | 460 | 1 | 65.495
3667 | 144.247 | 520 | 0 | 0
3668 | 0 | 500 | 0 | 0
3669 | 91.548 | 480 | 0 | 0
3670 | 91.548 | 500 | 0 | 0
3671 | 28.658 | 520 | 0 | 0
3672 | 0 | 400 | 0 | 0
3673 | 0 | 220 | 0 | 0
3674 | 0 | 190 | 0 | 0
3675 | 0 | 160 | 0 | 0
3676 | 0 | 160 | 0 | 0
3677 | 0 | 160 | 0 | 0
3678 | 0 | 170 | 0 | 0
3679 | 0 | 180 | 0 | 0
3680 | 0 | 220 | 0 | 0
3681 | 61.932 | 380 | 0 | 0
3682 | 144.247 | 360 | 0 | 0
3683 | 91.548 | 350 | 0 | 0
3684 | 341.037 | 340 | 1 | 1.037
3685 | 341.037 | 380 | 0 | 0
3686 | 433.441 | 360 | 1 | 73.441
3687 | 433.441 | 330 | 1 | 103.441
3688 | 525.495 | 350 | 1 | 175.495
3689 | 688.829 | 380 | 1 | 308.829
3690 | 851.72 | 460 | 1 | 391.72
3691 | 688.829 | 520 | 1 | 168.829
3692 | 341.037 | 500 | 0 | 0
3693 | 144.247 | 480 | 0 | 0
3694 | 61.932 | 500 | 0 | 0
3695 | 0 | 520 | 0 | 0
3696 | 61.932 | 400 | 0 | 0
3697 | 144.247 | 220 | 0 | 0
3698 | 144.247 | 190 | 0 | 0
3699 | 28.658 | 160 | 0 | 0
3700 | 61.932 | 160 | 0 | 0
3701 | 61.932 | 160 | 0 | 0
3702 | 144.247 | 170 | 0 | 0
3703 | 91.548 | 180 | 0 | 0
3704 | 144.247 | 220 | 0 | 0
3705 | 144.247 | 380 | 0 | 0
3706 | 91.548 | 360 | 0 | 0
3707 | 260.796 | 350 | 0 | 0
3708 | 61.932 | 340 | 0 | 0
3709 | 260.796 | 380 | 0 | 0
3710 | 433.441 | 360 | 1 | 73.441
3711 | 201.563 | 330 | 0 | 0
3712 | 260.796 | 350 | 0 | 0
3713 | 341.037 | 380 | 0 | 0
3714 | 433.441 | 460 | 0 | 0
3715 | 341.037 | 520 | 0 | 0
3716 | 144.247 | 500 | 0 | 0
3717 | 91.548 | 480 | 0 | 0
3718 | 28.658 | 500 | 0 | 0
3719 | 28.658 | 520 | 0 | 0
3720 | 0 | 400 | 0 | 0
3721 | 0 | 220 | 0 | 0
3722 | 0 | 190 | 0 | 0
3723 | 0 | 160 | 0 | 0
3724 | 0 | 160 | 0 | 0
3725 | 0 | 160 | 0 | 0
3726 | 0 | 170 | 0 | 0
3727 | 0 | 180 | 0 | 0
3728 | 0 | 220 | 0 | 0
3729 | 0 | 380 | 0 | 0
3730 | 28.658 | 360 | 0 | 0
3731 | 144.247 | 350 | 0 | 0
3732 | 201.563 | 340 | 0 | 0
3733 | 341.037 | 380 | 0 | 0
3734 | 341.037 | 360 | 0 | 0
3735 | 341.037 | 330 | 1 | 11.037
3736 | 433.441 | 350 | 1 | 83.441
3737 | 525.495 | 380 | 1 | 145.495
3738 | 688.829 | 460 | 1 | 228.829
3739 | 260.796 | 520 | 0 | 0
3740 | 341.037 | 500 | 0 | 0
3741 | 201.563 | 480 | 0 | 0
3742 | 61.932 | 500 | 0 | 0
3743 | 28.658 | 520 | 0 | 0
3744 | 0 | 400 | 0 | 0
3745 | 0 | 220 | 0 | 0
3746 | 0 | 190 | 0 | 0
3747 | 28.658 | 160 | 0 | 0
3748 | 91.548 | 160 | 0 | 0
3749 | 0 | 160 | 0 | 0
3750 | 0 | 170 | 0 | 0
3751 | 0 | 180 | 0 | 0
3752 | 0 | 220 | 0 | 0
3753 | 61.932 | 380 | 0 | 0
3754 | 28.658 | 360 | 0 | 0
3755 | 61.932 | 350 | 0 | 0
3756 | 144.247 | 340 | 0 | 0
3757 | 91.548 | 380 | 0 | 0
3758 | 28.658 | 360 | 0 | 0
3759 | 144.247 | 330 | 0 | 0
3760 | 144.247 | 350 | 0 | 0
3761 | 260.796 | 380 | 0 | 0
3762 | 61.932 | 460 | 0 | 0
3763 | 28.658 | 520 | 0 | 0
3764 | 91.548 | 500 | 0 | 0
3765 | 28.658 | 480 | 0 | 0
3766 | 0 | 500 | 0 | 0
3767 | 0 | 520 | 0 | 0
3768 | 0 | 400 | 0 | 0
3769 | 0 | 220 | 0 | 0
3770 | 0 | 190 | 0 | 0
3771 | 0 | 160 | 0 | 0
3772 | 0 | 160 | 0 | 0
3773 | 0 | 160 | 0 | 0
3774 | 0 | 170 | 0 | 0
3775 | 0 | 180 | 0 | 0
3776 | 0 | 220 | 0 | 0
3777 | 0 | 380 | 0 | 0
3778 | 0 | 360 | 0 | 0
3779 | 0 | 350 | 0 | 0
3780 | 0 | 340 | 0 | 0
3781 | 0 | 380 | 0 | 0
3782 | 0 | 360 | 0 | 0
3783 | 28.658 | 330 | 0 | 0
3784 | 91.548 | 350 | 0 | 0
3785 | 61.932 | 380 | 0 | 0
3786 | 91.548 | 460 | 0 | 0
3787 | 144.247 | 520 | 0 | 0
3788 | 61.932 | 500 | 0 | 0
3789 | 61.932 | 480 | 0 | 0
3790 | 28.658 | 500 | 0 | 0
3791 | 0 | 520 | 0 | 0
3792 | 0 | 400 | 0 | 0
3793 | 0 | 220 | 0 | 0
3794 | 0 | 190 | 0 | 0
3795 | 0 | 160 | 0 | 0
3796 | 0 | 160 | 0 | 0
3797 | 0 | 160 | 0 | 0
3798 | 28.658 | 170 | 0 | 0
3799 | 0 | 180 | 0 | 0
3800 | 28.658 | 220 | 0 | 0
3801 | 61.932 | 380 | 0 | 0
3802 | 28.658 | 360 | 0 | 0
3803 | 144.247 | 350 | 0 | 0
3804 | 144.247 | 340 | 0 | 0
3805 | 260.796 | 380 | 0 | 0
3806 | 433.441 | 360 | 1 | 73.441
3807 | 260.796 | 330 | 0 | 0
3808 | 201.563 | 350 | 0 | 0
3809 | 144.247 | 380 | 0 | 0
3810 | 144.247 | 460 | 0 | 0
3811 | 144.247 | 520 | 0 | 0
3812 | 91.548 | 500 | 0 | 0
3813 | 91.548 | 480 | 0 | 0
3814 | 144.247 | 500 | 0 | 0
3815 | 144.247 | 520 | 0 | 0
3816 | 91.548 | 400 | 0 | 0
3817 | 61.932 | 220 | 0 | 0
3818 | 61.932 | 190 | 0 | 0
3819 | 91.548 | 160 | 0 | 0
3820 | 144.247 | 160 | 0 | 0
3821 | 144.247 | 160 | 0 | 0
3822 | 260.796 | 170 | 1 | 90.796
3823 | 433.441 | 180 | 1 | 253.441
3824 | 341.037 | 220 | 1 | 121.037
3825 | 433.441 | 380 | 1 | 53.441
3826 | 433.441 | 360 | 1 | 73.441
3827 | 525.495 | 350 | 1 | 175.495
3828 | 688.829 | 340 | 1 | 348.829
3829 | 979.492 | 380 | 1 | 599.492
3830 | 851.72 | 360 | 1 | 491.72
3831 | 1115.728 | 330 | 1 | 785.728
3832 | 688.829 | 350 | 1 | 338.829
3833 | 1115.728 | 380 | 1 | 735.728
3834 | 1155.458 | 460 | 1 | 695.458
3835 | 1263.475 | 520 | 1 | 743.475
3836 | 1115.728 | 500 | 1 | 615.728
3837 | 1115.728 | 480 | 1 | 635.728
3838 | 1155.458 | 500 | 1 | 655.458
3839 | 1155.458 | 520 | 1 | 635.458
3840 | 433.441 | 400 | 1 | 33.441
3841 | 433.441 | 220 | 1 | 213.441
3842 | 260.796 | 190 | 1 | 70.796
3843 | 201.563 | 160 | 1 | 41.563
3844 | 61.932 | 160 | 0 | 0
3845 | 91.548 | 160 | 0 | 0
3846 | 61.932 | 170 | 0 | 0
3847 | 28.658 | 180 | 0 | 0
3848 | 144.247 | 220 | 0 | 0
3849 | 341.037 | 380 | 0 | 0
3850 | 201.563 | 360 | 0 | 0
3851 | 201.563 | 350 | 0 | 0
3852 | 260.796 | 340 | 0 | 0
3853 | 260.796 | 380 | 0 | 0
3854 | 341.037 | 360 | 0 | 0
3855 | 433.441 | 330 | 1 | 103.441
3856 | 525.495 | 350 | 1 | 175.495
3857 | 433.441 | 380 | 1 | 53.441
3858 | 433.441 | 460 | 0 | 0
3859 | 341.037 | 520 | 0 | 0
3860 | 201.563 | 500 | 0 | 0
3861 | 61.932 | 480 | 0 | 0
3862 | 91.548 | 500 | 0 | 0
3863 | 61.932 | 520 | 0 | 0
3864 | 28.658 | 400 | 0 | 0
3865 | 61.932 | 220 | 0 | 0
3866 | 61.932 | 190 | 0 | 0
3867 | 0 | 160 | 0 | 0
3868 | 28.658 | 160 | 0 | 0
3869 | 61.932 | 160 | 0 | 0
3870 | 28.658 | 170 | 0 | 0
3871 | 144.247 | 180 | 0 | 0
3872 | 201.563 | 220 | 0 | 0
3873 | 260.796 | 380 | 0 | 0
3874 | 201.563 | 360 | 0 | 0
3875 | 260.796 | 350 | 0 | 0
3876 | 433.441 | 340 | 1 | 93.441
3877 | 979.492 | 380 | 1 | 599.492
3878 | 1115.728 | 360 | 1 | 755.728
3879 | 1115.728 | 330 | 1 | 785.728
3880 | 979.492 | 350 | 1 | 629.492
3881 | 688.829 | 380 | 1 | 308.829
3882 | 979.492 | 460 | 1 | 519.492
3883 | 433.441 | 520 | 0 | 0
3884 | 979.492 | 500 | 1 | 479.492
3885 | 1115.728 | 480 | 1 | 635.728
3886 | 851.72 | 500 | 1 | 351.72
3887 | 979.492 | 520 | 1 | 459.492
3888 | 1115.728 | 400 | 1 | 715.728
3889 | 525.495 | 220 | 1 | 305.495
3890 | 91.548 | 190 | 0 | 0
3891 | 144.247 | 160 | 0 | 0
3892 | 688.829 | 160 | 1 | 528.829
3893 | 433.441 | 160 | 1 | 273.441
3894 | 688.829 | 170 | 1 | 518.829
3895 | 851.72 | 180 | 1 | 671.72
3896 | 1115.728 | 220 | 1 | 895.728
3897 | 1115.728 | 380 | 1 | 735.728
3898 | 979.492 | 360 | 1 | 619.492
3899 | 1263.475 | 350 | 1 | 913.475
3900 | 1115.728 | 340 | 1 | 775.728
3901 | 433.441 | 380 | 1 | 53.441
3902 | 851.72 | 360 | 1 | 491.72
3903 | 979.492 | 330 | 1 | 649.492
3904 | 851.72 | 350 | 1 | 501.72
3905 | 1155.458 | 380 | 1 | 775.458
3906 | 1210.165 | 460 | 1 | 750.165
3907 | 1279.682 | 520 | 1 | 759.682
3908 | 688.829 | 500 | 1 | 188.829
3909 | 341.037 | 480 | 0 | 0
3910 | 1155.458 | 500 | 1 | 655.458
3911 | 341.037 | 520 | 0 | 0
3912 | 525.495 | 400 | 1 | 125.495
3913 | 1155.458 | 220 | 1 | 935.458
3914 | 1155.458 | 190 | 1 | 965.458
3915 | 1115.728 | 160 | 1 | 955.728
3916 | 433.441 | 160 | 1 | 273.441
3917 | 851.72 | 160 | 1 | 691.72
3918 | 1115.728 | 170 | 1 | 945.728
3919 | 1155.458 | 180 | 1 | 975.458
3920 | 1279.682 | 220 | 1 | 1059.682
3921 | 1210.165 | 380 | 1 | 830.165
3922 | 1210.165 | 360 | 1 | 850.165
3923 | 1303.375 | 350 | 1 | 953.375
3924 | 1299.267 | 340 | 1 | 959.267
3925 | 1303.375 | 380 | 1 | 923.375
3926 | 1263.475 | 360 | 1 | 903.475
3927 | 1263.475 | 330 | 1 | 933.475
3928 | 1263.475 | 350 | 1 | 913.475
3929 | 1279.682 | 380 | 1 | 899.682
3930 | 1210.165 | 460 | 1 | 750.165
3931 | 1115.728 | 520 | 1 | 595.728
3932 | 433.441 | 500 | 0 | 0
3933 | 433.441 | 480 | 0 | 0
3934 | 91.548 | 500 | 0 | 0
3935 | 61.932 | 520 | 0 | 0
3936 | 61.932 | 400 | 0 | 0
3937 | 144.247 | 220 | 0 | 0
3938 | 28.658 | 190 | 0 | 0
3939 | 0 | 160 | 0 | 0
3940 | 0 | 160 | 0 | 0
3941 | 0 | 160 | 0 | 0
3942 | 0 | 170 | 0 | 0
3943 | 0 | 180 | 0 | 0
3944 | 144.247 | 220 | 0 | 0
3945 | 201.563 | 380 | 0 | 0
3946 | 341.037 | 360 | 0 | 0
3947 | 260.796 | 350 | 0 | 0
3948 | 201.563 | 340 | 0 | 0
3949 | 201.563 | 380 | 0 | 0
3950 | 341.037 | 360 | 0 | 0
3951 | 341.037 | 330 | 1 | 11.037
3952 | 0 | 350 | 0 | 0
3953 | 0 | 380 | 0 | 0
3954 | 61.932 | 460 | 0 | 0
3955 | 61.932 | 520 | 0 | 0
3956 | 201.563 | 500 | 0 | 0
3957 | 433.441 | 480 | 0 | 0
3958 | 260.796 | 500 | 0 | 0
3959 | 341.037 | 520 | 0 | 0
3960 | 91.548 | 400 | 0 | 0
3961 | 0 | 220 | 0 | 0
3962 | 28.658 | 190 | 0 | 0
3963 | 0 | 160 | 0 | 0
3964 | 0 | 160 | 0 | 0
3965 | 0 | 160 | 0 | 0
3966 | 0 | 170 | 0 | 0
3967 | 0 | 180 | 0 | 0
3968 | 0 | 220 | 0 | 0
3969 | 0 | 380 | 0 | 0
3970 | 0 | 360 | 0 | 0
3971 | 0 | 350 | 0 | 0
3972 | 61.932 | 340 | 0 | 0
3973 | 144.247 | 380 | 0 | 0
3974 | 61.932 | 360 | 0 | 0
3975 | 28.658 | 330 | 0 | 0
3976 | 61.932 | 350 | 0 | 0
3977 | 61.932 | 380 | 0 | 0
3978 | 28.658 | 460 | 0 | 0
3979 | 144.247 | 520 | 0 | 0
3980 | 61.932 | 500 | 0 | 0
3981 | 61.932 | 480 | 0 | 0
3982 | 0 | 500 | 0 | 0
3983 | 0 | 520 | 0 | 0
3984 | 0 | 400 | 0 | 0
3985 | 0 | 220 | 0 | 0
3986 | 0 | 190 | 0 | 0
3987 | 0 | 160 | 0 | 0
3988 | 28.658 | 160 | 0 | 0
3989 | 0 | 160 | 0 | 0
3990 | 0 | 170 | 0 | 0
3991 | 0 | 180 | 0 | 0
3992 | 0 | 220 | 0 | 0
3993 | 0 | 380 | 0 | 0
3994 | 28.658 | 360 | 0 | 0
3995 | 144.247 | 350 | 0 | 0
3996 | 144.247 | 340 | 0 | 0
3997 | 144.247 | 380 | 0 | 0
3998 | 341.037 | 360 | 0 | 0
3999 | 433.441 | 330 | 1 | 103.441
4000 | 201.563 | 350 | 0 | 0
4001 | 433.441 | 380 | 1 | 53.441
4002 | 260.796 | 460 | 0 | 0
4003 | 0 | 520 | 0 | 0
4004 | 0 | 500 | 0 | 0
4005 | 61.932 | 480 | 0 | 0
4006 | 144.247 | 500 | 0 | 0
4007 | 144.247 | 520 | 0 | 0
4008 | 91.548 | 400 | 0 | 0
4009 | 144.247 | 220 | 0 | 0
4010 | 201.563 | 190 | 1 | 11.563
4011 | 201.563 | 160 | 1 | 41.563
4012 | 260.796 | 160 | 1 | 100.796
4013 | 61.932 | 160 | 0 | 0
4014 | 28.658 | 170 | 0 | 0
4015 | 0 | 180 | 0 | 0
4016 | 0 | 220 | 0 | 0
4017 | 61.932 | 380 | 0 | 0
4018 | 144.247 | 360 | 0 | 0
4019 | 201.563 | 350 | 0 | 0
4020 | 144.247 | 340 | 0 | 0
4021 | 260.796 | 380 | 0 | 0
4022 | 260.796 | 360 | 0 | 0
4023 | 201.563 | 330 | 0 | 0
4024 | 260.796 | 350 | 0 | 0
4025 | 525.495 | 380 | 1 | 145.495
4026 | 433.441 | 460 | 0 | 0
4027 | 260.796 | 520 | 0 | 0
4028 | 91.548 | 500 | 0 | 0
4029 | 144.247 | 480 | 0 | 0
4030 | 61.932 | 500 | 0 | 0
4031 | 61.932 | 520 | 0 | 0
4032 | 61.932 | 400 | 0 | 0
4033 | 28.658 | 220 | 0 | 0
4034 | 0 | 190 | 0 | 0
4035 | 0 | 160 | 0 | 0
4036 | 0 | 160 | 0 | 0
4037 | 0 | 160 | 0 | 0
4038 | 0 | 170 | 0 | 0
4039 | 0 | 180 | 0 | 0
4040 | 0 | 220 | 0 | 0
4041 | 0 | 380 | 0 | 0
4042 | 0 | 360 | 0 | 0
4043 | 0 | 350 | 0 | 0
4044 | 61.932 | 340 | 0 | 0
4045 | 91.548 | 380 | 0 | 0
4046 | 260.796 | 360 | 0 | 0
4047 | 433.441 | 330 | 1 | 103.441
4048 | 201.563 | 350 | 0 | 0
4049 | 91.548 | 380 | 0 | 0
4050 | 28.658 | 460 | 0 | 0
4051 | 144.247 | 520 | 0 | 0
4052 | 144.247 | 500 | 0 | 0
4053 | 28.658 | 480 | 0 | 0
4054 | 28.658 | 500 | 0 | 0
4055 | 0 | 520 | 0 | 0
4056 | 0 | 400 | 0 | 0
4057 | 0 | 220 | 0 | 0
4058 | 0 | 190 | 0 | 0
4059 | 0 | 160 | 0 | 0
4060 | 0 | 160 | 0 | 0
4061 | 0 | 160 | 0 | 0
4062 | 0 | 170 | 0 | 0
4063 | 0 | 180 | 0 | 0
4064 | 0 | 220 | 0 | 0
4065 | 28.658 | 380 | 0 | 0
4066 | 28.658 | 360 | 0 | 0
4067 | 28.658 | 350 | 0 | 0
4068 | 91.548 | 340 | 0 | 0
4069 | 260.796 | 380 | 0 | 0
4070 | 341.037 | 360 | 0 | 0
4071 | 341.037 | 330 | 1 | 11.037
4072 | 260.796 | 350 | 0 | 0
4073 | 260.796 | 380 | 0 | 0
4074 | 260.796 | 460 | 0 | 0
4075 | 201.563 | 520 | 0 | 0
4076 | 201.563 | 500 | 0 | 0
4077 | 144.247 | 480 | 0 | 0
4078 | 144.247 | 500 | 0 | 0
4079 | 61.932 | 520 | 0 | 0
4080 | 61.932 | 400 | 0 | 0
4081 | 61.932 | 220 | 0 | 0
4082 | 61.932 | 190 | 0 | 0
4083 | 28.658 | 160 | 0 | 0
4084 | 91.548 | 160 | 0 | 0
4085 | 144.247 | 160 | 0 | 0
4086 | 201.563 | 170 | 1 | 31.563
4087 | 260.796 | 180 | 1 | 80.796
4088 | 144.247 | 220 | 0 | 0
4089 | 91.548 | 380 | 0 | 0
4090 | 61.932 | 360 | 0 | 0
4091 | 61.932 | 350 | 0 | 0
4092 | 144.247 | 340 | 0 | 0
4093 | 260.796 | 380 | 0 | 0
4094 | 61.932 | 360 | 0 | 0
4095 | 61.932 | 330 | 0 | 0
4096 | 0 | 350 | 0 | 0
4097 | 28.658 | 380 | 0 | 0
4098 | 0 | 460 | 0 | 0
4099 | 0 | 520 | 0 | 0
4100 | 0 | 500 | 0 | 0
4101 | 28.658 | 480 | 0 | 0
4102 | 28.658 | 500 | 0 | 0
4103 | 28.658 | 520 | 0 | 0
4104 | 0 | 400 | 0 | 0
4105 | 0 | 220 | 0 | 0
4106 | 0 | 190 | 0 | 0
4107 | 28.658 | 160 | 0 | 0
4108 | 0 | 160 | 0 | 0
4109 | 0 | 160 | 0 | 0
4110 | 61.932 | 170 | 0 | 0
4111 | 0 | 180 | 0 | 0
4112 | 0 | 220 | 0 | 0
4113 | 61.932 | 380 | 0 | 0
4114 | 91.548 | 360 | 0 | 0
4115 | 28.658 | 350 | 0 | 0
4116 | 0 | 340 | 0 | 0
4117 | 0 | 380 | 0 | 0
4118 | 0 | 360 | 0 | 0
4119 | 0 | 330 | 0 | 0
4120 | 0 | 350 | 0 | 0
4121 | 0 | 380 | 0 | 0
4122 | 0 | 460 | 0 | 0
4123 | 0 | 520 | 0 | 0
4124 | 0 | 500 | 0 | 0
4125 | 0 | 480 | 0 | 0
4126 | 0 | 500 | 0 | 0
4127 | 0 | 520 | 0 | 0
4128 | 0 | 400 | 0 | 0
4129 | 0 | 220 | 0 | 0
4130 | 0 | 190 | 0 | 0
4131 | 0 | 160 | 0 | 0
4132 | 0 | 160 | 0 | 0
4133 | 0 | 160 | 0 | 0
4134 | 0 | 170 | 0 | 0
4135 | 0 | 180 | 0 | 0
4136 | 0 | 220 | 0 | 0
4137 | 0 | 380 | 0 | 0
4138 | 0 | 360 | 0 | 0
4139 | 0 | 350 | 0 | 0
4140 | 61.932 | 340 | 0 | 0
4141 | 91.548 | 380 | 0 | 0
4142 | 201.563 | 360 | 0 | 0
4143 | 433.441 | 330 | 1 | 103.441
4144 | 144.247 | 350 | 0 | 0
4145 | 91.548 | 380 | 0 | 0
4146 | 61.932 | 460 | 0 | 0
4147 | 28.658 | 520 | 0 | 0
4148 | 144.247 | 500 | 0 | 0
4149 | 91.548 | 480 | 0 | 0
4150 | 61.932 | 500 | 0 | 0
4151 | 0 | 520 | 0 | 0
4152 | 0 | 400 | 0 | 0
4153 | 0 | 220 | 0 | 0
4154 | 0 | 190 | 0 | 0
4155 | 0 | 160 | 0 | 0
4156 | 0 | 160 | 0 | 0
4157 | 0 | 160 | 0 | 0
4158 | 0 | 170 | 0 | 0
4159 | 0 | 180 | 0 | 0
4160 | 61.932 | 220 | 0 | 0
4161 | 28.658 | 380 | 0 | 0
4162 | 61.932 | 360 | 0 | 0
4163 | 61.932 | 350 | 0 | 0
4164 | 91.548 | 340 | 0 | 0
4165 | 91.548 | 380 | 0 | 0
4166 | 144.247 | 360 | 0 | 0
4167 | 91.548 | 330 | 0 | 0
4168 | 144.247 | 350 | 0 | 0
4169 | 91.548 | 380 | 0 | 0
4170 | 91.548 | 460 | 0 | 0
4171 | 144.247 | 520 | 0 | 0
4172 | 144.247 | 500 | 0 | 0
4173 | 61.932 | 480 | 0 | 0
4174 | 0 | 500 | 0 | 0
4175 | 0 | 520 | 0 | 0
4176 | 0 | 400 | 0 | 0
4177 | 0 | 220 | 0 | 0
4178 | 0 | 190 | 0 | 0
4179 | 0 | 160 | 0 | 0
4180 | 0 | 160 | 0 | 0
4181 | 0 | 160 | 0 | 0
4182 | 0 | 170 | 0 | 0
4183 | 0 | 180 | 0 | 0
4184 | 0 | 220 | 0 | 0
4185 | 0 | 380 | 0 | 0
4186 | 0 | 360 | 0 | 0
4187 | 0 | 350 | 0 | 0
4188 | 0 | 340 | 0 | 0
4189 | 0 | 380 | 0 | 0
4190 | 0 | 360 | 0 | 0
4191 | 0 | 330 | 0 | 0
4192 | 0 | 350 | 0 | 0
4193 | 0 | 380 | 0 | 0
4194 | 91.548 | 460 | 0 | 0
4195 | 201.563 | 520 | 0 | 0
4196 | 91.548 | 500 | 0 | 0
4197 | 144.247 | 480 | 0 | 0
4198 | 28.658 | 500 | 0 | 0
4199 | 0 | 520 | 0 | 0
4200 | 0 | 400 | 0 | 0
4201 | 0 | 220 | 0 | 0
4202 | 0 | 190 | 0 | 0
4203 | 0 | 160 | 0 | 0
4204 | 0 | 160 | 0 | 0
4205 | 0 | 160 | 0 | 0
4206 | 0 | 170 | 0 | 0
4207 | 0 | 180 | 0 | 0
4208 | 0 | 220 | 0 | 0
4209 | 0 | 380 | 0 | 0
4210 | 0 | 360 | 0 | 0
4211 | 0 | 350 | 0 | 0
4212 | 61.932 | 340 | 0 | 0
4213 | 91.548 | 380 | 0 | 0
4214 | 91.548 | 360 | 0 | 0
4215 | 144.247 | 330 | 0 | 0
4216 | 144.247 | 350 | 0 | 0
4217 | 201.563 | 380 | 0 | 0
4218 | 201.563 | 460 | 0 | 0
4219 | 260.796 | 520 | 0 | 0
4220 | 260.796 | 500 | 0 | 0
4221 | 144.247 | 480 | 0 | 0
4222 | 0 | 500 | 0 | 0
4223 | 0 | 520 | 0 | 0
4224 | 0 | 400 | 0 | 0
4225 | 0 | 220 | 0 | 0
4226 | 28.658 | 190 | 0 | 0
4227 | 28.658 | 160 | 0 | 0
4228 | 28.658 | 160 | 0 | 0
4229 | 0 | 160 | 0 | 0
4230 | 0 | 170 | 0 | 0
4231 | 28.658 | 180 | 0 | 0
4232 | 61.932 | 220 | 0 | 0
4233 | 144.247 | 380 | 0 | 0
4234 | 144.247 | 360 | 0 | 0
4235 | 91.548 | 350 | 0 | 0
4236 | 61.932 | 340 | 0 | 0
4237 | 61.932 | 380 | 0 | 0
4238 | 28.658 | 360 | 0 | 0
4239 | 0 | 330 | 0 | 0
4240 | 0 | 350 | 0 | 0
4241 | 61.932 | 380 | 0 | 0
4242 | 61.932 | 460 | 0 | 0
4243 | 28.658 | 520 | 0 | 0
4244 | 28.658 | 500 | 0 | 0
4245 | 0 | 480 | 0 | 0
4246 | 0 | 500 | 0 | 0
4247 | 0 | 520 | 0 | 0
4248 | 0 | 400 | 0 | 0
4249 | 0 | 220 | 0 | 0
4250 | 0 | 190 | 0 | 0
4251 | 0 | 160 | 0 | 0
4252 | 0 | 160 | 0 | 0
4253 | 0 | 160 | 0 | 0
4254 | 0 | 170 | 0 | 0
4255 | 0 | 180 | 0 | 0
4256 | 0 | 220 | 0 | 0
4257 | 0 | 380 | 0 | 0
4258 | 0 | 360 | 0 | 0
4259 | 28.658 | 350 | 0 | 0
4260 | 61.932 | 340 | 0 | 0
4261 | 61.932 | 380 | 0 | 0
4262 | 144.247 | 360 | 0 | 0
4263 | 144.247 | 330 | 0 | 0
4264 | 144.247 | 350 | 0 | 0
4265 | 91.548 | 380 | 0 | 0
4266 | 144.247 | 460 | 0 | 0
4267 | 201.563 | 520 | 0 | 0
4268 | 91.548 | 500 | 0 | 0
4269 | 28.658 | 480 | 0 | 0
4270 | 0 | 500 | 0 | 0
4271 | 0 | 520 | 0 | 0
4272 | 0 | 400 | 0 | 0
4273 | 0 | 220 | 0 | 0
4274 | 28.658 | 190 | 0 | 0
4275 | 0 | 160 | 0 | 0
4276 | 0 | 160 | 0 | 0
4277 | 0 | 160 | 0 | 0
4278 | 0 | 170 | 0 | 0
4279 | 0 | 180 | 0 | 0
4280 | 0 | 220 | 0 | 0
4281 | 28.658 | 380 | 0 | 0
4282 | 0 | 360 | 0 | 0
4283 | 0 | 350 | 0 | 0
4284 | 0 | 340 | 0 | 0
4285 | 61.932 | 380 | 0 | 0
4286 | 201.563 | 360 | 0 | 0
4287 | 201.563 | 330 | 0 | 0
4288 | 201.563 | 350 | 0 | 0
4289 | 144.247 | 380 | 0 | 0
4290 | 144.247 | 460 | 0 | 0
4291 | 201.563 | 520 | 0 | 0
4292 | 91.548 | 500 | 0 | 0
4293 | 144.247 | 480 | 0 | 0
4294 | 201.563 | 500 | 0 | 0
4295 | 525.495 | 520 | 1 | 5.495
4296 | 144.247 | 400 | 0 | 0
4297 | 260.796 | 220 | 1 | 40.796
4298 | 341.037 | 190 | 1 | 151.037
4299 | 525.495 | 160 | 1 | 365.495
4300 | 688.829 | 160 | 1 | 528.829
4301 | 688.829 | 160 | 1 | 528.829
4302 | 433.441 | 170 | 1 | 263.441
4303 | 341.037 | 180 | 1 | 161.037
4304 | 341.037 | 220 | 1 | 121.037
4305 | 91.548 | 380 | 0 | 0
4306 | 91.548 | 360 | 0 | 0
4307 | 144.247 | 350 | 0 | 0
4308 | 260.796 | 340 | 0 | 0
4309 | 260.796 | 380 | 0 | 0
4310 | 144.247 | 360 | 0 | 0
4311 | 260.796 | 330 | 0 | 0
4312 | 260.796 | 350 | 0 | 0
4313 | 341.037 | 380 | 0 | 0
4314 | 433.441 | 460 | 0 | 0
4315 | 260.796 | 520 | 0 | 0
4316 | 61.932 | 500 | 0 | 0
4317 | 28.658 | 480 | 0 | 0
4318 | 201.563 | 500 | 0 | 0
4319 | 341.037 | 520 | 0 | 0
4320 | 144.247 | 400 | 0 | 0
4321 | 201.563 | 220 | 0 | 0
4322 | 201.563 | 190 | 1 | 11.563
4323 | 433.441 | 160 | 1 | 273.441
4324 | 525.495 | 160 | 1 | 365.495
4325 | 433.441 | 160 | 1 | 273.441
4326 | 525.495 | 170 | 1 | 355.495
4327 | 433.441 | 180 | 1 | 253.441
4328 | 525.495 | 220 | 1 | 305.495
4329 | 688.829 | 380 | 1 | 308.829
4330 | 525.495 | 360 | 1 | 165.495
4331 | 1210.165 | 350 | 1 | 860.165
4332 | 1155.458 | 340 | 1 | 815.458
4333 | 1115.728 | 380 | 1 | 735.728
4334 | 1155.458 | 360 | 1 | 795.458
4335 | 979.492 | 330 | 1 | 649.492
4336 | 851.72 | 350 | 1 | 501.72
4337 | 851.72 | 380 | 1 | 471.72
4338 | 688.829 | 460 | 1 | 228.829
4339 | 433.441 | 520 | 0 | 0
4340 | 341.037 | 500 | 0 | 0
4341 | 433.441 | 480 | 0 | 0
4342 | 525.495 | 500 | 1 | 25.495
4343 | 688.829 | 520 | 1 | 168.829
4344 | 688.829 | 400 | 1 | 288.829
4345 | 851.72 | 220 | 1 | 631.72
4346 | 525.495 | 190 | 1 | 335.495
4347 | 341.037 | 160 | 1 | 181.037
4348 | 341.037 | 160 | 1 | 181.037
4349 | 260.796 | 160 | 1 | 100.796
4350 | 144.247 | 170 | 0 | 0
4351 | 61.932 | 180 | 0 | 0
4352 | 61.932 | 220 | 0 | 0
4353 | 201.563 | 380 | 0 | 0
4354 | 525.495 | 360 | 1 | 165.495
4355 | 688.829 | 350 | 1 | 338.829
4356 | 688.829 | 340 | 1 | 348.829
4357 | 525.495 | 380 | 1 | 145.495
4358 | 851.72 | 360 | 1 | 491.72
4359 | 688.829 | 330 | 1 | 358.829
4360 | 433.441 | 350 | 1 | 83.441
4361 | 433.441 | 380 | 1 | 53.441
4362 | 433.441 | 460 | 0 | 0
4363 | 260.796 | 520 | 0 | 0
4364 | 341.037 | 500 | 0 | 0
4365 | 341.037 | 480 | 0 | 0
4366 | 201.563 | 500 | 0 | 0
4367 | 201.563 | 520 | 0 | 0
4368 | 201.563 | 400 | 0 | 0
4369 | 28.658 | 220 | 0 | 0
4370 | 28.658 | 190 | 0 | 0
4371 | 28.658 | 160 | 0 | 0
4372 | 0 | 160 | 0 | 0
4373 | 0 | 160 | 0 | 0
4374 | 0 | 170 | 0 | 0
4375 | 0 | 180 | 0 | 0
4376 | 0 | 220 | 0 | 0
4377 | 28.658 | 380 | 0 | 0
4378 | 61.932 | 360 | 0 | 0
4379 | 61.932 | 350 | 0 | 0
4380 | 61.932 | 340 | 0 | 0
4381 | 61.932 | 380 | 0 | 0
4382 | 91.548 | 360 | 0 | 0
4383 | 144.247 | 330 | 0 | 0
4384 | 144.247 | 350 | 0 | 0
4385 | 201.563 | 380 | 0 | 0
4386 | 144.247 | 460 | 0 | 0
4387 | 28.658 | 520 | 0 | 0
4388 | 91.548 | 500 | 0 | 0
4389 | 61.932 | 480 | 0 | 0
4390 | 61.932 | 500 | 0 | 0
4391 | 0 | 520 | 0 | 0
4392 | 0 | 400 | 0 | 0
4393 | 0 | 220 | 0 | 0
4394 | 0 | 190 | 0 | 0
4395 | 0 | 160 | 0 | 0
4396 | 0 | 160 | 0 | 0
4397 | 0 | 160 | 0 | 0
4398 | 0 | 170 | 0 | 0
4399 | 0 | 180 | 0 | 0
4400 | 61.932 | 220 | 0 | 0
4401 | 201.563 | 380 | 0 | 0
4402 | 201.563 | 360 | 0 | 0
4403 | 260.796 | 350 | 0 | 0
4404 | 260.796 | 340 | 0 | 0
4405 | 341.037 | 380 | 0 | 0
4406 | 433.441 | 360 | 1 | 73.441
4407 | 688.829 | 330 | 1 | 358.829
4408 | 433.441 | 350 | 1 | 83.441
4409 | 525.495 | 380 | 1 | 145.495
4410 | 433.441 | 460 | 0 | 0
4411 | 144.247 | 520 | 0 | 0
4412 | 341.037 | 500 | 0 | 0
4413 | 144.247 | 480 | 0 | 0
4414 | 0 | 500 | 0 | 0
4415 | 0 | 520 | 0 | 0
4416 | 0 | 400 | 0 | 0
4417 | 0 | 220 | 0 | 0
4418 | 0 | 190 | 0 | 0
4419 | 0 | 160 | 0 | 0
4420 | 0 | 160 | 0 | 0
4421 | 0 | 160 | 0 | 0
4422 | 0 | 170 | 0 | 0
4423 | 0 | 180 | 0 | 0
4424 | 0 | 220 | 0 | 0
4425 | 0 | 380 | 0 | 0
4426 | 0 | 360 | 0 | 0
4427 | 0 | 350 | 0 | 0
4428 | 0 | 340 | 0 | 0
4429 | 0 | 380 | 0 | 0
4430 | 0 | 360 | 0 | 0
4431 | 0 | 330 | 0 | 0
4432 | 61.932 | 350 | 0 | 0
4433 | 28.658 | 380 | 0 | 0
4434 | 91.548 | 460 | 0 | 0
4435 | 28.658 | 520 | 0 | 0
4436 | 28.658 | 500 | 0 | 0
4437 | 0 | 480 | 0 | 0
4438 | 0 | 500 | 0 | 0
4439 | 0 | 520 | 0 | 0
4440 | 0 | 400 | 0 | 0
4441 | 0 | 220 | 0 | 0
4442 | 0 | 190 | 0 | 0
4443 | 0 | 160 | 0 | 0
4444 | 0 | 160 | 0 | 0
4445 | 0 | 160 | 0 | 0
4446 | 0 | 170 | 0 | 0
4447 | 0 | 180 | 0 | 0
4448 | 0 | 220 | 0 | 0
4449 | 0 | 380 | 0 | 0
4450 | 61.932 | 360 | 0 | 0
4451 | 91.548 | 350 | 0 | 0
4452 | 201.563 | 340 | 0 | 0
4453 | 144.247 | 380 | 0 | 0
4454 | 433.441 | 360 | 1 | 73.441
4455 | 341.037 | 330 | 1 | 11.037
4456 | 260.796 | 350 | 0 | 0
4457 | 341.037 | 380 | 0 | 0
4458 | 341.037 | 460 | 0 | 0
4459 | 341.037 | 520 | 0 | 0
4460 | 144.247 | 500 | 0 | 0
4461 | 61.932 | 480 | 0 | 0
4462 | 28.658 | 500 | 0 | 0
4463 | 0 | 520 | 0 | 0
4464 | 0 | 400 | 0 | 0
4465 | 0 | 220 | 0 | 0
4466 | 0 | 190 | 0 | 0
4467 | 0 | 160 | 0 | 0
4468 | 0 | 160 | 0 | 0
4469 | 28.658 | 160 | 0 | 0
4470 | 0 | 170 | 0 | 0
4471 | 28.658 | 180 | 0 | 0
4472 | 28.658 | 220 | 0 | 0
4473 | 61.932 | 380 | 0 | 0
4474 | 144.247 | 360 | 0 | 0
4475 | 28.658 | 350 | 0 | 0
4476 | 144.247 | 340 | 0 | 0
4477 | 260.796 | 380 | 0 | 0
4478 | 260.796 | 360 | 0 | 0
4479 | 341.037 | 330 | 1 | 11.037
4480 | 341.037 | 350 | 0 | 0
4481 | 260.796 | 380 | 0 | 0
4482 | 341.037 | 460 | 0 | 0
4483 | 260.796 | 520 | 0 | 0
4484 | 260.796 | 500 | 0 | 0
4485 | 201.563 | 480 | 0 | 0
4486 | 260.796 | 500 | 0 | 0
4487 | 201.563 | 520 | 0 | 0
4488 | 201.563 | 400 | 0 | 0
4489 | 61.932 | 220 | 0 | 0
4490 | 28.658 | 190 | 0 | 0
4491 | 0 | 160 | 0 | 0
4492 | 28.658 | 160 | 0 | 0
4493 | 0 | 160 | 0 | 0
4494 | 0 | 170 | 0 | 0
4495 | 0 | 180 | 0 | 0
4496 | 144.247 | 220 | 0 | 0
4497 | 260.796 | 380 | 0 | 0
4498 | 201.563 | 360 | 0 | 0
4499 | 341.037 | 350 | 0 | 0
4500 | 341.037 | 340 | 1 | 1.037
4501 | 260.796 | 380 | 0 | 0
4502 | 260.796 | 360 | 0 | 0
4503 | 341.037 | 330 | 1 | 11.037
4504 | 341.037 | 350 | 0 | 0
4505 | 341.037 | 380 | 0 | 0
4506 | 433.441 | 460 | 0 | 0
4507 | 341.037 | 520 | 0 | 0
4508 | 201.563 | 500 | 0 | 0
4509 | 201.563 | 480 | 0 | 0
4510 | 91.548 | 500 | 0 | 0
4511 | 0 | 520 | 0 | 0
4512 | 0 | 400 | 0 | 0
4513 | 0 | 220 | 0 | 0
4514 | 0 | 190 | 0 | 0
4515 | 28.658 | 160 | 0 | 0
4516 | 91.548 | 160 | 0 | 0
4517 | 61.932 | 160 | 0 | 0
4518 | 0 | 170 | 0 | 0
4519 | 0 | 180 | 0 | 0
4520 | 0 | 220 | 0 | 0
4521 | 0 | 380 | 0 | 0
4522 | 0 | 360 | 0 | 0
4523 | 0 | 350 | 0 | 0
4524 | 0 | 340 | 0 | 0
4525 | 61.932 | 380 | 0 | 0
4526 | 61.932 | 360 | 0 | 0
4527 | 28.658 | 330 | 0 | 0
4528 | 91.548 | 350 | 0 | 0
4529 | 61.932 | 380 | 0 | 0
4530 | 144.247 | 460 | 0 | 0
4531 | 260.796 | 520 | 0 | 0
4532 | 144.247 | 500 | 0 | 0
4533 | 201.563 | 480 | 0 | 0
4534 | 61.932 | 500 | 0 | 0
4535 | 0 | 520 | 0 | 0
4536 | 0 | 400 | 0 | 0
4537 | 0 | 220 | 0 | 0
4538 | 0 | 190 | 0 | 0
4539 | 0 | 160 | 0 | 0
4540 | 0 | 160 | 0 | 0
4541 | 0 | 160 | 0 | 0
4542 | 0 | 170 | 0 | 0
4543 | 0 | 180 | 0 | 0
4544 | 0 | 220 | 0 | 0
4545 | 0 | 380 | 0 | 0
4546 | 28.658 | 360 | 0 | 0
4547 | 91.548 | 350 | 0 | 0
4548 | 91.548 | 340 | 0 | 0
4549 | 201.563 | 380 | 0 | 0
4550 | 341.037 | 360 | 0 | 0
4551 | 525.495 | 330 | 1 | 195.495
4552 | 433.441 | 350 | 1 | 83.441
4553 | 433.441 | 380 | 1 | 53.441
4554 | 433.441 | 460 | 0 | 0
4555 | 260.796 | 520 | 0 | 0
4556 | 144.247 | 500 | 0 | 0
4557 | 144.247 | 480 | 0 | 0
4558 | 61.932 | 500 | 0 | 0
4559 | 61.932 | 520 | 0 | 0
4560 | 0 | 400 | 0 | 0
4561 | 0 | 220 | 0 | 0
4562 | 0 | 190 | 0 | 0
4563 | 0 | 160 | 0 | 0
4564 | 0 | 160 | 0 | 0
4565 | 0 | 160 | 0 | 0
4566 | 28.658 | 170 | 0 | 0
4567 | 28.658 | 180 | 0 | 0
4568 | 61.932 | 220 | 0 | 0
4569 | 144.247 | 380 | 0 | 0
4570 | 144.247 | 360 | 0 | 0
4571 | 201.563 | 350 | 0 | 0
4572 | 144.247 | 340 | 0 | 0
4573 | 61.932 | 380 | 0 | 0
4574 | 260.796 | 360 | 0 | 0
4575 | 201.563 | 330 | 0 | 0
4576 | 260.796 | 350 | 0 | 0
4577 | 91.548 | 380 | 0 | 0
4578 | 61.932 | 460 | 0 | 0
4579 | 61.932 | 520 | 0 | 0
4580 | 61.932 | 500 | 0 | 0
4581 | 28.658 | 480 | 0 | 0
4582 | 28.658 | 500 | 0 | 0
4583 | 0 | 520 | 0 | 0
4584 | 61.932 | 400 | 0 | 0
4585 | 28.658 | 220 | 0 | 0
4586 | 144.247 | 190 | 0 | 0
4587 | 144.247 | 160 | 0 | 0
4588 | 91.548 | 160 | 0 | 0
4589 | 91.548 | 160 | 0 | 0
4590 | 91.548 | 170 | 0 | 0
4591 | 61.932 | 180 | 0 | 0
4592 | 201.563 | 220 | 0 | 0
4593 | 260.796 | 380 | 0 | 0
4594 | 260.796 | 360 | 0 | 0
4595 | 201.563 | 350 | 0 | 0
4596 | 201.563 | 340 | 0 | 0
4597 | 144.247 | 380 | 0 | 0
4598 | 201.563 | 360 | 0 | 0
4599 | 260.796 | 330 | 0 | 0
4600 | 260.796 | 350 | 0 | 0
4601 | 341.037 | 380 | 0 | 0
4602 | 341.037 | 460 | 0 | 0
4603 | 341.037 | 520 | 0 | 0
4604 | 260.796 | 500 | 0 | 0
4605 | 91.548 | 480 | 0 | 0
4606 | 28.658 | 500 | 0 | 0
4607 | 0 | 520 | 0 | 0
4608 | 0 | 400 | 0 | 0
4609 | 0 | 220 | 0 | 0
4610 | 0 | 190 | 0 | 0
4611 | 0 | 160 | 0 | 0
4612 | 0 | 160 | 0 | 0
4613 | 0 | 160 | 0 | 0
4614 | 0 | 170 | 0 | 0
4615 | 0 | 180 | 0 | 0
4616 | 0 | 220 | 0 | 0
4617 | 0 | 380 | 0 | 0
4618 | 0 | 360 | 0 | 0
4619 | 0 | 350 | 0 | 0
4620 | 28.658 | 340 | 0 | 0
4621 | 91.548 | 380 | 0 | 0
4622 | 341.037 | 360 | 0 | 0
4623 | 91.548 | 330 | 0 | 0
4624 | 61.932 | 350 | 0 | 0
4625 | 144.247 | 380 | 0 | 0
4626 | 144.247 | 460 | 0 | 0
4627 | 91.548 | 520 | 0 | 0
4628 | 61.932 | 500 | 0 | 0
4629 | 28.658 | 480 | 0 | 0
4630 | 28.658 | 500 | 0 | 0
4631 | 0 | 520 | 0 | 0
4632 | 0 | 400 | 0 | 0
4633 | 0 | 220 | 0 | 0
4634 | 0 | 190 | 0 | 0
4635 | 0 | 160 | 0 | 0
4636 | 0 | 160 | 0 | 0
4637 | 0 | 160 | 0 | 0
4638 | 0 | 170 | 0 | 0
4639 | 0 | 180 | 0 | 0
4640 | 0 | 220 | 0 | 0
4641 | 28.658 | 380 | 0 | 0
4642 | 28.658 | 360 | 0 | 0
4643 | 0 | 350 | 0 | 0
4644 | 28.658 | 340 | 0 | 0
4645 | 28.658 | 380 | 0 | 0
4646 | 28.658 | 360 | 0 | 0
4647 | 0 | 330 | 0 | 0
4648 | 0 | 350 | 0 | 0
4649 | 28.658 | 380 | 0 | 0
4650 | 0 | 460 | 0 | 0
4651 | 0 | 520 | 0 | 0
4652 | 0 | 500 | 0 | 0
4653 | 0 | 480 | 0 | 0
4654 | 0 | 500 | 0 | 0
4655 | 0 | 520 | 0 | 0
4656 | 0 | 400 | 0 | 0
4657 | 0 | 220 | 0 | 0
4658 | 0 | 190 | 0 | 0
4659 | 0 | 160 | 0 | 0
4660 | 0 | 160 | 0 | 0
4661 | 0 | 160 | 0 | 0
4662 | 0 | 170 | 0 | 0
4663 | 0 | 180 | 0 | 0
4664 | 0 | 220 | 0 | 0
4665 | 0 | 380 | 0 | 0
4666 | 0 | 360 | 0 | 0
4667 | 0 | 350 | 0 | 0
4668 | 0 | 340 | 0 | 0
4669 | 0 | 380 | 0 | 0
4670 | 0 | 360 | 0 | 0
4671 | 0 | 330 | 0 | 0
4672 | 0 | 350 | 0 | 0
4673 | 0 | 380 | 0 | 0
4674 | 0 | 460 | 0 | 0
4675 | 0 | 520 | 0 | 0
4676 | 28.658 | 500 | 0 | 0
4677 | 0 | 480 | 0 | 0
4678 | 0 | 500 | 0 | 0
4679 | 0 | 520 | 0 | 0
4680 | 0 | 400 | 0 | 0
4681 | 0 | 220 | 0 | 0
4682 | 0 | 190 | 0 | 0
4683 | 61.932 | 160 | 0 | 0
4684 | 260.796 | 160 | 1 | 100.796
4685 | 341.037 | 160 | 1 | 181.037
4686 | 260.796 | 170 | 1 | 90.796
4687 | 433.441 | 180 | 1 | 253.441
4688 | 433.441 | 220 | 1 | 213.441
4689 | 433.441 | 380 | 1 | 53.441
4690 | 341.037 | 360 | 0 | 0
4691 | 433.441 | 350 | 1 | 83.441
4692 | 525.495 | 340 | 1 | 185.495
4693 | 688.829 | 380 | 1 | 308.829
4694 | 688.829 | 360 | 1 | 328.829
4695 | 688.829 | 330 | 1 | 358.829
4696 | 1155.458 | 350 | 1 | 805.458
4697 | 1115.728 | 380 | 1 | 735.728
4698 | 1210.165 | 460 | 1 | 750.165
4699 | 1155.458 | 520 | 1 | 635.458
4700 | 1115.728 | 500 | 1 | 615.728
4701 | 979.492 | 480 | 1 | 499.492
4702 | 525.495 | 500 | 1 | 25.495
4703 | 341.037 | 520 | 0 | 0
4704 | 341.037 | 400 | 0 | 0
4705 | 688.829 | 220 | 1 | 468.829
4706 | 525.495 | 190 | 1 | 335.495
4707 | 341.037 | 160 | 1 | 181.037
4708 | 144.247 | 160 | 0 | 0
4709 | 91.548 | 160 | 0 | 0
4710 | 28.658 | 170 | 0 | 0
4711 | 28.658 | 180 | 0 | 0
4712 | 341.037 | 220 | 1 | 121.037
4713 | 688.829 | 380 | 1 | 308.829
4714 | 851.72 | 360 | 1 | 491.72
4715 | 1155.458 | 350 | 1 | 805.458
4716 | 1263.475 | 340 | 1 | 923.475
4717 | 1279.682 | 380 | 1 | 899.682
4718 | 1303.375 | 360 | 1 | 943.375
4719 | 1210.165 | 330 | 1 | 880.165
4720 | 1263.475 | 350 | 1 | 913.475
4721 | 1155.458 | 380 | 1 | 775.458
4722 | 1115.728 | 460 | 1 | 655.728
4723 | 1155.458 | 520 | 1 | 635.458
4724 | 851.72 | 500 | 1 | 351.72
4725 | 525.495 | 480 | 1 | 45.495
4726 | 260.796 | 500 | 0 | 0
4727 | 28.658 | 520 | 0 | 0
4728 | 28.658 | 400 | 0 | 0
4729 | 0 | 220 | 0 | 0
4730 | 0 | 190 | 0 | 0
4731 | 0 | 160 | 0 | 0
4732 | 0 | 160 | 0 | 0
4733 | 0 | 160 | 0 | 0
4734 | 0 | 170 | 0 | 0
4735 | 0 | 180 | 0 | 0
4736 | 0 | 220 | 0 | 0
4737 | 0 | 380 | 0 | 0
4738 | 0 | 360 | 0 | 0
4739 | 0 | 350 | 0 | 0
4740 | 0 | 340 | 0 | 0
4741 | 0 | 380 | 0 | 0
4742 | 0 | 360 | 0 | 0
4743 | 0 | 330 | 0 | 0
4744 | 0 | 350 | 0 | 0
4745 | 61.932 | 380 | 0 | 0
4746 | 61.932 | 460 | 0 | 0
4747 | 0 | 520 | 0 | 0
4748 | 0 | 500 | 0 | 0
4749 | 0 | 480 | 0 | 0
4750 | 0 | 500 | 0 | 0
4751 | 0 | 520 | 0 | 0
4752 | 0 | 400 | 0 | 0
4753 | 0 | 220 | 0 | 0
4754 | 0 | 190 | 0 | 0
4755 | 0 | 160 | 0 | 0
4756 | 0 | 160 | 0 | 0
4757 | 0 | 160 | 0 | 0
4758 | 0 | 170 | 0 | 0
4759 | 0 | 180 | 0 | 0
4760 | 0 | 220 | 0 | 0
4761 | 0 | 380 | 0 | 0
4762 | 61.932 | 360 | 0 | 0
4763 | 61.932 | 350 | 0 | 0
4764 | 0 | 340 | 0 | 0
4765 | 61.932 | 380 | 0 | 0
4766 | 144.247 | 360 | 0 | 0
4767 | 201.563 | 330 | 0 | 0
4768 | 201.563 | 350 | 0 | 0
4769 | 201.563 | 380 | 0 | 0
4770 | 201.563 | 460 | 0 | 0
4771 | 61.932 | 520 | 0 | 0
4772 | 28.658 | 500 | 0 | 0
4773 | 61.932 | 480 | 0 | 0
4774 | 61.932 | 500 | 0 | 0
4775 | 0 | 520 | 0 | 0
4776 | 0 | 400 | 0 | 0
4777 | 61.932 | 220 | 0 | 0
4778 | 0 | 190 | 0 | 0
4779 | 0 | 160 | 0 | 0
4780 | 0 | 160 | 0 | 0
4781 | 28.658 | 160 | 0 | 0
4782 | 0 | 170 | 0 | 0
4783 | 0 | 180 | 0 | 0
4784 | 0 | 220 | 0 | 0
4785 | 0 | 380 | 0 | 0
4786 | 0 | 360 | 0 | 0
4787 | 0 | 350 | 0 | 0
4788 | 0 | 340 | 0 | 0
4789 | 144.247 | 380 | 0 | 0
4790 | 144.247 | 360 | 0 | 0
4791 | 61.932 | 330 | 0 | 0
4792 | 260.796 | 350 | 0 | 0
4793 | 201.563 | 380 | 0 | 0
4794 | 91.548 | 460 | 0 | 0
4795 | 61.932 | 520 | 0 | 0
4796 | 61.932 | 500 | 0 | 0
4797 | 61.932 | 480 | 0 | 0
4798 | 28.658 | 500 | 0 | 0
4799 | 0 | 520 | 0 | 0
4800 | 0 | 400 | 0 | 0
4801 | 0 | 220 | 0 | 0
4802 | 0 | 190 | 0 | 0
4803 | 28.658 | 160 | 0 | 0
4804 | 28.658 | 160 | 0 | 0
4805 | 28.658 | 160 | 0 | 0
4806 | 0 | 170 | 0 | 0
4807 | 28.658 | 180 | 0 | 0
4808 | 28.658 | 220 | 0 | 0
4809 | 28.658 | 380 | 0 | 0
4810 | 28.658 | 360 | 0 | 0
4811 | 28.658 | 350 | 0 | 0
4812 | 28.658 | 340 | 0 | 0
4813 | 61.932 | 380 | 0 | 0
4814 | 0 | 360 | 0 | 0
4815 | 0 | 330 | 0 | 0
4816 | 0 | 350 | 0 | 0
4817 | 0 | 380 | 0 | 0
4818 | 0 | 460 | 0 | 0
4819 | 0 | 520 | 0 | 0
4820 | 0 | 500 | 0 | 0
4821 | 0 | 480 | 0 | 0
4822 | 0 | 500 | 0 | 0
4823 | 91.548 | 520 | 0 | 0
4824 | 201.563 | 400 | 0 | 0
4825 | 61.932 | 220 | 0 | 0
4826 | 144.247 | 190 | 0 | 0
4827 | 61.932 | 160 | 0 | 0
4828 | 0 | 160 | 0 | 0
4829 | 0 | 160 | 0 | 0
4830 | 0 | 170 | 0 | 0
4831 | 0 | 180 | 0 | 0
4832 | 0 | 220 | 0 | 0
4833 | 0 | 380 | 0 | 0
4834 | 0 | 360 | 0 | 0
4835 | 0 | 350 | 0 | 0
4836 | 0 | 340 | 0 | 0
4837 | 0 | 380 | 0 | 0
4838 | 0 | 360 | 0 | 0
4839 | 0 | 330 | 0 | 0
4840 | 0 | 350 | 0 | 0
4841 | 0 | 380 | 0 | 0
4842 | 28.658 | 460 | 0 | 0
4843 | 61.932 | 520 | 0 | 0
4844 | 144.247 | 500 | 0 | 0
4845 | 144.247 | 480 | 0 | 0
4846 | 61.932 | 500 | 0 | 0
4847 | 61.932 | 520 | 0 | 0
4848 | 28.658 | 400 | 0 | 0
4849 | 28.658 | 220 | 0 | 0
4850 | 0 | 190 | 0 | 0
4851 | 0 | 160 | 0 | 0
4852 | 0 | 160 | 0 | 0
4853 | 0 | 160 | 0 | 0
4854 | 0 | 170 | 0 | 0
4855 | 0 | 180 | 0 | 0
4856 | 61.932 | 220 | 0 | 0
4857 | 201.563 | 380 | 0 | 0
4858 | 28.658 | 360 | 0 | 0
4859 | 144.247 | 350 | 0 | 0
4860 | 260.796 | 340 | 0 | 0
4861 | 201.563 | 380 | 0 | 0
4862 | 260.796 | 360 | 0 | 0
4863 | 144.247 | 330 | 0 | 0
4864 | 341.037 | 350 | 0 | 0
4865 | 433.441 | 380 | 1 | 53.441
4866 | 525.495 | 460 | 1 | 65.495
4867 | 341.037 | 520 | 0 | 0
4868 | 341.037 | 500 | 0 | 0
4869 | 144.247 | 480 | 0 | 0
4870 | 28.658 | 500 | 0 | 0
4871 | 0 | 520 | 0 | 0
4872 | 0 | 400 | 0 | 0
4873 | 0 | 220 | 0 | 0
4874 | 0 | 190 | 0 | 0
4875 | 0 | 160 | 0 | 0
4876 | 0 | 160 | 0 | 0
4877 | 0 | 160 | 0 | 0
4878 | 0 | 170 | 0 | 0
4879 | 0 | 180 | 0 | 0
4880 | 0 | 220 | 0 | 0
4881 | 0 | 380 | 0 | 0
4882 | 0 | 360 | 0 | 0
4883 | 0 | 350 | 0 | 0
4884 | 0 | 340 | 0 | 0
4885 | 0 | 380 | 0 | 0
4886 | 0 | 360 | 0 | 0
4887 | 0 | 330 | 0 | 0
4888 | 0 | 350 | 0 | 0
4889 | 0 | 380 | 0 | 0
4890 | 0 | 460 | 0 | 0
4891 | 0 | 520 | 0 | 0
4892 | 0 | 500 | 0 | 0
4893 | 0 | 480 | 0 | 0
4894 | 0 | 500 | 0 | 0
4895 | 0 | 520 | 0 | 0
4896 | 0 | 400 | 0 | 0
4897 | 0 | 220 | 0 | 0
4898 | 0 | 190 | 0 | 0
4899 | 0 | 160 | 0 | 0
4900 | 0 | 160 | 0 | 0
4901 | 0 | 160 | 0 | 0
4902 | 0 | 170 | 0 | 0
4903 | 0 | 180 | 0 | 0
4904 | 0 | 220 | 0 | 0
4905 | 0 | 380 | 0 | 0
4906 | 0 | 360 | 0 | 0
4907 | 0 | 350 | 0 | 0
4908 | 0 | 340 | 0 | 0
4909 | 0 | 380 | 0 | 0
4910 | 0 | 360 | 0 | 0
4911 | 0 | 330 | 0 | 0
4912 | 0 | 350 | 0 | 0
4913 | 0 | 380 | 0 | 0
4914 | 28.658 | 460 | 0 | 0
4915 | 28.658 | 520 | 0 | 0
4916 | 61.932 | 500 | 0 | 0
4917 | 61.932 | 480 | 0 | 0
4918 | 0 | 500 | 0 | 0
4919 | 0 | 520 | 0 | 0
4920 | 0 | 400 | 0 | 0
4921 | 0 | 220 | 0 | 0
4922 | 0 | 190 | 0 | 0
4923 | 0 | 160 | 0 | 0
4924 | 0 | 160 | 0 | 0
4925 | 0 | 160 | 0 | 0
4926 | 0 | 170 | 0 | 0
4927 | 0 | 180 | 0 | 0
4928 | 0 | 220 | 0 | 0
4929 | 0 | 380 | 0 | 0
4930 | 0 | 360 | 0 | 0
4931 | 0 | 350 | 0 | 0
4932 | 61.932 | 340 | 0 | 0
4933 | 61.932 | 380 | 0 | 0
4934 | 91.548 | 360 | 0 | 0
4935 | 260.796 | 330 | 0 | 0
4936 | 433.441 | 350 | 1 | 83.441
4937 | 433.441 | 380 | 1 | 53.441
4938 | 433.441 | 460 | 0 | 0
4939 | 525.495 | 520 | 1 | 5.495
4940 | 433.441 | 500 | 0 | 0
4941 | 144.247 | 480 | 0 | 0
4942 | 0 | 500 | 0 | 0
4943 | 0 | 520 | 0 | 0
4944 | 0 | 400 | 0 | 0
4945 | 0 | 220 | 0 | 0
4946 | 0 | 190 | 0 | 0
4947 | 0 | 160 | 0 | 0
4948 | 0 | 160 | 0 | 0
4949 | 0 | 160 | 0 | 0
4950 | 0 | 170 | 0 | 0
4951 | 0 | 180 | 0 | 0
4952 | 0 | 220 | 0 | 0
4953 | 0 | 380 | 0 | 0
4954 | 0 | 360 | 0 | 0
4955 | 0 | 350 | 0 | 0
4956 | 0 | 340 | 0 | 0
4957 | 0 | 380 | 0 | 0
4958 | 0 | 360 | 0 | 0
4959 | 0 | 330 | 0 | 0
4960 | 0 | 350 | 0 | 0
4961 | 28.658 | 380 | 0 | 0
4962 | 144.247 | 460 | 0 | 0
4963 | 201.563 | 520 | 0 | 0
4964 | 260.796 | 500 | 0 | 0
4965 | 144.247 | 480 | 0 | 0
4966 | 28.658 | 500 | 0 | 0
4967 | 28.658 | 520 | 0 | 0
4968 | 0 | 400 | 0 | 0
4969 | 61.932 | 220 | 0 | 0
4970 | 28.658 | 190 | 0 | 0
4971 | 28.658 | 160 | 0 | 0
4972 | 28.658 | 160 | 0 | 0
4973 | 0 | 160 | 0 | 0
4974 | 0 | 170 | 0 | 0
4975 | 0 | 180 | 0 | 0
4976 | 0 | 220 | 0 | 0
4977 | 91.548 | 380 | 0 | 0
4978 | 61.932 | 360 | 0 | 0
4979 | 61.932 | 350 | 0 | 0
4980 | 61.932 | 340 | 0 | 0
4981 | 28.658 | 380 | 0 | 0
4982 | 28.658 | 360 | 0 | 0
4983 | 28.658 | 330 | 0 | 0
4984 | 91.548 | 350 | 0 | 0
4985 | 144.247 | 380 | 0 | 0
4986 | 91.548 | 460 | 0 | 0
4987 | 61.932 | 520 | 0 | 0
4988 | 91.548 | 500 | 0 | 0
4989 | 28.658 | 480 | 0 | 0
4990 | 0 | 500 | 0 | 0
4991 | 61.932 | 520 | 0 | 0
4992 | 28.658 | 400 | 0 | 0
4993 | 0 | 220 | 0 | 0
4994 | 0 | 190 | 0 | 0
4995 | 0 | 160 | 0 | 0
4996 | 0 | 160 | 0 | 0
4997 | 0 | 160 | 0 | 0
4998 | 0 | 170 | 0 | 0
4999 | 0 | 180 | 0 | 0
5000 | 0 | 220 | 0 | 0
5001 | 0 | 380 | 0 | 0
5002 | 0 | 360 | 0 | 0
5003 | 0 | 350 | 0 | 0
5004 | 0 | 340 | 0 | 0
5005 | 0 | 380 | 0 | 0
5006 | 28.658 | 360 | 0 | 0
5007 | 28.658 | 330 | 0 | 0
5008 | 61.932 | 350 | 0 | 0
5009 | 144.247 | 380 | 0 | 0
5010 | 144.247 | 460 | 0 | 0
5011 | 61.932 | 520 | 0 | 0
5012 | 61.932 | 500 | 0 | 0
5013 | 91.548 | 480 | 0 | 0
5014 | 28.658 | 500 | 0 | 0
5015 | 0 | 520 | 0 | 0
5016 | 0 | 400 | 0 | 0
5017 | 0 | 220 | 0 | 0
5018 | 0 | 190 | 0 | 0
5019 | 0 | 160 | 0 | 0
5020 | 0 | 160 | 0 | 0
5021 | 0 | 160 | 0 | 0
5022 | 0 | 170 | 0 | 0
5023 | 0 | 180 | 0 | 0
5024 | 0 | 220 | 0 | 0
5025 | 28.658 | 380 | 0 | 0
5026 | 28.658 | 360 | 0 | 0
5027 | 0 | 350 | 0 | 0
5028 | 0 | 340 | 0 | 0
5029 | 61.932 | 380 | 0 | 0
5030 | 260.796 | 360 | 0 | 0
5031 | 260.796 | 330 | 0 | 0
5032 | 260.796 | 350 | 0 | 0
5033 | 260.796 | 380 | 0 | 0
5034 | 260.796 | 460 | 0 | 0
5035 | 341.037 | 520 | 0 | 0
5036 | 433.441 | 500 | 0 | 0
5037 | 144.247 | 480 | 0 | 0
5038 | 61.932 | 500 | 0 | 0
5039 | 0 | 520 | 0 | 0
5040 | 61.932 | 400 | 0 | 0
5041 | 0 | 220 | 0 | 0
5042 | 61.932 | 190 | 0 | 0
5043 | 61.932 | 160 | 0 | 0
5044 | 28.658 | 160 | 0 | 0
5045 | 61.932 | 160 | 0 | 0
5046 | 28.658 | 170 | 0 | 0
5047 | 61.932 | 180 | 0 | 0
5048 | 0 | 220 | 0 | 0
5049 | 144.247 | 380 | 0 | 0
5050 | 61.932 | 360 | 0 | 0
5051 | 61.932 | 350 | 0 | 0
5052 | 144.247 | 340 | 0 | 0
5053 | 144.247 | 380 | 0 | 0
5054 | 260.796 | 360 | 0 | 0
5055 | 201.563 | 330 | 0 | 0
5056 | 201.563 | 350 | 0 | 0
5057 | 144.247 | 380 | 0 | 0
5058 | 201.563 | 460 | 0 | 0
5059 | 144.247 | 520 | 0 | 0
5060 | 144.247 | 500 | 0 | 0
5061 | 61.932 | 480 | 0 | 0
5062 | 0 | 500 | 0 | 0
5063 | 0 | 520 | 0 | 0
5064 | 0 | 400 | 0 | 0
5065 | 0 | 220 | 0 | 0
5066 | 0 | 190 | 0 | 0
5067 | 28.658 | 160 | 0 | 0
5068 | 61.932 | 160 | 0 | 0
5069 | 0 | 160 | 0 | 0
5070 | 28.658 | 170 | 0 | 0
5071 | 61.932 | 180 | 0 | 0
5072 | 91.548 | 220 | 0 | 0
5073 | 91.548 | 380 | 0 | 0
5074 | 91.548 | 360 | 0 | 0
5075 | 91.548 | 350 | 0 | 0
5076 | 144.247 | 340 | 0 | 0
5077 | 341.037 | 380 | 0 | 0
5078 | 260.796 | 360 | 0 | 0
5079 | 201.563 | 330 | 0 | 0
5080 | 260.796 | 350 | 0 | 0
5081 | 144.247 | 380 | 0 | 0
5082 | 144.247 | 460 | 0 | 0
5083 | 201.563 | 520 | 0 | 0
5084 | 144.247 | 500 | 0 | 0
5085 | 201.563 | 480 | 0 | 0
5086 | 61.932 | 500 | 0 | 0
5087 | 28.658 | 520 | 0 | 0
5088 | 0 | 400 | 0 | 0
5089 | 0 | 220 | 0 | 0
5090 | 0 | 190 | 0 | 0
5091 | 0 | 160 | 0 | 0
5092 | 0 | 160 | 0 | 0
5093 | 0 | 160 | 0 | 0
5094 | 0 | 170 | 0 | 0
5095 | 0 | 180 | 0 | 0
5096 | 28.658 | 220 | 0 | 0
5097 | 91.548 | 380 | 0 | 0
5098 | 61.932 | 360 | 0 | 0
5099 | 28.658 | 350 | 0 | 0
5100 | 144.247 | 340 | 0 | 0
5101 | 201.563 | 380 | 0 | 0
5102 | 341.037 | 360 | 0 | 0
5103 | 260.796 | 330 | 0 | 0
5104 | 201.563 | 350 | 0 | 0
5105 | 144.247 | 380 | 0 | 0
5106 | 201.563 | 460 | 0 | 0
5107 | 201.563 | 520 | 0 | 0
5108 | 0 | 500 | 0 | 0
5109 | 0 | 480 | 0 | 0
5110 | 0 | 500 | 0 | 0
5111 | 0 | 520 | 0 | 0
5112 | 0 | 400 | 0 | 0
5113 | 0 | 220 | 0 | 0
5114 | 0 | 190 | 0 | 0
5115 | 0 | 160 | 0 | 0
5116 | 0 | 160 | 0 | 0
5117 | 0 | 160 | 0 | 0
5118 | 0 | 170 | 0 | 0
5119 | 0 | 180 | 0 | 0
5120 | 0 | 220 | 0 | 0
5121 | 28.658 | 380 | 0 | 0
5122 | 0 | 360 | 0 | 0
5123 | 28.658 | 350 | 0 | 0
5124 | 61.932 | 340 | 0 | 0
5125 | 61.932 | 380 | 0 | 0
5126 | 91.548 | 360 | 0 | 0
5127 | 91.548 | 330 | 0 | 0
5128 | 144.247 | 350 | 0 | 0
5129 | 28.658 | 380 | 0 | 0
5130 | 144.247 | 460 | 0 | 0
5131 | 201.563 | 520 | 0 | 0
5132 | 144.247 | 500 | 0 | 0
5133 | 28.658 | 480 | 0 | 0
5134 | 61.932 | 500 | 0 | 0
5135 | 91.548 | 520 | 0 | 0
5136 | 28.658 | 400 | 0 | 0
5137 | 61.932 | 220 | 0 | 0
5138 | 91.548 | 190 | 0 | 0
5139 | 28.658 | 160 | 0 | 0
5140 | 91.548 | 160 | 0 | 0
5141 | 28.658 | 160 | 0 | 0
5142 | 0 | 170 | 0 | 0
5143 | 28.658 | 180 | 0 | 0
5144 | 0 | 220 | 0 | 0
5145 | 28.658 | 380 | 0 | 0
5146 | 144.247 | 360 | 0 | 0
5147 | 61.932 | 350 | 0 | 0
5148 | 0 | 340 | 0 | 0
5149 | 0 | 380 | 0 | 0
5150 | 0 | 360 | 0 | 0
5151 | 144.247 | 330 | 0 | 0
5152 | 201.563 | 350 | 0 | 0
5153 | 979.492 | 380 | 1 | 599.492
5154 | 1155.458 | 460 | 1 | 695.458
5155 | 688.829 | 520 | 1 | 168.829
5156 | 341.037 | 500 | 0 | 0
5157 | 341.037 | 480 | 0 | 0
5158 | 341.037 | 500 | 0 | 0
5159 | 201.563 | 520 | 0 | 0
5160 | 201.563 | 400 | 0 | 0
5161 | 201.563 | 220 | 0 | 0
5162 | 341.037 | 190 | 1 | 151.037
5163 | 260.796 | 160 | 1 | 100.796
5164 | 341.037 | 160 | 1 | 181.037
5165 | 201.563 | 160 | 1 | 41.563
5166 | 260.796 | 170 | 1 | 90.796
5167 | 525.495 | 180 | 1 | 345.495
5168 | 341.037 | 220 | 1 | 121.037
5169 | 341.037 | 380 | 0 | 0
5170 | 260.796 | 360 | 0 | 0
5171 | 433.441 | 350 | 1 | 83.441
5172 | 433.441 | 340 | 1 | 93.441
5173 | 341.037 | 380 | 0 | 0
5174 | 851.72 | 360 | 1 | 491.72
5175 | 525.495 | 330 | 1 | 195.495
5176 | 433.441 | 350 | 1 | 83.441
5177 | 260.796 | 380 | 0 | 0
5178 | 260.796 | 460 | 0 | 0
5179 | 144.247 | 520 | 0 | 0
5180 | 61.932 | 500 | 0 | 0
5181 | 144.247 | 480 | 0 | 0
5182 | 341.037 | 500 | 0 | 0
5183 | 201.563 | 520 | 0 | 0
5184 | 91.548 | 400 | 0 | 0
5185 | 0 | 220 | 0 | 0
5186 | 688.829 | 190 | 1 | 498.829
5187 | 1263.475 | 160 | 1 | 1103.475
5188 | 1155.458 | 160 | 1 | 995.458
5189 | 1155.458 | 160 | 1 | 995.458
5190 | 341.037 | 170 | 1 | 171.037
5191 | 260.796 | 180 | 1 | 80.796
5192 | 341.037 | 220 | 1 | 121.037
5193 | 979.492 | 380 | 1 | 599.492
5194 | 1155.458 | 360 | 1 | 795.458
5195 | 851.72 | 350 | 1 | 501.72
5196 | 688.829 | 340 | 1 | 348.829
5197 | 851.72 | 380 | 1 | 471.72
5198 | 979.492 | 360 | 1 | 619.492
5199 | 979.492 | 330 | 1 | 649.492
5200 | 433.441 | 350 | 1 | 83.441
5201 | 341.037 | 380 | 0 | 0
5202 | 260.796 | 460 | 0 | 0
5203 | 144.247 | 520 | 0 | 0
5204 | 260.796 | 500 | 0 | 0
5205 | 144.247 | 480 | 0 | 0
5206 | 28.658 | 500 | 0 | 0
5207 | 0 | 520 | 0 | 0
5208 | 28.658 | 400 | 0 | 0
5209 | 28.658 | 220 | 0 | 0
5210 | 0 | 190 | 0 | 0
5211 | 0 | 160 | 0 | 0
5212 | 0 | 160 | 0 | 0
5213 | 0 | 160 | 0 | 0
5214 | 0 | 170 | 0 | 0
5215 | 0 | 180 | 0 | 0
5216 | 28.658 | 220 | 0 | 0
5217 | 0 | 380 | 0 | 0
5218 | 0 | 360 | 0 | 0
5219 | 0 | 350 | 0 | 0
5220 | 28.658 | 340 | 0 | 0
5221 | 28.658 | 380 | 0 | 0
5222 | 201.563 | 360 | 0 | 0
5223 | 688.829 | 330 | 1 | 358.829
5224 | 688.829 | 350 | 1 | 338.829
5225 | 1115.728 | 380 | 1 | 735.728
5226 | 979.492 | 460 | 1 | 519.492
5227 | 688.829 | 520 | 1 | 168.829
5228 | 525.495 | 500 | 1 | 25.495
5229 | 341.037 | 480 | 0 | 0
5230 | 91.548 | 500 | 0 | 0
5231 | 260.796 | 520 | 0 | 0
5232 | 61.932 | 400 | 0 | 0
5233 | 61.932 | 220 | 0 | 0
5234 | 201.563 | 190 | 1 | 11.563
5235 | 144.247 | 160 | 0 | 0
5236 | 91.548 | 160 | 0 | 0
5237 | 91.548 | 160 | 0 | 0
5238 | 91.548 | 170 | 0 | 0
5239 | 144.247 | 180 | 0 | 0
5240 | 61.932 | 220 | 0 | 0
5241 | 91.548 | 380 | 0 | 0
5242 | 260.796 | 360 | 0 | 0
5243 | 260.796 | 350 | 0 | 0
5244 | 144.247 | 340 | 0 | 0
5245 | 260.796 | 380 | 0 | 0
5246 | 341.037 | 360 | 0 | 0
5247 | 525.495 | 330 | 1 | 195.495
5248 | 688.829 | 350 | 1 | 338.829
5249 | 979.492 | 380 | 1 | 599.492
5250 | 979.492 | 460 | 1 | 519.492
5251 | 341.037 | 520 | 0 | 0
5252 | 433.441 | 500 | 0 | 0
5253 | 144.247 | 480 | 0 | 0
5254 | 61.932 | 500 | 0 | 0
5255 | 260.796 | 520 | 0 | 0
5256 | 144.247 | 400 | 0 | 0
5257 | 144.247 | 220 | 0 | 0
5258 | 91.548 | 190 | 0 | 0
5259 | 91.548 | 160 | 0 | 0
5260 | 91.548 | 160 | 0 | 0
5261 | 91.548 | 160 | 0 | 0
5262 | 28.658 | 170 | 0 | 0
5263 | 28.658 | 180 | 0 | 0
5264 | 61.932 | 220 | 0 | 0
5265 | 144.247 | 380 | 0 | 0
5266 | 260.796 | 360 | 0 | 0
5267 | 260.796 | 350 | 0 | 0
5268 | 260.796 | 340 | 0 | 0
5269 | 260.796 | 380 | 0 | 0
5270 | 260.796 | 360 | 0 | 0
5271 | 201.563 | 330 | 0 | 0
5272 | 433.441 | 350 | 1 | 83.441
5273 | 851.72 | 380 | 1 | 471.72
5274 | 433.441 | 460 | 0 | 0
5275 | 260.796 | 520 | 0 | 0
5276 | 144.247 | 500 | 0 | 0
5277 | 91.548 | 480 | 0 | 0
5278 | 61.932 | 500 | 0 | 0
5279 | 28.658 | 520 | 0 | 0
5280 | 0 | 400 | 0 | 0
5281 | 0 | 220 | 0 | 0
5282 | 0 | 190 | 0 | 0
5283 | 0 | 160 | 0 | 0
5284 | 28.658 | 160 | 0 | 0
5285 | 61.932 | 160 | 0 | 0
5286 | 28.658 | 170 | 0 | 0
5287 | 28.658 | 180 | 0 | 0
5288 | 28.658 | 220 | 0 | 0
5289 | 61.932 | 380 | 0 | 0
5290 | 91.548 | 360 | 0 | 0
5291 | 201.563 | 350 | 0 | 0
5292 | 525.495 | 340 | 1 | 185.495
5293 | 688.829 | 380 | 1 | 308.829
5294 | 851.72 | 360 | 1 | 491.72
5295 | 688.829 | 330 | 1 | 358.829
5296 | 1303.375 | 350 | 1 | 953.375
5297 | 1300 | 380 | 1 | 920
5298 | 1300 | 460 | 1 | 840
5299 | 1299.267 | 520 | 1 | 779.267
5300 | 1303.375 | 500 | 1 | 803.375
5301 | 1279.682 | 480 | 1 | 799.682
5302 | 1155.458 | 500 | 1 | 655.458
5303 | 851.72 | 520 | 1 | 331.72
5304 | 525.495 | 400 | 1 | 125.495
5305 | 1210.165 | 220 | 1 | 990.165
5306 | 1155.458 | 190 | 1 | 965.458
5307 | 1299.267 | 160 | 1 | 1139.267
5308 | 1299.267 | 160 | 1 | 1139.267
5309 | 201.563 | 160 | 1 | 41.563
5310 | 433.441 | 170 | 1 | 263.441
5311 | 260.796 | 180 | 1 | 80.796
5312 | 201.563 | 220 | 0 | 0
5313 | 201.563 | 380 | 0 | 0
5314 | 144.247 | 360 | 0 | 0
5315 | 144.247 | 350 | 0 | 0
5316 | 144.247 | 340 | 0 | 0
5317 | 144.247 | 380 | 0 | 0
5318 | 144.247 | 360 | 0 | 0
5319 | 144.247 | 330 | 0 | 0
5320 | 144.247 | 350 | 0 | 0
5321 | 91.548 | 380 | 0 | 0
5322 | 61.932 | 460 | 0 | 0
5323 | 61.932 | 520 | 0 | 0
5324 | 0 | 500 | 0 | 0
5325 | 0 | 480 | 0 | 0
5326 | 0 | 500 | 0 | 0
5327 | 0 | 520 | 0 | 0
5328 | 0 | 400 | 0 | 0
5329 | 0 | 220 | 0 | 0
5330 | 0 | 190 | 0 | 0
5331 | 0 | 160 | 0 | 0
5332 | 0 | 160 | 0 | 0
5333 | 0 | 160 | 0 | 0
5334 | 0 | 170 | 0 | 0
5335 | 0 | 180 | 0 | 0
5336 | 0 | 220 | 0 | 0
5337 | 0 | 380 | 0 | 0
5338 | 0 | 360 | 0 | 0
5339 | 0 | 350 | 0 | 0
5340 | 0 | 340 | 0 | 0
5341 | 0 | 380 | 0 | 0
5342 | 0 | 360 | 0 | 0
5343 | 0 | 330 | 0 | 0
5344 | 0 | 350 | 0 | 0
5345 | 0 | 380 | 0 | 0
5346 | 0 | 460 | 0 | 0
5347 | 28.658 | 520 | 0 | 0
5348 | 0 | 500 | 0 | 0
5349 | 0 | 480 | 0 | 0
5350 | 0 | 500 | 0 | 0
5351 | 0 | 520 | 0 | 0
5352 | 0 | 400 | 0 | 0
5353 | 0 | 220 | 0 | 0
5354 | 0 | 190 | 0 | 0
5355 | 0 | 160 | 0 | 0
5356 | 0 | 160 | 0 | 0
5357 | 0 | 160 | 0 | 0
5358 | 0 | 170 | 0 | 0
5359 | 0 | 180 | 0 | 0
5360 | 0 | 220 | 0 | 0
5361 | 0 | 380 | 0 | 0
5362 | 0 | 360 | 0 | 0
5363 | 0 | 350 | 0 | 0
5364 | 0 | 340 | 0 | 0
5365 | 0 | 380 | 0 | 0
5366 | 0 | 360 | 0 | 0
5367 | 0 | 330 | 0 | 0
5368 | 28.658 | 350 | 0 | 0
5369 | 91.548 | 380 | 0 | 0
5370 | 61.932 | 460 | 0 | 0
5371 | 61.932 | 520 | 0 | 0
5372 | 61.932 | 500 | 0 | 0
5373 | 28.658 | 480 | 0 | 0
5374 | 0 | 500 | 0 | 0
5375 | 0 | 520 | 0 | 0
5376 | 0 | 400 | 0 | 0
5377 | 0 | 220 | 0 | 0
5378 | 0 | 190 | 0 | 0
5379 | 0 | 160 | 0 | 0
5380 | 0 | 160 | 0 | 0
5381 | 0 | 160 | 0 | 0
5382 | 0 | 170 | 0 | 0
5383 | 0 | 180 | 0 | 0
5384 | 0 | 220 | 0 | 0
5385 | 0 | 380 | 0 | 0
5386 | 0 | 360 | 0 | 0
5387 | 0 | 350 | 0 | 0
5388 | 0 | 340 | 0 | 0
5389 | 0 | 380 | 0 | 0
5390 | 28.658 | 360 | 0 | 0
5391 | 28.658 | 330 | 0 | 0
5392 | 61.932 | 350 | 0 | 0
5393 | 0 | 380 | 0 | 0
5394 | 0 | 460 | 0 | 0
5395 | 0 | 520 | 0 | 0
5396 | 0 | 500 | 0 | 0
5397 | 0 | 480 | 0 | 0
5398 | 0 | 500 | 0 | 0
5399 | 0 | 520 | 0 | 0
5400 | 0 | 400 | 0 | 0
5401 | 0 | 220 | 0 | 0
5402 | 0 | 190 | 0 | 0
5403 | 0 | 160 | 0 | 0
5404 | 0 | 160 | 0 | 0
5405 | 0 | 160 | 0 | 0
5406 | 0 | 170 | 0 | 0
5407 | 0 | 180 | 0 | 0
5408 | 0 | 220 | 0 | 0
5409 | 0 | 380 | 0 | 0
5410 | 0 | 360 | 0 | 0
5411 | 0 | 350 | 0 | 0
5412 | 0 | 340 | 0 | 0
5413 | 0 | 380 | 0 | 0
5414 | 0 | 360 | 0 | 0
5415 | 0 | 330 | 0 | 0
5416 | 0 | 350 | 0 | 0
5417 | 0 | 380 | 0 | 0
5418 | 0 | 460 | 0 | 0
5419 | 0 | 520 | 0 | 0
5420 | 0 | 500 | 0 | 0
5421 | 0 | 480 | 0 | 0
5422 | 0 | 500 | 0 | 0
5423 | 0 | 520 | 0 | 0
5424 | 0 | 400 | 0 | 0
5425 | 0 | 220 | 0 | 0
5426 | 0 | 190 | 0 | 0
5427 | 0 | 160 | 0 | 0
5428 | 0 | 160 | 0 | 0
5429 | 0 | 160 | 0 | 0
5430 | 0 | 170 | 0 | 0
5431 | 0 | 180 | 0 | 0
5432 | 0 | 220 | 0 | 0
5433 | 0 | 380 | 0 | 0
5434 | 0 | 360 | 0 | 0
5435 | 0 | 350 | 0 | 0
5436 | 0 | 340 | 0 | 0
5437 | 0 | 380 | 0 | 0
5438 | 0 | 360 | 0 | 0
5439 | 0 | 330 | 0 | 0
5440 | 61.932 | 350 | 0 | 0
5441 | 61.932 | 380 | 0 | 0
5442 | 28.658 | 460 | 0 | 0
5443 | 61.932 | 520 | 0 | 0
5444 | 28.658 | 500 | 0 | 0
5445 | 0 | 480 | 0 | 0
5446 | 0 | 500 | 0 | 0
5447 | 0 | 520 | 0 | 0
5448 | 0 | 400 | 0 | 0
5449 | 0 | 220 | 0 | 0
5450 | 0 | 190 | 0 | 0
5451 | 0 | 160 | 0 | 0
5452 | 28.658 | 160 | 0 | 0
5453 | 0 | 160 | 0 | 0
5454 | 0 | 170 | 0 | 0
5455 | 0 | 180 | 0 | 0
5456 | 0 | 220 | 0 | 0
5457 | 0 | 380 | 0 | 0
5458 | 0 | 360 | 0 | 0
5459 | 0 | 350 | 0 | 0
5460 | 0 | 340 | 0 | 0
5461 | 0 | 380 | 0 | 0
5462 | 0 | 360 | 0 | 0
5463 | 0 | 330 | 0 | 0
5464 | 0 | 350 | 0 | 0
5465 | 28.658 | 380 | 0 | 0
5466 | 91.548 | 460 | 0 | 0
5467 | 144.247 | 520 | 0 | 0
5468 | 144.247 | 500 | 0 | 0
5469 | 61.932 | 480 | 0 | 0
5470 | 28.658 | 500 | 0 | 0
5471 | 260.796 | 520 | 0 | 0
5472 | 260.796 | 400 | 0 | 0
5473 | 260.796 | 220 | 1 | 40.796
5474 | 201.563 | 190 | 1 | 11.563
5475 | 201.563 | 160 | 1 | 41.563
5476 | 61.932 | 160 | 0 | 0
5477 | 61.932 | 160 | 0 | 0
5478 | 61.932 | 170 | 0 | 0
5479 | 28.658 | 180 | 0 | 0
5480 | 91.548 | 220 | 0 | 0
5481 | 144.247 | 380 | 0 | 0
5482 | 144.247 | 360 | 0 | 0
5483 | 144.247 | 350 | 0 | 0
5484 | 433.441 | 340 | 1 | 93.441
5485 | 525.495 | 380 | 1 | 145.495
5486 | 688.829 | 360 | 1 | 328.829
5487 | 979.492 | 330 | 1 | 649.492
5488 | 851.72 | 350 | 1 | 501.72
5489 | 688.829 | 380 | 1 | 308.829
5490 | 851.72 | 460 | 1 | 391.72
5491 | 688.829 | 520 | 1 | 168.829
5492 | 341.037 | 500 | 0 | 0
5493 | 260.796 | 480 | 0 | 0
5494 | 201.563 | 500 | 0 | 0
5495 | 0 | 520 | 0 | 0
5496 | 0 | 400 | 0 | 0
5497 | 0 | 220 | 0 | 0
5498 | 61.932 | 190 | 0 | 0
5499 | 144.247 | 160 | 0 | 0
5500 | 28.658 | 160 | 0 | 0
5501 | 28.658 | 160 | 0 | 0
5502 | 61.932 | 170 | 0 | 0
5503 | 61.932 | 180 | 0 | 0
5504 | 91.548 | 220 | 0 | 0
5505 | 201.563 | 380 | 0 | 0
5506 | 144.247 | 360 | 0 | 0
5507 | 201.563 | 350 | 0 | 0
5508 | 260.796 | 340 | 0 | 0
5509 | 260.796 | 380 | 0 | 0
5510 | 260.796 | 360 | 0 | 0
5511 | 341.037 | 330 | 1 | 11.037
5512 | 433.441 | 350 | 1 | 83.441
5513 | 341.037 | 380 | 0 | 0
5514 | 260.796 | 460 | 0 | 0
5515 | 260.796 | 520 | 0 | 0
5516 | 144.247 | 500 | 0 | 0
5517 | 28.658 | 480 | 0 | 0
5518 | 0 | 500 | 0 | 0
5519 | 0 | 520 | 0 | 0
5520 | 0 | 400 | 0 | 0
5521 | 0 | 220 | 0 | 0
5522 | 0 | 190 | 0 | 0
5523 | 0 | 160 | 0 | 0
5524 | 0 | 160 | 0 | 0
5525 | 0 | 160 | 0 | 0
5526 | 0 | 170 | 0 | 0
5527 | 0 | 180 | 0 | 0
5528 | 0 | 220 | 0 | 0
5529 | 0 | 380 | 0 | 0
5530 | 0 | 360 | 0 | 0
5531 | 0 | 350 | 0 | 0
5532 | 0 | 340 | 0 | 0
5533 | 0 | 380 | 0 | 0
5534 | 0 | 360 | 0 | 0
5535 | 0 | 330 | 0 | 0
5536 | 0 | 350 | 0 | 0
5537 | 0 | 380 | 0 | 0
5538 | 28.658 | 460 | 0 | 0
5539 | 28.658 | 520 | 0 | 0
5540 | 28.658 | 500 | 0 | 0
5541 | 61.932 | 480 | 0 | 0
5542 | 61.932 | 500 | 0 | 0
5543 | 61.932 | 520 | 0 | 0
5544 | 61.932 | 400 | 0 | 0
5545 | 0 | 220 | 0 | 0
5546 | 0 | 190 | 0 | 0
5547 | 28.658 | 160 | 0 | 0
5548 | 91.548 | 160 | 0 | 0
5549 | 91.548 | 160 | 0 | 0
5550 | 201.563 | 170 | 1 | 31.563
5551 | 260.796 | 180 | 1 | 80.796
5552 | 433.441 | 220 | 1 | 213.441
5553 | 341.037 | 380 | 0 | 0
5554 | 433.441 | 360 | 1 | 73.441
5555 | 433.441 | 350 | 1 | 83.441
5556 | 433.441 | 340 | 1 | 93.441
5557 | 433.441 | 380 | 1 | 53.441
5558 | 341.037 | 360 | 0 | 0
5559 | 341.037 | 330 | 1 | 11.037
5560 | 260.796 | 350 | 0 | 0
5561 | 260.796 | 380 | 0 | 0
5562 | 201.563 | 460 | 0 | 0
5563 | 201.563 | 520 | 0 | 0
5564 | 144.247 | 500 | 0 | 0
5565 | 144.247 | 480 | 0 | 0
5566 | 91.548 | 500 | 0 | 0
5567 | 91.548 | 520 | 0 | 0
5568 | 61.932 | 400 | 0 | 0
5569 | 61.932 | 220 | 0 | 0
5570 | 0 | 190 | 0 | 0
5571 | 0 | 160 | 0 | 0
5572 | 0 | 160 | 0 | 0
5573 | 28.658 | 160 | 0 | 0
5574 | 61.932 | 170 | 0 | 0
5575 | 28.658 | 180 | 0 | 0
5576 | 28.658 | 220 | 0 | 0
5577 | 144.247 | 380 | 0 | 0
5578 | 260.796 | 360 | 0 | 0
5579 | 260.796 | 350 | 0 | 0
5580 | 201.563 | 340 | 0 | 0
5581 | 201.563 | 380 | 0 | 0
5582 | 61.932 | 360 | 0 | 0
5583 | 61.932 | 330 | 0 | 0
5584 | 61.932 | 350 | 0 | 0
5585 | 61.932 | 380 | 0 | 0
5586 | 201.563 | 460 | 0 | 0
5587 | 201.563 | 520 | 0 | 0
5588 | 201.563 | 500 | 0 | 0
5589 | 91.548 | 480 | 0 | 0
5590 | 144.247 | 500 | 0 | 0
5591 | 91.548 | 520 | 0 | 0
5592 | 91.548 | 400 | 0 | 0
5593 | 91.548 | 220 | 0 | 0
5594 | 28.658 | 190 | 0 | 0
5595 | 28.658 | 160 | 0 | 0
5596 | 28.658 | 160 | 0 | 0
5597 | 28.658 | 160 | 0 | 0
5598 | 0 | 170 | 0 | 0
5599 | 28.658 | 180 | 0 | 0
5600 | 28.658 | 220 | 0 | 0
5601 | 28.658 | 380 | 0 | 0
5602 | 28.658 | 360 | 0 | 0
5603 | 28.658 | 350 | 0 | 0
5604 | 28.658 | 340 | 0 | 0
5605 | 61.932 | 380 | 0 | 0
5606 | 28.658 | 360 | 0 | 0
5607 | 28.658 | 330 | 0 | 0
5608 | 28.658 | 350 | 0 | 0
5609 | 61.932 | 380 | 0 | 0
5610 | 28.658 | 460 | 0 | 0
5611 | 0 | 520 | 0 | 0
5612 | 0 | 500 | 0 | 0
5613 | 0 | 480 | 0 | 0
5614 | 0 | 500 | 0 | 0
5615 | 0 | 520 | 0 | 0
5616 | 0 | 400 | 0 | 0
5617 | 0 | 220 | 0 | 0
5618 | 0 | 190 | 0 | 0
5619 | 0 | 160 | 0 | 0
5620 | 0 | 160 | 0 | 0
5621 | 0 | 160 | 0 | 0
5622 | 0 | 170 | 0 | 0
5623 | 0 | 180 | 0 | 0
5624 | 0 | 220 | 0 | 0
5625 | 0 | 380 | 0 | 0
5626 | 0 | 360 | 0 | 0
5627 | 0 | 350 | 0 | 0
5628 | 0 | 340 | 0 | 0
5629 | 0 | 380 | 0 | 0
5630 | 0 | 360 | 0 | 0
5631 | 0 | 330 | 0 | 0
5632 | 0 | 350 | 0 | 0
5633 | 0 | 380 | 0 | 0
5634 | 0 | 460 | 0 | 0
5635 | 0 | 520 | 0 | 0
5636 | 0 | 500 | 0 | 0
5637 | 0 | 480 | 0 | 0
5638 | 0 | 500 | 0 | 0
5639 | 0 | 520 | 0 | 0
5640 | 0 | 400 | 0 | 0
5641 | 0 | 220 | 0 | 0
5642 | 0 | 190 | 0 | 0
5643 | 0 | 160 | 0 | 0
5644 | 0 | 160 | 0 | 0
5645 | 0 | 160 | 0 | 0
5646 | 0 | 170 | 0 | 0
5647 | 0 | 180 | 0 | 0
5648 | 0 | 220 | 0 | 0
5649 | 0 | 380 | 0 | 0
5650 | 0 | 360 | 0 | 0
5651 | 0 | 350 | 0 | 0
5652 | 0 | 340 | 0 | 0
5653 | 0 | 380 | 0 | 0
5654 | 0 | 360 | 0 | 0
5655 | 0 | 330 | 0 | 0
5656 | 0 | 350 | 0 | 0
5657 | 0 | 380 | 0 | 0
5658 | 0 | 460 | 0 | 0
5659 | 0 | 520 | 0 | 0
5660 | 0 | 500 | 0 | 0
5661 | 28.658 | 480 | 0 | 0
5662 | 61.932 | 500 | 0 | 0
5663 | 61.932 | 520 | 0 | 0
5664 | 0 | 400 | 0 | 0
5665 | 28.658 | 220 | 0 | 0
5666 | 61.932 | 190 | 0 | 0
5667 | 91.548 | 160 | 0 | 0
5668 | 0 | 160 | 0 | 0
5669 | 0 | 160 | 0 | 0
5670 | 61.932 | 170 | 0 | 0
5671 | 91.548 | 180 | 0 | 0
5672 | 28.658 | 220 | 0 | 0
5673 | 91.548 | 380 | 0 | 0
5674 | 28.658 | 360 | 0 | 0
5675 | 61.932 | 350 | 0 | 0
5676 | 91.548 | 340 | 0 | 0
5677 | 144.247 | 380 | 0 | 0
5678 | 91.548 | 360 | 0 | 0
5679 | 61.932 | 330 | 0 | 0
5680 | 61.932 | 350 | 0 | 0
5681 | 28.658 | 380 | 0 | 0
5682 | 0 | 460 | 0 | 0
5683 | 0 | 520 | 0 | 0
5684 | 28.658 | 500 | 0 | 0
5685 | 0 | 480 | 0 | 0
5686 | 0 | 500 | 0 | 0
5687 | 0 | 520 | 0 | 0
5688 | 0 | 400 | 0 | 0
5689 | 0 | 220 | 0 | 0
5690 | 0 | 190 | 0 | 0
5691 | 0 | 160 | 0 | 0
5692 | 0 | 160 | 0 | 0
5693 | 0 | 160 | 0 | 0
5694 | 0 | 170 | 0 | 0
5695 | 0 | 180 | 0 | 0
5696 | 0 | 220 | 0 | 0
5697 | 0 | 380 | 0 | 0
5698 | 0 | 360 | 0 | 0
5699 | 0 | 350 | 0 | 0
5700 | 0 | 340 | 0 | 0
5701 | 0 | 380 | 0 | 0
5702 | 0 | 360 | 0 | 0
5703 | 0 | 330 | 0 | 0
5704 | 0 | 350 | 0 | 0
5705 | 0 | 380 | 0 | 0
5706 | 0 | 460 | 0 | 0
5707 | 0 | 520 | 0 | 0
5708 | 0 | 500 | 0 | 0
5709 | 0 | 480 | 0 | 0
5710 | 0 | 500 | 0 | 0
5711 | 0 | 520 | 0 | 0
5712 | 0 | 400 | 0 | 0
5713 | 0 | 220 | 0 | 0
5714 | 0 | 190 | 0 | 0
5715 | 0 | 160 | 0 | 0
5716 | 0 | 160 | 0 | 0
5717 | 0 | 160 | 0 | 0
5718 | 0 | 170 | 0 | 0
5719 | 0 | 180 | 0 | 0
5720 | 0 | 220 | 0 | 0
5721 | 0 | 380 | 0 | 0
5722 | 0 | 360 | 0 | 0
5723 | 0 | 350 | 0 | 0
5724 | 28.658 | 340 | 0 | 0
5725 | 0 | 380 | 0 | 0
5726 | 61.932 | 360 | 0 | 0
5727 | 144.247 | 330 | 0 | 0
5728 | 201.563 | 350 | 0 | 0
5729 | 201.563 | 380 | 0 | 0
5730 | 201.563 | 460 | 0 | 0
5731 | 144.247 | 520 | 0 | 0
5732 | 144.247 | 500 | 0 | 0
5733 | 201.563 | 480 | 0 | 0
5734 | 61.932 | 500 | 0 | 0
5735 | 0 | 520 | 0 | 0
5736 | 144.247 | 400 | 0 | 0
5737 | 0 | 220 | 0 | 0
5738 | 0 | 190 | 0 | 0
5739 | 0 | 160 | 0 | 0
5740 | 28.658 | 160 | 0 | 0
5741 | 28.658 | 160 | 0 | 0
5742 | 28.658 | 170 | 0 | 0
5743 | 0 | 180 | 0 | 0
5744 | 0 | 220 | 0 | 0
5745 | 0 | 380 | 0 | 0
5746 | 0 | 360 | 0 | 0
5747 | 0 | 350 | 0 | 0
5748 | 0 | 340 | 0 | 0
5749 | 0 | 380 | 0 | 0
5750 | 0 | 360 | 0 | 0
5751 | 61.932 | 330 | 0 | 0
5752 | 144.247 | 350 | 0 | 0
5753 | 144.247 | 380 | 0 | 0
5754 | 144.247 | 460 | 0 | 0
5755 | 28.658 | 520 | 0 | 0
5756 | 28.658 | 500 | 0 | 0
5757 | 0 | 480 | 0 | 0
5758 | 0 | 500 | 0 | 0
5759 | 0 | 520 | 0 | 0
5760 | 0 | 400 | 0 | 0
5761 | 0 | 220 | 0 | 0
5762 | 0 | 190 | 0 | 0
5763 | 0 | 160 | 0 | 0
5764 | 0 | 160 | 0 | 0
5765 | 0 | 160 | 0 | 0
5766 | 0 | 170 | 0 | 0
5767 | 0 | 180 | 0 | 0
5768 | 0 | 220 | 0 | 0
5769 | 0 | 380 | 0 | 0
5770 | 28.658 | 360 | 0 | 0
5771 | 0 | 350 | 0 | 0
5772 | 201.563 | 340 | 0 | 0
5773 | 28.658 | 380 | 0 | 0
5774 | 144.247 | 360 | 0 | 0
5775 | 341.037 | 330 | 1 | 11.037
5776 | 433.441 | 350 | 1 | 83.441
5777 | 433.441 | 380 | 1 | 53.441
5778 | 341.037 | 460 | 0 | 0
5779 | 260.796 | 520 | 0 | 0
5780 | 144.247 | 500 | 0 | 0
5781 | 28.658 | 480 | 0 | 0
5782 | 61.932 | 500 | 0 | 0
5783 | 0 | 520 | 0 | 0
5784 | 0 | 400 | 0 | 0
5785 | 144.247 | 220 | 0 | 0
5786 | 144.247 | 190 | 0 | 0
5787 | 144.247 | 160 | 0 | 0
5788 | 201.563 | 160 | 1 | 41.563
5789 | 201.563 | 160 | 1 | 41.563
5790 | 91.548 | 170 | 0 | 0
5791 | 91.548 | 180 | 0 | 0
5792 | 201.563 | 220 | 0 | 0
5793 | 433.441 | 380 | 1 | 53.441
5794 | 341.037 | 360 | 0 | 0
5795 | 341.037 | 350 | 0 | 0
5796 | 688.829 | 340 | 1 | 348.829
5797 | 979.492 | 380 | 1 | 599.492
5798 | 851.72 | 360 | 1 | 491.72
5799 | 851.72 | 330 | 1 | 521.72
5800 | 851.72 | 350 | 1 | 501.72
5801 | 851.72 | 380 | 1 | 471.72
5802 | 525.495 | 460 | 1 | 65.495
5803 | 525.495 | 520 | 1 | 5.495
5804 | 433.441 | 500 | 0 | 0
5805 | 201.563 | 480 | 0 | 0
5806 | 260.796 | 500 | 0 | 0
5807 | 61.932 | 520 | 0 | 0
5808 | 0 | 400 | 0 | 0
5809 | 91.548 | 220 | 0 | 0
5810 | 91.548 | 190 | 0 | 0
5811 | 0 | 160 | 0 | 0
5812 | 0 | 160 | 0 | 0
5813 | 61.932 | 160 | 0 | 0
5814 | 260.796 | 170 | 1 | 90.796
5815 | 144.247 | 180 | 0 | 0
5816 | 201.563 | 220 | 0 | 0
5817 | 688.829 | 380 | 1 | 308.829
5818 | 433.441 | 360 | 1 | 73.441
5819 | 979.492 | 350 | 1 | 629.492
5820 | 1115.728 | 340 | 1 | 775.728
5821 | 1115.728 | 380 | 1 | 735.728
5822 | 1155.458 | 360 | 1 | 795.458
5823 | 1210.165 | 330 | 1 | 880.165
5824 | 851.72 | 350 | 1 | 501.72
5825 | 851.72 | 380 | 1 | 471.72
5826 | 1115.728 | 460 | 1 | 655.728
5827 | 1155.458 | 520 | 1 | 635.458
5828 | 851.72 | 500 | 1 | 351.72
5829 | 1115.728 | 480 | 1 | 635.728
5830 | 1155.458 | 500 | 1 | 655.458
5831 | 1155.458 | 520 | 1 | 635.458
5832 | 1210.165 | 400 | 1 | 810.165
5833 | 1210.165 | 220 | 1 | 990.165
5834 | 1210.165 | 190 | 1 | 1020.165
5835 | 1155.458 | 160 | 1 | 995.458
5836 | 979.492 | 160 | 1 | 819.492
5837 | 1263.475 | 160 | 1 | 1103.475
5838 | 1210.165 | 170 | 1 | 1040.165
5839 | 1155.458 | 180 | 1 | 975.458
5840 | 1210.165 | 220 | 1 | 990.165
5841 | 979.492 | 380 | 1 | 599.492
5842 | 1300 | 360 | 1 | 940
5843 | 1300 | 350 | 1 | 950
5844 | 1300 | 340 | 1 | 960
5845 | 1299.267 | 380 | 1 | 919.267
5846 | 1300 | 360 | 1 | 940
5847 | 1300 | 330 | 1 | 970
5848 | 1303.375 | 350 | 1 | 953.375
5849 | 1279.682 | 380 | 1 | 899.682
5850 | 1279.682 | 460 | 1 | 819.682
5851 | 1263.475 | 520 | 1 | 743.475
5852 | 1155.458 | 500 | 1 | 655.458
5853 | 1210.165 | 480 | 1 | 730.165
5854 | 1210.165 | 500 | 1 | 710.165
5855 | 1263.475 | 520 | 1 | 743.475
5856 | 1210.165 | 400 | 1 | 810.165
5857 | 851.72 | 220 | 1 | 631.72
5858 | 1155.458 | 190 | 1 | 965.458
5859 | 525.495 | 160 | 1 | 365.495
5860 | 144.247 | 160 | 0 | 0
5861 | 201.563 | 160 | 1 | 41.563
5862 | 91.548 | 170 | 0 | 0
5863 | 91.548 | 180 | 0 | 0
5864 | 61.932 | 220 | 0 | 0
5865 | 260.796 | 380 | 0 | 0
5866 | 341.037 | 360 | 0 | 0
5867 | 525.495 | 350 | 1 | 175.495
5868 | 525.495 | 340 | 1 | 185.495
5869 | 688.829 | 380 | 1 | 308.829
5870 | 525.495 | 360 | 1 | 165.495
5871 | 851.72 | 330 | 1 | 521.72
5872 | 433.441 | 350 | 1 | 83.441
5873 | 688.829 | 380 | 1 | 308.829
5874 | 260.796 | 460 | 0 | 0
5875 | 201.563 | 520 | 0 | 0
5876 | 91.548 | 500 | 0 | 0
5877 | 201.563 | 480 | 0 | 0
5878 | 61.932 | 500 | 0 | 0
5879 | 61.932 | 520 | 0 | 0
5880 | 0 | 400 | 0 | 0
5881 | 91.548 | 220 | 0 | 0
5882 | 91.548 | 190 | 0 | 0
5883 | 0 | 160 | 0 | 0
5884 | 0 | 160 | 0 | 0
5885 | 0 | 160 | 0 | 0
5886 | 0 | 170 | 0 | 0
5887 | 0 | 180 | 0 | 0
5888 | 0 | 220 | 0 | 0
5889 | 0 | 380 | 0 | 0
5890 | 0 | 360 | 0 | 0
5891 | 28.658 | 350 | 0 | 0
5892 | 28.658 | 340 | 0 | 0
5893 | 61.932 | 380 | 0 | 0
5894 | 28.658 | 360 | 0 | 0
5895 | 0 | 330 | 0 | 0
5896 | 61.932 | 350 | 0 | 0
5897 | 0 | 380 | 0 | 0
5898 | 0 | 460 | 0 | 0
5899 | 0 | 520 | 0 | 0
5900 | 0 | 500 | 0 | 0
5901 | 0 | 480 | 0 | 0
5902 | 0 | 500 | 0 | 0
5903 | 0 | 520 | 0 | 0
5904 | 0 | 400 | 0 | 0
5905 | 0 | 220 | 0 | 0
5906 | 0 | 190 | 0 | 0
5907 | 0 | 160 | 0 | 0
5908 | 0 | 160 | 0 | 0
5909 | 28.658 | 160 | 0 | 0
5910 | 0 | 170 | 0 | 0
5911 | 0 | 180 | 0 | 0
5912 | 0 | 220 | 0 | 0
5913 | 144.247 | 380 | 0 | 0
5914 | 688.829 | 360 | 1 | 328.829
5915 | 851.72 | 350 | 1 | 501.72
5916 | 979.492 | 340 | 1 | 639.492
5917 | 979.492 | 380 | 1 | 599.492
5918 | 1115.728 | 360 | 1 | 755.728
5919 | 979.492 | 330 | 1 | 649.492
5920 | 688.829 | 350 | 1 | 338.829
5921 | 260.796 | 380 | 0 | 0
5922 | 201.563 | 460 | 0 | 0
5923 | 341.037 | 520 | 0 | 0
5924 | 201.563 | 500 | 0 | 0
5925 | 61.932 | 480 | 0 | 0
5926 | 341.037 | 500 | 0 | 0
5927 | 201.563 | 520 | 0 | 0
5928 | 61.932 | 400 | 0 | 0
5929 | 0 | 220 | 0 | 0
5930 | 28.658 | 190 | 0 | 0
5931 | 0 | 160 | 0 | 0
5932 | 0 | 160 | 0 | 0
5933 | 0 | 160 | 0 | 0
5934 | 0 | 170 | 0 | 0
5935 | 0 | 180 | 0 | 0
5936 | 0 | 220 | 0 | 0
5937 | 0 | 380 | 0 | 0
5938 | 0 | 360 | 0 | 0
5939 | 0 | 350 | 0 | 0
5940 | 0 | 340 | 0 | 0
5941 | 0 | 380 | 0 | 0
5942 | 61.932 | 360 | 0 | 0
5943 | 91.548 | 330 | 0 | 0
5944 | 61.932 | 350 | 0 | 0
5945 | 28.658 | 380 | 0 | 0
5946 | 0 | 460 | 0 | 0
5947 | 0 | 520 | 0 | 0
5948 | 0 | 500 | 0 | 0
5949 | 0 | 480 | 0 | 0
5950 | 0 | 500 | 0 | 0
5951 | 0 | 520 | 0 | 0
5952 | 0 | 400 | 0 | 0
5953 | 0 | 220 | 0 | 0
5954 | 0 | 190 | 0 | 0
5955 | 0 | 160 | 0 | 0
5956 | 0 | 160 | 0 | 0
5957 | 28.658 | 160 | 0 | 0
5958 | 0 | 170 | 0 | 0
5959 | 61.932 | 180 | 0 | 0
5960 | 0 | 220 | 0 | 0
5961 | 28.658 | 380 | 0 | 0
5962 | 144.247 | 360 | 0 | 0
5963 | 260.796 | 350 | 0 | 0
5964 | 525.495 | 340 | 1 | 185.495
5965 | 979.492 | 380 | 1 | 599.492
5966 | 525.495 | 360 | 1 | 165.495
5967 | 341.037 | 330 | 1 | 11.037
5968 | 260.796 | 350 | 0 | 0
5969 | 260.796 | 380 | 0 | 0
5970 | 201.563 | 460 | 0 | 0
5971 | 201.563 | 520 | 0 | 0
5972 | 144.247 | 500 | 0 | 0
5973 | 201.563 | 480 | 0 | 0
5974 | 260.796 | 500 | 0 | 0
5975 | 144.247 | 520 | 0 | 0
5976 | 201.563 | 400 | 0 | 0
5977 | 260.796 | 220 | 1 | 40.796
5978 | 260.796 | 190 | 1 | 70.796
5979 | 260.796 | 160 | 1 | 100.796
5980 | 260.796 | 160 | 1 | 100.796
5981 | 341.037 | 160 | 1 | 181.037
5982 | 341.037 | 170 | 1 | 171.037
5983 | 260.796 | 180 | 1 | 80.796
5984 | 979.492 | 220 | 1 | 759.492
5985 | 688.829 | 380 | 1 | 308.829
5986 | 260.796 | 360 | 0 | 0
5987 | 341.037 | 350 | 0 | 0
5988 | 525.495 | 340 | 1 | 185.495
5989 | 433.441 | 380 | 1 | 53.441
5990 | 201.563 | 360 | 0 | 0
5991 | 260.796 | 330 | 0 | 0
5992 | 201.563 | 350 | 0 | 0
5993 | 61.932 | 380 | 0 | 0
5994 | 144.247 | 460 | 0 | 0
5995 | 144.247 | 520 | 0 | 0
5996 | 61.932 | 500 | 0 | 0
5997 | 61.932 | 480 | 0 | 0
5998 | 28.658 | 500 | 0 | 0
5999 | 61.932 | 520 | 0 | 0
6000 | 260.796 | 400 | 0 | 0
6001 | 201.563 | 220 | 0 | 0
6002 | 144.247 | 190 | 0 | 0
6003 | 61.932 | 160 | 0 | 0
6004 | 0 | 160 | 0 | 0
6005 | 61.932 | 160 | 0 | 0
6006 | 0 | 170 | 0 | 0
6007 | 0 | 180 | 0 | 0
6008 | 0 | 220 | 0 | 0
6009 | 0 | 380 | 0 | 0
6010 | 28.658 | 360 | 0 | 0
6011 | 144.247 | 350 | 0 | 0
6012 | 201.563 | 340 | 0 | 0
6013 | 201.563 | 380 | 0 | 0
6014 | 201.563 | 360 | 0 | 0
6015 | 433.441 | 330 | 1 | 103.441
6016 | 260.796 | 350 | 0 | 0
6017 | 341.037 | 380 | 0 | 0
6018 | 201.563 | 460 | 0 | 0
6019 | 61.932 | 520 | 0 | 0
6020 | 28.658 | 500 | 0 | 0
6021 | 0 | 480 | 0 | 0
6022 | 0 | 500 | 0 | 0
6023 | 0 | 520 | 0 | 0
6024 | 28.658 | 400 | 0 | 0
6025 | 0 | 220 | 0 | 0
6026 | 0 | 190 | 0 | 0
6027 | 0 | 160 | 0 | 0
6028 | 0 | 160 | 0 | 0
6029 | 61.932 | 160 | 0 | 0
6030 | 0 | 170 | 0 | 0
6031 | 0 | 180 | 0 | 0
6032 | 0 | 220 | 0 | 0
6033 | 0 | 380 | 0 | 0
6034 | 28.658 | 360 | 0 | 0
6035 | 28.658 | 350 | 0 | 0
6036 | 61.932 | 340 | 0 | 0
6037 | 28.658 | 380 | 0 | 0
6038 | 0 | 360 | 0 | 0
6039 | 0 | 330 | 0 | 0
6040 | 28.658 | 350 | 0 | 0
6041 | 201.563 | 380 | 0 | 0
6042 | 433.441 | 460 | 0 | 0
6043 | 341.037 | 520 | 0 | 0
6044 | 341.037 | 500 | 0 | 0
6045 | 144.247 | 480 | 0 | 0
6046 | 91.548 | 500 | 0 | 0
6047 | 144.247 | 520 | 0 | 0
6048 | 144.247 | 400 | 0 | 0
6049 | 91.548 | 220 | 0 | 0
6050 | 91.548 | 190 | 0 | 0
6051 | 61.932 | 160 | 0 | 0
6052 | 0 | 160 | 0 | 0
6053 | 0 | 160 | 0 | 0
6054 | 0 | 170 | 0 | 0
6055 | 0 | 180 | 0 | 0
6056 | 0 | 220 | 0 | 0
6057 | 0 | 380 | 0 | 0
6058 | 0 | 360 | 0 | 0
6059 | 0 | 350 | 0 | 0
6060 | 0 | 340 | 0 | 0
6061 | 28.658 | 380 | 0 | 0
6062 | 28.658 | 360 | 0 | 0
6063 | 0 | 330 | 0 | 0
6064 | 0 | 350 | 0 | 0
6065 | 0 | 380 | 0 | 0
6066 | 0 | 460 | 0 | 0
6067 | 0 | 520 | 0 | 0
6068 | 0 | 500 | 0 | 0
6069 | 0 | 480 | 0 | 0
6070 | 0 | 500 | 0 | 0
6071 | 0 | 520 | 0 | 0
6072 | 0 | 400 | 0 | 0
6073 | 0 | 220 | 0 | 0
6074 | 0 | 190 | 0 | 0
6075 | 0 | 160 | 0 | 0
6076 | 0 | 160 | 0 | 0
6077 | 0 | 160 | 0 | 0
6078 | 0 | 170 | 0 | 0
6079 | 0 | 180 | 0 | 0
6080 | 0 | 220 | 0 | 0
6081 | 0 | 380 | 0 | 0
6082 | 0 | 360 | 0 | 0
6083 | 0 | 350 | 0 | 0
6084 | 0 | 340 | 0 | 0
6085 | 0 | 380 | 0 | 0
6086 | 0 | 360 | 0 | 0
6087 | 0 | 330 | 0 | 0
6088 | 0 | 350 | 0 | 0
6089 | 28.658 | 380 | 0 | 0
6090 | 0 | 460 | 0 | 0
6091 | 0 | 520 | 0 | 0
6092 | 0 | 500 | 0 | 0
6093 | 0 | 480 | 0 | 0
6094 | 0 | 500 | 0 | 0
6095 | 0 | 520 | 0 | 0
6096 | 0 | 400 | 0 | 0
6097 | 0 | 220 | 0 | 0
6098 | 0 | 190 | 0 | 0
6099 | 0 | 160 | 0 | 0
6100 | 0 | 160 | 0 | 0
6101 | 0 | 160 | 0 | 0
6102 | 0 | 170 | 0 | 0
6103 | 0 | 180 | 0 | 0
6104 | 0 | 220 | 0 | 0
6105 | 0 | 380 | 0 | 0
6106 | 0 | 360 | 0 | 0
6107 | 0 | 350 | 0 | 0
6108 | 0 | 340 | 0 | 0
6109 | 0 | 380 | 0 | 0
6110 | 0 | 360 | 0 | 0
6111 | 0 | 330 | 0 | 0
6112 | 0 | 350 | 0 | 0
6113 | 0 | 380 | 0 | 0
6114 | 0 | 460 | 0 | 0
6115 | 0 | 520 | 0 | 0
6116 | 0 | 500 | 0 | 0
6117 | 0 | 480 | 0 | 0
6118 | 0 | 500 | 0 | 0
6119 | 0 | 520 | 0 | 0
6120 | 61.932 | 400 | 0 | 0
6121 | 28.658 | 220 | 0 | 0
6122 | 28.658 | 190 | 0 | 0
6123 | 61.932 | 160 | 0 | 0
6124 | 28.658 | 160 | 0 | 0
6125 | 0 | 160 | 0 | 0
6126 | 0 | 170 | 0 | 0
6127 | 0 | 180 | 0 | 0
6128 | 0 | 220 | 0 | 0
6129 | 0 | 380 | 0 | 0
6130 | 0 | 360 | 0 | 0
6131 | 0 | 350 | 0 | 0
6132 | 0 | 340 | 0 | 0
6133 | 0 | 380 | 0 | 0
6134 | 0 | 360 | 0 | 0
6135 | 0 | 330 | 0 | 0
6136 | 61.932 | 350 | 0 | 0
6137 | 61.932 | 380 | 0 | 0
6138 | 0 | 460 | 0 | 0
6139 | 0 | 520 | 0 | 0
6140 | 0 | 500 | 0 | 0
6141 | 0 | 480 | 0 | 0
6142 | 28.658 | 500 | 0 | 0
6143 | 0 | 520 | 0 | 0
6144 | 0 | 400 | 0 | 0
6145 | 0 | 220 | 0 | 0
6146 | 0 | 190 | 0 | 0
6147 | 0 | 160 | 0 | 0
6148 | 0 | 160 | 0 | 0
6149 | 0 | 160 | 0 | 0
6150 | 0 | 170 | 0 | 0
6151 | 0 | 180 | 0 | 0
6152 | 0 | 220 | 0 | 0
6153 | 0 | 380 | 0 | 0
6154 | 0 | 360 | 0 | 0
6155 | 0 | 350 | 0 | 0
6156 | 28.658 | 340 | 0 | 0
6157 | 28.658 | 380 | 0 | 0
6158 | 91.548 | 360 | 0 | 0
6159 | 91.548 | 330 | 0 | 0
6160 | 61.932 | 350 | 0 | 0
6161 | 91.548 | 380 | 0 | 0
6162 | 61.932 | 460 | 0 | 0
6163 | 91.548 | 520 | 0 | 0
6164 | 144.247 | 500 | 0 | 0
6165 | 28.658 | 480 | 0 | 0
6166 | 0 | 500 | 0 | 0
6167 | 28.658 | 520 | 0 | 0
6168 | 28.658 | 400 | 0 | 0
6169 | 28.658 | 220 | 0 | 0
6170 | 61.932 | 190 | 0 | 0
6171 | 0 | 160 | 0 | 0
6172 | 0 | 160 | 0 | 0
6173 | 0 | 160 | 0 | 0
6174 | 0 | 170 | 0 | 0
6175 | 0 | 180 | 0 | 0
6176 | 0 | 220 | 0 | 0
6177 | 0 | 380 | 0 | 0
6178 | 144.247 | 360 | 0 | 0
6179 | 201.563 | 350 | 0 | 0
6180 | 201.563 | 340 | 0 | 0
6181 | 201.563 | 380 | 0 | 0
6182 | 144.247 | 360 | 0 | 0
6183 | 144.247 | 330 | 0 | 0
6184 | 433.441 | 350 | 1 | 83.441
6185 | 433.441 | 380 | 1 | 53.441
6186 | 260.796 | 460 | 0 | 0
6187 | 341.037 | 520 | 0 | 0
6188 | 260.796 | 500 | 0 | 0
6189 | 260.796 | 480 | 0 | 0
6190 | 260.796 | 500 | 0 | 0
6191 | 201.563 | 520 | 0 | 0
6192 | 341.037 | 400 | 0 | 0
6193 | 201.563 | 220 | 0 | 0
6194 | 201.563 | 190 | 1 | 11.563
6195 | 144.247 | 160 | 0 | 0
6196 | 201.563 | 160 | 1 | 41.563
6197 | 201.563 | 160 | 1 | 41.563
6198 | 144.247 | 170 | 0 | 0
6199 | 201.563 | 180 | 1 | 21.563
6200 | 61.932 | 220 | 0 | 0
6201 | 28.658 | 380 | 0 | 0
6202 | 61.932 | 360 | 0 | 0
6203 | 61.932 | 350 | 0 | 0
6204 | 91.548 | 340 | 0 | 0
6205 | 28.658 | 380 | 0 | 0
6206 | 144.247 | 360 | 0 | 0
6207 | 201.563 | 330 | 0 | 0
6208 | 260.796 | 350 | 0 | 0
6209 | 201.563 | 380 | 0 | 0
6210 | 91.548 | 460 | 0 | 0
6211 | 91.548 | 520 | 0 | 0
6212 | 0 | 500 | 0 | 0
6213 | 0 | 480 | 0 | 0
6214 | 0 | 500 | 0 | 0
6215 | 0 | 520 | 0 | 0
6216 | 0 | 400 | 0 | 0
6217 | 0 | 220 | 0 | 0
6218 | 28.658 | 190 | 0 | 0
6219 | 0 | 160 | 0 | 0
6220 | 28.658 | 160 | 0 | 0
6221 | 0 | 160 | 0 | 0
6222 | 0 | 170 | 0 | 0
6223 | 0 | 180 | 0 | 0
6224 | 0 | 220 | 0 | 0
6225 | 0 | 380 | 0 | 0
6226 | 0 | 360 | 0 | 0
6227 | 0 | 350 | 0 | 0
6228 | 0 | 340 | 0 | 0
6229 | 28.658 | 380 | 0 | 0
6230 | 61.932 | 360 | 0 | 0
6231 | 61.932 | 330 | 0 | 0
6232 | 144.247 | 350 | 0 | 0
6233 | 61.932 | 380 | 0 | 0
6234 | 0 | 460 | 0 | 0
6235 | 0 | 520 | 0 | 0
6236 | 0 | 500 | 0 | 0
6237 | 0 | 480 | 0 | 0
6238 | 0 | 500 | 0 | 0
6239 | 0 | 520 | 0 | 0
6240 | 0 | 400 | 0 | 0
6241 | 0 | 220 | 0 | 0
6242 | 0 | 190 | 0 | 0
6243 | 0 | 160 | 0 | 0
6244 | 0 | 160 | 0 | 0
6245 | 0 | 160 | 0 | 0
6246 | 0 | 170 | 0 | 0
6247 | 0 | 180 | 0 | 0
6248 | 0 | 220 | 0 | 0
6249 | 61.932 | 380 | 0 | 0
6250 | 28.658 | 360 | 0 | 0
6251 | 28.658 | 350 | 0 | 0
6252 | 28.658 | 340 | 0 | 0
6253 | 61.932 | 380 | 0 | 0
6254 | 28.658 | 360 | 0 | 0
6255 | 0 | 330 | 0 | 0
6256 | 0 | 350 | 0 | 0
6257 | 0 | 380 | 0 | 0
6258 | 0 | 460 | 0 | 0
6259 | 0 | 520 | 0 | 0
6260 | 0 | 500 | 0 | 0
6261 | 0 | 480 | 0 | 0
6262 | 0 | 500 | 0 | 0
6263 | 0 | 520 | 0 | 0
6264 | 0 | 400 | 0 | 0
6265 | 0 | 220 | 0 | 0
6266 | 0 | 190 | 0 | 0
6267 | 0 | 160 | 0 | 0
6268 | 0 | 160 | 0 | 0
6269 | 0 | 160 | 0 | 0
6270 | 0 | 170 | 0 | 0
6271 | 0 | 180 | 0 | 0
6272 | 0 | 220 | 0 | 0
6273 | 0 | 380 | 0 | 0
6274 | 0 | 360 | 0 | 0
6275 | 144.247 | 350 | 0 | 0
6276 | 260.796 | 340 | 0 | 0
6277 | 525.495 | 380 | 1 | 145.495
6278 | 341.037 | 360 | 0 | 0
6279 | 341.037 | 330 | 1 | 11.037
6280 | 201.563 | 350 | 0 | 0
6281 | 433.441 | 380 | 1 | 53.441
6282 | 433.441 | 460 | 0 | 0
6283 | 260.796 | 520 | 0 | 0
6284 | 61.932 | 500 | 0 | 0
6285 | 61.932 | 480 | 0 | 0
6286 | 61.932 | 500 | 0 | 0
6287 | 0 | 520 | 0 | 0
6288 | 0 | 400 | 0 | 0
6289 | 0 | 220 | 0 | 0
6290 | 0 | 190 | 0 | 0
6291 | 0 | 160 | 0 | 0
6292 | 0 | 160 | 0 | 0
6293 | 0 | 160 | 0 | 0
6294 | 0 | 170 | 0 | 0
6295 | 0 | 180 | 0 | 0
6296 | 0 | 220 | 0 | 0
6297 | 0 | 380 | 0 | 0
6298 | 0 | 360 | 0 | 0
6299 | 0 | 350 | 0 | 0
6300 | 28.658 | 340 | 0 | 0
6301 | 0 | 380 | 0 | 0
6302 | 61.932 | 360 | 0 | 0
6303 | 61.932 | 330 | 0 | 0
6304 | 91.548 | 350 | 0 | 0
6305 | 201.563 | 380 | 0 | 0
6306 | 91.548 | 460 | 0 | 0
6307 | 28.658 | 520 | 0 | 0
6308 | 0 | 500 | 0 | 0
6309 | 0 | 480 | 0 | 0
6310 | 0 | 500 | 0 | 0
6311 | 0 | 520 | 0 | 0
6312 | 0 | 400 | 0 | 0
6313 | 0 | 220 | 0 | 0
6314 | 0 | 190 | 0 | 0
6315 | 0 | 160 | 0 | 0
6316 | 0 | 160 | 0 | 0
6317 | 0 | 160 | 0 | 0
6318 | 0 | 170 | 0 | 0
6319 | 0 | 180 | 0 | 0
6320 | 0 | 220 | 0 | 0
6321 | 0 | 380 | 0 | 0
6322 | 61.932 | 360 | 0 | 0
6323 | 144.247 | 350 | 0 | 0
6324 | 61.932 | 340 | 0 | 0
6325 | 144.247 | 380 | 0 | 0
6326 | 260.796 | 360 | 0 | 0
6327 | 260.796 | 330 | 0 | 0
6328 | 201.563 | 350 | 0 | 0
6329 | 91.548 | 380 | 0 | 0
6330 | 28.658 | 460 | 0 | 0
6331 | 0 | 520 | 0 | 0
6332 | 0 | 500 | 0 | 0
6333 | 0 | 480 | 0 | 0
6334 | 0 | 500 | 0 | 0
6335 | 0 | 520 | 0 | 0
6336 | 0 | 400 | 0 | 0
6337 | 0 | 220 | 0 | 0
6338 | 0 | 190 | 0 | 0
6339 | 0 | 160 | 0 | 0
6340 | 0 | 160 | 0 | 0
6341 | 0 | 160 | 0 | 0
6342 | 0 | 170 | 0 | 0
6343 | 0 | 180 | 0 | 0
6344 | 0 | 220 | 0 | 0
6345 | 0 | 380 | 0 | 0
6346 | 0 | 360 | 0 | 0
6347 | 0 | 350 | 0 | 0
6348 | 0 | 340 | 0 | 0
6349 | 0 | 380 | 0 | 0
6350 | 0 | 360 | 0 | 0
6351 | 61.932 | 330 | 0 | 0
6352 | 0 | 350 | 0 | 0
6353 | 91.548 | 380 | 0 | 0
6354 | 61.932 | 460 | 0 | 0
6355 | 28.658 | 520 | 0 | 0
6356 | 61.932 | 500 | 0 | 0
6357 | 0 | 480 | 0 | 0
6358 | 0 | 500 | 0 | 0
6359 | 0 | 520 | 0 | 0
6360 | 0 | 400 | 0 | 0
6361 | 28.658 | 220 | 0 | 0
6362 | 91.548 | 190 | 0 | 0
6363 | 28.658 | 160 | 0 | 0
6364 | 28.658 | 160 | 0 | 0
6365 | 0 | 160 | 0 | 0
6366 | 0 | 170 | 0 | 0
6367 | 0 | 180 | 0 | 0
6368 | 0 | 220 | 0 | 0
6369 | 0 | 380 | 0 | 0
6370 | 0 | 360 | 0 | 0
6371 | 0 | 350 | 0 | 0
6372 | 0 | 340 | 0 | 0
6373 | 0 | 380 | 0 | 0
6374 | 0 | 360 | 0 | 0
6375 | 0 | 330 | 0 | 0
6376 | 0 | 350 | 0 | 0
6377 | 0 | 380 | 0 | 0
6378 | 0 | 460 | 0 | 0
6379 | 0 | 520 | 0 | 0
6380 | 0 | 500 | 0 | 0
6381 | 0 | 480 | 0 | 0
6382 | 0 | 500 | 0 | 0
6383 | 0 | 520 | 0 | 0
6384 | 0 | 400 | 0 | 0
6385 | 0 | 220 | 0 | 0
6386 | 0 | 190 | 0 | 0
6387 | 0 | 160 | 0 | 0
6388 | 0 | 160 | 0 | 0
6389 | 0 | 160 | 0 | 0
6390 | 0 | 170 | 0 | 0
6391 | 0 | 180 | 0 | 0
6392 | 0 | 220 | 0 | 0
6393 | 0 | 380 | 0 | 0
6394 | 0 | 360 | 0 | 0
6395 | 0 | 350 | 0 | 0
6396 | 0 | 340 | 0 | 0
6397 | 0 | 380 | 0 | 0
6398 | 0 | 360 | 0 | 0
6399 | 0 | 330 | 0 | 0
6400 | 0 | 350 | 0 | 0
6401 | 0 | 380 | 0 | 0
6402 | 0 | 460 | 0 | 0
6403 | 0 | 520 | 0 | 0
6404 | 0 | 500 | 0 | 0
6405 | 0 | 480 | 0 | 0
6406 | 0 | 500 | 0 | 0
6407 | 0 | 520 | 0 | 0
6408 | 91.548 | 400 | 0 | 0
6409 | 91.548 | 220 | 0 | 0
6410 | 28.658 | 190 | 0 | 0
6411 | 28.658 | 160 | 0 | 0
6412 | 0 | 160 | 0 | 0
6413 | 0 | 160 | 0 | 0
6414 | 0 | 170 | 0 | 0
6415 | 0 | 180 | 0 | 0
6416 | 0 | 220 | 0 | 0
6417 | 0 | 380 | 0 | 0
6418 | 0 | 360 | 0 | 0
6419 | 0 | 350 | 0 | 0
6420 | 0 | 340 | 0 | 0
6421 | 0 | 380 | 0 | 0
6422 | 0 | 360 | 0 | 0
6423 | 0 | 330 | 0 | 0
6424 | 0 | 350 | 0 | 0
6425 | 0 | 380 | 0 | 0
6426 | 0 | 460 | 0 | 0
6427 | 0 | 520 | 0 | 0
6428 | 0 | 500 | 0 | 0
6429 | 0 | 480 | 0 | 0
6430 | 0 | 500 | 0 | 0
6431 | 0 | 520 | 0 | 0
6432 | 0 | 400 | 0 | 0
6433 | 61.932 | 220 | 0 | 0
6434 | 91.548 | 190 | 0 | 0
6435 | 144.247 | 160 | 0 | 0
6436 | 28.658 | 160 | 0 | 0
6437 | 0 | 160 | 0 | 0
6438 | 91.548 | 170 | 0 | 0
6439 | 201.563 | 180 | 1 | 21.563
6440 | 61.932 | 220 | 0 | 0
6441 | 201.563 | 380 | 0 | 0
6442 | 91.548 | 360 | 0 | 0
6443 | 260.796 | 350 | 0 | 0
6444 | 525.495 | 340 | 1 | 185.495
6445 | 201.563 | 380 | 0 | 0
6446 | 260.796 | 360 | 0 | 0
6447 | 433.441 | 330 | 1 | 103.441
6448 | 260.796 | 350 | 0 | 0
6449 | 260.796 | 380 | 0 | 0
6450 | 144.247 | 460 | 0 | 0
6451 | 0 | 520 | 0 | 0
6452 | 0 | 500 | 0 | 0
6453 | 0 | 480 | 0 | 0
6454 | 0 | 500 | 0 | 0
6455 | 0 | 520 | 0 | 0
6456 | 0 | 400 | 0 | 0
6457 | 0 | 220 | 0 | 0
6458 | 0 | 190 | 0 | 0
6459 | 0 | 160 | 0 | 0
6460 | 0 | 160 | 0 | 0
6461 | 28.658 | 160 | 0 | 0
6462 | 28.658 | 170 | 0 | 0
6463 | 0 | 180 | 0 | 0
6464 | 61.932 | 220 | 0 | 0
6465 | 91.548 | 380 | 0 | 0
6466 | 144.247 | 360 | 0 | 0
6467 | 144.247 | 350 | 0 | 0
6468 | 201.563 | 340 | 0 | 0
6469 | 61.932 | 380 | 0 | 0
6470 | 341.037 | 360 | 0 | 0
6471 | 433.441 | 330 | 1 | 103.441
6472 | 260.796 | 350 | 0 | 0
6473 | 260.796 | 380 | 0 | 0
6474 | 851.72 | 460 | 1 | 391.72
6475 | 1303.375 | 520 | 1 | 783.375
6476 | 1155.458 | 500 | 1 | 655.458
6477 | 1300 | 480 | 1 | 820
6478 | 1300 | 500 | 1 | 800
6479 | 1300 | 520 | 1 | 780
6480 | 1115.728 | 400 | 1 | 715.728
6481 | 525.495 | 220 | 1 | 305.495
6482 | 433.441 | 190 | 1 | 243.441
6483 | 341.037 | 160 | 1 | 181.037
6484 | 688.829 | 160 | 1 | 528.829
6485 | 688.829 | 160 | 1 | 528.829
6486 | 341.037 | 170 | 1 | 171.037
6487 | 688.829 | 180 | 1 | 508.829
6488 | 260.796 | 220 | 1 | 40.796
6489 | 688.829 | 380 | 1 | 308.829
6490 | 851.72 | 360 | 1 | 491.72
6491 | 525.495 | 350 | 1 | 175.495
6492 | 979.492 | 340 | 1 | 639.492
6493 | 688.829 | 380 | 1 | 308.829
6494 | 688.829 | 360 | 1 | 328.829
6495 | 851.72 | 330 | 1 | 521.72
6496 | 688.829 | 350 | 1 | 338.829
6497 | 525.495 | 380 | 1 | 145.495
6498 | 201.563 | 460 | 0 | 0
6499 | 91.548 | 520 | 0 | 0
6500 | 260.796 | 500 | 0 | 0
6501 | 688.829 | 480 | 1 | 208.829
6502 | 433.441 | 500 | 0 | 0
6503 | 525.495 | 520 | 1 | 5.495
6504 | 341.037 | 400 | 0 | 0
6505 | 433.441 | 220 | 1 | 213.441
6506 | 979.492 | 190 | 1 | 789.492
6507 | 851.72 | 160 | 1 | 691.72
6508 | 851.72 | 160 | 1 | 691.72
6509 | 851.72 | 160 | 1 | 691.72
6510 | 525.495 | 170 | 1 | 355.495
6511 | 525.495 | 180 | 1 | 345.495
6512 | 525.495 | 220 | 1 | 305.495
6513 | 688.829 | 380 | 1 | 308.829
6514 | 525.495 | 360 | 1 | 165.495
6515 | 688.829 | 350 | 1 | 338.829
6516 | 688.829 | 340 | 1 | 348.829
6517 | 688.829 | 380 | 1 | 308.829
6518 | 525.495 | 360 | 1 | 165.495
6519 | 433.441 | 330 | 1 | 103.441
6520 | 341.037 | 350 | 0 | 0
6521 | 688.829 | 380 | 1 | 308.829
6522 | 201.563 | 460 | 0 | 0
6523 | 341.037 | 520 | 0 | 0
6524 | 201.563 | 500 | 0 | 0
6525 | 91.548 | 480 | 0 | 0
6526 | 91.548 | 500 | 0 | 0
6527 | 91.548 | 520 | 0 | 0
6528 | 28.658 | 400 | 0 | 0
6529 | 433.441 | 220 | 1 | 213.441
6530 | 0 | 190 | 0 | 0
6531 | 28.658 | 160 | 0 | 0
6532 | 0 | 160 | 0 | 0
6533 | 61.932 | 160 | 0 | 0
6534 | 201.563 | 170 | 1 | 31.563
6535 | 28.658 | 180 | 0 | 0
6536 | 28.658 | 220 | 0 | 0
6537 | 0 | 380 | 0 | 0
6538 | 0 | 360 | 0 | 0
6539 | 201.563 | 350 | 0 | 0
6540 | 144.247 | 340 | 0 | 0
6541 | 144.247 | 380 | 0 | 0
6542 | 91.548 | 360 | 0 | 0
6543 | 61.932 | 330 | 0 | 0
6544 | 91.548 | 350 | 0 | 0
6545 | 61.932 | 380 | 0 | 0
6546 | 61.932 | 460 | 0 | 0
6547 | 28.658 | 520 | 0 | 0
6548 | 0 | 500 | 0 | 0
6549 | 0 | 480 | 0 | 0
6550 | 0 | 500 | 0 | 0
6551 | 0 | 520 | 0 | 0
6552 | 0 | 400 | 0 | 0
6553 | 28.658 | 220 | 0 | 0
6554 | 28.658 | 190 | 0 | 0
6555 | 0 | 160 | 0 | 0
6556 | 0 | 160 | 0 | 0
6557 | 0 | 160 | 0 | 0
6558 | 0 | 170 | 0 | 0
6559 | 0 | 180 | 0 | 0
6560 | 0 | 220 | 0 | 0
6561 | 61.932 | 380 | 0 | 0
6562 | 144.247 | 360 | 0 | 0
6563 | 144.247 | 350 | 0 | 0
6564 | 144.247 | 340 | 0 | 0
6565 | 91.548 | 380 | 0 | 0
6566 | 61.932 | 360 | 0 | 0
6567 | 144.247 | 330 | 0 | 0
6568 | 341.037 | 350 | 0 | 0
6569 | 260.796 | 380 | 0 | 0
6570 | 201.563 | 460 | 0 | 0
6571 | 91.548 | 520 | 0 | 0
6572 | 144.247 | 500 | 0 | 0
6573 | 260.796 | 480 | 0 | 0
6574 | 61.932 | 500 | 0 | 0
6575 | 201.563 | 520 | 0 | 0
6576 | 144.247 | 400 | 0 | 0
6577 | 144.247 | 220 | 0 | 0
6578 | 201.563 | 190 | 1 | 11.563
6579 | 91.548 | 160 | 0 | 0
6580 | 28.658 | 160 | 0 | 0
6581 | 28.658 | 160 | 0 | 0
6582 | 28.658 | 170 | 0 | 0
6583 | 28.658 | 180 | 0 | 0
6584 | 91.548 | 220 | 0 | 0
6585 | 201.563 | 380 | 0 | 0
6586 | 201.563 | 360 | 0 | 0
6587 | 201.563 | 350 | 0 | 0
6588 | 201.563 | 340 | 0 | 0
6589 | 144.247 | 380 | 0 | 0
6590 | 201.563 | 360 | 0 | 0
6591 | 260.796 | 330 | 0 | 0
6592 | 201.563 | 350 | 0 | 0
6593 | 144.247 | 380 | 0 | 0
6594 | 91.548 | 460 | 0 | 0
6595 | 61.932 | 520 | 0 | 0
6596 | 61.932 | 500 | 0 | 0
6597 | 0 | 480 | 0 | 0
6598 | 0 | 500 | 0 | 0
6599 | 0 | 520 | 0 | 0
6600 | 0 | 400 | 0 | 0
6601 | 0 | 220 | 0 | 0
6602 | 0 | 190 | 0 | 0
6603 | 0 | 160 | 0 | 0
6604 | 0 | 160 | 0 | 0
6605 | 0 | 160 | 0 | 0
6606 | 0 | 170 | 0 | 0
6607 | 0 | 180 | 0 | 0
6608 | 0 | 220 | 0 | 0
6609 | 0 | 380 | 0 | 0
6610 | 0 | 360 | 0 | 0
6611 | 0 | 350 | 0 | 0
6612 | 0 | 340 | 0 | 0
6613 | 0 | 380 | 0 | 0
6614 | 0 | 360 | 0 | 0
6615 | 0 | 330 | 0 | 0
6616 | 0 | 350 | 0 | 0
6617 | 0 | 380 | 0 | 0
6618 | 0 | 460 | 0 | 0
6619 | 0 | 520 | 0 | 0
6620 | 0 | 500 | 0 | 0
6621 | 0 | 480 | 0 | 0
6622 | 0 | 500 | 0 | 0
6623 | 0 | 520 | 0 | 0
6624 | 0 | 400 | 0 | 0
6625 | 0 | 220 | 0 | 0
6626 | 0 | 190 | 0 | 0
6627 | 0 | 160 | 0 | 0
6628 | 0 | 160 | 0 | 0
6629 | 0 | 160 | 0 | 0
6630 | 0 | 170 | 0 | 0
6631 | 0 | 180 | 0 | 0
6632 | 0 | 220 | 0 | 0
6633 | 0 | 380 | 0 | 0
6634 | 0 | 360 | 0 | 0
6635 | 0 | 350 | 0 | 0
6636 | 0 | 340 | 0 | 0
6637 | 0 | 380 | 0 | 0
6638 | 61.932 | 360 | 0 | 0
6639 | 91.548 | 330 | 0 | 0
6640 | 144.247 | 350 | 0 | 0
6641 | 91.548 | 380 | 0 | 0
6642 | 0 | 460 | 0 | 0
6643 | 0 | 520 | 0 | 0
6644 | 0 | 500 | 0 | 0
6645 | 0 | 480 | 0 | 0
6646 | 0 | 500 | 0 | 0
6647 | 0 | 520 | 0 | 0
6648 | 0 | 400 | 0 | 0
6649 | 0 | 220 | 0 | 0
6650 | 0 | 190 | 0 | 0
6651 | 0 | 160 | 0 | 0
6652 | 0 | 160 | 0 | 0
6653 | 0 | 160 | 0 | 0
6654 | 0 | 170 | 0 | 0
6655 | 0 | 180 | 0 | 0
6656 | 0 | 220 | 0 | 0
6657 | 0 | 380 | 0 | 0
6658 | 0 | 360 | 0 | 0
6659 | 0 | 350 | 0 | 0
6660 | 0 | 340 | 0 | 0
6661 | 0 | 380 | 0 | 0
6662 | 0 | 360 | 0 | 0
6663 | 201.563 | 330 | 0 | 0
6664 | 260.796 | 350 | 0 | 0
6665 | 260.796 | 380 | 0 | 0
6666 | 144.247 | 460 | 0 | 0
6667 | 144.247 | 520 | 0 | 0
6668 | 91.548 | 500 | 0 | 0
6669 | 28.658 | 480 | 0 | 0
6670 | 0 | 500 | 0 | 0
6671 | 0 | 520 | 0 | 0
6672 | 28.658 | 400 | 0 | 0
6673 | 0 | 220 | 0 | 0
6674 | 0 | 190 | 0 | 0
6675 | 0 | 160 | 0 | 0
6676 | 0 | 160 | 0 | 0
6677 | 0 | 160 | 0 | 0
6678 | 0 | 170 | 0 | 0
6679 | 0 | 180 | 0 | 0
6680 | 0 | 220 | 0 | 0
6681 | 0 | 380 | 0 | 0
6682 | 0 | 360 | 0 | 0
6683 | 0 | 350 | 0 | 0
6684 | 0 | 340 | 0 | 0
6685 | 28.658 | 380 | 0 | 0
6686 | 28.658 | 360 | 0 | 0
6687 | 91.548 | 330 | 0 | 0
6688 | 144.247 | 350 | 0 | 0
6689 | 91.548 | 380 | 0 | 0
6690 | 61.932 | 460 | 0 | 0
6691 | 91.548 | 520 | 0 | 0
6692 | 28.658 | 500 | 0 | 0
6693 | 0 | 480 | 0 | 0
6694 | 0 | 500 | 0 | 0
6695 | 0 | 520 | 0 | 0
6696 | 0 | 400 | 0 | 0
6697 | 0 | 220 | 0 | 0
6698 | 0 | 190 | 0 | 0
6699 | 0 | 160 | 0 | 0
6700 | 0 | 160 | 0 | 0
6701 | 0 | 160 | 0 | 0
6702 | 0 | 170 | 0 | 0
6703 | 0 | 180 | 0 | 0
6704 | 0 | 220 | 0 | 0
6705 | 0 | 380 | 0 | 0
6706 | 0 | 360 | 0 | 0
6707 | 0 | 350 | 0 | 0
6708 | 0 | 340 | 0 | 0
6709 | 0 | 380 | 0 | 0
6710 | 0 | 360 | 0 | 0
6711 | 0 | 330 | 0 | 0
6712 | 0 | 350 | 0 | 0
6713 | 0 | 380 | 0 | 0
6714 | 0 | 460 | 0 | 0
6715 | 0 | 520 | 0 | 0
6716 | 0 | 500 | 0 | 0
6717 | 0 | 480 | 0 | 0
6718 | 0 | 500 | 0 | 0
6719 | 0 | 520 | 0 | 0
6720 | 0 | 400 | 0 | 0
6721 | 91.548 | 220 | 0 | 0
6722 | 144.247 | 190 | 0 | 0
6723 | 91.548 | 160 | 0 | 0
6724 | 201.563 | 160 | 1 | 41.563
6725 | 61.932 | 160 | 0 | 0
6726 | 91.548 | 170 | 0 | 0
6727 | 61.932 | 180 | 0 | 0
6728 | 0 | 220 | 0 | 0
6729 | 0 | 380 | 0 | 0
6730 | 91.548 | 360 | 0 | 0
6731 | 28.658 | 350 | 0 | 0
6732 | 28.658 | 340 | 0 | 0
6733 | 144.247 | 380 | 0 | 0
6734 | 433.441 | 360 | 1 | 73.441
6735 | 433.441 | 330 | 1 | 103.441
6736 | 433.441 | 350 | 1 | 83.441
6737 | 341.037 | 380 | 0 | 0
6738 | 341.037 | 460 | 0 | 0
6739 | 91.548 | 520 | 0 | 0
6740 | 144.247 | 500 | 0 | 0
6741 | 91.548 | 480 | 0 | 0
6742 | 201.563 | 500 | 0 | 0
6743 | 201.563 | 520 | 0 | 0
6744 | 260.796 | 400 | 0 | 0
6745 | 144.247 | 220 | 0 | 0
6746 | 260.796 | 190 | 1 | 70.796
6747 | 433.441 | 160 | 1 | 273.441
6748 | 260.796 | 160 | 1 | 100.796
6749 | 433.441 | 160 | 1 | 273.441
6750 | 341.037 | 170 | 1 | 171.037
6751 | 260.796 | 180 | 1 | 80.796
6752 | 433.441 | 220 | 1 | 213.441
6753 | 144.247 | 380 | 0 | 0
6754 | 61.932 | 360 | 0 | 0
6755 | 260.796 | 350 | 0 | 0
6756 | 260.796 | 340 | 0 | 0
6757 | 201.563 | 380 | 0 | 0
6758 | 260.796 | 360 | 0 | 0
6759 | 341.037 | 330 | 1 | 11.037
6760 | 433.441 | 350 | 1 | 83.441
6761 | 260.796 | 380 | 0 | 0
6762 | 341.037 | 460 | 0 | 0
6763 | 61.932 | 520 | 0 | 0
6764 | 61.932 | 500 | 0 | 0
6765 | 28.658 | 480 | 0 | 0
6766 | 0 | 500 | 0 | 0
6767 | 28.658 | 520 | 0 | 0
6768 | 61.932 | 400 | 0 | 0
6769 | 0 | 220 | 0 | 0
6770 | 0 | 190 | 0 | 0
6771 | 0 | 160 | 0 | 0
6772 | 28.658 | 160 | 0 | 0
6773 | 28.658 | 160 | 0 | 0
6774 | 28.658 | 170 | 0 | 0
6775 | 0 | 180 | 0 | 0
6776 | 0 | 220 | 0 | 0
6777 | 0 | 380 | 0 | 0
6778 | 0 | 360 | 0 | 0
6779 | 0 | 350 | 0 | 0
6780 | 28.658 | 340 | 0 | 0
6781 | 61.932 | 380 | 0 | 0
6782 | 28.658 | 360 | 0 | 0
6783 | 28.658 | 330 | 0 | 0
6784 | 0 | 350 | 0 | 0
6785 | 61.932 | 380 | 0 | 0
6786 | 28.658 | 460 | 0 | 0
6787 | 91.548 | 520 | 0 | 0
6788 | 91.548 | 500 | 0 | 0
6789 | 144.247 | 480 | 0 | 0
6790 | 91.548 | 500 | 0 | 0
6791 | 61.932 | 520 | 0 | 0
6792 | 28.658 | 400 | 0 | 0
6793 | 0 | 220 | 0 | 0
6794 | 0 | 190 | 0 | 0
6795 | 0 | 160 | 0 | 0
6796 | 61.932 | 160 | 0 | 0
6797 | 91.548 | 160 | 0 | 0
6798 | 61.932 | 170 | 0 | 0
6799 | 28.658 | 180 | 0 | 0
6800 | 28.658 | 220 | 0 | 0
6801 | 91.548 | 380 | 0 | 0
6802 | 144.247 | 360 | 0 | 0
6803 | 260.796 | 350 | 0 | 0
6804 | 341.037 | 340 | 1 | 1.037
6805 | 260.796 | 380 | 0 | 0
6806 | 260.796 | 360 | 0 | 0
6807 | 260.796 | 330 | 0 | 0
6808 | 201.563 | 350 | 0 | 0
6809 | 201.563 | 380 | 0 | 0
6810 | 91.548 | 460 | 0 | 0
6811 | 91.548 | 520 | 0 | 0
6812 | 144.247 | 500 | 0 | 0
6813 | 61.932 | 480 | 0 | 0
6814 | 61.932 | 500 | 0 | 0
6815 | 61.932 | 520 | 0 | 0
6816 | 28.658 | 400 | 0 | 0
6817 | 28.658 | 220 | 0 | 0
6818 | 0 | 190 | 0 | 0
6819 | 0 | 160 | 0 | 0
6820 | 0 | 160 | 0 | 0
6821 | 0 | 160 | 0 | 0
6822 | 0 | 170 | 0 | 0
6823 | 0 | 180 | 0 | 0
6824 | 0 | 220 | 0 | 0
6825 | 0 | 380 | 0 | 0
6826 | 0 | 360 | 0 | 0
6827 | 0 | 350 | 0 | 0
6828 | 0 | 340 | 0 | 0
6829 | 0 | 380 | 0 | 0
6830 | 0 | 360 | 0 | 0
6831 | 0 | 330 | 0 | 0
6832 | 0 | 350 | 0 | 0
6833 | 0 | 380 | 0 | 0
6834 | 0 | 460 | 0 | 0
6835 | 0 | 520 | 0 | 0
6836 | 0 | 500 | 0 | 0
6837 | 0 | 480 | 0 | 0
6838 | 0 | 500 | 0 | 0
6839 | 0 | 520 | 0 | 0
6840 | 0 | 400 | 0 | 0
6841 | 0 | 220 | 0 | 0
6842 | 0 | 190 | 0 | 0
6843 | 0 | 160 | 0 | 0
6844 | 0 | 160 | 0 | 0
6845 | 0 | 160 | 0 | 0
6846 | 0 | 170 | 0 | 0
6847 | 0 | 180 | 0 | 0
6848 | 0 | 220 | 0 | 0
6849 | 0 | 380 | 0 | 0
6850 | 0 | 360 | 0 | 0
6851 | 0 | 350 | 0 | 0
6852 | 0 | 340 | 0 | 0
6853 | 0 | 380 | 0 | 0
6854 | 0 | 360 | 0 | 0
6855 | 0 | 330 | 0 | 0
6856 | 0 | 350 | 0 | 0
6857 | 0 | 380 | 0 | 0
6858 | 0 | 460 | 0 | 0
6859 | 0 | 520 | 0 | 0
6860 | 0 | 500 | 0 | 0
6861 | 0 | 480 | 0 | 0
6862 | 0 | 500 | 0 | 0
6863 | 0 | 520 | 0 | 0
6864 | 0 | 400 | 0 | 0
6865 | 0 | 220 | 0 | 0
6866 | 0 | 190 | 0 | 0
6867 | 0 | 160 | 0 | 0
6868 | 0 | 160 | 0 | 0
6869 | 0 | 160 | 0 | 0
6870 | 0 | 170 | 0 | 0
6871 | 0 | 180 | 0 | 0
6872 | 0 | 220 | 0 | 0
6873 | 0 | 380 | 0 | 0
6874 | 0 | 360 | 0 | 0
6875 | 0 | 350 | 0 | 0
6876 | 0 | 340 | 0 | 0
6877 | 0 | 380 | 0 | 0
6878 | 0 | 360 | 0 | 0
6879 | 0 | 330 | 0 | 0
6880 | 0 | 350 | 0 | 0
6881 | 0 | 380 | 0 | 0
6882 | 0 | 460 | 0 | 0
6883 | 0 | 520 | 0 | 0
6884 | 0 | 500 | 0 | 0
6885 | 0 | 480 | 0 | 0
6886 | 0 | 500 | 0 | 0
6887 | 0 | 520 | 0 | 0
6888 | 0 | 400 | 0 | 0
6889 | 0 | 220 | 0 | 0
6890 | 0 | 190 | 0 | 0
6891 | 0 | 160 | 0 | 0
6892 | 0 | 160 | 0 | 0
6893 | 0 | 160 | 0 | 0
6894 | 0 | 170 | 0 | 0
6895 | 0 | 180 | 0 | 0
6896 | 0 | 220 | 0 | 0
6897 | 0 | 380 | 0 | 0
6898 | 0 | 360 | 0 | 0
6899 | 0 | 350 | 0 | 0
6900 | 0 | 340 | 0 | 0
6901 | 0 | 380 | 0 | 0
6902 | 0 | 360 | 0 | 0
6903 | 0 | 330 | 0 | 0
6904 | 0 | 350 | 0 | 0
6905 | 0 | 380 | 0 | 0
6906 | 0 | 460 | 0 | 0
6907 | 0 | 520 | 0 | 0
6908 | 0 | 500 | 0 | 0
6909 | 0 | 480 | 0 | 0
6910 | 0 | 500 | 0 | 0
6911 | 0 | 520 | 0 | 0
6912 | 0 | 400 | 0 | 0
6913 | 0 | 220 | 0 | 0
6914 | 0 | 190 | 0 | 0
6915 | 0 | 160 | 0 | 0
6916 | 0 | 160 | 0 | 0
6917 | 0 | 160 | 0 | 0
6918 | 0 | 170 | 0 | 0
6919 | 0 | 180 | 0 | 0
6920 | 0 | 220 | 0 | 0
6921 | 0 | 380 | 0 | 0
6922 | 0 | 360 | 0 | 0
6923 | 0 | 350 | 0 | 0
6924 | 0 | 340 | 0 | 0
6925 | 0 | 380 | 0 | 0
6926 | 0 | 360 | 0 | 0
6927 | 0 | 330 | 0 | 0
6928 | 0 | 350 | 0 | 0
6929 | 0 | 380 | 0 | 0
6930 | 0 | 460 | 0 | 0
6931 | 0 | 520 | 0 | 0
6932 | 0 | 500 | 0 | 0
6933 | 0 | 480 | 0 | 0
6934 | 0 | 500 | 0 | 0
6935 | 0 | 520 | 0 | 0
6936 | 0 | 400 | 0 | 0
6937 | 0 | 220 | 0 | 0
6938 | 0 | 190 | 0 | 0
6939 | 0 | 160 | 0 | 0
6940 | 0 | 160 | 0 | 0
6941 | 0 | 160 | 0 | 0
6942 | 0 | 170 | 0 | 0
6943 | 0 | 180 | 0 | 0
6944 | 0 | 220 | 0 | 0
6945 | 0 | 380 | 0 | 0
6946 | 0 | 360 | 0 | 0
6947 | 0 | 350 | 0 | 0
6948 | 0 | 340 | 0 | 0
6949 | 0 | 380 | 0 | 0
6950 | 0 | 360 | 0 | 0
6951 | 0 | 330 | 0 | 0
6952 | 0 | 350 | 0 | 0
6953 | 0 | 380 | 0 | 0
6954 | 0 | 460 | 0 | 0
6955 | 0 | 520 | 0 | 0
6956 | 0 | 500 | 0 | 0
6957 | 0 | 480 | 0 | 0
6958 | 0 | 500 | 0 | 0
6959 | 0 | 520 | 0 | 0
6960 | 0 | 400 | 0 | 0
6961 | 0 | 220 | 0 | 0
6962 | 0 | 190 | 0 | 0
6963 | 28.658 | 160 | 0 | 0
6964 | 0 | 160 | 0 | 0
6965 | 91.548 | 160 | 0 | 0
6966 | 61.932 | 170 | 0 | 0
6967 | 28.658 | 180 | 0 | 0
6968 | 0 | 220 | 0 | 0
6969 | 61.932 | 380 | 0 | 0
6970 | 61.932 | 360 | 0 | 0
6971 | 0 | 350 | 0 | 0
6972 | 28.658 | 340 | 0 | 0
6973 | 28.658 | 380 | 0 | 0
6974 | 0 | 360 | 0 | 0
6975 | 0 | 330 | 0 | 0
6976 | 0 | 350 | 0 | 0
6977 | 0 | 380 | 0 | 0
6978 | 0 | 460 | 0 | 0
6979 | 0 | 520 | 0 | 0
6980 | 0 | 500 | 0 | 0
6981 | 0 | 480 | 0 | 0
6982 | 0 | 500 | 0 | 0
6983 | 0 | 520 | 0 | 0
6984 | 0 | 400 | 0 | 0
6985 | 0 | 220 | 0 | 0
6986 | 0 | 190 | 0 | 0
6987 | 0 | 160 | 0 | 0
6988 | 0 | 160 | 0 | 0
6989 | 0 | 160 | 0 | 0
6990 | 0 | 170 | 0 | 0
6991 | 0 | 180 | 0 | 0
6992 | 0 | 220 | 0 | 0
6993 | 0 | 380 | 0 | 0
6994 | 28.658 | 360 | 0 | 0
6995 | 28.658 | 350 | 0 | 0
6996 | 61.932 | 340 | 0 | 0
6997 | 61.932 | 380 | 0 | 0
6998 | 61.932 | 360 | 0 | 0
6999 | 61.932 | 330 | 0 | 0
7000 | 341.037 | 350 | 0 | 0
7001 | 91.548 | 380 | 0 | 0
7002 | 0 | 460 | 0 | 0
7003 | 0 | 520 | 0 | 0
7004 | 0 | 500 | 0 | 0
7005 | 0 | 480 | 0 | 0
7006 | 28.658 | 500 | 0 | 0
7007 | 61.932 | 520 | 0 | 0
7008 | 61.932 | 400 | 0 | 0
7009 | 0 | 220 | 0 | 0
7010 | 0 | 190 | 0 | 0
7011 | 0 | 160 | 0 | 0
7012 | 0 | 160 | 0 | 0
7013 | 0 | 160 | 0 | 0
7014 | 0 | 170 | 0 | 0
7015 | 0 | 180 | 0 | 0
7016 | 0 | 220 | 0 | 0
7017 | 28.658 | 380 | 0 | 0
7018 | 61.932 | 360 | 0 | 0
7019 | 28.658 | 350 | 0 | 0
7020 | 61.932 | 340 | 0 | 0
7021 | 28.658 | 380 | 0 | 0
7022 | 91.548 | 360 | 0 | 0
7023 | 61.932 | 330 | 0 | 0
7024 | 61.932 | 350 | 0 | 0
7025 | 0 | 380 | 0 | 0
7026 | 0 | 460 | 0 | 0
7027 | 0 | 520 | 0 | 0
7028 | 0 | 500 | 0 | 0
7029 | 0 | 480 | 0 | 0
7030 | 0 | 500 | 0 | 0
7031 | 0 | 520 | 0 | 0
7032 | 0 | 400 | 0 | 0
7033 | 0 | 220 | 0 | 0
7034 | 0 | 190 | 0 | 0
7035 | 0 | 160 | 0 | 0
7036 | 0 | 160 | 0 | 0
7037 | 0 | 160 | 0 | 0
7038 | 0 | 170 | 0 | 0
7039 | 0 | 180 | 0 | 0
7040 | 0 | 220 | 0 | 0
7041 | 0 | 380 | 0 | 0
7042 | 0 | 360 | 0 | 0
7043 | 0 | 350 | 0 | 0
7044 | 0 | 340 | 0 | 0
7045 | 144.247 | 380 | 0 | 0
7046 | 0 | 360 | 0 | 0
7047 | 201.563 | 330 | 0 | 0
7048 | 433.441 | 350 | 1 | 83.441
7049 | 201.563 | 380 | 0 | 0
7050 | 341.037 | 460 | 0 | 0
7051 | 144.247 | 520 | 0 | 0
7052 | 433.441 | 500 | 0 | 0
7053 | 525.495 | 480 | 1 | 45.495
7054 | 341.037 | 500 | 0 | 0
7055 | 433.441 | 520 | 0 | 0
7056 | 341.037 | 400 | 0 | 0
7057 | 260.796 | 250 | 1 | 10.796
7058 | 979.492 | 210 | 1 | 769.492
7059 | 688.829 | 180 | 1 | 508.829
7060 | 201.563 | 180 | 1 | 21.563
7061 | 341.037 | 200 | 1 | 141.037
7062 | 260.796 | 240 | 1 | 20.796
7063 | 144.247 | 300 | 0 | 0
7064 | 201.563 | 390 | 0 | 0
7065 | 201.563 | 500 | 0 | 0
7066 | 341.037 | 450 | 0 | 0
7067 | 433.441 | 420 | 1 | 13.441
7068 | 979.492 | 410 | 1 | 569.492
7069 | 1210.165 | 430 | 1 | 780.165
7070 | 1210.165 | 410 | 1 | 800.165
7071 | 1155.458 | 400 | 1 | 755.458
7072 | 1155.458 | 420 | 1 | 735.458
7073 | 688.829 | 560 | 1 | 128.829
7074 | 688.829 | 680 | 1 | 8.829
7075 | 1155.458 | 830 | 1 | 325.458
7076 | 1155.458 | 800 | 1 | 355.458
7077 | 1263.475 | 780 | 1 | 483.475
7078 | 1303.375 | 720 | 1 | 583.375
7079 | 1263.475 | 660 | 1 | 603.475
7080 | 1155.458 | 420 | 1 | 735.458
7081 | 979.492 | 250 | 1 | 729.492
7082 | 1279.682 | 210 | 1 | 1069.682
7083 | 1279.682 | 180 | 1 | 1099.682
7084 | 1210.165 | 180 | 1 | 1030.165
7085 | 1210.165 | 200 | 1 | 1010.165
7086 | 1299.267 | 240 | 1 | 1059.267
7087 | 1263.475 | 300 | 1 | 963.475
7088 | 1210.165 | 390 | 1 | 820.165
7089 | 851.72 | 500 | 1 | 351.72
7090 | 688.829 | 450 | 1 | 238.829
7091 | 851.72 | 420 | 1 | 431.72
7092 | 341.037 | 410 | 0 | 0
7093 | 1115.728 | 430 | 1 | 685.728
7094 | 1303.375 | 410 | 1 | 893.375
7095 | 1299.267 | 400 | 1 | 899.267
7096 | 1303.375 | 420 | 1 | 883.375
7097 | 1155.458 | 560 | 1 | 595.458
7098 | 525.495 | 680 | 0 | 0
7099 | 1115.728 | 830 | 1 | 285.728
7100 | 1115.728 | 800 | 1 | 315.728
7101 | 260.796 | 780 | 0 | 0
7102 | 341.037 | 720 | 0 | 0
7103 | 144.247 | 660 | 0 | 0
7104 | 144.247 | 420 | 0 | 0
7105 | 61.932 | 250 | 0 | 0
7106 | 28.658 | 210 | 0 | 0
7107 | 28.658 | 180 | 0 | 0
7108 | 28.658 | 180 | 0 | 0
7109 | 144.247 | 200 | 0 | 0
7110 | 61.932 | 240 | 0 | 0
7111 | 0 | 300 | 0 | 0
7112 | 28.658 | 390 | 0 | 0
7113 | 61.932 | 500 | 0 | 0
7114 | 28.658 | 450 | 0 | 0
7115 | 144.247 | 420 | 0 | 0
7116 | 201.563 | 410 | 0 | 0
7117 | 260.796 | 430 | 0 | 0
7118 | 144.247 | 410 | 0 | 0
7119 | 144.247 | 400 | 0 | 0
7120 | 144.247 | 420 | 0 | 0
7121 | 201.563 | 560 | 0 | 0
7122 | 61.932 | 680 | 0 | 0
7123 | 61.932 | 830 | 0 | 0
7124 | 28.658 | 800 | 0 | 0
7125 | 260.796 | 780 | 0 | 0
7126 | 144.247 | 720 | 0 | 0
7127 | 0 | 660 | 0 | 0
7128 | 341.037 | 420 | 0 | 0
7129 | 0 | 250 | 0 | 0
7130 | 0 | 210 | 0 | 0
7131 | 0 | 180 | 0 | 0
7132 | 61.932 | 180 | 0 | 0
7133 | 433.441 | 200 | 1 | 233.441
7134 | 341.037 | 240 | 1 | 101.037
7135 | 260.796 | 300 | 0 | 0
7136 | 433.441 | 390 | 1 | 43.441
7137 | 433.441 | 500 | 0 | 0
7138 | 433.441 | 450 | 0 | 0
7139 | 525.495 | 420 | 1 | 105.495
7140 | 433.441 | 410 | 1 | 23.441
7141 | 688.829 | 430 | 1 | 258.829
7142 | 851.72 | 410 | 1 | 441.72
7143 | 688.829 | 400 | 1 | 288.829
7144 | 433.441 | 420 | 1 | 13.441
7145 | 688.829 | 560 | 1 | 128.829
7146 | 525.495 | 680 | 0 | 0
7147 | 433.441 | 830 | 0 | 0
7148 | 341.037 | 800 | 0 | 0
7149 | 525.495 | 780 | 0 | 0
7150 | 433.441 | 720 | 0 | 0
7151 | 260.796 | 660 | 0 | 0
7152 | 341.037 | 420 | 0 | 0
7153 | 260.796 | 250 | 1 | 10.796
7154 | 91.548 | 210 | 0 | 0
7155 | 201.563 | 180 | 1 | 21.563
7156 | 144.247 | 180 | 0 | 0
7157 | 91.548 | 200 | 0 | 0
7158 | 341.037 | 240 | 1 | 101.037
7159 | 144.247 | 300 | 0 | 0
7160 | 91.548 | 390 | 0 | 0
7161 | 61.932 | 500 | 0 | 0
7162 | 0 | 450 | 0 | 0
7163 | 0 | 420 | 0 | 0
7164 | 0 | 410 | 0 | 0
7165 | 0 | 430 | 0 | 0
7166 | 0 | 410 | 0 | 0
7167 | 91.548 | 400 | 0 | 0
7168 | 144.247 | 420 | 0 | 0
7169 | 144.247 | 560 | 0 | 0
7170 | 28.658 | 680 | 0 | 0
7171 | 61.932 | 830 | 0 | 0
7172 | 61.932 | 800 | 0 | 0
7173 | 91.548 | 780 | 0 | 0
7174 | 91.548 | 720 | 0 | 0
7175 | 144.247 | 660 | 0 | 0
7176 | 61.932 | 420 | 0 | 0
7177 | 144.247 | 250 | 0 | 0
7178 | 61.932 | 210 | 0 | 0
7179 | 91.548 | 180 | 0 | 0
7180 | 61.932 | 180 | 0 | 0
7181 | 91.548 | 200 | 0 | 0
7182 | 144.247 | 240 | 0 | 0
7183 | 91.548 | 300 | 0 | 0
7184 | 61.932 | 390 | 0 | 0
7185 | 201.563 | 500 | 0 | 0
7186 | 144.247 | 450 | 0 | 0
7187 | 144.247 | 420 | 0 | 0
7188 | 260.796 | 410 | 0 | 0
7189 | 433.441 | 430 | 1 | 3.441
7190 | 433.441 | 410 | 1 | 23.441
7191 | 525.495 | 400 | 1 | 125.495
7192 | 341.037 | 420 | 0 | 0
7193 | 201.563 | 560 | 0 | 0
7194 | 201.563 | 680 | 0 | 0
7195 | 260.796 | 830 | 0 | 0
7196 | 433.441 | 800 | 0 | 0
7197 | 91.548 | 780 | 0 | 0
7198 | 144.247 | 720 | 0 | 0
7199 | 61.932 | 660 | 0 | 0
7200 | 0 | 420 | 0 | 0
7201 | 28.658 | 250 | 0 | 0
7202 | 0 | 210 | 0 | 0
7203 | 0 | 180 | 0 | 0
7204 | 0 | 180 | 0 | 0
7205 | 0 | 200 | 0 | 0
7206 | 0 | 240 | 0 | 0
7207 | 0 | 300 | 0 | 0
7208 | 0 | 390 | 0 | 0
7209 | 0 | 500 | 0 | 0
7210 | 0 | 450 | 0 | 0
7211 | 0 | 420 | 0 | 0
7212 | 91.548 | 410 | 0 | 0
7213 | 260.796 | 430 | 0 | 0
7214 | 260.796 | 410 | 0 | 0
7215 | 260.796 | 400 | 0 | 0
7216 | 260.796 | 420 | 0 | 0
7217 | 144.247 | 560 | 0 | 0
7218 | 91.548 | 680 | 0 | 0
7219 | 144.247 | 830 | 0 | 0
7220 | 91.548 | 800 | 0 | 0
7221 | 91.548 | 780 | 0 | 0
7222 | 144.247 | 720 | 0 | 0
7223 | 260.796 | 660 | 0 | 0
7224 | 341.037 | 420 | 0 | 0
7225 | 688.829 | 250 | 1 | 438.829
7226 | 525.495 | 210 | 1 | 315.495
7227 | 433.441 | 180 | 1 | 253.441
7228 | 433.441 | 180 | 1 | 253.441
7229 | 688.829 | 200 | 1 | 488.829
7230 | 433.441 | 240 | 1 | 193.441
7231 | 61.932 | 300 | 0 | 0
7232 | 0 | 390 | 0 | 0
7233 | 0 | 500 | 0 | 0
7234 | 0 | 450 | 0 | 0
7235 | 0 | 420 | 0 | 0
7236 | 0 | 410 | 0 | 0
7237 | 0 | 430 | 0 | 0
7238 | 0 | 410 | 0 | 0
7239 | 61.932 | 400 | 0 | 0
7240 | 260.796 | 420 | 0 | 0
7241 | 201.563 | 560 | 0 | 0
7242 | 433.441 | 680 | 0 | 0
7243 | 688.829 | 830 | 0 | 0
7244 | 1155.458 | 800 | 1 | 355.458
7245 | 1263.475 | 780 | 1 | 483.475
7246 | 851.72 | 720 | 1 | 131.72
7247 | 1155.458 | 660 | 1 | 495.458
7248 | 1303.375 | 420 | 1 | 883.375
7249 | 1279.682 | 250 | 1 | 1029.682
7250 | 1279.682 | 210 | 1 | 1069.682
7251 | 1300 | 180 | 1 | 1120
7252 | 1300 | 180 | 1 | 1120
7253 | 1300 | 200 | 1 | 1100
7254 | 1303.375 | 240 | 1 | 1063.375
7255 | 1303.375 | 300 | 1 | 1003.375
7256 | 1303.375 | 390 | 1 | 913.375
7257 | 1263.475 | 500 | 1 | 763.475
7258 | 1155.458 | 450 | 1 | 705.458
7259 | 1115.728 | 420 | 1 | 695.728
7260 | 979.492 | 410 | 1 | 569.492
7261 | 1115.728 | 430 | 1 | 685.728
7262 | 1210.165 | 410 | 1 | 800.165
7263 | 851.72 | 400 | 1 | 451.72
7264 | 688.829 | 420 | 1 | 268.829
7265 | 433.441 | 560 | 0 | 0
7266 | 260.796 | 680 | 0 | 0
7267 | 61.932 | 830 | 0 | 0
7268 | 0 | 800 | 0 | 0
7269 | 0 | 780 | 0 | 0
7270 | 0 | 720 | 0 | 0
7271 | 0 | 660 | 0 | 0
7272 | 0 | 420 | 0 | 0
7273 | 0 | 250 | 0 | 0
7274 | 0 | 210 | 0 | 0
7275 | 0 | 180 | 0 | 0
7276 | 0 | 180 | 0 | 0
7277 | 0 | 200 | 0 | 0
7278 | 0 | 240 | 0 | 0
7279 | 0 | 300 | 0 | 0
7280 | 0 | 390 | 0 | 0
7281 | 0 | 500 | 0 | 0
7282 | 0 | 450 | 0 | 0
7283 | 0 | 420 | 0 | 0
7284 | 0 | 410 | 0 | 0
7285 | 0 | 430 | 0 | 0
7286 | 91.548 | 410 | 0 | 0
7287 | 144.247 | 400 | 0 | 0
7288 | 260.796 | 420 | 0 | 0
7289 | 144.247 | 560 | 0 | 0
7290 | 28.658 | 680 | 0 | 0
7291 | 28.658 | 830 | 0 | 0
7292 | 0 | 800 | 0 | 0
7293 | 28.658 | 780 | 0 | 0
7294 | 28.658 | 720 | 0 | 0
7295 | 28.658 | 660 | 0 | 0
7296 | 0 | 420 | 0 | 0
7297 | 0 | 250 | 0 | 0
7298 | 0 | 210 | 0 | 0
7299 | 260.796 | 180 | 1 | 80.796
7300 | 433.441 | 180 | 1 | 253.441
7301 | 341.037 | 200 | 1 | 141.037
7302 | 688.829 | 240 | 1 | 448.829
7303 | 851.72 | 300 | 1 | 551.72
7304 | 851.72 | 390 | 1 | 461.72
7305 | 851.72 | 500 | 1 | 351.72
7306 | 1115.728 | 450 | 1 | 665.728
7307 | 433.441 | 420 | 1 | 13.441
7308 | 851.72 | 410 | 1 | 441.72
7309 | 525.495 | 430 | 1 | 95.495
7310 | 1210.165 | 410 | 1 | 800.165
7311 | 1263.475 | 400 | 1 | 863.475
7312 | 1210.165 | 420 | 1 | 790.165
7313 | 260.796 | 560 | 0 | 0
7314 | 260.796 | 680 | 0 | 0
7315 | 341.037 | 830 | 0 | 0
7316 | 201.563 | 800 | 0 | 0
7317 | 28.658 | 780 | 0 | 0
7318 | 61.932 | 720 | 0 | 0
7319 | 0 | 660 | 0 | 0
7320 | 0 | 420 | 0 | 0
7321 | 0 | 250 | 0 | 0
7322 | 0 | 210 | 0 | 0
7323 | 0 | 180 | 0 | 0
7324 | 144.247 | 180 | 0 | 0
7325 | 144.247 | 200 | 0 | 0
7326 | 201.563 | 240 | 0 | 0
7327 | 91.548 | 300 | 0 | 0
7328 | 144.247 | 390 | 0 | 0
7329 | 341.037 | 500 | 0 | 0
7330 | 433.441 | 450 | 0 | 0
7331 | 144.247 | 420 | 0 | 0
7332 | 201.563 | 410 | 0 | 0
7333 | 341.037 | 430 | 0 | 0
7334 | 341.037 | 410 | 0 | 0
7335 | 260.796 | 400 | 0 | 0
7336 | 260.796 | 420 | 0 | 0
7337 | 61.932 | 560 | 0 | 0
7338 | 91.548 | 680 | 0 | 0
7339 | 28.658 | 830 | 0 | 0
7340 | 201.563 | 800 | 0 | 0
7341 | 260.796 | 780 | 0 | 0
7342 | 28.658 | 720 | 0 | 0
7343 | 260.796 | 660 | 0 | 0
7344 | 688.829 | 420 | 1 | 268.829
7345 | 433.441 | 250 | 1 | 183.441
7346 | 433.441 | 210 | 1 | 223.441
7347 | 851.72 | 180 | 1 | 671.72
7348 | 525.495 | 180 | 1 | 345.495
7349 | 688.829 | 200 | 1 | 488.829
7350 | 851.72 | 240 | 1 | 611.72
7351 | 341.037 | 300 | 1 | 41.037
7352 | 201.563 | 390 | 0 | 0
7353 | 91.548 | 500 | 0 | 0
7354 | 144.247 | 450 | 0 | 0
7355 | 0 | 420 | 0 | 0
7356 | 201.563 | 410 | 0 | 0
7357 | 201.563 | 430 | 0 | 0
7358 | 91.548 | 410 | 0 | 0
7359 | 61.932 | 400 | 0 | 0
7360 | 61.932 | 420 | 0 | 0
7361 | 0 | 560 | 0 | 0
7362 | 0 | 680 | 0 | 0
7363 | 0 | 830 | 0 | 0
7364 | 0 | 800 | 0 | 0
7365 | 0 | 780 | 0 | 0
7366 | 0 | 720 | 0 | 0
7367 | 0 | 660 | 0 | 0
7368 | 0 | 420 | 0 | 0
7369 | 0 | 250 | 0 | 0
7370 | 0 | 210 | 0 | 0
7371 | 0 | 180 | 0 | 0
7372 | 0 | 180 | 0 | 0
7373 | 0 | 200 | 0 | 0
7374 | 0 | 240 | 0 | 0
7375 | 0 | 300 | 0 | 0
7376 | 0 | 390 | 0 | 0
7377 | 0 | 500 | 0 | 0
7378 | 0 | 450 | 0 | 0
7379 | 0 | 420 | 0 | 0
7380 | 0 | 410 | 0 | 0
7381 | 0 | 430 | 0 | 0
7382 | 0 | 410 | 0 | 0
7383 | 0 | 400 | 0 | 0
7384 | 0 | 420 | 0 | 0
7385 | 0 | 560 | 0 | 0
7386 | 0 | 680 | 0 | 0
7387 | 0 | 830 | 0 | 0
7388 | 0 | 800 | 0 | 0
7389 | 0 | 780 | 0 | 0
7390 | 0 | 720 | 0 | 0
7391 | 0 | 660 | 0 | 0
7392 | 0 | 420 | 0 | 0
7393 | 0 | 250 | 0 | 0
7394 | 0 | 210 | 0 | 0
7395 | 0 | 180 | 0 | 0
7396 | 0 | 180 | 0 | 0
7397 | 0 | 200 | 0 | 0
7398 | 0 | 240 | 0 | 0
7399 | 0 | 300 | 0 | 0
7400 | 0 | 390 | 0 | 0
7401 | 0 | 500 | 0 | 0
7402 | 0 | 450 | 0 | 0
7403 | 0 | 420 | 0 | 0
7404 | 0 | 410 | 0 | 0
7405 | 0 | 430 | 0 | 0
7406 | 0 | 410 | 0 | 0
7407 | 0 | 400 | 0 | 0
7408 | 0 | 420 | 0 | 0
7409 | 0 | 560 | 0 | 0
7410 | 0 | 680 | 0 | 0
7411 | 0 | 830 | 0 | 0
7412 | 0 | 800 | 0 | 0
7413 | 0 | 780 | 0 | 0
7414 | 0 | 720 | 0 | 0
7415 | 0 | 660 | 0 | 0
7416 | 28.658 | 420 | 0 | 0
7417 | 144.247 | 250 | 0 | 0
7418 | 0 | 210 | 0 | 0
7419 | 201.563 | 180 | 1 | 21.563
7420 | 61.932 | 180 | 0 | 0
7421 | 61.932 | 200 | 0 | 0
7422 | 144.247 | 240 | 0 | 0
7423 | 341.037 | 300 | 1 | 41.037
7424 | 433.441 | 390 | 1 | 43.441
7425 | 851.72 | 500 | 1 | 351.72
7426 | 688.829 | 450 | 1 | 238.829
7427 | 525.495 | 420 | 1 | 105.495
7428 | 525.495 | 410 | 1 | 115.495
7429 | 525.495 | 430 | 1 | 95.495
7430 | 851.72 | 410 | 1 | 441.72
7431 | 688.829 | 400 | 1 | 288.829
7432 | 525.495 | 420 | 1 | 105.495
7433 | 433.441 | 560 | 0 | 0
7434 | 260.796 | 680 | 0 | 0
7435 | 260.796 | 830 | 0 | 0
7436 | 341.037 | 800 | 0 | 0
7437 | 341.037 | 780 | 0 | 0
7438 | 341.037 | 720 | 0 | 0
7439 | 260.796 | 660 | 0 | 0
7440 | 0 | 420 | 0 | 0
7441 | 144.247 | 250 | 0 | 0
7442 | 144.247 | 210 | 0 | 0
7443 | 91.548 | 180 | 0 | 0
7444 | 91.548 | 180 | 0 | 0
7445 | 144.247 | 200 | 0 | 0
7446 | 144.247 | 240 | 0 | 0
7447 | 201.563 | 300 | 0 | 0
7448 | 61.932 | 390 | 0 | 0
7449 | 28.658 | 500 | 0 | 0
7450 | 61.932 | 450 | 0 | 0
7451 | 91.548 | 420 | 0 | 0
7452 | 144.247 | 410 | 0 | 0
7453 | 341.037 | 430 | 0 | 0
7454 | 260.796 | 410 | 0 | 0
7455 | 341.037 | 400 | 0 | 0
7456 | 260.796 | 420 | 0 | 0
7457 | 144.247 | 560 | 0 | 0
7458 | 201.563 | 680 | 0 | 0
7459 | 28.658 | 830 | 0 | 0
7460 | 28.658 | 800 | 0 | 0
7461 | 91.548 | 780 | 0 | 0
7462 | 144.247 | 720 | 0 | 0
7463 | 91.548 | 660 | 0 | 0
7464 | 61.932 | 420 | 0 | 0
7465 | 91.548 | 250 | 0 | 0
7466 | 0 | 210 | 0 | 0
7467 | 28.658 | 180 | 0 | 0
7468 | 144.247 | 180 | 0 | 0
7469 | 201.563 | 200 | 1 | 1.563
7470 | 201.563 | 240 | 0 | 0
7471 | 144.247 | 300 | 0 | 0
7472 | 91.548 | 390 | 0 | 0
7473 | 201.563 | 500 | 0 | 0
7474 | 144.247 | 450 | 0 | 0
7475 | 341.037 | 420 | 0 | 0
7476 | 433.441 | 410 | 1 | 23.441
7477 | 525.495 | 430 | 1 | 95.495
7478 | 260.796 | 410 | 0 | 0
7479 | 341.037 | 400 | 0 | 0
7480 | 144.247 | 420 | 0 | 0
7481 | 61.932 | 560 | 0 | 0
7482 | 144.247 | 680 | 0 | 0
7483 | 260.796 | 830 | 0 | 0
7484 | 260.796 | 800 | 0 | 0
7485 | 91.548 | 780 | 0 | 0
7486 | 91.548 | 720 | 0 | 0
7487 | 61.932 | 660 | 0 | 0
7488 | 433.441 | 420 | 1 | 13.441
7489 | 525.495 | 250 | 1 | 275.495
7490 | 851.72 | 210 | 1 | 641.72
7491 | 433.441 | 180 | 1 | 253.441
7492 | 433.441 | 180 | 1 | 253.441
7493 | 1115.728 | 200 | 1 | 915.728
7494 | 433.441 | 240 | 1 | 193.441
7495 | 688.829 | 300 | 1 | 388.829
7496 | 1115.728 | 390 | 1 | 725.728
7497 | 1210.165 | 500 | 1 | 710.165
7498 | 1263.475 | 450 | 1 | 813.475
7499 | 1299.267 | 420 | 1 | 879.267
7500 | 1300 | 410 | 1 | 890
7501 | 1300 | 430 | 1 | 870
7502 | 1300 | 410 | 1 | 890
7503 | 1263.475 | 400 | 1 | 863.475
7504 | 688.829 | 420 | 1 | 268.829
7505 | 979.492 | 560 | 1 | 419.492
7506 | 979.492 | 680 | 1 | 299.492
7507 | 1263.475 | 830 | 1 | 433.475
7508 | 1263.475 | 800 | 1 | 463.475
7509 | 1155.458 | 780 | 1 | 375.458
7510 | 1155.458 | 720 | 1 | 435.458
7511 | 1115.728 | 660 | 1 | 455.728
7512 | 979.492 | 420 | 1 | 559.492
7513 | 1263.475 | 250 | 1 | 1013.475
7514 | 979.492 | 210 | 1 | 769.492
7515 | 1155.458 | 180 | 1 | 975.458
7516 | 1263.475 | 180 | 1 | 1083.475
7517 | 1210.165 | 200 | 1 | 1010.165
7518 | 1155.458 | 240 | 1 | 915.458
7519 | 1263.475 | 300 | 1 | 963.475
7520 | 1279.682 | 390 | 1 | 889.682
7521 | 979.492 | 500 | 1 | 479.492
7522 | 979.492 | 450 | 1 | 529.492
7523 | 525.495 | 420 | 1 | 105.495
7524 | 688.829 | 410 | 1 | 278.829
7525 | 1210.165 | 430 | 1 | 780.165
7526 | 1210.165 | 410 | 1 | 800.165
7527 | 1155.458 | 400 | 1 | 755.458
7528 | 1115.728 | 420 | 1 | 695.728
7529 | 1210.165 | 560 | 1 | 650.165
7530 | 1155.458 | 680 | 1 | 475.458
7531 | 1263.475 | 830 | 1 | 433.475
7532 | 1210.165 | 800 | 1 | 410.165
7533 | 1155.458 | 780 | 1 | 375.458
7534 | 1155.458 | 720 | 1 | 435.458
7535 | 851.72 | 660 | 1 | 191.72
7536 | 1263.475 | 420 | 1 | 843.475
7537 | 979.492 | 250 | 1 | 729.492
7538 | 525.495 | 210 | 1 | 315.495
7539 | 433.441 | 180 | 1 | 253.441
7540 | 341.037 | 180 | 1 | 161.037
7541 | 433.441 | 200 | 1 | 233.441
7542 | 525.495 | 240 | 1 | 285.495
7543 | 525.495 | 300 | 1 | 225.495
7544 | 433.441 | 390 | 1 | 43.441
7545 | 144.247 | 500 | 0 | 0
7546 | 91.548 | 450 | 0 | 0
7547 | 433.441 | 420 | 1 | 13.441
7548 | 341.037 | 410 | 0 | 0
7549 | 851.72 | 430 | 1 | 421.72
7550 | 1155.458 | 410 | 1 | 745.458
7551 | 1115.728 | 400 | 1 | 715.728
7552 | 688.829 | 420 | 1 | 268.829
7553 | 433.441 | 560 | 0 | 0
7554 | 979.492 | 680 | 1 | 299.492
7555 | 260.796 | 830 | 0 | 0
7556 | 201.563 | 800 | 0 | 0
7557 | 144.247 | 780 | 0 | 0
7558 | 144.247 | 720 | 0 | 0
7559 | 28.658 | 660 | 0 | 0
7560 | 61.932 | 420 | 0 | 0
7561 | 201.563 | 250 | 0 | 0
7562 | 433.441 | 210 | 1 | 223.441
7563 | 341.037 | 180 | 1 | 161.037
7564 | 341.037 | 180 | 1 | 161.037
7565 | 688.829 | 200 | 1 | 488.829
7566 | 260.796 | 240 | 1 | 20.796
7567 | 61.932 | 300 | 0 | 0
7568 | 260.796 | 390 | 0 | 0
7569 | 61.932 | 500 | 0 | 0
7570 | 144.247 | 450 | 0 | 0
7571 | 0 | 420 | 0 | 0
7572 | 28.658 | 410 | 0 | 0
7573 | 91.548 | 430 | 0 | 0
7574 | 144.247 | 410 | 0 | 0
7575 | 61.932 | 400 | 0 | 0
7576 | 61.932 | 420 | 0 | 0
7577 | 0 | 560 | 0 | 0
7578 | 0 | 680 | 0 | 0
7579 | 0 | 830 | 0 | 0
7580 | 0 | 800 | 0 | 0
7581 | 0 | 780 | 0 | 0
7582 | 0 | 720 | 0 | 0
7583 | 0 | 660 | 0 | 0
7584 | 61.932 | 420 | 0 | 0
7585 | 144.247 | 250 | 0 | 0
7586 | 28.658 | 210 | 0 | 0
7587 | 28.658 | 180 | 0 | 0
7588 | 0 | 180 | 0 | 0
7589 | 91.548 | 200 | 0 | 0
7590 | 91.548 | 240 | 0 | 0
7591 | 61.932 | 300 | 0 | 0
7592 | 201.563 | 390 | 0 | 0
7593 | 0 | 500 | 0 | 0
7594 | 0 | 450 | 0 | 0
7595 | 0 | 420 | 0 | 0
7596 | 0 | 410 | 0 | 0
7597 | 0 | 430 | 0 | 0
7598 | 0 | 410 | 0 | 0
7599 | 28.658 | 400 | 0 | 0
7600 | 0 | 420 | 0 | 0
7601 | 0 | 560 | 0 | 0
7602 | 0 | 680 | 0 | 0
7603 | 0 | 830 | 0 | 0
7604 | 0 | 800 | 0 | 0
7605 | 0 | 780 | 0 | 0
7606 | 0 | 720 | 0 | 0
7607 | 0 | 660 | 0 | 0
7608 | 0 | 420 | 0 | 0
7609 | 0 | 250 | 0 | 0
7610 | 0 | 210 | 0 | 0
7611 | 0 | 180 | 0 | 0
7612 | 0 | 180 | 0 | 0
7613 | 0 | 200 | 0 | 0
7614 | 0 | 240 | 0 | 0
7615 | 0 | 300 | 0 | 0
7616 | 0 | 390 | 0 | 0
7617 | 0 | 500 | 0 | 0
7618 | 0 | 450 | 0 | 0
7619 | 0 | 420 | 0 | 0
7620 | 0 | 410 | 0 | 0
7621 | 0 | 430 | 0 | 0
7622 | 91.548 | 410 | 0 | 0
7623 | 0 | 400 | 0 | 0
7624 | 61.932 | 420 | 0 | 0
7625 | 91.548 | 560 | 0 | 0
7626 | 0 | 680 | 0 | 0
7627 | 0 | 830 | 0 | 0
7628 | 61.932 | 800 | 0 | 0
7629 | 144.247 | 780 | 0 | 0
7630 | 201.563 | 720 | 0 | 0
7631 | 28.658 | 660 | 0 | 0
7632 | 61.932 | 420 | 0 | 0
7633 | 61.932 | 250 | 0 | 0
7634 | 61.932 | 210 | 0 | 0
7635 | 0 | 180 | 0 | 0
7636 | 28.658 | 180 | 0 | 0
7637 | 91.548 | 200 | 0 | 0
7638 | 144.247 | 240 | 0 | 0
7639 | 28.658 | 300 | 0 | 0
7640 | 0 | 390 | 0 | 0
7641 | 0 | 500 | 0 | 0
7642 | 0 | 450 | 0 | 0
7643 | 0 | 420 | 0 | 0
7644 | 0 | 410 | 0 | 0
7645 | 0 | 430 | 0 | 0
7646 | 61.932 | 410 | 0 | 0
7647 | 91.548 | 400 | 0 | 0
7648 | 0 | 420 | 0 | 0
7649 | 0 | 560 | 0 | 0
7650 | 0 | 680 | 0 | 0
7651 | 0 | 830 | 0 | 0
7652 | 0 | 800 | 0 | 0
7653 | 0 | 780 | 0 | 0
7654 | 0 | 720 | 0 | 0
7655 | 0 | 660 | 0 | 0
7656 | 0 | 420 | 0 | 0
7657 | 0 | 250 | 0 | 0
7658 | 0 | 210 | 0 | 0
7659 | 0 | 180 | 0 | 0
7660 | 0 | 180 | 0 | 0
7661 | 0 | 200 | 0 | 0
7662 | 0 | 240 | 0 | 0
7663 | 0 | 300 | 0 | 0
7664 | 28.658 | 390 | 0 | 0
7665 | 28.658 | 500 | 0 | 0
7666 | 0 | 450 | 0 | 0
7667 | 0 | 420 | 0 | 0
7668 | 0 | 410 | 0 | 0
7669 | 28.658 | 430 | 0 | 0
7670 | 61.932 | 410 | 0 | 0
7671 | 144.247 | 400 | 0 | 0
7672 | 260.796 | 420 | 0 | 0
7673 | 144.247 | 560 | 0 | 0
7674 | 0 | 680 | 0 | 0
7675 | 91.548 | 830 | 0 | 0
7676 | 0 | 800 | 0 | 0
7677 | 0 | 780 | 0 | 0
7678 | 0 | 720 | 0 | 0
7679 | 61.932 | 660 | 0 | 0
7680 | 91.548 | 420 | 0 | 0
7681 | 91.548 | 250 | 0 | 0
7682 | 0 | 210 | 0 | 0
7683 | 0 | 180 | 0 | 0
7684 | 0 | 180 | 0 | 0
7685 | 0 | 200 | 0 | 0
7686 | 0 | 240 | 0 | 0
7687 | 0 | 300 | 0 | 0
7688 | 0 | 390 | 0 | 0
7689 | 0 | 500 | 0 | 0
7690 | 0 | 450 | 0 | 0
7691 | 0 | 420 | 0 | 0
7692 | 0 | 410 | 0 | 0
7693 | 61.932 | 430 | 0 | 0
7694 | 91.548 | 410 | 0 | 0
7695 | 28.658 | 400 | 0 | 0
7696 | 0 | 420 | 0 | 0
7697 | 0 | 560 | 0 | 0
7698 | 144.247 | 680 | 0 | 0
7699 | 28.658 | 830 | 0 | 0
7700 | 0 | 800 | 0 | 0
7701 | 0 | 780 | 0 | 0
7702 | 0 | 720 | 0 | 0
7703 | 0 | 660 | 0 | 0
7704 | 0 | 420 | 0 | 0
7705 | 0 | 250 | 0 | 0
7706 | 0 | 210 | 0 | 0
7707 | 0 | 180 | 0 | 0
7708 | 0 | 180 | 0 | 0
7709 | 0 | 200 | 0 | 0
7710 | 0 | 240 | 0 | 0
7711 | 0 | 300 | 0 | 0
7712 | 0 | 390 | 0 | 0
7713 | 0 | 500 | 0 | 0
7714 | 0 | 450 | 0 | 0
7715 | 0 | 420 | 0 | 0
7716 | 0 | 410 | 0 | 0
7717 | 0 | 430 | 0 | 0
7718 | 0 | 410 | 0 | 0
7719 | 0 | 400 | 0 | 0
7720 | 0 | 420 | 0 | 0
7721 | 28.658 | 560 | 0 | 0
7722 | 144.247 | 680 | 0 | 0
7723 | 341.037 | 830 | 0 | 0
7724 | 341.037 | 800 | 0 | 0
7725 | 851.72 | 780 | 1 | 71.72
7726 | 979.492 | 720 | 1 | 259.492
7727 | 851.72 | 660 | 1 | 191.72
7728 | 688.829 | 420 | 1 | 268.829
7729 | 525.495 | 250 | 1 | 275.495
7730 | 688.829 | 210 | 1 | 478.829
7731 | 341.037 | 180 | 1 | 161.037
7732 | 201.563 | 180 | 1 | 21.563
7733 | 28.658 | 200 | 0 | 0
7734 | 0 | 240 | 0 | 0
7735 | 144.247 | 300 | 0 | 0
7736 | 144.247 | 390 | 0 | 0
7737 | 61.932 | 500 | 0 | 0
7738 | 61.932 | 450 | 0 | 0
7739 | 0 | 420 | 0 | 0
7740 | 28.658 | 410 | 0 | 0
7741 | 0 | 430 | 0 | 0
7742 | 91.548 | 410 | 0 | 0
7743 | 61.932 | 400 | 0 | 0
7744 | 144.247 | 420 | 0 | 0
7745 | 260.796 | 560 | 0 | 0
7746 | 260.796 | 680 | 0 | 0
7747 | 433.441 | 830 | 0 | 0
7748 | 525.495 | 800 | 0 | 0
7749 | 341.037 | 780 | 0 | 0
7750 | 525.495 | 720 | 0 | 0
7751 | 260.796 | 660 | 0 | 0
7752 | 201.563 | 420 | 0 | 0
7753 | 144.247 | 250 | 0 | 0
7754 | 144.247 | 210 | 0 | 0
7755 | 61.932 | 180 | 0 | 0
7756 | 61.932 | 180 | 0 | 0
7757 | 28.658 | 200 | 0 | 0
7758 | 28.658 | 240 | 0 | 0
7759 | 28.658 | 300 | 0 | 0
7760 | 28.658 | 390 | 0 | 0
7761 | 28.658 | 500 | 0 | 0
7762 | 28.658 | 450 | 0 | 0
7763 | 0 | 420 | 0 | 0
7764 | 0 | 410 | 0 | 0
7765 | 0 | 430 | 0 | 0
7766 | 0 | 410 | 0 | 0
7767 | 0 | 400 | 0 | 0
7768 | 0 | 420 | 0 | 0
7769 | 0 | 560 | 0 | 0
7770 | 0 | 680 | 0 | 0
7771 | 0 | 830 | 0 | 0
7772 | 0 | 800 | 0 | 0
7773 | 0 | 780 | 0 | 0
7774 | 0 | 720 | 0 | 0
7775 | 0 | 660 | 0 | 0
7776 | 0 | 420 | 0 | 0
7777 | 0 | 250 | 0 | 0
7778 | 0 | 210 | 0 | 0
7779 | 0 | 180 | 0 | 0
7780 | 0 | 180 | 0 | 0
7781 | 0 | 200 | 0 | 0
7782 | 0 | 240 | 0 | 0
7783 | 28.658 | 300 | 0 | 0
7784 | 0 | 390 | 0 | 0
7785 | 0 | 500 | 0 | 0
7786 | 0 | 450 | 0 | 0
7787 | 0 | 420 | 0 | 0
7788 | 0 | 410 | 0 | 0
7789 | 0 | 430 | 0 | 0
7790 | 0 | 410 | 0 | 0
7791 | 0 | 400 | 0 | 0
7792 | 0 | 420 | 0 | 0
7793 | 0 | 560 | 0 | 0
7794 | 0 | 680 | 0 | 0
7795 | 0 | 830 | 0 | 0
7796 | 0 | 800 | 0 | 0
7797 | 0 | 780 | 0 | 0
7798 | 0 | 720 | 0 | 0
7799 | 0 | 660 | 0 | 0
7800 | 0 | 420 | 0 | 0
7801 | 0 | 250 | 0 | 0
7802 | 0 | 210 | 0 | 0
7803 | 0 | 180 | 0 | 0
7804 | 0 | 180 | 0 | 0
7805 | 0 | 200 | 0 | 0
7806 | 0 | 240 | 0 | 0
7807 | 0 | 300 | 0 | 0
7808 | 0 | 390 | 0 | 0
7809 | 28.658 | 500 | 0 | 0
7810 | 201.563 | 450 | 0 | 0
7811 | 144.247 | 420 | 0 | 0
7812 | 341.037 | 410 | 0 | 0
7813 | 260.796 | 430 | 0 | 0
7814 | 201.563 | 410 | 0 | 0
7815 | 201.563 | 400 | 0 | 0
7816 | 61.932 | 420 | 0 | 0
7817 | 201.563 | 560 | 0 | 0
7818 | 260.796 | 680 | 0 | 0
7819 | 144.247 | 830 | 0 | 0
7820 | 28.658 | 800 | 0 | 0
7821 | 91.548 | 780 | 0 | 0
7822 | 144.247 | 720 | 0 | 0
7823 | 144.247 | 660 | 0 | 0
7824 | 201.563 | 420 | 0 | 0
7825 | 260.796 | 250 | 1 | 10.796
7826 | 91.548 | 210 | 0 | 0
7827 | 61.932 | 180 | 0 | 0
7828 | 61.932 | 180 | 0 | 0
7829 | 525.495 | 200 | 1 | 325.495
7830 | 1155.458 | 240 | 1 | 915.458
7831 | 433.441 | 300 | 1 | 133.441
7832 | 979.492 | 390 | 1 | 589.492
7833 | 525.495 | 500 | 1 | 25.495
7834 | 688.829 | 450 | 1 | 238.829
7835 | 525.495 | 420 | 1 | 105.495
7836 | 688.829 | 410 | 1 | 278.829
7837 | 433.441 | 430 | 1 | 3.441
7838 | 979.492 | 410 | 1 | 569.492
7839 | 201.563 | 400 | 0 | 0
7840 | 0 | 420 | 0 | 0
7841 | 260.796 | 560 | 0 | 0
7842 | 28.658 | 680 | 0 | 0
7843 | 0 | 830 | 0 | 0
7844 | 91.548 | 800 | 0 | 0
7845 | 0 | 780 | 0 | 0
7846 | 0 | 720 | 0 | 0
7847 | 201.563 | 660 | 0 | 0
7848 | 91.548 | 420 | 0 | 0
7849 | 144.247 | 250 | 0 | 0
7850 | 0 | 210 | 0 | 0
7851 | 0 | 180 | 0 | 0
7852 | 0 | 180 | 0 | 0
7853 | 0 | 200 | 0 | 0
7854 | 0 | 240 | 0 | 0
7855 | 0 | 300 | 0 | 0
7856 | 0 | 390 | 0 | 0
7857 | 0 | 500 | 0 | 0
7858 | 0 | 450 | 0 | 0
7859 | 0 | 420 | 0 | 0
7860 | 0 | 410 | 0 | 0
7861 | 0 | 430 | 0 | 0
7862 | 0 | 410 | 0 | 0
7863 | 0 | 400 | 0 | 0
7864 | 0 | 420 | 0 | 0
7865 | 0 | 560 | 0 | 0
7866 | 0 | 680 | 0 | 0
7867 | 0 | 830 | 0 | 0
7868 | 0 | 800 | 0 | 0
7869 | 0 | 780 | 0 | 0
7870 | 0 | 720 | 0 | 0
7871 | 0 | 660 | 0 | 0
7872 | 0 | 420 | 0 | 0
7873 | 0 | 250 | 0 | 0
7874 | 0 | 210 | 0 | 0
7875 | 0 | 180 | 0 | 0
7876 | 0 | 180 | 0 | 0
7877 | 0 | 200 | 0 | 0
7878 | 0 | 240 | 0 | 0
7879 | 144.247 | 300 | 0 | 0
7880 | 341.037 | 390 | 0 | 0
7881 | 433.441 | 500 | 0 | 0
7882 | 433.441 | 450 | 0 | 0
7883 | 688.829 | 420 | 1 | 268.829
7884 | 851.72 | 410 | 1 | 441.72
7885 | 851.72 | 430 | 1 | 421.72
7886 | 979.492 | 410 | 1 | 569.492
7887 | 201.563 | 400 | 0 | 0
7888 | 260.796 | 420 | 0 | 0
7889 | 201.563 | 560 | 0 | 0
7890 | 260.796 | 680 | 0 | 0
7891 | 61.932 | 830 | 0 | 0
7892 | 144.247 | 800 | 0 | 0
7893 | 61.932 | 780 | 0 | 0
7894 | 28.658 | 720 | 0 | 0
7895 | 0 | 660 | 0 | 0
7896 | 0 | 420 | 0 | 0
7897 | 0 | 250 | 0 | 0
7898 | 0 | 210 | 0 | 0
7899 | 0 | 180 | 0 | 0
7900 | 0 | 180 | 0 | 0
7901 | 0 | 200 | 0 | 0
7902 | 0 | 240 | 0 | 0
7903 | 0 | 300 | 0 | 0
7904 | 0 | 390 | 0 | 0
7905 | 0 | 500 | 0 | 0
7906 | 0 | 450 | 0 | 0
7907 | 0 | 420 | 0 | 0
7908 | 0 | 410 | 0 | 0
7909 | 0 | 430 | 0 | 0
7910 | 0 | 410 | 0 | 0
7911 | 201.563 | 400 | 0 | 0
7912 | 341.037 | 420 | 0 | 0
7913 | 433.441 | 560 | 0 | 0
7914 | 525.495 | 680 | 0 | 0
7915 | 688.829 | 830 | 0 | 0
7916 | 525.495 | 800 | 0 | 0
7917 | 525.495 | 780 | 0 | 0
7918 | 525.495 | 720 | 0 | 0
7919 | 525.495 | 660 | 0 | 0
7920 | 851.72 | 420 | 1 | 431.72
7921 | 525.495 | 250 | 1 | 275.495
7922 | 260.796 | 210 | 1 | 50.796
7923 | 260.796 | 180 | 1 | 80.796
7924 | 260.796 | 180 | 1 | 80.796
7925 | 688.829 | 200 | 1 | 488.829
7926 | 688.829 | 240 | 1 | 448.829
7927 | 525.495 | 300 | 1 | 225.495
7928 | 979.492 | 390 | 1 | 589.492
7929 | 433.441 | 500 | 0 | 0
7930 | 1115.728 | 450 | 1 | 665.728
7931 | 1155.458 | 420 | 1 | 735.458
7932 | 851.72 | 410 | 1 | 441.72
7933 | 1263.475 | 430 | 1 | 833.475
7934 | 1210.165 | 410 | 1 | 800.165
7935 | 1210.165 | 400 | 1 | 810.165
7936 | 1303.375 | 420 | 1 | 883.375
7937 | 1303.375 | 560 | 1 | 743.375
7938 | 1300 | 680 | 1 | 620
7939 | 1263.475 | 830 | 1 | 433.475
7940 | 1303.375 | 800 | 1 | 503.375
7941 | 1300 | 780 | 1 | 520
7942 | 1300 | 720 | 1 | 580
7943 | 1300 | 660 | 1 | 640
7944 | 1303.375 | 420 | 1 | 883.375
7945 | 1155.458 | 250 | 1 | 905.458
7946 | 979.492 | 210 | 1 | 769.492
7947 | 688.829 | 180 | 1 | 508.829
7948 | 1279.682 | 180 | 1 | 1099.682
7949 | 1115.728 | 200 | 1 | 915.728
7950 | 525.495 | 240 | 1 | 285.495
7951 | 1115.728 | 300 | 1 | 815.728
7952 | 1155.458 | 390 | 1 | 765.458
7953 | 851.72 | 500 | 1 | 351.72
7954 | 851.72 | 450 | 1 | 401.72
7955 | 979.492 | 420 | 1 | 559.492
7956 | 1210.165 | 410 | 1 | 800.165
7957 | 1263.475 | 430 | 1 | 833.475
7958 | 1210.165 | 410 | 1 | 800.165
7959 | 1210.165 | 400 | 1 | 810.165
7960 | 1155.458 | 420 | 1 | 735.458
7961 | 1155.458 | 560 | 1 | 595.458
7962 | 1303.375 | 680 | 1 | 623.375
7963 | 1300 | 830 | 1 | 470
7964 | 1303.375 | 800 | 1 | 503.375
7965 | 1155.458 | 780 | 1 | 375.458
7966 | 1210.165 | 720 | 1 | 490.165
7967 | 433.441 | 660 | 0 | 0
7968 | 979.492 | 420 | 1 | 559.492
7969 | 979.492 | 250 | 1 | 729.492
7970 | 525.495 | 210 | 1 | 315.495
7971 | 433.441 | 180 | 1 | 253.441
7972 | 433.441 | 180 | 1 | 253.441
7973 | 688.829 | 200 | 1 | 488.829
7974 | 1263.475 | 240 | 1 | 1023.475
7975 | 1210.165 | 300 | 1 | 910.165
7976 | 1263.475 | 390 | 1 | 873.475
7977 | 1263.475 | 500 | 1 | 763.475
7978 | 1299.267 | 450 | 1 | 849.267
7979 | 1299.267 | 420 | 1 | 879.267
7980 | 1299.267 | 410 | 1 | 889.267
7981 | 1300 | 430 | 1 | 870
7982 | 1299.267 | 410 | 1 | 889.267
7983 | 1303.375 | 400 | 1 | 903.375
7984 | 1210.165 | 420 | 1 | 790.165
7985 | 1210.165 | 560 | 1 | 650.165
7986 | 260.796 | 680 | 0 | 0
7987 | 61.932 | 830 | 0 | 0
7988 | 91.548 | 800 | 0 | 0
7989 | 201.563 | 780 | 0 | 0
7990 | 201.563 | 720 | 0 | 0
7991 | 201.563 | 660 | 0 | 0
7992 | 260.796 | 420 | 0 | 0
7993 | 260.796 | 250 | 1 | 10.796
7994 | 28.658 | 210 | 0 | 0
7995 | 144.247 | 180 | 0 | 0
7996 | 61.932 | 180 | 0 | 0
7997 | 144.247 | 200 | 0 | 0
7998 | 144.247 | 240 | 0 | 0
7999 | 341.037 | 300 | 1 | 41.037
8000 | 433.441 | 390 | 1 | 43.441
8001 | 0 | 500 | 0 | 0
8002 | 144.247 | 450 | 0 | 0
8003 | 433.441 | 420 | 1 | 13.441
8004 | 260.796 | 410 | 0 | 0
8005 | 341.037 | 430 | 0 | 0
8006 | 433.441 | 410 | 1 | 23.441
8007 | 525.495 | 400 | 1 | 125.495
8008 | 525.495 | 420 | 1 | 105.495
8009 | 260.796 | 560 | 0 | 0
8010 | 341.037 | 680 | 0 | 0
8011 | 433.441 | 830 | 0 | 0
8012 | 260.796 | 800 | 0 | 0
8013 | 0 | 780 | 0 | 0
8014 | 28.658 | 720 | 0 | 0
8015 | 61.932 | 660 | 0 | 0
8016 | 144.247 | 420 | 0 | 0
8017 | 433.441 | 250 | 1 | 183.441
8018 | 525.495 | 210 | 1 | 315.495
8019 | 341.037 | 180 | 1 | 161.037
8020 | 341.037 | 180 | 1 | 161.037
8021 | 688.829 | 200 | 1 | 488.829
8022 | 1210.165 | 240 | 1 | 970.165
8023 | 1279.682 | 300 | 1 | 979.682
8024 | 1300 | 390 | 1 | 910
8025 | 1263.475 | 500 | 1 | 763.475
8026 | 1299.267 | 450 | 1 | 849.267
8027 | 1300 | 420 | 1 | 880
8028 | 1299.267 | 410 | 1 | 889.267
8029 | 1299.267 | 430 | 1 | 869.267
8030 | 1303.375 | 410 | 1 | 893.375
8031 | 1303.375 | 400 | 1 | 903.375
8032 | 1263.475 | 420 | 1 | 843.475
8033 | 1279.682 | 560 | 1 | 719.682
8034 | 1299.267 | 680 | 1 | 619.267
8035 | 1279.682 | 830 | 1 | 449.682
8036 | 1263.475 | 800 | 1 | 463.475
8037 | 1155.458 | 780 | 1 | 375.458
8038 | 1263.475 | 720 | 1 | 543.475
8039 | 1263.475 | 660 | 1 | 603.475
8040 | 688.829 | 420 | 1 | 268.829
8041 | 341.037 | 250 | 1 | 91.037
8042 | 341.037 | 210 | 1 | 131.037
8043 | 61.932 | 180 | 0 | 0
8044 | 61.932 | 180 | 0 | 0
8045 | 144.247 | 200 | 0 | 0
8046 | 144.247 | 240 | 0 | 0
8047 | 28.658 | 300 | 0 | 0
8048 | 0 | 390 | 0 | 0
8049 | 0 | 500 | 0 | 0
8050 | 0 | 450 | 0 | 0
8051 | 0 | 420 | 0 | 0
8052 | 0 | 410 | 0 | 0
8053 | 0 | 430 | 0 | 0
8054 | 0 | 410 | 0 | 0
8055 | 0 | 400 | 0 | 0
8056 | 0 | 420 | 0 | 0
8057 | 0 | 560 | 0 | 0
8058 | 0 | 680 | 0 | 0
8059 | 0 | 830 | 0 | 0
8060 | 0 | 800 | 0 | 0
8061 | 0 | 780 | 0 | 0
8062 | 0 | 720 | 0 | 0
8063 | 0 | 660 | 0 | 0
8064 | 0 | 420 | 0 | 0
8065 | 0 | 250 | 0 | 0
8066 | 0 | 210 | 0 | 0
8067 | 0 | 180 | 0 | 0
8068 | 0 | 180 | 0 | 0
8069 | 0 | 200 | 0 | 0
8070 | 0 | 240 | 0 | 0
8071 | 0 | 300 | 0 | 0
8072 | 0 | 390 | 0 | 0
8073 | 0 | 500 | 0 | 0
8074 | 0 | 450 | 0 | 0
8075 | 0 | 420 | 0 | 0
8076 | 0 | 410 | 0 | 0
8077 | 0 | 430 | 0 | 0
8078 | 0 | 410 | 0 | 0
8079 | 0 | 400 | 0 | 0
8080 | 0 | 420 | 0 | 0
8081 | 28.658 | 560 | 0 | 0
8082 | 201.563 | 680 | 0 | 0
8083 | 260.796 | 830 | 0 | 0
8084 | 144.247 | 800 | 0 | 0
8085 | 61.932 | 780 | 0 | 0
8086 | 201.563 | 720 | 0 | 0
8087 | 201.563 | 660 | 0 | 0
8088 | 525.495 | 420 | 1 | 105.495
8089 | 260.796 | 250 | 1 | 10.796
8090 | 851.72 | 210 | 1 | 641.72
8091 | 851.72 | 180 | 1 | 671.72
8092 | 688.829 | 180 | 1 | 508.829
8093 | 201.563 | 200 | 1 | 1.563
8094 | 28.658 | 240 | 0 | 0
8095 | 61.932 | 300 | 0 | 0
8096 | 28.658 | 390 | 0 | 0
8097 | 201.563 | 500 | 0 | 0
8098 | 688.829 | 450 | 1 | 238.829
8099 | 979.492 | 420 | 1 | 559.492
8100 | 525.495 | 410 | 1 | 115.495
8101 | 341.037 | 430 | 0 | 0
8102 | 433.441 | 410 | 1 | 23.441
8103 | 341.037 | 400 | 0 | 0
8104 | 979.492 | 420 | 1 | 559.492
8105 | 1263.475 | 560 | 1 | 703.475
8106 | 1210.165 | 680 | 1 | 530.165
8107 | 979.492 | 830 | 1 | 149.492
8108 | 979.492 | 800 | 1 | 179.492
8109 | 525.495 | 780 | 0 | 0
8110 | 851.72 | 720 | 1 | 131.72
8111 | 851.72 | 660 | 1 | 191.72
8112 | 979.492 | 420 | 1 | 559.492
8113 | 1115.728 | 250 | 1 | 865.728
8114 | 851.72 | 210 | 1 | 641.72
8115 | 688.829 | 180 | 1 | 508.829
8116 | 1210.165 | 180 | 1 | 1030.165
8117 | 851.72 | 200 | 1 | 651.72
8118 | 851.72 | 240 | 1 | 611.72
8119 | 525.495 | 300 | 1 | 225.495
8120 | 525.495 | 390 | 1 | 135.495
8121 | 433.441 | 500 | 0 | 0
8122 | 851.72 | 450 | 1 | 401.72
8123 | 433.441 | 420 | 1 | 13.441
8124 | 1300 | 410 | 1 | 890
8125 | 1300 | 430 | 1 | 870
8126 | 1300 | 410 | 1 | 890
8127 | 1300 | 400 | 1 | 900
8128 | 1300 | 420 | 1 | 880
8129 | 1300 | 560 | 1 | 740
8130 | 1303.375 | 680 | 1 | 623.375
8131 | 1155.458 | 830 | 1 | 325.458
8132 | 1115.728 | 800 | 1 | 315.728
8133 | 688.829 | 780 | 0 | 0
8134 | 851.72 | 720 | 1 | 131.72
8135 | 1263.475 | 660 | 1 | 603.475
8136 | 1279.682 | 420 | 1 | 859.682
8137 | 1263.475 | 250 | 1 | 1013.475
8138 | 1303.375 | 210 | 1 | 1093.375
8139 | 1279.682 | 180 | 1 | 1099.682
8140 | 979.492 | 180 | 1 | 799.492
8141 | 1210.165 | 200 | 1 | 1010.165
8142 | 1155.458 | 240 | 1 | 915.458
8143 | 979.492 | 300 | 1 | 679.492
8144 | 525.495 | 390 | 1 | 135.495
8145 | 525.495 | 500 | 1 | 25.495
8146 | 260.796 | 450 | 0 | 0
8147 | 201.563 | 420 | 0 | 0
8148 | 0 | 410 | 0 | 0
8149 | 0 | 430 | 0 | 0
8150 | 28.658 | 410 | 0 | 0
8151 | 61.932 | 400 | 0 | 0
8152 | 0 | 420 | 0 | 0
8153 | 0 | 560 | 0 | 0
8154 | 0 | 680 | 0 | 0
8155 | 91.548 | 830 | 0 | 0
8156 | 0 | 800 | 0 | 0
8157 | 0 | 780 | 0 | 0
8158 | 0 | 720 | 0 | 0
8159 | 0 | 660 | 0 | 0
8160 | 0 | 420 | 0 | 0
8161 | 0 | 250 | 0 | 0
8162 | 0 | 210 | 0 | 0
8163 | 61.932 | 180 | 0 | 0
8164 | 61.932 | 180 | 0 | 0
8165 | 61.932 | 200 | 0 | 0
8166 | 91.548 | 240 | 0 | 0
8167 | 91.548 | 300 | 0 | 0
8168 | 91.548 | 390 | 0 | 0
8169 | 0 | 500 | 0 | 0
8170 | 0 | 450 | 0 | 0
8171 | 0 | 420 | 0 | 0
8172 | 0 | 410 | 0 | 0
8173 | 0 | 430 | 0 | 0
8174 | 0 | 410 | 0 | 0
8175 | 0 | 400 | 0 | 0
8176 | 0 | 420 | 0 | 0
8177 | 0 | 560 | 0 | 0
8178 | 0 | 680 | 0 | 0
8179 | 0 | 830 | 0 | 0
8180 | 0 | 800 | 0 | 0
8181 | 0 | 780 | 0 | 0
8182 | 0 | 720 | 0 | 0
8183 | 0 | 660 | 0 | 0
8184 | 0 | 420 | 0 | 0
8185 | 0 | 250 | 0 | 0
8186 | 0 | 210 | 0 | 0
8187 | 0 | 180 | 0 | 0
8188 | 0 | 180 | 0 | 0
8189 | 0 | 200 | 0 | 0
8190 | 0 | 240 | 0 | 0
8191 | 0 | 300 | 0 | 0
8192 | 0 | 390 | 0 | 0
8193 | 0 | 500 | 0 | 0
8194 | 0 | 450 | 0 | 0
8195 | 0 | 420 | 0 | 0
8196 | 0 | 410 | 0 | 0
8197 | 0 | 430 | 0 | 0
8198 | 0 | 410 | 0 | 0
8199 | 0 | 400 | 0 | 0
8200 | 0 | 420 | 0 | 0
8201 | 0 | 560 | 0 | 0
8202 | 0 | 680 | 0 | 0
8203 | 0 | 830 | 0 | 0
8204 | 0 | 800 | 0 | 0
8205 | 0 | 780 | 0 | 0
8206 | 0 | 720 | 0 | 0
8207 | 0 | 660 | 0 | 0
8208 | 0 | 420 | 0 | 0
8209 | 0 | 250 | 0 | 0
8210 | 0 | 210 | 0 | 0
8211 | 0 | 180 | 0 | 0
8212 | 0 | 180 | 0 | 0
8213 | 0 | 200 | 0 | 0
8214 | 0 | 240 | 0 | 0
8215 | 0 | 300 | 0 | 0
8216 | 0 | 390 | 0 | 0
8217 | 0 | 500 | 0 | 0
8218 | 144.247 | 450 | 0 | 0
8219 | 433.441 | 420 | 1 | 13.441
8220 | 260.796 | 410 | 0 | 0
8221 | 341.037 | 430 | 0 | 0
8222 | 525.495 | 410 | 1 | 115.495
8223 | 688.829 | 400 | 1 | 288.829
8224 | 525.495 | 420 | 1 | 105.495
8225 | 525.495 | 560 | 0 | 0
8226 | 688.829 | 680 | 1 | 8.829
8227 | 260.796 | 830 | 0 | 0
8228 | 91.548 | 800 | 0 | 0
8229 | 260.796 | 780 | 0 | 0
8230 | 260.796 | 720 | 0 | 0
8231 | 144.247 | 660 | 0 | 0
8232 | 91.548 | 420 | 0 | 0
8233 | 433.441 | 250 | 1 | 183.441
8234 | 979.492 | 210 | 1 | 769.492
8235 | 979.492 | 180 | 1 | 799.492
8236 | 1279.682 | 180 | 1 | 1099.682
8237 | 525.495 | 200 | 1 | 325.495
8238 | 851.72 | 240 | 1 | 611.72
8239 | 1210.165 | 300 | 1 | 910.165
8240 | 341.037 | 390 | 0 | 0
8241 | 851.72 | 500 | 1 | 351.72
8242 | 688.829 | 450 | 1 | 238.829
8243 | 525.495 | 420 | 1 | 105.495
8244 | 91.548 | 410 | 0 | 0
8245 | 851.72 | 430 | 1 | 421.72
8246 | 433.441 | 410 | 1 | 23.441
8247 | 144.247 | 400 | 0 | 0
8248 | 1210.165 | 420 | 1 | 790.165
8249 | 979.492 | 560 | 1 | 419.492
8250 | 1210.165 | 680 | 1 | 530.165
8251 | 433.441 | 830 | 0 | 0
8252 | 688.829 | 800 | 0 | 0
8253 | 1263.475 | 780 | 1 | 483.475
8254 | 525.495 | 720 | 0 | 0
8255 | 851.72 | 660 | 1 | 191.72
8256 | 260.796 | 420 | 0 | 0
8257 | 201.563 | 250 | 0 | 0
8258 | 688.829 | 210 | 1 | 478.829
8259 | 1115.728 | 180 | 1 | 935.728
8260 | 341.037 | 180 | 1 | 161.037
8261 | 144.247 | 200 | 0 | 0
8262 | 341.037 | 240 | 1 | 101.037
8263 | 525.495 | 300 | 1 | 225.495
8264 | 260.796 | 390 | 0 | 0
8265 | 91.548 | 500 | 0 | 0
8266 | 28.658 | 450 | 0 | 0
8267 | 144.247 | 420 | 0 | 0
8268 | 260.796 | 410 | 0 | 0
8269 | 260.796 | 430 | 0 | 0
8270 | 260.796 | 410 | 0 | 0
8271 | 433.441 | 400 | 1 | 33.441
8272 | 1155.458 | 420 | 1 | 735.458
8273 | 1210.165 | 560 | 1 | 650.165
8274 | 1300 | 680 | 1 | 620
8275 | 1300 | 830 | 1 | 470
8276 | 1300 | 800 | 1 | 500
8277 | 1155.458 | 780 | 1 | 375.458
8278 | 1210.165 | 720 | 1 | 490.165
8279 | 1115.728 | 660 | 1 | 455.728
8280 | 688.829 | 420 | 1 | 268.829
8281 | 1155.458 | 250 | 1 | 905.458
8282 | 1155.458 | 210 | 1 | 945.458
8283 | 1210.165 | 180 | 1 | 1030.165
8284 | 1279.682 | 180 | 1 | 1099.682
8285 | 1300 | 200 | 1 | 1100
8286 | 1279.682 | 240 | 1 | 1039.682
8287 | 1303.375 | 300 | 1 | 1003.375
8288 | 1299.267 | 390 | 1 | 909.267
8289 | 1303.375 | 500 | 1 | 803.375
8290 | 1300 | 450 | 1 | 850
8291 | 1263.475 | 420 | 1 | 843.475
8292 | 1299.267 | 410 | 1 | 889.267
8293 | 1263.475 | 430 | 1 | 833.475
8294 | 1155.458 | 410 | 1 | 745.458
8295 | 1155.458 | 400 | 1 | 755.458
8296 | 1303.375 | 420 | 1 | 883.375
8297 | 979.492 | 560 | 1 | 419.492
8298 | 341.037 | 680 | 0 | 0
8299 | 341.037 | 830 | 0 | 0
8300 | 91.548 | 800 | 0 | 0
8301 | 91.548 | 780 | 0 | 0
8302 | 433.441 | 720 | 0 | 0
8303 | 525.495 | 660 | 0 | 0
8304 | 201.563 | 420 | 0 | 0
8305 | 1210.165 | 250 | 1 | 960.165
8306 | 1279.682 | 210 | 1 | 1069.682
8307 | 1299.267 | 180 | 1 | 1119.267
8308 | 1300 | 180 | 1 | 1120
8309 | 1210.165 | 200 | 1 | 1010.165
8310 | 1115.728 | 240 | 1 | 875.728
8311 | 1115.728 | 300 | 1 | 815.728
8312 | 1263.475 | 390 | 1 | 873.475
8313 | 1303.375 | 500 | 1 | 803.375
8314 | 1300 | 450 | 1 | 850
8315 | 1300 | 420 | 1 | 880
8316 | 1300 | 410 | 1 | 890
8317 | 1300 | 430 | 1 | 870
8318 | 1300 | 410 | 1 | 890
8319 | 1300 | 400 | 1 | 900
8320 | 1300 | 420 | 1 | 880
8321 | 1299.267 | 560 | 1 | 739.267
8322 | 1303.375 | 680 | 1 | 623.375
8323 | 1115.728 | 830 | 1 | 285.728
8324 | 851.72 | 800 | 1 | 51.72
8325 | 1115.728 | 780 | 1 | 335.728
8326 | 851.72 | 720 | 1 | 131.72
8327 | 341.037 | 660 | 0 | 0
8328 | 28.658 | 420 | 0 | 0
8329 | 91.548 | 250 | 0 | 0
8330 | 0 | 210 | 0 | 0
8331 | 0 | 180 | 0 | 0
8332 | 0 | 180 | 0 | 0
8333 | 28.658 | 200 | 0 | 0
8334 | 61.932 | 240 | 0 | 0
8335 | 91.548 | 300 | 0 | 0
8336 | 28.658 | 390 | 0 | 0
8337 | 0 | 500 | 0 | 0
8338 | 341.037 | 450 | 0 | 0
8339 | 28.658 | 420 | 0 | 0
8340 | 0 | 410 | 0 | 0
8341 | 341.037 | 430 | 0 | 0
8342 | 525.495 | 410 | 1 | 115.495
8343 | 688.829 | 400 | 1 | 288.829
8344 | 341.037 | 420 | 0 | 0
8345 | 260.796 | 560 | 0 | 0
8346 | 144.247 | 680 | 0 | 0
8347 | 91.548 | 830 | 0 | 0
8348 | 28.658 | 800 | 0 | 0
8349 | 61.932 | 780 | 0 | 0
8350 | 0 | 720 | 0 | 0
8351 | 0 | 660 | 0 | 0
8352 | 0 | 420 | 0 | 0
8353 | 0 | 250 | 0 | 0
8354 | 0 | 210 | 0 | 0
8355 | 0 | 180 | 0 | 0
8356 | 0 | 180 | 0 | 0
8357 | 0 | 200 | 0 | 0
8358 | 0 | 240 | 0 | 0
8359 | 201.563 | 300 | 0 | 0
8360 | 28.658 | 390 | 0 | 0
8361 | 0 | 500 | 0 | 0
8362 | 0 | 450 | 0 | 0
8363 | 144.247 | 420 | 0 | 0
8364 | 201.563 | 410 | 0 | 0
8365 | 201.563 | 430 | 0 | 0
8366 | 260.796 | 410 | 0 | 0
8367 | 28.658 | 400 | 0 | 0
8368 | 91.548 | 420 | 0 | 0
8369 | 61.932 | 560 | 0 | 0
8370 | 144.247 | 680 | 0 | 0
8371 | 28.658 | 830 | 0 | 0
8372 | 28.658 | 800 | 0 | 0
8373 | 28.658 | 780 | 0 | 0
8374 | 0 | 720 | 0 | 0
8375 | 0 | 660 | 0 | 0
8376 | 0 | 420 | 0 | 0
8377 | 0 | 250 | 0 | 0
8378 | 0 | 210 | 0 | 0
8379 | 0 | 180 | 0 | 0
8380 | 0 | 180 | 0 | 0
8381 | 0 | 200 | 0 | 0
8382 | 0 | 240 | 0 | 0
8383 | 61.932 | 300 | 0 | 0
8384 | 28.658 | 390 | 0 | 0
8385 | 61.932 | 500 | 0 | 0
8386 | 0 | 450 | 0 | 0
8387 | 201.563 | 420 | 0 | 0
8388 | 28.658 | 410 | 0 | 0
8389 | 0 | 430 | 0 | 0
8390 | 91.548 | 410 | 0 | 0
8391 | 91.548 | 400 | 0 | 0
8392 | 28.658 | 420 | 0 | 0
8393 | 61.932 | 560 | 0 | 0
8394 | 28.658 | 680 | 0 | 0
8395 | 0 | 830 | 0 | 0
8396 | 61.932 | 800 | 0 | 0
8397 | 91.548 | 780 | 0 | 0
8398 | 28.658 | 720 | 0 | 0
8399 | 28.658 | 660 | 0 | 0
8400 | 0 | 420 | 0 | 0
8401 | 91.548 | 250 | 0 | 0
8402 | 28.658 | 210 | 0 | 0
8403 | 0 | 180 | 0 | 0
8404 | 61.932 | 180 | 0 | 0
8405 | 0 | 200 | 0 | 0
8406 | 91.548 | 240 | 0 | 0
8407 | 91.548 | 300 | 0 | 0
8408 | 0 | 390 | 0 | 0
8409 | 0 | 500 | 0 | 0
8410 | 28.658 | 450 | 0 | 0
8411 | 91.548 | 420 | 0 | 0
8412 | 61.932 | 410 | 0 | 0
8413 | 144.247 | 430 | 0 | 0
8414 | 144.247 | 410 | 0 | 0
8415 | 91.548 | 400 | 0 | 0
8416 | 91.548 | 420 | 0 | 0
8417 | 61.932 | 560 | 0 | 0
8418 | 144.247 | 680 | 0 | 0
8419 | 61.932 | 830 | 0 | 0
8420 | 61.932 | 800 | 0 | 0
8421 | 28.658 | 780 | 0 | 0
8422 | 201.563 | 720 | 0 | 0
8423 | 0 | 660 | 0 | 0
8424 | 0 | 420 | 0 | 0
8425 | 0 | 250 | 0 | 0
8426 | 0 | 210 | 0 | 0
8427 | 0 | 180 | 0 | 0
8428 | 0 | 180 | 0 | 0
8429 | 0 | 200 | 0 | 0
8430 | 0 | 240 | 0 | 0
8431 | 0 | 300 | 0 | 0
8432 | 0 | 390 | 0 | 0
8433 | 0 | 500 | 0 | 0
8434 | 0 | 450 | 0 | 0
8435 | 0 | 420 | 0 | 0
8436 | 0 | 410 | 0 | 0
8437 | 0 | 430 | 0 | 0
8438 | 0 | 410 | 0 | 0
8439 | 0 | 400 | 0 | 0
8440 | 0 | 420 | 0 | 0
8441 | 0 | 560 | 0 | 0
8442 | 0 | 680 | 0 | 0
8443 | 0 | 830 | 0 | 0
8444 | 0 | 800 | 0 | 0
8445 | 0 | 780 | 0 | 0
8446 | 0 | 720 | 0 | 0
8447 | 0 | 660 | 0 | 0
8448 | 0 | 420 | 0 | 0
8449 | 0 | 250 | 0 | 0
8450 | 0 | 210 | 0 | 0
8451 | 0 | 180 | 0 | 0
8452 | 0 | 180 | 0 | 0
8453 | 61.932 | 200 | 0 | 0
8454 | 0 | 240 | 0 | 0
8455 | 0 | 300 | 0 | 0
8456 | 0 | 390 | 0 | 0
8457 | 0 | 500 | 0 | 0
8458 | 0 | 450 | 0 | 0
8459 | 0 | 420 | 0 | 0
8460 | 0 | 410 | 0 | 0
8461 | 0 | 430 | 0 | 0
8462 | 0 | 410 | 0 | 0
8463 | 0 | 400 | 0 | 0
8464 | 0 | 420 | 0 | 0
8465 | 0 | 560 | 0 | 0
8466 | 0 | 680 | 0 | 0
8467 | 91.548 | 830 | 0 | 0
8468 | 28.658 | 800 | 0 | 0
8469 | 61.932 | 780 | 0 | 0
8470 | 61.932 | 720 | 0 | 0
8471 | 0 | 660 | 0 | 0
8472 | 144.247 | 420 | 0 | 0
8473 | 28.658 | 250 | 0 | 0
8474 | 0 | 210 | 0 | 0
8475 | 61.932 | 180 | 0 | 0
8476 | 144.247 | 180 | 0 | 0
8477 | 61.932 | 200 | 0 | 0
8478 | 28.658 | 240 | 0 | 0
8479 | 61.932 | 300 | 0 | 0
8480 | 0 | 390 | 0 | 0
8481 | 91.548 | 500 | 0 | 0
8482 | 0 | 450 | 0 | 0
8483 | 28.658 | 420 | 0 | 0
8484 | 0 | 410 | 0 | 0
8485 | 28.658 | 430 | 0 | 0
8486 | 0 | 410 | 0 | 0
8487 | 61.932 | 400 | 0 | 0
8488 | 0 | 420 | 0 | 0
8489 | 61.932 | 560 | 0 | 0
8490 | 0 | 680 | 0 | 0
8491 | 0 | 830 | 0 | 0
8492 | 28.658 | 800 | 0 | 0
8493 | 0 | 780 | 0 | 0
8494 | 0 | 720 | 0 | 0
8495 | 0 | 660 | 0 | 0
8496 | 0 | 420 | 0 | 0
8497 | 0 | 250 | 0 | 0
8498 | 0 | 210 | 0 | 0
8499 | 0 | 180 | 0 | 0
8500 | 0 | 180 | 0 | 0
8501 | 0 | 200 | 0 | 0
8502 | 341.037 | 240 | 1 | 101.037
8503 | 260.796 | 300 | 0 | 0
8504 | 851.72 | 390 | 1 | 461.72
8505 | 433.441 | 500 | 0 | 0
8506 | 433.441 | 450 | 0 | 0
8507 | 201.563 | 420 | 0 | 0
8508 | 144.247 | 410 | 0 | 0
8509 | 144.247 | 430 | 0 | 0
8510 | 144.247 | 410 | 0 | 0
8511 | 61.932 | 400 | 0 | 0
8512 | 0 | 420 | 0 | 0
8513 | 0 | 560 | 0 | 0
8514 | 0 | 680 | 0 | 0
8515 | 0 | 830 | 0 | 0
8516 | 61.932 | 800 | 0 | 0
8517 | 61.932 | 780 | 0 | 0
8518 | 28.658 | 720 | 0 | 0
8519 | 28.658 | 660 | 0 | 0
8520 | 0 | 420 | 0 | 0
8521 | 0 | 250 | 0 | 0
8522 | 0 | 210 | 0 | 0
8523 | 0 | 180 | 0 | 0
8524 | 0 | 180 | 0 | 0
8525 | 0 | 200 | 0 | 0
8526 | 0 | 240 | 0 | 0
8527 | 0 | 300 | 0 | 0
8528 | 0 | 390 | 0 | 0
8529 | 0 | 500 | 0 | 0
8530 | 0 | 450 | 0 | 0
8531 | 0 | 420 | 0 | 0
8532 | 0 | 410 | 0 | 0
8533 | 0 | 430 | 0 | 0
8534 | 0 | 410 | 0 | 0
8535 | 0 | 400 | 0 | 0
8536 | 0 | 420 | 0 | 0
8537 | 0 | 560 | 0 | 0
8538 | 0 | 680 | 0 | 0
8539 | 0 | 830 | 0 | 0
8540 | 61.932 | 800 | 0 | 0
8541 | 61.932 | 780 | 0 | 0
8542 | 61.932 | 720 | 0 | 0
8543 | 61.932 | 660 | 0 | 0
8544 | 28.658 | 420 | 0 | 0
8545 | 91.548 | 250 | 0 | 0
8546 | 201.563 | 210 | 0 | 0
8547 | 28.658 | 180 | 0 | 0
8548 | 28.658 | 180 | 0 | 0
8549 | 28.658 | 200 | 0 | 0
8550 | 0 | 240 | 0 | 0
8551 | 0 | 300 | 0 | 0
8552 | 61.932 | 390 | 0 | 0
8553 | 201.563 | 500 | 0 | 0
8554 | 341.037 | 450 | 0 | 0
8555 | 525.495 | 420 | 1 | 105.495
8556 | 433.441 | 410 | 1 | 23.441
8557 | 201.563 | 430 | 0 | 0
8558 | 525.495 | 410 | 1 | 115.495
8559 | 433.441 | 400 | 1 | 33.441
8560 | 525.495 | 420 | 1 | 105.495
8561 | 341.037 | 560 | 0 | 0
8562 | 91.548 | 680 | 0 | 0
8563 | 28.658 | 830 | 0 | 0
8564 | 0 | 800 | 0 | 0
8565 | 28.658 | 780 | 0 | 0
8566 | 0 | 720 | 0 | 0
8567 | 0 | 660 | 0 | 0
8568 | 0 | 420 | 0 | 0
8569 | 0 | 250 | 0 | 0
8570 | 0 | 210 | 0 | 0
8571 | 0 | 180 | 0 | 0
8572 | 0 | 180 | 0 | 0
8573 | 0 | 200 | 0 | 0
8574 | 0 | 240 | 0 | 0
8575 | 0 | 300 | 0 | 0
8576 | 0 | 390 | 0 | 0
8577 | 0 | 500 | 0 | 0
8578 | 0 | 450 | 0 | 0
8579 | 0 | 420 | 0 | 0
8580 | 0 | 410 | 0 | 0
8581 | 0 | 430 | 0 | 0
8582 | 0 | 410 | 0 | 0
8583 | 0 | 400 | 0 | 0
8584 | 0 | 420 | 0 | 0
8585 | 0 | 560 | 0 | 0
8586 | 0 | 680 | 0 | 0
8587 | 0 | 830 | 0 | 0
8588 | 0 | 800 | 0 | 0
8589 | 28.658 | 780 | 0 | 0
8590 | 61.932 | 720 | 0 | 0
8591 | 144.247 | 660 | 0 | 0
8592 | 91.548 | 420 | 0 | 0
8593 | 144.247 | 250 | 0 | 0
8594 | 91.548 | 210 | 0 | 0
8595 | 61.932 | 180 | 0 | 0
8596 | 201.563 | 180 | 1 | 21.563
8597 | 201.563 | 200 | 1 | 1.563
8598 | 144.247 | 240 | 0 | 0
8599 | 61.932 | 300 | 0 | 0
8600 | 61.932 | 390 | 0 | 0
8601 | 91.548 | 500 | 0 | 0
8602 | 201.563 | 450 | 0 | 0
8603 | 61.932 | 420 | 0 | 0
8604 | 201.563 | 410 | 0 | 0
8605 | 91.548 | 430 | 0 | 0
8606 | 91.548 | 410 | 0 | 0
8607 | 144.247 | 400 | 0 | 0
8608 | 91.548 | 420 | 0 | 0
8609 | 144.247 | 560 | 0 | 0
8610 | 201.563 | 680 | 0 | 0
8611 | 979.492 | 830 | 1 | 149.492
8612 | 851.72 | 800 | 1 | 51.72
8613 | 688.829 | 780 | 0 | 0
8614 | 525.495 | 720 | 0 | 0
8615 | 260.796 | 660 | 0 | 0
8616 | 525.495 | 420 | 1 | 105.495
8617 | 688.829 | 250 | 1 | 438.829
8618 | 201.563 | 210 | 0 | 0
8619 | 61.932 | 180 | 0 | 0
8620 | 91.548 | 180 | 0 | 0
8621 | 91.548 | 200 | 0 | 0
8622 | 28.658 | 240 | 0 | 0
8623 | 28.658 | 300 | 0 | 0
8624 | 61.932 | 390 | 0 | 0
8625 | 91.548 | 500 | 0 | 0
8626 | 28.658 | 450 | 0 | 0
8627 | 28.658 | 420 | 0 | 0
8628 | 0 | 410 | 0 | 0
8629 | 260.796 | 430 | 0 | 0
8630 | 341.037 | 410 | 0 | 0
8631 | 433.441 | 400 | 1 | 33.441
8632 | 260.796 | 420 | 0 | 0
8633 | 260.796 | 560 | 0 | 0
8634 | 201.563 | 680 | 0 | 0
8635 | 201.563 | 830 | 0 | 0
8636 | 201.563 | 800 | 0 | 0
8637 | 91.548 | 780 | 0 | 0
8638 | 91.548 | 720 | 0 | 0
8639 | 28.658 | 660 | 0 | 0
8640 | 0 | 420 | 0 | 0
8641 | 28.658 | 250 | 0 | 0
8642 | 0 | 210 | 0 | 0
8643 | 0 | 180 | 0 | 0
8644 | 28.658 | 180 | 0 | 0
8645 | 28.658 | 200 | 0 | 0
8646 | 61.932 | 240 | 0 | 0
8647 | 61.932 | 300 | 0 | 0
8648 | 0 | 390 | 0 | 0
8649 | 28.658 | 500 | 0 | 0
8650 | 28.658 | 450 | 0 | 0
8651 | 28.658 | 420 | 0 | 0
8652 | 0 | 410 | 0 | 0
8653 | 91.548 | 430 | 0 | 0
8654 | 61.932 | 410 | 0 | 0
8655 | 201.563 | 400 | 0 | 0
8656 | 201.563 | 420 | 0 | 0
8657 | 144.247 | 560 | 0 | 0
8658 | 91.548 | 680 | 0 | 0
8659 | 260.796 | 830 | 0 | 0
8660 | 260.796 | 800 | 0 | 0
8661 | 341.037 | 780 | 0 | 0
8662 | 144.247 | 720 | 0 | 0
8663 | 144.247 | 660 | 0 | 0
8664 | 91.548 | 420 | 0 | 0
8665 | 61.932 | 250 | 0 | 0
8666 | 61.932 | 210 | 0 | 0
8667 | 144.247 | 180 | 0 | 0
8668 | 144.247 | 180 | 0 | 0
8669 | 28.658 | 200 | 0 | 0
8670 | 91.548 | 240 | 0 | 0
8671 | 61.932 | 300 | 0 | 0
8672 | 91.548 | 390 | 0 | 0
8673 | 61.932 | 500 | 0 | 0
8674 | 61.932 | 450 | 0 | 0
8675 | 28.658 | 420 | 0 | 0
8676 | 0 | 410 | 0 | 0
8677 | 0 | 430 | 0 | 0
8678 | 0 | 410 | 0 | 0
8679 | 0 | 400 | 0 | 0
8680 | 0 | 420 | 0 | 0
8681 | 0 | 560 | 0 | 0
8682 | 0 | 680 | 0 | 0
8683 | 0 | 830 | 0 | 0
8684 | 0 | 800 | 0 | 0
8685 | 0 | 780 | 0 | 0
8686 | 0 | 720 | 0 | 0
8687 | 0 | 660 | 0 | 0
8688 | 61.932 | 420 | 0 | 0
8689 | 0 | 250 | 0 | 0
8690 | 0 | 210 | 0 | 0
8691 | 0 | 180 | 0 | 0
8692 | 0 | 180 | 0 | 0
8693 | 61.932 | 200 | 0 | 0
8694 | 0 | 240 | 0 | 0
8695 | 0 | 300 | 0 | 0
8696 | 0 | 390 | 0 | 0
8697 | 0 | 500 | 0 | 0
8698 | 28.658 | 450 | 0 | 0
8699 | 0 | 420 | 0 | 0
8700 | 0 | 410 | 0 | 0
8701 | 0 | 430 | 0 | 0
8702 | 0 | 410 | 0 | 0
8703 | 0 | 400 | 0 | 0
8704 | 0 | 420 | 0 | 0
8705 | 0 | 560 | 0 | 0
8706 | 91.548 | 680 | 0 | 0
8707 | 91.548 | 830 | 0 | 0
8708 | 144.247 | 800 | 0 | 0
8709 | 144.247 | 780 | 0 | 0
8710 | 260.796 | 720 | 0 | 0
8711 | 260.796 | 660 | 0 | 0
8712 | 1115.728 | 420 | 1 | 695.728
8713 | 1155.458 | 250 | 1 | 905.458
8714 | 688.829 | 210 | 1 | 478.829
8715 | 979.492 | 180 | 1 | 799.492
8716 | 433.441 | 180 | 1 | 253.441
8717 | 433.441 | 200 | 1 | 233.441
8718 | 1115.728 | 240 | 1 | 875.728
8719 | 1155.458 | 300 | 1 | 855.458
8720 | 979.492 | 390 | 1 | 589.492
8721 | 979.492 | 500 | 1 | 479.492
8722 | 341.037 | 450 | 0 | 0
8723 | 341.037 | 420 | 0 | 0
8724 | 201.563 | 410 | 0 | 0
8725 | 201.563 | 430 | 0 | 0
8726 | 201.563 | 410 | 0 | 0
8727 | 144.247 | 400 | 0 | 0
8728 | 201.563 | 420 | 0 | 0
8729 | 201.563 | 560 | 0 | 0
8730 | 260.796 | 680 | 0 | 0
8731 | 144.247 | 830 | 0 | 0
8732 | 144.247 | 800 | 0 | 0
8733 | 61.932 | 780 | 0 | 0
8734 | 144.247 | 720 | 0 | 0
8735 | 260.796 | 660 | 0 | 0
8736 | 433.441 | 420 | 1 | 13.441
8737 | 851.72 | 250 | 1 | 601.72
8738 | 433.441 | 210 | 1 | 223.441
8739 | 525.495 | 180 | 1 | 345.495
8740 | 260.796 | 180 | 1 | 80.796
8741 | 433.441 | 200 | 1 | 233.441
8742 | 851.72 | 240 | 1 | 611.72
8743 | 688.829 | 300 | 1 | 388.829
8744 | 851.72 | 390 | 1 | 461.72
8745 | 1115.728 | 500 | 1 | 615.728
8746 | 1210.165 | 450 | 1 | 760.165
8747 | 1210.165 | 420 | 1 | 790.165
8748 | 1303.375 | 410 | 1 | 893.375
8749 | 1279.682 | 430 | 1 | 849.682
8750 | 1155.458 | 410 | 1 | 745.458
8751 | 1155.458 | 400 | 1 | 755.458
8752 | 979.492 | 420 | 1 | 559.492
8753 | 851.72 | 560 | 1 | 291.72
8754 | 525.495 | 680 | 0 | 0
8755 | 525.495 | 830 | 0 | 0
8756 | 260.796 | 800 | 0 | 0
8757 | 91.548 | 780 | 0 | 0
8758 | 144.247 | 720 | 0 | 0
8759 | 144.247 | 660 | 0 | 0
8760 | 61.932 | 420 | 0 | 0
Total | 2081197.095 | 3374900 | 1961 | 846711.761