## Tidal, port 1
(Calibrated with Easytide tidal data) |  |  |  |  | date: | 28 | february | 2006 |  | Port: | Rubha A'mhail |  |  | The purpose of this model is to allow anyone to model the tidal
Type desired values in magenta box, then press enter: | [13 empty] | characteristics at two dispersed ports, on this and the next work sheet.
X axis offset (- moves graph to right): |  |  |  |  | -1.7933 |  | Timestep interval | [6 empty] | (tabs in bottom left corner). The third sheet will allow you to input key
height above chart datum (default 1.5m): |  |  |  |  | 2.2 | days/degree: | hrs/deg: | mins/deg: | sec/deg |  |  |  |  | channel parameters, and the fourth will calculate the phase difference and
Peroid of interest in days (frequency) : |  |  |  |  | 7 | 0.019444 | 0.46667 | 28 | 1680 |  | tides/week | peak to |  | most likely bulk flow rate, or flow per unit mass. Please feel free to amend!
Insert maximum tidal range for desired period: |  |  |  |  | 4 | [5 empty] | Period const | peak value
Insert minimum tidal range for desired period: |  |  |  |  | 0.1 |  | trim for.. | amplitude |  |  | 13.5302 | 372.5 | tidal range reduction per week: |  | 3.9
[6 empty] | 0.675 | 0.5 | 0.75 |  |  | 1.9329 | 13.3036 | thus, amplitude factor: |  | n/a
days | hours | minutes | seconds | degrees | radians | sin functn | Decay | Regrowth | exp factor
0 | 0 | 0 | 0 | 0 | 0 | 0.26245 | 2.95 |  | 1
0.019444 | 0.46667 | 28 | 1680 | 1 | 0.017453 | 0.21367 | 2.95 |  | 1
0.038889 | 0.93333 | 56 | 3360 | 2 | 0.034907 | 0.27518 | 2.9499 |  | 1
0.058333 | 1.4 | 84 | 5040 | 3 | 0.05236 | 0.44357 | 2.9497 |  | 1
0.077778 | 1.8667 | 112 | 6720 | 4 | 0.069813 | 0.70945 | 2.9495 |  | 1
0.097222 | 2.3333 | 140 | 8400 | 5 | 0.087266 | 1.058 | 2.9493 |  | 1
0.11667 | 2.8 | 168 | 10080 | 6 | 0.10472 | 1.47 | 2.949 |  | 1
0.13611 | 3.2667 | 196 | 11760 | 7 | 0.12217 | 1.9223 | 2.9486 |  | 1
0.15556 | 3.7333 | 224 | 13440 | 8 | 0.13963 | 2.39 | 2.9482 |  | 1
0.175 | 4.2 | 252 | 15120 | 9 | 0.15708 | 2.847 | 2.9477 |  | 1
0.19444 | 4.6667 | 280 | 16800 | 10 | 0.17453 | 3.2679 | 2.9471 |  | 1
0.21389 | 5.1333 | 308 | 18480 | 11 | 0.19199 | 3.6293 | 2.9465 |  | 1
0.23333 | 5.6 | 336 | 20160 | 12 | 0.20944 | 3.9112 | 2.9459 |  | 1
0.25278 | 6.0667 | 364 | 21840 | 13 | 0.22689 | 4.0981 | 2.9452 |  | 1
0.27222 | 6.5333 | 392 | 23520 | 14 | 0.24435 | 4.1794 | 2.9444 |  | 1
0.29167 | 7 | 420 | 25200 | 15 | 0.2618 | 4.1509 | 2.9436 |  | 1
0.31111 | 7.4667 | 448 | 26880 | 16 | 0.27925 | 4.014 | 2.9427 |  | 1
0.33056 | 7.9333 | 476 | 28560 | 17 | 0.29671 | 3.7766 | 2.9418 |  | 1
0.35 | 8.4 | 504 | 30240 | 18 | 0.31416 | 3.4518 | 2.9408 |  | 1
0.36944 | 8.8667 | 532 | 31920 | 19 | 0.33161 | 3.0577 | 2.9397 |  | 1
0.38889 | 9.3333 | 560 | 33600 | 20 | 0.34907 | 2.6164 | 2.9386 |  | 1
0.40833 | 9.8 | 588 | 35280 | 21 | 0.36652 | 2.1522 | 2.9374 |  | 1
0.42778 | 10.2667 | 616 | 36960 | 22 | 0.38397 | 1.6911 | 2.9362 |  | 1
0.44722 | 10.7333 | 644 | 38640 | 23 | 0.40143 | 1.2586 | 2.9349 |  | 1
0.46667 | 11.2 | 672 | 40320 | 24 | 0.41888 | 0.87877 | 2.9336 |  | 1
0.48611 | 11.6667 | 700 | 42000 | 25 | 0.43633 | 0.57261 | 2.9322 |  | 1
0.50556 | 12.1333 | 728 | 43680 | 26 | 0.45379 | 0.35706 | 2.9308 |  | 1
0.525 | 12.6 | 756 | 45360 | 27 | 0.47124 | 0.244 | 2.9293 |  | 1
0.54444 | 13.0667 | 784 | 47040 | 28 | 0.48869 | 0.23962 | 2.9277 |  | 1
0.56389 | 13.5333 | 812 | 48720 | 29 | 0.50615 | 0.34403 | 2.9261 |  | 1
0.58333 | 14 | 840 | 50400 | 30 | 0.5236 | 0.55132 | 2.9244 |  | 1
0.60278 | 14.4667 | 868 | 52080 | 31 | 0.54105 | 0.84986 | 2.9227 |  | 1
0.62222 | 14.9333 | 896 | 53760 | 32 | 0.55851 | 1.223 | 2.9209 |  | 1
0.64167 | 15.4 | 924 | 55440 | 33 | 0.57596 | 1.6498 | 2.9191 |  | 1
0.66111 | 15.8667 | 952 | 57120 | 34 | 0.59341 | 2.1067 | 2.9172 |  | 1
0.68056 | 16.3333 | 980 | 58800 | 35 | 0.61087 | 2.5681 | 2.9153 |  | 1
0.7 | 16.8 | 1008 | 60480 | 36 | 0.62832 | 3.0085 | 2.9133 |  | 1
0.71944 | 17.2667 | 1036 | 62160 | 37 | 0.64577 | 3.4034 | 2.9112 |  | 1
0.73889 | 17.7333 | 1064 | 63840 | 38 | 0.66323 | 3.731 | 2.9091 |  | 1
0.75833 | 18.2 | 1092 | 65520 | 39 | 0.68068 | 3.9731 | 2.907 |  | 1
0.77778 | 18.6667 | 1120 | 67200 | 40 | 0.69813 | 4.1165 | 2.9048 |  | 1
0.79722 | 19.1333 | 1148 | 68880 | 41 | 0.71558 | 4.1534 | 2.9025 |  | 1
0.81667 | 19.6 | 1176 | 70560 | 42 | 0.73304 | 4.0818 | 2.9002 |  | 1
0.83611 | 20.0667 | 1204 | 72240 | 43 | 0.75049 | 3.9059 | 2.8978 |  | 1
0.85556 | 20.5333 | 1232 | 73920 | 44 | 0.76794 | 3.6357 | 2.8954 |  | 1
0.875 | 21 | 1260 | 75600 | 45 | 0.7854 | 3.2863 | 2.8929 |  | 1
0.89444 | 21.4667 | 1288 | 77280 | 46 | 0.80285 | 2.8772 | 2.8904 |  | 1
0.91389 | 21.9333 | 1316 | 78960 | 47 | 0.8203 | 2.4313 | 2.8878 |  | 1
0.93333 | 22.4 | 1344 | 80640 | 48 | 0.83776 | 1.9733 | 2.8852 |  | 1
0.95278 | 22.8667 | 1372 | 82320 | 49 | 0.85521 | 1.5288 | 2.8825 |  | 1
0.97222 | 23.3333 | 1400 | 84000 | 50 | 0.87266 | 1.1223 | 2.8797 |  | 1
0.99167 | 23.8 | 1428 | 85680 | 51 | 0.89012 | 0.77644 | 2.8769 |  | 1
1.0111 | 24.2667 | 1456 | 87360 | 52 | 0.90757 | 0.51019 | 2.8741 |  | 1
1.0306 | 24.7333 | 1484 | 89040 | 53 | 0.92502 | 0.3382 | 2.8712 |  | 1
1.05 | 25.2 | 1512 | 90720 | 54 | 0.94248 | 0.26984 | 2.8683 |  | 1
1.0694 | 25.6667 | 1540 | 92400 | 55 | 0.95993 | 0.30867 | 2.8653 |  | 1
1.0889 | 26.1333 | 1568 | 94080 | 56 | 0.97738 | 0.45234 | 2.8622 |  | 1
1.1083 | 26.6 | 1596 | 95760 | 57 | 0.99484 | 0.69263 | 2.8591 |  | 1
1.1278 | 27.0667 | 1624 | 97440 | 58 | 1.0123 | 1.016 | 2.856 |  | 1
1.1472 | 27.5333 | 1652 | 99120 | 59 | 1.0297 | 1.4043 | 2.8528 |  | 1
1.1667 | 28 | 1680 | 100800 | 60 | 1.0472 | 1.8359 | 2.8495 |  | 1
1.1861 | 28.4667 | 1708 | 102480 | 61 | 1.0647 | 2.2867 | 2.8462 |  | 1
1.2056 | 28.9333 | 1736 | 104160 | 62 | 1.0821 | 2.7316 | 2.8429 |  | 1
1.225 | 29.4 | 1764 | 105840 | 63 | 1.0996 | 3.146 | 2.8395 |  | 1
1.2444 | 29.8667 | 1792 | 107520 | 64 | 1.117 | 3.5069 | 2.836 |  | 1
1.2639 | 30.3333 | 1820 | 109200 | 65 | 1.1345 | 3.7945 | 2.8325 |  | 1
1.2833 | 30.8 | 1848 | 110880 | 66 | 1.1519 | 3.9929 | 2.829 |  | 1
1.3028 | 31.2667 | 1876 | 112560 | 67 | 1.1694 | 4.0914 | 2.8254 |  | 1
1.3222 | 31.7333 | 1904 | 114240 | 68 | 1.1868 | 4.0848 | 2.8218 |  | 1
1.3417 | 32.2 | 1932 | 115920 | 69 | 1.2043 | 3.9736 | 2.8181 |  | 1
1.3611 | 32.6667 | 1960 | 117600 | 70 | 1.2217 | 3.7644 | 2.8144 |  | 1
1.3806 | 33.1333 | 1988 | 119280 | 71 | 1.2392 | 3.469 | 2.8106 |  | 1
1.4 | 33.6 | 2016 | 120960 | 72 | 1.2566 | 3.104 | 2.8068 |  | 1
1.4194 | 34.0667 | 2044 | 122640 | 73 | 1.2741 | 2.6899 | 2.8029 |  | 1
1.4389 | 34.5333 | 2072 | 124320 | 74 | 1.2915 | 2.2498 | 2.799 |  | 1
1.4583 | 35 | 2100 | 126000 | 75 | 1.309 | 1.8082 | 2.795 |  | 1
1.4778 | 35.4667 | 2128 | 127680 | 76 | 1.3265 | 1.3895 | 2.791 |  | 1
1.4972 | 35.9333 | 2156 | 129360 | 77 | 1.3439 | 1.017 | 2.787 |  | 1
1.5167 | 36.4 | 2184 | 131040 | 78 | 1.3614 | 0.71117 | 2.7829 |  | 1
1.5361 | 36.8667 | 2212 | 132720 | 79 | 1.3788 | 0.48878 | 2.7787 |  | 1
1.5556 | 37.3333 | 2240 | 134400 | 80 | 1.3963 | 0.36193 | 2.7745 |  | 1
1.575 | 37.8 | 2268 | 136080 | 81 | 1.4137 | 0.33738 | 2.7703 |  | 1
1.5944 | 38.2667 | 2296 | 137760 | 82 | 1.4312 | 0.41616 | 2.766 |  | 1
1.6139 | 38.7333 | 2324 | 139440 | 83 | 1.4486 | 0.5936 | 2.7617 |  | 1
1.6333 | 39.2 | 2352 | 141120 | 84 | 1.4661 | 0.85954 | 2.7574 |  | 1
1.6528 | 39.6667 | 2380 | 142800 | 85 | 1.4835 | 1.199 | 2.753 |  | 1
1.6722 | 40.1333 | 2408 | 144480 | 86 | 1.501 | 1.5928 | 2.7485 |  | 1
1.6917 | 40.6 | 2436 | 146160 | 87 | 1.5184 | 2.019 | 2.744 |  | 1
1.7111 | 41.0667 | 2464 | 147840 | 88 | 1.5359 | 2.4538 | 2.7395 |  | 1
1.7306 | 41.5333 | 2492 | 149520 | 89 | 1.5533 | 2.8731 | 2.7349 |  | 1
1.75 | 42 | 2520 | 151200 | 90 | 1.5708 | 3.2537 | 2.7303 |  | 1
1.7694 | 42.4667 | 2548 | 152880 | 91 | 1.5882 | 3.5747 | 2.7257 |  | 1
1.7889 | 42.9333 | 2576 | 154560 | 92 | 1.6057 | 3.8183 | 2.721 |  | 1
1.8083 | 43.4 | 2604 | 156240 | 93 | 1.6232 | 3.9713 | 2.7163 |  | 1
1.8278 | 43.8667 | 2632 | 157920 | 94 | 1.6406 | 4.0257 | 2.7115 |  | 1
1.8472 | 44.3333 | 2660 | 159600 | 95 | 1.6581 | 3.9787 | 2.7067 |  | 1
1.8667 | 44.8 | 2688 | 161280 | 96 | 1.6755 | 3.8332 | 2.7018 |  | 1
1.8861 | 45.2667 | 2716 | 162960 | 97 | 1.693 | 3.5977 | 2.697 |  | 1
1.9056 | 45.7333 | 2744 | 164640 | 98 | 1.7104 | 3.2857 | 2.692 |  | 1
1.925 | 46.2 | 2772 | 166320 | 99 | 1.7279 | 2.9146 | 2.6871 |  | 1
1.9444 | 46.6667 | 2800 | 168000 | 100 | 1.7453 | 2.5052 | 2.6821 |  | 1
1.9639 | 47.1333 | 2828 | 169680 | 101 | 1.7628 | 2.0805 | 2.6771 |  | 1
1.9833 | 47.6 | 2856 | 171360 | 102 | 1.7802 | 1.664 | 2.672 |  | 1
2.0028 | 48.0667 | 2884 | 173040 | 103 | 1.7977 | 1.2788 | 2.6669 |  | 1
2.0222 | 48.5333 | 2912 | 174720 | 104 | 1.8151 | 0.94611 | 2.6617 |  | 1
2.0417 | 49 | 2940 | 176400 | 105 | 1.8326 | 0.6842 | 2.6566 |  | 1
2.0611 | 49.4667 | 2968 | 178080 | 106 | 1.85 | 0.50732 | 2.6514 |  | 1
2.0806 | 49.9333 | 2996 | 179760 | 107 | 1.8675 | 0.42493 | 2.6461 |  | 1
2.1 | 50.4 | 3024 | 181440 | 108 | 1.885 | 0.44125 | 2.6408 |  | 1
2.1194 | 50.8667 | 3052 | 183120 | 109 | 1.9024 | 0.55496 | 2.6355 |  | 1
2.1389 | 51.3333 | 3080 | 184800 | 110 | 1.9199 | 0.75937 | 2.6302 |  | 1
2.1583 | 51.8 | 3108 | 186480 | 111 | 1.9373 | 1.0428 | 2.6248 |  | 1
2.1778 | 52.2667 | 3136 | 188160 | 112 | 1.9548 | 1.3891 | 2.6194 |  | 1
2.1972 | 52.7333 | 3164 | 189840 | 113 | 1.9722 | 1.779 | 2.614 |  | 1
2.2167 | 53.2 | 3192 | 191520 | 114 | 1.9897 | 2.1906 | 2.6085 |  | 1
2.2361 | 53.6667 | 3220 | 193200 | 115 | 2.0071 | 2.601 | 2.603 |  | 1
2.2556 | 54.1333 | 3248 | 194880 | 116 | 2.0246 | 2.9874 | 2.5974 |  | 1
2.275 | 54.6 | 3276 | 196560 | 117 | 2.042 | 3.3285 | 2.5919 |  | 1
2.2944 | 55.0667 | 3304 | 198240 | 118 | 2.0595 | 3.6057 | 2.5863 |  | 1
2.3139 | 55.5333 | 3332 | 199920 | 119 | 2.0769 | 3.8037 | 2.5807 |  | 1
2.3333 | 56 | 3360 | 201600 | 120 | 2.0944 | 3.9121 | 2.575 |  | 1
2.3528 | 56.4667 | 3388 | 203280 | 121 | 2.1118 | 3.9251 | 2.5693 |  | 1
2.3722 | 56.9333 | 3416 | 204960 | 122 | 2.1293 | 3.8424 | 2.5636 |  | 1
2.3917 | 57.4 | 3444 | 206640 | 123 | 2.1468 | 3.6692 | 2.5579 |  | 1
2.4111 | 57.8667 | 3472 | 208320 | 124 | 2.1642 | 3.4153 | 2.5521 |  | 1
2.4306 | 58.3333 | 3500 | 210000 | 125 | 2.1817 | 3.0953 | 2.5463 |  | 1
2.45 | 58.8 | 3528 | 211680 | 126 | 2.1991 | 2.7271 | 2.5405 |  | 1
2.4694 | 59.2667 | 3556 | 213360 | 127 | 2.2166 | 2.3314 | 2.5346 |  | 1
2.4889 | 59.7333 | 3584 | 215040 | 128 | 2.234 | 1.9302 | 2.5288 |  | 1
2.5083 | 60.2 | 3612 | 216720 | 129 | 2.2515 | 1.5459 | 2.5229 |  | 1
2.5278 | 60.6667 | 3640 | 218400 | 130 | 2.2689 | 1.1995 | 2.517 |  | 1
2.5472 | 61.1333 | 3668 | 220080 | 131 | 2.2864 | 0.91026 | 2.511 |  | 1
2.5667 | 61.6 | 3696 | 221760 | 132 | 2.3038 | 0.69381 | 2.5051 |  | 1
2.5861 | 62.0667 | 3724 | 223440 | 133 | 2.3213 | 0.56181 | 2.4991 |  | 1
2.6056 | 62.5333 | 3752 | 225120 | 134 | 2.3387 | 0.5212 | 2.493 |  | 1
2.625 | 63 | 3780 | 226800 | 135 | 2.3562 | 0.57378 | 2.487 |  | 1
2.6444 | 63.4667 | 3808 | 228480 | 136 | 2.3736 | 0.71618 | 2.481 |  | 1
2.6639 | 63.9333 | 3836 | 230160 | 137 | 2.3911 | 0.94008 | 2.4749 |  | 1
2.6833 | 64.4 | 3864 | 231840 | 138 | 2.4086 | 1.2327 | 2.4688 |  | 1
2.7028 | 64.8667 | 3892 | 233520 | 139 | 2.426 | 1.5774 | 2.4627 |  | 1
2.7222 | 65.3333 | 3920 | 235200 | 140 | 2.4435 | 1.9549 | 2.4565 |  | 1
2.7417 | 65.8 | 3948 | 236880 | 141 | 2.4609 | 2.3441 | 2.4504 |  | 1
2.7611 | 66.2667 | 3976 | 238560 | 142 | 2.4784 | 2.7233 | 2.4442 |  | 1
2.7806 | 66.7333 | 4004 | 240240 | 143 | 2.4958 | 3.0717 | 2.438 |  | 1
2.8 | 67.2 | 4032 | 241920 | 144 | 2.5133 | 3.37 | 2.4318 |  | 1
2.8194 | 67.6667 | 4060 | 243600 | 145 | 2.5307 | 3.602 | 2.4255 |  | 1
2.8389 | 68.1333 | 4088 | 245280 | 146 | 2.5482 | 3.7551 | 2.4193 |  | 1
2.8583 | 68.6 | 4116 | 246960 | 147 | 2.5656 | 3.8213 | 2.413 |  | 1
2.8778 | 69.0667 | 4144 | 248640 | 148 | 2.5831 | 3.7974 | 2.4067 |  | 1
2.8972 | 69.5333 | 4172 | 250320 | 149 | 2.6005 | 3.6852 | 2.4004 |  | 1
2.9167 | 70 | 4200 | 252000 | 150 | 2.618 | 3.4913 | 2.3941 |  | 1
2.9361 | 70.4667 | 4228 | 253680 | 151 | 2.6354 | 3.2269 | 2.3878 |  | 1
2.9556 | 70.9333 | 4256 | 255360 | 152 | 2.6529 | 2.907 | 2.3814 |  | 1
2.975 | 71.4 | 4284 | 257040 | 153 | 2.6704 | 2.5497 | 2.3751 |  | 1
2.9944 | 71.8667 | 4312 | 258720 | 154 | 2.6878 | 2.1749 | 2.3687 |  | 1
3.0139 | 72.3333 | 4340 | 260400 | 155 | 2.7053 | 1.8035 | 2.3623 |  | 1
3.0333 | 72.8 | 4368 | 262080 | 156 | 2.7227 | 1.4561 | 2.3559 |  | 1
3.0528 | 73.2667 | 4396 | 263760 | 157 | 2.7402 | 1.1518 | 2.3495 |  | 1
3.0722 | 73.7333 | 4424 | 265440 | 158 | 2.7576 | 0.90715 | 2.3431 |  | 1
3.0917 | 74.2 | 4452 | 267120 | 159 | 2.7751 | 0.73544 | 2.3367 |  | 1
3.1111 | 74.6667 | 4480 | 268800 | 160 | 2.7925 | 0.64578 | 2.3302 |  | 1
3.1306 | 75.1333 | 4508 | 270480 | 161 | 2.81 | 0.64266 | 2.3238 |  | 1
3.15 | 75.6 | 4536 | 272160 | 162 | 2.8274 | 0.7258 | 2.3173 |  | 1
3.1694 | 76.0667 | 4564 | 273840 | 163 | 2.8449 | 0.8901 | 2.3109 |  | 1
3.1889 | 76.5333 | 4592 | 275520 | 164 | 2.8623 | 1.126 | 2.3044 |  | 1
3.2083 | 77 | 4620 | 277200 | 165 | 2.8798 | 1.4201 | 2.2979 |  | 1
3.2278 | 77.4667 | 4648 | 278880 | 166 | 2.8972 | 1.7557 | 2.2914 |  | 1
3.2472 | 77.9333 | 4676 | 280560 | 167 | 2.9147 | 2.1139 | 2.2849 |  | 1
3.2667 | 78.4 | 4704 | 282240 | 168 | 2.9322 | 2.475 | 2.2784 |  | 1
3.2861 | 78.8667 | 4732 | 283920 | 169 | 2.9496 | 2.8187 | 2.2719 |  | 1
3.3056 | 79.3333 | 4760 | 285600 | 170 | 2.9671 | 3.1262 | 2.2654 |  | 1
3.325 | 79.8 | 4788 | 287280 | 171 | 2.9845 | 3.3807 | 2.2588 |  | 1
3.3444 | 80.2667 | 4816 | 288960 | 172 | 3.002 | 3.5683 | 2.2523 |  | 1
3.3639 | 80.7333 | 4844 | 290640 | 173 | 3.0194 | 3.6791 | 2.2458 |  | 1
3.3833 | 81.2 | 4872 | 292320 | 174 | 3.0369 | 3.7074 | 2.2393 |  | 1
3.4028 | 81.6667 | 4900 | 294000 | 175 | 3.0543 | 3.652 | 2.2327 |  | 1
3.4222 | 82.1333 | 4928 | 295680 | 176 | 3.0718 | 3.5166 | 2.2262 |  | 1
3.4417 | 82.6 | 4956 | 297360 | 177 | 3.0892 | 3.3091 | 2.2196 |  | 1
3.4611 | 83.0667 | 4984 | 299040 | 178 | 3.1067 | 3.0414 | 2.2131 |  | 1
3.4806 | 83.5333 | 5012 | 300720 | 179 | 3.1241 | 2.7287 | 2.2065 |  | 1
3.5 | 84 | 5040 | 302400 | 180 | 3.1416 | 2.3886 | 2.2 |  | 1
3.5194 | 84.4667 | 5068 | 304080 | 181 | 3.159 | 2.04 | 2.1935 |  | 1
3.5389 | 84.9333 | 5096 | 305760 | 182 | 3.1765 | 1.7024 | 2.1869 |  | 1
3.5583 | 85.4 | 5124 | 307440 | 183 | 3.194 | 1.3944 | 2.1804 |  | 1
3.5778 | 85.8667 | 5152 | 309120 | 184 | 3.2114 | 1.1328 | 2.1738 |  | 1
3.5972 | 86.3333 | 5180 | 310800 | 185 | 3.2289 | 0.9318 | 2.1673 |  | 1
3.6167 | 86.8 | 5208 | 312480 | 186 | 3.2463 | 0.80225 | 2.1607 |  | 1
3.6361 | 87.2667 | 5236 | 314160 | 187 | 3.2638 | 0.75085 | 2.1542 |  | 1
3.6556 | 87.7333 | 5264 | 315840 | 188 | 3.2812 | 0.77998 | 2.1477 |  | 1
3.675 | 88.2 | 5292 | 317520 | 189 | 3.2987 | 0.88753 | 2.1412 |  | 1
3.6944 | 88.6667 | 5320 | 319200 | 190 | 3.3161 | 1.0671 | 2.1346 |  | 1
3.7139 | 89.1333 | 5348 | 320880 | 191 | 3.3336 | 1.3083 | 2.1281 |  | 1
3.7333 | 89.6 | 5376 | 322560 | 192 | 3.351 | 1.5973 | 2.1216 |  | 1
3.7528 | 90.0667 | 5404 | 324240 | 193 | 3.3685 | 1.918 | 2.1151 |  | 1
3.7722 | 90.5333 | 5432 | 325920 | 194 | 3.3859 | 2.2523 | 2.1086 |  | 1
3.7917 | 91 | 5460 | 327600 | 195 | 3.4034 | 2.5816 | 2.1021 |  | 1
3.8111 | 91.4667 | 5488 | 329280 | 196 | 3.4208 | 2.8878 | 2.0956 |  | 1
3.8306 | 91.9333 | 5516 | 330960 | 197 | 3.4383 | 3.1541 | 2.0891 |  | 1
3.85 | 92.4 | 5544 | 332640 | 198 | 3.4558 | 3.3658 | 2.0827 |  | 1
3.8694 | 92.8667 | 5572 | 334320 | 199 | 3.4732 | 3.5118 | 2.0762 |  | 1
3.8889 | 93.3333 | 5600 | 336000 | 200 | 3.4907 | 3.5842 | 2.0698 |  | 1
3.9083 | 93.8 | 5628 | 337680 | 201 | 3.5081 | 3.5796 | 2.0633 |  | 1
3.9278 | 94.2667 | 5656 | 339360 | 202 | 3.5256 | 3.4987 | 2.0569 |  | 1
3.9472 | 94.7333 | 5684 | 341040 | 203 | 3.543 | 3.3463 | 2.0505 |  | 1
3.9667 | 95.2 | 5712 | 342720 | 204 | 3.5605 | 3.1315 | 2.0441 |  | 1
3.9861 | 95.6667 | 5740 | 344400 | 205 | 3.5779 | 2.8665 | 2.0377 |  | 1
4.0056 | 96.1333 | 5768 | 346080 | 206 | 3.5954 | 2.5662 | 2.0313 |  | 1
4.025 | 96.6 | 5796 | 347760 | 207 | 3.6128 | 2.2475 | 2.0249 |  | 1
4.0444 | 97.0667 | 5824 | 349440 | 208 | 3.6303 | 1.9283 | 2.0186 |  | 1
4.0639 | 97.5333 | 5852 | 351120 | 209 | 3.6477 | 1.626 | 2.0122 |  | 1
4.0833 | 98 | 5880 | 352800 | 210 | 3.6652 | 1.3574 | 2.0059 |  | 1
4.1028 | 98.4667 | 5908 | 354480 | 211 | 3.6826 | 1.1372 | 1.9996 |  | 1
4.1222 | 98.9333 | 5936 | 356160 | 212 | 3.7001 | 0.9771 | 1.9933 |  | 1
4.1417 | 99.4 | 5964 | 357840 | 213 | 3.7176 | 0.88573 | 1.987 |  | 1
4.1611 | 99.8667 | 5992 | 359520 | 214 | 3.735 | 0.86768 | 1.9807 |  | 1
4.1806 | 100.3333 | 6020 | 361200 | 215 | 3.7525 | 0.92347 | 1.9745 |  | 1
4.2 | 100.8 | 6048 | 362880 | 216 | 3.7699 | 1.0496 | 1.9682 |  | 1
4.2194 | 101.2667 | 6076 | 364560 | 217 | 3.7874 | 1.2385 | 1.962 |  | 1
4.2389 | 101.7333 | 6104 | 366240 | 218 | 3.8048 | 1.4795 | 1.9558 |  | 1
4.2583 | 102.2 | 6132 | 367920 | 219 | 3.8223 | 1.7588 | 1.9496 |  | 1
4.2778 | 102.6667 | 6160 | 369600 | 220 | 3.8397 | 2.0608 | 1.9435 |  | 1
4.2972 | 103.1333 | 6188 | 371280 | 221 | 3.8572 | 2.3686 | 1.9373 |  | 1
4.3167 | 103.6 | 6216 | 372960 | 222 | 3.8746 | 2.6651 | 1.9312 |  | 1
4.3361 | 104.0667 | 6244 | 374640 | 223 | 3.8921 | 2.934 | 1.9251 |  | 1
4.3556 | 104.5333 | 6272 | 376320 | 224 | 3.9095 | 3.1606 | 1.919 |  | 1
4.375 | 105 | 6300 | 378000 | 225 | 3.927 | 3.3326 | 1.913 |  | 1
4.3944 | 105.4667 | 6328 | 379680 | 226 | 3.9444 | 3.4408 | 1.907 |  | 1
4.4139 | 105.9333 | 6356 | 381360 | 227 | 3.9619 | 3.4797 | 1.9009 |  | 1
4.4333 | 106.4 | 6384 | 383040 | 228 | 3.9794 | 3.4475 | 1.8949 |  | 1
4.4528 | 106.8667 | 6412 | 384720 | 229 | 3.9968 | 3.3465 | 1.889 |  | 1
4.4722 | 107.3333 | 6440 | 386400 | 230 | 4.0143 | 3.1827 | 1.883 |  | 1
4.4917 | 107.8 | 6468 | 388080 | 231 | 4.0317 | 2.9655 | 1.8771 |  | 1
4.5111 | 108.2667 | 6496 | 389760 | 232 | 4.0492 | 2.7074 | 1.8712 |  | 1
4.5306 | 108.7333 | 6524 | 391440 | 233 | 4.0666 | 2.4227 | 1.8654 |  | 1
4.55 | 109.2 | 6552 | 393120 | 234 | 4.0841 | 2.1275 | 1.8595 |  | 1
4.5694 | 109.6667 | 6580 | 394800 | 235 | 4.1015 | 1.8382 | 1.8537 |  | 1
4.5889 | 110.1333 | 6608 | 396480 | 236 | 4.119 | 1.5707 | 1.8479 |  | 1
4.6083 | 110.6 | 6636 | 398160 | 237 | 4.1364 | 1.3397 | 1.8421 |  | 1
4.6278 | 111.0667 | 6664 | 399840 | 238 | 4.1539 | 1.1578 | 1.8364 |  | 1
4.6472 | 111.5333 | 6692 | 401520 | 239 | 4.1713 | 1.0346 | 1.8307 |  | 1
4.6667 | 112 | 6720 | 403200 | 240 | 4.1888 | 0.9767 | 1.825 |  | 1
4.6861 | 112.4667 | 6748 | 404880 | 241 | 4.2062 | 0.98686 | 1.8193 |  | 1
4.7056 | 112.9333 | 6776 | 406560 | 242 | 4.2237 | 1.0641 | 1.8137 |  | 1
4.725 | 113.4 | 6804 | 408240 | 243 | 4.2412 | 1.2037 | 1.8081 |  | 1
4.7444 | 113.8667 | 6832 | 409920 | 244 | 4.2586 | 1.3976 | 1.8026 |  | 1
4.7639 | 114.3333 | 6860 | 411600 | 245 | 4.2761 | 1.6347 | 1.797 |  | 1
4.7833 | 114.8 | 6888 | 413280 | 246 | 4.2935 | 1.9016 | 1.7915 |  | 1
4.8028 | 115.2667 | 6916 | 414960 | 247 | 4.311 | 2.1834 | 1.786 |  | 1
4.8222 | 115.7333 | 6944 | 416640 | 248 | 4.3284 | 2.4644 | 1.7806 |  | 1
4.8417 | 116.2 | 6972 | 418320 | 249 | 4.3459 | 2.7291 | 1.7752 |  | 1
4.8611 | 116.6667 | 7000 | 420000 | 250 | 4.3633 | 2.9629 | 1.7698 |  | 1
4.8806 | 117.1333 | 7028 | 421680 | 251 | 4.3808 | 3.153 | 1.7645 |  | 1
4.9 | 117.6 | 7056 | 423360 | 252 | 4.3982 | 3.2893 | 1.7592 |  | 1
4.9194 | 118.0667 | 7084 | 425040 | 253 | 4.4157 | 3.3645 | 1.7539 |  | 1
4.9389 | 118.5333 | 7112 | 426720 | 254 | 4.4331 | 3.3748 | 1.7486 |  | 1
4.9583 | 119 | 7140 | 428400 | 255 | 4.4506 | 3.32 | 1.7434 |  | 1
4.9778 | 119.4667 | 7168 | 430080 | 256 | 4.468 | 3.2035 | 1.7383 |  | 1
4.9972 | 119.9333 | 7196 | 431760 | 257 | 4.4855 | 3.0322 | 1.7331 |  | 1
5.0167 | 120.4 | 7224 | 433440 | 258 | 4.5029 | 2.8159 | 1.728 |  | 1
5.0361 | 120.8667 | 7252 | 435120 | 259 | 4.5204 | 2.5668 | 1.7229 |  | 1
5.0556 | 121.3333 | 7280 | 436800 | 260 | 4.5379 | 2.2988 | 1.7179 |  | 1
5.075 | 121.8 | 7308 | 438480 | 261 | 4.5553 | 2.0269 | 1.7129 |  | 1
5.0944 | 122.2667 | 7336 | 440160 | 262 | 4.5728 | 1.7661 | 1.708 |  | 1
5.1139 | 122.7333 | 7364 | 441840 | 263 | 4.5902 | 1.5309 | 1.703 |  | 1
5.1333 | 123.2 | 7392 | 443520 | 264 | 4.6077 | 1.334 | 1.6982 |  | 1
5.1528 | 123.6667 | 7420 | 445200 | 265 | 4.6251 | 1.1862 | 1.6933 |  | 1
5.1722 | 124.1333 | 7448 | 446880 | 266 | 4.6426 | 1.0954 | 1.6885 |  | 1
5.1917 | 124.6 | 7476 | 448560 | 267 | 4.66 | 1.0662 | 1.6837 |  | 1
5.2111 | 125.0667 | 7504 | 450240 | 268 | 4.6775 | 1.0999 | 1.679 |  | 1
5.2306 | 125.5333 | 7532 | 451920 | 269 | 4.6949 | 1.1943 | 1.6743 |  | 1
5.25 | 126 | 7560 | 453600 | 270 | 4.7124 | 1.3438 | 1.6697 |  | 1
5.2694 | 126.4667 | 7588 | 455280 | 271 | 4.7298 | 1.5399 | 1.6651 |  | 1
5.2889 | 126.9333 | 7616 | 456960 | 272 | 4.7473 | 1.7715 | 1.6605 |  | 1
5.3083 | 127.4 | 7644 | 458640 | 273 | 4.7647 | 2.0255 | 1.656 |  | 1
5.3278 | 127.8667 | 7672 | 460320 | 274 | 4.7822 | 2.2877 | 1.6515 |  | 1
5.3472 | 128.3333 | 7700 | 462000 | 275 | 4.7997 | 2.5438 | 1.647 |  | 1
5.3667 | 128.8 | 7728 | 463680 | 276 | 4.8171 | 2.7794 | 1.6426 |  | 1
5.3861 | 129.2667 | 7756 | 465360 | 277 | 4.8346 | 2.9817 | 1.6383 |  | 1
5.4056 | 129.7333 | 7784 | 467040 | 278 | 4.852 | 3.1396 | 1.634 |  | 1
5.425 | 130.2 | 7812 | 468720 | 279 | 4.8695 | 3.2448 | 1.6297 |  | 1
5.4444 | 130.6667 | 7840 | 470400 | 280 | 4.8869 | 3.2915 | 1.6255 |  | 1
5.4639 | 131.1333 | 7868 | 472080 | 281 | 4.9044 | 3.2776 | 1.6213 |  | 1
5.4833 | 131.6 | 7896 | 473760 | 282 | 4.9218 | 3.2041 | 1.6171 |  | 1
5.5028 | 132.0667 | 7924 | 475440 | 283 | 4.9393 | 3.0755 | 1.613 |  | 1
5.5222 | 132.5333 | 7952 | 477120 | 284 | 4.9567 | 2.899 | 1.609 |  | 1
5.5417 | 133 | 7980 | 478800 | 285 | 4.9742 | 2.6847 | 1.605 |  | 1
5.5611 | 133.4667 | 8008 | 480480 | 286 | 4.9916 | 2.4446 | 1.601 |  | 1
5.5806 | 133.9333 | 8036 | 482160 | 287 | 5.0091 | 2.1922 | 1.5971 |  | 1
5.6 | 134.4 | 8064 | 483840 | 288 | 5.0265 | 1.9414 | 1.5932 |  | 1
5.6194 | 134.8667 | 8092 | 485520 | 289 | 5.044 | 1.7061 | 1.5894 |  | 1
5.6389 | 135.3333 | 8120 | 487200 | 290 | 5.0615 | 1.4994 | 1.5856 |  | 1
5.6583 | 135.8 | 8148 | 488880 | 291 | 5.0789 | 1.3323 | 1.5819 |  | 1
5.6778 | 136.2667 | 8176 | 490560 | 292 | 5.0964 | 1.2141 | 1.5782 |  | 1
5.6972 | 136.7333 | 8204 | 492240 | 293 | 5.1138 | 1.151 | 1.5746 |  | 1
5.7167 | 137.2 | 8232 | 493920 | 294 | 5.1313 | 1.1463 | 1.571 |  | 1
5.7361 | 137.6667 | 8260 | 495600 | 295 | 5.1487 | 1.2 | 1.5675 |  | 1
5.7556 | 138.1333 | 8288 | 497280 | 296 | 5.1662 | 1.3087 | 1.564 |  | 1
5.775 | 138.6 | 8316 | 498960 | 297 | 5.1836 | 1.4663 | 1.5605 |  | 1
5.7944 | 139.0667 | 8344 | 500640 | 298 | 5.2011 | 1.6639 | 1.5571 |  | 1
5.8139 | 139.5333 | 8372 | 502320 | 299 | 5.2185 | 1.8903 | 1.5538 |  | 1
5.8333 | 140 | 8400 | 504000 | 300 | 5.236 | 2.1328 | 1.5505 |  | 1
5.8528 | 140.4667 | 8428 | 505680 | 301 | 5.2534 | 2.3781 | 1.5472 |  | 1
5.8722 | 140.9333 | 8456 | 507360 | 302 | 5.2709 | 2.6125 | 1.544 |  | 1
5.8917 | 141.4 | 8484 | 509040 | 303 | 5.2883 | 2.823 | 1.5409 |  | 1
5.9111 | 141.8667 | 8512 | 510720 | 304 | 5.3058 | 2.9983 | 1.5378 |  | 1
5.9306 | 142.3333 | 8540 | 512400 | 305 | 5.3233 | 3.1286 | 1.5347 |  | 1
5.95 | 142.8 | 8568 | 514080 | 306 | 5.3407 | 3.207 | 1.5317 |  | 1
5.9694 | 143.2667 | 8596 | 515760 | 307 | 5.3582 | 3.2293 | 1.5288 |  | 1
5.9889 | 143.7333 | 8624 | 517440 | 308 | 5.3756 | 3.1946 | 1.5259 |  | 1
6.0083 | 144.2 | 8652 | 519120 | 309 | 5.3931 | 3.1049 | 1.5231 |  | 1
6.0278 | 144.6667 | 8680 | 520800 | 310 | 5.4105 | 2.9654 | 1.5203 |  | 1
6.0472 | 145.1333 | 8708 | 522480 | 311 | 5.428 | 2.7841 | 1.5175 |  | 1
6.0667 | 145.6 | 8736 | 524160 | 312 | 5.4454 | 2.571 | 1.5148 |  | 1
6.0861 | 146.0667 | 8764 | 525840 | 313 | 5.4629 | 2.3381 | 1.5122 |  | 1
6.1056 | 146.5333 | 8792 | 527520 | 314 | 5.4803 | 2.0984 | 1.5096 |  | 1
6.125 | 147 | 8820 | 529200 | 315 | 5.4978 | 1.8652 | 1.5071 |  | 1
6.1444 | 147.4667 | 8848 | 530880 | 316 | 5.5152 | 1.6512 | 1.5046 |  | 1
6.1639 | 147.9333 | 8876 | 532560 | 317 | 5.5327 | 1.4684 | 1.5022 |  | 1
6.1833 | 148.4 | 8904 | 534240 | 318 | 5.5501 | 1.3266 | 1.4998 |  | 1
6.2028 | 148.8667 | 8932 | 535920 | 319 | 5.5676 | 1.2337 | 1.4975 |  | 1
6.2222 | 149.3333 | 8960 | 537600 | 320 | 5.5851 | 1.1946 | 1.4952 |  | 1
6.2417 | 149.8 | 8988 | 539280 | 321 | 5.6025 | 1.2113 | 1.493 |  | 1
6.2611 | 150.2667 | 9016 | 540960 | 322 | 5.62 | 1.2827 | 1.4909 |  | 1
6.2806 | 150.7333 | 9044 | 542640 | 323 | 5.6374 | 1.4047 | 1.4888 |  | 1
6.3 | 151.2 | 9072 | 544320 | 324 | 5.6549 | 1.5704 | 1.4867 |  | 1
6.3194 | 151.6667 | 9100 | 546000 | 325 | 5.6723 | 1.7706 | 1.4847 |  | 1
6.3389 | 152.1333 | 9128 | 547680 | 326 | 5.6898 | 1.994 | 1.4828 |  | 1
6.3583 | 152.6 | 9156 | 549360 | 327 | 5.7072 | 2.2283 | 1.4809 |  | 1
6.3778 | 153.0667 | 9184 | 551040 | 328 | 5.7247 | 2.4604 | 1.4791 |  | 1
6.3972 | 153.5333 | 9212 | 552720 | 329 | 5.7421 | 2.6775 | 1.4773 |  | 1
6.4167 | 154 | 9240 | 554400 | 330 | 5.7596 | 2.8677 | 1.4756 |  | 1
6.4361 | 154.4667 | 9268 | 556080 | 331 | 5.777 | 3.0204 | 1.4739 |  | 1
6.4556 | 154.9333 | 9296 | 557760 | 332 | 5.7945 | 3.1273 | 1.4723 |  | 1
6.475 | 155.4 | 9324 | 559440 | 333 | 5.8119 | 3.1826 | 1.4707 |  | 1
6.4944 | 155.8667 | 9352 | 561120 | 334 | 5.8294 | 3.1833 | 1.4692 |  | 1
6.5139 | 156.3333 | 9380 | 562800 | 335 | 5.8469 | 3.1296 | 1.4678 |  | 1
6.5333 | 156.8 | 9408 | 564480 | 336 | 5.8643 | 3.0244 | 1.4664 |  | 1
6.5528 | 157.2667 | 9436 | 566160 | 337 | 5.8818 | 2.8737 | 1.4651 |  | 1
6.5722 | 157.7333 | 9464 | 567840 | 338 | 5.8992 | 2.686 | 1.4638 |  | 1
6.5917 | 158.2 | 9492 | 569520 | 339 | 5.9167 | 2.4717 | 1.4626 |  | 1
6.6111 | 158.6667 | 9520 | 571200 | 340 | 5.9341 | 2.2426 | 1.4614 |  | 1
6.6306 | 159.1333 | 9548 | 572880 | 341 | 5.9516 | 2.0115 | 1.4603 |  | 1
6.65 | 159.6 | 9576 | 574560 | 342 | 5.969 | 1.7913 | 1.4592 |  | 1
6.6694 | 160.0667 | 9604 | 576240 | 343 | 5.9865 | 1.594 | 1.4582 |  | 1
6.6889 | 160.5333 | 9632 | 577920 | 344 | 6.0039 | 1.4305 | 1.4573 |  | 1
6.7083 | 161 | 9660 | 579600 | 345 | 6.0214 | 1.3099 | 1.4564 |  | 1
6.7278 | 161.4667 | 9688 | 581280 | 346 | 6.0388 | 1.2388 | 1.4556 |  | 1
6.7472 | 161.9333 | 9716 | 582960 | 347 | 6.0563 | 1.2211 | 1.4548 |  | 1
6.7667 | 162.4 | 9744 | 584640 | 348 | 6.0737 | 1.2576 | 1.4541 |  | 1
6.7861 | 162.8667 | 9772 | 586320 | 349 | 6.0912 | 1.3464 | 1.4535 |  | 1
6.8056 | 163.3333 | 9800 | 588000 | 350 | 6.1087 | 1.4824 | 1.4529 |  | 1
6.825 | 163.8 | 9828 | 589680 | 351 | 6.1261 | 1.6581 | 1.4523 |  | 1
6.8444 | 164.2667 | 9856 | 591360 | 352 | 6.1436 | 1.8637 | 1.4518 |  | 1
6.8639 | 164.7333 | 9884 | 593040 | 353 | 6.161 | 2.0879 | 1.4514 |  | 1
6.8833 | 165.2 | 9912 | 594720 | 354 | 6.1785 | 2.3181 | 1.451 |  | 1
6.9028 | 165.6667 | 9940 | 596400 | 355 | 6.1959 | 2.5417 | 1.4507 |  | 1
6.9222 | 166.1333 | 9968 | 598080 | 356 | 6.2134 | 2.7462 | 1.4505 |  | 1
6.9417 | 166.6 | 9996 | 599760 | 357 | 6.2308 | 2.9204 | 1.4503 |  | 1
6.9611 | 167.0667 | 10024 | 601440 | 358 | 6.2483 | 3.0546 | 1.4501 |  | 1
6.9806 | 167.5333 | 10052 | 603120 | 359 | 6.2657 | 3.1414 | 1.45 |  | 1
7 | 168 | 10080 | 604800 | 360 | 6.2832 | 3.1759 | 1.45 |  | 1
Note on E1: model most useful for 7 days at a time, though can be used for monthly averages is desired.
Note on F3: angle in radians. For example, if one wished to move the waveform to the right by 33 minutes, the equivalent in radians must be calculated. The sine graph alwas cuts the y axis initially at around the midpoint of the amplitude. Therefore, the waveform can be moved by first rotating the initial point by 90 degrees, or 1.5707 in radians. Then 33 minutes can be added to that by dividing 0.017453 (one degree equivalent0 by 28minutes, multiplying by 5 to get 5 minutes in radians, and finally adding to 0.017453 again. Now add this to 1.5707 to get the desired 33 minute phase shift of 33minutes.
Note on F4: use this cell to align the mean y axis height, to avoid the grph passing through zero.
Note on G8: use this cell to trim the amplitude of the tidal height graph. Do this after inputiing F column data. See sheet two coments for more information.
Note on H8: this cell sets the period of the cos function, that is the decay/growth function
Note on I8: this is the difference between spring high and neap high, divided by two
Note on M7: minutes
Note on M8: degrees
Note on Q8: see work sheet two for comment on this.

## Tidal, port 2
(Calibrated with Easytide tidal data) |  |  |  |  | date: | 28 | february | 2006 |  | Port: | Rubha A'mhail
Type desired values in magenta box, then press enter:
X axis offset (- moves graph to right): |  |  |  |  | -1.7728 |  | Timestep interval |  |  |  | Period const
height above chart datum (default 1.5m): |  |  |  |  | 1.4 | days/degree: | hrs/deg: | mins/deg: | sec/deg |  | tides/week
Peroid of interest in days (frequency) : |  |  |  |  | 7 | 0.019444 | 0.46667 | 28 | 1680 |  | 13.5302
Insert maximum tidal range for desired period: |  |  |  |  | 2.3 | [5 empty] | 1.9329
Insert minimum tidal range for desired period: |  |  |  |  | 0.1 |  | trim for.. | amplitude |  |  |  | tidal range reduction per week: | 2.2
[6 empty] | 0.65 | 0.5 | 0.6 |  |  |  | thus, amplitude factor: | n/a
days | hours | minutes | seconds | degrees | radians | sin functn | Decay | Regrowth | exp factor
0 | 0 | 0 | 0 | 0 | 0 | 0.16195 | 2 |  | 1
0.019444 | 0.46667 | 28 | 1680 | 1 | 0.017453 | 0.13702 | 2 |  | 1
0.038889 | 0.93333 | 56 | 3360 | 2 | 0.034907 | 0.18222 | 1.9999 |  | 1
0.058333 | 1.4 | 84 | 5040 | 3 | 0.05236 | 0.29503 | 1.9998 |  | 1
0.077778 | 1.8667 | 112 | 6720 | 4 | 0.069813 | 0.46919 | 1.9996 |  | 1
0.097222 | 2.3333 | 140 | 8400 | 5 | 0.087266 | 0.69499 | 1.9994 |  | 1
0.11667 | 2.8 | 168 | 10080 | 6 | 0.10472 | 0.95988 | 1.9992 |  | 1
0.13611 | 3.2667 | 196 | 11760 | 7 | 0.12217 | 1.2491 | 1.9989 |  | 1
0.15556 | 3.7333 | 224 | 13440 | 8 | 0.13963 | 1.5467 | 1.9985 |  | 1
0.175 | 4.2 | 252 | 15120 | 9 | 0.15708 | 1.836 | 1.9982 |  | 1
0.19444 | 4.6667 | 280 | 16800 | 10 | 0.17453 | 2.1009 | 1.9977 |  | 1
0.21389 | 5.1333 | 308 | 18480 | 11 | 0.19199 | 2.3269 | 1.9972 |  | 1
0.23333 | 5.6 | 336 | 20160 | 12 | 0.20944 | 2.5012 | 1.9967 |  | 1
0.25278 | 6.0667 | 364 | 21840 | 13 | 0.22689 | 2.6144 | 1.9961 |  | 1
0.27222 | 6.5333 | 392 | 23520 | 14 | 0.24435 | 2.66 | 1.9955 |  | 1
0.29167 | 7 | 420 | 25200 | 15 | 0.2618 | 2.6357 | 1.9949 |  | 1
0.31111 | 7.4667 | 448 | 26880 | 16 | 0.27925 | 2.5428 | 1.9942 |  | 1
0.33056 | 7.9333 | 476 | 28560 | 17 | 0.29671 | 2.3865 | 1.9934 |  | 1
0.35 | 8.4 | 504 | 30240 | 18 | 0.31416 | 2.1756 | 1.9926 |  | 1
0.36944 | 8.8667 | 532 | 31920 | 19 | 0.33161 | 1.9219 | 1.9918 |  | 1
0.38889 | 9.3333 | 560 | 33600 | 20 | 0.34907 | 1.6393 | 1.9909 |  | 1
0.40833 | 9.8 | 588 | 35280 | 21 | 0.36652 | 1.3438 | 1.99 |  | 1
0.42778 | 10.2667 | 616 | 36960 | 22 | 0.38397 | 1.0516 | 1.989 |  | 1
0.44722 | 10.7333 | 644 | 38640 | 23 | 0.40143 | 0.7791 | 1.988 |  | 1
0.46667 | 11.2 | 672 | 40320 | 24 | 0.41888 | 0.54133 | 1.9869 |  | 1
0.48611 | 11.6667 | 700 | 42000 | 25 | 0.43633 | 0.35147 | 1.9858 |  | 1
0.50556 | 12.1333 | 728 | 43680 | 26 | 0.45379 | 0.22001 | 1.9846 |  | 1
0.525 | 12.6 | 756 | 45360 | 27 | 0.47124 | 0.1542 | 1.9834 |  | 1
0.54444 | 13.0667 | 784 | 47040 | 28 | 0.48869 | 0.15761 | 1.9822 |  | 1
0.56389 | 13.5333 | 812 | 48720 | 29 | 0.50615 | 0.22995 | 1.9809 |  | 1
0.58333 | 14 | 840 | 50400 | 30 | 0.5236 | 0.36713 | 1.9796 |  | 1
0.60278 | 14.4667 | 868 | 52080 | 31 | 0.54105 | 0.56144 | 1.9782 |  | 1
0.62222 | 14.9333 | 896 | 53760 | 32 | 0.55851 | 0.802 | 1.9768 |  | 1
0.64167 | 15.4 | 924 | 55440 | 33 | 0.57596 | 1.0754 | 1.9753 |  | 1
0.66111 | 15.8667 | 952 | 57120 | 34 | 0.59341 | 1.3664 | 1.9738 |  | 1
0.68056 | 16.3333 | 980 | 58800 | 35 | 0.61087 | 1.6588 | 1.9722 |  | 1
0.7 | 16.8 | 1008 | 60480 | 36 | 0.62832 | 1.9364 | 1.9706 |  | 1
0.71944 | 17.2667 | 1036 | 62160 | 37 | 0.64577 | 2.1837 | 1.969 |  | 1
0.73889 | 17.7333 | 1064 | 63840 | 38 | 0.66323 | 2.3872 | 1.9673 |  | 1
0.75833 | 18.2 | 1092 | 65520 | 39 | 0.68068 | 2.5356 | 1.9656 |  | 1
0.77778 | 18.6667 | 1120 | 67200 | 40 | 0.69813 | 2.6206 | 1.9638 |  | 1
0.79722 | 19.1333 | 1148 | 68880 | 41 | 0.71558 | 2.6378 | 1.962 |  | 1
0.81667 | 19.6 | 1176 | 70560 | 42 | 0.73304 | 2.5863 | 1.9601 |  | 1
0.83611 | 20.0667 | 1204 | 72240 | 43 | 0.75049 | 2.4691 | 1.9583 |  | 1
0.85556 | 20.5333 | 1232 | 73920 | 44 | 0.76794 | 2.2928 | 1.9563 |  | 1
0.875 | 21 | 1260 | 75600 | 45 | 0.7854 | 2.0674 | 1.9543 |  | 1
0.89444 | 21.4667 | 1288 | 77280 | 46 | 0.80285 | 1.8053 | 1.9523 |  | 1
0.91389 | 21.9333 | 1316 | 78960 | 47 | 0.8203 | 1.5214 | 1.9502 |  | 1
0.93333 | 22.4 | 1344 | 80640 | 48 | 0.83776 | 1.2313 | 1.9481 |  | 1
0.95278 | 22.8667 | 1372 | 82320 | 49 | 0.85521 | 0.95117 | 1.946 |  | 1
0.97222 | 23.3333 | 1400 | 84000 | 50 | 0.87266 | 0.6966 | 1.9438 |  | 1
0.99167 | 23.8 | 1428 | 85680 | 51 | 0.89012 | 0.48162 | 1.9416 |  | 1
1.0111 | 24.2667 | 1456 | 87360 | 52 | 0.90757 | 0.31807 | 1.9393 |  | 1
1.0306 | 24.7333 | 1484 | 89040 | 53 | 0.92502 | 0.21492 | 1.937 |  | 1
1.05 | 25.2 | 1512 | 90720 | 54 | 0.94248 | 0.17775 | 1.9346 |  | 1
1.0694 | 25.6667 | 1540 | 92400 | 55 | 0.95993 | 0.20846 | 1.9322 |  | 1
1.0889 | 26.1333 | 1568 | 94080 | 56 | 0.97738 | 0.30517 | 1.9298 |  | 1
1.1083 | 26.6 | 1596 | 95760 | 57 | 0.99484 | 0.46236 | 1.9273 |  | 1
1.1278 | 27.0667 | 1624 | 97440 | 58 | 1.0123 | 0.67113 | 1.9248 |  | 1
1.1472 | 27.5333 | 1652 | 99120 | 59 | 1.0297 | 0.91978 | 1.9222 |  | 1
1.1667 | 28 | 1680 | 100800 | 60 | 1.0472 | 1.1944 | 1.9196 |  | 1
1.1861 | 28.4667 | 1708 | 102480 | 61 | 1.0647 | 1.4797 | 1.917 |  | 1
1.2056 | 28.9333 | 1736 | 104160 | 62 | 1.0821 | 1.7597 | 1.9143 |  | 1
1.225 | 29.4 | 1764 | 105840 | 63 | 1.0996 | 2.0191 | 1.9116 |  | 1
1.2444 | 29.8667 | 1792 | 107520 | 64 | 1.117 | 2.2433 | 1.9088 |  | 1
1.2639 | 30.3333 | 1820 | 109200 | 65 | 1.1345 | 2.4202 | 1.906 |  | 1
1.2833 | 30.8 | 1848 | 110880 | 66 | 1.1519 | 2.5399 | 1.9032 |  | 1
1.3028 | 31.2667 | 1876 | 112560 | 67 | 1.1694 | 2.5961 | 1.9003 |  | 1
1.3222 | 31.7333 | 1904 | 114240 | 68 | 1.1868 | 2.5858 | 1.8974 |  | 1
1.3417 | 32.2 | 1932 | 115920 | 69 | 1.2043 | 2.5098 | 1.8945 |  | 1
1.3611 | 32.6667 | 1960 | 117600 | 70 | 1.2217 | 2.3725 | 1.8915 |  | 1
1.3806 | 33.1333 | 1988 | 119280 | 71 | 1.2392 | 2.1817 | 1.8885 |  | 1
1.4 | 33.6 | 2016 | 120960 | 72 | 1.2566 | 1.9482 | 1.8854 |  | 1
1.4194 | 34.0667 | 2044 | 122640 | 73 | 1.2741 | 1.685 | 1.8823 |  | 1
1.4389 | 34.5333 | 2072 | 124320 | 74 | 1.2915 | 1.407 | 1.8792 |  | 1
1.4583 | 35 | 2100 | 126000 | 75 | 1.309 | 1.1294 | 1.876 |  | 1
1.4778 | 35.4667 | 2128 | 127680 | 76 | 1.3265 | 0.86785 | 1.8728 |  | 1
1.4972 | 35.9333 | 2156 | 129360 | 77 | 1.3439 | 0.63665 | 1.8696 |  | 1
1.5167 | 36.4 | 2184 | 131040 | 78 | 1.3614 | 0.44858 | 1.8663 |  | 1
1.5361 | 36.8667 | 2212 | 132720 | 79 | 1.3788 | 0.31391 | 1.863 |  | 1
1.5556 | 37.3333 | 2240 | 134400 | 80 | 1.3963 | 0.23993 | 1.8596 |  | 1
1.575 | 37.8 | 2268 | 136080 | 81 | 1.4137 | 0.23052 | 1.8562 |  | 1
1.5944 | 38.2667 | 2296 | 137760 | 82 | 1.4312 | 0.28596 | 1.8528 |  | 1
1.6139 | 38.7333 | 2324 | 139440 | 83 | 1.4486 | 0.40295 | 1.8494 |  | 1
1.6333 | 39.2 | 2352 | 141120 | 84 | 1.4661 | 0.57477 | 1.8459 |  | 1
1.6528 | 39.6667 | 2380 | 142800 | 85 | 1.4835 | 0.79167 | 1.8424 |  | 1
1.6722 | 40.1333 | 2408 | 144480 | 86 | 1.501 | 1.0415 | 1.8388 |  | 1
1.6917 | 40.6 | 2436 | 146160 | 87 | 1.5184 | 1.3102 | 1.8352 |  | 1
1.7111 | 41.0667 | 2464 | 147840 | 88 | 1.5359 | 1.5828 | 1.8316 |  | 1
1.7306 | 41.5333 | 2492 | 149520 | 89 | 1.5533 | 1.8442 | 1.828 |  | 1
1.75 | 42 | 2520 | 151200 | 90 | 1.5708 | 2.0799 | 1.8243 |  | 1
1.7694 | 42.4667 | 2548 | 152880 | 91 | 1.5882 | 2.277 | 1.8205 |  | 1
1.7889 | 42.9333 | 2576 | 154560 | 92 | 1.6057 | 2.4247 | 1.8168 |  | 1
1.8083 | 43.4 | 2604 | 156240 | 93 | 1.6232 | 2.515 | 1.813 |  | 1
1.8278 | 43.8667 | 2632 | 157920 | 94 | 1.6406 | 2.5432 | 1.8092 |  | 1
1.8472 | 44.3333 | 2660 | 159600 | 95 | 1.6581 | 2.5078 | 1.8054 |  | 1
1.8667 | 44.8 | 2688 | 161280 | 96 | 1.6755 | 2.4113 | 1.8015 |  | 1
1.8861 | 45.2667 | 2716 | 162960 | 97 | 1.693 | 2.2591 | 1.7976 |  | 1
1.9056 | 45.7333 | 2744 | 164640 | 98 | 1.7104 | 2.0599 | 1.7936 |  | 1
1.925 | 46.2 | 2772 | 166320 | 99 | 1.7279 | 1.8251 | 1.7897 |  | 1
1.9444 | 46.6667 | 2800 | 168000 | 100 | 1.7453 | 1.5678 | 1.7857 |  | 1
1.9639 | 47.1333 | 2828 | 169680 | 101 | 1.7628 | 1.3023 | 1.7816 |  | 1
1.9833 | 47.6 | 2856 | 171360 | 102 | 1.7802 | 1.0434 | 1.7776 |  | 1
2.0028 | 48.0667 | 2884 | 173040 | 103 | 1.7977 | 0.8055 | 1.7735 |  | 1
2.0222 | 48.5333 | 2912 | 174720 | 104 | 1.8151 | 0.60161 | 1.7694 |  | 1
2.0417 | 49 | 2940 | 176400 | 105 | 1.8326 | 0.44291 | 1.7653 |  | 1
2.0611 | 49.4667 | 2968 | 178080 | 106 | 1.85 | 0.33797 | 1.7611 |  | 1
2.0806 | 49.9333 | 2996 | 179760 | 107 | 1.8675 | 0.29237 | 1.7569 |  | 1
2.1 | 50.4 | 3024 | 181440 | 108 | 1.885 | 0.30834 | 1.7527 |  | 1
2.1194 | 50.8667 | 3052 | 183120 | 109 | 1.9024 | 0.38472 | 1.7484 |  | 1
2.1389 | 51.3333 | 3080 | 184800 | 110 | 1.9199 | 0.51697 | 1.7441 |  | 1
2.1583 | 51.8 | 3108 | 186480 | 111 | 1.9373 | 0.69749 | 1.7398 |  | 1
2.1778 | 52.2667 | 3136 | 188160 | 112 | 1.9548 | 0.91603 | 1.7355 |  | 1
2.1972 | 52.7333 | 3164 | 189840 | 113 | 1.9722 | 1.1603 | 1.7312 |  | 1
2.2167 | 53.2 | 3192 | 191520 | 114 | 1.9897 | 1.4166 | 1.7268 |  | 1
2.2361 | 53.6667 | 3220 | 193200 | 115 | 2.0071 | 1.6707 | 1.7224 |  | 1
2.2556 | 54.1333 | 3248 | 194880 | 116 | 2.0246 | 1.9085 | 1.718 |  | 1
2.275 | 54.6 | 3276 | 196560 | 117 | 2.042 | 2.1169 | 1.7135 |  | 1
2.2944 | 55.0667 | 3304 | 198240 | 118 | 2.0595 | 2.2845 | 1.709 |  | 1
2.3139 | 55.5333 | 3332 | 199920 | 119 | 2.0769 | 2.4022 | 1.7045 |  | 1
2.3333 | 56 | 3360 | 201600 | 120 | 2.0944 | 2.4639 | 1.7 |  | 1
2.3528 | 56.4667 | 3388 | 203280 | 121 | 2.1118 | 2.4662 | 1.6955 |  | 1
2.3722 | 56.9333 | 3416 | 204960 | 122 | 2.1293 | 2.4095 | 1.6909 |  | 1
2.3917 | 57.4 | 3444 | 206640 | 123 | 2.1468 | 2.2972 | 1.6863 |  | 1
2.4111 | 57.8667 | 3472 | 208320 | 124 | 2.1642 | 2.1358 | 1.6817 |  | 1
2.4306 | 58.3333 | 3500 | 210000 | 125 | 2.1817 | 1.9346 | 1.677 |  | 1
2.45 | 58.8 | 3528 | 211680 | 126 | 2.1991 | 1.7048 | 1.6724 |  | 1
2.4694 | 59.2667 | 3556 | 213360 | 127 | 2.2166 | 1.4595 | 1.6677 |  | 1
2.4889 | 59.7333 | 3584 | 215040 | 128 | 2.234 | 1.2122 | 1.663 |  | 1
2.5083 | 60.2 | 3612 | 216720 | 129 | 2.2515 | 0.97674 | 1.6583 |  | 1
2.5278 | 60.6667 | 3640 | 218400 | 130 | 2.2689 | 0.76604 | 1.6536 |  | 1
2.5472 | 61.1333 | 3668 | 220080 | 131 | 2.2864 | 0.59166 | 1.6488 |  | 1
2.5667 | 61.6 | 3696 | 221760 | 132 | 2.3038 | 0.46304 | 1.644 |  | 1
2.5861 | 62.0667 | 3724 | 223440 | 133 | 2.3213 | 0.38705 | 1.6392 |  | 1
2.6056 | 62.5333 | 3752 | 225120 | 134 | 2.3387 | 0.36759 | 1.6344 |  | 1
2.625 | 63 | 3780 | 226800 | 135 | 2.3562 | 0.40542 | 1.6296 |  | 1
2.6444 | 63.4667 | 3808 | 228480 | 136 | 2.3736 | 0.49808 | 1.6248 |  | 1
2.6639 | 63.9333 | 3836 | 230160 | 137 | 2.3911 | 0.64014 | 1.6199 |  | 1
2.6833 | 64.4 | 3864 | 231840 | 138 | 2.4086 | 0.82341 | 1.615 |  | 1
2.7028 | 64.8667 | 3892 | 233520 | 139 | 2.426 | 1.0375 | 1.6101 |  | 1
2.7222 | 65.3333 | 3920 | 235200 | 140 | 2.4435 | 1.2704 | 1.6052 |  | 1
2.7417 | 65.8 | 3948 | 236880 | 141 | 2.4609 | 1.509 | 1.6003 |  | 1
2.7611 | 66.2667 | 3976 | 238560 | 142 | 2.4784 | 1.7401 | 1.5953 |  | 1
2.7806 | 66.7333 | 4004 | 240240 | 143 | 2.4958 | 1.951 | 1.5904 |  | 1
2.8 | 67.2 | 4032 | 241920 | 144 | 2.5133 | 2.13 | 1.5854 |  | 1
2.8194 | 67.6667 | 4060 | 243600 | 145 | 2.5307 | 2.2675 | 1.5804 |  | 1
2.8389 | 68.1333 | 4088 | 245280 | 146 | 2.5482 | 2.3561 | 1.5754 |  | 1
2.8583 | 68.6 | 4116 | 246960 | 147 | 2.5656 | 2.3912 | 1.5704 |  | 1
2.8778 | 69.0667 | 4144 | 248640 | 148 | 2.5831 | 2.3713 | 1.5654 |  | 1
2.8972 | 69.5333 | 4172 | 250320 | 149 | 2.6005 | 2.2977 | 1.5603 |  | 1
2.9167 | 70 | 4200 | 252000 | 150 | 2.618 | 2.1748 | 1.5553 |  | 1
2.9361 | 70.4667 | 4228 | 253680 | 151 | 2.6354 | 2.0099 | 1.5502 |  | 1
2.9556 | 70.9333 | 4256 | 255360 | 152 | 2.6529 | 1.8123 | 1.5452 |  | 1
2.975 | 71.4 | 4284 | 257040 | 153 | 2.6704 | 1.5932 | 1.5401 |  | 1
2.9944 | 71.8667 | 4312 | 258720 | 154 | 2.6878 | 1.3648 | 1.535 |  | 1
3.0139 | 72.3333 | 4340 | 260400 | 155 | 2.7053 | 1.1399 | 1.5299 |  | 1
3.0333 | 72.8 | 4368 | 262080 | 156 | 2.7227 | 0.93086 | 1.5247 |  | 1
3.0528 | 73.2667 | 4396 | 263760 | 157 | 2.7402 | 0.7492 | 1.5196 |  | 1
3.0722 | 73.7333 | 4424 | 265440 | 158 | 2.7576 | 0.60478 | 1.5145 |  | 1
3.0917 | 74.2 | 4452 | 267120 | 159 | 2.7751 | 0.50535 | 1.5093 |  | 1
3.1111 | 74.6667 | 4480 | 268800 | 160 | 2.7925 | 0.45612 | 1.5042 |  | 1
3.1306 | 75.1333 | 4508 | 270480 | 161 | 2.81 | 0.45946 | 1.499 |  | 1
3.15 | 75.6 | 4536 | 272160 | 162 | 2.8274 | 0.51483 | 1.4939 |  | 1
3.1694 | 76.0667 | 4564 | 273840 | 163 | 2.8449 | 0.6188 | 1.4887 |  | 1
3.1889 | 76.5333 | 4592 | 275520 | 164 | 2.8623 | 0.76529 | 1.4835 |  | 1
3.2083 | 77 | 4620 | 277200 | 165 | 2.8798 | 0.94588 | 1.4783 |  | 1
3.2278 | 77.4667 | 4648 | 278880 | 166 | 2.8972 | 1.1503 | 1.4731 |  | 1
3.2472 | 77.9333 | 4676 | 280560 | 167 | 2.9147 | 1.3672 | 1.4679 |  | 1
3.2667 | 78.4 | 4704 | 282240 | 168 | 2.9322 | 1.5843 | 1.4627 |  | 1
3.2861 | 78.8667 | 4732 | 283920 | 169 | 2.9496 | 1.7897 | 1.4575 |  | 1
3.3056 | 79.3333 | 4760 | 285600 | 170 | 2.9671 | 1.972 | 1.4523 |  | 1
3.325 | 79.8 | 4788 | 287280 | 171 | 2.9845 | 2.1214 | 1.4471 |  | 1
3.3444 | 80.2667 | 4816 | 288960 | 172 | 3.002 | 2.2298 | 1.4419 |  | 1
3.3639 | 80.7333 | 4844 | 290640 | 173 | 3.0194 | 2.2915 | 1.4366 |  | 1
3.3833 | 81.2 | 4872 | 292320 | 174 | 3.0369 | 2.3035 | 1.4314 |  | 1
3.4028 | 81.6667 | 4900 | 294000 | 175 | 3.0543 | 2.2653 | 1.4262 |  | 1
3.4222 | 82.1333 | 4928 | 295680 | 176 | 3.0718 | 2.1796 | 1.4209 |  | 1
3.4417 | 82.6 | 4956 | 297360 | 177 | 3.0892 | 2.0513 | 1.4157 |  | 1
3.4611 | 83.0667 | 4984 | 299040 | 178 | 3.1067 | 1.8879 | 1.4105 |  | 1
3.4806 | 83.5333 | 5012 | 300720 | 179 | 3.1241 | 1.6988 | 1.4052 |  | 1
3.5 | 84 | 5040 | 302400 | 180 | 3.1416 | 1.4945 | 1.4 |  | 1
3.5194 | 84.4667 | 5068 | 304080 | 181 | 3.159 | 1.2866 | 1.3948 |  | 1
3.5389 | 84.9333 | 5096 | 305760 | 182 | 3.1765 | 1.0864 | 1.3895 |  | 1
3.5583 | 85.4 | 5124 | 307440 | 183 | 3.194 | 0.90513 | 1.3843 |  | 1
3.5778 | 85.8667 | 5152 | 309120 | 184 | 3.2114 | 0.75258 | 1.3791 |  | 1
3.5972 | 86.3333 | 5180 | 310800 | 185 | 3.2289 | 0.637 | 1.3738 |  | 1
3.6167 | 86.8 | 5208 | 312480 | 186 | 3.2463 | 0.56451 | 1.3686 |  | 1
3.6361 | 87.2667 | 5236 | 314160 | 187 | 3.2638 | 0.5388 | 1.3634 |  | 1
3.6556 | 87.7333 | 5264 | 315840 | 188 | 3.2812 | 0.56092 | 1.3581 |  | 1
3.675 | 88.2 | 5292 | 317520 | 189 | 3.2987 | 0.62929 | 1.3529 |  | 1
3.6944 | 88.6667 | 5320 | 319200 | 190 | 3.3161 | 0.73977 | 1.3477 |  | 1
3.7139 | 89.1333 | 5348 | 320880 | 191 | 3.3336 | 0.88592 | 1.3425 |  | 1
3.7333 | 89.6 | 5376 | 322560 | 192 | 3.351 | 1.0594 | 1.3373 |  | 1
3.7528 | 90.0667 | 5404 | 324240 | 193 | 3.3685 | 1.2503 | 1.3321 |  | 1
3.7722 | 90.5333 | 5432 | 325920 | 194 | 3.3859 | 1.4481 | 1.3269 |  | 1
3.7917 | 91 | 5460 | 327600 | 195 | 3.4034 | 1.6416 | 1.3217 |  | 1
3.8111 | 91.4667 | 5488 | 329280 | 196 | 3.4208 | 1.8203 | 1.3165 |  | 1
3.8306 | 91.9333 | 5516 | 330960 | 197 | 3.4383 | 1.9743 | 1.3113 |  | 1
3.85 | 92.4 | 5544 | 332640 | 198 | 3.4558 | 2.0953 | 1.3061 |  | 1
3.8694 | 92.8667 | 5572 | 334320 | 199 | 3.4732 | 2.177 | 1.301 |  | 1
3.8889 | 93.3333 | 5600 | 336000 | 200 | 3.4907 | 2.215 | 1.2958 |  | 1
3.9083 | 93.8 | 5628 | 337680 | 201 | 3.5081 | 2.2076 | 1.2907 |  | 1
3.9278 | 94.2667 | 5656 | 339360 | 202 | 3.5256 | 2.1556 | 1.2855 |  | 1
3.9472 | 94.7333 | 5684 | 341040 | 203 | 3.543 | 2.0622 | 1.2804 |  | 1
3.9667 | 95.2 | 5712 | 342720 | 204 | 3.5605 | 1.933 | 1.2753 |  | 1
3.9861 | 95.6667 | 5740 | 344400 | 205 | 3.5779 | 1.7753 | 1.2701 |  | 1
4.0056 | 96.1333 | 5768 | 346080 | 206 | 3.5954 | 1.5981 | 1.265 |  | 1
4.025 | 96.6 | 5796 | 347760 | 207 | 3.6128 | 1.4114 | 1.2599 |  | 1
4.0444 | 97.0667 | 5824 | 349440 | 208 | 3.6303 | 1.2255 | 1.2548 |  | 1
4.0639 | 97.5333 | 5852 | 351120 | 209 | 3.6477 | 1.0508 | 1.2498 |  | 1
4.0833 | 98 | 5880 | 352800 | 210 | 3.6652 | 0.89686 | 1.2447 |  | 1
4.1028 | 98.4667 | 5908 | 354480 | 211 | 3.6826 | 0.77196 | 1.2397 |  | 1
4.1222 | 98.9333 | 5936 | 356160 | 212 | 3.7001 | 0.6828 | 1.2346 |  | 1
4.1417 | 99.4 | 5964 | 357840 | 213 | 3.7176 | 0.63403 | 1.2296 |  | 1
4.1611 | 99.8667 | 5992 | 359520 | 214 | 3.735 | 0.62801 | 1.2246 |  | 1
4.1806 | 100.3333 | 6020 | 361200 | 215 | 3.7525 | 0.66474 | 1.2196 |  | 1
4.2 | 100.8 | 6048 | 362880 | 216 | 3.7699 | 0.74183 | 1.2146 |  | 1
4.2194 | 101.2667 | 6076 | 364560 | 217 | 3.7874 | 0.85469 | 1.2096 |  | 1
4.2389 | 101.7333 | 6104 | 366240 | 218 | 3.8048 | 0.99678 | 1.2047 |  | 1
4.2583 | 102.2 | 6132 | 367920 | 219 | 3.8223 | 1.16 | 1.1997 |  | 1
4.2778 | 102.6667 | 6160 | 369600 | 220 | 3.8397 | 1.3352 | 1.1948 |  | 1
4.2972 | 103.1333 | 6188 | 371280 | 221 | 3.8572 | 1.5125 | 1.1899 |  | 1
4.3167 | 103.6 | 6216 | 372960 | 222 | 3.8746 | 1.6821 | 1.185 |  | 1
4.3361 | 104.0667 | 6244 | 374640 | 223 | 3.8921 | 1.8347 | 1.1801 |  | 1
4.3556 | 104.5333 | 6272 | 376320 | 224 | 3.9095 | 1.9621 | 1.1752 |  | 1
4.375 | 105 | 6300 | 378000 | 225 | 3.927 | 2.0573 | 1.1704 |  | 1
4.3944 | 105.4667 | 6328 | 379680 | 226 | 3.9444 | 2.1154 | 1.1656 |  | 1
4.4139 | 105.9333 | 6356 | 381360 | 227 | 3.9619 | 2.1334 | 1.1608 |  | 1
4.4333 | 106.4 | 6384 | 383040 | 228 | 3.9794 | 2.1108 | 1.156 |  | 1
4.4528 | 106.8667 | 6412 | 384720 | 229 | 3.9968 | 2.049 | 1.1512 |  | 1
4.4722 | 107.3333 | 6440 | 386400 | 230 | 4.0143 | 1.9519 | 1.1464 |  | 1
4.4917 | 107.8 | 6468 | 388080 | 231 | 4.0317 | 1.825 | 1.1417 |  | 1
4.5111 | 108.2667 | 6496 | 389760 | 232 | 4.0492 | 1.6757 | 1.137 |  | 1
4.5306 | 108.7333 | 6524 | 391440 | 233 | 4.0666 | 1.5123 | 1.1323 |  | 1
4.55 | 109.2 | 6552 | 393120 | 234 | 4.0841 | 1.3441 | 1.1276 |  | 1
4.5694 | 109.6667 | 6580 | 394800 | 235 | 4.1015 | 1.1804 | 1.123 |  | 1
4.5889 | 110.1333 | 6608 | 396480 | 236 | 4.119 | 1.0302 | 1.1183 |  | 1
4.6083 | 110.6 | 6636 | 398160 | 237 | 4.1364 | 0.90165 | 1.1137 |  | 1
4.6278 | 111.0667 | 6664 | 399840 | 238 | 4.1539 | 0.80171 | 1.1091 |  | 1
4.6472 | 111.5333 | 6692 | 401520 | 239 | 4.1713 | 0.73568 | 1.1045 |  | 1
4.6667 | 112 | 6720 | 403200 | 240 | 4.1888 | 0.70692 | 1.1 |  | 1
4.6861 | 112.4667 | 6748 | 404880 | 241 | 4.2062 | 0.71672 | 1.0955 |  | 1
4.7056 | 112.9333 | 6776 | 406560 | 242 | 4.2237 | 0.76422 | 1.091 |  | 1
4.725 | 113.4 | 6804 | 408240 | 243 | 4.2412 | 0.84648 | 1.0865 |  | 1
4.7444 | 113.8667 | 6832 | 409920 | 244 | 4.2586 | 0.95867 | 1.082 |  | 1
4.7639 | 114.3333 | 6860 | 411600 | 245 | 4.2761 | 1.0944 | 1.0776 |  | 1
4.7833 | 114.8 | 6888 | 413280 | 246 | 4.2935 | 1.2458 | 1.0732 |  | 1
4.8028 | 115.2667 | 6916 | 414960 | 247 | 4.311 | 1.4046 | 1.0688 |  | 1
4.8222 | 115.7333 | 6944 | 416640 | 248 | 4.3284 | 1.5618 | 1.0645 |  | 1
4.8417 | 116.2 | 6972 | 418320 | 249 | 4.3459 | 1.7088 | 1.0602 |  | 1
4.8611 | 116.6667 | 7000 | 420000 | 250 | 4.3633 | 1.8375 | 1.0559 |  | 1
4.8806 | 117.1333 | 7028 | 421680 | 251 | 4.3808 | 1.941 | 1.0516 |  | 1
4.9 | 117.6 | 7056 | 423360 | 252 | 4.3982 | 2.0138 | 1.0473 |  | 1
4.9194 | 118.0667 | 7084 | 425040 | 253 | 4.4157 | 2.052 | 1.0431 |  | 1
4.9389 | 118.5333 | 7112 | 426720 | 254 | 4.4331 | 2.0539 | 1.0389 |  | 1
4.9583 | 119 | 7140 | 428400 | 255 | 4.4506 | 2.0196 | 1.0347 |  | 1
4.9778 | 119.4667 | 7168 | 430080 | 256 | 4.468 | 1.9513 | 1.0306 |  | 1
4.9972 | 119.9333 | 7196 | 431760 | 257 | 4.4855 | 1.8531 | 1.0265 |  | 1
5.0167 | 120.4 | 7224 | 433440 | 258 | 4.5029 | 1.7306 | 1.0224 |  | 1
5.0361 | 120.8667 | 7252 | 435120 | 259 | 4.5204 | 1.5908 | 1.0184 |  | 1
5.0556 | 121.3333 | 7280 | 436800 | 260 | 4.5379 | 1.4416 | 1.0143 |  | 1
5.075 | 121.8 | 7308 | 438480 | 261 | 4.5553 | 1.2912 | 1.0103 |  | 1
5.0944 | 122.2667 | 7336 | 440160 | 262 | 4.5728 | 1.1481 | 1.0064 |  | 1
5.1139 | 122.7333 | 7364 | 441840 | 263 | 4.5902 | 1.0199 | 1.0024 |  | 1
5.1333 | 123.2 | 7392 | 443520 | 264 | 4.6077 | 0.91384 | 0.99852 |  | 1
5.1528 | 123.6667 | 7420 | 445200 | 265 | 4.6251 | 0.83545 | 0.99465 |  | 1
5.1722 | 124.1333 | 7448 | 446880 | 266 | 4.6426 | 0.78887 | 0.9908 |  | 1
5.1917 | 124.6 | 7476 | 448560 | 267 | 4.66 | 0.77645 | 0.98699 |  | 1
5.2111 | 125.0667 | 7504 | 450240 | 268 | 4.6775 | 0.79859 | 0.9832 |  | 1
5.2306 | 125.5333 | 7532 | 451920 | 269 | 4.6949 | 0.85382 | 0.97945 |  | 1
5.25 | 126 | 7560 | 453600 | 270 | 4.7124 | 0.93883 | 0.97574 |  | 1
5.2694 | 126.4667 | 7588 | 455280 | 271 | 4.7298 | 1.0487 | 0.97205 |  | 1
5.2889 | 126.9333 | 7616 | 456960 | 272 | 4.7473 | 1.1772 | 0.9684 |  | 1
5.3083 | 127.4 | 7644 | 458640 | 273 | 4.7647 | 1.317 | 0.96478 |  | 1
5.3278 | 127.8667 | 7672 | 460320 | 274 | 4.7822 | 1.4604 | 0.96119 |  | 1
5.3472 | 128.3333 | 7700 | 462000 | 275 | 4.7997 | 1.5993 | 0.95763 |  | 1
5.3667 | 128.8 | 7728 | 463680 | 276 | 4.8171 | 1.7263 | 0.95411 |  | 1
5.3861 | 129.2667 | 7756 | 465360 | 277 | 4.8346 | 1.8342 | 0.95063 |  | 1
5.4056 | 129.7333 | 7784 | 467040 | 278 | 4.852 | 1.9174 | 0.94717 |  | 1
5.425 | 130.2 | 7812 | 468720 | 279 | 4.8695 | 1.9713 | 0.94376 |  | 1
5.4444 | 130.6667 | 7840 | 470400 | 280 | 4.8869 | 1.9933 | 0.94037 |  | 1
5.4639 | 131.1333 | 7868 | 472080 | 281 | 4.9044 | 1.9823 | 0.93703 |  | 1
5.4833 | 131.6 | 7896 | 473760 | 282 | 4.9218 | 1.9392 | 0.93371 |  | 1
5.5028 | 132.0667 | 7924 | 475440 | 283 | 4.9393 | 1.8666 | 0.93044 |  | 1
5.5222 | 132.5333 | 7952 | 477120 | 284 | 4.9567 | 1.7686 | 0.92719 |  | 1
5.5417 | 133 | 7980 | 478800 | 285 | 4.9742 | 1.651 | 0.92399 |  | 1
5.5611 | 133.4667 | 8008 | 480480 | 286 | 4.9916 | 1.5203 | 0.92082 |  | 1
5.5806 | 133.9333 | 8036 | 482160 | 287 | 5.0091 | 1.3838 | 0.91769 |  | 1
5.6 | 134.4 | 8064 | 483840 | 288 | 5.0265 | 1.2492 | 0.91459 |  | 1
5.6194 | 134.8667 | 8092 | 485520 | 289 | 5.044 | 1.1238 | 0.91153 |  | 1
5.6389 | 135.3333 | 8120 | 487200 | 290 | 5.0615 | 1.0145 | 0.90851 |  | 1
5.6583 | 135.8 | 8148 | 488880 | 291 | 5.0789 | 0.92723 | 0.90552 |  | 1
5.6778 | 136.2667 | 8176 | 490560 | 292 | 5.0964 | 0.86669 | 0.90258 |  | 1
5.6972 | 136.7333 | 8204 | 492240 | 293 | 5.1138 | 0.83604 | 0.89967 |  | 1
5.7167 | 137.2 | 8232 | 493920 | 294 | 5.1313 | 0.83677 | 0.8968 |  | 1
5.7361 | 137.6667 | 8260 | 495600 | 295 | 5.1487 | 0.86865 | 0.89397 |  | 1
5.7556 | 138.1333 | 8288 | 497280 | 296 | 5.1662 | 0.92972 | 0.89117 |  | 1
5.775 | 138.6 | 8316 | 498960 | 297 | 5.1836 | 1.0164 | 0.88842 |  | 1
5.7944 | 139.0667 | 8344 | 500640 | 298 | 5.2011 | 1.1238 | 0.8857 |  | 1
5.8139 | 139.5333 | 8372 | 502320 | 299 | 5.2185 | 1.2458 | 0.88302 |  | 1
5.8333 | 140 | 8400 | 504000 | 300 | 5.236 | 1.3756 | 0.88038 |  | 1
5.8528 | 140.4667 | 8428 | 505680 | 301 | 5.2534 | 1.506 | 0.87779 |  | 1
5.8722 | 140.9333 | 8456 | 507360 | 302 | 5.2709 | 1.6298 | 0.87523 |  | 1
5.8917 | 141.4 | 8484 | 509040 | 303 | 5.2883 | 1.7401 | 0.87271 |  | 1
5.9111 | 141.8667 | 8512 | 510720 | 304 | 5.3058 | 1.831 | 0.87023 |  | 1
5.9306 | 142.3333 | 8540 | 512400 | 305 | 5.3233 | 1.8975 | 0.86779 |  | 1
5.95 | 142.8 | 8568 | 514080 | 306 | 5.3407 | 1.9362 | 0.8654 |  | 1
5.9694 | 143.2667 | 8596 | 515760 | 307 | 5.3582 | 1.9449 | 0.86304 |  | 1
5.9889 | 143.7333 | 8624 | 517440 | 308 | 5.3756 | 1.9235 | 0.86072 |  | 1
6.0083 | 144.2 | 8652 | 519120 | 309 | 5.3931 | 1.8732 | 0.85845 |  | 1
6.0278 | 144.6667 | 8680 | 520800 | 310 | 5.4105 | 1.797 | 0.85622 |  | 1
6.0472 | 145.1333 | 8708 | 522480 | 311 | 5.428 | 1.6992 | 0.85402 |  | 1
6.0667 | 145.6 | 8736 | 524160 | 312 | 5.4454 | 1.5854 | 0.85187 |  | 1
6.0861 | 146.0667 | 8764 | 525840 | 313 | 5.4629 | 1.4619 | 0.84976 |  | 1
6.1056 | 146.5333 | 8792 | 527520 | 314 | 5.4803 | 1.3355 | 0.8477 |  | 1
6.125 | 147 | 8820 | 529200 | 315 | 5.4978 | 1.2134 | 0.84567 |  | 1
6.1444 | 147.4667 | 8848 | 530880 | 316 | 5.5152 | 1.1021 | 0.84369 |  | 1
6.1639 | 147.9333 | 8876 | 532560 | 317 | 5.5327 | 1.0078 | 0.84175 |  | 1
6.1833 | 148.4 | 8904 | 534240 | 318 | 5.5501 | 0.93571 | 0.83985 |  | 1
6.2028 | 148.8667 | 8932 | 535920 | 319 | 5.5676 | 0.8896 | 0.838 |  | 1
6.2222 | 149.3333 | 8960 | 537600 | 320 | 5.5851 | 0.87193 | 0.83618 |  | 1
6.2417 | 149.8 | 8988 | 539280 | 321 | 5.6025 | 0.88357 | 0.83442 |  | 1
6.2611 | 150.2667 | 9016 | 540960 | 322 | 5.62 | 0.92374 | 0.83269 |  | 1
6.2806 | 150.7333 | 9044 | 542640 | 323 | 5.6374 | 0.99011 | 0.83101 |  | 1
6.3 | 151.2 | 9072 | 544320 | 324 | 5.6549 | 1.0789 | 0.82937 |  | 1
6.3194 | 151.6667 | 9100 | 546000 | 325 | 5.6723 | 1.1851 | 0.82777 |  | 1
6.3389 | 152.1333 | 9128 | 547680 | 326 | 5.6898 | 1.3028 | 0.82622 |  | 1
6.3583 | 152.6 | 9156 | 549360 | 327 | 5.7072 | 1.4255 | 0.82471 |  | 1
6.3778 | 153.0667 | 9184 | 551040 | 328 | 5.7247 | 1.5463 | 0.82324 |  | 1
6.3972 | 153.5333 | 9212 | 552720 | 329 | 5.7421 | 1.6586 | 0.82182 |  | 1
6.4167 | 154 | 9240 | 554400 | 330 | 5.7596 | 1.7562 | 0.82044 |  | 1
6.4361 | 154.4667 | 9268 | 556080 | 331 | 5.777 | 1.8337 | 0.81911 |  | 1
6.4556 | 154.9333 | 9296 | 557760 | 332 | 5.7945 | 1.887 | 0.81782 |  | 1
6.475 | 155.4 | 9324 | 559440 | 333 | 5.8119 | 1.9131 | 0.81658 |  | 1
6.4944 | 155.8667 | 9352 | 561120 | 334 | 5.8294 | 1.9108 | 0.81538 |  | 1
6.5139 | 156.3333 | 9380 | 562800 | 335 | 5.8469 | 1.8802 | 0.81422 |  | 1
6.5333 | 156.8 | 9408 | 564480 | 336 | 5.8643 | 1.823 | 0.81311 |  | 1
6.5528 | 157.2667 | 9436 | 566160 | 337 | 5.8818 | 1.7426 | 0.81205 |  | 1
6.5722 | 157.7333 | 9464 | 567840 | 338 | 5.8992 | 1.6434 | 0.81102 |  | 1
6.5917 | 158.2 | 9492 | 569520 | 339 | 5.9167 | 1.531 | 0.81005 |  | 1
6.6111 | 158.6667 | 9520 | 571200 | 340 | 5.9341 | 1.4116 | 0.80912 |  | 1
6.6306 | 159.1333 | 9548 | 572880 | 341 | 5.9516 | 1.2918 | 0.80823 |  | 1
6.65 | 159.6 | 9576 | 574560 | 342 | 5.969 | 1.1783 | 0.80739 |  | 1
6.6694 | 160.0667 | 9604 | 576240 | 343 | 5.9865 | 1.0773 | 0.80659 |  | 1
6.6889 | 160.5333 | 9632 | 577920 | 344 | 6.0039 | 0.99432 | 0.80584 |  | 1
6.7083 | 161 | 9660 | 579600 | 345 | 6.0214 | 0.934 | 0.80513 |  | 1
6.7278 | 161.4667 | 9688 | 581280 | 346 | 6.0388 | 0.89959 | 0.80447 |  | 1
6.7472 | 161.9333 | 9716 | 582960 | 347 | 6.0563 | 0.89297 | 0.80386 |  | 1
6.7667 | 162.4 | 9744 | 584640 | 348 | 6.0737 | 0.91445 | 0.80329 |  | 1
6.7861 | 162.8667 | 9772 | 586320 | 349 | 6.0912 | 0.96281 | 0.80276 |  | 1
6.8056 | 163.3333 | 9800 | 588000 | 350 | 6.1087 | 1.0353 | 0.80228 |  | 1
6.825 | 163.8 | 9828 | 589680 | 351 | 6.1261 | 1.128 | 0.80185 |  | 1
6.8444 | 164.2667 | 9856 | 591360 | 352 | 6.1436 | 1.2356 | 0.80146 |  | 1
6.8639 | 164.7333 | 9884 | 593040 | 353 | 6.161 | 1.3523 | 0.80112 |  | 1
6.8833 | 165.2 | 9912 | 594720 | 354 | 6.1785 | 1.4715 | 0.80082 |  | 1
6.9028 | 165.6667 | 9940 | 596400 | 355 | 6.1959 | 1.5866 | 0.80057 |  | 1
6.9222 | 166.1333 | 9968 | 598080 | 356 | 6.2134 | 1.6914 | 0.80037 |  | 1
6.9417 | 166.6 | 9996 | 599760 | 357 | 6.2308 | 1.7799 | 0.80021 |  | 1
6.9611 | 167.0667 | 10024 | 601440 | 358 | 6.2483 | 1.8474 | 0.80009 |  | 1
6.9806 | 167.5333 | 10052 | 603120 | 359 | 6.2657 | 1.89 | 0.80002 |  | 1
7 | 168 | 10080 | 604800 | 360 | 6.2832 | 1.9055 | 0.8 |  | 1
Note on E1: model most useful for 7 days at a time, though can be used for monthly averages if desired. Some additional alterations will be necessary though (see other cell comments).
Note on F4: use this cell to align the mean y axis height, to avoid the graph passing through zero for example.
Note on G8: use this cell to trim the amplitude of the tidal height graph. Do this after inputiing F column data. This usually in the range of between 0.5 and 0.7, but is heuristic process. This is required because two functions have been multiplied together to model the sinusoidal decay and growth common to semi-diurnal tides. Thus, the amplitude is a ultiple of two amplitudes, and must be recalibrated to the original limits.
Note on H8: this cell sets the period of the cos function, that is the decay/growth function
Note on I8: this is the difference between spring high and neap high, divided by two
Note on Q8: if you wish to model tides for longer periods it will be necessary to isert an amplitude factor into the cos function. This will provide variation on the growth and decay between required limits. Use the exp factor column to change the exponent's sign (use a value from E column) to change between decay and growth. The model will do this itself up to 28 days. If more days are required you must add to the =IF function used for the exp factor. Follow the pattern used. You must however bear in mind that the exponent must begin counting from the position where the exp factor changes sign. You can use an IF and SUM function to do this is you add another column to the end. If examples are required please contact the group. The SUMIF function will be useful for this.

## Phase Calcs
It is now possible to find the phase difference between the two sites, so that
an idea of the characteristic flow paramters can be gleaned.
First though it is necessary to input some dimensions etc of the channel in | [7 empty] | Form of function => a(t) = Am cos (ωt+Ф) | [5 empty] | Port 2 (all in meters)
question at the relevant points. | [7 empty] | Phasor form => Am ∟Ф | [5 empty] | depth | distance | CSA(msq)
[8 empty] | Width at opening |  | 4666 | width at exit/port 2 | 770 | Dimensions: | 57 | 133 | 7581 |  | gradient of bed
[14 empty] | 34 | 80 | 2720 |  | 0.0015506 | (S)
[14 empty] | 46 | 171 | 7866
|  |  | degrees | radians | Am | [8 empty] | 25 | 45 | 1125
| Port 1 phase angle: |  | -102.7498 | -1.7933 | 2.2 | [8 empty] | 25 | 51 | 1275
| Port 2 phase angle: |  | -101.5712 | -1.7728 | 1.4 | [8 empty] | 12 | 21 | 252
[5 empty] | spring |  |  |  | Neap |  |  |  |  | 7 | 12.5 | 87.5
sin prt 1 | sin prt 2 | 1st-2nd | days | Min | Max | tidal range |  | Min | Max | tidal range |  |  |  | 11 | 69 | 759
0.26245 | 0.16195 | 0.1005 | 0 | 0.076655 | 1.5194 | 1.4427 | na | 1.2704 | 0.3281 | 0.94235 |  |  |  | 8 | 153 | 1224
0.21367 | 0.13702 | 0.076655 | 0.019444 |  |  |  | na | [8 empty] | 22889.5
0.27518 | 0.18222 | 0.092968 | 0.038889 |  |  |  | na | [6 empty] | av. Depth | Total dist | Av. CSA | Difference | Mean CSA
0.44357 | 0.29503 | 0.14853 | 0.058333 |  |  |  | na | [6 empty] | 25 | 735.5 | 18387.5 | 4502 | 20638.5
0.70945 | 0.46919 | 0.24026 | 0.077778 |  |  |  | na
1.058 | 0.69499 | 0.36306 | 0.097222 |  |  |  | na | [6 empty] | Port 1 |  |  |  | Distance between sites:nm
1.47 | 0.95988 | 0.51009 | 0.11667 |  |  |  | na | [6 empty] | Depth | Distace | CSA |  | 5.36
1.9223 | 1.2491 | 0.6732 | 0.13611 |  |  |  | na | [6 empty] | 1 | 57 | 57 |  | meters:
2.39 | 1.5467 | 0.84332 | 0.15556 |  |  |  | na | [6 empty] | 4 | 28 | 112 |  | 1852 | 5.36 | 9926.72
2.847 | 1.836 | 1.011 | 0.175 |  |  |  | na | [6 empty] | 7 | 844 | 5908
3.2679 | 2.1009 | 1.1669 | 0.19444 |  |  |  | na | [6 empty] | 11 | 2195 | 24145
3.6293 | 2.3269 | 1.3024 | 0.21389 |  |  |  | na | [6 empty] | 17 | 118 | 2006
3.9112 | 2.5012 | 1.41 | 0.23333 |  |  |  | na | [6 empty] | 22 | 64 | 1408
4.0981 | 2.6144 | 1.4837 | 0.25278 |  |  |  | na | [6 empty] | 16 | 124 | 1984
4.1794 | 2.66 | 1.5194 | 0.27222 |  |  |  | na | [6 empty] | 11 | 317 | 3487
4.1509 | 2.6357 | 1.5152 | 0.29167 |  |  |  | na | [6 empty] | 5 | 623 | 3115
4.014 | 2.5428 | 1.4712 | 0.31111 |  |  |  | na | [6 empty] | 1 | 257 | 257
3.7766 | 2.3865 | 1.39 | 0.33056 |  |  |  | na | [8 empty] | 42479
3.4518 | 2.1756 | 1.2761 | 0.35 |  |  |  | na | [6 empty] | av. Depth | total dist. | av. CSA | Difference | Mean CSA
3.0577 | 1.9219 | 1.1359 | 0.36944 |  |  |  | na | [6 empty] | 9.5 | 4627 | 43956.5 | -1477.5 | 43217.75
2.6164 | 1.6393 | 0.97702 | 0.38889 |  |  |  | na
2.1522 | 1.3438 | 0.80844 | 0.40833 |  |  |  | na
1.6911 | 1.0516 | 0.63947 | 0.42778 |  |  |  | na
1.2586 | 0.7791 | 0.47952 | 0.44722 |  |  |  | na
0.87877 | 0.54133 | 0.33745 | 0.46667 |  |  |  | na
0.57261 | 0.35147 | 0.22114 | 0.48611 |  |  |  | na
0.35706 | 0.22001 | 0.13705 | 0.50556 |  |  |  | na
0.244 | 0.1542 | 0.089803 | 0.525 |  |  |  | na
0.23962 | 0.15761 | 0.082012 | 0.54444 |  |  |  | na
0.34403 | 0.22995 | 0.11408 | 0.56389 |  |  |  | na
0.55132 | 0.36713 | 0.18419 | 0.58333 |  |  |  | na
0.84986 | 0.56144 | 0.28842 | 0.60278 |  |  |  | na
1.223 | 0.802 | 0.42097 | 0.62222 |  |  |  | na
1.6498 | 1.0754 | 0.57443 | 0.64167 |  |  |  | na
2.1067 | 1.3664 | 0.74029 | 0.66111 |  |  |  | na
2.5681 | 1.6588 | 0.90931 | 0.68056 |  |  |  | na
3.0085 | 1.9364 | 1.0721 | 0.7 |  |  |  | na
3.4034 | 2.1837 | 1.2196 | 0.71944 |  |  |  | na
3.731 | 2.3872 | 1.3438 | 0.73889 |  |  |  | na
3.9731 | 2.5356 | 1.4376 | 0.75833 |  |  |  | na
4.1165 | 2.6206 | 1.4959 | 0.77778 |  |  |  | na
4.1534 | 2.6378 | 1.5155 | 0.79722 |  |  |  | na
4.0818 | 2.5863 | 1.4955 | 0.81667 |  |  |  | na
3.9059 | 2.4691 | 1.4368 | 0.83611 |  |  |  | na
3.6357 | 2.2928 | 1.3429 | 0.85556 |  |  |  | na
3.2863 | 2.0674 | 1.2189 | 0.875 |  |  |  | na
2.8772 | 1.8053 | 1.0719 | 0.89444 |  |  |  | na
2.4313 | 1.5214 | 0.90992 | 0.91389 |  |  |  | na
1.9733 | 1.2313 | 0.74206 | 0.93333 |  |  |  | na
1.5288 | 0.95117 | 0.57762 | 0.95278 |  |  |  | na
1.1223 | 0.6966 | 0.42574 | 0.97222 |  |  |  | na
0.77644 | 0.48162 | 0.29483 | 0.99167 |  |  |  | na
0.51019 | 0.31807 | 0.19212 | 1.0111 |  |  |  | na
0.3382 | 0.21492 | 0.12328 | 1.0306 |  |  |  | na
0.26984 | 0.17775 | 0.092086 | 1.05 |  |  |  | na
0.30867 | 0.20846 | 0.10022 | 1.0694 |  |  |  | na
0.45234 | 0.30517 | 0.14717 | 1.0889 |  |  |  | na
0.69263 | 0.46236 | 0.23028 | 1.1083 |  |  |  | na
1.016 | 0.67113 | 0.34487 | 1.1278 |  |  |  | na
1.4043 | 0.91978 | 0.48455 | 1.1472 |  |  |  | na
1.8359 | 1.1944 | 0.64151 | 1.1667 |  |  |  | na
2.2867 | 1.4797 | 0.80703 | 1.1861 |  |  |  | na
2.7316 | 1.7597 | 0.97189 | 1.2056 |  |  |  | na
3.146 | 2.0191 | 1.127 | 1.225 |  |  |  | na
3.5069 | 2.2433 | 1.2636 | 1.2444 |  |  |  | na
3.7945 | 2.4202 | 1.3743 | 1.2639 |  |  |  | na
3.9929 | 2.5399 | 1.453 | 1.2833 |  |  |  | na
4.0914 | 2.5961 | 1.4953 | 1.3028 |  |  |  | na
4.0848 | 2.5858 | 1.499 | 1.3222 |  |  |  | na
3.9736 | 2.5098 | 1.4638 | 1.3417 |  |  |  | na
3.7644 | 2.3725 | 1.3919 | 1.3611 |  |  |  | na
3.469 | 2.1817 | 1.2873 | 1.3806 |  |  |  | na
3.104 | 1.9482 | 1.1559 | 1.4 |  |  |  | na
2.6899 | 1.685 | 1.0049 | 1.4194 |  |  |  | na
2.2498 | 1.407 | 0.84286 | 1.4389 |  |  |  | na
1.8082 | 1.1294 | 0.67875 | 1.4583 |  |  |  | na
1.3895 | 0.86785 | 0.52167 | 1.4778 |  |  |  | na
1.017 | 0.63665 | 0.38035 | 1.4972 |  |  |  | na
0.71117 | 0.44858 | 0.26258 | 1.5167 |  |  |  | na
0.48878 | 0.31391 | 0.17486 | 1.5361 |  |  |  | na
0.36193 | 0.23993 | 0.122 | 1.5556 |  |  |  | na
0.33738 | 0.23052 | 0.10686 | 1.575 |  |  |  | na
0.41616 | 0.28596 | 0.1302 | 1.5944 |  |  |  | na
0.5936 | 0.40295 | 0.19065 | 1.6139 |  |  |  | na
0.85954 | 0.57477 | 0.28477 | 1.6333 |  |  |  | na
1.199 | 0.79167 | 0.40728 | 1.6528 |  |  |  | na
1.5928 | 1.0415 | 0.55131 | 1.6722 |  |  |  | na
2.019 | 1.3102 | 0.70882 | 1.6917 |  |  |  | na
2.4538 | 1.5828 | 0.87104 | 1.7111 |  |  |  | na
2.8731 | 1.8442 | 1.029 | 1.7306 |  |  |  | na
3.2537 | 2.0799 | 1.1738 | 1.75 |  |  |  | na
3.5747 | 2.277 | 1.2976 | 1.7694 |  |  |  | na
3.8183 | 2.4247 | 1.3935 | 1.7889 |  |  |  | na
3.9713 | 2.515 | 1.4563 | 1.8083 |  |  |  | na
4.0257 | 2.5432 | 1.4825 | 1.8278 |  |  |  | na
3.9787 | 2.5078 | 1.4708 | 1.8472 |  |  |  | na
3.8332 | 2.4113 | 1.4219 | 1.8667 |  |  |  | na
3.5977 | 2.2591 | 1.3387 | 1.8861 |  |  |  | na
3.2857 | 2.0599 | 1.2257 | 1.9056 |  |  |  | na
2.9146 | 1.8251 | 1.0895 | 1.925 |  |  |  | na
2.5052 | 1.5678 | 0.93746 | 1.9444 |  |  |  | na
2.0805 | 1.3023 | 0.77822 | 1.9639 |  |  |  | na
1.664 | 1.0434 | 0.62058 | 1.9833 |  |  |  | na
1.2788 | 0.8055 | 0.47329 | 2.0028 |  |  |  | na
0.94611 | 0.60161 | 0.34449 | 2.0222 |  |  |  | na
0.6842 | 0.44291 | 0.24129 | 2.0417 |  |  |  | na
0.50732 | 0.33797 | 0.16935 | 2.0611 |  |  |  | na
0.42493 | 0.29237 | 0.13257 | 2.0806 |  |  |  | na
0.44125 | 0.30834 | 0.1329 | 2.1 |  |  |  | na
0.55496 | 0.38472 | 0.17023 | 2.1194 |  |  |  | na
0.75937 | 0.51697 | 0.24239 | 2.1389 |  |  |  | na
1.0428 | 0.69749 | 0.34529 | 2.1583 |  |  |  | na
1.3891 | 0.91603 | 0.47312 | 2.1778 |  |  |  | na
1.779 | 1.1603 | 0.61873 | 2.1972 |  |  |  | na
2.1906 | 1.4166 | 0.77399 | 2.2167 |  |  |  | na
2.601 | 1.6707 | 0.93027 | 2.2361 |  |  |  | na
2.9874 | 1.9085 | 1.0789 | 2.2556 |  |  |  | na
3.3285 | 2.1169 | 1.2116 | 2.275 |  |  |  | na
3.6057 | 2.2845 | 1.3212 | 2.2944 |  |  |  | na
3.8037 | 2.4022 | 1.4015 | 2.3139 |  |  |  | na
3.9121 | 2.4639 | 1.4482 | 2.3333 |  |  |  | na
3.9251 | 2.4662 | 1.4588 | 2.3528 |  |  |  | na
3.8424 | 2.4095 | 1.4329 | 2.3722 |  |  |  | na
3.6692 | 2.2972 | 1.372 | 2.3917 |  |  |  | na
3.4153 | 2.1358 | 1.2795 | 2.4111 |  |  |  | na
3.0953 | 1.9346 | 1.1607 | 2.4306 |  |  |  | na
2.7271 | 1.7048 | 1.0223 | 2.45 |  |  |  | na
2.3314 | 1.4595 | 0.87189 | 2.4694 |  |  |  | na
1.9302 | 1.2122 | 0.718 | 2.4889 |  |  |  | na
1.5459 | 0.97674 | 0.56911 | 2.5083 |  |  |  | na
1.1995 | 0.76604 | 0.43349 | 2.5278 |  |  |  | na
0.91026 | 0.59166 | 0.3186 | 2.5472 |  |  |  | na
0.69381 | 0.46304 | 0.23076 | 2.5667 |  |  |  | na
0.56181 | 0.38705 | 0.17476 | 2.5861 |  |  |  | na
0.5212 | 0.36759 | 0.15361 | 2.6056 |  |  |  | na
0.57378 | 0.40542 | 0.16836 | 2.625 |  |  |  | na
0.71618 | 0.49808 | 0.2181 | 2.6444 |  |  |  | na
0.94008 | 0.64014 | 0.29994 | 2.6639 |  |  |  | na
1.2327 | 0.82341 | 0.40925 | 2.6833 |  |  |  | na
1.5774 | 1.0375 | 0.53988 | 2.7028 |  |  |  | na
1.9549 | 1.2704 | 0.68451 | 2.7222 |  |  |  | na
2.3441 | 1.509 | 0.83508 | 2.7417 |  |  |  | na
2.7233 | 1.7401 | 0.98322 | 2.7611 |  |  |  | na
3.0717 | 1.951 | 1.1207 | 2.7806 |  |  |  | na
3.37 | 2.13 | 1.24 | 2.8 |  |  |  | na
3.602 | 2.2675 | 1.3345 | 2.8194 |  |  |  | na
3.7551 | 2.3561 | 1.399 | 2.8389 |  |  |  | na
3.8213 | 2.3912 | 1.4301 | 2.8583 |  |  |  | na
3.7974 | 2.3713 | 1.4262 | 2.8778 |  |  |  | na
3.6852 | 2.2977 | 1.3875 | 2.8972 |  |  |  | na
3.4913 | 2.1748 | 1.3164 | 2.9167 |  |  |  | na
3.2269 | 2.0099 | 1.2169 | 2.9361 |  |  |  | na
2.907 | 1.8123 | 1.0947 | 2.9556 |  |  |  | na
2.5497 | 1.5932 | 0.9565 | 2.975 |  |  |  | na
2.1749 | 1.3648 | 0.81011 | 2.9944 |  |  |  | na
1.8035 | 1.1399 | 0.66366 | 3.0139 |  |  |  | na
1.4561 | 0.93086 | 0.52527 | 3.0333 |  |  |  | na
1.1518 | 0.7492 | 0.40259 | 3.0528 |  |  |  | na
0.90715 | 0.60478 | 0.30237 | 3.0722 |  |  |  | na
0.73544 | 0.50535 | 0.23009 | 3.0917 |  |  |  | na
0.64578 | 0.45612 | 0.18966 | 3.1111 |  |  |  | na
0.64266 | 0.45946 | 0.18321 | 3.1306 |  |  |  | na
0.7258 | 0.51483 | 0.21097 | 3.15 |  |  |  | na
0.8901 | 0.6188 | 0.2713 | 3.1694 |  |  |  | na
1.126 | 0.76529 | 0.36072 | 3.1889 |  |  |  | na
1.4201 | 0.94588 | 0.47419 | 3.2083 |  |  |  | na
1.7557 | 1.1503 | 0.60531 | 3.2278 |  |  |  | na
2.1139 | 1.3672 | 0.74676 | 3.2472 |  |  |  | na
2.475 | 1.5843 | 0.89066 | 3.2667 |  |  |  | na
2.8187 | 1.7897 | 1.029 | 3.2861 |  |  |  | na
3.1262 | 1.972 | 1.1542 | 3.3056 |  |  |  | na
3.3807 | 2.1214 | 1.2593 | 3.325 |  |  |  | na
3.5683 | 2.2298 | 1.3385 | 3.3444 |  |  |  | na
3.6791 | 2.2915 | 1.3876 | 3.3639 |  |  |  | na
3.7074 | 2.3035 | 1.4039 | 3.3833 |  |  |  | na
3.652 | 2.2653 | 1.3867 | 3.4028 |  |  |  | na
3.5166 | 2.1796 | 1.3371 | 3.4222 |  |  |  | na
3.3091 | 2.0513 | 1.2578 | 3.4417 |  |  |  | na
3.0414 | 1.8879 | 1.1535 | 3.4611 |  |  |  | na
2.7287 | 1.6988 | 1.0299 | 3.4806 |  |  |  | na
2.3886 | 1.4945 | 0.89405 | 3.5 |  |  |  | na
2.04 | 1.2866 | 0.75349 | 3.5194 |  |  |  | na
1.7024 | 1.0864 | 0.61602 | 3.5389 |  |  |  | na
1.3944 | 0.90513 | 0.48925 | 3.5583 |  |  |  | na
1.1328 | 0.75258 | 0.38019 | 3.5778 |  |  |  | na
0.9318 | 0.637 | 0.2948 | 3.5972 |  |  |  | na
0.80225 | 0.56451 | 0.23773 | 3.6167 |  |  |  | na
0.75085 | 0.5388 | 0.21205 | 3.6361 |  |  |  | na
0.77998 | 0.56092 | 0.21906 | 3.6556 |  |  |  | na
0.88753 | 0.62929 | 0.25824 | 3.675 |  |  |  | na
1.0671 | 0.73977 | 0.32732 | 3.6944 |  |  |  | na
1.3083 | 0.88592 | 0.42234 | 3.7139 |  |  |  | na
1.5973 | 1.0594 | 0.53793 | 3.7333 |  |  |  | na
1.918 | 1.2503 | 0.66763 | 3.7528 |  |  |  | na
2.2523 | 1.4481 | 0.80418 | 3.7722 |  |  |  | na
2.5816 | 1.6416 | 0.93998 | 3.7917 |  |  |  | na
2.8878 | 1.8203 | 1.0675 | 3.8111 |  |  |  | na
3.1541 | 1.9743 | 1.1797 | 3.8306 |  |  |  | na
3.3658 | 2.0953 | 1.2705 | 3.85 |  |  |  | na
3.5118 | 2.177 | 1.3348 | 3.8694 |  |  |  | na
3.5842 | 2.215 | 1.3693 | 3.8889 |  |  |  | na
3.5796 | 2.2076 | 1.372 | 3.9083 |  |  |  | na
3.4987 | 2.1556 | 1.3431 | 3.9278 |  |  |  | na
3.3463 | 2.0622 | 1.2841 | 3.9472 |  |  |  | na
3.1315 | 1.933 | 1.1985 | 3.9667 |  |  |  | na
2.8665 | 1.7753 | 1.0912 | 3.9861 |  |  |  | na
2.5662 | 1.5981 | 0.96809 | 4.0056 |  |  |  | na
2.2475 | 1.4114 | 0.83616 | 4.025 |  |  |  | na
1.9283 | 1.2255 | 0.70271 | 4.0444 |  |  |  | na
1.626 | 1.0508 | 0.57516 | 4.0639 |  |  |  | na
1.3574 | 0.89686 | 0.46056 | 4.0833 |  |  |  | na
1.1372 | 0.77196 | 0.3652 | 4.1028 |  |  |  | na
0.9771 | 0.6828 | 0.2943 | 4.1222 |  |  |  | na
0.88573 | 0.63403 | 0.25171 | 4.1417 |  |  |  | na
0.86768 | 0.62801 | 0.23966 | 4.1611 |  |  |  | na
0.92347 | 0.66474 | 0.25873 | 4.1806 |  |  |  | na
1.0496 | 0.74183 | 0.30772 | 4.2 |  |  |  | na
1.2385 | 0.85469 | 0.38382 | 4.2194 |  |  |  | na
1.4795 | 0.99678 | 0.48271 | 4.2389 |  |  |  | na
1.7588 | 1.16 | 0.59882 | 4.2583 |  |  |  | na
2.0608 | 1.3352 | 0.72564 | 4.2778 |  |  |  | na
2.3686 | 1.5125 | 0.85612 | 4.2972 |  |  |  | na
2.6651 | 1.6821 | 0.98299 | 4.3167 |  |  |  | na
2.934 | 1.8347 | 1.0993 | 4.3361 |  |  |  | na
3.1606 | 1.9621 | 1.1985 | 4.3556 |  |  |  | na
3.3326 | 2.0573 | 1.2753 | 4.375 |  |  |  | na
3.4408 | 2.1154 | 1.3254 | 4.3944 |  |  |  | na
3.4797 | 2.1334 | 1.3463 | 4.4139 |  |  |  | na
3.4475 | 2.1108 | 1.3368 | 4.4333 |  |  |  | na
3.3465 | 2.049 | 1.2975 | 4.4528 |  |  |  | na
3.1827 | 1.9519 | 1.2309 | 4.4722 |  |  |  | na
2.9655 | 1.825 | 1.1405 | 4.4917 |  |  |  | na
2.7074 | 1.6757 | 1.0317 | 4.5111 |  |  |  | na
2.4227 | 1.5123 | 0.91037 | 4.5306 |  |  |  | na
2.1275 | 1.3441 | 0.78339 | 4.55 |  |  |  | na
1.8382 | 1.1804 | 0.65779 | 4.5694 |  |  |  | na
1.5707 | 1.0302 | 0.54053 | 4.5889 |  |  |  | na
1.3397 | 0.90165 | 0.43807 | 4.6083 |  |  |  | na
1.1578 | 0.80171 | 0.35604 | 4.6278 |  |  |  | na
1.0346 | 0.73568 | 0.29892 | 4.6472 |  |  |  | na
0.9767 | 0.70692 | 0.26978 | 4.6667 |  |  |  | na
0.98686 | 0.71672 | 0.27014 | 4.6861 |  |  |  | na
1.0641 | 0.76422 | 0.29987 | 4.7056 |  |  |  | na
1.2037 | 0.84648 | 0.35721 | 4.725 |  |  |  | na
1.3976 | 0.95867 | 0.4389 | 4.7444 |  |  |  | na
1.6347 | 1.0944 | 0.54032 | 4.7639 |  |  |  | na
1.9016 | 1.2458 | 0.65578 | 4.7833 |  |  |  | na
2.1834 | 1.4046 | 0.77884 | 4.8028 |  |  |  | na
2.4644 | 1.5618 | 0.90263 | 4.8222 |  |  |  | na
2.7291 | 1.7088 | 1.0203 | 4.8417 |  |  |  | na
2.9629 | 1.8375 | 1.1254 | 4.8611 |  |  |  | na
3.153 | 1.941 | 1.212 | 4.8806 |  |  |  | na
3.2893 | 2.0138 | 1.2756 | 4.9 |  |  |  | na
3.3645 | 2.052 | 1.3125 | 4.9194 |  |  |  | na
3.3748 | 2.0539 | 1.3209 | 4.9389 |  |  |  | na
3.32 | 2.0196 | 1.3004 | 4.9583 |  |  |  | na
3.2035 | 1.9513 | 1.2523 | 4.9778 |  |  |  | na
3.0322 | 1.8531 | 1.1792 | 4.9972 |  |  |  | na
2.8159 | 1.7306 | 1.0853 | 5.0167 |  |  |  | na
2.5668 | 1.5908 | 0.97595 | 5.0361 |  |  |  | na
2.2988 | 1.4416 | 0.85719 | 5.0556 |  |  |  | na
2.0269 | 1.2912 | 0.73565 | 5.075 |  |  |  | na
1.7661 | 1.1481 | 0.61807 | 5.0944 |  |  |  | na
1.5309 | 1.0199 | 0.51095 | 5.1139 |  |  |  | na
1.334 | 0.91384 | 0.4202 | 5.1333 |  |  |  | na
1.1862 | 0.83545 | 0.3508 | 5.1528 |  |  |  | na
1.0954 | 0.78887 | 0.30651 | 5.1722 |  |  |  | na
1.0662 | 0.77645 | 0.28973 | 5.1917 |  |  |  | na
1.0999 | 0.79859 | 0.30129 | 5.2111 |  |  |  | na
1.1943 | 0.85382 | 0.34046 | 5.2306 |  |  |  | na
1.3438 | 0.93883 | 0.40498 | 5.25 |  |  |  | na
1.5399 | 1.0487 | 0.49121 | 5.2694 |  |  |  | na
1.7715 | 1.1772 | 0.5943 | 5.2889 |  |  |  | na
2.0255 | 1.317 | 0.70847 | 5.3083 |  |  |  | na
2.2877 | 1.4604 | 0.82738 | 5.3278 |  |  |  | na
2.5438 | 1.5993 | 0.94442 | 5.3472 |  |  |  | na
2.7794 | 1.7263 | 1.0531 | 5.3667 |  |  |  | na
2.9817 | 1.8342 | 1.1474 | 5.3861 |  |  |  | na
3.1396 | 1.9174 | 1.2222 | 5.4056 |  |  |  | na
3.2448 | 1.9713 | 1.2734 | 5.425 |  |  |  | na
3.2915 | 1.9933 | 1.2982 | 5.4444 |  |  |  | na
3.2776 | 1.9823 | 1.2953 | 5.4639 |  |  |  | na
3.2041 | 1.9392 | 1.2649 | 5.4833 |  |  |  | na
3.0755 | 1.8666 | 1.2089 | 5.5028 |  |  |  | na
2.899 | 1.7686 | 1.1303 | 5.5222 |  |  |  | na
2.6847 | 1.651 | 1.0336 | 5.5417 |  |  |  | na
2.4446 | 1.5203 | 0.92427 | 5.5611 |  |  |  | na
2.1922 | 1.3838 | 0.80831 | 5.5806 |  |  |  | na
1.9414 | 1.2492 | 0.69219 | 5.6 |  |  |  | na
1.7061 | 1.1238 | 0.58236 | 5.6194 |  |  |  | na
1.4994 | 1.0145 | 0.48487 | 5.6389 |  |  |  | na
1.3323 | 0.92723 | 0.40511 | 5.6583 |  |  |  | na
1.2141 | 0.86669 | 0.34744 | 5.6778 |  |  |  | na
1.151 | 0.83604 | 0.31501 | 5.6972 |  |  |  | na
1.1463 | 0.83677 | 0.30955 | 5.7167 |  |  |  | na
1.2 | 0.86865 | 0.3313 | 5.7361 |  |  |  | na
1.3087 | 0.92972 | 0.37899 | 5.7556 |  |  |  | na
1.4663 | 1.0164 | 0.4499 | 5.775 |  |  |  | na
1.6639 | 1.1238 | 0.54007 | 5.7944 |  |  |  | na
1.8903 | 1.2458 | 0.64443 | 5.8139 |  |  |  | na
2.1328 | 1.3756 | 0.75719 | 5.8333 |  |  |  | na
2.3781 | 1.506 | 0.87206 | 5.8528 |  |  |  | na
2.6125 | 1.6298 | 0.98268 | 5.8722 |  |  |  | na
2.823 | 1.7401 | 1.0829 | 5.8917 |  |  |  | na
2.9983 | 1.831 | 1.1673 | 5.9111 |  |  |  | na
3.1286 | 1.8975 | 1.2311 | 5.9306 |  |  |  | na
3.207 | 1.9362 | 1.2708 | 5.95 |  |  |  | na
3.2293 | 1.9449 | 1.2844 | 5.9694 |  |  |  | na
3.1946 | 1.9235 | 1.2711 | 5.9889 |  |  |  | na
3.1049 | 1.8732 | 1.2317 | 6.0083 |  |  |  | na
2.9654 | 1.797 | 1.1684 | 6.0278 |  |  |  | na
2.7841 | 1.6992 | 1.0848 | 6.0472 |  |  |  | na
2.571 | 1.5854 | 0.98559 | 6.0667 |  |  |  | na
2.3381 | 1.4619 | 0.87626 | 6.0861 |  |  |  | na
2.0984 | 1.3355 | 0.7629 | 6.1056 |  |  |  | na
1.8652 | 1.2134 | 0.65181 | 6.125 |  |  |  | na
1.6512 | 1.1021 | 0.54912 | 6.1444 |  |  |  | na
1.4684 | 1.0078 | 0.46053 | 6.1639 |  |  |  | na
1.3266 | 0.93571 | 0.39091 | 6.1833 |  |  |  | na
1.2337 | 0.8896 | 0.34409 | 6.2028 |  |  |  | na
1.1946 | 0.87193 | 0.32264 | 6.2222 |  |  |  | na
1.2113 | 0.88357 | 0.32769 | 6.2417 |  |  |  | na
1.2827 | 0.92374 | 0.35893 | 6.2611 |  |  |  | na
1.4047 | 0.99011 | 0.41458 | 6.2806 |  |  |  | na
1.5704 | 1.0789 | 0.49153 | 6.3 |  |  |  | na
1.7706 | 1.1851 | 0.58548 | 6.3194 |  |  |  | na
1.994 | 1.3028 | 0.69119 | 6.3389 |  |  |  | na
2.2283 | 1.4255 | 0.8028 | 6.3583 |  |  |  | na
2.4604 | 1.5463 | 0.9141 | 6.3778 |  |  |  | na
2.6775 | 1.6586 | 1.0189 | 6.3972 |  |  |  | na
2.8677 | 1.7562 | 1.1115 | 6.4167 |  |  |  | na
3.0204 | 1.8337 | 1.1867 | 6.4361 |  |  |  | na
3.1273 | 1.887 | 1.2403 | 6.4556 |  |  |  | na
3.1826 | 1.9131 | 1.2695 | 6.475 |  |  |  | na
3.1833 | 1.9108 | 1.2725 | 6.4944 |  |  |  | na
3.1296 | 1.8802 | 1.2494 | 6.5139 |  |  |  | na
3.0244 | 1.823 | 1.2014 | 6.5333 |  |  |  | na
2.8737 | 1.7426 | 1.1311 | 6.5528 |  |  |  | 1.1311
2.686 | 1.6434 | 1.0426 | 6.5722 |  |  |  | 1.0426
2.4717 | 1.531 | 0.94063 | 6.5917 |  |  |  | 0.94063
2.2426 | 1.4116 | 0.83098 | 6.6111 |  |  |  | 0.83098
2.0115 | 1.2918 | 0.7197 | 6.6306 |  |  |  | 0.7197
1.7913 | 1.1783 | 0.61297 | 6.65 |  |  |  | 0.61297
1.594 | 1.0773 | 0.51668 | 6.6694 |  |  |  | 0.51668
1.4305 | 0.99432 | 0.43618 | 6.6889 |  |  |  | 0.43618
1.3099 | 0.934 | 0.37592 | 6.7083 |  |  |  | 0.37592
1.2388 | 0.89959 | 0.33922 | 6.7278 |  |  |  | 0.33922
1.2211 | 0.89297 | 0.3281 | 6.7472 |  |  |  | 0.3281
1.2576 | 0.91445 | 0.34316 | 6.7667 |  |  |  | 0.34316
1.3464 | 0.96281 | 0.38357 | 6.7861 |  |  |  | 0.38357
1.4824 | 1.0353 | 0.44706 | 6.8056 |  |  |  | 0.44706
1.6581 | 1.128 | 0.5301 | 6.825 |  |  |  | 0.5301
1.8637 | 1.2356 | 0.62809 | 6.8444 |  |  |  | 0.62809
2.0879 | 1.3523 | 0.73558 | 6.8639 |  |  |  | 0.73558
2.3181 | 1.4715 | 0.84662 | 6.8833 |  |  |  | 0.84662
2.5417 | 1.5866 | 0.95504 | 6.9028 |  |  |  | 0.95504
2.7462 | 1.6914 | 1.0548 | 6.9222 |  |  |  | 1.0548
2.9204 | 1.7799 | 1.1405 | 6.9417 |  |  |  | 1.1405
3.0546 | 1.8474 | 1.2072 | 6.9611 |  |  |  | 1.2072
3.1414 | 1.89 | 1.2514 | 6.9806 |  |  |  | 1.2514
3.1759 | 1.9055 | 1.2704 | 7 |  |  |  | 1.2704
Note on J11: The IF function in column H constitutes the input data for the neap max.min tidal range search. It should work for a greater number of days than seven, but may require modification. If the neap min tidal range occurs for instance, between day 13 and fourteen, then please alter the denominator of the devision in the function to, i.e., 13.5, 14.5 etc.

## Manning selection and V
RESULTS SHEET
[7 empty] | max | min | average |  |  | Manning's coefficient (n) selection criteria: |  |  |  |  | The most important factors that affect the selection of channel n values are:
Cross sectional area at channel entrance: |  |  |  | 42479 |  | Gravity: | 9.81 | na | na |  |  | Selection of Manning's roughness coefficient |  |  |  |  | 1. the type and size of the materials that compose the bed and banks of the channel
Cross sectional area at section two: |  |  |  | 22889.5 |  | Hydrlc r | 9.1807 | 31.121 | 12.1899 |  |  | Correction factors based on channel composition |  |  |  |  | 2. the shape of the channel.
Average cross sectioanl area for both locations: |  |  |  | 32684.25 |  | Slope | 0.00014535 | 9.4938e-05 | 0.00012014 | [7 empty] | Cowan (1956) developed a procedure for estimating the effects of these factors to determine
Wetted perimeter at site one: |  |  |  | 4627 |  | n value | 0.031022 | na | na | [7 empty] | the value of n for a channel. The value of n may be computed by
Wetted perimeter at site two: |  |  |  | 735.5 |  | Site dist. | 9926 | na | na | [7 empty] | n=(nb +n1 +n2 +n3 +n4)m (3)
Avergae wetted perimeter: |  |  |  | 2681.25 |  | Density | 1027 | na | na | [7 empty] | where :
Max tidal height difference |  |  |  | 1.4427 | [12 empty] | nb =a base value of n for a straight, uniform, smooth channel in natural materials
Minimum tide height difference: |  |  |  | 0.94235 | [12 empty] | n1 =a correction factor for the effect of surface irregularities
Average tidal height difference: |  |  |  | 1.1925 |  |  |  |  | 5 | 0.0013889 | 2.5722 | [5 empty] | n2 = a value for variations in shape and size of the channel cross section,
n3 =a value for obstructions
Bernoulli solution for flow rate: |  | V theoretical = (√ (2g*(∆h))) - Efriction | [5 empty] | rms Vav = Vmax/sqrt3 |  |  | 2.8868 | [5 empty] | n4 =a value for vegetation and flow conditions
| m/s | knots | Frictional correction factor | [13 empty] | m=a correction factor for meandering of the channel
Max spring | 5.3204 | 10.342
Max neap | 4.2999 | 8.3583 |  | 0.32027 | [7 empty] | knots | m/s | Cells that are red and green here |  |  | Meandering (m) | 1.0007 | Negligible meander, adjustment factor 1
Average | 4.8371 | 9.4026 |  |  |  |  | Measured flow rate at inlet: |  |  |  |  | 2.75 | 1.4147 | are used to interpolate venturi |  |  | The degree of meandering, m, depends on the ratio of the total length of the meandering
[7 empty] | Measured flow rate at section two: |  |  |  |  | 5 | 2.5722 | effects at channel constrictions. |  |  | channel in the reach being considered to the straight length of the channel reach. The
Manning's equation solution to flow rate: |  |  | V = (1/n) * R 2/3 * S ½ |  |  |  | Interpolated average: |  |  |  |  | 3.875 | 1.9935 | If the channel of interest is of |  |  | meandering is considered minor for ratios of 1.0 to 1.2, appreciable for ratios of 1.2 to 1.5,
[7 empty] | Interpolation of Mannings solution for inlet: |  |  |  |  | 2.0076 | 1.0328 | uniform CSA, please ignore! |  |  | and severe for ratios of 1.5 and greater. According to Chow (1959), meanders can increase
| m/s | knots |  |  |  |  | Interpolation of Mannings solution for outlet: |  |  |  |  | 4.0152 | 2.0656 |  |  | Max neap | the n values by as much as 30 percent where flow is confined within a stream channel. The |  |  |  | BASE n | 0.02 | Select base from the above table. Admiralty legend for sea bed conditions will be useful
Max spring | 1.704 | 3.3122 | [8 empty] | Max sprng | 4.4163 | 2.2719 |  | 3.5692 | 1.8362 | meander adjustment should be considered only when the flow is confined to the channel.
Max neap | 1.3771 | 2.6769 |  |  | m/s | [6 empty] | A1v1 | A2V2 | ∆E | loss/m | ratio loss | There may be very little flow in a meandering channel when there is flood-plain flow.
Average | 1.5492 | 3.0114 | average based on K5 |  | 1.8715 |  | Venturi effect possible in channel: |  |  | ρA1v1=ρA2v2-Efr |  | 119971315.75 | 117537582.5 | 2433733.25 | 245.1877 | 0.97971
[17 empty] | Irregularity (n1) | 0.002 | Select n1 from the table to right, estimate based on contours etc
Where the ratio of width to depth is small, roughness caused by eroded and scalloped banks,
These values are average bulk flow rate. That is, due to shear profiles you may expect higher velocities in the | [16 empty] | projecting points, and exposed tree roots along the banks must be accounted for by fairly
top portion of the flow, and tends towards zero at the sea bed. | [16 empty] | large adjustments. Chow (1959) and Benson and Dalrymple (1967) showed that severely
eroded and scalloped banks can increase n values by as much as 0.02. Larger adjustments
Simulataneous solutions for another West coast site, should yield the sensitivity of the two distinct approaches> | [16 empty] | may be required for very large, irregular banks that have projecting points.
[17 empty] | Variation in Channel Cross Section (n2) |  |  | 0.003
The value of n is not affected significantly by relatively large changes in the shape and size
of cross sections if the changes are gradual and uniform. Greater roughness is associated
with alternating large and small cross sections and sharp bends, constrictions, and
side-to-side shifting of the low-water channel. The degree of the effect of changes in the size
of the channel depends primarily on the number of alternations of large and small sections
and secondarily on the magnitude of the changes. The effects of abrupt changes may extend
downstream for several hundred meters. The n value for a reach below a disturbance may
require adjustment, even though none of the roughness-producing factors are apparent in the
study reach. A maximum increase in n of 0.003 will result from the usual amount of channel
curvature found in designed channels and in the reaches of natural channels used to compute
discharge (Benson and Dalrymple. 1967).
[17 empty] | Obstruction (n3) | 0.001
Obstructions, such as logs, stumps, boulders, debris, pilings, and bridge piers-disturb the
flow pattern in the channel and increase roughness. The amount of increase depends on the
shape of the obstruction; the size of the obstruction in relation to that of the cross section;
and the number, arrangement, and spacing of obstructions. The effect of obstructions on the
roughness coefficient is a function of the flow velocity. When the flow velocity is high, an
obstruction exerts a sphere of influence that is much larger than the obstruction because the
obstruction affects the flow pattern for considerable distances on each side. The sphere of
influence for velocities that generally occur in channels that have gentle to moderately steep
slopes is about three to five times the width of the obstruction. Several obstructions can
create overlapping spheres of influence and may cause considerable disturbance, even
though the obstructions may occupy only a small part of a channel cross section. Chow
(1959) assigned adjustment values to four levels of obstruction: negligible, minor,
appreciable, and severe (Table 2).
[17 empty] | Vegetation (n4) | 0.005
The extent to which vegetation affects n depends on the depth of flow, the percentage of the
wetted perimeter covered by the vegetation, the density of vegetation below the high-water
line, the degree to which the vegetation is flattened by high water, and the alignment of
vegetation relative to the flow. Rows of vegetation that parallel the flow may have less
effect than rows of vegetation that are perpendicular to the flow. The adjustment values
given in Table 2 apply to constricted channels that are narrow in width. In wide channels
having small depth-to-width ratios and no vegetation on the bed, the effect of bank
vegetation is small, and the maximum adjustment is about 0.005. If the channel is relatively
narrow and has steep banks covered by dense vegetation that hangs over the channel, the
maximum adjustment is about 0.03. The larger adjustment values given in Table 2 apply
only in places where vegetation covers most of the channel.
Note on A4: Please note, dpending on the amount of measurements entered in the previous worksheet corresponding to the depth, and sea bed distance, it may be required to alter the cell reference to capture the data. For example, If the CSA on worksheet three is a box lower at your own attempt, F4 on this sheet will record information from the cell one above the desired result.
Note on F14: This is a modified version of Bernoilli's equation. This equation is idealised for steady flow energy derivation, but will require a frictional term, and averaging for different flow speeds, which is done here
Note on F20: Hydraulic Radius, R = A/p Where: A = Cross Sectional Area at inlet P = Wetted perimeter, i.e., the distance from high water mark to high water mark along the sea bed Slope, S = h/l Where: H = head difference given by the phase difference, resolved as a gradient over the channel length L = Channel length
Note on G15: initial estimate based on correlation with manning solution
Note on I5: inlet
Note on I18: these values for velocity will generally be mean peak spring, close to the surface. Shear profiles will allow us to ascertain flow characteristics at any depth.
Note on I25: By applying the venturi effect equation, it may be possible to ascertain an overall frictional coefficient for the channel, as it displays a constricting convergence towards port two. By doing this, and solving the venturi, manning and Bernoulli equations simulataneously for the unknown, a tentative frictional coefficient may be derived. A sensitivity analysis, using the same procedure in another site where flow rate information is known. Thus the impact of small variable changes can be quantified.
Note on J5: outlet
Note on K5: average
Note on R21: If the channel of interest has a uniform cross section, then please remember to alter cells G3, G4and G5 on the next worksheet so that they reference D 23, 24 and 25 on this worksheet, rather than venturi effect results in this table.
Note on R25: It can be noted that the this ratio infers friction does not affect the flow velocity a great amount, compared to F17. Perhaps this can be attributed to turbulence disturbing the velocity to a much higher degree. Mannings solution therefore would seem the most viable and accurate. Also, as Bernoulli's equations do not account for many factors, this value should give an indication of the accuracy of the emasurements. One may expect this ratio to be less, perhpas inferng in turn slightly optimistic values of Manning's velocity. Indeed they are possibly a little high, before 'correction' at least.
Note on V17: measure the length of the channel as one may travel it, (between cross sections), then divide this by the straight line distance between cross sections.

## SIF,rejuv and Power
[31 empty] | Type of mechanism: |  | axial 1 |  | swp area |  | Type of mechanism: |  | axial 2 |  | swpt area |  | Type of mechanism: |  | axial 3 |  |  |  | Type of mechanism: |  | axial 4 |  |  |  | Type of mechanism: |  | axial 5 |  |  |  | Type of mechanism: |  | axial 6 |  |  |  | Type of mechanism: |  | darrieus 1 |  |  | 10 | Type of mechanism: |  | crossflow 2 |  |  | 32 | Type of mechanism: |  | crossflow 3 |  |  |  | Type of mechanism: |  | osc hydrofoil1 |  |  |  | Type of mechanism: |  | osc hydrofoil1 |  |  |  | Type of mechanism: |  | osc hydro 2 |  |  |  | Type of mechanism: |  | osci hyd 3 |  |  |  | Type of mechanism: | [5 empty] | Type of mechanism: | [5 empty] | Type of mechanism:
| Variables |  |  | Over tidal cycle in question |  |  |  |  | Significant impact factor and thus, increased n for obstructions | [5 empty] | n (obst) | Representitive no.turbines, and likely no. | [9 empty] | Obstruction (n3) |  | The section to the right is the SIF |  |  | Total N | N obstruct | cut in | 0.75 | 392.6991 |  | Total N | N obstruct | cut in | 0.75 | 530.1438 |  | Total N | N obstruct | cut in | 0.75 | 628.3185 |  | Total N | N obstruct | cut in | 0.75 | 0 |  | Total N | N obstruct | cut in | 0.75 | 0 |  | Total N | N obstruct | cut in | 0.75 | 0 |  | Total N | N obstruct | cut in | 0.75 | 1248.0221 | 6 | Total N | N obstruct | cut in | 0.75 | 1168.2117 | 20 | Total N | N obstruct | cut in | 0.75 | 1430.1002 |  | Total N | N obstruct | cut in | 0.75 | 0 |  | Total N | N obstruct | cut in | 0.75 | 0 |  | Total N | N obstruct | cut in | 0.75 | 1117.0107 |  | Total N | N obstruct | cut in | 0.75 | 1214.4275 | 10th of csa | Total N | N obstruct | cut in | 0.75 | 1423.619 |  | Total N | N obstruct | cut in | 0.75 | 0 |  | Total N | N obstruct | cut in | 0.75 | 0
Omega,Ω | 0.00014056 | radians/s |  | Velocity, max spring |  | 2.2719 | m/s (1) |  | Mannings | 0.034354 | Obstruction coefficient for small% blockage |  |  |  | 0.00333 | 10 | 3.643 | 2 | 500kW/tur | [6 empty] | Obstructions, such as logs, stumps, boulders, debris, pilings, and bridge piers-disturb the |  | calculation tool. Please hover the cursor |  |  | 0.031937 | 0.00091498 | rated | 2 | 1.7156 |  | 0.032257 | 0.001234 | rated | 2 | 2.3161 |  | 0.032485 | 0.0014625 | rated | 2 | 2.745 |  | 0.031022 | 0 | rated | 2 | 0 |  | 0.031022 | 0 | rated | 2 | 0 |  | 0.031022 | 0 | rated | 2 | 0 |  | 0.033512 | 0.0024882 | rated | 2 | 5.4524 | 113.0973 | 0.033746 | 0.002722 | rated | 2 | 5.1037 | 1256.6371 | 0.034356 | 0.0033322 | rated | 2 | 6.2478 |  | 0.031022 | 0 | rated | 2 | 0 |  | 0.031022 | 0 | rated | 2 | 0 |  | 0.031412 | 0.0003904 | rated | 2 | 4.88 |  | 0.031446 | 0.00042448 | rated | 2 | 5.3056 |  | 0.03152 | 0.00049756 | rated | 2 | 6.2195 |  | 0.031022 | 0 | rated | 2 | 0 |  | 0.031022 | 0 | rated | 2 | 0
Period, T | 44700 | seconds |  | Velocity, max neap |  | 1.8362 | m/s (2) |  | Mannings | 0.037686 | Obstruction coefficient for med% blockage |  |  |  | 0.00666 | R = 10m | 7.286 | 4 | 500kW/tur |  | Power capture per year, kWh |  |  |  |  | flow pattern in the channel and increase roughness. The amount of increase depends on the |  | over the cells to see a description of the |  |  | av veloc |  | eff/Cp | 0.395 | 1.3167 |  | av veloc |  | eff/Cp | 0.451 | 1.5033 |  | av veloc |  | eff/Cp | 0.457 | 1.5233 |  | av veloc |  | eff/Cp | 0.31 | 1.0333 |  | av veloc |  | eff/Cp | 0.31 | 1.0333 |  | av veloc |  | eff/Cp | 0.31 | 1.0333 |  | av veloc |  | eff/Cp | 0.332 | 1.1067 | 100 | av veloc |  | eff/Cp | 0.264 | 0.88 | 1024 | av veloc |  | eff/Cp | 0.25 | 0.83333 |  | av veloc |  | eff/Cp | 0.25 | 0.83333 |  | av veloc |  | eff/Cp | 0.25 | 0.83333 |  | av veloc |  | eff/Cp | 0.106 | 0.35333 |  | av veloc |  | eff/Cp | 0.13 | 0.43333 | 0.53061 | av veloc |  | eff/Cp | 0.15 | 0.5 | 0.62195 | av veloc |  | eff/Cp | 0.05 | 0.16667 |  | av veloc |  | eff/Cp | 0.05 | 0.16667
Density,ρ | 1027 | kg/m^3 |  | Velocity, average |  | 2.0656 | m/s (3) |  | Mannings | 0.044937 | Obstruction coefficient for large% blockage |  |  |  | 0.013905 | R = 10m | 10.9289 | 8 | 500kW/tur |  | 20170228622.7611 | 29299663701.5965 | 25003247204.427 |  |  | shape of the obstruction; the size of the obstruction in relation to that of the cross section; |  | inputs and outputs. Please also note that |  |  | 2.0064 | >venturi | Radius | 5 | P capt/yr |  | 1.9865 | >venturi | Radius | 7.5 | P capt/yr |  | 1.9725 | >venturi | Radius | 10 | P capt/yr |  | 2.0656 | >venturi | Radius | 10 | P capt/yr |  | 2.0656 | >venturi | Radius | 10 | P capt/yr |  | 2.0656 | >venturi | Radius | 10 | P capt/yr |  | 1.9121 | >venturi | calc | 7.5333 | P capt/yr | 8 | 1.8988 | >venturi | calc | 11.1333 | P capt/yr | 1.8025 | 1.8651 | >venturi | calc | 15.0867 | P capt/yr |  | 2.0656 | >venturi | Radius | 0 | P capt/yr |  | 2.0656 | >venturi | Radius | 0 | P capt/yr |  | 2.0399 | >venturi | calc | 6.6667 | P capt/yr |  | 2.0377 | >venturi | calc | 8.0267 | P capt/yr |  | 2.0329 | >venturi | calc | 9.52 | P capt/yr |  | 2.0656 | >venturi | calc | 0 | P capt/yr |  | 2.0656 | >venturi | calc | 0 | P capt/yr
CSA | 32684.25 | m^2 | Venturi CSA at deployment site: |  |  | 22889.5 |  |  |  | Reduction in average velocity due to increased n | [5 empty] | Turbine rated power in kW, estimated |  |  |  |  | 20170228.6228 | 29299663.7016 | 25003247.2044 |  |  | and the number, arrangement, and spacing of obstructions. The effect of obstructions on the |  | the SIF tool is operated in the same way |  |  | 1.5048 | >whl chn | No. turb | 5 | 18015212333.0179 |  | 1.4899 | >whl chn | no. turb | 3 | 26921234711.509 |  | 1.4794 | >whl chn | No turbs | 2 | 31652984393.758 |  | 1.5492 | >whl chn | No turbs | 0 | 0 |  | 1.5492 | >whl chn | No turbs | 0 | 0 |  | 1.5492 | >whl chn | No turbs | 0 | 0 |  | 1.4341 | >whl chn | No turbs | 7 | 41605602243.0978 | 4.5 | 1.4241 | >whl chn | No turbs | 3 | 30328535123.6827 |  | 1.3988 | >whl chn | No turbs | 2 | 33271436110.2652 |  | 1.5492 | >whl chn | No turbs | 0 | 0 |  | 1.5492 | >whl chn | No turbs | 0 | 0 |  | 1.5299 | >whl chn | No turbs | 8 | 14452367457.4271 |  | 1.5283 | >whl chn | No turbs | 6 | 19207770999.9127 |  | 1.5247 | >whl chn | No turbs | 5 | 25800055190.9003 |  | 1.5492 | >whl chn | No turbs | 0 | 0 |  | 1.5492 | >whl chn | No turbs | 0 | 0
Length | 9926 | metres | [6 empty] | Max | 1.5387 | Max | 1.4026 | Max | 1.1763 | m/s | Axial | X flow | Osc hydr | Shrouded |  | 72612823041.9399 | 105478789325.748 | 90011689935.9371 |  |  | roughness coefficient is a function of the flow velocity. When the flow velocity is high, an |  | as the SIF calculation in columns J to T |  |  | percentage change SIF loss |  |  |  | 18015212.333 |  | percentage change SIF loss |  |  |  | 26921234.7115 |  | percentage change SIF loss |  |  |  | 31652984.3938 |  | percentage change SIF loss |  |  |  | 0 |  | percentage change SIF loss |  |  |  | 0 |  | percentage change SIF loss |  |  |  | 0 |  | percentage change SIF loss |  |  |  | 41605602.2431 | 63.6173 | percentage change SIF loss |  |  |  | 30328535.1237 | 3.4025 | percentage change SIF loss |  |  |  | 33271436.1103 | 4.1652 | percentage change SIF loss |  |  |  | 0 |  | percentage change SIF loss |  |  |  | 0 |  | percentage change SIF loss |  |  |  | 14452367.4574 |  | percentage change SIF loss |  |  |  | 19207770.9999 |  | percentage change SIF loss |  |  |  | 25800055.1909 |  | percentage change SIF loss |  |  |  | 0 |  | percentage change SIF loss |  |  |  | 0
Volume | 324423865.5 | m^3 | N value | 0.031022 |  |  |  |  | Min | 1.2435 | Min | 1.1336 | Min | 0.95068 | m/s | 500 | 500 | 500 | 750 |  | 5.1265e+13 | 7.4468e+13 | 6.3548e+13 |  |  | obstruction exerts a sphere of influence that is much larger than the obstruction because the |  | In this way, the SIF of different technologies |  |  | 1 |  |  |  | 64854764398.8643 |  | 2 |  |  |  | 96916444961.4323 |  | 3 |  |  |  | 113950743817.529 |  | 4 |  |  |  | 0 |  | 5 |  |  |  | 0 |  | 6 |  |  |  | 0 |  | 1 |  | sqrt of area | 11.3 | 149780168075.152 | 64 | 2 |  | sqrt of area | 16.7 | 109182726445.258 |  | 3 |  | sqrt of area | 22.63 | 119777169996.955 |  | 4 |  | sqrt of area | 0 | 0 |  | 4 |  | sqrt of area | 0 | 0 |  | 1 |  | sqrt of area | 10 | 52028522846.7376 |  | 2 |  | sqrt of area | 12.04 | 69147975599.6855 |  | 3 |  | sqrt of area | 14.28 | 92880198687.2411 |  | 4 |  | sqrt of area | 0 | 0 |  | 5 |  | sqrt of area | 0 | 0
Mass | 333183309868.5 | kg | [6 empty] | Average | 1.3989 | Average | 1.2752 | Average | 1.0695 | m/s | [10 empty] | obstruction affects the flow pattern for considerable distances on each side. The sphere of |  | compared with the same input conditions. |  |  |  |  | Veloc fact |  | 4.5787e+13 |  |  |  | Veloc fact |  | 6.8423e+13 |  |  |  | Veloc fact |  | 8.0449e+13 |  |  |  | Veloc fact |  | 0 |  |  |  | Veloc fact |  | 0 |  |  |  | Veloc fact |  | 0 |  |  |  | Veloc fact |  | 105744798661057 |  |  |  | Veloc fact |  | 77083004870352 |  |  |  | Veloc fact |  | 8.4563e+13 |  |  |  | Veloc fact |  | 0 |  |  |  | Veloc fact |  | 0 |  |  |  | Veloc fact |  | 3.6732e+13 |  |  |  | Veloc fact |  | 48818470773378 |  |  |  | Veloc fact |  | 6.5573e+13 |  |  |  | Veloc fact |  | 0 |  |  |  | Veloc fact |  | 0
Cut in | 0.75 | m/s | [6 empty] | V loss | 9.7 | V loss | 17.6845 | V loss | 30.9657 | % | [10 empty] | influence for velocities that generally occur in channels that have gentle to moderately steep |  | Calculating blockage should be as before |  |  | 2.8669 |  | 0.75496 | >total sif | 3.6219 |  | 3.8281 |  | 1.151 |  | 4.9791 |  | 4.5053 |  | 1.3726 |  | 5.8779 |  | 0 |  | 0 |  | 0 |  | 0 |  | 0 |  | 0 |  | 0 |  | 0 |  | 0 |  | 7.43 |  | 1.6445 |  | 9.0745 |  | 8.0719 |  | 1.4207 |  | 9.4925 |  | 9.7057 |  | 1.6176 |  | 11.3233 |  | 0 |  | 0 |  | 0 |  | 0 |  | 0 |  | 0 |  | 1.2437 |  | 0.087888 |  | 1.3316 |  | 1.3508 |  | 0.11707 |  | 1.4679 |  | 1.5797 |  | 0.15797 |  | 1.7376 |  | 0 |  | 0 |  | 0 |  | 0 |  | 0 |  | 0
Rated | 2 | m/s |  | Betz/GGS/Cp | 0.44 | [20 empty] | slopes is about three to five times the width of the obstruction. Several obstructions can | [41 empty] | 8 12 16 32
create overlapping spheres of influence and may cause considerable disturbance, even
| Time, t |  | Calculation steps |  | Velocity, V, max, min, and aver. |  |  | Power, W | Accel, a | Force, F | velocity | Power, W | Ek/v loss | V after | rejuvinatn | velocity | Power, W | Ek/v loss | V after | rejuvinatn | velocity | Power, W | Ek/v loss | V after | rejuvinatn | though the obstructions may occupy only a small part of a channel cross section. Chow |  | Columns for turbine energy yield |  |  | velocity | Power, W | Ek/v loss | V after | rejuvinatn |  | velocity | Power, W | Ek/v loss | V after | rejuvinatn |  | velocity | Power, W | Ek/v loss | V after | rejuvinatn |  | velocity | Power, W | Ek/v loss | V after | rejuvinatn |  | velocity | Power, W | Ek/v loss | V after | rejuvinatn |  | velocity | Power, W | Ek/v loss | V after | rejuvinatn |  | velocity | Power, W | Ek/v loss | V after | rejuvinatn |  | velocity | Power, W | Ek/v loss | V after | rejuvinatn |  | velocity | Power, W | Ek/v loss | V after | rejuvinatn |  | velocity | Power, W | Ek/v loss | V after | rejuvinatn |  | velocity | Power, W | Ek/v loss | V after | rejuvinatn |  | velocity | Power, W | Ek/v loss | V after | rejuvinatn |  | velocity | Power, W | Ek/v loss | V after | rejuvinatn |  | velocity | Power, W | Ek/v loss | V after | rejuvinatn |  | velocity | Power, W | Ek/v loss | V after | rejuvinatn |  | velocity | Power, W | Ek/v loss | V after | rejuvinatn
hours | minutes | seconds | Ωt | SINΩt | VSINΩt (1 | VSINΩt (2 | VSINΩt (3 | 0.5ρAV^3 | V/t, m/s/s | ma, N | m/s | 0.5ρAV^3 | After turb. | m/s | m |  | 0.5ρAV^3 | After turb. | m/s | m |  | 0.5ρAV^3 | After turb. | m/s | m | (1959) assigned adjustment values to four levels of obstruction: negligible, minor, |  | per year calculations |  |  | m/s | 0.5ρAV^3 | After turb. | m/s | m |  | m/s | 0.5ρAV^3 | After turb. | m/s | m |  | m/s | 0.5ρAV^3 | After turb. | m/s | m |  | m/s | 0.5ρAV^3 | After turb. | m/s | m |  | m/s | 0.5ρAV^3 | After turb. | m/s | m |  | m/s | 0.5ρAV^3 | After turb. | m/s | m |  | m/s | 0.5ρAV^3 | After turb. | m/s | m |  | m/s | 0.5ρAV^3 | After turb. | m/s | m |  | m/s | 0.5ρAV^3 | After turb. | m/s | m |  | m/s | 0.5ρAV^3 | After turb. | m/s | m |  | m/s | 0.5ρAV^3 | After turb. | m/s | m |  | m/s | 0.5ρAV^3 | After turb. | m/s | m |  | m/s | 0.5ρAV^3 | After turb. | m/s | m |  | m/s | 0.5ρAV^3 | After turb. | m/s | m |  | m/s | 0.5ρAV^3 | After turb. | m/s | m |  | m/s | 0.5ρAV^3 | After turb. | m/s | m
0 | 0 | 0 | 0 | 0 | 0 | 0 | 0 | 0 | 0 | 0 | 0 | 0 | 0 | 0 | 0 | 0 | 0 | 0 | 0 | 0 | 0 | 0 | 0 | 0 | 0 | appreciable, and severe (Table 2). | 1 | 0 | 0 | 0 | 0 | 0 | 0 | 0 | 0 | 0 | 0 | 0 | 0 | 0 | 0 | 0 | 0 | 0 | 0 | 0 | 0 | 0 | 0 | 0 | 0 | 0 | 0 | 0 | 0 | 0 | 0 | 0 | 0 | 0 | 0 | 0 | 0 | 0 | 0 | 0 | 0 | 0 | 0 | 0 | 0 | 0 | 0 | 0 | 0 | 0 | 0 | 0 | 0 | 0 | 0 | 0 | 0 | 0 | 0 | 0 | 0 | 0 | 0 | 0 | 0 | 0 | 0 | 0 | 0 | 0 | 0 | 0 | 0 | 0 | 0 | 0 | 0 | 0 | 0 | 0 | 0 | 0 | 0 | 0 | 0 | 0 | 0 | 0 | 0 | 0 | 0 | 0 | 0 | 0 | 0 | 0 | 0 | 0 | 0 | 0
0.083333 | 5 | 300 | 0.042169 | 0.042157 | 0.095777 | 0.077406 | 0.087077 | 11081.4337 | 0.00029026 | 96709167.3666 | 0.058973 | 3442.258 | 0 | 0.058973 | 0 | 0.053759 | 2607.4974 | 0 | 0.053759 | 0 | 0.045085 | 1538.0658 | 0 | 0.045085 | 0 |  | 2 | 0 | 0 | 0 | 0.084581 | 10155.4016 | 0 | 0.084581 | 0 | 0 | 0.083744 | 9856.8894 | 0 | 0.083744 | 0 | 0 | 0.083154 | 9650.142 | 0 | 0.083154 | 0 | 0 | 0.087077 | 11081.4337 | 0 | 0.087077 | 0 | 0 | 0.087077 | 11081.4337 | 0 | 0.087077 | 0 | 0 | 0.087077 | 11081.4337 | 0 | 0.087077 | 0 | 0 | 0.080608 | 8790.3578 | 0 | 0.080608 | 0 | 0 | 0.080049 | 8608.7692 | 0 | 0.080049 | 0 | 0 | 0.078626 | 8157.8693 | 0 | 0.078626 | 0 | 0 | 0.087077 | 11081.4337 | 0 | 0.087077 | 0 | 0 | 0.087077 | 11081.4337 | 0 | 0.087077 | 0 | 0 | 0.085994 | 10673.0977 | 0 | 0.085994 | 0 | 0 | 0.085901 | 10638.4103 | 0 | 0.085901 | 0 | 0 | 0.085702 | 10564.5329 | 0 | 0.085702 | 0 | 0 | 0.087077 | 11081.4337 | 0 | 0.087077 | 0 | 0 | 0.087077 | 11081.4337 | 0 | 0.087077 | 0 | 0
0.16667 | 10 | 600 | 0.084338 | 0.084238 | 0.19138 | 0.15467 | 0.174 | 88415.2514 | 0.00058 | 193246389.3629 | 0.11784 | 27464.6866 | 0 | 0.11784 | 0 | 0.10742 | 20804.3959 | 0 | 0.10742 | 0 | 0.09009 | 12271.7402 | 0 | 0.09009 | 0 |  | 3 | 0 | 0 | 0 | 0.16901 | 81026.7339 | 0 | 0.16901 | 0 | 0 | 0.16734 | 78645.0002 | 0 | 0.16734 | 0 | 0 | 0.16616 | 76995.4275 | 0 | 0.16616 | 0 | 0 | 0.174 | 88415.2514 | 0 | 0.174 | 0 | 0 | 0.174 | 88415.2514 | 0 | 0.174 | 0 | 0 | 0.174 | 88415.2514 | 0 | 0.174 | 0 | 0 | 0.16107 | 70135.4822 | 0 | 0.16107 | 0 | 0 | 0.15995 | 68686.6437 | 0 | 0.15995 | 0 | 0 | 0.15711 | 65089.0561 | 0 | 0.15711 | 0 | 0 | 0.174 | 88415.2514 | 0 | 0.174 | 0 | 0 | 0.174 | 88415.2514 | 0 | 0.174 | 0 | 0 | 0.17184 | 85157.2676 | 0 | 0.17184 | 0 | 0 | 0.17165 | 84880.5076 | 0 | 0.17165 | 0 | 0 | 0.17125 | 84291.0632 | 0 | 0.17125 | 0 | 0 | 0.174 | 88415.2514 | 0 | 0.174 | 0 | 0 | 0.174 | 88415.2514 | 0 | 0.174 | 0 | 0
0.25 | 15 | 900 | 0.12651 | 0.12617 | 0.28665 | 0.23167 | 0.26061 | 297076.835 | 0.00086871 | 289440026.331 | 0.1765 | 92281.8409 | 0 | 0.1765 | 0 | 0.16089 | 69903.1446 | 0 | 0.16089 | 0 | 0.13493 | 41233.2678 | 0 | 0.13493 | 0 |  | 4 | 0 | 0 | 0 | 0.25314 | 272251.2835 | 0 | 0.25314 | 0 | 0 | 0.25064 | 264248.6153 | 0 | 0.25064 | 0 | 0 | 0.24887 | 258706.0214 | 0 | 0.24887 | 0 | 0 | 0.26061 | 297076.835 | 0 | 0.26061 | 0 | 0 | 0.26061 | 297076.835 | 0 | 0.26061 | 0 | 0 | 0.26061 | 297076.835 | 0 | 0.26061 | 0 | 0 | 0.24125 | 235656.4817 | 0 | 0.24125 | 0 | 0 | 0.23958 | 230788.3582 | 0 | 0.23958 | 0 | 0 | 0.23532 | 218700.3991 | 0 | 0.23532 | 0 | 0 | 0.26061 | 297076.835 | 0 | 0.26061 | 0 | 0 | 0.26061 | 297076.835 | 0 | 0.26061 | 0 | 0 | 0.25737 | 286129.9509 | 0 | 0.25737 | 0 | 0 | 0.25709 | 285200.0322 | 0 | 0.25709 | 0 | 0 | 0.2565 | 283219.4885 | 0 | 0.2565 | 0 | 0 | 0.26061 | 297076.835 | 0 | 0.26061 | 0 | 0 | 0.26061 | 297076.835 | 0 | 0.26061 | 0 | 0
0.33333 | 20 | 1200 | 0.16868 | 0.16788 | 0.38141 | 0.30825 | 0.34676 | 699806.5844 | 0.0011559 | 385119049.4948 | 0.23485 | 217382.9539 | 0 | 0.23485 | 0 | 0.21408 | 164666.7633 | 0 | 0.21408 | 0 | 0.17954 | 97130.8057 | 0 | 0.17954 | 0 |  | 5 | 0 | 0 | 0 | 0.33682 | 641326.4799 | 0 | 0.33682 | 0 | 0 | 0.33349 | 622475.0608 | 0 | 0.33349 | 0 | 0 | 0.33114 | 609418.6954 | 0 | 0.33114 | 0 | 0 | 0.34676 | 699806.5844 | 0 | 0.34676 | 0 | 0 | 0.34676 | 699806.5844 | 0 | 0.34676 | 0 | 0 | 0.34676 | 699806.5844 | 0 | 0.34676 | 0 | 0 | 0.321 | 555122.2382 | 0 | 0.321 | 0 | 0 | 0.31877 | 543654.6835 | 0 | 0.31877 | 0 | 0 | 0.31311 | 515179.7828 | 0 | 0.31311 | 0 | 0 | 0.34676 | 699806.5844 | 0 | 0.34676 | 0 | 0 | 0.34676 | 699806.5844 | 0 | 0.34676 | 0 | 0 | 0.34245 | 674019.6477 | 0 | 0.34245 | 0 | 0 | 0.34208 | 671829.0924 | 0 | 0.34208 | 0 | 0 | 0.34129 | 667163.6411 | 0 | 0.34129 | 0 | 0 | 0.34676 | 699806.5844 | 0 | 0.34676 | 0 | 0 | 0.34676 | 699806.5844 | 0 | 0.34676 | 0 | 0
0.41667 | 25 | 1500 | 0.21085 | 0.20929 | 0.47549 | 0.38428 | 0.4323 | 1355889.6765 | 0.001441 | 480113345.0428 | 0.29277 | 421183.9522 | 0 | 0.29277 | 0 | 0.26689 | 319045.2468 | 0 | 0.26689 | 0 | 0.22382 | 188192.9373 | 0 | 0.22382 | 0 |  | 6 | 0 | 0 | 0 | 0.4199 | 1242583.2689 | 0 | 0.4199 | 0 | 0 | 0.41575 | 1206058.2561 | 0 | 0.41575 | 0 | 0 | 0.41282 | 1180761.2791 | 0 | 0.41282 | 0 | 0 | 0.4323 | 1355889.6765 | 0 | 0.4323 | 0 | 0 | 0.4323 | 1355889.6765 | 0 | 0.4323 | 0 | 0 | 0.4323 | 1355889.6765 | 0 | 0.4323 | 0 | 0 | 0.40018 | 1075560.7745 | 0 | 0.40018 | 0 | 0 | 0.3974 | 1053342.151 | 0 | 0.3974 | 0 | 0 | 0.39034 | 998171.4442 | 0 | 0.39034 | 0 | 0 | 0.4323 | 1355889.6765 | 0 | 0.4323 | 0 | 0 | 0.4323 | 1355889.6765 | 0 | 0.4323 | 0 | 0 | 0.42692 | 1305926.9551 | 0 | 0.42692 | 0 | 0 | 0.42646 | 1301682.7092 | 0 | 0.42646 | 0 | 0 | 0.42547 | 1292643.3012 | 0 | 0.42547 | 0 | 0 | 0.4323 | 1355889.6765 | 0 | 0.4323 | 0 | 0 | 0.4323 | 1355889.6765 | 0 | 0.4323 | 0 | 0
0.5 | 30 | 1800 | 0.25301 | 0.25032 | 0.56872 | 0.45963 | 0.51706 | 2320091.6754 | 0.0017235 | 574254016.584 | 0.35018 | 720696.8224 | 0 | 0.35018 | 0 | 0.31922 | 545925.1102 | 0 | 0.31922 | 0 | 0.26771 | 322020.9393 | 0 | 0.26771 | 0 |  | 7 | 0 | 0 | 0 | 0.50224 | 2126210.6706 | 0 | 0.50224 | 0 | 0 | 0.49727 | 2063711.9439 | 0 | 0.49727 | 0 | 0 | 0.49377 | 2020425.7484 | 0 | 0.49377 | 0 | 0 | 0.51706 | 2320091.6754 | 0 | 0.51706 | 0 | 0 | 0.51706 | 2320091.6754 | 0 | 0.51706 | 0 | 0 | 0.51706 | 2320091.6754 | 0 | 0.51706 | 0 | 0 | 0.47864 | 1840414.9265 | 0 | 0.47864 | 0 | 0 | 0.47532 | 1802396.1671 | 0 | 0.47532 | 0 | 0 | 0.46688 | 1707992.3968 | 0 | 0.46688 | 0 | 0 | 0.51706 | 2320091.6754 | 0 | 0.51706 | 0 | 0 | 0.51706 | 2320091.6754 | 0 | 0.51706 | 0 | 0 | 0.51063 | 2234599.3999 | 0 | 0.51063 | 0 | 0 | 0.51008 | 2227336.9803 | 0 | 0.51008 | 0 | 0 | 0.50889 | 2211869.457 | 0 | 0.50889 | 0 | 0 | 0.51706 | 2320091.6754 | 0 | 0.51706 | 0 | 0 | 0.51706 | 2320091.6754 | 0 | 0.51706 | 0 | 0
0.58333 | 35 | 2100 | 0.29518 | 0.29092 | 0.66094 | 0.53417 | 0.60091 | 3641667.2165 | 0.002003 | 667373685.4401 | 0.40696 | 1131221.6749 | 0 | 0.40696 | 0 | 0.37098 | 856896.1294 | 0 | 0.37098 | 0 | 0.31112 | 505451.1898 | 0 | 0.31112 | 0 |  | 8 | 0 | 0 | 0 | 0.58368 | 3337347.3025 | 0 | 0.58368 | 0 | 0 | 0.5779 | 3239247.9185 | 0 | 0.5779 | 0 | 0 | 0.57383 | 3171304.9485 | 0 | 0.57383 | 0 | 0 | 0.60091 | 3641667.2165 | 0 | 0.60091 | 0 | 0 | 0.60091 | 3641667.2165 | 0 | 0.60091 | 0 | 0 | 0.60091 | 3641667.2165 | 0 | 0.60091 | 0 | 0 | 0.55626 | 2888755.9804 | 0 | 0.55626 | 0 | 0 | 0.5524 | 2829080.8946 | 0 | 0.5524 | 0 | 0 | 0.54258 | 2680902.6484 | 0 | 0.54258 | 0 | 0 | 0.60091 | 3641667.2165 | 0 | 0.60091 | 0 | 0 | 0.60091 | 3641667.2165 | 0 | 0.60091 | 0 | 0 | 0.59343 | 3507476.6496 | 0 | 0.59343 | 0 | 0 | 0.59279 | 3496077.3951 | 0 | 0.59279 | 0 | 0 | 0.59141 | 3471799.2284 | 0 | 0.59141 | 0 | 0 | 0.60091 | 3641667.2165 | 0 | 0.60091 | 0 | 0 | 0.60091 | 3641667.2165 | 0 | 0.60091 | 0 | 0
0.66667 | 40 | 2400 | 0.33735 | 0.33099 | 0.75199 | 0.60775 | 0.68368 | 5363457.8106 | 0.0022789 | 759306788.2378 | 0.46303 | 1666066.493 | 0 | 0.46303 | 0 | 0.42208 | 1262039.051 | 0 | 0.42208 | 0 | 0.35398 | 744429.9466 | 0 | 0.35398 | 0 |  | 9 | 0 | 0 | 0 | 0.66408 | 4915254.5777 | 34576.3784 | 0.66252 | 5 | 34576.3784 | 0.65751 | 4770773.5266 | 0 | 0.65751 | 0 | 0 | 0.65288 | 4670706.9275 | 0 | 0.65288 | 0 | 0 | 0.68368 | 5363457.8106 | 0 | 0.68368 | 0 | 0 | 0.68368 | 5363457.8106 | 0 | 0.68368 | 0 | 0 | 0.68368 | 5363457.8106 | 0 | 0.68368 | 0 | 0 | 0.63289 | 4254568.0055 | 0 | 0.63289 | 0 | 0 | 0.6285 | 4166678.3698 | 0 | 0.6285 | 0 | 0 | 0.61733 | 3948441.0283 | 0 | 0.61733 | 0 | 0 | 0.68368 | 5363457.8106 | 0 | 0.68368 | 0 | 0 | 0.68368 | 5363457.8106 | 0 | 0.68368 | 0 | 0 | 0.67518 | 5165821.5629 | 27738.2535 | 0.67397 | 4 | 27738.2535 | 0.67445 | 5149032.7085 | 36865.2418 | 0.67284 | 6 | 36865.2418 | 0.67288 | 5113275.7557 | 49517.7328 | 0.6707 | 8 | 49517.7328 | 0.68368 | 5363457.8106 | 0 | 0.68368 | 0 | 0 | 0.68368 | 5363457.8106 | 0 | 0.68368 | 0 | 0
0.75 | 45 | 2700 | 0.37952 | 0.37048 | 0.8417 | 0.68025 | 0.76525 | 7521093.3956 | 0.0025508 | 849889871.2755 | 0.51826 | 2336299.1077 | 0 | 0.51826 | 0 | 0.47244 | 1769737.7153 | 0 | 0.47244 | 0 | 0.39621 | 1043902.5257 | 0 | 0.39621 | 0 |  | 10 | 0 | 0 | 0 | 0.74331 | 6892584.9792 | 48485.9172 | 0.74156 | 6 | 48485.9172 | 0.73595 | 6689981.4503 | 72539.0084 | 0.73328 | 10 | 72539.0084 | 0.73077 | 6549659.6163 | 85288.6624 | 0.72758 | 12 | 85288.6624 | 0.76525 | 7521093.3956 | 0 | 0.76525 | 0 | 0 | 0.76525 | 7521093.3956 | 0 | 0.76525 | 0 | 0 | 0.76525 | 7521093.3956 | 0 | 0.76525 | 0 | 0 | 0.70839 | 5966114.4838 | 112105.8957 | 0.70392 | 18 | 112105.8957 | 0.70348 | 5842868.2159 | 81719.9466 | 0.70018 | 13 | 81719.9466 | 0.69097 | 5536837.3892 | 89772.7937 | 0.68722 | 15 | 89772.7937 | 0.76525 | 7521093.3956 | 0 | 0.76525 | 0 | 0 | 0.76525 | 7521093.3956 | 0 | 0.76525 | 0 | 0 | 0.75573 | 7243951.162 | 38896.921 | 0.75437 | 5 | 38896.921 | 0.75491 | 7220408.4128 | 51695.5547 | 0.7531 | 6 | 51695.5547 | 0.75316 | 7170266.9945 | 69437.9459 | 0.75072 | 9 | 69437.9459 | 0.76525 | 7521093.3956 | 0 | 0.76525 | 0 | 0 | 0.76525 | 7521093.3956 | 0 | 0.76525 | 0 | 0
0.83333 | 50 | 3000 | 0.42169 | 0.4093 | 0.92991 | 0.75154 | 0.84545 | 10142310.597 | 0.0028182 | 938961881.1371 | 0.57258 | 3150535.4276 | 0 | 0.57258 | 0 | 0.52195 | 2386518.6403 | 0 | 0.52195 | 0 | 0.43774 | 1407718.6776 | 0 | 0.43774 | 0 |  | 11 | 0 | 0 | 0 | 0.82121 | 9294757.2911 | 65384.0081 | 0.81928 | 7 | 65384.0081 | 0.81308 | 9021543.3035 | 97819.9731 | 0.81013 | 11 | 97819.9731 | 0.80736 | 8832317.1431 | 115013.0785 | 0.80384 | 14 | 115013.0785 | 0.84545 | 10142310.597 | 0 | 0.84545 | 0 | 0 | 0.84545 | 10142310.597 | 0 | 0.84545 | 0 | 0 | 0.84545 | 10142310.597 | 0 | 0.84545 | 0 | 0 | 0.78263 | 8045397.52 | 151176.5316 | 0.7777 | 20 | 151176.5316 | 0.7772 | 7879198.0243 | 110200.6101 | 0.77356 | 15 | 110200.6101 | 0.76339 | 7466510.7283 | 121059.9987 | 0.75924 | 17 | 121059.9987 | 0.84545 | 10142310.597 | 0 | 0.84545 | 0 | 0 | 0.84545 | 10142310.597 | 0 | 0.84545 | 0 | 0 | 0.83493 | 9768580.0149 | 52453.0987 | 0.83343 | 5 | 52453.0987 | 0.83403 | 9736832.2541 | 69712.2538 | 0.83203 | 7 | 69712.2538 | 0.83209 | 9669215.7772 | 93638.1424 | 0.8294 | 10 | 93638.1424 | 0.84545 | 10142310.597 | 0 | 0.84545 | 0 | 0 | 0.84545 | 10142310.597 | 0 | 0.84545 | 0 | 0
0.91667 | 55 | 3300 | 0.46386 | 0.4474 | 1.0165 | 0.8215 | 0.92414 | 13246398.7941 | 0.0030805 | 1026364451.0396 | 0.62588 | 4114767.3689 | 0 | 0.62588 | 0 | 0.57053 | 3116920.6796 | 0 | 0.57053 | 0 | 0.47848 | 1838555.7034 | 0 | 0.47848 | 0 |  | 12 | 0 | 0 | 0 | 0.89765 | 12139448.9544 | 85395.0032 | 0.89554 | 8 | 85395.0032 | 0.88877 | 11782616.909 | 127758.1041 | 0.88554 | 13 | 127758.1041 | 0.88251 | 11535477.4472 | 150213.2171 | 0.87866 | 15 | 150213.2171 | 0.92414 | 13246398.7941 | 0 | 0.92414 | 0 | 0 | 0.92414 | 13246398.7941 | 0 | 0.92414 | 0 | 0 | 0.92414 | 13246398.7941 | 0 | 0.92414 | 0 | 0 | 0.85548 | 10507718.4323 | 197444.6165 | 0.85009 | 22 | 197444.6165 | 0.84955 | 10290653.0232 | 143927.8766 | 0.84557 | 16 | 143927.8766 | 0.83445 | 9751661.3952 | 158110.8176 | 0.82991 | 19 | 158110.8176 | 0.92414 | 13246398.7941 | 0 | 0.92414 | 0 | 0 | 0.92414 | 13246398.7941 | 0 | 0.92414 | 0 | 0 | 0.91265 | 12758286.7131 | 68506.5456 | 0.91101 | 6 | 68506.5456 | 0.91166 | 12716822.4436 | 91047.9231 | 0.90948 | 8 | 91047.9231 | 0.90955 | 12628511.7169 | 122296.4102 | 0.9066 | 11 | 122296.4102 | 0.92414 | 13246398.7941 | 0 | 0.92414 | 0 | 0 | 0.92414 | 13246398.7941 | 0 | 0.92414 | 0 | 0
1 | 60 | 3600 | 0.50603 | 0.48471 | 1.1012 | 0.89 | 1.0012 | 16843783.0411 | 0.0033373 | 1111942182.4033 | 0.67806 | 5232233.2963 | 123647.4103 | 0.67268 | 31 | 0.61811 | 3963396.8824 | 0 | 0.61811 | 0 | 0.51838 | 2337860.5656 | 0 | 0.51838 | 0 |  | 13 | 123647.4103 | 0 | 0 | 0.97249 | 15436213.8423 | 108586.1093 | 0.97021 | 9 | 108586.1093 | 0.96287 | 14982475.3094 | 162453.9485 | 0.95938 | 14 | 162453.9485 | 0.95609 | 14668219.0697 | 191007.2978 | 0.95192 | 17 | 191007.2978 | 1.0012 | 16843783.0411 | 0 | 1.0012 | 0 | 0 | 1.0012 | 16843783.0411 | 0 | 1.0012 | 0 | 0 | 1.0012 | 16843783.0411 | 0 | 1.0012 | 0 | 0 | 0.92681 | 13361346.9051 | 251065.5412 | 0.92097 | 25 | 251065.5412 | 0.92038 | 13085332.0641 | 183015.019 | 0.91607 | 18 | 183015.019 | 0.90403 | 12399964.0495 | 201049.6853 | 0.89911 | 21 | 201049.6853 | 1.0012 | 16843783.0411 | 0 | 1.0012 | 0 | 0 | 1.0012 | 16843783.0411 | 0 | 1.0012 | 0 | 0 | 0.98875 | 16223112.1615 | 87111.1771 | 0.98697 | 7 | 87111.1771 | 0.98767 | 16170387.2533 | 115774.2181 | 0.98531 | 9 | 115774.2181 | 0.98538 | 16058093.5844 | 155508.9977 | 0.98219 | 12 | 155508.9977 | 1.0012 | 16843783.0411 | 0 | 1.0012 | 0 | 0 | 1.0012 | 16843783.0411 | 0 | 1.0012 | 0 | 0
1.0833 | 65 | 3900 | 0.5482 | 0.52115 | 1.184 | 0.95691 | 1.0765 | 20935750.7035 | 0.0035882 | 1195542921.1447 | 0.72904 | 6503333.1079 | 153685.8644 | 0.72325 | 35 | 0.66458 | 4926250.1699 | 224999.7057 | 0.6543 | 69 | 0.55735 | 2905811.9463 | 0 | 0.55735 | 0 |  | 14 | 153685.8644 | 224999.7057 | 0 | 1.0456 | 19186231.7402 | 134965.6255 | 1.0432 | 10 | 134965.6255 | 1.0353 | 18622263.6111 | 201919.9225 | 1.0315 | 16 | 201919.9225 | 1.028 | 18231663.0983 | 237409.9191 | 1.0235 | 19 | 237409.9191 | 1.0765 | 20935750.7035 | 0 | 1.0765 | 0 | 0 | 1.0765 | 20935750.7035 | 0 | 1.0765 | 0 | 0 | 1.0765 | 20935750.7035 | 0 | 1.0765 | 0 | 0 | 0.99649 | 16607304.1421 | 312058.4948 | 0.99021 | 27 | 312058.4948 | 0.98958 | 16264235.2551 | 227476.0251 | 0.98495 | 20 | 227476.0251 | 0.97199 | 15412366.4166 | 249891.9678 | 0.96671 | 24 | 249891.9678 | 1.0765 | 20935750.7035 | 0 | 1.0765 | 0 | 0 | 1.0765 | 20935750.7035 | 0 | 1.0765 | 0 | 0 | 1.0631 | 20164296.2877 | 108273.6511 | 1.0612 | 7 | 108273.6511 | 1.0619 | 20098762.5812 | 143899.9874 | 1.0594 | 10 | 143899.9874 | 1.0595 | 19959188.6951 | 193287.7905 | 1.056 | 14 | 193287.7905 | 1.0765 | 20935750.7035 | 0 | 1.0765 | 0 | 0 | 1.0765 | 20935750.7035 | 0 | 1.0765 | 0 | 0
1.1667 | 70 | 4200 | 0.59037 | 0.55667 | 1.2647 | 1.0221 | 1.1498 | 25514326.3676 | 0.0038328 | 1277018028.2014 | 0.77873 | 7925589.3778 | 187296.427 | 0.77254 | 38 | 0.70987 | 6003603.9015 | 274206.3567 | 0.69889 | 75 | 0.59533 | 3541302.8847 | 0 | 0.59533 | 0 |  | 15 | 187296.427 | 274206.3567 | 0 | 1.1169 | 23382193.7086 | 164482.1371 | 1.1142 | 11 | 164482.1371 | 1.1058 | 22694887.7165 | 246079.1054 | 1.1018 | 17 | 246079.1054 | 1.098 | 22218864.2339 | 289330.6405 | 1.0932 | 21 | 289330.6405 | 1.1498 | 25514326.3676 | 0 | 1.1498 | 0 | 0 | 1.1498 | 25514326.3676 | 0 | 1.1498 | 0 | 0 | 1.1498 | 25514326.3676 | 0 | 1.1498 | 0 | 0 | 1.0644 | 20239263.639 | 380304.5992 | 1.0577 | 30 | 380304.5992 | 1.057 | 19821166.7828 | 277224.2384 | 1.0521 | 22 | 277224.2384 | 1.0382 | 18782997.2003 | 304542.4697 | 1.0326 | 26 | 304542.4697 | 1.1498 | 25514326.3676 | 0 | 1.1498 | 0 | 0 | 1.1498 | 25514326.3676 | 0 | 1.1498 | 0 | 0 | 1.1355 | 24574157.5616 | 131952.7209 | 1.1335 | 8 | 131952.7209 | 1.1343 | 24494291.8621 | 175370.4128 | 1.1316 | 11 | 175370.4128 | 1.1317 | 24324193.6538 | 235559.1562 | 1.128 | 15 | 235559.1562 | 1.1498 | 25514326.3676 | 0 | 1.1498 | 0 | 0 | 1.1498 | 25514326.3676 | 0 | 1.1498 | 0 | 0
1.25 | 75 | 4500 | 0.63254 | 0.59119 | 1.3432 | 1.0855 | 1.2211 | 30562297.2095 | 0.0040705 | 1356222643.8061 | 0.82702 | 9493655.2364 | 224352.7415 | 0.82046 | 42 | 0.7539 | 7191407.8436 | 328457.6692 | 0.74224 | 83 | 0.63226 | 4241944.2987 | 0 | 0.63226 | 0 |  | 16 | 224352.7415 | 328457.6692 | 0 | 1.1861 | 28008325.3321 | 197024.6789 | 1.1834 | 12 | 197024.6789 | 1.1744 | 27185036.89 | 294765.4838 | 1.1701 | 19 | 294765.4838 | 1.1661 | 26614832.8821 | 346574.2696 | 1.161 | 23 | 346574.2696 | 1.2211 | 30562297.2095 | 0 | 1.2211 | 0 | 0 | 1.2211 | 30562297.2095 | 0 | 1.2211 | 0 | 0 | 1.2211 | 30562297.2095 | 0 | 1.2211 | 0 | 0 | 1.1304 | 24243571.3067 | 455547.2884 | 1.1233 | 33 | 455547.2884 | 1.1226 | 23742754.6206 | 332072.6342 | 1.1173 | 24 | 332072.6342 | 1.1026 | 22499184.758 | 364795.7362 | 1.0966 | 28 | 364795.7362 | 1.2211 | 30562297.2095 | 0 | 1.2211 | 0 | 0 | 1.2211 | 30562297.2095 | 0 | 1.2211 | 0 | 0 | 1.206 | 29436117.4287 | 158059.367 | 1.2038 | 9 | 158059.367 | 1.2047 | 29340450.4214 | 210067.1834 | 1.2018 | 12 | 210067.1834 | 1.2019 | 29136698.5402 | 282164.1786 | 1.198 | 17 | 282164.1786 | 1.2211 | 30562297.2095 | 0 | 1.2211 | 0 | 0 | 1.2211 | 30562297.2095 | 0 | 1.2211 | 0 | 0
1.3333 | 80 | 4800 | 0.6747 | 0.62467 | 1.4192 | 1.147 | 1.2903 | 36053388.5982 | 0.004301 | 1433015945.0427 | 0.87385 | 11199368.9188 | 264661.9302 | 0.86691 | 46 | 0.79658 | 8483479.4903 | 387471.2658 | 0.78427 | 90 | 0.66806 | 5004089.3577 | 342832.3555 | 0.65244 | 138 |  | 17 | 264661.9302 | 387471.2658 | 342832.3555 | 1.2533 | 33040547.6479 | 232423.8673 | 1.2504 | 13 | 232423.8673 | 1.2409 | 32069339.9561 | 347725.6457 | 1.2364 | 21 | 347725.6457 | 1.2322 | 31396688.076 | 408842.8542 | 1.2268 | 25 | 408842.8542 | 1.2903 | 36053388.5982 | 0 | 1.2903 | 0 | 0 | 1.2903 | 36053388.5982 | 0 | 1.2903 | 0 | 0 | 1.2903 | 36053388.5982 | 0 | 1.2903 | 0 | 0 | 1.1944 | 28599384.7694 | 537394.9249 | 1.1869 | 36 | 537394.9249 | 1.1861 | 28008586.9481 | 391735.7273 | 1.1806 | 27 | 391735.7273 | 1.1651 | 26541586.3756 | 430338.1499 | 1.1587 | 31 | 430338.1499 | 1.2903 | 36053388.5982 | 0 | 1.2903 | 0 | 0 | 1.2903 | 36053388.5982 | 0 | 1.2903 | 0 | 0 | 1.2742 | 34724869.443 | 186457.7044 | 1.272 | 10 | 186457.7044 | 1.2729 | 34612014.0589 | 247809.7031 | 1.2698 | 13 | 247809.7031 | 1.2699 | 34371654.3209 | 332860.2791 | 1.2658 | 18 | 332860.2791 | 1.2903 | 36053388.5982 | 0 | 1.2903 | 0 | 0 | 1.2903 | 36053388.5982 | 0 | 1.2903 | 0 | 0
1.4167 | 85 | 5100 | 0.71687 | 0.65703 | 1.4927 | 1.2064 | 1.3571 | 41952587.3044 | 0.0045238 | 1507261396.2241 | 0.91913 | 13031854.1638 | 307966.9669 | 0.91183 | 50 | 0.83786 | 9871580.115 | 450870.8539 | 0.8249 | 99 | 0.70267 | 5822878.343 | 398927.9477 | 0.68624 | 151 |  | 18 | 307966.9669 | 450870.8539 | 398927.9477 | 1.3182 | 38446773.3458 | 270453.9841 | 1.3151 | 14 | 270453.9841 | 1.3052 | 37316652.7923 | 404621.8976 | 1.3005 | 23 | 404621.8976 | 1.296 | 36533938.9386 | 475739.3466 | 1.2904 | 27 | 475739.3466 | 1.3571 | 41952587.3044 | 0 | 1.3571 | 0 | 0 | 1.3571 | 41952587.3044 | 0 | 1.3571 | 0 | 0 | 1.3571 | 41952587.3044 | 0 | 1.3571 | 0 | 0 | 1.2563 | 33278929.7494 | 625325.6179 | 1.2484 | 40 | 625325.6179 | 1.2476 | 32591463.241 | 455833.0836 | 1.2418 | 29 | 455833.0836 | 1.2254 | 30884426.2055 | 500751.788 | 1.2188 | 34 | 500751.788 | 1.3571 | 41952587.3044 | 0 | 1.3571 | 0 | 0 | 1.3571 | 41952587.3044 | 0 | 1.3571 | 0 | 0 | 1.3403 | 40406690.5659 | 216966.655 | 1.3379 | 11 | 216966.655 | 1.3388 | 40275369.3355 | 288357.3114 | 1.3356 | 15 | 288357.3114 | 1.3357 | 39995680.982 | 387324.2006 | 1.3314 | 20 | 387324.2006 | 1.3571 | 41952587.3044 | 0 | 1.3571 | 0 | 0 | 1.3571 | 41952587.3044 | 0 | 1.3571 | 0 | 0
1.5 | 90 | 5400 | 0.75904 | 0.68823 | 1.5636 | 1.2637 | 1.4216 | 48216607.3203 | 0.0047386 | 1578826991.6476 | 0.96277 | 14977664.9128 | 353950.0962 | 0.95512 | 55 | 0.87764 | 11345524.3792 | 518191.2324 | 0.86407 | 108 | 0.73604 | 6692303.3018 | 458492.6328 | 0.71883 | 164 |  | 19 | 353950.0962 | 518191.2324 | 458492.6328 | 1.3808 | 44187333.6608 | 310835.9791 | 1.3776 | 16 | 310835.9791 | 1.3672 | 42888472.6737 | 465036.7571 | 1.3622 | 25 | 465036.7571 | 1.3575 | 41988890.3368 | 546772.8866 | 1.3516 | 30 | 546772.8866 | 1.4216 | 48216607.3203 | 0 | 1.4216 | 0 | 0 | 1.4216 | 48216607.3203 | 0 | 1.4216 | 0 | 0 | 1.4216 | 48216607.3203 | 0 | 1.4216 | 0 | 0 | 1.316 | 38247869.5802 | 718694.1665 | 1.3077 | 43 | 718694.1665 | 1.3068 | 37457756.1495 | 523894.3819 | 1.3007 | 32 | 523894.3819 | 1.2836 | 35495838.1914 | 575519.9828 | 1.2766 | 37 | 575519.9828 | 1.4216 | 48216607.3203 | 0 | 1.4216 | 0 | 0 | 1.4216 | 48216607.3203 | 0 | 1.4216 | 0 | 0 | 1.4039 | 46439889.8212 | 249362.3558 | 1.4014 | 12 | 249362.3558 | 1.4024 | 46288960.77 | 331412.486 | 1.399 | 16 | 331412.486 | 1.3991 | 45967511.6204 | 445156.3083 | 1.3946 | 22 | 445156.3083 | 1.4216 | 48216607.3203 | 0 | 1.4216 | 0 | 0 | 1.4216 | 48216607.3203 | 0 | 1.4216 | 0 | 0
1.5833 | 95 | 5700 | 0.80121 | 0.7182 | 1.6317 | 1.3187 | 1.4835 | 54794491.0131 | 0.004945 | 1647585490.296 | 1.0047 | 17020972.0483 | 402237.2465 | 0.99672 | 60 | 0.91586 | 12893321.7866 | 588884.7516 | 0.9017 | 117 | 0.76809 | 7605291.4859 | 521041.8535 | 0.75013 | 179 |  | 20 | 402237.2465 | 588884.7516 | 521041.8535 | 1.441 | 50215529.2902 | 353241.3458 | 1.4376 | 17 | 353241.3458 | 1.4267 | 48739472.9968 | 528478.7508 | 1.4215 | 27 | 528478.7508 | 1.4167 | 47717166.3888 | 621365.6183 | 1.4105 | 32 | 621365.6183 | 1.4835 | 54794491.0131 | 0 | 1.4835 | 0 | 0 | 1.4835 | 54794491.0131 | 0 | 1.4835 | 0 | 0 | 1.4835 | 54794491.0131 | 0 | 1.4835 | 0 | 0 | 1.3733 | 43465782.0709 | 816741.0201 | 1.3646 | 47 | 816741.0201 | 1.3637 | 42567878.5127 | 595365.9454 | 1.3574 | 35 | 595365.9454 | 1.3395 | 40338308.6217 | 654034.4972 | 1.3322 | 41 | 654034.4972 | 1.4835 | 54794491.0131 | 0 | 1.4835 | 0 | 0 | 1.4835 | 54794491.0131 | 0 | 1.4835 | 0 | 0 | 1.465 | 52775387.2966 | 283381.2689 | 1.4624 | 13 | 283381.2689 | 1.4635 | 52603867.9591 | 376624.9741 | 1.46 | 18 | 376624.9741 | 1.4601 | 52238565.5557 | 505886.1394 | 1.4553 | 24 | 505886.1394 | 1.4835 | 54794491.0131 | 0 | 1.4835 | 0 | 0 | 1.4835 | 54794491.0131 | 0 | 1.4835 | 0 | 0
1.6667 | 100 | 6000 | 0.84338 | 0.7469 | 1.6969 | 1.3714 | 1.5428 | 61628336.1636 | 0.0051426 | 1713414642.0681 | 1.0448 | 19143789.2355 | 452403.3673 | 1.0365 | 65 | 0.95245 | 14501347.7566 | 662329.1277 | 0.93772 | 128 | 0.79878 | 8553806.2613 | 586025.0165 | 0.7801 | 195 |  |  | 452403.3673 | 662329.1277 | 586025.0165 | 1.4985 | 56478296.6775 | 397296.8086 | 1.495 | 19 | 397296.8086 | 1.4837 | 54818149.9772 | 594389.4269 | 1.4783 | 29 | 594389.4269 | 1.4733 | 53668343.5983 | 698860.9347 | 1.4668 | 35 | 698860.9347 | 1.5428 | 61628336.1636 | 0 | 1.5428 | 0 | 0 | 1.5428 | 61628336.1636 | 0 | 1.5428 | 0 | 0 | 1.5428 | 61628336.1636 | 0 | 1.5428 | 0 | 0 | 1.4281 | 48886736.2312 | 918603.1153 | 1.4191 | 51 | 918603.1153 | 1.4182 | 47876848.1694 | 669618.6414 | 1.4116 | 38 | 669618.6414 | 1.393 | 45369211.3577 | 735604.2024 | 1.3855 | 44 | 735604.2024 | 1.5428 | 61628336.1636 | 0 | 1.5428 | 0 | 0 | 1.5428 | 61628336.1636 | 0 | 1.5428 | 0 | 0 | 1.5236 | 59357414.3923 | 318723.9407 | 1.5208 | 14 | 318723.9407 | 1.5219 | 59164503.5505 | 423596.7902 | 1.5183 | 19 | 423596.7902 | 1.5184 | 58753641.4564 | 568979.116 | 1.5135 | 26 | 568979.116 | 1.5428 | 61628336.1636 | 0 | 1.5428 | 0 | 0 | 1.5428 | 61628336.1636 | 0 | 1.5428 | 0 | 0
1.75 | 105 | 6300 | 0.88555 | 0.77426 | 1.7591 | 1.4217 | 1.5993 | 68654137.4276 | 0.005331 | 1776197405.1342 | 1.0831 | 21326234.3084 | 503978.606 | 1.0745 | 71 | 0.98735 | 16154541.6239 | 737836.4854 | 0.97208 | 140 | 0.82805 | 9528963.9012 | 652833.4939 | 0.80869 | 213 |  |  | 503978.606 | 737836.4854 | 652833.4939 | 1.5534 | 62916979.1552 | 442589.7468 | 1.5498 | 21 | 442589.7468 | 1.5381 | 61067571.1262 | 662151.4703 | 1.5325 | 32 | 662151.4703 | 1.5272 | 59786683.6309 | 778533.0197 | 1.5206 | 39 | 778533.0197 | 1.5993 | 68654137.4276 | 0 | 1.5993 | 0 | 0 | 1.5993 | 68654137.4276 | 0 | 1.5993 | 0 | 0 | 1.5993 | 68654137.4276 | 0 | 1.5993 | 0 | 0 | 1.4805 | 54459959.7609 | 1023326.4184 | 1.4711 | 56 | 1023326.4184 | 1.4702 | 53334941.6588 | 745957.0238 | 1.4633 | 42 | 745957.0238 | 1.4441 | 50541427.2952 | 819465.1219 | 1.4362 | 48 | 819465.1219 | 1.5993 | 68654137.4276 | 0 | 1.5993 | 0 | 0 | 1.5993 | 68654137.4276 | 0 | 1.5993 | 0 | 0 | 1.5794 | 66124324.2754 | 355059.354 | 1.5766 | 16 | 355059.354 | 1.5777 | 65909421.0625 | 471887.9992 | 1.5739 | 21 | 471887.9992 | 1.574 | 65451719.5501 | 633844.3135 | 1.5689 | 29 | 633844.3135 | 1.5993 | 68654137.4276 | 0 | 1.5993 | 0 | 0 | 1.5993 | 68654137.4276 | 0 | 1.5993 | 0 | 0
1.8333 | 110 | 6600 | 0.92772 | 0.80025 | 1.8181 | 1.4694 | 1.653 | 75802728.9184 | 0.0055099 | 1835822154.0327 | 1.1195 | 23546822.0664 | 556455.2274 | 1.1106 | 78 | 1.0205 | 17836628.4306 | 814663.4883 | 1.0047 | 153 | 0.85584 | 10521164.4125 | 720809.5859 | 0.83584 | 233 |  |  | 556455.2274 | 814663.4883 | 720809.5859 | 1.6056 | 69468190.7597 | 488674.2715 | 1.6018 | 23 | 488674.2715 | 1.5897 | 67426213.6738 | 731097.7937 | 1.5839 | 35 | 731097.7937 | 1.5785 | 66011954.1518 | 859597.5371 | 1.5716 | 42 | 859597.5371 | 1.653 | 75802728.9184 | 0 | 1.653 | 0 | 0 | 1.653 | 75802728.9184 | 0 | 1.653 | 0 | 0 | 1.653 | 75802728.9184 | 0 | 1.653 | 0 | 0 | 1.5302 | 60130586.7547 | 1129879.9751 | 1.5205 | 61 | 1129879.9751 | 1.5196 | 58888426.4799 | 823629.5754 | 1.5124 | 45 | 823629.5754 | 1.4925 | 55804038.27 | 904791.6822 | 1.4844 | 53 | 904791.6822 | 1.653 | 75802728.9184 | 0 | 1.653 | 0 | 0 | 1.653 | 75802728.9184 | 0 | 1.653 | 0 | 0 | 1.6324 | 73009499.7296 | 392029.8029 | 1.6295 | 17 | 392029.8029 | 1.6307 | 72772219.7841 | 521023.1957 | 1.6268 | 23 | 521023.1957 | 1.6269 | 72266860.2389 | 699843.1627 | 1.6216 | 31 | 699843.1627 | 1.653 | 75802728.9184 | 0 | 1.653 | 0 | 0 | 1.653 | 75802728.9184 | 0 | 1.653 | 0 | 0
1.9167 | 115 | 6900 | 0.96989 | 0.82482 | 1.8739 | 1.5145 | 1.7037 | 83000812.9898 | 0.0056791 | 1892182878.136 | 1.1539 | 25782783.8486 | 609295.1656 | 1.1447 | 85 | 1.0518 | 19530361.0023 | 892022.3956 | 1.0356 | 168 | 0.88212 | 11520234.3279 | 789256.3037 | 0.8615 | 256 |  |  | 609295.1656 | 892022.3956 | 789256.3037 | 1.6549 | 76064759.0431 | 535077.8581 | 1.651 | 25 | 535077.8581 | 1.6385 | 73828879.6671 | 800521.4604 | 1.6326 | 38 | 800521.4604 | 1.627 | 72280324.73 | 941223.2969 | 1.6199 | 46 | 941223.2969 | 1.7037 | 83000812.9898 | 0 | 1.7037 | 0 | 0 | 1.7037 | 83000812.9898 | 0 | 1.7037 | 0 | 0 | 1.7037 | 83000812.9898 | 0 | 1.7037 | 0 | 0 | 1.5771 | 65840473.7852 | 1237171.2451 | 1.5672 | 67 | 1237171.2451 | 1.5662 | 64480360.315 | 901839.8854 | 1.5589 | 50 | 901839.8854 | 1.5384 | 61103084.4221 | 990708.9927 | 1.53 | 58 | 990708.9927 | 1.7037 | 83000812.9898 | 0 | 1.7037 | 0 | 0 | 1.7037 | 83000812.9898 | 0 | 1.7037 | 0 | 0 | 1.6825 | 79942344.0291 | 429256.213 | 1.6795 | 19 | 429256.213 | 1.6807 | 79682532.4278 | 570498.575 | 1.6767 | 25 | 570498.575 | 1.6768 | 79129184.8939 | 766298.9486 | 1.6714 | 34 | 766298.9486 | 1.7037 | 83000812.9898 | 0 | 1.7037 | 0 | 0 | 1.7037 | 83000812.9898 | 0 | 1.7037 | 0 | 0
2 | 120 | 7200 | 1.0121 | 0.84792 | 1.9264 | 1.5569 | 1.7514 | 90172058.9127 | 0.0058382 | 1945179370.1335 | 1.1862 | 28010408.8187 | 661938.0894 | 1.1768 | 94 | 1.0813 | 21217778.4705 | 969092.8692 | 1.0646 | 185 | 0.90683 | 12515579.1984 | 857447.8171 | 0.88563 | 281 |  |  | 661938.0894 | 969092.8692 | 857447.8171 | 1.7012 | 82636731.9372 | 581308.4282 | 1.6972 | 27 | 581308.4282 | 1.6844 | 80207673.2383 | 869686.28 | 1.6783 | 42 | 869686.28 | 1.6725 | 78525323.6084 | 1022544.714 | 1.6652 | 51 | 1022544.714 | 1.7514 | 90172058.9127 | 0 | 1.7514 | 0 | 0 | 1.7514 | 90172058.9127 | 0 | 1.7514 | 0 | 0 | 1.7514 | 90172058.9127 | 0 | 1.7514 | 0 | 0 | 1.6213 | 71529071.4288 | 1344062.4782 | 1.6111 | 74 | 1344062.4782 | 1.6101 | 70051444.5533 | 979758.5873 | 1.6025 | 55 | 979758.5873 | 1.5815 | 66382373.0128 | 1076305.9593 | 1.5729 | 64 | 1076305.9593 | 1.7514 | 90172058.9127 | 0 | 1.7514 | 0 | 0 | 1.7514 | 90172058.9127 | 0 | 1.7514 | 0 | 0 | 1.7297 | 86849339.1299 | 466343.8241 | 1.7266 | 21 | 466343.8241 | 1.7278 | 86567079.8824 | 619789.4848 | 1.7237 | 28 | 619789.4848 | 1.7238 | 85965923.2837 | 832506.9532 | 1.7182 | 38 | 832506.9532 | 1.7514 | 90172058.9127 | 0 | 1.7514 | 0 | 0 | 1.7514 | 90172058.9127 | 0 | 1.7514 | 0 | 0
2.0833 | 125 | 7500 | 1.0542 | 0.86952 | 1.9755 | 1.5966 | 1.7961 | 97238254.0141 | 0.0059868 | 1994717404.1963 | 1.2164 | 30205401.5467 | 713809.8525 | 1.2067 | 104 | 1.1088 | 22880477.139 | 1045034.3457 | 1.0917 | 204 | 0.92992 | 13496343.3674 | 924640.4002 | 0.90818 | 311 |  |  | 713809.8525 | 1045034.3457 | 924640.4002 | 1.7446 | 89112432.697 | 626861.7717 | 1.7405 | 30 | 626861.7717 | 1.7273 | 86493024.5385 | 937837.9115 | 1.721 | 47 | 937837.9115 | 1.7151 | 84678840.16 | 1102674.8622 | 1.7077 | 56 | 1102674.8622 | 1.7961 | 97238254.0141 | 0 | 1.7961 | 0 | 0 | 1.7961 | 97238254.0141 | 0 | 1.7961 | 0 | 0 | 1.7961 | 97238254.0141 | 0 | 1.7961 | 0 | 0 | 1.6626 | 77134337.4084 | 1449387.8729 | 1.6521 | 82 | 1449387.8729 | 1.6511 | 75540918.5691 | 1056535.8664 | 1.6433 | 61 | 1056535.8664 | 1.6217 | 71584325.8644 | 1160649.0251 | 1.6129 | 71 | 1160649.0251 | 1.7961 | 97238254.0141 | 0 | 1.7961 | 0 | 0 | 1.7961 | 97238254.0141 | 0 | 1.7961 | 0 | 0 | 1.7737 | 93655154.3915 | 502888.1426 | 1.7705 | 23 | 502888.1426 | 1.7718 | 93350776.3309 | 668358.3372 | 1.7676 | 31 | 668358.3372 | 1.7677 | 92702511.0174 | 897745.0838 | 1.762 | 42 | 897745.0838 | 1.7961 | 97238254.0141 | 0 | 1.7961 | 0 | 0 | 1.7961 | 97238254.0141 | 0 | 1.7961 | 0 | 0
2.1667 | 130 | 7800 | 1.0964 | 0.88957 | 2.021 | 1.6334 | 1.8375 | 104120489.0043 | 0.0061249 | 2040708903.5077 | 1.2444 | 32343250.2105 | 764331.1951 | 1.2345 | 115 | 1.1344 | 24499889.3956 | 1118998.7747 | 1.1168 | 226 | 0.95136 | 14451574.4902 | 990083.7032 | 0.92912 | 345 |  |  | 764331.1951 | 1118998.7747 | 990083.7032 | 1.7848 | 95419546.174 | 671229.1872 | 1.7806 | 34 | 671229.1872 | 1.7671 | 92614744.0812 | 1004215.2951 | 1.7607 | 52 | 1004215.2951 | 1.7547 | 90672157.1174 | 1180718.916 | 1.747 | 63 | 1180718.916 | 1.8375 | 104120489.0043 | 0 | 1.8375 | 0 | 0 | 1.8375 | 104120489.0043 | 0 | 1.8375 | 0 | 0 | 1.8375 | 104120489.0043 | 0 | 1.8375 | 0 | 0 | 1.7009 | 82593676.8551 | 1551971.2444 | 1.6902 | 91 | 1551971.2444 | 1.6891 | 80887480.56 | 1131314.3389 | 1.6812 | 68 | 1131314.3389 | 1.6591 | 76650851.9679 | 1242796.318 | 1.6501 | 78 | 1242796.318 | 1.8375 | 104120489.0043 | 0 | 1.8375 | 0 | 0 | 1.8375 | 104120489.0043 | 0 | 1.8375 | 0 | 0 | 1.8146 | 100283788.2261 | 538481.0727 | 1.8114 | 25 | 538481.0727 | 1.8126 | 99957867.1899 | 715662.7564 | 1.8083 | 34 | 715662.7564 | 1.8084 | 99263719.5816 | 961284.8161 | 1.8026 | 46 | 961284.8161 | 1.8375 | 104120489.0043 | 0 | 1.8375 | 0 | 0 | 1.8375 | 104120489.0043 | 0 | 1.8375 | 0 | 0
2.25 | 135 | 8100 | 1.1386 | 0.90803 | 2.063 | 1.6673 | 1.8756 | 110740358.6615 | 0.006252 | 2083072096.8602 | 1.2703 | 34399599.5682 | 812926.5574 | 1.2602 | 129 | 1.1579 | 26057566.2367 | 1190143.5235 | 1.14 | 253 | 0.97111 | 15370390.1852 | 1053032.1692 | 0.94841 | 386 |  |  | 812926.5574 | 1190143.5235 | 1053032.1692 | 1.8218 | 101486219.1647 | 713905.2231 | 1.8176 | 38 | 713905.2231 | 1.8038 | 98503090.7458 | 1068062.2327 | 1.7973 | 58 | 1068062.2327 | 1.7911 | 96436996.1744 | 1255787.7655 | 1.7833 | 70 | 1255787.7655 | 1.8756 | 110740358.6615 | 0 | 1.8756 | 0 | 0 | 1.8756 | 110740358.6615 | 0 | 1.8756 | 0 | 0 | 1.8756 | 110740358.6615 | 0 | 1.8756 | 0 | 0 | 1.7363 | 87844894.7519 | 1650643.9211 | 1.7253 | 102 | 1650643.9211 | 1.7242 | 86030220.3158 | 1203242.0981 | 1.7161 | 76 | 1203242.0981 | 1.6936 | 81524231.3958 | 1321811.9826 | 1.6844 | 88 | 1321811.9826 | 1.8756 | 110740358.6615 | 0 | 1.8756 | 0 | 0 | 1.8756 | 110740358.6615 | 0 | 1.8756 | 0 | 0 | 1.8523 | 106659724.5392 | 572717.125 | 1.849 | 29 | 572717.125 | 1.8503 | 106313081.7911 | 761163.8313 | 1.8458 | 38 | 761163.8313 | 1.846 | 105574801.0182 | 1022402.2796 | 1.84 | 52 | 1022402.2796 | 1.8756 | 110740358.6615 | 0 | 1.8756 | 0 | 0 | 1.8756 | 110740358.6615 | 0 | 1.8756 | 0 | 0
2.3333 | 140 | 8400 | 1.1807 | 0.92488 | 2.1013 | 1.6982 | 1.9104 | 117021158.7904 | 0.0063681 | 2121731664.0421 | 1.2938 | 36350622.7725 | 859032.8667 | 1.2836 | 146 | 1.1794 | 27535458.9161 | 1257644.2404 | 1.1612 | 286 | 0.98913 | 16242144.1674 | 1112756.4167 | 0.96601 | 436 |  |  | 859032.8667 | 1257644.2404 | 1112756.4167 | 1.8556 | 107242157.3441 | 754395.3937 | 1.8513 | 42 | 754395.3937 | 1.8373 | 104089836.4683 | 1128638.932 | 1.8306 | 66 | 1128638.932 | 1.8243 | 101906560.3453 | 1327011.5908 | 1.8164 | 79 | 1327011.5908 | 1.9104 | 117021158.7904 | 0 | 1.9104 | 0 | 0 | 1.9104 | 117021158.7904 | 0 | 1.9104 | 0 | 0 | 1.9104 | 117021158.7904 | 0 | 1.9104 | 0 | 0 | 1.7685 | 92827145.4232 | 1744262.5862 | 1.7573 | 115 | 1744262.5862 | 1.7562 | 90909549.0934 | 1271485.7197 | 1.748 | 85 | 1271485.7197 | 1.725 | 86147996.4735 | 1396780.4672 | 1.7156 | 99 | 1396780.4672 | 1.9104 | 117021158.7904 | 0 | 1.9104 | 0 | 0 | 1.9104 | 117021158.7904 | 0 | 1.9104 | 0 | 0 | 1.8867 | 112709085.5828 | 605199.6078 | 1.8833 | 32 | 605199.6078 | 1.8846 | 112342782.4882 | 804334.3424 | 1.8801 | 43 | 804334.3424 | 1.8802 | 111562629.05 | 1080389.3084 | 1.8742 | 59 | 1080389.3084 | 1.9104 | 117021158.7904 | 0 | 1.9104 | 0 | 0 | 1.9104 | 117021158.7904 | 0 | 1.9104 | 0 | 0
2.4167 | 145 | 8700 | 1.2229 | 0.94009 | 2.1358 | 1.7262 | 1.9418 | 122889060.4265 | 0.0064728 | 2156618869.7537 | 1.3151 | 38173386.1176 | 902108.1568 | 1.3047 | 166 | 1.1988 | 28916195.2385 | 1320707.4742 | 1.1803 | 327 | 1.0054 | 17056589.2243 | 1168554.4045 | 0.98189 | 498 |  |  | 902108.1568 | 1320707.4742 | 1168554.4045 | 1.8862 | 112619701.3458 | 792223.749 | 1.8817 | 49 | 792223.749 | 1.8675 | 109309310.6901 | 1185233.3317 | 1.8607 | 75 | 1185233.3317 | 1.8543 | 107016556.5063 | 1393553.1767 | 1.8463 | 91 | 1393553.1767 | 1.9418 | 122889060.4265 | 0 | 1.9418 | 0 | 0 | 1.9418 | 122889060.4265 | 0 | 1.9418 | 0 | 0 | 1.9418 | 122889060.4265 | 0 | 1.9418 | 0 | 0 | 1.7976 | 97481863.9727 | 1831726.7798 | 1.7862 | 132 | 1831726.7798 | 1.7851 | 95468111.8129 | 1335243.0197 | 1.7767 | 98 | 1335243.0197 | 1.7534 | 90467796.1975 | 1466820.5392 | 1.7438 | 113 | 1466820.5392 | 1.9418 | 122889060.4265 | 0 | 1.9418 | 0 | 0 | 1.9418 | 122889060.4265 | 0 | 1.9418 | 0 | 0 | 1.9177 | 118360762.8908 | 635546.6989 | 1.9142 | 37 | 635546.6989 | 1.9156 | 117976091.9168 | 844666.8332 | 1.911 | 49 | 844666.8332 | 1.9112 | 117156818.5136 | 1134564.2821 | 1.905 | 67 | 1134564.2821 | 1.9418 | 122889060.4265 | 0 | 1.9418 | 0 | 0 | 1.9418 | 122889060.4265 | 0 | 1.9418 | 0 | 0
2.5 | 150 | 9000 | 1.2651 | 0.95363 | 2.1666 | 1.751 | 1.9698 | 128274242.6081 | 0.006566 | 2187671685.8164 | 1.334 | 39846200.9151 | 941639.8837 | 1.3234 | 193 | 1.2161 | 30183346.1046 | 1378582.8484 | 1.1973 | 379 | 1.0199 | 17804034.4408 | 1219762.204 | 0.99603 | 578 |  |  | 941639.8837 | 1378582.8484 | 1219762.204 | 1.9133 | 117554864.8737 | 826940.1769 | 1.9088 | 56 | 826940.1769 | 1.8944 | 114099407.9548 | 1237172.0267 | 1.8875 | 87 | 1237172.0267 | 1.881 | 111706181.8581 | 1454620.7584 | 1.8728 | 105 | 1454620.7584 | 1.9698 | 128274242.6081 | 0 | 1.9698 | 0 | 0 | 1.9698 | 128274242.6081 | 0 | 1.9698 | 0 | 0 | 1.9698 | 128274242.6081 | 0 | 1.9698 | 0 | 0 | 1.8234 | 101753664.8561 | 1911995.7832 | 1.8119 | 153 | 1911995.7832 | 1.8108 | 99651667.0689 | 1393755.3633 | 1.8023 | 113 | 1393755.3633 | 1.7786 | 94432230.1545 | 1531098.8062 | 1.7689 | 132 | 1531098.8062 | 1.9698 | 128274242.6081 | 0 | 1.9698 | 0 | 0 | 1.9698 | 128274242.6081 | 0 | 1.9698 | 0 | 0 | 1.9453 | 123547508.3107 | 663397.3045 | 1.9418 | 43 | 663397.3045 | 1.9432 | 123145980.4801 | 881681.3955 | 1.9385 | 57 | 881681.3955 | 1.9387 | 122290805.2926 | 1184282.5835 | 1.9324 | 78 | 1184282.5835 | 1.9698 | 128274242.6081 | 0 | 1.9698 | 0 | 0 | 1.9698 | 128274242.6081 | 0 | 1.9698 | 0 | 0
2.5833 | 155 | 9300 | 1.3072 | 0.96547 | 2.1935 | 1.7728 | 1.9942 | 133111965.698 | 0.0066475 | 2214834901.4564 | 1.3506 | 41348956.9032 | 977152.8044 | 1.3399 | 228 | 1.2312 | 31321678.0675 | 1430574.5962 | 1.2121 | 449 | 1.0325 | 18475494.1723 | 1265764.2045 | 1.0084 | 684 |  |  | 977152.8044 | 1430574.5962 | 1265764.2045 | 1.9371 | 121988318.329 | 858127.3234 | 1.9325 | 67 | 858127.3234 | 1.9179 | 118402542.623 | 1283830.6197 | 1.9109 | 104 | 1283830.6197 | 1.9044 | 115919058.6155 | 1509480.193 | 1.8961 | 125 | 1509480.193 | 1.9942 | 133111965.698 | 0 | 1.9942 | 0 | 0 | 1.9942 | 133111965.698 | 0 | 1.9942 | 0 | 0 | 1.9942 | 133111965.698 | 0 | 1.9942 | 0 | 0 | 1.8461 | 105591193.2947 | 1984104.6179 | 1.8344 | 181 | 1984104.6179 | 1.8333 | 103409920.9546 | 1446319.3259 | 1.8247 | 134 | 1446319.3259 | 1.8007 | 97993638.6723 | 1588842.5269 | 1.7909 | 156 | 1588842.5269 | 1.9942 | 133111965.698 | 0 | 1.9942 | 0 | 0 | 1.9942 | 133111965.698 | 0 | 1.9942 | 0 | 0 | 1.9694 | 128206967.7742 | 688416.61 | 1.9659 | 51 | 688416.61 | 1.9673 | 127790296.7596 | 914933.0472 | 1.9626 | 68 | 914933.0472 | 1.9627 | 126902869.5731 | 1228946.5089 | 1.9564 | 92 | 1228946.5089 | 1.9942 | 133111965.698 | 0 | 1.9942 | 0 | 0 | 1.9942 | 133111965.698 | 0 | 1.9942 | 0 | 0
2.6667 | 160 | 9600 | 1.3494 | 0.97559 | 2.2165 | 1.7913 | 2.0152 | 137343568.1735 | 0.0067172 | 2238060221.4676 | 1.3648 | 42663431.8828 | 1008216.2945 | 1.3539 | 279 | 1.2441 | 32317387.8803 | 1476052.2734 | 1.2249 | 547 | 1.0434 | 19062826.3965 | 1306002.5926 | 1.019 | 835 |  |  | 1008216.2945 | 1476052.2734 | 1306002.5926 | 1.9574 | 125866302.3037 | 885407.0175 | 1.9528 | 82 | 885407.0175 | 1.938 | 122166535.513 | 1324643.3355 | 1.931 | 127 | 1324643.3355 | 1.9244 | 119604102.0511 | 1557466.2632 | 1.916 | 152 | 1557466.2632 | 2.0152 | 137343568.1735 | 0 | 2.0152 | 0 | 0 | 2.0152 | 137343568.1735 | 0 | 2.0152 | 0 | 0 | 2.0152 | 137343568.1735 | 0 | 2.0152 | 0 | 0 | 1.8654 | 108947915.98 | 2047178.9025 | 1.8537 | 221 | 2047178.9025 | 1.8525 | 106697301.4332 | 1492297.5249 | 1.8438 | 164 | 1492297.5249 | 1.8196 | 101108836.6323 | 1639351.5096 | 1.8097 | 190 | 1639351.5096 | 2.0152 | 137343568.1735 | 0 | 2.0152 | 0 | 0 | 2.0152 | 137343568.1735 | 0 | 2.0152 | 0 | 0 | 1.9901 | 132282641.3574 | 710301.2348 | 1.9865 | 62 | 710301.2348 | 1.9879 | 131852724.4555 | 944018.5838 | 1.9832 | 83 | 944018.5838 | 1.9833 | 130937086.1382 | 1268014.4699 | 1.9769 | 113 | 1268014.4699 | 2.0152 | 137343568.1735 | 0 | 2.0152 | 0 | 0 | 2.0152 | 137343568.1735 | 0 | 2.0152 | 0 | 0
2.75 | 165 | 9900 | 1.3916 | 0.98398 | 2.2356 | 1.8067 | 2.0325 | 140917371.023 | 0.006775 | 2257306352.0786 | 1.3765 | 43773572.6521 | 1034450.9869 | 1.3656 | 355 | 1.2548 | 33158315.3037 | 1514460.4776 | 1.2354 | 698 | 1.0523 | 19558858.2399 | 1339985.9517 | 1.0277 | 1064 |  |  | 1034450.9869 | 1514460.4776 | 1339985.9517 | 1.9742 | 129141456.3995 | 908446.1023 | 1.9696 | 104 | 908446.1023 | 1.9547 | 125345418.358 | 1359111.7434 | 1.9476 | 161 | 1359111.7434 | 1.9409 | 122716308.0787 | 1597992.9325 | 1.9325 | 194 | 1597992.9325 | 2.0325 | 140917371.023 | 0 | 2.0325 | 0 | 0 | 2.0325 | 140917371.023 | 0 | 2.0325 | 0 | 0 | 2.0325 | 140917371.023 | 0 | 2.0325 | 0 | 0 | 1.8815 | 111782838.4868 | 2100448.334 | 1.8696 | 281 | 2100448.334 | 1.8684 | 109473660.9305 | 1531128.4452 | 1.8597 | 209 | 1531128.4452 | 1.8352 | 103739779.2623 | 1682008.9065 | 1.8253 | 242 | 1682008.9065 | 2.0325 | 140917371.023 | 0 | 2.0325 | 0 | 0 | 2.0325 | 140917371.023 | 0 | 2.0325 | 0 | 0 | 2.0072 | 135724754.3512 | 728783.9102 | 2.0036 | 79 | 728783.9102 | 2.005 | 135283650.6259 | 968582.7942 | 2.0002 | 106 | 968582.7942 | 2.0004 | 134344186.5782 | 1301009.3439 | 1.9939 | 144 | 1301009.3439 | 2.0325 | 140917371.023 | 0 | 2.0325 | 0 | 0 | 2.0325 | 140917371.023 | 0 | 2.0325 | 0 | 0
2.8333 | 170 | 10200 | 1.4337 | 0.99062 | 2.2506 | 1.8189 | 2.0462 | 143789475.3519 | 0.0068207 | 2272539074.3715 | 1.3858 | 44665742.7699 | 1055534.6272 | 1.3748 | 487 | 1.2633 | 33834130.785 | 1545327.4209 | 1.2437 | 956 | 1.0594 | 19957496.6832 | 1367296.8462 | 1.0347 | 1458 |  |  | 1055534.6272 | 1545327.4209 | 1367296.8462 | 1.9875 | 131773550.1809 | 926961.5768 | 1.9829 | 143 | 926961.5768 | 1.9679 | 127900143.2727 | 1386812.4498 | 1.9607 | 221 | 1386812.4498 | 1.954 | 125217447.8396 | 1630562.3906 | 1.9455 | 266 | 1630562.3906 | 2.0462 | 143789475.3519 | 0 | 2.0462 | 0 | 0 | 2.0462 | 143789475.3519 | 0 | 2.0462 | 0 | 0 | 2.0462 | 143789475.3519 | 0 | 2.0462 | 0 | 0 | 1.8942 | 114061137.9752 | 2143258.576 | 1.8822 | 386 | 2143258.576 | 1.881 | 111704895.9669 | 1562335.1062 | 1.8722 | 286 | 1562335.1062 | 1.8476 | 105854149.3143 | 1716290.7344 | 1.8376 | 332 | 1716290.7344 | 2.0462 | 143789475.3519 | 0 | 2.0462 | 0 | 0 | 2.0462 | 143789475.3519 | 0 | 2.0462 | 0 | 0 | 2.0208 | 138491025.4765 | 743637.6035 | 2.0171 | 109 | 743637.6035 | 2.0186 | 138040931.4052 | 988323.9433 | 2.0137 | 146 | 988323.9433 | 2.0139 | 137082319.6914 | 1327525.8376 | 2.0074 | 197 | 1327525.8376 | 2.0462 | 143789475.3519 | 0 | 2.0462 | 0 | 0 | 2.0462 | 143789475.3519 | 0 | 2.0462 | 0 | 0
2.9167 | 175 | 10500 | 1.4759 | 0.9955 | 2.2617 | 1.8279 | 2.0563 | 145924440.5007 | 0.0068543 | 2283731305.1219 | 1.3926 | 45328933.2011 | 1071207.0513 | 1.3816 | 768 | 1.2695 | 34336495.0219 | 1568272.2169 | 1.2499 | 1508 | 1.0647 | 20253822.6818 | 1387598.2702 | 1.0398 | 2299 |  |  | 1071207.0513 | 1568272.2169 | 1387598.2702 | 1.9973 | 133730104.6262 | 940724.967 | 1.9926 | 226 | 940724.967 | 1.9776 | 129799185.9374 | 1407403.6387 | 1.9704 | 349 | 1407403.6387 | 1.9636 | 127076658.2339 | 1654772.7431 | 1.9551 | 420 | 1654772.7431 | 2.0563 | 145924440.5007 | 0 | 2.0563 | 0 | 0 | 2.0563 | 145924440.5007 | 0 | 2.0563 | 0 | 0 | 2.0563 | 145924440.5007 | 0 | 2.0563 | 0 | 0 | 1.9035 | 115754701.1085 | 2175081.3666 | 1.8915 | 609 | 2175081.3666 | 1.8903 | 113363473.9627 | 1585532.4299 | 1.8814 | 452 | 1585532.4299 | 1.8567 | 107425856.2775 | 1741773.9688 | 1.8466 | 524 | 1741773.9688 | 2.0563 | 145924440.5007 | 0 | 2.0563 | 0 | 0 | 2.0563 | 145924440.5007 | 0 | 2.0563 | 0 | 0 | 2.0307 | 140547320.0147 | 754679.0262 | 2.0271 | 172 | 754679.0262 | 2.0285 | 140090543.0123 | 1002998.433 | 2.0237 | 230 | 1002998.433 | 2.0238 | 139117697.9717 | 1347236.7475 | 2.0172 | 312 | 1347236.7475 | 2.0563 | 145924440.5007 | 0 | 2.0563 | 0 | 0 | 2.0563 | 145924440.5007 | 0 | 2.0563 | 0 | 0
3 | 180 | 10800 | 1.5181 | 0.99861 | 2.2688 | 1.8336 | 2.0627 | 147295831.8798 | 0.0068757 | 2290863144.952 | 1.397 | 45754932.4923 | 1081274.2073 | 1.3859 | 1798 | 1.2734 | 34659187.8697 | 1583010.7692 | 1.2538 | 3528 | 1.068 | 20444167.2034 | 1400638.8568 | 1.043 | 5378 |  |  | 1081274.2073 | 1583010.7692 | 1400638.8568 | 2.0036 | 134986894.1809 | 949565.8583 | 1.9989 | 529 | 949565.8583 | 1.9837 | 131019032.8937 | 1420630.3552 | 1.9765 | 818 | 1420630.3552 | 1.9698 | 128270918.9964 | 1670324.2235 | 1.9612 | 983 | 1670324.2235 | 2.0627 | 147295831.8798 | 0 | 2.0627 | 0 | 0 | 2.0627 | 147295831.8798 | 0 | 2.0627 | 0 | 0 | 2.0627 | 147295831.8798 | 0 | 2.0627 | 0 | 0 | 1.9094 | 116842558.6233 | 2195522.6842 | 1.8974 | 1425 | 2195522.6842 | 1.8962 | 114428858.8315 | 1600433.1929 | 1.8873 | 1057 | 1600433.1929 | 1.8625 | 108435439.6802 | 1758143.0828 | 1.8524 | 1227 | 1758143.0828 | 2.0627 | 147295831.8798 | 0 | 2.0627 | 0 | 0 | 2.0627 | 147295831.8798 | 0 | 2.0627 | 0 | 0 | 2.0371 | 141868177.4554 | 761771.466 | 2.0334 | 403 | 761771.466 | 2.0348 | 141407107.6831 | 1012424.5675 | 2.03 | 538 | 1012424.5675 | 2.0301 | 140425119.8883 | 1359898.0183 | 2.0235 | 730 | 1359898.0183 | 2.0627 | 147295831.8798 | 0 | 2.0627 | 0 | 0 | 2.0627 | 147295831.8798 | 0 | 2.0627 | 0 | 0
3.0833 | 185 | 11100 | 1.5603 | 0.99994 | 2.2718 | 1.8361 | 2.0655 | 147886629.7964 | 0.0068849 | 2293921913.7109 | 1.3988 | 45938453.7668 | 1085611.1566 | 1.3877 | 5402 | 1.2751 | 34798204.5392 | 1589360.1646 | 1.2554 | 10599 | 1.0694 | 20526167.9718 | 1406256.7654 | 1.0444 | 16156 |  |  | 1085611.1566 | 1589360.1646 | 1406256.7654 | 2.0062 | 135528321.4218 | 953374.5304 | 2.0015 | 1590 | 953374.5304 | 1.9864 | 131544545.1956 | 1426328.449 | 1.9792 | 2457 | 1426328.449 | 1.9724 | 128785408.7191 | 1677023.8297 | 1.9638 | 2955 | 1677023.8297 | 2.0655 | 147886629.7964 | 0 | 2.0655 | 0 | 0 | 2.0655 | 147886629.7964 | 0 | 2.0655 | 0 | 0 | 2.0655 | 147886629.7964 | 0 | 2.0655 | 0 | 0 | 1.912 | 117311209.6321 | 2204328.8412 | 1.8999 | 4281 | 2204328.8412 | 1.8987 | 114887828.5833 | 1606852.4689 | 1.8898 | 3176 | 1606852.4689 | 1.865 | 108870370.0583 | 1765194.9271 | 1.8549 | 3688 | 1765194.9271 | 2.0655 | 147886629.7964 | 0 | 2.0655 | 0 | 0 | 2.0655 | 147886629.7964 | 0 | 2.0655 | 0 | 0 | 2.0398 | 142437205.2589 | 764826.902 | 2.0361 | 1213 | 764826.902 | 2.0376 | 141974286.1535 | 1016485.3635 | 2.0327 | 1619 | 1016485.3635 | 2.0328 | 140988359.6433 | 1365352.517 | 2.0262 | 2193 | 1365352.517 | 2.0655 | 147886629.7964 | 0 | 2.0655 | 0 | 0 | 2.0655 | 147886629.7964 | 0 | 2.0655 | 0 | 0
3.1667 | 190 | 11400 | 1.6024 | 0.9995 | 2.2708 | 1.8352 | 2.0645 | 147689492.7659 | 0.0068818 | 2292902173.0194 | 1.3982 | 45877216.5178 | 1084164.0064 | 1.3871 | 1081 | 1.2746 | 34751817.5554 | 1587241.5028 | 1.2549 | 2120 | 1.0689 | 20498806.0134 | 1404382.1857 | 1.0439 | 3232 |  |  | 1084164.0064 | 1587241.5028 | 1404382.1857 | 2.0054 | 135347658.3635 | 952103.6554 | 2.0006 | 318 | 952103.6554 | 1.9855 | 131369192.6228 | 1424427.1131 | 1.9783 | 492 | 1424427.1131 | 1.9715 | 128613734.1528 | 1674788.3098 | 1.9629 | 591 | 1674788.3098 | 2.0645 | 147689492.7659 | 0 | 2.0645 | 0 | 0 | 2.0645 | 147689492.7659 | 0 | 2.0645 | 0 | 0 | 2.0645 | 147689492.7659 | 0 | 2.0645 | 0 | 0 | 1.9111 | 117154830.4954 | 2201390.409 | 1.8991 | 857 | 2201390.409 | 1.8979 | 114734679.8815 | 1604710.4894 | 1.889 | 636 | 1604710.4894 | 1.8642 | 108725242.7978 | 1762841.8727 | 1.854 | 738 | 1762841.8727 | 2.0645 | 147689492.7659 | 0 | 2.0645 | 0 | 0 | 2.0645 | 147689492.7659 | 0 | 2.0645 | 0 | 0 | 2.0389 | 142247332.4644 | 763807.3663 | 2.0352 | 243 | 763807.3663 | 2.0367 | 141785030.4431 | 1015130.36 | 2.0318 | 324 | 1015130.36 | 2.0319 | 140800418.2007 | 1363532.4637 | 2.0253 | 439 | 1363532.4637 | 2.0645 | 147689492.7659 | 0 | 2.0645 | 0 | 0 | 2.0645 | 147689492.7659 | 0 | 2.0645 | 0 | 0
3.25 | 195 | 11700 | 1.6446 | 0.99728 | 2.2658 | 1.8312 | 2.06 | 146706871.1129 | 0.0068665 | 2287805735.9391 | 1.3951 | 45571981.897 | 1076950.7443 | 1.384 | 600 | 1.2717 | 34520603.4874 | 1576681.1181 | 1.2521 | 1177 | 1.0666 | 20362421.4253 | 1395038.4178 | 1.0416 | 1793 |  |  | 1076950.7443 | 1576681.1181 | 1395038.4178 | 2.0009 | 134447150.5663 | 945769.0296 | 1.9962 | 177 | 945769.0296 | 1.9811 | 130495154.7289 | 1414949.9804 | 1.9739 | 273 | 1414949.9804 | 1.9671 | 127758029.1348 | 1663645.4504 | 1.9586 | 328 | 1663645.4504 | 2.06 | 146706871.1129 | 0 | 2.06 | 0 | 0 | 2.06 | 146706871.1129 | 0 | 2.06 | 0 | 0 | 2.06 | 146706871.1129 | 0 | 2.06 | 0 | 0 | 1.9069 | 116375364.9352 | 2186743.9108 | 1.8949 | 476 | 2186743.9108 | 1.8937 | 113971316.2955 | 1594033.8784 | 1.8848 | 353 | 1594033.8784 | 1.86 | 108001861.765 | 1751113.167 | 1.8499 | 410 | 1751113.167 | 2.06 | 146706871.1129 | 0 | 2.06 | 0 | 0 | 2.06 | 146706871.1129 | 0 | 2.06 | 0 | 0 | 2.0343 | 141300919.1052 | 758725.5311 | 2.0307 | 135 | 758725.5311 | 2.0321 | 140841692.9153 | 1008376.399 | 2.0273 | 180 | 1008376.399 | 2.0274 | 139863631.5878 | 1354460.481 | 2.0208 | 244 | 1354460.481 | 2.06 | 146706871.1129 | 0 | 2.06 | 0 | 0 | 2.06 | 146706871.1129 | 0 | 2.06 | 0 | 0
3.3333 | 200 | 12000 | 1.6868 | 0.99328 | 2.2567 | 1.8238 | 2.0517 | 144950969.0534 | 0.006839 | 2278641663.7492 | 1.3895 | 45026540.9353 | 1064060.9593 | 1.3785 | 415 | 1.2667 | 34107434.0272 | 1557810.1708 | 1.2471 | 813 | 1.0623 | 20118708.1115 | 1378341.5118 | 1.0374 | 1239 |  |  | 1064060.9593 | 1557810.1708 | 1378341.5118 | 1.9929 | 132837982.3878 | 934449.3295 | 1.9882 | 122 | 934449.3295 | 1.9732 | 128933287.1136 | 1398014.7573 | 1.966 | 189 | 1398014.7573 | 1.9593 | 126228921.5697 | 1643733.6463 | 1.9507 | 227 | 1643733.6463 | 2.0517 | 144950969.0534 | 0 | 2.0517 | 0 | 0 | 2.0517 | 144950969.0534 | 0 | 2.0517 | 0 | 0 | 2.0517 | 144950969.0534 | 0 | 2.0517 | 0 | 0 | 1.8993 | 114982493.9578 | 2160571.2571 | 1.8873 | 329 | 2160571.2571 | 1.8861 | 112607218.844 | 1574955.2398 | 1.8773 | 244 | 1574955.2398 | 1.8526 | 106709211.3931 | 1730154.4812 | 1.8425 | 283 | 1730154.4812 | 2.0517 | 144950969.0534 | 0 | 2.0517 | 0 | 0 | 2.0517 | 144950969.0534 | 0 | 2.0517 | 0 | 0 | 2.0262 | 139609719.6884 | 749644.5132 | 2.0226 | 93 | 749644.5132 | 2.024 | 139155989.8752 | 996307.3651 | 2.0191 | 125 | 996307.3651 | 2.0193 | 138189634.7472 | 1338249.2434 | 2.0128 | 169 | 1338249.2434 | 2.0517 | 144950969.0534 | 0 | 2.0517 | 0 | 0 | 2.0517 | 144950969.0534 | 0 | 2.0517 | 0 | 0
3.4167 | 205 | 12300 | 1.7289 | 0.98752 | 2.2436 | 1.8132 | 2.0398 | 142443555.8633 | 0.0067993 | 2265426249.8356 | 1.3815 | 44247655.8862 | 1045654.456 | 1.3705 | 316 | 1.2593 | 33517431.5558 | 1530862.6189 | 1.2398 | 620 | 1.0561 | 19770687.5745 | 1354498.4722 | 1.0314 | 944 |  |  | 1045654.456 | 1530862.6189 | 1354498.4722 | 1.9813 | 130540103.9302 | 918284.8941 | 1.9767 | 93 | 918284.8941 | 1.9617 | 126702953.4575 | 1373831.403 | 1.9546 | 144 | 1373831.403 | 1.9479 | 124045368.9865 | 1615299.7597 | 1.9394 | 173 | 1615299.7597 | 2.0398 | 142443555.8633 | 0 | 2.0398 | 0 | 0 | 2.0398 | 142443555.8633 | 0 | 2.0398 | 0 | 0 | 2.0398 | 142443555.8633 | 0 | 2.0398 | 0 | 0 | 1.8882 | 112993486.0618 | 2123196.9304 | 1.8763 | 251 | 2123196.9304 | 1.8752 | 110659299.298 | 1547711.1064 | 1.8664 | 186 | 1547711.1064 | 1.8418 | 104863317.6685 | 1700225.6563 | 1.8318 | 216 | 1700225.6563 | 2.0398 | 142443555.8633 | 0 | 2.0398 | 0 | 0 | 2.0398 | 142443555.8633 | 0 | 2.0398 | 0 | 0 | 2.0144 | 137194701.3212 | 736676.897 | 2.0108 | 71 | 736676.897 | 2.0122 | 136748820.2869 | 979072.8875 | 2.0074 | 95 | 979072.8875 | 2.0076 | 135799181.5121 | 1315099.7341 | 2.0011 | 129 | 1315099.7341 | 2.0398 | 142443555.8633 | 0 | 2.0398 | 0 | 0 | 2.0398 | 142443555.8633 | 0 | 2.0398 | 0 | 0
3.5 | 210 | 12600 | 1.7711 | 0.98001 | 2.2265 | 1.7994 | 2.0243 | 139215629.1375 | 0.0067476 | 2248182990.7221 | 1.3709 | 43244955.6227 | 1021958.7827 | 1.3601 | 255 | 1.2497 | 32757889.9083 | 1496171.5981 | 1.2304 | 499 | 1.0481 | 19322662.1765 | 1323804.0558 | 1.0236 | 761 |  |  | 1021958.7827 | 1496171.5981 | 1323804.0558 | 1.9662 | 127581922.4406 | 897475.5543 | 1.9616 | 75 | 897475.5543 | 1.9468 | 123831725.9933 | 1342698.8812 | 1.9397 | 116 | 1342698.8812 | 1.9331 | 121234365.2922 | 1578695.3009 | 1.9246 | 140 | 1578695.3009 | 2.0243 | 139215629.1375 | 0 | 2.0243 | 0 | 0 | 2.0243 | 139215629.1375 | 0 | 2.0243 | 0 | 0 | 2.0243 | 139215629.1375 | 0 | 2.0243 | 0 | 0 | 1.8739 | 110432930.1189 | 2075082.9664 | 1.8621 | 202 | 2075082.9664 | 1.8609 | 108151638.5794 | 1512638.2804 | 1.8522 | 150 | 1512638.2804 | 1.8278 | 102487000.231 | 1661696.6839 | 1.8179 | 174 | 1661696.6839 | 2.0243 | 139215629.1375 | 0 | 2.0243 | 0 | 0 | 2.0243 | 139215629.1375 | 0 | 2.0243 | 0 | 0 | 1.9991 | 134085719.3785 | 719982.993 | 1.9955 | 58 | 719982.993 | 1.9969 | 133649942.4959 | 956886.0254 | 1.9922 | 77 | 956886.0254 | 1.9923 | 132721823.5742 | 1285298.1362 | 1.9858 | 104 | 1285298.1362 | 2.0243 | 139215629.1375 | 0 | 2.0243 | 0 | 0 | 2.0243 | 139215629.1375 | 0 | 2.0243 | 0 | 0
3.5833 | 215 | 12900 | 1.8133 | 0.97075 | 2.2055 | 1.7824 | 2.0052 | 135306935.5047 | 0.0066838 | 2226942544.294 | 1.358 | 42030786.7558 | 993265.7127 | 1.3472 | 213 | 1.2379 | 31838161.5955 | 1454164.2715 | 1.2188 | 417 | 1.0382 | 18780148.6161 | 1286636.214 | 1.0139 | 635 |  |  | 993265.7127 | 1454164.2715 | 1286636.214 | 1.9477 | 123999863.077 | 872277.5431 | 1.9431 | 63 | 872277.5431 | 1.9284 | 120354959.1824 | 1305000.538 | 1.9214 | 97 | 1305000.538 | 1.9148 | 117830523.3914 | 1534370.994 | 1.9065 | 117 | 1534370.994 | 2.0052 | 135306935.5047 | 0 | 2.0052 | 0 | 0 | 2.0052 | 135306935.5047 | 0 | 2.0052 | 0 | 0 | 2.0052 | 135306935.5047 | 0 | 2.0052 | 0 | 0 | 1.8562 | 107332355.1799 | 2016821.8098 | 1.8445 | 169 | 2016821.8098 | 1.8433 | 105115114.421 | 1470168.6263 | 1.8347 | 125 | 1470168.6263 | 1.8105 | 99609519.5362 | 1615041.9851 | 1.8007 | 145 | 1615041.9851 | 2.0052 | 135306935.5047 | 0 | 2.0052 | 0 | 0 | 2.0052 | 135306935.5047 | 0 | 2.0052 | 0 | 0 | 1.9802 | 130321055.8789 | 699768.3594 | 1.9767 | 48 | 699768.3594 | 1.9781 | 129897514.1048 | 930019.9735 | 1.9733 | 64 | 930019.9735 | 1.9735 | 128995453.5541 | 1249211.4075 | 1.9671 | 87 | 1249211.4075 | 2.0052 | 135306935.5047 | 0 | 2.0052 | 0 | 0 | 2.0052 | 135306935.5047 | 0 | 2.0052 | 0 | 0
3.6667 | 220 | 13200 | 1.8554 | 0.95976 | 2.1805 | 1.7623 | 1.9825 | 130765356.4269 | 0.0066082 | 2201742675.2899 | 1.3426 | 40620022.843 | 959926.736 | 1.332 | 182 | 1.2239 | 30769513.2809 | 1405355.2285 | 1.205 | 357 | 1.0264 | 18149792.6797 | 1243450.2525 | 1.0024 | 544 |  |  | 959926.736 | 1405355.2285 | 1243450.2525 | 1.9256 | 119837806.0347 | 842999.5359 | 1.9211 | 54 | 842999.5359 | 1.9066 | 116315243.3874 | 1261198.1777 | 1.8997 | 83 | 1261198.1777 | 1.8931 | 113875540.3171 | 1482869.8113 | 1.8849 | 100 | 1482869.8113 | 1.9825 | 130765356.4269 | 0 | 1.9825 | 0 | 0 | 1.9825 | 130765356.4269 | 0 | 1.9825 | 0 | 0 | 1.9825 | 130765356.4269 | 0 | 1.9825 | 0 | 0 | 1.8352 | 103729743.2603 | 1949127.1591 | 1.8236 | 144 | 1949127.1591 | 1.8224 | 101586924.2168 | 1420822.3969 | 1.8139 | 107 | 1420822.3969 | 1.79 | 96266124.697 | 1560833.0795 | 1.7803 | 124 | 1560833.0795 | 1.9825 | 130765356.4269 | 0 | 1.9825 | 0 | 0 | 1.9825 | 130765356.4269 | 0 | 1.9825 | 0 | 0 | 1.9578 | 125946827.9166 | 676280.6251 | 1.9543 | 41 | 676280.6251 | 1.9557 | 125537502.3278 | 898803.8408 | 1.951 | 55 | 898803.8408 | 1.9511 | 124665719.4514 | 1207281.6101 | 1.9448 | 74 | 1207281.6101 | 1.9825 | 130765356.4269 | 0 | 1.9825 | 0 | 0 | 1.9825 | 130765356.4269 | 0 | 1.9825 | 0 | 0
3.75 | 225 | 13500 | 1.8976 | 0.94707 | 2.1517 | 1.739 | 1.9562 | 125646168.865 | 0.0065208 | 2172628188.1574 | 1.3249 | 39029834.7276 | 922347.6314 | 1.3143 | 159 | 1.2077 | 29564951.8131 | 1350338.539 | 1.189 | 311 | 1.0129 | 17439266.6239 | 1194771.8009 | 0.98918 | 474 |  |  | 922347.6314 | 1350338.539 | 1194771.8009 | 1.9002 | 115146408.9945 | 809997.8842 | 1.8957 | 47 | 809997.8842 | 1.8814 | 111761747.2362 | 1211824.9324 | 1.8745 | 72 | 1211824.9324 | 1.8681 | 109417553.389 | 1424818.5896 | 1.86 | 87 | 1424818.5896 | 1.9562 | 125646168.865 | 0 | 1.9562 | 0 | 0 | 1.9562 | 125646168.865 | 0 | 1.9562 | 0 | 0 | 1.9562 | 125646168.865 | 0 | 1.9562 | 0 | 0 | 1.8109 | 99668942.8617 | 1872822.9469 | 1.7995 | 126 | 1872822.9469 | 1.7983 | 97610010.6587 | 1365200.2005 | 1.7899 | 94 | 1365200.2005 | 1.7664 | 92497509.204 | 1499729.7605 | 1.7568 | 108 | 1499729.7605 | 1.9562 | 125646168.865 | 0 | 1.9562 | 0 | 0 | 1.9562 | 125646168.865 | 0 | 1.9562 | 0 | 0 | 1.9319 | 121016275.5704 | 649805.6668 | 1.9285 | 36 | 649805.6668 | 1.9298 | 120622974.214 | 863617.5685 | 1.9252 | 48 | 863617.5685 | 1.9253 | 119785319.7962 | 1160019.0845 | 1.9191 | 65 | 1160019.0845 | 1.9562 | 125646168.865 | 0 | 1.9562 | 0 | 0 | 1.9562 | 125646168.865 | 0 | 1.9562 | 0 | 0
3.8333 | 230 | 13800 | 1.9398 | 0.9327 | 2.119 | 1.7126 | 1.9266 | 120011192.5789 | 0.0064218 | 2139650847.3921 | 1.3048 | 37279425.6612 | 880982.2075 | 1.2944 | 140 | 1.1894 | 28239023.5825 | 1289778.5895 | 1.171 | 275 | 0.99749 | 16657150.824 | 1141188.7046 | 0.97417 | 418 |  |  | 880982.2075 | 1289778.5895 | 1141188.7046 | 1.8713 | 109982325.6804 | 773671.1191 | 1.8669 | 42 | 773671.1191 | 1.8528 | 106749459.1493 | 1157477.0377 | 1.8461 | 64 | 1157477.0377 | 1.8398 | 104510397.65 | 1360918.3606 | 1.8317 | 77 | 1360918.3606 | 1.9266 | 120011192.5789 | 0 | 1.9266 | 0 | 0 | 1.9266 | 120011192.5789 | 0 | 1.9266 | 0 | 0 | 1.9266 | 120011192.5789 | 0 | 1.9266 | 0 | 0 | 1.7834 | 95198992.5675 | 1788830.6295 | 1.7722 | 111 | 1788830.6295 | 1.771 | 93232399.3052 | 1303973.7355 | 1.7627 | 83 | 1303973.7355 | 1.7396 | 88349183.1898 | 1432469.9172 | 1.7301 | 96 | 1432469.9172 | 1.9266 | 120011192.5789 | 0 | 1.9266 | 0 | 0 | 1.9266 | 120011192.5789 | 0 | 1.9266 | 0 | 0 | 1.9026 | 115588940.6247 | 620663.1983 | 1.8992 | 32 | 620663.1983 | 1.9005 | 115213278.0379 | 824886.069 | 1.896 | 42 | 824886.069 | 1.8961 | 114413190.7248 | 1107994.5772 | 1.89 | 57 | 1107994.5772 | 1.9266 | 120011192.5789 | 0 | 1.9266 | 0 | 0 | 1.9266 | 120011192.5789 | 0 | 1.9266 | 0 | 0
3.9167 | 235 | 14100 | 1.9819 | 0.91666 | 2.0826 | 1.6831 | 1.8934 | 113927837.6373 | 0.0063114 | 2102869285.5025 | 1.2823 | 35389735.4295 | 836325.3105 | 1.2721 | 125 | 1.1689 | 26807590.3973 | 1224399.8462 | 1.1509 | 245 | 0.98034 | 15812801.5712 | 1083341.9672 | 0.95742 | 373 |  |  | 836325.3105 | 1224399.8462 | 1083341.9672 | 1.8392 | 104407332.9649 | 734453.81 | 1.8348 | 37 | 734453.81 | 1.821 | 101338340.1039 | 1098804.6463 | 1.8143 | 57 | 1098804.6463 | 1.8081 | 99212776.4005 | 1291933.5497 | 1.8002 | 69 | 1291933.5497 | 1.8934 | 113927837.6373 | 0 | 1.8934 | 0 | 0 | 1.8934 | 113927837.6373 | 0 | 1.8934 | 0 | 0 | 1.8934 | 113927837.6373 | 0 | 1.8934 | 0 | 0 | 1.7528 | 90373365.4787 | 1698154.9898 | 1.7417 | 99 | 1698154.9898 | 1.7406 | 88506458.6255 | 1237875.4417 | 1.7324 | 74 | 1237875.4417 | 1.7097 | 83870772.23 | 1359858.1652 | 1.7004 | 86 | 1359858.1652 | 1.8934 | 113927837.6373 | 0 | 1.8934 | 0 | 0 | 1.8934 | 113927837.6373 | 0 | 1.8934 | 0 | 0 | 1.8699 | 109729749.1774 | 589201.8449 | 1.8665 | 28 | 589201.8449 | 1.8679 | 109373128.8883 | 783072.6795 | 1.8634 | 38 | 783072.6795 | 1.8635 | 108613597.9183 | 1051830.4466 | 1.8575 | 51 | 1051830.4466 | 1.8934 | 113927837.6373 | 0 | 1.8934 | 0 | 0 | 1.8934 | 113927837.6373 | 0 | 1.8934 | 0 | 0
4 | 240 | 14400 | 2.0241 | 0.899 | 2.0425 | 1.6507 | 1.8569 | 107468067.297 | 0.0061898 | 2062348898.7632 | 1.2576 | 33383118.1881 | 788905.2107 | 1.2476 | 113 | 1.1464 | 25287585.4456 | 1154975.7092 | 1.1287 | 220 | 0.96145 | 14916207.1242 | 1021915.8886 | 0.93897 | 336 |  |  | 788905.2107 | 1154975.7092 | 1021915.8886 | 1.8037 | 98487380.4161 | 692809.8797 | 1.7995 | 33 | 692809.8797 | 1.7859 | 95592401.119 | 1036501.8254 | 1.7794 | 51 | 1036501.8254 | 1.7733 | 93587358.0333 | 1218680.2149 | 1.7656 | 62 | 1218680.2149 | 1.8569 | 107468067.297 | 0 | 1.8569 | 0 | 0 | 1.8569 | 107468067.297 | 0 | 1.8569 | 0 | 0 | 1.8569 | 107468067.297 | 0 | 1.8569 | 0 | 0 | 1.719 | 85249146.5171 | 1601868.6786 | 1.7081 | 89 | 1601868.6786 | 1.7071 | 83488094.2976 | 1167687.2311 | 1.6991 | 66 | 1167687.2311 | 1.6767 | 79115253.8413 | 1282753.4678 | 1.6676 | 77 | 1282753.4678 | 1.8569 | 107468067.297 | 0 | 1.8569 | 0 | 0 | 1.8569 | 107468067.297 | 0 | 1.8569 | 0 | 0 | 1.8339 | 103508012.7354 | 555793.7799 | 1.8306 | 26 | 555793.7799 | 1.8319 | 103171613.0106 | 738672.0328 | 1.8275 | 34 | 738672.0328 | 1.8276 | 102455147.8596 | 992191.0884 | 1.8217 | 46 | 992191.0884 | 1.8569 | 107468067.297 | 0 | 1.8569 | 0 | 0 | 1.8569 | 107468067.297 | 0 | 1.8569 | 0 | 0
4.0833 | 245 | 14700 | 2.0663 | 0.87974 | 1.9987 | 1.6153 | 1.8172 | 100707292.7553 | 0.0060572 | 2018161730.9433 | 1.2307 | 31282999.1364 | 739275.489 | 1.2209 | 102 | 1.1219 | 23696753.2272 | 1082316.6341 | 1.1045 | 200 | 0.94085 | 13977834.304 | 957627.5554 | 0.91885 | 304 |  |  | 739275.489 | 1082316.6341 | 957627.5554 | 1.7651 | 92291577.412 | 649225.4781 | 1.7609 | 30 | 649225.4781 | 1.7476 | 89578720.1427 | 971295.8965 | 1.7413 | 47 | 971295.8965 | 1.7353 | 87699813.5419 | 1142013.514 | 1.7277 | 56 | 1142013.514 | 1.8172 | 100707292.7553 | 0 | 1.8172 | 0 | 0 | 1.8172 | 100707292.7553 | 0 | 1.8172 | 0 | 0 | 1.8172 | 100707292.7553 | 0 | 1.8172 | 0 | 0 | 1.6821 | 79886155.6867 | 1501095.7397 | 1.6715 | 81 | 1501095.7397 | 1.6705 | 78235890.5811 | 1094228.4791 | 1.6627 | 60 | 1094228.4791 | 1.6408 | 74138143.8264 | 1202055.9434 | 1.6319 | 70 | 1202055.9434 | 1.8172 | 100707292.7553 | 0 | 1.8172 | 0 | 0 | 1.8172 | 100707292.7553 | 0 | 1.8172 | 0 | 0 | 1.7946 | 96996363.6943 | 520829.0083 | 1.7913 | 23 | 520829.0083 | 1.7926 | 96681126.746 | 692202.461 | 1.7883 | 31 | 692202.461 | 1.7885 | 96009734.1405 | 929772.7308 | 1.7827 | 42 | 929772.7308 | 1.8172 | 100707292.7553 | 0 | 1.8172 | 0 | 0 | 1.8172 | 100707292.7553 | 0 | 1.8172 | 0 | 0
4.1667 | 250 | 15000 | 2.1085 | 0.85891 | 1.9514 | 1.5771 | 1.7741 | 93723217.3617 | 0.0059138 | 1970386345.2145 | 1.2015 | 29113515.492 | 688006.553 | 1.192 | 93 | 1.0953 | 22053377.5928 | 1007257.7107 | 1.0784 | 182 | 0.91858 | 13008468.075 | 891215.8501 | 0.8971 | 276 |  |  | 688006.553 | 1007257.7107 | 891215.8501 | 1.7233 | 85891133.9367 | 604201.5324 | 1.7192 | 28 | 604201.5324 | 1.7062 | 83366413.9827 | 903936.2885 | 1.7 | 42 | 903936.2885 | 1.6942 | 81617810.0144 | 1062814.5974 | 1.6868 | 51 | 1062814.5974 | 1.7741 | 93723217.3617 | 0 | 1.7741 | 0 | 0 | 1.7741 | 93723217.3617 | 0 | 1.7741 | 0 | 0 | 1.7741 | 93723217.3617 | 0 | 1.7741 | 0 | 0 | 1.6423 | 74346031.2433 | 1396994.3828 | 1.632 | 74 | 1396994.3828 | 1.6309 | 72810212.4266 | 1018343.4663 | 1.6233 | 55 | 1018343.4663 | 1.602 | 68996645.4119 | 1118693.0696 | 1.5932 | 63 | 1118693.0696 | 1.7741 | 93723217.3617 | 0 | 1.7741 | 0 | 0 | 1.7741 | 93723217.3617 | 0 | 1.7741 | 0 | 0 | 1.7521 | 90269642.1391 | 484709.3891 | 1.7489 | 21 | 484709.3891 | 1.7502 | 89976266.9503 | 644198.0509 | 1.746 | 28 | 644198.0509 | 1.7461 | 89351435.5863 | 865292.7645 | 1.7405 | 38 | 865292.7645 | 1.7741 | 93723217.3617 | 0 | 1.7741 | 0 | 0 | 1.7741 | 93723217.3617 | 0 | 1.7741 | 0 | 0
4.25 | 255 | 15300 | 2.1506 | 0.83656 | 1.9006 | 1.5361 | 1.728 | 86594648.673 | 0.0057599 | 1919107684.4692 | 1.1703 | 26899147.4753 | 635676.9157 | 1.161 | 85 | 1.0668 | 20376002.2165 | 930645.8958 | 1.0503 | 166 | 0.89467 | 12019046.6614 | 823430.1553 | 0.87376 | 253 |  |  | 635676.9157 | 930645.8958 | 823430.1553 | 1.6784 | 79358271.9068 | 558246.0878 | 1.6745 | 25 | 558246.0878 | 1.6618 | 77025581.6347 | 835183.0798 | 1.6558 | 39 | 835183.0798 | 1.6501 | 75409976.1256 | 981977.1371 | 1.6429 | 47 | 981977.1371 | 1.728 | 86594648.673 | 0 | 1.728 | 0 | 0 | 1.728 | 86594648.673 | 0 | 1.728 | 0 | 0 | 1.728 | 86594648.673 | 0 | 1.728 | 0 | 0 | 1.5996 | 68691287.3563 | 1290739.2766 | 1.5895 | 67 | 1290739.2766 | 1.5885 | 67272282.6037 | 940888.4712 | 1.5811 | 50 | 940888.4712 | 1.5603 | 63748774.714 | 1033605.5042 | 1.5518 | 58 | 1033605.5042 | 1.728 | 86594648.673 | 0 | 1.728 | 0 | 0 | 1.728 | 86594648.673 | 0 | 1.728 | 0 | 0 | 1.7065 | 83403751.6734 | 447842.4924 | 1.7034 | 19 | 447842.4924 | 1.7046 | 83132690.5413 | 595200.4793 | 1.7006 | 26 | 595200.4793 | 1.7007 | 82555383.7227 | 799478.7743 | 1.6952 | 35 | 799478.7743 | 1.728 | 86594648.673 | 0 | 1.728 | 0 | 0 | 1.728 | 86594648.673 | 0 | 1.728 | 0 | 0
4.3333 | 260 | 15600 | 2.1928 | 0.81272 | 1.8465 | 1.4923 | 1.6787 | 79400297.2418 | 0.0055958 | 1864416920.295 | 1.1369 | 24664345.174 | 582864.3782 | 1.1279 | 78 | 1.0364 | 18683147.9472 | 853327.1038 | 1.0204 | 152 | 0.86918 | 11020494.8239 | 755018.9312 | 0.84885 | 231 |  |  | 582864.3782 | 853327.1038 | 755018.9312 | 1.6306 | 72765124.3415 | 511866.5643 | 1.6268 | 23 | 511866.5643 | 1.6145 | 70626235.8095 | 765795.4135 | 1.6086 | 36 | 765795.4135 | 1.6031 | 69144856.0751 | 900393.7052 | 1.5961 | 43 | 900393.7052 | 1.6787 | 79400297.2418 | 0 | 1.6787 | 0 | 0 | 1.6787 | 79400297.2418 | 0 | 1.6787 | 0 | 0 | 1.6787 | 79400297.2418 | 0 | 1.6787 | 0 | 0 | 1.554 | 62984361.2463 | 1183503.6436 | 1.5442 | 62 | 1183503.6436 | 1.5432 | 61683248.5231 | 862718.7179 | 1.536 | 46 | 862718.7179 | 1.5158 | 58452476.4366 | 947732.747 | 1.5076 | 53 | 947732.747 | 1.6787 | 79400297.2418 | 0 | 1.6787 | 0 | 0 | 1.6787 | 79400297.2418 | 0 | 1.6787 | 0 | 0 | 1.6579 | 76474502.4714 | 410635.3863 | 1.6549 | 18 | 410635.3863 | 1.6561 | 76225961.3111 | 545750.756 | 1.6521 | 24 | 545750.756 | 1.6522 | 75696617.5964 | 733057.4497 | 1.6469 | 32 | 733057.4497 | 1.6787 | 79400297.2418 | 0 | 1.6787 | 0 | 0 | 1.6787 | 79400297.2418 | 0 | 1.6787 | 0 | 0
4.4167 | 265 | 15900 | 2.235 | 0.78743 | 1.789 | 1.4458 | 1.6265 | 72217581.2348 | 0.0054217 | 1806411290.8746 | 1.1015 | 22433157.2182 | 530137.2545 | 1.0928 | 71 | 1.0041 | 16993031.5309 | 776133.3594 | 0.98862 | 140 | 0.84213 | 10023557.9442 | 686718.3486 | 0.82245 | 212 |  |  | 530137.2545 | 776133.3594 | 686718.3486 | 1.5799 | 66182639.8733 | 465562.0504 | 1.5762 | 21 | 465562.0504 | 1.5642 | 64237239.6459 | 696519.9678 | 1.5586 | 33 | 696519.9678 | 1.5532 | 62889868.6029 | 818942.2182 | 1.5465 | 39 | 818942.2182 | 1.6265 | 72217581.2348 | 0 | 1.6265 | 0 | 0 | 1.6265 | 72217581.2348 | 0 | 1.6265 | 0 | 0 | 1.6265 | 72217581.2348 | 0 | 1.6265 | 0 | 0 | 1.5057 | 57286664.9475 | 1076441.4429 | 1.4962 | 57 | 1076441.4429 | 1.4952 | 56103253.587 | 784675.3886 | 1.4882 | 42 | 784675.3886 | 1.4686 | 53164743.862 | 861998.8718 | 1.4607 | 49 | 861998.8718 | 1.6265 | 72217581.2348 | 0 | 1.6265 | 0 | 0 | 1.6265 | 72217581.2348 | 0 | 1.6265 | 0 | 0 | 1.6063 | 69556459.9437 | 373488.4553 | 1.6034 | 16 | 373488.4553 | 1.6045 | 69330402.3335 | 496381.0076 | 1.6007 | 22 | 496381.0076 | 1.6008 | 68848944.1521 | 666743.5484 | 1.5956 | 29 | 666743.5484 | 1.6265 | 72217581.2348 | 0 | 1.6265 | 0 | 0 | 1.6265 | 72217581.2348 | 0 | 1.6265 | 0 | 0
4.5 | 270 | 16200 | 2.2771 | 0.76075 | 1.7284 | 1.3969 | 1.5714 | 65121455.8728 | 0.0052379 | 1745193928.1005 | 1.0642 | 20228867.1664 | 478045.7782 | 1.0558 | 66 | 0.97012 | 15323290.1749 | 699870.2179 | 0.95512 | 128 | 0.81359 | 9038639.5555 | 619241.1581 | 0.79457 | 195 |  |  | 478045.7782 | 699870.2179 | 619241.1581 | 1.5263 | 59679510.008 | 419815.7568 | 1.5227 | 20 | 419815.7568 | 1.5112 | 57925265.5027 | 628079.6667 | 1.5057 | 30 | 628079.6667 | 1.5006 | 56710287.6204 | 738472.663 | 1.494 | 36 | 738472.663 | 1.5714 | 65121455.8728 | 0 | 1.5714 | 0 | 0 | 1.5714 | 65121455.8728 | 0 | 1.5714 | 0 | 0 | 1.5714 | 65121455.8728 | 0 | 1.5714 | 0 | 0 | 1.4546 | 51657656.7602 | 970669.9217 | 1.4455 | 52 | 970669.9217 | 1.4445 | 50590527.8233 | 707572.9043 | 1.4378 | 39 | 707572.9043 | 1.4189 | 47940757.1149 | 777298.5544 | 1.4112 | 45 | 777298.5544 | 1.5714 | 65121455.8728 | 0 | 1.5714 | 0 | 0 | 1.5714 | 65121455.8728 | 0 | 1.5714 | 0 | 0 | 1.5518 | 62721817.3115 | 336789.3461 | 1.5491 | 15 | 336789.3461 | 1.5502 | 62517972.203 | 447606.4323 | 1.5464 | 20 | 447606.4323 | 1.5466 | 62083822.2747 | 601229.0888 | 1.5416 | 27 | 601229.0888 | 1.5714 | 65121455.8728 | 0 | 1.5714 | 0 | 0 | 1.5714 | 65121455.8728 | 0 | 1.5714 | 0 | 0
4.5833 | 275 | 16500 | 2.3193 | 0.73271 | 1.6647 | 1.3454 | 1.5135 | 58183286.2851 | 0.0050449 | 1680873674.2096 | 1.025 | 18073643.3759 | 427113.8291 | 1.0169 | 60 | 0.93436 | 13690716.3258 | 625304.6512 | 0.91992 | 118 | 0.78361 | 8075644.8983 | 553265.972 | 0.76529 | 180 |  |  | 427113.8291 | 625304.6512 | 553265.972 | 1.4701 | 53321136.1696 | 375087.7501 | 1.4666 | 18 | 375087.7501 | 1.4555 | 51753792.3672 | 561162.8083 | 1.4502 | 28 | 561162.8083 | 1.4453 | 50668260.6478 | 659794.3149 | 1.439 | 33 | 659794.3149 | 1.5135 | 58183286.2851 | 0 | 1.5135 | 0 | 0 | 1.5135 | 58183286.2851 | 0 | 1.5135 | 0 | 0 | 1.5135 | 58183286.2851 | 0 | 1.5135 | 0 | 0 | 1.401 | 46153947.141 | 867252.8153 | 1.3922 | 48 | 867252.8153 | 1.3913 | 45200512.246 | 632186.678 | 1.3848 | 36 | 632186.678 | 1.3666 | 42833053.3855 | 694483.6185 | 1.3591 | 41 | 694483.6185 | 1.5135 | 58183286.2851 | 0 | 1.5135 | 0 | 0 | 1.5135 | 58183286.2851 | 0 | 1.5135 | 0 | 0 | 1.4946 | 56039309.9947 | 300907.1385 | 1.492 | 14 | 300907.1385 | 1.493 | 55857182.95 | 399917.5517 | 1.4895 | 18 | 399917.5517 | 1.4896 | 55469288.2196 | 537172.9445 | 1.4847 | 25 | 537172.9445 | 1.5135 | 58183286.2851 | 0 | 1.5135 | 0 | 0 | 1.5135 | 58183286.2851 | 0 | 1.5135 | 0 | 0
4.6667 | 280 | 16800 | 2.3615 | 0.70337 | 1.598 | 1.2915 | 1.4529 | 51469781.6649 | 0.0048429 | 1613564888.266 | 0.98395 | 15988207.9175 | 377831.1081 | 0.97614 | 56 | 0.89695 | 12111006.8735 | 553153.5932 | 0.88308 | 109 | 0.75223 | 7143832.9846 | 489427.1293 | 0.73464 | 166 |  |  | 377831.1081 | 553153.5932 | 489427.1293 | 1.4112 | 47168652.9241 | 331808.0816 | 1.4079 | 17 | 331808.0816 | 1.3972 | 45782157.7904 | 496412.7856 | 1.3922 | 26 | 496412.7856 | 1.3874 | 44821880.636 | 583663.6515 | 1.3814 | 31 | 583663.6515 | 1.4529 | 51469781.6649 | 0 | 1.4529 | 0 | 0 | 1.4529 | 51469781.6649 | 0 | 1.4529 | 0 | 0 | 1.4529 | 51469781.6649 | 0 | 1.4529 | 0 | 0 | 1.3449 | 40828453.2207 | 767184.4597 | 1.3364 | 44 | 767184.4597 | 1.3356 | 39985030.8393 | 559241.5343 | 1.3293 | 33 | 559241.5343 | 1.3119 | 37890742.2827 | 614350.3143 | 1.3047 | 38 | 614350.3143 | 1.4529 | 51469781.6649 | 0 | 1.4529 | 0 | 0 | 1.4529 | 51469781.6649 | 0 | 1.4529 | 0 | 0 | 1.4348 | 49573189.0417 | 266186.8332 | 1.4322 | 13 | 266186.8332 | 1.4332 | 49412076.8078 | 353772.8853 | 1.4298 | 17 | 353772.8853 | 1.4299 | 49068939.4851 | 475191.003 | 1.4253 | 23 | 475191.003 | 1.4529 | 51469781.6649 | 0 | 1.4529 | 0 | 0 | 1.4529 | 51469781.6649 | 0 | 1.4529 | 0 | 0
4.75 | 285 | 17100 | 2.4036 | 0.67278 | 1.5285 | 1.2353 | 1.3897 | 45042007.6282 | 0.0046322 | 1543387242.835 | 0.94116 | 13991529.7809 | 330645.8878 | 0.93368 | 51 | 0.85794 | 10598530.756 | 484073.3253 | 0.84467 | 100 | 0.71951 | 6251679.5172 | 428305.3042 | 0.70269 | 152 |  |  | 330645.8878 | 484073.3253 | 428305.3042 | 1.3498 | 41278022.8728 | 290370.4204 | 1.3467 | 15 | 290370.4204 | 1.3365 | 40064679.3852 | 434418.5608 | 1.3316 | 24 | 434418.5608 | 1.3271 | 39224325.8901 | 510773.1526 | 1.3213 | 28 | 510773.1526 | 1.3897 | 45042007.6282 | 0 | 1.3897 | 0 | 0 | 1.3897 | 45042007.6282 | 0 | 1.3897 | 0 | 0 | 1.3897 | 45042007.6282 | 0 | 1.3897 | 0 | 0 | 1.2864 | 35729615.3574 | 671375.0703 | 1.2783 | 41 | 671375.0703 | 1.2775 | 34991523.2943 | 489400.9774 | 1.2715 | 30 | 489400.9774 | 1.2548 | 33158778.7578 | 537627.5291 | 1.248 | 35 | 537627.5291 | 1.3897 | 45042007.6282 | 0 | 1.3897 | 0 | 0 | 1.3897 | 45042007.6282 | 0 | 1.3897 | 0 | 0 | 1.3724 | 43382269.8823 | 232944.2439 | 1.3699 | 12 | 232944.2439 | 1.3709 | 43241278.057 | 309592.1623 | 1.3676 | 16 | 309592.1623 | 1.3677 | 42940993.2411 | 415847.0483 | 1.3633 | 21 | 415847.0483 | 1.3897 | 45042007.6282 | 0 | 1.3897 | 0 | 0 | 1.3897 | 45042007.6282 | 0 | 1.3897 | 0 | 0
4.8333 | 290 | 17400 | 2.4458 | 0.64099 | 1.4563 | 1.177 | 1.324 | 38954492.4236 | 0.0044134 | 1470465511.209 | 0.89669 | 12100547.2345 | 285958.451 | 0.88957 | 47 | 0.8174 | 9166118.6474 | 418649.871 | 0.80476 | 92 | 0.68552 | 5406752.8339 | 370419.0067 | 0.66949 | 251 |  |  | 285958.451 | 418649.871 | 370419.0067 | 1.2861 | 35699217.5512 | 251126.2916 | 1.283 | 14 | 251126.2916 | 1.2733 | 34649859.803 | 375706.0448 | 1.2687 | 22 | 375706.0448 | 1.2644 | 33923081.7223 | 441741.1645 | 1.2589 | 26 | 441741.1645 | 1.324 | 38954492.4236 | 0 | 1.324 | 0 | 0 | 1.324 | 38954492.4236 | 0 | 1.324 | 0 | 0 | 1.324 | 38954492.4236 | 0 | 1.324 | 0 | 0 | 1.2256 | 30900688.136 | 580637.4198 | 1.2179 | 38 | 580637.4198 | 1.2171 | 30262350.6552 | 423257.4805 | 1.2114 | 28 | 423257.4805 | 1.1955 | 28677305.1183 | 464966.1197 | 1.189 | 32 | 464966.1197 | 1.324 | 38954492.4236 | 0 | 1.324 | 0 | 0 | 1.324 | 38954492.4236 | 0 | 1.324 | 0 | 0 | 1.3075 | 37519071.4721 | 201461.3748 | 1.3052 | 11 | 201461.3748 | 1.3061 | 37397134.967 | 267750.1776 | 1.303 | 15 | 267750.1776 | 1.3031 | 37137434.2299 | 359644.5084 | 1.2989 | 19 | 359644.5084 | 1.324 | 38954492.4236 | 0 | 1.324 | 0 | 0 | 1.324 | 38954492.4236 | 0 | 1.324 | 0 | 0
4.9167 | 295 | 17700 | 2.488 | 0.60806 | 1.3815 | 1.1165 | 1.256 | 33254441.1293 | 0.0041867 | 1394929345.5659 | 0.85063 | 10329923.7291 | 244115.3223 | 0.84387 | 43 | 0.77541 | 7824878.0559 | 357390.5504 | 0.76342 | 85 | 0.6503 | 4615604.8411 | 0 | 0.6503 | 0 |  |  | 244115.3223 | 357390.5504 | 0 | 1.22 | 30475497.2933 | 214380.0101 | 1.2171 | 13 | 214380.0101 | 1.2079 | 29579687.7656 | 320730.5184 | 1.2035 | 20 | 320730.5184 | 1.1994 | 28959256.1441 | 377102.9896 | 1.1942 | 24 | 377102.9896 | 1.256 | 33254441.1293 | 0 | 1.256 | 0 | 0 | 1.256 | 33254441.1293 | 0 | 1.256 | 0 | 0 | 1.256 | 33254441.1293 | 0 | 1.256 | 0 | 0 | 1.1627 | 26379117.0296 | 495675.1248 | 1.1554 | 35 | 495675.1248 | 1.1546 | 25834184.8574 | 361323.9473 | 1.1492 | 26 | 361323.9473 | 1.1341 | 24481072.5406 | 396929.5322 | 1.1279 | 30 | 396929.5322 | 1.256 | 33254441.1293 | 0 | 1.256 | 0 | 0 | 1.256 | 33254441.1293 | 0 | 1.256 | 0 | 0 | 1.2404 | 32029059.4452 | 171982.3572 | 1.2382 | 10 | 171982.3572 | 1.239 | 31924965.4094 | 228571.391 | 1.2361 | 13 | 228571.391 | 1.2362 | 31703265.6173 | 307019.2008 | 1.2322 | 18 | 307019.2008 | 1.256 | 33254441.1293 | 0 | 1.256 | 0 | 0 | 1.256 | 33254441.1293 | 0 | 1.256 | 0 | 0
5 | 300 | 18000 | 2.5301 | 0.57406 | 1.3042 | 1.0541 | 1.1858 | 27981070.2463 | 0.0039525 | 1316913046.4514 | 0.80305 | 8691841.2004 | 205404.3836 | 0.79668 | 40 | 0.73204 | 6584036.7516 | 300716.8293 | 0.72073 | 78 | 0.61393 | 3883678.6577 | 0 | 0.61393 | 0 |  |  | 205404.3836 | 300716.8293 | 0 | 1.1518 | 25642801.4303 | 180384.3914 | 1.1491 | 12 | 180384.3914 | 1.1404 | 24889046.1883 | 269870.2146 | 1.1362 | 18 | 269870.2146 | 1.1323 | 24367000.4045 | 317303.34 | 1.1274 | 22 | 317303.34 | 1.1858 | 27981070.2463 | 0 | 1.1858 | 0 | 0 | 1.1858 | 27981070.2463 | 0 | 1.1858 | 0 | 0 | 1.1858 | 27981070.2463 | 0 | 1.1858 | 0 | 0 | 1.0977 | 22196010.565 | 417072.7282 | 1.0907 | 32 | 417072.7282 | 1.09 | 21737491.7966 | 304026.4821 | 1.0849 | 24 | 304026.4821 | 1.0707 | 20598951.2137 | 333985.8601 | 1.0649 | 27 | 333985.8601 | 1.1858 | 27981070.2463 | 0 | 1.1858 | 0 | 0 | 1.1858 | 27981070.2463 | 0 | 1.1858 | 0 | 0 | 1.171 | 26950005.2271 | 144710.0073 | 1.1689 | 9 | 144710.0073 | 1.1697 | 26862418.0529 | 192325.3536 | 1.1669 | 12 | 192325.3536 | 1.167 | 26675874.6245 | 258333.189 | 1.1632 | 16 | 258333.189 | 1.1858 | 27981070.2463 | 0 | 1.1858 | 0 | 0 | 1.1858 | 27981070.2463 | 0 | 1.1858 | 0 | 0
5.0833 | 305 | 18300 | 2.5723 | 0.53903 | 1.2246 | 0.98974 | 1.1134 | 23165073.1632 | 0.0037113 | 1236555323.9985 | 0.75405 | 7195834.0249 | 170050.9499 | 0.74806 | 36 | 0.68738 | 5450816.9887 | 248958.5742 | 0.67675 | 91 | 0.57647 | 3215234.423 | 0 | 0.57647 | 0 |  |  | 170050.9499 | 248958.5742 | 0 | 1.0815 | 21229258.4241 | 149337.3051 | 1.0789 | 11 | 149337.3051 | 1.0708 | 20605236.7132 | 223421.1634 | 1.0669 | 17 | 223421.1634 | 1.0632 | 20173043.4958 | 262690.2768 | 1.0586 | 20 | 262690.2768 | 1.1134 | 23165073.1632 | 0 | 1.1134 | 0 | 0 | 1.1134 | 23165073.1632 | 0 | 1.1134 | 0 | 0 | 1.1134 | 23165073.1632 | 0 | 1.1134 | 0 | 0 | 1.0307 | 18375716.302 | 345287.7312 | 1.0242 | 29 | 345287.7312 | 1.0235 | 17996116.0678 | 251698.5819 | 1.0187 | 22 | 251698.5819 | 1.0053 | 17053536.8287 | 276501.4639 | 0.99987 | 25 | 276501.4639 | 1.1134 | 23165073.1632 | 0 | 1.1134 | 0 | 0 | 1.1134 | 23165073.1632 | 0 | 1.1134 | 0 | 0 | 1.0996 | 22311471.1961 | 119803.0624 | 1.0976 | 9 | 119803.0624 | 1.0984 | 22238959.1985 | 159223.0335 | 1.0957 | 11 | 159223.0335 | 1.0958 | 22084522.9267 | 213869.8474 | 1.0923 | 15 | 213869.8474 | 1.1134 | 23165073.1632 | 0 | 1.1134 | 0 | 0 | 1.1134 | 23165073.1632 | 0 | 1.1134 | 0 | 0
5.1667 | 310 | 18600 | 2.6145 | 0.50304 | 1.1429 | 0.92366 | 1.0391 | 18828224.873 | 0.0034636 | 1153999051.3052 | 0.70371 | 5848666.2319 | 138214.8678 | 0.69812 | 37 | 0.64148 | 4430342.4937 | 0 | 0.64148 | 0 | 0.53798 | 2613294.4329 | 0 | 0.53798 | 0 |  |  | 138214.8678 | 0 | 0 | 1.0093 | 17254823.6166 | 121379.1272 | 1.0069 | 10 | 121379.1272 | 0.99929 | 16747628.1065 | 181593.3788 | 0.99566 | 15 | 181593.3788 | 0.99225 | 16396347.9258 | 213510.7266 | 0.98793 | 18 | 213510.7266 | 1.0391 | 18828224.873 | 0 | 1.0391 | 0 | 0 | 1.0391 | 18828224.873 | 0 | 1.0391 | 0 | 0 | 1.0391 | 18828224.873 | 0 | 1.0391 | 0 | 0 | 0.96186 | 14935507.2741 | 280644.7018 | 0.9558 | 26 | 280644.7018 | 0.95519 | 14626973.8834 | 204576.8415 | 0.95072 | 20 | 204576.8415 | 0.93822 | 13860859.5806 | 224736.2529 | 0.93312 | 23 | 224736.2529 | 1.0391 | 18828224.873 | 0 | 1.0391 | 0 | 0 | 1.0391 | 18828224.873 | 0 | 1.0391 | 0 | 0 | 1.0261 | 18134429.9656 | 97374.1367 | 1.0243 | 8 | 97374.1367 | 1.025 | 18075493.2989 | 129414.0994 | 1.0226 | 10 | 129414.0994 | 1.0227 | 17949969.8079 | 173830.2121 | 1.0193 | 14 | 173830.2121 | 1.0391 | 18828224.873 | 0 | 1.0391 | 0 | 0 | 1.0391 | 18828224.873 | 0 | 1.0391 | 0 | 0
5.25 | 315 | 18900 | 2.6566 | 0.46616 | 1.0591 | 0.85594 | 0.96289 | 14983132.0887 | 0.0032096 | 1069391010.4115 | 0.65211 | 4654253.8814 | 0 | 0.65211 | 0 | 0.59445 | 3525579.6672 | 0 | 0.59445 | 0 | 0.49854 | 2079608.457 | 0 | 0.49854 | 0 |  |  | 0 | 0 | 0 | 0.93528 | 13731050.2269 | 96591.1289 | 0.93308 | 9 | 96591.1289 | 0.92602 | 13327433.9873 | 144508.4494 | 0.92267 | 14 | 144508.4494 | 0.9195 | 13047892.1089 | 169907.6488 | 0.9155 | 17 | 169907.6488 | 0.96289 | 14983132.0887 | 0 | 0.96289 | 0 | 0 | 0.96289 | 14983132.0887 | 0 | 0.96289 | 0 | 0 | 0.96289 | 14983132.0887 | 0 | 0.96289 | 0 | 0 | 0.89134 | 11885383.7688 | 223331.5496 | 0.88572 | 24 | 223331.5496 | 0.88516 | 11639858.9474 | 162798.2382 | 0.88102 | 18 | 162798.2382 | 0.86943 | 11030200.2106 | 178840.7024 | 0.86471 | 21 | 178840.7024 | 0.96289 | 14983132.0887 | 0 | 0.96289 | 0 | 0 | 0.96289 | 14983132.0887 | 0 | 0.96289 | 0 | 0 | 0.95091 | 14431023.7083 | 77488.4282 | 0.9492 | 7 | 77488.4282 | 0.94988 | 14384123.0648 | 102985.2022 | 0.94761 | 9 | 102985.2022 | 0.94767 | 14284233.9325 | 138330.6736 | 0.94461 | 13 | 138330.6736 | 0.96289 | 14983132.0887 | 0 | 0.96289 | 0 | 0 | 0.96289 | 14983132.0887 | 0 | 0.96289 | 0 | 0
5.3333 | 320 | 19200 | 2.6988 | 0.42845 | 0.97341 | 0.7867 | 0.88499 | 11633132.5787 | 0.00295 | 982881631.3266 | 0.59936 | 3613633.7941 | 0 | 0.59936 | 0 | 0.54636 | 2737313.8969 | 0 | 0.54636 | 0 | 0.45821 | 1614639.7661 | 0 | 0.45821 | 0 |  |  | 0 | 0 | 0 | 0.85962 | 10660997.0992 | 74994.8276 | 0.8576 | 8 | 74994.8276 | 0.85111 | 10347623.2867 | 112198.567 | 0.84803 | 13 | 112198.567 | 0.84512 | 10130582.7031 | 131918.8934 | 0.84144 | 15 | 131918.8934 | 0.88499 | 11633132.5787 | 0 | 0.88499 | 0 | 0 | 0.88499 | 11633132.5787 | 0 | 0.88499 | 0 | 0 | 0.88499 | 11633132.5787 | 0 | 0.88499 | 0 | 0 | 0.81924 | 9227993.4738 | 173398.0259 | 0.81407 | 22 | 173398.0259 | 0.81356 | 9037364.2528 | 126399.0384 | 0.80975 | 16 | 126399.0384 | 0.7991 | 8564015.8987 | 138854.6527 | 0.79475 | 19 | 138854.6527 | 0.88499 | 11633132.5787 | 0 | 0.88499 | 0 | 0 | 0.88499 | 11633132.5787 | 0 | 0.88499 | 0 | 0 | 0.87399 | 11204467.2003 | 60163.1991 | 0.87242 | 7 | 60163.1991 | 0.87304 | 11168052.8244 | 79959.2838 | 0.87095 | 9 | 79959.2838 | 0.87101 | 11090497.3766 | 107402.0476 | 0.86819 | 11 | 107402.0476 | 0.88499 | 11633132.5787 | 0 | 0.88499 | 0 | 0 | 0.88499 | 11633132.5787 | 0 | 0.88499 | 0 | 0
5.4167 | 325 | 19500 | 2.741 | 0.38998 | 0.886 | 0.71606 | 0.80552 | 8772345.1506 | 0.0026851 | 894624724.5695 | 0.54554 | 2724979.0781 | 0 | 0.54554 | 0 | 0.4973 | 2064161.3191 | 0 | 0.4973 | 0 | 0.41707 | 1217572.0707 | 0 | 0.41707 | 0 |  |  | 0 | 0 | 0 | 0.78243 | 8039274.5094 | 56552.3094 | 0.78059 | 8 | 56552.3094 | 0.77469 | 7802964.7084 | 84607.0092 | 0.77188 | 11 | 84607.0092 | 0.76923 | 7639298.1381 | 99477.7681 | 0.76588 | 14 | 99477.7681 | 0.80552 | 8772345.1506 | 0 | 0.80552 | 0 | 0 | 0.80552 | 8772345.1506 | 0 | 0.80552 | 0 | 0 | 0.80552 | 8772345.1506 | 0 | 0.80552 | 0 | 0 | 0.74567 | 6958671.1277 | 130756.4683 | 0.74097 | 19 | 130756.4683 | 0.7405 | 6814920.9116 | 95315.3404 | 0.73704 | 15 | 95315.3404 | 0.72734 | 6457977.0608 | 104707.9048 | 0.72339 | 18 | 104707.9048 | 0.80552 | 8772345.1506 | 0 | 0.80552 | 0 | 0 | 0.80552 | 8772345.1506 | 0 | 0.80552 | 0 | 0 | 0.79551 | 8449095.9632 | 45368.0334 | 0.79408 | 6 | 45368.0334 | 0.79464 | 8421636.5088 | 60295.9203 | 0.79274 | 8 | 60295.9203 | 0.7928 | 8363153.2798 | 80990.0364 | 0.79023 | 10 | 80990.0364 | 0.80552 | 8772345.1506 | 0 | 0.80552 | 0 | 0 | 0.80552 | 8772345.1506 | 0 | 0.80552 | 0 | 0
5.5 | 330 | 19800 | 2.7832 | 0.35081 | 0.79702 | 0.64414 | 0.72463 | 6385869.3008 | 0.0024154 | 804777207.6996 | 0.49075 | 1983661.1466 | 0 | 0.49075 | 0 | 0.44736 | 1502615.7969 | 0 | 0.44736 | 0 | 0.37518 | 886337.2307 | 0 | 0.37518 | 0 |  |  | 0 | 0 | 0 | 0.70385 | 5852227.1306 | 41167.5156 | 0.7022 | 7 | 41167.5156 | 0.69689 | 5680204.316 | 61590.0644 | 0.69436 | 10 | 61590.0644 | 0.69198 | 5561062.4778 | 72415.3022 | 0.68896 | 12 | 72415.3022 | 0.72463 | 6385869.3008 | 0 | 0.72463 | 0 | 0 | 0.72463 | 6385869.3008 | 0 | 0.72463 | 0 | 0 | 0.72463 | 6385869.3008 | 0 | 0.72463 | 0 | 0 | 0.67079 | 5065596.8917 | 95184.777 | 0.66656 | 18 | 95184.777 | 0.66613 | 4960953.2558 | 69385.2437 | 0.66301 | 13 | 69385.2437 | 0.6543 | 4701114.3257 | 0 | 0.6543 | 0 | 0 | 0.72463 | 6385869.3008 | 0 | 0.72463 | 0 | 0 | 0.72463 | 6385869.3008 | 0 | 0.72463 | 0 | 0 | 0.71561 | 6150558.5569 | 33025.8702 | 0.71433 | 5 | 33025.8702 | 0.71484 | 6130569.3198 | 43892.6946 | 0.71313 | 7 | 43892.6946 | 0.71318 | 6087996.1823 | 58957.0723 | 0.71087 | 9 | 58957.0723 | 0.72463 | 6385869.3008 | 0 | 0.72463 | 0 | 0 | 0.72463 | 6385869.3008 | 0 | 0.72463 | 0 | 0
5.5833 | 335 | 20100 | 2.8253 | 0.31102 | 0.70662 | 0.57108 | 0.64244 | 4450131.1514 | 0.0021415 | 713498826.3232 | 0.43509 | 1382357.1775 | 0 | 0.43509 | 0 | 0.39662 | 1047130.3203 | 0 | 0.39662 | 0 | 0.33263 | 617663.2711 | 0 | 0.33263 | 0 |  |  | 0 | 0 | 0 | 0.62402 | 4078251.0622 | 0 | 0.62402 | 0 | 0 | 0.61784 | 3958373.2429 | 0 | 0.61784 | 0 | 0 | 0.61349 | 3875346.6758 | 0 | 0.61349 | 0 | 0 | 0.64244 | 4450131.1514 | 0 | 0.64244 | 0 | 0 | 0.64244 | 4450131.1514 | 0 | 0.64244 | 0 | 0 | 0.64244 | 4450131.1514 | 0 | 0.64244 | 0 | 0 | 0.5947 | 3530070.7651 | 0 | 0.5947 | 0 | 0 | 0.59058 | 3457147.5839 | 0 | 0.59058 | 0 | 0 | 0.58008 | 3276073.205 | 0 | 0.58008 | 0 | 0 | 0.64244 | 4450131.1514 | 0 | 0.64244 | 0 | 0 | 0.64244 | 4450131.1514 | 0 | 0.64244 | 0 | 0 | 0.63445 | 4286149.7696 | 0 | 0.63445 | 0 | 0 | 0.63376 | 4272219.8374 | 0 | 0.63376 | 0 | 0 | 0.63229 | 4242551.8256 | 0 | 0.63229 | 0 | 0 | 0.64244 | 4450131.1514 | 0 | 0.64244 | 0 | 0 | 0.64244 | 4450131.1514 | 0 | 0.64244 | 0 | 0
5.6667 | 340 | 20400 | 2.8675 | 0.27068 | 0.61497 | 0.49701 | 0.55911 | 2933369.9542 | 0.0018637 | 620951870.0714 | 0.37866 | 911201.2371 | 0 | 0.37866 | 0 | 0.34517 | 690231.482 | 0 | 0.34517 | 0 | 0.28948 | 407141.9065 | 0 | 0.28948 | 0 |  |  | 0 | 0 | 0 | 0.54308 | 2688239.6776 | 0 | 0.54308 | 0 | 0 | 0.5377 | 2609220.435 | 0 | 0.5377 | 0 | 0 | 0.53392 | 2554492.2418 | 0 | 0.53392 | 0 | 0 | 0.55911 | 2933369.9542 | 0 | 0.55911 | 0 | 0 | 0.55911 | 2933369.9542 | 0 | 0.55911 | 0 | 0 | 0.55911 | 2933369.9542 | 0 | 0.55911 | 0 | 0 | 0.51757 | 2326898.504 | 0 | 0.51757 | 0 | 0 | 0.51398 | 2278830.1075 | 0 | 0.51398 | 0 | 0 | 0.50484 | 2159472.2449 | 0 | 0.50484 | 0 | 0 | 0.55911 | 2933369.9542 | 0 | 0.55911 | 0 | 0 | 0.55911 | 2933369.9542 | 0 | 0.55911 | 0 | 0 | 0.55215 | 2825279.1943 | 0 | 0.55215 | 0 | 0 | 0.55156 | 2816097.0728 | 0 | 0.55156 | 0 | 0 | 0.55028 | 2796540.9628 | 0 | 0.55028 | 0 | 0 | 0.55911 | 2933369.9542 | 0 | 0.55911 | 0 | 0 | 0.55911 | 2933369.9542 | 0 | 0.55911 | 0 | 0
5.75 | 345 | 20700 | 2.9097 | 0.22986 | 0.52222 | 0.42205 | 0.47478 | 1796257.1904 | 0.0015826 | 527300884.0549 | 0.32155 | 557976.5933 | 0 | 0.32155 | 0 | 0.29312 | 422665.1537 | 0 | 0.29312 | 0 | 0.24582 | 249314.4706 | 0 | 0.24582 | 0 |  |  | 0 | 0 | 0 | 0.46117 | 1646150.9887 | 0 | 0.46117 | 0 | 0 | 0.45661 | 1597763.3373 | 0 | 0.45661 | 0 | 0 | 0.45339 | 1564250.3771 | 0 | 0.45339 | 0 | 0 | 0.47478 | 1796257.1904 | 0 | 0.47478 | 0 | 0 | 0.47478 | 1796257.1904 | 0 | 0.47478 | 0 | 0 | 0.47478 | 1796257.1904 | 0 | 0.47478 | 0 | 0 | 0.43951 | 1424882.7234 | 0 | 0.43951 | 0 | 0 | 0.43646 | 1395447.9081 | 0 | 0.43646 | 0 | 0 | 0.4287 | 1322358.7914 | 0 | 0.4287 | 0 | 0 | 0.47478 | 1796257.1904 | 0 | 0.47478 | 0 | 0 | 0.47478 | 1796257.1904 | 0 | 0.47478 | 0 | 0 | 0.46888 | 1730067.5151 | 0 | 0.46888 | 0 | 0 | 0.46837 | 1724444.8176 | 0 | 0.46837 | 0 | 0 | 0.46728 | 1712469.5797 | 0 | 0.46728 | 0 | 0 | 0.47478 | 1796257.1904 | 0 | 0.47478 | 0 | 0 | 0.47478 | 1796257.1904 | 0 | 0.47478 | 0 | 0
5.8333 | 350 | 21000 | 2.9518 | 0.18862 | 0.42854 | 0.34634 | 0.38962 | 992638.1721 | 0.0012987 | 432712376.3094 | 0.26387 | 308346.0813 | 0 | 0.26387 | 0 | 0.24054 | 233570.9874 | 0 | 0.24054 | 0 | 0.20173 | 137774.8474 | 0 | 0.20173 | 0 |  |  | 0 | 0 | 0 | 0.37845 | 909687.2748 | 0 | 0.37845 | 0 | 0 | 0.3747 | 882947.5462 | 0 | 0.3747 | 0 | 0 | 0.37206 | 864427.7909 | 0 | 0.37206 | 0 | 0 | 0.38962 | 992638.1721 | 0 | 0.38962 | 0 | 0 | 0.38962 | 992638.1721 | 0 | 0.38962 | 0 | 0 | 0.38962 | 992638.1721 | 0 | 0.38962 | 0 | 0 | 0.36067 | 787411.1734 | 0 | 0.36067 | 0 | 0 | 0.35817 | 771145.061 | 0 | 0.35817 | 0 | 0 | 0.3518 | 730754.939 | 0 | 0.3518 | 0 | 0 | 0.38962 | 992638.1721 | 0 | 0.38962 | 0 | 0 | 0.38962 | 992638.1721 | 0 | 0.38962 | 0 | 0 | 0.38477 | 956060.7829 | 0 | 0.38477 | 0 | 0 | 0.38435 | 952953.5975 | 0 | 0.38435 | 0 | 0 | 0.38346 | 946335.9047 | 0 | 0.38346 | 0 | 0 | 0.38962 | 992638.1721 | 0 | 0.38962 | 0 | 0 | 0.38962 | 992638.1721 | 0 | 0.38962 | 0 | 0
5.9167 | 355 | 21300 | 2.994 | 0.14706 | 0.3341 | 0.27002 | 0.30376 | 470384.0945 | 0.0010125 | 337354521.7498 | 0.20572 | 146116.7788 | 0 | 0.20572 | 0 | 0.18753 | 110682.9059 | 0 | 0.18753 | 0 | 0.15727 | 65287.7339 | 0 | 0.15727 | 0 |  |  | 0 | 0 | 0 | 0.29505 | 431075.9318 | 0 | 0.29505 | 0 | 0 | 0.29213 | 418404.7054 | 0 | 0.29213 | 0 | 0 | 0.29007 | 409628.6997 | 0 | 0.29007 | 0 | 0 | 0.30376 | 470384.0945 | 0 | 0.30376 | 0 | 0 | 0.30376 | 470384.0945 | 0 | 0.30376 | 0 | 0 | 0.30376 | 470384.0945 | 0 | 0.30376 | 0 | 0 | 0.28119 | 373132.63 | 0 | 0.28119 | 0 | 0 | 0.27924 | 365424.564 | 0 | 0.27924 | 0 | 0 | 0.27427 | 346284.7893 | 0 | 0.27427 | 0 | 0 | 0.30376 | 470384.0945 | 0 | 0.30376 | 0 | 0 | 0.30376 | 470384.0945 | 0 | 0.30376 | 0 | 0 | 0.29998 | 453051.0696 | 0 | 0.29998 | 0 | 0 | 0.29965 | 451578.6594 | 0 | 0.29965 | 0 | 0 | 0.29896 | 448442.7157 | 0 | 0.29896 | 0 | 0 | 0.30376 | 470384.0945 | 0 | 0.30376 | 0 | 0 | 0.30376 | 470384.0945 | 0 | 0.30376 | 0 | 0
6 | 360 | 21600 | 3.0362 | 0.10523 | 0.23907 | 0.19321 | 0.21736 | 172340.7142 | 0.00072452 | 241396863.1616 | 0.1472 | 53534.6971 | 0 | 0.1472 | 0 | 0.13419 | 40552.3301 | 0 | 0.13419 | 0 | 0.11254 | 23920.3128 | 0 | 0.11254 | 0 |  |  | 0 | 0 | 0 | 0.21112 | 157938.8734 | 0 | 0.21112 | 0 | 0 | 0.20903 | 153296.352 | 0 | 0.20903 | 0 | 0 | 0.20756 | 150080.9731 | 0 | 0.20756 | 0 | 0 | 0.21736 | 172340.7142 | 0 | 0.21736 | 0 | 0 | 0.21736 | 172340.7142 | 0 | 0.21736 | 0 | 0 | 0.21736 | 172340.7142 | 0 | 0.21736 | 0 | 0 | 0.20121 | 136709.4353 | 0 | 0.20121 | 0 | 0 | 0.19981 | 133885.3313 | 0 | 0.19981 | 0 | 0 | 0.19626 | 126872.8441 | 0 | 0.19626 | 0 | 0 | 0.21736 | 172340.7142 | 0 | 0.21736 | 0 | 0 | 0.21736 | 172340.7142 | 0 | 0.21736 | 0 | 0 | 0.21465 | 165990.1893 | 0 | 0.21465 | 0 | 0 | 0.21442 | 165450.7233 | 0 | 0.21442 | 0 | 0 | 0.21392 | 164301.767 | 0 | 0.21392 | 0 | 0 | 0.21736 | 172340.7142 | 0 | 0.21736 | 0 | 0 | 0.21736 | 172340.7142 | 0 | 0.21736 | 0 | 0
6.0833 | 365 | 21900 | 3.0783 | 0.063211 | 0.14361 | 0.11607 | 0.13057 | 37358.2881 | 0.00043523 | 145010009.76 | 0.088427 | 11604.7136 | 0 | 0.088427 | 0 | 0.080608 | 8790.5266 | 0 | 0.080608 | 0 | 0.067602 | 5185.205 | 0 | 0.067602 | 0 |  |  | 0 | 0 | 0 | 0.12682 | 34236.4018 | 0 | 0.12682 | 0 | 0 | 0.12557 | 33230.0426 | 0 | 0.12557 | 0 | 0 | 0.12469 | 32533.0451 | 0 | 0.12469 | 0 | 0 | 0.13057 | 37358.2881 | 0 | 0.13057 | 0 | 0 | 0.13057 | 37358.2881 | 0 | 0.13057 | 0 | 0 | 0.13057 | 37358.2881 | 0 | 0.13057 | 0 | 0 | 0.12087 | 29634.4975 | 0 | 0.12087 | 0 | 0 | 0.12003 | 29022.3166 | 0 | 0.12003 | 0 | 0 | 0.1179 | 27502.2201 | 0 | 0.1179 | 0 | 0 | 0.13057 | 37358.2881 | 0 | 0.13057 | 0 | 0 | 0.13057 | 37358.2881 | 0 | 0.13057 | 0 | 0 | 0.12894 | 35981.6851 | 0 | 0.12894 | 0 | 0 | 0.1288 | 35864.7451 | 0 | 0.1288 | 0 | 0 | 0.12851 | 35615.6859 | 0 | 0.12851 | 0 | 0 | 0.13057 | 37358.2881 | 0 | 0.13057 | 0 | 0 | 0.13057 | 37358.2881 | 0 | 0.13057 | 0 | 0
6.1667 | 370 | 22200 | 3.1205 | 0.021083 | 0.047899 | 0.038712 | 0.043548 | 1386.1033 | 0.00014516 | 48365333.8529 | 0.029493 | 430.5693 | 0 | 0.029493 | 0 | 0.026885 | 326.1546 | 0 | 0.026885 | 0 | 0.022548 | 192.3865 | 0 | 0.022548 | 0 |  |  | 0 | 0 | 0 | 0.0423 | 1270.272 | 0 | 0.0423 | 0 | 0 | 0.041881 | 1232.9331 | 0 | 0.041881 | 0 | 0 | 0.041586 | 1207.0725 | 0 | 0.041586 | 0 | 0 | 0.043548 | 1386.1033 | 0 | 0.043548 | 0 | 0 | 0.043548 | 1386.1033 | 0 | 0.043548 | 0 | 0 | 0.043548 | 1386.1033 | 0 | 0.043548 | 0 | 0 | 0.040313 | 1099.5277 | 0 | 0.040313 | 0 | 0 | 0.040033 | 1076.814 | 0 | 0.040033 | 0 | 0 | 0.039322 | 1020.4139 | 0 | 0.039322 | 0 | 0 | 0.043548 | 1386.1033 | 0 | 0.043548 | 0 | 0 | 0.043548 | 1386.1033 | 0 | 0.043548 | 0 | 0 | 0.043007 | 1335.0272 | 0 | 0.043007 | 0 | 0 | 0.04296 | 1330.6884 | 0 | 0.04296 | 0 | 0 | 0.04286 | 1321.4476 | 0 | 0.04286 | 0 | 0 | 0.043548 | 1386.1033 | 0 | 0.043548 | 0 | 0 | 0.043548 | 1386.1033 | 0 | 0.043548 | 0 | 0
6.25 | 375 | 22500 | 3.1627 | -0.021083 | -0.047899 | -0.038712 | -0.043548 | -1386.1033 | -0.00014516 | -48365333.8529 | -0.029493 | -430.5693 | 0 | -0.029493 | 0 | -0.026885 | -326.1546 | 0 | -0.026885 | 0 | -0.022548 | -192.3865 | 0 | -0.022548 | 0 |  |  | 0 | 0 | 0 | -0.0423 | -1270.272 | 0 | -0.0423 | 0 | 0 | -0.041881 | -1232.9331 | 0 | -0.041881 | 0 | 0 | -0.041586 | -1207.0725 | 0 | -0.041586 | 0 | 0 | -0.043548 | -1386.1033 | 0 | -0.043548 | 0 | 0 | -0.043548 | -1386.1033 | 0 | -0.043548 | 0 | 0 | -0.043548 | -1386.1033 | 0 | -0.043548 | 0 | 0 | -0.040313 | -1099.5277 | 0 | -0.040313 | 0 | 0 | -0.040033 | -1076.814 | 0 | -0.040033 | 0 | 0 | -0.039322 | -1020.4139 | 0 | -0.039322 | 0 | 0 | -0.043548 | -1386.1033 | 0 | -0.043548 | 0 | 0 | -0.043548 | -1386.1033 | 0 | -0.043548 | 0 | 0 | -0.043007 | -1335.0272 | 0 | -0.043007 | 0 | 0 | -0.04296 | -1330.6884 | 0 | -0.04296 | 0 | 0 | -0.04286 | -1321.4476 | 0 | -0.04286 | 0 | 0 | -0.043548 | -1386.1033 | 0 | -0.043548 | 0 | 0 | -0.043548 | -1386.1033 | 0 | -0.043548 | 0 | 0
6.3333 | 380 | 22800 | 3.2048 | -0.063211 | -0.14361 | -0.11607 | -0.13057 | -37358.2881 | -0.00043523 | -145010009.76 | -0.088427 | -11604.7136 | 0 | -0.088427 | 0 | -0.080608 | -8790.5266 | 0 | -0.080608 | 0 | -0.067602 | -5185.205 | 0 | -0.067602 | 0 |  |  | 0 | 0 | 0 | -0.12682 | -34236.4018 | 0 | -0.12682 | 0 | 0 | -0.12557 | -33230.0426 | 0 | -0.12557 | 0 | 0 | -0.12469 | -32533.0451 | 0 | -0.12469 | 0 | 0 | -0.13057 | -37358.2881 | 0 | -0.13057 | 0 | 0 | -0.13057 | -37358.2881 | 0 | -0.13057 | 0 | 0 | -0.13057 | -37358.2881 | 0 | -0.13057 | 0 | 0 | -0.12087 | -29634.4975 | 0 | -0.12087 | 0 | 0 | -0.12003 | -29022.3166 | 0 | -0.12003 | 0 | 0 | -0.1179 | -27502.2201 | 0 | -0.1179 | 0 | 0 | -0.13057 | -37358.2881 | 0 | -0.13057 | 0 | 0 | -0.13057 | -37358.2881 | 0 | -0.13057 | 0 | 0 | -0.12894 | -35981.6851 | 0 | -0.12894 | 0 | 0 | -0.1288 | -35864.7451 | 0 | -0.1288 | 0 | 0 | -0.12851 | -35615.6859 | 0 | -0.12851 | 0 | 0 | -0.13057 | -37358.2881 | 0 | -0.13057 | 0 | 0 | -0.13057 | -37358.2881 | 0 | -0.13057 | 0 | 0
6.4167 | 385 | 23100 | 3.247 | -0.10523 | -0.23907 | -0.19321 | -0.21736 | -172340.7142 | -0.00072452 | -241396863.1616 | -0.1472 | -53534.6971 | 0 | -0.1472 | 0 | -0.13419 | -40552.3301 | 0 | -0.13419 | 0 | -0.11254 | -23920.3128 | 0 | -0.11254 | 0 |  |  | 0 | 0 | 0 | -0.21112 | -157938.8734 | 0 | -0.21112 | 0 | 0 | -0.20903 | -153296.352 | 0 | -0.20903 | 0 | 0 | -0.20756 | -150080.9731 | 0 | -0.20756 | 0 | 0 | -0.21736 | -172340.7142 | 0 | -0.21736 | 0 | 0 | -0.21736 | -172340.7142 | 0 | -0.21736 | 0 | 0 | -0.21736 | -172340.7142 | 0 | -0.21736 | 0 | 0 | -0.20121 | -136709.4353 | 0 | -0.20121 | 0 | 0 | -0.19981 | -133885.3313 | 0 | -0.19981 | 0 | 0 | -0.19626 | -126872.8441 | 0 | -0.19626 | 0 | 0 | -0.21736 | -172340.7142 | 0 | -0.21736 | 0 | 0 | -0.21736 | -172340.7142 | 0 | -0.21736 | 0 | 0 | -0.21465 | -165990.1893 | 0 | -0.21465 | 0 | 0 | -0.21442 | -165450.7233 | 0 | -0.21442 | 0 | 0 | -0.21392 | -164301.767 | 0 | -0.21392 | 0 | 0 | -0.21736 | -172340.7142 | 0 | -0.21736 | 0 | 0 | -0.21736 | -172340.7142 | 0 | -0.21736 | 0 | 0
6.5 | 390 | 23400 | 3.2892 | -0.14706 | -0.3341 | -0.27002 | -0.30376 | -470384.0945 | -0.0010125 | -337354521.7498 | -0.20572 | -146116.7788 | 0 | -0.20572 | 0 | -0.18753 | -110682.9059 | 0 | -0.18753 | 0 | -0.15727 | -65287.7339 | 0 | -0.15727 | 0 |  |  | 0 | 0 | 0 | -0.29505 | -431075.9318 | 0 | -0.29505 | 0 | 0 | -0.29213 | -418404.7054 | 0 | -0.29213 | 0 | 0 | -0.29007 | -409628.6997 | 0 | -0.29007 | 0 | 0 | -0.30376 | -470384.0945 | 0 | -0.30376 | 0 | 0 | -0.30376 | -470384.0945 | 0 | -0.30376 | 0 | 0 | -0.30376 | -470384.0945 | 0 | -0.30376 | 0 | 0 | -0.28119 | -373132.63 | 0 | -0.28119 | 0 | 0 | -0.27924 | -365424.564 | 0 | -0.27924 | 0 | 0 | -0.27427 | -346284.7893 | 0 | -0.27427 | 0 | 0 | -0.30376 | -470384.0945 | 0 | -0.30376 | 0 | 0 | -0.30376 | -470384.0945 | 0 | -0.30376 | 0 | 0 | -0.29998 | -453051.0696 | 0 | -0.29998 | 0 | 0 | -0.29965 | -451578.6594 | 0 | -0.29965 | 0 | 0 | -0.29896 | -448442.7157 | 0 | -0.29896 | 0 | 0 | -0.30376 | -470384.0945 | 0 | -0.30376 | 0 | 0 | -0.30376 | -470384.0945 | 0 | -0.30376 | 0 | 0
6.5833 | 395 | 23700 | 3.3314 | -0.18862 | -0.42854 | -0.34634 | -0.38962 | -992638.1721 | -0.0012987 | -432712376.3094 | -0.26387 | -308346.0813 | 0 | -0.26387 | 0 | -0.24054 | -233570.9874 | 0 | -0.24054 | 0 | -0.20173 | -137774.8474 | 0 | -0.20173 | 0 |  |  | 0 | 0 | 0 | -0.37845 | -909687.2748 | 0 | -0.37845 | 0 | 0 | -0.3747 | -882947.5462 | 0 | -0.3747 | 0 | 0 | -0.37206 | -864427.7909 | 0 | -0.37206 | 0 | 0 | -0.38962 | -992638.1721 | 0 | -0.38962 | 0 | 0 | -0.38962 | -992638.1721 | 0 | -0.38962 | 0 | 0 | -0.38962 | -992638.1721 | 0 | -0.38962 | 0 | 0 | -0.36067 | -787411.1734 | 0 | -0.36067 | 0 | 0 | -0.35817 | -771145.061 | 0 | -0.35817 | 0 | 0 | -0.3518 | -730754.939 | 0 | -0.3518 | 0 | 0 | -0.38962 | -992638.1721 | 0 | -0.38962 | 0 | 0 | -0.38962 | -992638.1721 | 0 | -0.38962 | 0 | 0 | -0.38477 | -956060.7829 | 0 | -0.38477 | 0 | 0 | -0.38435 | -952953.5975 | 0 | -0.38435 | 0 | 0 | -0.38346 | -946335.9047 | 0 | -0.38346 | 0 | 0 | -0.38962 | -992638.1721 | 0 | -0.38962 | 0 | 0 | -0.38962 | -992638.1721 | 0 | -0.38962 | 0 | 0
6.6667 | 400 | 24000 | 3.3735 | -0.22986 | -0.52222 | -0.42205 | -0.47478 | -1796257.1904 | -0.0015826 | -527300884.0549 | -0.32155 | -557976.5933 | 0 | -0.32155 | 0 | -0.29312 | -422665.1537 | 0 | -0.29312 | 0 | -0.24582 | -249314.4706 | 0 | -0.24582 | 0 |  |  | 0 | 0 | 0 | -0.46117 | -1646150.9887 | 0 | -0.46117 | 0 | 0 | -0.45661 | -1597763.3373 | 0 | -0.45661 | 0 | 0 | -0.45339 | -1564250.3771 | 0 | -0.45339 | 0 | 0 | -0.47478 | -1796257.1904 | 0 | -0.47478 | 0 | 0 | -0.47478 | -1796257.1904 | 0 | -0.47478 | 0 | 0 | -0.47478 | -1796257.1904 | 0 | -0.47478 | 0 | 0 | -0.43951 | -1424882.7234 | 0 | -0.43951 | 0 | 0 | -0.43646 | -1395447.9081 | 0 | -0.43646 | 0 | 0 | -0.4287 | -1322358.7914 | 0 | -0.4287 | 0 | 0 | -0.47478 | -1796257.1904 | 0 | -0.47478 | 0 | 0 | -0.47478 | -1796257.1904 | 0 | -0.47478 | 0 | 0 | -0.46888 | -1730067.5151 | 0 | -0.46888 | 0 | 0 | -0.46837 | -1724444.8176 | 0 | -0.46837 | 0 | 0 | -0.46728 | -1712469.5797 | 0 | -0.46728 | 0 | 0 | -0.47478 | -1796257.1904 | 0 | -0.47478 | 0 | 0 | -0.47478 | -1796257.1904 | 0 | -0.47478 | 0 | 0
6.75 | 405 | 24300 | 3.4157 | -0.27068 | -0.61497 | -0.49701 | -0.55911 | -2933369.9542 | -0.0018637 | -620951870.0714 | -0.37866 | -911201.2371 | 0 | -0.37866 | 0 | -0.34517 | -690231.482 | 0 | -0.34517 | 0 | -0.28948 | -407141.9065 | 0 | -0.28948 | 0 |  |  | 0 | 0 | 0 | -0.54308 | -2688239.6776 | 0 | -0.54308 | 0 | 0 | -0.5377 | -2609220.435 | 0 | -0.5377 | 0 | 0 | -0.53392 | -2554492.2418 | 0 | -0.53392 | 0 | 0 | -0.55911 | -2933369.9542 | 0 | -0.55911 | 0 | 0 | -0.55911 | -2933369.9542 | 0 | -0.55911 | 0 | 0 | -0.55911 | -2933369.9542 | 0 | -0.55911 | 0 | 0 | -0.51757 | -2326898.504 | 0 | -0.51757 | 0 | 0 | -0.51398 | -2278830.1075 | 0 | -0.51398 | 0 | 0 | -0.50484 | -2159472.2449 | 0 | -0.50484 | 0 | 0 | -0.55911 | -2933369.9542 | 0 | -0.55911 | 0 | 0 | -0.55911 | -2933369.9542 | 0 | -0.55911 | 0 | 0 | -0.55215 | -2825279.1943 | 0 | -0.55215 | 0 | 0 | -0.55156 | -2816097.0728 | 0 | -0.55156 | 0 | 0 | -0.55028 | -2796540.9628 | 0 | -0.55028 | 0 | 0 | -0.55911 | -2933369.9542 | 0 | -0.55911 | 0 | 0 | -0.55911 | -2933369.9542 | 0 | -0.55911 | 0 | 0
6.8333 | 410 | 24600 | 3.4579 | -0.31102 | -0.70662 | -0.57108 | -0.64244 | -4450131.1514 | -0.0021415 | -713498826.3232 | -0.43509 | -1382357.1775 | 0 | -0.43509 | 0 | -0.39662 | -1047130.3203 | 0 | -0.39662 | 0 | -0.33263 | -617663.2711 | 0 | -0.33263 | 0 |  |  | 0 | 0 | 0 | -0.62402 | -4078251.0622 | 0 | -0.62402 | 0 | 0 | -0.61784 | -3958373.2429 | 0 | -0.61784 | 0 | 0 | -0.61349 | -3875346.6758 | 0 | -0.61349 | 0 | 0 | -0.64244 | -4450131.1514 | 0 | -0.64244 | 0 | 0 | -0.64244 | -4450131.1514 | 0 | -0.64244 | 0 | 0 | -0.64244 | -4450131.1514 | 0 | -0.64244 | 0 | 0 | -0.5947 | -3530070.7651 | 0 | -0.5947 | 0 | 0 | -0.59058 | -3457147.5839 | 0 | -0.59058 | 0 | 0 | -0.58008 | -3276073.205 | 0 | -0.58008 | 0 | 0 | -0.64244 | -4450131.1514 | 0 | -0.64244 | 0 | 0 | -0.64244 | -4450131.1514 | 0 | -0.64244 | 0 | 0 | -0.63445 | -4286149.7696 | 0 | -0.63445 | 0 | 0 | -0.63376 | -4272219.8374 | 0 | -0.63376 | 0 | 0 | -0.63229 | -4242551.8256 | 0 | -0.63229 | 0 | 0 | -0.64244 | -4450131.1514 | 0 | -0.64244 | 0 | 0 | -0.64244 | -4450131.1514 | 0 | -0.64244 | 0 | 0
6.9167 | 415 | 24900 | 3.5 | -0.35081 | -0.79702 | -0.64414 | -0.72463 | -6385869.3008 | -0.0024154 | -804777207.6996 | -0.49075 | -1983661.1466 | 0 | -0.49075 | 0 | -0.44736 | -1502615.7969 | 0 | -0.44736 | 0 | -0.37518 | -886337.2307 | 0 | -0.37518 | 0 |  |  | 0 | 0 | 0 | -0.70385 | -5852227.1306 | -41167.5156 | -0.7022 | 6 | 41167.5156 | -0.69689 | -5680204.316 | -61590.0644 | -0.69436 | 9 | 61590.0644 | -0.69198 | -5561062.4778 | -72415.3022 | -0.68896 | 11 | 72415.3022 | -0.72463 | -6385869.3008 | 0 | -0.72463 | 0 | 0 | -0.72463 | -6385869.3008 | 0 | -0.72463 | 0 | 0 | -0.72463 | -6385869.3008 | 0 | -0.72463 | 0 | 0 | -0.67079 | -5065596.8917 | -95184.777 | -0.66656 | 17 | 95184.777 | -0.66613 | -4960953.2558 | -69385.2437 | -0.66301 | 12 | 69385.2437 | -0.6543 | -4701114.3257 | 0 | -0.6543 | 0 | 0 | -0.72463 | -6385869.3008 | 0 | -0.72463 | 0 | 0 | -0.72463 | -6385869.3008 | 0 | -0.72463 | 0 | 0 | -0.71561 | -6150558.5569 | -33025.8702 | -0.71433 | 4 | 33025.8702 | -0.71484 | -6130569.3198 | -43892.6946 | -0.71313 | 6 | 43892.6946 | -0.71318 | -6087996.1823 | -58957.0723 | -0.71087 | 8 | 58957.0723 | -0.72463 | -6385869.3008 | 0 | -0.72463 | 0 | 0 | -0.72463 | -6385869.3008 | 0 | -0.72463 | 0 | 0
7 | 420 | 25200 | 3.5422 | -0.38998 | -0.886 | -0.71606 | -0.80552 | -8772345.1506 | -0.0026851 | -894624724.5695 | -0.54554 | -2724979.0781 | 0 | -0.54554 | 0 | -0.4973 | -2064161.3191 | 0 | -0.4973 | 0 | -0.41707 | -1217572.0707 | 0 | -0.41707 | 0 |  |  | 0 | 0 | 0 | -0.78243 | -8039274.5094 | -56552.3094 | -0.78059 | 7 | 56552.3094 | -0.77469 | -7802964.7084 | -84607.0092 | -0.77188 | 11 | 84607.0092 | -0.76923 | -7639298.1381 | -99477.7681 | -0.76588 | 13 | 99477.7681 | -0.80552 | -8772345.1506 | 0 | -0.80552 | 0 | 0 | -0.80552 | -8772345.1506 | 0 | -0.80552 | 0 | 0 | -0.80552 | -8772345.1506 | 0 | -0.80552 | 0 | 0 | -0.74567 | -6958671.1277 | -130756.4683 | -0.74097 | 19 | 130756.4683 | -0.7405 | -6814920.9116 | -95315.3404 | -0.73704 | 14 | 95315.3404 | -0.72734 | -6457977.0608 | -104707.9048 | -0.72339 | 16 | 104707.9048 | -0.80552 | -8772345.1506 | 0 | -0.80552 | 0 | 0 | -0.80552 | -8772345.1506 | 0 | -0.80552 | 0 | 0 | -0.79551 | -8449095.9632 | -45368.0334 | -0.79408 | 5 | 45368.0334 | -0.79464 | -8421636.5088 | -60295.9203 | -0.79274 | 7 | 60295.9203 | -0.7928 | -8363153.2798 | -80990.0364 | -0.79023 | 9 | 80990.0364 | -0.80552 | -8772345.1506 | 0 | -0.80552 | 0 | 0 | -0.80552 | -8772345.1506 | 0 | -0.80552 | 0 | 0
7.0833 | 425 | 25500 | 3.5844 | -0.42845 | -0.97341 | -0.7867 | -0.88499 | -11633132.5787 | -0.00295 | -982881631.3266 | -0.59936 | -3613633.7941 | 0 | -0.59936 | 0 | -0.54636 | -2737313.8969 | 0 | -0.54636 | 0 | -0.45821 | -1614639.7661 | 0 | -0.45821 | 0 |  |  | 0 | 0 | 0 | -0.85962 | -10660997.0992 | -74994.8276 | -0.8576 | 8 | 74994.8276 | -0.85111 | -10347623.2867 | -112198.567 | -0.84803 | 12 | 112198.567 | -0.84512 | -10130582.7031 | -131918.8934 | -0.84144 | 14 | 131918.8934 | -0.88499 | -11633132.5787 | 0 | -0.88499 | 0 | 0 | -0.88499 | -11633132.5787 | 0 | -0.88499 | 0 | 0 | -0.88499 | -11633132.5787 | 0 | -0.88499 | 0 | 0 | -0.81924 | -9227993.4738 | -173398.0259 | -0.81407 | 21 | 173398.0259 | -0.81356 | -9037364.2528 | -126399.0384 | -0.80975 | 16 | 126399.0384 | -0.7991 | -8564015.8987 | -138854.6527 | -0.79475 | 18 | 138854.6527 | -0.88499 | -11633132.5787 | 0 | -0.88499 | 0 | 0 | -0.88499 | -11633132.5787 | 0 | -0.88499 | 0 | 0 | -0.87399 | -11204467.2003 | -60163.1991 | -0.87242 | 6 | 60163.1991 | -0.87304 | -11168052.8244 | -79959.2838 | -0.87095 | 8 | 79959.2838 | -0.87101 | -11090497.3766 | -107402.0476 | -0.86819 | 11 | 107402.0476 | -0.88499 | -11633132.5787 | 0 | -0.88499 | 0 | 0 | -0.88499 | -11633132.5787 | 0 | -0.88499 | 0 | 0
7.1667 | 430 | 25800 | 3.6265 | -0.46616 | -1.0591 | -0.85594 | -0.96289 | -14983132.0887 | -0.0032096 | -1069391010.4115 | -0.65211 | -4654253.8814 | 0 | -0.65211 | 0 | -0.59445 | -3525579.6672 | 0 | -0.59445 | 0 | -0.49854 | -2079608.457 | 0 | -0.49854 | 0 |  |  | 0 | 0 | 0 | -0.93528 | -13731050.2269 | -96591.1289 | -0.93308 | 8 | 96591.1289 | -0.92602 | -13327433.9873 | -144508.4494 | -0.92267 | 13 | 144508.4494 | -0.9195 | -13047892.1089 | -169907.6488 | -0.9155 | 16 | 169907.6488 | -0.96289 | -14983132.0887 | 0 | -0.96289 | 0 | 0 | -0.96289 | -14983132.0887 | 0 | -0.96289 | 0 | 0 | -0.96289 | -14983132.0887 | 0 | -0.96289 | 0 | 0 | -0.89134 | -11885383.7688 | -223331.5496 | -0.88572 | 24 | 223331.5496 | -0.88516 | -11639858.9474 | -162798.2382 | -0.88102 | 17 | 162798.2382 | -0.86943 | -11030200.2106 | -178840.7024 | -0.86471 | 20 | 178840.7024 | -0.96289 | -14983132.0887 | 0 | -0.96289 | 0 | 0 | -0.96289 | -14983132.0887 | 0 | -0.96289 | 0 | 0 | -0.95091 | -14431023.7083 | -77488.4282 | -0.9492 | 6 | 77488.4282 | -0.94988 | -14384123.0648 | -102985.2022 | -0.94761 | 9 | 102985.2022 | -0.94767 | -14284233.9325 | -138330.6736 | -0.94461 | 12 | 138330.6736 | -0.96289 | -14983132.0887 | 0 | -0.96289 | 0 | 0 | -0.96289 | -14983132.0887 | 0 | -0.96289 | 0 | 0
7.25 | 435 | 26100 | 3.6687 | -0.50304 | -1.1429 | -0.92366 | -1.0391 | -18828224.873 | -0.0034636 | -1153999051.3052 | -0.70371 | -5848666.2319 | -138214.8678 | -0.69812 | 33 | -0.64148 | -4430342.4937 | 0 | -0.64148 | 0 | -0.53798 | -2613294.4329 | 0 | -0.53798 | 0 |  |  | 138214.8678 | 0 | 0 | -1.0093 | -17254823.6166 | -121379.1272 | -1.0069 | 9 | 121379.1272 | -0.99929 | -16747628.1065 | -181593.3788 | -0.99566 | 15 | 181593.3788 | -0.99225 | -16396347.9258 | -213510.7266 | -0.98793 | 18 | 213510.7266 | -1.0391 | -18828224.873 | 0 | -1.0391 | 0 | 0 | -1.0391 | -18828224.873 | 0 | -1.0391 | 0 | 0 | -1.0391 | -18828224.873 | 0 | -1.0391 | 0 | 0 | -0.96186 | -14935507.2741 | -280644.7018 | -0.9558 | 26 | 280644.7018 | -0.95519 | -14626973.8834 | -204576.8415 | -0.95072 | 19 | 204576.8415 | -0.93822 | -13860859.5806 | -224736.2529 | -0.93312 | 22 | 224736.2529 | -1.0391 | -18828224.873 | 0 | -1.0391 | 0 | 0 | -1.0391 | -18828224.873 | 0 | -1.0391 | 0 | 0 | -1.0261 | -18134429.9656 | -97374.1367 | -1.0243 | 7 | 97374.1367 | -1.025 | -18075493.2989 | -129414.0994 | -1.0226 | 10 | 129414.0994 | -1.0227 | -17949969.8079 | -173830.2121 | -1.0193 | 13 | 173830.2121 | -1.0391 | -18828224.873 | 0 | -1.0391 | 0 | 0 | -1.0391 | -18828224.873 | 0 | -1.0391 | 0 | 0
7.3333 | 440 | 26400 | 3.7109 | -0.53903 | -1.2246 | -0.98974 | -1.1134 | -23165073.1632 | -0.0037113 | -1236555323.9985 | -0.75405 | -7195834.0249 | -170050.9499 | -0.74806 | 36 | -0.68738 | -5450816.9887 | -248958.5742 | -0.67675 | 72 | -0.57647 | -3215234.423 | 0 | -0.57647 | 0 |  |  | 170050.9499 | 248958.5742 | 0 | -1.0815 | -21229258.4241 | -149337.3051 | -1.0789 | 10 | 149337.3051 | -1.0708 | -20605236.7132 | -223421.1634 | -1.0669 | 16 | 223421.1634 | -1.0632 | -20173043.4958 | -262690.2768 | -1.0586 | 20 | 262690.2768 | -1.1134 | -23165073.1632 | 0 | -1.1134 | 0 | 0 | -1.1134 | -23165073.1632 | 0 | -1.1134 | 0 | 0 | -1.1134 | -23165073.1632 | 0 | -1.1134 | 0 | 0 | -1.0307 | -18375716.302 | -345287.7312 | -1.0242 | 29 | 345287.7312 | -1.0235 | -17996116.0678 | -251698.5819 | -1.0187 | 21 | 251698.5819 | -1.0053 | -17053536.8287 | -276501.4639 | -0.99987 | 25 | 276501.4639 | -1.1134 | -23165073.1632 | 0 | -1.1134 | 0 | 0 | -1.1134 | -23165073.1632 | 0 | -1.1134 | 0 | 0 | -1.0996 | -22311471.1961 | -119803.0624 | -1.0976 | 8 | 119803.0624 | -1.0984 | -22238959.1985 | -159223.0335 | -1.0957 | 11 | 159223.0335 | -1.0958 | -22084522.9267 | -213869.8474 | -1.0923 | 14 | 213869.8474 | -1.1134 | -23165073.1632 | 0 | -1.1134 | 0 | 0 | -1.1134 | -23165073.1632 | 0 | -1.1134 | 0 | 0
7.4167 | 445 | 26700 | 3.753 | -0.57406 | -1.3042 | -1.0541 | -1.1858 | -27981070.2463 | -0.0039525 | -1316913046.4514 | -0.80305 | -8691841.2004 | -205404.3836 | -0.79668 | 40 | -0.73204 | -6584036.7516 | -300716.8293 | -0.72073 | 79 | -0.61393 | -3883678.6577 | 0 | -0.61393 | 0 |  |  | 205404.3836 | 300716.8293 | 0 | -1.1518 | -25642801.4303 | -180384.3914 | -1.1491 | 11 | 180384.3914 | -1.1404 | -24889046.1883 | -269870.2146 | -1.1362 | 18 | 269870.2146 | -1.1323 | -24367000.4045 | -317303.34 | -1.1274 | 22 | 317303.34 | -1.1858 | -27981070.2463 | 0 | -1.1858 | 0 | 0 | -1.1858 | -27981070.2463 | 0 | -1.1858 | 0 | 0 | -1.1858 | -27981070.2463 | 0 | -1.1858 | 0 | 0 | -1.0977 | -22196010.565 | -417072.7282 | -1.0907 | 32 | 417072.7282 | -1.09 | -21737491.7966 | -304026.4821 | -1.0849 | 23 | 304026.4821 | -1.0707 | -20598951.2137 | -333985.8601 | -1.0649 | 27 | 333985.8601 | -1.1858 | -27981070.2463 | 0 | -1.1858 | 0 | 0 | -1.1858 | -27981070.2463 | 0 | -1.1858 | 0 | 0 | -1.171 | -26950005.2271 | -144710.0073 | -1.1689 | 9 | 144710.0073 | -1.1697 | -26862418.0529 | -192325.3536 | -1.1669 | 12 | 192325.3536 | -1.167 | -26675874.6245 | -258333.189 | -1.1632 | 16 | 258333.189 | -1.1858 | -27981070.2463 | 0 | -1.1858 | 0 | 0 | -1.1858 | -27981070.2463 | 0 | -1.1858 | 0 | 0
7.5 | 450 | 27000 | 3.7952 | -0.60806 | -1.3815 | -1.1165 | -1.256 | -33254441.1293 | -0.0041867 | -1394929345.5659 | -0.85063 | -10329923.7291 | -244115.3223 | -0.84387 | 44 | -0.77541 | -7824878.0559 | -357390.5504 | -0.76342 | 87 | -0.6503 | -4615604.8411 | 0 | -0.6503 | 0 |  |  | 244115.3223 | 357390.5504 | 0 | -1.22 | -30475497.2933 | -214380.0101 | -1.2171 | 13 | 214380.0101 | -1.2079 | -29579687.7656 | -320730.5184 | -1.2035 | 20 | 320730.5184 | -1.1994 | -28959256.1441 | -377102.9896 | -1.1942 | 24 | 377102.9896 | -1.256 | -33254441.1293 | 0 | -1.256 | 0 | 0 | -1.256 | -33254441.1293 | 0 | -1.256 | 0 | 0 | -1.256 | -33254441.1293 | 0 | -1.256 | 0 | 0 | -1.1627 | -26379117.0296 | -495675.1248 | -1.1554 | 35 | 495675.1248 | -1.1546 | -25834184.8574 | -361323.9473 | -1.1492 | 26 | 361323.9473 | -1.1341 | -24481072.5406 | -396929.5322 | -1.1279 | 30 | 396929.5322 | -1.256 | -33254441.1293 | 0 | -1.256 | 0 | 0 | -1.256 | -33254441.1293 | 0 | -1.256 | 0 | 0 | -1.2404 | -32029059.4452 | -171982.3572 | -1.2382 | 9 | 171982.3572 | -1.239 | -31924965.4094 | -228571.391 | -1.2361 | 13 | 228571.391 | -1.2362 | -31703265.6173 | -307019.2008 | -1.2322 | 18 | 307019.2008 | -1.256 | -33254441.1293 | 0 | -1.256 | 0 | 0 | -1.256 | -33254441.1293 | 0 | -1.256 | 0 | 0
7.5833 | 455 | 27300 | 3.8374 | -0.64099 | -1.4563 | -1.177 | -1.324 | -38954492.4236 | -0.0044134 | -1470465511.209 | -0.89669 | -12100547.2345 | -285958.451 | -0.88957 | 48 | -0.8174 | -9166118.6474 | -418649.871 | -0.80476 | 95 | -0.68552 | -5406752.8339 | -370419.0067 | -0.66949 | 144 |  |  | 285958.451 | 418649.871 | 370419.0067 | -1.2861 | -35699217.5512 | -251126.2916 | -1.283 | 14 | 251126.2916 | -1.2733 | -34649859.803 | -375706.0448 | -1.2687 | 22 | 375706.0448 | -1.2644 | -33923081.7223 | -441741.1645 | -1.2589 | 26 | 441741.1645 | -1.324 | -38954492.4236 | 0 | -1.324 | 0 | 0 | -1.324 | -38954492.4236 | 0 | -1.324 | 0 | 0 | -1.324 | -38954492.4236 | 0 | -1.324 | 0 | 0 | -1.2256 | -30900688.136 | -580637.4198 | -1.2179 | 38 | 580637.4198 | -1.2171 | -30262350.6552 | -423257.4805 | -1.2114 | 28 | 423257.4805 | -1.1955 | -28677305.1183 | -464966.1197 | -1.189 | 33 | 464966.1197 | -1.324 | -38954492.4236 | 0 | -1.324 | 0 | 0 | -1.324 | -38954492.4236 | 0 | -1.324 | 0 | 0 | -1.3075 | -37519071.4721 | -201461.3748 | -1.3052 | 10 | 201461.3748 | -1.3061 | -37397134.967 | -267750.1776 | -1.303 | 14 | 267750.1776 | -1.3031 | -37137434.2299 | -359644.5084 | -1.2989 | 19 | 359644.5084 | -1.324 | -38954492.4236 | 0 | -1.324 | 0 | 0 | -1.324 | -38954492.4236 | 0 | -1.324 | 0 | 0
7.6667 | 460 | 27600 | 3.8796 | -0.67278 | -1.5285 | -1.2353 | -1.3897 | -45042007.6282 | -0.0046322 | -1543387242.835 | -0.94116 | -13991529.7809 | -330645.8878 | -0.93368 | 52 | -0.85794 | -10598530.756 | -484073.3253 | -0.84467 | 103 | -0.71951 | -6251679.5172 | -428305.3042 | -0.70269 | 157 |  |  | 330645.8878 | 484073.3253 | 428305.3042 | -1.3498 | -41278022.8728 | -290370.4204 | -1.3467 | 15 | 290370.4204 | -1.3365 | -40064679.3852 | -434418.5608 | -1.3316 | 24 | 434418.5608 | -1.3271 | -39224325.8901 | -510773.1526 | -1.3213 | 28 | 510773.1526 | -1.3897 | -45042007.6282 | 0 | -1.3897 | 0 | 0 | -1.3897 | -45042007.6282 | 0 | -1.3897 | 0 | 0 | -1.3897 | -45042007.6282 | 0 | -1.3897 | 0 | 0 | -1.2864 | -35729615.3574 | -671375.0703 | -1.2783 | 41 | 671375.0703 | -1.2775 | -34991523.2943 | -489400.9774 | -1.2715 | 31 | 489400.9774 | -1.2548 | -33158778.7578 | -537627.5291 | -1.248 | 36 | 537627.5291 | -1.3897 | -45042007.6282 | 0 | -1.3897 | 0 | 0 | -1.3897 | -45042007.6282 | 0 | -1.3897 | 0 | 0 | -1.3724 | -43382269.8823 | -232944.2439 | -1.3699 | 11 | 232944.2439 | -1.3709 | -43241278.057 | -309592.1623 | -1.3676 | 15 | 309592.1623 | -1.3677 | -42940993.2411 | -415847.0483 | -1.3633 | 21 | 415847.0483 | -1.3897 | -45042007.6282 | 0 | -1.3897 | 0 | 0 | -1.3897 | -45042007.6282 | 0 | -1.3897 | 0 | 0
7.75 | 465 | 27900 | 3.9217 | -0.70337 | -1.598 | -1.2915 | -1.4529 | -51469781.6649 | -0.0048429 | -1613564888.266 | -0.98395 | -15988207.9175 | -377831.1081 | -0.97614 | 57 | -0.89695 | -12111006.8735 | -553153.5932 | -0.88308 | 112 | -0.75223 | -7143832.9846 | -489427.1293 | -0.73464 | 172 |  |  | 377831.1081 | 553153.5932 | 489427.1293 | -1.4112 | -47168652.9241 | -331808.0816 | -1.4079 | 16 | 331808.0816 | -1.3972 | -45782157.7904 | -496412.7856 | -1.3922 | 26 | 496412.7856 | -1.3874 | -44821880.636 | -583663.6515 | -1.3814 | 31 | 583663.6515 | -1.4529 | -51469781.6649 | 0 | -1.4529 | 0 | 0 | -1.4529 | -51469781.6649 | 0 | -1.4529 | 0 | 0 | -1.4529 | -51469781.6649 | 0 | -1.4529 | 0 | 0 | -1.3449 | -40828453.2207 | -767184.4597 | -1.3364 | 45 | 767184.4597 | -1.3356 | -39985030.8393 | -559241.5343 | -1.3293 | 33 | 559241.5343 | -1.3119 | -37890742.2827 | -614350.3143 | -1.3047 | 39 | 614350.3143 | -1.4529 | -51469781.6649 | 0 | -1.4529 | 0 | 0 | -1.4529 | -51469781.6649 | 0 | -1.4529 | 0 | 0 | -1.4348 | -49573189.0417 | -266186.8332 | -1.4322 | 12 | 266186.8332 | -1.4332 | -49412076.8078 | -353772.8853 | -1.4298 | 17 | 353772.8853 | -1.4299 | -49068939.4851 | -475191.003 | -1.4253 | 23 | 475191.003 | -1.4529 | -51469781.6649 | 0 | -1.4529 | 0 | 0 | -1.4529 | -51469781.6649 | 0 | -1.4529 | 0 | 0
7.8333 | 470 | 28200 | 3.9639 | -0.73271 | -1.6647 | -1.3454 | -1.5135 | -58183286.2851 | -0.0050449 | -1680873674.2096 | -1.025 | -18073643.3759 | -427113.8291 | -1.0169 | 62 | -0.93436 | -13690716.3258 | -625304.6512 | -0.91992 | 123 | -0.78361 | -8075644.8983 | -553265.972 | -0.76529 | 187 |  |  | 427113.8291 | 625304.6512 | 553265.972 | -1.4701 | -53321136.1696 | -375087.7501 | -1.4666 | 18 | 375087.7501 | -1.4555 | -51753792.3672 | -561162.8083 | -1.4502 | 28 | 561162.8083 | -1.4453 | -50668260.6478 | -659794.3149 | -1.439 | 34 | 659794.3149 | -1.5135 | -58183286.2851 | 0 | -1.5135 | 0 | 0 | -1.5135 | -58183286.2851 | 0 | -1.5135 | 0 | 0 | -1.5135 | -58183286.2851 | 0 | -1.5135 | 0 | 0 | -1.401 | -46153947.141 | -867252.8153 | -1.3922 | 49 | 867252.8153 | -1.3913 | -45200512.246 | -632186.678 | -1.3848 | 36 | 632186.678 | -1.3666 | -42833053.3855 | -694483.6185 | -1.3591 | 42 | 694483.6185 | -1.5135 | -58183286.2851 | 0 | -1.5135 | 0 | 0 | -1.5135 | -58183286.2851 | 0 | -1.5135 | 0 | 0 | -1.4946 | -56039309.9947 | -300907.1385 | -1.492 | 14 | 300907.1385 | -1.493 | -55857182.95 | -399917.5517 | -1.4895 | 18 | 399917.5517 | -1.4896 | -55469288.2196 | -537172.9445 | -1.4847 | 25 | 537172.9445 | -1.5135 | -58183286.2851 | 0 | -1.5135 | 0 | 0 | -1.5135 | -58183286.2851 | 0 | -1.5135 | 0 | 0
7.9167 | 475 | 28500 | 4.0061 | -0.76075 | -1.7284 | -1.3969 | -1.5714 | -65121455.8728 | -0.0052379 | -1745193928.1005 | -1.0642 | -20228867.1664 | -478045.7782 | -1.0558 | 68 | -0.97012 | -15323290.1749 | -699870.2179 | -0.95512 | 134 | -0.81359 | -9038639.5555 | -619241.1581 | -0.79457 | 204 |  |  | 478045.7782 | 699870.2179 | 619241.1581 | -1.5263 | -59679510.008 | -419815.7568 | -1.5227 | 20 | 419815.7568 | -1.5112 | -57925265.5027 | -628079.6667 | -1.5057 | 31 | 628079.6667 | -1.5006 | -56710287.6204 | -738472.663 | -1.494 | 37 | 738472.663 | -1.5714 | -65121455.8728 | 0 | -1.5714 | 0 | 0 | -1.5714 | -65121455.8728 | 0 | -1.5714 | 0 | 0 | -1.5714 | -65121455.8728 | 0 | -1.5714 | 0 | 0 | -1.4546 | -51657656.7602 | -970669.9217 | -1.4455 | 54 | 970669.9217 | -1.4445 | -50590527.8233 | -707572.9043 | -1.4378 | 40 | 707572.9043 | -1.4189 | -47940757.1149 | -777298.5544 | -1.4112 | 46 | 777298.5544 | -1.5714 | -65121455.8728 | 0 | -1.5714 | 0 | 0 | -1.5714 | -65121455.8728 | 0 | -1.5714 | 0 | 0 | -1.5518 | -62721817.3115 | -336789.3461 | -1.5491 | 15 | 336789.3461 | -1.5502 | -62517972.203 | -447606.4323 | -1.5464 | 20 | 447606.4323 | -1.5466 | -62083822.2747 | -601229.0888 | -1.5416 | 27 | 601229.0888 | -1.5714 | -65121455.8728 | 0 | -1.5714 | 0 | 0 | -1.5714 | -65121455.8728 | 0 | -1.5714 | 0 | 0
8 | 480 | 28800 | 4.0482 | -0.78743 | -1.789 | -1.4458 | -1.6265 | -72217581.2348 | -0.0054217 | -1806411290.8746 | -1.1015 | -22433157.2182 | -530137.2545 | -1.0928 | 74 | -1.0041 | -16993031.5309 | -776133.3594 | -0.98862 | 146 | -0.84213 | -10023557.9442 | -686718.3486 | -0.82245 | 223 |  |  | 530137.2545 | 776133.3594 | 686718.3486 | -1.5799 | -66182639.8733 | -465562.0504 | -1.5762 | 22 | 465562.0504 | -1.5642 | -64237239.6459 | -696519.9678 | -1.5586 | 34 | 696519.9678 | -1.5532 | -62889868.6029 | -818942.2182 | -1.5465 | 40 | 818942.2182 | -1.6265 | -72217581.2348 | 0 | -1.6265 | 0 | 0 | -1.6265 | -72217581.2348 | 0 | -1.6265 | 0 | 0 | -1.6265 | -72217581.2348 | 0 | -1.6265 | 0 | 0 | -1.5057 | -57286664.9475 | -1076441.4429 | -1.4962 | 59 | 1076441.4429 | -1.4952 | -56103253.587 | -784675.3886 | -1.4882 | 43 | 784675.3886 | -1.4686 | -53164743.862 | -861998.8718 | -1.4607 | 51 | 861998.8718 | -1.6265 | -72217581.2348 | 0 | -1.6265 | 0 | 0 | -1.6265 | -72217581.2348 | 0 | -1.6265 | 0 | 0 | -1.6063 | -69556459.9437 | -373488.4553 | -1.6034 | 16 | 373488.4553 | -1.6045 | -69330402.3335 | -496381.0076 | -1.6007 | 22 | 496381.0076 | -1.6008 | -68848944.1521 | -666743.5484 | -1.5956 | 30 | 666743.5484 | -1.6265 | -72217581.2348 | 0 | -1.6265 | 0 | 0 | -1.6265 | -72217581.2348 | 0 | -1.6265 | 0 | 0
8.0833 | 485 | 29100 | 4.0904 | -0.81272 | -1.8465 | -1.4923 | -1.6787 | -79400297.2418 | -0.0055958 | -1864416920.295 | -1.1369 | -24664345.174 | -582864.3782 | -1.1279 | 81 | -1.0364 | -18683147.9472 | -853327.1038 | -1.0204 | 160 | -0.86918 | -11020494.8239 | -755018.9312 | -0.84885 | 244 |  |  | 582864.3782 | 853327.1038 | 755018.9312 | -1.6306 | -72765124.3415 | -511866.5643 | -1.6268 | 24 | 511866.5643 | -1.6145 | -70626235.8095 | -765795.4135 | -1.6086 | 37 | 765795.4135 | -1.6031 | -69144856.0751 | -900393.7052 | -1.5961 | 44 | 900393.7052 | -1.6787 | -79400297.2418 | 0 | -1.6787 | 0 | 0 | -1.6787 | -79400297.2418 | 0 | -1.6787 | 0 | 0 | -1.6787 | -79400297.2418 | 0 | -1.6787 | 0 | 0 | -1.554 | -62984361.2463 | -1183503.6436 | -1.5442 | 64 | 1183503.6436 | -1.5432 | -61683248.5231 | -862718.7179 | -1.536 | 48 | 862718.7179 | -1.5158 | -58452476.4366 | -947732.747 | -1.5076 | 55 | 947732.747 | -1.6787 | -79400297.2418 | 0 | -1.6787 | 0 | 0 | -1.6787 | -79400297.2418 | 0 | -1.6787 | 0 | 0 | -1.6579 | -76474502.4714 | -410635.3863 | -1.6549 | 18 | 410635.3863 | -1.6561 | -76225961.3111 | -545750.756 | -1.6521 | 24 | 545750.756 | -1.6522 | -75696617.5964 | -733057.4497 | -1.6469 | 33 | 733057.4497 | -1.6787 | -79400297.2418 | 0 | -1.6787 | 0 | 0 | -1.6787 | -79400297.2418 | 0 | -1.6787 | 0 | 0
8.1667 | 490 | 29400 | 4.1326 | -0.83656 | -1.9006 | -1.5361 | -1.728 | -86594648.673 | -0.0057599 | -1919107684.4692 | -1.1703 | -26899147.4753 | -635676.9157 | -1.161 | 89 | -1.0668 | -20376002.2165 | -930645.8958 | -1.0503 | 176 | -0.89467 | -12019046.6614 | -823430.1553 | -0.87376 | 268 |  |  | 635676.9157 | 930645.8958 | 823430.1553 | -1.6784 | -79358271.9068 | -558246.0878 | -1.6745 | 26 | 558246.0878 | -1.6618 | -77025581.6347 | -835183.0798 | -1.6558 | 40 | 835183.0798 | -1.6501 | -75409976.1256 | -981977.1371 | -1.6429 | 49 | 981977.1371 | -1.728 | -86594648.673 | 0 | -1.728 | 0 | 0 | -1.728 | -86594648.673 | 0 | -1.728 | 0 | 0 | -1.728 | -86594648.673 | 0 | -1.728 | 0 | 0 | -1.5996 | -68691287.3563 | -1290739.2766 | -1.5895 | 71 | 1290739.2766 | -1.5885 | -67272282.6037 | -940888.4712 | -1.5811 | 52 | 940888.4712 | -1.5603 | -63748774.714 | -1033605.5042 | -1.5518 | 61 | 1033605.5042 | -1.728 | -86594648.673 | 0 | -1.728 | 0 | 0 | -1.728 | -86594648.673 | 0 | -1.728 | 0 | 0 | -1.7065 | -83403751.6734 | -447842.4924 | -1.7034 | 20 | 447842.4924 | -1.7046 | -83132690.5413 | -595200.4793 | -1.7006 | 26 | 595200.4793 | -1.7007 | -82555383.7227 | -799478.7743 | -1.6952 | 36 | 799478.7743 | -1.728 | -86594648.673 | 0 | -1.728 | 0 | 0 | -1.728 | -86594648.673 | 0 | -1.728 | 0 | 0
8.25 | 495 | 29700 | 4.1747 | -0.85891 | -1.9514 | -1.5771 | -1.7741 | -93723217.3617 | -0.0059138 | -1970386345.2145 | -1.2015 | -29113515.492 | -688006.553 | -1.192 | 99 | -1.0953 | -22053377.5928 | -1007257.7107 | -1.0784 | 194 | -0.91858 | -13008468.075 | -891215.8501 | -0.8971 | 296 |  |  | 688006.553 | 1007257.7107 | 891215.8501 | -1.7233 | -85891133.9367 | -604201.5324 | -1.7192 | 29 | 604201.5324 | -1.7062 | -83366413.9827 | -903936.2885 | -1.7 | 45 | 903936.2885 | -1.6942 | -81617810.0144 | -1062814.5974 | -1.6868 | 54 | 1062814.5974 | -1.7741 | -93723217.3617 | 0 | -1.7741 | 0 | 0 | -1.7741 | -93723217.3617 | 0 | -1.7741 | 0 | 0 | -1.7741 | -93723217.3617 | 0 | -1.7741 | 0 | 0 | -1.6423 | -74346031.2433 | -1396994.3828 | -1.632 | 78 | 1396994.3828 | -1.6309 | -72810212.4266 | -1018343.4663 | -1.6233 | 58 | 1018343.4663 | -1.602 | -68996645.4119 | -1118693.0696 | -1.5932 | 67 | 1118693.0696 | -1.7741 | -93723217.3617 | 0 | -1.7741 | 0 | 0 | -1.7741 | -93723217.3617 | 0 | -1.7741 | 0 | 0 | -1.7521 | -90269642.1391 | -484709.3891 | -1.7489 | 22 | 484709.3891 | -1.7502 | -89976266.9503 | -644198.0509 | -1.746 | 29 | 644198.0509 | -1.7461 | -89351435.5863 | -865292.7645 | -1.7405 | 40 | 865292.7645 | -1.7741 | -93723217.3617 | 0 | -1.7741 | 0 | 0 | -1.7741 | -93723217.3617 | 0 | -1.7741 | 0 | 0
8.3333 | 500 | 30000 | 4.2169 | -0.87974 | -1.9987 | -1.6153 | -1.8172 | -100707292.7553 | -0.0060572 | -2018161730.9433 | -1.2307 | -31282999.1364 | -739275.489 | -1.2209 | 109 | -1.1219 | -23696753.2272 | -1082316.6341 | -1.1045 | 215 | -0.94085 | -13977834.304 | -957627.5554 | -0.91885 | 328 |  |  | 739275.489 | 1082316.6341 | 957627.5554 | -1.7651 | -92291577.412 | -649225.4781 | -1.7609 | 32 | 649225.4781 | -1.7476 | -89578720.1427 | -971295.8965 | -1.7413 | 49 | 971295.8965 | -1.7353 | -87699813.5419 | -1142013.514 | -1.7277 | 59 | 1142013.514 | -1.8172 | -100707292.7553 | 0 | -1.8172 | 0 | 0 | -1.8172 | -100707292.7553 | 0 | -1.8172 | 0 | 0 | -1.8172 | -100707292.7553 | 0 | -1.8172 | 0 | 0 | -1.6821 | -79886155.6867 | -1501095.7397 | -1.6715 | 86 | 1501095.7397 | -1.6705 | -78235890.5811 | -1094228.4791 | -1.6627 | 64 | 1094228.4791 | -1.6408 | -74138143.8264 | -1202055.9434 | -1.6319 | 74 | 1202055.9434 | -1.8172 | -100707292.7553 | 0 | -1.8172 | 0 | 0 | -1.8172 | -100707292.7553 | 0 | -1.8172 | 0 | 0 | -1.7946 | -96996363.6943 | -520829.0083 | -1.7913 | 24 | 520829.0083 | -1.7926 | -96681126.746 | -692202.461 | -1.7883 | 32 | 692202.461 | -1.7885 | -96009734.1405 | -929772.7308 | -1.7827 | 44 | 929772.7308 | -1.8172 | -100707292.7553 | 0 | -1.8172 | 0 | 0 | -1.8172 | -100707292.7553 | 0 | -1.8172 | 0 | 0
8.4167 | 505 | 30300 | 4.2591 | -0.899 | -2.0425 | -1.6507 | -1.8569 | -107468067.297 | -0.0061898 | -2062348898.7632 | -1.2576 | -33383118.1881 | -788905.2107 | -1.2476 | 122 | -1.1464 | -25287585.4456 | -1154975.7092 | -1.1287 | 239 | -0.96145 | -14916207.1242 | -1021915.8886 | -0.93897 | 365 |  |  | 788905.2107 | 1154975.7092 | 1021915.8886 | -1.8037 | -98487380.4161 | -692809.8797 | -1.7995 | 35 | 692809.8797 | -1.7859 | -95592401.119 | -1036501.8254 | -1.7794 | 55 | 1036501.8254 | -1.7733 | -93587358.0333 | -1218680.2149 | -1.7656 | 66 | 1218680.2149 | -1.8569 | -107468067.297 | 0 | -1.8569 | 0 | 0 | -1.8569 | -107468067.297 | 0 | -1.8569 | 0 | 0 | -1.8569 | -107468067.297 | 0 | -1.8569 | 0 | 0 | -1.719 | -85249146.5171 | -1601868.6786 | -1.7081 | 96 | 1601868.6786 | -1.7071 | -83488094.2976 | -1167687.2311 | -1.6991 | 71 | 1167687.2311 | -1.6767 | -79115253.8413 | -1282753.4678 | -1.6676 | 83 | 1282753.4678 | -1.8569 | -107468067.297 | 0 | -1.8569 | 0 | 0 | -1.8569 | -107468067.297 | 0 | -1.8569 | 0 | 0 | -1.8339 | -103508012.7354 | -555793.7799 | -1.8306 | 27 | 555793.7799 | -1.8319 | -103171613.0106 | -738672.0328 | -1.8275 | 36 | 738672.0328 | -1.8276 | -102455147.8596 | -992191.0884 | -1.8217 | 49 | 992191.0884 | -1.8569 | -107468067.297 | 0 | -1.8569 | 0 | 0 | -1.8569 | -107468067.297 | 0 | -1.8569 | 0 | 0
8.5 | 510 | 30600 | 4.3012 | -0.91666 | -2.0826 | -1.6831 | -1.8934 | -113927837.6373 | -0.0063114 | -2102869285.5025 | -1.2823 | -35389735.4295 | -836325.3105 | -1.2721 | 137 | -1.1689 | -26807590.3973 | -1224399.8462 | -1.1509 | 269 | -0.98034 | -15812801.5712 | -1083341.9672 | -0.95742 | 410 |  |  | 836325.3105 | 1224399.8462 | 1083341.9672 | -1.8392 | -104407332.9649 | -734453.81 | -1.8348 | 40 | 734453.81 | -1.821 | -101338340.1039 | -1098804.6463 | -1.8143 | 62 | 1098804.6463 | -1.8081 | -99212776.4005 | -1291933.5497 | -1.8002 | 75 | 1291933.5497 | -1.8934 | -113927837.6373 | 0 | -1.8934 | 0 | 0 | -1.8934 | -113927837.6373 | 0 | -1.8934 | 0 | 0 | -1.8934 | -113927837.6373 | 0 | -1.8934 | 0 | 0 | -1.7528 | -90373365.4787 | -1698154.9898 | -1.7417 | 108 | 1698154.9898 | -1.7406 | -88506458.6255 | -1237875.4417 | -1.7324 | 80 | 1237875.4417 | -1.7097 | -83870772.23 | -1359858.1652 | -1.7004 | 93 | 1359858.1652 | -1.8934 | -113927837.6373 | 0 | -1.8934 | 0 | 0 | -1.8934 | -113927837.6373 | 0 | -1.8934 | 0 | 0 | -1.8699 | -109729749.1774 | -589201.8449 | -1.8665 | 30 | 589201.8449 | -1.8679 | -109373128.8883 | -783072.6795 | -1.8634 | 41 | 783072.6795 | -1.8635 | -108613597.9183 | -1051830.4466 | -1.8575 | 55 | 1051830.4466 | -1.8934 | -113927837.6373 | 0 | -1.8934 | 0 | 0 | -1.8934 | -113927837.6373 | 0 | -1.8934 | 0 | 0
8.5833 | 515 | 30900 | 4.3434 | -0.9327 | -2.119 | -1.7126 | -1.9266 | -120011192.5789 | -0.0064218 | -2139650847.3921 | -1.3048 | -37279425.6612 | -880982.2075 | -1.2944 | 155 | -1.1894 | -28239023.5825 | -1289778.5895 | -1.171 | 305 | -0.99749 | -16657150.824 | -1141188.7046 | -0.97417 | 465 |  |  | 880982.2075 | 1289778.5895 | 1141188.7046 | -1.8713 | -109982325.6804 | -773671.1191 | -1.8669 | 45 | 773671.1191 | -1.8528 | -106749459.1493 | -1157477.0377 | -1.8461 | 70 | 1157477.0377 | -1.8398 | -104510397.65 | -1360918.3606 | -1.8317 | 85 | 1360918.3606 | -1.9266 | -120011192.5789 | 0 | -1.9266 | 0 | 0 | -1.9266 | -120011192.5789 | 0 | -1.9266 | 0 | 0 | -1.9266 | -120011192.5789 | 0 | -1.9266 | 0 | 0 | -1.7834 | -95198992.5675 | -1788830.6295 | -1.7722 | 123 | 1788830.6295 | -1.771 | -93232399.3052 | -1303973.7355 | -1.7627 | 91 | 1303973.7355 | -1.7396 | -88349183.1898 | -1432469.9172 | -1.7301 | 106 | 1432469.9172 | -1.9266 | -120011192.5789 | 0 | -1.9266 | 0 | 0 | -1.9266 | -120011192.5789 | 0 | -1.9266 | 0 | 0 | -1.9026 | -115588940.6247 | -620663.1983 | -1.8992 | 34 | 620663.1983 | -1.9005 | -115213278.0379 | -824886.069 | -1.896 | 46 | 824886.069 | -1.8961 | -114413190.7248 | -1107994.5772 | -1.89 | 63 | 1107994.5772 | -1.9266 | -120011192.5789 | 0 | -1.9266 | 0 | 0 | -1.9266 | -120011192.5789 | 0 | -1.9266 | 0 | 0
8.6667 | 520 | 31200 | 4.3856 | -0.94707 | -2.1517 | -1.739 | -1.9562 | -125646168.865 | -0.0065208 | -2172628188.1574 | -1.3249 | -39029834.7276 | -922347.6314 | -1.3143 | 179 | -1.2077 | -29564951.8131 | -1350338.539 | -1.189 | 351 | -1.0129 | -17439266.6239 | -1194771.8009 | -0.98918 | 535 |  |  | 922347.6314 | 1350338.539 | 1194771.8009 | -1.9002 | -115146408.9945 | -809997.8842 | -1.8957 | 52 | 809997.8842 | -1.8814 | -111761747.2362 | -1211824.9324 | -1.8745 | 81 | 1211824.9324 | -1.8681 | -109417553.389 | -1424818.5896 | -1.86 | 98 | 1424818.5896 | -1.9562 | -125646168.865 | 0 | -1.9562 | 0 | 0 | -1.9562 | -125646168.865 | 0 | -1.9562 | 0 | 0 | -1.9562 | -125646168.865 | 0 | -1.9562 | 0 | 0 | -1.8109 | -99668942.8617 | -1872822.9469 | -1.7995 | 142 | 1872822.9469 | -1.7983 | -97610010.6587 | -1365200.2005 | -1.7899 | 105 | 1365200.2005 | -1.7664 | -92497509.204 | -1499729.7605 | -1.7568 | 122 | 1499729.7605 | -1.9562 | -125646168.865 | 0 | -1.9562 | 0 | 0 | -1.9562 | -125646168.865 | 0 | -1.9562 | 0 | 0 | -1.9319 | -121016275.5704 | -649805.6668 | -1.9285 | 40 | 649805.6668 | -1.9298 | -120622974.214 | -863617.5685 | -1.9252 | 53 | 863617.5685 | -1.9253 | -119785319.7962 | -1160019.0845 | -1.9191 | 72 | 1160019.0845 | -1.9562 | -125646168.865 | 0 | -1.9562 | 0 | 0 | -1.9562 | -125646168.865 | 0 | -1.9562 | 0 | 0
8.75 | 525 | 31500 | 4.4277 | -0.95976 | -2.1805 | -1.7623 | -1.9825 | -130765356.4269 | -0.0066082 | -2201742675.2899 | -1.3426 | -40620022.843 | -959926.736 | -1.332 | 209 | -1.2239 | -30769513.2809 | -1405355.2285 | -1.205 | 411 | -1.0264 | -18149792.6797 | -1243450.2525 | -1.0024 | 627 |  |  | 959926.736 | 1405355.2285 | 1243450.2525 | -1.9256 | -119837806.0347 | -842999.5359 | -1.9211 | 61 | 842999.5359 | -1.9066 | -116315243.3874 | -1261198.1777 | -1.8997 | 95 | 1261198.1777 | -1.8931 | -113875540.3171 | -1482869.8113 | -1.8849 | 114 | 1482869.8113 | -1.9825 | -130765356.4269 | 0 | -1.9825 | 0 | 0 | -1.9825 | -130765356.4269 | 0 | -1.9825 | 0 | 0 | -1.9825 | -130765356.4269 | 0 | -1.9825 | 0 | 0 | -1.8352 | -103729743.2603 | -1949127.1591 | -1.8236 | 166 | 1949127.1591 | -1.8224 | -101586924.2168 | -1420822.3969 | -1.8139 | 123 | 1420822.3969 | -1.79 | -96266124.697 | -1560833.0795 | -1.7803 | 143 | 1560833.0795 | -1.9825 | -130765356.4269 | 0 | -1.9825 | 0 | 0 | -1.9825 | -130765356.4269 | 0 | -1.9825 | 0 | 0 | -1.9578 | -125946827.9166 | -676280.6251 | -1.9543 | 47 | 676280.6251 | -1.9557 | -125537502.3278 | -898803.8408 | -1.951 | 62 | 898803.8408 | -1.9511 | -124665719.4514 | -1207281.6101 | -1.9448 | 85 | 1207281.6101 | -1.9825 | -130765356.4269 | 0 | -1.9825 | 0 | 0 | -1.9825 | -130765356.4269 | 0 | -1.9825 | 0 | 0
8.8333 | 530 | 31800 | 4.4699 | -0.97075 | -2.2055 | -1.7824 | -2.0052 | -135306935.5047 | -0.0066838 | -2226942544.294 | -1.358 | -42030786.7558 | -993265.7127 | -1.3472 | 251 | -1.2379 | -31838161.5955 | -1454164.2715 | -1.2188 | 493 | -1.0382 | -18780148.6161 | -1286636.214 | -1.0139 | 752 |  |  | 993265.7127 | 1454164.2715 | 1286636.214 | -1.9477 | -123999863.077 | -872277.5431 | -1.9431 | 74 | 872277.5431 | -1.9284 | -120354959.1824 | -1305000.538 | -1.9214 | 114 | 1305000.538 | -1.9148 | -117830523.3914 | -1534370.994 | -1.9065 | 137 | 1534370.994 | -2.0052 | -135306935.5047 | 0 | -2.0052 | 0 | 0 | -2.0052 | -135306935.5047 | 0 | -2.0052 | 0 | 0 | -2.0052 | -135306935.5047 | 0 | -2.0052 | 0 | 0 | -1.8562 | -107332355.1799 | -2016821.8098 | -1.8445 | 199 | 2016821.8098 | -1.8433 | -105115114.421 | -1470168.6263 | -1.8347 | 148 | 1470168.6263 | -1.8105 | -99609519.5362 | -1615041.9851 | -1.8007 | 171 | 1615041.9851 | -2.0052 | -135306935.5047 | 0 | -2.0052 | 0 | 0 | -2.0052 | -135306935.5047 | 0 | -2.0052 | 0 | 0 | -1.9802 | -130321055.8789 | -699768.3594 | -1.9767 | 56 | 699768.3594 | -1.9781 | -129897514.1048 | -930019.9735 | -1.9733 | 75 | 930019.9735 | -1.9735 | -128995453.5541 | -1249211.4075 | -1.9671 | 102 | 1249211.4075 | -2.0052 | -135306935.5047 | 0 | -2.0052 | 0 | 0 | -2.0052 | -135306935.5047 | 0 | -2.0052 | 0 | 0
8.9167 | 535 | 32100 | 4.5121 | -0.98001 | -2.2265 | -1.7994 | -2.0243 | -139215629.1375 | -0.0067476 | -2248182990.7221 | -1.3709 | -43244955.6227 | -1021958.7827 | -1.3601 | 313 | -1.2497 | -32757889.9083 | -1496171.5981 | -1.2304 | 614 | -1.0481 | -19322662.1765 | -1323804.0558 | -1.0236 | 936 |  |  | 1021958.7827 | 1496171.5981 | 1323804.0558 | -1.9662 | -127581922.4406 | -897475.5543 | -1.9616 | 92 | 897475.5543 | -1.9468 | -123831725.9933 | -1342698.8812 | -1.9397 | 142 | 1342698.8812 | -1.9331 | -121234365.2922 | -1578695.3009 | -1.9246 | 171 | 1578695.3009 | -2.0243 | -139215629.1375 | 0 | -2.0243 | 0 | 0 | -2.0243 | -139215629.1375 | 0 | -2.0243 | 0 | 0 | -2.0243 | -139215629.1375 | 0 | -2.0243 | 0 | 0 | -1.8739 | -110432930.1189 | -2075082.9664 | -1.8621 | 248 | 2075082.9664 | -1.8609 | -108151638.5794 | -1512638.2804 | -1.8522 | 184 | 1512638.2804 | -1.8278 | -102487000.231 | -1661696.6839 | -1.8179 | 213 | 1661696.6839 | -2.0243 | -139215629.1375 | 0 | -2.0243 | 0 | 0 | -2.0243 | -139215629.1375 | 0 | -2.0243 | 0 | 0 | -1.9991 | -134085719.3785 | -719982.993 | -1.9955 | 70 | 719982.993 | -1.9969 | -133649942.4959 | -956886.0254 | -1.9922 | 93 | 956886.0254 | -1.9923 | -132721823.5742 | -1285298.1362 | -1.9858 | 127 | 1285298.1362 | -2.0243 | -139215629.1375 | 0 | -2.0243 | 0 | 0 | -2.0243 | -139215629.1375 | 0 | -2.0243 | 0 | 0
9 | 540 | 32400 | 4.5543 | -0.98752 | -2.2436 | -1.8132 | -2.0398 | -142443555.8633 | -0.0067993 | -2265426249.8356 | -1.3815 | -44247655.8862 | -1045654.456 | -1.3705 | 411 | -1.2593 | -33517431.5558 | -1530862.6189 | -1.2398 | 807 | -1.0561 | -19770687.5745 | -1354498.4722 | -1.0314 | 1231 |  |  | 1045654.456 | 1530862.6189 | 1354498.4722 | -1.9813 | -130540103.9302 | -918284.8941 | -1.9767 | 121 | 918284.8941 | -1.9617 | -126702953.4575 | -1373831.403 | -1.9546 | 187 | 1373831.403 | -1.9479 | -124045368.9865 | -1615299.7597 | -1.9394 | 225 | 1615299.7597 | -2.0398 | -142443555.8633 | 0 | -2.0398 | 0 | 0 | -2.0398 | -142443555.8633 | 0 | -2.0398 | 0 | 0 | -2.0398 | -142443555.8633 | 0 | -2.0398 | 0 | 0 | -1.8882 | -112993486.0618 | -2123196.9304 | -1.8763 | 326 | 2123196.9304 | -1.8752 | -110659299.298 | -1547711.1064 | -1.8664 | 242 | 1547711.1064 | -1.8418 | -104863317.6685 | -1700225.6563 | -1.8318 | 280 | 1700225.6563 | -2.0398 | -142443555.8633 | 0 | -2.0398 | 0 | 0 | -2.0398 | -142443555.8633 | 0 | -2.0398 | 0 | 0 | -2.0144 | -137194701.3212 | -736676.897 | -2.0108 | 92 | 736676.897 | -2.0122 | -136748820.2869 | -979072.8875 | -2.0074 | 123 | 979072.8875 | -2.0076 | -135799181.5121 | -1315099.7341 | -2.0011 | 167 | 1315099.7341 | -2.0398 | -142443555.8633 | 0 | -2.0398 | 0 | 0 | -2.0398 | -142443555.8633 | 0 | -2.0398 | 0 | 0
9.0833 | 545 | 32700 | 4.5964 | -0.99328 | -2.2567 | -1.8238 | -2.0517 | -144950969.0534 | -0.006839 | -2278641663.7492 | -1.3895 | -45026540.9353 | -1064060.9593 | -1.3785 | 597 | -1.2667 | -34107434.0272 | -1557810.1708 | -1.2471 | 1171 | -1.0623 | -20118708.1115 | -1378341.5118 | -1.0374 | 1785 |  |  | 1064060.9593 | 1557810.1708 | 1378341.5118 | -1.9929 | -132837982.3878 | -934449.3295 | -1.9882 | 175 | 934449.3295 | -1.9732 | -128933287.1136 | -1398014.7573 | -1.966 | 271 | 1398014.7573 | -1.9593 | -126228921.5697 | -1643733.6463 | -1.9507 | 326 | 1643733.6463 | -2.0517 | -144950969.0534 | 0 | -2.0517 | 0 | 0 | -2.0517 | -144950969.0534 | 0 | -2.0517 | 0 | 0 | -2.0517 | -144950969.0534 | 0 | -2.0517 | 0 | 0 | -1.8993 | -114982493.9578 | -2160571.2571 | -1.8873 | 473 | 2160571.2571 | -1.8861 | -112607218.844 | -1574955.2398 | -1.8773 | 351 | 1574955.2398 | -1.8526 | -106709211.3931 | -1730154.4812 | -1.8425 | 407 | 1730154.4812 | -2.0517 | -144950969.0534 | 0 | -2.0517 | 0 | 0 | -2.0517 | -144950969.0534 | 0 | -2.0517 | 0 | 0 | -2.0262 | -139609719.6884 | -749644.5132 | -2.0226 | 133 | 749644.5132 | -2.024 | -139155989.8752 | -996307.3651 | -2.0191 | 178 | 996307.3651 | -2.0193 | -138189634.7472 | -1338249.2434 | -2.0128 | 242 | 1338249.2434 | -2.0517 | -144950969.0534 | 0 | -2.0517 | 0 | 0 | -2.0517 | -144950969.0534 | 0 | -2.0517 | 0 | 0
9.1667 | 550 | 33000 | 4.6386 | -0.99728 | -2.2658 | -1.8312 | -2.06 | -146706871.1129 | -0.0068665 | -2287805735.9391 | -1.3951 | -45571981.897 | -1076950.7443 | -1.384 | 1077 | -1.2717 | -34520603.4874 | -1576681.1181 | -1.2521 | 2115 | -1.0666 | -20362421.4253 | -1395038.4178 | -1.0416 | 3223 |  |  | 1076950.7443 | 1576681.1181 | 1395038.4178 | -2.0009 | -134447150.5663 | -945769.0296 | -1.9962 | 317 | 945769.0296 | -1.9811 | -130495154.7289 | -1414949.9804 | -1.9739 | 490 | 1414949.9804 | -1.9671 | -127758029.1348 | -1663645.4504 | -1.9586 | 589 | 1663645.4504 | -2.06 | -146706871.1129 | 0 | -2.06 | 0 | 0 | -2.06 | -146706871.1129 | 0 | -2.06 | 0 | 0 | -2.06 | -146706871.1129 | 0 | -2.06 | 0 | 0 | -1.9069 | -116375364.9352 | -2186743.9108 | -1.8949 | 854 | 2186743.9108 | -1.8937 | -113971316.2955 | -1594033.8784 | -1.8848 | 633 | 1594033.8784 | -1.86 | -108001861.765 | -1751113.167 | -1.8499 | 735 | 1751113.167 | -2.06 | -146706871.1129 | 0 | -2.06 | 0 | 0 | -2.06 | -146706871.1129 | 0 | -2.06 | 0 | 0 | -2.0343 | -141300919.1052 | -758725.5311 | -2.0307 | 241 | 758725.5311 | -2.0321 | -140841692.9153 | -1008376.399 | -2.0273 | 322 | 1008376.399 | -2.0274 | -139863631.5878 | -1354460.481 | -2.0208 | 437 | 1354460.481 | -2.06 | -146706871.1129 | 0 | -2.06 | 0 | 0 | -2.06 | -146706871.1129 | 0 | -2.06 | 0 | 0
9.25 | 555 | 33300 | 4.6808 | -0.9995 | -2.2708 | -1.8352 | -2.0645 | -147689492.7659 | -0.0068818 | -2292902173.0194 | -1.3982 | -45877216.5178 | -1084164.0064 | -1.3871 | 5398 | -1.2746 | -34751817.5554 | -1587241.5028 | -1.2549 | 10594 | -1.0689 | -20498806.0134 | -1404382.1857 | -1.0439 | 16148 |  |  | 1084164.0064 | 1587241.5028 | 1404382.1857 | -2.0054 | -135347658.3635 | -952103.6554 | -2.0006 | 1589 | 952103.6554 | -1.9855 | -131369192.6228 | -1424427.1131 | -1.9783 | 2455 | 1424427.1131 | -1.9715 | -128613734.1528 | -1674788.3098 | -1.9629 | 2953 | 1674788.3098 | -2.0645 | -147689492.7659 | 0 | -2.0645 | 0 | 0 | -2.0645 | -147689492.7659 | 0 | -2.0645 | 0 | 0 | -2.0645 | -147689492.7659 | 0 | -2.0645 | 0 | 0 | -1.9111 | -117154830.4954 | -2201390.409 | -1.8991 | 4278 | 2201390.409 | -1.8979 | -114734679.8815 | -1604710.4894 | -1.889 | 3174 | 1604710.4894 | -1.8642 | -108725242.7978 | -1762841.8727 | -1.854 | 3685 | 1762841.8727 | -2.0645 | -147689492.7659 | 0 | -2.0645 | 0 | 0 | -2.0645 | -147689492.7659 | 0 | -2.0645 | 0 | 0 | -2.0389 | -142247332.4644 | -763807.3663 | -2.0352 | 1211 | 763807.3663 | -2.0367 | -141785030.4431 | -1015130.36 | -2.0318 | 1617 | 1015130.36 | -2.0319 | -140800418.2007 | -1363532.4637 | -2.0253 | 2191 | 1363532.4637 | -2.0645 | -147689492.7659 | 0 | -2.0645 | 0 | 0 | -2.0645 | -147689492.7659 | 0 | -2.0645 | 0 | 0
9.3333 | 560 | 33600 | 4.7229 | -0.99994 | -2.2718 | -1.8361 | -2.0655 | -147886629.7964 | -0.0068849 | -2293921913.7109 | -1.3988 | -45938453.7668 | -1085611.1566 | -1.3877 | 1801 | -1.2751 | -34798204.5392 | -1589360.1646 | -1.2554 | 3534 | -1.0694 | -20526167.9718 | -1406256.7654 | -1.0444 | 5386 |  |  | 1085611.1566 | 1589360.1646 | 1406256.7654 | -2.0062 | -135528321.4218 | -953374.5304 | -2.0015 | 531 | 953374.5304 | -1.9864 | -131544545.1956 | -1426328.449 | -1.9792 | 820 | 1426328.449 | -1.9724 | -128785408.7191 | -1677023.8297 | -1.9638 | 986 | 1677023.8297 | -2.0655 | -147886629.7964 | 0 | -2.0655 | 0 | 0 | -2.0655 | -147886629.7964 | 0 | -2.0655 | 0 | 0 | -2.0655 | -147886629.7964 | 0 | -2.0655 | 0 | 0 | -1.912 | -117311209.6321 | -2204328.8412 | -1.8999 | 1428 | 2204328.8412 | -1.8987 | -114887828.5833 | -1606852.4689 | -1.8898 | 1059 | 1606852.4689 | -1.865 | -108870370.0583 | -1765194.9271 | -1.8549 | 1230 | 1765194.9271 | -2.0655 | -147886629.7964 | 0 | -2.0655 | 0 | 0 | -2.0655 | -147886629.7964 | 0 | -2.0655 | 0 | 0 | -2.0398 | -142437205.2589 | -764826.902 | -2.0361 | 405 | 764826.902 | -2.0376 | -141974286.1535 | -1016485.3635 | -2.0327 | 540 | 1016485.3635 | -2.0328 | -140988359.6433 | -1365352.517 | -2.0262 | 731 | 1365352.517 | -2.0655 | -147886629.7964 | 0 | -2.0655 | 0 | 0 | -2.0655 | -147886629.7964 | 0 | -2.0655 | 0 | 0
9.4167 | 565 | 33900 | 4.7651 | -0.99861 | -2.2688 | -1.8336 | -2.0627 | -147295831.8798 | -0.0068757 | -2290863144.952 | -1.397 | -45754932.4923 | -1081274.2073 | -1.3859 | 772 | -1.2734 | -34659187.8697 | -1583010.7692 | -1.2538 | 1514 | -1.068 | -20444167.2034 | -1400638.8568 | -1.043 | 2307 |  |  | 1081274.2073 | 1583010.7692 | 1400638.8568 | -2.0036 | -134986894.1809 | -949565.8583 | -1.9989 | 228 | 949565.8583 | -1.9837 | -131019032.8937 | -1420630.3552 | -1.9765 | 351 | 1420630.3552 | -1.9698 | -128270918.9964 | -1670324.2235 | -1.9612 | 422 | 1670324.2235 | -2.0627 | -147295831.8798 | 0 | -2.0627 | 0 | 0 | -2.0627 | -147295831.8798 | 0 | -2.0627 | 0 | 0 | -2.0627 | -147295831.8798 | 0 | -2.0627 | 0 | 0 | -1.9094 | -116842558.6233 | -2195522.6842 | -1.8974 | 612 | 2195522.6842 | -1.8962 | -114428858.8315 | -1600433.1929 | -1.8873 | 454 | 1600433.1929 | -1.8625 | -108435439.6802 | -1758143.0828 | -1.8524 | 527 | 1758143.0828 | -2.0627 | -147295831.8798 | 0 | -2.0627 | 0 | 0 | -2.0627 | -147295831.8798 | 0 | -2.0627 | 0 | 0 | -2.0371 | -141868177.4554 | -761771.466 | -2.0334 | 174 | 761771.466 | -2.0348 | -141407107.6831 | -1012424.5675 | -2.03 | 232 | 1012424.5675 | -2.0301 | -140425119.8883 | -1359898.0183 | -2.0235 | 314 | 1359898.0183 | -2.0627 | -147295831.8798 | 0 | -2.0627 | 0 | 0 | -2.0627 | -147295831.8798 | 0 | -2.0627 | 0 | 0
9.5 | 570 | 34200 | 4.8073 | -0.9955 | -2.2617 | -1.8279 | -2.0563 | -145924440.5007 | -0.0068543 | -2283731305.1219 | -1.3926 | -45328933.2011 | -1071207.0513 | -1.3816 | 490 | -1.2695 | -34336495.0219 | -1568272.2169 | -1.2499 | 962 | -1.0647 | -20253822.6818 | -1387598.2702 | -1.0398 | 1466 |  |  | 1071207.0513 | 1568272.2169 | 1387598.2702 | -1.9973 | -133730104.6262 | -940724.967 | -1.9926 | 145 | 940724.967 | -1.9776 | -129799185.9374 | -1407403.6387 | -1.9704 | 223 | 1407403.6387 | -1.9636 | -127076658.2339 | -1654772.7431 | -1.9551 | 269 | 1654772.7431 | -2.0563 | -145924440.5007 | 0 | -2.0563 | 0 | 0 | -2.0563 | -145924440.5007 | 0 | -2.0563 | 0 | 0 | -2.0563 | -145924440.5007 | 0 | -2.0563 | 0 | 0 | -1.9035 | -115754701.1085 | -2175081.3666 | -1.8915 | 389 | 2175081.3666 | -1.8903 | -113363473.9627 | -1585532.4299 | -1.8814 | 289 | 1585532.4299 | -1.8567 | -107425856.2775 | -1741773.9688 | -1.8466 | 335 | 1741773.9688 | -2.0563 | -145924440.5007 | 0 | -2.0563 | 0 | 0 | -2.0563 | -145924440.5007 | 0 | -2.0563 | 0 | 0 | -2.0307 | -140547320.0147 | -754679.0262 | -2.0271 | 110 | 754679.0262 | -2.0285 | -140090543.0123 | -1002998.433 | -2.0237 | 147 | 1002998.433 | -2.0238 | -139117697.9717 | -1347236.7475 | -2.0172 | 199 | 1347236.7475 | -2.0563 | -145924440.5007 | 0 | -2.0563 | 0 | 0 | -2.0563 | -145924440.5007 | 0 | -2.0563 | 0 | 0
9.5833 | 575 | 34500 | 4.8494 | -0.99062 | -2.2506 | -1.8189 | -2.0462 | -143789475.3519 | -0.0068207 | -2272539074.3715 | -1.3858 | -44665742.7699 | -1055534.6272 | -1.3748 | 359 | -1.2633 | -33834130.785 | -1545327.4209 | -1.2437 | 703 | -1.0594 | -19957496.6832 | -1367296.8462 | -1.0347 | 1072 |  |  | 1055534.6272 | 1545327.4209 | 1367296.8462 | -1.9875 | -131773550.1809 | -926961.5768 | -1.9829 | 106 | 926961.5768 | -1.9679 | -127900143.2727 | -1386812.4498 | -1.9607 | 163 | 1386812.4498 | -1.954 | -125217447.8396 | -1630562.3906 | -1.9455 | 196 | 1630562.3906 | -2.0462 | -143789475.3519 | 0 | -2.0462 | 0 | 0 | -2.0462 | -143789475.3519 | 0 | -2.0462 | 0 | 0 | -2.0462 | -143789475.3519 | 0 | -2.0462 | 0 | 0 | -1.8942 | -114061137.9752 | -2143258.576 | -1.8822 | 284 | 2143258.576 | -1.881 | -111704895.9669 | -1562335.1062 | -1.8722 | 211 | 1562335.1062 | -1.8476 | -105854149.3143 | -1716290.7344 | -1.8376 | 245 | 1716290.7344 | -2.0462 | -143789475.3519 | 0 | -2.0462 | 0 | 0 | -2.0462 | -143789475.3519 | 0 | -2.0462 | 0 | 0 | -2.0208 | -138491025.4765 | -743637.6035 | -2.0171 | 81 | 743637.6035 | -2.0186 | -138040931.4052 | -988323.9433 | -2.0137 | 108 | 988323.9433 | -2.0139 | -137082319.6914 | -1327525.8376 | -2.0074 | 146 | 1327525.8376 | -2.0462 | -143789475.3519 | 0 | -2.0462 | 0 | 0 | -2.0462 | -143789475.3519 | 0 | -2.0462 | 0 | 0
9.6667 | 580 | 34800 | 4.8916 | -0.98398 | -2.2356 | -1.8067 | -2.0325 | -140917371.023 | -0.006775 | -2257306352.0786 | -1.3765 | -43773572.6521 | -1034450.9869 | -1.3656 | 282 | -1.2548 | -33158315.3037 | -1514460.4776 | -1.2354 | 553 | -1.0523 | -19558858.2399 | -1339985.9517 | -1.0277 | 843 |  |  | 1034450.9869 | 1514460.4776 | 1339985.9517 | -1.9742 | -129141456.3995 | -908446.1023 | -1.9696 | 83 | 908446.1023 | -1.9547 | -125345418.358 | -1359111.7434 | -1.9476 | 129 | 1359111.7434 | -1.9409 | -122716308.0787 | -1597992.9325 | -1.9325 | 155 | 1597992.9325 | -2.0325 | -140917371.023 | 0 | -2.0325 | 0 | 0 | -2.0325 | -140917371.023 | 0 | -2.0325 | 0 | 0 | -2.0325 | -140917371.023 | 0 | -2.0325 | 0 | 0 | -1.8815 | -111782838.4868 | -2100448.334 | -1.8696 | 224 | 2100448.334 | -1.8684 | -109473660.9305 | -1531128.4452 | -1.8597 | 166 | 1531128.4452 | -1.8352 | -103739779.2623 | -1682008.9065 | -1.8253 | 193 | 1682008.9065 | -2.0325 | -140917371.023 | 0 | -2.0325 | 0 | 0 | -2.0325 | -140917371.023 | 0 | -2.0325 | 0 | 0 | -2.0072 | -135724754.3512 | -728783.9102 | -2.0036 | 64 | 728783.9102 | -2.005 | -135283650.6259 | -968582.7942 | -2.0002 | 85 | 968582.7942 | -2.0004 | -134344186.5782 | -1301009.3439 | -1.9939 | 115 | 1301009.3439 | -2.0325 | -140917371.023 | 0 | -2.0325 | 0 | 0 | -2.0325 | -140917371.023 | 0 | -2.0325 | 0 | 0
9.75 | 585 | 35100 | 4.9338 | -0.97559 | -2.2165 | -1.7913 | -2.0152 | -137343568.1735 | -0.0067172 | -2238060221.4676 | -1.3648 | -42663431.8828 | -1008216.2945 | -1.3539 | 232 | -1.2441 | -32317387.8803 | -1476052.2734 | -1.2249 | 455 | -1.0434 | -19062826.3965 | -1306002.5926 | -1.019 | 693 |  |  | 1008216.2945 | 1476052.2734 | 1306002.5926 | -1.9574 | -125866302.3037 | -885407.0175 | -1.9528 | 69 | 885407.0175 | -1.938 | -122166535.513 | -1324643.3355 | -1.931 | 106 | 1324643.3355 | -1.9244 | -119604102.0511 | -1557466.2632 | -1.916 | 127 | 1557466.2632 | -2.0152 | -137343568.1735 | 0 | -2.0152 | 0 | 0 | -2.0152 | -137343568.1735 | 0 | -2.0152 | 0 | 0 | -2.0152 | -137343568.1735 | 0 | -2.0152 | 0 | 0 | -1.8654 | -108947915.98 | -2047178.9025 | -1.8537 | 184 | 2047178.9025 | -1.8525 | -106697301.4332 | -1492297.5249 | -1.8438 | 137 | 1492297.5249 | -1.8196 | -101108836.6323 | -1639351.5096 | -1.8097 | 158 | 1639351.5096 | -2.0152 | -137343568.1735 | 0 | -2.0152 | 0 | 0 | -2.0152 | -137343568.1735 | 0 | -2.0152 | 0 | 0 | -1.9901 | -132282641.3574 | -710301.2348 | -1.9865 | 52 | 710301.2348 | -1.9879 | -131852724.4555 | -944018.5838 | -1.9832 | 70 | 944018.5838 | -1.9833 | -130937086.1382 | -1268014.4699 | -1.9769 | 94 | 1268014.4699 | -2.0152 | -137343568.1735 | 0 | -2.0152 | 0 | 0 | -2.0152 | -137343568.1735 | 0 | -2.0152 | 0 | 0
9.8333 | 590 | 35400 | 4.9759 | -0.96547 | -2.1935 | -1.7728 | -1.9942 | -133111965.698 | -0.0066475 | -2214834901.4564 | -1.3506 | -41348956.9032 | -977152.8044 | -1.3399 | 196 | -1.2312 | -31321678.0675 | -1430574.5962 | -1.2121 | 385 | -1.0325 | -18475494.1723 | -1265764.2045 | -1.0084 | 586 |  |  | 977152.8044 | 1430574.5962 | 1265764.2045 | -1.9371 | -121988318.329 | -858127.3234 | -1.9325 | 58 | 858127.3234 | -1.9179 | -118402542.623 | -1283830.6197 | -1.9109 | 90 | 1283830.6197 | -1.9044 | -115919058.6155 | -1509480.193 | -1.8961 | 108 | 1509480.193 | -1.9942 | -133111965.698 | 0 | -1.9942 | 0 | 0 | -1.9942 | -133111965.698 | 0 | -1.9942 | 0 | 0 | -1.9942 | -133111965.698 | 0 | -1.9942 | 0 | 0 | -1.8461 | -105591193.2947 | -1984104.6179 | -1.8344 | 156 | 1984104.6179 | -1.8333 | -103409920.9546 | -1446319.3259 | -1.8247 | 116 | 1446319.3259 | -1.8007 | -97993638.6723 | -1588842.5269 | -1.7909 | 134 | 1588842.5269 | -1.9942 | -133111965.698 | 0 | -1.9942 | 0 | 0 | -1.9942 | -133111965.698 | 0 | -1.9942 | 0 | 0 | -1.9694 | -128206967.7742 | -688416.61 | -1.9659 | 44 | 688416.61 | -1.9673 | -127790296.7596 | -914933.0472 | -1.9626 | 59 | 914933.0472 | -1.9627 | -126902869.5731 | -1228946.5089 | -1.9564 | 80 | 1228946.5089 | -1.9942 | -133111965.698 | 0 | -1.9942 | 0 | 0 | -1.9942 | -133111965.698 | 0 | -1.9942 | 0 | 0
9.9167 | 595 | 35700 | 5.0181 | -0.95363 | -2.1666 | -1.751 | -1.9698 | -128274242.6081 | -0.006566 | -2187671685.8164 | -1.334 | -39846200.9151 | -941639.8837 | -1.3234 | 170 | -1.2161 | -30183346.1046 | -1378582.8484 | -1.1973 | 332 | -1.0199 | -17804034.4408 | -1219762.204 | -0.99603 | 506 |  |  | 941639.8837 | 1378582.8484 | 1219762.204 | -1.9133 | -117554864.8737 | -826940.1769 | -1.9088 | 50 | 826940.1769 | -1.8944 | -114099407.9548 | -1237172.0267 | -1.8875 | 77 | 1237172.0267 | -1.881 | -111706181.8581 | -1454620.7584 | -1.8728 | 93 | 1454620.7584 | -1.9698 | -128274242.6081 | 0 | -1.9698 | 0 | 0 | -1.9698 | -128274242.6081 | 0 | -1.9698 | 0 | 0 | -1.9698 | -128274242.6081 | 0 | -1.9698 | 0 | 0 | -1.8234 | -101753664.8561 | -1911995.7832 | -1.8119 | 135 | 1911995.7832 | -1.8108 | -99651667.0689 | -1393755.3633 | -1.8023 | 100 | 1393755.3633 | -1.7786 | -94432230.1545 | -1531098.8062 | -1.7689 | 116 | 1531098.8062 | -1.9698 | -128274242.6081 | 0 | -1.9698 | 0 | 0 | -1.9698 | -128274242.6081 | 0 | -1.9698 | 0 | 0 | -1.9453 | -123547508.3107 | -663397.3045 | -1.9418 | 38 | 663397.3045 | -1.9432 | -123145980.4801 | -881681.3955 | -1.9385 | 51 | 881681.3955 | -1.9387 | -122290805.2926 | -1184282.5835 | -1.9324 | 69 | 1184282.5835 | -1.9698 | -128274242.6081 | 0 | -1.9698 | 0 | 0 | -1.9698 | -128274242.6081 | 0 | -1.9698 | 0 | 0
10 | 600 | 36000 | 5.0603 | -0.94009 | -2.1358 | -1.7262 | -1.9418 | -122889060.4265 | -0.0064728 | -2156618869.7537 | -1.3151 | -38173386.1176 | -902108.1568 | -1.3047 | 149 | -1.1988 | -28916195.2385 | -1320707.4742 | -1.1803 | 292 | -1.0054 | -17056589.2243 | -1168554.4045 | -0.98189 | 444 |  |  | 902108.1568 | 1320707.4742 | 1168554.4045 | -1.8862 | -112619701.3458 | -792223.749 | -1.8817 | 44 | 792223.749 | -1.8675 | -109309310.6901 | -1185233.3317 | -1.8607 | 68 | 1185233.3317 | -1.8543 | -107016556.5063 | -1393553.1767 | -1.8463 | 82 | 1393553.1767 | -1.9418 | -122889060.4265 | 0 | -1.9418 | 0 | 0 | -1.9418 | -122889060.4265 | 0 | -1.9418 | 0 | 0 | -1.9418 | -122889060.4265 | 0 | -1.9418 | 0 | 0 | -1.7976 | -97481863.9727 | -1831726.7798 | -1.7862 | 118 | 1831726.7798 | -1.7851 | -95468111.8129 | -1335243.0197 | -1.7767 | 88 | 1335243.0197 | -1.7534 | -90467796.1975 | -1466820.5392 | -1.7438 | 102 | 1466820.5392 | -1.9418 | -122889060.4265 | 0 | -1.9418 | 0 | 0 | -1.9418 | -122889060.4265 | 0 | -1.9418 | 0 | 0 | -1.9177 | -118360762.8908 | -635546.6989 | -1.9142 | 34 | 635546.6989 | -1.9156 | -117976091.9168 | -844666.8332 | -1.911 | 45 | 844666.8332 | -1.9112 | -117156818.5136 | -1134564.2821 | -1.905 | 61 | 1134564.2821 | -1.9418 | -122889060.4265 | 0 | -1.9418 | 0 | 0 | -1.9418 | -122889060.4265 | 0 | -1.9418 | 0 | 0
10.0833 | 605 | 36300 | 5.1025 | -0.92488 | -2.1013 | -1.6982 | -1.9104 | -117021158.7904 | -0.0063681 | -2121731664.0421 | -1.2938 | -36350622.7725 | -859032.8667 | -1.2836 | 132 | -1.1794 | -27535458.9161 | -1257644.2404 | -1.1612 | 259 | -0.98913 | -16242144.1674 | -1112756.4167 | -0.96601 | 395 |  |  | 859032.8667 | 1257644.2404 | 1112756.4167 | -1.8556 | -107242157.3441 | -754395.3937 | -1.8513 | 39 | 754395.3937 | -1.8373 | -104089836.4683 | -1128638.932 | -1.8306 | 60 | 1128638.932 | -1.8243 | -101906560.3453 | -1327011.5908 | -1.8164 | 73 | 1327011.5908 | -1.9104 | -117021158.7904 | 0 | -1.9104 | 0 | 0 | -1.9104 | -117021158.7904 | 0 | -1.9104 | 0 | 0 | -1.9104 | -117021158.7904 | 0 | -1.9104 | 0 | 0 | -1.7685 | -92827145.4232 | -1744262.5862 | -1.7573 | 105 | 1744262.5862 | -1.7562 | -90909549.0934 | -1271485.7197 | -1.748 | 78 | 1271485.7197 | -1.725 | -86147996.4735 | -1396780.4672 | -1.7156 | 90 | 1396780.4672 | -1.9104 | -117021158.7904 | 0 | -1.9104 | 0 | 0 | -1.9104 | -117021158.7904 | 0 | -1.9104 | 0 | 0 | -1.8867 | -112709085.5828 | -605199.6078 | -1.8833 | 30 | 605199.6078 | -1.8846 | -112342782.4882 | -804334.3424 | -1.8801 | 40 | 804334.3424 | -1.8802 | -111562629.05 | -1080389.3084 | -1.8742 | 54 | 1080389.3084 | -1.9104 | -117021158.7904 | 0 | -1.9104 | 0 | 0 | -1.9104 | -117021158.7904 | 0 | -1.9104 | 0 | 0
10.1667 | 610 | 36600 | 5.1446 | -0.90803 | -2.063 | -1.6673 | -1.8756 | -110740358.6615 | -0.006252 | -2083072096.8602 | -1.2703 | -34399599.5682 | -812926.5574 | -1.2602 | 119 | -1.1579 | -26057566.2367 | -1190143.5235 | -1.14 | 232 | -0.97111 | -15370390.1852 | -1053032.1692 | -0.94841 | 354 |  |  | 812926.5574 | 1190143.5235 | 1053032.1692 | -1.8218 | -101486219.1647 | -713905.2231 | -1.8176 | 35 | 713905.2231 | -1.8038 | -98503090.7458 | -1068062.2327 | -1.7973 | 54 | 1068062.2327 | -1.7911 | -96436996.1744 | -1255787.7655 | -1.7833 | 65 | 1255787.7655 | -1.8756 | -110740358.6615 | 0 | -1.8756 | 0 | 0 | -1.8756 | -110740358.6615 | 0 | -1.8756 | 0 | 0 | -1.8756 | -110740358.6615 | 0 | -1.8756 | 0 | 0 | -1.7363 | -87844894.7519 | -1650643.9211 | -1.7253 | 94 | 1650643.9211 | -1.7242 | -86030220.3158 | -1203242.0981 | -1.7161 | 70 | 1203242.0981 | -1.6936 | -81524231.3958 | -1321811.9826 | -1.6844 | 81 | 1321811.9826 | -1.8756 | -110740358.6615 | 0 | -1.8756 | 0 | 0 | -1.8756 | -110740358.6615 | 0 | -1.8756 | 0 | 0 | -1.8523 | -106659724.5392 | -572717.125 | -1.849 | 27 | 572717.125 | -1.8503 | -106313081.7911 | -761163.8313 | -1.8458 | 36 | 761163.8313 | -1.846 | -105574801.0182 | -1022402.2796 | -1.84 | 48 | 1022402.2796 | -1.8756 | -110740358.6615 | 0 | -1.8756 | 0 | 0 | -1.8756 | -110740358.6615 | 0 | -1.8756 | 0 | 0
10.25 | 615 | 36900 | 5.1868 | -0.88957 | -2.021 | -1.6334 | -1.8375 | -104120489.0043 | -0.0061249 | -2040708903.5077 | -1.2444 | -32343250.2105 | -764331.1951 | -1.2345 | 107 | -1.1344 | -24499889.3956 | -1118998.7747 | -1.1168 | 210 | -0.95136 | -14451574.4902 | -990083.7032 | -0.92912 | 319 |  |  | 764331.1951 | 1118998.7747 | 990083.7032 | -1.7848 | -95419546.174 | -671229.1872 | -1.7806 | 32 | 671229.1872 | -1.7671 | -92614744.0812 | -1004215.2951 | -1.7607 | 49 | 1004215.2951 | -1.7547 | -90672157.1174 | -1180718.916 | -1.747 | 59 | 1180718.916 | -1.8375 | -104120489.0043 | 0 | -1.8375 | 0 | 0 | -1.8375 | -104120489.0043 | 0 | -1.8375 | 0 | 0 | -1.8375 | -104120489.0043 | 0 | -1.8375 | 0 | 0 | -1.7009 | -82593676.8551 | -1551971.2444 | -1.6902 | 85 | 1551971.2444 | -1.6891 | -80887480.56 | -1131314.3389 | -1.6812 | 63 | 1131314.3389 | -1.6591 | -76650851.9679 | -1242796.318 | -1.6501 | 73 | 1242796.318 | -1.8375 | -104120489.0043 | 0 | -1.8375 | 0 | 0 | -1.8375 | -104120489.0043 | 0 | -1.8375 | 0 | 0 | -1.8146 | -100283788.2261 | -538481.0727 | -1.8114 | 24 | 538481.0727 | -1.8126 | -99957867.1899 | -715662.7564 | -1.8083 | 32 | 715662.7564 | -1.8084 | -99263719.5816 | -961284.8161 | -1.8026 | 44 | 961284.8161 | -1.8375 | -104120489.0043 | 0 | -1.8375 | 0 | 0 | -1.8375 | -104120489.0043 | 0 | -1.8375 | 0 | 0
10.3333 | 620 | 37200 | 5.229 | -0.86952 | -1.9755 | -1.5966 | -1.7961 | -97238254.0141 | -0.0059868 | -1994717404.1963 | -1.2164 | -30205401.5467 | -713809.8525 | -1.2067 | 97 | -1.1088 | -22880477.139 | -1045034.3457 | -1.0917 | 190 | -0.92992 | -13496343.3674 | -924640.4002 | -0.90818 | 290 |  |  | 713809.8525 | 1045034.3457 | 924640.4002 | -1.7446 | -89112432.697 | -626861.7717 | -1.7405 | 29 | 626861.7717 | -1.7273 | -86493024.5385 | -937837.9115 | -1.721 | 44 | 937837.9115 | -1.7151 | -84678840.16 | -1102674.8622 | -1.7077 | 53 | 1102674.8622 | -1.7961 | -97238254.0141 | 0 | -1.7961 | 0 | 0 | -1.7961 | -97238254.0141 | 0 | -1.7961 | 0 | 0 | -1.7961 | -97238254.0141 | 0 | -1.7961 | 0 | 0 | -1.6626 | -77134337.4084 | -1449387.8729 | -1.6521 | 77 | 1449387.8729 | -1.6511 | -75540918.5691 | -1056535.8664 | -1.6433 | 57 | 1056535.8664 | -1.6217 | -71584325.8644 | -1160649.0251 | -1.6129 | 67 | 1160649.0251 | -1.7961 | -97238254.0141 | 0 | -1.7961 | 0 | 0 | -1.7961 | -97238254.0141 | 0 | -1.7961 | 0 | 0 | -1.7737 | -93655154.3915 | -502888.1426 | -1.7705 | 22 | 502888.1426 | -1.7718 | -93350776.3309 | -668358.3372 | -1.7676 | 29 | 668358.3372 | -1.7677 | -92702511.0174 | -897745.0838 | -1.762 | 40 | 897745.0838 | -1.7961 | -97238254.0141 | 0 | -1.7961 | 0 | 0 | -1.7961 | -97238254.0141 | 0 | -1.7961 | 0 | 0
10.4167 | 625 | 37500 | 5.2711 | -0.84792 | -1.9264 | -1.5569 | -1.7514 | -90172058.9127 | -0.0058382 | -1945179370.1335 | -1.1862 | -28010408.8187 | -661938.0894 | -1.1768 | 89 | -1.0813 | -21217778.4705 | -969092.8692 | -1.0646 | 173 | -0.90683 | -12515579.1984 | -857447.8171 | -0.88563 | 264 |  |  | 661938.0894 | 969092.8692 | 857447.8171 | -1.7012 | -82636731.9372 | -581308.4282 | -1.6972 | 26 | 581308.4282 | -1.6844 | -80207673.2383 | -869686.28 | -1.6783 | 41 | 869686.28 | -1.6725 | -78525323.6084 | -1022544.714 | -1.6652 | 49 | 1022544.714 | -1.7514 | -90172058.9127 | 0 | -1.7514 | 0 | 0 | -1.7514 | -90172058.9127 | 0 | -1.7514 | 0 | 0 | -1.7514 | -90172058.9127 | 0 | -1.7514 | 0 | 0 | -1.6213 | -71529071.4288 | -1344062.4782 | -1.6111 | 70 | 1344062.4782 | -1.6101 | -70051444.5533 | -979758.5873 | -1.6025 | 52 | 979758.5873 | -1.5815 | -66382373.0128 | -1076305.9593 | -1.5729 | 61 | 1076305.9593 | -1.7514 | -90172058.9127 | 0 | -1.7514 | 0 | 0 | -1.7514 | -90172058.9127 | 0 | -1.7514 | 0 | 0 | -1.7297 | -86849339.1299 | -466343.8241 | -1.7266 | 20 | 466343.8241 | -1.7278 | -86567079.8824 | -619789.4848 | -1.7237 | 27 | 619789.4848 | -1.7238 | -85965923.2837 | -832506.9532 | -1.7182 | 36 | 832506.9532 | -1.7514 | -90172058.9127 | 0 | -1.7514 | 0 | 0 | -1.7514 | -90172058.9127 | 0 | -1.7514 | 0 | 0
10.5 | 630 | 37800 | 5.3133 | -0.82482 | -1.8739 | -1.5145 | -1.7037 | -83000812.9898 | -0.0056791 | -1892182878.136 | -1.1539 | -25782783.8486 | -609295.1656 | -1.1447 | 81 | -1.0518 | -19530361.0023 | -892022.3956 | -1.0356 | 159 | -0.88212 | -11520234.3279 | -789256.3037 | -0.8615 | 242 |  |  | 609295.1656 | 892022.3956 | 789256.3037 | -1.6549 | -76064759.0431 | -535077.8581 | -1.651 | 24 | 535077.8581 | -1.6385 | -73828879.6671 | -800521.4604 | -1.6326 | 37 | 800521.4604 | -1.627 | -72280324.73 | -941223.2969 | -1.6199 | 45 | 941223.2969 | -1.7037 | -83000812.9898 | 0 | -1.7037 | 0 | 0 | -1.7037 | -83000812.9898 | 0 | -1.7037 | 0 | 0 | -1.7037 | -83000812.9898 | 0 | -1.7037 | 0 | 0 | -1.5771 | -65840473.7852 | -1237171.2451 | -1.5672 | 64 | 1237171.2451 | -1.5662 | -64480360.315 | -901839.8854 | -1.5589 | 48 | 901839.8854 | -1.5384 | -61103084.4221 | -990708.9927 | -1.53 | 56 | 990708.9927 | -1.7037 | -83000812.9898 | 0 | -1.7037 | 0 | 0 | -1.7037 | -83000812.9898 | 0 | -1.7037 | 0 | 0 | -1.6825 | -79942344.0291 | -429256.213 | -1.6795 | 19 | 429256.213 | -1.6807 | -79682532.4278 | -570498.575 | -1.6767 | 25 | 570498.575 | -1.6768 | -79129184.8939 | -766298.9486 | -1.6714 | 33 | 766298.9486 | -1.7037 | -83000812.9898 | 0 | -1.7037 | 0 | 0 | -1.7037 | -83000812.9898 | 0 | -1.7037 | 0 | 0
10.5833 | 635 | 38100 | 5.3555 | -0.80025 | -1.8181 | -1.4694 | -1.653 | -75802728.9184 | -0.0055099 | -1835822154.0327 | -1.1195 | -23546822.0664 | -556455.2274 | -1.1106 | 74 | -1.0205 | -17836628.4306 | -814663.4883 | -1.0047 | 146 | -0.85584 | -10521164.4125 | -720809.5859 | -0.83584 | 222 |  |  | 556455.2274 | 814663.4883 | 720809.5859 | -1.6056 | -69468190.7597 | -488674.2715 | -1.6018 | 22 | 488674.2715 | -1.5897 | -67426213.6738 | -731097.7937 | -1.5839 | 34 | 731097.7937 | -1.5785 | -66011954.1518 | -859597.5371 | -1.5716 | 41 | 859597.5371 | -1.653 | -75802728.9184 | 0 | -1.653 | 0 | 0 | -1.653 | -75802728.9184 | 0 | -1.653 | 0 | 0 | -1.653 | -75802728.9184 | 0 | -1.653 | 0 | 0 | -1.5302 | -60130586.7547 | -1129879.9751 | -1.5205 | 59 | 1129879.9751 | -1.5196 | -58888426.4799 | -823629.5754 | -1.5124 | 44 | 823629.5754 | -1.4925 | -55804038.27 | -904791.6822 | -1.4844 | 51 | 904791.6822 | -1.653 | -75802728.9184 | 0 | -1.653 | 0 | 0 | -1.653 | -75802728.9184 | 0 | -1.653 | 0 | 0 | -1.6324 | -73009499.7296 | -392029.8029 | -1.6295 | 17 | 392029.8029 | -1.6307 | -72772219.7841 | -521023.1957 | -1.6268 | 23 | 521023.1957 | -1.6269 | -72266860.2389 | -699843.1627 | -1.6216 | 31 | 699843.1627 | -1.653 | -75802728.9184 | 0 | -1.653 | 0 | 0 | -1.653 | -75802728.9184 | 0 | -1.653 | 0 | 0
10.6667 | 640 | 38400 | 5.3976 | -0.77426 | -1.7591 | -1.4217 | -1.5993 | -68654137.4276 | -0.005331 | -1776197405.1342 | -1.0831 | -21326234.3084 | -503978.606 | -1.0745 | 68 | -0.98735 | -16154541.6239 | -737836.4854 | -0.97208 | 134 | -0.82805 | -9528963.9012 | -652833.4939 | -0.80869 | 204 |  |  | 503978.606 | 737836.4854 | 652833.4939 | -1.5534 | -62916979.1552 | -442589.7468 | -1.5498 | 20 | 442589.7468 | -1.5381 | -61067571.1262 | -662151.4703 | -1.5325 | 31 | 662151.4703 | -1.5272 | -59786683.6309 | -778533.0197 | -1.5206 | 38 | 778533.0197 | -1.5993 | -68654137.4276 | 0 | -1.5993 | 0 | 0 | -1.5993 | -68654137.4276 | 0 | -1.5993 | 0 | 0 | -1.5993 | -68654137.4276 | 0 | -1.5993 | 0 | 0 | -1.4805 | -54459959.7609 | -1023326.4184 | -1.4711 | 54 | 1023326.4184 | -1.4702 | -53334941.6588 | -745957.0238 | -1.4633 | 40 | 745957.0238 | -1.4441 | -50541427.2952 | -819465.1219 | -1.4362 | 47 | 819465.1219 | -1.5993 | -68654137.4276 | 0 | -1.5993 | 0 | 0 | -1.5993 | -68654137.4276 | 0 | -1.5993 | 0 | 0 | -1.5794 | -66124324.2754 | -355059.354 | -1.5766 | 16 | 355059.354 | -1.5777 | -65909421.0625 | -471887.9992 | -1.5739 | 21 | 471887.9992 | -1.574 | -65451719.5501 | -633844.3135 | -1.5689 | 28 | 633844.3135 | -1.5993 | -68654137.4276 | 0 | -1.5993 | 0 | 0 | -1.5993 | -68654137.4276 | 0 | -1.5993 | 0 | 0
10.75 | 645 | 38700 | 5.4398 | -0.7469 | -1.6969 | -1.3714 | -1.5428 | -61628336.1636 | -0.0051426 | -1713414642.0681 | -1.0448 | -19143789.2355 | -452403.3673 | -1.0365 | 63 | -0.95245 | -14501347.7566 | -662329.1277 | -0.93772 | 123 | -0.79878 | -8553806.2613 | -586025.0165 | -0.7801 | 187 |  |  | 452403.3673 | 662329.1277 | 586025.0165 | -1.4985 | -56478296.6775 | -397296.8086 | -1.495 | 19 | 397296.8086 | -1.4837 | -54818149.9772 | -594389.4269 | -1.4783 | 29 | 594389.4269 | -1.4733 | -53668343.5983 | -698860.9347 | -1.4668 | 35 | 698860.9347 | -1.5428 | -61628336.1636 | 0 | -1.5428 | 0 | 0 | -1.5428 | -61628336.1636 | 0 | -1.5428 | 0 | 0 | -1.5428 | -61628336.1636 | 0 | -1.5428 | 0 | 0 | -1.4281 | -48886736.2312 | -918603.1153 | -1.4191 | 50 | 918603.1153 | -1.4182 | -47876848.1694 | -669618.6414 | -1.4116 | 37 | 669618.6414 | -1.393 | -45369211.3577 | -735604.2024 | -1.3855 | 43 | 735604.2024 | -1.5428 | -61628336.1636 | 0 | -1.5428 | 0 | 0 | -1.5428 | -61628336.1636 | 0 | -1.5428 | 0 | 0 | -1.5236 | -59357414.3923 | -318723.9407 | -1.5208 | 15 | 318723.9407 | -1.5219 | -59164503.5505 | -423596.7902 | -1.5183 | 19 | 423596.7902 | -1.5184 | -58753641.4564 | -568979.116 | -1.5135 | 26 | 568979.116 | -1.5428 | -61628336.1636 | 0 | -1.5428 | 0 | 0 | -1.5428 | -61628336.1636 | 0 | -1.5428 | 0 | 0
10.8333 | 650 | 39000 | 5.482 | -0.7182 | -1.6317 | -1.3187 | -1.4835 | -54794491.0131 | -0.004945 | -1647585490.296 | -1.0047 | -17020972.0483 | -402237.2465 | -0.99672 | 58 | -0.91586 | -12893321.7866 | -588884.7516 | -0.9017 | 113 | -0.76809 | -7605291.4859 | -521041.8535 | -0.75013 | 173 |  |  | 402237.2465 | 588884.7516 | 521041.8535 | -1.441 | -50215529.2902 | -353241.3458 | -1.4376 | 17 | 353241.3458 | -1.4267 | -48739472.9968 | -528478.7508 | -1.4215 | 27 | 528478.7508 | -1.4167 | -47717166.3888 | -621365.6183 | -1.4105 | 32 | 621365.6183 | -1.4835 | -54794491.0131 | 0 | -1.4835 | 0 | 0 | -1.4835 | -54794491.0131 | 0 | -1.4835 | 0 | 0 | -1.4835 | -54794491.0131 | 0 | -1.4835 | 0 | 0 | -1.3733 | -43465782.0709 | -816741.0201 | -1.3646 | 46 | 816741.0201 | -1.3637 | -42567878.5127 | -595365.9454 | -1.3574 | 34 | 595365.9454 | -1.3395 | -40338308.6217 | -654034.4972 | -1.3322 | 40 | 654034.4972 | -1.4835 | -54794491.0131 | 0 | -1.4835 | 0 | 0 | -1.4835 | -54794491.0131 | 0 | -1.4835 | 0 | 0 | -1.465 | -52775387.2966 | -283381.2689 | -1.4624 | 13 | 283381.2689 | -1.4635 | -52603867.9591 | -376624.9741 | -1.46 | 18 | 376624.9741 | -1.4601 | -52238565.5557 | -505886.1394 | -1.4553 | 24 | 505886.1394 | -1.4835 | -54794491.0131 | 0 | -1.4835 | 0 | 0 | -1.4835 | -54794491.0131 | 0 | -1.4835 | 0 | 0
10.9167 | 655 | 39300 | 5.5241 | -0.68823 | -1.5636 | -1.2637 | -1.4216 | -48216607.3203 | -0.0047386 | -1578826991.6476 | -0.96277 | -14977664.9128 | -353950.0962 | -0.95512 | 53 | -0.87764 | -11345524.3792 | -518191.2324 | -0.86407 | 104 | -0.73604 | -6692303.3018 | -458492.6328 | -0.71883 | 159 |  |  | 353950.0962 | 518191.2324 | 458492.6328 | -1.3808 | -44187333.6608 | -310835.9791 | -1.3776 | 16 | 310835.9791 | -1.3672 | -42888472.6737 | -465036.7571 | -1.3622 | 25 | 465036.7571 | -1.3575 | -41988890.3368 | -546772.8866 | -1.3516 | 29 | 546772.8866 | -1.4216 | -48216607.3203 | 0 | -1.4216 | 0 | 0 | -1.4216 | -48216607.3203 | 0 | -1.4216 | 0 | 0 | -1.4216 | -48216607.3203 | 0 | -1.4216 | 0 | 0 | -1.316 | -38247869.5802 | -718694.1665 | -1.3077 | 42 | 718694.1665 | -1.3068 | -37457756.1495 | -523894.3819 | -1.3007 | 32 | 523894.3819 | -1.2836 | -35495838.1914 | -575519.9828 | -1.2766 | 37 | 575519.9828 | -1.4216 | -48216607.3203 | 0 | -1.4216 | 0 | 0 | -1.4216 | -48216607.3203 | 0 | -1.4216 | 0 | 0 | -1.4039 | -46439889.8212 | -249362.3558 | -1.4014 | 12 | 249362.3558 | -1.4024 | -46288960.77 | -331412.486 | -1.399 | 16 | 331412.486 | -1.3991 | -45967511.6204 | -445156.3083 | -1.3946 | 22 | 445156.3083 | -1.4216 | -48216607.3203 | 0 | -1.4216 | 0 | 0 | -1.4216 | -48216607.3203 | 0 | -1.4216 | 0 | 0
11 | 660 | 39600 | 5.5663 | -0.65703 | -1.4927 | -1.2064 | -1.3571 | -41952587.3044 | -0.0045238 | -1507261396.2241 | -0.91913 | -13031854.1638 | -307966.9669 | -0.91183 | 49 | -0.83786 | -9871580.115 | -450870.8539 | -0.8249 | 96 | -0.70267 | -5822878.343 | -398927.9477 | -0.68624 | 146 |  |  | 307966.9669 | 450870.8539 | 398927.9477 | -1.3182 | -38446773.3458 | -270453.9841 | -1.3151 | 15 | 270453.9841 | -1.3052 | -37316652.7923 | -404621.8976 | -1.3005 | 23 | 404621.8976 | -1.296 | -36533938.9386 | -475739.3466 | -1.2904 | 27 | 475739.3466 | -1.3571 | -41952587.3044 | 0 | -1.3571 | 0 | 0 | -1.3571 | -41952587.3044 | 0 | -1.3571 | 0 | 0 | -1.3571 | -41952587.3044 | 0 | -1.3571 | 0 | 0 | -1.2563 | -33278929.7494 | -625325.6179 | -1.2484 | 39 | 625325.6179 | -1.2476 | -32591463.241 | -455833.0836 | -1.2418 | 29 | 455833.0836 | -1.2254 | -30884426.2055 | -500751.788 | -1.2188 | 34 | 500751.788 | -1.3571 | -41952587.3044 | 0 | -1.3571 | 0 | 0 | -1.3571 | -41952587.3044 | 0 | -1.3571 | 0 | 0 | -1.3403 | -40406690.5659 | -216966.655 | -1.3379 | 11 | 216966.655 | -1.3388 | -40275369.3355 | -288357.3114 | -1.3356 | 15 | 288357.3114 | -1.3357 | -39995680.982 | -387324.2006 | -1.3314 | 20 | 387324.2006 | -1.3571 | -41952587.3044 | 0 | -1.3571 | 0 | 0 | -1.3571 | -41952587.3044 | 0 | -1.3571 | 0 | 0
11.0833 | 665 | 39900 | 5.6085 | -0.62467 | -1.4192 | -1.147 | -1.2903 | -36053388.5982 | -0.004301 | -1433015945.0427 | -0.87385 | -11199368.9188 | -264661.9302 | -0.86691 | 45 | -0.79658 | -8483479.4903 | -387471.2658 | -0.78427 | 88 | -0.66806 | -5004089.3577 | -342832.3555 | -0.65244 | 233 |  |  | 264661.9302 | 387471.2658 | 342832.3555 | -1.2533 | -33040547.6479 | -232423.8673 | -1.2504 | 14 | 232423.8673 | -1.2409 | -32069339.9561 | -347725.6457 | -1.2364 | 21 | 347725.6457 | -1.2322 | -31396688.076 | -408842.8542 | -1.2268 | 25 | 408842.8542 | -1.2903 | -36053388.5982 | 0 | -1.2903 | 0 | 0 | -1.2903 | -36053388.5982 | 0 | -1.2903 | 0 | 0 | -1.2903 | -36053388.5982 | 0 | -1.2903 | 0 | 0 | -1.1944 | -28599384.7694 | -537394.9249 | -1.1869 | 36 | 537394.9249 | -1.1861 | -28008586.9481 | -391735.7273 | -1.1806 | 27 | 391735.7273 | -1.1651 | -26541586.3756 | -430338.1499 | -1.1587 | 31 | 430338.1499 | -1.2903 | -36053388.5982 | 0 | -1.2903 | 0 | 0 | -1.2903 | -36053388.5982 | 0 | -1.2903 | 0 | 0 | -1.2742 | -34724869.443 | -186457.7044 | -1.272 | 11 | 186457.7044 | -1.2729 | -34612014.0589 | -247809.7031 | -1.2698 | 14 | 247809.7031 | -1.2699 | -34371654.3209 | -332860.2791 | -1.2658 | 19 | 332860.2791 | -1.2903 | -36053388.5982 | 0 | -1.2903 | 0 | 0 | -1.2903 | -36053388.5982 | 0 | -1.2903 | 0 | 0
11.1667 | 670 | 40200 | 5.6506 | -0.59119 | -1.3432 | -1.0855 | -1.2211 | -30562297.2095 | -0.0040705 | -1356222643.8061 | -0.82702 | -9493655.2364 | -224352.7415 | -0.82046 | 42 | -0.7539 | -7191407.8436 | -328457.6692 | -0.74224 | 81 | -0.63226 | -4241944.2987 | 0 | -0.63226 | 0 |  |  | 224352.7415 | 328457.6692 | 0 | -1.1861 | -28008325.3321 | -197024.6789 | -1.1834 | 13 | 197024.6789 | -1.1744 | -27185036.89 | -294765.4838 | -1.1701 | 19 | 294765.4838 | -1.1661 | -26614832.8821 | -346574.2696 | -1.161 | 23 | 346574.2696 | -1.2211 | -30562297.2095 | 0 | -1.2211 | 0 | 0 | -1.2211 | -30562297.2095 | 0 | -1.2211 | 0 | 0 | -1.2211 | -30562297.2095 | 0 | -1.2211 | 0 | 0 | -1.1304 | -24243571.3067 | -455547.2884 | -1.1233 | 33 | 455547.2884 | -1.1226 | -23742754.6206 | -332072.6342 | -1.1173 | 25 | 332072.6342 | -1.1026 | -22499184.758 | -364795.7362 | -1.0966 | 29 | 364795.7362 | -1.2211 | -30562297.2095 | 0 | -1.2211 | 0 | 0 | -1.2211 | -30562297.2095 | 0 | -1.2211 | 0 | 0 | -1.206 | -29436117.4287 | -158059.367 | -1.2038 | 10 | 158059.367 | -1.2047 | -29340450.4214 | -210067.1834 | -1.2018 | 13 | 210067.1834 | -1.2019 | -29136698.5402 | -282164.1786 | -1.198 | 17 | 282164.1786 | -1.2211 | -30562297.2095 | 0 | -1.2211 | 0 | 0 | -1.2211 | -30562297.2095 | 0 | -1.2211 | 0 | 0
11.25 | 675 | 40500 | 5.6928 | -0.55667 | -1.2647 | -1.0221 | -1.1498 | -25514326.3676 | -0.0038328 | -1277018028.2014 | -0.77873 | -7925589.3778 | -187296.427 | -0.77254 | 38 | -0.70987 | -6003603.9015 | -274206.3567 | -0.69889 | 74 | -0.59533 | -3541302.8847 | 0 | -0.59533 | 0 |  |  | 187296.427 | 274206.3567 | 0 | -1.1169 | -23382193.7086 | -164482.1371 | -1.1142 | 12 | 164482.1371 | -1.1058 | -22694887.7165 | -246079.1054 | -1.1018 | 18 | 246079.1054 | -1.098 | -22218864.2339 | -289330.6405 | -1.0932 | 21 | 289330.6405 | -1.1498 | -25514326.3676 | 0 | -1.1498 | 0 | 0 | -1.1498 | -25514326.3676 | 0 | -1.1498 | 0 | 0 | -1.1498 | -25514326.3676 | 0 | -1.1498 | 0 | 0 | -1.0644 | -20239263.639 | -380304.5992 | -1.0577 | 30 | 380304.5992 | -1.057 | -19821166.7828 | -277224.2384 | -1.0521 | 23 | 277224.2384 | -1.0382 | -18782997.2003 | -304542.4697 | -1.0326 | 26 | 304542.4697 | -1.1498 | -25514326.3676 | 0 | -1.1498 | 0 | 0 | -1.1498 | -25514326.3676 | 0 | -1.1498 | 0 | 0 | -1.1355 | -24574157.5616 | -131952.7209 | -1.1335 | 9 | 131952.7209 | -1.1343 | -24494291.8621 | -175370.4128 | -1.1316 | 12 | 175370.4128 | -1.1317 | -24324193.6538 | -235559.1562 | -1.128 | 16 | 235559.1562 | -1.1498 | -25514326.3676 | 0 | -1.1498 | 0 | 0 | -1.1498 | -25514326.3676 | 0 | -1.1498 | 0 | 0
11.3333 | 680 | 40800 | 5.735 | -0.52115 | -1.184 | -0.95691 | -1.0765 | -20935750.7035 | -0.0035882 | -1195542921.1447 | -0.72904 | -6503333.1079 | -153685.8644 | -0.72325 | 35 | -0.66458 | -4926250.1699 | -224999.7057 | -0.6543 | 86 | -0.55735 | -2905811.9463 | 0 | -0.55735 | 0 |  |  | 153685.8644 | 224999.7057 | 0 | -1.0456 | -19186231.7402 | -134965.6255 | -1.0432 | 11 | 134965.6255 | -1.0353 | -18622263.6111 | -201919.9225 | -1.0315 | 16 | 201919.9225 | -1.028 | -18231663.0983 | -237409.9191 | -1.0235 | 19 | 237409.9191 | -1.0765 | -20935750.7035 | 0 | -1.0765 | 0 | 0 | -1.0765 | -20935750.7035 | 0 | -1.0765 | 0 | 0 | -1.0765 | -20935750.7035 | 0 | -1.0765 | 0 | 0 | -0.99649 | -16607304.1421 | -312058.4948 | -0.99021 | 28 | 312058.4948 | -0.98958 | -16264235.2551 | -227476.0251 | -0.98495 | 21 | 227476.0251 | -0.97199 | -15412366.4166 | -249891.9678 | -0.96671 | 24 | 249891.9678 | -1.0765 | -20935750.7035 | 0 | -1.0765 | 0 | 0 | -1.0765 | -20935750.7035 | 0 | -1.0765 | 0 | 0 | -1.0631 | -20164296.2877 | -108273.6511 | -1.0612 | 8 | 108273.6511 | -1.0619 | -20098762.5812 | -143899.9874 | -1.0594 | 11 | 143899.9874 | -1.0595 | -19959188.6951 | -193287.7905 | -1.056 | 14 | 193287.7905 | -1.0765 | -20935750.7035 | 0 | -1.0765 | 0 | 0 | -1.0765 | -20935750.7035 | 0 | -1.0765 | 0 | 0
11.4167 | 685 | 41100 | 5.7772 | -0.48471 | -1.1012 | -0.89 | -1.0012 | -16843783.0411 | -0.0033373 | -1111942182.4033 | -0.67806 | -5232233.2963 | -123647.4103 | -0.67268 | 35 | -0.61811 | -3963396.8824 | 0 | -0.61811 | 0 | -0.51838 | -2337860.5656 | 0 | -0.51838 | 0 |  |  | 123647.4103 | 0 | 0 | -0.97249 | -15436213.8423 | -108586.1093 | -0.97021 | 10 | 108586.1093 | -0.96287 | -14982475.3094 | -162453.9485 | -0.95938 | 15 | 162453.9485 | -0.95609 | -14668219.0697 | -191007.2978 | -0.95192 | 18 | 191007.2978 | -1.0012 | -16843783.0411 | 0 | -1.0012 | 0 | 0 | -1.0012 | -16843783.0411 | 0 | -1.0012 | 0 | 0 | -1.0012 | -16843783.0411 | 0 | -1.0012 | 0 | 0 | -0.92681 | -13361346.9051 | -251065.5412 | -0.92097 | 25 | 251065.5412 | -0.92038 | -13085332.0641 | -183015.019 | -0.91607 | 19 | 183015.019 | -0.90403 | -12399964.0495 | -201049.6853 | -0.89911 | 22 | 201049.6853 | -1.0012 | -16843783.0411 | 0 | -1.0012 | 0 | 0 | -1.0012 | -16843783.0411 | 0 | -1.0012 | 0 | 0 | -0.98875 | -16223112.1615 | -87111.1771 | -0.98697 | 8 | 87111.1771 | -0.98767 | -16170387.2533 | -115774.2181 | -0.98531 | 10 | 115774.2181 | -0.98538 | -16058093.5844 | -155508.9977 | -0.98219 | 13 | 155508.9977 | -1.0012 | -16843783.0411 | 0 | -1.0012 | 0 | 0 | -1.0012 | -16843783.0411 | 0 | -1.0012 | 0 | 0
11.5 | 690 | 41400 | 5.8193 | -0.4474 | -1.0165 | -0.8215 | -0.92414 | -13246398.7941 | -0.0030805 | -1026364451.0396 | -0.62588 | -4114767.3689 | 0 | -0.62588 | 0 | -0.57053 | -3116920.6796 | 0 | -0.57053 | 0 | -0.47848 | -1838555.7034 | 0 | -0.47848 | 0 |  |  | 0 | 0 | 0 | -0.89765 | -12139448.9544 | -85395.0032 | -0.89554 | 9 | 85395.0032 | -0.88877 | -11782616.909 | -127758.1041 | -0.88554 | 13 | 127758.1041 | -0.88251 | -11535477.4472 | -150213.2171 | -0.87866 | 16 | 150213.2171 | -0.92414 | -13246398.7941 | 0 | -0.92414 | 0 | 0 | -0.92414 | -13246398.7941 | 0 | -0.92414 | 0 | 0 | -0.92414 | -13246398.7941 | 0 | -0.92414 | 0 | 0 | -0.85548 | -10507718.4323 | -197444.6165 | -0.85009 | 23 | 197444.6165 | -0.84955 | -10290653.0232 | -143927.8766 | -0.84557 | 17 | 143927.8766 | -0.83445 | -9751661.3952 | -158110.8176 | -0.82991 | 20 | 158110.8176 | -0.92414 | -13246398.7941 | 0 | -0.92414 | 0 | 0 | -0.92414 | -13246398.7941 | 0 | -0.92414 | 0 | 0 | -0.91265 | -12758286.7131 | -68506.5456 | -0.91101 | 7 | 68506.5456 | -0.91166 | -12716822.4436 | -91047.9231 | -0.90948 | 9 | 91047.9231 | -0.90955 | -12628511.7169 | -122296.4102 | -0.9066 | 12 | 122296.4102 | -0.92414 | -13246398.7941 | 0 | -0.92414 | 0 | 0 | -0.92414 | -13246398.7941 | 0 | -0.92414 | 0 | 0
11.5833 | 695 | 41700 | 5.8615 | -0.4093 | -0.92991 | -0.75154 | -0.84545 | -10142310.597 | -0.0028182 | -938961881.1371 | -0.57258 | -3150535.4276 | 0 | -0.57258 | 0 | -0.52195 | -2386518.6403 | 0 | -0.52195 | 0 | -0.43774 | -1407718.6776 | 0 | -0.43774 | 0 |  |  | 0 | 0 | 0 | -0.82121 | -9294757.2911 | -65384.0081 | -0.81928 | 8 | 65384.0081 | -0.81308 | -9021543.3035 | -97819.9731 | -0.81013 | 12 | 97819.9731 | -0.80736 | -8832317.1431 | -115013.0785 | -0.80384 | 14 | 115013.0785 | -0.84545 | -10142310.597 | 0 | -0.84545 | 0 | 0 | -0.84545 | -10142310.597 | 0 | -0.84545 | 0 | 0 | -0.84545 | -10142310.597 | 0 | -0.84545 | 0 | 0 | -0.78263 | -8045397.52 | -151176.5316 | -0.7777 | 21 | 151176.5316 | -0.7772 | -7879198.0243 | -110200.6101 | -0.77356 | 15 | 110200.6101 | -0.76339 | -7466510.7283 | -121059.9987 | -0.75924 | 18 | 121059.9987 | -0.84545 | -10142310.597 | 0 | -0.84545 | 0 | 0 | -0.84545 | -10142310.597 | 0 | -0.84545 | 0 | 0 | -0.83493 | -9768580.0149 | -52453.0987 | -0.83343 | 6 | 52453.0987 | -0.83403 | -9736832.2541 | -69712.2538 | -0.83203 | 8 | 69712.2538 | -0.83209 | -9669215.7772 | -93638.1424 | -0.8294 | 11 | 93638.1424 | -0.84545 | -10142310.597 | 0 | -0.84545 | 0 | 0 | -0.84545 | -10142310.597 | 0 | -0.84545 | 0 | 0
11.6667 | 700 | 42000 | 5.9037 | -0.37048 | -0.8417 | -0.68025 | -0.76525 | -7521093.3956 | -0.0025508 | -849889871.2755 | -0.51826 | -2336299.1077 | 0 | -0.51826 | 0 | -0.47244 | -1769737.7153 | 0 | -0.47244 | 0 | -0.39621 | -1043902.5257 | 0 | -0.39621 | 0 |  |  | 0 | 0 | 0 | -0.74331 | -6892584.9792 | -48485.9172 | -0.74156 | 7 | 48485.9172 | -0.73595 | -6689981.4503 | -72539.0084 | -0.73328 | 11 | 72539.0084 | -0.73077 | -6549659.6163 | -85288.6624 | -0.72758 | 13 | 85288.6624 | -0.76525 | -7521093.3956 | 0 | -0.76525 | 0 | 0 | -0.76525 | -7521093.3956 | 0 | -0.76525 | 0 | 0 | -0.76525 | -7521093.3956 | 0 | -0.76525 | 0 | 0 | -0.70839 | -5966114.4838 | -112105.8957 | -0.70392 | 19 | 112105.8957 | -0.70348 | -5842868.2159 | -81719.9466 | -0.70018 | 14 | 81719.9466 | -0.69097 | -5536837.3892 | -89772.7937 | -0.68722 | 17 | 89772.7937 | -0.76525 | -7521093.3956 | 0 | -0.76525 | 0 | 0 | -0.76525 | -7521093.3956 | 0 | -0.76525 | 0 | 0 | -0.75573 | -7243951.162 | -38896.921 | -0.75437 | 6 | 38896.921 | -0.75491 | -7220408.4128 | -51695.5547 | -0.7531 | 7 | 51695.5547 | -0.75316 | -7170266.9945 | -69437.9459 | -0.75072 | 10 | 69437.9459 | -0.76525 | -7521093.3956 | 0 | -0.76525 | 0 | 0 | -0.76525 | -7521093.3956 | 0 | -0.76525 | 0 | 0
11.75 | 705 | 42300 | 5.9458 | -0.33099 | -0.75199 | -0.60775 | -0.68368 | -5363457.8106 | -0.0022789 | -759306788.2378 | -0.46303 | -1666066.493 | 0 | -0.46303 | 0 | -0.42208 | -1262039.051 | 0 | -0.42208 | 0 | -0.35398 | -744429.9466 | 0 | -0.35398 | 0 |  |  | 0 | 0 | 0 | -0.66408 | -4915254.5777 | -34576.3784 | -0.66252 | 6 | 34576.3784 | -0.65751 | -4770773.5266 | 0 | -0.65751 | 0 | 0 | -0.65288 | -4670706.9275 | 0 | -0.65288 | 0 | 0 | -0.68368 | -5363457.8106 | 0 | -0.68368 | 0 | 0 | -0.68368 | -5363457.8106 | 0 | -0.68368 | 0 | 0 | -0.68368 | -5363457.8106 | 0 | -0.68368 | 0 | 0 | -0.63289 | -4254568.0055 | 0 | -0.63289 | 0 | 0 | -0.6285 | -4166678.3698 | 0 | -0.6285 | 0 | 0 | -0.61733 | -3948441.0283 | 0 | -0.61733 | 0 | 0 | -0.68368 | -5363457.8106 | 0 | -0.68368 | 0 | 0 | -0.68368 | -5363457.8106 | 0 | -0.68368 | 0 | 0 | -0.67518 | -5165821.5629 | -27738.2535 | -0.67397 | 5 | 27738.2535 | -0.67445 | -5149032.7085 | -36865.2418 | -0.67284 | 7 | 36865.2418 | -0.67288 | -5113275.7557 | -49517.7328 | -0.6707 | 9 | 49517.7328 | -0.68368 | -5363457.8106 | 0 | -0.68368 | 0 | 0 | -0.68368 | -5363457.8106 | 0 | -0.68368 | 0 | 0
11.8333 | 710 | 42600 | 5.988 | -0.29092 | -0.66094 | -0.53417 | -0.60091 | -3641667.2165 | -0.002003 | -667373685.4401 | -0.40696 | -1131221.6749 | 0 | -0.40696 | 0 | -0.37098 | -856896.1294 | 0 | -0.37098 | 0 | -0.31112 | -505451.1898 | 0 | -0.31112 | 0 |  |  | 0 | 0 | 0 | -0.58368 | -3337347.3025 | 0 | -0.58368 | 0 | 0 | -0.5779 | -3239247.9185 | 0 | -0.5779 | 0 | 0 | -0.57383 | -3171304.9485 | 0 | -0.57383 | 0 | 0 | -0.60091 | -3641667.2165 | 0 | -0.60091 | 0 | 0 | -0.60091 | -3641667.2165 | 0 | -0.60091 | 0 | 0 | -0.60091 | -3641667.2165 | 0 | -0.60091 | 0 | 0 | -0.55626 | -2888755.9804 | 0 | -0.55626 | 0 | 0 | -0.5524 | -2829080.8946 | 0 | -0.5524 | 0 | 0 | -0.54258 | -2680902.6484 | 0 | -0.54258 | 0 | 0 | -0.60091 | -3641667.2165 | 0 | -0.60091 | 0 | 0 | -0.60091 | -3641667.2165 | 0 | -0.60091 | 0 | 0 | -0.59343 | -3507476.6496 | 0 | -0.59343 | 0 | 0 | -0.59279 | -3496077.3951 | 0 | -0.59279 | 0 | 0 | -0.59141 | -3471799.2284 | 0 | -0.59141 | 0 | 0 | -0.60091 | -3641667.2165 | 0 | -0.60091 | 0 | 0 | -0.60091 | -3641667.2165 | 0 | -0.60091 | 0 | 0
11.9167 | 715 | 42900 | 6.0302 | -0.25032 | -0.56872 | -0.45963 | -0.51706 | -2320091.6754 | -0.0017235 | -574254016.584 | -0.35018 | -720696.8224 | 0 | -0.35018 | 0 | -0.31922 | -545925.1102 | 0 | -0.31922 | 0 | -0.26771 | -322020.9393 | 0 | -0.26771 | 0 |  |  | 0 | 0 | 0 | -0.50224 | -2126210.6706 | 0 | -0.50224 | 0 | 0 | -0.49727 | -2063711.9439 | 0 | -0.49727 | 0 | 0 | -0.49377 | -2020425.7484 | 0 | -0.49377 | 0 | 0 | -0.51706 | -2320091.6754 | 0 | -0.51706 | 0 | 0 | -0.51706 | -2320091.6754 | 0 | -0.51706 | 0 | 0 | -0.51706 | -2320091.6754 | 0 | -0.51706 | 0 | 0 | -0.47864 | -1840414.9265 | 0 | -0.47864 | 0 | 0 | -0.47532 | -1802396.1671 | 0 | -0.47532 | 0 | 0 | -0.46688 | -1707992.3968 | 0 | -0.46688 | 0 | 0 | -0.51706 | -2320091.6754 | 0 | -0.51706 | 0 | 0 | -0.51706 | -2320091.6754 | 0 | -0.51706 | 0 | 0 | -0.51063 | -2234599.3999 | 0 | -0.51063 | 0 | 0 | -0.51008 | -2227336.9803 | 0 | -0.51008 | 0 | 0 | -0.50889 | -2211869.457 | 0 | -0.50889 | 0 | 0 | -0.51706 | -2320091.6754 | 0 | -0.51706 | 0 | 0 | -0.51706 | -2320091.6754 | 0 | -0.51706 | 0 | 0
12 | 720 | 43200 | 6.0723 | -0.20929 | -0.47549 | -0.38428 | -0.4323 | -1355889.6765 | -0.001441 | -480113345.0428 | -0.29277 | -421183.9522 | 0 | -0.29277 | 0 | -0.26689 | -319045.2468 | 0 | -0.26689 | 0 | -0.22382 | -188192.9373 | 0 | -0.22382 | 0 |  |  | 0 | 0 | 0 | -0.4199 | -1242583.2689 | 0 | -0.4199 | 0 | 0 | -0.41575 | -1206058.2561 | 0 | -0.41575 | 0 | 0 | -0.41282 | -1180761.2791 | 0 | -0.41282 | 0 | 0 | -0.4323 | -1355889.6765 | 0 | -0.4323 | 0 | 0 | -0.4323 | -1355889.6765 | 0 | -0.4323 | 0 | 0 | -0.4323 | -1355889.6765 | 0 | -0.4323 | 0 | 0 | -0.40018 | -1075560.7745 | 0 | -0.40018 | 0 | 0 | -0.3974 | -1053342.151 | 0 | -0.3974 | 0 | 0 | -0.39034 | -998171.4442 | 0 | -0.39034 | 0 | 0 | -0.4323 | -1355889.6765 | 0 | -0.4323 | 0 | 0 | -0.4323 | -1355889.6765 | 0 | -0.4323 | 0 | 0 | -0.42692 | -1305926.9551 | 0 | -0.42692 | 0 | 0 | -0.42646 | -1301682.7092 | 0 | -0.42646 | 0 | 0 | -0.42547 | -1292643.3012 | 0 | -0.42547 | 0 | 0 | -0.4323 | -1355889.6765 | 0 | -0.4323 | 0 | 0 | -0.4323 | -1355889.6765 | 0 | -0.4323 | 0 | 0
12.0833 | 725 | 43500 | 6.1145 | -0.16788 | -0.38141 | -0.30825 | -0.34676 | -699806.5844 | -0.0011559 | -385119049.4948 | -0.23485 | -217382.9539 | 0 | -0.23485 | 0 | -0.21408 | -164666.7633 | 0 | -0.21408 | 0 | -0.17954 | -97130.8057 | 0 | -0.17954 | 0 |  |  | 0 | 0 | 0 | -0.33682 | -641326.4799 | 0 | -0.33682 | 0 | 0 | -0.33349 | -622475.0608 | 0 | -0.33349 | 0 | 0 | -0.33114 | -609418.6954 | 0 | -0.33114 | 0 | 0 | -0.34676 | -699806.5844 | 0 | -0.34676 | 0 | 0 | -0.34676 | -699806.5844 | 0 | -0.34676 | 0 | 0 | -0.34676 | -699806.5844 | 0 | -0.34676 | 0 | 0 | -0.321 | -555122.2382 | 0 | -0.321 | 0 | 0 | -0.31877 | -543654.6835 | 0 | -0.31877 | 0 | 0 | -0.31311 | -515179.7828 | 0 | -0.31311 | 0 | 0 | -0.34676 | -699806.5844 | 0 | -0.34676 | 0 | 0 | -0.34676 | -699806.5844 | 0 | -0.34676 | 0 | 0 | -0.34245 | -674019.6477 | 0 | -0.34245 | 0 | 0 | -0.34208 | -671829.0924 | 0 | -0.34208 | 0 | 0 | -0.34129 | -667163.6411 | 0 | -0.34129 | 0 | 0 | -0.34676 | -699806.5844 | 0 | -0.34676 | 0 | 0 | -0.34676 | -699806.5844 | 0 | -0.34676 | 0 | 0
12.1667 | 730 | 43800 | 6.1567 | -0.12617 | -0.28665 | -0.23167 | -0.26061 | -297076.835 | -0.00086871 | -289440026.331 | -0.1765 | -92281.8409 | 0 | -0.1765 | 0 | -0.16089 | -69903.1446 | 0 | -0.16089 | 0 | -0.13493 | -41233.2678 | 0 | -0.13493 | 0 |  |  | 0 | 0 | 0 | -0.25314 | -272251.2835 | 0 | -0.25314 | 0 | 0 | -0.25064 | -264248.6153 | 0 | -0.25064 | 0 | 0 | -0.24887 | -258706.0214 | 0 | -0.24887 | 0 | 0 | -0.26061 | -297076.835 | 0 | -0.26061 | 0 | 0 | -0.26061 | -297076.835 | 0 | -0.26061 | 0 | 0 | -0.26061 | -297076.835 | 0 | -0.26061 | 0 | 0 | -0.24125 | -235656.4817 | 0 | -0.24125 | 0 | 0 | -0.23958 | -230788.3582 | 0 | -0.23958 | 0 | 0 | -0.23532 | -218700.3991 | 0 | -0.23532 | 0 | 0 | -0.26061 | -297076.835 | 0 | -0.26061 | 0 | 0 | -0.26061 | -297076.835 | 0 | -0.26061 | 0 | 0 | -0.25737 | -286129.9509 | 0 | -0.25737 | 0 | 0 | -0.25709 | -285200.0322 | 0 | -0.25709 | 0 | 0 | -0.2565 | -283219.4885 | 0 | -0.2565 | 0 | 0 | -0.26061 | -297076.835 | 0 | -0.26061 | 0 | 0 | -0.26061 | -297076.835 | 0 | -0.26061 | 0 | 0
12.25 | 735 | 44100 | 6.1988 | -0.084238 | -0.19138 | -0.15467 | -0.174 | -88415.2514 | -0.00058 | -193246389.3629 | -0.11784 | -27464.6866 | 0 | -0.11784 | 0 | -0.10742 | -20804.3959 | 0 | -0.10742 | 0 | -0.09009 | -12271.7402 | 0 | -0.09009 | 0 |  |  | 0 | 0 | 0 | -0.16901 | -81026.7339 | 0 | -0.16901 | 0 | 0 | -0.16734 | -78645.0002 | 0 | -0.16734 | 0 | 0 | -0.16616 | -76995.4275 | 0 | -0.16616 | 0 | 0 | -0.174 | -88415.2514 | 0 | -0.174 | 0 | 0 | -0.174 | -88415.2514 | 0 | -0.174 | 0 | 0 | -0.174 | -88415.2514 | 0 | -0.174 | 0 | 0 | -0.16107 | -70135.4822 | 0 | -0.16107 | 0 | 0 | -0.15995 | -68686.6437 | 0 | -0.15995 | 0 | 0 | -0.15711 | -65089.0561 | 0 | -0.15711 | 0 | 0 | -0.174 | -88415.2514 | 0 | -0.174 | 0 | 0 | -0.174 | -88415.2514 | 0 | -0.174 | 0 | 0 | -0.17184 | -85157.2676 | 0 | -0.17184 | 0 | 0 | -0.17165 | -84880.5076 | 0 | -0.17165 | 0 | 0 | -0.17125 | -84291.0632 | 0 | -0.17125 | 0 | 0 | -0.174 | -88415.2514 | 0 | -0.174 | 0 | 0 | -0.174 | -88415.2514 | 0 | -0.174 | 0 | 0
12.3333 | 740 | 44400 | 6.241 | -0.042157 | -0.095777 | -0.077406 | -0.087077 | -11081.4337 | -0.00029026 | -96709167.3666 | -0.058973 | -3442.258 | 0 | -0.058973 | 0 | -0.053759 | -2607.4974 | 0 | -0.053759 | 0 | -0.045085 | -1538.0658 | 0 | -0.045085 | 0 |  |  | 0 | 0 | 0 | -0.084581 | -10155.4016 | 0 | -0.084581 | 0 | 0 | -0.083744 | -9856.8894 | 0 | -0.083744 | 0 | 0 | -0.083154 | -9650.142 | 0 | -0.083154 | 0 | 0 | -0.087077 | -11081.4337 | 0 | -0.087077 | 0 | 0 | -0.087077 | -11081.4337 | 0 | -0.087077 | 0 | 0 | -0.087077 | -11081.4337 | 0 | -0.087077 | 0 | 0 | -0.080608 | -8790.3578 | 0 | -0.080608 | 0 | 0 | -0.080049 | -8608.7692 | 0 | -0.080049 | 0 | 0 | -0.078626 | -8157.8693 | 0 | -0.078626 | 0 | 0 | -0.087077 | -11081.4337 | 0 | -0.087077 | 0 | 0 | -0.087077 | -11081.4337 | 0 | -0.087077 | 0 | 0 | -0.085994 | -10673.0977 | 0 | -0.085994 | 0 | 0 | -0.085901 | -10638.4103 | 0 | -0.085901 | 0 | 0 | -0.085702 | -10564.5329 | 0 | -0.085702 | 0 | 0 | -0.087077 | -11081.4337 | 0 | -0.087077 | 0 | 0 | -0.087077 | -11081.4337 | 0 | -0.087077 | 0 | 0
12.4167 | 745 | 44700 | 6.2832 | -2.4493e-16 | -5.5647e-16 | -4.4973e-16 | -5.0592e-16 | -2.1733e-39 | -1.6864e-18 | -5.6188e-07 | -3.4263e-16 | -6.751e-40 | 0 | -3.4263e-16 | 0 | -3.1234e-16 | -5.1139e-40 | 0 | -3.1234e-16 | 0 | -2.6194e-16 | -3.0165e-40 | 0 | -2.6194e-16 | 0 |  |  | 0 | 0 | 0 | -4.9142e-16 | -1.9917e-39 | 0 | -4.9142e-16 | 0 | 0 | -4.8655e-16 | -1.9332e-39 | 0 | -4.8655e-16 | 0 | 0 | -4.8313e-16 | -1.8926e-39 | 0 | -4.8313e-16 | 0 | 0 | -5.0592e-16 | -2.1733e-39 | 0 | -5.0592e-16 | 0 | 0 | -5.0592e-16 | -2.1733e-39 | 0 | -5.0592e-16 | 0 | 0 | -5.0592e-16 | -2.1733e-39 | 0 | -5.0592e-16 | 0 | 0 | -4.6833e-16 | -1.724e-39 | 0 | -4.6833e-16 | 0 | 0 | -4.6508e-16 | -1.6884e-39 | 0 | -4.6508e-16 | 0 | 0 | -4.5682e-16 | -1.5999e-39 | 0 | -4.5682e-16 | 0 | 0 | -5.0592e-16 | -2.1733e-39 | 0 | -5.0592e-16 | 0 | 0 | -5.0592e-16 | -2.1733e-39 | 0 | -5.0592e-16 | 0 | 0 | -4.9963e-16 | -2.0932e-39 | 0 | -4.9963e-16 | 0 | 0 | -4.9909e-16 | -2.0864e-39 | 0 | -4.9909e-16 | 0 | 0 | -4.9793e-16 | -2.0719e-39 | 0 | -4.9793e-16 | 0 | 0 | -5.0592e-16 | -2.1733e-39 | 0 | -5.0592e-16 | 0 | 0 | -5.0592e-16 | -2.1733e-39 | 0 | -5.0592e-16 | 0 | 0
12.5 | 750 | 45000 | 6.3254 | 0.042157 | 0.095777 | 0.077406 | 0.087077 | 11081.4337 | 0.00029026 | 96709167.3666 | 0.058973 | 3442.258 | 0 | 0.058973 | 0 | 0.053759 | 2607.4974 | 0 | 0.053759 | 0 | 0.045085 | 1538.0658 | 0 | 0.045085 | 0 |  |  | 0 | 0 | 0 | 0.084581 | 10155.4016 | 0 | 0.084581 | 0 | 0 | 0.083744 | 9856.8894 | 0 | 0.083744 | 0 | 0 | 0.083154 | 9650.142 | 0 | 0.083154 | 0 | 0 | 0.087077 | 11081.4337 | 0 | 0.087077 | 0 | 0 | 0.087077 | 11081.4337 | 0 | 0.087077 | 0 | 0 | 0.087077 | 11081.4337 | 0 | 0.087077 | 0 | 0 | 0.080608 | 8790.3578 | 0 | 0.080608 | 0 | 0 | 0.080049 | 8608.7692 | 0 | 0.080049 | 0 | 0 | 0.078626 | 8157.8693 | 0 | 0.078626 | 0 | 0 | 0.087077 | 11081.4337 | 0 | 0.087077 | 0 | 0 | 0.087077 | 11081.4337 | 0 | 0.087077 | 0 | 0 | 0.085994 | 10673.0977 | 0 | 0.085994 | 0 | 0 | 0.085901 | 10638.4103 | 0 | 0.085901 | 0 | 0 | 0.085702 | 10564.5329 | 0 | 0.085702 | 0 | 0 | 0.087077 | 11081.4337 | 0 | 0.087077 | 0 | 0 | 0.087077 | 11081.4337 | 0 | 0.087077 | 0 | 0
Note on A1: The calculation cell references must be chaned slightly for this particular channl, as the cross sectional areas are different at inlet and outlet. One must therefore select where the turbines would most likely be situated, and then interpolate the velocities fro that cross section. These values should then be used as the inputs to the calculations.
Note on A4: The period is taken to be 12h25m, and is approximately one tidal cycle ("out-in-out").
Note on G6: As this particular location, in the sound of Islay, has a constricting longitudinal channel profile, it is necessary to use the relevant cross section in the channel blockage calculations (cell P4 etc). Make sure you pick the cross sectional area that corresponds to the place where you intend to put the turbines.
Note on I13: This is the avergae power derived from the kinetic energy of the whole channel, from a spring tide to a neap tide. Couch and Bryden also define this as the kinetic energy flux in a channel.
Note on J13: Acceleration, of the whole body of water that is.
Note on K13: Gives an idea of the time varying horizontal gravitational component of the moon and sun, resulting in the lateral movement of water
Note on P3: Select an n value for obstructions based on the likely blockage if the area of turbine was not permeable, then subtract a third for reasons stated in the cell comment to the right
Note on R3: 20 turbines may have compopund influence as most likely there is a limited ideal depth for deployment, however as as certain amount of flow will pass through the turbine, based on the GGS model, it is assumed for calculation purposes that the blockege effect of this number of tuines is only two thirds of actual number
Note on S3: Bsaed on GH's suggested packing density, and taking into account the compound/ additive effects of the sphere of influence of each turbine on blockage and turbulence etc.
Note on AL10: Remember, that although an extraction device will have a certain swept area, a portion of the flow will pass through the swept area at all times, in a volume flow rate that is a function of the efficiency at that point in a cycle. For more information please see the relevant website sections: SIF and Tidal Velocity. As an example, for worst case SIF calculations, to represent flow through an axial turbine, one may divide the swept area by 3/2 to indicate permeability at maximum efficiency according to Gorlov's GGS model. (This can be variiable for any instance if the spreadsheet is modified, if desireable). The same process is used for cross-flow turbines. However, oscillating hydrofoils work in a completely different way, where force is generated due to imbalances in pressure on either side of the wing shape, thus, the Manning correction factor uses the actual area that the hydrofoil presents perpediculalry to the fluid flow. For example, the sine of the angle of attack multiplied by the CSA of th hydofoil. Correction factors: To ascertain what Manning blockage correction factor to use, note the percentage of the channel used by the devices, i.e., cell AS3. One must then calculate this value as a proportion of the suggested Manning number (look up table to the left), and then adjust for permeability. For example, if the number and type of turbines block 5 percent of the channel, we would choose a Manning's blockage correction factor of 0.004. We will then decide what the likely flow through the turbine is, perhaps 33%, suggesting a turbine operating at an average of maximum efficiency. Thus the manning number becomes (0.004 * 2/3).
Note on AN10: The cells coloured black indicate the portions of each table that have data needed for subsequent calculations by the spreadsheet, these should not be modifed. In each successive table as we move to the right, these cells have not been coloured black as a guide for modification if desired.
Note on AP3: user: pick a number based on the percentage of cross section utilised, and the fraction of average flow through the turbine, based on the examples to the left
Note on AS3: percentage of CSA utilised by turbine swept area
Note on AS9: This is the yearly energy production one might expect from the number and size of turbines entered into the purple squares
Note on AS10: The red square indicate the SIF. This is the sum of energy extraction and blockage, and represents the percentile channel velocity reduction fro mthe nominal value
Note on AY9: user: this is in kWh!
Note on BE9: user: this is in kWh!
Note on BK9: user: this is in kWh!
Note on BQ9: user: this is in kWh!
Note on BW9: user: this is in kWh!
Note on CC9: user: this is in kWh!
Note on CI9: user: this is in kWh!
Note on CO9: user: this is in kWh!
Note on CU9: user: this is in kWh!
Note on DA9: user: this is in kWh!
Note on DG9: user: this is in kWh!
Note on DM9: user: this is in kWh!
Note on DS9: user: this is in kWh!
Note on DY9: user: this is in kWh!
Note on EE9: user: this is in kWh!

## Output Graphs
data analysis
rejuvenation is theorized, noit a given
Economic factors!