## Home
ELECTRICITY DEMAND PROFILE GENERATOR
Demand Side Management:
Towards A Carbon Neutral Community
[9 empty] | INPUT | PROFILES
INPUT
This page is preloaded with the data from Riverside Community. To start keying in the data for your community, please click on the 'Clear all' button.
To reload the data for the Riverside community, please click on the 'Riverside data' button.
Firstly, you must find out the total electricity demand for your community. To obtain this, you just have to sum all the annual electricity bills
in the community. Then, please key in the total electricity demand for your community in the green box below.
|  | Total electricity demand for the community |  |  |  | 2837004.16 | kWh
[12 empty] | Selection | 9 |  |  | Time | Consumption
[16 empty] | 00:00 - 01:00 | 0.097416
| From our study, the total electricity demand can be reduced by about 10% through the suggested improvements on our website. Hence, | [10 empty] | Type of household |  | Tag |  | 01:00 - 02:00 | 0.097416
| the remaining electricity demand to be offset through green measures is as below. | [10 empty] | -- None-- |  | 1 |  | 02:00 - 03:00 | 0.097416
[12 empty] | Single adult |  | 2 |  | 03:00 - 04:00 | 0.097416
|  | Total Electricity Demand to be offset in a year |  |  |  | 2553303.744 | kWh |  |  |  |  | Single Pensioner Adult |  | 3 |  | 04:00 - 05:00 | 0.097416
[12 empty] | Two adults |  | 4 |  | 05:00 - 06:00 | 0.097416
[12 empty] | Two adults with children |  | 5 |  | 06:00 - 07:00 | 0.25339
| To generate the demand profile for your community, please also fill in the yellow boxes below: | [10 empty] | Two pensioners |  | 6 |  | 07:00 - 08:00 | 0.31988
[12 empty] | Two adults and at least 1 pensioner |  | 7 |  | 08:00 - 09:00 | 0.28299
|  | Type of Household | [9 empty] | Three adults |  | 8 |  | 09:00 - 10:00 | 0.097416
[12 empty] | Total without lighting |  | 9 |  | 10:00 - 11:00 | 0.097416
|  | For this section, please key in the number of household you found from your survey or census by your council. | [13 empty] | 11:00 - 12:00 | 0.097416
[16 empty] | 12:00 - 13:00 | 0.097416
|  | Type of household |  |  | No of | No of people | [9 empty] | 13:00 - 14:00 | 0.84458
[5 empty] | household | per household* | [9 empty] | 14:00 - 15:00 | 0.85795
|  | Single adult |  |  | 234 | 1 | [9 empty] | 15:00 - 16:00 | 0.35769
|  | Single Pensioner Adult |  |  | 159 | 1 | [9 empty] | 16:00 - 17:00 | 0.49605
|  | Two adults |  |  | 218 | 2 | [9 empty] | 17:00 - 18:00 | 0.61028
|  | Two adults with children |  |  | 156 | 3 | [9 empty] | 18:00 - 19:00 | 0.85432
|  | Two pensioners |  |  | 53 | 2 | [9 empty] | 19:00 - 20:00 | 0.76779
|  | Two adults and at least 1 pensioner |  |  | 92 | 3 | [9 empty] | 20:00 - 21:00 | 0.63995
|  | Three adults |  |  | 103 | 3 | [9 empty] | 21:00 - 22:00 | 0.50092
|  | Total |  |  | 1015 | [10 empty] | 22:00 - 23:00 | 0.46217
|  | *Source: A method of formulating energy load profile for domestic buildings in the UK | [13 empty] | 23:00 - 24:00 | 0.45988
[12 empty] | Season |  |  |  | Daily Electricity Consumption with Lighting Load
[12 empty] | Selection | 3 |  |  | Time | Consumption
[16 empty] | 00:00 - 01:00 | 0.094551
|  | Ownership Level | [9 empty] | Type of season |  | Tag |  | 01:00 - 02:00 | 0.094551
[12 empty] | -- None-- |  | 1 |  | 02:00 - 03:00 | 0.094551
|  | For this section, please key in the ownership level that you obtained from your survey,according to appliance type. Alternatively, you can retain the national | [9 empty] | Winter |  | 2 |  | 03:00 - 04:00 | 0.094551
|  | ownership level or use the ownership level used for the Riverside community. For these alternatives, please click on the respective buttons. | [9 empty] | Summer |  | 3 |  | 04:00 - 05:00 | 0.094551
[12 empty] | Spring/Autumn |  | 4 |  | 05:00 - 06:00 | 0.13434
|  | Category | Appliance |  | Ownership level (%) |  | Number of |  |  |  |  | All Year |  | 5 |  | 06:00 - 07:00 | 0.28031
[7 empty] | Ownership | [8 empty] | 07:00 - 08:00 | 0.52783
[5 empty] | National | Community | in community |  |  |  |  | Type of Household |  |  |  | 08:00 - 09:00 | 0.16061
|  | Cooking | Electric hob |  | 37 | 100 | 1015 |  |  | To clear yellow cells | [5 empty] | 09:00 - 10:00 | 0.094551
|  | Appliances | Electric oven |  | 56 | 100 | 1015 |  |  |  |  | Selection | 9 |  |  | 10:00 - 11:00 | 0.19753
|  |  | Microwave Oven |  | 74 | 74 | 751.1 | [8 empty] | 11:00 - 12:00 | 0.094551
|  | Cold Appliances | Refrigerator |  | 53 | 100 | 1015 |  |  | For National ownership |  | Type of household |  | Tag |  | 12:00 - 13:00 | 0.23847
|  |  | Freezer |  | 55 | 100 | 1015 |  |  | Levels |  | -- None-- |  | 1 |  | 13:00 - 14:00 | 0.094551
|  | Brown Goods | Television |  | 97 | 100 | 1015 |  |  |  |  | Single adult |  | 2 |  | 14:00 - 15:00 | 0.094551
|  |  | Video recorder |  | 75 | 75 | 761.25 |  |  | For Riverside ownership |  | Single Pensioner Adult |  | 3 |  | 15:00 - 16:00 | 0.094551
|  | Wet Appliances | Dishwasher |  | 16 | 16 | 162.4 |  |  | Levels |  | Two adults |  | 4 |  | 16:00 - 17:00 | 0.094551
|  |  | Washing Mashine |  | 88 | 100 | 1015 |  |  |  |  | Two adults with children |  | 5 |  | 17:00 - 18:00 | 0.094551
|  |  | Tumble Driers |  | 49 | 49 | 497.35 |  |  |  |  | Two pensioners |  | 6 |  | 18:00 - 19:00 | 0.69496
|  | Miscellaneous | Electric Kettle |  | 5 | 100 | 1015 |  |  |  |  | Two adults and at least 1 pensioner |  | 7 |  | 19:00 - 20:00 | 1.413
|  |  | Computers/Laptops |  | 80 | 80 | 812 |  |  |  |  | Three adults |  | 8 |  | 20:00 - 21:00 | 1.4059
|  |  | Iron |  | 100 | 100 | 1015 |  |  |  |  | Total with lighting |  | 9 |  | 21:00 - 22:00 | 1.2486
|  |  | Others (Vacum Cleaner etc.) |  | 100 | 100 | 1015 | [8 empty] | 22:00 - 23:00 | 1.2383
[16 empty] | 23:00 - 24:00 | 0.82279
| PROFILES | [8 empty] | Top |  | Type of Household |  |  |  | Daily Electricity Consumption without Lighting Load
| The randomly generated profile can now be viewed as per household or as in total. Please choose one of the options below to start viewing the | [10 empty] | Selection | 5 |  |  | Time | Consumption
| generated profile for your community | [14 empty] | 00:00 - 01:00 | 15.197
[12 empty] | Type of household |  | Tag |  | 01:00 - 02:00 | 15.197
|  | A) Per household according to household type | [9 empty] | -- None-- |  | 1 |  | 02:00 - 03:00 | 15.197
|  | B) Total according to household type | [9 empty] | Single adult |  | 2 |  | 03:00 - 04:00 | 15.197
[12 empty] | Single Pensioner Adult |  | 3 |  | 04:00 - 05:00 | 15.197
[12 empty] | Two adults |  | 4 |  | 05:00 - 06:00 | 15.197
| A) Daily Electricity Consumption Per household according to household type | [10 empty] | Two adults with children |  | 5 |  | 06:00 - 07:00 | 39.5285
[12 empty] | Two pensioners |  | 6 |  | 07:00 - 08:00 | 49.9009
[10 empty] | Time | Consumption | Two adults and at least 1 pensioner |  | 7 |  | 08:00 - 09:00 | 44.1466
[10 empty] | 00:00 - 01:00 | 0.094551 | Three adults |  | 8 |  | 09:00 - 10:00 | 15.197
| Season | [8 empty] | 01:00 - 02:00 | 0.094551 | Total without lighting |  | 9 |  | 10:00 - 11:00 | 15.197
[10 empty] | 02:00 - 03:00 | 0.094551 |  |  |  |  | 11:00 - 12:00 | 15.197
| Type of Household | [8 empty] | 03:00 - 04:00 | 0.094551 |  |  |  |  | 12:00 - 13:00 | 15.197
[10 empty] | 04:00 - 05:00 | 0.094551 |  |  |  |  | 13:00 - 14:00 | 131.7547
[10 empty] | 05:00 - 06:00 | 0.13434 |  |  |  |  | 14:00 - 15:00 | 133.8399
[10 empty] | 06:00 - 07:00 | 0.28031 |  |  |  |  | 15:00 - 16:00 | 55.7992
[10 empty] | 07:00 - 08:00 | 0.52783 |  |  |  |  | 16:00 - 17:00 | 77.3842
[10 empty] | 08:00 - 09:00 | 0.16061 |  |  |  |  | 17:00 - 18:00 | 95.2039
[10 empty] | 09:00 - 10:00 | 0.094551 |  |  |  |  | 18:00 - 19:00 | 133.2735
[10 empty] | 10:00 - 11:00 | 0.19753 |  |  |  |  | 19:00 - 20:00 | 119.7746
[10 empty] | 11:00 - 12:00 | 0.094551 |  |  |  |  | 20:00 - 21:00 | 99.8319
[10 empty] | 12:00 - 13:00 | 0.23847 |  |  |  |  | 21:00 - 22:00 | 78.1429
[10 empty] | 13:00 - 14:00 | 0.094551 |  |  |  |  | 22:00 - 23:00 | 72.0978
[10 empty] | 14:00 - 15:00 | 0.094551 |  |  |  |  | 23:00 - 24:00 | 71.7419
[10 empty] | 15:00 - 16:00 | 0.094551
[10 empty] | 16:00 - 17:00 | 0.094551
[10 empty] | 17:00 - 18:00 | 0.094551
[10 empty] | 18:00 - 19:00 | 0.69496
[10 empty] | 19:00 - 20:00 | 1.413 | Season |  |  |  | Daily Electricity Consumption with Lighting Load
[10 empty] | 20:00 - 21:00 | 1.4059
[10 empty] | 21:00 - 22:00 | 1.2486 | Selection | 3 |  |  | Time | Consumption
[10 empty] | 22:00 - 23:00 | 1.2383 |  |  |  |  | 00:00 - 01:00 | 9.7388
[10 empty] | 23:00 - 24:00 | 0.82279 | Type of season |  | Tag |  | 01:00 - 02:00 | 9.7388
[10 empty] | Total | 9.4972 | -- None-- |  | 1 |  | 02:00 - 03:00 | 9.7388
[12 empty] | Winter |  | 2 |  | 03:00 - 04:00 | 9.7388
[12 empty] | Summer |  | 3 |  | 04:00 - 05:00 | 9.7388
| B) Total daily electricity consumption according to household type | [9 empty] | Top | Spring/Autumn |  | 4 |  | 05:00 - 06:00 | 13.8366
[12 empty] | All Year |  | 5 |  | 06:00 - 07:00 | 28.8722
| The profile for this section is obtained by multiplying the daily consumption per household by the number of householdin the | [14 empty] | 07:00 - 08:00 | 54.3666
| household type | [10 empty] | Type of Household |  |  |  | 08:00 - 09:00 | 16.5424
[16 empty] | 09:00 - 10:00 | 9.7388
|  | Household | Single | Single | Two | Two adults | Two | Two adults a | Three | Total |  | Selection | 8 |  |  | 10:00 - 11:00 | 20.3459
|  | Type | Adult | Pensioner | Adults | with Children | Pensioners | with Pensioner(s) | Adults | [6 empty] | 11:00 - 12:00 | 9.7388
|  | Number | 233.7171 | 158.9276 | 217.6908 | 156.2566 | 53.4211 | 92.1513 | 102.8355 | 1015 |  | Type of household |  | Tag |  | 12:00 - 13:00 | 24.5622
[12 empty] | -- None-- |  | 1 |  | 13:00 - 14:00 | 9.7388
[12 empty] | Single adult |  | 2 |  | 14:00 - 15:00 | 9.7388
[10 empty] | Time | Consumption | Single Pensioner Adult |  | 3 |  | 15:00 - 16:00 | 9.7388
[10 empty] | 00:00 - 01:00 | 9.7388 | Two adults |  | 4 |  | 16:00 - 17:00 | 9.7388
| Season | [8 empty] | 01:00 - 02:00 | 9.7388 | Two adults with children |  | 5 |  | 17:00 - 18:00 | 9.7388
[10 empty] | 02:00 - 03:00 | 9.7388 | Two pensioners |  | 6 |  | 18:00 - 19:00 | 71.5807
| Type of Household | [8 empty] | 03:00 - 04:00 | 9.7388 | Two adults and at least 1 pensioner |  | 7 |  | 19:00 - 20:00 | 145.5363
[10 empty] | 04:00 - 05:00 | 9.7388 | Three adults |  | 8 |  | 20:00 - 21:00 | 144.8074
[10 empty] | 05:00 - 06:00 | 13.8366 | Total with lighting |  | 9 |  | 21:00 - 22:00 | 128.6022
[10 empty] | 06:00 - 07:00 | 28.8722 |  |  |  |  | 22:00 - 23:00 | 127.5479
[10 empty] | 07:00 - 08:00 | 54.3666 |  |  |  |  | 23:00 - 24:00 | 84.7475
[10 empty] | 08:00 - 09:00 | 16.5424
[10 empty] | 09:00 - 10:00 | 9.7388
[10 empty] | 10:00 - 11:00 | 20.3459
[10 empty] | 11:00 - 12:00 | 9.7388
[10 empty] | 12:00 - 13:00 | 24.5622
[10 empty] | 13:00 - 14:00 | 9.7388 |  |  | Ownership (%)
[10 empty] | 14:00 - 15:00 | 9.7388 | Appliances |  | Riverside | National
[10 empty] | 15:00 - 16:00 | 9.7388 | Electric hob |  | 100 | 37
[10 empty] | 16:00 - 17:00 | 9.7388 | Electric oven |  | 100 | 56
[10 empty] | 17:00 - 18:00 | 9.7388 | Microwave Oven |  | 74 | 74
[10 empty] | 18:00 - 19:00 | 71.5807 | Refrigerator |  | 100 | 53
[10 empty] | 19:00 - 20:00 | 145.5363 | Freezer |  | 100 | 55
[10 empty] | 20:00 - 21:00 | 144.8074 | Television |  | 100 | 97
[10 empty] | 21:00 - 22:00 | 128.6022 | Video recorder |  | 75 | 75
[10 empty] | 22:00 - 23:00 | 127.5479 | Dishwasher |  | 16 | 16
[10 empty] | 23:00 - 24:00 | 84.7475 | Washing Mashine |  | 100 | 88
[10 empty] | Total | 978.2133 | Tumble Driers |  | 49 | 49
[12 empty] | Electric Kettle |  | 100 | 5
[12 empty] | Computers/Laptops |  | 80 | 80
[12 empty] | Iron |  | 100 | 100
[12 empty] | Others (Vacum Cleaner etc.) |  | 100 | 100
Riverside
Clear Cells
National
Riverside
Riverside data
Clear all

## Household
HOUSEHOLD STOCK DATA |  | Projection | Description | Top | Home
HOUSEHOLD STOCK PROJECTION
Census carried out on Riverside in 2001 shows that there were 760 households at the Riverside area. However the site survey taken by the project team in 2007 found that the number of households were 1015. Thus, in order to project the number of different households in the year 2007, the household percentage share indicated in the Census 2001 is retained and applied to the 1015 households. The results are shown on the table below
Total number of houses in Riverside for 2007 (from site survey) = |  | 1015
Table 1 shows the household stock for Riverside Community
Type of household | From 2001 Census | Percentage | Projected for 2007
| No of household** | Share | No of household
Single adult | 175 | 23.03% | 233.7171
Single Pensioner Adult | 119 | 15.66% | 158.9276
Two adults | 163 | 21.45% | 217.6908
Two adults with children | 117 | 15.39% | 156.2566
Two pensioners | 40 | 5.263% | 53.4211
Two adults and at least 1 pensioner | 69 | 9.079% | 92.1513
Three adults | 77 | 10.13% | 102.8355
Total | 760 | 100% | 1015
*Source: A method of formulating energy load profile for domestic buildings in the UK
**Source: Riverside Census 2001
ASSUMPTIONS
1. Percentage share of type of households in 2007 is the same as identified in Census 2001
2. No of household is equal to number of buildings in Riverside
HOUSEHOLD STOCK DESCRIPTION
Household Type | Unoccupancy times | Other Assumptions
Single adult | 09:00 to 18:00 on weekdays | 1. Occupied by a full time working adult
2. The average daily consumption of every appliance will be distributed through out the day into two main
periods, 6:00 till 9:00 and 18:00 till 01:00.
Single Pensioner Adult | occupied all the time | 1. Most loads are distributed through out the day in a random way and only what is related to cooking has a
specified period (for lunch and dinner).
Two adults | 09:00 to 18:00 on weekdays | 1. Usage pattern is similar to one adult household
Two adults with children | 09:00 to 13:00 on weekdays | 1. One member has a full time job
2. The second adult holds a part time job in the morning in order to take care of the children after school
Two pensioners | occupied all the time | 1. Usage pattern is similar to one pensioner household
Two adults at least 1 pensoner | occupied all the time | 1. The head of the household has a full time job and the second adult has a part time job in the afternoon session.
2. However, the house is always occupied by at least one person (pensioner).
Three adults or more | 13:00 to 18:00 on weekdays | 1. Two of the house members have a full time job
2. The third one has a part time job in the afternoon session.
*Note: Unoccupied time is also assumed
* Most of the assumptions were made based on

## Consumption
APPLIANCES AND CONSUMPTION | [8 empty] | Home
No of households in Riverside |  | 1015
Category | Appliance |  | Average consumption |  | Average consumption |  | Ownership level (%) |  | Number of
|  |  | per capita (kWh/day) |  | per household (kWh/day) |  |  |  | Ownership
|  |  | National |  | National |  | National | Community | in community
Cooking | Electric hob |  | 0.39 |  | 1.33 |  | 37 | 100 | 1015
Appliances | Electric oven |  | 0.22 |  | 0.74 |  | 56 | 100 | 1015
| Microwave Oven |  | 0.07 |  | 0.23 |  | 74 | 74 | 751.1
Cold Appliances | Refrigerator |  | 0.33 |  | 0.82 |  | 53 | 100 | 1015
| Freezer |  | 0.55 |  | 1.9 |  | 55 | 100 | 1015
Brown Goods | Television |  | 0.27 |  | 0.91 |  | 97 | 100 | 1015
| Video recorder |  | 0.09 |  | 0.3 |  | 75 | 75 | 761.25
Wet Appliances | Dishwasher |  | 0.48 |  | 1.72 |  | 16 | 16 | 162.4
| Washing Mashine |  | 0.2 |  | 0.8 |  | 88 | 100 | 1015
| Tumble Driers |  | 0.28 |  | 0.72 |  | 49 | 49 | 497.35
Miscellaneous | Electric Kettle |  | 0.28 |  | 0.78 |  | 5 | 100 | 1015
| Computers/Laptops |  | 0.3 |  | 0.5 |  | 80 | 80 | 812
| Iron |  | 0.09 |  | 0.3 |  | 100 | 100 | 1015
| Others (Vacum Cleaner etc.) |  | 0.37 |  | 1.25 |  | 100 | 100 | 1015
Assumptions
1. All hobs and ovens are electric powered.
2. All households have an Electric Kettle, a Freezer and a Refrigerator
3. No appliance is left on standby
4. Each household only have one of each appliances listed above
5. Ownership level for riverside is assumed figure
6. Appliances with ownership less than 100%, ownership share by household type is assumed to be the same as percentage share of that
particular household type within riverside community
Household Type |  | Microwave | Video | Dishwasher | Tumble Drier | Computers
|  | Oven | Recorder
Single adult |  | 172.9507 | 175.2878 | 37.3947 | 114.5214 | 186.9737
Single Pensioner Adult |  | 117.6064 | 119.1957 | 25.4284 | 77.8745 | 127.1421
Two adults |  | 161.0912 | 163.2681 | 34.8305 | 106.6685 | 174.1526
Two adults with children |  | 115.6299 | 117.1924 | 25.0011 | 76.5657 | 125.0053
Two pensioners |  | 39.5316 | 40.0658 | 8.5474 | 26.1763 | 42.7368
Two adults and at least 1 pensioner |  | 68.192 | 69.1135 | 14.7442 | 45.1541 | 73.7211
Three adults |  | 76.0983 | 77.1266 | 16.4537 | 50.3894 | 82.2684

## Calibration
PROFILEs SUMMARY / CALIBRATION PAGE
[5 empty] | Load Normalisation | Calibrated Profiles (total per household type) |  | Calibrated Profiles (per household) |  | Top | Home
Demand to offset |  | 2553303.744 | kWh/pa
Daily Consumption without Lighting |  |  |  | 5646.7657
Daily Consumption with Lighting in Winter |  |  |  | 7497.6834
Daily Consumption with Lighting in Summer |  |  |  | 6495.767
Daily Consumption with Lighting in Spring/Autumn |  |  |  | 6992.6077
Average Daily Consumption with Lighting |  |  |  | 6995.3527
Daily demand share from total demand
|  |  |  | Single | Single | Two | Two adults | Two | Two adults a | Three
|  |  |  | Adult | Pensioner | Adults | with Children | Pensioners | with Pensioner(s) | Adults
Daily Consumption without Lighting |  |  |  | 11.5% | 7.807% | 21.42% | 23.99% | 5.862% | 14.36% | 15.07%
Daily Consumption with Lighting in Winter |  |  |  | 11.88% | 8.887% | 19.13% | 24.77% | 5.418% | 15.17% | 14.75%
Daily Consumption with Lighting in Summer |  |  |  | 11.85% | 8.049% | 20.35% | 23.95% | 5.517% | 15.22% | 15.06%
Daily Consumption with Lighting in Spring/Autumn |  |  |  | 11.86% | 8.468% | 19.74% | 24.36% | 5.467% | 15.2% | 14.9%
Daily Consumption with Lighting |  |  |  | 11.86% | 8.468% | 19.74% | 24.36% | 5.467% | 15.2% | 14.9%
LOAD NORMALISATION SUMMARY
Daily Electricity Consumption Based on Household Type EXCLUDING LIGHTING LOAD
Household | Single | Single | Two | Two adults | Two | Two adults a | Three
Type | Adult | Pensioner | Adults | with Children | Pensioners | with Pensioner(s) | Adults
00:00 - 01:00 | 0.01136 | 0.011367 | 0.011361 | 0.011221 | 0.010092 | 0.011051 | 0.011448
01:00 - 02:00 | 0.01136 | 0.011367 | 0.011361 | 0.011221 | 0.010092 | 0.011051 | 0.011448
02:00 - 03:00 | 0.01136 | 0.011367 | 0.011361 | 0.011221 | 0.010092 | 0.011051 | 0.011448
03:00 - 04:00 | 0.01136 | 0.011367 | 0.011361 | 0.011221 | 0.010092 | 0.011051 | 0.011448
04:00 - 05:00 | 0.01136 | 0.011367 | 0.011361 | 0.011221 | 0.010092 | 0.011051 | 0.011448
05:00 - 06:00 | 0.018724 | 0.011367 | 0.020317 | 0.011221 | 0.010092 | 0.011051 | 0.016264
06:00 - 07:00 | 0.034902 | 0.033431 | 0.029346 | 0.029185 | 0.028349 | 0.027539 | 0.033938
07:00 - 08:00 | 0.059675 | 0.037148 | 0.063874 | 0.036844 | 0.033328 | 0.039486 | 0.063906
08:00 - 09:00 | 0.029487 | 0.033553 | 0.029254 | 0.032595 | 0.030833 | 0.030109 | 0.019445
09:00 - 10:00 | 0.01136 | 0.051884 | 0.011361 | 0.011221 | 0.051388 | 0.02944 | 0.011448
10:00 - 11:00 | 0.01136 | 0.057166 | 0.011361 | 0.011221 | 0.04433 | 0.023504 | 0.023916
11:00 - 12:00 | 0.01136 | 0.065719 | 0.011361 | 0.011221 | 0.064778 | 0.021279 | 0.011448
12:00 - 13:00 | 0.01136 | 0.038269 | 0.011361 | 0.011221 | 0.03566 | 0.037558 | 0.028872
13:00 - 14:00 | 0.01136 | 0.040675 | 0.011361 | 0.09728 | 0.038985 | 0.082927 | 0.011448
14:00 - 15:00 | 0.01136 | 0.075694 | 0.011361 | 0.098819 | 0.078509 | 0.10551 | 0.011448
15:00 - 16:00 | 0.01136 | 0.069135 | 0.011361 | 0.041199 | 0.058449 | 0.051945 | 0.011448
16:00 - 17:00 | 0.01136 | 0.065898 | 0.011361 | 0.057136 | 0.045956 | 0.048514 | 0.011448
17:00 - 18:00 | 0.019307 | 0.067768 | 0.042429 | 0.070293 | 0.058918 | 0.064308 | 0.011448
18:00 - 19:00 | 0.078129 | 0.080498 | 0.12005 | 0.098401 | 0.097899 | 0.093653 | 0.084141
19:00 - 20:00 | 0.18323 | 0.048537 | 0.13416 | 0.088434 | 0.062037 | 0.091465 | 0.17107
20:00 - 21:00 | 0.11494 | 0.071433 | 0.10886 | 0.07371 | 0.1001 | 0.072207 | 0.13275
21:00 - 22:00 | 0.14073 | 0.072251 | 0.12698 | 0.057696 | 0.089744 | 0.045772 | 0.1137
22:00 - 23:00 | 0.10662 | 0.011367 | 0.10516 | 0.053233 | 0.010092 | 0.033623 | 0.11246
23:00 - 24:00 | 0.066565 | 0.011367 | 0.071884 | 0.05297 | 0.010092 | 0.034854 | 0.062153
Daily Electricity Consumption Based on Household Type INCLUDING LIGHTING LOAD for WINTER
Household | Single | Single | Two | Two adults | Two | Two adults a | Three
Type | Adult | Pensioner | Adults | with Children | Pensioners | with Pensioner(s) | Adults
00:00 - 01:00 | 0.0082813 | 0.0075205 | 0.0095797 | 0.0081826 | 0.0082245 | 0.007881 | 0.0088078
01:00 - 02:00 | 0.0082813 | 0.0075205 | 0.0095797 | 0.0081826 | 0.0082245 | 0.007881 | 0.0088078
02:00 - 03:00 | 0.0082813 | 0.0075205 | 0.0095797 | 0.0081826 | 0.0082245 | 0.007881 | 0.0088078
03:00 - 04:00 | 0.0082813 | 0.0075205 | 0.0095797 | 0.0081826 | 0.0082245 | 0.007881 | 0.0088078
04:00 - 05:00 | 0.0082813 | 0.0075205 | 0.0095797 | 0.0081826 | 0.0082245 | 0.007881 | 0.0088078
05:00 - 06:00 | 0.013649 | 0.0075205 | 0.017132 | 0.0081826 | 0.0082245 | 0.007881 | 0.012514
06:00 - 07:00 | 0.025442 | 0.022117 | 0.024746 | 0.021284 | 0.023103 | 0.019639 | 0.026112
07:00 - 08:00 | 0.07738 | 0.055342 | 0.073456 | 0.053943 | 0.043983 | 0.054236 | 0.077995
08:00 - 09:00 | 0.055373 | 0.052964 | 0.044263 | 0.050845 | 0.04195 | 0.047549 | 0.043786
09:00 - 10:00 | 0.0082813 | 0.065091 | 0.0095797 | 0.0081826 | 0.058701 | 0.047072 | 0.0088078
10:00 - 11:00 | 0.0082813 | 0.03782 | 0.0095797 | 0.0081826 | 0.036127 | 0.016762 | 0.018401
11:00 - 12:00 | 0.0082813 | 0.043478 | 0.0095797 | 0.0081826 | 0.052791 | 0.015175 | 0.0088078
12:00 - 13:00 | 0.0082813 | 0.025318 | 0.0095797 | 0.0081826 | 0.029061 | 0.026785 | 0.022214
13:00 - 14:00 | 0.0082813 | 0.02691 | 0.0095797 | 0.070941 | 0.031771 | 0.05914 | 0.0088078
14:00 - 15:00 | 0.0082813 | 0.050078 | 0.0095797 | 0.072064 | 0.063981 | 0.075246 | 0.0088078
15:00 - 16:00 | 0.0082813 | 0.045738 | 0.0095797 | 0.030044 | 0.047633 | 0.037045 | 0.0088078
16:00 - 17:00 | 0.0082813 | 0.074363 | 0.0095797 | 0.068741 | 0.054274 | 0.060675 | 0.0088078
17:00 - 18:00 | 0.014074 | 0.0756 | 0.035778 | 0.078336 | 0.064838 | 0.071938 | 0.0088078
18:00 - 19:00 | 0.090832 | 0.084021 | 0.12083 | 0.098834 | 0.096606 | 0.092866 | 0.093563
19:00 - 20:00 | 0.16745 | 0.062877 | 0.13272 | 0.091566 | 0.06738 | 0.091305 | 0.16045
20:00 - 21:00 | 0.11767 | 0.078024 | 0.11139 | 0.080828 | 0.0984 | 0.077572 | 0.13096
21:00 - 22:00 | 0.13647 | 0.078565 | 0.12667 | 0.06915 | 0.08996 | 0.058719 | 0.11631
22:00 - 23:00 | 0.1116 | 0.038286 | 0.10827 | 0.065895 | 0.025047 | 0.050056 | 0.11535
23:00 - 24:00 | 0.082402 | 0.038286 | 0.080211 | 0.065703 | 0.025047 | 0.050933 | 0.076646
Daily Electricity Consumption Based on Household Type INCLUDING LIGHTING LOAD for SUMMER
Household | Single | Single | Two | Two adults | Two | Two adults a | Three
Type | Adult | Pensioner | Adults | with Children | Pensioners | with Pensioner(s) | Adults
00:00 - 01:00 | 0.0095794 | 0.0095846 | 0.010394 | 0.0097697 | 0.0093223 | 0.0090626 | 0.0099557
01:00 - 02:00 | 0.0095794 | 0.0095846 | 0.010394 | 0.0097697 | 0.0093223 | 0.0090626 | 0.0099557
02:00 - 03:00 | 0.0095794 | 0.0095846 | 0.010394 | 0.0097697 | 0.0093223 | 0.0090626 | 0.0099557
03:00 - 04:00 | 0.0095794 | 0.0095846 | 0.010394 | 0.0097697 | 0.0093223 | 0.0090626 | 0.0099557
04:00 - 05:00 | 0.0095794 | 0.0095846 | 0.010394 | 0.0097697 | 0.0093223 | 0.0090626 | 0.0099557
05:00 - 06:00 | 0.015789 | 0.0095846 | 0.018589 | 0.0097697 | 0.0093223 | 0.0090626 | 0.014145
06:00 - 07:00 | 0.029431 | 0.028188 | 0.02685 | 0.025412 | 0.026186 | 0.022584 | 0.029515
07:00 - 08:00 | 0.050321 | 0.031322 | 0.058442 | 0.03208 | 0.030786 | 0.032381 | 0.055577
08:00 - 09:00 | 0.024865 | 0.028291 | 0.026766 | 0.02838 | 0.028481 | 0.024692 | 0.016911
09:00 - 10:00 | 0.0095794 | 0.043746 | 0.010394 | 0.0097697 | 0.047468 | 0.024143 | 0.0099557
10:00 - 11:00 | 0.0095794 | 0.048201 | 0.010394 | 0.0097697 | 0.040949 | 0.019276 | 0.020799
11:00 - 12:00 | 0.0095794 | 0.055412 | 0.010394 | 0.0097697 | 0.059837 | 0.01745 | 0.0099557
12:00 - 13:00 | 0.0095794 | 0.032267 | 0.010394 | 0.0097697 | 0.03294 | 0.030801 | 0.025109
13:00 - 14:00 | 0.0095794 | 0.034296 | 0.010394 | 0.084701 | 0.036012 | 0.068007 | 0.0099557
14:00 - 15:00 | 0.0095794 | 0.063822 | 0.010394 | 0.086042 | 0.072521 | 0.086528 | 0.0099557
15:00 - 16:00 | 0.0095794 | 0.058292 | 0.010394 | 0.035872 | 0.053991 | 0.042599 | 0.0099557
16:00 - 17:00 | 0.0095794 | 0.055563 | 0.010394 | 0.049748 | 0.04245 | 0.039786 | 0.0099557
17:00 - 18:00 | 0.016281 | 0.05714 | 0.038821 | 0.061204 | 0.054424 | 0.052738 | 0.0099557
18:00 - 19:00 | 0.065882 | 0.067873 | 0.10984 | 0.085677 | 0.090432 | 0.10679 | 0.073175
19:00 - 20:00 | 0.15451 | 0.040925 | 0.12275 | 0.076999 | 0.057305 | 0.10499 | 0.14878
20:00 - 21:00 | 0.13611 | 0.099439 | 0.12086 | 0.096505 | 0.11153 | 0.089202 | 0.14803
21:00 - 22:00 | 0.15786 | 0.10013 | 0.13744 | 0.082562 | 0.10197 | 0.067523 | 0.13147
22:00 - 23:00 | 0.1291 | 0.048794 | 0.11748 | 0.078676 | 0.028391 | 0.057561 | 0.13039
23:00 - 24:00 | 0.095319 | 0.048794 | 0.087032 | 0.078447 | 0.028391 | 0.05857 | 0.086635
Daily Electricity Consumption Based on Household Type INCLUDING LIGHTING LOAD for SPRING/AUTUMN
Household | Single | Single | Two | Two adults | Two | Two adults a | Three
Type | Adult | Pensioner | Adults | with Children | Pensioners | with Pensioner(s) | Adults
00:00 - 01:00 | 0.0089303 | 0.0085525 | 0.009987 | 0.0089761 | 0.0087734 | 0.0084718 | 0.0093817
01:00 - 02:00 | 0.0089303 | 0.0085525 | 0.009987 | 0.0089761 | 0.0087734 | 0.0084718 | 0.0093817
02:00 - 03:00 | 0.0089303 | 0.0085525 | 0.009987 | 0.0089761 | 0.0087734 | 0.0084718 | 0.0093817
03:00 - 04:00 | 0.0089303 | 0.0085525 | 0.009987 | 0.0089761 | 0.0087734 | 0.0084718 | 0.0093817
04:00 - 05:00 | 0.0089303 | 0.0085525 | 0.009987 | 0.0089761 | 0.0087734 | 0.0084718 | 0.0093817
05:00 - 06:00 | 0.014719 | 0.0085525 | 0.01786 | 0.0089761 | 0.0087734 | 0.0084718 | 0.013329
06:00 - 07:00 | 0.027437 | 0.025152 | 0.025798 | 0.023348 | 0.024644 | 0.021112 | 0.027814
07:00 - 08:00 | 0.06385 | 0.043332 | 0.065949 | 0.043011 | 0.037385 | 0.043309 | 0.066786
08:00 - 09:00 | 0.040119 | 0.040627 | 0.035514 | 0.039613 | 0.035215 | 0.036121 | 0.030349
09:00 - 10:00 | 0.0089303 | 0.054418 | 0.009987 | 0.0089761 | 0.053085 | 0.035607 | 0.0093817
10:00 - 11:00 | 0.0089303 | 0.04301 | 0.009987 | 0.0089761 | 0.038538 | 0.018019 | 0.0196
11:00 - 12:00 | 0.0089303 | 0.049445 | 0.009987 | 0.0089761 | 0.056314 | 0.016313 | 0.0093817
12:00 - 13:00 | 0.0089303 | 0.028793 | 0.009987 | 0.0089761 | 0.031 | 0.028793 | 0.023662
13:00 - 14:00 | 0.0089303 | 0.030603 | 0.009987 | 0.077821 | 0.033891 | 0.063573 | 0.0093817
14:00 - 15:00 | 0.0089303 | 0.05695 | 0.009987 | 0.079053 | 0.068251 | 0.080887 | 0.0093817
15:00 - 16:00 | 0.0089303 | 0.052015 | 0.009987 | 0.032958 | 0.050812 | 0.039822 | 0.0093817
16:00 - 17:00 | 0.0089303 | 0.064963 | 0.009987 | 0.059245 | 0.048362 | 0.05023 | 0.0093817
17:00 - 18:00 | 0.015178 | 0.06637 | 0.037299 | 0.06977 | 0.059631 | 0.062338 | 0.0093817
18:00 - 19:00 | 0.078357 | 0.075947 | 0.11534 | 0.092256 | 0.093519 | 0.099827 | 0.083369
19:00 - 20:00 | 0.16098 | 0.051901 | 0.12773 | 0.084283 | 0.062343 | 0.09815 | 0.15461
20:00 - 21:00 | 0.12689 | 0.088732 | 0.11612 | 0.088666 | 0.10497 | 0.083387 | 0.1395
21:00 - 22:00 | 0.14717 | 0.089347 | 0.13206 | 0.075856 | 0.095963 | 0.063121 | 0.12389
22:00 - 23:00 | 0.12035 | 0.04354 | 0.11288 | 0.072285 | 0.026719 | 0.053808 | 0.12287
23:00 - 24:00 | 0.08886 | 0.04354 | 0.083621 | 0.072075 | 0.026719 | 0.054752 | 0.08164
Daily Electricity Consumption Based on Household Type INCLUDING LIGHTING LOAD (Average)
Household | Single | Single | Two | Two adults | Two | Two adults a | Three
Type | Adult | Pensioner | Adults | with Children | Pensioners | with Pensioner(s) | Adults
00:00 - 01:00 | 0.0089303 | 0.0085525 | 0.009987 | 0.0089761 | 0.0087734 | 0.0084718 | 0.0093817
01:00 - 02:00 | 0.0089303 | 0.0085525 | 0.009987 | 0.0089761 | 0.0087734 | 0.0084718 | 0.0093817
02:00 - 03:00 | 0.0089303 | 0.0085525 | 0.009987 | 0.0089761 | 0.0087734 | 0.0084718 | 0.0093817
03:00 - 04:00 | 0.0089303 | 0.0085525 | 0.009987 | 0.0089761 | 0.0087734 | 0.0084718 | 0.0093817
04:00 - 05:00 | 0.0089303 | 0.0085525 | 0.009987 | 0.0089761 | 0.0087734 | 0.0084718 | 0.0093817
05:00 - 06:00 | 0.014719 | 0.0085525 | 0.01786 | 0.0089761 | 0.0087734 | 0.0084718 | 0.013329
06:00 - 07:00 | 0.027437 | 0.025152 | 0.025798 | 0.023348 | 0.024644 | 0.021112 | 0.027814
07:00 - 08:00 | 0.06385 | 0.043332 | 0.065949 | 0.043011 | 0.037385 | 0.043309 | 0.066786
08:00 - 09:00 | 0.040119 | 0.040627 | 0.035514 | 0.039613 | 0.035215 | 0.036121 | 0.030349
09:00 - 10:00 | 0.0089303 | 0.054418 | 0.009987 | 0.0089761 | 0.053085 | 0.035607 | 0.0093817
10:00 - 11:00 | 0.0089303 | 0.04301 | 0.009987 | 0.0089761 | 0.038538 | 0.018019 | 0.0196
11:00 - 12:00 | 0.0089303 | 0.049445 | 0.009987 | 0.0089761 | 0.056314 | 0.016313 | 0.0093817
12:00 - 13:00 | 0.0089303 | 0.028793 | 0.009987 | 0.0089761 | 0.031 | 0.028793 | 0.023662
13:00 - 14:00 | 0.0089303 | 0.030603 | 0.009987 | 0.077821 | 0.033891 | 0.063573 | 0.0093817
14:00 - 15:00 | 0.0089303 | 0.05695 | 0.009987 | 0.079053 | 0.068251 | 0.080887 | 0.0093817
15:00 - 16:00 | 0.0089303 | 0.052015 | 0.009987 | 0.032958 | 0.050812 | 0.039822 | 0.0093817
16:00 - 17:00 | 0.0089303 | 0.064963 | 0.009987 | 0.059245 | 0.048362 | 0.05023 | 0.0093817
17:00 - 18:00 | 0.015178 | 0.06637 | 0.037299 | 0.06977 | 0.059631 | 0.062338 | 0.0093817
18:00 - 19:00 | 0.078357 | 0.075947 | 0.11534 | 0.092256 | 0.093519 | 0.099827 | 0.083369
19:00 - 20:00 | 0.16098 | 0.051901 | 0.12773 | 0.084283 | 0.062343 | 0.09815 | 0.15461
20:00 - 21:00 | 0.12689 | 0.088732 | 0.11612 | 0.088666 | 0.10497 | 0.083387 | 0.1395
21:00 - 22:00 | 0.14717 | 0.089347 | 0.13206 | 0.075856 | 0.095963 | 0.063121 | 0.12389
22:00 - 23:00 | 0.12035 | 0.04354 | 0.11288 | 0.072285 | 0.026719 | 0.053808 | 0.12287
23:00 - 24:00 | 0.08886 | 0.04354 | 0.083621 | 0.072075 | 0.026719 | 0.054752 | 0.08164
CALIBRATED PROFILES
Total according to household type
Daily Electricity Consumption Based on Household Type EXCLUDING LIGHTING LOAD
Tag | 2 | 3 | 4 | 5 | 6 | 7 | 8 | 9
Household | Single | Single | Two | Two adults | Two | Two adults a | Three | Total
Type | Adult | Pensioner | Adults | with Children | Pensioners | with Pensioner(s) | Adults
00:00 - 01:00 | 7.375 | 5.0112 | 13.7414 | 15.197 | 3.3408 | 8.9623 | 9.7388 | 63.3665
01:00 - 02:00 | 7.375 | 5.0112 | 13.7414 | 15.197 | 3.3408 | 8.9623 | 9.7388 | 63.3665
02:00 - 03:00 | 7.375 | 5.0112 | 13.7414 | 15.197 | 3.3408 | 8.9623 | 9.7388 | 63.3665
03:00 - 04:00 | 7.375 | 5.0112 | 13.7414 | 15.197 | 3.3408 | 8.9623 | 9.7388 | 63.3665
04:00 - 05:00 | 7.375 | 5.0112 | 13.7414 | 15.197 | 3.3408 | 8.9623 | 9.7388 | 63.3665
05:00 - 06:00 | 12.1554 | 5.0112 | 24.5746 | 15.197 | 3.3408 | 8.9623 | 13.8366 | 83.0779
06:00 - 07:00 | 22.6581 | 14.7376 | 35.4962 | 39.5285 | 9.3843 | 22.334 | 28.8722 | 173.011
07:00 - 08:00 | 38.7409 | 16.3763 | 77.2606 | 49.9009 | 11.0327 | 32.023 | 54.3666 | 279.701
08:00 - 09:00 | 19.1429 | 14.7917 | 35.3848 | 44.1466 | 10.2066 | 24.4186 | 16.5424 | 164.6336
09:00 - 10:00 | 7.375 | 22.8724 | 13.7414 | 15.197 | 17.0111 | 23.8756 | 9.7388 | 109.8114
10:00 - 11:00 | 7.375 | 25.2013 | 13.7414 | 15.197 | 14.6749 | 19.0621 | 20.3459 | 115.5976
11:00 - 12:00 | 7.375 | 28.9716 | 13.7414 | 15.197 | 21.4437 | 17.257 | 9.7388 | 113.7245
12:00 - 13:00 | 7.375 | 16.8707 | 13.7414 | 15.197 | 11.8045 | 30.4598 | 24.5622 | 120.0107
13:00 - 14:00 | 7.375 | 17.9313 | 13.7414 | 131.7547 | 12.9054 | 67.254 | 9.7388 | 260.7005
14:00 - 15:00 | 7.375 | 33.369 | 13.7414 | 133.8399 | 25.989 | 85.5698 | 9.7388 | 309.6229
15:00 - 16:00 | 7.375 | 30.4774 | 13.7414 | 55.7992 | 19.3486 | 42.1272 | 9.7388 | 178.6076
16:00 - 17:00 | 7.375 | 29.0507 | 13.7414 | 77.3842 | 15.2129 | 39.3451 | 9.7388 | 191.8481
17:00 - 18:00 | 12.5342 | 29.875 | 51.3214 | 95.2039 | 19.5037 | 52.1538 | 9.7388 | 270.3307
18:00 - 19:00 | 50.7213 | 35.4866 | 145.215 | 133.2735 | 32.4079 | 75.9522 | 71.5807 | 544.6372
19:00 - 20:00 | 118.9545 | 21.3972 | 162.2728 | 119.7746 | 20.5364 | 74.1778 | 145.5363 | 662.6496
20:00 - 21:00 | 74.6206 | 31.4907 | 131.6698 | 99.8319 | 33.1369 | 58.5598 | 112.935 | 542.2447
21:00 - 22:00 | 91.3639 | 31.8512 | 153.5923 | 78.1429 | 29.7082 | 37.1211 | 96.7298 | 518.5095
22:00 - 23:00 | 69.2191 | 5.0112 | 127.2026 | 72.0978 | 3.3408 | 27.2686 | 95.6756 | 399.8157
23:00 - 24:00 | 43.2137 | 5.0112 | 86.9495 | 71.7419 | 3.3408 | 28.2668 | 52.8751 | 291.3992
Total | 649.1997 | 440.8403 | 1209.5785 | 1354.39 | 331.0333 | 811.0001 | 850.7239 | 5646.7657
Daily Electricity Consumption Based on Household Type INCLUDING LIGHTING LOAD for WINTER
Tag | 2 | 3 | 4 | 5 | 6 | 7 | 8 | 9 | 1
Household | Single | Single | Two | Two adults | Two | Two adults a | Three | Total
Type | Adult | Pensioner | Adults | with Children | Pensioners | with Pensioner(s) | Adults
00:00 - 01:00 | 7.375 | 5.0112 | 13.7414 | 15.197 | 3.3408 | 8.9623 | 9.7388 | 63.3665
01:00 - 02:00 | 7.375 | 5.0112 | 13.7414 | 15.197 | 3.3408 | 8.9623 | 9.7388 | 63.3665
02:00 - 03:00 | 7.375 | 5.0112 | 13.7414 | 15.197 | 3.3408 | 8.9623 | 9.7388 | 63.3665
03:00 - 04:00 | 7.375 | 5.0112 | 13.7414 | 15.197 | 3.3408 | 8.9623 | 9.7388 | 63.3665
04:00 - 05:00 | 7.375 | 5.0112 | 13.7414 | 15.197 | 3.3408 | 8.9623 | 9.7388 | 63.3665
05:00 - 06:00 | 12.1554 | 5.0112 | 24.5746 | 15.197 | 3.3408 | 8.9623 | 13.8366 | 83.0779
06:00 - 07:00 | 22.6581 | 14.7376 | 35.4962 | 39.5285 | 9.3843 | 22.334 | 28.8722 | 173.011
07:00 - 08:00 | 68.9114 | 36.8768 | 105.3681 | 100.1849 | 17.8662 | 61.6777 | 86.239 | 477.124
08:00 - 09:00 | 49.3134 | 35.2921 | 63.4923 | 94.4306 | 17.0401 | 54.0733 | 48.4148 | 362.0566
09:00 - 10:00 | 7.375 | 43.3728 | 13.7414 | 15.197 | 23.8446 | 53.5303 | 9.7388 | 166.8
10:00 - 11:00 | 7.375 | 25.2013 | 13.7414 | 15.197 | 14.6749 | 19.0621 | 20.3459 | 115.5976
11:00 - 12:00 | 7.375 | 28.9716 | 13.7414 | 15.197 | 21.4437 | 17.257 | 9.7388 | 113.7245
12:00 - 13:00 | 7.375 | 16.8707 | 13.7414 | 15.197 | 11.8045 | 30.4598 | 24.5622 | 120.0107
13:00 - 14:00 | 7.375 | 17.9313 | 13.7414 | 131.7547 | 12.9054 | 67.254 | 9.7388 | 260.7005
14:00 - 15:00 | 7.375 | 33.369 | 13.7414 | 133.8399 | 25.989 | 85.5698 | 9.7388 | 309.6229
15:00 - 16:00 | 7.375 | 30.4774 | 13.7414 | 55.7992 | 19.3486 | 42.1272 | 9.7388 | 178.6076
16:00 - 17:00 | 7.375 | 49.5511 | 13.7414 | 127.6683 | 22.0463 | 68.9998 | 9.7388 | 299.1207
17:00 - 18:00 | 12.5342 | 50.3754 | 51.3214 | 145.488 | 26.3372 | 81.8085 | 9.7388 | 377.6034
18:00 - 19:00 | 80.8917 | 55.9871 | 173.3225 | 183.5575 | 39.2414 | 105.6069 | 103.4531 | 742.0602
19:00 - 20:00 | 149.1249 | 41.8976 | 190.3803 | 170.0587 | 27.3699 | 103.8325 | 177.4087 | 860.0726
20:00 - 21:00 | 104.791 | 51.9911 | 159.7773 | 150.1159 | 39.9703 | 88.2145 | 144.8074 | 739.6676
21:00 - 22:00 | 121.5344 | 52.3516 | 181.6998 | 128.427 | 36.5417 | 66.7758 | 128.6022 | 715.9324
22:00 - 23:00 | 99.3896 | 25.5116 | 155.3101 | 122.3818 | 10.1743 | 56.9233 | 127.5479 | 597.2387
23:00 - 24:00 | 73.3842 | 25.5116 | 115.057 | 122.026 | 10.1743 | 57.9215 | 84.7475 | 488.8221
Total | 890.5632 | 666.345 | 1434.4385 | 1857.2306 | 406.2015 | 1137.2018 | 1105.7027 | 7497.6834
Daily Electricity Consumption Based on Household Type INCLUDING LIGHTING LOAD for SUMMER
Tag | 2 | 3 | 4 | 5 | 6 | 7 | 8 | 9 | 1
Household | Single | Single | Two | Two adults | Two | Two adults a | Three | Total
Type | Adult | Pensioner | Adults | with Children | Pensioners | with Pensioner(s) | Adults
00:00 - 01:00 | 7.375 | 5.0112 | 13.7414 | 15.197 | 3.3408 | 8.9623 | 9.7388 | 63.3665
01:00 - 02:00 | 7.375 | 5.0112 | 13.7414 | 15.197 | 3.3408 | 8.9623 | 9.7388 | 63.3665
02:00 - 03:00 | 7.375 | 5.0112 | 13.7414 | 15.197 | 3.3408 | 8.9623 | 9.7388 | 63.3665
03:00 - 04:00 | 7.375 | 5.0112 | 13.7414 | 15.197 | 3.3408 | 8.9623 | 9.7388 | 63.3665
04:00 - 05:00 | 7.375 | 5.0112 | 13.7414 | 15.197 | 3.3408 | 8.9623 | 9.7388 | 63.3665
05:00 - 06:00 | 12.1554 | 5.0112 | 24.5746 | 15.197 | 3.3408 | 8.9623 | 13.8366 | 83.0779
06:00 - 07:00 | 22.6581 | 14.7376 | 35.4962 | 39.5285 | 9.3843 | 22.334 | 28.8722 | 173.011
07:00 - 08:00 | 38.7409 | 16.3763 | 77.2606 | 49.9009 | 11.0327 | 32.023 | 54.3666 | 279.701
08:00 - 09:00 | 19.1429 | 14.7917 | 35.3848 | 44.1466 | 10.2066 | 24.4186 | 16.5424 | 164.6336
09:00 - 10:00 | 7.375 | 22.8724 | 13.7414 | 15.197 | 17.0111 | 23.8756 | 9.7388 | 109.8114
10:00 - 11:00 | 7.375 | 25.2013 | 13.7414 | 15.197 | 14.6749 | 19.0621 | 20.3459 | 115.5976
11:00 - 12:00 | 7.375 | 28.9716 | 13.7414 | 15.197 | 21.4437 | 17.257 | 9.7388 | 113.7245
12:00 - 13:00 | 7.375 | 16.8707 | 13.7414 | 15.197 | 11.8045 | 30.4598 | 24.5622 | 120.0107
13:00 - 14:00 | 7.375 | 17.9313 | 13.7414 | 131.7547 | 12.9054 | 67.254 | 9.7388 | 260.7005
14:00 - 15:00 | 7.375 | 33.369 | 13.7414 | 133.8399 | 25.989 | 85.5698 | 9.7388 | 309.6229
15:00 - 16:00 | 7.375 | 30.4774 | 13.7414 | 55.7992 | 19.3486 | 42.1272 | 9.7388 | 178.6076
16:00 - 17:00 | 7.375 | 29.0507 | 13.7414 | 77.3842 | 15.2129 | 39.3451 | 9.7388 | 191.8481
17:00 - 18:00 | 12.5342 | 29.875 | 51.3214 | 95.2039 | 19.5037 | 52.1538 | 9.7388 | 270.3307
18:00 - 19:00 | 50.7213 | 35.4866 | 145.215 | 133.2735 | 32.4079 | 105.6069 | 71.5807 | 574.2919
19:00 - 20:00 | 118.9545 | 21.3972 | 162.2728 | 119.7746 | 20.5364 | 103.8325 | 145.5363 | 692.3043
20:00 - 21:00 | 104.791 | 51.9911 | 159.7773 | 150.1159 | 39.9703 | 88.2145 | 144.8074 | 739.6676
21:00 - 22:00 | 121.5344 | 52.3516 | 181.6998 | 128.427 | 36.5417 | 66.7758 | 128.6022 | 715.9324
22:00 - 23:00 | 99.3896 | 25.5116 | 155.3101 | 122.3818 | 10.1743 | 56.9233 | 127.5479 | 597.2387
23:00 - 24:00 | 73.3842 | 25.5116 | 115.057 | 122.026 | 10.1743 | 57.9215 | 84.7475 | 488.8221
Total | 769.8815 | 522.842 | 1322.0085 | 1555.5262 | 358.3672 | 988.9283 | 978.2133 | 6495.767
Daily Electricity Consumption Based on Household Type INCLUDING LIGHTING LOAD for SPRING AND AUTUMN
Tag | 2 | 3 | 4 | 5 | 6 | 7 | 8 | 9 | 1
Household | Single | Single | Two | Two adults | Two | Two adults a | Three | Total
Type | Adult | Pensioner | Adults | with Children | Pensioners | with Pensioner(s) | Adults
00:00 - 01:00 | 7.4092 | 5.0643 | 13.7867 | 15.2891 | 3.3541 | 9.002 | 9.7769 | 63.6825
01:00 - 02:00 | 7.4092 | 5.0643 | 13.7867 | 15.2891 | 3.3541 | 9.002 | 9.7769 | 63.6825
02:00 - 03:00 | 7.4092 | 5.0643 | 13.7867 | 15.2891 | 3.3541 | 9.002 | 9.7769 | 63.6825
03:00 - 04:00 | 7.4092 | 5.0643 | 13.7867 | 15.2891 | 3.3541 | 9.002 | 9.7769 | 63.6825
04:00 - 05:00 | 7.4092 | 5.0643 | 13.7867 | 15.2891 | 3.3541 | 9.002 | 9.7769 | 63.6825
05:00 - 06:00 | 12.2118 | 5.0643 | 24.6556 | 15.2891 | 3.3541 | 9.002 | 13.8908 | 83.4678
06:00 - 07:00 | 22.7633 | 14.8938 | 35.6132 | 39.7683 | 9.4218 | 22.4329 | 28.9853 | 173.8786
07:00 - 08:00 | 52.9744 | 25.6587 | 91.0402 | 73.2619 | 14.2925 | 46.0193 | 69.5995 | 372.8466
08:00 - 09:00 | 33.2855 | 24.0573 | 49.0265 | 67.4727 | 13.4631 | 38.3812 | 31.6271 | 257.3133
09:00 - 10:00 | 7.4092 | 32.2236 | 13.7867 | 15.2891 | 20.2948 | 37.8358 | 9.7769 | 136.6163
10:00 - 11:00 | 7.4092 | 25.4683 | 13.7867 | 15.2891 | 14.7334 | 19.1466 | 20.4257 | 116.2591
11:00 - 12:00 | 7.4092 | 29.2786 | 13.7867 | 15.2891 | 21.5293 | 17.3335 | 9.7769 | 114.4035
12:00 - 13:00 | 7.4092 | 17.0495 | 13.7867 | 15.2891 | 11.8516 | 30.5948 | 24.6585 | 120.6395
13:00 - 14:00 | 7.4092 | 18.1213 | 13.7867 | 132.5539 | 12.9569 | 67.5519 | 9.7769 | 262.1569
14:00 - 15:00 | 7.4092 | 33.7227 | 13.7867 | 134.6517 | 26.0927 | 85.9489 | 9.7769 | 311.3889
15:00 - 16:00 | 7.4092 | 30.8004 | 13.7867 | 56.1376 | 19.4258 | 42.3138 | 9.7769 | 179.6506
16:00 - 17:00 | 7.4092 | 38.4674 | 13.7867 | 100.912 | 18.4893 | 53.3739 | 9.7769 | 242.2154
17:00 - 18:00 | 12.5924 | 39.3004 | 51.4906 | 118.8397 | 22.7973 | 66.2393 | 9.7769 | 321.0366
18:00 - 19:00 | 65.0104 | 44.9715 | 159.2187 | 157.1402 | 35.753 | 106.0748 | 86.8811 | 655.0497
19:00 - 20:00 | 133.5603 | 30.7328 | 176.3327 | 143.5595 | 23.8341 | 104.2925 | 161.1265 | 773.4383
20:00 - 21:00 | 105.2774 | 52.5421 | 160.3041 | 151.0265 | 40.1299 | 88.6053 | 145.3748 | 743.26
21:00 - 22:00 | 122.0984 | 52.9064 | 182.2988 | 129.206 | 36.6876 | 67.0716 | 129.1061 | 719.3749
22:00 - 23:00 | 99.8508 | 25.782 | 155.8222 | 123.1242 | 10.2149 | 57.1755 | 128.0477 | 600.0172
23:00 - 24:00 | 73.7247 | 25.782 | 115.4364 | 122.7661 | 10.2149 | 58.1781 | 85.0796 | 491.1818
Max | 829.6692 | 592.1449 | 1380.4667 | 1703.3116 | 382.3078 | 1062.5817 | 1042.1258 | 6992.6077
Daily Electricity Consumption Based on Household Type INCLUDING LIGHTING LOAD (Average)
Tag | 2 | 3 | 4 | 5 | 6 | 7 | 8 | 9 | 1
Household | Single | Single | Two | Two adults | Two | Two adults a | Three | Total
Type | Adult | Pensioner | Adults | with Children | Pensioners | with Pensioner(s) | Adults
00:00 - 01:00 | 7.4121 | 5.0663 | 13.7922 | 15.2951 | 3.3555 | 9.0056 | 9.7808 | 63.7075
01:00 - 02:00 | 7.4121 | 5.0663 | 13.7922 | 15.2951 | 3.3555 | 9.0056 | 9.7808 | 63.7075
02:00 - 03:00 | 7.4121 | 5.0663 | 13.7922 | 15.2951 | 3.3555 | 9.0056 | 9.7808 | 63.7075
03:00 - 04:00 | 7.4121 | 5.0663 | 13.7922 | 15.2951 | 3.3555 | 9.0056 | 9.7808 | 63.7075
04:00 - 05:00 | 7.4121 | 5.0663 | 13.7922 | 15.2951 | 3.3555 | 9.0056 | 9.7808 | 63.7075
05:00 - 06:00 | 12.2166 | 5.0663 | 24.6653 | 15.2951 | 3.3555 | 9.0056 | 13.8962 | 83.5006
06:00 - 07:00 | 22.7722 | 14.8997 | 35.6272 | 39.7839 | 9.4255 | 22.4417 | 28.9967 | 173.9469
07:00 - 08:00 | 52.9952 | 25.6688 | 91.076 | 73.2907 | 14.2981 | 46.0373 | 69.6268 | 372.993
08:00 - 09:00 | 33.2986 | 24.0667 | 49.0457 | 67.4992 | 13.4684 | 38.3963 | 31.6395 | 257.4143
09:00 - 10:00 | 7.4121 | 32.2363 | 13.7922 | 15.2951 | 20.3028 | 37.8507 | 9.7808 | 136.6699
10:00 - 11:00 | 7.4121 | 25.4783 | 13.7922 | 15.2951 | 14.7392 | 19.1541 | 20.4337 | 116.3047
11:00 - 12:00 | 7.4121 | 29.2901 | 13.7922 | 15.2951 | 21.5377 | 17.3403 | 9.7808 | 114.4484
12:00 - 13:00 | 7.4121 | 17.0562 | 13.7922 | 15.2951 | 11.8563 | 30.6068 | 24.6681 | 120.6868
13:00 - 14:00 | 7.4121 | 18.1284 | 13.7922 | 132.6059 | 12.962 | 67.5785 | 9.7808 | 262.2598
14:00 - 15:00 | 7.4121 | 33.7359 | 13.7922 | 134.7045 | 26.103 | 85.9827 | 9.7808 | 311.5111
15:00 - 16:00 | 7.4121 | 30.8125 | 13.7922 | 56.1597 | 19.4335 | 42.3304 | 9.7808 | 179.7211
16:00 - 17:00 | 7.4121 | 38.4825 | 13.7922 | 100.9516 | 18.4966 | 53.3948 | 9.7808 | 242.3105
17:00 - 18:00 | 12.5973 | 39.3158 | 51.5108 | 118.8864 | 22.8063 | 66.2653 | 9.7808 | 321.1626
18:00 - 19:00 | 65.0359 | 44.9892 | 159.2812 | 157.2019 | 35.767 | 106.1164 | 86.9152 | 655.3069
19:00 - 20:00 | 133.6127 | 30.7448 | 176.4019 | 143.6158 | 23.8435 | 104.3334 | 161.1897 | 773.742
20:00 - 21:00 | 105.3187 | 52.5628 | 160.367 | 151.0858 | 40.1456 | 88.6401 | 145.4318 | 743.5518
21:00 - 22:00 | 122.1463 | 52.9272 | 182.3704 | 129.2567 | 36.702 | 67.0979 | 129.1568 | 719.6573
22:00 - 23:00 | 99.89 | 25.7921 | 155.8833 | 123.1725 | 10.2189 | 57.1979 | 128.098 | 600.2528
23:00 - 24:00 | 73.7537 | 25.7921 | 115.4817 | 122.8143 | 10.2189 | 58.201 | 85.113 | 491.3746
Total | 829.9949 | 592.3773 | 1381.0086 | 1703.9802 | 382.4579 | 1062.9988 | 1042.5349 | 6995.3527
CALIBRATED PROFILES
Per household according to household type
Household Type | Single | Single | Two | Two adults | Two | Two adults a | Three | Total
| Adult | Pensioner | Adults | with Children | Pensioners | with Pensioner(s) | Adults
Number | 234 | 159 | 218 | 156 | 53 | 92 | 103 | 1015
Daily Electricity Consumption Based on Household Type EXCLUDING LIGHTING LOAD
Tag | 2 | 3 | 4 | 5 | 6 | 7 | 8 | 9 | 1
Household | Single | Single | Two | Two adults | Two | Two adults a | Three | Total
Type | Adult | Pensioner | Adults | with Children | Pensioners | with Pensioner(s) | Adults
00:00 - 01:00 | 0.031517 | 0.031517 | 0.063034 | 0.097416 | 0.063034 | 0.097416 | 0.094551 | 0.06243
01:00 - 02:00 | 0.031517 | 0.031517 | 0.063034 | 0.097416 | 0.063034 | 0.097416 | 0.094551 | 0.47849
02:00 - 03:00 | 0.031517 | 0.031517 | 0.063034 | 0.097416 | 0.063034 | 0.097416 | 0.094551 | 0.47849
03:00 - 04:00 | 0.031517 | 0.031517 | 0.063034 | 0.097416 | 0.063034 | 0.097416 | 0.094551 | 0.47849
04:00 - 05:00 | 0.031517 | 0.031517 | 0.063034 | 0.097416 | 0.063034 | 0.097416 | 0.094551 | 0.47849
05:00 - 06:00 | 0.051946 | 0.031517 | 0.11273 | 0.097416 | 0.063034 | 0.097416 | 0.13434 | 0.58839
06:00 - 07:00 | 0.09683 | 0.09269 | 0.16283 | 0.25339 | 0.17706 | 0.24276 | 0.28031 | 1.3059
07:00 - 08:00 | 0.16556 | 0.103 | 0.35441 | 0.31988 | 0.20816 | 0.34808 | 0.52783 | 2.0269
08:00 - 09:00 | 0.081807 | 0.09303 | 0.16232 | 0.28299 | 0.19258 | 0.26542 | 0.16061 | 1.2387
09:00 - 10:00 | 0.031517 | 0.14385 | 0.063034 | 0.097416 | 0.32097 | 0.25952 | 0.094551 | 1.0109
10:00 - 11:00 | 0.031517 | 0.1585 | 0.063034 | 0.097416 | 0.27688 | 0.2072 | 0.19753 | 1.0321
11:00 - 12:00 | 0.031517 | 0.18221 | 0.063034 | 0.097416 | 0.4046 | 0.18758 | 0.094551 | 1.0609
12:00 - 13:00 | 0.031517 | 0.1061 | 0.063034 | 0.097416 | 0.22273 | 0.33109 | 0.23847 | 1.0904
13:00 - 14:00 | 0.031517 | 0.11278 | 0.063034 | 0.84458 | 0.2435 | 0.73102 | 0.094551 | 2.121
14:00 - 15:00 | 0.031517 | 0.20987 | 0.063034 | 0.85795 | 0.49036 | 0.93011 | 0.094551 | 2.6774
15:00 - 16:00 | 0.031517 | 0.19168 | 0.063034 | 0.35769 | 0.36507 | 0.4579 | 0.094551 | 1.5614
16:00 - 17:00 | 0.031517 | 0.18271 | 0.063034 | 0.49605 | 0.28704 | 0.42766 | 0.094551 | 1.5826
17:00 - 18:00 | 0.053565 | 0.18789 | 0.23542 | 0.61028 | 0.368 | 0.56689 | 0.094551 | 2.1166
18:00 - 19:00 | 0.21676 | 0.22319 | 0.66612 | 0.85432 | 0.61147 | 0.82557 | 0.69496 | 4.0924
19:00 - 20:00 | 0.50835 | 0.13457 | 0.74437 | 0.76779 | 0.38748 | 0.80628 | 1.413 | 4.7618
20:00 - 21:00 | 0.31889 | 0.19805 | 0.60399 | 0.63995 | 0.62522 | 0.63652 | 1.0965 | 4.1191
21:00 - 22:00 | 0.39044 | 0.20032 | 0.70455 | 0.50092 | 0.56053 | 0.40349 | 0.93912 | 3.6994
22:00 - 23:00 | 0.29581 | 0.031517 | 0.5835 | 0.46217 | 0.063034 | 0.2964 | 0.92889 | 2.6613
23:00 - 24:00 | 0.18467 | 0.031517 | 0.39885 | 0.45988 | 0.063034 | 0.30725 | 0.51335 | 1.9586
Total | 2.7744 | 2.7726 | 5.5485 | 8.682 | 6.2459 | 8.8152 | 8.2595 | 42.682
Daily Electricity Consumption Based on Household Type INCLUDING LIGHTING LOAD for WINTER
Tag | 2 | 3 | 4 | 5 | 6 | 7 | 8 | 9 | 1
Household | Single | Single | Two | Two adults | Two | Two adults a | Three | Total
Type | Adult | Pensioner | Adults | with Children | Pensioners | with Pensioner(s) | Adults
00:00 - 01:00 | 0.031517 | 0.031517 | 0.063034 | 0.097416 | 0.063034 | 0.097416 | 0.094551 | 0.47849
01:00 - 02:00 | 0.031517 | 0.031517 | 0.063034 | 0.097416 | 0.063034 | 0.097416 | 0.094551 | 0.47849
02:00 - 03:00 | 0.031517 | 0.031517 | 0.063034 | 0.097416 | 0.063034 | 0.097416 | 0.094551 | 0.47849
03:00 - 04:00 | 0.031517 | 0.031517 | 0.063034 | 0.097416 | 0.063034 | 0.097416 | 0.094551 | 0.47849
04:00 - 05:00 | 0.031517 | 0.031517 | 0.063034 | 0.097416 | 0.063034 | 0.097416 | 0.094551 | 0.47849
05:00 - 06:00 | 0.051946 | 0.031517 | 0.11273 | 0.097416 | 0.063034 | 0.097416 | 0.13434 | 0.58839
06:00 - 07:00 | 0.09683 | 0.09269 | 0.16283 | 0.25339 | 0.17706 | 0.24276 | 0.28031 | 1.3059
07:00 - 08:00 | 0.29449 | 0.23193 | 0.48334 | 0.64221 | 0.3371 | 0.67041 | 0.83727 | 3.4968
08:00 - 09:00 | 0.21074 | 0.22196 | 0.29125 | 0.60532 | 0.32151 | 0.58775 | 0.47005 | 2.7086
09:00 - 10:00 | 0.031517 | 0.27279 | 0.063034 | 0.097416 | 0.4499 | 0.58185 | 0.094551 | 1.5911
10:00 - 11:00 | 0.031517 | 0.1585 | 0.063034 | 0.097416 | 0.27688 | 0.2072 | 0.19753 | 1.0321
11:00 - 12:00 | 0.031517 | 0.18221 | 0.063034 | 0.097416 | 0.4046 | 0.18758 | 0.094551 | 1.0609
12:00 - 13:00 | 0.031517 | 0.1061 | 0.063034 | 0.097416 | 0.22273 | 0.33109 | 0.23847 | 1.0904
13:00 - 14:00 | 0.031517 | 0.11278 | 0.063034 | 0.84458 | 0.2435 | 0.73102 | 0.094551 | 2.121
14:00 - 15:00 | 0.031517 | 0.20987 | 0.063034 | 0.85795 | 0.49036 | 0.93011 | 0.094551 | 2.6774
15:00 - 16:00 | 0.031517 | 0.19168 | 0.063034 | 0.35769 | 0.36507 | 0.4579 | 0.094551 | 1.5614
16:00 - 17:00 | 0.031517 | 0.31164 | 0.063034 | 0.81839 | 0.41597 | 0.75 | 0.094551 | 2.4851
17:00 - 18:00 | 0.053565 | 0.31683 | 0.23542 | 0.93262 | 0.49693 | 0.88922 | 0.094551 | 3.0191
18:00 - 19:00 | 0.34569 | 0.35212 | 0.79506 | 1.1767 | 0.7404 | 1.1479 | 1.0044 | 5.5622
19:00 - 20:00 | 0.63729 | 0.26351 | 0.8733 | 1.0901 | 0.51641 | 1.1286 | 1.7224 | 6.2317
20:00 - 21:00 | 0.44782 | 0.32699 | 0.73292 | 0.96228 | 0.75416 | 0.95885 | 1.4059 | 5.5889
21:00 - 22:00 | 0.51938 | 0.32926 | 0.83349 | 0.82325 | 0.68947 | 0.72582 | 1.2486 | 5.1692
22:00 - 23:00 | 0.42474 | 0.16045 | 0.71243 | 0.7845 | 0.19197 | 0.61873 | 1.2383 | 4.1312
23:00 - 24:00 | 0.31361 | 0.16045 | 0.52778 | 0.78222 | 0.19197 | 0.62958 | 0.82279 | 3.4284
Max | 3.8058 | 4.1908 | 6.58 | 11.9053 | 7.6642 | 12.3609 | 10.735 | 57.242
Daily Electricity Consumption Based on Household Type INCLUDING LIGHTING LOAD for SUMMER
Tag | 2 | 3 | 4 | 5 | 6 | 7 | 8 | 9 | 1
Household | Single | Single | Two | Two adults | Two | Two adults a | Three | Total
Type | Adult | Pensioner | Adults | with Children | Pensioners | with Pensioner(s) | Adults
00:00 - 01:00 | 0.031517 | 0.031517 | 0.063034 | 0.097416 | 0.063034 | 0.097416 | 0.094551 | 0.47849
01:00 - 02:00 | 0.031517 | 0.031517 | 0.063034 | 0.097416 | 0.063034 | 0.097416 | 0.094551 | 0.47849
02:00 - 03:00 | 0.031517 | 0.031517 | 0.063034 | 0.097416 | 0.063034 | 0.097416 | 0.094551 | 0.47849
03:00 - 04:00 | 0.031517 | 0.031517 | 0.063034 | 0.097416 | 0.063034 | 0.097416 | 0.094551 | 0.47849
04:00 - 05:00 | 0.031517 | 0.031517 | 0.063034 | 0.097416 | 0.063034 | 0.097416 | 0.094551 | 0.47849
05:00 - 06:00 | 0.051946 | 0.031517 | 0.11273 | 0.097416 | 0.063034 | 0.097416 | 0.13434 | 0.58839
06:00 - 07:00 | 0.09683 | 0.09269 | 0.16283 | 0.25339 | 0.17706 | 0.24276 | 0.28031 | 1.3059
07:00 - 08:00 | 0.16556 | 0.103 | 0.35441 | 0.31988 | 0.20816 | 0.34808 | 0.52783 | 2.0269
08:00 - 09:00 | 0.081807 | 0.09303 | 0.16232 | 0.28299 | 0.19258 | 0.26542 | 0.16061 | 1.2387
09:00 - 10:00 | 0.031517 | 0.14385 | 0.063034 | 0.097416 | 0.32097 | 0.25952 | 0.094551 | 1.0109
10:00 - 11:00 | 0.031517 | 0.1585 | 0.063034 | 0.097416 | 0.27688 | 0.2072 | 0.19753 | 1.0321
11:00 - 12:00 | 0.031517 | 0.18221 | 0.063034 | 0.097416 | 0.4046 | 0.18758 | 0.094551 | 1.0609
12:00 - 13:00 | 0.031517 | 0.1061 | 0.063034 | 0.097416 | 0.22273 | 0.33109 | 0.23847 | 1.0904
13:00 - 14:00 | 0.031517 | 0.11278 | 0.063034 | 0.84458 | 0.2435 | 0.73102 | 0.094551 | 2.121
14:00 - 15:00 | 0.031517 | 0.20987 | 0.063034 | 0.85795 | 0.49036 | 0.93011 | 0.094551 | 2.6774
15:00 - 16:00 | 0.031517 | 0.19168 | 0.063034 | 0.35769 | 0.36507 | 0.4579 | 0.094551 | 1.5614
16:00 - 17:00 | 0.031517 | 0.18271 | 0.063034 | 0.49605 | 0.28704 | 0.42766 | 0.094551 | 1.5826
17:00 - 18:00 | 0.053565 | 0.18789 | 0.23542 | 0.61028 | 0.368 | 0.56689 | 0.094551 | 2.1166
18:00 - 19:00 | 0.21676 | 0.22319 | 0.66612 | 0.85432 | 0.61147 | 1.1479 | 0.69496 | 4.4147
19:00 - 20:00 | 0.50835 | 0.13457 | 0.74437 | 0.76779 | 0.38748 | 1.1286 | 1.413 | 5.0842
20:00 - 21:00 | 0.44782 | 0.32699 | 0.73292 | 0.96228 | 0.75416 | 0.95885 | 1.4059 | 5.5889
21:00 - 22:00 | 0.51938 | 0.32926 | 0.83349 | 0.82325 | 0.68947 | 0.72582 | 1.2486 | 5.1692
22:00 - 23:00 | 0.42474 | 0.16045 | 0.71243 | 0.7845 | 0.19197 | 0.61873 | 1.2383 | 4.1312
23:00 - 24:00 | 0.31361 | 0.16045 | 0.52778 | 0.78222 | 0.19197 | 0.62958 | 0.82279 | 3.4284
Max | 3.2901 | 3.2883 | 6.0643 | 9.9713 | 6.7616 | 10.7492 | 9.4972 | 49.6221
Daily Electricity Consumption Based on Household Type INCLUDING LIGHTING LOAD for SPRING AND AUTUMN
Tag | 2 | 3 | 4 | 5 | 6 | 7 | 8 | 9 | 1
Household | Single | Single | Two | Two adults | Two | Two adults a | Three | Total
Type | Adult | Pensioner | Adults | with Children | Pensioners | with Pensioner(s) | Adults
00:00 - 01:00 | 0.031663 | 0.031851 | 0.063242 | 0.098007 | 0.063286 | 0.097848 | 0.094922 | 0.48082
01:00 - 02:00 | 0.031663 | 0.031851 | 0.063242 | 0.098007 | 0.063286 | 0.097848 | 0.094922 | 0.48082
02:00 - 03:00 | 0.031663 | 0.031851 | 0.063242 | 0.098007 | 0.063286 | 0.097848 | 0.094922 | 0.48082
03:00 - 04:00 | 0.031663 | 0.031851 | 0.063242 | 0.098007 | 0.063286 | 0.097848 | 0.094922 | 0.48082
04:00 - 05:00 | 0.031663 | 0.031851 | 0.063242 | 0.098007 | 0.063286 | 0.097848 | 0.094922 | 0.48082
05:00 - 06:00 | 0.052187 | 0.031851 | 0.1131 | 0.098007 | 0.063286 | 0.097848 | 0.13486 | 0.59114
06:00 - 07:00 | 0.097279 | 0.093672 | 0.16336 | 0.25492 | 0.17777 | 0.24384 | 0.28141 | 1.3123
07:00 - 08:00 | 0.22639 | 0.16138 | 0.41762 | 0.46963 | 0.26967 | 0.50021 | 0.67572 | 2.7206
08:00 - 09:00 | 0.14225 | 0.1513 | 0.22489 | 0.43252 | 0.25402 | 0.41719 | 0.30706 | 1.9292
09:00 - 10:00 | 0.031663 | 0.20266 | 0.063242 | 0.098007 | 0.38292 | 0.41126 | 0.094922 | 1.2847
10:00 - 11:00 | 0.031663 | 0.16018 | 0.063242 | 0.098007 | 0.27799 | 0.20811 | 0.19831 | 1.0375
11:00 - 12:00 | 0.031663 | 0.18414 | 0.063242 | 0.098007 | 0.40621 | 0.18841 | 0.094922 | 1.0666
12:00 - 13:00 | 0.031663 | 0.10723 | 0.063242 | 0.098007 | 0.22362 | 0.33255 | 0.2394 | 1.0957
13:00 - 14:00 | 0.031663 | 0.11397 | 0.063242 | 0.8497 | 0.24447 | 0.73426 | 0.094922 | 2.1322
14:00 - 15:00 | 0.031663 | 0.21209 | 0.063242 | 0.86315 | 0.49232 | 0.93423 | 0.094922 | 2.6916
15:00 - 16:00 | 0.031663 | 0.19371 | 0.063242 | 0.35986 | 0.36653 | 0.45993 | 0.094922 | 1.5699
16:00 - 17:00 | 0.031663 | 0.24193 | 0.063242 | 0.64687 | 0.34886 | 0.58015 | 0.094922 | 2.0076
17:00 - 18:00 | 0.053814 | 0.24717 | 0.2362 | 0.76179 | 0.43014 | 0.71999 | 0.094922 | 2.544
18:00 - 19:00 | 0.27782 | 0.28284 | 0.73036 | 1.0073 | 0.67458 | 1.153 | 0.84351 | 4.9694
19:00 - 20:00 | 0.57077 | 0.19329 | 0.80887 | 0.92025 | 0.4497 | 1.1336 | 1.5643 | 5.6408
20:00 - 21:00 | 0.4499 | 0.33045 | 0.73534 | 0.96812 | 0.75717 | 0.9631 | 1.4114 | 5.6155
21:00 - 22:00 | 0.52179 | 0.33274 | 0.83623 | 0.82824 | 0.69222 | 0.72904 | 1.2535 | 5.1937
22:00 - 23:00 | 0.42671 | 0.16215 | 0.71478 | 0.78926 | 0.19273 | 0.62147 | 1.2432 | 4.1503
23:00 - 24:00 | 0.31506 | 0.16215 | 0.52952 | 0.78696 | 0.19273 | 0.63237 | 0.82602 | 3.4448
Max | 3.5456 | 3.7242 | 6.3324 | 10.9187 | 7.2134 | 11.5498 | 10.1177 | 53.4017
Daily Electricity Consumption Based on Household Type INCLUDING LIGHTING LOAD (Average)
Tag | 2 | 3 | 4 | 5 | 6 | 7 | 8 | 9 | 1
Household | Single | Single | Two | Two adults | Two | Two adults a | Three | Total
Type | Adult | Pensioner | Adults | with Children | Pensioners | with Pensioner(s) | Adults
00:00 - 01:00 | 0.031566 | 0.031628 | 0.063103 | 0.097613 | 0.063118 | 0.09756 | 0.094675 | 0.47926
01:00 - 02:00 | 0.031566 | 0.031628 | 0.063103 | 0.097613 | 0.063118 | 0.09756 | 0.094675 | 0.47926
02:00 - 03:00 | 0.031566 | 0.031628 | 0.063103 | 0.097613 | 0.063118 | 0.09756 | 0.094675 | 0.47926
03:00 - 04:00 | 0.031566 | 0.031628 | 0.063103 | 0.097613 | 0.063118 | 0.09756 | 0.094675 | 0.47926
04:00 - 05:00 | 0.031566 | 0.031628 | 0.063103 | 0.097613 | 0.063118 | 0.09756 | 0.094675 | 0.47926
05:00 - 06:00 | 0.052027 | 0.031628 | 0.11285 | 0.097613 | 0.063118 | 0.09756 | 0.13451 | 0.58931
06:00 - 07:00 | 0.096979 | 0.093017 | 0.16301 | 0.2539 | 0.1773 | 0.24312 | 0.28068 | 1.308
07:00 - 08:00 | 0.22881 | 0.16543 | 0.41845 | 0.47724 | 0.27164 | 0.50623 | 0.68028 | 2.7481
08:00 - 09:00 | 0.14493 | 0.15543 | 0.22615 | 0.44028 | 0.25604 | 0.42345 | 0.31257 | 1.9589
09:00 - 10:00 | 0.031566 | 0.20643 | 0.063103 | 0.097613 | 0.38459 | 0.41754 | 0.094675 | 1.2955
10:00 - 11:00 | 0.031566 | 0.15906 | 0.063103 | 0.097613 | 0.27725 | 0.2075 | 0.19779 | 1.0339
11:00 - 12:00 | 0.031566 | 0.18285 | 0.063103 | 0.097613 | 0.40514 | 0.18785 | 0.094675 | 1.0628
12:00 - 13:00 | 0.031566 | 0.10648 | 0.063103 | 0.097613 | 0.22302 | 0.33157 | 0.23878 | 1.0921
13:00 - 14:00 | 0.031566 | 0.11317 | 0.063103 | 0.84629 | 0.24382 | 0.7321 | 0.094675 | 2.1247
14:00 - 15:00 | 0.031566 | 0.21061 | 0.063103 | 0.85968 | 0.49101 | 0.93148 | 0.094675 | 2.6821
15:00 - 16:00 | 0.031566 | 0.19236 | 0.063103 | 0.35841 | 0.36555 | 0.45858 | 0.094675 | 1.5642
16:00 - 17:00 | 0.031566 | 0.24543 | 0.063103 | 0.65377 | 0.35062 | 0.58594 | 0.094675 | 2.0251
17:00 - 18:00 | 0.053648 | 0.25063 | 0.23568 | 0.76823 | 0.43169 | 0.72537 | 0.094675 | 2.5599
18:00 - 19:00 | 0.28009 | 0.28605 | 0.73051 | 1.0128 | 0.67549 | 1.1496 | 0.84762 | 4.9821
19:00 - 20:00 | 0.57214 | 0.19712 | 0.80885 | 0.92605 | 0.4512 | 1.1303 | 1.5666 | 5.6522
20:00 - 21:00 | 0.44852 | 0.32814 | 0.73373 | 0.96423 | 0.75516 | 0.96027 | 1.4077 | 5.5978
21:00 - 22:00 | 0.52018 | 0.33042 | 0.8344 | 0.82491 | 0.69038 | 0.7269 | 1.2502 | 5.1774
22:00 - 23:00 | 0.4254 | 0.16102 | 0.71321 | 0.78609 | 0.19222 | 0.61964 | 1.2399 | 4.1375
23:00 - 24:00 | 0.31409 | 0.16102 | 0.52836 | 0.7838 | 0.19222 | 0.63051 | 0.82387 | 3.4339
Total | 3.5472 | 3.7344 | 6.3256 | 10.9318 | 7.2131 | 11.5533 | 10.1166 | 53.4219

## Summary
SUMMARY
Total annual electricity demand with lighting |  |  |  |  | 2397828.5894 | kWh
Total annual electricity demand without lighting |  |  |  |  | 2970489.2294 | kWh
Total annual electricity demand with lighting in winter |  |  |  |  | 785046.0056 | kWh
Total annual electricity demand with lighting in summer |  |  |  |  | 687697.319 | kWh
Total annual electricity demand with with lighting in Spring &Autumn |  |  |  |  | 1497745.9048 | kWh
Daily Electricity Consumption Based on Household Type EXCLUDING LIGHTING LOAD
Household | Single | Single | Two | Two adults | Two | Two adults a | Three | Total
Type | Adult | Pensioner | Adults | with Children | Pensioners | with Pensioner(s) | Adults
00:00 - 01:00 | 8.58 | 5.83 | 15.9867 | 17.68 | 3.8867 | 10.4267 | 11.33 | 73.72
01:00 - 02:00 | 8.58 | 5.83 | 15.9867 | 17.68 | 3.8867 | 10.4267 | 11.33 | 73.72
02:00 - 03:00 | 8.58 | 5.83 | 15.9867 | 17.68 | 3.8867 | 10.4267 | 11.33 | 73.72
03:00 - 04:00 | 8.58 | 5.83 | 15.9867 | 17.68 | 3.8867 | 10.4267 | 11.33 | 73.72
04:00 - 05:00 | 8.58 | 5.83 | 15.9867 | 17.68 | 3.8867 | 10.4267 | 11.33 | 73.72
05:00 - 06:00 | 14.1415 | 5.83 | 28.5898 | 17.68 | 3.8867 | 10.4267 | 16.0973 | 96.652
06:00 - 07:00 | 26.3602 | 17.1456 | 41.296 | 45.9871 | 10.9176 | 25.9831 | 33.5896 | 201.2793
07:00 - 08:00 | 45.0708 | 19.0521 | 89.8842 | 58.0542 | 12.8353 | 37.2552 | 63.2496 | 325.4015
08:00 - 09:00 | 22.2707 | 17.2085 | 41.1664 | 51.3597 | 11.8743 | 28.4083 | 19.2453 | 191.5332
09:00 - 10:00 | 8.58 | 26.6095 | 15.9867 | 17.68 | 19.7906 | 27.7767 | 11.33 | 127.7535
10:00 - 11:00 | 8.58 | 29.3189 | 15.9867 | 17.68 | 17.0726 | 22.1767 | 23.6703 | 134.4851
11:00 - 12:00 | 8.58 | 33.7053 | 15.9867 | 17.68 | 24.9474 | 20.0767 | 11.33 | 132.306
12:00 - 13:00 | 8.58 | 19.6272 | 15.9867 | 17.68 | 13.7333 | 35.4367 | 28.5755 | 139.6193
13:00 - 14:00 | 8.58 | 20.861 | 15.9867 | 153.2822 | 15.014 | 78.2426 | 11.33 | 303.2965
14:00 - 15:00 | 8.58 | 38.8212 | 15.9867 | 155.708 | 30.2353 | 99.5511 | 11.33 | 360.2123
15:00 - 16:00 | 8.58 | 35.4571 | 15.9867 | 64.9162 | 22.51 | 49.0104 | 11.33 | 207.7903
16:00 - 17:00 | 8.58 | 33.7973 | 15.9867 | 90.028 | 17.6985 | 45.7737 | 11.33 | 223.1942
17:00 - 18:00 | 14.5822 | 34.7563 | 59.7068 | 110.7593 | 22.6905 | 60.6752 | 11.33 | 314.5002
18:00 - 19:00 | 59.0086 | 41.2848 | 168.9418 | 155.0491 | 37.703 | 88.3621 | 83.2764 | 633.6258
19:00 - 20:00 | 138.3905 | 24.8933 | 188.7866 | 139.3447 | 23.8919 | 86.2977 | 169.3156 | 770.9202
20:00 - 21:00 | 86.8129 | 36.636 | 153.1834 | 116.1434 | 38.5511 | 68.1279 | 131.3875 | 630.8423
21:00 - 22:00 | 106.2919 | 37.0554 | 178.6878 | 90.9107 | 34.5623 | 43.1863 | 112.5345 | 603.229
22:00 - 23:00 | 80.5289 | 5.83 | 147.9863 | 83.8779 | 3.8867 | 31.724 | 111.308 | 465.1418
23:00 - 24:00 | 50.2744 | 5.83 | 101.1563 | 83.4639 | 3.8867 | 32.8854 | 61.5144 | 339.011
Total | 755.2727 | 512.8694 | 1407.2121 | 1575.6844 | 385.121 | 943.5098 | 989.724 | 6569.3934
Factor | 0.11497 | 0.07807 | 0.21421 | 0.23985 | 0.058624 | 0.14362 | 0.15066 | 1
Daily Electricity Consumption Based on Household Type INCLUDING LIGHTING LOAD for WINTER
Household | Single | Single | Two | Two adults | Two | Two adults a | Three | Total
Type | Adult | Pensioner | Adults | with Children | Pensioners | with Pensioner(s) | Adults
00:00 - 01:00 | 8.58 | 5.83 | 15.9867 | 17.68 | 3.8867 | 10.4267 | 11.33 | 73.72
01:00 - 02:00 | 8.58 | 5.83 | 15.9867 | 17.68 | 3.8867 | 10.4267 | 11.33 | 73.72
02:00 - 03:00 | 8.58 | 5.83 | 15.9867 | 17.68 | 3.8867 | 10.4267 | 11.33 | 73.72
03:00 - 04:00 | 8.58 | 5.83 | 15.9867 | 17.68 | 3.8867 | 10.4267 | 11.33 | 73.72
04:00 - 05:00 | 8.58 | 5.83 | 15.9867 | 17.68 | 3.8867 | 10.4267 | 11.33 | 73.72
05:00 - 06:00 | 14.1415 | 5.83 | 28.5898 | 17.68 | 3.8867 | 10.4267 | 16.0973 | 96.652
06:00 - 07:00 | 26.3602 | 17.1456 | 41.296 | 45.9871 | 10.9176 | 25.9831 | 33.5896 | 201.2793
07:00 - 08:00 | 80.1708 | 42.9021 | 122.5842 | 116.5542 | 20.7853 | 71.7552 | 100.3296 | 555.0815
08:00 - 09:00 | 57.3707 | 41.0585 | 73.8664 | 109.8597 | 19.8243 | 62.9083 | 56.3253 | 421.2132
09:00 - 10:00 | 8.58 | 50.4595 | 15.9867 | 17.68 | 27.7406 | 62.2767 | 11.33 | 194.0535
10:00 - 11:00 | 8.58 | 29.3189 | 15.9867 | 17.68 | 17.0726 | 22.1767 | 23.6703 | 134.4851
11:00 - 12:00 | 8.58 | 33.7053 | 15.9867 | 17.68 | 24.9474 | 20.0767 | 11.33 | 132.306
12:00 - 13:00 | 8.58 | 19.6272 | 15.9867 | 17.68 | 13.7333 | 35.4367 | 28.5755 | 139.6193
13:00 - 14:00 | 8.58 | 20.861 | 15.9867 | 153.2822 | 15.014 | 78.2426 | 11.33 | 303.2965
14:00 - 15:00 | 8.58 | 38.8212 | 15.9867 | 155.708 | 30.2353 | 99.5511 | 11.33 | 360.2123
15:00 - 16:00 | 8.58 | 35.4571 | 15.9867 | 64.9162 | 22.51 | 49.0104 | 11.33 | 207.7903
16:00 - 17:00 | 8.58 | 57.6473 | 15.9867 | 148.528 | 25.6485 | 80.2737 | 11.33 | 347.9942
17:00 - 18:00 | 14.5822 | 58.6063 | 59.7068 | 169.2593 | 30.6405 | 95.1752 | 11.33 | 439.3002
18:00 - 19:00 | 94.1086 | 65.1348 | 201.6418 | 213.5491 | 45.653 | 122.8621 | 120.3564 | 863.3058
19:00 - 20:00 | 173.4905 | 48.7433 | 221.4866 | 197.8447 | 31.8419 | 120.7977 | 206.3956 | 1000.6002
20:00 - 21:00 | 121.9129 | 60.486 | 185.8834 | 174.6434 | 46.5011 | 102.6279 | 168.4675 | 860.5223
21:00 - 22:00 | 141.3919 | 60.9054 | 211.3878 | 149.4107 | 42.5123 | 77.6863 | 149.6145 | 832.909
22:00 - 23:00 | 115.6289 | 29.68 | 180.6863 | 142.3779 | 11.8367 | 66.224 | 148.388 | 694.8218
23:00 - 24:00 | 85.3744 | 29.68 | 133.8563 | 141.9639 | 11.8367 | 67.3854 | 98.5944 | 568.691
Total | 1036.0727 | 775.2194 | 1668.8121 | 2160.6844 | 472.571 | 1323.0098 | 1286.364 | 8722.7334
Factor | 0.11878 | 0.088873 | 0.19132 | 0.24771 | 0.054177 | 0.15167 | 0.14747 | 1
Daily Electricity Consumption Based on Household Type INCLUDING LIGHTING LOAD for SUMMER
Household | Single | Single | Two | Two adults | Two | Two adults a | Three | Total
Type | Adult | Pensioner | Adults | with Children | Pensioners | with Pensioner(s) | Adults
00:00 - 01:00 | 8.58 | 5.83 | 15.9867 | 17.68 | 3.8867 | 10.4267 | 11.33 | 73.72
01:00 - 02:00 | 8.58 | 5.83 | 15.9867 | 17.68 | 3.8867 | 10.4267 | 11.33 | 73.72
02:00 - 03:00 | 8.58 | 5.83 | 15.9867 | 17.68 | 3.8867 | 10.4267 | 11.33 | 73.72
03:00 - 04:00 | 8.58 | 5.83 | 15.9867 | 17.68 | 3.8867 | 10.4267 | 11.33 | 73.72
04:00 - 05:00 | 8.58 | 5.83 | 15.9867 | 17.68 | 3.8867 | 10.4267 | 11.33 | 73.72
05:00 - 06:00 | 14.1415 | 5.83 | 28.5898 | 17.68 | 3.8867 | 10.4267 | 16.0973 | 96.652
06:00 - 07:00 | 26.3602 | 17.1456 | 41.296 | 45.9871 | 10.9176 | 25.9831 | 33.5896 | 201.2793
07:00 - 08:00 | 45.0708 | 19.0521 | 89.8842 | 58.0542 | 12.8353 | 37.2552 | 63.2496 | 325.4015
08:00 - 09:00 | 22.2707 | 17.2085 | 41.1664 | 51.3597 | 11.8743 | 28.4083 | 19.2453 | 191.5332
09:00 - 10:00 | 8.58 | 26.6095 | 15.9867 | 17.68 | 19.7906 | 27.7767 | 11.33 | 127.7535
10:00 - 11:00 | 8.58 | 29.3189 | 15.9867 | 17.68 | 17.0726 | 22.1767 | 23.6703 | 134.4851
11:00 - 12:00 | 8.58 | 33.7053 | 15.9867 | 17.68 | 24.9474 | 20.0767 | 11.33 | 132.306
12:00 - 13:00 | 8.58 | 19.6272 | 15.9867 | 17.68 | 13.7333 | 35.4367 | 28.5755 | 139.6193
13:00 - 14:00 | 8.58 | 20.861 | 15.9867 | 153.2822 | 15.014 | 78.2426 | 11.33 | 303.2965
14:00 - 15:00 | 8.58 | 38.8212 | 15.9867 | 155.708 | 30.2353 | 99.5511 | 11.33 | 360.2123
15:00 - 16:00 | 8.58 | 35.4571 | 15.9867 | 64.9162 | 22.51 | 49.0104 | 11.33 | 207.7903
16:00 - 17:00 | 8.58 | 33.7973 | 15.9867 | 90.028 | 17.6985 | 45.7737 | 11.33 | 223.1942
17:00 - 18:00 | 14.5822 | 34.7563 | 59.7068 | 110.7593 | 22.6905 | 60.6752 | 11.33 | 314.5002
18:00 - 19:00 | 59.0086 | 41.2848 | 168.9418 | 155.0491 | 37.703 | 122.8621 | 83.2764 | 668.1258
19:00 - 20:00 | 138.3905 | 24.8933 | 188.7866 | 139.3447 | 23.8919 | 120.7977 | 169.3156 | 805.4202
20:00 - 21:00 | 121.9129 | 60.486 | 185.8834 | 174.6434 | 46.5011 | 102.6279 | 168.4675 | 860.5223
21:00 - 22:00 | 141.3919 | 60.9054 | 211.3878 | 149.4107 | 42.5123 | 77.6863 | 149.6145 | 832.909
22:00 - 23:00 | 115.6289 | 29.68 | 180.6863 | 142.3779 | 11.8367 | 66.224 | 148.388 | 694.8218
23:00 - 24:00 | 85.3744 | 29.68 | 133.8563 | 141.9639 | 11.8367 | 67.3854 | 98.5944 | 568.691
Total | 895.6727 | 608.2694 | 1538.0121 | 1809.6844 | 416.921 | 1150.5098 | 1138.044 | 7557.1134
Factor | 0.11852 | 0.08049 | 0.20352 | 0.23947 | 0.055169 | 0.15224 | 0.15059 | 1
Annual Total
|  |  | Without | With
Type of household |  |  | Lighting | Lighting
|  |  | (kWh) | (kWh)
Single adult |  |  | 275674.5525 | 352473.3525
Single Pensioner Adult |  |  | 187197.3444 | 252403.2444
Two adults |  |  | 513632.4122 | 585180.0122
Two adults with children |  |  | 575124.7926 | 724416.7926
Two pensioners |  |  | 140569.1586 | 162304.4586
Two adults and at least 1 pensioner |  |  | 344381.0597 | 451331.0597
Three adults |  |  | 361249.2694 | 442380.3094
Riverside Total |  |  | 2397828.5894 | 2970489.2294
Average Per household |  |  | 2362.3927 | 2926.5904

## Single Adult
Single Adult Household |  |  |  | Assumptions | Occurrence Probability |  | Randomised Occurrence |  | Hourly Consumption |  | Electricity Profile
Number of single adult households in Riverside |  |  | 234
Number People in this type of household |  |  | 1
Assumptions
1. Occupied by a full time working adult
2. The average daily consumption of every appliance will be distributed through out the day into two main
periods, 6:00 till 9:00 and 18:00 till 01:00.
3. Unoccupied period is between : |  | 09:00 to 18:00 on weekdays
Random Consumption Generator
Category | Appliance |  | Average consumption |  | Time most likely to operate |  |  |  | No of times | energy per time | [5 empty] | CUT OFF | Hob 1 |  | Hob 2 |  | Oven 1 |  | Microwave 1 |  | Microwave 2 |  | Video recorder 1 |  | Dishwasher |  | Washing Mashine |  | Tumble Drier |  | Electric kettle 1 |  | Electric kettle 2 |  | Iron |  | Misc
|  |  | per capita (kWh/day) | [5 empty] | per day | of usage (kWh) | [6 empty] | Cut off | Random Tag | Cut off | Random Tag | Cut off | Random Tag | Cut off | Random Tag | Cut off | Random Tag | Cut off | Random Tag | Cut off | Random Tag | Cut off | Random Tag | Cut off | Random Tag | Cut off | Random Tag | Cut off | Random Tag | Cut off | Random Tag | Cut off | Random Tag
Cooking | Electric hob |  | 0.39 |  | 06:00- 09:00 and 17:00 - 21:00 |  |  |  | 2 | 0.195 | [6 empty] | 0 | 1 | 0 | 1 | 0 | 1 | 0 | 1 | 0 | 1 | 0 | 1 | 0 | 1 | 0 | 1 | 0 | 1 | 0 | 1 | 0 | 1 | 0 | 1 | 0 | 1
Appliances | Electric oven |  | 0.22 |  | 17:00 - 21:00 |  |  |  | 1 | 0.22 | [6 empty] | 0.1 | 2 | 0.05 | 2 | 0.05 | 2 | 0.1 | 2 | 0.05 | 2 | 0.3 | 2 | 0.15 | 2 | 0.2 | 2 | 0.2 | 2 | 0.2 | 2 | 0.4 | 2 | 0.05 | 2 | 0.1 | 2
| Microwave Oven |  | 0.07 |  | 6:00 - 9:00 and 17:00 - 21:00 |  |  |  | 2 | 0.035 | [6 empty] | 0.3 | 3 | 0.25 | 3 | 0.25 | 3 | 0.3 | 3 | 0.25 | 3 | 0.7 | 3 | 0.45 | 3 | 0.4 | 3 | 0.45 | 3 | 0.6 | 3 | 0.9 | 3 | 0.15 | 3 | 0.3 | 3
Cold Appliances | Refrigerator |  | 0.33 |  | All day |  |  |  | 24 | 0.01375 | [6 empty] | 0.9 | 4 | 0.75 | 4 | 0.75 | 4 | 0.9 | 4 | 0.75 | 4 |  |  | 0.75 | 4 | 0.6 | 4 | 0.7 | 4 |  |  |  | 4 | 0.35 | 4 | 0.5 | 4
| Freezer |  | 0.55 |  | All Day |  |  |  | 24 | 0.022917 | [8 empty] | 0.9 | 5 | 0.9 | 5 |  |  | 0.9 | 5 |  |  |  |  | 0.8 | 5 | 0.95 | 5 |  |  |  |  | 0.7 | 5 | 0.8 | 5
Brown Goods | Television |  | 0.27 |  | 18:00 - 19:00 and 19:00 - 20:00 and 20:00 - 21:00 |  |  |  | 6 | 0.045 | [20 empty] | 0.9 | 6 | [6 empty] | 0.95 | 6 | 0.95 | 6
and 21:00 - 22:00 and 22:00 - 23:00 and 23:00 - 24:00
| Video recorder |  | 0.09 |  | 21:00 - 22:00 and 22:00 - 23:00 and 23:00 - 24:00 |  |  |  | 3 | 0.03 | [5 empty] | PROBABILITY | Generated | Target | Generated | Target | Generated | Target | Generated | Target | Generated | Target | Generated | Target | Generated | Target | Generated | Target | Generated | Target | Generated | Target | Generated | Target | Generated | Target | Generated | Target
Wet Appliances | Dishwasher |  | 0.48 |  | 18:00 - 24:00 |  |  |  | 1 | 0.48 | [5 empty] | 1 | 0.11111 | 0.1 | 0.051282 | 0.05 | 0.064103 | 0.05 | 0.060013 | 0.1 | 0.04422 | 0.05 | 0.22089 | 0.3 | 0.022537 | 0.15 | 0.17094 | 0.2 | 0.094117 | 0.2 | 0.19658 | 0.2 | 0.38889 | 0.4 | 0.038462 | 0.05 | 0.10684 | 0.1
| Washing Mashine |  | 0.2 |  | 18:00 - 24:00 |  |  |  | 1 | 0.2 | [5 empty] | 2 | 0.26496 | 0.2 | 0.16239 | 0.2 | 0.25214 | 0.2 | 0.17056 | 0.2 | 0.17688 | 0.2 | 0.33293 | 0.4 | 0.047122 | 0.3 | 0.23077 | 0.2 | 0.11503 | 0.25 | 0.41453 | 0.4 | 0.47009 | 0.5 | 0.068376 | 0.1 | 0.2094 | 0.2
| Tumble Driers |  | 0.28 |  | 18:00 - 24:00 |  |  |  | 1 | 0.28 | [5 empty] | 3 | 0.52137 | 0.6 | 0.52991 | 0.5 | 0.44017 | 0.5 | 0.44536 | 0.6 | 0.34744 | 0.5 | 0.19528 | 0.3 | 0.052586 | 0.3 | 0.15385 | 0.2 | 0.12967 | 0.25 | 0.38889 | 0.4 | 0.14103 | 0.1 | 0.2094 | 0.2 | 0.2094 | 0.2
Miscellaneous | Electric Kettle |  | 0.28 |  | 06:00 - 09:00 and 19:00 - 20:00 and 22:00 - 24:00 |  |  |  | 3 | 0.093333 | [5 empty] | 4 | 0.10256 | 0.1 | 0.16667 | 0.15 | 0.15812 | 0.15 | 0.063171 | 0.1 | 0.11371 | 0.15 |  |  | 0.037561 | 0.25 | 0.19231 | 0.2 | 0.13386 | 0.25 |  |  |  |  | 0.41026 | 0.35 | 0.29487 | 0.3
| Computers/Laptops |  | 0.3 |  | 19:00 - 20:00 and 20:00 - 21:00 and 21:00 - 22:00 |  |  |  | 5 | 0.06 | [5 empty] | 5 |  |  | 0.089744 | 0.1 | 0.08547 | 0.1 |  |  | 0.056854 | 0.1 |  |  |  |  | 0.13675 | 0.1 | 0.016732 | 0.05 |  |  |  |  | 0.22222 | 0.25 | 0.13675 | 0.15
[5 empty] | and 22:00 - 23:00 and 23:00 - 24:00 | [10 empty] | 6 | [14 empty] | 0.11538 | 0.1 | [6 empty] | 0.051282 | 0.05 | 0.042735 | 0.05
| Iron |  | 0.09 |  | 18:00 - 24:00 |  |  |  | 1 | 0.09 | [5 empty] | 7
| Others (Vacum Cleaner etc.) |  | 0.37 |  | 18:00 - 24:00 |  |  |  | 1 | 0.37 | [5 empty] | Household | Tag | Random | Tag | Random | Tag | Random | Tag | Random | Tag | Random | Tag | Random | Tag | Random | Tag | Random | Tag | Random | Tag | Random | Tag | Random | Tag | Random | Tag | Random
[16 empty] | 1 | 2 | 0.24463 | 2 | 0.10585 | 3 | 0.6505 | 2 | 0.17415 | 2 | 0.081659 | 1 | 0.23988 | 2 | 0.38596 | 4 | 0.65451 | 2 | 0.40739 | 3 | 0.94744 | 1 | 0.037389 | 5 | 0.72862 | 4 | 0.59542
[16 empty] | 2 | 2 | 0.18835 | 5 | 0.94862 | 3 | 0.27295 | 3 | 0.67651 | 1 | 0.0053653 | 2 | 0.49975 | 1 | 0.12905 | 3 | 0.46917 | 3 | 0.68613 | 2 | 0.49655 | 1 | 0.071731 | 4 | 0.47608 | 4 | 0.67175
Usage Pattern and Probability of Occurrence | [15 empty] | 3 | 3 | 0.60909 | 2 | 0.17391 | 4 | 0.83117 | 4 | 0.98444 | 2 | 0.20929 | 3 | 0.77739 | 4 | 0.7734 | 2 | 0.26717 | 4 | 0.88401 | 3 | 0.96319 | 2 | 0.85531 | 3 | 0.25415 | 2 | 0.20534
[16 empty] | 4 | 1 | 0.056167 | 1 | 0.048933 | 2 | 0.19863 | 2 | 0.29931 | 4 | 0.86973 | 3 | 0.85568 | 3 | 0.61419 | 5 | 0.87371 | 2 | 0.4488 | 2 | 0.56174 | 2 | 0.63396 | 4 | 0.62635 | 4 | 0.78005
TIME | Hob | Oven | Microwave | Refrigerator | Freezer | Television | Video | Dishwasher | Washing | Tumble Drier | Kettle | Computers | Iron | Miscellaneous |  | 5 | 3 | 0.30003 | 1 | 0.018453 | 3 | 0.51376 | 2 | 0.23522 | 3 | 0.31948 | 2 | 0.48629 | 2 | 0.26739 | 1 | 0.11869 | 4 | 0.80914 | 1 | 0.1936 | 2 | 0.47349 | 5 | 0.94268 | 4 | 0.55415
|  |  | Oven |  |  |  | Recorder |  | Mashine | [6 empty] | 6 | 4 | 0.91039 | 3 | 0.7111 | 3 | 0.52917 | 1 | 0.037394 | 4 | 0.8234 | 2 | 0.39925 | 4 | 0.99972 | 6 | 0.93144 | 1 | 0.073859 | 3 | 0.68521 | 2 | 0.83672 | 6 | 0.98185 | 4 | 0.50569
00:00 - 01:00 |  |  |  | 1 | 1 | [10 empty] | 7 | 2 | 0.201 | 3 | 0.33912 | 2 | 0.22561 | 3 | 0.34871 | 2 | 0.063922 | 2 | 0.49581 | 2 | 0.18258 | 2 | 0.35386 | 3 | 0.6099 | 3 | 0.63612 | 1 | 0.36203 | 4 | 0.41694 | 3 | 0.38116
01:00 - 02:00 |  |  |  | 1 | 1 | [10 empty] | 8 | 3 | 0.72956 | 3 | 0.35186 | 3 | 0.35348 | 2 | 0.28403 | 3 | 0.49653 | 1 | 0.027005 | 3 | 0.73391 | 1 | 0.011882 | 4 | 0.85038 | 2 | 0.52172 | 1 | 0.17605 | 2 | 0.14153 | 5 | 0.82498
02:00 - 03:00 |  |  |  | 1 | 1 | [10 empty] | 9 | 3 | 0.56488 | 3 | 0.66846 | 5 | 0.96024 | 3 | 0.79521 | 3 | 0.57534 | 1 | 0.072871 | 2 | 0.32358 | 5 | 0.83973 | 4 | 0.84024 | 3 | 0.78517 | 1 | 0.14259 | 3 | 0.26904 | 4 | 0.60852
03:00 - 04:00 |  |  |  | 1 | 1 | [10 empty] | 10 | 3 | 0.87536 | 3 | 0.42084 | 2 | 0.073023 | 2 | 0.10848 | 2 | 0.21653 | 3 | 0.70038 | 4 | 0.86217 | 3 | 0.50589 | 4 | 0.76692 | 3 | 0.96276 | 2 | 0.54158 | 1 | 0.030866 | 1 | 0.056359
04:00 - 05:00 |  |  |  | 1 | 1 | [10 empty] | 11 | 1 | 0.07963 | 5 | 0.99847 | 5 | 0.9377 | 3 | 0.49925 | 3 | 0.70917 | 3 | 0.73518 | 2 | 0.41216 | 2 | 0.28281 | 1 | 0.10182 | 2 | 0.29786 | 3 | 0.95203 | 3 | 0.29341 | 4 | 0.74846
05:00 - 06:00 | 0.1 |  | 0.1 | 1 | 1 | [10 empty] | 12 | 4 | 0.98822 | 3 | 0.43127 | 3 | 0.54698 | 3 | 0.37501 | 3 | 0.26327 | 1 | 0.21698 | 3 | 0.67903 | 2 | 0.29265 | 3 | 0.66633 | 1 | 0.091648 | 1 | 0.056265 | 4 | 0.49792 | 2 | 0.15959
06:00 - 07:00 | 0.2 |  | 0.2 | 1 | 1 | [5 empty] | 0.2 |  |  |  |  | 13 | 3 | 0.51744 | 4 | 0.84093 | 2 | 0.18954 | 3 | 0.8483 | 4 | 0.84224 | 2 | 0.53182 | 2 | 0.35683 | 4 | 0.7098 | 2 | 0.44155 | 3 | 0.74268 | 2 | 0.61558 | 3 | 0.30438 | 1 | 0.015673
07:00 - 08:00 | 0.6 |  | 0.6 | 1 | 1 | [5 empty] | 0.4 |  |  |  |  | 14 | 2 | 0.2185 | 3 | 0.55352 | 1 | 0.038899 | 3 | 0.79354 | 5 | 0.98141 | 1 | 0.030685 | 4 | 0.99327 | 4 | 0.62133 | 4 | 0.83002 | 3 | 0.81181 | 2 | 0.67563 | 4 | 0.64107 | 4 | 0.64308
08:00 - 09:00 | 0.1 |  | 0.1 | 1 | 1 | [5 empty] | 0.4 |  |  |  |  | 15 | 4 | 0.9485 | 5 | 0.90519 | 5 | 0.98367 | 3 | 0.44313 | 2 | 0.14391 | 3 | 0.95134 | 1 | 0.084997 | 4 | 0.62001 | 4 | 0.83133 | 3 | 0.73747 | 1 | 0.35384 | 4 | 0.53514 | 5 | 0.84477
09:00 - 10:00 |  |  |  | 1 | 1 | [10 empty] | 16 | 1 | 0.021217 | 5 | 0.95531 | 5 | 0.96648 | 3 | 0.52299 | 3 | 0.41343 | 1 | 0.19869 | 4 | 0.98216 | 6 | 0.98971 | 2 | 0.3623 | 3 | 0.61576 | 2 | 0.4265 | 4 | 0.36095 | 5 | 0.87587
10:00 - 11:00 |  |  |  | 1 | 1 | [10 empty] | 17 | 3 | 0.43265 | 3 | 0.70709 | 2 | 0.084468 | 1 | 0.093816 | 3 | 0.70412 | 2 | 0.69492 | 4 | 0.90881 | 1 | 0.11776 | 1 | 0.046788 | 1 | 0.18628 | 2 | 0.56217 | 5 | 0.80125 | 2 | 0.28068
11:00 - 12:00 |  |  |  | 1 | 1 | [10 empty] | 18 | 1 | 0.093872 | 3 | 0.50344 | 3 | 0.27779 | 4 | 0.98431 | 3 | 0.32504 | 2 | 0.55518 | 3 | 0.70323 | 2 | 0.3584 | 1 | 0.1259 | 3 | 0.65825 | 2 | 0.43624 | 4 | 0.43748 | 6 | 0.96414
12:00 - 13:00 |  |  |  | 1 | 1 | [10 empty] | 19 | 3 | 0.88419 | 2 | 0.1318 | 4 | 0.80411 | 3 | 0.47328 | 2 | 0.069306 | 2 | 0.52121 | 4 | 0.75875 | 2 | 0.36476 | 4 | 0.83266 | 2 | 0.21517 | 2 | 0.56204 | 2 | 0.073807 | 2 | 0.29972
13:00 - 14:00 |  |  |  | 1 | 1 | [10 empty] | 20 | 2 | 0.13313 | 2 | 0.057223 | 1 | 0.0077286 | 3 | 0.53555 | 2 | 0.19526 | 2 | 0.61322 | 2 | 0.20803 | 6 | 0.9067 | 4 | 0.91157 | 2 | 0.58728 | 1 | 0.21736 | 4 | 0.40781 | 4 | 0.60988
14:00 - 15:00 |  |  |  | 1 | 1 | [10 empty] | 21 | 4 | 0.96201 | 5 | 0.93452 | 5 | 0.90558 | 3 | 0.82615 | 3 | 0.41134 | 3 | 0.89689 | 2 | 0.40088 | 2 | 0.25724 | 4 | 0.76925 | 1 | 0.19324 | 1 | 0.39534 | 3 | 0.34994 | 4 | 0.6192
15:00 - 16:00 |  |  |  | 1 | 1 | [10 empty] | 22 | 3 | 0.58868 | 2 | 0.070877 | 2 | 0.085016 | 3 | 0.60633 | 3 | 0.6217 | 1 | 0.010481 | 4 | 0.9533 | 3 | 0.51452 | 5 | 0.98788 | 2 | 0.35045 | 2 | 0.69192 | 3 | 0.17581 | 4 | 0.68648
16:00 - 17:00 |  |  |  | 1 | 1 | [10 empty] | 23 | 2 | 0.20575 | 3 | 0.47413 | 3 | 0.53528 | 3 | 0.31401 | 3 | 0.56319 | 2 | 0.43324 | 2 | 0.33661 | 1 | 0.048651 | 1 | 0.14466 | 2 | 0.44039 | 2 | 0.67716 | 5 | 0.91593 | 3 | 0.35581
17:00 - 18:00 | 0.05 | 0.05 | 0.05 | 1 | 1 | [10 empty] | 24 | 4 | 0.96086 | 2 | 0.20951 | 3 | 0.3739 | 3 | 0.58032 | 3 | 0.68647 | 1 | 0.1164 | 2 | 0.42946 | 2 | 0.26092 | 3 | 0.47638 | 3 | 0.85502 | 1 | 0.33266 | 4 | 0.43852 | 3 | 0.31573
18:00 - 19:00 | 0.2 | 0.2 | 0.2 | 1 | 1 | 1 |  |  | 0.2 |  |  |  | 0.05 | 0.1 |  | 25 | 4 | 0.98849 | 3 | 0.7415 | 3 | 0.72841 | 3 | 0.57525 | 2 | 0.14367 | 2 | 0.596 | 2 | 0.34917 | 6 | 0.97689 | 4 | 0.83133 | 3 | 0.85319 | 2 | 0.45577 | 4 | 0.46429 | 2 | 0.23596
19:00 - 20:00 | 0.5 | 0.5 | 0.5 | 1 | 1 | 1 |  |  | 0.2 | 0.2 | 1 | 1 | 0.1 | 0.2 |  | 26 | 3 | 0.31409 | 5 | 0.99503 | 3 | 0.65226 | 3 | 0.7868 | 3 | 0.27595 | 1 | 0.03176 | 2 | 0.29583 | 5 | 0.85889 | 2 | 0.29145 | 2 | 0.24138 | 1 | 0.20665 | 4 | 0.60572 | 4 | 0.66746
20:00 - 21:00 | 0.15 | 0.15 | 0.15 | 1 | 1 | 1 |  | 0.15 | 0.2 | 0.25 |  | 1 | 0.2 | 0.2 |  | 27 | 3 | 0.50046 | 2 | 0.14771 | 5 | 0.98773 | 3 | 0.59256 | 5 | 0.96375 | 3 | 0.73074 | 2 | 0.25308 | 1 | 0.1778 | 4 | 0.88719 | 2 | 0.54524 | 3 | 0.95212 | 5 | 0.85462 | 4 | 0.70258
21:00 - 22:00 | 0.1 | 0.1 | 0.1 | 1 | 1 | 1 | 0.3 | 0.3 | 0.2 | 0.25 | 0.4 | 1 | 0.35 | 0.3 |  | 28 | 2 | 0.28028 | 2 | 0.055283 | 4 | 0.79053 | 3 | 0.82302 | 4 | 0.87497 | 1 | 0.16032 | 4 | 0.84534 | 4 | 0.76987 | 2 | 0.3346 | 2 | 0.22004 | 2 | 0.75898 | 5 | 0.87325 | 1 | 0.094398
22:00 - 23:00 |  |  |  | 1 | 1 | 1 | 0.4 | 0.3 | 0.1 | 0.25 | 0.5 | 1 | 0.25 | 0.15 |  | 29 | 3 | 0.63844 | 3 | 0.464 | 1 | 0.01632 | 3 | 0.59167 | 3 | 0.48099 | 1 | 0.059603 | 1 | 0.1348 | 1 | 0.17226 | 3 | 0.47641 | 1 | 0.1909 | 3 | 0.91556 | 3 | 0.23017 | 1 | 0.084538
23:00 - 24:00 |  |  |  | 1 | 1 | 1 | 0.3 | 0.25 | 0.1 | 0.05 | 0.1 | 1 | 0.05 | 0.05 |  | 30 | 2 | 0.10634 | 3 | 0.45506 | 3 | 0.52782 | 3 | 0.61192 | 4 | 0.81843 | 1 | 0.28222 | 3 | 0.60194 | 4 | 0.60678 | 2 | 0.28463 | 2 | 0.23844 | 2 | 0.73187 | 5 | 0.81291 | 4 | 0.6511
[16 empty] | 31 | 3 | 0.40283 | 1 | 0.031754 | 3 | 0.46154 | 3 | 0.84839 | 4 | 0.88853 | 3 | 0.78451 | 3 | 0.56159 | 6 | 0.96985 | 2 | 0.3325 | 2 | 0.31981 | 2 | 0.81433 | 4 | 0.68307 | 4 | 0.58081
[16 empty] | 32 | 3 | 0.69378 | 5 | 0.94473 | 4 | 0.7653 | 3 | 0.76596 | 5 | 0.961 | 2 | 0.59566 | 3 | 0.45033 | 3 | 0.45079 | 4 | 0.84938 | 3 | 0.66008 | 1 | 0.373 | 4 | 0.373 | 4 | 0.65636
Usage Pattern and Randomised Number of Occurrence | [15 empty] | 33 | 3 | 0.6077 | 4 | 0.86847 | 3 | 0.36286 | 3 | 0.39841 | 2 | 0.09014 | 3 | 0.715 | 3 | 0.63505 | 4 | 0.70246 | 1 | 0.11837 | 3 | 0.97628 | 2 | 0.54462 | 3 | 0.34518 | 3 | 0.34471
[16 empty] | 34 | 1 | 0.037067 | 3 | 0.52361 | 4 | 0.76034 | 2 | 0.29424 | 2 | 0.061968 | 1 | 0.23041 | 3 | 0.47833 | 1 | 0.16406 | 3 | 0.45054 | 3 | 0.77321 | 2 | 0.43944 | 4 | 0.54644 | 3 | 0.30995
TIME | Hob | Oven | Microwave | Refrigerator | Freezer | Television | Video | Dishwasher | Washing | Tumble Drier | Kettle | Computers | Iron | Miscellaneous |  | 35 | 1 | 0.01271 | 3 | 0.61486 | 3 | 0.2894 | 3 | 0.419 | 5 | 0.98991 | 2 | 0.642 | 3 | 0.72995 | 2 | 0.24818 | 2 | 0.43282 | 2 | 0.47656 | 1 | 0.20638 | 6 | 0.97551 | 4 | 0.65963
|  |  | Oven |  |  |  | Recorder |  | Mashine | [6 empty] | 36 | 3 | 0.73091 | 2 | 0.069131 | 2 | 0.19642 | 3 | 0.41718 | 5 | 0.91677 | 2 | 0.65467 | 2 | 0.17465 | 3 | 0.50946 | 2 | 0.20845 | 2 | 0.27127 | 2 | 0.75847 | 4 | 0.6475 | 4 | 0.78731
00:00 - 01:00 |  |  |  | 234 | 234 | [10 empty] | 37 | 2 | 0.12647 | 3 | 0.27854 | 1 | 0.045448 | 3 | 0.60204 | 4 | 0.79093 | 1 | 0.023061 | 2 | 0.38507 | 4 | 0.7434 | 4 | 0.80382 | 2 | 0.229 | 3 | 0.97207 | 4 | 0.64745 | 5 | 0.87075
01:00 - 02:00 |  |  |  | 234 | 234 | [10 empty] | 38 | 3 | 0.85173 | 1 | 0.018035 | 3 | 0.34697 | 3 | 0.6373 | 1 | 0.03371 | 2 | 0.43119 | 1 | 0.026751 | 2 | 0.26197 | 1 | 0.021391 | 2 | 0.20367 | 2 | 0.65924 | 4 | 0.5368 | 6 | 0.99262
02:00 - 03:00 |  |  |  | 234 | 234 | [10 empty] | 39 | 3 | 0.66339 | 3 | 0.42708 | 2 | 0.24661 | 3 | 0.83777 | 4 | 0.77092 | 2 | 0.42763 | 4 | 0.86884 | 2 | 0.37694 | 2 | 0.27124 | 2 | 0.21436 | 3 | 0.96296 | 5 | 0.71381 | 4 | 0.74237
03:00 - 04:00 |  |  |  | 234 | 234 | [10 empty] | 40 | 2 | 0.2811 | 3 | 0.29129 | 4 | 0.82383 | 3 | 0.82397 | 3 | 0.30314 | 3 | 0.92351 | 3 | 0.52238 | 2 | 0.32486 | 2 | 0.21416 | 3 | 0.78427 | 2 | 0.73542 | 5 | 0.92864 | 6 | 0.99554
04:00 - 05:00 |  |  |  | 234 | 234 | [10 empty] | 41 | 3 | 0.6732 | 2 | 0.24736 | 3 | 0.62522 | 2 | 0.24594 | 3 | 0.70756 | 1 | 0.24094 | 3 | 0.67944 | 5 | 0.85556 | 5 | 0.97603 | 2 | 0.46865 | 3 | 0.94359 | 5 | 0.89278 | 3 | 0.44154
05:00 - 06:00 | 26 |  | 14.043 | 234 | 234 | [10 empty] | 42 | 2 | 0.21874 | 3 | 0.48695 | 3 | 0.51862 | 3 | 0.64299 | 2 | 0.07687 | 3 | 0.92343 | 3 | 0.49726 | 4 | 0.78677 | 4 | 0.80676 | 2 | 0.44965 | 1 | 0.031722 | 5 | 0.89448 | 5 | 0.8045
06:00 - 07:00 | 62 |  | 39.9117 | 234 | 234 | [5 empty] | 46 |  |  |  |  | 43 | 2 | 0.14284 | 3 | 0.37113 | 3 | 0.46674 | 3 | 0.54067 | 3 | 0.35398 | 3 | 0.86978 | 3 | 0.59665 | 2 | 0.38116 | 3 | 0.53437 | 2 | 0.24362 | 1 | 0.092272 | 4 | 0.59214 | 5 | 0.93184
07:00 - 08:00 | 122 |  | 104.2139 | 234 | 234 | [5 empty] | 97 |  |  |  |  | 44 | 2 | 0.24217 | 2 | 0.24882 | 3 | 0.44412 | 4 | 0.95666 | 3 | 0.57111 | 2 | 0.55568 | 3 | 0.7439 | 2 | 0.36904 | 3 | 0.64725 | 3 | 0.70779 | 2 | 0.51701 | 2 | 0.056902 | 5 | 0.91689
08:00 - 09:00 | 24 |  | 14.7821 | 234 | 234 | [5 empty] | 91 |  |  |  |  | 45 | 3 | 0.7465 | 3 | 0.4619 | 2 | 0.063174 | 3 | 0.6657 | 1 | 0.049566 | 2 | 0.34862 | 3 | 0.70679 | 4 | 0.76909 | 4 | 0.8379 | 1 | 0.011213 | 3 | 0.97446 | 4 | 0.56302 | 2 | 0.12817
09:00 - 10:00 |  |  |  | 234 | 234 | [10 empty] | 46 | 3 | 0.81477 | 3 | 0.35955 | 1 | 0.017229 | 3 | 0.87973 | 2 | 0.22619 | 2 | 0.53087 | 1 | 0.057361 | 2 | 0.36191 | 2 | 0.29811 | 2 | 0.25769 | 2 | 0.40809 | 5 | 0.82885 | 3 | 0.48227
10:00 - 11:00 |  |  |  | 234 | 234 | [10 empty] | 47 | 3 | 0.87446 | 3 | 0.36827 | 2 | 0.2192 | 4 | 0.92995 | 3 | 0.37129 | 1 | 0.27935 | 1 | 0.017625 | 2 | 0.21115 | 4 | 0.89165 | 2 | 0.20505 | 3 | 0.93677 | 5 | 0.75133 | 2 | 0.25571
11:00 - 12:00 |  |  |  | 234 | 234 | [10 empty] | 48 | 3 | 0.67047 | 3 | 0.60167 | 5 | 0.99595 | 2 | 0.20593 | 4 | 0.82539 | 1 | 0.11812 | 2 | 0.44446 | 2 | 0.39862 | 4 | 0.83365 | 2 | 0.24294 | 2 | 0.57585 | 4 | 0.47705 | 3 | 0.37216
12:00 - 13:00 |  |  |  | 234 | 234 | [10 empty] | 49 | 3 | 0.88145 | 3 | 0.67297 | 2 | 0.089887 | 3 | 0.84673 | 3 | 0.55816 | 2 | 0.50411 | 3 | 0.52933 | 1 | 0.034524 | 4 | 0.82424 | 2 | 0.507 | 1 | 0.23591 | 4 | 0.42464 | 3 | 0.48552
13:00 - 14:00 |  |  |  | 234 | 234 | [10 empty] | 50 | 3 | 0.74871 | 3 | 0.74729 | 5 | 0.99964 | 2 | 0.15215 | 3 | 0.59875 | 3 | 0.94746 | 3 | 0.62638 | 5 | 0.88819 | 1 | 0.061696 | 3 | 0.91979 | 2 | 0.72298 | 3 | 0.26523 | 2 | 0.13686
14:00 - 15:00 |  |  |  | 234 | 234 | [10 empty] | 51 | 2 | 0.21444 | 3 | 0.59823 | 2 | 0.17207 | 2 | 0.22583 | 4 | 0.82965 | 1 | 0.048447 | 2 | 0.19977 | 2 | 0.338 | 1 | 0.029205 | 3 | 0.67673 | 2 | 0.67516 | 3 | 0.27016 | 3 | 0.42032
15:00 - 16:00 |  |  |  | 234 | 234 | [10 empty] | 52 | 1 | 0.077594 | 3 | 0.34682 | 3 | 0.30616 | 3 | 0.55918 | 5 | 0.92127 | 1 | 0.065603 | 2 | 0.32314 | 2 | 0.32996 | 1 | 0.15204 | 3 | 0.85984 | 1 | 0.36733 | 6 | 0.95325 | 3 | 0.48108
16:00 - 17:00 |  |  |  | 234 | 234 | [10 empty] | 53 | 3 | 0.5314 | 3 | 0.51073 | 3 | 0.47218 | 2 | 0.25635 | 3 | 0.25209 | 3 | 0.90468 | 1 | 0.11258 | 2 | 0.31878 | 4 | 0.75571 | 3 | 0.64533 | 2 | 0.77285 | 5 | 0.86669 | 3 | 0.32341
17:00 - 18:00 | 12 | 15 | 10.3475 | 234 | 234 | [10 empty] | 54 | 1 | 0.064585 | 4 | 0.78852 | 3 | 0.69394 | 3 | 0.36854 | 3 | 0.608 | 2 | 0.59703 | 3 | 0.62794 | 2 | 0.25836 | 5 | 0.99675 | 2 | 0.32004 | 2 | 0.76882 | 5 | 0.9434 | 2 | 0.25275
18:00 - 19:00 | 38 | 59 | 41.3899 | 234 | 234 | 234 |  |  | 40 |  |  |  | 9 | 25 |  | 55 | 4 | 0.92068 | 2 | 0.2362 | 4 | 0.87015 | 2 | 0.10201 | 5 | 0.90853 | 3 | 0.70419 | 1 | 0.096998 | 2 | 0.34644 | 3 | 0.66632 | 1 | 0.075007 | 1 | 0.027043 | 4 | 0.50167 | 1 | 0.074361
19:00 - 20:00 | 124 | 103 | 81.3016 | 234 | 234 | 234 |  |  | 54 | 22.0233 | 234 | 186.9737 | 16 | 49 |  | 56 | 1 | 0.0080464 | 3 | 0.36451 | 2 | 0.093322 | 3 | 0.87977 | 4 | 0.79534 | 2 | 0.66117 | 4 | 0.92144 | 3 | 0.57011 | 2 | 0.39469 | 2 | 0.58174 | 2 | 0.72366 | 4 | 0.63964 | 6 | 0.96005
20:00 - 21:00 | 39 | 37 | 26.6078 | 234 | 234 | 234 |  | 5.2736 | 36 | 26.9174 |  | 186.9737 | 49 | 49 |  | 57 | 4 | 0.95264 | 3 | 0.25728 | 2 | 0.094169 | 3 | 0.85214 | 4 | 0.89019 | 2 | 0.66438 | 1 | 0.098892 | 3 | 0.52783 | 1 | 0.078512 | 2 | 0.33873 | 2 | 0.40935 | 5 | 0.74907 | 3 | 0.31484
21:00 - 22:00 | 21 | 20 | 13.3039 | 234 | 234 | 234 | 51.6874 | 11.0267 | 45 | 30.3433 | 91 | 186.9737 | 96 | 69 |  | 58 | 4 | 0.97107 | 3 | 0.66977 | 3 | 0.72396 | 3 | 0.8774 | 5 | 0.9498 | 2 | 0.68457 | 3 | 0.48651 | 2 | 0.33216 | 2 | 0.35288 | 1 | 0.0019958 | 1 | 0.13329 | 4 | 0.69005 | 4 | 0.58577
22:00 - 23:00 |  |  |  | 234 | 234 | 234 | 77.9057 | 12.3051 | 32 | 31.3221 | 110 | 186.9737 | 52 | 32 |  | 59 | 2 | 0.21318 | 3 | 0.42561 | 3 | 0.40176 | 3 | 0.61944 | 2 | 0.19891 | 1 | 0.26976 | 3 | 0.5514 | 6 | 0.96807 | 1 | 0.11937 | 1 | 0.12939 | 2 | 0.53015 | 4 | 0.56939 | 4 | 0.56247
23:00 - 24:00 |  |  |  | 234 | 234 | 234 | 45.6947 | 8.7894 | 27 | 3.9153 | 33 | 186.9737 | 12 | 10 |  | 60 | 3 | 0.89194 | 3 | 0.51301 | 2 | 0.11641 | 3 | 0.32327 | 4 | 0.77895 | 2 | 0.68917 | 2 | 0.21622 | 4 | 0.78014 | 4 | 0.74892 | 2 | 0.46085 | 3 | 0.91632 | 5 | 0.88017 | 2 | 0.14384
[16 empty] | 61 | 3 | 0.37677 | 3 | 0.37553 | 2 | 0.051843 | 2 | 0.21771 | 2 | 0.16064 | 2 | 0.53732 | 3 | 0.52386 | 1 | 0.18701 | 4 | 0.93718 | 2 | 0.3443 | 2 | 0.79149 | 4 | 0.63463 | 4 | 0.65507
[16 empty] | 62 | 3 | 0.34297 | 3 | 0.73507 | 2 | 0.097421 | 3 | 0.55252 | 3 | 0.37286 | 2 | 0.49046 | 2 | 0.41498 | 3 | 0.44849 | 3 | 0.60103 | 1 | 0.19075 | 3 | 0.99426 | 6 | 0.9771 | 3 | 0.37145
Hourly Consumption (kWh) | [15 empty] | 63 | 1 | 0.079667 | 3 | 0.60065 | 4 | 0.79155 | 3 | 0.70541 | 2 | 0.15021 | 3 | 0.9502 | 1 | 0.12942 | 6 | 0.90624 | 1 | 0.15772 | 2 | 0.4257 | 1 | 0.11353 | 2 | 0.056958 | 3 | 0.45895
[16 empty] | 64 | 3 | 0.53173 | 4 | 0.77406 | 4 | 0.77114 | 1 | 0.040817 | 2 | 0.1359 | 3 | 0.88278 | 2 | 0.16893 | 2 | 0.22738 | 4 | 0.75443 | 2 | 0.33795 | 3 | 0.91833 | 5 | 0.88988 | 1 | 0.086934
TIME | Hob | Oven | Microwave | Refrigerator | Freezer | Television | Video | Dishwasher | Washing | Tumble Drier | Kettle | Computers | Iron | Miscellaneous | Total | 65 | 2 | 0.17602 | 3 | 0.70693 | 5 | 0.91206 | 3 | 0.58695 | 1 | 0.04117 | 2 | 0.42741 | 3 | 0.59434 | 4 | 0.74329 | 1 | 0.15688 | 1 | 0.17616 | 3 | 0.9394 | 4 | 0.5087 | 2 | 0.19933
|  |  | Oven |  |  |  | Recorder |  | Mashine | [6 empty] | 66 | 3 | 0.86086 | 2 | 0.16431 | 2 | 0.24475 | 3 | 0.80912 | 4 | 0.83657 | 2 | 0.32954 | 2 | 0.34473 | 2 | 0.23408 | 3 | 0.67702 | 2 | 0.26265 | 2 | 0.48083 | 2 | 0.11668 | 3 | 0.47743
Hourly consumption | 0.195 | 0.22 | 0.035 | 0.01375 | 0.022917 | 0.045 | 0.03 | 0.48 | 0.2 | 0.28 | 0.093333 | 0.06 | 0.09 | 0.37 |  | 67 | 1 | 0.013415 | 3 | 0.72228 | 3 | 0.59204 | 3 | 0.59216 | 4 | 0.85929 | 3 | 0.85437 | 4 | 0.79456 | 2 | 0.29143 | 1 | 0.15252 | 2 | 0.4401 | 2 | 0.83855 | 1 | 0.014138 | 1 | 0.097796
(kWh)
00:00 - 01:00 | 0 | 0 | 0 | 3.2175 | 5.3625 | 0 | 0 | 0 | 0 | 0 | 0 | 0 | 0 | 0 | 8.58 | 68 | 2 | 0.18063 | 4 | 0.81596 | 3 | 0.65267 | 2 | 0.19591 | 2 | 0.17572 | 3 | 0.86242 | 3 | 0.74669 | 3 | 0.51873 | 4 | 0.80172 | 1 | 0.18493 | 1 | 0.3554 | 5 | 0.73722 | 5 | 0.87811
01:00 - 02:00 | 0 | 0 | 0 | 3.2175 | 5.3625 | 0 | 0 | 0 | 0 | 0 | 0 | 0 | 0 | 0 | 8.58 | 69 | 3 | 0.78697 | 4 | 0.86379 | 1 | 0.016786 | 3 | 0.81429 | 3 | 0.62206 | 2 | 0.40157 | 2 | 0.18901 | 1 | 0.15763 | 4 | 0.84088 | 2 | 0.35006 | 1 | 0.038572 | 4 | 0.60463 | 4 | 0.78952
02:00 - 03:00 | 0 | 0 | 0 | 3.2175 | 5.3625 | 0 | 0 | 0 | 0 | 0 | 0 | 0 | 0 | 0 | 8.58 | 70 | 2 | 0.24227 | 3 | 0.41515 | 3 | 0.33832 | 3 | 0.84973 | 5 | 0.95965 | 2 | 0.50858 | 3 | 0.69472 | 3 | 0.4666 | 3 | 0.58552 | 2 | 0.24664 | 1 | 0.32193 | 3 | 0.22781 | 4 | 0.57683
03:00 - 04:00 | 0 | 0 | 0 | 3.2175 | 5.3625 | 0 | 0 | 0 | 0 | 0 | 0 | 0 | 0 | 0 | 8.58 | 71 | 3 | 0.67119 | 3 | 0.58596 | 4 | 0.8675 | 2 | 0.25814 | 4 | 0.79876 | 2 | 0.59681 | 2 | 0.2602 | 1 | 0.10566 | 5 | 0.96838 | 2 | 0.55761 | 2 | 0.84392 | 4 | 0.6931 | 4 | 0.71652
04:00 - 05:00 | 0 | 0 | 0 | 3.2175 | 5.3625 | 0 | 0 | 0 | 0 | 0 | 0 | 0 | 0 | 0 | 8.58 | 72 | 3 | 0.8198 | 5 | 0.96568 | 3 | 0.64562 | 3 | 0.31819 | 3 | 0.25776 | 2 | 0.41515 | 4 | 0.89718 | 2 | 0.29019 | 2 | 0.30187 | 2 | 0.24268 | 2 | 0.5635 | 5 | 0.86987 | 2 | 0.10396
05:00 - 06:00 | 5.07 | 0 | 0.49151 | 3.2175 | 5.3625 | 0 | 0 | 0 | 0 | 0 | 0 | 0 | 0 | 0 | 14.1415 | 73 | 4 | 0.96989 | 2 | 0.14127 | 3 | 0.64226 | 3 | 0.66284 | 3 | 0.30595 | 3 | 0.96438 | 2 | 0.16546 | 5 | 0.8391 | 1 | 0.13092 | 2 | 0.39901 | 1 | 0.37963 | 4 | 0.54114 | 4 | 0.72404
06:00 - 07:00 | 12.09 | 0 | 1.3969 | 3.2175 | 5.3625 | 0 | 0 | 0 | 0 | 0 | 4.2933 | 0 | 0 | 0 | 26.3602 | 74 | 2 | 0.2503 | 4 | 0.78385 | 3 | 0.52587 | 3 | 0.31642 | 2 | 0.20887 | 1 | 0.16198 | 1 | 0.010856 | 2 | 0.39747 | 3 | 0.53197 | 2 | 0.48317 | 1 | 0.010085 | 4 | 0.59231 | 5 | 0.90416
07:00 - 08:00 | 23.79 | 0 | 3.6475 | 3.2175 | 5.3625 | 0 | 0 | 0 | 0 | 0 | 9.0533 | 0 | 0 | 0 | 45.0708 | 75 | 1 | 0.06676 | 3 | 0.45917 | 3 | 0.54314 | 2 | 0.21464 | 3 | 0.72491 | 1 | 0.039782 | 3 | 0.49751 | 2 | 0.28881 | 1 | 0.036962 | 2 | 0.40123 | 2 | 0.51075 | 4 | 0.47914 | 5 | 0.93691
08:00 - 09:00 | 4.68 | 0 | 0.51737 | 3.2175 | 5.3625 | 0 | 0 | 0 | 0 | 0 | 8.4933 | 0 | 0 | 0 | 22.2707 | 76 | 3 | 0.76255 | 4 | 0.84277 | 2 | 0.18954 | 3 | 0.70562 | 5 | 0.93537 | 1 | 0.24683 | 4 | 0.98291 | 2 | 0.37335 | 3 | 0.45646 | 3 | 0.67942 | 2 | 0.69971 | 1 | 0.0089059 | 1 | 0.068409
09:00 - 10:00 | 0 | 0 | 0 | 3.2175 | 5.3625 | 0 | 0 | 0 | 0 | 0 | 0 | 0 | 0 | 0 | 8.58 | 77 | 3 | 0.63964 | 2 | 0.10181 | 2 | 0.20787 | 4 | 0.92479 | 2 | 0.11647 | 1 | 0.20866 | 4 | 0.75131 | 6 | 0.92103 | 3 | 0.48714 | 1 | 0.021763 | 2 | 0.57366 | 4 | 0.52347 | 1 | 0.06264
10:00 - 11:00 | 0 | 0 | 0 | 3.2175 | 5.3625 | 0 | 0 | 0 | 0 | 0 | 0 | 0 | 0 | 0 | 8.58 | 78 | 3 | 0.31848 | 4 | 0.79199 | 2 | 0.24324 | 3 | 0.67022 | 4 | 0.75573 | 2 | 0.59827 | 3 | 0.69118 | 2 | 0.38888 | 4 | 0.83989 | 2 | 0.42584 | 3 | 0.9328 | 4 | 0.36213 | 4 | 0.55936
11:00 - 12:00 | 0 | 0 | 0 | 3.2175 | 5.3625 | 0 | 0 | 0 | 0 | 0 | 0 | 0 | 0 | 0 | 8.58 | 79 | 3 | 0.63506 | 2 | 0.16369 | 3 | 0.566 | 3 | 0.51489 | 3 | 0.74691 | 2 | 0.36353 | 1 | 0.040267 | 1 | 0.051333 | 3 | 0.60243 | 2 | 0.59197 | 2 | 0.74764 | 5 | 0.7242 | 2 | 0.21684
12:00 - 13:00 | 0 | 0 | 0 | 3.2175 | 5.3625 | 0 | 0 | 0 | 0 | 0 | 0 | 0 | 0 | 0 | 8.58 | 80 | 4 | 0.99658 | 5 | 0.93279 | 2 | 0.19279 | 3 | 0.49446 | 3 | 0.58469 | 2 | 0.59311 | 4 | 0.8939 | 3 | 0.55691 | 4 | 0.94411 | 1 | 0.11835 | 2 | 0.47382 | 5 | 0.84771 | 4 | 0.50812
13:00 - 14:00 | 0 | 0 | 0 | 3.2175 | 5.3625 | 0 | 0 | 0 | 0 | 0 | 0 | 0 | 0 | 0 | 8.58 | 81 | 3 | 0.80966 | 1 | 0.041502 | 2 | 0.09276 | 3 | 0.44283 | 3 | 0.39839 | 2 | 0.6514 | 4 | 0.91284 | 6 | 0.99821 | 1 | 0.183 | 2 | 0.29973 | 2 | 0.78164 | 4 | 0.43249 | 5 | 0.81346
14:00 - 15:00 | 0 | 0 | 0 | 3.2175 | 5.3625 | 0 | 0 | 0 | 0 | 0 | 0 | 0 | 0 | 0 | 8.58 | 82 | 3 | 0.60513 | 3 | 0.43785 | 2 | 0.1966 | 3 | 0.49507 | 3 | 0.6849 | 2 | 0.36849 | 4 | 0.83438 | 5 | 0.88383 | 2 | 0.28147 | 2 | 0.45287 | 1 | 0.23848 | 4 | 0.59853 | 4 | 0.72002
15:00 - 16:00 | 0 | 0 | 0 | 3.2175 | 5.3625 | 0 | 0 | 0 | 0 | 0 | 0 | 0 | 0 | 0 | 8.58 | 83 | 3 | 0.80261 | 1 | 0.031265 | 3 | 0.56206 | 3 | 0.76062 | 1 | 0.04319 | 1 | 0.040348 | 2 | 0.4051 | 1 | 0.11573 | 1 | 0.056908 | 3 | 0.84697 | 2 | 0.88463 | 3 | 0.18599 | 3 | 0.44188
16:00 - 17:00 | 0 | 0 | 0 | 3.2175 | 5.3625 | 0 | 0 | 0 | 0 | 0 | 0 | 0 | 0 | 0 | 8.58 | 84 | 2 | 0.24608 | 3 | 0.59302 | 2 | 0.1532 | 2 | 0.20484 | 3 | 0.49705 | 1 | 0.17143 | 2 | 0.24479 | 3 | 0.57675 | 3 | 0.69545 | 1 | 0.11216 | 1 | 0.16149 | 4 | 0.36075 | 2 | 0.10198
17:00 - 18:00 | 2.34 | 3.3 | 0.36216 | 3.2175 | 5.3625 | 0 | 0 | 0 | 0 | 0 | 0 | 0 | 0 | 0 | 14.5822 | 85 | 3 | 0.87003 | 3 | 0.63141 | 3 | 0.29489 | 4 | 0.96667 | 3 | 0.66023 | 2 | 0.37214 | 4 | 0.77033 | 4 | 0.61789 | 2 | 0.43469 | 3 | 0.98267 | 2 | 0.7693 | 4 | 0.43398 | 1 | 0.075773
18:00 - 19:00 | 7.41 | 12.98 | 1.4486 | 3.2175 | 5.3625 | 10.53 | 0 | 0 | 8 | 0 | 0 | 0 | 0.81 | 9.25 | 59.0086 | 86 | 3 | 0.51288 | 3 | 0.49747 | 2 | 0.21824 | 3 | 0.83309 | 3 | 0.69518 | 1 | 0.16068 | 3 | 0.53097 | 5 | 0.83536 | 3 | 0.64011 | 2 | 0.54038 | 2 | 0.68526 | 4 | 0.42313 | 4 | 0.62697
19:00 - 20:00 | 24.18 | 22.66 | 2.8456 | 3.2175 | 5.3625 | 10.53 | 0 | 0 | 10.8 | 6.1665 | 21.84 | 11.2184 | 1.44 | 18.13 | 138.3905 | 87 | 3 | 0.38391 | 3 | 0.7409 | 4 | 0.8115 | 3 | 0.74972 | 3 | 0.64552 | 2 | 0.63133 | 3 | 0.54569 | 5 | 0.88606 | 2 | 0.28897 | 2 | 0.29176 | 1 | 0.26855 | 5 | 0.70729 | 6 | 0.99967
20:00 - 21:00 | 7.605 | 8.14 | 0.93127 | 3.2175 | 5.3625 | 10.53 | 0 | 2.5313 | 7.2 | 7.5369 | 0 | 11.2184 | 4.41 | 18.13 | 86.8129 | 88 | 3 | 0.32871 | 3 | 0.49375 | 3 | 0.3127 | 4 | 0.94264 | 1 | 0.0020937 | 3 | 0.96347 | 4 | 0.76784 | 5 | 0.84637 | 1 | 0.026848 | 1 | 0.13884 | 1 | 0.14108 | 4 | 0.4991 | 3 | 0.37996
21:00 - 22:00 | 4.095 | 4.4 | 0.46564 | 3.2175 | 5.3625 | 10.53 | 1.5506 | 5.2928 | 9 | 8.4961 | 8.4933 | 11.2184 | 8.64 | 25.53 | 106.2919 | 89 | 2 | 0.10381 | 4 | 0.79005 | 3 | 0.4403 | 2 | 0.22624 | 3 | 0.48996 | 2 | 0.40511 | 1 | 0.12176 | 5 | 0.80856 | 3 | 0.60708 | 3 | 0.80861 | 1 | 0.23118 | 5 | 0.75021 | 2 | 0.10552
22:00 - 23:00 | 0 | 0 | 0 | 3.2175 | 5.3625 | 10.53 | 2.3372 | 5.9065 | 6.4 | 8.7702 | 10.2667 | 11.2184 | 4.68 | 11.84 | 80.5289 | 90 | 4 | 0.98185 | 3 | 0.71715 | 3 | 0.53208 | 1 | 0.049443 | 5 | 0.93747 | 1 | 0.010979 | 2 | 0.22863 | 3 | 0.48101 | 3 | 0.67871 | 2 | 0.52766 | 1 | 0.39303 | 3 | 0.18172 | 3 | 0.43384
23:00 - 24:00 | 0 | 0 | 0 | 3.2175 | 5.3625 | 10.53 | 1.3708 | 4.2189 | 5.4 | 1.0963 | 3.08 | 11.2184 | 1.08 | 3.7 | 50.2744 | 91 | 2 | 0.12724 | 4 | 0.83557 | 3 | 0.4557 | 3 | 0.73094 | 2 | 0.19536 | 3 | 0.72762 | 2 | 0.17884 | 3 | 0.48065 | 3 | 0.60745 | 2 | 0.51491 | 1 | 0.22198 | 4 | 0.64098 | 4 | 0.79068
[16 empty] | 92 | 3 | 0.7624 | 3 | 0.74483 | 3 | 0.43263 | 1 | 0.011887 | 3 | 0.73344 | 2 | 0.4436 | 2 | 0.4061 | 6 | 0.9507 | 2 | 0.30854 | 1 | 0.042402 | 1 | 0.0030204 | 3 | 0.33037 | 4 | 0.58169
[16 empty] | 93 | 3 | 0.33369 | 1 | 0.046505 | 3 | 0.35472 | 1 | 0.039979 | 4 | 0.76737 | 3 | 0.87617 | 3 | 0.45297 | 1 | 0.034442 | 4 | 0.73573 | 3 | 0.77975 | 1 | 0.3408 | 3 | 0.29201 | 4 | 0.68734
Electricity Profile without lighting | [15 empty] | 94 | 1 | 0.065671 | 3 | 0.32305 | 2 | 0.22629 | 3 | 0.75927 | 2 | 0.073314 | 2 | 0.32813 | 2 | 0.25946 | 2 | 0.32121 | 3 | 0.54545 | 3 | 0.77511 | 1 | 0.34636 | 5 | 0.87208 | 2 | 0.24647
[16 empty] | 95 | 2 | 0.26798 | 3 | 0.32845 | 3 | 0.58855 | 3 | 0.49729 | 3 | 0.6559 | 3 | 0.74815 | 2 | 0.25607 | 4 | 0.67546 | 2 | 0.39968 | 3 | 0.76696 | 2 | 0.72607 | 5 | 0.84494 | 4 | 0.50234
[11 empty] | Total per day for 234 households |  |  | 755.2727 | kWh | 96 | 3 | 0.6665 | 3 | 0.39614 | 2 | 0.14341 | 3 | 0.38403 | 3 | 0.51924 | 2 | 0.5314 | 3 | 0.5666 | 6 | 0.94347 | 2 | 0.34987 | 2 | 0.46903 | 1 | 0.22984 | 3 | 0.33388 | 3 | 0.371
[11 empty] | Total per day per household |  |  | 3.2277 | kWh | 97 | 4 | 0.98752 | 4 | 0.77332 | 3 | 0.40275 | 3 | 0.61898 | 2 | 0.18253 | 3 | 0.75748 | 3 | 0.61429 | 4 | 0.64628 | 4 | 0.90009 | 2 | 0.26326 | 2 | 0.80865 | 4 | 0.49908 | 5 | 0.83201
[11 empty] | Annual per household |  |  | 1178.0964 | kWh | 98 | 3 | 0.67032 | 5 | 0.93157 | 2 | 0.10561 | 2 | 0.29615 | 2 | 0.13325 | 2 | 0.32851 | 3 | 0.58207 | 3 | 0.5475 | 3 | 0.68448 | 1 | 0.17573 | 1 | 0.16485 | 4 | 0.68896 | 4 | 0.77909
[11 empty] | Annual total for 234 household |  |  | 275674.5525 | kWh | 99 | 3 | 0.8073 | 5 | 0.90725 | 2 | 0.10416 | 3 | 0.5685 | 5 | 0.99912 | 1 | 0.14364 | 2 | 0.18338 | 5 | 0.80185 | 2 | 0.21481 | 1 | 0.13219 | 3 | 0.98166 | 4 | 0.54339 | 4 | 0.79118
[16 empty] | 100 | 3 | 0.4943 | 3 | 0.67483 | 2 | 0.097676 | 3 | 0.40283 | 3 | 0.45737 | 2 | 0.41872 | 2 | 0.15173 | 4 | 0.60878 | 1 | 0.17481 | 3 | 0.89393 | 2 | 0.76878 | 4 | 0.37822 | 2 | 0.29933
[16 empty] | 101 | 3 | 0.53243 | 3 | 0.2588 | 3 | 0.68173 | 4 | 0.99559 | 2 | 0.12621 | 2 | 0.55446 | 3 | 0.63683 | 4 | 0.7058 | 1 | 0.006709 | 2 | 0.48308 | 1 | 0.39522 | 5 | 0.84248 | 3 | 0.46848
[16 empty] | 102 | 3 | 0.78132 | 3 | 0.26203 | 4 | 0.88308 | 1 | 0.061413 | 3 | 0.68914 | 1 | 0.040241 | 1 | 0.061081 | 3 | 0.58606 | 4 | 0.76482 | 3 | 0.93929 | 2 | 0.62357 | 4 | 0.38425 | 4 | 0.52493
[16 empty] | 103 | 1 | 0.022836 | 2 | 0.12218 | 2 | 0.22322 | 3 | 0.61526 | 2 | 0.08356 | 1 | 0.28128 | 2 | 0.32913 | 6 | 0.97198 | 2 | 0.24257 | 1 | 0.17978 | 2 | 0.54145 | 5 | 0.84881 | 2 | 0.26891
[16 empty] | 104 | 3 | 0.55832 | 2 | 0.16089 | 2 | 0.069303 | 2 | 0.28827 | 3 | 0.56799 | 1 | 0.098657 | 4 | 0.95696 | 1 | 0.16956 | 2 | 0.3271 | 3 | 0.90598 | 2 | 0.64607 | 3 | 0.28449 | 3 | 0.47762
[16 empty] | 105 | 1 | 0.033654 | 2 | 0.077116 | 4 | 0.86357 | 3 | 0.36929 | 2 | 0.076635 | 3 | 0.82095 | 3 | 0.71105 | 5 | 0.80691 | 1 | 0.069426 | 3 | 0.90492 | 2 | 0.8441 | 4 | 0.50243 | 5 | 0.94085
[16 empty] | 106 | 3 | 0.73689 | 3 | 0.3006 | 4 | 0.89682 | 2 | 0.19814 | 3 | 0.48607 | 1 | 0.070471 | 4 | 0.94376 | 5 | 0.86065 | 2 | 0.42866 | 2 | 0.53969 | 2 | 0.63505 | 5 | 0.79643 | 4 | 0.69753
[16 empty] | 107 | 2 | 0.16979 | 4 | 0.80302 | 2 | 0.050586 | 4 | 0.92556 | 2 | 0.1295 | 1 | 0.16724 | 3 | 0.50871 | 3 | 0.40393 | 5 | 0.95414 | 2 | 0.35935 | 3 | 0.9307 | 4 | 0.41634 | 5 | 0.85101
[16 empty] | 108 | 3 | 0.75621 | 3 | 0.55607 | 3 | 0.43187 | 3 | 0.77889 | 3 | 0.55192 | 2 | 0.35178 | 3 | 0.69867 | 1 | 0.063324 | 3 | 0.64836 | 1 | 0.06533 | 1 | 0.036311 | 4 | 0.60519 | 3 | 0.43825
[16 empty] | 109 | 2 | 0.17561 | 3 | 0.54039 | 2 | 0.16407 | 3 | 0.61198 | 3 | 0.72977 | 3 | 0.84827 | 3 | 0.6257 | 3 | 0.53071 | 4 | 0.82616 | 3 | 0.96085 | 1 | 0.19054 | 2 | 0.11791 | 1 | 0.085287
[16 empty] | 110 | 2 | 0.19546 | 3 | 0.60938 | 1 | 0.03061 | 1 | 0.091663 | 3 | 0.3591 | 3 | 0.80264 | 4 | 0.91315 | 5 | 0.82303 | 1 | 0.050573 | 3 | 0.88227 | 2 | 0.8781 | 3 | 0.17942 | 5 | 0.92825
[16 empty] | 111 | 2 | 0.1321 | 4 | 0.82596 | 2 | 0.23844 | 3 | 0.5481 | 3 | 0.65089 | 2 | 0.34946 | 1 | 0.14125 | 5 | 0.84912 | 3 | 0.62427 | 3 | 0.95057 | 2 | 0.61582 | 4 | 0.37838 | 3 | 0.34765
[16 empty] | 112 | 3 | 0.60666 | 3 | 0.31874 | 1 | 0.010298 | 3 | 0.88687 | 3 | 0.57116 | 1 | 0.035241 | 3 | 0.58705 | 4 | 0.74834 | 3 | 0.66617 | 2 | 0.23238 | 2 | 0.44583 | 3 | 0.25961 | 3 | 0.36017
[16 empty] | 113 | 3 | 0.55344 | 3 | 0.29856 | 4 | 0.79285 | 3 | 0.67267 | 2 | 0.054947 | 2 | 0.48911 | 1 | 0.1253 | 1 | 0.18403 | 3 | 0.57957 | 3 | 0.85977 | 1 | 0.28134 | 4 | 0.54845 | 6 | 0.97978
[16 empty] | 114 | 3 | 0.58544 | 1 | 0.043854 | 3 | 0.66192 | 2 | 0.1996 | 3 | 0.32254 | 2 | 0.68274 | 3 | 0.60966 | 2 | 0.27258 | 3 | 0.46929 | 2 | 0.40438 | 2 | 0.89548 | 3 | 0.34037 | 2 | 0.2106
[16 empty] | 115 | 3 | 0.88401 | 5 | 0.97753 | 4 | 0.80905 | 2 | 0.2624 | 1 | 0.018523 | 2 | 0.32386 | 3 | 0.67858 | 4 | 0.68146 | 4 | 0.84996 | 2 | 0.41645 | 2 | 0.53867 | 4 | 0.62033 | 4 | 0.69131
[16 empty] | 116 | 2 | 0.13857 | 3 | 0.59988 | 4 | 0.80166 | 3 | 0.67518 | 3 | 0.5541 | 2 | 0.33882 | 3 | 0.59107 | 1 | 0.083977 | 4 | 0.77887 | 2 | 0.3631 | 1 | 0.13994 | 6 | 0.96037 | 5 | 0.92142
[16 empty] | 117 | 3 | 0.82516 | 3 | 0.7241 | 2 | 0.21301 | 4 | 0.97476 | 3 | 0.55381 | 2 | 0.60357 | 2 | 0.35556 | 3 | 0.57418 | 3 | 0.66574 | 1 | 0.14608 | 1 | 0.19741 | 4 | 0.66558 | 3 | 0.30704
[16 empty] | 118 | 2 | 0.25753 | 2 | 0.2019 | 2 | 0.14931 | 2 | 0.29933 | 3 | 0.52312 | 3 | 0.87122 | 4 | 0.76483 | 1 | 0.040965 | 2 | 0.31171 | 2 | 0.34917 | 3 | 0.96481 | 1 | 0.041758 | 5 | 0.94471
[16 empty] | 119 | 3 | 0.38363 | 3 | 0.58794 | 2 | 0.11569 | 2 | 0.11785 | 2 | 0.11304 | 1 | 0.0319 | 3 | 0.51695 | 3 | 0.44667 | 4 | 0.76124 | 3 | 0.98935 | 1 | 0.11373 | 5 | 0.89053 | 1 | 0.037056
Electricity Profile with lighting | [15 empty] | 120 | 1 | 0.082707 | 4 | 0.82309 | 3 | 0.42145 | 1 | 0.021865 | 1 | 0.038857 | 3 | 0.90207 | 2 | 0.29575 | 3 | 0.54332 | 2 | 0.39377 | 2 | 0.49077 | 1 | 0.32318 | 5 | 0.86478 | 4 | 0.6614
[16 empty] | 121 | 2 | 0.17453 | 3 | 0.68422 | 3 | 0.28735 | 3 | 0.43961 | 4 | 0.8993 | 3 | 0.74805 | 2 | 0.30501 | 2 | 0.32241 | 4 | 0.79506 | 2 | 0.33185 | 3 | 0.93738 | 3 | 0.19817 | 2 | 0.27024
No of light bulbs assumed per household |  |  | 10 | [12 empty] | 122 | 3 | 0.5021 | 4 | 0.89405 | 1 | 0.0043567 | 4 | 0.97049 | 3 | 0.54873 | 2 | 0.5463 | 3 | 0.47497 | 2 | 0.36693 | 4 | 0.90655 | 2 | 0.30075 | 3 | 0.96075 | 3 | 0.34137 | 2 | 0.18262
[16 empty] | 123 | 3 | 0.66519 | 2 | 0.15311 | 2 | 0.078575 | 2 | 0.12531 | 2 | 0.21776 | 2 | 0.58995 | 2 | 0.16124 | 2 | 0.26537 | 1 | 0.021074 | 3 | 0.72416 | 2 | 0.54089 | 2 | 0.065764 | 2 | 0.13626
Bedrooms |  | 3 | [13 empty] | 124 | 1 | 0.069769 | 3 | 0.46875 | 3 | 0.66954 | 3 | 0.78666 | 2 | 0.073034 | 3 | 0.7741 | 1 | 0.11984 | 1 | 0.037689 | 1 | 0.082825 | 2 | 0.59953 | 2 | 0.8659 | 6 | 0.98401 | 1 | 0.080398
Kitchen |  | 1 | [13 empty] | 125 | 3 | 0.50096 | 3 | 0.73592 | 4 | 0.78361 | 2 | 0.2629 | 3 | 0.73236 | 2 | 0.31113 | 4 | 0.96734 | 3 | 0.50744 | 4 | 0.90783 | 2 | 0.43803 | 3 | 0.99364 | 4 | 0.40338 | 2 | 0.20087
Living Room |  | 3 | [13 empty] | 126 | 3 | 0.84244 | 3 | 0.59555 | 4 | 0.75127 | 4 | 0.96021 | 3 | 0.5697 | 2 | 0.63988 | 1 | 0.011733 | 5 | 0.81699 | 3 | 0.59165 | 3 | 0.85583 | 2 | 0.58263 | 3 | 0.25486 | 1 | 0.098533
Bathrooms |  | 1 | [13 empty] | 127 | 3 | 0.72202 | 3 | 0.36086 | 3 | 0.2685 | 3 | 0.59833 | 5 | 0.97997 | 3 | 0.84585 | 1 | 0.071194 | 3 | 0.45269 | 5 | 0.98584 | 2 | 0.56261 | 1 | 0.25298 | 2 | 0.13928 | 2 | 0.21946
Others |  | 2 | [13 empty] | 128 | 3 | 0.48434 | 3 | 0.63696 | 3 | 0.67464 | 2 | 0.27644 | 3 | 0.2977 | 1 | 0.068804 | 1 | 0.035189 | 1 | 0.071738 | 2 | 0.3707 | 2 | 0.42933 | 2 | 0.88217 | 2 | 0.096111 | 2 | 0.15847
[16 empty] | 129 | 3 | 0.30072 | 5 | 0.96466 | 4 | 0.88854 | 3 | 0.8686 | 2 | 0.23121 | 2 | 0.32121 | 2 | 0.3487 | 2 | 0.3284 | 2 | 0.43028 | 3 | 0.9227 | 2 | 0.44255 | 4 | 0.56505 | 1 | 0.034304
Energy rating per bulb per hour |  |  | 15 | W | [11 empty] | 130 | 3 | 0.44717 | 3 | 0.56591 | 3 | 0.73467 | 3 | 0.80985 | 2 | 0.21471 | 3 | 0.80331 | 2 | 0.25717 | 6 | 0.95555 | 4 | 0.78295 | 3 | 0.99728 | 1 | 0.38256 | 4 | 0.6478 | 2 | 0.29546
[16 empty] | 131 | 2 | 0.24357 | 3 | 0.42304 | 5 | 0.97943 | 4 | 0.93245 | 4 | 0.78413 | 2 | 0.57404 | 3 | 0.5414 | 1 | 0.027886 | 1 | 0.09628 | 1 | 0.091568 | 3 | 0.97795 | 2 | 0.052581 | 5 | 0.81072
[16 empty] | 132 | 3 | 0.61532 | 3 | 0.3776 | 3 | 0.69303 | 3 | 0.61246 | 4 | 0.82058 | 1 | 0.095206 | 4 | 0.86265 | 1 | 0.14823 | 4 | 0.82672 | 3 | 0.66971 | 1 | 0.18973 | 2 | 0.14991 | 5 | 0.82485
[16 empty] | 133 | 2 | 0.16362 | 4 | 0.77748 | 4 | 0.87798 | 3 | 0.75102 | 2 | 0.11655 | 2 | 0.45623 | 4 | 0.76329 | 4 | 0.69988 | 1 | 0.13472 | 1 | 0.15786 | 1 | 0.14479 | 3 | 0.22252 | 3 | 0.40495
| Operation |  | Consumption (kWh) | [12 empty] | 134 | 3 | 0.44646 | 3 | 0.47368 | 4 | 0.87324 | 1 | 0.053795 | 3 | 0.33028 | 2 | 0.37261 | 4 | 0.98883 | 1 | 0.064217 | 2 | 0.22831 | 3 | 0.75616 | 1 | 0.22358 | 5 | 0.91142 | 2 | 0.29037
Time | Lighting |  | Lighting |  | Other | Total | [9 empty] | 135 | 2 | 0.26269 | 5 | 0.97389 | 5 | 0.9429 | 3 | 0.44889 | 5 | 0.96291 | 2 | 0.43914 | 3 | 0.64458 | 4 | 0.71426 | 4 | 0.92385 | 2 | 0.59405 | 2 | 0.8532 | 3 | 0.26731 | 2 | 0.20327
| Winter | Summer | Winter | Summer | Appliances | Winter | Summer |  | Winter | [6 empty] | 136 | 3 | 0.51987 | 3 | 0.69999 | 4 | 0.83428 | 2 | 0.29181 | 3 | 0.43905 | 2 | 0.68252 | 1 | 0.0023361 | 3 | 0.51239 | 2 | 0.27438 | 1 | 0.0027398 | 1 | 0.080106 | 4 | 0.57278 | 4 | 0.7251
00:00 - 01:00 |  |  |  |  | 8.58 | 8.58 | 8.58 |  | Total per day for 234 households |  |  | 1036.0727 | kWh |  |  | 137 | 1 | 0.06753 | 3 | 0.48227 | 2 | 0.077257 | 3 | 0.69366 | 3 | 0.3394 | 1 | 0.007629 | 2 | 0.26877 | 2 | 0.3578 | 3 | 0.57613 | 1 | 0.15065 | 2 | 0.44163 | 5 | 0.86912 | 4 | 0.54519
01:00 - 02:00 |  |  |  |  | 8.58 | 8.58 | 8.58 |  | Total per day per household |  |  | 4.4277 | kWh |  |  | 138 | 1 | 0.04369 | 4 | 0.76243 | 1 | 0.017853 | 2 | 0.1115 | 2 | 0.23113 | 3 | 0.93578 | 2 | 0.39508 | 4 | 0.75533 | 4 | 0.72767 | 2 | 0.26916 | 1 | 0.20334 | 5 | 0.79405 | 2 | 0.14208
02:00 - 03:00 |  |  |  |  | 8.58 | 8.58 | 8.58 |  | Total for winter per household |  |  | 398.4895 | kWh |  |  | 139 | 3 | 0.59982 | 1 | 0.031952 | 3 | 0.39148 | 3 | 0.76053 | 3 | 0.54402 | 2 | 0.42435 | 3 | 0.50111 | 4 | 0.73141 | 2 | 0.42887 | 2 | 0.435 | 3 | 0.99257 | 4 | 0.67795 | 4 | 0.66388
03:00 - 04:00 |  |  |  |  | 8.58 | 8.58 | 8.58 |  | Total for winter for all household |  |  | 93246.5472 | kWh |  |  | 140 | 3 | 0.34036 | 1 | 0.042583 | 4 | 0.81705 | 4 | 0.98339 | 2 | 0.1607 | 1 | 0.21015 | 3 | 0.57239 | 5 | 0.8634 | 1 | 0.03979 | 3 | 0.90058 | 1 | 0.37319 | 4 | 0.48782 | 4 | 0.76939
04:00 - 05:00 |  |  |  |  | 8.58 | 8.58 | 8.58 | [8 empty] | 141 | 4 | 0.93501 | 2 | 0.15236 | 3 | 0.43425 | 2 | 0.10595 | 3 | 0.60378 | 2 | 0.66259 | 4 | 0.97348 | 3 | 0.43388 | 4 | 0.76359 | 1 | 0.081317 | 1 | 0.17199 | 3 | 0.18785 | 3 | 0.4562
05:00 - 06:00 |  |  |  |  | 14.1415 | 14.1415 | 14.1415 |  | Summer | [6 empty] | 142 | 2 | 0.14401 | 4 | 0.78694 | 3 | 0.37497 | 2 | 0.13416 | 3 | 0.49004 | 2 | 0.61606 | 2 | 0.22658 | 2 | 0.35007 | 1 | 0.026695 | 1 | 0.088889 | 2 | 0.74586 | 4 | 0.67257 | 3 | 0.35696
06:00 - 07:00 |  |  |  |  | 26.3602 | 26.3602 | 26.3602 |  | Total per day for 234 households |  |  | 895.6727 | kWh |  |  | 143 | 2 | 0.26059 | 3 | 0.28809 | 3 | 0.65617 | 2 | 0.12983 | 2 | 0.070839 | 1 | 0.27315 | 2 | 0.30493 | 5 | 0.83176 | 3 | 0.49446 | 2 | 0.50097 | 2 | 0.89803 | 5 | 0.81743 | 2 | 0.2291
07:00 - 08:00 | on |  | 35.1 |  | 45.0708 | 80.1708 | 45.0708 |  | Total per day per household |  |  | 3.8277 | kWh |  |  | 144 | 3 | 0.31801 | 3 | 0.50915 | 3 | 0.56653 | 3 | 0.73397 | 3 | 0.64378 | 2 | 0.41025 | 2 | 0.30886 | 6 | 0.91469 | 2 | 0.23202 | 3 | 0.63103 | 2 | 0.72396 | 4 | 0.61609 | 3 | 0.36553
08:00 - 09:00 | on |  | 35.1 |  | 22.2707 | 57.3707 | 22.2707 |  | Total for summer per household |  |  | 348.3172 | kWh |  |  | 145 | 2 | 0.24288 | 3 | 0.63041 | 3 | 0.51476 | 2 | 0.17377 | 2 | 0.10477 | 3 | 0.8523 | 1 | 0.13985 | 4 | 0.61577 | 2 | 0.34332 | 3 | 0.85794 | 1 | 0.33332 | 6 | 0.99828 | 4 | 0.50438
09:00 - 10:00 |  |  |  |  | 8.58 | 8.58 | 8.58 |  | Total for summer for all household |  |  | 81506.22 | kWh |  |  | 146 | 4 | 0.99216 | 2 | 0.15798 | 3 | 0.74032 | 2 | 0.15796 | 3 | 0.55095 | 2 | 0.59653 | 1 | 0.050953 | 5 | 0.81735 | 2 | 0.30313 | 3 | 0.92956 | 1 | 0.075508 | 3 | 0.19213 | 4 | 0.73026
10:00 - 11:00 |  |  |  |  | 8.58 | 8.58 | 8.58 | [8 empty] | 147 | 3 | 0.7144 | 3 | 0.41992 | 3 | 0.44708 | 3 | 0.59717 | 2 | 0.09014 | 1 | 0.035989 | 3 | 0.66943 | 4 | 0.72426 | 2 | 0.27801 | 3 | 0.61392 | 1 | 0.10927 | 2 | 0.14587 | 5 | 0.85086
11:00 - 12:00 |  |  |  |  | 8.58 | 8.58 | 8.58 |  | Spring and Autumn | [6 empty] | 148 | 3 | 0.44154 | 3 | 0.61181 | 5 | 0.96903 | 3 | 0.75079 | 2 | 0.07578 | 1 | 0.13957 | 3 | 0.55641 | 6 | 0.9148 | 3 | 0.51588 | 2 | 0.3724 | 2 | 0.84854 | 3 | 0.23882 | 5 | 0.81466
12:00 - 13:00 |  |  |  |  | 8.58 | 8.58 | 8.58 |  | Total per day for 234 households |  |  | 965.8727 | kWh |  |  | 149 | 3 | 0.48082 | 3 | 0.62517 | 3 | 0.47089 | 1 | 0.069173 | 3 | 0.57735 | 1 | 0.11395 | 4 | 0.80559 | 4 | 0.65542 | 4 | 0.85305 | 2 | 0.37649 | 2 | 0.48058 | 3 | 0.15302 | 2 | 0.10246
13:00 - 14:00 |  |  |  |  | 8.58 | 8.58 | 8.58 |  | Total per day per household |  |  | 4.1277 | kWh |  |  | 150 | 4 | 0.98955 | 5 | 0.90912 | 4 | 0.84246 | 3 | 0.3435 | 3 | 0.61001 | 1 | 0.12038 | 2 | 0.32974 | 1 | 0.14614 | 1 | 0.15723 | 3 | 0.91694 | 2 | 0.69437 | 4 | 0.68638 | 3 | 0.45401
14:00 - 15:00 |  |  |  |  | 8.58 | 8.58 | 8.58 |  | Total for autumn and spring/household |  |  | 759.4897 | kWh |  |  | 151 | 2 | 0.16647 | 3 | 0.49798 | 2 | 0.19242 | 3 | 0.67456 | 4 | 0.80022 | 1 | 0.024618 | 3 | 0.54058 | 3 | 0.46698 | 3 | 0.65373 | 1 | 0.089746 | 2 | 0.48472 | 5 | 0.9333 | 1 | 0.0084025
15:00 - 16:00 |  |  |  |  | 8.58 | 8.58 | 8.58 | [8 empty] | 152 | 2 | 0.1566 | 4 | 0.85317 | 2 | 0.062667 | 3 | 0.40023 | 2 | 0.071918 | 1 | 0.14704 | 2 | 0.3669 | 6 | 0.90601 | 5 | 0.986 | 1 | 0.19694 | 2 | 0.85185 | 4 | 0.64389 | 4 | 0.70089
16:00 - 17:00 |  |  |  |  | 8.58 | 8.58 | 8.58 |  | Annual Total per household |  |  | 1506.2964 | kWh |  |  | 153 | 4 | 0.99017 | 2 | 0.1184 | 3 | 0.56226 | 3 | 0.55522 | 3 | 0.31593 | 3 | 0.83049 | 3 | 0.52877 | 4 | 0.73369 | 3 | 0.64205 | 1 | 0.10447 | 3 | 0.96716 | 4 | 0.36934 | 4 | 0.68256
17:00 - 18:00 |  |  |  |  | 14.5822 | 14.5822 | 14.5822 |  | Annual Total for 234 Single Adult |  |  | 352473.3525 | kWh |  |  | 154 | 3 | 0.66652 | 2 | 0.11073 | 2 | 0.072636 | 2 | 0.22877 | 1 | 0.039223 | 2 | 0.58787 | 4 | 0.87807 | 4 | 0.76091 | 4 | 0.77209 | 2 | 0.28562 | 1 | 0.24425 | 5 | 0.79341 | 2 | 0.1584
18:00 - 19:00 | on |  | 35.1 |  | 59.0086 | 94.1086 | 59.0086 |  | Household | [6 empty] | 155 | 3 | 0.6988 | 3 | 0.26868 | 3 | 0.59096 | 3 | 0.77724 | 3 | 0.72474 | 2 | 0.34972 | 2 | 0.42418 | 5 | 0.85748 | 4 | 0.70625 | 2 | 0.42829 | 3 | 0.98373 | 5 | 0.83388 | 4 | 0.58864
19:00 - 20:00 | on |  | 35.1 |  | 138.3905 | 173.4905 | 138.3905 | [8 empty] | 156 | 1 | 0.038886 | 3 | 0.60638 | 1 | 0.04607 | 3 | 0.58706 | 3 | 0.60083 | 2 | 0.64568 | 2 | 0.44494 | 5 | 0.89891 | 1 | 0.060921 | 2 | 0.55452 | 2 | 0.76544 | 3 | 0.19995 | 2 | 0.23477
20:00 - 21:00 | on | on | 35.1 | 35.1 | 86.8129 | 121.9129 | 121.9129 | [8 empty] | 157 | 3 | 0.60451 | 3 | 0.53932 | 4 | 0.87748 | 3 | 0.55197 | 4 | 0.75193 | 2 | 0.43269 | 4 | 0.78434 | 2 | 0.22386 | 2 | 0.31866 | 2 | 0.4011 | 3 | 0.94178 | 4 | 0.65009 | 3 | 0.39865
21:00 - 22:00 | on | on | 35.1 | 35.1 | 106.2919 | 141.3919 | 141.3919 | [8 empty] | 158 | 2 | 0.13266 | 3 | 0.69983 | 3 | 0.64036 | 2 | 0.22739 | 3 | 0.54577 | 2 | 0.37014 | 3 | 0.55302 | 4 | 0.65178 | 3 | 0.45202 | 1 | 0.043844 | 2 | 0.86578 | 4 | 0.66472 | 4 | 0.76809
22:00 - 23:00 | on | on | 35.1 | 35.1 | 80.5289 | 115.6289 | 115.6289 | [8 empty] | 159 | 3 | 0.35835 | 4 | 0.78289 | 2 | 0.23918 | 2 | 0.25849 | 3 | 0.33198 | 3 | 0.79344 | 1 | 0.022254 | 2 | 0.3427 | 1 | 0.045149 | 3 | 0.72271 | 1 | 0.19536 | 3 | 0.33175 | 2 | 0.15102
23:00 - 24:00 | on | on | 35.1 | 35.1 | 50.2744 | 85.3744 | 85.3744 | [8 empty] | 160 | 2 | 0.21439 | 3 | 0.43325 | 3 | 0.45159 | 3 | 0.31539 | 2 | 0.22525 | 1 | 0.21242 | 4 | 0.77435 | 5 | 0.87735 | 3 | 0.45738 | 2 | 0.58558 | 2 | 0.58682 | 5 | 0.91872 | 1 | 0.038551
* Note: Assumption for lighting operating hours taken from | [15 empty] | 161 | 3 | 0.58016 | 4 | 0.75354 | 2 | 0.167 | 3 | 0.79802 | 3 | 0.57473 | 2 | 0.61385 | 1 | 0.11124 | 2 | 0.22134 | 1 | 0.10973 | 3 | 0.94969 | 2 | 0.70269 | 3 | 0.22312 | 4 | 0.64841
[16 empty] | 162 | 3 | 0.51618 | 3 | 0.28499 | 3 | 0.67469 | 3 | 0.55617 | 2 | 0.22853 | 3 | 0.73181 | 1 | 0.08336 | 1 | 0.17756 | 3 | 0.69299 | 2 | 0.30163 | 3 | 0.90586 | 1 | 0.023391 | 4 | 0.56563
[16 empty] | 163 | 3 | 0.87271 | 2 | 0.13762 | 3 | 0.55111 | 2 | 0.24211 | 4 | 0.83574 | 3 | 0.97506 | 2 | 0.17969 | 2 | 0.2949 | 4 | 0.75874 | 3 | 0.7229 | 2 | 0.42975 | 5 | 0.93264 | 6 | 0.97875
[16 empty] | 164 | 3 | 0.86506 | 2 | 0.10961 | 3 | 0.50361 | 2 | 0.14499 | 3 | 0.56244 | 1 | 0.11919 | 3 | 0.46484 | 4 | 0.75485 | 3 | 0.69435 | 2 | 0.25574 | 3 | 0.90352 | 4 | 0.56134 | 2 | 0.13172
[16 empty] | 165 | 2 | 0.19257 | 3 | 0.60547 | 3 | 0.65138 | 2 | 0.1141 | 4 | 0.7646 | 2 | 0.40997 | 4 | 0.94349 | 4 | 0.67087 | 2 | 0.28616 | 3 | 0.6811 | 1 | 0.024821 | 6 | 0.98514 | 2 | 0.22298
[16 empty] | 166 | 3 | 0.82168 | 3 | 0.58312 | 4 | 0.88562 | 3 | 0.88768 | 2 | 0.16116 | 2 | 0.37394 | 2 | 0.39589 | 5 | 0.86236 | 4 | 0.75946 | 3 | 0.766 | 2 | 0.49053 | 5 | 0.92255 | 5 | 0.8982
[16 empty] | 167 | 3 | 0.79798 | 2 | 0.14249 | 3 | 0.64541 | 3 | 0.86412 | 3 | 0.38999 | 2 | 0.39808 | 3 | 0.52347 | 1 | 0.001569 | 3 | 0.67867 | 1 | 0.039019 | 1 | 0.076324 | 4 | 0.37742 | 1 | 0.0032068
[16 empty] | 168 | 3 | 0.37339 | 3 | 0.50535 | 4 | 0.78118 | 4 | 0.90593 | 2 | 0.16087 | 2 | 0.44469 | 2 | 0.17871 | 4 | 0.71755 | 3 | 0.47764 | 3 | 0.7617 | 2 | 0.70604 | 4 | 0.55751 | 3 | 0.45799
[16 empty] | 169 | 3 | 0.82487 | 3 | 0.57896 | 1 | 0.003232 | 3 | 0.40305 | 3 | 0.28335 | 2 | 0.34966 | 2 | 0.20058 | 4 | 0.63441 | 2 | 0.32559 | 3 | 0.95714 | 2 | 0.51147 | 4 | 0.52369 | 1 | 0.085959
[16 empty] | 170 | 2 | 0.12975 | 4 | 0.77824 | 3 | 0.43223 | 3 | 0.62838 | 1 | 0.0087376 | 3 | 0.83746 | 4 | 0.9345 | 3 | 0.5699 | 1 | 0.09349 | 3 | 0.82919 | 2 | 0.86595 | 5 | 0.94942 | 2 | 0.13761
[16 empty] | 171 | 3 | 0.51537 | 2 | 0.19718 | 3 | 0.46688 | 2 | 0.29844 | 3 | 0.5384 | 3 | 0.74872 | 2 | 0.2072 | 4 | 0.64442 | 4 | 0.74407 | 3 | 0.97765 | 3 | 0.96777 | 5 | 0.7299 | 1 | 0.067525
[16 empty] | 172 | 3 | 0.79116 | 3 | 0.64409 | 2 | 0.2018 | 3 | 0.67132 | 3 | 0.66313 | 2 | 0.46569 | 2 | 0.1761 | 6 | 0.98372 | 1 | 0.12052 | 3 | 0.75302 | 1 | 0.35573 | 3 | 0.28765 | 3 | 0.37127
[16 empty] | 173 | 3 | 0.8367 | 3 | 0.37355 | 3 | 0.25595 | 3 | 0.49687 | 3 | 0.4814 | 1 | 0.1924 | 3 | 0.65876 | 6 | 0.95604 | 2 | 0.39212 | 2 | 0.45411 | 1 | 0.083621 | 4 | 0.40103 | 2 | 0.22653
[16 empty] | 174 | 2 | 0.10064 | 3 | 0.6289 | 3 | 0.48153 | 3 | 0.61893 | 2 | 0.23223 | 1 | 0.295 | 2 | 0.2677 | 3 | 0.42698 | 3 | 0.48612 | 3 | 0.96508 | 1 | 0.17017 | 3 | 0.30098 | 4 | 0.72809
[16 empty] | 175 | 4 | 0.98024 | 3 | 0.29652 | 3 | 0.28512 | 2 | 0.14322 | 3 | 0.54365 | 2 | 0.37872 | 3 | 0.68505 | 5 | 0.83744 | 4 | 0.88081 | 3 | 0.64231 | 2 | 0.55457 | 5 | 0.81934 | 3 | 0.32144
[16 empty] | 176 | 3 | 0.38176 | 5 | 0.93889 | 2 | 0.21324 | 3 | 0.73178 | 3 | 0.5241 | 3 | 0.91005 | 4 | 0.95675 | 5 | 0.88528 | 3 | 0.55613 | 2 | 0.20553 | 1 | 0.060365 | 3 | 0.21851 | 2 | 0.15517
[16 empty] | 177 | 2 | 0.15072 | 2 | 0.17578 | 3 | 0.30007 | 3 | 0.50222 | 4 | 0.78364 | 2 | 0.49673 | 1 | 0.13202 | 2 | 0.22773 | 1 | 0.16991 | 2 | 0.46631 | 2 | 0.75051 | 4 | 0.54997 | 3 | 0.3796
[16 empty] | 178 | 3 | 0.86358 | 2 | 0.11242 | 2 | 0.1321 | 3 | 0.58793 | 3 | 0.36099 | 2 | 0.55203 | 4 | 0.90026 | 4 | 0.77371 | 4 | 0.75636 | 1 | 0.070856 | 2 | 0.82144 | 3 | 0.17836 | 4 | 0.69585
[16 empty] | 179 | 3 | 0.35467 | 5 | 0.98843 | 3 | 0.56989 | 3 | 0.55411 | 3 | 0.57717 | 3 | 0.95678 | 3 | 0.59228 | 3 | 0.44611 | 4 | 0.76878 | 3 | 0.63655 | 3 | 0.99101 | 4 | 0.46012 | 2 | 0.21054
[16 empty] | 180 | 2 | 0.28176 | 3 | 0.65119 | 1 | 0.027339 | 1 | 0.030678 | 4 | 0.85472 | 1 | 0.27167 | 4 | 0.96838 | 1 | 0.086232 | 3 | 0.53668 | 1 | 0.19569 | 2 | 0.84389 | 3 | 0.22983 | 2 | 0.28203
[16 empty] | 181 | 2 | 0.12477 | 4 | 0.80217 | 1 | 0.012672 | 3 | 0.79427 | 3 | 0.45404 | 3 | 0.98309 | 2 | 0.30217 | 1 | 0.055286 | 1 | 0.16951 | 3 | 0.67277 | 2 | 0.57905 | 4 | 0.36137 | 3 | 0.32689
[16 empty] | 182 | 3 | 0.71142 | 3 | 0.58991 | 4 | 0.8434 | 3 | 0.35504 | 2 | 0.1982 | 2 | 0.66854 | 3 | 0.69236 | 2 | 0.36682 | 2 | 0.39223 | 1 | 0.1471 | 2 | 0.70769 | 6 | 0.95659 | 3 | 0.43225
[16 empty] | 183 | 2 | 0.19581 | 4 | 0.88824 | 3 | 0.73843 | 3 | 0.57586 | 3 | 0.74991 | 1 | 0.22741 | 4 | 0.99673 | 5 | 0.80046 | 3 | 0.56081 | 3 | 0.93297 | 1 | 0.083621 | 4 | 0.38565 | 4 | 0.6082
[16 empty] | 184 | 4 | 0.98218 | 3 | 0.5361 | 5 | 0.98261 | 3 | 0.48562 | 4 | 0.87456 | 2 | 0.37106 | 4 | 0.80969 | 1 | 0.076415 | 4 | 0.89567 | 3 | 0.73121 | 2 | 0.79874 | 1 | 0.014411 | 1 | 0.070062
[16 empty] | 185 | 2 | 0.20356 | 4 | 0.76416 | 5 | 0.94848 | 3 | 0.31471 | 2 | 0.17661 | 3 | 0.97071 | 4 | 0.98978 | 3 | 0.41589 | 3 | 0.67101 | 3 | 0.70749 | 2 | 0.6223 | 6 | 0.96118 | 5 | 0.82841
[16 empty] | 186 | 1 | 0.039736 | 2 | 0.23554 | 4 | 0.79723 | 3 | 0.62138 | 2 | 0.14887 | 3 | 0.95917 | 4 | 0.7891 | 5 | 0.88607 | 2 | 0.26953 | 2 | 0.46997 | 1 | 0.14704 | 2 | 0.099835 | 5 | 0.82928
[16 empty] | 187 | 3 | 0.59234 | 2 | 0.13456 | 4 | 0.8697 | 3 | 0.68081 | 4 | 0.7854 | 1 | 0.19978 | 2 | 0.27633 | 2 | 0.37651 | 3 | 0.56811 | 3 | 0.88624 | 3 | 0.94659 | 5 | 0.8025 | 6 | 0.99924
[16 empty] | 188 | 2 | 0.11554 | 4 | 0.80322 | 3 | 0.48373 | 3 | 0.40911 | 3 | 0.64705 | 3 | 0.87101 | 4 | 0.94491 | 3 | 0.4765 | 3 | 0.52483 | 3 | 0.71755 | 1 | 0.27838 | 4 | 0.44042 | 1 | 0.077515
[16 empty] | 189 | 4 | 0.92999 | 4 | 0.7616 | 3 | 0.5415 | 2 | 0.13603 | 3 | 0.73901 | 1 | 0.13348 | 4 | 0.87426 | 6 | 0.94931 | 3 | 0.63326 | 2 | 0.56674 | 3 | 0.95467 | 3 | 0.1568 | 4 | 0.56751
[16 empty] | 190 | 3 | 0.37324 | 2 | 0.12963 | 3 | 0.54482 | 4 | 0.9227 | 3 | 0.54409 | 1 | 0.070987 | 3 | 0.57051 | 5 | 0.88325 | 4 | 0.81355 | 1 | 0.12061 | 1 | 0.077863 | 3 | 0.30725 | 3 | 0.30434
[16 empty] | 191 | 3 | 0.58182 | 4 | 0.76308 | 3 | 0.25882 | 2 | 0.26629 | 1 | 0.013719 | 1 | 0.23601 | 3 | 0.63267 | 3 | 0.5476 | 1 | 0.15846 | 1 | 0.055494 | 1 | 0.066729 | 5 | 0.79373 | 3 | 0.40933
[16 empty] | 192 | 1 | 0.077406 | 4 | 0.8871 | 4 | 0.78404 | 3 | 0.6836 | 2 | 0.20114 | 2 | 0.54096 | 4 | 0.98886 | 6 | 0.97361 | 4 | 0.73767 | 3 | 0.90497 | 1 | 0.096143 | 4 | 0.44231 | 4 | 0.74659
[16 empty] | 193 | 1 | 0.064545 | 4 | 0.85581 | 3 | 0.32486 | 3 | 0.4353 | 2 | 0.13772 | 3 | 0.89854 | 4 | 0.93643 | 6 | 0.98452 | 1 | 0.081875 | 1 | 0.13206 | 2 | 0.67787 | 4 | 0.69692 | 4 | 0.52919
[16 empty] | 194 | 3 | 0.38027 | 3 | 0.69202 | 5 | 0.96198 | 3 | 0.58573 | 3 | 0.38507 | 3 | 0.83052 | 3 | 0.56539 | 4 | 0.66622 | 2 | 0.44668 | 2 | 0.35373 | 3 | 0.95469 | 4 | 0.50393 | 4 | 0.65977
[16 empty] | 195 | 3 | 0.68409 | 1 | 0.032559 | 4 | 0.75855 | 3 | 0.7085 | 1 | 0.046602 | 2 | 0.69009 | 3 | 0.51239 | 1 | 0.13157 | 4 | 0.92832 | 3 | 0.95744 | 2 | 0.64137 | 5 | 0.73387 | 4 | 0.71267
[16 empty] | 196 | 3 | 0.32505 | 3 | 0.60003 | 2 | 0.058384 | 4 | 0.98941 | 3 | 0.69053 | 3 | 0.93628 | 2 | 0.21419 | 3 | 0.59038 | 4 | 0.85045 | 2 | 0.31454 | 2 | 0.57417 | 2 | 0.11836 | 3 | 0.31822
[16 empty] | 197 | 2 | 0.1579 | 4 | 0.85887 | 5 | 0.99448 | 1 | 0.015776 | 3 | 0.63184 | 2 | 0.67625 | 1 | 0.062629 | 4 | 0.69263 | 2 | 0.27606 | 2 | 0.28738 | 1 | 0.23689 | 4 | 0.36023 | 2 | 0.24849
[16 empty] | 198 | 2 | 0.2571 | 4 | 0.76198 | 5 | 0.97392 | 1 | 0.039123 | 3 | 0.71219 | 2 | 0.40716 | 4 | 0.95945 | 6 | 0.96887 | 4 | 0.80223 | 3 | 0.89013 | 1 | 0.050771 | 3 | 0.31277 | 2 | 0.11884
[16 empty] | 199 | 2 | 0.25071 | 5 | 0.91484 | 4 | 0.79171 | 2 | 0.16645 | 4 | 0.80155 | 1 | 0.082461 | 1 | 0.14713 | 2 | 0.2151 | 3 | 0.64004 | 1 | 0.037449 | 1 | 0.27615 | 3 | 0.21034 | 2 | 0.22281
[16 empty] | 200 | 3 | 0.61476 | 2 | 0.077424 | 1 | 0.0028738 | 3 | 0.88509 | 5 | 0.97178 | 1 | 0.26214 | 3 | 0.6774 | 4 | 0.75018 | 2 | 0.26381 | 3 | 0.71812 | 2 | 0.68648 | 5 | 0.78388 | 3 | 0.33524
[16 empty] | 201 | 3 | 0.71333 | 3 | 0.6448 | 2 | 0.13054 | 2 | 0.11765 | 3 | 0.2564 | 1 | 0.22243 | 3 | 0.61741 | 4 | 0.63799 | 2 | 0.21776 | 3 | 0.85816 | 2 | 0.40732 | 4 | 0.69803 | 2 | 0.10508
[16 empty] | 202 | 2 | 0.17362 | 3 | 0.35854 | 3 | 0.70609 | 1 | 0.086629 | 3 | 0.3782 | 1 | 0.19201 | 4 | 0.93707 | 1 | 0.032854 | 3 | 0.54174 | 3 | 0.83633 | 2 | 0.45238 | 3 | 0.16488 | 1 | 0.021997
[16 empty] | 203 | 3 | 0.4787 | 3 | 0.66136 | 2 | 0.067704 | 3 | 0.56664 | 3 | 0.46043 | 3 | 0.99175 | 3 | 0.65586 | 1 | 0.07649 | 2 | 0.21124 | 2 | 0.36061 | 1 | 0.36295 | 4 | 0.68731 | 5 | 0.85794
[16 empty] | 204 | 4 | 0.92308 | 3 | 0.4214 | 2 | 0.094324 | 3 | 0.33014 | 4 | 0.75561 | 3 | 0.84277 | 2 | 0.38565 | 5 | 0.82936 | 3 | 0.57816 | 3 | 0.75853 | 2 | 0.54852 | 5 | 0.75377 | 4 | 0.58223
[16 empty] | 205 | 2 | 0.25256 | 4 | 0.8453 | 3 | 0.56772 | 3 | 0.54503 | 4 | 0.77696 | 1 | 0.048869 | 3 | 0.74021 | 2 | 0.21248 | 4 | 0.90328 | 3 | 0.6964 | 2 | 0.89468 | 5 | 0.71664 | 3 | 0.34051
[16 empty] | 206 | 2 | 0.25665 | 4 | 0.77898 | 3 | 0.69778 | 3 | 0.62797 | 3 | 0.64095 | 2 | 0.39873 | 4 | 0.81381 | 1 | 0.085427 | 3 | 0.58664 | 2 | 0.53076 | 1 | 0.21328 | 4 | 0.51374 | 3 | 0.47929
[16 empty] | 207 | 4 | 0.96318 | 3 | 0.60657 | 4 | 0.77432 | 3 | 0.39172 | 3 | 0.59601 | 2 | 0.51632 | 3 | 0.55172 | 1 | 0.059358 | 3 | 0.50925 | 2 | 0.55493 | 2 | 0.71544 | 3 | 0.32717 | 5 | 0.81969
[16 empty] | 208 | 1 | 0.089804 | 3 | 0.38094 | 4 | 0.87902 | 1 | 0.082609 | 4 | 0.75952 | 2 | 0.57657 | 4 | 0.84877 | 1 | 0.18973 | 5 | 0.99628 | 2 | 0.37391 | 1 | 0.081837 | 6 | 0.98498 | 6 | 0.95494
[16 empty] | 209 | 1 | 0.085284 | 3 | 0.54683 | 2 | 0.1603 | 2 | 0.13774 | 3 | 0.34167 | 1 | 0.2516 | 3 | 0.68172 | 2 | 0.34337 | 4 | 0.74793 | 3 | 0.6372 | 2 | 0.58718 | 3 | 0.31775 | 4 | 0.51213
Per household | [15 empty] | 210 | 2 | 0.15251 | 3 | 0.52626 | 2 | 0.23309 | 3 | 0.80614 | 5 | 0.97755 | 2 | 0.37674 | 3 | 0.73844 | 3 | 0.41715 | 3 | 0.51458 | 3 | 0.82618 | 1 | 0.22639 | 4 | 0.67787 | 4 | 0.60641
| Operation |  | Consumption (kWh) | [12 empty] | 211 | 3 | 0.77112 | 3 | 0.58089 | 3 | 0.47775 | 3 | 0.69522 | 3 | 0.70442 | 1 | 0.12459 | 4 | 0.86241 | 1 | 0.049689 | 3 | 0.56708 | 3 | 0.6243 | 2 | 0.44642 | 4 | 0.3772 | 5 | 0.8925
Time | Lighting |  | Lighting |  | Other | Total | [9 empty] | 212 | 3 | 0.84195 | 3 | 0.34561 | 3 | 0.57332 | 1 | 0.050717 | 2 | 0.12834 | 3 | 0.95472 | 2 | 0.18314 | 2 | 0.27016 | 1 | 0.10834 | 1 | 0.089782 | 2 | 0.66121 | 4 | 0.59386 | 5 | 0.84868
| Winter | Summer | Winter | Summer | Appliances | Winter | Summer | [8 empty] | 213 | 3 | 0.74757 | 2 | 0.23662 | 3 | 0.56621 | 3 | 0.37759 | 2 | 0.053392 | 1 | 0.27961 | 4 | 0.7593 | 1 | 0.19667 | 2 | 0.26329 | 2 | 0.59698 | 2 | 0.82885 | 4 | 0.68094 | 3 | 0.32198
00:00 - 01:00 |  |  |  |  | 0 | 0 | 0 | [8 empty] | 214 | 2 | 0.17746 | 4 | 0.75297 | 3 | 0.43895 | 2 | 0.14235 | 3 | 0.60107 | 1 | 0.083874 | 1 | 0.10249 | 5 | 0.86097 | 2 | 0.24095 | 3 | 0.77912 | 1 | 0.051043 | 4 | 0.60216 | 2 | 0.19357
01:00 - 02:00 |  |  |  |  | 0 | 0 | 0 | [8 empty] | 215 | 3 | 0.77754 | 3 | 0.51572 | 3 | 0.41842 | 2 | 0.20519 | 2 | 0.099261 | 3 | 0.79003 | 2 | 0.42326 | 1 | 0.088619 | 4 | 0.843 | 2 | 0.46801 | 1 | 0.10102 | 3 | 0.33324 | 3 | 0.46169
02:00 - 03:00 |  |  |  |  | 0 | 0 | 0 | [8 empty] | 216 | 3 | 0.8775 | 5 | 0.94772 | 3 | 0.26611 | 3 | 0.89982 | 3 | 0.49786 | 3 | 0.81792 | 3 | 0.58479 | 4 | 0.63776 | 1 | 0.055023 | 3 | 0.73103 | 1 | 0.022587 | 2 | 0.12344 | 5 | 0.82038
03:00 - 04:00 |  |  |  |  | 0 | 0 | 0 | [8 empty] | 217 | 1 | 0.067129 | 3 | 0.41508 | 5 | 0.98453 | 3 | 0.76449 | 1 | 0.024101 | 3 | 0.97644 | 2 | 0.27919 | 3 | 0.5953 | 4 | 0.89914 | 3 | 0.64282 | 1 | 0.25396 | 4 | 0.50102 | 4 | 0.54655
04:00 - 05:00 |  |  |  |  | 0 | 0 | 0 | [8 empty] | 218 | 3 | 0.73404 | 1 | 0.011179 | 3 | 0.25145 | 3 | 0.87707 | 3 | 0.38279 | 1 | 0.049697 | 3 | 0.64782 | 1 | 0.15153 | 3 | 0.47512 | 1 | 0.1811 | 2 | 0.83642 | 5 | 0.7073 | 4 | 0.60214
05:00 - 06:00 |  |  |  |  | 0 | 0 | 0 | [8 empty] | 219 | 4 | 0.94765 | 3 | 0.57217 | 4 | 0.86493 | 3 | 0.83702 | 1 | 0.0039049 | 2 | 0.55259 | 3 | 0.51146 | 4 | 0.70164 | 1 | 0.16043 | 3 | 0.90906 | 1 | 0.20134 | 1 | 0.036748 | 2 | 0.10054
06:00 - 07:00 |  |  |  |  | 0 | 0 | 0 | [8 empty] | 220 | 3 | 0.87093 | 4 | 0.86146 | 2 | 0.18988 | 1 | 0.043479 | 3 | 0.68245 | 2 | 0.49525 | 3 | 0.58522 | 2 | 0.20206 | 2 | 0.2822 | 3 | 0.86868 | 3 | 0.91838 | 4 | 0.60994 | 4 | 0.67307
07:00 - 08:00 | on |  | 0.15 |  | 0 | 0.15 | 0 | [8 empty] | 221 | 2 | 0.24052 | 3 | 0.46751 | 2 | 0.16864 | 3 | 0.48205 | 3 | 0.29373 | 3 | 0.73062 | 2 | 0.35335 | 3 | 0.59426 | 1 | 0.027754 | 1 | 0.11732 | 1 | 0.3929 | 4 | 0.38738 | 5 | 0.80197
08:00 - 09:00 | on |  | 0.15 |  | 0 | 0.15 | 0 | [8 empty] | 222 | 3 | 0.82352 | 2 | 0.24347 | 3 | 0.32796 | 4 | 0.90818 | 4 | 0.83912 | 2 | 0.59213 | 1 | 0.090178 | 2 | 0.29929 | 2 | 0.34066 | 2 | 0.33749 | 1 | 0.35408 | 5 | 0.78988 | 5 | 0.8127
09:00 - 10:00 |  |  |  |  | 0 | 0 | 0 | [8 empty] | 223 | 4 | 0.99174 | 4 | 0.80671 | 3 | 0.58074 | 3 | 0.45916 | 3 | 0.35584 | 1 | 0.19859 | 2 | 0.1792 | 6 | 0.94802 | 3 | 0.65657 | 3 | 0.60074 | 1 | 0.32196 | 3 | 0.20239 | 3 | 0.38706
10:00 - 11:00 |  |  |  |  | 0 | 0 | 0 | [8 empty] | 224 | 2 | 0.23162 | 5 | 0.93027 | 3 | 0.47852 | 3 | 0.6244 | 3 | 0.40012 | 2 | 0.32648 | 4 | 0.7525 | 6 | 0.93215 | 2 | 0.43636 | 2 | 0.2781 | 1 | 0.30904 | 4 | 0.37681 | 4 | 0.72409
11:00 - 12:00 |  |  |  |  | 0 | 0 | 0 | [8 empty] | 225 | 3 | 0.69298 | 2 | 0.19247 | 5 | 0.96674 | 2 | 0.12582 | 4 | 0.76682 | 3 | 0.7756 | 4 | 0.88977 | 6 | 0.92641 | 3 | 0.54948 | 3 | 0.84178 | 2 | 0.6862 | 1 | 0.016621 | 1 | 0.0085841
12:00 - 13:00 |  |  |  |  | 0 | 0 | 0 | [8 empty] | 226 | 3 | 0.38415 | 5 | 0.90016 | 3 | 0.67562 | 4 | 0.94582 | 3 | 0.58985 | 1 | 0.04068 | 2 | 0.2727 | 5 | 0.82344 | 2 | 0.20773 | 2 | 0.3945 | 1 | 0.20993 | 4 | 0.39368 | 2 | 0.13308
13:00 - 14:00 |  |  |  |  | 0 | 0 | 0 | [8 empty] | 227 | 2 | 0.29136 | 4 | 0.89452 | 2 | 0.086172 | 3 | 0.57758 | 2 | 0.051441 | 2 | 0.4263 | 3 | 0.58203 | 4 | 0.78147 | 4 | 0.75407 | 3 | 0.77782 | 1 | 0.0023269 | 2 | 0.051564 | 3 | 0.39633
14:00 - 15:00 |  |  |  |  | 0 | 0 | 0 | [8 empty] | 228 | 3 | 0.4741 | 3 | 0.35722 | 5 | 0.98529 | 2 | 0.29022 | 5 | 0.95315 | 3 | 0.96161 | 1 | 0.089085 | 4 | 0.75313 | 2 | 0.38901 | 1 | 0.16022 | 2 | 0.46056 | 3 | 0.27582 | 1 | 0.012394
15:00 - 16:00 |  |  |  |  | 0 | 0 | 0 | [8 empty] | 229 | 3 | 0.3937 | 3 | 0.25592 | 3 | 0.60767 | 2 | 0.26645 | 2 | 0.18181 | 3 | 0.87602 | 2 | 0.29177 | 6 | 0.97165 | 1 | 0.14172 | 3 | 0.91298 | 1 | 0.093674 | 4 | 0.44563 | 3 | 0.30812
16:00 - 17:00 |  |  |  |  | 0 | 0 | 0 | [8 empty] | 230 | 3 | 0.35516 | 3 | 0.58647 | 3 | 0.30687 | 2 | 0.1147 | 4 | 0.8969 | 2 | 0.31011 | 3 | 0.69797 | 6 | 0.97964 | 4 | 0.85681 | 3 | 0.98208 | 3 | 0.98656 | 1 | 0.032718 | 4 | 0.73691
17:00 - 18:00 |  |  |  |  | 0 | 0 | 0 | [8 empty] | 231 | 3 | 0.79488 | 3 | 0.3168 | 3 | 0.42068 | 3 | 0.59608 | 3 | 0.64642 | 2 | 0.55452 | 4 | 0.86983 | 2 | 0.28841 | 3 | 0.47407 | 1 | 0.12705 | 2 | 0.55696 | 3 | 0.16623 | 5 | 0.81061
18:00 - 19:00 | on |  | 0.15 |  | 0 | 0.15 | 0 | [8 empty] | 232 | 2 | 0.23299 | 3 | 0.35649 | 2 | 0.13294 | 3 | 0.5625 | 3 | 0.56948 | 2 | 0.5994 | 3 | 0.50709 | 2 | 0.24566 | 3 | 0.65479 | 2 | 0.36056 | 2 | 0.61253 | 6 | 0.97736 | 2 | 0.20449
19:00 - 20:00 | on |  | 0.15 |  | 0 | 0.15 | 0 | [8 empty] | 233 | 3 | 0.64287 | 3 | 0.48675 | 3 | 0.25338 | 1 | 0.0028821 | 5 | 0.90151 | 2 | 0.6642 | 1 | 0.072623 | 4 | 0.71483 | 4 | 0.81841 | 3 | 0.67826 | 2 | 0.76399 | 3 | 0.28325 | 6 | 0.99895
20:00 - 21:00 | on | on | 0.15 | 0.15 | 0 | 0.15 | 0.15 | [8 empty] | 234 | 2 | 0.29843 | 3 | 0.71461 | 3 | 0.60917 | 4 | 0.92041 | 3 | 0.69029 | 2 | 0.30671 | 2 | 0.27156 | 4 | 0.63625 | 3 | 0.48949 | 1 | 0.048189 | 1 | 0.20261 | 4 | 0.36673 | 4 | 0.51965
21:00 - 22:00 | on | on | 0.15 | 0.15 | 0 | 0.15 | 0.15
22:00 - 23:00 | on | on | 0.15 | 0.15 | 0 | 0.15 | 0.15
23:00 - 24:00 | on | on | 0.15 | 0.15 | 0 | 0.15 | 0.15

## Single Pensioner
Single Pensioner Household |  |  |  | Assumptions | Occurrence Probability |  | Randomised Occurrence |  | Hourly Consumption |  | Electricity Profile
Number of single adult households in Riverside |  |  | 159
Number People in this type of household |  |  | 1
Assumptions
1. Most loads are distributed through out the day in a random way and only what is related to cooking has a
2. The average daily consumption of every appliance will be distributed through out the day into two main
periods, 6:00 till 9:00 and 18:00 till 01:00.
3. No unoccopied period
Random Consumption Generator
Category | Appliance |  | Average consumption |  | Time most likely to operate |  |  |  | No of times | energy per time | [5 empty] | CUT OFF | Hob 1 |  | Hob 2 |  | Hob 3 |  | Oven 1 |  | Oven 2 |  | Microwave 1 |  | Microwave 2 |  | Microwave 3 |  | Video recorder 1 |  | Video Recorder 2 |  | Video recorder 3 |  | Dishwasher |  | Washing Mashine |  | Tumble Drier |  | Electric kettle 1 |  | Electric kettle 2 |  | Electric kettle 3 |  | Electric Kettle 4 |  | Computer 1 |  | Computer 2 |  | Iron |  | Misc
|  |  | per capita (kWh/day) | [5 empty] | per day | of usage (kWh) | [6 empty] | Cut off | Random Tag | Cut off | Random Tag | Cut off | Random Tag | Cut off | Random Tag | Cut off | Random Tag | Cut off | Random Tag | Cut off | Random Tag | Cut off | Random Tag | Cut off | Random Tag | Cut off | Random Tag | Cut off | Random Tag | Cut off | Random Tag | Cut off | Random Tag | Cut off | Random Tag | Cut off | Random Tag | Cut off | Random Tag | Cut off | Random Tag | Cut off | Random Tag | Cut off | Random Tag | Cut off | Random Tag | Cut off | Random Tag | Cut off | Random Tag
Cooking | Electric hob |  | 0.39 |  | 06:00- 9:00, 10:00 - 14:00 and 17:00 - 20:00 |  |  |  | 3 | 0.13 | [6 empty] | 0 | 1 | 0 | 1 | 0 | 1 | 0 | 1 | 0 | 1 | 0 | 1 | 0 | 1 | 0 | 1 | 0 | 1 | 0 | 1 | 0 | 1 | 0 | 1 | 0 | 1 | 0 | 1 | 0 | 1 | 0 | 1 | 0 | 1 | 0 | 1 | 0 | 1 | 0 | 1 | 0 | 1 | 0 | 1
Appliances | Electric oven |  | 0.22 |  | 10:00 - 14:00 and 17:00 - 20:00 |  |  |  | 3 | 0.073333 | [6 empty] | 0.3 | 2 | 0.2 | 2 | 0.4 | 2 | 0.2 | 2 | 0.4 | 2 | 0.3 | 2 | 0.2 | 2 | 0.4 | 2 | 0.5 | 2 | 0.3 | 2 | 0.3 | 2 | 0.2 | 2 | 0.1 | 2 | 0.11 | 2 | 0.3 | 2 | 0.3 | 2 | 0.25 | 2 | 0.5 | 2 | 0.5 | 2 | 0.25 | 2 | 0.16 | 2 | 0.16 | 2
| Microwave Oven |  | 0.07 |  | 10:00 - 14:00 and 17:00 - 20:00 |  |  |  | 2 | 0.035 | [6 empty] | 0.7 | 3 | 0.8 | 3 | 0.8 | 3 | 0.8 | 3 | 0.8 | 3 | 0.7 | 3 | 0.8 | 3 | 0.8 | 3 |  |  | 0.65 | 3 | 0.65 | 3 | 0.4 | 3 | 0.2 | 3 | 0.22 | 3 | 0.65 | 3 | 0.65 | 3 | 0.5 | 3 |  |  |  |  | 0.5 | 3 | 0.26 | 3 | 0.26 | 3
Cold Appliances | Refrigerator |  | 0.33 |  | All day |  |  |  | 24 | 0.01375 | [8 empty] | 0.95 | 4 | 0.95 | 4 | 0.95 | 4 | 0.95 | 4 |  |  | 0.95 | 4 | 0.95 | 4 | [6 empty] | 0.7 | 4 | 0.3 | 4 | 0.33 | 4 |  |  |  |  | 0.75 | 4 |  |  |  |  | 0.75 | 4 | 0.31 | 4 | 0.31 | 4
| Freezer |  | 0.55 |  | All Day |  |  |  | 24 | 0.022917 | [30 empty] | 0.4 | 5 | 0.44 | 5 | [12 empty] | 0.34 | 5 | 0.34 | 5
Brown Goods | Television |  | 0.27 |  | 9:00-10:00 and 10:00-11:00 and 14:00-15:00 and |  |  |  | 7 | 0.038571 | [30 empty] | 0.5 | 6 | 0.56 | 6 | [12 empty] | 0.36 | 6 | 0.36 | 6
[5 empty] | 16:00-17:00 and 18:00-19:00 and 20:00-21:00 and 21:00-22:00 | [35 empty] | 0.6 | 7 | 0.67 | 7 | [12 empty] | 0.52 | 7 | 0.52 | 7
| Video recorder |  | 0.09 |  | 9:00 - 11:00 and 16:00 - 19:00 and 20:00 - 22:00 |  |  |  | 3 | 0.03 | [30 empty] | 0.7 | 8 | 0.78 | 8 | [12 empty] | 0.68 | 8 | 0.68 | 8
Wet Appliances | Dishwasher |  | 0.48 |  | 18:00 - 21:00 |  |  |  | 1 | 0.48 | [30 empty] | 0.8 | 9 | 0.89 | 9 | [12 empty] | 0.84 | 9 | 0.84 | 9
| Washing Mashine |  | 0.2 |  | 12:00 - 21:00 |  |  |  | 1 | 0.2 | [30 empty] | 0.9 | 10 | [14 empty] | 0.91 | 10 | 0.91 | 10
| Tumble Driers |  | 0.28 |  | 13:00 - 21:00 |  |  |  | 1 | 0.28 | [46 empty] | 0.96 | 11 | 0.96 | 11
Miscellaneous | Electric Kettle |  | 0.28 |  | 06:00 - 09:00 and 11:00 - 14:00 and 14:00 - 18:00 and |  |  |  | 4 | 0.07 | [46 empty] | 0.99 | 12 | 0.99 | 12
20:00 - 22:00
| Computers/Laptops |  | 0.3 |  | 14:00 - 16:00 and 17:00 - 22:00 |  |  |  | 2 | 0.15
| Iron |  | 0.09 |  | 09:00 - 21:00 |  |  |  | 1 | 0.09
| Others (Vacum Cleaner etc.) |  | 0.37 |  | 09:00 - 21:00 |  |  |  | 1 | 0.37
[16 empty] | PROBABILITY | Generated | Target | Generated | Target | Generated | Target | Generated | Target | Generated | Target | Generated | Target | Generated | Target | Generated | Target | Generated | Target | Generated | Target | Generated | Target | Generated | Target | Generated | Target | Generated | Target | Generated | Target | Generated | Target | Generated | Target | Generated | Target | Generated | Target | Generated | Target | Generated | Target | Generated | Target
[16 empty] | 1 | 0.28302 | 0.3 | 0.1761 | 0.2 | 0.39623 | 0.4 | 0.22013 | 0.2 | 0.42767 | 0.4 | 0.26516 | 0.3 | 0.15817 | 0.2 | 0.26516 | 0.4 | 0.37247 | 0.5 | 0.21688 | 0.3 | 0.23574 | 0.3 | 0.035204 | 0.2 | 0.10692 | 0.1 | 0.070848 | 0.11 | 0.35849 | 0.3 | 0.28931 | 0.3 | 0.21384 | 0.25 | 0.5283 | 0.5 | 0.40736 | 0.5 | 0.1559 | 0.25 | 0.20126 | 0.16 | 0.16981 | 0.16
Usage Pattern and Probability of Occurrence | [15 empty] | 2 | 0.38365 | 0.4 | 0.61635 | 0.6 | 0.39623 | 0.4 | 0.60377 | 0.6 | 0.3522 | 0.4 | 0.24655 | 0.4 | 0.44659 | 0.6 | 0.26981 | 0.4 | 0.37719 | 0.5 | 0.27818 | 0.35 | 0.26403 | 0.35 | 0.026152 | 0.2 | 0.10692 | 0.1 | 0.061607 | 0.11 | 0.3522 | 0.35 | 0.30818 | 0.35 | 0.25786 | 0.25 | 0.4717 | 0.5 | 0.39227 | 0.5 | 0.15087 | 0.25 | 0.10063 | 0.1 | 0.1195 | 0.1
[16 empty] | 3 | 0.33333 | 0.3 | 0.15094 | 0.15 | 0.18239 | 0.15 | 0.13208 | 0.15 | 0.1761 | 0.15 | 0.22795 | 0.3 | 0.1163 | 0.15 | 0.14886 | 0.15 |  |  | 0.2546 | 0.35 | 0.24989 | 0.35 | 0.042245 | 0.3 | 0.10692 | 0.1 | 0.052366 | 0.11 | 0.28931 | 0.35 | 0.40252 | 0.35 | 0.24528 | 0.25 |  |  |  |  | 0.26655 | 0.25 | 0.037736 | 0.05 | 0.031447 | 0.05
TIME | Hob | Oven | Microwave | Refrigerator | Freezer | Television | Video | Dishwasher | Washing | Tumble Drier | Kettle | Computers | Iron | Miscellaneous |  | 4 |  |  | 0.056604 | 0.05 | 0.025157 | 0.05 | 0.044025 | 0.05 | 0.044025 | 0.05 |  |  | 0.018608 | 0.05 | 0.055824 | 0.05 | [6 empty] | 0.056327 | 0.3 | 0.10063 | 0.1 | 0.064688 | 0.11 |  |  |  |  | 0.28302 | 0.25 |  |  |  |  | 0.22631 | 0.25 | 0.012579 | 0.03 | 0.025157 | 0.03
|  |  | Oven |  |  |  | Recorder |  | Mashine | [6 empty] | 5 | [24 empty] | 0.075472 | 0.1 | 0.046205 | 0.12 | [12 empty] | 0.025157 | 0.02 | 0.031447 | 0.02
00:00 - 01:00 |  |  |  | 1 | 1 | [10 empty] | 6 | [24 empty] | 0.075472 | 0.1 | 0.027723 | 0.11 | [12 empty] | 0.18868 | 0.16 | 0.10063 | 0.16
01:00 - 02:00 |  |  |  | 1 | 1 | [10 empty] | 7 | [24 empty] | 0.08805 | 0.1 | 0.040045 | 0.11 | [12 empty] | 0.15723 | 0.16 | 0.16352 | 0.16
02:00 - 03:00 |  |  |  | 1 | 1 | [10 empty] | 8 | [24 empty] | 0.050314 | 0.1 | 0.055446 | 0.11 | [12 empty] | 0.16981 | 0.16 | 0.1761 | 0.16
03:00 - 04:00 |  |  |  | 1 | 1 | [10 empty] | 9 | [24 empty] | 0.10692 | 0.1 | 0.070848 | 0.11 | [12 empty] | 0.062893 | 0.07 | 0.075472 | 0.07
04:00 - 05:00 |  |  |  | 1 | 1 | [10 empty] | 10 | [24 empty] | 0.18239 | 0.1 | [14 empty] | 0.037736 | 0.05 | 0.056604 | 0.05
05:00 - 06:00 |  |  |  | 1 | 1 | [10 empty] | 11 | [40 empty] | 0.0062893 | 0.03 | 0.037736 | 0.03
06:00 - 07:00 | 0.3 |  | 0.3 | 1 | 1 | [5 empty] | 0.3 |  |  |  |  | 12 | [40 empty] | 0 | 0.01 | 0.012579 | 0.01
07:00 - 08:00 | 0.4 |  | 0.4 | 1 | 1 | [5 empty] | 0.35 |  |  |  |  | 13
08:00 - 09:00 | 0.3 |  | 0.3 | 1 | 1 | [5 empty] | 0.35 |  |  |  |  | 14
09:00 - 10:00 |  |  |  | 1 | 1 | 1 | 0.5 | [5 empty] | 0.16 | 0.16 |  | 15
10:00 - 11:00 | 0.2 | 0.2 | 0.2 | 1 | 1 | 1 | 0.5 | [5 empty] | 0.1 | 0.1 |  | Household | Tag | Random | Tag | Random |  |  | Tag | Random | Tag | Random | Tag | Random | Tag | Random | Tag | Random | Tag | Random | Tag | Random | Tag | Random | Tag | Random | Tag | Random | Tag | Random | Tag | Random | Tag | Random | Tag | Random | Tag | Random | Tag | Random | Tag | Random | Tag | Random | Tag | Random
11:00 - 12:00 | 0.6 | 0.6 | 0.6 | 1 | 1 | [5 empty] | 0.3 |  | 0.05 | 0.05 |  | 1 | 1 | 0.10934 | 2 | 0.77524 | 2 | 0.66318 | 2 | 0.74558 | 2 | 0.56634 | 2 | 0.34553 | 2 | 0.48223 | 4 | 0.96318 | 2 | 0.53324 | 1 | 0.25855 | 1 | 0.20336 | 1 | 0.0022412 | 2 | 0.13986 | 8 | 0.86107 | 1 | 0.23536 | 3 | 0.65148 | 3 | 0.69353 | 1 | 0.49848 | 1 | 0.41728 | 3 | 0.62143 | 7 | 0.64124 | 8 | 0.71807
12:00 - 13:00 | 0.15 | 0.15 | 0.15 | 1 | 1 |  |  |  | 0.1 |  | 0.35 |  | 0.03 | 0.03 |  | 2 | 2 | 0.67698 | 2 | 0.22739 | 1 | 0.21501 | 2 | 0.52315 | 2 | 0.62747 | 1 | 0.0029583 | 2 | 0.56104 | 1 | 0.076412 | 2 | 0.77913 | 2 | 0.36738 | 3 | 0.69361 | 3 | 0.46715 | 1 | 0.037819 | 3 | 0.24698 | 2 | 0.63795 | 2 | 0.35066 | 1 | 0.20832 | 2 | 0.91551 | 1 | 0.25518 | 1 | 0.12958 | 2 | 0.19464 | 1 | 0.050166
13:00 - 14:00 | 0.05 | 0.05 | 0.05 | 1 | 1 |  |  |  | 0.1 | 0.11 | 0.35 |  | 0.02 | 0.02 |  | 3 | 2 | 0.68471 | 2 | 0.78085 | 1 | 0.087529 | 1 | 0.18293 | 1 | 0.051269 | 1 | 0.28665 | 3 | 0.82755 | 2 | 0.70255 | 1 | 0.096644 | 3 | 0.65914 | 2 | 0.60501 | 3 | 0.41931 | 7 | 0.67452 | 4 | 0.4393 | 1 | 0.16415 | 2 | 0.5865 | 2 | 0.2743 | 1 | 0.37639 | 1 | 0.11518 | 1 | 0.16036 | 10 | 0.9129 | 10 | 0.9306
14:00 - 15:00 |  |  |  | 1 | 1 | 1 |  |  | 0.1 | 0.11 | 0.25 | 0.5 | 0.16 | 0.16 |  | 4 | 3 | 0.89896 | 2 | 0.22786 | 2 | 0.74831 | 2 | 0.37976 | 2 | 0.68066 | 3 | 0.94259 | 2 | 0.74814 | 1 | 0.34209 | 2 | 0.75637 | 3 | 0.93954 | 2 | 0.58222 | 2 | 0.25691 | 10 | 0.94798 | 1 | 0.019272 | 2 | 0.44063 | 2 | 0.41884 | 4 | 0.96769 | 2 | 0.61709 | 1 | 0.35606 | 4 | 0.85981 | 3 | 0.27777 | 7 | 0.53315
15:00 - 16:00 |  |  |  | 1 | 1 |  |  |  | 0.1 | 0.11 | 0.25 | 0.5 | 0.16 | 0.16 |  | 5 | 3 | 0.98352 | 2 | 0.48692 | 1 | 0.27094 | 2 | 0.21692 | 1 | 0.057812 | 1 | 0.068719 | 2 | 0.47749 | 2 | 0.71425 | 2 | 0.93865 | 1 | 0.24536 | 2 | 0.31628 | 1 | 0.18293 | 9 | 0.80989 | 9 | 0.93536 | 1 | 0.22154 | 3 | 0.75655 | 2 | 0.37157 | 1 | 0.36459 | 2 | 0.80247 | 2 | 0.30558 | 2 | 0.24997 | 6 | 0.51781
16:00 - 17:00 |  |  |  | 1 | 1 | 1 | 0.3 |  | 0.1 | 0.11 | 0.25 |  | 0.16 | 0.16 |  | 6 | 3 | 0.90383 | 3 | 0.93167 | 2 | 0.47965 | 4 | 0.95878 | 1 | 0.027375 | 2 | 0.35 | 2 | 0.604 | 4 | 0.96911 | 2 | 0.98846 | 1 | 0.0082641 | 1 | 0.086077 | 4 | 0.81008 | 5 | 0.41973 | 1 | 0.08823 | 3 | 0.71202 | 1 | 0.29173 | 1 | 0.12413 | 1 | 0.40253 | 1 | 0.049301 | 1 | 0.025442 | 1 | 0.13607 | 9 | 0.89252
17:00 - 18:00 | 0.4 | 0.4 | 0.4 | 1 | 1 |  | 0.35 |  | 0.1 | 0.12 | 0.25 |  | 0.07 | 0.07 |  | 7 | 1 | 0.10125 | 2 | 0.4227 | 2 | 0.40309 | 1 | 0.17746 | 3 | 0.89679 | 2 | 0.48719 | 2 | 0.69813 | 1 | 0.22411 | 1 | 0.36225 | 2 | 0.41705 | 2 | 0.48528 | 3 | 0.5782 | 4 | 0.31369 | 1 | 0.0064632 | 1 | 0.076889 | 3 | 0.74487 | 2 | 0.42186 | 2 | 0.668 | 1 | 0.076892 | 4 | 0.77611 | 6 | 0.39271 | 2 | 0.24595
18:00 - 19:00 | 0.4 | 0.4 | 0.4 | 1 | 1 | 1 | 0.35 | 0.2 | 0.1 | 0.11 |  | 0.25 | 0.05 | 0.05 |  | 8 | 2 | 0.54667 | 2 | 0.74686 | 2 | 0.67544 | 2 | 0.35158 | 3 | 0.81648 | 1 | 0.18222 | 2 | 0.65386 | 3 | 0.81739 | 1 | 0.40606 | 2 | 0.55449 | 1 | 0.028246 | 4 | 0.91951 | 9 | 0.87645 | 7 | 0.73616 | 1 | 0.17339 | 2 | 0.34635 | 1 | 0.031161 | 2 | 0.86106 | 1 | 0.48059 | 3 | 0.61465 | 1 | 0.087408 | 1 | 0.031764
19:00 - 20:00 | 0.15 | 0.15 | 0.15 | 1 | 1 |  | 0.3 | 0.2 | 0.1 | 0.11 |  | 0.25 | 0.03 | 0.03 |  | 9 | 3 | 0.82252 | 2 | 0.51408 | 3 | 0.91761 | 2 | 0.64682 | 4 | 0.96423 | 1 | 0.13767 | 3 | 0.82639 | 1 | 0.38257 | 1 | 0.17961 | 1 | 0.1634 | 2 | 0.56032 | 1 | 0.056701 | 10 | 0.90387 | 4 | 0.3367 | 1 | 0.038335 | 2 | 0.3389 | 3 | 0.7155 | 2 | 0.53922 | 1 | 0.020833 | 3 | 0.58945 | 2 | 0.2051 | 8 | 0.78285
20:00 - 21:00 | 0.05 | 0.05 | 0.05 | 1 | 1 | 1 | 0.35 | 0.3 | 0.1 | 0.11 | 0.5 | 0.25 | 0.01 | 0.01 |  | 10 | 3 | 0.85589 | 2 | 0.22632 | 2 | 0.58023 | 2 | 0.49241 | 1 | 0.27285 | 1 | 0.096508 | 2 | 0.64088 | 2 | 0.54273 | 1 | 0.42243 | 2 | 0.4781 | 3 | 0.77301 | 4 | 0.85246 | 3 | 0.25565 | 8 | 0.80502 | 1 | 0.040637 | 3 | 0.92227 | 3 | 0.74768 | 1 | 0.13955 | 2 | 0.7668 | 3 | 0.58992 | 8 | 0.83981 | 7 | 0.52337
21:00 - 22:00 |  |  |  | 1 | 1 | 1 | 0.35 | 0.3 | 0.1 | 0.11 | 0.5 | 0.25 |  |  |  | 11 | 2 | 0.69248 | 2 | 0.72809 | 1 | 0.10668 | 2 | 0.73733 | 1 | 0.021574 | 1 | 0.10508 | 1 | 0.14826 | 1 | 0.032441 | 1 | 0.048375 | 1 | 0.2197 | 2 | 0.3158 | 2 | 0.35955 | 7 | 0.62769 | 7 | 0.76455 | 2 | 0.42192 | 3 | 0.82042 | 3 | 0.60408 | 1 | 0.328 | 1 | 0.091559 | 1 | 0.082433 | 2 | 0.18151 | 11 | 0.98244
22:00 - 23:00 |  |  |  | 1 | 1 | [10 empty] | 12 | 1 | 0.025572 | 2 | 0.41961 | 2 | 0.67074 | 2 | 0.59681 | 2 | 0.74748 | 1 | 0.021245 | 1 | 0.19189 | 2 | 0.5518 | 2 | 0.90777 | 1 | 0.1631 | 1 | 0.24275 | 4 | 0.96681 | 2 | 0.1192 | 9 | 0.90782 | 3 | 0.8877 | 3 | 0.92888 | 4 | 0.92057 | 2 | 0.61485 | 1 | 0.03188 | 2 | 0.46642 | 2 | 0.17316 | 1 | 0.029967
23:00 - 24:00 |  |  |  | 1 | 1 | [10 empty] | 13 | 3 | 0.84652 | 1 | 0.083603 | 2 | 0.54015 | 2 | 0.53951 | 2 | 0.64498 | 2 | 0.34248 | 2 | 0.58004 | 1 | 0.39564 | 1 | 0.22098 | 3 | 0.67397 | 1 | 0.28896 | 3 | 0.41637 | 2 | 0.13527 | 8 | 0.82622 | 1 | 0.035088 | 1 | 0.24411 | 2 | 0.44713 | 1 | 0.23173 | 2 | 0.54257 | 3 | 0.70753 | 6 | 0.40024 | 6 | 0.51909
[16 empty] | 14 | 2 | 0.63642 | 3 | 0.83804 | 1 | 0.34616 | 3 | 0.92891 | 1 | 0.11905 | 2 | 0.55363 | 2 | 0.42094 | 2 | 0.71124 | 1 | 0.13425 | 3 | 0.85505 | 2 | 0.54166 | 4 | 0.74062 | 7 | 0.68318 | 2 | 0.17327 | 3 | 0.77134 | 3 | 0.75175 | 3 | 0.7261 | 2 | 0.5042 | 2 | 0.51573 | 3 | 0.59562 | 1 | 0.1062 | 6 | 0.40705
[16 empty] | 15 | 1 | 0.18037 | 4 | 0.95926 | 3 | 0.82613 | 2 | 0.33371 | 2 | 0.64947 | 1 | 0.032547 | 2 | 0.37219 | 1 | 0.30234 | 2 | 0.52785 | 3 | 0.88989 | 2 | 0.54 | 4 | 0.83109 | 3 | 0.27777 | 6 | 0.65518 | 1 | 0.27264 | 1 | 0.24455 | 4 | 0.99775 | 1 | 0.45841 | 1 | 0.4706 | 3 | 0.5824 | 8 | 0.72397 | 1 | 0.013522
Usage Pattern and Randomised Number of Occurrence | [15 empty] | 16 | 2 | 0.51741 | 2 | 0.49299 | 2 | 0.46854 | 2 | 0.46906 | 3 | 0.89771 | 3 | 0.96606 | 2 | 0.75681 | 4 | 0.99434 | 1 | 0.44745 | 2 | 0.58005 | 3 | 0.90437 | 2 | 0.27996 | 6 | 0.53731 | 2 | 0.15009 | 3 | 0.65422 | 1 | 0.081791 | 4 | 0.78041 | 1 | 0.34243 | 1 | 0.17426 | 4 | 0.89068 | 1 | 0.085826 | 1 | 0.085081
[16 empty] | 17 | 2 | 0.30032 | 1 | 0.081725 | 2 | 0.72743 | 2 | 0.24234 | 1 | 0.39808 | 3 | 0.81132 | 1 | 0.15295 | 2 | 0.4796 | 1 | 0.39943 | 2 | 0.47551 | 2 | 0.4561 | 2 | 0.28773 | 7 | 0.61561 | 2 | 0.14685 | 1 | 0.29906 | 2 | 0.54468 | 3 | 0.74564 | 1 | 0.21038 | 1 | 0.16005 | 1 | 0.054256 | 8 | 0.72176 | 6 | 0.51961
TIME | Hob | Oven | Microwave | Refrigerator | Freezer | Television | Video | Dishwasher | Washing | Tumble Drier | Kettle | Computers | Iron | Miscellaneous |  | 18 | 1 | 0.27427 | 2 | 0.78956 | 3 | 0.8546 | 1 | 0.10321 | 1 | 0.12382 | 2 | 0.52152 | 1 | 0.063584 | 1 | 0.0064575 | 1 | 0.18385 | 3 | 0.94935 | 3 | 0.77128 | 3 | 0.53433 | 10 | 0.9103 | 8 | 0.79513 | 2 | 0.5897 | 2 | 0.56473 | 2 | 0.31448 | 1 | 0.17486 | 1 | 0.11468 | 4 | 0.86801 | 6 | 0.51094 | 8 | 0.80847
|  |  | Oven |  |  |  | Recorder |  | Mashine | [6 empty] | 19 | 3 | 0.81898 | 2 | 0.5387 | 2 | 0.61214 | 2 | 0.33545 | 4 | 0.9604 | 2 | 0.61146 | 2 | 0.47273 | 1 | 0.26284 | 1 | 0.39784 | 2 | 0.48 | 2 | 0.36207 | 1 | 0.002813 | 10 | 0.91337 | 1 | 0.063594 | 1 | 0.14935 | 3 | 0.76836 | 4 | 0.77499 | 1 | 0.34522 | 1 | 0.45496 | 3 | 0.54857 | 1 | 0.094641 | 8 | 0.75048
00:00 - 01:00 |  |  |  | 159 | 159 | [10 empty] | 20 | 2 | 0.3176 | 3 | 0.82274 | 1 | 0.10794 | 2 | 0.65653 | 1 | 0.2684 | 1 | 0.16608 | 1 | 0.10222 | 2 | 0.75926 | 1 | 0.27706 | 2 | 0.62551 | 3 | 0.98515 | 3 | 0.60768 | 5 | 0.4056 | 7 | 0.74195 | 2 | 0.57367 | 3 | 0.76943 | 2 | 0.38489 | 2 | 0.89757 | 2 | 0.94951 | 4 | 0.91173 | 8 | 0.77715 | 10 | 0.95231
01:00 - 02:00 |  |  |  | 159 | 159 | [10 empty] | 21 | 1 | 0.14963 | 2 | 0.7937 | 2 | 0.56972 | 2 | 0.46536 | 1 | 0.34636 | 1 | 0.060599 | 2 | 0.44742 | 1 | 0.32811 | 1 | 0.10572 | 2 | 0.35601 | 3 | 0.99251 | 3 | 0.62353 | 5 | 0.42218 | 7 | 0.69425 | 3 | 0.9232 | 1 | 0.13944 | 2 | 0.40941 | 1 | 0.32553 | 2 | 0.78354 | 4 | 0.98965 | 2 | 0.16144 | 10 | 0.919
02:00 - 03:00 |  |  |  | 159 | 159 | [10 empty] | 22 | 2 | 0.4517 | 2 | 0.25253 | 2 | 0.64072 | 2 | 0.48253 | 3 | 0.84325 | 2 | 0.65742 | 2 | 0.76339 | 3 | 0.85301 | 2 | 0.66871 | 3 | 0.65189 | 1 | 0.048991 | 1 | 0.14082 | 4 | 0.30597 | 3 | 0.24487 | 2 | 0.42314 | 3 | 0.77293 | 4 | 0.84117 | 2 | 0.83253 | 2 | 0.852 | 1 | 0.046245 | 2 | 0.24392 | 6 | 0.46331
03:00 - 04:00 |  |  |  | 159 | 159 | [10 empty] | 23 | 3 | 0.74914 | 2 | 0.71755 | 1 | 0.065725 | 1 | 0.043472 | 1 | 0.34601 | 1 | 0.22051 | 1 | 0.043542 | 1 | 0.056835 | 1 | 0.42381 | 3 | 0.69751 | 2 | 0.33828 | 4 | 0.93889 | 4 | 0.31657 | 2 | 0.17643 | 2 | 0.57008 | 3 | 0.91992 | 3 | 0.72167 | 1 | 0.22123 | 1 | 0.48768 | 4 | 0.8434 | 8 | 0.71573 | 9 | 0.87058
04:00 - 05:00 |  |  |  | 159 | 159 | [10 empty] | 24 | 3 | 0.82232 | 1 | 0.0036164 | 3 | 0.94765 | 2 | 0.53749 | 2 | 0.50854 | 1 | 0.071285 | 2 | 0.20208 | 2 | 0.55086 | 1 | 0.44645 | 2 | 0.44702 | 2 | 0.59009 | 3 | 0.57408 | 6 | 0.50846 | 3 | 0.32101 | 2 | 0.33841 | 1 | 0.079378 | 4 | 0.7687 | 1 | 0.065864 | 1 | 0.1323 | 4 | 0.83935 | 4 | 0.32822 | 1 | 0.030699
05:00 - 06:00 |  |  |  | 159 | 159 | [10 empty] | 25 | 3 | 0.87993 | 2 | 0.35346 | 1 | 0.15066 | 2 | 0.22684 | 2 | 0.72128 | 3 | 0.77745 | 2 | 0.39775 | 2 | 0.57854 | 2 | 0.78627 | 1 | 0.25484 | 1 | 0.17469 | 3 | 0.65522 | 9 | 0.80085 | 2 | 0.18969 | 1 | 0.11541 | 1 | 0.16032 | 1 | 0.072642 | 2 | 0.62985 | 2 | 0.76632 | 3 | 0.73279 | 7 | 0.56491 | 8 | 0.71025
06:00 - 07:00 | 45 |  | 42.1608 | 159 | 159 | [5 empty] | 57 |  |  |  |  | 26 | 2 | 0.66378 | 2 | 0.67014 | 2 | 0.60015 | 2 | 0.73642 | 1 | 0.35441 | 1 | 0.22006 | 1 | 0.060533 | 2 | 0.56289 | 1 | 0.15987 | 2 | 0.32276 | 2 | 0.63495 | 1 | 0.020976 | 4 | 0.38787 | 4 | 0.41654 | 3 | 0.85143 | 3 | 0.7347 | 2 | 0.38825 | 2 | 0.64586 | 1 | 0.48147 | 3 | 0.52665 | 2 | 0.21842 | 1 | 0.13975
07:00 - 08:00 | 61 |  | 39.2021 | 159 | 159 | [5 empty] | 56 |  |  |  |  | 27 | 2 | 0.37782 | 2 | 0.78594 | 2 | 0.79391 | 1 | 0.08974 | 1 | 0.10545 | 1 | 0.22536 | 3 | 0.90513 | 2 | 0.42216 | 1 | 0.14035 | 3 | 0.75447 | 1 | 0.021969 | 4 | 0.74786 | 4 | 0.38196 | 1 | 0.098085 | 2 | 0.4229 | 1 | 0.27092 | 1 | 0.1401 | 2 | 0.9909 | 1 | 0.47138 | 3 | 0.61287 | 2 | 0.23199 | 5 | 0.35039
08:00 - 09:00 | 53 |  | 36.2435 | 159 | 159 | [5 empty] | 46 |  |  |  |  | 28 | 2 | 0.43266 | 1 | 0.16743 | 3 | 0.87755 | 3 | 0.89084 | 3 | 0.9344 | 1 | 0.19201 | 2 | 0.65123 | 3 | 0.94982 | 2 | 0.96157 | 2 | 0.37007 | 3 | 0.73563 | 4 | 0.72759 | 10 | 0.91412 | 3 | 0.29679 | 2 | 0.35676 | 1 | 0.08224 | 1 | 0.17025 | 1 | 0.13106 | 1 | 0.079381 | 3 | 0.62227 | 6 | 0.49662 | 6 | 0.5175
09:00 - 10:00 |  |  |  | 159 | 159 | 159 | 59.223 | [5 empty] | 32 | 27 |  | 29 | 2 | 0.69997 | 3 | 0.94981 | 2 | 0.58438 | 2 | 0.50565 | 4 | 0.9993 | 3 | 0.99844 | 1 | 0.13481 | 1 | 0.33819 | 2 | 0.63724 | 2 | 0.4762 | 1 | 0.16888 | 3 | 0.44933 | 10 | 0.9136 | 5 | 0.53594 | 1 | 0.094093 | 3 | 0.74564 | 1 | 0.12913 | 2 | 0.63653 | 2 | 0.97782 | 1 | 0.015444 | 7 | 0.66162 | 7 | 0.56875
10:00 - 11:00 | 28 | 35 | 25.1485 | 159 | 159 | 159 | 59.9727 | [5 empty] | 16 | 19 |  | 30 | 1 | 0.17007 | 2 | 0.53387 | 1 | 0.025543 | 2 | 0.54934 | 2 | 0.71928 | 2 | 0.33586 | 2 | 0.6877 | 3 | 0.84504 | 1 | 0.21428 | 3 | 0.68577 | 3 | 0.89969 | 4 | 0.96445 | 5 | 0.47442 | 3 | 0.24363 | 1 | 0.23969 | 3 | 0.78736 | 1 | 0.059718 | 2 | 0.81234 | 1 | 0.22588 | 3 | 0.58934 | 1 | 0.11707 | 3 | 0.29161
11:00 - 12:00 | 98 | 96 | 71.0077 | 159 | 159 | [5 empty] | 46 |  | 6 | 5 |  | 31 | 2 | 0.4116 | 1 | 0.063161 | 2 | 0.47712 | 2 | 0.54282 | 2 | 0.44153 | 1 | 0.21648 | 1 | 0.11492 | 2 | 0.62243 | 2 | 0.86195 | 1 | 0.012716 | 3 | 0.8668 | 4 | 0.71066 | 6 | 0.5917 | 9 | 0.89243 | 3 | 0.91146 | 1 | 0.16741 | 3 | 0.67998 | 2 | 0.67392 | 2 | 0.81943 | 2 | 0.39853 | 6 | 0.49925 | 7 | 0.5761
12:00 - 13:00 | 24 | 21 | 18.4916 | 159 | 159 |  |  |  | 17 |  | 49 |  | 2 | 4 |  | 32 | 1 | 0.087523 | 3 | 0.8991 | 1 | 0.023446 | 2 | 0.45804 | 3 | 0.88366 | 2 | 0.47808 | 2 | 0.27419 | 2 | 0.68712 | 1 | 0.070931 | 2 | 0.60942 | 1 | 0.14774 | 4 | 0.83101 | 8 | 0.78035 | 1 | 0.062024 | 2 | 0.46342 | 3 | 0.7257 | 1 | 0.10402 | 1 | 0.4445 | 2 | 0.86597 | 3 | 0.60339 | 7 | 0.64524 | 11 | 0.97003
13:00 - 14:00 | 9 | 7 | 2.9587 | 159 | 159 |  |  |  | 17 | 11.2649 | 64 |  | 4 | 5 |  | 33 | 3 | 0.96207 | 3 | 0.83577 | 1 | 0.19607 | 2 | 0.62158 | 3 | 0.89348 | 3 | 0.71022 | 2 | 0.58365 | 2 | 0.68612 | 2 | 0.71187 | 3 | 0.77115 | 3 | 0.69789 | 1 | 0.035241 | 10 | 0.97901 | 5 | 0.47372 | 1 | 0.006195 | 1 | 0.15894 | 2 | 0.39692 | 2 | 0.565 | 2 | 0.8678 | 2 | 0.38551 | 6 | 0.38548 | 1 | 0.069406
14:00 - 15:00 |  |  |  | 159 | 159 | 159 |  |  | 17 | 9.7955 | 34 | 64.7705 | 30 | 16 |  | 34 | 3 | 0.71403 | 2 | 0.62573 | 2 | 0.40579 | 3 | 0.87869 | 3 | 0.87335 | 1 | 0.13995 | 2 | 0.31975 | 2 | 0.47372 | 2 | 0.81601 | 1 | 0.090958 | 1 | 0.21409 | 1 | 0.010958 | 10 | 0.98205 | 5 | 0.5255 | 3 | 0.81559 | 1 | 0.070355 | 1 | 0.15806 | 1 | 0.40766 | 1 | 0.18658 | 3 | 0.65098 | 2 | 0.23292 | 7 | 0.62513
15:00 - 16:00 |  |  |  | 159 | 159 |  |  |  | 16 | 8.3262 | 41 | 62.3716 | 25 | 26 |  | 35 | 2 | 0.35954 | 2 | 0.20645 | 2 | 0.51132 | 2 | 0.27777 | 1 | 0.17381 | 3 | 0.89877 | 2 | 0.5357 | 1 | 0.027786 | 2 | 0.96466 | 3 | 0.6686 | 2 | 0.32911 | 4 | 0.86124 | 7 | 0.66436 | 2 | 0.20677 | 3 | 0.96075 | 2 | 0.62515 | 4 | 0.77278 | 2 | 0.69928 | 2 | 0.87167 | 4 | 0.97956 | 8 | 0.82958 | 8 | 0.70748
16:00 - 17:00 |  |  |  | 159 | 159 | 159 | 34.4843 |  | 12 | 10.2853 | 39 |  | 27 | 28 |  | 36 | 2 | 0.42768 | 2 | 0.41415 | 2 | 0.61551 | 2 | 0.79186 | 1 | 0.0062955 | 2 | 0.47017 | 2 | 0.56128 | 3 | 0.85187 | 2 | 0.70745 | 2 | 0.50651 | 3 | 0.71964 | 4 | 0.85634 | 8 | 0.77135 | 4 | 0.40709 | 2 | 0.36502 | 2 | 0.63053 | 2 | 0.33999 | 2 | 0.80444 | 2 | 0.73762 | 1 | 0.17906 | 8 | 0.80001 | 7 | 0.63968
17:00 - 18:00 | 63 | 68 | 42.1608 | 159 | 159 |  | 44.2299 |  | 12 | 7.3467 | 45 |  | 10 | 12 |  | 37 | 2 | 0.36834 | 2 | 0.5221 | 4 | 0.98064 | 1 | 0.1182 | 1 | 0.06837 | 2 | 0.56686 | 2 | 0.7362 | 3 | 0.80689 | 1 | 0.10035 | 1 | 0.0033588 | 3 | 0.85806 | 3 | 0.54668 | 4 | 0.32532 | 9 | 0.89408 | 1 | 0.17487 | 2 | 0.47946 | 3 | 0.57177 | 1 | 0.11483 | 2 | 0.76475 | 1 | 0.15221 | 1 | 0.14438 | 9 | 0.84732
18:00 - 19:00 | 63 | 56 | 42.9005 | 159 | 159 | 159 | 40.4816 | 5.5975 | 14 | 4.408 |  | 24.7887 | 6 | 9 |  | 38 | 2 | 0.46766 | 1 | 0.14545 | 1 | 0.30129 | 2 | 0.50199 | 2 | 0.56296 | 2 | 0.54256 | 2 | 0.43607 | 2 | 0.7566 | 1 | 0.43155 | 1 | 0.21094 | 3 | 0.78978 | 4 | 0.90031 | 1 | 0.032106 | 3 | 0.3078 | 1 | 0.20436 | 2 | 0.64341 | 1 | 0.20736 | 1 | 0.37744 | 1 | 0.072668 | 1 | 0.182 | 8 | 0.70797 | 8 | 0.82076
19:00 - 20:00 | 29 | 28 | 23.6692 | 159 | 159 |  | 37.4829 | 4.1581 | 8 | 6.3671 |  | 23.9891 | 1 | 6 |  | 39 | 2 | 0.40385 | 2 | 0.20064 | 1 | 0.05488 | 3 | 0.85309 | 2 | 0.66982 | 2 | 0.57828 | 2 | 0.56573 | 1 | 0.18618 | 2 | 0.82074 | 2 | 0.57274 | 3 | 0.67894 | 1 | 0.055795 | 3 | 0.27456 | 4 | 0.35271 | 1 | 0.21726 | 1 | 0.040576 | 3 | 0.58021 | 2 | 0.79775 | 2 | 0.67331 | 2 | 0.30392 | 6 | 0.44089 | 8 | 0.68233
20:00 - 21:00 | 4 | 7 | 8.876 | 159 | 159 | 159 | 41.9809 | 6.7169 | 17 | 8.816 | 84 | 42.3807 | 0 | 2 |  | 40 | 2 | 0.54907 | 2 | 0.20543 | 1 | 0.14813 | 2 | 0.49488 | 2 | 0.48155 | 3 | 0.72145 | 3 | 0.92703 | 2 | 0.65251 | 2 | 0.72448 | 2 | 0.55176 | 2 | 0.52853 | 3 | 0.65761 | 2 | 0.18338 | 7 | 0.73531 | 3 | 0.82182 | 2 | 0.34323 | 2 | 0.43117 | 1 | 0.16677 | 2 | 0.5124 | 4 | 0.86568 | 1 | 0.13956 | 2 | 0.2592
21:00 - 22:00 |  |  |  | 159 | 159 | 159 | 39.7319 | 8.9559 | 29 | 11.2649 | 75 | 35.9836 |  |  |  | 41 | 3 | 0.90106 | 2 | 0.56871 | 1 | 0.3949 | 2 | 0.56871 | 1 | 0.18306 | 2 | 0.4979 | 1 | 0.12897 | 2 | 0.77243 | 1 | 0.0578 | 2 | 0.36465 | 3 | 0.68902 | 1 | 0.046308 | 7 | 0.68185 | 8 | 0.78513 | 1 | 0.12316 | 1 | 0.29054 | 2 | 0.32552 | 2 | 0.69992 | 2 | 0.93084 | 3 | 0.5164 | 10 | 0.95163 | 7 | 0.52872
22:00 - 23:00 |  |  |  | 159 | 159 | [10 empty] | 42 | 2 | 0.4462 | 4 | 0.97682 | 2 | 0.57318 | 2 | 0.26476 | 1 | 0.17462 | 2 | 0.63455 | 2 | 0.44364 | 1 | 0.35213 | 2 | 0.781 | 3 | 0.6806 | 3 | 0.85595 | 1 | 0.0038894 | 3 | 0.21761 | 1 | 0.022774 | 1 | 0.075691 | 3 | 0.6623 | 4 | 0.83345 | 1 | 0.44661 | 2 | 0.56169 | 3 | 0.55051 | 1 | 0.15613 | 7 | 0.5744
23:00 - 24:00 |  |  |  | 159 | 159 | [10 empty] | 43 | 2 | 0.49348 | 3 | 0.92111 | 1 | 0.37647 | 1 | 0.081974 | 1 | 0.35948 | 3 | 0.80356 | 2 | 0.73259 | 2 | 0.59173 | 1 | 0.48035 | 2 | 0.41859 | 1 | 0.016911 | 2 | 0.33002 | 8 | 0.75228 | 8 | 0.78099 | 2 | 0.34767 | 2 | 0.60038 | 2 | 0.27305 | 1 | 0.013987 | 1 | 0.24674 | 1 | 0.0080453 | 9 | 0.87406 | 8 | 0.80537
[16 empty] | 44 | 3 | 0.94541 | 1 | 0.05868 | 1 | 0.26345 | 2 | 0.61713 | 2 | 0.74972 | 1 | 0.18292 | 1 | 0.059698 | 2 | 0.58752 | 2 | 0.90969 | 1 | 0.28565 | 3 | 0.67298 | 4 | 0.96286 | 10 | 0.95611 | 5 | 0.45931 | 1 | 0.19235 | 1 | 0.045781 | 3 | 0.73434 | 2 | 0.71923 | 2 | 0.64369 | 3 | 0.56175 | 7 | 0.60384 | 9 | 0.88436
[16 empty] | 45 | 1 | 0.14283 | 1 | 0.052408 | 2 | 0.41567 | 2 | 0.79276 | 1 | 0.23589 | 1 | 0.095562 | 2 | 0.27736 | 1 | 0.03223 | 2 | 0.81328 | 3 | 0.85619 | 3 | 0.65288 | 3 | 0.69451 | 5 | 0.40488 | 7 | 0.67458 | 3 | 0.6597 | 3 | 0.90908 | 1 | 0.10784 | 1 | 0.30302 | 1 | 0.39458 | 1 | 0.16555 | 4 | 0.31014 | 6 | 0.4134
Hourly Consumption (kWh) | [15 empty] | 46 | 2 | 0.44996 | 1 | 0.10385 | 1 | 0.12271 | 3 | 0.80929 | 2 | 0.72257 | 1 | 0.12895 | 2 | 0.46048 | 1 | 0.068324 | 2 | 0.78188 | 1 | 0.15011 | 3 | 0.73894 | 3 | 0.68773 | 6 | 0.55252 | 2 | 0.18401 | 2 | 0.429 | 3 | 0.65455 | 3 | 0.67442 | 2 | 0.66758 | 1 | 0.011975 | 1 | 0.18489 | 8 | 0.79307 | 3 | 0.28423
[16 empty] | 47 | 2 | 0.61007 | 2 | 0.60345 | 2 | 0.76262 | 3 | 0.94272 | 1 | 0.17219 | 2 | 0.57418 | 2 | 0.68585 | 2 | 0.47466 | 2 | 0.86472 | 3 | 0.73134 | 3 | 0.69347 | 3 | 0.59859 | 9 | 0.87986 | 9 | 0.98399 | 3 | 0.9213 | 2 | 0.46652 | 2 | 0.41028 | 2 | 0.80889 | 1 | 0.089807 | 2 | 0.46663 | 7 | 0.56438 | 7 | 0.59612
TIME | Hob | Oven | Microwave | Refrigerator | Freezer | Television | Video | Dishwasher | Washing | Tumble Drier | Kettle | Computers | Iron | Miscellaneous | Total | 48 | 2 | 0.34045 | 3 | 0.87317 | 2 | 0.45954 | 2 | 0.53635 | 3 | 0.87225 | 1 | 0.00059067 | 2 | 0.22854 | 2 | 0.53274 | 2 | 0.81366 | 3 | 0.65706 | 2 | 0.47591 | 2 | 0.34188 | 10 | 0.90489 | 2 | 0.15477 | 3 | 0.8982 | 3 | 0.91238 | 2 | 0.3061 | 1 | 0.16879 | 1 | 0.29226 | 2 | 0.36905 | 2 | 0.22295 | 8 | 0.69072
|  |  | Oven |  |  |  | Recorder |  | Mashine | [6 empty] | 49 | 1 | 0.14548 | 2 | 0.29932 | 2 | 0.40206 | 2 | 0.68783 | 3 | 0.86432 | 1 | 0.0093632 | 3 | 0.93509 | 1 | 0.0080024 | 2 | 0.685 | 2 | 0.48382 | 2 | 0.60169 | 3 | 0.6212 | 4 | 0.31997 | 6 | 0.57627 | 2 | 0.6316 | 1 | 0.12777 | 3 | 0.56707 | 2 | 0.69338 | 1 | 0.30073 | 3 | 0.73009 | 8 | 0.69341 | 4 | 0.33874
Hourly consumption | 0.13 | 0.073333 | 0.035 | 0.01375 | 0.022917 | 0.038571 | 0.03 | 0.48 | 0.2 | 0.28 | 0.07 | 0.15 | 0.09 | 0.37 |  | 50 | 3 | 0.75495 | 1 | 0.10148 | 1 | 0.14699 | 1 | 0.024767 | 1 | 0.076557 | 2 | 0.4266 | 3 | 0.88574 | 2 | 0.55239 | 2 | 0.92456 | 3 | 0.69597 | 3 | 0.72078 | 3 | 0.66662 | 4 | 0.38665 | 8 | 0.78656 | 3 | 0.68944 | 3 | 0.85652 | 4 | 0.87567 | 2 | 0.8218 | 1 | 0.035406 | 1 | 0.017611 | 6 | 0.44601 | 2 | 0.20248
(kWh) | [15 empty] | 51 | 1 | 0.048404 | 2 | 0.51614 | 3 | 0.94569 | 4 | 0.95237 | 1 | 0.069069 | 1 | 0.061765 | 1 | 0.081724 | 2 | 0.77151 | 1 | 0.093353 | 3 | 0.72429 | 3 | 0.94486 | 4 | 0.9304 | 5 | 0.46238 | 4 | 0.37933 | 1 | 0.019462 | 1 | 0.067829 | 4 | 0.85093 | 2 | 0.6635 | 2 | 0.93886 | 2 | 0.26733 | 6 | 0.46026 | 10 | 0.95469
00:00 - 01:00 | 0 | 0 | 0 | 2.1862 | 3.6437 | 0 | 0 | 0 | 0 | 0 | 0 | 0 | 0 | 0 | 5.83 | 52 | 1 | 0.093353 | 3 | 0.8324 | 1 | 0.28228 | 3 | 0.89007 | 3 | 0.85281 | 3 | 0.7779 | 3 | 0.87237 | 1 | 0.31931 | 1 | 0.31747 | 2 | 0.55974 | 3 | 0.79554 | 1 | 0.041196 | 3 | 0.20168 | 1 | 0.07851 | 2 | 0.42628 | 2 | 0.4981 | 2 | 0.32915 | 2 | 0.69119 | 2 | 0.95862 | 3 | 0.51809 | 9 | 0.87551 | 2 | 0.25307
01:00 - 02:00 | 0 | 0 | 0 | 2.1862 | 3.6437 | 0 | 0 | 0 | 0 | 0 | 0 | 0 | 0 | 0 | 5.83 | 53 | 2 | 0.39961 | 1 | 0.035423 | 2 | 0.46801 | 3 | 0.82431 | 1 | 0.37734 | 1 | 0.13743 | 1 | 0.037539 | 2 | 0.4408 | 2 | 0.76011 | 3 | 0.95836 | 3 | 0.66304 | 3 | 0.63725 | 1 | 0.069653 | 1 | 0.038566 | 3 | 0.7994 | 2 | 0.46557 | 2 | 0.34285 | 1 | 0.19936 | 2 | 0.70316 | 4 | 0.9772 | 6 | 0.44525 | 1 | 0.14591
02:00 - 03:00 | 0 | 0 | 0 | 2.1862 | 3.6437 | 0 | 0 | 0 | 0 | 0 | 0 | 0 | 0 | 0 | 5.83 | 54 | 1 | 0.28141 | 1 | 0.19179 | 2 | 0.65487 | 2 | 0.54525 | 2 | 0.43086 | 1 | 0.21739 | 2 | 0.33621 | 4 | 0.95064 | 2 | 0.51761 | 1 | 0.017386 | 1 | 0.10085 | 4 | 0.75442 | 1 | 0.009888 | 5 | 0.49264 | 1 | 0.11549 | 3 | 0.76329 | 4 | 0.75299 | 1 | 0.24202 | 1 | 0.22184 | 2 | 0.4173 | 1 | 0.0066995 | 10 | 0.95575
03:00 - 04:00 | 0 | 0 | 0 | 2.1862 | 3.6437 | 0 | 0 | 0 | 0 | 0 | 0 | 0 | 0 | 0 | 5.83 | 55 | 2 | 0.38087 | 2 | 0.59112 | 2 | 0.5571 | 2 | 0.62065 | 3 | 0.91547 | 3 | 0.86066 | 3 | 0.87638 | 3 | 0.88104 | 1 | 0.41887 | 2 | 0.56559 | 2 | 0.46889 | 1 | 0.19918 | 9 | 0.8696 | 9 | 0.92668 | 2 | 0.4234 | 2 | 0.62647 | 3 | 0.6511 | 1 | 0.010527 | 2 | 0.75466 | 4 | 0.93161 | 5 | 0.35547 | 8 | 0.72431
04:00 - 05:00 | 0 | 0 | 0 | 2.1862 | 3.6437 | 0 | 0 | 0 | 0 | 0 | 0 | 0 | 0 | 0 | 5.83 | 56 | 1 | 0.0037983 | 3 | 0.9435 | 1 | 0.37533 | 3 | 0.86762 | 1 | 0.21328 | 3 | 0.81209 | 2 | 0.59588 | 3 | 0.9447 | 1 | 0.038734 | 3 | 0.95685 | 3 | 0.70356 | 4 | 0.87113 | 10 | 0.95791 | 9 | 0.94918 | 2 | 0.34537 | 3 | 0.99749 | 2 | 0.47641 | 2 | 0.85757 | 2 | 0.55833 | 3 | 0.73822 | 8 | 0.81348 | 8 | 0.74835
05:00 - 06:00 | 0 | 0 | 0 | 2.1862 | 3.6437 | 0 | 0 | 0 | 0 | 0 | 0 | 0 | 0 | 0 | 5.83 | 57 | 2 | 0.38039 | 1 | 0.1681 | 1 | 0.099056 | 2 | 0.52663 | 3 | 0.82996 | 2 | 0.34157 | 3 | 0.80256 | 2 | 0.53174 | 2 | 0.89071 | 2 | 0.64014 | 1 | 0.15012 | 4 | 0.71716 | 9 | 0.85814 | 8 | 0.80435 | 3 | 0.66934 | 2 | 0.344 | 2 | 0.28326 | 1 | 0.074183 | 2 | 0.65435 | 2 | 0.36491 | 7 | 0.62077 | 9 | 0.88098
06:00 - 07:00 | 5.85 | 0 | 1.4756 | 2.1862 | 3.6437 | 0 | 0 | 0 | 0 | 0 | 3.99 | 0 | 0 | 0 | 17.1456 | 58 | 3 | 0.70337 | 2 | 0.66783 | 2 | 0.78962 | 3 | 0.88975 | 4 | 0.95874 | 2 | 0.3269 | 2 | 0.3115 | 1 | 0.20459 | 2 | 0.89058 | 3 | 0.65096 | 1 | 0.019063 | 2 | 0.20815 | 7 | 0.69791 | 4 | 0.37499 | 2 | 0.64328 | 1 | 0.18046 | 1 | 0.13659 | 2 | 0.99192 | 2 | 0.97451 | 2 | 0.40882 | 7 | 0.62846 | 9 | 0.85484
07:00 - 08:00 | 7.93 | 0 | 1.3721 | 2.1862 | 3.6437 | 0 | 0 | 0 | 0 | 0 | 3.92 | 0 | 0 | 0 | 19.0521 | 59 | 1 | 0.28294 | 2 | 0.29042 | 3 | 0.8107 | 2 | 0.24783 | 1 | 0.0022491 | 3 | 0.73764 | 2 | 0.60227 | 2 | 0.79955 | 2 | 0.50958 | 3 | 0.68499 | 2 | 0.55329 | 3 | 0.45176 | 3 | 0.25745 | 8 | 0.82849 | 1 | 0.29773 | 3 | 0.91841 | 4 | 0.96191 | 1 | 0.040138 | 2 | 0.65881 | 1 | 0.24893 | 8 | 0.71502 | 7 | 0.54951
08:00 - 09:00 | 6.89 | 0 | 1.2685 | 2.1862 | 3.6437 | 0 | 0 | 0 | 0 | 0 | 3.22 | 0 | 0 | 0 | 17.2085 | 60 | 1 | 0.24752 | 2 | 0.48292 | 2 | 0.58377 | 2 | 0.60797 | 2 | 0.62182 | 2 | 0.67185 | 3 | 0.81782 | 2 | 0.45014 | 1 | 0.26542 | 3 | 0.80436 | 3 | 0.88168 | 4 | 0.80049 | 1 | 0.0094131 | 4 | 0.33973 | 3 | 0.92096 | 2 | 0.33518 | 4 | 0.90199 | 2 | 0.7042 | 1 | 0.16574 | 3 | 0.52709 | 6 | 0.4978 | 6 | 0.40001
09:00 - 10:00 | 0 | 0 | 0 | 2.1862 | 3.6437 | 6.1329 | 1.7767 | 0 | 0 | 0 | 0 | 0 | 2.88 | 9.99 | 26.6095 | 61 | 3 | 0.76925 | 2 | 0.25569 | 2 | 0.63956 | 4 | 0.9632 | 3 | 0.90163 | 3 | 0.9858 | 2 | 0.55005 | 3 | 0.87944 | 1 | 0.021689 | 2 | 0.62175 | 3 | 0.7326 | 1 | 0.17669 | 1 | 0.099757 | 1 | 0.086055 | 2 | 0.52818 | 3 | 0.98561 | 2 | 0.3858 | 1 | 0.27053 | 2 | 0.74274 | 1 | 0.078925 | 1 | 0.13613 | 7 | 0.65844
10:00 - 11:00 | 3.64 | 2.5667 | 0.8802 | 2.1862 | 3.6437 | 6.1329 | 1.7992 | 0 | 0 | 0 | 0 | 0 | 1.44 | 7.03 | 29.3189 | 62 | 3 | 0.99548 | 2 | 0.27622 | 1 | 0.24606 | 3 | 0.89888 | 2 | 0.77287 | 1 | 0.26627 | 2 | 0.55002 | 1 | 0.31342 | 2 | 0.92934 | 2 | 0.46247 | 1 | 0.19374 | 1 | 0.19186 | 5 | 0.40571 | 6 | 0.57649 | 3 | 0.73201 | 1 | 0.11618 | 4 | 0.76853 | 2 | 0.80349 | 2 | 0.63677 | 1 | 0.0026631 | 1 | 0.070106 | 2 | 0.21147
11:00 - 12:00 | 12.74 | 7.04 | 2.4853 | 2.1862 | 3.6437 | 0 | 0 | 0 | 0 | 0 | 3.22 | 0 | 0.54 | 1.85 | 33.7053 | 63 | 1 | 0.22858 | 1 | 0.079393 | 2 | 0.52877 | 4 | 0.95357 | 1 | 0.34581 | 3 | 0.91958 | 2 | 0.2405 | 2 | 0.72075 | 1 | 0.33023 | 1 | 0.032252 | 2 | 0.45683 | 4 | 0.99723 | 3 | 0.2919 | 2 | 0.11392 | 2 | 0.6027 | 1 | 0.0966 | 3 | 0.50241 | 1 | 0.40295 | 2 | 0.68669 | 2 | 0.45028 | 7 | 0.63837 | 5 | 0.34263
12:00 - 13:00 | 3.12 | 1.54 | 0.64721 | 2.1862 | 3.6437 | 0 | 0 | 0 | 3.4 | 0 | 3.43 | 0 | 0.18 | 1.48 | 19.6272 | 64 | 3 | 0.94401 | 4 | 0.97785 | 2 | 0.49245 | 2 | 0.53868 | 3 | 0.80057 | 1 | 0.19415 | 2 | 0.34579 | 1 | 0.34904 | 1 | 0.46118 | 1 | 0.02389 | 2 | 0.36972 | 3 | 0.59415 | 2 | 0.1857 | 2 | 0.19898 | 1 | 0.24895 | 2 | 0.44488 | 3 | 0.71023 | 1 | 0.31627 | 1 | 0.28013 | 4 | 0.76873 | 1 | 0.15847 | 1 | 0.10621
13:00 - 14:00 | 1.17 | 0.51333 | 0.10355 | 2.1862 | 3.6437 | 0 | 0 | 0 | 3.4 | 3.1542 | 4.48 | 0 | 0.36 | 1.85 | 20.861 | 65 | 3 | 0.84088 | 2 | 0.37636 | 3 | 0.91482 | 1 | 0.11751 | 4 | 0.99186 | 1 | 0.084284 | 1 | 0.12638 | 3 | 0.88525 | 2 | 0.66085 | 2 | 0.31981 | 2 | 0.32955 | 3 | 0.44591 | 5 | 0.43061 | 7 | 0.72875 | 2 | 0.61467 | 1 | 0.11064 | 3 | 0.64822 | 1 | 0.41443 | 2 | 0.80082 | 3 | 0.51815 | 7 | 0.61058 | 1 | 0.14008
14:00 - 15:00 | 0 | 0 | 0 | 2.1862 | 3.6437 | 6.1329 | 0 | 0 | 3.4 | 2.7428 | 2.38 | 9.7156 | 2.7 | 5.92 | 38.8212 | 66 | 2 | 0.36809 | 3 | 0.83566 | 3 | 0.89424 | 2 | 0.5781 | 1 | 0.13693 | 3 | 0.9507 | 3 | 0.85734 | 1 | 0.24102 | 2 | 0.55144 | 1 | 0.24944 | 2 | 0.63545 | 4 | 0.71393 | 2 | 0.17619 | 9 | 0.91915 | 2 | 0.38839 | 1 | 0.20195 | 4 | 0.85532 | 2 | 0.54985 | 2 | 0.63687 | 1 | 0.029681 | 1 | 0.10491 | 6 | 0.40954
15:00 - 16:00 | 0 | 0 | 0 | 2.1862 | 3.6437 | 0 | 0 | 0 | 3.2 | 2.3313 | 2.87 | 9.3557 | 2.25 | 9.62 | 35.4571 | 67 | 3 | 0.71152 | 1 | 0.1992 | 3 | 0.89295 | 2 | 0.53547 | 1 | 0.3488 | 3 | 0.79317 | 2 | 0.29358 | 2 | 0.74764 | 2 | 0.68479 | 2 | 0.58736 | 2 | 0.41962 | 1 | 0.081365 | 3 | 0.20053 | 3 | 0.24933 | 3 | 0.76827 | 3 | 0.92089 | 4 | 0.90642 | 2 | 0.8002 | 1 | 0.15594 | 3 | 0.63284 | 7 | 0.58359 | 7 | 0.61523
16:00 - 17:00 | 0 | 0 | 0 | 2.1862 | 3.6437 | 6.1329 | 1.0345 | 0 | 2.4 | 2.8799 | 2.73 | 0 | 2.43 | 10.36 | 33.7973 | 68 | 1 | 0.038846 | 3 | 0.82126 | 1 | 0.20214 | 2 | 0.75841 | 2 | 0.74932 | 2 | 0.43065 | 2 | 0.79305 | 2 | 0.74899 | 1 | 0.24798 | 1 | 0.11123 | 1 | 0.21945 | 4 | 0.95622 | 6 | 0.51483 | 7 | 0.74009 | 3 | 0.95895 | 2 | 0.64328 | 4 | 0.88579 | 1 | 0.41537 | 2 | 0.8678 | 3 | 0.70183 | 8 | 0.77981 | 6 | 0.49664
17:00 - 18:00 | 8.19 | 4.9867 | 1.4756 | 2.1862 | 3.6437 | 0 | 1.3269 | 0 | 2.4 | 2.0571 | 3.15 | 0 | 0.9 | 4.44 | 34.7563 | 69 | 1 | 0.16077 | 2 | 0.43616 | 2 | 0.50476 | 2 | 0.54246 | 2 | 0.40351 | 3 | 0.99871 | 2 | 0.76528 | 2 | 0.48613 | 1 | 0.21992 | 2 | 0.54508 | 2 | 0.35148 | 1 | 0.10699 | 2 | 0.14694 | 6 | 0.60267 | 3 | 0.76836 | 2 | 0.37743 | 3 | 0.63949 | 1 | 0.43828 | 2 | 0.86051 | 2 | 0.45619 | 9 | 0.9004 | 6 | 0.44602
18:00 - 19:00 | 8.19 | 4.1067 | 1.5015 | 2.1862 | 3.6437 | 6.1329 | 1.2144 | 2.6868 | 2.8 | 1.2342 | 0 | 3.7183 | 0.54 | 3.33 | 41.2848 | 70 | 2 | 0.60042 | 3 | 0.80459 | 2 | 0.79827 | 1 | 0.069989 | 3 | 0.86549 | 2 | 0.36508 | 2 | 0.59416 | 2 | 0.48539 | 1 | 0.16261 | 2 | 0.53115 | 2 | 0.44142 | 4 | 0.91287 | 8 | 0.70562 | 2 | 0.12668 | 2 | 0.3147 | 2 | 0.37582 | 3 | 0.74206 | 1 | 0.2188 | 1 | 0.45479 | 4 | 0.78953 | 1 | 0.03935 | 7 | 0.60972
19:00 - 20:00 | 3.77 | 2.0533 | 0.82842 | 2.1862 | 3.6437 | 0 | 1.1245 | 1.9959 | 1.6 | 1.7828 | 0 | 3.5984 | 0.09 | 2.22 | 24.8933 | 71 | 2 | 0.36996 | 2 | 0.28099 | 2 | 0.71113 | 2 | 0.45831 | 3 | 0.89722 | 2 | 0.41498 | 3 | 0.89979 | 1 | 0.27597 | 1 | 0.24136 | 3 | 0.71403 | 2 | 0.64581 | 1 | 0.098724 | 9 | 0.88459 | 8 | 0.87849 | 1 | 0.21676 | 1 | 0.0045294 | 3 | 0.50564 | 2 | 0.80518 | 1 | 0.0052917 | 3 | 0.63025 | 6 | 0.40205 | 1 | 0.10022
20:00 - 21:00 | 0.52 | 0.51333 | 0.31066 | 2.1862 | 3.6437 | 6.1329 | 1.2594 | 3.2241 | 3.4 | 2.4685 | 5.88 | 6.3571 | 0 | 0.74 | 36.636 | 72 | 1 | 0.035987 | 3 | 0.94904 | 2 | 0.44908 | 3 | 0.82386 | 2 | 0.63388 | 2 | 0.30642 | 1 | 0.028406 | 4 | 0.98028 | 1 | 0.37716 | 2 | 0.35241 | 1 | 0.11357 | 2 | 0.33703 | 9 | 0.85792 | 5 | 0.54816 | 2 | 0.39076 | 3 | 0.98873 | 1 | 0.021682 | 2 | 0.76723 | 2 | 0.7232 | 2 | 0.31135 | 1 | 0.089987 | 9 | 0.86841
21:00 - 22:00 | 0 | 0 | 0 | 2.1862 | 3.6437 | 6.1329 | 1.192 | 4.2988 | 5.8 | 3.1542 | 5.25 | 5.3975 | 0 | 0 | 37.0554 | 73 | 2 | 0.55557 | 2 | 0.57189 | 3 | 0.84533 | 2 | 0.63959 | 1 | 0.10162 | 3 | 0.84158 | 4 | 0.9983 | 1 | 0.35557 | 2 | 0.52796 | 2 | 0.55559 | 2 | 0.34449 | 3 | 0.40624 | 10 | 0.97541 | 3 | 0.25197 | 3 | 0.8946 | 3 | 0.88845 | 2 | 0.32555 | 1 | 0.12471 | 1 | 0.21895 | 3 | 0.6997 | 8 | 0.73948 | 10 | 0.93777
22:00 - 23:00 | 0 | 0 | 0 | 2.1862 | 3.6437 | 0 | 0 | 0 | 0 | 0 | 0 | 0 | 0 | 0 | 5.83 | 74 | 1 | 0.053184 | 2 | 0.54902 | 2 | 0.67986 | 2 | 0.59203 | 1 | 0.13321 | 3 | 0.94199 | 1 | 0.12063 | 3 | 0.84679 | 2 | 0.81819 | 3 | 0.78254 | 3 | 0.99798 | 4 | 0.7797 | 7 | 0.64303 | 8 | 0.81473 | 2 | 0.36307 | 1 | 0.16008 | 1 | 0.061741 | 1 | 0.16496 | 1 | 0.49782 | 2 | 0.47744 | 7 | 0.59217 | 1 | 0.0261
23:00 - 24:00 | 0 | 0 | 0 | 2.1862 | 3.6437 | 0 | 0 | 0 | 0 | 0 | 0 | 0 | 0 | 0 | 5.83 | 75 | 2 | 0.65156 | 2 | 0.58105 | 2 | 0.73571 | 2 | 0.32369 | 1 | 0.25049 | 3 | 0.8499 | 2 | 0.74219 | 1 | 0.16658 | 2 | 0.98334 | 2 | 0.55011 | 2 | 0.32161 | 2 | 0.26699 | 1 | 0.082129 | 1 | 0.020319 | 3 | 0.94069 | 3 | 0.7975 | 4 | 0.95494 | 2 | 0.63078 | 2 | 0.9514 | 3 | 0.56971 | 7 | 0.53548 | 2 | 0.21014
[16 empty] | 76 | 2 | 0.52074 | 2 | 0.73778 | 3 | 0.87024 | 2 | 0.59491 | 1 | 0.2076 | 1 | 0.19771 | 4 | 0.9544 | 1 | 0.12682 | 1 | 0.082018 | 3 | 0.65675 | 3 | 0.89962 | 3 | 0.65418 | 7 | 0.66697 | 9 | 0.90993 | 1 | 0.037268 | 2 | 0.31462 | 4 | 0.79658 | 1 | 0.072624 | 2 | 0.59394 | 1 | 0.13302 | 6 | 0.50214 | 2 | 0.16707
[16 empty] | 77 | 1 | 0.15804 | 4 | 0.98246 | 1 | 0.062979 | 2 | 0.42993 | 3 | 0.87201 | 2 | 0.68052 | 2 | 0.27923 | 1 | 0.087127 | 1 | 0.49901 | 2 | 0.33548 | 3 | 0.83435 | 3 | 0.5355 | 8 | 0.73681 | 1 | 0.05528 | 3 | 0.69784 | 1 | 0.28654 | 2 | 0.292 | 1 | 0.01549 | 1 | 0.15896 | 3 | 0.72649 | 6 | 0.38445 | 10 | 0.94219
Electricity Profile without lighting | [15 empty] | 78 | 2 | 0.66354 | 2 | 0.55536 | 2 | 0.63028 | 2 | 0.58003 | 3 | 0.82533 | 2 | 0.32117 | 2 | 0.70774 | 1 | 0.32928 | 2 | 0.6154 | 1 | 0.16528 | 1 | 0.13991 | 4 | 0.90179 | 3 | 0.21637 | 9 | 0.91907 | 1 | 0.022212 | 2 | 0.37192 | 3 | 0.55631 | 1 | 0.027709 | 2 | 0.52195 | 3 | 0.52794 | 10 | 0.95221 | 1 | 0.13829
[16 empty] | 79 | 2 | 0.38139 | 2 | 0.48961 | 2 | 0.71661 | 3 | 0.9111 | 4 | 0.9646 | 2 | 0.37753 | 1 | 0.059766 | 2 | 0.52325 | 2 | 0.65886 | 1 | 0.07324 | 2 | 0.61953 | 3 | 0.61048 | 10 | 0.91743 | 9 | 0.97378 | 2 | 0.34916 | 3 | 0.74116 | 4 | 0.9769 | 1 | 0.14239 | 2 | 0.57533 | 4 | 0.85632 | 10 | 0.95501 | 4 | 0.32133
[11 empty] | Total per day for 159 households |  |  | 512.8694 | kWh | 80 | 3 | 0.96516 | 1 | 0.16003 | 1 | 0.34519 | 2 | 0.31973 | 1 | 0.16172 | 3 | 0.86689 | 2 | 0.65963 | 3 | 0.94347 | 2 | 0.86474 | 2 | 0.42332 | 1 | 0.21102 | 3 | 0.53364 | 5 | 0.4531 | 2 | 0.16589 | 2 | 0.36991 | 2 | 0.37044 | 2 | 0.45202 | 1 | 0.0079871 | 2 | 0.93244 | 2 | 0.31913 | 1 | 0.010374 | 2 | 0.19444
[11 empty] | Total per day per household |  |  | 3.2256 | kWh | 81 | 1 | 0.049241 | 2 | 0.54777 | 2 | 0.55826 | 1 | 0.00050629 | 2 | 0.66197 | 1 | 0.12971 | 2 | 0.65862 | 1 | 0.026422 | 2 | 0.85285 | 1 | 0.14226 | 2 | 0.62485 | 3 | 0.57868 | 3 | 0.28524 | 9 | 0.89478 | 1 | 0.26746 | 1 | 0.22655 | 3 | 0.69986 | 1 | 0.49582 | 2 | 0.9951 | 4 | 0.8342 | 9 | 0.86139 | 7 | 0.54064
[11 empty] | Annual per household |  |  | 1177.3418 | kWh | 82 | 3 | 0.92889 | 2 | 0.32546 | 1 | 0.32678 | 2 | 0.3758 | 1 | 0.32814 | 2 | 0.37004 | 2 | 0.71383 | 3 | 0.93072 | 1 | 0.35163 | 3 | 0.91001 | 1 | 0.23218 | 4 | 0.78846 | 5 | 0.41247 | 5 | 0.4599 | 1 | 0.074109 | 3 | 0.96484 | 3 | 0.55093 | 2 | 0.68332 | 1 | 0.062588 | 3 | 0.74365 | 7 | 0.57954 | 8 | 0.75244
[11 empty] | Annual total for 159 household |  |  | 187197.3444 | kWh | 83 | 3 | 0.99209 | 2 | 0.5912 | 1 | 0.25649 | 1 | 0.090635 | 2 | 0.51799 | 2 | 0.60105 | 1 | 0.033544 | 1 | 0.063735 | 2 | 0.84971 | 2 | 0.63734 | 3 | 0.82891 | 1 | 0.15177 | 1 | 0.0054604 | 2 | 0.17557 | 2 | 0.61816 | 1 | 0.17397 | 3 | 0.64917 | 1 | 0.45242 | 1 | 0.33119 | 3 | 0.5404 | 6 | 0.46176 | 8 | 0.7805
[16 empty] | 84 | 2 | 0.67761 | 1 | 0.10793 | 1 | 0.31143 | 2 | 0.53395 | 1 | 0.15567 | 2 | 0.34181 | 2 | 0.72622 | 1 | 0.31981 | 1 | 0.045139 | 3 | 0.88668 | 2 | 0.34623 | 2 | 0.25478 | 10 | 0.93955 | 3 | 0.27023 | 3 | 0.70092 | 2 | 0.31847 | 1 | 0.17254 | 1 | 0.21122 | 1 | 0.34893 | 4 | 0.78082 | 3 | 0.2812 | 9 | 0.89732
[16 empty] | 85 | 2 | 0.30708 | 3 | 0.9197 | 2 | 0.77592 | 4 | 0.98547 | 2 | 0.72482 | 3 | 0.96878 | 3 | 0.81226 | 3 | 0.94571 | 1 | 0.048309 | 3 | 0.89777 | 3 | 0.77234 | 4 | 0.85342 | 9 | 0.89298 | 7 | 0.74527 | 2 | 0.5327 | 3 | 0.68121 | 4 | 0.9208 | 1 | 0.06773 | 1 | 0.12085 | 4 | 0.80503 | 8 | 0.73276 | 8 | 0.77478
[16 empty] | 86 | 3 | 0.90927 | 2 | 0.64554 | 3 | 0.92197 | 2 | 0.33189 | 1 | 0.2407 | 3 | 0.89402 | 2 | 0.5689 | 2 | 0.46342 | 2 | 0.90604 | 3 | 0.71055 | 1 | 0.085277 | 2 | 0.32833 | 4 | 0.34811 | 7 | 0.68055 | 2 | 0.59714 | 3 | 0.84828 | 1 | 0.20675 | 1 | 0.33854 | 1 | 0.12579 | 3 | 0.60792 | 10 | 0.92699 | 6 | 0.45689
[16 empty] | 87 | 2 | 0.51554 | 1 | 0.038458 | 3 | 0.88139 | 2 | 0.62926 | 1 | 0.056371 | 1 | 0.24579 | 2 | 0.32541 | 1 | 0.32042 | 2 | 0.95206 | 1 | 0.23909 | 3 | 0.96337 | 4 | 0.97495 | 3 | 0.25019 | 9 | 0.99507 | 2 | 0.51722 | 2 | 0.63371 | 3 | 0.59346 | 2 | 0.77549 | 1 | 0.15976 | 3 | 0.66306 | 5 | 0.34227 | 8 | 0.77242
[16 empty] | 88 | 3 | 0.90226 | 2 | 0.22003 | 2 | 0.65112 | 2 | 0.36382 | 3 | 0.93538 | 2 | 0.63792 | 1 | 0.021398 | 1 | 0.17725 | 2 | 0.87578 | 3 | 0.79743 | 1 | 0.27406 | 3 | 0.47302 | 2 | 0.10474 | 9 | 0.93548 | 1 | 0.036504 | 3 | 0.79137 | 1 | 0.17516 | 1 | 0.40018 | 2 | 0.74737 | 3 | 0.50023 | 8 | 0.72528 | 8 | 0.75019
[16 empty] | 89 | 1 | 0.24576 | 2 | 0.79468 | 3 | 0.8763 | 1 | 0.060623 | 1 | 0.091999 | 1 | 0.056214 | 3 | 0.90531 | 1 | 0.21042 | 2 | 0.91925 | 2 | 0.61213 | 2 | 0.30825 | 4 | 0.98568 | 4 | 0.31815 | 4 | 0.42819 | 2 | 0.35402 | 3 | 0.79299 | 3 | 0.55469 | 1 | 0.31062 | 2 | 0.54737 | 4 | 0.83369 | 1 | 0.054912 | 2 | 0.17359
[16 empty] | 90 | 3 | 0.86816 | 2 | 0.59742 | 3 | 0.80402 | 1 | 0.054458 | 1 | 0.093546 | 3 | 0.97155 | 2 | 0.23478 | 4 | 0.96368 | 1 | 0.016127 | 3 | 0.68883 | 2 | 0.50969 | 4 | 0.79977 | 10 | 0.99974 | 4 | 0.40359 | 1 | 0.10103 | 3 | 0.73077 | 2 | 0.38409 | 1 | 0.30124 | 1 | 0.24861 | 3 | 0.59793 | 7 | 0.60101 | 1 | 0.10499
[16 empty] | 91 | 3 | 0.9675 | 2 | 0.7112 | 1 | 0.26468 | 1 | 0.15171 | 1 | 0.032705 | 1 | 0.053163 | 2 | 0.42885 | 1 | 0.1827 | 2 | 0.61792 | 1 | 0.097228 | 1 | 0.22893 | 1 | 0.18741 | 4 | 0.3425 | 3 | 0.24184 | 3 | 0.84087 | 1 | 0.24115 | 4 | 0.99501 | 2 | 0.86069 | 2 | 0.90397 | 2 | 0.38681 | 9 | 0.90997 | 11 | 0.96418
[16 empty] | 92 | 3 | 0.70357 | 2 | 0.44577 | 1 | 0.38955 | 3 | 0.87572 | 3 | 0.81283 | 1 | 0.036008 | 1 | 0.10319 | 2 | 0.79132 | 2 | 0.54066 | 2 | 0.35101 | 1 | 0.12758 | 4 | 0.81215 | 4 | 0.39688 | 4 | 0.37743 | 1 | 0.18533 | 1 | 0.072209 | 4 | 0.9191 | 2 | 0.55297 | 2 | 0.89429 | 4 | 0.9302 | 6 | 0.40355 | 9 | 0.88099
[16 empty] | 93 | 1 | 0.26621 | 2 | 0.74361 | 1 | 0.065732 | 2 | 0.6833 | 3 | 0.93474 | 2 | 0.65956 | 1 | 0.11381 | 3 | 0.89237 | 1 | 0.41521 | 3 | 0.90854 | 1 | 0.20352 | 1 | 0.01546 | 5 | 0.44437 | 1 | 0.093231 | 1 | 0.1276 | 3 | 0.79472 | 2 | 0.42172 | 1 | 0.17621 | 1 | 0.2994 | 3 | 0.70405 | 8 | 0.73304 | 4 | 0.32995
[16 empty] | 94 | 3 | 0.72811 | 1 | 0.11268 | 3 | 0.90335 | 2 | 0.40315 | 1 | 0.33651 | 1 | 0.035522 | 3 | 0.89442 | 2 | 0.51503 | 1 | 0.0032468 | 2 | 0.44813 | 3 | 0.73025 | 2 | 0.20854 | 6 | 0.57825 | 3 | 0.24277 | 1 | 0.15984 | 1 | 0.21222 | 2 | 0.38181 | 1 | 0.45676 | 2 | 0.56767 | 4 | 0.94205 | 7 | 0.53747 | 12 | 0.99229
[16 empty] | 95 | 2 | 0.46751 | 2 | 0.20182 | 1 | 0.019441 | 2 | 0.46218 | 1 | 0.34667 | 2 | 0.58267 | 2 | 0.75295 | 3 | 0.8575 | 2 | 0.61272 | 1 | 0.074776 | 2 | 0.49307 | 3 | 0.60878 | 7 | 0.66453 | 5 | 0.46633 | 1 | 0.25518 | 2 | 0.61031 | 1 | 0.18444 | 1 | 0.23693 | 1 | 0.4128 | 4 | 0.80416 | 8 | 0.77917 | 2 | 0.18143
[16 empty] | 96 | 1 | 0.28969 | 2 | 0.57637 | 2 | 0.54338 | 2 | 0.27442 | 2 | 0.75935 | 2 | 0.49775 | 2 | 0.48535 | 3 | 0.85353 | 2 | 0.61105 | 2 | 0.40953 | 1 | 0.033041 | 1 | 0.0077209 | 10 | 0.90682 | 2 | 0.16094 | 3 | 0.99049 | 3 | 0.80089 | 3 | 0.73611 | 1 | 0.40737 | 1 | 0.4685 | 3 | 0.65175 | 6 | 0.44522 | 8 | 0.69095
[16 empty] | 97 | 1 | 0.011632 | 2 | 0.4721 | 1 | 0.11468 | 3 | 0.85461 | 1 | 0.30906 | 2 | 0.41201 | 2 | 0.77333 | 3 | 0.86295 | 1 | 0.1864 | 2 | 0.5055 | 2 | 0.33741 | 4 | 0.71147 | 3 | 0.29882 | 4 | 0.40787 | 1 | 0.10918 | 3 | 0.70427 | 3 | 0.58139 | 1 | 0.0046926 | 2 | 0.50969 | 1 | 0.046587 | 1 | 0.028501 | 9 | 0.9021
[16 empty] | 98 | 3 | 0.93869 | 2 | 0.62947 | 3 | 0.82091 | 3 | 0.92225 | 1 | 0.27682 | 3 | 0.86357 | 2 | 0.49921 | 3 | 0.85067 | 2 | 0.67833 | 2 | 0.40032 | 2 | 0.38089 | 2 | 0.28699 | 10 | 0.98504 | 4 | 0.38015 | 2 | 0.56557 | 3 | 0.71871 | 4 | 0.90357 | 1 | 0.046323 | 2 | 0.62361 | 4 | 0.81877 | 8 | 0.7757 | 10 | 0.91795
[16 empty] | 99 | 2 | 0.47085 | 3 | 0.80645 | 2 | 0.54548 | 1 | 0.107 | 2 | 0.53962 | 3 | 0.70845 | 2 | 0.23926 | 3 | 0.88296 | 2 | 0.69731 | 2 | 0.51136 | 2 | 0.42705 | 3 | 0.42248 | 10 | 0.95293 | 9 | 0.99816 | 1 | 0.17567 | 1 | 0.1059 | 4 | 0.79838 | 2 | 0.80936 | 2 | 0.58189 | 1 | 0.13355 | 8 | 0.7826 | 6 | 0.36739
[16 empty] | 100 | 1 | 0.0041484 | 1 | 0.021581 | 2 | 0.4425 | 1 | 0.10362 | 1 | 0.30445 | 1 | 0.24463 | 2 | 0.53443 | 1 | 0.24446 | 1 | 0.1823 | 1 | 0.20229 | 2 | 0.30923 | 4 | 0.88332 | 1 | 0.026456 | 1 | 0.088668 | 3 | 0.87787 | 3 | 0.70874 | 4 | 0.86421 | 2 | 0.82376 | 2 | 0.92338 | 4 | 0.94746 | 7 | 0.61406 | 2 | 0.16903
[16 empty] | 101 | 2 | 0.34409 | 2 | 0.42869 | 4 | 0.99097 | 2 | 0.70554 | 2 | 0.68015 | 3 | 0.70413 | 2 | 0.37607 | 1 | 0.27536 | 1 | 0.20849 | 1 | 0.10535 | 2 | 0.50454 | 4 | 0.72462 | 10 | 0.94436 | 8 | 0.82965 | 3 | 0.68454 | 2 | 0.45149 | 4 | 0.78285 | 1 | 0.043023 | 2 | 0.65942 | 4 | 0.91915 | 8 | 0.79294 | 5 | 0.34482
[16 empty] | 102 | 2 | 0.55783 | 2 | 0.62126 | 3 | 0.8796 | 2 | 0.40714 | 1 | 0.25807 | 3 | 0.7183 | 2 | 0.78152 | 3 | 0.81644 | 1 | 0.12943 | 3 | 0.96011 | 2 | 0.6297 | 2 | 0.32815 | 3 | 0.22559 | 5 | 0.52484 | 2 | 0.57772 | 3 | 0.73587 | 4 | 0.9733 | 2 | 0.7801 | 1 | 0.3159 | 2 | 0.30493 | 1 | 0.14702 | 2 | 0.18669
[16 empty] | 103 | 3 | 0.95629 | 2 | 0.76868 | 1 | 0.25338 | 2 | 0.48187 | 2 | 0.6958 | 1 | 0.18018 | 1 | 0.19452 | 2 | 0.69311 | 2 | 0.76839 | 2 | 0.36443 | 2 | 0.38378 | 2 | 0.26765 | 9 | 0.89431 | 9 | 0.95483 | 2 | 0.57217 | 1 | 0.14441 | 1 | 0.22658 | 1 | 0.080332 | 1 | 0.48001 | 1 | 0.056886 | 1 | 0.061021 | 6 | 0.40307
Electricity Profile with lighting | [15 empty] | 104 | 3 | 0.72273 | 2 | 0.35398 | 1 | 0.072277 | 2 | 0.62863 | 2 | 0.5902 | 2 | 0.33256 | 2 | 0.40135 | 2 | 0.4674 | 2 | 0.94435 | 3 | 0.67512 | 1 | 0.18133 | 3 | 0.41133 | 9 | 0.8835 | 8 | 0.79508 | 3 | 0.81932 | 2 | 0.58522 | 2 | 0.43387 | 1 | 0.213 | 2 | 0.95221 | 4 | 0.80901 | 8 | 0.75461 | 8 | 0.684
[16 empty] | 105 | 2 | 0.40549 | 2 | 0.43648 | 3 | 0.9154 | 2 | 0.53761 | 1 | 0.37211 | 1 | 0.060902 | 1 | 0.14393 | 1 | 0.24891 | 2 | 0.96427 | 3 | 0.88457 | 3 | 0.88226 | 1 | 0.093809 | 8 | 0.76507 | 9 | 0.99553 | 2 | 0.39781 | 3 | 0.79268 | 2 | 0.38745 | 1 | 0.17674 | 1 | 0.21323 | 4 | 0.98485 | 2 | 0.24471 | 2 | 0.19982
No of light bulbs assumed per household |  |  | 10 | [12 empty] | 106 | 1 | 0.18078 | 2 | 0.31155 | 3 | 0.93276 | 2 | 0.56185 | 2 | 0.59175 | 3 | 0.98385 | 3 | 0.861 | 3 | 0.80038 | 2 | 0.93524 | 1 | 0.13106 | 1 | 0.17653 | 1 | 0.044352 | 9 | 0.81089 | 4 | 0.41607 | 3 | 0.84908 | 2 | 0.41298 | 1 | 0.11265 | 2 | 0.75876 | 2 | 0.72864 | 2 | 0.3487 | 1 | 0.1317 | 1 | 0.04275
[16 empty] | 107 | 1 | 0.28905 | 1 | 0.11096 | 1 | 0.17282 | 2 | 0.52235 | 1 | 0.11734 | 3 | 0.70586 | 2 | 0.37427 | 1 | 0.20783 | 1 | 0.13518 | 1 | 0.10944 | 1 | 0.19928 | 4 | 0.94205 | 6 | 0.57962 | 7 | 0.69805 | 2 | 0.56688 | 3 | 0.65901 | 3 | 0.62461 | 1 | 0.043043 | 2 | 0.90454 | 4 | 0.77812 | 7 | 0.67028 | 9 | 0.85912
Bedrooms |  | 3 | [13 empty] | 108 | 3 | 0.72679 | 3 | 0.94241 | 1 | 0.31443 | 2 | 0.37786 | 2 | 0.70308 | 1 | 0.21956 | 2 | 0.6085 | 1 | 0.14581 | 1 | 0.40357 | 3 | 0.6843 | 3 | 0.93205 | 4 | 0.88694 | 9 | 0.80379 | 1 | 0.032269 | 1 | 0.10221 | 1 | 0.28076 | 4 | 0.98954 | 2 | 0.88362 | 1 | 0.31843 | 1 | 0.20259 | 6 | 0.40054 | 4 | 0.31146
Kitchen |  | 1 | [13 empty] | 109 | 2 | 0.5766 | 2 | 0.48731 | 1 | 0.21684 | 2 | 0.20793 | 2 | 0.65728 | 1 | 0.21136 | 3 | 0.90243 | 2 | 0.45499 | 1 | 0.32119 | 2 | 0.58121 | 1 | 0.12883 | 2 | 0.35128 | 7 | 0.69917 | 3 | 0.23933 | 3 | 0.91566 | 1 | 0.21227 | 1 | 0.005252 | 1 | 0.036096 | 1 | 0.34264 | 1 | 0.18417 | 7 | 0.53185 | 1 | 0.0023236
Living Room |  | 3 | [13 empty] | 110 | 2 | 0.55839 | 1 | 0.021861 | 1 | 0.064521 | 1 | 0.092069 | 1 | 0.35051 | 3 | 0.95531 | 2 | 0.78019 | 4 | 0.95762 | 1 | 0.40022 | 2 | 0.32568 | 3 | 0.9806 | 4 | 0.89247 | 10 | 0.9519 | 6 | 0.59084 | 1 | 0.10868 | 2 | 0.46026 | 1 | 0.13755 | 2 | 0.69817 | 1 | 0.008821 | 3 | 0.60941 | 1 | 0.1086 | 6 | 0.42792
Bathrooms |  | 1 | [13 empty] | 111 | 3 | 0.72561 | 1 | 0.14969 | 1 | 0.17351 | 1 | 0.0084593 | 4 | 0.97672 | 3 | 0.86588 | 2 | 0.30461 | 3 | 0.8492 | 1 | 0.39664 | 1 | 0.22578 | 2 | 0.41782 | 2 | 0.25382 | 1 | 0.023942 | 5 | 0.55522 | 1 | 0.068883 | 2 | 0.61954 | 4 | 0.774 | 2 | 0.76687 | 1 | 0.38685 | 3 | 0.74702 | 9 | 0.86396 | 11 | 0.96502
Others |  | 2 | [13 empty] | 112 | 3 | 0.85036 | 3 | 0.87057 | 1 | 0.047933 | 2 | 0.44219 | 2 | 0.73597 | 3 | 0.90701 | 3 | 0.81929 | 1 | 0.10708 | 2 | 0.62261 | 3 | 0.83853 | 1 | 0.17985 | 4 | 0.991 | 10 | 0.91806 | 9 | 0.89472 | 1 | 0.26821 | 2 | 0.48995 | 2 | 0.34501 | 2 | 0.67574 | 2 | 0.51953 | 4 | 0.83885 | 5 | 0.34546 | 11 | 0.98687
[16 empty] | 113 | 2 | 0.43569 | 2 | 0.59892 | 2 | 0.7335 | 1 | 0.18994 | 2 | 0.46044 | 1 | 0.15775 | 1 | 0.10392 | 1 | 0.28697 | 2 | 0.87207 | 2 | 0.46421 | 1 | 0.063266 | 4 | 0.78222 | 6 | 0.55427 | 8 | 0.78362 | 2 | 0.48695 | 3 | 0.91977 | 2 | 0.45632 | 2 | 0.57626 | 1 | 0.35762 | 3 | 0.52506 | 6 | 0.42943 | 7 | 0.56465
Energy rating per bulb per hour |  |  | 15 | W | [11 empty] | 114 | 1 | 0.090429 | 2 | 0.5446 | 2 | 0.40092 | 2 | 0.22048 | 1 | 0.11976 | 3 | 0.83326 | 2 | 0.70478 | 2 | 0.40105 | 2 | 0.76883 | 3 | 0.79538 | 1 | 0.28537 | 3 | 0.44926 | 4 | 0.36118 | 2 | 0.19042 | 2 | 0.52195 | 1 | 0.09837 | 4 | 0.89875 | 2 | 0.99164 | 1 | 0.32597 | 4 | 0.99631 | 1 | 0.11595 | 2 | 0.16394
[16 empty] | 115 | 3 | 0.83864 | 2 | 0.468 | 1 | 0.37032 | 3 | 0.90749 | 1 | 0.30476 | 1 | 0.25817 | 2 | 0.625 | 1 | 0.013632 | 2 | 0.82663 | 2 | 0.56226 | 1 | 0.003095 | 4 | 0.9197 | 10 | 0.96619 | 1 | 0.052613 | 2 | 0.59073 | 1 | 0.08672 | 2 | 0.37846 | 2 | 0.6332 | 2 | 0.56574 | 4 | 0.93796 | 6 | 0.43267 | 1 | 0.073519
[16 empty] | 116 | 3 | 0.89392 | 2 | 0.31364 | 2 | 0.57867 | 1 | 0.10253 | 1 | 0.2108 | 2 | 0.32082 | 2 | 0.3757 | 1 | 0.074494 | 1 | 0.33789 | 2 | 0.5798 | 2 | 0.56938 | 3 | 0.63992 | 9 | 0.87754 | 1 | 0.071867 | 2 | 0.36265 | 2 | 0.55896 | 4 | 0.83727 | 2 | 0.55367 | 2 | 0.66282 | 3 | 0.53142 | 8 | 0.72591 | 7 | 0.52674
[16 empty] | 117 | 3 | 0.70616 | 2 | 0.78425 | 1 | 0.16505 | 2 | 0.65041 | 2 | 0.53132 | 2 | 0.38501 | 2 | 0.67593 | 2 | 0.70394 | 2 | 0.9469 | 1 | 0.22837 | 3 | 0.83706 | 4 | 0.90383 | 5 | 0.41567 | 9 | 0.97891 | 3 | 0.89255 | 3 | 0.77643 | 4 | 0.87974 | 2 | 0.63311 | 1 | 0.10861 | 4 | 0.78008 | 6 | 0.41512 | 7 | 0.6494
| Operation |  | Consumption (kWh) | [12 empty] | 118 | 2 | 0.54134 | 1 | 0.12445 | 2 | 0.52663 | 3 | 0.94046 | 2 | 0.567 | 2 | 0.35598 | 1 | 0.15781 | 4 | 0.98256 | 2 | 0.82525 | 1 | 0.17639 | 1 | 0.17015 | 2 | 0.30035 | 2 | 0.14481 | 4 | 0.41095 | 3 | 0.68766 | 3 | 0.85485 | 3 | 0.57554 | 2 | 0.50207 | 1 | 0.11772 | 4 | 0.84381 | 1 | 0.14974 | 8 | 0.80255
Time | Lighting |  | Lighting |  | Other | Total | [9 empty] | 119 | 2 | 0.43279 | 3 | 0.87804 | 2 | 0.51277 | 3 | 0.94206 | 1 | 0.05946 | 2 | 0.53439 | 4 | 0.9919 | 2 | 0.66114 | 2 | 0.62116 | 1 | 0.065394 | 2 | 0.56376 | 4 | 0.83247 | 10 | 0.92117 | 8 | 0.80312 | 1 | 0.12082 | 3 | 0.7745 | 3 | 0.54772 | 2 | 0.84045 | 1 | 0.082684 | 3 | 0.72488 | 7 | 0.58283 | 1 | 0.12274
| Winter | Summer | Winter | Summer | Appliances | Winter | Summer |  | Winter | [6 empty] | 120 | 1 | 0.16137 | 2 | 0.27401 | 1 | 0.15034 | 2 | 0.42986 | 3 | 0.94502 | 1 | 0.15812 | 2 | 0.55565 | 2 | 0.66994 | 2 | 0.56568 | 1 | 0.086955 | 1 | 0.14875 | 4 | 0.7015 | 4 | 0.32778 | 6 | 0.57995 | 2 | 0.4982 | 2 | 0.49695 | 2 | 0.38708 | 2 | 0.58625 | 1 | 0.045615 | 2 | 0.25362 | 3 | 0.29851 | 6 | 0.39324
00:00 - 01:00 |  |  |  |  | 5.83 | 5.83 | 5.83 |  | Total per day for 159 households |  |  | 775.2194 | kWh |  |  | 121 | 3 | 0.70016 | 2 | 0.7553 | 2 | 0.59098 | 1 | 0.14197 | 2 | 0.7135 | 2 | 0.57773 | 1 | 0.18714 | 1 | 0.069464 | 1 | 0.20772 | 1 | 0.21156 | 1 | 0.19254 | 1 | 0.18612 | 8 | 0.73392 | 4 | 0.37105 | 3 | 0.74172 | 3 | 0.80454 | 4 | 0.81983 | 2 | 0.9442 | 1 | 0.04266 | 2 | 0.32326 | 11 | 0.97488 | 9 | 0.84883
01:00 - 02:00 |  |  |  |  | 5.83 | 5.83 | 5.83 |  | Total per day per household |  |  | 4.8756 | kWh |  |  | 122 | 3 | 0.87907 | 4 | 0.95243 | 3 | 0.87232 | 2 | 0.78185 | 1 | 0.0022112 | 1 | 0.027135 | 1 | 0.1647 | 4 | 0.98286 | 2 | 0.64303 | 3 | 0.79835 | 3 | 0.68179 | 3 | 0.54652 | 6 | 0.59475 | 1 | 0.031997 | 1 | 0.077866 | 2 | 0.34333 | 1 | 0.16913 | 2 | 0.58973 | 1 | 0.11873 | 3 | 0.61134 | 9 | 0.88158 | 2 | 0.22913
02:00 - 03:00 |  |  |  |  | 5.83 | 5.83 | 5.83 |  | Total for winter per household |  |  | 438.8035 | kWh |  |  | 123 | 2 | 0.36405 | 2 | 0.37935 | 1 | 0.37299 | 2 | 0.64912 | 3 | 0.90978 | 3 | 0.84939 | 2 | 0.73274 | 3 | 0.80548 | 1 | 0.32582 | 1 | 0.099379 | 2 | 0.35673 | 4 | 0.91725 | 3 | 0.22439 | 4 | 0.39156 | 2 | 0.49907 | 2 | 0.64297 | 2 | 0.31948 | 2 | 0.89637 | 1 | 0.0061931 | 1 | 0.075522 | 7 | 0.64374 | 8 | 0.72192
03:00 - 04:00 |  |  |  |  | 5.83 | 5.83 | 5.83 | [8 empty] | 124 | 2 | 0.31823 | 2 | 0.53516 | 1 | 0.28224 | 2 | 0.59148 | 1 | 0.30876 | 1 | 0.27782 | 2 | 0.46007 | 2 | 0.57973 | 1 | 0.028263 | 1 | 0.019932 | 2 | 0.40387 | 4 | 0.72079 | 6 | 0.55583 | 4 | 0.39762 | 1 | 0.23784 | 1 | 0.026084 | 1 | 0.030077 | 2 | 0.76048 | 1 | 0.2162 | 2 | 0.37306 | 6 | 0.43691 | 8 | 0.75339
04:00 - 05:00 |  |  |  |  | 5.83 | 5.83 | 5.83 | [8 empty] | 125 | 1 | 0.0092756 | 2 | 0.68919 | 1 | 0.36035 | 2 | 0.56294 | 2 | 0.63873 | 3 | 0.7224 | 2 | 0.60382 | 3 | 0.90379 | 1 | 0.031424 | 3 | 0.81575 | 2 | 0.3746 | 1 | 0.080942 | 3 | 0.22906 | 9 | 0.89619 | 2 | 0.63368 | 3 | 0.7633 | 3 | 0.60643 | 1 | 0.47744 | 2 | 0.51841 | 2 | 0.41366 | 6 | 0.38811 | 8 | 0.73391
05:00 - 06:00 |  |  |  |  | 5.83 | 5.83 | 5.83 |  | Summer | [6 empty] | 126 | 2 | 0.54933 | 3 | 0.89067 | 2 | 0.59281 | 2 | 0.76997 | 1 | 0.023178 | 3 | 0.75757 | 2 | 0.30046 | 2 | 0.62601 | 2 | 0.67016 | 1 | 0.24316 | 2 | 0.56405 | 2 | 0.26556 | 9 | 0.84603 | 2 | 0.14219 | 2 | 0.62108 | 3 | 0.89289 | 1 | 0.018212 | 2 | 0.93405 | 2 | 0.96168 | 3 | 0.6648 | 1 | 0.10479 | 7 | 0.59188
06:00 - 07:00 |  |  |  |  | 17.1456 | 17.1456 | 17.1456 |  | Total per day for 159 households |  |  | 608.2694 | kWh |  |  | 127 | 2 | 0.52104 | 4 | 0.97732 | 1 | 0.22853 | 4 | 0.97492 | 2 | 0.50322 | 2 | 0.47015 | 2 | 0.33668 | 1 | 0.30855 | 2 | 0.9388 | 1 | 0.12311 | 2 | 0.58087 | 3 | 0.60087 | 2 | 0.10489 | 2 | 0.19007 | 2 | 0.49032 | 1 | 0.26612 | 2 | 0.31126 | 2 | 0.63504 | 1 | 0.40916 | 2 | 0.37299 | 9 | 0.8943 | 3 | 0.27531
07:00 - 08:00 | on |  | 23.85 |  | 19.0521 | 42.9021 | 19.0521 |  | Total per day per household |  |  | 3.8256 | kWh |  |  | 128 | 1 | 0.12254 | 4 | 0.95849 | 1 | 0.28064 | 1 | 0.16414 | 2 | 0.65214 | 3 | 0.98988 | 3 | 0.84108 | 1 | 0.33957 | 2 | 0.91088 | 3 | 0.88802 | 1 | 0.19788 | 3 | 0.68544 | 10 | 0.91009 | 9 | 0.92115 | 2 | 0.55856 | 1 | 0.014165 | 2 | 0.44013 | 2 | 0.83365 | 2 | 0.56812 | 1 | 0.23028 | 2 | 0.23137 | 1 | 0.1314
08:00 - 09:00 | on |  | 23.85 |  | 17.2085 | 41.0585 | 17.2085 |  | Total for summer per household |  |  | 348.129 | kWh |  |  | 129 | 1 | 0.20022 | 2 | 0.47911 | 1 | 0.22784 | 2 | 0.63011 | 2 | 0.49178 | 1 | 0.26261 | 1 | 0.19222 | 2 | 0.72598 | 2 | 0.90805 | 3 | 0.81318 | 1 | 0.19086 | 3 | 0.4008 | 2 | 0.18843 | 2 | 0.18607 | 1 | 0.27897 | 3 | 0.88974 | 1 | 0.16788 | 2 | 0.72067 | 2 | 0.70812 | 2 | 0.31553 | 6 | 0.43106 | 8 | 0.68919
09:00 - 10:00 | on |  | 23.85 |  | 26.6095 | 50.4595 | 26.6095 | [8 empty] | 130 | 2 | 0.32355 | 2 | 0.75279 | 4 | 0.97611 | 2 | 0.44111 | 2 | 0.65016 | 3 | 0.75805 | 2 | 0.26793 | 2 | 0.76068 | 1 | 0.088796 | 3 | 0.97 | 1 | 0.23267 | 3 | 0.59628 | 1 | 0.045456 | 4 | 0.40258 | 1 | 0.045388 | 2 | 0.5641 | 1 | 0.20178 | 1 | 0.069416 | 2 | 0.83764 | 3 | 0.64458 | 9 | 0.84515 | 7 | 0.6266
10:00 - 11:00 |  |  |  |  | 29.3189 | 29.3189 | 29.3189 | [8 empty] | 131 | 3 | 0.92714 | 1 | 0.070896 | 2 | 0.65107 | 2 | 0.79983 | 2 | 0.67068 | 2 | 0.60353 | 1 | 0.11977 | 1 | 0.18524 | 1 | 0.34699 | 1 | 0.21 | 1 | 0.087124 | 2 | 0.34001 | 8 | 0.77448 | 3 | 0.28673 | 2 | 0.47616 | 1 | 0.25468 | 2 | 0.27975 | 1 | 0.45661 | 2 | 0.92139 | 4 | 0.91379 | 6 | 0.36212 | 7 | 0.60291
11:00 - 12:00 |  |  |  |  | 33.7053 | 33.7053 | 33.7053 |  | Spring and Autumn | [6 empty] | 132 | 1 | 0.10074 | 2 | 0.28576 | 1 | 0.10003 | 2 | 0.50694 | 1 | 0.11948 | 2 | 0.62905 | 1 | 0.066588 | 2 | 0.49894 | 1 | 0.011317 | 2 | 0.50334 | 1 | 0.038959 | 2 | 0.38449 | 10 | 0.93309 | 5 | 0.51411 | 3 | 0.6782 | 3 | 0.97895 | 4 | 0.82324 | 1 | 0.17343 | 1 | 0.46354 | 4 | 0.76992 | 2 | 0.2318 | 1 | 0.069956
12:00 - 13:00 |  |  |  |  | 19.6272 | 19.6272 | 19.6272 |  | Total per day for 159 households |  |  | 691.7444 | kWh |  |  | 133 | 3 | 0.81165 | 3 | 0.88878 | 1 | 0.22169 | 2 | 0.25398 | 2 | 0.59828 | 1 | 0.21411 | 3 | 0.91173 | 1 | 0.20738 | 2 | 0.9901 | 2 | 0.53164 | 3 | 0.97325 | 2 | 0.2944 | 1 | 0.025266 | 2 | 0.20825 | 2 | 0.47574 | 1 | 0.14617 | 4 | 0.94955 | 2 | 0.945 | 1 | 0.010443 | 4 | 0.93928 | 6 | 0.36584 | 3 | 0.26809
13:00 - 14:00 |  |  |  |  | 20.861 | 20.861 | 20.861 |  | Total per day per household |  |  | 4.3506 | kWh |  |  | 134 | 3 | 0.9915 | 2 | 0.47321 | 3 | 0.8974 | 1 | 0.020886 | 1 | 0.28459 | 1 | 0.043444 | 4 | 0.99675 | 1 | 0.14812 | 1 | 0.41546 | 3 | 0.75329 | 1 | 0.28411 | 1 | 0.073303 | 9 | 0.83296 | 5 | 0.47855 | 2 | 0.5268 | 1 | 0.20226 | 3 | 0.53809 | 1 | 0.2529 | 1 | 0.21121 | 3 | 0.68169 | 8 | 0.75575 | 7 | 0.67513
14:00 - 15:00 |  |  |  |  | 38.8212 | 38.8212 | 38.8212 |  | Total for autumn and spring/household |  |  | 800.5093 | kWh |  |  | 135 | 2 | 0.66723 | 2 | 0.37717 | 2 | 0.79655 | 1 | 0.003602 | 1 | 0.26308 | 2 | 0.62174 | 2 | 0.6298 | 3 | 0.86935 | 1 | 0.28917 | 3 | 0.84617 | 3 | 0.81056 | 4 | 0.71416 | 2 | 0.11957 | 5 | 0.50392 | 2 | 0.59121 | 3 | 0.75929 | 4 | 0.77442 | 1 | 0.02481 | 1 | 0.38006 | 4 | 0.94201 | 7 | 0.612 | 7 | 0.54674
15:00 - 16:00 |  |  |  |  | 35.4571 | 35.4571 | 35.4571 | [8 empty] | 136 | 3 | 0.84879 | 4 | 0.95345 | 3 | 0.83157 | 1 | 0.017116 | 3 | 0.89235 | 2 | 0.34778 | 3 | 0.80954 | 3 | 0.84421 | 1 | 0.49588 | 2 | 0.4978 | 1 | 0.00013606 | 1 | 0.047472 | 3 | 0.26947 | 1 | 0.10625 | 3 | 0.95366 | 3 | 0.80275 | 1 | 0.18572 | 1 | 0.26957 | 2 | 0.79921 | 2 | 0.45242 | 7 | 0.59998 | 5 | 0.35995
16:00 - 17:00 | on |  | 23.85 |  | 33.7973 | 57.6473 | 33.7973 |  | Annual Total per household |  |  | 1587.4418 | kWh |  |  | 137 | 1 | 0.031115 | 2 | 0.51507 | 1 | 0.1123 | 1 | 0.038716 | 2 | 0.42425 | 2 | 0.63081 | 2 | 0.65044 | 2 | 0.60163 | 2 | 0.73741 | 2 | 0.57399 | 2 | 0.48881 | 1 | 0.041543 | 7 | 0.61078 | 5 | 0.45002 | 1 | 0.096782 | 3 | 0.86769 | 4 | 0.78531 | 1 | 0.3094 | 1 | 0.25352 | 2 | 0.3019 | 8 | 0.71046 | 7 | 0.6599
17:00 - 18:00 | on |  | 23.85 |  | 34.7563 | 58.6063 | 34.7563 |  | Annual Total for159 Single Pensioner |  |  | 252403.2444 | kWh |  |  | 138 | 1 | 0.011634 | 2 | 0.20875 | 1 | 0.13071 | 2 | 0.51641 | 1 | 0.26145 | 1 | 0.049359 | 2 | 0.76867 | 1 | 0.25407 | 2 | 0.69141 | 2 | 0.49881 | 3 | 0.67909 | 4 | 0.82374 | 2 | 0.19658 | 8 | 0.78716 | 2 | 0.33303 | 1 | 0.14369 | 4 | 0.86669 | 2 | 0.57183 | 2 | 0.67827 | 2 | 0.29441 | 1 | 0.15041 | 2 | 0.22266
18:00 - 19:00 | on |  | 23.85 |  | 41.2848 | 65.1348 | 41.2848 |  | Household | [6 empty] | 139 | 1 | 0.015648 | 3 | 0.93356 | 2 | 0.49089 | 1 | 0.11585 | 1 | 0.26105 | 2 | 0.51922 | 3 | 0.83176 | 4 | 0.951 | 1 | 0.49827 | 2 | 0.53247 | 2 | 0.42623 | 3 | 0.40423 | 4 | 0.37505 | 3 | 0.29291 | 3 | 0.89002 | 1 | 0.28493 | 1 | 0.20081 | 2 | 0.98394 | 2 | 0.71844 | 4 | 0.91979 | 1 | 0.046998 | 5 | 0.35636
19:00 - 20:00 | on |  | 23.85 |  | 24.8933 | 48.7433 | 24.8933 | [8 empty] | 140 | 1 | 0.14765 | 1 | 0.032689 | 2 | 0.46644 | 3 | 0.83216 | 1 | 0.066756 | 1 | 0.26287 | 2 | 0.6188 | 1 | 0.067752 | 1 | 0.34241 | 1 | 0.11607 | 3 | 0.96784 | 2 | 0.28242 | 1 | 0.053285 | 6 | 0.58463 | 3 | 0.69088 | 2 | 0.58977 | 3 | 0.54868 | 2 | 0.58368 | 1 | 0.021091 | 3 | 0.54186 | 3 | 0.29224 | 2 | 0.17
20:00 - 21:00 | on | on | 23.85 | 23.85 | 36.636 | 60.486 | 60.486 | [8 empty] | 141 | 3 | 0.71866 | 4 | 0.95475 | 1 | 0.28993 | 1 | 0.10944 | 2 | 0.42077 | 3 | 0.78835 | 2 | 0.56882 | 2 | 0.65607 | 2 | 0.71853 | 3 | 0.76951 | 1 | 0.074767 | 3 | 0.48904 | 10 | 0.92743 | 8 | 0.80113 | 2 | 0.47001 | 3 | 0.73784 | 3 | 0.55563 | 2 | 0.62381 | 1 | 0.38255 | 4 | 0.96646 | 7 | 0.67096 | 7 | 0.58983
21:00 - 22:00 | on | on | 23.85 | 23.85 | 37.0554 | 60.9054 | 60.9054 | [8 empty] | 142 | 3 | 0.82567 | 2 | 0.24089 | 3 | 0.94844 | 2 | 0.74688 | 1 | 0.057728 | 2 | 0.51068 | 3 | 0.8542 | 1 | 0.1788 | 1 | 0.21909 | 3 | 0.68698 | 2 | 0.43798 | 1 | 0.0074413 | 1 | 0.049697 | 1 | 0.10459 | 2 | 0.40332 | 3 | 0.66758 | 3 | 0.53571 | 1 | 0.32698 | 2 | 0.65348 | 1 | 0.21495 | 5 | 0.35172 | 10 | 0.9232
22:00 - 23:00 | on | on | 23.85 | 23.85 | 5.83 | 29.68 | 29.68 | [8 empty] | 143 | 1 | 0.085177 | 3 | 0.915 | 3 | 0.81821 | 1 | 0.012964 | 1 | 0.078753 | 3 | 0.75939 | 2 | 0.44173 | 1 | 0.12182 | 1 | 0.095791 | 3 | 0.86385 | 3 | 0.6999 | 1 | 0.058519 | 10 | 0.91745 | 1 | 0.037819 | 1 | 0.23556 | 3 | 0.82312 | 4 | 0.83583 | 1 | 0.0573 | 2 | 0.56245 | 3 | 0.54475 | 1 | 0.15767 | 2 | 0.1814
23:00 - 24:00 | on | on | 23.85 | 23.85 | 5.83 | 29.68 | 29.68 | [8 empty] | 144 | 2 | 0.35937 | 2 | 0.39013 | 1 | 0.0069992 | 1 | 0.050373 | 2 | 0.6929 | 2 | 0.55809 | 2 | 0.54456 | 4 | 0.99161 | 1 | 0.36799 | 1 | 0.11135 | 3 | 0.89082 | 2 | 0.30763 | 1 | 0.056984 | 4 | 0.36291 | 1 | 0.0063927 | 2 | 0.44492 | 2 | 0.33018 | 1 | 0.11121 | 2 | 0.7818 | 3 | 0.67451 | 6 | 0.4885 | 12 | 0.99519
* Note: Assumption for lighting operating hours taken from | [15 empty] | 145 | 1 | 0.16114 | 1 | 0.15224 | 2 | 0.65427 | 2 | 0.71088 | 2 | 0.46684 | 3 | 0.70006 | 2 | 0.78734 | 1 | 0.094347 | 2 | 0.74672 | 1 | 0.14505 | 2 | 0.64013 | 2 | 0.27175 | 2 | 0.12957 | 2 | 0.12739 | 3 | 0.93682 | 3 | 0.72936 | 1 | 0.024296 | 1 | 0.073569 | 2 | 0.76906 | 1 | 0.13725 | 1 | 0.020061 | 1 | 0.13408
[16 empty] | 146 | 2 | 0.58716 | 2 | 0.4991 | 1 | 0.13708 | 2 | 0.56384 | 2 | 0.59133 | 1 | 0.12007 | 2 | 0.79087 | 2 | 0.42641 | 1 | 0.33057 | 2 | 0.4527 | 3 | 0.82476 | 3 | 0.51849 | 6 | 0.50244 | 9 | 0.94357 | 2 | 0.45949 | 2 | 0.63213 | 4 | 0.99941 | 1 | 0.39061 | 2 | 0.98646 | 4 | 0.78477 | 9 | 0.89885 | 1 | 0.07235
[16 empty] | 147 | 2 | 0.47601 | 2 | 0.27701 | 3 | 0.87451 | 2 | 0.61871 | 2 | 0.4657 | 3 | 0.85325 | 3 | 0.83575 | 3 | 0.93674 | 1 | 0.13755 | 3 | 0.89887 | 1 | 0.24053 | 4 | 0.781 | 2 | 0.12692 | 3 | 0.24614 | 3 | 0.77804 | 3 | 0.88138 | 2 | 0.27897 | 2 | 0.74173 | 2 | 0.64618 | 3 | 0.61126 | 8 | 0.7629 | 2 | 0.19163
[16 empty] | 148 | 3 | 0.9113 | 2 | 0.48104 | 1 | 0.34908 | 4 | 0.96289 | 2 | 0.54425 | 2 | 0.56117 | 2 | 0.63739 | 3 | 0.87678 | 1 | 0.40416 | 1 | 0.24457 | 1 | 0.059979 | 4 | 0.97677 | 1 | 0.0077209 | 4 | 0.40459 | 3 | 0.85491 | 2 | 0.57182 | 1 | 0.098009 | 2 | 0.95386 | 1 | 0.044651 | 3 | 0.7074 | 8 | 0.7705 | 1 | 0.023468
[16 empty] | 149 | 3 | 0.89359 | 2 | 0.28149 | 1 | 0.25777 | 1 | 0.1923 | 3 | 0.8408 | 1 | 0.085879 | 2 | 0.50713 | 2 | 0.44962 | 1 | 0.36805 | 1 | 0.052291 | 2 | 0.51805 | 4 | 0.78721 | 1 | 0.021095 | 3 | 0.25343 | 1 | 0.064685 | 3 | 0.65032 | 1 | 0.18235 | 1 | 0.12842 | 1 | 0.17417 | 4 | 0.78926 | 10 | 0.92651 | 8 | 0.80009
[16 empty] | 150 | 2 | 0.41205 | 1 | 0.14606 | 1 | 0.18443 | 3 | 0.90094 | 2 | 0.67068 | 1 | 0.19243 | 1 | 0.13167 | 2 | 0.63511 | 1 | 0.45257 | 2 | 0.51508 | 3 | 0.67975 | 4 | 0.9238 | 10 | 0.96878 | 9 | 0.98212 | 3 | 0.93792 | 2 | 0.39551 | 4 | 0.95674 | 2 | 0.72505 | 1 | 0.31967 | 1 | 0.23607 | 2 | 0.23026 | 7 | 0.58803
[16 empty] | 151 | 1 | 0.19833 | 2 | 0.68559 | 3 | 0.92174 | 1 | 0.0018069 | 2 | 0.74255 | 1 | 0.2537 | 2 | 0.34223 | 2 | 0.64475 | 2 | 0.66008 | 2 | 0.31728 | 3 | 0.72471 | 4 | 0.91446 | 2 | 0.18728 | 6 | 0.61712 | 1 | 0.28421 | 3 | 0.90126 | 2 | 0.29803 | 1 | 0.12428 | 2 | 0.61987 | 4 | 0.81261 | 2 | 0.25297 | 1 | 0.031611
[16 empty] | 152 | 1 | 0.28534 | 2 | 0.28549 | 4 | 0.96725 | 1 | 0.046865 | 3 | 0.86294 | 3 | 0.99114 | 3 | 0.92998 | 1 | 0.21294 | 1 | 0.45734 | 3 | 0.66981 | 1 | 0.26695 | 4 | 0.70666 | 7 | 0.62387 | 7 | 0.73833 | 1 | 0.061723 | 2 | 0.3943 | 2 | 0.47537 | 1 | 0.49107 | 1 | 0.34629 | 1 | 0.24281 | 3 | 0.26361 | 1 | 0.14178
[16 empty] | 153 | 1 | 0.1037 | 2 | 0.44092 | 1 | 0.34736 | 2 | 0.46477 | 1 | 0.020793 | 3 | 0.73065 | 2 | 0.69229 | 3 | 0.80355 | 2 | 0.62772 | 3 | 0.96622 | 3 | 0.83761 | 1 | 0.060331 | 4 | 0.38758 | 1 | 0.0011304 | 3 | 0.87258 | 1 | 0.23293 | 2 | 0.46321 | 1 | 0.21921 | 1 | 0.40049 | 4 | 0.90511 | 1 | 0.035472 | 8 | 0.83591
[16 empty] | 154 | 2 | 0.57617 | 2 | 0.21689 | 3 | 0.85062 | 2 | 0.6268 | 2 | 0.74584 | 1 | 0.00067129 | 2 | 0.416 | 2 | 0.58355 | 2 | 0.69745 | 1 | 0.10883 | 3 | 0.70083 | 2 | 0.2743 | 6 | 0.55301 | 8 | 0.85213 | 3 | 0.7314 | 3 | 0.7646 | 4 | 0.9904 | 1 | 0.35748 | 2 | 0.97296 | 2 | 0.38286 | 3 | 0.30943 | 3 | 0.28811
[16 empty] | 155 | 3 | 0.90389 | 2 | 0.35527 | 2 | 0.62929 | 2 | 0.24076 | 2 | 0.62688 | 3 | 0.87648 | 1 | 0.046283 | 3 | 0.87982 | 2 | 0.53103 | 3 | 0.77335 | 2 | 0.64624 | 1 | 0.060001 | 3 | 0.23198 | 3 | 0.29006 | 1 | 0.11411 | 2 | 0.52007 | 4 | 0.9055 | 1 | 0.093764 | 2 | 0.69836 | 1 | 0.19766 | 6 | 0.43865 | 1 | 0.10767
[16 empty] | 156 | 3 | 0.90358 | 3 | 0.85328 | 1 | 0.082714 | 2 | 0.20544 | 1 | 0.3095 | 2 | 0.61317 | 2 | 0.25837 | 4 | 0.95568 | 2 | 0.7015 | 2 | 0.54958 | 3 | 0.6856 | 3 | 0.69176 | 10 | 0.93746 | 1 | 0.096217 | 1 | 0.2835 | 1 | 0.044617 | 3 | 0.68436 | 2 | 0.91154 | 2 | 0.90743 | 3 | 0.59703 | 6 | 0.48446 | 8 | 0.74925
[16 empty] | 157 | 2 | 0.61639 | 2 | 0.41441 | 2 | 0.48026 | 2 | 0.42616 | 1 | 0.1908 | 1 | 0.10847 | 1 | 0.026812 | 2 | 0.65042 | 1 | 0.21865 | 2 | 0.35941 | 1 | 0.24262 | 1 | 0.0038579 | 2 | 0.18944 | 7 | 0.76906 | 1 | 0.18617 | 3 | 0.72152 | 1 | 0.17619 | 2 | 0.85113 | 1 | 0.31199 | 2 | 0.26833 | 6 | 0.483 | 7 | 0.65721
[16 empty] | 158 | 3 | 0.75542 | 2 | 0.73711 | 2 | 0.68214 | 1 | 0.035382 | 2 | 0.69433 | 3 | 0.71714 | 1 | 0.012821 | 3 | 0.93285 | 1 | 0.061859 | 3 | 0.85048 | 3 | 0.72014 | 4 | 0.7333 | 7 | 0.6993 | 5 | 0.48831 | 1 | 0.0046644 | 2 | 0.34334 | 3 | 0.51098 | 1 | 0.095064 | 1 | 0.11781 | 4 | 0.78335 | 1 | 0.10095 | 8 | 0.76782
[16 empty] | 159 | 3 | 0.96679 | 2 | 0.33821 | 2 | 0.40885 | 2 | 0.49955 | 3 | 0.82659 | 3 | 0.8421 | 2 | 0.40734 | 2 | 0.75301 | 1 | 0.33559 | 1 | 0.27039 | 3 | 0.85913 | 1 | 0.18507 | 9 | 0.80746 | 6 | 0.56106 | 3 | 0.789 | 2 | 0.39281 | 3 | 0.71556 | 2 | 0.65879 | 2 | 0.79604 | 4 | 0.95083 | 7 | 0.61635 | 11 | 0.97656
Per household
| Operation |  | Consumption (kWh)
Time | Lighting |  | Lighting |  | Other | Total
| Winter | Summer | Winter | Summer | Appliances | Winter | Summer
00:00 - 01:00 |  |  |  |  | 0.036667 | 0.036667 | 0.036667
01:00 - 02:00 |  |  |  |  | 0.036667 | 0.036667 | 0.036667
02:00 - 03:00 |  |  |  |  | 0.036667 | 0.036667 | 0.036667
03:00 - 04:00 |  |  |  |  | 0.036667 | 0.036667 | 0.036667
04:00 - 05:00 |  |  |  |  | 0.036667 | 0.036667 | 0.036667
05:00 - 06:00 |  |  |  |  | 0.036667 | 0.036667 | 0.036667
06:00 - 07:00 |  |  |  |  | 0.10783 | 0.10783 | 0.10783
07:00 - 08:00 | on |  | 0.15 |  | 0.11982 | 0.26982 | 0.11982
08:00 - 09:00 | on |  | 0.15 |  | 0.10823 | 0.25823 | 0.10823
09:00 - 10:00 | on |  | 0.15 |  | 0.16736 | 0.31736 | 0.16736
10:00 - 11:00 |  |  |  |  | 0.1844 | 0.1844 | 0.1844
11:00 - 12:00 |  |  |  |  | 0.21198 | 0.21198 | 0.21198
12:00 - 13:00 |  |  |  |  | 0.12344 | 0.12344 | 0.12344
13:00 - 14:00 |  |  |  |  | 0.1312 | 0.1312 | 0.1312
14:00 - 15:00 |  |  |  |  | 0.24416 | 0.24416 | 0.24416
15:00 - 16:00 |  |  |  |  | 0.223 | 0.223 | 0.223
16:00 - 17:00 | on |  | 0.15 |  | 0.21256 | 0.36256 | 0.21256
17:00 - 18:00 | on |  | 0.15 |  | 0.21859 | 0.36859 | 0.21859
18:00 - 19:00 | on |  | 0.15 |  | 0.25965 | 0.40965 | 0.25965
19:00 - 20:00 | on |  | 0.15 |  | 0.15656 | 0.30656 | 0.15656
20:00 - 21:00 | on | on | 0.15 | 0.15 | 0.23042 | 0.38042 | 0.38042
21:00 - 22:00 | on | on | 0.15 | 0.15 | 0.23305 | 0.38305 | 0.38305
22:00 - 23:00 | on | on | 0.15 | 0.15 | 0.036667 | 0.18667 | 0.18667
23:00 - 24:00 | on | on | 0.15 | 0.15 | 0.036667 | 0.18667 | 0.18667

## Two Adult
Two Adult Household |  |  |  | Assumptions | Occurrence Probability |  | Randomised Occurrence |  | Hourly Consumption |  | Electricity Profile
Number of single adult households in Riverside |  |  | 218
Number People in this type of household |  |  | 2
Assumptions
1. Occupied by a full time working adult
2. The average daily consumption of every appliance will be distributed through out the day into two main
periods, 6:00 till 9:00 and 18:00 till 01:00.
3. Unoccupied period is between : |  | 09:00 to 18:00 on weekdays
Random Consumption Generator
Category | Appliance |  | Average consumption |  | Time most likely to operate |  |  |  | No of times | energy per time | [5 empty] | CUT OFF | Hob 1 |  | Hob 2 |  | Oven 1 |  | Microwave 1 |  | Microwave 2 |  | Video recorder 1 |  | Dishwasher |  | Washing Mashine |  | Tumble Drier |  | Electric kettle 1 |  | Electric kettle 2 |  | Iron |  | Misc
|  |  | per capita (kWh/day) | [5 empty] | per day | of usage (kWh) | [6 empty] | Cut off | Random Tag | Cut off | Random Tag | Cut off | Random Tag | Cut off | Random Tag | Cut off | Random Tag | Cut off | Random Tag | Cut off | Random Tag | Cut off | Random Tag | Cut off | Random Tag | Cut off | Random Tag | Cut off | Random Tag | Cut off | Random Tag | Cut off | Random Tag
Cooking | Electric hob |  | 0.39 |  | 06:00- 09:00 and 18:00 - 22:00 |  |  |  | 2 | 0.39 | [6 empty] | 0 | 1 | 0 | 1 | 0 | 1 | 0 | 1 | 0 | 1 | 0 | 1 | 0 | 1 | 0 | 1 | 0 | 1 | 0 | 1 | 0 | 1 | 0 | 1 | 0 | 1
Appliances | Electric oven |  | 0.22 |  | 18:00 - 22:00 |  |  |  | 1 | 0.44 | [6 empty] | 0.1 | 2 | 0.25 | 2 | 0.25 | 2 | 0.1 | 2 | 0.25 | 2 | 0.3 | 2 | 0.15 | 2 | 0.2 | 2 | 0.2 | 2 | 0.2 | 2 | 0.4 | 2 | 0.05 | 2 | 0.1 | 2
| Microwave Oven |  | 0.07 |  | 6:00 - 9:00 and 18:00 - 22:00 |  |  |  | 2 | 0.07 | [6 empty] | 0.3 | 3 | 0.75 | 3 | 0.75 | 3 | 0.3 | 3 | 0.75 | 3 | 0.7 | 3 | 0.45 | 3 | 0.4 | 3 | 0.45 | 3 | 0.6 | 3 | 0.9 | 3 | 0.15 | 3 | 0.3 | 3
Cold Appliances | Refrigerator |  | 0.33 |  | All day |  |  |  | 24 | 0.0275 | [6 empty] | 0.9 | 4 | 0.9 | 4 | 0.9 | 4 | 0.9 | 4 | 0.9 | 4 |  |  | 0.75 | 4 | 0.6 | 4 | 0.7 | 4 |  |  |  | 4 | 0.35 | 4 | 0.5 | 4
| Freezer |  | 0.55 |  | All Day |  |  |  | 24 | 0.045833 | [20 empty] | 0.8 | 5 | 0.95 | 5 |  |  |  |  | 0.7 | 5 | 0.8 | 5
Brown Goods | Television |  | 0.27 |  | 18:00 - 19:00 and 19:00 - 20:00 and 20:00 - 21:00 |  |  |  | 6 | 0.09 | [20 empty] | 0.9 | 6 | [6 empty] | 0.95 | 6 | 0.95 | 6
and 21:00 - 22:00 and 22:00 - 23:00 and 23:00 - 24:00
| Video recorder |  | 0.09 |  | 21:00 - 22:00 and 22:00 - 23:00 and 23:00 - 24:00 |  |  |  | 3 | 0.06 | [5 empty] | PROBABILITY | Generated | Target | Generated | Target | Generated | Target | Generated | Target | Generated | Target | Generated | Target | Generated | Target | Generated | Target | Generated | Target | Generated | Target | Generated | Target | Generated | Target | Generated | Target
Wet Appliances | Dishwasher |  | 0.48 |  | 20:00 - 24:00 |  |  |  | 1 | 0.96 | [5 empty] | 1 | 0.13303 | 0.1 | 0.22018 | 0.25 | 0.22936 | 0.25 | 0.084742 | 0.1 | 0.1966 | 0.25 | 0.23361 | 0.3 | 0.030049 | 0.15 | 0.19266 | 0.2 | 0.098759 | 0.2 | 0.20183 | 0.2 | 0.37156 | 0.4 | 0.036697 | 0.05 | 0.11009 | 0.1
| Washing Mashine |  | 0.2 |  | 18:00 - 24:00 |  |  |  | 1 | 0.4 | [5 empty] | 2 | 0.17431 | 0.2 | 0.52752 | 0.5 | 0.48624 | 0.5 | 0.14915 | 0.2 | 0.38303 | 0.5 | 0.26797 | 0.4 | 0.049105 | 0.3 | 0.2156 | 0.2 | 0.089781 | 0.25 | 0.37156 | 0.4 | 0.48624 | 0.5 | 0.091743 | 0.1 | 0.15596 | 0.2
| Tumble Driers |  | 0.28 |  | 19:00 - 24:00 |  |  |  | 1 | 0.56 | [5 empty] | 3 | 0.61468 | 0.6 | 0.15596 | 0.15 | 0.1789 | 0.15 | 0.4271 | 0.6 | 0.10169 | 0.15 | 0.24736 | 0.3 | 0.043974 | 0.3 | 0.19266 | 0.2 | 0.12345 | 0.25 | 0.42661 | 0.4 | 0.1422 | 0.1 | 0.20183 | 0.2 | 0.22018 | 0.2
Miscellaneous | Electric Kettle |  | 0.28 |  | 06:00 - 09:00 and 19:00 - 20:00 and 22:00 - 24:00 |  |  |  | 3 | 0.18667 | [5 empty] | 4 | 0.077982 | 0.1 | 0.09633 | 0.1 | 0.1055 | 0.1 | 0.077963 | 0.1 | 0.057625 | 0.1 |  |  | 0.036645 | 0.25 | 0.21101 | 0.2 | 0.15487 | 0.25 |  |  |  |  | 0.38532 | 0.35 | 0.27982 | 0.3
| Computers/Laptops |  | 0.3 |  | 19:00 - 20:00 and 20:00 - 21:00 and 21:00 - 22:00 |  |  |  | 5 | 0.12 | [5 empty] | 5 | [14 empty] | 0.087156 | 0.1 | 0.022445 | 0.05 |  |  |  |  | 0.24312 | 0.25 | 0.1422 | 0.15
[5 empty] | and 22:00 - 23:00 and 23:00 - 24:00 | [10 empty] | 6 | [14 empty] | 0.10092 | 0.1 | [6 empty] | 0.041284 | 0.05 | 0.091743 | 0.05
| Iron |  | 0.09 |  | 18:00 - 24:00 |  |  |  | 1 | 0.18 | [5 empty] | 7
| Others (Vacum Cleaner etc.) |  | 0.37 |  | 18:00 - 24:00 |  |  |  | 1 | 0.74 | [5 empty] | Household | Tag | Random | Tag | Random | Tag | Random | Tag | Random | Tag | Random | Tag | Random | Tag | Random | Tag | Random | Tag | Random | Tag | Random | Tag | Random | Tag | Random | Tag | Random
[16 empty] | 1 | 2 | 0.1218 | 1 | 0.17667 | 2 | 0.72151 | 2 | 0.18517 | 1 | 0.039612 | 1 | 0.28989 | 2 | 0.31781 | 2 | 0.21515 | 2 | 0.24666 | 3 | 0.97724 | 2 | 0.61708 | 2 | 0.092349 | 2 | 0.1335
[16 empty] | 2 | 3 | 0.7819 | 2 | 0.65514 | 3 | 0.83507 | 3 | 0.31525 | 3 | 0.87101 | 2 | 0.66429 | 3 | 0.50201 | 3 | 0.52869 | 4 | 0.7469 | 3 | 0.79149 | 1 | 0.38706 | 4 | 0.68013 | 5 | 0.87709
Usage Pattern and Probability of Occurrence | [15 empty] | 3 | 3 | 0.82605 | 1 | 0.22987 | 4 | 0.97791 | 2 | 0.24221 | 1 | 0.15984 | 2 | 0.30283 | 3 | 0.45202 | 3 | 0.5913 | 4 | 0.82888 | 2 | 0.29112 | 2 | 0.60373 | 5 | 0.73432 | 3 | 0.40804
[16 empty] | 4 | 3 | 0.66492 | 3 | 0.78963 | 4 | 0.9067 | 3 | 0.846 | 2 | 0.66652 | 2 | 0.67182 | 1 | 0.094855 | 6 | 0.91415 | 4 | 0.813 | 1 | 0.19343 | 1 | 0.16496 | 4 | 0.6122 | 3 | 0.49571
TIME | Hob | Oven | Microwave | Refrigerator | Freezer | Television | Video | Dishwasher | Washing | Tumble Drier | Kettle | Computers | Iron | Miscellaneous |  | 5 | 3 | 0.76964 | 2 | 0.43912 | 2 | 0.62112 | 3 | 0.60164 | 1 | 0.1979 | 3 | 0.90632 | 1 | 0.0379 | 6 | 0.96733 | 4 | 0.93082 | 2 | 0.25374 | 2 | 0.47674 | 2 | 0.098566 | 3 | 0.44536
|  |  | Oven |  |  |  | Recorder |  | Mashine | [6 empty] | 6 | 3 | 0.53705 | 2 | 0.63673 | 2 | 0.45717 | 2 | 0.29179 | 2 | 0.52052 | 3 | 0.95323 | 4 | 0.88745 | 6 | 0.93479 | 3 | 0.68818 | 3 | 0.97808 | 2 | 0.55794 | 3 | 0.31423 | 5 | 0.91709
00:00 - 01:00 |  |  |  | 1 | 1 | [10 empty] | 7 | 3 | 0.87759 | 2 | 0.48194 | 4 | 0.9248 | 2 | 0.24927 | 2 | 0.5133 | 3 | 0.87369 | 4 | 0.77423 | 4 | 0.75497 | 4 | 0.70278 | 2 | 0.35534 | 2 | 0.75158 | 3 | 0.29355 | 4 | 0.54884
01:00 - 02:00 |  |  |  | 1 | 1 | [10 empty] | 8 | 3 | 0.78249 | 2 | 0.61711 | 1 | 0.17316 | 4 | 0.97795 | 1 | 0.22591 | 2 | 0.31375 | 2 | 0.36303 | 2 | 0.29965 | 3 | 0.58522 | 1 | 0.17573 | 1 | 0.38227 | 5 | 0.74016 | 4 | 0.78632
02:00 - 03:00 |  |  |  | 1 | 1 | [10 empty] | 9 | 3 | 0.72809 | 2 | 0.72728 | 2 | 0.47318 | 4 | 0.93486 | 2 | 0.31339 | 3 | 0.88742 | 4 | 0.85709 | 4 | 0.75319 | 4 | 0.78908 | 3 | 0.75819 | 2 | 0.60313 | 5 | 0.90458 | 4 | 0.50884
03:00 - 04:00 |  |  |  | 1 | 1 | [10 empty] | 10 | 1 | 0.089288 | 1 | 0.15228 | 3 | 0.89226 | 3 | 0.51039 | 1 | 0.070752 | 3 | 0.79582 | 2 | 0.27773 | 3 | 0.52808 | 5 | 0.99691 | 3 | 0.93529 | 2 | 0.47611 | 3 | 0.1835 | 4 | 0.7407
04:00 - 05:00 |  |  |  | 1 | 1 | [10 empty] | 11 | 3 | 0.58719 | 2 | 0.27511 | 2 | 0.63355 | 3 | 0.74781 | 2 | 0.44986 | 1 | 0.29449 | 2 | 0.36903 | 3 | 0.44935 | 3 | 0.64466 | 2 | 0.54258 | 1 | 0.33352 | 5 | 0.76283 | 1 | 0.09915
05:00 - 06:00 | 0.1 |  | 0.1 | 1 | 1 | [10 empty] | 12 | 3 | 0.56217 | 4 | 0.93712 | 2 | 0.5143 | 3 | 0.79502 | 2 | 0.72127 | 3 | 0.98501 | 4 | 0.79142 | 4 | 0.72898 | 1 | 0.14825 | 3 | 0.81986 | 1 | 0.24751 | 6 | 0.98358 | 4 | 0.64024
06:00 - 07:00 | 0.2 |  | 0.2 | 1 | 1 | [5 empty] | 0.2 |  |  |  |  | 13 | 1 | 0.04166 | 2 | 0.62885 | 1 | 0.055347 | 2 | 0.12544 | 2 | 0.26865 | 1 | 0.061213 | 1 | 0.10484 | 3 | 0.53266 | 1 | 0.1394 | 2 | 0.55453 | 3 | 0.93146 | 6 | 0.97632 | 4 | 0.63593
07:00 - 08:00 | 0.6 |  | 0.6 | 1 | 1 | [5 empty] | 0.4 |  |  |  |  | 14 | 1 | 0.025139 | 2 | 0.45854 | 3 | 0.85222 | 1 | 0.045347 | 2 | 0.29075 | 2 | 0.45806 | 2 | 0.17773 | 2 | 0.21994 | 3 | 0.58847 | 3 | 0.70046 | 2 | 0.43893 | 4 | 0.63762 | 2 | 0.15994
08:00 - 09:00 | 0.1 |  | 0.1 | 1 | 1 | [5 empty] | 0.4 |  |  |  |  | 15 | 3 | 0.61528 | 3 | 0.83427 | 1 | 0.14007 | 3 | 0.58566 | 2 | 0.68497 | 2 | 0.4135 | 3 | 0.58441 | 4 | 0.67461 | 4 | 0.80888 | 3 | 0.84955 | 3 | 0.963 | 4 | 0.61867 | 6 | 0.99484
09:00 - 10:00 |  |  |  | 1 | 1 | [10 empty] | 16 | 3 | 0.79431 | 2 | 0.43994 | 1 | 0.0047043 | 1 | 0.095134 | 2 | 0.70491 | 3 | 0.70458 | 4 | 0.80518 | 4 | 0.61857 | 1 | 0.19486 | 2 | 0.55452 | 1 | 0.25379 | 3 | 0.16756 | 5 | 0.85323
10:00 - 11:00 |  |  |  | 1 | 1 | [10 empty] | 17 | 2 | 0.15379 | 1 | 0.22663 | 3 | 0.75451 | 2 | 0.25093 | 3 | 0.79826 | 2 | 0.67202 | 3 | 0.46128 | 4 | 0.68297 | 2 | 0.43746 | 3 | 0.67103 | 1 | 0.17229 | 3 | 0.23637 | 4 | 0.51963
11:00 - 12:00 |  |  |  | 1 | 1 | [10 empty] | 18 | 3 | 0.39229 | 3 | 0.86013 | 1 | 0.14923 | 3 | 0.88216 | 3 | 0.86399 | 3 | 0.7156 | 1 | 0.11441 | 5 | 0.88856 | 4 | 0.82295 | 3 | 0.88243 | 3 | 0.91171 | 3 | 0.16012 | 1 | 0.051909
12:00 - 13:00 |  |  |  | 1 | 1 | [10 empty] | 19 | 3 | 0.42652 | 2 | 0.61179 | 2 | 0.37274 | 2 | 0.22855 | 2 | 0.51288 | 2 | 0.50143 | 3 | 0.62054 | 5 | 0.84711 | 1 | 0.028002 | 3 | 0.93059 | 2 | 0.64297 | 4 | 0.62815 | 4 | 0.7159
13:00 - 14:00 |  |  |  | 1 | 1 | [10 empty] | 20 | 2 | 0.22146 | 3 | 0.79554 | 3 | 0.76307 | 4 | 0.99282 | 2 | 0.42425 | 1 | 0.15681 | 1 | 0.052651 | 5 | 0.88269 | 1 | 0.12714 | 3 | 0.93607 | 2 | 0.77599 | 5 | 0.7673 | 1 | 0.023959
14:00 - 15:00 |  |  |  | 1 | 1 | [10 empty] | 21 | 3 | 0.85539 | 2 | 0.62648 | 4 | 0.94119 | 3 | 0.83617 | 2 | 0.56177 | 2 | 0.49075 | 1 | 0.14907 | 2 | 0.28115 | 3 | 0.63167 | 1 | 0.076626 | 2 | 0.64519 | 3 | 0.29013 | 6 | 0.95681
15:00 - 16:00 |  |  |  | 1 | 1 | [10 empty] | 22 | 3 | 0.68697 | 2 | 0.57556 | 1 | 0.019729 | 3 | 0.43086 | 4 | 0.95123 | 1 | 0.22964 | 1 | 0.010123 | 4 | 0.64785 | 1 | 0.10566 | 2 | 0.5389 | 2 | 0.56489 | 1 | 0.016682 | 2 | 0.28491
16:00 - 17:00 |  |  |  | 1 | 1 | [10 empty] | 23 | 3 | 0.77711 | 2 | 0.63784 | 1 | 0.16604 | 2 | 0.13535 | 2 | 0.45245 | 3 | 0.86396 | 4 | 0.80928 | 1 | 0.026466 | 1 | 0.068314 | 3 | 0.66756 | 3 | 0.94106 | 3 | 0.18067 | 4 | 0.63139
17:00 - 18:00 |  |  |  | 1 | 1 | [10 empty] | 24 | 3 | 0.31015 | 2 | 0.29465 | 1 | 0.17861 | 2 | 0.28054 | 2 | 0.5167 | 2 | 0.38213 | 3 | 0.711 | 3 | 0.57906 | 4 | 0.73179 | 3 | 0.8568 | 3 | 0.93806 | 3 | 0.2167 | 2 | 0.17107
18:00 - 19:00 | 0.25 | 0.25 | 0.25 | 1 | 1 | 1 |  |  | 0.2 |  |  |  | 0.05 | 0.1 |  | 25 | 1 | 0.0069574 | 2 | 0.64136 | 1 | 0.0052332 | 3 | 0.41896 | 3 | 0.81485 | 3 | 0.83614 | 4 | 0.99313 | 1 | 0.13368 | 3 | 0.67225 | 1 | 0.18086 | 1 | 0.35197 | 4 | 0.53551 | 5 | 0.93822
19:00 - 20:00 | 0.5 | 0.5 | 0.5 | 1 | 1 | 1 |  |  | 0.2 | 0.2 | 1 | 1 | 0.1 | 0.2 |  | 26 | 3 | 0.62497 | 3 | 0.83358 | 2 | 0.45695 | 3 | 0.5137 | 1 | 0.1197 | 2 | 0.53824 | 2 | 0.41475 | 4 | 0.66143 | 4 | 0.89487 | 1 | 0.025106 | 1 | 0.37489 | 3 | 0.30691 | 5 | 0.83755
20:00 - 21:00 | 0.15 | 0.15 | 0.15 | 1 | 1 | 1 |  | 0.15 | 0.2 | 0.25 |  | 1 | 0.2 | 0.2 |  | 27 | 3 | 0.78935 | 3 | 0.89763 | 1 | 0.22948 | 3 | 0.79698 | 2 | 0.46783 | 3 | 0.85667 | 3 | 0.59649 | 4 | 0.68012 | 3 | 0.4943 | 2 | 0.24378 | 3 | 0.95252 | 2 | 0.10737 | 6 | 0.98844
21:00 - 22:00 | 0.1 | 0.1 | 0.1 | 1 | 1 | 1 | 0.3 | 0.3 | 0.2 | 0.25 | 0.4 | 1 | 0.35 | 0.3 |  | 28 | 3 | 0.43615 | 2 | 0.40921 | 2 | 0.33166 | 1 | 0.03327 | 4 | 0.90053 | 2 | 0.56181 | 3 | 0.56179 | 4 | 0.76145 | 4 | 0.72463 | 3 | 0.75502 | 2 | 0.69501 | 4 | 0.63172 | 4 | 0.58325
22:00 - 23:00 |  |  |  | 1 | 1 | 1 | 0.4 | 0.3 | 0.1 | 0.25 | 0.5 | 1 | 0.25 | 0.15 |  | 29 | 3 | 0.63327 | 2 | 0.35953 | 3 | 0.76671 | 3 | 0.53625 | 2 | 0.70595 | 3 | 0.88728 | 2 | 0.39453 | 1 | 0.044294 | 4 | 0.82468 | 3 | 0.88244 | 2 | 0.49699 | 4 | 0.48826 | 4 | 0.63903
23:00 - 24:00 |  |  |  | 1 | 1 | 1 | 0.3 | 0.25 | 0.1 | 0.05 | 0.1 | 1 | 0.05 | 0.05 |  | 30 | 3 | 0.33947 | 1 | 0.10234 | 2 | 0.45006 | 2 | 0.28772 | 1 | 0.23299 | 1 | 0.075844 | 4 | 0.79404 | 2 | 0.29817 | 3 | 0.62472 | 1 | 0.11667 | 2 | 0.55937 | 4 | 0.54708 | 4 | 0.78026
[16 empty] | 31 | 3 | 0.50525 | 2 | 0.51287 | 2 | 0.69896 | 2 | 0.15756 | 2 | 0.61866 | 3 | 0.79099 | 2 | 0.3754 | 1 | 0.14119 | 3 | 0.45229 | 2 | 0.5487 | 3 | 0.95041 | 5 | 0.71246 | 6 | 0.984
[16 empty] | 32 | 2 | 0.11648 | 1 | 0.13792 | 2 | 0.40809 | 2 | 0.19368 | 2 | 0.71046 | 3 | 0.7563 | 2 | 0.27411 | 3 | 0.52846 | 5 | 0.98842 | 3 | 0.69004 | 1 | 0.28943 | 4 | 0.42635 | 4 | 0.56655
Usage Pattern and Randomised Number of Occurrence | [15 empty] | 33 | 3 | 0.849 | 1 | 0.035084 | 3 | 0.80825 | 1 | 0.026691 | 2 | 0.63679 | 1 | 0.09663 | 1 | 0.0093487 | 1 | 0.020541 | 3 | 0.46193 | 2 | 0.20331 | 2 | 0.47193 | 5 | 0.78186 | 3 | 0.30185
[16 empty] | 34 | 4 | 0.98445 | 4 | 0.91737 | 2 | 0.56785 | 3 | 0.50834 | 3 | 0.85664 | 2 | 0.52193 | 3 | 0.56516 | 3 | 0.57372 | 2 | 0.39948 | 1 | 0.18365 | 2 | 0.87397 | 3 | 0.15959 | 5 | 0.85632
TIME | Hob | Oven | Microwave | Refrigerator | Freezer | Television | Video | Dishwasher | Washing | Tumble Drier | Kettle | Computers | Iron | Miscellaneous |  | 35 | 3 | 0.38294 | 2 | 0.49243 | 2 | 0.68711 | 4 | 0.94221 | 2 | 0.64118 | 2 | 0.33282 | 3 | 0.69631 | 2 | 0.2878 | 1 | 0.18786 | 2 | 0.34343 | 2 | 0.50866 | 4 | 0.40854 | 4 | 0.59783
|  |  | Oven |  |  |  | Recorder |  | Mashine | [6 empty] | 36 | 3 | 0.82873 | 2 | 0.61426 | 3 | 0.89646 | 3 | 0.66522 | 3 | 0.89632 | 3 | 0.95832 | 1 | 0.039038 | 1 | 0.054506 | 3 | 0.60582 | 1 | 0.087388 | 3 | 0.9506 | 5 | 0.94661 | 4 | 0.75968
00:00 - 01:00 |  |  |  | 218 | 218 | [10 empty] | 37 | 3 | 0.85176 | 1 | 0.14288 | 2 | 0.46726 | 3 | 0.86048 | 1 | 0.1253 | 3 | 0.94965 | 4 | 0.83519 | 6 | 0.90375 | 4 | 0.90897 | 3 | 0.65454 | 2 | 0.5917 | 4 | 0.50652 | 5 | 0.94788
01:00 - 02:00 |  |  |  | 218 | 218 | [10 empty] | 38 | 2 | 0.22476 | 2 | 0.63629 | 2 | 0.4101 | 2 | 0.24387 | 4 | 0.9562 | 3 | 0.8937 | 3 | 0.52713 | 3 | 0.45762 | 2 | 0.24021 | 3 | 0.85534 | 1 | 0.3325 | 5 | 0.77718 | 4 | 0.63248
02:00 - 03:00 |  |  |  | 218 | 218 | [10 empty] | 39 | 2 | 0.16107 | 2 | 0.30958 | 3 | 0.83738 | 2 | 0.2404 | 1 | 0.060552 | 1 | 0.19847 | 2 | 0.27833 | 3 | 0.55974 | 4 | 0.78745 | 2 | 0.4707 | 2 | 0.84016 | 4 | 0.52566 | 4 | 0.78441
03:00 - 04:00 |  |  |  | 218 | 218 | [10 empty] | 40 | 4 | 0.91955 | 2 | 0.4975 | 2 | 0.31117 | 3 | 0.35023 | 1 | 0.060509 | 2 | 0.61034 | 4 | 0.85793 | 4 | 0.64768 | 3 | 0.55088 | 1 | 0.083055 | 2 | 0.79552 | 4 | 0.56546 | 1 | 0.045695
04:00 - 05:00 |  |  |  | 218 | 218 | [10 empty] | 41 | 3 | 0.81957 | 2 | 0.44156 | 4 | 0.99644 | 3 | 0.58213 | 1 | 0.12245 | 2 | 0.56656 | 2 | 0.25627 | 3 | 0.40225 | 1 | 0.16958 | 3 | 0.91548 | 2 | 0.70323 | 4 | 0.50913 | 4 | 0.63265
05:00 - 06:00 | 29 |  | 18.4738 | 218 | 218 | [10 empty] | 42 | 3 | 0.65266 | 2 | 0.72782 | 2 | 0.64068 | 3 | 0.82132 | 3 | 0.86172 | 3 | 0.88771 | 4 | 0.88384 | 2 | 0.23314 | 4 | 0.75006 | 1 | 0.080439 | 2 | 0.56009 | 3 | 0.15518 | 2 | 0.17838
06:00 - 07:00 | 38 |  | 32.5138 | 218 | 218 | [5 empty] | 44 |  |  |  |  | 43 | 3 | 0.38978 | 4 | 0.9507 | 1 | 0.20574 | 3 | 0.69874 | 3 | 0.81164 | 3 | 0.78337 | 4 | 0.77884 | 3 | 0.51089 | 4 | 0.8982 | 3 | 0.62544 | 1 | 0.01744 | 5 | 0.92443 | 5 | 0.91984
07:00 - 08:00 | 134 |  | 93.1077 | 218 | 218 | [5 empty] | 81 |  |  |  |  | 44 | 2 | 0.26596 | 1 | 0.17418 | 2 | 0.36652 | 3 | 0.85845 | 3 | 0.78469 | 3 | 0.98067 | 2 | 0.23197 | 6 | 0.91647 | 4 | 0.85295 | 3 | 0.68798 | 1 | 0.19457 | 5 | 0.73256 | 3 | 0.36389
08:00 - 09:00 | 17 |  | 16.9959 | 218 | 218 | [5 empty] | 93 |  |  |  |  | 45 | 1 | 0.047341 | 2 | 0.50735 | 1 | 0.21212 | 3 | 0.6141 | 1 | 0.14413 | 3 | 0.77958 | 2 | 0.40558 | 3 | 0.52502 | 1 | 0.1304 | 1 | 0.007849 | 2 | 0.58699 | 3 | 0.15228 | 4 | 0.60844
09:00 - 10:00 |  |  |  | 218 | 218 | [10 empty] | 46 | 4 | 0.99457 | 2 | 0.68152 | 2 | 0.67787 | 1 | 0.029882 | 2 | 0.45662 | 1 | 0.26367 | 4 | 0.94083 | 6 | 0.97761 | 2 | 0.21851 | 3 | 0.64149 | 2 | 0.73069 | 4 | 0.47564 | 5 | 0.8911
10:00 - 11:00 |  |  |  | 218 | 218 | [10 empty] | 47 | 2 | 0.29152 | 2 | 0.27987 | 4 | 0.98208 | 1 | 0.023572 | 1 | 0.031282 | 2 | 0.32274 | 1 | 0.083993 | 1 | 0.094815 | 3 | 0.54678 | 2 | 0.22613 | 2 | 0.55364 | 3 | 0.34087 | 5 | 0.94861
11:00 - 12:00 |  |  |  | 218 | 218 | [10 empty] | 48 | 3 | 0.86752 | 4 | 0.96486 | 2 | 0.60573 | 4 | 0.99111 | 3 | 0.78129 | 1 | 0.14542 | 3 | 0.57685 | 6 | 0.96397 | 2 | 0.31411 | 3 | 0.64708 | 2 | 0.72774 | 4 | 0.41517 | 2 | 0.15232
12:00 - 13:00 |  |  |  | 218 | 218 | [10 empty] | 49 | 3 | 0.5354 | 1 | 0.031613 | 4 | 0.90562 | 3 | 0.50968 | 1 | 0.010963 | 2 | 0.69117 | 1 | 0.10177 | 2 | 0.25486 | 3 | 0.46777 | 2 | 0.32037 | 3 | 0.97631 | 4 | 0.67029 | 3 | 0.39934
13:00 - 14:00 |  |  |  | 218 | 218 | [10 empty] | 50 | 2 | 0.24431 | 1 | 0.20348 | 2 | 0.69187 | 3 | 0.8084 | 2 | 0.29242 | 1 | 0.10969 | 3 | 0.6491 | 3 | 0.44203 | 3 | 0.62596 | 2 | 0.35256 | 3 | 0.92657 | 3 | 0.27168 | 1 | 0.066673
14:00 - 15:00 |  |  |  | 218 | 218 | [10 empty] | 51 | 3 | 0.30799 | 2 | 0.58304 | 1 | 0.17226 | 3 | 0.63721 | 1 | 0.21901 | 2 | 0.67883 | 3 | 0.6764 | 1 | 0.080895 | 5 | 0.99805 | 3 | 0.74923 | 1 | 0.11392 | 2 | 0.10834 | 6 | 0.95356
15:00 - 16:00 |  |  |  | 218 | 218 | [10 empty] | 52 | 1 | 0.086688 | 3 | 0.79579 | 2 | 0.54814 | 3 | 0.75187 | 1 | 0.23086 | 1 | 0.22525 | 4 | 0.82824 | 1 | 0.17142 | 3 | 0.6553 | 2 | 0.41176 | 1 | 0.12663 | 4 | 0.4986 | 4 | 0.64093
16:00 - 17:00 |  |  |  | 218 | 218 | [10 empty] | 53 | 3 | 0.86943 | 4 | 0.90612 | 3 | 0.8527 | 3 | 0.40904 | 2 | 0.38066 | 3 | 0.73405 | 3 | 0.57226 | 4 | 0.70608 | 2 | 0.42685 | 3 | 0.95402 | 2 | 0.66624 | 2 | 0.052624 | 2 | 0.17975
17:00 - 18:00 |  |  |  | 218 | 218 | [10 empty] | 54 | 3 | 0.89228 | 4 | 0.91612 | 3 | 0.77617 | 4 | 0.91742 | 3 | 0.88204 | 1 | 0.1588 | 4 | 0.78285 | 5 | 0.83249 | 3 | 0.58522 | 2 | 0.54641 | 1 | 0.20024 | 4 | 0.52778 | 1 | 0.005053
18:00 - 19:00 | 48 | 50 | 42.8591 | 218 | 218 | 218 |  |  | 42 |  |  |  | 8 | 24 |  | 55 | 3 | 0.48141 | 3 | 0.84558 | 2 | 0.33106 | 3 | 0.32889 | 2 | 0.5579 | 1 | 0.26315 | 1 | 0.099769 | 2 | 0.38727 | 3 | 0.55892 | 2 | 0.50533 | 2 | 0.50079 | 4 | 0.65896 | 3 | 0.44529
19:00 - 20:00 | 115 | 106 | 83.5014 | 218 | 218 | 218 |  |  | 47 | 21.5294 | 218 | 174.1526 | 20 | 34 |  | 56 | 3 | 0.43088 | 3 | 0.80583 | 2 | 0.41991 | 3 | 0.66097 | 2 | 0.49778 | 1 | 0.22143 | 3 | 0.68809 | 2 | 0.21781 | 1 | 0.15035 | 2 | 0.59795 | 2 | 0.81515 | 1 | 0.022343 | 4 | 0.69093
20:00 - 21:00 | 34 | 39 | 22.1685 | 218 | 218 | 218 |  | 6.5507 | 42 | 19.5722 |  | 174.1526 | 44 | 48 |  | 57 | 3 | 0.46611 | 3 | 0.80075 | 2 | 0.36053 | 1 | 0.050424 | 1 | 0.15004 | 3 | 0.78347 | 1 | 0.13588 | 1 | 0.074113 | 1 | 0.11356 | 3 | 0.90585 | 2 | 0.76722 | 4 | 0.56115 | 4 | 0.69335
21:00 - 22:00 | 21 | 23 | 12.5622 | 218 | 218 | 218 | 50.9277 | 10.7048 | 46 | 26.9118 | 81 | 174.1526 | 84 | 61 |  | 58 | 1 | 0.037598 | 1 | 0.046437 | 3 | 0.87312 | 3 | 0.85795 | 2 | 0.3514 | 3 | 0.87347 | 2 | 0.34997 | 3 | 0.43997 | 3 | 0.50809 | 1 | 0.18736 | 2 | 0.70879 | 5 | 0.72764 | 2 | 0.14226
22:00 - 23:00 |  |  |  | 218 | 218 | 218 | 58.417 | 9.5864 | 19 | 33.762 | 106 | 174.1526 | 53 | 31 |  | 59 | 3 | 0.66433 | 2 | 0.72433 | 2 | 0.70723 | 3 | 0.68694 | 2 | 0.73497 | 1 | 0.23248 | 1 | 0.099377 | 4 | 0.65122 | 1 | 0.082899 | 2 | 0.28391 | 1 | 0.35398 | 4 | 0.60657 | 4 | 0.57689
23:00 - 24:00 |  |  |  | 218 | 218 | 218 | 53.9234 | 7.9887 | 22 | 4.893 | 31 | 174.1526 | 9 | 20 |  | 60 | 3 | 0.42225 | 2 | 0.38698 | 2 | 0.32948 | 3 | 0.72218 | 2 | 0.5542 | 1 | 0.10194 | 3 | 0.55495 | 5 | 0.88556 | 4 | 0.9462 | 2 | 0.33554 | 1 | 0.17993 | 3 | 0.33052 | 4 | 0.60519
[16 empty] | 61 | 2 | 0.14062 | 2 | 0.45703 | 2 | 0.5757 | 3 | 0.82878 | 3 | 0.85799 | 2 | 0.60204 | 4 | 0.94514 | 3 | 0.53862 | 4 | 0.85791 | 2 | 0.56831 | 2 | 0.75684 | 5 | 0.73873 | 2 | 0.14939
[16 empty] | 62 | 1 | 0.067844 | 2 | 0.44566 | 2 | 0.43968 | 3 | 0.67292 | 2 | 0.39659 | 3 | 0.93906 | 3 | 0.47101 | 3 | 0.40292 | 1 | 0.13092 | 2 | 0.56105 | 1 | 0.14517 | 1 | 0.0093219 | 4 | 0.62777
Hourly Consumption (kWh) | [15 empty] | 63 | 3 | 0.49497 | 1 | 0.2261 | 1 | 0.14193 | 3 | 0.36359 | 2 | 0.49178 | 2 | 0.36509 | 2 | 0.27795 | 6 | 0.9882 | 4 | 0.78628 | 3 | 0.89113 | 2 | 0.46185 | 6 | 0.97916 | 4 | 0.5727
[16 empty] | 64 | 3 | 0.39591 | 2 | 0.68129 | 3 | 0.83649 | 3 | 0.6781 | 2 | 0.37897 | 2 | 0.33085 | 3 | 0.50384 | 1 | 0.18445 | 4 | 0.71955 | 3 | 0.81849 | 2 | 0.6819 | 5 | 0.73671 | 5 | 0.94861
TIME | Hob | Oven | Microwave | Refrigerator | Freezer | Television | Video | Dishwasher | Washing | Tumble Drier | Kettle | Computers | Iron | Miscellaneous | Total | 65 | 3 | 0.82934 | 1 | 0.14828 | 3 | 0.84728 | 4 | 0.9608 | 1 | 0.17027 | 2 | 0.33663 | 4 | 0.95425 | 2 | 0.24569 | 3 | 0.63275 | 2 | 0.55557 | 2 | 0.77128 | 5 | 0.90387 | 3 | 0.42617
|  |  | Oven |  |  |  | Recorder |  | Mashine | [6 empty] | 66 | 1 | 0.054704 | 1 | 0.088841 | 4 | 0.99765 | 4 | 0.96813 | 2 | 0.66713 | 1 | 0.29116 | 2 | 0.25368 | 1 | 0.12875 | 2 | 0.29629 | 1 | 0.086186 | 2 | 0.77892 | 6 | 0.95329 | 1 | 0.024934
Hourly consumption | 0.39 | 0.44 | 0.07 | 0.0275 | 0.045833 | 0.09 | 0.06 | 0.96 | 0.4 | 0.56 | 0.18667 | 0.12 | 0.18 | 0.74 |  | 67 | 3 | 0.5377 | 2 | 0.66273 | 1 | 0.14037 | 3 | 0.75534 | 3 | 0.81683 | 1 | 0.10346 | 1 | 0.088088 | 1 | 0.14319 | 4 | 0.77057 | 3 | 0.83177 | 1 | 0.27229 | 4 | 0.47202 | 2 | 0.24979
(kWh) | [15 empty] | 68 | 3 | 0.83251 | 3 | 0.85267 | 2 | 0.45559 | 2 | 0.16939 | 3 | 0.77256 | 1 | 0.28607 | 3 | 0.60621 | 1 | 0.029773 | 2 | 0.34182 | 3 | 0.63424 | 1 | 0.2507 | 4 | 0.43356 | 5 | 0.80741
00:00 - 01:00 | 0 | 0 | 0 | 5.995 | 9.9917 | 0 | 0 | 0 | 0 | 0 | 0 | 0 | 0 | 0 | 15.9867 | 69 | 2 | 0.26761 | 2 | 0.39932 | 3 | 0.75773 | 3 | 0.74143 | 2 | 0.33188 | 3 | 0.92576 | 3 | 0.57347 | 1 | 0.0083227 | 3 | 0.5324 | 3 | 0.87302 | 2 | 0.78717 | 4 | 0.43042 | 2 | 0.21723
01:00 - 02:00 | 0 | 0 | 0 | 5.995 | 9.9917 | 0 | 0 | 0 | 0 | 0 | 0 | 0 | 0 | 0 | 15.9867 | 70 | 3 | 0.78193 | 1 | 0.24286 | 3 | 0.81667 | 3 | 0.70339 | 4 | 0.99469 | 2 | 0.46104 | 1 | 0.029413 | 2 | 0.26815 | 1 | 0.12615 | 1 | 0.016271 | 2 | 0.4199 | 5 | 0.76595 | 1 | 0.048013
02:00 - 03:00 | 0 | 0 | 0 | 5.995 | 9.9917 | 0 | 0 | 0 | 0 | 0 | 0 | 0 | 0 | 0 | 15.9867 | 71 | 1 | 0.033881 | 1 | 0.09942 | 2 | 0.47552 | 2 | 0.12413 | 4 | 0.94705 | 1 | 0.054187 | 4 | 0.91123 | 4 | 0.63604 | 3 | 0.60768 | 1 | 0.10163 | 2 | 0.47385 | 5 | 0.9445 | 3 | 0.33466
03:00 - 04:00 | 0 | 0 | 0 | 5.995 | 9.9917 | 0 | 0 | 0 | 0 | 0 | 0 | 0 | 0 | 0 | 15.9867 | 72 | 1 | 0.059793 | 1 | 0.18627 | 2 | 0.71867 | 1 | 0.057999 | 1 | 0.1362 | 2 | 0.3907 | 4 | 0.79208 | 3 | 0.52136 | 4 | 0.86786 | 2 | 0.43668 | 2 | 0.49493 | 3 | 0.18731 | 3 | 0.34053
04:00 - 05:00 | 0 | 0 | 0 | 5.995 | 9.9917 | 0 | 0 | 0 | 0 | 0 | 0 | 0 | 0 | 0 | 15.9867 | 73 | 4 | 0.92084 | 2 | 0.27586 | 3 | 0.75153 | 1 | 0.0054857 | 2 | 0.46777 | 3 | 0.93514 | 2 | 0.21633 | 2 | 0.36554 | 4 | 0.78872 | 2 | 0.38276 | 1 | 0.34736 | 4 | 0.38132 | 1 | 0.0040583
05:00 - 06:00 | 11.31 | 0 | 1.2932 | 5.995 | 9.9917 | 0 | 0 | 0 | 0 | 0 | 0 | 0 | 0 | 0 | 28.5898 | 74 | 3 | 0.83099 | 2 | 0.44017 | 2 | 0.45342 | 1 | 0.013684 | 2 | 0.66865 | 1 | 0.11143 | 3 | 0.68243 | 5 | 0.83953 | 1 | 0.18703 | 1 | 0.14309 | 1 | 0.17312 | 4 | 0.57715 | 5 | 0.85156
06:00 - 07:00 | 14.82 | 0 | 2.276 | 5.995 | 9.9917 | 0 | 0 | 0 | 0 | 0 | 8.2133 | 0 | 0 | 0 | 41.296 | 75 | 2 | 0.1284 | 2 | 0.50676 | 3 | 0.76029 | 1 | 0.00012928 | 4 | 0.93522 | 2 | 0.49468 | 3 | 0.60371 | 2 | 0.21331 | 5 | 0.97465 | 2 | 0.51209 | 3 | 0.9572 | 3 | 0.27073 | 3 | 0.30333
07:00 - 08:00 | 52.26 | 0 | 6.5175 | 5.995 | 9.9917 | 0 | 0 | 0 | 0 | 0 | 15.12 | 0 | 0 | 0 | 89.8842 | 76 | 3 | 0.3266 | 2 | 0.67684 | 2 | 0.53058 | 2 | 0.10826 | 1 | 0.21722 | 1 | 0.14343 | 4 | 0.98189 | 3 | 0.47036 | 4 | 0.7027 | 3 | 0.91769 | 2 | 0.76313 | 3 | 0.18506 | 1 | 0.093533
08:00 - 09:00 | 6.63 | 0 | 1.1897 | 5.995 | 9.9917 | 0 | 0 | 0 | 0 | 0 | 17.36 | 0 | 0 | 0 | 41.1664 | 77 | 2 | 0.29817 | 3 | 0.77224 | 1 | 0.21962 | 3 | 0.30464 | 3 | 0.8558 | 3 | 0.7374 | 2 | 0.35554 | 6 | 0.92719 | 1 | 0.080674 | 3 | 0.99008 | 2 | 0.43034 | 4 | 0.55535 | 3 | 0.46203
09:00 - 10:00 | 0 | 0 | 0 | 5.995 | 9.9917 | 0 | 0 | 0 | 0 | 0 | 0 | 0 | 0 | 0 | 15.9867 | 78 | 3 | 0.78409 | 2 | 0.3064 | 1 | 0.1206 | 3 | 0.68951 | 2 | 0.6931 | 2 | 0.56563 | 4 | 0.85467 | 3 | 0.52712 | 2 | 0.24551 | 2 | 0.57649 | 1 | 0.19212 | 2 | 0.091525 | 1 | 0.012532
10:00 - 11:00 | 0 | 0 | 0 | 5.995 | 9.9917 | 0 | 0 | 0 | 0 | 0 | 0 | 0 | 0 | 0 | 15.9867 | 79 | 1 | 0.091339 | 2 | 0.5462 | 1 | 0.094657 | 3 | 0.56071 | 1 | 0.1885 | 2 | 0.47038 | 2 | 0.22485 | 2 | 0.28054 | 2 | 0.25006 | 2 | 0.49147 | 2 | 0.4284 | 5 | 0.77202 | 1 | 0.0046078
11:00 - 12:00 | 0 | 0 | 0 | 5.995 | 9.9917 | 0 | 0 | 0 | 0 | 0 | 0 | 0 | 0 | 0 | 15.9867 | 80 | 3 | 0.30417 | 2 | 0.4669 | 3 | 0.79136 | 3 | 0.79782 | 2 | 0.60666 | 1 | 0.101 | 2 | 0.16689 | 5 | 0.80346 | 1 | 0.11726 | 2 | 0.48327 | 2 | 0.79513 | 4 | 0.45353 | 3 | 0.40887
12:00 - 13:00 | 0 | 0 | 0 | 5.995 | 9.9917 | 0 | 0 | 0 | 0 | 0 | 0 | 0 | 0 | 0 | 15.9867 | 81 | 1 | 0.04987 | 1 | 0.13903 | 1 | 0.14948 | 3 | 0.49358 | 4 | 0.97903 | 2 | 0.55698 | 2 | 0.17068 | 2 | 0.36569 | 4 | 0.9165 | 3 | 0.76799 | 1 | 0.26175 | 5 | 0.72221 | 1 | 0.086653
13:00 - 14:00 | 0 | 0 | 0 | 5.995 | 9.9917 | 0 | 0 | 0 | 0 | 0 | 0 | 0 | 0 | 0 | 15.9867 | 82 | 4 | 0.96342 | 1 | 0.17075 | 1 | 0.24846 | 3 | 0.55866 | 2 | 0.71399 | 2 | 0.5698 | 3 | 0.72729 | 6 | 0.98491 | 1 | 0.10935 | 2 | 0.40433 | 2 | 0.58584 | 4 | 0.58711 | 4 | 0.76242
14:00 - 15:00 | 0 | 0 | 0 | 5.995 | 9.9917 | 0 | 0 | 0 | 0 | 0 | 0 | 0 | 0 | 0 | 15.9867 | 83 | 4 | 0.90994 | 2 | 0.653 | 1 | 0.20871 | 2 | 0.29304 | 3 | 0.79681 | 3 | 0.94496 | 1 | 0.00045794 | 4 | 0.60591 | 4 | 0.85618 | 2 | 0.42795 | 1 | 0.23216 | 5 | 0.75978 | 4 | 0.74688
15:00 - 16:00 | 0 | 0 | 0 | 5.995 | 9.9917 | 0 | 0 | 0 | 0 | 0 | 0 | 0 | 0 | 0 | 15.9867 | 84 | 3 | 0.8106 | 2 | 0.52077 | 2 | 0.72364 | 3 | 0.81116 | 2 | 0.67126 | 3 | 0.93729 | 2 | 0.29061 | 2 | 0.25215 | 3 | 0.56576 | 2 | 0.36077 | 3 | 0.91177 | 5 | 0.89005 | 3 | 0.3587
16:00 - 17:00 | 0 | 0 | 0 | 5.995 | 9.9917 | 0 | 0 | 0 | 0 | 0 | 0 | 0 | 0 | 0 | 15.9867 | 85 | 2 | 0.18554 | 2 | 0.45522 | 1 | 0.16414 | 3 | 0.32302 | 1 | 0.23225 | 1 | 0.17277 | 1 | 0.10849 | 2 | 0.27788 | 2 | 0.27891 | 2 | 0.43454 | 1 | 0.25924 | 3 | 0.28318 | 2 | 0.20384
17:00 - 18:00 | 18.72 | 22 | 3.0001 | 5.995 | 9.9917 | 0 | 0 | 0 | 0 | 0 | 0 | 0 | 0 | 0 | 59.7068 | 86 | 3 | 0.58958 | 3 | 0.78883 | 2 | 0.28086 | 3 | 0.34909 | 1 | 0.16323 | 2 | 0.44355 | 4 | 0.82607 | 3 | 0.49868 | 2 | 0.31632 | 3 | 0.61165 | 3 | 0.91855 | 4 | 0.37661 | 5 | 0.89753
18:00 - 19:00 | 44.85 | 46.64 | 5.8451 | 5.995 | 9.9917 | 19.62 | 0 | 0 | 16.8 | 0 | 0 | 0 | 1.44 | 17.76 | 168.9418 | 87 | 3 | 0.34444 | 4 | 0.92487 | 3 | 0.86321 | 1 | 0.094416 | 2 | 0.6536 | 1 | 0.14609 | 2 | 0.21578 | 2 | 0.29441 | 4 | 0.71604 | 2 | 0.44678 | 2 | 0.81845 | 5 | 0.86376 | 1 | 0.067489
19:00 - 20:00 | 13.26 | 17.16 | 1.5518 | 5.995 | 9.9917 | 19.62 | 0 | 0 | 18.8 | 12.0565 | 40.6933 | 20.8983 | 3.6 | 25.16 | 188.7866 | 88 | 2 | 0.22891 | 2 | 0.30021 | 1 | 0.24399 | 3 | 0.46847 | 2 | 0.55054 | 3 | 0.70533 | 1 | 0.046545 | 4 | 0.68012 | 1 | 0.19829 | 2 | 0.53725 | 1 | 0.36628 | 6 | 0.95922 | 4 | 0.62209
20:00 - 21:00 | 8.19 | 10.12 | 0.87935 | 5.995 | 9.9917 | 19.62 | 0 | 6.2887 | 16.8 | 10.9604 | 0 | 20.8983 | 7.92 | 35.52 | 153.1834 | 89 | 3 | 0.80879 | 1 | 0.189 | 1 | 0.028649 | 1 | 0.082054 | 2 | 0.61675 | 2 | 0.4594 | 4 | 0.91749 | 2 | 0.21391 | 5 | 0.95556 | 3 | 0.7912 | 2 | 0.63231 | 3 | 0.30728 | 2 | 0.20885
21:00 - 22:00 | 0 | 0 | 0 | 5.995 | 9.9917 | 19.62 | 3.0557 | 10.2766 | 18.4 | 15.0706 | 15.12 | 20.8983 | 15.12 | 45.14 | 178.6878 | 90 | 2 | 0.12707 | 3 | 0.89738 | 2 | 0.31981 | 4 | 0.98509 | 2 | 0.41027 | 1 | 0.1236 | 1 | 0.091229 | 6 | 0.94049 | 4 | 0.72726 | 2 | 0.5745 | 2 | 0.52602 | 4 | 0.52828 | 4 | 0.60459
22:00 - 23:00 | 0 | 0 | 0 | 5.995 | 9.9917 | 19.62 | 3.505 | 9.2029 | 7.6 | 18.9067 | 19.7867 | 20.8983 | 9.54 | 22.94 | 147.9863 | 91 | 3 | 0.62946 | 2 | 0.27264 | 2 | 0.72763 | 4 | 0.92203 | 2 | 0.686 | 3 | 0.76796 | 4 | 0.78384 | 4 | 0.77925 | 3 | 0.5689 | 2 | 0.27622 | 1 | 0.20297 | 4 | 0.66406 | 4 | 0.76275
23:00 - 24:00 | 0 | 0 | 0 | 5.995 | 9.9917 | 19.62 | 3.2354 | 7.6691 | 8.8 | 2.7401 | 5.7867 | 20.8983 | 1.62 | 14.8 | 101.1563 | 92 | 3 | 0.66695 | 1 | 0.086181 | 2 | 0.29126 | 4 | 0.91404 | 3 | 0.85452 | 1 | 0.1391 | 3 | 0.67564 | 2 | 0.25892 | 1 | 0.064246 | 1 | 0.030199 | 2 | 0.42908 | 4 | 0.64245 | 4 | 0.60925
[16 empty] | 93 | 2 | 0.11997 | 2 | 0.72829 | 4 | 0.92718 | 3 | 0.31408 | 3 | 0.84617 | 2 | 0.56673 | 2 | 0.27743 | 2 | 0.39811 | 1 | 0.041886 | 3 | 0.8916 | 1 | 0.25652 | 4 | 0.46197 | 3 | 0.3255
[16 empty] | 94 | 2 | 0.16378 | 3 | 0.77131 | 2 | 0.41446 | 2 | 0.19261 | 1 | 0.013943 | 3 | 0.93239 | 3 | 0.5003 | 1 | 0.032021 | 3 | 0.52397 | 2 | 0.27719 | 1 | 0.28507 | 4 | 0.5435 | 3 | 0.34669
Electricity Profile without lighting | [15 empty] | 95 | 3 | 0.89895 | 1 | 0.21639 | 2 | 0.67969 | 4 | 0.97971 | 1 | 0.12208 | 1 | 0.11793 | 3 | 0.60749 | 4 | 0.66619 | 3 | 0.52941 | 1 | 0.06388 | 3 | 0.95774 | 2 | 0.078807 | 2 | 0.25562
[16 empty] | 96 | 3 | 0.58919 | 3 | 0.83603 | 2 | 0.62242 | 2 | 0.16986 | 3 | 0.89508 | 2 | 0.31727 | 4 | 0.90201 | 2 | 0.36247 | 3 | 0.55384 | 3 | 0.6025 | 1 | 0.1633 | 2 | 0.13108 | 6 | 0.96198
[11 empty] | Total per day for 218 households |  |  | 1407.2121 | kWh | 97 | 1 | 0.069174 | 2 | 0.70731 | 1 | 0.042842 | 2 | 0.25694 | 3 | 0.82474 | 3 | 0.99396 | 4 | 0.96468 | 6 | 0.99934 | 4 | 0.72749 | 3 | 0.9428 | 1 | 0.31478 | 3 | 0.17994 | 5 | 0.90904
[11 empty] | Total per day per household |  |  | 6.4551 | kWh | 98 | 3 | 0.35647 | 2 | 0.29559 | 3 | 0.88812 | 3 | 0.80378 | 2 | 0.46238 | 2 | 0.40594 | 2 | 0.34564 | 5 | 0.81762 | 2 | 0.30541 | 2 | 0.53639 | 3 | 0.95832 | 3 | 0.33305 | 3 | 0.36452
[11 empty] | Annual per household |  |  | 2356.112 | kWh | 99 | 3 | 0.87345 | 1 | 0.16282 | 1 | 0.18721 | 3 | 0.65502 | 3 | 0.76391 | 3 | 0.76571 | 3 | 0.50986 | 3 | 0.50567 | 2 | 0.36209 | 2 | 0.51992 | 1 | 0.025723 | 5 | 0.71517 | 4 | 0.6991
[11 empty] | Annual total for 218 household |  |  | 513632.4122 | kWh | 100 | 3 | 0.73522 | 1 | 0.0051302 | 3 | 0.8423 | 2 | 0.18251 | 2 | 0.25007 | 2 | 0.42944 | 2 | 0.24385 | 3 | 0.49964 | 1 | 0.036799 | 3 | 0.96375 | 1 | 0.26339 | 5 | 0.73991 | 1 | 0.0098628
[16 empty] | 101 | 1 | 0.034462 | 2 | 0.3335 | 2 | 0.52039 | 3 | 0.34027 | 2 | 0.3912 | 3 | 0.73829 | 1 | 0.030078 | 6 | 0.99315 | 4 | 0.74228 | 2 | 0.37905 | 3 | 0.99917 | 4 | 0.51562 | 4 | 0.78274
[16 empty] | 102 | 3 | 0.80497 | 4 | 0.94916 | 1 | 0.084033 | 4 | 0.96177 | 2 | 0.53553 | 1 | 0.029863 | 3 | 0.67977 | 6 | 0.94344 | 1 | 0.13337 | 1 | 0.15682 | 1 | 0.030327 | 4 | 0.64509 | 4 | 0.6405
[16 empty] | 103 | 1 | 0.030653 | 2 | 0.27332 | 3 | 0.84575 | 4 | 0.92864 | 2 | 0.28853 | 2 | 0.51534 | 3 | 0.59247 | 6 | 0.9715 | 4 | 0.88272 | 2 | 0.32396 | 1 | 0.30438 | 6 | 0.97464 | 6 | 0.96283
[16 empty] | 104 | 3 | 0.76249 | 1 | 0.17287 | 2 | 0.59168 | 3 | 0.75711 | 4 | 0.93207 | 3 | 0.8622 | 4 | 0.98549 | 4 | 0.72229 | 2 | 0.28311 | 3 | 0.7176 | 2 | 0.89702 | 2 | 0.1236 | 2 | 0.17275
[16 empty] | 105 | 4 | 0.94974 | 2 | 0.56774 | 2 | 0.37374 | 2 | 0.23798 | 1 | 0.12764 | 3 | 0.90212 | 4 | 0.87868 | 1 | 0.075724 | 1 | 0.0092395 | 3 | 0.77662 | 3 | 0.97918 | 4 | 0.64745 | 3 | 0.45407
[16 empty] | 106 | 3 | 0.46166 | 4 | 0.91965 | 2 | 0.55946 | 3 | 0.34994 | 1 | 0.1094 | 2 | 0.52637 | 2 | 0.29644 | 1 | 0.067398 | 3 | 0.58307 | 2 | 0.24464 | 1 | 0.1166 | 5 | 0.94403 | 6 | 0.95004
[16 empty] | 107 | 3 | 0.89415 | 2 | 0.51958 | 2 | 0.7262 | 3 | 0.6547 | 2 | 0.67043 | 2 | 0.30141 | 4 | 0.98105 | 4 | 0.61122 | 3 | 0.6876 | 3 | 0.84147 | 1 | 0.25186 | 4 | 0.36899 | 4 | 0.75479
[16 empty] | 108 | 3 | 0.75741 | 1 | 0.1414 | 2 | 0.42819 | 2 | 0.11404 | 2 | 0.7244 | 2 | 0.39498 | 2 | 0.31446 | 5 | 0.8186 | 4 | 0.88401 | 3 | 0.71677 | 2 | 0.53737 | 3 | 0.29464 | 3 | 0.3458
[16 empty] | 109 | 2 | 0.24201 | 4 | 0.94808 | 2 | 0.53132 | 2 | 0.19778 | 2 | 0.40453 | 1 | 0.1798 | 3 | 0.58165 | 2 | 0.36594 | 1 | 0.19986 | 2 | 0.41008 | 3 | 0.95859 | 2 | 0.14538 | 5 | 0.80518
[16 empty] | 110 | 4 | 0.95223 | 2 | 0.36642 | 2 | 0.34658 | 3 | 0.63502 | 2 | 0.44107 | 3 | 0.8953 | 2 | 0.15955 | 2 | 0.32985 | 4 | 0.70304 | 3 | 0.70534 | 2 | 0.70926 | 4 | 0.437 | 4 | 0.56823
[16 empty] | 111 | 1 | 0.031722 | 1 | 0.23445 | 2 | 0.73722 | 3 | 0.36342 | 2 | 0.25627 | 2 | 0.42048 | 1 | 0.1353 | 3 | 0.59386 | 3 | 0.45169 | 1 | 0.12354 | 3 | 0.92419 | 4 | 0.52607 | 4 | 0.67438
[16 empty] | 112 | 1 | 0.028857 | 2 | 0.41343 | 1 | 0.21355 | 3 | 0.57915 | 4 | 0.96888 | 2 | 0.46706 | 3 | 0.50627 | 1 | 0.030262 | 2 | 0.27755 | 3 | 0.92042 | 2 | 0.58806 | 3 | 0.33014 | 4 | 0.60623
[16 empty] | 113 | 2 | 0.27268 | 2 | 0.58139 | 2 | 0.51233 | 3 | 0.62303 | 4 | 0.91025 | 2 | 0.44526 | 2 | 0.21876 | 3 | 0.48862 | 2 | 0.35711 | 3 | 0.76148 | 2 | 0.79771 | 1 | 0.046146 | 1 | 0.016155
[16 empty] | 114 | 3 | 0.30322 | 2 | 0.70811 | 4 | 0.9482 | 2 | 0.16792 | 2 | 0.40441 | 1 | 0.11435 | 3 | 0.71938 | 3 | 0.57948 | 4 | 0.71235 | 2 | 0.25934 | 2 | 0.52667 | 5 | 0.89443 | 3 | 0.44652
[16 empty] | 115 | 4 | 0.99037 | 2 | 0.46131 | 2 | 0.48574 | 3 | 0.40919 | 1 | 0.15894 | 1 | 0.0045473 | 1 | 0.026218 | 6 | 0.90859 | 2 | 0.2625 | 2 | 0.55114 | 2 | 0.67772 | 4 | 0.54052 | 1 | 0.073021
[16 empty] | 116 | 2 | 0.17593 | 3 | 0.86405 | 4 | 0.90409 | 3 | 0.63637 | 2 | 0.63549 | 3 | 0.98408 | 4 | 0.84664 | 3 | 0.53459 | 4 | 0.88322 | 2 | 0.51087 | 2 | 0.79035 | 3 | 0.25966 | 4 | 0.73764
[16 empty] | 117 | 3 | 0.58268 | 4 | 0.94479 | 2 | 0.57673 | 3 | 0.71266 | 2 | 0.48373 | 2 | 0.42922 | 3 | 0.70058 | 1 | 0.065373 | 4 | 0.71348 | 1 | 0.028547 | 2 | 0.75491 | 5 | 0.80017 | 3 | 0.488
[16 empty] | 118 | 3 | 0.65866 | 3 | 0.77783 | 2 | 0.63055 | 3 | 0.58364 | 1 | 0.048863 | 3 | 0.7399 | 2 | 0.27935 | 4 | 0.68646 | 1 | 0.057819 | 2 | 0.53705 | 2 | 0.40228 | 2 | 0.061035 | 3 | 0.38463
[16 empty] | 119 | 2 | 0.21703 | 2 | 0.58263 | 2 | 0.52562 | 3 | 0.84472 | 1 | 0.06228 | 2 | 0.59734 | 2 | 0.36375 | 3 | 0.5343 | 1 | 0.086109 | 3 | 0.60212 | 3 | 0.98327 | 4 | 0.47326 | 2 | 0.16096
[16 empty] | 120 | 3 | 0.87109 | 3 | 0.76829 | 2 | 0.32929 | 3 | 0.3038 | 1 | 0.20117 | 2 | 0.41154 | 3 | 0.57243 | 1 | 0.16927 | 3 | 0.56377 | 3 | 0.89359 | 1 | 0.080115 | 5 | 0.70222 | 2 | 0.13925
Electricity Profile with lighting | [15 empty] | 121 | 3 | 0.33754 | 2 | 0.32513 | 4 | 0.91259 | 3 | 0.72617 | 2 | 0.6876 | 1 | 0.087036 | 3 | 0.69694 | 4 | 0.71851 | 2 | 0.33023 | 3 | 0.78389 | 1 | 0.26521 | 5 | 0.84454 | 4 | 0.5735
[16 empty] | 122 | 3 | 0.70035 | 2 | 0.44685 | 2 | 0.27677 | 1 | 0.079494 | 2 | 0.4064 | 2 | 0.40692 | 3 | 0.60187 | 6 | 0.9042 | 3 | 0.55178 | 3 | 0.78202 | 1 | 0.054049 | 3 | 0.25318 | 6 | 0.96468
No of light bulbs assumed per household |  |  | 10 | [12 empty] | 123 | 3 | 0.4448 | 2 | 0.4071 | 1 | 0.10852 | 4 | 0.98444 | 1 | 0.1678 | 1 | 0.014246 | 2 | 0.29469 | 4 | 0.74766 | 4 | 0.73277 | 2 | 0.25774 | 1 | 0.058232 | 4 | 0.59142 | 6 | 0.96589
[16 empty] | 124 | 4 | 0.94931 | 2 | 0.37047 | 1 | 0.15694 | 2 | 0.13281 | 2 | 0.37782 | 3 | 0.99979 | 4 | 0.96407 | 5 | 0.80169 | 3 | 0.54778 | 3 | 0.87615 | 1 | 0.30172 | 4 | 0.66467 | 3 | 0.30536
Bedrooms |  | 3 | [13 empty] | 125 | 3 | 0.58767 | 1 | 0.20533 | 2 | 0.6545 | 2 | 0.14142 | 3 | 0.78513 | 3 | 0.89038 | 1 | 0.077236 | 2 | 0.2167 | 2 | 0.25668 | 1 | 0.18905 | 3 | 0.96578 | 4 | 0.41243 | 3 | 0.35179
Kitchen |  | 1 | [13 empty] | 126 | 3 | 0.38384 | 2 | 0.38153 | 2 | 0.53715 | 3 | 0.84061 | 1 | 0.11939 | 3 | 0.96542 | 1 | 0.082186 | 4 | 0.76184 | 3 | 0.66159 | 1 | 0.15681 | 2 | 0.86877 | 5 | 0.70413 | 3 | 0.4354
Living Room |  | 3 | [13 empty] | 127 | 3 | 0.33915 | 2 | 0.44109 | 2 | 0.74271 | 1 | 0.056095 | 2 | 0.61394 | 2 | 0.3975 | 4 | 0.96002 | 6 | 0.9969 | 3 | 0.50321 | 3 | 0.67126 | 2 | 0.72939 | 5 | 0.91301 | 4 | 0.78223
Bathrooms |  | 1 | [13 empty] | 128 | 4 | 0.96787 | 3 | 0.82 | 2 | 0.65445 | 2 | 0.13606 | 2 | 0.25414 | 3 | 0.71309 | 4 | 0.97382 | 1 | 0.14008 | 3 | 0.53598 | 2 | 0.50602 | 1 | 0.38706 | 2 | 0.13046 | 3 | 0.43626
Others |  | 2 | [13 empty] | 129 | 3 | 0.50614 | 1 | 0.06862 | 1 | 0.073423 | 3 | 0.36031 | 2 | 0.67702 | 2 | 0.40316 | 4 | 0.95621 | 4 | 0.73849 | 1 | 0.11081 | 1 | 0.19309 | 2 | 0.89644 | 5 | 0.88713 | 4 | 0.69852
[16 empty] | 130 | 2 | 0.16583 | 3 | 0.82496 | 2 | 0.63288 | 3 | 0.72566 | 2 | 0.6541 | 3 | 0.9985 | 1 | 0.13007 | 4 | 0.61626 | 3 | 0.46724 | 2 | 0.38116 | 2 | 0.85012 | 4 | 0.58794 | 2 | 0.17131
Energy rating per bulb per hour |  |  | 15 | W | [11 empty] | 131 | 2 | 0.23985 | 1 | 0.14576 | 3 | 0.82906 | 3 | 0.77993 | 2 | 0.60352 | 1 | 0.20069 | 3 | 0.71011 | 4 | 0.75249 | 4 | 0.94351 | 1 | 0.13286 | 2 | 0.45987 | 4 | 0.36483 | 4 | 0.55153
[16 empty] | 132 | 3 | 0.56372 | 1 | 0.0076147 | 3 | 0.87374 | 4 | 0.95917 | 1 | 0.065948 | 2 | 0.67749 | 1 | 0.0021794 | 4 | 0.7908 | 3 | 0.65931 | 2 | 0.49299 | 1 | 0.27202 | 4 | 0.50826 | 4 | 0.70563
[16 empty] | 133 | 2 | 0.25417 | 3 | 0.80529 | 2 | 0.62328 | 3 | 0.31685 | 2 | 0.32104 | 1 | 0.28096 | 4 | 0.97106 | 3 | 0.4717 | 1 | 0.17227 | 3 | 0.63442 | 2 | 0.89969 | 1 | 0.014261 | 4 | 0.7137
[16 empty] | 134 | 4 | 0.96888 | 2 | 0.6889 | 3 | 0.78462 | 3 | 0.84037 | 2 | 0.60802 | 2 | 0.43353 | 2 | 0.4416 | 1 | 0.020159 | 5 | 0.99006 | 2 | 0.56159 | 3 | 0.92063 | 5 | 0.84405 | 5 | 0.90749
| Operation |  | Consumption (kWh) | [12 empty] | 135 | 3 | 0.75431 | 2 | 0.51706 | 3 | 0.78951 | 3 | 0.78054 | 2 | 0.38835 | 1 | 0.19346 | 3 | 0.55225 | 2 | 0.38533 | 4 | 0.794 | 3 | 0.63708 | 2 | 0.56057 | 4 | 0.52736 | 5 | 0.85865
Time | Lighting |  | Lighting |  | Other | Total | [9 empty] | 136 | 2 | 0.16049 | 1 | 0.24757 | 3 | 0.85022 | 3 | 0.40149 | 3 | 0.89458 | 3 | 0.79913 | 2 | 0.32225 | 2 | 0.33346 | 4 | 0.80649 | 2 | 0.46276 | 2 | 0.82994 | 4 | 0.51369 | 3 | 0.33746
| Winter | Summer | Winter | Summer | Appliances | Winter | Summer |  | Winter | [6 empty] | 137 | 2 | 0.10935 | 2 | 0.51274 | 2 | 0.49789 | 3 | 0.36353 | 2 | 0.26856 | 3 | 0.74956 | 2 | 0.36546 | 1 | 0.19472 | 4 | 0.87842 | 1 | 0.12287 | 2 | 0.44767 | 3 | 0.27804 | 2 | 0.2796
00:00 - 01:00 |  |  |  |  | 15.9867 | 15.9867 | 15.9867 |  | Total per day for 218 households |  |  | 1668.8121 | kWh |  |  | 138 | 2 | 0.28182 | 2 | 0.25527 | 1 | 0.23092 | 1 | 0.051556 | 1 | 0.058512 | 1 | 0.049379 | 2 | 0.16681 | 1 | 0.045106 | 1 | 0.049869 | 1 | 0.082989 | 1 | 0.389 | 4 | 0.68034 | 5 | 0.87004
01:00 - 02:00 |  |  |  |  | 15.9867 | 15.9867 | 15.9867 |  | Total per day per household |  |  | 7.6551 | kWh |  |  | 139 | 3 | 0.34021 | 4 | 0.97005 | 2 | 0.43215 | 1 | 0.044206 | 1 | 0.2173 | 2 | 0.59231 | 3 | 0.747 | 1 | 0.11523 | 1 | 0.014232 | 3 | 0.76352 | 1 | 0.16144 | 2 | 0.10327 | 4 | 0.70857
02:00 - 03:00 |  |  |  |  | 15.9867 | 15.9867 | 15.9867 |  | Total for winter per household |  |  | 688.9591 | kWh |  |  | 140 | 3 | 0.84758 | 1 | 0.076728 | 2 | 0.73339 | 3 | 0.4119 | 3 | 0.79867 | 1 | 0.18345 | 3 | 0.66357 | 2 | 0.20166 | 4 | 0.79409 | 3 | 0.77198 | 1 | 0.093934 | 4 | 0.46426 | 6 | 0.99207
03:00 - 04:00 |  |  |  |  | 15.9867 | 15.9867 | 15.9867 | [8 empty] | 141 | 2 | 0.1775 | 1 | 0.23246 | 3 | 0.82231 | 3 | 0.30472 | 2 | 0.64113 | 2 | 0.56681 | 2 | 0.35149 | 5 | 0.89029 | 2 | 0.44757 | 3 | 0.957 | 2 | 0.46699 | 3 | 0.19275 | 3 | 0.49635
04:00 - 05:00 |  |  |  |  | 15.9867 | 15.9867 | 15.9867 | [8 empty] | 142 | 4 | 0.90286 | 2 | 0.42451 | 1 | 0.23334 | 1 | 0.052542 | 1 | 0.088579 | 3 | 0.92363 | 2 | 0.44263 | 2 | 0.20152 | 4 | 0.82225 | 3 | 0.71484 | 1 | 0.33427 | 4 | 0.66836 | 2 | 0.21831
05:00 - 06:00 |  |  |  |  | 28.5898 | 28.5898 | 28.5898 |  | Summer | [6 empty] | 143 | 3 | 0.88815 | 2 | 0.25046 | 2 | 0.3747 | 3 | 0.38629 | 2 | 0.69629 | 2 | 0.47159 | 1 | 0.0083082 | 5 | 0.8084 | 4 | 0.92316 | 2 | 0.43722 | 2 | 0.76255 | 4 | 0.55774 | 3 | 0.31872
06:00 - 07:00 |  |  |  |  | 41.296 | 41.296 | 41.296 |  | Total per day for 218 households |  |  | 1538.0121 | kWh |  |  | 144 | 2 | 0.23045 | 2 | 0.59745 | 2 | 0.66707 | 1 | 0.065927 | 2 | 0.57541 | 2 | 0.41985 | 3 | 0.45363 | 4 | 0.60147 | 4 | 0.7991 | 3 | 0.74633 | 2 | 0.71642 | 3 | 0.30281 | 2 | 0.21452
07:00 - 08:00 | on |  | 32.7 |  | 89.8842 | 122.5842 | 89.8842 |  | Total per day per household |  |  | 7.0551 | kWh |  |  | 145 | 1 | 0.048302 | 1 | 0.075871 | 4 | 0.97179 | 2 | 0.229 | 3 | 0.89568 | 1 | 0.090313 | 3 | 0.69114 | 5 | 0.82303 | 2 | 0.34723 | 1 | 0.038939 | 3 | 0.97095 | 4 | 0.61664 | 3 | 0.41338
08:00 - 09:00 | on |  | 32.7 |  | 41.1664 | 73.8664 | 41.1664 |  | Total for summer per household |  |  | 642.0142 | kWh |  |  | 146 | 1 | 0.041685 | 4 | 0.96234 | 3 | 0.82947 | 3 | 0.40561 | 2 | 0.53103 | 2 | 0.66253 | 1 | 0.095218 | 4 | 0.74178 | 3 | 0.45325 | 3 | 0.84978 | 2 | 0.76154 | 1 | 0.026486 | 5 | 0.83235
09:00 - 10:00 |  |  |  |  | 15.9867 | 15.9867 | 15.9867 | [8 empty] | 147 | 3 | 0.35272 | 2 | 0.49397 | 2 | 0.51993 | 3 | 0.33149 | 4 | 0.91764 | 1 | 0.26097 | 2 | 0.43689 | 2 | 0.29295 | 4 | 0.84559 | 3 | 0.90818 | 1 | 0.12263 | 5 | 0.74126 | 6 | 0.99994
10:00 - 11:00 |  |  |  |  | 15.9867 | 15.9867 | 15.9867 | [8 empty] | 148 | 3 | 0.60191 | 3 | 0.87785 | 4 | 0.97558 | 2 | 0.23547 | 2 | 0.67188 | 3 | 0.83447 | 4 | 0.97416 | 4 | 0.68416 | 4 | 0.89746 | 2 | 0.29232 | 1 | 0.34483 | 3 | 0.23055 | 6 | 0.95736
11:00 - 12:00 |  |  |  |  | 15.9867 | 15.9867 | 15.9867 |  | Spring and Autumn | [6 empty] | 149 | 3 | 0.33248 | 2 | 0.36191 | 1 | 0.012758 | 3 | 0.57694 | 2 | 0.52647 | 1 | 0.024074 | 4 | 0.98862 | 1 | 0.011741 | 3 | 0.57295 | 3 | 0.94549 | 3 | 0.9828 | 4 | 0.42968 | 3 | 0.36453
12:00 - 13:00 |  |  |  |  | 15.9867 | 15.9867 | 15.9867 |  | Total per day for 218 households |  |  | 1603.4121 | kWh |  |  | 150 | 3 | 0.43348 | 2 | 0.40741 | 2 | 0.74676 | 1 | 0.06669 | 2 | 0.26437 | 2 | 0.62512 | 4 | 0.93922 | 1 | 0.19403 | 3 | 0.57486 | 2 | 0.30032 | 1 | 0.31363 | 2 | 0.10931 | 4 | 0.63584
13:00 - 14:00 |  |  |  |  | 15.9867 | 15.9867 | 15.9867 |  | Total per day per household |  |  | 7.3551 | kWh |  |  | 151 | 3 | 0.39692 | 3 | 0.89497 | 1 | 0.17048 | 3 | 0.48238 | 1 | 0.030633 | 2 | 0.41109 | 1 | 0.019993 | 1 | 0.18569 | 3 | 0.66716 | 3 | 0.82538 | 3 | 0.96975 | 4 | 0.3573 | 6 | 0.98122
14:00 - 15:00 |  |  |  |  | 15.9867 | 15.9867 | 15.9867 |  | Total for autumn and spring/household |  |  | 1353.3386 | kWh |  |  | 152 | 3 | 0.4612 | 3 | 0.77829 | 1 | 0.09824 | 2 | 0.26638 | 1 | 0.0090313 | 2 | 0.42979 | 2 | 0.26242 | 2 | 0.28417 | 2 | 0.25442 | 3 | 0.85615 | 2 | 0.49677 | 4 | 0.43101 | 4 | 0.6833
15:00 - 16:00 |  |  |  |  | 15.9867 | 15.9867 | 15.9867 | [8 empty] | 153 | 1 | 0.026982 | 2 | 0.63156 | 1 | 0.18301 | 3 | 0.85256 | 2 | 0.58905 | 2 | 0.48237 | 4 | 0.76243 | 3 | 0.49971 | 3 | 0.58678 | 3 | 0.82493 | 2 | 0.84173 | 4 | 0.48623 | 3 | 0.35937
16:00 - 17:00 |  |  |  |  | 15.9867 | 15.9867 | 15.9867 |  | Annual Total per household |  |  | 2684.312 | kWh |  |  | 154 | 3 | 0.40452 | 2 | 0.58407 | 2 | 0.265 | 2 | 0.14745 | 2 | 0.69639 | 2 | 0.55974 | 3 | 0.72493 | 1 | 0.050288 | 4 | 0.92446 | 3 | 0.79545 | 2 | 0.55355 | 5 | 0.71738 | 1 | 0.020227
17:00 - 18:00 |  |  |  |  | 59.7068 | 59.7068 | 59.7068 |  | Annual Total for 218 Two Adults |  |  | 585180.0122 | kWh |  |  | 155 | 1 | 0.035845 | 2 | 0.25465 | 4 | 0.99472 | 3 | 0.78662 | 1 | 0.17599 | 2 | 0.52522 | 2 | 0.38957 | 2 | 0.34235 | 1 | 0.14392 | 1 | 0.0018543 | 2 | 0.78369 | 4 | 0.35623 | 3 | 0.39095
18:00 - 19:00 | on |  | 32.7 |  | 168.9418 | 201.6418 | 168.9418 |  | Household | [6 empty] | 156 | 3 | 0.67751 | 3 | 0.86845 | 4 | 0.94112 | 3 | 0.56883 | 2 | 0.49825 | 1 | 0.10148 | 1 | 0.034914 | 5 | 0.89735 | 1 | 0.056599 | 3 | 0.72776 | 2 | 0.83123 | 4 | 0.57725 | 2 | 0.21287
19:00 - 20:00 | on |  | 32.7 |  | 188.7866 | 221.4866 | 188.7866 | [8 empty] | 157 | 3 | 0.47535 | 4 | 0.91629 | 2 | 0.32221 | 4 | 0.93698 | 2 | 0.60898 | 2 | 0.57981 | 1 | 0.13091 | 3 | 0.41143 | 4 | 0.91564 | 3 | 0.93285 | 2 | 0.85139 | 3 | 0.33018 | 4 | 0.64754
20:00 - 21:00 | on | on | 32.7 | 32.7 | 153.1834 | 185.8834 | 185.8834 | [8 empty] | 158 | 3 | 0.88281 | 3 | 0.88822 | 2 | 0.28782 | 3 | 0.47688 | 2 | 0.69965 | 3 | 0.75936 | 2 | 0.43528 | 1 | 0.11958 | 3 | 0.50498 | 2 | 0.20147 | 2 | 0.85094 | 4 | 0.60731 | 4 | 0.77705
21:00 - 22:00 | on | on | 32.7 | 32.7 | 178.6878 | 211.3878 | 211.3878 | [8 empty] | 159 | 3 | 0.61925 | 1 | 0.17409 | 2 | 0.29899 | 3 | 0.6138 | 2 | 0.29412 | 3 | 0.97988 | 3 | 0.50077 | 2 | 0.39076 | 1 | 0.14249 | 3 | 0.93322 | 1 | 0.22735 | 4 | 0.58897 | 3 | 0.46826
22:00 - 23:00 | on | on | 32.7 | 32.7 | 147.9863 | 180.6863 | 180.6863 | [8 empty] | 160 | 4 | 0.96975 | 2 | 0.41311 | 2 | 0.70656 | 2 | 0.25564 | 3 | 0.83572 | 1 | 0.0044031 | 4 | 0.78801 | 1 | 0.17886 | 4 | 0.85652 | 3 | 0.73273 | 1 | 0.1585 | 5 | 0.93539 | 4 | 0.76777
23:00 - 24:00 | on | on | 32.7 | 32.7 | 101.1563 | 133.8563 | 133.8563 | [8 empty] | 161 | 4 | 0.94911 | 4 | 0.91896 | 1 | 0.05704 | 3 | 0.67534 | 1 | 0.2382 | 1 | 0.24694 | 3 | 0.58446 | 2 | 0.20121 | 4 | 0.76661 | 1 | 0.17788 | 2 | 0.64305 | 5 | 0.912 | 3 | 0.43498
* Note: Assumption for lighting operating hours taken from | [15 empty] | 162 | 3 | 0.76036 | 1 | 0.067027 | 2 | 0.45995 | 3 | 0.68785 | 1 | 0.18002 | 1 | 0.20651 | 2 | 0.44561 | 4 | 0.61103 | 3 | 0.45348 | 2 | 0.45636 | 2 | 0.66746 | 4 | 0.5868 | 5 | 0.89656
[16 empty] | 163 | 3 | 0.40141 | 2 | 0.42411 | 1 | 0.0035424 | 3 | 0.59749 | 2 | 0.3084 | 2 | 0.66125 | 2 | 0.44731 | 6 | 0.94248 | 3 | 0.51267 | 3 | 0.82262 | 3 | 0.96505 | 4 | 0.41138 | 6 | 0.95482
[16 empty] | 164 | 2 | 0.13692 | 2 | 0.30532 | 2 | 0.74433 | 3 | 0.78924 | 2 | 0.41108 | 1 | 0.26906 | 1 | 0.096962 | 1 | 0.035888 | 3 | 0.51375 | 3 | 0.74677 | 1 | 0.26036 | 5 | 0.74631 | 3 | 0.45076
[16 empty] | 165 | 3 | 0.77446 | 2 | 0.30065 | 2 | 0.6091 | 2 | 0.26145 | 2 | 0.65291 | 2 | 0.39029 | 4 | 0.93307 | 5 | 0.80744 | 2 | 0.29031 | 2 | 0.58817 | 2 | 0.45566 | 3 | 0.20669 | 5 | 0.89964
[16 empty] | 166 | 1 | 0.017373 | 2 | 0.25865 | 1 | 0.23552 | 3 | 0.66239 | 2 | 0.34919 | 2 | 0.52905 | 3 | 0.58321 | 2 | 0.32205 | 1 | 0.09681 | 3 | 0.60444 | 2 | 0.7566 | 3 | 0.30953 | 5 | 0.85275
[16 empty] | 167 | 1 | 0.075046 | 1 | 0.11825 | 3 | 0.88011 | 3 | 0.76429 | 2 | 0.42723 | 3 | 0.95787 | 3 | 0.51314 | 3 | 0.47507 | 3 | 0.58165 | 3 | 0.71317 | 1 | 0.31898 | 4 | 0.62454 | 6 | 0.98308
[16 empty] | 168 | 3 | 0.5498 | 2 | 0.31328 | 1 | 0.22221 | 4 | 0.90663 | 1 | 0.14186 | 2 | 0.47607 | 3 | 0.68282 | 5 | 0.89205 | 4 | 0.75324 | 2 | 0.33364 | 3 | 0.93166 | 2 | 0.057958 | 6 | 0.97134
[16 empty] | 169 | 2 | 0.14309 | 2 | 0.58365 | 2 | 0.74622 | 3 | 0.32638 | 4 | 0.94223 | 1 | 0.27208 | 1 | 0.12117 | 3 | 0.48966 | 1 | 0.155 | 3 | 0.95678 | 2 | 0.78265 | 5 | 0.90418 | 3 | 0.35644
[16 empty] | 170 | 1 | 0.094849 | 3 | 0.75607 | 4 | 0.94732 | 3 | 0.55825 | 2 | 0.54037 | 2 | 0.47944 | 3 | 0.46639 | 4 | 0.6161 | 2 | 0.39523 | 2 | 0.27337 | 2 | 0.57852 | 5 | 0.9282 | 2 | 0.16187
[16 empty] | 171 | 1 | 0.0023422 | 4 | 0.97614 | 3 | 0.86658 | 3 | 0.72643 | 2 | 0.47847 | 3 | 0.76661 | 2 | 0.38684 | 1 | 0.059208 | 4 | 0.72774 | 3 | 0.77411 | 2 | 0.43724 | 6 | 0.99174 | 3 | 0.41225
[16 empty] | 172 | 2 | 0.13012 | 4 | 0.97414 | 1 | 0.19433 | 3 | 0.75685 | 2 | 0.64011 | 3 | 0.95291 | 2 | 0.2816 | 4 | 0.78508 | 2 | 0.23415 | 2 | 0.52917 | 1 | 0.38987 | 5 | 0.76419 | 4 | 0.7896
[16 empty] | 173 | 3 | 0.60086 | 2 | 0.35002 | 3 | 0.78948 | 1 | 0.047186 | 4 | 0.95532 | 1 | 0.08678 | 1 | 0.06706 | 1 | 0.096041 | 4 | 0.85855 | 3 | 0.88303 | 2 | 0.64617 | 4 | 0.6922 | 3 | 0.32819
[16 empty] | 174 | 3 | 0.78938 | 2 | 0.27338 | 3 | 0.82704 | 3 | 0.40858 | 2 | 0.47364 | 3 | 0.85879 | 3 | 0.58448 | 3 | 0.47939 | 4 | 0.80921 | 2 | 0.4891 | 1 | 0.30308 | 6 | 0.95872 | 3 | 0.36154
[16 empty] | 175 | 3 | 0.39684 | 2 | 0.35273 | 1 | 0.054631 | 3 | 0.31101 | 1 | 0.16925 | 2 | 0.48682 | 3 | 0.46009 | 4 | 0.62362 | 2 | 0.26543 | 1 | 0.092367 | 1 | 0.064131 | 4 | 0.44388 | 3 | 0.42842
[16 empty] | 176 | 3 | 0.74855 | 3 | 0.79232 | 4 | 0.95727 | 4 | 0.9446 | 1 | 0.084243 | 3 | 0.87604 | 4 | 0.75055 | 1 | 0.1574 | 5 | 0.9602 | 3 | 0.72584 | 2 | 0.66125 | 3 | 0.19344 | 4 | 0.74559
[16 empty] | 177 | 1 | 0.098573 | 2 | 0.29742 | 1 | 0.1504 | 1 | 0.013174 | 2 | 0.70403 | 1 | 0.27295 | 3 | 0.4537 | 2 | 0.29539 | 4 | 0.802 | 3 | 0.98905 | 1 | 0.31876 | 4 | 0.62272 | 3 | 0.36615
[16 empty] | 178 | 2 | 0.25131 | 1 | 0.036542 | 4 | 0.91168 | 3 | 0.77174 | 1 | 0.15561 | 3 | 0.82832 | 1 | 0.047615 | 4 | 0.68108 | 1 | 0.023305 | 1 | 0.1925 | 2 | 0.73841 | 5 | 0.74895 | 1 | 0.048816
[16 empty] | 179 | 3 | 0.61252 | 1 | 0.15491 | 1 | 0.16816 | 2 | 0.15012 | 2 | 0.44152 | 1 | 0.21649 | 4 | 0.80078 | 6 | 0.96305 | 1 | 0.002343 | 2 | 0.3479 | 1 | 0.35894 | 4 | 0.38321 | 2 | 0.20716
[16 empty] | 180 | 3 | 0.35816 | 2 | 0.39145 | 1 | 0.076805 | 4 | 0.95463 | 1 | 0.22733 | 1 | 0.182 | 1 | 0.087105 | 1 | 0.04537 | 2 | 0.36687 | 2 | 0.21778 | 1 | 0.25557 | 5 | 0.93131 | 1 | 0.035759
[16 empty] | 181 | 3 | 0.64576 | 3 | 0.87993 | 2 | 0.56058 | 4 | 0.98733 | 1 | 0.13378 | 3 | 0.91171 | 3 | 0.74568 | 2 | 0.33057 | 1 | 0.19666 | 2 | 0.58313 | 1 | 0.24925 | 3 | 0.20184 | 5 | 0.89884
[16 empty] | 182 | 3 | 0.41946 | 3 | 0.8054 | 2 | 0.26096 | 3 | 0.65434 | 2 | 0.42904 | 1 | 0.044048 | 2 | 0.32631 | 6 | 0.9873 | 2 | 0.37391 | 3 | 0.8586 | 1 | 0.20377 | 2 | 0.10768 | 2 | 0.20759
[16 empty] | 183 | 3 | 0.6209 | 3 | 0.89709 | 2 | 0.55668 | 3 | 0.59659 | 2 | 0.42295 | 2 | 0.61906 | 2 | 0.1864 | 6 | 0.97033 | 4 | 0.9474 | 3 | 0.64841 | 1 | 0.011402 | 4 | 0.37476 | 3 | 0.32593
[16 empty] | 184 | 3 | 0.7683 | 4 | 0.96437 | 2 | 0.5605 | 3 | 0.37694 | 2 | 0.41931 | 1 | 0.050513 | 2 | 0.3558 | 1 | 0.048692 | 3 | 0.50261 | 1 | 0.17201 | 2 | 0.86334 | 5 | 0.94151 | 4 | 0.67977
[16 empty] | 185 | 3 | 0.84362 | 2 | 0.59425 | 2 | 0.66524 | 3 | 0.81047 | 3 | 0.85167 | 1 | 0.046163 | 2 | 0.15871 | 5 | 0.83705 | 3 | 0.58769 | 3 | 0.87767 | 1 | 0.37454 | 4 | 0.61178 | 3 | 0.31926
[16 empty] | 186 | 3 | 0.53511 | 2 | 0.49454 | 2 | 0.66371 | 3 | 0.47779 | 1 | 0.032936 | 3 | 0.79474 | 1 | 0.14546 | 4 | 0.79082 | 4 | 0.86463 | 3 | 0.69888 | 2 | 0.76747 | 4 | 0.58716 | 1 | 0.078792
[16 empty] | 187 | 3 | 0.81798 | 2 | 0.25341 | 2 | 0.37818 | 4 | 0.92299 | 2 | 0.68438 | 3 | 0.76047 | 4 | 0.8588 | 1 | 0.19637 | 4 | 0.84087 | 2 | 0.35584 | 2 | 0.53706 | 2 | 0.10603 | 5 | 0.8849
[16 empty] | 188 | 3 | 0.38835 | 2 | 0.50519 | 2 | 0.29611 | 2 | 0.11344 | 2 | 0.48578 | 2 | 0.65733 | 4 | 0.93098 | 4 | 0.70546 | 4 | 0.77587 | 3 | 0.91425 | 1 | 0.11256 | 4 | 0.51709 | 4 | 0.75033
[16 empty] | 189 | 3 | 0.76062 | 2 | 0.63767 | 1 | 0.23772 | 3 | 0.5765 | 2 | 0.67728 | 1 | 0.28754 | 3 | 0.65095 | 3 | 0.54164 | 2 | 0.43632 | 1 | 0.18389 | 2 | 0.86902 | 2 | 0.054405 | 5 | 0.83078
[16 empty] | 190 | 3 | 0.51142 | 4 | 0.93476 | 2 | 0.66543 | 3 | 0.4719 | 4 | 0.9535 | 1 | 0.12479 | 2 | 0.2124 | 4 | 0.62359 | 3 | 0.67344 | 3 | 0.7233 | 1 | 0.088388 | 4 | 0.55497 | 2 | 0.29538
[16 empty] | 191 | 3 | 0.78646 | 2 | 0.42081 | 2 | 0.58727 | 2 | 0.2475 | 1 | 0.14809 | 3 | 0.82403 | 2 | 0.22765 | 4 | 0.63568 | 1 | 0.17773 | 3 | 0.69598 | 1 | 0.13005 | 5 | 0.82246 | 5 | 0.91485
[16 empty] | 192 | 2 | 0.2042 | 2 | 0.57021 | 3 | 0.75884 | 3 | 0.89809 | 2 | 0.4994 | 3 | 0.87153 | 2 | 0.40087 | 3 | 0.43573 | 2 | 0.2941 | 3 | 0.96018 | 1 | 0.3007 | 5 | 0.83729 | 2 | 0.15763
[16 empty] | 193 | 3 | 0.81969 | 2 | 0.70863 | 2 | 0.44488 | 3 | 0.78474 | 2 | 0.32631 | 1 | 0.062397 | 3 | 0.53869 | 1 | 0.04526 | 1 | 0.13646 | 3 | 0.96991 | 3 | 0.97637 | 3 | 0.31717 | 3 | 0.46702
[16 empty] | 194 | 3 | 0.64353 | 4 | 0.99464 | 2 | 0.60834 | 1 | 0.056911 | 4 | 0.91322 | 3 | 0.81721 | 2 | 0.42637 | 4 | 0.7527 | 2 | 0.30661 | 2 | 0.59542 | 2 | 0.45118 | 1 | 0.013693 | 4 | 0.62968
[16 empty] | 195 | 1 | 0.079444 | 2 | 0.73739 | 2 | 0.58674 | 3 | 0.68368 | 1 | 0.040553 | 1 | 0.27018 | 1 | 0.13525 | 2 | 0.24913 | 2 | 0.20716 | 2 | 0.55294 | 1 | 0.11733 | 6 | 0.95655 | 2 | 0.21004
[16 empty] | 196 | 3 | 0.78614 | 2 | 0.43845 | 4 | 0.96802 | 2 | 0.14171 | 2 | 0.40782 | 2 | 0.65603 | 2 | 0.245 | 3 | 0.44263 | 4 | 0.88041 | 1 | 0.10385 | 1 | 0.09749 | 3 | 0.18905 | 6 | 0.98724
[16 empty] | 197 | 4 | 0.93521 | 2 | 0.42219 | 2 | 0.27311 | 2 | 0.295 | 2 | 0.39859 | 3 | 0.70609 | 3 | 0.49439 | 4 | 0.65326 | 3 | 0.61541 | 2 | 0.45243 | 1 | 0.13656 | 3 | 0.33579 | 2 | 0.19643
[16 empty] | 198 | 3 | 0.64267 | 1 | 0.16652 | 1 | 0.20114 | 2 | 0.21911 | 2 | 0.52766 | 3 | 0.75794 | 4 | 0.95687 | 3 | 0.53015 | 1 | 0.13531 | 1 | 0.12249 | 3 | 0.90171 | 3 | 0.24879 | 2 | 0.14859
[16 empty] | 199 | 3 | 0.48464 | 1 | 0.14094 | 1 | 0.16511 | 3 | 0.53515 | 1 | 0.22463 | 2 | 0.3248 | 2 | 0.44144 | 5 | 0.89916 | 2 | 0.20213 | 2 | 0.50425 | 2 | 0.42576 | 5 | 0.92608 | 3 | 0.39324
[16 empty] | 200 | 1 | 0.06139 | 2 | 0.66285 | 3 | 0.76432 | 3 | 0.8729 | 2 | 0.61738 | 3 | 0.74472 | 2 | 0.41675 | 2 | 0.22454 | 2 | 0.40129 | 3 | 0.86265 | 1 | 0.035589 | 4 | 0.36278 | 5 | 0.93401
[16 empty] | 201 | 3 | 0.52353 | 3 | 0.87167 | 2 | 0.32153 | 3 | 0.69109 | 2 | 0.39886 | 3 | 0.7645 | 3 | 0.62194 | 4 | 0.70833 | 5 | 0.99823 | 2 | 0.42306 | 2 | 0.68294 | 5 | 0.87388 | 5 | 0.86823
[16 empty] | 202 | 3 | 0.50334 | 2 | 0.27177 | 2 | 0.35028 | 3 | 0.85927 | 4 | 0.90453 | 1 | 0.10071 | 2 | 0.43128 | 2 | 0.27573 | 4 | 0.8066 | 1 | 0.18648 | 1 | 0.097195 | 1 | 0.0041331 | 4 | 0.69145
[16 empty] | 203 | 2 | 0.15846 | 1 | 0.048536 | 2 | 0.6034 | 3 | 0.64256 | 1 | 0.21252 | 1 | 0.28531 | 4 | 0.89353 | 4 | 0.65433 | 2 | 0.25232 | 2 | 0.44074 | 3 | 0.91134 | 4 | 0.66229 | 2 | 0.19825
[16 empty] | 204 | 3 | 0.56757 | 2 | 0.73411 | 2 | 0.45979 | 3 | 0.68552 | 1 | 0.15417 | 2 | 0.58425 | 2 | 0.30371 | 2 | 0.33254 | 3 | 0.49235 | 1 | 0.0039364 | 2 | 0.79451 | 3 | 0.18775 | 1 | 0.080161
[16 empty] | 205 | 3 | 0.77759 | 3 | 0.75302 | 4 | 0.97682 | 2 | 0.10033 | 3 | 0.83164 | 1 | 0.20265 | 2 | 0.15001 | 3 | 0.47775 | 4 | 0.81347 | 1 | 0.18618 | 2 | 0.81982 | 3 | 0.25173 | 3 | 0.45686
[16 empty] | 206 | 2 | 0.29695 | 2 | 0.39147 | 3 | 0.77238 | 3 | 0.65617 | 2 | 0.52343 | 1 | 0.031637 | 4 | 0.94641 | 3 | 0.49369 | 4 | 0.8501 | 1 | 0.0056014 | 2 | 0.53285 | 5 | 0.70387 | 4 | 0.70671
[16 empty] | 207 | 3 | 0.43596 | 4 | 0.93799 | 2 | 0.47991 | 4 | 0.95193 | 3 | 0.8905 | 1 | 0.048712 | 2 | 0.2402 | 2 | 0.30286 | 4 | 0.7957 | 1 | 0.1226 | 2 | 0.73753 | 3 | 0.15276 | 4 | 0.69573
[16 empty] | 208 | 3 | 0.8775 | 1 | 0.055942 | 2 | 0.71473 | 2 | 0.2597 | 4 | 0.90154 | 2 | 0.5033 | 2 | 0.41919 | 2 | 0.36799 | 1 | 0.098806 | 3 | 0.84544 | 1 | 0.10243 | 5 | 0.89826 | 3 | 0.34247
[16 empty] | 209 | 3 | 0.64333 | 2 | 0.61735 | 1 | 0.06917 | 3 | 0.8931 | 2 | 0.50271 | 3 | 0.82219 | 2 | 0.16444 | 2 | 0.24965 | 5 | 0.97576 | 1 | 0.03937 | 2 | 0.5384 | 4 | 0.5629 | 1 | 0.040134
[16 empty] | 210 | 2 | 0.15311 | 1 | 0.010825 | 2 | 0.43316 | 1 | 0.096073 | 2 | 0.57023 | 3 | 0.97169 | 2 | 0.3618 | 5 | 0.87678 | 4 | 0.92396 | 2 | 0.34245 | 2 | 0.74092 | 5 | 0.80161 | 1 | 0.038514
Per Household | [15 empty] | 211 | 3 | 0.30208 | 2 | 0.70347 | 2 | 0.70571 | 3 | 0.31883 | 2 | 0.56812 | 1 | 0.1125 | 3 | 0.47227 | 4 | 0.60973 | 4 | 0.89416 | 2 | 0.50269 | 1 | 0.37422 | 5 | 0.70281 | 5 | 0.83606
| Operation |  | Consumption (kWh) | [12 empty] | 212 | 3 | 0.38075 | 2 | 0.58471 | 3 | 0.79366 | 3 | 0.89752 | 1 | 0.011767 | 1 | 0.038581 | 2 | 0.36972 | 3 | 0.56036 | 2 | 0.42865 | 2 | 0.53914 | 3 | 0.93747 | 4 | 0.5843 | 5 | 0.87532
Time | Lighting |  | Lighting |  | Other | Total | [9 empty] | 213 | 3 | 0.38113 | 1 | 0.23302 | 4 | 0.92771 | 3 | 0.44472 | 2 | 0.70919 | 2 | 0.43121 | 3 | 0.5817 | 2 | 0.39796 | 2 | 0.42491 | 2 | 0.38806 | 1 | 0.23892 | 2 | 0.10602 | 6 | 0.97167
| Winter | Summer | Winter | Summer | Appliances | Winter | Summer | [8 empty] | 214 | 3 | 0.50113 | 2 | 0.60362 | 2 | 0.53195 | 3 | 0.32229 | 1 | 0.15475 | 3 | 0.70976 | 1 | 0.039898 | 1 | 0.17444 | 5 | 0.97202 | 3 | 0.96027 | 2 | 0.54359 | 5 | 0.87118 | 2 | 0.17563
00:00 - 01:00 |  |  |  |  | 0.073333 | 0.073333 | 0.073333 | [8 empty] | 215 | 3 | 0.70907 | 1 | 0.098668 | 3 | 0.76303 | 2 | 0.25603 | 1 | 0.12184 | 3 | 0.73393 | 4 | 0.90905 | 3 | 0.50886 | 4 | 0.89138 | 2 | 0.33817 | 1 | 0.0063316 | 4 | 0.45298 | 2 | 0.20949
01:00 - 02:00 |  |  |  |  | 0.073333 | 0.073333 | 0.073333 | [8 empty] | 216 | 3 | 0.89575 | 2 | 0.62492 | 2 | 0.55477 | 3 | 0.8251 | 3 | 0.85778 | 2 | 0.5283 | 2 | 0.2752 | 4 | 0.62596 | 3 | 0.57184 | 2 | 0.53652 | 2 | 0.49972 | 4 | 0.68848 | 4 | 0.62541
02:00 - 03:00 |  |  |  |  | 0.073333 | 0.073333 | 0.073333 | [8 empty] | 217 | 4 | 0.9075 | 2 | 0.27505 | 2 | 0.67397 | 3 | 0.46477 | 1 | 0.21976 | 2 | 0.67788 | 4 | 0.77003 | 1 | 0.059613 | 2 | 0.28831 | 1 | 0.16992 | 2 | 0.73943 | 3 | 0.21007 | 6 | 0.98198
03:00 - 04:00 |  |  |  |  | 0.073333 | 0.073333 | 0.073333 | [8 empty] | 218 | 3 | 0.77748 | 2 | 0.32462 | 4 | 0.94066 | 1 | 0.045412 | 2 | 0.53472 | 1 | 0.12272 | 1 | 0.10953 | 2 | 0.33869 | 3 | 0.56026 | 1 | 0.13668 | 1 | 0.037801 | 2 | 0.056018 | 2 | 0.26779
04:00 - 05:00 |  |  |  |  | 0.073333 | 0.073333 | 0.073333
05:00 - 06:00 |  |  |  |  | 0.13115 | 0.13115 | 0.13115
06:00 - 07:00 |  |  |  |  | 0.18943 | 0.18943 | 0.18943
07:00 - 08:00 | on |  | 0.15 |  | 0.41231 | 0.56231 | 0.41231
08:00 - 09:00 | on |  | 0.15 |  | 0.18884 | 0.33884 | 0.18884
09:00 - 10:00 |  |  |  |  | 0.073333 | 0.073333 | 0.073333
10:00 - 11:00 |  |  |  |  | 0.073333 | 0.073333 | 0.073333
11:00 - 12:00 |  |  |  |  | 0.073333 | 0.073333 | 0.073333
12:00 - 13:00 |  |  |  |  | 0.073333 | 0.073333 | 0.073333
13:00 - 14:00 |  |  |  |  | 0.073333 | 0.073333 | 0.073333
14:00 - 15:00 |  |  |  |  | 0.073333 | 0.073333 | 0.073333
15:00 - 16:00 |  |  |  |  | 0.073333 | 0.073333 | 0.073333
16:00 - 17:00 |  |  |  |  | 0.073333 | 0.073333 | 0.073333
17:00 - 18:00 |  |  |  |  | 0.27388 | 0.27388 | 0.27388
18:00 - 19:00 | on |  | 0.15 |  | 0.77496 | 0.92496 | 0.77496
19:00 - 20:00 | on |  | 0.15 |  | 0.86599 | 1.016 | 0.86599
20:00 - 21:00 | on | on | 0.15 | 0.15 | 0.70268 | 0.85268 | 0.85268
21:00 - 22:00 | on | on | 0.15 | 0.15 | 0.81967 | 0.96967 | 0.96967
22:00 - 23:00 | on | on | 0.15 | 0.15 | 0.67884 | 0.82884 | 0.82884
23:00 - 24:00 | on | on | 0.15 | 0.15 | 0.46402 | 0.61402 | 0.61402

## Two Adult With Children
Two Adult With Children Household |  |  |  | Assumptions | Occurrence Probability |  | Randomised Occurrence |  | Hourly Consumption |  | Electricity Profile
Number of single adult households in Riverside |  |  | 156
Number People in this type of household |  |  | 3
Assumptions
1. One member has a full time job
2. The second adult holds a part time job in the morning in order to take care of the children after school
3. Unoccupied period is between : |  | 09:00 to 13:00 on weekdays
Random Consumption Generator
Category | Appliance |  | Average consumption |  | Time most likely to operate |  |  |  | No of times | energy per time | [5 empty] | CUT OFF | Hob 1 |  | Hob 2 |  | Hob 3 |  | Oven 1 |  | Oven 2 |  | Microwave 1 |  | Microwave 2 |  | Microwave 3 |  | Video recorder 1 |  | Video Recorder 2 |  | Video recorder 3 |  | Dishwasher |  | Washing Mashine |  | Tumble Drier |  | Electric kettle 1 |  | Electric kettle 2 |  | Electric kettle 3 |  | Electric Kettle 4 |  | Computer 1 |  | Computer 2 |  | Iron |  | Misc
|  |  | per household (kWh/day) | [5 empty] | per day | of usage (kWh) | [6 empty] | Cut off | Random Tag | Cut off | Random Tag | Cut off | Random Tag | Cut off | Random Tag | Cut off | Random Tag | Cut off | Random Tag | Cut off | Random Tag | Cut off | Random Tag | Cut off | Random Tag | Cut off | Random Tag | Cut off | Random Tag | Cut off | Random Tag | Cut off | Random Tag | Cut off | Random Tag | Cut off | Random Tag | Cut off | Random Tag | Cut off | Random Tag | Cut off | Random Tag | Cut off | Random Tag | Cut off | Random Tag | Cut off | Random Tag | Cut off | Random Tag
Cooking | Electric hob |  | 1.33 |  | 06:00- 09:00, 13:00 - 15:00 and 17:00 - 21:00 |  |  |  | 3 | 0.44333 | [6 empty] | 0 | 1 | 0 | 1 | 0 | 1 | 0 | 1 | 0 | 1 | 0 | 1 | 0 | 1 | 0 | 1 | 0 | 1 | 0 | 1 | 0 | 1 | 0 | 1 | 0 | 1 | 0 | 1 | 0 | 1 | 0 | 1 | 0 | 1 | 0 | 1 | 0 | 1 | 0 | 1 | 0 | 1 | 0 | 1
Appliances | Electric oven |  | 0.74 |  | 13:00 - 15:00 and 17:00 - 21:00 |  |  |  | 2 | 0.37 | [6 empty] | 0.3 | 2 | 0.5 | 2 | 0.2 | 2 | 0.5 | 2 | 0.2 | 2 | 0.3 | 2 | 0.5 | 2 | 0.2 | 2 | 0.2 | 2 | 0.5 | 2 | 0.3 | 2 | 0.05 | 2 | 0.1 | 2 | 0.1 | 2 | 0.3 | 2 | 0.5 | 2 | 0.5 | 2 | 0.5 | 2 | 0.3 | 2 | 0.5 | 2 | 0.05 | 2 | 0.1 | 2
| Microwave Oven |  | 0.23 |  | 6:00 - 9:00 and 13:00 - 15:00 and 17:00 - 21:00 |  |  |  | 3 | 0.076667 | [6 empty] | 0.7 | 3 |  |  | 0.6 | 3 |  |  | 0.6 | 3 | 0.7 | 3 |  |  | 0.6 | 3 | 0.4 | 3 |  |  | 0.65 | 3 | 0.2 | 3 | 0.2 | 3 | 0.2 | 3 | 0.65 | 3 | [6 empty] | 0.65 | 3 |  |  | 0.1 | 3 | 0.2 | 3
Cold Appliances | Refrigerator |  | 0.82 |  | All day |  |  |  | 24 | 0.034167 | [10 empty] | 0.8 | 4 |  |  | 0.8 | 4 |  |  |  |  | 0.8 | 4 | 0.6 | 4 |  |  |  |  | 0.29091 | 4 | 0.3 | 4 | 0.3 | 4 | [12 empty] | 0.2 | 4 | 0.3 | 4
| Freezer |  | 1.9 |  | All Day |  |  |  | 24 | 0.079167 | [22 empty] | 0.8 | 5 |  |  |  |  | 0.38182 | 5 | 0.4 | 5 | 0.4 | 5 | [12 empty] | 0.3 | 5 | 0.4 | 5
Brown Goods | Television |  | 0.91 |  | 18:00 - 19:00 and 19:00 - 20:00 and 20:00 - 21:00 and |  |  |  | 6 | 0.15167 | [28 empty] | 0.47273 | 6 | 0.5 | 6 | 0.5 | 6 | [12 empty] | 0.4 | 6 | 0.5 | 6
[5 empty] | 21:00 - 22:00 and 22:00 - 23:00 and 23:00 - 24:00 | [33 empty] | 0.56364 | 7 | 0.6 | 7 | 0.6 | 7 | [12 empty] | 0.5 | 7 | 0.6 | 7
| Video recorder |  | 0.3 |  | 13:00 - 18:00 and 18:00 - 20:00 and 21:00 - 24:00 |  |  |  | 3 | 0.1 | [28 empty] | 0.71364 | 8 | 0.7 | 8 | 0.7 | 8 | [12 empty] | 0.6 | 8 | 0.7 | 8
Wet Appliances | Dishwasher |  | 1.72 |  | 13:00 - 24:00 |  |  |  | 1 | 1.72 | [28 empty] | 0.80455 | 9 | 0.8 | 9 | 0.8 | 9 | [12 empty] | 0.7 | 9 | 0.8 | 9
| Washing Mashine |  | 0.8 |  | 13:00 - 24:00 |  |  |  | 1 | 0.8 | [28 empty] | 0.89545 | 10 | 0.9 | 10 | 0.9 | 10 | [12 empty] | 0.8 | 10 | 0.9 | 10
| Tumble Driers |  | 0.72 |  | 13:00 - 24:00 |  |  |  | 1 | 0.72 | [28 empty] | 0.94545 | 11 | 0.95 | 11 | 0.95 | 11 | [12 empty] | 0.9 | 11 | 0.95 | 11
Miscellaneous | Electric Kettle |  | 0.78 |  | 06:00 - 09:00 and 13:00 - 15:00 and 16:00 - 18:00 and |  |  |  | 5 | 0.156
19:00 - 20:00 and 22:00 - 24:00
| Computers/Laptops |  | 0.5 |  | 13:00 - 16:00 and 16:00 - 18:00 and 21:00 - 22:00 and |  |  |  | 5 | 0.1 | [5 empty] | PROBABILITY | Generated | Target | Generated | Target | Generated | Target | Generated | Target | Generated | Target | Generated | Target | Generated | Target | Generated | Target | Generated | Target | Generated | Target | Generated | Target | Generated | Target | Generated | Target | Generated | Target | Generated | Target | Generated | Target | Generated | Target | Generated | Target | Generated | Target | Generated | Target | Generated | Target | Generated | Target
[5 empty] | 22:00 - 23:00 and 23:00 - 24:00 | [10 empty] | 1 |  | 0.3 |  | 0.5 |  | 0.2 |  | 0.5 |  | 0.2 |  | 0.3 |  | 0.5 |  | 0.2 |  | 0.2 |  | 0.5 |  | 0.3 |  | 0.05 |  | 0.1 |  | 0.1 |  | 0.3 |  | 0.5 |  | 0.5 |  | 0.5 |  | 0.3 | 0.80132 | 0.5 |  | 0.05 | 0 | 0.1
| Iron |  | 0.3 |  | 13:00 - 24:00 |  |  |  | 1 | 0.3 | [5 empty] | 2 |  | 0.4 |  | 0.5 |  | 0.4 |  | 0.5 |  | 0.4 |  | 0.4 |  | 0.5 |  | 0.4 |  | 0.2 |  | 0.5 |  | 0.35 |  | 0.15 |  | 0.1 |  | 0.1 |  | 0.35 |  | 0.5 |  | 0.5 |  | 0.5 |  | 0.35 | 0.80132 | 0.5 |  | 0.05 | 0 | 0.1
| Others (Vacum Cleaner etc.) |  | 1.25 |  | 13:00 - 24:00 |  |  |  | 1 | 1.25 | [5 empty] | 3 |  | 0.3 |  |  |  | 0.2 |  |  |  | 0.2 |  | 0.3 |  |  |  | 0.2 |  | 0.2 |  |  |  | 0.35 |  | 0.090909 |  | 0.1 |  | 0.1 |  | 0.35 | [7 empty] | 0.35 |  |  |  | 0.1 | 0 | 0.1
[16 empty] | 4 | [5 empty] | 0.2 |  |  |  | 0.2 | [5 empty] | 0.2 |  | 0.2 | [5 empty] | 0.090909 |  | 0.1 |  | 0.1 | [13 empty] | 0.1 | 0 | 0.1
Usage Pattern and Probability of Occurrence | [15 empty] | 5 | [17 empty] | 0.2 | [5 empty] | 0.090909 |  | 0.1 |  | 0.1 | [13 empty] | 0.1 | 0 | 0.1
[16 empty] | 6 | [23 empty] | 0.090909 |  | 0.1 |  | 0.1 | [13 empty] | 0.1 | 0 | 0.1
TIME | Hob | Oven | Microwave | Refrigerator | Freezer | Television | Video | Dishwasher | Washing | Tumble Drier | Kettle | Computers | Iron | Miscellaneous |  | 7 | [23 empty] | 0.15 |  | 0.1 |  | 0.1 | [13 empty] | 0.1 | 0.096154 | 0.1
|  |  | Oven |  |  |  | Recorder |  | Mashine | [6 empty] | 8 | [23 empty] | 0.090909 |  | 0.1 |  | 0.1 | [13 empty] | 0.1 | 0.16667 | 0.1
00:00 - 01:00 |  |  |  | 1 | 1 | [10 empty] | 9 | [23 empty] | 0.090909 |  | 0.1 |  | 0.1 | [13 empty] | 0.1 | 0.076923 | 0.1
01:00 - 02:00 |  |  |  | 1 | 1 | [10 empty] | 10 | [23 empty] | 0.05 |  | 0.05 |  | 0.05 | [13 empty] | 0.1 | 0.10256 | 0.05
02:00 - 03:00 |  |  |  | 1 | 1 | [10 empty] | 11 | [23 empty] | 0.05 |  | 0.05 |  | 0.05 | [13 empty] | 0.1 | 0.10256 | 0.05
03:00 - 04:00 |  |  |  | 1 | 1 | [10 empty] | 12
04:00 - 05:00 |  |  |  | 1 | 1 | [10 empty] | Household | Tag | Random | Tag | Random |  |  | Tag | Random | Tag | Random | Tag | Random | Tag | Random | Tag | Random | Tag | Random | Tag | Random | Tag | Random | Tag | Random | Tag | Random | Tag | Random | Tag | Random | Tag | Random | Tag | Random | Tag | Random | Tag | Random | Tag | Random | Tag | Random | Tag | Random
05:00 - 06:00 |  |  |  | 1 | 1 | [10 empty] | 1 | 2 | 0.66102 | 2 | 0.69504 | 3 | 0.70811 | 2 | 0.61073 | 4 | 0.95309 | 3 | 0.76329 | 2 | 0.88395 | 2 | 0.48016 | 5 | 0.88559 | 1 | 0.30972 | 1 | 0.24763 | 6 | 0.48495 | 2 | 0.12787 | 6 | 0.53281 | 2 | 0.37883 | 2 | 0.92077 | 1 | 0.3835 | 2 | 0.6809 | 2 | 0.61735 | 1 | 0.27409 | 10 | 0.85438 | 7 | 0.6024
06:00 - 07:00 | 0.3 |  | 0.3 | 1 | 1 | [5 empty] | 0.3 |  |  |  |  | 2 | 3 | 0.777 | 1 | 0.4897 | 2 | 0.25976 | 2 | 0.71189 | 3 | 0.74407 | 3 | 0.87776 | 1 | 0.44023 | 1 | 0.11584 | 2 | 0.39668 | 1 | 0.42718 | 2 | 0.30163 | 9 | 0.88037 | 1 | 0.062381 | 9 | 0.86837 | 2 | 0.47822 | 2 | 0.89435 | 2 | 0.74087 | 2 | 0.87303 | 2 | 0.37465 | 2 | 0.72936 | 11 | 0.9764 | 7 | 0.68475
07:00 - 08:00 | 0.4 |  | 0.4 | 1 | 1 | [5 empty] | 0.35 |  |  |  |  | 3 | 3 | 0.85237 | 2 | 0.5688 | 4 | 0.99552 | 2 | 0.93759 | 1 | 0.025933 | 2 | 0.48349 | 1 | 0.16601 | 2 | 0.46012 | 1 | 0.14968 | 1 | 0.35009 | 3 | 0.66774 | 1 | 0.0015781 | 3 | 0.22578 | 8 | 0.71455 | 3 | 0.76475 | 1 | 0.082863 | 2 | 0.74418 | 2 | 0.72979 | 2 | 0.33458 | 1 | 0.49551 | 11 | 0.9776 | 7 | 0.68689
08:00 - 09:00 | 0.3 |  | 0.3 | 1 | 1 | [5 empty] | 0.35 |  |  |  |  | 4 | 1 | 0.28089 | 2 | 0.95898 | 3 | 0.62855 | 1 | 0.11937 | 2 | 0.59241 | 2 | 0.56981 | 1 | 0.14249 | 4 | 0.91571 | 2 | 0.20588 | 2 | 0.79594 | 2 | 0.48703 | 7 | 0.60368 | 6 | 0.5753 | 4 | 0.33258 | 2 | 0.39146 | 1 | 0.046223 | 1 | 0.074331 | 1 | 0.35498 | 1 | 0.082264 | 1 | 0.42352 | 6 | 0.49252 | 7 | 0.6088
09:00 - 10:00 |  |  |  | 1 | 1 | [10 empty] | 5 | 2 | 0.6697 | 2 | 0.85714 | 2 | 0.23874 | 2 | 0.52727 | 2 | 0.59199 | 1 | 0.15219 | 1 | 0.21814 | 2 | 0.26915 | 5 | 0.94167 | 1 | 0.26279 | 2 | 0.34581 | 6 | 0.52438 | 6 | 0.52776 | 10 | 0.93509 | 1 | 0.14929 | 1 | 0.052933 | 2 | 0.89695 | 1 | 0.21646 | 2 | 0.52958 | 1 | 0.18854 | 6 | 0.4115 | 5 | 0.43678
10:00 - 11:00 |  |  |  | 1 | 1 | [10 empty] | 6 | 2 | 0.46527 | 2 | 0.69377 | 1 | 0.16228 | 1 | 0.31312 | 2 | 0.53974 | 2 | 0.48112 | 2 | 0.60879 | 2 | 0.42524 | 2 | 0.30766 | 2 | 0.679 | 3 | 0.6619 | 4 | 0.35415 | 2 | 0.12658 | 7 | 0.60521 | 2 | 0.45545 | 2 | 0.70796 | 1 | 0.44892 | 2 | 0.78852 | 2 | 0.62847 | 2 | 0.54747 | 11 | 0.91608 | 4 | 0.34681
11:00 - 12:00 |  |  |  | 1 | 1 | [10 empty] | 7 | 2 | 0.59342 | 2 | 0.55023 | 4 | 0.84244 | 2 | 0.79364 | 2 | 0.338 | 2 | 0.55412 | 1 | 0.13876 | 4 | 0.98204 | 5 | 0.94361 | 2 | 0.9864 | 1 | 0.22955 | 8 | 0.72306 | 11 | 0.96374 | 5 | 0.46773 | 3 | 0.89668 | 2 | 0.51112 | 1 | 0.24618 | 1 | 0.41069 | 1 | 0.22856 | 2 | 0.63516 | 6 | 0.41775 | 2 | 0.15535
12:00 - 13:00 |  |  |  | 1 | 1 | [10 empty] | 8 | 3 | 0.70029 | 2 | 0.81643 | 2 | 0.40583 | 1 | 0.36955 | 4 | 0.89613 | 2 | 0.6626 | 2 | 0.51535 | 1 | 0.11511 | 5 | 0.99519 | 2 | 0.60187 | 2 | 0.44503 | 7 | 0.63817 | 9 | 0.88636 | 6 | 0.57857 | 2 | 0.51759 | 1 | 0.094116 | 2 | 0.59442 | 2 | 0.69856 | 3 | 0.65349 | 1 | 0.47286 | 4 | 0.2847 | 6 | 0.51687
13:00 - 14:00 | 0.5 | 0.5 | 0.5 | 1 | 1 |  | 0.2 | 0.05 | 0.1 | 0.1 | 0.5 | 0.3 | 0.05 | 0.1 |  | 9 | 2 | 0.3364 | 2 | 0.79407 | 3 | 0.72367 | 1 | 0.45372 | 4 | 0.80343 | 3 | 0.80583 | 1 | 0.45419 | 4 | 0.94573 | 5 | 0.96686 | 1 | 0.3963 | 3 | 0.65772 | 4 | 0.31608 | 3 | 0.21484 | 6 | 0.55401 | 3 | 0.81146 | 1 | 0.1647 | 1 | 0.0476 | 1 | 0.4254 | 3 | 0.65732 | 2 | 0.85906 | 2 | 0.082611 | 8 | 0.72318
14:00 - 15:00 | 0.5 | 0.5 | 0.5 | 1 | 1 |  | 0.2 | 0.15 | 0.1 | 0.1 | 0.5 | 0.35 | 0.05 | 0.1 |  | 10 | 3 | 0.72935 | 2 | 0.81376 | 3 | 0.77505 | 1 | 0.35163 | 4 | 0.93269 | 3 | 0.89807 | 2 | 0.518 | 2 | 0.38339 | 1 | 0.11347 | 1 | 0.34648 | 2 | 0.42865 | 9 | 0.88516 | 6 | 0.52257 | 9 | 0.84217 | 3 | 0.96524 | 2 | 0.52038 | 2 | 0.53454 | 1 | 0.17738 | 2 | 0.36545 | 1 | 0.40081 | 3 | 0.18907 | 4 | 0.30872
15:00 - 16:00 |  |  |  | 1 | 1 |  | 0.2 | 0.090909 | 0.1 | 0.1 |  | 0.35 | 0.1 | 0.1 |  | 11 | 2 | 0.36905 | 2 | 0.95197 | 2 | 0.42112 | 2 | 0.98538 | 2 | 0.58762 | 2 | 0.32333 | 2 | 0.86353 | 3 | 0.7691 | 5 | 0.93551 | 2 | 0.88992 | 2 | 0.60303 | 2 | 0.060872 | 9 | 0.85445 | 9 | 0.85433 | 3 | 0.8029 | 2 | 0.66379 | 2 | 0.84106 | 1 | 0.29949 | 2 | 0.61211 | 1 | 0.23107 | 4 | 0.21239 | 4 | 0.37868
16:00 - 17:00 |  |  |  | 1 | 1 |  | 0.2 | 0.090909 | 0.1 | 0.1 | 0.5 | 0.5 | 0.1 | 0.1 |  | 12 | 1 | 0.18844 | 2 | 0.72681 | 4 | 0.87641 | 1 | 0.29404 | 2 | 0.39631 | 2 | 0.51061 | 2 | 0.81932 | 1 | 0.19728 | 3 | 0.49352 | 2 | 0.61642 | 1 | 0.015019 | 6 | 0.54833 | 7 | 0.66656 | 4 | 0.38206 | 3 | 0.73734 | 2 | 0.68374 | 1 | 0.4425 | 2 | 0.9574 | 1 | 0.039326 | 2 | 0.89724 | 10 | 0.81902 | 8 | 0.70916
17:00 - 18:00 | 0.2 | 0.2 | 0.2 | 1 | 1 |  | 0.2 | 0.090909 | 0.1 | 0.1 | 0.5 | 0.5 | 0.1 | 0.1 |  | 13 | 2 | 0.35912 | 1 | 0.30393 | 4 | 0.86917 | 2 | 0.98385 | 3 | 0.66699 | 2 | 0.52272 | 1 | 0.26859 | 2 | 0.2755 | 2 | 0.34836 | 2 | 0.9606 | 1 | 0.0091229 | 8 | 0.79642 | 4 | 0.36742 | 7 | 0.66924 | 3 | 0.77145 | 1 | 0.26511 | 1 | 0.14752 | 1 | 0.19865 | 1 | 0.19447 | 2 | 0.50027 | 1 | 0.036024 | 6 | 0.56672
18:00 - 19:00 | 0.4 | 0.4 | 0.4 | 1 | 1 | 1 | 0.5 | 0.090909 | 0.1 | 0.1 |  | 1 | 0.1 | 0.1 |  | 14 | 1 | 0.25271 | 2 | 0.67681 | 2 | 0.43246 | 2 | 0.86144 | 3 | 0.76441 | 3 | 0.91185 | 1 | 0.40874 | 3 | 0.78711 | 2 | 0.34071 | 2 | 0.65038 | 3 | 0.65903 | 4 | 0.36941 | 2 | 0.19587 | 3 | 0.27347 | 1 | 0.13967 | 1 | 0.26988 | 2 | 0.70819 | 2 | 0.72284 | 2 | 0.47147 | 1 | 0.17153 | 4 | 0.26015 | 2 | 0.18063
19:00 - 20:00 | 0.2 | 0.2 | 0.2 | 1 | 1 | 1 | 0.5 | 0.15 | 0.1 | 0.1 | 1 | 1 | 0.1 | 0.1 |  | 15 | 3 | 0.91532 | 2 | 0.76889 | 1 | 0.020954 | 1 | 0.18712 | 4 | 0.85143 | 1 | 0.042697 | 1 | 0.17284 | 2 | 0.41396 | 5 | 0.98722 | 2 | 0.54645 | 2 | 0.51993 | 2 | 0.068046 | 3 | 0.20132 | 10 | 0.93045 | 2 | 0.3741 | 1 | 0.096381 | 2 | 0.76681 | 1 | 0.43315 | 3 | 0.69018 | 2 | 0.8857 | 6 | 0.42347 | 5 | 0.41275
20:00 - 21:00 | 0.2 | 0.2 | 0.2 | 1 | 1 | 1 |  | 0.090909 | 0.1 | 0.1 |  | 1 | 0.1 | 0.1 |  | 16 | 2 | 0.49003 | 2 | 0.85584 | 2 | 0.51215 | 2 | 0.68313 | 3 | 0.74154 | 3 | 0.93493 | 1 | 0.27391 | 2 | 0.37727 | 3 | 0.46638 | 2 | 0.85488 | 3 | 0.97371 | 4 | 0.35577 | 1 | 0.034685 | 7 | 0.67001 | 3 | 0.86452 | 1 | 0.071115 | 2 | 0.86076 | 1 | 0.14906 | 3 | 0.85511 | 2 | 0.55288 | 8 | 0.68265 | 8 | 0.77574
21:00 - 22:00 |  |  |  | 1 | 1 | 1 | 0.3 | 0.090909 | 0.1 | 0.1 |  |  | 0.1 | 0.1 |  | 17 | 2 | 0.4818 | 1 | 0.070031 | 2 | 0.53087 | 1 | 0.26979 | 1 | 0.16947 | 2 | 0.64905 | 2 | 0.5398 | 4 | 0.9851 | 2 | 0.30164 | 1 | 0.095106 | 1 | 0.20122 | 2 | 0.096597 | 6 | 0.57927 | 2 | 0.18198 | 1 | 0.28158 | 1 | 0.2353 | 2 | 0.87654 | 1 | 0.34512 | 2 | 0.56576 | 1 | 0.49281 | 3 | 0.12846 | 5 | 0.42663
22:00 - 23:00 |  |  |  | 1 | 1 | 1 | 0.35 | 0.05 | 0.05 | 0.05 | 0.5 |  | 0.1 | 0.05 |  | 18 | 3 | 0.78946 | 2 | 0.93963 | 2 | 0.33243 | 2 | 0.88271 | 2 | 0.25736 | 3 | 0.85323 | 2 | 0.9305 | 3 | 0.69602 | 2 | 0.35059 | 1 | 0.16008 | 2 | 0.41934 | 4 | 0.35996 | 3 | 0.27052 | 2 | 0.13587 | 1 | 0.016832 | 2 | 0.73503 | 2 | 0.76028 | 1 | 0.30096 | 1 | 0.061716 | 2 | 0.59856 | 11 | 0.98787 | 6 | 0.52546
23:00 - 24:00 |  |  |  | 1 | 1 | 1 | 0.35 | 0.05 | 0.05 | 0.05 | 0.5 |  | 0.1 | 0.05 |  | 19 | 2 | 0.51804 | 2 | 0.5978 | 3 | 0.63048 | 1 | 0.4268 | 2 | 0.55317 | 2 | 0.30727 | 1 | 0.064268 | 1 | 0.0022406 | 4 | 0.71417 | 2 | 0.91697 | 3 | 0.68081 | 5 | 0.41009 | 5 | 0.46381 | 5 | 0.40355 | 3 | 0.67264 | 1 | 0.2107 | 2 | 0.57087 | 1 | 0.43646 | 2 | 0.41155 | 1 | 0.19448 | 3 | 0.18032 | 1 | 0.051775
[16 empty] | 20 | 3 | 0.88889 | 1 | 0.46921 | 3 | 0.75273 | 1 | 0.36886 | 1 | 0.11729 | 2 | 0.46613 | 2 | 0.51783 | 4 | 0.94634 | 4 | 0.796 | 1 | 0.27082 | 2 | 0.46258 | 11 | 0.99299 | 4 | 0.31094 | 1 | 0.088541 | 1 | 0.2777 | 1 | 0.45148 | 1 | 0.32831 | 1 | 0.12425 | 1 | 0.28272 | 1 | 0.45701 | 10 | 0.80205 | 5 | 0.40164
[16 empty] | 21 | 3 | 0.90507 | 1 | 0.42844 | 3 | 0.63575 | 2 | 0.55994 | 4 | 0.99082 | 3 | 0.9486 | 1 | 0.39762 | 3 | 0.79677 | 5 | 0.84209 | 1 | 0.077363 | 1 | 0.19535 | 9 | 0.81185 | 8 | 0.73306 | 6 | 0.50359 | 3 | 0.86944 | 2 | 0.91516 | 2 | 0.7185 | 2 | 0.55425 | 1 | 0.14054 | 2 | 0.62632 | 11 | 0.95099 | 5 | 0.47374
Usage Pattern and Randomised Number of Occurrence | [15 empty] | 22 | 3 | 0.89519 | 2 | 0.99588 | 1 | 0.15563 | 2 | 0.9271 | 2 | 0.34995 | 3 | 0.86206 | 1 | 0.37813 | 4 | 0.84092 | 1 | 0.052555 | 2 | 0.50885 | 3 | 0.86967 | 4 | 0.3579 | 9 | 0.88155 | 3 | 0.22757 | 3 | 0.95539 | 2 | 0.86393 | 1 | 0.47929 | 1 | 0.087296 | 1 | 0.18691 | 2 | 0.97137 | 4 | 0.26986 | 2 | 0.17284
[16 empty] | 23 | 1 | 0.051023 | 2 | 0.58399 | 2 | 0.55327 | 1 | 0.28204 | 3 | 0.67683 | 2 | 0.51101 | 1 | 0.0083086 | 2 | 0.26924 | 2 | 0.29829 | 1 | 0.38157 | 2 | 0.46479 | 3 | 0.28898 | 11 | 0.9694 | 3 | 0.26777 | 3 | 0.70363 | 1 | 0.098813 | 2 | 0.56202 | 2 | 0.66764 | 2 | 0.38525 | 1 | 0.43061 | 10 | 0.81904 | 3 | 0.29016
TIME | Hob | Oven | Microwave | Refrigerator | Freezer | Television | Video | Dishwasher | Washing | Tumble Drier | Kettle | Computers | Iron | Miscellaneous |  | 24 | 2 | 0.61315 | 1 | 0.45072 | 2 | 0.289 | 1 | 0.48503 | 2 | 0.53876 | 2 | 0.65677 | 2 | 0.86628 | 4 | 0.92239 | 3 | 0.58684 | 2 | 0.60523 | 1 | 0.12757 | 3 | 0.27982 | 6 | 0.54033 | 8 | 0.75134 | 2 | 0.49475 | 2 | 0.60571 | 1 | 0.093928 | 1 | 0.32563 | 3 | 0.94286 | 1 | 0.14289 | 8 | 0.64322 | 2 | 0.11137
|  |  | Oven |  |  |  | Recorder |  | Mashine | [6 empty] | 25 | 3 | 0.92374 | 2 | 0.56973 | 4 | 0.83638 | 1 | 0.17692 | 2 | 0.3587 | 3 | 0.8535 | 1 | 0.15024 | 4 | 0.91827 | 4 | 0.6962 | 2 | 0.83038 | 3 | 0.71931 | 4 | 0.30287 | 5 | 0.45932 | 5 | 0.4524 | 1 | 0.17779 | 1 | 0.00069798 | 1 | 0.030847 | 2 | 0.56826 | 3 | 0.69184 | 2 | 0.63918 | 3 | 0.11794 | 5 | 0.44089
00:00 - 01:00 |  |  |  | 156 | 156 | [10 empty] | 26 | 2 | 0.55438 | 2 | 0.5362 | 4 | 0.85914 | 2 | 0.8081 | 1 | 0.029532 | 3 | 0.81214 | 2 | 0.72314 | 1 | 0.18713 | 4 | 0.61056 | 2 | 0.53054 | 3 | 0.71546 | 2 | 0.18013 | 9 | 0.83767 | 1 | 0.052092 | 2 | 0.51939 | 2 | 0.68183 | 2 | 0.95849 | 2 | 0.98557 | 1 | 0.16786 | 2 | 0.80653 | 9 | 0.75144 | 2 | 0.12249
01:00 - 02:00 |  |  |  | 156 | 156 | [10 empty] | 27 | 2 | 0.66503 | 1 | 0.32946 | 3 | 0.73919 | 1 | 0.42627 | 2 | 0.28066 | 1 | 0.049615 | 2 | 0.792 | 3 | 0.71531 | 1 | 0.19738 | 2 | 0.94999 | 1 | 0.17629 | 7 | 0.59594 | 7 | 0.64524 | 10 | 0.91294 | 3 | 0.9468 | 2 | 0.87599 | 2 | 0.8088 | 1 | 0.036181 | 2 | 0.61623 | 2 | 0.99944 | 7 | 0.51893 | 11 | 0.99751
02:00 - 03:00 |  |  |  | 156 | 156 | [10 empty] | 28 | 3 | 0.77562 | 2 | 0.55863 | 2 | 0.25969 | 1 | 0.19787 | 1 | 0.15401 | 1 | 0.26529 | 1 | 0.020312 | 2 | 0.43205 | 1 | 0.076857 | 1 | 0.10299 | 1 | 0.079405 | 4 | 0.37457 | 9 | 0.8137 | 6 | 0.54149 | 3 | 0.93282 | 1 | 0.12406 | 2 | 0.84355 | 1 | 0.28507 | 1 | 0.10387 | 2 | 0.9732 | 6 | 0.43933 | 9 | 0.8164
03:00 - 04:00 |  |  |  | 156 | 156 | [10 empty] | 29 | 2 | 0.45539 | 1 | 0.22687 | 2 | 0.32347 | 2 | 0.50386 | 2 | 0.28414 | 2 | 0.37027 | 2 | 0.98601 | 1 | 0.048943 | 1 | 0.17246 | 1 | 0.0425 | 1 | 0.25419 | 8 | 0.77661 | 1 | 0.008538 | 9 | 0.81587 | 2 | 0.51311 | 1 | 0.45789 | 2 | 0.85263 | 2 | 0.54989 | 2 | 0.56299 | 1 | 0.25946 | 4 | 0.20618 | 7 | 0.69221
04:00 - 05:00 |  |  |  | 156 | 156 | [10 empty] | 30 | 1 | 0.04753 | 1 | 0.20814 | 4 | 0.93812 | 1 | 0.1893 | 1 | 0.0053394 | 2 | 0.52224 | 2 | 0.84294 | 2 | 0.58873 | 5 | 0.88536 | 2 | 0.64577 | 3 | 0.71256 | 2 | 0.069826 | 5 | 0.47812 | 3 | 0.20514 | 3 | 0.85305 | 1 | 0.068813 | 1 | 0.3876 | 2 | 0.84103 | 1 | 0.028031 | 2 | 0.52326 | 10 | 0.82488 | 1 | 0.0040822
05:00 - 06:00 |  |  |  | 156 | 156 | [10 empty] | 31 | 1 | 0.27649 | 2 | 0.57031 | 2 | 0.48491 | 1 | 0.30812 | 2 | 0.52981 | 3 | 0.82959 | 1 | 0.019722 | 2 | 0.5477 | 2 | 0.21454 | 2 | 0.98555 | 1 | 0.061806 | 1 | 0.011906 | 5 | 0.46048 | 5 | 0.47575 | 3 | 0.78073 | 1 | 0.23422 | 1 | 0.42548 | 2 | 0.86843 | 3 | 0.72565 | 1 | 0.27824 | 8 | 0.693 | 1 | 0.057446
06:00 - 07:00 | 45 |  | 29.6487 | 156 | 156 | [5 empty] | 39 |  |  |  |  | 32 | 2 | 0.41128 | 2 | 0.5133 | 4 | 0.89032 | 2 | 0.81433 | 2 | 0.25273 | 3 | 0.90149 | 1 | 0.29037 | 2 | 0.50424 | 3 | 0.42876 | 1 | 0.31199 | 3 | 0.65537 | 7 | 0.66102 | 6 | 0.54932 | 11 | 0.9857 | 1 | 0.030593 | 1 | 0.061651 | 1 | 0.32955 | 2 | 0.54788 | 1 | 0.18893 | 2 | 0.59969 | 5 | 0.37456 | 2 | 0.1321
07:00 - 08:00 | 63 |  | 50.4028 | 156 | 156 | [5 empty] | 55 |  |  |  |  | 33 | 2 | 0.41586 | 1 | 0.10686 | 2 | 0.42699 | 1 | 0.42372 | 2 | 0.39334 | 2 | 0.47605 | 2 | 0.79151 | 1 | 0.11981 | 1 | 0.07754 | 1 | 0.46101 | 3 | 0.7527 | 8 | 0.80431 | 4 | 0.37592 | 8 | 0.70975 | 1 | 0.26564 | 2 | 0.79994 | 1 | 0.052954 | 2 | 0.62197 | 3 | 0.87935 | 2 | 0.89545 | 5 | 0.33712 | 2 | 0.12624
08:00 - 09:00 | 48 |  | 35.5784 | 156 | 156 | [5 empty] | 62 |  |  |  |  | 34 | 1 | 0.11085 | 2 | 0.94029 | 3 | 0.67356 | 1 | 0.054305 | 2 | 0.392 | 1 | 0.026085 | 1 | 0.20448 | 3 | 0.60162 | 5 | 0.9123 | 1 | 0.026172 | 2 | 0.4589 | 1 | 0.013978 | 10 | 0.94822 | 7 | 0.61805 | 2 | 0.59665 | 1 | 0.1535 | 2 | 0.99971 | 2 | 0.58779 | 1 | 0.11936 | 2 | 0.81415 | 3 | 0.11779 | 5 | 0.49462
09:00 - 10:00 |  |  |  | 156 | 156 | [10 empty] | 35 | 1 | 0.10004 | 2 | 0.88056 | 3 | 0.79601 | 1 | 0.39079 | 3 | 0.68528 | 3 | 0.70702 | 1 | 0.13127 | 1 | 0.017798 | 4 | 0.67594 | 1 | 0.40325 | 3 | 0.73364 | 6 | 0.48018 | 4 | 0.38261 | 5 | 0.40234 | 3 | 0.92216 | 1 | 0.33454 | 1 | 0.1669 | 2 | 0.91862 | 3 | 0.7783 | 1 | 0.1107 | 4 | 0.28694 | 4 | 0.34502
10:00 - 11:00 |  |  |  | 156 | 156 | [10 empty] | 36 | 1 | 0.24443 | 1 | 0.30799 | 3 | 0.66783 | 2 | 0.76357 | 2 | 0.42079 | 1 | 0.12466 | 2 | 0.72096 | 4 | 0.93299 | 1 | 0.050938 | 2 | 0.63154 | 2 | 0.46877 | 6 | 0.51968 | 11 | 0.9564 | 7 | 0.65225 | 2 | 0.60599 | 1 | 0.14032 | 2 | 0.91242 | 2 | 0.60664 | 3 | 0.89923 | 2 | 0.65768 | 3 | 0.19736 | 2 | 0.1492
11:00 - 12:00 |  |  |  | 156 | 156 | [10 empty] | 37 | 2 | 0.46298 | 1 | 0.27521 | 2 | 0.45352 | 1 | 0.33048 | 3 | 0.67093 | 1 | 0.18641 | 1 | 0.28336 | 2 | 0.34489 | 2 | 0.3626 | 1 | 0.2928 | 3 | 0.74596 | 9 | 0.8903 | 10 | 0.94256 | 5 | 0.4247 | 1 | 0.058648 | 2 | 0.66199 | 2 | 0.65825 | 1 | 0.063465 | 3 | 0.98971 | 1 | 0.36715 | 6 | 0.47122 | 3 | 0.24638
12:00 - 13:00 |  |  |  | 156 | 156 | [10 empty] | 38 | 2 | 0.46054 | 2 | 0.78311 | 3 | 0.67455 | 2 | 0.87645 | 3 | 0.72216 | 2 | 0.39387 | 2 | 0.63917 | 1 | 0.012435 | 1 | 0.083688 | 1 | 0.44493 | 1 | 0.040661 | 2 | 0.13321 | 1 | 0.003949 | 8 | 0.7791 | 1 | 0.18271 | 2 | 0.8708 | 2 | 0.66465 | 2 | 0.95074 | 2 | 0.30997 | 1 | 0.21471 | 4 | 0.27014 | 8 | 0.73099
13:00 - 14:00 | 76 | 85 | 63.0035 | 156 | 156 |  | 25.5419 | 1.2821 | 21 | 7.3621 | 82 | 39.2645 | 11 | 15 |  | 39 | 1 | 0.13283 | 2 | 0.52433 | 1 | 0.0040231 | 1 | 0.39141 | 3 | 0.7853 | 3 | 0.77467 | 1 | 0.12505 | 4 | 0.88926 | 3 | 0.57382 | 1 | 0.19242 | 1 | 0.099607 | 9 | 0.86423 | 6 | 0.51245 | 5 | 0.42108 | 2 | 0.49404 | 1 | 0.42314 | 2 | 0.86686 | 2 | 0.99804 | 2 | 0.3334 | 2 | 0.96052 | 7 | 0.5074 | 2 | 0.1668
14:00 - 15:00 | 80 | 71 | 52.6264 | 156 | 156 |  | 27.0444 | 3.6861 | 9 | 7.3621 | 74 | 45.675 | 7 | 26 |  | 40 | 3 | 0.95455 | 1 | 0.21179 | 3 | 0.62479 | 2 | 0.52502 | 3 | 0.74778 | 1 | 0.049011 | 2 | 0.91426 | 3 | 0.77767 | 4 | 0.68955 | 2 | 0.99628 | 3 | 0.7718 | 4 | 0.36719 | 1 | 0.037307 | 2 | 0.11447 | 1 | 0.15741 | 2 | 0.9357 | 1 | 0.43526 | 1 | 0.054721 | 3 | 0.9625 | 2 | 0.60538 | 5 | 0.32577 | 8 | 0.78796
15:00 - 16:00 |  |  |  | 156 | 156 |  | 14.2734 | 2.8847 | 16 | 5.8897 |  | 40.0658 | 16 | 12 |  | 41 | 3 | 0.80759 | 1 | 0.38256 | 3 | 0.72765 | 1 | 0.093136 | 3 | 0.77793 | 2 | 0.69484 | 2 | 0.77073 | 1 | 0.0048565 | 3 | 0.40294 | 1 | 0.1307 | 2 | 0.31902 | 8 | 0.79012 | 9 | 0.88011 | 8 | 0.74753 | 3 | 0.98452 | 1 | 0.12448 | 2 | 0.77669 | 1 | 0.39121 | 3 | 0.82814 | 1 | 0.2218 | 9 | 0.76084 | 2 | 0.17799
16:00 - 17:00 |  |  |  | 156 | 156 |  | 24.0395 | 3.045 | 21 | 5.8897 | 66 | 61.7013 | 24 | 16 |  | 42 | 3 | 0.85412 | 1 | 0.27776 | 2 | 0.53123 | 2 | 0.92731 | 4 | 0.99358 | 3 | 0.95481 | 2 | 0.88545 | 1 | 0.11884 | 1 | 0.090996 | 1 | 0.11572 | 3 | 0.79928 | 3 | 0.21519 | 6 | 0.58968 | 10 | 0.90082 | 3 | 0.98964 | 2 | 0.62789 | 2 | 0.80508 | 2 | 0.61952 | 3 | 0.95225 | 2 | 0.75271 | 9 | 0.70208 | 6 | 0.51417
17:00 - 18:00 | 28 | 27 | 21.4953 | 156 | 156 |  | 26.2932 | 0.96158 | 17 | 10.7977 | 90 | 63.3039 | 10 | 16 |  | 43 | 3 | 0.91042 | 1 | 0.13591 | 2 | 0.22726 | 1 | 0.196 | 3 | 0.75846 | 1 | 0.088409 | 2 | 0.69938 | 3 | 0.77773 | 2 | 0.23437 | 1 | 0.18298 | 1 | 0.04278 | 3 | 0.24132 | 3 | 0.26862 | 4 | 0.3613 | 3 | 0.81517 | 2 | 0.84835 | 1 | 0.2921 | 1 | 0.17703 | 1 | 0.12107 | 1 | 0.4755 | 9 | 0.7256 | 4 | 0.32131
18:00 - 19:00 | 63 | 60 | 52.6264 | 156 | 156 | 156 | 51.0839 | 2.4039 | 19 | 7.3621 |  | 125.0053 | 16 | 10 |  | 44 | 2 | 0.58724 | 2 | 0.94939 | 3 | 0.74507 | 2 | 0.90303 | 2 | 0.37944 | 1 | 0.19745 | 2 | 0.73913 | 2 | 0.34321 | 2 | 0.37847 | 2 | 0.8136 | 3 | 0.75859 | 8 | 0.7568 | 7 | 0.65046 | 5 | 0.44803 | 2 | 0.40444 | 1 | 0.20453 | 1 | 0.22432 | 1 | 0.18712 | 1 | 0.20181 | 1 | 0.19232 | 6 | 0.47933 | 3 | 0.21031
19:00 - 20:00 | 38 | 37 | 20.7541 | 156 | 156 | 156 | 66.1086 | 4.9682 | 12 | 9.3253 | 1 | 125.0053 | 10 | 15 |  | 45 | 2 | 0.34617 | 1 | 0.27509 | 2 | 0.30396 | 1 | 0.16135 | 2 | 0.50773 | 1 | 0.19967 | 1 | 0.39311 | 4 | 0.95292 | 1 | 0.16081 | 2 | 0.7286 | 1 | 0.22262 | 2 | 0.13857 | 4 | 0.30883 | 6 | 0.59747 | 2 | 0.562 | 2 | 0.82224 | 2 | 0.87197 | 2 | 0.56292 | 3 | 0.96246 | 2 | 0.86433 | 10 | 0.89499 | 7 | 0.60512
20:00 - 21:00 | 27 | 32 | 20.7541 | 156 | 156 | 156 |  | 1.9232 | 4 | 6.3805 |  | 125.0053 | 11 | 18 |  | 46 | 3 | 0.96119 | 2 | 0.91791 | 3 | 0.70471 | 1 | 0.055593 | 4 | 0.8063 | 3 | 0.77189 | 2 | 0.89766 | 4 | 0.94128 | 3 | 0.48878 | 1 | 0.010025 | 3 | 0.87105 | 6 | 0.53008 | 1 | 0.079746 | 8 | 0.73833 | 2 | 0.55552 | 1 | 0.35659 | 2 | 0.66798 | 1 | 0.055437 | 1 | 0.27188 | 1 | 0.043161 | 6 | 0.47263 | 10 | 0.92007
21:00 - 22:00 |  |  |  | 156 | 156 | 156 | 33.0543 | 1.9232 | 16 | 8.3437 |  |  | 18 | 15 |  | 47 | 1 | 0.10516 | 2 | 0.90873 | 2 | 0.30555 | 2 | 0.65024 | 3 | 0.71253 | 2 | 0.63624 | 2 | 0.68924 | 2 | 0.46063 | 2 | 0.30247 | 1 | 0.3111 | 3 | 0.88888 | 3 | 0.25046 | 3 | 0.24679 | 5 | 0.45188 | 3 | 0.76499 | 1 | 0.28831 | 1 | 0.082952 | 2 | 0.65158 | 3 | 0.90098 | 1 | 0.26021 | 4 | 0.21622 | 2 | 0.13184
22:00 - 23:00 |  |  |  | 156 | 156 | 156 | 42.0691 | 0.96158 | 10 | 3.9264 | 75 |  | 18 | 7 |  | 48 | 2 | 0.56488 | 1 | 0.36405 | 3 | 0.76279 | 2 | 0.82802 | 3 | 0.77707 | 2 | 0.60209 | 2 | 0.55558 | 1 | 0.047833 | 4 | 0.77848 | 2 | 0.69985 | 3 | 0.84425 | 7 | 0.5769 | 5 | 0.47298 | 10 | 0.91148 | 2 | 0.54031 | 1 | 0.45592 | 2 | 0.74027 | 1 | 0.22684 | 1 | 0.16941 | 2 | 0.58201 | 2 | 0.070307 | 2 | 0.1668
23:00 - 24:00 |  |  |  | 156 | 156 | 156 | 42.0691 | 0.96158 | 11 | 3.9264 | 81 |  | 15 | 6 |  | 49 | 3 | 0.98493 | 2 | 0.54217 | 4 | 0.83451 | 2 | 0.52504 | 2 | 0.58573 | 2 | 0.32771 | 2 | 0.6243 | 2 | 0.58392 | 1 | 0.1654 | 1 | 0.080882 | 1 | 0.12907 | 10 | 0.92716 | 10 | 0.94833 | 3 | 0.22644 | 1 | 0.11718 | 1 | 0.31751 | 1 | 0.28381 | 1 | 0.32596 | 2 | 0.41432 | 2 | 0.53292 | 5 | 0.32616 | 7 | 0.69683
[16 empty] | 50 | 1 | 0.10161 | 1 | 0.1102 | 1 | 0.00080901 | 2 | 0.71943 | 3 | 0.64692 | 2 | 0.44505 | 1 | 0.14938 | 2 | 0.37623 | 1 | 0.17341 | 2 | 0.52186 | 3 | 0.69502 | 2 | 0.17643 | 6 | 0.57279 | 7 | 0.67566 | 2 | 0.49026 | 1 | 0.09979 | 2 | 0.63329 | 2 | 0.98455 | 3 | 0.74925 | 2 | 0.9832 | 11 | 0.97886 | 6 | 0.57768
[16 empty] | 51 | 3 | 0.90939 | 2 | 0.69498 | 4 | 0.8752 | 2 | 0.781 | 2 | 0.27744 | 3 | 0.84886 | 1 | 0.30851 | 3 | 0.78064 | 1 | 0.070933 | 1 | 0.4513 | 2 | 0.51935 | 10 | 0.93536 | 10 | 0.93239 | 11 | 0.98273 | 2 | 0.40015 | 1 | 0.19891 | 1 | 0.43727 | 1 | 0.23886 | 1 | 0.14167 | 2 | 0.82939 | 4 | 0.28761 | 9 | 0.82213
Hourly Consumption (kWh) | [15 empty] | 52 | 3 | 0.84735 | 2 | 0.69416 | 2 | 0.41218 | 1 | 0.42693 | 2 | 0.34255 | 1 | 0.2921 | 1 | 0.10921 | 4 | 0.84272 | 1 | 0.15891 | 2 | 0.78372 | 1 | 0.21396 | 2 | 0.16703 | 7 | 0.67082 | 5 | 0.48279 | 2 | 0.60851 | 2 | 0.62822 | 2 | 0.8179 | 2 | 0.57009 | 3 | 0.95846 | 1 | 0.048802 | 9 | 0.7807 | 9 | 0.87904
[16 empty] | 53 | 3 | 0.8614 | 1 | 0.069681 | 3 | 0.73295 | 2 | 0.77242 | 3 | 0.76696 | 3 | 0.93496 | 2 | 0.84838 | 2 | 0.23721 | 2 | 0.37979 | 1 | 0.05692 | 3 | 0.65369 | 10 | 0.92949 | 9 | 0.80419 | 1 | 0.017015 | 3 | 0.99566 | 1 | 0.40676 | 2 | 0.85343 | 2 | 0.80568 | 3 | 0.75746 | 2 | 0.84343 | 7 | 0.51015 | 9 | 0.81987
TIME | Hob | Oven | Microwave | Refrigerator | Freezer | Television | Video | Dishwasher | Washing | Tumble Drier | Kettle | Computers | Iron | Miscellaneous | Total | 54 | 2 | 0.38137 | 2 | 0.64996 | 2 | 0.37126 | 1 | 0.21029 | 4 | 0.96546 | 3 | 0.81233 | 1 | 0.12837 | 3 | 0.64007 | 2 | 0.34749 | 1 | 0.49071 | 2 | 0.53249 | 6 | 0.4787 | 9 | 0.8648 | 5 | 0.49421 | 3 | 0.91666 | 1 | 0.34586 | 2 | 0.73975 | 2 | 0.53612 | 2 | 0.3067 | 1 | 0.48319 | 11 | 0.91579 | 7 | 0.65047
|  |  | Oven |  |  |  | Recorder |  | Mashine | [6 empty] | 55 | 1 | 0.058281 | 2 | 0.92427 | 4 | 0.92754 | 2 | 0.90773 | 2 | 0.37439 | 2 | 0.31385 | 1 | 0.15358 | 2 | 0.2548 | 5 | 0.97991 | 2 | 0.66436 | 2 | 0.51526 | 7 | 0.67118 | 6 | 0.52701 | 5 | 0.4577 | 3 | 0.73647 | 2 | 0.55409 | 1 | 0.02642 | 2 | 0.52261 | 3 | 0.70273 | 2 | 0.99916 | 8 | 0.61546 | 10 | 0.94669
Hourly consumption | 0.44333 | 0.37 | 0.076667 | 0.034167 | 0.079167 | 0.15167 | 0.1 | 1.72 | 0.8 | 0.72 | 0.156 | 0.1 | 0.3 | 1.25 |  | 56 | 1 | 0.0019093 | 1 | 0.19274 | 3 | 0.60918 | 2 | 0.88825 | 2 | 0.47671 | 1 | 0.033202 | 1 | 0.48173 | 2 | 0.25943 | 4 | 0.70293 | 1 | 0.15603 | 3 | 0.93906 | 4 | 0.32561 | 8 | 0.70602 | 5 | 0.49632 | 3 | 0.9744 | 1 | 0.32006 | 1 | 0.1591 | 2 | 0.52407 | 1 | 0.19293 | 2 | 0.71335 | 1 | 0.00088477 | 4 | 0.3698
(kWh) | [15 empty] | 57 | 1 | 0.13864 | 2 | 0.56504 | 1 | 0.027672 | 1 | 0.1159 | 2 | 0.44912 | 3 | 0.85542 | 1 | 0.30722 | 4 | 0.82864 | 4 | 0.74795 | 2 | 0.55537 | 3 | 0.93019 | 3 | 0.25842 | 5 | 0.45216 | 2 | 0.12719 | 1 | 0.19151 | 2 | 0.62803 | 1 | 0.18165 | 1 | 0.23204 | 2 | 0.52164 | 2 | 0.73692 | 11 | 0.97458 | 8 | 0.72145
00:00 - 01:00 | 0 | 0 | 0 | 5.33 | 12.35 | 0 | 0 | 0 | 0 | 0 | 0 | 0 | 0 | 0 | 17.68 | 58 | 2 | 0.58593 | 1 | 0.38329 | 3 | 0.60801 | 2 | 0.70357 | 1 | 0.084976 | 3 | 0.92918 | 1 | 0.21093 | 2 | 0.52662 | 5 | 0.86005 | 2 | 0.72072 | 1 | 0.26588 | 9 | 0.87116 | 4 | 0.35447 | 2 | 0.15282 | 3 | 0.78311 | 2 | 0.64303 | 2 | 0.85793 | 1 | 0.33026 | 1 | 0.26423 | 1 | 0.31073 | 8 | 0.6198 | 7 | 0.61478
01:00 - 02:00 | 0 | 0 | 0 | 5.33 | 12.35 | 0 | 0 | 0 | 0 | 0 | 0 | 0 | 0 | 0 | 17.68 | 59 | 2 | 0.47016 | 2 | 0.96135 | 4 | 0.80694 | 2 | 0.55336 | 2 | 0.58417 | 3 | 0.80372 | 1 | 0.035755 | 2 | 0.33164 | 4 | 0.64929 | 1 | 0.27884 | 3 | 0.87566 | 6 | 0.48028 | 10 | 0.94281 | 3 | 0.24619 | 1 | 0.032545 | 2 | 0.59934 | 2 | 0.92581 | 2 | 0.77097 | 3 | 0.80151 | 1 | 0.37956 | 8 | 0.68095 | 11 | 0.99615
02:00 - 03:00 | 0 | 0 | 0 | 5.33 | 12.35 | 0 | 0 | 0 | 0 | 0 | 0 | 0 | 0 | 0 | 17.68 | 60 | 1 | 0.26314 | 1 | 0.24361 | 4 | 0.92892 | 1 | 0.025168 | 2 | 0.55582 | 3 | 0.70668 | 2 | 0.87859 | 2 | 0.53694 | 2 | 0.30601 | 1 | 0.49143 | 2 | 0.36911 | 3 | 0.20878 | 4 | 0.39337 | 11 | 0.98874 | 1 | 0.028789 | 1 | 0.30409 | 1 | 0.20257 | 1 | 0.4527 | 1 | 0.26322 | 2 | 0.77178 | 10 | 0.8303 | 7 | 0.66801
03:00 - 04:00 | 0 | 0 | 0 | 5.33 | 12.35 | 0 | 0 | 0 | 0 | 0 | 0 | 0 | 0 | 0 | 17.68 | 61 | 3 | 0.94564 | 1 | 0.19917 | 3 | 0.69545 | 1 | 0.14795 | 2 | 0.25843 | 3 | 0.83133 | 1 | 0.26725 | 3 | 0.63243 | 5 | 0.84286 | 2 | 0.52537 | 3 | 0.78171 | 7 | 0.69718 | 7 | 0.61687 | 9 | 0.8767 | 2 | 0.57749 | 1 | 0.10695 | 2 | 0.91319 | 2 | 0.74097 | 2 | 0.48265 | 1 | 0.33292 | 6 | 0.4667 | 4 | 0.36197
04:00 - 05:00 | 0 | 0 | 0 | 5.33 | 12.35 | 0 | 0 | 0 | 0 | 0 | 0 | 0 | 0 | 0 | 17.68 | 62 | 3 | 0.85638 | 2 | 0.97092 | 4 | 0.82641 | 1 | 0.28459 | 1 | 0.18896 | 2 | 0.5622 | 2 | 0.97924 | 1 | 0.18765 | 3 | 0.59529 | 2 | 0.82372 | 2 | 0.30422 | 8 | 0.71639 | 11 | 0.97748 | 9 | 0.87411 | 1 | 0.26612 | 2 | 0.54133 | 1 | 0.12188 | 2 | 0.94322 | 2 | 0.40558 | 2 | 0.60498 | 5 | 0.35733 | 2 | 0.17686
05:00 - 06:00 | 0 | 0 | 0 | 5.33 | 12.35 | 0 | 0 | 0 | 0 | 0 | 0 | 0 | 0 | 0 | 17.68 | 63 | 2 | 0.3098 | 1 | 0.12174 | 1 | 0.16558 | 2 | 0.85008 | 2 | 0.44712 | 1 | 0.052936 | 1 | 0.30757 | 4 | 0.907 | 3 | 0.58613 | 2 | 0.98779 | 2 | 0.51453 | 5 | 0.40522 | 1 | 0.022559 | 4 | 0.3805 | 2 | 0.52443 | 2 | 0.76488 | 1 | 0.22261 | 1 | 0.43569 | 2 | 0.40882 | 2 | 0.77619 | 1 | 0.032244 | 8 | 0.79782
06:00 - 07:00 | 19.95 | 0 | 2.2731 | 5.33 | 12.35 | 0 | 0 | 0 | 0 | 0 | 6.084 | 0 | 0 | 0 | 45.9871 | 64 | 3 | 0.86497 | 2 | 0.71055 | 4 | 0.86603 | 2 | 0.61228 | 4 | 0.88236 | 2 | 0.44304 | 1 | 0.11196 | 2 | 0.52514 | 3 | 0.50836 | 2 | 0.56789 | 1 | 0.2349 | 4 | 0.33647 | 5 | 0.41198 | 6 | 0.50533 | 2 | 0.50505 | 1 | 0.086055 | 2 | 0.78891 | 1 | 0.07602 | 2 | 0.57653 | 2 | 0.57728 | 11 | 0.98449 | 9 | 0.86844
07:00 - 08:00 | 27.93 | 0 | 3.8642 | 5.33 | 12.35 | 0 | 0 | 0 | 0 | 0 | 8.58 | 0 | 0 | 0 | 58.0542 | 65 | 2 | 0.51299 | 2 | 0.62351 | 2 | 0.52743 | 2 | 0.82744 | 2 | 0.46169 | 2 | 0.31562 | 1 | 0.46018 | 4 | 0.88752 | 5 | 0.92663 | 1 | 0.40913 | 2 | 0.64378 | 4 | 0.33532 | 2 | 0.14588 | 8 | 0.76802 | 1 | 0.21396 | 2 | 0.66836 | 2 | 0.79238 | 2 | 0.97447 | 2 | 0.45533 | 2 | 0.99304 | 8 | 0.6326 | 8 | 0.79195
08:00 - 09:00 | 21.28 | 0 | 2.7277 | 5.33 | 12.35 | 0 | 0 | 0 | 0 | 0 | 9.672 | 0 | 0 | 0 | 51.3597 | 66 | 3 | 0.71554 | 2 | 0.84999 | 2 | 0.24295 | 2 | 0.51829 | 4 | 0.96309 | 3 | 0.89477 | 1 | 0.27123 | 2 | 0.54273 | 5 | 0.87346 | 2 | 0.68432 | 3 | 0.7115 | 1 | 0.010329 | 4 | 0.33182 | 8 | 0.75731 | 3 | 0.74044 | 1 | 0.46277 | 1 | 0.48435 | 1 | 0.056219 | 1 | 0.1686 | 2 | 0.61167 | 6 | 0.43935 | 8 | 0.71228
09:00 - 10:00 | 0 | 0 | 0 | 5.33 | 12.35 | 0 | 0 | 0 | 0 | 0 | 0 | 0 | 0 | 0 | 17.68 | 67 | 2 | 0.44703 | 2 | 0.98042 | 1 | 0.082248 | 1 | 0.27021 | 1 | 0.14893 | 3 | 0.99788 | 2 | 0.79774 | 2 | 0.22268 | 4 | 0.60691 | 2 | 0.61033 | 2 | 0.6053 | 7 | 0.66836 | 4 | 0.38882 | 5 | 0.44452 | 2 | 0.53125 | 2 | 0.7005 | 1 | 0.10585 | 1 | 0.20492 | 3 | 0.89146 | 1 | 0.19181 | 8 | 0.60662 | 1 | 0.069139
10:00 - 11:00 | 0 | 0 | 0 | 5.33 | 12.35 | 0 | 0 | 0 | 0 | 0 | 0 | 0 | 0 | 0 | 17.68 | 68 | 3 | 0.86617 | 1 | 0.06723 | 4 | 0.81307 | 1 | 0.01539 | 2 | 0.22816 | 2 | 0.43929 | 1 | 0.041735 | 3 | 0.68014 | 1 | 0.17924 | 1 | 0.19132 | 2 | 0.61121 | 9 | 0.82276 | 5 | 0.41097 | 4 | 0.38309 | 3 | 0.92919 | 2 | 0.55382 | 2 | 0.57074 | 1 | 0.079707 | 1 | 0.25482 | 2 | 0.85027 | 9 | 0.79994 | 4 | 0.33472
11:00 - 12:00 | 0 | 0 | 0 | 5.33 | 12.35 | 0 | 0 | 0 | 0 | 0 | 0 | 0 | 0 | 0 | 17.68 | 69 | 2 | 0.61141 | 2 | 0.75877 | 4 | 0.99728 | 2 | 0.53205 | 3 | 0.68699 | 2 | 0.66343 | 2 | 0.91315 | 2 | 0.53186 | 1 | 0.19102 | 1 | 0.49711 | 2 | 0.58577 | 7 | 0.62232 | 5 | 0.4799 | 1 | 0.023989 | 1 | 0.11123 | 1 | 0.01626 | 2 | 0.65607 | 1 | 0.2338 | 1 | 0.17064 | 1 | 0.47152 | 7 | 0.56272 | 1 | 0.099795
12:00 - 13:00 | 0 | 0 | 0 | 5.33 | 12.35 | 0 | 0 | 0 | 0 | 0 | 0 | 0 | 0 | 0 | 17.68 | 70 | 1 | 0.065131 | 1 | 0.41937 | 2 | 0.34564 | 1 | 0.19494 | 1 | 0.18011 | 1 | 0.10996 | 1 | 0.10239 | 3 | 0.72451 | 4 | 0.79238 | 2 | 0.99187 | 1 | 0.1781 | 2 | 0.19744 | 1 | 0.023854 | 8 | 0.7086 | 1 | 0.022349 | 1 | 0.25295 | 2 | 0.80574 | 1 | 0.47665 | 2 | 0.49254 | 1 | 0.49987 | 3 | 0.14152 | 3 | 0.20342
13:00 - 14:00 | 33.6933 | 31.45 | 4.8303 | 5.33 | 12.35 | 0 | 2.5542 | 2.2052 | 16.8 | 5.3007 | 12.792 | 3.9264 | 3.3 | 18.75 | 153.2822 | 71 | 1 | 0.26597 | 2 | 0.89254 | 2 | 0.55191 | 2 | 0.94794 | 4 | 0.97539 | 2 | 0.44652 | 1 | 0.4141 | 2 | 0.30008 | 4 | 0.66007 | 1 | 0.36996 | 1 | 0.05563 | 2 | 0.054054 | 3 | 0.23678 | 7 | 0.65615 | 1 | 0.11895 | 2 | 0.53869 | 1 | 0.40596 | 2 | 0.58047 | 2 | 0.42905 | 2 | 0.5089 | 1 | 0.049669 | 11 | 0.99968
14:00 - 15:00 | 35.4667 | 26.27 | 4.0347 | 5.33 | 12.35 | 0 | 2.7044 | 6.34 | 7.2 | 5.3007 | 11.544 | 4.5675 | 2.1 | 32.5 | 155.708 | 72 | 2 | 0.67987 | 1 | 0.14003 | 2 | 0.55933 | 2 | 0.75183 | 1 | 0.026008 | 2 | 0.31126 | 1 | 0.22964 | 2 | 0.30485 | 3 | 0.46913 | 2 | 0.64053 | 2 | 0.34527 | 7 | 0.67217 | 3 | 0.26415 | 4 | 0.32801 | 2 | 0.35625 | 2 | 0.74226 | 1 | 0.31072 | 1 | 0.24255 | 1 | 0.22473 | 1 | 0.013933 | 2 | 0.066134 | 9 | 0.81321
15:00 - 16:00 | 0 | 0 | 0 | 5.33 | 12.35 | 0 | 1.4273 | 4.9617 | 12.8 | 4.2406 | 0 | 4.0066 | 4.8 | 15 | 64.9162 | 73 | 3 | 0.8963 | 1 | 0.17035 | 2 | 0.54441 | 1 | 0.21059 | 2 | 0.44221 | 2 | 0.53406 | 1 | 0.049499 | 4 | 0.91287 | 4 | 0.68013 | 1 | 0.13541 | 3 | 0.8308 | 3 | 0.21429 | 1 | 0.058176 | 8 | 0.7357 | 1 | 0.19995 | 1 | 0.33144 | 2 | 0.52747 | 2 | 0.81396 | 2 | 0.54067 | 1 | 0.44847 | 10 | 0.85074 | 2 | 0.14888
16:00 - 17:00 | 0 | 0 | 0 | 5.33 | 12.35 | 0 | 2.4039 | 5.2374 | 16.8 | 4.2406 | 10.296 | 6.1701 | 7.2 | 20 | 90.028 | 74 | 2 | 0.43251 | 1 | 0.45811 | 2 | 0.43106 | 1 | 0.09194 | 4 | 0.95822 | 3 | 0.9075 | 2 | 0.8904 | 2 | 0.43433 | 5 | 0.80215 | 2 | 0.97829 | 3 | 0.99506 | 2 | 0.092176 | 11 | 0.95648 | 5 | 0.45772 | 1 | 0.071696 | 1 | 0.14076 | 2 | 0.61017 | 2 | 0.83298 | 2 | 0.41529 | 2 | 0.579 | 11 | 0.96579 | 11 | 0.97533
17:00 - 18:00 | 12.4133 | 9.99 | 1.648 | 5.33 | 12.35 | 0 | 2.6293 | 1.6539 | 13.6 | 7.7744 | 14.04 | 6.3304 | 3 | 20 | 110.7593 | 75 | 2 | 0.44949 | 1 | 0.29799 | 2 | 0.4119 | 1 | 0.45614 | 3 | 0.71839 | 2 | 0.55903 | 2 | 0.76078 | 2 | 0.20582 | 5 | 0.92733 | 1 | 0.35983 | 2 | 0.38937 | 7 | 0.63888 | 9 | 0.81909 | 9 | 0.83108 | 2 | 0.53679 | 2 | 0.90505 | 2 | 0.77419 | 2 | 0.5726 | 1 | 0.11825 | 1 | 0.31984 | 10 | 0.82462 | 5 | 0.42943
18:00 - 19:00 | 27.93 | 22.2 | 4.0347 | 5.33 | 12.35 | 23.66 | 5.1084 | 4.1348 | 15.2 | 5.3007 | 0 | 12.5005 | 4.8 | 12.5 | 155.0491 | 76 | 3 | 0.86949 | 2 | 0.67754 | 3 | 0.67406 | 2 | 0.92178 | 2 | 0.33831 | 2 | 0.45604 | 1 | 0.058211 | 2 | 0.34387 | 5 | 0.82164 | 1 | 0.20653 | 2 | 0.45787 | 6 | 0.51622 | 11 | 0.99335 | 6 | 0.54961 | 3 | 0.75764 | 1 | 0.30238 | 2 | 0.72605 | 1 | 0.069616 | 3 | 0.65963 | 2 | 0.56073 | 8 | 0.68924 | 10 | 0.93686
19:00 - 20:00 | 16.8467 | 13.69 | 1.5911 | 5.33 | 12.35 | 23.66 | 6.6109 | 8.5452 | 9.6 | 6.7142 | 0.156 | 12.5005 | 3 | 18.75 | 139.3447 | 77 | 3 | 0.90348 | 2 | 0.68219 | 2 | 0.26627 | 2 | 0.91728 | 4 | 0.93526 | 3 | 0.81634 | 1 | 0.17873 | 4 | 0.86059 | 2 | 0.25254 | 2 | 0.565 | 3 | 0.78949 | 2 | 0.17556 | 9 | 0.86198 | 1 | 0.02444 | 3 | 0.85619 | 1 | 0.32309 | 1 | 0.41149 | 2 | 0.98474 | 2 | 0.43653 | 1 | 0.24824 | 4 | 0.29193 | 4 | 0.3873
20:00 - 21:00 | 11.97 | 11.84 | 1.5911 | 5.33 | 12.35 | 23.66 | 0 | 3.3078 | 3.2 | 4.5939 | 0 | 12.5005 | 3.3 | 22.5 | 116.1434 | 78 | 2 | 0.59599 | 1 | 0.42904 | 1 | 0.10674 | 1 | 0.11389 | 3 | 0.71956 | 2 | 0.52673 | 1 | 0.32304 | 4 | 0.8793 | 2 | 0.38935 | 1 | 0.42859 | 2 | 0.37412 | 8 | 0.76552 | 10 | 0.93797 | 7 | 0.69226 | 3 | 0.74066 | 2 | 0.61175 | 2 | 0.70989 | 2 | 0.61921 | 2 | 0.62052 | 2 | 0.56232 | 5 | 0.31535 | 9 | 0.887
21:00 - 22:00 | 0 | 0 | 0 | 5.33 | 12.35 | 23.66 | 3.3054 | 3.3078 | 12.8 | 6.0075 | 0 | 0 | 5.4 | 18.75 | 90.9107 | 79 | 1 | 0.25579 | 2 | 0.87236 | 1 | 0.0414 | 1 | 0.043189 | 1 | 0.073009 | 2 | 0.57492 | 1 | 0.025825 | 2 | 0.4945 | 5 | 0.9626 | 1 | 0.38187 | 3 | 0.72561 | 2 | 0.13178 | 9 | 0.82658 | 5 | 0.47105 | 2 | 0.57334 | 1 | 0.44821 | 1 | 0.22477 | 2 | 0.84686 | 2 | 0.5129 | 1 | 0.19851 | 9 | 0.70462 | 3 | 0.24768
22:00 - 23:00 | 0 | 0 | 0 | 5.33 | 12.35 | 23.66 | 4.2069 | 1.6539 | 8 | 2.827 | 11.7 | 0 | 5.4 | 8.75 | 83.8779 | 80 | 3 | 0.94609 | 1 | 0.046283 | 1 | 0.19631 | 2 | 0.88576 | 2 | 0.34312 | 1 | 0.29378 | 1 | 0.26676 | 2 | 0.32071 | 2 | 0.22721 | 1 | 0.11103 | 2 | 0.60483 | 2 | 0.061683 | 11 | 0.95757 | 5 | 0.45381 | 3 | 0.99035 | 1 | 0.16645 | 2 | 0.9895 | 2 | 0.57413 | 3 | 0.88505 | 2 | 0.8567 | 4 | 0.29871 | 1 | 0.021334
23:00 - 24:00 | 0 | 0 | 0 | 5.33 | 12.35 | 23.66 | 4.2069 | 1.6539 | 8.8 | 2.827 | 12.636 | 0 | 4.5 | 7.5 | 83.4639 | 81 | 2 | 0.40465 | 2 | 0.8205 | 3 | 0.63701 | 1 | 0.36562 | 1 | 0.15969 | 3 | 0.91669 | 1 | 0.44028 | 1 | 0.1433 | 4 | 0.78179 | 2 | 0.67881 | 3 | 0.73277 | 7 | 0.58495 | 4 | 0.31283 | 6 | 0.58438 | 1 | 0.027265 | 2 | 0.76661 | 1 | 0.20545 | 1 | 0.29405 | 2 | 0.47093 | 2 | 0.93835 | 6 | 0.46068 | 5 | 0.48573
[16 empty] | 82 | 2 | 0.53273 | 1 | 0.48128 | 4 | 0.9942 | 1 | 0.071365 | 1 | 0.1332 | 1 | 0.035123 | 1 | 0.28642 | 3 | 0.74943 | 4 | 0.7245 | 1 | 0.26318 | 2 | 0.54976 | 2 | 0.17651 | 3 | 0.2244 | 2 | 0.1013 | 1 | 0.17877 | 1 | 0.13044 | 1 | 0.34424 | 1 | 0.49827 | 2 | 0.43186 | 1 | 0.18013 | 1 | 0.0078323 | 9 | 0.82063
[16 empty] | 83 | 3 | 0.85488 | 1 | 0.36429 | 3 | 0.78464 | 2 | 0.95552 | 4 | 0.90801 | 3 | 0.72268 | 1 | 0.27994 | 3 | 0.7164 | 5 | 0.84016 | 2 | 0.9319 | 1 | 0.28107 | 3 | 0.26451 | 3 | 0.28281 | 7 | 0.62732 | 3 | 0.6666 | 2 | 0.71086 | 2 | 0.96219 | 2 | 0.72985 | 1 | 0.15837 | 2 | 0.72339 | 6 | 0.41065 | 4 | 0.32513
Electricity Profile without lighting | [15 empty] | 84 | 3 | 0.94778 | 2 | 0.86565 | 2 | 0.45898 | 1 | 0.39571 | 4 | 0.80757 | 3 | 0.91773 | 1 | 0.42791 | 2 | 0.38063 | 3 | 0.48794 | 1 | 0.29059 | 1 | 0.18254 | 7 | 0.6182 | 1 | 0.075093 | 6 | 0.55976 | 1 | 0.17254 | 2 | 0.99869 | 1 | 0.27128 | 1 | 0.15784 | 1 | 0.10586 | 1 | 0.41186 | 4 | 0.23417 | 1 | 0.043187
[16 empty] | 85 | 1 | 0.25389 | 1 | 0.46859 | 2 | 0.37434 | 1 | 0.49986 | 1 | 0.10705 | 3 | 0.88567 | 2 | 0.95291 | 4 | 0.92294 | 1 | 0.040233 | 2 | 0.84052 | 3 | 0.90614 | 7 | 0.62172 | 4 | 0.35154 | 3 | 0.22678 | 2 | 0.45352 | 1 | 0.29025 | 1 | 0.41014 | 1 | 0.3808 | 2 | 0.46857 | 2 | 0.55423 | 4 | 0.29711 | 2 | 0.10848
[11 empty] | Total per day for 156 households |  |  | 1575.6844 | kWh | 86 | 3 | 0.7246 | 1 | 0.4778 | 2 | 0.32641 | 1 | 0.053233 | 2 | 0.48361 | 1 | 0.10875 | 2 | 0.62256 | 2 | 0.40543 | 1 | 0.19805 | 1 | 0.23513 | 2 | 0.49707 | 11 | 0.96924 | 2 | 0.10981 | 6 | 0.50918 | 3 | 0.71683 | 1 | 0.31268 | 1 | 0.27663 | 2 | 0.73775 | 2 | 0.47933 | 1 | 0.027484 | 9 | 0.73448 | 4 | 0.37617
[11 empty] | Total per day per household |  |  | 10.1005 | kWh | 87 | 3 | 0.91178 | 1 | 0.4141 | 1 | 0.018407 | 2 | 0.97147 | 3 | 0.78564 | 2 | 0.33505 | 1 | 0.43466 | 3 | 0.63164 | 1 | 0.1113 | 2 | 0.73216 | 1 | 0.15172 | 8 | 0.78699 | 4 | 0.32919 | 5 | 0.40758 | 2 | 0.3412 | 2 | 0.64315 | 2 | 0.74527 | 2 | 0.95521 | 1 | 0.20227 | 1 | 0.13293 | 6 | 0.48685 | 9 | 0.81633
[11 empty] | Annual per household |  |  | 3686.6974 | kWh | 88 | 3 | 0.78572 | 1 | 0.29333 | 4 | 0.99057 | 1 | 0.18943 | 3 | 0.67304 | 2 | 0.58955 | 2 | 0.6488 | 4 | 0.88793 | 3 | 0.51811 | 2 | 0.89019 | 1 | 0.025445 | 8 | 0.74359 | 6 | 0.5284 | 9 | 0.80808 | 3 | 0.78384 | 2 | 0.6957 | 1 | 0.11501 | 2 | 0.56625 | 3 | 0.94568 | 2 | 0.90343 | 9 | 0.76491 | 10 | 0.90018
[11 empty] | Annual total for 156 household |  |  | 575124.7926 | kWh | 89 | 2 | 0.44827 | 2 | 0.85605 | 2 | 0.59999 | 1 | 0.061169 | 4 | 0.81102 | 3 | 0.81954 | 2 | 0.61605 | 2 | 0.48835 | 4 | 0.73104 | 1 | 0.20843 | 3 | 0.84987 | 10 | 0.93892 | 1 | 0.011284 | 7 | 0.64476 | 2 | 0.60293 | 1 | 0.1441 | 2 | 0.50759 | 1 | 0.26798 | 2 | 0.46681 | 2 | 0.9245 | 11 | 0.95486 | 2 | 0.12809
[16 empty] | 90 | 3 | 0.89675 | 2 | 0.71058 | 4 | 0.9039 | 1 | 0.20123 | 1 | 0.046696 | 3 | 0.7867 | 2 | 0.60612 | 3 | 0.7226 | 2 | 0.26565 | 1 | 0.49515 | 3 | 0.93681 | 7 | 0.5755 | 1 | 0.065702 | 9 | 0.83017 | 2 | 0.60735 | 2 | 0.57309 | 1 | 0.33246 | 2 | 0.8752 | 1 | 0.00038886 | 1 | 0.17575 | 9 | 0.79969 | 1 | 0.063056
[16 empty] | 91 | 1 | 0.20039 | 1 | 0.29977 | 1 | 0.18303 | 2 | 0.56222 | 2 | 0.22032 | 1 | 0.15333 | 2 | 0.84522 | 2 | 0.23831 | 2 | 0.30285 | 1 | 0.24434 | 2 | 0.56394 | 10 | 0.93743 | 6 | 0.56013 | 11 | 0.98556 | 2 | 0.45187 | 1 | 0.27755 | 1 | 0.49581 | 1 | 0.4654 | 2 | 0.46685 | 2 | 0.67138 | 5 | 0.3452 | 3 | 0.24941
[16 empty] | 92 | 2 | 0.36753 | 1 | 0.13448 | 1 | 0.19623 | 1 | 0.089119 | 4 | 0.86218 | 1 | 0.11357 | 2 | 0.95041 | 4 | 0.81822 | 5 | 0.97563 | 1 | 0.38286 | 1 | 0.021013 | 3 | 0.23917 | 4 | 0.39314 | 4 | 0.39956 | 2 | 0.38134 | 2 | 0.78465 | 1 | 0.27784 | 2 | 0.72293 | 3 | 0.95 | 1 | 0.14786 | 4 | 0.20275 | 8 | 0.73358
[16 empty] | 93 | 2 | 0.67835 | 1 | 0.30893 | 2 | 0.5205 | 1 | 0.026824 | 2 | 0.28284 | 2 | 0.62967 | 2 | 0.68706 | 2 | 0.38076 | 1 | 0.030434 | 2 | 0.93034 | 2 | 0.63804 | 7 | 0.61695 | 6 | 0.52166 | 2 | 0.19472 | 3 | 0.8266 | 1 | 0.096117 | 2 | 0.69667 | 1 | 0.045368 | 2 | 0.44574 | 2 | 0.61059 | 4 | 0.22429 | 6 | 0.50259
[16 empty] | 94 | 2 | 0.65997 | 2 | 0.50939 | 2 | 0.298 | 2 | 0.51311 | 1 | 0.016776 | 2 | 0.45389 | 1 | 0.15618 | 1 | 0.077662 | 2 | 0.31214 | 2 | 0.63382 | 3 | 0.95223 | 2 | 0.14873 | 11 | 0.99675 | 1 | 0.039044 | 1 | 0.2626 | 2 | 0.78556 | 2 | 0.94672 | 2 | 0.94531 | 2 | 0.43576 | 1 | 0.43165 | 2 | 0.088095 | 5 | 0.446
[16 empty] | 95 | 3 | 0.8521 | 1 | 0.22176 | 1 | 0.040575 | 1 | 0.17266 | 4 | 0.97462 | 2 | 0.60021 | 1 | 0.38608 | 2 | 0.22754 | 4 | 0.66506 | 2 | 0.88621 | 2 | 0.63169 | 3 | 0.28474 | 1 | 0.08665 | 1 | 0.015605 | 3 | 0.68182 | 2 | 0.8091 | 2 | 0.54629 | 2 | 0.57213 | 3 | 0.98387 | 1 | 0.30135 | 1 | 0.0021991 | 5 | 0.44059
[16 empty] | 96 | 3 | 0.70934 | 1 | 0.46899 | 1 | 0.077604 | 2 | 0.84462 | 2 | 0.42964 | 3 | 0.82467 | 1 | 0.12868 | 2 | 0.56324 | 5 | 0.88682 | 2 | 0.53476 | 2 | 0.51126 | 2 | 0.066221 | 7 | 0.61316 | 7 | 0.64012 | 2 | 0.59015 | 1 | 0.33898 | 2 | 0.5784 | 2 | 0.77387 | 2 | 0.4885 | 1 | 0.44973 | 6 | 0.49239 | 1 | 0.074535
[16 empty] | 97 | 1 | 0.27782 | 2 | 0.57815 | 3 | 0.70361 | 2 | 0.77326 | 1 | 0.0049416 | 2 | 0.50316 | 2 | 0.95953 | 2 | 0.24105 | 2 | 0.373 | 2 | 0.83398 | 3 | 0.88046 | 2 | 0.08784 | 6 | 0.56586 | 11 | 0.97598 | 3 | 0.83279 | 1 | 0.26199 | 1 | 0.37198 | 2 | 0.74449 | 3 | 0.93693 | 2 | 0.87511 | 9 | 0.78127 | 6 | 0.50082
[16 empty] | 98 | 2 | 0.56023 | 1 | 0.23931 | 2 | 0.26159 | 2 | 0.5975 | 3 | 0.67769 | 3 | 0.74286 | 2 | 0.77954 | 4 | 0.81785 | 4 | 0.60838 | 2 | 0.50768 | 1 | 0.22849 | 9 | 0.84407 | 1 | 0.038181 | 8 | 0.7971 | 1 | 0.23877 | 1 | 0.016005 | 1 | 0.20538 | 1 | 0.13373 | 3 | 0.68995 | 2 | 0.62494 | 9 | 0.7485 | 11 | 0.98818
[16 empty] | 99 | 1 | 0.030914 | 1 | 0.25931 | 4 | 0.82583 | 2 | 0.7574 | 4 | 0.99069 | 3 | 0.92704 | 1 | 0.079624 | 4 | 0.83081 | 2 | 0.29154 | 1 | 0.27177 | 2 | 0.47443 | 9 | 0.85805 | 4 | 0.35351 | 3 | 0.29881 | 2 | 0.48422 | 1 | 0.10263 | 2 | 0.86476 | 1 | 0.018777 | 1 | 0.10856 | 2 | 0.97882 | 3 | 0.11222 | 3 | 0.24679
[16 empty] | 100 | 2 | 0.63166 | 1 | 0.18308 | 3 | 0.64566 | 2 | 0.5873 | 2 | 0.43057 | 1 | 0.20838 | 1 | 0.38381 | 4 | 0.96492 | 4 | 0.70245 | 2 | 0.79754 | 3 | 0.67581 | 1 | 0.035053 | 5 | 0.40217 | 3 | 0.21898 | 2 | 0.42306 | 1 | 0.199 | 1 | 0.072274 | 1 | 0.32928 | 1 | 0.16014 | 1 | 0.37684 | 4 | 0.22297 | 8 | 0.74607
[16 empty] | 101 | 1 | 0.24593 | 2 | 0.77368 | 3 | 0.77958 | 1 | 0.14093 | 4 | 0.86869 | 3 | 0.85494 | 1 | 0.47126 | 2 | 0.34484 | 5 | 0.96221 | 2 | 0.71615 | 3 | 0.66153 | 2 | 0.09216 | 5 | 0.49395 | 10 | 0.93671 | 3 | 0.89004 | 2 | 0.85521 | 1 | 0.37992 | 2 | 0.56025 | 3 | 0.90891 | 1 | 0.052681 | 3 | 0.13259 | 2 | 0.11701
[16 empty] | 102 | 1 | 0.19666 | 1 | 0.47376 | 3 | 0.60419 | 1 | 0.055404 | 2 | 0.46495 | 2 | 0.46804 | 1 | 0.20509 | 2 | 0.24124 | 4 | 0.73083 | 1 | 0.022344 | 2 | 0.5651 | 4 | 0.2981 | 4 | 0.34766 | 7 | 0.60214 | 2 | 0.53553 | 2 | 0.76555 | 2 | 0.63126 | 2 | 0.81156 | 2 | 0.42317 | 2 | 0.86013 | 4 | 0.22652 | 2 | 0.17466
[16 empty] | 103 | 2 | 0.4404 | 2 | 0.96726 | 2 | 0.3656 | 1 | 0.20286 | 2 | 0.55736 | 2 | 0.45503 | 2 | 0.82955 | 3 | 0.75983 | 3 | 0.45675 | 2 | 0.82534 | 3 | 0.9824 | 5 | 0.43985 | 6 | 0.51544 | 7 | 0.62254 | 2 | 0.30333 | 2 | 0.9696 | 1 | 0.36794 | 1 | 0.2227 | 2 | 0.51162 | 2 | 0.50624 | 6 | 0.4617 | 3 | 0.25226
[16 empty] | 104 | 2 | 0.31424 | 1 | 0.30449 | 3 | 0.71882 | 2 | 0.85038 | 3 | 0.63209 | 2 | 0.53073 | 2 | 0.94068 | 2 | 0.4634 | 1 | 0.16989 | 2 | 0.8809 | 2 | 0.4238 | 1 | 0.010869 | 2 | 0.16745 | 6 | 0.59731 | 3 | 0.69659 | 2 | 0.58674 | 2 | 0.89204 | 1 | 0.12045 | 3 | 0.95246 | 1 | 0.049661 | 1 | 0.042003 | 3 | 0.28771
[16 empty] | 105 | 2 | 0.43892 | 1 | 0.42085 | 3 | 0.60319 | 2 | 0.52396 | 4 | 0.85254 | 1 | 0.13441 | 1 | 0.19548 | 2 | 0.50432 | 2 | 0.3026 | 2 | 0.77814 | 2 | 0.38964 | 4 | 0.32532 | 3 | 0.23696 | 6 | 0.52494 | 2 | 0.35375 | 1 | 0.002657 | 1 | 0.036284 | 1 | 0.11462 | 2 | 0.35617 | 2 | 0.54795 | 3 | 0.12081 | 9 | 0.83191
[16 empty] | 106 | 1 | 0.17417 | 1 | 0.39483 | 1 | 0.041442 | 1 | 0.084184 | 4 | 0.91161 | 1 | 0.16589 | 2 | 0.57678 | 2 | 0.51323 | 2 | 0.22962 | 1 | 0.047751 | 1 | 0.0075899 | 11 | 0.9819 | 7 | 0.61363 | 7 | 0.61661 | 2 | 0.5768 | 2 | 0.71548 | 2 | 0.95723 | 1 | 0.0032588 | 1 | 0.20196 | 1 | 0.19884 | 4 | 0.28272 | 8 | 0.76113
[16 empty] | 107 | 3 | 0.74003 | 1 | 0.19389 | 2 | 0.51602 | 1 | 0.21929 | 3 | 0.78062 | 1 | 0.12642 | 1 | 0.0079795 | 2 | 0.5007 | 4 | 0.66445 | 2 | 0.98318 | 3 | 0.82111 | 10 | 0.89978 | 5 | 0.43675 | 5 | 0.42308 | 3 | 0.82979 | 2 | 0.64919 | 2 | 0.78324 | 1 | 0.36522 | 3 | 0.70228 | 1 | 0.011032 | 9 | 0.77029 | 7 | 0.6058
[16 empty] | 108 | 1 | 0.084603 | 1 | 0.3074 | 1 | 0.12167 | 2 | 0.6116 | 4 | 0.83584 | 3 | 0.9543 | 2 | 0.59685 | 3 | 0.69643 | 2 | 0.37828 | 2 | 0.93012 | 3 | 0.92031 | 3 | 0.22157 | 2 | 0.13378 | 4 | 0.38758 | 2 | 0.31809 | 2 | 0.68875 | 2 | 0.89755 | 2 | 0.76386 | 1 | 0.24542 | 2 | 0.87837 | 3 | 0.18688 | 8 | 0.77751
[16 empty] | 109 | 2 | 0.53306 | 1 | 0.024403 | 1 | 0.064935 | 1 | 0.03101 | 4 | 0.85395 | 2 | 0.57565 | 2 | 0.99997 | 2 | 0.55989 | 4 | 0.75939 | 1 | 0.0045115 | 3 | 0.91693 | 3 | 0.24205 | 4 | 0.38134 | 1 | 0.034072 | 2 | 0.58611 | 1 | 0.014955 | 1 | 0.4242 | 1 | 0.20047 | 1 | 0.12591 | 1 | 0.18386 | 7 | 0.56073 | 2 | 0.12214
Electricity Profile with lighting | [15 empty] | 110 | 2 | 0.53472 | 2 | 0.87223 | 1 | 0.052325 | 1 | 0.23953 | 1 | 0.14266 | 2 | 0.51233 | 2 | 0.61977 | 2 | 0.36305 | 2 | 0.21257 | 2 | 0.5009 | 1 | 0.23432 | 3 | 0.22802 | 7 | 0.60414 | 1 | 0.063068 | 2 | 0.5054 | 1 | 0.33147 | 1 | 0.47458 | 2 | 0.60812 | 3 | 0.78189 | 1 | 0.22227 | 10 | 0.86467 | 6 | 0.57775
[16 empty] | 111 | 2 | 0.35214 | 1 | 0.29517 | 2 | 0.58956 | 1 | 0.016083 | 2 | 0.27038 | 2 | 0.63342 | 1 | 0.43648 | 2 | 0.59695 | 5 | 0.82165 | 2 | 0.98798 | 3 | 0.79895 | 7 | 0.61876 | 7 | 0.68531 | 3 | 0.23477 | 3 | 0.67485 | 2 | 0.61365 | 2 | 0.83972 | 2 | 0.86155 | 1 | 0.12367 | 2 | 0.65715 | 10 | 0.80099 | 7 | 0.6971
No of light bulbs assumed per household |  |  | 25 | [12 empty] | 112 | 3 | 0.76854 | 2 | 0.91127 | 1 | 0.06164 | 1 | 0.12132 | 3 | 0.65453 | 1 | 0.15347 | 2 | 0.92931 | 3 | 0.68251 | 2 | 0.24716 | 2 | 0.70472 | 2 | 0.44529 | 7 | 0.63969 | 3 | 0.28227 | 11 | 0.96783 | 3 | 0.87342 | 2 | 0.91229 | 2 | 0.81799 | 1 | 0.26523 | 3 | 0.97043 | 1 | 0.10008 | 11 | 0.94557 | 5 | 0.47305
[16 empty] | 113 | 1 | 0.005132 | 1 | 0.29505 | 2 | 0.48396 | 2 | 0.5822 | 2 | 0.56368 | 3 | 0.93659 | 2 | 0.7276 | 1 | 0.048842 | 5 | 0.87036 | 1 | 0.24091 | 1 | 0.26299 | 6 | 0.53586 | 2 | 0.13598 | 7 | 0.6112 | 1 | 0.14404 | 2 | 0.9054 | 2 | 0.73159 | 2 | 0.87472 | 2 | 0.30738 | 1 | 0.10317 | 4 | 0.26809 | 6 | 0.50798
Bedrooms |  | 12 | [13 empty] | 114 | 2 | 0.48351 | 1 | 0.35014 | 3 | 0.69582 | 1 | 0.35932 | 1 | 0.07727 | 2 | 0.68576 | 2 | 0.65117 | 2 | 0.55932 | 4 | 0.69762 | 2 | 0.64258 | 2 | 0.41181 | 1 | 0.04651 | 4 | 0.32717 | 5 | 0.45507 | 3 | 0.87866 | 2 | 0.93676 | 1 | 0.4123 | 2 | 0.69983 | 3 | 0.97247 | 1 | 0.060565 | 1 | 0.022932 | 3 | 0.22481
Kitchen |  | 2 | [13 empty] | 115 | 2 | 0.30734 | 2 | 0.99502 | 3 | 0.74657 | 2 | 0.90741 | 2 | 0.33514 | 1 | 0.054113 | 1 | 0.17009 | 1 | 0.13707 | 1 | 0.18257 | 2 | 0.9049 | 3 | 0.91158 | 2 | 0.13213 | 8 | 0.71949 | 1 | 0.012421 | 1 | 0.071898 | 1 | 0.26374 | 2 | 0.79035 | 1 | 0.44632 | 2 | 0.37308 | 2 | 0.61923 | 9 | 0.72791 | 1 | 0.0566
Living Room |  | 5 | [13 empty] | 116 | 1 | 0.23064 | 2 | 0.60291 | 2 | 0.22765 | 1 | 0.49657 | 3 | 0.65993 | 2 | 0.68709 | 1 | 0.12193 | 1 | 0.072078 | 4 | 0.63669 | 2 | 0.71613 | 3 | 0.96639 | 2 | 0.05721 | 9 | 0.84338 | 7 | 0.69736 | 2 | 0.50099 | 2 | 0.74479 | 1 | 0.20378 | 1 | 0.46021 | 3 | 0.96402 | 2 | 0.73258 | 9 | 0.7663 | 7 | 0.6486
Bathrooms |  | 2 | [13 empty] | 117 | 2 | 0.44472 | 2 | 0.58183 | 2 | 0.30436 | 2 | 0.80008 | 2 | 0.57066 | 2 | 0.66756 | 1 | 0.45663 | 1 | 0.069129 | 1 | 0.12356 | 2 | 0.9494 | 2 | 0.46383 | 6 | 0.55751 | 6 | 0.58279 | 1 | 0.058375 | 3 | 0.79557 | 1 | 0.1442 | 1 | 0.21199 | 1 | 0.32518 | 2 | 0.55976 | 1 | 0.30702 | 7 | 0.50074 | 7 | 0.67795
Others |  | 4 | [13 empty] | 118 | 2 | 0.61278 | 1 | 0.16087 | 2 | 0.3161 | 2 | 0.74439 | 4 | 0.92492 | 2 | 0.36528 | 2 | 0.50931 | 2 | 0.33633 | 1 | 0.053794 | 2 | 0.88662 | 2 | 0.53038 | 7 | 0.61543 | 6 | 0.51026 | 7 | 0.64598 | 2 | 0.33436 | 1 | 0.23621 | 2 | 0.74647 | 2 | 0.62939 | 3 | 0.78672 | 1 | 0.051151 | 4 | 0.21528 | 3 | 0.25882
[16 empty] | 119 | 3 | 0.7641 | 1 | 0.11259 | 3 | 0.67584 | 2 | 0.68098 | 4 | 0.95103 | 2 | 0.54961 | 2 | 0.90308 | 1 | 0.13704 | 4 | 0.77064 | 1 | 0.42628 | 1 | 0.26559 | 3 | 0.20957 | 11 | 0.98086 | 9 | 0.80392 | 3 | 0.69356 | 1 | 0.19681 | 1 | 0.10807 | 1 | 0.32643 | 3 | 0.73423 | 1 | 0.42402 | 9 | 0.77953 | 1 | 0.0072499
Energy rating per bulb per hour |  |  | 15 | W | [11 empty] | 120 | 1 | 0.15499 | 1 | 0.048122 | 2 | 0.52265 | 1 | 0.20313 | 3 | 0.69208 | 2 | 0.36272 | 2 | 0.8328 | 3 | 0.76871 | 5 | 0.93148 | 1 | 0.12406 | 1 | 0.24368 | 7 | 0.64859 | 11 | 0.98685 | 9 | 0.87331 | 3 | 0.75472 | 1 | 0.23377 | 2 | 0.56752 | 2 | 0.56707 | 3 | 0.73514 | 2 | 0.62846 | 5 | 0.37625 | 2 | 0.14649
[16 empty] | 121 | 1 | 0.23465 | 2 | 0.57322 | 2 | 0.49485 | 1 | 0.0038979 | 4 | 0.88236 | 2 | 0.62593 | 1 | 0.22635 | 2 | 0.28901 | 4 | 0.74365 | 2 | 0.55993 | 2 | 0.39568 | 7 | 0.6054 | 10 | 0.90362 | 8 | 0.75351 | 1 | 0.26979 | 2 | 0.7708 | 2 | 0.98848 | 2 | 0.57057 | 2 | 0.53705 | 1 | 0.34948 | 4 | 0.21779 | 1 | 0.012576
[16 empty] | 122 | 3 | 0.84472 | 1 | 0.20769 | 2 | 0.30276 | 1 | 0.21166 | 1 | 0.15122 | 2 | 0.60733 | 1 | 0.47134 | 2 | 0.26065 | 3 | 0.56574 | 2 | 0.55109 | 1 | 0.11557 | 7 | 0.56982 | 7 | 0.65872 | 1 | 0.079017 | 3 | 0.81327 | 2 | 0.83859 | 2 | 0.5016 | 2 | 0.90332 | 3 | 0.7933 | 1 | 0.42872 | 1 | 0.027667 | 2 | 0.14841
[16 empty] | 123 | 1 | 0.29783 | 2 | 0.64346 | 1 | 0.15012 | 1 | 0.26454 | 2 | 0.3856 | 1 | 0.010812 | 1 | 0.48314 | 1 | 0.10712 | 1 | 0.046103 | 2 | 0.70897 | 2 | 0.37861 | 7 | 0.61931 | 4 | 0.37171 | 10 | 0.90966 | 3 | 0.77183 | 2 | 0.54925 | 2 | 0.50838 | 2 | 0.70207 | 3 | 0.9915 | 1 | 0.45361 | 3 | 0.1652 | 2 | 0.13835
| Operation |  | Consumption (kWh) | [12 empty] | 124 | 1 | 0.1426 | 1 | 0.41114 | 2 | 0.38366 | 1 | 0.11154 | 4 | 0.95123 | 2 | 0.45487 | 2 | 0.84663 | 3 | 0.72771 | 2 | 0.22824 | 2 | 0.8619 | 3 | 0.6895 | 6 | 0.4976 | 2 | 0.15032 | 1 | 0.0017999 | 3 | 0.97742 | 2 | 0.53955 | 2 | 0.71704 | 2 | 0.87119 | 2 | 0.48128 | 2 | 0.79283 | 11 | 0.96049 | 9 | 0.87202
Time | Lighting |  | Lighting |  | Other | Total | [9 empty] | 125 | 1 | 0.11699 | 1 | 0.063897 | 3 | 0.73553 | 1 | 0.20372 | 3 | 0.66377 | 2 | 0.53005 | 1 | 0.37636 | 2 | 0.44682 | 1 | 0.19098 | 1 | 0.35055 | 3 | 0.82817 | 8 | 0.73307 | 5 | 0.41554 | 2 | 0.18386 | 2 | 0.33543 | 2 | 0.67433 | 2 | 0.76958 | 1 | 0.40699 | 2 | 0.57114 | 1 | 0.43057 | 10 | 0.86434 | 8 | 0.755
| Winter | Summer | Winter | Summer | Appliances | Winter | Summer |  | Winter | [6 empty] | 126 | 2 | 0.42048 | 2 | 0.97594 | 1 | 0.063937 | 2 | 0.57321 | 2 | 0.50114 | 1 | 0.25084 | 2 | 0.51212 | 1 | 0.09128 | 3 | 0.55885 | 2 | 0.89202 | 2 | 0.33008 | 11 | 0.96864 | 7 | 0.61018 | 9 | 0.80046 | 3 | 0.77062 | 2 | 0.51954 | 2 | 0.662 | 2 | 0.83025 | 3 | 0.87123 | 1 | 0.13107 | 10 | 0.84834 | 5 | 0.46198
00:00 - 01:00 |  |  |  |  | 17.68 | 17.68 | 17.68 |  | Total per day for 156 households |  |  | 2160.6844 | kWh |  |  | 127 | 2 | 0.44985 | 2 | 0.56017 | 4 | 0.80664 | 2 | 0.98629 | 3 | 0.67394 | 1 | 0.0015739 | 2 | 0.73672 | 2 | 0.52122 | 4 | 0.66965 | 2 | 0.76447 | 2 | 0.61006 | 6 | 0.47281 | 1 | 0.076085 | 1 | 0.077752 | 3 | 0.87058 | 2 | 0.86227 | 1 | 0.3452 | 1 | 0.093317 | 1 | 0.089166 | 1 | 0.29888 | 7 | 0.59339 | 5 | 0.49263
01:00 - 02:00 |  |  |  |  | 17.68 | 17.68 | 17.68 |  | Total per day per household |  |  | 13.8505 | kWh |  |  | 128 | 3 | 0.71564 | 2 | 0.57912 | 4 | 0.81716 | 1 | 0.3518 | 4 | 0.80421 | 2 | 0.46161 | 2 | 0.7609 | 3 | 0.73883 | 1 | 0.062105 | 1 | 0.097458 | 3 | 0.8582 | 5 | 0.38376 | 10 | 0.92433 | 6 | 0.56121 | 2 | 0.6292 | 2 | 0.79152 | 1 | 0.30517 | 1 | 0.19536 | 1 | 0.27307 | 2 | 0.81739 | 3 | 0.17715 | 10 | 0.90332
02:00 - 03:00 |  |  |  |  | 17.68 | 17.68 | 17.68 |  | Total for winter per household |  |  | 1246.5487 | kWh |  |  | 129 | 1 | 0.18549 | 2 | 0.90179 | 4 | 0.81047 | 1 | 0.07944 | 3 | 0.68914 | 1 | 0.13652 | 2 | 0.96612 | 3 | 0.78871 | 1 | 0.16928 | 2 | 0.75942 | 1 | 0.23901 | 7 | 0.65976 | 11 | 0.98566 | 7 | 0.6818 | 1 | 0.023702 | 2 | 0.65895 | 2 | 0.70021 | 1 | 0.032728 | 3 | 0.81141 | 1 | 0.1988 | 9 | 0.70505 | 8 | 0.70625
03:00 - 04:00 |  |  |  |  | 17.68 | 17.68 | 17.68 | [8 empty] | 130 | 2 | 0.55789 | 1 | 0.057728 | 2 | 0.33177 | 2 | 0.61446 | 2 | 0.59308 | 3 | 0.7177 | 2 | 0.81637 | 2 | 0.27956 | 3 | 0.48527 | 2 | 0.56871 | 1 | 0.092995 | 7 | 0.6779 | 4 | 0.34793 | 2 | 0.15918 | 3 | 0.95965 | 1 | 0.4039 | 2 | 0.63573 | 2 | 0.71703 | 1 | 0.071886 | 1 | 0.293 | 8 | 0.61428 | 4 | 0.36595
04:00 - 05:00 |  |  |  |  | 17.68 | 17.68 | 17.68 | [8 empty] | 131 | 2 | 0.62722 | 1 | 0.28451 | 4 | 0.89809 | 2 | 0.78645 | 3 | 0.63788 | 2 | 0.36923 | 1 | 0.32257 | 3 | 0.65457 | 4 | 0.65887 | 2 | 0.71739 | 1 | 0.071125 | 3 | 0.28571 | 4 | 0.33636 | 2 | 0.16526 | 2 | 0.53564 | 1 | 0.24937 | 1 | 0.23579 | 2 | 0.55543 | 2 | 0.34551 | 2 | 0.878 | 6 | 0.41435 | 10 | 0.91522
05:00 - 06:00 |  |  |  |  | 17.68 | 17.68 | 17.68 |  | Summer | [6 empty] | 132 | 1 | 0.1805 | 2 | 0.71448 | 2 | 0.58792 | 2 | 0.86132 | 3 | 0.74318 | 2 | 0.68287 | 1 | 0.093263 | 1 | 0.11425 | 1 | 0.020065 | 1 | 0.13425 | 1 | 0.22341 | 6 | 0.5466 | 1 | 0.097033 | 5 | 0.45364 | 1 | 0.057678 | 1 | 0.21733 | 1 | 0.4106 | 1 | 0.064347 | 1 | 0.055839 | 1 | 0.14201 | 2 | 0.051283 | 10 | 0.90008
06:00 - 07:00 |  |  |  |  | 45.9871 | 45.9871 | 45.9871 |  | Total per day for 156 households |  |  | 1809.6844 | kWh |  |  | 133 | 2 | 0.46854 | 1 | 0.41056 | 3 | 0.65458 | 2 | 0.74789 | 2 | 0.30743 | 2 | 0.34795 | 1 | 0.232 | 2 | 0.44454 | 5 | 0.87416 | 2 | 0.96443 | 1 | 0.14396 | 3 | 0.28558 | 3 | 0.20453 | 7 | 0.68802 | 3 | 0.82419 | 1 | 0.41001 | 2 | 0.75327 | 2 | 0.6045 | 2 | 0.51925 | 1 | 0.28817 | 1 | 0.022078 | 2 | 0.14082
07:00 - 08:00 | on |  | 58.5 |  | 58.0542 | 116.5542 | 58.0542 |  | Total per day per household |  |  | 11.6005 | kWh |  |  | 134 | 2 | 0.37349 | 1 | 0.14259 | 1 | 0.19574 | 1 | 0.082794 | 3 | 0.62033 | 2 | 0.5664 | 2 | 0.81316 | 2 | 0.21817 | 5 | 0.83664 | 2 | 0.81853 | 2 | 0.45247 | 9 | 0.85444 | 1 | 0.093616 | 1 | 0.067067 | 2 | 0.52002 | 1 | 0.42246 | 2 | 0.66831 | 2 | 0.95719 | 3 | 0.78293 | 2 | 0.64612 | 10 | 0.84302 | 2 | 0.15295
08:00 - 09:00 | on |  | 58.5 |  | 51.3597 | 109.8597 | 51.3597 |  | Total for summer per household |  |  | 1055.6492 | kWh |  |  | 135 | 3 | 0.72389 | 2 | 0.86286 | 4 | 0.93785 | 1 | 0.064816 | 2 | 0.49248 | 1 | 0.011967 | 2 | 0.68065 | 3 | 0.69182 | 2 | 0.38034 | 2 | 0.72019 | 1 | 0.067743 | 4 | 0.35809 | 3 | 0.23949 | 4 | 0.36787 | 1 | 0.013562 | 1 | 0.22478 | 2 | 0.95308 | 1 | 0.10614 | 2 | 0.56655 | 1 | 0.49238 | 5 | 0.35027 | 1 | 0.078914
09:00 - 10:00 |  |  |  |  | 17.68 | 17.68 | 17.68 | [8 empty] | 136 | 3 | 0.92378 | 2 | 0.87739 | 2 | 0.35588 | 1 | 0.080885 | 1 | 0.17411 | 2 | 0.32991 | 1 | 0.24126 | 2 | 0.36875 | 1 | 0.12129 | 1 | 0.49057 | 1 | 0.25651 | 7 | 0.68087 | 10 | 0.9313 | 2 | 0.19248 | 3 | 0.9891 | 1 | 0.010918 | 2 | 0.66115 | 2 | 0.64795 | 3 | 0.93638 | 1 | 0.36069 | 7 | 0.54403 | 6 | 0.59013
10:00 - 11:00 |  |  |  |  | 17.68 | 17.68 | 17.68 | [8 empty] | 137 | 1 | 0.28052 | 2 | 0.90383 | 3 | 0.71322 | 2 | 0.94581 | 2 | 0.4278 | 2 | 0.32361 | 1 | 0.44646 | 2 | 0.26971 | 4 | 0.77704 | 1 | 0.13859 | 2 | 0.58763 | 7 | 0.60468 | 5 | 0.46185 | 9 | 0.85399 | 1 | 0.26428 | 1 | 0.31392 | 2 | 0.79453 | 2 | 0.53195 | 1 | 0.22558 | 1 | 0.45334 | 3 | 0.1384 | 2 | 0.1461
11:00 - 12:00 |  |  |  |  | 17.68 | 17.68 | 17.68 |  | Spring and Autumn | [6 empty] | 138 | 1 | 0.031661 | 2 | 0.9786 | 1 | 0.18061 | 2 | 0.90694 | 2 | 0.23993 | 3 | 0.71185 | 2 | 0.58578 | 1 | 0.12045 | 3 | 0.5945 | 2 | 0.56149 | 3 | 0.77052 | 11 | 0.96324 | 1 | 0.017564 | 4 | 0.30433 | 3 | 0.902 | 1 | 0.11749 | 2 | 0.99315 | 2 | 0.5167 | 2 | 0.59025 | 2 | 0.82245 | 10 | 0.8687 | 9 | 0.87632
12:00 - 13:00 |  |  |  |  | 17.68 | 17.68 | 17.68 |  | Total per day for 156 households |  |  | 1985.1844 | kWh |  |  | 139 | 1 | 0.070174 | 1 | 0.40631 | 2 | 0.47211 | 1 | 0.022938 | 3 | 0.73451 | 1 | 0.29467 | 2 | 0.56481 | 3 | 0.78365 | 3 | 0.55933 | 1 | 0.49112 | 1 | 0.18256 | 9 | 0.84952 | 6 | 0.56962 | 9 | 0.80707 | 1 | 0.097933 | 1 | 0.09619 | 1 | 0.15374 | 1 | 0.49253 | 2 | 0.41739 | 2 | 0.64168 | 11 | 0.96595 | 8 | 0.75235
13:00 - 14:00 |  |  |  |  | 153.2822 | 153.2822 | 153.2822 |  | Total per day per household |  |  | 12.7255 | kWh |  |  | 140 | 2 | 0.45753 | 2 | 0.89672 | 2 | 0.5408 | 1 | 0.036692 | 1 | 0.12846 | 2 | 0.59121 | 1 | 0.24277 | 2 | 0.4092 | 5 | 0.96495 | 1 | 0.41724 | 2 | 0.32237 | 5 | 0.43428 | 9 | 0.8748 | 2 | 0.19776 | 2 | 0.54332 | 1 | 0.30434 | 1 | 0.33865 | 1 | 0.49322 | 3 | 0.78649 | 1 | 0.029398 | 4 | 0.24911 | 7 | 0.60492
14:00 - 15:00 |  |  |  |  | 155.708 | 155.708 | 155.708 |  | Total for autumn and spring/household |  |  | 2341.4995 | kWh |  |  | 141 | 2 | 0.48102 | 2 | 0.80444 | 2 | 0.44584 | 2 | 0.64821 | 1 | 0.17785 | 3 | 0.85897 | 2 | 0.92335 | 1 | 0.070183 | 5 | 0.93787 | 1 | 0.010161 | 3 | 0.67982 | 6 | 0.52819 | 3 | 0.22804 | 2 | 0.11745 | 3 | 0.89602 | 2 | 0.97527 | 2 | 0.55693 | 1 | 0.49765 | 2 | 0.56985 | 2 | 0.51697 | 7 | 0.57742 | 2 | 0.13054
15:00 - 16:00 |  |  |  |  | 64.9162 | 64.9162 | 64.9162 | [8 empty] | 142 | 1 | 0.25652 | 1 | 0.067782 | 2 | 0.20748 | 1 | 0.44911 | 4 | 0.98998 | 1 | 0.15762 | 2 | 0.86756 | 1 | 0.016309 | 2 | 0.23878 | 2 | 0.57104 | 2 | 0.51474 | 4 | 0.33528 | 10 | 0.93511 | 8 | 0.79923 | 1 | 0.24815 | 2 | 0.78244 | 1 | 0.17908 | 2 | 0.85693 | 2 | 0.55325 | 2 | 0.83534 | 3 | 0.18102 | 5 | 0.40589
16:00 - 17:00 | on |  | 58.5 |  | 90.028 | 148.528 | 90.028 |  | Annual Total per household |  |  | 4643.6974 | kWh |  |  | 143 | 3 | 0.77627 | 1 | 0.055997 | 2 | 0.37 | 1 | 0.38338 | 2 | 0.38274 | 1 | 0.10705 | 1 | 0.46471 | 2 | 0.54286 | 2 | 0.35293 | 2 | 0.7377 | 3 | 0.75837 | 3 | 0.20268 | 1 | 0.0017947 | 6 | 0.53641 | 3 | 0.90453 | 1 | 0.39176 | 2 | 0.89433 | 2 | 0.64624 | 2 | 0.35076 | 2 | 0.59434 | 1 | 0.0045439 | 1 | 0.019461
17:00 - 18:00 | on |  | 58.5 |  | 110.7593 | 169.2593 | 110.7593 |  | Annual Total for 156 Two Adults |  |  | 724416.7926 | kWh |  |  | 144 | 1 | 0.1044 | 1 | 0.43512 | 1 | 0.1761 | 1 | 0.47924 | 3 | 0.71989 | 3 | 0.89018 | 2 | 0.55427 | 2 | 0.40601 | 5 | 0.90391 | 2 | 0.6517 | 1 | 0.038081 | 7 | 0.58577 | 1 | 0.068709 | 9 | 0.84607 | 2 | 0.58249 | 1 | 0.25616 | 2 | 0.72239 | 2 | 0.59323 | 3 | 0.95344 | 2 | 0.92364 | 5 | 0.37063 | 8 | 0.7672
18:00 - 19:00 | on |  | 58.5 |  | 155.0491 | 213.5491 | 155.0491 |  | with Children Household | [6 empty] | 145 | 1 | 0.17851 | 1 | 0.16392 | 2 | 0.40003 | 1 | 0.3053 | 2 | 0.27047 | 1 | 0.17928 | 1 | 0.39956 | 2 | 0.44514 | 5 | 0.91451 | 2 | 0.93384 | 2 | 0.36264 | 5 | 0.38337 | 5 | 0.4024 | 11 | 0.95809 | 3 | 0.92409 | 1 | 0.35598 | 2 | 0.63408 | 1 | 0.14325 | 1 | 0.082927 | 1 | 0.13924 | 3 | 0.11164 | 3 | 0.22384
19:00 - 20:00 | on |  | 58.5 |  | 139.3447 | 197.8447 | 139.3447 | [8 empty] | 146 | 3 | 0.75415 | 1 | 0.39908 | 2 | 0.21594 | 2 | 0.79103 | 3 | 0.77446 | 2 | 0.52731 | 2 | 0.84752 | 1 | 0.064703 | 2 | 0.37086 | 1 | 0.034768 | 2 | 0.5339 | 4 | 0.31004 | 3 | 0.26283 | 3 | 0.25643 | 2 | 0.5537 | 2 | 0.98394 | 2 | 0.9441 | 2 | 0.74719 | 1 | 0.19493 | 1 | 0.33018 | 8 | 0.61157 | 9 | 0.81922
20:00 - 21:00 | on | on | 58.5 | 58.5 | 116.1434 | 174.6434 | 174.6434 | [8 empty] | 147 | 2 | 0.69232 | 1 | 0.42247 | 2 | 0.51043 | 1 | 0.27505 | 2 | 0.30977 | 3 | 0.9276 | 2 | 0.96557 | 2 | 0.24589 | 2 | 0.22316 | 1 | 0.063118 | 1 | 0.10858 | 4 | 0.32059 | 9 | 0.82266 | 4 | 0.34079 | 1 | 0.18532 | 1 | 0.48757 | 2 | 0.71136 | 2 | 0.51848 | 1 | 0.289 | 1 | 0.047714 | 2 | 0.099282 | 4 | 0.37386
21:00 - 22:00 | on | on | 58.5 | 58.5 | 90.9107 | 149.4107 | 149.4107 | [8 empty] | 148 | 3 | 0.96865 | 2 | 0.98355 | 2 | 0.54563 | 1 | 0.20687 | 2 | 0.29479 | 2 | 0.53292 | 1 | 0.036505 | 4 | 0.91974 | 5 | 0.9462 | 2 | 0.86525 | 2 | 0.62272 | 4 | 0.30679 | 5 | 0.48784 | 9 | 0.88251 | 2 | 0.43008 | 1 | 0.40732 | 2 | 0.92172 | 2 | 0.57668 | 1 | 0.2769 | 2 | 0.52517 | 10 | 0.89665 | 8 | 0.72633
22:00 - 23:00 | on | on | 58.5 | 58.5 | 83.8779 | 142.3779 | 142.3779 | [8 empty] | 149 | 1 | 0.15266 | 1 | 0.3383 | 2 | 0.38194 | 1 | 0.043528 | 1 | 0.19149 | 1 | 0.15987 | 2 | 0.8683 | 3 | 0.78446 | 4 | 0.73826 | 2 | 0.98761 | 3 | 0.80328 | 11 | 0.95764 | 9 | 0.8481 | 2 | 0.10044 | 2 | 0.36941 | 2 | 0.71374 | 1 | 0.28301 | 1 | 0.42211 | 1 | 0.1533 | 2 | 0.56595 | 11 | 0.97662 | 5 | 0.45406
23:00 - 24:00 | on | on | 58.5 | 58.5 | 83.4639 | 141.9639 | 141.9639 | [8 empty] | 150 | 2 | 0.62154 | 2 | 0.61503 | 3 | 0.6742 | 2 | 0.86046 | 3 | 0.70438 | 3 | 0.73586 | 1 | 0.11178 | 1 | 0.13677 | 5 | 0.80415 | 1 | 0.4684 | 3 | 0.81008 | 2 | 0.13832 | 1 | 0.07799 | 5 | 0.48952 | 1 | 0.034974 | 2 | 0.98431 | 1 | 0.21069 | 2 | 0.9739 | 2 | 0.31883 | 1 | 0.479 | 4 | 0.26999 | 4 | 0.3796
* Note: Assumption for lighting operating hours taken from | [15 empty] | 151 | 1 | 0.223 | 2 | 0.89986 | 2 | 0.38669 | 1 | 0.10674 | 2 | 0.41178 | 3 | 0.98612 | 1 | 0.39377 | 2 | 0.49331 | 5 | 0.81031 | 2 | 0.83371 | 2 | 0.55808 | 9 | 0.82955 | 6 | 0.59102 | 11 | 0.96429 | 3 | 0.8146 | 2 | 0.98974 | 2 | 0.96312 | 1 | 0.33218 | 3 | 0.9976 | 1 | 0.46413 | 9 | 0.75559 | 9 | 0.81338
[16 empty] | 152 | 3 | 0.89822 | 2 | 0.7084 | 1 | 0.033288 | 1 | 0.12358 | 1 | 0.12609 | 1 | 0.00543 | 1 | 0.062558 | 1 | 0.19351 | 1 | 0.13265 | 2 | 0.8194 | 2 | 0.48216 | 7 | 0.69836 | 7 | 0.67825 | 2 | 0.13151 | 3 | 0.69262 | 2 | 0.58312 | 2 | 0.53558 | 1 | 0.053285 | 1 | 0.21209 | 2 | 0.73448 | 10 | 0.81309 | 4 | 0.32397
[16 empty] | 153 | 2 | 0.51376 | 2 | 0.64909 | 1 | 0.19343 | 1 | 0.2765 | 1 | 0.052514 | 1 | 0.16981 | 1 | 0.46455 | 4 | 0.90696 | 4 | 0.60864 | 2 | 0.80838 | 1 | 0.24776 | 8 | 0.79207 | 9 | 0.89814 | 3 | 0.20318 | 2 | 0.58458 | 2 | 0.68451 | 1 | 0.15588 | 1 | 0.42558 | 1 | 0.19294 | 2 | 0.82755 | 10 | 0.83255 | 4 | 0.33747
[16 empty] | 154 | 2 | 0.59815 | 2 | 0.6951 | 2 | 0.40274 | 2 | 0.86451 | 2 | 0.50005 | 1 | 0.14378 | 1 | 0.3496 | 2 | 0.21204 | 1 | 0.18727 | 2 | 0.71099 | 3 | 0.65852 | 7 | 0.69314 | 5 | 0.40642 | 4 | 0.37353 | 3 | 0.93494 | 2 | 0.68512 | 2 | 0.76197 | 1 | 0.31846 | 3 | 0.73744 | 2 | 0.62498 | 7 | 0.59388 | 9 | 0.88087
[16 empty] | 155 | 1 | 0.24159 | 2 | 0.93785 | 3 | 0.71605 | 2 | 0.55805 | 4 | 0.93751 | 2 | 0.44403 | 1 | 0.1131 | 4 | 0.86282 | 1 | 0.081057 | 1 | 0.387 | 2 | 0.34681 | 7 | 0.66001 | 8 | 0.76963 | 10 | 0.93757 | 1 | 0.093025 | 2 | 0.56021 | 2 | 0.60581 | 1 | 0.13035 | 1 | 0.0056144 | 2 | 0.51876 | 2 | 0.088111 | 11 | 0.96846
[16 empty] | 156 | 2 | 0.39996 | 1 | 0.23478 | 4 | 0.84642 | 2 | 0.66574 | 2 | 0.53909 | 1 | 0.2353 | 1 | 0.21511 | 2 | 0.30245 | 2 | 0.23804 | 2 | 0.9455 | 3 | 0.97804 | 1 | 0.029645 | 4 | 0.38702 | 9 | 0.85262 | 2 | 0.39272 | 1 | 0.0033569 | 1 | 0.38954 | 2 | 0.81961 | 3 | 0.76133 | 2 | 0.988 | 4 | 0.20769 | 1 | 0.027362
Per Household
| Operation |  | Consumption (kWh)
Time | Lighting |  | Lighting |  | Other | Total
| Winter | Summer | Winter | Summer | Appliances | Winter | Summer
00:00 - 01:00 |  |  |  |  | 0.11333 | 0.11333 | 0.11333
01:00 - 02:00 |  |  |  |  | 0.11333 | 0.11333 | 0.11333
02:00 - 03:00 |  |  |  |  | 0.11333 | 0.11333 | 0.11333
03:00 - 04:00 |  |  |  |  | 0.11333 | 0.11333 | 0.11333
04:00 - 05:00 |  |  |  |  | 0.11333 | 0.11333 | 0.11333
05:00 - 06:00 |  |  |  |  | 0.11333 | 0.11333 | 0.11333
06:00 - 07:00 |  |  |  |  | 0.29479 | 0.29479 | 0.29479
07:00 - 08:00 | on |  | 0.375 |  | 0.37214 | 0.74714 | 0.37214
08:00 - 09:00 | on |  | 0.375 |  | 0.32923 | 0.70423 | 0.32923
09:00 - 10:00 |  |  |  |  | 0.11333 | 0.11333 | 0.11333
10:00 - 11:00 |  |  |  |  | 0.11333 | 0.11333 | 0.11333
11:00 - 12:00 |  |  |  |  | 0.11333 | 0.11333 | 0.11333
12:00 - 13:00 |  |  |  |  | 0.11333 | 0.11333 | 0.11333
13:00 - 14:00 |  |  |  |  | 0.98258 | 0.98258 | 0.98258
14:00 - 15:00 |  |  |  |  | 0.99813 | 0.99813 | 0.99813
15:00 - 16:00 |  |  |  |  | 0.41613 | 0.41613 | 0.41613
16:00 - 17:00 | on |  | 0.375 |  | 0.5771 | 0.9521 | 0.5771
17:00 - 18:00 | on |  | 0.375 |  | 0.71 | 1.085 | 0.71
18:00 - 19:00 | on |  | 0.375 |  | 0.9939 | 1.3689 | 0.9939
19:00 - 20:00 | on |  | 0.375 |  | 0.89323 | 1.2682 | 0.89323
20:00 - 21:00 | on | on | 0.375 | 0.375 | 0.74451 | 1.1195 | 1.1195
21:00 - 22:00 | on | on | 0.375 | 0.375 | 0.58276 | 0.95776 | 0.95776
22:00 - 23:00 | on | on | 0.375 | 0.375 | 0.53768 | 0.91268 | 0.91268
23:00 - 24:00 | on | on | 0.375 | 0.375 | 0.53502 | 0.91002 | 0.91002

## Two Pensioner
Two Pensioner Household |  |  |  | Assumptions | Occurrence Probability |  | Randomised Occurrence |  | Hourly Consumption |  | Electricity Profile
Number of single adult households in Riverside |  |  | 53
Number People in this type of household |  |  | 2
Assumptions
1. Most loads are distributed through out the day in a random way and only what is related to cooking has a
2. The average daily consumption of every appliance will be distributed through out the day into two main
periods, 6:00 till 9:00 and 18:00 till 01:00.
3. No unoccopied period
Random Consumption Generator
Category | Appliance |  | Average consumption |  | Time most likely to operate |  |  |  | No of times | energy per time | [5 empty] | CUT OFF | Hob 1 |  | Hob 2 |  | Hob 3 |  | Oven 1 |  | Oven 2 |  | Microwave 1 |  | Microwave 2 |  | Microwave 3 |  | Video recorder 1 |  | Video Recorder 2 |  | Video recorder 3 |  | Dishwasher |  | Washing Mashine |  | Tumble Drier |  | Electric kettle 1 |  | Electric kettle 2 |  | Electric kettle 3 |  | Electric Kettle 4 |  | Computer 1 |  | Computer 2 |  | Iron |  | Misc
|  |  | per capita (kWh/day) | [5 empty] | per day | of usage (kWh) | [6 empty] | Cut off | Random Tag | Cut off | Random Tag | Cut off | Random Tag | Cut off | Random Tag | Cut off | Random Tag | Cut off | Random Tag | Cut off | Random Tag | Cut off | Random Tag | Cut off | Random Tag | Cut off | Random Tag | Cut off | Random Tag | Cut off | Random Tag | Cut off | Random Tag | Cut off | Random Tag | Cut off | Random Tag | Cut off | Random Tag | Cut off | Random Tag | Cut off | Random Tag | Cut off | Random Tag | Cut off | Random Tag | Cut off | Random Tag | Cut off | Random Tag
Cooking | Electric hob |  | 0.39 |  | 06:00- 9:00, 10:00 - 14:00 and 17:00 - 20:00 |  |  |  | 3 | 0.26 | [6 empty] | 0 | 1 | 0 | 1 | 0 | 1 | 0 | 1 | 0 | 1 | 0 | 1 | 0 | 1 | 0 | 1 | 0 | 1 | 0 | 1 | 0 | 1 | 0 | 1 | 0 | 1 | 0 | 1 | 0 | 1 | 0 | 1 | 0 | 1 | 0 | 1 | 0 | 1 | 0 | 1 | 0 | 1 | 0 | 1
Appliances | Electric oven |  | 0.22 |  | 10:00 - 14:00 and 17:00 - 20:00 |  |  |  | 3 | 0.14667 | [6 empty] | 0.3 | 2 | 0.2 | 2 | 0.4 | 2 | 0.2 | 2 | 0.4 | 2 | 0.3 | 2 | 0.2 | 2 | 0.4 | 2 | 0.5 | 2 | 0.3 | 2 | 0.3 | 2 | 0.2 | 2 | 0.1 | 2 | 0.11 | 2 | 0.3 | 2 | 0.3 | 2 | 0.25 | 2 | 0.5 | 2 | 0.5 | 2 | 0.25 | 2 | 0.16 | 2 | 0.16 | 2
| Microwave Oven |  | 0.07 |  | 10:00 - 14:00 and 17:00 - 20:00 |  |  |  | 2 | 0.07 | [6 empty] | 0.7 | 3 | 0.8 | 3 | 0.8 | 3 | 0.8 | 3 | 0.8 | 3 | 0.7 | 3 | 0.8 | 3 | 0.8 | 3 |  |  | 0.65 | 3 | 0.65 | 3 | 0.4 | 3 | 0.2 | 3 | 0.22 | 3 | 0.65 | 3 | 0.65 | 3 | 0.5 | 3 |  |  |  |  | 0.5 | 3 | 0.26 | 3 | 0.26 | 3
Cold Appliances | Refrigerator |  | 0.33 |  | All day |  |  |  | 24 | 0.0275 | [8 empty] | 0.95 | 4 | 0.95 | 4 | 0.95 | 4 | 0.95 | 4 |  |  | 0.95 | 4 | 0.95 | 4 | [6 empty] | 0.7 | 4 | 0.3 | 4 | 0.33 | 4 |  |  |  |  | 0.75 | 4 |  |  |  |  | 0.75 | 4 | 0.31 | 4 | 0.31 | 4
| Freezer |  | 0.55 |  | All Day |  |  |  | 24 | 0.045833 | [30 empty] | 0.4 | 5 | 0.44 | 5 | [12 empty] | 0.34 | 5 | 0.34 | 5
Brown Goods | Television |  | 0.27 |  | 9:00-10:00 and 10:00-11:00 and 14:00-15:00 and |  |  |  | 7 | 0.077143 | [30 empty] | 0.5 | 6 | 0.56 | 6 | [12 empty] | 0.36 | 6 | 0.36 | 6
[5 empty] | 16:00-17:00 and 18:00-19:00 and 20:00-21:00 and 21:00-22:00 | [35 empty] | 0.6 | 7 | 0.67 | 7 | [12 empty] | 0.52 | 7 | 0.52 | 7
| Video recorder |  | 0.09 |  | 9:00 - 11:00 and 16:00 - 19:00 and 20:00 - 22:00 |  |  |  | 3 | 0.06 | [30 empty] | 0.7 | 8 | 0.78 | 8 | [12 empty] | 0.68 | 8 | 0.68 | 8
Wet Appliances | Dishwasher |  | 0.48 |  | 18:00 - 21:00 |  |  |  | 1 | 0.96 | [30 empty] | 0.8 | 9 | 0.89 | 9 | [12 empty] | 0.84 | 9 | 0.84 | 9
| Washing Mashine |  | 0.2 |  | 12:00 - 21:00 |  |  |  | 1 | 0.4 | [30 empty] | 0.9 | 10 | [14 empty] | 0.91 | 10 | 0.91 | 10
| Tumble Driers |  | 0.28 |  | 13:00 - 21:00 |  |  |  | 1 | 0.56 | [46 empty] | 0.96 | 11 | 0.96 | 11
Miscellaneous | Electric Kettle |  | 0.28 |  | 06:00 - 09:00 and 11:00 - 14:00 and 14:00 - 18:00 and |  |  |  | 4 | 0.14 | [46 empty] | 0.99 | 12 | 0.99 | 12
20:00 - 22:00
| Computers/Laptops |  | 0.3 |  | 14:00 - 16:00 and 17:00 - 22:00 |  |  |  | 2 | 0.3
| Iron |  | 0.09 |  | 09:00 - 21:00 |  |  |  | 1 | 0.18
| Others (Vacum Cleaner etc.) |  | 0.37 |  | 09:00 - 21:00 |  |  |  | 1 | 0.74
[16 empty] | PROBABILITY | Generated | Target | Generated | Target | Generated | Target | Generated | Target | Generated | Target | Generated | Target | Generated | Target | Generated | Target | Generated | Target | Generated | Target | Generated | Target | Generated | Target | Generated | Target | Generated | Target | Generated | Target | Generated | Target | Generated | Target | Generated | Target | Generated | Target | Generated | Target | Generated | Target | Generated | Target
[16 empty] | 1 | 0.26415 | 0.3 | 0.16981 | 0.2 | 0.37736 | 0.4 | 0.18868 | 0.2 | 0.37736 | 0.4 | 0.19702 | 0.3 | 0.14073 | 0.2 | 0.33776 | 0.4 | 0.41364 | 0.5 | 0.21395 | 0.3 | 0.28527 | 0.3 | 0.26415 | 0.2 | 0.16981 | 0.1 | 0.046594 | 0.11 | 0.35849 | 0.3 | 0.37736 | 0.3 | 0.16981 | 0.25 | 0.49057 | 0.5 | 0.45643 | 0.5 | 0.13693 | 0.25 | 0.16981 | 0.16 | 0.22642 | 0.16
Usage Pattern and Probability of Occurrence | [15 empty] | 2 | 0.43396 | 0.4 | 0.58491 | 0.6 | 0.43396 | 0.4 | 0.60377 | 0.6 | 0.30189 | 0.4 | 0.30961 | 0.4 | 0.49256 | 0.6 | 0.22517 | 0.4 | 0.34232 | 0.5 | 0.24248 | 0.35 | 0.19969 | 0.35 | 0.075472 | 0.2 | 0.15094 | 0.1 | 0.046594 | 0.11 | 0.24528 | 0.35 | 0.22642 | 0.35 | 0.39623 | 0.25 | 0.50943 | 0.5 | 0.34993 | 0.5 | 0.3195 | 0.25 | 0.075472 | 0.1 | 0.075472 | 0.1
[16 empty] | 3 | 0.30189 | 0.3 | 0.16981 | 0.15 | 0.18868 | 0.15 | 0.15094 | 0.15 | 0.18868 | 0.15 | 0.23924 | 0.3 | 0.084439 | 0.15 | 0.14073 | 0.15 |  |  | 0.29953 | 0.35 | 0.271 | 0.35 | 0.37736 | 0.3 | 0.11321 | 0.1 | 0.055912 | 0.11 | 0.39623 | 0.35 | 0.39623 | 0.35 | 0.20755 | 0.25 |  |  |  |  | 0.16736 | 0.25 | 0.075472 | 0.05 | 0.075472 | 0.05
TIME | Hob | Oven | Microwave | Refrigerator | Freezer | Television | Video | Dishwasher | Washing | Tumble Drier | Kettle | Computers | Iron | Miscellaneous |  | 4 |  |  | 0.075472 | 0.05 | 0 | 0.05 | 0.056604 | 0.05 | 0.13208 | 0.05 |  |  | 0.028146 | 0.05 | 0.04222 | 0.05 | [6 empty] | 0.28302 | 0.3 | 0.11321 | 0.1 | 0.046594 | 0.11 |  |  |  |  | 0.22642 | 0.25 |  |  |  |  | 0.18257 | 0.25 | 0 | 0.03 | 0.018868 | 0.03
|  |  | Oven |  |  |  | Recorder |  | Mashine | [6 empty] | 5 | [24 empty] | 0.037736 | 0.1 | 0.037275 | 0.12 | [12 empty] | 0.056604 | 0.02 | 0.037736 | 0.02
00:00 - 01:00 |  |  |  | 1 | 1 | [10 empty] | 6 | [24 empty] | 0.09434 | 0.1 | 0.065231 | 0.11 | [12 empty] | 0.11321 | 0.16 | 0.22642 | 0.16
01:00 - 02:00 |  |  |  | 1 | 1 | [10 empty] | 7 | [24 empty] | 0.018868 | 0.1 | 0.083869 | 0.11 | [12 empty] | 0.16981 | 0.16 | 0.11321 | 0.16
02:00 - 03:00 |  |  |  | 1 | 1 | [10 empty] | 8 | [24 empty] | 0.09434 | 0.1 | 0.0093187 | 0.11 | [12 empty] | 0.16981 | 0.16 | 0.09434 | 0.16
03:00 - 04:00 |  |  |  | 1 | 1 | [10 empty] | 9 | [24 empty] | 0.13208 | 0.1 | 0.10251 | 0.11 | [12 empty] | 0.09434 | 0.07 | 0.075472 | 0.07
04:00 - 05:00 |  |  |  | 1 | 1 | [10 empty] | 10 | [24 empty] | 0.075472 | 0.1 | [14 empty] | 0.018868 | 0.05 | 0.037736 | 0.05
05:00 - 06:00 |  |  |  | 1 | 1 | [10 empty] | 11 | [40 empty] | 0.037736 | 0.03 | 0.018868 | 0.03
06:00 - 07:00 | 0.3 |  | 0.3 | 1 | 1 | [5 empty] | 0.3 |  |  |  |  | 12 | [40 empty] | 0.018868 | 0.01 | 0 | 0.01
07:00 - 08:00 | 0.4 |  | 0.4 | 1 | 1 | [5 empty] | 0.35 |  |  |  |  | 13
08:00 - 09:00 | 0.3 |  | 0.3 | 1 | 1 | [5 empty] | 0.35 |  |  |  |  | 14
09:00 - 10:00 |  |  |  | 1 | 1 | 1 | 0.5 | [5 empty] | 0.16 | 0.16 |  | 15
10:00 - 11:00 | 0.2 | 0.2 | 0.2 | 1 | 1 | 1 | 0.5 | [5 empty] | 0.1 | 0.1 |  | Household | Tag | Random | Tag | Random |  |  | Tag | Random | Tag | Random | Tag | Random | Tag | Random | Tag | Random | Tag | Random | Tag | Random | Tag | Random | Tag | Random | Tag | Random | Tag | Random | Tag | Random | Tag | Random | Tag | Random | Tag | Random | Tag | Random | Tag | Random | Tag | Random | Tag | Random
11:00 - 12:00 | 0.6 | 0.6 | 0.6 | 1 | 1 | [5 empty] | 0.3 |  | 0.05 | 0.05 |  | 1 | 3 | 0.85534 | 1 | 0.15817 | 1 | 0.32194 | 2 | 0.25856 | 1 | 0.24644 | 2 | 0.31186 | 4 | 0.99484 | 3 | 0.94176 | 2 | 0.50291 | 2 | 0.3125 | 2 | 0.63745 | 4 | 0.79699 | 9 | 0.80247 | 9 | 0.8959 | 2 | 0.54922 | 3 | 0.87804 | 2 | 0.43453 | 2 | 0.83941 | 2 | 0.88903 | 3 | 0.71729 | 8 | 0.80446 | 1 | 0.088678
12:00 - 13:00 | 0.15 | 0.15 | 0.15 | 1 | 1 |  |  |  | 0.1 |  | 0.35 |  | 0.03 | 0.03 |  | 2 | 2 | 0.326 | 2 | 0.62741 | 2 | 0.63023 | 2 | 0.50812 | 1 | 0.041749 | 2 | 0.67919 | 2 | 0.20916 | 2 | 0.50176 | 2 | 0.84187 | 3 | 0.92389 | 2 | 0.43539 | 3 | 0.4114 | 4 | 0.34256 | 1 | 0.079967 | 2 | 0.56012 | 3 | 0.79112 | 3 | 0.51754 | 2 | 0.91648 | 1 | 0.33538 | 1 | 0.15699 | 2 | 0.16026 | 8 | 0.82277
13:00 - 14:00 | 0.05 | 0.05 | 0.05 | 1 | 1 |  |  |  | 0.1 | 0.11 | 0.35 |  | 0.02 | 0.02 |  | 3 | 2 | 0.4868 | 1 | 0.064246 | 1 | 0.17831 | 2 | 0.62983 | 1 | 0.18711 | 3 | 0.92021 | 3 | 0.93929 | 1 | 0.10126 | 1 | 0.45647 | 1 | 0.065749 | 3 | 0.897 | 2 | 0.29431 | 1 | 0.069802 | 6 | 0.60825 | 2 | 0.627 | 1 | 0.29514 | 4 | 0.83408 | 2 | 0.58132 | 2 | 0.85466 | 2 | 0.47691 | 8 | 0.71817 | 2 | 0.22607
14:00 - 15:00 |  |  |  | 1 | 1 | 1 |  |  | 0.1 | 0.11 | 0.25 | 0.5 | 0.16 | 0.16 |  | 4 | 1 | 0.21056 | 2 | 0.33665 | 3 | 0.83503 | 3 | 0.88447 | 4 | 0.97347 | 1 | 0.24109 | 2 | 0.54441 | 1 | 0.13518 | 1 | 0.43737 | 1 | 0.23344 | 1 | 0.19357 | 1 | 0.090895 | 4 | 0.35911 | 7 | 0.67225 | 3 | 0.80231 | 1 | 0.23172 | 2 | 0.49273 | 2 | 0.98007 | 1 | 0.25779 | 2 | 0.35247 | 6 | 0.49531 | 6 | 0.36742
15:00 - 16:00 |  |  |  | 1 | 1 |  |  |  | 0.1 | 0.11 | 0.25 | 0.5 | 0.16 | 0.16 |  | 5 | 1 | 0.29717 | 2 | 0.41158 | 2 | 0.55075 | 2 | 0.71205 | 1 | 0.39196 | 3 | 0.81009 | 2 | 0.70573 | 3 | 0.82743 | 2 | 0.59827 | 1 | 0.1297 | 3 | 0.78506 | 4 | 0.8656 | 1 | 0.073337 | 4 | 0.35161 | 1 | 0.21182 | 3 | 0.96123 | 2 | 0.41273 | 2 | 0.54539 | 1 | 0.18636 | 3 | 0.50445 | 3 | 0.26941 | 6 | 0.37411
16:00 - 17:00 |  |  |  | 1 | 1 | 1 | 0.3 |  | 0.1 | 0.11 | 0.25 |  | 0.16 | 0.16 |  | 6 | 3 | 0.83478 | 3 | 0.8644 | 2 | 0.62856 | 4 | 0.95634 | 4 | 0.96894 | 3 | 0.8597 | 2 | 0.26202 | 2 | 0.68211 | 2 | 0.71231 | 1 | 0.0048271 | 1 | 0.14066 | 1 | 0.010355 | 9 | 0.87095 | 9 | 0.92698 | 3 | 0.75944 | 2 | 0.60753 | 2 | 0.45862 | 1 | 0.12528 | 2 | 0.99009 | 2 | 0.49503 | 2 | 0.23891 | 3 | 0.28781
17:00 - 18:00 | 0.4 | 0.4 | 0.4 | 1 | 1 |  | 0.35 |  | 0.1 | 0.12 | 0.25 |  | 0.07 | 0.07 |  | 7 | 1 | 0.13039 | 1 | 0.15601 | 2 | 0.5901 | 2 | 0.2895 | 2 | 0.62192 | 2 | 0.56881 | 2 | 0.75758 | 1 | 0.052116 | 2 | 0.57285 | 1 | 0.29333 | 3 | 0.85445 | 4 | 0.98361 | 6 | 0.50194 | 6 | 0.6109 | 1 | 0.17451 | 3 | 0.80898 | 2 | 0.42681 | 1 | 0.43237 | 1 | 0.12908 | 2 | 0.27947 | 7 | 0.60432 | 6 | 0.46852
18:00 - 19:00 | 0.4 | 0.4 | 0.4 | 1 | 1 | 1 | 0.35 | 0.2 | 0.1 | 0.11 |  | 0.25 | 0.05 | 0.05 |  | 8 | 2 | 0.3449 | 3 | 0.84013 | 2 | 0.56043 | 1 | 0.063705 | 1 | 0.15616 | 2 | 0.48994 | 1 | 0.096333 | 1 | 0.20576 | 1 | 0.12549 | 1 | 0.12866 | 1 | 0.23899 | 4 | 0.98912 | 10 | 0.91892 | 9 | 0.91959 | 2 | 0.57682 | 3 | 0.90085 | 3 | 0.56072 | 1 | 0.086614 | 2 | 0.81502 | 1 | 0.13582 | 8 | 0.68638 | 6 | 0.44379
19:00 - 20:00 | 0.15 | 0.15 | 0.15 | 1 | 1 |  | 0.3 | 0.2 | 0.1 | 0.11 |  | 0.25 | 0.03 | 0.03 |  | 9 | 3 | 0.95707 | 4 | 0.98348 | 2 | 0.52354 | 3 | 0.88081 | 2 | 0.41482 | 3 | 0.91095 | 1 | 0.059198 | 3 | 0.89446 | 2 | 0.56028 | 2 | 0.33335 | 2 | 0.46806 | 1 | 0.13679 | 3 | 0.28137 | 5 | 0.53088 | 3 | 0.77145 | 1 | 0.083308 | 2 | 0.29887 | 1 | 0.41655 | 1 | 0.3059 | 2 | 0.29703 | 8 | 0.78111 | 1 | 0.036474
20:00 - 21:00 | 0.05 | 0.05 | 0.05 | 1 | 1 | 1 | 0.35 | 0.3 | 0.1 | 0.11 | 0.5 | 0.25 | 0.01 | 0.01 |  | 10 | 3 | 0.79565 | 3 | 0.91069 | 3 | 0.836 | 2 | 0.28265 | 2 | 0.54726 | 2 | 0.68048 | 2 | 0.70847 | 1 | 0.019464 | 1 | 0.3108 | 1 | 0.25694 | 1 | 0.070855 | 4 | 0.91847 | 3 | 0.23087 | 7 | 0.77345 | 1 | 0.12767 | 1 | 0.17614 | 3 | 0.67216 | 1 | 0.05479 | 1 | 0.46715 | 2 | 0.25484 | 6 | 0.42287 | 5 | 0.34082
21:00 - 22:00 |  |  |  | 1 | 1 | 1 | 0.35 | 0.3 | 0.1 | 0.11 | 0.5 | 0.25 |  |  |  | 11 | 1 | 0.26464 | 2 | 0.38632 | 2 | 0.66957 | 2 | 0.26117 | 2 | 0.58366 | 2 | 0.55008 | 2 | 0.76091 | 1 | 0.34381 | 1 | 0.42032 | 2 | 0.63568 | 2 | 0.52916 | 3 | 0.43024 | 8 | 0.7217 | 9 | 0.95024 | 1 | 0.074955 | 3 | 0.89969 | 1 | 0.085285 | 2 | 0.79657 | 2 | 0.85148 | 3 | 0.60022 | 2 | 0.1634 | 1 | 0.13847
22:00 - 23:00 |  |  |  | 1 | 1 | [10 empty] | 12 | 2 | 0.62395 | 4 | 0.97848 | 1 | 0.020645 | 2 | 0.43934 | 2 | 0.5826 | 3 | 0.83598 | 2 | 0.42026 | 1 | 0.13324 | 2 | 0.74406 | 3 | 0.70673 | 3 | 0.84623 | 3 | 0.62396 | 2 | 0.10517 | 3 | 0.31274 | 3 | 0.74552 | 1 | 0.05008 | 2 | 0.31466 | 1 | 0.26746 | 2 | 0.59915 | 3 | 0.60619 | 11 | 0.98382 | 1 | 0.12178
23:00 - 24:00 |  |  |  | 1 | 1 | [10 empty] | 13 | 3 | 0.88121 | 2 | 0.75742 | 1 | 0.061126 | 1 | 0.1116 | 1 | 0.3027 | 2 | 0.68463 | 2 | 0.64021 | 2 | 0.52351 | 1 | 0.25806 | 3 | 0.78093 | 3 | 0.89871 | 4 | 0.71444 | 2 | 0.10569 | 7 | 0.72769 | 3 | 0.90731 | 2 | 0.54 | 2 | 0.498 | 2 | 0.87477 | 2 | 0.81536 | 3 | 0.6872 | 6 | 0.4753 | 6 | 0.46522
[16 empty] | 14 | 2 | 0.46596 | 2 | 0.76586 | 1 | 0.1113 | 2 | 0.34983 | 2 | 0.65157 | 1 | 0.13064 | 2 | 0.44591 | 1 | 0.0567 | 1 | 0.30958 | 2 | 0.35835 | 3 | 0.76619 | 3 | 0.58405 | 10 | 0.96645 | 9 | 0.93091 | 1 | 0.0262 | 2 | 0.51557 | 4 | 0.84043 | 2 | 0.91145 | 2 | 0.55673 | 3 | 0.56877 | 3 | 0.28654 | 8 | 0.80959
[16 empty] | 15 | 3 | 0.9148 | 3 | 0.90844 | 3 | 0.81866 | 4 | 0.98482 | 2 | 0.62623 | 3 | 0.90235 | 2 | 0.62953 | 1 | 0.13823 | 1 | 0.032672 | 3 | 0.80205 | 1 | 0.098689 | 3 | 0.40169 | 2 | 0.17122 | 5 | 0.46625 | 1 | 0.25394 | 3 | 0.9423 | 3 | 0.73223 | 1 | 0.24654 | 2 | 0.90321 | 4 | 0.93799 | 5 | 0.35529 | 6 | 0.41847
Usage Pattern and Randomised Number of Occurrence | [15 empty] | 16 | 2 | 0.53812 | 2 | 0.55546 | 1 | 0.054715 | 2 | 0.59404 | 1 | 0.1187 | 2 | 0.59258 | 2 | 0.47387 | 2 | 0.49336 | 1 | 0.16662 | 2 | 0.48591 | 1 | 0.22144 | 1 | 0.095187 | 6 | 0.51498 | 4 | 0.40246 | 1 | 0.082481 | 3 | 0.72321 | 2 | 0.41771 | 1 | 0.021562 | 1 | 0.41941 | 2 | 0.41343 | 8 | 0.70141 | 1 | 0.043154
[16 empty] | 17 | 1 | 0.17279 | 2 | 0.49754 | 2 | 0.65958 | 1 | 0.037334 | 1 | 0.21001 | 2 | 0.30918 | 2 | 0.44117 | 1 | 0.29987 | 1 | 0.28073 | 3 | 0.95524 | 1 | 0.08798 | 3 | 0.49385 | 1 | 0.01787 | 3 | 0.28006 | 2 | 0.41463 | 3 | 0.88566 | 3 | 0.64882 | 1 | 0.13798 | 1 | 0.41166 | 2 | 0.36333 | 1 | 0.013392 | 2 | 0.23668
TIME | Hob | Oven | Microwave | Refrigerator | Freezer | Television | Video | Dishwasher | Washing | Tumble Drier | Kettle | Computers | Iron | Miscellaneous |  | 18 | 2 | 0.65421 | 2 | 0.786 | 1 | 0.075235 | 2 | 0.36741 | 3 | 0.92633 | 2 | 0.37718 | 1 | 0.073708 | 3 | 0.90256 | 1 | 0.41175 | 3 | 0.84115 | 1 | 0.29145 | 3 | 0.45849 | 1 | 0.00070378 | 6 | 0.64246 | 1 | 0.22537 | 2 | 0.56136 | 4 | 0.87441 | 1 | 0.47258 | 2 | 0.53818 | 2 | 0.41188 | 6 | 0.43591 | 3 | 0.26754
|  |  | Oven |  |  |  | Recorder |  | Mashine | [6 empty] | 19 | 1 | 0.065991 | 1 | 0.1783 | 2 | 0.6055 | 2 | 0.55894 | 1 | 0.13527 | 3 | 0.77018 | 2 | 0.78925 | 4 | 0.98438 | 2 | 0.56107 | 3 | 0.89725 | 3 | 0.71162 | 4 | 0.84812 | 9 | 0.85306 | 1 | 0.052223 | 1 | 0.0052087 | 1 | 0.1857 | 2 | 0.3551 | 2 | 0.88996 | 1 | 0.42247 | 2 | 0.3917 | 3 | 0.26098 | 1 | 0.010327
00:00 - 01:00 |  |  |  | 53 | 53 | [10 empty] | 20 | 2 | 0.30651 | 2 | 0.50602 | 1 | 0.23898 | 2 | 0.43902 | 3 | 0.91655 | 2 | 0.5738 | 3 | 0.92096 | 2 | 0.69354 | 2 | 0.60139 | 2 | 0.59137 | 1 | 0.28584 | 1 | 0.033873 | 9 | 0.86694 | 7 | 0.68007 | 3 | 0.81827 | 2 | 0.42415 | 4 | 0.98819 | 1 | 0.10039 | 2 | 0.52174 | 2 | 0.32041 | 1 | 0.080424 | 7 | 0.61691
01:00 - 02:00 |  |  |  | 53 | 53 | [10 empty] | 21 | 3 | 0.94539 | 1 | 0.10668 | 2 | 0.72406 | 2 | 0.25672 | 2 | 0.57177 | 2 | 0.55823 | 2 | 0.77383 | 1 | 0.36875 | 1 | 0.43404 | 2 | 0.53464 | 3 | 0.89549 | 1 | 0.11056 | 10 | 0.95268 | 9 | 0.98892 | 2 | 0.38987 | 2 | 0.61679 | 3 | 0.64725 | 2 | 0.94644 | 1 | 0.014767 | 1 | 0.13819 | 8 | 0.72721 | 9 | 0.88442
02:00 - 03:00 |  |  |  | 53 | 53 | [10 empty] | 22 | 3 | 0.72425 | 2 | 0.42404 | 3 | 0.90455 | 1 | 0.071336 | 4 | 0.95165 | 2 | 0.34316 | 4 | 0.96579 | 2 | 0.65306 | 1 | 0.47076 | 3 | 0.65518 | 2 | 0.50007 | 4 | 0.88655 | 3 | 0.28048 | 4 | 0.39869 | 3 | 0.66474 | 3 | 0.9761 | 2 | 0.26757 | 1 | 0.37166 | 2 | 0.56304 | 4 | 0.89692 | 7 | 0.59552 | 8 | 0.80452
03:00 - 04:00 |  |  |  | 53 | 53 | [10 empty] | 23 | 3 | 0.84189 | 2 | 0.47625 | 3 | 0.82781 | 1 | 2.537e-05 | 1 | 0.014638 | 2 | 0.46311 | 2 | 0.69131 | 2 | 0.47818 | 1 | 0.14177 | 3 | 0.669 | 3 | 0.83878 | 4 | 0.92296 | 3 | 0.20255 | 3 | 0.253 | 1 | 0.070898 | 3 | 0.98668 | 1 | 0.028792 | 2 | 0.5644 | 2 | 0.54512 | 2 | 0.28956 | 12 | 0.99554 | 7 | 0.56815
04:00 - 05:00 |  |  |  | 53 | 53 | [10 empty] | 24 | 3 | 0.89607 | 2 | 0.36832 | 1 | 0.34096 | 2 | 0.61144 | 3 | 0.93973 | 3 | 0.71671 | 2 | 0.33809 | 2 | 0.74 | 2 | 0.50789 | 1 | 0.1845 | 3 | 0.97649 | 2 | 0.24723 | 6 | 0.52956 | 1 | 0.041285 | 3 | 0.80872 | 3 | 0.74348 | 3 | 0.6985 | 2 | 0.9335 | 1 | 0.36293 | 2 | 0.45477 | 1 | 0.14163 | 7 | 0.57681
05:00 - 06:00 |  |  |  | 53 | 53 | [10 empty] | 25 | 3 | 0.83527 | 3 | 0.86517 | 3 | 0.86106 | 2 | 0.6343 | 1 | 0.15424 | 1 | 0.18777 | 1 | 0.0032284 | 2 | 0.79883 | 1 | 0.061463 | 3 | 0.78479 | 3 | 0.9338 | 4 | 0.73165 | 9 | 0.81594 | 3 | 0.22152 | 3 | 0.72829 | 1 | 0.0548 | 1 | 0.19816 | 1 | 0.047629 | 1 | 0.13445 | 3 | 0.50923 | 11 | 0.98279 | 11 | 0.98094
06:00 - 07:00 | 14 |  | 10.4423 | 53 | 53 | [5 empty] | 19 |  |  |  |  | 26 | 1 | 0.071201 | 2 | 0.48033 | 2 | 0.62676 | 2 | 0.55285 | 3 | 0.82644 | 1 | 0.14842 | 2 | 0.66928 | 4 | 0.99284 | 1 | 0.19735 | 3 | 0.93773 | 2 | 0.34046 | 4 | 0.71471 | 9 | 0.87388 | 9 | 0.9935 | 2 | 0.41081 | 2 | 0.52483 | 3 | 0.6496 | 2 | 0.86093 | 1 | 0.34291 | 4 | 0.90161 | 1 | 0.095333 | 7 | 0.66373
07:00 - 08:00 | 23 |  | 16.4093 | 53 | 53 | [5 empty] | 13 |  |  |  |  | 27 | 2 | 0.60618 | 2 | 0.58244 | 3 | 0.82087 | 2 | 0.2033 | 2 | 0.77864 | 1 | 0.20163 | 2 | 0.26213 | 3 | 0.92855 | 1 | 0.45063 | 1 | 0.21817 | 1 | 0.14579 | 1 | 0.086294 | 3 | 0.25449 | 6 | 0.5789 | 1 | 0.01424 | 1 | 0.017903 | 1 | 0.14054 | 2 | 0.80023 | 1 | 0.33143 | 2 | 0.48354 | 6 | 0.43157 | 6 | 0.50066
08:00 - 09:00 | 16 |  | 12.6799 | 53 | 53 | [5 empty] | 21 |  |  |  |  | 28 | 1 | 0.29293 | 4 | 0.99716 | 2 | 0.46892 | 2 | 0.67453 | 4 | 0.99605 | 3 | 0.88548 | 2 | 0.58291 | 2 | 0.7373 | 1 | 0.18899 | 2 | 0.39203 | 3 | 0.9424 | 3 | 0.51126 | 2 | 0.17433 | 2 | 0.15401 | 2 | 0.45527 | 2 | 0.52658 | 1 | 0.10285 | 2 | 0.80753 | 1 | 0.4149 | 4 | 0.89673 | 7 | 0.62542 | 1 | 0.0086192
09:00 - 10:00 |  |  |  | 53 | 53 | 53 | 21.9228 | [5 empty] | 9 | 12 |  | 29 | 1 | 0.058965 | 2 | 0.41334 | 1 | 0.079061 | 2 | 0.4236 | 1 | 0.15775 | 2 | 0.35857 | 2 | 0.60405 | 2 | 0.46321 | 2 | 0.71659 | 2 | 0.45477 | 1 | 0.13332 | 3 | 0.59381 | 4 | 0.37898 | 8 | 0.87855 | 1 | 0.27581 | 2 | 0.5807 | 4 | 0.77319 | 2 | 0.58457 | 1 | 0.49706 | 4 | 0.93349 | 1 | 0.13052 | 1 | 0.076375
10:00 - 11:00 | 9 | 10 | 7.4588 | 53 | 53 | 53 | 18.143 | [5 empty] | 4 | 4 |  | 30 | 3 | 0.71245 | 2 | 0.2516 | 1 | 0.34462 | 2 | 0.38791 | 2 | 0.6878 | 1 | 0.013999 | 2 | 0.46008 | 2 | 0.44291 | 2 | 0.55862 | 2 | 0.3406 | 3 | 0.99851 | 1 | 0.17404 | 4 | 0.39296 | 5 | 0.54688 | 1 | 0.19879 | 1 | 0.26356 | 2 | 0.40752 | 2 | 0.5867 | 2 | 0.77268 | 2 | 0.47179 | 9 | 0.84693 | 2 | 0.22553
11:00 - 12:00 | 31 | 32 | 26.1058 | 53 | 53 | [5 empty] | 20 |  | 4 | 4 |  | 31 | 1 | 0.026614 | 2 | 0.20998 | 3 | 0.83362 | 2 | 0.70987 | 1 | 0.12886 | 2 | 0.67721 | 1 | 0.18438 | 2 | 0.66242 | 2 | 0.53245 | 1 | 0.039047 | 2 | 0.46435 | 3 | 0.6781 | 6 | 0.57713 | 1 | 0.0061445 | 1 | 0.18905 | 1 | 0.275 | 4 | 0.95852 | 1 | 0.28917 | 2 | 0.66472 | 4 | 0.77258 | 2 | 0.24514 | 1 | 0.0028229
12:00 - 13:00 | 9 | 8 | 4.4753 | 53 | 53 |  |  |  | 9 |  | 12 |  | 0 | 1 |  | 32 | 3 | 0.71398 | 3 | 0.80605 | 2 | 0.58133 | 3 | 0.89394 | 2 | 0.55115 | 1 | 0.016349 | 2 | 0.33879 | 4 | 0.97364 | 1 | 0.29761 | 1 | 0.074598 | 1 | 0.0026916 | 3 | 0.40062 | 8 | 0.71615 | 9 | 0.9871 | 3 | 0.65235 | 2 | 0.30721 | 1 | 0.12167 | 2 | 0.93495 | 1 | 0.18248 | 2 | 0.2917 | 5 | 0.34607 | 6 | 0.45829
13:00 - 14:00 | 4 | 3 | 1.4918 | 53 | 53 |  |  |  | 8 | 2.4695 | 21 |  | 3 | 2 |  | 33 | 2 | 0.47064 | 2 | 0.53209 | 2 | 0.555 | 3 | 0.94204 | 1 | 0.014104 | 2 | 0.58649 | 2 | 0.32825 | 1 | 0.11395 | 1 | 0.35703 | 3 | 0.77059 | 2 | 0.64113 | 4 | 0.70018 | 5 | 0.48364 | 7 | 0.73301 | 3 | 0.89365 | 1 | 0.28049 | 3 | 0.59258 | 2 | 0.90825 | 2 | 0.6917 | 1 | 0.15755 | 8 | 0.78946 | 6 | 0.48592
14:00 - 15:00 |  |  |  | 53 | 53 | 53 |  |  | 6 | 2.4695 | 9 | 24.1907 | 6 | 12 |  | 34 | 2 | 0.67907 | 4 | 0.96347 | 3 | 0.8817 | 2 | 0.60023 | 1 | 0.046424 | 1 | 0.19783 | 1 | 0.11413 | 2 | 0.59932 | 2 | 0.74191 | 3 | 0.77788 | 3 | 0.86083 | 4 | 0.86468 | 1 | 0.045226 | 9 | 0.94095 | 2 | 0.37425 | 3 | 0.72167 | 2 | 0.32755 | 1 | 0.032893 | 1 | 0.08385 | 3 | 0.70503 | 1 | 0.091506 | 9 | 0.87749
15:00 - 16:00 |  |  |  | 53 | 53 |  |  |  | 6 | 2.9634 | 21 | 18.5462 | 9 | 6 |  | 35 | 2 | 0.6617 | 3 | 0.89345 | 2 | 0.4104 | 2 | 0.50668 | 4 | 0.99457 | 1 | 0.17951 | 2 | 0.27841 | 1 | 0.086244 | 1 | 0.29459 | 3 | 0.84836 | 1 | 0.1035 | 3 | 0.69849 | 2 | 0.19802 | 1 | 0.05656 | 3 | 0.76492 | 1 | 0.20863 | 4 | 0.79513 | 2 | 0.52209 | 1 | 0.42387 | 3 | 0.61224 | 5 | 0.3569 | 6 | 0.51457
16:00 - 17:00 |  |  |  | 53 | 53 | 53 | 11.3394 |  | 2 | 2.4695 | 11 |  | 9 | 5 |  | 36 | 1 | 0.25989 | 2 | 0.49349 | 1 | 0.36908 | 2 | 0.34604 | 4 | 0.98145 | 3 | 0.80756 | 3 | 0.85558 | 2 | 0.5488 | 2 | 0.5848 | 3 | 0.95769 | 2 | 0.60918 | 1 | 0.10005 | 9 | 0.87687 | 2 | 0.15226 | 1 | 0.23504 | 3 | 0.97373 | 2 | 0.35267 | 2 | 0.59555 | 2 | 0.59371 | 4 | 0.79249 | 7 | 0.60833 | 4 | 0.32522
17:00 - 18:00 | 20 | 20 | 17.9011 | 53 | 53 |  | 12.8513 |  | 5 | 1.9756 | 12 |  | 5 | 4 |  | 37 | 2 | 0.42352 | 3 | 0.84244 | 2 | 0.78413 | 1 | 0.19474 | 3 | 0.80917 | 3 | 0.78135 | 3 | 0.88223 | 1 | 0.067684 | 1 | 0.13478 | 1 | 0.19728 | 2 | 0.51918 | 4 | 0.7624 | 4 | 0.3607 | 7 | 0.71641 | 3 | 0.94689 | 3 | 0.78143 | 4 | 0.75145 | 2 | 0.96505 | 1 | 0.29064 | 4 | 0.86669 | 1 | 0.012966 | 10 | 0.91158
18:00 - 19:00 | 23 | 16 | 11.9341 | 53 | 53 | 53 | 15.8751 | 14 | 1 | 3.4572 |  | 7.2572 | 1 | 2 |  | 38 | 2 | 0.50978 | 2 | 0.76921 | 1 | 0.028725 | 1 | 0.047933 | 2 | 0.47175 | 2 | 0.40051 | 2 | 0.5908 | 1 | 0.3466 | 1 | 0.2621 | 3 | 0.9783 | 1 | 0.26223 | 3 | 0.51678 | 1 | 0.029681 | 7 | 0.77546 | 3 | 0.99217 | 3 | 0.78263 | 2 | 0.49353 | 1 | 0.30459 | 1 | 0.41474 | 1 | 0.18318 | 7 | 0.56772 | 8 | 0.68051
19:00 - 20:00 | 10 | 10 | 7.4588 | 53 | 53 |  | 15.1192 | 4 | 5 | 4.445 |  | 16.9335 | 2 | 1 |  | 39 | 2 | 0.47448 | 2 | 0.40916 | 1 | 0.32316 | 2 | 0.25539 | 2 | 0.69168 | 3 | 0.7602 | 1 | 0.0059262 | 1 | 0.19596 | 2 | 0.53867 | 3 | 0.89477 | 3 | 0.84409 | 1 | 0.19402 | 1 | 0.02672 | 5 | 0.44463 | 2 | 0.47403 | 2 | 0.36676 | 2 | 0.25856 | 2 | 0.71094 | 1 | 0.49057 | 4 | 0.82606 | 1 | 0.10153 | 3 | 0.30643
20:00 - 21:00 | 0 | 7 | 2.2376 | 53 | 53 | 53 | 10.5834 | 20 | 7 | 0.49389 | 26 | 8.8699 | 1 | 0 |  | 40 | 2 | 0.39096 | 2 | 0.37388 | 2 | 0.49105 | 1 | 0.14978 | 2 | 0.74128 | 2 | 0.41388 | 2 | 0.22432 | 1 | 0.095472 | 1 | 0.46348 | 1 | 0.048126 | 3 | 0.94376 | 3 | 0.41598 | 10 | 0.94122 | 7 | 0.70909 | 1 | 0.062615 | 1 | 0.19625 | 2 | 0.46827 | 1 | 0.019053 | 2 | 0.53812 | 2 | 0.40099 | 7 | 0.61535 | 10 | 0.93169
21:00 - 22:00 |  |  |  | 53 | 53 | 53 | 14.3632 | 15 | 4 | 5.4328 | 27 | 9.6763 |  |  |  | 41 | 3 | 0.88562 | 2 | 0.28017 | 1 | 0.17549 | 1 | 0.017942 | 3 | 0.81368 | 1 | 0.25102 | 2 | 0.37999 | 1 | 0.35788 | 1 | 0.2583 | 1 | 0.01938 | 2 | 0.5743 | 3 | 0.43519 | 1 | 0.084778 | 2 | 0.20133 | 2 | 0.31336 | 1 | 0.2387 | 2 | 0.35175 | 1 | 0.066526 | 2 | 0.73072 | 1 | 0.18397 | 3 | 0.26913 | 7 | 0.5875
22:00 - 23:00 |  |  |  | 53 | 53 | [10 empty] | 42 | 1 | 0.29776 | 1 | 0.12808 | 1 | 0.39516 | 2 | 0.53494 | 1 | 0.39347 | 2 | 0.63522 | 2 | 0.241 | 2 | 0.51337 | 2 | 0.70098 | 2 | 0.42106 | 1 | 0.21188 | 3 | 0.42609 | 7 | 0.69716 | 6 | 0.63186 | 3 | 0.98964 | 1 | 0.20948 | 1 | 0.13526 | 2 | 0.96864 | 1 | 0.18192 | 2 | 0.45278 | 7 | 0.63793 | 1 | 0.064531
23:00 - 24:00 |  |  |  | 53 | 53 | [10 empty] | 43 | 2 | 0.61068 | 2 | 0.48516 | 2 | 0.54615 | 2 | 0.29261 | 3 | 0.91171 | 3 | 0.92793 | 3 | 0.8475 | 3 | 0.89145 | 2 | 0.70348 | 3 | 0.96692 | 2 | 0.55986 | 3 | 0.5834 | 2 | 0.19541 | 4 | 0.35123 | 1 | 0.22815 | 3 | 0.92649 | 4 | 0.94273 | 1 | 0.38299 | 1 | 0.13042 | 1 | 0.081732 | 1 | 0.11105 | 7 | 0.53277
[16 empty] | 44 | 1 | 0.066654 | 3 | 0.9094 | 2 | 0.66029 | 3 | 0.84389 | 1 | 0.11533 | 2 | 0.50347 | 3 | 0.94113 | 3 | 0.83156 | 2 | 0.85716 | 3 | 0.90758 | 3 | 0.73606 | 1 | 0.015724 | 2 | 0.16196 | 9 | 0.93181 | 3 | 0.87274 | 3 | 0.90405 | 1 | 0.15688 | 1 | 0.28065 | 2 | 0.68547 | 4 | 0.93246 | 8 | 0.71722 | 6 | 0.36326
[16 empty] | 45 | 3 | 0.78195 | 1 | 0.11068 | 2 | 0.51448 | 2 | 0.43869 | 1 | 0.19078 | 1 | 0.08742 | 2 | 0.54506 | 1 | 0.11588 | 1 | 0.45895 | 2 | 0.4369 | 1 | 0.20181 | 1 | 0.058151 | 6 | 0.58983 | 3 | 0.22903 | 2 | 0.3148 | 1 | 0.22323 | 4 | 0.78641 | 1 | 0.39326 | 1 | 0.15674 | 3 | 0.63926 | 7 | 0.63575 | 9 | 0.879
Hourly Consumption (kWh) | [15 empty] | 46 | 1 | 0.071573 | 2 | 0.66411 | 1 | 0.21777 | 3 | 0.90527 | 3 | 0.89048 | 3 | 0.79344 | 2 | 0.30535 | 3 | 0.94009 | 2 | 0.86408 | 1 | 0.049185 | 1 | 0.15748 | 1 | 0.006948 | 4 | 0.35886 | 2 | 0.13909 | 1 | 0.21824 | 3 | 0.86576 | 2 | 0.4464 | 2 | 0.51069 | 2 | 0.58684 | 4 | 0.81943 | 7 | 0.54828 | 5 | 0.34013
[16 empty] | 47 | 2 | 0.32335 | 2 | 0.25755 | 2 | 0.72959 | 4 | 0.9545 | 1 | 0.097861 | 1 | 0.013101 | 2 | 0.58537 | 1 | 0.30044 | 1 | 0.13021 | 2 | 0.52519 | 1 | 0.20758 | 2 | 0.30422 | 8 | 0.79545 | 6 | 0.58272 | 3 | 0.9978 | 2 | 0.59856 | 2 | 0.46243 | 2 | 0.62013 | 1 | 0.4261 | 3 | 0.57603 | 6 | 0.36574 | 9 | 0.8917
TIME | Hob | Oven | Microwave | Refrigerator | Freezer | Television | Video | Dishwasher | Washing | Tumble Drier | Kettle | Computers | Iron | Miscellaneous | Total | 48 | 2 | 0.46183 | 1 | 0.065502 | 1 | 0.077461 | 2 | 0.34991 | 2 | 0.63177 | 3 | 0.81738 | 2 | 0.70711 | 1 | 0.065936 | 2 | 0.8426 | 3 | 0.74246 | 3 | 0.93365 | 3 | 0.49388 | 8 | 0.70267 | 9 | 0.96554 | 3 | 0.96121 | 3 | 0.67842 | 2 | 0.34345 | 1 | 0.44545 | 1 | 0.17087 | 1 | 0.098128 | 9 | 0.9001 | 8 | 0.69151
|  |  | Oven |  |  |  | Recorder |  | Mashine | [6 empty] | 49 | 2 | 0.38033 | 2 | 0.21886 | 1 | 0.25796 | 2 | 0.44946 | 3 | 0.87111 | 1 | 0.044838 | 1 | 0.044569 | 3 | 0.80946 | 1 | 0.39128 | 2 | 0.47016 | 3 | 0.81103 | 4 | 0.83507 | 2 | 0.11902 | 3 | 0.28572 | 2 | 0.34518 | 1 | 0.071095 | 4 | 0.99415 | 2 | 0.67397 | 1 | 0.48393 | 2 | 0.37281 | 9 | 0.87175 | 1 | 0.047089
Hourly consumption | 0.26 | 0.14667 | 0.07 | 0.0275 | 0.045833 | 0.077143 | 0.06 | 0.96 | 0.4 | 0.56 | 0.14 | 0.3 | 0.18 | 0.74 |  | 50 | 2 | 0.62656 | 2 | 0.34811 | 1 | 0.37064 | 3 | 0.88063 | 1 | 0.39743 | 3 | 0.94551 | 1 | 0.14011 | 1 | 0.021229 | 2 | 0.74569 | 3 | 0.90403 | 2 | 0.55586 | 2 | 0.32634 | 5 | 0.42912 | 2 | 0.21418 | 1 | 0.17947 | 1 | 0.19116 | 4 | 0.75625 | 1 | 0.13614 | 2 | 0.57188 | 4 | 0.88037 | 9 | 0.89148 | 6 | 0.36339
(kWh) | [15 empty] | 51 | 2 | 0.6225 | 1 | 0.086866 | 2 | 0.75735 | 2 | 0.24967 | 3 | 0.92378 | 2 | 0.56094 | 2 | 0.24901 | 1 | 0.36278 | 2 | 0.75228 | 2 | 0.44561 | 1 | 0.14869 | 3 | 0.41894 | 8 | 0.79075 | 6 | 0.65176 | 3 | 0.90647 | 1 | 0.26676 | 1 | 0.19839 | 1 | 0.30385 | 2 | 0.66987 | 2 | 0.41289 | 8 | 0.68517 | 2 | 0.20514
00:00 - 01:00 | 0 | 0 | 0 | 1.4575 | 2.4292 | 0 | 0 | 0 | 0 | 0 | 0 | 0 | 0 | 0 | 3.8867 | 52 | 3 | 0.77663 | 2 | 0.35676 | 3 | 0.92181 | 1 | 0.11642 | 4 | 0.98684 | 3 | 0.77142 | 2 | 0.51051 | 1 | 0.074167 | 2 | 0.73665 | 2 | 0.46563 | 2 | 0.4177 | 3 | 0.63426 | 1 | 0.03493 | 4 | 0.41325 | 3 | 0.91631 | 3 | 0.70319 | 3 | 0.52393 | 1 | 0.38159 | 1 | 0.20493 | 2 | 0.42779 | 10 | 0.94052 | 3 | 0.28521
01:00 - 02:00 | 0 | 0 | 0 | 1.4575 | 2.4292 | 0 | 0 | 0 | 0 | 0 | 0 | 0 | 0 | 0 | 3.8867 | 53 | 2 | 0.41557 | 2 | 0.62099 | 2 | 0.44342 | 3 | 0.8532 | 2 | 0.45903 | 1 | 0.16944 | 1 | 0.12177 | 3 | 0.84797 | 1 | 0.31299 | 2 | 0.43332 | 1 | 0.17989 | 1 | 0.19332 | 3 | 0.24723 | 7 | 0.7721 | 3 | 0.77901 | 1 | 0.16654 | 3 | 0.57069 | 1 | 0.42186 | 1 | 0.38251 | 1 | 0.23272 | 9 | 0.86828 | 1 | 0.019997
02:00 - 03:00 | 0 | 0 | 0 | 1.4575 | 2.4292 | 0 | 0 | 0 | 0 | 0 | 0 | 0 | 0 | 0 | 3.8867
03:00 - 04:00 | 0 | 0 | 0 | 1.4575 | 2.4292 | 0 | 0 | 0 | 0 | 0 | 0 | 0 | 0 | 0 | 3.8867
04:00 - 05:00 | 0 | 0 | 0 | 1.4575 | 2.4292 | 0 | 0 | 0 | 0 | 0 | 0 | 0 | 0 | 0 | 3.8867
05:00 - 06:00 | 0 | 0 | 0 | 1.4575 | 2.4292 | 0 | 0 | 0 | 0 | 0 | 0 | 0 | 0 | 0 | 3.8867
06:00 - 07:00 | 3.64 | 0 | 0.73096 | 1.4575 | 2.4292 | 0 | 0 | 0 | 0 | 0 | 2.66 | 0 | 0 | 0 | 10.9176
07:00 - 08:00 | 5.98 | 0 | 1.1487 | 1.4575 | 2.4292 | 0 | 0 | 0 | 0 | 0 | 1.82 | 0 | 0 | 0 | 12.8353
08:00 - 09:00 | 4.16 | 0 | 0.8876 | 1.4575 | 2.4292 | 0 | 0 | 0 | 0 | 0 | 2.94 | 0 | 0 | 0 | 11.8743
09:00 - 10:00 | 0 | 0 | 0 | 1.4575 | 2.4292 | 4.0886 | 1.3154 | 0 | 0 | 0 | 0 | 0 | 1.62 | 8.88 | 19.7906
10:00 - 11:00 | 2.34 | 1.4667 | 0.52212 | 1.4575 | 2.4292 | 4.0886 | 1.0886 | 0 | 0 | 0 | 0 | 0 | 0.72 | 2.96 | 17.0726
11:00 - 12:00 | 8.06 | 4.6933 | 1.8274 | 1.4575 | 2.4292 | 0 | 0 | 0 | 0 | 0 | 2.8 | 0 | 0.72 | 2.96 | 24.9474
12:00 - 13:00 | 2.34 | 1.1733 | 0.31327 | 1.4575 | 2.4292 | 0 | 0 | 0 | 3.6 | 0 | 1.68 | 0 | 0 | 0.74 | 13.7333
13:00 - 14:00 | 1.04 | 0.44 | 0.10442 | 1.4575 | 2.4292 | 0 | 0 | 0 | 3.2 | 1.3829 | 2.94 | 0 | 0.54 | 1.48 | 15.014
14:00 - 15:00 | 0 | 0 | 0 | 1.4575 | 2.4292 | 4.0886 | 0 | 0 | 2.4 | 1.3829 | 1.26 | 7.2572 | 1.08 | 8.88 | 30.2353
15:00 - 16:00 | 0 | 0 | 0 | 1.4575 | 2.4292 | 0 | 0 | 0 | 2.4 | 1.6595 | 2.94 | 5.5639 | 1.62 | 4.44 | 22.51
16:00 - 17:00 | 0 | 0 | 0 | 1.4575 | 2.4292 | 4.0886 | 0.68036 | 0 | 0.8 | 1.3829 | 1.54 | 0 | 1.62 | 3.7 | 17.6985
17:00 - 18:00 | 5.2 | 2.9333 | 1.2531 | 1.4575 | 2.4292 | 0 | 0.77108 | 0 | 2 | 1.1063 | 1.68 | 0 | 0.9 | 2.96 | 22.6905
18:00 - 19:00 | 5.98 | 2.3467 | 0.83538 | 1.4575 | 2.4292 | 4.0886 | 0.95251 | 13.44 | 0.4 | 1.9361 | 0 | 2.1772 | 0.18 | 1.48 | 37.703
19:00 - 20:00 | 2.6 | 1.4667 | 0.52212 | 1.4575 | 2.4292 | 0 | 0.90715 | 3.84 | 2 | 2.4892 | 0 | 5.08 | 0.36 | 0.74 | 23.8919
20:00 - 21:00 | 0 | 1.0267 | 0.15663 | 1.4575 | 2.4292 | 4.0886 | 0.635 | 19.2 | 2.8 | 0.27658 | 3.64 | 2.661 | 0.18 | 0 | 38.5511
21:00 - 22:00 | 0 | 0 | 0 | 1.4575 | 2.4292 | 4.0886 | 0.86179 | 14.4 | 1.6 | 3.0424 | 3.78 | 2.9029 | 0 | 0 | 34.5623
22:00 - 23:00 | 0 | 0 | 0 | 1.4575 | 2.4292 | 0 | 0 | 0 | 0 | 0 | 0 | 0 | 0 | 0 | 3.8867
23:00 - 24:00 | 0 | 0 | 0 | 1.4575 | 2.4292 | 0 | 0 | 0 | 0 | 0 | 0 | 0 | 0 | 0 | 3.8867
Electricity Profile without lighting
[11 empty] | Total per day for 53 households |  |  | 385.121 | kWh
[11 empty] | Total per day per household |  |  | 7.2664 | kWh
[11 empty] | Annual per household |  |  | 2652.2483 | kWh
[11 empty] | Annual total for 53 household |  |  | 140569.1586 | kWh
Electricity Profile with lighting
No of light bulbs assumed per household |  |  | 10
Bedrooms |  | 3
Kitchen |  | 1
Living Room |  | 3
Bathrooms |  | 1
Others |  | 2
Energy rating per bulb per hour |  |  | 15 | W
| Operation |  | Consumption (kWh)
Time | Lighting |  | Lighting |  | Other | Total
| Winter | Summer | Winter | Summer | Appliances | Winter | Summer |  | Winter
00:00 - 01:00 |  |  |  |  | 3.8867 | 3.8867 | 3.8867 |  | Total per day for 53 households |  |  | 472.571 | kWh
01:00 - 02:00 |  |  |  |  | 3.8867 | 3.8867 | 3.8867 |  | Total per day per household |  |  | 8.9164 | kWh
02:00 - 03:00 |  |  |  |  | 3.8867 | 3.8867 | 3.8867 |  | Total for winter per household |  |  | 802.479 | kWh
03:00 - 04:00 |  |  |  |  | 3.8867 | 3.8867 | 3.8867
04:00 - 05:00 |  |  |  |  | 3.8867 | 3.8867 | 3.8867
05:00 - 06:00 |  |  |  |  | 3.8867 | 3.8867 | 3.8867 |  | Summer
06:00 - 07:00 |  |  |  |  | 10.9176 | 10.9176 | 10.9176 |  | Total per day for 53 households |  |  | 416.921 | kWh
07:00 - 08:00 | on |  | 7.95 |  | 12.8353 | 20.7853 | 12.8353 |  | Total per day per household |  |  | 7.8664 | kWh
08:00 - 09:00 | on |  | 7.95 |  | 11.8743 | 19.8243 | 11.8743 |  | Total for summer per household |  |  | 715.8455 | kWh
09:00 - 10:00 | on |  | 7.95 |  | 19.7906 | 27.7406 | 19.7906
10:00 - 11:00 |  |  |  |  | 17.0726 | 17.0726 | 17.0726
11:00 - 12:00 |  |  |  |  | 24.9474 | 24.9474 | 24.9474 |  | Spring and Autumn
12:00 - 13:00 |  |  |  |  | 13.7333 | 13.7333 | 13.7333 |  | Total per day for 53 households |  |  | 444.746 | kWh
13:00 - 14:00 |  |  |  |  | 15.014 | 15.014 | 15.014 |  | Total per day per household |  |  | 8.3914 | kWh
14:00 - 15:00 |  |  |  |  | 30.2353 | 30.2353 | 30.2353 |  | Total for autumn and spring/household |  |  | 1544.0238 | kWh
15:00 - 16:00 |  |  |  |  | 22.51 | 22.51 | 22.51
16:00 - 17:00 | on |  | 7.95 |  | 17.6985 | 25.6485 | 17.6985 |  | Annual Total per household |  |  | 3062.3483 | kWh
17:00 - 18:00 | on |  | 7.95 |  | 22.6905 | 30.6405 | 22.6905 |  | Annual Total for 53 Two Pensioner |  |  | 162304.4586 | kWh
18:00 - 19:00 | on |  | 7.95 |  | 37.703 | 45.653 | 37.703 |  | Household
19:00 - 20:00 | on |  | 7.95 |  | 23.8919 | 31.8419 | 23.8919
20:00 - 21:00 | on | on | 7.95 | 7.95 | 38.5511 | 46.5011 | 46.5011
21:00 - 22:00 | on | on | 7.95 | 7.95 | 34.5623 | 42.5123 | 42.5123
22:00 - 23:00 | on | on | 7.95 | 7.95 | 3.8867 | 11.8367 | 11.8367
23:00 - 24:00 | on | on | 7.95 | 7.95 | 3.8867 | 11.8367 | 11.8367
* Note: Assumption for lighting operating hours taken from
Per household
| Operation |  | Consumption (kWh)
Time | Lighting |  | Lighting |  | Other | Total
| Winter | Summer | Winter | Summer | Appliances | Winter | Summer
00:00 - 01:00 |  |  |  |  | 0.073333 | 0.073333 | 0.073333
01:00 - 02:00 |  |  |  |  | 0.073333 | 0.073333 | 0.073333
02:00 - 03:00 |  |  |  |  | 0.073333 | 0.073333 | 0.073333
03:00 - 04:00 |  |  |  |  | 0.073333 | 0.073333 | 0.073333
04:00 - 05:00 |  |  |  |  | 0.073333 | 0.073333 | 0.073333
05:00 - 06:00 |  |  |  |  | 0.073333 | 0.073333 | 0.073333
06:00 - 07:00 |  |  |  |  | 0.20599 | 0.20599 | 0.20599
07:00 - 08:00 | on |  | 0.15 |  | 0.24218 | 0.39218 | 0.24218
08:00 - 09:00 | on |  | 0.15 |  | 0.22404 | 0.37404 | 0.22404
09:00 - 10:00 | on |  | 0.15 |  | 0.37341 | 0.52341 | 0.37341
10:00 - 11:00 |  |  |  |  | 0.32212 | 0.32212 | 0.32212
11:00 - 12:00 |  |  |  |  | 0.47071 | 0.47071 | 0.47071
12:00 - 13:00 |  |  |  |  | 0.25912 | 0.25912 | 0.25912
13:00 - 14:00 |  |  |  |  | 0.28328 | 0.28328 | 0.28328
14:00 - 15:00 |  |  |  |  | 0.57048 | 0.57048 | 0.57048
15:00 - 16:00 |  |  |  |  | 0.42472 | 0.42472 | 0.42472
16:00 - 17:00 | on |  | 0.15 |  | 0.33393 | 0.48393 | 0.33393
17:00 - 18:00 | on |  | 0.15 |  | 0.42812 | 0.57812 | 0.42812
18:00 - 19:00 | on |  | 0.15 |  | 0.71138 | 0.86138 | 0.71138
19:00 - 20:00 | on |  | 0.15 |  | 0.45079 | 0.60079 | 0.45079
20:00 - 21:00 | on | on | 0.15 | 0.15 | 0.72738 | 0.87738 | 0.87738
21:00 - 22:00 | on | on | 0.15 | 0.15 | 0.65212 | 0.80212 | 0.80212
22:00 - 23:00 | on | on | 0.15 | 0.15 | 0.073333 | 0.22333 | 0.22333
23:00 - 24:00 | on | on | 0.15 | 0.15 | 0.073333 | 0.22333 | 0.22333

## Two Adult With Pensioner
Two Adult With Pensioner(s) |  |  |  | Assumptions | Occurrence Probability |  | Randomised Occurrence |  | Hourly Consumption |  | Electricity Profile
Number of single adult households in Riverside |  |  | 92
Number People in this type of household |  |  | 3
Assumptions
1. The head of the household has a full time job and the second adult has a part time job in the afternoon session.
2. However, the house is always occupied by at least one person (pensioner).
3. No unoccupied period
Random Consumption Generator
Category | Appliance |  | Average consumption |  | Time most likely to operate |  |  |  | No of times | energy per time | [5 empty] | CUT OFF | Hob 1 |  | Hob 2 |  | Hob 3 |  | Oven 1 |  | Oven 2 |  | Microwave 1 |  | Microwave 2 |  | Microwave 3 |  | Video recorder 1 |  | Video Recorder 2 |  | Video recorder 3 |  | Dishwasher |  | Washing Mashine |  | Tumble Drier |  | Electric kettle 1 |  | Electric kettle 2 |  | Electric kettle 3 |  | Electric Kettle 4 |  | Computer 1 |  | Computer 2 |  | Iron |  | Misc
|  |  | per household (kWh/day) | [5 empty] | per day | of usage (kWh) | [6 empty] | Cut off | Random Tag | Cut off | Random Tag | Cut off | Random Tag | Cut off | Random Tag | Cut off | Random Tag | Cut off | Random Tag | Cut off | Random Tag | Cut off | Random Tag | Cut off | Random Tag | Cut off | Random Tag | Cut off | Random Tag | Cut off | Random Tag | Cut off | Random Tag | Cut off | Random Tag | Cut off | Random Tag | Cut off | Random Tag | Cut off | Random Tag | Cut off | Random Tag | Cut off | Random Tag | Cut off | Random Tag | Cut off | Random Tag | Cut off | Random Tag
Cooking | Electric hob |  | 1.33 |  | 06:00- 09:00, 13:00 - 15:00 and 17:00 - 21:00 |  |  |  | 3 | 0.44333 | [6 empty] | 0 | 1 | 0 | 1 | 0 | 1 | 0 | 1 | 0 | 1 | 0 | 1 | 0 | 1 | 0 | 1 | 0 | 1 | 0 | 1 | 0 | 1 | 0 | 1 | 0 | 1 | 0 | 1 | 0 | 1 | 0 | 1 | 0 | 1 | 0 | 1 | 0 | 1 | 0 | 1 | 0 | 1 | 0 | 1
Appliances | Electric oven |  | 0.74 |  | 13:00 - 15:00 and 17:00 - 21:00 |  |  |  | 2 | 0.37 | [6 empty] | 0.3 | 2 | 0.5 | 2 | 0.2 | 2 | 0.5 | 2 | 0.2 | 2 | 0.3 | 2 | 0.5 | 2 | 0.2 | 2 | 0.2 | 2 | 0.5 | 2 | 0.3 | 2 | 0.2 | 2 | 0.1 | 2 | 0.11 | 2 | 0.3 | 2 | 0.5 | 2 | 0.5 | 2 | 0.5 | 2 | 0.3 | 2 | 0.5 | 2 | 0.16 | 2 | 0.16 | 2
| Microwave Oven |  | 0.23 |  | 6:00 - 9:00 and 13:00 - 15:00 and 17:00 - 21:00 |  |  |  | 3 | 0.076667 | [6 empty] | 0.7 | 3 |  |  | 0.6 | 3 |  |  | 0.6 | 3 | 0.7 | 3 |  |  | 0.6 | 3 | 0.4 | 3 |  |  | 0.65 | 3 | 0.4 | 3 | 0.2 | 3 | 0.22 | 3 | 0.65 | 3 | [6 empty] | 0.65 | 3 |  |  | 0.26 | 3 | 0.26 | 3
Cold Appliances | Refrigerator |  | 0.82 |  | All day |  |  |  | 24 | 0.034167 | [10 empty] | 0.8 | 4 |  |  | 0.8 | 4 |  |  |  |  | 0.8 | 4 | 0.6 | 4 |  |  |  |  | 0.7 | 4 | 0.3 | 4 | 0.33 | 4 | [12 empty] | 0.31 | 4 | 0.31 | 4
| Freezer |  | 1.9 |  | All Day |  |  |  | 24 | 0.079167 | [22 empty] | 0.8 | 5 | [6 empty] | 0.4 | 5 | 0.44 | 5 | [12 empty] | 0.34 | 5 | 0.34 | 5
Brown Goods | Television |  | 0.91 |  | 12:00-13:00, 18:00-19:00,19:00-20:00, 20:00-21:00 and |  |  |  | 7 | 0.13 | [30 empty] | 0.5 | 6 | 0.56 | 6 | [12 empty] | 0.36 | 6 | 0.36 | 6
[5 empty] | 21:00 - 22:00 and 22:00 - 23:00 and 23:00 - 24:00 | [35 empty] | 0.6 | 7 | 0.67 | 7 | [12 empty] | 0.52 | 7 | 0.52 | 7
| Video recorder |  | 0.3 |  | 13:00 - 18:00 and 18:00 - 20:00 and 21:00 - 24:00 |  |  |  | 3 | 0.1 | [30 empty] | 0.7 | 8 | 0.78 | 8 | [12 empty] | 0.68 | 8 | 0.68 | 8
Wet Appliances | Dishwasher |  | 1.72 |  | 18:00 - 22:00 |  |  |  | 1 | 1.72 | [30 empty] | 0.8 | 9 | 0.89 | 9 | [12 empty] | 0.84 | 9 | 0.84 | 9
| Washing Mashine |  | 0.8 |  | 15:00 - 22:00 |  |  |  | 1 | 0.8 | [30 empty] | 0.9 | 10 | [14 empty] | 0.91 | 10 | 0.91 | 10
| Tumble Driers |  | 0.72 |  | 16:00 - 22:00 |  |  |  | 1 | 0.72 | [46 empty] | 0.96 | 11 | 0.96 | 11
Miscellaneous | Electric Kettle |  | 0.78 |  | 06:00 - 09:00 and 13:00 - 15:00 and 16:00 - 18:00 and |  |  |  | 5 | 0.156 | [46 empty] | 0.99 | 12 | 0.99 | 12
19:00 - 20:00 and 22:00 - 24:00
| Computers/Laptops |  | 0.5 |  | 13:00 - 16:00 and 16:00 - 18:00 and 21:00 - 22:00 and |  |  |  | 5 | 0.1
22:00 - 23:00 and 23:00 - 24:00
| Iron |  | 0.3 |  | 09:00 - 21:00 |  |  |  | 1 | 0.3
| Others (Vacum Cleaner etc.) |  | 1.25 |  | 09:00 - 21:00 |  |  |  | 1 | 1.25 | [5 empty] | PROBABILITY | Generated | Target | Generated | Target | Generated | Target | Generated | Target | Generated | Target | Generated | Target | Generated | Target | Generated | Target | Generated | Target | Generated | Target | Generated | Target | Generated | Target | Generated | Target | Generated | Target | Generated | Target | Generated | Target | Generated | Target | Generated | Target | Generated | Target | Generated | Target | Generated | Target | Generated | Target
[16 empty] | 1 | 0.23913 | 0.3 | 0.5 | 0.5 | 0.18478 | 0.2 | 0.5 | 0.5 | 0.28261 | 0.2 | 0.22559 | 0.3 | 0.36255 | 0.5 | 0.16113 | 0.2 | 0.21231 | 0.2 | 0.38378 | 0.5 | 0.15515 | 0.3 | 0.022646 | 0.2 | 0.097826 | 0.1 | 0.048014 | 0.11 | 0.29348 | 0.3 | 0.52174 | 0.5 | 0.45652 | 0.5 | 0.46739 | 0.5 | 0.25259 | 0.3 | 0.39195 | 0.5 | 0.13043 | 0.16 | 0.11957 | 0.16
Usage Pattern and Probability of Occurrence | [15 empty] | 2 | 0.47826 | 0.4 | 0.5 | 0.5 | 0.29348 | 0.4 | 0.5 | 0.5 | 0.41304 | 0.4 | 0.33033 | 0.4 | 0.37867 | 0.5 | 0.25781 | 0.4 | 0.097987 | 0.2 | 0.36745 | 0.5 | 0.2858 | 0.35 | 0.029614 | 0.2 | 0.065217 | 0.1 | 0.048014 | 0.11 | 0.34783 | 0.35 | 0.47826 | 0.5 | 0.54348 | 0.5 | 0.53261 | 0.5 | 0.28743 | 0.35 | 0.40937 | 0.5 | 0.1087 | 0.1 | 0.076087 | 0.1
[16 empty] | 3 | 0.28261 | 0.3 |  |  | 0.28261 | 0.2 |  |  | 0.11957 | 0.2 | 0.1853 | 0.3 |  |  | 0.15308 | 0.2 | 0.17964 | 0.2 |  |  | 0.31029 | 0.35 | 0.054002 | 0.3 | 0.11957 | 0.1 | 0.042679 | 0.11 | 0.3587 | 0.35 | [6 empty] | 0.2613 | 0.35 |  |  | 0.032609 | 0.05 | 0.076087 | 0.05
TIME | Hob | Oven | Microwave | Refrigerator | Freezer | Television | Video | Dishwasher | Washing | Tumble Drier | Kettle | Computers | Iron | Miscellaneous |  | 4 |  |  |  |  | 0.23913 | 0.2 |  |  | 0.18478 | 0.2 |  |  |  |  | 0.16919 | 0.2 | 0.13065 | 0.2 |  |  |  |  | 0.054002 | 0.3 | 0.076087 | 0.1 | 0.058683 | 0.11 | [12 empty] | 0.076087 | 0.03 | 0.032609 | 0.03
|  |  | Oven |  |  |  | Recorder |  | Mashine | [6 empty] | 5 | [16 empty] | 0.13065 | 0.2 | [6 empty] | 0.076087 | 0.1 | 0.058683 | 0.12 | [12 empty] | 0.021739 | 0.02 | 0.065217 | 0.02
00:00 - 01:00 |  |  |  | 1 | 1 | [10 empty] | 6 | [24 empty] | 0.11957 | 0.1 | 0.064018 | 0.11 | [12 empty] | 0.19565 | 0.16 | 0.18478 | 0.16
01:00 - 02:00 |  |  |  | 1 | 1 | [10 empty] | 7 | [24 empty] | 0.1413 | 0.1 | 0.069353 | 0.11 | [12 empty] | 0.13043 | 0.16 | 0.19565 | 0.16
02:00 - 03:00 |  |  |  | 1 | 1 | [10 empty] | 8 | [24 empty] | 0.11957 | 0.1 | 0.058683 | 0.11 | [12 empty] | 0.16304 | 0.16 | 0.086957 | 0.16
03:00 - 04:00 |  |  |  | 1 | 1 | [10 empty] | 9 | [24 empty] | 0.076087 | 0.1 | 0.042679 | 0.11 | [12 empty] | 0.054348 | 0.07 | 0.043478 | 0.07
04:00 - 05:00 |  |  |  | 1 | 1 | [10 empty] | 10 | [24 empty] | 0.1087 | 0.1 | [14 empty] | 0.054348 | 0.05 | 0.065217 | 0.05
05:00 - 06:00 |  |  |  | 1 | 1 | [10 empty] | 11 | [40 empty] | 0.01087 | 0.03 | 0.032609 | 0.03
06:00 - 07:00 | 0.3 |  | 0.3 | 1 | 1 | [5 empty] | 0.3 |  |  |  |  | 12 | [40 empty] | 0.021739 | 0.01 | 0.021739 | 0.01
07:00 - 08:00 | 0.4 |  | 0.4 | 1 | 1 | [5 empty] | 0.35 |  |  |  |  | 13
08:00 - 09:00 | 0.3 |  | 0.3 | 1 | 1 | [5 empty] | 0.35 |  |  |  |  | 14
09:00 - 10:00 |  |  |  | 1 | 1 | [7 empty] | 0.16 | 0.16 |  | 15
10:00 - 11:00 |  |  |  | 1 | 1 | [7 empty] | 0.1 | 0.1 |  | Household | Tag | Random | Tag | Random |  |  | Tag | Random | Tag | Random | Tag | Random | Tag | Random | Tag | Random | Tag | Random | Tag | Random | Tag | Random | Tag | Random | Tag | Random | Tag | Random | Tag | Random | Tag | Random | Tag | Random | Tag | Random | Tag | Random | Tag | Random | Tag | Random | Tag | Random
11:00 - 12:00 |  |  |  | 1 | 1 | [7 empty] | 0.05 | 0.05 |  | 1 | 1 | 0.16292 | 1 | 0.23058 | 2 | 0.36101 | 1 | 0.0018719 | 1 | 0.10426 | 2 | 0.52803 | 1 | 0.21004 | 1 | 0.049747 | 1 | 0.065095 | 2 | 0.7289 | 1 | 0.25289 | 3 | 0.46329 | 5 | 0.48616 | 7 | 0.71353 | 3 | 0.78521 | 1 | 0.0093149 | 2 | 0.94291 | 1 | 0.11775 | 1 | 0.28328 | 1 | 0.49667 | 5 | 0.34648 | 2 | 0.20285
12:00 - 13:00 |  |  |  | 1 | 1 | 1 |  |  | 0.1 |  |  |  | 0.03 | 0.03 |  | 2 | 2 | 0.46099 | 1 | 0.24598 | 4 | 0.80462 | 1 | 0.37833 | 1 | 0.17401 | 2 | 0.31316 | 2 | 0.84805 | 1 | 0.11797 | 3 | 0.42993 | 2 | 0.77525 | 3 | 0.84225 | 4 | 0.80007 | 1 | 0.096558 | 4 | 0.42633 | 3 | 0.90497 | 1 | 0.14767 | 1 | 0.015463 | 2 | 0.78671 | 3 | 0.99066 | 1 | 0.37701 | 8 | 0.74759 | 3 | 0.29966
13:00 - 14:00 | 0.5 | 0.5 | 0.5 | 1 | 1 |  | 0.2 |  | 0.1 | 0.11 | 0.5 | 0.3 | 0.02 | 0.02 |  | 3 | 2 | 0.33741 | 2 | 0.9116 | 3 | 0.73898 | 1 | 0.31704 | 4 | 0.93955 | 2 | 0.67452 | 1 | 0.48728 | 2 | 0.52775 | 1 | 0.14537 | 1 | 0.0064578 | 3 | 0.85406 | 4 | 0.72602 | 2 | 0.13517 | 9 | 0.96977 | 1 | 0.12613 | 2 | 0.96137 | 1 | 0.41611 | 2 | 0.85078 | 2 | 0.57396 | 2 | 0.6925 | 7 | 0.6759 | 5 | 0.35948
14:00 - 15:00 | 0.5 | 0.5 | 0.5 | 1 | 1 |  | 0.2 |  | 0.1 | 0.11 | 0.5 | 0.35 | 0.16 | 0.16 |  | 4 | 2 | 0.48937 | 1 | 0.16542 | 1 | 0.19153 | 1 | 0.25257 | 1 | 0.042416 | 2 | 0.35567 | 2 | 0.5114 | 1 | 0.0001777 | 5 | 0.94316 | 1 | 0.45577 | 3 | 0.93878 | 1 | 0.043524 | 10 | 0.92616 | 3 | 0.24279 | 3 | 0.91674 | 2 | 0.77471 | 1 | 0.40904 | 2 | 0.60144 | 1 | 0.015121 | 2 | 0.88254 | 8 | 0.71827 | 1 | 0.12836
15:00 - 16:00 |  |  |  | 1 | 1 |  | 0.2 |  | 0.1 | 0.11 |  | 0.35 | 0.16 | 0.16 |  | 5 | 2 | 0.45363 | 2 | 0.80362 | 4 | 0.80618 | 2 | 0.92565 | 1 | 0.11463 | 2 | 0.51729 | 2 | 0.92112 | 1 | 0.12313 | 3 | 0.57042 | 1 | 0.13737 | 2 | 0.4275 | 4 | 0.98641 | 6 | 0.55519 | 6 | 0.58763 | 3 | 0.91102 | 1 | 0.31409 | 1 | 0.064374 | 1 | 0.011386 | 2 | 0.35735 | 1 | 0.49024 | 10 | 0.93725 | 11 | 0.97266
16:00 - 17:00 |  |  |  | 1 | 1 |  | 0.2 |  | 0.1 | 0.11 | 0.5 | 0.5 | 0.16 | 0.16 |  | 6 | 2 | 0.64528 | 1 | 0.22054 | 2 | 0.4489 | 2 | 0.61145 | 1 | 0.14518 | 1 | 0.13772 | 1 | 0.20627 | 4 | 0.80747 | 2 | 0.21834 | 1 | 0.35205 | 3 | 0.8546 | 3 | 0.50353 | 10 | 0.93791 | 1 | 0.078755 | 3 | 0.78758 | 2 | 0.67767 | 2 | 0.5678 | 1 | 0.1822 | 2 | 0.30562 | 1 | 0.15667 | 1 | 0.13045 | 9 | 0.85928
17:00 - 18:00 | 0.2 | 0.2 | 0.2 | 1 | 1 |  | 0.2 |  | 0.1 | 0.12 | 0.5 | 0.5 | 0.07 | 0.07 |  | 7 | 2 | 0.32646 | 1 | 0.14295 | 3 | 0.64602 | 2 | 0.95138 | 1 | 0.11988 | 3 | 0.95174 | 1 | 0.34755 | 3 | 0.79228 | 3 | 0.56525 | 1 | 0.38076 | 1 | 0.060723 | 3 | 0.58859 | 1 | 0.069754 | 6 | 0.61272 | 3 | 0.774 | 2 | 0.69128 | 1 | 0.3986 | 1 | 0.32842 | 1 | 0.048528 | 2 | 0.75985 | 6 | 0.44824 | 11 | 0.96605
18:00 - 19:00 | 0.4 | 0.4 | 0.4 | 1 | 1 | 1 | 0.5 | 0.2 | 0.1 | 0.11 |  | 1 | 0.05 | 0.05 |  | 8 | 2 | 0.52213 | 1 | 0.054369 | 4 | 0.95023 | 1 | 0.037122 | 3 | 0.79394 | 3 | 0.70142 | 1 | 0.1481 | 1 | 0.0046117 | 3 | 0.40357 | 1 | 0.49274 | 2 | 0.49459 | 4 | 0.89508 | 6 | 0.52597 | 6 | 0.64623 | 2 | 0.38627 | 2 | 0.5042 | 2 | 0.74068 | 1 | 0.4514 | 1 | 0.16163 | 1 | 0.46371 | 5 | 0.34522 | 5 | 0.34609
19:00 - 20:00 | 0.2 | 0.2 | 0.2 | 1 | 1 | 1 | 0.5 | 0.2 | 0.1 | 0.11 | 1 | 1 | 0.03 | 0.03 |  | 9 | 2 | 0.38713 | 1 | 0.14126 | 1 | 0.053128 | 2 | 0.8442 | 2 | 0.27122 | 2 | 0.52313 | 2 | 0.54955 | 4 | 0.88882 | 4 | 0.70982 | 1 | 0.30638 | 2 | 0.51176 | 2 | 0.38701 | 7 | 0.64931 | 9 | 0.99661 | 3 | 0.87314 | 2 | 0.88579 | 2 | 0.93833 | 2 | 0.81291 | 3 | 0.69649 | 1 | 0.11216 | 1 | 0.0014961 | 4 | 0.33659
20:00 - 21:00 | 0.2 | 0.2 | 0.2 | 1 | 1 | 1 |  | 0.3 | 0.1 | 0.11 |  | 1 | 0.01 | 0.01 |  | 10 | 3 | 0.92586 | 1 | 0.48694 | 1 | 0.0084941 | 1 | 0.081247 | 2 | 0.52539 | 1 | 0.072817 | 1 | 0.18201 | 4 | 0.97287 | 4 | 0.70168 | 1 | 0.41291 | 3 | 0.8527 | 3 | 0.54017 | 6 | 0.51294 | 8 | 0.88384 | 2 | 0.53433 | 1 | 0.15575 | 1 | 0.18699 | 2 | 0.86657 | 2 | 0.47273 | 1 | 0.04421 | 6 | 0.39965 | 6 | 0.42772
21:00 - 22:00 |  |  |  | 1 | 1 | 1 | 0.3 | 0.3 | 0.1 | 0.11 | [5 empty] | 11 | 3 | 0.77112 | 1 | 0.31723 | 1 | 0.067338 | 2 | 0.98374 | 2 | 0.33646 | 1 | 0.051589 | 2 | 0.69852 | 4 | 0.84214 | 4 | 0.60017 | 2 | 0.60192 | 2 | 0.63341 | 2 | 0.31656 | 10 | 0.95458 | 5 | 0.45647 | 1 | 0.27173 | 1 | 0.13384 | 2 | 0.93454 | 2 | 0.55217 | 3 | 0.90347 | 1 | 0.49403 | 8 | 0.7298 | 2 | 0.17322
22:00 - 23:00 |  |  |  | 1 | 1 | 1 | 0.35 |  |  |  | 0.5 |  |  |  |  | 12 | 2 | 0.49352 | 2 | 0.55706 | 4 | 0.93503 | 2 | 0.81336 | 2 | 0.31728 | 3 | 0.80141 | 1 | 0.17865 | 2 | 0.38254 | 2 | 0.39384 | 2 | 0.53551 | 3 | 0.74267 | 4 | 0.7481 | 5 | 0.40797 | 7 | 0.69155 | 2 | 0.64138 | 1 | 0.21123 | 2 | 0.9372 | 2 | 0.75936 | 3 | 0.88767 | 1 | 0.15494 | 8 | 0.73814 | 10 | 0.94574
23:00 - 24:00 |  |  |  | 1 | 1 | 1 | 0.35 |  |  |  | 0.5 |  |  |  |  | 13 | 2 | 0.30133 | 1 | 0.11325 | 3 | 0.78212 | 2 | 0.52513 | 4 | 0.90336 | 2 | 0.53856 | 2 | 0.87505 | 3 | 0.63216 | 1 | 0.0049397 | 1 | 0.25013 | 2 | 0.35728 | 3 | 0.43499 | 6 | 0.50134 | 5 | 0.50457 | 2 | 0.53459 | 1 | 0.22971 | 2 | 0.75541 | 1 | 0.060937 | 2 | 0.64634 | 2 | 0.73744 | 6 | 0.51058 | 6 | 0.37198
[16 empty] | 14 | 3 | 0.71116 | 2 | 0.90066 | 2 | 0.50899 | 2 | 0.6224 | 2 | 0.23292 | 1 | 0.28997 | 1 | 0.26981 | 4 | 0.8812 | 4 | 0.7983 | 1 | 0.4062 | 3 | 0.85648 | 2 | 0.20002 | 8 | 0.72208 | 2 | 0.14143 | 1 | 0.22234 | 2 | 0.79759 | 2 | 0.50876 | 1 | 0.47783 | 2 | 0.63292 | 1 | 0.0039865 | 1 | 0.12594 | 6 | 0.41869
[16 empty] | 15 | 2 | 0.67755 | 2 | 0.84306 | 4 | 0.86121 | 2 | 0.96511 | 2 | 0.55462 | 1 | 0.05708 | 1 | 0.2066 | 2 | 0.22027 | 5 | 0.81544 | 1 | 0.33463 | 2 | 0.45537 | 4 | 0.71143 | 1 | 0.038593 | 3 | 0.32747 | 1 | 0.055585 | 1 | 0.12043 | 2 | 0.7702 | 2 | 0.85977 | 3 | 0.70677 | 1 | 0.38627 | 6 | 0.39597 | 7 | 0.55684
Usage Pattern and Randomised Number of Occurrence | [15 empty] | 16 | 1 | 0.28367 | 1 | 0.095081 | 3 | 0.69361 | 2 | 0.72335 | 2 | 0.21163 | 3 | 0.82134 | 2 | 0.92447 | 2 | 0.28356 | 1 | 0.1386 | 1 | 0.11468 | 2 | 0.49797 | 2 | 0.29783 | 6 | 0.55789 | 1 | 0.10661 | 1 | 0.20458 | 1 | 0.42519 | 1 | 0.24795 | 1 | 0.17843 | 1 | 0.19705 | 2 | 0.96686 | 7 | 0.66019 | 7 | 0.59105
[16 empty] | 17 | 2 | 0.38049 | 2 | 0.71833 | 1 | 0.12353 | 1 | 0.3668 | 3 | 0.77341 | 3 | 0.91039 | 1 | 0.30071 | 3 | 0.68594 | 4 | 0.63415 | 2 | 0.86171 | 2 | 0.40308 | 3 | 0.52622 | 10 | 0.99723 | 9 | 0.9398 | 1 | 0.072563 | 1 | 0.39955 | 2 | 0.83511 | 1 | 0.31471 | 1 | 0.019034 | 1 | 0.032371 | 6 | 0.42035 | 6 | 0.49359
TIME | Hob | Oven | Microwave | Refrigerator | Freezer | Television | Video | Dishwasher | Washing | Tumble Drier | Kettle | Computers | Iron | Miscellaneous |  | 18 | 3 | 0.773 | 2 | 0.59865 | 4 | 0.891 | 2 | 0.90349 | 2 | 0.3132 | 3 | 0.76572 | 2 | 0.99377 | 2 | 0.43874 | 3 | 0.45587 | 2 | 0.93925 | 3 | 0.83797 | 4 | 0.80871 | 7 | 0.61139 | 3 | 0.22224 | 2 | 0.40421 | 1 | 0.45176 | 2 | 0.90539 | 2 | 0.79549 | 2 | 0.34287 | 2 | 0.63161 | 2 | 0.2594 | 7 | 0.64894
|  |  | Oven |  |  |  | Recorder |  | Mashine | [6 empty] | 19 | 3 | 0.95522 | 2 | 0.68342 | 1 | 0.17488 | 1 | 0.44892 | 4 | 0.95836 | 3 | 0.79901 | 2 | 0.60542 | 1 | 0.17237 | 3 | 0.5317 | 2 | 0.95368 | 3 | 0.95171 | 3 | 0.66077 | 6 | 0.58636 | 9 | 0.93235 | 2 | 0.30475 | 2 | 0.65858 | 1 | 0.068787 | 1 | 0.47779 | 3 | 0.97603 | 2 | 0.74901 | 9 | 0.87702 | 3 | 0.29523
00:00 - 01:00 |  |  |  | 92 | 92 | [10 empty] | 20 | 3 | 0.8185 | 2 | 0.76001 | 3 | 0.77655 | 2 | 0.54149 | 3 | 0.62235 | 2 | 0.46539 | 2 | 0.97294 | 1 | 0.048251 | 1 | 0.14467 | 2 | 0.99454 | 1 | 0.041517 | 2 | 0.228 | 3 | 0.26014 | 8 | 0.78522 | 3 | 0.65112 | 2 | 0.94955 | 1 | 0.32657 | 2 | 0.82393 | 3 | 0.7538 | 2 | 0.95788 | 7 | 0.61639 | 2 | 0.25823
01:00 - 02:00 |  |  |  | 92 | 92 | [10 empty] | 21 | 3 | 0.84339 | 1 | 0.13559 | 1 | 0.085473 | 1 | 0.23551 | 2 | 0.32366 | 2 | 0.30411 | 2 | 0.51678 | 1 | 0.18396 | 2 | 0.20732 | 2 | 0.79361 | 2 | 0.40406 | 1 | 0.18817 | 2 | 0.18261 | 1 | 0.046888 | 3 | 0.75497 | 1 | 0.34992 | 2 | 0.55501 | 1 | 0.47637 | 3 | 0.94737 | 2 | 0.73677 | 8 | 0.72715 | 7 | 0.66033
02:00 - 03:00 |  |  |  | 92 | 92 | [10 empty] | 22 | 3 | 0.92914 | 2 | 0.66613 | 1 | 0.062226 | 1 | 0.028405 | 1 | 0.016222 | 3 | 0.76015 | 1 | 0.091235 | 3 | 0.67984 | 1 | 0.059952 | 2 | 0.79463 | 3 | 0.9745 | 2 | 0.29549 | 6 | 0.53383 | 6 | 0.66222 | 3 | 0.96269 | 1 | 0.050925 | 2 | 0.70533 | 2 | 0.54338 | 3 | 0.74083 | 2 | 0.84971 | 6 | 0.36192 | 6 | 0.41786
03:00 - 04:00 |  |  |  | 92 | 92 | [10 empty] | 23 | 1 | 0.23459 | 1 | 0.30694 | 3 | 0.63807 | 1 | 0.037548 | 4 | 0.9483 | 2 | 0.42245 | 2 | 0.68263 | 2 | 0.43037 | 4 | 0.60063 | 2 | 0.5063 | 2 | 0.42232 | 3 | 0.5751 | 5 | 0.48561 | 8 | 0.86955 | 1 | 0.0037354 | 1 | 0.02614 | 1 | 0.16837 | 1 | 0.40984 | 3 | 0.96642 | 2 | 0.72174 | 7 | 0.55955 | 6 | 0.46385
04:00 - 05:00 |  |  |  | 92 | 92 | [10 empty] | 24 | 1 | 0.10864 | 1 | 0.32555 | 3 | 0.63231 | 1 | 0.098961 | 4 | 0.80466 | 1 | 0.17877 | 2 | 0.73071 | 2 | 0.57499 | 5 | 0.94153 | 2 | 0.604 | 2 | 0.54066 | 4 | 0.95873 | 6 | 0.52017 | 2 | 0.1973 | 2 | 0.33229 | 1 | 0.28284 | 2 | 0.79335 | 1 | 0.33899 | 3 | 0.67928 | 2 | 0.85149 | 7 | 0.60524 | 12 | 0.99844
05:00 - 06:00 |  |  |  | 92 | 92 | [10 empty] | 25 | 2 | 0.30927 | 1 | 0.040369 | 2 | 0.48867 | 1 | 0.39168 | 1 | 0.049586 | 3 | 0.83196 | 2 | 0.54782 | 3 | 0.70253 | 4 | 0.65049 | 2 | 0.97584 | 1 | 0.10024 | 2 | 0.27293 | 7 | 0.69142 | 7 | 0.73465 | 1 | 0.034349 | 1 | 0.40006 | 2 | 0.70493 | 1 | 0.36202 | 2 | 0.50372 | 1 | 0.032011 | 2 | 0.17381 | 7 | 0.67059
06:00 - 07:00 | 22 |  | 20.7541 | 92 | 92 | [5 empty] | 27 |  |  |  |  | 26 | 2 | 0.46692 | 1 | 0.035798 | 2 | 0.26491 | 1 | 0.30303 | 2 | 0.43107 | 1 | 0.041176 | 1 | 0.13898 | 4 | 0.87236 | 4 | 0.6779 | 1 | 0.32041 | 1 | 0.26411 | 2 | 0.37448 | 9 | 0.84743 | 6 | 0.60929 | 1 | 0.29303 | 2 | 0.61221 | 2 | 0.6484 | 2 | 0.96649 | 2 | 0.45319 | 2 | 0.53714 | 8 | 0.72763 | 10 | 0.93545
07:00 - 08:00 | 44 |  | 30.3899 | 92 | 92 | [5 empty] | 32 |  |  |  |  | 27 | 3 | 0.96884 | 1 | 0.03062 | 2 | 0.2713 | 2 | 0.84644 | 3 | 0.7616 | 1 | 0.2167 | 1 | 0.32303 | 2 | 0.44756 | 3 | 0.51505 | 2 | 0.76974 | 3 | 0.65248 | 3 | 0.69519 | 3 | 0.22498 | 5 | 0.5213 | 2 | 0.33822 | 1 | 0.052612 | 2 | 0.58864 | 1 | 0.27227 | 1 | 0.25884 | 2 | 0.83475 | 8 | 0.71196 | 5 | 0.34553
08:00 - 09:00 | 26 |  | 17.048 | 92 | 92 | [5 empty] | 33 |  |  |  |  | 28 | 2 | 0.30633 | 2 | 0.98684 | 4 | 0.86903 | 2 | 0.54035 | 1 | 0.16216 | 1 | 0.06093 | 2 | 0.6665 | 1 | 0.096744 | 2 | 0.33256 | 1 | 0.29864 | 2 | 0.60027 | 4 | 0.78905 | 5 | 0.43591 | 1 | 0.10243 | 2 | 0.55834 | 2 | 0.90437 | 2 | 0.6697 | 1 | 0.21283 | 1 | 0.19495 | 2 | 0.96274 | 4 | 0.33463 | 1 | 0.14236
09:00 - 10:00 |  |  |  | 92 | 92 | [7 empty] | 12 | 11 |  | 29 | 2 | 0.592 | 2 | 0.93515 | 3 | 0.61483 | 1 | 0.39483 | 1 | 0.13055 | 3 | 0.93633 | 2 | 0.65439 | 1 | 0.020991 | 1 | 0.022312 | 1 | 0.0064312 | 3 | 0.9425 | 4 | 0.79311 | 9 | 0.81397 | 1 | 0.073252 | 3 | 0.94192 | 1 | 0.0024171 | 2 | 0.5931 | 2 | 0.58277 | 2 | 0.49746 | 1 | 0.0036724 | 2 | 0.25361 | 1 | 0.072581
10:00 - 11:00 |  |  |  | 92 | 92 | [7 empty] | 10 | 7 |  | 30 | 1 | 0.13341 | 2 | 0.68454 | 2 | 0.56325 | 2 | 0.61765 | 3 | 0.75589 | 1 | 0.016347 | 1 | 0.25391 | 3 | 0.63265 | 3 | 0.48851 | 1 | 0.28707 | 2 | 0.57064 | 1 | 0.0039866 | 6 | 0.58536 | 8 | 0.78843 | 2 | 0.319 | 2 | 0.99014 | 1 | 0.35342 | 2 | 0.83611 | 3 | 0.70741 | 1 | 0.11941 | 9 | 0.85119 | 5 | 0.34393
11:00 - 12:00 |  |  |  | 92 | 92 | [7 empty] | 3 | 7 |  | 31 | 2 | 0.36328 | 1 | 0.33342 | 2 | 0.50519 | 2 | 0.84848 | 1 | 0.11861 | 3 | 0.8593 | 2 | 0.67141 | 2 | 0.58281 | 1 | 0.017525 | 1 | 0.40984 | 1 | 0.18397 | 1 | 0.092709 | 7 | 0.68021 | 9 | 0.95981 | 2 | 0.40693 | 2 | 0.81398 | 1 | 0.37127 | 2 | 0.51673 | 2 | 0.44551 | 1 | 0.47564 | 8 | 0.75837 | 6 | 0.49321
12:00 - 13:00 |  |  |  | 92 | 92 | 92 |  |  | 9 |  |  |  | 7 | 3 |  | 32 | 1 | 0.2295 | 1 | 0.30552 | 4 | 0.96319 | 1 | 0.080052 | 1 | 0.14609 | 2 | 0.54914 | 2 | 0.98833 | 3 | 0.63764 | 3 | 0.50965 | 2 | 0.53898 | 3 | 0.8661 | 1 | 0.037751 | 1 | 0.050521 | 1 | 0.049387 | 3 | 0.92035 | 2 | 0.64108 | 2 | 0.55758 | 2 | 0.83215 | 2 | 0.4282 | 2 | 0.73616 | 12 | 0.99257 | 10 | 0.95262
13:00 - 14:00 | 46 | 46 | 33.3548 | 92 | 92 |  | 19.5321 |  | 6 | 4.4173 | 48 | 23.2382 | 2 | 6 |  | 33 | 2 | 0.30181 | 1 | 0.35346 | 4 | 0.94798 | 2 | 0.64864 | 2 | 0.43148 | 3 | 0.86769 | 1 | 0.089591 | 2 | 0.51126 | 3 | 0.46969 | 1 | 0.10113 | 2 | 0.49161 | 4 | 0.83853 | 8 | 0.7799 | 8 | 0.88139 | 3 | 0.94164 | 1 | 0.15767 | 1 | 0.24373 | 1 | 0.22337 | 3 | 0.97533 | 2 | 0.77253 | 6 | 0.43531 | 11 | 0.97022
14:00 - 15:00 | 46 | 46 | 34.8372 | 92 | 92 |  | 9.0148 |  | 11 | 4.4173 | 44 | 26.4434 | 18 | 17 |  | 34 | 1 | 0.2126 | 2 | 0.69615 | 3 | 0.61787 | 1 | 0.1849 | 2 | 0.29198 | 1 | 0.14901 | 1 | 0.29424 | 2 | 0.47434 | 4 | 0.70657 | 1 | 0.32827 | 2 | 0.60562 | 1 | 0.068733 | 7 | 0.63538 | 3 | 0.23591 | 2 | 0.34145 | 1 | 0.3477 | 1 | 0.15076 | 1 | 0.48861 | 1 | 0.0010812 | 1 | 0.22843 | 1 | 0.082268 | 3 | 0.26541
15:00 - 16:00 |  |  |  | 92 | 92 |  | 16.5271 |  | 7 | 3.9264 |  | 24.0395 | 12 | 18 |  | 35 | 2 | 0.37816 | 1 | 0.07517 | 2 | 0.31449 | 1 | 0.23193 | 3 | 0.75368 | 2 | 0.65077 | 1 | 0.25466 | 3 | 0.70544 | 1 | 0.19587 | 1 | 0.3692 | 3 | 0.78232 | 4 | 0.87085 | 8 | 0.75625 | 3 | 0.32754 | 1 | 0.11749 | 2 | 0.55667 | 2 | 0.7983 | 1 | 0.42691 | 2 | 0.30364 | 2 | 0.58162 | 1 | 0.06956 | 1 | 0.094929
16:00 - 17:00 |  |  |  | 92 | 92 |  | 12.0197 |  | 7 | 5.3989 | 42 | 36.0592 | 15 | 8 |  | 36 | 2 | 0.53629 | 1 | 0.072011 | 2 | 0.42486 | 2 | 0.65888 | 1 | 0.090539 | 1 | 0.085493 | 2 | 0.55852 | 4 | 0.8895 | 4 | 0.67231 | 1 | 0.46412 | 3 | 0.90776 | 4 | 0.95933 | 4 | 0.31497 | 5 | 0.47564 | 3 | 0.75567 | 1 | 0.27203 | 1 | 0.48886 | 2 | 0.9811 | 1 | 0.27973 | 2 | 0.70792 | 6 | 0.4024 | 7 | 0.61641
17:00 - 18:00 | 17 | 26 | 14.8243 | 92 | 92 |  | 12.0197 |  | 11 | 5.3989 | 50 | 37.6618 | 5 | 4 |  | 37 | 1 | 0.0079103 | 2 | 0.7812 | 4 | 0.99722 | 2 | 0.73259 | 2 | 0.38471 | 2 | 0.6283 | 2 | 0.89627 | 1 | 0.072309 | 4 | 0.72237 | 2 | 0.89465 | 1 | 0.092144 | 3 | 0.40302 | 4 | 0.30556 | 8 | 0.84782 | 3 | 0.72605 | 2 | 0.68453 | 1 | 0.26214 | 2 | 0.65521 | 1 | 0.18345 | 2 | 0.57222 | 8 | 0.77865 | 8 | 0.71953
18:00 - 19:00 | 27 | 38 | 23.7189 | 92 | 92 | 92 | 35.308 | 2.0834 | 13 | 5.8897 |  | 73.7211 | 5 | 6 |  | 38 | 3 | 0.832 | 2 | 0.88354 | 3 | 0.79657 | 1 | 0.33256 | 1 | 0.067625 | 1 | 0.11455 | 2 | 0.7087 | 3 | 0.65172 | 3 | 0.48121 | 2 | 0.61741 | 2 | 0.55753 | 2 | 0.31554 | 7 | 0.6236 | 7 | 0.69907 | 1 | 0.071613 | 1 | 0.3039 | 2 | 0.76186 | 1 | 0.45126 | 3 | 0.94587 | 1 | 0.32271 | 2 | 0.23999 | 3 | 0.28509
19:00 - 20:00 | 26 | 11 | 14.0831 | 92 | 92 | 92 | 33.8055 | 2.7245 | 11 | 6.3805 | 92 | 73.7211 | 1 | 3 |  | 39 | 2 | 0.45353 | 2 | 0.93387 | 2 | 0.3413 | 1 | 0.20111 | 2 | 0.2408 | 2 | 0.30162 | 2 | 0.68488 | 2 | 0.32124 | 2 | 0.2325 | 2 | 0.93167 | 3 | 0.74273 | 2 | 0.37012 | 2 | 0.17647 | 5 | 0.48578 | 2 | 0.50052 | 1 | 0.31546 | 1 | 0.19485 | 2 | 0.68494 | 2 | 0.62533 | 2 | 0.52686 | 3 | 0.30478 | 7 | 0.5792
20:00 - 21:00 | 22 | 17 | 15.5656 | 92 | 92 | 92 |  | 4.9682 | 7 | 5.3989 |  | 73.7211 | 2 | 2 |  | 40 | 3 | 0.79194 | 1 | 0.42764 | 2 | 0.52638 | 2 | 0.92217 | 4 | 0.84032 | 1 | 0.22203 | 1 | 0.2588 | 2 | 0.35942 | 2 | 0.25493 | 2 | 0.98538 | 3 | 0.79211 | 3 | 0.50352 | 10 | 0.90798 | 4 | 0.33056 | 3 | 0.78805 | 2 | 0.86677 | 1 | 0.40216 | 2 | 0.54531 | 1 | 0.013508 | 1 | 0.20359 | 4 | 0.32621 | 7 | 0.6795
21:00 - 22:00 |  |  |  | 92 | 92 | 92 | 14.2734 | 4.9682 | 10 | 3.9264 | [5 empty] | 41 | 2 | 0.39662 | 2 | 0.64864 | 4 | 0.83923 | 2 | 0.65186 | 2 | 0.57911 | 3 | 0.94179 | 1 | 0.26743 | 3 | 0.72949 | 5 | 0.80851 | 1 | 0.23886 | 3 | 0.76165 | 3 | 0.47087 | 2 | 0.19045 | 7 | 0.70582 | 2 | 0.46527 | 2 | 0.99582 | 1 | 0.28068 | 1 | 0.3644 | 1 | 0.013708 | 1 | 0.32905 | 6 | 0.41431 | 5 | 0.34405
22:00 - 23:00 |  |  |  | 92 | 92 | 92 | 26.2932 |  |  |  | 43 |  |  |  |  | 42 | 1 | 0.27504 | 2 | 0.65466 | 3 | 0.62779 | 1 | 0.30325 | 2 | 0.45853 | 2 | 0.64098 | 1 | 0.36453 | 2 | 0.3753 | 3 | 0.4765 | 2 | 0.94577 | 2 | 0.32744 | 4 | 0.95278 | 2 | 0.15652 | 8 | 0.8311 | 3 | 0.89884 | 2 | 0.82746 | 2 | 0.80124 | 2 | 0.57477 | 3 | 0.7524 | 1 | 0.3774 | 6 | 0.39557 | 3 | 0.3066
23:00 - 24:00 |  |  |  | 92 | 92 | 92 | 28.5469 |  |  |  | 49 |  |  |  |  | 43 | 1 | 0.051615 | 2 | 0.94353 | 2 | 0.20083 | 2 | 0.63042 | 2 | 0.27609 | 1 | 0.19779 | 1 | 0.4656 | 2 | 0.46673 | 2 | 0.37536 | 1 | 0.26327 | 2 | 0.44854 | 3 | 0.58761 | 4 | 0.38252 | 4 | 0.42936 | 2 | 0.44335 | 1 | 0.26329 | 2 | 0.92591 | 2 | 0.63911 | 2 | 0.41029 | 2 | 0.81822 | 7 | 0.53109 | 6 | 0.41029
[16 empty] | 44 | 3 | 0.91408 | 1 | 0.060047 | 2 | 0.24635 | 1 | 0.48668 | 1 | 0.12492 | 2 | 0.34046 | 1 | 0.32486 | 4 | 0.86855 | 5 | 0.81499 | 1 | 0.14654 | 3 | 0.9436 | 4 | 0.86503 | 3 | 0.24083 | 3 | 0.30399 | 3 | 0.81672 | 1 | 0.48727 | 1 | 0.39719 | 1 | 0.27856 | 3 | 0.9229 | 2 | 0.57574 | 7 | 0.54005 | 2 | 0.20538
[16 empty] | 45 | 1 | 0.12226 | 1 | 0.13276 | 4 | 0.99561 | 2 | 0.94502 | 3 | 0.70494 | 2 | 0.58486 | 2 | 0.86548 | 4 | 0.8883 | 1 | 0.061688 | 1 | 0.48493 | 2 | 0.42594 | 4 | 0.92044 | 3 | 0.22272 | 4 | 0.42085 | 1 | 0.2438 | 2 | 0.76382 | 1 | 0.22166 | 2 | 0.81154 | 1 | 0.049515 | 2 | 0.51927 | 9 | 0.89443 | 1 | 0.064947
Hourly Consumption (kWh) | [15 empty] | 46 | 3 | 0.71699 | 1 | 0.35971 | 4 | 0.83309 | 1 | 0.00069424 | 1 | 0.17662 | 2 | 0.32825 | 1 | 0.458 | 1 | 0.1441 | 2 | 0.37569 | 1 | 0.1807 | 2 | 0.34636 | 1 | 0.011774 | 8 | 0.77229 | 5 | 0.47903 | 3 | 0.96652 | 2 | 0.52825 | 2 | 0.57938 | 2 | 0.93969 | 2 | 0.30695 | 1 | 0.13427 | 8 | 0.68335 | 6 | 0.47755
[16 empty] | 47 | 1 | 0.16821 | 1 | 0.076831 | 4 | 0.98701 | 1 | 0.13672 | 2 | 0.29652 | 2 | 0.42486 | 1 | 0.19459 | 1 | 0.15162 | 1 | 0.06668 | 1 | 0.067403 | 3 | 0.95338 | 4 | 0.97129 | 8 | 0.72192 | 4 | 0.41681 | 2 | 0.45297 | 1 | 0.10466 | 1 | 0.13544 | 2 | 0.97488 | 3 | 0.79485 | 1 | 0.45483 | 8 | 0.7321 | 10 | 0.915
TIME | Hob | Oven | Microwave | Refrigerator | Freezer | Television | Video | Dishwasher | Washing | Tumble Drier | Kettle | Computers | Iron | Miscellaneous | Total | 48 | 1 | 0.16814 | 2 | 0.63301 | 2 | 0.45241 | 2 | 0.81292 | 4 | 0.82635 | 3 | 0.79448 | 2 | 0.67692 | 4 | 0.96851 | 1 | 0.14041 | 1 | 0.3935 | 3 | 0.88237 | 3 | 0.64868 | 4 | 0.34651 | 2 | 0.20234 | 1 | 0.08595 | 1 | 0.14105 | 2 | 0.84233 | 1 | 0.19684 | 2 | 0.59134 | 2 | 0.81163 | 6 | 0.46941 | 1 | 0.14807
|  |  | Oven |  |  |  | Recorder |  | Mashine | [6 empty] | 49 | 1 | 0.064715 | 1 | 0.031007 | 3 | 0.68675 | 2 | 0.68122 | 1 | 0.054447 | 2 | 0.44165 | 2 | 0.71329 | 2 | 0.27896 | 5 | 0.90691 | 1 | 0.34304 | 1 | 0.055255 | 3 | 0.46531 | 3 | 0.21697 | 7 | 0.7481 | 2 | 0.56989 | 2 | 0.82224 | 2 | 0.67154 | 2 | 0.60495 | 3 | 0.82295 | 1 | 0.42461 | 1 | 0.096507 | 2 | 0.20283
Hourly consumption | 0.44333 | 0.37 | 0.076667 | 0.034167 | 0.079167 | 0.13 | 0.1 | 1.72 | 0.8 | 0.72 | 0.156 | 0.1 | 0.3 | 1.25 |  | 50 | 3 | 0.74752 | 1 | 0.080531 | 4 | 0.85927 | 1 | 0.28529 | 1 | 0.059594 | 2 | 0.37489 | 1 | 0.35199 | 1 | 0.15265 | 5 | 0.83159 | 1 | 0.10594 | 3 | 0.77411 | 2 | 0.2358 | 4 | 0.38724 | 5 | 0.54643 | 1 | 0.12808 | 2 | 0.78358 | 1 | 0.072218 | 2 | 0.89797 | 2 | 0.51362 | 1 | 0.32607 | 6 | 0.40629 | 6 | 0.50357
(kWh) | [15 empty] | 51 | 2 | 0.30769 | 2 | 0.97841 | 3 | 0.75318 | 1 | 0.34364 | 4 | 0.94701 | 2 | 0.64741 | 1 | 0.3206 | 4 | 0.90976 | 5 | 0.8972 | 1 | 0.33524 | 2 | 0.64536 | 3 | 0.61722 | 7 | 0.6582 | 5 | 0.44286 | 2 | 0.37008 | 2 | 0.9421 | 2 | 0.67538 | 1 | 0.06551 | 1 | 0.02079 | 2 | 0.79685 | 12 | 0.99793 | 8 | 0.73013
00:00 - 01:00 | 0 | 0 | 0 | 3.1433 | 7.2833 | 0 | 0 | 0 | 0 | 0 | 0 | 0 | 0 | 0 | 10.4267 | 52 | 1 | 0.098532 | 1 | 0.4446 | 2 | 0.58827 | 2 | 0.67522 | 1 | 0.13706 | 1 | 0.010794 | 1 | 0.29737 | 1 | 0.12574 | 5 | 0.82897 | 2 | 0.79887 | 1 | 0.18626 | 4 | 0.85196 | 10 | 0.98586 | 3 | 0.27014 | 1 | 0.25499 | 2 | 0.69627 | 1 | 0.20228 | 1 | 0.16749 | 2 | 0.49461 | 2 | 0.81424 | 6 | 0.46814 | 1 | 0.079519
01:00 - 02:00 | 0 | 0 | 0 | 3.1433 | 7.2833 | 0 | 0 | 0 | 0 | 0 | 0 | 0 | 0 | 0 | 10.4267 | 53 | 3 | 0.73578 | 2 | 0.7136 | 2 | 0.25945 | 1 | 0.40697 | 3 | 0.73962 | 2 | 0.6964 | 1 | 0.45034 | 2 | 0.37482 | 1 | 0.085205 | 2 | 0.56588 | 3 | 0.67641 | 4 | 0.9331 | 10 | 0.94591 | 7 | 0.69599 | 3 | 0.8568 | 1 | 0.098906 | 1 | 0.012997 | 1 | 0.24102 | 1 | 0.17261 | 2 | 0.9691 | 4 | 0.32589 | 9 | 0.84928
02:00 - 03:00 | 0 | 0 | 0 | 3.1433 | 7.2833 | 0 | 0 | 0 | 0 | 0 | 0 | 0 | 0 | 0 | 10.4267 | 54 | 1 | 0.26332 | 2 | 0.57109 | 1 | 0.11066 | 1 | 0.44315 | 2 | 0.4478 | 2 | 0.49231 | 2 | 0.68246 | 2 | 0.46914 | 3 | 0.45432 | 1 | 0.11601 | 3 | 0.90969 | 4 | 0.73129 | 5 | 0.41455 | 5 | 0.54571 | 2 | 0.45166 | 2 | 0.82428 | 1 | 0.12098 | 2 | 0.69512 | 3 | 0.66632 | 2 | 0.54067 | 4 | 0.32762 | 8 | 0.70871
03:00 - 04:00 | 0 | 0 | 0 | 3.1433 | 7.2833 | 0 | 0 | 0 | 0 | 0 | 0 | 0 | 0 | 0 | 10.4267 | 55 | 3 | 0.856 | 1 | 0.024302 | 3 | 0.69722 | 1 | 0.28927 | 2 | 0.27309 | 2 | 0.67963 | 2 | 0.87097 | 4 | 0.89085 | 4 | 0.72322 | 2 | 0.80137 | 3 | 0.9489 | 4 | 0.77091 | 3 | 0.22565 | 2 | 0.19809 | 2 | 0.51409 | 1 | 0.15495 | 1 | 0.17952 | 2 | 0.73819 | 1 | 0.054208 | 2 | 0.66504 | 7 | 0.60684 | 7 | 0.65002
04:00 - 05:00 | 0 | 0 | 0 | 3.1433 | 7.2833 | 0 | 0 | 0 | 0 | 0 | 0 | 0 | 0 | 0 | 10.4267 | 56 | 2 | 0.48019 | 1 | 0.40366 | 2 | 0.38516 | 2 | 0.9335 | 4 | 0.85954 | 2 | 0.61453 | 1 | 0.38999 | 2 | 0.31188 | 3 | 0.54394 | 2 | 0.9358 | 1 | 0.034963 | 3 | 0.61538 | 9 | 0.80717 | 4 | 0.39708 | 3 | 0.96719 | 2 | 0.73314 | 2 | 0.94515 | 1 | 0.18477 | 3 | 0.66105 | 1 | 0.28928 | 6 | 0.51757 | 7 | 0.61691
05:00 - 06:00 | 0 | 0 | 0 | 3.1433 | 7.2833 | 0 | 0 | 0 | 0 | 0 | 0 | 0 | 0 | 0 | 10.4267 | 57 | 3 | 0.94668 | 1 | 0.36726 | 2 | 0.47645 | 2 | 0.59462 | 1 | 0.14835 | 3 | 0.97865 | 1 | 0.332 | 2 | 0.35051 | 1 | 0.027648 | 1 | 0.012473 | 3 | 0.93987 | 3 | 0.42569 | 7 | 0.61048 | 4 | 0.35289 | 1 | 0.086751 | 2 | 0.63917 | 2 | 0.61641 | 1 | 0.48424 | 2 | 0.35583 | 1 | 0.21512 | 1 | 0.041793 | 1 | 0.12294
06:00 - 07:00 | 9.7533 | 0 | 1.5911 | 3.1433 | 7.2833 | 0 | 0 | 0 | 0 | 0 | 4.212 | 0 | 0 | 0 | 25.9831 | 58 | 2 | 0.55651 | 1 | 0.23361 | 1 | 0.16538 | 2 | 0.79221 | 2 | 0.26249 | 1 | 0.11372 | 2 | 0.57194 | 4 | 0.83906 | 4 | 0.79953 | 1 | 0.35236 | 3 | 0.66408 | 3 | 0.42819 | 9 | 0.89154 | 4 | 0.4015 | 1 | 0.099038 | 2 | 0.6096 | 1 | 0.20551 | 1 | 0.24702 | 2 | 0.64115 | 1 | 0.29099 | 6 | 0.49348 | 10 | 0.92532
07:00 - 08:00 | 19.5067 | 0 | 2.3299 | 3.1433 | 7.2833 | 0 | 0 | 0 | 0 | 0 | 4.992 | 0 | 0 | 0 | 37.2552 | 59 | 2 | 0.33102 | 2 | 0.61992 | 4 | 0.99563 | 2 | 0.75138 | 4 | 0.89405 | 1 | 0.26938 | 2 | 0.68109 | 4 | 0.83876 | 1 | 0.11839 | 2 | 0.67626 | 3 | 0.78472 | 2 | 0.27312 | 8 | 0.75077 | 4 | 0.42116 | 3 | 0.67608 | 1 | 0.11451 | 2 | 0.64927 | 1 | 0.37727 | 2 | 0.61553 | 2 | 0.79656 | 6 | 0.50273 | 6 | 0.43608
08:00 - 09:00 | 11.5267 | 0 | 1.307 | 3.1433 | 7.2833 | 0 | 0 | 0 | 0 | 0 | 5.148 | 0 | 0 | 0 | 28.4083 | 60 | 2 | 0.49669 | 1 | 0.035939 | 3 | 0.75822 | 1 | 0.20075 | 2 | 0.33524 | 1 | 0.26752 | 2 | 0.72153 | 2 | 0.4298 | 2 | 0.37739 | 2 | 0.65764 | 1 | 0.056006 | 3 | 0.47739 | 1 | 0.044964 | 1 | 0.067196 | 2 | 0.59878 | 1 | 0.25367 | 1 | 0.20653 | 2 | 0.87551 | 1 | 0.097135 | 2 | 0.74544 | 4 | 0.33827 | 6 | 0.51864
09:00 - 10:00 | 0 | 0 | 0 | 3.1433 | 7.2833 | 0 | 0 | 0 | 0 | 0 | 0 | 0 | 3.6 | 13.75 | 27.7767 | 61 | 3 | 0.99882 | 2 | 0.94207 | 3 | 0.66063 | 2 | 0.63916 | 4 | 0.87325 | 1 | 0.022137 | 2 | 0.96899 | 1 | 0.11687 | 2 | 0.31617 | 2 | 0.77556 | 3 | 0.70837 | 3 | 0.6794 | 2 | 0.12598 | 8 | 0.87099 | 1 | 0.17837 | 1 | 0.46125 | 2 | 0.93906 | 2 | 0.70847 | 1 | 0.25574 | 1 | 0.19434 | 2 | 0.21166 | 4 | 0.33628
10:00 - 11:00 | 0 | 0 | 0 | 3.1433 | 7.2833 | 0 | 0 | 0 | 0 | 0 | 0 | 0 | 3 | 8.75 | 22.1767 | 62 | 1 | 0.11195 | 2 | 0.68432 | 4 | 0.97896 | 1 | 0.020646 | 2 | 0.25963 | 1 | 0.14196 | 1 | 0.30461 | 4 | 0.86733 | 3 | 0.47854 | 2 | 0.79388 | 2 | 0.36156 | 4 | 0.7382 | 1 | 0.066249 | 2 | 0.16974 | 1 | 0.21466 | 1 | 0.39047 | 1 | 0.39151 | 2 | 0.87374 | 3 | 0.86226 | 1 | 0.44024 | 6 | 0.44982 | 8 | 0.70387
11:00 - 12:00 | 0 | 0 | 0 | 3.1433 | 7.2833 | 0 | 0 | 0 | 0 | 0 | 0 | 0 | 0.9 | 8.75 | 20.0767 | 63 | 3 | 0.79944 | 1 | 0.21017 | 4 | 0.85191 | 2 | 0.97886 | 2 | 0.59725 | 2 | 0.6893 | 1 | 0.071258 | 2 | 0.37526 | 1 | 0.08489 | 1 | 0.082589 | 1 | 0.28325 | 4 | 0.80323 | 4 | 0.39538 | 7 | 0.71527 | 1 | 0.19023 | 1 | 0.33639 | 2 | 0.58596 | 2 | 0.68142 | 1 | 0.23724 | 1 | 0.39408 | 1 | 0.11144 | 10 | 0.93085
12:00 - 13:00 | 0 | 0 | 0 | 3.1433 | 7.2833 | 11.96 | 0 | 0 | 7.2 | 0 | 0 | 0 | 2.1 | 3.75 | 35.4367 | 64 | 3 | 0.95282 | 2 | 0.51648 | 2 | 0.51303 | 1 | 0.16999 | 3 | 0.71344 | 3 | 0.74349 | 1 | 0.037974 | 2 | 0.39041 | 5 | 0.85069 | 2 | 0.73058 | 2 | 0.39776 | 1 | 0.084671 | 1 | 0.051091 | 9 | 0.98318 | 1 | 0.11653 | 2 | 0.60419 | 1 | 0.19539 | 1 | 0.23154 | 3 | 0.79678 | 2 | 0.84089 | 1 | 0.059212 | 7 | 0.65202
13:00 - 14:00 | 20.3933 | 17.02 | 2.5572 | 3.1433 | 7.2833 | 0 | 1.9532 | 0 | 4.8 | 3.1804 | 7.488 | 2.3238 | 0.6 | 7.5 | 78.2426 | 65 | 2 | 0.32419 | 2 | 0.77661 | 3 | 0.74365 | 2 | 0.93505 | 2 | 0.36152 | 1 | 0.055082 | 1 | 0.067357 | 3 | 0.71046 | 5 | 0.92298 | 2 | 0.95414 | 3 | 0.99917 | 3 | 0.4176 | 3 | 0.25826 | 6 | 0.62696 | 3 | 0.82626 | 2 | 0.70544 | 2 | 0.64707 | 2 | 0.95764 | 2 | 0.59818 | 1 | 0.34744 | 4 | 0.32868 | 8 | 0.83195
14:00 - 15:00 | 20.3933 | 17.02 | 2.6709 | 3.1433 | 7.2833 | 0 | 0.90148 | 0 | 8.8 | 3.1804 | 6.864 | 2.6443 | 5.4 | 21.25 | 99.5511 | 66 | 1 | 0.28498 | 2 | 0.93797 | 1 | 0.15375 | 2 | 0.72788 | 2 | 0.39887 | 2 | 0.33348 | 2 | 0.7255 | 2 | 0.58409 | 1 | 0.09036 | 1 | 0.48826 | 3 | 0.8648 | 2 | 0.39728 | 8 | 0.77577 | 5 | 0.51176 | 2 | 0.49545 | 2 | 0.5393 | 1 | 0.40414 | 2 | 0.58013 | 1 | 0.19614 | 2 | 0.79335 | 9 | 0.84007 | 9 | 0.85485
15:00 - 16:00 | 0 | 0 | 0 | 3.1433 | 7.2833 | 0 | 1.6527 | 0 | 5.6 | 2.827 | 0 | 2.4039 | 3.6 | 22.5 | 49.0104 | 67 | 2 | 0.35451 | 2 | 0.96177 | 1 | 0.11138 | 2 | 0.97792 | 3 | 0.79002 | 2 | 0.43694 | 2 | 0.83866 | 2 | 0.49989 | 1 | 0.086611 | 1 | 0.045985 | 2 | 0.55998 | 4 | 0.79367 | 10 | 0.98158 | 6 | 0.62601 | 3 | 0.87695 | 2 | 0.826 | 2 | 0.72942 | 1 | 0.43182 | 3 | 0.76488 | 1 | 0.38473 | 1 | 0.13182 | 7 | 0.62526
16:00 - 17:00 | 0 | 0 | 0 | 3.1433 | 7.2833 | 0 | 1.202 | 0 | 5.6 | 3.8872 | 6.552 | 3.6059 | 4.5 | 10 | 45.7737 | 68 | 2 | 0.52551 | 2 | 0.72108 | 2 | 0.55617 | 1 | 0.34902 | 2 | 0.40123 | 2 | 0.49429 | 1 | 0.28017 | 1 | 0.05044 | 3 | 0.51694 | 1 | 0.026093 | 1 | 0.15543 | 4 | 0.90389 | 7 | 0.6073 | 6 | 0.60982 | 2 | 0.50582 | 2 | 0.89414 | 1 | 0.12995 | 2 | 0.71348 | 1 | 0.031154 | 2 | 0.89316 | 10 | 0.92172 | 6 | 0.40561
17:00 - 18:00 | 7.5367 | 9.62 | 1.1365 | 3.1433 | 7.2833 | 0 | 1.202 | 0 | 8.8 | 3.8872 | 7.8 | 3.7662 | 1.5 | 5 | 60.6752 | 69 | 1 | 0.29927 | 2 | 0.85198 | 3 | 0.76099 | 1 | 0.37878 | 4 | 0.89853 | 2 | 0.65575 | 2 | 0.81996 | 1 | 0.054231 | 1 | 0.00095555 | 2 | 0.71216 | 3 | 0.98721 | 3 | 0.46734 | 7 | 0.68776 | 8 | 0.82703 | 3 | 0.74792 | 1 | 0.20224 | 2 | 0.50597 | 2 | 0.99169 | 1 | 0.27616 | 2 | 0.69163 | 1 | 0.11152 | 1 | 0.13151
18:00 - 19:00 | 11.97 | 14.06 | 1.8185 | 3.1433 | 7.2833 | 11.96 | 3.5308 | 3.5835 | 10.4 | 4.2406 | 0 | 7.3721 | 1.5 | 7.5 | 88.3621 | 70 | 3 | 0.70298 | 1 | 0.40079 | 2 | 0.3988 | 1 | 0.1758 | 1 | 0.12431 | 2 | 0.67169 | 1 | 0.41379 | 3 | 0.60912 | 3 | 0.44351 | 1 | 0.49124 | 2 | 0.35116 | 2 | 0.24442 | 8 | 0.70849 | 8 | 0.78997 | 2 | 0.59667 | 1 | 0.44931 | 1 | 0.013632 | 2 | 0.74738 | 2 | 0.42959 | 2 | 0.70851 | 9 | 0.87937 | 6 | 0.45491
19:00 - 20:00 | 11.5267 | 4.07 | 1.0797 | 3.1433 | 7.2833 | 11.96 | 3.3806 | 4.6861 | 8.8 | 4.5939 | 14.352 | 7.3721 | 0.3 | 3.75 | 86.2977 | 71 | 2 | 0.47192 | 1 | 0.10457 | 3 | 0.68354 | 2 | 0.55747 | 1 | 0.0015296 | 2 | 0.41891 | 2 | 0.98751 | 4 | 0.87464 | 1 | 0.092519 | 2 | 0.83001 | 1 | 0.25623 | 3 | 0.53465 | 7 | 0.60263 | 7 | 0.73048 | 3 | 0.69536 | 1 | 0.18607 | 1 | 0.32286 | 2 | 0.62859 | 3 | 0.78213 | 1 | 0.34075 | 2 | 0.1988 | 6 | 0.46873
20:00 - 21:00 | 9.7533 | 6.29 | 1.1934 | 3.1433 | 7.2833 | 11.96 | 0 | 8.5452 | 5.6 | 3.8872 | 0 | 7.3721 | 0.6 | 2.5 | 68.1279 | 72 | 1 | 0.066482 | 1 | 0.35449 | 1 | 0.048484 | 2 | 0.99886 | 1 | 0.18646 | 3 | 0.91268 | 1 | 0.17468 | 4 | 0.81426 | 3 | 0.59329 | 2 | 0.57143 | 1 | 0.0027343 | 3 | 0.44885 | 3 | 0.26982 | 6 | 0.65914 | 1 | 0.092442 | 1 | 0.16524 | 2 | 0.66165 | 2 | 0.52346 | 2 | 0.46373 | 1 | 0.40005 | 3 | 0.26352 | 7 | 0.63615
21:00 - 22:00 | 0 | 0 | 0 | 3.1433 | 7.2833 | 11.96 | 1.4273 | 8.5452 | 8 | 2.827 | 0 | 0 | 0 | 0 | 43.1863 | 73 | 1 | 0.24756 | 2 | 0.99715 | 2 | 0.53917 | 2 | 0.53679 | 2 | 0.54458 | 3 | 0.8442 | 2 | 0.67109 | 2 | 0.44243 | 3 | 0.43261 | 1 | 0.35083 | 3 | 0.80526 | 2 | 0.34368 | 1 | 0.017064 | 7 | 0.72198 | 3 | 0.87387 | 2 | 0.57557 | 2 | 0.83545 | 2 | 0.73476 | 2 | 0.64549 | 1 | 0.21914 | 8 | 0.73477 | 6 | 0.36613
22:00 - 23:00 | 0 | 0 | 0 | 3.1433 | 7.2833 | 11.96 | 2.6293 | 0 | 0 | 0 | 6.708 | 0 | 0 | 0 | 31.724 | 74 | 2 | 0.33865 | 2 | 0.56951 | 3 | 0.72415 | 1 | 0.17374 | 2 | 0.24416 | 1 | 0.078484 | 2 | 0.59075 | 2 | 0.41633 | 5 | 0.95048 | 2 | 0.89377 | 2 | 0.41742 | 3 | 0.63564 | 5 | 0.44546 | 2 | 0.21449 | 1 | 0.012191 | 1 | 0.24818 | 2 | 0.89302 | 1 | 0.46233 | 2 | 0.46205 | 2 | 0.76017 | 10 | 0.9159 | 7 | 0.56169
23:00 - 24:00 | 0 | 0 | 0 | 3.1433 | 7.2833 | 11.96 | 2.8547 | 0 | 0 | 0 | 7.644 | 0 | 0 | 0 | 32.8854 | 75 | 2 | 0.43923 | 2 | 0.69971 | 1 | 0.091269 | 1 | 0.37563 | 2 | 0.31168 | 2 | 0.51084 | 2 | 0.92461 | 2 | 0.4724 | 4 | 0.68032 | 2 | 0.65542 | 2 | 0.5885 | 1 | 0.12687 | 5 | 0.42098 | 2 | 0.21156 | 3 | 0.9763 | 1 | 0.073905 | 1 | 0.033011 | 2 | 0.65059 | 1 | 0.29237 | 1 | 0.46605 | 3 | 0.3053 | 9 | 0.84829
[16 empty] | 76 | 2 | 0.4308 | 2 | 0.85528 | 4 | 0.93331 | 1 | 0.081161 | 2 | 0.4294 | 2 | 0.59424 | 1 | 0.42188 | 3 | 0.66537 | 1 | 0.10983 | 1 | 0.17607 | 3 | 0.68318 | 3 | 0.66928 | 3 | 0.24012 | 6 | 0.58243 | 3 | 0.99241 | 2 | 0.72237 | 1 | 0.49773 | 1 | 0.41909 | 1 | 0.2942 | 1 | 0.36897 | 1 | 0.010462 | 8 | 0.76068
[16 empty] | 77 | 2 | 0.53191 | 2 | 0.70664 | 1 | 0.046115 | 1 | 0.25577 | 3 | 0.69893 | 2 | 0.5436 | 2 | 0.80363 | 3 | 0.74065 | 1 | 0.023179 | 2 | 0.72007 | 2 | 0.33601 | 1 | 0.095036 | 6 | 0.56273 | 1 | 0.096162 | 2 | 0.57689 | 1 | 0.24596 | 1 | 0.41707 | 1 | 0.4766 | 2 | 0.50852 | 1 | 0.44324 | 7 | 0.63325 | 7 | 0.63723
Electricity Profile without lighting | [15 empty] | 78 | 2 | 0.47435 | 2 | 0.86718 | 2 | 0.53482 | 2 | 0.54919 | 2 | 0.53753 | 2 | 0.60043 | 2 | 0.81303 | 2 | 0.45737 | 1 | 0.096342 | 1 | 0.16642 | 1 | 0.09185 | 1 | 0.054697 | 8 | 0.72082 | 4 | 0.40569 | 2 | 0.46576 | 1 | 0.3304 | 2 | 0.68197 | 2 | 0.54422 | 1 | 0.067988 | 2 | 0.90161 | 8 | 0.78813 | 12 | 0.99562
[16 empty] | 79 | 2 | 0.48403 | 1 | 0.27183 | 2 | 0.57322 | 1 | 0.25758 | 1 | 0.16644 | 3 | 0.70583 | 2 | 0.7904 | 3 | 0.64762 | 1 | 0.15262 | 2 | 0.65984 | 2 | 0.64938 | 3 | 0.44266 | 9 | 0.87119 | 6 | 0.58371 | 3 | 0.8682 | 2 | 0.53284 | 1 | 0.48701 | 2 | 0.84537 | 2 | 0.38962 | 2 | 0.70933 | 10 | 0.9477 | 4 | 0.33954
[11 empty] | Total per day for 92 households |  |  | 943.5098 | kWh | 80 | 2 | 0.43758 | 2 | 0.7075 | 4 | 0.93658 | 2 | 0.54173 | 2 | 0.50694 | 2 | 0.35504 | 2 | 0.7406 | 2 | 0.4106 | 5 | 0.97908 | 2 | 0.59978 | 3 | 0.82547 | 2 | 0.24868 | 4 | 0.34967 | 7 | 0.73022 | 1 | 0.093267 | 2 | 0.96281 | 2 | 0.79114 | 1 | 0.23397 | 2 | 0.38248 | 1 | 0.16848 | 6 | 0.36788 | 7 | 0.52609
[11 empty] | Total per day per household |  |  | 10.2555 | kWh | 81 | 2 | 0.64254 | 2 | 0.55537 | 3 | 0.67964 | 2 | 0.73523 | 4 | 0.94137 | 2 | 0.54479 | 1 | 0.49059 | 3 | 0.77984 | 4 | 0.72576 | 2 | 0.98689 | 2 | 0.46685 | 4 | 0.97124 | 7 | 0.60834 | 9 | 0.9498 | 3 | 0.69627 | 1 | 0.25956 | 1 | 0.46282 | 2 | 0.64852 | 1 | 0.026391 | 1 | 0.10336 | 11 | 0.98825 | 5 | 0.34378
[11 empty] | Annual per household |  |  | 3743.2724 | kWh | 82 | 3 | 0.98012 | 1 | 0.31777 | 3 | 0.66894 | 1 | 0.28503 | 2 | 0.45962 | 1 | 0.19934 | 2 | 0.61382 | 1 | 0.15644 | 5 | 0.92557 | 2 | 0.76787 | 1 | 0.15483 | 4 | 0.98269 | 7 | 0.65444 | 9 | 0.97814 | 2 | 0.60921 | 2 | 0.5889 | 1 | 0.45068 | 1 | 0.28187 | 1 | 0.2817 | 1 | 0.19327 | 7 | 0.57685 | 6 | 0.39829
[11 empty] | Annual total for69 household |  |  | 344381.0597 | kWh | 83 | 2 | 0.3328 | 1 | 0.27774 | 3 | 0.6318 | 1 | 0.28419 | 4 | 0.83621 | 1 | 0.23694 | 1 | 0.37976 | 4 | 0.81159 | 2 | 0.20779 | 2 | 0.69178 | 1 | 0.11771 | 1 | 0.15896 | 8 | 0.70874 | 2 | 0.20496 | 1 | 0.24989 | 1 | 0.47916 | 2 | 0.50443 | 1 | 0.012724 | 3 | 0.70496 | 2 | 0.53098 | 7 | 0.65402 | 3 | 0.28826
[16 empty] | 84 | 3 | 0.99621 | 1 | 0.4301 | 3 | 0.65614 | 2 | 0.97482 | 4 | 0.93969 | 2 | 0.59247 | 1 | 0.064333 | 1 | 0.034257 | 3 | 0.5808 | 2 | 0.59472 | 3 | 0.83978 | 1 | 0.13125 | 3 | 0.24525 | 6 | 0.59813 | 2 | 0.38829 | 1 | 0.15719 | 2 | 0.52092 | 2 | 0.79344 | 3 | 0.90875 | 1 | 0.046289 | 2 | 0.17239 | 8 | 0.69382
[16 empty] | 85 | 3 | 0.75134 | 2 | 0.62698 | 4 | 0.82222 | 2 | 0.7724 | 2 | 0.31124 | 3 | 0.89806 | 2 | 0.63548 | 4 | 0.96592 | 3 | 0.49982 | 2 | 0.64279 | 2 | 0.62508 | 2 | 0.24905 | 1 | 0.088997 | 7 | 0.76205 | 3 | 0.72345 | 1 | 0.056422 | 2 | 0.97938 | 1 | 0.049361 | 3 | 0.73987 | 2 | 0.94161 | 4 | 0.31855 | 1 | 0.1483
[16 empty] | 86 | 3 | 0.93828 | 2 | 0.68041 | 1 | 0.052638 | 1 | 0.3256 | 4 | 0.98603 | 3 | 0.92302 | 1 | 0.46403 | 3 | 0.62993 | 2 | 0.24117 | 2 | 0.73035 | 2 | 0.347 | 3 | 0.63952 | 9 | 0.83359 | 4 | 0.3931 | 3 | 0.66383 | 1 | 0.28958 | 2 | 0.7974 | 2 | 0.92985 | 3 | 0.91951 | 2 | 0.51082 | 7 | 0.54773 | 2 | 0.24833
[16 empty] | 87 | 2 | 0.39345 | 2 | 0.50558 | 3 | 0.70884 | 2 | 0.81983 | 2 | 0.56384 | 1 | 0.030946 | 2 | 0.58513 | 4 | 0.8459 | 5 | 0.97777 | 1 | 0.053748 | 2 | 0.4314 | 3 | 0.53034 | 10 | 0.9055 | 1 | 0.10599 | 1 | 0.056415 | 2 | 0.67071 | 2 | 0.53426 | 1 | 0.3385 | 2 | 0.31469 | 2 | 0.5206 | 8 | 0.80557 | 7 | 0.64538
[16 empty] | 88 | 2 | 0.36283 | 1 | 0.33447 | 1 | 0.10033 | 1 | 0.22024 | 1 | 0.067474 | 1 | 0.26013 | 1 | 0.11771 | 2 | 0.54853 | 3 | 0.48972 | 2 | 0.86586 | 3 | 0.67532 | 4 | 0.8947 | 10 | 0.90107 | 5 | 0.5471 | 2 | 0.38513 | 2 | 0.79296 | 2 | 0.6813 | 1 | 0.39699 | 2 | 0.33084 | 2 | 0.61071 | 8 | 0.68693 | 3 | 0.28536
[16 empty] | 89 | 1 | 0.14826 | 1 | 0.28911 | 2 | 0.53469 | 1 | 0.15879 | 2 | 0.59921 | 3 | 0.7509 | 1 | 0.18675 | 3 | 0.78223 | 1 | 0.19733 | 1 | 0.28978 | 2 | 0.40802 | 4 | 0.95037 | 9 | 0.81456 | 3 | 0.27283 | 2 | 0.5653 | 1 | 0.16379 | 2 | 0.92117 | 1 | 0.14927 | 2 | 0.52978 | 1 | 0.21035 | 2 | 0.17975 | 1 | 0.061326
[16 empty] | 90 | 2 | 0.40922 | 2 | 0.70363 | 3 | 0.60643 | 1 | 0.048985 | 4 | 0.93112 | 2 | 0.37579 | 2 | 0.99861 | 4 | 0.84244 | 1 | 0.10236 | 1 | 0.23279 | 3 | 0.70604 | 4 | 0.96569 | 3 | 0.26967 | 2 | 0.11349 | 1 | 0.025566 | 2 | 0.77897 | 2 | 0.93109 | 2 | 0.61131 | 3 | 0.78722 | 2 | 0.51111 | 10 | 0.91509 | 7 | 0.53649
[16 empty] | 91 | 3 | 0.9327 | 2 | 0.54673 | 4 | 0.86914 | 2 | 0.68565 | 1 | 0.006193 | 1 | 0.22638 | 2 | 0.77016 | 3 | 0.65689 | 4 | 0.64971 | 1 | 0.4464 | 1 | 0.12588 | 3 | 0.43566 | 8 | 0.729 | 7 | 0.69825 | 2 | 0.54308 | 2 | 0.66138 | 2 | 0.74812 | 2 | 0.62494 | 1 | 0.15527 | 1 | 0.33454 | 2 | 0.17957 | 2 | 0.18994
[16 empty] | 92 | 2 | 0.51624 | 1 | 0.024532 | 2 | 0.53197 | 2 | 0.77289 | 2 | 0.59606 | 3 | 0.71082 | 1 | 0.078001 | 2 | 0.36003 | 5 | 0.91005 | 1 | 0.21757 | 2 | 0.48407 | 4 | 0.92749 | 6 | 0.57124 | 8 | 0.81567 | 2 | 0.40702 | 2 | 0.9455 | 1 | 0.17801 | 1 | 0.46164 | 3 | 0.8858 | 2 | 0.68054 | 2 | 0.20788 | 8 | 0.69796
Electricity Profile with lighting
No of light bulbs assumed per household |  |  | 25
Bedrooms |  | 12
Kitchen |  | 2
Living Room |  | 5
Bathrooms |  | 2
Others |  | 4
Energy rating per bulb per hour |  |  | 15 | W
| Operation |  | Consumption (kWh)
Time | Lighting |  | Lighting |  | Other | Total
| Winter | Summer | Winter | Summer | Appliances | Winter | Summer |  | Winter
00:00 - 01:00 |  |  |  |  | 10.4267 | 10.4267 | 10.4267 |  | Total per day for 92 households |  |  | 1323.0098 | kWh
01:00 - 02:00 |  |  |  |  | 10.4267 | 10.4267 | 10.4267 |  | Total per day per household |  |  | 14.3805 | kWh
02:00 - 03:00 |  |  |  |  | 10.4267 | 10.4267 | 10.4267 |  | Total for winter per household |  |  | 1294.2487 | kWh
03:00 - 04:00 |  |  |  |  | 10.4267 | 10.4267 | 10.4267
04:00 - 05:00 |  |  |  |  | 10.4267 | 10.4267 | 10.4267
05:00 - 06:00 |  |  |  |  | 10.4267 | 10.4267 | 10.4267 |  | Summer
06:00 - 07:00 |  |  |  |  | 25.9831 | 25.9831 | 25.9831 |  | Total per day for 92 households |  |  | 1150.5098 | kWh
07:00 - 08:00 | on |  | 34.5 |  | 37.2552 | 71.7552 | 37.2552 |  | Total per day per household |  |  | 12.5055 | kWh
08:00 - 09:00 | on |  | 34.5 |  | 28.4083 | 62.9083 | 28.4083 |  | Total for summer per household |  |  | 1138.0042 | kWh
09:00 - 10:00 | on |  | 34.5 |  | 27.7767 | 62.2767 | 27.7767
10:00 - 11:00 |  |  |  |  | 22.1767 | 22.1767 | 22.1767
11:00 - 12:00 |  |  |  |  | 20.0767 | 20.0767 | 20.0767 |  | Spring and Autumn
12:00 - 13:00 |  |  |  |  | 35.4367 | 35.4367 | 35.4367 |  | Total per day for 92 households |  |  | 1236.7598 | kWh
13:00 - 14:00 |  |  |  |  | 78.2426 | 78.2426 | 78.2426 |  | Total per day per household |  |  | 13.443 | kWh
14:00 - 15:00 |  |  |  |  | 99.5511 | 99.5511 | 99.5511 |  | Total for autumn and spring/household |  |  | 2473.5195 | kWh
15:00 - 16:00 |  |  |  |  | 49.0104 | 49.0104 | 49.0104
16:00 - 17:00 | on |  | 34.5 |  | 45.7737 | 80.2737 | 45.7737 |  | Annual Total per household |  |  | 4905.7724 | kWh
17:00 - 18:00 | on |  | 34.5 |  | 60.6752 | 95.1752 | 60.6752 |  | Annual Total for 92 Two Adults |  |  | 451331.0597 | kWh
18:00 - 19:00 | on | on | 34.5 | 34.5 | 88.3621 | 122.8621 | 122.8621 |  | with Pensioner(s) Household
19:00 - 20:00 | on | on | 34.5 | 34.5 | 86.2977 | 120.7977 | 120.7977
20:00 - 21:00 | on | on | 34.5 | 34.5 | 68.1279 | 102.6279 | 102.6279
21:00 - 22:00 | on | on | 34.5 | 34.5 | 43.1863 | 77.6863 | 77.6863
22:00 - 23:00 | on | on | 34.5 | 34.5 | 31.724 | 66.224 | 66.224
23:00 - 24:00 | on | on | 34.5 | 34.5 | 32.8854 | 67.3854 | 67.3854
* Note: Assumption for lighting operating hours taken from
Per household
| Operation |  | Consumption (kWh)
Time | Lighting |  | Lighting |  | Other | Total
| Winter | Summer | Winter | Summer | Appliances | Winter | Summer
00:00 - 01:00 |  |  |  |  | 0.11333 | 0.11333 | 0.11333
01:00 - 02:00 |  |  |  |  | 0.11333 | 0.11333 | 0.11333
02:00 - 03:00 |  |  |  |  | 0.11333 | 0.11333 | 0.11333
03:00 - 04:00 |  |  |  |  | 0.11333 | 0.11333 | 0.11333
04:00 - 05:00 |  |  |  |  | 0.11333 | 0.11333 | 0.11333
05:00 - 06:00 |  |  |  |  | 0.11333 | 0.11333 | 0.11333
06:00 - 07:00 |  |  |  |  | 0.28243 | 0.28243 | 0.28243
07:00 - 08:00 | on |  | 0.375 |  | 0.40495 | 0.77995 | 0.40495
08:00 - 09:00 | on |  | 0.375 |  | 0.30879 | 0.68379 | 0.30879
09:00 - 10:00 | on |  | 0.375 |  | 0.30192 | 0.67692 | 0.30192
10:00 - 11:00 |  |  |  |  | 0.24105 | 0.24105 | 0.24105
11:00 - 12:00 |  |  |  |  | 0.21822 | 0.21822 | 0.21822
12:00 - 13:00 |  |  |  |  | 0.38518 | 0.38518 | 0.38518
13:00 - 14:00 |  |  |  |  | 0.85046 | 0.85046 | 0.85046
14:00 - 15:00 |  |  |  |  | 1.0821 | 1.0821 | 1.0821
15:00 - 16:00 |  |  |  |  | 0.53272 | 0.53272 | 0.53272
16:00 - 17:00 | on |  | 0.375 |  | 0.49754 | 0.87254 | 0.49754
17:00 - 18:00 | on |  | 0.375 |  | 0.65951 | 1.0345 | 0.65951
18:00 - 19:00 | on | on | 0.375 | 0.375 | 0.96046 | 1.3355 | 1.3355
19:00 - 20:00 | on | on | 0.375 | 0.375 | 0.93802 | 1.313 | 1.313
20:00 - 21:00 | on | on | 0.375 | 0.375 | 0.74052 | 1.1155 | 1.1155
21:00 - 22:00 | on | on | 0.375 | 0.375 | 0.46942 | 0.84442 | 0.84442
22:00 - 23:00 | on | on | 0.375 | 0.375 | 0.34483 | 0.71983 | 0.71983
23:00 - 24:00 | on | on | 0.375 | 0.375 | 0.35745 | 0.73245 | 0.73245

## Three Adult
Three Adult Household |  |  |  | Assumptions | Occurrence Probability |  | Randomised Occurrence |  | Hourly Consumption |  | Electricity Profile
Number of single adult households in Riverside |  |  | 103
Number People in this type of household |  |  | 3
Assumptions
1. Two of the house members have a full time job
2. The third one has a part time job in the afternoon session.
3. Unoccupied period is between : |  | 13:00 to 18:00 on weekdays
Random Consumption Generator
Category | Appliance |  | Average consumption |  | Time most likely to operate |  |  |  | No of times | energy per time | [5 empty] | CUT OFF | Hob 1 |  | Hob 2 |  | Oven 1 |  | Microwave 1 |  | Microwave 2 |  | Video recorder 1 |  | Dishwasher |  | Washing Mashine |  | Tumble Drier |  | Electric kettle 1 |  | Electric kettle 2 |  | Iron |  | Misc
|  |  | per capita (kWh/day) | [5 empty] | per day | of usage (kWh) | [6 empty] | Cut off | Random Tag | Cut off | Random Tag | Cut off | Random Tag | Cut off | Random Tag | Cut off | Random Tag | Cut off | Random Tag | Cut off | Random Tag | Cut off | Random Tag | Cut off | Random Tag | Cut off | Random Tag | Cut off | Random Tag | Cut off | Random Tag | Cut off | Random Tag
Cooking | Electric hob |  | 0.39 |  | 06:00- 09:00,and 18:00 - 21:00 |  |  |  | 2 | 0.585 | [6 empty] | 0 | 1 | 0 | 1 | 0 | 1 | 0 | 1 | 0 | 1 | 0 | 1 | 0 | 1 | 0 | 1 | 0 | 1 | 0 | 1 | 0 | 1 | 0 | 1 | 0 | 1
Appliances | Electric oven |  | 0.22 |  | 18:00 - 21:00 |  |  |  | 1 | 0.66 | [6 empty] | 0.1 | 2 | 0.25 | 2 | 0.25 | 2 | 0.1 | 2 | 0.25 | 2 | 0.3 | 2 | 0.15 | 2 | 0.2 | 2 | 0.2 | 2 | 0.2 | 2 | 0.4 | 2 | 0.05 | 2 | 0.1 | 2
| Microwave Oven |  | 0.07 |  | 06:00- 09:00,12:00-13:00 and 18:00 - 21:00 |  |  |  | 3 | 0.07 | [6 empty] | 0.3 | 3 | 0.75 | 3 | 0.75 | 3 | 0.3 | 3 | 0.75 | 3 | 0.7 | 3 | 0.45 | 3 | 0.4 | 3 | 0.45 | 3 | 0.6 | 3 | 0.9 | 3 | 0.15 | 3 | 0.3 | 3
Cold Appliances | Refrigerator |  | 0.33 |  | All day |  |  |  | 24 | 0.04125 | [6 empty] | 0.9 | 4 |  |  |  |  | 0.9 | 4 |  |  |  |  | 0.75 | 4 | 0.6 | 4 | 0.7 | 4 |  |  |  | 4 | 0.35 | 4 | 0.5 | 4
| Freezer |  | 0.55 |  | All Day |  |  |  | 24 | 0.06875 | [20 empty] | 0.8 | 5 | 0.95 | 5 |  |  |  |  | 0.7 | 5 | 0.8 | 5
Brown Goods | Television |  | 0.27 |  | 12:00-13:00,18:00-19:00,19:00-20:00,20:00-21:00 |  |  |  | 7 | 0.11571 | [20 empty] | 0.9 | 6 | [6 empty] | 0.95 | 6 | 0.95 | 6
and 21:00 - 22:00 and 22:00 - 23:00 and 23:00 - 24:00
| Video recorder |  | 0.09 |  | 21:00 - 22:00 and 22:00 - 23:00 and 23:00 - 24:00 |  |  |  | 3 | 0.09 | [5 empty] | PROBABILITY | Generated | Target | Generated | Target | Generated | Target | Generated | Target | Generated | Target | Generated | Target | Generated | Target | Generated | Target | Generated | Target | Generated | Target | Generated | Target | Generated | Target | Generated | Target
Wet Appliances | Dishwasher |  | 0.48 |  | 20:00 - 24:00 |  |  |  | 1 | 1.44 | [5 empty] | 1 | 0.067961 | 0.1 | 0.19417 | 0.25 | 0.29126 | 0.25 | 0.093249 | 0.1 | 0.15781 | 0.25 | 0.20356 | 0.3 | 0.020162 | 0.15 | 0.1165 | 0.2 | 0.10449 | 0.2 | 0.33981 | 0.2 | 0.37864 | 0.4 | 0.087379 | 0.05 | 0.15534 | 0.1
| Washing Mashine |  | 0.2 |  | 18:00 - 24:00 |  |  |  | 1 | 0.6 | [5 empty] | 2 | 0.18447 | 0.2 | 0.5534 | 0.5 | 0.4466 | 0.5 | 0.1865 | 0.2 | 0.38017 | 0.5 | 0.21083 | 0.4 | 0.038773 | 0.3 | 0.18447 | 0.2 | 0.15199 | 0.25 | 0.39806 | 0.4 | 0.47573 | 0.5 | 0.048544 | 0.1 | 0.14563 | 0.2
| Tumble Driers |  | 0.28 |  | 19:00 - 24:00 |  |  |  | 1 | 0.84 | [5 empty] | 3 | 0.62136 | 0.6 | 0.25243 | 0.25 | 0.26214 | 0.25 | 0.41603 | 0.6 | 0.20084 | 0.25 | 0.33442 | 0.3 | 0.060486 | 0.3 | 0.31068 | 0.2 | 0.090244 | 0.25 | 0 | 0.4 | 0.14563 | 0.1 | 0.13592 | 0.2 | 0.19417 | 0.2
Miscellaneous | Electric Kettle |  | 0.28 |  | 06:00 - 09:00 and 19:00 - 20:00 and 22:00 - 24:00 |  |  |  | 3 | 0.28 | [5 empty] | 4 | 0.12621 | 0.1 |  |  |  |  | 0.043038 | 0.1 |  |  |  |  | 0.040324 | 0.25 | 0.19417 | 0.2 | 0.11874 | 0.25 |  |  |  |  | 0.34951 | 0.35 | 0.25243 | 0.3
| Computers/Laptops |  | 0.3 |  | 10:00-11:00,19:00 - 20:00,20:00 - 21:00,21:00 - 22:00 |  |  |  | 6 | 0.15 | [5 empty] | 5 | [14 empty] | 0.1165 | 0.1 | 0.023748 | 0.05 |  |  |  |  | 0.3301 | 0.25 | 0.21359 | 0.15
[5 empty] | and 22:00 - 23:00 and 23:00 - 24:00 | [10 empty] | 6 | [14 empty] | 0.07767 | 0.1 | [6 empty] | 0.048544 | 0.05 | 0.038835 | 0.05
| Iron |  | 0.09 |  | 18:00 - 24:00 |  |  |  | 1 | 0.27 | [5 empty] | 7
| Others (Vacum Cleaner etc.) |  | 0.37 |  | 18:00 - 24:00 |  |  |  | 1 | 1.11 | [5 empty] | Household | Tag | Random | Tag | Random | Tag | Random | Tag | Random | Tag | Random | Tag | Random | Tag | Random | Tag | Random | Tag | Random | Tag | Random | Tag | Random | Tag | Random | Tag | Random
[16 empty] | 1 | 3 | 0.81003 | 2 | 0.3455 | 1 | 0.11222 | 4 | 0.94841 | 3 | 0.77695 | 2 | 0.64645 | 3 | 0.53173 | 3 | 0.55034 | 4 | 0.84769 | 2 | 0.52683 | 2 | 0.83314 | 4 | 0.47781 | 4 | 0.68795
[16 empty] | 2 | 3 | 0.54598 | 3 | 0.76595 | 1 | 0.2321 | 2 | 0.24201 | 1 | 0.10558 | 2 | 0.43144 | 3 | 0.56969 | 3 | 0.52117 | 1 | 0.141 | 3 | 0.85512 | 1 | 0.21526 | 5 | 0.87834 | 1 | 0.079878
Usage Pattern and Probability of Occurrence | [15 empty] | 3 | 4 | 0.97412 | 3 | 0.97065 | 1 | 0.14806 | 3 | 0.4096 | 1 | 0.15015 | 1 | 0.14289 | 4 | 0.99941 | 1 | 0.048278 | 1 | 0.17225 | 3 | 0.76758 | 1 | 0.2101 | 4 | 0.58511 | 3 | 0.48151
[16 empty] | 4 | 3 | 0.80451 | 1 | 0.08658 | 2 | 0.31835 | 2 | 0.24673 | 2 | 0.60512 | 1 | 0.2232 | 2 | 0.21814 | 6 | 0.91725 | 2 | 0.39932 | 2 | 0.43484 | 2 | 0.84075 | 5 | 0.70161 | 3 | 0.33726
TIME | Hob | Oven | Microwave | Refrigerator | Freezer | Television | Video | Dishwasher | Washing | Tumble Drier | Kettle | Computers | Iron | Miscellaneous |  | 5 | 3 | 0.58555 | 2 | 0.38511 | 3 | 0.89422 | 3 | 0.40636 | 2 | 0.33789 | 3 | 0.90634 | 3 | 0.55656 | 3 | 0.46836 | 3 | 0.58378 | 1 | 0.14251 | 1 | 0.093978 | 4 | 0.5927 | 3 | 0.3463
|  |  | Oven |  |  |  | Recorder |  | Mashine | [6 empty] | 6 | 3 | 0.67487 | 2 | 0.42065 | 2 | 0.29693 | 2 | 0.16284 | 2 | 0.40813 | 3 | 0.76097 | 2 | 0.43135 | 3 | 0.40271 | 4 | 0.77564 | 2 | 0.43777 | 1 | 0.16256 | 4 | 0.47973 | 3 | 0.42688
00:00 - 01:00 |  |  |  | 1 | 1 | [10 empty] | 7 | 3 | 0.52633 | 1 | 0.21195 | 1 | 0.090807 | 2 | 0.2774 | 1 | 0.12099 | 1 | 0.19217 | 2 | 0.39485 | 2 | 0.33592 | 4 | 0.86717 | 2 | 0.46944 | 2 | 0.85291 | 5 | 0.88988 | 6 | 0.96695
01:00 - 02:00 |  |  |  | 1 | 1 | [10 empty] | 8 | 3 | 0.83693 | 2 | 0.38601 | 2 | 0.49963 | 3 | 0.39235 | 3 | 0.848 | 2 | 0.5017 | 3 | 0.61423 | 4 | 0.7526 | 2 | 0.23051 | 2 | 0.40356 | 2 | 0.89268 | 1 | 0.04876 | 6 | 0.9831
02:00 - 03:00 |  |  |  | 1 | 1 | [10 empty] | 9 | 2 | 0.22429 | 2 | 0.50507 | 2 | 0.51982 | 3 | 0.719 | 1 | 0.2135 | 2 | 0.30156 | 3 | 0.70044 | 2 | 0.25071 | 2 | 0.33274 | 3 | 0.80867 | 2 | 0.5633 | 4 | 0.53065 | 1 | 0.037977
03:00 - 04:00 |  |  |  | 1 | 1 | [10 empty] | 10 | 3 | 0.69058 | 3 | 0.82579 | 3 | 0.89899 | 2 | 0.21135 | 1 | 0.22144 | 2 | 0.62745 | 2 | 0.35754 | 6 | 0.96367 | 3 | 0.60516 | 1 | 0.07736 | 2 | 0.63842 | 5 | 0.82879 | 3 | 0.34011
04:00 - 05:00 |  |  |  | 1 | 1 | [10 empty] | 11 | 3 | 0.83683 | 3 | 0.77212 | 2 | 0.39222 | 2 | 0.11832 | 2 | 0.62788 | 3 | 0.89524 | 1 | 0.010103 | 5 | 0.83585 | 1 | 0.10212 | 3 | 0.66861 | 1 | 0.147 | 5 | 0.80008 | 2 | 0.15542
05:00 - 06:00 | 0.1 |  | 0.1 | 1 | 1 | [10 empty] | 12 | 3 | 0.49818 | 3 | 0.81882 | 2 | 0.40147 | 3 | 0.82235 | 3 | 0.93666 | 1 | 0.28092 | 4 | 0.78531 | 1 | 0.15009 | 3 | 0.66378 | 1 | 0.15078 | 1 | 0.38929 | 1 | 0.047984 | 4 | 0.79026
06:00 - 07:00 | 0.2 |  | 0.2 | 1 | 1 | [5 empty] | 0.2 |  |  |  |  | 13 | 4 | 0.93045 | 2 | 0.54171 | 3 | 0.81527 | 3 | 0.86659 | 2 | 0.69022 | 3 | 0.92174 | 3 | 0.49553 | 1 | 0.14762 | 4 | 0.89685 | 3 | 0.68192 | 1 | 0.20782 | 4 | 0.5029 | 2 | 0.23925
07:00 - 08:00 | 0.6 |  | 0.6 | 1 | 1 | [5 empty] | 0.4 |  |  |  |  | 14 | 4 | 0.99319 | 2 | 0.67591 | 2 | 0.26512 | 3 | 0.31935 | 2 | 0.57793 | 3 | 0.90818 | 3 | 0.46539 | 2 | 0.39926 | 3 | 0.68236 | 3 | 0.98315 | 1 | 0.13065 | 4 | 0.60085 | 2 | 0.2118
08:00 - 09:00 | 0.1 |  | 0.1 | 1 | 1 | [5 empty] | 0.4 |  |  |  |  | 15 | 4 | 0.9173 | 2 | 0.4175 | 2 | 0.4118 | 1 | 0.07526 | 2 | 0.66002 | 3 | 0.75919 | 4 | 0.82414 | 3 | 0.57528 | 4 | 0.94718 | 3 | 0.74586 | 1 | 0.29378 | 5 | 0.73535 | 5 | 0.89527
09:00 - 10:00 |  |  |  | 1 | 1 | [10 empty] | 16 | 4 | 0.90483 | 1 | 0.22738 | 1 | 0.099043 | 3 | 0.3192 | 3 | 0.98642 | 3 | 0.92187 | 3 | 0.61449 | 2 | 0.22714 | 3 | 0.55291 | 3 | 0.9935 | 2 | 0.40083 | 5 | 0.93988 | 4 | 0.63629
10:00 - 11:00 |  |  |  | 1 | 1 | [6 empty] | 1 |  |  |  | 17 | 3 | 0.64097 | 2 | 0.3134 | 3 | 0.91083 | 3 | 0.56531 | 2 | 0.29702 | 2 | 0.68474 | 4 | 0.90292 | 3 | 0.50189 | 2 | 0.2883 | 2 | 0.27983 | 2 | 0.82846 | 4 | 0.52232 | 4 | 0.58409
11:00 - 12:00 |  |  |  | 1 | 1 | [10 empty] | 18 | 3 | 0.31746 | 3 | 0.76421 | 1 | 0.20233 | 3 | 0.32756 | 2 | 0.42047 | 2 | 0.36599 | 3 | 0.48033 | 3 | 0.5998 | 2 | 0.26641 | 1 | 0.075105 | 3 | 0.91853 | 4 | 0.50659 | 1 | 0.013255
12:00 - 13:00 |  |  | 1 | 1 | 1 | 1 | [9 empty] | 19 | 4 | 0.94674 | 2 | 0.6377 | 3 | 0.78442 | 3 | 0.71053 | 2 | 0.59074 | 3 | 0.99515 | 3 | 0.66272 | 6 | 0.95802 | 2 | 0.44875 | 3 | 0.61226 | 2 | 0.8545 | 6 | 0.96271 | 5 | 0.84964
13:00 - 14:00 |  |  |  | 1 | 1 | [10 empty] | 20 | 2 | 0.26845 | 2 | 0.33144 | 2 | 0.44574 | 3 | 0.72664 | 2 | 0.72954 | 1 | 0.0070373 | 4 | 0.86315 | 3 | 0.51192 | 2 | 0.2578 | 3 | 0.68775 | 1 | 0.33708 | 5 | 0.88873 | 3 | 0.41834
14:00 - 15:00 |  |  |  | 1 | 1 | [10 empty] | 21 | 3 | 0.40752 | 1 | 0.015923 | 1 | 0.072599 | 2 | 0.17198 | 2 | 0.65372 | 3 | 0.80118 | 1 | 0.049137 | 5 | 0.83556 | 1 | 0.13669 | 2 | 0.55986 | 3 | 0.95509 | 4 | 0.46974 | 3 | 0.39111
15:00 - 16:00 |  |  |  | 1 | 1 | [10 empty] | 22 | 3 | 0.75948 | 2 | 0.43214 | 3 | 0.87285 | 3 | 0.8001 | 3 | 0.78082 | 1 | 0.061359 | 3 | 0.74691 | 4 | 0.61857 | 2 | 0.33447 | 3 | 0.68406 | 1 | 0.1925 | 5 | 0.80993 | 5 | 0.82406
16:00 - 17:00 |  |  |  | 1 | 1 | [10 empty] | 23 | 3 | 0.60168 | 3 | 0.8194 | 3 | 0.92817 | 3 | 0.44639 | 3 | 0.84781 | 2 | 0.64545 | 1 | 0.04955 | 4 | 0.7819 | 3 | 0.50541 | 3 | 0.88374 | 1 | 0.2429 | 3 | 0.18694 | 3 | 0.42666
17:00 - 18:00 |  |  |  | 1 | 1 | [10 empty] | 24 | 3 | 0.36446 | 2 | 0.46707 | 2 | 0.44116 | 1 | 0.076273 | 2 | 0.31599 | 3 | 0.95763 | 4 | 0.929 | 6 | 0.94145 | 3 | 0.50036 | 1 | 0.016602 | 2 | 0.6549 | 5 | 0.79696 | 5 | 0.92883
18:00 - 19:00 | 0.25 | 0.25 | 0.25 | 1 | 1 | 1 |  |  | 0.2 |  |  |  | 0.05 | 0.1 |  | 25 | 1 | 0.014758 | 2 | 0.73547 | 3 | 0.85391 | 3 | 0.82668 | 3 | 0.82979 | 3 | 0.72939 | 2 | 0.38744 | 1 | 0.026164 | 2 | 0.35644 | 2 | 0.30813 | 1 | 0.30005 | 4 | 0.47206 | 1 | 0.042612
19:00 - 20:00 | 0.5 | 0.5 | 0.5 | 1 | 1 | 1 |  |  | 0.2 | 0.2 | 1 | 1 | 0.1 | 0.2 |  | 26 | 2 | 0.1182 | 3 | 0.96943 | 2 | 0.68971 | 2 | 0.25243 | 2 | 0.68818 | 2 | 0.4845 | 2 | 0.42342 | 4 | 0.76679 | 4 | 0.94161 | 2 | 0.3613 | 2 | 0.70109 | 6 | 0.9893 | 4 | 0.62987
20:00 - 21:00 | 0.25 | 0.25 | 0.25 | 1 | 1 | 1 |  | 0.15 | 0.2 | 0.25 |  | 1 | 0.2 | 0.2 |  | 27 | 2 | 0.20654 | 2 | 0.36806 | 2 | 0.26479 | 3 | 0.39424 | 2 | 0.63717 | 1 | 0.093424 | 3 | 0.64765 | 1 | 0.078489 | 4 | 0.88587 | 2 | 0.3988 | 2 | 0.63746 | 5 | 0.72401 | 2 | 0.1497
21:00 - 22:00 |  |  |  | 1 | 1 | 1 | 0.3 | 0.3 | 0.2 | 0.25 | 0.4 | 1 | 0.35 | 0.3 |  | 28 | 3 | 0.72874 | 2 | 0.43748 | 3 | 0.85816 | 3 | 0.87931 | 2 | 0.34566 | 3 | 0.80838 | 4 | 0.91379 | 3 | 0.50671 | 5 | 0.98961 | 2 | 0.40227 | 1 | 0.19692 | 5 | 0.81972 | 3 | 0.34897
22:00 - 23:00 |  |  |  | 1 | 1 | 1 | 0.4 | 0.3 | 0.1 | 0.25 | 0.5 | 1 | 0.25 | 0.15 |  | 29 | 3 | 0.38977 | 2 | 0.51292 | 2 | 0.41013 | 4 | 0.93357 | 2 | 0.66006 | 3 | 0.78378 | 1 | 0.026184 | 3 | 0.52278 | 3 | 0.67432 | 2 | 0.20818 | 2 | 0.47407 | 3 | 0.20444 | 1 | 0.00099011
23:00 - 24:00 |  |  |  | 1 | 1 | 1 | 0.3 | 0.25 | 0.1 | 0.05 | 0.1 | 1 | 0.05 | 0.05 |  | 30 | 2 | 0.27573 | 2 | 0.7428 | 3 | 0.93485 | 3 | 0.52611 | 2 | 0.60758 | 1 | 0.23349 | 1 | 0.01558 | 3 | 0.528 | 2 | 0.35192 | 2 | 0.21338 | 1 | 0.14311 | 3 | 0.15577 | 4 | 0.55412
[16 empty] | 31 | 2 | 0.15767 | 3 | 0.89736 | 3 | 0.98558 | 4 | 0.93024 | 2 | 0.61304 | 2 | 0.42815 | 2 | 0.38491 | 4 | 0.76679 | 4 | 0.86362 | 1 | 0.1887 | 2 | 0.81964 | 5 | 0.78097 | 3 | 0.45447
[16 empty] | 32 | 3 | 0.8822 | 2 | 0.30196 | 2 | 0.50307 | 3 | 0.53561 | 1 | 0.15008 | 2 | 0.6102 | 4 | 0.87039 | 4 | 0.771 | 3 | 0.58545 | 1 | 0.085416 | 2 | 0.72545 | 5 | 0.80781 | 4 | 0.51872
Usage Pattern and Randomised Number of Occurrence | [15 empty] | 33 | 3 | 0.41395 | 3 | 0.93281 | 2 | 0.6676 | 3 | 0.47929 | 2 | 0.57058 | 3 | 0.89174 | 2 | 0.34633 | 3 | 0.43885 | 2 | 0.3631 | 2 | 0.47445 | 2 | 0.87108 | 4 | 0.43277 | 2 | 0.16728
[16 empty] | 34 | 2 | 0.22386 | 2 | 0.55084 | 2 | 0.72001 | 3 | 0.75851 | 1 | 0.13799 | 1 | 0.25788 | 4 | 0.92543 | 1 | 0.027061 | 2 | 0.20525 | 2 | 0.27022 | 3 | 0.9637 | 4 | 0.35324 | 4 | 0.69462
TIME | Hob | Oven | Microwave | Refrigerator | Freezer | Television | Video | Dishwasher | Washing | Tumble Drier | Kettle | Computers | Iron | Miscellaneous |  | 35 | 3 | 0.55958 | 2 | 0.57284 | 1 | 0.22562 | 3 | 0.5252 | 3 | 0.95633 | 3 | 0.8811 | 4 | 0.94544 | 3 | 0.42983 | 5 | 0.98275 | 2 | 0.44017 | 1 | 0.32981 | 5 | 0.75247 | 5 | 0.91622
|  |  | Oven |  |  |  | Recorder |  | Mashine | [6 empty] | 36 | 2 | 0.20903 | 3 | 0.84868 | 2 | 0.54488 | 3 | 0.69321 | 2 | 0.28178 | 1 | 0.23728 | 3 | 0.47057 | 4 | 0.75948 | 2 | 0.36061 | 1 | 0.15366 | 2 | 0.70179 | 4 | 0.60253 | 1 | 0.012412
00:00 - 01:00 |  |  |  | 103 | 103 | [10 empty] | 37 | 3 | 0.34829 | 2 | 0.73155 | 1 | 0.22025 | 3 | 0.67463 | 2 | 0.38002 | 1 | 0.16605 | 2 | 0.44473 | 4 | 0.6009 | 2 | 0.41735 | 1 | 0.10552 | 2 | 0.77973 | 4 | 0.52865 | 1 | 0.087226
01:00 - 02:00 |  |  |  | 103 | 103 | [10 empty] | 38 | 3 | 0.8484 | 3 | 0.87579 | 1 | 0.127 | 2 | 0.24384 | 2 | 0.55457 | 3 | 0.79892 | 4 | 0.80785 | 6 | 0.94596 | 4 | 0.77962 | 1 | 0.049737 | 2 | 0.84519 | 3 | 0.3074 | 4 | 0.59424
02:00 - 03:00 |  |  |  | 103 | 103 | [10 empty] | 39 | 4 | 0.98967 | 2 | 0.44628 | 3 | 0.93475 | 3 | 0.57196 | 1 | 0.0047996 | 2 | 0.54798 | 1 | 0.11487 | 5 | 0.81517 | 3 | 0.58802 | 3 | 0.76931 | 1 | 0.32494 | 2 | 0.13411 | 1 | 0.020823
03:00 - 04:00 |  |  |  | 103 | 103 | [10 empty] | 40 | 4 | 0.99018 | 3 | 0.95462 | 3 | 0.75483 | 1 | 0.00036161 | 3 | 0.75135 | 3 | 0.75257 | 2 | 0.44749 | 4 | 0.79534 | 2 | 0.20018 | 2 | 0.49155 | 2 | 0.48139 | 4 | 0.40059 | 2 | 0.266
04:00 - 05:00 |  |  |  | 103 | 103 | [10 empty] | 41 | 3 | 0.58147 | 3 | 0.90986 | 2 | 0.30771 | 3 | 0.3465 | 3 | 0.91263 | 2 | 0.6778 | 2 | 0.41905 | 3 | 0.43885 | 1 | 0.034502 | 3 | 0.75565 | 2 | 0.81341 | 5 | 0.71046 | 4 | 0.75181
05:00 - 06:00 | 7 |  | 9.6046 | 103 | 103 | [10 empty] | 42 | 3 | 0.30185 | 2 | 0.64284 | 1 | 0.081127 | 1 | 0.050465 | 2 | 0.63876 | 3 | 0.75042 | 2 | 0.19717 | 5 | 0.8854 | 2 | 0.24854 | 1 | 0.10877 | 1 | 0.032189 | 5 | 0.8037 | 5 | 0.88392
06:00 - 07:00 | 19 |  | 19.2093 | 103 | 103 | [5 empty] | 35 |  |  |  |  | 43 | 4 | 0.99193 | 3 | 0.92207 | 1 | 0.040902 | 2 | 0.22408 | 2 | 0.36888 | 1 | 0.20448 | 2 | 0.4383 | 1 | 0.041907 | 4 | 0.92647 | 3 | 0.99903 | 2 | 0.69613 | 6 | 0.95769 | 1 | 0.021469
07:00 - 08:00 | 64 |  | 42.8515 | 103 | 103 | [5 empty] | 41 |  |  |  |  | 44 | 3 | 0.46446 | 1 | 0.22499 | 2 | 0.51432 | 3 | 0.36389 | 3 | 0.79055 | 2 | 0.63481 | 3 | 0.74959 | 3 | 0.55877 | 2 | 0.24859 | 2 | 0.29992 | 2 | 0.46435 | 5 | 0.9093 | 5 | 0.81919
08:00 - 09:00 | 13 |  | 4.4329 | 103 | 103 | [5 empty] | 0 |  |  |  |  | 45 | 3 | 0.83927 | 1 | 0.21156 | 3 | 0.9227 | 3 | 0.32543 | 1 | 0.21588 | 2 | 0.52306 | 3 | 0.62778 | 5 | 0.86439 | 2 | 0.27067 | 2 | 0.43029 | 3 | 0.91558 | 1 | 0.0072288 | 4 | 0.53797
09:00 - 10:00 |  |  |  | 103 | 103 | [10 empty] | 46 | 3 | 0.34474 | 1 | 0.10603 | 2 | 0.31151 | 3 | 0.3719 | 2 | 0.51618 | 3 | 0.7386 | 3 | 0.56737 | 2 | 0.27882 | 1 | 0.066301 | 3 | 0.85181 | 2 | 0.51471 | 4 | 0.35781 | 4 | 0.623
10:00 - 11:00 |  |  |  | 103 | 103 | [6 empty] | 82.2684 |  |  |  | 47 | 4 | 0.96517 | 3 | 0.86356 | 2 | 0.41751 | 1 | 0.022201 | 3 | 0.86101 | 3 | 0.70392 | 4 | 0.86633 | 3 | 0.5205 | 4 | 0.91211 | 3 | 0.92882 | 2 | 0.79339 | 4 | 0.4404 | 5 | 0.94524
11:00 - 12:00 |  |  |  | 103 | 103 | [10 empty] | 48 | 1 | 0.060788 | 2 | 0.27578 | 3 | 0.99596 | 4 | 0.96529 | 1 | 0.13886 | 1 | 0.086215 | 2 | 0.27964 | 3 | 0.57094 | 3 | 0.65688 | 3 | 0.84172 | 2 | 0.59105 | 3 | 0.26868 | 2 | 0.10056
12:00 - 13:00 |  |  | 76.0983 | 103 | 103 | 103 | [9 empty] | 49 | 3 | 0.57897 | 1 | 0.16786 | 3 | 0.798 | 2 | 0.1628 | 3 | 0.86042 | 2 | 0.41641 | 2 | 0.41146 | 1 | 0.13127 | 4 | 0.75952 | 3 | 0.79131 | 1 | 0.25494 | 2 | 0.13263 | 4 | 0.7604
13:00 - 14:00 |  |  |  | 103 | 103 | [10 empty] | 50 | 3 | 0.89932 | 2 | 0.53349 | 2 | 0.45896 | 2 | 0.12921 | 3 | 0.92907 | 2 | 0.43573 | 3 | 0.50608 | 1 | 0.12353 | 1 | 0.071721 | 1 | 0.19484 | 1 | 0.13224 | 4 | 0.52798 | 3 | 0.32156
14:00 - 15:00 |  |  |  | 103 | 103 | [10 empty] | 51 | 3 | 0.89221 | 1 | 0.029413 | 2 | 0.41665 | 1 | 0.028391 | 1 | 0.084583 | 3 | 0.87256 | 3 | 0.5021 | 4 | 0.61454 | 1 | 0.086884 | 2 | 0.41388 | 3 | 0.92403 | 4 | 0.57414 | 4 | 0.57344
15:00 - 16:00 |  |  |  | 103 | 103 | [10 empty] | 52 | 2 | 0.20459 | 2 | 0.27859 | 2 | 0.40882 | 3 | 0.83399 | 1 | 0.2281 | 2 | 0.34922 | 1 | 0.022802 | 2 | 0.31623 | 2 | 0.22972 | 3 | 0.89476 | 1 | 0.040667 | 5 | 0.84851 | 3 | 0.31258
16:00 - 17:00 |  |  |  | 103 | 103 | [10 empty] | 53 | 1 | 0.026501 | 1 | 0.17652 | 2 | 0.56619 | 2 | 0.14058 | 2 | 0.31931 | 1 | 0.066042 | 4 | 0.82336 | 2 | 0.20314 | 1 | 0.091092 | 2 | 0.31534 | 1 | 0.18627 | 5 | 0.85738 | 4 | 0.7645
17:00 - 18:00 |  |  |  | 103 | 103 | [10 empty] | 54 | 3 | 0.81625 | 2 | 0.69276 | 1 | 0.026469 | 1 | 0.017756 | 3 | 0.9892 | 1 | 0.12065 | 4 | 0.76072 | 5 | 0.85858 | 3 | 0.46824 | 2 | 0.5767 | 2 | 0.75198 | 4 | 0.47623 | 3 | 0.32621
18:00 - 19:00 | 20 | 30 | 16.254 | 103 | 103 | 103 |  |  | 12 |  |  |  | 9 | 16 |  | 55 | 4 | 0.94536 | 2 | 0.63028 | 2 | 0.31551 | 4 | 0.94365 | 1 | 0.0083864 | 1 | 0.10671 | 3 | 0.46768 | 4 | 0.66814 | 1 | 8.0047e-05 | 3 | 0.6091 | 1 | 0.06042 | 3 | 0.2933 | 4 | 0.54015
19:00 - 20:00 | 57 | 46 | 39.1574 | 103 | 103 | 103 |  |  | 19 | 10.7628 | 103 | 82.2684 | 5 | 15 |  | 56 | 3 | 0.57068 | 1 | 0.18508 | 2 | 0.29758 | 1 | 0.030964 | 2 | 0.63321 | 2 | 0.64653 | 3 | 0.6366 | 2 | 0.31348 | 4 | 0.90049 | 3 | 0.66259 | 2 | 0.64282 | 3 | 0.24424 | 6 | 0.98842
20:00 - 21:00 | 26 | 27 | 20.6869 | 103 | 103 | 103 |  | 2.0767 | 32 | 15.655 |  | 82.2684 | 14 | 20 |  | 57 | 3 | 0.30701 | 1 | 0.20315 | 1 | 0.22262 | 2 | 0.12103 | 1 | 0.20129 | 1 | 0.062786 | 3 | 0.70917 | 3 | 0.57897 | 2 | 0.32698 | 2 | 0.54486 | 2 | 0.75394 | 5 | 0.75755 | 5 | 0.8449
21:00 - 22:00 |  |  |  | 103 | 103 | 103 | 20.9665 | 3.9936 | 20 | 9.2951 | 39 | 82.2684 | 36 | 26 |  | 58 | 2 | 0.11524 | 2 | 0.28575 | 1 | 0.13787 | 3 | 0.62809 | 2 | 0.42266 | 3 | 0.96176 | 2 | 0.16826 | 5 | 0.81756 | 2 | 0.42046 | 2 | 0.46543 | 1 | 0.31406 | 2 | 0.13697 | 2 | 0.16987
22:00 - 23:00 |  |  |  | 103 | 103 | 103 | 21.7153 | 6.23 | 12 | 12.2304 | 49 | 82.2684 | 34 | 22 |  | 59 | 2 | 0.27646 | 2 | 0.41327 | 1 | 0.10712 | 3 | 0.65626 | 2 | 0.46554 | 3 | 0.77905 | 3 | 0.4791 | 6 | 0.93702 | 2 | 0.28347 | 1 | 0.0091208 | 1 | 0.30452 | 4 | 0.46978 | 3 | 0.32687
23:00 - 24:00 |  |  |  | 103 | 103 | 103 | 34.4449 | 4.1534 | 8 | 2.4461 | 15 | 82.2684 | 5 | 4 |  | 60 | 3 | 0.63213 | 3 | 0.96137 | 1 | 0.080689 | 3 | 0.64998 | 1 | 0.0076451 | 3 | 0.73761 | 3 | 0.48206 | 4 | 0.68003 | 5 | 0.98423 | 3 | 0.82316 | 1 | 0.28668 | 3 | 0.15175 | 4 | 0.56498
[16 empty] | 61 | 3 | 0.3382 | 2 | 0.3109 | 2 | 0.73882 | 3 | 0.54352 | 2 | 0.7152 | 2 | 0.6911 | 4 | 0.93951 | 5 | 0.81234 | 2 | 0.24665 | 1 | 0.075678 | 2 | 0.69487 | 3 | 0.18907 | 2 | 0.21513
[16 empty] | 62 | 3 | 0.65868 | 2 | 0.63471 | 1 | 0.12034 | 2 | 0.24501 | 3 | 0.97607 | 1 | 0.052912 | 4 | 0.92683 | 2 | 0.3391 | 1 | 0.028899 | 1 | 0.051876 | 2 | 0.79928 | 2 | 0.060037 | 1 | 0.074239
Hourly Consumption (kWh) | [15 empty] | 63 | 3 | 0.67467 | 3 | 0.9574 | 1 | 0.19484 | 3 | 0.84842 | 1 | 0.026168 | 3 | 0.99239 | 4 | 0.97234 | 3 | 0.436 | 1 | 0.048505 | 2 | 0.57776 | 3 | 0.93579 | 4 | 0.51908 | 5 | 0.803
[16 empty] | 64 | 2 | 0.28117 | 2 | 0.45019 | 3 | 0.95789 | 3 | 0.45088 | 1 | 0.00015901 | 3 | 0.73026 | 2 | 0.18713 | 1 | 0.15585 | 4 | 0.9187 | 3 | 0.92888 | 2 | 0.49626 | 5 | 0.90205 | 4 | 0.66767
TIME | Hob | Oven | Microwave | Refrigerator | Freezer | Television | Video | Dishwasher | Washing | Tumble Drier | Kettle | Computers | Iron | Miscellaneous | Total | 65 | 4 | 0.9326 | 2 | 0.61337 | 1 | 0.14643 | 4 | 0.92675 | 2 | 0.35569 | 1 | 0.18112 | 2 | 0.30681 | 2 | 0.28771 | 1 | 0.033146 | 3 | 0.96056 | 2 | 0.82372 | 4 | 0.6385 | 5 | 0.9146
|  |  | Oven |  |  |  | Recorder |  | Mashine | [6 empty] | 66 | 3 | 0.63277 | 2 | 0.60208 | 3 | 0.84141 | 1 | 0.026508 | 2 | 0.37047 | 3 | 0.98116 | 3 | 0.60007 | 4 | 0.7321 | 1 | 0.10885 | 3 | 0.70306 | 2 | 0.70704 | 6 | 0.98032 | 5 | 0.93708
Hourly consumption | 0.585 | 0.66 | 0.07 | 0.04125 | 0.06875 | 0.11571 | 0.09 | 1.44 | 0.6 | 0.84 | 0.28 | 0.15 | 0.27 | 1.11 |  | 67 | 3 | 0.48501 | 2 | 0.30353 | 2 | 0.4266 | 3 | 0.85416 | 2 | 0.47625 | 3 | 0.772 | 3 | 0.46908 | 4 | 0.64087 | 4 | 0.72624 | 3 | 0.7867 | 1 | 0.10128 | 5 | 0.71132 | 3 | 0.32026
(kWh) | [15 empty] | 68 | 3 | 0.45641 | 2 | 0.42718 | 3 | 0.91818 | 3 | 0.63628 | 2 | 0.34005 | 3 | 0.99161 | 1 | 0.093907 | 5 | 0.81331 | 2 | 0.35541 | 3 | 0.78933 | 1 | 0.33913 | 4 | 0.44807 | 3 | 0.49679
00:00 - 01:00 | 0 | 0 | 0 | 4.2488 | 7.0812 | 0 | 0 | 0 | 0 | 0 | 0 | 0 | 0 | 0 | 11.33 | 69 | 3 | 0.33604 | 1 | 0.06541 | 1 | 0.11489 | 1 | 0.052005 | 3 | 0.87652 | 2 | 0.46992 | 1 | 0.061483 | 2 | 0.32303 | 3 | 0.67615 | 1 | 0.16695 | 2 | 0.60249 | 1 | 0.034036 | 1 | 0.058072
01:00 - 02:00 | 0 | 0 | 0 | 4.2488 | 7.0812 | 0 | 0 | 0 | 0 | 0 | 0 | 0 | 0 | 0 | 11.33 | 70 | 3 | 0.82724 | 3 | 0.86243 | 2 | 0.40571 | 1 | 0.053476 | 3 | 0.79208 | 1 | 0.051785 | 4 | 0.85458 | 3 | 0.45623 | 2 | 0.22156 | 2 | 0.24356 | 3 | 0.92313 | 4 | 0.42503 | 3 | 0.47469
02:00 - 03:00 | 0 | 0 | 0 | 4.2488 | 7.0812 | 0 | 0 | 0 | 0 | 0 | 0 | 0 | 0 | 0 | 11.33 | 71 | 3 | 0.30605 | 2 | 0.40551 | 1 | 0.12758 | 3 | 0.72179 | 2 | 0.25743 | 3 | 0.82177 | 4 | 0.83909 | 3 | 0.51916 | 4 | 0.74591 | 1 | 0.10736 | 2 | 0.62448 | 3 | 0.32431 | 5 | 0.91927
03:00 - 04:00 | 0 | 0 | 0 | 4.2488 | 7.0812 | 0 | 0 | 0 | 0 | 0 | 0 | 0 | 0 | 0 | 11.33 | 72 | 3 | 0.61698 | 2 | 0.62543 | 1 | 0.032101 | 3 | 0.38872 | 3 | 0.82081 | 3 | 0.97047 | 2 | 0.22093 | 1 | 0.12149 | 1 | 0.098872 | 3 | 0.67802 | 2 | 0.77113 | 6 | 0.9728 | 4 | 0.51846
04:00 - 05:00 | 0 | 0 | 0 | 4.2488 | 7.0812 | 0 | 0 | 0 | 0 | 0 | 0 | 0 | 0 | 0 | 11.33 | 73 | 3 | 0.47406 | 2 | 0.64713 | 2 | 0.28937 | 2 | 0.24132 | 2 | 0.4542 | 3 | 0.91116 | 1 | 0.086693 | 3 | 0.45038 | 3 | 0.57347 | 3 | 0.77862 | 2 | 0.85986 | 3 | 0.25213 | 5 | 0.8299
05:00 - 06:00 | 4.095 | 0 | 0.67232 | 4.2488 | 7.0812 | 0 | 0 | 0 | 0 | 0 | 0 | 0 | 0 | 0 | 16.0973 | 74 | 3 | 0.31884 | 2 | 0.56934 | 3 | 0.89865 | 3 | 0.7672 | 3 | 0.76548 | 2 | 0.33053 | 2 | 0.41616 | 3 | 0.44003 | 2 | 0.26105 | 1 | 0.019326 | 2 | 0.61657 | 1 | 0.036461 | 3 | 0.3659
06:00 - 07:00 | 11.115 | 0 | 1.3446 | 4.2488 | 7.0812 | 0 | 0 | 0 | 0 | 0 | 9.8 | 0 | 0 | 0 | 33.5896 | 75 | 1 | 0.078394 | 3 | 0.99122 | 2 | 0.62803 | 2 | 0.27167 | 3 | 0.87616 | 2 | 0.54708 | 4 | 0.7911 | 3 | 0.56579 | 4 | 0.8514 | 3 | 0.79155 | 1 | 0.21415 | 4 | 0.69865 | 1 | 0.052771
07:00 - 08:00 | 37.44 | 0 | 2.9996 | 4.2488 | 7.0812 | 0 | 0 | 0 | 0 | 0 | 11.48 | 0 | 0 | 0 | 63.2496 | 76 | 2 | 0.14165 | 1 | 0.1915 | 3 | 0.95888 | 2 | 0.21625 | 2 | 0.35515 | 1 | 0.29996 | 1 | 0.095445 | 4 | 0.66075 | 3 | 0.6025 | 1 | 0.11156 | 2 | 0.59486 | 1 | 0.018415 | 2 | 0.29509
08:00 - 09:00 | 7.605 | 0 | 0.3103 | 4.2488 | 7.0812 | 0 | 0 | 0 | 0 | 0 | 0 | 0 | 0 | 0 | 19.2453 | 77 | 3 | 0.56516 | 2 | 0.3198 | 3 | 0.76318 | 3 | 0.77148 | 2 | 0.44858 | 3 | 0.8365 | 3 | 0.67401 | 6 | 0.94011 | 2 | 0.37254 | 1 | 0.030078 | 2 | 0.66253 | 4 | 0.67837 | 6 | 0.96474
09:00 - 10:00 | 0 | 0 | 0 | 4.2488 | 7.0812 | 0 | 0 | 0 | 0 | 0 | 0 | 0 | 0 | 0 | 11.33 | 78 | 3 | 0.85635 | 2 | 0.46155 | 2 | 0.4681 | 1 | 0.095294 | 2 | 0.54315 | 1 | 0.055799 | 3 | 0.68595 | 5 | 0.83658 | 1 | 0.011901 | 1 | 0.16212 | 3 | 0.95583 | 2 | 0.056147 | 5 | 0.90266
10:00 - 11:00 | 0 | 0 | 0 | 4.2488 | 7.0812 | 0 | 0 | 0 | 0 | 0 | 0 | 12.3403 | 0 | 0 | 23.6703 | 79 | 1 | 0.096859 | 2 | 0.66467 | 3 | 0.75915 | 2 | 0.13076 | 3 | 0.84135 | 2 | 0.54681 | 2 | 0.44954 | 1 | 0.0071614 | 2 | 0.39602 | 1 | 0.14295 | 1 | 0.36434 | 5 | 0.86406 | 4 | 0.57995
11:00 - 12:00 | 0 | 0 | 0 | 4.2488 | 7.0812 | 0 | 0 | 0 | 0 | 0 | 0 | 0 | 0 | 0 | 11.33 | 80 | 3 | 0.85135 | 2 | 0.38011 | 2 | 0.38083 | 3 | 0.84774 | 3 | 0.94156 | 1 | 0.22534 | 3 | 0.52162 | 2 | 0.3324 | 2 | 0.41273 | 2 | 0.54875 | 2 | 0.4755 | 3 | 0.25174 | 5 | 0.89579
12:00 - 13:00 | 0 | 0 | 5.3269 | 4.2488 | 7.0812 | 11.9186 | 0 | 0 | 0 | 0 | 0 | 0 | 0 | 0 | 28.5755 | 81 | 3 | 0.79032 | 2 | 0.71995 | 3 | 0.82286 | 3 | 0.41709 | 1 | 0.21541 | 3 | 0.98371 | 4 | 0.87994 | 2 | 0.20025 | 2 | 0.20081 | 2 | 0.28147 | 3 | 0.97719 | 1 | 0.023562 | 2 | 0.21826
13:00 - 14:00 | 0 | 0 | 0 | 4.2488 | 7.0812 | 0 | 0 | 0 | 0 | 0 | 0 | 0 | 0 | 0 | 11.33 | 82 | 3 | 0.66529 | 1 | 0.12894 | 2 | 0.65779 | 3 | 0.38829 | 1 | 0.17939 | 2 | 0.69301 | 3 | 0.56226 | 3 | 0.56601 | 1 | 0.0090696 | 1 | 0.029455 | 2 | 0.66795 | 1 | 0.0088901 | 5 | 0.82871
14:00 - 15:00 | 0 | 0 | 0 | 4.2488 | 7.0812 | 0 | 0 | 0 | 0 | 0 | 0 | 0 | 0 | 0 | 11.33 | 83 | 3 | 0.47181 | 3 | 0.959 | 1 | 0.089821 | 2 | 0.28702 | 1 | 0.23345 | 1 | 0.21291 | 2 | 0.32727 | 5 | 0.87864 | 4 | 0.74489 | 2 | 0.5575 | 1 | 0.27696 | 3 | 0.29201 | 5 | 0.89436
15:00 - 16:00 | 0 | 0 | 0 | 4.2488 | 7.0812 | 0 | 0 | 0 | 0 | 0 | 0 | 0 | 0 | 0 | 11.33 | 84 | 2 | 0.28871 | 2 | 0.65097 | 2 | 0.42059 | 2 | 0.24238 | 2 | 0.6688 | 3 | 0.91591 | 3 | 0.71936 | 3 | 0.5409 | 4 | 0.84578 | 1 | 0.032336 | 2 | 0.53016 | 4 | 0.60771 | 5 | 0.8569
16:00 - 17:00 | 0 | 0 | 0 | 4.2488 | 7.0812 | 0 | 0 | 0 | 0 | 0 | 0 | 0 | 0 | 0 | 11.33 | 85 | 3 | 0.71164 | 2 | 0.30421 | 2 | 0.26559 | 2 | 0.25573 | 2 | 0.31594 | 3 | 0.9046 | 3 | 0.61967 | 4 | 0.73855 | 3 | 0.6093 | 3 | 0.93014 | 1 | 0.1795 | 4 | 0.58439 | 4 | 0.55783
17:00 - 18:00 | 0 | 0 | 0 | 4.2488 | 7.0812 | 0 | 0 | 0 | 0 | 0 | 0 | 0 | 0 | 0 | 11.33 | 86 | 2 | 0.27566 | 1 | 0.21665 | 1 | 0.1033 | 3 | 0.65882 | 2 | 0.37021 | 3 | 0.92826 | 2 | 0.35263 | 2 | 0.23261 | 1 | 0.10516 | 1 | 0.17031 | 2 | 0.47941 | 5 | 0.80525 | 4 | 0.58611
18:00 - 19:00 | 11.7 | 19.8 | 1.1378 | 4.2488 | 7.0812 | 11.9186 | 0 | 0 | 7.2 | 0 | 0 | 0 | 2.43 | 17.76 | 83.2764 | 87 | 3 | 0.41989 | 2 | 0.53598 | 2 | 0.673 | 3 | 0.74241 | 2 | 0.34935 | 3 | 0.98123 | 4 | 0.81551 | 4 | 0.63538 | 1 | 0.13605 | 3 | 0.63469 | 3 | 0.94801 | 4 | 0.38837 | 4 | 0.62872
19:00 - 20:00 | 33.345 | 30.36 | 2.741 | 4.2488 | 7.0812 | 11.9186 | 0 | 0 | 11.4 | 9.0407 | 28.84 | 12.3403 | 1.35 | 16.65 | 169.3156 | 88 | 3 | 0.80041 | 2 | 0.38687 | 2 | 0.66567 | 3 | 0.73639 | 2 | 0.70467 | 2 | 0.40833 | 3 | 0.73048 | 2 | 0.37836 | 1 | 0.025987 | 2 | 0.59202 | 3 | 0.97969 | 5 | 0.79644 | 5 | 0.94037
20:00 - 21:00 | 15.21 | 17.82 | 1.4481 | 4.2488 | 7.0812 | 11.9186 | 0 | 2.9904 | 19.2 | 13.1502 | 0 | 12.3403 | 3.78 | 22.2 | 131.3875 | 89 | 2 | 0.18488 | 3 | 0.99548 | 3 | 0.91741 | 3 | 0.71031 | 2 | 0.38793 | 1 | 0.21608 | 3 | 0.51464 | 3 | 0.48249 | 4 | 0.83131 | 3 | 0.64788 | 1 | 0.37705 | 5 | 0.89866 | 5 | 0.80878
21:00 - 22:00 | 0 | 0 | 0 | 4.2488 | 7.0812 | 11.9186 | 1.887 | 5.7508 | 12 | 7.8079 | 10.92 | 12.3403 | 9.72 | 28.86 | 112.5345 | 90 | 3 | 0.88647 | 1 | 0.12119 | 2 | 0.43307 | 3 | 0.88355 | 2 | 0.45208 | 2 | 0.38076 | 3 | 0.5946 | 5 | 0.84791 | 1 | 0.14043 | 3 | 0.71823 | 3 | 0.9631 | 5 | 0.89301 | 2 | 0.2315
22:00 - 23:00 | 0 | 0 | 0 | 4.2488 | 7.0812 | 11.9186 | 1.9544 | 8.9713 | 7.2 | 10.2736 | 13.72 | 12.3403 | 9.18 | 24.42 | 111.308 | 91 | 3 | 0.54816 | 1 | 0.089362 | 2 | 0.54342 | 3 | 0.77576 | 1 | 0.044156 | 3 | 0.85337 | 2 | 0.17595 | 2 | 0.29825 | 2 | 0.31188 | 3 | 0.65188 | 1 | 0.32407 | 4 | 0.43602 | 3 | 0.40038
23:00 - 24:00 | 0 | 0 | 0 | 4.2488 | 7.0812 | 11.9186 | 3.1 | 5.9808 | 4.8 | 2.0547 | 4.2 | 12.3403 | 1.35 | 4.44 | 61.5144 | 92 | 2 | 0.1491 | 3 | 0.79941 | 1 | 0.10889 | 2 | 0.20024 | 3 | 0.96196 | 2 | 0.69405 | 4 | 0.97466 | 3 | 0.45073 | 2 | 0.26815 | 2 | 0.27446 | 1 | 0.27125 | 4 | 0.45858 | 1 | 0.03734
[16 empty] | 93 | 3 | 0.53562 | 3 | 0.84541 | 2 | 0.46924 | 2 | 0.11465 | 2 | 0.7411 | 1 | 0.23635 | 2 | 0.20297 | 3 | 0.54536 | 3 | 0.67658 | 2 | 0.54902 | 1 | 0.075636 | 3 | 0.28387 | 2 | 0.25109
[16 empty] | 94 | 4 | 0.97046 | 1 | 0.13329 | 2 | 0.3232 | 3 | 0.79011 | 1 | 0.17684 | 3 | 0.7005 | 4 | 0.96948 | 2 | 0.2333 | 4 | 0.87251 | 1 | 0.09044 | 2 | 0.72227 | 1 | 0.026309 | 1 | 0.060462
Electricity Profile without lighting | [15 empty] | 95 | 1 | 0.078883 | 2 | 0.37564 | 1 | 0.038847 | 3 | 0.68467 | 3 | 0.89702 | 1 | 0.19987 | 3 | 0.48783 | 4 | 0.69932 | 4 | 0.82085 | 3 | 0.70565 | 1 | 0.32121 | 5 | 0.86871 | 4 | 0.65909
[16 empty] | 96 | 2 | 0.24156 | 2 | 0.40042 | 2 | 0.53676 | 3 | 0.37023 | 2 | 0.47426 | 3 | 0.95569 | 1 | 0.073253 | 3 | 0.59849 | 5 | 0.96221 | 1 | 0.11052 | 2 | 0.85027 | 5 | 0.73222 | 5 | 0.89468
[11 empty] | Total per day for 103 households |  |  | 989.724 | kWh | 97 | 3 | 0.3167 | 2 | 0.55687 | 1 | 0.17235 | 3 | 0.61483 | 2 | 0.71352 | 3 | 0.96951 | 3 | 0.55833 | 2 | 0.3206 | 5 | 0.95321 | 2 | 0.51731 | 3 | 0.94465 | 5 | 0.71398 | 4 | 0.6499
[11 empty] | Total per day per household |  |  | 9.609 | kWh | 98 | 3 | 0.78931 | 2 | 0.40195 | 1 | 0.19191 | 3 | 0.74499 | 2 | 0.72394 | 3 | 0.98152 | 3 | 0.67335 | 2 | 0.26514 | 4 | 0.88605 | 3 | 0.84797 | 1 | 0.051521 | 4 | 0.59411 | 3 | 0.3847
[11 empty] | Annual per household |  |  | 3507.2745 | kWh | 99 | 1 | 0.094285 | 2 | 0.67468 | 2 | 0.37712 | 3 | 0.74187 | 2 | 0.47721 | 2 | 0.45792 | 3 | 0.65437 | 6 | 0.91524 | 4 | 0.76754 | 2 | 0.37082 | 2 | 0.43859 | 5 | 0.94301 | 2 | 0.11528
[11 empty] | Annual total for 103 household |  |  | 361249.2694 | kWh | 100 | 3 | 0.33315 | 2 | 0.41385 | 3 | 0.75139 | 3 | 0.31175 | 2 | 0.4408 | 3 | 0.95576 | 1 | 0.079485 | 4 | 0.77399 | 4 | 0.75639 | 2 | 0.4524 | 1 | 0.11663 | 5 | 0.84261 | 1 | 0.064734
[16 empty] | 101 | 2 | 0.22234 | 1 | 0.032937 | 3 | 0.82315 | 2 | 0.16881 | 3 | 0.85562 | 3 | 0.74861 | 3 | 0.66278 | 3 | 0.5412 | 1 | 0.17919 | 3 | 0.82469 | 3 | 0.95127 | 4 | 0.6233 | 2 | 0.27083
[16 empty] | 102 | 3 | 0.56681 | 3 | 0.86474 | 2 | 0.67573 | 2 | 0.24271 | 3 | 0.84563 | 3 | 0.87356 | 4 | 0.82458 | 3 | 0.5746 | 3 | 0.54179 | 3 | 0.6989 | 2 | 0.51625 | 4 | 0.35349 | 4 | 0.54961
[16 empty] | 103 | 3 | 0.52421 | 3 | 0.98439 | 1 | 0.18737 | 1 | 0.093148 | 3 | 0.92828 | 1 | 0.19007 | 4 | 0.97335 | 4 | 0.79691 | 3 | 0.53546 | 3 | 0.72338 | 3 | 0.91821 | 5 | 0.92362 | 1 | 0.026818
Electricity Profile with lighting
No of light bulbs assumed per household |  |  | 24
Bedrooms |  | 9
Kitchen |  | 2
Living Room |  | 6
Bathrooms |  | 2
Others |  | 5
Energy rating per bulb per hour |  |  | 15 | W
| Operation |  | Consumption (kWh)
Time | Lighting |  | Lighting |  | Other | Total
| Winter | Summer | Winter | Summer | Appliances | Winter | Summer |  | Winter
00:00 - 01:00 |  |  |  |  | 11.33 | 11.33 | 11.33 |  | Total per day for 103 households |  |  | 1286.364 | kWh
01:00 - 02:00 |  |  |  |  | 11.33 | 11.33 | 11.33 |  | Total per day per household |  |  | 12.489 | kWh
02:00 - 03:00 |  |  |  |  | 11.33 | 11.33 | 11.33 |  | Total for winter per household |  |  | 1124.0074 | kWh
03:00 - 04:00 |  |  |  |  | 11.33 | 11.33 | 11.33
04:00 - 05:00 |  |  |  |  | 11.33 | 11.33 | 11.33
05:00 - 06:00 |  |  |  |  | 16.0973 | 16.0973 | 16.0973 |  | Summer
06:00 - 07:00 |  |  |  |  | 33.5896 | 33.5896 | 33.5896 |  | Total per day for 103 households |  |  | 1138.044 | kWh
07:00 - 08:00 | on |  | 37.08 |  | 63.2496 | 100.3296 | 63.2496 |  | Total per day per household |  |  | 11.049 | kWh
08:00 - 09:00 | on |  | 37.08 |  | 19.2453 | 56.3253 | 19.2453 |  | Total for summer per household |  |  | 1005.4564 | kWh
09:00 - 10:00 | on |  |  |  | 11.33 | 11.33 | 11.33
10:00 - 11:00 |  |  |  |  | 23.6703 | 23.6703 | 23.6703
11:00 - 12:00 |  |  |  |  | 11.33 | 11.33 | 11.33 |  | Spring and Autumn
12:00 - 13:00 |  |  |  |  | 28.5755 | 28.5755 | 28.5755 |  | Total per day for 103 households |  |  | 1212.204 | kWh
13:00 - 14:00 |  |  |  |  | 11.33 | 11.33 | 11.33 |  | Total per day per household |  |  | 11.769 | kWh
14:00 - 15:00 |  |  |  |  | 11.33 | 11.33 | 11.33 |  | Total for autumn and spring/household |  |  | 2165.4907 | kWh
15:00 - 16:00 |  |  |  |  | 11.33 | 11.33 | 11.33
16:00 - 17:00 |  |  |  |  | 11.33 | 11.33 | 11.33 |  | Annual Total per household |  |  | 4294.9545 | kWh
17:00 - 18:00 |  |  |  |  | 11.33 | 11.33 | 11.33 |  | Annual Total for 103 Three Adults |  |  | 442380.3094 | kWh
18:00 - 19:00 | on |  | 37.08 |  | 83.2764 | 120.3564 | 83.2764 |  | Household
19:00 - 20:00 | on |  | 37.08 |  | 169.3156 | 206.3956 | 169.3156
20:00 - 21:00 | on | on | 37.08 | 37.08 | 131.3875 | 168.4675 | 168.4675
21:00 - 22:00 | on | on | 37.08 | 37.08 | 112.5345 | 149.6145 | 149.6145
22:00 - 23:00 | on | on | 37.08 | 37.08 | 111.308 | 148.388 | 148.388
23:00 - 24:00 | on | on | 37.08 | 37.08 | 61.5144 | 98.5944 | 98.5944
* Note: Assumption for lighting operating hours taken from
Per household
| Operation |  | Consumption (kWh)
Time | Lighting |  | Lighting |  | Other | Total
| Winter | Summer | Winter | Summer | Appliances | Winter | Summer
00:00 - 01:00 |  |  |  |  | 0.11 | 0.11 | 0.11
01:00 - 02:00 |  |  |  |  | 0.11 | 0.11 | 0.11
02:00 - 03:00 |  |  |  |  | 0.11 | 0.11 | 0.11
03:00 - 04:00 |  |  |  |  | 0.11 | 0.11 | 0.11
04:00 - 05:00 |  |  |  |  | 0.11 | 0.11 | 0.11
05:00 - 06:00 |  |  |  |  | 0.15628 | 0.15628 | 0.15628
06:00 - 07:00 |  |  |  |  | 0.32611 | 0.32611 | 0.32611
07:00 - 08:00 | on |  | 0.36 |  | 0.61407 | 0.97407 | 0.61407
08:00 - 09:00 | on |  | 0.36 |  | 0.18685 | 0.54685 | 0.18685
09:00 - 10:00 | on |  | 0.36 |  | 0.11 | 0.47 | 0.11
10:00 - 11:00 |  |  |  |  | 0.22981 | 0.22981 | 0.22981
11:00 - 12:00 |  |  |  |  | 0.11 | 0.11 | 0.11
12:00 - 13:00 |  |  |  |  | 0.27743 | 0.27743 | 0.27743
13:00 - 14:00 |  |  |  |  | 0.11 | 0.11 | 0.11
14:00 - 15:00 |  |  |  |  | 0.11 | 0.11 | 0.11
15:00 - 16:00 |  |  |  |  | 0.11 | 0.11 | 0.11
16:00 - 17:00 |  |  |  |  | 0.11 | 0.11 | 0.11
17:00 - 18:00 |  |  |  |  | 0.11 | 0.11 | 0.11
18:00 - 19:00 | on |  | 0.36 |  | 0.80851 | 1.1685 | 0.80851
19:00 - 20:00 | on |  | 0.36 |  | 1.6438 | 2.0038 | 1.6438
20:00 - 21:00 | on | on | 0.36 | 0.36 | 1.2756 | 1.6356 | 1.6356
21:00 - 22:00 | on | on | 0.36 | 0.36 | 1.0926 | 1.4526 | 1.4526
22:00 - 23:00 | on | on | 0.36 | 0.36 | 1.0807 | 1.4407 | 1.4407
23:00 - 24:00 | on | on | 0.36 | 0.36 | 0.59723 | 0.95723 | 0.95723