## Home
Contents
|  | Construction Specifications | Specific housetype profile generator | Community Demand profile estimator
Introduction
In this series of spreadsheets we present a method of formulating the heating demand profile. The methodology has been formulated using the results from the energy audit conducted by the team, as inputs among others. We believe that this methodology could be used in various other communities that have the same or simullar building stock. In order to present this methodology, a tool has been created that enables the user/viewer to use the results from the energy audit of any simullar comunity and extract a rough heating demand profile which will enable a quick estimation of the sizing of the renewable energy supply scheme. The purpose of this tool is not to replace a detailed analysis for estimating the right demand profile of a community, but rather to give a first, quick estimation based in resonable assumptions.
Number and type of rooms | Size of rooms | Cross section area | Cross section area correlation factor | Building period | Ceiling corellation factor | Number of houses
2 D and 1 S | average | 86 | 0.95556 | victorian | 1.2 | 152
3 D and 0 S | large | 116 | 1.2889 | victorian | 1.2 | 36
4 D and 0 S | large | 146 | 1.6222 | victorian | 1.2 | 1
4 D and 1 S | average | 141 | 1.5667 | victorian | 1,2 | 47
5 D and 0 S | large | 176 | 1.9556 | victorian | 1.2 | 49
7 D and 0 S | large | 236 | 2.6222 | victorian | 1,2 | 17
3 D and 1 S | average | 109 | 1.2111 | 1945-1983 | 1 | 136
3 D and 1 S | average | 109 | 1.2111 | 1945-1983 | 1 | 1
3 D and 1 S | average | 109 | 1.2111 | 1945-1983 | 1 | 80
3 D and 1 S | average | 109 | 1.2111 | 1945-1983 | 1 | 40
2 D and 1 S | average | 86 | 0.95556 | 1984-1997 | 1 | 72
2 D and 1 S | average | 86 | 0.95556 | 1984-1997 | 1 | 36
3 D and 0 S | compact | 71 | 0.78889 | 1984-1997 | 1 | 1
3 D and 0 S | average | 93.5 | 1.0389 | 1984-1997 | 1 | 72
3 D and 0 S | average | 93.5 | 1.0389 | 1984-1997 | 1 | 36
3 D and 2 S | average | 123 | 1.3667 | 1984-1998 | 1 | 9
2 D and 1 S | compact | 66 | 0.73333 | 1998-2002 | 1 | 32
2 D and 1 S | compact | 66 | 0.73333 | 1998-2002 | 1 | 24
3 D and 0 S | average | 93.5 | 1.0389 | 1998-2002 | 1 | 32
3 D and 0 S | average | 93.5 | 1.0389 | 1998-2002 | 1 | 16
3 D and 1 S | compact | 81 | 0.9 | 1998-2002 | 1 | 43
3 D and 1 S | compact | 81 | 0.9 | 1998-2002 | 1 | 36
3 D and 1 S | compact | 81 | 0.9 | 1998-2002 | 1 | 18
3 D and 1 S | compact | 81 | 0.9 | 1998-2002 | 1 | 31
Number and type of rooms | Number of houses under Occupancy type 1 | Number of houses under Occupancy type 2 | Number of houses under Occupancy type 3 | Total Number of houses
2 D and 1 S | 66.88 | 45.6 | 39.52 | 152
3 D and 0 S | 15.84 | 10.8 | 9.36 | 36
4 D and 0 S | 0.44 | 0.3 | 0.26 | 1
4 D and 1 S | 20.68 | 14.1 | 12.22 | 47
5 D and 0 S | 21.56 | 14.7 | 12.74 | 49
7 D and 0 S | 7.48 | 5.1 | 4.42 | 17
3 D and 1 S | 59.84 | 40.8 | 35.36 | 136
3 D and 1 S | 0.44 | 0.3 | 0.26 | 1
3 D and 1 S | 35.2 | 24 | 20.8 | 80
3 D and 1 S | 17.6 | 12 | 10.4 | 40
2 D and 1 S | 31.68 | 21.6 | 18.72 | 72
2 D and 1 S | 15.84 | 10.8 | 9.36 | 36
3 D and 0 S | 0.44 | 0.3 | 0.26 | 1
3 D and 0 S | 31.68 | 21.6 | 18.72 | 72
3 D and 0 S | 15.84 | 10.8 | 9.36 | 36
3 D and 2 S | 3.96 | 2.7 | 2.34 | 9
2 D and 1 S | 14.08 | 9.6 | 8.32 | 32
2 D and 1 S | 10.56 | 7.2 | 6.24 | 24
3 D and 0 S | 14.08 | 9.6 | 8.32 | 32
3 D and 0 S | 7.04 | 4.8 | 4.16 | 16
3 D and 1 S | 18.92 | 12.9 | 11.18 | 43
3 D and 1 S | 15.84 | 10.8 | 9.36 | 36
3 D and 1 S | 7.92 | 5.4 | 4.68 | 18
3 D and 1 S | 13.64 | 9.3 | 8.06 | 31
Number and type of rooms | Building period | Model specifications in base case | Model specifications in best case | Total Number of houses
2 D and 1 S | victorian | stone_ftg_p_s | stone_ftg_h_t | 152
3 D and 0 S | victorian | stone_fm_p_s | stone_fm_h_t | 36
4 D and 0 S | victorian | stone_d_p_s | stone_d_h_t | 1
4 D and 1 S | victorian | stone_tm_p_s | stone_tm_h_t | 47
5 D and 0 S | victorian | stone_tm_p_s | stone_tm_h_t | 49
7 D and 0 S | victorian | stone_sd_s_s | stone_sd_h_t | 17
3 D and 1 S | 1945-1983 | sd_p_s | sd_h_t | 136
3 D and 1 S | 1945-1983 | d_p_s | d_h_t | 1
3 D and 1 S | 1945-1983 | ftg_p_s | ftg_h_t | 80
3 D and 1 S | 1945-1983 | fm_p_s | fm_h_t | 40
2 D and 1 S | 1984-1997 | ftg_s_p | ftg_h_t | 72
2 D and 1 S | 1984-1997 | fm_s_p | fm_h_t | 36
3 D and 0 S | 1984-1997 | d_s_s | d_h_t | 1
3 D and 0 S | 1984-1997 | ftg_s_p | ftg_h_t | 72
3 D and 0 S | 1984-1997 | fm_s_p | fm_h_t | 36
3 D and 2 S | 1984-1998 | tm_s_s | tm_h_t | 9
2 D and 1 S | 1998-2002 | ftg_h_s | ftg_h_t | 32
2 D and 1 S | 1998-2002 | fm_h_s | fm_h_t | 24
3 D and 0 S | 1998-2002 | ftg_h_s | ftg_h_t | 32
3 D and 0 S | 1998-2002 | fm_h_s | fm_h_t | 16
3 D and 1 S | 1998-2002 | tm_h_s | tm_h_t | 43
3 D and 1 S | 1998-2002 | ftg_h_s | ftg_h_t | 36
3 D and 1 S | 1998-2002 | fm_h_s | fm_h_t | 18
3 D and 1 S | 1998-2002 | sd_h_s | sd_h_t | 31
Building period | construction name | Base Case |  | Best case
|  | Insulation | Infiltration | Insulation | Infiltration
Victorian | Stone build | Poor Insulation | Standard Infiltration | High Insulation | Tight Infiltration
1945-1983 | Early-build | Poor Insulation | Standard Infiltration | High Insulation | Tight Infiltration
1984-1997 | Mid-build | Standard Insulation | Standard Infiltration | High Insulation | Tight Infiltration
1998-2002 | New-build | High Insulation | Standard Infiltration | High Insulation | Tight Infiltration
Build Period | House Type | Insulation Level | Infiltration Level | Glazing Type | Occupancy Type
Victorian | Detached | Poor Insulation | Poor Infiltration | Single Glazed | Occupancy Type 1
1945-1983 | Mid-Terrace | Standard Insulation | Standard Infiltration | Double Glazed | Occupancy Type 2
1983-1998 | Top/Ground Flat | High Insulation | Tight Infiltration |  | Occupancy Type 3
1998-2002 | Mid-Flat
Semi-Detached
Simulation Periods |  | Typicall Weeks |  | Week period
Winter_1 period | 01/01 - 19/03 | Winter_1 | 07/2 - 12/2 | 12
Spring period | 20/03 - 21/5 | Spring | 04/4 - 10/4 | 9
Summer period | 22/5 - 10/9 | Summer | 06/06 - 12/6 | 20
Autumn Period | 11/09 - 5/11 | Autumn | 03/10 - 9/11 | 7
Winter_2 period | 6/11 - 31/12 | Winter_2 | 14/11 - 20/11 | 4

## Community Demand profile
Welcome to the Community's Heating Demand Profile Generator. This tool consists of two steps. In the first step you will be asked about the Census Demographics of the community you would like to generate the demand profile. In the second step you will be asked to provide more details about the building stock of this community
Go to step 1
Return to the specific housetype Demand profile generator
Back to Home
This tool is a product of a research conducted by MSc students at the University of Strathclyde, Glasgow
For all enquires please email: esru@strath.ac.uk

## Step 1
Community Demand Profile Generator…….Step 1
Enter the Census Demographics
| Enter total number of Houses in the Community |  |  | 1017
Enter the persentage of the households
| Type of household | Percentage | Projected for 2007
|  | Share | No of household
| Single adult | 23.03% | 233.7171
| Single Pensioner Adult | 15.66% | 158.9276
| Two adults | 21.45% | 217.6908
| Two adults with children | 15.39% | 156.2566
| Two pensioners | 5.263% | 53.4211
| Two adults and at least 1 pensioner | 9.079% | 92.1513
| Three adults | 10.13% | 102.8355
| Total | 100% | 1015
|  | Go to step 2 | Return to the specific house demand profile

## Step 2
Home
Community Heating Demand Estimator
Step 2
[19 empty] | To Plot |  |  | Refer to victorian |  |  | Refer to 1945-1983's |  |  | Refer to 1984-1998's |  |  | Refer to 1998-2002's |  |  |  | To Plot |  |  | Refer to victorian |  |  | Refer to 1945-1983's |  |  | Refer to 1984-1998's |  |  | Refer to 1998-2002's |  |  |  | To Plot |  |  | Refer to victorian |  |  | Refer to 1945-1983's |  |  | Refer to 1984-1998's |  |  | Refer to 1998-2002's |  |  |  | To Plot |  |  | Refer to victorian |  |  | Refer to 1945-1983's |  |  | Refer to 1984-1998's |  |  | Refer to 1998-2002's |  |  |  | To Plot |  |  | Refer to victorian |  |  | Refer to 1945-1983's |  |  | Refer to 1984-1998's |  |  | Refer to 1998-2002's |  |  |  | To Plot |  |  | Refer to victorian |  |  | Refer to 1945-1983's |  |  | Refer to 1984-1998's |  |  | Refer to 1998-2002's |  |  |  | To Plot |  |  | Refer to victorian |  |  | Refer to 1945-1983's |  |  | Refer to 1984-1998's |  |  | Refer to 1998-2002's |  |  |  | To Plot |  |  | Refer to victorian |  |  | Refer to 1945-1983's |  |  | Refer to 1984-1998's |  |  | Refer to 1998-2002's |  |  |  | To Plot |  |  | Refer to victorian |  |  | Refer to 1945-1983's |  |  | Refer to 1984-1998's |  |  | Refer to 1998-2002's |  |  |  | To Plot |  |  | Refer to victorian |  |  | Refer to 1945-1983's |  |  | Refer to 1984-1998's |  |  | Refer to 1998-2002's |  |  |  | To Plot |  |  | Refer to victorian |  |  | Refer to 1945-1983's |  |  | Refer to 1984-1998's |  |  | Refer to 1998-2002's
| Enter the number and the average size of the rooms | [16 empty] | Type of occupancy | Type 1 | Type 2 | Type 3 | Type 1 | Type 2 | Type 3 | Type 1 | Type 2 | Type 3 | Type 1 | Type 2 | Type 3 | Type 1 | Type 2 | Type 3 | Type of occupancy | Type 1 | Type 2 | Type 3 | Type 1 | Type 2 | Type 3 | Type 1 | Type 2 | Type 3 | Type 1 | Type 2 | Type 3 | Type 1 | Type 2 | Type 3 | Type of occupancy | Type 1 | Type 2 | Type 3 | Type 1 | Type 2 | Type 3 | Type 1 | Type 2 | Type 3 | Type 1 | Type 2 | Type 3 | Type 1 | Type 2 | Type 3 | Type of occupancy | Type 1 | Type 2 | Type 3 | Type 1 | Type 2 | Type 3 | Type 1 | Type 2 | Type 3 | Type 1 | Type 2 | Type 3 | Type 1 | Type 2 | Type 3 | Type of occupancy | Type 1 | Type 2 | Type 3 | Type 1 | Type 2 | Type 3 | Type 1 | Type 2 | Type 3 | Type 1 | Type 2 | Type 3 | Type 1 | Type 2 | Type 3 | Type of occupancy | Type 1 | Type 2 | Type 3 | Type 1 | Type 2 | Type 3 | Type 1 | Type 2 | Type 3 | Type 1 | Type 2 | Type 3 | Type 1 | Type 2 | Type 3 | Type of occupancy | Type 1 | Type 2 | Type 3 | Type 1 | Type 2 | Type 3 | Type 1 | Type 2 | Type 3 | Type 1 | Type 2 | Type 3 | Type 1 | Type 2 | Type 3 | Type of occupancy | Type 1 | Type 2 | Type 3 | Type 1 | Type 2 | Type 3 | Type 1 | Type 2 | Type 3 | Type 1 | Type 2 | Type 3 | Type 1 | Type 2 | Type 3 | Type of occupancy | Type 1 | Type 2 | Type 3 | Type 1 | Type 2 | Type 3 | Type 1 | Type 2 | Type 3 | Type 1 | Type 2 | Type 3 | Type 1 | Type 2 | Type 3 | Type of occupancy | Type 1 | Type 2 | Type 3 | Type 1 | Type 2 | Type 3 | Type 1 | Type 2 | Type 3 | Type 1 | Type 2 | Type 3 | Type 1 | Type 2 | Type 3 | Type of occupancy | Type 1 | Type 2 | Type 3 | Type 1 | Type 2 | Type 3 | Type 1 | Type 2 | Type 3 | Type 1 | Type 2 | Type 3 | Type 1 | Type 2 | Type 3
[18 empty] | 00h30 | 3.0257 | 2.31 | 3.3257 | 3.0257 | 2.31 | 3.3257 | 0 | 0 | 0 | 0 | 0 | 0 | 0 | 0 | 0 | 00h30 | 2.3614 | 1.5143 | 2.6929 | 2.3614 | 1.5143 | 2.6929 | 0 | 0 | 0 | 0 | 0 | 0 | 0 | 0 | 0 | 00h30 | 3.7186 | 3.1243 | 4.0371 | 3.7186 | 3.1243 | 4.0371 | 0 | 0 | 0 | 0 | 0 | 0 | 0 | 0 | 0 | 00h30 | 3.2329 | 2.6757 | 3.2257 | 3.2329 | 2.6757 | 3.2257 | 0 | 0 | 0 | 0 | 0 | 0 | 0 | 0 | 0 | 00h30 | 3.2329 | 2.6757 | 3.2257 | 3.2329 | 2.6757 | 3.2257 | 0 | 0 | 0 | 0 | 0 | 0 | 0 | 0 | 0 | 00h30 | 2.6814 | 2.11 | 3.0343 | 2.6814 | 2.11 | 3.0343 | 0 | 0 | 0 | 0 | 0 | 0 | 0 | 0 | 0 | 00h30 | 2.6414 | 2.06 | 3 | 0 | 0 | 0 | 2.6414 | 2.06 | 3 | 0 | 0 | 0 | 0 | 0 | 0 | 00h30 | 2.9114 | 2.2814 | 3.2643 | 0 | 0 | 0 | 2.9114 | 2.2814 | 3.2643 | 0 | 0 | 0 | 0 | 0 | 0 | 00h30 | 2.2629 | 1.5614 | 2.5729 | 0 | 0 | 0 | 2.2629 | 1.5614 | 2.5729 | 0 | 0 | 0 | 0 | 0 | 0 | 00h30 | 1.5786 | 0.82 | 1.79 | 0 | 0 | 0 |  | 0.82 | 1.79 | 0 | 0 | 0 | 0 | 0 | 0 | 00h30 | 1.5786 | 0.82 | 1.79 | 0 | 0 | 0 | 0 | 0 | 0 | 1.4443 | 0.71143 | 1.6157 | 0 | 0 | 0
| Number of houses of that kind | No of Double Bedrooms | No of Single Bedrooms | Size of the Rooms | Ceiling Height | Build period | House Type | [10 empty] | 01h30 | 1.73 | 1.39 | 1.8657 | 1.73 | 1.39 | 1.8657 | 0 | 0 | 0 | 0 | 0 | 0 | 0 | 0 | 0 | 01h30 | 1.0857 | 0.75286 | 1.19 | 1.0857 | 0.75286 | 1.19 | 0 | 0 | 0 | 0 | 0 | 0 | 0 | 0 | 0 | 01h30 | 2.4471 | 2.0714 | 2.6157 | 2.4471 | 2.0714 | 2.6157 | 0 | 0 | 0 | 0 | 0 | 0 | 0 | 0 | 0 | 01h30 | 1.9414 | 1.6457 | 1.9214 | 1.9414 | 1.6457 | 1.9214 | 0 | 0 | 0 | 0 | 0 | 0 | 0 | 0 | 0 | 01h30 | 1.9414 | 1.6457 | 1.9214 | 1.9414 | 1.6457 | 1.9214 | 0 | 0 | 0 | 0 | 0 | 0 | 0 | 0 | 0 | 01h30 | 1.8671 | 1.5314 | 2.0457 | 1.8671 | 1.5314 | 2.0457 | 0 | 0 | 0 | 0 | 0 | 0 | 0 | 0 | 0 | 01h30 | 1.4857 | 2.0043 | 2.0043 | 0 | 0 | 0 | 1.4857 | 2.0043 | 2.0043 | 0 | 0 | 0 | 0 | 0 | 0 | 01h30 | 2.0829 | 1.6886 | 2.2714 | 0 | 0 | 0 | 2.0829 | 1.6886 | 2.2714 | 0 | 0 | 0 | 0 | 0 | 0 | 01h30 | 1.4229 | 1.0929 | 1.5614 | 0 | 0 | 0 | 1.4229 | 1.0929 | 1.5614 | 0 | 0 | 0 | 0 | 0 | 0 | 01h30 | 0.77143 | 0.49286 | 0.83714 | 0 | 0 | 0 | 0.77143 | 0.49286 | 0.83714 | 0 | 0 | 0 | 0 | 0 | 0 | 01h30 | 0.77143 | 0.49286 | 0.83714 | 0 | 0 | 0 | 0 | 0 | 0 | 0.62286 | 0.39 | 0.67 | 0 | 0 | 0
| 152 | 4 | 2 | 3 | 2 | 1 | 3 | [10 empty] | 02h30 | 1.8971 | 1.7086 | 1.94 | 1.8971 | 1.7086 | 1.94 | 0 | 0 | 0 | 0 | 0 | 0 | 0 | 0 | 0 | 02h30 | 1.1229 | 1.0214 | 1.19 | 1.1229 | 1.0214 | 1.19 | 0 | 0 | 0 | 0 | 0 | 0 | 0 | 0 | 0 | 02h30 | 2.7086 | 2.3814 | 2.79 | 2.7086 | 2.3814 | 2.79 | 0 | 0 | 0 | 0 | 0 | 0 | 0 | 0 | 0 | 02h30 | 2.1286 | 1.9186 | 1.9614 | 2.1286 | 1.9186 | 1.9614 | 0 | 0 | 0 | 0 | 0 | 0 | 0 | 0 | 0 | 02h30 | 2.1286 | 1.9186 | 1.9614 | 2.1286 | 1.9186 | 1.9614 | 0 | 0 | 0 | 0 | 0 | 0 | 0 | 0 | 0 | 02h30 | 2.1086 | 1.86 | 2.1371 | 2.1086 | 1.86 | 2.1371 | 0 | 0 | 0 | 0 | 0 | 0 | 0 | 0 | 0 | 02h30 | 1.8143 | 2.0829 | 2.0829 | 0 | 0 | 0 | 1.8143 | 2.0829 | 2.0829 | 0 | 0 | 0 | 0 | 0 | 0 | 02h30 | 2.3486 | 2.0471 | 2.3943 | 0 | 0 | 0 | 2.3486 | 2.0471 | 2.3943 | 0 | 0 | 0 | 0 | 0 | 0 | 02h30 | 1.5857 | 1.4257 | 1.6029 | 0 | 0 | 0 | 1.5857 | 1.4257 | 1.6029 | 0 | 0 | 0 | 0 | 0 | 0 | 02h30 | 0.80286 | 0.74714 | 0.84286 | 0 | 0 | 0 | 0.80286 | 0.74714 | 0.84286 | 0 | 0 | 0 | 0 | 0 | 0 | 02h30 | 0.80286 | 0.74714 | 0.84286 | 0 | 0 | 0 | 0 | 0 | 0 | 0.63714 | 0.6 | 0.67 | 0 | 0 | 0
| 36 | 4 | 1 | 3 | 2 | 1 | 4 | [10 empty] | 03h30 | 2.29 | 2.1286 | 2.2729 | 2.29 | 2.1286 | 2.2729 | 0 | 0 | 0 | 0 | 0 | 0 | 0 | 0 | 0 | 03h30 | 1.3814 | 1.3186 | 1.39 | 1.3814 | 1.3186 | 1.39 | 0 | 0 | 0 | 0 | 0 | 0 | 0 | 0 | 0 | 03h30 | 3.1229 | 2.8057 | 3.13 | 3.1229 | 2.8057 | 3.13 | 0 | 0 | 0 | 0 | 0 | 0 | 0 | 0 | 0 | 03h30 | 2.4643 | 2.29 | 2.1814 | 2.4643 | 2.29 | 2.1814 | 0 | 0 | 0 | 0 | 0 | 0 | 0 | 0 | 0 | 03h30 | 2.4643 | 2.29 | 2.1814 | 2.4643 | 2.29 | 2.1814 | 0 | 0 | 0 | 0 | 0 | 0 | 0 | 0 | 0 | 03h30 | 2.4771 | 2.2714 | 2.4429 | 2.4771 | 2.2714 | 2.4429 | 0 | 0 | 0 | 0 | 0 | 0 | 0 | 0 | 0 | 03h30 | 2.2214 | 2.3843 | 2.3843 | 0 | 0 | 0 | 2.2214 | 2.3843 | 2.3843 | 0 | 0 | 0 | 0 | 0 | 0 | 03h30 | 2.7529 | 2.4971 | 2.7343 | 0 | 0 | 0 | 2.7529 | 2.4971 | 2.7343 | 0 | 0 | 0 | 0 | 0 | 0 | 03h30 | 1.9629 | 1.8457 | 1.9371 | 0 | 0 | 0 | 1.9629 | 1.8457 | 1.9371 | 0 | 0 | 0 | 0 | 0 | 0 | 03h30 | 1.0343 | 1.0086 | 1.03 | 0 | 0 | 0 | 1.0343 | 1.0086 | 1.03 | 0 | 0 | 0 | 0 | 0 | 0 | 03h30 | 1.0343 | 1.0086 | 1.03 | 0 | 0 | 0 | 0 | 0 | 0 | 0.84 | 0.84 | 0.84143 | 0 | 0 | 0
| 1 | 5 | 1 | 3 | 2 | 1 | 1 | [10 empty] | 04h30 | 2.55 | 2.3571 | 2.4786 | 2.55 | 2.3571 | 2.4786 | 0 | 0 | 0 | 0 | 0 | 0 | 0 | 0 | 0 | 04h30 | 1.5914 | 1.54 | 1.5171 | 1.5914 | 1.54 | 1.5171 | 0 | 0 | 0 | 0 | 0 | 0 | 0 | 0 | 0 | 04h30 | 3.34 | 2.9843 | 3.2971 | 3.34 | 2.9843 | 3.2971 | 0 | 0 | 0 | 0 | 0 | 0 | 0 | 0 | 0 | 04h30 | 2.66 | 2.4557 | 2.3186 | 2.66 | 2.4557 | 2.3186 | 0 | 0 | 0 | 0 | 0 | 0 | 0 | 0 | 0 | 04h30 | 2.66 | 2.4557 | 2.3186 | 2.66 | 2.4557 | 2.3186 | 0 | 0 | 0 | 0 | 0 | 0 | 0 | 0 | 0 | 04h30 | 2.6957 | 2.45 | 2.6386 | 2.6957 | 2.45 | 2.6386 | 0 | 0 | 0 | 0 | 0 | 0 | 0 | 0 | 0 | 04h30 | 2.4043 | 2.5771 | 2.5771 | 0 | 0 | 0 | 2.4043 | 2.5771 | 2.5771 | 0 | 0 | 0 | 0 | 0 | 0 | 04h30 | 2.9814 | 2.6814 | 2.9343 | 0 | 0 | 0 | 2.9814 | 2.6814 | 2.9343 | 0 | 0 | 0 | 0 | 0 | 0 | 04h30 | 2.2257 | 2.08 | 2.1586 | 0 | 0 | 0 | 2.2257 | 2.08 | 2.1586 | 0 | 0 | 0 | 0 | 0 | 0 | 04h30 | 1.2414 | 1.2257 | 1.1843 | 0 | 0 | 0 | 1.2414 | 1.2257 | 1.1843 | 0 | 0 | 0 | 0 | 0 | 0 | 04h30 | 1.2414 | 1.2257 | 1.1843 | 0 | 0 | 0 | 0 | 0 | 0 | 1.0471 | 1.06 | 1 | 0 | 0 | 0
| 47 | 5 | 2 | 3 | 2 | 1 | 2 | [10 empty] | 05h30 | 2.7 | 2.4657 | 2.6386 | 2.7 | 2.4657 | 2.6386 | 0 | 0 | 0 | 0 | 0 | 0 | 0 | 0 | 0 | 05h30 | 1.7786 | 1.6929 | 1.6871 | 1.7786 | 1.6929 | 1.6871 | 0 | 0 | 0 | 0 | 0 | 0 | 0 | 0 | 0 | 05h30 | 3.4457 | 3.0614 | 3.4029 | 3.4457 | 3.0614 | 3.4029 | 0 | 0 | 0 | 0 | 0 | 0 | 0 | 0 | 0 | 05h30 | 2.7629 | 2.5229 | 2.4 | 2.7629 | 2.5229 | 2.4 | 0 | 0 | 0 | 0 | 0 | 0 | 0 | 0 | 0 | 05h30 | 2.7629 | 2.5229 | 2.4 | 2.7629 | 2.5229 | 2.4 | 0 | 0 | 0 | 0 | 0 | 0 | 0 | 0 | 0 | 05h30 | 2.8143 | 2.5343 | 2.7629 | 2.8143 | 2.5343 | 2.7629 | 0 | 0 | 0 | 0 | 0 | 0 | 0 | 0 | 0 | 05h30 | 2.4857 | 2.7029 | 2.7029 | 0 | 0 | 0 | 2.4857 | 2.7029 | 2.7029 | 0 | 0 | 0 | 0 | 0 | 0 | 05h30 | 3.1 | 2.7657 | 3.0557 | 0 | 0 | 0 | 3.1 | 2.7657 | 3.0557 | 0 | 0 | 0 | 0 | 0 | 0 | 05h30 | 2.3943 | 2.2014 | 2.3357 | 0 | 0 | 0 | 2.3943 | 2.2014 | 2.3357 | 0 | 0 | 0 | 0 | 0 | 0 | 05h30 | 1.4429 | 1.3871 | 1.3729 | 0 | 0 | 0 | 1.4429 | 1.3871 | 1.3729 | 0 | 0 | 0 | 0 | 0 | 0 | 05h30 | 1.4429 | 1.3871 | 1.3729 | 0 | 0 | 0 | 0 | 0 | 0 | 1.2514 | 1.2329 | 1.2029 | 0 | 0 | 0
| 49 | 6 | 1 | 3 | 2 | 1 | 2 | [10 empty] | 06h30 | 2.7843 | 2.5057 | 2.74 | 2.7843 | 2.5057 | 2.74 | 0 | 0 | 0 | 0 | 0 | 0 | 0 | 0 | 0 | 06h30 | 1.9043 | 1.7614 | 1.8329 | 1.9043 | 1.7614 | 1.8329 | 0 | 0 | 0 | 0 | 0 | 0 | 0 | 0 | 0 | 06h30 | 3.5057 | 3.0886 | 3.4829 | 3.5057 | 3.0886 | 3.4829 | 0 | 0 | 0 | 0 | 0 | 0 | 0 | 0 | 0 | 06h30 | 2.82 | 2.5457 | 2.4643 | 2.82 | 2.5457 | 2.4643 | 0 | 0 | 0 | 0 | 0 | 0 | 0 | 0 | 0 | 06h30 | 2.82 | 2.5457 | 2.4643 | 2.82 | 2.5457 | 2.4643 | 0 | 0 | 0 | 0 | 0 | 0 | 0 | 0 | 0 | 06h30 | 2.8686 | 2.5629 | 2.8457 | 2.8686 | 2.5629 | 2.8457 | 0 | 0 | 0 | 0 | 0 | 0 | 0 | 0 | 0 | 06h30 | 2.5157 | 2.7857 | 2.7857 | 0 | 0 | 0 | 2.5157 | 2.7857 | 2.7857 | 0 | 0 | 0 | 0 | 0 | 0 | 06h30 | 3.1586 | 2.7943 | 3.1443 | 0 | 0 | 0 | 3.1586 | 2.7943 | 3.1443 | 0 | 0 | 0 | 0 | 0 | 0 | 06h30 | 2.4814 | 2.2429 | 2.4471 | 0 | 0 | 0 | 2.4814 | 2.2429 | 2.4471 | 0 | 0 | 0 | 0 | 0 | 0 | 06h30 | 1.5714 | 1.4714 | 1.5229 | 0 | 0 | 0 | 1.5714 | 1.4714 | 1.5229 | 0 | 0 | 0 | 0 | 0 | 0 | 06h30 | 1.5714 | 1.4714 | 1.5229 | 0 | 0 | 0 | 0 | 0 | 0 | 1.4114 | 1.3329 | 1.37 | 0 | 0 | 0
| 17 | 8 | 1 | 3 | 2 | 1 | 5 | [10 empty] | 07h30 | 4.1943 | 3.9314 | 4.3957 | 4.1943 | 3.9314 | 4.3957 | 0 | 0 | 0 | 0 | 0 | 0 | 0 | 0 | 0 | 07h30 | 3.5143 | 3.1157 | 3.6757 | 3.5143 | 3.1157 | 3.6757 | 0 | 0 | 0 | 0 | 0 | 0 | 0 | 0 | 0 | 07h30 | 4.76 | 4.5714 | 5.0086 | 4.76 | 4.5714 | 5.0086 | 0 | 0 | 0 | 0 | 0 | 0 | 0 | 0 | 0 | 07h30 | 4.2586 | 3.9743 | 3.8614 | 4.2586 | 3.9743 | 3.8614 | 0 | 0 | 0 | 0 | 0 | 0 | 0 | 0 | 0 | 07h30 | 4.2586 | 3.9743 | 3.8614 | 4.2586 | 3.9743 | 3.8614 | 0 | 0 | 0 | 0 | 0 | 0 | 0 | 0 | 0 | 07h30 | 3.9786 | 3.6514 | 4.1729 | 3.9786 | 3.6514 | 4.1729 | 0 | 0 | 0 | 0 | 0 | 0 | 0 | 0 | 0 | 07h30 | 3.6 | 4.1314 | 4.1314 | 0 | 0 | 0 | 3.6 | 4.1314 | 4.1314 | 0 | 0 | 0 | 0 | 0 | 0 | 07h30 | 4.2386 | 3.9057 | 4.4629 | 0 | 0 | 0 | 4.2386 | 3.9057 | 4.4629 | 0 | 0 | 0 | 0 | 0 | 0 | 07h30 | 3.6714 | 3.3029 | 3.8586 | 0 | 0 | 0 | 3.6714 | 3.3029 | 3.8586 | 0 | 0 | 0 | 0 | 0 | 0 | 07h30 | 2.7771 | 2.4614 | 2.9543 | 0 | 0 | 0 | 2.7771 | 2.4614 | 2.9543 | 0 | 0 | 0 | 0 | 0 | 0 | 07h30 | 2.7771 | 2.4614 | 2.9543 | 0 | 0 | 0 | 0 | 0 | 0 | 2.6257 | 2.3314 | 2.8057 | 0 | 0 | 0
| 136 | 4 | 2 | 2 | 1 | 2 | 5 | [10 empty] | 08h30 | 5.6571 | 5.6057 | 5.7757 | 5.6571 | 5.6057 | 5.7757 | 0 | 0 | 0 | 0 | 0 | 0 | 0 | 0 | 0 | 08h30 | 4.7957 | 4.6757 | 4.8957 | 4.7957 | 4.6757 | 4.8957 | 0 | 0 | 0 | 0 | 0 | 0 | 0 | 0 | 0 | 08h30 | 6.3629 | 6.3386 | 6.5171 | 6.3629 | 6.3386 | 6.5171 | 0 | 0 | 0 | 0 | 0 | 0 | 0 | 0 | 0 | 08h30 | 5.7257 | 5.6771 | 5.0886 | 5.7257 | 5.6771 | 5.0886 | 0 | 0 | 0 | 0 | 0 | 0 | 0 | 0 | 0 | 08h30 | 5.7257 | 5.6771 | 5.0886 | 5.7257 | 5.6771 | 5.0886 | 0 | 0 | 0 | 0 | 0 | 0 | 0 | 0 | 0 | 08h30 | 4.9929 | 4.9243 | 5.1071 | 4.9929 | 4.9243 | 5.1071 | 0 | 0 | 0 | 0 | 0 | 0 | 0 | 0 | 0 | 08h30 | 4.87 | 5.0543 | 5.0543 | 0 | 0 | 0 | 4.87 | 5.0543 | 5.0543 | 0 | 0 | 0 | 0 | 0 | 0 | 08h30 | 5.2929 | 5.2271 | 5.4271 | 0 | 0 | 0 | 5.2929 | 5.2271 | 5.4271 | 0 | 0 | 0 | 0 | 0 | 0 | 08h30 | 4.5971 | 4.5157 | 4.7071 | 0 | 0 | 0 | 4.5971 | 4.5157 | 4.7071 | 0 | 0 | 0 | 0 | 0 | 0 | 08h30 | 3.6114 | 3.5414 | 3.7114 | 0 | 0 | 0 | 3.6114 | 3.5414 | 3.7114 | 0 | 0 | 0 | 0 | 0 | 0 | 08h30 | 3.6114 | 3.5414 | 3.7114 | 0 | 0 | 0 | 0 | 0 | 0 | 3.4929 | 3.4171 | 3.6057 | 0 | 0 | 0
| 1 | 4 | 2 | 2 | 1 | 2 | 1 | [10 empty] | 09h30 | 2.9457 | 3.9986 | 5.6186 | 2.9457 | 3.9986 | 5.6186 | 0 | 0 | 0 | 0 | 0 | 0 | 0 | 0 | 0 | 09h30 | 2.4371 | 3.3586 | 4.7429 | 2.4371 | 3.3586 | 4.7429 | 0 | 0 | 0 | 0 | 0 | 0 | 0 | 0 | 0 | 09h30 | 3.3543 | 4.4657 | 6.3786 | 3.3543 | 4.4657 | 6.3786 | 0 | 0 | 0 | 0 | 0 | 0 | 0 | 0 | 0 | 09h30 | 2.9257 | 4.0429 | 5.0029 | 2.9257 | 4.0429 | 5.0029 | 0 | 0 | 0 | 0 | 0 | 0 | 0 | 0 | 0 | 09h30 | 2.9257 | 4.0429 | 5.0029 | 2.9257 | 4.0429 | 5.0029 | 0 | 0 | 0 | 0 | 0 | 0 | 0 | 0 | 0 | 09h30 | 2.55 | 3.5629 | 5.2186 | 2.55 | 3.5629 | 5.2186 | 0 | 0 | 0 | 0 | 0 | 0 | 0 | 0 | 0 | 09h30 | 3.53 | 5.17 | 5.17 | 0 | 0 | 0 | 3.53 | 5.17 | 5.17 | 0 | 0 | 0 | 0 | 0 | 0 | 09h30 | 2.7014 | 3.7943 | 5.5429 | 0 | 0 | 0 | 2.7014 | 3.7943 | 5.5429 | 0 | 0 | 0 | 0 | 0 | 0 | 09h30 | 2.3171 | 3.2914 | 4.8471 | 0 | 0 | 0 | 2.3171 | 3.2914 | 4.8471 | 0 | 0 | 0 | 0 | 0 | 0 | 09h30 | 1.8771 | 2.6014 | 3.9614 | 0 | 0 | 0 | 1.8771 | 2.6014 | 3.9614 | 0 | 0 | 0 | 0 | 0 | 0 | 09h30 | 1.8771 | 2.6014 | 3.9614 | 0 | 0 | 0 | 0 | 0 | 0 | 1.8914 | 2.52 | 3.9014 | 0 | 0 | 0
| 80 | 4 | 2 | 2 | 1 | 2 | 3 | [10 empty] | 10h30 | 1.35 | 1.6814 | 4.9386 | 1.35 | 1.6814 | 4.9386 | 0 | 0 | 0 | 0 | 0 | 0 | 0 | 0 | 0 | 10h30 | 1.1314 | 1.4557 | 4.0071 | 1.1314 | 1.4557 | 4.0071 | 0 | 0 | 0 | 0 | 0 | 0 | 0 | 0 | 0 | 10h30 | 1.59 | 1.8714 | 5.8143 | 1.59 | 1.8714 | 5.8143 | 0 | 0 | 0 | 0 | 0 | 0 | 0 | 0 | 0 | 10h30 | 1.4143 | 1.6886 | 4.5 | 1.4143 | 1.6886 | 4.5 | 0 | 0 | 0 | 0 | 0 | 0 | 0 | 0 | 0 | 10h30 | 1.4143 | 1.6886 | 4.5 | 1.4143 | 1.6886 | 4.5 | 0 | 0 | 0 | 0 | 0 | 0 | 0 | 0 | 0 | 10h30 | 1.4129 | 1.6314 | 5.0214 | 1.4129 | 1.6314 | 5.0214 | 0 | 0 | 0 | 0 | 0 | 0 | 0 | 0 | 0 | 10h30 | 1.6214 | 4.9671 | 4.9671 | 0 | 0 | 0 | 1.6214 | 4.9671 | 4.9671 | 0 | 0 | 0 | 0 | 0 | 0 | 10h30 | 1.4857 | 1.7057 | 5.4086 | 0 | 0 | 0 | 1.4857 | 1.7057 | 5.4086 | 0 | 0 | 0 | 0 | 0 | 0 | 10h30 | 1.2614 | 1.52 | 4.5914 | 0 | 0 | 0 | 1.2614 | 1.52 | 4.5914 | 0 | 0 | 0 | 0 | 0 | 0 | 10h30 | 1.0314 | 1.2671 | 3.6686 | 0 | 0 | 0 | 1.0314 | 1.2671 | 3.6686 | 0 | 0 | 0 | 0 | 0 | 0 | 10h30 | 1.0314 | 1.2671 | 3.6686 | 0 | 0 | 0 | 0 | 0 | 0 | 1.0214 | 1.2457 | 3.6 | 0 | 0 | 0
| 40 | 4 | 2 | 2 | 1 | 2 | 4 | [10 empty] | 11h30 | 1.1871 | 1.31 | 4.41 | 1.1871 | 1.31 | 4.41 | 0 | 0 | 0 | 0 | 0 | 0 | 0 | 0 | 0 | 11h30 | 0.97286 | 1.0986 | 3.4886 | 0.97286 | 1.0986 | 3.4886 | 0 | 0 | 0 | 0 | 0 | 0 | 0 | 0 | 0 | 11h30 | 1.4443 | 1.5171 | 5.3943 | 1.4443 | 1.5171 | 5.3943 | 0 | 0 | 0 | 0 | 0 | 0 | 0 | 0 | 0 | 11h30 | 1.27 | 1.37 | 4.1286 | 1.27 | 1.37 | 4.1286 | 0 | 0 | 0 | 0 | 0 | 0 | 0 | 0 | 0 | 11h30 | 1.27 | 1.37 | 4.1286 | 1.27 | 1.37 | 4.1286 | 0 | 0 | 0 | 0 | 0 | 0 | 0 | 0 | 0 | 11h30 | 1.2743 | 1.3529 | 4.5629 | 1.2743 | 1.3529 | 4.5629 | 0 | 0 | 0 | 0 | 0 | 0 | 0 | 0 | 0 | 11h30 | 1.3443 | 4.5114 | 4.5114 | 0 | 0 | 0 | 1.3443 | 4.5114 | 4.5114 | 0 | 0 | 0 | 0 | 0 | 0 | 11h30 | 1.3514 | 1.4171 | 5.0243 | 0 | 0 | 0 | 1.3514 | 1.4171 | 5.0243 | 0 | 0 | 0 | 0 | 0 | 0 | 11h30 | 1.1071 | 1.21 | 4.1086 | 0 | 0 | 0 | 1.1071 | 1.21 | 4.1086 | 0 | 0 | 0 | 0 | 0 | 0 | 11h30 | 0.88286 | 0.99286 | 3.1843 | 0 | 0 | 0 | 0.88286 | 0.99286 | 3.1843 | 0 | 0 | 0 | 0 | 0 | 0 | 11h30 | 0.88286 | 0.99286 | 3.1843 | 0 | 0 | 0 | 0 | 0 | 0 | 0.86571 | 0.97714 | 3.0714 | 0 | 0 | 0
| 72 | 3 | 2 | 2 | 1 | 3 | 3 | [10 empty] | 12h30 | 1.0686 | 1.1214 | 3.96 | 1.0686 | 1.1214 | 3.96 | 0 | 0 | 0 | 0 | 0 | 0 | 0 | 0 | 0 | 12h30 | 0.86429 | 0.92286 | 3.13 | 0.86429 | 0.92286 | 3.13 | 0 | 0 | 0 | 0 | 0 | 0 | 0 | 0 | 0 | 12h30 | 1.3357 | 1.3543 | 4.9371 | 1.3357 | 1.3543 | 4.9371 | 0 | 0 | 0 | 0 | 0 | 0 | 0 | 0 | 0 | 12h30 | 1.1643 | 1.2129 | 3.79 | 1.1643 | 1.2129 | 3.79 | 0 | 0 | 0 | 0 | 0 | 0 | 0 | 0 | 0 | 12h30 | 1.1643 | 1.2129 | 3.79 | 1.1643 | 1.2129 | 3.79 | 0 | 0 | 0 | 0 | 0 | 0 | 0 | 0 | 0 | 12h30 | 1.1643 | 1.2 | 4.1571 | 1.1643 | 1.2 | 4.1571 | 0 | 0 | 0 | 0 | 0 | 0 | 0 | 0 | 0 | 12h30 | 1.1914 | 4.1157 | 4.1157 | 0 | 0 | 0 | 1.1914 | 4.1157 | 4.1157 | 0 | 0 | 0 | 0 | 0 | 0 | 12h30 | 1.2414 | 1.2657 | 4.5714 | 0 | 0 | 0 | 1.2414 | 1.2657 | 4.5714 | 0 | 0 | 0 | 0 | 0 | 0 | 12h30 | 0.99429 | 1.0386 | 3.6857 | 0 | 0 | 0 | 0.99429 | 1.0386 | 3.6857 | 0 | 0 | 0 | 0 | 0 | 0 | 12h30 | 0.78286 | 0.83857 | 2.8457 | 0 | 0 | 0 | 0.78286 | 0.83857 | 2.8457 | 0 | 0 | 0 | 0 | 0 | 0 | 12h30 | 0.78286 | 0.83857 | 2.8457 | 0 | 0 | 0 | 0 | 0 | 0 | 0.75 | 0.81 | 2.6886 | 0 | 0 | 0
| 36 | 3 | 2 | 2 | 1 | 3 | 4 | [10 empty] | 13h30 | 3.2514 | 1.0229 | 3.6271 | 3.2514 | 1.0229 | 3.6271 | 0 | 0 | 0 | 0 | 0 | 0 | 0 | 0 | 0 | 13h30 | 2.7486 | 0.84 | 2.8757 | 2.7486 | 0.84 | 2.8757 | 0 | 0 | 0 | 0 | 0 | 0 | 0 | 0 | 0 | 13h30 | 3.7443 | 1.2743 | 4.5786 | 3.7443 | 1.2743 | 4.5786 | 0 | 0 | 0 | 0 | 0 | 0 | 0 | 0 | 0 | 13h30 | 3.3443 | 1.1343 | 3.5457 | 3.3443 | 1.1343 | 3.5457 | 0 | 0 | 0 | 0 | 0 | 0 | 0 | 0 | 0 | 13h30 | 3.3443 | 1.1343 | 3.5457 | 3.3443 | 1.1343 | 3.5457 | 0 | 0 | 0 | 0 | 0 | 0 | 0 | 0 | 0 | 13h30 | 3.2 | 1.1171 | 3.8043 | 3.2 | 1.1171 | 3.8043 | 0 | 0 | 0 | 0 | 0 | 0 | 0 | 0 | 0 | 13h30 | 1.1114 | 3.7743 | 3.7743 | 0 | 0 | 0 | 1.1114 | 3.7743 | 3.7743 | 0 | 0 | 0 | 0 | 0 | 0 | 13h30 | 3.4843 | 1.1814 | 4.21 | 0 | 0 | 0 | 3.4843 | 1.1814 | 4.21 | 0 | 0 | 0 | 0 | 0 | 0 | 13h30 | 3.0129 | 0.94857 | 3.3686 | 0 | 0 | 0 | 3.0129 | 0.94857 | 3.3686 | 0 | 0 | 0 | 0 | 0 | 0 | 13h30 | 2.4286 | 0.75857 | 2.6086 | 0 | 0 | 0 | 2.4286 | 0.75857 | 2.6086 | 0 | 0 | 0 | 0 | 0 | 0 | 13h30 | 2.4286 | 0.75857 | 2.6086 | 0 | 0 | 0 | 0 | 0 | 0 | 2.2814 | 0.71571 | 2.4229 | 0 | 0 | 0
| 1 | 4 | 1 | 1 | 1 | 3 | 1 | [10 empty] | 14h30 | 4.7786 | 0.96286 | 3.4271 | 4.7786 | 0.96286 | 3.4271 | 0 | 0 | 0 | 0 | 0 | 0 | 0 | 0 | 0 | 14h30 | 4.03 | 0.78286 | 2.7029 | 4.03 | 0.78286 | 2.7029 | 0 | 0 | 0 | 0 | 0 | 0 | 0 | 0 | 0 | 14h30 | 5.4857 | 1.2171 | 4.3757 | 5.4857 | 1.2171 | 4.3757 | 0 | 0 | 0 | 0 | 0 | 0 | 0 | 0 | 0 | 14h30 | 4.8486 | 1.0814 | 3.3914 | 4.8486 | 1.0814 | 3.3914 | 0 | 0 | 0 | 0 | 0 | 0 | 0 | 0 | 0 | 14h30 | 4.8486 | 1.0814 | 3.3914 | 4.8486 | 1.0814 | 3.3914 | 0 | 0 | 0 | 0 | 0 | 0 | 0 | 0 | 0 | 14h30 | 4.5643 | 1.0557 | 3.5857 | 4.5643 | 1.0557 | 3.5857 | 0 | 0 | 0 | 0 | 0 | 0 | 0 | 0 | 0 | 14h30 | 1.0514 | 3.56 | 3.56 | 0 | 0 | 0 | 1.0514 | 3.56 | 3.56 | 0 | 0 | 0 | 0 | 0 | 0 | 14h30 | 5.0671 | 1.1214 | 3.9943 | 0 | 0 | 0 | 5.0671 | 1.1214 | 3.9943 | 0 | 0 | 0 | 0 | 0 | 0 | 14h30 | 4.4086 | 0.88714 | 3.1686 | 0 | 0 | 0 | 4.4086 | 0.88714 | 3.1686 | 0 | 0 | 0 | 0 | 0 | 0 | 14h30 | 3.6071 | 0.70143 | 2.44 | 0 | 0 | 0 | 3.6071 | 0.70143 | 2.44 | 0 | 0 | 0 | 0 | 0 | 0 | 14h30 | 3.6071 | 0.70143 | 2.44 | 0 | 0 | 0 | 0 | 0 | 0 | 3.4257 | 0.65143 | 2.2486 | 0 | 0 | 0
| 72 | 4 | 1 | 2 | 1 | 3 | 3 | [10 empty] | 15h30 | 4.6914 | 0.91429 | 3.3 | 4.6914 | 0.91429 | 3.3 | 0 | 0 | 0 | 0 | 0 | 0 | 0 | 0 | 0 | 15h30 | 3.9214 | 0.73571 | 2.5914 | 3.9214 | 0.73571 | 2.5914 | 0 | 0 | 0 | 0 | 0 | 0 | 0 | 0 | 0 | 15h30 | 5.4943 | 1.1686 | 4.2443 | 5.4943 | 1.1686 | 4.2443 | 0 | 0 | 0 | 0 | 0 | 0 | 0 | 0 | 0 | 15h30 | 4.8329 | 1.0386 | 3.3071 | 4.8329 | 1.0386 | 3.3071 | 0 | 0 | 0 | 0 | 0 | 0 | 0 | 0 | 0 | 15h30 | 4.8329 | 1.0386 | 3.3071 | 4.8329 | 1.0386 | 3.3071 | 0 | 0 | 0 | 0 | 0 | 0 | 0 | 0 | 0 | 15h30 | 4.4914 | 1.0043 | 3.4743 | 4.4914 | 1.0043 | 3.4743 | 0 | 0 | 0 | 0 | 0 | 0 | 0 | 0 | 0 | 15h30 | 1.0014 | 3.46 | 3.46 | 0 | 0 | 0 | 1.0014 | 3.46 | 3.46 | 0 | 0 | 0 | 0 | 0 | 0 | 15h30 | 5.0243 | 1.0729 | 3.8714 | 0 | 0 | 0 | 5.0243 | 1.0729 | 3.8714 | 0 | 0 | 0 | 0 | 0 | 0 | 15h30 | 4.3214 | 0.83857 | 3.0471 | 0 | 0 | 0 | 4.3214 | 0.83857 | 3.0471 | 0 | 0 | 0 | 0 | 0 | 0 | 15h30 | 3.57 | 0.65857 | 2.3357 | 0 | 0 | 0 | 3.57 | 0.65857 | 2.3357 | 0 | 0 | 0 | 0 | 0 | 0 | 15h30 | 3.57 | 0.65857 | 2.3357 | 0 | 0 | 0 | 0 | 0 | 0 | 3.4771 | 0.60286 | 2.1514 | 0 | 0 | 0
| 36 | 4 | 1 | 2 | 1 | 3 | 4 | [10 empty] | 16h30 | 3.8386 | 0.90429 | 3.3157 | 3.8386 | 0.90429 | 3.3157 | 0 | 0 | 0 | 0 | 0 | 0 | 0 | 0 | 0 | 16h30 | 3.1457 | 0.72143 | 2.5914 | 3.1457 | 0.72143 | 2.5914 | 0 | 0 | 0 | 0 | 0 | 0 | 0 | 0 | 0 | 16h30 | 4.6271 | 1.16 | 4.2671 | 4.6271 | 1.16 | 4.2671 | 0 | 0 | 0 | 0 | 0 | 0 | 0 | 0 | 0 | 16h30 | 4.1814 | 1.0343 | 3.3671 | 4.1814 | 1.0343 | 3.3671 | 0 | 0 | 0 | 0 | 0 | 0 | 0 | 0 | 0 | 16h30 | 4.1814 | 1.0343 | 3.3671 | 4.1814 | 1.0343 | 3.3671 | 0 | 0 | 0 | 0 | 0 | 0 | 0 | 0 | 0 | 16h30 | 3.9057 | 1.0014 | 3.5543 | 3.9057 | 1.0014 | 3.5543 | 0 | 0 | 0 | 0 | 0 | 0 | 0 | 0 | 0 | 16h30 | 1 | 3.5429 | 3.5429 | 0 | 0 | 0 | 1 | 3.5429 | 3.5429 | 0 | 0 | 0 | 0 | 0 | 0 | 16h30 | 4.2514 | 1.0629 | 3.9029 | 0 | 0 | 0 | 4.2514 | 1.0629 | 3.9029 | 0 | 0 | 0 | 0 | 0 | 0 | 16h30 | 3.5557 | 0.83 | 3.0614 | 0 | 0 | 0 | 3.5557 | 0.83 | 3.0614 | 0 | 0 | 0 | 0 | 0 | 0 | 16h30 | 2.8529 | 0.64571 | 2.3371 | 0 | 0 | 0 | 2.8529 | 0.64571 | 2.3371 | 0 | 0 | 0 | 0 | 0 | 0 | 16h30 | 2.8529 | 0.64571 | 2.3371 | 0 | 0 | 0 | 0 | 0 | 0 | 2.8371 | 0.59143 | 2.1771 | 0 | 0 | 0
| 9 | 4 | 3 | 2 | 1 | 3 | 2 | [10 empty] | 17h30 | 3.7214 | 0.92857 | 3.4929 | 3.7214 | 0.92857 | 3.4929 | 0 | 0 | 0 | 0 | 0 | 0 | 0 | 0 | 0 | 17h30 | 2.9629 | 0.73286 | 2.6986 | 2.9629 | 0.73286 | 2.6986 | 0 | 0 | 0 | 0 | 0 | 0 | 0 | 0 | 0 | 17h30 | 4.5871 | 1.19 | 4.4657 | 4.5871 | 1.19 | 4.4657 | 0 | 0 | 0 | 0 | 0 | 0 | 0 | 0 | 0 | 17h30 | 4.2043 | 1.0686 | 3.5857 | 4.2043 | 1.0686 | 3.5857 | 0 | 0 | 0 | 0 | 0 | 0 | 0 | 0 | 0 | 17h30 | 4.2043 | 1.0686 | 3.5857 | 4.2043 | 1.0686 | 3.5857 | 0 | 0 | 0 | 0 | 0 | 0 | 0 | 0 | 0 | 17h30 | 3.98 | 1.04 | 3.8214 | 3.98 | 1.04 | 3.8214 | 0 | 0 | 0 | 0 | 0 | 0 | 0 | 0 | 0 | 17h30 | 1.0371 | 3.8086 | 3.8086 | 0 | 0 | 0 | 1.0371 | 3.8086 | 3.8086 | 0 | 0 | 0 | 0 | 0 | 0 | 17h30 | 4.23 | 1.0914 | 4.1114 | 0 | 0 | 0 | 4.23 | 1.0914 | 4.1114 | 0 | 0 | 0 | 0 | 0 | 0 | 17h30 | 3.4614 | 0.85429 | 3.2457 | 0 | 0 | 0 | 3.4614 | 0.85429 | 3.2457 | 0 | 0 | 0 | 0 | 0 | 0 | 17h30 | 2.6943 | 0.65714 | 2.4486 | 0 | 0 | 0 | 2.6943 | 0.65714 | 2.4486 | 0 | 0 | 0 | 0 | 0 | 0 | 17h30 | 2.6943 | 0.65714 | 2.4486 | 0 | 0 | 0 | 0 | 0 | 0 | 2.6771 | 0.60571 | 2.3071 | 0 | 0 | 0
| 32 | 3 | 2 | 1 | 1 | 4 | 3 | [10 empty] | 18h30 | 3.8871 | 3.4871 | 3.7643 | 3.8871 | 3.4871 | 3.7643 | 0 | 0 | 0 | 0 | 0 | 0 | 0 | 0 | 0 | 18h30 | 3.0286 | 3.01 | 2.86 | 3.0286 | 3.01 | 2.86 | 0 | 0 | 0 | 0 | 0 | 0 | 0 | 0 | 0 | 18h30 | 4.81 | 3.8357 | 4.7471 | 4.81 | 3.8357 | 4.7471 | 0 | 0 | 0 | 0 | 0 | 0 | 0 | 0 | 0 | 18h30 | 4.4357 | 3.6986 | 3.8629 | 4.4357 | 3.6986 | 3.8629 | 0 | 0 | 0 | 0 | 0 | 0 | 0 | 0 | 0 | 18h30 | 4.4357 | 3.6986 | 3.8629 | 4.4357 | 3.6986 | 3.8629 | 0 | 0 | 0 | 0 | 0 | 0 | 0 | 0 | 0 | 18h30 | 4.2629 | 3.5714 | 4.1614 | 4.2629 | 3.5714 | 4.1614 | 0 | 0 | 0 | 0 | 0 | 0 | 0 | 0 | 0 | 18h30 | 3.5543 | 4.14 | 4.14 | 0 | 0 | 0 | 3.5543 | 4.14 | 4.14 | 0 | 0 | 0 | 0 | 0 | 0 | 18h30 | 4.4671 | 3.6843 | 4.4057 | 0 | 0 | 0 | 4.4671 | 3.6843 | 4.4057 | 0 | 0 | 0 | 0 | 0 | 0 | 18h30 | 3.63 | 3.35 | 3.5129 | 0 | 0 | 0 | 3.63 | 3.35 | 3.5129 | 0 | 0 | 0 | 0 | 0 | 0 | 18h30 | 2.7643 | 2.67 | 2.6114 | 0 | 0 | 0 | 2.7643 | 2.67 | 2.6114 | 0 | 0 | 0 | 0 | 0 | 0 | 18h30 | 2.7643 | 2.67 | 2.6114 | 0 | 0 | 0 | 0 | 0 | 0 | 2.7143 | 2.6186 | 2.4929 | 0 | 0 | 0
| 24 | 3 | 2 | 1 | 1 | 4 | 4 | [10 empty] | 19h30 | 4.0786 | 5.6586 | 3.9871 | 4.0786 | 5.6586 | 3.9871 | 0 | 0 | 0 | 0 | 0 | 0 | 0 | 0 | 0 | 19h30 | 3.1243 | 4.7786 | 3.0029 | 3.1243 | 4.7786 | 3.0029 | 0 | 0 | 0 | 0 | 0 | 0 | 0 | 0 | 0 | 19h30 | 5.0329 | 6.2071 | 4.9857 | 5.0329 | 6.2071 | 4.9857 | 0 | 0 | 0 | 0 | 0 | 0 | 0 | 0 | 0 | 19h30 | 4.6157 | 5.88 | 4.07 | 4.6157 | 5.88 | 4.07 | 0 | 0 | 0 | 0 | 0 | 0 | 0 | 0 | 0 | 19h30 | 4.6157 | 5.88 | 4.07 | 4.6157 | 5.88 | 4.07 | 0 | 0 | 0 | 0 | 0 | 0 | 0 | 0 | 0 | 19h30 | 4.0343 | 5.1314 | 3.9571 | 4.0343 | 5.1314 | 3.9571 | 0 | 0 | 0 | 0 | 0 | 0 | 0 | 0 | 0 | 19h30 | 5.0971 | 3.9143 | 3.9143 | 0 | 0 | 0 | 5.0971 | 3.9143 | 3.9143 | 0 | 0 | 0 | 0 | 0 | 0 | 19h30 | 4.2271 | 5.38 | 4.1843 | 0 | 0 | 0 | 4.2271 | 5.38 | 4.1843 | 0 | 0 | 0 | 0 | 0 | 0 | 19h30 | 3.3529 | 4.8486 | 3.2714 | 0 | 0 | 0 | 3.3529 | 4.8486 | 3.2714 | 0 | 0 | 0 | 0 | 0 | 0 | 19h30 | 2.3957 | 3.8386 | 2.2814 | 0 | 0 | 0 | 2.3957 | 3.8386 | 2.2814 | 0 | 0 | 0 | 0 | 0 | 0 | 19h30 | 2.3957 | 3.8386 | 2.2814 | 0 | 0 | 0 | 0 | 0 | 0 | 2.3086 | 3.8229 | 2.1686 | 0 | 0 | 0
| 32 | 4 | 1 | 2 | 1 | 4 | 3 | [10 empty] | 20h30 | 4.2343 | 5.9086 | 4.1643 | 4.2343 | 5.9086 | 4.1643 | 0 | 0 | 0 | 0 | 0 | 0 | 0 | 0 | 0 | 20h30 | 3.2157 | 4.86 | 3.12 | 3.2157 | 4.86 | 3.12 | 0 | 0 | 0 | 0 | 0 | 0 | 0 | 0 | 0 | 20h30 | 5.2057 | 6.5829 | 5.1729 | 5.2057 | 6.5829 | 5.1729 | 0 | 0 | 0 | 0 | 0 | 0 | 0 | 0 | 0 | 20h30 | 4.7386 | 6.15 | 4.1929 | 4.7386 | 6.15 | 4.1929 | 0 | 0 | 0 | 0 | 0 | 0 | 0 | 0 | 0 | 20h30 | 4.7386 | 6.15 | 4.1929 | 4.7386 | 6.15 | 4.1929 | 0 | 0 | 0 | 0 | 0 | 0 | 0 | 0 | 0 | 20h30 | 3.7143 | 4.9043 | 3.6743 | 3.7143 | 4.9043 | 3.6743 | 0 | 0 | 0 | 0 | 0 | 0 | 0 | 0 | 0 | 20h30 | 4.8543 | 3.6186 | 3.6186 | 0 | 0 | 0 | 4.8543 | 3.6186 | 3.6186 | 0 | 0 | 0 | 0 | 0 | 0 | 20h30 | 3.92 | 5.2014 | 3.94 | 0 | 0 | 0 | 3.92 | 5.2014 | 3.94 | 0 | 0 | 0 | 0 | 0 | 0 | 20h30 | 3.04 | 4.5114 | 3.0343 | 0 | 0 | 0 | 3.04 | 4.5114 | 3.0343 | 0 | 0 | 0 | 0 | 0 | 0 | 20h30 | 2.0357 | 3.5129 | 2.0029 | 0 | 0 | 0 | 2.0357 | 3.5129 | 2.0029 | 0 | 0 | 0 | 0 | 0 | 0 | 20h30 | 2.0357 | 3.5129 | 2.0029 | 0 | 0 | 0 | 0 | 0 | 0 | 1.9129 | 3.5486 | 1.8743 | 0 | 0 | 0
| 16 | 4 | 1 | 2 | 1 | 4 | 4 | [10 empty] | 21h30 | 4.3529 | 4.9586 | 4.29 | 4.3529 | 4.9586 | 4.29 | 0 | 0 | 0 | 0 | 0 | 0 | 0 | 0 | 0 | 21h30 | 3.2986 | 3.9614 | 3.2229 | 3.2986 | 3.9614 | 3.2229 | 0 | 0 | 0 | 0 | 0 | 0 | 0 | 0 | 0 | 21h30 | 5.3357 | 5.7014 | 5.3071 | 5.3357 | 5.7014 | 5.3071 | 0 | 0 | 0 | 0 | 0 | 0 | 0 | 0 | 0 | 21h30 | 4.8086 | 5.3043 | 4.2743 | 4.8086 | 5.3043 | 4.2743 | 0 | 0 | 0 | 0 | 0 | 0 | 0 | 0 | 0 | 21h30 | 4.8086 | 5.3043 | 4.2743 | 4.8086 | 5.3043 | 4.2743 | 0 | 0 | 0 | 0 | 0 | 0 | 0 | 0 | 0 | 21h30 | 3.8014 | 4.18 | 3.7614 | 3.8014 | 4.18 | 3.7614 | 0 | 0 | 0 | 0 | 0 | 0 | 0 | 0 | 0 | 21h30 | 4.13 | 3.7 | 3.7 | 0 | 0 | 0 | 4.13 | 3.7 | 3.7 | 0 | 0 | 0 | 0 | 0 | 0 | 21h30 | 4.0214 | 4.38 | 4.0257 | 0 | 0 | 0 | 4.0214 | 4.38 | 4.0257 | 0 | 0 | 0 | 0 | 0 | 0 | 21h30 | 3.1143 | 3.6557 | 3.0943 | 0 | 0 | 0 | 3.1143 | 3.6557 | 3.0943 | 0 | 0 | 0 | 0 | 0 | 0 | 21h30 | 2.0671 | 2.68 | 2.0243 | 0 | 0 | 0 | 2.0671 | 2.68 | 2.0243 | 0 | 0 | 0 | 0 | 0 | 0 | 21h30 | 2.0671 | 2.68 | 2.0243 | 0 | 0 | 0 | 0 | 0 | 0 | 1.9214 | 2.7243 | 1.8857 | 0 | 0 | 0
| 43 | 4 | 2 | 1 | 1 | 4 | 2 | [10 empty] | 22h30 | 4.4329 | 4.6843 | 4.3814 | 4.4329 | 4.6843 | 4.3814 | 0 | 0 | 0 | 0 | 0 | 0 | 0 | 0 | 0 | 22h30 | 3.36 | 3.6786 | 3.3043 | 3.36 | 3.6786 | 3.3043 | 0 | 0 | 0 | 0 | 0 | 0 | 0 | 0 | 0 | 22h30 | 5.4329 | 5.5686 | 5.4143 | 5.4329 | 5.5686 | 5.4143 | 0 | 0 | 0 | 0 | 0 | 0 | 0 | 0 | 0 | 22h30 | 4.8543 | 5.0914 | 4.33 | 4.8543 | 5.0914 | 4.33 | 0 | 0 | 0 | 0 | 0 | 0 | 0 | 0 | 0 | 22h30 | 4.8543 | 5.0914 | 4.33 | 4.8543 | 5.0914 | 4.33 | 0 | 0 | 0 | 0 | 0 | 0 | 0 | 0 | 0 | 22h30 | 3.8657 | 4.02 | 3.8429 | 3.8657 | 4.02 | 3.8429 | 0 | 0 | 0 | 0 | 0 | 0 | 0 | 0 | 0 | 22h30 | 3.9643 | 3.78 | 3.78 | 0 | 0 | 0 | 3.9643 | 3.78 | 3.78 | 0 | 0 | 0 | 0 | 0 | 0 | 22h30 | 4.1014 | 4.2086 | 4.11 | 0 | 0 | 0 | 4.1014 | 4.2086 | 4.11 | 0 | 0 | 0 | 0 | 0 | 0 | 22h30 | 3.1829 | 3.3957 | 3.1686 | 0 | 0 | 0 | 3.1829 | 3.3957 | 3.1686 | 0 | 0 | 0 | 0 | 0 | 0 | 22h30 | 2.12 | 2.3886 | 2.09 | 0 | 0 | 0 | 2.12 | 2.3886 | 2.09 | 0 | 0 | 0 | 0 | 0 | 0 | 22h30 | 2.12 | 2.3886 | 2.09 | 0 | 0 | 0 | 0 | 0 | 0 | 1.9529 | 2.3657 | 1.9371 | 0 | 0 | 0
| 36 | 4 | 2 | 1 | 1 | 4 | 3 | [10 empty] | 23h30 | 4.5029 | 4.6457 | 4.4614 | 4.5029 | 4.6457 | 4.4614 | 0 | 0 | 0 | 0 | 0 | 0 | 0 | 0 | 0 | 23h30 | 3.4286 | 3.63 | 3.3743 | 3.4286 | 3.63 | 3.3743 | 0 | 0 | 0 | 0 | 0 | 0 | 0 | 0 | 0 | 23h30 | 5.5057 | 5.5914 | 5.4743 | 5.5057 | 5.5914 | 5.4743 | 0 | 0 | 0 | 0 | 0 | 0 | 0 | 0 | 0 | 23h30 | 4.8943 | 5.0729 | 4.3814 | 4.8943 | 5.0729 | 4.3814 | 0 | 0 | 0 | 0 | 0 | 0 | 0 | 0 | 0 | 23h30 | 4.8943 | 5.0729 | 4.3814 | 4.8943 | 5.0729 | 4.3814 | 0 | 0 | 0 | 0 | 0 | 0 | 0 | 0 | 0 | 23h30 | 3.9243 | 4.0271 | 3.8986 | 3.9243 | 4.0271 | 3.8986 | 0 | 0 | 0 | 0 | 0 | 0 | 0 | 0 | 0 | 23h30 | 3.9686 | 3.8286 | 3.8286 | 0 | 0 | 0 | 3.9686 | 3.8286 | 3.8286 | 0 | 0 | 0 | 0 | 0 | 0 | 23h30 | 4.1743 | 4.2343 | 4.17 | 0 | 0 | 0 | 4.1743 | 4.2343 | 4.17 | 0 | 0 | 0 | 0 | 0 | 0 | 23h30 | 3.2314 | 3.3657 | 3.2014 | 0 | 0 | 0 | 3.2314 | 3.3657 | 3.2014 | 0 | 0 | 0 | 0 | 0 | 0 | 23h30 | 2.1471 | 2.3471 | 2.1114 | 0 | 0 | 0 | 2.1471 | 2.3471 | 2.1114 | 0 | 0 | 0 | 0 | 0 | 0 | 23h30 | 2.1471 | 2.3471 | 2.1114 | 0 | 0 | 0 | 0 | 0 | 0 | 1.97 | 2.24 | 1.9429 | 0 | 0 | 0
| 18 | 4 | 2 | 1 | 1 | 4 | 3
| 31 | 4 | 2 | 1 | 1 | 4 | 5
[19 empty] | Refer to victorian Type 3: The code | [6 empty] | The code | [15 empty] | The code | [15 empty] | The code | [15 empty] | The code | [15 empty] | The code | [15 empty] | The code | [15 empty] | The code | [15 empty] | The code | [15 empty] | The code | [15 empty] | The code
| For which period of the year are you interested in finding the heating demand profile | [17 empty] | 3.0257 | 2.31 | 3.3257 | 0 | 0 | 0 | 0 | 0 | 0 | 0 | 0 | 0 |  |  |  |  | 2.3614 | 1.5143 | 2.6929 | 0 | 0 | 0 | 0 | 0 | 0 | 0 | 0 | 0 |  |  |  |  | 3.7186 | 3.1243 | 4.0371 | 0 | 0 | 0 | 0 | 0 | 0 | 0 | 0 | 0 |  |  |  |  | 3.2329 | 2.6757 | 3.2257 | 0 | 0 | 0 | 0 | 0 | 0 | 0 | 0 | 0 |  |  |  |  | 3.2329 | 2.6757 | 3.2257 | 0 | 0 | 0 | 0 | 0 | 0 | 0 | 0 | 0 |  |  |  |  | 2.6814 | 2.11 | 3.0343 | 0 | 0 | 0 | 0 | 0 | 0 | 0 | 0 | 0 |  |  |  |  | 2.6414 | 2.06 | 3 | 2.6414 | 2.06 | 3 | 0 | 0 | 0 | 0 | 0 | 0 |  |  |  |  | 2.9114 | 2.2814 | 3.2643 | 2.9114 | 2.2814 | 3.2643 | 0 | 0 | 0 | 0 | 0 | 0 |  |  |  |  | 2.2629 | 1.5614 | 2.5729 | 2.2629 | 1.5614 | 2.5729 | 0 | 0 | 0 | 0 | 0 | 0 |  |  |  |  | 1.5786 | 0.82 | 1.79 | 1.5786 | 0.82 | 1.79 | 0 | 0 | 0 | 0 | 0 | 0 |  |  |  |  | 1.4443 | 0.71143 | 1.6157 | 1.4443 | 0.71143 | 1.6157 | 1.4443 | 0.71143 | 1.6157 | 0 | 0 | 0
[19 empty] | 1.73 | 1.39 | 1.8657 | 0 | 0 | 0 | 0 | 0 | 0 | 0 | 0 | 0 |  |  |  |  | 1.0857 | 0.75286 | 1.19 | 0 | 0 | 0 | 0 | 0 | 0 | 0 | 0 | 0 |  |  |  |  | 2.4471 | 2.0714 | 2.6157 | 0 | 0 | 0 | 0 | 0 | 0 | 0 | 0 | 0 |  |  |  |  | 1.9414 | 1.6457 | 1.9214 | 0 | 0 | 0 | 0 | 0 | 0 | 0 | 0 | 0 |  |  |  |  | 1.9414 | 1.6457 | 1.9214 | 0 | 0 | 0 | 0 | 0 | 0 | 0 | 0 | 0 |  |  |  |  | 1.8671 | 1.5314 | 2.0457 | 0 | 0 | 0 | 0 | 0 | 0 | 0 | 0 | 0 |  |  |  |  | 1.4857 | 2.0043 | 2.0043 | 1.4857 | 2.0043 | 2.0043 | 0 | 0 | 0 | 0 | 0 | 0 |  |  |  |  | 2.0829 | 1.6886 | 2.2714 | 2.0829 | 1.6886 | 2.2714 | 0 | 0 | 0 | 0 | 0 | 0 |  |  |  |  | 1.4229 | 1.0929 | 1.5614 | 1.4229 | 1.0929 | 1.5614 | 0 | 0 | 0 | 0 | 0 | 0 |  |  |  |  | 0.77143 | 0.49286 | 0.83714 | 0.77143 | 0.49286 | 0.83714 | 0 | 0 | 0 | 0 | 0 | 0 |  |  |  |  | 0.62286 | 0.39 | 0.67 | 0.62286 | 0.39 | 0.67 | 0.62286 | 0.39 | 0.67 | 0 | 0 | 0
[19 empty] | 1.8971 | 1.7086 | 1.94 | 0 | 0 | 0 | 0 | 0 | 0 | 0 | 0 | 0 |  |  |  |  | 1.1229 | 1.0214 | 1.19 | 0 | 0 | 0 | 0 | 0 | 0 | 0 | 0 | 0 |  |  |  |  | 2.7086 | 2.3814 | 2.79 | 0 | 0 | 0 | 0 | 0 | 0 | 0 | 0 | 0 |  |  |  |  | 2.1286 | 1.9186 | 1.9614 | 0 | 0 | 0 | 0 | 0 | 0 | 0 | 0 | 0 |  |  |  |  | 2.1286 | 1.9186 | 1.9614 | 0 | 0 | 0 | 0 | 0 | 0 | 0 | 0 | 0 |  |  |  |  | 2.1086 | 1.86 | 2.1371 | 0 | 0 | 0 | 0 | 0 | 0 | 0 | 0 | 0 |  |  |  |  | 1.8143 | 2.0829 | 2.0829 | 1.8143 | 2.0829 | 2.0829 | 0 | 0 | 0 | 0 | 0 | 0 |  |  |  |  | 2.3486 | 2.0471 | 2.3943 | 2.3486 | 2.0471 | 2.3943 | 0 | 0 | 0 | 0 | 0 | 0 |  |  |  |  | 1.5857 | 1.4257 | 1.6029 | 1.5857 | 1.4257 | 1.6029 | 0 | 0 | 0 | 0 | 0 | 0 |  |  |  |  | 0.80286 | 0.74714 | 0.84286 | 0.80286 | 0.74714 | 0.84286 | 0 | 0 | 0 | 0 | 0 | 0 |  |  |  |  | 0.63714 | 0.6 | 0.67 | 0.63714 | 0.6 | 0.67 | 0.63714 | 0.6 | 0.67 | 0 | 0 | 0
[19 empty] | 2.29 | 2.1286 | 2.2729 | 0 | 0 | 0 | 0 | 0 | 0 | 0 | 0 | 0 |  |  |  |  | 1.3814 | 1.3186 | 1.39 | 0 | 0 | 0 | 0 | 0 | 0 | 0 | 0 | 0 |  |  |  |  | 3.1229 | 2.8057 | 3.13 | 0 | 0 | 0 | 0 | 0 | 0 | 0 | 0 | 0 |  |  |  |  | 2.4643 | 2.29 | 2.1814 | 0 | 0 | 0 | 0 | 0 | 0 | 0 | 0 | 0 |  |  |  |  | 2.4643 | 2.29 | 2.1814 | 0 | 0 | 0 | 0 | 0 | 0 | 0 | 0 | 0 |  |  |  |  | 2.4771 | 2.2714 | 2.4429 | 0 | 0 | 0 | 0 | 0 | 0 | 0 | 0 | 0 |  |  |  |  | 2.2214 | 2.3843 | 2.3843 | 2.2214 | 2.3843 | 2.3843 | 0 | 0 | 0 | 0 | 0 | 0 |  |  |  |  | 2.7529 | 2.4971 | 2.7343 | 2.7529 | 2.4971 | 2.7343 | 0 | 0 | 0 | 0 | 0 | 0 |  |  |  |  | 1.9629 | 1.8457 | 1.9371 | 1.9629 | 1.8457 | 1.9371 | 0 | 0 | 0 | 0 | 0 | 0 |  |  |  |  | 1.0343 | 1.0086 | 1.03 | 1.0343 | 1.0086 | 1.03 | 0 | 0 | 0 | 0 | 0 | 0 |  |  |  |  | 0.84 | 0.84 | 0.84143 | 0.84 | 0.84 | 0.84143 | 0.84 | 0.84 | 0.84143 | 0 | 0 | 0
| 1 | [17 empty] | 2.55 | 2.3571 | 2.4786 | 0 | 0 | 0 | 0 | 0 | 0 | 0 | 0 | 0 |  |  |  |  | 1.5914 | 1.54 | 1.5171 | 0 | 0 | 0 | 0 | 0 | 0 | 0 | 0 | 0 |  |  |  |  | 3.34 | 2.9843 | 3.2971 | 0 | 0 | 0 | 0 | 0 | 0 | 0 | 0 | 0 |  |  |  |  | 2.66 | 2.4557 | 2.3186 | 0 | 0 | 0 | 0 | 0 | 0 | 0 | 0 | 0 |  |  |  |  | 2.66 | 2.4557 | 2.3186 | 0 | 0 | 0 | 0 | 0 | 0 | 0 | 0 | 0 |  |  |  |  | 2.6957 | 2.45 | 2.6386 | 0 | 0 | 0 | 0 | 0 | 0 | 0 | 0 | 0 |  |  |  |  | 2.4043 | 2.5771 | 2.5771 | 2.4043 | 2.5771 | 2.5771 | 0 | 0 | 0 | 0 | 0 | 0 |  |  |  |  | 2.9814 | 2.6814 | 2.9343 | 2.9814 | 2.6814 | 2.9343 | 0 | 0 | 0 | 0 | 0 | 0 |  |  |  |  | 2.2257 | 2.08 | 2.1586 | 2.2257 | 2.08 | 2.1586 | 0 | 0 | 0 | 0 | 0 | 0 |  |  |  |  | 1.2414 | 1.2257 | 1.1843 | 1.2414 | 1.2257 | 1.1843 | 0 | 0 | 0 | 0 | 0 | 0 |  |  |  |  | 1.0471 | 1.06 | 1 | 1.0471 | 1.06 | 1 | 1.0471 | 1.06 | 1 | 0 | 0 | 0
[19 empty] | 2.7 | 2.4657 | 2.6386 | 0 | 0 | 0 | 0 | 0 | 0 | 0 | 0 | 0 |  |  |  |  | 1.7786 | 1.6929 | 1.6871 | 0 | 0 | 0 | 0 | 0 | 0 | 0 | 0 | 0 |  |  |  |  | 3.4457 | 3.0614 | 3.4029 | 0 | 0 | 0 | 0 | 0 | 0 | 0 | 0 | 0 |  |  |  |  | 2.7629 | 2.5229 | 2.4 | 0 | 0 | 0 | 0 | 0 | 0 | 0 | 0 | 0 |  |  |  |  | 2.7629 | 2.5229 | 2.4 | 0 | 0 | 0 | 0 | 0 | 0 | 0 | 0 | 0 |  |  |  |  | 2.8143 | 2.5343 | 2.7629 | 0 | 0 | 0 | 0 | 0 | 0 | 0 | 0 | 0 |  |  |  |  | 2.4857 | 2.7029 | 2.7029 | 2.4857 | 2.7029 | 2.7029 | 0 | 0 | 0 | 0 | 0 | 0 |  |  |  |  | 3.1 | 2.7657 | 3.0557 | 3.1 | 2.7657 | 3.0557 | 0 | 0 | 0 | 0 | 0 | 0 |  |  |  |  | 2.3943 | 2.2014 | 2.3357 | 2.3943 | 2.2014 | 2.3357 | 0 | 0 | 0 | 0 | 0 | 0 |  |  |  |  | 1.4429 | 1.3871 | 1.3729 | 1.4429 | 1.3871 | 1.3729 | 0 | 0 | 0 | 0 | 0 | 0 |  |  |  |  | 1.2514 | 1.2329 | 1.2029 | 1.2514 | 1.2329 | 1.2029 | 1.2514 | 1.2329 | 1.2029 | 0 | 0 | 0
[7 empty] | Data | [11 empty] | 2.7843 | 2.5057 | 2.74 | 0 | 0 | 0 | 0 | 0 | 0 | 0 | 0 | 0 |  |  |  |  | 1.9043 | 1.7614 | 1.8329 | 0 | 0 | 0 | 0 | 0 | 0 | 0 | 0 | 0 |  |  |  |  | 3.5057 | 3.0886 | 3.4829 | 0 | 0 | 0 | 0 | 0 | 0 | 0 | 0 | 0 |  |  |  |  | 2.82 | 2.5457 | 2.4643 | 0 | 0 | 0 | 0 | 0 | 0 | 0 | 0 | 0 |  |  |  |  | 2.82 | 2.5457 | 2.4643 | 0 | 0 | 0 | 0 | 0 | 0 | 0 | 0 | 0 |  |  |  |  | 2.8686 | 2.5629 | 2.8457 | 0 | 0 | 0 | 0 | 0 | 0 | 0 | 0 | 0 |  |  |  |  | 2.5157 | 2.7857 | 2.7857 | 2.5157 | 2.7857 | 2.7857 | 0 | 0 | 0 | 0 | 0 | 0 |  |  |  |  | 3.1586 | 2.7943 | 3.1443 | 3.1586 | 2.7943 | 3.1443 | 0 | 0 | 0 | 0 | 0 | 0 |  |  |  |  | 2.4814 | 2.2429 | 2.4471 | 2.4814 | 2.2429 | 2.4471 | 0 | 0 | 0 | 0 | 0 | 0 |  |  |  |  | 1.5714 | 1.4714 | 1.5229 | 1.5714 | 1.4714 | 1.5229 | 0 | 0 | 0 | 0 | 0 | 0 |  |  |  |  | 1.4114 | 1.3329 | 1.37 | 1.4114 | 1.3329 | 1.37 | 1.4114 | 1.3329 | 1.37 | 0 | 0 | 0
[7 empty] | 00h30 | 2722.4766 | [10 empty] | 4.1943 | 3.9314 | 4.3957 | 0 | 0 | 0 | 0 | 0 | 0 | 0 | 0 | 0 |  |  |  |  | 3.5143 | 3.1157 | 3.6757 | 0 | 0 | 0 | 0 | 0 | 0 | 0 | 0 | 0 |  |  |  |  | 4.76 | 4.5714 | 5.0086 | 0 | 0 | 0 | 0 | 0 | 0 | 0 | 0 | 0 |  |  |  |  | 4.2586 | 3.9743 | 3.8614 | 0 | 0 | 0 | 0 | 0 | 0 | 0 | 0 | 0 |  |  |  |  | 4.2586 | 3.9743 | 3.8614 | 0 | 0 | 0 | 0 | 0 | 0 | 0 | 0 | 0 |  |  |  |  | 3.9786 | 3.6514 | 4.1729 | 0 | 0 | 0 | 0 | 0 | 0 | 0 | 0 | 0 |  |  |  |  | 3.6 | 4.1314 | 4.1314 | 3.6 | 4.1314 | 4.1314 | 0 | 0 | 0 | 0 | 0 | 0 |  |  |  |  | 4.2386 | 3.9057 | 4.4629 | 4.2386 | 3.9057 | 4.4629 | 0 | 0 | 0 | 0 | 0 | 0 |  |  |  |  | 3.6714 | 3.3029 | 3.8586 | 3.6714 | 3.3029 | 3.8586 | 0 | 0 | 0 | 0 | 0 | 0 |  |  |  |  | 2.7771 | 2.4614 | 2.9543 | 2.7771 | 2.4614 | 2.9543 | 0 | 0 | 0 | 0 | 0 | 0 |  |  |  |  | 2.6257 | 2.3314 | 2.8057 | 2.6257 | 2.3314 | 2.8057 | 2.6257 | 2.3314 | 2.8057 | 0 | 0 | 0
[7 empty] | 01h30 | 1620.4828 | [10 empty] | 5.6571 | 5.6057 | 5.7757 | 0 | 0 | 0 | 0 | 0 | 0 | 0 | 0 | 0 |  |  |  |  | 4.7957 | 4.6757 | 4.8957 | 0 | 0 | 0 | 0 | 0 | 0 | 0 | 0 | 0 |  |  |  |  | 6.3629 | 6.3386 | 6.5171 | 0 | 0 | 0 | 0 | 0 | 0 | 0 | 0 | 0 |  |  |  |  | 5.7257 | 5.6771 | 5.0886 | 0 | 0 | 0 | 0 | 0 | 0 | 0 | 0 | 0 |  |  |  |  | 5.7257 | 5.6771 | 5.0886 | 0 | 0 | 0 | 0 | 0 | 0 | 0 | 0 | 0 |  |  |  |  | 4.9929 | 4.9243 | 5.1071 | 0 | 0 | 0 | 0 | 0 | 0 | 0 | 0 | 0 |  |  |  |  | 4.87 | 5.0543 | 5.0543 | 4.87 | 5.0543 | 5.0543 | 0 | 0 | 0 | 0 | 0 | 0 |  |  |  |  | 5.2929 | 5.2271 | 5.4271 | 5.2929 | 5.2271 | 5.4271 | 0 | 0 | 0 | 0 | 0 | 0 |  |  |  |  | 4.5971 | 4.5157 | 4.7071 | 4.5971 | 4.5157 | 4.7071 | 0 | 0 | 0 | 0 | 0 | 0 |  |  |  |  | 3.6114 | 3.5414 | 3.7114 | 3.6114 | 3.5414 | 3.7114 | 0 | 0 | 0 | 0 | 0 | 0 |  |  |  |  | 3.4929 | 3.4171 | 3.6057 | 3.4929 | 3.4171 | 3.6057 | 3.4929 | 3.4171 | 3.6057 | 0 | 0 | 0
[7 empty] | 02h30 | 1831.3562 | [10 empty] | 2.9457 | 3.9986 | 5.6186 | 0 | 0 | 0 | 0 | 0 | 0 | 0 | 0 | 0 |  |  |  |  | 2.4371 | 3.3586 | 4.7429 | 0 | 0 | 0 | 0 | 0 | 0 | 0 | 0 | 0 |  |  |  |  | 3.3543 | 4.4657 | 6.3786 | 0 | 0 | 0 | 0 | 0 | 0 | 0 | 0 | 0 |  |  |  |  | 2.9257 | 4.0429 | 5.0029 | 0 | 0 | 0 | 0 | 0 | 0 | 0 | 0 | 0 |  |  |  |  | 2.9257 | 4.0429 | 5.0029 | 0 | 0 | 0 | 0 | 0 | 0 | 0 | 0 | 0 |  |  |  |  | 2.55 | 3.5629 | 5.2186 | 0 | 0 | 0 | 0 | 0 | 0 | 0 | 0 | 0 |  |  |  |  | 3.53 | 5.17 | 5.17 | 3.53 | 5.17 | 5.17 | 0 | 0 | 0 | 0 | 0 | 0 |  |  |  |  | 2.7014 | 3.7943 | 5.5429 | 2.7014 | 3.7943 | 5.5429 | 0 | 0 | 0 | 0 | 0 | 0 |  |  |  |  | 2.3171 | 3.2914 | 4.8471 | 2.3171 | 3.2914 | 4.8471 | 0 | 0 | 0 | 0 | 0 | 0 |  |  |  |  | 1.8771 | 2.6014 | 3.9614 | 1.8771 | 2.6014 | 3.9614 | 0 | 0 | 0 | 0 | 0 | 0 |  |  |  |  | 1.8914 | 2.52 | 3.9014 | 1.8914 | 2.52 | 3.9014 | 1.8914 | 2.52 | 3.9014 | 0 | 0 | 0
[7 empty] | 03h30 | 2211.6366 | [10 empty] | 1.35 | 1.6814 | 4.9386 | 0 | 0 | 0 | 0 | 0 | 0 | 0 | 0 | 0 |  |  |  |  | 1.1314 | 1.4557 | 4.0071 | 0 | 0 | 0 | 0 | 0 | 0 | 0 | 0 | 0 |  |  |  |  | 1.59 | 1.8714 | 5.8143 | 0 | 0 | 0 | 0 | 0 | 0 | 0 | 0 | 0 |  |  |  |  | 1.4143 | 1.6886 | 4.5 | 0 | 0 | 0 | 0 | 0 | 0 | 0 | 0 | 0 |  |  |  |  | 1.4143 | 1.6886 | 4.5 | 0 | 0 | 0 | 0 | 0 | 0 | 0 | 0 | 0 |  |  |  |  | 1.4129 | 1.6314 | 5.0214 | 0 | 0 | 0 | 0 | 0 | 0 | 0 | 0 | 0 |  |  |  |  | 1.6214 | 4.9671 | 4.9671 | 1.6214 | 4.9671 | 4.9671 | 0 | 0 | 0 | 0 | 0 | 0 |  |  |  |  | 1.4857 | 1.7057 | 5.4086 | 1.4857 | 1.7057 | 5.4086 | 0 | 0 | 0 | 0 | 0 | 0 |  |  |  |  | 1.2614 | 1.52 | 4.5914 | 1.2614 | 1.52 | 4.5914 | 0 | 0 | 0 | 0 | 0 | 0 |  |  |  |  | 1.0314 | 1.2671 | 3.6686 | 1.0314 | 1.2671 | 3.6686 | 0 | 0 | 0 | 0 | 0 | 0 |  |  |  |  | 1.0214 | 1.2457 | 3.6 | 1.0214 | 1.2457 | 3.6 | 1.0214 | 1.2457 | 3.6 | 0 | 0 | 0
[7 empty] | 04h30 | 2455.9163 | [10 empty] | 1.1871 | 1.31 | 4.41 | 0 | 0 | 0 | 0 | 0 | 0 | 0 | 0 | 0 |  |  |  |  | 0.97286 | 1.0986 | 3.4886 | 0 | 0 | 0 | 0 | 0 | 0 | 0 | 0 | 0 |  |  |  |  | 1.4443 | 1.5171 | 5.3943 | 0 | 0 | 0 | 0 | 0 | 0 | 0 | 0 | 0 |  |  |  |  | 1.27 | 1.37 | 4.1286 | 0 | 0 | 0 | 0 | 0 | 0 | 0 | 0 | 0 |  |  |  |  | 1.27 | 1.37 | 4.1286 | 0 | 0 | 0 | 0 | 0 | 0 | 0 | 0 | 0 |  |  |  |  | 1.2743 | 1.3529 | 4.5629 | 0 | 0 | 0 | 0 | 0 | 0 | 0 | 0 | 0 |  |  |  |  | 1.3443 | 4.5114 | 4.5114 | 1.3443 | 4.5114 | 4.5114 | 0 | 0 | 0 | 0 | 0 | 0 |  |  |  |  | 1.3514 | 1.4171 | 5.0243 | 1.3514 | 1.4171 | 5.0243 | 0 | 0 | 0 | 0 | 0 | 0 |  |  |  |  | 1.1071 | 1.21 | 4.1086 | 1.1071 | 1.21 | 4.1086 | 0 | 0 | 0 | 0 | 0 | 0 |  |  |  |  | 0.88286 | 0.99286 | 3.1843 | 0.88286 | 0.99286 | 3.1843 | 0 | 0 | 0 | 0 | 0 | 0 |  |  |  |  | 0.86571 | 0.97714 | 3.0714 | 0.86571 | 0.97714 | 3.0714 | 0.86571 | 0.97714 | 3.0714 | 0 | 0 | 0
[7 empty] | 05h30 | 2624.1842 | [10 empty] | 1.0686 | 1.1214 | 3.96 | 0 | 0 | 0 | 0 | 0 | 0 | 0 | 0 | 0 |  |  |  |  | 0.86429 | 0.92286 | 3.13 | 0 | 0 | 0 | 0 | 0 | 0 | 0 | 0 | 0 |  |  |  |  | 1.3357 | 1.3543 | 4.9371 | 0 | 0 | 0 | 0 | 0 | 0 | 0 | 0 | 0 |  |  |  |  | 1.1643 | 1.2129 | 3.79 | 0 | 0 | 0 | 0 | 0 | 0 | 0 | 0 | 0 |  |  |  |  | 1.1643 | 1.2129 | 3.79 | 0 | 0 | 0 | 0 | 0 | 0 | 0 | 0 | 0 |  |  |  |  | 1.1643 | 1.2 | 4.1571 | 0 | 0 | 0 | 0 | 0 | 0 | 0 | 0 | 0 |  |  |  |  | 1.1914 | 4.1157 | 4.1157 | 1.1914 | 4.1157 | 4.1157 | 0 | 0 | 0 | 0 | 0 | 0 |  |  |  |  | 1.2414 | 1.2657 | 4.5714 | 1.2414 | 1.2657 | 4.5714 | 0 | 0 | 0 | 0 | 0 | 0 |  |  |  |  | 0.99429 | 1.0386 | 3.6857 | 0.99429 | 1.0386 | 3.6857 | 0 | 0 | 0 | 0 | 0 | 0 |  |  |  |  | 0.78286 | 0.83857 | 2.8457 | 0.78286 | 0.83857 | 2.8457 | 0 | 0 | 0 | 0 | 0 | 0 |  |  |  |  | 0.75 | 0.81 | 2.6886 | 0.75 | 0.81 | 2.6886 | 0.75 | 0.81 | 2.6886 | 0 | 0 | 0
[7 empty] | 06h30 | 2727.3611 | [10 empty] | 3.2514 | 1.0229 | 3.6271 | 0 | 0 | 0 | 0 | 0 | 0 | 0 | 0 | 0 |  |  |  |  | 2.7486 | 0.84 | 2.8757 | 0 | 0 | 0 | 0 | 0 | 0 | 0 | 0 | 0 |  |  |  |  | 3.7443 | 1.2743 | 4.5786 | 0 | 0 | 0 | 0 | 0 | 0 | 0 | 0 | 0 |  |  |  |  | 3.3443 | 1.1343 | 3.5457 | 0 | 0 | 0 | 0 | 0 | 0 | 0 | 0 | 0 |  |  |  |  | 3.3443 | 1.1343 | 3.5457 | 0 | 0 | 0 | 0 | 0 | 0 | 0 | 0 | 0 |  |  |  |  | 3.2 | 1.1171 | 3.8043 | 0 | 0 | 0 | 0 | 0 | 0 | 0 | 0 | 0 |  |  |  |  | 1.1114 | 3.7743 | 3.7743 | 1.1114 | 3.7743 | 3.7743 | 0 | 0 | 0 | 0 | 0 | 0 |  |  |  |  | 3.4843 | 1.1814 | 4.21 | 3.4843 | 1.1814 | 4.21 | 0 | 0 | 0 | 0 | 0 | 0 |  |  |  |  | 3.0129 | 0.94857 | 3.3686 | 3.0129 | 0.94857 | 3.3686 | 0 | 0 | 0 | 0 | 0 | 0 |  |  |  |  | 2.4286 | 0.75857 | 2.6086 | 2.4286 | 0.75857 | 2.6086 | 0 | 0 | 0 | 0 | 0 | 0 |  |  |  |  | 2.2814 | 0.71571 | 2.4229 | 2.2814 | 0.71571 | 2.4229 | 2.2814 | 0.71571 | 2.4229 | 0 | 0 | 0
[7 empty] | 07h30 | 4363.9609 | [10 empty] | 4.7786 | 0.96286 | 3.4271 | 0 | 0 | 0 | 0 | 0 | 0 | 0 | 0 | 0 |  |  |  |  | 4.03 | 0.78286 | 2.7029 | 0 | 0 | 0 | 0 | 0 | 0 | 0 | 0 | 0 |  |  |  |  | 5.4857 | 1.2171 | 4.3757 | 0 | 0 | 0 | 0 | 0 | 0 | 0 | 0 | 0 |  |  |  |  | 4.8486 | 1.0814 | 3.3914 | 0 | 0 | 0 | 0 | 0 | 0 | 0 | 0 | 0 |  |  |  |  | 4.8486 | 1.0814 | 3.3914 | 0 | 0 | 0 | 0 | 0 | 0 | 0 | 0 | 0 |  |  |  |  | 4.5643 | 1.0557 | 3.5857 | 0 | 0 | 0 | 0 | 0 | 0 | 0 | 0 | 0 |  |  |  |  | 1.0514 | 3.56 | 3.56 | 1.0514 | 3.56 | 3.56 | 0 | 0 | 0 | 0 | 0 | 0 |  |  |  |  | 5.0671 | 1.1214 | 3.9943 | 5.0671 | 1.1214 | 3.9943 | 0 | 0 | 0 | 0 | 0 | 0 |  |  |  |  | 4.4086 | 0.88714 | 3.1686 | 4.4086 | 0.88714 | 3.1686 | 0 | 0 | 0 | 0 | 0 | 0 |  |  |  |  | 3.6071 | 0.70143 | 2.44 | 3.6071 | 0.70143 | 2.44 | 0 | 0 | 0 | 0 | 0 | 0 |  |  |  |  | 3.4257 | 0.65143 | 2.2486 | 3.4257 | 0.65143 | 2.2486 | 3.4257 | 0.65143 | 2.2486 | 0 | 0 | 0
[7 empty] | 08h30 | 5919.5117 | [10 empty] | 4.6914 | 0.91429 | 3.3 | 0 | 0 | 0 | 0 | 0 | 0 | 0 | 0 | 0 |  |  |  |  | 3.9214 | 0.73571 | 2.5914 | 0 | 0 | 0 | 0 | 0 | 0 | 0 | 0 | 0 |  |  |  |  | 5.4943 | 1.1686 | 4.2443 | 0 | 0 | 0 | 0 | 0 | 0 | 0 | 0 | 0 |  |  |  |  | 4.8329 | 1.0386 | 3.3071 | 0 | 0 | 0 | 0 | 0 | 0 | 0 | 0 | 0 |  |  |  |  | 4.8329 | 1.0386 | 3.3071 | 0 | 0 | 0 | 0 | 0 | 0 | 0 | 0 | 0 |  |  |  |  | 4.4914 | 1.0043 | 3.4743 | 0 | 0 | 0 | 0 | 0 | 0 | 0 | 0 | 0 |  |  |  |  | 1.0014 | 3.46 | 3.46 | 1.0014 | 3.46 | 3.46 | 0 | 0 | 0 | 0 | 0 | 0 |  |  |  |  | 5.0243 | 1.0729 | 3.8714 | 5.0243 | 1.0729 | 3.8714 | 0 | 0 | 0 | 0 | 0 | 0 |  |  |  |  | 4.3214 | 0.83857 | 3.0471 | 4.3214 | 0.83857 | 3.0471 | 0 | 0 | 0 | 0 | 0 | 0 |  |  |  |  | 3.57 | 0.65857 | 2.3357 | 3.57 | 0.65857 | 2.3357 | 0 | 0 | 0 | 0 | 0 | 0 |  |  |  |  | 3.4771 | 0.60286 | 2.1514 | 3.4771 | 0.60286 | 2.1514 | 3.4771 | 0.60286 | 2.1514 | 0 | 0 | 0
[7 empty] | 09h30 | 4412.2787 | [10 empty] | 3.8386 | 0.90429 | 3.3157 | 0 | 0 | 0 | 0 | 0 | 0 | 0 | 0 | 0 |  |  |  |  | 3.1457 | 0.72143 | 2.5914 | 0 | 0 | 0 | 0 | 0 | 0 | 0 | 0 | 0 |  |  |  |  | 4.6271 | 1.16 | 4.2671 | 0 | 0 | 0 | 0 | 0 | 0 | 0 | 0 | 0 |  |  |  |  | 4.1814 | 1.0343 | 3.3671 | 0 | 0 | 0 | 0 | 0 | 0 | 0 | 0 | 0 |  |  |  |  | 4.1814 | 1.0343 | 3.3671 | 0 | 0 | 0 | 0 | 0 | 0 | 0 | 0 | 0 |  |  |  |  | 3.9057 | 1.0014 | 3.5543 | 0 | 0 | 0 | 0 | 0 | 0 | 0 | 0 | 0 |  |  |  |  | 1 | 3.5429 | 3.5429 | 1 | 3.5429 | 3.5429 | 0 | 0 | 0 | 0 | 0 | 0 |  |  |  |  | 4.2514 | 1.0629 | 3.9029 | 4.2514 | 1.0629 | 3.9029 | 0 | 0 | 0 | 0 | 0 | 0 |  |  |  |  | 3.5557 | 0.83 | 3.0614 | 3.5557 | 0.83 | 3.0614 | 0 | 0 | 0 | 0 | 0 | 0 |  |  |  |  | 2.8529 | 0.64571 | 2.3371 | 2.8529 | 0.64571 | 2.3371 | 0 | 0 | 0 | 0 | 0 | 0 |  |  |  |  | 2.8371 | 0.59143 | 2.1771 | 2.8371 | 0.59143 | 2.1771 | 2.8371 | 0.59143 | 2.1771 | 0 | 0 | 0
[7 empty] | 10h30 | 2815.7879 | [10 empty] | 3.7214 | 0.92857 | 3.4929 | 0 | 0 | 0 | 0 | 0 | 0 | 0 | 0 | 0 |  |  |  |  | 2.9629 | 0.73286 | 2.6986 | 0 | 0 | 0 | 0 | 0 | 0 | 0 | 0 | 0 |  |  |  |  | 4.5871 | 1.19 | 4.4657 | 0 | 0 | 0 | 0 | 0 | 0 | 0 | 0 | 0 |  |  |  |  | 4.2043 | 1.0686 | 3.5857 | 0 | 0 | 0 | 0 | 0 | 0 | 0 | 0 | 0 |  |  |  |  | 4.2043 | 1.0686 | 3.5857 | 0 | 0 | 0 | 0 | 0 | 0 | 0 | 0 | 0 |  |  |  |  | 3.98 | 1.04 | 3.8214 | 0 | 0 | 0 | 0 | 0 | 0 | 0 | 0 | 0 |  |  |  |  | 1.0371 | 3.8086 | 3.8086 | 1.0371 | 3.8086 | 3.8086 | 0 | 0 | 0 | 0 | 0 | 0 |  |  |  |  | 4.23 | 1.0914 | 4.1114 | 4.23 | 1.0914 | 4.1114 | 0 | 0 | 0 | 0 | 0 | 0 |  |  |  |  | 3.4614 | 0.85429 | 3.2457 | 3.4614 | 0.85429 | 3.2457 | 0 | 0 | 0 | 0 | 0 | 0 |  |  |  |  | 2.6943 | 0.65714 | 2.4486 | 2.6943 | 0.65714 | 2.4486 | 0 | 0 | 0 | 0 | 0 | 0 |  |  |  |  | 2.6771 | 0.60571 | 2.3071 | 2.6771 | 0.60571 | 2.3071 | 2.6771 | 0.60571 | 2.3071 | 0 | 0 | 0
[7 empty] | 11h30 | 2427.8819 | [10 empty] | 3.8871 | 3.4871 | 3.7643 | 0 | 0 | 0 | 0 | 0 | 0 | 0 | 0 | 0 |  |  |  |  | 3.0286 | 3.01 | 2.86 | 0 | 0 | 0 | 0 | 0 | 0 | 0 | 0 | 0 |  |  |  |  | 4.81 | 3.8357 | 4.7471 | 0 | 0 | 0 | 0 | 0 | 0 | 0 | 0 | 0 |  |  |  |  | 4.4357 | 3.6986 | 3.8629 | 0 | 0 | 0 | 0 | 0 | 0 | 0 | 0 | 0 |  |  |  |  | 4.4357 | 3.6986 | 3.8629 | 0 | 0 | 0 | 0 | 0 | 0 | 0 | 0 | 0 |  |  |  |  | 4.2629 | 3.5714 | 4.1614 | 0 | 0 | 0 | 0 | 0 | 0 | 0 | 0 | 0 |  |  |  |  | 3.5543 | 4.14 | 4.14 | 3.5543 | 4.14 | 4.14 | 0 | 0 | 0 | 0 | 0 | 0 |  |  |  |  | 4.4671 | 3.6843 | 4.4057 | 4.4671 | 3.6843 | 4.4057 | 0 | 0 | 0 | 0 | 0 | 0 |  |  |  |  | 3.63 | 3.35 | 3.5129 | 3.63 | 3.35 | 3.5129 | 0 | 0 | 0 | 0 | 0 | 0 |  |  |  |  | 2.7643 | 2.67 | 2.6114 | 2.7643 | 2.67 | 2.6114 | 0 | 0 | 0 | 0 | 0 | 0 |  |  |  |  | 2.7143 | 2.6186 | 2.4929 | 2.7143 | 2.6186 | 2.4929 | 2.7143 | 2.6186 | 2.4929 | 0 | 0 | 0
[7 empty] | 12h30 | 2160.9155 | [10 empty] | 4.0786 | 5.6586 | 3.9871 | 0 | 0 | 0 | 0 | 0 | 0 | 0 | 0 | 0 |  |  |  |  | 3.1243 | 4.7786 | 3.0029 | 0 | 0 | 0 | 0 | 0 | 0 | 0 | 0 | 0 |  |  |  |  | 5.0329 | 6.2071 | 4.9857 | 0 | 0 | 0 | 0 | 0 | 0 | 0 | 0 | 0 |  |  |  |  | 4.6157 | 5.88 | 4.07 | 0 | 0 | 0 | 0 | 0 | 0 | 0 | 0 | 0 |  |  |  |  | 4.6157 | 5.88 | 4.07 | 0 | 0 | 0 | 0 | 0 | 0 | 0 | 0 | 0 |  |  |  |  | 4.0343 | 5.1314 | 3.9571 | 0 | 0 | 0 | 0 | 0 | 0 | 0 | 0 | 0 |  |  |  |  | 5.0971 | 3.9143 | 3.9143 | 5.0971 | 3.9143 | 3.9143 | 0 | 0 | 0 | 0 | 0 | 0 |  |  |  |  | 4.2271 | 5.38 | 4.1843 | 4.2271 | 5.38 | 4.1843 | 0 | 0 | 0 | 0 | 0 | 0 |  |  |  |  | 3.3529 | 4.8486 | 3.2714 | 3.3529 | 4.8486 | 3.2714 | 0 | 0 | 0 | 0 | 0 | 0 |  |  |  |  | 2.3957 | 3.8386 | 2.2814 | 2.3957 | 3.8386 | 2.2814 | 0 | 0 | 0 | 0 | 0 | 0 |  |  |  |  | 2.3086 | 3.8229 | 2.1686 | 2.3086 | 3.8229 | 2.1686 | 2.3086 | 3.8229 | 2.1686 | 0 | 0 | 0
[7 empty] | 13h30 | 2739.5961 | [10 empty] | 4.2343 | 5.9086 | 4.1643 | 0 | 0 | 0 | 0 | 0 | 0 | 0 | 0 | 0 |  |  |  |  | 3.2157 | 4.86 | 3.12 | 0 | 0 | 0 | 0 | 0 | 0 | 0 | 0 | 0 |  |  |  |  | 5.2057 | 6.5829 | 5.1729 | 0 | 0 | 0 | 0 | 0 | 0 | 0 | 0 | 0 |  |  |  |  | 4.7386 | 6.15 | 4.1929 | 0 | 0 | 0 | 0 | 0 | 0 | 0 | 0 | 0 |  |  |  |  | 4.7386 | 6.15 | 4.1929 | 0 | 0 | 0 | 0 | 0 | 0 | 0 | 0 | 0 |  |  |  |  | 3.7143 | 4.9043 | 3.6743 | 0 | 0 | 0 | 0 | 0 | 0 | 0 | 0 | 0 |  |  |  |  | 4.8543 | 3.6186 | 3.6186 | 4.8543 | 3.6186 | 3.6186 | 0 | 0 | 0 | 0 | 0 | 0 |  |  |  |  | 3.92 | 5.2014 | 3.94 | 3.92 | 5.2014 | 3.94 | 0 | 0 | 0 | 0 | 0 | 0 |  |  |  |  | 3.04 | 4.5114 | 3.0343 | 3.04 | 4.5114 | 3.0343 | 0 | 0 | 0 | 0 | 0 | 0 |  |  |  |  | 2.0357 | 3.5129 | 2.0029 | 2.0357 | 3.5129 | 2.0029 | 0 | 0 | 0 | 0 | 0 | 0 |  |  |  |  | 1.9129 | 3.5486 | 1.8743 | 1.9129 | 3.5486 | 1.8743 | 1.9129 | 3.5486 | 1.8743 | 0 | 0 | 0
[7 empty] | 14h30 | 3149.2943 | [10 empty] | 4.3529 | 4.9586 | 4.29 | 0 | 0 | 0 | 0 | 0 | 0 | 0 | 0 | 0 |  |  |  |  | 3.2986 | 3.9614 | 3.2229 | 0 | 0 | 0 | 0 | 0 | 0 | 0 | 0 | 0 |  |  |  |  | 5.3357 | 5.7014 | 5.3071 | 0 | 0 | 0 | 0 | 0 | 0 | 0 | 0 | 0 |  |  |  |  | 4.8086 | 5.3043 | 4.2743 | 0 | 0 | 0 | 0 | 0 | 0 | 0 | 0 | 0 |  |  |  |  | 4.8086 | 5.3043 | 4.2743 | 0 | 0 | 0 | 0 | 0 | 0 | 0 | 0 | 0 |  |  |  |  | 3.8014 | 4.18 | 3.7614 | 0 | 0 | 0 | 0 | 0 | 0 | 0 | 0 | 0 |  |  |  |  | 4.13 | 3.7 | 3.7 | 4.13 | 3.7 | 3.7 | 0 | 0 | 0 | 0 | 0 | 0 |  |  |  |  | 4.0214 | 4.38 | 4.0257 | 4.0214 | 4.38 | 4.0257 | 0 | 0 | 0 | 0 | 0 | 0 |  |  |  |  | 3.1143 | 3.6557 | 3.0943 | 3.1143 | 3.6557 | 3.0943 | 0 | 0 | 0 | 0 | 0 | 0 |  |  |  |  | 2.0671 | 2.68 | 2.0243 | 2.0671 | 2.68 | 2.0243 | 0 | 0 | 0 | 0 | 0 | 0 |  |  |  |  | 1.9214 | 2.7243 | 1.8857 | 1.9214 | 2.7243 | 1.8857 | 1.9214 | 2.7243 | 1.8857 | 0 | 0 | 0
[7 empty] | 15h30 | 3072.4933 | [10 empty] | 4.4329 | 4.6843 | 4.3814 | 0 | 0 | 0 | 0 | 0 | 0 | 0 | 0 | 0 |  |  |  |  | 3.36 | 3.6786 | 3.3043 | 0 | 0 | 0 | 0 | 0 | 0 | 0 | 0 | 0 |  |  |  |  | 5.4329 | 5.5686 | 5.4143 | 0 | 0 | 0 | 0 | 0 | 0 | 0 | 0 | 0 |  |  |  |  | 4.8543 | 5.0914 | 4.33 | 0 | 0 | 0 | 0 | 0 | 0 | 0 | 0 | 0 |  |  |  |  | 4.8543 | 5.0914 | 4.33 | 0 | 0 | 0 | 0 | 0 | 0 | 0 | 0 | 0 |  |  |  |  | 3.8657 | 4.02 | 3.8429 | 0 | 0 | 0 | 0 | 0 | 0 | 0 | 0 | 0 |  |  |  |  | 3.9643 | 3.78 | 3.78 | 3.9643 | 3.78 | 3.78 | 0 | 0 | 0 | 0 | 0 | 0 |  |  |  |  | 4.1014 | 4.2086 | 4.11 | 4.1014 | 4.2086 | 4.11 | 0 | 0 | 0 | 0 | 0 | 0 |  |  |  |  | 3.1829 | 3.3957 | 3.1686 | 3.1829 | 3.3957 | 3.1686 | 0 | 0 | 0 | 0 | 0 | 0 |  |  |  |  | 2.12 | 2.3886 | 2.09 | 2.12 | 2.3886 | 2.09 | 0 | 0 | 0 | 0 | 0 | 0 |  |  |  |  | 1.9529 | 2.3657 | 1.9371 | 1.9529 | 2.3657 | 1.9371 | 1.9529 | 2.3657 | 1.9371 | 0 | 0 | 0
[7 empty] | 16h30 | 2819.2264 | [10 empty] | 4.5029 | 4.6457 | 4.4614 | 0 | 0 | 0 | 0 | 0 | 0 | 0 | 0 | 0 |  |  |  |  | 3.4286 | 3.63 | 3.3743 | 0 | 0 | 0 | 0 | 0 | 0 | 0 | 0 | 0 |  |  |  |  | 5.5057 | 5.5914 | 5.4743 | 0 | 0 | 0 | 0 | 0 | 0 | 0 | 0 | 0 |  |  |  |  | 4.8943 | 5.0729 | 4.3814 | 0 | 0 | 0 | 0 | 0 | 0 | 0 | 0 | 0 |  |  |  |  | 4.8943 | 5.0729 | 4.3814 | 0 | 0 | 0 | 0 | 0 | 0 | 0 | 0 | 0 |  |  |  |  | 3.9243 | 4.0271 | 3.8986 | 0 | 0 | 0 | 0 | 0 | 0 | 0 | 0 | 0 |  |  |  |  | 3.9686 | 3.8286 | 3.8286 | 3.9686 | 3.8286 | 3.8286 | 0 | 0 | 0 | 0 | 0 | 0 |  |  |  |  | 4.1743 | 4.2343 | 4.17 | 4.1743 | 4.2343 | 4.17 | 0 | 0 | 0 | 0 | 0 | 0 |  |  |  |  | 3.2314 | 3.3657 | 3.2014 | 3.2314 | 3.3657 | 3.2014 | 0 | 0 | 0 | 0 | 0 | 0 |  |  |  |  | 2.1471 | 2.3471 | 2.1114 | 2.1471 | 2.3471 | 2.1114 | 0 | 0 | 0 | 0 | 0 | 0 |  |  |  |  | 1.97 | 2.24 | 1.9429 | 1.97 | 2.24 | 1.9429 | 1.97 | 2.24 | 1.9429 | 0 | 0 | 0
[7 empty] | 17h30 | 2866.8548
[7 empty] | 18h30 | 4308.0578
[7 empty] | 19h30 | 5147.7169
[7 empty] | 20h30 | 5019.5598
[7 empty] | 21h30 | 4613.8011 |  |  | Number of houses under the specific type of occupancy |  |  | Summary of the community
[7 empty] | 22h30 | 4513.2215 | Cross Section Area | corelation factor to the models | Occupancy 1 | Occupancy 2 | Occupancy 3 | [5 empty] | Refer to victorian Type 3: Supplementary of the code | [6 empty] | Supplementary of the code | [15 empty] | Supplementary of the code | [15 empty] | Supplementary of the code | [15 empty] | Supplementary of the code | [15 empty] | Supplementary of the code | [15 empty] | Supplementary of the code | [15 empty] | Supplementary of the code | [15 empty] | Supplementary of the code | [15 empty] | Supplementary of the code | [15 empty] | Supplementary of the code
[7 empty] | 23h30 | 4515.4425 | 136 | 1.8133 | 52.6 | 67.6 | 31.8 | 1053.6135 | 974.7382 | 694.1249 | 2722.4766
[9 empty] | 116 | 1.5467 | 12.4579 | 16.0105 | 7.5316 | 585.5161 | 647.1261 | 387.8406 | 1620.4828
[9 empty] | 146 | 1.9467 | 0.34605 | 0.44474 | 0.20921 | 647.2714 | 785.274 | 398.8107 | 1831.3562 |  | To Plot Type 1: Victorian; Refer to victorian Type 1: 1945-1983; Refer to 1945-1983's Type 1: 1984-1998; Refer to 1984-1998's Type 1: 1998-2002 |  | Victorian |  |  | 1945-1983 |  |  | 1984-1998 |  |  | 1998-2002 | [6 empty] | Victorian |  |  | 1945-1983 |  |  | 1984-1998 |  |  | 1998-2002 | [6 empty] | Victorian |  |  | 1945-1983 |  |  | 1984-1998 |  |  | 1998-2002 | [6 empty] | Victorian |  |  | 1945-1983 |  |  | 1984-1998 |  |  | 1998-2002 | [6 empty] | Victorian |  |  | 1945-1983 |  |  | 1984-1998 |  |  | 1998-2002 | [6 empty] | Victorian |  |  | 1945-1983 |  |  | 1984-1998 |  |  | 1998-2002 | [6 empty] | Victorian |  |  | 1945-1983 |  |  | 1984-1998 |  |  | 1998-2002 | [6 empty] | Victorian |  |  | 1945-1983 |  |  | 1984-1998 |  |  | 1998-2002 | [6 empty] | Victorian |  |  | 1945-1983 |  |  | 1984-1998 |  |  | 1998-2002 | [6 empty] | Victorian |  |  | 1945-1983 |  |  | 1984-1998 |  |  | 1998-2002
| Go to the specific heating demand profile generator |  |  | Go back to the beginning |  |  |  |  | 166 | 2.2133 | 16.2645 | 20.9026 | 9.8329 | 781.2914 | 967.5595 | 462.7857 | 2211.6366 |  | 0 | 0 | 0 | 0 | 0 | 0 | 0 | 0 | 0 | 0 | 0 | 0 |  |  |  |  | 0 | 0 | 0 | 0 | 0 | 0 | 0 | 0 | 0 | 0 | 0 | 0 |  |  |  |  | 0 | 0 | 0 | 0 | 0 | 0 | 0 | 0 | 0 | 0 | 0 | 0 |  |  |  |  | 0 | 0 | 0 | 0 | 0 | 0 | 0 | 0 | 0 | 0 | 0 | 0 |  |  |  |  | 0 | 0 | 0 | 0 | 0 | 0 | 0 | 0 | 0 | 0 | 0 | 0 |  |  |  |  | 0 | 0 | 0 | 0 | 0 | 0 | 0 | 0 | 0 | 0 | 0 | 0 |  |  |  |  | 0 | 0 | 0 | 0 | 0 | 0 | 0 | 0 | 0 | 0 | 0 | 0 |  |  |  |  | 0 | 0 | 0 | 0 | 0 | 0 | 0 | 0 | 0 | 0 | 0 | 0 |  |  |  |  | 0 | 0 | 0 | 0 | 0 | 0 | 0 | 0 | 0 | 0 | 0 | 0 |  |  |  |  | 0 | 0 | 0 | 0 | 0 | 0 | 0 | 0 | 0 | 0 | 0 | 0 |  |  |  |  | 0 | 0 | 0 | 0 | 0 | 0 | 0 | 0 | 0 | 0 | 0 | 0
[9 empty] | 176 | 2.3467 | 16.9566 | 21.7921 | 10.2513 | 870.9312 | 1078.8062 | 506.1789 | 2455.9163 |  | 0 | 0 | 0 | 0 | 0 | 0 | 0 | 0 | 0 | 0 | 0 | 0 |  |  |  |  | 0 | 0 | 0 | 0 | 0 | 0 | 0 | 0 | 0 | 0 | 0 | 0 |  |  |  |  | 0 | 0 | 0 | 0 | 0 | 0 | 0 | 0 | 0 | 0 | 0 | 0 |  |  |  |  | 0 | 0 | 0 | 0 | 0 | 0 | 0 | 0 | 0 | 0 | 0 | 0 |  |  |  |  | 0 | 0 | 0 | 0 | 0 | 0 | 0 | 0 | 0 | 0 | 0 | 0 |  |  |  |  | 0 | 0 | 0 | 0 | 0 | 0 | 0 | 0 | 0 | 0 | 0 | 0 |  |  |  |  | 0 | 0 | 0 | 0 | 0 | 0 | 0 | 0 | 0 | 0 | 0 | 0 |  |  |  |  | 0 | 0 | 0 | 0 | 0 | 0 | 0 | 0 | 0 | 0 | 0 | 0 |  |  |  |  | 0 | 0 | 0 | 0 | 0 | 0 | 0 | 0 | 0 | 0 | 0 | 0 |  |  |  |  | 0 | 0 | 0 | 0 | 0 | 0 | 0 | 0 | 0 | 0 | 0 | 0 |  |  |  |  | 0 | 0 | 0 | 0 | 0 | 0 | 0 | 0 | 0 | 0 | 0 | 0
[9 empty] | 236 | 3.1467 | 5.8829 | 7.5605 | 3.5566 | 933.7435 | 1145.6986 | 544.7422 | 2624.1842 |  | 0 | 0 | 0 | 0 | 0 | 0 | 0 | 0 | 0 | 0 | 0 | 0 |  |  |  |  | 0 | 0 | 0 | 0 | 0 | 0 | 0 | 0 | 0 | 0 | 0 | 0 |  |  |  |  | 0 | 0 | 0 | 0 | 0 | 0 | 0 | 0 | 0 | 0 | 0 | 0 |  |  |  |  | 0 | 0 | 0 | 0 | 0 | 0 | 0 | 0 | 0 | 0 | 0 | 0 |  |  |  |  | 0 | 0 | 0 | 0 | 0 | 0 | 0 | 0 | 0 | 0 | 0 | 0 |  |  |  |  | 0 | 0 | 0 | 0 | 0 | 0 | 0 | 0 | 0 | 0 | 0 | 0 |  |  |  |  | 0 | 0 | 0 | 0 | 0 | 0 | 0 | 0 | 0 | 0 | 0 | 0 |  |  |  |  | 0 | 0 | 0 | 0 | 0 | 0 | 0 | 0 | 0 | 0 | 0 | 0 |  |  |  |  | 0 | 0 | 0 | 0 | 0 | 0 | 0 | 0 | 0 | 0 | 0 | 0 |  |  |  |  | 0 | 0 | 0 | 0 | 0 | 0 | 0 | 0 | 0 | 0 | 0 | 0 |  |  |  |  | 0 | 0 | 0 | 0 | 0 | 0 | 0 | 0 | 0 | 0 | 0 | 0
[9 empty] | 108.5 | 1.2056 | 47.0632 | 60.4842 | 28.4526 | 973.6668 | 1179.9724 | 573.7219 | 2727.3611 |  | 0 | 0 | 0 | 0 | 0 | 0 | 0 | 0 | 0 | 0 | 0 | 0 |  |  |  |  | 0 | 0 | 0 | 0 | 0 | 0 | 0 | 0 | 0 | 0 | 0 | 0 |  |  |  |  | 0 | 0 | 0 | 0 | 0 | 0 | 0 | 0 | 0 | 0 | 0 | 0 |  |  |  |  | 0 | 0 | 0 | 0 | 0 | 0 | 0 | 0 | 0 | 0 | 0 | 0 |  |  |  |  | 0 | 0 | 0 | 0 | 0 | 0 | 0 | 0 | 0 | 0 | 0 | 0 |  |  |  |  | 0 | 0 | 0 | 0 | 0 | 0 | 0 | 0 | 0 | 0 | 0 | 0 |  |  |  |  | 0 | 0 | 0 | 0 | 0 | 0 | 0 | 0 | 0 | 0 | 0 | 0 |  |  |  |  | 0 | 0 | 0 | 0 | 0 | 0 | 0 | 0 | 0 | 0 | 0 | 0 |  |  |  |  | 0 | 0 | 0 | 0 | 0 | 0 | 0 | 0 | 0 | 0 | 0 | 0 |  |  |  |  | 0 | 0 | 0 | 0 | 0 | 0 | 0 | 0 | 0 | 0 | 0 | 0 |  |  |  |  | 0 | 0 | 0 | 0 | 0 | 0 | 0 | 0 | 0 | 0 | 0 | 0
[9 empty] | 108.5 | 1.2056 | 0.34605 | 0.44474 | 0.20921 | 1532.8131 | 1871.4663 | 959.6816 | 4363.9609 |  | 0 | 0 | 0 | 0 | 0 | 0 | 0 | 0 | 0 | 0 | 0 | 0 |  |  |  |  | 0 | 0 | 0 | 0 | 0 | 0 | 0 | 0 | 0 | 0 | 0 | 0 |  |  |  |  | 0 | 0 | 0 | 0 | 0 | 0 | 0 | 0 | 0 | 0 | 0 | 0 |  |  |  |  | 0 | 0 | 0 | 0 | 0 | 0 | 0 | 0 | 0 | 0 | 0 | 0 |  |  |  |  | 0 | 0 | 0 | 0 | 0 | 0 | 0 | 0 | 0 | 0 | 0 | 0 |  |  |  |  | 0 | 0 | 0 | 0 | 0 | 0 | 0 | 0 | 0 | 0 | 0 | 0 |  |  |  |  | 0 | 0 | 0 | 0 | 0 | 0 | 0 | 0 | 0 | 0 | 0 | 0 |  |  |  |  | 0 | 0 | 0 | 0 | 0 | 0 | 0 | 0 | 0 | 0 | 0 | 0 |  |  |  |  | 0 | 0 | 0 | 0 | 0 | 0 | 0 | 0 | 0 | 0 | 0 | 0 |  |  |  |  | 0 | 0 | 0 | 0 | 0 | 0 | 0 | 0 | 0 | 0 | 0 | 0 |  |  |  |  | 0 | 0 | 0 | 0 | 0 | 0 | 0 | 0 | 0 | 0 | 0 | 0
[9 empty] | 108.5 | 1.2056 | 27.6842 | 35.5789 | 16.7368 | 2054.4789 | 2625.8524 | 1239.1804 | 5919.5117 |  | 0 | 0 | 0 | 0 | 0 | 0 | 0 | 0 | 0 | 0 | 0 | 0 |  |  |  |  | 0 | 0 | 0 | 0 | 0 | 0 | 0 | 0 | 0 | 0 | 0 | 0 |  |  |  |  | 0 | 0 | 0 | 0 | 0 | 0 | 0 | 0 | 0 | 0 | 0 | 0 |  |  |  |  | 0 | 0 | 0 | 0 | 0 | 0 | 0 | 0 | 0 | 0 | 0 | 0 |  |  |  |  | 0 | 0 | 0 | 0 | 0 | 0 | 0 | 0 | 0 | 0 | 0 | 0 |  |  |  |  | 0 | 0 | 0 | 0 | 0 | 0 | 0 | 0 | 0 | 0 | 0 | 0 |  |  |  |  | 0 | 0 | 0 | 0 | 0 | 0 | 0 | 0 | 0 | 0 | 0 | 0 |  |  |  |  | 0 | 0 | 0 | 0 | 0 | 0 | 0 | 0 | 0 | 0 | 0 | 0 |  |  |  |  | 0 | 0 | 0 | 0 | 0 | 0 | 0 | 0 | 0 | 0 | 0 | 0 |  |  |  |  | 0 | 0 | 0 | 0 | 0 | 0 | 0 | 0 | 0 | 0 | 0 | 0 |  |  |  |  | 0 | 0 | 0 | 0 | 0 | 0 | 0 | 0 | 0 | 0 | 0 | 0
[9 empty] | 108.5 | 1.2056 | 13.8421 | 17.7895 | 8.3684 | 1133.1351 | 2010.6572 | 1268.4864 | 4412.2787 |  | 0 | 0 | 0 | 0 | 0 | 0 | 0 | 0 | 0 | 0 | 0 | 0 |  |  |  |  | 0 | 0 | 0 | 0 | 0 | 0 | 0 | 0 | 0 | 0 | 0 | 0 |  |  |  |  | 0 | 0 | 0 | 0 | 0 | 0 | 0 | 0 | 0 | 0 | 0 | 0 |  |  |  |  | 0 | 0 | 0 | 0 | 0 | 0 | 0 | 0 | 0 | 0 | 0 | 0 |  |  |  |  | 0 | 0 | 0 | 0 | 0 | 0 | 0 | 0 | 0 | 0 | 0 | 0 |  |  |  |  | 0 | 0 | 0 | 0 | 0 | 0 | 0 | 0 | 0 | 0 | 0 | 0 |  |  |  |  | 0 | 0 | 0 | 0 | 0 | 0 | 0 | 0 | 0 | 0 | 0 | 0 |  |  |  |  | 0 | 0 | 0 | 0 | 0 | 0 | 0 | 0 | 0 | 0 | 0 | 0 |  |  |  |  | 0 | 0 | 0 | 0 | 0 | 0 | 0 | 0 | 0 | 0 | 0 | 0 |  |  |  |  | 0 | 0 | 0 | 0 | 0 | 0 | 0 | 0 | 0 | 0 | 0 | 0 |  |  |  |  | 0 | 0 | 0 | 0 | 0 | 0 | 0 | 0 | 0 | 0 | 0 | 0
[9 empty] | 86 | 0.95556 | 24.9158 | 32.0211 | 15.0632 | 560.7918 | 1095.6313 | 1159.3648 | 2815.7879 |  | 0 | 0 | 0 | 0 | 0 | 0 | 0 | 0 | 0 | 0 | 0 | 0 |  |  |  |  | 0 | 0 | 0 | 0 | 0 | 0 | 0 | 0 | 0 | 0 | 0 | 0 |  |  |  |  | 0 | 0 | 0 | 0 | 0 | 0 | 0 | 0 | 0 | 0 | 0 | 0 |  |  |  |  | 0 | 0 | 0 | 0 | 0 | 0 | 0 | 0 | 0 | 0 | 0 | 0 |  |  |  |  | 0 | 0 | 0 | 0 | 0 | 0 | 0 | 0 | 0 | 0 | 0 | 0 |  |  |  |  | 0 | 0 | 0 | 0 | 0 | 0 | 0 | 0 | 0 | 0 | 0 | 0 |  |  |  |  | 0 | 0 | 0 | 0 | 0 | 0 | 0 | 0 | 0 | 0 | 0 | 0 |  |  |  |  | 0 | 0 | 0 | 0 | 0 | 0 | 0 | 0 | 0 | 0 | 0 | 0 |  |  |  |  | 0 | 0 | 0 | 0 | 0 | 0 | 0 | 0 | 0 | 0 | 0 | 0 |  |  |  |  | 0 | 0 | 0 | 0 | 0 | 0 | 0 | 0 | 0 | 0 | 0 | 0 |  |  |  |  | 0 | 0 | 0 | 0 | 0 | 0 | 0 | 0 | 0 | 0 | 0 | 0
[9 empty] | 86 | 0.95556 | 12.4579 | 16.0105 | 7.5316 | 486.3425 | 910.2662 | 1031.2732 | 2427.8819 |  | 0 | 0 | 0 | 0 | 0 | 0 | 0 | 0 | 0 | 0 | 0 | 0 |  |  |  |  | 0 | 0 | 0 | 0 | 0 | 0 | 0 | 0 | 0 | 0 | 0 | 0 |  |  |  |  | 0 | 0 | 0 | 0 | 0 | 0 | 0 | 0 | 0 | 0 | 0 | 0 |  |  |  |  | 0 | 0 | 0 | 0 | 0 | 0 | 0 | 0 | 0 | 0 | 0 | 0 |  |  |  |  | 0 | 0 | 0 | 0 | 0 | 0 | 0 | 0 | 0 | 0 | 0 | 0 |  |  |  |  | 0 | 0 | 0 | 0 | 0 | 0 | 0 | 0 | 0 | 0 | 0 | 0 |  |  |  |  | 0 | 0 | 0 | 0 | 0 | 0 | 0 | 0 | 0 | 0 | 0 | 0 |  |  |  |  | 0 | 0 | 0 | 0 | 0 | 0 | 0 | 0 | 0 | 0 | 0 | 0 |  |  |  |  | 0 | 0 | 0 | 0 | 0 | 0 | 0 | 0 | 0 | 0 | 0 | 0 |  |  |  |  | 0 | 0 | 0 | 0 | 0 | 0 | 0 | 0 | 0 | 0 | 0 | 0 |  |  |  |  | 0 | 0 | 0 | 0 | 0 | 0 | 0 | 0 | 0 | 0 | 0 | 0
[9 empty] | 71 | 0.78889 | 0.34605 | 0.44474 | 0.20921 | 434.8846 | 798.7077 | 927.3232 | 2160.9155 |  | 0 | 0 | 0 | 0 | 0 | 0 | 0 | 0 | 0 | 0 | 0 | 0 |  |  |  |  | 0 | 0 | 0 | 0 | 0 | 0 | 0 | 0 | 0 | 0 | 0 | 0 |  |  |  |  | 0 | 0 | 0 | 0 | 0 | 0 | 0 | 0 | 0 | 0 | 0 | 0 |  |  |  |  | 0 | 0 | 0 | 0 | 0 | 0 | 0 | 0 | 0 | 0 | 0 | 0 |  |  |  |  | 0 | 0 | 0 | 0 | 0 | 0 | 0 | 0 | 0 | 0 | 0 | 0 |  |  |  |  | 0 | 0 | 0 | 0 | 0 | 0 | 0 | 0 | 0 | 0 | 0 | 0 |  |  |  |  | 0 | 0 | 0 | 0 | 0 | 0 | 0 | 0 | 0 | 0 | 0 | 0 |  |  |  |  | 0 | 0 | 0 | 0 | 0 | 0 | 0 | 0 | 0 | 0 | 0 | 0 |  |  |  |  | 0 | 0 | 0 | 0 | 0 | 0 | 0 | 0 | 0 | 0 | 0 | 0 |  |  |  |  | 0 | 0 | 0 | 0 | 0 | 0 | 0 | 0 | 0 | 0 | 0 | 0 |  |  |  |  | 0 | 0 | 0 | 0 | 0 | 0 | 0 | 0 | 0 | 0 | 0 | 0
[9 empty] | 93.5 | 1.0389 | 24.9158 | 32.0211 | 15.0632 | 1159.8007 | 729.7949 | 850.0005 | 2739.5961 |  | 0 | 0 | 0 | 0 | 0 | 0 | 0 | 0 | 0 | 0 | 0 | 0 |  |  |  |  | 0 | 0 | 0 | 0 | 0 | 0 | 0 | 0 | 0 | 0 | 0 | 0 |  |  |  |  | 0 | 0 | 0 | 0 | 0 | 0 | 0 | 0 | 0 | 0 | 0 | 0 |  |  |  |  | 0 | 0 | 0 | 0 | 0 | 0 | 0 | 0 | 0 | 0 | 0 | 0 |  |  |  |  | 0 | 0 | 0 | 0 | 0 | 0 | 0 | 0 | 0 | 0 | 0 | 0 |  |  |  |  | 0 | 0 | 0 | 0 | 0 | 0 | 0 | 0 | 0 | 0 | 0 | 0 |  |  |  |  | 0 | 0 | 0 | 0 | 0 | 0 | 0 | 0 | 0 | 0 | 0 | 0 |  |  |  |  | 0 | 0 | 0 | 0 | 0 | 0 | 0 | 0 | 0 | 0 | 0 | 0 |  |  |  |  | 0 | 0 | 0 | 0 | 0 | 0 | 0 | 0 | 0 | 0 | 0 | 0 |  |  |  |  | 0 | 0 | 0 | 0 | 0 | 0 | 0 | 0 | 0 | 0 | 0 | 0 |  |  |  |  | 0 | 0 | 0 | 0 | 0 | 0 | 0 | 0 | 0 | 0 | 0 | 0
[9 empty] | 93.5 | 1.0389 | 12.4579 | 16.0105 | 7.5316 | 1663.8752 | 684.6704 | 800.7487 | 3149.2943 |  | 0 | 0 | 0 | 0 | 0 | 0 | 0 | 0 | 0 | 0 | 0 | 0 |  |  |  |  | 0 | 0 | 0 | 0 | 0 | 0 | 0 | 0 | 0 | 0 | 0 | 0 |  |  |  |  | 0 | 0 | 0 | 0 | 0 | 0 | 0 | 0 | 0 | 0 | 0 | 0 |  |  |  |  | 0 | 0 | 0 | 0 | 0 | 0 | 0 | 0 | 0 | 0 | 0 | 0 |  |  |  |  | 0 | 0 | 0 | 0 | 0 | 0 | 0 | 0 | 0 | 0 | 0 | 0 |  |  |  |  | 0 | 0 | 0 | 0 | 0 | 0 | 0 | 0 | 0 | 0 | 0 | 0 |  |  |  |  | 0 | 0 | 0 | 0 | 0 | 0 | 0 | 0 | 0 | 0 | 0 | 0 |  |  |  |  | 0 | 0 | 0 | 0 | 0 | 0 | 0 | 0 | 0 | 0 | 0 | 0 |  |  |  |  | 0 | 0 | 0 | 0 | 0 | 0 | 0 | 0 | 0 | 0 | 0 | 0 |  |  |  |  | 0 | 0 | 0 | 0 | 0 | 0 | 0 | 0 | 0 | 0 | 0 | 0 |  |  |  |  | 0 | 0 | 0 | 0 | 0 | 0 | 0 | 0 | 0 | 0 | 0 | 0
[9 empty] | 123.5 | 1.3722 | 3.1145 | 4.0026 | 1.8829 | 1645.1873 | 654.3327 | 772.9733 | 3072.4933 |  | 0 | 0 | 0 | 0 | 0 | 0 | 0 | 0 | 0 | 0 | 0 | 0 |  |  |  |  | 0 | 0 | 0 | 0 | 0 | 0 | 0 | 0 | 0 | 0 | 0 | 0 |  |  |  |  | 0 | 0 | 0 | 0 | 0 | 0 | 0 | 0 | 0 | 0 | 0 | 0 |  |  |  |  | 0 | 0 | 0 | 0 | 0 | 0 | 0 | 0 | 0 | 0 | 0 | 0 |  |  |  |  | 0 | 0 | 0 | 0 | 0 | 0 | 0 | 0 | 0 | 0 | 0 | 0 |  |  |  |  | 0 | 0 | 0 | 0 | 0 | 0 | 0 | 0 | 0 | 0 | 0 | 0 |  |  |  |  | 0 | 0 | 0 | 0 | 0 | 0 | 0 | 0 | 0 | 0 | 0 | 0 |  |  |  |  | 0 | 0 | 0 | 0 | 0 | 0 | 0 | 0 | 0 | 0 | 0 | 0 |  |  |  |  | 0 | 0 | 0 | 0 | 0 | 0 | 0 | 0 | 0 | 0 | 0 | 0 |  |  |  |  | 0 | 0 | 0 | 0 | 0 | 0 | 0 | 0 | 0 | 0 | 0 | 0 |  |  |  |  | 0 | 0 | 0 | 0 | 0 | 0 | 0 | 0 | 0 | 0 | 0 | 0
[9 empty] | 66 | 0.73333 | 11.0737 | 14.2316 | 6.6947 | 1381.37 | 655.5819 | 782.2745 | 2819.2264 |  | 0 | 0 | 0 | 0 | 0 | 0 | 0 | 0 | 0 | 0 | 0 | 0 |  |  |  |  | 0 | 0 | 0 | 0 | 0 | 0 | 0 | 0 | 0 | 0 | 0 | 0 |  |  |  |  | 0 | 0 | 0 | 0 | 0 | 0 | 0 | 0 | 0 | 0 | 0 | 0 |  |  |  |  | 0 | 0 | 0 | 0 | 0 | 0 | 0 | 0 | 0 | 0 | 0 | 0 |  |  |  |  | 0 | 0 | 0 | 0 | 0 | 0 | 0 | 0 | 0 | 0 | 0 | 0 |  |  |  |  | 0 | 0 | 0 | 0 | 0 | 0 | 0 | 0 | 0 | 0 | 0 | 0 |  |  |  |  | 0 | 0 | 0 | 0 | 0 | 0 | 0 | 0 | 0 | 0 | 0 | 0 |  |  |  |  | 0 | 0 | 0 | 0 | 0 | 0 | 0 | 0 | 0 | 0 | 0 | 0 |  |  |  |  | 0 | 0 | 0 | 0 | 0 | 0 | 0 | 0 | 0 | 0 | 0 | 0 |  |  |  |  | 0 | 0 | 0 | 0 | 0 | 0 | 0 | 0 | 0 | 0 | 0 | 0 |  |  |  |  | 0 | 0 | 0 | 0 | 0 | 0 | 0 | 0 | 0 | 0 | 0 | 0
[9 empty] | 66 | 0.73333 | 8.3053 | 10.6737 | 5.0211 | 1350.4106 | 685.7868 | 830.6574 | 2866.8548 |  | 0 | 0 | 0 | 0 | 0 | 0 | 0 | 0 | 0 | 0 | 0 | 0 |  |  |  |  | 0 | 0 | 0 | 0 | 0 | 0 | 0 | 0 | 0 | 0 | 0 | 0 |  |  |  |  | 0 | 0 | 0 | 0 | 0 | 0 | 0 | 0 | 0 | 0 | 0 | 0 |  |  |  |  | 0 | 0 | 0 | 0 | 0 | 0 | 0 | 0 | 0 | 0 | 0 | 0 |  |  |  |  | 0 | 0 | 0 | 0 | 0 | 0 | 0 | 0 | 0 | 0 | 0 | 0 |  |  |  |  | 0 | 0 | 0 | 0 | 0 | 0 | 0 | 0 | 0 | 0 | 0 | 0 |  |  |  |  | 0 | 0 | 0 | 0 | 0 | 0 | 0 | 0 | 0 | 0 | 0 | 0 |  |  |  |  | 0 | 0 | 0 | 0 | 0 | 0 | 0 | 0 | 0 | 0 | 0 | 0 |  |  |  |  | 0 | 0 | 0 | 0 | 0 | 0 | 0 | 0 | 0 | 0 | 0 | 0 |  |  |  |  | 0 | 0 | 0 | 0 | 0 | 0 | 0 | 0 | 0 | 0 | 0 | 0 |  |  |  |  | 0 | 0 | 0 | 0 | 0 | 0 | 0 | 0 | 0 | 0 | 0 | 0
[9 empty] | 93.5 | 1.0389 | 11.0737 | 14.2316 | 6.6947 | 1546.5157 | 1864.8791 | 896.663 | 4308.0578 |  | 0 | 0 | 0 | 0 | 0 | 0 | 0 | 0 | 0 | 0 | 0 | 0 |  |  |  |  | 0 | 0 | 0 | 0 | 0 | 0 | 0 | 0 | 0 | 0 | 0 | 0 |  |  |  |  | 0 | 0 | 0 | 0 | 0 | 0 | 0 | 0 | 0 | 0 | 0 | 0 |  |  |  |  | 0 | 0 | 0 | 0 | 0 | 0 | 0 | 0 | 0 | 0 | 0 | 0 |  |  |  |  | 0 | 0 | 0 | 0 | 0 | 0 | 0 | 0 | 0 | 0 | 0 | 0 |  |  |  |  | 0 | 0 | 0 | 0 | 0 | 0 | 0 | 0 | 0 | 0 | 0 | 0 |  |  |  |  | 0 | 0 | 0 | 0 | 0 | 0 | 0 | 0 | 0 | 0 | 0 | 0 |  |  |  |  | 0 | 0 | 0 | 0 | 0 | 0 | 0 | 0 | 0 | 0 | 0 | 0 |  |  |  |  | 0 | 0 | 0 | 0 | 0 | 0 | 0 | 0 | 0 | 0 | 0 | 0 |  |  |  |  | 0 | 0 | 0 | 0 | 0 | 0 | 0 | 0 | 0 | 0 | 0 | 0 |  |  |  |  | 0 | 0 | 0 | 0 | 0 | 0 | 0 | 0 | 0 | 0 | 0 | 0
[9 empty] | 93.5 | 1.0389 | 5.5368 | 7.1158 | 3.3474 | 1597.3133 | 2673.3158 | 877.0878 | 5147.7169 |  | 0 | 0 | 0 | 0 | 0 | 0 | 0 | 0 | 0 | 0 | 0 | 0 |  |  |  |  | 0 | 0 | 0 | 0 | 0 | 0 | 0 | 0 | 0 | 0 | 0 | 0 |  |  |  |  | 0 | 0 | 0 | 0 | 0 | 0 | 0 | 0 | 0 | 0 | 0 | 0 |  |  |  |  | 0 | 0 | 0 | 0 | 0 | 0 | 0 | 0 | 0 | 0 | 0 | 0 |  |  |  |  | 0 | 0 | 0 | 0 | 0 | 0 | 0 | 0 | 0 | 0 | 0 | 0 |  |  |  |  | 0 | 0 | 0 | 0 | 0 | 0 | 0 | 0 | 0 | 0 | 0 | 0 |  |  |  |  | 0 | 0 | 0 | 0 | 0 | 0 | 0 | 0 | 0 | 0 | 0 | 0 |  |  |  |  | 0 | 0 | 0 | 0 | 0 | 0 | 0 | 0 | 0 | 0 | 0 | 0 |  |  |  |  | 0 | 0 | 0 | 0 | 0 | 0 | 0 | 0 | 0 | 0 | 0 | 0 |  |  |  |  | 0 | 0 | 0 | 0 | 0 | 0 | 0 | 0 | 0 | 0 | 0 | 0 |  |  |  |  | 0 | 0 | 0 | 0 | 0 | 0 | 0 | 0 | 0 | 0 | 0 | 0
[9 empty] | 81 | 0.9 | 14.8803 | 19.1237 | 8.9961 | 1536.8911 | 2632.0802 | 850.5886 | 5019.5598 |  | 0 | 0 | 0 | 0 | 0 | 0 | 0 | 0 | 0 | 0 | 0 | 0 |  |  |  |  | 0 | 0 | 0 | 0 | 0 | 0 | 0 | 0 | 0 | 0 | 0 | 0 |  |  |  |  | 0 | 0 | 0 | 0 | 0 | 0 | 0 | 0 | 0 | 0 | 0 | 0 |  |  |  |  | 0 | 0 | 0 | 0 | 0 | 0 | 0 | 0 | 0 | 0 | 0 | 0 |  |  |  |  | 0 | 0 | 0 | 0 | 0 | 0 | 0 | 0 | 0 | 0 | 0 | 0 |  |  |  |  | 0 | 0 | 0 | 0 | 0 | 0 | 0 | 0 | 0 | 0 | 0 | 0 |  |  |  |  | 0 | 0 | 0 | 0 | 0 | 0 | 0 | 0 | 0 | 0 | 0 | 0 |  |  |  |  | 0 | 0 | 0 | 0 | 0 | 0 | 0 | 0 | 0 | 0 | 0 | 0 |  |  |  |  | 0 | 0 | 0 | 0 | 0 | 0 | 0 | 0 | 0 | 0 | 0 | 0 |  |  |  |  | 0 | 0 | 0 | 0 | 0 | 0 | 0 | 0 | 0 | 0 | 0 | 0 |  |  |  |  | 0 | 0 | 0 | 0 | 0 | 0 | 0 | 0 | 0 | 0 | 0 | 0
[9 empty] | 81 | 0.9 | 12.4579 | 16.0105 | 7.5316 | 1518.406 | 2227.0056 | 868.3895 | 4613.8011 |  | 0 | 0 | 0 | 0 | 0 | 0 | 0 | 0 | 0 | 0 | 0 | 0 |  |  |  |  | 0 | 0 | 0 | 0 | 0 | 0 | 0 | 0 | 0 | 0 | 0 | 0 |  |  |  |  | 0 | 0 | 0 | 0 | 0 | 0 | 0 | 0 | 0 | 0 | 0 | 0 |  |  |  |  | 0 | 0 | 0 | 0 | 0 | 0 | 0 | 0 | 0 | 0 | 0 | 0 |  |  |  |  | 0 | 0 | 0 | 0 | 0 | 0 | 0 | 0 | 0 | 0 | 0 | 0 |  |  |  |  | 0 | 0 | 0 | 0 | 0 | 0 | 0 | 0 | 0 | 0 | 0 | 0 |  |  |  |  | 0 | 0 | 0 | 0 | 0 | 0 | 0 | 0 | 0 | 0 | 0 | 0 |  |  |  |  | 0 | 0 | 0 | 0 | 0 | 0 | 0 | 0 | 0 | 0 | 0 | 0 |  |  |  |  | 0 | 0 | 0 | 0 | 0 | 0 | 0 | 0 | 0 | 0 | 0 | 0 |  |  |  |  | 0 | 0 | 0 | 0 | 0 | 0 | 0 | 0 | 0 | 0 | 0 | 0 |  |  |  |  | 0 | 0 | 0 | 0 | 0 | 0 | 0 | 0 | 0 | 0 | 0 | 0
[9 empty] | 81 | 0.9 | 6.2289 | 8.0053 | 3.7658 | 1528.7846 | 2097.994 | 886.443 | 4513.2215 |  | 0 | 0 | 0 | 0 | 0 | 0 | 0 | 0 | 0 | 0 | 0 | 0 |  |  |  |  | 0 | 0 | 0 | 0 | 0 | 0 | 0 | 0 | 0 | 0 | 0 | 0 |  |  |  |  | 0 | 0 | 0 | 0 | 0 | 0 | 0 | 0 | 0 | 0 | 0 | 0 |  |  |  |  | 0 | 0 | 0 | 0 | 0 | 0 | 0 | 0 | 0 | 0 | 0 | 0 |  |  |  |  | 0 | 0 | 0 | 0 | 0 | 0 | 0 | 0 | 0 | 0 | 0 | 0 |  |  |  |  | 0 | 0 | 0 | 0 | 0 | 0 | 0 | 0 | 0 | 0 | 0 | 0 |  |  |  |  | 0 | 0 | 0 | 0 | 0 | 0 | 0 | 0 | 0 | 0 | 0 | 0 |  |  |  |  | 0 | 0 | 0 | 0 | 0 | 0 | 0 | 0 | 0 | 0 | 0 | 0 |  |  |  |  | 0 | 0 | 0 | 0 | 0 | 0 | 0 | 0 | 0 | 0 | 0 | 0 |  |  |  |  | 0 | 0 | 0 | 0 | 0 | 0 | 0 | 0 | 0 | 0 | 0 | 0 |  |  |  |  | 0 | 0 | 0 | 0 | 0 | 0 | 0 | 0 | 0 | 0 | 0 | 0
[9 empty] | 81 | 0.9 | 10.7276 | 13.7868 | 6.4855 | 1544.3168 | 2073.413 | 897.7128 | 4515.4425 |  | 0 | 0 | 0 | 0 | 0 | 0 | 0 | 0 | 0 | 0 | 0 | 0 |  |  |  |  | 0 | 0 | 0 | 0 | 0 | 0 | 0 | 0 | 0 | 0 | 0 | 0 |  |  |  |  | 0 | 0 | 0 | 0 | 0 | 0 | 0 | 0 | 0 | 0 | 0 | 0 |  |  |  |  | 0 | 0 | 0 | 0 | 0 | 0 | 0 | 0 | 0 | 0 | 0 | 0 |  |  |  |  | 0 | 0 | 0 | 0 | 0 | 0 | 0 | 0 | 0 | 0 | 0 | 0 |  |  |  |  | 0 | 0 | 0 | 0 | 0 | 0 | 0 | 0 | 0 | 0 | 0 | 0 |  |  |  |  | 0 | 0 | 0 | 0 | 0 | 0 | 0 | 0 | 0 | 0 | 0 | 0 |  |  |  |  | 0 | 0 | 0 | 0 | 0 | 0 | 0 | 0 | 0 | 0 | 0 | 0 |  |  |  |  | 0 | 0 | 0 | 0 | 0 | 0 | 0 | 0 | 0 | 0 | 0 | 0 |  |  |  |  | 0 | 0 | 0 | 0 | 0 | 0 | 0 | 0 | 0 | 0 | 0 | 0 |  |  |  |  | 0 | 0 | 0 | 0 | 0 | 0 | 0 | 0 | 0 | 0 | 0 | 0
[19 empty] | 0 | 0 | 0 | 0 | 0 | 0 | 0 | 0 | 0 | 0 | 0 | 0 |  |  |  |  | 0 | 0 | 0 | 0 | 0 | 0 | 0 | 0 | 0 | 0 | 0 | 0 |  |  |  |  | 0 | 0 | 0 | 0 | 0 | 0 | 0 | 0 | 0 | 0 | 0 | 0 |  |  |  |  | 0 | 0 | 0 | 0 | 0 | 0 | 0 | 0 | 0 | 0 | 0 | 0 |  |  |  |  | 0 | 0 | 0 | 0 | 0 | 0 | 0 | 0 | 0 | 0 | 0 | 0 |  |  |  |  | 0 | 0 | 0 | 0 | 0 | 0 | 0 | 0 | 0 | 0 | 0 | 0 |  |  |  |  | 0 | 0 | 0 | 0 | 0 | 0 | 0 | 0 | 0 | 0 | 0 | 0 |  |  |  |  | 0 | 0 | 0 | 0 | 0 | 0 | 0 | 0 | 0 | 0 | 0 | 0 |  |  |  |  | 0 | 0 | 0 | 0 | 0 | 0 | 0 | 0 | 0 | 0 | 0 | 0 |  |  |  |  | 0 | 0 | 0 | 0 | 0 | 0 | 0 | 0 | 0 | 0 | 0 | 0 |  |  |  |  | 0 | 0 | 0 | 0 | 0 | 0 | 0 | 0 | 0 | 0 | 0 | 0
[19 empty] | 0 | 0 | 0 | 0 | 0 | 0 | 0 | 0 | 0 | 0 | 0 | 0 |  |  |  |  | 0 | 0 | 0 | 0 | 0 | 0 | 0 | 0 | 0 | 0 | 0 | 0 |  |  |  |  | 0 | 0 | 0 | 0 | 0 | 0 | 0 | 0 | 0 | 0 | 0 | 0 |  |  |  |  | 0 | 0 | 0 | 0 | 0 | 0 | 0 | 0 | 0 | 0 | 0 | 0 |  |  |  |  | 0 | 0 | 0 | 0 | 0 | 0 | 0 | 0 | 0 | 0 | 0 | 0 |  |  |  |  | 0 | 0 | 0 | 0 | 0 | 0 | 0 | 0 | 0 | 0 | 0 | 0 |  |  |  |  | 0 | 0 | 0 | 0 | 0 | 0 | 0 | 0 | 0 | 0 | 0 | 0 |  |  |  |  | 0 | 0 | 0 | 0 | 0 | 0 | 0 | 0 | 0 | 0 | 0 | 0 |  |  |  |  | 0 | 0 | 0 | 0 | 0 | 0 | 0 | 0 | 0 | 0 | 0 | 0 |  |  |  |  | 0 | 0 | 0 | 0 | 0 | 0 | 0 | 0 | 0 | 0 | 0 | 0 |  |  |  |  | 0 | 0 | 0 | 0 | 0 | 0 | 0 | 0 | 0 | 0 | 0 | 0
[19 empty] | 0 | 0 | 0 | 0 | 0 | 0 | 0 | 0 | 0 | 0 | 0 | 0 |  |  |  |  | 0 | 0 | 0 | 0 | 0 | 0 | 0 | 0 | 0 | 0 | 0 | 0 |  |  |  |  | 0 | 0 | 0 | 0 | 0 | 0 | 0 | 0 | 0 | 0 | 0 | 0 |  |  |  |  | 0 | 0 | 0 | 0 | 0 | 0 | 0 | 0 | 0 | 0 | 0 | 0 |  |  |  |  | 0 | 0 | 0 | 0 | 0 | 0 | 0 | 0 | 0 | 0 | 0 | 0 |  |  |  |  | 0 | 0 | 0 | 0 | 0 | 0 | 0 | 0 | 0 | 0 | 0 | 0 |  |  |  |  | 0 | 0 | 0 | 0 | 0 | 0 | 0 | 0 | 0 | 0 | 0 | 0 |  |  |  |  | 0 | 0 | 0 | 0 | 0 | 0 | 0 | 0 | 0 | 0 | 0 | 0 |  |  |  |  | 0 | 0 | 0 | 0 | 0 | 0 | 0 | 0 | 0 | 0 | 0 | 0 |  |  |  |  | 0 | 0 | 0 | 0 | 0 | 0 | 0 | 0 | 0 | 0 | 0 | 0 |  |  |  |  | 0 | 0 | 0 | 0 | 0 | 0 | 0 | 0 | 0 | 0 | 0 | 0
[9 empty] | Build Period |  | Tag |  | Size of the rooms |  | No of D-bed | no of S-Bed
[9 empty] | Victorian |  | 1 |  | Compact |  | 0 | 0
[9 empty] | 1945-1983 |  | 2 |  | Average |  | 1 | 1 |  |  | To Plot Type 1: To Plot; Refer to victorian Type 1: Refer to victorian; Refer to 1945-1983's Type 1: Refer to 1945-1983's; Refer to 1984-1998's Type 1: Refer to 1984-1998's; Refer to 1998-2002's Type 1: Refer to 1998-2002's |  | To Plot |  |  | Refer to victorian |  |  | Refer to 1945-1983's |  |  | Refer to 1984-1998's |  |  | Refer to 1998-2002's |  |  |  | To Plot |  |  | Refer to victorian |  |  | Refer to 1945-1983's |  |  | Refer to 1984-1998's |  |  | Refer to 1998-2002's |  |  |  | To Plot |  |  | Refer to victorian |  |  | Refer to 1945-1983's |  |  | Refer to 1984-1998's |  |  | Refer to 1998-2002's |  |  |  | To Plot |  |  | Refer to victorian |  |  | Refer to 1945-1983's |  |  | Refer to 1984-1998's |  |  | Refer to 1998-2002's |  |  |  | To Plot |  |  | Refer to victorian |  |  | Refer to 1945-1983's |  |  | Refer to 1984-1998's |  |  | Refer to 1998-2002's |  |  |  | To Plot |  |  | Refer to victorian |  |  | Refer to 1945-1983's |  |  | Refer to 1984-1998's |  |  | Refer to 1998-2002's |  |  |  | To Plot |  |  | Refer to victorian |  |  | Refer to 1945-1983's |  |  | Refer to 1984-1998's |  |  | Refer to 1998-2002's |  |  |  | To Plot |  |  | Refer to victorian |  |  | Refer to 1945-1983's |  |  | Refer to 1984-1998's |  |  | Refer to 1998-2002's |  |  |  | To Plot |  |  | Refer to victorian |  |  | Refer to 1945-1983's |  |  | Refer to 1984-1998's |  |  | Refer to 1998-2002's |  |  |  | To Plot |  |  | Refer to victorian |  |  | Refer to 1945-1983's |  |  | Refer to 1984-1998's |  |  | Refer to 1998-2002's
[9 empty] | 1984-1997 |  | 3 |  | Large |  | 2 | 2 |  | Type of occupancy | Type 1 | Type 2 | Type 3 | Type 1 | Type 2 | Type 3 | Type 1 | Type 2 | Type 3 | Type 1 | Type 2 | Type 3 | Type 1 | Type 2 | Type 3 | Type of occupancy | Type 1 | Type 2 | Type 3 | Type 1 | Type 2 | Type 3 | Type 1 | Type 2 | Type 3 | Type 1 | Type 2 | Type 3 | Type 1 | Type 2 | Type 3 | Type of occupancy | Type 1 | Type 2 | Type 3 | Type 1 | Type 2 | Type 3 | Type 1 | Type 2 | Type 3 | Type 1 | Type 2 | Type 3 | Type 1 | Type 2 | Type 3 | Type of occupancy | Type 1 | Type 2 | Type 3 | Type 1 | Type 2 | Type 3 | Type 1 | Type 2 | Type 3 | Type 1 | Type 2 | Type 3 | Type 1 | Type 2 | Type 3 | Type of occupancy | Type 1 | Type 2 | Type 3 | Type 1 | Type 2 | Type 3 | Type 1 | Type 2 | Type 3 | Type 1 | Type 2 | Type 3 | Type 1 | Type 2 | Type 3 | Type of occupancy | Type 1 | Type 2 | Type 3 | Type 1 | Type 2 | Type 3 | Type 1 | Type 2 | Type 3 | Type 1 | Type 2 | Type 3 | Type 1 | Type 2 | Type 3 | Type of occupancy | Type 1 | Type 2 | Type 3 | Type 1 | Type 2 | Type 3 | Type 1 | Type 2 | Type 3 | Type 1 | Type 2 | Type 3 | Type 1 | Type 2 | Type 3 | Type of occupancy | Type 1 | Type 2 | Type 3 | Type 1 | Type 2 | Type 3 | Type 1 | Type 2 | Type 3 | Type 1 | Type 2 | Type 3 | Type 1 | Type 2 | Type 3 | Type of occupancy | Type 1 | Type 2 | Type 3 | Type 1 | Type 2 | Type 3 | Type 1 | Type 2 | Type 3 | Type 1 | Type 2 | Type 3 | Type 1 | Type 2 | Type 3 | Type of occupancy | Type 1 | Type 2 | Type 3 | Type 1 | Type 2 | Type 3 | Type 1 | Type 2 | Type 3 | Type 1 | Type 2 | Type 3 | Type 1 | Type 2 | Type 3 | Type of occupancy | Type 1 | Type 2 | Type 3 | Type 1 | Type 2 | Type 3 | Type 1 | Type 2 | Type 3 | Type 1 | Type 2 | Type 3 | Type 1 | Type 2 | Type 3
[9 empty] | 1998-2002 |  | 4 |  |  |  | 3 | 3
[15 empty] | 4 | 4 |  | 00h30 | 1.1857 | 0.49286 | 1.2929 | 0 | 0 | 0 | 0 | 0 | 0 | 1.1857 | 0.49286 | 1.2929 | 0 | 0 | 0 | 00h30 | 1.8386 | 1.0486 | 2.1486 | 0 | 0 | 0 | 0 | 0 | 0 | 1.8386 | 1.0486 | 2.1486 | 0 | 0 | 0 | 00h30 | 1.4443 | 0.71143 | 1.6157 | 0 | 0 | 0 | 0 | 0 | 0 | 1.4443 | 0.71143 | 1.6157 | 0 | 0 | 0 | 00h30 | 1.1857 | 0.49286 | 1.2929 | 0 | 0 | 0 | 0 | 0 | 0 | 1.1857 | 0.49286 | 1.2929 | 0 | 0 | 0 | 00h30 | 1.7 | 0.96286 | 1.9786 | 0 | 0 | 0 | 0 | 0 | 0 | 1.7 | 0.96286 | 1.9786 | 0 | 0 | 0 | 00h30 | 1.2157 | 0.56286 | 1.3271 | 0 | 0 | 0 | 0 | 0 | 0 | 0 | 0 | 0 | 1.2157 | 0.56286 | 1.3271 | 00h30 | 1.0786 | 0.44429 | 1.1514 | 0 | 0 | 0 | 0 | 0 | 0 | 0 | 0 | 0 | 1.0786 | 0.44429 | 1.1514 | 00h30 | 1.2157 | 0.56286 | 1.3271 | 0 | 0 | 0 | 0 | 0 | 0 | 0 | 0 | 0 | 1.2157 | 0.56286 | 1.3271 | 00h30 | 1.0786 | 0.44429 | 1.1514 | 0 | 0 | 0 | 0 | 0 | 0 | 0 | 0 | 0 | 1.0786 | 0.44429 | 1.1514 | 00h30 | 0 | 0 | 0 | 0 | 0 | 0 | 0 | 0 | 0 | 0 | 0 | 0 | 1.4114 | 0.73143 | 1.59 | 00h30 | 0 | 0 | 0 | 0 | 0 | 0 | 0 | 0 | 0 | 0 | 0 | 0 | 1.2157 | 0.56286 | 1.3271
[9 empty] | Type of house |  | Tag |  | Type of Ceiling |  | 5 | 5 |  | 01h30 | 0.44286 | 0.24286 | 0.45 | 0 | 0 | 0 | 0 | 0 | 0 | 0.44286 | 0.24286 | 0.45 | 0 | 0 | 0 | 01h30 | 0.97286 | 0.63857 | 1.0857 | 0 | 0 | 0 | 0 | 0 | 0 | 0.97286 | 0.63857 | 1.0857 | 0 | 0 | 0 | 01h30 | 0.62286 | 0.39 | 0.67 | 0 | 0 | 0 | 0 | 0 | 0 | 0.62286 | 0.39 | 0.67 | 0 | 0 | 0 | 01h30 | 0.44286 | 0.24286 | 0.45 | 0 | 0 | 0 | 0 | 0 | 0 | 0.44286 | 0.24286 | 0.45 | 0 | 0 | 0 | 01h30 | 0.84714 | 0.55714 | 0.93857 | 0 | 0 | 0 | 0 | 0 | 0 | 0.84714 | 0.55714 | 0.93857 | 0 | 0 | 0 | 01h30 | 0.44571 | 0.25714 | 0.45571 | 0 | 0 | 0 | 0 | 0 | 0 | 0 | 0 | 0 | 0.44571 | 0.25714 | 0.45571 | 01h30 | 0.36 | 0.17714 | 0.34143 | 0 | 0 | 0 | 0 | 0 | 0 | 0 | 0 | 0 | 0.36 | 0.17714 | 0.34143 | 01h30 | 0.44571 | 0.25714 | 0.45571 | 0 | 0 | 0 | 0 | 0 | 0 | 0 | 0 | 0 | 0.44571 | 0.25714 | 0.45571 | 01h30 | 0.36 | 0.17714 | 0.34143 | 0 | 0 | 0 | 0 | 0 | 0 | 0 | 0 | 0 | 0.36 | 0.17714 | 0.34143 | 01h30 | 0 | 0 | 0 | 0 | 0 | 0 | 0 | 0 | 0 | 0 | 0 | 0 | 0.57429 | 0.37857 | 0.62143 | 01h30 | 0 | 0 | 0 | 0 | 0 | 0 | 0 | 0 | 0 | 0 | 0 | 0 | 0.44571 | 0.25714 | 0.45571
[9 empty] | Detached |  | 1 |  | Normal |  | 6 | 6 |  | 02h30 | 0.44286 | 0.42143 | 0.45 | 0 | 0 | 0 | 0 | 0 | 0 | 0.44286 | 0.42143 | 0.45 | 0 | 0 | 0 | 02h30 | 1.0057 | 0.92571 | 1.0871 | 0 | 0 | 0 | 0 | 0 | 0 | 1.0057 | 0.92571 | 1.0871 | 0 | 0 | 0 | 02h30 | 0.63714 | 0.6 | 0.67 | 0 | 0 | 0 | 0 | 0 | 0 | 0.63714 | 0.6 | 0.67 | 0 | 0 | 0 | 02h30 | 0.44286 | 0.42143 | 0.45 | 0 | 0 | 0 | 0 | 0 | 0 | 0.44286 | 0.42143 | 0.45 | 0 | 0 | 0 | 02h30 | 0.88286 | 0.82429 | 0.94143 | 0 | 0 | 0 | 0 | 0 | 0 | 0.88286 | 0.82429 | 0.94143 | 0 | 0 | 0 | 02h30 | 0.44571 | 0.41429 | 0.45571 | 0 | 0 | 0 | 0 | 0 | 0 | 0 | 0 | 0 | 0.44571 | 0.41429 | 0.45571 | 02h30 | 0.36 | 0.34143 | 0.34143 | 0 | 0 | 0 | 0 | 0 | 0 | 0 | 0 | 0 | 0.36 | 0.34143 | 0.34143 | 02h30 | 0.44571 | 0.41429 | 0.45571 | 0 | 0 | 0 | 0 | 0 | 0 | 0 | 0 | 0 | 0.44571 | 0.41429 | 0.45571 | 02h30 | 0.36 | 0.34143 | 0.34143 | 0 | 0 | 0 | 0 | 0 | 0 | 0 | 0 | 0 | 0.36 | 0.34143 | 0.34143 | 02h30 | 0 | 0 | 0 | 0 | 0 | 0 | 0 | 0 | 0 | 0 | 0 | 0 | 0.58714 | 0.57 | 0.62143 | 02h30 | 0 | 0 | 0 | 0 | 0 | 0 | 0 | 0 | 0 | 0 | 0 | 0 | 0.44571 | 0.41429 | 0.45571
[9 empty] | Terrace |  | 2 |  | High |  | 7 | 7 |  | 03h30 | 0.56286 | 0.58714 | 0.55286 | 0 | 0 | 0 | 0 | 0 | 0 | 0.56286 | 0.58714 | 0.55286 | 0 | 0 | 0 | 03h30 | 1.28 | 1.24 | 1.3029 | 0 | 0 | 0 | 0 | 0 | 0 | 1.28 | 1.24 | 1.3029 | 0 | 0 | 0 | 03h30 | 0.84 | 0.84 | 0.84143 | 0 | 0 | 0 | 0 | 0 | 0 | 0.84 | 0.84 | 0.84143 | 0 | 0 | 0 | 03h30 | 0.56286 | 0.58714 | 0.55286 | 0 | 0 | 0 | 0 | 0 | 0 | 0.56286 | 0.58714 | 0.55286 | 0 | 0 | 0 | 03h30 | 1.1214 | 1.0986 | 1.13 | 0 | 0 | 0 | 0 | 0 | 0 | 1.1214 | 1.0986 | 1.13 | 0 | 0 | 0 | 03h30 | 0.53286 | 0.55 | 0.52571 | 0 | 0 | 0 | 0 | 0 | 0 | 0 | 0 | 0 | 0.53286 | 0.55 | 0.52571 | 03h30 | 0.41286 | 0.46286 | 0.39714 | 0 | 0 | 0 | 0 | 0 | 0 | 0 | 0 | 0 | 0.41286 | 0.46286 | 0.39714 | 03h30 | 0.53286 | 0.55 | 0.52571 | 0 | 0 | 0 | 0 | 0 | 0 | 0 | 0 | 0 | 0.53286 | 0.55 | 0.52571 | 03h30 | 0.41286 | 0.46286 | 0.39714 | 0 | 0 | 0 | 0 | 0 | 0 | 0 | 0 | 0 | 0.41286 | 0.46286 | 0.39714 | 03h30 | 0 | 0 | 0 | 0 | 0 | 0 | 0 | 0 | 0 | 0 | 0 | 0 | 0.74143 | 0.73143 | 0.74714 | 03h30 | 0 | 0 | 0 | 0 | 0 | 0 | 0 | 0 | 0 | 0 | 0 | 0 | 0.53286 | 0.55 | 0.52571
[9 empty] | Top/Ground Flat |  | 3 | [6 empty] | 04h30 | 0.68429 | 0.74143 | 0.65 | 0 | 0 | 0 | 0 | 0 | 0 | 0.68429 | 0.74143 | 0.65 | 0 | 0 | 0 | 04h30 | 1.5329 | 1.4829 | 1.4743 | 0 | 0 | 0 | 0 | 0 | 0 | 1.5329 | 1.4829 | 1.4743 | 0 | 0 | 0 | 04h30 | 1.0471 | 1.06 | 1 | 0 | 0 | 0 | 0 | 0 | 0 | 1.0471 | 1.06 | 1 | 0 | 0 | 0 | 04h30 | 0.68429 | 0.74143 | 0.65 | 0 | 0 | 0 | 0 | 0 | 0 | 0.68429 | 0.74143 | 0.65 | 0 | 0 | 0 | 04h30 | 1.3214 | 1.3129 | 1.2629 | 0 | 0 | 0 | 0 | 0 | 0 | 1.3214 | 1.3129 | 1.2629 | 0 | 0 | 0 | 04h30 | 0.63286 | 0.68571 | 0.60143 | 0 | 0 | 0 | 0 | 0 | 0 | 0 | 0 | 0 | 0.63286 | 0.68571 | 0.60143 | 04h30 | 0.49857 | 0.56571 | 0.47571 | 0 | 0 | 0 | 0 | 0 | 0 | 0 | 0 | 0 | 0.49857 | 0.56571 | 0.47571 | 04h30 | 0.63286 | 0.68571 | 0.60143 | 0 | 0 | 0 | 0 | 0 | 0 | 0 | 0 | 0 | 0.63286 | 0.68571 | 0.60143 | 04h30 | 0.49857 | 0.56571 | 0.47571 | 0 | 0 | 0 | 0 | 0 | 0 | 0 | 0 | 0 | 0.49857 | 0.56571 | 0.47571 | 04h30 | 0 | 0 | 0 | 0 | 0 | 0 | 0 | 0 | 0 | 0 | 0 | 0 | 0.86286 | 0.90286 | 0.82286 | 04h30 | 0 | 0 | 0 | 0 | 0 | 0 | 0 | 0 | 0 | 0 | 0 | 0 | 0.63286 | 0.68571 | 0.60143
[9 empty] | Mid Flat |  | 4 | [6 empty] | 05h30 | 0.84286 | 0.87857 | 0.80857 | 0 | 0 | 0 | 0 | 0 | 0 | 0.84286 | 0.87857 | 0.80857 | 0 | 0 | 0 | 05h30 | 1.7457 | 1.64 | 1.6757 | 0 | 0 | 0 | 0 | 0 | 0 | 1.7457 | 1.64 | 1.6757 | 0 | 0 | 0 | 05h30 | 1.2514 | 1.2329 | 1.2029 | 0 | 0 | 0 | 0 | 0 | 0 | 1.2514 | 1.2329 | 1.2029 | 0 | 0 | 0 | 05h30 | 0.84286 | 0.87857 | 0.80857 | 0 | 0 | 0 | 0 | 0 | 0 | 0.84286 | 0.87857 | 0.80857 | 0 | 0 | 0 | 05h30 | 1.51 | 1.4571 | 1.4429 | 0 | 0 | 0 | 0 | 0 | 0 | 1.51 | 1.4571 | 1.4429 | 0 | 0 | 0 | 05h30 | 0.77143 | 0.81857 | 0.73429 | 0 | 0 | 0 | 0 | 0 | 0 | 0 | 0 | 0 | 0.77143 | 0.81857 | 0.73429 | 05h30 | 0.60429 | 0.65857 | 0.57714 | 0 | 0 | 0 | 0 | 0 | 0 | 0 | 0 | 0 | 0.60429 | 0.65857 | 0.57714 | 05h30 | 0.77143 | 0.81857 | 0.73429 | 0 | 0 | 0 | 0 | 0 | 0 | 0 | 0 | 0 | 0.77143 | 0.81857 | 0.73429 | 05h30 | 0.60429 | 0.65857 | 0.57714 | 0 | 0 | 0 | 0 | 0 | 0 | 0 | 0 | 0 | 0.60429 | 0.65857 | 0.57714 | 05h30 | 0 | 0 | 0 | 0 | 0 | 0 | 0 | 0 | 0 | 0 | 0 | 0 | 1.0129 | 1.0286 | 0.96429 | 05h30 | 0 | 0 | 0 | 0 | 0 | 0 | 0 | 0 | 0 | 0 | 0 | 0 | 0.77143 | 0.81857 | 0.73429
[9 empty] | S-Detached |  | 5 | [6 empty] | 06h30 | 0.98714 | 0.97429 | 0.95286 | 0 | 0 | 0 | 0 | 0 | 0 | 0.98714 | 0.97429 | 0.95286 | 0 | 0 | 0 | 06h30 | 1.8886 | 1.7229 | 1.8471 | 0 | 0 | 0 | 0 | 0 | 0 | 1.8886 | 1.7229 | 1.8471 | 0 | 0 | 0 | 06h30 | 1.4114 | 1.3329 | 1.37 | 0 | 0 | 0 | 0 | 0 | 0 | 1.4114 | 1.3329 | 1.37 | 0 | 0 | 0 | 06h30 | 0.98714 | 0.97429 | 0.95286 | 0 | 0 | 0 | 0 | 0 | 0 | 0.98714 | 0.97429 | 0.95286 | 0 | 0 | 0 | 06h30 | 1.6457 | 1.5357 | 1.5871 | 0 | 0 | 0 | 0 | 0 | 0 | 1.6457 | 1.5357 | 1.5871 | 0 | 0 | 0 | 06h30 | 0.90571 | 0.91714 | 0.87 | 0 | 0 | 0 | 0 | 0 | 0 | 0 | 0 | 0 | 0.90571 | 0.91714 | 0.87 | 06h30 | 0.71143 | 0.74714 | 0.68143 | 0 | 0 | 0 | 0 | 0 | 0 | 0 | 0 | 0 | 0.71143 | 0.74714 | 0.68143 | 06h30 | 0.90571 | 0.91714 | 0.87 | 0 | 0 | 0 | 0 | 0 | 0 | 0 | 0 | 0 | 0.90571 | 0.91714 | 0.87 | 06h30 | 0.71143 | 0.74714 | 0.68143 | 0 | 0 | 0 | 0 | 0 | 0 | 0 | 0 | 0 | 0.71143 | 0.74714 | 0.68143 | 06h30 | 0 | 0 | 0 | 0 | 0 | 0 | 0 | 0 | 0 | 0 | 0 | 0 | 1.1357 | 1.1129 | 1.0843 | 06h30 | 0 | 0 | 0 | 0 | 0 | 0 | 0 | 0 | 0 | 0 | 0 | 0 | 0.90571 | 0.91714 | 0.87
[18 empty] | 07h30 | 2.0429 | 1.87 | 2.1771 | 0 | 0 | 0 | 0 | 0 | 0 | 2.0429 | 1.87 | 2.1771 | 0 | 0 | 0 | 07h30 | 3.1686 | 2.7657 | 3.3886 | 0 | 0 | 0 | 0 | 0 | 0 | 3.1686 | 2.7657 | 3.3886 | 0 | 0 | 0 | 07h30 | 2.6257 | 2.3314 | 2.8057 | 0 | 0 | 0 | 0 | 0 | 0 | 2.6257 | 2.3314 | 2.8057 | 0 | 0 | 0 | 07h30 | 2.0429 | 1.87 | 2.1771 | 0 | 0 | 0 | 0 | 0 | 0 | 2.0429 | 1.87 | 2.1771 | 0 | 0 | 0 | 07h30 | 2.8671 | 2.5457 | 3.06 | 0 | 0 | 0 | 0 | 0 | 0 | 2.8671 | 2.5457 | 3.06 | 0 | 0 | 0 | 07h30 | 1.9657 | 1.7886 | 2.0857 | 0 | 0 | 0 | 0 | 0 | 0 | 0 | 0 | 0 | 1.9657 | 1.7886 | 2.0857 | 07h30 | 1.68 | 1.6071 | 1.8143 | 0 | 0 | 0 | 0 | 0 | 0 | 0 | 0 | 0 | 1.68 | 1.6071 | 1.8143 | 07h30 | 1.9657 | 1.7886 | 2.0857 | 0 | 0 | 0 | 0 | 0 | 0 | 0 | 0 | 0 | 1.9657 | 1.7886 | 2.0857 | 07h30 | 1.68 | 1.6071 | 1.8143 | 0 | 0 | 0 | 0 | 0 | 0 | 0 | 0 | 0 | 1.68 | 1.6071 | 1.8143 | 07h30 | 0 | 0 | 0 | 0 | 0 | 0 | 0 | 0 | 0 | 0 | 0 | 0 | 2.2629 | 2.0671 | 2.3771 | 07h30 | 0 | 0 | 0 | 0 | 0 | 0 | 0 | 0 | 0 | 0 | 0 | 0 | 1.9657 | 1.7886 | 2.0857
[9 empty] | Season |  | Tag | [6 empty] | 08h30 | 2.9 | 2.8729 | 2.9843 | 0 | 0 | 0 | 0 | 0 | 0 | 2.9 | 2.8729 | 2.9843 | 0 | 0 | 0 | 08h30 | 4.0471 | 3.93 | 4.1871 | 0 | 0 | 0 | 0 | 0 | 0 | 4.0471 | 3.93 | 4.1871 | 0 | 0 | 0 | 08h30 | 3.4929 | 3.4171 | 3.6057 | 0 | 0 | 0 | 0 | 0 | 0 | 3.4929 | 3.4171 | 3.6057 | 0 | 0 | 0 | 08h30 | 2.9 | 2.8729 | 2.9843 | 0 | 0 | 0 | 0 | 0 | 0 | 2.9 | 2.8729 | 2.9843 | 0 | 0 | 0 | 08h30 | 3.7314 | 3.65 | 3.8457 | 0 | 0 | 0 | 0 | 0 | 0 | 3.7314 | 3.65 | 3.8457 | 0 | 0 | 0 | 08h30 | 2.8643 | 2.8314 | 2.9471 | 0 | 0 | 0 | 0 | 0 | 0 | 0 | 0 | 0 | 2.8643 | 2.8314 | 2.9471 | 08h30 | 2.5129 | 2.5586 | 2.6243 | 0 | 0 | 0 | 0 | 0 | 0 | 0 | 0 | 0 | 2.5129 | 2.5586 | 2.6243 | 08h30 | 2.8643 | 2.8314 | 2.9471 | 0 | 0 | 0 | 0 | 0 | 0 | 0 | 0 | 0 | 2.8643 | 2.8314 | 2.9471 | 08h30 | 2.5129 | 2.5586 | 2.6243 | 0 | 0 | 0 | 0 | 0 | 0 | 0 | 0 | 0 | 2.5129 | 2.5586 | 2.6243 | 08h30 | 0 | 0 | 0 | 0 | 0 | 0 | 0 | 0 | 0 | 0 | 0 | 0 | 3.1829 | 3.1414 | 3.25 | 08h30 | 0 | 0 | 0 | 0 | 0 | 0 | 0 | 0 | 0 | 0 | 0 | 0 | 2.8643 | 2.8314 | 2.9471
[9 empty] | Winter (1/1 - 11/4) |  | 1 | [6 empty] | 09h30 | 1.6814 | 2.1629 | 3.5029 | 0 | 0 | 0 | 0 | 0 | 0 | 1.6814 | 2.1629 | 3.5029 | 0 | 0 | 0 | 09h30 | 2.07 | 2.9157 | 4.3757 | 0 | 0 | 0 | 0 | 0 | 0 | 2.07 | 2.9157 | 4.3757 | 0 | 0 | 0 | 09h30 | 1.8914 | 2.52 | 3.9014 | 0 | 0 | 0 | 0 | 0 | 0 | 1.8914 | 2.52 | 3.9014 | 0 | 0 | 0 | 09h30 | 1.6814 | 2.1629 | 3.5029 | 0 | 0 | 0 | 0 | 0 | 0 | 1.6814 | 2.1629 | 3.5029 | 0 | 0 | 0 | 09h30 | 1.9357 | 2.7029 | 4.0971 | 0 | 0 | 0 | 0 | 0 | 0 | 1.9357 | 2.7029 | 4.0971 | 0 | 0 | 0 | 09h30 | 1.7086 | 2.18 | 3.5686 | 0 | 0 | 0 | 0 | 0 | 0 | 0 | 0 | 0 | 1.7086 | 2.18 | 3.5686 | 09h30 | 1.5557 | 1.9514 | 3.2871 | 0 | 0 | 0 | 0 | 0 | 0 | 0 | 0 | 0 | 1.5557 | 1.9514 | 3.2871 | 09h30 | 1.7086 | 2.18 | 3.5686 | 0 | 0 | 0 | 0 | 0 | 0 | 0 | 0 | 0 | 1.7086 | 2.18 | 3.5686 | 09h30 | 1.5557 | 1.9514 | 3.2871 | 0 | 0 | 0 | 0 | 0 | 0 | 0 | 0 | 0 | 1.5557 | 1.9514 | 3.2871 | 09h30 | 0 | 0 | 0 | 0 | 0 | 0 | 0 | 0 | 0 | 0 | 0 | 0 | 1.8086 | 2.3743 | 3.7929 | 09h30 | 0 | 0 | 0 | 0 | 0 | 0 | 0 | 0 | 0 | 0 | 0 | 0 | 1.7086 | 2.18 | 3.5686
[9 empty] | Spring (12/4 - 13/5) |  | 2 | [6 empty] | 10h30 | 0.92429 | 1.1229 | 3.2214 | 0 | 0 | 0 | 0 | 0 | 0 | 0.92429 | 1.1229 | 3.2214 | 0 | 0 | 0 | 10h30 | 1.1557 | 1.3886 | 4.0871 | 0 | 0 | 0 | 0 | 0 | 0 | 1.1557 | 1.3886 | 4.0871 | 0 | 0 | 0 | 10h30 | 1.0214 | 1.2457 | 3.6 | 0 | 0 | 0 | 0 | 0 | 0 | 1.0214 | 1.2457 | 3.6 | 0 | 0 | 0 | 10h30 | 0.92429 | 1.1229 | 3.2214 | 0 | 0 | 0 | 0 | 0 | 0 | 0.92429 | 1.1229 | 3.2214 | 0 | 0 | 0 | 10h30 | 1.09 | 1.3129 | 3.82 | 0 | 0 | 0 | 0 | 0 | 0 | 1.09 | 1.3129 | 3.82 | 0 | 0 | 0 | 10h30 | 0.95857 | 1.1514 | 3.3386 | 0 | 0 | 0 | 0 | 0 | 0 | 0 | 0 | 0 | 0.95857 | 1.1514 | 3.3386 | 10h30 | 0.90429 | 1.0757 | 3.0871 | 0 | 0 | 0 | 0 | 0 | 0 | 0 | 0 | 0 | 0.90429 | 1.0757 | 3.0871 | 10h30 | 0.95857 | 1.1514 | 3.3386 | 0 | 0 | 0 | 0 | 0 | 0 | 0 | 0 | 0 | 0.95857 | 1.1514 | 3.3386 | 10h30 | 0.90429 | 1.0757 | 3.0871 | 0 | 0 | 0 | 0 | 0 | 0 | 0 | 0 | 0 | 0.90429 | 1.0757 | 3.0871 | 10h30 | 0 | 0 | 0 | 0 | 0 | 0 | 0 | 0 | 0 | 0 | 0 | 0 | 1.0129 | 1.2271 | 3.5329 | 10h30 | 0 | 0 | 0 | 0 | 0 | 0 | 0 | 0 | 0 | 0 | 0 | 0 | 0.95857 | 1.1514 | 3.3386
[9 empty] | Summer (15/5 - 3/9) |  | 3 | [6 empty] | 11h30 | 0.77571 | 0.87857 | 2.7157 | 0 | 0 | 0 | 0 | 0 | 0 | 0.77571 | 0.87857 | 2.7157 | 0 | 0 | 0 | 11h30 | 1.0043 | 1.11 | 3.5871 | 0 | 0 | 0 | 0 | 0 | 0 | 1.0043 | 1.11 | 3.5871 | 0 | 0 | 0 | 11h30 | 0.86571 | 0.97714 | 3.0714 | 0 | 0 | 0 | 0 | 0 | 0 | 0.86571 | 0.97714 | 3.0714 | 0 | 0 | 0 | 11h30 | 0.77571 | 0.87857 | 2.7157 | 0 | 0 | 0 | 0 | 0 | 0 | 0.77571 | 0.87857 | 2.7157 | 0 | 0 | 0 | 11h30 | 0.94 | 1.0471 | 3.3229 | 0 | 0 | 0 | 0 | 0 | 0 | 0.94 | 1.0471 | 3.3229 | 0 | 0 | 0 | 11h30 | 0.81143 | 0.92286 | 2.8286 | 0 | 0 | 0 | 0 | 0 | 0 | 0 | 0 | 0 | 0.81143 | 0.92286 | 2.8286 | 11h30 | 0.76 | 0.86 | 2.6057 | 0 | 0 | 0 | 0 | 0 | 0 | 0 | 0 | 0 | 0.76 | 0.86 | 2.6057 | 11h30 | 0.81143 | 0.92286 | 2.8286 | 0 | 0 | 0 | 0 | 0 | 0 | 0 | 0 | 0 | 0.81143 | 0.92286 | 2.8286 | 11h30 | 0.76 | 0.86 | 2.6057 | 0 | 0 | 0 | 0 | 0 | 0 | 0 | 0 | 0 | 0.76 | 0.86 | 2.6057 | 11h30 | 0 | 0 | 0 | 0 | 0 | 0 | 0 | 0 | 0 | 0 | 0 | 0 | 0.86571 | 0.98429 | 3.0157 | 11h30 | 0 | 0 | 0 | 0 | 0 | 0 | 0 | 0 | 0 | 0 | 0 | 0 | 0.81143 | 0.92286 | 2.8286
[9 empty] | Autumn(4/9 - 29/10) |  | 4 | [6 empty] | 12h30 | 0.66714 | 0.72571 | 2.3529 | 0 | 0 | 0 | 0 | 0 | 0 | 0.66714 | 0.72571 | 2.3529 | 0 | 0 | 0 | 12h30 | 0.89857 | 0.94857 | 3.2214 | 0 | 0 | 0 | 0 | 0 | 0 | 0.89857 | 0.94857 | 3.2214 | 0 | 0 | 0 | 12h30 | 0.75 | 0.81 | 2.6886 | 0 | 0 | 0 | 0 | 0 | 0 | 0.75 | 0.81 | 2.6886 | 0 | 0 | 0 | 12h30 | 0.66714 | 0.72571 | 2.3529 | 0 | 0 | 0 | 0 | 0 | 0 | 0.66714 | 0.72571 | 2.3529 | 0 | 0 | 0 | 12h30 | 0.83143 | 0.89143 | 2.9629 | 0 | 0 | 0 | 0 | 0 | 0 | 0.83143 | 0.89143 | 2.9629 | 0 | 0 | 0 | 12h30 | 0.7 | 0.76714 | 2.4457 | 0 | 0 | 0 | 0 | 0 | 0 | 0 | 0 | 0 | 0.7 | 0.76714 | 2.4457 | 12h30 | 0.65143 | 0.71571 | 2.24 | 0 | 0 | 0 | 0 | 0 | 0 | 0 | 0 | 0 | 0.65143 | 0.71571 | 2.24 | 12h30 | 0.7 | 0.76714 | 2.4457 | 0 | 0 | 0 | 0 | 0 | 0 | 0 | 0 | 0 | 0.7 | 0.76714 | 2.4457 | 12h30 | 0.65143 | 0.71571 | 2.24 | 0 | 0 | 0 | 0 | 0 | 0 | 0 | 0 | 0 | 0.65143 | 0.71571 | 2.24 | 12h30 | 0 | 0 | 0 | 0 | 0 | 0 | 0 | 0 | 0 | 0 | 0 | 0 | 0.75143 | 0.82429 | 2.6371 | 12h30 | 0 | 0 | 0 | 0 | 0 | 0 | 0 | 0 | 0 | 0 | 0 | 0 | 0.7 | 0.76714 | 2.4457
[9 empty] | Winter (30/10 - 31/12) |  | 5 | [6 empty] | 13h30 | 2.0729 | 0.63714 | 2.1129 | 0 | 0 | 0 | 0 | 0 | 0 | 2.0729 | 0.63714 | 2.1129 | 0 | 0 | 0 | 13h30 | 2.5657 | 0.85857 | 2.9614 | 0 | 0 | 0 | 0 | 0 | 0 | 2.5657 | 0.85857 | 2.9614 | 0 | 0 | 0 | 13h30 | 2.2814 | 0.71571 | 2.4229 | 0 | 0 | 0 | 0 | 0 | 0 | 2.2814 | 0.71571 | 2.4229 | 0 | 0 | 0 | 13h30 | 2.0729 | 0.63714 | 2.1129 | 0 | 0 | 0 | 0 | 0 | 0 | 2.0729 | 0.63714 | 2.1129 | 0 | 0 | 0 | 13h30 | 2.4171 | 0.80286 | 2.7114 | 0 | 0 | 0 | 0 | 0 | 0 | 2.4171 | 0.80286 | 2.7114 | 0 | 0 | 0 | 13h30 | 2.0929 | 0.67286 | 2.1829 | 0 | 0 | 0 | 0 | 0 | 0 | 0 | 0 | 0 | 2.0929 | 0.67286 | 2.1829 | 13h30 | 1.9686 | 0.62429 | 1.9914 | 0 | 0 | 0 | 0 | 0 | 0 | 0 | 0 | 0 | 1.9686 | 0.62429 | 1.9914 | 13h30 | 2.0929 | 0.67286 | 2.1829 | 0 | 0 | 0 | 0 | 0 | 0 | 0 | 0 | 0 | 2.0929 | 0.67286 | 2.1829 | 13h30 | 1.9686 | 0.62429 | 1.9914 | 0 | 0 | 0 | 0 | 0 | 0 | 0 | 0 | 0 | 1.9686 | 0.62429 | 1.9914 | 13h30 | 0 | 0 | 0 | 0 | 0 | 0 | 0 | 0 | 0 | 0 | 0 | 0 | 2.2 | 0.73 | 2.3814 | 13h30 | 0 | 0 | 0 | 0 | 0 | 0 | 0 | 0 | 0 | 0 | 0 | 0 | 2.0929 | 0.67286 | 2.1829
[9 empty] | Summary Typical |  | 6 | [6 empty] | 14h30 | 3.0257 | 0.57714 | 1.9514 | 0 | 0 | 0 | 0 | 0 | 0 | 3.0257 | 0.57714 | 1.9514 | 0 | 0 | 0 | 14h30 | 3.9371 | 0.79857 | 2.7786 | 0 | 0 | 0 | 0 | 0 | 0 | 3.9371 | 0.79857 | 2.7786 | 0 | 0 | 0 | 14h30 | 3.4257 | 0.65143 | 2.2486 | 0 | 0 | 0 | 0 | 0 | 0 | 3.4257 | 0.65143 | 2.2486 | 0 | 0 | 0 | 14h30 | 3.0257 | 0.57714 | 1.9514 | 0 | 0 | 0 | 0 | 0 | 0 | 3.0257 | 0.57714 | 1.9514 | 0 | 0 | 0 | 14h30 | 3.6314 | 0.74286 | 2.5471 | 0 | 0 | 0 | 0 | 0 | 0 | 3.6314 | 0.74286 | 2.5471 | 0 | 0 | 0 | 14h30 | 3.0429 | 0.60571 | 2.0071 | 0 | 0 | 0 | 0 | 0 | 0 | 0 | 0 | 0 | 3.0429 | 0.60571 | 2.0071 | 14h30 | 2.7986 | 0.56 | 1.82 | 0 | 0 | 0 | 0 | 0 | 0 | 0 | 0 | 0 | 2.7986 | 0.56 | 1.82 | 14h30 | 3.0429 | 0.60571 | 2.0071 | 0 | 0 | 0 | 0 | 0 | 0 | 0 | 0 | 0 | 3.0429 | 0.60571 | 2.0071 | 14h30 | 2.7986 | 0.56 | 1.82 | 0 | 0 | 0 | 0 | 0 | 0 | 0 | 0 | 0 | 2.7986 | 0.56 | 1.82 | 14h30 | 0 | 0 | 0 | 0 | 0 | 0 | 0 | 0 | 0 | 0 | 0 | 0 | 3.2414 | 0.66571 | 2.2143 | 14h30 | 0 | 0 | 0 | 0 | 0 | 0 | 0 | 0 | 0 | 0 | 0 | 0 | 3.0429 | 0.60571 | 2.0071
[18 empty] | 15h30 | 3.0057 | 0.53571 | 1.8714 | 0 | 0 | 0 | 0 | 0 | 0 | 3.0057 | 0.53571 | 1.8714 | 0 | 0 | 0 | 15h30 | 4.1157 | 0.75429 | 2.69 | 0 | 0 | 0 | 0 | 0 | 0 | 4.1157 | 0.75429 | 2.69 | 0 | 0 | 0 | 15h30 | 3.4771 | 0.60286 | 2.1514 | 0 | 0 | 0 | 0 | 0 | 0 | 3.4771 | 0.60286 | 2.1514 | 0 | 0 | 0 | 15h30 | 3.0057 | 0.53571 | 1.8714 | 0 | 0 | 0 | 0 | 0 | 0 | 3.0057 | 0.53571 | 1.8714 | 0 | 0 | 0 | 15h30 | 3.7357 | 0.7 | 2.4643 | 0 | 0 | 0 | 0 | 0 | 0 | 3.7357 | 0.7 | 2.4643 | 0 | 0 | 0 | 15h30 | 3.0514 | 0.55571 | 1.9171 | 0 | 0 | 0 | 0 | 0 | 0 | 0 | 0 | 0 | 3.0514 | 0.55571 | 1.9171 | 15h30 | 2.7543 | 0.51429 | 1.7357 | 0 | 0 | 0 | 0 | 0 | 0 | 0 | 0 | 0 | 2.7543 | 0.51429 | 1.7357 | 15h30 | 3.0514 | 0.55571 | 1.9171 | 0 | 0 | 0 | 0 | 0 | 0 | 0 | 0 | 0 | 3.0514 | 0.55571 | 1.9171 | 15h30 | 2.7543 | 0.51429 | 1.7357 | 0 | 0 | 0 | 0 | 0 | 0 | 0 | 0 | 0 | 2.7543 | 0.51429 | 1.7357 | 15h30 | 0 | 0 | 0 | 0 | 0 | 0 | 0 | 0 | 0 | 0 | 0 | 0 | 3.31 | 0.61857 | 2.1314 | 15h30 | 0 | 0 | 0 | 0 | 0 | 0 | 0 | 0 | 0 | 0 | 0 | 0 | 3.0514 | 0.55571 | 1.9171
[18 empty] | 16h30 | 2.4971 | 0.52429 | 1.8886 | 0 | 0 | 0 | 0 | 0 | 0 | 2.4971 | 0.52429 | 1.8886 | 0 | 0 | 0 | 16h30 | 3.3586 | 0.74 | 2.7171 | 0 | 0 | 0 | 0 | 0 | 0 | 3.3586 | 0.74 | 2.7171 | 0 | 0 | 0 | 16h30 | 2.8371 | 0.59143 | 2.1771 | 0 | 0 | 0 | 0 | 0 | 0 | 2.8371 | 0.59143 | 2.1771 | 0 | 0 | 0 | 16h30 | 2.4971 | 0.52429 | 1.8886 | 0 | 0 | 0 | 0 | 0 | 0 | 2.4971 | 0.52429 | 1.8886 | 0 | 0 | 0 | 16h30 | 3.11 | 0.69 | 2.5114 | 0 | 0 | 0 | 0 | 0 | 0 | 3.11 | 0.69 | 2.5114 | 0 | 0 | 0 | 16h30 | 2.6086 | 0.54 | 1.94 | 0 | 0 | 0 | 0 | 0 | 0 | 0 | 0 | 0 | 2.6086 | 0.54 | 1.94 | 16h30 | 2.37 | 0.49857 | 1.7543 | 0 | 0 | 0 | 0 | 0 | 0 | 0 | 0 | 0 | 2.37 | 0.49857 | 1.7543 | 16h30 | 2.6086 | 0.54 | 1.94 | 0 | 0 | 0 | 0 | 0 | 0 | 0 | 0 | 0 | 2.6086 | 0.54 | 1.94 | 16h30 | 2.37 | 0.49857 | 1.7543 | 0 | 0 | 0 | 0 | 0 | 0 | 0 | 0 | 0 | 2.37 | 0.49857 | 1.7543 | 16h30 | 0 | 0 | 0 | 0 | 0 | 0 | 0 | 0 | 0 | 0 | 0 | 0 | 2.8343 | 0.60571 | 2.1671 | 16h30 | 0 | 0 | 0 | 0 | 0 | 0 | 0 | 0 | 0 | 0 | 0 | 0 | 2.6086 | 0.54 | 1.94
[18 empty] | 17h30 | 2.3686 | 0.53571 | 2.0114 | 0 | 0 | 0 | 0 | 0 | 0 | 2.3686 | 0.53571 | 2.0114 | 0 | 0 | 0 | 17h30 | 3.19 | 0.75857 | 2.8629 | 0 | 0 | 0 | 0 | 0 | 0 | 3.19 | 0.75857 | 2.8629 | 0 | 0 | 0 | 17h30 | 2.6771 | 0.60571 | 2.3071 | 0 | 0 | 0 | 0 | 0 | 0 | 2.6771 | 0.60571 | 2.3071 | 0 | 0 | 0 | 17h30 | 2.3686 | 0.53571 | 2.0114 | 0 | 0 | 0 | 0 | 0 | 0 | 2.3686 | 0.53571 | 2.0114 | 0 | 0 | 0 | 17h30 | 3.0029 | 0.71 | 2.6757 | 0 | 0 | 0 | 0 | 0 | 0 | 3.0029 | 0.71 | 2.6757 | 0 | 0 | 0 | 17h30 | 2.5029 | 0.54857 | 2.0671 | 0 | 0 | 0 | 0 | 0 | 0 | 0 | 0 | 0 | 2.5029 | 0.54857 | 2.0671 | 17h30 | 2.2814 | 0.50857 | 1.8757 | 0 | 0 | 0 | 0 | 0 | 0 | 0 | 0 | 0 | 2.2814 | 0.50857 | 1.8757 | 17h30 | 2.5029 | 0.54857 | 2.0671 | 0 | 0 | 0 | 0 | 0 | 0 | 0 | 0 | 0 | 2.5029 | 0.54857 | 2.0671 | 17h30 | 2.2814 | 0.50857 | 1.8757 | 0 | 0 | 0 | 0 | 0 | 0 | 0 | 0 | 0 | 2.2814 | 0.50857 | 1.8757 | 17h30 | 0 | 0 | 0 | 0 | 0 | 0 | 0 | 0 | 0 | 0 | 0 | 0 | 2.7329 | 0.62143 | 2.3186 | 17h30 | 0 | 0 | 0 | 0 | 0 | 0 | 0 | 0 | 0 | 0 | 0 | 0 | 2.5029 | 0.54857 | 2.0671
[18 empty] | 18h30 | 2.4071 | 2.4314 | 2.1771 | 0 | 0 | 0 | 0 | 0 | 0 | 2.4071 | 2.4314 | 2.1771 | 0 | 0 | 0 | 18h30 | 3.2471 | 2.8743 | 3.0529 | 0 | 0 | 0 | 0 | 0 | 0 | 3.2471 | 2.8743 | 3.0529 | 0 | 0 | 0 | 18h30 | 2.7143 | 2.6186 | 2.4929 | 0 | 0 | 0 | 0 | 0 | 0 | 2.7143 | 2.6186 | 2.4929 | 0 | 0 | 0 | 18h30 | 2.4071 | 2.4314 | 2.1771 | 0 | 0 | 0 | 0 | 0 | 0 | 2.4071 | 2.4314 | 2.1771 | 0 | 0 | 0 | 18h30 | 3.0929 | 2.8029 | 2.8914 | 0 | 0 | 0 | 0 | 0 | 0 | 3.0929 | 2.8029 | 2.8914 | 0 | 0 | 0 | 18h30 | 2.5357 | 2.45 | 2.2357 | 0 | 0 | 0 | 0 | 0 | 0 | 0 | 0 | 0 | 2.5357 | 2.45 | 2.2357 | 18h30 | 2.33 | 2.3243 | 2.0357 | 0 | 0 | 0 | 0 | 0 | 0 | 0 | 0 | 0 | 2.33 | 2.3243 | 2.0357 | 18h30 | 2.5357 | 2.45 | 2.2357 | 0 | 0 | 0 | 0 | 0 | 0 | 0 | 0 | 0 | 2.5357 | 2.45 | 2.2357 | 18h30 | 2.33 | 2.3243 | 2.0357 | 0 | 0 | 0 | 0 | 0 | 0 | 0 | 0 | 0 | 2.33 | 2.3243 | 2.0357 | 18h30 | 0 | 0 | 0 | 0 | 0 | 0 | 0 | 0 | 0 | 0 | 0 | 0 | 2.7857 | 2.6014 | 2.5071 | 18h30 | 0 | 0 | 0 | 0 | 0 | 0 | 0 | 0 | 0 | 0 | 0 | 0 | 2.5357 | 2.45 | 2.2357
[18 empty] | 19h30 | 1.9843 | 3.4086 | 1.8271 | 0 | 0 | 0 | 0 | 0 | 0 | 1.9843 | 3.4086 | 1.8271 | 0 | 0 | 0 | 19h30 | 2.86 | 4.3 | 2.7371 | 0 | 0 | 0 | 0 | 0 | 0 | 2.86 | 4.3 | 2.7371 | 0 | 0 | 0 | 19h30 | 2.3086 | 3.8229 | 2.1686 | 0 | 0 | 0 | 0 | 0 | 0 | 2.3086 | 3.8229 | 2.1686 | 0 | 0 | 0 | 19h30 | 1.9843 | 3.4086 | 1.8271 | 0 | 0 | 0 | 0 | 0 | 0 | 1.9843 | 3.4086 | 1.8271 | 0 | 0 | 0 | 19h30 | 2.7157 | 4.0943 | 2.58 | 0 | 0 | 0 | 0 | 0 | 0 | 2.7157 | 4.0943 | 2.58 | 0 | 0 | 0 | 19h30 | 2.11 | 3.4557 | 1.8914 | 0 | 0 | 0 | 0 | 0 | 0 | 0 | 0 | 0 | 2.11 | 3.4557 | 1.8914 | 19h30 | 1.9014 | 3.1743 | 1.6886 | 0 | 0 | 0 | 0 | 0 | 0 | 0 | 0 | 0 | 1.9014 | 3.1743 | 1.6886 | 19h30 | 2.11 | 3.4557 | 1.8914 | 0 | 0 | 0 | 0 | 0 | 0 | 0 | 0 | 0 | 2.11 | 3.4557 | 1.8914 | 19h30 | 1.9014 | 3.1743 | 1.6886 | 0 | 0 | 0 | 0 | 0 | 0 | 0 | 0 | 0 | 1.9014 | 3.1743 | 1.6886 | 19h30 | 0 | 0 | 0 | 0 | 0 | 0 | 0 | 0 | 0 | 0 | 0 | 0 | 2.3743 | 3.7029 | 2.18 | 19h30 | 0 | 0 | 0 | 0 | 0 | 0 | 0 | 0 | 0 | 0 | 0 | 0 | 2.11 | 3.4557 | 1.8914
[18 empty] | 20h30 | 1.5886 | 3.0243 | 1.5271 | 0 | 0 | 0 | 0 | 0 | 0 | 1.5886 | 3.0243 | 1.5271 | 0 | 0 | 0 | 20h30 | 2.4529 | 4.16 | 2.42 | 0 | 0 | 0 | 0 | 0 | 0 | 2.4529 | 4.16 | 2.42 | 0 | 0 | 0 | 20h30 | 1.9129 | 3.5486 | 1.8743 | 0 | 0 | 0 | 0 | 0 | 0 | 1.9129 | 3.5486 | 1.8743 | 0 | 0 | 0 | 20h30 | 1.5886 | 3.0243 | 1.5271 | 0 | 0 | 0 | 0 | 0 | 0 | 1.5886 | 3.0243 | 1.5271 | 0 | 0 | 0 | 20h30 | 2.3214 | 3.8786 | 2.2686 | 0 | 0 | 0 | 0 | 0 | 0 | 2.3214 | 3.8786 | 2.2686 | 0 | 0 | 0 | 20h30 | 1.68 | 3.1386 | 1.5757 | 0 | 0 | 0 | 0 | 0 | 0 | 0 | 0 | 0 | 1.68 | 3.1386 | 1.5757 | 20h30 | 1.4871 | 2.7943 | 1.3886 | 0 | 0 | 0 | 0 | 0 | 0 | 0 | 0 | 0 | 1.4871 | 2.7943 | 1.3886 | 20h30 | 1.68 | 3.1386 | 1.5757 | 0 | 0 | 0 | 0 | 0 | 0 | 0 | 0 | 0 | 1.68 | 3.1386 | 1.5757 | 20h30 | 1.4871 | 2.7943 | 1.3886 | 0 | 0 | 0 | 0 | 0 | 0 | 0 | 0 | 0 | 1.4871 | 2.7943 | 1.3886 | 20h30 | 0 | 0 | 0 | 0 | 0 | 0 | 0 | 0 | 0 | 0 | 0 | 0 | 1.9557 | 3.4329 | 1.8629 | 20h30 | 0 | 0 | 0 | 0 | 0 | 0 | 0 | 0 | 0 | 0 | 0 | 0 | 1.68 | 3.1386 | 1.5757
[18 empty] | 21h30 | 1.5671 | 2.3243 | 1.5114 | 0 | 0 | 0 | 0 | 0 | 0 | 1.5671 | 2.3243 | 1.5114 | 0 | 0 | 0 | 21h30 | 2.4771 | 3.22 | 2.4471 | 0 | 0 | 0 | 0 | 0 | 0 | 2.4771 | 3.22 | 2.4471 | 0 | 0 | 0 | 21h30 | 1.9214 | 2.7243 | 1.8857 | 0 | 0 | 0 | 0 | 0 | 0 | 1.9214 | 2.7243 | 1.8857 | 0 | 0 | 0 | 21h30 | 1.5671 | 2.3243 | 1.5114 | 0 | 0 | 0 | 0 | 0 | 0 | 1.5671 | 2.3243 | 1.5114 | 0 | 0 | 0 | 21h30 | 2.3357 | 3.0429 | 2.2857 | 0 | 0 | 0 | 0 | 0 | 0 | 2.3357 | 3.0429 | 2.2857 | 0 | 0 | 0 | 21h30 | 1.6557 | 2.4986 | 1.5714 | 0 | 0 | 0 | 0 | 0 | 0 | 0 | 0 | 0 | 1.6557 | 2.4986 | 1.5714 | 21h30 | 1.4586 | 2.2343 | 1.3757 | 0 | 0 | 0 | 0 | 0 | 0 | 0 | 0 | 0 | 1.4586 | 2.2343 | 1.3757 | 21h30 | 1.6557 | 2.4986 | 1.5714 | 0 | 0 | 0 | 0 | 0 | 0 | 0 | 0 | 0 | 1.6557 | 2.4986 | 1.5714 | 21h30 | 1.4586 | 2.2343 | 1.3757 | 0 | 0 | 0 | 0 | 0 | 0 | 0 | 0 | 0 | 1.4586 | 2.2343 | 1.3757 | 21h30 | 0 | 0 | 0 | 0 | 0 | 0 | 0 | 0 | 0 | 0 | 0 | 0 | 1.9429 | 2.7543 | 1.8629 | 21h30 | 0 | 0 | 0 | 0 | 0 | 0 | 0 | 0 | 0 | 0 | 0 | 0 | 1.6557 | 2.4986 | 1.5714
[18 empty] | 22h30 | 1.5871 | 1.9986 | 1.5471 | 0 | 0 | 0 | 0 | 0 | 0 | 1.5871 | 1.9986 | 1.5471 | 0 | 0 | 0 | 22h30 | 2.5114 | 2.8714 | 2.5043 | 0 | 0 | 0 | 0 | 0 | 0 | 2.5114 | 2.8714 | 2.5043 | 0 | 0 | 0 | 22h30 | 1.9529 | 2.3657 | 1.9371 | 0 | 0 | 0 | 0 | 0 | 0 | 1.9529 | 2.3657 | 1.9371 | 0 | 0 | 0 | 22h30 | 1.5871 | 1.9986 | 1.5471 | 0 | 0 | 0 | 0 | 0 | 0 | 1.5871 | 1.9986 | 1.5471 | 0 | 0 | 0 | 22h30 | 2.36 | 2.7214 | 2.3357 | 0 | 0 | 0 | 0 | 0 | 0 | 2.36 | 2.7214 | 2.3357 | 0 | 0 | 0 | 22h30 | 1.6614 | 2.1657 | 1.6029 | 0 | 0 | 0 | 0 | 0 | 0 | 0 | 0 | 0 | 1.6614 | 2.1657 | 1.6029 | 22h30 | 1.4629 | 1.9357 | 1.4014 | 0 | 0 | 0 | 0 | 0 | 0 | 0 | 0 | 0 | 1.4629 | 1.9357 | 1.4014 | 22h30 | 1.6614 | 2.1657 | 1.6029 | 0 | 0 | 0 | 0 | 0 | 0 | 0 | 0 | 0 | 1.6614 | 2.1657 | 1.6029 | 22h30 | 1.4629 | 1.9357 | 1.4014 | 0 | 0 | 0 | 0 | 0 | 0 | 0 | 0 | 0 | 1.4629 | 1.9357 | 1.4014 | 22h30 | 0 | 0 | 0 | 0 | 0 | 0 | 0 | 0 | 0 | 0 | 0 | 0 | 1.9529 | 2.4271 | 1.9014 | 22h30 | 0 | 0 | 0 | 0 | 0 | 0 | 0 | 0 | 0 | 0 | 0 | 0 | 1.6614 | 2.1657 | 1.6029
[18 empty] | 23h30 | 1.5886 | 1.8743 | 1.5414 | 0 | 0 | 0 | 0 | 0 | 0 | 1.5886 | 1.8743 | 1.5414 | 0 | 0 | 0 | 23h30 | 2.5443 | 2.7629 | 2.5271 | 0 | 0 | 0 | 0 | 0 | 0 | 2.5443 | 2.7629 | 2.5271 | 0 | 0 | 0 | 23h30 | 1.97 | 2.24 | 1.9429 | 0 | 0 | 0 | 0 | 0 | 0 | 1.97 | 2.24 | 1.9429 | 0 | 0 | 0 | 23h30 | 1.5886 | 1.8743 | 1.5414 | 0 | 0 | 0 | 0 | 0 | 0 | 1.5886 | 1.8743 | 1.5414 | 0 | 0 | 0 | 23h30 | 2.3757 | 2.6171 | 2.34 | 0 | 0 | 0 | 0 | 0 | 0 | 2.3757 | 2.6171 | 2.34 | 0 | 0 | 0 | 23h30 | 1.6557 | 2.02 | 1.6 | 0 | 0 | 0 | 0 | 0 | 0 | 0 | 0 | 0 | 1.6557 | 2.02 | 1.6 | 23h30 | 1.4529 | 1.8014 | 1.39 | 0 | 0 | 0 | 0 | 0 | 0 | 0 | 0 | 0 | 1.4529 | 1.8014 | 1.39 | 23h30 | 1.6557 | 2.02 | 1.6 | 0 | 0 | 0 | 0 | 0 | 0 | 0 | 0 | 0 | 1.6557 | 2.02 | 1.6 | 23h30 | 1.4529 | 1.8014 | 1.39 | 0 | 0 | 0 | 0 | 0 | 0 | 0 | 0 | 0 | 1.4529 | 1.8014 | 1.39 | 23h30 | 0 | 0 | 0 | 0 | 0 | 0 | 0 | 0 | 0 | 0 | 0 | 0 | 1.95 | 2.2843 | 1.8943 | 23h30 | 0 | 0 | 0 | 0 | 0 | 0 | 0 | 0 | 0 | 0 | 0 | 0 | 1.6557 | 2.02 | 1.6
[19 empty] | Refer to victorian Type 3: The code | [6 empty] | The code | [15 empty] | The code | [15 empty] | The code | [15 empty] | The code | [15 empty] | The code | [15 empty] | The code | [15 empty] | The code | [15 empty] | The code | [15 empty] | The code | [15 empty] | The code
[19 empty] | 1.1857 | 0.49286 | 1.2929 | 1.1857 | 0.49286 | 1.2929 | 1.1857 | 0.49286 | 1.2929 | 0 | 0 | 0 |  |  |  |  | 1.8386 | 1.0486 | 2.1486 | 1.8386 | 1.0486 | 2.1486 | 1.8386 | 1.0486 | 2.1486 | 0 | 0 | 0 |  |  |  |  | 1.4443 | 0.71143 | 1.6157 | 1.4443 | 0.71143 | 1.6157 | 1.4443 | 0.71143 | 1.6157 | 0 | 0 | 0 |  |  |  |  | 1.1857 | 0.49286 | 1.2929 | 1.1857 | 0.49286 | 1.2929 | 1.1857 | 0.49286 | 1.2929 | 0 | 0 | 0 |  |  |  |  | 1.7 | 0.96286 | 1.9786 | 1.7 | 0.96286 | 1.9786 | 1.7 | 0.96286 | 1.9786 | 0 | 0 | 0 |  |  |  |  | 1.2157 | 0.56286 | 1.3271 | 1.2157 | 0.56286 | 1.3271 | 1.2157 | 0.56286 | 1.3271 | 1.2157 | 0.56286 | 1.3271 |  |  |  |  | 1.0786 | 0.44429 | 1.1514 | 1.0786 | 0.44429 | 1.1514 | 1.0786 | 0.44429 | 1.1514 | 1.0786 | 0.44429 | 1.1514 |  |  |  |  | 1.2157 | 0.56286 | 1.3271 | 1.2157 | 0.56286 | 1.3271 | 1.2157 | 0.56286 | 1.3271 | 1.2157 | 0.56286 | 1.3271 |  |  |  |  | 1.0786 | 0.44429 | 1.1514 | 1.0786 | 0.44429 | 1.1514 | 1.0786 | 0.44429 | 1.1514 | 1.0786 | 0.44429 | 1.1514 |  |  |  |  | 1.4114 | 0.73143 | 1.59 | 1.4114 | 0.73143 | 1.59 | 1.4114 | 0.73143 | 1.59 | 1.4114 | 0.73143 | 1.59 |  |  |  |  | 1.2157 | 0.56286 | 1.3271 | 1.2157 | 0.56286 | 1.3271 | 1.2157 | 0.56286 | 1.3271 | 1.2157 | 0.56286 | 1.3271
[19 empty] | 0.44286 | 0.24286 | 0.45 | 0.44286 | 0.24286 | 0.45 | 0.44286 | 0.24286 | 0.45 | 0 | 0 | 0 |  |  |  |  | 0.97286 | 0.63857 | 1.0857 | 0.97286 | 0.63857 | 1.0857 | 0.97286 | 0.63857 | 1.0857 | 0 | 0 | 0 |  |  |  |  | 0.62286 | 0.39 | 0.67 | 0.62286 | 0.39 | 0.67 | 0.62286 | 0.39 | 0.67 | 0 | 0 | 0 |  |  |  |  | 0.44286 | 0.24286 | 0.45 | 0.44286 | 0.24286 | 0.45 | 0.44286 | 0.24286 | 0.45 | 0 | 0 | 0 |  |  |  |  | 0.84714 | 0.55714 | 0.93857 | 0.84714 | 0.55714 | 0.93857 | 0.84714 | 0.55714 | 0.93857 | 0 | 0 | 0 |  |  |  |  | 0.44571 | 0.25714 | 0.45571 | 0.44571 | 0.25714 | 0.45571 | 0.44571 | 0.25714 | 0.45571 | 0.44571 | 0.25714 | 0.45571 |  |  |  |  | 0.36 | 0.17714 | 0.34143 | 0.36 | 0.17714 | 0.34143 | 0.36 | 0.17714 | 0.34143 | 0.36 | 0.17714 | 0.34143 |  |  |  |  | 0.44571 | 0.25714 | 0.45571 | 0.44571 | 0.25714 | 0.45571 | 0.44571 | 0.25714 | 0.45571 | 0.44571 | 0.25714 | 0.45571 |  |  |  |  | 0.36 | 0.17714 | 0.34143 | 0.36 | 0.17714 | 0.34143 | 0.36 | 0.17714 | 0.34143 | 0.36 | 0.17714 | 0.34143 |  |  |  |  | 0.57429 | 0.37857 | 0.62143 | 0.57429 | 0.37857 | 0.62143 | 0.57429 | 0.37857 | 0.62143 | 0.57429 | 0.37857 | 0.62143 |  |  |  |  | 0.44571 | 0.25714 | 0.45571 | 0.44571 | 0.25714 | 0.45571 | 0.44571 | 0.25714 | 0.45571 | 0.44571 | 0.25714 | 0.45571
[19 empty] | 0.44286 | 0.42143 | 0.45 | 0.44286 | 0.42143 | 0.45 | 0.44286 | 0.42143 | 0.45 | 0 | 0 | 0 |  |  |  |  | 1.0057 | 0.92571 | 1.0871 | 1.0057 | 0.92571 | 1.0871 | 1.0057 | 0.92571 | 1.0871 | 0 | 0 | 0 |  |  |  |  | 0.63714 | 0.6 | 0.67 | 0.63714 | 0.6 | 0.67 | 0.63714 | 0.6 | 0.67 | 0 | 0 | 0 |  |  |  |  | 0.44286 | 0.42143 | 0.45 | 0.44286 | 0.42143 | 0.45 | 0.44286 | 0.42143 | 0.45 | 0 | 0 | 0 |  |  |  |  | 0.88286 | 0.82429 | 0.94143 | 0.88286 | 0.82429 | 0.94143 | 0.88286 | 0.82429 | 0.94143 | 0 | 0 | 0 |  |  |  |  | 0.44571 | 0.41429 | 0.45571 | 0.44571 | 0.41429 | 0.45571 | 0.44571 | 0.41429 | 0.45571 | 0.44571 | 0.41429 | 0.45571 |  |  |  |  | 0.36 | 0.34143 | 0.34143 | 0.36 | 0.34143 | 0.34143 | 0.36 | 0.34143 | 0.34143 | 0.36 | 0.34143 | 0.34143 |  |  |  |  | 0.44571 | 0.41429 | 0.45571 | 0.44571 | 0.41429 | 0.45571 | 0.44571 | 0.41429 | 0.45571 | 0.44571 | 0.41429 | 0.45571 |  |  |  |  | 0.36 | 0.34143 | 0.34143 | 0.36 | 0.34143 | 0.34143 | 0.36 | 0.34143 | 0.34143 | 0.36 | 0.34143 | 0.34143 |  |  |  |  | 0.58714 | 0.57 | 0.62143 | 0.58714 | 0.57 | 0.62143 | 0.58714 | 0.57 | 0.62143 | 0.58714 | 0.57 | 0.62143 |  |  |  |  | 0.44571 | 0.41429 | 0.45571 | 0.44571 | 0.41429 | 0.45571 | 0.44571 | 0.41429 | 0.45571 | 0.44571 | 0.41429 | 0.45571
[19 empty] | 0.56286 | 0.58714 | 0.55286 | 0.56286 | 0.58714 | 0.55286 | 0.56286 | 0.58714 | 0.55286 | 0 | 0 | 0 |  |  |  |  | 1.28 | 1.24 | 1.3029 | 1.28 | 1.24 | 1.3029 | 1.28 | 1.24 | 1.3029 | 0 | 0 | 0 |  |  |  |  | 0.84 | 0.84 | 0.84143 | 0.84 | 0.84 | 0.84143 | 0.84 | 0.84 | 0.84143 | 0 | 0 | 0 |  |  |  |  | 0.56286 | 0.58714 | 0.55286 | 0.56286 | 0.58714 | 0.55286 | 0.56286 | 0.58714 | 0.55286 | 0 | 0 | 0 |  |  |  |  | 1.1214 | 1.0986 | 1.13 | 1.1214 | 1.0986 | 1.13 | 1.1214 | 1.0986 | 1.13 | 0 | 0 | 0 |  |  |  |  | 0.53286 | 0.55 | 0.52571 | 0.53286 | 0.55 | 0.52571 | 0.53286 | 0.55 | 0.52571 | 0.53286 | 0.55 | 0.52571 |  |  |  |  | 0.41286 | 0.46286 | 0.39714 | 0.41286 | 0.46286 | 0.39714 | 0.41286 | 0.46286 | 0.39714 | 0.41286 | 0.46286 | 0.39714 |  |  |  |  | 0.53286 | 0.55 | 0.52571 | 0.53286 | 0.55 | 0.52571 | 0.53286 | 0.55 | 0.52571 | 0.53286 | 0.55 | 0.52571 |  |  |  |  | 0.41286 | 0.46286 | 0.39714 | 0.41286 | 0.46286 | 0.39714 | 0.41286 | 0.46286 | 0.39714 | 0.41286 | 0.46286 | 0.39714 |  |  |  |  | 0.74143 | 0.73143 | 0.74714 | 0.74143 | 0.73143 | 0.74714 | 0.74143 | 0.73143 | 0.74714 | 0.74143 | 0.73143 | 0.74714 |  |  |  |  | 0.53286 | 0.55 | 0.52571 | 0.53286 | 0.55 | 0.52571 | 0.53286 | 0.55 | 0.52571 | 0.53286 | 0.55 | 0.52571
[19 empty] | 0.68429 | 0.74143 | 0.65 | 0.68429 | 0.74143 | 0.65 | 0.68429 | 0.74143 | 0.65 | 0 | 0 | 0 |  |  |  |  | 1.5329 | 1.4829 | 1.4743 | 1.5329 | 1.4829 | 1.4743 | 1.5329 | 1.4829 | 1.4743 | 0 | 0 | 0 |  |  |  |  | 1.0471 | 1.06 | 1 | 1.0471 | 1.06 | 1 | 1.0471 | 1.06 | 1 | 0 | 0 | 0 |  |  |  |  | 0.68429 | 0.74143 | 0.65 | 0.68429 | 0.74143 | 0.65 | 0.68429 | 0.74143 | 0.65 | 0 | 0 | 0 |  |  |  |  | 1.3214 | 1.3129 | 1.2629 | 1.3214 | 1.3129 | 1.2629 | 1.3214 | 1.3129 | 1.2629 | 0 | 0 | 0 |  |  |  |  | 0.63286 | 0.68571 | 0.60143 | 0.63286 | 0.68571 | 0.60143 | 0.63286 | 0.68571 | 0.60143 | 0.63286 | 0.68571 | 0.60143 |  |  |  |  | 0.49857 | 0.56571 | 0.47571 | 0.49857 | 0.56571 | 0.47571 | 0.49857 | 0.56571 | 0.47571 | 0.49857 | 0.56571 | 0.47571 |  |  |  |  | 0.63286 | 0.68571 | 0.60143 | 0.63286 | 0.68571 | 0.60143 | 0.63286 | 0.68571 | 0.60143 | 0.63286 | 0.68571 | 0.60143 |  |  |  |  | 0.49857 | 0.56571 | 0.47571 | 0.49857 | 0.56571 | 0.47571 | 0.49857 | 0.56571 | 0.47571 | 0.49857 | 0.56571 | 0.47571 |  |  |  |  | 0.86286 | 0.90286 | 0.82286 | 0.86286 | 0.90286 | 0.82286 | 0.86286 | 0.90286 | 0.82286 | 0.86286 | 0.90286 | 0.82286 |  |  |  |  | 0.63286 | 0.68571 | 0.60143 | 0.63286 | 0.68571 | 0.60143 | 0.63286 | 0.68571 | 0.60143 | 0.63286 | 0.68571 | 0.60143
[19 empty] | 0.84286 | 0.87857 | 0.80857 | 0.84286 | 0.87857 | 0.80857 | 0.84286 | 0.87857 | 0.80857 | 0 | 0 | 0 |  |  |  |  | 1.7457 | 1.64 | 1.6757 | 1.7457 | 1.64 | 1.6757 | 1.7457 | 1.64 | 1.6757 | 0 | 0 | 0 |  |  |  |  | 1.2514 | 1.2329 | 1.2029 | 1.2514 | 1.2329 | 1.2029 | 1.2514 | 1.2329 | 1.2029 | 0 | 0 | 0 |  |  |  |  | 0.84286 | 0.87857 | 0.80857 | 0.84286 | 0.87857 | 0.80857 | 0.84286 | 0.87857 | 0.80857 | 0 | 0 | 0 |  |  |  |  | 1.51 | 1.4571 | 1.4429 | 1.51 | 1.4571 | 1.4429 | 1.51 | 1.4571 | 1.4429 | 0 | 0 | 0 |  |  |  |  | 0.77143 | 0.81857 | 0.73429 | 0.77143 | 0.81857 | 0.73429 | 0.77143 | 0.81857 | 0.73429 | 0.77143 | 0.81857 | 0.73429 |  |  |  |  | 0.60429 | 0.65857 | 0.57714 | 0.60429 | 0.65857 | 0.57714 | 0.60429 | 0.65857 | 0.57714 | 0.60429 | 0.65857 | 0.57714 |  |  |  |  | 0.77143 | 0.81857 | 0.73429 | 0.77143 | 0.81857 | 0.73429 | 0.77143 | 0.81857 | 0.73429 | 0.77143 | 0.81857 | 0.73429 |  |  |  |  | 0.60429 | 0.65857 | 0.57714 | 0.60429 | 0.65857 | 0.57714 | 0.60429 | 0.65857 | 0.57714 | 0.60429 | 0.65857 | 0.57714 |  |  |  |  | 1.0129 | 1.0286 | 0.96429 | 1.0129 | 1.0286 | 0.96429 | 1.0129 | 1.0286 | 0.96429 | 1.0129 | 1.0286 | 0.96429 |  |  |  |  | 0.77143 | 0.81857 | 0.73429 | 0.77143 | 0.81857 | 0.73429 | 0.77143 | 0.81857 | 0.73429 | 0.77143 | 0.81857 | 0.73429
[19 empty] | 0.98714 | 0.97429 | 0.95286 | 0.98714 | 0.97429 | 0.95286 | 0.98714 | 0.97429 | 0.95286 | 0 | 0 | 0 |  |  |  |  | 1.8886 | 1.7229 | 1.8471 | 1.8886 | 1.7229 | 1.8471 | 1.8886 | 1.7229 | 1.8471 | 0 | 0 | 0 |  |  |  |  | 1.4114 | 1.3329 | 1.37 | 1.4114 | 1.3329 | 1.37 | 1.4114 | 1.3329 | 1.37 | 0 | 0 | 0 |  |  |  |  | 0.98714 | 0.97429 | 0.95286 | 0.98714 | 0.97429 | 0.95286 | 0.98714 | 0.97429 | 0.95286 | 0 | 0 | 0 |  |  |  |  | 1.6457 | 1.5357 | 1.5871 | 1.6457 | 1.5357 | 1.5871 | 1.6457 | 1.5357 | 1.5871 | 0 | 0 | 0 |  |  |  |  | 0.90571 | 0.91714 | 0.87 | 0.90571 | 0.91714 | 0.87 | 0.90571 | 0.91714 | 0.87 | 0.90571 | 0.91714 | 0.87 |  |  |  |  | 0.71143 | 0.74714 | 0.68143 | 0.71143 | 0.74714 | 0.68143 | 0.71143 | 0.74714 | 0.68143 | 0.71143 | 0.74714 | 0.68143 |  |  |  |  | 0.90571 | 0.91714 | 0.87 | 0.90571 | 0.91714 | 0.87 | 0.90571 | 0.91714 | 0.87 | 0.90571 | 0.91714 | 0.87 |  |  |  |  | 0.71143 | 0.74714 | 0.68143 | 0.71143 | 0.74714 | 0.68143 | 0.71143 | 0.74714 | 0.68143 | 0.71143 | 0.74714 | 0.68143 |  |  |  |  | 1.1357 | 1.1129 | 1.0843 | 1.1357 | 1.1129 | 1.0843 | 1.1357 | 1.1129 | 1.0843 | 1.1357 | 1.1129 | 1.0843 |  |  |  |  | 0.90571 | 0.91714 | 0.87 | 0.90571 | 0.91714 | 0.87 | 0.90571 | 0.91714 | 0.87 | 0.90571 | 0.91714 | 0.87
[19 empty] | 2.0429 | 1.87 | 2.1771 | 2.0429 | 1.87 | 2.1771 | 2.0429 | 1.87 | 2.1771 | 0 | 0 | 0 |  |  |  |  | 3.1686 | 2.7657 | 3.3886 | 3.1686 | 2.7657 | 3.3886 | 3.1686 | 2.7657 | 3.3886 | 0 | 0 | 0 |  |  |  |  | 2.6257 | 2.3314 | 2.8057 | 2.6257 | 2.3314 | 2.8057 | 2.6257 | 2.3314 | 2.8057 | 0 | 0 | 0 |  |  |  |  | 2.0429 | 1.87 | 2.1771 | 2.0429 | 1.87 | 2.1771 | 2.0429 | 1.87 | 2.1771 | 0 | 0 | 0 |  |  |  |  | 2.8671 | 2.5457 | 3.06 | 2.8671 | 2.5457 | 3.06 | 2.8671 | 2.5457 | 3.06 | 0 | 0 | 0 |  |  |  |  | 1.9657 | 1.7886 | 2.0857 | 1.9657 | 1.7886 | 2.0857 | 1.9657 | 1.7886 | 2.0857 | 1.9657 | 1.7886 | 2.0857 |  |  |  |  | 1.68 | 1.6071 | 1.8143 | 1.68 | 1.6071 | 1.8143 | 1.68 | 1.6071 | 1.8143 | 1.68 | 1.6071 | 1.8143 |  |  |  |  | 1.9657 | 1.7886 | 2.0857 | 1.9657 | 1.7886 | 2.0857 | 1.9657 | 1.7886 | 2.0857 | 1.9657 | 1.7886 | 2.0857 |  |  |  |  | 1.68 | 1.6071 | 1.8143 | 1.68 | 1.6071 | 1.8143 | 1.68 | 1.6071 | 1.8143 | 1.68 | 1.6071 | 1.8143 |  |  |  |  | 2.2629 | 2.0671 | 2.3771 | 2.2629 | 2.0671 | 2.3771 | 2.2629 | 2.0671 | 2.3771 | 2.2629 | 2.0671 | 2.3771 |  |  |  |  | 1.9657 | 1.7886 | 2.0857 | 1.9657 | 1.7886 | 2.0857 | 1.9657 | 1.7886 | 2.0857 | 1.9657 | 1.7886 | 2.0857
[19 empty] | 2.9 | 2.8729 | 2.9843 | 2.9 | 2.8729 | 2.9843 | 2.9 | 2.8729 | 2.9843 | 0 | 0 | 0 |  |  |  |  | 4.0471 | 3.93 | 4.1871 | 4.0471 | 3.93 | 4.1871 | 4.0471 | 3.93 | 4.1871 | 0 | 0 | 0 |  |  |  |  | 3.4929 | 3.4171 | 3.6057 | 3.4929 | 3.4171 | 3.6057 | 3.4929 | 3.4171 | 3.6057 | 0 | 0 | 0 |  |  |  |  | 2.9 | 2.8729 | 2.9843 | 2.9 | 2.8729 | 2.9843 | 2.9 | 2.8729 | 2.9843 | 0 | 0 | 0 |  |  |  |  | 3.7314 | 3.65 | 3.8457 | 3.7314 | 3.65 | 3.8457 | 3.7314 | 3.65 | 3.8457 | 0 | 0 | 0 |  |  |  |  | 2.8643 | 2.8314 | 2.9471 | 2.8643 | 2.8314 | 2.9471 | 2.8643 | 2.8314 | 2.9471 | 2.8643 | 2.8314 | 2.9471 |  |  |  |  | 2.5129 | 2.5586 | 2.6243 | 2.5129 | 2.5586 | 2.6243 | 2.5129 | 2.5586 | 2.6243 | 2.5129 | 2.5586 | 2.6243 |  |  |  |  | 2.8643 | 2.8314 | 2.9471 | 2.8643 | 2.8314 | 2.9471 | 2.8643 | 2.8314 | 2.9471 | 2.8643 | 2.8314 | 2.9471 |  |  |  |  | 2.5129 | 2.5586 | 2.6243 | 2.5129 | 2.5586 | 2.6243 | 2.5129 | 2.5586 | 2.6243 | 2.5129 | 2.5586 | 2.6243 |  |  |  |  | 3.1829 | 3.1414 | 3.25 | 3.1829 | 3.1414 | 3.25 | 3.1829 | 3.1414 | 3.25 | 3.1829 | 3.1414 | 3.25 |  |  |  |  | 2.8643 | 2.8314 | 2.9471 | 2.8643 | 2.8314 | 2.9471 | 2.8643 | 2.8314 | 2.9471 | 2.8643 | 2.8314 | 2.9471
[19 empty] | 1.6814 | 2.1629 | 3.5029 | 1.6814 | 2.1629 | 3.5029 | 1.6814 | 2.1629 | 3.5029 | 0 | 0 | 0 |  |  |  |  | 2.07 | 2.9157 | 4.3757 | 2.07 | 2.9157 | 4.3757 | 2.07 | 2.9157 | 4.3757 | 0 | 0 | 0 |  |  |  |  | 1.8914 | 2.52 | 3.9014 | 1.8914 | 2.52 | 3.9014 | 1.8914 | 2.52 | 3.9014 | 0 | 0 | 0 |  |  |  |  | 1.6814 | 2.1629 | 3.5029 | 1.6814 | 2.1629 | 3.5029 | 1.6814 | 2.1629 | 3.5029 | 0 | 0 | 0 |  |  |  |  | 1.9357 | 2.7029 | 4.0971 | 1.9357 | 2.7029 | 4.0971 | 1.9357 | 2.7029 | 4.0971 | 0 | 0 | 0 |  |  |  |  | 1.7086 | 2.18 | 3.5686 | 1.7086 | 2.18 | 3.5686 | 1.7086 | 2.18 | 3.5686 | 1.7086 | 2.18 | 3.5686 |  |  |  |  | 1.5557 | 1.9514 | 3.2871 | 1.5557 | 1.9514 | 3.2871 | 1.5557 | 1.9514 | 3.2871 | 1.5557 | 1.9514 | 3.2871 |  |  |  |  | 1.7086 | 2.18 | 3.5686 | 1.7086 | 2.18 | 3.5686 | 1.7086 | 2.18 | 3.5686 | 1.7086 | 2.18 | 3.5686 |  |  |  |  | 1.5557 | 1.9514 | 3.2871 | 1.5557 | 1.9514 | 3.2871 | 1.5557 | 1.9514 | 3.2871 | 1.5557 | 1.9514 | 3.2871 |  |  |  |  | 1.8086 | 2.3743 | 3.7929 | 1.8086 | 2.3743 | 3.7929 | 1.8086 | 2.3743 | 3.7929 | 1.8086 | 2.3743 | 3.7929 |  |  |  |  | 1.7086 | 2.18 | 3.5686 | 1.7086 | 2.18 | 3.5686 | 1.7086 | 2.18 | 3.5686 | 1.7086 | 2.18 | 3.5686
[19 empty] | 0.92429 | 1.1229 | 3.2214 | 0.92429 | 1.1229 | 3.2214 | 0.92429 | 1.1229 | 3.2214 | 0 | 0 | 0 |  |  |  |  | 1.1557 | 1.3886 | 4.0871 | 1.1557 | 1.3886 | 4.0871 | 1.1557 | 1.3886 | 4.0871 | 0 | 0 | 0 |  |  |  |  | 1.0214 | 1.2457 | 3.6 | 1.0214 | 1.2457 | 3.6 | 1.0214 | 1.2457 | 3.6 | 0 | 0 | 0 |  |  |  |  | 0.92429 | 1.1229 | 3.2214 | 0.92429 | 1.1229 | 3.2214 | 0.92429 | 1.1229 | 3.2214 | 0 | 0 | 0 |  |  |  |  | 1.09 | 1.3129 | 3.82 | 1.09 | 1.3129 | 3.82 | 1.09 | 1.3129 | 3.82 | 0 | 0 | 0 |  |  |  |  | 0.95857 | 1.1514 | 3.3386 | 0.95857 | 1.1514 | 3.3386 | 0.95857 | 1.1514 | 3.3386 | 0.95857 | 1.1514 | 3.3386 |  |  |  |  | 0.90429 | 1.0757 | 3.0871 | 0.90429 | 1.0757 | 3.0871 | 0.90429 | 1.0757 | 3.0871 | 0.90429 | 1.0757 | 3.0871 |  |  |  |  | 0.95857 | 1.1514 | 3.3386 | 0.95857 | 1.1514 | 3.3386 | 0.95857 | 1.1514 | 3.3386 | 0.95857 | 1.1514 | 3.3386 |  |  |  |  | 0.90429 | 1.0757 | 3.0871 | 0.90429 | 1.0757 | 3.0871 | 0.90429 | 1.0757 | 3.0871 | 0.90429 | 1.0757 | 3.0871 |  |  |  |  | 1.0129 | 1.2271 | 3.5329 | 1.0129 | 1.2271 | 3.5329 | 1.0129 | 1.2271 | 3.5329 | 1.0129 | 1.2271 | 3.5329 |  |  |  |  | 0.95857 | 1.1514 | 3.3386 | 0.95857 | 1.1514 | 3.3386 | 0.95857 | 1.1514 | 3.3386 | 0.95857 | 1.1514 | 3.3386
[19 empty] | 0.77571 | 0.87857 | 2.7157 | 0.77571 | 0.87857 | 2.7157 | 0.77571 | 0.87857 | 2.7157 | 0 | 0 | 0 |  |  |  |  | 1.0043 | 1.11 | 3.5871 | 1.0043 | 1.11 | 3.5871 | 1.0043 | 1.11 | 3.5871 | 0 | 0 | 0 |  |  |  |  | 0.86571 | 0.97714 | 3.0714 | 0.86571 | 0.97714 | 3.0714 | 0.86571 | 0.97714 | 3.0714 | 0 | 0 | 0 |  |  |  |  | 0.77571 | 0.87857 | 2.7157 | 0.77571 | 0.87857 | 2.7157 | 0.77571 | 0.87857 | 2.7157 | 0 | 0 | 0 |  |  |  |  | 0.94 | 1.0471 | 3.3229 | 0.94 | 1.0471 | 3.3229 | 0.94 | 1.0471 | 3.3229 | 0 | 0 | 0 |  |  |  |  | 0.81143 | 0.92286 | 2.8286 | 0.81143 | 0.92286 | 2.8286 | 0.81143 | 0.92286 | 2.8286 | 0.81143 | 0.92286 | 2.8286 |  |  |  |  | 0.76 | 0.86 | 2.6057 | 0.76 | 0.86 | 2.6057 | 0.76 | 0.86 | 2.6057 | 0.76 | 0.86 | 2.6057 |  |  |  |  | 0.81143 | 0.92286 | 2.8286 | 0.81143 | 0.92286 | 2.8286 | 0.81143 | 0.92286 | 2.8286 | 0.81143 | 0.92286 | 2.8286 |  |  |  |  | 0.76 | 0.86 | 2.6057 | 0.76 | 0.86 | 2.6057 | 0.76 | 0.86 | 2.6057 | 0.76 | 0.86 | 2.6057 |  |  |  |  | 0.86571 | 0.98429 | 3.0157 | 0.86571 | 0.98429 | 3.0157 | 0.86571 | 0.98429 | 3.0157 | 0.86571 | 0.98429 | 3.0157 |  |  |  |  | 0.81143 | 0.92286 | 2.8286 | 0.81143 | 0.92286 | 2.8286 | 0.81143 | 0.92286 | 2.8286 | 0.81143 | 0.92286 | 2.8286
[19 empty] | 0.66714 | 0.72571 | 2.3529 | 0.66714 | 0.72571 | 2.3529 | 0.66714 | 0.72571 | 2.3529 | 0 | 0 | 0 |  |  |  |  | 0.89857 | 0.94857 | 3.2214 | 0.89857 | 0.94857 | 3.2214 | 0.89857 | 0.94857 | 3.2214 | 0 | 0 | 0 |  |  |  |  | 0.75 | 0.81 | 2.6886 | 0.75 | 0.81 | 2.6886 | 0.75 | 0.81 | 2.6886 | 0 | 0 | 0 |  |  |  |  | 0.66714 | 0.72571 | 2.3529 | 0.66714 | 0.72571 | 2.3529 | 0.66714 | 0.72571 | 2.3529 | 0 | 0 | 0 |  |  |  |  | 0.83143 | 0.89143 | 2.9629 | 0.83143 | 0.89143 | 2.9629 | 0.83143 | 0.89143 | 2.9629 | 0 | 0 | 0 |  |  |  |  | 0.7 | 0.76714 | 2.4457 | 0.7 | 0.76714 | 2.4457 | 0.7 | 0.76714 | 2.4457 | 0.7 | 0.76714 | 2.4457 |  |  |  |  | 0.65143 | 0.71571 | 2.24 | 0.65143 | 0.71571 | 2.24 | 0.65143 | 0.71571 | 2.24 | 0.65143 | 0.71571 | 2.24 |  |  |  |  | 0.7 | 0.76714 | 2.4457 | 0.7 | 0.76714 | 2.4457 | 0.7 | 0.76714 | 2.4457 | 0.7 | 0.76714 | 2.4457 |  |  |  |  | 0.65143 | 0.71571 | 2.24 | 0.65143 | 0.71571 | 2.24 | 0.65143 | 0.71571 | 2.24 | 0.65143 | 0.71571 | 2.24 |  |  |  |  | 0.75143 | 0.82429 | 2.6371 | 0.75143 | 0.82429 | 2.6371 | 0.75143 | 0.82429 | 2.6371 | 0.75143 | 0.82429 | 2.6371 |  |  |  |  | 0.7 | 0.76714 | 2.4457 | 0.7 | 0.76714 | 2.4457 | 0.7 | 0.76714 | 2.4457 | 0.7 | 0.76714 | 2.4457
[19 empty] | 2.0729 | 0.63714 | 2.1129 | 2.0729 | 0.63714 | 2.1129 | 2.0729 | 0.63714 | 2.1129 | 0 | 0 | 0 |  |  |  |  | 2.5657 | 0.85857 | 2.9614 | 2.5657 | 0.85857 | 2.9614 | 2.5657 | 0.85857 | 2.9614 | 0 | 0 | 0 |  |  |  |  | 2.2814 | 0.71571 | 2.4229 | 2.2814 | 0.71571 | 2.4229 | 2.2814 | 0.71571 | 2.4229 | 0 | 0 | 0 |  |  |  |  | 2.0729 | 0.63714 | 2.1129 | 2.0729 | 0.63714 | 2.1129 | 2.0729 | 0.63714 | 2.1129 | 0 | 0 | 0 |  |  |  |  | 2.4171 | 0.80286 | 2.7114 | 2.4171 | 0.80286 | 2.7114 | 2.4171 | 0.80286 | 2.7114 | 0 | 0 | 0 |  |  |  |  | 2.0929 | 0.67286 | 2.1829 | 2.0929 | 0.67286 | 2.1829 | 2.0929 | 0.67286 | 2.1829 | 2.0929 | 0.67286 | 2.1829 |  |  |  |  | 1.9686 | 0.62429 | 1.9914 | 1.9686 | 0.62429 | 1.9914 | 1.9686 | 0.62429 | 1.9914 | 1.9686 | 0.62429 | 1.9914 |  |  |  |  | 2.0929 | 0.67286 | 2.1829 | 2.0929 | 0.67286 | 2.1829 | 2.0929 | 0.67286 | 2.1829 | 2.0929 | 0.67286 | 2.1829 |  |  |  |  | 1.9686 | 0.62429 | 1.9914 | 1.9686 | 0.62429 | 1.9914 | 1.9686 | 0.62429 | 1.9914 | 1.9686 | 0.62429 | 1.9914 |  |  |  |  | 2.2 | 0.73 | 2.3814 | 2.2 | 0.73 | 2.3814 | 2.2 | 0.73 | 2.3814 | 2.2 | 0.73 | 2.3814 |  |  |  |  | 2.0929 | 0.67286 | 2.1829 | 2.0929 | 0.67286 | 2.1829 | 2.0929 | 0.67286 | 2.1829 | 2.0929 | 0.67286 | 2.1829
[19 empty] | 3.0257 | 0.57714 | 1.9514 | 3.0257 | 0.57714 | 1.9514 | 3.0257 | 0.57714 | 1.9514 | 0 | 0 | 0 |  |  |  |  | 3.9371 | 0.79857 | 2.7786 | 3.9371 | 0.79857 | 2.7786 | 3.9371 | 0.79857 | 2.7786 | 0 | 0 | 0 |  |  |  |  | 3.4257 | 0.65143 | 2.2486 | 3.4257 | 0.65143 | 2.2486 | 3.4257 | 0.65143 | 2.2486 | 0 | 0 | 0 |  |  |  |  | 3.0257 | 0.57714 | 1.9514 | 3.0257 | 0.57714 | 1.9514 | 3.0257 | 0.57714 | 1.9514 | 0 | 0 | 0 |  |  |  |  | 3.6314 | 0.74286 | 2.5471 | 3.6314 | 0.74286 | 2.5471 | 3.6314 | 0.74286 | 2.5471 | 0 | 0 | 0 |  |  |  |  | 3.0429 | 0.60571 | 2.0071 | 3.0429 | 0.60571 | 2.0071 | 3.0429 | 0.60571 | 2.0071 | 3.0429 | 0.60571 | 2.0071 |  |  |  |  | 2.7986 | 0.56 | 1.82 | 2.7986 | 0.56 | 1.82 | 2.7986 | 0.56 | 1.82 | 2.7986 | 0.56 | 1.82 |  |  |  |  | 3.0429 | 0.60571 | 2.0071 | 3.0429 | 0.60571 | 2.0071 | 3.0429 | 0.60571 | 2.0071 | 3.0429 | 0.60571 | 2.0071 |  |  |  |  | 2.7986 | 0.56 | 1.82 | 2.7986 | 0.56 | 1.82 | 2.7986 | 0.56 | 1.82 | 2.7986 | 0.56 | 1.82 |  |  |  |  | 3.2414 | 0.66571 | 2.2143 | 3.2414 | 0.66571 | 2.2143 | 3.2414 | 0.66571 | 2.2143 | 3.2414 | 0.66571 | 2.2143 |  |  |  |  | 3.0429 | 0.60571 | 2.0071 | 3.0429 | 0.60571 | 2.0071 | 3.0429 | 0.60571 | 2.0071 | 3.0429 | 0.60571 | 2.0071
[19 empty] | 3.0057 | 0.53571 | 1.8714 | 3.0057 | 0.53571 | 1.8714 | 3.0057 | 0.53571 | 1.8714 | 0 | 0 | 0 |  |  |  |  | 4.1157 | 0.75429 | 2.69 | 4.1157 | 0.75429 | 2.69 | 4.1157 | 0.75429 | 2.69 | 0 | 0 | 0 |  |  |  |  | 3.4771 | 0.60286 | 2.1514 | 3.4771 | 0.60286 | 2.1514 | 3.4771 | 0.60286 | 2.1514 | 0 | 0 | 0 |  |  |  |  | 3.0057 | 0.53571 | 1.8714 | 3.0057 | 0.53571 | 1.8714 | 3.0057 | 0.53571 | 1.8714 | 0 | 0 | 0 |  |  |  |  | 3.7357 | 0.7 | 2.4643 | 3.7357 | 0.7 | 2.4643 | 3.7357 | 0.7 | 2.4643 | 0 | 0 | 0 |  |  |  |  | 3.0514 | 0.55571 | 1.9171 | 3.0514 | 0.55571 | 1.9171 | 3.0514 | 0.55571 | 1.9171 | 3.0514 | 0.55571 | 1.9171 |  |  |  |  | 2.7543 | 0.51429 | 1.7357 | 2.7543 | 0.51429 | 1.7357 | 2.7543 | 0.51429 | 1.7357 | 2.7543 | 0.51429 | 1.7357 |  |  |  |  | 3.0514 | 0.55571 | 1.9171 | 3.0514 | 0.55571 | 1.9171 | 3.0514 | 0.55571 | 1.9171 | 3.0514 | 0.55571 | 1.9171 |  |  |  |  | 2.7543 | 0.51429 | 1.7357 | 2.7543 | 0.51429 | 1.7357 | 2.7543 | 0.51429 | 1.7357 | 2.7543 | 0.51429 | 1.7357 |  |  |  |  | 3.31 | 0.61857 | 2.1314 | 3.31 | 0.61857 | 2.1314 | 3.31 | 0.61857 | 2.1314 | 3.31 | 0.61857 | 2.1314 |  |  |  |  | 3.0514 | 0.55571 | 1.9171 | 3.0514 | 0.55571 | 1.9171 | 3.0514 | 0.55571 | 1.9171 | 3.0514 | 0.55571 | 1.9171
[19 empty] | 2.4971 | 0.52429 | 1.8886 | 2.4971 | 0.52429 | 1.8886 | 2.4971 | 0.52429 | 1.8886 | 0 | 0 | 0 |  |  |  |  | 3.3586 | 0.74 | 2.7171 | 3.3586 | 0.74 | 2.7171 | 3.3586 | 0.74 | 2.7171 | 0 | 0 | 0 |  |  |  |  | 2.8371 | 0.59143 | 2.1771 | 2.8371 | 0.59143 | 2.1771 | 2.8371 | 0.59143 | 2.1771 | 0 | 0 | 0 |  |  |  |  | 2.4971 | 0.52429 | 1.8886 | 2.4971 | 0.52429 | 1.8886 | 2.4971 | 0.52429 | 1.8886 | 0 | 0 | 0 |  |  |  |  | 3.11 | 0.69 | 2.5114 | 3.11 | 0.69 | 2.5114 | 3.11 | 0.69 | 2.5114 | 0 | 0 | 0 |  |  |  |  | 2.6086 | 0.54 | 1.94 | 2.6086 | 0.54 | 1.94 | 2.6086 | 0.54 | 1.94 | 2.6086 | 0.54 | 1.94 |  |  |  |  | 2.37 | 0.49857 | 1.7543 | 2.37 | 0.49857 | 1.7543 | 2.37 | 0.49857 | 1.7543 | 2.37 | 0.49857 | 1.7543 |  |  |  |  | 2.6086 | 0.54 | 1.94 | 2.6086 | 0.54 | 1.94 | 2.6086 | 0.54 | 1.94 | 2.6086 | 0.54 | 1.94 |  |  |  |  | 2.37 | 0.49857 | 1.7543 | 2.37 | 0.49857 | 1.7543 | 2.37 | 0.49857 | 1.7543 | 2.37 | 0.49857 | 1.7543 |  |  |  |  | 2.8343 | 0.60571 | 2.1671 | 2.8343 | 0.60571 | 2.1671 | 2.8343 | 0.60571 | 2.1671 | 2.8343 | 0.60571 | 2.1671 |  |  |  |  | 2.6086 | 0.54 | 1.94 | 2.6086 | 0.54 | 1.94 | 2.6086 | 0.54 | 1.94 | 2.6086 | 0.54 | 1.94
[19 empty] | 2.3686 | 0.53571 | 2.0114 | 2.3686 | 0.53571 | 2.0114 | 2.3686 | 0.53571 | 2.0114 | 0 | 0 | 0 |  |  |  |  | 3.19 | 0.75857 | 2.8629 | 3.19 | 0.75857 | 2.8629 | 3.19 | 0.75857 | 2.8629 | 0 | 0 | 0 |  |  |  |  | 2.6771 | 0.60571 | 2.3071 | 2.6771 | 0.60571 | 2.3071 | 2.6771 | 0.60571 | 2.3071 | 0 | 0 | 0 |  |  |  |  | 2.3686 | 0.53571 | 2.0114 | 2.3686 | 0.53571 | 2.0114 | 2.3686 | 0.53571 | 2.0114 | 0 | 0 | 0 |  |  |  |  | 3.0029 | 0.71 | 2.6757 | 3.0029 | 0.71 | 2.6757 | 3.0029 | 0.71 | 2.6757 | 0 | 0 | 0 |  |  |  |  | 2.5029 | 0.54857 | 2.0671 | 2.5029 | 0.54857 | 2.0671 | 2.5029 | 0.54857 | 2.0671 | 2.5029 | 0.54857 | 2.0671 |  |  |  |  | 2.2814 | 0.50857 | 1.8757 | 2.2814 | 0.50857 | 1.8757 | 2.2814 | 0.50857 | 1.8757 | 2.2814 | 0.50857 | 1.8757 |  |  |  |  | 2.5029 | 0.54857 | 2.0671 | 2.5029 | 0.54857 | 2.0671 | 2.5029 | 0.54857 | 2.0671 | 2.5029 | 0.54857 | 2.0671 |  |  |  |  | 2.2814 | 0.50857 | 1.8757 | 2.2814 | 0.50857 | 1.8757 | 2.2814 | 0.50857 | 1.8757 | 2.2814 | 0.50857 | 1.8757 |  |  |  |  | 2.7329 | 0.62143 | 2.3186 | 2.7329 | 0.62143 | 2.3186 | 2.7329 | 0.62143 | 2.3186 | 2.7329 | 0.62143 | 2.3186 |  |  |  |  | 2.5029 | 0.54857 | 2.0671 | 2.5029 | 0.54857 | 2.0671 | 2.5029 | 0.54857 | 2.0671 | 2.5029 | 0.54857 | 2.0671
[19 empty] | 2.4071 | 2.4314 | 2.1771 | 2.4071 | 2.4314 | 2.1771 | 2.4071 | 2.4314 | 2.1771 | 0 | 0 | 0 |  |  |  |  | 3.2471 | 2.8743 | 3.0529 | 3.2471 | 2.8743 | 3.0529 | 3.2471 | 2.8743 | 3.0529 | 0 | 0 | 0 |  |  |  |  | 2.7143 | 2.6186 | 2.4929 | 2.7143 | 2.6186 | 2.4929 | 2.7143 | 2.6186 | 2.4929 | 0 | 0 | 0 |  |  |  |  | 2.4071 | 2.4314 | 2.1771 | 2.4071 | 2.4314 | 2.1771 | 2.4071 | 2.4314 | 2.1771 | 0 | 0 | 0 |  |  |  |  | 3.0929 | 2.8029 | 2.8914 | 3.0929 | 2.8029 | 2.8914 | 3.0929 | 2.8029 | 2.8914 | 0 | 0 | 0 |  |  |  |  | 2.5357 | 2.45 | 2.2357 | 2.5357 | 2.45 | 2.2357 | 2.5357 | 2.45 | 2.2357 | 2.5357 | 2.45 | 2.2357 |  |  |  |  | 2.33 | 2.3243 | 2.0357 | 2.33 | 2.3243 | 2.0357 | 2.33 | 2.3243 | 2.0357 | 2.33 | 2.3243 | 2.0357 |  |  |  |  | 2.5357 | 2.45 | 2.2357 | 2.5357 | 2.45 | 2.2357 | 2.5357 | 2.45 | 2.2357 | 2.5357 | 2.45 | 2.2357 |  |  |  |  | 2.33 | 2.3243 | 2.0357 | 2.33 | 2.3243 | 2.0357 | 2.33 | 2.3243 | 2.0357 | 2.33 | 2.3243 | 2.0357 |  |  |  |  | 2.7857 | 2.6014 | 2.5071 | 2.7857 | 2.6014 | 2.5071 | 2.7857 | 2.6014 | 2.5071 | 2.7857 | 2.6014 | 2.5071 |  |  |  |  | 2.5357 | 2.45 | 2.2357 | 2.5357 | 2.45 | 2.2357 | 2.5357 | 2.45 | 2.2357 | 2.5357 | 2.45 | 2.2357
[19 empty] | 1.9843 | 3.4086 | 1.8271 | 1.9843 | 3.4086 | 1.8271 | 1.9843 | 3.4086 | 1.8271 | 0 | 0 | 0 |  |  |  |  | 2.86 | 4.3 | 2.7371 | 2.86 | 4.3 | 2.7371 | 2.86 | 4.3 | 2.7371 | 0 | 0 | 0 |  |  |  |  | 2.3086 | 3.8229 | 2.1686 | 2.3086 | 3.8229 | 2.1686 | 2.3086 | 3.8229 | 2.1686 | 0 | 0 | 0 |  |  |  |  | 1.9843 | 3.4086 | 1.8271 | 1.9843 | 3.4086 | 1.8271 | 1.9843 | 3.4086 | 1.8271 | 0 | 0 | 0 |  |  |  |  | 2.7157 | 4.0943 | 2.58 | 2.7157 | 4.0943 | 2.58 | 2.7157 | 4.0943 | 2.58 | 0 | 0 | 0 |  |  |  |  | 2.11 | 3.4557 | 1.8914 | 2.11 | 3.4557 | 1.8914 | 2.11 | 3.4557 | 1.8914 | 2.11 | 3.4557 | 1.8914 |  |  |  |  | 1.9014 | 3.1743 | 1.6886 | 1.9014 | 3.1743 | 1.6886 | 1.9014 | 3.1743 | 1.6886 | 1.9014 | 3.1743 | 1.6886 |  |  |  |  | 2.11 | 3.4557 | 1.8914 | 2.11 | 3.4557 | 1.8914 | 2.11 | 3.4557 | 1.8914 | 2.11 | 3.4557 | 1.8914 |  |  |  |  | 1.9014 | 3.1743 | 1.6886 | 1.9014 | 3.1743 | 1.6886 | 1.9014 | 3.1743 | 1.6886 | 1.9014 | 3.1743 | 1.6886 |  |  |  |  | 2.3743 | 3.7029 | 2.18 | 2.3743 | 3.7029 | 2.18 | 2.3743 | 3.7029 | 2.18 | 2.3743 | 3.7029 | 2.18 |  |  |  |  | 2.11 | 3.4557 | 1.8914 | 2.11 | 3.4557 | 1.8914 | 2.11 | 3.4557 | 1.8914 | 2.11 | 3.4557 | 1.8914
[19 empty] | 1.5886 | 3.0243 | 1.5271 | 1.5886 | 3.0243 | 1.5271 | 1.5886 | 3.0243 | 1.5271 | 0 | 0 | 0 |  |  |  |  | 2.4529 | 4.16 | 2.42 | 2.4529 | 4.16 | 2.42 | 2.4529 | 4.16 | 2.42 | 0 | 0 | 0 |  |  |  |  | 1.9129 | 3.5486 | 1.8743 | 1.9129 | 3.5486 | 1.8743 | 1.9129 | 3.5486 | 1.8743 | 0 | 0 | 0 |  |  |  |  | 1.5886 | 3.0243 | 1.5271 | 1.5886 | 3.0243 | 1.5271 | 1.5886 | 3.0243 | 1.5271 | 0 | 0 | 0 |  |  |  |  | 2.3214 | 3.8786 | 2.2686 | 2.3214 | 3.8786 | 2.2686 | 2.3214 | 3.8786 | 2.2686 | 0 | 0 | 0 |  |  |  |  | 1.68 | 3.1386 | 1.5757 | 1.68 | 3.1386 | 1.5757 | 1.68 | 3.1386 | 1.5757 | 1.68 | 3.1386 | 1.5757 |  |  |  |  | 1.4871 | 2.7943 | 1.3886 | 1.4871 | 2.7943 | 1.3886 | 1.4871 | 2.7943 | 1.3886 | 1.4871 | 2.7943 | 1.3886 |  |  |  |  | 1.68 | 3.1386 | 1.5757 | 1.68 | 3.1386 | 1.5757 | 1.68 | 3.1386 | 1.5757 | 1.68 | 3.1386 | 1.5757 |  |  |  |  | 1.4871 | 2.7943 | 1.3886 | 1.4871 | 2.7943 | 1.3886 | 1.4871 | 2.7943 | 1.3886 | 1.4871 | 2.7943 | 1.3886 |  |  |  |  | 1.9557 | 3.4329 | 1.8629 | 1.9557 | 3.4329 | 1.8629 | 1.9557 | 3.4329 | 1.8629 | 1.9557 | 3.4329 | 1.8629 |  |  |  |  | 1.68 | 3.1386 | 1.5757 | 1.68 | 3.1386 | 1.5757 | 1.68 | 3.1386 | 1.5757 | 1.68 | 3.1386 | 1.5757
[19 empty] | 1.5671 | 2.3243 | 1.5114 | 1.5671 | 2.3243 | 1.5114 | 1.5671 | 2.3243 | 1.5114 | 0 | 0 | 0 |  |  |  |  | 2.4771 | 3.22 | 2.4471 | 2.4771 | 3.22 | 2.4471 | 2.4771 | 3.22 | 2.4471 | 0 | 0 | 0 |  |  |  |  | 1.9214 | 2.7243 | 1.8857 | 1.9214 | 2.7243 | 1.8857 | 1.9214 | 2.7243 | 1.8857 | 0 | 0 | 0 |  |  |  |  | 1.5671 | 2.3243 | 1.5114 | 1.5671 | 2.3243 | 1.5114 | 1.5671 | 2.3243 | 1.5114 | 0 | 0 | 0 |  |  |  |  | 2.3357 | 3.0429 | 2.2857 | 2.3357 | 3.0429 | 2.2857 | 2.3357 | 3.0429 | 2.2857 | 0 | 0 | 0 |  |  |  |  | 1.6557 | 2.4986 | 1.5714 | 1.6557 | 2.4986 | 1.5714 | 1.6557 | 2.4986 | 1.5714 | 1.6557 | 2.4986 | 1.5714 |  |  |  |  | 1.4586 | 2.2343 | 1.3757 | 1.4586 | 2.2343 | 1.3757 | 1.4586 | 2.2343 | 1.3757 | 1.4586 | 2.2343 | 1.3757 |  |  |  |  | 1.6557 | 2.4986 | 1.5714 | 1.6557 | 2.4986 | 1.5714 | 1.6557 | 2.4986 | 1.5714 | 1.6557 | 2.4986 | 1.5714 |  |  |  |  | 1.4586 | 2.2343 | 1.3757 | 1.4586 | 2.2343 | 1.3757 | 1.4586 | 2.2343 | 1.3757 | 1.4586 | 2.2343 | 1.3757 |  |  |  |  | 1.9429 | 2.7543 | 1.8629 | 1.9429 | 2.7543 | 1.8629 | 1.9429 | 2.7543 | 1.8629 | 1.9429 | 2.7543 | 1.8629 |  |  |  |  | 1.6557 | 2.4986 | 1.5714 | 1.6557 | 2.4986 | 1.5714 | 1.6557 | 2.4986 | 1.5714 | 1.6557 | 2.4986 | 1.5714
[19 empty] | 1.5871 | 1.9986 | 1.5471 | 1.5871 | 1.9986 | 1.5471 | 1.5871 | 1.9986 | 1.5471 | 0 | 0 | 0 |  |  |  |  | 2.5114 | 2.8714 | 2.5043 | 2.5114 | 2.8714 | 2.5043 | 2.5114 | 2.8714 | 2.5043 | 0 | 0 | 0 |  |  |  |  | 1.9529 | 2.3657 | 1.9371 | 1.9529 | 2.3657 | 1.9371 | 1.9529 | 2.3657 | 1.9371 | 0 | 0 | 0 |  |  |  |  | 1.5871 | 1.9986 | 1.5471 | 1.5871 | 1.9986 | 1.5471 | 1.5871 | 1.9986 | 1.5471 | 0 | 0 | 0 |  |  |  |  | 2.36 | 2.7214 | 2.3357 | 2.36 | 2.7214 | 2.3357 | 2.36 | 2.7214 | 2.3357 | 0 | 0 | 0 |  |  |  |  | 1.6614 | 2.1657 | 1.6029 | 1.6614 | 2.1657 | 1.6029 | 1.6614 | 2.1657 | 1.6029 | 1.6614 | 2.1657 | 1.6029 |  |  |  |  | 1.4629 | 1.9357 | 1.4014 | 1.4629 | 1.9357 | 1.4014 | 1.4629 | 1.9357 | 1.4014 | 1.4629 | 1.9357 | 1.4014 |  |  |  |  | 1.6614 | 2.1657 | 1.6029 | 1.6614 | 2.1657 | 1.6029 | 1.6614 | 2.1657 | 1.6029 | 1.6614 | 2.1657 | 1.6029 |  |  |  |  | 1.4629 | 1.9357 | 1.4014 | 1.4629 | 1.9357 | 1.4014 | 1.4629 | 1.9357 | 1.4014 | 1.4629 | 1.9357 | 1.4014 |  |  |  |  | 1.9529 | 2.4271 | 1.9014 | 1.9529 | 2.4271 | 1.9014 | 1.9529 | 2.4271 | 1.9014 | 1.9529 | 2.4271 | 1.9014 |  |  |  |  | 1.6614 | 2.1657 | 1.6029 | 1.6614 | 2.1657 | 1.6029 | 1.6614 | 2.1657 | 1.6029 | 1.6614 | 2.1657 | 1.6029
[19 empty] | 1.5886 | 1.8743 | 1.5414 | 1.5886 | 1.8743 | 1.5414 | 1.5886 | 1.8743 | 1.5414 | 0 | 0 | 0 |  |  |  |  | 2.5443 | 2.7629 | 2.5271 | 2.5443 | 2.7629 | 2.5271 | 2.5443 | 2.7629 | 2.5271 | 0 | 0 | 0 |  |  |  |  | 1.97 | 2.24 | 1.9429 | 1.97 | 2.24 | 1.9429 | 1.97 | 2.24 | 1.9429 | 0 | 0 | 0 |  |  |  |  | 1.5886 | 1.8743 | 1.5414 | 1.5886 | 1.8743 | 1.5414 | 1.5886 | 1.8743 | 1.5414 | 0 | 0 | 0 |  |  |  |  | 2.3757 | 2.6171 | 2.34 | 2.3757 | 2.6171 | 2.34 | 2.3757 | 2.6171 | 2.34 | 0 | 0 | 0 |  |  |  |  | 1.6557 | 2.02 | 1.6 | 1.6557 | 2.02 | 1.6 | 1.6557 | 2.02 | 1.6 | 1.6557 | 2.02 | 1.6 |  |  |  |  | 1.4529 | 1.8014 | 1.39 | 1.4529 | 1.8014 | 1.39 | 1.4529 | 1.8014 | 1.39 | 1.4529 | 1.8014 | 1.39 |  |  |  |  | 1.6557 | 2.02 | 1.6 | 1.6557 | 2.02 | 1.6 | 1.6557 | 2.02 | 1.6 | 1.6557 | 2.02 | 1.6 |  |  |  |  | 1.4529 | 1.8014 | 1.39 | 1.4529 | 1.8014 | 1.39 | 1.4529 | 1.8014 | 1.39 | 1.4529 | 1.8014 | 1.39 |  |  |  |  | 1.95 | 2.2843 | 1.8943 | 1.95 | 2.2843 | 1.8943 | 1.95 | 2.2843 | 1.8943 | 1.95 | 2.2843 | 1.8943 |  |  |  |  | 1.6557 | 2.02 | 1.6 | 1.6557 | 2.02 | 1.6 | 1.6557 | 2.02 | 1.6 | 1.6557 | 2.02 | 1.6
Start of the page
[19 empty] | Refer to victorian Type 3: Supplementary of the code | [6 empty] | Supplementary of the code | [15 empty] | Supplementary of the code | [15 empty] | Supplementary of the code | [15 empty] | Supplementary of the code | [15 empty] | Supplementary of the code | [15 empty] | Supplementary of the code | [15 empty] | Supplementary of the code | [15 empty] | Supplementary of the code | [15 empty] | Supplementary of the code | [15 empty] | Supplementary of the code
[19 empty] | To Plot Type 1: Victorian; Refer to victorian Type 1: 1945-1983; Refer to 1945-1983's Type 1: 1984-1998; Refer to 1984-1998's Type 1: 1998-2002 |  | Victorian |  |  | 1945-1983 |  |  | 1984-1998 |  |  | 1998-2002 | [6 empty] | Victorian |  |  | 1945-1983 |  |  | 1984-1998 |  |  | 1998-2002 | [6 empty] | Victorian |  |  | 1945-1983 |  |  | 1984-1998 |  |  | 1998-2002 | [6 empty] | Victorian |  |  | 1945-1983 |  |  | 1984-1998 |  |  | 1998-2002 | [6 empty] | Victorian |  |  | 1945-1983 |  |  | 1984-1998 |  |  | 1998-2002 | [6 empty] | Victorian |  |  | 1945-1983 |  |  | 1984-1998 |  |  | 1998-2002 | [6 empty] | Victorian |  |  | 1945-1983 |  |  | 1984-1998 |  |  | 1998-2002 | [6 empty] | Victorian |  |  | 1945-1983 |  |  | 1984-1998 |  |  | 1998-2002 | [6 empty] | Victorian |  |  | 1945-1983 |  |  | 1984-1998 |  |  | 1998-2002 | [6 empty] | Victorian |  |  | 1945-1983 |  |  | 1984-1998 |  |  | 1998-2002
[19 empty] | 0 | 0 | 0 | 0 | 0 | 0 | 0 | 0 | 0 | 0 | 0 | 0 |  |  |  |  | 0 | 0 | 0 | 0 | 0 | 0 | 0 | 0 | 0 | 0 | 0 | 0 |  |  |  |  | 0 | 0 | 0 | 0 | 0 | 0 | 0 | 0 | 0 | 0 | 0 | 0 |  |  |  |  | 0 | 0 | 0 | 0 | 0 | 0 | 0 | 0 | 0 | 0 | 0 | 0 |  |  |  |  | 0 | 0 | 0 | 0 | 0 | 0 | 0 | 0 | 0 | 0 | 0 | 0 |  |  |  |  | 0 | 0 | 0 | 0 | 0 | 0 | 0 | 0 | 0 | 0 | 0 | 0 |  |  |  |  | 0 | 0 | 0 | 0 | 0 | 0 | 0 | 0 | 0 | 0 | 0 | 0 |  |  |  |  | 0 | 0 | 0 | 0 | 0 | 0 | 0 | 0 | 0 | 0 | 0 | 0 |  |  |  |  | 0 | 0 | 0 | 0 | 0 | 0 | 0 | 0 | 0 | 0 | 0 | 0 |  |  |  |  | 0 | 0 | 0 | 0 | 0 | 0 | 0 | 0 | 0 | 0 | 0 | 0 |  |  |  |  | 0 | 0 | 0 | 0 | 0 | 0 | 0 | 0 | 0 | 0 | 0 | 0
[19 empty] | 0 | 0 | 0 | 0 | 0 | 0 | 0 | 0 | 0 | 0 | 0 | 0 |  |  |  |  | 0 | 0 | 0 | 0 | 0 | 0 | 0 | 0 | 0 | 0 | 0 | 0 |  |  |  |  | 0 | 0 | 0 | 0 | 0 | 0 | 0 | 0 | 0 | 0 | 0 | 0 |  |  |  |  | 0 | 0 | 0 | 0 | 0 | 0 | 0 | 0 | 0 | 0 | 0 | 0 |  |  |  |  | 0 | 0 | 0 | 0 | 0 | 0 | 0 | 0 | 0 | 0 | 0 | 0 |  |  |  |  | 0 | 0 | 0 | 0 | 0 | 0 | 0 | 0 | 0 | 0 | 0 | 0 |  |  |  |  | 0 | 0 | 0 | 0 | 0 | 0 | 0 | 0 | 0 | 0 | 0 | 0 |  |  |  |  | 0 | 0 | 0 | 0 | 0 | 0 | 0 | 0 | 0 | 0 | 0 | 0 |  |  |  |  | 0 | 0 | 0 | 0 | 0 | 0 | 0 | 0 | 0 | 0 | 0 | 0 |  |  |  |  | 0 | 0 | 0 | 0 | 0 | 0 | 0 | 0 | 0 | 0 | 0 | 0 |  |  |  |  | 0 | 0 | 0 | 0 | 0 | 0 | 0 | 0 | 0 | 0 | 0 | 0
[19 empty] | 0 | 0 | 0 | 0 | 0 | 0 | 0 | 0 | 0 | 0 | 0 | 0 |  |  |  |  | 0 | 0 | 0 | 0 | 0 | 0 | 0 | 0 | 0 | 0 | 0 | 0 |  |  |  |  | 0 | 0 | 0 | 0 | 0 | 0 | 0 | 0 | 0 | 0 | 0 | 0 |  |  |  |  | 0 | 0 | 0 | 0 | 0 | 0 | 0 | 0 | 0 | 0 | 0 | 0 |  |  |  |  | 0 | 0 | 0 | 0 | 0 | 0 | 0 | 0 | 0 | 0 | 0 | 0 |  |  |  |  | 0 | 0 | 0 | 0 | 0 | 0 | 0 | 0 | 0 | 0 | 0 | 0 |  |  |  |  | 0 | 0 | 0 | 0 | 0 | 0 | 0 | 0 | 0 | 0 | 0 | 0 |  |  |  |  | 0 | 0 | 0 | 0 | 0 | 0 | 0 | 0 | 0 | 0 | 0 | 0 |  |  |  |  | 0 | 0 | 0 | 0 | 0 | 0 | 0 | 0 | 0 | 0 | 0 | 0 |  |  |  |  | 0 | 0 | 0 | 0 | 0 | 0 | 0 | 0 | 0 | 0 | 0 | 0 |  |  |  |  | 0 | 0 | 0 | 0 | 0 | 0 | 0 | 0 | 0 | 0 | 0 | 0
[19 empty] | 0 | 0 | 0 | 0 | 0 | 0 | 0 | 0 | 0 | 0 | 0 | 0 |  |  |  |  | 0 | 0 | 0 | 0 | 0 | 0 | 0 | 0 | 0 | 0 | 0 | 0 |  |  |  |  | 0 | 0 | 0 | 0 | 0 | 0 | 0 | 0 | 0 | 0 | 0 | 0 |  |  |  |  | 0 | 0 | 0 | 0 | 0 | 0 | 0 | 0 | 0 | 0 | 0 | 0 |  |  |  |  | 0 | 0 | 0 | 0 | 0 | 0 | 0 | 0 | 0 | 0 | 0 | 0 |  |  |  |  | 0 | 0 | 0 | 0 | 0 | 0 | 0 | 0 | 0 | 0 | 0 | 0 |  |  |  |  | 0 | 0 | 0 | 0 | 0 | 0 | 0 | 0 | 0 | 0 | 0 | 0 |  |  |  |  | 0 | 0 | 0 | 0 | 0 | 0 | 0 | 0 | 0 | 0 | 0 | 0 |  |  |  |  | 0 | 0 | 0 | 0 | 0 | 0 | 0 | 0 | 0 | 0 | 0 | 0 |  |  |  |  | 0 | 0 | 0 | 0 | 0 | 0 | 0 | 0 | 0 | 0 | 0 | 0 |  |  |  |  | 0 | 0 | 0 | 0 | 0 | 0 | 0 | 0 | 0 | 0 | 0 | 0
[19 empty] | 0 | 0 | 0 | 0 | 0 | 0 | 0 | 0 | 0 | 0 | 0 | 0 |  |  |  |  | 0 | 0 | 0 | 0 | 0 | 0 | 0 | 0 | 0 | 0 | 0 | 0 |  |  |  |  | 0 | 0 | 0 | 0 | 0 | 0 | 0 | 0 | 0 | 0 | 0 | 0 |  |  |  |  | 0 | 0 | 0 | 0 | 0 | 0 | 0 | 0 | 0 | 0 | 0 | 0 |  |  |  |  | 0 | 0 | 0 | 0 | 0 | 0 | 0 | 0 | 0 | 0 | 0 | 0 |  |  |  |  | 0 | 0 | 0 | 0 | 0 | 0 | 0 | 0 | 0 | 0 | 0 | 0 |  |  |  |  | 0 | 0 | 0 | 0 | 0 | 0 | 0 | 0 | 0 | 0 | 0 | 0 |  |  |  |  | 0 | 0 | 0 | 0 | 0 | 0 | 0 | 0 | 0 | 0 | 0 | 0 |  |  |  |  | 0 | 0 | 0 | 0 | 0 | 0 | 0 | 0 | 0 | 0 | 0 | 0 |  |  |  |  | 0 | 0 | 0 | 0 | 0 | 0 | 0 | 0 | 0 | 0 | 0 | 0 |  |  |  |  | 0 | 0 | 0 | 0 | 0 | 0 | 0 | 0 | 0 | 0 | 0 | 0
[19 empty] | 0 | 0 | 0 | 0 | 0 | 0 | 0 | 0 | 0 | 0 | 0 | 0 |  |  |  |  | 0 | 0 | 0 | 0 | 0 | 0 | 0 | 0 | 0 | 0 | 0 | 0 |  |  |  |  | 0 | 0 | 0 | 0 | 0 | 0 | 0 | 0 | 0 | 0 | 0 | 0 |  |  |  |  | 0 | 0 | 0 | 0 | 0 | 0 | 0 | 0 | 0 | 0 | 0 | 0 |  |  |  |  | 0 | 0 | 0 | 0 | 0 | 0 | 0 | 0 | 0 | 0 | 0 | 0 |  |  |  |  | 0 | 0 | 0 | 0 | 0 | 0 | 0 | 0 | 0 | 0 | 0 | 0 |  |  |  |  | 0 | 0 | 0 | 0 | 0 | 0 | 0 | 0 | 0 | 0 | 0 | 0 |  |  |  |  | 0 | 0 | 0 | 0 | 0 | 0 | 0 | 0 | 0 | 0 | 0 | 0 |  |  |  |  | 0 | 0 | 0 | 0 | 0 | 0 | 0 | 0 | 0 | 0 | 0 | 0 |  |  |  |  | 0 | 0 | 0 | 0 | 0 | 0 | 0 | 0 | 0 | 0 | 0 | 0 |  |  |  |  | 0 | 0 | 0 | 0 | 0 | 0 | 0 | 0 | 0 | 0 | 0 | 0
[19 empty] | 0 | 0 | 0 | 0 | 0 | 0 | 0 | 0 | 0 | 0 | 0 | 0 |  |  |  |  | 0 | 0 | 0 | 0 | 0 | 0 | 0 | 0 | 0 | 0 | 0 | 0 |  |  |  |  | 0 | 0 | 0 | 0 | 0 | 0 | 0 | 0 | 0 | 0 | 0 | 0 |  |  |  |  | 0 | 0 | 0 | 0 | 0 | 0 | 0 | 0 | 0 | 0 | 0 | 0 |  |  |  |  | 0 | 0 | 0 | 0 | 0 | 0 | 0 | 0 | 0 | 0 | 0 | 0 |  |  |  |  | 0 | 0 | 0 | 0 | 0 | 0 | 0 | 0 | 0 | 0 | 0 | 0 |  |  |  |  | 0 | 0 | 0 | 0 | 0 | 0 | 0 | 0 | 0 | 0 | 0 | 0 |  |  |  |  | 0 | 0 | 0 | 0 | 0 | 0 | 0 | 0 | 0 | 0 | 0 | 0 |  |  |  |  | 0 | 0 | 0 | 0 | 0 | 0 | 0 | 0 | 0 | 0 | 0 | 0 |  |  |  |  | 0 | 0 | 0 | 0 | 0 | 0 | 0 | 0 | 0 | 0 | 0 | 0 |  |  |  |  | 0 | 0 | 0 | 0 | 0 | 0 | 0 | 0 | 0 | 0 | 0 | 0
[19 empty] | 0 | 0 | 0 | 0 | 0 | 0 | 0 | 0 | 0 | 0 | 0 | 0 |  |  |  |  | 0 | 0 | 0 | 0 | 0 | 0 | 0 | 0 | 0 | 0 | 0 | 0 |  |  |  |  | 0 | 0 | 0 | 0 | 0 | 0 | 0 | 0 | 0 | 0 | 0 | 0 |  |  |  |  | 0 | 0 | 0 | 0 | 0 | 0 | 0 | 0 | 0 | 0 | 0 | 0 |  |  |  |  | 0 | 0 | 0 | 0 | 0 | 0 | 0 | 0 | 0 | 0 | 0 | 0 |  |  |  |  | 0 | 0 | 0 | 0 | 0 | 0 | 0 | 0 | 0 | 0 | 0 | 0 |  |  |  |  | 0 | 0 | 0 | 0 | 0 | 0 | 0 | 0 | 0 | 0 | 0 | 0 |  |  |  |  | 0 | 0 | 0 | 0 | 0 | 0 | 0 | 0 | 0 | 0 | 0 | 0 |  |  |  |  | 0 | 0 | 0 | 0 | 0 | 0 | 0 | 0 | 0 | 0 | 0 | 0 |  |  |  |  | 0 | 0 | 0 | 0 | 0 | 0 | 0 | 0 | 0 | 0 | 0 | 0 |  |  |  |  | 0 | 0 | 0 | 0 | 0 | 0 | 0 | 0 | 0 | 0 | 0 | 0
[19 empty] | 0 | 0 | 0 | 0 | 0 | 0 | 0 | 0 | 0 | 0 | 0 | 0 |  |  |  |  | 0 | 0 | 0 | 0 | 0 | 0 | 0 | 0 | 0 | 0 | 0 | 0 |  |  |  |  | 0 | 0 | 0 | 0 | 0 | 0 | 0 | 0 | 0 | 0 | 0 | 0 |  |  |  |  | 0 | 0 | 0 | 0 | 0 | 0 | 0 | 0 | 0 | 0 | 0 | 0 |  |  |  |  | 0 | 0 | 0 | 0 | 0 | 0 | 0 | 0 | 0 | 0 | 0 | 0 |  |  |  |  | 0 | 0 | 0 | 0 | 0 | 0 | 0 | 0 | 0 | 0 | 0 | 0 |  |  |  |  | 0 | 0 | 0 | 0 | 0 | 0 | 0 | 0 | 0 | 0 | 0 | 0 |  |  |  |  | 0 | 0 | 0 | 0 | 0 | 0 | 0 | 0 | 0 | 0 | 0 | 0 |  |  |  |  | 0 | 0 | 0 | 0 | 0 | 0 | 0 | 0 | 0 | 0 | 0 | 0 |  |  |  |  | 0 | 0 | 0 | 0 | 0 | 0 | 0 | 0 | 0 | 0 | 0 | 0 |  |  |  |  | 0 | 0 | 0 | 0 | 0 | 0 | 0 | 0 | 0 | 0 | 0 | 0
[19 empty] | 0 | 0 | 0 | 0 | 0 | 0 | 0 | 0 | 0 | 0 | 0 | 0 |  |  |  |  | 0 | 0 | 0 | 0 | 0 | 0 | 0 | 0 | 0 | 0 | 0 | 0 |  |  |  |  | 0 | 0 | 0 | 0 | 0 | 0 | 0 | 0 | 0 | 0 | 0 | 0 |  |  |  |  | 0 | 0 | 0 | 0 | 0 | 0 | 0 | 0 | 0 | 0 | 0 | 0 |  |  |  |  | 0 | 0 | 0 | 0 | 0 | 0 | 0 | 0 | 0 | 0 | 0 | 0 |  |  |  |  | 0 | 0 | 0 | 0 | 0 | 0 | 0 | 0 | 0 | 0 | 0 | 0 |  |  |  |  | 0 | 0 | 0 | 0 | 0 | 0 | 0 | 0 | 0 | 0 | 0 | 0 |  |  |  |  | 0 | 0 | 0 | 0 | 0 | 0 | 0 | 0 | 0 | 0 | 0 | 0 |  |  |  |  | 0 | 0 | 0 | 0 | 0 | 0 | 0 | 0 | 0 | 0 | 0 | 0 |  |  |  |  | 0 | 0 | 0 | 0 | 0 | 0 | 0 | 0 | 0 | 0 | 0 | 0 |  |  |  |  | 0 | 0 | 0 | 0 | 0 | 0 | 0 | 0 | 0 | 0 | 0 | 0
[19 empty] | 0 | 0 | 0 | 0 | 0 | 0 | 0 | 0 | 0 | 0 | 0 | 0 |  |  |  |  | 0 | 0 | 0 | 0 | 0 | 0 | 0 | 0 | 0 | 0 | 0 | 0 |  |  |  |  | 0 | 0 | 0 | 0 | 0 | 0 | 0 | 0 | 0 | 0 | 0 | 0 |  |  |  |  | 0 | 0 | 0 | 0 | 0 | 0 | 0 | 0 | 0 | 0 | 0 | 0 |  |  |  |  | 0 | 0 | 0 | 0 | 0 | 0 | 0 | 0 | 0 | 0 | 0 | 0 |  |  |  |  | 0 | 0 | 0 | 0 | 0 | 0 | 0 | 0 | 0 | 0 | 0 | 0 |  |  |  |  | 0 | 0 | 0 | 0 | 0 | 0 | 0 | 0 | 0 | 0 | 0 | 0 |  |  |  |  | 0 | 0 | 0 | 0 | 0 | 0 | 0 | 0 | 0 | 0 | 0 | 0 |  |  |  |  | 0 | 0 | 0 | 0 | 0 | 0 | 0 | 0 | 0 | 0 | 0 | 0 |  |  |  |  | 0 | 0 | 0 | 0 | 0 | 0 | 0 | 0 | 0 | 0 | 0 | 0 |  |  |  |  | 0 | 0 | 0 | 0 | 0 | 0 | 0 | 0 | 0 | 0 | 0 | 0
[19 empty] | 0 | 0 | 0 | 0 | 0 | 0 | 0 | 0 | 0 | 0 | 0 | 0 |  |  |  |  | 0 | 0 | 0 | 0 | 0 | 0 | 0 | 0 | 0 | 0 | 0 | 0 |  |  |  |  | 0 | 0 | 0 | 0 | 0 | 0 | 0 | 0 | 0 | 0 | 0 | 0 |  |  |  |  | 0 | 0 | 0 | 0 | 0 | 0 | 0 | 0 | 0 | 0 | 0 | 0 |  |  |  |  | 0 | 0 | 0 | 0 | 0 | 0 | 0 | 0 | 0 | 0 | 0 | 0 |  |  |  |  | 0 | 0 | 0 | 0 | 0 | 0 | 0 | 0 | 0 | 0 | 0 | 0 |  |  |  |  | 0 | 0 | 0 | 0 | 0 | 0 | 0 | 0 | 0 | 0 | 0 | 0 |  |  |  |  | 0 | 0 | 0 | 0 | 0 | 0 | 0 | 0 | 0 | 0 | 0 | 0 |  |  |  |  | 0 | 0 | 0 | 0 | 0 | 0 | 0 | 0 | 0 | 0 | 0 | 0 |  |  |  |  | 0 | 0 | 0 | 0 | 0 | 0 | 0 | 0 | 0 | 0 | 0 | 0 |  |  |  |  | 0 | 0 | 0 | 0 | 0 | 0 | 0 | 0 | 0 | 0 | 0 | 0
[19 empty] | 0 | 0 | 0 | 0 | 0 | 0 | 0 | 0 | 0 | 0 | 0 | 0 |  |  |  |  | 0 | 0 | 0 | 0 | 0 | 0 | 0 | 0 | 0 | 0 | 0 | 0 |  |  |  |  | 0 | 0 | 0 | 0 | 0 | 0 | 0 | 0 | 0 | 0 | 0 | 0 |  |  |  |  | 0 | 0 | 0 | 0 | 0 | 0 | 0 | 0 | 0 | 0 | 0 | 0 |  |  |  |  | 0 | 0 | 0 | 0 | 0 | 0 | 0 | 0 | 0 | 0 | 0 | 0 |  |  |  |  | 0 | 0 | 0 | 0 | 0 | 0 | 0 | 0 | 0 | 0 | 0 | 0 |  |  |  |  | 0 | 0 | 0 | 0 | 0 | 0 | 0 | 0 | 0 | 0 | 0 | 0 |  |  |  |  | 0 | 0 | 0 | 0 | 0 | 0 | 0 | 0 | 0 | 0 | 0 | 0 |  |  |  |  | 0 | 0 | 0 | 0 | 0 | 0 | 0 | 0 | 0 | 0 | 0 | 0 |  |  |  |  | 0 | 0 | 0 | 0 | 0 | 0 | 0 | 0 | 0 | 0 | 0 | 0 |  |  |  |  | 0 | 0 | 0 | 0 | 0 | 0 | 0 | 0 | 0 | 0 | 0 | 0
[19 empty] | 0 | 0 | 0 | 0 | 0 | 0 | 0 | 0 | 0 | 0 | 0 | 0 |  |  |  |  | 0 | 0 | 0 | 0 | 0 | 0 | 0 | 0 | 0 | 0 | 0 | 0 |  |  |  |  | 0 | 0 | 0 | 0 | 0 | 0 | 0 | 0 | 0 | 0 | 0 | 0 |  |  |  |  | 0 | 0 | 0 | 0 | 0 | 0 | 0 | 0 | 0 | 0 | 0 | 0 |  |  |  |  | 0 | 0 | 0 | 0 | 0 | 0 | 0 | 0 | 0 | 0 | 0 | 0 |  |  |  |  | 0 | 0 | 0 | 0 | 0 | 0 | 0 | 0 | 0 | 0 | 0 | 0 |  |  |  |  | 0 | 0 | 0 | 0 | 0 | 0 | 0 | 0 | 0 | 0 | 0 | 0 |  |  |  |  | 0 | 0 | 0 | 0 | 0 | 0 | 0 | 0 | 0 | 0 | 0 | 0 |  |  |  |  | 0 | 0 | 0 | 0 | 0 | 0 | 0 | 0 | 0 | 0 | 0 | 0 |  |  |  |  | 0 | 0 | 0 | 0 | 0 | 0 | 0 | 0 | 0 | 0 | 0 | 0 |  |  |  |  | 0 | 0 | 0 | 0 | 0 | 0 | 0 | 0 | 0 | 0 | 0 | 0
[19 empty] | 0 | 0 | 0 | 0 | 0 | 0 | 0 | 0 | 0 | 0 | 0 | 0 |  |  |  |  | 0 | 0 | 0 | 0 | 0 | 0 | 0 | 0 | 0 | 0 | 0 | 0 |  |  |  |  | 0 | 0 | 0 | 0 | 0 | 0 | 0 | 0 | 0 | 0 | 0 | 0 |  |  |  |  | 0 | 0 | 0 | 0 | 0 | 0 | 0 | 0 | 0 | 0 | 0 | 0 |  |  |  |  | 0 | 0 | 0 | 0 | 0 | 0 | 0 | 0 | 0 | 0 | 0 | 0 |  |  |  |  | 0 | 0 | 0 | 0 | 0 | 0 | 0 | 0 | 0 | 0 | 0 | 0 |  |  |  |  | 0 | 0 | 0 | 0 | 0 | 0 | 0 | 0 | 0 | 0 | 0 | 0 |  |  |  |  | 0 | 0 | 0 | 0 | 0 | 0 | 0 | 0 | 0 | 0 | 0 | 0 |  |  |  |  | 0 | 0 | 0 | 0 | 0 | 0 | 0 | 0 | 0 | 0 | 0 | 0 |  |  |  |  | 0 | 0 | 0 | 0 | 0 | 0 | 0 | 0 | 0 | 0 | 0 | 0 |  |  |  |  | 0 | 0 | 0 | 0 | 0 | 0 | 0 | 0 | 0 | 0 | 0 | 0
[19 empty] | 0 | 0 | 0 | 0 | 0 | 0 | 0 | 0 | 0 | 0 | 0 | 0 |  |  |  |  | 0 | 0 | 0 | 0 | 0 | 0 | 0 | 0 | 0 | 0 | 0 | 0 |  |  |  |  | 0 | 0 | 0 | 0 | 0 | 0 | 0 | 0 | 0 | 0 | 0 | 0 |  |  |  |  | 0 | 0 | 0 | 0 | 0 | 0 | 0 | 0 | 0 | 0 | 0 | 0 |  |  |  |  | 0 | 0 | 0 | 0 | 0 | 0 | 0 | 0 | 0 | 0 | 0 | 0 |  |  |  |  | 0 | 0 | 0 | 0 | 0 | 0 | 0 | 0 | 0 | 0 | 0 | 0 |  |  |  |  | 0 | 0 | 0 | 0 | 0 | 0 | 0 | 0 | 0 | 0 | 0 | 0 |  |  |  |  | 0 | 0 | 0 | 0 | 0 | 0 | 0 | 0 | 0 | 0 | 0 | 0 |  |  |  |  | 0 | 0 | 0 | 0 | 0 | 0 | 0 | 0 | 0 | 0 | 0 | 0 |  |  |  |  | 0 | 0 | 0 | 0 | 0 | 0 | 0 | 0 | 0 | 0 | 0 | 0 |  |  |  |  | 0 | 0 | 0 | 0 | 0 | 0 | 0 | 0 | 0 | 0 | 0 | 0
[19 empty] | 0 | 0 | 0 | 0 | 0 | 0 | 0 | 0 | 0 | 0 | 0 | 0 |  |  |  |  | 0 | 0 | 0 | 0 | 0 | 0 | 0 | 0 | 0 | 0 | 0 | 0 |  |  |  |  | 0 | 0 | 0 | 0 | 0 | 0 | 0 | 0 | 0 | 0 | 0 | 0 |  |  |  |  | 0 | 0 | 0 | 0 | 0 | 0 | 0 | 0 | 0 | 0 | 0 | 0 |  |  |  |  | 0 | 0 | 0 | 0 | 0 | 0 | 0 | 0 | 0 | 0 | 0 | 0 |  |  |  |  | 0 | 0 | 0 | 0 | 0 | 0 | 0 | 0 | 0 | 0 | 0 | 0 |  |  |  |  | 0 | 0 | 0 | 0 | 0 | 0 | 0 | 0 | 0 | 0 | 0 | 0 |  |  |  |  | 0 | 0 | 0 | 0 | 0 | 0 | 0 | 0 | 0 | 0 | 0 | 0 |  |  |  |  | 0 | 0 | 0 | 0 | 0 | 0 | 0 | 0 | 0 | 0 | 0 | 0 |  |  |  |  | 0 | 0 | 0 | 0 | 0 | 0 | 0 | 0 | 0 | 0 | 0 | 0 |  |  |  |  | 0 | 0 | 0 | 0 | 0 | 0 | 0 | 0 | 0 | 0 | 0 | 0
[19 empty] | 0 | 0 | 0 | 0 | 0 | 0 | 0 | 0 | 0 | 0 | 0 | 0 |  |  |  |  | 0 | 0 | 0 | 0 | 0 | 0 | 0 | 0 | 0 | 0 | 0 | 0 |  |  |  |  | 0 | 0 | 0 | 0 | 0 | 0 | 0 | 0 | 0 | 0 | 0 | 0 |  |  |  |  | 0 | 0 | 0 | 0 | 0 | 0 | 0 | 0 | 0 | 0 | 0 | 0 |  |  |  |  | 0 | 0 | 0 | 0 | 0 | 0 | 0 | 0 | 0 | 0 | 0 | 0 |  |  |  |  | 0 | 0 | 0 | 0 | 0 | 0 | 0 | 0 | 0 | 0 | 0 | 0 |  |  |  |  | 0 | 0 | 0 | 0 | 0 | 0 | 0 | 0 | 0 | 0 | 0 | 0 |  |  |  |  | 0 | 0 | 0 | 0 | 0 | 0 | 0 | 0 | 0 | 0 | 0 | 0 |  |  |  |  | 0 | 0 | 0 | 0 | 0 | 0 | 0 | 0 | 0 | 0 | 0 | 0 |  |  |  |  | 0 | 0 | 0 | 0 | 0 | 0 | 0 | 0 | 0 | 0 | 0 | 0 |  |  |  |  | 0 | 0 | 0 | 0 | 0 | 0 | 0 | 0 | 0 | 0 | 0 | 0
[19 empty] | 0 | 0 | 0 | 0 | 0 | 0 | 0 | 0 | 0 | 0 | 0 | 0 |  |  |  |  | 0 | 0 | 0 | 0 | 0 | 0 | 0 | 0 | 0 | 0 | 0 | 0 |  |  |  |  | 0 | 0 | 0 | 0 | 0 | 0 | 0 | 0 | 0 | 0 | 0 | 0 |  |  |  |  | 0 | 0 | 0 | 0 | 0 | 0 | 0 | 0 | 0 | 0 | 0 | 0 |  |  |  |  | 0 | 0 | 0 | 0 | 0 | 0 | 0 | 0 | 0 | 0 | 0 | 0 |  |  |  |  | 0 | 0 | 0 | 0 | 0 | 0 | 0 | 0 | 0 | 0 | 0 | 0 |  |  |  |  | 0 | 0 | 0 | 0 | 0 | 0 | 0 | 0 | 0 | 0 | 0 | 0 |  |  |  |  | 0 | 0 | 0 | 0 | 0 | 0 | 0 | 0 | 0 | 0 | 0 | 0 |  |  |  |  | 0 | 0 | 0 | 0 | 0 | 0 | 0 | 0 | 0 | 0 | 0 | 0 |  |  |  |  | 0 | 0 | 0 | 0 | 0 | 0 | 0 | 0 | 0 | 0 | 0 | 0 |  |  |  |  | 0 | 0 | 0 | 0 | 0 | 0 | 0 | 0 | 0 | 0 | 0 | 0
[19 empty] | 0 | 0 | 0 | 0 | 0 | 0 | 0 | 0 | 0 | 0 | 0 | 0 |  |  |  |  | 0 | 0 | 0 | 0 | 0 | 0 | 0 | 0 | 0 | 0 | 0 | 0 |  |  |  |  | 0 | 0 | 0 | 0 | 0 | 0 | 0 | 0 | 0 | 0 | 0 | 0 |  |  |  |  | 0 | 0 | 0 | 0 | 0 | 0 | 0 | 0 | 0 | 0 | 0 | 0 |  |  |  |  | 0 | 0 | 0 | 0 | 0 | 0 | 0 | 0 | 0 | 0 | 0 | 0 |  |  |  |  | 0 | 0 | 0 | 0 | 0 | 0 | 0 | 0 | 0 | 0 | 0 | 0 |  |  |  |  | 0 | 0 | 0 | 0 | 0 | 0 | 0 | 0 | 0 | 0 | 0 | 0 |  |  |  |  | 0 | 0 | 0 | 0 | 0 | 0 | 0 | 0 | 0 | 0 | 0 | 0 |  |  |  |  | 0 | 0 | 0 | 0 | 0 | 0 | 0 | 0 | 0 | 0 | 0 | 0 |  |  |  |  | 0 | 0 | 0 | 0 | 0 | 0 | 0 | 0 | 0 | 0 | 0 | 0 |  |  |  |  | 0 | 0 | 0 | 0 | 0 | 0 | 0 | 0 | 0 | 0 | 0 | 0
[19 empty] | 0 | 0 | 0 | 0 | 0 | 0 | 0 | 0 | 0 | 0 | 0 | 0 |  |  |  |  | 0 | 0 | 0 | 0 | 0 | 0 | 0 | 0 | 0 | 0 | 0 | 0 |  |  |  |  | 0 | 0 | 0 | 0 | 0 | 0 | 0 | 0 | 0 | 0 | 0 | 0 |  |  |  |  | 0 | 0 | 0 | 0 | 0 | 0 | 0 | 0 | 0 | 0 | 0 | 0 |  |  |  |  | 0 | 0 | 0 | 0 | 0 | 0 | 0 | 0 | 0 | 0 | 0 | 0 |  |  |  |  | 0 | 0 | 0 | 0 | 0 | 0 | 0 | 0 | 0 | 0 | 0 | 0 |  |  |  |  | 0 | 0 | 0 | 0 | 0 | 0 | 0 | 0 | 0 | 0 | 0 | 0 |  |  |  |  | 0 | 0 | 0 | 0 | 0 | 0 | 0 | 0 | 0 | 0 | 0 | 0 |  |  |  |  | 0 | 0 | 0 | 0 | 0 | 0 | 0 | 0 | 0 | 0 | 0 | 0 |  |  |  |  | 0 | 0 | 0 | 0 | 0 | 0 | 0 | 0 | 0 | 0 | 0 | 0 |  |  |  |  | 0 | 0 | 0 | 0 | 0 | 0 | 0 | 0 | 0 | 0 | 0 | 0
[19 empty] | 0 | 0 | 0 | 0 | 0 | 0 | 0 | 0 | 0 | 0 | 0 | 0 |  |  |  |  | 0 | 0 | 0 | 0 | 0 | 0 | 0 | 0 | 0 | 0 | 0 | 0 |  |  |  |  | 0 | 0 | 0 | 0 | 0 | 0 | 0 | 0 | 0 | 0 | 0 | 0 |  |  |  |  | 0 | 0 | 0 | 0 | 0 | 0 | 0 | 0 | 0 | 0 | 0 | 0 |  |  |  |  | 0 | 0 | 0 | 0 | 0 | 0 | 0 | 0 | 0 | 0 | 0 | 0 |  |  |  |  | 0 | 0 | 0 | 0 | 0 | 0 | 0 | 0 | 0 | 0 | 0 | 0 |  |  |  |  | 0 | 0 | 0 | 0 | 0 | 0 | 0 | 0 | 0 | 0 | 0 | 0 |  |  |  |  | 0 | 0 | 0 | 0 | 0 | 0 | 0 | 0 | 0 | 0 | 0 | 0 |  |  |  |  | 0 | 0 | 0 | 0 | 0 | 0 | 0 | 0 | 0 | 0 | 0 | 0 |  |  |  |  | 0 | 0 | 0 | 0 | 0 | 0 | 0 | 0 | 0 | 0 | 0 | 0 |  |  |  |  | 0 | 0 | 0 | 0 | 0 | 0 | 0 | 0 | 0 | 0 | 0 | 0
[19 empty] | 0 | 0 | 0 | 0 | 0 | 0 | 0 | 0 | 0 | 0 | 0 | 0 |  |  |  |  | 0 | 0 | 0 | 0 | 0 | 0 | 0 | 0 | 0 | 0 | 0 | 0 |  |  |  |  | 0 | 0 | 0 | 0 | 0 | 0 | 0 | 0 | 0 | 0 | 0 | 0 |  |  |  |  | 0 | 0 | 0 | 0 | 0 | 0 | 0 | 0 | 0 | 0 | 0 | 0 |  |  |  |  | 0 | 0 | 0 | 0 | 0 | 0 | 0 | 0 | 0 | 0 | 0 | 0 |  |  |  |  | 0 | 0 | 0 | 0 | 0 | 0 | 0 | 0 | 0 | 0 | 0 | 0 |  |  |  |  | 0 | 0 | 0 | 0 | 0 | 0 | 0 | 0 | 0 | 0 | 0 | 0 |  |  |  |  | 0 | 0 | 0 | 0 | 0 | 0 | 0 | 0 | 0 | 0 | 0 | 0 |  |  |  |  | 0 | 0 | 0 | 0 | 0 | 0 | 0 | 0 | 0 | 0 | 0 | 0 |  |  |  |  | 0 | 0 | 0 | 0 | 0 | 0 | 0 | 0 | 0 | 0 | 0 | 0 |  |  |  |  | 0 | 0 | 0 | 0 | 0 | 0 | 0 | 0 | 0 | 0 | 0 | 0
[19 empty] | 0 | 0 | 0 | 0 | 0 | 0 | 0 | 0 | 0 | 0 | 0 | 0 |  |  |  |  | 0 | 0 | 0 | 0 | 0 | 0 | 0 | 0 | 0 | 0 | 0 | 0 |  |  |  |  | 0 | 0 | 0 | 0 | 0 | 0 | 0 | 0 | 0 | 0 | 0 | 0 |  |  |  |  | 0 | 0 | 0 | 0 | 0 | 0 | 0 | 0 | 0 | 0 | 0 | 0 |  |  |  |  | 0 | 0 | 0 | 0 | 0 | 0 | 0 | 0 | 0 | 0 | 0 | 0 |  |  |  |  | 0 | 0 | 0 | 0 | 0 | 0 | 0 | 0 | 0 | 0 | 0 | 0 |  |  |  |  | 0 | 0 | 0 | 0 | 0 | 0 | 0 | 0 | 0 | 0 | 0 | 0 |  |  |  |  | 0 | 0 | 0 | 0 | 0 | 0 | 0 | 0 | 0 | 0 | 0 | 0 |  |  |  |  | 0 | 0 | 0 | 0 | 0 | 0 | 0 | 0 | 0 | 0 | 0 | 0 |  |  |  |  | 0 | 0 | 0 | 0 | 0 | 0 | 0 | 0 | 0 | 0 | 0 | 0 |  |  |  |  | 0 | 0 | 0 | 0 | 0 | 0 | 0 | 0 | 0 | 0 | 0 | 0
[19 empty] | To Plot Type 1: To Plot; Refer to victorian Type 1: Refer to victorian; Refer to 1945-1983's Type 1: Refer to 1945-1983's; Refer to 1984-1998's Type 1: Refer to 1984-1998's; Refer to 1998-2002's Type 1: Refer to 1998-2002's |  | To Plot |  |  | Refer to victorian |  |  | Refer to 1945-1983's |  |  | Refer to 1984-1998's |  |  | Refer to 1998-2002's
[18 empty] | Type of occupancy | Type 1 | Type 2 | Type 3 | Type 1 | Type 2 | Type 3 | Type 1 | Type 2 | Type 3 | Type 1 | Type 2 | Type 3 | Type 1 | Type 2 | Type 3 | Type of occupancy | Type 1 | Type 2 | Type 3 | Type 1 | Type 2 | Type 3 | Type 1 | Type 2 | Type 3 | Type 1 | Type 2 | Type 3 | Type 1 | Type 2 | Type 3
[18 empty] | 00h30 | 1.2157 | 0.56286 | 1.3271 | 0 | 0 | 0 | 0 | 0 | 0 | 0 | 0 | 0 | 1.2157 | 0.56286 | 1.3271 | 00h30 | 1.4257 | 0.75714 | 1.62 | 0 | 0 | 0 | 0 | 0 | 0 | 0 | 0 | 0 | 1.2157 | 0.75714 | 1.62
[18 empty] | 01h30 | 0.44571 | 0.25714 | 0.45571 | 0 | 0 | 0 | 0 | 0 | 0 | 0 | 0 | 0 | 0.44571 | 0.25714 | 0.45571 | 01h30 | 0.60286 | 0.39857 | 0.65571 | 0 | 0 | 0 | 0 | 0 | 0 | 0 | 0 | 0 | 0.60286 | 0.39857 | 0.65571
[18 empty] | 02h30 | 0.44571 | 0.41429 | 0.45571 | 0 | 0 | 0 | 0 | 0 | 0 | 0 | 0 | 0 | 0.44571 | 0.41429 | 0.45571 | 02h30 | 0.63143 | 0.6 | 0.66429 | 0 | 0 | 0 | 0 | 0 | 0 | 0 | 0 | 0 | 0.63143 | 0.6 | 0.66429
[18 empty] | 03h30 | 0.53286 | 0.55 | 0.52571 | 0 | 0 | 0 | 0 | 0 | 0 | 0 | 0 | 0 | 0.53286 | 0.55 | 0.52571 | 03h30 | 0.80143 | 0.77143 | 0.80857 | 0 | 0 | 0 | 0 | 0 | 0 | 0 | 0 | 0 | 0.80143 | 0.77143 | 0.80857
[18 empty] | 04h30 | 0.63286 | 0.68571 | 0.60143 | 0 | 0 | 0 | 0 | 0 | 0 | 0 | 0 | 0 | 0.63286 | 0.68571 | 0.60143 | 04h30 | 0.93571 | 0.95 | 0.90571 | 0 | 0 | 0 | 0 | 0 | 0 | 0 | 0 | 0 | 0.93571 | 0.95 | 0.90571
[18 empty] | 05h30 | 0.77143 | 0.81857 | 0.73429 | 0 | 0 | 0 | 0 | 0 | 0 | 0 | 0 | 0 | 0.77143 | 0.81857 | 0.73429 | 05h30 | 1.0957 | 1.0843 | 1.0514 | 0 | 0 | 0 | 0 | 0 | 0 | 0 | 0 | 0 | 1.0957 | 1.0843 | 1.0514
[18 empty] | 06h30 | 0.90571 | 0.91714 | 0.87 | 0 | 0 | 0 | 0 | 0 | 0 | 0 | 0 | 0 | 0.90571 | 0.91714 | 0.87 | 06h30 | 1.2243 | 1.1757 | 1.1786 | 0 | 0 | 0 | 0 | 0 | 0 | 0 | 0 | 0 | 1.2243 | 1.1757 | 1.1786
[18 empty] | 07h30 | 1.9657 | 1.7886 | 2.0857 | 0 | 0 | 0 | 0 | 0 | 0 | 0 | 0 | 0 | 1.9657 | 1.7886 | 2.0857 | 07h30 | 2.39 | 2.1486 | 2.5386 | 0 | 0 | 0 | 0 | 0 | 0 | 0 | 0 | 0 | 2.39 | 2.1486 | 2.5386
[18 empty] | 08h30 | 2.8643 | 2.8314 | 2.9471 | 0 | 0 | 0 | 0 | 0 | 0 | 0 | 0 | 0 | 2.8643 | 2.8314 | 2.9471 | 08h30 | 3.3229 | 3.2529 | 3.4143 | 0 | 0 | 0 | 0 | 0 | 0 | 0 | 0 | 0 | 3.3229 | 3.2529 | 3.4143
[18 empty] | 09h30 | 1.7086 | 2.18 | 3.5686 | 0 | 0 | 0 | 0 | 0 | 0 | 0 | 0 | 0 | 1.7086 | 2.18 | 3.5686 | 09h30 | 1.8786 | 2.4329 | 3.8629 | 0 | 0 | 0 | 0 | 0 | 0 | 0 | 0 | 0 | 1.8786 | 2.4329 | 3.8629
[18 empty] | 10h30 | 0.95857 | 1.1514 | 3.3386 | 0 | 0 | 0 | 0 | 0 | 0 | 0 | 0 | 0 | 0.95857 | 1.1514 | 3.3386 | 10h30 | 1.0414 | 1.2586 | 3.5386 | 0 | 0 | 0 | 0 | 0 | 0 | 0 | 0 | 0 | 1.0414 | 1.2586 | 3.5386
[18 empty] | 11h30 | 0.81143 | 0.92286 | 2.8286 | 0 | 0 | 0 | 0 | 0 | 0 | 0 | 0 | 0 | 0.81143 | 0.92286 | 2.8286 | 11h30 | 0.88714 | 1.01 | 2.9457 | 0 | 0 | 0 | 0 | 0 | 0 | 0 | 0 | 0 | 0.88714 | 1.01 | 2.9457
[18 empty] | 12h30 | 0.7 | 0.76714 | 2.4457 | 0 | 0 | 0 | 0 | 0 | 0 | 0 | 0 | 0 | 0.7 | 0.76714 | 2.4457 | 12h30 | 0.77143 | 0.84143 | 2.5714 | 0 | 0 | 0 | 0 | 0 | 0 | 0 | 0 | 0 | 0.77143 | 0.84143 | 2.5714
[18 empty] | 13h30 | 2.0929 | 0.67286 | 2.1829 | 0 | 0 | 0 | 0 | 0 | 0 | 0 | 0 | 0 | 2.0929 | 0.67286 | 2.1829 | 13h30 | 2.11 | 0.74571 | 2.2929 | 0 | 0 | 0 | 0 | 0 | 0 | 0 | 0 | 0 | 2.11 | 0.74571 | 2.2929
[18 empty] | 14h30 | 3.0429 | 0.60571 | 2.0071 | 0 | 0 | 0 | 0 | 0 | 0 | 0 | 0 | 0 | 3.0429 | 0.60571 | 2.0071 | 14h30 | 3.0486 | 0.67571 | 2.1171 | 0 | 0 | 0 | 0 | 0 | 0 | 0 | 0 | 0 | 3.0486 | 0.67571 | 2.1171
[18 empty] | 15h30 | 3.0514 | 0.55571 | 1.9171 | 0 | 0 | 0 | 0 | 0 | 0 | 0 | 0 | 0 | 3.0514 | 0.55571 | 1.9171 | 15h30 | 3.1 | 0.62429 | 2.0157 | 0 | 0 | 0 | 0 | 0 | 0 | 0 | 0 | 0 | 3.1 | 0.62429 | 2.0157
[18 empty] | 16h30 | 2.6086 | 0.54 | 1.94 | 0 | 0 | 0 | 0 | 0 | 0 | 0 | 0 | 0 | 2.6086 | 0.54 | 1.94 | 16h30 | 2.6943 | 0.61429 | 2.0671 | 0 | 0 | 0 | 0 | 0 | 0 | 0 | 0 | 0 | 2.6943 | 0.61429 | 2.0671
[18 empty] | 17h30 | 2.5029 | 0.54857 | 2.0671 | 0 | 0 | 0 | 0 | 0 | 0 | 0 | 0 | 0 | 2.5029 | 0.54857 | 2.0671 | 17h30 | 2.6614 | 0.63429 | 2.2529 | 0 | 0 | 0 | 0 | 0 | 0 | 0 | 0 | 0 | 2.6614 | 0.63429 | 2.2529
[18 empty] | 18h30 | 2.5357 | 2.45 | 2.2357 | 0 | 0 | 0 | 0 | 0 | 0 | 0 | 0 | 0 | 2.5357 | 2.45 | 2.2357 | 18h30 | 2.7657 | 2.5686 | 2.4814 | 0 | 0 | 0 | 0 | 0 | 0 | 0 | 0 | 0 | 2.7657 | 2.5686 | 2.4814
[18 empty] | 19h30 | 2.11 | 3.4557 | 1.8914 | 0 | 0 | 0 | 0 | 0 | 0 | 0 | 0 | 0 | 2.11 | 3.4557 | 1.8914 | 19h30 | 2.3943 | 3.6057 | 2.1871 | 0 | 0 | 0 | 0 | 0 | 0 | 0 | 0 | 0 | 2.3943 | 3.6057 | 2.1871
[18 empty] | 20h30 | 1.68 | 3.1386 | 1.5757 | 0 | 0 | 0 | 0 | 0 | 0 | 0 | 0 | 0 | 1.68 | 3.1386 | 1.5757 | 20h30 | 1.9814 | 3.3357 | 1.8657 | 0 | 0 | 0 | 0 | 0 | 0 | 0 | 0 | 0 | 1.9814 | 3.3357 | 1.8657
[18 empty] | 21h30 | 1.6557 | 2.4986 | 1.5714 | 0 | 0 | 0 | 0 | 0 | 0 | 0 | 0 | 0 | 1.6557 | 2.4986 | 1.5714 | 21h30 | 1.9914 | 2.7329 | 1.9014 | 0 | 0 | 0 | 0 | 0 | 0 | 0 | 0 | 0 | 1.9914 | 2.7329 | 1.9014
[18 empty] | 22h30 | 1.6614 | 2.1657 | 1.6029 | 0 | 0 | 0 | 0 | 0 | 0 | 0 | 0 | 0 | 1.6614 | 2.1657 | 1.6029 | 22h30 | 2.0086 | 2.4429 | 1.9543 | 0 | 0 | 0 | 0 | 0 | 0 | 0 | 0 | 0 | 2.0086 | 2.4429 | 1.9543
[18 empty] | 23h30 | 1.6557 | 2.02 | 1.6 | 0 | 0 | 0 | 0 | 0 | 0 | 0 | 0 | 0 | 1.6557 | 2.02 | 1.6 | 23h30 | 2.0171 | 2.3129 | 1.9671 | 0 | 0 | 0 | 0 | 0 | 0 | 0 | 0 | 0 | 2.0171 | 2.3129 | 1.9671
[19 empty] | Refer to victorian Type 3: The code | [6 empty] | The code
[19 empty] | 1.2157 | 0.56286 | 1.3271 | 1.2157 | 0.56286 | 1.3271 | 1.2157 | 0.56286 | 1.3271 | 1.2157 | 0.56286 | 1.3271 |  |  |  |  | 1.2157 | 0.56286 | 1.3271 | 1.4257 | 0.75714 | 1.62 | 1.4257 | 0.75714 | 1.62 | 1.4257 | 0.75714 | 1.62
[19 empty] | 0.44571 | 0.25714 | 0.45571 | 0.44571 | 0.25714 | 0.45571 | 0.44571 | 0.25714 | 0.45571 | 0.44571 | 0.25714 | 0.45571 |  |  |  |  | 0.44571 | 0.25714 | 0.45571 | 0.60286 | 0.39857 | 0.65571 | 0.60286 | 0.39857 | 0.65571 | 0.60286 | 0.39857 | 0.65571
[19 empty] | 0.44571 | 0.41429 | 0.45571 | 0.44571 | 0.41429 | 0.45571 | 0.44571 | 0.41429 | 0.45571 | 0.44571 | 0.41429 | 0.45571 |  |  |  |  | 0.44571 | 0.41429 | 0.45571 | 0.63143 | 0.6 | 0.66429 | 0.63143 | 0.6 | 0.66429 | 0.63143 | 0.6 | 0.66429
[19 empty] | 0.53286 | 0.55 | 0.52571 | 0.53286 | 0.55 | 0.52571 | 0.53286 | 0.55 | 0.52571 | 0.53286 | 0.55 | 0.52571 |  |  |  |  | 0.53286 | 0.55 | 0.52571 | 0.80143 | 0.77143 | 0.80857 | 0.80143 | 0.77143 | 0.80857 | 0.80143 | 0.77143 | 0.80857
[19 empty] | 0.63286 | 0.68571 | 0.60143 | 0.63286 | 0.68571 | 0.60143 | 0.63286 | 0.68571 | 0.60143 | 0.63286 | 0.68571 | 0.60143 |  |  |  |  | 0.63286 | 0.68571 | 0.60143 | 0.93571 | 0.95 | 0.90571 | 0.93571 | 0.95 | 0.90571 | 0.93571 | 0.95 | 0.90571
[19 empty] | 0.77143 | 0.81857 | 0.73429 | 0.77143 | 0.81857 | 0.73429 | 0.77143 | 0.81857 | 0.73429 | 0.77143 | 0.81857 | 0.73429 |  |  |  |  | 0.77143 | 0.81857 | 0.73429 | 1.0957 | 1.0843 | 1.0514 | 1.0957 | 1.0843 | 1.0514 | 1.0957 | 1.0843 | 1.0514
[19 empty] | 0.90571 | 0.91714 | 0.87 | 0.90571 | 0.91714 | 0.87 | 0.90571 | 0.91714 | 0.87 | 0.90571 | 0.91714 | 0.87 |  |  |  |  | 0.90571 | 0.91714 | 0.87 | 1.2243 | 1.1757 | 1.1786 | 1.2243 | 1.1757 | 1.1786 | 1.2243 | 1.1757 | 1.1786
[19 empty] | 1.9657 | 1.7886 | 2.0857 | 1.9657 | 1.7886 | 2.0857 | 1.9657 | 1.7886 | 2.0857 | 1.9657 | 1.7886 | 2.0857 |  |  |  |  | 1.9657 | 1.7886 | 2.0857 | 2.39 | 2.1486 | 2.5386 | 2.39 | 2.1486 | 2.5386 | 2.39 | 2.1486 | 2.5386
[19 empty] | 2.8643 | 2.8314 | 2.9471 | 2.8643 | 2.8314 | 2.9471 | 2.8643 | 2.8314 | 2.9471 | 2.8643 | 2.8314 | 2.9471 |  |  |  |  | 2.8643 | 2.8314 | 2.9471 | 3.3229 | 3.2529 | 3.4143 | 3.3229 | 3.2529 | 3.4143 | 3.3229 | 3.2529 | 3.4143
[19 empty] | 1.7086 | 2.18 | 3.5686 | 1.7086 | 2.18 | 3.5686 | 1.7086 | 2.18 | 3.5686 | 1.7086 | 2.18 | 3.5686 |  |  |  |  | 1.7086 | 2.18 | 3.5686 | 1.8786 | 2.4329 | 3.8629 | 1.8786 | 2.4329 | 3.8629 | 1.8786 | 2.4329 | 3.8629
[19 empty] | 0.95857 | 1.1514 | 3.3386 | 0.95857 | 1.1514 | 3.3386 | 0.95857 | 1.1514 | 3.3386 | 0.95857 | 1.1514 | 3.3386 |  |  |  |  | 0.95857 | 1.1514 | 3.3386 | 1.0414 | 1.2586 | 3.5386 | 1.0414 | 1.2586 | 3.5386 | 1.0414 | 1.2586 | 3.5386
[19 empty] | 0.81143 | 0.92286 | 2.8286 | 0.81143 | 0.92286 | 2.8286 | 0.81143 | 0.92286 | 2.8286 | 0.81143 | 0.92286 | 2.8286 |  |  |  |  | 0.81143 | 0.92286 | 2.8286 | 0.88714 | 1.01 | 2.9457 | 0.88714 | 1.01 | 2.9457 | 0.88714 | 1.01 | 2.9457
[19 empty] | 0.7 | 0.76714 | 2.4457 | 0.7 | 0.76714 | 2.4457 | 0.7 | 0.76714 | 2.4457 | 0.7 | 0.76714 | 2.4457 |  |  |  |  | 0.7 | 0.76714 | 2.4457 | 0.77143 | 0.84143 | 2.5714 | 0.77143 | 0.84143 | 2.5714 | 0.77143 | 0.84143 | 2.5714
[19 empty] | 2.0929 | 0.67286 | 2.1829 | 2.0929 | 0.67286 | 2.1829 | 2.0929 | 0.67286 | 2.1829 | 2.0929 | 0.67286 | 2.1829 |  |  |  |  | 2.0929 | 0.67286 | 2.1829 | 2.11 | 0.74571 | 2.2929 | 2.11 | 0.74571 | 2.2929 | 2.11 | 0.74571 | 2.2929
[19 empty] | 3.0429 | 0.60571 | 2.0071 | 3.0429 | 0.60571 | 2.0071 | 3.0429 | 0.60571 | 2.0071 | 3.0429 | 0.60571 | 2.0071 |  |  |  |  | 3.0429 | 0.60571 | 2.0071 | 3.0486 | 0.67571 | 2.1171 | 3.0486 | 0.67571 | 2.1171 | 3.0486 | 0.67571 | 2.1171
[19 empty] | 3.0514 | 0.55571 | 1.9171 | 3.0514 | 0.55571 | 1.9171 | 3.0514 | 0.55571 | 1.9171 | 3.0514 | 0.55571 | 1.9171 |  |  |  |  | 3.0514 | 0.55571 | 1.9171 | 3.1 | 0.62429 | 2.0157 | 3.1 | 0.62429 | 2.0157 | 3.1 | 0.62429 | 2.0157
[19 empty] | 2.6086 | 0.54 | 1.94 | 2.6086 | 0.54 | 1.94 | 2.6086 | 0.54 | 1.94 | 2.6086 | 0.54 | 1.94 |  |  |  |  | 2.6086 | 0.54 | 1.94 | 2.6943 | 0.61429 | 2.0671 | 2.6943 | 0.61429 | 2.0671 | 2.6943 | 0.61429 | 2.0671
[19 empty] | 2.5029 | 0.54857 | 2.0671 | 2.5029 | 0.54857 | 2.0671 | 2.5029 | 0.54857 | 2.0671 | 2.5029 | 0.54857 | 2.0671 |  |  |  |  | 2.5029 | 0.54857 | 2.0671 | 2.6614 | 0.63429 | 2.2529 | 2.6614 | 0.63429 | 2.2529 | 2.6614 | 0.63429 | 2.2529
[19 empty] | 2.5357 | 2.45 | 2.2357 | 2.5357 | 2.45 | 2.2357 | 2.5357 | 2.45 | 2.2357 | 2.5357 | 2.45 | 2.2357 |  |  |  |  | 2.5357 | 2.45 | 2.2357 | 2.7657 | 2.5686 | 2.4814 | 2.7657 | 2.5686 | 2.4814 | 2.7657 | 2.5686 | 2.4814
[19 empty] | 2.11 | 3.4557 | 1.8914 | 2.11 | 3.4557 | 1.8914 | 2.11 | 3.4557 | 1.8914 | 2.11 | 3.4557 | 1.8914 |  |  |  |  | 2.11 | 3.4557 | 1.8914 | 2.3943 | 3.6057 | 2.1871 | 2.3943 | 3.6057 | 2.1871 | 2.3943 | 3.6057 | 2.1871
[19 empty] | 1.68 | 3.1386 | 1.5757 | 1.68 | 3.1386 | 1.5757 | 1.68 | 3.1386 | 1.5757 | 1.68 | 3.1386 | 1.5757 |  |  |  |  | 1.68 | 3.1386 | 1.5757 | 1.9814 | 3.3357 | 1.8657 | 1.9814 | 3.3357 | 1.8657 | 1.9814 | 3.3357 | 1.8657
[19 empty] | 1.6557 | 2.4986 | 1.5714 | 1.6557 | 2.4986 | 1.5714 | 1.6557 | 2.4986 | 1.5714 | 1.6557 | 2.4986 | 1.5714 |  |  |  |  | 1.6557 | 2.4986 | 1.5714 | 1.9914 | 2.7329 | 1.9014 | 1.9914 | 2.7329 | 1.9014 | 1.9914 | 2.7329 | 1.9014
[19 empty] | 1.6614 | 2.1657 | 1.6029 | 1.6614 | 2.1657 | 1.6029 | 1.6614 | 2.1657 | 1.6029 | 1.6614 | 2.1657 | 1.6029 |  |  |  |  | 1.6614 | 2.1657 | 1.6029 | 2.0086 | 2.4429 | 1.9543 | 2.0086 | 2.4429 | 1.9543 | 2.0086 | 2.4429 | 1.9543
[19 empty] | 1.6557 | 2.02 | 1.6 | 1.6557 | 2.02 | 1.6 | 1.6557 | 2.02 | 1.6 | 1.6557 | 2.02 | 1.6 |  |  |  |  | 1.6557 | 2.02 | 1.6 | 2.0171 | 2.3129 | 1.9671 | 2.0171 | 2.3129 | 1.9671 | 2.0171 | 2.3129 | 1.9671
[19 empty] | Refer to victorian Type 3: Supplementary of the code | [6 empty] | Supplementary of the code
[19 empty] | To Plot Type 1: Victorian; Refer to victorian Type 1: 1945-1983; Refer to 1945-1983's Type 1: 1984-1998; Refer to 1984-1998's Type 1: 1998-2002 |  | Victorian |  |  | 1945-1983 |  |  | 1984-1998 |  |  | 1998-2002
[19 empty] | 0 | 0 | 0 | 0 | 0 | 0 | 0 | 0 | 0 | 0 | 0 | 0 |  |  |  |  | 0 | 0 | 0 | 0 | 0 | 0 | 0 | 0 | 0 | 0 | 0 | 0
[19 empty] | 0 | 0 | 0 | 0 | 0 | 0 | 0 | 0 | 0 | 0 | 0 | 0 |  |  |  |  | 0 | 0 | 0 | 0 | 0 | 0 | 0 | 0 | 0 | 0 | 0 | 0
[19 empty] | 0 | 0 | 0 | 0 | 0 | 0 | 0 | 0 | 0 | 0 | 0 | 0 |  |  |  |  | 0 | 0 | 0 | 0 | 0 | 0 | 0 | 0 | 0 | 0 | 0 | 0
[19 empty] | 0 | 0 | 0 | 0 | 0 | 0 | 0 | 0 | 0 | 0 | 0 | 0 |  |  |  |  | 0 | 0 | 0 | 0 | 0 | 0 | 0 | 0 | 0 | 0 | 0 | 0
[19 empty] | 0 | 0 | 0 | 0 | 0 | 0 | 0 | 0 | 0 | 0 | 0 | 0 |  |  |  |  | 0 | 0 | 0 | 0 | 0 | 0 | 0 | 0 | 0 | 0 | 0 | 0
[19 empty] | 0 | 0 | 0 | 0 | 0 | 0 | 0 | 0 | 0 | 0 | 0 | 0 |  |  |  |  | 0 | 0 | 0 | 0 | 0 | 0 | 0 | 0 | 0 | 0 | 0 | 0
[19 empty] | 0 | 0 | 0 | 0 | 0 | 0 | 0 | 0 | 0 | 0 | 0 | 0 |  |  |  |  | 0 | 0 | 0 | 0 | 0 | 0 | 0 | 0 | 0 | 0 | 0 | 0
[19 empty] | 0 | 0 | 0 | 0 | 0 | 0 | 0 | 0 | 0 | 0 | 0 | 0 |  |  |  |  | 0 | 0 | 0 | 0 | 0 | 0 | 0 | 0 | 0 | 0 | 0 | 0
[19 empty] | 0 | 0 | 0 | 0 | 0 | 0 | 0 | 0 | 0 | 0 | 0 | 0 |  |  |  |  | 0 | 0 | 0 | 0 | 0 | 0 | 0 | 0 | 0 | 0 | 0 | 0
[19 empty] | 0 | 0 | 0 | 0 | 0 | 0 | 0 | 0 | 0 | 0 | 0 | 0 |  |  |  |  | 0 | 0 | 0 | 0 | 0 | 0 | 0 | 0 | 0 | 0 | 0 | 0
[19 empty] | 0 | 0 | 0 | 0 | 0 | 0 | 0 | 0 | 0 | 0 | 0 | 0 |  |  |  |  | 0 | 0 | 0 | 0 | 0 | 0 | 0 | 0 | 0 | 0 | 0 | 0
[19 empty] | 0 | 0 | 0 | 0 | 0 | 0 | 0 | 0 | 0 | 0 | 0 | 0 |  |  |  |  | 0 | 0 | 0 | 0 | 0 | 0 | 0 | 0 | 0 | 0 | 0 | 0
[19 empty] | 0 | 0 | 0 | 0 | 0 | 0 | 0 | 0 | 0 | 0 | 0 | 0 |  |  |  |  | 0 | 0 | 0 | 0 | 0 | 0 | 0 | 0 | 0 | 0 | 0 | 0
[19 empty] | 0 | 0 | 0 | 0 | 0 | 0 | 0 | 0 | 0 | 0 | 0 | 0 |  |  |  |  | 0 | 0 | 0 | 0 | 0 | 0 | 0 | 0 | 0 | 0 | 0 | 0
[19 empty] | 0 | 0 | 0 | 0 | 0 | 0 | 0 | 0 | 0 | 0 | 0 | 0 |  |  |  |  | 0 | 0 | 0 | 0 | 0 | 0 | 0 | 0 | 0 | 0 | 0 | 0
[19 empty] | 0 | 0 | 0 | 0 | 0 | 0 | 0 | 0 | 0 | 0 | 0 | 0 |  |  |  |  | 0 | 0 | 0 | 0 | 0 | 0 | 0 | 0 | 0 | 0 | 0 | 0
[19 empty] | 0 | 0 | 0 | 0 | 0 | 0 | 0 | 0 | 0 | 0 | 0 | 0 |  |  |  |  | 0 | 0 | 0 | 0 | 0 | 0 | 0 | 0 | 0 | 0 | 0 | 0
[19 empty] | 0 | 0 | 0 | 0 | 0 | 0 | 0 | 0 | 0 | 0 | 0 | 0 |  |  |  |  | 0 | 0 | 0 | 0 | 0 | 0 | 0 | 0 | 0 | 0 | 0 | 0
[19 empty] | 0 | 0 | 0 | 0 | 0 | 0 | 0 | 0 | 0 | 0 | 0 | 0 |  |  |  |  | 0 | 0 | 0 | 0 | 0 | 0 | 0 | 0 | 0 | 0 | 0 | 0
[19 empty] | 0 | 0 | 0 | 0 | 0 | 0 | 0 | 0 | 0 | 0 | 0 | 0 |  |  |  |  | 0 | 0 | 0 | 0 | 0 | 0 | 0 | 0 | 0 | 0 | 0 | 0
[19 empty] | 0 | 0 | 0 | 0 | 0 | 0 | 0 | 0 | 0 | 0 | 0 | 0 |  |  |  |  | 0 | 0 | 0 | 0 | 0 | 0 | 0 | 0 | 0 | 0 | 0 | 0
[19 empty] | 0 | 0 | 0 | 0 | 0 | 0 | 0 | 0 | 0 | 0 | 0 | 0 |  |  |  |  | 0 | 0 | 0 | 0 | 0 | 0 | 0 | 0 | 0 | 0 | 0 | 0
[19 empty] | 0 | 0 | 0 | 0 | 0 | 0 | 0 | 0 | 0 | 0 | 0 | 0 |  |  |  |  | 0 | 0 | 0 | 0 | 0 | 0 | 0 | 0 | 0 | 0 | 0 | 0
[19 empty] | 0 | 0 | 0 | 0 | 0 | 0 | 0 | 0 | 0 | 0 | 0 | 0 |  |  |  |  | 0 | 0 | 0 | 0 | 0 | 0 | 0 | 0 | 0 | 0 | 0 | 0
1

## Profile Estimator
Home | construction specification
Specific housetype Heating Demand Profile Generator
This tool can be useful for generating the specific housetype's heating demand profile. However to generate the demand profile of a whole community please follow the link below
1 | Choose the Build Period of the House
3
2 | Chose the type of the house
2
3 | Chose the period you want to find the Demand profile |  | Go to the Community Demand Profile Generator
3
[6 empty] | To Plot |  |  | Screen |  | Refer to victorian |  |  | Refer to 1945-1983's |  |  | Refer to 1984-1998's |  |  | Refer to 1998-2002's
|  |  |  | Type of occupancy |  |  |  | Type 1 | Type 2 | Type 3 | Type 1 | Type 2 | Type 3 | Type 1 | Type 2 | Type 3 | Type 1 | Type 2 | Type 3 | Type 1 | Type 2 | Type 3
|  |  |  | 00h30 | 0.32143 | 0.24429 | 0.37429 | 0.32143 | 0.24429 | 0.37429 | 0 | 0 | 0 | 0 | 0 | 0 | 0.32143 | 0.24429 | 0.37429 | 0 | 0 | 0
|  |  |  | 01h30 | 0.0028571 | 0 | 0.0057143 | 0.0028571 | 0 | 0.0057143 | 0 | 0 | 0 | 0 | 0 | 0 | 0.0028571 | 0 | 0.0057143 | 0 | 0 | 0
|  |  |  | 02h30 | 0.0085714 | 0.0014286 | 0.0085714 | 0.0085714 | 0.0014286 | 0.0085714 | 0 | 0 | 0 | 0 | 0 | 0 | 0.0085714 | 0.0014286 | 0.0085714 | 0 | 0 | 0
|  |  |  | 03h30 | 0.058571 | 0.028571 | 0.058571 | 0.058571 | 0.028571 | 0.058571 | 0 | 0 | 0 | 0 | 0 | 0 | 0.058571 | 0.028571 | 0.058571 | 0 | 0 | 0
|  |  |  | 04h30 | 0.13857 | 0.082857 | 0.13286 | 0.13857 | 0.082857 | 0.13286 | 0 | 0 | 0 | 0 | 0 | 0 | 0.13857 | 0.082857 | 0.13286 | 0 | 0 | 0
|  |  |  | 05h30 | 0.17714 | 0.10857 | 0.17 | 0.17714 | 0.10857 | 0.17 | 0 | 0 | 0 | 0 | 0 | 0 | 0.17714 | 0.10857 | 0.17 | 0 | 0 | 0
|  |  |  | 06h30 | 0.15143 | 0.095714 | 0.14714 | 0.15143 | 0.095714 | 0.14714 | 0 | 0 | 0 | 0 | 0 | 0 | 0.15143 | 0.095714 | 0.14714 | 0 | 0 | 0
|  |  |  | 07h30 | 0.74 | 0.57286 | 0.90143 | 0.74 | 0.57286 | 0.90143 | 0 | 0 | 0 | 0 | 0 | 0 | 0.74 | 0.57286 | 0.90143 | 0 | 0 | 0
|  |  |  | 08h30 | 1.1186 | 1.0671 | 1.2043 | 1.1186 | 1.0671 | 1.2043 | 0 | 0 | 0 | 0 | 0 | 0 | 1.1186 | 1.0671 | 1.2043 | 0 | 0 | 0
|  |  |  | 09h30 | 0.77143 | 0.81429 | 1.5114 | 0.77143 | 0.81429 | 1.5114 | 0 | 0 | 0 | 0 | 0 | 0 | 0.77143 | 0.81429 | 1.5114 | 0 | 0 | 0
|  |  |  | 10h30 | 0.51286 | 0.57143 | 1.3014 | 0.51286 | 0.57143 | 1.3014 | 0 | 0 | 0 | 0 | 0 | 0 | 0.51286 | 0.57143 | 1.3014 | 0 | 0 | 0
|  |  |  | 11h30 | 0.34714 | 0.37429 | 0.86286 | 0.34714 | 0.37429 | 0.86286 | 0 | 0 | 0 | 0 | 0 | 0 | 0.34714 | 0.37429 | 0.86286 | 0 | 0 | 0
|  |  |  | 12h30 | 0.28714 | 0.26429 | 0.78714 | 0.28714 | 0.26429 | 0.78714 | 0 | 0 | 0 | 0 | 0 | 0 | 0.28714 | 0.26429 | 0.78714 | 0 | 0 | 0
|  |  |  | 13h30 | 0.49286 | 0.21 | 0.53286 | 0.49286 | 0.21 | 0.53286 | 0 | 0 | 0 | 0 | 0 | 0 | 0.49286 | 0.21 | 0.53286 | 0 | 0 | 0
|  |  |  | 14h30 | 0.61143 | 0.14143 | 0.50143 | 0.61143 | 0.14143 | 0.50143 | 0 | 0 | 0 | 0 | 0 | 0 | 0.61143 | 0.14143 | 0.50143 | 0 | 0 | 0
|  |  |  | 15h30 | 0.52286 | 0.11143 | 0.35286 | 0.52286 | 0.11143 | 0.35286 | 0 | 0 | 0 | 0 | 0 | 0 | 0.52286 | 0.11143 | 0.35286 | 0 | 0 | 0
|  |  |  | 16h30 | 0.42714 | 0.084286 | 0.34 | 0.42714 | 0.084286 | 0.34 | 0 | 0 | 0 | 0 | 0 | 0 | 0.42714 | 0.084286 | 0.34 | 0 | 0 | 0
|  |  |  | 17h30 | 0.43857 | 0.094286 | 0.36 | 0.43857 | 0.094286 | 0.36 | 0 | 0 | 0 | 0 | 0 | 0 | 0.43857 | 0.094286 | 0.36 | 0 | 0 | 0
|  |  |  | 18h30 | 0.52429 | 0.50286 | 0.45857 | 0.52429 | 0.50286 | 0.45857 | 0 | 0 | 0 | 0 | 0 | 0 | 0.52429 | 0.50286 | 0.45857 | 0 | 0 | 0
|  |  |  | 19h30 | 0.32429 | 0.51429 | 0.26143 | 0.32429 | 0.51429 | 0.26143 | 0 | 0 | 0 | 0 | 0 | 0 | 0.32429 | 0.51429 | 0.26143 | 0 | 0 | 0
|  |  |  | 20h30 | 0.20143 | 0.29571 | 0.17714 | 0.20143 | 0.29571 | 0.17714 | 0 | 0 | 0 | 0 | 0 | 0 | 0.20143 | 0.29571 | 0.17714 | 0 | 0 | 0
|  |  |  | 21h30 | 0.32286 | 0.38857 | 0.3 | 0.32286 | 0.38857 | 0.3 | 0 | 0 | 0 | 0 | 0 | 0 | 0.32286 | 0.38857 | 0.3 | 0 | 0 | 0
|  |  |  | 22h30 | 0.46286 | 0.51714 | 0.44 | 0.46286 | 0.51714 | 0.44 | 0 | 0 | 0 | 0 | 0 | 0 | 0.46286 | 0.51714 | 0.44 | 0 | 0 | 0
|  |  |  | 23h30 | 0.60571 | 0.65 | 0.58571 | 0.60571 | 0.65 | 0.58571 | 0 | 0 | 0 | 0 | 0 | 0 | 0.60571 | 0.65 | 0.58571 | 0 | 0 | 0
The code
| What "occupancy type 1,2,3" mean |  | Home
[8 empty] | 0.32143 | 0.24429 | 0.37429 | 0.32143 | 0.24429 | 0.37429 | 0.32143 | 0.24429 | 0.37429 | 0 | 0 | 0
|  |  |  | Build Period |  | Tag |  | 0.0028571 | 0 | 0.0057143 | 0.0028571 | 0 | 0.0057143 | 0.0028571 | 0 | 0.0057143 | 0 | 0 | 0
|  |  |  | Victorian |  | 1 |  | 0.0085714 | 0.0014286 | 0.0085714 | 0.0085714 | 0.0014286 | 0.0085714 | 0.0085714 | 0.0014286 | 0.0085714 | 0 | 0 | 0
|  |  |  | 1945-1983 |  | 2 |  | 0.058571 | 0.028571 | 0.058571 | 0.058571 | 0.028571 | 0.058571 | 0.058571 | 0.028571 | 0.058571 | 0 | 0 | 0
|  |  |  | 1984-1997 |  | 3 |  | 0.13857 | 0.082857 | 0.13286 | 0.13857 | 0.082857 | 0.13286 | 0.13857 | 0.082857 | 0.13286 | 0 | 0 | 0
|  |  |  | 1998-2002 |  | 4 |  | 0.17714 | 0.10857 | 0.17 | 0.17714 | 0.10857 | 0.17 | 0.17714 | 0.10857 | 0.17 | 0 | 0 | 0
[8 empty] | 0.15143 | 0.095714 | 0.14714 | 0.15143 | 0.095714 | 0.14714 | 0.15143 | 0.095714 | 0.14714 | 0 | 0 | 0
|  |  |  | Season |  | Tag |  | 0.74 | 0.57286 | 0.90143 | 0.74 | 0.57286 | 0.90143 | 0.74 | 0.57286 | 0.90143 | 0 | 0 | 0
|  |  |  | Winter (1/1 - 11/4) |  | 1 |  | 1.1186 | 1.0671 | 1.2043 | 1.1186 | 1.0671 | 1.2043 | 1.1186 | 1.0671 | 1.2043 | 0 | 0 | 0
|  |  |  | Spring (12/4 - 13/5) |  | 2 |  | 0.77143 | 0.81429 | 1.5114 | 0.77143 | 0.81429 | 1.5114 | 0.77143 | 0.81429 | 1.5114 | 0 | 0 | 0
|  |  |  | Summer (15/5 - 3/9) |  | 3 |  | 0.51286 | 0.57143 | 1.3014 | 0.51286 | 0.57143 | 1.3014 | 0.51286 | 0.57143 | 1.3014 | 0 | 0 | 0
|  |  |  | Autumn(4/9 - 29/10) |  | 4 |  | 0.34714 | 0.37429 | 0.86286 | 0.34714 | 0.37429 | 0.86286 | 0.34714 | 0.37429 | 0.86286 | 0 | 0 | 0
|  |  |  | Winter (30/10 - 31/12) |  | 5 |  | 0.28714 | 0.26429 | 0.78714 | 0.28714 | 0.26429 | 0.78714 | 0.28714 | 0.26429 | 0.78714 | 0 | 0 | 0
[8 empty] | 0.49286 | 0.21 | 0.53286 | 0.49286 | 0.21 | 0.53286 | 0.49286 | 0.21 | 0.53286 | 0 | 0 | 0
|  |  |  | Type of house |  | Tag |  | 0.61143 | 0.14143 | 0.50143 | 0.61143 | 0.14143 | 0.50143 | 0.61143 | 0.14143 | 0.50143 | 0 | 0 | 0
|  |  |  | Detached |  | `1 |  | 0.52286 | 0.11143 | 0.35286 | 0.52286 | 0.11143 | 0.35286 | 0.52286 | 0.11143 | 0.35286 | 0 | 0 | 0
|  |  |  | Terrace |  | 2 |  | 0.42714 | 0.084286 | 0.34 | 0.42714 | 0.084286 | 0.34 | 0.42714 | 0.084286 | 0.34 | 0 | 0 | 0
|  |  |  | Top/Ground Flat |  | 3 |  | 0.43857 | 0.094286 | 0.36 | 0.43857 | 0.094286 | 0.36 | 0.43857 | 0.094286 | 0.36 | 0 | 0 | 0
|  |  |  | Mid Flat |  | 4 |  | 0.52429 | 0.50286 | 0.45857 | 0.52429 | 0.50286 | 0.45857 | 0.52429 | 0.50286 | 0.45857 | 0 | 0 | 0
|  |  |  | S-Detached |  | 5 |  | 0.32429 | 0.51429 | 0.26143 | 0.32429 | 0.51429 | 0.26143 | 0.32429 | 0.51429 | 0.26143 | 0 | 0 | 0
[8 empty] | 0.20143 | 0.29571 | 0.17714 | 0.20143 | 0.29571 | 0.17714 | 0.20143 | 0.29571 | 0.17714 | 0 | 0 | 0
[8 empty] | 0.32286 | 0.38857 | 0.3 | 0.32286 | 0.38857 | 0.3 | 0.32286 | 0.38857 | 0.3 | 0 | 0 | 0
[8 empty] | 0.46286 | 0.51714 | 0.44 | 0.46286 | 0.51714 | 0.44 | 0.46286 | 0.51714 | 0.44 | 0 | 0 | 0
[8 empty] | 0.60571 | 0.65 | 0.58571 | 0.60571 | 0.65 | 0.58571 | 0.60571 | 0.65 | 0.58571 | 0 | 0 | 0
Supplementary of the code
[8 empty] | Victorian |  |  | 1945-1983 |  |  | 1984-1998 |  |  | 1998-2002
[8 empty] | 0 | 0 | 0 | 0 | 0 | 0 | 0 | 0 | 0 | 0 | 0 | 0
[8 empty] | 0 | 0 | 0 | 0 | 0 | 0 | 0 | 0 | 0 | 0 | 0 | 0
[8 empty] | 0 | 0 | 0 | 0 | 0 | 0 | 0 | 0 | 0 | 0 | 0 | 0
[8 empty] | 0 | 0 | 0 | 0 | 0 | 0 | 0 | 0 | 0 | 0 | 0 | 0
[8 empty] | 0 | 0 | 0 | 0 | 0 | 0 | 0 | 0 | 0 | 0 | 0 | 0
[8 empty] | 0 | 0 | 0 | 0 | 0 | 0 | 0 | 0 | 0 | 0 | 0 | 0
[8 empty] | 0 | 0 | 0 | 0 | 0 | 0 | 0 | 0 | 0 | 0 | 0 | 0
[8 empty] | 0 | 0 | 0 | 0 | 0 | 0 | 0 | 0 | 0 | 0 | 0 | 0
[8 empty] | 0 | 0 | 0 | 0 | 0 | 0 | 0 | 0 | 0 | 0 | 0 | 0
[8 empty] | 0 | 0 | 0 | 0 | 0 | 0 | 0 | 0 | 0 | 0 | 0 | 0
[8 empty] | 0 | 0 | 0 | 0 | 0 | 0 | 0 | 0 | 0 | 0 | 0 | 0
[8 empty] | 0 | 0 | 0 | 0 | 0 | 0 | 0 | 0 | 0 | 0 | 0 | 0
[8 empty] | 0 | 0 | 0 | 0 | 0 | 0 | 0 | 0 | 0 | 0 | 0 | 0
[8 empty] | 0 | 0 | 0 | 0 | 0 | 0 | 0 | 0 | 0 | 0 | 0 | 0
[8 empty] | 0 | 0 | 0 | 0 | 0 | 0 | 0 | 0 | 0 | 0 | 0 | 0
[8 empty] | 0 | 0 | 0 | 0 | 0 | 0 | 0 | 0 | 0 | 0 | 0 | 0
[8 empty] | 0 | 0 | 0 | 0 | 0 | 0 | 0 | 0 | 0 | 0 | 0 | 0
[8 empty] | 0 | 0 | 0 | 0 | 0 | 0 | 0 | 0 | 0 | 0 | 0 | 0
[8 empty] | 0 | 0 | 0 | 0 | 0 | 0 | 0 | 0 | 0 | 0 | 0 | 0
[8 empty] | 0 | 0 | 0 | 0 | 0 | 0 | 0 | 0 | 0 | 0 | 0 | 0
[8 empty] | 0 | 0 | 0 | 0 | 0 | 0 | 0 | 0 | 0 | 0 | 0 | 0
[8 empty] | 0 | 0 | 0 | 0 | 0 | 0 | 0 | 0 | 0 | 0 | 0 | 0
[8 empty] | 0 | 0 | 0 | 0 | 0 | 0 | 0 | 0 | 0 | 0 | 0 | 0
[8 empty] | 0 | 0 | 0 | 0 | 0 | 0 | 0 | 0 | 0 | 0 | 0 | 0

## Construction Specifications
Home
Construction name
| Stone Build |  |  | Early-Build
| Walls | Roof | Floor | Walls | Roof | Floor
| 100 mm Sandstone | 32 mm Glasswool | 33 mm Expanded PVC | 100 mm Paviour Brick | 32 mm Glasswool | 33 mm Expanded PVC
| 50 mm Air Gap | 13 mm Gypsum Plasterboard | 7.5 mm softwool | 50 mm Air Gap | 13 mm Gypsum Plasterboard | 7.5 mm softwool
| 5 mm Glasswool | 3 mm Light Plaster | 5 mm Wilton | 5 mm Glasswool | 3 mm Light Plaster | 5 mm Wilton
| 13 mm Gypsum Plasterboard |  |  | 13 mm Gypsum Plasterboard
| 3 mm light Plaster |  |  | 3 mm light Plaster
U value | 1.65 | 0.93 | 0.86 | 1.5 | 0.93 | 0.86
| Mid-Build |  |  | New-Build
| Walls | Roof | Floor | Walls | Roof | Floor
| 100 mm Paviour Brick | 105 mm Glasswool | 74 mm Expanded PVC | 100 mm Paviour Brick | 105 mm Glasswool | 74 mm Expanded PVC
| 50 mm Air Gap | 13 mm Gypsum Plasterboard | 7.5 mm softwool | 50 mm Air Gap | 13 mm Gypsum Plasterboard | 7.5 mm softwool
| 45 mm Glasswool | 3 mm Light Plaster | 5 mm Wilton | 45 mm Glasswool | 3 mm Light Plaster | 5 mm Wilton
| 13 mm Gypsum Plasterboard |  |  | 13 mm Gypsum Plasterboard
| 3 mm light Plaster |  |  | 3 mm light Plaster
U value | 0.6 | 0.35 | 0.45 | 0.3 | 0.16 | 0.25
Back to Previous Page
Infiltration level
|  | Poor Infiltration | Stadard Infiltration | Tight Infiltration
|  | 1.3 air Changes per hour | 1 air Changes per hour | 0.74 air changes per hour
Back to Previous Page
Glazing Type
|  | Single Glazing |  | Double Glazing
|  | 6mm Plate Glass |  | 6 mm Plate Glass
12 mm air Gap
6 mm Plate Glass
| U value | 5.6 |  | 3.5
Back to Previous Page
Occupancy
| Occupancy Type 1: This type of occupancy best fits in a household that at lest one member has a part time job during the morning session. |  | Occupancy Type 2: This type of occupancy best fits into a household that all members are working on a full time scheme |  | Occupancy Type 3: This type of occupancy best fits into a household that there is one or more pensoners, disabled persons or uneployed.
| Unoccupied Period : 9:00 - 18:00 |  | Unoccupied Period : 9:00 - 13:00 |  | Unoccupied Period : N/A (full occupied household)
| Back to Home | Back to specific housetype's demand profile generator
Average size of different types of rooms
Type of room
|  |  | Compact single rooms | 10
|  |  | Compact double rooms | 15
|  |  | Average single rooms | 15
|  |  | Average double rooms | 22.5
|  |  | Large single rooms | 20
|  |  | Large double rooms | 30
|  |  | Fixed size kitchen | 16
|  |  | Fixed size bathroom | 10
Back to Previous Page
|  | Insulation categories | and related ESP-r Databases
|  | Poor Inslulation |  |  | Type of Construction | Construction Database name
|  | WALL | SE_w_I_1.5
|  | ROOF | SE_R_I_0.93 |  | WALL | SE_w_I_1.5
|  | FLOOR | SE_F_I_86 |  | WALL | SE_w_I_0.6
|  | GLAZING | SE_G_5 |  | WALL | SE_W_I_0.3
|  | DOORS | SE_D_5 |  | ROOF | SE_R_I_93
|  | standard insulation |  |  | ROOF | SE_R_I_035
|  | WALL | SE_W_I_0.6 |  | ROOF | SE_R_I_0.16
|  | ROOF | SE_R_I_035 |  | FLOOR | SE_F_I_86
|  | FLOOR | SE_F_I_O.45 |  | FLOOR | SE_F_I_0.45
|  | GLAZING | SE_G_3.3 |  | FLOOR | SE_F_I_0.25
|  | DOORS | SE_d_2 |  | GLAZING | SE_G_5
[5 empty] | GLAZING | SE_G_3.3
|  | Hign Insulation |  |  | GLAZING | SE_G_2
|  | WALL | SE_W_I_0.3
|  | ROOF | SE_R_I_0.16
|  | FLOOR | SE_F_I_0.25
|  | GLAZING | SE_G_2
|  | DOORS | SE_D_3.3

## Victorian
| Home |  | Victorian's Database
Do not touch
|  |  | Base Case (in a typical winter_1 day) | [16 empty] | Base Case (in a typical winter_1 day)
| Victorian Detached |  |  |  |  | Victorian terrace |  |  |  |  | Victorian Top/Ground Flat |  |  |  |  | Victorian Mid Flat | [5 empty] | Victorian Semi-detached |  |  | Summary
[28 empty] | 00h30 | 0.66 | 1.93 | 0.94571 | 2.7729 | 00h30 | 0.57 | 1.82 | 0.76571 | 2.3586 | 00h30 | 0.86 | 2.57 | 1.1229 | 2.9143 | 00h30 | 0.52 | 1.58 | 0.81143 | 2.4214 | 00h30 | 0.44 | 1.45 | 0.64429 | 2.0314 | 00h30 | 0.73 | 2.22 | 0.85 | 2.3757 | 00h30 | 0.39 | 1.42 | 0.70143 | 2.3243 | 00h30 | 0.29 | 1.24 | 0.5 | 1.81 | 00h30 | 0.59 | 1.98 | 0.81143 | 2.5143 | 00h30 | 0.22 | 0.99 | 0.51 | 1.8514 | 00h30 | 0.16 | 0.75 | 0.29429 | 1.22 | 00h30 | 0.43 | 1.59 | 0.57143 | 2.1214 | 00h30 | 0.25 | 1.31 | 0.49714 | 2.1843 | 00h30 | 0.15 | 1.16 | 0.35571 | 1.7543 | 00h30 | 0.34 | 1.94 | 0.58 | 2.4543
| Occupancy type 1 | Occupancy type 2 | Occupancy type 3 |  |  | Occupancy type 1 | Occupancy type 2 | Occupancy type 3 |  |  | Occupancy type 1 | Occupancy type 2 | Occupancy type 3 |  |  | Occupancy type 1 | Occupancy type 2 | Occupancy type 3 |  |  |  | Occupancy type 1 | Occupancy type 2 | Occupancy type 3 | Occupancy type 1 | Occupancy type 2 | Occupancy type 3 | 01h30 | 0.33 | 1.2 | 0.55429 | 1.8929 | 01h30 | 0.27 | 1.13 | 0.44714 | 1.6243 | 01h30 | 0.44 | 1.55 | 0.65286 | 1.9629 | 01h30 | 0.21 | 0.88 | 0.42571 | 1.5157 | 01h30 | 0.15 | 0.8 | 0.33286 | 1.3129 | 01h30 | 0.32 | 1.21 | 0.44857 | 1.4729 | 01h30 | 0.08 | 0.74 | 0.31429 | 1.4157 | 01h30 | 0.06 | 0.6 | 0.23571 | 1.1543 | 01h30 | 0.2 | 1.03 | 0.36286 | 1.5029 | 01h30 | 0 | 0.36 | 0.15571 | 0.93 | 01h30 | 0 | 0.25 | 0.09 | 0.66286 | 01h30 | 0.08 | 0.64 | 0.16143 | 1.0286 | 01h30 | 0.17 | 0.83 | 0.36143 | 1.5057 | 01h30 | 0.1 | 0.73 | 0.28143 | 1.25 | 01h30 | 0.22 | 1.16 | 0.40286 | 1.6429
| kW | kW | kW |  |  | kW | kW | kW |  |  | kW | kW | kW |  |  | kW | kW | kW |  |  |  | kW | kW | kW | kW | kW | kW | 02h30 | 0.38 | 1.44 | 0.61571 | 2.0929 | 02h30 | 0.39 | 1.45 | 0.53857 | 1.8429 | 02h30 | 0.44 | 1.55 | 0.66429 | 2.1257 | 02h30 | 0.26 | 1.08 | 0.46 | 1.6686 | 02h30 | 0.26 | 1.1 | 0.41571 | 1.5029 | 02h30 | 0.32 | 1.21 | 0.45286 | 1.5086 | 02h30 | 0.13 | 0.95 | 0.33 | 1.5671 | 02h30 | 0.17 | 0.95 | 0.31571 | 1.3929 | 02h30 | 0.2 | 1.03 | 0.36429 | 1.5757 | 02h30 | 0 | 0.53 | 0.15571 | 0.96714 | 02h30 | 0.04 | 0.56 | 0.14714 | 0.87429 | 02h30 | 0.08 | 0.64 | 0.16143 | 1.0286 | 02h30 | 0.24 | 1.05 | 0.42571 | 1.6829 | 02h30 | 0.25 | 1.07 | 0.39 | 1.47 | 02h30 | 0.23 | 1.16 | 0.42429 | 1.7129
00h30 | 3.7186 | 3.1243 | 4.0371 |  | 00h30 | 3.2329 | 2.6757 | 3.2257 | 00h30 |  | 3.0257 | 2.31 | 3.3257 | 00h30 |  | 2.3614 | 1.5143 | 2.6929 |  | 00h30 |  | 2.6814 | 2.11 | 3.0343 | 3.004 | 2.3469 | 3.2631 | 03h30 | 0.51 | 1.71 | 0.74857 | 2.3743 | 03h30 | 0.52 | 1.73 | 0.67429 | 2.1314 | 03h30 | 0.52 | 1.7 | 0.75714 | 2.3729 | 03h30 | 0.35 | 1.29 | 0.56714 | 1.8971 | 03h30 | 0.38 | 1.33 | 0.53429 | 1.7557 | 03h30 | 0.37 | 1.3 | 0.51571 | 1.6657 | 03h30 | 0.25 | 1.21 | 0.44 | 1.85 | 03h30 | 0.26 | 1.26 | 0.42286 | 1.7057 | 03h30 | 0.25 | 1.21 | 0.44571 | 1.8271 | 03h30 | 0.07 | 0.74 | 0.21 | 1.1714 | 03h30 | 0.08 | 0.77 | 0.21 | 1.1086 | 03h30 | 0.09 | 0.75 | 0.21286 | 1.1771 | 03h30 | 0.34 | 1.29 | 0.54286 | 1.9343 | 03h30 | 0.36 | 1.32 | 0.51571 | 1.7557 | 03h30 | 0.32 | 1.29 | 0.53143 | 1.9114
01h30 | 2.4471 | 2.0714 | 2.6157 |  | 01h30 | 1.9414 | 1.6457 | 1.9214 | 01h30 |  | 1.73 | 1.39 | 1.8657 | 01h30 |  | 1.0857 | 0.75286 | 1.19 |  | 01h30 |  | 1.8671 | 1.5314 | 2.0457 | 1.8143 | 1.4783 | 1.9277 | 04h30 | 0.6 | 1.87 | 0.82143 | 2.5186 | 04h30 | 0.6 | 1.88 | 0.73857 | 2.2457 | 04h30 | 0.57 | 1.81 | 0.80571 | 2.4914 | 04h30 | 0.44 | 1.45 | 0.63429 | 2.0257 | 04h30 | 0.45 | 1.47 | 0.59571 | 1.86 | 04h30 | 0.4 | 1.38 | 0.55143 | 1.7671 | 04h30 | 0.33 | 1.42 | 0.51857 | 2.0314 | 04h30 | 0.33 | 1.44 | 0.49857 | 1.8586 | 04h30 | 0.3 | 1.34 | 0.49286 | 1.9857 | 04h30 | 0.15 | 0.93 | 0.25429 | 1.3371 | 04h30 | 0.15 | 0.94 | 0.27 | 1.27 | 04h30 | 0.12 | 0.84 | 0.23571 | 1.2814 | 04h30 | 0.43 | 1.45 | 0.62429 | 2.0714 | 04h30 | 0.44 | 1.46 | 0.58 | 1.87 | 04h30 | 0.4 | 1.4 | 0.60286 | 2.0357
02h30 | 2.7086 | 2.3814 | 2.79 |  | 02h30 | 2.1286 | 1.9186 | 1.9614 | 02h30 |  | 1.8971 | 1.7086 | 1.94 | 02h30 |  | 1.1229 | 1.0214 | 1.19 |  | 02h30 |  | 2.1086 | 1.86 | 2.1371 | 1.9931 | 1.778 | 2.0037 | 05h30 | 0.65 | 2.01 | 0.85286 | 2.5929 | 05h30 | 0.66 | 2.01 | 0.76286 | 2.2986 | 05h30 | 0.62 | 1.95 | 0.83571 | 2.5671 | 05h30 | 0.5 | 1.58 | 0.66714 | 2.0957 | 05h30 | 0.5 | 1.59 | 0.61714 | 1.9057 | 05h30 | 0.46 | 1.52 | 0.57714 | 1.8229 | 05h30 | 0.4 | 1.58 | 0.56857 | 2.1314 | 05h30 | 0.4 | 1.59 | 0.53429 | 1.9314 | 05h30 | 0.36 | 1.52 | 0.54429 | 2.0943 | 05h30 | 0.2 | 1.11 | 0.30429 | 1.4743 | 05h30 | 0.21 | 1.12 | 0.31286 | 1.38 | 05h30 | 0.17 | 1.01 | 0.28143 | 1.4057 | 05h30 | 0.49 | 1.59 | 0.66429 | 2.15 | 05h30 | 0.49 | 1.6 | 0.60571 | 1.9286 | 05h30 | 0.47 | 1.54 | 0.64429 | 2.1186
03h30 | 3.1229 | 2.8057 | 3.13 |  | 03h30 | 2.4643 | 2.29 | 2.1814 | 03h30 |  | 2.29 | 2.1286 | 2.2729 | 03h30 |  | 1.3814 | 1.3186 | 1.39 |  | 03h30 |  | 2.4771 | 2.2714 | 2.4429 | 2.3471 | 2.1629 | 2.2834 | 06h30 | 0.67 | 2.06 | 0.87 | 2.6357 | 06h30 | 0.68 | 2.06 | 0.76857 | 2.32 | 06h30 | 0.66 | 2.04 | 0.86143 | 2.6214 | 06h30 | 0.52 | 1.64 | 0.68571 | 2.1343 | 06h30 | 0.52 | 1.64 | 0.62286 | 1.9229 | 06h30 | 0.5 | 1.6 | 0.59714 | 1.8671 | 06h30 | 0.43 | 1.64 | 0.59429 | 2.19 | 06h30 | 0.43 | 1.65 | 0.54714 | 1.9586 | 06h30 | 0.41 | 1.62 | 0.57429 | 2.1657 | 06h30 | 0.24 | 1.17 | 0.34286 | 1.5614 | 06h30 | 0.24 | 1.18 | 0.33571 | 1.4257 | 06h30 | 0.21 | 1.12 | 0.32143 | 1.5114 | 06h30 | 0.51 | 1.64 | 0.67857 | 2.19 | 06h30 | 0.51 | 1.65 | 0.61143 | 1.9514 | 06h30 | 0.5 | 1.63 | 0.67 | 2.1757
04h30 | 3.34 | 2.9843 | 3.2971 |  | 04h30 | 2.66 | 2.4557 | 2.3186 | 04h30 |  | 2.55 | 2.3571 | 2.4786 | 04h30 |  | 1.5914 | 1.54 | 1.5171 |  | 04h30 |  | 2.6957 | 2.45 | 2.6386 | 2.5674 | 2.3574 | 2.45 | 07h30 | 1.21 | 3.44 | 1.3629 | 3.3971 | 07h30 | 1.21 | 3.44 | 1.1786 | 3.3929 | 07h30 | 1.2 | 3.43 | 1.4329 | 3.5757 | 07h30 | 1.03 | 2.97 | 1.1571 | 3.1014 | 07h30 | 1.03 | 2.97 | 1.0157 | 2.9586 | 07h30 | 1.02 | 2.95 | 1.0714 | 2.79 | 07h30 | 0.92 | 2.99 | 1.0571 | 3.1371 | 07h30 | 0.92 | 2.99 | 0.93 | 3.0014 | 07h30 | 0.91 | 2.97 | 1.1129 | 3.2829 | 07h30 | 0.68 | 2.45 | 0.76714 | 2.7471 | 07h30 | 0.67 | 2.46 | 0.68857 | 2.4271 | 07h30 | 0.66 | 2.42 | 0.80429 | 2.8714 | 07h30 | 0.84 | 2.76 | 0.97286 | 3.0057 | 07h30 | 0.84 | 2.76 | 0.85286 | 2.7986 | 07h30 | 0.84 | 2.75 | 1.04 | 3.1329
05h30 | 3.4457 | 3.0614 | 3.4029 |  | 05h30 | 2.7629 | 2.5229 | 2.4 | 05h30 |  | 2.7 | 2.4657 | 2.6386 | 05h30 |  | 1.7786 | 1.6929 | 1.6871 |  | 05h30 |  | 2.8143 | 2.5343 | 2.7629 | 2.7003 | 2.4554 | 2.5783 | 08h30 | 1.55 | 4.24 | 1.7643 | 4.5986 | 08h30 | 1.55 | 4.24 | 1.6757 | 4.6629 | 08h30 | 1.55 | 4.24 | 1.8129 | 4.7043 | 08h30 | 1.37 | 3.75 | 1.5514 | 4.1743 | 08h30 | 1.37 | 3.76 | 1.4871 | 4.19 | 08h30 | 1.36 | 3.74 | 1.3929 | 3.6957 | 08h30 | 1.25 | 3.76 | 1.44 | 4.2171 | 08h30 | 1.25 | 3.76 | 1.39 | 4.2157 | 08h30 | 1.25 | 3.75 | 1.4757 | 4.3 | 08h30 | 1.01 | 3.23 | 1.13 | 3.6657 | 08h30 | 1.01 | 3.24 | 1.1157 | 3.56 | 08h30 | 1 | 3.21 | 1.1586 | 3.7371 | 08h30 | 0.99 | 3.31 | 1.1729 | 3.82 | 08h30 | 0.99 | 3.31 | 1.1471 | 3.7771 | 08h30 | 0.98 | 3.3 | 1.2157 | 3.8914
06h30 | 3.5057 | 3.0886 | 3.4829 |  | 06h30 | 2.82 | 2.5457 | 2.4643 | 06h30 |  | 2.7843 | 2.5057 | 2.74 | 06h30 |  | 1.9043 | 1.7614 | 1.8329 |  | 06h30 |  | 2.8686 | 2.5629 | 2.8457 | 2.7766 | 2.4929 | 2.6731 | 09h30 | 0.51 | 1.25 | 0.86429 | 2.49 | 09h30 | 0.77 | 1.92 | 1.2129 | 3.2529 | 09h30 | 1.45 | 4 | 1.73 | 4.6486 | 09h30 | 0.49 | 1.19 | 0.77429 | 2.1514 | 09h30 | 0.68 | 1.75 | 1.08 | 2.9629 | 09h30 | 1.28 | 3.55 | 1.3386 | 3.6643 | 09h30 | 0.5 | 1.25 | 0.73571 | 2.21 | 09h30 | 0.6 | 1.83 | 1.01 | 2.9886 | 09h30 | 1.17 | 3.5 | 1.4071 | 4.2114 | 09h30 | 0.44 | 1.21 | 0.62429 | 1.8129 | 09h30 | 0.47 | 1.58 | 0.81571 | 2.5429 | 09h30 | 0.98 | 3.04 | 1.14 | 3.6029 | 09h30 | 0.33 | 0.99 | 0.60143 | 1.9486 | 09h30 | 0.39 | 1.49 | 0.85 | 2.7129 | 09h30 | 0.98 | 3.35 | 1.2429 | 3.9757
07h30 | 4.76 | 4.5714 | 5.0086 |  | 07h30 | 4.2586 | 3.9743 | 3.8614 | 07h30 |  | 4.1943 | 3.9314 | 4.3957 | 07h30 |  | 3.5143 | 3.1157 | 3.6757 |  | 07h30 |  | 3.9786 | 3.6514 | 4.1729 | 4.1411 | 3.8489 | 4.2229 | 10h30 | 0 | 0 | 0.42 | 1.17 | 10h30 | 0 | 0 | 0.51429 | 1.3571 | 10h30 | 1.22 | 3.51 | 1.5157 | 4.2986 | 10h30 | 0 | 0 | 0.37429 | 1.04 | 10h30 | 0 | 0 | 0.46429 | 1.2243 | 10h30 | 1.08 | 3.08 | 1.1643 | 3.3357 | 10h30 | 0 | 0 | 0.33714 | 1.0129 | 10h30 | 0 | 0 | 0.43857 | 1.2429 | 10h30 | 0.94 | 2.96 | 1.19 | 3.7486 | 10h30 | 0 | 0 | 0.27429 | 0.85714 | 10h30 | 0 | 0 | 0.36714 | 1.0886 | 10h30 | 0.76 | 2.5 | 0.92429 | 3.0829 | 10h30 | 0 | 0 | 0.34857 | 1.0643 | 10h30 | 0 | 0 | 0.41571 | 1.2157 | 10h30 | 0.87 | 3.15 | 1.1414 | 3.88
08h30 | 6.3629 | 6.3386 | 6.5171 |  | 08h30 | 5.7257 | 5.6771 | 5.0886 | 08h30 |  | 5.6571 | 5.6057 | 5.7757 | 08h30 |  | 4.7957 | 4.6757 | 4.8957 |  | 08h30 |  | 4.9929 | 4.9243 | 5.1071 | 5.5069 | 5.4443 | 5.4769 | 11h30 | 0 | 0 | 0.37571 | 1.0686 | 11h30 | 0 | 0 | 0.40143 | 1.1157 | 11h30 | 1.05 | 3.11 | 1.3557 | 4.0386 | 11h30 | 0 | 0 | 0.33 | 0.94 | 11h30 | 0 | 0 | 0.36286 | 1.0071 | 11h30 | 0.92 | 2.69 | 1.0429 | 3.0857 | 11h30 | 0 | 0 | 0.28857 | 0.89857 | 11h30 | 0 | 0 | 0.33 | 0.98 | 11h30 | 0.77 | 2.53 | 1.0257 | 3.3843 | 11h30 | 0 | 0 | 0.22714 | 0.74571 | 11h30 | 0 | 0 | 0.26714 | 0.83143 | 11h30 | 0.6 | 2.1 | 0.77429 | 2.7143 | 11h30 | 0 | 0 | 0.30714 | 0.96714 | 11h30 | 0 | 0 | 0.33429 | 1.0186 | 11h30 | 0.65 | 2.76 | 0.93286 | 3.63
09h30 | 3.3543 | 4.4657 | 6.3786 |  | 09h30 | 2.9257 | 4.0429 | 5.0029 | 09h30 |  | 2.9457 | 3.9986 | 5.6186 | 09h30 |  | 2.4371 | 3.3586 | 4.7429 |  | 09h30 |  | 2.55 | 3.5629 | 5.2186 | 2.8426 | 3.8857 | 5.3923 | 12h30 | 0 | 0 | 0.34429 | 0.99143 | 12h30 | 0 | 0 | 0.35 | 1.0043 | 12h30 | 0.88 | 2.72 | 1.2257 | 3.7114 | 12h30 | 0 | 0 | 0.3 | 0.86429 | 12h30 | 0 | 0 | 0.31429 | 0.89857 | 12h30 | 0.77 | 2.31 | 0.95429 | 2.8357 | 12h30 | 0 | 0 | 0.25429 | 0.81429 | 12h30 | 0 | 0 | 0.27429 | 0.84714 | 12h30 | 0.62 | 2.12 | 0.91143 | 3.0486 | 12h30 | 0 | 0 | 0.19571 | 0.66857 | 12h30 | 0 | 0 | 0.21714 | 0.70571 | 12h30 | 0.47 | 1.76 | 0.67714 | 2.4529 | 12h30 | 0 | 0 | 0.27429 | 0.89 | 12h30 | 0 | 0 | 0.28714 | 0.91286 | 12h30 | 0.49 | 2.35 | 0.84714 | 3.31
10h30 | 1.59 | 1.8714 | 5.8143 |  | 10h30 | 1.4143 | 1.6886 | 4.5 | 10h30 |  | 1.35 | 1.6814 | 4.9386 | 10h30 |  | 1.1314 | 1.4557 | 4.0071 |  | 10h30 |  | 1.4129 | 1.6314 | 5.0214 | 1.3797 | 1.6657 | 4.8563 | 13h30 | 0.61 | 1.81 | 0.96143 | 2.7829 | 13h30 | 0 | 0 | 0.32714 | 0.94714 | 13h30 | 0.76 | 2.42 | 1.1343 | 3.4443 | 13h30 | 0.51 | 1.48 | 0.85429 | 2.49 | 13h30 | 0 | 0 | 0.29143 | 0.84286 | 13h30 | 0.67 | 2.04 | 0.89286 | 2.6529 | 13h30 | 0.43 | 1.49 | 0.79286 | 2.4586 | 13h30 | 0 | 0 | 0.24571 | 0.77714 | 13h30 | 0.51 | 1.81 | 0.82857 | 2.7986 | 13h30 | 0.41 | 1.36 | 0.64286 | 2.1057 | 13h30 | 0 | 0 | 0.19286 | 0.64714 | 13h30 | 0.38 | 1.51 | 0.61286 | 2.2629 | 13h30 | 0.31 | 1.53 | 0.69143 | 2.5086 | 13h30 | 0 | 0 | 0.26286 | 0.85429 | 13h30 | 0.31 | 2.03 | 0.75571 | 3.0486
11h30 | 1.4443 | 1.5171 | 5.3943 |  | 11h30 | 1.27 | 1.37 | 4.1286 | 11h30 |  | 1.1871 | 1.31 | 4.41 | 11h30 |  | 0.97286 | 1.0986 | 3.4886 |  | 11h30 |  | 1.2743 | 1.3529 | 4.5629 | 1.2297 | 1.3297 | 4.3969 | 14h30 | 1.08 | 2.95 | 1.4471 | 4.0386 | 14h30 | 0 | 0 | 0.31143 | 0.90571 | 14h30 | 0.72 | 2.3 | 1.0871 | 3.2886 | 14h30 | 0.94 | 2.52 | 1.2843 | 3.5643 | 14h30 | 0 | 0 | 0.27714 | 0.80429 | 14h30 | 0.63 | 1.93 | 0.85 | 2.5414 | 14h30 | 0.82 | 2.46 | 1.1957 | 3.5829 | 14h30 | 0 | 0 | 0.23 | 0.73286 | 14h30 | 0.47 | 1.75 | 0.78143 | 2.6457 | 14h30 | 0.7 | 2.26 | 0.95571 | 3.0743 | 14h30 | 0 | 0 | 0.17714 | 0.60571 | 14h30 | 0.35 | 1.4 | 0.56857 | 2.1343 | 14h30 | 0.56 | 2.5 | 0.98571 | 3.5786 | 14h30 | 0 | 0 | 0.24429 | 0.81143 | 14h30 | 0.31 | 1.9 | 0.69857 | 2.8871
12h30 | 1.3357 | 1.3543 | 4.9371 |  | 12h30 | 1.1643 | 1.2129 | 3.79 | 12h30 |  | 1.0686 | 1.1214 | 3.96 | 12h30 |  | 0.86429 | 0.92286 | 3.13 |  | 12h30 |  | 1.1643 | 1.2 | 4.1571 | 1.1194 | 1.1623 | 3.9949 | 15h30 | 1.14 | 3.04 | 1.4529 | 4.0414 | 15h30 | 0 | 0 | 0.29714 | 0.87143 | 15h30 | 0.74 | 2.25 | 1.0557 | 3.1886 | 15h30 | 1.03 | 2.78 | 1.2843 | 3.5486 | 15h30 | 0 | 0 | 0.26429 | 0.77429 | 15h30 | 0.66 | 1.97 | 0.82143 | 2.4857 | 15h30 | 0.9 | 2.55 | 1.1643 | 3.5271 | 15h30 | 0 | 0 | 0.21714 | 0.69714 | 15h30 | 0.49 | 1.69 | 0.75429 | 2.5457 | 15h30 | 0.72 | 2.32 | 0.90857 | 3.0129 | 15h30 | 0 | 0 | 0.16429 | 0.57143 | 15h30 | 0.36 | 1.38 | 0.54571 | 2.0457 | 15h30 | 0.68 | 2.56 | 0.96 | 3.5314 | 15h30 | 0 | 0 | 0.22714 | 0.77714 | 15h30 | 0.44 | 1.88 | 0.67571 | 2.7986
13h30 | 3.7443 | 1.2743 | 4.5786 |  | 13h30 | 3.3443 | 1.1343 | 3.5457 | 13h30 |  | 3.2514 | 1.0229 | 3.6271 | 13h30 |  | 2.7486 | 0.84 | 2.8757 |  | 13h30 |  | 3.2 | 1.1171 | 3.8043 | 3.2577 | 1.0777 | 3.6863 | 16h30 | 0.92 | 2.55 | 1.1886 | 3.4386 | 16h30 | 0 | 0 | 0.29429 | 0.86571 | 16h30 | 0.79 | 2.29 | 1.07 | 3.1971 | 16h30 | 0.85 | 2.4 | 1.0671 | 3.1143 | 16h30 | 0 | 0 | 0.26143 | 0.77286 | 16h30 | 0.71 | 2.08 | 0.83286 | 2.5343 | 16h30 | 0.71 | 2.08 | 0.93571 | 2.9029 | 16h30 | 0 | 0 | 0.21286 | 0.69143 | 16h30 | 0.53 | 1.71 | 0.76571 | 2.55 | 16h30 | 0.58 | 1.84 | 0.72571 | 2.42 | 16h30 | 0 | 0 | 0.16 | 0.56143 | 16h30 | 0.4 | 1.44 | 0.55286 | 2.0386 | 16h30 | 0.69 | 2.23 | 0.84286 | 3.0629 | 16h30 | 0 | 0 | 0.23 | 0.77143 | 16h30 | 0.58 | 1.97 | 0.73286 | 2.8214
14h30 | 5.4857 | 1.2171 | 4.3757 |  | 14h30 | 4.8486 | 1.0814 | 3.3914 | 14h30 |  | 4.7786 | 0.96286 | 3.4271 | 14h30 |  | 4.03 | 0.78286 | 2.7029 |  | 14h30 |  | 4.5643 | 1.0557 | 3.5857 | 4.7414 | 1.02 | 3.4966 | 17h30 | 0.86 | 2.46 | 1.1671 | 3.42 | 17h30 | 0 | 0 | 0.30143 | 0.88857 | 17h30 | 0.82 | 2.36 | 1.1314 | 3.3343 | 17h30 | 0.8 | 2.33 | 1.0529 | 3.1514 | 17h30 | 0 | 0 | 0.26714 | 0.80143 | 17h30 | 0.74 | 2.17 | 0.88857 | 2.6971 | 17h30 | 0.64 | 1.96 | 0.89429 | 2.8271 | 17h30 | 0 | 0 | 0.21857 | 0.71 | 17h30 | 0.56 | 1.79 | 0.81714 | 2.6757 | 17h30 | 0.52 | 1.68 | 0.67714 | 2.2857 | 17h30 | 0 | 0 | 0.16143 | 0.57143 | 17h30 | 0.43 | 1.49 | 0.58857 | 2.11 | 17h30 | 0.7 | 2.2 | 0.90286 | 3.0771 | 17h30 | 0 | 0 | 0.24429 | 0.79571 | 17h30 | 0.65 | 2.08 | 0.85143 | 2.97
15h30 | 5.4943 | 1.1686 | 4.2443 |  | 15h30 | 4.8329 | 1.0386 | 3.3071 | 15h30 |  | 4.6914 | 0.91429 | 3.3 | 15h30 |  | 3.9214 | 0.73571 | 2.5914 |  | 15h30 |  | 4.4914 | 1.0043 | 3.4743 | 4.6863 | 0.97229 | 3.3834 | 18h30 | 0.85 | 2.46 | 1.2314 | 3.5786 | 18h30 | 0.53 | 1.42 | 1.0157 | 2.82 | 18h30 | 0.84 | 2.41 | 1.2171 | 3.53 | 18h30 | 0.79 | 2.31 | 1.1129 | 3.3229 | 18h30 | 0.48 | 1.47 | 0.96571 | 2.7329 | 18h30 | 0.76 | 2.2 | 0.96429 | 2.8986 | 18h30 | 0.62 | 1.93 | 0.93857 | 2.9486 | 18h30 | 0.47 | 1.39 | 0.90143 | 2.5857 | 18h30 | 0.58 | 1.85 | 0.89286 | 2.8714 | 18h30 | 0.5 | 1.63 | 0.69714 | 2.3314 | 18h30 | 0.47 | 1.36 | 0.75 | 2.26 | 18h30 | 0.44 | 1.52 | 0.63714 | 2.2229 | 18h30 | 0.71 | 2.21 | 1.0129 | 3.25 | 18h30 | 0.52 | 1.48 | 0.87429 | 2.6971 | 18h30 | 0.68 | 2.14 | 0.98143 | 3.18
16h30 | 4.6271 | 1.16 | 4.2671 |  | 16h30 | 4.1814 | 1.0343 | 3.3671 | 16h30 |  | 3.8386 | 0.90429 | 3.3157 | 16h30 |  | 3.1457 | 0.72143 | 2.5914 |  | 16h30 |  | 3.9057 | 1.0014 | 3.5543 | 3.9397 | 0.96429 | 3.4191 | 19h30 | 0.86 | 2.46 | 1.2957 | 3.7371 | 19h30 | 1.13 | 2.85 | 1.71 | 4.4971 | 19h30 | 0.85 | 2.43 | 1.2829 | 3.7029 | 19h30 | 0.79 | 2.3 | 1.1629 | 3.4529 | 19h30 | 1.05 | 2.79 | 1.59 | 4.29 | 19h30 | 0.76 | 2.21 | 1.0229 | 3.0471 | 19h30 | 0.62 | 1.92 | 0.98429 | 3.0943 | 19h30 | 0.96 | 2.61 | 1.5043 | 4.1543 | 19h30 | 0.59 | 1.87 | 0.94857 | 3.0386 | 19h30 | 0.49 | 1.61 | 0.71857 | 2.4057 | 19h30 | 0.88 | 2.46 | 1.23 | 3.5486 | 19h30 | 0.45 | 1.54 | 0.67714 | 2.3257 | 19h30 | 0.52 | 1.94 | 0.89143 | 3.1429 | 19h30 | 0.79 | 2.41 | 1.2429 | 3.8886 | 19h30 | 0.5 | 1.9 | 0.86571 | 3.0914
17h30 | 4.5871 | 1.19 | 4.4657 |  | 17h30 | 4.2043 | 1.0686 | 3.5857 | 17h30 |  | 3.7214 | 0.92857 | 3.4929 | 17h30 |  | 2.9629 | 0.73286 | 2.6986 |  | 17h30 |  | 3.98 | 1.04 | 3.8214 | 3.8911 | 0.992 | 3.6129 | 20h30 | 0.88 | 2.52 | 1.34 | 3.8657 | 20h30 | 1.33 | 3.44 | 1.8129 | 4.77 | 20h30 | 0.87 | 2.5 | 1.33 | 3.8429 | 20h30 | 0.81 | 2.34 | 1.2 | 3.5386 | 20h30 | 1.26 | 3.24 | 1.6457 | 4.5043 | 20h30 | 0.78 | 2.26 | 1.0571 | 3.1357 | 20h30 | 0.63 | 1.97 | 1.0171 | 3.2171 | 20h30 | 1.09 | 2.96 | 1.5371 | 4.3714 | 20h30 | 0.6 | 1.94 | 0.98714 | 3.1771 | 20h30 | 0.49 | 1.65 | 0.73571 | 2.48 | 20h30 | 0.94 | 2.69 | 1.2257 | 3.6343 | 20h30 | 0.46 | 1.59 | 0.70286 | 2.4171 | 20h30 | 0.32 | 1.72 | 0.72286 | 2.9914 | 20h30 | 0.66 | 2.45 | 1.1014 | 3.8029 | 20h30 | 0.33 | 1.75 | 0.71143 | 2.9629
18h30 | 4.81 | 3.8357 | 4.7471 |  | 18h30 | 4.4357 | 3.6986 | 3.8629 | 18h30 |  | 3.8871 | 3.4871 | 3.7643 | 18h30 |  | 3.0286 | 3.01 | 2.86 |  | 18h30 |  | 4.2629 | 3.5714 | 4.1614 | 4.0849 | 3.5206 | 3.8791 | 21h30 | 0.9 | 2.59 | 1.3714 | 3.9643 | 21h30 | 1.04 | 2.87 | 1.5057 | 4.1957 | 21h30 | 0.9 | 2.58 | 1.3643 | 3.9429 | 21h30 | 0.82 | 2.39 | 1.2171 | 3.5914 | 21h30 | 0.99 | 2.73 | 1.3743 | 3.93 | 21h30 | 0.8 | 2.32 | 1.08 | 3.1943 | 21h30 | 0.65 | 2.04 | 1.04 | 3.3129 | 21h30 | 0.84 | 2.4 | 1.2429 | 3.7157 | 21h30 | 0.62 | 2.01 | 1.0129 | 3.2771 | 21h30 | 0.5 | 1.69 | 0.75 | 2.5486 | 21h30 | 0.7 | 2.11 | 0.96429 | 2.9971 | 21h30 | 0.48 | 1.65 | 0.72286 | 2.5 | 21h30 | 0.32 | 1.78 | 0.72286 | 3.0786 | 21h30 | 0.44 | 2.02 | 0.85143 | 3.3286 | 21h30 | 0.32 | 1.79 | 0.70857 | 3.0529
19h30 | 5.0329 | 6.2071 | 4.9857 |  | 19h30 | 4.6157 | 5.88 | 4.07 | 19h30 |  | 4.0786 | 5.6586 | 3.9871 | 19h30 |  | 3.1243 | 4.7786 | 3.0029 |  | 19h30 |  | 4.0343 | 5.1314 | 3.9571 | 4.1771 | 5.5311 | 4.0006 | 22h30 | 0.9 | 2.59 | 1.3986 | 4.0343 | 22h30 | 0.94 | 2.69 | 1.4343 | 4.1343 | 22h30 | 0.9 | 2.59 | 1.3943 | 4.02 | 22h30 | 0.82 | 2.38 | 1.2343 | 3.62 | 22h30 | 0.89 | 2.54 | 1.3 | 3.7914 | 22h30 | 0.8 | 2.32 | 1.0986 | 3.2314 | 22h30 | 0.64 | 2.04 | 1.0557 | 3.3771 | 22h30 | 0.73 | 2.18 | 1.1457 | 3.5386 | 22h30 | 0.62 | 2.01 | 1.0343 | 3.3471 | 22h30 | 0.49 | 1.67 | 0.76 | 2.6 | 22h30 | 0.59 | 1.87 | 0.86714 | 2.8114 | 22h30 | 0.47 | 1.64 | 0.73857 | 2.5657 | 22h30 | 0.31 | 1.77 | 0.73143 | 3.1343 | 22h30 | 0.35 | 1.87 | 0.78286 | 3.2371 | 22h30 | 0.32 | 1.79 | 0.72714 | 3.1157
20h30 | 5.2057 | 6.5829 | 5.1729 |  | 20h30 | 4.7386 | 6.15 | 4.1929 | 20h30 |  | 4.2343 | 5.9086 | 4.1643 | 20h30 |  | 3.2157 | 4.86 | 3.12 |  | 20h30 |  | 3.7143 | 4.9043 | 3.6743 | 4.2217 | 5.6811 | 4.0649 | 23h30 | 0.9 | 2.59 | 1.4171 | 4.0886 | 23h30 | 0.92 | 2.63 | 1.4343 | 4.1571 | 23h30 | 0.9 | 2.58 | 1.4143 | 4.06 | 23h30 | 0.81 | 2.35 | 1.2443 | 3.65 | 23h30 | 0.86 | 2.47 | 1.2914 | 3.7814 | 23h30 | 0.8 | 2.3 | 1.1114 | 3.27 | 23h30 | 0.64 | 2.03 | 1.0686 | 3.4343 | 23h30 | 0.68 | 2.1 | 1.1214 | 3.5243 | 23h30 | 0.62 | 2.01 | 1.0529 | 3.4086 | 23h30 | 0.49 | 1.67 | 0.77143 | 2.6571 | 23h30 | 0.55 | 1.79 | 0.83857 | 2.7914 | 23h30 | 0.47 | 1.64 | 0.75143 | 2.6229 | 23h30 | 0.3 | 1.76 | 0.73714 | 3.1871 | 23h30 | 0.33 | 1.82 | 0.77 | 3.2571 | 23h30 | 0.3 | 1.76 | 0.73 | 3.1686
21h30 | 5.3357 | 5.7014 | 5.3071 |  | 21h30 | 4.8086 | 5.3043 | 4.2743 | 21h30 |  | 4.3529 | 4.9586 | 4.29 | 21h30 |  | 3.2986 | 3.9614 | 3.2229 |  | 21h30 |  | 3.8014 | 4.18 | 3.7614 | 4.3194 | 4.8211 | 4.1711 | 00h30 | 0.64 | 1.88 |  |  | 00h30 | 0.39 | 1.25 |  |  | 00h30 | 0.8 | 2.43 |  |  | 00h30 | 0.57 | 1.68 |  |  | 00h30 | 0.33 | 1.08 |  |  | 00h30 | 0.69 | 2.12 |  |  | 00h30 | 0.46 | 1.51 |  |  | 00h30 | 0.19 | 0.76 |  |  | 00h30 | 0.54 | 1.87 |  |  | 00h30 | 0.36 | 1.28 |  |  | 00h30 | 0.14 | 0.47 |  |  | 00h30 | 0.39 | 1.51 |  |  | 00h30 | 0.23 | 1.34 |  |  | 00h30 | 0.03 | 0.66 |  |  | 00h30 | 0.3 | 1.76
22h30 | 5.4329 | 5.5686 | 5.4143 |  | 22h30 | 4.8543 | 5.0914 | 4.33 | 22h30 |  | 4.4329 | 4.6843 | 4.3814 | 22h30 |  | 3.36 | 3.6786 | 3.3043 |  | 22h30 |  | 3.8657 | 4.02 | 3.8429 | 4.3891 | 4.6086 | 4.2546 | 01h30 | 0.26 | 1 |  |  | 01h30 | 0.11 | 0.61 |  |  | 01h30 | 0.34 | 1.25 |  |  | 01h30 | 0.2 | 0.8 |  |  | 01h30 | 0.06 | 0.45 |  |  | 01h30 | 0.24 | 0.97 |  |  | 01h30 | 0.09 | 0.61 |  |  | 01h30 | 0 | 0.22 |  |  | 01h30 | 0.11 | 0.73 |  |  | 01h30 | 0.01 | 0.36 |  |  | 01h30 | 0 | 0.02 |  |  | 01h30 | 0 | 0.4 |  |  | 01h30 | 0.12 | 0.68 |  |  | 01h30 | 0.01 | 0.26 |  |  | 01h30 | 0.14 | 0.85
23h30 | 5.5057 | 5.5914 | 5.4743 |  | 23h30 | 4.8943 | 5.0729 | 4.3814 | 23h30 |  | 4.5029 | 4.6457 | 4.4614 | 23h30 |  | 3.4286 | 3.63 | 3.3743 |  | 23h30 |  | 3.9243 | 4.0271 | 3.8986 | 4.4511 | 4.5934 | 4.318 | 02h30 | 0.26 | 1 |  |  | 02h30 | 0.24 | 0.97 |  |  | 02h30 | 0.34 | 1.25 |  |  | 02h30 | 0.2 | 0.8 |  |  | 02h30 | 0.18 | 0.79 |  |  | 02h30 | 0.24 | 0.97 |  |  | 02h30 | 0.09 | 0.61 |  |  | 02h30 | 0.09 | 0.61 |  |  | 02h30 | 0.11 | 0.73 |  |  | 02h30 | 0.01 | 0.36 |  |  | 02h30 | 0.01 | 0.34 |  |  | 02h30 | 0 | 0.4 |  |  | 02h30 | 0.12 | 0.68 |  |  | 02h30 | 0.15 | 0.64 |  |  | 02h30 | 0.14 | 0.85
[28 empty] | 03h30 | 0.36 | 1.23 |  |  | 03h30 | 0.38 | 1.31 |  |  | 03h30 | 0.38 | 1.32 |  |  | 03h30 | 0.27 | 0.97 |  |  | 03h30 | 0.29 | 1.09 |  |  | 03h30 | 0.27 | 1.01 |  |  | 03h30 | 0.15 | 0.81 |  |  | 03h30 | 0.17 | 0.9 |  |  | 03h30 | 0.16 | 0.84 |  |  | 03h30 | 0.03 | 0.49 |  |  | 03h30 | 0.04 | 0.52 |  |  | 03h30 | 0.04 | 0.51 |  |  | 03h30 | 0.21 | 0.88 |  |  | 03h30 | 0.27 | 0.97 |  |  | 03h30 | 0.22 | 0.93
[28 empty] | 04h30 | 0.44 | 1.43 |  |  | 04h30 | 0.47 | 1.49 |  |  | 04h30 | 0.4 | 1.37 |  |  | 04h30 | 0.32 | 1.13 |  |  | 04h30 | 0.38 | 1.24 |  |  | 04h30 | 0.29 | 1.06 |  |  | 04h30 | 0.2 | 1.02 |  |  | 04h30 | 0.25 | 1.09 |  |  | 04h30 | 0.17 | 0.94 |  |  | 04h30 | 0.06 | 0.59 |  |  | 04h30 | 0.1 | 0.7 |  |  | 04h30 | 0.05 | 0.55 |  |  | 04h30 | 0.31 | 1.06 |  |  | 04h30 | 0.35 | 1.13 |  |  | 04h30 | 0.29 | 1.01
[28 empty] | 05h30 | 0.5 | 1.59 |  |  | 05h30 | 0.53 | 1.63 |  |  | 05h30 | 0.46 | 1.52 |  |  | 05h30 | 0.38 | 1.28 |  |  | 05h30 | 0.43 | 1.37 |  |  | 05h30 | 0.35 | 1.19 |  |  | 05h30 | 0.27 | 1.19 |  |  | 05h30 | 0.32 | 1.26 |  |  | 05h30 | 0.25 | 1.11 |  |  | 05h30 | 0.12 | 0.77 |  |  | 05h30 | 0.16 | 0.9 |  |  | 05h30 | 0.1 | 0.72 |  |  | 05h30 | 0.38 | 1.22 |  |  | 05h30 | 0.41 | 1.27 |  |  | 05h30 | 0.35 | 1.16
[28 empty] | 06h30 | 0.56 | 1.74 |  |  | 06h30 | 0.57 | 1.75 |  |  | 06h30 | 0.54 | 1.71 |  |  | 06h30 | 0.44 | 1.41 |  |  | 06h30 | 0.47 | 1.48 |  |  | 06h30 | 0.42 | 1.37 |  |  | 06h30 | 0.34 | 1.35 |  |  | 06h30 | 0.37 | 1.39 |  |  | 06h30 | 0.31 | 1.31 |  |  | 06h30 | 0.18 | 0.94 |  |  | 06h30 | 0.21 | 1.02 |  |  | 06h30 | 0.16 | 0.9 |  |  | 06h30 | 0.43 | 1.36 |  |  | 06h30 | 0.45 | 1.39 |  |  | 06h30 | 0.42 | 1.34
[28 empty] | 07h30 | 1.13 | 3.23 |  |  | 07h30 | 1.13 | 3.24 |  |  | 07h30 | 1.12 | 3.22 |  |  | 07h30 | 0.99 | 2.85 |  |  | 07h30 | 1.01 | 2.91 |  |  | 07h30 | 0.97 | 2.81 |  |  | 07h30 | 0.87 | 2.79 |  |  | 07h30 | 0.89 | 2.82 |  |  | 07h30 | 0.85 | 2.77 |  |  | 07h30 | 0.64 | 2.3 |  |  | 07h30 | 0.68 | 2.36 |  |  | 07h30 | 0.62 | 2.26 |  |  | 07h30 | 0.8 | 2.59 |  |  | 07h30 | 0.82 | 2.61 |  |  | 07h30 | 0.79 | 2.57
[28 empty] | 08h30 | 1.55 | 4.24 |  |  | 08h30 | 1.55 | 4.25 |  |  | 08h30 | 1.54 | 4.24 |  |  | 08h30 | 1.39 | 3.83 |  |  | 08h30 | 1.41 | 3.89 |  |  | 08h30 | 1.38 | 3.8 |  |  | 08h30 | 1.26 | 3.77 |  |  | 08h30 | 1.28 | 3.79 |  |  | 08h30 | 1.25 | 3.75 |  |  | 08h30 | 1.02 | 3.23 |  |  | 08h30 | 1.06 | 3.28 |  |  | 08h30 | 1.01 | 3.2 |  |  | 08h30 | 1.01 | 3.34 |  |  | 08h30 | 1.03 | 3.36 |  |  | 08h30 | 1 | 3.33
[28 empty] | 09h30 | 0.55 | 1.36 |  |  | 09h30 | 0.77 | 2.11 |  |  | 09h30 | 1.52 | 4.23 |  |  | 09h30 | 0.52 | 1.27 |  |  | 09h30 | 0.7 | 1.92 |  |  | 09h30 | 1.37 | 3.81 |  |  | 09h30 | 0.51 | 1.34 |  |  | 09h30 | 0.61 | 1.84 |  |  | 09h30 | 1.25 | 3.73 |  |  | 09h30 | 0.47 | 1.21 |  |  | 09h30 | 0.5 | 1.56 |  |  | 09h30 | 1.04 | 3.2 |  |  | 09h30 | 0.36 | 1.08 |  |  | 09h30 | 0.49 | 1.61 |  |  | 09h30 | 1.07 | 3.61
|  |  | Best Case (in a typical Winter_1 day) | [14 empty] | Best Case (in a typical Winter_1 day) | [9 empty] | 10h30 | 0 | 0 |  |  | 10h30 | 0 | 0 |  |  | 10h30 | 1.29 | 3.78 |  |  | 10h30 | 0 | 0 |  |  | 10h30 | 0 | 0 |  |  | 10h30 | 1.15 | 3.34 |  |  | 10h30 | 0 | 0 |  |  | 10h30 | 0 | 0 |  |  | 10h30 | 1.02 | 3.21 |  |  | 10h30 | 0 | 0 |  |  | 10h30 | 0 | 0 |  |  | 10h30 | 0.8 | 2.64 |  |  | 10h30 | 0 | 0 |  |  | 10h30 | 0 | 0 |  |  | 10h30 | 0.87 | 3.42
[28 empty] | 11h30 | 0 | 0 |  |  | 11h30 | 0 | 0 |  |  | 11h30 | 1.11 | 3.39 |  |  | 11h30 | 0 | 0 |  |  | 11h30 | 0 | 0 |  |  | 11h30 | 0.99 | 2.94 |  |  | 11h30 | 0 | 0 |  |  | 11h30 | 0 | 0 |  |  | 11h30 | 0.84 | 2.78 |  |  | 11h30 | 0 | 0 |  |  | 11h30 | 0 | 0 |  |  | 11h30 | 0.63 | 2.24 |  |  | 11h30 | 0 | 0 |  |  | 11h30 | 0 | 0 |  |  | 11h30 | 0.6 | 3.02
| Victorian Detached |  |  |  |  | Victorian Terrace |  |  |  |  | Victorian Top/Ground Flat |  |  |  |  | Victorian Mid Flat | [5 empty] | Victorian Semi-detached | [5 empty] | 12h30 | 0 | 0 |  |  | 12h30 | 0 | 0 |  |  | 12h30 | 0.99 | 3.12 |  |  | 12h30 | 0 | 0 |  |  | 12h30 | 0 | 0 |  |  | 12h30 | 0.89 | 2.68 |  |  | 12h30 | 0 | 0 |  |  | 12h30 | 0 | 0 |  |  | 12h30 | 0.74 | 2.51 |  |  | 12h30 | 0 | 0 |  |  | 12h30 | 0 | 0 |  |  | 12h30 | 0.55 | 2.03 |  |  | 12h30 | 0 | 0 |  |  | 12h30 | 0 | 0 |  |  | 12h30 | 0.53 | 2.75
[28 empty] | 13h30 | 0.59 | 1.95 |  |  | 13h30 | 0 | 0 |  |  | 13h30 | 0.93 | 2.97 |  |  | 13h30 | 0.6 | 1.73 |  |  | 13h30 | 0 | 0 |  |  | 13h30 | 0.85 | 2.56 |  |  | 13h30 | 0.6 | 1.76 |  |  | 13h30 | 0 | 0 |  |  | 13h30 | 0.69 | 2.36 |  |  | 13h30 | 0.53 | 1.69 |  |  | 13h30 | 0 | 0 |  |  | 13h30 | 0.5 | 1.9 |  |  | 13h30 | 0.39 | 1.86 |  |  | 13h30 | 0 | 0 |  |  | 13h30 | 0.53 | 2.59
| Occupancy type 1 | Occupancy type 2 | Occupancy type 3 |  |  | Occupancy type 1 | Occupancy type 2 | Occupancy type 3 |  |  | Occupancy type 1 | Occupancy type 2 | Occupancy type 3 |  |  | Occupancy type 1 | Occupancy type 2 | Occupancy type 3 |  |  |  | Occupancy type 1 | Occupancy type 2 | Occupancy type 3 |  |  |  | 14h30 | 1.19 | 3.47 |  |  | 14h30 | 0 | 0 |  |  | 14h30 | 0.88 | 2.84 |  |  | 14h30 | 1.13 | 3.07 |  |  | 14h30 | 0 | 0 |  |  | 14h30 | 0.8 | 2.46 |  |  | 14h30 | 1.06 | 3.1 |  |  | 14h30 | 0 | 0 |  |  | 14h30 | 0.64 | 2.21 |  |  | 14h30 | 0.87 | 2.76 |  |  | 14h30 | 0 | 0 |  |  | 14h30 | 0.46 | 1.77 |  |  | 14h30 | 0.66 | 3.12 |  |  | 14h30 | 0 | 0 |  |  | 14h30 | 0.45 | 2.45
| kW | kW | kW |  |  | kW | kW | kW |  |  | kW | kW | kW |  |  | kW | kW | kW |  |  |  | kW | kW | kW |  |  |  | 15h30 | 1.36 | 3.79 |  |  | 15h30 | 0 | 0 |  |  | 15h30 | 0.87 | 2.76 |  |  | 15h30 | 1.23 | 3.41 |  |  | 15h30 | 0 | 0 |  |  | 15h30 | 0.78 | 2.43 |  |  | 15h30 | 1.08 | 3.27 |  |  | 15h30 | 0 | 0 |  |  | 15h30 | 0.62 | 2.12 |  |  | 15h30 | 0.81 | 2.72 |  |  | 15h30 | 0 | 0 |  |  | 15h30 | 0.44 | 1.69 |  |  | 15h30 | 0.71 | 3.2 |  |  | 15h30 | 0 | 0 |  |  | 15h30 | 0.4 | 2.37
[28 empty] | 16h30 | 1.08 | 3.15 |  |  | 16h30 | 0 | 0 |  |  | 16h30 | 0.92 | 2.84 |  |  | 16h30 | 1 | 2.96 |  |  | 16h30 | 0 | 0 |  |  | 16h30 | 0.83 | 2.59 |  |  | 16h30 | 0.85 | 2.61 |  |  | 16h30 | 0 | 0 |  |  | 16h30 | 0.66 | 2.2 |  |  | 16h30 | 0.65 | 2.15 |  |  | 16h30 | 0 | 0 |  |  | 16h30 | 0.46 | 1.73 |  |  | 16h30 | 0.67 | 2.73 |  |  | 16h30 | 0 | 0 |  |  | 16h30 | 0.53 | 2.46
00h30 | 2.1071 | 1.3129 | 2.4086 |  | 00h30 | 0 | 0 | 0 |  | 00h30 | 1.7457 | 0.99571 | 1.9586 |  | 00h30 | 1.6086 | 0.86571 | 1.78 |  |  | 00h30 | 1.9757 | 1.22 | 2.2214 |  |  |  | 17h30 | 1.09 | 3.2 |  |  | 17h30 | 0 | 0 |  |  | 17h30 | 1.04 | 3.08 |  |  | 17h30 | 1.01 | 3.09 |  |  | 17h30 | 0 | 0 |  |  | 17h30 | 0.94 | 2.9 |  |  | 17h30 | 0.85 | 2.61 |  |  | 17h30 | 0 | 0 |  |  | 17h30 | 0.76 | 2.44 |  |  | 17h30 | 0.63 | 2.07 |  |  | 17h30 | 0 | 0 |  |  | 17h30 | 0.53 | 1.87 |  |  | 17h30 | 0.83 | 2.84 |  |  | 17h30 | 0 | 0 |  |  | 17h30 | 0.76 | 2.72
01h30 | 0.79857 | 0.54429 | 0.89143 |  | 01h30 | 1.9529 | 1.1714 | 2.2343 |  | 01h30 | 0.51143 | 0.33429 | 0.54571 |  | 01h30 | 0.42429 | 0.25286 | 0.43857 |  |  | 01h30 | 0.70714 | 0.47143 | 0.78286 |  |  |  | 18h30 | 1.21 | 3.46 |  |  | 18h30 | 0.92 | 2.65 |  |  | 18h30 | 1.19 | 3.4 |  |  | 18h30 | 1.12 | 3.36 |  |  | 18h30 | 0.92 | 2.53 |  |  | 18h30 | 1.07 | 3.22 |  |  | 18h30 | 0.94 | 2.84 |  |  | 18h30 | 0.9 | 2.57 |  |  | 18h30 | 0.88 | 2.75 |  |  | 18h30 | 0.68 | 2.17 |  |  | 18h30 | 0.74 | 2.16 |  |  | 18h30 | 0.61 | 2.05 |  |  | 18h30 | 1.01 | 3.14 |  |  | 18h30 | 0.78 | 2.27 |  |  | 18h30 | 0.97 | 3.06
02h30 | 0.82143 | 0.76143 | 0.89143 |  | 02h30 | 0.67286 | 0.45143 | 0.74286 |  | 02h30 | 0.52143 | 0.48571 | 0.54571 |  | 02h30 | 0.42857 | 0.39571 | 0.43857 |  |  | 02h30 | 0.73429 | 0.68286 | 0.78429 |  |  |  | 19h30 | 1.33 | 3.79 |  |  | 19h30 | 1.82 | 4.8 |  |  | 19h30 | 1.31 | 3.75 |  |  | 19h30 | 1.22 | 3.62 |  |  | 19h30 | 1.74 | 4.65 |  |  | 19h30 | 1.18 | 3.51 |  |  | 19h30 | 1.03 | 3.15 |  |  | 19h30 | 1.65 | 4.52 |  |  | 19h30 | 0.99 | 3.09 |  |  | 19h30 | 0.73 | 2.34 |  |  | 19h30 | 1.32 | 3.69 |  |  | 19h30 | 0.69 | 2.25 |  |  | 19h30 | 0.94 | 3.21 |  |  | 19h30 | 1.32 | 3.98 |  |  | 19h30 | 0.91 | 3.15
03h30 | 1.0014 | 0.96571 | 1.0243 |  | 03h30 | 0.69429 | 0.65714 | 0.74286 |  | 03h30 | 0.63286 | 0.63714 | 0.63714 |  | 03h30 | 0.50143 | 0.52714 | 0.49714 |  |  | 03h30 | 0.90714 | 0.87286 | 0.91286 |  |  |  | 20h30 | 1.42 | 4.06 |  |  | 20h30 | 1.98 | 5.17 |  |  | 20h30 | 1.4 | 4.03 |  |  | 20h30 | 1.29 | 3.82 |  |  | 20h30 | 1.84 | 5.04 |  |  | 20h30 | 1.26 | 3.72 |  |  | 20h30 | 1.1 | 3.41 |  |  | 20h30 | 1.69 | 4.67 |  |  | 20h30 | 1.07 | 3.36 |  |  | 20h30 | 0.77 | 2.49 |  |  | 20h30 | 1.31 | 3.74 |  |  | 20h30 | 0.73 | 2.42 |  |  | 20h30 | 0.81 | 3.2 |  |  | 20h30 | 1.26 | 4.22 |  |  | 20h30 | 0.78 | 3.16
04h30 | 1.1457 | 1.1543 | 1.0857 |  | 04h30 | 0.85429 | 0.83286 | 0.87 |  | 04h30 | 0.73857 | 0.79714 | 0.70286 |  | 04h30 | 0.59714 | 0.66286 | 0.56286 |  |  | 04h30 | 1.0386 | 1.0514 | 0.99286 |  |  |  | 21h30 | 1.47 | 4.22 |  |  | 21h30 | 1.63 | 4.53 |  |  | 21h30 | 1.46 | 4.2 |  |  | 21h30 | 1.32 | 3.9 |  |  | 21h30 | 1.51 | 4.31 |  |  | 21h30 | 1.3 | 3.82 |  |  | 21h30 | 1.14 | 3.55 |  |  | 21h30 | 1.37 | 4.01 |  |  | 21h30 | 1.11 | 3.51 |  |  | 21h30 | 0.79 | 2.59 |  |  | 21h30 | 1.03 | 3.1 |  |  | 21h30 | 0.76 | 2.53 |  |  | 21h30 | 0.82 | 3.33 |  |  | 21h30 | 0.98 | 3.67 |  |  | 21h30 | 0.8 | 3.3
05h30 | 1.3129 | 1.3029 | 1.2514 |  | 05h30 | 0.96 | 1 | 0.91571 |  | 05h30 | 0.88714 | 0.93429 | 0.84286 |  | 05h30 | 0.72143 | 0.78714 | 0.68 |  |  | 05h30 | 1.1986 | 1.1943 | 1.1457 |  |  |  | 22h30 | 1.52 | 4.39 |  |  | 22h30 | 1.56 | 4.49 |  |  | 22h30 | 1.51 | 4.37 |  |  | 22h30 | 1.36 | 3.99 |  |  | 22h30 | 1.44 | 4.19 |  |  | 22h30 | 1.33 | 3.92 |  |  | 22h30 | 1.18 | 3.71 |  |  | 22h30 | 1.28 | 3.9 |  |  | 22h30 | 1.15 | 3.68 |  |  | 22h30 | 0.82 | 2.74 |  |  | 22h30 | 0.94 | 2.98 |  |  | 22h30 | 0.8 | 2.7 |  |  | 22h30 | 0.85 | 3.48 |  |  | 22h30 | 0.92 | 3.62 |  |  | 22h30 | 0.83 | 3.45 | 00h30 | 0.23 | 0.78 | 0.50857 | 1.5986 | 00h30 | 0.17 | 0.52 | 0.30429 | 1.0086 | 00h30 | 0.44 | 1.42 | 0.57714 | 1.8314 | 00h30 | 0.2 | 0.69 | 0.47 | 1.4829
06h30 | 1.4657 | 1.4 | 1.4043 |  | 06h30 | 1.1129 | 1.1271 | 1.0557 |  | 06h30 | 1.03 | 1.03 | 0.98286 |  | 06h30 | 0.84 | 0.87286 | 0.79857 |  |  | 06h30 | 1.34 | 1.2886 | 1.2886 |  |  |  | 23h30 | 1.6 | 4.62 |  |  | 23h30 | 1.61 | 4.68 |  |  | 23h30 | 1.59 | 4.51 |  |  | 23h30 | 1.42 | 4.16 |  |  | 23h30 | 1.47 | 4.32 |  |  | 23h30 | 1.39 | 4.1 |  |  | 23h30 | 1.23 | 3.93 |  |  | 23h30 | 1.29 | 4.03 |  |  | 23h30 | 1.22 | 3.9 |  |  | 23h30 | 0.87 | 2.93 |  |  | 23h30 | 0.94 | 3.08 |  |  | 23h30 | 0.85 | 2.89 |  |  | 23h30 | 0.91 | 3.7 |  |  | 23h30 | 0.95 | 3.79 |  |  | 23h30 | 0.89 | 3.68 | 01h30 | 0 | 0.2 | 0.13714 | 0.66143 | 01h30 | 0 | 0.08 | 0.087143 | 0.45714 | 01h30 | 0.07 | 0.43 | 0.15714 | 0.73429 | 01h30 | 0 | 0.1 | 0.11571 | 0.55714
07h30 | 3.0657 | 2.7371 | 3.2286 |  | 07h30 | 1.2457 | 1.2243 | 1.1829 |  | 07h30 | 2.4714 | 2.2543 | 2.6029 |  | 07h30 | 2.18 | 2.0386 | 2.2771 |  |  | 07h30 | 2.9057 | 2.6 | 3.06 |  |  |  | 00h30 | 1.05 | 3.22 |  |  | 00h30 | 1.06 | 3.26 |  |  | 00h30 | 1.12 | 3.25 |  |  | 00h30 | 0.91 | 2.73 |  |  | 00h30 | 0.91 | 2.85 |  |  | 00h30 | 0.96 | 2.93 |  |  | 00h30 | 0.8 | 2.6 |  |  | 00h30 | 0.74 | 2.62 |  |  | 00h30 | 0.82 | 2.73 |  |  | 00h30 | 0.58 | 2.02 |  |  | 00h30 | 0.41 | 1.69 |  |  | 00h30 | 0.57 | 2.09 |  |  | 00h30 | 0.61 | 2.5 |  |  | 00h30 | 0.59 | 2.57 |  |  | 00h30 | 0.65 | 2.68 | 02h30 | 0.02 | 0.34 | 0.14 | 0.68143 | 02h30 | 0.05 | 0.38 | 0.13714 | 0.62429 | 02h30 | 0.07 | 0.43 | 0.15714 | 0.73429 | 02h30 | 0 | 0.25 | 0.11571 | 0.57857
08h30 | 4.3914 | 4.2914 | 4.4914 |  | 08h30 | 2.7771 | 2.5157 | 2.9043 |  | 08h30 | 3.7671 | 3.7586 | 3.8557 |  | 08h30 | 3.4329 | 3.4871 | 3.5029 |  |  | 08h30 | 4.22 | 4.1443 | 4.32 |  |  |  | 01h30 | 0.69 | 2.39 |  |  | 01h30 | 0.7 | 2.42 |  |  | 01h30 | 0.74 | 2.46 |  |  | 01h30 | 0.54 | 1.89 |  |  | 01h30 | 0.55 | 1.99 |  |  | 01h30 | 0.57 | 2.01 |  |  | 01h30 | 0.45 | 1.81 |  |  | 01h30 | 0.42 | 1.83 |  |  | 01h30 | 0.46 | 1.88 |  |  | 01h30 | 0.23 | 1.19 |  |  | 01h30 | 0.13 | 1.03 |  |  | 01h30 | 0.22 | 1.22 |  |  | 01h30 | 0.49 | 1.92 |  |  | 01h30 | 0.49 | 1.97 |  |  | 01h30 | 0.52 | 2.03 | 03h30 | 0.07 | 0.47 | 0.19429 | 0.80714 | 03h30 | 0.09 | 0.49 | 0.18857 | 0.77714 | 03h30 | 0.1 | 0.5 | 0.2 | 0.82429 | 03h30 | 0.04 | 0.4 | 0.15571 | 0.69857
09h30 | 2.3514 | 3.1157 | 4.4829 |  | 09h30 | 4.08 | 4.0343 | 4.1586 |  | 09h30 | 2.1529 | 2.7157 | 4.0414 |  | 09h30 | 2.03 | 2.5229 | 3.8043 |  |  | 09h30 | 2.2971 | 2.9586 | 4.3114 |  |  |  | 02h30 | 0.83 | 2.74 |  |  | 02h30 | 0.84 | 2.76 |  |  | 02h30 | 0.82 | 2.73 |  |  | 02h30 | 0.62 | 2.19 |  |  | 02h30 | 0.67 | 2.28 |  |  | 02h30 | 0.6 | 2.12 |  |  | 02h30 | 0.49 | 2.14 |  |  | 02h30 | 0.54 | 2.2 |  |  | 02h30 | 0.47 | 2.1 |  |  | 02h30 | 0.23 | 1.25 |  |  | 02h30 | 0.26 | 1.37 |  |  | 02h30 | 0.22 | 1.22 |  |  | 02h30 | 0.62 | 2.27 |  |  | 02h30 | 0.65 | 2.32 |  |  | 02h30 | 0.6 | 2.24 | 04h30 | 0.13 | 0.58 | 0.22571 | 0.92 | 04h30 | 0.13 | 0.6 | 0.24286 | 0.91143 | 04h30 | 0.11 | 0.5 | 0.21286 | 0.87286 | 04h30 | 0.1 | 0.5 | 0.18 | 0.78
10h30 | 1.0929 | 1.3757 | 3.7957 |  | 10h30 | 2.2243 | 2.9114 | 4.23 |  | 10h30 | 0.98714 | 1.22 | 3.3629 |  | 10h30 | 0.93143 | 1.1471 | 3.1471 |  |  | 10h30 | 1.0586 | 1.3257 | 3.5514 |  |  |  | 03h30 | 1.01 | 3.13 |  |  | 03h30 | 1.02 | 3.15 |  |  | 03h30 | 0.99 | 3.11 |  |  | 03h30 | 0.79 | 2.55 |  |  | 03h30 | 0.83 | 2.63 |  |  | 03h30 | 0.75 | 2.45 |  |  | 03h30 | 0.64 | 2.57 |  |  | 03h30 | 0.69 | 2.63 |  |  | 03h30 | 0.62 | 2.52 |  |  | 03h30 | 0.32 | 1.56 |  |  | 03h30 | 0.37 | 1.7 |  |  | 03h30 | 0.31 | 1.52 |  |  | 03h30 | 0.78 | 2.66 |  |  | 03h30 | 0.81 | 2.69 |  |  | 03h30 | 0.75 | 2.6 | 05h30 | 0.17 | 0.73 | 0.27286 | 1.04 | 05h30 | 0.18 | 0.77 | 0.28143 | 1.0214 | 05h30 | 0.15 | 0.65 | 0.25857 | 0.99286 | 05h30 | 0.14 | 0.61 | 0.22143 | 0.89143
11h30 | 0.93571 | 1.0771 | 3.27 |  | 11h30 | 1.0343 | 1.2886 | 3.5443 |  | 11h30 | 0.82857 | 0.95571 | 2.8386 |  | 11h30 | 0.77571 | 0.89857 | 2.6429 |  |  | 11h30 | 0.9 | 1.04 | 2.9543 |  |  |  | 04h30 | 1.11 | 3.33 |  |  | 04h30 | 1.11 | 3.34 |  |  | 04h30 | 1.1 | 3.32 |  |  | 04h30 | 0.88 | 2.72 |  |  | 04h30 | 0.91 | 2.8 |  |  | 04h30 | 0.86 | 2.67 |  |  | 04h30 | 0.77 | 2.81 |  |  | 04h30 | 0.8 | 2.86 |  |  | 04h30 | 0.75 | 2.79 |  |  | 04h30 | 0.39 | 1.84 |  |  | 04h30 | 0.45 | 1.95 |  |  | 04h30 | 0.38 | 1.81 |  |  | 04h30 | 0.87 | 2.84 |  |  | 04h30 | 0.9 | 2.87 |  |  | 04h30 | 0.86 | 2.82 | 06h30 | 0.22 | 0.84 | 0.31571 | 1.15 | 06h30 | 0.22 | 0.86 | 0.31 | 1.09 | 06h30 | 0.18 | 0.78 | 0.29714 | 1.1071 | 06h30 | 0.16 | 0.71 | 0.25714 | 0.98857
12h30 | 0.82 | 0.90143 | 2.9029 |  | 12h30 | 0.87714 | 1.0129 | 3.0171 |  | 12h30 | 0.71 | 0.78857 | 2.4586 |  | 12h30 | 0.66143 | 0.74 | 2.27 |  |  | 12h30 | 0.78 | 0.86 | 2.5814 |  |  |  | 05h30 | 1.13 | 3.37 |  |  | 05h30 | 1.13 | 3.38 |  |  | 05h30 | 1.12 | 3.36 |  |  | 05h30 | 0.9 | 2.75 |  |  | 05h30 | 0.92 | 2.82 |  |  | 05h30 | 0.89 | 2.72 |  |  | 05h30 | 0.81 | 2.88 |  |  | 05h30 | 0.83 | 2.92 |  |  | 05h30 | 0.8 | 2.87 |  |  | 05h30 | 0.45 | 1.98 |  |  | 05h30 | 0.5 | 2.06 |  |  | 05h30 | 0.44 | 1.95 |  |  | 05h30 | 0.9 | 2.89 |  |  | 05h30 | 0.91 | 2.91 |  |  | 05h30 | 0.89 | 2.87 | 07h30 | 0.68 | 2.08 | 0.75 | 2.3157 | 07h30 | 0.69 | 2.1 | 0.67714 | 2.06 | 07h30 | 0.64 | 2.02 | 0.79 | 2.4386 | 07h30 | 0.6 | 1.9 | 0.66714 | 2.11
13h30 | 2.4571 | 0.80143 | 2.6571 |  | 13h30 | 0.76143 | 0.84286 | 2.6414 |  | 13h30 | 2.1814 | 0.69 | 2.2 |  | 13h30 | 2.0629 | 0.64286 | 2.0157 |  |  | 13h30 | 2.2114 | 0.75714 | 2.2943 |  |  |  | 06h30 | 1.12 | 3.35 |  |  | 06h30 | 1.12 | 3.36 |  |  | 06h30 | 1.12 | 3.35 |  |  | 06h30 | 0.89 | 2.74 |  |  | 06h30 | 0.92 | 2.8 |  |  | 06h30 | 0.89 | 2.71 |  |  | 06h30 | 0.81 | 2.88 |  |  | 06h30 | 0.83 | 2.91 |  |  | 06h30 | 0.8 | 2.87 |  |  | 06h30 | 0.48 | 2.03 |  |  | 06h30 | 0.52 | 2.09 |  |  | 06h30 | 0.47 | 2.01 |  |  | 06h30 | 0.89 | 2.87 |  |  | 06h30 | 0.91 | 2.9 |  |  | 06h30 | 0.89 | 2.86 | 08h30 | 1.04 | 2.9 | 1.1414 | 3.25 | 08h30 | 1.04 | 2.92 | 1.1129 | 3.1786 | 08h30 | 1.01 | 2.85 | 1.17 | 3.3214 | 08h30 | 0.96 | 2.71 | 1.05 | 3.03
14h30 | 3.67 | 0.73857 | 2.4957 |  | 14h30 | 2.3071 | 0.74286 | 2.3843 |  | 14h30 | 3.1429 | 0.62 | 2.0214 |  | 14h30 | 2.9071 | 0.57857 | 1.8457 |  |  | 14h30 | 3.1529 | 0.68714 | 2.1257 |  |  |  | 07h30 | 1.7 | 3.95 |  |  | 07h30 | 1.71 | 4.89 |  |  | 07h30 | 1.7 | 3.71 |  |  | 07h30 | 1.45 | 3.71 |  |  | 07h30 | 1.48 | 4.27 |  |  | 07h30 | 1.44 | 3.57 |  |  | 07h30 | 1.36 | 3.82 |  |  | 07h30 | 1.38 | 4.4 |  |  | 07h30 | 1.35 | 3.74 |  |  | 07h30 | 0.99 | 3.46 |  |  | 07h30 | 1.03 | 3.51 |  |  | 07h30 | 0.98 | 3.44 |  |  | 07h30 | 1.27 | 3.81 |  |  | 07h30 | 1.29 | 4.15 |  |  | 07h30 | 1.27 | 3.67 | 09h30 | 0.47 | 1.18 | 0.64857 | 1.7029 | 09h30 | 0.49 | 1.4 | 0.81571 | 2.3 | 09h30 | 1.02 | 2.84 | 1.1757 | 3.3071 | 09h30 | 0.44 | 1.16 | 0.61286 | 1.6114
15h30 | 3.77 | 0.68714 | 2.4071 |  | 15h30 | 3.3514 | 0.67571 | 2.22 |  | 15h30 | 3.1143 | 0.56571 | 1.9271 |  | 15h30 | 2.8357 | 0.52857 | 1.7543 |  |  | 15h30 | 3.1471 | 0.63286 | 2.0229 |  |  |  | 08h30 | 2.09 | 5.27 |  |  | 08h30 | 2.09 | 5.79 |  |  | 08h30 | 2.09 | 5.13 |  |  | 08h30 | 1.83 | 4.83 |  |  | 08h30 | 1.84 | 5.14 |  |  | 08h30 | 1.82 | 4.73 |  |  | 08h30 | 1.73 | 4.95 |  |  | 08h30 | 1.74 | 5.26 |  |  | 08h30 | 1.72 | 4.9 |  |  | 08h30 | 1.33 | 4.3 |  |  | 08h30 | 1.37 | 4.34 |  |  | 08h30 | 1.32 | 4.28 |  |  | 08h30 | 1.45 | 4.61 |  |  | 08h30 | 1.47 | 4.8 |  |  | 08h30 | 1.45 | 4.53 | 10h30 | 0 | 0 | 0.28857 | 0.80429 | 10h30 | 0 | 0 | 0.37143 | 1.0043 | 10h30 | 0.81 | 2.35 | 0.97 | 2.8257 | 10h30 | 0 | 0 | 0.27429 | 0.76
16h30 | 3.1757 | 0.67143 | 2.4343 |  | 16h30 | 3.3543 | 0.62857 | 2.1371 |  | 16h30 | 2.6386 | 0.54857 | 1.94 |  | 16h30 | 2.4157 | 0.50857 | 1.7657 |  |  | 16h30 | 2.7086 | 0.61857 | 2.0657 |  |  |  | 09h30 | 0.63 | 2.02 |  |  | 09h30 | 1.06 | 2.97 |  |  | 09h30 | 2.01 | 5.13 |  |  | 09h30 | 0.55 | 1.58 |  |  | 09h30 | 0.94 | 2.65 |  |  | 09h30 | 1.75 | 4.73 |  |  | 09h30 | 0.54 | 1.7 |  |  | 09h30 | 0.87 | 2.65 |  |  | 09h30 | 1.64 | 4.9 |  |  | 09h30 | 0.46 | 1.24 |  |  | 09h30 | 0.67 | 2.15 |  |  | 09h30 | 1.29 | 4.09 |  |  | 09h30 | 0.4 | 1.36 |  |  | 09h30 | 0.71 | 2.41 |  |  | 09h30 | 1.51 | 4.53 | 11h30 | 0 | 0 | 0.24143 | 0.69429 | 11h30 | 0 | 0 | 0.28143 | 0.79571 | 11h30 | 0.64 | 1.96 | 0.81 | 2.46 | 11h30 | 0 | 0 | 0.22714 | 0.65
17h30 | 3.01 | 0.68429 | 2.5629 |  | 17h30 | 2.85 | 0.61286 | 2.1671 |  | 17h30 | 2.5071 | 0.55571 | 2.0543 |  | 17h30 | 2.3014 | 0.51429 | 1.8714 |  |  | 17h30 | 2.6543 | 0.63571 | 2.24 |  |  |  | 10h30 | 0 | 0 |  |  | 10h30 | 0 | 0 |  |  | 10h30 | 1.82 | 4.95 |  |  | 10h30 | 0 | 0 |  |  | 10h30 | 0 | 0 |  |  | 10h30 | 1.56 | 4.38 |  |  | 10h30 | 0 | 0 |  |  | 10h30 | 0 | 0 |  |  | 10h30 | 1.43 | 4.47 |  |  | 10h30 | 0 | 0 |  |  | 10h30 | 0 | 0 |  |  | 10h30 | 1.09 | 3.6 |  |  | 10h30 | 0 | 0 |  |  | 10h30 | 0 | 0 |  |  | 10h30 | 1.47 | 4.51 | 12h30 | 0 | 0 | 0.20857 | 0.61143 | 12h30 | 0 | 0 | 0.23 | 0.67143 | 12h30 | 0.51 | 1.65 | 0.70429 | 2.1986 | 12h30 | 0 | 0 | 0.19286 | 0.56857
18h30 | 3.01 | 2.8786 | 2.72 |  | 18h30 | 2.73 | 0.62429 | 2.3043 |  | 18h30 | 2.5186 | 2.5629 | 2.2014 |  | 18h30 | 2.3143 | 2.4271 | 2.0143 |  |  | 18h30 | 2.7386 | 2.66 | 2.4471 |  |  |  | 11h30 | 0 | 0 |  |  | 11h30 | 0 | 0 |  |  | 11h30 | 1.68 | 4.89 |  |  | 11h30 | 0 | 0 |  |  | 11h30 | 0 | 0 |  |  | 11h30 | 1.43 | 4.14 |  |  | 11h30 | 0 | 0 |  |  | 11h30 | 0 | 0 |  |  | 11h30 | 1.28 | 4.13 |  |  | 11h30 | 0 | 0 |  |  | 11h30 | 0 | 0 |  |  | 11h30 | 0.96 | 3.26 |  |  | 11h30 | 0 | 0 |  |  | 11h30 | 0 | 0 |  |  | 11h30 | 1.34 | 4.39 | 13h30 | 0.39 | 1.15 | 0.61857 | 1.8386 | 13h30 | 0 | 0 | 0.20143 | 0.6 | 13h30 | 0.42 | 1.44 | 0.63429 | 2.0229 | 13h30 | 0.36 | 1.11 | 0.58143 | 1.7257
19h30 | 3.0314 | 4.6 | 2.8286 |  | 19h30 | 2.7614 | 2.7171 | 2.47 |  | 19h30 | 2.5414 | 4.03 | 2.3186 |  | 19h30 | 2.34 | 3.7529 | 2.1186 |  |  | 19h30 | 2.8186 | 4.1614 | 2.6057 |  |  |  | 12h30 | 0 | 0 |  |  | 12h30 | 0 | 0 |  |  | 12h30 | 1.55 | 4.55 |  |  | 12h30 | 0 | 0 |  |  | 12h30 | 0 | 0 |  |  | 12h30 | 1.32 | 3.83 |  |  | 12h30 | 0 | 0 |  |  | 12h30 | 0 | 0 |  |  | 12h30 | 1.16 | 3.79 |  |  | 12h30 | 0 | 0 |  |  | 12h30 | 0 | 0 |  |  | 12h30 | 0.86 | 3 |  |  | 12h30 | 0 | 0 |  |  | 12h30 | 0 | 0 |  |  | 12h30 | 1.24 | 4.08 | 14h30 | 0.71 | 2.07 | 0.93 | 2.74 | 14h30 | 0 | 0 | 0.18429 | 0.55429 | 14h30 | 0.39 | 1.34 | 0.58714 | 1.9086 | 14h30 | 0.65 | 1.86 | 0.86143 | 2.49
20h30 | 3.0471 | 4.7971 | 2.9043 |  | 20h30 | 2.8043 | 4.28 | 2.5986 |  | 20h30 | 2.5543 | 4.1286 | 2.3914 |  | 20h30 | 2.3514 | 3.8057 | 2.1914 |  |  | 20h30 | 2.8686 | 4.3171 | 2.72 |  |  |  | 13h30 | 1.14 | 3.19 |  |  | 13h30 | 0 | 0 |  |  | 13h30 | 1.42 | 4.17 |  |  | 13h30 | 1.02 | 2.96 |  |  | 13h30 | 0 | 0 |  |  | 13h30 | 1.21 | 3.54 |  |  | 13h30 | 1 | 3.02 |  |  | 13h30 | 0 | 0 |  |  | 13h30 | 1.05 | 3.47 |  |  | 13h30 | 0.82 | 2.53 |  |  | 13h30 | 0 | 0 |  |  | 13h30 | 0.78 | 2.77 |  |  | 13h30 | 0.96 | 2.95 |  |  | 13h30 | 0 | 0 |  |  | 13h30 | 1.12 | 3.75 | 15h30 | 0.79 | 2.38 | 0.93714 | 2.8329 | 15h30 | 0 | 0 | 0.16857 | 0.51857 | 15h30 | 0.41 | 1.33 | 0.56 | 1.8471 | 15h30 | 0.72 | 2.05 | 0.85 | 2.5043
21h30 | 3.07 | 3.9986 | 2.97 |  | 21h30 | 2.8329 | 4.4171 | 2.6829 |  | 21h30 | 2.57 | 3.4671 | 2.4529 |  | 21h30 | 2.37 | 3.2157 | 2.2443 |  |  | 21h30 | 2.91 | 3.7 | 2.8029 |  |  |  | 14h30 | 1.99 | 5.32 |  |  | 14h30 | 0 | 0 |  |  | 14h30 | 1.3 | 3.9 |  |  | 14h30 | 1.74 | 4.72 |  |  | 14h30 | 0 | 0 |  |  | 14h30 | 1.1 | 3.3 |  |  | 14h30 | 1.7 | 4.95 |  |  | 14h30 | 0 | 0 |  |  | 14h30 | 0.94 | 3.19 |  |  | 14h30 | 1.37 | 4.2 |  |  | 14h30 | 0 | 0 |  |  | 14h30 | 0.69 | 2.56 |  |  | 14h30 | 1.51 | 4.8 |  |  | 14h30 | 0 | 0 |  |  | 14h30 | 0.9 | 3.47 | 16h30 | 0.66 | 1.98 | 0.77286 | 2.4029 | 16h30 | 0 | 0 | 0.16286 | 0.50857 | 16h30 | 0.44 | 1.38 | 0.57 | 1.8643 | 16h30 | 0.6 | 1.75 | 0.70286 | 2.1471
22h30 | 3.0871 | 3.6286 | 3.0114 |  | 22h30 | 2.8614 | 3.7229 | 2.7514 |  | 22h30 | 2.58 | 3.1414 | 2.4929 |  | 22h30 | 2.3757 | 2.9186 | 2.2857 |  |  | 22h30 | 2.9414 | 3.4143 | 2.86 |  |  |  | 15h30 | 1.9 | 5.05 |  |  | 15h30 | 0 | 0 |  |  | 15h30 | 1.21 | 3.62 |  |  | 15h30 | 1.63 | 4.33 |  |  | 15h30 | 0 | 0 |  |  | 15h30 | 1.02 | 3.09 |  |  | 15h30 | 1.57 | 4.58 |  |  | 15h30 | 0 | 0 |  |  | 15h30 | 0.86 | 2.93 |  |  | 15h30 | 1.24 | 3.96 |  |  | 15h30 | 0 | 0 |  |  | 15h30 | 0.62 | 2.33 |  |  | 15h30 | 1.19 | 4.46 |  |  | 15h30 | 0 | 0 |  |  | 15h30 | 0.64 | 3.2 | 17h30 | 0.6 | 1.78 | 0.72857 | 2.2814 | 17h30 | 0 | 0 | 0.16429 | 0.52 | 17h30 | 0.46 | 1.42 | 0.60857 | 1.9543 | 17h30 | 0.55 | 1.62 | 0.66714 | 2.0629
23h30 | 3.11 | 3.4557 | 3.0543 |  | 23h30 | 2.88 | 3.3971 | 2.7957 |  | 23h30 | 2.6 | 2.98 | 2.5357 |  | 23h30 | 2.3957 | 2.77 | 2.3257 |  |  | 23h30 | 2.9729 | 3.2786 | 2.9157 |  |  |  | 16h30 | 1.4 | 3.88 |  |  | 16h30 | 0 | 0 |  |  | 16h30 | 1.2 | 3.5 |  |  | 16h30 | 1.23 | 3.5 |  |  | 16h30 | 0 | 0 |  |  | 16h30 | 1.02 | 3.07 |  |  | 16h30 | 1.14 | 3.38 |  |  | 16h30 | 0 | 0 |  |  | 16h30 | 0.86 | 2.8 |  |  | 16h30 | 0.89 | 2.83 |  |  | 16h30 | 0 | 0 |  |  | 16h30 | 0.61 | 2.2 |  |  | 16h30 | 0.81 | 3.47 |  |  | 16h30 | 0 | 0 |  |  | 16h30 | 0.63 | 3.07 | 18h30 | 0.56 | 1.67 | 0.73714 | 2.2729 | 18h30 | 0.47 | 1.29 | 0.73714 | 2.1414 | 18h30 | 0.47 | 1.43 | 0.65857 | 2.0614 | 18h30 | 0.52 | 1.53 | 0.67857 | 2.0829
[28 empty] | 17h30 | 1.36 | 3.84 |  |  | 17h30 | 0 | 0 |  |  | 17h30 | 1.31 | 3.71 |  |  | 17h30 | 1.21 | 3.59 |  |  | 17h30 | 0 | 0 |  |  | 17h30 | 1.12 | 3.37 |  |  | 17h30 | 1.07 | 3.23 |  |  | 17h30 | 0 | 0 |  |  | 17h30 | 0.94 | 2.98 |  |  | 17h30 | 0.8 | 2.56 |  |  | 17h30 | 0 | 0 |  |  | 17h30 | 0.66 | 2.28 |  |  | 17h30 | 0.97 | 3.45 |  |  | 17h30 | 0 | 0 |  |  | 17h30 | 0.88 | 3.27 | 19h30 | 0.54 | 1.59 | 0.75143 | 2.28 | 19h30 | 0.92 | 2.42 | 1.22 | 3.38 | 19h30 | 0.48 | 1.43 | 0.69429 | 2.1343 | 19h30 | 0.5 | 1.47 | 0.69429 | 2.11
[28 empty] | 18h30 | 1.47 | 4.16 |  |  | 18h30 | 1.25 | 3.25 |  |  | 18h30 | 1.45 | 4.08 |  |  | 18h30 | 1.32 | 3.95 |  |  | 18h30 | 1.21 | 3.25 |  |  | 18h30 | 1.26 | 3.78 |  |  | 18h30 | 1.15 | 3.49 |  |  | 18h30 | 1.2 | 3.25 |  |  | 18h30 | 1.08 | 3.35 |  |  | 18h30 | 0.83 | 2.64 |  |  | 18h30 | 0.94 | 2.68 |  |  | 18h30 | 0.74 | 2.46 |  |  | 18h30 | 1.2 | 3.78 |  |  | 18h30 | 1.07 | 3.18 |  |  | 18h30 | 1.14 | 3.66 | 20h30 | 0.54 | 1.58 | 0.75714 | 2.29 | 20h30 | 1.03 | 2.8 | 1.2557 | 3.5414 | 20h30 | 0.49 | 1.46 | 0.71714 | 2.1871 | 20h30 | 0.5 | 1.47 | 0.7 | 2.1329
[28 empty] | 19h30 | 1.56 | 4.42 |  |  | 19h30 | 2.34 | 5.87 |  |  | 19h30 | 1.54 | 4.35 |  |  | 19h30 | 1.4 | 4.16 |  |  | 19h30 | 2.17 | 5.68 |  |  | 19h30 | 1.35 | 4.02 |  |  | 19h30 | 1.22 | 3.72 |  |  | 19h30 | 2.15 | 5.68 |  |  | 19h30 | 1.16 | 3.62 |  |  | 19h30 | 0.86 | 2.76 |  |  | 19h30 | 1.71 | 4.68 |  |  | 19h30 | 0.79 | 2.62 |  |  | 19h30 | 1.13 | 3.78 |  |  | 19h30 | 1.76 | 5.16 |  |  | 19h30 | 1.08 | 3.68 | 21h30 | 0.54 | 1.59 | 0.76571 | 2.3043 | 21h30 | 0.8 | 2.27 | 1.0257 | 2.9729 | 21h30 | 0.51 | 1.51 | 0.73714 | 2.2329 | 21h30 | 0.5 | 1.48 | 0.70857 | 2.1529
[28 empty] | 20h30 | 1.6 | 4.56 |  |  | 20h30 | 2.34 | 5.87 |  |  | 20h30 | 1.58 | 4.51 |  |  | 20h30 | 1.43 | 4.23 |  |  | 20h30 | 2.1 | 5.68 |  |  | 20h30 | 1.38 | 4.1 |  |  | 20h30 | 1.24 | 3.86 |  |  | 20h30 | 2.07 | 5.63 |  |  | 20h30 | 1.19 | 3.78 |  |  | 20h30 | 0.87 | 2.85 |  |  | 20h30 | 1.67 | 4.71 |  |  | 20h30 | 0.82 | 2.74 |  |  | 20h30 | 0.94 | 3.64 |  |  | 20h30 | 1.54 | 4.91 |  |  | 20h30 | 0.9 | 3.57 | 22h30 | 0.53 | 1.55 | 0.77429 | 2.3129 | 22h30 | 0.68 | 1.96 | 0.92143 | 2.7071 | 22h30 | 0.5 | 1.49 | 0.75286 | 2.2586 | 22h30 | 0.49 | 1.46 | 0.71714 | 2.1629
[28 empty] | 21h30 | 1.63 | 4.67 |  |  | 21h30 | 1.84 | 5.04 |  |  | 21h30 | 1.61 | 4.66 |  |  | 21h30 | 1.44 | 4.29 |  |  | 21h30 | 1.68 | 4.81 |  |  | 21h30 | 1.4 | 4.19 |  |  | 21h30 | 1.26 | 4 |  |  | 21h30 | 1.58 | 4.64 |  |  | 21h30 | 1.22 | 3.93 |  |  | 21h30 | 0.88 | 2.96 |  |  | 21h30 | 1.23 | 3.68 |  |  | 21h30 | 0.84 | 2.88 |  |  | 21h30 | 0.94 | 3.77 |  |  | 21h30 | 1.14 | 4.16 |  |  | 21h30 | 0.9 | 3.71 | 23h30 | 0.52 | 1.53 | 0.77857 | 2.3314 | 23h30 | 0.62 | 1.79 | 0.87143 | 2.5843 | 23h30 | 0.5 | 1.49 | 0.76286 | 2.2914 | 23h30 | 0.48 | 1.44 | 0.72 | 2.1814
[28 empty] | 22h30 | 1.67 | 4.79 |  |  | 22h30 | 1.73 | 4.98 |  |  | 22h30 | 1.66 | 4.78 |  |  | 22h30 | 1.47 | 4.34 |  |  | 22h30 | 1.57 | 4.6 |  |  | 22h30 | 1.43 | 4.25 |  |  | 22h30 | 1.29 | 4.1 |  |  | 22h30 | 1.43 | 4.36 |  |  | 22h30 | 1.26 | 4.04 |  |  | 22h30 | 0.9 | 3.04 |  |  | 22h30 | 1.07 | 3.38 |  |  | 22h30 | 0.86 | 2.98 |  |  | 22h30 | 0.96 | 3.86 |  |  | 22h30 | 1.05 | 4.03 |  |  | 22h30 | 0.93 | 3.82 | 00h30 | 0.38 | 1.18 |  |  | 00h30 | 0.16 | 0.43 |  |  | 00h30 | 0.42 | 1.34 |  |  | 00h30 | 0.35 | 1.09
[28 empty] | 23h30 | 1.7 | 4.79 |  |  | 23h30 | 1.73 | 4.99 |  |  | 23h30 | 1.69 | 4.86 |  |  | 23h30 | 1.48 | 4.36 |  |  | 23h30 | 1.55 | 4.56 |  |  | 23h30 | 1.45 | 4.28 |  |  | 23h30 | 1.31 | 4.16 |  |  | 23h30 | 1.39 | 4.31 |  |  | 23h30 | 1.28 | 4.11 |  |  | 23h30 | 0.92 | 3.11 |  |  | 23h30 | 1.02 | 3.33 |  |  | 23h30 | 0.88 | 3.05 |  |  | 23h30 | 0.97 | 3.92 |  |  | 23h30 | 1.03 | 4.04 |  |  | 23h30 | 0.95 | 3.88 | 01h30 | 0 | 0.22 |  |  | 01h30 | 0 | 0 |  |  | 01h30 | 0.01 | 0.25 |  |  | 01h30 | 0 | 0.16
|  |  |  | Base Case (in a typical spring day) | [12 empty] | Base Case (in a typical spring day) | [10 empty] | 00h30 | 1.16 | 3.34 |  |  | 00h30 | 1.14 | 3.44 |  |  | 00h30 | 1.34 | 3.35 |  |  | 00h30 | 1.01 | 2.97 |  |  | 00h30 | 0.96 | 3 |  |  | 00h30 | 1.15 | 3.15 |  |  | 00h30 | 0.91 | 2.94 |  |  | 00h30 | 0.8 | 2.79 |  |  | 00h30 | 1 | 3.01 |  |  | 00h30 | 0.67 | 2.31 |  |  | 00h30 | 0.47 | 1.89 |  |  | 00h30 | 0.69 | 2.55 |  |  | 00h30 | 0.73 | 2.78 |  |  | 00h30 | 0.65 | 2.72 |  |  | 00h30 | 0.84 | 2.95 | 02h30 | 0 | 0.22 |  |  | 02h30 | 0.03 | 0.27 |  |  | 02h30 | 0.01 | 0.25 |  |  | 02h30 | 0 | 0.16
[28 empty] | 01h30 | 0.79 | 2.6 |  |  | 01h30 | 0.78 | 2.62 |  |  | 01h30 | 0.9 | 2.56 |  |  | 01h30 | 0.63 | 2.12 |  |  | 01h30 | 0.6 | 2.17 |  |  | 01h30 | 0.71 | 2.21 |  |  | 01h30 | 0.53 | 2.09 |  |  | 01h30 | 0.48 | 2.02 |  |  | 01h30 | 0.57 | 2.12 |  |  | 01h30 | 0.3 | 1.41 |  |  | 01h30 | 0.19 | 1.21 |  |  | 01h30 | 0.29 | 1.49 |  |  | 01h30 | 0.59 | 2.17 |  |  | 01h30 | 0.54 | 2.15 |  |  | 01h30 | 0.65 | 2.27 | 03h30 | 0.05 | 0.34 |  |  | 03h30 | 0.05 | 0.37 |  |  | 03h30 | 0.05 | 0.34 |  |  | 03h30 | 0.03 | 0.27
| Victorian Detached |  |  |  |  | Victorian Terrace |  |  |  |  | Victorian Top/Ground Flat |  |  |  |  | Victorian Mid Flat | [5 empty] | Victorian Semi-detached | [5 empty] | 02h30 | 0.91 | 2.99 |  |  | 02h30 | 0.93 | 3.02 |  |  | 02h30 | 0.9 | 2.96 |  |  | 02h30 | 0.68 | 2.37 |  |  | 02h30 | 0.74 | 2.51 |  |  | 02h30 | 0.71 | 2.28 |  |  | 02h30 | 0.53 | 2.32 |  |  | 02h30 | 0.62 | 2.43 |  |  | 02h30 | 0.57 | 2.27 |  |  | 02h30 | 0.3 | 1.41 |  |  | 02h30 | 0.32 | 1.56 |  |  | 02h30 | 0.29 | 1.49 |  |  | 02h30 | 0.67 | 2.47 |  |  | 02h30 | 0.72 | 2.55 |  |  | 02h30 | 0.65 | 2.41 | 04h30 | 0.07 | 0.41 |  |  | 04h30 | 0.1 | 0.48 |  |  | 04h30 | 0.06 | 0.36 |  |  | 04h30 | 0.04 | 0.34
[28 empty] | 03h30 | 1.09 | 3.37 |  |  | 03h30 | 1.11 | 3.4 |  |  | 03h30 | 1.06 | 3.35 |  |  | 03h30 | 0.83 | 2.71 |  |  | 03h30 | 0.9 | 2.86 |  |  | 03h30 | 0.82 | 2.61 |  |  | 03h30 | 0.69 | 2.73 |  |  | 03h30 | 0.77 | 2.86 |  |  | 03h30 | 0.7 | 2.68 |  |  | 03h30 | 0.36 | 1.71 |  |  | 03h30 | 0.42 | 1.9 |  |  | 03h30 | 0.36 | 1.73 |  |  | 03h30 | 0.82 | 2.83 |  |  | 03h30 | 0.89 | 2.92 |  |  | 03h30 | 0.79 | 2.76 | 05h30 | 0.11 | 0.51 |  |  | 05h30 | 0.14 | 0.63 |  |  | 05h30 | 0.1 | 0.49 |  |  | 05h30 | 0.08 | 0.44
| Occupancy type 1 | Occupancy type 2 | Occupancy type 3 |  |  | Occupancy type 1 | Occupancy type 2 | Occupancy type 3 |  |  | Occupancy type 1 | Occupancy type 2 | Occupancy type 3 |  |  | Occupancy type 1 | Occupancy type 2 | Occupancy type 3 |  |  |  | Occupancy type 1 | Occupancy type 2 | Occupancy type 3 |  |  |  | 04h30 | 1.16 | 3.5 |  |  | 04h30 | 1.17 | 3.52 |  |  | 04h30 | 1.14 | 3.48 |  |  | 04h30 | 0.92 | 2.85 |  |  | 04h30 | 0.96 | 2.96 |  |  | 04h30 | 0.88 | 2.78 |  |  | 04h30 | 0.81 | 2.95 |  |  | 04h30 | 0.86 | 3.03 |  |  | 04h30 | 0.77 | 2.91 |  |  | 04h30 | 0.41 | 1.95 |  |  | 04h30 | 0.5 | 2.1 |  |  | 04h30 | 0.38 | 1.88 |  |  | 04h30 | 0.91 | 2.98 |  |  | 04h30 | 0.95 | 3.03 |  |  | 04h30 | 0.89 | 2.94 | 06h30 | 0.15 | 0.64 |  |  | 06h30 | 0.19 | 0.76 |  |  | 06h30 | 0.14 | 0.61 |  |  | 06h30 | 0.12 | 0.54
| kW | kW | kW |  |  | kW | kW | kW |  |  | kW | kW | kW |  |  | kW | kW | kW |  |  |  | kW | kW | kW |  |  |  | 05h30 | 1.16 | 3.48 |  |  | 05h30 | 1.17 | 3.5 |  |  | 05h30 | 1.15 | 3.47 |  |  | 05h30 | 0.92 | 2.84 |  |  | 05h30 | 0.96 | 2.93 |  |  | 05h30 | 0.89 | 2.79 |  |  | 05h30 | 0.83 | 2.98 |  |  | 05h30 | 0.87 | 3.03 |  |  | 05h30 | 0.8 | 2.95 |  |  | 05h30 | 0.46 | 2.07 |  |  | 05h30 | 0.54 | 2.18 |  |  | 05h30 | 0.42 | 1.98 |  |  | 05h30 | 0.92 | 2.98 |  |  | 05h30 | 0.95 | 3.02 |  |  | 05h30 | 0.9 | 2.96 | 07h30 | 0.6 | 1.92 |  |  | 07h30 | 0.67 | 2.05 |  |  | 07h30 | 0.59 | 1.89 |  |  | 07h30 | 0.52 | 1.74
[28 empty] | 06h30 | 1.15 | 3.47 |  |  | 06h30 | 1.15 | 3.48 |  |  | 06h30 | 1.14 | 3.46 |  |  | 06h30 | 0.91 | 2.83 |  |  | 06h30 | 0.94 | 2.9 |  |  | 06h30 | 0.89 | 2.78 |  |  | 06h30 | 0.83 | 2.98 |  |  | 06h30 | 0.86 | 3.02 |  |  | 06h30 | 0.81 | 2.95 |  |  | 06h30 | 0.49 | 2.15 |  |  | 06h30 | 0.55 | 2.23 |  |  | 06h30 | 0.47 | 2.09 |  |  | 06h30 | 0.91 | 2.97 |  |  | 06h30 | 0.93 | 3 |  |  | 06h30 | 0.89 | 2.95 | 08h30 | 1.01 | 2.87 |  |  | 08h30 | 1.06 | 2.97 |  |  | 08h30 | 1 | 2.84 |  |  | 08h30 | 0.92 | 2.68
00h30 | 2.8929 | 2.3386 | 5.7086 |  | 00h30 | 4.7129 | 3.7271 | 5.3243 |  | 00h30 | 3.7086 | 2.9443 | 4.4143 |  | 00h30 | 2.8243 | 1.6 | 3.0671 |  |  | 00h30 | 3.5786 | 2.5786 | 4.0957 |  |  |  | 07h30 | 1.73 | 3.83 |  |  | 07h30 | 1.74 | 5.04 |  |  | 07h30 | 1.73 | 3.87 |  |  | 07h30 | 1.47 | 3.62 |  |  | 07h30 | 1.5 | 4.41 |  |  | 07h30 | 1.46 | 3.49 |  |  | 07h30 | 1.38 | 3.69 |  |  | 07h30 | 1.41 | 4.54 |  |  | 07h30 | 1.37 | 3.64 |  |  | 07h30 | 1.01 | 3.57 |  |  | 07h30 | 1.07 | 3.7 |  |  | 07h30 | 0.99 | 3.51 |  |  | 07h30 | 1.29 | 3.68 |  |  | 07h30 | 1.31 | 4.3 |  |  | 07h30 | 1.28 | 3.57 | 09h30 | 0.47 | 1.14 |  |  | 09h30 | 0.52 | 1.44 |  |  | 09h30 | 1.08 | 2.99 |  |  | 09h30 | 0.46 | 1.12
01h30 | 1.7643 | 1.3514 | 3.4957 |  | 01h30 | 2.6671 | 2.0129 | 2.9543 |  | 01h30 | 1.9529 | 1.3986 | 2.3086 |  | 01h30 | 1.0314 | 0.34571 | 1.1043 |  |  | 01h30 | 2.3229 | 1.62 | 2.5743 |  |  |  | 08h30 | 2.11 | 5.26 |  |  | 08h30 | 2.11 | 5.95 |  |  | 08h30 | 2.11 | 5.28 |  |  | 08h30 | 1.84 | 4.84 |  |  | 08h30 | 1.86 | 5.3 |  |  | 08h30 | 1.83 | 4.75 |  |  | 08h30 | 1.74 | 4.94 |  |  | 08h30 | 1.76 | 5.41 |  |  | 08h30 | 1.73 | 4.91 |  |  | 08h30 | 1.36 | 4.44 |  |  | 08h30 | 1.4 | 4.53 |  |  | 08h30 | 1.34 | 4.4 |  |  | 08h30 | 1.47 | 4.61 |  |  | 08h30 | 1.48 | 4.95 |  |  | 08h30 | 1.46 | 4.54 | 10h30 | 0 | 0 |  |  | 10h30 | 0 | 0 |  |  | 10h30 | 0.85 | 2.49 |  |  | 10h30 | 0 | 0
02h30 | 1.9329 | 1.6814 | 3.5857 |  | 02h30 | 2.7886 | 2.4971 | 2.9914 |  | 02h30 | 2.1386 | 1.9829 | 2.4214 |  | 02h30 | 1.0857 | 0.78 | 1.1271 |  |  | 02h30 | 2.5243 | 2.2171 | 2.6743 |  |  |  | 09h30 | 0.56 | 2.01 |  |  | 09h30 | 1.13 | 3.04 |  |  | 09h30 | 1.97 | 5.28 |  |  | 09h30 | 0.49 | 1.59 |  |  | 09h30 | 0.99 | 2.78 |  |  | 09h30 | 1.71 | 4.75 |  |  | 09h30 | 0.48 | 1.69 |  |  | 09h30 | 0.94 | 2.84 |  |  | 09h30 | 1.6 | 4.91 |  |  | 09h30 | 0.42 | 1.19 |  |  | 09h30 | 0.74 | 2.4 |  |  | 09h30 | 1.26 | 4.18 |  |  | 09h30 | 0.33 | 1.36 |  |  | 09h30 | 0.76 | 2.63 |  |  | 09h30 | 1.34 | 4.54 | 11h30 | 0 | 0 |  |  | 11h30 | 0 | 0 |  |  | 11h30 | 0.67 | 2.1 |  |  | 11h30 | 0 | 0
03h30 | 2.3671 | 2.0843 | 4.1786 |  | 03h30 | 3.3486 | 3.0586 | 3.3657 |  | 03h30 | 2.7829 | 2.6943 | 3.0029 |  | 03h30 | 1.4071 | 1.2714 | 1.4057 |  |  | 03h30 | 3.1757 | 2.8429 | 3.19 |  |  |  | 10h30 | 0 | 0 |  |  | 10h30 | 0 | 0 |  |  | 10h30 | 1.68 | 4.91 |  |  | 10h30 | 0 | 0 |  |  | 10h30 | 0 | 0 |  |  | 10h30 | 1.44 | 4.29 |  |  | 10h30 | 0 | 0 |  |  | 10h30 | 0 | 0 |  |  | 10h30 | 1.32 | 4.38 |  |  | 10h30 | 0 | 0 |  |  | 10h30 | 0 | 0 |  |  | 10h30 | 1 | 3.57 |  |  | 10h30 | 0 | 0 |  |  | 10h30 | 0 | 0 |  |  | 10h30 | 1.08 | 4.41 | 12h30 | 0 | 0 |  |  | 12h30 | 0 | 0 |  |  | 12h30 | 0.58 | 1.88 |  |  | 12h30 | 0 | 0
04h30 | 2.64 | 2.2557 | 4.5457 |  | 04h30 | 3.7243 | 3.2957 | 3.5814 |  | 04h30 | 3.2629 | 3.0586 | 3.3857 |  | 04h30 | 1.7571 | 1.6143 | 1.6943 |  |  | 04h30 | 3.63 | 3.1357 | 3.5386 |  |  |  | 11h30 | 0 | 0 |  |  | 11h30 | 0 | 0 |  |  | 11h30 | 1.44 | 4.64 |  |  | 11h30 | 0 | 0 |  |  | 11h30 | 0 | 0 |  |  | 11h30 | 1.24 | 3.94 |  |  | 11h30 | 0 | 0 |  |  | 11h30 | 0 | 0 |  |  | 11h30 | 1.11 | 3.95 |  |  | 11h30 | 0 | 0 |  |  | 11h30 | 0 | 0 |  |  | 11h30 | 0.82 | 3.14 |  |  | 11h30 | 0 | 0 |  |  | 11h30 | 0 | 0 |  |  | 11h30 | 0.61 | 4.17 | 13h30 | 0.51 | 1.52 |  |  | 13h30 | 0 | 0 |  |  | 13h30 | 0.53 | 1.76 |  |  | 13h30 | 0.49 | 1.43
05h30 | 2.77 | 2.3443 | 4.7657 |  | 05h30 | 3.9186 | 3.4143 | 3.7714 |  | 05h30 | 3.57 | 3.2714 | 3.7029 |  | 05h30 | 2.1343 | 1.9157 | 2.0629 |  |  | 05h30 | 3.8614 | 3.2957 | 3.7743 |  |  |  | 12h30 | 0 | 0 |  |  | 12h30 | 0 | 0 |  |  | 12h30 | 1.27 | 4.21 |  |  | 12h30 | 0 | 0 |  |  | 12h30 | 0 | 0 |  |  | 12h30 | 1.11 | 3.57 |  |  | 12h30 | 0 | 0 |  |  | 12h30 | 0 | 0 |  |  | 12h30 | 0.97 | 3.52 |  |  | 12h30 | 0 | 0 |  |  | 12h30 | 0 | 0 |  |  | 12h30 | 0.7 | 2.82 |  |  | 12h30 | 0 | 0 |  |  | 12h30 | 0 | 0 |  |  | 12h30 | 0.61 | 3.75 | 14h30 | 0.85 | 2.56 |  |  | 14h30 | 0 | 0 |  |  | 14h30 | 0.48 | 1.65 |  |  | 14h30 | 0.8 | 2.3
06h30 | 2.83 | 2.3943 | 4.9257 |  | 06h30 | 4.02 | 3.4729 | 3.9329 |  | 06h30 | 3.7229 | 3.38 | 3.9114 |  | 06h30 | 2.43 | 2.1286 | 2.3743 |  |  | 06h30 | 3.9743 | 3.3786 | 3.9371 |  |  |  | 13h30 | 0.94 | 2.81 |  |  | 13h30 | 0 | 0 |  |  | 13h30 | 1.14 | 3.79 |  |  | 13h30 | 0.87 | 2.6 |  |  | 13h30 | 0 | 0 |  |  | 13h30 | 1.01 | 3.23 |  |  | 13h30 | 0.88 | 2.66 |  |  | 13h30 | 0 | 0 |  |  | 13h30 | 0.86 | 3.14 |  |  | 13h30 | 0.67 | 2.26 |  |  | 13h30 | 0 | 0 |  |  | 13h30 | 0.62 | 2.55 |  |  | 13h30 | 0.44 | 2.47 |  |  | 13h30 | 0 | 0 |  |  | 13h30 | 0.43 | 3.32 | 15h30 | 0.85 | 2.7 |  |  | 15h30 | 0 | 0 |  |  | 15h30 | 0.45 | 1.61 |  |  | 15h30 | 0.78 | 2.34
07h30 | 4.4029 | 3.72 | 8.0214 |  | 07h30 | 6.66 | 5.6771 | 7.0529 |  | 07h30 | 6.2071 | 5.6043 | 7.0586 |  | 07h30 | 4.9743 | 4.2386 | 5.3429 |  |  | 07h30 | 5.99 | 5.0543 | 6.4343 |  |  |  | 14h30 | 1.61 | 4.76 |  |  | 14h30 | 0 | 0 |  |  | 14h30 | 1.14 | 3.57 |  |  | 14h30 | 1.48 | 4.27 |  |  | 14h30 | 0 | 0 |  |  | 14h30 | 0.98 | 3.08 |  |  | 14h30 | 1.46 | 4.42 |  |  | 14h30 | 0 | 0 |  |  | 14h30 | 0.84 | 2.92 |  |  | 14h30 | 1.15 | 3.82 |  |  | 14h30 | 0 | 0 |  |  | 14h30 | 0.57 | 2.39 |  |  | 14h30 | 0.78 | 4.09 |  |  | 14h30 | 0 | 0 |  |  | 14h30 | 0.43 | 3.09 | 16h30 | 0.7 | 2.3 |  |  | 16h30 | 0 | 0 |  |  | 16h30 | 0.48 | 1.69 |  |  | 16h30 | 0.64 | 2.02
08h30 | 5.2929 | 5.0086 | 9.3943 |  | 08h30 | 8.1671 | 7.8443 | 8.3786 |  | 08h30 | 7.6486 | 7.7314 | 8.3843 |  | 08h30 | 6.6429 | 6.3771 | 6.8557 |  |  | 08h30 | 6.8086 | 6.5 | 7.0571 |  |  |  | 15h30 | 1.62 | 4.77 |  |  | 15h30 | 0 | 0 |  |  | 15h30 | 1.09 | 3.51 |  |  | 15h30 | 1.46 | 4.22 |  |  | 15h30 | 0 | 0 |  |  | 15h30 | 0.95 | 3.09 |  |  | 15h30 | 1.37 | 4.33 |  |  | 15h30 | 0 | 0 |  |  | 15h30 | 0.8 | 2.86 |  |  | 15h30 | 1.09 | 3.79 |  |  | 15h30 | 0 | 0 |  |  | 15h30 | 0.55 | 2.31 |  |  | 15h30 | 0.86 | 4.1 |  |  | 15h30 | 0 | 0 |  |  | 15h30 | 0.55 | 3.04 | 17h30 | 0.68 | 2.22 |  |  | 17h30 | 0 | 0 |  |  | 17h30 | 0.55 | 1.85 |  |  | 17h30 | 0.63 | 2.01
09h30 | 2.3029 | 3.1929 | 7.9886 |  | 09h30 | 3.4943 | 5.0529 | 7.0957 |  | 09h30 | 3.5486 | 4.8371 | 6.9829 |  | 09h30 | 3.4143 | 4.1371 | 6.0357 |  |  | 09h30 | 2.9171 | 4.09 | 6.3014 |  |  |  | 16h30 | 1.26 | 3.9 |  |  | 16h30 | 0 | 0 |  |  | 16h30 | 1.09 | 3.54 |  |  | 16h30 | 1.16 | 3.59 |  |  | 16h30 | 0 | 0 |  |  | 16h30 | 0.96 | 3.18 |  |  | 16h30 | 1.05 | 3.41 |  |  | 16h30 | 0 | 0 |  |  | 16h30 | 0.8 | 2.88 |  |  | 16h30 | 0.81 | 2.85 |  |  | 16h30 | 0 | 0 |  |  | 16h30 | 0.55 | 2.28 |  |  | 16h30 | 0.78 | 3.46 |  |  | 16h30 | 0 | 0 |  |  | 16h30 | 0.63 | 3.1 | 18h30 | 0.72 | 2.24 |  |  | 18h30 | 0.72 | 2.1 |  |  | 18h30 | 0.63 | 2 |  |  | 18h30 | 0.67 | 2.07
10h30 | 1.0357 | 1.2929 | 6.19 |  | 10h30 | 1.6057 | 2.0171 | 5.4657 |  | 10h30 | 1.5529 | 2.0829 | 5.1157 |  | 10h30 | 1.3929 | 1.8786 | 4.37 |  |  | 10h30 | 1.5486 | 1.8757 | 5.2571 |  |  |  | 17h30 | 1.26 | 3.86 |  |  | 17h30 | 0 | 0 |  |  | 17h30 | 1.2 | 3.73 |  |  | 17h30 | 1.16 | 3.64 |  |  | 17h30 | 0 | 0 |  |  | 17h30 | 1.07 | 3.43 |  |  | 17h30 | 1.01 | 3.28 |  |  | 17h30 | 0 | 0 |  |  | 17h30 | 0.89 | 3.06 |  |  | 17h30 | 0.76 | 2.66 |  |  | 17h30 | 0 | 0 |  |  | 17h30 | 0.62 | 2.39 |  |  | 17h30 | 0.87 | 3.49 |  |  | 17h30 | 0 | 0 |  |  | 17h30 | 0.79 | 3.32 | 19h30 | 0.76 | 2.31 |  |  | 19h30 | 1.3 | 3.64 |  |  | 19h30 | 0.69 | 2.14 |  |  | 19h30 | 0.71 | 2.16
11h30 | 0.76571 | 0.83714 | 4.7771 |  | 11h30 | 1.1929 | 1.3471 | 4.2014 |  | 11h30 | 1.0814 | 1.2757 | 3.7271 |  | 11h30 | 0.97714 | 1.16 | 3.2457 |  |  | 11h30 | 1.0943 | 1.2257 | 3.8514 |  |  |  | 18h30 | 1.35 | 4.04 |  |  | 18h30 | 1.06 | 2.86 |  |  | 18h30 | 1.32 | 3.96 |  |  | 18h30 | 1.24 | 3.85 |  |  | 18h30 | 1.02 | 2.84 |  |  | 18h30 | 1.18 | 3.69 |  |  | 18h30 | 1.07 | 3.4 |  |  | 18h30 | 1 | 2.76 |  |  | 18h30 | 0.99 | 3.29 |  |  | 18h30 | 0.79 | 2.71 |  |  | 18h30 | 0.91 | 2.66 |  |  | 18h30 | 0.7 | 2.55 |  |  | 18h30 | 1.07 | 3.69 |  |  | 18h30 | 0.83 | 2.88 |  |  | 18h30 | 1.02 | 3.58 | 20h30 | 0.78 | 2.36 |  |  | 20h30 | 1.34 | 3.81 |  |  | 20h30 | 0.73 | 2.24 |  |  | 20h30 | 0.73 | 2.22
12h30 | 0.63857 | 0.61286 | 4.69 |  | 12h30 | 1.0243 | 1.01 | 4.1371 |  | 12h30 | 0.89 | 0.85429 | 3.6157 |  | 12h30 | 0.76857 | 0.78429 | 2.9214 |  |  | 12h30 | 0.91143 | 0.85 | 3.7629 |  |  |  | 19h30 | 1.42 | 4.19 |  |  | 19h30 | 2.06 | 5.34 |  |  | 19h30 | 1.39 | 4.14 |  |  | 19h30 | 1.29 | 3.97 |  |  | 19h30 | 1.93 | 5.2 |  |  | 19h30 | 1.24 | 3.84 |  |  | 19h30 | 1.11 | 3.54 |  |  | 19h30 | 1.9 | 5.13 |  |  | 19h30 | 1.05 | 3.46 |  |  | 19h30 | 0.8 | 2.76 |  |  | 19h30 | 1.6 | 4.55 |  |  | 19h30 | 0.74 | 2.64 |  |  | 19h30 | 0.99 | 3.58 |  |  | 19h30 | 1.44 | 4.72 |  |  | 19h30 | 0.95 | 3.5 | 21h30 | 0.79 | 2.38 |  |  | 21h30 | 1.09 | 3.17 |  |  | 21h30 | 0.76 | 2.3 |  |  | 21h30 | 0.74 | 2.25
13h30 | 1.6214 | 0.49571 | 3.9714 |  | 13h30 | 2.6871 | 0.82714 | 3.56 |  | 13h30 | 2.39 | 0.70429 | 2.8614 |  | 13h30 | 2.3514 | 0.66143 | 2.3857 |  |  | 13h30 | 2.3757 | 0.64857 | 3.11 |  |  |  | 20h30 | 1.47 | 4.37 |  |  | 20h30 | 2.18 | 5.73 |  |  | 20h30 | 1.46 | 4.34 |  |  | 20h30 | 1.33 | 4.07 |  |  | 20h30 | 2.01 | 5.59 |  |  | 20h30 | 1.29 | 3.96 |  |  | 20h30 | 1.15 | 3.71 |  |  | 20h30 | 1.95 | 5.51 |  |  | 20h30 | 1.1 | 3.65 |  |  | 20h30 | 0.83 | 2.86 |  |  | 20h30 | 1.54 | 4.55 |  |  | 20h30 | 0.78 | 2.77 |  |  | 20h30 | 0.83 | 3.48 |  |  | 20h30 | 1.39 | 4.63 |  |  | 20h30 | 0.8 | 3.42 | 22h30 | 0.82 | 2.46 |  |  | 22h30 | 0.99 | 2.93 |  |  | 22h30 | 0.8 | 2.39 |  |  | 22h30 | 0.77 | 2.32
14h30 | 2.4643 | 0.42857 | 3.9871 |  | 14h30 | 4.03 | 0.74286 | 3.6014 |  | 14h30 | 3.4029 | 0.53714 | 2.8843 |  | 14h30 | 3.2486 | 0.49143 | 2.3686 |  |  | 14h30 | 3.4543 | 0.54 | 3.1429 |  |  |  | 21h30 | 1.53 | 4.54 |  |  | 21h30 | 1.73 | 4.85 |  |  | 21h30 | 1.52 | 4.51 |  |  | 21h30 | 1.37 | 4.16 |  |  | 21h30 | 1.6 | 4.66 |  |  | 21h30 | 1.34 | 4.07 |  |  | 21h30 | 1.19 | 3.86 |  |  | 21h30 | 1.5 | 4.47 |  |  | 21h30 | 1.15 | 3.81 |  |  | 21h30 | 0.86 | 2.97 |  |  | 21h30 | 1.17 | 3.62 |  |  | 21h30 | 0.81 | 2.9 |  |  | 21h30 | 0.86 | 3.63 |  |  | 21h30 | 1.05 | 3.97 |  |  | 21h30 | 0.83 | 3.58 | 23h30 | 0.86 | 2.57 |  |  | 23h30 | 0.97 | 2.87 |  |  | 23h30 | 0.84 | 2.52 |  |  | 23h30 | 0.8 | 2.43
15h30 | 2.7271 | 0.41429 | 3.7243 |  | 15h30 | 4.5371 | 0.73286 | 3.5114 |  | 15h30 | 3.3657 | 0.53714 | 2.5543 |  | 15h30 | 3.0271 | 0.49143 | 2.0457 |  |  | 15h30 | 3.6271 | 0.52286 | 2.8943 |  |  |  | 22h30 | 1.59 | 4.68 |  |  | 22h30 | 1.65 | 4.82 |  |  | 22h30 | 1.59 | 4.66 |  |  | 22h30 | 1.42 | 4.25 |  |  | 22h30 | 1.51 | 4.49 |  |  | 22h30 | 1.39 | 4.16 |  |  | 22h30 | 1.23 | 3.99 |  |  | 22h30 | 1.37 | 4.23 |  |  | 22h30 | 1.2 | 3.95 |  |  | 22h30 | 0.89 | 3.07 |  |  | 22h30 | 1.04 | 3.37 |  |  | 22h30 | 0.85 | 3.02 |  |  | 22h30 | 0.9 | 3.76 |  |  | 22h30 | 0.98 | 3.89 |  |  | 22h30 | 0.88 | 3.72 | 00h30 | 0.57 | 1.79 |  |  | 00h30 | 0.41 | 1.4 |  |  | 00h30 | 0.57 | 1.82 |  |  | 00h30 | 0.54 | 1.68
16h30 | 2.4214 | 0.37857 | 3.8229 |  | 16h30 | 4.1971 | 0.72286 | 3.7057 |  | 16h30 | 2.9571 | 0.42286 | 2.6271 |  | 16h30 | 2.55 | 0.35 | 2.0857 |  |  | 16h30 | 3.3471 | 0.47 | 3.0057 |  |  |  | 23h30 | 1.62 | 4.8 |  |  | 23h30 | 1.65 | 4.88 |  |  | 23h30 | 1.61 | 4.78 |  |  | 23h30 | 1.43 | 4.32 |  |  | 23h30 | 1.5 | 4.5 |  |  | 23h30 | 1.4 | 4.24 |  |  | 23h30 | 1.25 | 4.1 |  |  | 23h30 | 1.33 | 4.23 |  |  | 23h30 | 1.23 | 4.06 |  |  | 23h30 | 0.9 | 3.17 |  |  | 23h30 | 1 | 3.36 |  |  | 23h30 | 0.87 | 3.12 |  |  | 23h30 | 0.91 | 3.86 |  |  | 23h30 | 0.96 | 3.95 |  |  | 23h30 | 0.9 | 3.83 | 01h30 | 0.22 | 0.89 |  |  | 01h30 | 0.13 | 0.73 |  |  | 01h30 | 0.22 | 0.89 |  |  | 01h30 | 0.21 | 0.8
17h30 | 2.4157 | 0.39286 | 4.0086 |  | 17h30 | 4.35 | 0.78857 | 4.0529 |  | 17h30 | 2.9071 | 0.42429 | 2.7871 |  | 17h30 | 2.3671 | 0.35 | 2.0957 |  |  | 17h30 | 3.4486 | 0.49714 | 3.2486 |  |  |  | 00h30 | 1.09 | 3.3 |  |  | 00h30 | 1.05 | 3.35 |  |  | 00h30 | 1.37 | 3.29 |  |  | 00h30 | 0.96 | 2.88 |  |  | 00h30 | 0.9 | 2.95 |  |  | 00h30 | 1.18 | 3.15 |  |  | 00h30 | 0.85 | 2.83 |  |  | 00h30 | 0.74 | 2.73 |  |  | 00h30 | 1.03 | 3 |  |  | 00h30 | 0.62 | 2.3 |  |  | 00h30 | 0.44 | 1.93 |  |  | 00h30 | 0.72 | 2.69 |  |  | 00h30 | 0.57 | 2.66 |  |  | 00h30 | 0.57 | 2.65 |  |  | 00h30 | 0.69 | 2.96 | 02h30 | 0.22 | 0.89 |  |  | 02h30 | 0.24 | 0.98 |  |  | 02h30 | 0.22 | 0.89 |  |  | 02h30 | 0.21 | 0.8
18h30 | 2.5743 | 1.92 | 4.3486 |  | 18h30 | 4.75 | 3.6871 | 4.5329 |  | 18h30 | 3.0786 | 2.8743 | 3.0857 |  | 18h30 | 2.4071 | 2.5114 | 2.2 |  |  | 18h30 | 3.7886 | 2.8743 | 3.6471 |  |  |  | 01h30 | 0.73 | 2.51 |  |  | 01h30 | 0.7 | 2.55 |  |  | 01h30 | 0.89 | 2.5 |  |  | 01h30 | 0.59 | 2.06 |  |  | 01h30 | 0.55 | 2.13 |  |  | 01h30 | 0.7 | 2.21 |  |  | 01h30 | 0.48 | 2.02 |  |  | 01h30 | 0.43 | 1.97 |  |  | 01h30 | 0.56 | 2.11 |  |  | 01h30 | 0.3 | 1.44 |  |  | 01h30 | 0.17 | 1.26 |  |  | 01h30 | 0.29 | 1.59 |  |  | 01h30 | 0.48 | 2.09 |  |  | 01h30 | 0.48 | 2.09 |  |  | 01h30 | 0.55 | 2.26 | 03h30 | 0.28 | 1.08 |  |  | 03h30 | 0.32 | 1.2 |  |  | 03h30 | 0.27 | 1.08 |  |  | 03h30 | 0.24 | 0.95
19h30 | 2.8771 | 3.4071 | 4.8814 |  | 19h30 | 5.2929 | 6.35 | 5.1257 |  | 19h30 | 3.4743 | 4.9486 | 3.5757 |  | 19h30 | 2.6086 | 3.9514 | 2.4457 |  |  | 19h30 | 3.5957 | 4.36 | 3.4914 |  |  |  | 02h30 | 0.85 | 2.93 |  |  | 02h30 | 0.87 | 2.96 |  |  | 02h30 | 0.89 | 2.91 |  |  | 02h30 | 0.65 | 2.38 |  |  | 02h30 | 0.71 | 2.5 |  |  | 02h30 | 0.7 | 2.28 |  |  | 02h30 | 0.5 | 2.31 |  |  | 02h30 | 0.58 | 2.4 |  |  | 02h30 | 0.56 | 2.25 |  |  | 02h30 | 0.3 | 1.47 |  |  | 02h30 | 0.32 | 1.62 |  |  | 02h30 | 0.29 | 1.59 |  |  | 02h30 | 0.65 | 2.46 |  |  | 02h30 | 0.68 | 2.51 |  |  | 02h30 | 0.61 | 2.4 | 04h30 | 0.33 | 1.27 |  |  | 04h30 | 0.4 | 1.42 |  |  | 04h30 | 0.32 | 1.24 |  |  | 04h30 | 0.27 | 1.1
20h30 | 3.28 | 4.0714 | 5.6214 |  | 20h30 | 5.93 | 7.4214 | 5.7929 |  | 20h30 | 4.0843 | 5.6657 | 4.2471 |  | 20h30 | 2.9571 | 4.1486 | 2.8429 |  |  | 20h30 | 3.5329 | 4.63 | 3.4557 |  |  |  | 03h30 | 1.05 | 3.34 |  |  | 03h30 | 1.08 | 3.37 |  |  | 03h30 | 1.05 | 3.32 |  |  | 03h30 | 0.83 | 2.74 |  |  | 03h30 | 0.89 | 2.86 |  |  | 03h30 | 0.83 | 2.61 |  |  | 03h30 | 0.68 | 2.74 |  |  | 03h30 | 0.76 | 2.85 |  |  | 03h30 | 0.71 | 2.67 |  |  | 03h30 | 0.37 | 1.79 |  |  | 03h30 | 0.44 | 1.97 |  |  | 03h30 | 0.38 | 1.82 |  |  | 03h30 | 0.83 | 2.85 |  |  | 03h30 | 0.87 | 2.9 |  |  | 03h30 | 0.79 | 2.76 | 05h30 | 0.39 | 1.42 |  |  | 05h30 | 0.45 | 1.54 |  |  | 05h30 | 0.38 | 1.39 |  |  | 05h30 | 0.32 | 1.23
21h30 | 3.6357 | 3.8843 | 6.2614 |  | 21h30 | 6.4014 | 6.9529 | 6.2757 |  | 21h30 | 4.6314 | 5.45 | 4.85 |  | 21h30 | 3.2986 | 3.8586 | 3.2071 |  |  | 21h30 | 4.1 | 4.4957 | 4.0414 |  |  |  | 04h30 | 1.17 | 3.53 |  |  | 04h30 | 1.18 | 3.55 |  |  | 04h30 | 1.13 | 3.51 |  |  | 04h30 | 0.94 | 2.92 |  |  | 04h30 | 0.98 | 3.02 |  |  | 04h30 | 0.89 | 2.85 |  |  | 04h30 | 0.83 | 3.02 |  |  | 04h30 | 0.88 | 3.08 |  |  | 04h30 | 0.78 | 2.97 |  |  | 04h30 | 0.45 | 2.08 |  |  | 04h30 | 0.53 | 2.2 |  |  | 04h30 | 0.41 | 1.98 |  |  | 04h30 | 0.94 | 3.05 |  |  | 04h30 | 0.96 | 3.09 |  |  | 04h30 | 0.91 | 3.01 | 06h30 | 0.44 | 1.51 |  |  | 06h30 | 0.48 | 1.6 |  |  | 06h30 | 0.43 | 1.49 |  |  | 06h30 | 0.37 | 1.32
22h30 | 3.9143 | 3.9986 | 6.7657 |  | 22h30 | 6.6686 | 6.9471 | 6.57 |  | 22h30 | 5.0629 | 5.6114 | 5.3186 |  | 22h30 | 3.61 | 3.8971 | 3.5329 |  |  | 22h30 | 4.53 | 4.7029 | 4.48 |  |  |  | 05h30 | 1.21 | 3.63 |  |  | 05h30 | 1.21 | 3.64 |  |  | 05h30 | 1.18 | 3.61 |  |  | 05h30 | 0.98 | 3.01 |  |  | 05h30 | 1.01 | 3.09 |  |  | 05h30 | 0.93 | 2.95 |  |  | 05h30 | 0.89 | 3.14 |  |  | 05h30 | 0.92 | 3.18 |  |  | 05h30 | 0.84 | 3.1 |  |  | 05h30 | 0.51 | 2.23 |  |  | 05h30 | 0.58 | 2.32 |  |  | 05h30 | 0.47 | 2.11 |  |  | 05h30 | 0.98 | 3.14 |  |  | 05h30 | 1 | 3.17 |  |  | 05h30 | 0.96 | 3.12 | 07h30 | 0.96 | 2.89 |  |  | 07h30 | 1 | 2.97 |  |  | 07h30 | 0.95 | 2.87 |  |  | 07h30 | 0.87 | 2.66
23h30 | 4.1586 | 1.1029 | 7.2057 |  | 23h30 | 6.8986 | 7.0929 | 6.8057 |  | 23h30 | 5.44 | 5.9086 | 5.7271 |  | 23h30 | 3.9286 | 4.1143 | 3.8629 |  |  | 23h30 | 4.9114 | 5.0214 | 4.8671 |  |  |  | 06h30 | 1.21 | 3.62 |  |  | 06h30 | 1.21 | 3.63 |  |  | 06h30 | 1.2 | 3.61 |  |  | 06h30 | 0.98 | 2.99 |  |  | 06h30 | 1 | 3.06 |  |  | 06h30 | 0.96 | 2.94 |  |  | 06h30 | 0.89 | 3.14 |  |  | 06h30 | 0.92 | 3.17 |  |  | 06h30 | 0.87 | 3.11 |  |  | 06h30 | 0.55 | 2.27 |  |  | 06h30 | 0.6 | 2.33 |  |  | 06h30 | 0.52 | 2.19 |  |  | 06h30 | 0.97 | 3.13 |  |  | 06h30 | 0.99 | 3.16 |  |  | 06h30 | 0.97 | 3.12 | 08h30 | 1.34 | 3.78 |  |  | 08h30 | 1.37 | 3.84 |  |  | 08h30 | 1.33 | 3.76 |  |  | 08h30 | 1.24 | 3.53
[28 empty] | 07h30 | 1.79 | 3.93 |  |  | 07h30 | 1.79 | 5.12 |  |  | 07h30 | 1.78 | 3.98 |  |  | 07h30 | 1.53 | 3.73 |  |  | 07h30 | 1.56 | 4.5 |  |  | 07h30 | 1.52 | 3.55 |  |  | 07h30 | 1.44 | 3.81 |  |  | 07h30 | 1.47 | 4.63 |  |  | 07h30 | 1.43 | 3.7 |  |  | 07h30 | 1.06 | 3.61 |  |  | 07h30 | 1.11 | 3.76 |  |  | 07h30 | 1.04 | 3.49 |  |  | 07h30 | 1.35 | 3.81 |  |  | 07h30 | 1.37 | 4.39 |  |  | 07h30 | 1.34 | 3.63 | 09h30 | 0.48 | 1.16 |  |  | 09h30 | 0.68 | 1.96 |  |  | 09h30 | 1.32 | 3.7 |  |  | 09h30 | 0.46 | 1.11
[28 empty] | 08h30 | 2.16 | 5.31 |  |  | 08h30 | 2.16 | 5.98 |  |  | 08h30 | 2.16 | 5.34 |  |  | 08h30 | 1.9 | 4.89 |  |  | 08h30 | 1.92 | 5.33 |  |  | 08h30 | 1.88 | 4.77 |  |  | 08h30 | 1.8 | 5.01 |  |  | 08h30 | 1.82 | 5.46 |  |  | 08h30 | 1.78 | 4.94 |  |  | 08h30 | 1.41 | 4.49 |  |  | 08h30 | 1.45 | 4.58 |  |  | 08h30 | 1.39 | 4.42 |  |  | 08h30 | 1.52 | 4.68 |  |  | 08h30 | 1.53 | 5 |  |  | 08h30 | 1.52 | 4.57 | 10h30 | 0 | 0 |  |  | 10h30 | 0 | 0 |  |  | 10h30 | 1.13 | 3.23 |  |  | 10h30 | 0 | 0
[28 empty] | 09h30 | 0.61 | 2.06 |  |  | 09h30 | 1.13 | 3.13 |  |  | 09h30 | 2.06 | 5.34 |  |  | 09h30 | 0.54 | 1.64 |  |  | 09h30 | 1 | 2.84 |  |  | 09h30 | 1.8 | 4.77 |  |  | 09h30 | 0.53 | 1.76 |  |  | 09h30 | 0.95 | 2.89 |  |  | 09h30 | 1.69 | 4.94 |  |  | 09h30 | 0.46 | 1.24 |  |  | 09h30 | 0.75 | 2.41 |  |  | 09h30 | 1.34 | 4.29 |  |  | 09h30 | 0.44 | 1.43 |  |  | 09h30 | 0.77 | 2.61 |  |  | 09h30 | 1.54 | 4.57 | 11h30 | 0 | 0 |  |  | 11h30 | 0 | 0 |  |  | 11h30 | 0.98 | 2.87 |  |  | 11h30 | 0 | 0
[28 empty] | 10h30 | 0 | 0 |  |  | 10h30 | 0 | 0 |  |  | 10h30 | 1.83 | 5.08 |  |  | 10h30 | 0 | 0 |  |  | 10h30 | 0 | 0 |  |  | 10h30 | 1.58 | 4.44 |  |  | 10h30 | 0 | 0 |  |  | 10h30 | 0 | 0 |  |  | 10h30 | 1.46 | 4.55 |  |  | 10h30 | 0 | 0 |  |  | 10h30 | 0 | 0 |  |  | 10h30 | 1.11 | 3.72 |  |  | 10h30 | 0 | 0 |  |  | 10h30 | 0 | 0 |  |  | 10h30 | 1.44 | 4.57 | 12h30 | 0 | 0 |  |  | 12h30 | 0 | 0 |  |  | 12h30 | 0.88 | 2.6 |  |  | 12h30 | 0 | 0
[28 empty] | 11h30 | 0 | 0 |  |  | 11h30 | 0 | 0 |  |  | 11h30 | 1.64 | 4.87 |  |  | 11h30 | 0 | 0 |  |  | 11h30 | 0 | 0 |  |  | 11h30 | 1.4 | 4.14 |  |  | 11h30 | 0 | 0 |  |  | 11h30 | 0 | 0 |  |  | 11h30 | 1.26 | 4.18 |  |  | 11h30 | 0 | 0 |  |  | 11h30 | 0 | 0 |  |  | 11h30 | 0.93 | 3.26 |  |  | 11h30 | 0 | 0 |  |  | 11h30 | 0 | 0 |  |  | 11h30 | 1.25 | 4.41 | 13h30 | 0.74 | 2.15 |  |  | 13h30 | 0 | 0 |  |  | 13h30 | 0.78 | 2.39 |  |  | 13h30 | 0.71 | 2.04
[28 empty] | 12h30 | 0 | 0 |  |  | 12h30 | 0 | 0 |  |  | 12h30 | 1.5 | 4.48 |  |  | 12h30 | 0 | 0 |  |  | 12h30 | 0 | 0 |  |  | 12h30 | 1.29 | 3.79 |  |  | 12h30 | 0 | 0 |  |  | 12h30 | 0 | 0 |  |  | 12h30 | 1.14 | 3.77 |  |  | 12h30 | 0 | 0 |  |  | 12h30 | 0 | 0 |  |  | 12h30 | 0.84 | 2.98 |  |  | 12h30 | 0 | 0 |  |  | 12h30 | 0 | 0 |  |  | 12h30 | 1.17 | 4.04 | 14h30 | 1.28 | 3.63 |  |  | 14h30 | 0 | 0 |  |  | 14h30 | 0.68 | 2.21 |  |  | 14h30 | 1.19 | 3.33
[28 empty] | 13h30 | 1.18 | 3.14 |  |  | 13h30 | 0 | 0 |  |  | 13h30 | 1.43 | 4.21 |  |  | 13h30 | 1.01 | 2.95 |  |  | 13h30 | 0 | 0 |  |  | 13h30 | 1.23 | 3.58 |  |  | 13h30 | 0.99 | 2.96 |  |  | 13h30 | 0 | 0 |  |  | 13h30 | 1.07 | 3.52 |  |  | 13h30 | 0.82 | 2.56 |  |  | 13h30 | 0 | 0 |  |  | 13h30 | 0.79 | 2.82 |  |  | 13h30 | 0.96 | 2.87 |  |  | 13h30 | 0 | 0 |  |  | 13h30 | 1.13 | 3.79 | 15h30 | 1.25 | 3.62 |  |  | 15h30 | 0 | 0 |  |  | 15h30 | 0.62 | 2.04 |  |  | 15h30 | 1.13 | 3.22
[28 empty] | 14h30 | 2.1 | 5.47 |  |  | 14h30 | 0 | 0 |  |  | 14h30 | 1.41 | 4.12 |  |  | 14h30 | 1.82 | 4.91 |  |  | 14h30 | 0 | 0 |  |  | 14h30 | 1.21 | 3.53 |  |  | 14h30 | 1.78 | 5.11 |  |  | 14h30 | 0 | 0 |  |  | 14h30 | 1.05 | 3.43 |  |  | 14h30 | 1.44 | 4.39 |  |  | 14h30 | 0 | 0 |  |  | 14h30 | 0.77 | 2.76 |  |  | 14h30 | 1.73 | 4.93 |  |  | 14h30 | 0 | 0 |  |  | 14h30 | 1.14 | 3.72 | 16h30 | 0.95 | 2.85 |  |  | 16h30 | 0 | 0 |  |  | 16h30 | 0.62 | 2 |  |  | 16h30 | 0.86 | 2.54
|  |  |  | Best Case (in a typical spring day) | [16 empty] | Best Case (in a typical spring day) | [6 empty] | 15h30 | 2.08 | 5.58 |  |  | 15h30 | 0 | 0 |  |  | 15h30 | 1.41 | 4.12 |  |  | 15h30 | 1.84 | 4.83 |  |  | 15h30 | 0 | 0 |  |  | 15h30 | 1.22 | 3.56 |  |  | 15h30 | 1.77 | 5.15 |  |  | 15h30 | 0 | 0 |  |  | 15h30 | 1.05 | 3.43 |  |  | 15h30 | 1.41 | 4.41 |  |  | 15h30 | 0 | 0 |  |  | 15h30 | 0.78 | 2.75 |  |  | 15h30 | 1.73 | 5.02 |  |  | 15h30 | 0 | 0 |  |  | 15h30 | 1.16 | 3.74 | 17h30 | 0.87 | 2.67 |  |  | 17h30 | 0 | 0 |  |  | 17h30 | 0.68 | 2.15 |  |  | 17h30 | 0.79 | 2.4
| Victorian Detached |  |  |  |  | Victorian Terrace |  |  |  |  | Victorian Top/Ground Flat |  |  |  |  | Victorian Mid Flat | [5 empty] | Victorian Semi-detached | [5 empty] | 16h30 | 1.61 | 4.55 |  |  | 16h30 | 0 | 0 |  |  | 16h30 | 1.44 | 4.18 |  |  | 16h30 | 1.45 | 4.07 |  |  | 16h30 | 0 | 0 |  |  | 16h30 | 1.25 | 3.64 |  |  | 16h30 | 1.35 | 4.07 |  |  | 16h30 | 0 | 0 |  |  | 16h30 | 1.07 | 3.5 |  |  | 16h30 | 1.08 | 3.42 |  |  | 16h30 | 0 | 0 |  |  | 16h30 | 0.79 | 2.79 |  |  | 16h30 | 1.38 | 4.2 |  |  | 16h30 | 0 | 0 |  |  | 16h30 | 1.19 | 3.81 | 18h30 | 0.89 | 2.69 |  |  | 18h30 | 0.92 | 2.6 |  |  | 18h30 | 0.76 | 2.35 |  |  | 18h30 | 0.81 | 2.46
[28 empty] | 17h30 | 1.5 | 4.37 |  |  | 17h30 | 0 | 0 |  |  | 17h30 | 1.46 | 4.25 |  |  | 17h30 | 1.35 | 3.92 |  |  | 17h30 | 0 | 0 |  |  | 17h30 | 1.27 | 3.71 |  |  | 17h30 | 1.21 | 3.79 |  |  | 17h30 | 0 | 0 |  |  | 17h30 | 1.09 | 3.56 |  |  | 17h30 | 0.94 | 3.11 |  |  | 17h30 | 0 | 0 |  |  | 17h30 | 0.8 | 2.83 |  |  | 17h30 | 1.28 | 4.04 |  |  | 17h30 | 0 | 0 |  |  | 17h30 | 1.21 | 3.88 | 19h30 | 0.91 | 2.71 |  |  | 19h30 | 1.69 | 4.55 |  |  | 19h30 | 0.82 | 2.48 |  |  | 19h30 | 0.83 | 2.51
| Occupancy type 1 | Occupancy type 2 | Occupancy type 3 |  |  | Occupancy type 1 | Occupancy type 2 | Occupancy type 3 |  |  | Occupancy type 1 | Occupancy type 2 | Occupancy type 3 |  |  | Occupancy type 1 | Occupancy type 2 | Occupancy type 3 |  |  |  | Occupancy type 1 | Occupancy type 2 | Occupancy type 3 |  |  |  | 18h30 | 1.5 | 4.36 |  |  | 18h30 | 1.1 | 2.98 |  |  | 18h30 | 1.48 | 4.3 |  |  | 18h30 | 1.34 | 3.91 |  |  | 18h30 | 1.12 | 3.07 |  |  | 18h30 | 1.28 | 3.74 |  |  | 18h30 | 1.18 | 3.73 |  |  | 18h30 | 1.09 | 2.83 |  |  | 18h30 | 1.11 | 3.61 |  |  | 18h30 | 0.9 | 3.03 |  |  | 18h30 | 0.98 | 2.75 |  |  | 18h30 | 0.81 | 2.86 |  |  | 18h30 | 1.27 | 4.03 |  |  | 18h30 | 1.05 | 3.13 |  |  | 18h30 | 1.23 | 3.93 | 20h30 | 0.9 | 2.71 |  |  | 20h30 | 1.71 | 4.72 |  |  | 20h30 | 0.84 | 2.55 |  |  | 20h30 | 0.83 | 2.53
| kW | kW | kW |  |  | kW | kW | kW |  |  | kW | kW | kW |  |  | kW | kW | kW |  |  |  | kW | kW | kW |  |  |  | 19h30 | 1.5 | 4.36 |  |  | 19h30 | 2.22 | 5.67 |  |  | 19h30 | 1.49 | 4.31 |  |  | 19h30 | 1.33 | 3.88 |  |  | 19h30 | 2.09 | 5.39 |  |  | 19h30 | 1.28 | 3.74 |  |  | 19h30 | 1.16 | 3.7 |  |  | 19h30 | 2.09 | 5.48 |  |  | 19h30 | 1.11 | 3.62 |  |  | 19h30 | 0.88 | 2.99 |  |  | 19h30 | 1.8 | 5.03 |  |  | 19h30 | 0.81 | 2.86 |  |  | 19h30 | 1.07 | 3.75 |  |  | 19h30 | 1.78 | 5.17 |  |  | 19h30 | 1.03 | 3.67 | 21h30 | 0.9 | 2.73 |  |  | 21h30 | 1.32 | 3.79 |  |  | 21h30 | 0.85 | 2.62 |  |  | 21h30 | 0.83 | 2.56
[28 empty] | 20h30 | 1.49 | 4.31 |  |  | 20h30 | 2.34 | 5.93 |  |  | 20h30 | 1.48 | 4.28 |  |  | 20h30 | 1.32 | 3.82 |  |  | 20h30 | 2.07 | 5.42 |  |  | 20h30 | 1.27 | 3.7 |  |  | 20h30 | 1.15 | 3.65 |  |  | 20h30 | 2.09 | 5.88 |  |  | 20h30 | 1.1 | 3.59 |  |  | 20h30 | 0.86 | 2.93 |  |  | 20h30 | 1.76 | 5.13 |  |  | 20h30 | 0.81 | 2.84 |  |  | 20h30 | 0.84 | 3.41 |  |  | 20h30 | 1.57 | 4.89 |  |  | 20h30 | 0.81 | 3.35 | 22h30 | 0.91 | 2.74 |  |  | 22h30 | 1.15 | 3.36 |  |  | 22h30 | 0.88 | 2.66 |  |  | 22h30 | 0.84 | 2.57
00h30 | 2.6843 | 1.47 | 2.9029 |  | 00h30 | 2.5986 | 1.42 | 2.8786 |  | 00h30 | 2.1729 | 1.1771 | 2.4043 |  | 00h30 | 0.16633 | 1.07 | 2.1914 |  |  | 00h30 | 2.5557 | 1.4371 | 2.79 |  |  |  | 21h30 | 1.47 | 4.25 |  |  | 21h30 | 1.7 | 4.6 |  |  | 21h30 | 1.47 | 4.23 |  |  | 21h30 | 1.29 | 3.75 |  |  | 21h30 | 1.54 | 4.28 |  |  | 21h30 | 1.25 | 3.64 |  |  | 21h30 | 1.12 | 3.59 |  |  | 21h30 | 1.48 | 4.31 |  |  | 21h30 | 1.08 | 3.54 |  |  | 21h30 | 0.84 | 2.89 |  |  | 21h30 | 1.22 | 3.7 |  |  | 21h30 | 0.8 | 2.81 |  |  | 21h30 | 0.79 | 3.34 |  |  | 21h30 | 1.04 | 3.76 |  |  | 21h30 | 0.77 | 3.29 | 23h30 | 0.92 | 2.75 |  |  | 23h30 | 1.07 | 3.15 |  |  | 23h30 | 0.9 | 2.69 |  |  | 23h30 | 0.85 | 2.57
01h30 | 0.77857 | 0.20857 | 0.80857 |  | 01h30 | 0.69143 | 0.13429 | 0.74571 |  | 01h30 | 0.43857 | 0.022857 | 0.43714 |  | 01h30 | 0.026939 | 0.0028571 | 0.32286 |  |  | 01h30 | 0.67857 | 0.14 | 0.74143 |  |  |  | 22h30 | 1.46 | 4.19 |  |  | 22h30 | 1.51 | 4.35 |  |  | 22h30 | 1.45 | 4.18 |  |  | 22h30 | 1.27 | 3.68 |  |  | 22h30 | 1.37 | 3.96 |  |  | 22h30 | 1.24 | 3.59 |  |  | 22h30 | 1.1 | 3.53 |  |  | 22h30 | 1.25 | 3.81 |  |  | 22h30 | 1.07 | 3.49 |  |  | 22h30 | 0.82 | 2.85 |  |  | 22h30 | 1.01 | 3.21 |  |  | 22h30 | 0.79 | 2.79 |  |  | 22h30 | 0.76 | 3.28 |  |  | 22h30 | 0.86 | 3.44 |  |  | 22h30 | 0.77 | 3.24 | 00h30 | 0.66 | 2.01 |  |  | 00h30 | 0.48 | 1.6 |  |  | 00h30 | 0.69 | 2.18 |  |  | 00h30 | 0.61 | 1.88
02h30 | 0.79857 | 0.62857 | 0.80857 |  | 02h30 | 0.73429 | 0.52571 | 0.74571 |  | 02h30 | 0.53 | 0.16286 | 0.43714 |  | 02h30 | 0.026939 | 0.074286 | 0.32286 |  |  | 02h30 | 0.72143 | 0.49857 | 0.74143 |  |  |  | 23h30 | 1.43 | 4.12 |  |  | 23h30 | 1.46 | 4.22 |  |  | 23h30 | 1.43 | 4.11 |  |  | 23h30 | 1.25 | 3.61 |  |  | 23h30 | 1.32 | 3.82 |  |  | 23h30 | 1.22 | 3.53 |  |  | 23h30 | 1.08 | 3.46 |  |  | 23h30 | 1.17 | 3.62 |  |  | 23h30 | 1.05 | 3.43 |  |  | 23h30 | 0.8 | 2.79 |  |  | 23h30 | 0.92 | 3.02 |  |  | 23h30 | 0.77 | 2.74 |  |  | 23h30 | 0.74 | 3.2 |  |  | 23h30 | 0.8 | 3.31 |  |  | 23h30 | 0.73 | 3.17 | 01h30 | 0.27 | 1.06 |  |  | 01h30 | 0.19 | 0.87 |  |  | 01h30 | 0.28 | 1.11 |  |  | 01h30 | 0.23 | 0.93
03h30 | 0.98857 | 0.95429 | 1.0057 |  | 03h30 | 0.91 | 0.84714 | 0.91429 |  | 03h30 | 0.54286 | 0.41857 | 0.42143 |  | 03h30 | 0.016939 | 0.25143 | 0.23143 |  |  | 03h30 | 0.92429 | 0.83143 | 0.92286 |  |  |  | 00h30 | 1.02 | 2.93 |  |  | 00h30 | 0.84 | 2.57 |  |  | 00h30 | 1.32 | 2.73 |  |  | 00h30 | 0.87 | 2.56 |  |  | 00h30 | 0.71 | 2.2 |  |  | 00h30 | 1.1 | 2.72 |  |  | 00h30 | 0.78 | 2.55 |  |  | 00h30 | 0.56 | 1.99 |  |  | 00h30 | 0.97 | 2.59 |  |  | 00h30 | 0.6 | 2.12 |  |  | 00h30 | 0.34 | 1.46 |  |  | 00h30 | 0.68 | 2.47 |  |  | 00h30 | 0.59 | 2.37 |  |  | 00h30 | 0.4 | 1.9 |  |  | 00h30 | 0.73 | 2.54 | 02h30 | 0.27 | 1.06 |  |  | 02h30 | 0.28 | 1.13 |  |  | 02h30 | 0.28 | 1.11 |  |  | 02h30 | 0.23 | 0.93
04h30 | 1.1357 | 1.1729 | 1.12 |  | 04h30 | 1.0929 | 1.0486 | 1.05 |  | 04h30 | 0.75429 | 0.69286 | 0.59857 |  | 04h30 | 0.02898 | 0.48714 | 0.36857 |  |  | 04h30 | 1.1314 | 1.0614 | 1.0943 |  |  |  | 01h30 | 0.57 | 1.89 |  |  | 01h30 | 0.42 | 1.35 |  |  | 01h30 | 0.73 | 1.77 |  |  | 01h30 | 0.44 | 1.51 |  |  | 01h30 | 0.33 | 1.16 |  |  | 01h30 | 0.54 | 1.56 |  |  | 01h30 | 0.33 | 1.45 |  |  | 01h30 | 0.26 | 1.12 |  |  | 01h30 | 0.4 | 1.46 |  |  | 01h30 | 0.17 | 1.02 |  |  | 01h30 | 0.14 | 0.81 |  |  | 01h30 | 0.18 | 1.13 |  |  | 01h30 | 0.39 | 1.52 |  |  | 01h30 | 0.26 | 1.11 |  |  | 01h30 | 0.45 | 1.6 | 03h30 | 0.34 | 1.22 |  |  | 03h30 | 0.37 | 1.4 |  |  | 03h30 | 0.34 | 1.25 |  |  | 03h30 | 0.28 | 1.09
05h30 | 1.3786 | 1.4086 | 1.3371 |  | 05h30 | 1.2971 | 1.24 | 1.2543 |  | 05h30 | 1.02 | 0.92143 | 0.89571 |  | 05h30 | 0.049184 | 0.72429 | 0.63143 |  |  | 05h30 | 1.3614 | 1.2714 | 1.3214 |  |  |  | 02h30 | 0.57 | 1.89 |  |  | 02h30 | 0 | 0 |  |  | 02h30 | 0.73 | 1.83 |  |  | 02h30 | 0.44 | 1.51 |  |  | 02h30 | 0 | 0 |  |  | 02h30 | 0.54 | 1.56 |  |  | 02h30 | 0.33 | 1.45 |  |  | 02h30 | 0 | 0 |  |  | 02h30 | 0.4 | 1.46 |  |  | 02h30 | 0.17 | 1.02 |  |  | 02h30 | 0 | 0 |  |  | 02h30 | 0.18 | 1.13 |  |  | 02h30 | 0.39 | 1.52 |  |  | 02h30 | 0 | 0 |  |  | 02h30 | 0.45 | 1.6 | 04h30 | 0.37 | 1.41 |  |  | 04h30 | 0.46 | 1.59 |  |  | 04h30 | 0.35 | 1.33 |  |  | 04h30 | 0.3 | 1.19
06h30 | 1.65 | 1.6343 | 1.5943 |  | 06h30 | 1.5157 | 1.4371 | 1.4557 |  | 06h30 | 1.2414 | 1.0929 | 1.1429 |  | 06h30 | 0.070204 | 0.89286 | 0.9 |  |  | 06h30 | 1.6029 | 1.48 | 1.5457 |  |  |  | 03h30 | 0.66 | 2.07 |  |  | 03h30 | 0 | 0 |  |  | 03h30 | 0.73 | 2.04 |  |  | 03h30 | 0.5 | 1.63 |  |  | 03h30 | 0 | 0 |  |  | 03h30 | 0.53 | 1.6 |  |  | 03h30 | 0.39 | 1.59 |  |  | 03h30 | 0 | 0 |  |  | 03h30 | 0.4 | 1.57 |  |  | 03h30 | 0.2 | 1.12 |  |  | 03h30 | 0 | 0 |  |  | 03h30 | 0.19 | 1.12 |  |  | 03h30 | 0.46 | 1.65 |  |  | 03h30 | 0 | 0 |  |  | 03h30 | 0.49 | 1.66 | 05h30 | 0.42 | 1.51 |  |  | 05h30 | 0.5 | 1.68 |  |  | 05h30 | 0.4 | 1.45 |  |  | 05h30 | 0.34 | 1.31
07h30 | 3.96 | 3.7014 | 4.2771 |  | 07h30 | 3.8657 | 3.43 | 4.1329 |  | 07h30 | 3.1857 | 2.9114 | 3.5143 |  | 07h30 | 0.23367 | 2.52 | 3.14 |  |  | 07h30 | 3.9957 | 3.4871 | 4.2943 |  |  |  | 04h30 | 0.71 | 2.19 |  |  | 04h30 | 0 | 0 |  |  | 04h30 | 0.73 | 2.17 |  |  | 04h30 | 0.54 | 1.72 |  |  | 04h30 | 0 | 0 |  |  | 04h30 | 0.53 | 1.63 |  |  | 04h30 | 0.41 | 1.7 |  |  | 04h30 | 0 | 0 |  |  | 04h30 | 0.4 | 1.65 |  |  | 04h30 | 0.2 | 1.18 |  |  | 04h30 | 0 | 0 |  |  | 04h30 | 0.19 | 1.12 |  |  | 04h30 | 0.53 | 1.74 |  |  | 04h30 | 0 | 0 |  |  | 04h30 | 0.49 | 1.69 | 06h30 | 0.46 | 1.64 |  |  | 06h30 | 0.52 | 1.75 |  |  | 06h30 | 0.45 | 1.59 |  |  | 06h30 | 0.39 | 1.43
08h30 | 5.6386 | 5.8486 | 5.8271 |  | 08h30 | 5.5971 | 5.5271 | 5.7543 |  | 08h30 | 4.8757 | 5.0129 | 5.1929 |  | 08h30 | 0.36878 | 4.5314 | 4.7114 |  |  | 08h30 | 5.7143 | 5.58 | 5.8971 |  |  |  | 05h30 | 0.74 | 2.25 |  |  | 05h30 | 0 | 0 |  |  | 05h30 | 0.73 | 2.24 |  |  | 05h30 | 0.56 | 1.79 |  |  | 05h30 | 0 | 0 |  |  | 05h30 | 0.55 | 1.7 |  |  | 05h30 | 0.46 | 1.78 |  |  | 05h30 | 0 | 0 |  |  | 05h30 | 0.44 | 1.74 |  |  | 05h30 | 0.25 | 1.28 |  |  | 05h30 | 0 | 0 |  |  | 05h30 | 0.23 | 1.19 |  |  | 05h30 | 0.56 | 1.81 |  |  | 05h30 | 0 | 0 |  |  | 05h30 | 0.52 | 1.76 | 07h30 | 1 | 3.08 |  |  | 07h30 | 1.04 | 3.18 |  |  | 07h30 | 0.98 | 3.04 |  |  | 07h30 | 0.9 | 2.82
09h30 | 3.0929 | 3.9014 | 5.4186 |  | 09h30 | 3.0629 | 3.6357 | 5.4486 |  | 09h30 | 3.0671 | 3.3614 | 5.2329 |  | 09h30 | 0.22714 | 3.0886 | 4.8443 |  |  | 09h30 | 3.1043 | 3.6414 | 5.4743 |  |  |  | 06h30 | 0.76 | 2.29 |  |  | 06h30 | 0 | 0 |  |  | 06h30 | 0.75 | 2.27 |  |  | 06h30 | 0.59 | 1.84 |  |  | 06h30 | 0 | 0 |  |  | 06h30 | 0.56 | 1.78 |  |  | 06h30 | 0.49 | 1.86 |  |  | 06h30 | 0 | 0 |  |  | 06h30 | 0.46 | 1.82 |  |  | 06h30 | 0.29 | 1.36 |  |  | 06h30 | 0 | 0 |  |  | 06h30 | 0.25 | 1.27 |  |  | 06h30 | 0.58 | 1.86 |  |  | 06h30 | 0 | 0 |  |  | 06h30 | 0.56 | 1.83 | 08h30 | 1.37 | 3.97 |  |  | 08h30 | 1.4 | 4.05 |  |  | 08h30 | 1.35 | 3.94 |  |  | 08h30 | 1.26 | 3.71
10h30 | 1.3543 | 1.7771 | 4.0029 |  | 10h30 | 1.2471 | 1.6286 | 3.9314 |  | 10h30 | 1.3843 | 1.5471 | 3.7414 |  | 10h30 | 0.092449 | 1.4286 | 3.4371 |  |  | 10h30 | 1.2314 | 1.6271 | 3.9129 |  |  |  | 07h30 | 1.32 | 3.4 |  |  | 07h30 | 0 | 0 |  |  | 07h30 | 1.31 | 3.47 |  |  | 07h30 | 1.13 | 3.25 |  |  | 07h30 | 0 | 0 |  |  | 07h30 | 1.1 | 3.2 |  |  | 07h30 | 1.02 | 3.28 |  |  | 07h30 | 0 | 0 |  |  | 07h30 | 0.99 | 3.24 |  |  | 07h30 | 0.77 | 2.72 |  |  | 07h30 | 0 | 0 |  |  | 07h30 | 0.71 | 2.63 |  |  | 07h30 | 0.94 | 3.05 |  |  | 07h30 | 0 | 0 |  |  | 07h30 | 0.93 | 3.03 | 09h30 | 0.45 | 1.2 |  |  | 09h30 | 0.74 | 2.18 |  |  | 09h30 | 1.29 | 3.8 |  |  | 09h30 | 0.43 | 1.1
11h30 | 0.98571 | 1.2043 | 3.0286 |  | 11h30 | 0.87429 | 1.0743 | 2.8671 |  | 11h30 | 1.0186 | 1.0171 | 2.6886 |  | 11h30 | 0.062653 | 0.93857 | 2.4529 |  |  | 11h30 | 0.85 | 1.0514 | 2.76 |  |  |  | 08h30 | 1.67 | 4.39 |  |  | 08h30 | 1.04 | 2.93 |  |  | 08h30 | 1.67 | 4.43 |  |  | 08h30 | 1.48 | 4.07 |  |  | 08h30 | 0.94 | 2.84 |  |  | 08h30 | 1.46 | 4.02 |  |  | 08h30 | 1.36 | 4.08 |  |  | 08h30 | 0.92 | 2.78 |  |  | 08h30 | 1.34 | 4.06 |  |  | 08h30 | 1.1 | 3.51 |  |  | 08h30 | 0.79 | 2.42 |  |  | 08h30 | 1.06 | 3.45 |  |  | 08h30 | 1.1 | 3.63 |  |  | 08h30 | 0.84 | 2.44 |  |  | 08h30 | 1.09 | 3.61 | 10h30 | 0 | 0 |  |  | 10h30 | 0 | 0 |  |  | 10h30 | 1.03 | 3.23 |  |  | 10h30 | 0 | 0
12h30 | 0.77429 | 0.86714 | 2.6829 |  | 12h30 | 0.66857 | 0.74143 | 2.5329 |  | 12h30 | 0.79857 | 0.69143 | 2.2329 |  | 12h30 | 0.044286 | 0.62857 | 2.0129 |  |  | 12h30 | 0.64 | 0.69714 | 2.4357 |  |  |  | 09h30 | 1.59 | 4.39 |  |  | 09h30 | 2.02 | 5.24 |  |  | 09h30 | 1.59 | 4.41 |  |  | 09h30 | 1.41 | 3.92 |  |  | 09h30 | 1.81 | 4.88 |  |  | 09h30 | 1.4 | 3.88 |  |  | 09h30 | 1.29 | 3.87 |  |  | 09h30 | 1.78 | 4.98 |  |  | 09h30 | 1.28 | 3.85 |  |  | 09h30 | 1.08 | 3.33 |  |  | 09h30 | 1.5 | 4.38 |  |  | 09h30 | 1.06 | 3.31 |  |  | 09h30 | 1.17 | 3.73 |  |  | 09h30 | 1.64 | 4.53 |  |  | 09h30 | 1.16 | 3.72 | 11h30 | 0 | 0 |  |  | 11h30 | 0 | 0 |  |  | 11h30 | 0.84 | 2.82 |  |  | 11h30 | 0 | 0
13h30 | 2.2043 | 0.70857 | 2.3314 |  | 13h30 | 2.0329 | 0.62286 | 2.0857 |  | 13h30 | 1.9357 | 0.56429 | 1.8214 |  | 13h30 | 0.14245 | 0.52286 | 1.6286 |  |  | 13h30 | 1.9043 | 0.59 | 1.9886 |  |  |  | 10h30 | 1.43 | 4.07 |  |  | 10h30 | 2.08 | 5.37 |  |  | 10h30 | 1.43 | 4.07 |  |  | 10h30 | 1.26 | 3.58 |  |  | 10h30 | 1.88 | 4.84 |  |  | 10h30 | 1.24 | 3.55 |  |  | 10h30 | 1.12 | 3.46 |  |  | 10h30 | 1.82 | 5.05 |  |  | 10h30 | 1.11 | 3.45 |  |  | 10h30 | 0.89 | 2.89 |  |  | 10h30 | 1.52 | 4.48 |  |  | 10h30 | 0.88 | 2.88 |  |  | 10h30 | 1.17 | 3.67 |  |  | 10h30 | 1.63 | 4.72 |  |  | 10h30 | 1.16 | 3.66 | 12h30 | 0 | 0 |  |  | 12h30 | 0 | 0 |  |  | 12h30 | 0.72 | 2.53 |  |  | 12h30 | 0 | 0
14h30 | 3.2014 | 0.57286 | 2.31 |  | 14h30 | 2.8929 | 0.47 | 2.0657 |  | 14h30 | 2.5371 | 0.41143 | 1.7857 |  | 14h30 | 0.19204 | 0.37 | 1.5986 |  |  | 14h30 | 2.7029 | 0.43 | 1.9743 |  |  |  | 11h30 | 1.35 | 3.88 |  |  | 11h30 | 1.53 | 4.21 |  |  | 11h30 | 1.35 | 3.87 |  |  | 11h30 | 1.18 | 3.4 |  |  | 11h30 | 1.4 | 3.84 |  |  | 11h30 | 1.17 | 3.38 |  |  | 11h30 | 1.02 | 3.24 |  |  | 11h30 | 1.3 | 3.79 |  |  | 11h30 | 1.01 | 3.23 |  |  | 11h30 | 0.79 | 2.66 |  |  | 11h30 | 1.06 | 3.24 |  |  | 11h30 | 0.78 | 2.64 |  |  | 11h30 | 1.1 | 3.51 |  |  | 11h30 | 1.28 | 3.86 |  |  | 11h30 | 1.1 | 3.51 | 13h30 | 0.61 | 1.95 |  |  | 13h30 | 0 | 0 |  |  | 13h30 | 0.63 | 2.29 |  |  | 13h30 | 0.58 | 1.84
15h30 | 3.3 | 0.57286 | 2.1271 |  | 15h30 | 2.8986 | 0.47 | 1.8743 |  | 15h30 | 2.51 | 0.41143 | 1.5971 |  | 15h30 | 0.18531 | 0.37 | 1.4214 |  |  | 15h30 | 2.69 | 0.43 | 1.7714 |  |  |  | 12h30 | 1.3 | 3.74 |  |  | 12h30 | 1.34 | 3.83 |  |  | 12h30 | 1.3 | 3.73 |  |  | 12h30 | 1.13 | 3.27 |  |  | 12h30 | 1.22 | 3.49 |  |  | 12h30 | 1.12 | 3.25 |  |  | 12h30 | 0.96 | 3.09 |  |  | 12h30 | 1.09 | 3.31 |  |  | 12h30 | 0.96 | 3.08 |  |  | 12h30 | 0.73 | 2.51 |  |  | 12h30 | 0.87 | 2.76 |  |  | 12h30 | 0.72 | 2.5 |  |  | 12h30 | 1.06 | 3.38 |  |  | 12h30 | 1.14 | 3.53 |  |  | 12h30 | 1.05 | 3.38 | 14h30 | 1.08 | 3.43 |  |  | 14h30 | 0 | 0 |  |  | 14h30 | 0.58 | 2.15 |  |  | 14h30 | 0.99 | 3.09
16h30 | 2.92 | 0.48143 | 2.1829 |  | 16h30 | 2.6014 | 0.38143 | 1.9414 |  | 16h30 | 2.2057 | 0.30286 | 1.6486 |  | 16h30 | 0.16429 | 0.27143 | 1.4714 |  |  | 16h30 | 2.4157 | 0.33714 | 1.8271 |  |  |  | 13h30 | 1.25 | 3.6 |  |  | 13h30 | 1.27 | 3.65 |  |  | 13h30 | 1.25 | 3.59 |  |  | 13h30 | 1.09 | 3.14 |  |  | 13h30 | 1.15 | 3.31 |  |  | 13h30 | 1.08 | 3.12 |  |  | 13h30 | 0.92 | 2.96 |  |  | 13h30 | 0.99 | 3.07 |  |  | 13h30 | 0.91 | 2.95 |  |  | 13h30 | 0.69 | 2.39 |  |  | 13h30 | 0.78 | 2.56 |  |  | 13h30 | 0.68 | 2.38 |  |  | 13h30 | 1.02 | 3.25 |  |  | 13h30 | 1.07 | 3.35 |  |  | 13h30 | 1.02 | 3.25 | 15h30 | 1.1 | 3.62 |  |  | 15h30 | 0 | 0 |  |  | 15h30 | 0.54 | 2.11 |  |  | 15h30 | 0.99 | 3.16
17h30 | 2.7843 | 0.48143 | 2.2686 |  | 17h30 | 2.5486 | 0.38143 | 2.0729 |  | 17h30 | 2.1257 | 0.30286 | 1.7371 |  | 17h30 | 0.15898 | 0.27143 | 1.56 |  |  | 17h30 | 2.3657 | 0.34 | 1.94 |  |  |  | 14h30 | 1.21 | 3.46 |  |  | 14h30 | 1.22 | 3.5 |  |  | 14h30 | 1.21 | 3.46 |  |  | 14h30 | 1.05 | 3.01 |  |  | 14h30 | 1.1 | 3.16 |  |  | 14h30 | 1.04 | 2.99 |  |  | 14h30 | 0.88 | 2.82 |  |  | 14h30 | 0.93 | 2.91 |  |  | 14h30 | 0.87 | 2.82 |  |  | 14h30 | 0.66 | 2.29 |  |  | 14h30 | 0.73 | 2.42 |  |  | 14h30 | 0.65 | 2.28 |  |  | 14h30 | 0.98 | 3.12 |  |  | 14h30 | 1.02 | 3.19 |  |  | 14h30 | 0.98 | 3.11 | 16h30 | 0.86 | 2.94 |  |  | 16h30 | 0 | 0 |  |  | 16h30 | 0.56 | 2.12 |  |  | 16h30 | 0.78 | 2.6
18h30 | 2.8271 | 2.8557 | 2.4343 |  | 18h30 | 2.6571 | 2.6314 | 2.3014 |  | 18h30 | 2.2029 | 2.3457 | 1.9143 |  | 18h30 | 0.16571 | 2.1957 | 1.7314 |  |  | 18h30 | 2.4871 | 2.4443 | 2.1529 |  |  |  | 15h30 | 1.16 | 3.3 |  |  | 15h30 | 1.17 | 3.33 |  |  | 15h30 | 1.16 | 3.3 |  |  | 15h30 | 1 | 2.87 |  |  | 15h30 | 1.05 | 3 |  |  | 15h30 | 0.99 | 2.85 |  |  | 15h30 | 0.83 | 2.68 |  |  | 15h30 | 0.88 | 2.74 |  |  | 15h30 | 0.83 | 2.67 |  |  | 15h30 | 0.63 | 2.18 |  |  | 15h30 | 0.68 | 2.28 |  |  | 15h30 | 0.62 | 2.17 |  |  | 15h30 | 0.93 | 2.97 |  |  | 15h30 | 0.97 | 3.03 |  |  | 15h30 | 0.93 | 2.96 | 17h30 | 0.82 | 2.76 |  |  | 17h30 | 0 | 0 |  |  | 17h30 | 0.64 | 2.27 |  |  | 17h30 | 0.75 | 2.48
19h30 | 3.0171 | 4.6 | 2.6943 |  | 19h30 | 2.9129 | 4.2357 | 2.6371 |  | 19h30 | 2.4 | 3.7357 | 2.1857 |  | 19h30 | 0.18143 | 3.4443 | 1.9871 |  |  | 19h30 | 2.7586 | 3.9471 | 2.4957 |  |  |  | 16h30 | 1.12 | 3.2 |  |  | 16h30 | 1.13 | 3.22 |  |  | 16h30 | 1.12 | 3.2 |  |  | 16h30 | 0.97 | 2.78 |  |  | 16h30 | 1.01 | 2.89 |  |  | 16h30 | 0.96 | 2.77 |  |  | 16h30 | 0.8 | 2.58 |  |  | 16h30 | 0.84 | 2.64 |  |  | 16h30 | 0.8 | 2.58 |  |  | 16h30 | 0.6 | 2.11 |  |  | 16h30 | 0.65 | 2.18 |  |  | 16h30 | 0.6 | 2.1 |  |  | 16h30 | 0.9 | 2.87 |  |  | 16h30 | 0.93 | 2.92 |  |  | 16h30 | 0.9 | 2.87 | 18h30 | 0.84 | 2.74 |  |  | 18h30 | 0.87 | 2.55 |  |  | 18h30 | 0.72 | 2.42 |  |  | 18h30 | 0.77 | 2.51
20h30 | 3.3086 | 5.0271 | 3.07 |  | 20h30 | 3.2743 | 4.6457 | 3.0657 |  | 20h30 | 2.7971 | 4.03 | 2.5443 |  | 20h30 | 0.20408 | 3.68 | 2.3071 |  |  | 20h30 | 3.1329 | 4.36 | 2.9371 |  |  |  | 17h30 | 1.11 | 3.21 |  |  | 17h30 | 1.12 | 3.22 |  |  | 17h30 | 1.11 | 3.21 |  |  | 17h30 | 0.97 | 2.8 |  |  | 17h30 | 1 | 2.9 |  |  | 17h30 | 0.96 | 2.79 |  |  | 17h30 | 0.79 | 2.58 |  |  | 17h30 | 0.83 | 2.62 |  |  | 17h30 | 0.79 | 2.57 |  |  | 17h30 | 0.6 | 2.09 |  |  | 17h30 | 0.63 | 2.16 |  |  | 17h30 | 0.59 | 2.09 |  |  | 17h30 | 0.9 | 2.88 |  |  | 17h30 | 0.93 | 2.92 |  |  | 17h30 | 0.9 | 2.88 | 19h30 | 0.84 | 2.7 |  |  | 19h30 | 1.56 | 4.42 |  |  | 19h30 | 0.75 | 2.48 |  |  | 19h30 | 0.78 | 2.51
21h30 | 3.5143 | 4.59 | 3.3471 |  | 21h30 | 3.5457 | 4.3529 | 3.3886 |  | 21h30 | 3.1 | 3.77 | 2.8186 |  | 21h30 | 0.22143 | 3.4771 | 2.5629 |  |  | 21h30 | 3.42 | 4.1357 | 3.2643 |  |  |  | 18h30 | 1.12 | 3.25 |  |  | 18h30 | 1.13 | 3.26 |  |  | 18h30 | 1.12 | 3.25 |  |  | 18h30 | 0.98 | 2.85 |  |  | 18h30 | 1.01 | 2.93 |  |  | 18h30 | 0.97 | 2.84 |  |  | 18h30 | 0.8 | 2.61 |  |  | 18h30 | 0.83 | 2.65 |  |  | 18h30 | 0.8 | 2.61 |  |  | 18h30 | 0.6 | 2.1 |  |  | 18h30 | 0.63 | 2.16 |  |  | 18h30 | 0.59 | 2.09 |  |  | 18h30 | 0.91 | 2.93 |  |  | 18h30 | 0.94 | 2.96 |  |  | 18h30 | 0.91 | 2.92 | 20h30 | 0.85 | 2.7 |  |  | 20h30 | 1.57 | 4.58 |  |  | 20h30 | 0.79 | 2.55 |  |  | 20h30 | 0.79 | 2.52
22h30 | 3.6414 | 4.3957 | 3.5229 |  | 22h30 | 3.71 | 4.2186 | 3.5943 |  | 22h30 | 3.09 | 3.6514 | 3.0029 |  | 22h30 | 0.23286 | 3.3743 | 2.7414 |  |  | 22h30 | 3.6086 | 4.0614 | 3.4914 |  |  |  | 19h30 | 1.13 | 3.26 |  |  | 19h30 | 1.13 | 3.27 |  |  | 19h30 | 1.13 | 3.26 |  |  | 19h30 | 0.98 | 2.87 |  |  | 19h30 | 1.01 | 2.94 |  |  | 19h30 | 0.98 | 2.86 |  |  | 19h30 | 0.81 | 2.63 |  |  | 19h30 | 0.83 | 2.66 |  |  | 19h30 | 0.8 | 2.62 |  |  | 19h30 | 0.6 | 2.09 |  |  | 19h30 | 0.62 | 2.14 |  |  | 19h30 | 0.59 | 2.09 |  |  | 19h30 | 0.72 | 2.67 |  |  | 19h30 | 0.74 | 2.7 |  |  | 19h30 | 0.72 | 2.67 | 21h30 | 0.87 | 2.73 |  |  | 21h30 | 1.25 | 3.72 |  |  | 21h30 | 0.83 | 2.62 |  |  | 21h30 | 0.81 | 2.56
23h30 | 3.78 | 4.3557 | 3.6843 |  | 23h30 | 3.8586 | 4.2 | 3.7629 |  | 23h30 | 3.0871 | 3.6286 | 3.1714 |  | 23h30 | 0.24306 | 3.3614 | 2.9014 |  |  | 23h30 | 3.7814 | 4.0843 | 3.6943 |  |  |  | 20h30 | 1.14 | 3.27 |  |  | 20h30 | 1.14 | 3.28 |  |  | 20h30 | 1.14 | 3.27 |  |  | 20h30 | 0.99 | 2.87 |  |  | 20h30 | 1.01 | 2.93 |  |  | 20h30 | 0.98 | 2.86 |  |  | 20h30 | 0.81 | 2.63 |  |  | 20h30 | 0.83 | 2.66 |  |  | 20h30 | 0.81 | 2.63 |  |  | 20h30 | 0.6 | 2.1 |  |  | 20h30 | 0.62 | 2.14 |  |  | 20h30 | 0.59 | 2.09 |  |  | 20h30 | 0.57 | 2.4 |  |  | 20h30 | 0.53 | 2.42 |  |  | 20h30 | 0.61 | 2.4 | 22h30 | 0.9 | 2.76 |  |  | 22h30 | 1.11 | 3.34 |  |  | 22h30 | 0.87 | 2.68 |  |  | 22h30 | 0.84 | 2.59
[28 empty] | 21h30 | 1.14 | 3.28 |  |  | 21h30 | 1.14 | 3.28 |  |  | 21h30 | 1.14 | 3.28 |  |  | 21h30 | 0.99 | 2.87 |  |  | 21h30 | 1.01 | 2.93 |  |  | 21h30 | 0.99 | 2.87 |  |  | 21h30 | 0.82 | 2.64 |  |  | 21h30 | 0.83 | 2.67 |  |  | 21h30 | 0.81 | 2.64 |  |  | 21h30 | 0.6 | 2.11 |  |  | 21h30 | 0.62 | 2.14 |  |  | 21h30 | 0.6 | 2.11 |  |  | 21h30 | 0.53 | 2.4 |  |  | 21h30 | 0.51 | 2.42 |  |  | 21h30 | 0.55 | 2.4 | 23h30 | 0.91 | 2.81 |  |  | 23h30 | 1.04 | 3.18 |  |  | 23h30 | 0.88 | 2.75 |  |  | 23h30 | 0.84 | 2.64
[28 empty] | 22h30 | 1.15 | 3.28 |  |  | 22h30 | 1.15 | 3.29 |  |  | 22h30 | 1.15 | 3.28 |  |  | 22h30 | 0.99 | 2.87 |  |  | 22h30 | 1.01 | 2.92 |  |  | 22h30 | 0.99 | 2.87 |  |  | 22h30 | 0.82 | 2.65 |  |  | 22h30 | 0.83 | 2.67 |  |  | 22h30 | 0.81 | 2.64 |  |  | 22h30 | 0.6 | 2.11 |  |  | 22h30 | 0.62 | 2.14 |  |  | 22h30 | 0.6 | 2.11 |  |  | 22h30 | 0.53 | 2.39 |  |  | 22h30 | 0.5 | 2.41 |  |  | 22h30 | 0.55 | 2.39 | 00h30 | 0.62 | 2 |  |  | 00h30 | 0.45 | 1.64 |  |  | 00h30 | 0.72 | 2.31 |  |  | 00h30 | 0.57 | 1.87
[28 empty] | 23h30 | 1.15 | 3.3 |  |  | 23h30 | 1.15 | 3.3 |  |  | 23h30 | 1.15 | 3.3 |  |  | 23h30 | 0.99 | 2.88 |  |  | 23h30 | 1.01 | 2.92 |  |  | 23h30 | 0.99 | 2.87 |  |  | 23h30 | 0.82 | 2.66 |  |  | 23h30 | 0.83 | 2.67 |  |  | 23h30 | 0.82 | 2.65 |  |  | 23h30 | 0.6 | 2.12 |  |  | 23h30 | 0.62 | 2.14 |  |  | 23h30 | 0.6 | 2.11 |  |  | 23h30 | 0.5 | 2.4 |  |  | 23h30 | 0.49 | 2.42 |  |  | 23h30 | 0.51 | 2.39 | 01h30 | 0.24 | 1.09 |  |  | 01h30 | 0.16 | 0.92 |  |  | 01h30 | 0.27 | 1.2 |  |  | 01h30 | 0.21 | 0.97
[28 empty] | 00h30 | 1 | 2.81 |  |  | 00h30 | 0.31 | 0.82 |  |  | 00h30 | 1.05 | 2.78 |  |  | 00h30 | 0.84 | 2.55 |  |  | 00h30 | 0.26 | 0.69 |  |  | 00h30 | 0.87 | 2.56 |  |  | 00h30 | 0.72 | 2.42 |  |  | 00h30 | 0.18 | 0.54 |  |  | 00h30 | 0.73 | 2.42 |  |  | 00h30 | 0.52 | 1.94 |  |  | 00h30 | 0.1 | 0.35 |  |  | 00h30 | 0.52 | 1.95 |  |  | 00h30 | 0.5 | 2.33 |  |  | 00h30 | 0.1 | 0.62 |  |  | 00h30 | 0.51 | 2.35 | 02h30 | 0.24 | 1.09 |  |  | 02h30 | 0.28 | 1.19 |  |  | 02h30 | 0.27 | 1.2 |  |  | 02h30 | 0.21 | 0.97
[28 empty] | 01h30 | 0.51 | 1.66 |  |  | 01h30 | 0.15 | 0.69 |  |  | 01h30 | 0.53 | 1.65 |  |  | 01h30 | 0.37 | 1.35 |  |  | 01h30 | 0.09 | 0.49 |  |  | 01h30 | 0.38 | 1.35 |  |  | 01h30 | 0.24 | 1.19 |  |  | 01h30 | 0 | 0.32 |  |  | 01h30 | 0.24 | 1.19 |  |  | 01h30 | 0.08 | 0.73 |  |  | 01h30 | 0 | 0.06 |  |  | 01h30 | 0.07 | 0.73 |  |  | 01h30 | 0.29 | 1.33 |  |  | 01h30 | 0.09 | 0.44 |  |  | 01h30 | 0.29 | 1.33 | 03h30 | 0.33 | 1.27 |  |  | 03h30 | 0.38 | 1.45 |  |  | 03h30 | 0.35 | 1.31 |  |  | 03h30 | 0.28 | 1.14
[28 empty] | 02h30 | 0.51 | 1.66 |  |  | 02h30 | 0.5 | 1.74 |  |  | 02h30 | 0.53 | 1.65 |  |  | 02h30 | 0.37 | 1.35 |  |  | 02h30 | 0.35 | 1.34 |  |  | 02h30 | 0.38 | 1.35 |  |  | 02h30 | 0.24 | 1.19 |  |  | 02h30 | 0.21 | 1.16 |  |  | 02h30 | 0.24 | 1.19 |  |  | 02h30 | 0.08 | 0.73 |  |  | 02h30 | 0.08 | 0.67 |  |  | 02h30 | 0.07 | 0.73 |  |  | 02h30 | 0.29 | 1.33 |  |  | 02h30 | 0.28 | 1.2 |  |  | 02h30 | 0.29 | 1.33 | 04h30 | 0.39 | 1.49 |  |  | 04h30 | 0.47 | 1.65 |  |  | 04h30 | 0.36 | 1.39 |  |  | 04h30 | 0.33 | 1.29
[28 empty] | 03h30 | 0.56 | 1.77 |  |  | 03h30 | 0.61 | 1.96 |  |  | 03h30 | 0.57 | 1.77 |  |  | 03h30 | 0.4 | 1.39 |  |  | 03h30 | 0.45 | 1.52 |  |  | 03h30 | 0.41 | 1.38 |  |  | 03h30 | 0.28 | 1.3 |  |  | 03h30 | 0.31 | 1.44 |  |  | 03h30 | 0.28 | 1.3 |  |  | 03h30 | 0.12 | 0.79 |  |  | 03h30 | 0.12 | 0.9 |  |  | 03h30 | 0.12 | 0.79 |  |  | 03h30 | 0.36 | 1.38 |  |  | 03h30 | 0.41 | 1.49 |  |  | 03h30 | 0.36 | 1.38 | 05h30 | 0.46 | 1.63 |  |  | 05h30 | 0.53 | 1.77 |  |  | 05h30 | 0.42 | 1.53 |  |  | 05h30 | 0.39 | 1.43
[28 empty] | 04h30 | 0.56 | 1.78 |  |  | 04h30 | 0.64 | 1.94 |  |  | 04h30 | 0.57 | 1.78 |  |  | 04h30 | 0.4 | 1.39 |  |  | 04h30 | 0.49 | 1.53 |  |  | 04h30 | 0.41 | 1.38 |  |  | 04h30 | 0.28 | 1.3 |  |  | 04h30 | 0.37 | 1.51 |  |  | 04h30 | 0.28 | 1.3 |  |  | 04h30 | 0.12 | 0.79 |  |  | 04h30 | 0.16 | 1 |  |  | 04h30 | 0.12 | 0.79 |  |  | 04h30 | 0.38 | 1.38 |  |  | 04h30 | 0.46 | 1.51 |  |  | 04h30 | 0.38 | 1.38 | 06h30 | 0.51 | 1.72 |  |  | 06h30 | 0.55 | 1.82 |  |  | 06h30 | 0.48 | 1.65 |  |  | 06h30 | 0.43 | 1.52
|  |  |  | Base Case (in a typical summer day) | [13 empty] | Base Case (in a typical summer day) | [9 empty] | 05h30 | 0.58 | 1.82 |  |  | 05h30 | 0.64 | 1.93 |  |  | 05h30 | 0.59 | 1.82 |  |  | 05h30 | 0.43 | 1.42 |  |  | 05h30 | 0.5 | 1.54 |  |  | 05h30 | 0.43 | 1.41 |  |  | 05h30 | 0.32 | 1.37 |  |  | 05h30 | 0.4 | 1.54 |  |  | 05h30 | 0.32 | 1.37 |  |  | 05h30 | 0.14 | 0.88 |  |  | 05h30 | 0.2 | 1.08 |  |  | 05h30 | 0.14 | 0.88 |  |  | 05h30 | 0.42 | 1.42 |  |  | 05h30 | 0.48 | 1.53 |  |  | 05h30 | 0.42 | 1.42 | 07h30 | 1.04 | 3.11 |  |  | 07h30 | 1.08 | 3.19 |  |  | 07h30 | 1.02 | 3.05 |  |  | 07h30 | 0.95 | 2.87
| Victorian Detached |  |  |  |  | Victorian Terrace |  |  |  |  | Victorian Top/Ground Flat |  |  |  |  | Victorian Mid Flat | [5 empty] | Victorian Semi-detached | [5 empty] | 06h30 | 0.62 | 1.92 |  |  | 06h30 | 0.65 | 1.96 |  |  | 06h30 | 0.62 | 1.91 |  |  | 06h30 | 0.47 | 1.49 |  |  | 06h30 | 0.51 | 1.58 |  |  | 06h30 | 0.46 | 1.49 |  |  | 06h30 | 0.37 | 1.48 |  |  | 06h30 | 0.42 | 1.57 |  |  | 06h30 | 0.36 | 1.48 |  |  | 06h30 | 0.17 | 1.01 |  |  | 06h30 | 0.23 | 1.13 |  |  | 06h30 | 0.17 | 1 |  |  | 06h30 | 0.46 | 1.5 |  |  | 06h30 | 0.49 | 1.56 |  |  | 06h30 | 0.46 | 1.5 | 08h30 | 1.41 | 3.98 |  |  | 08h30 | 1.44 | 4.04 |  |  | 08h30 | 1.4 | 3.93 |  |  | 08h30 | 1.32 | 3.73
[28 empty] | 07h30 | 0.66 | 2 |  |  | 07h30 | 0.67 | 2.02 |  |  | 07h30 | 1.19 | 3.35 |  |  | 07h30 | 0.5 | 1.58 |  |  | 07h30 | 0.53 | 1.65 |  |  | 07h30 | 1.01 | 2.91 |  |  | 07h30 | 0.41 | 1.58 |  |  | 07h30 | 0.44 | 1.63 |  |  | 07h30 | 0.89 | 2.92 |  |  | 07h30 | 0.22 | 1.12 |  |  | 07h30 | 0.26 | 1.2 |  |  | 07h30 | 0.63 | 2.35 |  |  | 07h30 | 0.32 | 1.34 |  |  | 07h30 | 0.34 | 1.38 |  |  | 07h30 | 0.83 | 2.71 | 09h30 | 0.48 | 1.17 |  |  | 09h30 | 0.76 | 2.17 |  |  | 09h30 | 1.36 | 3.83 |  |  | 09h30 | 0.46 | 1.09
| Occupancy type 1 | Occupancy type 2 | Occupancy type 3 |  |  | Occupancy type 1 | Occupancy type 2 | Occupancy type 3 |  |  | Occupancy type 1 | Occupancy type 2 | Occupancy type 3 |  |  | Occupancy type 1 | Occupancy type 2 | Occupancy type 3 |  |  |  | Occupancy type 1 | Occupancy type 2 | Occupancy type 3 |  |  |  | 08h30 | 1.22 | 3.48 |  |  | 08h30 | 1.23 | 3.5 |  |  | 08h30 | 1.57 | 4.27 |  |  | 08h30 | 1.05 | 3.01 |  |  | 08h30 | 1.07 | 3.07 |  |  | 08h30 | 1.38 | 3.8 |  |  | 08h30 | 0.94 | 3.01 |  |  | 08h30 | 0.96 | 3.05 |  |  | 08h30 | 1.26 | 3.79 |  |  | 08h30 | 0.68 | 2.46 |  |  | 08h30 | 0.73 | 2.53 |  |  | 08h30 | 0.99 | 3.2 |  |  | 08h30 | 0.67 | 2.56 |  |  | 08h30 | 0.69 | 2.58 |  |  | 08h30 | 1.01 | 3.36 | 10h30 | 0 | 0 |  |  | 10h30 | 0 | 0 |  |  | 10h30 | 1.14 | 3.3 |  |  | 10h30 | 0 | 0
| kW | kW | kW |  |  | kW | kW | kW |  |  | kW | kW | kW |  |  | kW | kW | kW |  |  |  | kW | kW | kW |  |  |  | 09h30 | 1.6 | 4.34 |  |  | 09h30 | 1.61 | 4.36 |  |  | 09h30 | 1.51 | 4.15 |  |  | 09h30 | 1.42 | 3.87 |  |  | 09h30 | 1.44 | 3.92 |  |  | 09h30 | 1.34 | 3.71 |  |  | 09h30 | 1.3 | 3.86 |  |  | 09h30 | 1.32 | 3.89 |  |  | 09h30 | 1.22 | 3.65 |  |  | 09h30 | 1.04 | 3.27 |  |  | 09h30 | 1.08 | 3.32 |  |  | 09h30 | 1.01 | 3.11 |  |  | 09h30 | 1.18 | 3.69 |  |  | 09h30 | 1.19 | 3.71 |  |  | 09h30 | 1.1 | 3.51 | 11h30 | 0 | 0 |  |  | 11h30 | 0 | 0 |  |  | 11h30 | 0.96 | 2.86 |  |  | 11h30 | 0 | 0
[28 empty] | 10h30 | 1.51 | 4.12 |  |  | 10h30 | 1.52 | 4.13 |  |  | 10h30 | 1.34 | 3.79 |  |  | 10h30 | 1.36 | 3.7 |  |  | 10h30 | 1.37 | 3.73 |  |  | 10h30 | 1.18 | 3.35 |  |  | 10h30 | 1.24 | 3.63 |  |  | 10h30 | 1.25 | 3.65 |  |  | 10h30 | 1.05 | 3.22 |  |  | 10h30 | 1.03 | 3.11 |  |  | 10h30 | 1.05 | 3.14 |  |  | 10h30 | 0.83 | 2.67 |  |  | 10h30 | 1.27 | 3.78 |  |  | 10h30 | 1.28 | 3.79 |  |  | 10h30 | 1.1 | 3.44 | 12h30 | 0 | 0 |  |  | 12h30 | 0 | 0 |  |  | 12h30 | 0.85 | 2.58 |  |  | 12h30 | 0 | 0
00h30 | 2.81 | 2.2186 | 3.0714 |  | 00h30 | 2.4457 | 1.98 | 2.9843 |  | 00h30 | 2.22 | 1.8386 | 2.3886 |  | 00h30 | 1.3943 | 1.3943 | 1.5471 |  |  | 00h30 | 0.81286 | 0.64 | 1.7229 |  |  |  | 11h30 | 1.28 | 3.6 |  |  | 11h30 | 1.28 | 3.6 |  |  | 11h30 | 1.22 | 3.5 |  |  | 11h30 | 1.13 | 3.18 |  |  | 11h30 | 1.14 | 3.21 |  |  | 11h30 | 1.07 | 3.06 |  |  | 11h30 | 1 | 3.05 |  |  | 11h30 | 1.01 | 3.07 |  |  | 11h30 | 0.91 | 2.89 |  |  | 11h30 | 0.8 | 2.56 |  |  | 11h30 | 0.81 | 2.58 |  |  | 11h30 | 0.7 | 2.36 |  |  | 11h30 | 1.05 | 3.26 |  |  | 11h30 | 1.06 | 3.27 |  |  | 11h30 | 0.98 | 3.15 | 13h30 | 0.76 | 2.17 |  |  | 13h30 | 0 | 0 |  |  | 13h30 | 0.81 | 2.44 |  |  | 13h30 | 0.72 | 2.05
01h30 | 1.11 | 0.64714 | 1.2486 |  | 01h30 | 0.77714 | 0.38714 | 0.99 |  | 01h30 | 0.5 | 0.23429 | 0.59 |  | 01h30 | 0.034286 | 0.034286 | 0.088571 |  |  | 01h30 | 0.25857 | 0.13714 | 0.58429 |  |  |  | 12h30 | 1.11 | 3.2 |  |  | 12h30 | 1.11 | 3.2 |  |  | 12h30 | 1.09 | 3.17 |  |  | 12h30 | 0.97 | 2.78 |  |  | 12h30 | 0.98 | 2.8 |  |  | 12h30 | 0.95 | 2.73 |  |  | 12h30 | 0.82 | 2.61 |  |  | 12h30 | 0.83 | 2.62 |  |  | 12h30 | 0.79 | 2.55 |  |  | 12h30 | 0.64 | 2.17 |  |  | 12h30 | 0.65 | 2.18 |  |  | 12h30 | 0.6 | 2.08 |  |  | 12h30 | 0.86 | 2.85 |  |  | 12h30 | 0.87 | 2.86 |  |  | 12h30 | 0.84 | 2.82 | 14h30 | 1.38 | 3.8 |  |  | 14h30 | 0 | 0 |  |  | 14h30 | 0.79 | 2.39 |  |  | 14h30 | 1.28 | 3.49
02h30 | 1.39 | 1.0557 | 1.4271 |  | 02h30 | 0.9 | 0.77429 | 1.0743 |  | 02h30 | 0.72571 | 0.49714 | 0.74143 |  | 02h30 | 0.097143 | 0.097143 | 0.11714 |  |  | 02h30 | 0.37429 | 0.24571 | 0.71571 |  |  |  | 13h30 | 1.02 | 2.98 |  |  | 13h30 | 1.02 | 2.98 |  |  | 13h30 | 1.01 | 2.96 |  |  | 13h30 | 0.88 | 2.57 |  |  | 13h30 | 0.89 | 2.59 |  |  | 13h30 | 0.87 | 2.54 |  |  | 13h30 | 0.73 | 2.36 |  |  | 13h30 | 0.73 | 2.37 |  |  | 13h30 | 0.71 | 2.34 |  |  | 13h30 | 0.56 | 1.95 |  |  | 13h30 | 0.57 | 1.97 |  |  | 13h30 | 0.54 | 1.91 |  |  | 13h30 | 0.76 | 2.63 |  |  | 13h30 | 0.77 | 2.63 |  |  | 13h30 | 0.75 | 2.61 | 15h30 | 1.44 | 4.01 |  |  | 15h30 | 0 | 0 |  |  | 15h30 | 0.79 | 2.39 |  |  | 15h30 | 1.3 | 3.6
03h30 | 1.8929 | 1.5271 | 1.8843 |  | 03h30 | 1.1886 | 1.1457 | 1.3843 |  | 03h30 | 1.29 | 0.99 | 1.2629 |  | 03h30 | 0.34 | 0.34 | 0.31286 |  |  | 03h30 | 0.60571 | 0.45 | 1.0943 |  |  |  | 14h30 | 0.95 | 2.84 |  |  | 14h30 | 0.96 | 2.84 |  |  | 14h30 | 0.95 | 2.83 |  |  | 14h30 | 0.83 | 2.45 |  |  | 14h30 | 0.84 | 2.47 |  |  | 14h30 | 0.82 | 2.43 |  |  | 14h30 | 0.67 | 2.22 |  |  | 14h30 | 0.68 | 2.22 |  |  | 14h30 | 0.66 | 2.2 |  |  | 14h30 | 0.5 | 1.8 |  |  | 14h30 | 0.51 | 1.82 |  |  | 14h30 | 0.49 | 1.78 |  |  | 14h30 | 0.68 | 2.49 |  |  | 14h30 | 0.69 | 2.49 |  |  | 14h30 | 0.68 | 2.47 | 16h30 | 1.14 | 3.28 |  |  | 16h30 | 0 | 0 |  |  | 16h30 | 0.8 | 2.42 |  |  | 16h30 | 1.04 | 2.99
04h30 | 2.2586 | 1.8357 | 2.2357 |  | 04h30 | 1.3929 | 1.3671 | 1.5871 |  | 04h30 | 1.6586 | 1.3271 | 1.6329 |  | 04h30 | 0.56571 | 0.56571 | 0.54 |  |  | 04h30 | 0.79143 | 0.61714 | 1.3871 |  |  |  | 15h30 | 0.91 | 2.76 |  |  | 15h30 | 0.91 | 2.77 |  |  | 15h30 | 0.91 | 2.76 |  |  | 15h30 | 0.8 | 2.4 |  |  | 15h30 | 0.8 | 2.42 |  |  | 15h30 | 0.79 | 2.38 |  |  | 15h30 | 0.63 | 2.13 |  |  | 15h30 | 0.64 | 2.14 |  |  | 15h30 | 0.63 | 2.12 |  |  | 15h30 | 0.46 | 1.71 |  |  | 15h30 | 0.47 | 1.72 |  |  | 15h30 | 0.45 | 1.69 |  |  | 15h30 | 0.62 | 2.41 |  |  | 15h30 | 0.62 | 2.41 |  |  | 15h30 | 0.61 | 2.4 | 17h30 | 1 | 2.96 |  |  | 17h30 | 0 | 0 |  |  | 17h30 | 0.81 | 2.44 |  |  | 17h30 | 0.92 | 2.71
05h30 | 2.3714 | 1.94 | 2.3486 |  | 05h30 | 1.47 | 1.4271 | 1.6629 |  | 05h30 | 1.8214 | 1.47 | 1.79 |  | 05h30 | 0.70714 | 0.70714 | 0.67857 |  |  | 05h30 | 0.85857 | 0.68571 | 1.4929 |  |  |  | 16h30 | 0.93 | 2.84 |  |  | 16h30 | 0.93 | 2.84 |  |  | 16h30 | 0.93 | 2.83 |  |  | 16h30 | 0.81 | 2.5 |  |  | 16h30 | 0.82 | 2.52 |  |  | 16h30 | 0.81 | 2.49 |  |  | 16h30 | 0.65 | 2.19 |  |  | 16h30 | 0.65 | 2.2 |  |  | 16h30 | 0.64 | 2.18 |  |  | 16h30 | 0.47 | 1.74 |  |  | 16h30 | 0.47 | 1.75 |  |  | 16h30 | 0.46 | 1.73 |  |  | 16h30 | 0.67 | 2.48 |  |  | 16h30 | 0.68 | 2.48 |  |  | 16h30 | 0.67 | 2.47 | 18h30 | 0.94 | 2.79 |  |  | 18h30 | 0.94 | 2.61 |  |  | 18h30 | 0.82 | 2.46 |  |  | 18h30 | 0.87 | 2.57
06h30 | 2.1414 | 1.7343 | 2.13 |  | 06h30 | 1.3329 | 1.2343 | 1.5114 |  | 06h30 | 1.6571 | 1.3357 | 1.6429 |  | 06h30 | 0.67857 | 0.67857 | 0.65857 |  |  | 06h30 | 0.74857 | 0.59143 | 1.2971 |  |  |  | 17h30 | 0.99 | 3 |  |  | 17h30 | 0.99 | 3 |  |  | 17h30 | 0.98 | 3 |  |  | 17h30 | 0.87 | 2.69 |  |  | 17h30 | 0.87 | 2.71 |  |  | 17h30 | 0.86 | 2.68 |  |  | 17h30 | 0.69 | 2.34 |  |  | 17h30 | 0.7 | 2.35 |  |  | 17h30 | 0.69 | 2.33 |  |  | 17h30 | 0.49 | 1.83 |  |  | 17h30 | 0.5 | 1.84 |  |  | 17h30 | 0.49 | 1.82 |  |  | 17h30 | 0.77 | 2.64 |  |  | 17h30 | 0.78 | 2.65 |  |  | 17h30 | 0.77 | 2.64 | 19h30 | 0.91 | 2.67 |  |  | 19h30 | 1.75 | 4.61 |  |  | 19h30 | 0.82 | 2.45 |  |  | 19h30 | 0.84 | 2.47
07h30 | 4.1386 | 3.3814 | 4.5814 |  | 07h30 | 2.9686 | 2.7914 | 3.8014 |  | 07h30 | 3.6214 | 2.9557 | 4.0329 |  | 07h30 | 2.5843 | 2.5843 | 2.9429 |  |  | 07h30 | 1.4614 | 1.1714 | 3.0057 |  |  |  | 18h30 | 1.12 | 3.32 |  |  | 18h30 | 1.12 | 3.32 |  |  | 18h30 | 1.12 | 3.31 |  |  | 18h30 | 1 | 3.03 |  |  | 18h30 | 1 | 3.04 |  |  | 18h30 | 0.99 | 3.02 |  |  | 18h30 | 0.81 | 2.64 |  |  | 18h30 | 0.82 | 2.65 |  |  | 18h30 | 0.81 | 2.64 |  |  | 18h30 | 0.58 | 2.04 |  |  | 18h30 | 0.58 | 2.05 |  |  | 18h30 | 0.57 | 2.03 |  |  | 18h30 | 0.92 | 2.97 |  |  | 18h30 | 0.93 | 2.98 |  |  | 18h30 | 0.92 | 2.97 | 20h30 | 0.87 | 2.57 |  |  | 20h30 | 1.77 | 4.74 |  |  | 20h30 | 0.81 | 2.42 |  |  | 20h30 | 0.8 | 2.38
08h30 | 5.3343 | 5.03 | 5.6029 |  | 08h30 | 4.1143 | 4.41 | 4.8786 |  | 08h30 | 4.8571 | 4.5343 | 5.1114 |  | 08h30 | 4.0043 | 4.0043 | 4.2343 |  |  | 08h30 | 1.7543 | 1.6586 | 3.4 |  |  |  | 19h30 | 1.27 | 3.68 |  |  | 19h30 | 1.27 | 3.68 |  |  | 19h30 | 1.27 | 3.68 |  |  | 19h30 | 1.13 | 3.37 |  |  | 19h30 | 1.14 | 3.38 |  |  | 19h30 | 1.13 | 3.36 |  |  | 19h30 | 0.94 | 3 |  |  | 19h30 | 0.95 | 3 |  |  | 19h30 | 0.94 | 2.99 |  |  | 19h30 | 0.67 | 2.29 |  |  | 19h30 | 0.68 | 2.29 |  |  | 19h30 | 0.67 | 2.28 |  |  | 19h30 | 0.87 | 3.07 |  |  | 19h30 | 0.87 | 3.08 |  |  | 19h30 | 0.87 | 3.07 | 21h30 | 0.85 | 2.5 |  |  | 21h30 | 1.3 | 3.63 |  |  | 21h30 | 0.8 | 2.39 |  |  | 21h30 | 0.78 | 2.32
09h30 | 2.52 | 2.8829 | 4.6271 |  | 09h30 | 2.1771 | 2.6386 | 4.2057 |  | 09h30 | 2.4671 | 2.7186 | 4.2443 |  | 09h30 | 2.3386 | 2.3386 | 3.8457 |  |  | 09h30 | 0.90714 | 1.0286 | 3.2814 |  |  |  | 20h30 | 1.38 | 3.97 |  |  | 20h30 | 1.38 | 3.97 |  |  | 20h30 | 1.38 | 3.97 |  |  | 20h30 | 1.23 | 3.62 |  |  | 20h30 | 1.23 | 3.63 |  |  | 20h30 | 1.22 | 3.61 |  |  | 20h30 | 1.04 | 3.29 |  |  | 20h30 | 1.04 | 3.29 |  |  | 20h30 | 1.04 | 3.29 |  |  | 20h30 | 0.73 | 2.48 |  |  | 20h30 | 0.74 | 2.48 |  |  | 20h30 | 0.73 | 2.47 |  |  | 20h30 | 0.75 | 3.09 |  |  | 20h30 | 0.76 | 3.1 |  |  | 20h30 | 0.75 | 3.09 | 22h30 | 0.83 | 2.44 |  |  | 22h30 | 1.08 | 3.1 |  |  | 22h30 | 0.8 | 2.36 |  |  | 22h30 | 0.76 | 2.26
10h30 | 1.2971 | 1.4786 | 3.6186 |  | 10h30 | 1.1857 | 1.3657 | 3.2543 |  | 10h30 | 1.1614 | 1.4371 | 3.0814 |  | 10h30 | 1.03 | 1.03 | 2.6071 |  |  | 10h30 | 0.63286 | 0.70286 | 2.9571 |  |  |  | 21h30 | 1.46 | 4.2 |  |  | 21h30 | 1.46 | 4.2 |  |  | 21h30 | 1.45 | 4.14 |  |  | 21h30 | 1.29 | 3.78 |  |  | 21h30 | 1.29 | 3.79 |  |  | 21h30 | 1.28 | 3.77 |  |  | 21h30 | 1.1 | 3.51 |  |  | 21h30 | 1.1 | 3.51 |  |  | 21h30 | 1.1 | 3.5 |  |  | 21h30 | 0.78 | 2.63 |  |  | 21h30 | 0.78 | 2.63 |  |  | 21h30 | 0.77 | 2.62 |  |  | 21h30 | 0.8 | 3.3 |  |  | 21h30 | 0.8 | 3.3 |  |  | 21h30 | 0.79 | 3.3 | 23h30 | 0.8 | 2.38 |  |  | 23h30 | 0.96 | 2.8 |  |  | 23h30 | 0.78 | 2.32 |  |  | 23h30 | 0.74 | 2.2
11h30 | 0.96143 | 1.0329 | 2.6643 |  | 11h30 | 0.88143 | 0.94857 | 2.4514 |  | 11h30 | 0.81571 | 0.94286 | 2.1371 |  | 11h30 | 0.70857 | 0.70857 | 1.8186 |  |  | 11h30 | 0.45 | 0.47571 | 2.1 |  |  |  | 22h30 | 1.5 | 4.32 |  |  | 22h30 | 1.5 | 4.32 |  |  | 22h30 | 1.5 | 4.28 |  |  | 22h30 | 1.31 | 3.83 |  |  | 22h30 | 1.31 | 3.84 |  |  | 22h30 | 1.31 | 3.83 |  |  | 22h30 | 1.13 | 3.62 |  |  | 22h30 | 1.13 | 3.62 |  |  | 22h30 | 1.13 | 3.62 |  |  | 22h30 | 0.8 | 2.72 |  |  | 22h30 | 0.8 | 2.73 |  |  | 22h30 | 0.8 | 2.72 |  |  | 22h30 | 0.81 | 3.4 |  |  | 22h30 | 0.82 | 3.4 |  |  | 22h30 | 0.81 | 3.4 | 00h30 | 0.59 | 1.8 |  |  | 00h30 | 0.35 | 1.19 |  |  | 00h30 | 0.68 | 2.12 |  |  | 00h30 | 0.55 | 1.67
12h30 | 0.85857 | 0.80143 | 2.5357 |  | 12h30 | 0.79 | 0.76 | 2.34 |  | 12h30 | 0.69857 | 0.67143 | 2.01 |  | 12h30 | 0.59429 | 0.59429 | 1.6886 |  |  | 12h30 | 0.38857 | 0.35429 | 1.9843 |  |  |  | 23h30 | 1.52 | 4.4 |  |  | 23h30 | 1.52 | 4.4 |  |  | 23h30 | 1.53 | 4.28 |  |  | 23h30 | 1.33 | 3.87 |  |  | 23h30 | 1.33 | 3.88 |  |  | 23h30 | 1.33 | 3.87 |  |  | 23h30 | 1.15 | 3.7 |  |  | 23h30 | 1.16 | 3.71 |  |  | 23h30 | 1.15 | 3.7 |  |  | 23h30 | 0.82 | 2.81 |  |  | 23h30 | 0.82 | 2.82 |  |  | 23h30 | 0.82 | 2.81 |  |  | 23h30 | 0.83 | 3.47 |  |  | 23h30 | 0.83 | 3.47 |  |  | 23h30 | 0.83 | 3.47 | 01h30 | 0.16 | 0.7 |  |  | 01h30 | 0.13 | 0.6 |  |  | 01h30 | 0.18 | 0.79 |  |  | 01h30 | 0.12 | 0.58
13h30 | 1.5743 | 0.75 | 1.9986 |  | 13h30 | 1.4714 | 0.71143 | 1.9114 |  | 13h30 | 1.3214 | 0.61714 | 1.4643 |  | 13h30 | 1.2057 | 1.2057 | 1.2 |  |  | 13h30 | 0.65571 | 0.30857 | 1.4871 | [76 empty] | 02h30 | 0.16 | 0.7 |  |  | 02h30 | 0 | 0 |  |  | 02h30 | 0.18 | 0.79 |  |  | 02h30 | 0.12 | 0.58
14h30 | 1.9843 | 0.56286 | 1.9286 |  | 14h30 | 1.8486 | 0.56 | 1.8714 |  | 14h30 | 1.6214 | 0.40286 | 1.4157 |  | 14h30 | 1.4314 | 1.4314 | 1.14 |  |  | 14h30 | 0.82571 | 0.22143 | 1.4243 | [76 empty] | 03h30 | 0.18 | 0.74 |  |  | 03h30 | 0 | 0 |  |  | 03h30 | 0.18 | 0.76 |  |  | 03h30 | 0.14 | 0.61
15h30 | 1.8386 | 0.49857 | 1.4971 |  | 15h30 | 1.6686 | 0.50429 | 1.5157 |  | 15h30 | 1.2943 | 0.34 | 0.94571 |  | 15h30 | 1.0643 | 1.0643 | 0.72429 |  |  | 15h30 | 0.71857 | 0.18571 | 1.02 | [76 empty] | 04h30 | 0.18 | 0.75 |  |  | 04h30 | 0 | 0 |  |  | 04h30 | 0.18 | 0.76 |  |  | 04h30 | 0.14 | 0.61
16h30 | 1.6043 | 0.40571 | 1.4743 |  | 16h30 | 1.4971 | 0.44286 | 1.53 |  | 16h30 | 1.08 | 0.24429 | 0.92714 |  | 16h30 | 0.85429 | 0.85429 | 0.68143 |  |  | 16h30 | 0.62571 | 0.14143 | 1.01 | [23 empty] | 00h30 | 0.16 | 0.43 | 0.26857 | 0.90286 |  | 00h30 | 0.41 | 1.32 | 0.52857 | 1.7057 |  | 00h30 | 0.13 | 0.49 | 0.40714 | 1.3386 |  | 00h30 | 0.13 | 0.37 | 0.21571 | 0.78 |  | 00h30 | 0.34 | 1.13 | 0.44429 | 1.5143 | 00h30 | 0.12 | 0.39 | 0.37143 | 1.2371 |  | 00h30 | 0.11 | 0.36 | 0.17714 | 0.68857 |  | 00h30 | 0.31 | 1.03 | 0.39857 | 1.3814 | 00h30 | 0.26 | 0.73 | 0.44714 | 1.5286 |  |  | 05h30 | 0.22 | 0.87 |  |  | 05h30 | 0 | 0 |  |  | 05h30 | 0.22 | 0.83 |  |  | 05h30 | 0.18 | 0.72
17h30 | 1.6443 | 0.42571 | 1.5586 |  | 17h30 | 1.6229 | 0.47286 | 1.7386 |  | 17h30 | 1.0571 | 0.25714 | 0.92429 |  | 17h30 | 0.74571 | 0.74571 | 0.61286 |  |  | 17h30 | 0.67143 | 0.15714 | 1.0886 | [23 empty] | 01h30 | 0 | 0.02 | 0.062857 | 0.38857 |  | 01h30 | 0.04 | 0.35 | 0.12143 | 0.62143 |  | 01h30 | 0 | 0 | 0.077143 | 0.43429 |  | 01h30 | 0 | 0 | 0.032857 | 0.30143 |  | 01h30 | 0 | 0.21 | 0.072857 | 0.47286 | 01h30 | 0 | 0 | 0.061429 | 0.36286 |  | 01h30 | 0 | 0 | 0.014286 | 0.23857 |  | 01h30 | 0 | 0.15 | 0.054286 | 0.38429 | 01h30 | 0 | 0.14 | 0.10429 | 0.60286 |  |  | 06h30 | 0.27 | 0.99 |  |  | 06h30 | 0 | 0 |  |  | 06h30 | 0.24 | 0.93 |  |  | 06h30 | 0.21 | 0.83
18h30 | 1.8586 | 1.4786 | 1.8371 |  | 18h30 | 1.8471 | 1.78 | 2.0486 |  | 18h30 | 1.2414 | 1.07 | 1.1471 |  | 18h30 | 0.84571 | 0.84571 | 0.72714 |  |  | 18h30 | 0.81714 | 0.67 | 1.3629 | [23 empty] | 02h30 | 0.02 | 0.3 | 0.11 | 0.54714 |  | 02h30 | 0.04 | 0.35 | 0.12143 | 0.62143 |  | 02h30 | 0 | 0.07 | 0.077143 | 0.44429 |  | 02h30 | 0 | 0.12 | 0.068571 | 0.41714 |  | 02h30 | 0 | 0.21 | 0.072857 | 0.47286 | 02h30 | 0 | 0.03 | 0.061429 | 0.36714 |  | 02h30 | 0 | 0.05 | 0.051429 | 0.34429 |  | 02h30 | 0 | 0.15 | 0.054286 | 0.38429 | 02h30 | 0 | 0.29 | 0.11 | 0.62429 |  |  | 07h30 | 0.76 | 2.31 |  |  | 07h30 | 0 | 0 |  |  | 07h30 | 0.72 | 2.22 |  |  | 07h30 | 0.67 | 2.1
19h30 | 2.1271 | 2.38 | 2.1014 |  | 19h30 | 2.08 | 2.78 | 2.3414 |  | 19h30 | 1.4771 | 1.78 | 1.4057 |  | 19h30 | 0.92143 | 0.92143 | 0.84857 |  |  | 19h30 | 0.61571 | 0.76143 | 1.0571 | [23 empty] | 03h30 | 0.05 | 0.43 | 0.15143 | 0.68143 |  | 03h30 | 0.07 | 0.42 | 0.16286 | 0.70714 |  | 03h30 | 0 | 0.21 | 0.094286 | 0.53857 |  | 03h30 | 0 | 0.23 | 0.10286 | 0.53429 |  | 03h30 | 0 | 0.24 | 0.092857 | 0.54429 | 03h30 | 0 | 0.12 | 0.064286 | 0.43714 |  | 03h30 | 0 | 0.14 | 0.082857 | 0.44429 |  | 03h30 | 0 | 0.14 | 0.06 | 0.43714 | 03h30 | 0.04 | 0.43 | 0.15429 | 0.75286 |  |  | 08h30 | 1.12 | 3.13 |  |  | 08h30 | 0.74 | 2.2 |  |  | 08h30 | 1.09 | 3.07 |  |  | 08h30 | 1.03 | 2.92
20h30 | 2.6386 | 3.0343 | 2.6057 |  | 20h30 | 2.4843 | 3.4057 | 2.8229 |  | 20h30 | 1.8771 | 2.2614 | 1.8143 |  | 20h30 | 1.1343 | 1.1343 | 1.0629 |  |  | 20h30 | 0.49571 | 0.62286 | 0.94286 | [23 empty] | 04h30 | 0.1 | 0.52 | 0.19857 | 0.80143 |  | 04h30 | 0.08 | 0.46 | 0.17 | 0.74571 |  | 04h30 | 0.02 | 0.38 | 0.11429 | 0.62429 |  | 04h30 | 0.02 | 0.38 | 0.13571 | 0.66143 |  | 04h30 | 0 | 0.31 | 0.10714 | 0.59571 | 04h30 | 0 | 0.28 | 0.08 | 0.51714 |  | 04h30 | 0 | 0.29 | 0.10714 | 0.55571 |  | 04h30 | 0 | 0.21 | 0.074286 | 0.48857 | 04h30 | 0.1 | 0.54 | 0.18857 | 0.85 |  |  | 09h30 | 1.11 | 3.1 |  |  | 09h30 | 1.41 | 3.89 |  |  | 09h30 | 1.1 | 3.07 |  |  | 09h30 | 1.05 | 2.93
21h30 | 3.4214 | 3.5814 | 3.4014 |  | 21h30 | 3.1257 | 3.8414 | 3.5343 |  | 21h30 | 2.5557 | 2.7471 | 2.5057 |  | 21h30 | 1.5414 | 1.5414 | 1.4729 |  |  | 21h30 | 0.77857 | 0.83286 | 1.4786 | [23 empty] | 05h30 | 0.14 | 0.64 | 0.23714 | 0.89 |  | 05h30 | 0.12 | 0.56 | 0.20571 | 0.85 |  | 05h30 | 0.07 | 0.5 | 0.14714 | 0.74 |  | 05h30 | 0.07 | 0.51 | 0.17143 | 0.76286 |  | 05h30 | 0.04 | 0.44 | 0.13429 | 0.70857 | 05h30 | 0.03 | 0.43 | 0.10429 | 0.61714 |  | 05h30 | 0.03 | 0.43 | 0.12714 | 0.66 |  | 05h30 | 0.01 | 0.35 | 0.095714 | 0.58429 | 05h30 | 0.14 | 0.67 | 0.23143 | 0.96714 |  |  | 10h30 | 0.94 | 2.69 |  |  | 10h30 | 1.5 | 4.05 |  |  | 10h30 | 0.94 | 2.67 |  |  | 10h30 | 0.89 | 2.53
22h30 | 4.1814 | 4.2414 | 4.1671 |  | 22h30 | 3.7143 | 4.3686 | 4.1743 |  | 22h30 | 3.2643 | 3.36 | 3.2257 |  | 22h30 | 2.0371 | 2.0371 | 1.9886 |  |  | 22h30 | 1.0729 | 1.1171 | 2.0214 | [23 empty] | 06h30 | 0.17 | 0.73 | 0.26286 | 0.96143 |  | 06h30 | 0.14 | 0.63 | 0.24143 | 0.94143 |  | 06h30 | 0.1 | 0.56 | 0.18286 | 0.84714 |  | 06h30 | 0.11 | 0.57 | 0.2 | 0.83 |  | 06h30 | 0.09 | 0.5 | 0.17143 | 0.81143 | 06h30 | 0.06 | 0.48 | 0.13143 | 0.70857 |  | 06h30 | 0.06 | 0.48 | 0.15143 | 0.72143 |  | 06h30 | 0.04 | 0.44 | 0.12143 | 0.67714 | 06h30 | 0.17 | 0.77 | 0.27 | 1.07 |  |  | 11h30 | 0.84 | 2.44 |  |  | 11h30 | 1.11 | 3.13 |  |  | 11h30 | 0.83 | 2.42 |  |  | 11h30 | 0.78 | 2.28
23h30 | 4.7729 | 4.8 | 4.7657 |  | 23h30 | 4.1257 | 4.7571 | 4.6143 |  | 23h30 | 3.8443 | 3.9014 | 3.8214 |  | 23h30 | 2.48 | 2.48 | 2.4329 |  |  | 23h30 | 1.3629 | 1.3957 | 2.55 | [23 empty] | 07h30 | 0.61 | 1.92 | 0.61286 | 1.9029 |  | 07h30 | 0.55 | 1.81 | 0.69571 | 2.2086 |  | 07h30 | 0.42 | 1.68 | 0.55571 | 1.9157 |  | 07h30 | 0.42 | 1.69 | 0.51286 | 1.7414 |  | 07h30 | 0.43 | 1.57 | 0.59571 | 2.0071 | 07h30 | 0.44 | 1.45 | 0.47286 | 1.7071 |  | 07h30 | 0.44 | 1.47 | 0.46714 | 1.5714 |  | 07h30 | 0.45 | 1.25 | 0.51571 | 1.7614 | 07h30 | 0.61 | 1.99 | 0.68286 | 2.2229 |  |  | 12h30 | 0.77 | 2.26 |  |  | 12h30 | 0.92 | 2.66 |  |  | 12h30 | 0.76 | 2.25 |  |  | 12h30 | 0.71 | 2.11
[48 empty] | 08h30 | 0.96 | 2.73 | 1.04 | 2.9943 |  | 08h30 | 0.92 | 2.64 | 1.0729 | 3.0857 |  | 08h30 | 0.79 | 2.51 | 0.92857 | 2.8386 |  | 08h30 | 0.79 | 2.52 | 0.93 | 2.8286 |  | 08h30 | 0.79 | 2.42 | 0.96286 | 2.8929 | 08h30 | 0.77 | 2.27 | 0.83571 | 2.5971 |  | 08h30 | 0.77 | 2.29 | 0.86 | 2.6271 |  | 08h30 | 0.77 | 2.11 | 0.86714 | 2.6357 | 08h30 | 0.96 | 2.81 | 1.0657 | 3.1543 |  |  | 13h30 | 0.72 | 2.12 |  |  | 13h30 | 0.81 | 2.38 |  |  | 13h30 | 0.71 | 2.11 |  |  | 13h30 | 0.66 | 1.97
[48 empty] | 09h30 | 0.45 | 1.29 | 0.76143 | 2.15 |  | 09h30 | 0.97 | 2.68 | 1.1129 | 3.1171 |  | 09h30 | 0.42 | 1.12 | 0.57571 | 1.5771 |  | 09h30 | 0.43 | 1.15 | 0.69143 | 2.0243 |  | 09h30 | 0.91 | 2.57 | 1.0357 | 3.0057 | 09h30 | 0.36 | 1.07 | 0.54143 | 1.4886 |  | 09h30 | 0.37 | 1.08 | 0.62571 | 1.8971 |  | 09h30 | 0.81 | 2.52 | 0.95429 | 2.85 | 09h30 | 0.44 | 1.17 | 0.63 | 1.6671 |  |  | 14h30 | 0.68 | 2.01 |  |  | 14h30 | 0.75 | 2.19 |  |  | 14h30 | 0.68 | 2 |  |  | 14h30 | 0.63 | 1.86
[48 empty] | 10h30 | 0 | 0 | 0.34571 | 0.94286 |  | 10h30 | 0.76 | 2.19 | 0.90857 | 2.6357 |  | 10h30 | 0 | 0 | 0.25857 | 0.72857 |  | 10h30 | 0 | 0 | 0.32 | 0.9 |  | 10h30 | 0.7 | 2.08 | 0.83714 | 2.5257 | 10h30 | 0 | 0 | 0.23714 | 0.69429 |  | 10h30 | 0 | 0 | 0.29857 | 0.84857 |  | 10h30 | 0.63 | 2.01 | 0.77 | 2.3771 | 10h30 | 0 | 0 | 0.27429 | 0.78429 |  |  | 15h30 | 0.64 | 1.9 |  |  | 15h30 | 0.69 | 2.02 |  |  | 15h30 | 0.64 | 1.89 |  |  | 15h30 | 0.59 | 1.75
[48 empty] | 11h30 | 0 | 0 | 0.26571 | 0.74714 |  | 11h30 | 0.6 | 1.79 | 0.75286 | 2.2643 |  | 11h30 | 0 | 0 | 0.21 | 0.61857 |  | 11h30 | 0 | 0 | 0.24429 | 0.71143 |  | 11h30 | 0.54 | 1.68 | 0.68571 | 2.1529 | 11h30 | 0 | 0 | 0.19286 | 0.58286 |  | 11h30 | 0 | 0 | 0.22714 | 0.67143 |  | 11h30 | 0.49 | 1.61 | 0.62714 | 2.0157 | 11h30 | 0 | 0 | 0.22571 | 0.67429 |  |  | 16h30 | 0.61 | 1.83 |  |  | 16h30 | 0.65 | 1.91 |  |  | 16h30 | 0.61 | 1.82 |  |  | 16h30 | 0.56 | 1.68
[48 empty] | 12h30 | 0 | 0 | 0.21571 | 0.62714 |  | 12h30 | 0.47 | 1.46 | 0.65 | 1.9914 |  | 12h30 | 0 | 0 | 0.17571 | 0.53429 |  | 12h30 | 0 | 0 | 0.19571 | 0.59286 |  | 12h30 | 0.41 | 1.35 | 0.58286 | 1.8757 | 12h30 | 0 | 0 | 0.16 | 0.50143 |  | 12h30 | 0 | 0 | 0.18143 | 0.55857 |  | 12h30 | 0.36 | 1.28 | 0.52571 | 1.7443 | 12h30 | 0 | 0 | 0.19 | 0.59 |  |  | 17h30 | 0.61 | 1.83 |  |  | 17h30 | 0.63 | 1.89 |  |  | 17h30 | 0.61 | 1.82 |  |  | 17h30 | 0.56 | 1.67
[48 empty] | 13h30 | 0 | 0 | 0.18857 | 0.55429 |  | 13h30 | 0.38 | 1.24 | 0.57857 | 1.8057 |  | 13h30 | 0.34 | 1.06 | 0.53429 | 1.6471 |  | 13h30 | 0 | 0 | 0.17 | 0.52 |  | 13h30 | 0.32 | 1.12 | 0.51286 | 1.6871 | 13h30 | 0.31 | 1.02 | 0.49857 | 1.5643 |  | 13h30 | 0 | 0 | 0.15571 | 0.48714 |  | 13h30 | 0.28 | 1.05 | 0.45857 | 1.5571 | 13h30 | 0.17 | 1.1 | 0.45429 | 1.7571 |  |  | 18h30 | 0.61 | 1.84 |  |  | 18h30 | 0.63 | 1.89 |  |  | 18h30 | 0.61 | 1.84 |  |  | 18h30 | 0.56 | 1.69
[48 empty] | 14h30 | 0 | 0 | 0.16857 | 0.50714 |  | 14h30 | 0.34 | 1.13 | 0.53 | 1.69 |  | 14h30 | 0.58 | 1.75 | 0.77857 | 2.3643 |  | 14h30 | 0 | 0 | 0.15 | 0.47 |  | 14h30 | 0.28 | 1.01 | 0.46143 | 1.56 | 14h30 | 0.52 | 1.64 | 0.70857 | 2.1986 |  | 14h30 | 0 | 0 | 0.13857 | 0.44 |  | 14h30 | 0.25 | 0.93 | 0.41 | 1.4357 | 14h30 | 0.3 | 1.87 | 0.61 | 2.5429 |  |  | 19h30 | 0.61 | 1.84 |  |  | 19h30 | 0.62 | 1.88 |  |  | 19h30 | 0.61 | 1.83 |  |  | 19h30 | 0.56 | 1.69
[48 empty] | 15h30 | 0 | 0 | 0.15571 | 0.47286 |  | 15h30 | 0.36 | 1.15 | 0.50714 | 1.63 |  | 15h30 | 0.62 | 1.89 | 0.75286 | 2.3614 |  | 15h30 | 0 | 0 | 0.13429 | 0.43143 |  | 15h30 | 0.29 | 1.01 | 0.43429 | 1.4929 | 15h30 | 0.55 | 1.74 | 0.67286 | 2.1629 |  | 15h30 | 0 | 0 | 0.12429 | 0.40429 |  | 15h30 | 0.26 | 0.93 | 0.38714 | 1.3671 | 15h30 | 0.39 | 2.07 | 0.57143 | 2.5757 |  |  | 20h30 | 0.61 | 1.84 |  |  | 20h30 | 0.62 | 1.87 |  |  | 20h30 | 0.61 | 1.83 |  |  | 20h30 | 0.56 | 1.7
|  |  |  | Best Case (in a typical summer day) | [13 empty] | Best Case (in a typical summer day) | [29 empty] | 16h30 | 0 | 0 | 0.15 | 0.46286 |  | 16h30 | 0.4 | 1.22 | 0.51429 | 1.6529 |  | 16h30 | 0.52 | 1.6 | 0.62571 | 2.0129 |  | 16h30 | 0 | 0 | 0.13 | 0.41857 |  | 16h30 | 0.32 | 1.07 | 0.43714 | 1.5029 | 16h30 | 0.47 | 1.49 | 0.56286 | 1.8529 |  | 16h30 | 0 | 0 | 0.11714 | 0.39143 |  | 16h30 | 0.28 | 0.99 | 0.38857 | 1.3771 | 16h30 | 0.43 | 1.77 | 0.50714 | 2.2014 |  |  | 21h30 | 0.62 | 1.84 |  |  | 21h30 | 0.63 | 1.87 |  |  | 21h30 | 0.62 | 1.84 |  |  | 21h30 | 0.57 | 1.7
| Victorian Detached |  |  |  |  | Victorian Terrace |  |  |  |  | Victorian Top/Ground Flat |  |  |  |  | Victorian Mid Flat | [5 empty] | Victorian Semi-detached | [25 empty] | 17h30 | 0 | 0 | 0.15143 | 0.47286 |  | 17h30 | 0.42 | 1.28 | 0.55143 | 1.7529 |  | 17h30 | 0.47 | 1.47 | 0.59 | 1.9171 |  | 17h30 | 0 | 0 | 0.13 | 0.42571 |  | 17h30 | 0.34 | 1.11 | 0.47 | 1.5843 | 17h30 | 0.43 | 1.37 | 0.53286 | 1.7686 |  | 17h30 | 0 | 0 | 0.11714 | 0.39714 |  | 17h30 | 0.31 | 1.03 | 0.41857 | 1.4529 | 17h30 | 0.45 | 1.64 | 0.54143 | 2.1129 |  |  | 22h30 | 0.62 | 1.84 |  |  | 22h30 | 0.63 | 1.86 |  |  | 22h30 | 0.62 | 1.84 |  |  | 22h30 | 0.57 | 1.7
[48 empty] | 18h30 | 0.46 | 1.27 | 0.69571 | 2.0214 |  | 18h30 | 0.43 | 1.31 | 0.59714 | 1.8729 |  | 18h30 | 0.45 | 1.37 | 0.6 | 1.9186 |  | 18h30 | 0.43 | 1.24 | 0.64143 | 1.9214 |  | 18h30 | 0.35 | 1.13 | 0.51286 | 1.6886 | 18h30 | 0.4 | 1.28 | 0.53857 | 1.7757 |  | 18h30 | 0.41 | 1.2 | 0.59857 | 1.8286 |  | 18h30 | 0.32 | 1.05 | 0.45857 | 1.5557 | 18h30 | 0.47 | 1.56 | 0.60857 | 2.13 |  |  | 23h30 | 0.62 | 1.84 |  |  | 23h30 | 0.62 | 1.86 |  |  | 23h30 | 0.62 | 1.84 |  |  | 23h30 | 0.57 | 1.71
| Occupancy type 1 | Occupancy type 2 | Occupancy type 3 |  |  | Occupancy type 1 | Occupancy type 2 | Occupancy type 3 |  |  | Occupancy type 1 | Occupancy type 2 | Occupancy type 3 |  |  | Occupancy type 1 | Occupancy type 2 | Occupancy type 3 |  |  |  | Occupancy type 1 | Occupancy type 2 | Occupancy type 3 | [23 empty] | 19h30 | 0.86 | 2.28 | 1.1329 | 3.1471 |  | 19h30 | 0.44 | 1.32 | 0.63571 | 1.9629 |  | 19h30 | 0.43 | 1.31 | 0.61143 | 1.93 |  | 19h30 | 0.78 | 2.15 | 1.0414 | 2.9886 |  | 19h30 | 0.36 | 1.14 | 0.54857 | 1.77 | 19h30 | 0.39 | 1.22 | 0.55143 | 1.7886 |  | 19h30 | 0.72 | 2.03 | 0.95429 | 2.7986 |  | 19h30 | 0.32 | 1.05 | 0.49 | 1.6286 | 19h30 | 0.47 | 1.5 | 0.65714 | 2.1614 |  |  | 00h30 | 0.51 | 1.63 |  |  | 00h30 | 0.11 | 0.28 |  |  | 00h30 | 0.52 | 1.63 |  |  | 00h30 | 0.47 | 1.5
| kW | kW | kW |  |  | kW | kW | kW |  |  | kW | kW | kW |  |  | kW | kW | kW |  |  |  | kW | kW | kW | [23 empty] | 20h30 | 0.94 | 2.55 | 1.1543 | 3.2629 |  | 20h30 | 0.45 | 1.36 | 0.65714 | 2.0257 |  | 20h30 | 0.42 | 1.3 | 0.61429 | 1.94 |  | 20h30 | 0.83 | 2.34 | 1.0529 | 3.0757 |  | 20h30 | 0.37 | 1.17 | 0.56857 | 1.8229 | 20h30 | 0.38 | 1.21 | 0.55571 | 1.7957 |  | 20h30 | 0.75 | 2.18 | 0.95571 | 2.85 |  | 20h30 | 0.34 | 1.09 | 0.51 | 1.6814 | 20h30 | 0.48 | 1.5 | 0.68286 | 2.1857 |  |  | 01h30 | 0.07 | 0.47 |  |  | 01h30 | 0 | 0 |  |  | 01h30 | 0.07 | 0.47 |  |  | 01h30 | 0.04 | 0.36
[48 empty] | 21h30 | 0.74 | 2.09 | 0.95 | 2.7729 |  | 21h30 | 0.47 | 1.4 | 0.68 | 2.0714 |  | 21h30 | 0.42 | 1.3 | 0.62 | 1.95 |  | 21h30 | 0.66 | 1.92 | 0.86714 | 2.6 |  | 21h30 | 0.39 | 1.21 | 0.58571 | 1.8671 | 21h30 | 0.39 | 1.22 | 0.56286 | 1.8071 |  | 21h30 | 0.6 | 1.8 | 0.79143 | 2.4243 |  | 21h30 | 0.35 | 1.12 | 0.52571 | 1.7186 | 21h30 | 0.49 | 1.52 | 0.70143 | 2.2086 |  |  | 02h30 | 0.07 | 0.47 |  |  | 02h30 | 0.08 | 0.42 |  |  | 02h30 | 0.07 | 0.47 |  |  | 02h30 | 0.04 | 0.36
00h30 | 1.4571 | 1.0414 | 1.5857 |  | 00h30 | 1.3243 | 1.0371 | 1.4243 |  | 00h30 | 1.0857 | 0.88 | 1.1814 |  | 00h30 | 0.98714 | 0.80429 | 1.0557 |  |  | 00h30 | 1.32 | 1.0414 | 1.4357 | [23 empty] | 22h30 | 0.63 | 1.83 | 0.85714 | 2.54 |  | 22h30 | 0.47 | 1.39 | 0.69429 | 2.1014 |  | 22h30 | 0.41 | 1.27 | 0.62429 | 1.9557 |  | 22h30 | 0.56 | 1.66 | 0.77714 | 2.3643 |  | 22h30 | 0.38 | 1.2 | 0.59857 | 1.8943 | 22h30 | 0.37 | 1.18 | 0.56571 | 1.81 |  | 22h30 | 0.51 | 1.56 | 0.71 | 2.2086 |  | 22h30 | 0.35 | 1.12 | 0.53857 | 1.7471 | 22h30 | 0.49 | 1.49 | 0.71714 | 2.2243 |  |  | 03h30 | 0.11 | 0.53 |  |  | 03h30 | 0.11 | 0.53 |  |  | 03h30 | 0.11 | 0.53 |  |  | 03h30 | 0.08 | 0.43
01h30 | 0.028571 | 0 | 0.031429 |  | 01h30 | 0 | 0 | 0.014286 |  | 01h30 | 0 | 0 | 0 |  | 01h30 | 0 | 0 | 0 |  |  | 01h30 | 0 | 0 | 0.014286 | [23 empty] | 23h30 | 0.58 | 1.68 | 0.81714 | 2.43 |  | 23h30 | 0.47 | 1.39 | 0.70429 | 2.1343 |  | 23h30 | 0.4 | 1.25 | 0.62714 | 1.9729 |  | 23h30 | 0.5 | 1.52 | 0.73143 | 2.2486 |  | 23h30 | 0.38 | 1.2 | 0.60857 | 1.9271 | 23h30 | 0.37 | 1.16 | 0.57 | 1.8257 |  | 23h30 | 0.46 | 1.43 | 0.67 | 2.1 |  | 23h30 | 0.35 | 1.11 | 0.55 | 1.7757 | 23h30 | 0.48 | 1.47 | 0.72571 | 2.2471 |  |  | 04h30 | 0.11 | 0.53 |  |  | 04h30 | 0.14 | 0.64 |  |  | 04h30 | 0.11 | 0.53 |  |  | 04h30 | 0.08 | 0.43
02h30 | 0.04 | 0.011429 | 0.031429 |  | 02h30 | 0 | 0 | 0.014286 |  | 02h30 | 0 | 0 | 0 |  | 02h30 | 0 | 0 | 0 |  |  | 02h30 | 0 | 0 | 0.014286 | [23 empty] | 00h30 | 0.15 | 0.4 |  |  |  | 00h30 | 0.38 | 1.24 |  |  |  | 00h30 | 0.3 | 0.97 |  |  |  | 00h30 | 0.13 | 0.34 |  |  |  | 00h30 | 0.31 | 1.05 |  |  | 00h30 | 0.28 | 0.92 |  |  |  | 00h30 | 0.11 | 0.32 |  |  |  | 00h30 | 0.28 | 0.95 |  |  | 00h30 | 0.29 | 1.12 |  |  |  |  | 05h30 | 0.14 | 0.61 |  |  | 05h30 | 0.17 | 0.76 |  |  | 05h30 | 0.14 | 0.61 |  |  | 05h30 | 0.1 | 0.5
03h30 | 0.10857 | 0.06 | 0.10857 |  | 03h30 | 0.062857 | 0.031429 | 0.06 |  | 03h30 | 0.0028571 | 0 | 0 |  | 03h30 | 0 | 0 | 0 |  |  | 03h30 | 0.071429 | 0.034286 | 0.071429 | [23 empty] | 01h30 | 0 | 0 |  |  |  | 01h30 | 0 | 0.17 |  |  |  | 01h30 | 0 | 0.04 |  |  |  | 01h30 | 0 | 0 |  |  |  | 01h30 | 0 | 0.03 |  |  | 01h30 | 0 | 0 |  |  |  | 01h30 | 0 | 0 |  |  |  | 01h30 | 0 | 0 |  |  | 01h30 | 0.01 | 0.18 |  |  |  |  | 06h30 | 0.16 | 0.71 |  |  | 06h30 | 0.21 | 0.84 |  |  | 06h30 | 0.16 | 0.7 |  |  | 06h30 | 0.12 | 0.57
04h30 | 0.23714 | 0.16 | 0.21714 |  | 04h30 | 0.17429 | 0.1 | 0.16 |  | 04h30 | 0.048571 | 0.02 | 0.04 |  | 04h30 | 0.0057143 | 0 | 0.0028571 |  |  | 04h30 | 0.19286 | 0.10571 | 0.17429 | [23 empty] | 02h30 | 0.01 | 0.21 |  |  |  | 02h30 | 0 | 0.17 |  |  |  | 02h30 | 0 | 0.04 |  |  |  | 02h30 | 0 | 0.06 |  |  |  | 02h30 | 0 | 0.03 |  |  | 02h30 | 0 | 0 |  |  |  | 02h30 | 0 | 0.01 |  |  |  | 02h30 | 0 | 0 |  |  | 02h30 | 0.01 | 0.18 |  |  |  |  | 07h30 | 0.21 | 0.82 |  |  | 07h30 | 0.26 | 0.93 |  |  | 07h30 | 0.63 | 1.98 |  |  | 07h30 | 0.16 | 0.68
05h30 | 0.30857 | 0.23714 | 0.28714 |  | 05h30 | 0.23714 | 0.15286 | 0.21429 |  | 05h30 | 0.091429 | 0.04 | 0.071429 |  | 05h30 | 0.025714 | 0.0057143 | 0.014286 |  |  | 05h30 | 0.25143 | 0.17857 | 0.23571 | [23 empty] | 03h30 | 0.02 | 0.31 |  |  |  | 03h30 | 0.04 | 0.28 |  |  |  | 03h30 | 0 | 0.08 |  |  |  | 03h30 | 0 | 0.12 |  |  |  | 03h30 | 0 | 0.09 |  |  | 03h30 | 0 | 0.01 |  |  |  | 03h30 | 0 | 0.05 |  |  |  | 03h30 | 0 | 0.01 |  |  | 03h30 | 0 | 0.3 |  |  |  |  | 08h30 | 0.7 | 2.12 |  |  | 08h30 | 0.74 | 2.23 |  |  | 08h30 | 1.01 | 2.86 |  |  | 08h30 | 0.62 | 1.93
06h30 | 0.29 | 0.22714 | 0.27857 |  | 06h30 | 0.21286 | 0.15 | 0.19286 |  | 06h30 | 0.082857 | 0.037143 | 0.065714 |  | 06h30 | 0.022857 | 0.0057143 | 0.014286 |  |  | 06h30 | 0.23571 | 0.17571 | 0.22286 | [23 empty] | 04h30 | 0.07 | 0.41 |  |  |  | 04h30 | 0.04 | 0.31 |  |  |  | 04h30 | 0 | 0.15 |  |  |  | 04h30 | 0 | 0.26 |  |  |  | 04h30 | 0 | 0.13 |  |  | 04h30 | 0 | 0.07 |  |  |  | 04h30 | 0 | 0.19 |  |  |  | 04h30 | 0 | 0.04 |  |  | 04h30 | 0.04 | 0.38 |  |  |  |  | 09h30 | 1.08 | 2.97 |  |  | 09h30 | 1.11 | 3.06 |  |  | 09h30 | 1.06 | 2.92 |  |  | 09h30 | 0.99 | 2.77
07h30 | 1.9743 | 1.62 | 2.2329 |  | 07h30 | 1.9857 | 1.6371 | 2.2943 |  | 07h30 | 1.8314 | 1.4929 | 2.1786 |  | 07h30 | 1.6971 | 1.37 | 2.0229 |  |  | 07h30 | 1.9786 | 1.6357 | 2.2971 | [23 empty] | 05h30 | 0.11 | 0.52 |  |  |  | 05h30 | 0.07 | 0.42 |  |  |  | 05h30 | 0.01 | 0.3 |  |  |  | 05h30 | 0.04 | 0.4 |  |  |  | 05h30 | 0 | 0.27 |  |  | 05h30 | 0 | 0.22 |  |  |  | 05h30 | 0.01 | 0.34 |  |  |  | 05h30 | 0 | 0.19 |  |  | 05h30 | 0.09 | 0.47 |  |  |  |  | 10h30 | 1.08 | 2.94 |  |  | 10h30 | 1.1 | 2.98 |  |  | 10h30 | 0.89 | 2.51 |  |  | 10h30 | 1.03 | 2.79
08h30 | 3.3586 | 3.2043 | 3.5857 |  | 08h30 | 3.2014 | 3.04 | 3.4557 |  | 08h30 | 3.02 | 2.87 | 3.2014 |  | 08h30 | 2.7529 | 2.6229 | 2.8943 |  |  | 08h30 | 3.2286 | 3.0729 | 3.5057 | [23 empty] | 06h30 | 0.15 | 0.65 |  |  |  | 06h30 | 0.11 | 0.52 |  |  |  | 06h30 | 0.05 | 0.44 |  |  |  | 06h30 | 0.09 | 0.5 |  |  |  | 06h30 | 0.04 | 0.42 |  |  | 06h30 | 0.02 | 0.37 |  |  |  | 06h30 | 0.05 | 0.44 |  |  |  | 06h30 | 0.01 | 0.35 |  |  | 06h30 | 0.13 | 0.58 |  |  |  |  | 11h30 | 0.85 | 2.42 |  |  | 11h30 | 0.86 | 2.44 |  |  | 11h30 | 0.75 | 2.19 |  |  | 11h30 | 0.81 | 2.27
09h30 | 2.1457 | 2.1929 | 3.7257 |  | 09h30 | 1.8786 | 1.9214 | 3.2543 |  | 09h30 | 1.7271 | 1.7771 | 2.9 |  | 09h30 | 1.5086 | 1.5671 | 2.5229 |  |  | 09h30 | 1.9457 | 1.9771 | 3.3786 | [23 empty] | 07h30 | 0.6 | 1.9 |  |  |  | 07h30 | 0.49 | 1.68 |  |  |  | 07h30 | 0.47 | 1.43 |  |  |  | 07h30 | 0.45 | 1.63 |  |  |  | 07h30 | 0.47 | 1.38 |  |  | 07h30 | 0.47 | 1.34 |  |  |  | 07h30 | 0.46 | 1.43 |  |  |  | 07h30 | 0.46 | 1.35 |  |  | 07h30 | 0.54 | 1.84 |  |  |  |  | 12h30 | 0.69 | 2.02 |  |  | 12h30 | 0.69 | 2.04 |  |  | 12h30 | 0.63 | 1.9 |  |  | 12h30 | 0.64 | 1.87
10h30 | 1.0571 | 1.2186 | 2.6557 |  | 10h30 | 0.94286 | 1.1 | 2.2829 |  | 10h30 | 0.85286 | 0.98571 | 2.06 |  | 10h30 | 0.75714 | 0.86286 | 1.8314 |  |  | 10h30 | 0.98 | 1.13 | 2.3686 | [23 empty] | 08h30 | 0.99 | 2.81 |  |  |  | 08h30 | 0.9 | 2.63 |  |  |  | 08h30 | 0.84 | 2.38 |  |  |  | 08h30 | 0.84 | 2.56 |  |  |  | 08h30 | 0.84 | 2.33 |  |  | 08h30 | 0.81 | 2.25 |  |  |  | 08h30 | 0.82 | 2.35 |  |  |  | 08h30 | 0.8 | 2.24 |  |  | 08h30 | 0.94 | 2.79 |  |  |  |  | 13h30 | 0.6 | 1.81 |  |  | 13h30 | 0.6 | 1.82 |  |  | 13h30 | 0.56 | 1.73 |  |  | 13h30 | 0.55 | 1.64
11h30 | 0.75286 | 0.84 | 1.9357 |  | 11h30 | 0.65143 | 0.73714 | 1.5971 |  | 11h30 | 0.59429 | 0.66571 | 1.4429 |  | 11h30 | 0.52571 | 0.59429 | 1.27 |  |  | 11h30 | 0.67571 | 0.76 | 1.6357 | [23 empty] | 09h30 | 0.48 | 1.35 |  |  |  | 09h30 | 1.04 | 2.85 |  |  |  | 09h30 | 0.41 | 1.16 |  |  |  | 09h30 | 0.44 | 1.22 |  |  |  | 09h30 | 0.91 | 2.74 |  |  | 09h30 | 0.36 | 1.12 |  |  |  | 09h30 | 0.4 | 1.17 |  |  |  | 09h30 | 0.82 | 2.58 |  |  | 09h30 | 0.48 | 1.14 |  |  |  |  | 14h30 | 0.53 | 1.68 |  |  | 14h30 | 0.54 | 1.69 |  |  | 14h30 | 0.51 | 1.62 |  |  | 14h30 | 0.49 | 1.5
12h30 | 0.61429 | 0.62143 | 1.7029 |  | 12h30 | 0.53857 | 0.52571 | 1.46 |  | 12h30 | 0.49 | 0.47571 | 1.3086 |  | 12h30 | 0.44143 | 0.41857 | 1.1657 |  |  | 12h30 | 0.55429 | 0.53429 | 1.4771 | [23 empty] | 10h30 | 0 | 0 |  |  |  | 10h30 | 0.81 | 2.33 |  |  |  | 10h30 | 0 | 0 |  |  |  | 10h30 | 0 | 0 |  |  |  | 10h30 | 0.71 | 2.22 |  |  | 10h30 | 0 | 0 |  |  |  | 10h30 | 0 | 0 |  |  |  | 10h30 | 0.65 | 2.08 |  |  | 10h30 | 0 | 0 |  |  |  |  | 15h30 | 0.49 | 1.6 |  |  | 15h30 | 0.49 | 1.61 |  |  | 15h30 | 0.47 | 1.56 |  |  | 15h30 | 0.44 | 1.41
13h30 | 1.2814 | 0.53857 | 1.3071 |  | 13h30 | 1.0586 | 0.46286 | 1.0286 |  | 13h30 | 0.93 | 0.41857 | 0.89429 |  | 13h30 | 0.81857 | 0.37 | 0.77571 |  |  | 13h30 | 1.0529 | 0.47429 | 1.0343 | [23 empty] | 11h30 | 0 | 0 |  |  |  | 11h30 | 0.63 | 1.92 |  |  |  | 11h30 | 0 | 0 |  |  |  | 11h30 | 0 | 0 |  |  |  | 11h30 | 0.55 | 1.8 |  |  | 11h30 | 0 | 0 |  |  |  | 11h30 | 0 | 0 |  |  |  | 11h30 | 0.5 | 1.69 |  |  | 11h30 | 0 | 0 |  |  |  |  | 16h30 | 0.49 | 1.64 |  |  | 16h30 | 0.49 | 1.65 |  |  | 16h30 | 0.48 | 1.62 |  |  | 16h30 | 0.44 | 1.45
14h30 | 1.58 | 0.38286 | 1.2386 |  | 14h30 | 1.2586 | 0.29714 | 0.97286 |  | 14h30 | 1.1 | 0.25429 | 0.85143 |  | 14h30 | 0.95429 | 0.22 | 0.74714 |  |  | 14h30 | 1.26 | 0.3 | 0.97 | [23 empty] | 12h30 | 0 | 0 |  |  |  | 12h30 | 0.54 | 1.68 |  |  |  | 12h30 | 0 | 0 |  |  |  | 12h30 | 0 | 0 |  |  |  | 12h30 | 0.46 | 1.55 |  |  | 12h30 | 0 | 0 |  |  |  | 12h30 | 0 | 0 |  |  |  | 12h30 | 0.42 | 1.45 |  |  | 12h30 | 0 | 0 |  |  |  |  | 17h30 | 0.52 | 1.75 |  |  | 17h30 | 0.52 | 1.75 |  |  | 17h30 | 0.51 | 1.73 |  |  | 17h30 | 0.47 | 1.55
15h30 | 1.3671 | 0.34143 | 0.87857 |  | 15h30 | 1.0329 | 0.27714 | 0.64 |  | 15h30 | 0.87857 | 0.24571 | 0.54571 |  | 15h30 | 0.76714 | 0.22 | 0.46714 |  |  | 15h30 | 1.0371 | 0.27714 | 0.64714 | [23 empty] | 13h30 | 0 | 0 |  |  |  | 13h30 | 0.48 | 1.54 |  |  |  | 13h30 | 0.44 | 1.36 |  |  |  | 13h30 | 0 | 0 |  |  |  | 13h30 | 0.41 | 1.41 |  |  | 13h30 | 0.41 | 1.31 |  |  |  | 13h30 | 0 | 0 |  |  |  | 13h30 | 0.37 | 1.31 |  |  | 13h30 | 0.31 | 1.43 |  |  |  |  | 18h30 | 0.6 | 1.94 |  |  | 18h30 | 0.61 | 1.95 |  |  | 18h30 | 0.6 | 1.93 |  |  | 18h30 | 0.55 | 1.75
16h30 | 1.1586 | 0.26 | 0.84571 |  | 16h30 | 0.86857 | 0.19286 | 0.64143 |  | 16h30 | 0.71 | 0.15429 | 0.51286 |  | 16h30 | 0.60857 | 0.12571 | 0.44429 |  |  | 16h30 | 0.86286 | 0.19714 | 0.63143 | [23 empty] | 14h30 | 0 | 0 |  |  |  | 14h30 | 0.43 | 1.43 |  |  |  | 14h30 | 0.7 | 2.15 |  |  |  | 14h30 | 0 | 0 |  |  |  | 14h30 | 0.36 | 1.29 |  |  | 14h30 | 0.64 | 2.02 |  |  |  | 14h30 | 0 | 0 |  |  |  | 14h30 | 0.32 | 1.19 |  |  | 14h30 | 0.38 | 2.31 |  |  |  |  | 19h30 | 0.69 | 2.14 |  |  | 19h30 | 0.7 | 2.14 |  |  | 19h30 | 0.69 | 2.13 |  |  | 19h30 | 0.64 | 1.96
17h30 | 1.1229 | 0.26857 | 0.88143 |  | 17h30 | 0.86429 | 0.19286 | 0.66286 |  | 17h30 | 0.68 | 0.15429 | 0.48429 |  | 17h30 | 0.57714 | 0.12571 | 0.41429 |  |  | 17h30 | 0.83429 | 0.19714 | 0.64714 | [23 empty] | 15h30 | 0 | 0 |  |  |  | 15h30 | 0.41 | 1.38 |  |  |  | 15h30 | 0.66 | 2.15 |  |  |  | 15h30 | 0 | 0 |  |  |  | 15h30 | 0.34 | 1.23 |  |  | 15h30 | 0.59 | 1.99 |  |  |  | 15h30 | 0 | 0 |  |  |  | 15h30 | 0.3 | 1.13 |  |  | 15h30 | 0.3 | 2.36 |  |  |  |  | 20h30 | 0.75 | 2.27 |  |  | 20h30 | 0.75 | 2.27 |  |  | 20h30 | 0.75 | 2.26 |  |  | 20h30 | 0.69 | 2.11
18h30 | 1.1814 | 1.1486 | 1 |  | 18h30 | 0.95857 | 0.93857 | 0.79143 |  | 18h30 | 0.74857 | 0.74571 | 0.59143 |  | 18h30 | 0.64857 | 0.66714 | 0.51286 |  |  | 18h30 | 0.92714 | 0.88857 | 0.76857 | [23 empty] | 16h30 | 0 | 0 |  |  |  | 16h30 | 0.43 | 1.47 |  |  |  | 16h30 | 0.55 | 1.86 |  |  |  | 16h30 | 0 | 0 |  |  |  | 16h30 | 0.35 | 1.3 |  |  | 16h30 | 0.5 | 1.73 |  |  |  | 16h30 | 0 | 0 |  |  |  | 16h30 | 0.32 | 1.2 |  |  | 16h30 | 0.31 | 2.03 |  |  |  |  | 21h30 | 0.79 | 2.36 |  |  | 21h30 | 0.79 | 2.36 |  |  | 21h30 | 0.79 | 2.35 |  |  | 21h30 | 0.73 | 2.2
19h30 | 1.2543 | 1.7129 | 1.1057 |  | 19h30 | 1.0543 | 1.4243 | 0.90571 |  | 19h30 | 0.82429 | 1.1329 | 0.69571 |  | 19h30 | 0.72857 | 0.99571 | 0.60857 |  |  | 19h30 | 1.0357 | 1.3657 | 0.88857 | [23 empty] | 17h30 | 0 | 0 |  |  |  | 17h30 | 0.5 | 1.65 |  |  |  | 17h30 | 0.55 | 1.83 |  |  |  | 17h30 | 0 | 0 |  |  |  | 17h30 | 0.41 | 1.46 |  |  | 17h30 | 0.5 | 1.7 |  |  |  | 17h30 | 0 | 0 |  |  |  | 17h30 | 0.37 | 1.34 |  |  | 17h30 | 0.43 | 2.01 |  |  |  |  | 22h30 | 0.81 | 2.4 |  |  | 22h30 | 0.81 | 2.4 |  |  | 22h30 | 0.8 | 2.39 |  |  | 22h30 | 0.75 | 2.24
20h30 | 1.4886 | 1.9814 | 1.3714 |  | 20h30 | 1.3014 | 1.7086 | 1.1757 |  | 20h30 | 0.99429 | 1.3329 | 0.87286 |  | 20h30 | 0.87857 | 1.1614 | 0.76857 |  |  | 20h30 | 1.2757 | 1.6714 | 1.15 | [23 empty] | 18h30 | 0.69 | 1.99 |  |  |  | 18h30 | 0.57 | 1.82 |  |  |  | 18h30 | 0.58 | 1.88 |  |  |  | 18h30 | 0.63 | 1.88 |  |  |  | 18h30 | 0.48 | 1.61 |  |  | 18h30 | 0.53 | 1.75 |  |  |  | 18h30 | 0.59 | 1.81 |  |  |  | 18h30 | 0.43 | 1.5 |  |  | 18h30 | 0.55 | 2.07 |  |  |  |  | 23h30 | 0.82 | 2.44 |  |  | 23h30 | 0.82 | 2.44 |  |  | 23h30 | 0.82 | 2.43 |  |  | 23h30 | 0.76 | 2.28
21h30 | 1.9 | 2.22 | 1.7929 |  | 21h30 | 1.7386 | 2.01 | 1.6314 |  | 21h30 | 1.3614 | 1.6171 | 1.2429 |  | 21h30 | 1.2014 | 1.4229 | 1.0914 |  |  | 21h30 | 1.7129 | 1.9671 | 1.6086 | [23 empty] | 19h30 | 1.22 | 3.39 |  |  |  | 19h30 | 0.64 | 1.99 |  |  |  | 19h30 | 0.62 | 1.95 |  |  |  | 19h30 | 1.11 | 3.18 |  |  |  | 19h30 | 0.55 | 1.76 |  |  | 19h30 | 0.57 | 1.82 |  |  |  | 19h30 | 1.02 | 3 |  |  |  | 19h30 | 0.49 | 1.64 |  |  | 19h30 | 0.64 | 2.17
22h30 | 2.2643 | 2.4957 | 2.1814 |  | 22h30 | 2.1271 | 2.3214 | 2.0371 |  | 22h30 | 1.7357 | 1.9186 | 1.6343 |  | 22h30 | 1.5571 | 1.7271 | 1.4514 |  |  | 22h30 | 2.0971 | 2.2743 | 2.0114 | [23 empty] | 20h30 | 1.24 | 3.53 |  |  |  | 20h30 | 0.68 | 2.1 |  |  |  | 20h30 | 0.64 | 2 |  |  |  | 20h30 | 1.12 | 3.27 |  |  |  | 20h30 | 0.59 | 1.86 |  |  | 20h30 | 0.59 | 1.87 |  |  |  | 20h30 | 1.03 | 3.06 |  |  |  | 20h30 | 0.53 | 1.73 |  |  | 20h30 | 0.7 | 2.24
23h30 | 2.55 | 2.7143 | 2.4829 |  | 23h30 | 2.4186 | 2.5629 | 2.3429 |  | 23h30 | 2 | 2.1343 | 1.9186 |  | 23h30 | 1.8171 | 1.9443 | 1.7386 |  |  | 23h30 | 2.3871 | 2.5271 | 2.3171 | [23 empty] | 21h30 | 1.02 | 2.98 |  |  |  | 21h30 | 0.71 | 2.16 |  |  |  | 21h30 | 0.65 | 2.02 |  |  |  | 21h30 | 0.93 | 2.76 |  |  |  | 21h30 | 0.61 | 1.92 |  |  | 21h30 | 0.59 | 1.88 |  |  |  | 21h30 | 0.85 | 2.59 |  |  |  | 21h30 | 0.55 | 1.78 |  |  | 21h30 | 0.72 | 2.28 | 00h30 | 0.25 | 0.46 | 0.28 | 0.94 |  | 00h30 | 0.31 | 1.37 | 0.45857 | 1.7629
[48 empty] | 22h30 | 0.93 | 2.76 |  |  |  | 22h30 | 0.74 | 2.25 |  |  |  | 22h30 | 0.67 | 2.08 |  |  |  | 22h30 | 0.84 | 2.56 |  |  |  | 22h30 | 0.64 | 2.01 |  |  | 22h30 | 0.61 | 1.94 |  |  |  | 22h30 | 0.78 | 2.4 |  |  |  | 22h30 | 0.58 | 1.86 |  |  | 22h30 | 0.76 | 2.36 | 01h30 | 0 | 0.05 | 0.058571 | 0.41286 |  | 01h30 | 0.03 | 0.38 | 0.10714 | 0.67571
[48 empty] | 23h30 | 0.91 | 2.72 |  |  |  | 23h30 | 0.78 | 2.37 |  |  |  | 23h30 | 0.7 | 2.19 |  |  |  | 23h30 | 0.82 | 2.51 |  |  |  | 23h30 | 0.68 | 2.13 |  |  | 23h30 | 0.64 | 2.04 |  |  |  | 23h30 | 0.76 | 2.36 |  |  |  | 23h30 | 0.62 | 1.98 |  |  | 23h30 | 0.8 | 2.48 | 02h30 | 0 | 0.33 | 0.10714 | 0.57571 |  | 02h30 | 0.03 | 0.38 | 0.10857 | 0.67571
[48 empty] | 00h30 | 0.36 | 1.27 |  |  |  | 00h30 | 0.53 | 1.69 |  |  |  | 00h30 | 0.47 | 1.52 |  |  |  | 00h30 | 0.28 | 1.07 |  |  |  | 00h30 | 0.45 | 1.47 |  |  | 00h30 | 0.44 | 1.43 |  |  |  | 00h30 | 0.24 | 0.94 |  |  |  | 00h30 | 0.43 | 1.35 |  |  | 00h30 | 0.5 | 1.7 | 03h30 | 0.05 | 0.45 | 0.15286 | 0.72 |  | 03h30 | 0.04 | 0.46 | 0.14714 | 0.76571
[48 empty] | 01h30 | 0.09 | 0.63 |  |  |  | 01h30 | 0.19 | 0.79 |  |  |  | 01h30 | 0.14 | 0.67 |  |  |  | 01h30 | 0.02 | 0.44 |  |  |  | 01h30 | 0.12 | 0.64 |  |  | 01h30 | 0.1 | 0.6 |  |  |  | 01h30 | 0 | 0.33 |  |  |  | 01h30 | 0.1 | 0.6 |  |  | 01h30 | 0.18 | 0.84 | 04h30 | 0.11 | 0.56 | 0.20286 | 0.84857 |  | 04h30 | 0.09 | 0.49 | 0.18 | 0.81286
[48 empty] | 02h30 | 0.2 | 0.87 |  |  |  | 02h30 | 0.19 | 0.79 |  |  |  | 02h30 | 0.14 | 0.67 |  |  |  | 02h30 | 0.12 | 0.72 |  |  |  | 02h30 | 0.12 | 0.64 |  |  | 02h30 | 0.1 | 0.6 |  |  |  | 02h30 | 0.08 | 0.62 |  |  |  | 02h30 | 0.1 | 0.6 |  |  | 02h30 | 0.18 | 0.84 | 05h30 | 0.15 | 0.7 | 0.24286 | 0.95143 |  | 05h30 | 0.13 | 0.61 | 0.22143 | 0.92429
[48 empty] | 03h30 | 0.27 | 1.06 |  |  |  | 03h30 | 0.23 | 0.94 |  |  |  | 03h30 | 0.16 | 0.79 |  |  |  | 03h30 | 0.21 | 0.91 |  |  |  | 03h30 | 0.15 | 0.77 |  |  | 03h30 | 0.11 | 0.67 |  |  |  | 03h30 | 0.16 | 0.82 |  |  |  | 03h30 | 0.1 | 0.64 |  |  | 03h30 | 0.24 | 1.01 | 06h30 | 0.17 | 0.79 | 0.26429 | 1.0243 |  | 06h30 | 0.15 | 0.7 | 0.25714 | 1.0314
[48 empty] | 04h30 | 0.34 | 1.27 |  |  |  | 04h30 | 0.27 | 1.07 |  |  |  | 04h30 | 0.21 | 0.93 |  |  |  | 04h30 | 0.27 | 1.08 |  |  |  | 04h30 | 0.2 | 0.91 |  |  | 04h30 | 0.15 | 0.81 |  |  |  | 04h30 | 0.22 | 0.95 |  |  |  | 04h30 | 0.14 | 0.79 |  |  | 04h30 | 0.29 | 1.18 | 07h30 | 0.61 | 2.01 | 0.61714 | 1.9829 |  | 07h30 | 0.59 | 1.92 | 0.72143 | 2.3386
[48 empty] | 05h30 | 0.39 | 1.38 |  |  |  | 05h30 | 0.31 | 1.2 |  |  |  | 05h30 | 0.25 | 1.04 |  |  |  | 05h30 | 0.31 | 1.2 |  |  |  | 05h30 | 0.24 | 1.02 |  |  | 05h30 | 0.2 | 0.88 |  |  |  | 05h30 | 0.25 | 1.04 |  |  |  | 05h30 | 0.19 | 0.87 |  |  | 05h30 | 0.34 | 1.32 | 08h30 | 0.97 | 2.83 | 1.0486 | 3.0957 |  | 08h30 | 0.95 | 2.76 | 1.0971 | 3.2229
|  |  |  | Base Case (in a typical Autumn day) | [13 empty] | Base Case (in a typical Autumn day) | [29 empty] | 06h30 | 0.42 | 1.44 |  |  |  | 06h30 | 0.36 | 1.3 |  |  |  | 06h30 | 0.28 | 1.15 |  |  |  | 06h30 | 0.33 | 1.28 |  |  |  | 06h30 | 0.27 | 1.14 |  |  | 06h30 | 0.22 | 0.95 |  |  |  | 06h30 | 0.27 | 1.11 |  |  |  | 06h30 | 0.22 | 0.93 |  |  | 06h30 | 0.38 | 1.42 | 09h30 | 0.44 | 1.35 | 0.74429 | 2.2143 |  | 09h30 | 0.93 | 2.76 | 1.0886 | 3.2229
| Victorian Detached |  |  |  |  | Victorian Terrace |  |  |  |  | Victorian Top/Ground Flat |  |  |  |  | Victorian Mid Flat | [5 empty] | Victorian Semi-detached | [25 empty] | 07h30 | 0.92 | 2.77 |  |  |  | 07h30 | 0.86 | 2.63 |  |  |  | 07h30 | 0.74 | 2.47 |  |  |  | 07h30 | 0.82 | 2.6 |  |  |  | 07h30 | 0.74 | 2.46 |  |  | 07h30 | 0.57 | 2.21 |  |  |  | 07h30 | 0.71 | 2.38 |  |  |  | 07h30 | 0.56 | 2.17 |  |  | 07h30 | 0.89 | 2.79 | 10h30 | 0 | 0 | 0.35 | 0.97571 |  | 10h30 | 0.65 | 2.26 | 0.81714 | 2.7343
[48 empty] | 08h30 | 1.28 | 3.62 |  |  |  | 08h30 | 1.23 | 3.51 |  |  |  | 08h30 | 1.12 | 3.36 |  |  |  | 08h30 | 1.18 | 3.46 |  |  |  | 08h30 | 1.11 | 3.35 |  |  | 08h30 | 0.96 | 3.09 |  |  |  | 08h30 | 1.08 | 3.23 |  |  |  | 08h30 | 0.94 | 3.05 |  |  | 08h30 | 1.26 | 3.67 | 11h30 | 0 | 0 | 0.26571 | 0.77429 |  | 11h30 | 0.42 | 1.86 | 0.6 | 2.3543
| Occupancy type 1 | Occupancy type 2 | Occupancy type 3 |  |  | Occupancy type 1 | Occupancy type 2 | Occupancy type 3 |  |  | Occupancy type 1 | Occupancy type 2 | Occupancy type 3 |  |  | Occupancy type 1 | Occupancy type 2 | Occupancy type 3 |  |  |  | Occupancy type 1 | Occupancy type 2 | Occupancy type 3 | [23 empty] | 09h30 | 0.64 | 1.81 |  |  |  | 09h30 | 1.24 | 3.48 |  |  |  | 09h30 | 0.45 | 1.13 |  |  |  | 09h30 | 0.57 | 1.71 |  |  |  | 09h30 | 1.16 | 3.36 |  |  | 09h30 | 0.45 | 1.08 |  |  |  | 09h30 | 0.52 | 1.6 |  |  |  | 09h30 | 1.11 | 3.15 |  |  | 09h30 | 0.47 | 1.15 | 12h30 | 0 | 0 | 0.21143 | 0.64857 |  | 12h30 | 0.26 | 1.51 | 0.51 | 2.0714
| kW | kW | kW |  |  | kW | kW | kW |  |  | kW | kW | kW |  |  | kW | kW | kW |  |  |  | kW | kW | kW | [23 empty] | 10h30 | 0 | 0 |  |  |  | 10h30 | 1.05 | 3.01 |  |  |  | 10h30 | 0 | 0 |  |  |  | 10h30 | 0 | 0 |  |  |  | 10h30 | 0.98 | 2.9 |  |  | 10h30 | 0 | 0 |  |  |  | 10h30 | 0 | 0 |  |  |  | 10h30 | 0.92 | 2.71 |  |  | 10h30 | 0 | 0 | 13h30 | 0 | 0 | 0.18143 | 0.57571 |  | 13h30 | 0.11 | 1.27 | 0.42 | 1.8743
[48 empty] | 11h30 | 0 | 0 |  |  |  | 11h30 | 0.91 | 2.66 |  |  |  | 11h30 | 0 | 0 |  |  |  | 11h30 | 0 | 0 |  |  |  | 11h30 | 0.84 | 2.55 |  |  | 11h30 | 0 | 0 |  |  |  | 11h30 | 0 | 0 |  |  |  | 11h30 | 0.78 | 2.37 |  |  | 11h30 | 0 | 0 | 14h30 | 0 | 0 | 0.16 | 0.52714 |  | 14h30 | 0.11 | 1.16 | 0.37571 | 1.75
00h30 | 3.11 | 2.2771 | 3.5729 |  | 00h30 | 2.6929 | 1.8786 | 3.0929 |  | 00h30 | 2.6314 | 1.6886 | 2.9786 |  | 00h30 | 2.0386 | 1.0557 | 2.2757 |  |  | 00h30 | 2.1414 | 1.2843 | 2.5171 | [23 empty] | 12h30 | 0 | 0 |  |  |  | 12h30 | 0.81 | 2.39 |  |  |  | 12h30 | 0 | 0 |  |  |  | 12h30 | 0 | 0 |  |  |  | 12h30 | 0.74 | 2.27 |  |  | 12h30 | 0 | 0 |  |  |  | 12h30 | 0 | 0 |  |  |  | 12h30 | 0.67 | 2.1 |  |  | 12h30 | 0 | 0 | 15h30 | 0 | 0 | 0.14143 | 0.49143 |  | 15h30 | 0.19 | 1.16 | 0.34143 | 1.6814
01h30 | 1.77 | 1.2343 | 2.0014 |  | 01h30 | 1.3486 | 0.88429 | 1.5143 |  | 01h30 | 1.2743 | 0.77571 | 1.4143 |  | 01h30 | 0.73857 | 0.34714 | 0.8 |  |  | 01h30 | 1.2486 | 0.73571 | 1.4157 | [23 empty] | 13h30 | 0 | 0 |  |  |  | 13h30 | 0.71 | 2.16 |  |  |  | 13h30 | 0.66 | 1.98 |  |  |  | 13h30 | 0 | 0 |  |  |  | 13h30 | 0.64 | 2.05 |  |  | 13h30 | 0.63 | 1.89 |  |  |  | 13h30 | 0 | 0 |  |  |  | 13h30 | 0.58 | 1.88 |  |  | 13h30 | 0.69 | 2.1 | 16h30 | 0 | 0 | 0.13857 | 0.48 |  | 16h30 | 0.26 | 1.23 | 0.36571 | 1.7
02h30 | 1.8429 | 1.5171 | 2.0057 |  | 02h30 | 1.38 | 1.1371 | 1.5143 |  | 02h30 | 1.3071 | 1.0771 | 1.4171 |  | 02h30 | 0.74857 | 0.61429 | 0.8 |  |  | 02h30 | 1.2929 | 1.0571 | 1.4214 | [23 empty] | 14h30 | 0 | 0 |  |  |  | 14h30 | 0.62 | 1.98 |  |  |  | 14h30 | 1.1 | 3.21 |  |  |  | 14h30 | 0 | 0 |  |  |  | 14h30 | 0.55 | 1.85 |  |  | 14h30 | 1.01 | 2.98 |  |  |  | 14h30 | 0 | 0 |  |  |  | 14h30 | 0.49 | 1.7 |  |  | 14h30 | 1.05 | 3.46 | 17h30 | 0 | 0 | 0.14571 | 0.49 |  | 17h30 | 0.33 | 1.3 | 0.44 | 1.8
03h30 | 2.1814 | 1.8957 | 2.2229 |  | 03h30 | 1.6357 | 1.4629 | 1.6571 |  | 03h30 | 1.63 | 1.4557 | 1.6543 |  | 03h30 | 0.93429 | 0.85714 | 0.93714 |  |  | 03h30 | 1.5857 | 1.4014 | 1.6143 | [23 empty] | 15h30 | 0 | 0 |  |  |  | 15h30 | 0.55 | 1.8 |  |  |  | 15h30 | 1.02 | 3.1 |  |  |  | 15h30 | 0 | 0 |  |  |  | 15h30 | 0.49 | 1.68 |  |  | 15h30 | 0.92 | 2.82 |  |  |  | 15h30 | 0 | 0 |  |  |  | 15h30 | 0.43 | 1.53 |  |  | 15h30 | 0.81 | 3.39 | 18h30 | 0.41 | 1.26 | 0.62857 | 2.0314 |  | 18h30 | 0.38 | 1.33 | 0.52429 | 1.9229
04h30 | 2.41 | 2.08 | 2.3614 |  | 04h30 | 1.8243 | 1.64 | 1.7543 |  | 04h30 | 1.8657 | 1.6829 | 1.8 |  | 04h30 | 1.09 | 1.0514 | 1.0314 |  |  | 04h30 | 1.8057 | 1.5929 | 1.7514 | [23 empty] | 16h30 | 0 | 0 |  |  |  | 16h30 | 0.55 | 1.75 |  |  |  | 16h30 | 0.78 | 2.44 |  |  |  | 16h30 | 0 | 0 |  |  |  | 16h30 | 0.48 | 1.62 |  |  | 16h30 | 0.7 | 2.23 |  |  |  | 16h30 | 0 | 0 |  |  |  | 16h30 | 0.42 | 1.47 |  |  | 16h30 | 0.53 | 2.65 | 19h30 | 0.74 | 2.26 | 1.0014 | 3.16 |  | 19h30 | 0.41 | 1.34 | 0.59143 | 2.0143
05h30 | 2.5414 | 2.1771 | 2.4857 |  | 05h30 | 1.9514 | 1.7314 | 1.8743 |  | 05h30 | 2.0514 | 1.8114 | 1.9743 |  | 05h30 | 1.2829 | 1.2043 | 1.2114 |  |  | 05h30 | 1.9514 | 1.6943 | 1.8857 | [23 empty] | 17h30 | 0 | 0 |  |  |  | 17h30 | 0.61 | 1.91 |  |  |  | 17h30 | 0.72 | 2.28 |  |  |  | 17h30 | 0 | 0 |  |  |  | 17h30 | 0.52 | 1.75 |  |  | 17h30 | 0.65 | 2.09 |  |  |  | 17h30 | 0 | 0 |  |  |  | 17h30 | 0.46 | 1.59 |  |  | 17h30 | 0.61 | 2.48 | 20h30 | 0.8 | 2.54 | 1.0286 | 3.2886 |  | 20h30 | 0.44 | 1.39 | 0.63857 | 2.0814
06h30 | 2.6257 | 2.2257 | 2.5957 |  | 06h30 | 2.0386 | 1.7743 | 1.9843 |  | 06h30 | 2.1671 | 1.8729 | 2.1171 |  | 06h30 | 1.4286 | 1.2943 | 1.3743 |  |  | 06h30 | 2.0371 | 1.7429 | 1.9986 | [23 empty] | 18h30 | 0.87 | 2.46 |  |  |  | 18h30 | 0.68 | 2.13 |  |  |  | 18h30 | 0.73 | 2.31 |  |  |  | 18h30 | 0.82 | 2.39 |  |  |  | 18h30 | 0.59 | 1.95 |  |  | 18h30 | 0.66 | 2.13 |  |  |  | 18h30 | 0.77 | 2.27 |  |  |  | 18h30 | 0.53 | 1.78 |  |  | 18h30 | 0.72 | 2.52 | 21h30 | 0.68 | 2.1 | 0.89429 | 2.8057 |  | 21h30 | 0.46 | 1.44 | 0.66714 | 2.1357
07h30 | 4.2 | 3.63 | 4.4014 |  | 07h30 | 3.6414 | 3.1214 | 3.8329 |  | 07h30 | 3.7771 | 3.2371 | 3.9786 |  | 07h30 | 2.9943 | 2.5843 | 3.1786 |  |  | 07h30 | 3.2786 | 2.7586 | 3.4914 | [23 empty] | 19h30 | 1.56 | 4.23 |  |  |  | 19h30 | 0.74 | 2.28 |  |  |  | 19h30 | 0.75 | 2.33 |  |  |  | 19h30 | 1.46 | 4.09 |  |  |  | 19h30 | 0.65 | 2.08 |  |  | 19h30 | 0.67 | 2.15 |  |  |  | 19h30 | 1.34 | 3.81 |  |  |  | 19h30 | 0.58 | 1.9 |  |  | 19h30 | 0.79 | 2.57 | 22h30 | 0.6 | 1.84 | 0.83143 | 2.5829 |  | 22h30 | 0.46 | 1.43 | 0.69143 | 2.1686
08h30 | 5.5686 | 5.35 | 5.6971 |  | 08h30 | 4.9229 | 4.7929 | 5.0357 |  | 08h30 | 5.07 | 4.8843 | 5.1929 |  | 08h30 | 4.2214 | 4.09 | 4.3371 |  |  | 08h30 | 4.0771 | 3.8971 | 4.21 | [23 empty] | 20h30 | 1.57 | 4.34 |  |  |  | 20h30 | 0.76 | 2.36 |  |  |  | 20h30 | 0.74 | 2.33 |  |  |  | 20h30 | 1.46 | 4.19 |  |  |  | 20h30 | 0.67 | 2.14 |  |  | 20h30 | 0.67 | 2.14 |  |  |  | 20h30 | 1.32 | 3.85 |  |  |  | 20h30 | 0.6 | 1.96 |  |  | 20h30 | 0.81 | 2.59 | 23h30 | 0.56 | 1.7 | 0.80143 | 2.4771 |  | 23h30 | 0.47 | 1.43 | 0.70857 | 2.2071
09h30 | 2.8243 | 3.8571 | 5.4929 |  | 09h30 | 2.5157 | 3.4514 | 4.8686 |  | 09h30 | 2.6171 | 3.56 | 4.9629 |  | 09h30 | 2.28 | 2.96 | 4.17 |  |  | 09h30 | 2.06 | 2.8729 | 4.3314 | [23 empty] | 21h30 | 1.22 | 3.54 |  |  |  | 21h30 | 0.78 | 2.43 |  |  |  | 21h30 | 0.74 | 2.34 |  |  |  | 21h30 | 1.14 | 3.39 |  |  |  | 21h30 | 0.68 | 2.21 |  |  | 21h30 | 0.67 | 2.16 |  |  |  | 21h30 | 1.04 | 3.14 |  |  |  | 21h30 | 0.61 | 2.02 |  |  | 21h30 | 0.82 | 2.62 | 00h30 | 0.16 | 0.42 |  |  |  | 00h30 | 0.31 | 1.29
10h30 | 1.4429 | 1.71 | 4.8514 |  | 10h30 | 1.2686 | 1.5171 | 4.2371 |  | 10h30 | 1.2757 | 1.6229 | 4.2414 |  | 10h30 | 1.0714 | 1.3871 | 3.4586 |  |  | 10h30 | 1.2543 | 1.4714 | 4.1486 | [23 empty] | 22h30 | 1.07 | 3.16 |  |  |  | 22h30 | 0.81 | 2.47 |  |  |  | 22h30 | 0.74 | 2.34 |  |  |  | 22h30 | 0.99 | 3 |  |  |  | 22h30 | 0.71 | 2.25 |  |  | 22h30 | 0.67 | 2.16 |  |  |  | 22h30 | 0.9 | 2.79 |  |  |  | 22h30 | 0.63 | 2.06 |  |  | 22h30 | 0.84 | 2.63 | 01h30 | 0 | 0 |  |  |  | 01h30 | 0 | 0.21
11h30 | 1.2857 | 1.3543 | 4.4043 |  | 11h30 | 1.1214 | 1.21 | 3.7986 |  | 11h30 | 1.1029 | 1.23 | 3.7371 |  | 11h30 | 0.91 | 1.0343 | 3.0114 |  |  | 11h30 | 1.1157 | 1.19 | 3.73 | [23 empty] | 23h30 | 1 | 2.96 |  |  |  | 23h30 | 0.82 | 2.5 |  |  |  | 23h30 | 0.75 | 2.35 |  |  |  | 23h30 | 0.92 | 2.79 |  |  |  | 23h30 | 0.72 | 2.28 |  |  | 23h30 | 0.68 | 2.16 |  |  |  | 23h30 | 0.84 | 2.59 |  |  |  | 23h30 | 0.65 | 2.08 |  |  | 23h30 | 0.86 | 2.64 | 02h30 | 0 | 0.22 |  |  |  | 02h30 | 0 | 0.21
12h30 | 1.1829 | 1.2071 | 4.0486 |  | 12h30 | 1.0271 | 1.0714 | 3.4686 |  | 12h30 | 0.99429 | 1.0471 | 3.37 |  | 12h30 | 0.80857 | 0.86429 | 2.6986 |  |  | 12h30 | 1.0214 | 1.0543 | 3.3957 | [23 empty] | 00h30 | 0.42 | 1.44 |  |  |  | 00h30 | 0.63 | 2.03 |  |  |  | 00h30 | 0.55 | 1.75 |  |  |  | 00h30 | 0.34 | 1.27 |  |  |  | 00h30 | 0.54 | 1.82 |  |  | 00h30 | 0.5 | 1.62 |  |  |  | 00h30 | 0.28 | 1.1 |  |  |  | 00h30 | 0.48 | 1.65 |  |  | 00h30 | 0.61 | 1.94 | 03h30 | 0.02 | 0.34 |  |  |  | 03h30 | 0 | 0.31
13h30 | 3.23 | 1.1243 | 3.8 |  | 13h30 | 2.88 | 0.99571 | 3.2543 |  | 13h30 | 2.87 | 0.95 | 3.1229 |  | 13h30 | 2.3786 | 0.77857 | 2.4843 |  |  | 13h30 | 2.6657 | 0.96714 | 3.1529 | [23 empty] | 01h30 | 0.14 | 0.76 |  |  |  | 01h30 | 0.23 | 0.97 |  |  |  | 01h30 | 0.17 | 0.8 |  |  |  | 01h30 | 0.09 | 0.61 |  |  |  | 01h30 | 0.17 | 0.8 |  |  | 01h30 | 0.14 | 0.68 |  |  |  | 01h30 | 0.05 | 0.48 |  |  |  | 01h30 | 0.14 | 0.67 |  |  | 01h30 | 0.23 | 0.99 | 04h30 | 0.07 | 0.44 |  |  |  | 04h30 | 0.03 | 0.34
14h30 | 4.6386 | 1.0929 | 3.69 |  | 14h30 | 4.1043 | 0.96429 | 3.1657 |  | 14h30 | 4.1557 | 0.90857 | 3.0014 |  | 14h30 | 3.4657 | 0.74286 | 2.37 |  |  | 14h30 | 3.8186 | 0.93 | 3.0671 | [23 empty] | 02h30 | 0.24 | 1.02 |  |  |  | 02h30 | 0.23 | 0.97 |  |  |  | 02h30 | 0.17 | 0.8 |  |  |  | 02h30 | 0.18 | 0.87 |  |  |  | 02h30 | 0.17 | 0.8 |  |  | 02h30 | 0.14 | 0.68 |  |  |  | 02h30 | 0.14 | 0.76 |  |  |  | 02h30 | 0.14 | 0.67 |  |  | 02h30 | 0.23 | 0.99 | 05h30 | 0.12 | 0.56 |  |  |  | 05h30 | 0.08 | 0.45
15h30 | 4.6471 | 1.0929 | 3.6743 |  | 15h30 | 4.0629 | 0.97 | 3.1771 |  | 15h30 | 4.1186 | 0.90143 | 2.9771 |  | 15h30 | 3.4357 | 0.72571 | 2.3271 |  |  | 15h30 | 3.8843 | 0.92857 | 3.0657 | [23 empty] | 03h30 | 0.32 | 1.22 |  |  |  | 03h30 | 0.28 | 1.09 |  |  |  | 03h30 | 0.21 | 0.93 |  |  |  | 03h30 | 0.25 | 1.06 |  |  |  | 03h30 | 0.2 | 0.93 |  |  | 03h30 | 0.15 | 0.8 |  |  |  | 03h30 | 0.2 | 0.91 |  |  |  | 03h30 | 0.13 | 0.79 |  |  | 03h30 | 0.29 | 1.16 | 06h30 | 0.15 | 0.7 |  |  |  | 06h30 | 0.13 | 0.56
16h30 | 4.0614 | 1.1114 | 3.7743 |  | 16h30 | 3.6271 | 0.99 | 3.2957 |  | 16h30 | 3.5057 | 0.91571 | 3.0614 |  | 16h30 | 2.8471 | 0.72143 | 2.3643 |  |  | 16h30 | 3.49 | 0.95143 | 3.1843 | [23 empty] | 04h30 | 0.38 | 1.4 |  |  |  | 04h30 | 0.28 | 1.13 |  |  |  | 04h30 | 0.23 | 1.01 |  |  |  | 04h30 | 0.3 | 1.22 |  |  |  | 04h30 | 0.22 | 0.98 |  |  | 04h30 | 0.17 | 0.87 |  |  |  | 04h30 | 0.25 | 1.03 |  |  |  | 04h30 | 0.15 | 0.84 |  |  | 04h30 | 0.31 | 1.29 | 07h30 | 0.61 | 1.97 |  |  |  | 07h30 | 0.52 | 1.8
17h30 | 4.0686 | 1.1457 | 3.9743 |  | 17h30 | 3.6629 | 1.0243 | 3.4986 |  | 17h30 | 3.4357 | 0.94286 | 3.24 |  | 17h30 | 2.7129 | 0.73571 | 2.4814 |  |  | 17h30 | 3.5514 | 0.99143 | 3.41 | [23 empty] | 05h30 | 0.43 | 1.49 |  |  |  | 05h30 | 0.32 | 1.24 |  |  |  | 05h30 | 0.26 | 1.13 |  |  |  | 05h30 | 0.34 | 1.33 |  |  |  | 05h30 | 0.25 | 1.09 |  |  | 05h30 | 0.2 | 0.94 |  |  |  | 05h30 | 0.27 | 1.15 |  |  |  | 05h30 | 0.19 | 0.91 |  |  | 05h30 | 0.35 | 1.41 | 08h30 | 1 | 2.89 |  |  |  | 08h30 | 0.93 | 2.75
18h30 | 4.2171 | 3.3857 | 4.1743 |  | 18h30 | 3.7986 | 3.25 | 3.68 |  | 18h30 | 3.5329 | 3.1286 | 3.4243 |  | 18h30 | 2.7514 | 2.72 | 2.6043 |  |  | 18h30 | 3.7114 | 3.1157 | 3.6257 | [23 empty] | 06h30 | 0.45 | 1.57 |  |  |  | 06h30 | 0.37 | 1.38 |  |  |  | 06h30 | 0.3 | 1.27 |  |  |  | 06h30 | 0.37 | 1.42 |  |  |  | 06h30 | 0.28 | 1.23 |  |  | 06h30 | 0.23 | 1.05 |  |  |  | 06h30 | 0.29 | 1.24 |  |  |  | 06h30 | 0.22 | 1.01 |  |  | 06h30 | 0.4 | 1.54 | 09h30 | 0.48 | 1.38 |  |  |  | 09h30 | 0.99 | 2.92
19h30 | 4.3543 | 5.34 | 4.3186 |  | 19h30 | 3.9057 | 4.9829 | 3.8043 |  | 19h30 | 3.6471 | 4.99 | 3.5686 |  | 19h30 | 2.8186 | 4.2343 | 2.7114 |  |  | 19h30 | 3.3771 | 4.3043 | 3.3071 | [23 empty] | 07h30 | 0.96 | 2.95 |  |  |  | 07h30 | 0.88 | 2.78 |  |  |  | 07h30 | 0.78 | 2.65 |  |  |  | 07h30 | 0.86 | 2.79 |  |  |  | 07h30 | 0.77 | 2.61 |  |  | 07h30 | 0.63 | 2.37 |  |  |  | 07h30 | 0.76 | 2.57 |  |  |  | 07h30 | 0.57 | 2.32 |  |  | 07h30 | 0.91 | 2.96 | 10h30 | 0 | 0 |  |  |  | 10h30 | 0.62 | 2.4
20h30 | 4.4429 | 5.6614 | 4.4186 |  | 20h30 | 3.9571 | 5.1129 | 3.87 |  | 20h30 | 3.7214 | 5.2186 | 3.6586 |  | 20h30 | 2.8629 | 4.2843 | 2.7786 |  |  | 20h30 | 2.9643 | 3.9743 | 2.9286 | [23 empty] | 08h30 | 1.31 | 3.81 |  |  |  | 08h30 | 1.25 | 3.66 |  |  |  | 08h30 | 1.15 | 3.54 |  |  |  | 08h30 | 1.22 | 3.66 |  |  |  | 08h30 | 1.14 | 3.51 |  |  | 08h30 | 1 | 3.25 |  |  |  | 08h30 | 1.11 | 3.42 |  |  |  | 08h30 | 0.95 | 3.21 |  |  | 08h30 | 1.28 | 3.85 | 11h30 | 0 | 0 |  |  |  | 11h30 | 0.35 | 1.98
21h30 | 4.46 | 4.8 | 4.4443 |  | 21h30 | 3.9443 | 4.3557 | 3.8657 |  | 21h30 | 3.73 | 4.2857 | 3.6786 |  | 21h30 | 2.8657 | 3.46 | 2.8014 |  |  | 21h30 | 2.9371 | 3.2757 | 2.9014 | [23 empty] | 09h30 | 0.69 | 2.03 |  |  |  | 09h30 | 1.21 | 3.55 |  |  |  | 09h30 | 0.43 | 1.11 |  |  |  | 09h30 | 0.62 | 1.94 |  |  |  | 09h30 | 1.14 | 3.44 |  |  | 09h30 | 0.42 | 1.06 |  |  |  | 09h30 | 0.56 | 1.8 |  |  |  | 09h30 | 1.08 | 3.21 |  |  | 09h30 | 0.43 | 1.15 | 12h30 | 0 | 0 |  |  |  | 12h30 | 0.27 | 1.72
22h30 | 4.4486 | 4.5557 | 4.4357 |  | 22h30 | 3.9043 | 4.1086 | 3.8371 |  | 22h30 | 3.7143 | 3.9514 | 3.67 |  | 22h30 | 2.86 | 3.1443 | 2.8086 |  |  | 22h30 | 2.9029 | 3.0429 | 2.8843 | [23 empty] | 10h30 | 0 | 0 |  |  |  | 10h30 | 0.96 | 2.99 |  |  |  | 10h30 | 0 | 0 |  |  |  | 10h30 | 0 | 0 |  |  |  | 10h30 | 0.89 | 2.88 |  |  | 10h30 | 0 | 0 |  |  |  | 10h30 | 0 | 0 |  |  |  | 10h30 | 0.84 | 2.68 |  |  | 10h30 | 0 | 0 | 13h30 | 0 | 0 |  |  |  | 13h30 | 0.24 | 1.58
23h30 | 4.4643 | 4.5157 | 4.4543 |  | 23h30 | 3.8986 | 4.05 | 3.84 |  | 23h30 | 3.72 | 3.8586 | 3.6843 |  | 23h30 | 2.88 | 3.0643 | 2.8314 |  |  | 23h30 | 2.9029 | 2.9943 | 2.8786 | [23 empty] | 11h30 | 0 | 0 |  |  |  | 11h30 | 0.77 | 2.56 |  |  |  | 11h30 | 0 | 0 |  |  |  | 11h30 | 0 | 0 |  |  |  | 11h30 | 0.71 | 2.45 |  |  | 11h30 | 0 | 0 |  |  |  | 11h30 | 0 | 0 |  |  |  | 11h30 | 0.65 | 2.27 |  |  | 11h30 | 0 | 0 | 14h30 | 0 | 0 |  |  |  | 14h30 | 0.21 | 1.45
[48 empty] | 12h30 | 0 | 0 |  |  |  | 12h30 | 0.65 | 2.25 |  |  |  | 12h30 | 0 | 0 |  |  |  | 12h30 | 0 | 0 |  |  |  | 12h30 | 0.59 | 2.14 |  |  | 12h30 | 0 | 0 |  |  |  | 12h30 | 0 | 0 |  |  |  | 12h30 | 0.53 | 1.96 |  |  | 12h30 | 0 | 0 | 15h30 | 0 | 0 |  |  |  | 15h30 | 0.15 | 1.4
[48 empty] | 13h30 | 0 | 0 |  |  |  | 13h30 | 0.57 | 2 |  |  |  | 13h30 | 0.54 | 1.78 |  |  |  | 13h30 | 0 | 0 |  |  |  | 13h30 | 0.51 | 1.89 |  |  | 13h30 | 0.51 | 1.69 |  |  |  | 13h30 | 0 | 0 |  |  |  | 13h30 | 0.45 | 1.72 |  |  | 13h30 | 0.14 | 1.81 | 16h30 | 0 | 0 |  |  |  | 16h30 | 0.2 | 1.48
[48 empty] | 14h30 | 0 | 0 |  |  |  | 14h30 | 0.51 | 1.87 |  |  |  | 14h30 | 0.91 | 2.98 |  |  |  | 14h30 | 0 | 0 |  |  |  | 14h30 | 0.45 | 1.75 |  |  | 14h30 | 0.83 | 2.75 |  |  |  | 14h30 | 0 | 0 |  |  |  | 14h30 | 0.39 | 1.59 |  |  | 14h30 | 0.26 | 3.05 | 17h30 | 0 | 0 |  |  |  | 17h30 | 0.32 | 1.65
[48 empty] | 15h30 | 0 | 0 |  |  |  | 15h30 | 0.49 | 1.83 |  |  |  | 15h30 | 0.89 | 3.04 |  |  |  | 15h30 | 0 | 0 |  |  |  | 15h30 | 0.42 | 1.7 |  |  | 15h30 | 0.78 | 2.74 |  |  |  | 15h30 | 0 | 0 |  |  |  | 15h30 | 0.37 | 1.54 |  |  | 15h30 | 0.31 | 3.14 | 18h30 | 0.57 | 1.95 |  |  |  | 18h30 | 0.44 | 1.83
[48 empty] | 16h30 | 0 | 0 |  |  |  | 16h30 | 0.5 | 1.86 |  |  |  | 16h30 | 0.71 | 2.49 |  |  |  | 16h30 | 0 | 0 |  |  |  | 16h30 | 0.43 | 1.71 |  |  | 16h30 | 0.63 | 2.27 |  |  |  | 16h30 | 0 | 0 |  |  |  | 16h30 | 0.38 | 1.55 |  |  | 16h30 | 0.31 | 2.59 | 19h30 | 0.99 | 3.33 |  |  |  | 19h30 | 0.56 | 2
[48 empty] | 17h30 | 0 | 0 |  |  |  | 17h30 | 0.58 | 2.02 |  |  |  | 17h30 | 0.68 | 2.35 |  |  |  | 17h30 | 0 | 0 |  |  |  | 17h30 | 0.5 | 1.84 |  |  | 17h30 | 0.61 | 2.15 |  |  |  | 17h30 | 0 | 0 |  |  |  | 17h30 | 0.44 | 1.68 |  |  | 17h30 | 0.39 | 2.49 | 20h30 | 1.03 | 3.47 |  |  |  | 20h30 | 0.64 | 2.12
[48 empty] | 18h30 | 0.82 | 2.41 |  |  |  | 18h30 | 0.65 | 2.2 |  |  |  | 18h30 | 0.7 | 2.35 |  |  |  | 18h30 | 0.78 | 2.34 |  |  |  | 18h30 | 0.57 | 2 |  |  | 18h30 | 0.62 | 2.16 |  |  |  | 18h30 | 0.72 | 2.23 |  |  |  | 18h30 | 0.5 | 1.83 |  |  | 18h30 | 0.55 | 2.51 | 21h30 | 0.92 | 2.95 |  |  |  | 21h30 | 0.68 | 2.19
[48 empty] | 19h30 | 1.44 | 4.1 |  |  |  | 19h30 | 0.69 | 2.28 |  |  |  | 19h30 | 0.7 | 2.32 |  |  |  | 19h30 | 1.35 | 3.95 |  |  |  | 19h30 | 0.6 | 2.08 |  |  | 19h30 | 0.63 | 2.14 |  |  |  | 19h30 | 1.23 | 3.69 |  |  |  | 19h30 | 0.53 | 1.9 |  |  | 19h30 | 0.66 | 2.52 | 22h30 | 0.88 | 2.77 |  |  |  | 22h30 | 0.73 | 2.29
|  |  |  | Best Case (in a typical Autumn day) | [14 empty] | Best Case (in a typical Autumn day) | [28 empty] | 20h30 | 1.44 | 4.21 |  |  |  | 20h30 | 0.72 | 2.36 |  |  |  | 20h30 | 0.7 | 2.32 |  |  |  | 20h30 | 1.34 | 4.03 |  |  |  | 20h30 | 0.63 | 2.15 |  |  | 20h30 | 0.63 | 2.14 |  |  |  | 20h30 | 1.21 | 3.71 |  |  |  | 20h30 | 0.56 | 1.97 |  |  | 20h30 | 0.72 | 2.55 | 23h30 | 0.88 | 2.74 |  |  |  | 23h30 | 0.78 | 2.43
| Victorian Detached |  |  |  |  | Victorian Terrace |  |  |  |  | Victorian Top/Ground Flat |  |  |  |  | Victorian Mid Flat | [5 empty] | Victorian Semi-detached | [25 empty] | 21h30 | 1.16 | 3.47 |  |  |  | 21h30 | 0.76 | 2.44 |  |  |  | 21h30 | 0.72 | 2.34 |  |  |  | 21h30 | 1.08 | 3.31 |  |  |  | 21h30 | 0.67 | 2.21 |  |  | 21h30 | 0.65 | 2.16 |  |  |  | 21h30 | 0.98 | 3.08 |  |  |  | 21h30 | 0.6 | 2.03 |  |  | 21h30 | 0.77 | 2.59 | 00h30 | 0.35 | 1.3 |  |  |  | 00h30 | 0.48 | 1.74
[48 empty] | 22h30 | 1.04 | 3.14 |  |  |  | 22h30 | 0.8 | 2.5 |  |  |  | 22h30 | 0.74 | 2.36 |  |  |  | 22h30 | 0.96 | 2.97 |  |  |  | 22h30 | 0.7 | 2.27 |  |  | 22h30 | 0.67 | 2.18 |  |  |  | 22h30 | 0.88 | 2.77 |  |  |  | 22h30 | 0.63 | 2.09 |  |  | 22h30 | 0.82 | 2.64 | 01h30 | 0.08 | 0.66 |  |  |  | 01h30 | 0.17 | 0.83
| Occupancy type 1 | Occupancy type 2 | Occupancy type 3 |  |  | Occupancy type 1 | Occupancy type 2 | Occupancy type 3 |  |  | Occupancy type 1 | Occupancy type 2 | Occupancy type 3 |  |  | Occupancy type 1 | Occupancy type 2 | Occupancy type 3 |  |  |  | Occupancy type 1 | Occupancy type 2 | Occupancy type 3 | [23 empty] | 23h30 | 0.98 | 3 |  |  |  | 23h30 | 0.82 | 2.57 |  |  |  | 23h30 | 0.74 | 2.4 |  |  |  | 23h30 | 0.89 | 2.81 |  |  |  | 23h30 | 0.72 | 2.34 |  |  | 23h30 | 0.67 | 2.22 |  |  |  | 23h30 | 0.82 | 2.62 |  |  |  | 23h30 | 0.64 | 2.15 |  |  | 23h30 | 0.84 | 2.7 | 02h30 | 0.2 | 0.91 |  |  |  | 02h30 | 0.17 | 0.83
| kW | kW | kW |  |  | kW | kW | kW |  |  | kW | kW | kW |  |  | kW | kW | kW |  |  |  | kW | kW | kW | [23 empty] | 00h30 | 0.39 | 1.49 |  |  |  | 00h30 | 0.65 | 2.17 |  |  |  | 00h30 | 0.51 | 1.73 |  |  |  | 00h30 | 0.32 | 1.31 |  |  |  | 00h30 | 0.56 | 1.96 |  |  | 00h30 | 0.47 | 1.61 |  |  |  | 00h30 | 0.26 | 1.15 |  |  |  | 00h30 | 0.49 | 1.79 |  |  | 00h30 | 0.45 | 1.9 | 03h30 | 0.27 | 1.11 |  |  |  | 03h30 | 0.23 | 1
[48 empty] | 01h30 | 0.12 | 0.82 |  |  |  | 01h30 | 0.22 | 1.06 |  |  |  | 01h30 | 0.17 | 0.84 |  |  |  | 01h30 | 0.07 | 0.65 |  |  |  | 01h30 | 0.16 | 0.89 |  |  | 01h30 | 0.16 | 0.74 |  |  |  | 01h30 | 0.03 | 0.53 |  |  |  | 01h30 | 0.12 | 0.75 |  |  | 01h30 | 0.15 | 1.01 | 04h30 | 0.34 | 1.33 |  |  |  | 04h30 | 0.29 | 1.15
00h30 | 3.1629 | 1.5414 | 3.5071 |  | 00h30 | 2.9171 | 1.3229 | 3.2129 |  | 00h30 | 2.6871 | 1.1357 | 2.8929 |  | 00h30 | 1.3886 | 0.56143 | 2.6343 |  |  | 00h30 | 2.9871 | 1.4043 | 3.3186 | [23 empty] | 02h30 | 0.24 | 1.08 |  |  |  | 02h30 | 0.22 | 1.06 |  |  |  | 02h30 | 0.17 | 0.84 |  |  |  | 02h30 | 0.18 | 0.93 |  |  |  | 02h30 | 0.16 | 0.89 |  |  | 02h30 | 0.16 | 0.74 |  |  |  | 02h30 | 0.14 | 0.82 |  |  |  | 02h30 | 0.12 | 0.75 |  |  | 02h30 | 0.19 | 1.01 | 05h30 | 0.4 | 1.45 |  |  |  | 05h30 | 0.33 | 1.3
01h30 | 0.87429 | 0.37857 | 0.95 |  | 01h30 | 0.66857 | 0.23 | 0.72857 |  | 01h30 | 0.49714 | 0.14286 | 0.52857 |  | 01h30 | 0.19714 | 0.037143 | 0.38 |  |  | 01h30 | 0.76143 | 0.26857 | 0.82143 | [23 empty] | 03h30 | 0.33 | 1.29 |  |  |  | 03h30 | 0.3 | 1.17 |  |  |  | 03h30 | 0.21 | 0.98 |  |  |  | 03h30 | 0.26 | 1.12 |  |  |  | 03h30 | 0.22 | 1 |  |  | 03h30 | 0.15 | 0.85 |  |  |  | 03h30 | 0.22 | 0.98 |  |  |  | 03h30 | 0.15 | 0.88 |  |  | 03h30 | 0.29 | 1.2 | 06h30 | 0.42 | 1.52 |  |  |  | 06h30 | 0.38 | 1.4
02h30 | 0.88857 | 0.76429 | 0.95 |  | 02h30 | 0.68286 | 0.60286 | 0.72857 |  | 02h30 | 0.49714 | 0.41286 | 0.52857 |  | 02h30 | 0.19714 | 0.15143 | 0.38 |  |  | 02h30 | 0.77571 | 0.67857 | 0.82143 | [23 empty] | 04h30 | 0.4 | 1.48 |  |  |  | 04h30 | 0.3 | 1.2 |  |  |  | 04h30 | 0.26 | 1.11 |  |  |  | 04h30 | 0.33 | 1.29 |  |  |  | 04h30 | 0.25 | 1.06 |  |  | 04h30 | 0.2 | 0.97 |  |  |  | 04h30 | 0.28 | 1.12 |  |  |  | 04h30 | 0.19 | 0.94 |  |  | 04h30 | 0.36 | 1.39 | 07h30 | 0.92 | 2.87 |  |  |  | 07h30 | 0.88 | 2.76
03h30 | 1.1343 | 1.0071 | 1.16 |  | 03h30 | 0.92143 | 0.84857 | 0.93714 |  | 03h30 | 0.66143 | 0.64286 | 0.66429 |  | 03h30 | 0.23571 | 0.25143 | 0.44429 |  |  | 03h30 | 1.01 | 0.91571 | 1.0314 | [23 empty] | 05h30 | 0.46 | 1.59 |  |  |  | 05h30 | 0.35 | 1.33 |  |  |  | 05h30 | 0.3 | 1.24 |  |  |  | 05h30 | 0.37 | 1.43 |  |  |  | 05h30 | 0.28 | 1.19 |  |  | 05h30 | 0.24 | 1.07 |  |  |  | 05h30 | 0.31 | 1.26 |  |  |  | 05h30 | 0.23 | 1.01 |  |  | 05h30 | 0.41 | 1.54 | 08h30 | 1.29 | 3.74 |  |  |  | 08h30 | 1.25 | 3.65
04h30 | 1.2714 | 1.2557 | 1.2343 |  | 04h30 | 1.0657 | 1.0571 | 1.0257 |  | 04h30 | 0.82143 | 0.87857 | 0.78429 |  | 04h30 | 0.31286 | 0.37429 | 0.57143 |  |  | 04h30 | 1.1514 | 1.1429 | 1.1157 | [23 empty] | 06h30 | 0.49 | 1.64 |  |  |  | 06h30 | 0.41 | 1.44 |  |  |  | 06h30 | 0.34 | 1.35 |  |  |  | 06h30 | 0.4 | 1.49 |  |  |  | 06h30 | 0.32 | 1.29 |  |  | 06h30 | 0.27 | 1.15 |  |  |  | 06h30 | 0.33 | 1.32 |  |  |  | 06h30 | 0.26 | 1.09 |  |  | 06h30 | 0.46 | 1.62 | 09h30 | 0.6 | 1.86 |  |  |  | 09h30 | 1.25 | 3.6
05h30 | 1.5314 | 1.5071 | 1.48 |  | 05h30 | 1.2686 | 1.2571 | 1.2186 |  | 05h30 | 1.0557 | 1.0757 | 1.0086 |  | 05h30 | 0.44 | 0.48143 | 0.79857 |  |  | 05h30 | 1.3857 | 1.3729 | 1.3471 | [23 empty] | 07h30 | 1 | 2.99 |  |  |  | 07h30 | 0.92 | 2.8 |  |  |  | 07h30 | 0.83 | 2.7 |  |  |  | 07h30 | 0.9 | 2.82 |  |  |  | 07h30 | 0.8 | 2.64 |  |  | 07h30 | 0.68 | 2.43 |  |  |  | 07h30 | 0.8 | 2.61 |  |  |  | 07h30 | 0.63 | 2.36 |  |  | 07h30 | 0.97 | 3 | 10h30 | 0 | 0 |  |  |  | 10h30 | 1.05 | 3.13
06h30 | 1.7871 | 1.6957 | 1.7243 |  | 06h30 | 1.4771 | 1.4329 | 1.4086 |  | 06h30 | 1.2771 | 1.2443 | 1.2329 |  | 06h30 | 0.55571 | 0.56143 | 1.0186 |  |  | 06h30 | 1.6271 | 1.5614 | 1.5714 | [23 empty] | 08h30 | 1.36 | 3.82 |  |  |  | 08h30 | 1.3 | 3.67 |  |  |  | 08h30 | 1.2 | 3.57 |  |  |  | 08h30 | 1.26 | 3.67 |  |  |  | 08h30 | 1.18 | 3.52 |  |  | 08h30 | 1.05 | 3.3 |  |  |  | 08h30 | 1.16 | 3.45 |  |  |  | 08h30 | 1.01 | 3.24 |  |  | 08h30 | 1.34 | 3.87 | 11h30 | 0 | 0 |  |  |  | 11h30 | 0.9 | 2.77
07h30 | 4.39 | 3.8686 | 4.6914 |  | 07h30 | 3.8829 | 3.5029 | 4.1229 |  | 07h30 | 3.5971 | 3.2529 | 3.8386 |  | 07h30 | 1.7543 | 1.6114 | 3.3471 |  |  | 07h30 | 4.1471 | 3.6771 | 4.42 | [23 empty] | 09h30 | 0.7 | 2.01 |  |  |  | 09h30 | 1.28 | 3.6 |  |  |  | 09h30 | 0.46 | 1.1 |  |  |  | 09h30 | 0.63 | 1.93 |  |  |  | 09h30 | 1.2 | 3.48 |  |  | 09h30 | 0.45 | 1.06 |  |  |  | 09h30 | 0.58 | 1.8 |  |  |  | 09h30 | 1.14 | 3.27 |  |  | 09h30 | 0.52 | 1.14 | 12h30 | 0 | 0 |  |  |  | 12h30 | 0.8 | 2.5
08h30 | 6.58 | 6.4543 | 6.77 |  | 08h30 | 6.0357 | 6.0314 | 6.1843 |  | 08h30 | 5.7429 | 5.7771 | 5.9014 |  | 08h30 | 2.9557 | 3.0243 | 5.3586 |  |  | 08h30 | 6.27 | 6.1914 | 6.4357 | [23 empty] | 10h30 | 0 | 0 |  |  |  | 10h30 | 1.06 | 3.07 |  |  |  | 10h30 | 0 | 0 |  |  |  | 10h30 | 0 | 0 |  |  |  | 10h30 | 0.99 | 2.96 |  |  | 10h30 | 0 | 0 |  |  |  | 10h30 | 0 | 0 |  |  |  | 10h30 | 0.92 | 2.76 |  |  | 10h30 | 0 | 0 | 13h30 | 0 | 0 |  |  |  | 13h30 | 0.69 | 2.27
09h30 | 3.76 | 4.6871 | 6.8329 |  | 09h30 | 3.5843 | 4.3614 | 6.47 |  | 09h30 | 3.5586 | 4.18 | 6.3114 |  | 09h30 | 1.9257 | 2.2157 | 5.9657 |  |  | 09h30 | 3.6243 | 4.4529 | 6.5471 | [23 empty] | 11h30 | 0 | 0 |  |  |  | 11h30 | 0.89 | 2.62 |  |  |  | 11h30 | 0 | 0 |  |  |  | 11h30 | 0 | 0 |  |  |  | 11h30 | 0.81 | 2.52 |  |  | 11h30 | 0 | 0 |  |  |  | 11h30 | 0 | 0 |  |  |  | 11h30 | 0.75 | 2.34 |  |  | 11h30 | 0 | 0 | 14h30 | 0 | 0 |  |  |  | 14h30 | 0.52 | 2.08
10h30 | 1.78 | 2.2229 | 5.7029 |  | 10h30 | 1.6743 | 2.0814 | 5.3386 |  | 10h30 | 1.6371 | 2.0343 | 5.1886 |  | 10h30 | 0.87714 | 1.08 | 4.8743 |  |  | 10h30 | 1.7086 | 2.1257 | 5.4157 | [23 empty] | 12h30 | 0 | 0 |  |  |  | 12h30 | 0.78 | 2.34 |  |  |  | 12h30 | 0 | 0 |  |  |  | 12h30 | 0 | 0 |  |  |  | 12h30 | 0.71 | 2.23 |  |  | 12h30 | 0 | 0 |  |  |  | 12h30 | 0 | 0 |  |  |  | 12h30 | 0.65 | 2.06 |  |  | 12h30 | 0 | 0 | 15h30 | 0 | 0 |  |  |  | 15h30 | 0.29 | 1.89
11h30 | 1.5157 | 1.7414 | 4.9286 |  | 11h30 | 1.4057 | 1.6243 | 4.5586 |  | 11h30 | 1.3686 | 1.5843 | 4.4071 |  | 11h30 | 0.72571 | 0.84 | 4.1114 |  |  | 11h30 | 1.4429 | 1.6614 | 4.6086 | [23 empty] | 13h30 | 0 | 0 |  |  |  | 13h30 | 0.73 | 2.19 |  |  |  | 13h30 | 0.68 | 1.99 |  |  |  | 13h30 | 0 | 0 |  |  |  | 13h30 | 0.66 | 2.08 |  |  | 13h30 | 0.64 | 1.9 |  |  |  | 13h30 | 0 | 0 |  |  |  | 13h30 | 0.59 | 1.91 |  |  | 13h30 | 0.7 | 2.1 | 16h30 | 0 | 0 |  |  |  | 16h30 | 0.29 | 1.83
12h30 | 1.3357 | 1.4657 | 4.3614 |  | 12h30 | 1.2314 | 1.3557 | 3.9871 |  | 12h30 | 1.1843 | 1.3171 | 3.8229 |  | 12h30 | 0.62143 | 0.69286 | 3.5414 |  |  | 12h30 | 1.2657 | 1.3886 | 4.0329 | [23 empty] | 14h30 | 0 | 0 |  |  |  | 14h30 | 0.72 | 2.14 |  |  |  | 14h30 | 1.18 | 3.37 |  |  |  | 14h30 | 0 | 0 |  |  |  | 14h30 | 0.64 | 2.01 |  |  | 14h30 | 1.08 | 3.13 |  |  |  | 14h30 | 0 | 0 |  |  |  | 14h30 | 0.57 | 1.84 |  |  | 14h30 | 1.24 | 3.61 | 17h30 | 0 | 0 |  |  |  | 17h30 | 0.44 | 1.97
13h30 | 3.7314 | 1.2986 | 3.9943 |  | 13h30 | 3.4886 | 1.1929 | 3.6071 |  | 13h30 | 3.3729 | 1.1457 | 3.4271 |  | 13h30 | 1.8086 | 0.6 | 3.1657 |  |  | 13h30 | 3.47 | 1.2214 | 3.6343 | [23 empty] | 15h30 | 0 | 0 |  |  |  | 15h30 | 0.72 | 2.14 |  |  |  | 15h30 | 1.19 | 3.47 |  |  |  | 15h30 | 0 | 0 |  |  |  | 15h30 | 0.63 | 2 |  |  | 15h30 | 1.06 | 3.17 |  |  |  | 15h30 | 0 | 0 |  |  |  | 15h30 | 0.57 | 1.83 |  |  | 15h30 | 1.26 | 3.77 | 18h30 | 0.81 | 2.47 |  |  |  | 18h30 | 0.58 | 2.18
14h30 | 5.46 | 1.22 | 3.82 |  | 14h30 | 4.9943 | 1.1129 | 3.42 |  | 14h30 | 4.8186 | 1.0571 | 3.2129 |  | 14h30 | 2.5443 | 0.55 | 2.9529 |  |  | 14h30 | 4.9657 | 1.1343 | 3.4557 | [23 empty] | 16h30 | 0 | 0 |  |  |  | 16h30 | 0.73 | 2.18 |  |  |  | 16h30 | 0.96 | 2.87 |  |  |  | 16h30 | 0 | 0 |  |  |  | 16h30 | 0.64 | 2.03 |  |  | 16h30 | 0.86 | 2.64 |  |  |  | 16h30 | 0 | 0 |  |  |  | 16h30 | 0.57 | 1.86 |  |  | 16h30 | 1.03 | 3.11 | 19h30 | 1.42 | 4.28 |  |  |  | 19h30 | 0.67 | 2.33
15h30 | 5.6614 | 1.1886 | 3.7629 |  | 15h30 | 5.07 | 1.08 | 3.3614 |  | 15h30 | 4.8657 | 1.0114 | 3.14 |  | 15h30 | 2.5257 | 0.52571 | 2.8843 |  |  | 15h30 | 5.0943 | 1.1014 | 3.4071 | [23 empty] | 17h30 | 0 | 0 |  |  |  | 17h30 | 0.74 | 2.22 |  |  |  | 17h30 | 0.84 | 2.59 |  |  |  | 17h30 | 0 | 0 |  |  |  | 17h30 | 0.65 | 2.06 |  |  | 17h30 | 0.76 | 2.39 |  |  |  | 17h30 | 0 | 0 |  |  |  | 17h30 | 0.58 | 1.89 |  |  | 17h30 | 0.92 | 2.82 | 20h30 | 1.4 | 4.42 |  |  |  | 20h30 | 0.73 | 2.42
16h30 | 4.9071 | 1.1829 | 3.8443 |  | 16h30 | 4.4371 | 1.0714 | 3.4486 |  | 16h30 | 4.2343 | 1.0014 | 3.1929 |  | 16h30 | 2.2014 | 0.51714 | 2.9286 |  |  | 16h30 | 4.49 | 1.0971 | 3.5129 | [23 empty] | 18h30 | 0.9 | 2.5 |  |  |  | 18h30 | 0.75 | 2.24 |  |  |  | 18h30 | 0.79 | 2.43 |  |  |  | 18h30 | 0.86 | 2.45 |  |  |  | 18h30 | 0.66 | 2.07 |  |  | 18h30 | 0.71 | 2.25 |  |  |  | 18h30 | 0.81 | 2.35 |  |  |  | 18h30 | 0.59 | 1.9 |  |  | 18h30 | 0.87 | 2.67 | 21h30 | 1.14 | 3.6 |  |  |  | 21h30 | 0.76 | 2.5
17h30 | 4.6957 | 1.2029 | 4.0429 |  | 17h30 | 4.2757 | 1.0957 | 3.66 |  | 17h30 | 4.0457 | 1.0114 | 3.3657 |  | 17h30 | 2.1071 | 0.52429 | 3.0857 |  |  | 17h30 | 4.3514 | 1.1243 | 3.7286 | [23 empty] | 19h30 | 1.63 | 4.31 |  |  |  | 19h30 | 0.75 | 2.24 |  |  |  | 19h30 | 0.75 | 2.32 |  |  |  | 19h30 | 1.54 | 4.22 |  |  |  | 19h30 | 0.66 | 2.07 |  |  | 19h30 | 0.68 | 2.15 |  |  |  | 19h30 | 1.42 | 3.95 |  |  |  | 19h30 | 0.59 | 1.9 |  |  | 19h30 | 0.84 | 2.57 | 22h30 | 1.03 | 3.22 |  |  |  | 22h30 | 0.8 | 2.54
18h30 | 4.6543 | 4.4457 | 4.2214 |  | 18h30 | 4.2757 | 4.1957 | 3.8514 |  | 18h30 | 4.0114 | 4.0414 | 3.5414 |  | 18h30 | 2.0957 | 2.1829 | 3.2514 |  |  | 18h30 | 4.3671 | 4.21 | 3.9457 | [23 empty] | 20h30 | 1.62 | 4.36 |  |  |  | 20h30 | 0.74 | 2.22 |  |  |  | 20h30 | 0.72 | 2.22 |  |  |  | 20h30 | 1.52 | 4.25 |  |  |  | 20h30 | 0.65 | 2.04 |  |  | 20h30 | 0.65 | 2.05 |  |  |  | 20h30 | 1.38 | 3.93 |  |  |  | 20h30 | 0.58 | 1.88 |  |  | 20h30 | 0.81 | 2.48 | 23h30 | 0.98 | 3.02 |  |  |  | 23h30 | 0.83 | 2.58
19h30 | 4.6329 | 6.8643 | 4.33 |  | 19h30 | 4.2929 | 6.4071 | 3.99 |  | 19h30 | 3.9986 | 6.1914 | 3.6629 |  | 19h30 | 2.0929 | 3.3157 | 3.3686 |  |  | 19h30 | 4.3943 | 6.4357 | 4.0943 | [23 empty] | 21h30 | 1.2 | 3.38 |  |  |  | 21h30 | 0.74 | 2.19 |  |  |  | 21h30 | 0.69 | 2.15 |  |  |  | 21h30 | 1.13 | 3.28 |  |  |  | 21h30 | 0.64 | 2.02 |  |  | 21h30 | 0.63 | 1.98 |  |  |  | 21h30 | 1.04 | 3.06 |  |  |  | 21h30 | 0.57 | 1.85 |  |  | 21h30 | 0.79 | 2.41 | 00h30 | 0.42 | 1.5 |  |  |  | 00h30 | 0.6 | 2.1
20h30 | 4.6157 | 7.0957 | 4.4086 |  | 20h30 | 4.2843 | 6.56 | 4.0657 |  | 20h30 | 3.9714 | 6.3229 | 3.7314 |  | 20h30 | 2.0757 | 3.3471 | 3.4314 |  |  | 20h30 | 4.4014 | 6.6271 | 4.1886 | [23 empty] | 22h30 | 1 | 2.9 |  |  |  | 22h30 | 0.73 | 2.17 |  |  |  | 22h30 | 0.67 | 2.09 |  |  |  | 22h30 | 0.94 | 2.79 |  |  |  | 22h30 | 0.64 | 2 |  |  | 22h30 | 0.61 | 1.93 |  |  |  | 22h30 | 0.86 | 2.61 |  |  |  | 22h30 | 0.57 | 1.83 |  |  | 22h30 | 0.77 | 2.36 | 01h30 | 0.14 | 0.8 |  |  |  | 01h30 | 0.22 | 1.04
21h30 | 4.5586 | 5.9057 | 4.4086 |  | 21h30 | 4.2343 | 5.5057 | 4.0714 |  | 21h30 | 3.9114 | 5.2743 | 3.7343 |  | 21h30 | 2.0414 | 2.8 | 3.4357 |  |  | 21h30 | 4.3586 | 5.5914 | 4.2043 | [23 empty] | 23h30 | 0.9 | 2.62 |  |  |  | 23h30 | 0.71 | 2.13 |  |  |  | 23h30 | 0.65 | 2.03 |  |  |  | 23h30 | 0.83 | 2.5 |  |  |  | 23h30 | 0.62 | 1.96 |  |  | 23h30 | 0.59 | 1.87 |  |  |  | 23h30 | 0.76 | 2.34 |  |  |  | 23h30 | 0.56 | 1.8 |  |  | 23h30 | 0.75 | 2.3 | 02h30 | 0.25 | 1.06 |  |  |  | 02h30 | 0.22 | 1.04
22h30 | 4.4943 | 5.3043 | 4.3871 |  | 22h30 | 4.1771 | 4.9557 | 4.0571 |  | 22h30 | 3.8457 | 4.7143 | 3.72 |  | 22h30 | 2.01 | 2.4971 | 3.4171 |  |  | 22h30 | 4.3071 | 5.0614 | 4.19 | [23 empty] | 00h30 | 0.3 | 1.04 |  |  |  | 00h30 | 0.62 | 1.98 |  |  |  | 00h30 | 0.49 | 1.56 |  |  |  | 00h30 | 0.23 | 0.91 |  |  |  | 00h30 | 0.52 | 1.81 |  |  | 00h30 | 0.44 | 1.45 |  |  |  | 00h30 | 0.18 | 0.78 |  |  |  | 00h30 | 0.46 | 1.65 |  |  | 00h30 | 0.54 | 1.73 | 03h30 | 0.32 | 1.3 |  |  |  | 03h30 | 0.28 | 1.17
23h30 | 4.4886 | 5.0086 | 4.4014 |  | 23h30 | 4.1614 | 4.6871 | 4.07 |  | 23h30 | 3.8371 | 4.4257 | 3.74 |  | 23h30 | 2.0029 | 2.3414 | 3.4314 |  |  | 23h30 | 4.3043 | 4.7957 | 4.2143 | [23 empty] | 01h30 | 0.09 | 0.49 |  |  |  | 01h30 | 0.13 | 0.65 |  |  |  | 01h30 | 0.06 | 0.46 |  |  |  | 01h30 | 0.05 | 0.41 |  |  |  | 01h30 | 0.06 | 0.51 |  |  | 01h30 | 0.03 | 0.37 |  |  |  | 01h30 | 0.02 | 0.33 |  |  |  | 01h30 | 0.02 | 0.38 |  |  | 01h30 | 0.12 | 0.64 | 04h30 | 0.39 | 1.49 |  |  |  | 04h30 | 0.3 | 1.23
[48 empty] | 02h30 | 0 | 0 |  |  |  | 02h30 | 0.13 | 0.65 |  |  |  | 02h30 | 0.06 | 0.46 |  |  |  | 02h30 | 0 | 0 |  |  |  | 02h30 | 0.06 | 0.51 |  |  | 02h30 | 0.03 | 0.37 |  |  |  | 02h30 | 0 | 0 |  |  |  | 02h30 | 0.02 | 0.38 |  |  | 02h30 | 0.12 | 0.64 | 05h30 | 0.43 | 1.59 |  |  |  | 05h30 | 0.34 | 1.35
[48 empty] | 03h30 | 0 | 0 |  |  |  | 03h30 | 0.14 | 0.62 |  |  |  | 03h30 | 0.07 | 0.49 |  |  |  | 03h30 | 0 | 0 |  |  |  | 03h30 | 0.07 | 0.49 |  |  | 03h30 | 0.04 | 0.4 |  |  |  | 03h30 | 0 | 0 |  |  |  | 03h30 | 0.04 | 0.39 |  |  | 03h30 | 0.14 | 0.68 | 06h30 | 0.45 | 1.66 |  |  |  | 06h30 | 0.38 | 1.49
[48 empty] | 04h30 | 0 | 0 |  |  |  | 04h30 | 0.14 | 0.62 |  |  |  | 04h30 | 0.07 | 0.5 |  |  |  | 04h30 | 0 | 0 |  |  |  | 04h30 | 0.07 | 0.49 |  |  | 04h30 | 0.04 | 0.41 |  |  |  | 04h30 | 0 | 0 |  |  |  | 04h30 | 0.04 | 0.39 |  |  | 04h30 | 0.14 | 0.68 | 07h30 | 0.97 | 3.07 |  |  |  | 07h30 | 0.9 | 2.92
[48 empty] | 05h30 | 0 | 0 |  |  |  | 05h30 | 0.17 | 0.7 |  |  |  | 05h30 | 0.11 | 0.6 |  |  |  | 05h30 | 0 | 0 |  |  |  | 05h30 | 0.1 | 0.58 |  |  | 05h30 | 0.06 | 0.5 |  |  |  | 05h30 | 0 | 0 |  |  |  | 05h30 | 0.05 | 0.48 |  |  | 05h30 | 0.18 | 0.8 | 08h30 | 1.32 | 3.94 |  |  |  | 08h30 | 1.27 | 3.82
[48 empty] | 06h30 | 0 | 0 |  |  |  | 06h30 | 0.18 | 0.76 |  |  |  | 06h30 | 0.14 | 0.7 |  |  |  | 06h30 | 0 | 0 |  |  |  | 06h30 | 0.13 | 0.64 |  |  | 06h30 | 0.1 | 0.57 |  |  |  | 06h30 | 0 | 0 |  |  |  | 06h30 | 0.08 | 0.54 |  |  | 06h30 | 0.22 | 0.92 | 09h30 | 0.66 | 2.09 |  |  |  | 09h30 | 1.1 | 3.69
[48 empty] | 07h30 | 0 | 0 |  |  |  | 07h30 | 0.63 | 1.99 |  |  |  | 07h30 | 0.54 | 1.92 |  |  |  | 07h30 | 0 | 0 |  |  |  | 07h30 | 0.51 | 1.83 |  |  | 07h30 | 0.45 | 1.68 |  |  |  | 07h30 | 0 | 0 |  |  |  | 07h30 | 0.48 | 1.57 |  |  | 07h30 | 0.69 | 2.22 | 10h30 | 0 | 0 |  |  |  | 10h30 | 0.67 | 3.11
[48 empty] | 08h30 | 0.71 | 2.12 |  |  |  | 08h30 | 0.99 | 2.84 |  |  |  | 08h30 | 0.91 | 2.76 |  |  |  | 08h30 | 0.66 | 2.05 |  |  |  | 08h30 | 0.87 | 2.68 |  |  | 08h30 | 0.8 | 2.53 |  |  |  | 08h30 | 0.63 | 1.96 |  |  |  | 08h30 | 0.81 | 2.41 |  |  | 08h30 | 1.05 | 3.05 | 11h30 | 0 | 0 |  |  |  | 11h30 | 0.24 | 2.66
[48 empty] | 09h30 | 1.33 | 3.68 |  |  |  | 09h30 | 1.04 | 2.89 |  |  |  | 09h30 | 1 | 2.82 |  |  |  | 09h30 | 1.22 | 3.51 |  |  |  | 09h30 | 0.99 | 2.79 |  |  | 09h30 | 0.94 | 2.68 |  |  |  | 09h30 | 1.13 | 3.31 |  |  |  | 09h30 | 0.89 | 2.66 |  |  | 09h30 | 1.06 | 3.03 | 12h30 | 0 | 0 |  |  |  | 12h30 | 0.24 | 2.32
|  |  |  | Base Case (in a typical Winter_2 day) | [12 empty] | Base Case (in a typical Winter_2 day) | [30 empty] | 10h30 | 1.38 | 3.77 |  |  |  | 10h30 | 0.88 | 2.5 |  |  |  | 10h30 | 0.83 | 2.42 |  |  |  | 10h30 | 1.26 | 3.58 |  |  |  | 10h30 | 0.82 | 2.39 |  |  | 10h30 | 0.77 | 2.28 |  |  |  | 10h30 | 1.15 | 3.34 |  |  |  | 10h30 | 0.74 | 2.26 |  |  | 10h30 | 0.89 | 2.62 | 13h30 | 0 | 0 |  |  |  | 13h30 | 0.07 | 2.03
| Victorian Detached |  |  |  |  | Victorian Terrace |  |  |  |  | Victorian Top/Ground Flat |  |  |  |  | Victorian Mid Flat | [5 empty] | Victorian Semi-detached | [25 empty] | 11h30 | 1.04 | 2.93 |  |  |  | 11h30 | 0.77 | 2.26 |  |  |  | 11h30 | 0.72 | 2.16 |  |  |  | 11h30 | 0.95 | 2.79 |  |  |  | 11h30 | 0.71 | 2.14 |  |  | 11h30 | 0.66 | 2.02 |  |  |  | 11h30 | 0.87 | 2.62 |  |  |  | 11h30 | 0.64 | 2.01 |  |  | 11h30 | 0.78 | 2.37 | 14h30 | 0 | 0 |  |  |  | 14h30 | 0.07 | 1.87
[48 empty] | 12h30 | 0.86 | 2.49 |  |  |  | 12h30 | 0.71 | 2.08 |  |  |  | 12h30 | 0.64 | 1.97 |  |  |  | 12h30 | 0.78 | 2.36 |  |  |  | 12h30 | 0.64 | 1.96 |  |  | 12h30 | 0.59 | 1.84 |  |  |  | 12h30 | 0.72 | 2.22 |  |  |  | 12h30 | 0.58 | 1.83 |  |  | 12h30 | 0.72 | 2.19 | 15h30 | 0 | 0 |  |  |  | 15h30 | 0.13 | 1.82
| Occupancy type 1 | Occupancy type 2 | Occupancy type 3 |  |  | Occupancy type 1 | Occupancy type 2 | Occupancy type 3 |  |  | Occupancy type 1 | Occupancy type 2 | Occupancy type 3 |  |  | Occupancy type 1 | Occupancy type 2 | Occupancy type 3 |  |  |  | Occupancy type 1 | Occupancy type 2 | Occupancy type 3 | [23 empty] | 13h30 | 0.76 | 2.22 |  |  |  | 13h30 | 0.66 | 1.95 |  |  |  | 13h30 | 0.59 | 1.83 |  |  |  | 13h30 | 0.69 | 2.09 |  |  |  | 13h30 | 0.59 | 1.82 |  |  | 13h30 | 0.54 | 1.7 |  |  |  | 13h30 | 0.63 | 1.96 |  |  |  | 13h30 | 0.53 | 1.69 |  |  | 13h30 | 0.67 | 2.05 | 16h30 | 0 | 0 |  |  |  | 16h30 | 0.16 | 1.85
| kW | kW | kW |  |  | kW | kW | kW |  |  | kW | kW | kW |  |  | kW | kW | kW |  |  |  | kW | kW | kW | [23 empty] | 14h30 | 0.69 | 2.04 |  |  |  | 14h30 | 0.62 | 1.84 |  |  |  | 14h30 | 0.55 | 1.71 |  |  |  | 14h30 | 0.62 | 1.9 |  |  |  | 14h30 | 0.55 | 1.7 |  |  | 14h30 | 0.5 | 1.59 |  |  |  | 14h30 | 0.57 | 1.78 |  |  |  | 14h30 | 0.49 | 1.58 |  |  | 14h30 | 0.63 | 1.94 | 17h30 | 0 | 0 |  |  |  | 17h30 | 0.27 | 2.02
[48 empty] | 15h30 | 0.64 | 1.88 |  |  |  | 15h30 | 0.59 | 1.74 |  |  |  | 15h30 | 0.51 | 1.6 |  |  |  | 15h30 | 0.56 | 1.73 |  |  |  | 15h30 | 0.51 | 1.59 |  |  | 15h30 | 0.47 | 1.49 |  |  |  | 15h30 | 0.52 | 1.63 |  |  |  | 15h30 | 0.46 | 1.47 |  |  | 15h30 | 0.59 | 1.83 | 18h30 | 0.59 | 2.34 |  |  |  | 18h30 | 0.43 | 2.21
00h30 | 5.1457 | 3.48 | 5.9671 |  | 00h30 | 4.4471 | 2.8671 | 5.1671 |  | 00h30 | 4.33 | 2.5686 | 5.0071 |  | 00h30 | 3.3771 | 1.6129 | 3.8657 |  |  | 00h30 | 3.62 | 2.0129 | 4.2329 | [23 empty] | 16h30 | 0.6 | 1.78 |  |  |  | 16h30 | 0.56 | 1.67 |  |  |  | 16h30 | 0.49 | 1.53 |  |  |  | 16h30 | 0.53 | 1.62 |  |  |  | 16h30 | 0.48 | 1.52 |  |  | 16h30 | 0.44 | 1.41 |  |  |  | 16h30 | 0.48 | 1.52 |  |  |  | 16h30 | 0.43 | 1.4 |  |  | 16h30 | 0.57 | 1.76 | 19h30 | 1.02 | 3.96 |  |  |  | 19h30 | 0.56 | 2.3
01h30 | 2.6514 | 1.6843 | 3.0243 |  | 01h30 | 1.9686 | 1.1586 | 2.2414 |  | 01h30 | 1.8629 | 1.03 | 2.1086 |  | 01h30 | 1.0414 | 0.4 | 1.1471 |  |  | 01h30 | 1.7929 | 0.96143 | 2.04 | [23 empty] | 17h30 | 0.59 | 1.75 |  |  |  | 17h30 | 0.55 | 1.66 |  |  |  | 17h30 | 0.48 | 1.52 |  |  |  | 17h30 | 0.51 | 1.59 |  |  |  | 17h30 | 0.48 | 1.51 |  |  | 17h30 | 0.43 | 1.4 |  |  |  | 17h30 | 0.46 | 1.49 |  |  |  | 17h30 | 0.43 | 1.39 |  |  | 17h30 | 0.56 | 1.75 | 20h30 | 1.07 | 4.08 |  |  |  | 20h30 | 0.65 | 2.39
02h30 | 2.6943 | 2.1686 | 3.0243 |  | 02h30 | 1.9771 | 1.5957 | 2.2414 |  | 02h30 | 1.8829 | 1.5514 | 2.1086 |  | 02h30 | 1.0414 | 0.84714 | 1.1471 |  |  | 02h30 | 1.8171 | 1.4443 | 2.04 | [23 empty] | 18h30 | 0.58 | 1.76 |  |  |  | 18h30 | 0.56 | 1.68 |  |  |  | 18h30 | 0.48 | 1.53 |  |  |  | 18h30 | 0.5 | 1.58 |  |  |  | 18h30 | 0.48 | 1.52 |  |  | 18h30 | 0.43 | 1.41 |  |  |  | 18h30 | 0.46 | 1.48 |  |  |  | 18h30 | 0.43 | 1.4 |  |  | 18h30 | 0.57 | 1.77 | 21h30 | 0.98 | 3.42 |  |  |  | 21h30 | 0.72 | 2.48
03h30 | 2.9129 | 2.5971 | 2.97 |  | 03h30 | 2.1114 | 1.94 | 2.1829 |  | 03h30 | 2.1414 | 1.9586 | 2.1871 |  | 03h30 | 1.19 | 1.12 | 1.2143 |  |  | 03h30 | 1.9871 | 1.7986 | 2.0243 | [23 empty] | 19h30 | 0.58 | 1.75 |  |  |  | 19h30 | 0.56 | 1.68 |  |  |  | 19h30 | 0.48 | 1.52 |  |  |  | 19h30 | 0.5 | 1.57 |  |  |  | 19h30 | 0.48 | 1.52 |  |  | 19h30 | 0.43 | 1.41 |  |  |  | 19h30 | 0.45 | 1.47 |  |  |  | 19h30 | 0.43 | 1.4 |  |  | 19h30 | 0.57 | 1.77 | 22h30 | 0.95 | 3.13 |  |  |  | 22h30 | 0.78 | 2.56
04h30 | 3.16 | 2.7214 | 3.1014 |  | 04h30 | 2.29 | 2.0886 | 2.27 |  | 04h30 | 2.3957 | 2.1529 | 2.3471 |  | 04h30 | 1.3686 | 1.3514 | 1.3329 |  |  | 04h30 | 2.2 | 1.9429 | 2.1557 | [23 empty] | 20h30 | 0.58 | 1.74 |  |  |  | 20h30 | 0.56 | 1.69 |  |  |  | 20h30 | 0.48 | 1.52 |  |  |  | 20h30 | 0.5 | 1.56 |  |  |  | 20h30 | 0.48 | 1.52 |  |  | 20h30 | 0.43 | 1.41 |  |  |  | 20h30 | 0.45 | 1.46 |  |  |  | 20h30 | 0.43 | 1.4 |  |  | 20h30 | 0.57 | 1.77 | 23h30 | 0.92 | 3.01 |  |  |  | 23h30 | 0.81 | 2.64
05h30 | 3.2157 | 2.75 | 3.14 |  | 05h30 | 2.3871 | 2.1371 | 2.3186 |  | 05h30 | 2.54 | 2.2429 | 2.4671 |  | 05h30 | 1.5786 | 1.4871 | 1.5071 |  |  | 05h30 | 2.2857 | 1.9843 | 2.2329 | [23 empty] | 21h30 | 0.58 | 1.74 |  |  |  | 21h30 | 0.57 | 1.69 |  |  |  | 21h30 | 0.49 | 1.53 |  |  |  | 21h30 | 0.5 | 1.56 |  |  |  | 21h30 | 0.48 | 1.53 |  |  | 21h30 | 0.44 | 1.42 |  |  |  | 21h30 | 0.45 | 1.46 |  |  |  | 21h30 | 0.43 | 1.41 |  |  | 21h30 | 0.58 | 1.78 | 00h30 | 0.36 | 1.51 |  |  |  | 00h30 | 0.47 | 2.23
06h30 | 3.2043 | 2.6843 | 3.1857 |  | 06h30 | 2.3886 | 2.0886 | 2.3714 |  | 06h30 | 2.5743 | 2.2086 | 2.5214 |  | 06h30 | 1.69 | 1.5286 | 1.6171 |  |  | 06h30 | 2.2943 | 1.9343 | 2.2771 | [23 empty] | 22h30 | 0.58 | 1.74 |  |  |  | 22h30 | 0.57 | 1.69 |  |  |  | 22h30 | 0.49 | 1.53 |  |  |  | 22h30 | 0.5 | 1.55 |  |  |  | 22h30 | 0.48 | 1.52 |  |  | 22h30 | 0.44 | 1.41 |  |  |  | 22h30 | 0.45 | 1.45 |  |  |  | 22h30 | 0.43 | 1.41 |  |  | 22h30 | 0.58 | 1.78 | 01h30 | 0.1 | 0.84 |  |  |  | 01h30 | 0.17 | 1.13
07h30 | 5.8214 | 4.8014 | 6.1214 |  | 07h30 | 4.8929 | 4.1414 | 5.3314 |  | 07h30 | 5.1 | 4.2614 | 5.5086 |  | 07h30 | 4.1071 | 3.5229 | 4.4586 |  |  | 07h30 | 4.17 | 3.44 | 4.6329 | [23 empty] | 23h30 | 0.58 | 1.74 |  |  |  | 23h30 | 0.57 | 1.7 |  |  |  | 23h30 | 0.49 | 1.53 |  |  |  | 23h30 | 0.5 | 1.55 |  |  |  | 23h30 | 0.48 | 1.53 |  |  | 23h30 | 0.44 | 1.42 |  |  |  | 23h30 | 0.45 | 1.45 |  |  |  | 23h30 | 0.43 | 1.41 |  |  | 23h30 | 0.58 | 1.78 | 02h30 | 0.24 | 1.12 |  |  |  | 02h30 | 0.18 | 1.13
08h30 | 7.9343 | 7.4371 | 8.1143 |  | 08h30 | 7 | 6.72 | 7.2214 |  | 08h30 | 7.17 | 6.7971 | 7.39 |  | 08h30 | 6.1886 | 5.9514 | 6.38 |  |  | 08h30 | 5.5943 | 5.2871 | 5.85 | [23 empty] | 00h30 | 0.1 | 0.25 |  |  |  | 00h30 | 0.48 | 1.51 |  |  |  | 00h30 | 0.4 | 1.35 |  |  |  | 00h30 | 0.08 | 0.19 |  |  |  | 00h30 | 0.39 | 1.36 |  |  | 00h30 | 0.35 | 1.24 |  |  |  | 00h30 | 0.06 | 0.17 |  |  |  | 00h30 | 0.34 | 1.25 |  |  | 00h30 | 0.48 | 1.58 | 03h30 | 0.33 | 1.34 |  |  |  | 03h30 | 0.27 | 1.24
09h30 | 4.3486 | 5.5371 | 7.9114 |  | 09h30 | 3.9729 | 4.9971 | 7.0729 |  | 09h30 | 4.0771 | 5.0829 | 7.13 |  | 09h30 | 3.73 | 4.4343 | 6.3214 |  |  | 09h30 | 3.3343 | 4.1557 | 6.3229 | [23 empty] | 01h30 | 0 | 0 |  |  |  | 01h30 | 0.04 | 0.36 |  |  |  | 01h30 | 0 | 0.23 |  |  |  | 01h30 | 0 | 0 |  |  |  | 01h30 | 0 | 0.23 |  |  | 01h30 | 0 | 0.15 |  |  |  | 01h30 | 0 | 0 |  |  |  | 01h30 | 0 | 0.14 |  |  | 01h30 | 0.04 | 0.42 | 04h30 | 0.4 | 1.54 |  |  |  | 04h30 | 0.34 | 1.3
10h30 | 2.6843 | 3.0357 | 7.0857 |  | 10h30 | 2.37 | 2.69 | 6.2557 |  | 10h30 | 2.4029 | 2.8314 | 6.1371 |  | 10h30 | 2.0529 | 2.4514 | 5.2757 |  |  | 10h30 | 2.4071 | 2.6643 | 6.2014 | [23 empty] | 02h30 | 0.06 | 0.35 |  |  |  | 02h30 | 0.04 | 0.36 |  |  |  | 02h30 | 0 | 0.23 |  |  |  | 02h30 | 0 | 0.22 |  |  |  | 02h30 | 0 | 0.23 |  |  | 02h30 | 0 | 0.15 |  |  |  | 02h30 | 0 | 0.15 |  |  |  | 02h30 | 0 | 0.14 |  |  | 02h30 | 0.04 | 0.42 | 05h30 | 0.46 | 1.67 |  |  |  | 05h30 | 0.39 | 1.44
11h30 | 2.5014 | 2.5929 | 6.6514 |  | 11h30 | 2.1871 | 2.3014 | 5.8314 |  | 11h30 | 2.1771 | 2.3314 | 5.6014 |  | 11h30 | 1.8229 | 1.9757 | 4.7014 |  |  | 11h30 | 2.2314 | 2.32 | 5.7929 | [23 empty] | 03h30 | 0.07 | 0.46 |  |  |  | 03h30 | 0.08 | 0.43 |  |  |  | 03h30 | 0.01 | 0.29 |  |  |  | 03h30 | 0 | 0.3 |  |  |  | 03h30 | 0.01 | 0.29 |  |  | 03h30 | 0 | 0.21 |  |  |  | 03h30 | 0 | 0.21 |  |  |  | 03h30 | 0 | 0.21 |  |  | 03h30 | 0.08 | 0.49 | 06h30 | 0.49 | 1.72 |  |  |  | 06h30 | 0.43 | 1.56
12h30 | 2.4471 | 2.4757 | 6.3857 |  | 12h30 | 2.1343 | 2.1914 | 5.5771 |  | 12h30 | 2.1014 | 2.1671 | 5.2971 |  | 12h30 | 1.7343 | 1.8 | 4.3743 |  |  | 12h30 | 2.1871 | 2.22 | 5.5343 | [23 empty] | 04h30 | 0.1 | 0.53 |  |  |  | 04h30 | 0.08 | 0.43 |  |  |  | 04h30 | 0.01 | 0.29 |  |  |  | 04h30 | 0.03 | 0.4 |  |  |  | 04h30 | 0.01 | 0.29 |  |  | 04h30 | 0 | 0.21 |  |  |  | 04h30 | 0 | 0.31 |  |  |  | 04h30 | 0 | 0.21 |  |  | 04h30 | 0.08 | 0.49 | 07h30 | 1 | 3.09 |  |  |  | 07h30 | 0.95 | 2.94
13h30 | 5.0443 | 2.4386 | 6.1386 |  | 13h30 | 4.4657 | 2.1529 | 5.3443 |  | 13h30 | 4.49 | 2.1014 | 5.0343 |  | 13h30 | 3.7986 | 1.7257 | 4.1086 |  |  | 13h30 | 4.4514 | 2.1843 | 5.28 | [23 empty] | 05h30 | 0.13 | 0.61 |  |  |  | 05h30 | 0.1 | 0.5 |  |  |  | 05h30 | 0.03 | 0.37 |  |  |  | 05h30 | 0.07 | 0.47 |  |  |  | 05h30 | 0.03 | 0.37 |  |  | 05h30 | 0 | 0.28 |  |  |  | 05h30 | 0.02 | 0.4 |  |  |  | 05h30 | 0 | 0.28 |  |  | 05h30 | 0.11 | 0.56 | 08h30 | 1.36 | 3.94 |  |  |  | 08h30 | 1.32 | 3.82
14h30 | 6.8586 | 2.3829 | 5.8957 |  | 14h30 | 6.0743 | 2.0971 | 5.1157 |  | 14h30 | 6.0771 | 2.0429 | 4.81 |  | 14h30 | 5.2143 | 1.6614 | 3.8814 |  |  | 14h30 | 5.9429 | 2.1314 | 5.0386 | [23 empty] | 06h30 | 0.16 | 0.7 |  |  |  | 06h30 | 0.12 | 0.56 |  |  |  | 06h30 | 0.07 | 0.46 |  |  |  | 06h30 | 0.1 | 0.55 |  |  |  | 06h30 | 0.07 | 0.46 |  |  | 06h30 | 0.02 | 0.39 |  |  |  | 06h30 | 0.06 | 0.46 |  |  |  | 06h30 | 0.02 | 0.38 |  |  | 06h30 | 0.13 | 0.64 | 09h30 | 0.64 | 2.05 |  |  |  | 09h30 | 1.28 | 3.73
15h30 | 7.1271 | 2.3486 | 5.8329 |  | 15h30 | 6.3329 | 2.0629 | 5.0814 |  | 15h30 | 6.1743 | 2.0057 | 4.7343 |  | 15h30 | 5.3129 | 1.6171 | 3.8257 |  |  | 15h30 | 6.0829 | 2.0957 | 4.9857 | [23 empty] | 07h30 | 0.2 | 0.79 |  |  |  | 07h30 | 0.54 | 1.77 |  |  |  | 07h30 | 0.11 | 0.56 |  |  |  | 07h30 | 0.14 | 0.66 |  |  |  | 07h30 | 0.45 | 1.56 |  |  | 07h30 | 0.07 | 0.47 |  |  |  | 07h30 | 0.1 | 0.54 |  |  |  | 07h30 | 0.46 | 1.31 |  |  | 07h30 | 0.17 | 0.76 | 10h30 | 0 | 0 |  |  |  | 10h30 | 1.01 | 3.19
16h30 | 6.4071 | 2.3657 | 5.9986 |  | 16h30 | 5.7629 | 2.0771 | 5.2671 |  | 16h30 | 5.4543 | 2.0143 | 4.9043 |  | 16h30 | 4.5557 | 1.6171 | 3.9186 |  |  | 16h30 | 5.58 | 2.1114 | 5.1857 | [23 empty] | 08h30 | 0.67 | 2.05 |  |  |  | 08h30 | 0.92 | 2.65 |  |  |  | 08h30 | 0.49 | 1.75 |  |  |  | 08h30 | 0.56 | 1.88 |  |  |  | 08h30 | 0.81 | 2.44 |  |  | 08h30 | 0.46 | 1.49 |  |  |  | 08h30 | 0.45 | 1.69 |  |  |  | 08h30 | 0.79 | 2.19 |  |  | 08h30 | 0.63 | 2.04 | 11h30 | 0 | 0 |  |  |  | 11h30 | 0.81 | 2.74
17h30 | 6.3286 | 2.37 | 6.1886 |  | 17h30 | 5.7229 | 2.0786 | 5.4671 |  | 17h30 | 5.3129 | 2.0214 | 5.0829 |  | 17h30 | 4.3371 | 1.6043 | 4.0243 |  |  | 17h30 | 5.5771 | 2.1186 | 5.4071 | [23 empty] | 09h30 | 1.04 | 2.88 |  |  |  | 09h30 | 1.01 | 2.77 |  |  |  | 09h30 | 0.86 | 2.6 |  |  |  | 09h30 | 0.93 | 2.71 |  |  |  | 09h30 | 0.94 | 2.66 |  |  | 09h30 | 0.81 | 2.35 |  |  |  | 09h30 | 0.82 | 2.52 |  |  |  | 09h30 | 0.83 | 2.56 |  |  | 09h30 | 1.01 | 2.89 | 12h30 | 0 | 0 |  |  |  | 12h30 | 0.73 | 2.45
18h30 | 6.3957 | 5.0943 | 6.3343 |  | 18h30 | 5.7729 | 4.72 | 5.5957 |  | 18h30 | 5.3486 | 4.6971 | 5.2229 |  | 18h30 | 4.3014 | 4.1014 | 4.11 |  |  | 18h30 | 5.67 | 4.5729 | 5.5614 | [23 empty] | 10h30 | 1.04 | 2.83 |  |  |  | 10h30 | 0.84 | 2.36 |  |  |  | 10h30 | 0.98 | 2.68 |  |  |  | 10h30 | 0.98 | 2.72 |  |  |  | 10h30 | 0.77 | 2.25 |  |  | 10h30 | 0.89 | 2.58 |  |  |  | 10h30 | 0.94 | 2.6 |  |  |  | 10h30 | 0.69 | 2.14 |  |  | 10h30 | 1.03 | 2.87 | 13h30 | 0 | 0 |  |  |  | 13h30 | 0.7 | 2.3
19h30 | 6.4986 | 7.5057 | 6.4571 |  | 19h30 | 5.8314 | 6.94 | 5.6857 |  | 19h30 | 5.4214 | 6.9086 | 5.3343 |  | 19h30 | 4.3229 | 5.9957 | 4.1857 |  |  | 19h30 | 5.0186 | 5.9229 | 4.9371 | [23 empty] | 11h30 | 0.82 | 2.3 |  |  |  | 11h30 | 0.7 | 2.04 |  |  |  | 11h30 | 0.75 | 2.17 |  |  |  | 11h30 | 0.76 | 2.19 |  |  |  | 11h30 | 0.64 | 1.93 |  |  | 11h30 | 0.69 | 2.06 |  |  |  | 11h30 | 0.72 | 2.08 |  |  |  | 11h30 | 0.58 | 1.82 |  |  | 11h30 | 0.8 | 2.35 | 14h30 | 0 | 0 |  |  |  | 14h30 | 0.7 | 2.25
20h30 | 6.6129 | 8.1386 | 6.5843 |  | 20h30 | 5.9 | 7.4429 | 5.7814 |  | 20h30 | 5.5114 | 7.3029 | 5.4514 |  | 20h30 | 4.3714 | 6.1986 | 4.28 |  |  | 20h30 | 4.3514 | 5.6729 | 4.42 | [23 empty] | 12h30 | 0.65 | 1.9 |  |  |  | 12h30 | 0.59 | 1.74 |  |  |  | 12h30 | 0.59 | 1.77 |  |  |  | 12h30 | 0.59 | 1.79 |  |  |  | 12h30 | 0.53 | 1.63 |  |  | 12h30 | 0.53 | 1.67 |  |  |  | 12h30 | 0.55 | 1.69 |  |  |  | 12h30 | 0.47 | 1.53 |  |  | 12h30 | 0.61 | 1.94 | 15h30 | 0 | 0 |  |  |  | 15h30 | 0.71 | 2.25
21h30 | 6.7043 | 7.1657 | 6.6886 |  | 21h30 | 5.9514 | 6.54 | 5.8543 |  | 21h30 | 5.5986 | 6.28 | 5.54 |  | 21h30 | 4.4171 | 5.21 | 4.3386 |  |  | 21h30 | 4.39 | 4.86 | 4.41 | [23 empty] | 13h30 | 0.56 | 1.66 |  |  |  | 13h30 | 0.52 | 1.56 |  |  |  | 13h30 | 0.49 | 1.53 |  |  |  | 13h30 | 0.5 | 1.55 |  |  |  | 13h30 | 0.46 | 1.44 |  |  | 13h30 | 0.45 | 1.44 |  |  |  | 13h30 | 0.46 | 1.45 |  |  |  | 13h30 | 0.41 | 1.34 |  |  | 13h30 | 0.5 | 1.71 | 16h30 | 0 | 0 |  |  |  | 16h30 | 0.73 | 2.29
22h30 | 6.7657 | 6.9171 | 6.7543 |  | 22h30 | 5.9786 | 6.2686 | 5.8943 |  | 22h30 | 5.6486 | 5.9343 | 5.5986 |  | 22h30 | 4.4386 | 4.8229 | 4.3771 |  |  | 22h30 | 4.4243 | 4.6186 | 4.4543 | [23 empty] | 14h30 | 0.49 | 1.51 |  |  |  | 14h30 | 0.47 | 1.44 |  |  |  | 14h30 | 0.43 | 1.38 |  |  |  | 14h30 | 0.43 | 1.39 |  |  |  | 14h30 | 0.4 | 1.31 |  |  | 14h30 | 0.38 | 1.28 |  |  |  | 14h30 | 0.4 | 1.3 |  |  |  | 14h30 | 0.36 | 1.22 |  |  | 14h30 | 0.41 | 1.56 | 17h30 | 0 | 0 |  |  |  | 17h30 | 0.74 | 2.33
23h30 | 6.8271 | 6.9086 | 6.8257 |  | 23h30 | 6.0114 | 6.2243 | 5.9357 |  | 23h30 | 5.7029 | 5.86 | 5.6629 |  | 23h30 | 4.4814 | 4.7243 | 4.4271 |  |  | 23h30 | 4.4657 | 4.5829 | 4.4557 | [23 empty] | 15h30 | 0.45 | 1.43 |  |  |  | 15h30 | 0.43 | 1.37 |  |  |  | 15h30 | 0.38 | 1.28 |  |  |  | 15h30 | 0.38 | 1.29 |  |  |  | 15h30 | 0.36 | 1.24 |  |  | 15h30 | 0.34 | 1.19 |  |  |  | 15h30 | 0.35 | 1.2 |  |  |  | 15h30 | 0.32 | 1.14 |  |  | 15h30 | 0.34 | 1.47 | 18h30 | 0.9 | 2.55 |  |  |  | 18h30 | 0.76 | 2.35
[48 empty] | 16h30 | 0.45 | 1.46 |  |  |  | 16h30 | 0.43 | 1.42 |  |  |  | 16h30 | 0.37 | 1.3 |  |  |  | 16h30 | 0.38 | 1.31 |  |  |  | 16h30 | 0.36 | 1.27 |  |  | 16h30 | 0.34 | 1.2 |  |  |  | 16h30 | 0.34 | 1.22 |  |  |  | 16h30 | 0.32 | 1.17 |  |  | 16h30 | 0.37 | 1.5 | 19h30 | 1.63 | 4.44 |  |  |  | 19h30 | 0.76 | 2.35
[48 empty] | 17h30 | 0.47 | 1.56 |  |  |  | 17h30 | 0.46 | 1.53 |  |  |  | 17h30 | 0.39 | 1.38 |  |  |  | 17h30 | 0.4 | 1.39 |  |  |  | 17h30 | 0.39 | 1.36 |  |  | 17h30 | 0.35 | 1.28 |  |  |  | 17h30 | 0.36 | 1.29 |  |  |  | 17h30 | 0.34 | 1.25 |  |  | 17h30 | 0.43 | 1.6 | 20h30 | 1.62 | 4.53 |  |  |  | 20h30 | 0.75 | 2.32
[48 empty] | 18h30 | 0.55 | 1.76 |  |  |  | 18h30 | 0.54 | 1.73 |  |  |  | 18h30 | 0.47 | 1.56 |  |  |  | 18h30 | 0.47 | 1.57 |  |  |  | 18h30 | 0.46 | 1.54 |  |  | 18h30 | 0.42 | 1.45 |  |  |  | 18h30 | 0.43 | 1.46 |  |  |  | 18h30 | 0.41 | 1.43 |  |  | 18h30 | 0.53 | 1.81 | 21h30 | 1.21 | 3.49 |  |  |  | 21h30 | 0.75 | 2.3
[48 empty] | 19h30 | 0.64 | 1.97 |  |  |  | 19h30 | 0.63 | 1.95 |  |  |  | 19h30 | 0.55 | 1.76 |  |  |  | 19h30 | 0.55 | 1.76 |  |  |  | 19h30 | 0.54 | 1.74 |  |  | 19h30 | 0.49 | 1.63 |  |  |  | 19h30 | 0.5 | 1.64 |  |  |  | 19h30 | 0.49 | 1.61 |  |  | 19h30 | 0.63 | 2.03 | 22h30 | 1.01 | 3 |  |  |  | 22h30 | 0.74 | 2.28
[48 empty] | 20h30 | 0.69 | 2.11 |  |  |  | 20h30 | 0.69 | 2.09 |  |  |  | 20h30 | 0.6 | 1.89 |  |  |  | 20h30 | 0.6 | 1.89 |  |  |  | 20h30 | 0.59 | 1.88 |  |  | 20h30 | 0.54 | 1.75 |  |  |  | 20h30 | 0.55 | 1.76 |  |  |  | 20h30 | 0.53 | 1.74 |  |  | 20h30 | 0.69 | 2.17 | 23h30 | 0.9 | 2.71 |  |  |  | 23h30 | 0.72 | 2.24
[48 empty] | 21h30 | 0.73 | 2.21 |  |  |  | 21h30 | 0.73 | 2.19 |  |  |  | 21h30 | 0.63 | 1.97 |  |  |  | 21h30 | 0.63 | 1.98 |  |  |  | 21h30 | 0.63 | 1.97 |  |  | 21h30 | 0.57 | 1.83 |  |  |  | 21h30 | 0.58 | 1.84 |  |  |  | 21h30 | 0.57 | 1.82 |  |  | 21h30 | 0.74 | 2.26 | 00h30 | 0.31 | 1.12 |  |  |  | 00h30 | 0.56 | 2.06
[48 empty] | 22h30 | 0.75 | 2.25 |  |  |  | 22h30 | 0.74 | 2.24 |  |  |  | 22h30 | 0.65 | 2.02 |  |  |  | 22h30 | 0.65 | 2.02 |  |  |  | 22h30 | 0.64 | 2.01 |  |  | 22h30 | 0.59 | 1.87 |  |  |  | 22h30 | 0.59 | 1.88 |  |  |  | 22h30 | 0.58 | 1.86 |  |  | 22h30 | 0.76 | 2.31 | 01h30 | 0.09 | 0.54 |  |  |  | 01h30 | 0.12 | 0.73
[48 empty] | 23h30 | 0.77 | 2.29 |  |  |  | 23h30 | 0.76 | 2.28 |  |  |  | 23h30 | 0.66 | 2.06 |  |  |  | 23h30 | 0.66 | 2.06 |  |  |  | 23h30 | 0.66 | 2.05 |  |  | 23h30 | 0.6 | 1.91 |  |  |  | 23h30 | 0.6 | 1.91 |  |  |  | 23h30 | 0.6 | 1.9 |  |  | 23h30 | 0.77 | 2.36 | 02h30 | 0 | 0 |  |  |  | 02h30 | 0.12 | 0.73
|  |  |  | Best Case (in a typical winter_2 day) | [12 empty] | Best Case (in a typical winter_2 day) | [79 empty] | 03h30 | 0 | 0 |  |  |  | 03h30 | 0.13 | 0.7
| Victorian Detached |  |  |  |  | Victorian Terrace |  |  |  |  | Victorian Top/Ground Flat |  |  |  |  | Victorian Mid Flat | [5 empty] | Victorian Semi-detached | [74 empty] | 04h30 | 0 | 0 |  |  |  | 04h30 | 0.13 | 0.7
[97 empty] | 05h30 | 0 | 0 |  |  |  | 05h30 | 0.17 | 0.76
| Occupancy type 1 | Occupancy type 2 | Occupancy type 3 |  |  | Occupancy type 1 | Occupancy type 2 | Occupancy type 3 |  |  | Occupancy type 1 | Occupancy type 2 | Occupancy type 3 |  |  | Occupancy type 1 | Occupancy type 2 | Occupancy type 3 |  |  |  | Occupancy type 1 | Occupancy type 2 | Occupancy type 3 | [72 empty] | 06h30 | 0 | 0 |  |  |  | 06h30 | 0.2 | 0.87
| kW | kW | kW |  |  | kW | kW | kW |  |  | kW | kW | kW |  |  | kW | kW | kW |  |  |  | kW | kW | kW | [72 empty] | 07h30 | 0 | 0 |  |  |  | 07h30 | 0.65 | 2.13
[97 empty] | 08h30 | 0.71 | 2.17 |  |  |  | 08h30 | 1.02 | 2.98
00h30 | 2.9129 | 1.2986 | 3.2657 |  | 00h30 | 2.6986 | 1.1757 | 3.0086 |  | 00h30 | 2.46 | 1.0457 | 2.7343 |  | 00h30 | 2.2629 | 0.94286 | 2.5186 |  |  | 00h30 | 2.7771 | 1.2386 | 3.1171 | [72 empty] | 09h30 | 1.34 | 3.79 |  |  |  | 09h30 | 1.05 | 3
01h30 | 0.58 | 0.18857 | 0.62571 |  | 01h30 | 0.45429 | 0.12714 | 0.44714 |  | 01h30 | 0.34571 | 0.062857 | 0.33857 |  | 01h30 | 0.28857 | 0.034286 | 0.28 |  |  | 01h30 | 0.50429 | 0.15143 | 0.53429 | [72 empty] | 10h30 | 1.4 | 3.92 |  |  |  | 10h30 | 0.88 | 2.6
02h30 | 0.58 | 0.51429 | 0.62571 |  | 02h30 | 0.45429 | 0.39714 | 0.44714 |  | 02h30 | 0.34571 | 0.25 | 0.33857 |  | 02h30 | 0.28857 | 0.18714 | 0.28 |  |  | 02h30 | 0.50429 | 0.45286 | 0.53429 | [72 empty] | 11h30 | 1.05 | 3.04 |  |  |  | 11h30 | 0.78 | 2.35
03h30 | 0.69286 | 0.65857 | 0.69857 |  | 03h30 | 0.52857 | 0.51714 | 0.51857 |  | 03h30 | 0.35 | 0.38143 | 0.35 |  | 03h30 | 0.24143 | 0.3 | 0.24286 |  |  | 03h30 | 0.60143 | 0.58571 | 0.60429 | [72 empty] | 12h30 | 0.86 | 2.58 |  |  |  | 12h30 | 0.71 | 2.18
04h30 | 0.78143 | 0.82 | 0.76 |  | 04h30 | 0.61143 | 0.66 | 0.58429 |  | 04h30 | 0.44429 | 0.51857 | 0.42286 |  | 04h30 | 0.32286 | 0.41286 | 0.30286 |  |  | 04h30 | 0.68857 | 0.73857 | 0.66714 | [72 empty] | 13h30 | 0.76 | 2.3 |  |  |  | 13h30 | 0.66 | 2.04
05h30 | 0.93143 | 0.94429 | 0.90571 |  | 05h30 | 0.73571 | 0.77714 | 0.70429 |  | 05h30 | 0.57143 | 0.63286 | 0.54857 |  | 05h30 | 0.44429 | 0.5 | 0.42143 |  |  | 05h30 | 0.82571 | 0.84857 | 0.80714 | [72 empty] | 14h30 | 0.7 | 2.12 |  |  |  | 14h30 | 0.63 | 1.93
06h30 | 1.0586 | 1.0286 | 1.0214 |  | 06h30 | 0.83429 | 0.82286 | 0.80429 |  | 06h30 | 0.67286 | 0.70429 | 0.65143 |  | 06h30 | 0.52714 | 0.55286 | 0.51143 |  |  | 06h30 | 0.94143 | 0.91429 | 0.91 | [72 empty] | 15h30 | 0.64 | 1.96 |  |  |  | 15h30 | 0.59 | 1.82
07h30 | 3.2443 | 2.9214 | 3.5357 |  | 07h30 | 2.8357 | 2.5657 | 3.2014 |  | 07h30 | 2.71 | 2.3414 | 3.0557 |  | 07h30 | 2.4971 | 2.1286 | 2.8057 |  |  | 07h30 | 2.9957 | 2.7186 | 3.3243 | [72 empty] | 16h30 | 0.6 | 1.85 |  |  |  | 16h30 | 0.56 | 1.75
08h30 | 5.4329 | 5.3686 | 5.5857 |  | 08h30 | 4.9514 | 4.9714 | 5.1757 |  | 08h30 | 4.7557 | 4.6943 | 4.9629 |  | 08h30 | 4.3843 | 4.3714 | 4.58 |  |  | 08h30 | 5.1586 | 5.15 | 5.3514 | [72 empty] | 17h30 | 0.59 | 1.82 |  |  |  | 17h30 | 0.56 | 1.75
09h30 | 3.5914 | 4.0671 | 6.0786 |  | 09h30 | 3.41 | 3.8014 | 5.6914 |  | 09h30 | 3.2886 | 3.6343 | 5.43 |  | 09h30 | 3.0229 | 3.3614 | 5.0214 |  |  | 09h30 | 3.5229 | 3.93 | 5.9 | [72 empty] | 18h30 | 0.59 | 1.83 |  |  |  | 18h30 | 0.56 | 1.77
10h30 | 1.9214 | 2.2443 | 5.1029 |  | 10h30 | 1.81 | 2.1 | 4.7614 |  | 10h30 | 1.76 | 2.0257 | 4.5386 |  | 10h30 | 1.6629 | 1.8986 | 4.2043 |  |  | 10h30 | 1.8629 | 2.1629 | 4.93 | [72 empty] | 19h30 | 0.58 | 1.82 |  |  |  | 19h30 | 0.56 | 1.77
11h30 | 1.6886 | 1.86 | 4.4914 |  | 11h30 | 1.5814 | 1.7386 | 4.1614 |  | 11h30 | 1.5286 | 1.6786 | 3.9443 |  | 11h30 | 1.4329 | 1.57 | 3.6586 |  |  | 11h30 | 1.6357 | 1.79 | 4.2943 | [72 empty] | 20h30 | 0.59 | 1.81 |  |  |  | 20h30 | 0.57 | 1.77
12h30 | 1.58 | 1.6757 | 4.1057 |  | 12h30 | 1.47 | 1.56 | 3.7714 |  | 12h30 | 1.4086 | 1.4986 | 3.5514 |  | 12h30 | 1.3186 | 1.4029 | 3.2871 |  |  | 12h30 | 1.5229 | 1.6114 | 3.8914 | [72 empty] | 21h30 | 0.59 | 1.81 |  |  |  | 21h30 | 0.57 | 1.78
13h30 | 3.4543 | 1.5714 | 3.8086 |  | 13h30 | 3.2614 | 1.4614 | 3.4743 |  | 13h30 | 3.1143 | 1.3914 | 3.24 |  | 13h30 | 2.94 | 1.3 | 2.9943 |  |  | 13h30 | 3.3114 | 1.51 | 3.5729 | [72 empty] | 22h30 | 0.59 | 1.8 |  |  |  | 22h30 | 0.58 | 1.77
14h30 | 4.8114 | 1.4843 | 3.5686 |  | 14h30 | 4.4471 | 1.3743 | 3.2343 |  | 14h30 | 4.2029 | 1.2986 | 2.9914 |  | 14h30 | 3.9114 | 1.21 | 2.7543 |  |  | 14h30 | 4.5314 | 1.42 | 3.3243 | [72 empty] | 23h30 | 0.59 | 1.8 |  |  |  | 23h30 | 0.58 | 1.78
15h30 | 5.0671 | 1.4257 | 3.4914 |  | 15h30 | 4.5871 | 1.3129 | 3.1514 |  | 15h30 | 4.2929 | 1.2371 | 2.8914 |  | 15h30 | 3.9457 | 1.1486 | 2.6657 |  |  | 15h30 | 4.7129 | 1.3657 | 3.24 | [72 empty] | 00h30 | 0.11 | 0.27 |  |  |  | 00h30 | 0.48 | 1.55
16h30 | 4.4557 | 1.4114 | 3.5643 |  | 16h30 | 4.0657 | 1.3014 | 3.2286 |  | 16h30 | 3.7957 | 1.2171 | 2.9443 |  | 16h30 | 3.5071 | 1.13 | 2.71 |  |  | 16h30 | 4.1757 | 1.3486 | 3.3243 | [72 empty] | 01h30 | 0 | 0 |  |  |  | 01h30 | 0.04 | 0.41
17h30 | 4.1886 | 1.3957 | 3.6414 |  | 17h30 | 3.8586 | 1.2871 | 3.3214 |  | 17h30 | 3.58 | 1.2 | 3.0243 |  | 17h30 | 3.32 | 1.1129 | 2.7914 |  |  | 17h30 | 3.9629 | 1.3386 | 3.4257 | [72 empty] | 02h30 | 0.06 | 0.39 |  |  |  | 02h30 | 0.04 | 0.41
18h30 | 4.0457 | 3.7029 | 3.6786 |  | 18h30 | 3.7486 | 3.5329 | 3.3843 |  | 18h30 | 3.4657 | 3.3629 | 3.0671 |  | 18h30 | 3.2157 | 3.2114 | 2.8343 |  |  | 18h30 | 3.8629 | 3.5743 | 3.4943 | [72 empty] | 03h30 | 0.08 | 0.5 |  |  |  | 03h30 | 0.08 | 0.48
19h30 | 3.9714 | 5.5543 | 3.72 |  | 19h30 | 3.6857 | 5.23 | 3.43 |  | 19h30 | 3.3914 | 4.9686 | 3.12 |  | 19h30 | 3.15 | 4.6886 | 2.8771 |  |  | 19h30 | 3.8029 | 5.3157 | 3.5443 | [72 empty] | 04h30 | 0.11 | 0.58 |  |  |  | 04h30 | 0.08 | 0.48
20h30 | 3.9514 | 5.9557 | 3.7714 |  | 20h30 | 3.6714 | 5.5314 | 3.4786 |  | 20h30 | 3.3629 | 5.2286 | 3.1614 |  | 20h30 | 3.1243 | 4.8686 | 2.92 |  |  | 20h30 | 3.7871 | 5.6543 | 3.6029 | [72 empty] | 05h30 | 0.14 | 0.69 |  |  |  | 05h30 | 0.11 | 0.56
21h30 | 3.9357 | 5.0571 | 3.8029 |  | 21h30 | 3.6614 | 4.7186 | 3.5229 |  | 21h30 | 3.3471 | 4.4543 | 3.2029 |  | 21h30 | 3.1114 | 4.1686 | 2.9586 |  |  | 21h30 | 3.7814 | 4.8314 | 3.65 | [72 empty] | 06h30 | 0.17 | 0.78 |  |  |  | 06h30 | 0.13 | 0.64
22h30 | 3.9157 | 4.5957 | 3.8214 |  | 22h30 | 3.6429 | 4.3057 | 3.5429 |  | 22h30 | 3.3229 | 4.0386 | 3.2157 |  | 22h30 | 3.0886 | 3.7829 | 2.97 |  |  | 22h30 | 3.7729 | 4.4143 | 3.6714 | [72 empty] | 07h30 | 0.21 | 0.87 |  |  |  | 07h30 | 0.56 | 1.9
23h30 | 3.9214 | 4.3643 | 3.85 |  | 23h30 | 3.65 | 4.0914 | 3.5657 |  | 23h30 | 3.3286 | 3.8171 | 3.2443 |  | 23h30 | 3.0871 | 3.5743 | 2.9957 |  |  | 23h30 | 3.7757 | 4.2057 | 3.6986 | [72 empty] | 08h30 | 0.69 | 2.16 |  |  |  | 08h30 | 0.94 | 2.78
[97 empty] | 09h30 | 1.05 | 2.98 |  |  |  | 09h30 | 1.02 | 2.86
[97 empty] | 10h30 | 1.05 | 2.91 |  |  |  | 10h30 | 0.84 | 2.45
[97 empty] | 11h30 | 0.81 | 2.38 |  |  |  | 11h30 | 0.7 | 2.12
[97 empty] | 12h30 | 0.62 | 1.96 |  |  |  | 12h30 | 0.56 | 1.82
[97 empty] | 13h30 | 0.51 | 1.73 |  |  |  | 13h30 | 0.47 | 1.63
[97 empty] | 14h30 | 0.42 | 1.57 |  |  |  | 14h30 | 0.39 | 1.51
[97 empty] | 15h30 | 0.35 | 1.48 |  |  |  | 15h30 | 0.33 | 1.43
[97 empty] | 16h30 | 0.37 | 1.51 |  |  |  | 16h30 | 0.36 | 1.47
[97 empty] | 17h30 | 0.43 | 1.61 |  |  |  | 17h30 | 0.42 | 1.58
[97 empty] | 18h30 | 0.53 | 1.82 |  |  |  | 18h30 | 0.52 | 1.79
[97 empty] | 19h30 | 0.63 | 2.03 |  |  |  | 19h30 | 0.62 | 2.01
[97 empty] | 20h30 | 0.69 | 2.17 |  |  |  | 20h30 | 0.69 | 2.16
[97 empty] | 21h30 | 0.74 | 2.27 |  |  |  | 21h30 | 0.73 | 2.26
[97 empty] | 22h30 | 0.76 | 2.32 |  |  |  | 22h30 | 0.75 | 2.31
[97 empty] | 23h30 | 0.78 | 2.36 |  |  |  | 23h30 | 0.77 | 2.35

## 1945-1983
| Home | 1945-1983's database
|  |  | Base Case (in a typical winter_1 day) | [16 empty] | Base Case (in a typical winter_1 day)
| 1945-1983's Detached |  |  |  |  | 1945-1983's terrace |  |  |  |  | 1945-1983'sTop/Ground Flat |  |  |  |  | 1945-1983's Mid Flat | [5 empty] | 1945-1983'sSemi-detached |  |  | Summary
| Occupancy type 1 | Occupancy type 2 | Occupancy type 3 |  |  | Occupancy type 1 | Occupancy type 2 | Occupancy type 3 |  |  | Occupancy type 1 | Occupancy type 2 | Occupancy type 3 |  |  | Occupancy type 1 | Occupancy type 2 | Occupancy type 3 |  |  |  | Occupancy type 1 | Occupancy type 2 | Occupancy type 3 | Occupancy type 1 | Occupancy type 2 | Occupancy type 3
| kW | kW | kW |  |  | kW | kW | kW |  |  | kW | kW | kW |  |  | kW | kW | kW |  |  |  | kW | kW | kW | kW | kW | kW
00h30 | 2.9114 | 2.2814 | 3.2643 |  | 00h30 | 2.5043 | 1.9071 | 2.93 | 00h30 |  | 2.2629 | 1.5614 | 2.5729 | 00h30 |  | 1.5786 | 0.82 | 1.79 |  | 00h30 |  | 2.6414 | 2.06 | 3 | #REF! | #REF! | #REF!
01h30 | 2.0829 | 1.6886 | 2.2714 |  | 01h30 | 1.6586 | 1.3414 | 1.8571 | 01h30 |  | 1.4229 | 1.0929 | 1.5614 | 01h30 |  | 0.77143 | 0.49286 | 0.83714 |  | 01h30 |  | 1.8229 | 1.4857 | 2.0043 | #REF! | #REF! | #REF!
02h30 | 2.3486 | 2.0471 | 2.3943 |  | 02h30 | 1.8357 | 1.6514 | 1.8871 | 02h30 |  | 1.5857 | 1.4257 | 1.6029 | 02h30 |  | 0.80286 | 0.74714 | 0.84286 |  | 02h30 |  | 2.0557 | 1.8143 | 2.0829 | #REF! | #REF! | #REF!
03h30 | 2.7529 | 2.4971 | 2.7343 |  | 03h30 | 2.1614 | 2.0343 | 2.1314 | 03h30 |  | 1.9629 | 1.8457 | 1.9371 | 03h30 |  | 1.0343 | 1.0086 | 1.03 |  | 03h30 |  | 2.42 | 2.2214 | 2.3843 | #REF! | #REF! | #REF!
04h30 | 2.9814 | 2.6814 | 2.9343 |  | 04h30 | 2.3686 | 2.2071 | 2.2886 | 04h30 |  | 2.2257 | 2.08 | 2.1586 | 04h30 |  | 1.2414 | 1.2257 | 1.1843 |  | 04h30 |  | 2.6357 | 2.4043 | 2.5771 | #REF! | #REF! | #REF!
05h30 | 3.1 | 2.7657 | 3.0557 |  | 05h30 | 2.4829 | 2.2843 | 2.4071 | 05h30 |  | 2.3943 | 2.2014 | 2.3357 | 05h30 |  | 1.4429 | 1.3871 | 1.3729 |  | 05h30 |  | 2.7543 | 2.4857 | 2.7029 | #REF! | #REF! | #REF!
06h30 | 3.1586 | 2.7943 | 3.1443 |  | 06h30 | 2.5457 | 2.3057 | 2.4943 | 06h30 |  | 2.4814 | 2.2429 | 2.4471 | 06h30 |  | 1.5714 | 1.4714 | 1.5229 |  | 06h30 |  | 2.82 | 2.5157 | 2.7857 | #REF! | #REF! | #REF!
07h30 | 4.2386 | 3.9057 | 4.4629 |  | 07h30 | 3.7557 | 3.3657 | 3.9171 | 07h30 |  | 3.6714 | 3.3029 | 3.8586 | 07h30 |  | 2.7771 | 2.4614 | 2.9543 |  | 07h30 |  | 3.9414 | 3.6 | 4.1314 | #REF! | #REF! | #REF!
08h30 | 5.2929 | 5.2271 | 5.4271 |  | 08h30 | 4.69 | 4.5843 | 4.7829 | 08h30 |  | 4.5971 | 4.5157 | 4.7071 | 08h30 |  | 3.6114 | 3.5414 | 3.7114 |  | 08h30 |  | 4.9443 | 4.87 | 5.0543 | #REF! | #REF! | #REF!
09h30 | 2.7014 | 3.7943 | 5.5429 |  | 09h30 | 2.3129 | 3.3571 | 4.9557 | 09h30 |  | 2.3171 | 3.2914 | 4.8471 | 09h30 |  | 1.8771 | 2.6014 | 3.9614 |  | 09h30 |  | 2.5171 | 3.53 | 5.17 | #REF! | #REF! | #REF!
10h30 | 1.4857 | 1.7057 | 5.4086 |  | 10h30 | 1.33 | 1.5557 | 4.7857 | 10h30 |  | 1.2614 | 1.52 | 4.5914 | 10h30 |  | 1.0314 | 1.2671 | 3.6686 |  | 10h30 |  | 1.4014 | 1.6214 | 4.9671 | #REF! | #REF! | #REF!
11h30 | 1.3514 | 1.4171 | 5.0243 |  | 11h30 | 1.1957 | 1.2843 | 4.3771 | 11h30 |  | 1.1071 | 1.21 | 4.1086 | 11h30 |  | 0.88286 | 0.99286 | 3.1843 |  | 11h30 |  | 1.2643 | 1.3443 | 4.5114 | #REF! | #REF! | #REF!
12h30 | 1.2414 | 1.2657 | 4.5714 |  | 12h30 | 1.0914 | 1.1371 | 3.9743 | 12h30 |  | 0.99429 | 1.0386 | 3.6857 | 12h30 |  | 0.78286 | 0.83857 | 2.8457 |  | 12h30 |  | 1.1571 | 1.1914 | 4.1157 | #REF! | #REF! | #REF!
13h30 | 3.4843 | 1.1814 | 4.21 |  | 13h30 | 3.0714 | 1.0586 | 3.6843 | 13h30 |  | 3.0129 | 0.94857 | 3.3686 | 13h30 |  | 2.4286 | 0.75857 | 2.6086 |  | 13h30 |  | 3.1657 | 1.1114 | 3.7743 | #REF! | #REF! | #REF!
14h30 | 5.0671 | 1.1214 | 3.9943 |  | 14h30 | 4.49 | 1.0043 | 3.5114 | 14h30 |  | 4.4086 | 0.88714 | 3.1686 | 14h30 |  | 3.6071 | 0.70143 | 2.44 |  | 14h30 |  | 4.5257 | 1.0514 | 3.56 | #REF! | #REF! | #REF!
15h30 | 5.0243 | 1.0729 | 3.8714 |  | 15h30 | 4.5357 | 0.96143 | 3.4371 | 15h30 |  | 4.3214 | 0.83857 | 3.0471 | 15h30 |  | 3.57 | 0.65857 | 2.3357 |  | 15h30 |  | 4.48 | 1.0014 | 3.46 | #REF! | #REF! | #REF!
16h30 | 4.2514 | 1.0629 | 3.9029 |  | 16h30 | 3.9271 | 0.95857 | 3.5214 | 16h30 |  | 3.5557 | 0.83 | 3.0614 | 16h30 |  | 2.8529 | 0.64571 | 2.3371 |  | 16h30 |  | 3.9029 | 1 | 3.5429 | #REF! | #REF! | #REF!
17h30 | 4.23 | 1.0914 | 4.1114 |  | 17h30 | 3.96 | 0.99286 | 3.7614 | 17h30 |  | 3.4614 | 0.85429 | 3.2457 | 17h30 |  | 2.6943 | 0.65714 | 2.4486 |  | 17h30 |  | 3.9757 | 1.0371 | 3.8086 | #REF! | #REF! | #REF!
18h30 | 4.4671 | 3.6843 | 4.4057 |  | 18h30 | 4.1886 | 3.5314 | 4.0471 | 18h30 |  | 3.63 | 3.35 | 3.5129 | 18h30 |  | 2.7643 | 2.67 | 2.6114 |  | 18h30 |  | 4.2429 | 3.5543 | 4.14 | #REF! | #REF! | #REF!
19h30 | 4.2271 | 5.38 | 4.1843 |  | 19h30 | 3.9043 | 5.0929 | 3.7857 | 19h30 |  | 3.3529 | 4.8486 | 3.2714 | 19h30 |  | 2.3957 | 3.8386 | 2.2814 |  | 19h30 |  | 3.9943 | 5.0971 | 3.9143 | #REF! | #REF! | #REF!
20h30 | 3.92 | 5.2014 | 3.94 |  | 20h30 | 3.5414 | 4.8257 | 3.4871 | 20h30 |  | 3.04 | 4.5114 | 3.0343 | 20h30 |  | 2.0357 | 3.5129 | 2.0029 |  | 20h30 |  | 3.6643 | 4.8543 | 3.6186 | #REF! | #REF! | #REF!
21h30 | 4.0214 | 4.38 | 4.0257 |  | 21h30 | 3.5814 | 4.0414 | 3.5271 | 21h30 |  | 3.1143 | 3.6557 | 3.0943 | 21h30 |  | 2.0671 | 2.68 | 2.0243 |  | 21h30 |  | 3.7429 | 4.13 | 3.7 | #REF! | #REF! | #REF!
22h30 | 4.1014 | 4.2086 | 4.11 |  | 22h30 | 3.6143 | 3.8343 | 3.57 | 22h30 |  | 3.1829 | 3.3957 | 3.1686 | 22h30 |  | 2.12 | 2.3886 | 2.09 |  | 22h30 |  | 3.8071 | 3.9643 | 3.78 | #REF! | #REF! | #REF!
23h30 | 4.1743 | 4.2343 | 4.17 |  | 23h30 | 3.6429 | 3.8086 | 3.5914 | 23h30 |  | 3.2314 | 3.3657 | 3.2014 | 23h30 |  | 2.1471 | 2.3471 | 2.1114 |  | 23h30 |  | 3.8614 | 3.9686 | 3.8286 | #REF! | #REF! | #REF!
|  |  | Best Case (in a typical Winter_1 day) | [14 empty] | Best Case (in a typical Winter_1 day)
| 1945-1983's Detached |  |  |  |  | 1945-1983's Terrace |  |  |  |  | 1945-1983's Top/Ground Flat |  |  |  |  | 1945-1983's Mid Flat | [5 empty] | 1945-1983's Semi-detached
| Occupancy type 1 | Occupancy type 2 | Occupancy type 3 |  |  | Occupancy type 1 | Occupancy type 2 | Occupancy type 3 |  |  | Occupancy type 1 | Occupancy type 2 | Occupancy type 3 |  |  | Occupancy type 1 | Occupancy type 2 | Occupancy type 3 |  |  |  | Occupancy type 1 | Occupancy type 2 | Occupancy type 3
| kW | kW | kW |  |  | kW | kW | kW |  |  | kW | kW | kW |  |  | kW | kW | kW |  |  |  | kW | kW | kW
00h30 | 1.2614 | 0.55714 | 1.3943 |  | 00h30 | 1.2129 | 0.53429 | 1.3343 |  | 00h30 | 1.0143 | 0.37857 | 1.0829 |  | 00h30 | 0.87429 | 0.27286 | 0.91714 |  |  | 00h30 | 1.2314 | 0.56286 | 1.3643
01h30 | 0.43857 | 0.27 | 0.45714 |  | 01h30 | 0.40857 | 0.24429 | 0.42 |  | 01h30 | 0.28857 | 0.14571 | 0.27857 |  | 01h30 | 0.2 | 0.082857 | 0.18143 |  |  | 01h30 | 0.43571 | 0.27 | 0.46429
02h30 | 0.44429 | 0.44 | 0.45714 |  | 02h30 | 0.41 | 0.41429 | 0.42 |  | 02h30 | 0.28857 | 0.29286 | 0.27857 |  | 02h30 | 0.2 | 0.22429 | 0.18143 |  |  | 02h30 | 0.45 | 0.44143 | 0.47
03h30 | 0.59143 | 0.58143 | 0.59143 |  | 03h30 | 0.54571 | 0.54429 | 0.54 |  | 03h30 | 0.35714 | 0.40429 | 0.35 |  | 03h30 | 0.26143 | 0.32571 | 0.24714 |  |  | 03h30 | 0.60143 | 0.58429 | 0.59857
04h30 | 0.69429 | 0.75 | 0.66857 |  | 04h30 | 0.63571 | 0.70429 | 0.60429 |  | 04h30 | 0.43714 | 0.50857 | 0.41571 |  | 04h30 | 0.33286 | 0.40286 | 0.31571 |  |  | 04h30 | 0.71 | 0.75 | 0.68143
05h30 | 0.85571 | 0.88571 | 0.81857 |  | 05h30 | 0.78 | 0.83429 | 0.74286 |  | 05h30 | 0.54714 | 0.61429 | 0.52286 |  | 05h30 | 0.41 | 0.46571 | 0.38714 |  |  | 05h30 | 0.86286 | 0.88286 | 0.82571
06h30 | 1.0014 | 0.98286 | 0.96286 |  | 06h30 | 0.91 | 0.91429 | 0.87143 |  | 06h30 | 0.67 | 0.70714 | 0.64714 |  | 06h30 | 0.48714 | 0.53571 | 0.46429 |  |  | 06h30 | 1.0029 | 0.98 | 0.96286
07h30 | 2.1271 | 1.9271 | 2.28 |  | 07h30 | 1.98 | 1.8229 | 2.1 |  | 07h30 | 1.7014 | 1.5629 | 1.8214 |  | 07h30 | 1.4186 | 1.3771 | 1.54 |  |  | 07h30 | 2.11 | 1.9071 | 2.2571
08h30 | 3.0086 | 2.97 | 3.1014 |  | 08h30 | 2.8443 | 2.84 | 2.9171 |  | 08h30 | 2.5443 | 2.5343 | 2.6114 |  | 08h30 | 2.1986 | 2.2543 | 2.2686 |  |  | 08h30 | 2.9886 | 2.9514 | 3.0757
09h30 | 1.7286 | 2.2443 | 3.5786 |  | 09h30 | 1.6586 | 2.1371 | 3.4643 |  | 09h30 | 1.5529 | 1.9329 | 3.2171 |  | 09h30 | 1.3943 | 1.6829 | 2.9057 |  |  | 09h30 | 1.7329 | 2.2014 | 3.5343
10h30 | 0.96429 | 1.1614 | 3.3371 |  | 10h30 | 0.93 | 1.1114 | 3.22 |  | 10h30 | 0.86143 | 1.0271 | 3.0029 |  | 10h30 | 0.79 | 0.94 | 2.74 |  |  | 10h30 | 0.95714 | 1.1486 | 3.2229
11h30 | 0.82 | 0.92571 | 2.8386 |  | 11h30 | 0.78571 | 0.88857 | 2.7229 |  | 11h30 | 0.72571 | 0.82 | 2.5171 |  | 11h30 | 0.66429 | 0.75286 | 2.2871 |  |  | 11h30 | 0.81 | 0.91571 | 2.6514
12h30 | 0.71 | 0.77429 | 2.4814 |  | 12h30 | 0.67857 | 0.74143 | 2.36 |  | 12h30 | 0.62143 | 0.67857 | 2.1586 |  | 12h30 | 0.56571 | 0.62286 | 1.9457 |  |  | 12h30 | 0.69714 | 0.75857 | 2.2971
13h30 | 2.0071 | 0.68286 | 2.24 |  | 13h30 | 1.9514 | 0.65143 | 2.1171 |  | 13h30 | 1.8386 | 0.59143 | 1.9129 |  | 13h30 | 1.7086 | 0.54 | 1.7129 |  |  | 13h30 | 1.8757 | 0.66714 | 2.0229
14h30 | 3.0443 | 0.62286 | 2.0743 |  | 14h30 | 2.8986 | 0.59429 | 1.9571 |  | 14h30 | 2.6929 | 0.53143 | 1.75 |  | 14h30 | 2.4343 | 0.48143 | 1.5614 |  |  | 14h30 | 2.7229 | 0.60286 | 1.8643
15h30 | 3.2186 | 0.57571 | 1.9957 |  | 15h30 | 3.0071 | 0.54857 | 1.8786 |  | 15h30 | 2.7314 | 0.48429 | 1.66 |  | 15h30 | 2.4243 | 0.44143 | 1.48 |  |  | 15h30 | 2.7929 | 0.55429 | 1.7614
16h30 | 2.7043 | 0.56143 | 2.0229 |  | 16h30 | 2.5529 | 0.53571 | 1.9086 |  | 16h30 | 2.3143 | 0.46714 | 1.68 |  | 16h30 | 2.0686 | 0.42429 | 1.4914 |  |  | 16h30 | 2.4029 | 0.54286 | 1.8071
17h30 | 2.57 | 0.57429 | 2.15 |  | 17h30 | 2.45 | 0.54714 | 2.0486 |  | 17h30 | 2.2086 | 0.47714 | 1.7971 |  | 17h30 | 1.9857 | 0.43286 | 1.6 |  |  | 17h30 | 2.3743 | 0.56286 | 1.9829
18h30 | 2.5871 | 2.4114 | 2.31 |  | 18h30 | 2.4914 | 2.3429 | 2.2229 |  | 18h30 | 2.2329 | 2.17 | 1.9514 |  | 18h30 | 2.02 | 2.03 | 1.7471 |  |  | 18h30 | 2.4671 | 2.3 | 2.1957
19h30 | 2.1557 | 3.4543 | 1.9643 |  | 19h30 | 2.0729 | 3.3114 | 1.88 |  | 19h30 | 1.7971 | 3.0357 | 1.5943 |  | 19h30 | 1.59 | 2.7443 | 1.3886 |  |  | 19h30 | 2.0857 | 3.2043 | 1.8886
20h30 | 1.72 | 3.23 | 1.6314 |  | 20h30 | 1.6514 | 3.0557 | 1.5629 |  | 20h30 | 1.3871 | 2.7543 | 1.2957 |  | 20h30 | 1.2029 | 2.3886 | 1.1043 |  |  | 20h30 | 1.6786 | 2.9586 | 1.5657
21h30 | 1.6986 | 2.5186 | 1.6271 |  | 21h30 | 1.6329 | 2.4114 | 1.5629 |  | 21h30 | 1.3543 | 2.1471 | 1.2743 |  | 21h30 | 1.1586 | 1.8729 | 1.0771 |  |  | 21h30 | 1.6757 | 2.3871 | 1.5929
22h30 | 1.7043 | 2.1714 | 1.6586 |  | 22h30 | 1.6429 | 2.0957 | 1.5943 |  | 22h30 | 1.36 | 1.8314 | 1.3029 |  | 22h30 | 1.1643 | 1.5971 | 1.1029 |  |  | 22h30 | 1.6957 | 2.1086 | 1.64
23h30 | 1.6957 | 2.0229 | 1.6514 |  | 23h30 | 1.6329 | 1.9586 | 1.5814 |  | 23h30 | 1.3457 | 1.69 | 1.2929 |  | 23h30 | 1.1457 | 1.4843 | 1.0871 |  |  | 23h30 | 1.7029 | 1.99 | 1.6529
|  |  |  | Base Case (in a typical spring day) | [12 empty] | Base Case (in a typical spring day)
| 1945-1983's Detached |  |  |  |  | 1945-1983's Terrace |  |  |  |  | 1945-1983's Top/Ground Flat |  |  |  |  | 1945-1983's Mid Flat | [5 empty] | 1945-1983'sSemi-detached
| Occupancy type 1 | Occupancy type 2 | Occupancy type 3 |  |  | Occupancy type 1 | Occupancy type 2 | Occupancy type 3 |  |  | Occupancy type 1 | Occupancy type 2 | Occupancy type 3 |  |  | Occupancy type 1 | Occupancy type 2 | Occupancy type 3 |  |  |  | Occupancy type 1 | Occupancy type 2 | Occupancy type 3
| kW | kW | kW |  |  | kW | kW | kW |  |  | kW | kW | kW |  |  | kW | kW | kW |  |  |  | kW | kW | kW
00h30 | 2.0771 | 1.5014 | 2.3943 |  | 00h30 | 1.97 | 1.3471 | 2.2743 |  | 00h30 | 1.5271 | 0.93571 | 1.7186 |  | 00h30 | 0.84714 | 0.33857 | 0.87714 |  |  | 00h30 | 1.9057 | 1.32 | 2.1771
01h30 | 1.4086 | 0.98571 | 1.5743 |  | 01h30 | 1.2171 | 0.80714 | 1.3529 |  | 01h30 | 0.85714 | 0.45714 | 0.94143 |  | 01h30 | 0.25714 | 0.021429 | 0.25286 |  |  | 01h30 | 1.2257 | 0.82143 | 1.35
02h30 | 1.5686 | 1.3629 | 1.6343 |  | 02h30 | 1.2729 | 1.14 | 1.3771 |  | 02h30 | 0.93143 | 0.80286 | 0.99714 |  | 02h30 | 0.26429 | 0.14143 | 0.25857 |  |  | 02h30 | 1.3314 | 1.1686 | 1.4071
03h30 | 1.99 | 1.7686 | 1.9943 |  | 03h30 | 1.5914 | 1.4743 | 1.6129 |  | 03h30 | 1.3143 | 1.2057 | 1.3314 |  | 03h30 | 0.40714 | 0.34857 | 0.39714 |  |  | 03h30 | 1.6957 | 1.5271 | 1.7071
04h30 | 2.2871 | 1.96 | 2.24 |  | 04h30 | 1.8271 | 1.6243 | 1.7514 |  | 04h30 | 1.6171 | 1.4229 | 1.5714 |  | 04h30 | 0.59143 | 0.54143 | 0.57286 |  |  | 04h30 | 1.9671 | 1.71 | 1.9143
05h30 | 2.43 | 2.0543 | 2.3886 |  | 05h30 | 1.9557 | 1.7071 | 1.88 |  | 05h30 | 1.8171 | 1.5643 | 1.7643 |  | 05h30 | 0.80143 | 0.71571 | 0.78143 |  |  | 05h30 | 2.1157 | 1.8086 | 2.0614
06h30 | 2.4957 | 2.1071 | 2.4771 |  | 06h30 | 2.0157 | 1.74 | 1.9729 |  | 06h30 | 1.9171 | 1.6343 | 1.8871 |  | 06h30 | 0.98571 | 0.85 | 0.96286 |  |  | 06h30 | 2.1871 | 1.8614 | 2.1586
07h30 | 3.6529 | 3.0629 | 3.9214 |  | 07h30 | 3.12 | 2.6529 | 3.3529 |  | 07h30 | 3.0314 | 2.5514 | 3.2729 |  | 07h30 | 2.01 | 1.69 | 2.2129 |  |  | 07h30 | 3.3129 | 2.7929 | 3.5657
08h30 | 4.1029 | 3.9143 | 4.2557 |  | 08h30 | 3.5714 | 3.44 | 3.7 |  | 08h30 | 3.4829 | 3.3629 | 3.6243 |  | 08h30 | 2.5486 | 2.4771 | 2.6671 |  |  | 08h30 | 3.7514 | 3.5886 | 3.8957
09h30 | 1.7629 | 2.4729 | 3.7929 |  | 09h30 | 1.5243 | 2.2371 | 3.38 |  | 09h30 | 1.5857 | 2.1314 | 3.2529 |  | 09h30 | 1.4071 | 1.6671 | 2.6686 |  |  | 09h30 | 1.6214 | 2.2671 | 3.48
10h30 | 0.92286 | 1.1186 | 3.1714 |  | 10h30 | 0.84714 | 1.0443 | 2.8529 |  | 10h30 | 0.80143 | 1.03 | 2.6014 |  | 10h30 | 0.69286 | 0.88857 | 2.1529 |  |  | 10h30 | 0.85143 | 1.0457 | 2.8957
11h30 | 0.65429 | 0.71571 | 2.3486 |  | 11h30 | 0.61143 | 0.69143 | 2.14 |  | 11h30 | 0.53429 | 0.62571 | 1.83 |  | 11h30 | 0.46286 | 0.55143 | 1.5286 |  |  | 11h30 | 0.58714 | 0.67429 | 2.0614
12h30 | 0.53429 | 0.49429 | 2.2829 |  | 12h30 | 0.51143 | 0.49857 | 2.0986 |  | 12h30 | 0.42429 | 0.4 | 1.7571 |  | 12h30 | 0.34143 | 0.35714 | 1.3171 |  |  | 12h30 | 0.49143 | 0.45429 | 2.0143
13h30 | 1.3843 | 0.38143 | 1.8357 |  | 13h30 | 1.3714 | 0.39143 | 1.77 |  | 13h30 | 1.1743 | 0.31286 | 1.3471 |  | 13h30 | 1.03 | 0.27429 | 1.0443 |  |  | 13h30 | 1.2914 | 0.34857 | 1.6814
14h30 | 2.0614 | 0.30714 | 1.8514 |  | 14h30 | 2.0429 | 0.34286 | 1.7943 |  | 14h30 | 1.6957 | 0.22286 | 1.3643 |  | 14h30 | 1.4357 | 0.19 | 1.04 |  |  | 14h30 | 1.8986 | 0.29571 | 1.7057
15h30 | 2.1814 | 0.29857 | 1.6929 |  | 15h30 | 2.2543 | 0.33429 | 1.7429 |  | 15h30 | 1.6943 | 0.22286 | 1.19 |  | 15h30 | 1.3771 | 0.19 | 0.89143 |  |  | 15h30 | 2.0143 | 0.28571 | 1.5914
16h30 | 1.9743 | 0.26571 | 1.75 |  | 16h30 | 2.1057 | 0.33143 | 1.8543 |  | 16h30 | 1.5029 | 0.16714 | 1.2386 |  | 16h30 | 1.1557 | 0.12143 | 0.91286 |  |  | 16h30 | 1.86 | 0.26143 | 1.6614
17h30 | 2.0057 | 0.27571 | 1.8871 |  | 17h30 | 2.2171 | 0.37143 | 2.06 |  | 17h30 | 1.4943 | 0.16857 | 1.3357 |  | 17h30 | 1.0814 | 0.12286 | 0.93 |  |  | 17h30 | 1.9471 | 0.29 | 1.8314
18h30 | 2.1871 | 1.6529 | 2.1214 |  | 18h30 | 2.4614 | 1.8557 | 2.3457 |  | 18h30 | 1.6257 | 1.5029 | 1.5257 |  | 18h30 | 1.1129 | 1.1329 | 1.0057 |  |  | 18h30 | 2.1757 | 1.6557 | 2.0871
19h30 | 2.0357 | 2.5171 | 1.9957 |  | 19h30 | 2.3171 | 2.8443 | 2.2271 |  | 19h30 | 1.4329 | 2.1471 | 1.3557 |  | 19h30 | 0.82143 | 1.5086 | 0.72857 |  |  | 19h30 | 2.0243 | 2.4771 | 1.9557
20h30 | 1.97 | 2.6343 | 1.9471 |  | 20h30 | 2.1957 | 2.9986 | 2.1314 |  | 20h30 | 1.3071 | 1.9643 | 1.2686 |  | 20h30 | 0.62 | 1.1657 | 0.59714 |  |  | 20h30 | 1.9129 | 2.5629 | 1.8643
21h30 | 2.31 | 2.5257 | 2.2957 |  | 21h30 | 2.4329 | 2.7429 | 2.3757 |  | 21h30 | 1.5857 | 1.8457 | 1.5557 |  | 21h30 | 0.72286 | 0.98143 | 0.70286 |  |  | 21h30 | 2.1857 | 2.43 | 2.1471
22h30 | 2.5814 | 2.6529 | 2.5657 |  | 22h30 | 2.5757 | 2.7271 | 2.5243 |  | 22h30 | 1.8086 | 1.9186 | 1.78 |  | 22h30 | 0.83429 | 0.96286 | 0.80714 |  |  | 22h30 | 2.4 | 2.5071 | 2.3686
23h30 | 2.8157 | 2.8529 | 2.8057 |  | 23h30 | 2.6986 | 2.8057 | 2.6529 |  | 23h30 | 2.0157 | 2.0829 | 1.9871 |  | 23h30 | 0.95857 | 1.0686 | 0.92857 |  |  | 23h30 | 2.5929 | 2.6614 | 2.57
|  |  |  | Best Case (in a typical spring day) | [16 empty] | Best Case (in a typical spring day)
| 1945-1983's Detached |  |  |  |  | 1945-1983's Terrace |  |  |  |  | 1945-1983's Top/Ground Flat |  |  |  |  | 1945-1983's Mid Flat | [5 empty] | 1945-1983's Semi-detached
| Occupancy type 1 | Occupancy type 2 | Occupancy type 3 |  |  | Occupancy type 1 | Occupancy type 2 | Occupancy type 3 |  |  | Occupancy type 1 | Occupancy type 2 | Occupancy type 3 |  |  | Occupancy type 1 | Occupancy type 2 | Occupancy type 3 |  |  |  | Occupancy type 1 | Occupancy type 2 | Occupancy type 3
| kW | kW | kW |  |  | kW | kW | kW |  |  | kW | kW | kW |  |  | kW | kW | kW |  |  |  | kW | kW | kW
00h30 | 0.74 | 0.24 | 0.79143 |  | 00h30 | 0.74143 | 0.26714 | 0.79571 |  | 00h30 | 0.55429 | 0.19286 | 0.58571 |  | 00h30 | 0.45571 | 0.15143 | 0.47571 |  |  | 00h30 | 0.72714 | 0.27 | 0.77
01h30 | 0.09 | 0 | 0.091429 |  | 01h30 | 0.095714 | 0 | 0.10143 |  | 01h30 | 0.022857 | 0 | 0.02 |  | 01h30 | 0.01 | 0 | 0.0071429 |  |  | 01h30 | 0.10571 | 0 | 0.10286
02h30 | 0.09 | 0.05 | 0.091429 |  | 02h30 | 0.095714 | 0.054286 | 0.10143 |  | 02h30 | 0.022857 | 0 | 0.02 |  | 02h30 | 0.01 | 0 | 0.0071429 |  |  | 02h30 | 0.10571 | 0.052857 | 0.10286
03h30 | 0.16286 | 0.12143 | 0.16286 |  | 03h30 | 0.16286 | 0.13429 | 0.15857 |  | 03h30 | 0.018571 | 0.0014286 | 0.017143 |  | 03h30 | 0 | 0 | 0 |  |  | 03h30 | 0.17143 | 0.13143 | 0.17
04h30 | 0.26571 | 0.24143 | 0.25286 |  | 04h30 | 0.27 | 0.25429 | 0.24714 |  | 04h30 | 0.041429 | 0.042857 | 0.032857 |  | 04h30 | 0.0057143 | 0.0014286 | 0.0028571 |  |  | 04h30 | 0.27286 | 0.25143 | 0.26143
05h30 | 0.39571 | 0.36 | 0.38143 |  | 05h30 | 0.4 | 0.37143 | 0.37429 |  | 05h30 | 0.13714 | 0.13143 | 0.12143 |  | 05h30 | 0.034286 | 0.037143 | 0.025714 |  |  | 05h30 | 0.40429 | 0.36286 | 0.38857
06h30 | 0.51714 | 0.47 | 0.50286 |  | 06h30 | 0.50857 | 0.46714 | 0.48571 |  | 06h30 | 0.26143 | 0.23429 | 0.24 |  | 06h30 | 0.10429 | 0.098571 | 0.087143 |  |  | 06h30 | 0.52429 | 0.47143 | 0.51143
07h30 | 1.3814 | 1.2129 | 1.5429 |  | 07h30 | 1.3429 | 1.1986 | 1.47 |  | 07h30 | 1.0729 | 0.92143 | 1.2186 |  | 07h30 | 0.99143 | 0.82857 | 1.1429 |  |  | 07h30 | 1.3829 | 1.1943 | 1.5443
08h30 | 2.0086 | 1.9829 | 2.1014 |  | 08h30 | 1.9314 | 1.9286 | 2.0086 |  | 08h30 | 1.6271 | 1.5986 | 1.71 |  | 08h30 | 1.4 | 1.3514 | 1.49 |  |  | 08h30 | 1.9571 | 1.9143 | 2.05
09h30 | 1.2757 | 1.42 | 2.4586 |  | 09h30 | 1.2214 | 1.3614 | 2.3871 |  | 09h30 | 1.0686 | 1.15 | 2.1043 |  | 09h30 | 0.80571 | 0.88143 | 1.7014 |  |  | 09h30 | 1.1986 | 1.3486 | 2.3186
10h30 | 0.64429 | 0.8 | 2.0186 |  | 10h30 | 0.61286 | 0.76286 | 1.9429 |  | 10h30 | 0.56143 | 0.68286 | 1.7371 |  | 10h30 | 0.49714 | 0.60714 | 1.46 |  |  | 10h30 | 0.58 | 0.73429 | 1.8714
11h30 | 0.43571 | 0.52 | 1.4243 |  | 11h30 | 0.40714 | 0.49143 | 1.3429 |  | 11h30 | 0.36714 | 0.43571 | 1.1771 |  | 11h30 | 0.31857 | 0.38143 | 0.97571 |  |  | 11h30 | 0.37286 | 0.45714 | 1.2143
12h30 | 0.31 | 0.34571 | 1.18 |  | 12h30 | 0.29143 | 0.32 | 1.1243 |  | 12h30 | 0.24714 | 0.27571 | 0.97286 |  | 12h30 | 0.20857 | 0.23571 | 0.83571 |  |  | 12h30 | 0.26571 | 0.28286 | 1.0214
13h30 | 0.91714 | 0.25857 | 0.95429 |  | 13h30 | 0.87286 | 0.23714 | 0.89286 |  | 13h30 | 0.77286 | 0.19714 | 0.73429 |  | 13h30 | 0.65143 | 0.16714 | 0.59857 |  |  | 13h30 | 0.79 | 0.21429 | 0.81143
14h30 | 1.33 | 0.18714 | 0.94571 |  | 14h30 | 1.2486 | 0.17143 | 0.88571 |  | 14h30 | 1.0686 | 0.12857 | 0.72571 |  | 14h30 | 0.87429 | 0.10143 | 0.59286 |  |  | 14h30 | 1.1257 | 0.14571 | 0.80714
15h30 | 1.4029 | 0.18 | 0.84857 |  | 15h30 | 1.3057 | 0.16714 | 0.79429 |  | 15h30 | 1.0686 | 0.12571 | 0.62429 |  | 15h30 | 0.86 | 0.1 | 0.50143 |  |  | 15h30 | 1.16 | 0.14571 | 0.71714
16h30 | 1.2286 | 0.14143 | 0.88714 |  | 16h30 | 1.1671 | 0.13 | 0.84 |  | 16h30 | 0.95143 | 0.087143 | 0.65286 |  | 16h30 | 0.78143 | 0.065714 | 0.52857 |  |  | 16h30 | 1.0343 | 0.10714 | 0.75143
17h30 | 1.1886 | 0.14286 | 0.94714 |  | 17h30 | 1.1443 | 0.13143 | 0.91857 |  | 17h30 | 0.93286 | 0.088571 | 0.70857 |  | 17h30 | 0.78 | 0.065714 | 0.59 |  |  | 17h30 | 1.0314 | 0.11286 | 0.83143
18h30 | 1.2486 | 1.1786 | 1.0714 |  | 18h30 | 1.2271 | 1.1671 | 1.0557 |  | 18h30 | 0.98571 | 0.99143 | 0.81429 |  | 18h30 | 0.84 | 0.88143 | 0.69429 |  |  | 18h30 | 1.1043 | 1.04 | 0.95
19h30 | 0.96 | 1.6043 | 0.81571 |  | 19h30 | 0.95857 | 1.5843 | 0.81571 |  | 19h30 | 0.71571 | 1.2914 | 0.57571 |  | 19h30 | 0.57857 | 1.0943 | 0.46429 |  |  | 19h30 | 0.88143 | 1.4129 | 0.74286
20h30 | 0.72429 | 1.3814 | 0.64 |  | 20h30 | 0.73857 | 1.3671 | 0.65 |  | 20h30 | 0.48857 | 1.0171 | 0.41429 |  | 20h30 | 0.37143 | 0.79143 | 0.30857 |  |  | 20h30 | 0.68 | 1.2429 | 0.59857
21h30 | 0.79286 | 1.18 | 0.73429 |  | 21h30 | 0.82286 | 1.1971 | 0.76429 |  | 21h30 | 0.55 | 0.89143 | 0.49286 |  | 21h30 | 0.43143 | 0.71143 | 0.37571 |  |  | 21h30 | 0.77429 | 1.1014 | 0.71286
22h30 | 0.84286 | 1.0757 | 0.80286 |  | 22h30 | 0.88286 | 1.1114 | 0.83571 |  | 22h30 | 0.59429 | 0.80857 | 0.55143 |  | 22h30 | 0.46857 | 0.64429 | 0.41857 |  |  | 22h30 | 0.83429 | 1.0357 | 0.78857
23h30 | 0.88429 | 1.0686 | 0.85143 |  | 23h30 | 0.92857 | 1.11 | 0.88857 |  | 23h30 | 0.63714 | 0.80714 | 0.60143 |  | 23h30 | 0.50429 | 0.64429 | 0.46714 |  |  | 23h30 | 0.88714 | 1.04 | 0.85143
|  |  |  | Base Case (in a typical summer day) | [13 empty] | Base Case (in a typical summer day)
| 1945-1983's Detached |  |  |  |  | 1945-1983's Terrace |  |  |  |  | 1945-1983's Top/Ground Flat |  |  |  |  | 1945-1983's Mid Flat | [5 empty] | 1945-1983's Semi-detached
| Occupancy type 1 | Occupancy type 2 | Occupancy type 3 |  |  | Occupancy type 1 | Occupancy type 2 | Occupancy type 3 |  |  | Occupancy type 1 | Occupancy type 2 | Occupancy type 3 |  |  | Occupancy type 1 | Occupancy type 2 | Occupancy type 3 |  |  |  | Occupancy type 1 | Occupancy type 2 | Occupancy type 3
| kW | kW | kW |  |  | kW | kW | kW |  |  | kW | kW | kW |  |  | kW | kW | kW |  |  |  | kW | kW | kW
00h30 | 0.79 | 0.62857 | 0.89571 |  | 00h30 | 0.83286 | 0.63429 | 0.93 |  | 00h30 | 0.16143 | 0.39 | 0.56857 |  | 00h30 | 0.087143 | 0.12143 | 0.18714 |  |  | 00h30 | 0.76714 | 0.59714 | 0.87429
01h30 | 0.28286 | 0.14857 | 0.34 |  | 01h30 | 0.22286 | 0.11143 | 0.26286 |  | 01h30 | 0 | 0.012857 | 0.084286 |  | 01h30 | 0 | 0 | 0 |  |  | 01h30 | 0.22143 | 0.10857 | 0.27143
02h30 | 0.42429 | 0.29 | 0.42714 |  | 02h30 | 0.30286 | 0.19143 | 0.30571 |  | 02h30 | 0 | 0.064286 | 0.12571 |  | 02h30 | 0 | 0 | 0 |  |  | 02h30 | 0.32714 | 0.21 | 0.33571
03h30 | 0.69571 | 0.52286 | 0.68714 |  | 03h30 | 0.48857 | 0.35857 | 0.48 |  | 03h30 | 0.0042857 | 0.26 | 0.36429 |  | 03h30 | 0 | 0 | 0.018571 |  |  | 03h30 | 0.54714 | 0.39286 | 0.53571
04h30 | 0.92 | 0.71714 | 0.90857 |  | 04h30 | 0.63286 | 0.49857 | 0.61571 |  | 04h30 | 0.04 | 0.42286 | 0.56 |  | 04h30 | 0 | 0.02 | 0.061429 |  |  | 04h30 | 0.71286 | 0.55143 | 0.69857
05h30 | 1.0086 | 0.80571 | 1.0014 |  | 05h30 | 0.68857 | 0.55143 | 0.66714 |  | 05h30 | 0.065714 | 0.50429 | 0.65286 |  | 05h30 | 0 | 0.032857 | 0.088571 |  |  | 05h30 | 0.78857 | 0.62286 | 0.77571
06h30 | 0.88714 | 0.70571 | 0.88429 |  | 06h30 | 0.59571 | 0.46571 | 0.58429 |  | 06h30 | 0.062857 | 0.44714 | 0.58 |  | 06h30 | 0 | 0.028571 | 0.075714 |  |  | 06h30 | 0.69143 | 0.53857 | 0.67857
07h30 | 1.6157 | 1.2943 | 1.8657 |  | 07h30 | 1.2571 | 1.01 | 1.4857 |  | 07h30 | 0.65286 | 1.0271 | 1.5314 |  | 07h30 | 0.43857 | 0.50429 | 0.80857 |  |  | 07h30 | 1.3971 | 1.12 | 1.6343
08h30 | 1.8543 | 1.7529 | 2.02 |  | 08h30 | 1.5471 | 1.4729 | 1.6914 |  | 08h30 | 0.97143 | 1.5214 | 1.7386 |  | 08h30 | 0.58429 | 0.91571 | 1.0486 |  |  | 08h30 | 1.6986 | 1.6114 | 1.8443
09h30 | 0.91 | 1.0371 | 1.8414 |  | 09h30 | 0.83143 | 0.93429 | 1.7186 |  | 09h30 | 0.66286 | 0.97714 | 1.68 |  | 09h30 | 0.39571 | 0.68714 | 1.2571 |  |  | 09h30 | 0.89857 | 1.0086 | 1.82
10h30 | 0.64 | 0.68571 | 1.6757 |  | 10h30 | 0.59857 | 0.66429 | 1.5714 |  | 10h30 | 0.47857 | 0.66286 | 1.46 |  | 10h30 | 0.36429 | 0.51 | 1.0843 |  |  | 10h30 | 0.62286 | 0.69286 | 1.6514
11h30 | 0.43571 | 0.45 | 1.1229 |  | 11h30 | 0.43 | 0.45571 | 1.1229 |  | 11h30 | 0.31286 | 0.41714 | 0.93571 |  | 11h30 | 0.24 | 0.32 | 0.68571 |  |  | 11h30 | 0.44429 | 0.47143 | 1.1543
12h30 | 0.37 | 0.32429 | 1.05 |  | 12h30 | 0.37429 | 0.35143 | 1.0643 |  | 12h30 | 0.25429 | 0.28714 | 0.87143 |  | 12h30 | 0.19857 | 0.21429 | 0.63429 |  |  | 12h30 | 0.38714 | 0.35286 | 1.0857
13h30 | 0.59286 | 0.29429 | 0.75286 |  | 13h30 | 0.67571 | 0.30286 | 0.83143 |  | 13h30 | 0.39429 | 0.25 | 0.58714 |  | 13h30 | 0.30857 | 0.17143 | 0.40571 |  |  | 13h30 | 0.65286 | 0.30714 | 0.81714
14h30 | 0.74857 | 0.20286 | 0.71571 |  | 14h30 | 0.85857 | 0.23 | 0.80714 |  | 14h30 | 0.48286 | 0.15286 | 0.56 |  | 14h30 | 0.37286 | 0.1 | 0.38429 |  |  | 14h30 | 0.82286 | 0.22286 | 0.78714
15h30 | 0.67143 | 0.16571 | 0.53143 |  | 15h30 | 0.77857 | 0.19714 | 0.61286 |  | 15h30 | 0.41571 | 0.11857 | 0.39143 |  | 15h30 | 0.31 | 0.075714 | 0.25429 |  |  | 15h30 | 0.72286 | 0.18714 | 0.57143
16h30 | 0.55286 | 0.13857 | 0.50571 |  | 16h30 | 0.70571 | 0.17143 | 0.62286 |  | 16h30 | 0.31 | 0.094286 | 0.35571 |  | 16h30 | 0.22857 | 0.054286 | 0.23286 |  |  | 16h30 | 0.63286 | 0.14571 | 0.56429
17h30 | 0.57571 | 0.15 | 0.54429 |  | 17h30 | 0.80714 | 0.19571 | 0.73714 |  | 17h30 | 0.26 | 0.10143 | 0.35 |  | 17h30 | 0.18429 | 0.055714 | 0.19286 |  |  | 17h30 | 0.67 | 0.16143 | 0.62
18h30 | 0.71 | 0.59286 | 0.69 |  | 18h30 | 0.97429 | 0.78571 | 0.92286 |  | 18h30 | 0.30857 | 0.46429 | 0.47 |  | 18h30 | 0.23286 | 0.28429 | 0.25143 |  |  | 18h30 | 0.81 | 0.66857 | 0.77571
19h30 | 0.54857 | 0.66571 | 0.53286 |  | 19h30 | 0.73143 | 0.91 | 0.68571 |  | 19h30 | 0.17143 | 0.49857 | 0.32714 |  | 19h30 | 0.11714 | 0.28143 | 0.11857 |  |  | 19h30 | 0.59857 | 0.75143 | 0.57
20h30 | 0.45714 | 0.54286 | 0.46286 |  | 20h30 | 0.57714 | 0.76714 | 0.56714 |  | 20h30 | 0.072857 | 0.34571 | 0.26429 |  | 20h30 | 0.024286 | 0.10714 | 0.061429 |  |  | 20h30 | 0.46714 | 0.59286 | 0.47
21h30 | 0.71571 | 0.74714 | 0.71857 |  | 21h30 | 0.88714 | 0.96571 | 0.87143 |  | 21h30 | 0.12571 | 0.46571 | 0.40714 |  | 21h30 | 0.048571 | 0.15571 | 0.11857 |  |  | 21h30 | 0.73571 | 0.78714 | 0.72857
22h30 | 1.0214 | 1.0514 | 1.0143 |  | 22h30 | 1.1743 | 1.23 | 1.1471 |  | 22h30 | 0.19571 | 0.66286 | 0.60143 |  | 22h30 | 0.097143 | 0.23 | 0.19 |  |  | 22h30 | 1.01 | 1.0571 | 0.99429
23h30 | 1.3543 | 1.37 | 1.3429 |  | 23h30 | 1.4086 | 1.4571 | 1.3814 |  | 23h30 | 0.28 | 0.89571 | 0.85 |  | 23h30 | 0.15143 | 0.30429 | 0.26714 |  |  | 23h30 | 1.29 | 1.3214 | 1.27
|  |  |  | Best Case (in a typical summer day) | [13 empty] | Best Case (in a typical summer day)
| 1945-1983's Detached |  |  |  |  | 1945-1983's Terrace |  |  |  |  | 1945-1983's Top/Ground Flat |  |  |  |  | 1945-1983's Mid Flat | [5 empty] | 1945-1983's Semi-detached
| Occupancy type 1 | Occupancy type 2 | Occupancy type 3 |  |  | Occupancy type 1 | Occupancy type 2 | Occupancy type 3 |  |  | Occupancy type 1 | Occupancy type 2 | Occupancy type 3 |  |  | Occupancy type 1 | Occupancy type 2 | Occupancy type 3 |  |  |  | Occupancy type 1 | Occupancy type 2 | Occupancy type 3
| kW | kW | kW |  |  | kW | kW | kW |  |  | kW | kW | kW |  |  | kW | kW | kW |  |  |  | kW | kW | kW
00h30 | 0.10571 | 0.077143 | 0.11714 |  | 00h30 | 0.11143 | 0.092857 | 0.12429 |  | 00h30 | 0.041429 | 0.042857 | 0.041429 |  | 00h30 | 0.012857 | 0.021429 | 0.01 |  |  | 00h30 | 0.11571 | 0.091429 | 0.12857
01h30 | 0 | 0 | 0 |  | 01h30 | 0 | 0 | 0 |  | 01h30 | 0 | 0 | 0 |  | 01h30 | 0 | 0 | 0 |  |  | 01h30 | 0 | 0 | 0
02h30 | 0 | 0 | 0 |  | 02h30 | 0 | 0 | 0 |  | 02h30 | 0 | 0 | 0 |  | 02h30 | 0 | 0 | 0 |  |  | 02h30 | 0 | 0 | 0
03h30 | 0 | 0 | 0 |  | 03h30 | 0 | 0 | 0 |  | 03h30 | 0 | 0 | 0 |  | 03h30 | 0 | 0 | 0 |  |  | 03h30 | 0 | 0 | 0
04h30 | 0 | 0 | 0 |  | 04h30 | 0 | 0 | 0 |  | 04h30 | 0 | 0 | 0 |  | 04h30 | 0 | 0 | 0 |  |  | 04h30 | 0 | 0 | 0
05h30 | 0 | 0 | 0 |  | 05h30 | 0 | 0 | 0 |  | 05h30 | 0 | 0 | 0 |  | 05h30 | 0 | 0 | 0 |  |  | 05h30 | 0 | 0 | 0
06h30 | 0 | 0 | 0 |  | 06h30 | 0 | 0 | 0 |  | 06h30 | 0 | 0 | 0 |  | 06h30 | 0 | 0 | 0 |  |  | 06h30 | 0 | 0 | 0
07h30 | 0.36429 | 0.26 | 0.46429 |  | 07h30 | 0.35714 | 0.25429 | 0.46 |  | 07h30 | 0.24429 | 0.16571 | 0.31143 |  | 07h30 | 0.16857 | 0.11 | 0.21143 |  |  | 07h30 | 0.37286 | 0.26429 | 0.47143
08h30 | 0.51571 | 0.46286 | 0.57 |  | 08h30 | 0.5 | 0.44429 | 0.55857 |  | 08h30 | 0.31 | 0.26857 | 0.35143 |  | 08h30 | 0.19 | 0.15143 | 0.21286 |  |  | 08h30 | 0.53 | 0.47429 | 0.58286
09h30 | 0.39429 | 0.40714 | 0.86143 |  | 09h30 | 0.38714 | 0.39286 | 0.81429 |  | 09h30 | 0.25857 | 0.26143 | 0.51571 |  | 09h30 | 0.15143 | 0.15429 | 0.3 |  |  | 09h30 | 0.40714 | 0.41429 | 0.86143
10h30 | 0.35714 | 0.37857 | 0.86 |  | 10h30 | 0.35857 | 0.37571 | 0.81429 |  | 10h30 | 0.27286 | 0.28429 | 0.57429 |  | 10h30 | 0.18857 | 0.19857 | 0.36857 |  |  | 10h30 | 0.36571 | 0.38571 | 0.85
11h30 | 0.23714 | 0.25286 | 0.55429 |  | 11h30 | 0.23286 | 0.24429 | 0.50571 |  | 11h30 | 0.17429 | 0.18429 | 0.37143 |  | 11h30 | 0.11714 | 0.12571 | 0.25857 |  |  | 11h30 | 0.23714 | 0.24714 | 0.52857
12h30 | 0.19714 | 0.17286 | 0.49286 |  | 12h30 | 0.19 | 0.16571 | 0.45286 |  | 12h30 | 0.14286 | 0.12286 | 0.31857 |  | 12h30 | 0.092857 | 0.08 | 0.22429 |  |  | 12h30 | 0.19286 | 0.16857 | 0.47286
13h30 | 0.29571 | 0.12857 | 0.31857 |  | 13h30 | 0.28 | 0.12143 | 0.29571 |  | 13h30 | 0.22143 | 0.09 | 0.23 |  | 13h30 | 0.16857 | 0.058571 | 0.16857 |  |  | 13h30 | 0.29143 | 0.12714 | 0.31429
14h30 | 0.37429 | 0.082857 | 0.30143 |  | 14h30 | 0.34857 | 0.078571 | 0.28143 |  | 14h30 | 0.27429 | 0.058571 | 0.21714 |  | 14h30 | 0.20286 | 0.04 | 0.15714 |  |  | 14h30 | 0.36143 | 0.08 | 0.29714
15h30 | 0.33714 | 0.057143 | 0.21286 |  | 15h30 | 0.30857 | 0.052857 | 0.19714 |  | 15h30 | 0.21857 | 0.035714 | 0.14 |  | 15h30 | 0.15857 | 0.024286 | 0.10571 |  |  | 15h30 | 0.32 | 0.054286 | 0.19857
16h30 | 0.26 | 0.045714 | 0.19571 |  | 16h30 | 0.23571 | 0.041429 | 0.18571 |  | 16h30 | 0.15286 | 0.025714 | 0.11286 |  | 16h30 | 0.1 | 0.015714 | 0.085714 |  |  | 16h30 | 0.24714 | 0.042857 | 0.18429
17h30 | 0.23571 | 0.054286 | 0.18 |  | 17h30 | 0.21714 | 0.051429 | 0.16857 |  | 17h30 | 0.12286 | 0.032857 | 0.088571 |  | 17h30 | 0.074286 | 0.02 | 0.057143 |  |  | 17h30 | 0.22429 | 0.052857 | 0.17
18h30 | 0.27714 | 0.28429 | 0.23286 |  | 18h30 | 0.27571 | 0.27857 | 0.22714 |  | 18h30 | 0.15857 | 0.16143 | 0.13 |  | 18h30 | 0.10286 | 0.094286 | 0.08 |  |  | 18h30 | 0.27429 | 0.27286 | 0.22714
19h30 | 0.13143 | 0.26857 | 0.10429 |  | 19h30 | 0.13571 | 0.26571 | 0.10286 |  | 19h30 | 0.072857 | 0.15286 | 0.052857 |  | 19h30 | 0.04 | 0.085714 | 0.025714 |  |  | 19h30 | 0.13429 | 0.25857 | 0.10571
20h30 | 0.041429 | 0.082857 | 0.035714 |  | 20h30 | 0.038571 | 0.072857 | 0.028571 |  | 20h30 | 0.0028571 | 0.021429 | 0.011429 |  | 20h30 | 0 | 0 | 0 |  |  | 20h30 | 0.045714 | 0.085714 | 0.034286
21h30 | 0.082857 | 0.11429 | 0.068571 |  | 21h30 | 0.092857 | 0.12 | 0.07 |  | 21h30 | 0.0057143 | 0.025714 | 0.01 |  | 21h30 | 0 | 0 | 0 |  |  | 21h30 | 0.092857 | 0.12714 | 0.077143
22h30 | 0.12429 | 0.16429 | 0.11 |  | 22h30 | 0.14143 | 0.18286 | 0.12 |  | 22h30 | 0.027143 | 0.058571 | 0.02 |  | 22h30 | 0 | 0.014286 | 0.0014286 |  |  | 22h30 | 0.14 | 0.17857 | 0.12429
23h30 | 0.17571 | 0.21286 | 0.15714 |  | 23h30 | 0.20143 | 0.24429 | 0.18 |  | 23h30 | 0.067143 | 0.097143 | 0.052857 |  | 23h30 | 0.014286 | 0.037143 | 0.011429 |  |  | 23h30 | 0.19571 | 0.23286 | 0.17571
|  |  |  | Base Case (in a typical Autumn day) | [13 empty] | Base Case (in a typical Autumn day)
| 1945-1983's Detached |  |  |  |  | 1945-1983's Terrace |  |  |  |  | 1945-1983'sTop/Ground Flat |  |  |  |  | 1945-1983's Mid Flat | [5 empty] | 1945-1983's Semi-detached
| Occupancy type 1 | Occupancy type 2 | Occupancy type 3 |  |  | Occupancy type 1 | Occupancy type 2 | Occupancy type 3 |  |  | Occupancy type 1 | Occupancy type 2 | Occupancy type 3 |  |  | Occupancy type 1 | Occupancy type 2 | Occupancy type 3 |  |  |  | Occupancy type 1 | Occupancy type 2 | Occupancy type 3
| kW | kW | kW |  |  | kW | kW | kW |  |  | kW | kW | kW |  |  | kW | kW | kW |  |  |  | kW | kW | kW
00h30 | 1.5757 | 0.80286 | 1.8443 |  | 00h30 | 1.3614 | 0.62143 | 1.5957 |  | 00h30 | 1.2043 | 0.49857 | 1.37 |  | 00h30 | 0.71857 | 0.21857 | 0.55714 |  |  | 00h30 | 1.43 | 0.69857 | 1.6643
01h30 | 0.78714 | 0.35714 | 0.91286 |  | 01h30 | 0.55143 | 0.19714 | 0.64571 |  | 01h30 | 0.43714 | 0.12143 | 0.51286 |  | 01h30 | 0.078571 | 0.0042857 | 0.0057143 |  |  | 01h30 | 0.64429 | 0.26429 | 0.74429
02h30 | 0.84571 | 0.71429 | 0.92429 |  | 02h30 | 0.58429 | 0.49429 | 0.64571 |  | 02h30 | 0.48571 | 0.40857 | 0.52 |  | 02h30 | 0.098571 | 0.074286 | 0.0057143 |  |  | 02h30 | 0.69143 | 0.57857 | 0.75143
03h30 | 1.1086 | 1.0257 | 1.1271 |  | 03h30 | 0.77 | 0.72857 | 0.78571 |  | 03h30 | 0.73 | 0.70429 | 0.72429 |  | 03h30 | 0.18714 | 0.16857 | 0 |  |  | 03h30 | 0.90571 | 0.84143 | 0.91714
04h30 | 1.2871 | 1.18 | 1.2614 |  | 04h30 | 0.89286 | 0.84286 | 0.86143 |  | 04h30 | 0.92 | 0.86571 | 0.88143 |  | 04h30 | 0.27429 | 0.28286 | 0.0042857 |  |  | 04h30 | 1.0571 | 0.97857 | 1.03
05h30 | 1.4029 | 1.2486 | 1.37 |  | 05h30 | 0.99 | 0.91143 | 0.95429 |  | 05h30 | 1.06 | 0.97143 | 1.0257 |  | 05h30 | 0.42 | 0.40143 | 0.061429 |  |  | 05h30 | 1.1629 | 1.05 | 1.13
06h30 | 1.4986 | 1.29 | 1.4857 |  | 06h30 | 1.0857 | 0.95571 | 1.0557 |  | 06h30 | 1.1829 | 1.0343 | 1.1614 |  | 06h30 | 0.56571 | 0.51 | 0.16714 |  |  | 06h30 | 1.2614 | 1.0971 | 1.2414
07h30 | 2.6929 | 2.25 | 2.9443 |  | 07h30 | 2.2014 | 1.8643 | 2.4143 |  | 07h30 | 2.3329 | 1.9643 | 2.5657 |  | 07h30 | 1.5957 | 1.36 | 1.19 |  |  | 07h30 | 2.4 | 2.0229 | 2.6343
08h30 | 3.3929 | 3.2043 | 3.5529 |  | 08h30 | 2.8857 | 2.7514 | 3.0186 |  | 08h30 | 3.0243 | 2.88 | 3.1671 |  | 08h30 | 2.2886 | 2.1971 | 1.7943 |  |  | 08h30 | 3.0571 | 2.8986 | 3.2029
09h30 | 1.7343 | 2.1257 | 3.5014 |  | 09h30 | 1.5414 | 1.8671 | 3.1086 |  | 09h30 | 1.65 | 1.9443 | 3.1671 |  | 09h30 | 1.4143 | 1.5414 | 2.2571 |  |  | 09h30 | 1.5686 | 1.9114 | 3.1871
10h30 | 0.99143 | 1.1243 | 3.1286 |  | 10h30 | 0.91 | 1.0414 | 2.8071 |  | 10h30 | 0.91143 | 1.0729 | 2.77 |  | 10h30 | 0.76429 | 0.89571 | 1.9943 |  |  | 10h30 | 0.9 | 1.0257 | 2.8543
11h30 | 0.78 | 0.82429 | 2.6214 |  | 11h30 | 0.72143 | 0.77429 | 2.3629 |  | 11h30 | 0.70286 | 0.76429 | 2.2543 |  | 11h30 | 0.57143 | 0.63143 | 1.54 |  |  | 11h30 | 0.71286 | 0.75857 | 2.3971
12h30 | 0.65143 | 0.66714 | 2.3143 |  | 12h30 | 0.60857 | 0.63571 | 2.08 |  | 12h30 | 0.57286 | 0.59714 | 1.9414 |  | 12h30 | 0.45286 | 0.48571 | 1.2614 |  |  | 12h30 | 0.60143 | 0.62429 | 2.1471
13h30 | 1.7271 | 0.58143 | 2.0743 |  | 13h30 | 1.5743 | 0.56429 | 1.89 |  | 13h30 | 1.5057 | 0.51 | 1.7129 |  | 13h30 | 1.2143 | 0.40571 | 1.0671 |  |  | 13h30 | 1.5914 | 0.54571 | 1.92
14h30 | 2.39 | 0.52143 | 2 |  | 14h30 | 2.2057 | 0.51143 | 1.8086 |  | 14h30 | 2.1086 | 0.44286 | 1.6271 |  | 14h30 | 1.7257 | 0.34143 | 0.97429 |  |  | 14h30 | 2.2129 | 0.49 | 1.8414
15h30 | 2.3571 | 0.49 | 1.8714 |  | 15h30 | 2.2514 | 0.48857 | 1.7443 |  | 15h30 | 2.09 | 0.40714 | 1.5 |  | 15h30 | 1.74 | 0.30571 | 0.88286 |  |  | 15h30 | 2.2229 | 0.46571 | 1.7529
16h30 | 2.0529 | 0.50571 | 1.8814 |  | 16h30 | 2.0129 | 0.51571 | 1.7957 |  | 16h30 | 1.7557 | 0.41714 | 1.5071 |  | 16h30 | 1.4086 | 0.30571 | 0.88571 |  |  | 16h30 | 1.9771 | 0.48857 | 1.79
17h30 | 2.0943 | 0.58143 | 2.0186 |  | 17h30 | 2.0814 | 0.6 | 1.9614 |  | 17h30 | 1.7386 | 0.47857 | 1.6143 |  | 17h30 | 1.3443 | 0.34857 | 0.96714 |  |  | 17h30 | 2.0471 | 0.57143 | 1.9486
18h30 | 2.3129 | 1.8986 | 2.2657 |  | 18h30 | 2.2986 | 1.8714 | 2.2143 |  | 18h30 | 1.9057 | 1.7343 | 1.8257 |  | 18h30 | 1.4329 | 1.3743 | 1.1043 |  |  | 18h30 | 2.2686 | 1.8443 | 2.2014
19h30 | 2.1086 | 2.55 | 2.0757 |  | 19h30 | 2.0629 | 2.5029 | 1.9943 |  | 19h30 | 1.6657 | 2.2814 | 1.6071 |  | 19h30 | 1.1114 | 1.7357 | 0.79714 |  |  | 19h30 | 2.04 | 2.4643 | 1.9943
20h30 | 1.8857 | 2.4414 | 1.9429 |  | 20h30 | 1.7886 | 2.4043 | 1.8 |  | 20h30 | 1.4429 | 2.0771 | 1.46 |  | 20h30 | 0.86429 | 1.4557 | 0.61857 |  |  | 20h30 | 1.7943 | 2.35 | 1.8143
21h30 | 2.0557 | 2.2514 | 2.0814 |  | 21h30 | 1.8871 | 2.1429 | 1.8757 |  | 21h30 | 1.5743 | 1.8586 | 1.5743 |  | 21h30 | 0.92 | 1.23 | 0.63143 |  |  | 21h30 | 1.9257 | 2.1443 | 1.9286
22h30 | 2.1771 | 2.2443 | 2.1857 |  | 22h30 | 1.9429 | 2.07 | 1.9229 |  | 22h30 | 1.67 | 1.79 | 1.6543 |  | 22h30 | 0.97571 | 1.1171 | 0.65429 |  |  | 22h30 | 2.0171 | 2.1143 | 2.0086
23h30 | 2.2814 | 2.3157 | 2.2771 |  | 23h30 | 1.9914 | 2.0814 | 1.96 |  | 23h30 | 1.7486 | 1.8243 | 1.7214 |  | 23h30 | 1.0271 | 1.1371 | 0.67 |  |  | 23h30 | 2.0986 | 2.1571 | 2.0757
|  |  |  | Best Case (in a typical Autumn day) | [14 empty] | Best Case (in a typical Autumn day)
| 1945-1983's Detached |  |  |  |  | 1945-1983's Terrace |  |  |  |  | 1945-1983's Top/Ground Flat |  |  |  |  | 1945-1983's Mid Flat | [5 empty] | 1945-1983's Semi-detached
| Occupancy type 1 | Occupancy type 2 | Occupancy type 3 |  |  | Occupancy type 1 | Occupancy type 2 | Occupancy type 3 |  |  | Occupancy type 1 | Occupancy type 2 | Occupancy type 3 |  |  | Occupancy type 1 | Occupancy type 2 | Occupancy type 3 |  |  |  | Occupancy type 1 | Occupancy type 2 | Occupancy type 3
| kW | kW | kW |  |  | kW | kW | kW |  |  | kW | kW | kW |  |  | kW | kW | kW |  |  |  | kW | kW | kW
00h30 | 0.51286 | 0.13286 | 0.57714 |  | 00h30 | 0.49857 | 0.14286 | 0.56143 |  | 00h30 | 0.40143 | 0.088571 | 0.44429 |  | 00h30 | 0.32143 | 0.058571 | 0.91714 |  |  | 00h30 | 0.51857 | 0.14571 | 0.58
01h30 | 0.0028571 | 0 | 0.0014286 |  | 01h30 | 0.0042857 | 0 | 0.0028571 |  | 01h30 | 0 | 0 | 0 |  | 01h30 | 0 | 0 | 0.18143 |  |  | 01h30 | 0.0042857 | 0 | 0.0057143
02h30 | 0.0028571 | 0 | 0.0014286 |  | 02h30 | 0.0042857 | 0 | 0.0028571 |  | 02h30 | 0 | 0 | 0 |  | 02h30 | 0 | 0 | 0.18143 |  |  | 02h30 | 0.0042857 | 0 | 0.0057143
03h30 | 0.0057143 | 0 | 0.0085714 |  | 03h30 | 0.0028571 | 0 | 0.0028571 |  | 03h30 | 0 | 0 | 0 |  | 03h30 | 0 | 0 | 0.24714 |  |  | 03h30 | 0.0085714 | 0 | 0.012857
04h30 | 0.011429 | 0.017143 | 0.0085714 |  | 04h30 | 0.0057143 | 0.0085714 | 0.0028571 |  | 04h30 | 0 | 0 | 0 |  | 04h30 | 0 | 0 | 0.31571 |  |  | 04h30 | 0.017143 | 0.025714 | 0.012857
05h30 | 0.042857 | 0.075714 | 0.034286 |  | 05h30 | 0.027143 | 0.054286 | 0.015714 |  | 05h30 | 0 | 0 | 0 |  | 05h30 | 0 | 0 | 0.38714 |  |  | 05h30 | 0.055714 | 0.084286 | 0.042857
06h30 | 0.15 | 0.15286 | 0.13286 |  | 06h30 | 0.11286 | 0.12714 | 0.097143 |  | 06h30 | 0.017143 | 0.025714 | 0.0085714 |  | 06h30 | 0 | 0.0014286 | 0.46429 |  |  | 06h30 | 0.15571 | 0.15429 | 0.14143
07h30 | 0.86857 | 0.73 | 0.97 |  | 07h30 | 0.87857 | 0.70286 | 1.0257 |  | 07h30 | 0.86 | 0.70714 | 1 |  | 07h30 | 0.77286 | 0.64571 | 1.54 |  |  | 07h30 | 0.89143 | 0.75857 | 0.97714
08h30 | 1.5771 | 1.5343 | 1.6257 |  | 08h30 | 1.5343 | 1.4629 | 1.61 |  | 08h30 | 1.4057 | 1.3529 | 1.4857 |  | 08h30 | 1.1643 | 1.1357 | 2.2686 |  |  | 08h30 | 1.5329 | 1.5014 | 1.5757
09h30 | 1.2257 | 1.2557 | 2.33 |  | 09h30 | 1.1357 | 1.1871 | 2.1786 |  | 09h30 | 0.92714 | 0.99714 | 1.8814 |  | 09h30 | 0.71714 | 0.78143 | 2.9057 |  |  | 09h30 | 1.1286 | 1.1614 | 2.1971
10h30 | 0.66857 | 0.75714 | 2.0829 |  | 10h30 | 0.63857 | 0.72714 | 1.9586 |  | 10h30 | 0.58571 | 0.67714 | 1.7629 |  | 10h30 | 0.51429 | 0.60286 | 2.74 |  |  | 10h30 | 0.60571 | 0.69 | 1.9343
11h30 | 0.5 | 0.54714 | 1.63 |  | 11h30 | 0.47429 | 0.52571 | 1.5271 |  | 11h30 | 0.43429 | 0.48857 | 1.3786 |  | 11h30 | 0.37857 | 0.43286 | 2.2871 |  |  | 11h30 | 0.43714 | 0.48429 | 1.4771
12h30 | 0.38857 | 0.41714 | 1.3314 |  | 12h30 | 0.36571 | 0.39714 | 1.2486 |  | 12h30 | 0.33143 | 0.36571 | 1.1314 |  | 12h30 | 0.28714 | 0.32286 | 1.9457 |  |  | 12h30 | 0.33286 | 0.36 | 1.2257
13h30 | 1.0057 | 0.34 | 1.1386 |  | 13h30 | 0.96 | 0.32286 | 1.0643 |  | 13h30 | 0.89143 | 0.29286 | 0.94286 |  | 13h30 | 0.76714 | 0.25571 | 1.7129 |  |  | 13h30 | 0.90286 | 0.28571 | 1.0214
14h30 | 1.4686 | 0.28286 | 1.0371 |  | 14h30 | 1.3786 | 0.26714 | 0.97143 |  | 14h30 | 1.2571 | 0.23714 | 0.86714 |  | 14h30 | 1.0657 | 0.20286 | 1.5614 |  |  | 14h30 | 1.3186 | 0.23143 | 0.92857
15h30 | 1.5743 | 0.25571 | 0.95429 |  | 15h30 | 1.4529 | 0.24 | 0.88714 |  | 15h30 | 1.2914 | 0.20714 | 0.77 |  | 15h30 | 1.0929 | 0.17857 | 1.48 |  |  | 15h30 | 1.3957 | 0.21143 | 0.85429
16h30 | 1.3357 | 0.26 | 0.95714 |  | 16h30 | 1.2543 | 0.25143 | 0.89714 |  | 16h30 | 1.1143 | 0.21429 | 0.77714 |  | 16h30 | 0.94857 | 0.18429 | 1.4914 |  |  | 16h30 | 1.2014 | 0.22429 | 0.86143
17h30 | 1.2957 | 0.31 | 1.0457 |  | 17h30 | 1.2343 | 0.30286 | 0.99286 |  | 17h30 | 1.0886 | 0.25714 | 0.84571 |  | 17h30 | 0.94143 | 0.22429 | 1.6 |  |  | 17h30 | 1.1929 | 0.27857 | 0.96286
18h30 | 1.3671 | 1.2286 | 1.1914 |  | 18h30 | 1.3243 | 1.1843 | 1.1529 |  | 18h30 | 1.16 | 1.0529 | 0.97714 |  | 18h30 | 1.0143 | 0.94714 | 1.7471 |  |  | 18h30 | 1.2971 | 1.1586 | 1.1329
19h30 | 1.0071 | 1.5529 | 0.87714 |  | 19h30 | 0.97571 | 1.48 | 0.84714 |  | 19h30 | 0.80714 | 1.2929 | 0.66286 |  | 19h30 | 0.67429 | 1.1129 | 1.3886 |  |  | 19h30 | 0.97857 | 1.4614 | 0.85571
20h30 | 0.70857 | 1.3471 | 0.66429 |  | 20h30 | 0.68857 | 1.2814 | 0.65143 |  | 20h30 | 0.53857 | 1.0857 | 0.49714 |  | 20h30 | 0.43143 | 0.86857 | 1.1043 |  |  | 20h30 | 0.68571 | 1.2643 | 0.64
21h30 | 0.70857 | 1.11 | 0.67286 |  | 21h30 | 0.69714 | 1.08 | 0.66429 |  | 21h30 | 0.54286 | 0.90714 | 0.50143 |  | 21h30 | 0.44429 | 0.74143 | 1.0771 |  |  | 21h30 | 0.70714 | 1.0714 | 0.66857
22h30 | 0.72429 | 0.94857 | 0.69143 |  | 22h30 | 0.71143 | 0.93286 | 0.68286 |  | 22h30 | 0.55286 | 0.77 | 0.51429 |  | 22h30 | 0.45143 | 0.62857 | 1.1029 |  |  | 22h30 | 0.72571 | 0.93571 | 0.69
23h30 | 0.72571 | 0.90571 | 0.69286 |  | 23h30 | 0.71714 | 0.89286 | 0.68429 |  | 23h30 | 0.55857 | 0.72857 | 0.52429 |  | 23h30 | 0.45143 | 0.59143 | 1.0871 |  |  | 23h30 | 0.74571 | 0.90286 | 0.71286
|  |  |  | Base Case (in a typical Winter_2 day) | [12 empty] | Base Case (in a typical Winter_2 day)
| 1945-1983's Detached |  |  |  |  | 1945-1983's Terrace |  |  |  |  | 1945-1983's Top/Ground Flat |  |  |  |  | 1945-1983's Mid Flat | [5 empty] | 1945-1983's-detached
| Occupancy type 1 | Occupancy type 2 | Occupancy type 3 |  |  | Occupancy type 1 | Occupancy type 2 | Occupancy type 3 |  |  | Occupancy type 1 | Occupancy type 2 | Occupancy type 3 |  |  | Occupancy type 1 | Occupancy type 2 | Occupancy type 3 |  |  |  | Occupancy type 1 | Occupancy type 2 | Occupancy type 3
| kW | kW | kW |  |  | kW | kW | kW |  |  | kW | kW | kW |  |  | kW | kW | kW |  |  |  | kW | kW | kW
00h30 | 2.1514 | 1.1843 | 2.5357 |  | 00h30 | 1.8114 | 0.91 | 2.1014 |  | 00h30 | 1.6829 | 0.75857 | 1.94 |  | 00h30 | 1.0929 | 0.35571 | 1.24 |  |  | 00h30 | 1.9514 | 1.0371 | 2.2786
01h30 | 1.14 | 0.61143 | 1.3071 |  | 01h30 | 0.80143 | 0.39429 | 0.90429 |  | 01h30 | 0.70857 | 0.31857 | 0.79 |  | 01h30 | 0.28571 | 0.10143 | 0.30714 |  |  | 01h30 | 0.95286 | 0.5 | 1.0814
02h30 | 1.16 | 0.92571 | 1.3071 |  | 02h30 | 0.80143 | 0.65429 | 0.90429 |  | 02h30 | 0.71143 | 0.58714 | 0.79 |  | 02h30 | 0.28571 | 0.24571 | 0.30714 |  |  | 02h30 | 0.96286 | 0.77857 | 1.0814
03h30 | 1.2943 | 1.1757 | 1.3243 |  | 03h30 | 0.89286 | 0.82286 | 0.92 |  | 03h30 | 0.85571 | 0.79857 | 0.86857 |  | 03h30 | 0.35714 | 0.35429 | 0.35857 |  |  | 03h30 | 1.07 | 0.98 | 1.0914
04h30 | 1.4471 | 1.2643 | 1.4157 |  | 04h30 | 1 | 0.91571 | 0.98286 |  | 04h30 | 1.0086 | 0.92 | 0.97714 |  | 04h30 | 0.44714 | 0.44857 | 0.42857 |  |  | 04h30 | 1.2029 | 1.0714 | 1.1757
05h30 | 1.5029 | 1.2914 | 1.46 |  | 05h30 | 1.07 | 0.95571 | 1.03 |  | 05h30 | 1.11 | 0.97857 | 1.0714 |  | 05h30 | 0.54714 | 0.51429 | 0.52571 |  |  | 05h30 | 1.2643 | 1.1043 | 1.2257
06h30 | 1.5057 | 1.2614 | 1.4957 |  | 06h30 | 1.0771 | 0.93143 | 1.0614 |  | 06h30 | 1.1357 | 0.96857 | 1.1114 |  | 06h30 | 0.60714 | 0.54286 | 0.58571 |  |  | 06h30 | 1.2657 | 1.0814 | 1.2557
07h30 | 2.5957 | 2.1286 | 2.87 |  | 07h30 | 2.0843 | 1.7457 | 2.3314 |  | 07h30 | 2.1514 | 1.7771 | 2.3971 |  | 07h30 | 1.5057 | 1.2686 | 1.7186 |  |  | 07h30 | 2.3157 | 1.92 | 2.5757
08h30 | 3.3886 | 3.1971 | 3.55 |  | 08h30 | 2.8786 | 2.7514 | 3.01 |  | 08h30 | 2.9214 | 2.7943 | 3.0586 |  | 08h30 | 2.26 | 2.1943 | 2.3771 |  |  | 08h30 | 3.1129 | 2.9586 | 3.2614
09h30 | 1.9857 | 2.5086 | 3.7886 |  | 09h30 | 1.78 | 2.2029 | 3.3629 |  | 09h30 | 1.8229 | 2.2357 | 3.33 |  | 09h30 | 1.5686 | 1.7914 | 2.8071 |  |  | 09h30 | 1.8771 | 2.3343 | 3.56
10h30 | 1.4457 | 1.5986 | 3.7243 |  | 10h30 | 1.2843 | 1.4357 | 3.3171 |  | 10h30 | 1.2843 | 1.4643 | 3.1971 |  | 10h30 | 1.0729 | 1.2214 | 2.6514 |  |  | 10h30 | 1.3571 | 1.5071 | 3.5014
11h30 | 1.3386 | 1.39 | 3.4886 |  | 11h30 | 1.1857 | 1.2429 | 3.0843 |  | 11h30 | 1.1629 | 1.2329 | 2.9043 |  | 11h30 | 0.94571 | 1.0157 | 2.3471 |  |  | 11h30 | 1.2571 | 1.31 | 3.2557
12h30 | 1.3086 | 1.3257 | 3.3357 |  | 12h30 | 1.1557 | 1.1857 | 2.9429 |  | 12h30 | 1.1186 | 1.1486 | 2.7414 |  | 12h30 | 0.89857 | 0.93143 | 2.1771 |  |  | 12h30 | 1.23 | 1.2514 | 3.1057
13h30 | 2.7086 | 1.3043 | 3.1914 |  | 13h30 | 2.3729 | 1.1614 | 2.8143 |  | 13h30 | 2.3029 | 1.1186 | 2.5957 |  | 13h30 | 1.8557 | 0.89286 | 2.0429 |  |  | 13h30 | 2.5057 | 1.2314 | 2.9557
14h30 | 3.64 | 1.2743 | 3.0486 |  | 14h30 | 3.2143 | 1.1314 | 2.6871 |  | 14h30 | 3.1243 | 1.0843 | 2.4657 |  | 14h30 | 2.5529 | 0.85714 | 1.9257 |  |  | 14h30 | 3.3671 | 1.1986 | 2.8214
15h30 | 3.6871 | 1.2543 | 3.0086 |  | 15h30 | 3.3271 | 1.1114 | 2.6614 |  | 15h30 | 3.1871 | 1.0671 | 2.4286 |  | 15h30 | 2.65 | 0.83571 | 1.8914 |  |  | 15h30 | 3.4471 | 1.18 | 2.8014
16h30 | 3.3343 | 1.2629 | 3.1129 |  | 16h30 | 3.0329 | 1.1186 | 2.7671 |  | 16h30 | 2.8214 | 1.0714 | 2.5214 |  | 16h30 | 2.2914 | 0.83429 | 1.9429 |  |  | 16h30 | 3.16 | 1.1886 | 2.9129
17h30 | 3.3129 | 1.2671 | 3.24 |  | 17h30 | 3.0243 | 1.12 | 2.89 |  | 17h30 | 2.7614 | 1.0743 | 2.6271 |  | 17h30 | 2.18 | 0.83 | 2.0071 |  |  | 17h30 | 3.1514 | 1.1929 | 3.0443
18h30 | 3.3657 | 2.7214 | 3.33 |  | 18h30 | 3.0557 | 2.4929 | 2.9671 |  | 18h30 | 2.7814 | 2.4871 | 2.7114 |  | 18h30 | 2.1671 | 2.0043 | 2.0586 |  |  | 18h30 | 3.1943 | 2.5943 | 3.13
19h30 | 2.9571 | 3.5214 | 2.9343 |  | 19h30 | 2.6214 | 3.1986 | 2.55 |  | 19h30 | 2.3557 | 3.1443 | 2.3043 |  | 19h30 | 1.7086 | 2.5071 | 1.6371 |  |  | 19h30 | 2.7786 | 3.3271 | 2.7271
20h30 | 2.5343 | 3.3414 | 2.6029 |  | 20h30 | 2.18 | 2.9871 | 2.1971 |  | 20h30 | 1.94 | 2.8271 | 1.9871 |  | 20h30 | 1.3129 | 2.1871 | 1.33 |  |  | 20h30 | 2.3414 | 3.1314 | 2.3843
21h30 | 2.5543 | 2.8157 | 2.59 |  | 21h30 | 2.18 | 2.4957 | 2.1671 |  | 21h30 | 1.9443 | 2.3043 | 1.9543 |  | 21h30 | 1.2729 | 1.7043 | 1.2671 |  |  | 21h30 | 2.3543 | 2.6371 | 2.3614
22h30 | 2.5771 | 2.6657 | 2.6214 |  | 22h30 | 2.1829 | 2.3357 | 2.1814 |  | 22h30 | 1.9614 | 2.1071 | 1.9757 |  | 22h30 | 1.2714 | 1.4586 | 1.2757 |  |  | 22h30 | 2.3671 | 2.4871 | 2.3871
23h30 | 2.6057 | 2.6486 | 2.6186 |  | 23h30 | 2.1914 | 2.3014 | 2.1686 |  | 23h30 | 1.9686 | 2.0714 | 1.9571 |  | 23h30 | 1.2514 | 1.4157 | 1.2343 |  |  | 23h30 | 2.3857 | 2.4643 | 2.3743
|  |  |  | Best Case (in a typical winter_2 day) | [12 empty] | Best Case (in a typical winter_2 day)
| 1945-1983's Detached |  |  |  |  | 1945-1983'sTerrace |  |  |  |  | 1945-1983'sTop/Ground Flat |  |  |  |  | 1945-1983's Mid Flat | [5 empty] | 1945-1983's Semi-detached
| Occupancy type 1 | Occupancy type 2 | Occupancy type 3 |  |  | Occupancy type 1 | Occupancy type 2 | Occupancy type 3 |  |  | Occupancy type 1 | Occupancy type 2 | Occupancy type 3 |  |  | Occupancy type 1 | Occupancy type 2 | Occupancy type 3 |  |  |  | Occupancy type 1 | Occupancy type 2 | Occupancy type 3
| kW | kW | kW |  |  | kW | kW | kW |  |  | kW | kW | kW |  |  | kW | kW | kW |  |  |  | kW | kW | kW
00h30 | 0.79286 | 0.79143 | 0.89857 |  | 00h30 | 0.52714 | 0.09 | 0.59857 |  | 00h30 | 0.62857 | 0.12714 | 0.71 |  | 00h30 | 0.52286 | 0.095714 | 0.59143 |  |  | 00h30 | 0.79286 | 0.20286 | 0.89857
01h30 | 0.11 | 0.091429 | 0.11143 |  | 01h30 | 0.024286 | 0 | 0.021429 |  | 01h30 | 0.061429 | 0 | 0.058571 |  | 01h30 | 0.04 | 0 | 0.035714 |  |  | 01h30 | 0.11714 | 0.02 | 0.12
02h30 | 0.11 | 0.091429 | 0.11143 |  | 02h30 | 0.024286 | 0.014286 | 0.021429 |  | 02h30 | 0.061429 | 0.041429 | 0.058571 |  | 02h30 | 0.04 | 0.017143 | 0.035714 |  |  | 02h30 | 0.11714 | 0.095714 | 0.12
03h30 | 0.14 | 0.16286 | 0.13857 |  | 03h30 | 0.034286 | 0.04 | 0.034286 |  | 03h30 | 0.068571 | 0.081429 | 0.07 |  | 03h30 | 0.035714 | 0.044286 | 0.035714 |  |  | 03h30 | 0.13857 | 0.15 | 0.13857
04h30 | 0.17429 | 0.25286 | 0.16714 |  | 04h30 | 0.055714 | 0.085714 | 0.05 |  | 04h30 | 0.092857 | 0.13143 | 0.088571 |  | 04h30 | 0.048571 | 0.084286 | 0.045714 |  |  | 04h30 | 0.17571 | 0.2 | 0.16714
05h30 | 0.22857 | 0.38143 | 0.22143 |  | 05h30 | 0.08 | 0.11 | 0.072857 |  | 05h30 | 0.13 | 0.15429 | 0.12143 |  | 05h30 | 0.071429 | 0.10857 | 0.067143 |  |  | 05h30 | 0.23 | 0.24 | 0.22
06h30 | 0.27714 | 0.50286 | 0.26857 |  | 06h30 | 0.095714 | 0.11857 | 0.092857 |  | 06h30 | 0.15857 | 0.17571 | 0.15286 |  | 06h30 | 0.095714 | 0.12 | 0.09 |  |  | 06h30 | 0.27857 | 0.27143 | 0.26714
07h30 | 0.93857 | 1.5429 | 1.1329 |  | 07h30 | 0.63571 | 0.56714 | 0.77857 |  | 07h30 | 0.77429 | 0.67429 | 0.94571 |  | 07h30 | 0.65429 | 0.55143 | 0.79429 |  |  | 07h30 | 0.94571 | 0.82857 | 1.1229
08h30 | 1.6943 | 2.1014 | 1.8071 |  | 08h30 | 1.1786 | 1.2114 | 1.2543 |  | 08h30 | 1.3957 | 1.3957 | 1.4871 |  | 08h30 | 1.15 | 1.1586 | 1.2371 |  |  | 08h30 | 1.68 | 1.6757 | 1.7771
09h30 | 1.4071 | 2.4586 | 2.5414 |  | 09h30 | 1.0343 | 1.1229 | 1.9471 |  | 09h30 | 1.1857 | 1.2786 | 2.1571 |  | 09h30 | 0.99 | 1.0857 | 1.87 |  |  | 09h30 | 1.3829 | 1.4943 | 2.5114
10h30 | 0.97714 | 2.0186 | 2.4629 |  | 10h30 | 0.8 | 0.88143 | 1.97 |  | 10h30 | 0.89429 | 0.98286 | 2.16 |  | 10h30 | 0.81429 | 0.9 | 1.9286 |  |  | 10h30 | 0.97143 | 1.0729 | 2.4343
11h30 | 0.85 | 1.4243 | 2.15 |  | 11h30 | 0.68714 | 0.73571 | 1.7071 |  | 11h30 | 0.77571 | 0.82714 | 1.8843 |  | 11h30 | 0.70429 | 0.75857 | 1.6857 |  |  | 11h30 | 0.84714 | 0.90286 | 2.1114
12h30 | 0.78714 | 1.18 | 1.95 |  | 12h30 | 0.63286 | 0.66429 | 1.5343 |  | 12h30 | 0.71429 | 0.74714 | 1.6914 |  | 12h30 | 0.64857 | 0.68429 | 1.5143 |  |  | 12h30 | 0.78714 | 0.82 | 1.9043
13h30 | 1.5629 | 0.95429 | 1.7914 |  | 13h30 | 1.2757 | 0.61714 | 1.3971 |  | 13h30 | 1.41 | 0.69857 | 1.5371 |  | 13h30 | 1.29 | 0.63714 | 1.3729 |  |  | 13h30 | 1.5314 | 0.77143 | 1.7343
14h30 | 2.2043 | 0.94571 | 1.6586 |  | 14h30 | 1.7543 | 0.57714 | 1.2871 |  | 14h30 | 1.9171 | 0.65143 | 1.4114 |  | 14h30 | 1.7229 | 0.59429 | 1.2614 |  |  | 14h30 | 2.1214 | 0.72571 | 1.6043
15h30 | 2.4086 | 0.84857 | 1.6129 |  | 15h30 | 1.8929 | 0.55429 | 1.2443 |  | 15h30 | 2.0457 | 0.62 | 1.3643 |  | 15h30 | 1.8114 | 0.56571 | 1.2186 |  |  | 15h30 | 2.3029 | 0.69571 | 1.5643
16h30 | 2.1143 | 0.88714 | 1.6557 |  | 16h30 | 1.6757 | 0.54714 | 1.2843 |  | 16h30 | 1.82 | 0.61286 | 1.3986 |  | 16h30 | 1.6271 | 0.55714 | 1.25 |  |  | 16h30 | 2.0543 | 0.69 | 1.6171
17h30 | 2.0014 | 0.94714 | 1.7129 |  | 17h30 | 1.59 | 0.54286 | 1.3314 |  | 17h30 | 1.7286 | 0.60429 | 1.45 |  | 17h30 | 1.5571 | 0.54857 | 1.2986 |  |  | 17h30 | 1.9629 | 0.68429 | 1.6843
18h30 | 1.94 | 1.0714 | 1.7471 |  | 18h30 | 1.5486 | 1.4143 | 1.3686 |  | 18h30 | 1.68 | 1.5586 | 1.4829 |  | 18h30 | 1.5157 | 1.4371 | 1.3343 |  |  | 18h30 | 1.9186 | 1.6829 | 1.7257
19h30 | 1.44 | 0.81571 | 1.3029 |  | 19h30 | 1.0586 | 1.6843 | 0.92714 |  | 19h30 | 1.1871 | 1.8714 | 1.0414 |  | 19h30 | 1.0343 | 1.6629 | 0.90571 |  |  | 19h30 | 1.4314 | 2.0886 | 1.2986
20h30 | 1.0129 | 0.64 | 0.96714 |  | 20h30 | 0.67857 | 1.4157 | 0.63 |  | 20h30 | 0.79286 | 1.58 | 0.73857 |  | 20h30 | 0.66286 | 1.3386 | 0.61571 |  |  | 20h30 | 1.0043 | 1.8771 | 0.96143
21h30 | 0.94857 | 0.73429 | 0.90857 |  | 21h30 | 0.62 | 1.0914 | 0.57714 |  | 21h30 | 0.73 | 1.2429 | 0.69 |  | 21h30 | 0.61143 | 1.06 | 0.57286 |  |  | 21h30 | 0.95143 | 1.4814 | 0.90714
22h30 | 0.93857 | 0.80286 | 0.90714 |  | 22h30 | 0.61143 | 0.85286 | 0.57714 |  | 22h30 | 0.72 | 1 | 0.69143 |  | 22h30 | 0.60714 | 0.84143 | 0.57429 |  |  | 22h30 | 0.94 | 1.2329 | 0.90714
23h30 | 0.90143 | 0.85143 | 0.86714 |  | 23h30 | 0.58 | 0.78429 | 0.54714 |  | 23h30 | 0.69571 | 0.91429 | 0.66 |  | 23h30 | 0.57857 | 0.77143 | 0.54143 |  |  | 23h30 | 0.90714 | 1.1486 | 0.87429

## 1984-1998
| Home |  | 1984-1998's Database
|  |  | Base Case (in a typical winter_1 day) | [16 empty] | Base Case (in a typical winter_1 day)
| 1984-1998's Detached |  |  |  |  | 1984-1998's terrace |  |  |  |  | 1984-1998'sTop/Ground Flat |  |  |  |  | 1984-1998's Mid Flat | [5 empty] | 1984-1998'sSemi-detached |  |  | Summary
| Occupancy type 1 | Occupancy type 2 | Occupancy type 3 |  |  | Occupancy type 1 | Occupancy type 2 | Occupancy type 3 |  |  | Occupancy type 1 | Occupancy type 2 | Occupancy type 3 |  |  | Occupancy type 1 | Occupancy type 2 | Occupancy type 3 |  |  |  | Occupancy type 1 | Occupancy type 2 | Occupancy type 3 | Occupancy type 1 | Occupancy type 2 | Occupancy type 3
| kW | kW | kW |  |  | kW | kW | kW |  |  | kW | kW | kW |  |  | kW | kW | kW |  |  |  | kW | kW | kW | kW | kW | kW
00h30 | 1.8386 | 1.0486 | 2.1486 |  | 00h30 | 1.7 | 0.96286 | 1.9786 | 00h30 |  | 1.4443 | 0.71143 | 1.6157 | 00h30 |  | 1.1857 | 0.49286 | 1.2929 |  | 00h30 |  | 1.7271 | 0.98714 | 2.0057 | #REF! | #REF! | #REF!
01h30 | 0.97286 | 0.63857 | 1.0857 |  | 01h30 | 0.84714 | 0.55714 | 0.93857 | 01h30 |  | 0.62286 | 0.39 | 0.67 | 01h30 |  | 0.44286 | 0.24286 | 0.45 |  | 01h30 |  | 0.88857 | 0.59143 | 0.99286 | #REF! | #REF! | #REF!
02h30 | 1.0057 | 0.92571 | 1.0871 |  | 02h30 | 0.88286 | 0.82429 | 0.94143 | 02h30 |  | 0.63714 | 0.6 | 0.67 | 02h30 |  | 0.44286 | 0.42143 | 0.45 |  | 02h30 |  | 0.93857 | 0.86143 | 1.0043 | #REF! | #REF! | #REF!
03h30 | 1.28 | 1.24 | 1.3029 |  | 03h30 | 1.1214 | 1.0986 | 1.13 | 03h30 |  | 0.84 | 0.84 | 0.84143 | 03h30 |  | 0.56286 | 0.58714 | 0.55286 |  | 03h30 |  | 1.1886 | 1.1529 | 1.2071 | #REF! | #REF! | #REF!
04h30 | 1.5329 | 1.4829 | 1.4743 |  | 04h30 | 1.3214 | 1.3129 | 1.2629 | 04h30 |  | 1.0471 | 1.06 | 1 | 04h30 |  | 0.68429 | 0.74143 | 0.65 |  | 04h30 |  | 1.4243 | 1.3829 | 1.3686 | #REF! | #REF! | #REF!
05h30 | 1.7457 | 1.64 | 1.6757 |  | 05h30 | 1.51 | 1.4571 | 1.4429 | 05h30 |  | 1.2514 | 1.2329 | 1.2029 | 05h30 |  | 0.84286 | 0.87857 | 0.80857 |  | 05h30 |  | 1.62 | 1.5357 | 1.5557 | #REF! | #REF! | #REF!
06h30 | 1.8886 | 1.7229 | 1.8471 |  | 06h30 | 1.6457 | 1.5357 | 1.5871 | 06h30 |  | 1.4114 | 1.3329 | 1.37 | 06h30 |  | 0.98714 | 0.97429 | 0.95286 |  | 06h30 |  | 1.7629 | 1.6171 | 1.7157 | #REF! | #REF! | #REF!
07h30 | 3.1686 | 2.7657 | 3.3886 |  | 07h30 | 2.8671 | 2.5457 | 3.06 | 07h30 |  | 2.6257 | 2.3314 | 2.8057 | 07h30 |  | 2.0429 | 1.87 | 2.1771 |  | 07h30 |  | 3.0114 | 2.6429 | 3.2171 | #REF! | #REF! | #REF!
08h30 | 4.0471 | 3.93 | 4.1871 |  | 08h30 | 3.7314 | 3.65 | 3.8457 | 08h30 |  | 3.4929 | 3.4171 | 3.6057 | 08h30 |  | 2.9 | 2.8729 | 2.9843 |  | 08h30 |  | 3.88 | 3.7786 | 4.0071 | #REF! | #REF! | #REF!
09h30 | 2.07 | 2.9157 | 4.3757 |  | 09h30 | 1.9357 | 2.7029 | 4.0971 | 09h30 |  | 1.8914 | 2.52 | 3.9014 | 09h30 |  | 1.6814 | 2.1629 | 3.5029 |  | 09h30 |  | 2.0114 | 2.7629 | 4.1886 | #REF! | #REF! | #REF!
10h30 | 1.1557 | 1.3886 | 4.0871 |  | 10h30 | 1.09 | 1.3129 | 3.82 | 10h30 |  | 1.0214 | 1.2457 | 3.6 | 10h30 |  | 0.92429 | 1.1229 | 3.2214 |  | 10h30 |  | 1.12 | 1.3443 | 3.8471 | #REF! | #REF! | #REF!
11h30 | 1.0043 | 1.11 | 3.5871 |  | 11h30 | 0.94 | 1.0471 | 3.3229 | 11h30 |  | 0.86571 | 0.97714 | 3.0714 | 11h30 |  | 0.77571 | 0.87857 | 2.7157 |  | 11h30 |  | 0.96714 | 1.0729 | 3.2743 | #REF! | #REF! | #REF!
12h30 | 0.89857 | 0.94857 | 3.2214 |  | 12h30 | 0.83143 | 0.89143 | 2.9629 | 12h30 |  | 0.75 | 0.81 | 2.6886 | 12h30 |  | 0.66714 | 0.72571 | 2.3529 |  | 12h30 |  | 0.85571 | 0.91 | 2.92 | #REF! | #REF! | #REF!
13h30 | 2.5657 | 0.85857 | 2.9614 |  | 13h30 | 2.4171 | 0.80286 | 2.7114 | 13h30 |  | 2.2814 | 0.71571 | 2.4229 | 13h30 |  | 2.0729 | 0.63714 | 2.1129 |  | 13h30 |  | 2.3714 | 0.82 | 2.6343 | #REF! | #REF! | #REF!
14h30 | 3.9371 | 0.79857 | 2.7786 |  | 14h30 | 3.6314 | 0.74286 | 2.5471 | 14h30 |  | 3.4257 | 0.65143 | 2.2486 | 14h30 |  | 3.0257 | 0.57714 | 1.9514 |  | 14h30 |  | 3.49 | 0.75571 | 2.4529 | #REF! | #REF! | #REF!
15h30 | 4.1157 | 0.75429 | 2.69 |  | 15h30 | 3.7357 | 0.7 | 2.4643 | 15h30 |  | 3.4771 | 0.60286 | 2.1514 | 15h30 |  | 3.0057 | 0.53571 | 1.8714 |  | 15h30 |  | 3.5471 | 0.70571 | 2.3571 | #REF! | #REF! | #REF!
16h30 | 3.3586 | 0.74 | 2.7171 |  | 16h30 | 3.11 | 0.69 | 2.5114 | 16h30 |  | 2.8371 | 0.59143 | 2.1771 | 16h30 |  | 2.4971 | 0.52429 | 1.8886 |  | 16h30 |  | 2.9814 | 0.7 | 2.41 | #REF! | #REF! | #REF!
17h30 | 3.19 | 0.75857 | 2.8629 |  | 17h30 | 3.0029 | 0.71 | 2.6757 | 17h30 |  | 2.6771 | 0.60571 | 2.3071 | 17h30 |  | 2.3686 | 0.53571 | 2.0114 |  | 17h30 |  | 2.9343 | 0.72429 | 2.61 | #REF! | #REF! | #REF!
18h30 | 3.2471 | 2.8743 | 3.0529 |  | 18h30 | 3.0929 | 2.8029 | 2.8914 | 18h30 |  | 2.7143 | 2.6186 | 2.4929 | 18h30 |  | 2.4071 | 2.4314 | 2.1771 |  | 18h30 |  | 3.0657 | 2.7529 | 2.8643 | #REF! | #REF! | #REF!
19h30 | 2.86 | 4.3 | 2.7371 |  | 19h30 | 2.7157 | 4.0943 | 2.58 | 19h30 |  | 2.3086 | 3.8229 | 2.1686 | 19h30 |  | 1.9843 | 3.4086 | 1.8271 |  | 19h30 |  | 2.7186 | 3.9971 | 2.5914 | #REF! | #REF! | #REF!
20h30 | 2.4529 | 4.16 | 2.42 |  | 20h30 | 2.3214 | 3.8786 | 2.2686 | 20h30 |  | 1.9129 | 3.5486 | 1.8743 | 20h30 |  | 1.5886 | 3.0243 | 1.5271 |  | 20h30 |  | 2.3314 | 3.7971 | 2.2686 | #REF! | #REF! | #REF!
21h30 | 2.4771 | 3.22 | 2.4471 |  | 21h30 | 2.3357 | 3.0429 | 2.2857 | 21h30 |  | 1.9214 | 2.7243 | 1.8857 | 21h30 |  | 1.5671 | 2.3243 | 1.5114 |  | 21h30 |  | 2.3686 | 3.0271 | 2.32 | #REF! | #REF! | #REF!
22h30 | 2.5114 | 2.8714 | 2.5043 |  | 22h30 | 2.36 | 2.7214 | 2.3357 | 22h30 |  | 1.9529 | 2.3657 | 1.9371 | 22h30 |  | 1.5871 | 1.9986 | 1.5471 |  | 22h30 |  | 2.4057 | 2.7386 | 2.3843 | #REF! | #REF! | #REF!
23h30 | 2.5443 | 2.7629 | 2.5271 |  | 23h30 | 2.3757 | 2.6171 | 2.34 | 23h30 |  | 1.97 | 2.24 | 1.9429 | 23h30 |  | 1.5886 | 1.8743 | 1.5414 |  | 23h30 |  | 2.4357 | 2.6471 | 2.4129 | #REF! | #REF! | #REF!
|  |  | Best Case (in a typical Winter_1 day) | [14 empty] | Best Case (in a typical Winter_1 day)
| 1984-1998's Detached |  |  |  |  | 1984-1998's Terrace |  |  |  |  | 1984-1998's Top/Ground Flat |  |  |  |  | 1984-1998's Mid Flat | [5 empty] | 1984-1998's Semi-detached
| Occupancy type 1 | Occupancy type 2 | Occupancy type 3 |  |  | Occupancy type 1 | Occupancy type 2 | Occupancy type 3 |  |  | Occupancy type 1 | Occupancy type 2 | Occupancy type 3 |  |  | Occupancy type 1 | Occupancy type 2 | Occupancy type 3 |  |  |  | Occupancy type 1 | Occupancy type 2 | Occupancy type 3
| kW | kW | kW |  |  | kW | kW | kW |  |  | kW | kW | kW |  |  | kW | kW | kW |  |  |  | kW | kW | kW
00h30 | 1.2614 | 0.55714 | 1.3943 |  | 00h30 | 1.2129 | 0.53429 | 1.3343 |  | 00h30 | 1.0143 | 0.37857 | 1.0829 |  | 00h30 | 0.87429 | 0.27286 | 0.91714 |  |  | 00h30 | 1.2314 | 0.56286 | 1.3643
01h30 | 0.43857 | 0.27 | 0.45714 |  | 01h30 | 0.40857 | 0.24429 | 0.42 |  | 01h30 | 0.28857 | 0.14571 | 0.27857 |  | 01h30 | 0.2 | 0.082857 | 0.18143 |  |  | 01h30 | 0.43571 | 0.27 | 0.46429
02h30 | 0.44429 | 0.44 | 0.45714 |  | 02h30 | 0.41 | 0.41429 | 0.42 |  | 02h30 | 0.28857 | 0.29286 | 0.27857 |  | 02h30 | 0.2 | 0.22429 | 0.18143 |  |  | 02h30 | 0.45 | 0.44143 | 0.47
03h30 | 0.59143 | 0.58143 | 0.59143 |  | 03h30 | 0.54571 | 0.54429 | 0.54 |  | 03h30 | 0.35714 | 0.40429 | 0.35 |  | 03h30 | 0.26143 | 0.32571 | 0.24714 |  |  | 03h30 | 0.60143 | 0.58429 | 0.59857
04h30 | 0.69429 | 0.75 | 0.66857 |  | 04h30 | 0.63571 | 0.70429 | 0.60429 |  | 04h30 | 0.43714 | 0.50857 | 0.41571 |  | 04h30 | 0.33286 | 0.40286 | 0.31571 |  |  | 04h30 | 0.71 | 0.75 | 0.68143
05h30 | 0.85571 | 0.88571 | 0.81857 |  | 05h30 | 0.78 | 0.83429 | 0.74286 |  | 05h30 | 0.54714 | 0.61429 | 0.52286 |  | 05h30 | 0.41 | 0.46571 | 0.38714 |  |  | 05h30 | 0.86286 | 0.88286 | 0.82571
06h30 | 1.0014 | 0.98286 | 0.96286 |  | 06h30 | 0.91 | 0.91429 | 0.87143 |  | 06h30 | 0.67 | 0.70714 | 0.64714 |  | 06h30 | 0.48714 | 0.53571 | 0.46429 |  |  | 06h30 | 1.0029 | 0.98 | 0.96286
07h30 | 2.1271 | 1.9271 | 2.28 |  | 07h30 | 1.98 | 1.8229 | 2.1 |  | 07h30 | 1.7014 | 1.5629 | 1.8214 |  | 07h30 | 1.4186 | 1.3771 | 1.54 |  |  | 07h30 | 2.11 | 1.9071 | 2.2571
08h30 | 3.0086 | 2.97 | 3.1014 |  | 08h30 | 2.8443 | 2.84 | 2.9171 |  | 08h30 | 2.5443 | 2.5343 | 2.6114 |  | 08h30 | 2.1986 | 2.2543 | 2.2686 |  |  | 08h30 | 2.9886 | 2.9514 | 3.0757
09h30 | 1.7286 | 2.2443 | 3.5786 |  | 09h30 | 1.6586 | 2.1371 | 3.4643 |  | 09h30 | 1.5529 | 1.9329 | 3.2171 |  | 09h30 | 1.3943 | 1.6829 | 2.9057 |  |  | 09h30 | 1.7329 | 2.2014 | 3.5343
10h30 | 0.96429 | 1.1614 | 3.3371 |  | 10h30 | 0.93 | 1.1114 | 3.22 |  | 10h30 | 0.86143 | 1.0271 | 3.0029 |  | 10h30 | 0.79 | 0.94 | 2.74 |  |  | 10h30 | 0.95714 | 1.1486 | 3.2229
11h30 | 0.82 | 0.92571 | 2.8386 |  | 11h30 | 0.78571 | 0.88857 | 2.7229 |  | 11h30 | 0.72571 | 0.82 | 2.5171 |  | 11h30 | 0.66429 | 0.75286 | 2.2871 |  |  | 11h30 | 0.81 | 0.91571 | 2.6514
12h30 | 0.71 | 0.77429 | 2.4814 |  | 12h30 | 0.67857 | 0.74143 | 2.36 |  | 12h30 | 0.62143 | 0.67857 | 2.1586 |  | 12h30 | 0.56571 | 0.62286 | 1.9457 |  |  | 12h30 | 0.69714 | 0.75857 | 2.2971
13h30 | 2.0071 | 0.68286 | 2.24 |  | 13h30 | 1.9514 | 0.65143 | 2.1171 |  | 13h30 | 1.8386 | 0.59143 | 1.9129 |  | 13h30 | 1.7086 | 0.54 | 1.7129 |  |  | 13h30 | 1.8757 | 0.66714 | 2.0229
14h30 | 3.0443 | 0.62286 | 2.0743 |  | 14h30 | 2.8986 | 0.59429 | 1.9571 |  | 14h30 | 2.6929 | 0.53143 | 1.75 |  | 14h30 | 2.4343 | 0.48143 | 1.5614 |  |  | 14h30 | 2.7229 | 0.60286 | 1.8643
15h30 | 3.2186 | 0.57571 | 1.9957 |  | 15h30 | 3.0071 | 0.54857 | 1.8786 |  | 15h30 | 2.7314 | 0.48429 | 1.66 |  | 15h30 | 2.4243 | 0.44143 | 1.48 |  |  | 15h30 | 2.7929 | 0.55429 | 1.7614
16h30 | 2.7043 | 0.56143 | 2.0229 |  | 16h30 | 2.5529 | 0.53571 | 1.9086 |  | 16h30 | 2.3143 | 0.46714 | 1.68 |  | 16h30 | 2.0686 | 0.42429 | 1.4914 |  |  | 16h30 | 2.4029 | 0.54286 | 1.8071
17h30 | 2.57 | 0.57429 | 2.15 |  | 17h30 | 2.45 | 0.54714 | 2.0486 |  | 17h30 | 2.2086 | 0.47714 | 1.7971 |  | 17h30 | 1.9857 | 0.43286 | 1.6 |  |  | 17h30 | 2.3743 | 0.56286 | 1.9829
18h30 | 2.5871 | 2.4114 | 2.31 |  | 18h30 | 2.4914 | 2.3429 | 2.2229 |  | 18h30 | 2.2329 | 2.17 | 1.9514 |  | 18h30 | 2.02 | 2.03 | 1.7471 |  |  | 18h30 | 2.4671 | 2.3 | 2.1957
19h30 | 2.1557 | 3.4543 | 1.9643 |  | 19h30 | 2.0729 | 3.3114 | 1.88 |  | 19h30 | 1.7971 | 3.0357 | 1.5943 |  | 19h30 | 1.59 | 2.7443 | 1.3886 |  |  | 19h30 | 2.0857 | 3.2043 | 1.8886
20h30 | 1.72 | 3.23 | 1.6314 |  | 20h30 | 1.6514 | 3.0557 | 1.5629 |  | 20h30 | 1.3871 | 2.7543 | 1.2957 |  | 20h30 | 1.2029 | 2.3886 | 1.1043 |  |  | 20h30 | 1.6786 | 2.9586 | 1.5657
21h30 | 1.6986 | 2.5186 | 1.6271 |  | 21h30 | 1.6329 | 2.4114 | 1.5629 |  | 21h30 | 1.3543 | 2.1471 | 1.2743 |  | 21h30 | 1.1586 | 1.8729 | 1.0771 |  |  | 21h30 | 1.6757 | 2.3871 | 1.5929
22h30 | 1.7043 | 2.1714 | 1.6586 |  | 22h30 | 1.6429 | 2.0957 | 1.5943 |  | 22h30 | 1.36 | 1.8314 | 1.3029 |  | 22h30 | 1.1643 | 1.5971 | 1.1029 |  |  | 22h30 | 1.6957 | 2.1086 | 1.64
23h30 | 1.6957 | 2.0229 | 1.6514 |  | 23h30 | 1.6329 | 1.9586 | 1.5814 |  | 23h30 | 1.3457 | 1.69 | 1.2929 |  | 23h30 | 1.1457 | 1.4843 | 1.0871 |  |  | 23h30 | 1.7029 | 1.99 | 1.6529
|  |  |  | Base Case (in a typical spring day) | [12 empty] | Base Case (in a typical spring day)
| 1984-1998's Detached |  |  |  |  | 1984-1998's Terrace |  |  |  |  | 1984-1998's Top/Ground Flat |  |  |  |  | 1984-1998's Mid Flat | [5 empty] | 1984-1998'sSemi-detached
| Occupancy type 1 | Occupancy type 2 | Occupancy type 3 |  |  | Occupancy type 1 | Occupancy type 2 | Occupancy type 3 |  |  | Occupancy type 1 | Occupancy type 2 | Occupancy type 3 |  |  | Occupancy type 1 | Occupancy type 2 | Occupancy type 3 |  |  |  | Occupancy type 1 | Occupancy type 2 | Occupancy type 3
| kW | kW | kW |  |  | kW | kW | kW |  |  | kW | kW | kW |  |  | kW | kW | kW |  |  |  | kW | kW | kW
00h30 | 1.2243 | 0.51286 | 1.3714 |  | 00h30 | 1.2129 | 0.52429 | 1.3629 |  | 00h30 | 0.87857 | 0.33714 | 0.93286 |  | 00h30 | 1.2929 | 0.22 | 0.68571 |  |  | 00h30 | 1.1529 | 0.51429 | 1.2814
01h30 | 0.50714 | 0.15857 | 0.54714 |  | 01h30 | 0.48857 | 0.14714 | 0.53 |  | 01h30 | 0.21714 | 0.011429 | 0.22571 |  | 01h30 | 0.45 | 0 | 0.091429 |  |  | 01h30 | 0.46143 | 0.14429 | 0.49429
02h30 | 0.53857 | 0.42571 | 0.56 |  | 02h30 | 0.52 | 0.41857 | 0.54143 |  | 02h30 | 0.21857 | 0.10429 | 0.22571 |  | 02h30 | 0.45 | 0.011429 | 0.091429 |  |  | 02h30 | 0.49429 | 0.39 | 0.51429
03h30 | 0.75 | 0.65571 | 0.76429 |  | 03h30 | 0.70286 | 0.62571 | 0.70286 |  | 03h30 | 0.35429 | 0.30429 | 0.35286 |  | 03h30 | 0.55286 | 0.077143 | 0.098571 |  |  | 03h30 | 0.69429 | 0.60714 | 0.70857
04h30 | 0.93714 | 0.86286 | 0.90857 |  | 04h30 | 0.85143 | 0.80714 | 0.81143 |  | 04h30 | 0.53571 | 0.50857 | 0.51857 |  | 04h30 | 0.65 | 0.19857 | 0.18857 |  |  | 04h30 | 0.87571 | 0.80286 | 0.84714
05h30 | 1.1757 | 1.0543 | 1.1429 |  | 05h30 | 1.0486 | 0.97429 | 1.0086 |  | 05h30 | 0.75429 | 0.69 | 0.73857 |  | 05h30 | 0.80857 | 0.34714 | 0.35857 |  |  | 05h30 | 1.0957 | 0.98714 | 1.0657
06h30 | 1.3614 | 1.1843 | 1.3429 |  | 06h30 | 1.2129 | 1.08 | 1.1814 |  | 06h30 | 0.94429 | 0.83143 | 0.92286 |  | 06h30 | 0.95286 | 0.46714 | 0.50714 |  |  | 06h30 | 1.27 | 1.1086 | 1.25
07h30 | 2.4914 | 2.1043 | 2.7257 |  | 07h30 | 2.2857 | 1.9657 | 2.5014 |  | 07h30 | 1.9986 | 1.7086 | 2.2086 |  | 07h30 | 2.1771 | 1.1371 | 1.5043 |  |  | 07h30 | 2.3643 | 2.0071 | 2.5929
08h30 | 3.0543 | 2.9514 | 3.1971 |  | 08h30 | 2.8243 | 2.75 | 2.9514 |  | 08h30 | 2.5771 | 2.5043 | 2.7 |  | 08h30 | 2.9843 | 1.8643 | 2.0186 |  |  | 08h30 | 2.8871 | 2.7929 | 3.0243
09h30 | 1.5571 | 1.9771 | 3.0629 |  | 09h30 | 1.4314 | 1.8286 | 2.8614 |  | 09h30 | 1.43 | 1.6714 | 2.7043 |  | 09h30 | 3.5029 | 1.3471 | 2.3614 |  |  | 09h30 | 1.4529 | 1.8243 | 2.8571
10h30 | 0.78857 | 0.99429 | 2.5143 |  | 10h30 | 0.73286 | 0.92714 | 2.3329 |  | 10h30 | 0.69 | 0.88429 | 2.1614 |  | 10h30 | 3.2214 | 0.77143 | 1.8929 |  |  | 10h30 | 0.71143 | 0.90714 | 2.3086
11h30 | 0.54857 | 0.64 | 1.8514 |  | 11h30 | 0.50143 | 0.59429 | 1.69 |  | 11h30 | 0.45286 | 0.54857 | 1.4971 |  | 11h30 | 2.7157 | 0.48286 | 1.3 |  |  | 11h30 | 0.47286 | 0.56714 | 1.5771
12h30 | 0.41429 | 0.43286 | 1.6557 |  | 12h30 | 0.38857 | 0.4 | 1.5471 |  | 12h30 | 0.32571 | 0.34286 | 1.2729 |  | 12h30 | 2.3529 | 0.30143 | 1.0814 |  |  | 12h30 | 0.35714 | 0.35714 | 1.4243
13h30 | 1.1657 | 0.33714 | 1.3443 |  | 13h30 | 1.1143 | 0.31286 | 1.2529 |  | 13h30 | 1.0014 | 0.25857 | 0.97571 |  | 13h30 | 2.1129 | 0.22429 | 0.84429 |  |  | 13h30 | 1.0257 | 0.27714 | 1.1543
14h30 | 1.7414 | 0.25143 | 1.3386 |  | 14h30 | 1.6414 | 0.23857 | 1.25 |  | 14h30 | 1.4114 | 0.17143 | 0.97 |  | 14h30 | 1.9514 | 0.14857 | 0.83429 |  |  | 14h30 | 1.5071 | 0.20429 | 1.1557
15h30 | 1.8314 | 0.24429 | 1.1971 |  | 15h30 | 1.7157 | 0.23571 | 1.1386 |  | 15h30 | 1.3886 | 0.17143 | 0.83857 |  | 15h30 | 1.8714 | 0.14857 | 0.73429 |  |  | 15h30 | 1.5371 | 0.20286 | 1.0371
16h30 | 1.5786 | 0.19714 | 1.23 |  | 16h30 | 1.5257 | 0.2 | 1.1914 |  | 16h30 | 1.1971 | 0.11429 | 0.87 |  | 16h30 | 1.8886 | 0.10143 | 0.76429 |  |  | 16h30 | 1.3471 | 0.16286 | 1.0714
17h30 | 1.5257 | 0.19857 | 1.3071 |  | 17h30 | 1.5257 | 0.20571 | 1.3071 |  | 17h30 | 1.1557 | 0.11429 | 0.94429 |  | 17h30 | 2.0114 | 0.10286 | 0.82143 |  |  | 17h30 | 1.3486 | 0.16714 | 1.1586
18h30 | 1.6057 | 1.4414 | 1.4529 |  | 18h30 | 1.6443 | 1.4857 | 1.49 |  | 18h30 | 1.2243 | 1.2286 | 1.07 |  | 18h30 | 2.1771 | 1.1314 | 0.92714 |  |  | 18h30 | 1.4671 | 1.3314 | 1.3257
19h30 | 1.3343 | 2.0643 | 1.2257 |  | 19h30 | 1.4086 | 2.12 | 1.2857 |  | 19h30 | 0.95714 | 1.68 | 0.83714 |  | 19h30 | 1.8271 | 1.4629 | 0.66714 |  |  | 19h30 | 1.2429 | 1.8843 | 1.1414
20h30 | 1.1171 | 1.8957 | 1.0757 |  | 20h30 | 1.2086 | 1.9786 | 1.1571 |  | 20h30 | 0.74 | 1.3971 | 0.68143 |  | 20h30 | 1.5271 | 1.1157 | 0.49857 |  |  | 20h30 | 1.0471 | 1.7271 | 0.98714
21h30 | 1.2686 | 1.6314 | 1.2357 |  | 21h30 | 1.3671 | 1.7414 | 1.3243 |  | 21h30 | 0.85429 | 1.2071 | 0.81286 |  | 21h30 | 1.5114 | 0.96286 | 0.58571 |  |  | 21h30 | 1.2129 | 1.5371 | 1.1686
22h30 | 1.3786 | 1.57 | 1.3529 |  | 22h30 | 1.4686 | 1.6743 | 1.4286 |  | 22h30 | 0.94857 | 1.1429 | 0.92 |  | 22h30 | 1.5471 | 0.88571 | 0.65714 |  |  | 22h30 | 1.3314 | 1.5043 | 1.2957
23h30 | 1.5043 | 1.6214 | 1.4814 |  | 23h30 | 1.57 | 1.7057 | 1.5329 |  | 23h30 | 1.0414 | 1.18 | 1.0171 |  | 23h30 | 1.5414 | 0.90286 | 0.71714 |  |  | 23h30 | 1.4629 | 1.5729 | 1.4329
Best Case (in a typical spring day)
Best Case (in a typical spring day)
| 1984-1998's Detached |  |  |  |  | 1984-1998's Terrace |  |  |  |  | 1984-1998's Top/Ground Flat |  |  |  |  | 1984-1998's Mid Flat | [5 empty] | 1984-1998's Semi-detached
| Occupancy type 1 | Occupancy type 2 | Occupancy type 3 |  |  | Occupancy type 1 | Occupancy type 2 | Occupancy type 3 |  |  | Occupancy type 1 | Occupancy type 2 | Occupancy type 3 |  |  | Occupancy type 1 | Occupancy type 2 | Occupancy type 3 |  |  |  | Occupancy type 1 | Occupancy type 2 | Occupancy type 3
| kW | kW | kW |  |  | kW | kW | kW |  |  | kW | kW | kW |  |  | kW | kW | kW |  |  |  | kW | kW | kW
00h30 | 0.74 | 0.24 | 0.79143 |  | 00h30 | 0.74143 | 0.26714 | 0.79571 |  | 00h30 | 0.55429 | 0.19286 | 0.58571 |  | 00h30 | 0.45571 | 0.15143 | 0.47571 |  |  | 00h30 | 0.72714 | 0.27 | 0.77
01h30 | 0.09 | 0 | 0.091429 |  | 01h30 | 0.095714 | 0 | 0.10143 |  | 01h30 | 0.022857 | 0 | 0.02 |  | 01h30 | 0.01 | 0 | 0.0071429 |  |  | 01h30 | 0.10571 | 0 | 0.10286
02h30 | 0.09 | 0.05 | 0.091429 |  | 02h30 | 0.095714 | 0.054286 | 0.10143 |  | 02h30 | 0.022857 | 0 | 0.02 |  | 02h30 | 0.01 | 0 | 0.0071429 |  |  | 02h30 | 0.10571 | 0.052857 | 0.10286
03h30 | 0.16286 | 0.12143 | 0.16286 |  | 03h30 | 0.16286 | 0.13429 | 0.15857 |  | 03h30 | 0.018571 | 0.0014286 | 0.017143 |  | 03h30 | 0 | 0 | 0 |  |  | 03h30 | 0.17143 | 0.13143 | 0.17
04h30 | 0.26571 | 0.24143 | 0.25286 |  | 04h30 | 0.27 | 0.25429 | 0.24714 |  | 04h30 | 0.041429 | 0.042857 | 0.032857 |  | 04h30 | 0.0057143 | 0.0014286 | 0.0028571 |  |  | 04h30 | 0.27286 | 0.25143 | 0.26143
05h30 | 0.39571 | 0.36 | 0.38143 |  | 05h30 | 0.4 | 0.37143 | 0.37429 |  | 05h30 | 0.13714 | 0.13143 | 0.12143 |  | 05h30 | 0.034286 | 0.037143 | 0.025714 |  |  | 05h30 | 0.40429 | 0.36286 | 0.38857
06h30 | 0.51714 | 0.47 | 0.50286 |  | 06h30 | 0.50857 | 0.46714 | 0.48571 |  | 06h30 | 0.26143 | 0.23429 | 0.24 |  | 06h30 | 0.10429 | 0.098571 | 0.087143 |  |  | 06h30 | 0.52429 | 0.47143 | 0.51143
07h30 | 1.3814 | 1.2129 | 1.5429 |  | 07h30 | 1.3429 | 1.1986 | 1.47 |  | 07h30 | 1.0729 | 0.92143 | 1.2186 |  | 07h30 | 0.99143 | 0.82857 | 1.1429 |  |  | 07h30 | 1.3829 | 1.1943 | 1.5443
08h30 | 2.0086 | 1.9829 | 2.1014 |  | 08h30 | 1.9314 | 1.9286 | 2.0086 |  | 08h30 | 1.6271 | 1.5986 | 1.71 |  | 08h30 | 1.4 | 1.3514 | 1.49 |  |  | 08h30 | 1.9571 | 1.9143 | 2.05
09h30 | 1.2757 | 1.42 | 2.4586 |  | 09h30 | 1.2214 | 1.3614 | 2.3871 |  | 09h30 | 1.0686 | 1.15 | 2.1043 |  | 09h30 | 0.80571 | 0.88143 | 1.7014 |  |  | 09h30 | 1.1986 | 1.3486 | 2.3186
10h30 | 0.64429 | 0.8 | 2.0186 |  | 10h30 | 0.61286 | 0.76286 | 1.9429 |  | 10h30 | 0.56143 | 0.68286 | 1.7371 |  | 10h30 | 0.49714 | 0.60714 | 1.46 |  |  | 10h30 | 0.58 | 0.73429 | 1.8714
11h30 | 0.43571 | 0.52 | 1.4243 |  | 11h30 | 0.40714 | 0.49143 | 1.3429 |  | 11h30 | 0.36714 | 0.43571 | 1.1771 |  | 11h30 | 0.31857 | 0.38143 | 0.97571 |  |  | 11h30 | 0.37286 | 0.45714 | 1.2143
12h30 | 0.31 | 0.34571 | 1.18 |  | 12h30 | 0.29143 | 0.32 | 1.1243 |  | 12h30 | 0.24714 | 0.27571 | 0.97286 |  | 12h30 | 0.20857 | 0.23571 | 0.83571 |  |  | 12h30 | 0.26571 | 0.28286 | 1.0214
13h30 | 0.91714 | 0.25857 | 0.95429 |  | 13h30 | 0.87286 | 0.23714 | 0.89286 |  | 13h30 | 0.77286 | 0.19714 | 0.73429 |  | 13h30 | 0.65143 | 0.16714 | 0.59857 |  |  | 13h30 | 0.79 | 0.21429 | 0.81143
14h30 | 1.33 | 0.18714 | 0.94571 |  | 14h30 | 1.2486 | 0.17143 | 0.88571 |  | 14h30 | 1.0686 | 0.12857 | 0.72571 |  | 14h30 | 0.87429 | 0.10143 | 0.59286 |  |  | 14h30 | 1.1257 | 0.14571 | 0.80714
15h30 | 1.4029 | 0.18 | 0.84857 |  | 15h30 | 1.3057 | 0.16714 | 0.79429 |  | 15h30 | 1.0686 | 0.12571 | 0.62429 |  | 15h30 | 0.86 | 0.1 | 0.50143 |  |  | 15h30 | 1.16 | 0.14571 | 0.71714
16h30 | 1.2286 | 0.14143 | 0.88714 |  | 16h30 | 1.1671 | 0.13 | 0.84 |  | 16h30 | 0.95143 | 0.087143 | 0.65286 |  | 16h30 | 0.78143 | 0.065714 | 0.52857 |  |  | 16h30 | 1.0343 | 0.10714 | 0.75143
17h30 | 1.1886 | 0.14286 | 0.94714 |  | 17h30 | 1.1443 | 0.13143 | 0.91857 |  | 17h30 | 0.93286 | 0.088571 | 0.70857 |  | 17h30 | 0.78 | 0.065714 | 0.59 |  |  | 17h30 | 1.0314 | 0.11286 | 0.83143
18h30 | 1.2486 | 1.1786 | 1.0714 |  | 18h30 | 1.2271 | 1.1671 | 1.0557 |  | 18h30 | 0.98571 | 0.99143 | 0.81429 |  | 18h30 | 0.84 | 0.88143 | 0.69429 |  |  | 18h30 | 1.1043 | 1.04 | 0.95
19h30 | 0.96 | 1.6043 | 0.81571 |  | 19h30 | 0.95857 | 1.5843 | 0.81571 |  | 19h30 | 0.71571 | 1.2914 | 0.57571 |  | 19h30 | 0.57857 | 1.0943 | 0.46429 |  |  | 19h30 | 0.88143 | 1.4129 | 0.74286
20h30 | 0.72429 | 1.3814 | 0.64 |  | 20h30 | 0.73857 | 1.3671 | 0.65 |  | 20h30 | 0.48857 | 1.0171 | 0.41429 |  | 20h30 | 0.37143 | 0.79143 | 0.30857 |  |  | 20h30 | 0.68 | 1.2429 | 0.59857
21h30 | 0.79286 | 1.18 | 0.73429 |  | 21h30 | 0.82286 | 1.1971 | 0.76429 |  | 21h30 | 0.55 | 0.89143 | 0.49286 |  | 21h30 | 0.43143 | 0.71143 | 0.37571 |  |  | 21h30 | 0.77429 | 1.1014 | 0.71286
22h30 | 0.84286 | 1.0757 | 0.80286 |  | 22h30 | 0.88286 | 1.1114 | 0.83571 |  | 22h30 | 0.59429 | 0.80857 | 0.55143 |  | 22h30 | 0.46857 | 0.64429 | 0.41857 |  |  | 22h30 | 0.83429 | 1.0357 | 0.78857
23h30 | 0.88429 | 1.0686 | 0.85143 |  | 23h30 | 0.92857 | 1.11 | 0.88857 |  | 23h30 | 0.63714 | 0.80714 | 0.60143 |  | 23h30 | 0.50429 | 0.64429 | 0.46714 |  |  | 23h30 | 0.88714 | 1.04 | 0.85143
|  |  |  | Base Case (in a typical summer day) | [13 empty] | Base Case (in a typical summer day)
| 1984-1998's Detached |  |  |  |  | 1984-1998's Terrace |  |  |  |  | 1984-1998's Top/Ground Flat |  |  |  |  | 1984-1998's Mid Flat | [5 empty] | 1984-1998's Semi-detached
| Occupancy type 1 | Occupancy type 2 | Occupancy type 3 |  |  | Occupancy type 1 | Occupancy type 2 | Occupancy type 3 |  |  | Occupancy type 1 | Occupancy type 2 | Occupancy type 3 |  |  | Occupancy type 1 | Occupancy type 2 | Occupancy type 3 |  |  |  | Occupancy type 1 | Occupancy type 2 | Occupancy type 3
| kW | kW | kW |  |  | kW | kW | kW |  |  | kW | kW | kW |  |  | kW | kW | kW |  |  |  | kW | kW | kW
00h30 | 0.28571 | 0.20286 | 0.34571 |  | 00h30 | 0.32143 | 0.24429 | 0.37429 |  | 00h30 | 0.16143 | 0.11714 | 0.18429 |  | 00h30 | 0.087143 | 0.072857 | 0.094286 |  |  | 00h30 | 0.29429 | 2.0057 | 0.34714
01h30 | 0.0057143 | 0 | 0.01 |  | 01h30 | 0.0028571 | 0 | 0.0057143 |  | 01h30 | 0 | 0 | 0 |  | 01h30 | 0 | 0 | 0 |  |  | 01h30 | 0.0042857 | 0.99286 | 0.0071429
02h30 | 0.014286 | 0.0042857 | 0.012857 |  | 02h30 | 0.0085714 | 0.0014286 | 0.0085714 |  | 02h30 | 0 | 0 | 0 |  | 02h30 | 0 | 0 | 0 |  |  | 02h30 | 0.011429 | 1.0043 | 0.011429
03h30 | 0.061429 | 0.03 | 0.061429 |  | 03h30 | 0.058571 | 0.028571 | 0.058571 |  | 03h30 | 0.0042857 | 0 | 0.0042857 |  | 03h30 | 0 | 0 | 0 |  |  | 03h30 | 0.057143 | 1.2071 | 0.058571
04h30 | 0.14286 | 0.08 | 0.13714 |  | 04h30 | 0.13857 | 0.082857 | 0.13286 |  | 04h30 | 0.04 | 0.015714 | 0.035714 |  | 04h30 | 0 | 0 | 0 |  |  | 04h30 | 0.14 | 1.3686 | 0.13286
05h30 | 0.19 | 0.11714 | 0.18429 |  | 05h30 | 0.17714 | 0.10857 | 0.17 |  | 05h30 | 0.065714 | 0.028571 | 0.061429 |  | 05h30 | 0 | 0 | 0 |  |  | 05h30 | 0.18 | 1.5557 | 0.17429
06h30 | 0.18571 | 0.12 | 0.18143 |  | 06h30 | 0.15143 | 0.095714 | 0.14714 |  | 06h30 | 0.062857 | 0.027143 | 0.057143 |  | 06h30 | 0 | 0 | 0 |  |  | 06h30 | 0.16429 | 1.7157 | 0.16
07h30 | 0.81143 | 0.62143 | 0.98857 |  | 07h30 | 0.74 | 0.57286 | 0.90143 |  | 07h30 | 0.65286 | 0.51 | 0.79429 |  | 07h30 | 0.43857 | 0.31857 | 0.54857 |  |  | 07h30 | 0.77857 | 3.2171 | 0.94143
08h30 | 1.2543 | 1.19 | 1.3614 |  | 08h30 | 1.1186 | 1.0671 | 1.2043 |  | 08h30 | 0.97143 | 0.91857 | 1.0486 |  | 08h30 | 0.58429 | 0.51571 | 0.65429 |  |  | 08h30 | 1.1886 | 4.0071 | 1.28
09h30 | 0.87571 | 0.92286 | 1.6757 |  | 09h30 | 0.77143 | 0.81429 | 1.5114 |  | 09h30 | 0.66286 | 0.69286 | 1.2971 |  | 09h30 | 0.39571 | 0.40143 | 0.81429 |  |  | 09h30 | 0.82143 | 4.1886 | 1.5943
10h30 | 0.53857 | 0.60571 | 1.4014 |  | 10h30 | 0.51286 | 0.57143 | 1.3014 |  | 10h30 | 0.47857 | 0.52714 | 1.1357 |  | 10h30 | 0.36429 | 0.39143 | 0.81286 |  |  | 10h30 | 0.52429 | 3.8471 | 1.3529
11h30 | 0.36714 | 0.39714 | 0.93 |  | 11h30 | 0.34714 | 0.37429 | 0.86286 |  | 11h30 | 0.31286 | 0.33857 | 0.72429 |  | 11h30 | 0.24 | 0.25714 | 0.53 |  |  | 11h30 | 0.35429 | 3.2743 | 0.88286
12h30 | 0.30714 | 0.27857 | 0.84571 |  | 12h30 | 0.28714 | 0.26429 | 0.78714 |  | 12h30 | 0.25429 | 0.22571 | 0.65429 |  | 12h30 | 0.19857 | 0.17286 | 0.46857 |  |  | 12h30 | 0.29429 | 2.92 | 0.8
13h30 | 0.50429 | 0.22143 | 0.56286 |  | 13h30 | 0.49286 | 0.21 | 0.53286 |  | 13h30 | 0.39429 | 0.17143 | 0.40429 |  | 13h30 | 0.30857 | 0.13286 | 0.30429 |  |  | 13h30 | 0.48571 | 2.6343 | 0.54143
14h30 | 0.63571 | 0.15 | 0.52857 |  | 14h30 | 0.61143 | 0.14143 | 0.50143 |  | 14h30 | 0.48286 | 0.10429 | 0.38143 |  | 14h30 | 0.37286 | 0.084286 | 0.28714 |  |  | 14h30 | 0.61143 | 2.4529 | 0.50857
15h30 | 0.55571 | 0.11714 | 0.36857 |  | 15h30 | 0.52286 | 0.11143 | 0.35286 |  | 15h30 | 0.41571 | 0.08 | 0.25714 |  | 15h30 | 0.31 | 0.058571 | 0.19857 |  |  | 15h30 | 0.53429 | 2.3571 | 0.35571
16h30 | 0.44 | 0.091429 | 0.33857 |  | 16h30 | 0.42714 | 0.084286 | 0.34 |  | 16h30 | 0.31 | 0.058571 | 0.23714 |  | 16h30 | 0.22857 | 0.041429 | 0.18 |  |  | 16h30 | 0.43 | 2.41 | 0.33286
17h30 | 0.42 | 0.098571 | 0.34286 |  | 17h30 | 0.43857 | 0.094286 | 0.36 |  | 17h30 | 0.26 | 0.064286 | 0.19857 |  | 17h30 | 0.18429 | 0.047143 | 0.13857 |  |  | 17h30 | 0.41286 | 2.61 | 0.33857
18h30 | 0.48286 | 0.46714 | 0.41857 |  | 18h30 | 0.52429 | 0.50286 | 0.45857 |  | 18h30 | 0.30857 | 0.31571 | 0.25571 |  | 18h30 | 0.23286 | 0.23286 | 0.18857 |  |  | 18h30 | 0.47857 | 2.8643 | 0.42286
19h30 | 0.28857 | 0.48143 | 0.23143 |  | 19h30 | 0.32429 | 0.51429 | 0.26143 |  | 19h30 | 0.17143 | 0.31286 | 0.12 |  | 19h30 | 0.11714 | 0.22286 | 0.082857 |  |  | 19h30 | 0.28571 | 2.5914 | 0.23429
20h30 | 0.17571 | 0.25857 | 0.16 |  | 20h30 | 0.20143 | 0.29571 | 0.17714 |  | 20h30 | 0.072857 | 0.12571 | 0.06 |  | 20h30 | 0.024286 | 0.058571 | 0.025714 |  |  | 20h30 | 0.17571 | 2.2686 | 0.15857
21h30 | 0.26286 | 0.31857 | 0.25 |  | 21h30 | 0.32286 | 0.38857 | 0.3 |  | 21h30 | 0.12571 | 0.16571 | 0.11571 |  | 21h30 | 0.048571 | 0.08 | 0.041429 |  |  | 21h30 | 0.27 | 2.32 | 0.25429
22h30 | 0.37143 | 0.41714 | 0.35429 |  | 22h30 | 0.46286 | 0.51714 | 0.44 |  | 22h30 | 0.19571 | 0.23857 | 0.18429 |  | 22h30 | 0.097143 | 0.13429 | 0.085714 |  |  | 22h30 | 0.38286 | 2.3843 | 0.36571
23h30 | 0.51286 | 0.55571 | 0.49429 |  | 23h30 | 0.60571 | 0.65 | 0.58571 |  | 23h30 | 0.28 | 0.32 | 0.26286 |  | 23h30 | 0.15143 | 0.18571 | 0.13857 |  |  | 23h30 | 0.52571 | 2.4129 | 0.50571
|  |  |  | Best Case (in a typical summer day) | [13 empty] | Best Case (in a typical summer day)
| 1984-1998's Detached |  |  |  |  | 1984-1998's Terrace |  |  |  |  | 1984-1998's Top/Ground Flat |  |  |  |  | 1984-1998's Mid Flat | [5 empty] | 1984-1998's Semi-detached
| Occupancy type 1 | Occupancy type 2 | Occupancy type 3 |  |  | Occupancy type 1 | Occupancy type 2 | Occupancy type 3 |  |  | Occupancy type 1 | Occupancy type 2 | Occupancy type 3 |  |  | Occupancy type 1 | Occupancy type 2 | Occupancy type 3 |  |  |  | Occupancy type 1 | Occupancy type 2 | Occupancy type 3
| kW | kW | kW |  |  | kW | kW | kW |  |  | kW | kW | kW |  |  | kW | kW | kW |  |  |  | kW | kW | kW
00h30 | 0.10571 | 0.077143 | 0.11714 |  | 00h30 | 0.11143 | 0.092857 | 0.12429 |  | 00h30 | 0.041429 | 0.042857 | 0.041429 |  | 00h30 | 0.012857 | 0.021429 | 0.01 |  |  | 00h30 | 0.11571 | 0.091429 | 0.12857
01h30 | 0 | 0 | 0 |  | 01h30 | 0 | 0 | 0 |  | 01h30 | 0 | 0 | 0 |  | 01h30 | 0 | 0 | 0 |  |  | 01h30 | 0 | 0 | 0
02h30 | 0 | 0 | 0 |  | 02h30 | 0 | 0 | 0 |  | 02h30 | 0 | 0 | 0 |  | 02h30 | 0 | 0 | 0 |  |  | 02h30 | 0 | 0 | 0
03h30 | 0 | 0 | 0 |  | 03h30 | 0 | 0 | 0 |  | 03h30 | 0 | 0 | 0 |  | 03h30 | 0 | 0 | 0 |  |  | 03h30 | 0 | 0 | 0
04h30 | 0 | 0 | 0 |  | 04h30 | 0 | 0 | 0 |  | 04h30 | 0 | 0 | 0 |  | 04h30 | 0 | 0 | 0 |  |  | 04h30 | 0 | 0 | 0
05h30 | 0 | 0 | 0 |  | 05h30 | 0 | 0 | 0 |  | 05h30 | 0 | 0 | 0 |  | 05h30 | 0 | 0 | 0 |  |  | 05h30 | 0 | 0 | 0
06h30 | 0 | 0 | 0 |  | 06h30 | 0 | 0 | 0 |  | 06h30 | 0 | 0 | 0 |  | 06h30 | 0 | 0 | 0 |  |  | 06h30 | 0 | 0 | 0
07h30 | 0.36429 | 0.26 | 0.46429 |  | 07h30 | 0.35714 | 0.25429 | 0.46 |  | 07h30 | 0.24429 | 0.16571 | 0.31143 |  | 07h30 | 0.16857 | 0.11 | 0.21143 |  |  | 07h30 | 0.37286 | 0.26429 | 0.47143
08h30 | 0.51571 | 0.46286 | 0.57 |  | 08h30 | 0.5 | 0.44429 | 0.55857 |  | 08h30 | 0.31 | 0.26857 | 0.35143 |  | 08h30 | 0.19 | 0.15143 | 0.21286 |  |  | 08h30 | 0.53 | 0.47429 | 0.58286
09h30 | 0.39429 | 0.40714 | 0.86143 |  | 09h30 | 0.38714 | 0.39286 | 0.81429 |  | 09h30 | 0.25857 | 0.26143 | 0.51571 |  | 09h30 | 0.15143 | 0.15429 | 0.3 |  |  | 09h30 | 0.40714 | 0.41429 | 0.86143
10h30 | 0.35714 | 0.37857 | 0.86 |  | 10h30 | 0.35857 | 0.37571 | 0.81429 |  | 10h30 | 0.27286 | 0.28429 | 0.57429 |  | 10h30 | 0.18857 | 0.19857 | 0.36857 |  |  | 10h30 | 0.36571 | 0.38571 | 0.85
11h30 | 0.23714 | 0.25286 | 0.55429 |  | 11h30 | 0.23286 | 0.24429 | 0.50571 |  | 11h30 | 0.17429 | 0.18429 | 0.37143 |  | 11h30 | 0.11714 | 0.12571 | 0.25857 |  |  | 11h30 | 0.23714 | 0.24714 | 0.52857
12h30 | 0.19714 | 0.17286 | 0.49286 |  | 12h30 | 0.19 | 0.16571 | 0.45286 |  | 12h30 | 0.14286 | 0.12286 | 0.31857 |  | 12h30 | 0.092857 | 0.08 | 0.22429 |  |  | 12h30 | 0.19286 | 0.16857 | 0.47286
13h30 | 0.29571 | 0.12857 | 0.31857 |  | 13h30 | 0.28 | 0.12143 | 0.29571 |  | 13h30 | 0.22143 | 0.09 | 0.23 |  | 13h30 | 0.16857 | 0.058571 | 0.16857 |  |  | 13h30 | 0.29143 | 0.12714 | 0.31429
14h30 | 0.37429 | 0.082857 | 0.30143 |  | 14h30 | 0.34857 | 0.078571 | 0.28143 |  | 14h30 | 0.27429 | 0.058571 | 0.21714 |  | 14h30 | 0.20286 | 0.04 | 0.15714 |  |  | 14h30 | 0.36143 | 0.08 | 0.29714
15h30 | 0.33714 | 0.057143 | 0.21286 |  | 15h30 | 0.30857 | 0.052857 | 0.19714 |  | 15h30 | 0.21857 | 0.035714 | 0.14 |  | 15h30 | 0.15857 | 0.024286 | 0.10571 |  |  | 15h30 | 0.32 | 0.054286 | 0.19857
16h30 | 0.26 | 0.045714 | 0.19571 |  | 16h30 | 0.23571 | 0.041429 | 0.18571 |  | 16h30 | 0.15286 | 0.025714 | 0.11286 |  | 16h30 | 0.1 | 0.015714 | 0.085714 |  |  | 16h30 | 0.24714 | 0.042857 | 0.18429
17h30 | 0.23571 | 0.054286 | 0.18 |  | 17h30 | 0.21714 | 0.051429 | 0.16857 |  | 17h30 | 0.12286 | 0.032857 | 0.088571 |  | 17h30 | 0.074286 | 0.02 | 0.057143 |  |  | 17h30 | 0.22429 | 0.052857 | 0.17
18h30 | 0.27714 | 0.28429 | 0.23286 |  | 18h30 | 0.27571 | 0.27857 | 0.22714 |  | 18h30 | 0.15857 | 0.16143 | 0.13 |  | 18h30 | 0.10286 | 0.094286 | 0.08 |  |  | 18h30 | 0.27429 | 0.27286 | 0.22714
19h30 | 0.13143 | 0.26857 | 0.10429 |  | 19h30 | 0.13571 | 0.26571 | 0.10286 |  | 19h30 | 0.072857 | 0.15286 | 0.052857 |  | 19h30 | 0.04 | 0.085714 | 0.025714 |  |  | 19h30 | 0.13429 | 0.25857 | 0.10571
20h30 | 0.041429 | 0.082857 | 0.035714 |  | 20h30 | 0.038571 | 0.072857 | 0.028571 |  | 20h30 | 0.0028571 | 0.021429 | 0.011429 |  | 20h30 | 0 | 0 | 0 |  |  | 20h30 | 0.045714 | 0.085714 | 0.034286
21h30 | 0.082857 | 0.11429 | 0.068571 |  | 21h30 | 0.092857 | 0.12 | 0.07 |  | 21h30 | 0.0057143 | 0.025714 | 0.01 |  | 21h30 | 0 | 0 | 0 |  |  | 21h30 | 0.092857 | 0.12714 | 0.077143
22h30 | 0.12429 | 0.16429 | 0.11 |  | 22h30 | 0.14143 | 0.18286 | 0.12 |  | 22h30 | 0.027143 | 0.058571 | 0.02 |  | 22h30 | 0 | 0.014286 | 0.0014286 |  |  | 22h30 | 0.14 | 0.17857 | 0.12429
23h30 | 0.17571 | 0.21286 | 0.15714 |  | 23h30 | 0.20143 | 0.24429 | 0.18 |  | 23h30 | 0.067143 | 0.097143 | 0.052857 |  | 23h30 | 0.014286 | 0.037143 | 0.011429 |  |  | 23h30 | 0.19571 | 0.23286 | 0.17571
|  |  |  | Base Case (in a typical Autumn day) | [13 empty] | Base Case (in a typical Autumn day)
| 1984-1998's Detached |  |  |  |  | 1984-1998's Terrace |  |  |  |  | 1984-1998'sTop/Ground Flat |  |  |  |  | 1984-1998's Mid Flat | [5 empty] | 1984-1998's Semi-detached
| Occupancy type 1 | Occupancy type 2 | Occupancy type 3 |  |  | Occupancy type 1 | Occupancy type 2 | Occupancy type 3 |  |  | Occupancy type 1 | Occupancy type 2 | Occupancy type 3 |  |  | Occupancy type 1 | Occupancy type 2 | Occupancy type 3 |  |  |  | Occupancy type 1 | Occupancy type 2 | Occupancy type 3
| kW | kW | kW |  |  | kW | kW | kW |  |  | kW | kW | kW |  |  | kW | kW | kW |  |  |  | kW | kW | kW
00h30 | 0.86857 | 0.26714 | 1 |  | 00h30 | 0.81286 | 0.25857 | 0.93286 |  | 00h30 | 0.62714 | 0.17714 | 0.72286 |  | 00h30 | 0.49286 | 0.11857 | 0.55714 |  |  | 00h30 | 0.82571 | 0.26714 | 0.94429
01h30 | 0.13143 | 0.015714 | 0.18 |  | 01h30 | 0.092857 | 0.011429 | 0.14 |  | 01h30 | 0.02 | 0 | 0.044286 |  | 01h30 | 0 | 0 | 0.0057143 |  |  | 01h30 | 0.10571 | 0.014286 | 0.14857
02h30 | 0.15286 | 0.13 | 0.18 |  | 02h30 | 0.11143 | 0.092857 | 0.14 |  | 02h30 | 0.028571 | 0.022857 | 0.044286 |  | 02h30 | 0 | 0 | 0.0057143 |  |  | 02h30 | 0.12429 | 0.10143 | 0.14857
03h30 | 0.28429 | 0.24571 | 0.29286 |  | 03h30 | 0.20714 | 0.18714 | 0.21 |  | 03h30 | 0.078571 | 0.08 | 0.081429 |  | 03h30 | 0 | 0 | 0 |  |  | 03h30 | 0.24429 | 0.20857 | 0.24714
04h30 | 0.37857 | 0.38143 | 0.36429 |  | 04h30 | 0.29 | 0.30286 | 0.27143 |  | 04h30 | 0.15143 | 0.17857 | 0.13 |  | 04h30 | 0.012857 | 0.035714 | 0.0042857 |  |  | 04h30 | 0.33 | 0.33714 | 0.31429
05h30 | 0.52857 | 0.50714 | 0.50571 |  | 05h30 | 0.41143 | 0.40429 | 0.38571 |  | 05h30 | 0.28714 | 0.29143 | 0.26429 |  | 05h30 | 0.075714 | 0.10143 | 0.061429 |  |  | 05h30 | 0.46714 | 0.45 | 0.44571
06h30 | 0.68714 | 0.62286 | 0.66857 |  | 06h30 | 0.53857 | 0.49857 | 0.51429 |  | 06h30 | 0.43571 | 0.40571 | 0.41571 |  | 06h30 | 0.18286 | 0.18571 | 0.16714 |  |  | 06h30 | 0.61 | 0.55714 | 0.59143
07h30 | 1.7957 | 1.5286 | 2.0086 |  | 07h30 | 1.5529 | 1.3486 | 1.73 |  | 07h30 | 1.4329 | 1.2343 | 1.6071 |  | 07h30 | 1.0471 | 0.88714 | 1.19 |  |  | 07h30 | 1.6643 | 1.4243 | 1.86
08h30 | 2.5243 | 2.4043 | 2.6586 |  | 08h30 | 2.2657 | 2.1829 | 2.3786 |  | 08h30 | 2.1686 | 2.0857 | 2.28 |  | 08h30 | 1.7114 | 1.6414 | 1.7943 |  |  | 08h30 | 2.3357 | 2.2357 | 2.4557
09h30 | 1.5114 | 1.6686 | 2.84 |  | 09h30 | 1.4114 | 1.5329 | 2.6614 |  | 09h30 | 1.4143 | 1.4929 | 2.6214 |  | 09h30 | 1.1886 | 1.2357 | 2.2571 |  |  | 09h30 | 1.38 | 1.5143 | 2.6314
10h30 | 0.82 | 0.95 | 2.5071 |  | 10h30 | 0.77 | 0.89143 | 2.3457 |  | 10h30 | 0.75286 | 0.87286 | 2.2757 |  | 10h30 | 0.66429 | 0.77143 | 1.9943 |  |  | 10h30 | 0.73 | 0.85143 | 2.2857
11h30 | 0.62286 | 0.68143 | 2.0286 |  | 11h30 | 0.58143 | 0.64 | 1.8743 |  | 11h30 | 0.55571 | 0.61571 | 1.7729 |  | 11h30 | 0.48857 | 0.54286 | 1.54 |  |  | 11h30 | 0.54 | 0.59714 | 1.8157
12h30 | 0.49714 | 0.52571 | 1.7114 |  | 12h30 | 0.46429 | 0.49571 | 1.5714 |  | 12h30 | 0.43143 | 0.46286 | 1.4471 |  | 12h30 | 0.37429 | 0.40714 | 1.2614 |  |  | 12h30 | 0.42857 | 0.45857 | 1.5414
13h30 | 1.3214 | 0.44286 | 1.5 |  | 13h30 | 1.2286 | 0.41714 | 1.38 |  | 13h30 | 1.1857 | 0.37714 | 1.2343 |  | 13h30 | 1.03 | 0.32857 | 1.0671 |  |  | 13h30 | 1.18 | 0.38143 | 1.3271
14h30 | 1.9143 | 0.38 | 1.3871 |  | 14h30 | 1.7614 | 0.35714 | 1.28 |  | 14h30 | 1.6786 | 0.31143 | 1.1229 |  | 14h30 | 1.4457 | 0.27 | 0.97429 |  |  | 14h30 | 1.7086 | 0.32143 | 1.2329
15h30 | 1.9786 | 0.34714 | 1.2986 |  | 15h30 | 1.8271 | 0.33 | 1.2057 |  | 15h30 | 1.6786 | 0.27857 | 1.0314 |  | 15h30 | 1.4543 | 0.24 | 0.88286 |  |  | 15h30 | 1.7543 | 0.29714 | 1.1586
16h30 | 1.6543 | 0.35714 | 1.3057 |  | 16h30 | 1.5586 | 0.34714 | 1.2314 |  | 16h30 | 1.4 | 0.28714 | 1.0371 |  | 16h30 | 1.2257 | 0.24714 | 0.88571 |  |  | 16h30 | 1.5014 | 0.31286 | 1.1786
17h30 | 1.6086 | 0.41286 | 1.41 |  | 17h30 | 1.5443 | 0.40857 | 1.3486 |  | 17h30 | 1.3429 | 0.33714 | 1.1271 |  | 17h30 | 1.18 | 0.29429 | 0.96714 |  |  | 17h30 | 1.4943 | 0.38 | 1.3014
18h30 | 1.71 | 1.5486 | 1.58 |  | 18h30 | 1.6686 | 1.4843 | 1.5386 |  | 18h30 | 1.4286 | 1.36 | 1.2829 |  | 18h30 | 1.2571 | 1.1786 | 1.1043 |  |  | 18h30 | 1.6257 | 1.4586 | 1.4986
19h30 | 1.3814 | 2.0114 | 1.2986 |  | 19h30 | 1.36 | 1.9271 | 1.2671 |  | 19h30 | 1.09 | 1.7371 | 0.99143 |  | 19h30 | 0.90857 | 1.4786 | 0.79714 |  |  | 19h30 | 1.3243 | 1.8871 | 1.2386
20h30 | 1.0886 | 1.7886 | 1.0857 |  | 20h30 | 1.0686 | 1.7414 | 1.0586 |  | 20h30 | 0.82286 | 1.4929 | 0.80286 |  | 20h30 | 0.64429 | 1.2414 | 0.61857 |  |  | 20h30 | 1.0357 | 1.6829 | 1.0214
21h30 | 1.1371 | 1.5014 | 1.1257 |  | 21h30 | 1.11 | 1.4743 | 1.0929 |  | 21h30 | 0.85429 | 1.2414 | 0.83143 |  | 21h30 | 0.66 | 1.0229 | 0.63143 |  |  | 21h30 | 1.0943 | 1.44 | 1.0757
22h30 | 1.1843 | 1.3714 | 1.1714 |  | 22h30 | 1.1457 | 1.34 | 1.1257 |  | 22h30 | 0.88857 | 1.0929 | 0.87143 |  | 22h30 | 0.67857 | 0.87143 | 0.65429 |  |  | 22h30 | 1.1429 | 1.3243 | 1.1243
23h30 | 1.2229 | 1.36 | 1.2086 |  | 23h30 | 1.1714 | 1.3171 | 1.1443 |  | 23h30 | 0.91571 | 1.07 | 0.89857 |  | 23h30 | 0.69714 | 0.84286 | 0.67 |  |  | 23h30 | 1.1843 | 1.3143 | 1.1643
|  |  |  | Best Case (in a typical Autumn day) | [14 empty] | Best Case (in a typical Autumn day)
| 1984-1998's Detached |  |  |  |  | 1984-1998's Terrace |  |  |  |  | 1984-1998's Top/Ground Flat |  |  |  |  | 1984-1998's Mid Flat | [5 empty] | 1984-1998's Semi-detached
| Occupancy type 1 | Occupancy type 2 | Occupancy type 3 |  |  | Occupancy type 1 | Occupancy type 2 | Occupancy type 3 |  |  | Occupancy type 1 | Occupancy type 2 | Occupancy type 3 |  |  | Occupancy type 1 | Occupancy type 2 | Occupancy type 3 |  |  |  | Occupancy type 1 | Occupancy type 2 | Occupancy type 3
| kW | kW | kW |  |  | kW | kW | kW |  |  | kW | kW | kW |  |  | kW | kW | kW |  |  |  | kW | kW | kW
00h30 | 0.51286 | 0.13286 | 0.57714 |  | 00h30 | 0.49857 | 0.14286 | 0.56143 |  | 00h30 | 0.40143 | 0.088571 | 0.44429 |  | 00h30 | 0.32143 | 0.058571 | 0.91714 |  |  | 00h30 | 0.51857 | 0.14571 | 0.58
01h30 | 0.0028571 | 0 | 0.0014286 |  | 01h30 | 0.0042857 | 0 | 0.0028571 |  | 01h30 | 0 | 0 | 0 |  | 01h30 | 0 | 0 | 0.18143 |  |  | 01h30 | 0.0042857 | 0 | 0.0057143
02h30 | 0.0028571 | 0 | 0.0014286 |  | 02h30 | 0.0042857 | 0 | 0.0028571 |  | 02h30 | 0 | 0 | 0 |  | 02h30 | 0 | 0 | 0.18143 |  |  | 02h30 | 0.0042857 | 0 | 0.0057143
03h30 | 0.0057143 | 0 | 0.0085714 |  | 03h30 | 0.0028571 | 0 | 0.0028571 |  | 03h30 | 0 | 0 | 0 |  | 03h30 | 0 | 0 | 0.24714 |  |  | 03h30 | 0.0085714 | 0 | 0.012857
04h30 | 0.011429 | 0.017143 | 0.0085714 |  | 04h30 | 0.0057143 | 0.0085714 | 0.0028571 |  | 04h30 | 0 | 0 | 0 |  | 04h30 | 0 | 0 | 0.31571 |  |  | 04h30 | 0.017143 | 0.025714 | 0.012857
05h30 | 0.042857 | 0.075714 | 0.034286 |  | 05h30 | 0.027143 | 0.054286 | 0.015714 |  | 05h30 | 0 | 0 | 0 |  | 05h30 | 0 | 0 | 0.38714 |  |  | 05h30 | 0.055714 | 0.084286 | 0.042857
06h30 | 0.15 | 0.15286 | 0.13286 |  | 06h30 | 0.11286 | 0.12714 | 0.097143 |  | 06h30 | 0.017143 | 0.025714 | 0.0085714 |  | 06h30 | 0 | 0.0014286 | 0.46429 |  |  | 06h30 | 0.15571 | 0.15429 | 0.14143
07h30 | 0.86857 | 0.73 | 0.97 |  | 07h30 | 0.87857 | 0.70286 | 1.0257 |  | 07h30 | 0.86 | 0.70714 | 1 |  | 07h30 | 0.77286 | 0.64571 | 1.54 |  |  | 07h30 | 0.89143 | 0.75857 | 0.97714
08h30 | 1.5771 | 1.5343 | 1.6257 |  | 08h30 | 1.5343 | 1.4629 | 1.61 |  | 08h30 | 1.4057 | 1.3529 | 1.4857 |  | 08h30 | 1.1643 | 1.1357 | 2.2686 |  |  | 08h30 | 1.5329 | 1.5014 | 1.5757
09h30 | 1.2257 | 1.2557 | 2.33 |  | 09h30 | 1.1357 | 1.1871 | 2.1786 |  | 09h30 | 0.92714 | 0.99714 | 1.8814 |  | 09h30 | 0.71714 | 0.78143 | 2.9057 |  |  | 09h30 | 1.1286 | 1.1614 | 2.1971
10h30 | 0.66857 | 0.75714 | 2.0829 |  | 10h30 | 0.63857 | 0.72714 | 1.9586 |  | 10h30 | 0.58571 | 0.67714 | 1.7629 |  | 10h30 | 0.51429 | 0.60286 | 2.74 |  |  | 10h30 | 0.60571 | 0.69 | 1.9343
11h30 | 0.5 | 0.54714 | 1.63 |  | 11h30 | 0.47429 | 0.52571 | 1.5271 |  | 11h30 | 0.43429 | 0.48857 | 1.3786 |  | 11h30 | 0.37857 | 0.43286 | 2.2871 |  |  | 11h30 | 0.43714 | 0.48429 | 1.4771
12h30 | 0.38857 | 0.41714 | 1.3314 |  | 12h30 | 0.36571 | 0.39714 | 1.2486 |  | 12h30 | 0.33143 | 0.36571 | 1.1314 |  | 12h30 | 0.28714 | 0.32286 | 1.9457 |  |  | 12h30 | 0.33286 | 0.36 | 1.2257
13h30 | 1.0057 | 0.34 | 1.1386 |  | 13h30 | 0.96 | 0.32286 | 1.0643 |  | 13h30 | 0.89143 | 0.29286 | 0.94286 |  | 13h30 | 0.76714 | 0.25571 | 1.7129 |  |  | 13h30 | 0.90286 | 0.28571 | 1.0214
14h30 | 1.4686 | 0.28286 | 1.0371 |  | 14h30 | 1.3786 | 0.26714 | 0.97143 |  | 14h30 | 1.2571 | 0.23714 | 0.86714 |  | 14h30 | 1.0657 | 0.20286 | 1.5614 |  |  | 14h30 | 1.3186 | 0.23143 | 0.92857
15h30 | 1.5743 | 0.25571 | 0.95429 |  | 15h30 | 1.4529 | 0.24 | 0.88714 |  | 15h30 | 1.2914 | 0.20714 | 0.77 |  | 15h30 | 1.0929 | 0.17857 | 1.48 |  |  | 15h30 | 1.3957 | 0.21143 | 0.85429
16h30 | 1.3357 | 0.26 | 0.95714 |  | 16h30 | 1.2543 | 0.25143 | 0.89714 |  | 16h30 | 1.1143 | 0.21429 | 0.77714 |  | 16h30 | 0.94857 | 0.18429 | 1.4914 |  |  | 16h30 | 1.2014 | 0.22429 | 0.86143
17h30 | 1.2957 | 0.31 | 1.0457 |  | 17h30 | 1.2343 | 0.30286 | 0.99286 |  | 17h30 | 1.0886 | 0.25714 | 0.84571 |  | 17h30 | 0.94143 | 0.22429 | 1.6 |  |  | 17h30 | 1.1929 | 0.27857 | 0.96286
18h30 | 1.3671 | 1.2286 | 1.1914 |  | 18h30 | 1.3243 | 1.1843 | 1.1529 |  | 18h30 | 1.16 | 1.0529 | 0.97714 |  | 18h30 | 1.0143 | 0.94714 | 1.7471 |  |  | 18h30 | 1.2971 | 1.1586 | 1.1329
19h30 | 1.0071 | 1.5529 | 0.87714 |  | 19h30 | 0.97571 | 1.48 | 0.84714 |  | 19h30 | 0.80714 | 1.2929 | 0.66286 |  | 19h30 | 0.67429 | 1.1129 | 1.3886 |  |  | 19h30 | 0.97857 | 1.4614 | 0.85571
20h30 | 0.70857 | 1.3471 | 0.66429 |  | 20h30 | 0.68857 | 1.2814 | 0.65143 |  | 20h30 | 0.53857 | 1.0857 | 0.49714 |  | 20h30 | 0.43143 | 0.86857 | 1.1043 |  |  | 20h30 | 0.68571 | 1.2643 | 0.64
21h30 | 0.70857 | 1.11 | 0.67286 |  | 21h30 | 0.69714 | 1.08 | 0.66429 |  | 21h30 | 0.54286 | 0.90714 | 0.50143 |  | 21h30 | 0.44429 | 0.74143 | 1.0771 |  |  | 21h30 | 0.70714 | 1.0714 | 0.66857
22h30 | 0.72429 | 0.94857 | 0.69143 |  | 22h30 | 0.71143 | 0.93286 | 0.68286 |  | 22h30 | 0.55286 | 0.77 | 0.51429 |  | 22h30 | 0.45143 | 0.62857 | 1.1029 |  |  | 22h30 | 0.72571 | 0.93571 | 0.69
23h30 | 0.72571 | 0.90571 | 0.69286 |  | 23h30 | 0.71714 | 0.89286 | 0.68429 |  | 23h30 | 0.55857 | 0.72857 | 0.52429 |  | 23h30 | 0.45143 | 0.59143 | 1.0871 |  |  | 23h30 | 0.74571 | 0.90286 | 0.71286
|  |  |  | Base Case (in a typical Winter_2 day) | [12 empty] | Base Case (in a typical Winter_2 day)
| 1984-1998's Detached |  |  |  |  | 1984-1998's Terrace |  |  |  |  | 1984-1998's Top/Ground Flat |  |  |  |  | 1984-1998's Mid Flat | [5 empty] | 1984-1998's-detached
| Occupancy type 1 | Occupancy type 2 | Occupancy type 3 |  |  | Occupancy type 1 | Occupancy type 2 | Occupancy type 3 |  |  | Occupancy type 1 | Occupancy type 2 | Occupancy type 3 |  |  | Occupancy type 1 | Occupancy type 2 | Occupancy type 3 |  |  |  | Occupancy type 1 | Occupancy type 2 | Occupancy type 3
| kW | kW | kW |  |  | kW | kW | kW |  |  | kW | kW | kW |  |  | kW | kW | kW |  |  |  | kW | kW | kW
00h30 | 1.2843 | 0.43857 | 1.4657 |  | 00h30 | 1.1543 | 0.37857 | 1.3129 |  | 00h30 | 0.96571 | 0.28286 | 1.1 |  | 00h30 | 0.76714 | 0.18286 | 0.87714 |  |  | 00h30 | 1.2014 | 0.40429 | 1.3686
01h30 | 0.35 | 0.14857 | 0.38857 |  | 01h30 | 0.28714 | 0.11286 | 0.29857 |  | 01h30 | 0.20429 | 0.064286 | 0.21714 |  | 01h30 | 0.12 | 0.02 | 0.11857 |  |  | 01h30 | 0.31429 | 0.12714 | 0.34286
02h30 | 0.35 | 0.31429 | 0.38857 |  | 02h30 | 0.28714 | 0.25143 | 0.29857 |  | 02h30 | 0.20429 | 0.17286 | 0.21714 |  | 02h30 | 0.12 | 0.098571 | 0.11857 |  |  | 02h30 | 0.31429 | 0.28143 | 0.34286
03h30 | 0.45143 | 0.41429 | 0.46 |  | 03h30 | 0.35714 | 0.34 | 0.35857 |  | 03h30 | 0.26429 | 0.27143 | 0.26714 |  | 03h30 | 0.14429 | 0.17143 | 0.14571 |  |  | 03h30 | 0.40143 | 0.37429 | 0.40714
04h30 | 0.55 | 0.53857 | 0.53429 |  | 04h30 | 0.43286 | 0.43429 | 0.41714 |  | 04h30 | 0.35143 | 0.36714 | 0.33857 |  | 04h30 | 0.2 | 0.23286 | 0.19143 |  |  | 04h30 | 0.49143 | 0.48429 | 0.47571
05h30 | 0.67 | 0.62143 | 0.65286 |  | 05h30 | 0.52714 | 0.5 | 0.50714 |  | 05h30 | 0.44857 | 0.43286 | 0.43857 |  | 05h30 | 0.26286 | 0.27 | 0.25143 |  |  | 05h30 | 0.59714 | 0.55571 | 0.57857
06h30 | 0.74286 | 0.65714 | 0.72571 |  | 06h30 | 0.58 | 0.52429 | 0.56286 |  | 06h30 | 0.51571 | 0.46714 | 0.50429 |  | 06h30 | 0.30571 | 0.29571 | 0.29429 |  |  | 06h30 | 0.65429 | 0.58429 | 0.63714
07h30 | 1.7586 | 1.4771 | 2.0043 |  | 07h30 | 1.4757 | 1.2671 | 1.7043 |  | 07h30 | 1.3714 | 1.1357 | 1.5986 |  | 07h30 | 1.01 | 0.85143 | 1.2 |  |  | 07h30 | 1.61 | 1.3671 | 1.8386
08h30 | 2.5757 | 2.4743 | 2.7214 |  | 08h30 | 2.2686 | 2.2171 | 2.4 |  | 08h30 | 2.14 | 2.0657 | 2.2671 |  | 08h30 | 1.6957 | 1.6557 | 1.8071 |  |  | 08h30 | 2.4129 | 2.3371 | 2.5457
09h30 | 1.7143 | 1.9886 | 3.09 |  | 09h30 | 1.5986 | 1.8143 | 2.8757 |  | 09h30 | 1.5629 | 1.7457 | 2.7514 |  | 09h30 | 1.3429 | 1.4657 | 2.4 |  |  | 09h30 | 1.65 | 1.8886 | 2.9729
10h30 | 1.15 | 1.3 | 2.9414 |  | 10h30 | 1.0829 | 1.2229 | 2.7486 |  | 10h30 | 1.0586 | 1.1986 | 2.6071 |  | 10h30 | 0.95714 | 1.07 | 2.3229 |  |  | 10h30 | 1.1114 | 1.2571 | 2.8314
11h30 | 1.0214 | 1.09 | 2.6271 |  | 11h30 | 0.95714 | 1.0257 | 2.4429 |  | 11h30 | 0.92 | 0.99143 | 2.2729 |  | 11h30 | 0.82714 | 0.89143 | 2.0186 |  |  | 11h30 | 0.98714 | 1.0529 | 2.5043
12h30 | 0.97 | 1.0029 | 2.4357 |  | 12h30 | 0.90571 | 0.94143 | 2.2629 |  | 12h30 | 0.85714 | 0.89429 | 2.0629 |  | 12h30 | 0.76714 | 0.80143 | 1.83 |  |  | 12h30 | 0.93429 | 0.96714 | 2.3129
13h30 | 1.9786 | 0.95714 | 2.28 |  | 13h30 | 1.8614 | 0.9 | 2.1071 |  | 13h30 | 1.7786 | 0.84286 | 1.8986 |  | 13h30 | 1.5914 | 0.75571 | 1.6757 |  |  | 13h30 | 1.8957 | 0.92286 | 2.14
14h30 | 2.7914 | 0.91571 | 2.1486 |  | 14h30 | 2.5843 | 0.85714 | 1.9786 |  | 14h30 | 2.4371 | 0.79714 | 1.7657 |  | 14h30 | 2.1514 | 0.71286 | 1.5529 |  |  | 14h30 | 2.6243 | 0.88286 | 2.0143
15h30 | 2.97 | 0.89143 | 2.1086 |  | 15h30 | 2.7286 | 0.83143 | 1.9486 |  | 15h30 | 2.5214 | 0.76857 | 1.7286 |  | 15h30 | 2.2186 | 0.68429 | 1.5186 |  |  | 15h30 | 2.7729 | 0.85714 | 1.9871
16h30 | 2.59 | 0.89 | 2.1714 |  | 16h30 | 2.4114 | 0.83143 | 2.0143 |  | 16h30 | 2.2071 | 0.76857 | 1.7829 |  | 16h30 | 1.9586 | 0.68143 | 1.5643 |  |  | 16h30 | 2.4514 | 0.85714 | 2.0514
17h30 | 2.4671 | 0.88714 | 2.2457 |  | 17h30 | 2.3186 | 0.82857 | 2.0957 |  | 17h30 | 2.0929 | 0.76286 | 1.8529 |  | 17h30 | 1.8643 | 0.67571 | 1.6243 |  |  | 17h30 | 2.3643 | 0.85571 | 2.14
18h30 | 2.4286 | 2.0643 | 2.3014 |  | 18h30 | 2.2914 | 1.99 | 2.1529 |  | 18h30 | 2.0514 | 1.9057 | 1.9043 |  | 18h30 | 1.8214 | 1.7514 | 1.6671 |  |  | 18h30 | 2.3414 | 2.02 | 2.2057
19h30 | 1.9557 | 2.7071 | 1.87 |  | 19h30 | 1.8214 | 2.5529 | 1.7257 |  | 19h30 | 1.57 | 2.4043 | 1.4771 |  | 19h30 | 1.34 | 2.1257 | 1.2314 |  |  | 19h30 | 1.87 | 2.5943 | 1.7829
20h30 | 1.52 | 2.5529 | 1.5343 |  | 20h30 | 1.39 | 2.3343 | 1.39 |  | 20h30 | 1.1643 | 2.1129 | 1.1686 |  | 20h30 | 0.94714 | 1.7743 | 0.92143 |  |  | 20h30 | 1.44 | 2.3929 | 1.4443
21h30 | 1.4929 | 1.9886 | 1.4929 |  | 21h30 | 1.3557 | 1.8314 | 1.3429 |  | 21h30 | 1.1157 | 1.6443 | 1.1057 |  | 21h30 | 0.89 | 1.39 | 0.86143 |  |  | 21h30 | 1.4143 | 1.8843 | 1.4029
22h30 | 1.4857 | 1.7329 | 1.4986 |  | 22h30 | 1.3457 | 1.5929 | 1.3471 |  | 22h30 | 1.1129 | 1.3814 | 1.11 |  | 22h30 | 0.88571 | 1.1329 | 0.86429 |  |  | 22h30 | 1.4114 | 1.6471 | 1.4129
23h30 | 1.4771 | 1.6571 | 1.47 |  | 23h30 | 1.3314 | 1.5286 | 1.3129 |  | 23h30 | 1.0914 | 1.3029 | 1.0771 |  | 23h30 | 0.86857 | 1.0571 | 0.84143 |  |  | 23h30 | 1.3986 | 1.5814 | 1.3843
|  |  |  | Best Case (in a typical winter_2 day) | [12 empty] | Best Case (in a typical winter_2 day)
| 1984-1998's Detached |  |  |  |  | 1984-1998'sTerrace |  |  |  |  | 1984-1998'sTop/Ground Flat |  |  |  |  | 1984-1998's Mid Flat | [5 empty] | 1984-1998's Semi-detached
| Occupancy type 1 | Occupancy type 2 | Occupancy type 3 |  |  | Occupancy type 1 | Occupancy type 2 | Occupancy type 3 |  |  | Occupancy type 1 | Occupancy type 2 | Occupancy type 3 |  |  | Occupancy type 1 | Occupancy type 2 | Occupancy type 3 |  |  |  | Occupancy type 1 | Occupancy type 2 | Occupancy type 3
| kW | kW | kW |  |  | kW | kW | kW |  |  | kW | kW | kW |  |  | kW | kW | kW |  |  |  | kW | kW | kW
00h30 | 0.79286 | 0.79143 | 0.89857 |  | 00h30 | 0.52714 | 0.09 | 0.59857 |  | 00h30 | 0.62857 | 0.12714 | 0.71 |  | 00h30 | 0.52286 | 0.095714 | 0.59143 |  |  | 00h30 | 0.79286 | 0.20286 | 0.89857
01h30 | 0.11 | 0.091429 | 0.11143 |  | 01h30 | 0.024286 | 0 | 0.021429 |  | 01h30 | 0.061429 | 0 | 0.058571 |  | 01h30 | 0.04 | 0 | 0.035714 |  |  | 01h30 | 0.11714 | 0.02 | 0.12
02h30 | 0.11 | 0.091429 | 0.11143 |  | 02h30 | 0.024286 | 0.014286 | 0.021429 |  | 02h30 | 0.061429 | 0.041429 | 0.058571 |  | 02h30 | 0.04 | 0.017143 | 0.035714 |  |  | 02h30 | 0.11714 | 0.095714 | 0.12
03h30 | 0.14 | 0.16286 | 0.13857 |  | 03h30 | 0.034286 | 0.04 | 0.034286 |  | 03h30 | 0.068571 | 0.081429 | 0.07 |  | 03h30 | 0.035714 | 0.044286 | 0.035714 |  |  | 03h30 | 0.13857 | 0.15 | 0.13857
04h30 | 0.17429 | 0.25286 | 0.16714 |  | 04h30 | 0.055714 | 0.085714 | 0.05 |  | 04h30 | 0.092857 | 0.13143 | 0.088571 |  | 04h30 | 0.048571 | 0.084286 | 0.045714 |  |  | 04h30 | 0.17571 | 0.2 | 0.16714
05h30 | 0.22857 | 0.38143 | 0.22143 |  | 05h30 | 0.08 | 0.11 | 0.072857 |  | 05h30 | 0.13 | 0.15429 | 0.12143 |  | 05h30 | 0.071429 | 0.10857 | 0.067143 |  |  | 05h30 | 0.23 | 0.24 | 0.22
06h30 | 0.27714 | 0.50286 | 0.26857 |  | 06h30 | 0.095714 | 0.11857 | 0.092857 |  | 06h30 | 0.15857 | 0.17571 | 0.15286 |  | 06h30 | 0.095714 | 0.12 | 0.09 |  |  | 06h30 | 0.27857 | 0.27143 | 0.26714
07h30 | 0.93857 | 1.5429 | 1.1329 |  | 07h30 | 0.63571 | 0.56714 | 0.77857 |  | 07h30 | 0.77429 | 0.67429 | 0.94571 |  | 07h30 | 0.65429 | 0.55143 | 0.79429 |  |  | 07h30 | 0.94571 | 0.82857 | 1.1229
08h30 | 1.6943 | 2.1014 | 1.8071 |  | 08h30 | 1.1786 | 1.2114 | 1.2543 |  | 08h30 | 1.3957 | 1.3957 | 1.4871 |  | 08h30 | 1.15 | 1.1586 | 1.2371 |  |  | 08h30 | 1.68 | 1.6757 | 1.7771
09h30 | 1.4071 | 2.4586 | 2.5414 |  | 09h30 | 1.0343 | 1.1229 | 1.9471 |  | 09h30 | 1.1857 | 1.2786 | 2.1571 |  | 09h30 | 0.99 | 1.0857 | 1.87 |  |  | 09h30 | 1.3829 | 1.4943 | 2.5114
10h30 | 0.97714 | 2.0186 | 2.4629 |  | 10h30 | 0.8 | 0.88143 | 1.97 |  | 10h30 | 0.89429 | 0.98286 | 2.16 |  | 10h30 | 0.81429 | 0.9 | 1.9286 |  |  | 10h30 | 0.97143 | 1.0729 | 2.4343
11h30 | 0.85 | 1.4243 | 2.15 |  | 11h30 | 0.68714 | 0.73571 | 1.7071 |  | 11h30 | 0.77571 | 0.82714 | 1.8843 |  | 11h30 | 0.70429 | 0.75857 | 1.6857 |  |  | 11h30 | 0.84714 | 0.90286 | 2.1114
12h30 | 0.78714 | 1.18 | 1.95 |  | 12h30 | 0.63286 | 0.66429 | 1.5343 |  | 12h30 | 0.71429 | 0.74714 | 1.6914 |  | 12h30 | 0.64857 | 0.68429 | 1.5143 |  |  | 12h30 | 0.78714 | 0.82 | 1.9043
13h30 | 1.5629 | 0.95429 | 1.7914 |  | 13h30 | 1.2757 | 0.61714 | 1.3971 |  | 13h30 | 1.41 | 0.69857 | 1.5371 |  | 13h30 | 1.29 | 0.63714 | 1.3729 |  |  | 13h30 | 1.5314 | 0.77143 | 1.7343
14h30 | 2.2043 | 0.94571 | 1.6586 |  | 14h30 | 1.7543 | 0.57714 | 1.2871 |  | 14h30 | 1.9171 | 0.65143 | 1.4114 |  | 14h30 | 1.7229 | 0.59429 | 1.2614 |  |  | 14h30 | 2.1214 | 0.72571 | 1.6043
15h30 | 2.4086 | 0.84857 | 1.6129 |  | 15h30 | 1.8929 | 0.55429 | 1.2443 |  | 15h30 | 2.0457 | 0.62 | 1.3643 |  | 15h30 | 1.8114 | 0.56571 | 1.2186 |  |  | 15h30 | 2.3029 | 0.69571 | 1.5643
16h30 | 2.1143 | 0.88714 | 1.6557 |  | 16h30 | 1.6757 | 0.54714 | 1.2843 |  | 16h30 | 1.82 | 0.61286 | 1.3986 |  | 16h30 | 1.6271 | 0.55714 | 1.25 |  |  | 16h30 | 2.0543 | 0.69 | 1.6171
17h30 | 2.0014 | 0.94714 | 1.7129 |  | 17h30 | 1.59 | 0.54286 | 1.3314 |  | 17h30 | 1.7286 | 0.60429 | 1.45 |  | 17h30 | 1.5571 | 0.54857 | 1.2986 |  |  | 17h30 | 1.9629 | 0.68429 | 1.6843
18h30 | 1.94 | 1.0714 | 1.7471 |  | 18h30 | 1.5486 | 1.4143 | 1.3686 |  | 18h30 | 1.68 | 1.5586 | 1.4829 |  | 18h30 | 1.5157 | 1.4371 | 1.3343 |  |  | 18h30 | 1.9186 | 1.6829 | 1.7257
19h30 | 1.44 | 0.81571 | 1.3029 |  | 19h30 | 1.0586 | 1.6843 | 0.92714 |  | 19h30 | 1.1871 | 1.8714 | 1.0414 |  | 19h30 | 1.0343 | 1.6629 | 0.90571 |  |  | 19h30 | 1.4314 | 2.0886 | 1.2986
20h30 | 1.0129 | 0.64 | 0.96714 |  | 20h30 | 0.67857 | 1.4157 | 0.63 |  | 20h30 | 0.79286 | 1.58 | 0.73857 |  | 20h30 | 0.66286 | 1.3386 | 0.61571 |  |  | 20h30 | 1.0043 | 1.8771 | 0.96143
21h30 | 0.94857 | 0.73429 | 0.90857 |  | 21h30 | 0.62 | 1.0914 | 0.57714 |  | 21h30 | 0.73 | 1.2429 | 0.69 |  | 21h30 | 0.61143 | 1.06 | 0.57286 |  |  | 21h30 | 0.95143 | 1.4814 | 0.90714
22h30 | 0.93857 | 0.80286 | 0.90714 |  | 22h30 | 0.61143 | 0.85286 | 0.57714 |  | 22h30 | 0.72 | 1 | 0.69143 |  | 22h30 | 0.60714 | 0.84143 | 0.57429 |  |  | 22h30 | 0.94 | 1.2329 | 0.90714
23h30 | 0.90143 | 0.85143 | 0.86714 |  | 23h30 | 0.58 | 0.78429 | 0.54714 |  | 23h30 | 0.69571 | 0.91429 | 0.66 |  | 23h30 | 0.57857 | 0.77143 | 0.54143 |  |  | 23h30 | 0.90714 | 1.1486 | 0.87429

## 1998-2002
| Home |  | 1998-2002's database
|  |  | Base Case (in a typical winter_1 day) | [16 empty] | Base Case (in a typical winter_1 day)
| 1998-2000's Detached |  |  |  |  | 1998-2000's terrace |  |  |  |  | 1998-2000'sTop/Ground Flat |  |  |  |  | 1998-2000's Mid Flat | [5 empty] | 1998-2000'sSemi-detached |  |  | Summary
| Occupancy type 1 | Occupancy type 2 | Occupancy type 3 |  |  | Occupancy type 1 | Occupancy type 2 | Occupancy type 3 |  |  | Occupancy type 1 | Occupancy type 2 | Occupancy type 3 |  |  | Occupancy type 1 | Occupancy type 2 | Occupancy type 3 |  |  |  | Occupancy type 1 | Occupancy type 2 | Occupancy type 3 | Occupancy type 1 | Occupancy type 2 | Occupancy type 3
| kW | kW | kW |  |  | kW | kW | kW |  |  | kW | kW | kW |  |  | kW | kW | kW |  |  |  | kW | kW | kW | kW | kW | kW
00h30 | 1.4586 | 0.75714 | 1.6529 |  | 00h30 | 1.4114 | 0.73143 | 1.59 | 00h30 |  | 1.2157 | 0.56286 | 1.3271 | 00h30 |  | 1.0786 | 0.44429 | 1.1514 |  | 00h30 |  | 1.4257 | 0.75714 | 1.62 | #REF! | #REF! | #REF!
01h30 | 0.60571 | 0.40143 | 0.65857 |  | 01h30 | 0.57429 | 0.37857 | 0.62143 | 01h30 |  | 0.44571 | 0.25714 | 0.45571 | 01h30 |  | 0.36 | 0.17714 | 0.34143 |  | 01h30 |  | 0.60286 | 0.39857 | 0.65571 | #REF! | #REF! | #REF!
02h30 | 0.62286 | 0.59571 | 0.65857 |  | 02h30 | 0.58714 | 0.57 | 0.62143 | 02h30 |  | 0.44571 | 0.41429 | 0.45571 | 02h30 |  | 0.36 | 0.34143 | 0.34143 |  | 02h30 |  | 0.63143 | 0.6 | 0.66429 | #REF! | #REF! | #REF!
03h30 | 0.79429 | 0.76571 | 0.80286 |  | 03h30 | 0.74143 | 0.73143 | 0.74714 | 03h30 |  | 0.53286 | 0.55 | 0.52571 | 03h30 |  | 0.41286 | 0.46286 | 0.39714 |  | 03h30 |  | 0.80143 | 0.77143 | 0.80857 | #REF! | #REF! | #REF!
04h30 | 0.92429 | 0.94857 | 0.88857 |  | 04h30 | 0.86286 | 0.90286 | 0.82286 | 04h30 |  | 0.63286 | 0.68571 | 0.60143 | 04h30 |  | 0.49857 | 0.56571 | 0.47571 |  | 04h30 |  | 0.93571 | 0.95 | 0.90571 | #REF! | #REF! | #REF!
05h30 | 1.0914 | 1.0843 | 1.0471 |  | 05h30 | 1.0129 | 1.0286 | 0.96429 | 05h30 |  | 0.77143 | 0.81857 | 0.73429 | 05h30 |  | 0.60429 | 0.65857 | 0.57714 |  | 05h30 |  | 1.0957 | 1.0843 | 1.0514 | #REF! | #REF! | #REF!
06h30 | 1.2257 | 1.1786 | 1.1786 |  | 06h30 | 1.1357 | 1.1129 | 1.0843 | 06h30 |  | 0.90571 | 0.91714 | 0.87 | 06h30 |  | 0.71143 | 0.74714 | 0.68143 |  | 06h30 |  | 1.2243 | 1.1757 | 1.1786 | #REF! | #REF! | #REF!
07h30 | 2.4014 | 2.1629 | 2.5586 |  | 07h30 | 2.2629 | 2.0671 | 2.3771 | 07h30 |  | 1.9657 | 1.7886 | 2.0857 | 07h30 |  | 1.68 | 1.6071 | 1.8143 |  | 07h30 |  | 2.39 | 2.1486 | 2.5386 | #REF! | #REF! | #REF!
08h30 | 3.3386 | 3.2757 | 3.44 |  | 08h30 | 3.1829 | 3.1414 | 3.25 | 08h30 |  | 2.8643 | 2.8314 | 2.9471 | 08h30 |  | 2.5129 | 2.5586 | 2.6243 |  | 08h30 |  | 3.3229 | 3.2529 | 3.4143 | #REF! | #REF! | #REF!
09h30 | 1.88 | 2.4829 | 3.9057 |  | 09h30 | 1.8086 | 2.3743 | 3.7929 | 09h30 |  | 1.7086 | 2.18 | 3.5686 | 09h30 |  | 1.5557 | 1.9514 | 3.2871 |  | 09h30 |  | 1.8786 | 2.4329 | 3.8629 | #REF! | #REF! | #REF!
10h30 | 1.05 | 1.2671 | 3.6514 |  | 10h30 | 1.0129 | 1.2271 | 3.5329 | 10h30 |  | 0.95857 | 1.1514 | 3.3386 | 10h30 |  | 0.90429 | 1.0757 | 3.0871 |  | 10h30 |  | 1.0414 | 1.2586 | 3.5386 | #REF! | #REF! | #REF!
11h30 | 0.89857 | 1.0186 | 3.1329 |  | 11h30 | 0.86571 | 0.98429 | 3.0157 | 11h30 |  | 0.81143 | 0.92286 | 2.8286 | 11h30 |  | 0.76 | 0.86 | 2.6057 |  | 11h30 |  | 0.88714 | 1.01 | 2.9457 | #REF! | #REF! | #REF!
12h30 | 0.78571 | 0.85429 | 2.7586 |  | 12h30 | 0.75143 | 0.82429 | 2.6371 | 12h30 |  | 0.7 | 0.76714 | 2.4457 | 12h30 |  | 0.65143 | 0.71571 | 2.24 |  | 12h30 |  | 0.77143 | 0.84143 | 2.5714 | #REF! | #REF! | #REF!
13h30 | 2.2686 | 0.76 | 2.5029 |  | 13h30 | 2.2 | 0.73 | 2.3814 | 13h30 |  | 2.0929 | 0.67286 | 2.1829 | 13h30 |  | 1.9686 | 0.62429 | 1.9914 |  | 13h30 |  | 2.11 | 0.74571 | 2.2929 | #REF! | #REF! | #REF!
14h30 | 3.3929 | 0.69286 | 2.3343 |  | 14h30 | 3.2414 | 0.66571 | 2.2143 | 14h30 |  | 3.0429 | 0.60571 | 2.0071 | 14h30 |  | 2.7986 | 0.56 | 1.82 |  | 14h30 |  | 3.0486 | 0.67571 | 2.1171 | #REF! | #REF! | #REF!
15h30 | 3.5129 | 0.64571 | 2.2486 |  | 15h30 | 3.31 | 0.61857 | 2.1314 | 15h30 |  | 3.0514 | 0.55571 | 1.9171 | 15h30 |  | 2.7543 | 0.51429 | 1.7357 |  | 15h30 |  | 3.1 | 0.62429 | 2.0157 | #REF! | #REF! | #REF!
16h30 | 2.9814 | 0.63143 | 2.2771 |  | 16h30 | 2.8343 | 0.60571 | 2.1671 | 16h30 |  | 2.6086 | 0.54 | 1.94 | 16h30 |  | 2.37 | 0.49857 | 1.7543 |  | 16h30 |  | 2.6943 | 0.61429 | 2.0671 | #REF! | #REF! | #REF!
17h30 | 2.85 | 0.64571 | 2.4171 |  | 17h30 | 2.7329 | 0.62143 | 2.3186 | 17h30 |  | 2.5029 | 0.54857 | 2.0671 | 17h30 |  | 2.2814 | 0.50857 | 1.8757 |  | 17h30 |  | 2.6614 | 0.63429 | 2.2529 | #REF! | #REF! | #REF!
18h30 | 2.8857 | 2.6686 | 2.5971 |  | 18h30 | 2.7857 | 2.6014 | 2.5071 | 18h30 |  | 2.5357 | 2.45 | 2.2357 | 18h30 |  | 2.33 | 2.3243 | 2.0357 |  | 18h30 |  | 2.7657 | 2.5686 | 2.4814 | #REF! | #REF! | #REF!
19h30 | 2.4571 | 3.8443 | 2.2614 |  | 19h30 | 2.3743 | 3.7029 | 2.18 | 19h30 |  | 2.11 | 3.4557 | 1.8914 | 19h30 |  | 1.9014 | 3.1743 | 1.6886 |  | 19h30 |  | 2.3943 | 3.6057 | 2.1871 | #REF! | #REF! | #REF!
20h30 | 2.0229 | 3.5971 | 1.9286 |  | 20h30 | 1.9557 | 3.4329 | 1.8629 | 20h30 |  | 1.68 | 3.1386 | 1.5757 | 20h30 |  | 1.4871 | 2.7943 | 1.3886 |  | 20h30 |  | 1.9814 | 3.3357 | 1.8657 | #REF! | #REF! | #REF!
21h30 | 2.01 | 2.8571 | 1.9343 |  | 21h30 | 1.9429 | 2.7543 | 1.8629 | 21h30 |  | 1.6557 | 2.4986 | 1.5714 | 21h30 |  | 1.4586 | 2.2343 | 1.3757 |  | 21h30 |  | 1.9914 | 2.7329 | 1.9014 | #REF! | #REF! | #REF!
22h30 | 2.0143 | 2.5043 | 1.97 |  | 22h30 | 1.9529 | 2.4271 | 1.9014 | 22h30 |  | 1.6614 | 2.1657 | 1.6029 | 22h30 |  | 1.4629 | 1.9357 | 1.4014 |  | 22h30 |  | 2.0086 | 2.4429 | 1.9543 | #REF! | #REF! | #REF!
23h30 | 2.01 | 2.3486 | 1.9643 |  | 23h30 | 1.95 | 2.2843 | 1.8943 | 23h30 |  | 1.6557 | 2.02 | 1.6 | 23h30 |  | 1.4529 | 1.8014 | 1.39 |  | 23h30 |  | 2.0171 | 2.3129 | 1.9671 | #REF! | #REF! | #REF!
|  |  | Best Case (in a typical Winter_1 day) | [14 empty] | Best Case (in a typical Winter_1 day)
| 1998-2000's Detached |  |  |  |  | 1998-2000's Terrace |  |  |  |  | 1998-2000's Top/Ground Flat |  |  |  |  | 1998-2000's Mid Flat | [5 empty] | 1998-2000's Semi-detached
| Occupancy type 1 | Occupancy type 2 | Occupancy type 3 |  |  | Occupancy type 1 | Occupancy type 2 | Occupancy type 3 |  |  | Occupancy type 1 | Occupancy type 2 | Occupancy type 3 |  |  | Occupancy type 1 | Occupancy type 2 | Occupancy type 3 |  |  |  | Occupancy type 1 | Occupancy type 2 | Occupancy type 3
| kW | kW | kW |  |  | kW | kW | kW |  |  | kW | kW | kW |  |  | kW | kW | kW |  |  |  | kW | kW | kW
00h30 | 1.2614 | 0.55714 | 1.3943 |  | 00h30 | 1.2129 | 0.53429 | 1.3343 |  | 00h30 | 1.0143 | 0.37857 | 1.0829 |  | 00h30 | 0.87429 | 0.27286 | 0.91714 |  |  | 00h30 | 1.2314 | 0.56286 | 1.3643
01h30 | 0.43857 | 0.27 | 0.45714 |  | 01h30 | 0.40857 | 0.24429 | 0.42 |  | 01h30 | 0.28857 | 0.14571 | 0.27857 |  | 01h30 | 0.2 | 0.082857 | 0.18143 |  |  | 01h30 | 0.43571 | 0.27 | 0.46429
02h30 | 0.44429 | 0.44 | 0.45714 |  | 02h30 | 0.41 | 0.41429 | 0.42 |  | 02h30 | 0.28857 | 0.29286 | 0.27857 |  | 02h30 | 0.2 | 0.22429 | 0.18143 |  |  | 02h30 | 0.45 | 0.44143 | 0.47
03h30 | 0.59143 | 0.58143 | 0.59143 |  | 03h30 | 0.54571 | 0.54429 | 0.54 |  | 03h30 | 0.35714 | 0.40429 | 0.35 |  | 03h30 | 0.26143 | 0.32571 | 0.24714 |  |  | 03h30 | 0.60143 | 0.58429 | 0.59857
04h30 | 0.69429 | 0.75 | 0.66857 |  | 04h30 | 0.63571 | 0.70429 | 0.60429 |  | 04h30 | 0.43714 | 0.50857 | 0.41571 |  | 04h30 | 0.33286 | 0.40286 | 0.31571 |  |  | 04h30 | 0.71 | 0.75 | 0.68143
05h30 | 0.85571 | 0.88571 | 0.81857 |  | 05h30 | 0.78 | 0.83429 | 0.74286 |  | 05h30 | 0.54714 | 0.61429 | 0.52286 |  | 05h30 | 0.41 | 0.46571 | 0.38714 |  |  | 05h30 | 0.86286 | 0.88286 | 0.82571
06h30 | 1.0014 | 0.98286 | 0.96286 |  | 06h30 | 0.91 | 0.91429 | 0.87143 |  | 06h30 | 0.67 | 0.70714 | 0.64714 |  | 06h30 | 0.48714 | 0.53571 | 0.46429 |  |  | 06h30 | 1.0029 | 0.98 | 0.96286
07h30 | 2.1271 | 1.9271 | 2.28 |  | 07h30 | 1.98 | 1.8229 | 2.1 |  | 07h30 | 1.7014 | 1.5629 | 1.8214 |  | 07h30 | 1.4186 | 1.3771 | 1.54 |  |  | 07h30 | 2.11 | 1.9071 | 2.2571
08h30 | 3.0086 | 2.97 | 3.1014 |  | 08h30 | 2.8443 | 2.84 | 2.9171 |  | 08h30 | 2.5443 | 2.5343 | 2.6114 |  | 08h30 | 2.1986 | 2.2543 | 2.2686 |  |  | 08h30 | 2.9886 | 2.9514 | 3.0757
09h30 | 1.7286 | 2.2443 | 3.5786 |  | 09h30 | 1.6586 | 2.1371 | 3.4643 |  | 09h30 | 1.5529 | 1.9329 | 3.2171 |  | 09h30 | 1.3943 | 1.6829 | 2.9057 |  |  | 09h30 | 1.7329 | 2.2014 | 3.5343
10h30 | 0.96429 | 1.1614 | 3.3371 |  | 10h30 | 0.93 | 1.1114 | 3.22 |  | 10h30 | 0.86143 | 1.0271 | 3.0029 |  | 10h30 | 0.79 | 0.94 | 2.74 |  |  | 10h30 | 0.95714 | 1.1486 | 3.2229
11h30 | 0.82 | 0.92571 | 2.8386 |  | 11h30 | 0.78571 | 0.88857 | 2.7229 |  | 11h30 | 0.72571 | 0.82 | 2.5171 |  | 11h30 | 0.66429 | 0.75286 | 2.2871 |  |  | 11h30 | 0.81 | 0.91571 | 2.6514
12h30 | 0.71 | 0.77429 | 2.4814 |  | 12h30 | 0.67857 | 0.74143 | 2.36 |  | 12h30 | 0.62143 | 0.67857 | 2.1586 |  | 12h30 | 0.56571 | 0.62286 | 1.9457 |  |  | 12h30 | 0.69714 | 0.75857 | 2.2971
13h30 | 2.0071 | 0.68286 | 2.24 |  | 13h30 | 1.9514 | 0.65143 | 2.1171 |  | 13h30 | 1.8386 | 0.59143 | 1.9129 |  | 13h30 | 1.7086 | 0.54 | 1.7129 |  |  | 13h30 | 1.8757 | 0.66714 | 2.0229
14h30 | 3.0443 | 0.62286 | 2.0743 |  | 14h30 | 2.8986 | 0.59429 | 1.9571 |  | 14h30 | 2.6929 | 0.53143 | 1.75 |  | 14h30 | 2.4343 | 0.48143 | 1.5614 |  |  | 14h30 | 2.7229 | 0.60286 | 1.8643
15h30 | 3.2186 | 0.57571 | 1.9957 |  | 15h30 | 3.0071 | 0.54857 | 1.8786 |  | 15h30 | 2.7314 | 0.48429 | 1.66 |  | 15h30 | 2.4243 | 0.44143 | 1.48 |  |  | 15h30 | 2.7929 | 0.55429 | 1.7614
16h30 | 2.7043 | 0.56143 | 2.0229 |  | 16h30 | 2.5529 | 0.53571 | 1.9086 |  | 16h30 | 2.3143 | 0.46714 | 1.68 |  | 16h30 | 2.0686 | 0.42429 | 1.4914 |  |  | 16h30 | 2.4029 | 0.54286 | 1.8071
17h30 | 2.57 | 0.57429 | 2.15 |  | 17h30 | 2.45 | 0.54714 | 2.0486 |  | 17h30 | 2.2086 | 0.47714 | 1.7971 |  | 17h30 | 1.9857 | 0.43286 | 1.6 |  |  | 17h30 | 2.3743 | 0.56286 | 1.9829
18h30 | 2.5871 | 2.4114 | 2.31 |  | 18h30 | 2.4914 | 2.3429 | 2.2229 |  | 18h30 | 2.2329 | 2.17 | 1.9514 |  | 18h30 | 2.02 | 2.03 | 1.7471 |  |  | 18h30 | 2.4671 | 2.3 | 2.1957
19h30 | 2.1557 | 3.4543 | 1.9643 |  | 19h30 | 2.0729 | 3.3114 | 1.88 |  | 19h30 | 1.7971 | 3.0357 | 1.5943 |  | 19h30 | 1.59 | 2.7443 | 1.3886 |  |  | 19h30 | 2.0857 | 3.2043 | 1.8886
20h30 | 1.72 | 3.23 | 1.6314 |  | 20h30 | 1.6514 | 3.0557 | 1.5629 |  | 20h30 | 1.3871 | 2.7543 | 1.2957 |  | 20h30 | 1.2029 | 2.3886 | 1.1043 |  |  | 20h30 | 1.6786 | 2.9586 | 1.5657
21h30 | 1.6986 | 2.5186 | 1.6271 |  | 21h30 | 1.6329 | 2.4114 | 1.5629 |  | 21h30 | 1.3543 | 2.1471 | 1.2743 |  | 21h30 | 1.1586 | 1.8729 | 1.0771 |  |  | 21h30 | 1.6757 | 2.3871 | 1.5929
22h30 | 1.7043 | 2.1714 | 1.6586 |  | 22h30 | 1.6429 | 2.0957 | 1.5943 |  | 22h30 | 1.36 | 1.8314 | 1.3029 |  | 22h30 | 1.1643 | 1.5971 | 1.1029 |  |  | 22h30 | 1.6957 | 2.1086 | 1.64
23h30 | 1.6957 | 2.0229 | 1.6514 |  | 23h30 | 1.6329 | 1.9586 | 1.5814 |  | 23h30 | 1.3457 | 1.69 | 1.2929 |  | 23h30 | 1.1457 | 1.4843 | 1.0871 |  |  | 23h30 | 1.7029 | 1.99 | 1.6529
|  |  |  | Base Case (in a typical spring day) | [12 empty] | Base Case (in a typical spring day)
| 1998-2000's Detached |  |  |  |  | 1998-2000's Terrace |  |  |  |  | 1998-2000's Top/Ground Flat |  |  |  |  | 1998-2000's Mid Flat | [5 empty] | 1998-2000'sSemi-detached
| Occupancy type 1 | Occupancy type 2 | Occupancy type 3 |  |  | Occupancy type 1 | Occupancy type 2 | Occupancy type 3 |  |  | Occupancy type 1 | Occupancy type 2 | Occupancy type 3 |  |  | Occupancy type 1 | Occupancy type 2 | Occupancy type 3 |  |  |  | Occupancy type 1 | Occupancy type 2 | Occupancy type 3
| kW | kW | kW |  |  | kW | kW | kW |  |  | kW | kW | kW |  |  | kW | kW | kW |  |  |  | kW | kW | kW
00h30 | 0.91857 | 0.32857 | 1.0057 |  | 00h30 | 0.92714 | 0.35286 | 1.02 |  | 00h30 | 0.72 | 0.26143 | 0.75571 |  | 00h30 | 0.61429 | 0.22286 | 0.64571 |  |  | 00h30 | 0.89429 | 0.36429 | 0.98143
01h30 | 0.23571 | 0.012857 | 0.25 |  | 01h30 | 0.24571 | 0.012857 | 0.26429 |  | 01h30 | 0.11429 | 0 | 0.11429 |  | 01h30 | 0.07 | 0 | 0.061429 |  |  | 01h30 | 0.23714 | 0.012857 | 0.25571
02h30 | 0.24429 | 0.12714 | 0.25 |  | 02h30 | 0.26 | 0.14429 | 0.26429 |  | 02h30 | 0.11429 | 0.01 | 0.11429 |  | 02h30 | 0.07 | 0 | 0.061429 |  |  | 02h30 | 0.24571 | 0.12714 | 0.25571
03h30 | 0.31857 | 0.27286 | 0.32286 |  | 03h30 | 0.33143 | 0.29714 | 0.33286 |  | 03h30 | 0.084286 | 0.062857 | 0.078571 |  | 03h30 | 0.022857 | 0.0042857 | 0.02 |  |  | 03h30 | 0.33 | 0.28286 | 0.32857
04h30 | 0.44857 | 0.42143 | 0.42571 |  | 04h30 | 0.45286 | 0.43714 | 0.42857 |  | 04h30 | 0.15857 | 0.17429 | 0.14143 |  | 04h30 | 0.052857 | 0.067143 | 0.044286 |  |  | 04h30 | 0.46143 | 0.42857 | 0.43857
05h30 | 0.59143 | 0.53857 | 0.57 |  | 05h30 | 0.59 | 0.55 | 0.56286 |  | 05h30 | 0.32571 | 0.31714 | 0.30143 |  | 05h30 | 0.16857 | 0.17714 | 0.15 |  |  | 05h30 | 0.60571 | 0.54429 | 0.58571
06h30 | 0.71 | 0.64429 | 0.69429 |  | 06h30 | 0.69714 | 0.64 | 0.67429 |  | 06h30 | 0.48286 | 0.43857 | 0.46286 |  | 06h30 | 0.30286 | 0.29286 | 0.28286 |  |  | 06h30 | 0.72571 | 0.65429 | 0.70286
07h30 | 1.64 | 1.4471 | 1.8029 |  | 07h30 | 1.5871 | 1.4214 | 1.7243 |  | 07h30 | 1.2914 | 1.11 | 1.4314 |  | 07h30 | 1.2214 | 0.99857 | 1.3943 |  |  | 07h30 | 1.6357 | 1.4286 | 1.7929
08h30 | 2.2929 | 2.2543 | 2.3943 |  | 08h30 | 2.2086 | 2.1943 | 2.2957 |  | 08h30 | 1.8829 | 1.8443 | 1.9814 |  | 08h30 | 1.6843 | 1.6043 | 1.8271 |  |  | 08h30 | 2.2386 | 2.1943 | 2.3314
09h30 | 1.3886 | 1.6 | 2.6943 |  | 09h30 | 1.3329 | 1.5457 | 2.62 |  | 09h30 | 1.2414 | 1.3457 | 2.42 |  | 09h30 | 1.0129 | 1.1243 | 2.0557 |  |  | 09h30 | 1.3243 | 1.5286 | 2.5686
10h30 | 0.70286 | 0.88571 | 2.23 |  | 10h30 | 0.67571 | 0.85 | 2.1457 |  | 10h30 | 0.63571 | 0.79143 | 1.9886 |  | 10h30 | 0.58143 | 0.72 | 1.7371 |  |  | 10h30 | 0.64286 | 0.82 | 2.08
11h30 | 0.48714 | 0.58571 | 1.6129 |  | 11h30 | 0.46 | 0.55571 | 1.53 |  | 11h30 | 0.42571 | 0.51571 | 1.3943 |  | 11h30 | 0.38286 | 0.46429 | 1.2029 |  |  | 11h30 | 0.42286 | 0.51857 | 1.3929
12h30 | 0.35857 | 0.39571 | 1.3714 |  | 12h30 | 0.33714 | 0.37143 | 1.3157 |  | 12h30 | 0.29571 | 0.33571 | 1.1443 |  | 12h30 | 0.26 | 0.29714 | 1.0129 |  |  | 12h30 | 0.30857 | 0.32857 | 1.2043
13h30 | 1.07 | 0.30143 | 1.1371 |  | 13h30 | 1.0214 | 0.28286 | 1.0786 |  | 13h30 | 0.94429 | 0.24286 | 0.91571 |  | 13h30 | 0.83571 | 0.21429 | 0.79143 |  |  | 13h30 | 0.93 | 0.25 | 0.98714
14h30 | 1.56 | 0.22571 | 1.1243 |  | 14h30 | 1.4743 | 0.21 | 1.0686 |  | 14h30 | 1.31 | 0.17 | 0.90286 |  | 14h30 | 1.1314 | 0.14571 | 0.78143 |  |  | 14h30 | 1.34 | 0.18 | 0.98143
15h30 | 1.6 | 0.21429 | 1.03 |  | 15h30 | 1.5129 | 0.20286 | 0.97571 |  | 15h30 | 1.3029 | 0.16571 | 0.80857 |  | 15h30 | 1.1057 | 0.14429 | 0.69286 |  |  | 15h30 | 1.3443 | 0.17714 | 0.88714
16h30 | 1.4314 | 0.17714 | 1.0714 |  | 16h30 | 1.3714 | 0.16714 | 1.0229 |  | 16h30 | 1.17 | 0.12429 | 0.84286 |  | 16h30 | 1.0114 | 0.10286 | 0.72714 |  |  | 16h30 | 1.2229 | 0.14 | 0.92714
17h30 | 1.3914 | 0.18143 | 1.1443 |  | 17h30 | 1.3529 | 0.17143 | 1.1114 |  | 17h30 | 1.1443 | 0.12571 | 0.90857 |  | 17h30 | 1.0043 | 0.10429 | 0.79429 |  |  | 17h30 | 1.2214 | 0.14571 | 1.0129
18h30 | 1.46 | 1.3843 | 1.2714 |  | 18h30 | 1.4443 | 1.3729 | 1.2571 |  | 18h30 | 1.2086 | 1.2057 | 1.0286 |  | 18h30 | 1.0743 | 1.1043 | 0.90714 |  |  | 18h30 | 1.31 | 1.24 | 1.1471
19h30 | 1.1729 | 1.9029 | 1.0186 |  | 19h30 | 1.1743 | 1.88 | 1.0186 |  | 19h30 | 0.92857 | 1.6057 | 0.77286 |  | 19h30 | 0.8 | 1.4157 | 0.65571 |  |  | 19h30 | 1.09 | 1.7029 | 0.94857
20h30 | 0.93429 | 1.6557 | 0.84857 |  | 20h30 | 0.94571 | 1.6471 | 0.86286 |  | 20h30 | 0.69429 | 1.3071 | 0.60857 |  | 20h30 | 0.57143 | 1.0957 | 0.48857 |  |  | 20h30 | 0.88714 | 1.5057 | 0.79857
21h30 | 1.0186 | 1.4386 | 0.96 |  | 21h30 | 1.0529 | 1.4614 | 0.98857 |  | 21h30 | 0.76714 | 1.1557 | 0.70571 |  | 21h30 | 0.64 | 0.98571 | 0.57286 |  |  | 21h30 | 0.99714 | 1.35 | 0.93714
22h30 | 1.0771 | 1.3343 | 1.0343 |  | 22h30 | 1.1186 | 1.3757 | 1.07 |  | 22h30 | 0.82143 | 1.0714 | 0.77571 |  | 22h30 | 0.68714 | 0.91286 | 0.64143 |  |  | 22h30 | 1.0686 | 1.2871 | 1.0214
23h30 | 1.1357 | 1.3214 | 1.0957 |  | 23h30 | 1.1829 | 1.3714 | 1.1371 |  | 23h30 | 0.86714 | 1.0643 | 0.82714 |  | 23h30 | 0.73143 | 0.91 | 0.69143 |  |  | 23h30 | 1.1357 | 1.2929 | 1.0957
Best Case (in a typical spring day)
Best Case (in a typical spring day)
| 1998-2000's Detached |  |  |  |  | 1998-2000's Terrace |  |  |  |  | 1998-2000's Top/Ground Flat |  |  |  |  | 1998-2000's Mid Flat | [5 empty] | 1998-2000's Semi-detached
| Occupancy type 1 | Occupancy type 2 | Occupancy type 3 |  |  | Occupancy type 1 | Occupancy type 2 | Occupancy type 3 |  |  | Occupancy type 1 | Occupancy type 2 | Occupancy type 3 |  |  | Occupancy type 1 | Occupancy type 2 | Occupancy type 3 |  |  |  | Occupancy type 1 | Occupancy type 2 | Occupancy type 3
| kW | kW | kW |  |  | kW | kW | kW |  |  | kW | kW | kW |  |  | kW | kW | kW |  |  |  | kW | kW | kW
00h30 | 0.74 | 0.24 | 0.79143 |  | 00h30 | 0.74143 | 0.26714 | 0.79571 |  | 00h30 | 0.55429 | 0.19286 | 0.58571 |  | 00h30 | 0.45571 | 0.15143 | 0.47571 |  |  | 00h30 | 0.72714 | 0.27 | 0.77
01h30 | 0.09 | 0 | 0.091429 |  | 01h30 | 0.095714 | 0 | 0.10143 |  | 01h30 | 0.022857 | 0 | 0.02 |  | 01h30 | 0.01 | 0 | 0.0071429 |  |  | 01h30 | 0.10571 | 0 | 0.10286
02h30 | 0.09 | 0.05 | 0.091429 |  | 02h30 | 0.095714 | 0.054286 | 0.10143 |  | 02h30 | 0.022857 | 0 | 0.02 |  | 02h30 | 0.01 | 0 | 0.0071429 |  |  | 02h30 | 0.10571 | 0.052857 | 0.10286
03h30 | 0.16286 | 0.12143 | 0.16286 |  | 03h30 | 0.16286 | 0.13429 | 0.15857 |  | 03h30 | 0.018571 | 0.0014286 | 0.017143 |  | 03h30 | 0 | 0 | 0 |  |  | 03h30 | 0.17143 | 0.13143 | 0.17
04h30 | 0.26571 | 0.24143 | 0.25286 |  | 04h30 | 0.27 | 0.25429 | 0.24714 |  | 04h30 | 0.041429 | 0.042857 | 0.032857 |  | 04h30 | 0.0057143 | 0.0014286 | 0.0028571 |  |  | 04h30 | 0.27286 | 0.25143 | 0.26143
05h30 | 0.39571 | 0.36 | 0.38143 |  | 05h30 | 0.4 | 0.37143 | 0.37429 |  | 05h30 | 0.13714 | 0.13143 | 0.12143 |  | 05h30 | 0.034286 | 0.037143 | 0.025714 |  |  | 05h30 | 0.40429 | 0.36286 | 0.38857
06h30 | 0.51714 | 0.47 | 0.50286 |  | 06h30 | 0.50857 | 0.46714 | 0.48571 |  | 06h30 | 0.26143 | 0.23429 | 0.24 |  | 06h30 | 0.10429 | 0.098571 | 0.087143 |  |  | 06h30 | 0.52429 | 0.47143 | 0.51143
07h30 | 1.3814 | 1.2129 | 1.5429 |  | 07h30 | 1.3429 | 1.1986 | 1.47 |  | 07h30 | 1.0729 | 0.92143 | 1.2186 |  | 07h30 | 0.99143 | 0.82857 | 1.1429 |  |  | 07h30 | 1.3829 | 1.1943 | 1.5443
08h30 | 2.0086 | 1.9829 | 2.1014 |  | 08h30 | 1.9314 | 1.9286 | 2.0086 |  | 08h30 | 1.6271 | 1.5986 | 1.71 |  | 08h30 | 1.4 | 1.3514 | 1.49 |  |  | 08h30 | 1.9571 | 1.9143 | 2.05
09h30 | 1.2757 | 1.42 | 2.4586 |  | 09h30 | 1.2214 | 1.3614 | 2.3871 |  | 09h30 | 1.0686 | 1.15 | 2.1043 |  | 09h30 | 0.80571 | 0.88143 | 1.7014 |  |  | 09h30 | 1.1986 | 1.3486 | 2.3186
10h30 | 0.64429 | 0.8 | 2.0186 |  | 10h30 | 0.61286 | 0.76286 | 1.9429 |  | 10h30 | 0.56143 | 0.68286 | 1.7371 |  | 10h30 | 0.49714 | 0.60714 | 1.46 |  |  | 10h30 | 0.58 | 0.73429 | 1.8714
11h30 | 0.43571 | 0.52 | 1.4243 |  | 11h30 | 0.40714 | 0.49143 | 1.3429 |  | 11h30 | 0.36714 | 0.43571 | 1.1771 |  | 11h30 | 0.31857 | 0.38143 | 0.97571 |  |  | 11h30 | 0.37286 | 0.45714 | 1.2143
12h30 | 0.31 | 0.34571 | 1.18 |  | 12h30 | 0.29143 | 0.32 | 1.1243 |  | 12h30 | 0.24714 | 0.27571 | 0.97286 |  | 12h30 | 0.20857 | 0.23571 | 0.83571 |  |  | 12h30 | 0.26571 | 0.28286 | 1.0214
13h30 | 0.91714 | 0.25857 | 0.95429 |  | 13h30 | 0.87286 | 0.23714 | 0.89286 |  | 13h30 | 0.77286 | 0.19714 | 0.73429 |  | 13h30 | 0.65143 | 0.16714 | 0.59857 |  |  | 13h30 | 0.79 | 0.21429 | 0.81143
14h30 | 1.33 | 0.18714 | 0.94571 |  | 14h30 | 1.2486 | 0.17143 | 0.88571 |  | 14h30 | 1.0686 | 0.12857 | 0.72571 |  | 14h30 | 0.87429 | 0.10143 | 0.59286 |  |  | 14h30 | 1.1257 | 0.14571 | 0.80714
15h30 | 1.4029 | 0.18 | 0.84857 |  | 15h30 | 1.3057 | 0.16714 | 0.79429 |  | 15h30 | 1.0686 | 0.12571 | 0.62429 |  | 15h30 | 0.86 | 0.1 | 0.50143 |  |  | 15h30 | 1.16 | 0.14571 | 0.71714
16h30 | 1.2286 | 0.14143 | 0.88714 |  | 16h30 | 1.1671 | 0.13 | 0.84 |  | 16h30 | 0.95143 | 0.087143 | 0.65286 |  | 16h30 | 0.78143 | 0.065714 | 0.52857 |  |  | 16h30 | 1.0343 | 0.10714 | 0.75143
17h30 | 1.1886 | 0.14286 | 0.94714 |  | 17h30 | 1.1443 | 0.13143 | 0.91857 |  | 17h30 | 0.93286 | 0.088571 | 0.70857 |  | 17h30 | 0.78 | 0.065714 | 0.59 |  |  | 17h30 | 1.0314 | 0.11286 | 0.83143
18h30 | 1.2486 | 1.1786 | 1.0714 |  | 18h30 | 1.2271 | 1.1671 | 1.0557 |  | 18h30 | 0.98571 | 0.99143 | 0.81429 |  | 18h30 | 0.84 | 0.88143 | 0.69429 |  |  | 18h30 | 1.1043 | 1.04 | 0.95
19h30 | 0.96 | 1.6043 | 0.81571 |  | 19h30 | 0.95857 | 1.5843 | 0.81571 |  | 19h30 | 0.71571 | 1.2914 | 0.57571 |  | 19h30 | 0.57857 | 1.0943 | 0.46429 |  |  | 19h30 | 0.88143 | 1.4129 | 0.74286
20h30 | 0.72429 | 1.3814 | 0.64 |  | 20h30 | 0.73857 | 1.3671 | 0.65 |  | 20h30 | 0.48857 | 1.0171 | 0.41429 |  | 20h30 | 0.37143 | 0.79143 | 0.30857 |  |  | 20h30 | 0.68 | 1.2429 | 0.59857
21h30 | 0.79286 | 1.18 | 0.73429 |  | 21h30 | 0.82286 | 1.1971 | 0.76429 |  | 21h30 | 0.55 | 0.89143 | 0.49286 |  | 21h30 | 0.43143 | 0.71143 | 0.37571 |  |  | 21h30 | 0.77429 | 1.1014 | 0.71286
22h30 | 0.84286 | 1.0757 | 0.80286 |  | 22h30 | 0.88286 | 1.1114 | 0.83571 |  | 22h30 | 0.59429 | 0.80857 | 0.55143 |  | 22h30 | 0.46857 | 0.64429 | 0.41857 |  |  | 22h30 | 0.83429 | 1.0357 | 0.78857
23h30 | 0.88429 | 1.0686 | 0.85143 |  | 23h30 | 0.92857 | 1.11 | 0.88857 |  | 23h30 | 0.63714 | 0.80714 | 0.60143 |  | 23h30 | 0.50429 | 0.64429 | 0.46714 |  |  | 23h30 | 0.88714 | 1.04 | 0.85143
|  |  |  | Base Case (in a typical summer day) | [13 empty] | Base Case (in a typical summer day)
| 1998-2000's Detached |  |  |  |  | 1998-2000's Terrace |  |  |  |  | 1998-2000's Top/Ground Flat |  |  |  |  | 1998-2000's Mid Flat | [5 empty] | 1998-2000's Semi-detached
| Occupancy type 1 | Occupancy type 2 | Occupancy type 3 |  |  | Occupancy type 1 | Occupancy type 2 | Occupancy type 3 |  |  | Occupancy type 1 | Occupancy type 2 | Occupancy type 3 |  |  | Occupancy type 1 | Occupancy type 2 | Occupancy type 3 |  |  |  | Occupancy type 1 | Occupancy type 2 | Occupancy type 3
| kW | kW | kW |  |  | kW | kW | kW |  |  | kW | kW | kW |  |  | kW | kW | kW |  |  |  | kW | kW | kW
00h30 | 0.19 | 0.13143 | 0.22 |  | 00h30 | 0.19429 | 0.14429 | 0.22714 |  | 00h30 | 0.10286 | 0.085714 | 0.11571 |  | 00h30 | 0.064286 | 0.064286 | 0.071429 |  |  | 00h30 | 0.20143 | 0.14143 | 0.23571
01h30 | 0 | 0 | 0 |  | 01h30 | 0 | 0 | 0 |  | 01h30 | 0 | 0 | 0 |  | 01h30 | 0 | 0 | 0 |  |  | 01h30 | 0 | 0 | 0
02h30 | 0 | 0 | 0 |  | 02h30 | 0 | 0 | 0 |  | 02h30 | 0 | 0 | 0 |  | 02h30 | 0 | 0 | 0 |  |  | 02h30 | 0 | 0 | 0
03h30 | 0 | 0 | 0 |  | 03h30 | 0 | 0 | 0 |  | 03h30 | 0 | 0 | 0 |  | 03h30 | 0 | 0 | 0 |  |  | 03h30 | 0 | 0 | 0
04h30 | 0.011429 | 0.0057143 | 0.0071429 |  | 04h30 | 0.011429 | 0.0057143 | 0.0085714 |  | 04h30 | 0 | 0 | 0 |  | 04h30 | 0 | 0 | 0 |  |  | 04h30 | 0.017143 | 0.0071429 | 0.014286
05h30 | 0.02 | 0.01 | 0.012857 |  | 05h30 | 0.02 | 0.0085714 | 0.012857 |  | 05h30 | 0 | 0 | 0 |  | 05h30 | 0 | 0 | 0 |  |  | 05h30 | 0.03 | 0.012857 | 0.022857
06h30 | 0.0085714 | 0.0042857 | 0.0071429 |  | 06h30 | 0.0071429 | 0.0028571 | 0.0042857 |  | 06h30 | 0 | 0 | 0 |  | 06h30 | 0 | 0 | 0 |  |  | 06h30 | 0.012857 | 0.0042857 | 0.01
07h30 | 0.56 | 0.42571 | 0.68857 |  | 07h30 | 0.54857 | 0.42 | 0.68429 |  | 07h30 | 0.43 | 0.32 | 0.53571 |  | 07h30 | 0.33857 | 0.24143 | 0.41714 |  |  | 07h30 | 0.56286 | 0.42714 | 0.7
08h30 | 0.78143 | 0.71571 | 0.86286 |  | 08h30 | 0.76143 | 0.70143 | 0.84429 |  | 08h30 | 0.56429 | 0.49714 | 0.62857 |  | 08h30 | 0.39857 | 0.34 | 0.45714 |  |  | 08h30 | 0.79143 | 0.72714 | 0.87286
09h30 | 0.51571 | 0.53 | 1.1086 |  | 09h30 | 0.50286 | 0.51857 | 1.0643 |  | 09h30 | 0.38 | 0.38143 | 0.79143 |  | 09h30 | 0.26286 | 0.26857 | 0.55714 |  |  | 09h30 | 0.52714 | 0.54 | 1.1086
10h30 | 0.43857 | 0.47286 | 1.07 |  | 10h30 | 0.43714 | 0.47 | 1.0271 |  | 10h30 | 0.36429 | 0.39143 | 0.81714 |  | 10h30 | 0.29714 | 0.31714 | 0.62571 |  |  | 10h30 | 0.44143 | 0.47571 | 1.0543
11h30 | 0.30286 | 0.32286 | 0.72571 |  | 11h30 | 0.3 | 0.31714 | 0.68714 |  | 11h30 | 0.24857 | 0.26714 | 0.55143 |  | 11h30 | 0.2 | 0.21286 | 0.42714 |  |  | 11h30 | 0.29857 | 0.32 | 0.69429
12h30 | 0.25571 | 0.23143 | 0.65857 |  | 12h30 | 0.24857 | 0.22429 | 0.62286 |  | 12h30 | 0.20857 | 0.18571 | 0.48429 |  | 12h30 | 0.16714 | 0.15 | 0.36571 |  |  | 12h30 | 0.24857 | 0.22286 | 0.63143
13h30 | 0.42286 | 0.17714 | 0.43857 |  | 13h30 | 0.4 | 0.17143 | 0.41714 |  | 13h30 | 0.32 | 0.14 | 0.33 |  | 13h30 | 0.26571 | 0.11286 | 0.27 |  |  | 13h30 | 0.40571 | 0.17286 | 0.42714
14h30 | 0.51857 | 0.11857 | 0.41143 |  | 14h30 | 0.48286 | 0.11286 | 0.39429 |  | 14h30 | 0.38857 | 0.09 | 0.30714 |  | 14h30 | 0.31857 | 0.075714 | 0.25 |  |  | 14h30 | 0.49286 | 0.11571 | 0.40429
15h30 | 0.43429 | 0.091429 | 0.29714 |  | 15h30 | 0.40857 | 0.084286 | 0.28286 |  | 15h30 | 0.32857 | 0.064286 | 0.21571 |  | 15h30 | 0.25571 | 0.051429 | 0.17 |  |  | 15h30 | 0.42143 | 0.087143 | 0.28714
16h30 | 0.35714 | 0.07 | 0.27857 |  | 16h30 | 0.34 | 0.065714 | 0.26714 |  | 16h30 | 0.25571 | 0.048571 | 0.19714 |  | 16h30 | 0.18429 | 0.037143 | 0.14714 |  |  | 16h30 | 0.34429 | 0.067143 | 0.27
17h30 | 0.34143 | 0.078571 | 0.27143 |  | 17h30 | 0.32857 | 0.074286 | 0.26286 |  | 17h30 | 0.23 | 0.055714 | 0.17143 |  | 17h30 | 0.15714 | 0.044286 | 0.11571 |  |  | 17h30 | 0.32714 | 0.077143 | 0.26429
18h30 | 0.39857 | 0.39 | 0.33857 |  | 18h30 | 0.39857 | 0.38714 | 0.33857 |  | 18h30 | 0.28143 | 0.27857 | 0.23143 |  | 18h30 | 0.21143 | 0.20714 | 0.17 |  |  | 18h30 | 0.38 | 0.37143 | 0.32857
19h30 | 0.21429 | 0.38 | 0.16429 |  | 19h30 | 0.22 | 0.37571 | 0.16714 |  | 19h30 | 0.13714 | 0.26286 | 0.10286 |  | 19h30 | 0.10714 | 0.19429 | 0.082857 |  |  | 19h30 | 0.21 | 0.36143 | 0.16
20h30 | 0.10286 | 0.17 | 0.081429 |  | 20h30 | 0.10571 | 0.17 | 0.078571 |  | 20h30 | 0.038571 | 0.077143 | 0.032857 |  | 20h30 | 0.015714 | 0.035714 | 0.021429 |  |  | 20h30 | 0.10571 | 0.17 | 0.087143
21h30 | 0.17286 | 0.22571 | 0.14857 |  | 21h30 | 0.18714 | 0.23714 | 0.16143 |  | 21h30 | 0.077143 | 0.11571 | 0.064286 |  | 21h30 | 0.028571 | 0.055714 | 0.025714 |  |  | 21h30 | 0.18429 | 0.23571 | 0.16
22h30 | 0.23714 | 0.29286 | 0.21571 |  | 22h30 | 0.27286 | 0.32571 | 0.24571 |  | 22h30 | 0.12714 | 0.17571 | 0.11286 |  | 22h30 | 0.068571 | 0.10429 | 0.055714 |  |  | 22h30 | 0.26429 | 0.31429 | 0.23857
23h30 | 0.33 | 0.37857 | 0.30429 |  | 23h30 | 0.37286 | 0.42 | 0.34571 |  | 23h30 | 0.18571 | 0.23286 | 0.16571 |  | 23h30 | 0.11429 | 0.14714 | 0.1 |  |  | 23h30 | 0.36143 | 0.40714 | 0.33714
|  |  |  | Best Case (in a typical summer day) | [13 empty] | Best Case (in a typical summer day)
| 1998-2000's Detached |  |  |  |  | 1998-2000's Terrace |  |  |  |  | 1998-2000's Top/Ground Flat |  |  |  |  | 1998-2000's Mid Flat | [5 empty] | 1998-2000's Semi-detached
| Occupancy type 1 | Occupancy type 2 | Occupancy type 3 |  |  | Occupancy type 1 | Occupancy type 2 | Occupancy type 3 |  |  | Occupancy type 1 | Occupancy type 2 | Occupancy type 3 |  |  | Occupancy type 1 | Occupancy type 2 | Occupancy type 3 |  |  |  | Occupancy type 1 | Occupancy type 2 | Occupancy type 3
| kW | kW | kW |  |  | kW | kW | kW |  |  | kW | kW | kW |  |  | kW | kW | kW |  |  |  | kW | kW | kW
00h30 | 0.10571 | 0.077143 | 0.11714 |  | 00h30 | 0.11143 | 0.092857 | 0.12429 |  | 00h30 | 0.041429 | 0.042857 | 0.041429 |  | 00h30 | 0.012857 | 0.021429 | 0.01 |  |  | 00h30 | 0.11571 | 0.091429 | 0.12857
01h30 | 0 | 0 | 0 |  | 01h30 | 0 | 0 | 0 |  | 01h30 | 0 | 0 | 0 |  | 01h30 | 0 | 0 | 0 |  |  | 01h30 | 0 | 0 | 0
02h30 | 0 | 0 | 0 |  | 02h30 | 0 | 0 | 0 |  | 02h30 | 0 | 0 | 0 |  | 02h30 | 0 | 0 | 0 |  |  | 02h30 | 0 | 0 | 0
03h30 | 0 | 0 | 0 |  | 03h30 | 0 | 0 | 0 |  | 03h30 | 0 | 0 | 0 |  | 03h30 | 0 | 0 | 0 |  |  | 03h30 | 0 | 0 | 0
04h30 | 0 | 0 | 0 |  | 04h30 | 0 | 0 | 0 |  | 04h30 | 0 | 0 | 0 |  | 04h30 | 0 | 0 | 0 |  |  | 04h30 | 0 | 0 | 0
05h30 | 0 | 0 | 0 |  | 05h30 | 0 | 0 | 0 |  | 05h30 | 0 | 0 | 0 |  | 05h30 | 0 | 0 | 0 |  |  | 05h30 | 0 | 0 | 0
06h30 | 0 | 0 | 0 |  | 06h30 | 0 | 0 | 0 |  | 06h30 | 0 | 0 | 0 |  | 06h30 | 0 | 0 | 0 |  |  | 06h30 | 0 | 0 | 0
07h30 | 0.36429 | 0.26 | 0.46429 |  | 07h30 | 0.35714 | 0.25429 | 0.46 |  | 07h30 | 0.24429 | 0.16571 | 0.31143 |  | 07h30 | 0.16857 | 0.11 | 0.21143 |  |  | 07h30 | 0.37286 | 0.26429 | 0.47143
08h30 | 0.51571 | 0.46286 | 0.57 |  | 08h30 | 0.5 | 0.44429 | 0.55857 |  | 08h30 | 0.31 | 0.26857 | 0.35143 |  | 08h30 | 0.19 | 0.15143 | 0.21286 |  |  | 08h30 | 0.53 | 0.47429 | 0.58286
09h30 | 0.39429 | 0.40714 | 0.86143 |  | 09h30 | 0.38714 | 0.39286 | 0.81429 |  | 09h30 | 0.25857 | 0.26143 | 0.51571 |  | 09h30 | 0.15143 | 0.15429 | 0.3 |  |  | 09h30 | 0.40714 | 0.41429 | 0.86143
10h30 | 0.35714 | 0.37857 | 0.86 |  | 10h30 | 0.35857 | 0.37571 | 0.81429 |  | 10h30 | 0.27286 | 0.28429 | 0.57429 |  | 10h30 | 0.18857 | 0.19857 | 0.36857 |  |  | 10h30 | 0.36571 | 0.38571 | 0.85
11h30 | 0.23714 | 0.25286 | 0.55429 |  | 11h30 | 0.23286 | 0.24429 | 0.50571 |  | 11h30 | 0.17429 | 0.18429 | 0.37143 |  | 11h30 | 0.11714 | 0.12571 | 0.25857 |  |  | 11h30 | 0.23714 | 0.24714 | 0.52857
12h30 | 0.19714 | 0.17286 | 0.49286 |  | 12h30 | 0.19 | 0.16571 | 0.45286 |  | 12h30 | 0.14286 | 0.12286 | 0.31857 |  | 12h30 | 0.092857 | 0.08 | 0.22429 |  |  | 12h30 | 0.19286 | 0.16857 | 0.47286
13h30 | 0.29571 | 0.12857 | 0.31857 |  | 13h30 | 0.28 | 0.12143 | 0.29571 |  | 13h30 | 0.22143 | 0.09 | 0.23 |  | 13h30 | 0.16857 | 0.058571 | 0.16857 |  |  | 13h30 | 0.29143 | 0.12714 | 0.31429
14h30 | 0.37429 | 0.082857 | 0.30143 |  | 14h30 | 0.34857 | 0.078571 | 0.28143 |  | 14h30 | 0.27429 | 0.058571 | 0.21714 |  | 14h30 | 0.20286 | 0.04 | 0.15714 |  |  | 14h30 | 0.36143 | 0.08 | 0.29714
15h30 | 0.33714 | 0.057143 | 0.21286 |  | 15h30 | 0.30857 | 0.052857 | 0.19714 |  | 15h30 | 0.21857 | 0.035714 | 0.14 |  | 15h30 | 0.15857 | 0.024286 | 0.10571 |  |  | 15h30 | 0.32 | 0.054286 | 0.19857
16h30 | 0.26 | 0.045714 | 0.19571 |  | 16h30 | 0.23571 | 0.041429 | 0.18571 |  | 16h30 | 0.15286 | 0.025714 | 0.11286 |  | 16h30 | 0.1 | 0.015714 | 0.085714 |  |  | 16h30 | 0.24714 | 0.042857 | 0.18429
17h30 | 0.23571 | 0.054286 | 0.18 |  | 17h30 | 0.21714 | 0.051429 | 0.16857 |  | 17h30 | 0.12286 | 0.032857 | 0.088571 |  | 17h30 | 0.074286 | 0.02 | 0.057143 |  |  | 17h30 | 0.22429 | 0.052857 | 0.17
18h30 | 0.27714 | 0.28429 | 0.23286 |  | 18h30 | 0.27571 | 0.27857 | 0.22714 |  | 18h30 | 0.15857 | 0.16143 | 0.13 |  | 18h30 | 0.10286 | 0.094286 | 0.08 |  |  | 18h30 | 0.27429 | 0.27286 | 0.22714
19h30 | 0.13143 | 0.26857 | 0.10429 |  | 19h30 | 0.13571 | 0.26571 | 0.10286 |  | 19h30 | 0.072857 | 0.15286 | 0.052857 |  | 19h30 | 0.04 | 0.085714 | 0.025714 |  |  | 19h30 | 0.13429 | 0.25857 | 0.10571
20h30 | 0.041429 | 0.082857 | 0.035714 |  | 20h30 | 0.038571 | 0.072857 | 0.028571 |  | 20h30 | 0.0028571 | 0.021429 | 0.011429 |  | 20h30 | 0 | 0 | 0 |  |  | 20h30 | 0.045714 | 0.085714 | 0.034286
21h30 | 0.082857 | 0.11429 | 0.068571 |  | 21h30 | 0.092857 | 0.12 | 0.07 |  | 21h30 | 0.0057143 | 0.025714 | 0.01 |  | 21h30 | 0 | 0 | 0 |  |  | 21h30 | 0.092857 | 0.12714 | 0.077143
22h30 | 0.12429 | 0.16429 | 0.11 |  | 22h30 | 0.14143 | 0.18286 | 0.12 |  | 22h30 | 0.027143 | 0.058571 | 0.02 |  | 22h30 | 0 | 0.014286 | 0.0014286 |  |  | 22h30 | 0.14 | 0.17857 | 0.12429
23h30 | 0.17571 | 0.21286 | 0.15714 |  | 23h30 | 0.20143 | 0.24429 | 0.18 |  | 23h30 | 0.067143 | 0.097143 | 0.052857 |  | 23h30 | 0.014286 | 0.037143 | 0.011429 |  |  | 23h30 | 0.19571 | 0.23286 | 0.17571
|  |  |  | Base Case (in a typical Autumn day) | [13 empty] | Base Case (in a typical Autumn day)
| 1998-2000's Detached |  |  |  |  | 1998-2000's Terrace |  |  |  |  | 1998-2000'sTop/Ground Flat |  |  |  |  | 1998-2000's Mid Flat | [5 empty] | 1998-2000's Semi-detached
| Occupancy type 1 | Occupancy type 2 | Occupancy type 3 |  |  | Occupancy type 1 | Occupancy type 2 | Occupancy type 3 |  |  | Occupancy type 1 | Occupancy type 2 | Occupancy type 3 |  |  | Occupancy type 1 | Occupancy type 2 | Occupancy type 3 |  |  |  | Occupancy type 1 | Occupancy type 2 | Occupancy type 3
| kW | kW | kW |  |  | kW | kW | kW |  |  | kW | kW | kW |  |  | kW | kW | kW |  |  |  | kW | kW | kW
00h30 | 0.64 | 0.19571 | 0.72571 |  | 00h30 | 0.62714 | 0.20286 | 0.71286 |  | 00h30 | 0.50571 | 0.15143 | 0.57714 |  | 00h30 | 0.44286 | 0.11857 | 0.49571 |  |  | 00h30 | 0.63857 | 0.21286 | 0.72714
01h30 | 0.024286 | 0 | 0.042857 |  | 01h30 | 0.025714 | 0 | 0.047143 |  | 01h30 | 0 | 0 | 0.0057143 |  | 01h30 | 0 | 0 | 0 |  |  | 01h30 | 0.024286 | 0 | 0.045714
02h30 | 0.024286 | 0.0042857 | 0.042857 |  | 02h30 | 0.025714 | 0 | 0.047143 |  | 02h30 | 0 | 0 | 0.0057143 |  | 02h30 | 0 | 0 | 0 |  |  | 02h30 | 0.027143 | 0.0085714 | 0.045714
03h30 | 0.041429 | 0.028571 | 0.047143 |  | 03h30 | 0.027143 | 0.021429 | 0.031429 |  | 03h30 | 0 | 0 | 0 |  | 03h30 | 0 | 0 | 0 |  |  | 03h30 | 0.05 | 0.037143 | 0.054286
04h30 | 0.071429 | 0.10429 | 0.057143 |  | 04h30 | 0.047143 | 0.087143 | 0.031429 |  | 04h30 | 0.0014286 | 0.0028571 | 0 |  | 04h30 | 0 | 0 | 0 |  |  | 04h30 | 0.084286 | 0.11429 | 0.07
05h30 | 0.17143 | 0.19429 | 0.15 |  | 05h30 | 0.14143 | 0.17429 | 0.11286 |  | 05h30 | 0.025714 | 0.052857 | 0.014286 |  | 05h30 | 0 | 0.0071429 | 0 |  |  | 05h30 | 0.18286 | 0.19857 | 0.16143
06h30 | 0.29714 | 0.26714 | 0.28 |  | 06h30 | 0.26571 | 0.25 | 0.24571 |  | 06h30 | 0.11857 | 0.13714 | 0.098571 |  | 06h30 | 0.031429 | 0.045714 | 0.021429 |  |  | 06h30 | 0.30286 | 0.27571 | 0.28714
07h30 | 1.0629 | 0.95571 | 1.17 |  | 07h30 | 1.0286 | 0.87857 | 1.1557 |  | 07h30 | 1.0443 | 0.84286 | 1.2129 |  | 07h30 | 0.98429 | 0.82143 | 1.1357 |  |  | 07h30 | 1.0757 | 0.95571 | 1.2086
08h30 | 1.8286 | 1.8071 | 1.89 |  | 08h30 | 1.7557 | 1.7057 | 1.83 |  | 08h30 | 1.6971 | 1.59 | 1.7986 |  | 08h30 | 1.5071 | 1.4143 | 1.6043 |  |  | 08h30 | 1.7829 | 1.7557 | 1.8629
09h30 | 1.37 | 1.4057 | 2.5929 |  | 09h30 | 1.3057 | 1.3529 | 2.4786 |  | 09h30 | 1.1443 | 1.2029 | 2.2114 |  | 09h30 | 0.92286 | 0.97571 | 1.8871 |  |  | 09h30 | 1.2786 | 1.3229 | 2.4429
10h30 | 0.74714 | 0.85 | 2.3014 |  | 10h30 | 0.72286 | 0.82429 | 2.2071 |  | 10h30 | 0.67429 | 0.78143 | 2.0271 |  | 10h30 | 0.61286 | 0.73 | 1.7971 |  |  | 10h30 | 0.68429 | 0.78286 | 2.1457
11h30 | 0.56429 | 0.62286 | 1.8257 |  | 11h30 | 0.54286 | 0.59857 | 1.7386 |  | 11h30 | 0.50714 | 0.56857 | 1.5986 |  | 11h30 | 0.45857 | 0.52571 | 1.4143 |  |  | 11h30 | 0.5 | 0.55714 | 1.6671
12h30 | 0.44429 | 0.48 | 1.5057 |  | 12h30 | 0.42571 | 0.45857 | 1.4257 |  | 12h30 | 0.39429 | 0.43286 | 1.31 |  | 12h30 | 0.35429 | 0.39571 | 1.1671 |  |  | 12h30 | 0.38857 | 0.42 | 1.3886
13h30 | 1.1514 | 0.39714 | 1.3071 |  | 13h30 | 1.1143 | 0.38143 | 1.2286 |  | 13h30 | 1.0486 | 0.35286 | 1.1157 |  | 13h30 | 0.93143 | 0.32 | 0.98286 |  |  | 13h30 | 1.0414 | 0.34143 | 1.1729
14h30 | 1.6714 | 0.33286 | 1.1829 |  | 14h30 | 1.58 | 0.31857 | 1.1171 |  | 14h30 | 1.47 | 0.28857 | 1.0143 |  | 14h30 | 1.2871 | 0.26 | 0.90143 |  |  | 14h30 | 1.51 | 0.28143 | 1.0729
15h30 | 1.7629 | 0.30286 | 1.1043 |  | 15h30 | 1.6486 | 0.29 | 1.0443 |  | 15h30 | 1.5014 | 0.25714 | 0.92429 |  | 15h30 | 1.3143 | 0.23143 | 0.81143 |  |  | 15h30 | 1.5786 | 0.25714 | 1
16h30 | 1.5143 | 0.31286 | 1.1157 |  | 16h30 | 1.43 | 0.3 | 1.0586 |  | 16h30 | 1.3043 | 0.26429 | 0.92857 |  | 16h30 | 1.1471 | 0.23714 | 0.81714 |  |  | 16h30 | 1.3786 | 0.27429 | 1.0171
17h30 | 1.4686 | 0.36286 | 1.21 |  | 17h30 | 1.4143 | 0.35714 | 1.1657 |  | 17h30 | 1.2743 | 0.31286 | 1.0186 |  | 17h30 | 1.1357 | 0.28286 | 0.90143 |  |  | 17h30 | 1.3729 | 0.33286 | 1.1314
18h30 | 1.5543 | 1.3671 | 1.3714 |  | 18h30 | 1.5129 | 1.3071 | 1.3314 |  | 18h30 | 1.3571 | 1.2257 | 1.1657 |  | 18h30 | 1.2171 | 1.1314 | 1.0343 |  |  | 18h30 | 1.4886 | 1.2971 | 1.3171
19h30 | 1.2 | 1.7714 | 1.07 |  | 19h30 | 1.17 | 1.6943 | 1.0414 |  | 19h30 | 1.0043 | 1.5529 | 0.85857 |  | 19h30 | 0.87286 | 1.3771 | 0.73 |  |  | 19h30 | 1.17 | 1.6814 | 1.0457
20h30 | 0.89 | 1.5957 | 0.84714 |  | 20h30 | 0.87429 | 1.55 | 0.83 |  | 20h30 | 0.71571 | 1.3514 | 0.66714 |  | 20h30 | 0.6 | 1.1257 | 0.55857 |  |  | 20h30 | 0.87286 | 1.5157 | 0.82143
21h30 | 0.90571 | 1.3357 | 0.86143 |  | 21h30 | 0.89714 | 1.3171 | 0.85286 |  | 21h30 | 0.72143 | 1.1386 | 0.68429 |  | 21h30 | 0.60857 | 0.96429 | 0.57 |  |  | 21h30 | 0.90714 | 1.3 | 0.86286
22h30 | 0.91857 | 1.1714 | 0.88429 |  | 22h30 | 0.91571 | 1.1571 | 0.87571 |  | 22h30 | 0.73429 | 0.98143 | 0.7 |  | 22h30 | 0.62143 | 0.83857 | 0.58429 |  |  | 22h30 | 0.92857 | 1.1614 | 0.89286
23h30 | 0.92571 | 1.1243 | 0.88857 |  | 23h30 | 0.91286 | 1.1171 | 0.88 |  | 23h30 | 0.74 | 0.93714 | 0.70429 |  | 23h30 | 0.63429 | 0.80143 | 0.59286 |  |  | 23h30 | 0.94286 | 1.1271 | 0.91
|  |  |  | Best Case (in a typical Autumn day) | [14 empty] | Best Case (in a typical Autumn day)
| 1998-2000's Detached |  |  |  |  | 1998-2000's Terrace |  |  |  |  | 1998-2000's Top/Ground Flat |  |  |  |  | 1998-2000's Mid Flat | [5 empty] | 1998-2000's Semi-detached
| Occupancy type 1 | Occupancy type 2 | Occupancy type 3 |  |  | Occupancy type 1 | Occupancy type 2 | Occupancy type 3 |  |  | Occupancy type 1 | Occupancy type 2 | Occupancy type 3 |  |  | Occupancy type 1 | Occupancy type 2 | Occupancy type 3 |  |  |  | Occupancy type 1 | Occupancy type 2 | Occupancy type 3
| kW | kW | kW |  |  | kW | kW | kW |  |  | kW | kW | kW |  |  | kW | kW | kW |  |  |  | kW | kW | kW
00h30 | 0.51286 | 0.13286 | 0.57714 |  | 00h30 | 0.49857 | 0.14286 | 0.56143 |  | 00h30 | 0.40143 | 0.088571 | 0.44429 |  | 00h30 | 0.32143 | 0.058571 | 0.91714 |  |  | 00h30 | 0.51857 | 0.14571 | 0.58
01h30 | 0.0028571 | 0 | 0.0014286 |  | 01h30 | 0.0042857 | 0 | 0.0028571 |  | 01h30 | 0 | 0 | 0 |  | 01h30 | 0 | 0 | 0.18143 |  |  | 01h30 | 0.0042857 | 0 | 0.0057143
02h30 | 0.0028571 | 0 | 0.0014286 |  | 02h30 | 0.0042857 | 0 | 0.0028571 |  | 02h30 | 0 | 0 | 0 |  | 02h30 | 0 | 0 | 0.18143 |  |  | 02h30 | 0.0042857 | 0 | 0.0057143
03h30 | 0.0057143 | 0 | 0.0085714 |  | 03h30 | 0.0028571 | 0 | 0.0028571 |  | 03h30 | 0 | 0 | 0 |  | 03h30 | 0 | 0 | 0.24714 |  |  | 03h30 | 0.0085714 | 0 | 0.012857
04h30 | 0.011429 | 0.017143 | 0.0085714 |  | 04h30 | 0.0057143 | 0.0085714 | 0.0028571 |  | 04h30 | 0 | 0 | 0 |  | 04h30 | 0 | 0 | 0.31571 |  |  | 04h30 | 0.017143 | 0.025714 | 0.012857
05h30 | 0.042857 | 0.075714 | 0.034286 |  | 05h30 | 0.027143 | 0.054286 | 0.015714 |  | 05h30 | 0 | 0 | 0 |  | 05h30 | 0 | 0 | 0.38714 |  |  | 05h30 | 0.055714 | 0.084286 | 0.042857
06h30 | 0.15 | 0.15286 | 0.13286 |  | 06h30 | 0.11286 | 0.12714 | 0.097143 |  | 06h30 | 0.017143 | 0.025714 | 0.0085714 |  | 06h30 | 0 | 0.0014286 | 0.46429 |  |  | 06h30 | 0.15571 | 0.15429 | 0.14143
07h30 | 0.86857 | 0.73 | 0.97 |  | 07h30 | 0.87857 | 0.70286 | 1.0257 |  | 07h30 | 0.86 | 0.70714 | 1 |  | 07h30 | 0.77286 | 0.64571 | 1.54 |  |  | 07h30 | 0.89143 | 0.75857 | 0.97714
08h30 | 1.5771 | 1.5343 | 1.6257 |  | 08h30 | 1.5343 | 1.4629 | 1.61 |  | 08h30 | 1.4057 | 1.3529 | 1.4857 |  | 08h30 | 1.1643 | 1.1357 | 2.2686 |  |  | 08h30 | 1.5329 | 1.5014 | 1.5757
09h30 | 1.2257 | 1.2557 | 2.33 |  | 09h30 | 1.1357 | 1.1871 | 2.1786 |  | 09h30 | 0.92714 | 0.99714 | 1.8814 |  | 09h30 | 0.71714 | 0.78143 | 2.9057 |  |  | 09h30 | 1.1286 | 1.1614 | 2.1971
10h30 | 0.66857 | 0.75714 | 2.0829 |  | 10h30 | 0.63857 | 0.72714 | 1.9586 |  | 10h30 | 0.58571 | 0.67714 | 1.7629 |  | 10h30 | 0.51429 | 0.60286 | 2.74 |  |  | 10h30 | 0.60571 | 0.69 | 1.9343
11h30 | 0.5 | 0.54714 | 1.63 |  | 11h30 | 0.47429 | 0.52571 | 1.5271 |  | 11h30 | 0.43429 | 0.48857 | 1.3786 |  | 11h30 | 0.37857 | 0.43286 | 2.2871 |  |  | 11h30 | 0.43714 | 0.48429 | 1.4771
12h30 | 0.38857 | 0.41714 | 1.3314 |  | 12h30 | 0.36571 | 0.39714 | 1.2486 |  | 12h30 | 0.33143 | 0.36571 | 1.1314 |  | 12h30 | 0.28714 | 0.32286 | 1.9457 |  |  | 12h30 | 0.33286 | 0.36 | 1.2257
13h30 | 1.0057 | 0.34 | 1.1386 |  | 13h30 | 0.96 | 0.32286 | 1.0643 |  | 13h30 | 0.89143 | 0.29286 | 0.94286 |  | 13h30 | 0.76714 | 0.25571 | 1.7129 |  |  | 13h30 | 0.90286 | 0.28571 | 1.0214
14h30 | 1.4686 | 0.28286 | 1.0371 |  | 14h30 | 1.3786 | 0.26714 | 0.97143 |  | 14h30 | 1.2571 | 0.23714 | 0.86714 |  | 14h30 | 1.0657 | 0.20286 | 1.5614 |  |  | 14h30 | 1.3186 | 0.23143 | 0.92857
15h30 | 1.5743 | 0.25571 | 0.95429 |  | 15h30 | 1.4529 | 0.24 | 0.88714 |  | 15h30 | 1.2914 | 0.20714 | 0.77 |  | 15h30 | 1.0929 | 0.17857 | 1.48 |  |  | 15h30 | 1.3957 | 0.21143 | 0.85429
16h30 | 1.3357 | 0.26 | 0.95714 |  | 16h30 | 1.2543 | 0.25143 | 0.89714 |  | 16h30 | 1.1143 | 0.21429 | 0.77714 |  | 16h30 | 0.94857 | 0.18429 | 1.4914 |  |  | 16h30 | 1.2014 | 0.22429 | 0.86143
17h30 | 1.2957 | 0.31 | 1.0457 |  | 17h30 | 1.2343 | 0.30286 | 0.99286 |  | 17h30 | 1.0886 | 0.25714 | 0.84571 |  | 17h30 | 0.94143 | 0.22429 | 1.6 |  |  | 17h30 | 1.1929 | 0.27857 | 0.96286
18h30 | 1.3671 | 1.2286 | 1.1914 |  | 18h30 | 1.3243 | 1.1843 | 1.1529 |  | 18h30 | 1.16 | 1.0529 | 0.97714 |  | 18h30 | 1.0143 | 0.94714 | 1.7471 |  |  | 18h30 | 1.2971 | 1.1586 | 1.1329
19h30 | 1.0071 | 1.5529 | 0.87714 |  | 19h30 | 0.97571 | 1.48 | 0.84714 |  | 19h30 | 0.80714 | 1.2929 | 0.66286 |  | 19h30 | 0.67429 | 1.1129 | 1.3886 |  |  | 19h30 | 0.97857 | 1.4614 | 0.85571
20h30 | 0.70857 | 1.3471 | 0.66429 |  | 20h30 | 0.68857 | 1.2814 | 0.65143 |  | 20h30 | 0.53857 | 1.0857 | 0.49714 |  | 20h30 | 0.43143 | 0.86857 | 1.1043 |  |  | 20h30 | 0.68571 | 1.2643 | 0.64
21h30 | 0.70857 | 1.11 | 0.67286 |  | 21h30 | 0.69714 | 1.08 | 0.66429 |  | 21h30 | 0.54286 | 0.90714 | 0.50143 |  | 21h30 | 0.44429 | 0.74143 | 1.0771 |  |  | 21h30 | 0.70714 | 1.0714 | 0.66857
22h30 | 0.72429 | 0.94857 | 0.69143 |  | 22h30 | 0.71143 | 0.93286 | 0.68286 |  | 22h30 | 0.55286 | 0.77 | 0.51429 |  | 22h30 | 0.45143 | 0.62857 | 1.1029 |  |  | 22h30 | 0.72571 | 0.93571 | 0.69
23h30 | 0.72571 | 0.90571 | 0.69286 |  | 23h30 | 0.71714 | 0.89286 | 0.68429 |  | 23h30 | 0.55857 | 0.72857 | 0.52429 |  | 23h30 | 0.45143 | 0.59143 | 1.0871 |  |  | 23h30 | 0.74571 | 0.90286 | 0.71286
|  |  |  | Base Case (in a typical Winter_2 day) | [12 empty] | Base Case (in a typical Winter_2 day)
| 1998-2000's Detached |  |  |  |  | 1998-2000's Terrace |  |  |  |  | 1998-2000's Top/Ground Flat |  |  |  |  | 1998-2000's Mid Flat | [5 empty] | 1998-2000's-detached
| Occupancy type 1 | Occupancy type 2 | Occupancy type 3 |  |  | Occupancy type 1 | Occupancy type 2 | Occupancy type 3 |  |  | Occupancy type 1 | Occupancy type 2 | Occupancy type 3 |  |  | Occupancy type 1 | Occupancy type 2 | Occupancy type 3 |  |  |  | Occupancy type 1 | Occupancy type 2 | Occupancy type 3
| kW | kW | kW |  |  | kW | kW | kW |  |  | kW | kW | kW |  |  | kW | kW | kW |  |  |  | kW | kW | kW
00h30 | 0.97143 | 0.29714 | 1.0871 |  | 00h30 | 0.91857 | 0.28 | 1.0257 |  | 00h30 | 0.78143 | 0.21571 | 0.88429 |  | 00h30 | 0.68714 | 0.16714 | 0.77 |  |  | 00h30 | 0.96429 | 0.31 | 1.0843
01h30 | 0.19 | 0.054286 | 0.19 |  | 01h30 | 0.18 | 0.042857 | 0.18143 |  | 01h30 | 0.12429 | 0.015714 | 0.12286 |  | 01h30 | 0.094286 | 0.0014286 | 0.091429 |  |  | 01h30 | 0.19571 | 0.057143 | 0.20143
02h30 | 0.19 | 0.15857 | 0.19 |  | 02h30 | 0.18 | 0.14 | 0.18143 |  | 02h30 | 0.12429 | 0.087143 | 0.12286 |  | 02h30 | 0.094286 | 0.054286 | 0.091429 |  |  | 02h30 | 0.19571 | 0.15857 | 0.20143
03h30 | 0.22 | 0.22286 | 0.21714 |  | 03h30 | 0.19143 | 0.20571 | 0.19143 |  | 03h30 | 0.12857 | 0.15286 | 0.13143 |  | 03h30 | 0.084286 | 0.10857 | 0.084286 |  |  | 03h30 | 0.22143 | 0.22571 | 0.22143
04h30 | 0.27 | 0.28571 | 0.26 |  | 04h30 | 0.23857 | 0.26286 | 0.22714 |  | 04h30 | 0.16571 | 0.20714 | 0.16 |  | 04h30 | 0.10857 | 0.15857 | 0.10429 |  |  | 04h30 | 0.27143 | 0.28429 | 0.26286
05h30 | 0.33571 | 0.33143 | 0.32571 |  | 05h30 | 0.30143 | 0.29857 | 0.28571 |  | 05h30 | 0.21714 | 0.23571 | 0.20571 |  | 05h30 | 0.15 | 0.18286 | 0.14 |  |  | 05h30 | 0.33429 | 0.33286 | 0.32714
06h30 | 0.37857 | 0.35857 | 0.37 |  | 06h30 | 0.33286 | 0.32 | 0.32857 |  | 06h30 | 0.25571 | 0.25857 | 0.24857 |  | 06h30 | 0.18 | 0.19571 | 0.17 |  |  | 06h30 | 0.37714 | 0.35286 | 0.37
07h30 | 1.1029 | 0.98571 | 1.3214 |  | 07h30 | 1.0114 | 0.88143 | 1.2186 |  | 07h30 | 0.94286 | 0.81429 | 1.1386 |  | 07h30 | 0.84143 | 0.70571 | 0.99429 |  |  | 07h30 | 1.0971 | 0.97 | 1.3129
08h30 | 1.9371 | 1.9271 | 2.0657 |  | 08h30 | 1.7914 | 1.7786 | 1.9157 |  | 08h30 | 1.6486 | 1.63 | 1.7671 |  | 08h30 | 1.4329 | 1.4129 | 1.5286 |  |  | 08h30 | 1.91 | 1.9 | 2.0414
09h30 | 1.5514 | 1.69 | 2.7843 |  | 09h30 | 1.4686 | 1.6071 | 2.6486 |  | 09h30 | 1.3557 | 1.4671 | 2.44 |  | 09h30 | 1.1657 | 1.2786 | 2.1671 |  |  | 09h30 | 1.5343 | 1.6657 | 2.7557
10h30 | 1.0557 | 1.18 | 2.6957 |  | 10h30 | 1.0286 | 1.1457 | 2.5829 |  | 10h30 | 0.98714 | 1.0929 | 2.41 |  | 10h30 | 0.90857 | 1.0143 | 2.1929 |  |  | 10h30 | 1.0543 | 1.1771 | 2.6614
11h30 | 0.93 | 0.99714 | 2.3729 |  | 11h30 | 0.90286 | 0.96857 | 2.27 |  | 11h30 | 0.86286 | 0.92571 | 2.1157 |  | 11h30 | 0.79429 | 0.85714 | 1.9271 |  |  | 11h30 | 0.92857 | 0.99429 | 2.3286
12h30 | 0.86857 | 0.90857 | 2.1614 |  | 12h30 | 0.84286 | 0.88143 | 2.0671 |  | 12h30 | 0.8 | 0.84 | 1.9157 |  | 12h30 | 0.73571 | 0.77857 | 1.7486 |  |  | 12h30 | 0.86857 | 0.91 | 2.12
13h30 | 1.7371 | 0.85857 | 1.9943 |  | 13h30 | 1.6971 | 0.83143 | 1.9043 |  | 13h30 | 1.6143 | 0.78571 | 1.7457 |  | 13h30 | 1.4986 | 0.72714 | 1.5943 |  |  | 13h30 | 1.7071 | 0.85714 | 1.9371
14h30 | 2.44 | 0.81 | 1.8514 |  | 14h30 | 2.3371 | 0.78286 | 1.7643 |  | 14h30 | 2.1843 | 0.73571 | 1.61 |  | 14h30 | 1.9957 | 0.68 | 1.4629 |  |  | 14h30 | 2.3629 | 0.80857 | 1.8029
15h30 | 2.64 | 0.78 | 1.81 |  | 15h30 | 2.49 | 0.75286 | 1.7257 |  | 15h30 | 2.2857 | 0.70143 | 1.5657 |  | 15h30 | 2.0614 | 0.64857 | 1.4229 |  |  | 15h30 | 2.5386 | 0.77714 | 1.7643
16h30 | 2.34 | 0.77286 | 1.8557 |  | 16h30 | 2.2257 | 0.74714 | 1.78 |  | 16h30 | 2.0471 | 0.69429 | 1.6043 |  | 16h30 | 1.8629 | 0.64 | 1.46 |  |  | 16h30 | 2.2786 | 0.77429 | 1.8171
17h30 | 2.2186 | 0.76429 | 1.9171 |  | 17h30 | 2.1314 | 0.73857 | 1.8443 |  | 17h30 | 1.9529 | 0.68429 | 1.6629 |  | 17h30 | 1.79 | 0.63 | 1.5114 |  |  | 17h30 | 2.1843 | 0.76429 | 1.8914
18h30 | 2.16 | 1.9143 | 1.9586 |  | 18h30 | 2.0814 | 1.8657 | 1.8843 |  | 18h30 | 1.9029 | 1.7643 | 1.7 |  | 18h30 | 1.7457 | 1.6443 | 1.5514 |  |  | 18h30 | 2.14 | 1.9 | 1.94
19h30 | 1.6614 | 2.4286 | 1.5214 |  | 19h30 | 1.5886 | 2.3314 | 1.4529 |  | 19h30 | 1.41 | 2.1614 | 1.26 |  | 19h30 | 1.2614 | 1.9614 | 1.1143 |  |  | 19h30 | 1.6514 | 2.3786 | 1.5086
20h30 | 1.2186 | 2.1886 | 1.1771 |  | 20h30 | 1.1586 | 2.0657 | 1.11 |  | 20h30 | 0.98857 | 1.8514 | 0.94 |  | 20h30 | 0.85571 | 1.63 | 0.80857 |  |  | 20h30 | 1.2114 | 2.1229 | 1.1643
21h30 | 1.1686 | 1.73 | 1.1257 |  | 21h30 | 1.1014 | 1.6457 | 1.06 |  | 21h30 | 0.92714 | 1.4771 | 0.87714 |  | 21h30 | 0.79857 | 1.31 | 0.75571 |  |  | 21h30 | 1.1643 | 1.7043 | 1.1214
22h30 | 1.1457 | 1.4729 | 1.12 |  | 22h30 | 1.0843 | 1.4029 | 1.0571 |  | 22h30 | 0.91714 | 1.2329 | 0.87429 |  | 22h30 | 0.79 | 1.08 | 0.75714 |  |  | 22h30 | 1.1486 | 1.46 | 1.1186
23h30 | 1.11 | 1.3814 | 1.0771 |  | 23h30 | 1.0557 | 1.3171 | 1.0129 |  | 23h30 | 0.88857 | 1.1471 | 0.85286 |  | 23h30 | 0.76857 | 0.99857 | 0.73286 |  |  | 23h30 | 1.1157 | 1.3757 | 1.0829
|  |  |  | Best Case (in a typical winter_2 day) | [12 empty] | Best Case (in a typical winter_2 day)
| 1998-2000's Detached |  |  |  |  | 1998-2000'sTerrace |  |  |  |  | 1998-2000'sTop/Ground Flat |  |  |  |  | 1998-2000's Mid Flat | [5 empty] | 1998-2000's Semi-detached
| Occupancy type 1 | Occupancy type 2 | Occupancy type 3 |  |  | Occupancy type 1 | Occupancy type 2 | Occupancy type 3 |  |  | Occupancy type 1 | Occupancy type 2 | Occupancy type 3 |  |  | Occupancy type 1 | Occupancy type 2 | Occupancy type 3 |  |  |  | Occupancy type 1 | Occupancy type 2 | Occupancy type 3
| kW | kW | kW |  |  | kW | kW | kW |  |  | kW | kW | kW |  |  | kW | kW | kW |  |  |  | kW | kW | kW
00h30 | 0.79286 | 0.79143 | 0.89857 |  | 00h30 | 0.52714 | 0.09 | 0.59857 |  | 00h30 | 0.62857 | 0.12714 | 0.71 |  | 00h30 | 0.52286 | 0.095714 | 0.59143 |  |  | 00h30 | 0.79286 | 0.20286 | 0.89857
01h30 | 0.11 | 0.091429 | 0.11143 |  | 01h30 | 0.024286 | 0 | 0.021429 |  | 01h30 | 0.061429 | 0 | 0.058571 |  | 01h30 | 0.04 | 0 | 0.035714 |  |  | 01h30 | 0.11714 | 0.02 | 0.12
02h30 | 0.11 | 0.091429 | 0.11143 |  | 02h30 | 0.024286 | 0.014286 | 0.021429 |  | 02h30 | 0.061429 | 0.041429 | 0.058571 |  | 02h30 | 0.04 | 0.017143 | 0.035714 |  |  | 02h30 | 0.11714 | 0.095714 | 0.12
03h30 | 0.14 | 0.16286 | 0.13857 |  | 03h30 | 0.034286 | 0.04 | 0.034286 |  | 03h30 | 0.068571 | 0.081429 | 0.07 |  | 03h30 | 0.035714 | 0.044286 | 0.035714 |  |  | 03h30 | 0.13857 | 0.15 | 0.13857
04h30 | 0.17429 | 0.25286 | 0.16714 |  | 04h30 | 0.055714 | 0.085714 | 0.05 |  | 04h30 | 0.092857 | 0.13143 | 0.088571 |  | 04h30 | 0.048571 | 0.084286 | 0.045714 |  |  | 04h30 | 0.17571 | 0.2 | 0.16714
05h30 | 0.22857 | 0.38143 | 0.22143 |  | 05h30 | 0.08 | 0.11 | 0.072857 |  | 05h30 | 0.13 | 0.15429 | 0.12143 |  | 05h30 | 0.071429 | 0.10857 | 0.067143 |  |  | 05h30 | 0.23 | 0.24 | 0.22
06h30 | 0.27714 | 0.50286 | 0.26857 |  | 06h30 | 0.095714 | 0.11857 | 0.092857 |  | 06h30 | 0.15857 | 0.17571 | 0.15286 |  | 06h30 | 0.095714 | 0.12 | 0.09 |  |  | 06h30 | 0.27857 | 0.27143 | 0.26714
07h30 | 0.93857 | 1.5429 | 1.1329 |  | 07h30 | 0.63571 | 0.56714 | 0.77857 |  | 07h30 | 0.77429 | 0.67429 | 0.94571 |  | 07h30 | 0.65429 | 0.55143 | 0.79429 |  |  | 07h30 | 0.94571 | 0.82857 | 1.1229
08h30 | 1.6943 | 2.1014 | 1.8071 |  | 08h30 | 1.1786 | 1.2114 | 1.2543 |  | 08h30 | 1.3957 | 1.3957 | 1.4871 |  | 08h30 | 1.15 | 1.1586 | 1.2371 |  |  | 08h30 | 1.68 | 1.6757 | 1.7771
09h30 | 1.4071 | 2.4586 | 2.5414 |  | 09h30 | 1.0343 | 1.1229 | 1.9471 |  | 09h30 | 1.1857 | 1.2786 | 2.1571 |  | 09h30 | 0.99 | 1.0857 | 1.87 |  |  | 09h30 | 1.3829 | 1.4943 | 2.5114
10h30 | 0.97714 | 2.0186 | 2.4629 |  | 10h30 | 0.8 | 0.88143 | 1.97 |  | 10h30 | 0.89429 | 0.98286 | 2.16 |  | 10h30 | 0.81429 | 0.9 | 1.9286 |  |  | 10h30 | 0.97143 | 1.0729 | 2.4343
11h30 | 0.85 | 1.4243 | 2.15 |  | 11h30 | 0.68714 | 0.73571 | 1.7071 |  | 11h30 | 0.77571 | 0.82714 | 1.8843 |  | 11h30 | 0.70429 | 0.75857 | 1.6857 |  |  | 11h30 | 0.84714 | 0.90286 | 2.1114
12h30 | 0.78714 | 1.18 | 1.95 |  | 12h30 | 0.63286 | 0.66429 | 1.5343 |  | 12h30 | 0.71429 | 0.74714 | 1.6914 |  | 12h30 | 0.64857 | 0.68429 | 1.5143 |  |  | 12h30 | 0.78714 | 0.82 | 1.9043
13h30 | 1.5629 | 0.95429 | 1.7914 |  | 13h30 | 1.2757 | 0.61714 | 1.3971 |  | 13h30 | 1.41 | 0.69857 | 1.5371 |  | 13h30 | 1.29 | 0.63714 | 1.3729 |  |  | 13h30 | 1.5314 | 0.77143 | 1.7343
14h30 | 2.2043 | 0.94571 | 1.6586 |  | 14h30 | 1.7543 | 0.57714 | 1.2871 |  | 14h30 | 1.9171 | 0.65143 | 1.4114 |  | 14h30 | 1.7229 | 0.59429 | 1.2614 |  |  | 14h30 | 2.1214 | 0.72571 | 1.6043
15h30 | 2.4086 | 0.84857 | 1.6129 |  | 15h30 | 1.8929 | 0.55429 | 1.2443 |  | 15h30 | 2.0457 | 0.62 | 1.3643 |  | 15h30 | 1.8114 | 0.56571 | 1.2186 |  |  | 15h30 | 2.3029 | 0.69571 | 1.5643
16h30 | 2.1143 | 0.88714 | 1.6557 |  | 16h30 | 1.6757 | 0.54714 | 1.2843 |  | 16h30 | 1.82 | 0.61286 | 1.3986 |  | 16h30 | 1.6271 | 0.55714 | 1.25 |  |  | 16h30 | 2.0543 | 0.69 | 1.6171
17h30 | 2.0014 | 0.94714 | 1.7129 |  | 17h30 | 1.59 | 0.54286 | 1.3314 |  | 17h30 | 1.7286 | 0.60429 | 1.45 |  | 17h30 | 1.5571 | 0.54857 | 1.2986 |  |  | 17h30 | 1.9629 | 0.68429 | 1.6843
18h30 | 1.94 | 1.0714 | 1.7471 |  | 18h30 | 1.5486 | 1.4143 | 1.3686 |  | 18h30 | 1.68 | 1.5586 | 1.4829 |  | 18h30 | 1.5157 | 1.4371 | 1.3343 |  |  | 18h30 | 1.9186 | 1.6829 | 1.7257
19h30 | 1.44 | 0.81571 | 1.3029 |  | 19h30 | 1.0586 | 1.6843 | 0.92714 |  | 19h30 | 1.1871 | 1.8714 | 1.0414 |  | 19h30 | 1.0343 | 1.6629 | 0.90571 |  |  | 19h30 | 1.4314 | 2.0886 | 1.2986
20h30 | 1.0129 | 0.64 | 0.96714 |  | 20h30 | 0.67857 | 1.4157 | 0.63 |  | 20h30 | 0.79286 | 1.58 | 0.73857 |  | 20h30 | 0.66286 | 1.3386 | 0.61571 |  |  | 20h30 | 1.0043 | 1.8771 | 0.96143
21h30 | 0.94857 | 0.73429 | 0.90857 |  | 21h30 | 0.62 | 1.0914 | 0.57714 |  | 21h30 | 0.73 | 1.2429 | 0.69 |  | 21h30 | 0.61143 | 1.06 | 0.57286 |  |  | 21h30 | 0.95143 | 1.4814 | 0.90714
22h30 | 0.93857 | 0.80286 | 0.90714 |  | 22h30 | 0.61143 | 0.85286 | 0.57714 |  | 22h30 | 0.72 | 1 | 0.69143 |  | 22h30 | 0.60714 | 0.84143 | 0.57429 |  |  | 22h30 | 0.94 | 1.2329 | 0.90714
23h30 | 0.90143 | 0.85143 | 0.86714 |  | 23h30 | 0.58 | 0.78429 | 0.54714 |  | 23h30 | 0.69571 | 0.91429 | 0.66 |  | 23h30 | 0.57857 | 0.77143 | 0.54143 |  |  | 23h30 | 0.90714 | 1.1486 | 0.87429

## Victorian house database
spring simulation for Victorian base case | [83 empty] | spring simulation for victorian best case | [88 empty] | Victorian summer Base case
Detached | [12 empty] | terrace | [17 empty] | ftg | [17 empty] | mid flat | [17 empty] | s-Detached | [16 empty] | deatched | [17 empty] | Terrace | [17 empty] | ftg | [17 empty] | Mid Flat | [17 empty] | s-Detached | [16 empty] | Detached | [17 empty] | terrace | [17 empty] | ftg | [17 empty] | mf
00h30 | 0.77 | 2.32 | 2.8929 | 00h30 | 0.72 | 2.21 | 2.3386 | 00h30 | 0.87 | 2.67 | 3.2614 | 2.4471 | 00h30 | 0.72 | 2.21 | 2.6929 | 2.02 |  | 00h30 | 0.63 | 2.06 | 2.1129 | 1.6143 |  | 00h30 | 0.83 | 2.54 | 3.0386 | 2.2857 |  | 00h30 | 0.6 | 1.93 | 2.2629 | 1.4457 |  | 00h30 | 0.46 | 1.66 | 1.6543 | 1.29 |  | 00h30 | 0.66 | 2.12 | 2.5043 | 1.91 |  | 00h30 | 0.41 | 1.37 | 1.5957 | 1.2286 |  | 00h30 | 0.24 | 0.8 | 0.90143 | 0.69857 |  | 00h30 | 0.44 | 1.46 | 1.73 | 1.3371 |  | 00h30 | 0.35 | 1.8 | 1.9586 | 1.62 |  | 00h30 | 0.3 | 1.57 | 1.3986 | 1.18 |  | 00h30 | 0.37 | 2.09 | 2.2314 | 1.8643 | 00h30 | 0.41 | 1.35 | 1.5814 | 1.1029 |  | 00h30 | 0.25 | 0.78 | 0.84 | 0.63 |  | 00h30 | 0.43 | 1.48 | 1.76 | 1.1429 |  | 00h30 | 0.4 | 1.29 | 1.4771 | 1.1214 |  | 00h30 | 0.24 | 0.73 | 0.81 | 0.61 |  | 00h30 | 0.41 | 1.39 | 1.6286 | 1.25 |  | 00h30 | 0.34 | 1.13 | 1.27 | 0.90286 |  | 00h30 | 0.21 | 0.6 | 0.67571 | 0.50143 |  | 00h30 | 0.35 | 1.17 | 1.36 | 1.0443 |  | 00h30 | 0.31 | 1.04 | 1.1643 | 0.89286 |  | 00h30 | 0.19 | 0.56 | 0.61429 | 0.45571 |  | 00h30 | 0.31 | 1.07 | 1.2371 | 0.95429 |  | 00h30 | 0.31 | 1.27 | 1.4386 | 1.1171 |  | 00h30 | 0.26 | 0.69 | 0.83143 | 0.60571 |  | 00h30 | 0.3 | 1.36 | 1.5557 | 1.2343 | 00h30 | 0.32 | 0.96 | 1.6057 | 1.2043 |  | 00h30 | 0.31 | 0.9 | 1.2714 | 0.94714 |  | 00h30 | 0.32 | 0.95 | 1.7543 | 1.3171 |  | 00h30 | 0.34 | 1 | 1.5771 | 0.86857 |  | 00h30 | 0.28 | 0.82 | 1.1343 | 0.84571 |  | 00h30 | 0.33 | 0.99 | 1.7043 | 1.28 |  | 00h30 | 0.24 | 0.76 | 1.2614 | 0.95857 |  | 00h30 | 0.24 | 0.77 | 1.0429 | 0.79571 |  | 00h30 | 0.24 | 0.75 | 1.3571 | 1.0314 |  | 00h30 | 0.13 | 0.38 | 0.79286 | 0.60143 |  | 00h30 | 0.13 | 0.38 | 0.79286 | 0.60143 |  | 00h30 | 0.13 | 0.36 | 0.87714 | 0.67
01h30 | 0.41 | 1.46 | 1.7643 | 01h30 | 0.38 | 1.4 | 1.3514 | 01h30 | 0.47 | 1.66 | 1.9671 | 1.5286 | 01h30 | 0.34 | 1.27 | 1.49 | 1.1771 |  | 01h30 | 0.29 | 1.2 | 1.1071 | 0.90571 |  | 01h30 | 0.39 | 1.44 | 1.6529 | 1.3014 |  | 01h30 | 0.23 | 1.07 | 1.1543 | 0.79857 |  | 01h30 | 0.15 | 0.94 | 0.74 | 0.65857 |  | 01h30 | 0.27 | 1.17 | 1.2671 | 1.0414 |  | 01h30 | 0.06 | 0.56 | 0.54429 | 0.48714 |  | 01h30 | 0 | 0.25 | 0.17429 | 0.17143 |  | 01h30 | 0.09 | 0.59 | 0.58714 | 0.51714 |  | 01h30 | 0.24 | 1.14 | 1.28 | 1.0429 |  | 01h30 | 0.21 | 1.01 | 0.88429 | 0.73571 |  | 01h30 | 0.25 | 1.29 | 1.4129 | 1.1614 | 01h30 | 0.09 | 0.45 | 0.43 | 0.34857 |  | 01h30 | 0 | 0.18 | 0.10571 | 0.10286 |  | 01h30 | 0.08 | 0.46 | 0.46714 | 0.34143 |  | 01h30 | 0.07 | 0.41 | 0.37143 | 0.32 |  | 01h30 | 0 | 0.13 | 0.067143 | 0.067143 |  | 01h30 | 0.07 | 0.41 | 0.39571 | 0.35 |  | 01h30 | 0 | 0.28 | 0.22714 | 0.21143 |  | 01h30 | 0 | 0 | 0.011429 | 0.011429 |  | 01h30 | 0.02 | 0.29 | 0.22857 | 0.20857 |  | 01h30 | 0 | 0.28 | 0.18857 | 0.17857 |  | 01h30 | 0 | 0 | 0.0014286 | 0.0014286 |  | 01h30 | 0 | 0.25 | 0.16714 | 0.15571 |  | 01h30 | 0 | 0.41 | 0.35571 | 0.32286 |  | 01h30 | 0 | 0.11 | 0.07 | 0.07 |  | 01h30 | 0 | 0.4 | 0.38571 | 0.35571 | 01h30 | 0.01 | 0.25 | 0.60286 | 0.50714 |  | 01h30 | 0.01 | 0.22 | 0.34429 | 0.30286 |  | 01h30 | 0.01 | 0.24 | 0.68286 | 0.56571 |  | 01h30 | 0 | 0.18 | 0.48429 | 0.29286 |  | 01h30 | 0 | 0.09 | 0.2 | 0.18714 |  | 01h30 | 0 | 0.17 | 0.53571 | 0.45429 |  | 01h30 | 0 | 0 | 0.25286 | 0.24714 |  | 01h30 | 0 | 0 | 0.11714 | 0.11714 |  | 01h30 | 0 | 0 | 0.30286 | 0.28714 |  | 01h30 | 0 | 0 | 0.017143 | 0.017143 |  | 01h30 | 0 | 0 | 0.017143 | 0.017143 |  | 01h30 | 0 | 0 | 0.044286 | 0.044286
02h30 | 0.46 | 1.61 | 1.9329 | 02h30 | 0.48 | 1.64 | 1.6814 | 02h30 | 0.47 | 1.66 | 2.0171 | 1.5686 | 02h30 | 0.34 | 1.31 | 1.5543 | 1.2343 |  | 02h30 | 0.37 | 1.39 | 1.3914 | 1.1057 |  | 02h30 | 0.39 | 1.44 | 1.6729 | 1.3186 |  | 02h30 | 0.23 | 1.11 | 1.2543 | 0.88429 |  | 02h30 | 0.25 | 1.19 | 1.08 | 0.90286 |  | 02h30 | 0.27 | 1.17 | 1.3257 | 1.0957 |  | 02h30 | 0.06 | 0.56 | 0.57143 | 0.51429 |  | 02h30 | 0.03 | 0.53 | 0.4 | 0.38 |  | 02h30 | 0.09 | 0.59 | 0.59857 | 0.52857 |  | 02h30 | 0.32 | 1.2 | 1.4057 | 1.1186 |  | 02h30 | 0.34 | 1.26 | 1.2357 | 0.98143 |  | 02h30 | 0.3 | 1.29 | 1.4814 | 1.1929 | 02h30 | 0.09 | 0.45 | 0.45 | 0.34857 |  | 02h30 | 0.04 | 0.42 | 0.32857 | 0.3 |  | 02h30 | 0.08 | 0.46 | 0.46714 | 0.34143 |  | 02h30 | 0.07 | 0.41 | 0.39286 | 0.34143 |  | 02h30 | 0.02 | 0.37 | 0.27 | 0.25571 |  | 02h30 | 0.07 | 0.41 | 0.39571 | 0.35 |  | 02h30 | 0 | 0.28 | 0.22714 | 0.30286 |  | 02h30 | 0 | 0.14 | 0.081429 | 0.081429 |  | 02h30 | 0.02 | 0.29 | 0.22857 | 0.20857 |  | 02h30 | 0 | 0.28 | 0.18857 | 0.17857 |  | 02h30 | 0 | 0.06 | 0.037143 | 0.037143 |  | 02h30 | 0 | 0.25 | 0.16714 | 0.15571 |  | 02h30 | 0 | 0.41 | 0.37714 | 0.34429 |  | 02h30 | 0 | 0.36 | 0.25286 | 0.24571 |  | 02h30 | 0 | 0.4 | 0.38571 | 0.35571 | 02h30 | 0.01 | 0.25 | 0.75857 | 0.63143 |  | 02h30 | 0.01 | 0.22 | 0.57143 | 0.48429 |  | 02h30 | 0.01 | 0.24 | 0.78143 | 0.64571 |  | 02h30 | 0 | 0.18 | 0.56429 | 0.33571 |  | 02h30 | 0 | 0.09 | 0.41286 | 0.36143 |  | 02h30 | 0 | 0.17 | 0.58143 | 0.49286 |  | 02h30 | 0 | 0 | 0.36857 | 0.35714 |  | 02h30 | 0 | 0 | 0.25143 | 0.24571 |  | 02h30 | 0 | 0 | 0.38 | 0.36143 |  | 02h30 | 0 | 0 | 0.048571 | 0.048571 |  | 02h30 | 0 | 0 | 0.048571 | 0.048571 |  | 02h30 | 0 | 0 | 0.058571 | 0.058571
03h30 | 0.58 | 1.86 | 2.3671 | 03h30 | 0.6 | 1.9 | 2.0843 | 03h30 | 0.57 | 1.84 | 2.3671 | 1.8114 | 03h30 | 0.43 | 1.5 | 1.8843 | 1.4643 |  | 03h30 | 0.47 | 1.59 | 1.7243 | 1.3343 |  | 03h30 | 0.44 | 1.51 | 1.8957 | 1.47 |  | 03h30 | 0.32 | 1.36 | 1.6414 | 1.1414 |  | 03h30 | 0.36 | 1.45 | 1.4929 | 1.2014 |  | 03h30 | 0.33 | 1.36 | 1.6571 | 1.3457 |  | 03h30 | 0.09 | 0.65 | 0.74571 | 0.66143 |  | 03h30 | 0.11 | 0.73 | 0.67429 | 0.59714 |  | 03h30 | 0.08 | 0.66 | 0.74143 | 0.66429 |  | 03h30 | 0.41 | 1.42 | 1.7857 | 1.39 |  | 03h30 | 0.44 | 1.49 | 1.6014 | 1.2414 |  | 03h30 | 0.4 | 1.43 | 1.79 | 1.4 | 03h30 | 0.09 | 0.48 | 0.57286 | 0.41571 |  | 03h30 | 0.1 | 0.53 | 0.51429 | 0.44 |  | 03h30 | 0.09 | 0.49 | 0.58143 | 0.42429 |  | 03h30 | 0.06 | 0.43 | 0.48429 | 0.42571 |  | 03h30 | 0.07 | 0.49 | 0.44857 | 0.39857 |  | 03h30 | 0.06 | 0.44 | 0.48571 | 0.42857 |  | 03h30 | 0 | 0.22 | 0.21571 | 0.32714 |  | 03h30 | 0 | 0.3 | 0.21 | 0.20857 |  | 03h30 | 0 | 0.22 | 0.21286 | 0.20857 |  | 03h30 | 0 | 0.1 | 0.11857 | 0.11857 |  | 03h30 | 0 | 0.18 | 0.12571 | 0.12571 |  | 03h30 | 0 | 0.1 | 0.11571 | 0.11571 |  | 03h30 | 0.05 | 0.43 | 0.49 | 0.43429 |  | 03h30 | 0.06 | 0.48 | 0.43857 | 0.39286 |  | 03h30 | 0.04 | 0.44 | 0.48714 | 0.43571 | 03h30 | 0.06 | 0.36 | 1.0543 | 0.83857 |  | 03h30 | 0.06 | 0.35 | 0.84714 | 0.68 |  | 03h30 | 0.06 | 0.35 | 1.05 | 0.83429 |  | 03h30 | 0.02 | 0.21 | 0.76429 | 0.42429 |  | 03h30 | 0.02 | 0.19 | 0.62857 | 0.51714 |  | 03h30 | 0.02 | 0.21 | 0.76286 | 0.62143 |  | 03h30 | 0 | 0.16 | 0.68857 | 0.60143 |  | 03h30 | 0 | 0.16 | 0.52571 | 0.46429 |  | 03h30 | 0 | 0.15 | 0.67429 | 0.58857 |  | 03h30 | 0 | 0 | 0.17143 | 0.16857 |  | 03h30 | 0 | 0 | 0.17143 | 0.16857 |  | 03h30 | 0 | 0 | 0.15714 | 0.15571
04h30 | 0.65 | 1.98 | 2.64 | 04h30 | 0.66 | 2 | 2.2557 | 04h30 | 0.63 | 1.94 | 2.5886 | 1.9571 | 04h30 | 0.5 | 1.61 | 2.1086 | 1.6157 |  | 04h30 | 0.52 | 1.67 | 1.87 | 1.4257 |  | 04h30 | 0.46 | 1.53 | 2.0229 | 1.5586 |  | 04h30 | 0.38 | 1.55 | 1.9329 | 1.33 |  | 04h30 | 0.42 | 1.6 | 1.7043 | 1.3543 |  | 04h30 | 0.36 | 1.51 | 1.8743 | 1.5114 |  | 04h30 | 0.12 | 0.77 | 0.94286 | 0.81429 |  | 04h30 | 0.17 | 0.89 | 0.87286 | 0.74143 |  | 04h30 | 0.11 | 0.74 | 0.90429 | 0.79 |  | 04h30 | 0.48 | 1.56 | 2.0557 | 1.5743 |  | 04h30 | 0.5 | 1.59 | 1.78 | 1.3557 |  | 04h30 | 0.47 | 1.52 | 2.0014 | 1.5371 | 04h30 | 0.11 | 0.51 | 0.67 | 0.46571 |  | 04h30 | 0.14 | 0.62 | 0.64429 | 0.52857 |  | 04h30 | 0.11 | 0.5 | 0.65143 | 0.46857 |  | 04h30 | 0.08 | 0.48 | 0.59 | 0.50286 |  | 04h30 | 0.12 | 0.57 | 0.57143 | 0.47714 |  | 04h30 | 0.07 | 0.46 | 0.56429 | 0.48571 |  | 04h30 | 0 | 0.29 | 0.33 | 0.42429 |  | 04h30 | 0.04 | 0.42 | 0.35857 | 0.33429 |  | 04h30 | 0 | 0.27 | 0.30286 | 0.29571 |  | 04h30 | 0 | 0.16 | 0.20286 | 0.20286 |  | 04h30 | 0 | 0.31 | 0.24429 | 0.24286 |  | 04h30 | 0 | 0.14 | 0.18429 | 0.18429 |  | 04h30 | 0.09 | 0.49 | 0.61143 | 0.52 |  | 04h30 | 0.11 | 0.57 | 0.57571 | 0.48571 |  | 04h30 | 0.09 | 0.48 | 0.58857 | 0.50571 | 04h30 | 0.11 | 0.48 | 1.27 | 0.98857 |  | 04h30 | 0.11 | 0.49 | 1.0329 | 0.80286 |  | 04h30 | 0.11 | 0.48 | 1.2557 | 0.98 |  | 04h30 | 0.04 | 0.28 | 0.90714 | 0.48571 |  | 04h30 | 0.04 | 0.3 | 0.76143 | 0.60571 |  | 04h30 | 0.03 | 0.27 | 0.88143 | 0.70571 |  | 04h30 | 0 | 0.28 | 0.9 | 0.75857 |  | 04h30 | 0 | 0.28 | 0.71857 | 0.60857 |  | 04h30 | 0 | 0.27 | 0.88429 | 0.74857 |  | 04h30 | 0 | 0 | 0.28857 | 0.27714 |  | 04h30 | 0 | 0 | 0.28857 | 0.27714 |  | 04h30 | 0 | 0 | 0.27429 | 0.26571
05h30 | 0.68 | 2.04 | 2.77 | 05h30 | 0.68 | 2.05 | 2.3443 | 05h30 | 0.67 | 2.01 | 2.7186 | 2.0471 | 05h30 | 0.52 | 1.66 | 2.2257 | 1.6929 |  | 05h30 | 0.55 | 1.71 | 1.9429 | 1.4714 |  | 05h30 | 0.49 | 1.58 | 2.1386 | 1.6329 |  | 05h30 | 0.43 | 1.65 | 2.1229 | 1.4471 |  | 05h30 | 0.46 | 1.68 | 1.8314 | 1.44 |  | 05h30 | 0.41 | 1.6 | 2.06 | 1.6429 |  | 05h30 | 0.17 | 0.92 | 1.1586 | 0.97571 |  | 05h30 | 0.2 | 1.03 | 1.0429 | 0.87286 |  | 05h30 | 0.15 | 0.89 | 1.1157 | 0.94714 |  | 05h30 | 0.51 | 1.63 | 2.1929 | 1.6686 |  | 05h30 | 0.52 | 1.65 | 1.8743 | 1.4214 |  | 05h30 | 0.5 | 1.59 | 2.1429 | 1.6314 | 05h30 | 0.14 | 0.61 | 0.81429 | 0.56429 |  | 05h30 | 0.18 | 0.75 | 0.77857 | 0.63 |  | 05h30 | 0.13 | 0.6 | 0.78429 | 0.55286 |  | 05h30 | 0.11 | 0.55 | 0.71 | 0.58714 |  | 05h30 | 0.15 | 0.67 | 0.68143 | 0.55857 |  | 05h30 | 0.1 | 0.53 | 0.68571 | 0.56857 |  | 05h30 | 0.04 | 0.4 | 0.49429 | 0.52571 |  | 05h30 | 0.08 | 0.5 | 0.49286 | 0.42857 |  | 05h30 | 0.03 | 0.38 | 0.47 | 0.42571 |  | 05h30 | 0 | 0.28 | 0.34429 | 0.33 |  | 05h30 | 0.03 | 0.41 | 0.37571 | 0.34857 |  | 05h30 | 0 | 0.26 | 0.32143 | 0.31 |  | 05h30 | 0.13 | 0.57 | 0.74714 | 0.61429 |  | 05h30 | 0.14 | 0.68 | 0.69714 | 0.57429 |  | 05h30 | 0.12 | 0.56 | 0.72429 | 0.59714 | 05h30 | 0.17 | 0.62 | 1.3443 | 1.0271 |  | 05h30 | 0.17 | 0.63 | 1.1 | 0.84 |  | 05h30 | 0.17 | 0.62 | 1.33 | 1.0186 |  | 05h30 | 0.08 | 0.38 | 0.96 | 0.51 |  | 05h30 | 0.09 | 0.41 | 0.80429 | 0.62286 |  | 05h30 | 0.08 | 0.37 | 0.93429 | 0.72857 |  | 05h30 | 0.03 | 0.41 | 0.99714 | 0.82429 |  | 05h30 | 0.03 | 0.41 | 0.80429 | 0.66571 |  | 05h30 | 0.03 | 0.4 | 0.97857 | 0.81143 |  | 05h30 | 0 | 0.02 | 0.36571 | 0.34143 |  | 05h30 | 0 | 0.02 | 0.36571 | 0.34143 |  | 05h30 | 0 | 0.01 | 0.35 | 0.32857
06h30 | 0.69 | 2.07 | 2.83 | 06h30 | 0.69 | 2.08 | 2.3943 | 06h30 | 0.68 | 2.05 | 2.81 | 2.1157 | 06h30 | 0.54 | 1.68 | 2.2871 | 1.7329 |  | 06h30 | 0.55 | 1.72 | 1.9757 | 1.4971 |  | 06h30 | 0.52 | 1.64 | 2.2357 | 1.6971 |  | 06h30 | 0.45 | 1.69 | 2.2171 | 1.5057 |  | 06h30 | 0.47 | 1.71 | 1.8943 | 1.4857 |  | 06h30 | 0.44 | 1.67 | 2.1843 | 1.7271 |  | 06h30 | 0.2 | 1.04 | 1.3257 | 1.1043 |  | 06h30 | 0.24 | 1.1 | 1.1671 | 0.96143 |  | 06h30 | 0.19 | 1.01 | 1.2929 | 1.0814 |  | 06h30 | 0.52 | 1.65 | 2.2586 | 1.7157 |  | 06h30 | 0.53 | 1.67 | 1.9214 | 1.4571 |  | 06h30 | 0.52 | 1.64 | 2.2357 | 1.7014 | 06h30 | 0.17 | 0.73 | 0.97571 | 0.67429 |  | 06h30 | 0.22 | 0.84 | 0.90857 | 0.72571 |  | 06h30 | 0.16 | 0.7 | 0.93857 | 0.65571 |  | 06h30 | 0.14 | 0.63 | 0.83571 | 0.68 |  | 06h30 | 0.18 | 0.75 | 0.79429 | 0.64286 |  | 06h30 | 0.13 | 0.61 | 0.80286 | 0.65286 |  | 06h30 | 0.08 | 0.48 | 0.63571 | 0.60571 |  | 06h30 | 0.11 | 0.57 | 0.59429 | 0.49857 |  | 06h30 | 0.08 | 0.47 | 0.61571 | 0.52714 |  | 06h30 | 0.03 | 0.39 | 0.49143 | 0.44286 |  | 06h30 | 0.07 | 0.47 | 0.47571 | 0.41714 |  | 06h30 | 0.02 | 0.37 | 0.47 | 0.43 |  | 06h30 | 0.15 | 0.66 | 0.88286 | 0.72 |  | 06h30 | 0.17 | 0.77 | 0.81429 | 0.66571 |  | 06h30 | 0.14 | 0.64 | 0.85143 | 0.69429 | 06h30 | 0.18 | 0.6 | 1.2186 | 0.92286 |  | 06h30 | 0.18 | 0.61 | 0.98714 | 0.74714 |  | 06h30 | 0.18 | 0.6 | 1.2114 | 0.91857 |  | 06h30 | 0.1 | 0.37 | 0.86571 | 0.46714 |  | 06h30 | 0.1 | 0.39 | 0.69857 | 0.53571 |  | 06h30 | 0.09 | 0.37 | 0.85143 | 0.66 |  | 06h30 | 0.05 | 0.42 | 0.91286 | 0.74429 |  | 06h30 | 0.05 | 0.42 | 0.73571 | 0.6 |  | 06h30 | 0.04 | 0.42 | 0.90286 | 0.74 |  | 06h30 | 0 | 0.04 | 0.35286 | 0.32571 |  | 06h30 | 0 | 0.04 | 0.35286 | 0.32571 |  | 06h30 | 0 | 0.03 | 0.34143 | 0.31714
07h30 | 1.2 | 3.39 | 4.4029 | 07h30 | 1.2 | 3.4 | 3.72 | 07h30 | 1.19 | 3.39 | 4.6171 | 3.4043 | 07h30 | 1.03 | 2.96 | 3.8186 | 2.8414 |  | 07h30 | 1.04 | 3 | 3.2543 | 2.4229 |  | 07h30 | 1.02 | 2.93 | 4.0471 | 3.0057 |  | 07h30 | 0.94 | 2.99 | 3.7614 | 2.4457 |  | 07h30 | 0.95 | 3 | 3.18 | 2.4243 |  | 07h30 | 0.93 | 2.97 | 4.0043 | 3.0543 |  | 07h30 | 0.64 | 2.29 | 2.7871 | 2.1871 |  | 07h30 | 0.67 | 2.34 | 2.38 | 1.8586 |  | 07h30 | 0.63 | 2.26 | 2.9971 | 2.3457 |  | 07h30 | 0.83 | 2.71 | 3.3871 | 2.6029 |  | 07h30 | 0.84 | 2.73 | 2.8571 | 2.1971 |  | 07h30 | 0.83 | 2.7 | 3.6429 | 2.7914 | 07h30 | 0.62 | 1.93 | 2.4057 | 1.5543 |  | 07h30 | 0.67 | 2.04 | 2.1057 | 1.5957 |  | 07h30 | 0.6 | 1.9 | 2.5843 | 1.6929 |  | 07h30 | 0.54 | 1.78 | 2.1843 | 1.6814 |  | 07h30 | 0.61 | 1.91 | 1.9443 | 1.4857 |  | 07h30 | 0.52 | 1.75 | 2.3357 | 1.7971 |  | 07h30 | 0.42 | 1.51 | 1.83 | 1.3557 |  | 07h30 | 0.47 | 1.69 | 1.6343 | 1.2771 |  | 07h30 | 0.43 | 1.47 | 1.9857 | 1.5286 |  | 07h30 | 0.44 | 1.3 | 1.6357 | 1.2329 |  | 07h30 | 0.43 | 1.4 | 1.4271 | 1.0929 |  | 07h30 | 0.44 | 1.3 | 1.7971 | 1.3429 |  | 07h30 | 0.57 | 1.84 | 2.2529 | 1.7429 |  | 07h30 | 0.6 | 1.95 | 1.9671 | 1.52 |  | 07h30 | 0.56 | 1.81 | 2.4243 | 1.87 | 07h30 | 0.59 | 1.65 | 2.3786 | 1.76 |  | 07h30 | 0.59 | 1.65 | 1.9443 | 1.4371 |  | 07h30 | 0.59 | 1.65 | 2.6357 | 1.9457 |  | 07h30 | 0.49 | 1.34 | 1.9614 | 1.0071 |  | 07h30 | 0.49 | 1.35 | 1.6071 | 1.1843 |  | 07h30 | 0.48 | 1.34 | 2.1871 | 1.6143 |  | 07h30 | 0.43 | 1.43 | 2.0543 | 1.5671 |  | 07h30 | 0.43 | 1.43 | 1.6743 | 1.2814 |  | 07h30 | 0.43 | 1.43 | 2.2886 | 1.7443 |  | 07h30 | 0.31 | 1.03 | 1.4514 | 1.1329 |  | 07h30 | 0.31 | 1.03 | 1.4514 | 1.1329 |  | 07h30 | 0.31 | 1.02 | 1.6571 | 1.2857
08h30 | 1.44 | 3.94 | 5.2929 | 08h30 | 1.44 | 3.95 | 5.0086 | 08h30 | 1.44 | 3.94 | 5.4257 | 3.9686 | 08h30 | 1.28 | 3.51 | 4.7129 | 3.4543 |  | 08h30 | 1.3 | 3.54 | 4.5243 | 3.32 |  | 08h30 | 1.27 | 3.48 | 4.8371 | 3.5414 |  | 08h30 | 1.19 | 3.53 | 4.66 | 2.9886 |  | 08h30 | 1.2 | 3.54 | 4.4257 | 3.3057 |  | 08h30 | 1.18 | 3.51 | 4.7943 | 3.59 |  | 08h30 | 0.92 | 2.92 | 3.77 | 2.8729 |  | 08h30 | 0.95 | 2.96 | 3.6229 | 2.7543 |  | 08h30 | 0.91 | 2.9 | 3.8929 | 2.9629 |  | 08h30 | 0.83 | 3.02 | 3.8257 | 2.9829 |  | 08h30 | 0.83 | 3.03 | 3.6571 | 2.8429 |  | 08h30 | 0.82 | 3.01 | 3.97 | 3.0871 | 08h30 | 0.92 | 2.62 | 3.4471 | 2.1914 |  | 08h30 | 0.97 | 2.71 | 3.3586 | 2.49 |  | 08h30 | 0.91 | 2.6 | 3.5629 | 2.2643 |  | 08h30 | 0.85 | 2.45 | 3.2071 | 2.39 |  | 08h30 | 0.91 | 2.56 | 3.1714 | 2.3557 |  | 08h30 | 0.83 | 2.42 | 3.3 | 2.4543 |  | 08h30 | 0.73 | 2.22 | 2.86 | 2.0157 |  | 08h30 | 0.78 | 2.37 | 2.8586 | 2.1543 |  | 08h30 | 0.73 | 2.18 | 2.9729 | 2.22 |  | 08h30 | 0.71 | 1.98 | 2.5814 | 1.9014 |  | 08h30 | 0.71 | 2.09 | 2.5943 | 1.9371 |  | 08h30 | 0.7 | 1.96 | 2.7129 | 1.9986 |  | 08h30 | 0.8 | 2.52 | 3.2543 | 2.46 |  | 08h30 | 0.83 | 2.61 | 3.1771 | 2.4029 |  | 08h30 | 0.79 | 2.5 | 3.36 | 2.5371 | 08h30 | 0.81 | 2.12 | 3.0786 | 2.2557 |  | 08h30 | 0.81 | 2.12 | 2.9029 | 2.1271 |  | 08h30 | 0.81 | 2.12 | 3.2357 | 2.3671 |  | 08h30 | 0.72 | 1.81 | 2.6929 | 1.4214 |  | 08h30 | 0.72 | 1.81 | 2.5571 | 1.8529 |  | 08h30 | 0.72 | 1.8 | 2.8314 | 2.0471 |  | 08h30 | 0.67 | 1.89 | 2.7857 | 2.0714 |  | 08h30 | 0.67 | 1.89 | 2.6029 | 1.9314 |  | 08h30 | 0.66 | 1.89 | 2.9329 | 2.1786 |  | 08h30 | 0.49 | 1.55 | 2.2757 | 1.7286 |  | 08h30 | 0.49 | 1.55 | 2.2757 | 1.7286 |  | 08h30 | 0.48 | 1.55 | 2.4114 | 1.8229
09h30 | 0.37 | 0.84 | 2.3029 | 09h30 | 0.62 | 1.7 | 3.1929 | 09h30 | 1.18 | 3.32 | 4.6014 | 3.3871 | 09h30 | 0.33 | 0.71 | 2.0414 | 1.4529 |  | 09h30 | 0.57 | 1.57 | 2.9257 | 2.1271 |  | 09h30 | 1.07 | 2.94 | 4.1 | 2.9957 |  | 09h30 | 0.34 | 0.81 | 2.1171 | 1.4314 |  | 09h30 | 0.5 | 1.45 | 2.7857 | 2.0514 |  | 09h30 | 0.98 | 2.91 | 3.9986 | 2.9843 |  | 09h30 | 0.35 | 0.86 | 1.9643 | 1.45 |  | 09h30 | 0.4 | 1.19 | 2.3629 | 1.7743 |  | 09h30 | 0.83 | 2.54 | 3.4429 | 2.5929 |  | 09h30 | 0.15 | 0.53 | 1.6443 | 1.2729 |  | 09h30 | 0.26 | 1.19 | 2.3 | 1.79 |  | 09h30 | 0.61 | 2.69 | 3.5329 | 2.7686 | 09h30 | 0.36 | 0.84 | 1.8771 | 1.2157 |  | 09h30 | 0.42 | 1.18 | 2.2471 | 1.6543 |  | 09h30 | 0.86 | 2.42 | 3.3243 | 2.0943 |  | 09h30 | 0.35 | 0.8 | 1.7829 | 1.28 |  | 09h30 | 0.39 | 1.08 | 2.0971 | 1.5386 |  | 09h30 | 0.83 | 2.27 | 3.1471 | 2.3014 |  | 09h30 | 0.36 | 0.86 | 1.7386 | 1.3286 |  | 09h30 | 0.37 | 1.01 | 1.9357 | 1.4257 |  | 09h30 | 0.77 | 2.19 | 3.0057 | 2.2271 |  | 09h30 | 0.29 | 0.84 | 1.59 | 1.1814 |  | 09h30 | 0.32 | 0.93 | 1.7714 | 1.3171 |  | 09h30 | 0.66 | 2.04 | 2.76 | 2.0843 |  | 09h30 | 0.31 | 0.83 | 1.7829 | 1.3214 |  | 09h30 | 0.31 | 1.08 | 2.0743 | 1.5671 |  | 09h30 | 0.62 | 2.32 | 3.1171 | 2.3571 | 09h30 | 0.28 | 0.58 | 1.4614 | 1.0586 |  | 09h30 | 0.28 | 0.59 | 1.6729 | 1.21 |  | 09h30 | 0.68 | 1.79 | 2.6543 | 1.9729 |  | 09h30 | 0.26 | 0.52 | 1.3429 | 0.83429 |  | 09h30 | 0.27 | 0.56 | 1.5429 | 1.0957 |  | 09h30 | 0.64 | 1.58 | 2.4371 | 1.7686 |  | 09h30 | 0.25 | 0.59 | 1.43 | 1.0371 |  | 09h30 | 0.25 | 0.59 | 1.5743 | 1.1443 |  | 09h30 | 0.59 | 1.58 | 2.4386 | 1.8057 |  | 09h30 | 0.18 | 0.54 | 1.3357 | 1.0029 |  | 09h30 | 0.18 | 0.54 | 1.3357 | 1.0029 |  | 09h30 | 0.43 | 1.38 | 2.19 | 1.6557
10h30 | 0 | 0 | 1.0357 | 10h30 | 0 | 0 | 1.2929 | 10h30 | 0.85 | 2.62 | 3.5457 | 2.6443 | 10h30 | 0 | 0 | 0.92857 | 0.67714 |  | 10h30 | 0 | 0 | 1.1743 | 0.84286 |  | 10h30 | 0.77 | 2.3 | 3.14 | 2.3257 |  | 10h30 | 0 | 0 | 0.88857 | 0.66429 |  | 10h30 | 0 | 0 | 1.1986 | 0.88429 |  | 10h30 | 0.66 | 2.16 | 2.91 | 2.2057 |  | 10h30 | 0 | 0 | 0.79286 | 0.6 |  | 10h30 | 0 | 0 | 1.0757 | 0.80286 |  | 10h30 | 0.55 | 1.83 | 2.4771 | 1.8929 |  | 10h30 | 0 | 0 | 0.86286 | 0.68571 |  | 10h30 | 0 | 0 | 1.0557 | 0.82 |  | 10h30 | 0.48 | 2.25 | 2.9457 | 2.3114 | 10h30 | 0 | 0 | 0.77857 | 0.57571 |  | 10h30 | 0 | 0 | 1.0257 | 0.75143 |  | 10h30 | 0.59 | 1.79 | 2.4414 | 1.5614 |  | 10h30 | 0 | 0 | 0.72 | 0.52714 |  | 10h30 | 0 | 0 | 0.94286 | 0.68571 |  | 10h30 | 0.56 | 1.63 | 2.2614 | 1.67 |  | 10h30 | 0 | 0 | 0.69 | 0.69429 |  | 10h30 | 0 | 0 | 0.89143 | 0.65571 |  | 10h30 | 0.51 | 1.56 | 2.14 | 1.6014 |  | 10h30 | 0 | 0 | 0.64714 | 0.48714 |  | 10h30 | 0 | 0 | 0.82 | 0.60857 |  | 10h30 | 0.44 | 1.43 | 1.9529 | 1.4843 |  | 10h30 | 0 | 0 | 0.68857 | 0.54286 |  | 10h30 | 0 | 0 | 0.91857 | 0.70857 |  | 10h30 | 0.31 | 1.66 | 2.1957 | 1.7171 | 10h30 | 0 | 0 | 0.74143 | 0.55571 |  | 10h30 | 0 | 0 | 0.84714 | 0.63143 |  | 10h30 | 0.44 | 1.26 | 2.06 | 1.5586 |  | 10h30 | 0 | 0 | 0.68286 | 0.50286 |  | 10h30 | 0 | 0 | 0.79143 | 0.57429 |  | 10h30 | 0.42 | 1.09 | 1.8686 | 1.3857 |  | 10h30 | 0 | 0 | 0.66429 | 0.49714 |  | 10h30 | 0 | 0 | 0.82571 | 0.61143 |  | 10h30 | 0.36 | 1.02 | 1.7529 | 1.3286 |  | 10h30 | 0 | 0 | 0.58857 | 0.44143 |  | 10h30 | 0 | 0 | 0.58857 | 0.44143 |  | 10h30 | 0.28 | 0.86 | 1.4757 | 1.1314
11h30 | 0 | 0 | 0.76571 | 11h30 | 0 | 0 | 0.83714 | 11h30 | 0.53 | 1.86 | 2.7143 | 2.0629 | 11h30 | 0 | 0 | 0.68571 | 0.50714 |  | 11h30 | 0 | 0 | 0.77714 | 0.57 |  | 11h30 | 0.53 | 1.65 | 2.4043 | 1.7971 |  | 11h30 | 0 | 0 | 0.61429 | 0.46714 |  | 11h30 | 0 | 0 | 0.73 | 0.54571 |  | 11h30 | 0.42 | 1.46 | 2.1071 | 1.62 |  | 11h30 | 0 | 0 | 0.55143 | 0.42571 |  | 11h30 | 0 | 0 | 0.66 | 0.5 |  | 11h30 | 0.36 | 1.33 | 1.8229 | 1.4229 |  | 11h30 | 0 | 0 | 0.59143 | 0.50286 |  | 11h30 | 0 | 0 | 0.67714 | 0.54857 |  | 11h30 | 0 | 1.57 | 2.0886 | 1.7629 | 11h30 | 0 | 0 | 0.56143 | 0.42429 |  | 11h30 | 0 | 0 | 0.68857 | 0.51571 |  | 11h30 | 0.39 | 1.31 | 1.8271 | 1.2014 |  | 11h30 | 0 | 0 | 0.50143 | 0.37286 |  | 11h30 | 0 | 0 | 0.61714 | 0.45714 |  | 11h30 | 0.37 | 1.15 | 1.6386 | 1.2286 |  | 11h30 | 0 | 0 | 0.47286 | 0.54571 |  | 11h30 | 0 | 0 | 0.58143 | 0.43571 |  | 11h30 | 0.33 | 1.09 | 1.5257 | 1.1629 |  | 11h30 | 0 | 0 | 0.43857 | 0.33571 |  | 11h30 | 0 | 0 | 0.53429 | 0.40429 |  | 11h30 | 0.28 | 0.99 | 1.3843 | 1.0686 |  | 11h30 | 0 | 0 | 0.46429 | 0.38571 |  | 11h30 | 0 | 0 | 0.58143 | 0.47 |  | 11h30 | 0 | 1.17 | 1.4914 | 1.2686 | 11h30 | 0 | 0 | 0.54286 | 0.41857 |  | 11h30 | 0 | 0 | 0.58714 | 0.44571 |  | 11h30 | 0.28 | 0.91 | 1.4943 | 1.17 |  | 11h30 | 0 | 0 | 0.50429 | 0.37714 |  | 11h30 | 0 | 0 | 0.54429 | 0.40429 |  | 11h30 | 0.28 | 0.78 | 1.3986 | 1.0529 |  | 11h30 | 0 | 0 | 0.46286 | 0.35286 |  | 11h30 | 0 | 0 | 0.53714 | 0.40571 |  | 11h30 | 0.21 | 0.65 | 1.2071 | 0.93 |  | 11h30 | 0 | 0 | 0.4 | 0.30857 |  | 11h30 | 0 | 0 | 0.4 | 0.30857 |  | 11h30 | 0.16 | 0.53 | 1.0186 | 0.8
12h30 | 0 | 0 | 0.63857 | 12h30 | 0 | 0 | 0.61286 | 12h30 | 0.53 | 1.86 | 2.6586 | 2.0314 | 12h30 | 0 | 0 | 0.58429 | 0.44 |  | 12h30 | 0 | 0 | 0.57857 | 0.43143 |  | 12h30 | 0.53 | 1.65 | 2.3614 | 1.7757 |  | 12h30 | 0 | 0 | 0.50143 | 0.38857 |  | 12h30 | 0 | 0 | 0.48429 | 0.37 |  | 12h30 | 0.42 | 1.46 | 2.0371 | 1.5786 |  | 12h30 | 0 | 0 | 0.42857 | 0.34 |  | 12h30 | 0 | 0 | 0.44143 | 0.34286 |  | 12h30 | 0.29 | 1.2 | 1.6286 | 1.2929 |  | 12h30 | 0 | 0 | 0.49286 | 0.41857 |  | 12h30 | 0 | 0 | 0.45286 | 0.39714 |  | 12h30 | 0 | 1.57 | 2.0371 | 1.7257 | 12h30 | 0 | 0 | 0.43571 | 0.33857 |  | 12h30 | 0 | 0 | 0.49 | 0.37714 |  | 12h30 | 0.31 | 1.15 | 1.6057 | 1.0771 |  | 12h30 | 0 | 0 | 0.37857 | 0.29 |  | 12h30 | 0 | 0 | 0.42286 | 0.31857 |  | 12h30 | 0.28 | 1.03 | 1.4329 | 1.1 |  | 12h30 | 0 | 0 | 0.34 | 0.45857 |  | 12h30 | 0 | 0 | 0.39143 | 0.3 |  | 12h30 | 0.23 | 0.88 | 1.2571 | 0.97571 |  | 12h30 | 0 | 0 | 0.31 | 0.24429 |  | 12h30 | 0 | 0 | 0.35429 | 0.27429 |  | 12h30 | 0.21 | 0.78 | 1.1314 | 0.88143 |  | 12h30 | 0 | 0 | 0.34143 | 0.29857 |  | 12h30 | 0 | 0 | 0.37 | 0.32714 |  | 12h30 | 0 | 1.03 | 1.31 | 1.1257 | 12h30 | 0 | 0 | 0.48143 | 0.37714 |  | 12h30 | 0 | 0 | 0.45 | 0.35143 |  | 12h30 | 0.23 | 0.85 | 1.4171 | 1.1186 |  | 12h30 | 0 | 0 | 0.45 | 0.34 |  | 12h30 | 0 | 0 | 0.43286 | 0.32714 |  | 12h30 | 0.23 | 0.74 | 1.33 | 1.01 |  | 12h30 | 0 | 0 | 0.39429 | 0.30429 |  | 12h30 | 0 | 0 | 0.38 | 0.29143 |  | 12h30 | 0.19 | 0.62 | 1.1314 | 0.87857 |  | 12h30 | 0 | 0 | 0.33286 | 0.26143 |  | 12h30 | 0 | 0 | 0.33286 | 0.26143 |  | 12h30 | 0.14 | 0.52 | 0.94143 | 0.74714
13h30 | 0.29 | 0.93 | 1.6214 | 13h30 | 0 | 0 | 0.49571 | 13h30 | 0.32 | 1.3 | 2.2414 | 1.73 | 13h30 | 0.3 | 0.86 | 1.5414 | 1.1457 |  | 13h30 | 0 | 0 | 0.47286 | 0.35429 |  | 13h30 | 0.37 | 1.18 | 2.03 | 1.53 |  | 13h30 | 0.25 | 0.82 | 1.4229 | 0.96714 |  | 13h30 | 0 | 0 | 0.40143 | 0.30286 |  | 13h30 | 0.23 | 0.9 | 1.61 | 1.2514 |  | 13h30 | 0.25 | 0.86 | 1.3271 | 1.0243 |  | 13h30 | 0 | 0 | 0.37143 | 0.29 |  | 13h30 | 0.19 | 0.84 | 1.3271 | 1.0586 |  | 13h30 | 0 | 0.78 | 1.2943 | 1.0814 |  | 13h30 | 0 | 0 | 0.34429 | 0.30429 |  | 13h30 | 0 | 1.01 | 1.6871 | 1.4229 | 13h30 | 0.21 | 0.75 | 1.2971 | 0.90714 |  | 13h30 | 0 | 0 | 0.39857 | 0.31 |  | 13h30 | 0.21 | 0.87 | 1.3757 | 0.95571 |  | 13h30 | 0.21 | 0.68 | 1.1586 | 0.87429 |  | 13h30 | 0 | 0 | 0.35286 | 0.27 |  | 13h30 | 0.19 | 0.72 | 1.1771 | 0.90857 |  | 13h30 | 0.19 | 0.64 | 1.0671 | 0.86857 |  | 13h30 | 0 | 0 | 0.31857 | 0.24571 |  | 13h30 | 0.15 | 0.62 | 1.0214 | 0.8 |  | 13h30 | 0.17 | 0.61 | 0.99714 | 0.76857 |  | 13h30 | 0 | 0 | 0.29429 | 0.22857 |  | 13h30 | 0.13 | 0.54 | 0.91 | 0.71857 |  | 13h30 | 0 | 0.62 | 1.0343 | 0.87 |  | 13h30 | 0 | 0 | 0.31429 | 0.27571 |  | 13h30 | 0 | 0.68 | 1.07 | 0.91857 | 13h30 | 0.12 | 0.43 | 0.88 | 0.69429 |  | 13h30 | 0 | 0 | 0.42 | 0.33 |  | 13h30 | 0.13 | 0.62 | 1.11 | 0.88857 |  | 13h30 | 0.13 | 0.41 | 0.91714 | 0.55429 |  | 13h30 | 0 | 0 | 0.40429 | 0.30714 |  | 13h30 | 0.15 | 0.54 | 1.0814 | 0.83 |  | 13h30 | 0.1 | 0.34 | 0.74714 | 0.57429 |  | 13h30 | 0 | 0 | 0.34857 | 0.26857 |  | 13h30 | 0.1 | 0.36 | 0.82286 | 0.64143 |  | 13h30 | 0.08 | 0.3 | 0.67429 | 0.53143 |  | 13h30 | 0.08 | 0.3 | 0.67429 | 0.53143 |  | 13h30 | 0.06 | 0.29 | 0.66571 | 0.53429
14h30 | 0.44 | 1.44 | 2.4643 | 14h30 | 0 | 0 | 0.42857 | 14h30 | 0.32 | 1.3 | 2.2514 | 1.7357 | 14h30 | 0.49 | 1.38 | 2.32 | 1.71 |  | 14h30 | 0 | 0 | 0.42429 | 0.31857 |  | 14h30 | 0.37 | 1.18 | 2.0529 | 1.5486 |  | 14h30 | 0.37 | 1.17 | 2.0386 | 1.3643 |  | 14h30 | 0 | 0 | 0.30571 | 0.23143 |  | 14h30 | 0.23 | 0.9 | 1.6229 | 1.2614 |  | 14h30 | 0.37 | 1.25 | 1.84 | 1.4086 |  | 14h30 | 0 | 0 | 0.27571 | 0.21571 |  | 14h30 | 0.19 | 0.84 | 1.3171 | 1.0514 |  | 14h30 | 0 | 1.11 | 1.9057 | 1.5486 |  | 14h30 | 0 | 0 | 0.28857 | 0.25143 |  | 14h30 | 0 | 1.01 | 1.7086 | 1.4343 | 14h30 | 0.37 | 1.3 | 1.8886 | 1.3129 |  | 14h30 | 0 | 0 | 0.32 | 0.25286 |  | 14h30 | 0.21 | 0.87 | 1.3629 | 0.94714 |  | 14h30 | 0.35 | 1.11 | 1.6529 | 1.24 |  | 14h30 | 0 | 0 | 0.26571 | 0.20429 |  | 14h30 | 0.19 | 0.72 | 1.1643 | 0.90143 |  | 14h30 | 0.3 | 1.01 | 1.4857 | 1.0514 |  | 14h30 | 0 | 0 | 0.23143 | 0.18 |  | 14h30 | 0.15 | 0.62 | 1 | 0.78571 |  | 14h30 | 0.25 | 0.92 | 1.3443 | 1.0357 |  | 14h30 | 0 | 0 | 0.20714 | 0.16286 |  | 14h30 | 0.13 | 0.54 | 0.89286 | 0.70571 |  | 14h30 | 0 | 0.99 | 1.4771 | 1.2257 |  | 14h30 | 0 | 0 | 0.22714 | 0.20286 |  | 14h30 | 0 | 0.68 | 1.0629 | 0.91143 | 14h30 | 0.12 | 0.46 | 1.1157 | 0.86857 |  | 14h30 | 0 | 0 | 0.31143 | 0.25143 |  | 14h30 | 0.13 | 0.62 | 1.07 | 0.85857 |  | 14h30 | 0.13 | 0.45 | 1.1643 | 0.68429 |  | 14h30 | 0 | 0 | 0.31571 | 0.24429 |  | 14h30 | 0.15 | 0.54 | 1.0586 | 0.81286 |  | 14h30 | 0.1 | 0.34 | 0.92143 | 0.7 |  | 14h30 | 0 | 0 | 0.22571 | 0.17714 |  | 14h30 | 0.1 | 0.36 | 0.79571 | 0.62 |  | 14h30 | 0.08 | 0.3 | 0.80429 | 0.62714 |  | 14h30 | 0.08 | 0.3 | 0.80429 | 0.62714 |  | 14h30 | 0.06 | 0.29 | 0.63286 | 0.50714
15h30 | 0.51 | 1.74 | 2.7271 | 15h30 | 0 | 0 | 0.41429 | 15h30 | 0.35 | 1.36 | 2.1071 | 1.6171 | 15h30 | 0.59 | 1.8 | 2.6029 | 1.9343 |  | 15h30 | 0 | 0 | 0.41857 | 0.31429 |  | 15h30 | 0.4 | 1.36 | 1.9957 | 1.5157 |  | 15h30 | 0.42 | 1.26 | 2.0257 | 1.34 |  | 15h30 | 0 | 0 | 0.30571 | 0.23143 |  | 15h30 | 0.25 | 0.88 | 1.4429 | 1.1114 |  | 15h30 | 0.37 | 1.25 | 1.7143 | 1.3129 |  | 15h30 | 0 | 0 | 0.27571 | 0.21571 |  | 15h30 | 0.2 | 0.78 | 1.1429 | 0.90286 |  | 15h30 | 0.04 | 1.26 | 2.0071 | 1.62 |  | 15h30 | 0 | 0 | 0.28 | 0.24286 |  | 15h30 | 0.01 | 1.05 | 1.5814 | 1.3129 | 15h30 | 0.43 | 1.59 | 1.9457 | 1.3543 |  | 15h30 | 0 | 0 | 0.32 | 0.25286 |  | 15h30 | 0.21 | 0.94 | 1.2614 | 0.86571 |  | 15h30 | 0.39 | 1.29 | 1.6514 | 1.2471 |  | 15h30 | 0 | 0 | 0.26571 | 0.20429 |  | 15h30 | 0.19 | 0.76 | 1.0543 | 0.82 |  | 15h30 | 0.32 | 1.14 | 1.4657 | 1.0443 |  | 15h30 | 0 | 0 | 0.23143 | 0.18 |  | 15h30 | 0.16 | 0.65 | 0.89286 | 0.70429 |  | 15h30 | 0.26 | 1.01 | 1.2971 | 1.0114 |  | 15h30 | 0 | 0 | 0.20714 | 0.16286 |  | 15h30 | 0.13 | 0.58 | 0.79143 | 0.63 |  | 15h30 | 0 | 1.16 | 1.4614 | 1.2286 |  | 15h30 | 0 | 0 | 0.22714 | 0.20286 |  | 15h30 | 0 | 0.69 | 0.95429 | 0.81714 | 15h30 | 0.03 | 0.3 | 1.0329 | 0.80571 |  | 15h30 | 0 | 0 | 0.27429 | 0.22429 |  | 15h30 | 0 | 0.21 | 0.83143 | 0.66571 |  | 15h30 | 0.06 | 0.32 | 1.0686 | 0.6 |  | 15h30 | 0 | 0 | 0.28286 | 0.22143 |  | 15h30 | 0.02 | 0.22 | 0.85143 | 0.66429 |  | 15h30 | 0 | 0.09 | 0.73571 | 0.55857 |  | 15h30 | 0 | 0 | 0.19 | 0.15 |  | 15h30 | 0 | 0 | 0.53143 | 0.41429 |  | 15h30 | 0 | 0.04 | 0.60143 | 0.46286 |  | 15h30 | 0 | 0.04 | 0.60143 | 0.46286 |  | 15h30 | 0 | 0 | 0.40143 | 0.32286
16h30 | 0.52 | 1.66 | 2.4214 | 16h30 | 0 | 0 | 0.37857 | 16h30 | 0.42 | 1.44 | 2.17 | 1.6529 | 16h30 | 0.57 | 1.85 | 2.3957 | 1.8014 |  | 16h30 | 0 | 0 | 0.41143 | 0.31143 |  | 16h30 | 0.45 | 1.57 | 2.1043 | 1.6014 |  | 16h30 | 0.41 | 1.21 | 1.7857 | 1.1714 |  | 16h30 | 0 | 0 | 0.24143 | 0.18143 |  | 16h30 | 0.28 | 0.93 | 1.4871 | 1.14 |  | 16h30 | 0.33 | 1.04 | 1.4457 | 1.1043 |  | 16h30 | 0 | 0 | 0.19714 | 0.15286 |  | 16h30 | 0.22 | 0.78 | 1.1686 | 0.91714 |  | 16h30 | 0.15 | 1.29 | 1.8543 | 1.4929 |  | 16h30 | 0 | 0 | 0.25286 | 0.21714 |  | 16h30 | 0.11 | 1.11 | 1.6529 | 1.3529 | 16h30 | 0.38 | 1.45 | 1.7186 | 1.2014 |  | 16h30 | 0 | 0 | 0.26714 | 0.21429 |  | 16h30 | 0.23 | 1 | 1.2986 | 0.88429 |  | 16h30 | 0.35 | 1.21 | 1.4757 | 1.1257 |  | 16h30 | 0 | 0 | 0.21429 | 0.16714 |  | 16h30 | 0.21 | 0.82 | 1.0929 | 0.84857 |  | 16h30 | 0.29 | 1.06 | 1.2929 | 0.91286 |  | 16h30 | 0 | 0 | 0.16857 | 0.13429 |  | 16h30 | 0.17 | 0.7 | 0.92143 | 0.72714 |  | 16h30 | 0.24 | 0.95 | 1.15 | 0.90143 |  | 16h30 | 0 | 0 | 0.15 | 0.12143 |  | 16h30 | 0.14 | 0.64 | 0.81857 | 0.65286 |  | 16h30 | 0 | 1.09 | 1.3114 | 1.1043 |  | 16h30 | 0 | 0 | 0.17571 | 0.16143 |  | 16h30 | 0 | 0.73 | 0.98714 | 0.84 | 16h30 | 0.04 | 0.28 | 0.90143 | 0.70286 |  | 16h30 | 0 | 0 | 0.22714 | 0.17857 |  | 16h30 | 0 | 0.21 | 0.82 | 0.65429 |  | 16h30 | 0.08 | 0.33 | 0.97571 | 0.52143 |  | 16h30 | 0 | 0 | 0.24857 | 0.19429 |  | 16h30 | 0.02 | 0.22 | 0.86 | 0.67 |  | 16h30 | 0 | 0.09 | 0.61286 | 0.46714 |  | 16h30 | 0 | 0 | 0.13714 | 0.10714 |  | 16h30 | 0 | 0 | 0.52 | 0.40714 |  | 16h30 | 0 | 0.04 | 0.48143 | 0.37286 |  | 16h30 | 0 | 0.04 | 0.48143 | 0.37286 |  | 16h30 | 0 | 0 | 0.37714 | 0.30429
17h30 | 0.57 | 1.65 | 2.4157 | 17h30 | 0 | 0 | 0.39286 | 17h30 | 0.5 | 1.51 | 2.29 | 1.7186 | 17h30 | 0.6 | 1.94 | 2.4771 | 1.8729 |  | 17h30 | 0 | 0 | 0.44857 | 0.34 |  | 17h30 | 0.51 | 1.75 | 2.3029 | 1.75 |  | 17h30 | 0.44 | 1.18 | 1.7614 | 1.1457 |  | 17h30 | 0 | 0 | 0.24286 | 0.18143 |  | 17h30 | 0.34 | 0.98 | 1.5871 | 1.2 |  | 17h30 | 0.32 | 0.89 | 1.3471 | 1.02 |  | 17h30 | 0 | 0 | 0.19714 | 0.15286 |  | 17h30 | 0.23 | 0.73 | 1.1829 | 0.91286 |  | 17h30 | 0.31 | 1.33 | 1.9371 | 1.5114 |  | 17h30 | 0 | 0 | 0.27571 | 0.22143 |  | 17h30 | 0.26 | 1.19 | 1.8186 | 1.43 | 17h30 | 0.36 | 1.34 | 1.6414 | 1.1429 |  | 17h30 | 0 | 0 | 0.26714 | 0.21429 |  | 17h30 | 0.25 | 1.03 | 1.3529 | 0.91571 |  | 17h30 | 0.33 | 1.16 | 1.4414 | 1.1071 |  | 17h30 | 0 | 0 | 0.21429 | 0.16714 |  | 17h30 | 0.23 | 0.87 | 1.1686 | 0.90429 |  | 17h30 | 0.27 | 1 | 1.2414 | 0.88429 |  | 17h30 | 0 | 0 | 0.16857 | 0.13429 |  | 17h30 | 0.18 | 0.72 | 0.97286 | 0.76429 |  | 17h30 | 0.23 | 0.9 | 1.1129 | 0.87143 |  | 17h30 | 0 | 0 | 0.15 | 0.12143 |  | 17h30 | 0.15 | 0.66 | 0.86857 | 0.69143 |  | 17h30 | 0.02 | 1.03 | 1.2914 | 1.0743 |  | 17h30 | 0 | 0 | 0.17857 | 0.16143 |  | 17h30 | 0 | 0.76 | 1.0571 | 0.88286 | 17h30 | 0.12 | 0.46 | 0.93714 | 0.70714 |  | 17h30 | 0 | 0 | 0.24 | 0.18571 |  | 17h30 | 0.1 | 0.41 | 0.88429 | 0.67429 |  | 17h30 | 0.15 | 0.51 | 1.0671 | 0.55571 |  | 17h30 | 0 | 0 | 0.26571 | 0.20714 |  | 17h30 | 0.12 | 0.44 | 0.98857 | 0.75 |  | 17h30 | 0.05 | 0.15 | 0.61 | 0.44714 |  | 17h30 | 0 | 0 | 0.14571 | 0.11143 |  | 17h30 | 0.02 | 0.08 | 0.52857 | 0.39571 |  | 17h30 | 0.01 | 0.04 | 0.42714 | 0.31857 |  | 17h30 | 0.01 | 0.04 | 0.42714 | 0.31857 |  | 17h30 | 0 | 0 | 0.34714 | 0.26571
18h30 | 0.67 | 1.83 | 2.5743 | 18h30 | 0.48 | 1.29 | 1.92 | 18h30 | 0.64 | 1.75 | 2.5071 | 1.8414 | 18h30 | 0.69 | 2.22 | 2.7114 | 2.0386 |  | 18h30 | 0.49 | 1.54 | 2.1171 | 1.57 |  | 18h30 | 0.64 | 2.09 | 2.5857 | 1.9471 |  | 18h30 | 0.51 | 1.32 | 1.8829 | 1.1957 |  | 18h30 | 0.45 | 1.14 | 1.67 | 1.2043 |  | 18h30 | 0.44 | 1.21 | 1.7714 | 1.3143 |  | 18h30 | 0.35 | 0.92 | 1.38 | 1.0271 |  | 18h30 | 0.4 | 0.98 | 1.4529 | 1.0586 |  | 18h30 | 0.29 | 0.8 | 1.2557 | 0.94429 |  | 18h30 | 0.53 | 1.55 | 2.1671 | 1.6214 |  | 18h30 | 0.33 | 1.14 | 1.64 | 1.2343 |  | 18h30 | 0.46 | 1.47 | 2.08 | 1.5671 | 18h30 | 0.39 | 1.41 | 1.6786 | 1.1486 |  | 18h30 | 0.4 | 1.28 | 1.63 | 1.2257 |  | 18h30 | 0.31 | 1.19 | 1.47 | 0.96429 |  | 18h30 | 0.37 | 1.27 | 1.51 | 1.1471 |  | 18h30 | 0.38 | 1.2 | 1.5057 | 1.1257 |  | 18h30 | 0.29 | 1.06 | 1.3029 | 0.99857 |  | 18h30 | 0.3 | 1.07 | 1.2829 | 0.92 |  | 18h30 | 0.33 | 1.07 | 1.3386 | 1.0071 |  | 18h30 | 0.22 | 0.86 | 1.0786 | 0.83571 |  | 18h30 | 0.26 | 0.98 | 1.16 | 0.89714 |  | 18h30 | 0.3 | 1.01 | 1.2486 | 0.94714 |  | 18h30 | 0.2 | 0.78 | 0.97143 | 0.76 |  | 18h30 | 0.13 | 1.14 | 1.3729 | 1.1143 |  | 18h30 | 0.16 | 1.07 | 1.3629 | 1.0814 |  | 18h30 | 0.07 | 0.95 | 1.1829 | 0.97 | 18h30 | 0.18 | 0.5 | 1.0714 | 0.78714 |  | 18h30 | 0.16 | 0.4 | 0.85714 | 0.62143 |  | 18h30 | 0.16 | 0.47 | 1.0543 | 0.78286 |  | 18h30 | 0.21 | 0.6 | 1.23 | 0.61714 |  | 18h30 | 0.19 | 0.51 | 1.0214 | 0.75857 |  | 18h30 | 0.18 | 0.54 | 1.1714 | 0.87714 |  | 18h30 | 0.1 | 0.17 | 0.72286 | 0.51857 |  | 18h30 | 0.09 | 0.14 | 0.62857 | 0.44143 |  | 18h30 | 0.06 | 0.11 | 0.66286 | 0.48429 |  | 18h30 | 0.02 | 0.04 | 0.48571 | 0.36 |  | 18h30 | 0.02 | 0.04 | 0.48571 | 0.36 |  | 18h30 | 0 | 0 | 0.41571 | 0.31143
19h30 | 0.81 | 2.12 | 2.8771 | 19h30 | 0.98 | 2.44 | 3.4071 | 19h30 | 0.79 | 2.08 | 2.83 | 2.0514 | 19h30 | 0.81 | 2.53 | 3.03 | 2.2629 |  | 19h30 | 1.02 | 2.95 | 3.6671 | 2.6829 |  | 19h30 | 0.77 | 2.44 | 2.9329 | 2.1929 |  | 19h30 | 0.61 | 1.59 | 2.1414 | 1.3329 |  | 19h30 | 0.85 | 2.06 | 2.8886 | 2.06 |  | 19h30 | 0.57 | 1.53 | 2.0629 | 1.5129 |  | 19h30 | 0.41 | 1.04 | 1.5043 | 1.1043 |  | 19h30 | 0.67 | 1.58 | 2.3029 | 1.6486 |  | 19h30 | 0.36 | 0.94 | 1.4071 | 1.0386 |  | 19h30 | 0.5 | 1.6 | 2.0357 | 1.56 |  | 19h30 | 0.55 | 1.86 | 2.4843 | 1.8757 |  | 19h30 | 0.46 | 1.55 | 1.97 | 1.5214 | 19h30 | 0.45 | 1.54 | 1.8043 | 1.2129 |  | 19h30 | 0.71 | 2.19 | 2.6414 | 1.9586 |  | 19h30 | 0.39 | 1.39 | 1.6429 | 1.0514 |  | 19h30 | 0.43 | 1.44 | 1.6614 | 1.2514 |  | 19h30 | 0.67 | 2.03 | 2.4357 | 1.8 |  | 19h30 | 0.36 | 1.28 | 1.5 | 1.1371 |  | 19h30 | 0.35 | 1.2 | 1.3971 | 1.0029 |  | 19h30 | 0.57 | 1.77 | 2.1429 | 1.5929 |  | 19h30 | 0.28 | 1.04 | 1.2386 | 0.94714 |  | 19h30 | 0.31 | 1.1 | 1.27 | 0.97143 |  | 19h30 | 0.51 | 1.64 | 1.97 | 1.4743 |  | 19h30 | 0.25 | 0.95 | 1.1229 | 0.86429 |  | 19h30 | 0.25 | 1.31 | 1.5429 | 1.2157 |  | 19h30 | 0.3 | 1.78 | 2.2229 | 1.7243 |  | 19h30 | 0.2 | 1.16 | 1.39 | 1.1057 | 19h30 | 0.24 | 0.49 | 1.2443 | 0.88286 |  | 19h30 | 0.29 | 0.57 | 1.3986 | 0.98143 |  | 19h30 | 0.23 | 0.46 | 1.2271 | 0.87429 |  | 19h30 | 0.27 | 0.61 | 1.4071 | 0.67286 |  | 19h30 | 0.33 | 0.73 | 1.6171 | 1.1629 |  | 19h30 | 0.25 | 0.56 | 1.3543 | 0.98714 |  | 19h30 | 0.15 | 0.17 | 0.87 | 0.60714 |  | 19h30 | 0.18 | 0.22 | 1.0571 | 0.72286 |  | 19h30 | 0.13 | 0.12 | 0.82571 | 0.58 |  | 19h30 | 0.06 | 0 | 0.54143 | 0.38 |  | 19h30 | 0.06 | 0 | 0.54143 | 0.38 |  | 19h30 | 0.02 | 0 | 0.49429 | 0.35429
20h30 | 0.9 | 2.37 | 3.28 | 20h30 | 1.17 | 2.86 | 4.0714 | 20h30 | 0.9 | 2.35 | 3.2557 | 2.3657 | 20h30 | 0.89 | 2.73 | 3.3929 | 2.5371 |  | 20h30 | 1.21 | 3.44 | 4.2757 | 3.1457 |  | 20h30 | 0.86 | 2.66 | 3.3129 | 2.48 |  | 20h30 | 0.69 | 1.85 | 2.5086 | 1.5757 |  | 20h30 | 0.94 | 2.32 | 3.2929 | 2.3729 |  | 20h30 | 0.66 | 1.8 | 2.4443 | 1.8029 |  | 20h30 | 0.45 | 1.15 | 1.7043 | 1.2529 |  | 20h30 | 0.68 | 1.61 | 2.4114 | 1.7371 |  | 20h30 | 0.42 | 1.08 | 1.6343 | 1.2086 |  | 20h30 | 0.38 | 1.58 | 1.9471 | 1.5857 |  | 20h30 | 0.55 | 1.94 | 2.6029 | 2.0271 |  | 20h30 | 0.36 | 1.55 | 1.8986 | 1.5571 | 20h30 | 0.49 | 1.6 | 1.9857 | 1.3229 |  | 20h30 | 0.75 | 2.34 | 2.8814 | 2.1457 |  | 20h30 | 0.45 | 1.48 | 1.8671 | 1.2029 |  | 20h30 | 0.47 | 1.54 | 1.8657 | 1.4086 |  | 20h30 | 0.71 | 2.17 | 2.6657 | 1.98 |  | 20h30 | 0.42 | 1.42 | 1.7443 | 1.3214 |  | 20h30 | 0.39 | 1.28 | 1.5643 | 1.2329 |  | 20h30 | 0.6 | 1.86 | 2.3071 | 1.7229 |  | 20h30 | 0.34 | 1.16 | 1.4429 | 1.1014 |  | 20h30 | 0.35 | 1.17 | 1.4286 | 1.0886 |  | 20h30 | 0.53 | 1.7 | 2.1 | 1.58 |  | 20h30 | 0.29 | 1.05 | 1.3043 | 1.0029 |  | 20h30 | 0.32 | 1.42 | 1.7629 | 1.37 |  | 20h30 | 0.37 | 1.9 | 2.4614 | 1.8986 |  | 20h30 | 0.28 | 1.3 | 1.65 | 1.2871 | 20h30 | 0.32 | 0.64 | 1.5443 | 1.0943 |  | 20h30 | 0.36 | 0.72 | 1.78 | 1.2543 |  | 20h30 | 0.31 | 0.62 | 1.5243 | 1.0814 |  | 20h30 | 0.35 | 0.77 | 1.6786 | 0.80571 |  | 20h30 | 0.4 | 0.87 | 1.9829 | 1.4229 |  | 20h30 | 0.33 | 0.73 | 1.6357 | 1.1871 |  | 20h30 | 0.22 | 0.33 | 1.1057 | 0.77143 |  | 20h30 | 0.24 | 0.38 | 1.3357 | 0.92571 |  | 20h30 | 0.2 | 0.3 | 1.0671 | 0.74714 |  | 20h30 | 0.11 | 0.06 | 0.67143 | 0.46286 |  | 20h30 | 0.11 | 0.06 | 0.67143 | 0.46286 |  | 20h30 | 0.08 | 0.03 | 0.62714 | 0.43571
21h30 | 0.97 | 2.56 | 3.6357 | 21h30 | 1.06 | 2.73 | 3.8843 | 21h30 | 0.96 | 2.54 | 3.6186 | 2.6429 | 21h30 | 0.93 | 2.83 | 3.66 | 2.7414 |  | 21h30 | 1.06 | 3.08 | 3.9886 | 2.9643 |  | 21h30 | 0.91 | 2.76 | 3.5886 | 2.6871 |  | 21h30 | 0.74 | 2.03 | 2.8271 | 1.8043 |  | 21h30 | 0.85 | 2.23 | 3.1457 | 2.3043 |  | 21h30 | 0.72 | 2 | 2.7829 | 2.0671 |  | 21h30 | 0.48 | 1.27 | 1.8957 | 1.4029 |  | 21h30 | 0.6 | 1.5 | 2.2314 | 1.6271 |  | 21h30 | 0.45 | 1.22 | 1.8371 | 1.37 |  | 21h30 | 0.4 | 1.77 | 2.2529 | 1.8471 |  | 21h30 | 0.47 | 1.9 | 2.4929 | 2.0029 |  | 21h30 | 0.39 | 1.74 | 2.2157 | 1.8257 | 21h30 | 0.51 | 1.61 | 2.1129 | 1.4014 |  | 21h30 | 0.67 | 2.03 | 2.6271 | 1.9629 |  | 21h30 | 0.48 | 1.53 | 2.0314 | 1.3157 |  | 21h30 | 0.49 | 1.58 | 2.0186 | 1.5271 |  | 21h30 | 0.63 | 1.96 | 2.4886 | 1.8643 |  | 21h30 | 0.46 | 1.49 | 1.9286 | 1.46 |  | 21h30 | 0.41 | 1.3 | 1.6929 | 1.4071 |  | 21h30 | 0.54 | 1.67 | 2.1529 | 1.6171 |  | 21h30 | 0.37 | 1.21 | 1.6 | 1.2186 |  | 21h30 | 0.37 | 1.2 | 1.55 | 1.1814 |  | 21h30 | 0.49 | 1.54 | 1.9814 | 1.4957 |  | 21h30 | 0.33 | 1.11 | 1.45 | 1.1129 |  | 21h30 | 0.38 | 1.47 | 1.9314 | 1.4886 |  | 21h30 | 0.44 | 1.76 | 2.3414 | 1.7943 |  | 21h30 | 0.34 | 1.38 | 1.84 | 1.4243 | 21h30 | 0.42 | 1.01 | 1.9829 | 1.4386 |  | 21h30 | 0.44 | 1.05 | 2.0786 | 1.5029 |  | 21h30 | 0.42 | 1 | 1.9714 | 1.43 |  | 21h30 | 0.43 | 1.14 | 2.0729 | 1.0529 |  | 21h30 | 0.46 | 1.2 | 2.2143 | 1.6271 |  | 21h30 | 0.42 | 1.1 | 2.0329 | 1.5014 |  | 21h30 | 0.3 | 0.68 | 1.4843 | 1.0714 |  | 21h30 | 0.31 | 0.7 | 1.5986 | 1.1486 |  | 21h30 | 0.28 | 0.66 | 1.4529 | 1.0529 |  | 21h30 | 0.17 | 0.3 | 0.9 | 0.64143 |  | 21h30 | 0.17 | 0.3 | 0.9 | 0.64143 |  | 21h30 | 0.15 | 0.25 | 0.85857 | 0.61429
22h30 | 1.02 | 2.76 | 3.9143 | 22h30 | 1.05 | 2.83 | 3.9986 | 22h30 | 1.01 | 2.74 | 3.9014 | 2.8643 | 22h30 | 0.96 | 2.89 | 3.8157 | 2.8529 |  | 22h30 | 1.02 | 3.02 | 3.9786 | 2.9686 |  | 22h30 | 0.94 | 2.84 | 3.7586 | 2.8114 |  | 22h30 | 0.77 | 2.2 | 3.0786 | 1.9843 |  | 22h30 | 0.82 | 2.3 | 3.22 | 2.3914 |  | 22h30 | 0.76 | 2.17 | 3.0414 | 2.2771 |  | 22h30 | 0.5 | 1.39 | 2.0657 | 1.5443 |  | 22h30 | 0.57 | 1.51 | 2.24 | 1.6571 |  | 22h30 | 0.48 | 1.35 | 2.02 | 1.5129 |  | 22h30 | 0.43 | 1.94 | 2.4857 | 2.0443 |  | 22h30 | 0.45 | 2.01 | 2.59 | 2.1129 |  | 22h30 | 0.41 | 1.91 | 2.4543 | 2.0257 | 22h30 | 0.53 | 1.63 | 2.1957 | 1.4457 |  | 22h30 | 0.62 | 1.9 | 2.5129 | 1.8829 |  | 22h30 | 0.51 | 1.57 | 2.1386 | 1.3843 |  | 22h30 | 0.51 | 1.61 | 2.1143 | 1.5957 |  | 22h30 | 0.6 | 1.85 | 2.4086 | 1.81 |  | 22h30 | 0.48 | 1.55 | 2.0471 | 1.5471 |  | 22h30 | 0.43 | 1.33 | 1.7786 | 1.3114 |  | 22h30 | 0.51 | 1.58 | 2.0829 | 1.5686 |  | 22h30 | 0.39 | 1.26 | 1.7071 | 1.2957 |  | 22h30 | 0.38 | 1.22 | 1.63 | 1.24 |  | 22h30 | 0.47 | 1.46 | 1.9214 | 1.4529 |  | 22h30 | 0.35 | 1.15 | 1.5543 | 1.1871 |  | 22h30 | 0.44 | 1.51 | 2.0457 | 1.5629 |  | 22h30 | 0.48 | 1.7 | 2.3057 | 1.7557 |  | 22h30 | 0.4 | 1.45 | 1.9757 | 1.5157 | 22h30 | 0.54 | 1.45 | 2.41 | 1.7714 |  | 22h30 | 0.55 | 1.47 | 2.4457 | 1.7957 |  | 22h30 | 0.54 | 1.44 | 2.4014 | 1.7657 |  | 22h30 | 0.54 | 1.54 | 2.4243 | 1.29 |  | 22h30 | 0.55 | 1.58 | 2.5043 | 1.8643 |  | 22h30 | 0.53 | 1.51 | 2.3914 | 1.7829 |  | 22h30 | 0.4 | 1.07 | 1.8757 | 1.3886 |  | 22h30 | 0.41 | 1.08 | 1.9343 | 1.4257 |  | 22h30 | 0.39 | 1.06 | 1.8514 | 1.3743 |  | 22h30 | 0.24 | 0.62 | 1.1729 | 0.86429 |  | 22h30 | 0.24 | 0.62 | 1.1729 | 0.86429 |  | 22h30 | 0.22 | 0.58 | 1.1429 | 0.84571
23h30 | 1.06 | 2.92 | 4.1586 | 23h30 | 1.07 | 2.96 | 1.1029 | 23h30 | 1.06 | 2.91 | 4.1486 | 3.0571 | 23h30 | 0.98 | 2.94 | 3.9486 | 2.95 |  | 23h30 | 1.02 | 3.03 | 4.0614 | 3.0314 |  | 23h30 | 0.97 | 2.89 | 3.8957 | 2.91 |  | 23h30 | 0.8 | 2.36 | 3.2971 | 2.1429 |  | 23h30 | 0.83 | 2.41 | 3.3771 | 2.5314 |  | 23h30 | 0.78 | 2.33 | 3.2643 | 2.4629 |  | 23h30 | 0.52 | 1.51 | 2.2386 | 1.69 |  | 23h30 | 0.56 | 1.58 | 2.35 | 1.7643 |  | 23h30 | 0.5 | 1.47 | 2.1986 | 1.6643 |  | 23h30 | 0.44 | 2.09 | 2.6914 | 2.22 |  | 23h30 | 0.46 | 2.13 | 2.7586 | 2.2629 |  | 23h30 | 0.43 | 2.07 | 2.6643 | 2.2029 | 23h30 | 0.54 | 1.65 | 2.2829 | 1.4971 |  | 23h30 | 0.61 | 1.83 | 2.49 | 1.8657 |  | 23h30 | 0.52 | 1.61 | 2.2343 | 1.45 |  | 23h30 | 0.52 | 1.64 | 2.1986 | 1.66 |  | 23h30 | 0.58 | 1.81 | 2.3957 | 1.8043 |  | 23h30 | 0.5 | 1.59 | 2.1429 | 1.62 |  | 23h30 | 0.44 | 1.36 | 1.8571 | 1.23 |  | 23h30 | 0.5 | 1.53 | 2.07 | 1.5586 |  | 23h30 | 0.41 | 1.31 | 1.8029 | 1.3686 |  | 23h30 | 0.39 | 1.25 | 1.7014 | 1.2943 |  | 23h30 | 0.45 | 1.42 | 1.9129 | 1.4486 |  | 23h30 | 0.37 | 1.19 | 1.6471 | 1.2543 |  | 23h30 | 0.48 | 1.55 | 2.15 | 1.6314 |  | 23h30 | 0.5 | 1.68 | 2.3229 | 1.7614 |  | 23h30 | 0.45 | 1.5 | 2.0986 | 1.5957 | 23h30 | 0.66 | 1.84 | 2.7443 | 2.0286 |  | 23h30 | 0.66 | 1.85 | 2.76 | 2.04 |  | 23h30 | 0.66 | 1.84 | 2.74 | 2.0257 |  | 23h30 | 0.64 | 1.85 | 2.6714 | 1.4543 |  | 23h30 | 0.64 | 1.88 | 2.7229 | 2.0343 |  | 23h30 | 0.63 | 1.83 | 2.6414 | 1.9729 |  | 23h30 | 0.51 | 1.45 | 2.1986 | 1.6457 |  | 23h30 | 0.51 | 1.46 | 2.2329 | 1.6686 |  | 23h30 | 0.5 | 1.44 | 2.1829 | 1.6386 |  | 23h30 | 0.3 | 0.87 | 1.4157 | 1.0643 |  | 23h30 | 0.3 | 0.87 | 1.4157 | 1.0643 |  | 23h30 | 0.29 | 0.84 | 1.3871 | 1.0457
00h30 | 0.64 | 1.86 |  | 00h30 | 0.53 | 1.59 |  | 00h30 | 0.68 | 2.13 |  |  | 00h30 | 0.61 | 1.83 |  |  |  | 00h30 | 0.46 | 1.56 |  |  |  | 00h30 | 0.67 | 2.05 |  |  |  | 00h30 | 0.49 | 1.49 |  |  |  | 00h30 | 0.31 | 1.07 |  |  |  | 00h30 | 0.52 | 1.6 |  |  |  | 00h30 | 0.33 | 1.05 |  |  |  | 00h30 | 0.19 | 0.55 |  |  |  | 00h30 | 0.35 | 1.13 |  |  |  | 00h30 | 0.22 | 1.35 |  |  |  | 00h30 | 0.14 | 0.97 |  |  |  | 00h30 | 0.22 | 1.56 |  |  | 00h30 | 0.34 | 1.1 |  |  |  | 00h30 | 0.2 | 0.54 |  |  |  | 00h30 | 0.36 | 1.24 |  |  |  | 00h30 | 0.32 | 1.05 |  |  |  | 00h30 | 0.2 | 0.57 |  |  |  | 00h30 | 0.34 | 1.15 |  |  |  | 00h30 | 0.27 | 0.89 |  |  |  | 00h30 | 0.17 | 0.47 |  |  |  | 00h30 | 0.28 | 0.95 |  |  |  | 00h30 | 0.24 | 0.82 |  |  |  | 00h30 | 0.15 | 0.43 |  |  |  | 00h30 | 0.25 | 0.86 |  |  |  | 00h30 | 0.23 | 1 |  |  |  | 00h30 | 0.23 | 0.55 |  |  |  | 00h30 | 0.23 | 1.08 |  |  | 00h30 | 0.39 | 1.19 |  |  |  | 00h30 | 0.32 | 0.88 |  |  |  | 00h30 | 0.39 | 1.18 |  |  |  | 00h30 | 0.38 | 1.15 |  |  |  | 00h30 | 0.3 | 0.84 |  |  |  | 00h30 | 0.37 | 1.15 |  |  |  | 00h30 | 0.29 | 0.87 |  |  |  | 00h30 | 0.26 | 0.77 |  |  |  | 00h30 | 0.27 | 0.82 |  |  |  | 00h30 | 0.17 | 0.5 |  |  |  | 00h30 | 0.17 | 0.5 |  |  |  | 00h30 | 0.15 | 0.48
01h30 | 0.29 | 1.07 |  | 01h30 | 0.22 | 0.91 |  | 01h30 | 0.32 | 1.21 |  |  | 01h30 | 0.24 | 0.97 |  |  |  | 01h30 | 0.16 | 0.83 |  |  |  | 01h30 | 0.27 | 1.07 |  |  |  | 01h30 | 0.13 | 0.7 |  |  |  | 01h30 | 0.01 | 0.43 |  |  |  | 01h30 | 0.16 | 0.76 |  |  |  | 01h30 | 0 | 0.29 |  |  |  | 01h30 | 0 | 0 |  |  |  | 01h30 | 0.01 | 0.32 |  |  |  | 01h30 | 0.13 | 0.76 |  |  |  | 01h30 | 0.08 | 0.55 |  |  |  | 01h30 | 0.13 | 0.85 |  |  | 01h30 | 0.03 | 0.25 |  |  |  | 01h30 | 0 | 0 |  |  |  | 01h30 | 0.01 | 0.24 |  |  |  | 01h30 | 0.01 | 0.23 |  |  |  | 01h30 | 0 | 0 |  |  |  | 01h30 | 0 | 0.21 |  |  |  | 01h30 | 0 | 0.1 |  |  |  | 01h30 | 0 | 0 |  |  |  | 01h30 | 0 | 0.1 |  |  |  | 01h30 | 0 | 0.07 |  |  |  | 01h30 | 0 | 0 |  |  |  | 01h30 | 0 | 0.06 |  |  |  | 01h30 | 0 | 0.2 |  |  |  | 01h30 | 0 | 0 |  |  |  | 01h30 | 0 | 0.2 |  |  | 01h30 | 0.1 | 0.54 |  |  |  | 01h30 | 0.06 | 0.37 |  |  |  | 01h30 | 0.1 | 0.53 |  |  |  | 01h30 | 0.08 | 0.44 |  |  |  | 01h30 | 0.02 | 0.27 |  |  |  | 01h30 | 0.07 | 0.43 |  |  |  | 01h30 | 0 | 0.23 |  |  |  | 01h30 | 0 | 0.18 |  |  |  | 01h30 | 0 | 0.2 |  |  |  | 01h30 | 0 | 0 |  |  |  | 01h30 | 0 | 0 |  |  |  | 01h30 | 0 | 0
02h30 | 0.31 | 1.17 |  | 02h30 | 0.34 | 1.22 |  | 02h30 | 0.32 | 1.21 |  |  | 02h30 | 0.24 | 0.99 |  |  |  | 02h30 | 0.26 | 1.09 |  |  |  | 02h30 | 0.27 | 1.07 |  |  |  | 02h30 | 0.13 | 0.74 |  |  |  | 02h30 | 0.13 | 0.77 |  |  |  | 02h30 | 0.16 | 0.76 |  |  |  | 02h30 | 0 | 0.29 |  |  |  | 02h30 | 0 | 0.18 |  |  |  | 02h30 | 0.01 | 0.32 |  |  |  | 02h30 | 0.2 | 0.79 |  |  |  | 02h30 | 0.21 | 0.87 |  |  |  | 02h30 | 0.2 | 0.85 |  |  | 02h30 | 0.03 | 0.25 |  |  |  | 02h30 | 0 | 0.2 |  |  |  | 02h30 | 0.01 | 0.24 |  |  |  | 02h30 | 0.01 | 0.23 |  |  |  | 02h30 | 0 | 0.18 |  |  |  | 02h30 | 0 | 0.21 |  |  |  | 02h30 | 0 | 0.1 |  |  |  | 02h30 | 0 | 0 |  |  |  | 02h30 | 0 | 0.1 |  |  |  | 02h30 | 0 | 0.07 |  |  |  | 02h30 | 0 | 0 |  |  |  | 02h30 | 0 | 0.06 |  |  |  | 02h30 | 0 | 0.2 |  |  |  | 02h30 | 0 | 0.12 |  |  |  | 02h30 | 0 | 0.2 |  |  | 02h30 | 0.11 | 0.56 |  |  |  | 02h30 | 0.11 | 0.6 |  |  |  | 02h30 | 0.11 | 0.56 |  |  |  | 02h30 | 0.08 | 0.44 |  |  |  | 02h30 | 0.06 | 0.45 |  |  |  | 02h30 | 0.07 | 0.43 |  |  |  | 02h30 | 0 | 0.26 |  |  |  | 02h30 | 0 | 0.29 |  |  |  | 02h30 | 0 | 0.26 |  |  |  | 02h30 | 0 | 0 |  |  |  | 02h30 | 0 | 0 |  |  |  | 02h30 | 0 | 0
03h30 | 0.44 | 1.46 |  | 03h30 | 0.48 | 1.53 |  | 03h30 | 0.43 | 1.45 |  |  | 03h30 | 0.34 | 1.22 |  |  |  | 03h30 | 0.38 | 1.34 |  |  |  | 03h30 | 0.34 | 1.22 |  |  |  | 03h30 | 0.22 | 1 |  |  |  | 03h30 | 0.26 | 1.12 |  |  |  | 03h30 | 0.22 | 0.99 |  |  |  | 03h30 | 0.01 | 0.36 |  |  |  | 03h30 | 0.02 | 0.43 |  |  |  | 03h30 | 0 | 0.35 |  |  |  | 03h30 | 0.31 | 1.05 |  |  |  | 03h30 | 0.33 | 1.14 |  |  |  | 03h30 | 0.3 | 1.06 |  |  | 03h30 | 0.01 | 0.29 |  |  |  | 03h30 | 0.03 | 0.35 |  |  |  | 03h30 | 0.02 | 0.32 |  |  |  | 03h30 | 0 | 0.25 |  |  |  | 03h30 | 0.01 | 0.32 |  |  |  | 03h30 | 0 | 0.28 |  |  |  | 03h30 | 0 | 0.01 |  |  |  | 03h30 | 0 | 0.07 |  |  |  | 03h30 | 0 | 0.01 |  |  |  | 03h30 | 0 | 0 |  |  |  | 03h30 | 0 | 0 |  |  |  | 03h30 | 0 | 0 |  |  |  | 03h30 | 0 | 0.22 |  |  |  | 03h30 | 0 | 0.27 |  |  |  | 03h30 | 0 | 0.23 |  |  | 03h30 | 0.18 | 0.73 |  |  |  | 03h30 | 0.2 | 0.79 |  |  |  | 03h30 | 0.18 | 0.74 |  |  |  | 03h30 | 0.13 | 0.54 |  |  |  | 03h30 | 0.13 | 0.59 |  |  |  | 03h30 | 0.12 | 0.54 |  |  |  | 03h30 | 0.07 | 0.51 |  |  |  | 03h30 | 0.07 | 0.53 |  |  |  | 03h30 | 0.06 | 0.5 |  |  |  | 03h30 | 0 | 0.07 |  |  |  | 03h30 | 0 | 0.07 |  |  |  | 03h30 | 0 | 0.06
04h30 | 0.54 | 1.65 |  | 04h30 | 0.55 | 1.67 |  | 04h30 | 0.53 | 1.62 |  |  | 04h30 | 0.41 | 1.38 |  |  |  | 04h30 | 0.45 | 1.45 |  |  |  | 04h30 | 0.38 | 1.32 |  |  |  | 04h30 | 0.29 | 1.21 |  |  |  | 04h30 | 0.33 | 1.29 |  |  |  | 04h30 | 0.27 | 1.18 |  |  |  | 04h30 | 0.04 | 0.49 |  |  |  | 04h30 | 0.07 | 0.59 |  |  |  | 04h30 | 0.02 | 0.47 |  |  |  | 04h30 | 0.39 | 1.24 |  |  |  | 04h30 | 0.41 | 1.29 |  |  |  | 04h30 | 0.37 | 1.21 |  |  | 04h30 | 0.04 | 0.37 |  |  |  | 04h30 | 0.08 | 0.45 |  |  |  | 04h30 | 0.04 | 0.36 |  |  |  | 04h30 | 0.02 | 0.34 |  |  |  | 04h30 | 0.05 | 0.41 |  |  |  | 04h30 | 0.01 | 0.33 |  |  |  | 04h30 | 0 | 0.1 |  |  |  | 04h30 | 0 | 0.21 |  |  |  | 04h30 | 0 | 0.07 |  |  |  | 04h30 | 0 | 0.02 |  |  |  | 04h30 | 0 | 0.1 |  |  |  | 04h30 | 0 | 0 |  |  |  | 04h30 | 0.02 | 0.32 |  |  |  | 04h30 | 0.03 | 0.39 |  |  |  | 04h30 | 0.01 | 0.3 |  |  | 04h30 | 0.24 | 0.85 |  |  |  | 04h30 | 0.25 | 0.87 |  |  |  | 04h30 | 0.24 | 0.85 |  |  |  | 04h30 | 0.15 | 0.59 |  |  |  | 04h30 | 0.17 | 0.63 |  |  |  | 04h30 | 0.15 | 0.58 |  |  |  | 04h30 | 0.1 | 0.65 |  |  |  | 04h30 | 0.11 | 0.66 |  |  |  | 04h30 | 0.1 | 0.65 |  |  |  | 04h30 | 0 | 0.15 |  |  |  | 04h30 | 0 | 0.15 |  |  |  | 04h30 | 0 | 0.14
05h30 | 0.58 | 1.74 |  | 05h30 | 0.58 | 1.75 |  | 05h30 | 0.57 | 1.71 |  |  | 05h30 | 0.45 | 1.46 |  |  |  | 05h30 | 0.47 | 1.51 |  |  |  | 05h30 | 0.42 | 1.4 |  |  |  | 05h30 | 0.34 | 1.35 |  |  |  | 05h30 | 0.37 | 1.39 |  |  |  | 05h30 | 0.32 | 1.32 |  |  |  | 05h30 | 0.1 | 0.65 |  |  |  | 05h30 | 0.13 | 0.73 |  |  |  | 05h30 | 0.08 | 0.62 |  |  |  | 05h30 | 0.43 | 1.34 |  |  |  | 05h30 | 0.44 | 1.37 |  |  |  | 05h30 | 0.42 | 1.31 |  |  | 05h30 | 0.09 | 0.46 |  |  |  | 05h30 | 0.11 | 0.55 |  |  |  | 05h30 | 0.08 | 0.44 |  |  |  | 05h30 | 0.06 | 0.43 |  |  |  | 05h30 | 0.09 | 0.5 |  |  |  | 05h30 | 0.06 | 0.41 |  |  |  | 05h30 | 0 | 0.25 |  |  |  | 05h30 | 0.02 | 0.35 |  |  |  | 05h30 | 0 | 0.22 |  |  |  | 05h30 | 0 | 0.12 |  |  |  | 05h30 | 0 | 0.24 |  |  |  | 05h30 | 0 | 0.09 |  |  |  | 05h30 | 0.07 | 0.42 |  |  |  | 05h30 | 0.08 | 0.48 |  |  |  | 05h30 | 0.06 | 0.41 |  |  | 05h30 | 0.26 | 0.82 |  |  |  | 05h30 | 0.27 | 0.83 |  |  |  | 05h30 | 0.26 | 0.82 |  |  |  | 05h30 | 0.17 | 0.55 |  |  |  | 05h30 | 0.18 | 0.57 |  |  |  | 05h30 | 0.16 | 0.54 |  |  |  | 05h30 | 0.12 | 0.65 |  |  |  | 05h30 | 0.13 | 0.65 |  |  |  | 05h30 | 0.12 | 0.64 |  |  |  | 05h30 | 0 | 0.2 |  |  |  | 05h30 | 0 | 0.2 |  |  |  | 05h30 | 0 | 0.19
06h30 | 0.59 | 1.81 |  | 06h30 | 0.6 | 1.82 |  | 06h30 | 0.59 | 1.8 |  |  | 06h30 | 0.47 | 1.51 |  |  |  | 06h30 | 0.49 | 1.55 |  |  |  | 06h30 | 0.45 | 1.47 |  |  |  | 06h30 | 0.38 | 1.44 |  |  |  | 06h30 | 0.4 | 1.46 |  |  |  | 06h30 | 0.37 | 1.42 |  |  |  | 06h30 | 0.14 | 0.8 |  |  |  | 06h30 | 0.17 | 0.87 |  |  |  | 06h30 | 0.13 | 0.77 |  |  |  | 06h30 | 0.45 | 1.41 |  |  |  | 06h30 | 0.46 | 1.43 |  |  |  | 06h30 | 0.44 | 1.4 |  |  | 06h30 | 0.13 | 0.57 |  |  |  | 06h30 | 0.15 | 0.68 |  |  |  | 06h30 | 0.12 | 0.55 |  |  |  | 06h30 | 0.1 | 0.53 |  |  |  | 06h30 | 0.13 | 0.62 |  |  |  | 06h30 | 0.1 | 0.51 |  |  |  | 06h30 | 0.03 | 0.39 |  |  |  | 06h30 | 0.06 | 0.45 |  |  |  | 06h30 | 0.02 | 0.37 |  |  |  | 06h30 | 0 | 0.27 |  |  |  | 06h30 | 0.01 | 0.36 |  |  |  | 06h30 | 0 | 0.25 |  |  |  | 06h30 | 0.1 | 0.53 |  |  |  | 06h30 | 0.11 | 0.6 |  |  |  | 06h30 | 0.1 | 0.51 |  |  | 06h30 | 0.22 | 0.68 |  |  |  | 06h30 | 0.22 | 0.65 |  |  |  | 06h30 | 0.22 | 0.68 |  |  |  | 06h30 | 0.14 | 0.5 |  |  |  | 06h30 | 0.14 | 0.41 |  |  |  | 06h30 | 0.13 | 0.49 |  |  |  | 06h30 | 0.11 | 0.5 |  |  |  | 06h30 | 0.12 | 0.5 |  |  |  | 06h30 | 0.11 | 0.5 |  |  |  | 06h30 | 0 | 0.15 |  |  |  | 06h30 | 0 | 0.15 |  |  |  | 06h30 | 0 | 0.14
07h30 | 1.11 | 3.15 |  | 07h30 | 1.11 | 3.16 |  | 07h30 | 1.1 | 3.15 |  |  | 07h30 | 0.96 | 2.81 |  |  |  | 07h30 | 0.98 | 2.85 |  |  |  | 07h30 | 0.95 | 2.77 |  |  |  | 07h30 | 0.86 | 2.75 |  |  |  | 07h30 | 0.88 | 2.77 |  |  |  | 07h30 | 0.85 | 2.74 |  |  |  | 07h30 | 0.56 | 2.04 |  |  |  | 07h30 | 0.6 | 2.1 |  |  |  | 07h30 | 0.55 | 2.01 |  |  |  | 07h30 | 0.77 | 2.49 |  |  |  | 07h30 | 0.77 | 2.51 |  |  |  | 07h30 | 0.76 | 2.48 |  |  | 07h30 | 0.53 | 1.76 |  |  |  | 07h30 | 0.59 | 1.87 |  |  |  | 07h30 | 0.52 | 1.72 |  |  |  | 07h30 | 0.47 | 1.65 |  |  |  | 07h30 | 0.53 | 1.78 |  |  |  | 07h30 | 0.45 | 1.6 |  |  |  | 07h30 | 0.44 | 1.26 |  |  |  | 07h30 | 0.42 | 1.45 |  |  |  | 07h30 | 0.44 | 1.24 |  |  |  | 07h30 | 0.42 | 1.32 |  |  |  | 07h30 | 0.43 | 1.26 |  |  |  | 07h30 | 0.41 | 1.32 |  |  |  | 07h30 | 0.46 | 1.66 |  |  |  | 07h30 | 0.48 | 1.77 |  |  |  | 07h30 | 0.45 | 1.61 |  |  | 07h30 | 0.57 | 1.63 |  |  |  | 07h30 | 0.57 | 1.6 |  |  |  | 07h30 | 0.57 | 1.63 |  |  |  | 07h30 | 0.49 | 1.39 |  |  |  | 07h30 | 0.49 | 1.3 |  |  |  | 07h30 | 0.49 | 1.37 |  |  |  | 07h30 | 0.48 | 1.43 |  |  |  | 07h30 | 0.48 | 1.43 |  |  |  | 07h30 | 0.47 | 1.43 |  |  |  | 07h30 | 0.33 | 1.02 |  |  |  | 07h30 | 0.33 | 1.02 |  |  |  | 07h30 | 0.32 | 1.02
08h30 | 1.35 | 3.66 |  | 08h30 | 1.35 | 3.66 |  | 08h30 | 1.35 | 3.65 |  |  | 08h30 | 1.21 | 3.31 |  |  |  | 08h30 | 1.23 | 3.35 |  |  |  | 08h30 | 1.2 | 3.28 |  |  |  | 08h30 | 1.11 | 3.27 |  |  |  | 08h30 | 1.13 | 3.29 |  |  |  | 08h30 | 1.1 | 3.26 |  |  |  | 08h30 | 0.84 | 2.64 |  |  |  | 08h30 | 0.87 | 2.69 |  |  |  | 08h30 | 0.83 | 2.62 |  |  |  | 08h30 | 0.82 | 2.76 |  |  |  | 08h30 | 0.82 | 2.78 |  |  |  | 08h30 | 0.81 | 2.76 |  |  | 08h30 | 0.84 | 2.39 |  |  |  | 08h30 | 0.88 | 2.49 |  |  |  | 08h30 | 0.82 | 2.36 |  |  |  | 08h30 | 0.77 | 2.29 |  |  |  | 08h30 | 0.83 | 2.4 |  |  |  | 08h30 | 0.75 | 2.24 |  |  |  | 08h30 | 0.71 | 1.93 |  |  |  | 08h30 | 0.71 | 2.1 |  |  |  | 08h30 | 0.71 | 1.92 |  |  |  | 08h30 | 0.66 | 1.9 |  |  |  | 08h30 | 0.69 | 1.89 |  |  |  | 08h30 | 0.65 | 1.89 |  |  |  | 08h30 | 0.76 | 2.3 |  |  |  | 08h30 | 0.78 | 2.39 |  |  |  | 08h30 | 0.74 | 2.26 |  |  | 08h30 | 0.74 | 2.01 |  |  |  | 08h30 | 0.74 | 2.01 |  |  |  | 08h30 | 0.74 | 2.01 |  |  |  | 08h30 | 0.7 | 1.77 |  |  |  | 08h30 | 0.71 | 1.76 |  |  |  | 08h30 | 0.7 | 1.75 |  |  |  | 08h30 | 0.68 | 1.86 |  |  |  | 08h30 | 0.68 | 1.86 |  |  |  | 08h30 | 0.68 | 1.86 |  |  |  | 08h30 | 0.54 | 1.55 |  |  |  | 08h30 | 0.54 | 1.55 |  |  |  | 08h30 | 0.53 | 1.54
09h30 | 0.38 | 0.87 |  | 09h30 | 0.57 | 1.46 |  | 09h30 | 1.13 | 3.08 |  |  | 09h30 | 0.34 | 0.74 |  |  |  | 09h30 | 0.52 | 1.42 |  |  |  | 09h30 | 1.02 | 2.77 |  |  |  | 09h30 | 0.35 | 0.85 |  |  |  | 09h30 | 0.45 | 1.22 |  |  |  | 09h30 | 0.93 | 2.7 |  |  |  | 09h30 | 0.35 | 0.89 |  |  |  | 09h30 | 0.37 | 1.06 |  |  |  | 09h30 | 0.78 | 2.33 |  |  |  | 09h30 | 0.22 | 0.57 |  |  |  | 09h30 | 0.27 | 0.97 |  |  |  | 09h30 | 0.76 | 2.49 |  |  | 09h30 | 0.37 | 0.83 |  |  |  | 09h30 | 0.38 | 1.05 |  |  |  | 09h30 | 0.82 | 2.23 |  |  |  | 09h30 | 0.36 | 0.82 |  |  |  | 09h30 | 0.37 | 1 |  |  |  | 09h30 | 0.79 | 2.15 |  |  |  | 09h30 | 0.3 | 0.9 |  |  |  | 09h30 | 0.33 | 0.89 |  |  |  | 09h30 | 0.68 | 2.09 |  |  |  | 09h30 | 0.24 | 0.75 |  |  |  | 09h30 | 0.27 | 0.85 |  |  |  | 09h30 | 0.58 | 1.82 |  |  |  | 09h30 | 0.35 | 0.85 |  |  |  | 09h30 | 0.36 | 0.98 |  |  |  | 09h30 | 0.78 | 2.18 |  |  | 09h30 | 0.18 | 0.38 |  |  |  | 09h30 | 0.22 | 0.54 |  |  |  | 09h30 | 0.59 | 1.69 |  |  |  | 09h30 | 0.21 | 0.38 |  |  |  | 09h30 | 0.25 | 0.51 |  |  |  | 09h30 | 0.63 | 1.54 |  |  |  | 09h30 | 0.23 | 0.47 |  |  |  | 09h30 | 0.23 | 0.52 |  |  |  | 09h30 | 0.59 | 1.59 |  |  |  | 09h30 | 0.21 | 0.56 |  |  |  | 09h30 | 0.21 | 0.56 |  |  |  | 09h30 | 0.49 | 1.45
10h30 | 0 | 0 |  | 10h30 | 0 | 0 |  | 10h30 | 0.84 | 2.39 |  |  | 10h30 | 0 | 0 |  |  |  | 10h30 | 0 | 0 |  |  |  | 10h30 | 0.75 | 2.11 |  |  |  | 10h30 | 0 | 0 |  |  |  | 10h30 | 0 | 0 |  |  |  | 10h30 | 0.64 | 1.97 |  |  |  | 10h30 | 0 | 0 |  |  |  | 10h30 | 0 | 0 |  |  |  | 10h30 | 0.53 | 1.69 |  |  |  | 10h30 | 0 | 0 |  |  |  | 10h30 | 0 | 0 |  |  |  | 10h30 | 0.62 | 2.08 |  |  | 10h30 | 0 | 0 |  |  |  | 10h30 | 0 | 0 |  |  |  | 10h30 | 0.57 | 1.66 |  |  |  | 10h30 | 0 | 0 |  |  |  | 10h30 | 0 | 0 |  |  |  | 10h30 | 0.55 | 1.57 |  |  |  | 10h30 | 0 | 0 |  |  |  | 10h30 | 0 | 0 |  |  |  | 10h30 | 0.48 | 1.5 |  |  |  | 10h30 | 0 | 0 |  |  |  | 10h30 | 0 | 0 |  |  |  | 10h30 | 0.41 | 1.31 |  |  |  | 10h30 | 0 | 0 |  |  |  | 10h30 | 0 | 0 |  |  |  | 10h30 | 0.51 | 1.59 |  |  | 10h30 | 0 | 0 |  |  |  | 10h30 | 0 | 0 |  |  |  | 10h30 | 0.42 | 1.31 |  |  |  | 10h30 | 0 | 0 |  |  |  | 10h30 | 0 | 0 |  |  |  | 10h30 | 0.44 | 1.16 |  |  |  | 10h30 | 0 | 0 |  |  |  | 10h30 | 0 | 0 |  |  |  | 10h30 | 0.39 | 1.1 |  |  |  | 10h30 | 0 | 0 |  |  |  | 10h30 | 0 | 0 |  |  |  | 10h30 | 0.31 | 0.93
11h30 | 0 | 0 |  | 11h30 | 0 | 0 |  | 11h30 | 0.68 | 2.08 |  |  | 11h30 | 0 | 0 |  |  |  | 11h30 | 0 | 0 |  |  |  | 11h30 | 0.61 | 1.82 |  |  |  | 11h30 | 0 | 0 |  |  |  | 11h30 | 0 | 0 |  |  |  | 11h30 | 0.49 | 1.6 |  |  |  | 11h30 | 0 | 0 |  |  |  | 11h30 | 0 | 0 |  |  |  | 11h30 | 0.39 | 1.37 |  |  |  | 11h30 | 0 | 0 |  |  |  | 11h30 | 0 | 0 |  |  |  | 11h30 | 0.49 | 1.77 |  |  | 11h30 | 0 | 0 |  |  |  | 11h30 | 0 | 0 |  |  |  | 11h30 | 0.43 | 1.37 |  |  |  | 11h30 | 0 | 0 |  |  |  | 11h30 | 0 | 0 |  |  |  | 11h30 | 0.41 | 1.25 |  |  |  | 11h30 | 0 | 0 |  |  |  | 11h30 | 0 | 0 |  |  |  | 11h30 | 0.35 | 1.17 |  |  |  | 11h30 | 0 | 0 |  |  |  | 11h30 | 0 | 0 |  |  |  | 11h30 | 0.3 | 1.03 |  |  |  | 11h30 | 0 | 0 |  |  |  | 11h30 | 0 | 0 |  |  |  | 11h30 | 0.36 | 1.28 |  |  | 11h30 | 0 | 0 |  |  |  | 11h30 | 0 | 0 |  |  |  | 11h30 | 0.29 | 1 |  |  |  | 11h30 | 0 | 0 |  |  |  | 11h30 | 0 | 0 |  |  |  | 11h30 | 0.33 | 0.9 |  |  |  | 11h30 | 0 | 0 |  |  |  | 11h30 | 0 | 0 |  |  |  | 11h30 | 0.26 | 0.78 |  |  |  | 11h30 | 0 | 0 |  |  |  | 11h30 | 0 | 0 |  |  |  | 11h30 | 0.2 | 0.63
12h30 | 0 | 0 |  | 12h30 | 0 | 0 |  | 12h30 | 0.68 | 2.15 |  |  | 12h30 | 0 | 0 |  |  |  | 12h30 | 0 | 0 |  |  |  | 12h30 | 0.62 | 1.89 |  |  |  | 12h30 | 0 | 0 |  |  |  | 12h30 | 0 | 0 |  |  |  | 12h30 | 0.48 | 1.61 |  |  |  | 12h30 | 0 | 0 |  |  |  | 12h30 | 0 | 0 |  |  |  | 12h30 | 0.37 | 1.35 |  |  |  | 12h30 | 0 | 0 |  |  |  | 12h30 | 0 | 0 |  |  |  | 12h30 | 0.51 | 1.83 |  |  | 12h30 | 0 | 0 |  |  |  | 12h30 | 0 | 0 |  |  |  | 12h30 | 0.42 | 1.37 |  |  |  | 12h30 | 0 | 0 |  |  |  | 12h30 | 0 | 0 |  |  |  | 12h30 | 0.39 | 1.22 |  |  |  | 12h30 | 0 | 0 |  |  |  | 12h30 | 0 | 0 |  |  |  | 12h30 | 0.33 | 1.12 |  |  |  | 12h30 | 0 | 0 |  |  |  | 12h30 | 0 | 0 |  |  |  | 12h30 | 0.29 | 0.99 |  |  |  | 12h30 | 0 | 0 |  |  |  | 12h30 | 0 | 0 |  |  |  | 12h30 | 0.35 | 1.26 |  |  | 12h30 | 0 | 0 |  |  |  | 12h30 | 0 | 0 |  |  |  | 12h30 | 0.29 | 1 |  |  |  | 12h30 | 0 | 0 |  |  |  | 12h30 | 0 | 0 |  |  |  | 12h30 | 0.31 | 0.9 |  |  |  | 12h30 | 0 | 0 |  |  |  | 12h30 | 0 | 0 |  |  |  | 12h30 | 0.24 | 0.78 |  |  |  | 12h30 | 0 | 0 |  |  |  | 12h30 | 0 | 0 |  |  |  | 12h30 | 0.18 | 0.61
13h30 | 0.47 | 1.34 |  | 13h30 | 0 | 0 |  | 13h30 | 0.73 | 2.3 |  |  | 13h30 | 0.47 | 1.31 |  |  |  | 13h30 | 0 | 0 |  |  |  | 13h30 | 0.68 | 2.08 |  |  |  | 13h30 | 0.47 | 1.4 |  |  |  | 13h30 | 0 | 0 |  |  |  | 13h30 | 0.52 | 1.74 |  |  |  | 13h30 | 0.41 | 1.3 |  |  |  | 13h30 | 0 | 0 |  |  |  | 13h30 | 0.39 | 1.4 |  |  |  | 13h30 | 0.41 | 1.39 |  |  |  | 13h30 | 0 | 0 |  |  |  | 13h30 | 0.58 | 2 |  |  | 13h30 | 0.42 | 1.26 |  |  |  | 13h30 | 0 | 0 |  |  |  | 13h30 | 0.43 | 1.42 |  |  |  | 13h30 | 0.4 | 1.17 |  |  |  | 13h30 | 0 | 0 |  |  |  | 13h30 | 0.4 | 1.27 |  |  |  | 13h30 | 0.35 | 1.1 |  |  |  | 13h30 | 0 | 0 |  |  |  | 13h30 | 0.33 | 1.14 |  |  |  | 13h30 | 0.32 | 1.02 |  |  |  | 13h30 | 0 | 0 |  |  |  | 13h30 | 0.29 | 1.02 |  |  |  | 13h30 | 0.38 | 1.19 |  |  |  | 13h30 | 0 | 0 |  |  |  | 13h30 | 0.37 | 1.31 |  |  | 13h30 | 0.13 | 0.4 |  |  |  | 13h30 | 0 | 0 |  |  |  | 13h30 | 0.17 | 0.64 |  |  |  | 13h30 | 0.16 | 0.39 |  |  |  | 13h30 | 0 | 0 |  |  |  | 13h30 | 0.21 | 0.59 |  |  |  | 13h30 | 0.14 | 0.35 |  |  |  | 13h30 | 0 | 0 |  |  |  | 13h30 | 0.13 | 0.41 |  |  |  | 13h30 | 0.11 | 0.31 |  |  |  | 13h30 | 0.11 | 0.31 |  |  |  | 13h30 | 0.09 | 0.29
14h30 | 0.96 | 2.61 |  | 14h30 | 0 | 0 |  | 14h30 | 0.76 | 2.36 |  |  | 14h30 | 0.91 | 2.48 |  |  |  | 14h30 | 0 | 0 |  |  |  | 14h30 | 0.7 | 2.18 |  |  |  | 14h30 | 0.83 | 2.41 |  |  |  | 14h30 | 0 | 0 |  |  |  | 14h30 | 0.54 | 1.82 |  |  |  | 14h30 | 0.67 | 2.09 |  |  |  | 14h30 | 0 | 0 |  |  |  | 14h30 | 0.39 | 1.41 |  |  |  | 14h30 | 0.8 | 2.45 |  |  |  | 14h30 | 0 | 0 |  |  |  | 14h30 | 0.62 | 2.09 |  |  | 14h30 | 0.7 | 2.06 |  |  |  | 14h30 | 0 | 0 |  |  |  | 14h30 | 0.42 | 1.41 |  |  |  | 14h30 | 0.65 | 1.9 |  |  |  | 14h30 | 0 | 0 |  |  |  | 14h30 | 0.39 | 1.27 |  |  |  | 14h30 | 0.56 | 1.73 |  |  |  | 14h30 | 0 | 0 |  |  |  | 14h30 | 0.32 | 1.13 |  |  |  | 14h30 | 0.5 | 1.57 |  |  |  | 14h30 | 0 | 0 |  |  |  | 14h30 | 0.28 | 1.02 |  |  |  | 14h30 | 0.62 | 1.93 |  |  |  | 14h30 | 0 | 0 |  |  |  | 14h30 | 0.37 | 1.31 |  |  | 14h30 | 0.18 | 0.54 |  |  |  | 14h30 | 0 | 0 |  |  |  | 14h30 | 0.17 | 0.64 |  |  |  | 14h30 | 0.25 | 0.56 |  |  |  | 14h30 | 0 | 0 |  |  |  | 14h30 | 0.21 | 0.59 |  |  |  | 14h30 | 0.19 | 0.42 |  |  |  | 14h30 | 0 | 0 |  |  |  | 14h30 | 0.13 | 0.41 |  |  |  | 14h30 | 0.15 | 0.37 |  |  |  | 14h30 | 0.15 | 0.37 |  |  |  | 14h30 | 0.09 | 0.29
15h30 | 1.15 | 3.23 |  | 15h30 | 0 | 0 |  | 15h30 | 0.78 | 2.41 |  |  | 15h30 | 1.06 | 3 |  |  |  | 15h30 | 0 | 0 |  |  |  | 15h30 | 0.72 | 2.23 |  |  |  | 15h30 | 0.86 | 2.59 |  |  |  | 15h30 | 0 | 0 |  |  |  | 15h30 | 0.56 | 1.88 |  |  |  | 15h30 | 0.64 | 2.07 |  |  |  | 15h30 | 0 | 0 |  |  |  | 15h30 | 0.39 | 1.43 |  |  |  | 15h30 | 0.93 | 2.75 |  |  |  | 15h30 | 0 | 0 |  |  |  | 15h30 | 0.65 | 2.14 |  |  | 15h30 | 0.7 | 2.14 |  |  |  | 15h30 | 0 | 0 |  |  |  | 15h30 | 0.41 | 1.41 |  |  |  | 15h30 | 0.65 | 1.93 |  |  |  | 15h30 | 0 | 0 |  |  |  | 15h30 | 0.38 | 1.27 |  |  |  | 15h30 | 0.55 | 1.74 |  |  |  | 15h30 | 0 | 0 |  |  |  | 15h30 | 0.32 | 1.12 |  |  |  | 15h30 | 0.47 | 1.55 |  |  |  | 15h30 | 0 | 0 |  |  |  | 15h30 | 0.28 | 1.01 |  |  |  | 15h30 | 0.61 | 1.97 |  |  |  | 15h30 | 0 | 0 |  |  |  | 15h30 | 0.37 | 1.31 |  |  | 15h30 | 0.25 | 0.78 |  |  |  | 15h30 | 0 | 0 |  |  |  | 15h30 | 0.19 | 0.66 |  |  |  | 15h30 | 0.33 | 0.81 |  |  |  | 15h30 | 0 | 0 |  |  |  | 15h30 | 0.24 | 0.66 |  |  |  | 15h30 | 0.22 | 0.53 |  |  |  | 15h30 | 0 | 0 |  |  |  | 15h30 | 0.15 | 0.4 |  |  |  | 15h30 | 0.16 | 0.44 |  |  |  | 15h30 | 0.16 | 0.44 |  |  |  | 15h30 | 0.1 | 0.31
16h30 | 0.94 | 2.76 |  | 16h30 | 0 | 0 |  | 16h30 | 0.82 | 2.5 |  |  | 16h30 | 0.89 | 2.61 |  |  |  | 16h30 | 0 | 0 |  |  |  | 16h30 | 0.75 | 2.31 |  |  |  | 16h30 | 0.72 | 2.23 |  |  |  | 16h30 | 0 | 0 |  |  |  | 16h30 | 0.59 | 1.95 |  |  |  | 16h30 | 0.54 | 1.77 |  |  |  | 16h30 | 0 | 0 |  |  |  | 16h30 | 0.41 | 1.48 |  |  |  | 16h30 | 0.79 | 2.44 |  |  |  | 16h30 | 0 | 0 |  |  |  | 16h30 | 0.68 | 2.23 |  |  | 16h30 | 0.59 | 1.86 |  |  |  | 16h30 | 0 | 0 |  |  |  | 16h30 | 0.42 | 1.44 |  |  |  | 16h30 | 0.55 | 1.69 |  |  |  | 16h30 | 0 | 0 |  |  |  | 16h30 | 0.39 | 1.3 |  |  |  | 16h30 | 0.47 | 1.53 |  |  |  | 16h30 | 0 | 0 |  |  |  | 16h30 | 0.32 | 1.14 |  |  |  | 16h30 | 0.41 | 1.38 |  |  |  | 16h30 | 0 | 0 |  |  |  | 16h30 | 0.29 | 1.03 |  |  |  | 16h30 | 0.53 | 1.73 |  |  |  | 16h30 | 0 | 0 |  |  |  | 16h30 | 0.39 | 1.34 |  |  | 16h30 | 0.29 | 0.9 |  |  |  | 16h30 | 0 | 0 |  |  |  | 16h30 | 0.23 | 0.77 |  |  |  | 16h30 | 0.35 | 0.94 |  |  |  | 16h30 | 0 | 0 |  |  |  | 16h30 | 0.28 | 0.79 |  |  |  | 16h30 | 0.24 | 0.64 |  |  |  | 16h30 | 0 | 0 |  |  |  | 16h30 | 0.17 | 0.5 |  |  |  | 16h30 | 0.18 | 0.49 |  |  |  | 16h30 | 0.18 | 0.49 |  |  |  | 16h30 | 0.12 | 0.36
17h30 | 0.91 | 2.72 |  | 17h30 | 0 | 0 |  | 17h30 | 0.87 | 2.63 |  |  | 17h30 | 0.85 | 2.57 |  |  |  | 17h30 | 0 | 0 |  |  |  | 17h30 | 0.79 | 2.43 |  |  |  | 17h30 | 0.69 | 2.19 |  |  |  | 17h30 | 0 | 0 |  |  |  | 17h30 | 0.63 | 2.07 |  |  |  | 17h30 | 0.5 | 1.69 |  |  |  | 17h30 | 0 | 0 |  |  |  | 17h30 | 0.43 | 1.56 |  |  |  | 17h30 | 0.77 | 2.44 |  |  |  | 17h30 | 0 | 0 |  |  |  | 17h30 | 0.73 | 2.35 |  |  | 17h30 | 0.55 | 1.77 |  |  |  | 17h30 | 0 | 0 |  |  |  | 17h30 | 0.45 | 1.5 |  |  |  | 17h30 | 0.52 | 1.62 |  |  |  | 17h30 | 0 | 0 |  |  |  | 17h30 | 0.42 | 1.37 |  |  |  | 17h30 | 0.44 | 1.45 |  |  |  | 17h30 | 0 | 0 |  |  |  | 17h30 | 0.35 | 1.19 |  |  |  | 17h30 | 0.39 | 1.32 |  |  |  | 17h30 | 0 | 0 |  |  |  | 17h30 | 0.31 | 1.08 |  |  |  | 17h30 | 0.51 | 1.66 |  |  |  | 17h30 | 0 | 0 |  |  |  | 17h30 | 0.42 | 1.41 |  |  | 17h30 | 0.33 | 1.02 |  |  |  | 17h30 | 0 | 0 |  |  |  | 17h30 | 0.29 | 0.93 |  |  |  | 17h30 | 0.38 | 1.06 |  |  |  | 17h30 | 0 | 0 |  |  |  | 17h30 | 0.33 | 0.95 |  |  |  | 17h30 | 0.27 | 0.75 |  |  |  | 17h30 | 0 | 0 |  |  |  | 17h30 | 0.21 | 0.64 |  |  |  | 17h30 | 0.18 | 0.51 |  |  |  | 17h30 | 0.18 | 0.51 |  |  |  | 17h30 | 0.14 | 0.42
18h30 | 0.95 | 2.84 |  | 18h30 | 0.69 | 1.89 |  | 18h30 | 0.94 | 2.79 |  |  | 18h30 | 0.88 | 2.67 |  |  |  | 18h30 | 0.67 | 1.87 |  |  |  | 18h30 | 0.85 | 2.57 |  |  |  | 18h30 | 0.71 | 2.28 |  |  |  | 18h30 | 0.65 | 1.86 |  |  |  | 18h30 | 0.68 | 2.22 |  |  |  | 18h30 | 0.51 | 1.75 |  |  |  | 18h30 | 0.57 | 1.71 |  |  |  | 18h30 | 0.47 | 1.66 |  |  |  | 18h30 | 0.81 | 2.57 |  |  |  | 18h30 | 0.59 | 1.74 |  |  |  | 18h30 | 0.78 | 2.51 |  |  | 18h30 | 0.56 | 1.77 |  |  |  | 18h30 | 0.57 | 1.64 |  |  |  | 18h30 | 0.49 | 1.59 |  |  |  | 18h30 | 0.52 | 1.63 |  |  |  | 18h30 | 0.54 | 1.56 |  |  |  | 18h30 | 0.45 | 1.46 |  |  |  | 18h30 | 0.45 | 1.46 |  |  |  | 18h30 | 0.49 | 1.46 |  |  |  | 18h30 | 0.38 | 1.27 |  |  |  | 18h30 | 0.4 | 1.33 |  |  |  | 18h30 | 0.46 | 1.39 |  |  |  | 18h30 | 0.33 | 1.16 |  |  |  | 18h30 | 0.52 | 1.67 |  |  |  | 18h30 | 0.54 | 1.58 |  |  |  | 18h30 | 0.46 | 1.5 |  |  | 18h30 | 0.4 | 1.23 |  |  |  | 18h30 | 0.28 | 0.77 |  |  |  | 18h30 | 0.38 | 1.19 |  |  |  | 18h30 | 0.44 | 1.24 |  |  |  | 18h30 | 0.3 | 0.86 |  |  |  | 18h30 | 0.41 | 1.17 |  |  |  | 18h30 | 0.32 | 0.94 |  |  |  | 18h30 | 0.28 | 0.78 |  |  |  | 18h30 | 0.28 | 0.87 |  |  |  | 18h30 | 0.21 | 0.63 |  |  |  | 18h30 | 0.21 | 0.63 |  |  |  | 18h30 | 0.18 | 0.56
19h30 | 1.01 | 2.98 |  | 19h30 | 1.38 | 3.62 |  | 19h30 | 1 | 2.95 |  |  | 19h30 | 0.93 | 2.8 |  |  |  | 19h30 | 1.31 | 3.51 |  |  |  | 19h30 | 0.9 | 2.72 |  |  |  | 19h30 | 0.75 | 2.42 |  |  |  | 19h30 | 1.21 | 3.37 |  |  |  | 19h30 | 0.73 | 2.37 |  |  |  | 19h30 | 0.53 | 1.84 |  |  |  | 19h30 | 0.99 | 2.86 |  |  |  | 19h30 | 0.5 | 1.78 |  |  |  | 19h30 | 0.66 | 2.44 |  |  |  | 19h30 | 0.98 | 3.02 |  |  |  | 19h30 | 0.63 | 2.4 |  |  | 19h30 | 0.57 | 1.8 |  |  |  | 19h30 | 1 | 2.8 |  |  |  | 19h30 | 0.52 | 1.67 |  |  |  | 19h30 | 0.53 | 1.68 |  |  |  | 19h30 | 0.94 | 2.64 |  |  |  | 19h30 | 0.48 | 1.55 |  |  |  | 19h30 | 0.46 | 1.49 |  |  |  | 19h30 | 0.84 | 2.43 |  |  |  | 19h30 | 0.4 | 1.36 |  |  |  | 19h30 | 0.41 | 1.37 |  |  |  | 19h30 | 0.76 | 2.25 |  |  |  | 19h30 | 0.36 | 1.24 |  |  |  | 19h30 | 0.53 | 1.72 |  |  |  | 19h30 | 0.93 | 2.67 |  |  |  | 19h30 | 0.49 | 1.6 |  |  | 19h30 | 0.48 | 1.41 |  |  |  | 19h30 | 0.55 | 1.49 |  |  |  | 19h30 | 0.47 | 1.39 |  |  |  | 19h30 | 0.5 | 1.4 |  |  |  | 19h30 | 0.59 | 1.56 |  |  |  | 19h30 | 0.48 | 1.35 |  |  |  | 19h30 | 0.38 | 1.11 |  |  |  | 19h30 | 0.5 | 1.34 |  |  |  | 19h30 | 0.36 | 1.08 |  |  |  | 19h30 | 0.25 | 0.75 |  |  |  | 19h30 | 0.25 | 0.75 |  |  |  | 19h30 | 0.22 | 0.69
20h30 | 1.05 | 3.1 |  | 20h30 | 1.53 | 4.11 |  | 20h30 | 1.04 | 3.07 |  |  | 20h30 | 0.96 | 2.88 |  |  |  | 20h30 | 1.43 | 3.92 |  |  |  | 20h30 | 0.93 | 2.81 |  |  |  | 20h30 | 0.79 | 2.53 |  |  |  | 20h30 | 1.27 | 3.61 |  |  |  | 20h30 | 0.76 | 2.49 |  |  |  | 20h30 | 0.55 | 1.91 |  |  |  | 20h30 | 0.96 | 2.87 |  |  |  | 20h30 | 0.53 | 1.86 |  |  |  | 20h30 | 0.48 | 2.27 |  |  |  | 20h30 | 0.9 | 3.18 |  |  |  | 20h30 | 0.46 | 2.24 |  |  | 20h30 | 0.58 | 1.81 |  |  |  | 20h30 | 1.03 | 2.93 |  |  |  | 20h30 | 0.54 | 1.72 |  |  |  | 20h30 | 0.54 | 1.7 |  |  |  | 20h30 | 0.96 | 2.73 |  |  |  | 20h30 | 0.5 | 1.61 |  |  |  | 20h30 | 0.46 | 1.51 |  |  |  | 20h30 | 0.84 | 2.49 |  |  |  | 20h30 | 0.42 | 1.41 |  |  |  | 20h30 | 0.42 | 1.39 |  |  |  | 20h30 | 0.75 | 2.28 |  |  |  | 20h30 | 0.38 | 1.29 |  |  |  | 20h30 | 0.54 | 1.74 |  |  |  | 20h30 | 0.95 | 2.78 |  |  |  | 20h30 | 0.51 | 1.66 |  |  | 20h30 | 0.55 | 1.61 |  |  |  | 20h30 | 0.69 | 1.93 |  |  |  | 20h30 | 0.55 | 1.6 |  |  |  | 20h30 | 0.55 | 1.55 |  |  |  | 20h30 | 0.72 | 1.91 |  |  |  | 20h30 | 0.54 | 1.51 |  |  |  | 20h30 | 0.44 | 1.29 |  |  |  | 20h30 | 0.56 | 1.56 |  |  |  | 20h30 | 0.42 | 1.27 |  |  |  | 20h30 | 0.29 | 0.88 |  |  |  | 20h30 | 0.29 | 0.88 |  |  |  | 20h30 | 0.26 | 0.84
21h30 | 1.09 | 3.17 |  | 21h30 | 1.23 | 3.46 |  | 21h30 | 1.08 | 3.16 |  |  | 21h30 | 0.98 | 2.92 |  |  |  | 21h30 | 1.15 | 3.29 |  |  |  | 21h30 | 0.96 | 2.86 |  |  |  | 21h30 | 0.81 | 2.6 |  |  |  | 21h30 | 1.01 | 3 |  |  |  | 21h30 | 0.79 | 2.57 |  |  |  | 21h30 | 0.57 | 1.95 |  |  |  | 21h30 | 0.76 | 2.36 |  |  |  | 21h30 | 0.54 | 1.92 |  |  |  | 21h30 | 0.47 | 2.33 |  |  |  | 21h30 | 0.63 | 2.64 |  |  |  | 21h30 | 0.46 | 2.31 |  |  | 21h30 | 0.58 | 1.81 |  |  |  | 21h30 | 0.83 | 2.44 |  |  |  | 21h30 | 0.55 | 1.74 |  |  |  | 21h30 | 0.55 | 1.71 |  |  |  | 21h30 | 0.78 | 2.3 |  |  |  | 21h30 | 0.52 | 1.64 |  |  |  | 21h30 | 0.47 | 1.51 |  |  |  | 21h30 | 0.69 | 2.1 |  |  |  | 21h30 | 0.44 | 1.44 |  |  |  | 21h30 | 0.42 | 1.39 |  |  |  | 21h30 | 0.63 | 1.94 |  |  |  | 21h30 | 0.39 | 1.32 |  |  |  | 21h30 | 0.55 | 1.75 |  |  |  | 21h30 | 0.78 | 2.33 |  |  |  | 21h30 | 0.52 | 1.68 |  |  | 21h30 | 0.62 | 1.83 |  |  |  | 21h30 | 0.68 | 1.95 |  |  |  | 21h30 | 0.62 | 1.82 |  |  |  | 21h30 | 0.6 | 1.73 |  |  |  | 21h30 | 0.68 | 1.88 |  |  |  | 21h30 | 0.59 | 1.7 |  |  |  | 21h30 | 0.49 | 1.5 |  |  |  | 21h30 | 0.55 | 1.62 |  |  |  | 21h30 | 0.48 | 1.48 |  |  |  | 21h30 | 0.32 | 1.03 |  |  |  | 21h30 | 0.32 | 1.03 |  |  |  | 21h30 | 0.3 | 1
22h30 | 1.11 | 3.24 |  | 22h30 | 1.15 | 3.34 |  | 22h30 | 1.1 | 3.23 |  |  | 22h30 | 0.99 | 2.95 |  |  |  | 22h30 | 1.06 | 3.13 |  |  |  | 22h30 | 0.97 | 2.9 |  |  |  | 22h30 | 0.82 | 2.65 |  |  |  | 22h30 | 0.91 | 2.82 |  |  |  | 22h30 | 0.8 | 2.63 |  |  |  | 22h30 | 0.57 | 2 |  |  |  | 22h30 | 0.67 | 2.19 |  |  |  | 22h30 | 0.56 | 1.96 |  |  |  | 22h30 | 0.48 | 2.38 |  |  |  | 22h30 | 0.55 | 2.51 |  |  |  | 22h30 | 0.46 | 2.36 |  |  | 22h30 | 0.58 | 1.81 |  |  |  | 22h30 | 0.73 | 2.2 |  |  |  | 22h30 | 0.57 | 1.77 |  |  |  | 22h30 | 0.55 | 1.71 |  |  |  | 22h30 | 0.69 | 2.08 |  |  |  | 22h30 | 0.53 | 1.66 |  |  |  | 22h30 | 0.47 | 1.51 |  |  |  | 22h30 | 0.61 | 1.9 |  |  |  | 22h30 | 0.45 | 1.46 |  |  |  | 22h30 | 0.42 | 1.4 |  |  |  | 22h30 | 0.56 | 1.76 |  |  |  | 22h30 | 0.4 | 1.34 |  |  |  | 22h30 | 0.55 | 1.76 |  |  |  | 22h30 | 0.69 | 2.12 |  |  |  | 22h30 | 0.53 | 1.71 |  |  | 22h30 | 0.68 | 2 |  |  |  | 22h30 | 0.7 | 2.05 |  |  |  | 22h30 | 0.68 | 2 |  |  |  | 22h30 | 0.64 | 1.86 |  |  |  | 22h30 | 0.68 | 1.94 |  |  |  | 22h30 | 0.63 | 1.83 |  |  |  | 22h30 | 0.53 | 1.66 |  |  |  | 22h30 | 0.56 | 1.71 |  |  |  | 22h30 | 0.52 | 1.64 |  |  |  | 22h30 | 0.35 | 1.15 |  |  |  | 22h30 | 0.35 | 1.15 |  |  |  | 22h30 | 0.34 | 1.13
23h30 | 1.13 | 3.28 |  | 23h30 | 1.14 | 3.34 |  | 23h30 | 1.12 | 3.27 |  |  | 23h30 | 1 | 2.96 |  |  |  | 23h30 | 1.04 | 3.09 |  |  |  | 23h30 | 0.98 | 2.91 |  |  |  | 23h30 | 0.83 | 2.69 |  |  |  | 23h30 | 0.88 | 2.78 |  |  |  | 23h30 | 0.81 | 2.67 |  |  |  | 23h30 | 0.58 | 2.03 |  |  |  | 23h30 | 0.64 | 2.15 |  |  |  | 23h30 | 0.56 | 2 |  |  |  | 23h30 | 0.48 | 2.41 |  |  |  | 23h30 | 0.52 | 2.49 |  |  |  | 23h30 | 0.47 | 2.39 |  |  | 23h30 | 0.59 | 1.82 |  |  |  | 23h30 | 0.68 | 2.07 |  |  |  | 23h30 | 0.57 | 1.78 |  |  |  | 23h30 | 0.55 | 1.72 |  |  |  | 23h30 | 0.64 | 1.96 |  |  |  | 23h30 | 0.53 | 1.67 |  |  |  | 23h30 | 0.47 | 1.52 |  |  |  | 23h30 | 0.57 | 1.78 |  |  |  | 23h30 | 0.45 | 1.48 |  |  |  | 23h30 | 0.42 | 1.4 |  |  |  | 23h30 | 0.52 | 1.66 |  |  |  | 23h30 | 0.41 | 1.36 |  |  |  | 23h30 | 0.55 | 1.76 |  |  |  | 23h30 | 0.64 | 2 |  |  |  | 23h30 | 0.54 | 1.73 |  |  | 23h30 | 0.72 | 2.13 |  |  |  | 23h30 | 0.73 | 2.15 |  |  |  | 23h30 | 0.72 | 2.12 |  |  |  | 23h30 | 0.67 | 1.95 |  |  |  | 23h30 | 0.69 | 2 |  |  |  | 23h30 | 0.66 | 1.92 |  |  |  | 23h30 | 0.56 | 1.77 |  |  |  | 23h30 | 0.58 | 1.8 |  |  |  | 23h30 | 0.55 | 1.76 |  |  |  | 23h30 | 0.37 | 1.25 |  |  |  | 23h30 | 0.37 | 1.25 |  |  |  | 23h30 | 0.36 | 1.23
00h30 | 0.74 | 2.19 |  | 00h30 | 0.59 | 1.88 |  | 00h30 | 0.85 | 2.63 |  |  | 00h30 | 0.66 | 1.98 |  |  |  | 00h30 | 0.49 | 1.62 |  |  |  | 00h30 | 0.76 | 2.36 |  |  |  | 00h30 | 0.54 | 1.78 |  |  |  | 00h30 | 0.34 | 1.35 |  |  |  | 00h30 | 0.61 | 2.1 |  |  |  | 00h30 | 0.39 | 1.38 |  |  |  | 00h30 | 0.18 | 0.78 |  |  |  | 00h30 | 0.39 | 1.48 |  |  |  | 00h30 | 0.37 | 1.66 |  |  |  | 00h30 | 0.17 | 1.24 |  |  |  | 00h30 | 0.4 | 2 |  |  | 00h30 | 0.4 | 1.28 |  |  |  | 00h30 | 0.19 | 0.65 |  |  |  | 00h30 | 0.41 | 1.37 |  |  |  | 00h30 | 0.38 | 1.18 |  |  |  | 00h30 | 0.18 | 0.56 |  |  |  | 00h30 | 0.38 | 1.29 |  |  |  | 00h30 | 0.32 | 1.07 |  |  |  | 00h30 | 0.16 | 0.46 |  |  |  | 00h30 | 0.33 | 1.06 |  |  |  | 00h30 | 0.29 | 0.98 |  |  |  | 00h30 | 0.14 | 0.42 |  |  |  | 00h30 | 0.31 | 1.01 |  |  |  | 00h30 | 0.37 | 1.21 |  |  |  | 00h30 | 0.18 | 0.59 |  |  |  | 00h30 | 0.38 | 1.29 |  |  | 00h30 | 0.43 | 1.3 |  |  |  | 00h30 | 0.3 | 0.85 |  |  |  | 00h30 | 0.45 | 1.38 |  |  |  | 00h30 | 0.41 | 1.18 |  |  |  | 00h30 | 0.26 | 0.74 |  |  |  | 00h30 | 0.44 | 1.26 |  |  |  | 00h30 | 0.34 | 1.06 |  |  |  | 00h30 | 0.22 | 0.71 |  |  |  | 00h30 | 0.35 | 1.07 |  |  |  | 00h30 | 0.23 | 0.77 |  |  |  | 00h30 | 0.23 | 0.77 |  |  |  | 00h30 | 0.23 | 0.77
01h30 | 0.37 | 1.32 |  | 01h30 | 0.28 | 1.14 |  | 01h30 | 0.43 | 1.54 |  |  | 01h30 | 0.28 | 1.08 |  |  |  | 01h30 | 0.18 | 0.89 |  |  |  | 01h30 | 0.32 | 1.24 |  |  |  | 01h30 | 0.19 | 0.91 |  |  |  | 01h30 | 0.06 | 0.67 |  |  |  | 01h30 | 0.2 | 1.05 |  |  |  | 01h30 | 0.06 | 0.52 |  |  |  | 01h30 | 0 | 0.21 |  |  |  | 01h30 | 0.07 | 0.54 |  |  |  | 01h30 | 0.23 | 0.99 |  |  |  | 01h30 | 0.1 | 0.76 |  |  |  | 01h30 | 0.24 | 1.15 |  |  | 01h30 | 0.04 | 0.34 |  |  |  | 01h30 | 0 | 0.11 |  |  |  | 01h30 | 0.03 | 0.35 |  |  |  | 01h30 | 0.02 | 0.28 |  |  |  | 01h30 | 0 | 0.04 |  |  |  | 01h30 | 0.01 | 0.28 |  |  |  | 01h30 | 0.01 | 0.18 |  |  |  | 01h30 | 0 | 0 |  |  |  | 01h30 | 0 | 0.17 |  |  |  | 01h30 | 0 | 0.14 |  |  |  | 01h30 | 0 | 0 |  |  |  | 01h30 | 0 | 0.11 |  |  |  | 01h30 | 0.02 | 0.3 |  |  |  | 01h30 | 0 | 0.06 |  |  |  | 01h30 | 0.02 | 0.31 |  |  | 01h30 | 0.09 | 0.5 |  |  |  | 01h30 | 0.02 | 0.27 |  |  |  | 01h30 | 0.11 | 0.55 |  |  |  | 01h30 | 0.06 | 0.37 |  |  |  | 01h30 | 0 | 0.14 |  |  |  | 01h30 | 0.07 | 0.4 |  |  |  | 01h30 | 0 | 0.25 |  |  |  | 01h30 | 0 | 0.06 |  |  |  | 01h30 | 0 | 0.26 |  |  |  | 01h30 | 0 | 0 |  |  |  | 01h30 | 0 | 0 |  |  |  | 01h30 | 0 | 0
02h30 | 0.37 | 1.38 |  | 02h30 | 0.39 | 1.45 |  | 02h30 | 0.43 | 1.54 |  |  | 02h30 | 0.28 | 1.08 |  |  |  | 02h30 | 0.29 | 1.16 |  |  |  | 02h30 | 0.32 | 1.24 |  |  |  | 02h30 | 0.19 | 0.92 |  |  |  | 02h30 | 0.18 | 0.99 |  |  |  | 02h30 | 0.2 | 1.05 |  |  |  | 02h30 | 0.06 | 0.52 |  |  |  | 02h30 | 0.03 | 0.52 |  |  |  | 02h30 | 0.07 | 0.54 |  |  |  | 02h30 | 0.23 | 0.99 |  |  |  | 02h30 | 0.26 | 1.07 |  |  |  | 02h30 | 0.24 | 1.15 |  |  | 02h30 | 0.04 | 0.34 |  |  |  | 02h30 | 0.04 | 0.37 |  |  |  | 02h30 | 0.03 | 0.35 |  |  |  | 02h30 | 0.02 | 0.28 |  |  |  | 02h30 | 0.02 | 0.3 |  |  |  | 02h30 | 0.01 | 0.28 |  |  |  | 02h30 | 0.01 | 0.18 |  |  |  | 02h30 | 0 | 0.15 |  |  |  | 02h30 | 0 | 0.17 |  |  |  | 02h30 | 0 | 0.14 |  |  |  | 02h30 | 0 | 0.08 |  |  |  | 02h30 | 0 | 0.11 |  |  |  | 02h30 | 0.02 | 0.3 |  |  |  | 02h30 | 0.02 | 0.33 |  |  |  | 02h30 | 0.02 | 0.31 |  |  | 02h30 | 0.09 | 0.5 |  |  |  | 02h30 | 0.07 | 0.49 |  |  |  | 02h30 | 0.11 | 0.55 |  |  |  | 02h30 | 0.06 | 0.37 |  |  |  | 02h30 | 0.02 | 0.32 |  |  |  | 02h30 | 0.07 | 0.4 |  |  |  | 02h30 | 0 | 0.25 |  |  |  | 02h30 | 0 | 0.21 |  |  |  | 02h30 | 0 | 0.26 |  |  |  | 02h30 | 0 | 0 |  |  |  | 02h30 | 0 | 0 |  |  |  | 02h30 | 0 | 0
03h30 | 0.49 | 1.65 |  | 03h30 | 0.53 | 1.74 |  | 03h30 | 0.51 | 1.69 |  |  | 03h30 | 0.36 | 1.28 |  |  |  | 03h30 | 0.41 | 1.43 |  |  |  | 03h30 | 0.37 | 1.32 |  |  |  | 03h30 | 0.25 | 1.18 |  |  |  | 03h30 | 0.3 | 1.31 |  |  |  | 03h30 | 0.26 | 1.23 |  |  |  | 03h30 | 0.06 | 0.64 |  |  |  | 03h30 | 0.09 | 0.74 |  |  |  | 03h30 | 0.05 | 0.65 |  |  |  | 03h30 | 0.33 | 1.22 |  |  |  | 03h30 | 0.39 | 1.35 |  |  |  | 03h30 | 0.33 | 1.28 |  |  | 03h30 | 0.07 | 0.44 |  |  |  | 03h30 | 0.08 | 0.49 |  |  |  | 03h30 | 0.07 | 0.45 |  |  |  | 03h30 | 0.04 | 0.36 |  |  |  | 03h30 | 0.05 | 0.44 |  |  |  | 03h30 | 0.03 | 0.38 |  |  |  | 03h30 | 0 | 0.19 |  |  |  | 03h30 | 0 | 0.28 |  |  |  | 03h30 | 0 | 0.17 |  |  |  | 03h30 | 0 | 0.08 |  |  |  | 03h30 | 0 | 0.18 |  |  |  | 03h30 | 0 | 0.08 |  |  |  | 03h30 | 0.04 | 0.4 |  |  |  | 03h30 | 0.05 | 0.46 |  |  |  | 03h30 | 0.04 | 0.41 |  |  | 03h30 | 0.15 | 0.62 |  |  |  | 03h30 | 0.14 | 0.66 |  |  |  | 03h30 | 0.15 | 0.64 |  |  |  | 03h30 | 0.09 | 0.43 |  |  |  | 03h30 | 0.08 | 0.46 |  |  |  | 03h30 | 0.09 | 0.43 |  |  |  | 03h30 | 0.03 | 0.4 |  |  |  | 03h30 | 0.03 | 0.42 |  |  |  | 03h30 | 0.03 | 0.4 |  |  |  | 03h30 | 0 | 0.07 |  |  |  | 03h30 | 0 | 0.07 |  |  |  | 03h30 | 0 | 0.06
04h30 | 0.58 | 1.83 |  | 04h30 | 0.6 | 1.87 |  | 04h30 | 0.55 | 1.77 |  |  | 04h30 | 0.42 | 1.44 |  |  |  | 04h30 | 0.47 | 1.55 |  |  |  | 04h30 | 0.38 | 1.36 |  |  |  | 04h30 | 0.31 | 1.38 |  |  |  | 04h30 | 0.36 | 1.48 |  |  |  | 04h30 | 0.29 | 1.32 |  |  |  | 04h30 | 0.09 | 0.78 |  |  |  | 04h30 | 0.15 | 0.91 |  |  |  | 04h30 | 0.08 | 0.75 |  |  |  | 04h30 | 0.41 | 1.41 |  |  |  | 04h30 | 0.46 | 1.48 |  |  |  | 04h30 | 0.39 | 1.35 |  |  | 04h30 | 0.09 | 0.5 |  |  |  | 04h30 | 0.12 | 0.61 |  |  |  | 04h30 | 0.09 | 0.49 |  |  |  | 04h30 | 0.05 | 0.44 |  |  |  | 04h30 | 0.1 | 0.53 |  |  |  | 04h30 | 0.05 | 0.42 |  |  |  | 04h30 | 0 | 0.27 |  |  |  | 04h30 | 0.02 | 0.41 |  |  |  | 04h30 | 0 | 0.25 |  |  |  | 04h30 | 0 | 0.16 |  |  |  | 04h30 | 0 | 0.31 |  |  |  | 04h30 | 0 | 0.14 |  |  |  | 04h30 | 0.06 | 0.48 |  |  |  | 04h30 | 0.1 | 0.57 |  |  |  | 04h30 | 0.05 | 0.47 |  |  | 04h30 | 0.19 | 0.72 |  |  |  | 04h30 | 0.21 | 0.75 |  |  |  | 04h30 | 0.18 | 0.71 |  |  |  | 04h30 | 0.1 | 0.48 |  |  |  | 04h30 | 0.12 | 0.54 |  |  |  | 04h30 | 0.09 | 0.47 |  |  |  | 04h30 | 0.05 | 0.52 |  |  |  | 04h30 | 0.06 | 0.55 |  |  |  | 04h30 | 0.05 | 0.51 |  |  |  | 04h30 | 0 | 0.16 |  |  |  | 04h30 | 0 | 0.16 |  |  |  | 04h30 | 0 | 0.16
05h30 | 0.63 | 1.96 |  | 05h30 | 0.65 | 1.98 |  | 05h30 | 0.6 | 1.89 |  |  | 05h30 | 0.48 | 1.57 |  |  |  | 05h30 | 0.52 | 1.65 |  |  |  | 05h30 | 0.44 | 1.48 |  |  |  | 05h30 | 0.38 | 1.56 |  |  |  | 05h30 | 0.43 | 1.61 |  |  |  | 05h30 | 0.35 | 1.49 |  |  |  | 05h30 | 0.16 | 0.95 |  |  |  | 05h30 | 0.2 | 1.07 |  |  |  | 05h30 | 0.15 | 0.92 |  |  |  | 05h30 | 0.47 | 1.54 |  |  |  | 05h30 | 0.5 | 1.59 |  |  |  | 05h30 | 0.45 | 1.48 |  |  | 05h30 | 0.13 | 0.62 |  |  |  | 05h30 | 0.17 | 0.77 |  |  |  | 05h30 | 0.13 | 0.61 |  |  |  | 05h30 | 0.1 | 0.53 |  |  |  | 05h30 | 0.14 | 0.65 |  |  |  | 05h30 | 0.09 | 0.51 |  |  |  | 05h30 | 0.02 | 0.41 |  |  |  | 05h30 | 0.08 | 0.52 |  |  |  | 05h30 | 0.02 | 0.4 |  |  |  | 05h30 | 0 | 0.31 |  |  |  | 05h30 | 0.03 | 0.44 |  |  |  | 05h30 | 0 | 0.29 |  |  |  | 05h30 | 0.11 | 0.58 |  |  |  | 05h30 | 0.14 | 0.71 |  |  |  | 05h30 | 0.1 | 0.56 |  |  | 05h30 | 0.21 | 0.76 |  |  |  | 05h30 | 0.23 | 0.78 |  |  |  | 05h30 | 0.21 | 0.75 |  |  |  | 05h30 | 0.12 | 0.51 |  |  |  | 05h30 | 0.15 | 0.56 |  |  |  | 05h30 | 0.11 | 0.49 |  |  |  | 05h30 | 0.08 | 0.57 |  |  |  | 05h30 | 0.1 | 0.6 |  |  |  | 05h30 | 0.07 | 0.56 |  |  |  | 05h30 | 0 | 0.24 |  |  |  | 05h30 | 0 | 0.24 |  |  |  | 05h30 | 0 | 0.23
06h30 | 0.68 | 2.07 |  | 06h30 | 0.68 | 2.08 |  | 06h30 | 0.66 | 2.04 |  |  | 06h30 | 0.53 | 1.68 |  |  |  | 06h30 | 0.55 | 1.74 |  |  |  | 06h30 | 0.51 | 1.63 |  |  |  | 06h30 | 0.44 | 1.68 |  |  |  | 06h30 | 0.47 | 1.72 |  |  |  | 06h30 | 0.42 | 1.65 |  |  |  | 06h30 | 0.21 | 1.1 |  |  |  | 06h30 | 0.25 | 1.18 |  |  |  | 06h30 | 0.2 | 1.07 |  |  |  | 06h30 | 0.52 | 1.66 |  |  |  | 06h30 | 0.54 | 1.69 |  |  |  | 06h30 | 0.5 | 1.63 |  |  | 06h30 | 0.18 | 0.76 |  |  |  | 06h30 | 0.22 | 0.89 |  |  |  | 06h30 | 0.17 | 0.74 |  |  |  | 06h30 | 0.14 | 0.63 |  |  |  | 06h30 | 0.18 | 0.77 |  |  |  | 06h30 | 0.14 | 0.61 |  |  |  | 06h30 | 0.08 | 0.53 |  |  |  | 06h30 | 0.12 | 0.62 |  |  |  | 06h30 | 0.07 | 0.52 |  |  |  | 06h30 | 0.03 | 0.44 |  |  |  | 06h30 | 0.08 | 0.52 |  |  |  | 06h30 | 0.02 | 0.43 |  |  |  | 06h30 | 0.15 | 0.7 |  |  |  | 06h30 | 0.18 | 0.83 |  |  |  | 06h30 | 0.14 | 0.67 |  |  | 06h30 | 0.23 | 0.76 |  |  |  | 06h30 | 0.24 | 0.78 |  |  |  | 06h30 | 0.22 | 0.76 |  |  |  | 06h30 | 0.14 | 0.53 |  |  |  | 06h30 | 0.15 | 0.56 |  |  |  | 06h30 | 0.13 | 0.51 |  |  |  | 06h30 | 0.1 | 0.6 |  |  |  | 06h30 | 0.12 | 0.61 |  |  |  | 06h30 | 0.1 | 0.59 |  |  |  | 06h30 | 0 | 0.29 |  |  |  | 06h30 | 0 | 0.29 |  |  |  | 06h30 | 0 | 0.28
07h30 | 1.22 | 3.48 |  | 07h30 | 1.22 | 3.49 |  | 07h30 | 1.21 | 3.47 |  |  | 07h30 | 1.05 | 3.04 |  |  |  | 07h30 | 1.07 | 3.1 |  |  |  | 07h30 | 1.04 | 3 |  |  |  | 07h30 | 0.95 | 3.06 |  |  |  | 07h30 | 0.98 | 3.09 |  |  |  | 07h30 | 0.94 | 3.04 |  |  |  | 07h30 | 0.65 | 2.38 |  |  |  | 07h30 | 0.7 | 2.45 |  |  |  | 07h30 | 0.64 | 2.35 |  |  |  | 07h30 | 0.86 | 2.8 |  |  |  | 07h30 | 0.88 | 2.83 |  |  |  | 07h30 | 0.85 | 2.79 |  |  | 07h30 | 0.62 | 1.99 |  |  |  | 07h30 | 0.69 | 2.12 |  |  |  | 07h30 | 0.61 | 1.97 |  |  |  | 07h30 | 0.53 | 1.8 |  |  |  | 07h30 | 0.62 | 1.96 |  |  |  | 07h30 | 0.51 | 1.75 |  |  |  | 07h30 | 0.47 | 1.55 |  |  |  | 07h30 | 0.47 | 1.76 |  |  |  | 07h30 | 0.47 | 1.53 |  |  |  | 07h30 | 0.47 | 1.38 |  |  |  | 07h30 | 0.46 | 1.5 |  |  |  | 07h30 | 0.46 | 1.39 |  |  |  | 07h30 | 0.55 | 1.9 |  |  |  | 07h30 | 0.63 | 2.04 |  |  |  | 07h30 | 0.53 | 1.87 |  |  | 07h30 | 0.69 | 1.98 |  |  |  | 07h30 | 0.7 | 1.99 |  |  |  | 07h30 | 0.69 | 1.98 |  |  |  | 07h30 | 0.56 | 1.66 |  |  |  | 07h30 | 0.59 | 1.7 |  |  |  | 07h30 | 0.56 | 1.63 |  |  |  | 07h30 | 0.54 | 1.77 |  |  |  | 07h30 | 0.55 | 1.79 |  |  |  | 07h30 | 0.53 | 1.76 |  |  |  | 07h30 | 0.37 | 1.35 |  |  |  | 07h30 | 0.37 | 1.35 |  |  |  | 07h30 | 0.37 | 1.33
08h30 | 1.49 | 4.06 |  | 08h30 | 1.5 | 4.06 |  | 08h30 | 1.49 | 4.05 |  |  | 08h30 | 1.33 | 3.61 |  |  |  | 08h30 | 1.35 | 3.67 |  |  |  | 08h30 | 1.31 | 3.58 |  |  |  | 08h30 | 1.23 | 3.64 |  |  |  | 08h30 | 1.25 | 3.67 |  |  |  | 08h30 | 1.22 | 3.62 |  |  |  | 08h30 | 0.95 | 3.01 |  |  |  | 08h30 | 0.98 | 3.07 |  |  |  | 08h30 | 0.94 | 2.99 |  |  |  | 08h30 | 0.94 | 3.14 |  |  |  | 08h30 | 0.96 | 3.16 |  |  |  | 08h30 | 0.93 | 3.13 |  |  | 08h30 | 0.94 | 2.67 |  |  |  | 08h30 | 0.99 | 2.78 |  |  |  | 08h30 | 0.93 | 2.65 |  |  |  | 08h30 | 0.85 | 2.48 |  |  |  | 08h30 | 0.92 | 2.61 |  |  |  | 08h30 | 0.84 | 2.44 |  |  |  | 08h30 | 0.77 | 2.27 |  |  |  | 08h30 | 0.79 | 2.44 |  |  |  | 08h30 | 0.77 | 2.24 |  |  |  | 08h30 | 0.74 | 2.06 |  |  |  | 08h30 | 0.75 | 2.2 |  |  |  | 08h30 | 0.73 | 2.06 |  |  |  | 08h30 | 0.86 | 2.59 |  |  |  | 08h30 | 0.92 | 2.7 |  |  |  | 08h30 | 0.84 | 2.56 |  |  | 08h30 | 0.99 | 2.67 |  |  |  | 08h30 | 0.99 | 2.68 |  |  |  | 08h30 | 0.99 | 2.67 |  |  |  | 08h30 | 0.87 | 2.36 |  |  |  | 08h30 | 0.88 | 2.39 |  |  |  | 08h30 | 0.86 | 2.33 |  |  |  | 08h30 | 0.83 | 2.45 |  |  |  | 08h30 | 0.84 | 2.46 |  |  |  | 08h30 | 0.83 | 2.45 |  |  |  | 08h30 | 0.66 | 2.06 |  |  |  | 08h30 | 0.66 | 2.06 |  |  |  | 08h30 | 0.65 | 2.04
09h30 | 0.41 | 0.92 |  | 09h30 | 0.7 | 1.9 |  | 09h30 | 1.27 | 3.44 |  |  | 09h30 | 0.38 | 0.85 |  |  |  | 09h30 | 0.63 | 1.71 |  |  |  | 09h30 | 1.13 | 3.05 |  |  |  | 09h30 | 0.39 | 0.91 |  |  |  | 09h30 | 0.56 | 1.66 |  |  |  | 09h30 | 1.04 | 3.04 |  |  |  | 09h30 | 0.38 | 0.92 |  |  |  | 09h30 | 0.43 | 1.37 |  |  |  | 09h30 | 0.87 | 2.63 |  |  |  | 09h30 | 0.2 | 0.63 |  |  |  | 09h30 | 0.41 | 1.4 |  |  |  | 09h30 | 0.86 | 2.82 |  |  | 09h30 | 0.38 | 0.88 |  |  |  | 09h30 | 0.44 | 1.26 |  |  |  | 09h30 | 0.9 | 2.45 |  |  |  | 09h30 | 0.38 | 0.86 |  |  |  | 09h30 | 0.41 | 1.17 |  |  |  | 09h30 | 0.86 | 2.32 |  |  |  | 09h30 | 0.36 | 0.91 |  |  |  | 09h30 | 0.39 | 1.06 |  |  |  | 09h30 | 0.78 | 2.26 |  |  |  | 09h30 | 0.3 | 0.89 |  |  |  | 09h30 | 0.34 | 0.99 |  |  |  | 09h30 | 0.68 | 2.11 |  |  |  | 09h30 | 0.38 | 0.88 |  |  |  | 09h30 | 0.41 | 1.21 |  |  |  | 09h30 | 0.85 | 2.39 |  |  | 09h30 | 0.35 | 0.8 |  |  |  | 09h30 | 0.41 | 1.02 |  |  |  | 09h30 | 0.94 | 2.56 |  |  |  | 09h30 | 0.33 | 0.76 |  |  |  | 09h30 | 0.37 | 0.95 |  |  |  | 09h30 | 0.86 | 2.33 |  |  |  | 09h30 | 0.34 | 0.82 |  |  |  | 09h30 | 0.35 | 0.96 |  |  |  | 09h30 | 0.81 | 2.34 |  |  |  | 09h30 | 0.28 | 0.85 |  |  |  | 09h30 | 0.28 | 0.85 |  |  |  | 09h30 | 0.66 | 2.09
10h30 | 0 | 0 |  | 10h30 | 0 | 0 |  | 10h30 | 0.94 | 2.66 |  |  | 10h30 | 0 | 0 |  |  |  | 10h30 | 0 | 0 |  |  |  | 10h30 | 0.83 | 2.3 |  |  |  | 10h30 | 0 | 0 |  |  |  | 10h30 | 0 | 0 |  |  |  | 10h30 | 0.73 | 2.22 |  |  |  | 10h30 | 0 | 0 |  |  |  | 10h30 | 0 | 0 |  |  |  | 10h30 | 0.6 | 1.93 |  |  |  | 10h30 | 0 | 0 |  |  |  | 10h30 | 0 | 0 |  |  |  | 10h30 | 0.69 | 2.33 |  |  | 10h30 | 0 | 0 |  |  |  | 10h30 | 0 | 0 |  |  |  | 10h30 | 0.63 | 1.82 |  |  |  | 10h30 | 0 | 0 |  |  |  | 10h30 | 0 | 0 |  |  |  | 10h30 | 0.6 | 1.68 |  |  |  | 10h30 | 0 | 0 |  |  |  | 10h30 | 0 | 0 |  |  |  | 10h30 | 0.54 | 1.63 |  |  |  | 10h30 | 0 | 0 |  |  |  | 10h30 | 0 | 0 |  |  |  | 10h30 | 0.47 | 1.51 |  |  |  | 10h30 | 0 | 0 |  |  |  | 10h30 | 0 | 0 |  |  |  | 10h30 | 0.55 | 1.75 |  |  | 10h30 | 0 | 0 |  |  |  | 10h30 | 0 | 0 |  |  |  | 10h30 | 0.79 | 2.26 |  |  |  | 10h30 | 0 | 0 |  |  |  | 10h30 | 0 | 0 |  |  |  | 10h30 | 0.71 | 2.03 |  |  |  | 10h30 | 0 | 0 |  |  |  | 10h30 | 0 | 0 |  |  |  | 10h30 | 0.65 | 1.96 |  |  |  | 10h30 | 0 | 0 |  |  |  | 10h30 | 0 | 0 |  |  |  | 10h30 | 0.51 | 1.69
11h30 | 0 | 0 |  | 11h30 | 0 | 0 |  | 11h30 | 0.7 | 2.11 |  |  | 11h30 | 0 | 0 |  |  |  | 11h30 | 0 | 0 |  |  |  | 11h30 | 0.62 | 1.79 |  |  |  | 11h30 | 0 | 0 |  |  |  | 11h30 | 0 | 0 |  |  |  | 11h30 | 0.5 | 1.64 |  |  |  | 11h30 | 0 | 0 |  |  |  | 11h30 | 0 | 0 |  |  |  | 11h30 | 0.41 | 1.45 |  |  |  | 11h30 | 0 | 0 |  |  |  | 11h30 | 0 | 0 |  |  |  | 11h30 | 0.39 | 1.79 |  |  | 11h30 | 0 | 0 |  |  |  | 11h30 | 0 | 0 |  |  |  | 11h30 | 0.44 | 1.38 |  |  |  | 11h30 | 0 | 0 |  |  |  | 11h30 | 0 | 0 |  |  |  | 11h30 | 0.41 | 1.23 |  |  |  | 11h30 | 0 | 0 |  |  |  | 11h30 | 0 | 0 |  |  |  | 11h30 | 0.36 | 1.18 |  |  |  | 11h30 | 0 | 0 |  |  |  | 11h30 | 0 | 0 |  |  |  | 11h30 | 0.32 | 1.09 |  |  |  | 11h30 | 0 | 0 |  |  |  | 11h30 | 0 | 0 |  |  |  | 11h30 | 0.27 | 1.29 |  |  | 11h30 | 0 | 0 |  |  |  | 11h30 | 0 | 0 |  |  |  | 11h30 | 0.71 | 2.1 |  |  |  | 11h30 | 0 | 0 |  |  |  | 11h30 | 0 | 0 |  |  |  | 11h30 | 0.64 | 1.88 |  |  |  | 11h30 | 0 | 0 |  |  |  | 11h30 | 0 | 0 |  |  |  | 11h30 | 0.55 | 1.76 |  |  |  | 11h30 | 0 | 0 |  |  |  | 11h30 | 0 | 0 |  |  |  | 11h30 | 0.42 | 1.47
12h30 | 0 | 0 |  | 12h30 | 0 | 0 |  | 12h30 | 0.65 | 2.09 |  |  | 12h30 | 0 | 0 |  |  |  | 12h30 | 0 | 0 |  |  |  | 12h30 | 0.56 | 1.77 |  |  |  | 12h30 | 0 | 0 |  |  |  | 12h30 | 0 | 0 |  |  |  | 12h30 | 0.43 | 1.63 |  |  |  | 12h30 | 0 | 0 |  |  |  | 12h30 | 0 | 0 |  |  |  | 12h30 | 0.31 | 1.26 |  |  |  | 12h30 | 0 | 0 |  |  |  | 12h30 | 0 | 0 |  |  |  | 12h30 | 0.38 | 1.72 |  |  | 12h30 | 0 | 0 |  |  |  | 12h30 | 0 | 0 |  |  |  | 12h30 | 0.34 | 1.16 |  |  |  | 12h30 | 0 | 0 |  |  |  | 12h30 | 0 | 0 |  |  |  | 12h30 | 0.31 | 1.03 |  |  |  | 12h30 | 0 | 0 |  |  |  | 12h30 | 0 | 0 |  |  |  | 12h30 | 0.26 | 0.93 |  |  |  | 12h30 | 0 | 0 |  |  |  | 12h30 | 0 | 0 |  |  |  | 12h30 | 0.23 | 0.85 |  |  |  | 12h30 | 0 | 0 |  |  |  | 12h30 | 0 | 0 |  |  |  | 12h30 | 0.2 | 1.07 |  |  | 12h30 | 0 | 0 |  |  |  | 12h30 | 0 | 0 |  |  |  | 12h30 | 0.68 | 2.03 |  |  |  | 12h30 | 0 | 0 |  |  |  | 12h30 | 0 | 0 |  |  |  | 12h30 | 0.61 | 1.82 |  |  |  | 12h30 | 0 | 0 |  |  |  | 12h30 | 0 | 0 |  |  |  | 12h30 | 0.51 | 1.67 |  |  |  | 12h30 | 0 | 0 |  |  |  | 12h30 | 0 | 0 |  |  |  | 12h30 | 0.38 | 1.36
13h30 | 0.42 | 1.22 |  | 13h30 | 0 | 0 |  | 13h30 | 0.58 | 1.96 |  |  | 13h30 | 0.4 | 1.15 |  |  |  | 13h30 | 0 | 0 |  |  |  | 13h30 | 0.52 | 1.67 |  |  |  | 13h30 | 0.38 | 1.22 |  |  |  | 13h30 | 0 | 0 |  |  |  | 13h30 | 0.38 | 1.42 |  |  |  | 13h30 | 0.35 | 1.15 |  |  |  | 13h30 | 0 | 0 |  |  |  | 13h30 | 0.28 | 1.14 |  |  |  | 13h30 | 0.28 | 1.13 |  |  |  | 13h30 | 0 | 0 |  |  |  | 13h30 | 0.3 | 1.58 |  |  | 13h30 | 0.34 | 1.08 |  |  |  | 13h30 | 0 | 0 |  |  |  | 13h30 | 0.3 | 1.13 |  |  |  | 13h30 | 0.32 | 0.98 |  |  |  | 13h30 | 0 | 0 |  |  |  | 13h30 | 0.27 | 0.95 |  |  |  | 13h30 | 0.28 | 0.91 |  |  |  | 13h30 | 0 | 0 |  |  |  | 13h30 | 0.23 | 0.85 |  |  |  | 13h30 | 0.25 | 0.86 |  |  |  | 13h30 | 0 | 0 |  |  |  | 13h30 | 0.2 | 0.77 |  |  |  | 13h30 | 0.19 | 0.99 |  |  |  | 13h30 | 0 | 0 |  |  |  | 13h30 | 0.14 | 0.98 |  |  | 13h30 | 0.46 | 1.29 |  |  |  | 13h30 | 0 | 0 |  |  |  | 13h30 | 0.68 | 2.04 |  |  |  | 13h30 | 0.45 | 1.28 |  |  |  | 13h30 | 0 | 0 |  |  |  | 13h30 | 0.61 | 1.83 |  |  |  | 13h30 | 0.43 | 1.27 |  |  |  | 13h30 | 0 | 0 |  |  |  | 13h30 | 0.51 | 1.66 |  |  |  | 13h30 | 0.38 | 1.2 |  |  |  | 13h30 | 0.38 | 1.2 |  |  |  | 13h30 | 0.37 | 1.33
14h30 | 0.75 | 2.19 |  | 14h30 | 0 | 0 |  | 14h30 | 0.58 | 1.96 |  |  | 14h30 | 0.7 | 2.01 |  |  |  | 14h30 | 0 | 0 |  |  |  | 14h30 | 0.52 | 1.67 |  |  |  | 14h30 | 0.62 | 1.91 |  |  |  | 14h30 | 0 | 0 |  |  |  | 14h30 | 0.38 | 1.42 |  |  |  | 14h30 | 0.53 | 1.74 |  |  |  | 14h30 | 0 | 0 |  |  |  | 14h30 | 0.27 | 1.14 |  |  |  | 14h30 | 0.44 | 1.87 |  |  |  | 14h30 | 0 | 0 |  |  |  | 14h30 | 0.3 | 1.58 |  |  | 14h30 | 0.53 | 1.76 |  |  |  | 14h30 | 0 | 0 |  |  |  | 14h30 | 0.29 | 1.13 |  |  |  | 14h30 | 0.49 | 1.52 |  |  |  | 14h30 | 0 | 0 |  |  |  | 14h30 | 0.26 | 0.95 |  |  |  | 14h30 | 0.42 | 1.4 |  |  |  | 14h30 | 0 | 0 |  |  |  | 14h30 | 0.21 | 0.82 |  |  |  | 14h30 | 0.37 | 1.28 |  |  |  | 14h30 | 0 | 0 |  |  |  | 14h30 | 0.2 | 0.74 |  |  |  | 14h30 | 0.26 | 1.54 |  |  |  | 14h30 | 0 | 0 |  |  |  | 14h30 | 0.14 | 0.98 |  |  | 14h30 | 0.88 | 2.32 |  |  |  | 14h30 | 0 | 0 |  |  |  | 14h30 | 0.66 | 1.97 |  |  |  | 14h30 | 0.81 | 2.18 |  |  |  | 14h30 | 0 | 0 |  |  |  | 14h30 | 0.59 | 1.77 |  |  |  | 14h30 | 0.76 | 2.15 |  |  |  | 14h30 | 0 | 0 |  |  |  | 14h30 | 0.49 | 1.6 |  |  |  | 14h30 | 0.61 | 1.88 |  |  |  | 14h30 | 0.61 | 1.88 |  |  |  | 14h30 | 0.35 | 1.25
15h30 | 0.85 | 2.59 |  | 15h30 | 0 | 0 |  | 15h30 | 0.56 | 1.89 |  |  | 15h30 | 0.79 | 2.36 |  |  |  | 15h30 | 0 | 0 |  |  |  | 15h30 | 0.5 | 1.71 |  |  |  | 15h30 | 0.61 | 1.92 |  |  |  | 15h30 | 0 | 0 |  |  |  | 15h30 | 0.36 | 1.33 |  |  |  | 15h30 | 0.47 | 1.63 |  |  |  | 15h30 | 0 | 0 |  |  |  | 15h30 | 0.25 | 1.05 |  |  |  | 15h30 | 0.44 | 2.05 |  |  |  | 15h30 | 0 | 0 |  |  |  | 15h30 | 0.28 | 1.54 |  |  | 15h30 | 0.51 | 1.84 |  |  |  | 15h30 | 0 | 0 |  |  |  | 15h30 | 0.27 | 1.12 |  |  |  | 15h30 | 0.45 | 1.51 |  |  |  | 15h30 | 0 | 0 |  |  |  | 15h30 | 0.23 | 0.92 |  |  |  | 15h30 | 0.38 | 1.38 |  |  |  | 15h30 | 0 | 0 |  |  |  | 15h30 | 0.19 | 0.8 |  |  |  | 15h30 | 0.32 | 1.23 |  |  |  | 15h30 | 0 | 0 |  |  |  | 15h30 | 0.17 | 0.72 |  |  |  | 15h30 | 0.21 | 1.53 |  |  |  | 15h30 | 0 | 0 |  |  |  | 15h30 | 0.1 | 0.94 |  |  | 15h30 | 0.92 | 2.43 |  |  |  | 15h30 | 0 | 0 |  |  |  | 15h30 | 0.59 | 1.75 |  |  |  | 15h30 | 0.81 | 2.18 |  |  |  | 15h30 | 0 | 0 |  |  |  | 15h30 | 0.52 | 1.56 |  |  |  | 15h30 | 0.74 | 2.12 |  |  |  | 15h30 | 0 | 0 |  |  |  | 15h30 | 0.43 | 1.4 |  |  |  | 15h30 | 0.56 | 1.73 |  |  |  | 15h30 | 0.56 | 1.73 |  |  |  | 15h30 | 0.3 | 1.09
16h30 | 0.7 | 2.18 |  | 16h30 | 0 | 0 |  | 16h30 | 0.58 | 1.9 |  |  | 16h30 | 0.68 | 2.13 |  |  |  | 16h30 | 0 | 0 |  |  |  | 16h30 | 0.54 | 1.84 |  |  |  | 16h30 | 0.52 | 1.62 |  |  |  | 16h30 | 0 | 0 |  |  |  | 16h30 | 0.38 | 1.33 |  |  |  | 16h30 | 0.39 | 1.32 |  |  |  | 16h30 | 0 | 0 |  |  |  | 16h30 | 0.27 | 1.05 |  |  |  | 16h30 | 0.43 | 1.8 |  |  |  | 16h30 | 0 | 0 |  |  |  | 16h30 | 0.32 | 1.57 |  |  | 16h30 | 0.44 | 1.61 |  |  |  | 16h30 | 0 | 0 |  |  |  | 16h30 | 0.29 | 1.18 |  |  |  | 16h30 | 0.39 | 1.34 |  |  |  | 16h30 | 0 | 0 |  |  |  | 16h30 | 0.25 | 0.97 |  |  |  | 16h30 | 0.33 | 1.21 |  |  |  | 16h30 | 0 | 0 |  |  |  | 16h30 | 0.2 | 0.84 |  |  |  | 16h30 | 0.28 | 1.09 |  |  |  | 16h30 | 0 | 0 |  |  |  | 16h30 | 0.17 | 0.75 |  |  |  | 16h30 | 0.21 | 1.36 |  |  |  | 16h30 | 0 | 0 |  |  |  | 16h30 | 0.12 | 0.98 |  |  | 16h30 | 0.61 | 1.64 |  |  |  | 16h30 | 0 | 0 |  |  |  | 16h30 | 0.5 | 1.43 |  |  |  | 16h30 | 0.55 | 1.49 |  |  |  | 16h30 | 0 | 0 |  |  |  | 16h30 | 0.44 | 1.26 |  |  |  | 16h30 | 0.48 | 1.37 |  |  |  | 16h30 | 0 | 0 |  |  |  | 16h30 | 0.35 | 1.11 |  |  |  | 16h30 | 0.37 | 1.14 |  |  |  | 16h30 | 0.37 | 1.14 |  |  |  | 16h30 | 0.24 | 0.87
17h30 | 0.72 | 2.15 |  | 17h30 | 0 | 0 |  | 17h30 | 0.67 | 2.03 |  |  | 17h30 | 0.7 | 2.22 |  |  |  | 17h30 | 0 | 0 |  |  |  | 17h30 | 0.63 | 2.07 |  |  |  | 17h30 | 0.54 | 1.6 |  |  |  | 17h30 | 0 | 0 |  |  |  | 17h30 | 0.45 | 1.46 |  |  |  | 17h30 | 0.38 | 1.24 |  |  |  | 17h30 | 0 | 0 |  |  |  | 17h30 | 0.31 | 1.1 |  |  |  | 17h30 | 0.54 | 1.82 |  |  |  | 17h30 | 0 | 0 |  |  |  | 17h30 | 0.47 | 1.7 |  |  | 17h30 | 0.44 | 1.57 |  |  |  | 17h30 | 0 | 0 |  |  |  | 17h30 | 0.33 | 1.29 |  |  |  | 17h30 | 0.39 | 1.35 |  |  |  | 17h30 | 0 | 0 |  |  |  | 17h30 | 0.3 | 1.09 |  |  |  | 17h30 | 0.33 | 1.19 |  |  |  | 17h30 | 0 | 0 |  |  |  | 17h30 | 0.24 | 0.93 |  |  |  | 17h30 | 0.29 | 1.08 |  |  |  | 17h30 | 0 | 0 |  |  |  | 17h30 | 0.21 | 0.84 |  |  |  | 17h30 | 0.27 | 1.35 |  |  |  | 17h30 | 0 | 0 |  |  |  | 17h30 | 0.2 | 1.09 |  |  | 17h30 | 0.47 | 1.25 |  |  |  | 17h30 | 0 | 0 |  |  |  | 17h30 | 0.43 | 1.18 |  |  |  | 17h30 | 0.43 | 1.15 |  |  |  | 17h30 | 0 | 0 |  |  |  | 17h30 | 0.38 | 1.03 |  |  |  | 17h30 | 0.35 | 0.97 |  |  |  | 17h30 | 0 | 0 |  |  |  | 17h30 | 0.29 | 0.86 |  |  |  | 17h30 | 0.27 | 0.81 |  |  |  | 17h30 | 0.27 | 0.81 |  |  |  | 17h30 | 0.21 | 0.69
18h30 | 0.83 | 2.29 |  | 18h30 | 0.63 | 1.35 |  | 18h30 | 0.81 | 2.23 |  |  | 18h30 | 0.79 | 2.48 |  |  |  | 18h30 | 0.62 | 1.79 |  |  |  | 18h30 | 0.75 | 2.37 |  |  |  | 18h30 | 0.62 | 1.74 |  |  |  | 18h30 | 0.57 | 1.45 |  |  |  | 18h30 | 0.57 | 1.65 |  |  |  | 18h30 | 0.43 | 1.27 |  |  |  | 18h30 | 0.49 | 1.31 |  |  |  | 18h30 | 0.37 | 1.17 |  |  |  | 18h30 | 0.69 | 1.99 |  |  |  | 18h30 | 0.44 | 1.44 |  |  |  | 18h30 | 0.66 | 1.93 |  |  | 18h30 | 0.48 | 1.62 |  |  |  | 18h30 | 0.49 | 1.49 |  |  |  | 18h30 | 0.41 | 1.43 |  |  |  | 18h30 | 0.44 | 1.44 |  |  |  | 18h30 | 0.46 | 1.39 |  |  |  | 18h30 | 0.36 | 1.25 |  |  |  | 18h30 | 0.37 | 1.26 |  |  |  | 18h30 | 0.41 | 1.28 |  |  |  | 18h30 | 0.29 | 1.06 |  |  |  | 18h30 | 0.32 | 1.14 |  |  |  | 18h30 | 0.38 | 1.21 |  |  |  | 18h30 | 0.25 | 0.96 |  |  |  | 18h30 | 0.37 | 1.44 |  |  |  | 18h30 | 0.39 | 1.37 |  |  |  | 18h30 | 0.29 | 1.25 |  |  | 18h30 | 0.41 | 1.07 |  |  |  | 18h30 | 0.29 | 0.85 |  |  |  | 18h30 | 0.39 | 1.16 |  |  |  | 18h30 | 0.38 | 1 |  |  |  | 18h30 | 0.27 | 0.74 |  |  |  | 18h30 | 0.35 | 1 |  |  |  | 18h30 | 0.29 | 0.84 |  |  |  | 18h30 | 0.27 | 0.62 |  |  |  | 18h30 | 0.26 | 0.86 |  |  |  | 18h30 | 0.22 | 0.72 |  |  |  | 18h30 | 0.22 | 0.72 |  |  |  | 18h30 | 0.2 | 0.64
19h30 | 0.96 | 2.51 |  | 19h30 | 1.25 | 2.83 |  | 19h30 | 0.95 | 2.48 |  |  | 19h30 | 0.91 | 2.77 |  |  |  | 19h30 | 1.21 | 3.37 |  |  |  | 19h30 | 0.88 | 2.69 |  |  |  | 19h30 | 0.73 | 1.95 |  |  |  | 19h30 | 1.07 | 2.62 |  |  |  | 19h30 | 0.69 | 1.9 |  |  |  | 19h30 | 0.49 | 1.35 |  |  |  | 19h30 | 0.84 | 2.1 |  |  |  | 19h30 | 0.45 | 1.26 |  |  |  | 19h30 | 0.63 | 1.97 |  |  |  | 19h30 | 0.79 | 2.4 |  |  |  | 19h30 | 0.61 | 1.93 |  |  | 19h30 | 0.54 | 1.72 |  |  |  | 19h30 | 0.87 | 2.55 |  |  |  | 19h30 | 0.49 | 1.58 |  |  |  | 19h30 | 0.5 | 1.57 |  |  |  | 19h30 | 0.8 | 2.34 |  |  |  | 19h30 | 0.44 | 1.43 |  |  |  | 19h30 | 0.42 | 1.36 |  |  |  | 19h30 | 0.71 | 2.11 |  |  |  | 19h30 | 0.36 | 1.21 |  |  |  | 19h30 | 0.37 | 1.24 |  |  |  | 19h30 | 0.64 | 1.96 |  |  |  | 19h30 | 0.31 | 1.1 |  |  |  | 19h30 | 0.45 | 1.56 |  |  |  | 19h30 | 0.68 | 2.29 |  |  |  | 19h30 | 0.38 | 1.43 |  |  | 19h30 | 0.4 | 0.97 |  |  |  | 19h30 | 0.59 | 1.34 |  |  |  | 19h30 | 0.39 | 1.01 |  |  |  | 19h30 | 0.38 | 0.94 |  |  |  | 19h30 | 0.56 | 1.27 |  |  |  | 19h30 | 0.36 | 0.91 |  |  |  | 19h30 | 0.28 | 0.71 |  |  |  | 19h30 | 0.53 | 1.09 |  |  |  | 19h30 | 0.26 | 0.71 |  |  |  | 19h30 | 0.21 | 0.58 |  |  |  | 19h30 | 0.21 | 0.58 |  |  |  | 19h30 | 0.19 | 0.53
20h30 | 1.06 | 2.74 |  | 20h30 | 1.42 | 3.57 |  | 20h30 | 1.05 | 2.72 |  |  | 20h30 | 1 | 2.99 |  |  |  | 20h30 | 1.37 | 3.83 |  |  |  | 20h30 | 0.97 | 2.91 |  |  |  | 20h30 | 0.81 | 2.18 |  |  |  | 20h30 | 1.16 | 2.91 |  |  |  | 20h30 | 0.78 | 2.14 |  |  |  | 20h30 | 0.54 | 1.44 |  |  |  | 20h30 | 0.83 | 2.08 |  |  |  | 20h30 | 0.51 | 1.38 |  |  |  | 20h30 | 0.51 | 1.93 |  |  |  | 20h30 | 0.83 | 2.53 |  |  |  | 20h30 | 0.49 | 1.89 |  |  | 20h30 | 0.58 | 1.78 |  |  |  | 20h30 | 0.92 | 2.7 |  |  |  | 20h30 | 0.54 | 1.68 |  |  |  | 20h30 | 0.54 | 1.68 |  |  |  | 20h30 | 0.84 | 2.47 |  |  |  | 20h30 | 0.5 | 1.57 |  |  |  | 20h30 | 0.46 | 1.44 |  |  |  | 20h30 | 0.73 | 2.18 |  |  |  | 20h30 | 0.41 | 1.33 |  |  |  | 20h30 | 0.41 | 1.32 |  |  |  | 20h30 | 0.65 | 2 |  |  |  | 20h30 | 0.36 | 1.21 |  |  |  | 20h30 | 0.52 | 1.66 |  |  |  | 20h30 | 0.72 | 2.4 |  |  |  | 20h30 | 0.46 | 1.56 |  |  | 20h30 | 0.45 | 1.07 |  |  |  | 20h30 | 0.71 | 1.51 |  |  |  | 20h30 | 0.44 | 1.04 |  |  |  | 20h30 | 0.43 | 1.05 |  |  |  | 20h30 | 0.7 | 1.56 |  |  |  | 20h30 | 0.41 | 0.99 |  |  |  | 20h30 | 0.32 | 0.76 |  |  |  | 20h30 | 0.62 | 1.36 |  |  |  | 20h30 | 0.3 | 0.72 |  |  |  | 20h30 | 0.24 | 0.59 |  |  |  | 20h30 | 0.24 | 0.59 |  |  |  | 20h30 | 0.22 | 0.55
21h30 | 1.12 | 2.95 |  | 21h30 | 1.24 | 3.22 |  | 21h30 | 1.12 | 2.93 |  |  | 21h30 | 1.04 | 3.1 |  |  |  | 21h30 | 1.18 | 3.39 |  |  |  | 21h30 | 1.02 | 3.03 |  |  |  | 21h30 | 0.86 | 2.37 |  |  |  | 21h30 | 1.01 | 2.66 |  |  |  | 21h30 | 0.84 | 2.33 |  |  |  | 21h30 | 0.57 | 1.55 |  |  |  | 21h30 | 0.72 | 1.84 |  |  |  | 21h30 | 0.54 | 1.5 |  |  |  | 21h30 | 0.53 | 2.12 |  |  |  | 21h30 | 0.66 | 2.34 |  |  |  | 21h30 | 0.52 | 2.09 |  |  | 21h30 | 0.6 | 1.81 |  |  |  | 21h30 | 0.8 | 2.33 |  |  |  | 21h30 | 0.58 | 1.74 |  |  |  | 21h30 | 0.56 | 1.74 |  |  |  | 21h30 | 0.74 | 2.2 |  |  |  | 21h30 | 0.53 | 1.66 |  |  |  | 21h30 | 0.48 | 1.48 |  |  |  | 21h30 | 0.65 | 1.94 |  |  |  | 21h30 | 0.44 | 1.4 |  |  |  | 21h30 | 0.43 | 1.36 |  |  |  | 21h30 | 0.59 | 1.8 |  |  |  | 21h30 | 0.39 | 1.27 |  |  |  | 21h30 | 0.55 | 1.71 |  |  |  | 21h30 | 0.68 | 2.14 |  |  |  | 21h30 | 0.51 | 1.64 |  |  | 21h30 | 0.52 | 1.39 |  |  |  | 21h30 | 0.62 | 1.57 |  |  |  | 21h30 | 0.51 | 1.36 |  |  |  | 21h30 | 0.5 | 1.37 |  |  |  | 21h30 | 0.62 | 1.61 |  |  |  | 21h30 | 0.48 | 1.31 |  |  |  | 21h30 | 0.39 | 1.04 |  |  |  | 21h30 | 0.53 | 1.32 |  |  |  | 21h30 | 0.37 | 1 |  |  |  | 21h30 | 0.28 | 0.77 |  |  |  | 21h30 | 0.28 | 0.77 |  |  |  | 21h30 | 0.26 | 0.74
22h30 | 1.16 | 3.13 |  | 22h30 | 1.2 | 3.23 |  | 22h30 | 1.16 | 3.12 |  |  | 22h30 | 1.07 | 3.15 |  |  |  | 22h30 | 1.13 | 3.3 |  |  |  | 22h30 | 1.05 | 3.1 |  |  |  | 22h30 | 0.89 | 2.54 |  |  |  | 22h30 | 0.95 | 2.67 |  |  |  | 22h30 | 0.87 | 2.51 |  |  |  | 22h30 | 0.59 | 1.66 |  |  |  | 22h30 | 0.67 | 1.81 |  |  |  | 22h30 | 0.57 | 1.62 |  |  |  | 22h30 | 0.55 | 2.29 |  |  |  | 22h30 | 0.6 | 2.38 |  |  |  | 22h30 | 0.54 | 2.26 |  |  | 22h30 | 0.62 | 1.83 |  |  |  | 22h30 | 0.73 | 2.16 |  |  |  | 22h30 | 0.6 | 1.78 |  |  |  | 22h30 | 0.58 | 1.77 |  |  |  | 22h30 | 0.69 | 2.07 |  |  |  | 22h30 | 0.56 | 1.72 |  |  |  | 22h30 | 0.49 | 1.51 |  |  |  | 22h30 | 0.6 | 1.81 |  |  |  | 22h30 | 0.47 | 1.45 |  |  |  | 22h30 | 0.44 | 1.38 |  |  |  | 22h30 | 0.55 | 1.68 |  |  |  | 22h30 | 0.41 | 1.32 |  |  |  | 22h30 | 0.57 | 1.75 |  |  |  | 22h30 | 0.65 | 2.02 |  |  |  | 22h30 | 0.54 | 1.69 |  |  | 22h30 | 0.62 | 1.75 |  |  |  | 22h30 | 0.65 | 1.82 |  |  |  | 22h30 | 0.61 | 1.73 |  |  |  | 22h30 | 0.59 | 1.7 |  |  |  | 22h30 | 0.64 | 1.84 |  |  |  | 22h30 | 0.57 | 1.65 |  |  |  | 22h30 | 0.47 | 1.38 |  |  |  | 22h30 | 0.54 | 1.52 |  |  |  | 22h30 | 0.45 | 1.35 |  |  |  | 22h30 | 0.34 | 1.01 |  |  |  | 22h30 | 0.34 | 1.01 |  |  |  | 22h30 | 0.32 | 0.98
23h30 | 1.2 | 3.29 |  | 23h30 | 1.22 | 3.34 |  | 23h30 | 1.2 | 3.28 |  |  | 23h30 | 1.09 | 3.21 |  |  |  | 23h30 | 1.13 | 3.31 |  |  |  | 23h30 | 1.07 | 3.16 |  |  |  | 23h30 | 0.91 | 2.69 |  |  |  | 23h30 | 0.95 | 2.76 |  |  |  | 23h30 | 0.89 | 2.66 |  |  |  | 23h30 | 0.6 | 1.77 |  |  |  | 23h30 | 0.65 | 1.88 |  |  |  | 23h30 | 0.59 | 1.74 |  |  |  | 23h30 | 0.57 | 2.43 |  |  |  | 23h30 | 0.6 | 2.49 |  |  |  | 23h30 | 0.55 | 2.41 |  |  | 23h30 | 0.63 | 1.86 |  |  |  | 23h30 | 0.7 | 2.07 |  |  |  | 23h30 | 0.61 | 1.82 |  |  |  | 23h30 | 0.59 | 1.8 |  |  |  | 23h30 | 0.66 | 2 |  |  |  | 23h30 | 0.57 | 1.76 |  |  |  | 23h30 | 0.5 | 1.53 |  |  |  | 23h30 | 0.58 | 1.75 |  |  |  | 23h30 | 0.48 | 1.49 |  |  |  | 23h30 | 0.45 | 1.41 |  |  |  | 23h30 | 0.53 | 1.62 |  |  |  | 23h30 | 0.43 | 1.36 |  |  |  | 23h30 | 0.59 | 1.78 |  |  |  | 23h30 | 0.64 | 1.96 |  |  |  | 23h30 | 0.57 | 1.74 |  |  | 23h30 | 0.7 | 2.01 |  |  |  | 23h30 | 0.71 | 2.05 |  |  |  | 23h30 | 0.69 | 2 |  |  |  | 23h30 | 0.65 | 1.91 |  |  |  | 23h30 | 0.69 | 2.01 |  |  |  | 23h30 | 0.64 | 1.87 |  |  |  | 23h30 | 0.54 | 1.64 |  |  |  | 23h30 | 0.58 | 1.71 |  |  |  | 23h30 | 0.52 | 1.62 |  |  |  | 23h30 | 0.38 | 1.18 |  |  |  | 23h30 | 0.38 | 1.18 |  |  |  | 23h30 | 0.36 | 1.16
00h30 | 0.77 | 2.19 |  | 00h30 | 0.67 | 1.98 |  | 00h30 | 0.89 | 2.64 |  |  | 00h30 | 0.69 | 2.05 |  |  |  | 00h30 | 0.58 | 1.87 |  |  |  | 00h30 | 0.8 | 2.43 |  |  |  | 00h30 | 0.57 | 1.77 |  |  |  | 00h30 | 0.41 | 1.43 |  |  |  | 00h30 | 0.64 | 2.05 |  |  |  | 00h30 | 0.39 | 1.26 |  |  |  | 00h30 | 0.22 | 0.64 |  |  |  | 00h30 | 0.42 | 1.43 |  |  |  | 00h30 | 0.37 | 1.65 |  |  |  | 00h30 | 0.25 | 1.34 |  |  |  | 00h30 | 0.42 | 2.02 |  |  | 00h30 | 0.41 | 1.27 |  |  |  | 00h30 | 0.23 | 0.68 |  |  |  | 00h30 | 0.44 | 1.47 |  |  |  | 00h30 | 0.38 | 1.19 |  |  |  | 00h30 | 0.22 | 0.63 |  |  |  | 00h30 | 0.41 | 1.35 |  |  |  | 00h30 | 0.33 | 1.04 |  |  |  | 00h30 | 0.19 | 0.52 |  |  |  | 00h30 | 0.34 | 1.15 |  |  |  | 00h30 | 0.29 | 0.96 |  |  |  | 00h30 | 0.17 | 0.48 |  |  |  | 00h30 | 0.3 | 1.04 |  |  |  | 00h30 | 0.34 | 1.19 |  |  |  | 00h30 | 0.24 | 0.6 |  |  |  | 00h30 | 0.34 | 1.36 |  |  | 00h30 | 0.51 | 1.52 |  |  |  | 00h30 | 0.26 | 0.78 |  |  |  | 00h30 | 0.53 | 1.6 |  |  |  | 00h30 | 0.47 | 1.41 |  |  |  | 00h30 | 0.25 | 0.75 |  |  |  | 00h30 | 0.49 | 1.45 |  |  |  | 00h30 | 0.4 | 1.25 |  |  |  | 00h30 | 0.2 | 0.62 |  |  |  | 00h30 | 0.39 | 1.26 |  |  |  | 00h30 | 0.29 | 0.94 |  |  |  | 00h30 | 0.29 | 0.94 |  |  |  | 00h30 | 0.28 | 0.9
01h30 | 0.42 | 1.44 |  | 01h30 | 0.37 | 1.31 |  | 01h30 | 0.5 | 1.68 |  |  | 01h30 | 0.33 | 1.24 |  |  |  | 01h30 | 0.27 | 1.14 |  |  |  | 01h30 | 0.39 | 1.43 |  |  |  | 01h30 | 0.23 | 1.01 |  |  |  | 01h30 | 0.13 | 0.85 |  |  |  | 01h30 | 0.26 | 1.15 |  |  |  | 01h30 | 0.06 | 0.52 |  |  |  | 01h30 | 0 | 0.16 |  |  |  | 01h30 | 0.1 | 0.52 |  |  |  | 01h30 | 0.27 | 1.1 |  |  |  | 01h30 | 0.2 | 0.92 |  |  |  | 01h30 | 0.3 | 1.28 |  |  | 01h30 | 0.08 | 0.41 |  |  |  | 01h30 | 0 | 0.15 |  |  |  | 01h30 | 0.07 | 0.44 |  |  |  | 01h30 | 0.07 | 0.37 |  |  |  | 01h30 | 0 | 0.1 |  |  |  | 01h30 | 0.05 | 0.38 |  |  |  | 01h30 | 0.01 | 0.25 |  |  |  | 01h30 | 0 | 0 |  |  |  | 01h30 | 0.03 | 0.22 |  |  |  | 01h30 | 0 | 0.21 |  |  |  | 01h30 | 0 | 0 |  |  |  | 01h30 | 0.02 | 0.16 |  |  |  | 01h30 | 0.05 | 0.38 |  |  |  | 01h30 | 0 | 0.09 |  |  |  | 01h30 | 0.04 | 0.38 |  |  | 01h30 | 0.11 | 0.53 |  |  |  | 01h30 | 0 | 0.18 |  |  |  | 01h30 | 0.12 | 0.56 |  |  |  | 01h30 | 0.06 | 0.39 |  |  |  | 01h30 | 0 | 0.11 |  |  |  | 01h30 | 0.07 | 0.39 |  |  |  | 01h30 | 0.01 | 0.28 |  |  |  | 01h30 | 0 | 0 |  |  |  | 01h30 | 0 | 0.28 |  |  |  | 01h30 | 0 | 0 |  |  |  | 01h30 | 0 | 0 |  |  |  | 01h30 | 0 | 0
02h30 | 0.47 | 1.61 |  | 02h30 | 0.49 | 1.66 |  | 02h30 | 0.5 | 1.68 |  |  | 02h30 | 0.33 | 1.34 |  |  |  | 02h30 | 0.38 | 1.43 |  |  |  | 02h30 | 0.39 | 1.43 |  |  |  | 02h30 | 0.23 | 1.1 |  |  |  | 02h30 | 0.26 | 1.19 |  |  |  | 02h30 | 0.26 | 1.15 |  |  |  | 02h30 | 0.06 | 0.52 |  |  |  | 02h30 | 0.04 | 0.51 |  |  |  | 02h30 | 0.1 | 0.52 |  |  |  | 02h30 | 0.31 | 1.2 |  |  |  | 02h30 | 0.36 | 1.27 |  |  |  | 02h30 | 0.3 | 1.28 |  |  | 02h30 | 0.08 | 0.41 |  |  |  | 02h30 | 0.06 | 0.44 |  |  |  | 02h30 | 0.07 | 0.44 |  |  |  | 02h30 | 0.07 | 0.37 |  |  |  | 02h30 | 0.03 | 0.39 |  |  |  | 02h30 | 0.05 | 0.38 |  |  |  | 02h30 | 0.01 | 0.25 |  |  |  | 02h30 | 0 | 0.17 |  |  |  | 02h30 | 0.03 | 0.22 |  |  |  | 02h30 | 0 | 0.21 |  |  |  | 02h30 | 0 | 0.09 |  |  |  | 02h30 | 0.02 | 0.16 |  |  |  | 02h30 | 0.05 | 0.38 |  |  |  | 02h30 | 0.02 | 0.38 |  |  |  | 02h30 | 0.04 | 0.38 |  |  | 02h30 | 0.11 | 0.53 |  |  |  | 02h30 | 0.06 | 0.44 |  |  |  | 02h30 | 0.12 | 0.56 |  |  |  | 02h30 | 0.06 | 0.39 |  |  |  | 02h30 | 0.03 | 0.31 |  |  |  | 02h30 | 0.07 | 0.39 |  |  |  | 02h30 | 0.01 | 0.28 |  |  |  | 02h30 | 0 | 0.18 |  |  |  | 02h30 | 0 | 0.28 |  |  |  | 02h30 | 0 | 0 |  |  |  | 02h30 | 0 | 0 |  |  |  | 02h30 | 0 | 0
03h30 | 0.61 | 1.94 |  | 03h30 | 0.64 | 2.01 |  | 03h30 | 0.61 | 1.93 |  |  | 03h30 | 0.45 | 1.61 |  |  |  | 03h30 | 0.51 | 1.73 |  |  |  | 03h30 | 0.47 | 1.6 |  |  |  | 03h30 | 0.34 | 1.43 |  |  |  | 03h30 | 0.4 | 1.54 |  |  |  | 03h30 | 0.35 | 1.43 |  |  |  | 03h30 | 0.1 | 0.66 |  |  |  | 03h30 | 0.12 | 0.76 |  |  |  | 03h30 | 0.09 | 0.68 |  |  |  | 03h30 | 0.43 | 1.5 |  |  |  | 03h30 | 0.48 | 1.6 |  |  |  | 03h30 | 0.41 | 1.5 |  |  | 03h30 | 0.1 | 0.52 |  |  |  | 03h30 | 0.12 | 0.58 |  |  |  | 03h30 | 0.11 | 0.54 |  |  |  | 03h30 | 0.07 | 0.46 |  |  |  | 03h30 | 0.09 | 0.54 |  |  |  | 03h30 | 0.08 | 0.48 |  |  |  | 03h30 | 0 | 0.24 |  |  |  | 03h30 | 0.01 | 0.34 |  |  |  | 03h30 | 0 | 0.26 |  |  |  | 03h30 | 0 | 0.13 |  |  |  | 03h30 | 0 | 0.23 |  |  |  | 03h30 | 0 | 0.14 |  |  |  | 03h30 | 0.06 | 0.46 |  |  |  | 03h30 | 0.08 | 0.54 |  |  |  | 03h30 | 0.05 | 0.49 |  |  | 03h30 | 0.16 | 0.63 |  |  |  | 03h30 | 0.15 | 0.65 |  |  |  | 03h30 | 0.17 | 0.63 |  |  |  | 03h30 | 0.1 | 0.47 |  |  |  | 03h30 | 0.09 | 0.48 |  |  |  | 03h30 | 0.1 | 0.46 |  |  |  | 03h30 | 0.04 | 0.42 |  |  |  | 03h30 | 0.03 | 0.42 |  |  |  | 03h30 | 0.04 | 0.41 |  |  |  | 03h30 | 0 | 0.06 |  |  |  | 03h30 | 0 | 0.06 |  |  |  | 03h30 | 0 | 0.04
04h30 | 0.71 | 2.15 |  | 04h30 | 0.72 | 2.18 |  | 04h30 | 0.69 | 2.1 |  |  | 04h30 | 0.55 | 1.79 |  |  |  | 04h30 | 0.58 | 1.87 |  |  |  | 04h30 | 0.52 | 1.72 |  |  |  | 04h30 | 0.44 | 1.7 |  |  |  | 04h30 | 0.47 | 1.76 |  |  |  | 04h30 | 0.41 | 1.64 |  |  |  | 04h30 | 0.14 | 0.82 |  |  |  | 04h30 | 0.18 | 0.94 |  |  |  | 04h30 | 0.12 | 0.79 |  |  |  | 04h30 | 0.54 | 1.72 |  |  |  | 04h30 | 0.56 | 1.76 |  |  |  | 04h30 | 0.51 | 1.67 |  |  | 04h30 | 0.13 | 0.58 |  |  |  | 04h30 | 0.17 | 0.7 |  |  |  | 04h30 | 0.13 | 0.56 |  |  |  | 04h30 | 0.1 | 0.54 |  |  |  | 04h30 | 0.14 | 0.64 |  |  |  | 04h30 | 0.09 | 0.52 |  |  |  | 04h30 | 0.02 | 0.35 |  |  |  | 04h30 | 0.06 | 0.48 |  |  |  | 04h30 | 0 | 0.34 |  |  |  | 04h30 | 0 | 0.23 |  |  |  | 04h30 | 0.01 | 0.38 |  |  |  | 04h30 | 0 | 0.21 |  |  |  | 04h30 | 0.11 | 0.55 |  |  |  | 04h30 | 0.14 | 0.65 |  |  |  | 04h30 | 0.09 | 0.54 |  |  | 04h30 | 0.18 | 0.74 |  |  |  | 04h30 | 0.22 | 0.79 |  |  |  | 04h30 | 0.18 | 0.74 |  |  |  | 04h30 | 0.11 | 0.51 |  |  |  | 04h30 | 0.15 | 0.6 |  |  |  | 04h30 | 0.1 | 0.49 |  |  |  | 04h30 | 0.06 | 0.51 |  |  |  | 04h30 | 0.09 | 0.59 |  |  |  | 04h30 | 0.05 | 0.5 |  |  |  | 04h30 | 0 | 0.13 |  |  |  | 04h30 | 0 | 0.13 |  |  |  | 04h30 | 0 | 0.12
05h30 | 0.76 | 2.26 |  | 05h30 | 0.76 | 2.27 |  | 05h30 | 0.73 | 2.21 |  |  | 05h30 | 0.6 | 1.88 |  |  |  | 05h30 | 0.62 | 1.94 |  |  |  | 05h30 | 0.56 | 1.8 |  |  |  | 05h30 | 0.5 | 1.85 |  |  |  | 05h30 | 0.53 | 1.88 |  |  |  | 05h30 | 0.47 | 1.8 |  |  |  | 05h30 | 0.2 | 1.01 |  |  |  | 05h30 | 0.23 | 1.12 |  |  |  | 05h30 | 0.18 | 0.97 |  |  |  | 05h30 | 0.58 | 1.83 |  |  |  | 05h30 | 0.6 | 1.86 |  |  |  | 05h30 | 0.57 | 1.78 |  |  | 05h30 | 0.17 | 0.72 |  |  |  | 05h30 | 0.21 | 0.86 |  |  |  | 05h30 | 0.16 | 0.69 |  |  |  | 05h30 | 0.14 | 0.64 |  |  |  | 05h30 | 0.17 | 0.78 |  |  |  | 05h30 | 0.13 | 0.63 |  |  |  | 05h30 | 0.07 | 0.49 |  |  |  | 05h30 | 0.11 | 0.59 |  |  |  | 05h30 | 0.05 | 0.47 |  |  |  | 05h30 | 0.02 | 0.37 |  |  |  | 05h30 | 0.06 | 0.5 |  |  |  | 05h30 | 0.01 | 0.35 |  |  |  | 05h30 | 0.15 | 0.66 |  |  |  | 05h30 | 0.18 | 0.79 |  |  |  | 05h30 | 0.14 | 0.65 |  |  | 05h30 | 0.22 | 0.77 |  |  |  | 05h30 | 0.25 | 0.84 |  |  |  | 05h30 | 0.21 | 0.76 |  |  |  | 05h30 | 0.14 | 0.55 |  |  |  | 05h30 | 0.18 | 0.64 |  |  |  | 05h30 | 0.13 | 0.53 |  |  |  | 05h30 | 0.1 | 0.58 |  |  |  | 05h30 | 0.13 | 0.66 |  |  |  | 05h30 | 0.09 | 0.57 |  |  |  | 05h30 | 0 | 0.21 |  |  |  | 05h30 | 0 | 0.21 |  |  |  | 05h30 | 0 | 0.2
06h30 | 0.77 | 2.31 |  | 06h30 | 0.78 | 2.32 |  | 06h30 | 0.76 | 2.3 |  |  | 06h30 | 0.61 | 1.92 |  |  |  | 06h30 | 0.63 | 1.97 |  |  |  | 06h30 | 0.59 | 1.87 |  |  |  | 06h30 | 0.53 | 1.92 |  |  |  | 06h30 | 0.55 | 1.94 |  |  |  | 06h30 | 0.51 | 1.89 |  |  |  | 06h30 | 0.25 | 1.17 |  |  |  | 06h30 | 0.28 | 1.25 |  |  |  | 06h30 | 0.23 | 1.15 |  |  |  | 06h30 | 0.6 | 1.89 |  |  |  | 06h30 | 0.61 | 1.91 |  |  |  | 06h30 | 0.59 | 1.87 |  |  | 06h30 | 0.22 | 0.89 |  |  |  | 06h30 | 0.27 | 0.99 |  |  |  | 06h30 | 0.21 | 0.85 |  |  |  | 06h30 | 0.18 | 0.78 |  |  |  | 06h30 | 0.22 | 0.89 |  |  |  | 06h30 | 0.17 | 0.74 |  |  |  | 06h30 | 0.12 | 0.6 |  |  |  | 06h30 | 0.15 | 0.69 |  |  |  | 06h30 | 0.11 | 0.58 |  |  |  | 06h30 | 0.07 | 0.5 |  |  |  | 06h30 | 0.11 | 0.57 |  |  |  | 06h30 | 0.05 | 0.49 |  |  |  | 06h30 | 0.19 | 0.81 |  |  |  | 06h30 | 0.22 | 0.92 |  |  |  | 06h30 | 0.18 | 0.77 |  |  | 06h30 | 0.21 | 0.7 |  |  |  | 06h30 | 0.23 | 0.73 |  |  |  | 06h30 | 0.21 | 0.69 |  |  |  | 06h30 | 0.14 | 0.51 |  |  |  | 06h30 | 0.16 | 0.54 |  |  |  | 06h30 | 0.13 | 0.5 |  |  |  | 06h30 | 0.1 | 0.53 |  |  |  | 06h30 | 0.13 | 0.58 |  |  |  | 06h30 | 0.09 | 0.53 |  |  |  | 06h30 | 0 | 0.2 |  |  |  | 06h30 | 0 | 0.2 |  |  |  | 06h30 | 0 | 0.2
07h30 | 1.32 | 3.69 |  | 07h30 | 1.32 | 3.73 |  | 07h30 | 1.31 | 3.5 |  |  | 07h30 | 1.13 | 3.27 |  |  |  | 07h30 | 1.15 | 3.31 |  |  |  | 07h30 | 1.12 | 3.23 |  |  |  | 07h30 | 1.04 | 3.29 |  |  |  | 07h30 | 1.06 | 3.31 |  |  |  | 07h30 | 1.03 | 3.27 |  |  |  | 07h30 | 0.71 | 2.51 |  |  |  | 07h30 | 0.75 | 2.57 |  |  |  | 07h30 | 0.7 | 2.49 |  |  |  | 07h30 | 0.94 | 3.03 |  |  |  | 07h30 | 0.95 | 3.05 |  |  |  | 07h30 | 0.93 | 3.01 |  |  | 07h30 | 0.71 | 2.17 |  |  |  | 07h30 | 0.76 | 2.27 |  |  |  | 07h30 | 0.69 | 2.13 |  |  |  | 07h30 | 0.63 | 2.02 |  |  |  | 07h30 | 0.69 | 2.14 |  |  |  | 07h30 | 0.61 | 1.97 |  |  |  | 07h30 | 0.49 | 1.73 |  |  |  | 07h30 | 0.56 | 1.9 |  |  |  | 07h30 | 0.47 | 1.7 |  |  |  | 07h30 | 0.48 | 1.33 |  |  |  | 07h30 | 0.46 | 1.63 |  |  |  | 07h30 | 0.48 | 1.32 |  |  |  | 07h30 | 0.64 | 2.07 |  |  |  | 07h30 | 0.69 | 2.18 |  |  |  | 07h30 | 0.63 | 2.03 |  |  | 07h30 | 0.59 | 1.65 |  |  |  | 07h30 | 0.6 | 1.66 |  |  |  | 07h30 | 0.59 | 1.65 |  |  |  | 07h30 | 0.49 | 1.39 |  |  |  | 07h30 | 0.52 | 1.42 |  |  |  | 07h30 | 0.49 | 1.37 |  |  |  | 07h30 | 0.47 | 1.45 |  |  |  | 07h30 | 0.47 | 1.5 |  |  |  | 07h30 | 0.46 | 1.45 |  |  |  | 07h30 | 0.33 | 1.03 |  |  |  | 07h30 | 0.33 | 1.03 |  |  |  | 07h30 | 0.33 | 1.06
08h30 | 1.63 | 4.4 |  | 08h30 | 1.63 | 4.43 |  | 08h30 | 1.63 | 4.31 |  |  | 08h30 | 1.44 | 3.95 |  |  |  | 08h30 | 1.46 | 3.99 |  |  |  | 08h30 | 1.43 | 3.92 |  |  |  | 08h30 | 1.35 | 3.98 |  |  |  | 08h30 | 1.36 | 3.99 |  |  |  | 08h30 | 1.34 | 3.96 |  |  |  | 08h30 | 1.04 | 3.27 |  |  |  | 08h30 | 1.07 | 3.31 |  |  |  | 08h30 | 1.03 | 3.25 |  |  |  | 08h30 | 1.06 | 3.48 |  |  |  | 08h30 | 1.07 | 3.5 |  |  |  | 08h30 | 1.06 | 3.47 |  |  | 08h30 | 1.06 | 2.95 |  |  |  | 08h30 | 1.1 | 3.03 |  |  |  | 08h30 | 1.05 | 2.92 |  |  |  | 08h30 | 0.98 | 2.79 |  |  |  | 08h30 | 1.03 | 2.89 |  |  |  | 08h30 | 0.96 | 2.75 |  |  |  | 08h30 | 0.84 | 2.54 |  |  |  | 08h30 | 0.91 | 2.67 |  |  |  | 08h30 | 0.83 | 2.51 |  |  |  | 08h30 | 0.79 | 2.15 |  |  |  | 08h30 | 0.8 | 2.41 |  |  |  | 08h30 | 0.79 | 2.13 |  |  |  | 08h30 | 0.99 | 2.85 |  |  |  | 08h30 | 1.03 | 2.94 |  |  |  | 08h30 | 0.98 | 2.82 |  |  | 08h30 | 0.73 | 1.96 |  |  |  | 08h30 | 0.73 | 1.97 |  |  |  | 08h30 | 0.73 | 1.96 |  |  |  | 08h30 | 0.66 | 1.71 |  |  |  | 08h30 | 0.69 | 1.76 |  |  |  | 08h30 | 0.66 | 1.69 |  |  |  | 08h30 | 0.64 | 1.77 |  |  |  | 08h30 | 0.65 | 1.81 |  |  |  | 08h30 | 0.63 | 1.77 |  |  |  | 08h30 | 0.51 | 1.49 |  |  |  | 08h30 | 0.51 | 1.49 |  |  |  | 08h30 | 0.51 | 1.51
09h30 | 0.48 | 1.15 |  | 09h30 | 0.76 | 2.01 |  | 09h30 | 1.49 | 4.04 |  |  | 09h30 | 0.43 | 1 |  |  |  | 09h30 | 0.67 | 1.85 |  |  |  | 09h30 | 1.31 | 3.56 |  |  |  | 09h30 | 0.43 | 1.11 |  |  |  | 09h30 | 0.6 | 1.73 |  |  |  | 09h30 | 1.21 | 3.55 |  |  |  | 09h30 | 0.43 | 1.09 |  |  |  | 09h30 | 0.47 | 1.41 |  |  |  | 09h30 | 1 | 3.02 |  |  |  | 09h30 | 0.29 | 0.83 |  |  |  | 09h30 | 0.44 | 1.48 |  |  |  | 09h30 | 1.07 | 3.36 |  |  | 09h30 | 0.43 | 1.01 |  |  |  | 09h30 | 0.5 | 1.37 |  |  |  | 09h30 | 1.04 | 2.83 |  |  |  | 09h30 | 0.42 | 0.98 |  |  |  | 09h30 | 0.47 | 1.27 |  |  |  | 09h30 | 0.99 | 2.69 |  |  |  | 09h30 | 0.42 | 1.02 |  |  |  | 09h30 | 0.43 | 1.18 |  |  |  | 09h30 | 0.94 | 2.58 |  |  |  | 09h30 | 0.36 | 1.05 |  |  |  | 09h30 | 0.4 | 1.09 |  |  |  | 09h30 | 0.81 | 2.48 |  |  |  | 09h30 | 0.43 | 1.01 |  |  |  | 09h30 | 0.46 | 1.29 |  |  |  | 09h30 | 1 | 2.75 |  |  | 09h30 | 0.15 | 0.34 |  |  |  | 09h30 | 0.24 | 0.6 |  |  |  | 09h30 | 0.47 | 1.45 |  |  |  | 09h30 | 0.17 | 0.32 |  |  |  | 09h30 | 0.24 | 0.55 |  |  |  | 09h30 | 0.49 | 1.3 |  |  |  | 09h30 | 0.19 | 0.37 |  |  |  | 09h30 | 0.23 | 0.57 |  |  |  | 09h30 | 0.46 | 1.3 |  |  |  | 09h30 | 0.18 | 0.52 |  |  |  | 09h30 | 0.18 | 0.52 |  |  |  | 09h30 | 0.4 | 1.29
10h30 | 0 | 0 |  | 10h30 | 0 | 0 |  | 10h30 | 1.22 | 3.39 |  |  | 10h30 | 0 | 0 |  |  |  | 10h30 | 0 | 0 |  |  |  | 10h30 | 1.06 | 2.92 |  |  |  | 10h30 | 0 | 0 |  |  |  | 10h30 | 0 | 0 |  |  |  | 10h30 | 0.94 | 2.84 |  |  |  | 10h30 | 0 | 0 |  |  |  | 10h30 | 0 | 0 |  |  |  | 10h30 | 0.76 | 2.39 |  |  |  | 10h30 | 0 | 0 |  |  |  | 10h30 | 0 | 0 |  |  |  | 10h30 | 0.96 | 2.98 |  |  | 10h30 | 0 | 0 |  |  |  | 10h30 | 0 | 0 |  |  |  | 10h30 | 0.81 | 2.25 |  |  |  | 10h30 | 0 | 0 |  |  |  | 10h30 | 0 | 0 |  |  |  | 10h30 | 0.76 | 2.1 |  |  |  | 10h30 | 0 | 0 |  |  |  | 10h30 | 0 | 0 |  |  |  | 10h30 | 0.71 | 2 |  |  |  | 10h30 | 0 | 0 |  |  |  | 10h30 | 0 | 0 |  |  |  | 10h30 | 0.62 | 1.9 |  |  |  | 10h30 | 0 | 0 |  |  |  | 10h30 | 0 | 0 |  |  |  | 10h30 | 0.75 | 2.16 |  |  | 10h30 | 0 | 0 |  |  |  | 10h30 | 0 | 0 |  |  |  | 10h30 | 0.33 | 1.09 |  |  |  | 10h30 | 0 | 0 |  |  |  | 10h30 | 0 | 0 |  |  |  | 10h30 | 0.33 | 0.98 |  |  |  | 10h30 | 0 | 0 |  |  |  | 10h30 | 0 | 0 |  |  |  | 10h30 | 0.27 | 0.94 |  |  |  | 10h30 | 0 | 0 |  |  |  | 10h30 | 0 | 0 |  |  |  | 10h30 | 0.22 | 0.77
11h30 | 0 | 0 |  | 11h30 | 0 | 0 |  | 11h30 | 1.01 | 2.89 |  |  | 11h30 | 0 | 0 |  |  |  | 11h30 | 0 | 0 |  |  |  | 11h30 | 0.87 | 2.46 |  |  |  | 11h30 | 0 | 0 |  |  |  | 11h30 | 0 | 0 |  |  |  | 11h30 | 0.74 | 2.32 |  |  |  | 11h30 | 0 | 0 |  |  |  | 11h30 | 0 | 0 |  |  |  | 11h30 | 0.58 | 1.94 |  |  |  | 11h30 | 0 | 0 |  |  |  | 11h30 | 0 | 0 |  |  |  | 11h30 | 0.75 | 2.51 |  |  | 11h30 | 0 | 0 |  |  |  | 11h30 | 0 | 0 |  |  |  | 11h30 | 0.63 | 1.83 |  |  |  | 11h30 | 0 | 0 |  |  |  | 11h30 | 0 | 0 |  |  |  | 11h30 | 0.58 | 1.66 |  |  |  | 11h30 | 0 | 0 |  |  |  | 11h30 | 0 | 0 |  |  |  | 11h30 | 0.53 | 1.57 |  |  |  | 11h30 | 0 | 0 |  |  |  | 11h30 | 0 | 0 |  |  |  | 11h30 | 0.47 | 1.47 |  |  |  | 11h30 | 0 | 0 |  |  |  | 11h30 | 0 | 0 |  |  |  | 11h30 | 0.54 | 1.72 |  |  | 11h30 | 0 | 0 |  |  |  | 11h30 | 0 | 0 |  |  |  | 11h30 | 0.01 | 0.41 |  |  |  | 11h30 | 0 | 0 |  |  |  | 11h30 | 0 | 0 |  |  |  | 11h30 | 0.1 | 0.4 |  |  |  | 11h30 | 0 | 0 |  |  |  | 11h30 | 0 | 0 |  |  |  | 11h30 | 0.05 | 0.27 |  |  |  | 11h30 | 0 | 0 |  |  |  | 11h30 | 0 | 0 |  |  |  | 11h30 | 0.05 | 0.31
12h30 | 0 | 0 |  | 12h30 | 0 | 0 |  | 12h30 | 0.9 | 2.66 |  |  | 12h30 | 0 | 0 |  |  |  | 12h30 | 0 | 0 |  |  |  | 12h30 | 0.78 | 2.26 |  |  |  | 12h30 | 0 | 0 |  |  |  | 12h30 | 0 | 0 |  |  |  | 12h30 | 0.64 | 2.07 |  |  |  | 12h30 | 0 | 0 |  |  |  | 12h30 | 0 | 0 |  |  |  | 12h30 | 0.5 | 1.71 |  |  |  | 12h30 | 0 | 0 |  |  |  | 12h30 | 0 | 0 |  |  |  | 12h30 | 0.64 | 2.27 |  |  | 12h30 | 0 | 0 |  |  |  | 12h30 | 0 | 0 |  |  |  | 12h30 | 0.53 | 1.62 |  |  |  | 12h30 | 0 | 0 |  |  |  | 12h30 | 0 | 0 |  |  |  | 12h30 | 0.49 | 1.43 |  |  |  | 12h30 | 0 | 0 |  |  |  | 12h30 | 0 | 0 |  |  |  | 12h30 | 0.43 | 1.33 |  |  |  | 12h30 | 0 | 0 |  |  |  | 12h30 | 0 | 0 |  |  |  | 12h30 | 0.38 | 1.23 |  |  |  | 12h30 | 0 | 0 |  |  |  | 12h30 | 0 | 0 |  |  |  | 12h30 | 0.42 | 1.48 |  |  | 12h30 | 0 | 0 |  |  |  | 12h30 | 0 | 0 |  |  |  | 12h30 | 0.01 | 0.41 |  |  |  | 12h30 | 0 | 0 |  |  |  | 12h30 | 0 | 0 |  |  |  | 12h30 | 0.1 | 0.4 |  |  |  | 12h30 | 0 | 0 |  |  |  | 12h30 | 0 | 0 |  |  |  | 12h30 | 0.05 | 0.27 |  |  |  | 12h30 | 0 | 0 |  |  |  | 12h30 | 0 | 0 |  |  |  | 12h30 | 0.05 | 0.31
13h30 | 0.57 | 1.67 |  | 13h30 | 0 | 0 |  | 13h30 | 0.88 | 2.59 |  |  | 13h30 | 0.57 | 1.59 |  |  |  | 13h30 | 0 | 0 |  |  |  | 13h30 | 0.77 | 2.22 |  |  |  | 13h30 | 0.56 | 1.63 |  |  |  | 13h30 | 0 | 0 |  |  |  | 13h30 | 0.62 | 1.98 |  |  |  | 13h30 | 0.51 | 1.51 |  |  |  | 13h30 | 0 | 0 |  |  |  | 13h30 | 0.46 | 1.6 |  |  |  | 13h30 | 0.49 | 1.56 |  |  |  | 13h30 | 0 | 0 |  |  |  | 13h30 | 0.65 | 2.21 |  |  | 13h30 | 0.49 | 1.41 |  |  |  | 13h30 | 0 | 0 |  |  |  | 13h30 | 0.49 | 1.54 |  |  |  | 13h30 | 0.46 | 1.27 |  |  |  | 13h30 | 0 | 0 |  |  |  | 13h30 | 0.45 | 1.33 |  |  |  | 13h30 | 0.42 | 1.22 |  |  |  | 13h30 | 0 | 0 |  |  |  | 13h30 | 0.39 | 1.22 |  |  |  | 13h30 | 0.39 | 1.16 |  |  |  | 13h30 | 0 | 0 |  |  |  | 13h30 | 0.34 | 1.12 |  |  |  | 13h30 | 0.43 | 1.31 |  |  |  | 13h30 | 0 | 0 |  |  |  | 13h30 | 0.4 | 1.38 |  |  | 13h30 | 0 | 0.18 |  |  |  | 13h30 | 0 | 0 |  |  |  | 13h30 | 0 | 0.18 |  |  |  | 13h30 | 0.07 | 0.26 |  |  |  | 13h30 | 0 | 0 |  |  |  | 13h30 | 0.05 | 0.25 |  |  |  | 13h30 | 0.01 | 0.08 |  |  |  | 13h30 | 0 | 0 |  |  |  | 13h30 | 0.01 | 0.07 |  |  |  | 13h30 | 0.02 | 0.15 |  |  |  | 13h30 | 0.02 | 0.15 |  |  |  | 13h30 | 0.01 | 0.11
14h30 | 1.17 | 3.08 |  | 14h30 | 0 | 0 |  | 14h30 | 0.88 | 2.57 |  |  | 14h30 | 1.08 | 2.84 |  |  |  | 14h30 | 0 | 0 |  |  |  | 14h30 | 0.78 | 2.25 |  |  |  | 14h30 | 1.01 | 2.8 |  |  |  | 14h30 | 0 | 0 |  |  |  | 14h30 | 0.62 | 1.97 |  |  |  | 14h30 | 0.84 | 2.44 |  |  |  | 14h30 | 0 | 0 |  |  |  | 14h30 | 0.45 | 1.54 |  |  |  | 14h30 | 0.95 | 2.73 |  |  |  | 14h30 | 0 | 0 |  |  |  | 14h30 | 0.68 | 2.2 |  |  | 14h30 | 0.84 | 2.35 |  |  |  | 14h30 | 0 | 0 |  |  |  | 14h30 | 0.48 | 1.49 |  |  |  | 14h30 | 0.78 | 2.07 |  |  |  | 14h30 | 0 | 0 |  |  |  | 14h30 | 0.43 | 1.28 |  |  |  | 14h30 | 0.7 | 1.94 |  |  |  | 14h30 | 0 | 0 |  |  |  | 14h30 | 0.37 | 1.16 |  |  |  | 14h30 | 0.62 | 1.8 |  |  |  | 14h30 | 0 | 0 |  |  |  | 14h30 | 0.32 | 1.06 |  |  |  | 14h30 | 0.73 | 2.13 |  |  |  | 14h30 | 0 | 0 |  |  |  | 14h30 | 0.4 | 1.33 |  |  | 14h30 | 0 | 0.21 |  |  |  | 14h30 | 0 | 0 |  |  |  | 14h30 | 0 | 0.18 |  |  |  | 14h30 | 0.09 | 0.33 |  |  |  | 14h30 | 0 | 0 |  |  |  | 14h30 | 0.05 | 0.25 |  |  |  | 14h30 | 0.01 | 0.08 |  |  |  | 14h30 | 0 | 0 |  |  |  | 14h30 | 0.01 | 0.07 |  |  |  | 14h30 | 0.02 | 0.15 |  |  |  | 14h30 | 0.02 | 0.15 |  |  |  | 14h30 | 0.01 | 0.11
15h30 | 1.38 | 3.55 |  | 15h30 | 0 | 0 |  | 15h30 | 0.9 | 2.58 |  |  | 15h30 | 1.2 | 3.17 |  |  |  | 15h30 | 0 | 0 |  |  |  | 15h30 | 0.79 | 2.28 |  |  |  | 15h30 | 1.05 | 2.94 |  |  |  | 15h30 | 0 | 0 |  |  |  | 15h30 | 0.63 | 1.97 |  |  |  | 15h30 | 0.8 | 2.4 |  |  |  | 15h30 | 0 | 0 |  |  |  | 15h30 | 0.45 | 1.51 |  |  |  | 15h30 | 1.07 | 3.01 |  |  |  | 15h30 | 0 | 0 |  |  |  | 15h30 | 0.71 | 2.22 |  |  | 15h30 | 0.86 | 2.43 |  |  |  | 15h30 | 0 | 0 |  |  |  | 15h30 | 0.48 | 1.47 |  |  |  | 15h30 | 0.77 | 2.12 |  |  |  | 15h30 | 0 | 0 |  |  |  | 15h30 | 0.43 | 1.27 |  |  |  | 15h30 | 0.68 | 1.95 |  |  |  | 15h30 | 0 | 0 |  |  |  | 15h30 | 0.36 | 1.13 |  |  |  | 15h30 | 0.59 | 1.78 |  |  |  | 15h30 | 0 | 0 |  |  |  | 15h30 | 0.32 | 1.03 |  |  |  | 15h30 | 0.73 | 2.19 |  |  |  | 15h30 | 0 | 0 |  |  |  | 15h30 | 0.41 | 1.32 |  |  | 15h30 | 0 | 0.2 |  |  |  | 15h30 | 0 | 0 |  |  |  | 15h30 | 0 | 0.18 |  |  |  | 15h30 | 0.08 | 0.33 |  |  |  | 15h30 | 0 | 0 |  |  |  | 15h30 | 0.06 | 0.27 |  |  |  | 15h30 | 0 | 0 |  |  |  | 15h30 | 0 | 0 |  |  |  | 15h30 | 0 | 0 |  |  |  | 15h30 | 0 | 0.02 |  |  |  | 15h30 | 0 | 0.02 |  |  |  | 15h30 | 0 | 0
16h30 | 1.09 | 2.95 |  | 16h30 | 0 | 0 |  | 16h30 | 0.94 | 2.65 |  |  | 16h30 | 0.98 | 2.71 |  |  |  | 16h30 | 0 | 0 |  |  |  | 16h30 | 0.83 | 2.38 |  |  |  | 16h30 | 0.84 | 2.42 |  |  |  | 16h30 | 0 | 0 |  |  |  | 16h30 | 0.66 | 2.05 |  |  |  | 16h30 | 0.65 | 1.95 |  |  |  | 16h30 | 0 | 0 |  |  |  | 16h30 | 0.47 | 1.56 |  |  |  | 16h30 | 0.9 | 2.59 |  |  |  | 16h30 | 0 | 0 |  |  |  | 16h30 | 0.76 | 2.32 |  |  | 16h30 | 0.71 | 2.06 |  |  |  | 16h30 | 0 | 0 |  |  |  | 16h30 | 0.5 | 1.51 |  |  |  | 16h30 | 0.65 | 1.82 |  |  |  | 16h30 | 0 | 0 |  |  |  | 16h30 | 0.45 | 1.32 |  |  |  | 16h30 | 0.57 | 1.68 |  |  |  | 16h30 | 0 | 0 |  |  |  | 16h30 | 0.38 | 1.17 |  |  |  | 16h30 | 0.5 | 1.53 |  |  |  | 16h30 | 0 | 0 |  |  |  | 16h30 | 0.33 | 1.06 |  |  |  | 16h30 | 0.63 | 1.88 |  |  |  | 16h30 | 0 | 0 |  |  |  | 16h30 | 0.44 | 1.37 |  |  | 16h30 | 0.07 | 0.42 |  |  |  | 16h30 | 0 | 0 |  |  |  | 16h30 | 0.05 | 0.38 |  |  |  | 16h30 | 0.16 | 0.54 |  |  |  | 16h30 | 0 | 0 |  |  |  | 16h30 | 0.12 | 0.48 |  |  |  | 16h30 | 0.05 | 0.18 |  |  |  | 16h30 | 0 | 0 |  |  |  | 16h30 | 0.03 | 0.14 |  |  |  | 16h30 | 0.03 | 0.11 |  |  |  | 16h30 | 0.03 | 0.11 |  |  |  | 16h30 | 0 | 0.04
17h30 | 1.04 | 2.9 |  | 17h30 | 0 | 0 |  | 17h30 | 0.99 | 2.79 |  |  | 17h30 | 0.94 | 2.7 |  |  |  | 17h30 | 0 | 0 |  |  |  | 17h30 | 0.88 | 2.53 |  |  |  | 17h30 | 0.8 | 2.35 |  |  |  | 17h30 | 0 | 0 |  |  |  | 17h30 | 0.71 | 2.19 |  |  |  | 17h30 | 0.6 | 1.85 |  |  |  | 17h30 | 0 | 0 |  |  |  | 17h30 | 0.51 | 1.66 |  |  |  | 17h30 | 0.88 | 2.58 |  |  |  | 17h30 | 0 | 0 |  |  |  | 17h30 | 0.81 | 2.47 |  |  | 17h30 | 0.66 | 1.93 |  |  |  | 17h30 | 0 | 0 |  |  |  | 17h30 | 0.53 | 1.59 |  |  |  | 17h30 | 0.6 | 1.74 |  |  |  | 17h30 | 0 | 0 |  |  |  | 17h30 | 0.48 | 1.41 |  |  |  | 17h30 | 0.53 | 1.59 |  |  |  | 17h30 | 0 | 0 |  |  |  | 17h30 | 0.4 | 1.25 |  |  |  | 17h30 | 0.47 | 1.46 |  |  |  | 17h30 | 0 | 0 |  |  |  | 17h30 | 0.35 | 1.14 |  |  |  | 17h30 | 0.6 | 1.79 |  |  |  | 17h30 | 0 | 0 |  |  |  | 17h30 | 0.48 | 1.47 |  |  | 17h30 | 0.17 | 0.69 |  |  |  | 17h30 | 0 | 0 |  |  |  | 17h30 | 0.15 | 0.65 |  |  |  | 17h30 | 0.26 | 0.81 |  |  |  | 17h30 | 0 | 0 |  |  |  | 17h30 | 0.23 | 0.75 |  |  |  | 17h30 | 0.14 | 0.44 |  |  |  | 17h30 | 0 | 0 |  |  |  | 17h30 | 0.1 | 0.38 |  |  |  | 17h30 | 0.08 | 0.27 |  |  |  | 17h30 | 0.08 | 0.27 |  |  |  | 17h30 | 0.04 | 0.19
18h30 | 1.04 | 2.81 |  | 18h30 | 0.78 | 1.98 |  | 18h30 | 1.03 | 2.76 |  |  | 18h30 | 0.95 | 2.64 |  |  |  | 18h30 | 0.75 | 1.97 |  |  |  | 18h30 | 0.91 | 2.52 |  |  |  | 18h30 | 0.79 | 2.26 |  |  |  | 18h30 | 0.73 | 1.93 |  |  |  | 18h30 | 0.74 | 2.17 |  |  |  | 18h30 | 0.58 | 1.74 |  |  |  | 18h30 | 0.65 | 1.79 |  |  |  | 18h30 | 0.52 | 1.62 |  |  |  | 18h30 | 0.88 | 2.51 |  |  |  | 18h30 | 0.61 | 1.76 |  |  |  | 18h30 | 0.84 | 2.44 |  |  | 18h30 | 0.62 | 1.76 |  |  |  | 18h30 | 0.64 | 1.7 |  |  |  | 18h30 | 0.54 | 1.54 |  |  |  | 18h30 | 0.57 | 1.6 |  |  |  | 18h30 | 0.6 | 1.6 |  |  |  | 18h30 | 0.49 | 1.39 |  |  |  | 18h30 | 0.5 | 1.46 |  |  |  | 18h30 | 0.56 | 1.52 |  |  |  | 18h30 | 0.41 | 1.23 |  |  |  | 18h30 | 0.45 | 1.34 |  |  |  | 18h30 | 0.52 | 1.44 |  |  |  | 18h30 | 0.36 | 1.12 |  |  |  | 18h30 | 0.57 | 1.65 |  |  |  | 18h30 | 0.6 | 1.62 |  |  |  | 18h30 | 0.49 | 1.43 |  |  | 18h30 | 0.27 | 0.94 |  |  |  | 18h30 | 0.21 | 0.68 |  |  |  | 18h30 | 0.26 | 0.92 |  |  |  | 18h30 | 0.35 | 1.03 |  |  |  | 18h30 | 0.26 | 0.76 |  |  |  | 18h30 | 0.33 | 0.98 |  |  |  | 18h30 | 0.22 | 0.67 |  |  |  | 18h30 | 0.17 | 0.53 |  |  |  | 18h30 | 0.19 | 0.62 |  |  |  | 18h30 | 0.13 | 0.42 |  |  |  | 18h30 | 0.13 | 0.42 |  |  |  | 18h30 | 0.1 | 0.36
19h30 | 1.09 | 2.81 |  | 19h30 | 1.54 | 3.63 |  | 19h30 | 1.07 | 2.77 |  |  | 19h30 | 0.98 | 2.67 |  |  |  | 19h30 | 1.44 | 3.57 |  |  |  | 19h30 | 0.95 | 2.58 |  |  |  | 19h30 | 0.82 | 2.25 |  |  |  | 19h30 | 1.36 | 3.38 |  |  |  | 19h30 | 0.78 | 2.19 |  |  |  | 19h30 | 0.59 | 1.7 |  |  |  | 19h30 | 1.14 | 2.91 |  |  |  | 19h30 | 0.55 | 1.62 |  |  |  | 19h30 | 0.72 | 2.24 |  |  |  | 19h30 | 1.07 | 2.96 |  |  |  | 19h30 | 0.69 | 2.19 |  |  | 19h30 | 0.62 | 1.69 |  |  |  | 19h30 | 1.14 | 2.88 |  |  |  | 19h30 | 0.56 | 1.53 |  |  |  | 19h30 | 0.57 | 1.55 |  |  |  | 19h30 | 1.05 | 2.65 |  |  |  | 19h30 | 0.51 | 1.4 |  |  |  | 19h30 | 0.5 | 1.4 |  |  |  | 19h30 | 0.96 | 2.49 |  |  |  | 19h30 | 0.43 | 1.23 |  |  |  | 19h30 | 0.45 | 1.29 |  |  |  | 19h30 | 0.88 | 2.32 |  |  |  | 19h30 | 0.39 | 1.13 |  |  |  | 19h30 | 0.58 | 1.6 |  |  |  | 19h30 | 1.04 | 2.7 |  |  |  | 19h30 | 0.52 | 1.44 |  |  | 19h30 | 0.38 | 1.16 |  |  |  | 19h30 | 0.41 | 1.23 |  |  |  | 19h30 | 0.37 | 1.15 |  |  |  | 19h30 | 0.42 | 1.19 |  |  |  | 19h30 | 0.49 | 1.33 |  |  |  | 19h30 | 0.41 | 1.15 |  |  |  | 19h30 | 0.29 | 0.86 |  |  |  | 19h30 | 0.33 | 0.95 |  |  |  | 19h30 | 0.28 | 0.84 |  |  |  | 19h30 | 0.18 | 0.54 |  |  |  | 19h30 | 0.18 | 0.54 |  |  |  | 19h30 | 0.16 | 0.51
20h30 | 1.16 | 3.1 |  | 20h30 | 1.69 | 4.17 |  | 20h30 | 1.15 | 3.08 |  |  | 20h30 | 1.05 | 2.98 |  |  |  | 20h30 | 1.56 | 4.06 |  |  |  | 20h30 | 1.02 | 2.9 |  |  |  | 20h30 | 0.88 | 2.5 |  |  |  | 20h30 | 1.43 | 3.68 |  |  |  | 20h30 | 0.85 | 2.46 |  |  |  | 20h30 | 0.63 | 1.86 |  |  |  | 20h30 | 1.12 | 2.94 |  |  |  | 20h30 | 0.6 | 1.79 |  |  |  | 20h30 | 0.57 | 2.25 |  |  |  | 20h30 | 1.06 | 3.22 |  |  |  | 20h30 | 0.54 | 2.21 |  |  | 20h30 | 0.65 | 1.85 |  |  |  | 20h30 | 1.18 | 3.13 |  |  |  | 20h30 | 0.6 | 1.74 |  |  |  | 20h30 | 0.6 | 1.72 |  |  |  | 20h30 | 1.08 | 2.85 |  |  |  | 20h30 | 0.55 | 1.6 |  |  |  | 20h30 | 0.52 | 1.53 |  |  |  | 20h30 | 0.97 | 2.64 |  |  |  | 20h30 | 0.47 | 1.41 |  |  |  | 20h30 | 0.47 | 1.41 |  |  |  | 20h30 | 0.88 | 2.42 |  |  |  | 20h30 | 0.42 | 1.29 |  |  |  | 20h30 | 0.6 | 1.76 |  |  |  | 20h30 | 1.07 | 2.91 |  |  |  | 20h30 | 0.56 | 1.65 |  |  | 20h30 | 0.5 | 1.47 |  |  |  | 20h30 | 0.55 | 1.62 |  |  |  | 20h30 | 0.49 | 1.46 |  |  |  | 20h30 | 0.51 | 1.44 |  |  |  | 20h30 | 0.61 | 1.66 |  |  |  | 20h30 | 0.5 | 1.42 |  |  |  | 20h30 | 0.39 | 1.15 |  |  |  | 20h30 | 0.43 | 1.25 |  |  |  | 20h30 | 0.37 | 1.13 |  |  |  | 20h30 | 0.24 | 0.74 |  |  |  | 20h30 | 0.24 | 0.74 |  |  |  | 20h30 | 0.22 | 0.71
21h30 | 1.23 | 3.39 |  | 21h30 | 1.39 | 3.7 |  | 21h30 | 1.23 | 3.37 |  |  | 21h30 | 1.11 | 3.24 |  |  |  | 21h30 | 1.29 | 3.63 |  |  |  | 21h30 | 1.08 | 3.16 |  |  |  | 21h30 | 0.93 | 2.76 |  |  |  | 21h30 | 1.16 | 3.21 |  |  |  | 21h30 | 0.91 | 2.72 |  |  |  | 21h30 | 0.66 | 2 |  |  |  | 21h30 | 0.89 | 2.47 |  |  |  | 21h30 | 0.63 | 1.95 |  |  |  | 21h30 | 0.61 | 2.52 |  |  |  | 21h30 | 0.79 | 2.85 |  |  |  | 21h30 | 0.58 | 2.48 |  |  | 21h30 | 0.67 | 1.99 |  |  |  | 21h30 | 0.96 | 2.71 |  |  |  | 21h30 | 0.64 | 1.91 |  |  |  | 21h30 | 0.62 | 1.86 |  |  |  | 21h30 | 0.89 | 2.52 |  |  |  | 21h30 | 0.59 | 1.77 |  |  |  | 21h30 | 0.54 | 1.66 |  |  |  | 21h30 | 0.81 | 2.33 |  |  |  | 21h30 | 0.51 | 1.57 |  |  |  | 21h30 | 0.49 | 1.53 |  |  |  | 21h30 | 0.74 | 2.16 |  |  |  | 21h30 | 0.45 | 1.43 |  |  |  | 21h30 | 0.63 | 1.9 |  |  |  | 21h30 | 0.89 | 2.56 |  |  |  | 21h30 | 0.6 | 1.82 |  |  | 21h30 | 0.62 | 1.87 |  |  |  | 21h30 | 0.64 | 1.92 |  |  |  | 21h30 | 0.62 | 1.87 |  |  |  | 21h30 | 0.61 | 1.8 |  |  |  | 21h30 | 0.65 | 1.89 |  |  |  | 21h30 | 0.6 | 1.77 |  |  |  | 21h30 | 0.49 | 1.52 |  |  |  | 21h30 | 0.51 | 1.58 |  |  |  | 21h30 | 0.48 | 1.51 |  |  |  | 21h30 | 0.31 | 1.03 |  |  |  | 21h30 | 0.31 | 1.03 |  |  |  | 21h30 | 0.3 | 1
22h30 | 1.28 | 3.55 |  | 22h30 | 1.32 | 3.65 |  | 22h30 | 1.27 | 3.54 |  |  | 22h30 | 1.14 | 3.33 |  |  |  | 22h30 | 1.22 | 3.52 |  |  |  | 22h30 | 1.12 | 3.27 |  |  |  | 22h30 | 0.97 | 2.93 |  |  |  | 22h30 | 1.07 | 3.11 |  |  |  | 22h30 | 0.95 | 2.9 |  |  |  | 22h30 | 0.68 | 2.11 |  |  |  | 22h30 | 0.8 | 2.33 |  |  |  | 22h30 | 0.66 | 2.07 |  |  |  | 22h30 | 0.63 | 2.67 |  |  |  | 22h30 | 0.71 | 2.81 |  |  |  | 22h30 | 0.61 | 2.65 |  |  | 22h30 | 0.69 | 2.03 |  |  |  | 22h30 | 0.86 | 2.47 |  |  |  | 22h30 | 0.67 | 1.97 |  |  |  | 22h30 | 0.64 | 1.92 |  |  |  | 22h30 | 0.8 | 2.33 |  |  |  | 22h30 | 0.62 | 1.85 |  |  |  | 22h30 | 0.56 | 1.71 |  |  |  | 22h30 | 0.73 | 2.15 |  |  |  | 22h30 | 0.53 | 1.64 |  |  |  | 22h30 | 0.51 | 1.58 |  |  |  | 22h30 | 0.66 | 1.99 |  |  |  | 22h30 | 0.48 | 1.5 |  |  |  | 22h30 | 0.65 | 1.96 |  |  |  | 22h30 | 0.81 | 2.36 |  |  |  | 22h30 | 0.63 | 1.9 |  |  | 22h30 | 0.72 | 2.19 |  |  |  | 22h30 | 0.73 | 2.21 |  |  |  | 22h30 | 0.71 | 2.19 |  |  |  | 22h30 | 0.68 | 2.07 |  |  |  | 22h30 | 0.71 | 2.12 |  |  |  | 22h30 | 0.68 | 2.05 |  |  |  | 22h30 | 0.57 | 1.84 |  |  |  | 22h30 | 0.58 | 1.86 |  |  |  | 22h30 | 0.56 | 1.83 |  |  |  | 22h30 | 0.37 | 1.28 |  |  |  | 22h30 | 0.37 | 1.28 |  |  |  | 22h30 | 0.36 | 1.27
23h30 | 1.3 | 3.67 |  | 23h30 | 1.32 | 3.73 |  | 23h30 | 1.3 | 3.66 |  |  | 23h30 | 1.16 | 3.37 |  |  |  | 23h30 | 1.21 | 3.51 |  |  |  | 23h30 | 1.14 | 3.32 |  |  |  | 23h30 | 0.98 | 3.04 |  |  |  | 23h30 | 1.04 | 3.15 |  |  |  | 23h30 | 0.97 | 3.02 |  |  |  | 23h30 | 0.69 | 2.21 |  |  |  | 23h30 | 0.76 | 2.35 |  |  |  | 23h30 | 0.67 | 2.17 |  |  |  | 23h30 | 0.64 | 2.78 |  |  |  | 23h30 | 0.69 | 2.87 |  |  |  | 23h30 | 0.63 | 2.76 |  |  | 23h30 | 0.7 | 2.06 |  |  |  | 23h30 | 0.81 | 2.35 |  |  |  | 23h30 | 0.68 | 2.01 |  |  |  | 23h30 | 0.65 | 1.95 |  |  |  | 23h30 | 0.76 | 2.22 |  |  |  | 23h30 | 0.63 | 1.89 |  |  |  | 23h30 | 0.56 | 1.73 |  |  |  | 23h30 | 0.68 | 2.03 |  |  |  | 23h30 | 0.54 | 1.68 |  |  |  | 23h30 | 0.51 | 1.6 |  |  |  | 23h30 | 0.62 | 1.89 |  |  |  | 23h30 | 0.49 | 1.54 |  |  |  | 23h30 | 0.66 | 1.99 |  |  |  | 23h30 | 0.76 | 2.26 |  |  |  | 23h30 | 0.64 | 1.94 |  |  | 23h30 | 0.8 | 2.45 |  |  |  | 23h30 | 0.81 | 2.45 |  |  |  | 23h30 | 0.8 | 2.45 |  |  |  | 23h30 | 0.75 | 2.26 |  |  |  | 23h30 | 0.76 | 2.3 |  |  |  | 23h30 | 0.75 | 2.24 |  |  |  | 23h30 | 0.64 | 2.08 |  |  |  | 23h30 | 0.65 | 2.09 |  |  |  | 23h30 | 0.63 | 2.08 |  |  |  | 23h30 | 0.43 | 1.49 |  |  |  | 23h30 | 0.43 | 1.49 |  |  |  | 23h30 | 0.42 | 1.48
00h30 | 0.86 | 2.48 |  | 00h30 | 0.76 | 2.29 |  | 00h30 | 1.04 | 2.99 |  |  | 00h30 | 0.76 | 2.24 |  |  |  | 00h30 | 0.64 | 2.03 |  |  |  | 00h30 | 0.9 | 2.74 |  |  |  | 00h30 | 0.65 | 2.07 |  |  |  | 00h30 | 0.49 | 1.74 |  |  |  | 00h30 | 0.76 | 2.51 |  |  |  | 00h30 | 0.48 | 1.58 |  |  |  | 00h30 | 0.24 | 1.02 |  |  |  | 00h30 | 0.49 | 1.75 |  |  |  | 00h30 | 0.48 | 1.94 |  |  |  | 00h30 | 0.33 | 1.64 |  |  |  | 00h30 | 0.6 | 2.42 |  |  | 00h30 | 0.48 | 1.45 |  |  |  | 00h30 | 0.26 | 0.91 |  |  |  | 00h30 | 0.5 | 1.62 |  |  |  | 00h30 | 0.45 | 1.36 |  |  |  | 00h30 | 0.22 | 0.81 |  |  |  | 00h30 | 0.46 | 1.52 |  |  |  | 00h30 | 0.39 | 1.23 |  |  |  | 00h30 | 0.19 | 0.63 |  |  |  | 00h30 | 0.38 | 1.29 |  |  |  | 00h30 | 0.36 | 1.15 |  |  |  | 00h30 | 0.18 | 0.52 |  |  |  | 00h30 | 0.35 | 1.16 |  |  |  | 00h30 | 0.44 | 1.39 |  |  |  | 00h30 | 0.22 | 0.84 |  |  |  | 00h30 | 0.45 | 1.54 |  |  | 00h30 | 0.41 | 1.31 |  |  |  | 00h30 | 0.38 | 1.16 |  |  |  | 00h30 | 0.42 | 1.34 |  |  |  | 00h30 | 0.41 | 1.24 |  |  |  | 00h30 | 0.34 | 0.98 |  |  |  | 00h30 | 0.41 | 1.26 |  |  |  | 00h30 | 0.33 | 1.07 |  |  |  | 00h30 | 0.31 | 0.98 |  |  |  | 00h30 | 0.33 | 1.08 |  |  |  | 00h30 | 0.23 | 0.8 |  |  |  | 00h30 | 0.23 | 0.8 |  |  |  | 00h30 | 0.23 | 0.8
01h30 | 0.52 | 1.73 |  | 01h30 | 0.3 | 1.04 |  | 01h30 | 0.62 | 2 |  |  | 01h30 | 0.41 | 1.44 |  |  |  | 01h30 | 0.23 | 0.87 |  |  |  | 01h30 | 0.48 | 1.67 |  |  |  | 01h30 | 0.32 | 1.3 |  |  |  | 01h30 | 0.15 | 0.72 |  |  |  | 01h30 | 0.35 | 1.5 |  |  |  | 01h30 | 0.17 | 0.81 |  |  |  | 01h30 | 0.02 | 0.34 |  |  |  | 01h30 | 0.17 | 0.85 |  |  |  | 01h30 | 0.36 | 1.38 |  |  |  | 01h30 | 0.16 | 0.76 |  |  |  | 01h30 | 0.42 | 1.62 |  |  | 01h30 | 0.13 | 0.6 |  |  |  | 01h30 | 0.02 | 0.27 |  |  |  | 01h30 | 0.13 | 0.64 |  |  |  | 01h30 | 0.11 | 0.53 |  |  |  | 01h30 | 0 | 0.18 |  |  |  | 01h30 | 0.1 | 0.54 |  |  |  | 01h30 | 0.09 | 0.42 |  |  |  | 01h30 | 0 | 0.08 |  |  |  | 01h30 | 0.09 | 0.4 |  |  |  | 01h30 | 0.07 | 0.36 |  |  |  | 01h30 | 0 | 0.01 |  |  |  | 01h30 | 0.06 | 0.33 |  |  |  | 01h30 | 0.12 | 0.56 |  |  |  | 01h30 | 0 | 0.21 |  |  |  | 01h30 | 0.11 | 0.58 |  |  | 01h30 | 0.13 | 0.64 |  |  |  | 01h30 | 0 | 0.06 |  |  |  | 01h30 | 0.14 | 0.66 |  |  |  | 01h30 | 0.1 | 0.52 |  |  |  | 01h30 | 0 | 0 |  |  |  | 01h30 | 0.1 | 0.53 |  |  |  | 01h30 | 0.02 | 0.4 |  |  |  | 01h30 | 0 | 0 |  |  |  | 01h30 | 0.02 | 0.4 |  |  |  | 01h30 | 0 | 0.12 |  |  |  | 01h30 | 0 | 0.12 |  |  |  | 01h30 | 0 | 0.12
02h30 | 0.55 | 1.92 |  | 02h30 | 0 | 0 |  | 02h30 | 0.62 | 2 |  |  | 02h30 | 0.41 | 1.52 |  |  |  | 02h30 | 0 | 0 |  |  |  | 02h30 | 0.48 | 1.67 |  |  |  | 02h30 | 0.32 | 1.38 |  |  |  | 02h30 | 0 | 0 |  |  |  | 02h30 | 0.35 | 1.5 |  |  |  | 02h30 | 0.17 | 0.81 |  |  |  | 02h30 | 0 | 0 |  |  |  | 02h30 | 0.17 | 0.85 |  |  |  | 02h30 | 0.38 | 1.49 |  |  |  | 02h30 | 0 | 0 |  |  |  | 02h30 | 0.42 | 1.62 |  |  | 02h30 | 0.13 | 0.6 |  |  |  | 02h30 | 0 | 0 |  |  |  | 02h30 | 0.13 | 0.64 |  |  |  | 02h30 | 0.11 | 0.53 |  |  |  | 02h30 | 0 | 0 |  |  |  | 02h30 | 0.1 | 0.54 |  |  |  | 02h30 | 0.09 | 0.42 |  |  |  | 02h30 | 0 | 0 |  |  |  | 02h30 | 0.09 | 0.4 |  |  |  | 02h30 | 0.07 | 0.36 |  |  |  | 02h30 | 0 | 0 |  |  |  | 02h30 | 0.06 | 0.33 |  |  |  | 02h30 | 0.12 | 0.56 |  |  |  | 02h30 | 0 | 0 |  |  |  | 02h30 | 0.11 | 0.58 |  |  | 02h30 | 0.21 | 0.94 |  |  |  | 02h30 | 0 | 0 |  |  |  | 02h30 | 0.21 | 0.94 |  |  |  | 02h30 | 0.14 | 0.71 |  |  |  | 02h30 | 0 | 0 |  |  |  | 02h30 | 0.14 | 0.69 |  |  |  | 02h30 | 0.04 | 0.68 |  |  |  | 02h30 | 0 | 0 |  |  |  | 02h30 | 0.04 | 0.67 |  |  |  | 02h30 | 0 | 0.23 |  |  |  | 02h30 | 0 | 0.23 |  |  |  | 02h30 | 0 | 0.22
03h30 | 0.67 | 2.15 |  | 03h30 | 0 | 0 |  | 03h30 | 0.68 | 2.14 |  |  | 03h30 | 0.5 | 1.7 |  |  |  | 03h30 | 0 | 0 |  |  |  | 03h30 | 0.52 | 1.71 |  |  |  | 03h30 | 0.39 | 1.63 |  |  |  | 03h30 | 0 | 0 |  |  |  | 03h30 | 0.41 | 1.66 |  |  |  | 03h30 | 0.16 | 0.93 |  |  |  | 03h30 | 0 | 0 |  |  |  | 03h30 | 0.15 | 0.95 |  |  |  | 03h30 | 0.47 | 1.7 |  |  |  | 03h30 | 0 | 0 |  |  |  | 03h30 | 0.48 | 1.71 |  |  | 03h30 | 0.15 | 0.66 |  |  |  | 03h30 | 0 | 0 |  |  |  | 03h30 | 0.15 | 0.68 |  |  |  | 03h30 | 0.12 | 0.58 |  |  |  | 03h30 | 0 | 0 |  |  |  | 03h30 | 0.12 | 0.59 |  |  |  | 03h30 | 0.03 | 0.41 |  |  |  | 03h30 | 0 | 0 |  |  |  | 03h30 | 0.03 | 0.42 |  |  |  | 03h30 | 0 | 0.3 |  |  |  | 03h30 | 0 | 0 |  |  |  | 03h30 | 0 | 0.29 |  |  |  | 03h30 | 0.12 | 0.61 |  |  |  | 03h30 | 0 | 0 |  |  |  | 03h30 | 0.12 | 0.63 |  |  | 03h30 | 0.34 | 1.25 |  |  |  | 03h30 | 0 | 0 |  |  |  | 03h30 | 0.34 | 1.25 |  |  |  | 03h30 | 0.24 | 0.94 |  |  |  | 03h30 | 0 | 0 |  |  |  | 03h30 | 0.23 | 0.93 |  |  |  | 03h30 | 0.18 | 1 |  |  |  | 03h30 | 0 | 0 |  |  |  | 03h30 | 0.18 | 1 |  |  |  | 03h30 | 0.02 | 0.47 |  |  |  | 03h30 | 0.02 | 0.47 |  |  |  | 03h30 | 0.01 | 0.46
04h30 | 0.74 | 2.26 |  | 04h30 | 0 | 0 |  | 04h30 | 0.71 | 2.19 |  |  | 04h30 | 0.57 | 1.81 |  |  |  | 04h30 | 0 | 0 |  |  |  | 04h30 | 0.52 | 1.71 |  |  |  | 04h30 | 0.46 | 1.81 |  |  |  | 04h30 | 0 | 0 |  |  |  | 04h30 | 0.42 | 1.73 |  |  |  | 04h30 | 0.2 | 1.08 |  |  |  | 04h30 | 0 | 0 |  |  |  | 04h30 | 0.18 | 1.04 |  |  |  | 04h30 | 0.56 | 1.82 |  |  |  | 04h30 | 0 | 0 |  |  |  | 04h30 | 0.52 | 1.75 |  |  | 04h30 | 0.17 | 0.7 |  |  |  | 04h30 | 0 | 0 |  |  |  | 04h30 | 0.16 | 0.68 |  |  |  | 04h30 | 0.14 | 0.6 |  |  |  | 04h30 | 0 | 0 |  |  |  | 04h30 | 0.13 | 0.59 |  |  |  | 04h30 | 0.05 | 0.48 |  |  |  | 04h30 | 0 | 0 |  |  |  | 04h30 | 0.03 | 0.46 |  |  |  | 04h30 | 0 | 0.36 |  |  |  | 04h30 | 0 | 0 |  |  |  | 04h30 | 0 | 0.34 |  |  |  | 04h30 | 0.14 | 0.64 |  |  |  | 04h30 | 0 | 0 |  |  |  | 04h30 | 0.13 | 0.63 |  |  | 04h30 | 0.43 | 1.42 |  |  |  | 04h30 | 0 | 0 |  |  |  | 04h30 | 0.43 | 1.42 |  |  |  | 04h30 | 0.31 | 1.08 |  |  |  | 04h30 | 0 | 0 |  |  |  | 04h30 | 0.31 | 1.07 |  |  |  | 04h30 | 0.28 | 1.18 |  |  |  | 04h30 | 0 | 0 |  |  |  | 04h30 | 0.28 | 1.18 |  |  |  | 04h30 | 0.06 | 0.64 |  |  |  | 04h30 | 0.06 | 0.64 |  |  |  | 04h30 | 0.05 | 0.63
05h30 | 0.78 | 2.33 |  | 05h30 | 0 | 0 |  | 05h30 | 0.74 | 2.27 |  |  | 05h30 | 0.6 | 1.87 |  |  |  | 05h30 | 0 | 0 |  |  |  | 05h30 | 0.56 | 1.78 |  |  |  | 05h30 | 0.52 | 1.92 |  |  |  | 05h30 | 0 | 0 |  |  |  | 05h30 | 0.47 | 1.84 |  |  |  | 05h30 | 0.25 | 1.24 |  |  |  | 05h30 | 0 | 0 |  |  |  | 05h30 | 0.23 | 1.19 |  |  |  | 05h30 | 0.6 | 1.9 |  |  |  | 05h30 | 0 | 0 |  |  |  | 05h30 | 0.56 | 1.83 |  |  | 05h30 | 0.21 | 0.84 |  |  |  | 05h30 | 0 | 0 |  |  |  | 05h30 | 0.2 | 0.8 |  |  |  | 05h30 | 0.17 | 0.71 |  |  |  | 05h30 | 0 | 0 |  |  |  | 05h30 | 0.16 | 0.69 |  |  |  | 05h30 | 0.1 | 0.58 |  |  |  | 05h30 | 0 | 0 |  |  |  | 05h30 | 0.09 | 0.57 |  |  |  | 05h30 | 0.05 | 0.48 |  |  |  | 05h30 | 0 | 0 |  |  |  | 05h30 | 0.04 | 0.46 |  |  |  | 05h30 | 0.17 | 0.77 |  |  |  | 05h30 | 0 | 0 |  |  |  | 05h30 | 0.17 | 0.74 |  |  | 05h30 | 0.46 | 1.43 |  |  |  | 05h30 | 0 | 0 |  |  |  | 05h30 | 0.46 | 1.43 |  |  |  | 05h30 | 0.34 | 1.08 |  |  |  | 05h30 | 0 | 0 |  |  |  | 05h30 | 0.34 | 1.07 |  |  |  | 05h30 | 0.31 | 1.23 |  |  |  | 05h30 | 0 | 0 |  |  |  | 05h30 | 0.31 | 1.22 |  |  |  | 05h30 | 0.11 | 0.71 |  |  |  | 05h30 | 0.11 | 0.71 |  |  |  | 05h30 | 0.1 | 0.7
06h30 | 0.78 | 2.35 |  | 06h30 | 0 | 0 |  | 06h30 | 0.77 | 2.33 |  |  | 06h30 | 0.62 | 1.9 |  |  |  | 06h30 | 0 | 0 |  |  |  | 06h30 | 0.59 | 1.84 |  |  |  | 06h30 | 0.54 | 1.96 |  |  |  | 06h30 | 0 | 0 |  |  |  | 06h30 | 0.51 | 1.92 |  |  |  | 06h30 | 0.29 | 1.34 |  |  |  | 06h30 | 0 | 0 |  |  |  | 06h30 | 0.27 | 1.3 |  |  |  | 06h30 | 0.61 | 1.92 |  |  |  | 06h30 | 0 | 0 |  |  |  | 06h30 | 0.59 | 1.89 |  |  | 06h30 | 0.26 | 0.97 |  |  |  | 06h30 | 0 | 0 |  |  |  | 06h30 | 0.24 | 0.94 |  |  |  | 06h30 | 0.2 | 0.82 |  |  |  | 06h30 | 0 | 0 |  |  |  | 06h30 | 0.19 | 0.78 |  |  |  | 06h30 | 0.15 | 0.67 |  |  |  | 06h30 | 0 | 0 |  |  |  | 06h30 | 0.14 | 0.66 |  |  |  | 06h30 | 0.1 | 0.57 |  |  |  | 06h30 | 0 | 0 |  |  |  | 06h30 | 0.09 | 0.56 |  |  |  | 06h30 | 0.21 | 0.9 |  |  |  | 06h30 | 0 | 0 |  |  |  | 06h30 | 0.2 | 0.87 |  |  | 06h30 | 0.42 | 1.26 |  |  |  | 06h30 | 0 | 0 |  |  |  | 06h30 | 0.42 | 1.26 |  |  |  | 06h30 | 0.31 | 0.92 |  |  |  | 06h30 | 0 | 0 |  |  |  | 06h30 | 0.3 | 0.91 |  |  |  | 06h30 | 0.29 | 1.08 |  |  |  | 06h30 | 0 | 0 |  |  |  | 06h30 | 0.29 | 1.08 |  |  |  | 06h30 | 0.11 | 0.65 |  |  |  | 06h30 | 0.11 | 0.65 |  |  |  | 06h30 | 0.1 | 0.65
07h30 | 1.29 | 3.57 |  | 07h30 | 0 | 0 |  | 07h30 | 1.29 | 3.36 |  |  | 07h30 | 1.1 | 3.15 |  |  |  | 07h30 | 0 | 0 |  |  |  | 07h30 | 1.09 | 3.11 |  |  |  | 07h30 | 1.02 | 3.23 |  |  |  | 07h30 | 0 | 0 |  |  |  | 07h30 | 1 | 3.21 |  |  |  | 07h30 | 0.73 | 2.58 |  |  |  | 07h30 | 0 | 0 |  |  |  | 07h30 | 0.71 | 2.56 |  |  |  | 07h30 | 0.92 | 2.96 |  |  |  | 07h30 | 0 | 0 |  |  |  | 07h30 | 0.91 | 2.94 |  |  | 07h30 | 0.72 | 2.18 |  |  |  | 07h30 | 0 | 0 |  |  |  | 07h30 | 0.7 | 2.14 |  |  |  | 07h30 | 0.63 | 1.99 |  |  |  | 07h30 | 0 | 0 |  |  |  | 07h30 | 0.61 | 1.94 |  |  |  | 07h30 | 0.5 | 1.78 |  |  |  | 07h30 | 0 | 0 |  |  |  | 07h30 | 0.48 | 1.75 |  |  |  | 07h30 | 0.47 | 1.46 |  |  |  | 07h30 | 0 | 0 |  |  |  | 07h30 | 0.47 | 1.32 |  |  |  | 07h30 | 0.65 | 2.09 |  |  |  | 07h30 | 0 | 0 |  |  |  | 07h30 | 0.63 | 2.05 |  |  | 07h30 | 0.8 | 2.25 |  |  |  | 07h30 | 0 | 0 |  |  |  | 07h30 | 0.8 | 2.25 |  |  |  | 07h30 | 0.69 | 1.85 |  |  |  | 07h30 | 0 | 0 |  |  |  | 07h30 | 0.68 | 1.84 |  |  |  | 07h30 | 0.67 | 2.07 |  |  |  | 07h30 | 0 | 0 |  |  |  | 07h30 | 0.66 | 2.07 |  |  |  | 07h30 | 0.46 | 1.63 |  |  |  | 07h30 | 0.46 | 1.63 |  |  |  | 07h30 | 0.45 | 1.63
08h30 | 1.54 | 4.12 |  | 08h30 | 0.97 | 2.63 |  | 08h30 | 1.54 | 4.02 |  |  | 08h30 | 1.36 | 3.67 |  |  |  | 08h30 | 0.88 | 2.51 |  |  |  | 08h30 | 1.35 | 3.63 |  |  |  | 08h30 | 1.27 | 3.74 |  |  |  | 08h30 | 0.87 | 2.34 |  |  |  | 08h30 | 1.26 | 3.73 |  |  |  | 08h30 | 1.01 | 3.17 |  |  |  | 08h30 | 0.68 | 2.12 |  |  |  | 08h30 | 0.99 | 3.15 |  |  |  | 08h30 | 0.98 | 3.23 |  |  |  | 08h30 | 0.74 | 2.17 |  |  |  | 08h30 | 0.97 | 3.21 |  |  | 08h30 | 1.02 | 2.82 |  |  |  | 08h30 | 0.64 | 1.91 |  |  |  | 08h30 | 1.01 | 2.79 |  |  |  | 08h30 | 0.93 | 2.63 |  |  |  | 08h30 | 0.62 | 1.85 |  |  |  | 08h30 | 0.92 | 2.58 |  |  |  | 08h30 | 0.81 | 2.45 |  |  |  | 08h30 | 0.58 | 1.78 |  |  |  | 08h30 | 0.79 | 2.42 |  |  |  | 08h30 | 0.75 | 2.14 |  |  |  | 08h30 | 0.54 | 1.7 |  |  |  | 08h30 | 0.75 | 2.03 |  |  |  | 08h30 | 0.94 | 2.73 |  |  |  | 08h30 | 0.62 | 1.88 |  |  |  | 08h30 | 0.93 | 2.7 |  |  | 08h30 | 0.89 | 2.52 |  |  |  | 08h30 | 0.56 | 1.6 |  |  |  | 08h30 | 0.89 | 2.52 |  |  |  | 08h30 | 0.84 | 2.18 |  |  |  | 08h30 | 0.52 | 1.4 |  |  |  | 08h30 | 0.84 | 2.17 |  |  |  | 08h30 | 0.82 | 2.37 |  |  |  | 08h30 | 0.5 | 1.34 |  |  |  | 08h30 | 0.82 | 2.37 |  |  |  | 08h30 | 0.66 | 2.06 |  |  |  | 08h30 | 0.66 | 2.06 |  |  |  | 08h30 | 0.65 | 2.05
09h30 | 1.32 | 3.56 |  | 09h30 | 1.74 | 4.36 |  | 09h30 | 1.32 | 3.59 |  |  | 09h30 | 1.17 | 3.12 |  |  |  | 09h30 | 1.55 | 3.98 |  |  |  | 09h30 | 1.16 | 3.09 |  |  |  | 09h30 | 1.07 | 3.12 |  |  |  | 09h30 | 1.55 | 4.04 |  |  |  | 09h30 | 1.07 | 3.11 |  |  |  | 09h30 | 0.91 | 2.74 |  |  |  | 09h30 | 1.26 | 3.65 |  |  |  | 09h30 | 0.9 | 2.73 |  |  |  | 09h30 | 0.91 | 2.9 |  |  |  | 09h30 | 1.35 | 3.68 |  |  |  | 09h30 | 0.9 | 2.89 |  |  | 09h30 | 0.94 | 2.56 |  |  |  | 09h30 | 1.19 | 3.21 |  |  |  | 09h30 | 0.94 | 2.54 |  |  |  | 09h30 | 0.89 | 2.4 |  |  |  | 09h30 | 1.11 | 3.03 |  |  |  | 09h30 | 0.89 | 2.38 |  |  |  | 09h30 | 0.85 | 2.32 |  |  |  | 09h30 | 1.02 | 2.89 |  |  |  | 09h30 | 0.84 | 2.31 |  |  |  | 09h30 | 0.76 | 2.22 |  |  |  | 09h30 | 0.93 | 2.68 |  |  |  | 09h30 | 0.75 | 2.26 |  |  |  | 09h30 | 0.88 | 2.48 |  |  |  | 09h30 | 1.11 | 3.11 |  |  |  | 09h30 | 0.88 | 2.46 |  |  | 09h30 | 0.6 | 1.95 |  |  |  | 09h30 | 0.82 | 2.35 |  |  |  | 09h30 | 0.6 | 1.95 |  |  |  | 09h30 | 0.65 | 1.75 |  |  |  | 09h30 | 0.82 | 2.08 |  |  |  | 09h30 | 0.65 | 1.75 |  |  |  | 09h30 | 0.62 | 1.82 |  |  |  | 09h30 | 0.82 | 2.18 |  |  |  | 09h30 | 0.62 | 1.82 |  |  |  | 09h30 | 0.57 | 1.72 |  |  |  | 09h30 | 0.57 | 1.72 |  |  |  | 09h30 | 0.57 | 1.71
10h30 | 1.01 | 2.84 |  | 10h30 | 1.6 | 4.05 |  | 10h30 | 1.02 | 2.86 |  |  | 10h30 | 0.89 | 2.43 |  |  |  | 10h30 | 1.44 | 3.56 |  |  |  | 10h30 | 0.88 | 2.5 |  |  |  | 10h30 | 0.78 | 2.35 |  |  |  | 10h30 | 1.41 | 3.88 |  |  |  | 10h30 | 0.77 | 2.45 |  |  |  | 10h30 | 0.65 | 2.06 |  |  |  | 10h30 | 1.2 | 3.47 |  |  |  | 10h30 | 0.64 | 2.05 |  |  |  | 10h30 | 0.76 | 2.47 |  |  |  | 10h30 | 1.17 | 3.4 |  |  |  | 10h30 | 0.78 | 2.52 |  |  | 10h30 | 0.69 | 1.95 |  |  |  | 10h30 | 1.18 | 3.16 |  |  |  | 10h30 | 0.69 | 1.94 |  |  |  | 10h30 | 0.65 | 1.79 |  |  |  | 10h30 | 1.09 | 2.88 |  |  |  | 10h30 | 0.64 | 1.77 |  |  |  | 10h30 | 0.6 | 1.72 |  |  |  | 10h30 | 0.98 | 2.73 |  |  |  | 10h30 | 0.6 | 1.71 |  |  |  | 10h30 | 0.54 | 1.62 |  |  |  | 10h30 | 0.87 | 2.48 |  |  |  | 10h30 | 0.53 | 1.64 |  |  |  | 10h30 | 0.61 | 1.86 |  |  |  | 10h30 | 1.05 | 2.99 |  |  |  | 10h30 | 0.6 | 1.84 |  |  | 10h30 | 0.38 | 1.38 |  |  |  | 10h30 | 0.59 | 1.91 |  |  |  | 10h30 | 0.38 | 1.39 |  |  |  | 10h30 | 0.42 | 1.27 |  |  |  | 10h30 | 0.68 | 1.76 |  |  |  | 10h30 | 0.42 | 1.28 |  |  |  | 10h30 | 0.37 | 1.2 |  |  |  | 10h30 | 0.7 | 2 |  |  |  | 10h30 | 0.37 | 1.21 |  |  |  | 10h30 | 0.32 | 1.07 |  |  |  | 10h30 | 0.32 | 1.07 |  |  |  | 10h30 | 0.32 | 1.07
11h30 | 0.8 | 2.36 |  | 11h30 | 0.96 | 2.7 |  | 11h30 | 0.8 | 2.37 |  |  | 11h30 | 0.7 | 2 |  |  |  | 11h30 | 0.89 | 2.41 |  |  |  | 11h30 | 0.69 | 2.03 |  |  |  | 11h30 | 0.58 | 1.84 |  |  |  | 11h30 | 0.83 | 2.38 |  |  |  | 11h30 | 0.57 | 1.89 |  |  |  | 11h30 | 0.47 | 1.6 |  |  |  | 11h30 | 0.71 | 2.11 |  |  |  | 11h30 | 0.46 | 1.6 |  |  |  | 11h30 | 0.52 | 2.01 |  |  |  | 11h30 | 0.67 | 2.32 |  |  |  | 11h30 | 0.53 | 2.03 |  |  | 11h30 | 0.51 | 1.55 |  |  |  | 11h30 | 0.75 | 2.17 |  |  |  | 11h30 | 0.51 | 1.54 |  |  |  | 11h30 | 0.47 | 1.37 |  |  |  | 11h30 | 0.69 | 1.94 |  |  |  | 11h30 | 0.46 | 1.35 |  |  |  | 11h30 | 0.43 | 1.3 |  |  |  | 11h30 | 0.62 | 1.85 |  |  |  | 11h30 | 0.42 | 1.29 |  |  |  | 11h30 | 0.38 | 1.21 |  |  |  | 11h30 | 0.56 | 1.69 |  |  |  | 11h30 | 0.37 | 1.22 |  |  |  | 11h30 | 0.37 | 1.43 |  |  |  | 11h30 | 0.59 | 2.01 |  |  |  | 11h30 | 0.37 | 1.42 |  |  | 11h30 | 0.21 | 0.98 |  |  |  | 11h30 | 0.33 | 1.17 |  |  |  | 11h30 | 0.22 | 0.99 |  |  |  | 11h30 | 0.3 | 0.92 |  |  |  | 11h30 | 0.39 | 1.1 |  |  |  | 11h30 | 0.3 | 0.93 |  |  |  | 11h30 | 0.23 | 0.8 |  |  |  | 11h30 | 0.38 | 1.17 |  |  |  | 11h30 | 0.23 | 0.8 |  |  |  | 11h30 | 0.19 | 0.71 |  |  |  | 11h30 | 0.19 | 0.71 |  |  |  | 11h30 | 0.19 | 0.71
12h30 | 0.73 | 2.21 |  | 12h30 | 0.68 | 2.11 |  | 12h30 | 0.79 | 2.33 |  |  | 12h30 | 0.64 | 1.96 |  |  |  | 12h30 | 0.65 | 1.88 |  |  |  | 12h30 | 0.68 | 2.03 |  |  |  | 12h30 | 0.53 | 1.81 |  |  |  | 12h30 | 0.54 | 1.68 |  |  |  | 12h30 | 0.56 | 1.89 |  |  |  | 12h30 | 0.38 | 1.46 |  |  |  | 12h30 | 0.45 | 1.48 |  |  |  | 12h30 | 0.38 | 1.49 |  |  |  | 12h30 | 0.5 | 1.92 |  |  |  | 12h30 | 0.39 | 1.77 |  |  |  | 12h30 | 0.53 | 2.03 |  |  | 12h30 | 0.4 | 1.35 |  |  |  | 12h30 | 0.51 | 1.61 |  |  |  | 12h30 | 0.41 | 1.36 |  |  |  | 12h30 | 0.36 | 1.2 |  |  |  | 12h30 | 0.46 | 1.39 |  |  |  | 12h30 | 0.37 | 1.22 |  |  |  | 12h30 | 0.3 | 1.08 |  |  |  | 12h30 | 0.41 | 1.31 |  |  |  | 12h30 | 0.3 | 1.09 |  |  |  | 12h30 | 0.27 | 0.98 |  |  |  | 12h30 | 0.36 | 1.19 |  |  |  | 12h30 | 0.26 | 0.98 |  |  |  | 12h30 | 0.3 | 1.25 |  |  |  | 12h30 | 0.3 | 1.44 |  |  |  | 12h30 | 0.3 | 1.26 |  |  | 12h30 | 0.21 | 0.98 |  |  |  | 12h30 | 0.17 | 0.8 |  |  |  | 12h30 | 0.22 | 0.99 |  |  |  | 12h30 | 0.3 | 0.92 |  |  |  | 12h30 | 0.27 | 0.82 |  |  |  | 12h30 | 0.3 | 0.93 |  |  |  | 12h30 | 0.23 | 0.8 |  |  |  | 12h30 | 0.22 | 0.71 |  |  |  | 12h30 | 0.23 | 0.8 |  |  |  | 12h30 | 0.19 | 0.71 |  |  |  | 12h30 | 0.19 | 0.71 |  |  |  | 12h30 | 0.19 | 0.71
13h30 | 0.57 | 1.78 |  | 13h30 | 0.54 | 1.73 |  | 13h30 | 0.6 | 1.83 |  |  | 13h30 | 0.51 | 1.54 |  |  |  | 13h30 | 0.52 | 1.56 |  |  |  | 13h30 | 0.52 | 1.56 |  |  |  | 13h30 | 0.38 | 1.3 |  |  |  | 13h30 | 0.45 | 1.47 |  |  |  | 13h30 | 0.39 | 1.32 |  |  |  | 13h30 | 0.27 | 1.06 |  |  |  | 13h30 | 0.37 | 1.3 |  |  |  | 13h30 | 0.26 | 1.07 |  |  |  | 13h30 | 0.31 | 1.45 |  |  |  | 13h30 | 0.28 | 1.4 |  |  |  | 13h30 | 0.32 | 1.5 |  |  | 13h30 | 0.3 | 1.07 |  |  |  | 13h30 | 0.39 | 1.3 |  |  |  | 13h30 | 0.3 | 1.07 |  |  |  | 13h30 | 0.26 | 0.88 |  |  |  | 13h30 | 0.36 | 1.15 |  |  |  | 13h30 | 0.26 | 0.89 |  |  |  | 13h30 | 0.21 | 0.78 |  |  |  | 13h30 | 0.32 | 1.08 |  |  |  | 13h30 | 0.21 | 0.78 |  |  |  | 13h30 | 0.18 | 0.7 |  |  |  | 13h30 | 0.29 | 1.01 |  |  |  | 13h30 | 0.18 | 0.7 |  |  |  | 13h30 | 0.15 | 0.92 |  |  |  | 13h30 | 0.27 | 1.19 |  |  |  | 13h30 | 0.15 | 0.92 |  |  | 13h30 | 0.08 | 0.58 |  |  |  | 13h30 | 0.17 | 0.8 |  |  |  | 13h30 | 0.07 | 0.58 |  |  |  | 13h30 | 0.18 | 0.59 |  |  |  | 13h30 | 0.26 | 0.8 |  |  |  | 13h30 | 0.18 | 0.59 |  |  |  | 13h30 | 0.1 | 0.38 |  |  |  | 13h30 | 0.22 | 0.71 |  |  |  | 13h30 | 0.1 | 0.38 |  |  |  | 13h30 | 0.07 | 0.34 |  |  |  | 13h30 | 0.07 | 0.34 |  |  |  | 13h30 | 0.07 | 0.34
14h30 | 0.57 | 1.78 |  | 14h30 | 0.48 | 1.51 |  | 14h30 | 0.6 | 1.83 |  |  | 14h30 | 0.51 | 1.54 |  |  |  | 14h30 | 0.47 | 1.4 |  |  |  | 14h30 | 0.52 | 1.56 |  |  |  | 14h30 | 0.38 | 1.3 |  |  |  | 14h30 | 0.36 | 1.14 |  |  |  | 14h30 | 0.39 | 1.32 |  |  |  | 14h30 | 0.27 | 1.06 |  |  |  | 14h30 | 0.29 | 1 |  |  |  | 14h30 | 0.26 | 1.07 |  |  |  | 14h30 | 0.31 | 1.45 |  |  |  | 14h30 | 0.26 | 1.19 |  |  |  | 14h30 | 0.32 | 1.5 |  |  | 14h30 | 0.3 | 1.07 |  |  |  | 14h30 | 0.31 | 1.07 |  |  |  | 14h30 | 0.3 | 1.07 |  |  |  | 14h30 | 0.26 | 0.88 |  |  |  | 14h30 | 0.28 | 0.89 |  |  |  | 14h30 | 0.26 | 0.89 |  |  |  | 14h30 | 0.21 | 0.78 |  |  |  | 14h30 | 0.24 | 0.81 |  |  |  | 14h30 | 0.21 | 0.78 |  |  |  | 14h30 | 0.18 | 0.7 |  |  |  | 14h30 | 0.21 | 0.74 |  |  |  | 14h30 | 0.18 | 0.7 |  |  |  | 14h30 | 0.15 | 0.92 |  |  |  | 14h30 | 0.17 | 0.91 |  |  |  | 14h30 | 0.15 | 0.92 |  |  | 14h30 | 0.08 | 0.58 |  |  |  | 14h30 | 0.01 | 0.39 |  |  |  | 14h30 | 0.07 | 0.58 |  |  |  | 14h30 | 0.18 | 0.59 |  |  |  | 14h30 | 0.12 | 0.47 |  |  |  | 14h30 | 0.18 | 0.59 |  |  |  | 14h30 | 0.1 | 0.38 |  |  |  | 14h30 | 0.05 | 0.21 |  |  |  | 14h30 | 0.1 | 0.38 |  |  |  | 14h30 | 0.07 | 0.34 |  |  |  | 14h30 | 0.07 | 0.34 |  |  |  | 14h30 | 0.07 | 0.34
15h30 | 0.48 | 1.51 |  | 15h30 | 0.48 | 1.51 |  | 15h30 | 0.49 | 1.53 |  |  | 15h30 | 0.44 | 1.35 |  |  |  | 15h30 | 0.46 | 1.4 |  |  |  | 15h30 | 0.44 | 1.35 |  |  |  | 15h30 | 0.29 | 0.98 |  |  |  | 15h30 | 0.36 | 1.14 |  |  |  | 15h30 | 0.29 | 0.97 |  |  |  | 15h30 | 0.21 | 0.81 |  |  |  | 15h30 | 0.29 | 1 |  |  |  | 15h30 | 0.2 | 0.8 |  |  |  | 15h30 | 0.23 | 1.19 |  |  |  | 15h30 | 0.26 | 1.13 |  |  |  | 15h30 | 0.23 | 1.19 |  |  | 15h30 | 0.25 | 0.92 |  |  |  | 15h30 | 0.31 | 1.07 |  |  |  | 15h30 | 0.24 | 0.91 |  |  |  | 15h30 | 0.21 | 0.71 |  |  |  | 15h30 | 0.28 | 0.89 |  |  |  | 15h30 | 0.21 | 0.7 |  |  |  | 15h30 | 0.16 | 0.6 |  |  |  | 15h30 | 0.24 | 0.81 |  |  |  | 15h30 | 0.16 | 0.6 |  |  |  | 15h30 | 0.13 | 0.54 |  |  |  | 15h30 | 0.21 | 0.74 |  |  |  | 15h30 | 0.13 | 0.53 |  |  |  | 15h30 | 0.08 | 0.73 |  |  |  | 15h30 | 0.17 | 0.91 |  |  |  | 15h30 | 0.08 | 0.73 |  |  | 15h30 | 0 | 0.21 |  |  |  | 15h30 | 0.01 | 0.39 |  |  |  | 15h30 | 0 | 0.21 |  |  |  | 15h30 | 0.06 | 0.3 |  |  |  | 15h30 | 0.12 | 0.47 |  |  |  | 15h30 | 0.06 | 0.3 |  |  |  | 15h30 | 0 | 0.03 |  |  |  | 15h30 | 0.05 | 0.21 |  |  |  | 15h30 | 0 | 0.02 |  |  |  | 15h30 | 0 | 0.02 |  |  |  | 15h30 | 0 | 0.02 |  |  |  | 15h30 | 0 | 0.02
16h30 | 0.48 | 1.51 |  | 16h30 | 0.44 | 1.37 |  | 16h30 | 0.49 | 1.53 |  |  | 16h30 | 0.44 | 1.35 |  |  |  | 16h30 | 0.44 | 1.37 |  |  |  | 16h30 | 0.44 | 1.35 |  |  |  | 16h30 | 0.29 | 0.98 |  |  |  | 16h30 | 0.3 | 0.92 |  |  |  | 16h30 | 0.29 | 0.97 |  |  |  | 16h30 | 0.21 | 0.81 |  |  |  | 16h30 | 0.22 | 0.76 |  |  |  | 16h30 | 0.2 | 0.8 |  |  |  | 16h30 | 0.23 | 1.19 |  |  |  | 16h30 | 0.25 | 1.06 |  |  |  | 16h30 | 0.23 | 1.19 |  |  | 16h30 | 0.25 | 0.92 |  |  |  | 16h30 | 0.26 | 0.94 |  |  |  | 16h30 | 0.24 | 0.91 |  |  |  | 16h30 | 0.21 | 0.71 |  |  |  | 16h30 | 0.22 | 0.76 |  |  |  | 16h30 | 0.21 | 0.7 |  |  |  | 16h30 | 0.16 | 0.6 |  |  |  | 16h30 | 0.17 | 0.64 |  |  |  | 16h30 | 0.16 | 0.6 |  |  |  | 16h30 | 0.13 | 0.54 |  |  |  | 16h30 | 0.15 | 0.58 |  |  |  | 16h30 | 0.13 | 0.53 |  |  |  | 16h30 | 0.08 | 0.73 |  |  |  | 16h30 | 0.1 | 0.77 |  |  |  | 16h30 | 0.08 | 0.73 |  |  | 16h30 | 0 | 0.21 |  |  |  | 16h30 | 0.03 | 0.19 |  |  |  | 16h30 | 0 | 0.21 |  |  |  | 16h30 | 0.06 | 0.3 |  |  |  | 16h30 | 0.1 | 0.36 |  |  |  | 16h30 | 0.06 | 0.3 |  |  |  | 16h30 | 0 | 0.03 |  |  |  | 16h30 | 0.02 | 0.03 |  |  |  | 16h30 | 0 | 0.02 |  |  |  | 16h30 | 0 | 0.02 |  |  |  | 16h30 | 0 | 0.02 |  |  |  | 16h30 | 0 | 0.02
17h30 | 0.47 | 1.4 |  | 17h30 | 0.45 | 1.37 |  | 17h30 | 0.48 | 1.4 |  |  | 17h30 | 0.45 | 1.39 |  |  |  | 17h30 | 0.47 | 1.45 |  |  |  | 17h30 | 0.45 | 1.37 |  |  |  | 17h30 | 0.28 | 0.87 |  |  |  | 17h30 | 0.3 | 0.92 |  |  |  | 17h30 | 0.28 | 0.86 |  |  |  | 17h30 | 0.2 | 0.67 |  |  |  | 17h30 | 0.22 | 0.76 |  |  |  | 17h30 | 0.2 | 0.67 |  |  |  | 17h30 | 0.3 | 1.11 |  |  |  | 17h30 | 0.32 | 1.08 |  |  |  | 17h30 | 0.3 | 1.1 |  |  | 17h30 | 0.24 | 0.86 |  |  |  | 17h30 | 0.26 | 0.94 |  |  |  | 17h30 | 0.23 | 0.86 |  |  |  | 17h30 | 0.2 | 0.68 |  |  |  | 17h30 | 0.22 | 0.76 |  |  |  | 17h30 | 0.2 | 0.67 |  |  |  | 17h30 | 0.15 | 0.56 |  |  |  | 17h30 | 0.17 | 0.64 |  |  |  | 17h30 | 0.15 | 0.55 |  |  |  | 17h30 | 0.13 | 0.49 |  |  |  | 17h30 | 0.15 | 0.58 |  |  |  | 17h30 | 0.12 | 0.49 |  |  |  | 17h30 | 0.12 | 0.68 |  |  |  | 17h30 | 0.12 | 0.77 |  |  |  | 17h30 | 0.12 | 0.68 |  |  | 17h30 | 0.03 | 0.13 |  |  |  | 17h30 | 0.03 | 0.19 |  |  |  | 17h30 | 0.03 | 0.13 |  |  |  | 17h30 | 0.11 | 0.33 |  |  |  | 17h30 | 0.1 | 0.36 |  |  |  | 17h30 | 0.11 | 0.33 |  |  |  | 17h30 | 0.01 | 0 |  |  |  | 17h30 | 0.02 | 0.03 |  |  |  | 17h30 | 0.01 | 0 |  |  |  | 17h30 | 0 | 0 |  |  |  | 17h30 | 0 | 0 |  |  |  | 17h30 | 0 | 0
18h30 | 0.52 | 1.4 |  | 18h30 | 0.55 | 1.47 |  | 18h30 | 0.52 | 1.4 |  |  | 18h30 | 0.51 | 1.51 |  |  |  | 18h30 | 0.56 | 1.63 |  |  |  | 18h30 | 0.51 | 1.5 |  |  |  | 18h30 | 0.33 | 0.89 |  |  |  | 18h30 | 0.38 | 1 |  |  |  | 18h30 | 0.32 | 0.88 |  |  |  | 18h30 | 0.23 | 0.67 |  |  |  | 18h30 | 0.27 | 0.75 |  |  |  | 18h30 | 0.23 | 0.67 |  |  |  | 18h30 | 0.42 | 1.14 |  |  |  | 18h30 | 0.46 | 1.22 |  |  |  | 18h30 | 0.41 | 1.13 |  |  | 18h30 | 0.27 | 0.87 |  |  |  | 18h30 | 0.3 | 0.96 |  |  |  | 18h30 | 0.27 | 0.87 |  |  |  | 18h30 | 0.24 | 0.72 |  |  |  | 18h30 | 0.27 | 0.81 |  |  |  | 18h30 | 0.23 | 0.71 |  |  |  | 18h30 | 0.18 | 0.58 |  |  |  | 18h30 | 0.21 | 0.66 |  |  |  | 18h30 | 0.18 | 0.58 |  |  |  | 18h30 | 0.16 | 0.53 |  |  |  | 18h30 | 0.18 | 0.6 |  |  |  | 18h30 | 0.16 | 0.52 |  |  |  | 18h30 | 0.18 | 0.72 |  |  |  | 18h30 | 0.21 | 0.8 |  |  |  | 18h30 | 0.18 | 0.71 |  |  | 18h30 | 0.07 | 0.13 |  |  |  | 18h30 | 0.07 | 0.08 |  |  |  | 18h30 | 0.07 | 0.13 |  |  |  | 18h30 | 0.15 | 0.34 |  |  |  | 18h30 | 0.16 | 0.37 |  |  |  | 18h30 | 0.15 | 0.34 |  |  |  | 18h30 | 0.04 | 0 |  |  |  | 18h30 | 0.05 | 0 |  |  |  | 18h30 | 0.04 | 0 |  |  |  | 18h30 | 0 | 0 |  |  |  | 18h30 | 0 | 0 |  |  |  | 18h30 | 0 | 0
19h30 | 0.65 | 1.64 |  | 19h30 | 0.68 | 1.69 |  | 19h30 | 0.64 | 1.63 |  |  | 19h30 | 0.63 | 1.78 |  |  |  | 19h30 | 0.68 | 1.89 |  |  |  | 19h30 | 0.63 | 1.77 |  |  |  | 19h30 | 0.44 | 1.12 |  |  |  | 19h30 | 0.48 | 1.19 |  |  |  | 19h30 | 0.43 | 1.12 |  |  |  | 19h30 | 0.3 | 0.79 |  |  |  | 19h30 | 0.33 | 0.82 |  |  |  | 19h30 | 0.3 | 0.78 |  |  |  | 19h30 | 0.35 | 1.13 |  |  |  | 19h30 | 0.4 | 1.2 |  |  |  | 19h30 | 0.35 | 1.12 |  |  | 19h30 | 0.34 | 0.99 |  |  |  | 19h30 | 0.37 | 1.05 |  |  |  | 19h30 | 0.34 | 0.98 |  |  |  | 19h30 | 0.31 | 0.87 |  |  |  | 19h30 | 0.33 | 0.94 |  |  |  | 19h30 | 0.3 | 0.86 |  |  |  | 19h30 | 0.24 | 0.7 |  |  |  | 19h30 | 0.26 | 0.75 |  |  |  | 19h30 | 0.24 | 0.7 |  |  |  | 19h30 | 0.21 | 0.64 |  |  |  | 19h30 | 0.23 | 0.69 |  |  |  | 19h30 | 0.21 | 0.64 |  |  |  | 19h30 | 0.26 | 0.86 |  |  |  | 19h30 | 0.29 | 0.92 |  |  |  | 19h30 | 0.26 | 0.86 |  |  | 19h30 | 0.15 | 0.05 |  |  |  | 19h30 | 0.15 | 0.08 |  |  |  | 19h30 | 0.15 | 0.05 |  |  |  | 19h30 | 0.22 | 0.35 |  |  |  | 19h30 | 0.24 | 0.38 |  |  |  | 19h30 | 0.22 | 0.34 |  |  |  | 19h30 | 0.1 | 0 |  |  |  | 19h30 | 0.11 | 0 |  |  |  | 19h30 | 0.1 | 0 |  |  |  | 19h30 | 0.04 | 0 |  |  |  | 19h30 | 0.04 | 0 |  |  |  | 19h30 | 0.04 | 0
20h30 | 0.79 | 2.06 |  | 20h30 | 0.8 | 2.08 |  | 20h30 | 0.79 | 2.06 |  |  | 20h30 | 0.75 | 2.17 |  |  |  | 20h30 | 0.79 | 2.25 |  |  |  | 20h30 | 0.75 | 2.16 |  |  |  | 20h30 | 0.56 | 1.51 |  |  |  | 20h30 | 0.58 | 1.54 |  |  |  | 20h30 | 0.55 | 1.5 |  |  |  | 20h30 | 0.37 | 1.01 |  |  |  | 20h30 | 0.4 | 1.04 |  |  |  | 20h30 | 0.37 | 1.01 |  |  |  | 20h30 | 0.27 | 1.28 |  |  |  | 20h30 | 0.29 | 1.32 |  |  |  | 20h30 | 0.26 | 1.27 |  |  | 20h30 | 0.42 | 1.22 |  |  |  | 20h30 | 0.43 | 1.26 |  |  |  | 20h30 | 0.41 | 1.22 |  |  |  | 20h30 | 0.38 | 1.12 |  |  |  | 20h30 | 0.4 | 1.17 |  |  |  | 20h30 | 0.38 | 1.11 |  |  |  | 20h30 | 0.3 | 0.91 |  |  |  | 20h30 | 0.32 | 0.94 |  |  |  | 20h30 | 0.3 | 0.91 |  |  |  | 20h30 | 0.27 | 0.83 |  |  |  | 20h30 | 0.28 | 0.87 |  |  |  | 20h30 | 0.26 | 0.82 |  |  |  | 20h30 | 0.35 | 1.11 |  |  |  | 20h30 | 0.38 | 1.15 |  |  |  | 20h30 | 0.35 | 1.1 |  |  | 20h30 | 0.26 | 0.28 |  |  |  | 20h30 | 0.26 | 0.31 |  |  |  | 20h30 | 0.26 | 0.28 |  |  |  | 20h30 | 0.33 | 0.62 |  |  |  | 20h30 | 0.35 | 0.66 |  |  |  | 20h30 | 0.33 | 0.62 |  |  |  | 20h30 | 0.19 | 0 |  |  |  | 20h30 | 0.2 | 0 |  |  |  | 20h30 | 0.19 | 0 |  |  |  | 20h30 | 0.11 | 0 |  |  |  | 20h30 | 0.11 | 0 |  |  |  | 20h30 | 0.11 | 0
21h30 | 0.9 | 2.46 |  | 21h30 | 0.9 | 2.47 |  | 21h30 | 0.9 | 2.46 |  |  | 21h30 | 0.84 | 2.48 |  |  |  | 21h30 | 0.87 | 2.54 |  |  |  | 21h30 | 0.84 | 2.47 |  |  |  | 21h30 | 0.65 | 1.88 |  |  |  | 21h30 | 0.67 | 1.91 |  |  |  | 21h30 | 0.65 | 1.88 |  |  |  | 21h30 | 0.44 | 1.24 |  |  |  | 21h30 | 0.46 | 1.27 |  |  |  | 21h30 | 0.43 | 1.24 |  |  |  | 21h30 | 0.34 | 1.66 |  |  |  | 21h30 | 0.36 | 1.69 |  |  |  | 21h30 | 0.33 | 1.66 |  |  | 21h30 | 0.47 | 1.41 |  |  |  | 21h30 | 0.49 | 1.44 |  |  |  | 21h30 | 0.47 | 1.41 |  |  |  | 21h30 | 0.44 | 1.33 |  |  |  | 21h30 | 0.46 | 1.37 |  |  |  | 21h30 | 0.44 | 1.32 |  |  |  | 21h30 | 0.36 | 1.09 |  |  |  | 21h30 | 0.37 | 1.12 |  |  |  | 21h30 | 0.35 | 1.09 |  |  |  | 21h30 | 0.32 | 1 |  |  |  | 21h30 | 0.33 | 1.04 |  |  |  | 21h30 | 0.31 | 1 |  |  |  | 21h30 | 0.43 | 1.32 |  |  |  | 21h30 | 0.45 | 1.35 |  |  |  | 21h30 | 0.42 | 1.32 |  |  | 21h30 | 0.41 | 0.85 |  |  |  | 21h30 | 0.41 | 0.86 |  |  |  | 21h30 | 0.41 | 0.85 |  |  |  | 21h30 | 0.47 | 1.19 |  |  |  | 21h30 | 0.48 | 1.23 |  |  |  | 21h30 | 0.47 | 1.19 |  |  |  | 21h30 | 0.31 | 0.38 |  |  |  | 21h30 | 0.32 | 0.4 |  |  |  | 21h30 | 0.31 | 0.38 |  |  |  | 21h30 | 0.18 | 0.06 |  |  |  | 21h30 | 0.18 | 0.06 |  |  |  | 21h30 | 0.18 | 0.06
22h30 | 0.99 | 2.76 |  | 22h30 | 0.99 | 2.77 |  | 22h30 | 0.99 | 2.76 |  |  | 22h30 | 0.91 | 2.66 |  |  |  | 22h30 | 0.93 | 2.72 |  |  |  | 22h30 | 0.91 | 2.65 |  |  |  | 22h30 | 0.73 | 2.18 |  |  |  | 22h30 | 0.74 | 2.2 |  |  |  | 22h30 | 0.72 | 2.18 |  |  |  | 22h30 | 0.49 | 1.46 |  |  |  | 22h30 | 0.51 | 1.49 |  |  |  | 22h30 | 0.49 | 1.46 |  |  |  | 22h30 | 0.4 | 1.94 |  |  |  | 22h30 | 0.41 | 1.96 |  |  |  | 22h30 | 0.4 | 1.94 |  |  | 22h30 | 0.52 | 1.54 |  |  |  | 22h30 | 0.53 | 1.56 |  |  |  | 22h30 | 0.52 | 1.54 |  |  |  | 22h30 | 0.49 | 1.47 |  |  |  | 22h30 | 0.5 | 1.5 |  |  |  | 22h30 | 0.49 | 1.46 |  |  |  | 22h30 | 0.4 | 1.22 |  |  |  | 22h30 | 0.41 | 1.25 |  |  |  | 22h30 | 0.4 | 1.22 |  |  |  | 22h30 | 0.36 | 1.12 |  |  |  | 22h30 | 0.37 | 1.16 |  |  |  | 22h30 | 0.36 | 1.12 |  |  |  | 22h30 | 0.48 | 1.46 |  |  |  | 22h30 | 0.5 | 1.49 |  |  |  | 22h30 | 0.48 | 1.46 |  |  | 22h30 | 0.57 | 1.44 |  |  |  | 22h30 | 0.57 | 1.43 |  |  |  | 22h30 | 0.57 | 1.44 |  |  |  | 22h30 | 0.6 | 1.72 |  |  |  | 22h30 | 0.61 | 1.75 |  |  |  | 22h30 | 0.6 | 1.71 |  |  |  | 22h30 | 0.44 | 0.97 |  |  |  | 22h30 | 0.45 | 0.98 |  |  |  | 22h30 | 0.44 | 0.97 |  |  |  | 22h30 | 0.25 | 0.34 |  |  |  | 22h30 | 0.25 | 0.34 |  |  |  | 22h30 | 0.25 | 0.34
23h30 | 1.05 | 3 |  | 23h30 | 1.05 | 3 |  | 23h30 | 1.05 | 2.99 |  |  | 23h30 | 0.96 | 2.79 |  |  |  | 23h30 | 0.98 | 2.84 |  |  |  | 23h30 | 0.96 | 2.78 |  |  |  | 23h30 | 0.78 | 2.41 |  |  |  | 23h30 | 0.79 | 2.43 |  |  |  | 23h30 | 0.77 | 2.41 |  |  |  | 23h30 | 0.53 | 1.66 |  |  |  | 23h30 | 0.55 | 1.69 |  |  |  | 23h30 | 0.53 | 1.66 |  |  |  | 23h30 | 0.44 | 2.16 |  |  |  | 23h30 | 0.46 | 2.17 |  |  |  | 23h30 | 0.44 | 2.15 |  |  | 23h30 | 0.56 | 1.64 |  |  |  | 23h30 | 0.56 | 1.66 |  |  |  | 23h30 | 0.56 | 1.64 |  |  |  | 23h30 | 0.52 | 1.57 |  |  |  | 23h30 | 0.53 | 1.6 |  |  |  | 23h30 | 0.52 | 1.56 |  |  |  | 23h30 | 0.43 | 1.32 |  |  |  | 23h30 | 0.44 | 1.34 |  |  |  | 23h30 | 0.43 | 1.32 |  |  |  | 23h30 | 0.39 | 1.21 |  |  |  | 23h30 | 0.4 | 1.24 |  |  |  | 23h30 | 0.39 | 1.21 |  |  |  | 23h30 | 0.52 | 1.57 |  |  |  | 23h30 | 0.53 | 1.59 |  |  |  | 23h30 | 0.52 | 1.56 |  |  | 23h30 | 0.7 | 1.89 |  |  |  | 23h30 | 0.7 | 1.89 |  |  |  | 23h30 | 0.7 | 1.89 |  |  |  | 23h30 | 0.71 | 2.06 |  |  |  | 23h30 | 0.71 | 2.08 |  |  |  | 23h30 | 0.7 | 2.05 |  |  |  | 23h30 | 0.55 | 1.47 |  |  |  | 23h30 | 0.56 | 1.48 |  |  |  | 23h30 | 0.55 | 1.47 |  |  |  | 23h30 | 0.31 | 0.72 |  |  |  | 23h30 | 0.31 | 0.72 |  |  |  | 23h30 | 0.31 | 0.71
00h30 | 0.78 | 2.27 |  | 00h30 | 0.31 | 0.84 |  | 00h30 | 0.78 | 2.27 |  |  | 00h30 | 0.71 | 2.09 |  |  |  | 00h30 | 0.27 | 0.75 |  |  |  | 00h30 | 0.71 | 2.08 |  |  |  | 00h30 | 0.54 | 1.7 |  |  |  | 00h30 | 0.24 | 0.78 |  |  |  | 00h30 | 0.54 | 1.69 |  |  |  | 00h30 | 0.37 | 1.22 |  |  |  | 00h30 | 0.16 | 0.51 |  |  |  | 00h30 | 0.37 | 1.22 |  |  |  | 00h30 | 0.36 | 1.69 |  |  |  | 00h30 | 0.12 | 0.58 |  |  |  | 00h30 | 0.35 | 1.69 |  |  | 00h30 | 0.4 | 1.27 |  |  |  | 00h30 | 0.15 | 0.37 |  |  |  | 00h30 | 0.4 | 1.27 |  |  |  | 00h30 | 0.37 | 1.14 |  |  |  | 00h30 | 0.15 | 0.43 |  |  |  | 00h30 | 0.36 | 1.13 |  |  |  | 00h30 | 0.3 | 0.96 |  |  |  | 00h30 | 0.14 | 0.37 |  |  |  | 00h30 | 0.3 | 0.95 |  |  |  | 00h30 | 0.26 | 0.87 |  |  |  | 00h30 | 0.13 | 0.35 |  |  |  | 00h30 | 0.26 | 0.87 |  |  |  | 00h30 | 0.32 | 1.14 |  |  |  | 00h30 | 0.21 | 0.43 |  |  |  | 00h30 | 0.32 | 1.14 |  |  | 00h30 | 0.39 | 1.07 |  |  |  | 00h30 | 0.36 | 1.01 |  |  |  | 00h30 | 0.39 | 1.07 |  |  |  | 00h30 | 0.42 | 1.25 |  |  |  | 00h30 | 0.32 | 0.92 |  |  |  | 00h30 | 0.42 | 1.24 |  |  |  | 00h30 | 0.3 | 0.89 |  |  |  | 00h30 | 0.29 | 0.9 |  |  |  | 00h30 | 0.3 | 0.89 |  |  |  | 00h30 | 0.17 | 0.43 |  |  |  | 00h30 | 0.17 | 0.43 |  |  |  | 00h30 | 0.17 | 0.43
01h30 | 0.41 | 1.44 |  | 01h30 | 0.17 | 0.72 |  | 01h30 | 0.42 | 1.44 |  |  | 01h30 | 0.33 | 1.2 |  |  |  | 01h30 | 0.11 | 0.56 |  |  |  | 01h30 | 0.33 | 1.19 |  |  |  | 01h30 | 0.21 | 0.95 |  |  |  | 01h30 | 0.02 | 0.47 |  |  |  | 01h30 | 0.21 | 0.95 |  |  |  | 01h30 | 0.05 | 0.53 |  |  |  | 01h30 | 0 | 0.13 |  |  |  | 01h30 | 0.05 | 0.53 |  |  |  | 01h30 | 0.25 | 1.08 |  |  |  | 01h30 | 0.11 | 0.5 |  |  |  | 01h30 | 0.25 | 1.08 |  |  | 01h30 | 0.07 | 0.39 |  |  |  | 01h30 | 0 | 0 |  |  |  | 01h30 | 0.07 | 0.39 |  |  |  | 01h30 | 0.08 | 0.34 |  |  |  | 01h30 | 0 | 0 |  |  |  | 01h30 | 0.07 | 0.33 |  |  |  | 01h30 | 0 | 0.25 |  |  |  | 01h30 | 0 | 0 |  |  |  | 01h30 | 0 | 0.24 |  |  |  | 01h30 | 0 | 0.19 |  |  |  | 01h30 | 0 | 0 |  |  |  | 01h30 | 0 | 0.18 |  |  |  | 01h30 | 0.04 | 0.35 |  |  |  | 01h30 | 0 | 0 |  |  |  | 01h30 | 0.04 | 0.35 |  |  | 01h30 | 0.14 | 0.59 |  |  |  | 01h30 | 0.12 | 0.56 |  |  |  | 01h30 | 0.14 | 0.59 |  |  |  | 01h30 | 0.13 | 0.59 |  |  |  | 01h30 | 0.06 | 0.39 |  |  |  | 01h30 | 0.12 | 0.59 |  |  |  | 01h30 | 0.01 | 0.35 |  |  |  | 01h30 | 0 | 0.36 |  |  |  | 01h30 | 0.01 | 0.35 |  |  |  | 01h30 | 0 | 0 |  |  |  | 01h30 | 0 | 0 |  |  |  | 01h30 | 0 | 0
02h30 | 0.41 | 1.46 |  | 02h30 | 0.5 | 1.74 |  | 02h30 | 0.42 | 1.46 |  |  | 02h30 | 0.33 | 1.2 |  |  |  | 02h30 | 0.39 | 1.42 |  |  |  | 02h30 | 0.33 | 1.19 |  |  |  | 02h30 | 0.21 | 1.04 |  |  |  | 02h30 | 0.23 | 1.15 |  |  |  | 02h30 | 0.21 | 1.04 |  |  |  | 02h30 | 0.05 | 0.53 |  |  |  | 02h30 | 0.04 | 0.54 |  |  |  | 02h30 | 0.05 | 0.53 |  |  |  | 02h30 | 0.28 | 1.08 |  |  |  | 02h30 | 0.32 | 1.28 |  |  |  | 02h30 | 0.28 | 1.08 |  |  | 02h30 | 0.07 | 0.39 |  |  |  | 02h30 | 0.06 | 0.39 |  |  |  | 02h30 | 0.07 | 0.39 |  |  |  | 02h30 | 0.08 | 0.34 |  |  |  | 02h30 | 0.03 | 0.31 |  |  |  | 02h30 | 0.07 | 0.33 |  |  |  | 02h30 | 0 | 0.25 |  |  |  | 02h30 | 0 | 0.11 |  |  |  | 02h30 | 0 | 0.24 |  |  |  | 02h30 | 0 | 0.19 |  |  |  | 02h30 | 0 | 0.03 |  |  |  | 02h30 | 0 | 0.18 |  |  |  | 02h30 | 0.04 | 0.35 |  |  |  | 02h30 | 0.01 | 0.32 |  |  |  | 02h30 | 0.04 | 0.35 |  |  | 02h30 | 0.19 | 0.84 |  |  |  | 02h30 | 0.19 | 0.85 |  |  |  | 02h30 | 0.19 | 0.84 |  |  |  | 02h30 | 0.13 | 0.7 |  |  |  | 02h30 | 0.15 | 0.74 |  |  |  | 02h30 | 0.13 | 0.7 |  |  |  | 02h30 | 0.01 | 0.54 |  |  |  | 02h30 | 0.02 | 0.55 |  |  |  | 02h30 | 0.01 | 0.54 |  |  |  | 02h30 | 0 | 0 |  |  |  | 02h30 | 0 | 0 |  |  |  | 02h30 | 0 | 0
03h30 | 0.54 | 1.78 |  | 03h30 | 0.63 | 2.04 |  | 03h30 | 0.54 | 1.78 |  |  | 03h30 | 0.42 | 1.42 |  |  |  | 03h30 | 0.49 | 1.65 |  |  |  | 03h30 | 0.42 | 1.42 |  |  |  | 03h30 | 0.3 | 1.34 |  |  |  | 03h30 | 0.37 | 1.51 |  |  |  | 03h30 | 0.3 | 1.34 |  |  |  | 03h30 | 0.09 | 0.7 |  |  |  | 03h30 | 0.12 | 0.8 |  |  |  | 03h30 | 0.09 | 0.7 |  |  |  | 03h30 | 0.39 | 1.38 |  |  |  | 03h30 | 0.45 | 1.59 |  |  |  | 03h30 | 0.39 | 1.37 |  |  | 03h30 | 0.1 | 0.52 |  |  |  | 03h30 | 0.11 | 0.58 |  |  |  | 03h30 | 0.1 | 0.52 |  |  |  | 03h30 | 0.06 | 0.43 |  |  |  | 03h30 | 0.07 | 0.51 |  |  |  | 03h30 | 0.06 | 0.43 |  |  |  | 03h30 | 0 | 0.21 |  |  |  | 03h30 | 0 | 0.27 |  |  |  | 03h30 | 0 | 0.2 |  |  |  | 03h30 | 0 | 0.1 |  |  |  | 03h30 | 0 | 0.16 |  |  |  | 03h30 | 0 | 0.1 |  |  |  | 03h30 | 0.06 | 0.46 |  |  |  | 03h30 | 0.07 | 0.53 |  |  |  | 03h30 | 0.06 | 0.46 |  |  | 03h30 | 0.31 | 1.15 |  |  |  | 03h30 | 0.31 | 1.16 |  |  |  | 03h30 | 0.31 | 1.15 |  |  |  | 03h30 | 0.22 | 0.92 |  |  |  | 03h30 | 0.26 | 1.01 |  |  |  | 03h30 | 0.22 | 0.92 |  |  |  | 03h30 | 0.16 | 0.88 |  |  |  | 03h30 | 0.17 | 0.88 |  |  |  | 03h30 | 0.16 | 0.88 |  |  |  | 03h30 | 0 | 0.18 |  |  |  | 03h30 | 0 | 0.18 |  |  |  | 03h30 | 0 | 0.18
04h30 | 0.65 | 2.02 |  | 04h30 | 0.69 | 2.1 |  | 04h30 | 0.65 | 2.02 |  |  | 04h30 | 0.48 | 1.59 |  |  |  | 04h30 | 0.55 | 1.71 |  |  |  | 04h30 | 0.48 | 1.59 |  |  |  | 04h30 | 0.38 | 1.58 |  |  |  | 04h30 | 0.44 | 1.69 |  |  |  | 04h30 | 0.38 | 1.58 |  |  |  | 04h30 | 0.15 | 0.89 |  |  |  | 04h30 | 0.19 | 0.98 |  |  |  | 04h30 | 0.15 | 0.89 |  |  |  | 04h30 | 0.48 | 1.61 |  |  |  | 04h30 | 0.53 | 1.69 |  |  |  | 04h30 | 0.48 | 1.61 |  |  | 04h30 | 0.13 | 0.6 |  |  |  | 04h30 | 0.16 | 0.68 |  |  |  | 04h30 | 0.13 | 0.6 |  |  |  | 04h30 | 0.1 | 0.54 |  |  |  | 04h30 | 0.13 | 0.6 |  |  |  | 04h30 | 0.1 | 0.54 |  |  |  | 04h30 | 0.02 | 0.34 |  |  |  | 04h30 | 0.04 | 0.44 |  |  |  | 04h30 | 0.02 | 0.34 |  |  |  | 04h30 | 0 | 0.23 |  |  |  | 04h30 | 0 | 0.33 |  |  |  | 04h30 | 0 | 0.23 |  |  |  | 04h30 | 0.11 | 0.57 |  |  |  | 04h30 | 0.14 | 0.63 |  |  |  | 04h30 | 0.11 | 0.57 |  |  | 04h30 | 0.4 | 1.34 |  |  |  | 04h30 | 0.4 | 1.34 |  |  |  | 04h30 | 0.4 | 1.34 |  |  |  | 04h30 | 0.3 | 1.05 |  |  |  | 04h30 | 0.32 | 1.1 |  |  |  | 04h30 | 0.29 | 1.05 |  |  |  | 04h30 | 0.26 | 1.08 |  |  |  | 04h30 | 0.27 | 1.09 |  |  |  | 04h30 | 0.26 | 1.08 |  |  |  | 04h30 | 0 | 0.33 |  |  |  | 04h30 | 0 | 0.33 |  |  |  | 04h30 | 0 | 0.33
05h30 | 0.7 | 2.14 |  | 05h30 | 0.72 | 2.17 |  | 05h30 | 0.7 | 2.14 |  |  | 05h30 | 0.53 | 1.7 |  |  |  | 05h30 | 0.58 | 1.77 |  |  |  | 05h30 | 0.53 | 1.69 |  |  |  | 05h30 | 0.45 | 1.74 |  |  |  | 05h30 | 0.49 | 1.79 |  |  |  | 05h30 | 0.45 | 1.74 |  |  |  | 05h30 | 0.21 | 1.07 |  |  |  | 05h30 | 0.24 | 1.16 |  |  |  | 05h30 | 0.21 | 1.07 |  |  |  | 05h30 | 0.54 | 1.74 |  |  |  | 05h30 | 0.57 | 1.77 |  |  |  | 05h30 | 0.54 | 1.73 |  |  | 05h30 | 0.17 | 0.7 |  |  |  | 05h30 | 0.2 | 0.8 |  |  |  | 05h30 | 0.17 | 0.7 |  |  |  | 05h30 | 0.14 | 0.63 |  |  |  | 05h30 | 0.17 | 0.69 |  |  |  | 05h30 | 0.15 | 0.63 |  |  |  | 05h30 | 0.07 | 0.49 |  |  |  | 05h30 | 0.1 | 0.56 |  |  |  | 05h30 | 0.07 | 0.49 |  |  |  | 05h30 | 0.02 | 0.38 |  |  |  | 05h30 | 0.05 | 0.47 |  |  |  | 05h30 | 0.02 | 0.38 |  |  |  | 05h30 | 0.16 | 0.67 |  |  |  | 05h30 | 0.18 | 0.73 |  |  |  | 05h30 | 0.16 | 0.66 |  |  | 05h30 | 0.43 | 1.35 |  |  |  | 05h30 | 0.43 | 1.36 |  |  |  | 05h30 | 0.43 | 1.35 |  |  |  | 05h30 | 0.32 | 1.05 |  |  |  | 05h30 | 0.33 | 1.07 |  |  |  | 05h30 | 0.32 | 1.05 |  |  |  | 05h30 | 0.28 | 1.14 |  |  |  | 05h30 | 0.29 | 1.15 |  |  |  | 05h30 | 0.28 | 1.14 |  |  |  | 05h30 | 0.01 | 0.42 |  |  |  | 05h30 | 0.01 | 0.42 |  |  |  | 05h30 | 0.01 | 0.42
06h30 | 0.71 | 2.18 |  | 06h30 | 0.72 | 2.19 |  | 06h30 | 0.71 | 2.18 |  |  | 06h30 | 0.56 | 1.74 |  |  |  | 06h30 | 0.58 | 1.79 |  |  |  | 06h30 | 0.56 | 1.74 |  |  |  | 06h30 | 0.48 | 1.8 |  |  |  | 06h30 | 0.5 | 1.82 |  |  |  | 06h30 | 0.48 | 1.8 |  |  |  | 06h30 | 0.24 | 1.18 |  |  |  | 06h30 | 0.27 | 1.23 |  |  |  | 06h30 | 0.24 | 1.18 |  |  |  | 06h30 | 0.56 | 1.77 |  |  |  | 06h30 | 0.57 | 1.79 |  |  |  | 06h30 | 0.56 | 1.77 |  |  | 06h30 | 0.2 | 0.8 |  |  |  | 06h30 | 0.23 | 0.9 |  |  |  | 06h30 | 0.2 | 0.8 |  |  |  | 06h30 | 0.17 | 0.69 |  |  |  | 06h30 | 0.19 | 0.78 |  |  |  | 06h30 | 0.17 | 0.69 |  |  |  | 06h30 | 0.11 | 0.57 |  |  |  | 06h30 | 0.13 | 0.62 |  |  |  | 06h30 | 0.11 | 0.57 |  |  |  | 06h30 | 0.06 | 0.48 |  |  |  | 06h30 | 0.09 | 0.54 |  |  |  | 06h30 | 0.06 | 0.48 |  |  |  | 06h30 | 0.18 | 0.74 |  |  |  | 06h30 | 0.2 | 0.83 |  |  |  | 06h30 | 0.18 | 0.74 |  |  | 06h30 | 0.4 | 1.24 |  |  |  | 06h30 | 0.4 | 1.24 |  |  |  | 06h30 | 0.4 | 1.24 |  |  |  | 06h30 | 0.29 | 0.94 |  |  |  | 06h30 | 0.3 | 0.95 |  |  |  | 06h30 | 0.29 | 0.94 |  |  |  | 06h30 | 0.27 | 1.06 |  |  |  | 06h30 | 0.27 | 1.07 |  |  |  | 06h30 | 0.27 | 1.06 |  |  |  | 06h30 | 0.03 | 0.45 |  |  |  | 06h30 | 0.03 | 0.45 |  |  |  | 06h30 | 0.03 | 0.45
07h30 | 0.67 | 2.12 |  | 07h30 | 0.68 | 2.12 |  | 07h30 | 1.21 | 3.53 |  |  | 07h30 | 0.54 | 1.69 |  |  |  | 07h30 | 0.55 | 1.73 |  |  |  | 07h30 | 1.05 | 3.04 |  |  |  | 07h30 | 0.47 | 1.76 |  |  |  | 07h30 | 0.48 | 1.77 |  |  |  | 07h30 | 0.96 | 3.12 |  |  |  | 07h30 | 0.25 | 1.19 |  |  |  | 07h30 | 0.27 | 1.22 |  |  |  | 07h30 | 0.68 | 2.44 |  |  |  | 07h30 | 0.34 | 1.47 |  |  |  | 07h30 | 0.35 | 1.49 |  |  |  | 07h30 | 0.85 | 2.86 |  |  | 07h30 | 0.22 | 0.85 |  |  |  | 07h30 | 0.24 | 0.92 |  |  |  | 07h30 | 0.63 | 2.01 |  |  |  | 07h30 | 0.17 | 0.73 |  |  |  | 07h30 | 0.2 | 0.8 |  |  |  | 07h30 | 0.55 | 1.83 |  |  |  | 07h30 | 0.13 | 0.59 |  |  |  | 07h30 | 0.14 | 0.64 |  |  |  | 07h30 | 0.46 | 1.56 |  |  |  | 07h30 | 0.08 | 0.51 |  |  |  | 07h30 | 0.1 | 0.54 |  |  |  | 07h30 | 0.47 | 1.4 |  |  |  | 07h30 | 0.17 | 0.79 |  |  |  | 07h30 | 0.2 | 0.85 |  |  |  | 07h30 | 0.57 | 1.92 |  |  | 07h30 | 0.35 | 1.1 |  |  |  | 07h30 | 0.35 | 1.1 |  |  |  | 07h30 | 0.85 | 2.41 |  |  |  | 07h30 | 0.25 | 0.81 |  |  |  | 07h30 | 0.25 | 0.82 |  |  |  | 07h30 | 0.71 | 2.03 |  |  |  | 07h30 | 0.23 | 0.94 |  |  |  | 07h30 | 0.23 | 0.94 |  |  |  | 07h30 | 0.68 | 2.2 |  |  |  | 07h30 | 0.05 | 0.47 |  |  |  | 07h30 | 0.05 | 0.47 |  |  |  | 07h30 | 0.43 | 1.57
08h30 | 1.05 | 3.16 |  | 08h30 | 1.06 | 3.17 |  | 08h30 | 1.39 | 3.96 |  |  | 08h30 | 0.94 | 2.72 |  |  |  | 08h30 | 0.96 | 2.76 |  |  |  | 08h30 | 1.27 | 3.5 |  |  |  | 08h30 | 0.86 | 2.81 |  |  |  | 08h30 | 0.87 | 2.83 |  |  |  | 08h30 | 1.18 | 3.58 |  |  |  | 08h30 | 0.62 | 2.24 |  |  |  | 08h30 | 0.63 | 2.27 |  |  |  | 08h30 | 0.92 | 2.98 |  |  |  | 08h30 | 0.49 | 2.28 |  |  |  | 08h30 | 0.5 | 2.29 |  |  |  | 08h30 | 0.82 | 3.07 |  |  | 08h30 | 0.59 | 1.89 |  |  |  | 08h30 | 0.62 | 1.96 |  |  |  | 08h30 | 0.91 | 2.63 |  |  |  | 08h30 | 0.52 | 1.71 |  |  |  | 08h30 | 0.57 | 1.79 |  |  |  | 08h30 | 0.83 | 2.42 |  |  |  | 08h30 | 0.41 | 1.5 |  |  |  | 08h30 | 0.45 | 1.6 |  |  |  | 08h30 | 0.73 | 2.19 |  |  |  | 08h30 | 0.42 | 1.16 |  |  |  | 08h30 | 0.42 | 1.35 |  |  |  | 08h30 | 0.7 | 1.99 |  |  |  | 08h30 | 0.48 | 1.79 |  |  |  | 08h30 | 0.51 | 1.86 |  |  |  | 08h30 | 0.77 | 2.52 |  |  | 08h30 | 0.79 | 2.26 |  |  |  | 08h30 | 0.79 | 2.26 |  |  |  | 08h30 | 1.12 | 3.04 |  |  |  | 08h30 | 0.66 | 1.89 |  |  |  | 08h30 | 0.67 | 1.91 |  |  |  | 08h30 | 0.98 | 2.66 |  |  |  | 08h30 | 0.64 | 2.06 |  |  |  | 08h30 | 0.64 | 2.06 |  |  |  | 08h30 | 0.95 | 2.82 |  |  |  | 08h30 | 0.39 | 1.56 |  |  |  | 08h30 | 0.39 | 1.56 |  |  |  | 08h30 | 0.72 | 2.26
09h30 | 1.16 | 3.37 |  | 09h30 | 1.16 | 3.37 |  | 09h30 | 1.07 | 3.18 |  |  | 09h30 | 1.12 | 2.98 |  |  |  | 09h30 | 1.13 | 3.02 |  |  |  | 09h30 | 1.04 | 2.83 |  |  |  | 09h30 | 1.03 | 3.06 |  |  |  | 09h30 | 1.04 | 3.07 |  |  |  | 09h30 | 0.95 | 2.85 |  |  |  | 09h30 | 0.83 | 2.65 |  |  |  | 09h30 | 0.84 | 2.67 |  |  |  | 09h30 | 0.8 | 2.5 |  |  |  | 09h30 | 0.69 | 2.8 |  |  |  | 09h30 | 0.7 | 2.81 |  |  |  | 09h30 | 0.61 | 2.63 |  |  | 09h30 | 0.84 | 2.39 |  |  |  | 09h30 | 0.86 | 2.45 |  |  |  | 09h30 | 0.83 | 2.35 |  |  |  | 09h30 | 0.77 | 2.18 |  |  |  | 09h30 | 0.81 | 2.25 |  |  |  | 09h30 | 0.79 | 2.18 |  |  |  | 09h30 | 0.67 | 2.01 |  |  |  | 09h30 | 0.7 | 2.09 |  |  |  | 09h30 | 0.74 | 2.11 |  |  |  | 09h30 | 0.64 | 1.7 |  |  |  | 09h30 | 0.65 | 1.86 |  |  |  | 09h30 | 0.64 | 1.98 |  |  |  | 09h30 | 0.61 | 2.26 |  |  |  | 09h30 | 0.63 | 2.32 |  |  |  | 09h30 | 0.62 | 2.24 |  |  | 09h30 | 1.06 | 2.85 |  |  |  | 09h30 | 1.06 | 2.85 |  |  |  | 09h30 | 1 | 2.74 |  |  |  | 09h30 | 0.93 | 2.49 |  |  |  | 09h30 | 0.94 | 2.5 |  |  |  | 09h30 | 0.89 | 2.44 |  |  |  | 09h30 | 0.9 | 2.62 |  |  |  | 09h30 | 0.91 | 2.63 |  |  |  | 09h30 | 0.86 | 2.5 |  |  |  | 09h30 | 0.69 | 2.18 |  |  |  | 09h30 | 0.69 | 2.18 |  |  |  | 09h30 | 0.72 | 2.16
10h30 | 0.84 | 2.56 |  | 10h30 | 0.84 | 2.56 |  | 10h30 | 0.77 | 2.45 |  |  | 10h30 | 0.87 | 2.31 |  |  |  | 10h30 | 0.88 | 2.34 |  |  |  | 10h30 | 0.73 | 2.16 |  |  |  | 10h30 | 0.79 | 2.3 |  |  |  | 10h30 | 0.79 | 2.31 |  |  |  | 10h30 | 0.62 | 2.01 |  |  |  | 10h30 | 0.7 | 2.14 |  |  |  | 10h30 | 0.71 | 2.15 |  |  |  | 10h30 | 0.52 | 1.73 |  |  |  | 10h30 | 0.48 | 2.33 |  |  |  | 10h30 | 0.48 | 2.34 |  |  |  | 10h30 | 0.51 | 2.14 |  |  | 10h30 | 0.73 | 2.08 |  |  |  | 10h30 | 0.74 | 2.1 |  |  |  | 10h30 | 0.56 | 1.68 |  |  |  | 10h30 | 0.7 | 1.9 |  |  |  | 10h30 | 0.71 | 1.92 |  |  |  | 10h30 | 0.53 | 1.51 |  |  |  | 10h30 | 0.67 | 1.84 |  |  |  | 10h30 | 0.67 | 1.86 |  |  |  | 10h30 | 0.48 | 1.44 |  |  |  | 10h30 | 0.58 | 1.79 |  |  |  | 10h30 | 0.61 | 1.78 |  |  |  | 10h30 | 0.42 | 1.34 |  |  |  | 10h30 | 0.41 | 1.94 |  |  |  | 10h30 | 0.42 | 1.97 |  |  |  | 10h30 | 0.34 | 1.56 |  |  | 10h30 | 0.92 | 2.51 |  |  |  | 10h30 | 0.92 | 2.51 |  |  |  | 10h30 | 0.77 | 2.21 |  |  |  | 10h30 | 0.84 | 2.25 |  |  |  | 10h30 | 0.84 | 2.26 |  |  |  | 10h30 | 0.68 | 1.94 |  |  |  | 10h30 | 0.8 | 2.28 |  |  |  | 10h30 | 0.8 | 2.28 |  |  |  | 10h30 | 0.62 | 1.91 |  |  |  | 10h30 | 0.71 | 2.02 |  |  |  | 10h30 | 0.71 | 2.02 |  |  |  | 10h30 | 0.5 | 1.63
11h30 | 0.48 | 1.72 |  | 11h30 | 0.48 | 1.72 |  | 11h30 | 0.47 | 1.71 |  |  | 11h30 | 0.55 | 1.55 |  |  |  | 11h30 | 0.56 | 1.58 |  |  |  | 11h30 | 0.5 | 1.52 |  |  |  | 11h30 | 0.45 | 1.43 |  |  |  | 11h30 | 0.46 | 1.44 |  |  |  | 11h30 | 0.38 | 1.33 |  |  |  | 11h30 | 0.41 | 1.38 |  |  |  | 11h30 | 0.41 | 1.39 |  |  |  | 11h30 | 0.32 | 1.2 |  |  |  | 11h30 | 0.1 | 1.51 |  |  |  | 11h30 | 0.23 | 1.52 |  |  |  | 11h30 | 0.12 | 1.47 |  |  | 11h30 | 0.45 | 1.42 |  |  |  | 11h30 | 0.46 | 1.44 |  |  |  | 11h30 | 0.36 | 1.21 |  |  |  | 11h30 | 0.43 | 1.24 |  |  |  | 11h30 | 0.43 | 1.26 |  |  |  | 11h30 | 0.34 | 1.03 |  |  |  | 11h30 | 0.39 | 1.19 |  |  |  | 11h30 | 0.4 | 1.2 |  |  |  | 11h30 | 0.29 | 0.97 |  |  |  | 11h30 | 0.34 | 1.14 |  |  |  | 11h30 | 0.35 | 1.14 |  |  |  | 11h30 | 0.25 | 0.89 |  |  |  | 11h30 | 0.18 | 1.27 |  |  |  | 11h30 | 0.19 | 1.28 |  |  |  | 11h30 | 0.02 | 1.06 |  |  | 11h30 | 0.66 | 1.95 |  |  |  | 11h30 | 0.66 | 1.95 |  |  |  | 11h30 | 0.6 | 1.86 |  |  |  | 11h30 | 0.59 | 1.72 |  |  |  | 11h30 | 0.59 | 1.73 |  |  |  | 11h30 | 0.53 | 1.62 |  |  |  | 11h30 | 0.54 | 1.67 |  |  |  | 11h30 | 0.54 | 1.67 |  |  |  | 11h30 | 0.46 | 1.52 |  |  |  | 11h30 | 0.45 | 1.45 |  |  |  | 11h30 | 0.45 | 1.45 |  |  |  | 11h30 | 0.36 | 1.28
12h30 | 0.31 | 1.22 |  | 12h30 | 0.28 | 1.22 |  | 12h30 | 0.47 | 1.71 |  |  | 12h30 | 0.37 | 1.12 |  |  |  | 12h30 | 0.38 | 1.14 |  |  |  | 12h30 | 0.5 | 1.52 |  |  |  | 12h30 | 0.26 | 0.91 |  |  |  | 12h30 | 0.26 | 0.91 |  |  |  | 12h30 | 0.38 | 1.33 |  |  |  | 12h30 | 0.24 | 0.92 |  |  |  | 12h30 | 0.24 | 0.92 |  |  |  | 12h30 | 0.27 | 1.12 |  |  |  | 12h30 | 0.02 | 1.01 |  |  |  | 12h30 | 0 | 1.01 |  |  |  | 12h30 | 0.12 | 1.47 |  |  | 12h30 | 0.28 | 1.02 |  |  |  | 12h30 | 0.28 | 1.03 |  |  |  | 12h30 | 0.3 | 1.09 |  |  |  | 12h30 | 0.26 | 0.83 |  |  |  | 12h30 | 0.27 | 0.84 |  |  |  | 12h30 | 0.27 | 0.94 |  |  |  | 12h30 | 0.23 | 0.77 |  |  |  | 12h30 | 0.23 | 0.79 |  |  |  | 12h30 | 0.22 | 0.79 |  |  |  | 12h30 | 0.19 | 0.73 |  |  |  | 12h30 | 0.2 | 0.73 |  |  |  | 12h30 | 0.2 | 0.71 |  |  |  | 12h30 | 0 | 0.84 |  |  |  | 12h30 | 0 | 0.85 |  |  |  | 12h30 | 0.02 | 0.96 |  |  | 12h30 | 0.52 | 1.66 |  |  |  | 12h30 | 0.52 | 1.66 |  |  |  | 12h30 | 0.5 | 1.63 |  |  |  | 12h30 | 0.47 | 1.46 |  |  |  | 12h30 | 0.47 | 1.47 |  |  |  | 12h30 | 0.45 | 1.42 |  |  |  | 12h30 | 0.4 | 1.33 |  |  |  | 12h30 | 0.4 | 1.33 |  |  |  | 12h30 | 0.37 | 1.28 |  |  |  | 12h30 | 0.31 | 1.12 |  |  |  | 12h30 | 0.31 | 1.12 |  |  |  | 12h30 | 0.27 | 1.05
13h30 | 0.21 | 0.95 |  | 13h30 | 0.25 | 0.95 |  | 13h30 | 0.27 | 1.15 |  |  | 13h30 | 0.29 | 0.9 |  |  |  | 13h30 | 0.31 | 0.92 |  |  |  | 13h30 | 0.35 | 1.06 |  |  |  | 13h30 | 0.16 | 0.62 |  |  |  | 13h30 | 0.24 | 0.65 |  |  |  | 13h30 | 0.21 | 0.77 |  |  |  | 13h30 | 0.15 | 0.64 |  |  |  | 13h30 | 0.2 | 0.73 |  |  |  | 13h30 | 0.16 | 0.72 |  |  |  | 13h30 | 0 | 0.72 |  |  |  | 13h30 | 0 | 0.73 |  |  |  | 13h30 | 0 | 0.91 |  |  | 13h30 | 0.19 | 0.78 |  |  |  | 13h30 | 0.23 | 0.87 |  |  |  | 13h30 | 0.19 | 0.8 |  |  |  | 13h30 | 0.18 | 0.6 |  |  |  | 13h30 | 0.22 | 0.74 |  |  |  | 13h30 | 0.17 | 0.62 |  |  |  | 13h30 | 0.19 | 0.54 |  |  |  | 13h30 | 0.19 | 0.64 |  |  |  | 13h30 | 0.13 | 0.51 |  |  |  | 13h30 | 0.17 | 0.57 |  |  |  | 13h30 | 0.17 | 0.59 |  |  |  | 13h30 | 0.11 | 0.45 |  |  |  | 13h30 | 0 | 0.58 |  |  |  | 13h30 | 0 | 0.74 |  |  |  | 13h30 | 0 | 0.61 |  |  | 13h30 | 0.46 | 1.51 |  |  |  | 13h30 | 0.46 | 1.51 |  |  |  | 13h30 | 0.46 | 1.5 |  |  |  | 13h30 | 0.42 | 1.34 |  |  |  | 13h30 | 0.42 | 1.35 |  |  |  | 13h30 | 0.41 | 1.32 |  |  |  | 13h30 | 0.34 | 1.16 |  |  |  | 13h30 | 0.34 | 1.17 |  |  |  | 13h30 | 0.32 | 1.14 |  |  |  | 13h30 | 0.25 | 0.94 |  |  |  | 13h30 | 0.25 | 0.94 |  |  |  | 13h30 | 0.23 | 0.9
14h30 | 0.21 | 0.92 |  | 14h30 | 0.2 | 0.81 |  | 14h30 | 0.27 | 1.15 |  |  | 14h30 | 0.25 | 0.82 |  |  |  | 14h30 | 0.27 | 0.83 |  |  |  | 14h30 | 0.35 | 1.06 |  |  |  | 14h30 | 0.13 | 0.48 |  |  |  | 14h30 | 0.16 | 0.48 |  |  |  | 14h30 | 0.21 | 0.77 |  |  |  | 14h30 | 0.11 | 0.48 |  |  |  | 14h30 | 0.13 | 0.51 |  |  |  | 14h30 | 0.16 | 0.72 |  |  |  | 14h30 | 0 | 0.62 |  |  |  | 14h30 | 0 | 0.57 |  |  |  | 14h30 | 0 | 0.91 |  |  | 14h30 | 0.14 | 0.65 |  |  |  | 14h30 | 0.16 | 0.7 |  |  |  | 14h30 | 0.19 | 0.8 |  |  |  | 14h30 | 0.13 | 0.47 |  |  |  | 14h30 | 0.15 | 0.54 |  |  |  | 14h30 | 0.17 | 0.62 |  |  |  | 14h30 | 0.11 | 0.4 |  |  |  | 14h30 | 0.12 | 0.45 |  |  |  | 14h30 | 0.13 | 0.51 |  |  |  | 14h30 | 0.09 | 0.39 |  |  |  | 14h30 | 0.1 | 0.4 |  |  |  | 14h30 | 0.11 | 0.45 |  |  |  | 14h30 | 0 | 0.44 |  |  |  | 14h30 | 0 | 0.51 |  |  |  | 14h30 | 0 | 0.61 |  |  | 14h30 | 0.41 | 1.37 |  |  |  | 14h30 | 0.41 | 1.37 |  |  |  | 14h30 | 0.41 | 1.36 |  |  |  | 14h30 | 0.38 | 1.24 |  |  |  | 14h30 | 0.38 | 1.24 |  |  |  | 14h30 | 0.39 | 1.26 |  |  |  | 14h30 | 0.29 | 1.03 |  |  |  | 14h30 | 0.29 | 1.03 |  |  |  | 14h30 | 0.3 | 1.05 |  |  |  | 14h30 | 0.21 | 0.79 |  |  |  | 14h30 | 0.21 | 0.79 |  |  |  | 14h30 | 0.21 | 0.79
15h30 | 0.19 | 0.76 |  | 15h30 | 0.2 | 0.71 |  | 15h30 | 0.19 | 0.81 |  |  | 15h30 | 0.24 | 0.78 |  |  |  | 15h30 | 0.27 | 0.8 |  |  |  | 15h30 | 0.27 | 0.85 |  |  |  | 15h30 | 0.11 | 0.37 |  |  |  | 15h30 | 0.16 | 0.48 |  |  |  | 15h30 | 0.12 | 0.38 |  |  |  | 15h30 | 0.11 | 0.35 |  |  |  | 15h30 | 0.13 | 0.51 |  |  |  | 15h30 | 0.09 | 0.37 |  |  |  | 15h30 | 0 | 0.48 |  |  |  | 15h30 | 0 | 0.57 |  |  |  | 15h30 | 0 | 0.55 |  |  | 15h30 | 0.12 | 0.56 |  |  |  | 15h30 | 0.16 | 0.7 |  |  |  | 15h30 | 0.12 | 0.58 |  |  |  | 15h30 | 0.13 | 0.39 |  |  |  | 15h30 | 0.15 | 0.54 |  |  |  | 15h30 | 0.1 | 0.4 |  |  |  | 15h30 | 0.11 | 0.4 |  |  |  | 15h30 | 0.12 | 0.45 |  |  |  | 15h30 | 0.07 | 0.31 |  |  |  | 15h30 | 0.09 | 0.39 |  |  |  | 15h30 | 0.1 | 0.4 |  |  |  | 15h30 | 0.05 | 0.26 |  |  |  | 15h30 | 0 | 0.35 |  |  |  | 15h30 | 0 | 0.51 |  |  |  | 15h30 | 0 | 0.36 |  |  | 15h30 | 0.34 | 1.18 |  |  |  | 15h30 | 0.34 | 1.18 |  |  |  | 15h30 | 0.34 | 1.17 |  |  |  | 15h30 | 0.31 | 1.07 |  |  |  | 15h30 | 0.31 | 1.08 |  |  |  | 15h30 | 0.31 | 1.08 |  |  |  | 15h30 | 0.23 | 0.84 |  |  |  | 15h30 | 0.23 | 0.84 |  |  |  | 15h30 | 0.23 | 0.85 |  |  |  | 15h30 | 0.2 | 0.63 |  |  |  | 15h30 | 0.2 | 0.63 |  |  |  | 15h30 | 0.15 | 0.62
16h30 | 0.19 | 0.76 |  | 16h30 | 0.19 | 0.65 |  | 16h30 | 0.19 | 0.81 |  |  | 16h30 | 0.25 | 0.8 |  |  |  | 16h30 | 0.26 | 0.81 |  |  |  | 16h30 | 0.27 | 0.85 |  |  |  | 16h30 | 0.11 | 0.37 |  |  |  | 16h30 | 0.12 | 0.35 |  |  |  | 16h30 | 0.12 | 0.38 |  |  |  | 16h30 | 0.09 | 0.28 |  |  |  | 16h30 | 0.09 | 0.31 |  |  |  | 16h30 | 0.09 | 0.37 |  |  |  | 16h30 | 0 | 0.48 |  |  |  | 16h30 | 0 | 0.46 |  |  |  | 16h30 | 0 | 0.55 |  |  | 16h30 | 0.1 | 0.51 |  |  |  | 16h30 | 0.11 | 0.56 |  |  |  | 16h30 | 0.12 | 0.58 |  |  |  | 16h30 | 0.1 | 0.36 |  |  |  | 16h30 | 0.11 | 0.41 |  |  |  | 16h30 | 0.1 | 0.4 |  |  |  | 16h30 | 0.07 | 0.3 |  |  |  | 16h30 | 0.07 | 0.3 |  |  |  | 16h30 | 0.07 | 0.31 |  |  |  | 16h30 | 0.05 | 0.26 |  |  |  | 16h30 | 0.05 | 0.27 |  |  |  | 16h30 | 0.05 | 0.26 |  |  |  | 16h30 | 0 | 0.3 |  |  |  | 16h30 | 0 | 0.36 |  |  |  | 16h30 | 0 | 0.36 |  |  | 16h30 | 0.31 | 1.06 |  |  |  | 16h30 | 0.31 | 1.06 |  |  |  | 16h30 | 0.33 | 1.1 |  |  |  | 16h30 | 0.28 | 0.99 |  |  |  | 16h30 | 0.28 | 1 |  |  |  | 16h30 | 0.31 | 1.08 |  |  |  | 16h30 | 0.19 | 0.72 |  |  |  | 16h30 | 0.19 | 0.72 |  |  |  | 16h30 | 0.23 | 0.85 |  |  |  | 16h30 | 0.14 | 0.53 |  |  |  | 16h30 | 0.14 | 0.53 |  |  |  | 16h30 | 0.15 | 0.62
17h30 | 0.23 | 0.76 |  | 17h30 | 0.22 | 0.71 |  | 17h30 | 0.22 | 0.75 |  |  | 17h30 | 0.29 | 0.92 |  |  |  | 17h30 | 0.29 | 0.93 |  |  |  | 17h30 | 0.29 | 0.91 |  |  |  | 17h30 | 0.14 | 0.36 |  |  |  | 17h30 | 0.13 | 0.35 |  |  |  | 17h30 | 0.13 | 0.34 |  |  |  | 17h30 | 0.1 | 0.27 |  |  |  | 17h30 | 0.09 | 0.31 |  |  |  | 17h30 | 0.09 | 0.27 |  |  |  | 17h30 | 0.06 | 0.51 |  |  |  | 17h30 | 0.06 | 0.47 |  |  |  | 17h30 | 0.06 | 0.52 |  |  | 17h30 | 0.11 | 0.53 |  |  |  | 17h30 | 0.11 | 0.56 |  |  |  | 17h30 | 0.11 | 0.52 |  |  |  | 17h30 | 0.1 | 0.41 |  |  |  | 17h30 | 0.11 | 0.41 |  |  |  | 17h30 | 0.1 | 0.38 |  |  |  | 17h30 | 0.07 | 0.3 |  |  |  | 17h30 | 0.07 | 0.3 |  |  |  | 17h30 | 0.06 | 0.28 |  |  |  | 17h30 | 0.05 | 0.26 |  |  |  | 17h30 | 0.05 | 0.27 |  |  |  | 17h30 | 0.04 | 0.24 |  |  |  | 17h30 | 0 | 0.34 |  |  |  | 17h30 | 0 | 0.36 |  |  |  | 17h30 | 0 | 0.32 |  |  | 17h30 | 0.35 | 1.11 |  |  |  | 17h30 | 0.35 | 1.11 |  |  |  | 17h30 | 0.36 | 1.13 |  |  |  | 17h30 | 0.31 | 1.09 |  |  |  | 17h30 | 0.31 | 1.09 |  |  |  | 17h30 | 0.33 | 1.13 |  |  |  | 17h30 | 0.21 | 0.75 |  |  |  | 17h30 | 0.22 | 0.75 |  |  |  | 17h30 | 0.23 | 0.8 |  |  |  | 17h30 | 0.14 | 0.54 |  |  |  | 17h30 | 0.14 | 0.54 |  |  |  | 17h30 | 0.15 | 0.56
18h30 | 0.32 | 0.85 |  | 18h30 | 0.31 | 0.86 |  | 18h30 | 0.3 | 0.81 |  |  | 18h30 | 0.38 | 1.12 |  |  |  | 18h30 | 0.38 | 1.13 |  |  |  | 18h30 | 0.35 | 1.06 |  |  |  | 18h30 | 0.2 | 0.44 |  |  |  | 18h30 | 0.19 | 0.43 |  |  |  | 18h30 | 0.18 | 0.39 |  |  |  | 18h30 | 0.14 | 0.31 |  |  |  | 18h30 | 0.13 | 0.31 |  |  |  | 18h30 | 0.12 | 0.27 |  |  |  | 18h30 | 0.2 | 0.63 |  |  |  | 18h30 | 0.2 | 0.62 |  |  |  | 18h30 | 0.18 | 0.59 |  |  | 18h30 | 0.16 | 0.61 |  |  |  | 18h30 | 0.16 | 0.6 |  |  |  | 18h30 | 0.14 | 0.55 |  |  |  | 18h30 | 0.15 | 0.5 |  |  |  | 18h30 | 0.15 | 0.49 |  |  |  | 18h30 | 0.13 | 0.44 |  |  |  | 18h30 | 0.1 | 0.36 |  |  |  | 18h30 | 0.1 | 0.35 |  |  |  | 18h30 | 0.09 | 0.32 |  |  |  | 18h30 | 0.08 | 0.32 |  |  |  | 18h30 | 0.08 | 0.32 |  |  |  | 18h30 | 0.07 | 0.29 |  |  |  | 18h30 | 0.01 | 0.43 |  |  |  | 18h30 | 0.01 | 0.42 |  |  |  | 18h30 | 0 | 0.37 |  |  | 18h30 | 0.44 | 1.32 |  |  |  | 18h30 | 0.44 | 1.32 |  |  |  | 18h30 | 0.44 | 1.32 |  |  |  | 18h30 | 0.4 | 1.35 |  |  |  | 18h30 | 0.41 | 1.36 |  |  |  | 18h30 | 0.39 | 1.33 |  |  |  | 18h30 | 0.29 | 0.94 |  |  |  | 18h30 | 0.29 | 0.94 |  |  |  | 18h30 | 0.28 | 0.92 |  |  |  | 18h30 | 0.18 | 0.65 |  |  |  | 18h30 | 0.18 | 0.65 |  |  |  | 18h30 | 0.18 | 0.62
19h30 | 0.44 | 1.09 |  | 19h30 | 0.44 | 1.11 |  | 19h30 | 0.42 | 1.05 |  |  | 19h30 | 0.49 | 1.39 |  |  |  | 19h30 | 0.49 | 1.4 |  |  |  | 19h30 | 0.46 | 1.33 |  |  |  | 19h30 | 0.3 | 0.65 |  |  |  | 19h30 | 0.29 | 0.65 |  |  |  | 19h30 | 0.27 | 0.6 |  |  |  | 19h30 | 0.2 | 0.43 |  |  |  | 19h30 | 0.19 | 0.41 |  |  |  | 19h30 | 0.18 | 0.39 |  |  |  | 19h30 | 0.18 | 0.62 |  |  |  | 19h30 | 0.18 | 0.63 |  |  |  | 19h30 | 0.15 | 0.58 |  |  | 19h30 | 0.23 | 0.75 |  |  |  | 19h30 | 0.22 | 0.73 |  |  |  | 19h30 | 0.2 | 0.68 |  |  |  | 19h30 | 0.22 | 0.66 |  |  |  | 19h30 | 0.21 | 0.64 |  |  |  | 19h30 | 0.2 | 0.6 |  |  |  | 19h30 | 0.15 | 0.48 |  |  |  | 19h30 | 0.15 | 0.47 |  |  |  | 19h30 | 0.14 | 0.44 |  |  |  | 19h30 | 0.13 | 0.43 |  |  |  | 19h30 | 0.13 | 0.43 |  |  |  | 19h30 | 0.12 | 0.4 |  |  |  | 19h30 | 0.09 | 0.59 |  |  |  | 19h30 | 0.09 | 0.56 |  |  |  | 19h30 | 0.07 | 0.52 |  |  | 19h30 | 0.55 | 1.58 |  |  |  | 19h30 | 0.55 | 1.58 |  |  |  | 19h30 | 0.55 | 1.57 |  |  |  | 19h30 | 0.51 | 1.62 |  |  |  | 19h30 | 0.51 | 1.62 |  |  |  | 19h30 | 0.49 | 1.59 |  |  |  | 19h30 | 0.39 | 1.19 |  |  |  | 19h30 | 0.39 | 1.19 |  |  |  | 19h30 | 0.37 | 1.15 |  |  |  | 19h30 | 0.23 | 0.78 |  |  |  | 19h30 | 0.23 | 0.78 |  |  |  | 19h30 | 0.22 | 0.75
20h30 | 0.59 | 1.55 |  | 20h30 | 0.6 | 1.55 |  | 20h30 | 0.59 | 1.53 |  |  | 20h30 | 0.62 | 1.81 |  |  |  | 20h30 | 0.62 | 1.82 |  |  |  | 20h30 | 0.6 | 1.78 |  |  |  | 20h30 | 0.43 | 1.06 |  |  |  | 20h30 | 0.42 | 1.06 |  |  |  | 20h30 | 0.4 | 1.03 |  |  |  | 20h30 | 0.29 | 0.68 |  |  |  | 20h30 | 0.28 | 0.66 |  |  |  | 20h30 | 0.26 | 0.66 |  |  |  | 20h30 | 0.12 | 0.8 |  |  |  | 20h30 | 0.12 | 0.81 |  |  |  | 20h30 | 0.1 | 0.78 |  |  | 20h30 | 0.32 | 1 |  |  |  | 20h30 | 0.31 | 0.97 |  |  |  | 20h30 | 0.3 | 0.95 |  |  |  | 20h30 | 0.31 | 0.93 |  |  |  | 20h30 | 0.3 | 0.91 |  |  |  | 20h30 | 0.29 | 0.88 |  |  |  | 20h30 | 0.22 | 0.7 |  |  |  | 20h30 | 0.22 | 0.69 |  |  |  | 20h30 | 0.21 | 0.67 |  |  |  | 20h30 | 0.2 | 0.64 |  |  |  | 20h30 | 0.2 | 0.64 |  |  |  | 20h30 | 0.19 | 0.61 |  |  |  | 20h30 | 0.2 | 0.85 |  |  |  | 20h30 | 0.2 | 0.83 |  |  |  | 20h30 | 0.19 | 0.8 |  |  | 20h30 | 0.63 | 1.74 |  |  |  | 20h30 | 0.63 | 1.74 |  |  |  | 20h30 | 0.62 | 1.73 |  |  |  | 20h30 | 0.57 | 1.76 |  |  |  | 20h30 | 0.58 | 1.76 |  |  |  | 20h30 | 0.56 | 1.74 |  |  |  | 20h30 | 0.45 | 1.35 |  |  |  | 20h30 | 0.45 | 1.35 |  |  |  | 20h30 | 0.44 | 1.33 |  |  |  | 20h30 | 0.26 | 0.86 |  |  |  | 20h30 | 0.26 | 0.86 |  |  |  | 20h30 | 0.26 | 0.84
21h30 | 0.73 | 1.96 |  | 21h30 | 0.73 | 1.96 |  | 21h30 | 0.72 | 1.95 |  |  | 21h30 | 0.73 | 2.16 |  |  |  | 21h30 | 0.73 | 2.17 |  |  |  | 21h30 | 0.72 | 2.13 |  |  |  | 21h30 | 0.54 | 1.45 |  |  |  | 21h30 | 0.53 | 1.44 |  |  |  | 21h30 | 0.52 | 1.43 |  |  |  | 21h30 | 0.35 | 0.91 |  |  |  | 21h30 | 0.35 | 0.9 |  |  |  | 21h30 | 0.33 | 0.89 |  |  |  | 21h30 | 0.22 | 1.21 |  |  |  | 21h30 | 0.22 | 1.21 |  |  |  | 21h30 | 0.2 | 1.2 |  |  | 21h30 | 0.38 | 1.18 |  |  |  | 21h30 | 0.38 | 1.16 |  |  |  | 21h30 | 0.37 | 1.14 |  |  |  | 21h30 | 0.37 | 1.14 |  |  |  | 21h30 | 0.37 | 1.13 |  |  |  | 21h30 | 0.36 | 1.1 |  |  |  | 21h30 | 0.28 | 0.88 |  |  |  | 21h30 | 0.28 | 0.88 |  |  |  | 21h30 | 0.27 | 0.85 |  |  |  | 21h30 | 0.25 | 0.81 |  |  |  | 21h30 | 0.25 | 0.81 |  |  |  | 21h30 | 0.24 | 0.78 |  |  |  | 21h30 | 0.27 | 1.06 |  |  |  | 21h30 | 0.27 | 1.04 |  |  |  | 21h30 | 0.26 | 1.01 |  |  | 21h30 | 0.68 | 1.9 |  |  |  | 21h30 | 0.68 | 1.9 |  |  |  | 21h30 | 0.68 | 1.9 |  |  |  | 21h30 | 0.62 | 1.87 |  |  |  | 21h30 | 0.62 | 1.87 |  |  |  | 21h30 | 0.61 | 1.86 |  |  |  | 21h30 | 0.5 | 1.51 |  |  |  | 21h30 | 0.5 | 1.51 |  |  |  | 21h30 | 0.49 | 1.5 |  |  |  | 21h30 | 0.3 | 0.96 |  |  |  | 21h30 | 0.3 | 0.96 |  |  |  | 21h30 | 0.29 | 0.95
22h30 | 0.83 | 2.29 |  | 22h30 | 0.83 | 2.29 |  | 22h30 | 0.83 | 2.29 |  |  | 22h30 | 0.81 | 2.38 |  |  |  | 22h30 | 0.81 | 2.39 |  |  |  | 22h30 | 0.8 | 2.36 |  |  |  | 22h30 | 0.62 | 1.76 |  |  |  | 22h30 | 0.62 | 1.76 |  |  |  | 22h30 | 0.61 | 1.75 |  |  |  | 22h30 | 0.4 | 1.1 |  |  |  | 22h30 | 0.4 | 1.09 |  |  |  | 22h30 | 0.39 | 1.08 |  |  |  | 22h30 | 0.28 | 1.52 |  |  |  | 22h30 | 0.29 | 1.52 |  |  |  | 22h30 | 0.28 | 1.51 |  |  | 22h30 | 0.42 | 1.28 |  |  |  | 22h30 | 0.42 | 1.27 |  |  |  | 22h30 | 0.41 | 1.26 |  |  |  | 22h30 | 0.41 | 1.26 |  |  |  | 22h30 | 0.41 | 1.25 |  |  |  | 22h30 | 0.4 | 1.23 |  |  |  | 22h30 | 0.32 | 1 |  |  |  | 22h30 | 0.32 | 0.99 |  |  |  | 22h30 | 0.31 | 0.97 |  |  |  | 22h30 | 0.29 | 0.92 |  |  |  | 22h30 | 0.29 | 0.92 |  |  |  | 22h30 | 0.28 | 0.9 |  |  |  | 22h30 | 0.34 | 1.19 |  |  |  | 22h30 | 0.34 | 1.17 |  |  |  | 22h30 | 0.32 | 1.15 |  |  | 22h30 | 0.73 | 2.08 |  |  |  | 22h30 | 0.73 | 2.08 |  |  |  | 22h30 | 0.73 | 2.08 |  |  |  | 22h30 | 0.65 | 2 |  |  |  | 22h30 | 0.66 | 2 |  |  |  | 22h30 | 0.65 | 1.99 |  |  |  | 22h30 | 0.54 | 1.68 |  |  |  | 22h30 | 0.54 | 1.68 |  |  |  | 22h30 | 0.53 | 1.67 |  |  |  | 22h30 | 0.33 | 1.1 |  |  |  | 22h30 | 0.33 | 1.1 |  |  |  | 22h30 | 0.33 | 1.1
23h30 | 0.94 | 2.67 |  | 23h30 | 0.94 | 2.67 |  | 23h30 | 0.94 | 2.66 |  |  | 23h30 | 0.9 | 2.64 |  |  |  | 23h30 | 0.9 | 2.64 |  |  |  | 23h30 | 0.89 | 2.62 |  |  |  | 23h30 | 0.71 | 2.11 |  |  |  | 23h30 | 0.71 | 2.11 |  |  |  | 23h30 | 0.7 | 2.11 |  |  |  | 23h30 | 0.46 | 1.36 |  |  |  | 23h30 | 0.46 | 1.36 |  |  |  | 23h30 | 0.45 | 1.35 |  |  |  | 23h30 | 0.37 | 1.87 |  |  |  | 23h30 | 0.37 | 1.87 |  |  |  | 23h30 | 0.36 | 1.86 |  |  | 23h30 | 0.48 | 1.45 |  |  |  | 23h30 | 0.48 | 1.44 |  |  |  | 23h30 | 0.47 | 1.43 |  |  |  | 23h30 | 0.47 | 1.42 |  |  |  | 23h30 | 0.46 | 1.42 |  |  |  | 23h30 | 0.46 | 1.4 |  |  |  | 23h30 | 0.38 | 1.15 |  |  |  | 23h30 | 0.38 | 1.15 |  |  |  | 23h30 | 0.37 | 1.13 |  |  |  | 23h30 | 0.34 | 1.06 |  |  |  | 23h30 | 0.34 | 1.07 |  |  |  | 23h30 | 0.33 | 1.05 |  |  |  | 23h30 | 0.42 | 1.36 |  |  |  | 23h30 | 0.42 | 1.35 |  |  |  | 23h30 | 0.41 | 1.34 |  |  | 23h30 | 0.77 | 2.23 |  |  |  | 23h30 | 0.77 | 2.23 |  |  |  | 23h30 | 0.77 | 2.23 |  |  |  | 23h30 | 0.69 | 2.1 |  |  |  | 23h30 | 0.69 | 2.1 |  |  |  | 23h30 | 0.68 | 2.09 |  |  |  | 23h30 | 0.57 | 1.82 |  |  |  | 23h30 | 0.57 | 1.83 |  |  |  | 23h30 | 0.57 | 1.82 |  |  |  | 23h30 | 0.37 | 1.25 |  |  |  | 23h30 | 0.37 | 1.25 |  |  |  | 23h30 | 0.36 | 1.24
00h30 | 0.59 | 1.79 |  | 00h30 | 0.48 | 1.52 |  | 00h30 | 0.59 | 1.8 |  |  | 00h30 | 0.56 | 1.74 |  |  |  | 00h30 | 0.42 | 1.41 |  |  |  | 00h30 | 0.6 | 1.8 |  |  |  | 00h30 | 0.4 | 1.31 |  |  |  | 00h30 | 0.3 | 1 |  |  |  | 00h30 | 0.43 | 1.3 |  |  |  | 00h30 | 0.2 | 0.74 |  |  |  | 00h30 | 0.19 | 0.59 |  |  |  | 00h30 | 0.29 | 0.89 |  |  |  | 00h30 | 0.22 | 1.25 |  |  |  | 00h30 | 0.22 | 0.92 |  |  |  | 00h30 | 0.21 | 1.27 |  |  | 00h30 | 0.2 | 0.71 |  |  |  | 00h30 | 0.19 | 0.48 |  |  |  | 00h30 | 0.3 | 1.03 |  |  |  | 00h30 | 0.19 | 0.64 |  |  |  | 00h30 | 0.19 | 0.54 |  |  |  | 00h30 | 0.29 | 0.92 |  |  |  | 00h30 | 0.16 | 0.46 |  |  |  | 00h30 | 0.16 | 0.46 |  |  |  | 00h30 | 0.23 | 0.74 |  |  |  | 00h30 | 0.15 | 0.43 |  |  |  | 00h30 | 0.15 | 0.43 |  |  |  | 00h30 | 0.2 | 0.67 |  |  |  | 00h30 | 0.24 | 0.62 |  |  |  | 00h30 | 0.24 | 0.54 |  |  |  | 00h30 | 0.23 | 0.87 |  |  | 00h30 | 0.36 | 1.08 |  |  |  | 00h30 | 0.34 | 1.05 |  |  |  | 00h30 | 0.56 | 1.7 |  |  |  | 00h30 | 0.33 | 1.05 |  |  |  | 00h30 | 0.27 | 0.87 |  |  |  | 00h30 | 0.51 | 1.61 |  |  |  | 00h30 | 0.22 | 0.81 |  |  |  | 00h30 | 0.21 | 0.82 |  |  |  | 00h30 | 0.4 | 1.35 |  |  |  | 00h30 | 0.12 | 0.39 |  |  |  | 00h30 | 0.12 | 0.39 |  |  |  | 00h30 | 0.26 | 0.95
01h30 | 0.31 | 1.16 |  | 01h30 | 0.23 | 0.99 |  | 01h30 | 0.31 | 1.17 |  |  | 01h30 | 0.26 | 1.04 |  |  |  | 01h30 | 0.17 | 0.85 |  |  |  | 01h30 | 0.28 | 1.07 |  |  |  | 01h30 | 0.11 | 0.72 |  |  |  | 01h30 | 0.05 | 0.53 |  |  |  | 01h30 | 0.13 | 0.71 |  |  |  | 01h30 | 0 | 0.18 |  |  |  | 01h30 | 0 | 0.11 |  |  |  | 01h30 | 0 | 0.27 |  |  |  | 01h30 | 0.18 | 0.85 |  |  |  | 01h30 | 0.18 | 0.65 |  |  |  | 01h30 | 0.17 | 0.86 |  |  | 01h30 | 0 | 0.13 |  |  |  | 01h30 | 0 | 0.01 |  |  |  | 01h30 | 0.03 | 0.33 |  |  |  | 01h30 | 0 | 0.08 |  |  |  | 01h30 | 0 | 0.02 |  |  |  | 01h30 | 0.02 | 0.3 |  |  |  | 01h30 | 0 | 0 |  |  |  | 01h30 | 0 | 0 |  |  |  | 01h30 | 0 | 0.04 |  |  |  | 01h30 | 0 | 0 |  |  |  | 01h30 | 0 | 0 |  |  |  | 01h30 | 0 | 0 |  |  |  | 01h30 | 0 | 0.06 |  |  |  | 01h30 | 0 | 0.02 |  |  |  | 01h30 | 0 | 0.27 |  |  | 01h30 | 0.09 | 0.5 |  |  |  | 01h30 | 0.08 | 0.46 |  |  |  | 01h30 | 0.2 | 0.83 |  |  |  | 01h30 | 0.05 | 0.42 |  |  |  | 01h30 | 0.01 | 0.31 |  |  |  | 01h30 | 0.14 | 0.67 |  |  |  | 01h30 | 0 | 0.22 |  |  |  | 01h30 | 0 | 0.22 |  |  |  | 01h30 | 0.08 | 0.52 |  |  |  | 01h30 | 0 | 0 |  |  |  | 01h30 | 0 | 0 |  |  |  | 01h30 | 0 | 0.19
02h30 | 0.38 | 1.43 |  | 02h30 | 0.4 | 1.46 |  | 02h30 | 0.38 | 1.43 |  |  | 02h30 | 0.31 | 1.2 |  |  |  | 02h30 | 0.31 | 1.25 |  |  |  | 02h30 | 0.3 | 1.19 |  |  |  | 02h30 | 0.17 | 1.01 |  |  |  | 02h30 | 0.19 | 1.03 |  |  |  | 02h30 | 0.16 | 1 |  |  |  | 02h30 | 0 | 0.37 |  |  |  | 02h30 | 0 | 0.38 |  |  |  | 02h30 | 0 | 0.35 |  |  |  | 02h30 | 0.29 | 1.08 |  |  |  | 02h30 | 0.29 | 1.12 |  |  |  | 02h30 | 0.28 | 1.08 |  |  | 02h30 | 0 | 0.27 |  |  |  | 02h30 | 0 | 0.28 |  |  |  | 02h30 | 0.03 | 0.33 |  |  |  | 02h30 | 0 | 0.23 |  |  |  | 02h30 | 0 | 0.24 |  |  |  | 02h30 | 0.02 | 0.3 |  |  |  | 02h30 | 0 | 0 |  |  |  | 02h30 | 0 | 0 |  |  |  | 02h30 | 0 | 0.04 |  |  |  | 02h30 | 0 | 0 |  |  |  | 02h30 | 0 | 0 |  |  |  | 02h30 | 0 | 0 |  |  |  | 02h30 | 0 | 0.21 |  |  |  | 02h30 | 0 | 0.21 |  |  |  | 02h30 | 0 | 0.27 |  |  | 02h30 | 0.17 | 0.8 |  |  |  | 02h30 | 0.17 | 0.79 |  |  |  | 02h30 | 0.2 | 0.83 |  |  |  | 02h30 | 0.09 | 0.6 |  |  |  | 02h30 | 0.1 | 0.62 |  |  |  | 02h30 | 0.14 | 0.67 |  |  |  | 02h30 | 0.02 | 0.49 |  |  |  | 02h30 | 0.02 | 0.49 |  |  |  | 02h30 | 0.08 | 0.52 |  |  |  | 02h30 | 0 | 0.11 |  |  |  | 02h30 | 0 | 0.11 |  |  |  | 02h30 | 0 | 0.19
03h30 | 0.55 | 1.85 |  | 03h30 | 0.58 | 1.91 |  | 03h30 | 0.55 | 1.85 |  |  | 03h30 | 0.44 | 1.52 |  |  |  | 03h30 | 0.47 | 1.6 |  |  |  | 03h30 | 0.42 | 1.51 |  |  |  | 03h30 | 0.32 | 1.41 |  |  |  | 03h30 | 0.35 | 1.48 |  |  |  | 03h30 | 0.31 | 1.41 |  |  |  | 03h30 | 0.08 | 0.69 |  |  |  | 03h30 | 0.08 | 0.72 |  |  |  | 03h30 | 0.08 | 0.66 |  |  |  | 03h30 | 0.43 | 1.46 |  |  |  | 03h30 | 0.43 | 1.52 |  |  |  | 03h30 | 0.42 | 1.45 |  |  | 03h30 | 0.07 | 0.51 |  |  |  | 03h30 | 0.08 | 0.55 |  |  |  | 03h30 | 0.07 | 0.46 |  |  |  | 03h30 | 0.06 | 0.47 |  |  |  | 03h30 | 0.06 | 0.49 |  |  |  | 03h30 | 0.05 | 0.4 |  |  |  | 03h30 | 0 | 0.2 |  |  |  | 03h30 | 0 | 0.2 |  |  |  | 03h30 | 0 | 0.18 |  |  |  | 03h30 | 0 | 0.12 |  |  |  | 03h30 | 0 | 0.13 |  |  |  | 03h30 | 0 | 0.1 |  |  |  | 03h30 | 0.06 | 0.46 |  |  |  | 03h30 | 0.06 | 0.47 |  |  |  | 03h30 | 0.05 | 0.39 |  |  | 03h30 | 0.31 | 1.13 |  |  |  | 03h30 | 0.31 | 1.15 |  |  |  | 03h30 | 0.3 | 1.08 |  |  |  | 03h30 | 0.19 | 0.85 |  |  |  | 03h30 | 0.2 | 0.89 |  |  |  | 03h30 | 0.21 | 0.86 |  |  |  | 03h30 | 0.13 | 0.84 |  |  |  | 03h30 | 0.13 | 0.84 |  |  |  | 03h30 | 0.13 | 0.78 |  |  |  | 03h30 | 0 | 0.33 |  |  |  | 03h30 | 0 | 0.33 |  |  |  | 03h30 | 0 | 0.29
04h30 | 0.66 | 2.06 |  | 04h30 | 0.67 | 2.08 |  | 04h30 | 0.66 | 2.06 |  |  | 04h30 | 0.52 | 1.69 |  |  |  | 04h30 | 0.54 | 1.73 |  |  |  | 04h30 | 0.51 | 1.68 |  |  |  | 04h30 | 0.41 | 1.63 |  |  |  | 04h30 | 0.43 | 1.66 |  |  |  | 04h30 | 0.41 | 1.62 |  |  |  | 04h30 | 0.16 | 0.87 |  |  |  | 04h30 | 0.16 | 0.88 |  |  |  | 04h30 | 0.14 | 0.85 |  |  |  | 04h30 | 0.51 | 1.66 |  |  |  | 04h30 | 0.51 | 1.68 |  |  |  | 04h30 | 0.51 | 1.65 |  |  | 04h30 | 0.14 | 0.62 |  |  |  | 04h30 | 0.14 | 0.64 |  |  |  | 04h30 | 0.12 | 0.59 |  |  |  | 04h30 | 0.12 | 0.58 |  |  |  | 04h30 | 0.12 | 0.59 |  |  |  | 04h30 | 0.1 | 0.54 |  |  |  | 04h30 | 0.01 | 0.38 |  |  |  | 04h30 | 0.01 | 0.38 |  |  |  | 04h30 | 0 | 0.34 |  |  |  | 04h30 | 0 | 0.26 |  |  |  | 04h30 | 0 | 0.27 |  |  |  | 04h30 | 0 | 0.23 |  |  |  | 04h30 | 0.11 | 0.59 |  |  |  | 04h30 | 0.11 | 0.59 |  |  |  | 04h30 | 0.1 | 0.55 |  |  | 04h30 | 0.42 | 1.37 |  |  |  | 04h30 | 0.42 | 1.38 |  |  |  | 04h30 | 0.39 | 1.32 |  |  |  | 04h30 | 0.29 | 1.06 |  |  |  | 04h30 | 0.29 | 1.07 |  |  |  | 04h30 | 0.26 | 1.01 |  |  |  | 04h30 | 0.24 | 1.09 |  |  |  | 04h30 | 0.24 | 1.09 |  |  |  | 04h30 | 0.21 | 1.05 |  |  |  | 04h30 | 0.02 | 0.53 |  |  |  | 04h30 | 0.02 | 0.53 |  |  |  | 04h30 | 0.01 | 0.48
05h30 | 0.69 | 2.1 |  | 05h30 | 0.69 | 2.11 |  | 05h30 | 0.69 | 2.1 |  |  | 05h30 | 0.55 | 1.71 |  |  |  | 05h30 | 0.56 | 1.72 |  |  |  | 05h30 | 0.54 | 1.7 |  |  |  | 05h30 | 0.46 | 1.71 |  |  |  | 05h30 | 0.46 | 1.73 |  |  |  | 05h30 | 0.45 | 1.71 |  |  |  | 05h30 | 0.19 | 0.99 |  |  |  | 05h30 | 0.19 | 1 |  |  |  | 05h30 | 0.18 | 0.97 |  |  |  | 05h30 | 0.54 | 1.7 |  |  |  | 05h30 | 0.54 | 1.71 |  |  |  | 05h30 | 0.54 | 1.7 |  |  | 05h30 | 0.17 | 0.67 |  |  |  | 05h30 | 0.17 | 0.68 |  |  |  | 05h30 | 0.15 | 0.63 |  |  |  | 05h30 | 0.14 | 0.62 |  |  |  | 05h30 | 0.14 | 0.62 |  |  |  | 05h30 | 0.13 | 0.58 |  |  |  | 05h30 | 0.06 | 0.48 |  |  |  | 05h30 | 0.06 | 0.48 |  |  |  | 05h30 | 0.05 | 0.45 |  |  |  | 05h30 | 0.01 | 0.37 |  |  |  | 05h30 | 0.02 | 0.38 |  |  |  | 05h30 | 0.01 | 0.34 |  |  |  | 05h30 | 0.14 | 0.63 |  |  |  | 05h30 | 0.14 | 0.63 |  |  |  | 05h30 | 0.14 | 0.6 |  |  | 05h30 | 0.47 | 1.44 |  |  |  | 05h30 | 0.47 | 1.44 |  |  |  | 05h30 | 0.44 | 1.4 |  |  |  | 05h30 | 0.33 | 1.1 |  |  |  | 05h30 | 0.34 | 1.11 |  |  |  | 05h30 | 0.3 | 1.05 |  |  |  | 05h30 | 0.29 | 1.19 |  |  |  | 05h30 | 0.29 | 1.19 |  |  |  | 05h30 | 0.27 | 1.15 |  |  |  | 05h30 | 0.05 | 0.59 |  |  |  | 05h30 | 0.05 | 0.59 |  |  |  | 05h30 | 0.04 | 0.55
06h30 | 0.69 | 2.11 |  | 06h30 | 0.69 | 2.11 |  | 06h30 | 0.69 | 2.11 |  |  | 06h30 | 0.55 | 1.7 |  |  |  | 06h30 | 0.55 | 1.71 |  |  |  | 06h30 | 0.55 | 1.69 |  |  |  | 06h30 | 0.47 | 1.74 |  |  |  | 06h30 | 0.47 | 1.75 |  |  |  | 06h30 | 0.47 | 1.74 |  |  |  | 06h30 | 0.22 | 1.1 |  |  |  | 06h30 | 0.23 | 1.1 |  |  |  | 06h30 | 0.22 | 1.09 |  |  |  | 06h30 | 0.54 | 1.71 |  |  |  | 06h30 | 0.54 | 1.71 |  |  |  | 06h30 | 0.54 | 1.71 |  |  | 06h30 | 0.19 | 0.76 |  |  |  | 06h30 | 0.19 | 0.78 |  |  |  | 06h30 | 0.18 | 0.71 |  |  |  | 06h30 | 0.16 | 0.68 |  |  |  | 06h30 | 0.16 | 0.69 |  |  |  | 06h30 | 0.15 | 0.63 |  |  |  | 06h30 | 0.1 | 0.54 |  |  |  | 06h30 | 0.1 | 0.54 |  |  |  | 06h30 | 0.09 | 0.52 |  |  |  | 06h30 | 0.05 | 0.45 |  |  |  | 06h30 | 0.05 | 0.46 |  |  |  | 06h30 | 0.04 | 0.43 |  |  |  | 06h30 | 0.16 | 0.7 |  |  |  | 06h30 | 0.16 | 0.71 |  |  |  | 06h30 | 0.16 | 0.66 |  |  | 06h30 | 0.41 | 1.22 |  |  |  | 06h30 | 0.41 | 1.22 |  |  |  | 06h30 | 0.4 | 1.2 |  |  |  | 06h30 | 0.28 | 0.89 |  |  |  | 06h30 | 0.29 | 0.9 |  |  |  | 06h30 | 0.27 | 0.9 |  |  |  | 06h30 | 0.26 | 1.02 |  |  |  | 06h30 | 0.26 | 1.02 |  |  |  | 06h30 | 0.24 | 1 |  |  |  | 06h30 | 0.05 | 0.5 |  |  |  | 06h30 | 0.05 | 0.5 |  |  |  | 06h30 | 0.04 | 0.47
07h30 | 1.18 | 3.43 |  | 07h30 | 1.18 | 3.43 |  | 07h30 | 1.18 | 3.43 |  |  | 07h30 | 1.03 | 2.97 |  |  |  | 07h30 | 1.03 | 2.97 |  |  |  | 07h30 | 1.02 | 2.96 |  |  |  | 07h30 | 0.94 | 3.03 |  |  |  | 07h30 | 0.94 | 3.03 |  |  |  | 07h30 | 0.94 | 3.03 |  |  |  | 07h30 | 0.66 | 2.32 |  |  |  | 07h30 | 0.66 | 2.33 |  |  |  | 07h30 | 0.65 | 2.31 |  |  |  | 07h30 | 0.83 | 2.76 |  |  |  | 07h30 | 0.83 | 2.77 |  |  |  | 07h30 | 0.83 | 2.76 |  |  | 07h30 | 0.61 | 1.93 |  |  |  | 07h30 | 0.62 | 1.95 |  |  |  | 07h30 | 0.59 | 1.88 |  |  |  | 07h30 | 0.55 | 1.8 |  |  |  | 07h30 | 0.56 | 1.81 |  |  |  | 07h30 | 0.52 | 1.74 |  |  |  | 07h30 | 0.44 | 1.5 |  |  |  | 07h30 | 0.44 | 1.5 |  |  |  | 07h30 | 0.45 | 1.45 |  |  |  | 07h30 | 0.46 | 1.33 |  |  |  | 07h30 | 0.46 | 1.32 |  |  |  | 07h30 | 0.45 | 1.35 |  |  |  | 07h30 | 0.53 | 1.85 |  |  |  | 07h30 | 0.53 | 1.85 |  |  |  | 07h30 | 0.51 | 1.8 |  |  | 07h30 | 0.74 | 2.06 |  |  |  | 07h30 | 0.74 | 2.06 |  |  |  | 07h30 | 0.74 | 2.05 |  |  |  | 07h30 | 0.62 | 1.7 |  |  |  | 07h30 | 0.62 | 1.7 |  |  |  | 07h30 | 0.6 | 1.72 |  |  |  | 07h30 | 0.59 | 1.88 |  |  |  | 07h30 | 0.59 | 1.88 |  |  |  | 07h30 | 0.58 | 1.87 |  |  |  | 07h30 | 0.38 | 1.4 |  |  |  | 07h30 | 0.38 | 1.4 |  |  |  | 07h30 | 0.39 | 1.37
08h30 | 1.36 | 3.85 |  | 08h30 | 1.36 | 3.85 |  | 08h30 | 1.36 | 3.85 |  |  | 08h30 | 1.25 | 3.41 |  |  |  | 08h30 | 1.25 | 3.42 |  |  |  | 08h30 | 1.24 | 3.4 |  |  |  | 08h30 | 1.16 | 3.48 |  |  |  | 08h30 | 1.16 | 3.48 |  |  |  | 08h30 | 1.15 | 3.47 |  |  |  | 08h30 | 0.9 | 2.86 |  |  |  | 08h30 | 0.9 | 2.86 |  |  |  | 08h30 | 0.89 | 2.85 |  |  |  | 08h30 | 0.78 | 2.97 |  |  |  | 08h30 | 0.78 | 2.97 |  |  |  | 08h30 | 0.77 | 2.96 |  |  | 08h30 | 0.88 | 2.54 |  |  |  | 08h30 | 0.88 | 2.55 |  |  |  | 08h30 | 0.86 | 2.5 |  |  |  | 08h30 | 0.82 | 2.38 |  |  |  | 08h30 | 0.83 | 2.39 |  |  |  | 08h30 | 0.79 | 2.33 |  |  |  | 08h30 | 0.71 | 2.13 |  |  |  | 08h30 | 0.71 | 2.12 |  |  |  | 08h30 | 0.71 | 2.08 |  |  |  | 08h30 | 0.69 | 1.92 |  |  |  | 08h30 | 0.69 | 1.92 |  |  |  | 08h30 | 0.68 | 1.93 |  |  |  | 08h30 | 0.73 | 2.44 |  |  |  | 08h30 | 0.73 | 2.44 |  |  |  | 08h30 | 0.71 | 2.4 |  |  | 08h30 | 0.81 | 2.25 |  |  |  | 08h30 | 0.81 | 2.25 |  |  |  | 08h30 | 0.8 | 2.25 |  |  |  | 08h30 | 0.74 | 1.94 |  |  |  | 08h30 | 0.74 | 1.94 |  |  |  | 08h30 | 0.73 | 1.93 |  |  |  | 08h30 | 0.72 | 2.1 |  |  |  | 08h30 | 0.72 | 2.1 |  |  |  | 08h30 | 0.71 | 2.09 |  |  |  | 08h30 | 0.58 | 1.83 |  |  |  | 08h30 | 0.58 | 1.83 |  |  |  | 08h30 | 0.58 | 1.81
09h30 | 0.37 | 0.92 |  | 09h30 | 0.51 | 1.49 |  | 09h30 | 1.04 | 3.06 |  |  | 09h30 | 0.35 | 0.77 |  |  |  | 09h30 | 0.52 | 1.34 |  |  |  | 09h30 | 1 | 2.73 |  |  |  | 09h30 | 0.38 | 0.97 |  |  |  | 09h30 | 0.44 | 1.19 |  |  |  | 09h30 | 0.92 | 2.73 |  |  |  | 09h30 | 0.35 | 1 |  |  |  | 09h30 | 0.35 | 1.07 |  |  |  | 09h30 | 0.77 | 2.4 |  |  |  | 09h30 | 0.14 | 0.65 |  |  |  | 09h30 | 0.14 | 1 |  |  |  | 09h30 | 0.54 | 2.5 |  |  | 09h30 | 0.36 | 0.95 |  |  |  | 09h30 | 0.36 | 1.06 |  |  |  | 09h30 | 0.8 | 2.26 |  |  |  | 09h30 | 0.35 | 0.92 |  |  |  | 09h30 | 0.35 | 0.97 |  |  |  | 09h30 | 0.77 | 2.12 |  |  |  | 09h30 | 0.33 | 0.86 |  |  |  | 09h30 | 0.33 | 0.86 |  |  |  | 09h30 | 0.7 | 2.05 |  |  |  | 09h30 | 0.27 | 0.82 |  |  |  | 09h30 | 0.27 | 0.82 |  |  |  | 09h30 | 0.61 | 1.9 |  |  |  | 09h30 | 0.27 | 0.94 |  |  |  | 09h30 | 0.27 | 0.98 |  |  |  | 09h30 | 0.57 | 2.16 |  |  | 09h30 | 0.2 | 0.51 |  |  |  | 09h30 | 0.21 | 0.52 |  |  |  | 09h30 | 0.49 | 1.63 |  |  |  | 09h30 | 0.21 | 0.42 |  |  |  | 09h30 | 0.24 | 0.52 |  |  |  | 09h30 | 0.52 | 1.44 |  |  |  | 09h30 | 0.22 | 0.57 |  |  |  | 09h30 | 0.22 | 0.56 |  |  |  | 09h30 | 0.5 | 1.51 |  |  |  | 09h30 | 0.22 | 0.65 |  |  |  | 09h30 | 0.22 | 0.65 |  |  |  | 09h30 | 0.47 | 1.51
10h30 | 0 | 0 |  | 10h30 | 0 | 0 |  | 10h30 | 0.67 | 2.14 |  |  | 10h30 | 0 | 0 |  |  |  | 10h30 | 0 | 0 |  |  |  | 10h30 | 0.68 | 1.99 |  |  |  | 10h30 | 0 | 0 |  |  |  | 10h30 | 0 | 0 |  |  |  | 10h30 | 0.57 | 1.79 |  |  |  | 10h30 | 0 | 0 |  |  |  | 10h30 | 0 | 0 |  |  |  | 10h30 | 0.49 | 1.63 |  |  |  | 10h30 | 0 | 0 |  |  |  | 10h30 | 0 | 0 |  |  |  | 10h30 | 0.4 | 1.88 |  |  | 10h30 | 0 | 0 |  |  |  | 10h30 | 0 | 0 |  |  |  | 10h30 | 0.52 | 1.58 |  |  |  | 10h30 | 0 | 0 |  |  |  | 10h30 | 0 | 0 |  |  |  | 10h30 | 0.5 | 1.43 |  |  |  | 10h30 | 0 | 0 |  |  |  | 10h30 | 0 | 0 |  |  |  | 10h30 | 0.45 | 1.37 |  |  |  | 10h30 | 0 | 0 |  |  |  | 10h30 | 0 | 0 |  |  |  | 10h30 | 0.39 | 1.26 |  |  |  | 10h30 | 0 | 0 |  |  |  | 10h30 | 0 | 0 |  |  |  | 10h30 | 0.29 | 1.46 |  |  | 10h30 | 0 | 0 |  |  |  | 10h30 | 0 | 0 |  |  |  | 10h30 | 0.38 | 1.39 |  |  |  | 10h30 | 0 | 0 |  |  |  | 10h30 | 0 | 0 |  |  |  | 10h30 | 0.38 | 1.22 |  |  |  | 10h30 | 0 | 0 |  |  |  | 10h30 | 0 | 0 |  |  |  | 10h30 | 0.31 | 1.16 |  |  |  | 10h30 | 0 | 0 |  |  |  | 10h30 | 0 | 0 |  |  |  | 10h30 | 0.27 | 0.97
11h30 | 0 | 0 |  | 11h30 | 0 | 0 |  | 11h30 | 0.37 | 1.42 |  |  | 11h30 | 0 | 0 |  |  |  | 11h30 | 0 | 0 |  |  |  | 11h30 | 0.43 | 1.31 |  |  |  | 11h30 | 0 | 0 |  |  |  | 11h30 | 0 | 0 |  |  |  | 11h30 | 0.31 | 1.1 |  |  |  | 11h30 | 0 | 0 |  |  |  | 11h30 | 0 | 0 |  |  |  | 11h30 | 0.28 | 1.07 |  |  |  | 11h30 | 0 | 0 |  |  |  | 11h30 | 0 | 0 |  |  |  | 11h30 | 0 | 1.2 |  |  | 11h30 | 0 | 0 |  |  |  | 11h30 | 0 | 0 |  |  |  | 11h30 | 0.31 | 1.08 |  |  |  | 11h30 | 0 | 0 |  |  |  | 11h30 | 0 | 0 |  |  |  | 11h30 | 0.3 | 0.93 |  |  |  | 11h30 | 0 | 0 |  |  |  | 11h30 | 0 | 0 |  |  |  | 11h30 | 0.26 | 0.87 |  |  |  | 11h30 | 0 | 0 |  |  |  | 11h30 | 0 | 0 |  |  |  | 11h30 | 0.22 | 0.79 |  |  |  | 11h30 | 0 | 0 |  |  |  | 11h30 | 0 | 0 |  |  |  | 11h30 | 0 | 0.94 |  |  | 11h30 | 0 | 0 |  |  |  | 11h30 | 0 | 0 |  |  |  | 11h30 | 0.16 | 0.92 |  |  |  | 11h30 | 0 | 0 |  |  |  | 11h30 | 0 | 0 |  |  |  | 11h30 | 0.24 | 0.86 |  |  |  | 11h30 | 0 | 0 |  |  |  | 11h30 | 0 | 0 |  |  |  | 11h30 | 0.18 | 0.73 |  |  |  | 11h30 | 0 | 0 |  |  |  | 11h30 | 0 | 0 |  |  |  | 11h30 | 0.15 | 0.67
12h30 | 0 | 0 |  | 12h30 | 0 | 0 |  | 12h30 | 0.37 | 1.42 |  |  | 12h30 | 0 | 0 |  |  |  | 12h30 | 0 | 0 |  |  |  | 12h30 | 0.43 | 1.31 |  |  |  | 12h30 | 0 | 0 |  |  |  | 12h30 | 0 | 0 |  |  |  | 12h30 | 0.3 | 1.06 |  |  |  | 12h30 | 0 | 0 |  |  |  | 12h30 | 0 | 0 |  |  |  | 12h30 | 0.23 | 0.92 |  |  |  | 12h30 | 0 | 0 |  |  |  | 12h30 | 0 | 0 |  |  |  | 12h30 | 0 | 1.19 |  |  | 12h30 | 0 | 0 |  |  |  | 12h30 | 0 | 0 |  |  |  | 12h30 | 0.24 | 0.94 |  |  |  | 12h30 | 0 | 0 |  |  |  | 12h30 | 0 | 0 |  |  |  | 12h30 | 0.22 | 0.83 |  |  |  | 12h30 | 0 | 0 |  |  |  | 12h30 | 0 | 0 |  |  |  | 12h30 | 0.2 | 0.69 |  |  |  | 12h30 | 0 | 0 |  |  |  | 12h30 | 0 | 0 |  |  |  | 12h30 | 0.18 | 0.63 |  |  |  | 12h30 | 0 | 0 |  |  |  | 12h30 | 0 | 0 |  |  |  | 12h30 | 0 | 0.82 |  |  | 12h30 | 0 | 0 |  |  |  | 12h30 | 0 | 0 |  |  |  | 12h30 | 0.16 | 0.92 |  |  |  | 12h30 | 0 | 0 |  |  |  | 12h30 | 0 | 0 |  |  |  | 12h30 | 0.24 | 0.86 |  |  |  | 12h30 | 0 | 0 |  |  |  | 12h30 | 0 | 0 |  |  |  | 12h30 | 0.18 | 0.73 |  |  |  | 12h30 | 0 | 0 |  |  |  | 12h30 | 0 | 0 |  |  |  | 12h30 | 0.15 | 0.67
13h30 | 0.19 | 0.74 |  | 13h30 | 0 | 0 |  | 13h30 | 0.2 | 0.98 |  |  | 13h30 | 0.23 | 0.67 |  |  |  | 13h30 | 0 | 0 |  |  |  | 13h30 | 0.29 | 0.94 |  |  |  | 13h30 | 0.17 | 0.6 |  |  |  | 13h30 | 0 | 0 |  |  |  | 13h30 | 0.16 | 0.63 |  |  |  | 13h30 | 0.18 | 0.65 |  |  |  | 13h30 | 0 | 0 |  |  |  | 13h30 | 0.14 | 0.64 |  |  |  | 13h30 | 0 | 0.54 |  |  |  | 13h30 | 0 | 0 |  |  |  | 13h30 | 0 | 0.75 |  |  | 13h30 | 0.16 | 0.62 |  |  |  | 13h30 | 0 | 0 |  |  |  | 13h30 | 0.15 | 0.73 |  |  |  | 13h30 | 0.16 | 0.54 |  |  |  | 13h30 | 0 | 0 |  |  |  | 13h30 | 0.14 | 0.58 |  |  |  | 13h30 | 0.14 | 0.5 |  |  |  | 13h30 | 0 | 0 |  |  |  | 13h30 | 0.11 | 0.48 |  |  |  | 13h30 | 0.12 | 0.46 |  |  |  | 13h30 | 0 | 0 |  |  |  | 13h30 | 0.09 | 0.43 |  |  |  | 13h30 | 0 | 0.48 |  |  |  | 13h30 | 0 | 0 |  |  |  | 13h30 | 0 | 0.55 |  |  | 13h30 | 0.05 | 0.47 |  |  |  | 13h30 | 0 | 0 |  |  |  | 13h30 | 0.04 | 0.66 |  |  |  | 13h30 | 0.15 | 0.59 |  |  |  | 13h30 | 0 | 0 |  |  |  | 13h30 | 0.15 | 0.69 |  |  |  | 13h30 | 0.09 | 0.44 |  |  |  | 13h30 | 0 | 0 |  |  |  | 13h30 | 0.1 | 0.47 |  |  |  | 13h30 | 0.09 | 0.48 |  |  |  | 13h30 | 0.09 | 0.48 |  |  |  | 13h30 | 0.09 | 0.48
14h30 | 0.23 | 0.9 |  | 14h30 | 0 | 0 |  | 14h30 | 0.2 | 0.98 |  |  | 14h30 | 0.33 | 0.9 |  |  |  | 14h30 | 0 | 0 |  |  |  | 14h30 | 0.29 | 0.94 |  |  |  | 14h30 | 0.21 | 0.65 |  |  |  | 14h30 | 0 | 0 |  |  |  | 14h30 | 0.16 | 0.63 |  |  |  | 14h30 | 0.23 | 0.8 |  |  |  | 14h30 | 0 | 0 |  |  |  | 14h30 | 0.14 | 0.64 |  |  |  | 14h30 | 0 | 0.61 |  |  |  | 14h30 | 0 | 0 |  |  |  | 14h30 | 0 | 0.75 |  |  | 14h30 | 0.24 | 0.91 |  |  |  | 14h30 | 0 | 0 |  |  |  | 14h30 | 0.15 | 0.73 |  |  |  | 14h30 | 0.23 | 0.73 |  |  |  | 14h30 | 0 | 0 |  |  |  | 14h30 | 0.14 | 0.58 |  |  |  | 14h30 | 0.19 | 0.65 |  |  |  | 14h30 | 0 | 0 |  |  |  | 14h30 | 0.11 | 0.48 |  |  |  | 14h30 | 0.15 | 0.59 |  |  |  | 14h30 | 0 | 0 |  |  |  | 14h30 | 0.09 | 0.43 |  |  |  | 14h30 | 0 | 0.63 |  |  |  | 14h30 | 0 | 0 |  |  |  | 14h30 | 0 | 0.55 |  |  | 14h30 | 0.06 | 0.6 |  |  |  | 14h30 | 0 | 0 |  |  |  | 14h30 | 0.04 | 0.66 |  |  |  | 14h30 | 0.18 | 0.78 |  |  |  | 14h30 | 0 | 0 |  |  |  | 14h30 | 0.15 | 0.69 |  |  |  | 14h30 | 0.1 | 0.5 |  |  |  | 14h30 | 0 | 0 |  |  |  | 14h30 | 0.1 | 0.47 |  |  |  | 14h30 | 0.1 | 0.56 |  |  |  | 14h30 | 0.1 | 0.56 |  |  |  | 14h30 | 0.09 | 0.48
15h30 | 0.24 | 0.91 |  | 15h30 | 0 | 0 |  | 15h30 | 0.16 | 0.74 |  |  | 15h30 | 0.36 | 1.08 |  |  |  | 15h30 | 0 | 0 |  |  |  | 15h30 | 0.24 | 0.83 |  |  |  | 15h30 | 0.2 | 0.58 |  |  |  | 15h30 | 0 | 0 |  |  |  | 15h30 | 0.11 | 0.37 |  |  |  | 15h30 | 0.21 | 0.68 |  |  |  | 15h30 | 0 | 0 |  |  |  | 15h30 | 0.1 | 0.38 |  |  |  | 15h30 | 0 | 0.6 |  |  |  | 15h30 | 0 | 0 |  |  |  | 15h30 | 0 | 0.5 |  |  | 15h30 | 0.25 | 1.02 |  |  |  | 15h30 | 0 | 0 |  |  |  | 15h30 | 0.1 | 0.57 |  |  |  | 15h30 | 0.23 | 0.78 |  |  |  | 15h30 | 0 | 0 |  |  |  | 15h30 | 0.1 | 0.42 |  |  |  | 15h30 | 0.18 | 0.67 |  |  |  | 15h30 | 0 | 0 |  |  |  | 15h30 | 0.06 | 0.32 |  |  |  | 15h30 | 0.14 | 0.58 |  |  |  | 15h30 | 0 | 0 |  |  |  | 15h30 | 0.05 | 0.28 |  |  |  | 15h30 | 0 | 0.67 |  |  |  | 15h30 | 0 | 0 |  |  |  | 15h30 | 0 | 0.37 |  |  | 15h30 | 0.05 | 0.54 |  |  |  | 15h30 | 0 | 0 |  |  |  | 15h30 | 0.04 | 0.48 |  |  |  | 15h30 | 0.14 | 0.68 |  |  |  | 15h30 | 0 | 0 |  |  |  | 15h30 | 0.1 | 0.56 |  |  |  | 15h30 | 0.05 | 0.3 |  |  |  | 15h30 | 0 | 0 |  |  |  | 15h30 | 0.01 | 0.23 |  |  |  | 15h30 | 0.05 | 0.36 |  |  |  | 15h30 | 0.05 | 0.36 |  |  |  | 15h30 | 0 | 0.22
16h30 | 0.26 | 0.95 |  | 16h30 | 0 | 0 |  | 16h30 | 0.18 | 0.74 |  |  | 16h30 | 0.35 | 1.16 |  |  |  | 16h30 | 0 | 0 |  |  |  | 16h30 | 0.24 | 0.91 |  |  |  | 16h30 | 0.2 | 0.58 |  |  |  | 16h30 | 0 | 0 |  |  |  | 16h30 | 0.11 | 0.37 |  |  |  | 16h30 | 0.18 | 0.56 |  |  |  | 16h30 | 0 | 0 |  |  |  | 16h30 | 0.1 | 0.38 |  |  |  | 16h30 | 0.03 | 0.66 |  |  |  | 16h30 | 0 | 0 |  |  |  | 16h30 | 0 | 0.5 |  |  | 16h30 | 0.21 | 0.94 |  |  |  | 16h30 | 0 | 0 |  |  |  | 16h30 | 0.1 | 0.57 |  |  |  | 16h30 | 0.2 | 0.75 |  |  |  | 16h30 | 0 | 0 |  |  |  | 16h30 | 0.1 | 0.43 |  |  |  | 16h30 | 0.15 | 0.63 |  |  |  | 16h30 | 0 | 0 |  |  |  | 16h30 | 0.06 | 0.33 |  |  |  | 16h30 | 0.13 | 0.56 |  |  |  | 16h30 | 0 | 0 |  |  |  | 16h30 | 0.05 | 0.3 |  |  |  | 16h30 | 0 | 0.64 |  |  |  | 16h30 | 0 | 0 |  |  |  | 16h30 | 0 | 0.37 |  |  | 16h30 | 0.07 | 0.41 |  |  |  | 16h30 | 0 | 0 |  |  |  | 16h30 | 0.05 | 0.48 |  |  |  | 16h30 | 0.14 | 0.62 |  |  |  | 16h30 | 0 | 0 |  |  |  | 16h30 | 0.1 | 0.56 |  |  |  | 16h30 | 0.06 | 0.24 |  |  |  | 16h30 | 0 | 0 |  |  |  | 16h30 | 0.01 | 0.23 |  |  |  | 16h30 | 0.04 | 0.28 |  |  |  | 16h30 | 0.04 | 0.28 |  |  |  | 16h30 | 0 | 0.22
17h30 | 0.33 | 1.06 |  | 17h30 | 0 | 0 |  | 17h30 | 0.27 | 0.92 |  |  | 17h30 | 0.4 | 1.37 |  |  |  | 17h30 | 0 | 0 |  |  |  | 17h30 | 0.32 | 1.19 |  |  |  | 17h30 | 0.24 | 0.65 |  |  |  | 17h30 | 0 | 0 |  |  |  | 17h30 | 0.17 | 0.5 |  |  |  | 17h30 | 0.19 | 0.53 |  |  |  | 17h30 | 0 | 0 |  |  |  | 17h30 | 0.12 | 0.4 |  |  |  | 17h30 | 0.12 | 0.79 |  |  |  | 17h30 | 0 | 0 |  |  |  | 17h30 | 0.09 | 0.68 |  |  | 17h30 | 0.21 | 0.92 |  |  |  | 17h30 | 0 | 0 |  |  |  | 17h30 | 0.13 | 0.65 |  |  |  | 17h30 | 0.2 | 0.79 |  |  |  | 17h30 | 0 | 0 |  |  |  | 17h30 | 0.12 | 0.54 |  |  |  | 17h30 | 0.16 | 0.65 |  |  |  | 17h30 | 0 | 0 |  |  |  | 17h30 | 0.08 | 0.43 |  |  |  | 17h30 | 0.13 | 0.59 |  |  |  | 17h30 | 0 | 0 |  |  |  | 17h30 | 0.06 | 0.39 |  |  |  | 17h30 | 0 | 0.67 |  |  |  | 17h30 | 0 | 0 |  |  |  | 17h30 | 0 | 0.45 |  |  | 17h30 | 0.14 | 0.29 |  |  |  | 17h30 | 0 | 0 |  |  |  | 17h30 | 0.11 | 0.29 |  |  |  | 17h30 | 0.2 | 0.68 |  |  |  | 17h30 | 0 | 0 |  |  |  | 17h30 | 0.17 | 0.62 |  |  |  | 17h30 | 0.11 | 0.07 |  |  |  | 17h30 | 0 | 0 |  |  |  | 17h30 | 0.07 | 0.01 |  |  |  | 17h30 | 0.08 | 0.06 |  |  |  | 17h30 | 0.08 | 0.06 |  |  |  | 17h30 | 0.03 | 0
18h30 | 0.46 | 1.21 |  | 18h30 | 0.33 | 0.83 |  | 18h30 | 0.42 | 1.15 |  |  | 18h30 | 0.51 | 1.63 |  |  |  | 18h30 | 0.36 | 1.06 |  |  |  | 18h30 | 0.46 | 1.52 |  |  |  | 18h30 | 0.33 | 0.76 |  |  |  | 18h30 | 0.29 | 0.62 |  |  |  | 18h30 | 0.27 | 0.68 |  |  |  | 18h30 | 0.23 | 0.53 |  |  |  | 18h30 | 0.25 | 0.56 |  |  |  | 18h30 | 0.18 | 0.42 |  |  |  | 18h30 | 0.29 | 0.96 |  |  |  | 18h30 | 0.21 | 0.72 |  |  |  | 18h30 | 0.26 | 0.9 |  |  | 18h30 | 0.26 | 0.97 |  |  |  | 18h30 | 0.27 | 0.91 |  |  |  | 18h30 | 0.19 | 0.77 |  |  |  | 18h30 | 0.25 | 0.87 |  |  |  | 18h30 | 0.26 | 0.83 |  |  |  | 18h30 | 0.18 | 0.68 |  |  |  | 18h30 | 0.19 | 0.7 |  |  |  | 18h30 | 0.22 | 0.71 |  |  |  | 18h30 | 0.13 | 0.53 |  |  |  | 18h30 | 0.17 | 0.64 |  |  |  | 18h30 | 0.19 | 0.66 |  |  |  | 18h30 | 0.11 | 0.49 |  |  |  | 18h30 | 0.03 | 0.75 |  |  |  | 18h30 | 0.06 | 0.71 |  |  |  | 18h30 | 0 | 0.58 |  |  | 18h30 | 0.22 | 0.32 |  |  |  | 18h30 | 0.2 | 0.25 |  |  |  | 18h30 | 0.2 | 0.29 |  |  |  | 18h30 | 0.28 | 0.84 |  |  |  | 18h30 | 0.25 | 0.71 |  |  |  | 18h30 | 0.25 | 0.78 |  |  |  | 18h30 | 0.17 | 0.07 |  |  |  | 18h30 | 0.16 | 0.08 |  |  |  | 18h30 | 0.14 | 0.01 |  |  |  | 18h30 | 0.12 | 0.06 |  |  |  | 18h30 | 0.12 | 0.06 |  |  |  | 18h30 | 0.07 | 0
19h30 | 0.59 | 1.44 |  | 19h30 | 0.67 | 1.59 |  | 19h30 | 0.58 | 1.4 |  |  | 19h30 | 0.62 | 1.9 |  |  |  | 19h30 | 0.74 | 2.09 |  |  |  | 19h30 | 0.59 | 1.82 |  |  |  | 19h30 | 0.42 | 0.94 |  |  |  | 19h30 | 0.54 | 1.15 |  |  |  | 19h30 | 0.38 | 0.88 |  |  |  | 19h30 | 0.28 | 0.58 |  |  |  | 19h30 | 0.42 | 0.86 |  |  |  | 19h30 | 0.24 | 0.5 |  |  |  | 19h30 | 0.29 | 0.92 |  |  |  | 19h30 | 0.29 | 1.06 |  |  |  | 19h30 | 0.25 | 0.88 |  |  | 19h30 | 0.32 | 1.07 |  |  |  | 19h30 | 0.47 | 1.51 |  |  |  | 19h30 | 0.25 | 0.92 |  |  |  | 19h30 | 0.31 | 0.99 |  |  |  | 19h30 | 0.45 | 1.36 |  |  |  | 19h30 | 0.25 | 0.84 |  |  |  | 19h30 | 0.24 | 0.79 |  |  |  | 19h30 | 0.36 | 1.13 |  |  |  | 19h30 | 0.19 | 0.65 |  |  |  | 19h30 | 0.21 | 0.73 |  |  |  | 19h30 | 0.32 | 1.03 |  |  |  | 19h30 | 0.17 | 0.59 |  |  |  | 19h30 | 0.13 | 0.87 |  |  |  | 19h30 | 0.16 | 1.15 |  |  |  | 19h30 | 0.07 | 0.73 |  |  | 19h30 | 0.33 | 0.52 |  |  |  | 19h30 | 0.38 | 0.58 |  |  |  | 19h30 | 0.31 | 0.49 |  |  |  | 19h30 | 0.38 | 1.06 |  |  |  | 19h30 | 0.46 | 1.25 |  |  |  | 19h30 | 0.36 | 1.01 |  |  |  | 19h30 | 0.25 | 0.21 |  |  |  | 19h30 | 0.3 | 0.27 |  |  |  | 19h30 | 0.22 | 0.16 |  |  |  | 19h30 | 0.16 | 0.01 |  |  |  | 19h30 | 0.16 | 0.01 |  |  |  | 19h30 | 0.13 | 0
20h30 | 0.72 | 1.77 |  | 20h30 | 0.87 | 2.08 |  | 20h30 | 0.71 | 1.75 |  |  | 20h30 | 0.72 | 2.2 |  |  |  | 20h30 | 0.93 | 2.7 |  |  |  | 20h30 | 0.7 | 2.14 |  |  |  | 20h30 | 0.52 | 1.25 |  |  |  | 20h30 | 0.64 | 1.49 |  |  |  | 20h30 | 0.49 | 1.2 |  |  |  | 20h30 | 0.33 | 0.72 |  |  |  | 20h30 | 0.45 | 0.96 |  |  |  | 20h30 | 0.29 | 0.68 |  |  |  | 20h30 | 0.2 | 0.99 |  |  |  | 20h30 | 0.28 | 1.19 |  |  |  | 20h30 | 0.18 | 0.96 |  |  | 20h30 | 0.38 | 1.22 |  |  |  | 20h30 | 0.53 | 1.69 |  |  |  | 20h30 | 0.33 | 1.11 |  |  |  | 20h30 | 0.36 | 1.17 |  |  |  | 20h30 | 0.51 | 1.56 |  |  |  | 20h30 | 0.32 | 1.06 |  |  |  | 20h30 | 0.29 | 0.94 |  |  |  | 20h30 | 0.41 | 1.26 |  |  |  | 20h30 | 0.24 | 0.82 |  |  |  | 20h30 | 0.26 | 0.86 |  |  |  | 20h30 | 0.35 | 1.15 |  |  |  | 20h30 | 0.21 | 0.75 |  |  |  | 20h30 | 0.22 | 1.05 |  |  |  | 20h30 | 0.25 | 1.32 |  |  |  | 20h30 | 0.19 | 0.94 |  |  | 20h30 | 0.44 | 0.85 |  |  |  | 20h30 | 0.48 | 0.95 |  |  |  | 20h30 | 0.43 | 0.84 |  |  |  | 20h30 | 0.48 | 1.34 |  |  |  | 20h30 | 0.56 | 1.54 |  |  |  | 20h30 | 0.47 | 1.3 |  |  |  | 20h30 | 0.33 | 0.52 |  |  |  | 20h30 | 0.37 | 0.58 |  |  |  | 20h30 | 0.32 | 0.48 |  |  |  | 20h30 | 0.21 | 0.11 |  |  |  | 20h30 | 0.21 | 0.11 |  |  |  | 20h30 | 0.19 | 0.08
21h30 | 0.82 | 2.1 |  | 21h30 | 0.88 | 2.22 |  | 21h30 | 0.82 | 2.09 |  |  | 21h30 | 0.8 | 2.46 |  |  |  | 21h30 | 0.89 | 2.65 |  |  |  | 21h30 | 0.78 | 2.4 |  |  |  | 21h30 | 0.6 | 1.57 |  |  |  | 21h30 | 0.66 | 1.68 |  |  |  | 21h30 | 0.58 | 1.54 |  |  |  | 21h30 | 0.38 | 0.9 |  |  |  | 21h30 | 0.45 | 1.05 |  |  |  | 21h30 | 0.35 | 0.87 |  |  |  | 21h30 | 0.27 | 1.32 |  |  |  | 21h30 | 0.3 | 1.39 |  |  |  | 21h30 | 0.25 | 1.3 |  |  | 21h30 | 0.42 | 1.35 |  |  |  | 21h30 | 0.52 | 1.63 |  |  |  | 21h30 | 0.39 | 1.27 |  |  |  | 21h30 | 0.41 | 1.33 |  |  |  | 21h30 | 0.5 | 1.57 |  |  |  | 21h30 | 0.38 | 1.24 |  |  |  | 21h30 | 0.33 | 1.06 |  |  |  | 21h30 | 0.41 | 1.28 |  |  |  | 21h30 | 0.29 | 0.97 |  |  |  | 21h30 | 0.3 | 0.98 |  |  |  | 21h30 | 0.37 | 1.18 |  |  |  | 21h30 | 0.25 | 0.88 |  |  |  | 21h30 | 0.29 | 1.21 |  |  |  | 21h30 | 0.32 | 1.38 |  |  |  | 21h30 | 0.26 | 1.12 |  |  | 21h30 | 0.54 | 1.22 |  |  |  | 21h30 | 0.56 | 1.27 |  |  |  | 21h30 | 0.53 | 1.21 |  |  |  | 21h30 | 0.56 | 1.62 |  |  |  | 21h30 | 0.6 | 1.71 |  |  |  | 21h30 | 0.55 | 1.58 |  |  |  | 21h30 | 0.41 | 0.87 |  |  |  | 21h30 | 0.43 | 0.91 |  |  |  | 21h30 | 0.39 | 0.84 |  |  |  | 21h30 | 0.25 | 0.34 |  |  |  | 21h30 | 0.25 | 0.34 |  |  |  | 21h30 | 0.23 | 0.3
22h30 | 0.9 | 2.38 |  | 22h30 | 0.92 | 2.42 |  | 22h30 | 0.9 | 2.37 |  |  | 22h30 | 0.86 | 2.61 |  |  |  | 22h30 | 0.9 | 2.7 |  |  |  | 22h30 | 0.84 | 2.56 |  |  |  | 22h30 | 0.66 | 1.83 |  |  |  | 22h30 | 0.69 | 1.88 |  |  |  | 22h30 | 0.64 | 1.8 |  |  |  | 22h30 | 0.42 | 1.09 |  |  |  | 22h30 | 0.46 | 1.18 |  |  |  | 22h30 | 0.4 | 1.05 |  |  |  | 22h30 | 0.32 | 1.57 |  |  |  | 22h30 | 0.33 | 1.6 |  |  |  | 22h30 | 0.3 | 1.55 |  |  | 22h30 | 0.46 | 1.43 |  |  |  | 22h30 | 0.52 | 1.62 |  |  |  | 22h30 | 0.43 | 1.37 |  |  |  | 22h30 | 0.45 | 1.43 |  |  |  | 22h30 | 0.5 | 1.59 |  |  |  | 22h30 | 0.42 | 1.36 |  |  |  | 22h30 | 0.36 | 1.14 |  |  |  | 22h30 | 0.42 | 1.3 |  |  |  | 22h30 | 0.33 | 1.07 |  |  |  | 22h30 | 0.33 | 1.06 |  |  |  | 22h30 | 0.38 | 1.2 |  |  |  | 22h30 | 0.29 | 0.98 |  |  |  | 22h30 | 0.35 | 1.31 |  |  |  | 22h30 | 0.38 | 1.43 |  |  |  | 22h30 | 0.32 | 1.25 |  |  | 22h30 | 0.61 | 1.49 |  |  |  | 22h30 | 0.62 | 1.51 |  |  |  | 22h30 | 0.61 | 1.48 |  |  |  | 22h30 | 0.61 | 1.77 |  |  |  | 22h30 | 0.63 | 1.82 |  |  |  | 22h30 | 0.6 | 1.74 |  |  |  | 22h30 | 0.46 | 1.12 |  |  |  | 22h30 | 0.48 | 1.15 |  |  |  | 22h30 | 0.45 | 1.1 |  |  |  | 22h30 | 0.28 | 0.55 |  |  |  | 22h30 | 0.28 | 0.55 |  |  |  | 22h30 | 0.26 | 0.52
23h30 | 0.97 | 2.63 |  | 23h30 | 0.98 | 2.66 |  | 23h30 | 0.97 | 2.63 |  |  | 23h30 | 0.9 | 2.74 |  |  |  | 23h30 | 0.93 | 2.8 |  |  |  | 23h30 | 0.89 | 2.69 |  |  |  | 23h30 | 0.71 | 2.06 |  |  |  | 23h30 | 0.72 | 2.08 |  |  |  | 23h30 | 0.69 | 2.04 |  |  |  | 23h30 | 0.46 | 1.29 |  |  |  | 23h30 | 0.48 | 1.34 |  |  |  | 23h30 | 0.44 | 1.26 |  |  |  | 23h30 | 0.36 | 1.8 |  |  |  | 23h30 | 0.37 | 1.82 |  |  |  | 23h30 | 0.35 | 1.78 |  |  | 23h30 | 0.49 | 1.51 |  |  |  | 23h30 | 0.53 | 1.64 |  |  |  | 23h30 | 0.47 | 1.47 |  |  |  | 23h30 | 0.47 | 1.52 |  |  |  | 23h30 | 0.51 | 1.62 |  |  |  | 23h30 | 0.45 | 1.47 |  |  |  | 23h30 | 0.39 | 1.22 |  |  |  | 23h30 | 0.43 | 1.33 |  |  |  | 23h30 | 0.36 | 1.17 |  |  |  | 23h30 | 0.35 | 1.13 |  |  |  | 23h30 | 0.39 | 1.24 |  |  |  | 23h30 | 0.33 | 1.07 |  |  |  | 23h30 | 0.41 | 1.41 |  |  |  | 23h30 | 0.44 | 1.49 |  |  |  | 23h30 | 0.39 | 1.36 |  |  | 23h30 | 0.66 | 1.65 |  |  |  | 23h30 | 0.66 | 1.66 |  |  |  | 23h30 | 0.66 | 1.65 |  |  |  | 23h30 | 0.63 | 1.83 |  |  |  | 23h30 | 0.64 | 1.87 |  |  |  | 23h30 | 0.62 | 1.81 |  |  |  | 23h30 | 0.5 | 1.29 |  |  |  | 23h30 | 0.5 | 1.31 |  |  |  | 23h30 | 0.49 | 1.28 |  |  |  | 23h30 | 0.3 | 0.69 |  |  |  | 23h30 | 0.3 | 0.69 |  |  |  | 23h30 | 0.29 | 0.66
summer base Victorian continued | [13 empty] | Victorian Simulation best case summer | [89 empty] | Victorian base case autumn base case | [89 empty] | victorian best autumn
s-Detached | [13 empty] | detached | [17 empty] | terrace | [17 empty] | ftg | [17 empty] | mid flat | [17 empty] | s-detached | [17 empty] | Detached | [17 empty] | terrace | [17 empty] | ftg | [17 empty] | mf | [17 empty] | s-detached | [17 empty] | detached | [17 empty] | terrace | [17 empty] | ftg
00h30 | 0.03 | 0.52 | 0.81286 | 00h30 | 0.03 | 0.52 | 0.64 | 00h30 | 0.03 | 0.51 | 0.91571 | 0.80714 |  | 00h30 | 0.15 | 0.49 | 0.82714 | 0.63 |  | 00h30 | 0.15 | 0.41 | 0.6 | 0.44143 |  | 00h30 | 0.14 | 0.43 | 0.89857 | 0.68714 |  | 00h30 | 0.14 | 0.43 | 0.75429 | 0.57 |  | 00h30 | 0.14 | 0.43 | 0.59429 | 0.44286 |  | 00h30 | 0.13 | 0.42 | 0.81143 | 0.61286 |  | 00h30 | 0.1 | 0.33 | 0.61857 | 0.46714 |  | 00h30 | 0.1 | 0.33 | 0.50286 | 0.37714 |  | 00h30 | 0.11 | 0.3 | 0.67 | 0.51143 |  | 00h30 | 0.1 | 0.28 | 0.56143 | 0.42571 |  | 00h30 | 0.1 | 0.29 | 0.45857 | 0.34571 |  | 00h30 | 0.09 | 0.25 | 0.59714 | 0.45857 |  | 00h30 | 0.13 | 0.42 | 0.75143 | 0.56857 |  | 00h30 | 0.13 | 0.42 | 0.59714 | 0.44429 |  | 00h30 | 0.12 | 0.41 | 0.81571 | 0.62 |  | 00h30 | 0.81 | 2.36 | 3.11 | 2.3286 |  | 00h30 | 0.68 | 2.12 | 2.2771 | 1.7329 |  | 00h30 | 0.92 | 2.73 | 3.5729 | 2.6643 |  | 00h30 | 0.7 | 2.07 | 2.6929 | 2.0286 |  | 00h30 | 0.56 | 1.8 | 1.8786 | 1.4443 |  | 00h30 | 0.77 | 2.33 | 3.0929 | 2.3343 |  | 00h30 | 0.64 | 2.07 | 2.6314 | 2.0329 |  | 00h30 | 0.46 | 1.69 | 1.6886 | 1.3457 |  | 00h30 | 0.68 | 2.3 | 2.9786 | 2.3071 |  | 00h30 | 0.48 | 1.65 | 2.0386 | 1.6071 |  | 00h30 | 0.24 | 1.09 | 1.0557 | 0.87429 |  | 00h30 | 0.47 | 1.77 | 2.2757 | 1.8143 |  | 00h30 | 0.42 | 1.81 | 2.1414 | 1.7743 |  | 00h30 | 0.25 | 1.46 | 1.2843 | 1.1371 |  | 00h30 | 0.49 | 2.07 | 2.5171 | 2.0857 |  | 00h30 | 0.47 | 1.44 | 1.7929 | 1.37 |  | 00h30 | 0.24 | 0.86 | 0.86429 | 0.67714 |  | 00h30 | 0.47 | 1.49 | 1.9829 | 1.5243 |  | 00h30 | 0.44 | 1.34 | 1.6514 | 1.2657 |  | 00h30 | 0.21 | 0.74 | 0.74571 | 0.57714 |  | 00h30 | 0.42 | 1.37 | 1.8114 | 1.4014 |  | 00h30 | 0.39 | 1.26 | 1.5129 | 1.1743 |  | 00h30 | 0.19 | 0.64 | 0.64143 | 0.49429 |  | 00h30 | 0.37 | 1.23 | 1.6257 | 1.2671
01h30 | 0 | 0 | 0.25857 | 01h30 | 0 | 0 | 0.13714 | 01h30 | 0 | 0 | 0.30857 | 0.27571 |  | 01h30 | 0 | 0 | 0.014286 | 0.014286 |  | 01h30 | 0 | 0 | 0 | 0 |  | 01h30 | 0 | 0 | 0.015714 | 0.015714 |  | 01h30 | 0 | 0 | 0 | 0 |  | 01h30 | 0 | 0 | 0 | 0 |  | 01h30 | 0 | 0 | 0.0071429 | 0.0071429 |  | 01h30 | 0 | 0 | 0 | 0 |  | 01h30 | 0 | 0 | 0 | 0 |  | 01h30 | 0 | 0 | 0 | 0 |  | 01h30 | 0 | 0 | 0 | 0 |  | 01h30 | 0 | 0 | 0 | 0 |  | 01h30 | 0 | 0 | 0 | 0 |  | 01h30 | 0 | 0 | 0 | 0 |  | 01h30 | 0 | 0 | 0 | 0 |  | 01h30 | 0 | 0 | 0.0071429 | 0.0071429 |  | 01h30 | 0.46 | 1.58 | 1.77 | 1.3857 |  | 01h30 | 0.38 | 1.44 | 1.2343 | 1.0029 |  | 01h30 | 0.52 | 1.78 | 2.0014 | 1.5529 |  | 01h30 | 0.35 | 1.27 | 1.3486 | 1.0757 |  | 01h30 | 0.27 | 1.12 | 0.88429 | 0.73571 |  | 01h30 | 0.38 | 1.38 | 1.5143 | 1.2029 |  | 01h30 | 0.29 | 1.26 | 1.2743 | 1.0686 |  | 01h30 | 0.17 | 1.08 | 0.77571 | 0.68143 |  | 01h30 | 0.31 | 1.37 | 1.4143 | 1.1814 |  | 01h30 | 0.17 | 0.82 | 0.73857 | 0.65857 |  | 01h30 | 0.03 | 0.54 | 0.34714 | 0.33429 |  | 01h30 | 0.16 | 0.84 | 0.8 | 0.72 |  | 01h30 | 0.3 | 1.23 | 1.2486 | 1.0329 |  | 01h30 | 0.21 | 1.03 | 0.73571 | 0.64286 |  | 01h30 | 0.33 | 1.35 | 1.4157 | 1.1743 |  | 01h30 | 0.11 | 0.54 | 0.46429 | 0.41 |  | 01h30 | 0.02 | 0.31 | 0.19429 | 0.18429 |  | 01h30 | 0.1 | 0.55 | 0.50143 | 0.44857 |  | 01h30 | 0.09 | 0.46 | 0.35143 | 0.31714 |  | 01h30 | 0 | 0.21 | 0.11571 | 0.11429 |  | 01h30 | 0.08 | 0.45 | 0.38 | 0.34857 |  | 01h30 | 0.06 | 0.38 | 0.25857 | 0.23857 |  | 01h30 | 0 | 0.12 | 0.071429 | 0.071429 |  | 01h30 | 0.06 | 0.37 | 0.27429 | 0.25429
02h30 | 0 | 0 | 0.37429 | 02h30 | 0 | 0 | 0.24571 | 02h30 | 0 | 0 | 0.38143 | 0.33429 |  | 02h30 | 0 | 0 | 0.02 | 0.02 |  | 02h30 | 0 | 0 | 0.0057143 | 0.0057143 |  | 02h30 | 0 | 0 | 0.015714 | 0.015714 |  | 02h30 | 0 | 0 | 0 | 0 |  | 02h30 | 0 | 0 | 0 | 0 |  | 02h30 | 0 | 0 | 0.0071429 | 0.0071429 |  | 02h30 | 0 | 0 | 0 | 0 |  | 02h30 | 0 | 0 | 0 | 0 |  | 02h30 | 0 | 0 | 0 | 0 |  | 02h30 | 0 | 0 | 0 | 0 |  | 02h30 | 0 | 0 | 0 | 0 |  | 02h30 | 0 | 0 | 0 | 0 |  | 02h30 | 0 | 0 | 0 | 0 |  | 02h30 | 0 | 0 | 0 | 0 |  | 02h30 | 0 | 0 | 0.0071429 | 0.0071429 |  | 02h30 | 0.53 | 1.88 | 1.8429 | 1.4486 |  | 02h30 | 0.56 | 1.95 | 1.5171 | 1.2 |  | 02h30 | 0.52 | 1.81 | 2.0057 | 1.5571 |  | 02h30 | 0.38 | 1.46 | 1.38 | 1.1029 |  | 02h30 | 0.43 | 1.59 | 1.1371 | 0.91429 |  | 02h30 | 0.38 | 1.38 | 1.5143 | 1.2029 |  | 02h30 | 0.31 | 1.46 | 1.3071 | 1.0986 |  | 02h30 | 0.35 | 1.59 | 1.0771 | 0.90571 |  | 02h30 | 0.31 | 1.39 | 1.4171 | 1.1843 |  | 02h30 | 0.17 | 0.85 | 0.74857 | 0.66857 |  | 02h30 | 0.17 | 0.97 | 0.61429 | 0.55286 |  | 02h30 | 0.16 | 0.84 | 0.8 | 0.72 |  | 02h30 | 0.36 | 1.44 | 1.2929 | 1.0629 |  | 02h30 | 0.42 | 1.54 | 1.0571 | 0.85571 |  | 02h30 | 0.34 | 1.38 | 1.4214 | 1.1786 |  | 02h30 | 0.11 | 0.54 | 0.47143 | 0.41714 |  | 02h30 | 0.14 | 0.68 | 0.40857 | 0.35571 |  | 02h30 | 0.1 | 0.55 | 0.50143 | 0.44857 |  | 02h30 | 0.09 | 0.46 | 0.35857 | 0.32429 |  | 02h30 | 0.1 | 0.59 | 0.31714 | 0.28571 |  | 02h30 | 0.08 | 0.45 | 0.38 | 0.34857 |  | 02h30 | 0.06 | 0.38 | 0.25857 | 0.23857 |  | 02h30 | 0.06 | 0.47 | 0.21143 | 0.20143 |  | 02h30 | 0.06 | 0.37 | 0.27429 | 0.25429
03h30 | 0 | 0.06 | 0.60571 | 03h30 | 0 | 0.06 | 0.45 | 03h30 | 0 | 0.05 | 0.60143 | 0.49286 |  | 03h30 | 0 | 0 | 0.054286 | 0.054286 |  | 03h30 | 0 | 0 | 0.03 | 0.03 |  | 03h30 | 0 | 0 | 0.054286 | 0.054286 |  | 03h30 | 0 | 0 | 0.031429 | 0.031429 |  | 03h30 | 0 | 0 | 0.015714 | 0.015714 |  | 03h30 | 0 | 0 | 0.03 | 0.03 |  | 03h30 | 0 | 0 | 0.0014286 | 0.0014286 |  | 03h30 | 0 | 0 | 0 | 0 |  | 03h30 | 0 | 0 | 0 | 0 |  | 03h30 | 0 | 0 | 0 | 0 |  | 03h30 | 0 | 0 | 0 | 0 |  | 03h30 | 0 | 0 | 0 | 0 |  | 03h30 | 0 | 0 | 0.035714 | 0.035714 |  | 03h30 | 0 | 0 | 0.017143 | 0.017143 |  | 03h30 | 0 | 0 | 0.035714 | 0.035714 |  | 03h30 | 0.75 | 2.45 | 2.1814 | 1.6843 |  | 03h30 | 0.78 | 2.53 | 1.8957 | 1.46 |  | 03h30 | 0.73 | 2.37 | 2.2229 | 1.7071 |  | 03h30 | 0.56 | 1.95 | 1.6357 | 1.2814 |  | 03h30 | 0.63 | 2.12 | 1.4629 | 1.1471 |  | 03h30 | 0.55 | 1.88 | 1.6571 | 1.2957 |  | 03h30 | 0.49 | 2.02 | 1.63 | 1.3414 |  | 03h30 | 0.58 | 2.17 | 1.4557 | 1.19 |  | 03h30 | 0.48 | 1.96 | 1.6543 | 1.3614 |  | 03h30 | 0.23 | 1.22 | 0.93429 | 0.82429 |  | 03h30 | 0.3 | 1.38 | 0.85714 | 0.75 |  | 03h30 | 0.22 | 1.21 | 0.93714 | 0.83286 |  | 03h30 | 0.55 | 1.97 | 1.5857 | 1.2629 |  | 03h30 | 0.61 | 2.1 | 1.4014 | 1.1057 |  | 03h30 | 0.53 | 1.91 | 1.6143 | 1.2929 |  | 03h30 | 0.2 | 0.83 | 0.61286 | 0.52143 |  | 03h30 | 0.24 | 0.95 | 0.54286 | 0.46429 |  | 03h30 | 0.19 | 0.83 | 0.62714 | 0.53286 |  | 03h30 | 0.15 | 0.73 | 0.49 | 0.43143 |  | 03h30 | 0.2 | 0.85 | 0.45 | 0.39857 |  | 03h30 | 0.14 | 0.72 | 0.49714 | 0.44 |  | 03h30 | 0.09 | 0.6 | 0.34143 | 0.32 |  | 03h30 | 0.14 | 0.76 | 0.33286 | 0.31 |  | 03h30 | 0.07 | 0.58 | 0.34 | 0.32429
04h30 | 0.01 | 0.14 | 0.79143 | 04h30 | 0.01 | 0.14 | 0.61714 | 04h30 | 0.01 | 0.13 | 0.77429 | 0.61286 |  | 04h30 | 0 | 0 | 0.12143 | 0.11571 |  | 04h30 | 0 | 0 | 0.081429 | 0.078571 |  | 04h30 | 0 | 0 | 0.11 | 0.10714 |  | 04h30 | 0 | 0 | 0.087143 | 0.087143 |  | 04h30 | 0 | 0 | 0.05 | 0.05 |  | 04h30 | 0 | 0 | 0.08 | 0.08 |  | 04h30 | 0 | 0 | 0.024286 | 0.024286 |  | 04h30 | 0 | 0 | 0.01 | 0.01 |  | 04h30 | 0 | 0 | 0.02 | 0.02 |  | 04h30 | 0 | 0 | 0.0028571 | 0.0028571 |  | 04h30 | 0 | 0 | 0 | 0 |  | 04h30 | 0 | 0 | 0.0014286 | 0.0014286 |  | 04h30 | 0 | 0 | 0.097143 | 0.095714 |  | 04h30 | 0 | 0 | 0.052857 | 0.052857 |  | 04h30 | 0 | 0 | 0.087143 | 0.087143 |  | 04h30 | 0.91 | 2.84 | 2.41 | 1.84 |  | 04h30 | 0.93 | 2.87 | 2.08 | 1.5771 |  | 04h30 | 0.89 | 2.81 | 2.3614 | 1.8114 |  | 04h30 | 0.71 | 2.32 | 1.8243 | 1.4157 |  | 04h30 | 0.76 | 2.42 | 1.64 | 1.2614 |  | 04h30 | 0.69 | 2.26 | 1.7543 | 1.3686 |  | 04h30 | 0.65 | 2.47 | 1.8657 | 1.5171 |  | 04h30 | 0.71 | 2.56 | 1.6829 | 1.3514 |  | 04h30 | 0.63 | 2.43 | 1.8 | 1.4743 |  | 04h30 | 0.32 | 1.54 | 1.09 | 0.94714 |  | 04h30 | 0.38 | 1.67 | 1.0514 | 0.89429 |  | 04h30 | 0.31 | 1.5 | 1.0314 | 0.90286 |  | 04h30 | 0.7 | 2.36 | 1.8057 | 1.4114 |  | 04h30 | 0.74 | 2.43 | 1.5929 | 1.23 |  | 04h30 | 0.68 | 2.33 | 1.7514 | 1.3786 |  | 04h30 | 0.26 | 1.02 | 0.69143 | 0.58 |  | 04h30 | 0.31 | 1.17 | 0.68714 | 0.56857 |  | 04h30 | 0.25 | 0.99 | 0.67 | 0.56429 |  | 04h30 | 0.22 | 0.9 | 0.57143 | 0.49429 |  | 04h30 | 0.26 | 1.03 | 0.57143 | 0.48571 |  | 04h30 | 0.21 | 0.9 | 0.54714 | 0.47857 |  | 04h30 | 0.15 | 0.81 | 0.42714 | 0.39429 |  | 04h30 | 0.21 | 0.94 | 0.46429 | 0.41429 |  | 04h30 | 0.14 | 0.79 | 0.40571 | 0.37857
05h30 | 0.06 | 0.25 | 0.85857 | 05h30 | 0.06 | 0.25 | 0.68571 | 05h30 | 0.05 | 0.25 | 0.84286 | 0.65 |  | 05h30 | 0 | 0 | 0.16143 | 0.14714 |  | 05h30 | 0 | 0 | 0.12143 | 0.11571 |  | 05h30 | 0 | 0 | 0.14857 | 0.13857 |  | 05h30 | 0 | 0 | 0.12143 | 0.11571 |  | 05h30 | 0 | 0 | 0.077143 | 0.075714 |  | 05h30 | 0 | 0 | 0.10857 | 0.10571 |  | 05h30 | 0 | 0 | 0.045714 | 0.045714 |  | 05h30 | 0 | 0 | 0.02 | 0.02 |  | 05h30 | 0 | 0 | 0.035714 | 0.035714 |  | 05h30 | 0 | 0 | 0.012857 | 0.012857 |  | 05h30 | 0 | 0 | 0.0028571 | 0.0028571 |  | 05h30 | 0 | 0 | 0.0071429 | 0.0071429 |  | 05h30 | 0 | 0 | 0.12857 | 0.12286 |  | 05h30 | 0 | 0 | 0.09 | 0.088571 |  | 05h30 | 0 | 0 | 0.12 | 0.11571 |  | 05h30 | 1 | 3.07 | 2.5414 | 1.9286 |  | 05h30 | 1.01 | 3.09 | 2.1771 | 1.6457 |  | 05h30 | 0.99 | 3.06 | 2.4857 | 1.8957 |  | 05h30 | 0.8 | 2.52 | 1.9514 | 1.5014 |  | 05h30 | 0.83 | 2.6 | 1.7314 | 1.3243 |  | 05h30 | 0.78 | 2.49 | 1.8743 | 1.4486 |  | 05h30 | 0.76 | 2.74 | 2.0514 | 1.6457 |  | 05h30 | 0.8 | 2.8 | 1.8114 | 1.4371 |  | 05h30 | 0.74 | 2.72 | 1.9743 | 1.5929 |  | 05h30 | 0.4 | 1.81 | 1.2829 | 1.0929 |  | 05h30 | 0.45 | 1.9 | 1.2043 | 1.0086 |  | 05h30 | 0.38 | 1.76 | 1.2114 | 1.0386 |  | 05h30 | 0.8 | 2.6 | 1.9514 | 1.5057 |  | 05h30 | 0.82 | 2.64 | 1.6943 | 1.2971 |  | 05h30 | 0.78 | 2.58 | 1.8857 | 1.4657 |  | 05h30 | 0.32 | 1.22 | 0.84 | 0.69143 |  | 05h30 | 0.38 | 1.37 | 0.83 | 0.67714 |  | 05h30 | 0.31 | 1.19 | 0.81143 | 0.66857 |  | 05h30 | 0.27 | 1.06 | 0.68857 | 0.58 |  | 05h30 | 0.32 | 1.23 | 0.68857 | 0.56857 |  | 05h30 | 0.27 | 1.05 | 0.66 | 0.55857 |  | 05h30 | 0.22 | 0.97 | 0.55714 | 0.49857 |  | 05h30 | 0.27 | 1.11 | 0.57714 | 0.49857 |  | 05h30 | 0.21 | 0.96 | 0.53143 | 0.47714
06h30 | 0.07 | 0.25 | 0.74857 | 06h30 | 0.07 | 0.25 | 0.59143 | 06h30 | 0.07 | 0.25 | 0.73857 | 0.55857 |  | 06h30 | 0 | 0 | 0.15286 | 0.13714 |  | 06h30 | 0 | 0 | 0.11714 | 0.11 |  | 06h30 | 0 | 0 | 0.14571 | 0.13286 |  | 06h30 | 0 | 0 | 0.11 | 0.10286 |  | 06h30 | 0 | 0 | 0.075714 | 0.074286 |  | 06h30 | 0 | 0 | 0.098571 | 0.094286 |  | 06h30 | 0 | 0 | 0.041429 | 0.041429 |  | 06h30 | 0 | 0 | 0.018571 | 0.018571 |  | 06h30 | 0 | 0 | 0.032857 | 0.032857 |  | 06h30 | 0 | 0 | 0.011429 | 0.011429 |  | 06h30 | 0 | 0 | 0.0028571 | 0.0028571 |  | 06h30 | 0 | 0 | 0.0071429 | 0.0071429 |  | 06h30 | 0 | 0 | 0.12143 | 0.11429 |  | 06h30 | 0 | 0 | 0.088571 | 0.087143 |  | 06h30 | 0 | 0 | 0.11429 | 0.10857 |  | 06h30 | 1.05 | 3.23 | 2.6257 | 1.9886 |  | 06h30 | 1.06 | 3.24 | 2.2257 | 1.6814 |  | 06h30 | 1.05 | 3.22 | 2.5957 | 1.9686 |  | 06h30 | 0.85 | 2.65 | 2.0386 | 1.56 |  | 06h30 | 0.87 | 2.72 | 1.7743 | 1.3571 |  | 06h30 | 0.84 | 2.62 | 1.9843 | 1.5243 |  | 06h30 | 0.82 | 2.91 | 2.1671 | 1.7229 |  | 06h30 | 0.85 | 2.95 | 1.8729 | 1.4771 |  | 06h30 | 0.81 | 2.9 | 2.1171 | 1.6914 |  | 06h30 | 0.46 | 1.98 | 1.4286 | 1.1986 |  | 06h30 | 0.51 | 2.05 | 1.2943 | 1.0686 |  | 06h30 | 0.45 | 1.95 | 1.3743 | 1.1614 |  | 06h30 | 0.85 | 2.75 | 2.0371 | 1.5657 |  | 06h30 | 0.86 | 2.78 | 1.7429 | 1.3343 |  | 06h30 | 0.84 | 2.74 | 1.9986 | 1.5443 |  | 06h30 | 0.38 | 1.41 | 0.98571 | 0.80143 |  | 06h30 | 0.43 | 1.52 | 0.93857 | 0.75714 |  | 06h30 | 0.37 | 1.39 | 0.95 | 0.77429 |  | 06h30 | 0.32 | 1.23 | 0.81143 | 0.66571 |  | 06h30 | 0.38 | 1.37 | 0.78857 | 0.64429 |  | 06h30 | 0.31 | 1.2 | 0.77286 | 0.63571 |  | 06h30 | 0.27 | 1.11 | 0.68714 | 0.59 |  | 06h30 | 0.31 | 1.26 | 0.67571 | 0.56857 |  | 06h30 | 0.27 | 1.1 | 0.66143 | 0.57143
07h30 | 0.29 | 1.01 | 1.4614 | 07h30 | 0.29 | 1.01 | 1.1714 | 07h30 | 0.29 | 1.01 | 1.6957 | 1.31 |  | 07h30 | 0.28 | 0.89 | 1.1243 | 0.85 |  | 07h30 | 0.28 | 0.9 | 0.92143 | 0.69857 |  | 07h30 | 0.28 | 0.89 | 1.28 | 0.95286 |  | 07h30 | 0.27 | 0.85 | 1.1257 | 0.86 |  | 07h30 | 0.27 | 0.86 | 0.92571 | 0.71143 |  | 07h30 | 0.26 | 0.84 | 1.3071 | 0.98714 |  | 07h30 | 0.22 | 0.75 | 1.0357 | 0.79571 |  | 07h30 | 0.23 | 0.75 | 0.84286 | 0.65 |  | 07h30 | 0.22 | 0.74 | 1.2329 | 0.94571 |  | 07h30 | 0.2 | 0.69 | 0.95857 | 0.73857 |  | 07h30 | 0.2 | 0.69 | 0.77286 | 0.59714 |  | 07h30 | 0.19 | 0.68 | 1.14 | 0.88286 |  | 07h30 | 0.27 | 0.86 | 1.1229 | 0.85571 |  | 07h30 | 0.27 | 0.86 | 0.92571 | 0.71 |  | 07h30 | 0.26 | 0.85 | 1.3086 | 0.98857 |  | 07h30 | 1.64 | 4.09 | 4.2 | 3.0914 |  | 07h30 | 1.65 | 4.78 | 3.63 | 2.7 |  | 07h30 | 1.64 | 3.88 | 4.4014 | 3.2229 |  | 07h30 | 1.41 | 3.93 | 3.6414 | 2.7171 |  | 07h30 | 1.43 | 4.18 | 3.1214 | 2.3329 |  | 07h30 | 1.4 | 3.77 | 3.8329 | 2.85 |  | 07h30 | 1.38 | 4.06 | 3.7771 | 2.8857 |  | 07h30 | 1.4 | 4.47 | 3.2371 | 2.4771 |  | 07h30 | 1.37 | 3.92 | 3.9786 | 3.0343 |  | 07h30 | 0.96 | 3.4 | 2.9943 | 2.3614 |  | 07h30 | 1.01 | 3.46 | 2.5843 | 2.0214 |  | 07h30 | 0.94 | 3.38 | 3.1786 | 2.5057 |  | 07h30 | 1.23 | 4.01 | 3.2786 | 2.5343 |  | 07h30 | 1.25 | 4.06 | 2.7586 | 2.1271 |  | 07h30 | 1.22 | 3.86 | 3.4914 | 2.69 |  | 07h30 | 0.89 | 2.76 | 2.4857 | 1.9043 |  | 07h30 | 0.94 | 2.87 | 2.1957 | 1.6729 |  | 07h30 | 0.88 | 2.74 | 2.6586 | 2.0329 |  | 07h30 | 0.79 | 2.53 | 2.1857 | 1.6971 |  | 07h30 | 0.86 | 2.67 | 1.98 | 1.5229 |  | 07h30 | 0.78 | 2.5 | 2.32 | 1.8029 |  | 07h30 | 0.69 | 2.41 | 2.0186 | 1.5786 |  | 07h30 | 0.78 | 2.56 | 1.8214 | 1.4314 |  | 07h30 | 0.67 | 2.38 | 2.1629 | 1.6757
08h30 | 0.33 | 1.22 | 1.7543 | 08h30 | 0.33 | 1.22 | 1.6586 | 08h30 | 0.33 | 1.22 | 1.9029 | 1.4971 |  | 08h30 | 0.45 | 1.33 | 1.9286 | 1.43 |  | 08h30 | 0.46 | 1.34 | 1.8371 | 1.3671 |  | 08h30 | 0.45 | 1.32 | 2.0643 | 1.5214 |  | 08h30 | 0.42 | 1.23 | 1.84 | 1.3614 |  | 08h30 | 0.43 | 1.23 | 1.7443 | 1.2957 |  | 08h30 | 0.42 | 1.21 | 1.9843 | 1.4714 |  | 08h30 | 0.34 | 1.05 | 1.72 | 1.3 |  | 08h30 | 0.34 | 1.05 | 1.6314 | 1.2386 |  | 08h30 | 0.33 | 1.03 | 1.8229 | 1.3786 |  | 08h30 | 0.29 | 0.93 | 1.56 | 1.1929 |  | 08h30 | 0.29 | 0.93 | 1.4857 | 1.1371 |  | 08h30 | 0.28 | 0.91 | 1.64 | 1.2543 |  | 08h30 | 0.42 | 1.25 | 1.8543 | 1.3743 |  | 08h30 | 0.42 | 1.25 | 1.7614 | 1.3114 |  | 08h30 | 0.42 | 1.24 | 2.0114 | 1.4943 |  | 08h30 | 2.01 | 5.29 | 5.5686 | 4.0829 |  | 08h30 | 2.01 | 5.65 | 5.35 | 3.9471 |  | 08h30 | 2.01 | 5.16 | 5.6971 | 4.1643 |  | 08h30 | 1.76 | 4.86 | 4.9229 | 3.63 |  | 08h30 | 1.78 | 5.01 | 4.7929 | 3.5414 |  | 08h30 | 1.75 | 4.76 | 5.0357 | 3.7086 |  | 08h30 | 1.73 | 5.1 | 5.07 | 3.8143 |  | 08h30 | 1.75 | 5.32 | 4.8843 | 3.6757 |  | 08h30 | 1.72 | 5.02 | 5.1929 | 3.9043 |  | 08h30 | 1.3 | 4.23 | 4.2214 | 3.2357 |  | 08h30 | 1.34 | 4.28 | 4.09 | 3.1157 |  | 08h30 | 1.28 | 4.22 | 4.3371 | 3.3229 |  | 08h30 | 1.2 | 4.64 | 4.0771 | 3.2071 |  | 08h30 | 1.21 | 4.67 | 3.8971 | 3.0514 |  | 08h30 | 1.19 | 4.56 | 4.21 | 3.3029 |  | 08h30 | 1.25 | 3.63 | 3.7671 | 2.8129 |  | 08h30 | 1.29 | 3.71 | 3.6986 | 2.7557 |  | 08h30 | 1.24 | 3.61 | 3.8786 | 2.8914 |  | 08h30 | 1.16 | 3.38 | 3.4457 | 2.59 |  | 08h30 | 1.21 | 3.5 | 3.45 | 2.5814 |  | 08h30 | 1.14 | 3.35 | 3.5314 | 2.6529 |  | 08h30 | 1.06 | 3.28 | 3.2671 | 2.4757 |  | 08h30 | 1.13 | 3.4 | 3.2857 | 2.4914 |  | 08h30 | 1.04 | 3.26 | 3.3671 | 2.5343
09h30 | 0.07 | 0.29 | 0.90714 | 09h30 | 0.07 | 0.29 | 1.0286 | 09h30 | 0.38 | 1.22 | 1.85 | 1.4314 |  | 09h30 | 0.18 | 0.44 | 1.2343 | 0.91143 |  | 09h30 | 0.18 | 0.45 | 1.26 | 0.93286 |  | 09h30 | 0.43 | 1.23 | 2.1257 | 1.6 |  | 09h30 | 0.16 | 0.38 | 1.0886 | 0.79 |  | 09h30 | 0.16 | 0.38 | 1.1129 | 0.80857 |  | 09h30 | 0.39 | 1.07 | 1.8671 | 1.3871 |  | 09h30 | 0.11 | 0.3 | 0.98857 | 0.73857 |  | 09h30 | 0.11 | 0.3 | 1.0186 | 0.75857 |  | 09h30 | 0.29 | 0.88 | 1.65 | 1.25 |  | 09h30 | 0.09 | 0.24 | 0.86 | 0.64857 |  | 09h30 | 0.09 | 0.24 | 0.89429 | 0.67286 |  | 09h30 | 0.24 | 0.75 | 1.43 | 1.0929 |  | 09h30 | 0.16 | 0.39 | 1.1229 | 0.82286 |  | 09h30 | 0.16 | 0.39 | 1.1414 | 0.83571 |  | 09h30 | 0.39 | 1.1 | 1.93 | 1.4486 |  | 09h30 | 0.65 | 2.04 | 2.8243 | 2.0643 |  | 09h30 | 1 | 2.83 | 3.8571 | 2.8286 |  | 09h30 | 1.88 | 5.16 | 5.4929 | 4.0514 |  | 09h30 | 0.58 | 1.61 | 2.5157 | 1.83 |  | 09h30 | 0.87 | 2.49 | 3.4514 | 2.5357 |  | 09h30 | 1.65 | 4.72 | 4.8686 | 3.6 |  | 09h30 | 0.59 | 1.85 | 2.6171 | 1.9357 |  | 09h30 | 0.86 | 2.64 | 3.56 | 2.6686 |  | 09h30 | 1.61 | 5.02 | 4.9629 | 3.7386 |  | 09h30 | 0.49 | 1.36 | 2.28 | 1.6929 |  | 09h30 | 0.64 | 2.1 | 2.96 | 2.2514 |  | 09h30 | 1.24 | 3.98 | 4.17 | 3.1686 |  | 09h30 | 0.23 | 1.39 | 2.06 | 1.6186 |  | 09h30 | 0.47 | 2.28 | 2.8729 | 2.2414 |  | 09h30 | 1.03 | 4.56 | 4.3314 | 3.4057 |  | 09h30 | 0.49 | 1.24 | 2.1771 | 1.5829 |  | 09h30 | 0.62 | 1.84 | 2.6886 | 1.9986 |  | 09h30 | 1.23 | 3.53 | 3.9257 | 2.9071 |  | 09h30 | 0.47 | 1.19 | 2.0757 | 1.5086 |  | 09h30 | 0.58 | 1.71 | 2.5029 | 1.8586 |  | 09h30 | 1.16 | 3.32 | 3.7229 | 2.7471 |  | 09h30 | 0.48 | 1.22 | 2.05 | 1.5086 |  | 09h30 | 0.54 | 1.64 | 2.3914 | 1.7886 |  | 09h30 | 1.12 | 3.26 | 3.61 | 2.7014
10h30 | 0 | 0 | 0.63286 | 10h30 | 0 | 0 | 0.70286 | 10h30 | 0.32 | 0.98 | 1.6729 | 1.2843 |  | 10h30 | 0 | 0 | 0.60286 | 0.45429 |  | 10h30 | 0 | 0 | 0.69714 | 0.52143 |  | 10h30 | 0.29 | 0.86 | 1.5071 | 1.1486 |  | 10h30 | 0 | 0 | 0.54 | 0.40286 |  | 10h30 | 0 | 0 | 0.63143 | 0.46857 |  | 10h30 | 0.26 | 0.72 | 1.3043 | 0.97857 |  | 10h30 | 0 | 0 | 0.48571 | 0.36714 |  | 10h30 | 0 | 0 | 0.56286 | 0.42286 |  | 10h30 | 0.2 | 0.6 | 1.1686 | 0.89143 |  | 10h30 | 0 | 0 | 0.43 | 0.32714 |  | 10h30 | 0 | 0 | 0.49143 | 0.37143 |  | 10h30 | 0.16 | 0.52 | 1.0343 | 0.79714 |  | 10h30 | 0 | 0 | 0.55857 | 0.42143 |  | 10h30 | 0 | 0 | 0.64571 | 0.48429 |  | 10h30 | 0.25 | 0.74 | 1.3471 | 1.0214 |  | 10h30 | 0 | 0 | 1.4429 | 1.0686 |  | 10h30 | 0 | 0 | 1.71 | 1.2443 |  | 10h30 | 1.59 | 4.68 | 4.8514 | 3.6157 |  | 10h30 | 0 | 0 | 1.2686 | 0.93857 |  | 10h30 | 0 | 0 | 1.5171 | 1.1071 |  | 10h30 | 1.4 | 4.11 | 4.2371 | 3.1571 |  | 10h30 | 0 | 0 | 1.2757 | 0.96286 |  | 10h30 | 0 | 0 | 1.6229 | 1.2029 |  | 10h30 | 1.35 | 4.37 | 4.2414 | 3.2286 |  | 10h30 | 0 | 0 | 1.0714 | 0.81571 |  | 10h30 | 0 | 0 | 1.3871 | 1.0443 |  | 10h30 | 0.99 | 3.36 | 3.4586 | 2.6629 |  | 10h30 | 0 | 0 | 1.2543 | 0.96286 |  | 10h30 | 0 | 0 | 1.4714 | 1.1143 |  | 10h30 | 0.99 | 4.25 | 4.1486 | 3.2429 |  | 10h30 | 0 | 0 | 1.0214 | 0.75857 |  | 10h30 | 0 | 0 | 1.28 | 0.94286 |  | 10h30 | 0.99 | 2.97 | 3.2614 | 2.4414 |  | 10h30 | 0 | 0 | 0.96143 | 0.71286 |  | 10h30 | 0 | 0 | 1.1986 | 0.88286 |  | 10h30 | 0.93 | 2.75 | 3.0571 | 2.2814 |  | 10h30 | 0 | 0 | 0.93857 | 0.69857 |  | 10h30 | 0 | 0 | 1.1671 | 0.86714 |  | 10h30 | 0.89 | 2.7 | 2.9557 | 2.2329
11h30 | 0 | 0 | 0.45 | 11h30 | 0 | 0 | 0.47571 | 11h30 | 0.17 | 0.64 | 1.1657 | 0.93429 |  | 11h30 | 0 | 0 | 0.42429 | 0.32857 |  | 11h30 | 0 | 0 | 0.47571 | 0.36429 |  | 11h30 | 0.17 | 0.59 | 1.0829 | 0.85286 |  | 11h30 | 0 | 0 | 0.37 | 0.28143 |  | 11h30 | 0 | 0 | 0.42 | 0.31714 |  | 11h30 | 0.15 | 0.45 | 0.90429 | 0.69286 |  | 11h30 | 0 | 0 | 0.33571 | 0.25857 |  | 11h30 | 0 | 0 | 0.37714 | 0.28857 |  | 11h30 | 0.11 | 0.37 | 0.81143 | 0.63143 |  | 11h30 | 0 | 0 | 0.29571 | 0.23 |  | 11h30 | 0 | 0 | 0.33571 | 0.25857 |  | 11h30 | 0.09 | 0.32 | 0.71 | 0.56 |  | 11h30 | 0 | 0 | 0.38 | 0.29571 |  | 11h30 | 0 | 0 | 0.43 | 0.33 |  | 11h30 | 0.12 | 0.47 | 0.90714 | 0.72857 |  | 11h30 | 0 | 0 | 1.2857 | 0.96 |  | 11h30 | 0 | 0 | 1.3543 | 1.0043 |  | 11h30 | 1.33 | 4.2 | 4.4043 | 3.3086 |  | 11h30 | 0 | 0 | 1.1214 | 0.83714 |  | 11h30 | 0 | 0 | 1.21 | 0.89714 |  | 11h30 | 1.18 | 3.52 | 3.7986 | 2.8471 |  | 11h30 | 0 | 0 | 1.1029 | 0.84143 |  | 11h30 | 0 | 0 | 1.23 | 0.92571 |  | 11h30 | 1.11 | 3.72 | 3.7371 | 2.87 |  | 11h30 | 0 | 0 | 0.91 | 0.70429 |  | 11h30 | 0 | 0 | 1.0343 | 0.78857 |  | 11h30 | 0.8 | 2.89 | 3.0114 | 2.35 |  | 11h30 | 0 | 0 | 1.1157 | 0.86143 |  | 11h30 | 0 | 0 | 1.19 | 0.91143 |  | 11h30 | 0.7 | 3.73 | 3.73 | 2.9457 |  | 11h30 | 0 | 0 | 0.86571 | 0.65 |  | 11h30 | 0 | 0 | 0.99714 | 0.74429 |  | 11h30 | 0.79 | 2.5 | 2.8057 | 2.1229 |  | 11h30 | 0 | 0 | 0.80286 | 0.60286 |  | 11h30 | 0 | 0 | 0.93 | 0.69429 |  | 11h30 | 0.74 | 2.28 | 2.5986 | 1.96 |  | 11h30 | 0 | 0 | 0.78 | 0.58857 |  | 11h30 | 0 | 0 | 0.90429 | 0.68 |  | 11h30 | 0.7 | 2.24 | 2.5 | 1.9071
12h30 | 0 | 0 | 0.38857 | 12h30 | 0 | 0 | 0.35429 | 12h30 | 0.16 | 0.59 | 1.0986 | 0.88571 |  | 12h30 | 0 | 0 | 0.34429 | 0.27 |  | 12h30 | 0 | 0 | 0.34714 | 0.27429 |  | 12h30 | 0.14 | 0.51 | 0.95 | 0.75286 |  | 12h30 | 0 | 0 | 0.30429 | 0.23429 |  | 12h30 | 0 | 0 | 0.29714 | 0.22857 |  | 12h30 | 0.13 | 0.43 | 0.82286 | 0.63714 |  | 12h30 | 0 | 0 | 0.27571 | 0.21429 |  | 12h30 | 0 | 0 | 0.26714 | 0.20857 |  | 12h30 | 0.1 | 0.36 | 0.73286 | 0.57571 |  | 12h30 | 0 | 0 | 0.24714 | 0.19429 |  | 12h30 | 0 | 0 | 0.23429 | 0.18429 |  | 12h30 | 0.08 | 0.32 | 0.64857 | 0.51714 |  | 12h30 | 0 | 0 | 0.31 | 0.24429 |  | 12h30 | 0 | 0 | 0.29714 | 0.23714 |  | 12h30 | 0.11 | 0.44 | 0.81571 | 0.66143 |  | 12h30 | 0 | 0 | 1.1829 | 0.88714 |  | 12h30 | 0 | 0 | 1.2071 | 0.90286 |  | 12h30 | 1.11 | 3.63 | 4.0486 | 3.0543 |  | 12h30 | 0 | 0 | 1.0271 | 0.77 |  | 12h30 | 0 | 0 | 1.0714 | 0.80143 |  | 12h30 | 0.98 | 3 | 3.4686 | 2.61 |  | 12h30 | 0 | 0 | 0.99429 | 0.76429 |  | 12h30 | 0 | 0 | 1.0471 | 0.79714 |  | 12h30 | 0.9 | 3.15 | 3.37 | 2.6043 |  | 12h30 | 0 | 0 | 0.80857 | 0.63143 |  | 12h30 | 0 | 0 | 0.86429 | 0.66857 |  | 12h30 | 0.64 | 2.48 | 2.6986 | 2.1257 |  | 12h30 | 0 | 0 | 1.0214 | 0.79143 |  | 12h30 | 0 | 0 | 1.0543 | 0.81429 |  | 12h30 | 0.56 | 3.18 | 3.3957 | 2.6971 |  | 12h30 | 0 | 0 | 0.76 | 0.57571 |  | 12h30 | 0 | 0 | 0.83571 | 0.63 |  | 12h30 | 0.62 | 2.12 | 2.4714 | 1.89 |  | 12h30 | 0 | 0 | 0.70143 | 0.53 |  | 12h30 | 0 | 0 | 0.77286 | 0.58286 |  | 12h30 | 0.57 | 1.89 | 2.2643 | 1.7229 |  | 12h30 | 0 | 0 | 0.67286 | 0.51143 |  | 12h30 | 0 | 0 | 0.74857 | 0.56857 |  | 12h30 | 0.54 | 1.85 | 2.16 | 1.6629
13h30 | 0.03 | 0.23 | 0.65571 | 13h30 | 0 | 0 | 0.30857 | 13h30 | 0.04 | 0.36 | 0.82 | 0.66714 |  | 13h30 | 0.06 | 0.33 | 0.70857 | 0.57286 |  | 13h30 | 0 | 0 | 0.3 | 0.23857 |  | 13h30 | 0.05 | 0.34 | 0.71857 | 0.58857 |  | 13h30 | 0.06 | 0.23 | 0.59429 | 0.46429 |  | 13h30 | 0 | 0 | 0.26 | 0.20286 |  | 13h30 | 0.05 | 0.22 | 0.57429 | 0.45429 |  | 13h30 | 0.03 | 0.17 | 0.51857 | 0.41143 |  | 13h30 | 0 | 0 | 0.23429 | 0.18429 |  | 13h30 | 0.02 | 0.17 | 0.49571 | 0.39857 |  | 13h30 | 0.01 | 0.14 | 0.45286 | 0.36571 |  | 13h30 | 0 | 0 | 0.20714 | 0.16286 |  | 13h30 | 0.01 | 0.15 | 0.42714 | 0.34857 |  | 13h30 | 0.01 | 0.24 | 0.57571 | 0.47714 |  | 13h30 | 0 | 0 | 0.26286 | 0.21143 |  | 13h30 | 0 | 0.22 | 0.56286 | 0.47143 |  | 13h30 | 0.88 | 2.64 | 3.23 | 2.42 |  | 13h30 | 0 | 0 | 1.1243 | 0.84571 |  | 13h30 | 0.96 | 3.2 | 3.8 | 2.8757 |  | 13h30 | 0.79 | 2.37 | 2.88 | 2.1614 |  | 13h30 | 0 | 0 | 0.99571 | 0.74857 |  | 13h30 | 0.83 | 2.66 | 3.2543 | 2.4586 |  | 13h30 | 0.78 | 2.44 | 2.87 | 2.19 |  | 13h30 | 0 | 0 | 0.95 | 0.72857 |  | 13h30 | 0.76 | 2.75 | 3.1229 | 2.4229 |  | 13h30 | 0.61 | 2.07 | 2.3786 | 1.8357 |  | 13h30 | 0 | 0 | 0.77857 | 0.60857 |  | 13h30 | 0.53 | 2.19 | 2.4843 | 1.9714 |  | 13h30 | 0.42 | 2.36 | 2.6657 | 2.0886 |  | 13h30 | 0 | 0 | 0.96714 | 0.75571 |  | 13h30 | 0.36 | 2.77 | 3.1529 | 2.5243 |  | 13h30 | 0.53 | 1.71 | 2.1214 | 1.61 |  | 13h30 | 0 | 0 | 0.73714 | 0.56143 |  | 13h30 | 0.51 | 1.86 | 2.2557 | 1.7386 |  | 13h30 | 0.5 | 1.59 | 1.9857 | 1.5029 |  | 13h30 | 0 | 0 | 0.67714 | 0.51571 |  | 13h30 | 0.46 | 1.63 | 2.0414 | 1.5657 |  | 13h30 | 0.49 | 1.57 | 1.9143 | 1.4586 |  | 13h30 | 0 | 0 | 0.64857 | 0.49714 |  | 13h30 | 0.43 | 1.58 | 1.93 | 1.4971
14h30 | 0.03 | 0.23 | 0.82571 | 14h30 | 0 | 0 | 0.22143 | 14h30 | 0.04 | 0.36 | 0.78571 | 0.63857 |  | 14h30 | 0.06 | 0.35 | 0.87571 | 0.70429 |  | 14h30 | 0 | 0 | 0.20857 | 0.17429 |  | 14h30 | 0.05 | 0.34 | 0.68 | 0.55857 |  | 14h30 | 0.06 | 0.23 | 0.70857 | 0.55 |  | 14h30 | 0 | 0 | 0.16429 | 0.13286 |  | 14h30 | 0.05 | 0.22 | 0.54429 | 0.42857 |  | 14h30 | 0.03 | 0.17 | 0.61429 | 0.48571 |  | 14h30 | 0 | 0 | 0.13857 | 0.11571 |  | 14h30 | 0.02 | 0.17 | 0.47143 | 0.38 |  | 14h30 | 0.01 | 0.14 | 0.53 | 0.42429 |  | 14h30 | 0 | 0 | 0.12 | 0.1 |  | 14h30 | 0.01 | 0.15 | 0.41143 | 0.33571 |  | 14h30 | 0.01 | 0.24 | 0.69429 | 0.56571 |  | 14h30 | 0 | 0 | 0.16286 | 0.13714 |  | 14h30 | 0 | 0.22 | 0.52857 | 0.44143 |  | 14h30 | 1.44 | 4.16 | 4.6386 | 3.43 |  | 14h30 | 0 | 0 | 1.0929 | 0.82571 |  | 14h30 | 0.87 | 2.9 | 3.69 | 2.7957 |  | 14h30 | 1.28 | 3.63 | 4.1043 | 3.04 |  | 14h30 | 0 | 0 | 0.96429 | 0.72857 |  | 14h30 | 0.74 | 2.44 | 3.1657 | 2.4 |  | 14h30 | 1.3 | 3.95 | 4.1557 | 3.1371 |  | 14h30 | 0 | 0 | 0.90857 | 0.7 |  | 14h30 | 0.66 | 2.45 | 3.0014 | 2.3329 |  | 14h30 | 1 | 3.34 | 3.4657 | 2.6629 |  | 14h30 | 0 | 0 | 0.74286 | 0.58429 |  | 14h30 | 0.45 | 1.94 | 2.37 | 1.8857 |  | 14h30 | 0.6 | 3.58 | 3.8186 | 2.9757 |  | 14h30 | 0 | 0 | 0.93 | 0.73143 |  | 14h30 | 0.36 | 2.47 | 3.0671 | 2.4414 |  | 14h30 | 0.9 | 2.84 | 3.1143 | 2.3457 |  | 14h30 | 0 | 0 | 0.69 | 0.53 |  | 14h30 | 0.43 | 1.68 | 2.1529 | 1.6671 |  | 14h30 | 0.82 | 2.54 | 2.8514 | 2.1429 |  | 14h30 | 0 | 0 | 0.63 | 0.48286 |  | 14h30 | 0.38 | 1.44 | 1.93 | 1.49 |  | 14h30 | 0.79 | 2.52 | 2.74 | 2.0786 |  | 14h30 | 0 | 0 | 0.59571 | 0.46143 |  | 14h30 | 0.35 | 1.39 | 1.8043 | 1.4086
15h30 | 0 | 0.05 | 0.71857 | 15h30 | 0 | 0 | 0.18571 | 15h30 | 0 | 0 | 0.57 | 0.45 |  | 15h30 | 0 | 0.18 | 0.75429 | 0.61286 |  | 15h30 | 0 | 0 | 0.18714 | 0.15429 |  | 15h30 | 0 | 0.03 | 0.47857 | 0.4 |  | 15h30 | 0 | 0.04 | 0.58143 | 0.45143 |  | 15h30 | 0 | 0 | 0.15429 | 0.12286 |  | 15h30 | 0 | 0 | 0.35571 | 0.28429 |  | 15h30 | 0 | 0 | 0.49143 | 0.38714 |  | 15h30 | 0 | 0 | 0.13429 | 0.11143 |  | 15h30 | 0 | 0 | 0.30286 | 0.24286 |  | 15h30 | 0 | 0 | 0.42857 | 0.33857 |  | 15h30 | 0 | 0 | 0.12 | 0.1 |  | 15h30 | 0 | 0 | 0.25857 | 0.20857 |  | 15h30 | 0 | 0.04 | 0.58 | 0.45714 |  | 15h30 | 0 | 0 | 0.15143 | 0.12571 |  | 15h30 | 0 | 0 | 0.35857 | 0.28857 |  | 15h30 | 1.3 | 3.79 | 4.6471 | 3.4357 |  | 15h30 | 0 | 0 | 1.0929 | 0.82714 |  | 15h30 | 0.8 | 2.68 | 3.6743 | 2.7829 |  | 15h30 | 1.15 | 3.3 | 4.0629 | 3.0086 |  | 15h30 | 0 | 0 | 0.97 | 0.73571 |  | 15h30 | 0.69 | 2.31 | 3.1771 | 2.4114 |  | 15h30 | 1.2 | 3.68 | 4.1186 | 3.1129 |  | 15h30 | 0 | 0 | 0.90143 | 0.69714 |  | 15h30 | 0.6 | 2.23 | 2.9771 | 2.3157 |  | 15h30 | 0.91 | 3.12 | 3.4357 | 2.6571 |  | 15h30 | 0 | 0 | 0.72571 | 0.57286 |  | 15h30 | 0.4 | 1.74 | 2.3271 | 1.8514 |  | 15h30 | 0.56 | 3.17 | 3.8843 | 3.02 |  | 15h30 | 0 | 0 | 0.92857 | 0.73 |  | 15h30 | 0.34 | 2.25 | 3.0657 | 2.4286 |  | 15h30 | 0.86 | 2.89 | 3.22 | 2.4414 |  | 15h30 | 0 | 0 | 0.67 | 0.51857 |  | 15h30 | 0.37 | 1.55 | 2.1157 | 1.6471 |  | 15h30 | 0.77 | 2.49 | 2.8886 | 2.1814 |  | 15h30 | 0 | 0 | 0.61 | 0.47 |  | 15h30 | 0.33 | 1.32 | 1.8943 | 1.4671 |  | 15h30 | 0.73 | 2.48 | 2.7586 | 2.1071 |  | 15h30 | 0 | 0 | 0.56857 | 0.44286 |  | 15h30 | 0.3 | 1.27 | 1.76 | 1.38
16h30 | 0 | 0.05 | 0.62571 | 16h30 | 0 | 0 | 0.14143 | 16h30 | 0 | 0 | 0.56429 | 0.44571 |  | 16h30 | 0 | 0.17 | 0.63714 | 0.52143 |  | 16h30 | 0 | 0 | 0.14 | 0.12 |  | 16h30 | 0 | 0.03 | 0.46 | 0.38571 |  | 16h30 | 0 | 0.04 | 0.48714 | 0.38143 |  | 16h30 | 0 | 0 | 0.10571 | 0.087143 |  | 16h30 | 0 | 0 | 0.35429 | 0.28714 |  | 16h30 | 0 | 0 | 0.39571 | 0.31429 |  | 16h30 | 0 | 0 | 0.084286 | 0.07 |  | 16h30 | 0 | 0 | 0.28286 | 0.23 |  | 16h30 | 0 | 0 | 0.33714 | 0.27143 |  | 16h30 | 0 | 0 | 0.068571 | 0.057143 |  | 16h30 | 0 | 0 | 0.24429 | 0.2 |  | 16h30 | 0 | 0.04 | 0.47857 | 0.38429 |  | 16h30 | 0 | 0 | 0.10714 | 0.09 |  | 16h30 | 0 | 0 | 0.34857 | 0.28286 |  | 16h30 | 0.99 | 3.07 | 4.0614 | 3.0429 |  | 16h30 | 0 | 0 | 1.1114 | 0.84 |  | 16h30 | 0.84 | 2.74 | 3.7743 | 2.85 |  | 16h30 | 0.89 | 2.82 | 3.6271 | 2.7271 |  | 16h30 | 0 | 0 | 0.99 | 0.75143 |  | 16h30 | 0.72 | 2.45 | 3.2957 | 2.5029 |  | 16h30 | 0.88 | 2.81 | 3.5057 | 2.6729 |  | 16h30 | 0 | 0 | 0.91571 | 0.70714 |  | 16h30 | 0.63 | 2.27 | 3.0614 | 2.3757 |  | 16h30 | 0.66 | 2.3 | 2.8471 | 2.2114 |  | 16h30 | 0 | 0 | 0.72143 | 0.57 |  | 16h30 | 0.41 | 1.74 | 2.3643 | 1.8786 |  | 16h30 | 0.6 | 2.64 | 3.49 | 2.7071 |  | 16h30 | 0 | 0 | 0.95143 | 0.74286 |  | 16h30 | 0.44 | 2.31 | 3.1843 | 2.5014 |  | 16h30 | 0.67 | 2.36 | 2.7814 | 2.1257 |  | 16h30 | 0 | 0 | 0.66714 | 0.51571 |  | 16h30 | 0.39 | 1.61 | 2.1643 | 1.68 |  | 16h30 | 0.6 | 2.06 | 2.5186 | 1.9186 |  | 16h30 | 0 | 0 | 0.60429 | 0.46714 |  | 16h30 | 0.35 | 1.39 | 1.9443 | 1.5043 |  | 16h30 | 0.57 | 2.04 | 2.3914 | 1.8429 |  | 16h30 | 0 | 0 | 0.56286 | 0.43857 |  | 16h30 | 0.31 | 1.32 | 1.79 | 1.4029
17h30 | 0.05 | 0.21 | 0.67143 | 17h30 | 0 | 0 | 0.15714 | 17h30 | 0.04 | 0.17 | 0.61857 | 0.47 |  | 17h30 | 0.04 | 0.28 | 0.62286 | 0.5 |  | 17h30 | 0 | 0 | 0.14429 | 0.12429 |  | 17h30 | 0 | 0.18 | 0.48286 | 0.39857 |  | 17h30 | 0.02 | 0.14 | 0.48714 | 0.37714 |  | 17h30 | 0 | 0 | 0.10571 | 0.087143 |  | 17h30 | 0 | 0.03 | 0.37 | 0.29286 |  | 17h30 | 0 | 0.04 | 0.38 | 0.3 |  | 17h30 | 0 | 0 | 0.084286 | 0.07 |  | 17h30 | 0 | 0 | 0.26714 | 0.21714 |  | 17h30 | 0 | 0.01 | 0.32 | 0.25714 |  | 17h30 | 0 | 0 | 0.068571 | 0.057143 |  | 17h30 | 0 | 0 | 0.22714 | 0.18714 |  | 17h30 | 0 | 0.13 | 0.46 | 0.37429 |  | 17h30 | 0 | 0 | 0.10714 | 0.09 |  | 17h30 | 0 | 0.03 | 0.35571 | 0.29143 |  | 17h30 | 1.04 | 3.2 | 4.0686 | 3.0543 |  | 17h30 | 0 | 0 | 1.1457 | 0.86 |  | 17h30 | 0.99 | 3.07 | 3.9743 | 2.9857 |  | 17h30 | 0.94 | 3.01 | 3.6629 | 2.7643 |  | 17h30 | 0 | 0 | 1.0243 | 0.77429 |  | 17h30 | 0.87 | 2.81 | 3.4986 | 2.6471 |  | 17h30 | 0.87 | 2.8 | 3.4357 | 2.6286 |  | 17h30 | 0 | 0 | 0.94286 | 0.72571 |  | 17h30 | 0.75 | 2.56 | 3.24 | 2.5014 |  | 17h30 | 0.63 | 2.19 | 2.7129 | 2.1114 |  | 17h30 | 0 | 0 | 0.73571 | 0.57714 |  | 17h30 | 0.5 | 1.92 | 2.4814 | 1.9586 |  | 17h30 | 0.78 | 2.82 | 3.5514 | 2.7371 |  | 17h30 | 0 | 0 | 0.99143 | 0.76429 |  | 17h30 | 0.69 | 2.65 | 3.41 | 2.6414 |  | 17h30 | 0.67 | 2.3 | 2.6629 | 2.0329 |  | 17h30 | 0 | 0 | 0.68 | 0.52286 |  | 17h30 | 0.5 | 1.84 | 2.2843 | 1.7586 |  | 17h30 | 0.61 | 2.04 | 2.4271 | 1.8486 |  | 17h30 | 0 | 0 | 0.62 | 0.47571 |  | 17h30 | 0.45 | 1.61 | 2.07 | 1.59 |  | 17h30 | 0.57 | 1.99 | 2.2857 | 1.76 |  | 17h30 | 0 | 0 | 0.57 | 0.44143 |  | 17h30 | 0.39 | 1.51 | 1.8929 | 1.4729
18h30 | 0.11 | 0.28 | 0.81714 | 18h30 | 0.08 | 0.18 | 0.67 | 18h30 | 0.09 | 0.24 | 0.78571 | 0.57714 |  | 18h30 | 0.07 | 0.27 | 0.66286 | 0.51857 |  | 18h30 | 0.07 | 0.25 | 0.64714 | 0.50143 |  | 18h30 | 0.01 | 0.19 | 0.55571 | 0.44429 |  | 18h30 | 0.05 | 0.15 | 0.54571 | 0.41286 |  | 18h30 | 0.04 | 0.13 | 0.53571 | 0.40286 |  | 18h30 | 0 | 0.04 | 0.44571 | 0.34571 |  | 18h30 | 0 | 0.04 | 0.42286 | 0.32571 |  | 18h30 | 0 | 0.02 | 0.42286 | 0.32286 |  | 18h30 | 0 | 0 | 0.33 | 0.26143 |  | 18h30 | 0 | 0.01 | 0.36286 | 0.28571 |  | 18h30 | 0 | 0 | 0.37714 | 0.29 |  | 18h30 | 0 | 0 | 0.28429 | 0.22857 |  | 18h30 | 0.02 | 0.14 | 0.51857 | 0.40857 |  | 18h30 | 0.02 | 0.12 | 0.50143 | 0.38714 |  | 18h30 | 0 | 0.03 | 0.42571 | 0.34286 |  | 18h30 | 1.17 | 3.49 | 4.2171 | 3.1557 |  | 18h30 | 0.98 | 2.85 | 3.3857 | 2.5129 |  | 18h30 | 1.15 | 3.42 | 4.1743 | 3.1214 |  | 18h30 | 1.06 | 3.3 | 3.7986 | 2.86 |  | 18h30 | 0.96 | 2.72 | 3.25 | 2.4086 |  | 18h30 | 1.01 | 3.15 | 3.68 | 2.7729 |  | 18h30 | 0.96 | 3.03 | 3.5329 | 2.7029 |  | 18h30 | 0.98 | 2.82 | 3.1286 | 2.3286 |  | 18h30 | 0.89 | 2.89 | 3.4243 | 2.6329 |  | 18h30 | 0.68 | 2.29 | 2.7514 | 2.1414 |  | 18h30 | 0.8 | 2.35 | 2.72 | 2.0543 |  | 18h30 | 0.59 | 2.12 | 2.6043 | 2.0457 |  | 18h30 | 0.96 | 3.14 | 3.7114 | 2.8443 |  | 18h30 | 0.83 | 2.64 | 3.1157 | 2.3571 |  | 18h30 | 0.91 | 3.03 | 3.6257 | 2.7857 |  | 18h30 | 0.72 | 2.33 | 2.6443 | 2.01 |  | 18h30 | 0.75 | 2.23 | 2.5429 | 1.9029 |  | 18h30 | 0.6 | 2.03 | 2.3929 | 1.8286 |  | 18h30 | 0.66 | 2.12 | 2.4286 | 1.8471 |  | 18h30 | 0.7 | 2.09 | 2.4 | 1.7957 |  | 18h30 | 0.54 | 1.82 | 2.1829 | 1.6686 |  | 18h30 | 0.61 | 2.03 | 2.27 | 1.7414 |  | 18h30 | 0.68 | 2.06 | 2.3057 | 1.7357 |  | 18h30 | 0.48 | 1.7 | 1.9971 | 1.5443
19h30 | 0.06 | 0.07 | 0.61571 | 19h30 | 0.08 | 0.18 | 0.76143 | 19h30 | 0.05 | 0.07 | 0.58857 | 0.46857 |  | 19h30 | 0.1 | 0.22 | 0.71714 | 0.53714 |  | 19h30 | 0.12 | 0.31 | 0.98143 | 0.73143 |  | 19h30 | 0.06 | 0.15 | 0.63 | 0.47571 |  | 19h30 | 0.08 | 0.11 | 0.61 | 0.44429 |  | 19h30 | 0.09 | 0.16 | 0.82714 | 0.59714 |  | 19h30 | 0.04 | 0.01 | 0.52286 | 0.38286 |  | 19h30 | 0.02 | 0 | 0.47143 | 0.35286 |  | 19h30 | 0.03 | 0.02 | 0.65286 | 0.48 |  | 19h30 | 0 | 0 | 0.39571 | 0.3 |  | 19h30 | 0 | 0 | 0.41429 | 0.31429 |  | 19h30 | 0.01 | 0 | 0.57 | 0.42571 |  | 19h30 | 0 | 0 | 0.34286 | 0.26571 |  | 19h30 | 0.06 | 0.1 | 0.59286 | 0.44286 |  | 19h30 | 0.07 | 0.14 | 0.78571 | 0.58 |  | 19h30 | 0.02 | 0 | 0.50571 | 0.38286 |  | 19h30 | 1.25 | 3.69 | 4.3543 | 3.2543 |  | 19h30 | 1.84 | 4.91 | 5.34 | 3.8957 |  | 19h30 | 1.23 | 3.63 | 4.3186 | 3.2271 |  | 19h30 | 1.13 | 3.46 | 3.9057 | 2.9357 |  | 19h30 | 1.72 | 4.69 | 4.9829 | 3.6514 |  | 19h30 | 1.08 | 3.34 | 3.8043 | 2.8629 |  | 19h30 | 1.02 | 3.22 | 3.6471 | 2.79 |  | 19h30 | 1.76 | 4.85 | 4.99 | 3.6829 |  | 19h30 | 0.96 | 3.13 | 3.5686 | 2.7414 |  | 19h30 | 0.71 | 2.39 | 2.8186 | 2.1943 |  | 19h30 | 1.39 | 3.98 | 4.2343 | 3.17 |  | 19h30 | 0.65 | 2.27 | 2.7114 | 2.1243 |  | 19h30 | 0.85 | 3.09 | 3.3771 | 2.6714 |  | 19h30 | 1.3 | 4.18 | 4.3043 | 3.2914 |  | 19h30 | 0.82 | 3.01 | 3.3071 | 2.6257 |  | 19h30 | 0.73 | 2.32 | 2.6343 | 1.9986 |  | 19h30 | 1.34 | 3.81 | 3.9486 | 2.9157 |  | 19h30 | 0.65 | 2.11 | 2.4571 | 1.8729 |  | 19h30 | 0.68 | 2.15 | 2.44 | 1.8529 |  | 19h30 | 1.23 | 3.51 | 3.6829 | 2.7243 |  | 19h30 | 0.59 | 1.94 | 2.2643 | 1.7257 |  | 19h30 | 0.62 | 2.04 | 2.2629 | 1.7357 |  | 19h30 | 1.18 | 3.47 | 3.5471 | 2.6443 |  | 19h30 | 0.53 | 1.8 | 2.0686 | 1.5943
20h30 | 0 | 0 | 0.49571 | 20h30 | 0 | 0.02 | 0.62286 | 20h30 | 0 | 0 | 0.49714 | 0.44571 |  | 20h30 | 0.13 | 0.31 | 0.85429 | 0.63429 |  | 20h30 | 0.15 | 0.36 | 1.14 | 0.84143 |  | 20h30 | 0.11 | 0.25 | 0.78714 | 0.58429 |  | 20h30 | 0.12 | 0.22 | 0.75429 | 0.54714 |  | 20h30 | 0.13 | 0.26 | 0.99143 | 0.71714 |  | 20h30 | 0.09 | 0.15 | 0.68143 | 0.49429 |  | 20h30 | 0.07 | 0.08 | 0.57571 | 0.41857 |  | 20h30 | 0.07 | 0.11 | 0.77286 | 0.56 |  | 20h30 | 0.03 | 0.01 | 0.50429 | 0.36857 |  | 20h30 | 0.04 | 0.04 | 0.50571 | 0.37286 |  | 20h30 | 0.04 | 0.06 | 0.67 | 0.49143 |  | 20h30 | 0.01 | 0 | 0.44 | 0.32857 |  | 20h30 | 0.11 | 0.2 | 0.73714 | 0.53857 |  | 20h30 | 0.12 | 0.25 | 0.96571 | 0.70571 |  | 20h30 | 0.08 | 0.13 | 0.66429 | 0.48571 |  | 20h30 | 1.29 | 3.8 | 4.4429 | 3.3186 |  | 20h30 | 1.87 | 4.93 | 5.6614 | 4.1314 |  | 20h30 | 1.28 | 3.76 | 4.4186 | 3.3 |  | 20h30 | 1.16 | 3.51 | 3.9571 | 2.9729 |  | 20h30 | 1.69 | 4.7 | 5.1129 | 3.7629 |  | 20h30 | 1.12 | 3.4 | 3.87 | 2.9086 |  | 20h30 | 1.05 | 3.32 | 3.7214 | 2.8486 |  | 20h30 | 1.72 | 4.8 | 5.2186 | 3.8886 |  | 20h30 | 1 | 3.25 | 3.6586 | 2.8129 |  | 20h30 | 0.72 | 2.46 | 2.8629 | 2.2329 |  | 20h30 | 1.32 | 3.91 | 4.2843 | 3.2357 |  | 20h30 | 0.67 | 2.36 | 2.7786 | 2.1757 |  | 20h30 | 0.67 | 2.92 | 2.9643 | 2.4543 |  | 20h30 | 1.09 | 3.85 | 3.9743 | 3.1414 |  | 20h30 | 0.64 | 2.86 | 2.9286 | 2.42 |  | 20h30 | 0.74 | 2.29 | 2.6257 | 1.99 |  | 20h30 | 1.33 | 3.87 | 4.0729 | 3.0229 |  | 20h30 | 0.68 | 2.15 | 2.5043 | 1.9043 |  | 20h30 | 0.68 | 2.14 | 2.4343 | 1.85 |  | 20h30 | 1.22 | 3.54 | 3.7643 | 2.7957 |  | 20h30 | 0.62 | 1.98 | 2.3086 | 1.7571 |  | 20h30 | 0.62 | 2.01 | 2.2486 | 1.7229 |  | 20h30 | 1.17 | 3.49 | 3.6157 | 2.7071 |  | 20h30 | 0.55 | 1.84 | 2.1086 | 1.6229
21h30 | 0 | 0.3 | 0.77857 | 21h30 | 0 | 0.27 | 0.83286 | 21h30 | 0 | 0.28 | 0.77286 | 0.70571 |  | 21h30 | 0.18 | 0.51 | 1.0857 | 0.81429 |  | 21h30 | 0.2 | 0.56 | 1.2714 | 0.94857 |  | 21h30 | 0.16 | 0.46 | 1.0229 | 0.77 |  | 21h30 | 0.16 | 0.44 | 0.99714 | 0.74143 |  | 21h30 | 0.17 | 0.46 | 1.1557 | 0.85429 |  | 21h30 | 0.15 | 0.41 | 0.93429 | 0.69714 |  | 21h30 | 0.12 | 0.3 | 0.78143 | 0.58 |  | 21h30 | 0.13 | 0.32 | 0.93 | 0.68714 |  | 21h30 | 0.08 | 0.21 | 0.71143 | 0.53143 |  | 21h30 | 0.09 | 0.23 | 0.68714 | 0.51429 |  | 21h30 | 0.1 | 0.25 | 0.81571 | 0.60714 |  | 21h30 | 0.05 | 0.15 | 0.62286 | 0.46857 |  | 21h30 | 0.16 | 0.44 | 0.98 | 0.73286 |  | 21h30 | 0.16 | 0.45 | 1.1257 | 0.84143 |  | 21h30 | 0.14 | 0.4 | 0.91857 | 0.69 |  | 21h30 | 1.29 | 3.79 | 4.46 | 3.3314 |  | 21h30 | 1.46 | 4.1 | 4.8 | 3.5529 |  | 21h30 | 1.28 | 3.76 | 4.4443 | 3.3186 |  | 21h30 | 1.15 | 3.44 | 3.9443 | 2.9586 |  | 21h30 | 1.34 | 3.85 | 4.3557 | 3.2386 |  | 21h30 | 1.11 | 3.35 | 3.8657 | 2.9014 |  | 21h30 | 1.04 | 3.31 | 3.73 | 2.8586 |  | 21h30 | 1.31 | 3.84 | 4.2857 | 3.2271 |  | 21h30 | 1 | 3.25 | 3.6786 | 2.8286 |  | 21h30 | 0.72 | 2.45 | 2.8657 | 2.2343 |  | 21h30 | 0.99 | 3.04 | 3.46 | 2.6386 |  | 21h30 | 0.67 | 2.38 | 2.8014 | 2.1971 |  | 21h30 | 0.64 | 2.89 | 2.9371 | 2.45 |  | 21h30 | 0.79 | 3.18 | 3.2757 | 2.6714 |  | 21h30 | 0.61 | 2.84 | 2.9014 | 2.4229 |  | 21h30 | 0.72 | 2.23 | 2.5929 | 1.9657 |  | 21h30 | 1.04 | 3.08 | 3.3786 | 2.5271 |  | 21h30 | 0.68 | 2.12 | 2.5057 | 1.9029 |  | 21h30 | 0.67 | 2.08 | 2.4071 | 1.8271 |  | 21h30 | 0.96 | 2.86 | 3.1471 | 2.3586 |  | 21h30 | 0.62 | 1.97 | 2.3129 | 1.7586 |  | 21h30 | 0.6 | 1.94 | 2.2143 | 1.6971 |  | 21h30 | 0.92 | 2.8 | 3.0057 | 2.2686 |  | 21h30 | 0.56 | 1.82 | 2.1114 | 1.6229
22h30 | 0.01 | 0.67 | 1.0729 | 22h30 | 0.02 | 0.67 | 1.1171 | 22h30 | 0 | 0.65 | 1.0529 | 0.96857 |  | 22h30 | 0.25 | 0.73 | 1.2914 | 0.97286 |  | 22h30 | 0.27 | 0.79 | 1.4243 | 1.0714 |  | 22h30 | 0.22 | 0.68 | 1.2429 | 0.93857 |  | 22h30 | 0.23 | 0.66 | 1.2143 | 0.91286 |  | 22h30 | 0.24 | 0.68 | 1.3271 | 0.99429 |  | 22h30 | 0.21 | 0.62 | 1.1614 | 0.87571 |  | 22h30 | 0.18 | 0.53 | 0.99 | 0.74571 |  | 22h30 | 0.18 | 0.54 | 1.0957 | 0.82286 |  | 22h30 | 0.16 | 0.47 | 0.93 | 0.70429 |  | 22h30 | 0.16 | 0.47 | 0.88571 | 0.67143 |  | 22h30 | 0.16 | 0.48 | 0.98286 | 0.74429 |  | 22h30 | 0.13 | 0.4 | 0.82429 | 0.62714 |  | 22h30 | 0.22 | 0.65 | 1.1957 | 0.90143 |  | 22h30 | 0.23 | 0.66 | 1.2986 | 0.97571 |  | 22h30 | 0.2 | 0.61 | 1.1457 | 0.86571 |  | 22h30 | 1.29 | 3.74 | 4.4486 | 3.3186 |  | 22h30 | 1.34 | 3.85 | 4.5557 | 3.3929 |  | 22h30 | 1.28 | 3.72 | 4.4357 | 3.31 |  | 22h30 | 1.13 | 3.36 | 3.9043 | 2.9286 |  | 22h30 | 1.21 | 3.57 | 4.1086 | 3.0729 |  | 22h30 | 1.1 | 3.28 | 3.8371 | 2.8786 |  | 22h30 | 1.02 | 3.27 | 3.7143 | 2.8486 |  | 22h30 | 1.14 | 3.49 | 3.9514 | 3.0014 |  | 22h30 | 0.99 | 3.22 | 3.67 | 2.8214 |  | 22h30 | 0.71 | 2.45 | 2.86 | 2.2343 |  | 22h30 | 0.85 | 2.71 | 3.1443 | 2.42 |  | 22h30 | 0.68 | 2.38 | 2.8086 | 2.2014 |  | 22h30 | 0.62 | 2.84 | 2.9029 | 2.4286 |  | 22h30 | 0.68 | 2.96 | 3.0429 | 2.5229 |  | 22h30 | 0.6 | 2.8 | 2.8843 | 2.4086 |  | 22h30 | 0.71 | 2.16 | 2.5586 | 1.9357 |  | 22h30 | 0.9 | 2.67 | 3.0286 | 2.2757 |  | 22h30 | 0.68 | 2.09 | 2.4957 | 1.8914 |  | 22h30 | 0.66 | 2.02 | 2.3757 | 1.8014 |  | 22h30 | 0.83 | 2.5 | 2.8271 | 2.1286 |  | 22h30 | 0.63 | 1.94 | 2.3057 | 1.7514 |  | 22h30 | 0.59 | 1.88 | 2.1786 | 1.6671 |  | 22h30 | 0.79 | 2.43 | 2.6814 | 2.0329 |  | 22h30 | 0.56 | 1.8 | 2.1043 | 1.6157
23h30 | 0.09 | 1.04 | 1.3629 | 23h30 | 0.1 | 1.05 | 1.3957 | 23h30 | 0.08 | 1.02 | 1.3443 | 1.2057 |  | 23h30 | 0.32 | 0.94 | 1.4557 | 1.0943 |  | 23h30 | 0.34 | 0.99 | 1.55 | 1.1643 |  | 23h30 | 0.3 | 0.89 | 1.4171 | 1.0657 |  | 23h30 | 0.3 | 0.86 | 1.3814 | 1.0371 |  | 23h30 | 0.31 | 0.89 | 1.4643 | 1.0986 |  | 23h30 | 0.27 | 0.81 | 1.3371 | 1.0057 |  | 23h30 | 0.23 | 0.69 | 1.14 | 0.86 |  | 23h30 | 0.23 | 0.7 | 1.2171 | 0.91714 |  | 23h30 | 0.21 | 0.65 | 1.0914 | 0.82714 |  | 23h30 | 0.21 | 0.63 | 1.0329 | 0.78429 |  | 23h30 | 0.21 | 0.63 | 1.1071 | 0.83714 |  | 23h30 | 0.19 | 0.59 | 0.98714 | 0.75143 |  | 23h30 | 0.29 | 0.84 | 1.3629 | 1.0243 |  | 23h30 | 0.3 | 0.87 | 1.4443 | 1.0829 |  | 23h30 | 0.27 | 0.8 | 1.3214 | 0.99571 |  | 23h30 | 1.29 | 3.74 | 4.4643 | 3.33 |  | 23h30 | 1.31 | 3.81 | 4.5157 | 3.37 |  | 23h30 | 1.28 | 3.72 | 4.4543 | 3.3229 |  | 23h30 | 1.13 | 3.33 | 3.8986 | 2.92 |  | 23h30 | 1.18 | 3.49 | 4.05 | 3.0314 |  | 23h30 | 1.1 | 3.26 | 3.84 | 2.8786 |  | 23h30 | 1.02 | 3.26 | 3.72 | 2.8529 |  | 23h30 | 1.09 | 3.39 | 3.8586 | 2.9386 |  | 23h30 | 0.99 | 3.22 | 3.6843 | 2.8329 |  | 23h30 | 0.71 | 2.46 | 2.88 | 2.2514 |  | 23h30 | 0.8 | 2.64 | 3.0643 | 2.37 |  | 23h30 | 0.68 | 2.41 | 2.8314 | 2.2214 |  | 23h30 | 0.61 | 2.83 | 2.9029 | 2.4329 |  | 23h30 | 0.65 | 2.91 | 2.9943 | 2.4929 |  | 23h30 | 0.59 | 2.8 | 2.8786 | 2.4129 |  | 23h30 | 0.71 | 2.15 | 2.5557 | 1.9329 |  | 23h30 | 0.83 | 2.47 | 2.8571 | 2.1514 |  | 23h30 | 0.69 | 2.09 | 2.5057 | 1.8957 |  | 23h30 | 0.65 | 2 | 2.3671 | 1.7943 |  | 23h30 | 0.77 | 2.32 | 2.6714 | 2.0157 |  | 23h30 | 0.63 | 1.94 | 2.3143 | 1.7557 |  | 23h30 | 0.59 | 1.86 | 2.1743 | 1.6629 |  | 23h30 | 0.72 | 2.23 | 2.5143 | 1.9114 |  | 23h30 | 0.56 | 1.8 | 2.1171 | 1.6229
00h30 | 0.08 | 0.66 |  | 00h30 | 0.08 | 0.63 |  | 00h30 | 0.08 | 0.65 |  |  |  | 00h30 | 0.19 | 0.63 |  |  |  | 00h30 | 0.17 | 0.46 |  |  |  | 00h30 | 0.17 | 0.56 |  |  |  | 00h30 | 0.17 | 0.53 |  |  |  | 00h30 | 0.16 | 0.44 |  |  |  | 00h30 | 0.16 | 0.45 |  |  |  | 00h30 | 0.13 | 0.38 |  |  |  | 00h30 | 0.13 | 0.38 |  |  |  | 00h30 | 0.11 | 0.37 |  |  |  | 00h30 | 0.11 | 0.35 |  |  |  | 00h30 | 0.11 | 0.34 |  |  |  | 00h30 | 0.11 | 0.35 |  |  |  | 00h30 | 0.16 | 0.51 |  |  |  | 00h30 | 0.16 | 0.44 |  |  |  | 00h30 | 0.15 | 0.45 |  |  |  | 00h30 | 0.87 | 2.59 |  |  |  | 00h30 | 0.74 | 2.32 |  |  |  | 00h30 | 1.05 | 2.68 |  |  |  | 00h30 | 0.76 | 2.29 |  |  |  | 00h30 | 0.61 | 1.99 |  |  |  | 00h30 | 0.89 | 2.62 |  |  |  | 00h30 | 0.71 | 2.34 |  |  |  | 00h30 | 0.52 | 1.9 |  |  |  | 00h30 | 0.8 | 2.5 |  |  |  | 00h30 | 0.51 | 1.84 |  |  |  | 00h30 | 0.26 | 1.23 |  |  |  | 00h30 | 0.53 | 2.06 |  |  |  | 00h30 | 0.41 | 2.05 |  |  |  | 00h30 | 0.29 | 1.64 |  |  |  | 00h30 | 0.46 | 2.4 |  |  |  | 00h30 | 0.5 | 1.6 |  |  |  | 00h30 | 0.27 | 1 |  |  |  | 00h30 | 0.53 | 1.74 |  |  |  | 00h30 | 0.46 | 1.48 |  |  |  | 00h30 | 0.22 | 0.87 |  |  |  | 00h30 | 0.48 | 1.6 |  |  |  | 00h30 | 0.42 | 1.4 |  |  |  | 00h30 | 0.19 | 0.77 |  |  |  | 00h30 | 0.41 | 1.45
01h30 | 0.02 | 0.25 |  | 01h30 | 0.02 | 0.23 |  | 01h30 | 0.02 | 0.24 |  |  |  | 01h30 | 0 | 0 |  |  |  | 01h30 | 0 | 0 |  |  |  | 01h30 | 0 | 0 |  |  |  | 01h30 | 0 | 0 |  |  |  | 01h30 | 0 | 0 |  |  |  | 01h30 | 0 | 0 |  |  |  | 01h30 | 0 | 0 |  |  |  | 01h30 | 0 | 0 |  |  |  | 01h30 | 0 | 0 |  |  |  | 01h30 | 0 | 0 |  |  |  | 01h30 | 0 | 0 |  |  |  | 01h30 | 0 | 0 |  |  |  | 01h30 | 0 | 0 |  |  |  | 01h30 | 0 | 0 |  |  |  | 01h30 | 0 | 0 |  |  |  | 01h30 | 0.49 | 1.7 |  |  |  | 01h30 | 0.32 | 1.13 |  |  |  | 01h30 | 0.59 | 1.75 |  |  |  | 01h30 | 0.38 | 1.37 |  |  |  | 01h30 | 0.24 | 0.94 |  |  |  | 01h30 | 0.43 | 1.51 |  |  |  | 01h30 | 0.32 | 1.4 |  |  |  | 01h30 | 0.2 | 0.93 |  |  |  | 01h30 | 0.35 | 1.47 |  |  |  | 01h30 | 0.15 | 0.89 |  |  |  | 01h30 | 0.06 | 0.55 |  |  |  | 01h30 | 0.14 | 0.94 |  |  |  | 01h30 | 0.29 | 1.35 |  |  |  | 01h30 | 0.15 | 0.82 |  |  |  | 01h30 | 0.32 | 1.51 |  |  |  | 01h30 | 0.12 | 0.61 |  |  |  | 01h30 | 0.05 | 0.41 |  |  |  | 01h30 | 0.12 | 0.64 |  |  |  | 01h30 | 0.09 | 0.51 |  |  |  | 01h30 | 0.01 | 0.3 |  |  |  | 01h30 | 0.08 | 0.52 |  |  |  | 01h30 | 0.05 | 0.42 |  |  |  | 01h30 | 0 | 0.25 |  |  |  | 01h30 | 0.05 | 0.42
02h30 | 0.02 | 0.27 |  | 02h30 | 0.02 | 0.27 |  | 02h30 | 0.02 | 0.26 |  |  |  | 02h30 | 0 | 0 |  |  |  | 02h30 | 0 | 0 |  |  |  | 02h30 | 0 | 0 |  |  |  | 02h30 | 0 | 0 |  |  |  | 02h30 | 0 | 0 |  |  |  | 02h30 | 0 | 0 |  |  |  | 02h30 | 0 | 0 |  |  |  | 02h30 | 0 | 0 |  |  |  | 02h30 | 0 | 0 |  |  |  | 02h30 | 0 | 0 |  |  |  | 02h30 | 0 | 0 |  |  |  | 02h30 | 0 | 0 |  |  |  | 02h30 | 0 | 0 |  |  |  | 02h30 | 0 | 0 |  |  |  | 02h30 | 0 | 0 |  |  |  | 02h30 | 0.49 | 1.76 |  |  |  | 02h30 | 0 | 0 |  |  |  | 02h30 | 0.59 | 1.75 |  |  |  | 02h30 | 0.38 | 1.37 |  |  |  | 02h30 | 0 | 0 |  |  |  | 02h30 | 0.43 | 1.51 |  |  |  | 02h30 | 0.32 | 1.4 |  |  |  | 02h30 | 0 | 0 |  |  |  | 02h30 | 0.35 | 1.47 |  |  |  | 02h30 | 0.15 | 0.89 |  |  |  | 02h30 | 0 | 0 |  |  |  | 02h30 | 0.14 | 0.94 |  |  |  | 02h30 | 0.32 | 1.35 |  |  |  | 02h30 | 0 | 0 |  |  |  | 02h30 | 0.32 | 1.51 |  |  |  | 02h30 | 0.12 | 0.61 |  |  |  | 02h30 | 0 | 0 |  |  |  | 02h30 | 0.12 | 0.64 |  |  |  | 02h30 | 0.09 | 0.51 |  |  |  | 02h30 | 0 | 0 |  |  |  | 02h30 | 0.08 | 0.52 |  |  |  | 02h30 | 0.05 | 0.42 |  |  |  | 02h30 | 0 | 0 |  |  |  | 02h30 | 0.05 | 0.42
03h30 | 0.09 | 0.41 |  | 03h30 | 0.09 | 0.41 |  | 03h30 | 0.09 | 0.41 |  |  |  | 03h30 | 0 | 0 |  |  |  | 03h30 | 0 | 0 |  |  |  | 03h30 | 0 | 0 |  |  |  | 03h30 | 0 | 0 |  |  |  | 03h30 | 0 | 0 |  |  |  | 03h30 | 0 | 0 |  |  |  | 03h30 | 0 | 0 |  |  |  | 03h30 | 0 | 0 |  |  |  | 03h30 | 0 | 0 |  |  |  | 03h30 | 0 | 0 |  |  |  | 03h30 | 0 | 0 |  |  |  | 03h30 | 0 | 0 |  |  |  | 03h30 | 0 | 0 |  |  |  | 03h30 | 0 | 0 |  |  |  | 03h30 | 0 | 0 |  |  |  | 03h30 | 0.61 | 2.02 |  |  |  | 03h30 | 0 | 0 |  |  |  | 03h30 | 0.65 | 2 |  |  |  | 03h30 | 0.46 | 1.58 |  |  |  | 03h30 | 0 | 0 |  |  |  | 03h30 | 0.47 | 1.59 |  |  |  | 03h30 | 0.4 | 1.66 |  |  |  | 03h30 | 0 | 0 |  |  |  | 03h30 | 0.41 | 1.67 |  |  |  | 03h30 | 0.17 | 1.04 |  |  |  | 03h30 | 0 | 0 |  |  |  | 03h30 | 0.16 | 1.04 |  |  |  | 03h30 | 0.42 | 1.58 |  |  |  | 03h30 | 0 | 0 |  |  |  | 03h30 | 0.4 | 1.63 |  |  |  | 03h30 | 0.15 | 0.69 |  |  |  | 03h30 | 0 | 0 |  |  |  | 03h30 | 0.15 | 0.7 |  |  |  | 03h30 | 0.11 | 0.59 |  |  |  | 03h30 | 0 | 0 |  |  |  | 03h30 | 0.11 | 0.58 |  |  |  | 03h30 | 0.06 | 0.48 |  |  |  | 03h30 | 0 | 0 |  |  |  | 03h30 | 0.04 | 0.47
04h30 | 0.14 | 0.5 |  | 04h30 | 0.14 | 0.5 |  | 04h30 | 0.13 | 0.49 |  |  |  | 04h30 | 0 | 0 |  |  |  | 04h30 | 0 | 0 |  |  |  | 04h30 | 0 | 0 |  |  |  | 04h30 | 0 | 0 |  |  |  | 04h30 | 0 | 0 |  |  |  | 04h30 | 0 | 0 |  |  |  | 04h30 | 0 | 0 |  |  |  | 04h30 | 0 | 0 |  |  |  | 04h30 | 0 | 0 |  |  |  | 04h30 | 0 | 0 |  |  |  | 04h30 | 0 | 0 |  |  |  | 04h30 | 0 | 0 |  |  |  | 04h30 | 0 | 0 |  |  |  | 04h30 | 0 | 0 |  |  |  | 04h30 | 0 | 0 |  |  |  | 04h30 | 0.7 | 2.19 |  |  |  | 04h30 | 0 | 0 |  |  |  | 04h30 | 0.67 | 2.16 |  |  |  | 04h30 | 0.52 | 1.72 |  |  |  | 04h30 | 0 | 0 |  |  |  | 04h30 | 0.47 | 1.62 |  |  |  | 04h30 | 0.46 | 1.86 |  |  |  | 04h30 | 0 | 0 |  |  |  | 04h30 | 0.42 | 1.8 |  |  |  | 04h30 | 0.2 | 1.16 |  |  |  | 04h30 | 0 | 0 |  |  |  | 04h30 | 0.18 | 1.08 |  |  |  | 04h30 | 0.51 | 1.74 |  |  |  | 04h30 | 0 | 0 |  |  |  | 04h30 | 0.48 | 1.67 |  |  |  | 04h30 | 0.16 | 0.72 |  |  |  | 04h30 | 0 | 0 |  |  |  | 04h30 | 0.15 | 0.7 |  |  |  | 04h30 | 0.13 | 0.62 |  |  |  | 04h30 | 0 | 0 |  |  |  | 04h30 | 0.11 | 0.59 |  |  |  | 04h30 | 0.07 | 0.53 |  |  |  | 04h30 | 0 | 0 |  |  |  | 04h30 | 0.05 | 0.51
05h30 | 0.15 | 0.46 |  | 05h30 | 0.16 | 0.47 |  | 05h30 | 0.15 | 0.46 |  |  |  | 05h30 | 0 | 0 |  |  |  | 05h30 | 0 | 0.01 |  |  |  | 05h30 | 0 | 0 |  |  |  | 05h30 | 0 | 0 |  |  |  | 05h30 | 0 | 0 |  |  |  | 05h30 | 0 | 0 |  |  |  | 05h30 | 0 | 0 |  |  |  | 05h30 | 0 | 0 |  |  |  | 05h30 | 0 | 0 |  |  |  | 05h30 | 0 | 0 |  |  |  | 05h30 | 0 | 0 |  |  |  | 05h30 | 0 | 0 |  |  |  | 05h30 | 0 | 0 |  |  |  | 05h30 | 0 | 0 |  |  |  | 05h30 | 0 | 0 |  |  |  | 05h30 | 0.74 | 2.25 |  |  |  | 05h30 | 0 | 0 |  |  |  | 05h30 | 0.7 | 2.22 |  |  |  | 05h30 | 0.55 | 1.78 |  |  |  | 05h30 | 0 | 0 |  |  |  | 05h30 | 0.51 | 1.69 |  |  |  | 05h30 | 0.51 | 1.95 |  |  |  | 05h30 | 0 | 0 |  |  |  | 05h30 | 0.47 | 1.89 |  |  |  | 05h30 | 0.25 | 1.29 |  |  |  | 05h30 | 0 | 0 |  |  |  | 05h30 | 0.22 | 1.21 |  |  |  | 05h30 | 0.55 | 1.81 |  |  |  | 05h30 | 0 | 0 |  |  |  | 05h30 | 0.52 | 1.74 |  |  |  | 05h30 | 0.21 | 0.85 |  |  |  | 05h30 | 0 | 0 |  |  |  | 05h30 | 0.19 | 0.81 |  |  |  | 05h30 | 0.16 | 0.72 |  |  |  | 05h30 | 0 | 0 |  |  |  | 05h30 | 0.15 | 0.68 |  |  |  | 05h30 | 0.11 | 0.64 |  |  |  | 05h30 | 0 | 0 |  |  |  | 05h30 | 0.1 | 0.61
06h30 | 0.12 | 0.36 |  | 06h30 | 0.13 | 0.34 |  | 06h30 | 0.12 | 0.35 |  |  |  | 06h30 | 0 | 0 |  |  |  | 06h30 | 0 | 0.01 |  |  |  | 06h30 | 0 | 0 |  |  |  | 06h30 | 0 | 0 |  |  |  | 06h30 | 0 | 0 |  |  |  | 06h30 | 0 | 0 |  |  |  | 06h30 | 0 | 0 |  |  |  | 06h30 | 0 | 0 |  |  |  | 06h30 | 0 | 0 |  |  |  | 06h30 | 0 | 0 |  |  |  | 06h30 | 0 | 0 |  |  |  | 06h30 | 0 | 0 |  |  |  | 06h30 | 0 | 0 |  |  |  | 06h30 | 0 | 0 |  |  |  | 06h30 | 0 | 0 |  |  |  | 06h30 | 0.74 | 2.27 |  |  |  | 06h30 | 0 | 0 |  |  |  | 06h30 | 0.73 | 2.25 |  |  |  | 06h30 | 0.57 | 1.81 |  |  |  | 06h30 | 0 | 0 |  |  |  | 06h30 | 0.54 | 1.76 |  |  |  | 06h30 | 0.54 | 2 |  |  |  | 06h30 | 0 | 0 |  |  |  | 06h30 | 0.52 | 1.97 |  |  |  | 06h30 | 0.28 | 1.38 |  |  |  | 06h30 | 0 | 0 |  |  |  | 06h30 | 0.26 | 1.33 |  |  |  | 06h30 | 0.56 | 1.84 |  |  |  | 06h30 | 0 | 0 |  |  |  | 06h30 | 0.54 | 1.81 |  |  |  | 06h30 | 0.24 | 0.97 |  |  |  | 06h30 | 0 | 0 |  |  |  | 06h30 | 0.23 | 0.94 |  |  |  | 06h30 | 0.19 | 0.81 |  |  |  | 06h30 | 0 | 0 |  |  |  | 06h30 | 0.18 | 0.77 |  |  |  | 06h30 | 0.15 | 0.73 |  |  |  | 06h30 | 0 | 0 |  |  |  | 06h30 | 0.14 | 0.7
07h30 | 0.31 | 1.03 |  | 07h30 | 0.31 | 1.02 |  | 07h30 | 0.3 | 1.03 |  |  |  | 07h30 | 0.28 | 0.89 |  |  |  | 07h30 | 0.28 | 0.89 |  |  |  | 07h30 | 0.28 | 0.88 |  |  |  | 07h30 | 0.27 | 0.85 |  |  |  | 07h30 | 0.27 | 0.86 |  |  |  | 07h30 | 0.27 | 0.84 |  |  |  | 07h30 | 0.24 | 0.78 |  |  |  | 07h30 | 0.24 | 0.78 |  |  |  | 07h30 | 0.24 | 0.77 |  |  |  | 07h30 | 0.22 | 0.72 |  |  |  | 07h30 | 0.22 | 0.72 |  |  |  | 07h30 | 0.21 | 0.7 |  |  |  | 07h30 | 0.27 | 0.86 |  |  |  | 07h30 | 0.27 | 0.87 |  |  |  | 07h30 | 0.27 | 0.86 |  |  |  | 07h30 | 1.29 | 3.49 |  |  |  | 07h30 | 0 | 0 |  |  |  | 07h30 | 1.29 | 3.44 |  |  |  | 07h30 | 1.09 | 3.2 |  |  |  | 07h30 | 0 | 0 |  |  |  | 07h30 | 1.08 | 3.16 |  |  |  | 07h30 | 1.07 | 3.43 |  |  |  | 07h30 | 0 | 0 |  |  |  | 07h30 | 1.05 | 3.4 |  |  |  | 07h30 | 0.76 | 2.74 |  |  |  | 07h30 | 0 | 0 |  |  |  | 07h30 | 0.73 | 2.69 |  |  |  | 07h30 | 0.91 | 3.02 |  |  |  | 07h30 | 0 | 0 |  |  |  | 07h30 | 0.89 | 3 |  |  |  | 07h30 | 0.73 | 2.27 |  |  |  | 07h30 | 0 | 0 |  |  |  | 07h30 | 0.71 | 2.23 |  |  |  | 07h30 | 0.64 | 2.06 |  |  |  | 07h30 | 0 | 0 |  |  |  | 07h30 | 0.61 | 2.01 |  |  |  | 07h30 | 0.53 | 1.95 |  |  |  | 07h30 | 0 | 0 |  |  |  | 07h30 | 0.53 | 1.91
08h30 | 0.32 | 1.19 |  | 08h30 | 0.32 | 1.18 |  | 08h30 | 0.32 | 1.18 |  |  |  | 08h30 | 0.48 | 1.38 |  |  |  | 08h30 | 0.49 | 1.39 |  |  |  | 08h30 | 0.48 | 1.37 |  |  |  | 08h30 | 0.45 | 1.26 |  |  |  | 08h30 | 0.45 | 1.27 |  |  |  | 08h30 | 0.44 | 1.25 |  |  |  | 08h30 | 0.38 | 1.13 |  |  |  | 08h30 | 0.38 | 1.14 |  |  |  | 08h30 | 0.37 | 1.1 |  |  |  | 08h30 | 0.32 | 1 |  |  |  | 08h30 | 0.33 | 1.01 |  |  |  | 08h30 | 0.31 | 0.97 |  |  |  | 08h30 | 0.45 | 1.29 |  |  |  | 08h30 | 0.45 | 1.3 |  |  |  | 08h30 | 0.44 | 1.28 |  |  |  | 08h30 | 1.65 | 4.47 |  |  |  | 08h30 | 1.06 | 3.14 |  |  |  | 08h30 | 1.66 | 4.45 |  |  |  | 08h30 | 1.45 | 4.06 |  |  |  | 08h30 | 1.03 | 3.02 |  |  |  | 08h30 | 1.43 | 4.02 |  |  |  | 08h30 | 1.42 | 4.28 |  |  |  | 08h30 | 0.96 | 2.95 |  |  |  | 08h30 | 1.4 | 4.26 |  |  |  | 08h30 | 1.1 | 3.56 |  |  |  | 08h30 | 0.8 | 2.43 |  |  |  | 08h30 | 1.08 | 3.52 |  |  |  | 08h30 | 1.07 | 3.64 |  |  |  | 08h30 | 0.79 | 2.41 |  |  |  | 08h30 | 1.06 | 3.62 |  |  |  | 08h30 | 1.09 | 3.14 |  |  |  | 08h30 | 0.74 | 2.23 |  |  |  | 08h30 | 1.08 | 3.1 |  |  |  | 08h30 | 1 | 2.92 |  |  |  | 08h30 | 0.7 | 2.14 |  |  |  | 08h30 | 0.98 | 2.87 |  |  |  | 08h30 | 0.91 | 2.82 |  |  |  | 08h30 | 0.67 | 2.09 |  |  |  | 08h30 | 0.89 | 2.78
09h30 | 0.04 | 0.15 |  | 09h30 | 0.04 | 0.17 |  | 09h30 | 0.38 | 1.2 |  |  |  | 09h30 | 0.2 | 0.49 |  |  |  | 09h30 | 0.2 | 0.5 |  |  |  | 09h30 | 0.48 | 1.34 |  |  |  | 09h30 | 0.18 | 0.41 |  |  |  | 09h30 | 0.18 | 0.42 |  |  |  | 09h30 | 0.44 | 1.15 |  |  |  | 09h30 | 0.14 | 0.35 |  |  |  | 09h30 | 0.14 | 0.35 |  |  |  | 09h30 | 0.35 | 1 |  |  |  | 09h30 | 0.11 | 0.28 |  |  |  | 09h30 | 0.11 | 0.29 |  |  |  | 09h30 | 0.28 | 0.84 |  |  |  | 09h30 | 0.18 | 0.43 |  |  |  | 09h30 | 0.18 | 0.44 |  |  |  | 09h30 | 0.44 | 1.2 |  |  |  | 09h30 | 1.58 | 4.45 |  |  |  | 09h30 | 2.03 | 5.41 |  |  |  | 09h30 | 1.58 | 4.45 |  |  |  | 09h30 | 1.39 | 3.92 |  |  |  | 09h30 | 1.85 | 4.98 |  |  |  | 09h30 | 1.38 | 3.89 |  |  |  | 09h30 | 1.34 | 4.07 |  |  |  | 09h30 | 1.86 | 5.27 |  |  |  | 09h30 | 1.33 | 4.05 |  |  |  | 09h30 | 1.08 | 3.39 |  |  |  | 09h30 | 1.49 | 4.41 |  |  |  | 09h30 | 1.07 | 3.37 |  |  |  | 09h30 | 1.14 | 3.75 |  |  |  | 09h30 | 1.56 | 4.5 |  |  |  | 09h30 | 1.13 | 3.74 |  |  |  | 09h30 | 1.1 | 3.11 |  |  |  | 09h30 | 1.38 | 3.86 |  |  |  | 09h30 | 1.09 | 3.1 |  |  |  | 09h30 | 1.04 | 2.94 |  |  |  | 09h30 | 1.29 | 3.64 |  |  |  | 09h30 | 1.03 | 2.92 |  |  |  | 09h30 | 1.01 | 2.89 |  |  |  | 09h30 | 1.22 | 3.56 |  |  |  | 09h30 | 1 | 2.87
10h30 | 0 | 0 |  | 10h30 | 0 | 0 |  | 10h30 | 0.35 | 1.04 |  |  |  | 10h30 | 0 | 0 |  |  |  | 10h30 | 0 | 0 |  |  |  | 10h30 | 0.33 | 0.96 |  |  |  | 10h30 | 0 | 0 |  |  |  | 10h30 | 0 | 0 |  |  |  | 10h30 | 0.3 | 0.8 |  |  |  | 10h30 | 0 | 0 |  |  |  | 10h30 | 0 | 0 |  |  |  | 10h30 | 0.24 | 0.7 |  |  |  | 10h30 | 0 | 0 |  |  |  | 10h30 | 0 | 0 |  |  |  | 10h30 | 0.2 | 0.6 |  |  |  | 10h30 | 0 | 0 |  |  |  | 10h30 | 0 | 0 |  |  |  | 10h30 | 0.3 | 0.83 |  |  |  | 10h30 | 1.4 | 4.04 |  |  |  | 10h30 | 2.04 | 5.26 |  |  |  | 10h30 | 1.4 | 4.05 |  |  |  | 10h30 | 1.22 | 3.52 |  |  |  | 10h30 | 1.77 | 4.66 |  |  |  | 10h30 | 1.21 | 3.5 |  |  |  | 10h30 | 1.15 | 3.6 |  |  |  | 10h30 | 1.89 | 5.27 |  |  |  | 10h30 | 1.14 | 3.59 |  |  |  | 10h30 | 0.89 | 2.93 |  |  |  | 10h30 | 1.49 | 4.51 |  |  |  | 10h30 | 0.88 | 2.91 |  |  |  | 10h30 | 1.12 | 3.64 |  |  |  | 10h30 | 1.58 | 4.69 |  |  |  | 10h30 | 1.12 | 3.63 |  |  |  | 10h30 | 0.92 | 2.68 |  |  |  | 10h30 | 1.43 | 3.94 |  |  |  | 10h30 | 0.91 | 2.67 |  |  |  | 10h30 | 0.86 | 2.52 |  |  |  | 10h30 | 1.32 | 3.67 |  |  |  | 10h30 | 0.85 | 2.5 |  |  |  | 10h30 | 0.82 | 2.46 |  |  |  | 10h30 | 1.24 | 3.6 |  |  |  | 10h30 | 0.82 | 2.45
11h30 | 0 | 0 |  | 11h30 | 0 | 0 |  | 11h30 | 0.24 | 0.77 |  |  |  | 11h30 | 0 | 0 |  |  |  | 11h30 | 0 | 0 |  |  |  | 11h30 | 0.22 | 0.7 |  |  |  | 11h30 | 0 | 0 |  |  |  | 11h30 | 0 | 0 |  |  |  | 11h30 | 0.2 | 0.55 |  |  |  | 11h30 | 0 | 0 |  |  |  | 11h30 | 0 | 0 |  |  |  | 11h30 | 0.16 | 0.48 |  |  |  | 11h30 | 0 | 0 |  |  |  | 11h30 | 0 | 0 |  |  |  | 11h30 | 0.13 | 0.41 |  |  |  | 11h30 | 0 | 0 |  |  |  | 11h30 | 0 | 0 |  |  |  | 11h30 | 0.19 | 0.58 |  |  |  | 11h30 | 1.29 | 3.75 |  |  |  | 11h30 | 1.46 | 4.06 |  |  |  | 11h30 | 1.29 | 3.75 |  |  |  | 11h30 | 1.11 | 3.26 |  |  |  | 11h30 | 1.3 | 3.65 |  |  |  | 11h30 | 1.1 | 3.24 |  |  |  | 11h30 | 1.02 | 3.29 |  |  |  | 11h30 | 1.31 | 3.86 |  |  |  | 11h30 | 1.01 | 3.28 |  |  |  | 11h30 | 0.77 | 2.67 |  |  |  | 11h30 | 1.04 | 3.24 |  |  |  | 11h30 | 0.76 | 2.65 |  |  |  | 11h30 | 1.03 | 3.39 |  |  |  | 11h30 | 1.2 | 3.73 |  |  |  | 11h30 | 1.03 | 3.38 |  |  |  | 11h30 | 0.8 | 2.4 |  |  |  | 11h30 | 1.06 | 3.04 |  |  |  | 11h30 | 0.79 | 2.39 |  |  |  | 11h30 | 0.74 | 2.23 |  |  |  | 11h30 | 0.98 | 2.84 |  |  |  | 11h30 | 0.74 | 2.22 |  |  |  | 11h30 | 0.7 | 2.17 |  |  |  | 11h30 | 0.93 | 2.79 |  |  |  | 11h30 | 0.7 | 2.16
12h30 | 0 | 0 |  | 12h30 | 0 | 0 |  | 12h30 | 0.23 | 0.77 |  |  |  | 12h30 | 0 | 0 |  |  |  | 12h30 | 0 | 0 |  |  |  | 12h30 | 0.18 | 0.6 |  |  |  | 12h30 | 0 | 0 |  |  |  | 12h30 | 0 | 0 |  |  |  | 12h30 | 0.17 | 0.51 |  |  |  | 12h30 | 0 | 0 |  |  |  | 12h30 | 0 | 0 |  |  |  | 12h30 | 0.13 | 0.44 |  |  |  | 12h30 | 0 | 0 |  |  |  | 12h30 | 0 | 0 |  |  |  | 12h30 | 0.11 | 0.39 |  |  |  | 12h30 | 0 | 0 |  |  |  | 12h30 | 0 | 0 |  |  |  | 12h30 | 0.16 | 0.52 |  |  |  | 12h30 | 1.2 | 3.51 |  |  |  | 12h30 | 1.25 | 3.61 |  |  |  | 12h30 | 1.2 | 3.51 |  |  |  | 12h30 | 1.03 | 3.04 |  |  |  | 12h30 | 1.11 | 3.23 |  |  |  | 12h30 | 1.02 | 3.01 |  |  |  | 12h30 | 0.93 | 3.05 |  |  |  | 12h30 | 1.06 | 3.27 |  |  |  | 12h30 | 0.93 | 3.04 |  |  |  | 12h30 | 0.7 | 2.46 |  |  |  | 12h30 | 0.82 | 2.71 |  |  |  | 12h30 | 0.69 | 2.45 |  |  |  | 12h30 | 0.96 | 3.16 |  |  |  | 12h30 | 1.03 | 3.31 |  |  |  | 12h30 | 0.95 | 3.15 |  |  |  | 12h30 | 0.72 | 2.18 |  |  |  | 12h30 | 0.86 | 2.54 |  |  |  | 12h30 | 0.71 | 2.17 |  |  |  | 12h30 | 0.66 | 2.02 |  |  |  | 12h30 | 0.79 | 2.37 |  |  |  | 12h30 | 0.66 | 2 |  |  |  | 12h30 | 0.62 | 1.94 |  |  |  | 12h30 | 0.75 | 2.32 |  |  |  | 12h30 | 0.61 | 1.94
13h30 | 0.1 | 0.29 |  | 13h30 | 0 | 0 |  | 13h30 | 0.13 | 0.44 |  |  |  | 13h30 | 0.11 | 0.35 |  |  |  | 13h30 | 0 | 0 |  |  |  | 13h30 | 0.1 | 0.36 |  |  |  | 13h30 | 0.1 | 0.27 |  |  |  | 13h30 | 0 | 0 |  |  |  | 13h30 | 0.09 | 0.25 |  |  |  | 13h30 | 0.08 | 0.22 |  |  |  | 13h30 | 0 | 0 |  |  |  | 13h30 | 0.06 | 0.19 |  |  |  | 13h30 | 0.06 | 0.18 |  |  |  | 13h30 | 0 | 0 |  |  |  | 13h30 | 0.05 | 0.15 |  |  |  | 13h30 | 0.09 | 0.28 |  |  |  | 13h30 | 0 | 0 |  |  |  | 13h30 | 0.07 | 0.27 |  |  |  | 13h30 | 1.14 | 3.34 |  |  |  | 13h30 | 1.16 | 3.4 |  |  |  | 13h30 | 1.14 | 3.34 |  |  |  | 13h30 | 0.97 | 2.87 |  |  |  | 13h30 | 1.03 | 3.03 |  |  |  | 13h30 | 0.97 | 2.86 |  |  |  | 13h30 | 0.87 | 2.87 |  |  |  | 13h30 | 0.95 | 3 |  |  |  | 13h30 | 0.87 | 2.86 |  |  |  | 13h30 | 0.65 | 2.33 |  |  |  | 13h30 | 0.73 | 2.49 |  |  |  | 13h30 | 0.64 | 2.32 |  |  |  | 13h30 | 0.91 | 2.99 |  |  |  | 13h30 | 0.95 | 3.09 |  |  |  | 13h30 | 0.9 | 2.99 |  |  |  | 13h30 | 0.66 | 2.04 |  |  |  | 13h30 | 0.75 | 2.27 |  |  |  | 13h30 | 0.66 | 2.03 |  |  |  | 13h30 | 0.61 | 1.87 |  |  |  | 13h30 | 0.69 | 2.11 |  |  |  | 13h30 | 0.61 | 1.86 |  |  |  | 13h30 | 0.56 | 1.79 |  |  |  | 13h30 | 0.65 | 2.04 |  |  |  | 13h30 | 0.56 | 1.79
14h30 | 0.15 | 0.38 |  | 14h30 | 0 | 0 |  | 14h30 | 0.13 | 0.44 |  |  |  | 14h30 | 0.16 | 0.49 |  |  |  | 14h30 | 0 | 0 |  |  |  | 14h30 | 0.1 | 0.36 |  |  |  | 14h30 | 0.14 | 0.33 |  |  |  | 14h30 | 0 | 0 |  |  |  | 14h30 | 0.09 | 0.25 |  |  |  | 14h30 | 0.1 | 0.26 |  |  |  | 14h30 | 0 | 0 |  |  |  | 14h30 | 0.06 | 0.19 |  |  |  | 14h30 | 0.07 | 0.2 |  |  |  | 14h30 | 0 | 0 |  |  |  | 14h30 | 0.05 | 0.15 |  |  |  | 14h30 | 0.13 | 0.35 |  |  |  | 14h30 | 0 | 0 |  |  |  | 14h30 | 0.07 | 0.27 |  |  |  | 14h30 | 1.12 | 3.28 |  |  |  | 14h30 | 1.14 | 3.33 |  |  |  | 14h30 | 1.12 | 3.28 |  |  |  | 14h30 | 0.96 | 2.83 |  |  |  | 14h30 | 1 | 2.96 |  |  |  | 14h30 | 0.95 | 2.82 |  |  |  | 14h30 | 0.85 | 2.81 |  |  |  | 14h30 | 0.91 | 2.9 |  |  |  | 14h30 | 0.85 | 2.8 |  |  |  | 14h30 | 0.64 | 2.3 |  |  |  | 14h30 | 0.7 | 2.43 |  |  |  | 14h30 | 0.63 | 2.29 |  |  |  | 14h30 | 0.89 | 2.94 |  |  |  | 14h30 | 0.93 | 3.01 |  |  |  | 14h30 | 0.89 | 2.94 |  |  |  | 14h30 | 0.65 | 1.99 |  |  |  | 14h30 | 0.71 | 2.15 |  |  |  | 14h30 | 0.64 | 1.99 |  |  |  | 14h30 | 0.59 | 1.83 |  |  |  | 14h30 | 0.65 | 1.99 |  |  |  | 14h30 | 0.59 | 1.82 |  |  |  | 14h30 | 0.54 | 1.74 |  |  |  | 14h30 | 0.6 | 1.92 |  |  |  | 14h30 | 0.53 | 1.73
15h30 | 0.21 | 0.54 |  | 15h30 | 0 | 0 |  | 15h30 | 0.16 | 0.47 |  |  |  | 15h30 | 0.18 | 0.6 |  |  |  | 15h30 | 0 | 0 |  |  |  | 15h30 | 0.1 | 0.37 |  |  |  | 15h30 | 0.16 | 0.41 |  |  |  | 15h30 | 0 | 0 |  |  |  | 15h30 | 0.09 | 0.25 |  |  |  | 15h30 | 0.11 | 0.33 |  |  |  | 15h30 | 0 | 0 |  |  |  | 15h30 | 0.07 | 0.21 |  |  |  | 15h30 | 0.09 | 0.27 |  |  |  | 15h30 | 0 | 0 |  |  |  | 15h30 | 0.05 | 0.16 |  |  |  | 15h30 | 0.15 | 0.43 |  |  |  | 15h30 | 0 | 0 |  |  |  | 15h30 | 0.09 | 0.27 |  |  |  | 15h30 | 1.13 | 3.33 |  |  |  | 15h30 | 1.15 | 3.36 |  |  |  | 15h30 | 1.13 | 3.33 |  |  |  | 15h30 | 0.97 | 2.88 |  |  |  | 15h30 | 1.02 | 3 |  |  |  | 15h30 | 0.97 | 2.87 |  |  |  | 15h30 | 0.86 | 2.85 |  |  |  | 15h30 | 0.91 | 2.92 |  |  |  | 15h30 | 0.86 | 2.84 |  |  |  | 15h30 | 0.65 | 2.32 |  |  |  | 15h30 | 0.7 | 2.42 |  |  |  | 15h30 | 0.64 | 2.31 |  |  |  | 15h30 | 0.9 | 2.99 |  |  |  | 15h30 | 0.94 | 3.04 |  |  |  | 15h30 | 0.9 | 2.98 |  |  |  | 15h30 | 0.65 | 2 |  |  |  | 15h30 | 0.69 | 2.11 |  |  |  | 15h30 | 0.64 | 1.99 |  |  |  | 15h30 | 0.59 | 1.83 |  |  |  | 15h30 | 0.64 | 1.96 |  |  |  | 15h30 | 0.59 | 1.82 |  |  |  | 15h30 | 0.53 | 1.74 |  |  |  | 15h30 | 0.58 | 1.86 |  |  |  | 15h30 | 0.53 | 1.73
16h30 | 0.25 | 0.7 |  | 16h30 | 0 | 0 |  | 16h30 | 0.2 | 0.59 |  |  |  | 16h30 | 0.19 | 0.62 |  |  |  | 16h30 | 0 | 0 |  |  |  | 16h30 | 0.12 | 0.42 |  |  |  | 16h30 | 0.18 | 0.48 |  |  |  | 16h30 | 0 | 0 |  |  |  | 16h30 | 0.11 | 0.33 |  |  |  | 16h30 | 0.13 | 0.39 |  |  |  | 16h30 | 0 | 0 |  |  |  | 16h30 | 0.08 | 0.25 |  |  |  | 16h30 | 0.11 | 0.34 |  |  |  | 16h30 | 0 | 0 |  |  |  | 16h30 | 0.06 | 0.21 |  |  |  | 16h30 | 0.17 | 0.49 |  |  |  | 16h30 | 0 | 0 |  |  |  | 16h30 | 0.11 | 0.34 |  |  |  | 16h30 | 1.15 | 3.37 |  |  |  | 16h30 | 1.16 | 3.4 |  |  |  | 16h30 | 1.15 | 3.37 |  |  |  | 16h30 | 0.99 | 2.93 |  |  |  | 16h30 | 1.03 | 3.03 |  |  |  | 16h30 | 0.98 | 2.92 |  |  |  | 16h30 | 0.88 | 2.89 |  |  |  | 16h30 | 0.92 | 2.95 |  |  |  | 16h30 | 0.87 | 2.89 |  |  |  | 16h30 | 0.65 | 2.32 |  |  |  | 16h30 | 0.69 | 2.4 |  |  |  | 16h30 | 0.64 | 2.31 |  |  |  | 16h30 | 0.92 | 3.04 |  |  |  | 16h30 | 0.95 | 3.08 |  |  |  | 16h30 | 0.92 | 3.03 |  |  |  | 16h30 | 0.64 | 1.99 |  |  |  | 16h30 | 0.68 | 2.07 |  |  |  | 16h30 | 0.64 | 1.99 |  |  |  | 16h30 | 0.59 | 1.83 |  |  |  | 16h30 | 0.62 | 1.92 |  |  |  | 16h30 | 0.59 | 1.82 |  |  |  | 16h30 | 0.53 | 1.73 |  |  |  | 16h30 | 0.57 | 1.82 |  |  |  | 16h30 | 0.53 | 1.72
17h30 | 0.3 | 0.85 |  | 17h30 | 0 | 0 |  | 17h30 | 0.25 | 0.76 |  |  |  | 17h30 | 0.2 | 0.64 |  |  |  | 17h30 | 0 | 0 |  |  |  | 17h30 | 0.14 | 0.48 |  |  |  | 17h30 | 0.19 | 0.52 |  |  |  | 17h30 | 0 | 0 |  |  |  | 17h30 | 0.13 | 0.39 |  |  |  | 17h30 | 0.14 | 0.42 |  |  |  | 17h30 | 0 | 0 |  |  |  | 17h30 | 0.09 | 0.3 |  |  |  | 17h30 | 0.12 | 0.37 |  |  |  | 17h30 | 0 | 0 |  |  |  | 17h30 | 0.07 | 0.26 |  |  |  | 17h30 | 0.18 | 0.53 |  |  |  | 17h30 | 0 | 0 |  |  |  | 17h30 | 0.13 | 0.4 |  |  |  | 17h30 | 1.15 | 3.37 |  |  |  | 17h30 | 1.16 | 3.39 |  |  |  | 17h30 | 1.15 | 3.37 |  |  |  | 17h30 | 0.99 | 2.93 |  |  |  | 17h30 | 1.02 | 3.01 |  |  |  | 17h30 | 0.98 | 2.92 |  |  |  | 17h30 | 0.88 | 2.89 |  |  |  | 17h30 | 0.91 | 2.94 |  |  |  | 17h30 | 0.87 | 2.89 |  |  |  | 17h30 | 0.64 | 2.29 |  |  |  | 17h30 | 0.68 | 2.36 |  |  |  | 17h30 | 0.64 | 2.29 |  |  |  | 17h30 | 0.92 | 3.04 |  |  |  | 17h30 | 0.95 | 3.07 |  |  |  | 17h30 | 0.92 | 3.03 |  |  |  | 17h30 | 0.63 | 1.96 |  |  |  | 17h30 | 0.66 | 2.02 |  |  |  | 17h30 | 0.63 | 1.96 |  |  |  | 17h30 | 0.58 | 1.8 |  |  |  | 17h30 | 0.61 | 1.87 |  |  |  | 17h30 | 0.58 | 1.79 |  |  |  | 17h30 | 0.52 | 1.69 |  |  |  | 17h30 | 0.55 | 1.76 |  |  |  | 17h30 | 0.52 | 1.69
18h30 | 0.36 | 1.06 |  | 18h30 | 0.25 | 0.74 |  | 18h30 | 0.34 | 1.02 |  |  |  | 18h30 | 0.23 | 0.72 |  |  |  | 18h30 | 0.23 | 0.67 |  |  |  | 18h30 | 0.18 | 0.6 |  |  |  | 18h30 | 0.22 | 0.61 |  |  |  | 18h30 | 0.21 | 0.59 |  |  |  | 18h30 | 0.17 | 0.5 |  |  |  | 18h30 | 0.17 | 0.5 |  |  |  | 18h30 | 0.17 | 0.49 |  |  |  | 18h30 | 0.13 | 0.41 |  |  |  | 18h30 | 0.14 | 0.44 |  |  |  | 18h30 | 0.15 | 0.44 |  |  |  | 18h30 | 0.11 | 0.37 |  |  |  | 18h30 | 0.22 | 0.63 |  |  |  | 18h30 | 0.21 | 0.6 |  |  |  | 18h30 | 0.17 | 0.52 |  |  |  | 18h30 | 1.15 | 3.36 |  |  |  | 18h30 | 1.15 | 3.38 |  |  |  | 18h30 | 1.15 | 3.36 |  |  |  | 18h30 | 0.98 | 2.91 |  |  |  | 18h30 | 1.01 | 2.99 |  |  |  | 18h30 | 0.98 | 2.9 |  |  |  | 18h30 | 0.87 | 2.88 |  |  |  | 18h30 | 0.9 | 2.92 |  |  |  | 18h30 | 0.87 | 2.88 |  |  |  | 18h30 | 0.64 | 2.28 |  |  |  | 18h30 | 0.67 | 2.34 |  |  |  | 18h30 | 0.63 | 2.28 |  |  |  | 18h30 | 0.92 | 3.03 |  |  |  | 18h30 | 0.94 | 3.06 |  |  |  | 18h30 | 0.92 | 3.02 |  |  |  | 18h30 | 0.63 | 1.94 |  |  |  | 18h30 | 0.65 | 1.99 |  |  |  | 18h30 | 0.63 | 1.94 |  |  |  | 18h30 | 0.57 | 1.78 |  |  |  | 18h30 | 0.6 | 1.84 |  |  |  | 18h30 | 0.57 | 1.78 |  |  |  | 18h30 | 0.51 | 1.67 |  |  |  | 18h30 | 0.54 | 1.73 |  |  |  | 18h30 | 0.51 | 1.67
19h30 | 0.23 | 0.97 |  | 19h30 | 0.3 | 1.09 |  | 19h30 | 0.21 | 0.95 |  |  |  | 19h30 | 0.26 | 0.79 |  |  |  | 19h30 | 0.37 | 1.05 |  |  |  | 19h30 | 0.22 | 0.7 |  |  |  | 19h30 | 0.25 | 0.7 |  |  |  | 19h30 | 0.35 | 0.91 |  |  |  | 19h30 | 0.21 | 0.61 |  |  |  | 19h30 | 0.2 | 0.58 |  |  |  | 19h30 | 0.27 | 0.75 |  |  |  | 19h30 | 0.16 | 0.49 |  |  |  | 19h30 | 0.17 | 0.51 |  |  |  | 19h30 | 0.23 | 0.66 |  |  |  | 19h30 | 0.14 | 0.45 |  |  |  | 19h30 | 0.25 | 0.72 |  |  |  | 19h30 | 0.34 | 0.93 |  |  |  | 19h30 | 0.21 | 0.63 |  |  |  | 19h30 | 1.14 | 3.35 |  |  |  | 19h30 | 1.15 | 3.36 |  |  |  | 19h30 | 1.14 | 3.35 |  |  |  | 19h30 | 0.98 | 2.89 |  |  |  | 19h30 | 1 | 2.96 |  |  |  | 19h30 | 0.97 | 2.88 |  |  |  | 19h30 | 0.87 | 2.86 |  |  |  | 19h30 | 0.89 | 2.9 |  |  |  | 19h30 | 0.87 | 2.86 |  |  |  | 19h30 | 0.63 | 2.27 |  |  |  | 19h30 | 0.66 | 2.32 |  |  |  | 19h30 | 0.63 | 2.26 |  |  |  | 19h30 | 0.72 | 2.74 |  |  |  | 19h30 | 0.73 | 2.76 |  |  |  | 19h30 | 0.72 | 2.73 |  |  |  | 19h30 | 0.62 | 1.92 |  |  |  | 19h30 | 0.64 | 1.96 |  |  |  | 19h30 | 0.62 | 1.92 |  |  |  | 19h30 | 0.57 | 1.77 |  |  |  | 19h30 | 0.59 | 1.82 |  |  |  | 19h30 | 0.57 | 1.76 |  |  |  | 19h30 | 0.51 | 1.66 |  |  |  | 19h30 | 0.53 | 1.7 |  |  |  | 19h30 | 0.51 | 1.65
20h30 | 0.07 | 0.88 |  | 20h30 | 0.19 | 1.13 |  | 20h30 | 0.09 | 0.86 |  |  |  | 20h30 | 0.29 | 0.87 |  |  |  | 20h30 | 0.4 | 1.16 |  |  |  | 20h30 | 0.26 | 0.8 |  |  |  | 20h30 | 0.28 | 0.79 |  |  |  | 20h30 | 0.37 | 1 |  |  |  | 20h30 | 0.25 | 0.72 |  |  |  | 20h30 | 0.22 | 0.66 |  |  |  | 20h30 | 0.29 | 0.82 |  |  |  | 20h30 | 0.19 | 0.58 |  |  |  | 20h30 | 0.19 | 0.59 |  |  |  | 20h30 | 0.24 | 0.72 |  |  |  | 20h30 | 0.17 | 0.52 |  |  |  | 20h30 | 0.28 | 0.81 |  |  |  | 20h30 | 0.37 | 1.02 |  |  |  | 20h30 | 0.25 | 0.74 |  |  |  | 20h30 | 1.14 | 3.33 |  |  |  | 20h30 | 1.14 | 3.34 |  |  |  | 20h30 | 1.14 | 3.33 |  |  |  | 20h30 | 0.97 | 2.87 |  |  |  | 20h30 | 0.99 | 2.93 |  |  |  | 20h30 | 0.97 | 2.86 |  |  |  | 20h30 | 0.86 | 2.84 |  |  |  | 20h30 | 0.88 | 2.87 |  |  |  | 20h30 | 0.86 | 2.84 |  |  |  | 20h30 | 0.63 | 2.26 |  |  |  | 20h30 | 0.65 | 2.3 |  |  |  | 20h30 | 0.62 | 2.25 |  |  |  | 20h30 | 0.52 | 2.44 |  |  |  | 20h30 | 0.51 | 2.46 |  |  |  | 20h30 | 0.54 | 2.44 |  |  |  | 20h30 | 0.62 | 1.91 |  |  |  | 20h30 | 0.63 | 1.94 |  |  |  | 20h30 | 0.62 | 1.91 |  |  |  | 20h30 | 0.56 | 1.76 |  |  |  | 20h30 | 0.58 | 1.8 |  |  |  | 20h30 | 0.56 | 1.75 |  |  |  | 20h30 | 0.5 | 1.64 |  |  |  | 20h30 | 0.52 | 1.68 |  |  |  | 20h30 | 0.5 | 1.64
21h30 | 0.1 | 1.08 |  | 21h30 | 0.16 | 1.18 |  | 21h30 | 0.11 | 1.07 |  |  |  | 21h30 | 0.32 | 0.98 |  |  |  | 21h30 | 0.39 | 1.16 |  |  |  | 21h30 | 0.3 | 0.92 |  |  |  | 21h30 | 0.31 | 0.9 |  |  |  | 21h30 | 0.37 | 1.04 |  |  |  | 21h30 | 0.28 | 0.85 |  |  |  | 21h30 | 0.25 | 0.76 |  |  |  | 21h30 | 0.3 | 0.88 |  |  |  | 21h30 | 0.22 | 0.7 |  |  |  | 21h30 | 0.22 | 0.68 |  |  |  | 21h30 | 0.26 | 0.78 |  |  |  | 21h30 | 0.19 | 0.62 |  |  |  | 21h30 | 0.31 | 0.92 |  |  |  | 21h30 | 0.37 | 1.06 |  |  |  | 21h30 | 0.29 | 0.87 |  |  |  | 21h30 | 1.13 | 3.3 |  |  |  | 21h30 | 1.13 | 3.31 |  |  |  | 21h30 | 1.13 | 3.3 |  |  |  | 21h30 | 0.96 | 2.84 |  |  |  | 21h30 | 0.98 | 2.89 |  |  |  | 21h30 | 0.96 | 2.83 |  |  |  | 21h30 | 0.85 | 2.82 |  |  |  | 21h30 | 0.87 | 2.84 |  |  |  | 21h30 | 0.85 | 2.82 |  |  |  | 21h30 | 0.62 | 2.24 |  |  |  | 21h30 | 0.64 | 2.27 |  |  |  | 21h30 | 0.62 | 2.24 |  |  |  | 21h30 | 0.48 | 2.4 |  |  |  | 21h30 | 0.48 | 2.42 |  |  |  | 21h30 | 0.49 | 2.4 |  |  |  | 21h30 | 0.61 | 1.89 |  |  |  | 21h30 | 0.62 | 1.91 |  |  |  | 21h30 | 0.61 | 1.89 |  |  |  | 21h30 | 0.56 | 1.74 |  |  |  | 21h30 | 0.57 | 1.77 |  |  |  | 21h30 | 0.56 | 1.73 |  |  |  | 21h30 | 0.5 | 1.63 |  |  |  | 21h30 | 0.51 | 1.65 |  |  |  | 21h30 | 0.5 | 1.62
22h30 | 0.13 | 1.24 |  | 22h30 | 0.16 | 1.28 |  | 22h30 | 0.12 | 1.22 |  |  |  | 22h30 | 0.34 | 1.06 |  |  |  | 22h30 | 0.39 | 1.18 |  |  |  | 22h30 | 0.33 | 1.02 |  |  |  | 22h30 | 0.33 | 0.99 |  |  |  | 22h30 | 0.37 | 1.09 |  |  |  | 22h30 | 0.31 | 0.95 |  |  |  | 22h30 | 0.27 | 0.85 |  |  |  | 22h30 | 0.31 | 0.93 |  |  |  | 22h30 | 0.25 | 0.79 |  |  |  | 22h30 | 0.24 | 0.77 |  |  |  | 22h30 | 0.27 | 0.84 |  |  |  | 22h30 | 0.22 | 0.71 |  |  |  | 22h30 | 0.33 | 1.01 |  |  |  | 22h30 | 0.37 | 1.11 |  |  |  | 22h30 | 0.32 | 0.97 |  |  |  | 22h30 | 1.12 | 3.28 |  |  |  | 22h30 | 1.13 | 3.29 |  |  |  | 22h30 | 1.12 | 3.28 |  |  |  | 22h30 | 0.95 | 2.82 |  |  |  | 22h30 | 0.97 | 2.86 |  |  |  | 22h30 | 0.95 | 2.81 |  |  |  | 22h30 | 0.84 | 2.8 |  |  |  | 22h30 | 0.86 | 2.82 |  |  |  | 22h30 | 0.84 | 2.79 |  |  |  | 22h30 | 0.61 | 2.22 |  |  |  | 22h30 | 0.63 | 2.25 |  |  |  | 22h30 | 0.61 | 2.22 |  |  |  | 22h30 | 0.48 | 2.37 |  |  |  | 22h30 | 0.46 | 2.39 |  |  |  | 22h30 | 0.49 | 2.37 |  |  |  | 22h30 | 0.61 | 1.87 |  |  |  | 22h30 | 0.61 | 1.89 |  |  |  | 22h30 | 0.61 | 1.87 |  |  |  | 22h30 | 0.55 | 1.72 |  |  |  | 22h30 | 0.56 | 1.75 |  |  |  | 22h30 | 0.55 | 1.72 |  |  |  | 22h30 | 0.49 | 1.61 |  |  |  | 22h30 | 0.5 | 1.63 |  |  |  | 22h30 | 0.49 | 1.61
23h30 | 0.16 | 1.34 |  | 23h30 | 0.17 | 1.36 |  | 23h30 | 0.15 | 1.33 |  |  |  | 23h30 | 0.36 | 1.11 |  |  |  | 23h30 | 0.4 | 1.2 |  |  |  | 23h30 | 0.35 | 1.08 |  |  |  | 23h30 | 0.35 | 1.05 |  |  |  | 23h30 | 0.38 | 1.12 |  |  |  | 23h30 | 0.34 | 1.02 |  |  |  | 23h30 | 0.29 | 0.91 |  |  |  | 23h30 | 0.32 | 0.97 |  |  |  | 23h30 | 0.27 | 0.87 |  |  |  | 23h30 | 0.26 | 0.83 |  |  |  | 23h30 | 0.28 | 0.88 |  |  |  | 23h30 | 0.24 | 0.78 |  |  |  | 23h30 | 0.35 | 1.08 |  |  |  | 23h30 | 0.38 | 1.15 |  |  |  | 23h30 | 0.34 | 1.05 |  |  |  | 23h30 | 1.12 | 3.28 |  |  |  | 23h30 | 1.12 | 3.28 |  |  |  | 23h30 | 1.12 | 3.28 |  |  |  | 23h30 | 0.95 | 2.81 |  |  |  | 23h30 | 0.97 | 2.85 |  |  |  | 23h30 | 0.95 | 2.81 |  |  |  | 23h30 | 0.84 | 2.79 |  |  |  | 23h30 | 0.86 | 2.81 |  |  |  | 23h30 | 0.84 | 2.79 |  |  |  | 23h30 | 0.61 | 2.22 |  |  |  | 23h30 | 0.63 | 2.25 |  |  |  | 23h30 | 0.61 | 2.22 |  |  |  | 23h30 | 0.46 | 2.37 |  |  |  | 23h30 | 0.45 | 2.38 |  |  |  | 23h30 | 0.46 | 2.36 |  |  |  | 23h30 | 0.61 | 1.87 |  |  |  | 23h30 | 0.61 | 1.89 |  |  |  | 23h30 | 0.61 | 1.87 |  |  |  | 23h30 | 0.55 | 1.72 |  |  |  | 23h30 | 0.56 | 1.75 |  |  |  | 23h30 | 0.55 | 1.72 |  |  |  | 23h30 | 0.49 | 1.61 |  |  |  | 23h30 | 0.5 | 1.63 |  |  |  | 23h30 | 0.49 | 1.61
00h30 | 0.13 | 0.82 |  | 00h30 | 0.02 | 0.49 |  | 00h30 | 0.13 | 0.88 |  |  |  | 00h30 | 0.22 | 0.71 |  |  |  | 00h30 | 0.14 | 0.4 |  |  |  | 00h30 | 0.22 | 0.72 |  |  |  | 00h30 | 0.21 | 0.64 |  |  |  | 00h30 | 0.14 | 0.4 |  |  |  | 00h30 | 0.21 | 0.61 |  |  |  | 00h30 | 0.18 | 0.55 |  |  |  | 00h30 | 0.12 | 0.36 |  |  |  | 00h30 | 0.17 | 0.52 |  |  |  | 00h30 | 0.15 | 0.5 |  |  |  | 00h30 | 0.11 | 0.33 |  |  |  | 00h30 | 0.14 | 0.46 |  |  |  | 00h30 | 0.21 | 0.66 |  |  |  | 00h30 | 0.14 | 0.41 |  |  |  | 00h30 | 0.21 | 0.64 |  |  |  | 00h30 | 0.94 | 2.76 |  |  |  | 00h30 | 0.3 | 0.83 |  |  |  | 00h30 | 0.98 | 2.78 |  |  |  | 00h30 | 0.79 | 2.47 |  |  |  | 00h30 | 0.24 | 0.68 |  |  |  | 00h30 | 0.82 | 2.52 |  |  |  | 00h30 | 0.72 | 2.48 |  |  |  | 00h30 | 0.18 | 0.58 |  |  |  | 00h30 | 0.74 | 2.51 |  |  |  | 00h30 | 0.5 | 1.93 |  |  |  | 00h30 | 0.11 | 0.39 |  |  |  | 00h30 | 0.5 | 1.96 |  |  |  | 00h30 | 0.46 | 2.24 |  |  |  | 00h30 | 0.08 | 0.58 |  |  |  | 00h30 | 0.46 | 2.3 |  |  |  | 00h30 | 0.49 | 1.61 |  |  |  | 00h30 | 0.11 | 0.31 |  |  |  | 00h30 | 0.5 | 1.62 |  |  |  | 00h30 | 0.44 | 1.48 |  |  |  | 00h30 | 0.1 | 0.27 |  |  |  | 00h30 | 0.44 | 1.5 |  |  |  | 00h30 | 0.38 | 1.37 |  |  |  | 00h30 | 0.08 | 0.22 |  |  |  | 00h30 | 0.38 | 1.37
01h30 | 0.02 | 0.23 |  | 01h30 | 0 | 0.05 |  | 01h30 | 0.02 | 0.25 |  |  |  | 01h30 | 0 | 0.05 |  |  |  | 01h30 | 0 | 0 |  |  |  | 01h30 | 0 | 0 |  |  |  | 01h30 | 0 | 0 |  |  |  | 01h30 | 0 | 0 |  |  |  | 01h30 | 0 | 0 |  |  |  | 01h30 | 0 | 0 |  |  |  | 01h30 | 0 | 0 |  |  |  | 01h30 | 0 | 0 |  |  |  | 01h30 | 0 | 0 |  |  |  | 01h30 | 0 | 0 |  |  |  | 01h30 | 0 | 0 |  |  |  | 01h30 | 0 | 0 |  |  |  | 01h30 | 0 | 0 |  |  |  | 01h30 | 0 | 0 |  |  |  | 01h30 | 0.45 | 1.55 |  |  |  | 01h30 | 0.11 | 0.59 |  |  |  | 01h30 | 0.47 | 1.56 |  |  |  | 01h30 | 0.31 | 1.21 |  |  |  | 01h30 | 0.04 | 0.37 |  |  |  | 01h30 | 0.32 | 1.22 |  |  |  | 01h30 | 0.23 | 1.2 |  |  |  | 01h30 | 0 | 0.31 |  |  |  | 01h30 | 0.24 | 1.21 |  |  |  | 01h30 | 0.06 | 0.73 |  |  |  | 01h30 | 0 | 0.06 |  |  |  | 01h30 | 0.06 | 0.74 |  |  |  | 01h30 | 0.23 | 1.19 |  |  |  | 01h30 | 0.05 | 0.35 |  |  |  | 01h30 | 0.23 | 1.22 |  |  |  | 01h30 | 0.05 | 0.44 |  |  |  | 01h30 | 0 | 0 |  |  |  | 01h30 | 0.05 | 0.44 |  |  |  | 01h30 | 0.01 | 0.33 |  |  |  | 01h30 | 0 | 0 |  |  |  | 01h30 | 0.01 | 0.33 |  |  |  | 01h30 | 0 | 0.24 |  |  |  | 01h30 | 0 | 0 |  |  |  | 01h30 | 0 | 0.24
02h30 | 0.02 | 0.23 |  | 02h30 | 0 | 0.16 |  | 02h30 | 0.02 | 0.25 |  |  |  | 02h30 | 0 | 0.05 |  |  |  | 02h30 | 0 | 0 |  |  |  | 02h30 | 0 | 0 |  |  |  | 02h30 | 0 | 0 |  |  |  | 02h30 | 0 | 0 |  |  |  | 02h30 | 0 | 0 |  |  |  | 02h30 | 0 | 0 |  |  |  | 02h30 | 0 | 0 |  |  |  | 02h30 | 0 | 0 |  |  |  | 02h30 | 0 | 0 |  |  |  | 02h30 | 0 | 0 |  |  |  | 02h30 | 0 | 0 |  |  |  | 02h30 | 0 | 0 |  |  |  | 02h30 | 0 | 0 |  |  |  | 02h30 | 0 | 0 |  |  |  | 02h30 | 0.45 | 1.55 |  |  |  | 02h30 | 0.41 | 1.51 |  |  |  | 02h30 | 0.47 | 1.56 |  |  |  | 02h30 | 0.31 | 1.21 |  |  |  | 02h30 | 0.26 | 1.09 |  |  |  | 02h30 | 0.32 | 1.22 |  |  |  | 02h30 | 0.23 | 1.2 |  |  |  | 02h30 | 0.19 | 1.11 |  |  |  | 02h30 | 0.24 | 1.21 |  |  |  | 02h30 | 0.06 | 0.73 |  |  |  | 02h30 | 0.07 | 0.65 |  |  |  | 02h30 | 0.06 | 0.74 |  |  |  | 02h30 | 0.23 | 1.19 |  |  |  | 02h30 | 0.2 | 1 |  |  |  | 02h30 | 0.23 | 1.22 |  |  |  | 02h30 | 0.05 | 0.44 |  |  |  | 02h30 | 0.06 | 0.36 |  |  |  | 02h30 | 0.05 | 0.44 |  |  |  | 02h30 | 0.01 | 0.33 |  |  |  | 02h30 | 0.03 | 0.28 |  |  |  | 02h30 | 0.01 | 0.33 |  |  |  | 02h30 | 0 | 0.24 |  |  |  | 02h30 | 0 | 0.2 |  |  |  | 02h30 | 0 | 0.24
03h30 | 0.05 | 0.3 |  | 03h30 | 0.05 | 0.3 |  | 03h30 | 0.05 | 0.31 |  |  |  | 03h30 | 0 | 0 |  |  |  | 03h30 | 0 | 0 |  |  |  | 03h30 | 0 | 0 |  |  |  | 03h30 | 0 | 0 |  |  |  | 03h30 | 0 | 0 |  |  |  | 03h30 | 0 | 0 |  |  |  | 03h30 | 0 | 0 |  |  |  | 03h30 | 0 | 0 |  |  |  | 03h30 | 0 | 0 |  |  |  | 03h30 | 0 | 0 |  |  |  | 03h30 | 0 | 0 |  |  |  | 03h30 | 0 | 0 |  |  |  | 03h30 | 0 | 0 |  |  |  | 03h30 | 0 | 0 |  |  |  | 03h30 | 0 | 0 |  |  |  | 03h30 | 0.47 | 1.58 |  |  |  | 03h30 | 0.52 | 1.71 |  |  |  | 03h30 | 0.48 | 1.58 |  |  |  | 03h30 | 0.33 | 1.18 |  |  |  | 03h30 | 0.35 | 1.26 |  |  |  | 03h30 | 0.33 | 1.18 |  |  |  | 03h30 | 0.26 | 1.25 |  |  |  | 03h30 | 0.29 | 1.37 |  |  |  | 03h30 | 0.26 | 1.25 |  |  |  | 03h30 | 0.1 | 0.77 |  |  |  | 03h30 | 0.1 | 0.87 |  |  |  | 03h30 | 0.09 | 0.77 |  |  |  | 03h30 | 0.29 | 1.18 |  |  |  | 03h30 | 0.3 | 1.23 |  |  |  | 03h30 | 0.28 | 1.18 |  |  |  | 03h30 | 0.07 | 0.48 |  |  |  | 03h30 | 0.07 | 0.47 |  |  |  | 03h30 | 0.07 | 0.48 |  |  |  | 03h30 | 0.05 | 0.37 |  |  |  | 03h30 | 0.03 | 0.39 |  |  |  | 03h30 | 0.04 | 0.37 |  |  |  | 03h30 | 0 | 0.29 |  |  |  | 03h30 | 0 | 0.28 |  |  |  | 03h30 | 0 | 0.3
04h30 | 0.08 | 0.38 |  | 04h30 | 0.1 | 0.4 |  | 04h30 | 0.07 | 0.37 |  |  |  | 04h30 | 0 | 0 |  |  |  | 04h30 | 0 | 0.02 |  |  |  | 04h30 | 0 | 0 |  |  |  | 04h30 | 0 | 0 |  |  |  | 04h30 | 0 | 0 |  |  |  | 04h30 | 0 | 0 |  |  |  | 04h30 | 0 | 0 |  |  |  | 04h30 | 0 | 0 |  |  |  | 04h30 | 0 | 0 |  |  |  | 04h30 | 0 | 0 |  |  |  | 04h30 | 0 | 0 |  |  |  | 04h30 | 0 | 0 |  |  |  | 04h30 | 0 | 0 |  |  |  | 04h30 | 0 | 0 |  |  |  | 04h30 | 0 | 0 |  |  |  | 04h30 | 0.47 | 1.58 |  |  |  | 04h30 | 0.56 | 1.73 |  |  |  | 04h30 | 0.48 | 1.58 |  |  |  | 04h30 | 0.33 | 1.18 |  |  |  | 04h30 | 0.4 | 1.32 |  |  |  | 04h30 | 0.33 | 1.18 |  |  |  | 04h30 | 0.26 | 1.25 |  |  |  | 04h30 | 0.35 | 1.46 |  |  |  | 04h30 | 0.26 | 1.25 |  |  |  | 04h30 | 0.1 | 0.77 |  |  |  | 04h30 | 0.15 | 1 |  |  |  | 04h30 | 0.09 | 0.77 |  |  |  | 04h30 | 0.29 | 1.18 |  |  |  | 04h30 | 0.38 | 1.3 |  |  |  | 04h30 | 0.29 | 1.18 |  |  |  | 04h30 | 0.07 | 0.48 |  |  |  | 04h30 | 0.11 | 0.59 |  |  |  | 04h30 | 0.07 | 0.48 |  |  |  | 04h30 | 0.05 | 0.37 |  |  |  | 04h30 | 0.07 | 0.48 |  |  |  | 04h30 | 0.04 | 0.37 |  |  |  | 04h30 | 0 | 0.29 |  |  |  | 04h30 | 0.02 | 0.4 |  |  |  | 04h30 | 0 | 0.3
05h30 | 0.11 | 0.41 |  | 05h30 | 0.13 | 0.44 |  | 05h30 | 0.1 | 0.4 |  |  |  | 05h30 | 0 | 0.02 |  |  |  | 05h30 | 0 | 0.08 |  |  |  | 05h30 | 0 | 0.02 |  |  |  | 05h30 | 0 | 0 |  |  |  | 05h30 | 0 | 0.01 |  |  |  | 05h30 | 0 | 0 |  |  |  | 05h30 | 0 | 0 |  |  |  | 05h30 | 0 | 0 |  |  |  | 05h30 | 0 | 0 |  |  |  | 05h30 | 0 | 0 |  |  |  | 05h30 | 0 | 0 |  |  |  | 05h30 | 0 | 0 |  |  |  | 05h30 | 0 | 0 |  |  |  | 05h30 | 0 | 0.04 |  |  |  | 05h30 | 0 | 0 |  |  |  | 05h30 | 0.49 | 1.6 |  |  |  | 05h30 | 0.56 | 1.72 |  |  |  | 05h30 | 0.5 | 1.6 |  |  |  | 05h30 | 0.34 | 1.2 |  |  |  | 05h30 | 0.41 | 1.33 |  |  |  | 05h30 | 0.34 | 1.19 |  |  |  | 05h30 | 0.29 | 1.31 |  |  |  | 05h30 | 0.37 | 1.48 |  |  |  | 05h30 | 0.29 | 1.31 |  |  |  | 05h30 | 0.12 | 0.86 |  |  |  | 05h30 | 0.18 | 1.06 |  |  |  | 05h30 | 0.12 | 0.86 |  |  |  | 05h30 | 0.33 | 1.2 |  |  |  | 05h30 | 0.39 | 1.3 |  |  |  | 05h30 | 0.32 | 1.2 |  |  |  | 05h30 | 0.1 | 0.55 |  |  |  | 05h30 | 0.14 | 0.69 |  |  |  | 05h30 | 0.1 | 0.55 |  |  |  | 05h30 | 0.06 | 0.44 |  |  |  | 05h30 | 0.1 | 0.54 |  |  |  | 05h30 | 0.06 | 0.44 |  |  |  | 05h30 | 0.01 | 0.36 |  |  |  | 05h30 | 0.05 | 0.47 |  |  |  | 05h30 | 0.01 | 0.36
06h30 | 0.12 | 0.42 |  | 06h30 | 0.14 | 0.44 |  | 06h30 | 0.12 | 0.41 |  |  |  | 06h30 | 0 | 0.08 |  |  |  | 06h30 | 0 | 0.13 |  |  |  | 06h30 | 0 | 0.08 |  |  |  | 06h30 | 0 | 0.02 |  |  |  | 06h30 | 0 | 0.05 |  |  |  | 06h30 | 0 | 0.01 |  |  |  | 06h30 | 0 | 0 |  |  |  | 06h30 | 0 | 0 |  |  |  | 06h30 | 0 | 0 |  |  |  | 06h30 | 0 | 0 |  |  |  | 06h30 | 0 | 0 |  |  |  | 06h30 | 0 | 0 |  |  |  | 06h30 | 0 | 0.05 |  |  |  | 06h30 | 0 | 0.09 |  |  |  | 06h30 | 0 | 0.04 |  |  |  | 06h30 | 0.51 | 1.61 |  |  |  | 06h30 | 0.54 | 1.66 |  |  |  | 06h30 | 0.5 | 1.61 |  |  |  | 06h30 | 0.35 | 1.2 |  |  |  | 06h30 | 0.39 | 1.29 |  |  |  | 06h30 | 0.35 | 1.2 |  |  |  | 06h30 | 0.31 | 1.34 |  |  |  | 06h30 | 0.37 | 1.43 |  |  |  | 06h30 | 0.31 | 1.33 |  |  |  | 06h30 | 0.15 | 0.94 |  |  |  | 06h30 | 0.2 | 1.06 |  |  |  | 06h30 | 0.14 | 0.93 |  |  |  | 06h30 | 0.35 | 1.2 |  |  |  | 06h30 | 0.38 | 1.26 |  |  |  | 06h30 | 0.34 | 1.2 |  |  |  | 06h30 | 0.12 | 0.61 |  |  |  | 06h30 | 0.16 | 0.74 |  |  |  | 06h30 | 0.12 | 0.6 |  |  |  | 06h30 | 0.09 | 0.48 |  |  |  | 06h30 | 0.11 | 0.59 |  |  |  | 06h30 | 0.09 | 0.47 |  |  |  | 06h30 | 0.04 | 0.42 |  |  |  | 06h30 | 0.08 | 0.51 |  |  |  | 06h30 | 0.04 | 0.42
07h30 | 0.38 | 1.35 |  | 07h30 | 0.39 | 1.37 |  | 07h30 | 0.37 | 1.35 |  |  |  | 07h30 | 0.34 | 1.06 |  |  |  | 07h30 | 0.34 | 1 |  |  |  | 07h30 | 0.33 | 1.06 |  |  |  | 07h30 | 0.32 | 1.07 |  |  |  | 07h30 | 0.32 | 1.07 |  |  |  | 07h30 | 0.32 | 1.07 |  |  |  | 07h30 | 0.29 | 1.01 |  |  |  | 07h30 | 0.29 | 1.03 |  |  |  | 07h30 | 0.29 | 1.01 |  |  |  | 07h30 | 0.27 | 0.95 |  |  |  | 07h30 | 0.27 | 0.97 |  |  |  | 07h30 | 0.26 | 0.94 |  |  |  | 07h30 | 0.32 | 1.07 |  |  |  | 07h30 | 0.33 | 1.05 |  |  |  | 07h30 | 0.32 | 1.07 |  |  |  | 07h30 | 0.51 | 1.6 |  |  |  | 07h30 | 0.53 | 1.62 |  |  |  | 07h30 | 1.03 | 2.97 |  |  |  | 07h30 | 0.36 | 1.2 |  |  |  | 07h30 | 0.39 | 1.26 |  |  |  | 07h30 | 0.84 | 2.49 |  |  |  | 07h30 | 0.33 | 1.35 |  |  |  | 07h30 | 0.36 | 1.4 |  |  |  | 07h30 | 0.8 | 2.67 |  |  |  | 07h30 | 0.18 | 1 |  |  |  | 07h30 | 0.22 | 1.07 |  |  |  | 07h30 | 0.59 | 2.24 |  |  |  | 07h30 | 0.18 | 0.95 |  |  |  | 07h30 | 0.22 | 0.98 |  |  |  | 07h30 | 0.67 | 2.29 |  |  |  | 07h30 | 0.15 | 0.68 |  |  |  | 07h30 | 0.19 | 0.79 |  |  |  | 07h30 | 0.56 | 1.83 |  |  |  | 07h30 | 0.11 | 0.54 |  |  |  | 07h30 | 0.14 | 0.64 |  |  |  | 07h30 | 0.46 | 1.6 |  |  |  | 07h30 | 0.08 | 0.49 |  |  |  | 07h30 | 0.1 | 0.58 |  |  |  | 07h30 | 0.42 | 1.5
08h30 | 0.49 | 1.8 |  | 08h30 | 0.5 | 1.81 |  | 08h30 | 0.48 | 1.79 |  |  |  | 08h30 | 0.6 | 1.77 |  |  |  | 08h30 | 0.62 | 1.74 |  |  |  | 08h30 | 0.6 | 1.77 |  |  |  | 08h30 | 0.57 | 1.72 |  |  |  | 08h30 | 0.58 | 1.73 |  |  |  | 08h30 | 0.56 | 1.72 |  |  |  | 08h30 | 0.49 | 1.61 |  |  |  | 08h30 | 0.51 | 1.64 |  |  |  | 08h30 | 0.49 | 1.59 |  |  |  | 08h30 | 0.44 | 1.47 |  |  |  | 08h30 | 0.45 | 1.5 |  |  |  | 08h30 | 0.43 | 1.45 |  |  |  | 08h30 | 0.57 | 1.75 |  |  |  | 08h30 | 0.59 | 1.75 |  |  |  | 08h30 | 0.57 | 1.75 |  |  |  | 08h30 | 1.02 | 2.94 |  |  |  | 08h30 | 1.03 | 2.95 |  |  |  | 08h30 | 1.36 | 3.77 |  |  |  | 08h30 | 0.85 | 2.49 |  |  |  | 08h30 | 0.87 | 2.55 |  |  |  | 08h30 | 1.17 | 3.29 |  |  |  | 08h30 | 0.81 | 2.66 |  |  |  | 08h30 | 0.84 | 2.7 |  |  |  | 08h30 | 1.13 | 3.46 |  |  |  | 08h30 | 0.62 | 2.27 |  |  |  | 08h30 | 0.65 | 2.33 |  |  |  | 08h30 | 0.92 | 3.03 |  |  |  | 08h30 | 0.45 | 2.02 |  |  |  | 08h30 | 0.49 | 2.05 |  |  |  | 08h30 | 0.77 | 2.84 |  |  |  | 08h30 | 0.6 | 1.91 |  |  |  | 08h30 | 0.65 | 2.01 |  |  |  | 08h30 | 0.91 | 2.66 |  |  |  | 08h30 | 0.51 | 1.7 |  |  |  | 08h30 | 0.57 | 1.82 |  |  |  | 08h30 | 0.81 | 2.43 |  |  |  | 08h30 | 0.42 | 1.62 |  |  |  | 08h30 | 0.49 | 1.75 |  |  |  | 08h30 | 0.76 | 2.33
09h30 | 0.16 | 0.53 |  | 09h30 | 0.17 | 0.64 |  | 09h30 | 0.61 | 1.99 |  |  |  | 09h30 | 0.27 | 0.77 |  |  |  | 09h30 | 0.28 | 0.81 |  |  |  | 09h30 | 0.66 | 1.95 |  |  |  | 09h30 | 0.24 | 0.67 |  |  |  | 09h30 | 0.25 | 0.7 |  |  |  | 09h30 | 0.6 | 1.77 |  |  |  | 09h30 | 0.2 | 0.59 |  |  |  | 09h30 | 0.21 | 0.61 |  |  |  | 09h30 | 0.51 | 1.62 |  |  |  | 09h30 | 0.17 | 0.52 |  |  |  | 09h30 | 0.18 | 0.53 |  |  |  | 09h30 | 0.45 | 1.45 |  |  |  | 09h30 | 0.25 | 0.73 |  |  |  | 09h30 | 0.26 | 0.75 |  |  |  | 09h30 | 0.61 | 1.86 |  |  |  | 09h30 | 1.34 | 3.71 |  |  |  | 09h30 | 1.34 | 3.72 |  |  |  | 09h30 | 1.26 | 3.57 |  |  |  | 09h30 | 1.17 | 3.26 |  |  |  | 09h30 | 1.19 | 3.31 |  |  |  | 09h30 | 1.11 | 3.16 |  |  |  | 09h30 | 1.13 | 3.42 |  |  |  | 09h30 | 1.15 | 3.45 |  |  |  | 09h30 | 1.07 | 3.25 |  |  |  | 09h30 | 0.94 | 3.01 |  |  |  | 09h30 | 0.97 | 3.05 |  |  |  | 09h30 | 0.91 | 2.88 |  |  |  | 09h30 | 0.86 | 3.06 |  |  |  | 09h30 | 0.88 | 3.08 |  |  |  | 09h30 | 0.8 | 2.94 |  |  |  | 09h30 | 0.94 | 2.7 |  |  |  | 09h30 | 0.97 | 2.78 |  |  |  | 09h30 | 0.94 | 2.69 |  |  |  | 09h30 | 0.85 | 2.48 |  |  |  | 09h30 | 0.9 | 2.58 |  |  |  | 09h30 | 0.89 | 2.53 |  |  |  | 09h30 | 0.77 | 2.42 |  |  |  | 09h30 | 0.83 | 2.52 |  |  |  | 09h30 | 0.84 | 2.49
10h30 | 0 | 0 |  | 10h30 | 0 | 0 |  | 10h30 | 0.62 | 1.97 |  |  |  | 10h30 | 0 | 0 |  |  |  | 10h30 | 0 | 0 |  |  |  | 10h30 | 0.54 | 1.62 |  |  |  | 10h30 | 0 | 0 |  |  |  | 10h30 | 0 | 0 |  |  |  | 10h30 | 0.49 | 1.48 |  |  |  | 10h30 | 0 | 0 |  |  |  | 10h30 | 0 | 0 |  |  |  | 10h30 | 0.43 | 1.37 |  |  |  | 10h30 | 0 | 0 |  |  |  | 10h30 | 0 | 0 |  |  |  | 10h30 | 0.38 | 1.23 |  |  |  | 10h30 | 0 | 0 |  |  |  | 10h30 | 0 | 0 |  |  |  | 10h30 | 0.5 | 1.55 |  |  |  | 10h30 | 1.22 | 3.44 |  |  |  | 10h30 | 1.22 | 3.45 |  |  |  | 10h30 | 1.05 | 3.13 |  |  |  | 10h30 | 1.09 | 3.05 |  |  |  | 10h30 | 1.1 | 3.09 |  |  |  | 10h30 | 0.92 | 2.73 |  |  |  | 10h30 | 1.04 | 3.14 |  |  |  | 10h30 | 1.05 | 3.15 |  |  |  | 10h30 | 0.86 | 2.75 |  |  |  | 10h30 | 0.9 | 2.78 |  |  |  | 10h30 | 0.91 | 2.8 |  |  |  | 10h30 | 0.7 | 2.37 |  |  |  | 10h30 | 0.92 | 3.1 |  |  |  | 10h30 | 0.92 | 3.11 |  |  |  | 10h30 | 0.76 | 2.78 |  |  |  | 10h30 | 0.92 | 2.63 |  |  |  | 10h30 | 0.93 | 2.66 |  |  |  | 10h30 | 0.73 | 2.22 |  |  |  | 10h30 | 0.88 | 2.47 |  |  |  | 10h30 | 0.89 | 2.51 |  |  |  | 10h30 | 0.69 | 2.07 |  |  |  | 10h30 | 0.86 | 2.43 |  |  |  | 10h30 | 0.86 | 2.47 |  |  |  | 10h30 | 0.65 | 2.02
11h30 | 0 | 0 |  | 11h30 | 0 | 0 |  | 11h30 | 0.56 | 1.83 |  |  |  | 11h30 | 0 | 0 |  |  |  | 11h30 | 0 | 0 |  |  |  | 11h30 | 0.45 | 1.41 |  |  |  | 11h30 | 0 | 0 |  |  |  | 11h30 | 0 | 0 |  |  |  | 11h30 | 0.42 | 1.28 |  |  |  | 11h30 | 0 | 0 |  |  |  | 11h30 | 0 | 0 |  |  |  | 11h30 | 0.37 | 1.19 |  |  |  | 11h30 | 0 | 0 |  |  |  | 11h30 | 0 | 0 |  |  |  | 11h30 | 0.32 | 1.08 |  |  |  | 11h30 | 0 | 0 |  |  |  | 11h30 | 0 | 0 |  |  |  | 11h30 | 0.42 | 1.34 |  |  |  | 11h30 | 0.99 | 2.97 |  |  |  | 11h30 | 0.99 | 2.97 |  |  |  | 11h30 | 0.94 | 2.87 |  |  |  | 11h30 | 0.88 | 2.6 |  |  |  | 11h30 | 0.89 | 2.63 |  |  |  | 11h30 | 0.82 | 2.49 |  |  |  | 11h30 | 0.81 | 2.6 |  |  |  | 11h30 | 0.82 | 2.62 |  |  |  | 11h30 | 0.73 | 2.45 |  |  |  | 11h30 | 0.67 | 2.26 |  |  |  | 11h30 | 0.68 | 2.28 |  |  |  | 11h30 | 0.58 | 2.07 |  |  |  | 11h30 | 0.75 | 2.64 |  |  |  | 11h30 | 0.75 | 2.65 |  |  |  | 11h30 | 0.68 | 2.54 |  |  |  | 11h30 | 0.71 | 2.15 |  |  |  | 11h30 | 0.71 | 2.17 |  |  |  | 11h30 | 0.61 | 1.93 |  |  |  | 11h30 | 0.66 | 1.99 |  |  |  | 11h30 | 0.67 | 2.02 |  |  |  | 11h30 | 0.57 | 1.77 |  |  |  | 11h30 | 0.64 | 1.95 |  |  |  | 11h30 | 0.64 | 1.97 |  |  |  | 11h30 | 0.53 | 1.72
12h30 | 0 | 0 |  | 12h30 | 0 | 0 |  | 12h30 | 0.53 | 1.76 |  |  |  | 12h30 | 0 | 0 |  |  |  | 12h30 | 0 | 0 |  |  |  | 12h30 | 0.4 | 1.29 |  |  |  | 12h30 | 0 | 0 |  |  |  | 12h30 | 0 | 0 |  |  |  | 12h30 | 0.37 | 1.17 |  |  |  | 12h30 | 0 | 0 |  |  |  | 12h30 | 0 | 0 |  |  |  | 12h30 | 0.33 | 1.08 |  |  |  | 12h30 | 0 | 0 |  |  |  | 12h30 | 0 | 0 |  |  |  | 12h30 | 0.29 | 0.98 |  |  |  | 12h30 | 0 | 0 |  |  |  | 12h30 | 0 | 0 |  |  |  | 12h30 | 0.38 | 1.22 |  |  |  | 12h30 | 0.87 | 2.7 |  |  |  | 12h30 | 0.88 | 2.71 |  |  |  | 12h30 | 0.86 | 2.68 |  |  |  | 12h30 | 0.77 | 2.35 |  |  |  | 12h30 | 0.78 | 2.38 |  |  |  | 12h30 | 0.75 | 2.31 |  |  |  | 12h30 | 0.68 | 2.3 |  |  |  | 12h30 | 0.69 | 2.31 |  |  |  | 12h30 | 0.65 | 2.24 |  |  |  | 12h30 | 0.54 | 1.96 |  |  |  | 12h30 | 0.55 | 1.97 |  |  |  | 12h30 | 0.5 | 1.88 |  |  |  | 12h30 | 0.65 | 2.38 |  |  |  | 12h30 | 0.65 | 2.39 |  |  |  | 12h30 | 0.63 | 2.35 |  |  |  | 12h30 | 0.57 | 1.85 |  |  |  | 12h30 | 0.58 | 1.87 |  |  |  | 12h30 | 0.52 | 1.73 |  |  |  | 12h30 | 0.54 | 1.69 |  |  |  | 12h30 | 0.54 | 1.71 |  |  |  | 12h30 | 0.48 | 1.57 |  |  |  | 12h30 | 0.51 | 1.64 |  |  |  | 12h30 | 0.51 | 1.66 |  |  |  | 12h30 | 0.44 | 1.5
13h30 | 0.37 | 1.19 |  | 13h30 | 0 | 0 |  | 13h30 | 0.54 | 1.77 |  |  |  | 13h30 | 0.37 | 1.1 |  |  |  | 13h30 | 0 | 0 |  |  |  | 13h30 | 0.39 | 1.25 |  |  |  | 13h30 | 0.35 | 1.04 |  |  |  | 13h30 | 0 | 0 |  |  |  | 13h30 | 0.35 | 1.13 |  |  |  | 13h30 | 0.32 | 0.98 |  |  |  | 13h30 | 0 | 0 |  |  |  | 13h30 | 0.31 | 1.03 |  |  |  | 13h30 | 0.29 | 0.92 |  |  |  | 13h30 | 0 | 0 |  |  |  | 13h30 | 0.27 | 0.94 |  |  |  | 13h30 | 0.35 | 1.07 |  |  |  | 13h30 | 0 | 0 |  |  |  | 13h30 | 0.36 | 1.18 |  |  |  | 13h30 | 0.79 | 2.52 |  |  |  | 13h30 | 0.79 | 2.52 |  |  |  | 13h30 | 0.78 | 2.51 |  |  |  | 13h30 | 0.69 | 2.19 |  |  |  | 13h30 | 0.7 | 2.21 |  |  |  | 13h30 | 0.68 | 2.16 |  |  |  | 13h30 | 0.6 | 2.09 |  |  |  | 13h30 | 0.6 | 2.1 |  |  |  | 13h30 | 0.58 | 2.07 |  |  |  | 13h30 | 0.45 | 1.76 |  |  |  | 13h30 | 0.46 | 1.77 |  |  |  | 13h30 | 0.43 | 1.71 |  |  |  | 13h30 | 0.53 | 2.19 |  |  |  | 13h30 | 0.53 | 2.2 |  |  |  | 13h30 | 0.52 | 2.18 |  |  |  | 13h30 | 0.47 | 1.65 |  |  |  | 13h30 | 0.48 | 1.66 |  |  |  | 13h30 | 0.44 | 1.57 |  |  |  | 13h30 | 0.44 | 1.48 |  |  |  | 13h30 | 0.44 | 1.5 |  |  |  | 13h30 | 0.41 | 1.4 |  |  |  | 13h30 | 0.41 | 1.42 |  |  |  | 13h30 | 0.41 | 1.44 |  |  |  | 13h30 | 0.37 | 1.33
14h30 | 0.7 | 2.04 |  | 14h30 | 0 | 0 |  | 14h30 | 0.52 | 1.7 |  |  |  | 14h30 | 0.61 | 1.75 |  |  |  | 14h30 | 0 | 0 |  |  |  | 14h30 | 0.36 | 1.17 |  |  |  | 14h30 | 0.56 | 1.61 |  |  |  | 14h30 | 0 | 0 |  |  |  | 14h30 | 0.33 | 1.06 |  |  |  | 14h30 | 0.5 | 1.5 |  |  |  | 14h30 | 0 | 0 |  |  |  | 14h30 | 0.28 | 0.96 |  |  |  | 14h30 | 0.45 | 1.37 |  |  |  | 14h30 | 0 | 0 |  |  |  | 14h30 | 0.25 | 0.87 |  |  |  | 14h30 | 0.57 | 1.67 |  |  |  | 14h30 | 0 | 0 |  |  |  | 14h30 | 0.33 | 1.1 |  |  |  | 14h30 | 0.73 | 2.44 |  |  |  | 14h30 | 0.73 | 2.45 |  |  |  | 14h30 | 0.73 | 2.44 |  |  |  | 14h30 | 0.64 | 2.13 |  |  |  | 14h30 | 0.65 | 2.14 |  |  |  | 14h30 | 0.63 | 2.11 |  |  |  | 14h30 | 0.54 | 1.99 |  |  |  | 14h30 | 0.55 | 2 |  |  |  | 14h30 | 0.53 | 1.98 |  |  |  | 14h30 | 0.4 | 1.65 |  |  |  | 14h30 | 0.41 | 1.66 |  |  |  | 14h30 | 0.39 | 1.62 |  |  |  | 14h30 | 0.45 | 2.1 |  |  |  | 14h30 | 0.46 | 2.11 |  |  |  | 14h30 | 0.49 | 2.09 |  |  |  | 14h30 | 0.41 | 1.55 |  |  |  | 14h30 | 0.41 | 1.56 |  |  |  | 14h30 | 0.39 | 1.5 |  |  |  | 14h30 | 0.37 | 1.37 |  |  |  | 14h30 | 0.38 | 1.39 |  |  |  | 14h30 | 0.35 | 1.32 |  |  |  | 14h30 | 0.34 | 1.3 |  |  |  | 14h30 | 0.34 | 1.31 |  |  |  | 14h30 | 0.32 | 1.23
15h30 | 0.72 | 2.04 |  | 15h30 | 0 | 0 |  | 15h30 | 0.45 | 1.49 |  |  |  | 15h30 | 0.57 | 1.68 |  |  |  | 15h30 | 0 | 0 |  |  |  | 15h30 | 0.31 | 1 |  |  |  | 15h30 | 0.52 | 1.5 |  |  |  | 15h30 | 0 | 0 |  |  |  | 15h30 | 0.28 | 0.9 |  |  |  | 15h30 | 0.45 | 1.38 |  |  |  | 15h30 | 0 | 0 |  |  |  | 15h30 | 0.24 | 0.81 |  |  |  | 15h30 | 0.4 | 1.24 |  |  |  | 15h30 | 0 | 0 |  |  |  | 15h30 | 0.21 | 0.73 |  |  |  | 15h30 | 0.53 | 1.57 |  |  |  | 15h30 | 0 | 0 |  |  |  | 15h30 | 0.28 | 0.94 |  |  |  | 15h30 | 0.71 | 2.43 |  |  |  | 15h30 | 0.71 | 2.43 |  |  |  | 15h30 | 0.71 | 2.42 |  |  |  | 15h30 | 0.61 | 2.13 |  |  |  | 15h30 | 0.62 | 2.15 |  |  |  | 15h30 | 0.61 | 2.11 |  |  |  | 15h30 | 0.51 | 1.95 |  |  |  | 15h30 | 0.52 | 1.96 |  |  |  | 15h30 | 0.51 | 1.94 |  |  |  | 15h30 | 0.36 | 1.58 |  |  |  | 15h30 | 0.37 | 1.59 |  |  |  | 15h30 | 0.36 | 1.56 |  |  |  | 15h30 | 0.45 | 2.07 |  |  |  | 15h30 | 0.45 | 2.07 |  |  |  | 15h30 | 0.46 | 2.06 |  |  |  | 15h30 | 0.37 | 1.51 |  |  |  | 15h30 | 0.37 | 1.52 |  |  |  | 15h30 | 0.35 | 1.48 |  |  |  | 15h30 | 0.33 | 1.32 |  |  |  | 15h30 | 0.34 | 1.33 |  |  |  | 15h30 | 0.32 | 1.28 |  |  |  | 15h30 | 0.3 | 1.23 |  |  |  | 15h30 | 0.3 | 1.24 |  |  |  | 15h30 | 0.28 | 1.19
16h30 | 0.47 | 1.36 |  | 16h30 | 0 | 0 |  | 16h30 | 0.37 | 1.17 |  |  |  | 16h30 | 0.4 | 1.18 |  |  |  | 16h30 | 0 | 0 |  |  |  | 16h30 | 0.25 | 0.8 |  |  |  | 16h30 | 0.36 | 1.04 |  |  |  | 16h30 | 0 | 0 |  |  |  | 16h30 | 0.22 | 0.73 |  |  |  | 16h30 | 0.32 | 0.96 |  |  |  | 16h30 | 0 | 0 |  |  |  | 16h30 | 0.18 | 0.66 |  |  |  | 16h30 | 0.27 | 0.86 |  |  |  | 16h30 | 0 | 0 |  |  |  | 16h30 | 0.16 | 0.61 |  |  |  | 16h30 | 0.37 | 1.1 |  |  |  | 16h30 | 0 | 0 |  |  |  | 16h30 | 0.23 | 0.74 |  |  |  | 16h30 | 0.74 | 2.48 |  |  |  | 16h30 | 0.74 | 2.48 |  |  |  | 16h30 | 0.74 | 2.47 |  |  |  | 16h30 | 0.64 | 2.22 |  |  |  | 16h30 | 0.64 | 2.23 |  |  |  | 16h30 | 0.63 | 2.2 |  |  |  | 16h30 | 0.53 | 1.99 |  |  |  | 16h30 | 0.54 | 2 |  |  |  | 16h30 | 0.53 | 1.98 |  |  |  | 16h30 | 0.37 | 1.58 |  |  |  | 16h30 | 0.37 | 1.59 |  |  |  | 16h30 | 0.36 | 1.57 |  |  |  | 16h30 | 0.51 | 2.12 |  |  |  | 16h30 | 0.51 | 2.12 |  |  |  | 16h30 | 0.5 | 2.11 |  |  |  | 16h30 | 0.37 | 1.54 |  |  |  | 16h30 | 0.38 | 1.54 |  |  |  | 16h30 | 0.36 | 1.51 |  |  |  | 16h30 | 0.34 | 1.34 |  |  |  | 16h30 | 0.34 | 1.35 |  |  |  | 16h30 | 0.32 | 1.31 |  |  |  | 16h30 | 0.29 | 1.24 |  |  |  | 16h30 | 0.3 | 1.25 |  |  |  | 16h30 | 0.28 | 1.2
17h30 | 0.36 | 1 |  | 17h30 | 0 | 0 |  | 17h30 | 0.31 | 0.92 |  |  |  | 17h30 | 0.31 | 0.89 |  |  |  | 17h30 | 0 | 0 |  |  |  | 17h30 | 0.22 | 0.65 |  |  |  | 17h30 | 0.28 | 0.76 |  |  |  | 17h30 | 0 | 0 |  |  |  | 17h30 | 0.19 | 0.56 |  |  |  | 17h30 | 0.24 | 0.7 |  |  |  | 17h30 | 0 | 0 |  |  |  | 17h30 | 0.15 | 0.49 |  |  |  | 17h30 | 0.2 | 0.62 |  |  |  | 17h30 | 0 | 0 |  |  |  | 17h30 | 0.13 | 0.44 |  |  |  | 17h30 | 0.28 | 0.8 |  |  |  | 17h30 | 0 | 0 |  |  |  | 17h30 | 0.19 | 0.58 |  |  |  | 17h30 | 0.84 | 2.63 |  |  |  | 17h30 | 0.84 | 2.63 |  |  |  | 17h30 | 0.84 | 2.62 |  |  |  | 17h30 | 0.73 | 2.4 |  |  |  | 17h30 | 0.73 | 2.41 |  |  |  | 17h30 | 0.72 | 2.39 |  |  |  | 17h30 | 0.61 | 2.14 |  |  |  | 17h30 | 0.61 | 2.14 |  |  |  | 17h30 | 0.61 | 2.13 |  |  |  | 17h30 | 0.42 | 1.67 |  |  |  | 17h30 | 0.43 | 1.68 |  |  |  | 17h30 | 0.42 | 1.66 |  |  |  | 17h30 | 0.64 | 2.28 |  |  |  | 17h30 | 0.64 | 2.28 |  |  |  | 17h30 | 0.63 | 2.27 |  |  |  | 17h30 | 0.44 | 1.63 |  |  |  | 17h30 | 0.44 | 1.64 |  |  |  | 17h30 | 0.43 | 1.61 |  |  |  | 17h30 | 0.4 | 1.45 |  |  |  | 17h30 | 0.4 | 1.46 |  |  |  | 17h30 | 0.39 | 1.43 |  |  |  | 17h30 | 0.34 | 1.32 |  |  |  | 17h30 | 0.35 | 1.33 |  |  |  | 17h30 | 0.33 | 1.3
18h30 | 0.31 | 0.83 |  | 18h30 | 0.29 | 0.73 |  | 18h30 | 0.28 | 0.88 |  |  |  | 18h30 | 0.26 | 0.73 |  |  |  | 18h30 | 0.25 | 0.7 |  |  |  | 18h30 | 0.2 | 0.62 |  |  |  | 18h30 | 0.23 | 0.65 |  |  |  | 18h30 | 0.25 | 0.6 |  |  |  | 18h30 | 0.18 | 0.56 |  |  |  | 18h30 | 0.2 | 0.59 |  |  |  | 18h30 | 0.23 | 0.61 |  |  |  | 18h30 | 0.15 | 0.49 |  |  |  | 18h30 | 0.17 | 0.54 |  |  |  | 18h30 | 0.21 | 0.58 |  |  |  | 18h30 | 0.13 | 0.44 |  |  |  | 18h30 | 0.24 | 0.68 |  |  |  | 18h30 | 0.25 | 0.58 |  |  |  | 18h30 | 0.19 | 0.58 |  |  |  | 18h30 | 0.92 | 2.73 |  |  |  | 18h30 | 0.92 | 2.73 |  |  |  | 18h30 | 0.92 | 2.73 |  |  |  | 18h30 | 0.8 | 2.51 |  |  |  | 18h30 | 0.8 | 2.52 |  |  |  | 18h30 | 0.79 | 2.5 |  |  |  | 18h30 | 0.68 | 2.26 |  |  |  | 18h30 | 0.68 | 2.26 |  |  |  | 18h30 | 0.67 | 2.25 |  |  |  | 18h30 | 0.47 | 1.75 |  |  |  | 18h30 | 0.48 | 1.76 |  |  |  | 18h30 | 0.47 | 1.74 |  |  |  | 18h30 | 0.73 | 2.41 |  |  |  | 18h30 | 0.73 | 2.42 |  |  |  | 18h30 | 0.72 | 2.41 |  |  |  | 18h30 | 0.49 | 1.69 |  |  |  | 18h30 | 0.49 | 1.69 |  |  |  | 18h30 | 0.49 | 1.67 |  |  |  | 18h30 | 0.45 | 1.53 |  |  |  | 18h30 | 0.45 | 1.54 |  |  |  | 18h30 | 0.44 | 1.51 |  |  |  | 18h30 | 0.39 | 1.39 |  |  |  | 18h30 | 0.39 | 1.4 |  |  |  | 18h30 | 0.38 | 1.37
19h30 | 0.11 | 0.48 |  | 19h30 | 0.31 | 0.84 |  | 19h30 | 0.09 | 0.49 |  |  |  | 19h30 | 0.25 | 0.63 |  |  |  | 19h30 | 0.49 | 1.18 |  |  |  | 19h30 | 0.21 | 0.54 |  |  |  | 19h30 | 0.22 | 0.54 |  |  |  | 19h30 | 0.46 | 1.01 |  |  |  | 19h30 | 0.18 | 0.45 |  |  |  | 19h30 | 0.18 | 0.48 |  |  |  | 19h30 | 0.41 | 0.97 |  |  |  | 19h30 | 0.15 | 0.38 |  |  |  | 19h30 | 0.16 | 0.43 |  |  |  | 19h30 | 0.36 | 0.89 |  |  |  | 19h30 | 0.12 | 0.33 |  |  |  | 19h30 | 0.23 | 0.57 |  |  |  | 19h30 | 0.46 | 1.02 |  |  |  | 19h30 | 0.19 | 0.48 |  |  |  | 19h30 | 0.96 | 2.81 |  |  |  | 19h30 | 0.96 | 2.81 |  |  |  | 19h30 | 0.96 | 2.81 |  |  |  | 19h30 | 0.83 | 2.57 |  |  |  | 19h30 | 0.83 | 2.58 |  |  |  | 19h30 | 0.83 | 2.56 |  |  |  | 19h30 | 0.71 | 2.35 |  |  |  | 19h30 | 0.72 | 2.35 |  |  |  | 19h30 | 0.71 | 2.34 |  |  |  | 19h30 | 0.51 | 1.82 |  |  |  | 19h30 | 0.51 | 1.83 |  |  |  | 19h30 | 0.5 | 1.81 |  |  |  | 19h30 | 0.57 | 2.23 |  |  |  | 19h30 | 0.57 | 2.23 |  |  |  | 19h30 | 0.56 | 2.23 |  |  |  | 19h30 | 0.52 | 1.7 |  |  |  | 19h30 | 0.52 | 1.71 |  |  |  | 19h30 | 0.51 | 1.69 |  |  |  | 19h30 | 0.47 | 1.57 |  |  |  | 19h30 | 0.48 | 1.58 |  |  |  | 19h30 | 0.47 | 1.56 |  |  |  | 19h30 | 0.41 | 1.42 |  |  |  | 19h30 | 0.41 | 1.43 |  |  |  | 19h30 | 0.41 | 1.41
20h30 | 0.08 | 0.48 |  | 20h30 | 0.14 | 0.66 |  | 20h30 | 0.08 | 0.49 |  |  |  | 20h30 | 0.27 | 0.65 |  |  |  | 20h30 | 0.59 | 1.37 |  |  |  | 20h30 | 0.24 | 0.57 |  |  |  | 20h30 | 0.25 | 0.56 |  |  |  | 20h30 | 0.53 | 1.21 |  |  |  | 20h30 | 0.21 | 0.47 |  |  |  | 20h30 | 0.2 | 0.48 |  |  |  | 20h30 | 0.46 | 1.1 |  |  |  | 20h30 | 0.17 | 0.39 |  |  |  | 20h30 | 0.18 | 0.43 |  |  |  | 20h30 | 0.4 | 0.97 |  |  |  | 20h30 | 0.14 | 0.34 |  |  |  | 20h30 | 0.25 | 0.58 |  |  |  | 20h30 | 0.54 | 1.28 |  |  |  | 20h30 | 0.22 | 0.5 |  |  |  | 20h30 | 0.99 | 2.9 |  |  |  | 20h30 | 0.99 | 2.9 |  |  |  | 20h30 | 0.99 | 2.9 |  |  |  | 20h30 | 0.85 | 2.62 |  |  |  | 20h30 | 0.86 | 2.63 |  |  |  | 20h30 | 0.85 | 2.61 |  |  |  | 20h30 | 0.74 | 2.43 |  |  |  | 20h30 | 0.74 | 2.44 |  |  |  | 20h30 | 0.73 | 2.43 |  |  |  | 20h30 | 0.53 | 1.9 |  |  |  | 20h30 | 0.53 | 1.91 |  |  |  | 20h30 | 0.53 | 1.89 |  |  |  | 20h30 | 0.38 | 2.04 |  |  |  | 20h30 | 0.38 | 2.04 |  |  |  | 20h30 | 0.43 | 2.04 |  |  |  | 20h30 | 0.54 | 1.74 |  |  |  | 20h30 | 0.54 | 1.75 |  |  |  | 20h30 | 0.54 | 1.73 |  |  |  | 20h30 | 0.49 | 1.61 |  |  |  | 20h30 | 0.5 | 1.62 |  |  |  | 20h30 | 0.49 | 1.6 |  |  |  | 20h30 | 0.43 | 1.46 |  |  |  | 20h30 | 0.43 | 1.47 |  |  |  | 20h30 | 0.43 | 1.45
21h30 | 0.07 | 0.71 |  | 21h30 | 0.13 | 0.78 |  | 21h30 | 0.06 | 0.7 |  |  |  | 21h30 | 0.31 | 0.84 |  |  |  | 21h30 | 0.5 | 1.29 |  |  |  | 21h30 | 0.28 | 0.76 |  |  |  | 21h30 | 0.29 | 0.74 |  |  |  | 21h30 | 0.46 | 1.17 |  |  |  | 21h30 | 0.26 | 0.66 |  |  |  | 21h30 | 0.24 | 0.63 |  |  |  | 21h30 | 0.4 | 1.05 |  |  |  | 21h30 | 0.2 | 0.55 |  |  |  | 21h30 | 0.21 | 0.57 |  |  |  | 21h30 | 0.36 | 0.95 |  |  |  | 21h30 | 0.18 | 0.49 |  |  |  | 21h30 | 0.29 | 0.77 |  |  |  | 21h30 | 0.46 | 1.22 |  |  |  | 21h30 | 0.26 | 0.7 |  |  |  | 21h30 | 1 | 2.93 |  |  |  | 21h30 | 1 | 2.93 |  |  |  | 21h30 | 1 | 2.93 |  |  |  | 21h30 | 0.86 | 2.62 |  |  |  | 21h30 | 0.86 | 2.62 |  |  |  | 21h30 | 0.86 | 2.61 |  |  |  | 21h30 | 0.74 | 2.46 |  |  |  | 21h30 | 0.75 | 2.46 |  |  |  | 21h30 | 0.74 | 2.46 |  |  |  | 21h30 | 0.54 | 1.93 |  |  |  | 21h30 | 0.54 | 1.94 |  |  |  | 21h30 | 0.53 | 1.93 |  |  |  | 21h30 | 0.36 | 2.06 |  |  |  | 21h30 | 0.36 | 2.06 |  |  |  | 21h30 | 0.39 | 2.05 |  |  |  | 21h30 | 0.54 | 1.74 |  |  |  | 21h30 | 0.55 | 1.74 |  |  |  | 21h30 | 0.54 | 1.74 |  |  |  | 21h30 | 0.5 | 1.62 |  |  |  | 21h30 | 0.5 | 1.63 |  |  |  | 21h30 | 0.5 | 1.61 |  |  |  | 21h30 | 0.44 | 1.47 |  |  |  | 21h30 | 0.44 | 1.47 |  |  |  | 21h30 | 0.43 | 1.46
22h30 | 0.07 | 0.95 |  | 22h30 | 0.14 | 1.05 |  | 22h30 | 0.06 | 0.92 |  |  |  | 22h30 | 0.36 | 1.03 |  |  |  | 22h30 | 0.48 | 1.34 |  |  |  | 22h30 | 0.34 | 0.98 |  |  |  | 22h30 | 0.33 | 0.95 |  |  |  | 22h30 | 0.44 | 1.24 |  |  |  | 22h30 | 0.31 | 0.88 |  |  |  | 22h30 | 0.28 | 0.82 |  |  |  | 22h30 | 0.39 | 1.12 |  |  |  | 22h30 | 0.25 | 0.75 |  |  |  | 22h30 | 0.25 | 0.75 |  |  |  | 22h30 | 0.35 | 1.03 |  |  |  | 22h30 | 0.22 | 0.68 |  |  |  | 22h30 | 0.34 | 0.97 |  |  |  | 22h30 | 0.45 | 1.28 |  |  |  | 22h30 | 0.32 | 0.91 |  |  |  | 22h30 | 1 | 2.92 |  |  |  | 22h30 | 1 | 2.92 |  |  |  | 22h30 | 1 | 2.92 |  |  |  | 22h30 | 0.85 | 2.59 |  |  |  | 22h30 | 0.86 | 2.59 |  |  |  | 22h30 | 0.85 | 2.58 |  |  |  | 22h30 | 0.74 | 2.46 |  |  |  | 22h30 | 0.74 | 2.46 |  |  |  | 22h30 | 0.74 | 2.45 |  |  |  | 22h30 | 0.54 | 1.94 |  |  |  | 22h30 | 0.54 | 1.94 |  |  |  | 22h30 | 0.54 | 1.93 |  |  |  | 22h30 | 0.35 | 2.04 |  |  |  | 22h30 | 0.35 | 2.05 |  |  |  | 22h30 | 0.39 | 2.04 |  |  |  | 22h30 | 0.54 | 1.72 |  |  |  | 22h30 | 0.55 | 1.73 |  |  |  | 22h30 | 0.54 | 1.72 |  |  |  | 22h30 | 0.5 | 1.61 |  |  |  | 22h30 | 0.5 | 1.61 |  |  |  | 22h30 | 0.5 | 1.6 |  |  |  | 22h30 | 0.44 | 1.45 |  |  |  | 22h30 | 0.44 | 1.46 |  |  |  | 22h30 | 0.43 | 1.45
23h30 | 0.12 | 1.18 |  | 23h30 | 0.16 | 1.27 |  | 23h30 | 0.11 | 1.15 |  |  |  | 23h30 | 0.39 | 1.14 |  |  |  | 23h30 | 0.47 | 1.35 |  |  |  | 23h30 | 0.38 | 1.1 |  |  |  | 23h30 | 0.36 | 1.07 |  |  |  | 23h30 | 0.44 | 1.27 |  |  |  | 23h30 | 0.35 | 1.02 |  |  |  | 23h30 | 0.31 | 0.93 |  |  |  | 23h30 | 0.39 | 1.15 |  |  |  | 23h30 | 0.29 | 0.87 |  |  |  | 23h30 | 0.28 | 0.85 |  |  |  | 23h30 | 0.36 | 1.06 |  |  |  | 23h30 | 0.26 | 0.8 |  |  |  | 23h30 | 0.37 | 1.09 |  |  |  | 23h30 | 0.45 | 1.3 |  |  |  | 23h30 | 0.35 | 1.05 |  |  |  | 23h30 | 1.01 | 2.98 |  |  |  | 23h30 | 1.01 | 2.98 |  |  |  | 23h30 | 1.01 | 2.98 |  |  |  | 23h30 | 0.87 | 2.62 |  |  |  | 23h30 | 0.87 | 2.63 |  |  |  | 23h30 | 0.86 | 2.62 |  |  |  | 23h30 | 0.75 | 2.51 |  |  |  | 23h30 | 0.76 | 2.51 |  |  |  | 23h30 | 0.75 | 2.51 |  |  |  | 23h30 | 0.55 | 2 |  |  |  | 23h30 | 0.56 | 2 |  |  |  | 23h30 | 0.55 | 1.99 |  |  |  | 23h30 | 0.36 | 2.09 |  |  |  | 23h30 | 0.36 | 2.1 |  |  |  | 23h30 | 0.38 | 2.09 |  |  |  | 23h30 | 0.56 | 1.76 |  |  |  | 23h30 | 0.56 | 1.76 |  |  |  | 23h30 | 0.55 | 1.75 |  |  |  | 23h30 | 0.51 | 1.64 |  |  |  | 23h30 | 0.51 | 1.64 |  |  |  | 23h30 | 0.51 | 1.63 |  |  |  | 23h30 | 0.45 | 1.49 |  |  |  | 23h30 | 0.45 | 1.49 |  |  |  | 23h30 | 0.45 | 1.48
00h30 | 0.12 | 0.94 |  | 00h30 | 0.02 | 0.44 |  | 00h30 | 0.11 | 0.93 |  |  |  | 00h30 | 0.3 | 0.92 |  |  |  | 00h30 | 0.14 | 0.41 |  |  |  | 00h30 | 0.29 | 0.86 |  |  |  | 00h30 | 0.28 | 0.85 |  |  |  | 00h30 | 0.14 | 0.4 |  |  |  | 00h30 | 0.26 | 0.78 |  |  |  | 00h30 | 0.24 | 0.74 |  |  |  | 00h30 | 0.12 | 0.35 |  |  |  | 00h30 | 0.22 | 0.67 |  |  |  | 00h30 | 0.22 | 0.68 |  |  |  | 00h30 | 0.11 | 0.32 |  |  |  | 00h30 | 0.19 | 0.6 |  |  |  | 00h30 | 0.28 | 0.87 |  |  |  | 00h30 | 0.14 | 0.41 |  |  |  | 00h30 | 0.27 | 0.81 |  |  |  | 00h30 | 0.65 | 2 |  |  |  | 00h30 | 0.48 | 1.59 |  |  |  | 00h30 | 0.87 | 2.64 |  |  |  | 00h30 | 0.5 | 1.62 |  |  |  | 00h30 | 0.35 | 1.25 |  |  |  | 00h30 | 0.72 | 2.25 |  |  |  | 00h30 | 0.41 | 1.61 |  |  |  | 00h30 | 0.25 | 1.16 |  |  |  | 00h30 | 0.63 | 2.25 |  |  |  | 00h30 | 0.23 | 1.12 |  |  |  | 00h30 | 0.14 | 0.7 |  |  |  | 00h30 | 0.45 | 1.76 |  |  |  | 00h30 | 0.23 | 1.35 |  |  |  | 00h30 | 0.06 | 0.93 |  |  |  | 00h30 | 0.38 | 1.99 |  |  |  | 00h30 | 0.23 | 0.85 |  |  |  | 00h30 | 0.15 | 0.48 |  |  |  | 00h30 | 0.44 | 1.49 |  |  |  | 00h30 | 0.18 | 0.74 |  |  |  | 00h30 | 0.14 | 0.4 |  |  |  | 00h30 | 0.39 | 1.37 |  |  |  | 00h30 | 0.12 | 0.61 |  |  |  | 00h30 | 0.12 | 0.35 |  |  |  | 00h30 | 0.33 | 1.24
01h30 | 0 | 0.2 |  | 01h30 | 0 | 0 |  | 01h30 | 0 | 0.2 |  |  |  | 01h30 | 0 | 0 |  |  |  | 01h30 | 0 | 0 |  |  |  | 01h30 | 0 | 0 |  |  |  | 01h30 | 0 | 0 |  |  |  | 01h30 | 0 | 0 |  |  |  | 01h30 | 0 | 0 |  |  |  | 01h30 | 0 | 0 |  |  |  | 01h30 | 0 | 0 |  |  |  | 01h30 | 0 | 0 |  |  |  | 01h30 | 0 | 0 |  |  |  | 01h30 | 0 | 0 |  |  |  | 01h30 | 0 | 0 |  |  |  | 01h30 | 0 | 0 |  |  |  | 01h30 | 0 | 0 |  |  |  | 01h30 | 0 | 0 |  |  |  | 01h30 | 0.28 | 1.1 |  |  |  | 01h30 | 0.16 | 0.85 |  |  |  | 01h30 | 0.38 | 1.41 |  |  |  | 01h30 | 0.16 | 0.78 |  |  |  | 01h30 | 0.07 | 0.55 |  |  |  | 01h30 | 0.25 | 1.06 |  |  |  | 01h30 | 0.07 | 0.76 |  |  |  | 01h30 | 0.04 | 0.47 |  |  |  | 01h30 | 0.17 | 1.02 |  |  |  | 01h30 | 0 | 0.35 |  |  |  | 01h30 | 0 | 0.18 |  |  |  | 01h30 | 0.03 | 0.59 |  |  |  | 01h30 | 0.12 | 0.71 |  |  |  | 01h30 | 0.02 | 0.45 |  |  |  | 01h30 | 0.18 | 1 |  |  |  | 01h30 | 0 | 0.16 |  |  |  | 01h30 | 0 | 0.05 |  |  |  | 01h30 | 0.02 | 0.37 |  |  |  | 01h30 | 0 | 0.05 |  |  |  | 01h30 | 0 | 0 |  |  |  | 01h30 | 0 | 0.28 |  |  |  | 01h30 | 0 | 0 |  |  |  | 01h30 | 0 | 0 |  |  |  | 01h30 | 0 | 0.17
02h30 | 0 | 0.2 |  | 02h30 | 0 | 0.12 |  | 02h30 | 0 | 0.2 |  |  |  | 02h30 | 0 | 0 |  |  |  | 02h30 | 0 | 0 |  |  |  | 02h30 | 0 | 0 |  |  |  | 02h30 | 0 | 0 |  |  |  | 02h30 | 0 | 0 |  |  |  | 02h30 | 0 | 0 |  |  |  | 02h30 | 0 | 0 |  |  |  | 02h30 | 0 | 0 |  |  |  | 02h30 | 0 | 0 |  |  |  | 02h30 | 0 | 0 |  |  |  | 02h30 | 0 | 0 |  |  |  | 02h30 | 0 | 0 |  |  |  | 02h30 | 0 | 0 |  |  |  | 02h30 | 0 | 0 |  |  |  | 02h30 | 0 | 0 |  |  |  | 02h30 | 0.28 | 1.1 |  |  |  | 02h30 | 0.27 | 1.12 |  |  |  | 02h30 | 0.38 | 1.41 |  |  |  | 02h30 | 0.16 | 0.78 |  |  |  | 02h30 | 0.17 | 0.8 |  |  |  | 02h30 | 0.25 | 1.06 |  |  |  | 02h30 | 0.07 | 0.77 |  |  |  | 02h30 | 0.12 | 0.77 |  |  |  | 02h30 | 0.17 | 1.02 |  |  |  | 02h30 | 0 | 0.39 |  |  |  | 02h30 | 0.01 | 0.46 |  |  |  | 02h30 | 0.03 | 0.59 |  |  |  | 02h30 | 0.13 | 0.71 |  |  |  | 02h30 | 0.15 | 0.74 |  |  |  | 02h30 | 0.18 | 1 |  |  |  | 02h30 | 0 | 0.21 |  |  |  | 02h30 | 0.01 | 0.28 |  |  |  | 02h30 | 0.02 | 0.37 |  |  |  | 02h30 | 0 | 0.1 |  |  |  | 02h30 | 0 | 0.19 |  |  |  | 02h30 | 0 | 0.28 |  |  |  | 02h30 | 0 | 0 |  |  |  | 02h30 | 0 | 0.08 |  |  |  | 02h30 | 0 | 0.17
03h30 | 0.05 | 0.31 |  | 03h30 | 0.06 | 0.3 |  | 03h30 | 0.04 | 0.31 |  |  |  | 03h30 | 0 | 0 |  |  |  | 03h30 | 0 | 0 |  |  |  | 03h30 | 0 | 0 |  |  |  | 03h30 | 0 | 0 |  |  |  | 03h30 | 0 | 0 |  |  |  | 03h30 | 0 | 0 |  |  |  | 03h30 | 0 | 0 |  |  |  | 03h30 | 0 | 0 |  |  |  | 03h30 | 0 | 0 |  |  |  | 03h30 | 0 | 0 |  |  |  | 03h30 | 0 | 0 |  |  |  | 03h30 | 0 | 0 |  |  |  | 03h30 | 0 | 0 |  |  |  | 03h30 | 0 | 0 |  |  |  | 03h30 | 0 | 0 |  |  |  | 03h30 | 0.37 | 1.3 |  |  |  | 03h30 | 0.4 | 1.37 |  |  |  | 03h30 | 0.41 | 1.41 |  |  |  | 03h30 | 0.23 | 0.95 |  |  |  | 03h30 | 0.26 | 1.01 |  |  |  | 03h30 | 0.27 | 1.05 |  |  |  | 03h30 | 0.16 | 0.98 |  |  |  | 03h30 | 0.19 | 1.06 |  |  |  | 03h30 | 0.2 | 1.08 |  |  |  | 03h30 | 0.03 | 0.57 |  |  |  | 03h30 | 0.03 | 0.63 |  |  |  | 03h30 | 0.06 | 0.64 |  |  |  | 03h30 | 0.21 | 0.89 |  |  |  | 03h30 | 0.24 | 0.97 |  |  |  | 03h30 | 0.23 | 1 |  |  |  | 03h30 | 0.02 | 0.35 |  |  |  | 03h30 | 0.02 | 0.39 |  |  |  | 03h30 | 0.05 | 0.41 |  |  |  | 03h30 | 0 | 0.26 |  |  |  | 03h30 | 0 | 0.3 |  |  |  | 03h30 | 0.02 | 0.34 |  |  |  | 03h30 | 0 | 0.13 |  |  |  | 03h30 | 0 | 0.17 |  |  |  | 03h30 | 0 | 0.22
04h30 | 0.09 | 0.4 |  | 04h30 | 0.12 | 0.44 |  | 04h30 | 0.09 | 0.39 |  |  |  | 04h30 | 0 | 0 |  |  |  | 04h30 | 0 | 0.04 |  |  |  | 04h30 | 0 | 0 |  |  |  | 04h30 | 0 | 0 |  |  |  | 04h30 | 0 | 0 |  |  |  | 04h30 | 0 | 0 |  |  |  | 04h30 | 0 | 0 |  |  |  | 04h30 | 0 | 0 |  |  |  | 04h30 | 0 | 0 |  |  |  | 04h30 | 0 | 0 |  |  |  | 04h30 | 0 | 0 |  |  |  | 04h30 | 0 | 0 |  |  |  | 04h30 | 0 | 0 |  |  |  | 04h30 | 0 | 0.01 |  |  |  | 04h30 | 0 | 0 |  |  |  | 04h30 | 0.43 | 1.39 |  |  |  | 04h30 | 0.45 | 1.42 |  |  |  | 04h30 | 0.41 | 1.41 |  |  |  | 04h30 | 0.28 | 1.03 |  |  |  | 04h30 | 0.3 | 1.07 |  |  |  | 04h30 | 0.27 | 1.05 |  |  |  | 04h30 | 0.23 | 1.1 |  |  |  | 04h30 | 0.24 | 1.16 |  |  |  | 04h30 | 0.2 | 1.08 |  |  |  | 04h30 | 0.07 | 0.7 |  |  |  | 04h30 | 0.08 | 0.73 |  |  |  | 04h30 | 0.06 | 0.64 |  |  |  | 04h30 | 0.27 | 0.99 |  |  |  | 04h30 | 0.29 | 1.02 |  |  |  | 04h30 | 0.24 | 1 |  |  |  | 04h30 | 0.06 | 0.42 |  |  |  | 04h30 | 0.06 | 0.44 |  |  |  | 04h30 | 0.05 | 0.41 |  |  |  | 04h30 | 0.02 | 0.35 |  |  |  | 04h30 | 0.02 | 0.37 |  |  |  | 04h30 | 0.02 | 0.34 |  |  |  | 04h30 | 0 | 0.25 |  |  |  | 04h30 | 0 | 0.26 |  |  |  | 04h30 | 0 | 0.22
05h30 | 0.13 | 0.44 |  | 05h30 | 0.16 | 0.49 |  | 05h30 | 0.12 | 0.43 |  |  |  | 05h30 | 0 | 0.01 |  |  |  | 05h30 | 0 | 0.1 |  |  |  | 05h30 | 0 | 0.01 |  |  |  | 05h30 | 0 | 0 |  |  |  | 05h30 | 0 | 0.03 |  |  |  | 05h30 | 0 | 0 |  |  |  | 05h30 | 0 | 0 |  |  |  | 05h30 | 0 | 0 |  |  |  | 05h30 | 0 | 0 |  |  |  | 05h30 | 0 | 0 |  |  |  | 05h30 | 0 | 0 |  |  |  | 05h30 | 0 | 0 |  |  |  | 05h30 | 0 | 0 |  |  |  | 05h30 | 0 | 0.06 |  |  |  | 05h30 | 0 | 0 |  |  |  | 05h30 | 0.44 | 1.4 |  |  |  | 05h30 | 0.46 | 1.42 |  |  |  | 05h30 | 0.41 | 1.37 |  |  |  | 05h30 | 0.3 | 1.05 |  |  |  | 05h30 | 0.32 | 1.07 |  |  |  | 05h30 | 0.28 | 1.01 |  |  |  | 05h30 | 0.27 | 1.16 |  |  |  | 05h30 | 0.27 | 1.18 |  |  |  | 05h30 | 0.23 | 1.08 |  |  |  | 05h30 | 0.11 | 0.8 |  |  |  | 05h30 | 0.12 | 0.82 |  |  |  | 05h30 | 0.08 | 0.7 |  |  |  | 05h30 | 0.3 | 1.01 |  |  |  | 05h30 | 0.31 | 1.03 |  |  |  | 05h30 | 0.26 | 0.97 |  |  |  | 05h30 | 0.08 | 0.47 |  |  |  | 05h30 | 0.09 | 0.5 |  |  |  | 05h30 | 0.07 | 0.44 |  |  |  | 05h30 | 0.05 | 0.39 |  |  |  | 05h30 | 0.06 | 0.4 |  |  |  | 05h30 | 0.03 | 0.35 |  |  |  | 05h30 | 0 | 0.32 |  |  |  | 05h30 | 0 | 0.33 |  |  |  | 05h30 | 0 | 0.25
06h30 | 0.12 | 0.36 |  | 06h30 | 0.14 | 0.39 |  | 06h30 | 0.12 | 0.35 |  |  |  | 06h30 | 0 | 0.02 |  |  |  | 06h30 | 0 | 0.09 |  |  |  | 06h30 | 0 | 0.01 |  |  |  | 06h30 | 0 | 0 |  |  |  | 06h30 | 0 | 0.03 |  |  |  | 06h30 | 0 | 0 |  |  |  | 06h30 | 0 | 0 |  |  |  | 06h30 | 0 | 0 |  |  |  | 06h30 | 0 | 0 |  |  |  | 06h30 | 0 | 0 |  |  |  | 06h30 | 0 | 0 |  |  |  | 06h30 | 0 | 0 |  |  |  | 06h30 | 0 | 0 |  |  |  | 06h30 | 0 | 0.05 |  |  |  | 06h30 | 0 | 0 |  |  |  | 06h30 | 0.45 | 1.42 |  |  |  | 06h30 | 0.46 | 1.43 |  |  |  | 06h30 | 0.43 | 1.38 |  |  |  | 06h30 | 0.32 | 1.08 |  |  |  | 06h30 | 0.32 | 1.09 |  |  |  | 06h30 | 0.29 | 1.03 |  |  |  | 06h30 | 0.29 | 1.19 |  |  |  | 06h30 | 0.29 | 1.2 |  |  |  | 06h30 | 0.25 | 1.13 |  |  |  | 06h30 | 0.14 | 0.87 |  |  |  | 06h30 | 0.15 | 0.88 |  |  |  | 06h30 | 0.11 | 0.8 |  |  |  | 06h30 | 0.31 | 1.03 |  |  |  | 06h30 | 0.31 | 1.04 |  |  |  | 06h30 | 0.29 | 0.99 |  |  |  | 06h30 | 0.11 | 0.56 |  |  |  | 06h30 | 0.12 | 0.59 |  |  |  | 06h30 | 0.09 | 0.5 |  |  |  | 06h30 | 0.08 | 0.45 |  |  |  | 06h30 | 0.08 | 0.47 |  |  |  | 06h30 | 0.06 | 0.39 |  |  |  | 06h30 | 0.03 | 0.39 |  |  |  | 06h30 | 0.03 | 0.39 |  |  |  | 06h30 | 0.01 | 0.33
07h30 | 0.3 | 1.02 |  | 07h30 | 0.32 | 1.05 |  | 07h30 | 0.3 | 1.01 |  |  |  | 07h30 | 0.3 | 0.94 |  |  |  | 07h30 | 0.3 | 0.92 |  |  |  | 07h30 | 0.3 | 0.94 |  |  |  | 07h30 | 0.28 | 0.9 |  |  |  | 07h30 | 0.29 | 0.93 |  |  |  | 07h30 | 0.28 | 0.89 |  |  |  | 07h30 | 0.25 | 0.83 |  |  |  | 07h30 | 0.27 | 0.88 |  |  |  | 07h30 | 0.25 | 0.83 |  |  |  | 07h30 | 0.23 | 0.78 |  |  |  | 07h30 | 0.25 | 0.83 |  |  |  | 07h30 | 0.22 | 0.77 |  |  |  | 07h30 | 0.29 | 0.92 |  |  |  | 07h30 | 0.29 | 0.94 |  |  |  | 07h30 | 0.28 | 0.91 |  |  |  | 07h30 | 0.98 | 2.82 |  |  |  | 07h30 | 0.98 | 2.83 |  |  |  | 07h30 | 0.97 | 2.79 |  |  |  | 07h30 | 0.82 | 2.42 |  |  |  | 07h30 | 0.82 | 2.42 |  |  |  | 07h30 | 0.8 | 2.37 |  |  |  | 07h30 | 0.78 | 2.56 |  |  |  | 07h30 | 0.78 | 2.56 |  |  |  | 07h30 | 0.75 | 2.51 |  |  |  | 07h30 | 0.6 | 2.17 |  |  |  | 07h30 | 0.6 | 2.18 |  |  |  | 07h30 | 0.56 | 2.11 |  |  |  | 07h30 | 0.64 | 2.16 |  |  |  | 07h30 | 0.64 | 2.16 |  |  |  | 07h30 | 0.62 | 2.13 |  |  |  | 07h30 | 0.55 | 1.8 |  |  |  | 07h30 | 0.56 | 1.83 |  |  |  | 07h30 | 0.5 | 1.71 |  |  |  | 07h30 | 0.45 | 1.61 |  |  |  | 07h30 | 0.46 | 1.64 |  |  |  | 07h30 | 0.39 | 1.49 |  |  |  | 07h30 | 0.42 | 1.48 |  |  |  | 07h30 | 0.41 | 1.49 |  |  |  | 07h30 | 0.43 | 1.33
08h30 | 0.28 | 1.1 |  | 08h30 | 0.3 | 1.12 |  | 08h30 | 0.28 | 1.09 |  |  |  | 08h30 | 0.47 | 1.4 |  |  |  | 08h30 | 0.49 | 1.41 |  |  |  | 08h30 | 0.46 | 1.4 |  |  |  | 08h30 | 0.43 | 1.28 |  |  |  | 08h30 | 0.46 | 1.35 |  |  |  | 08h30 | 0.42 | 1.26 |  |  |  | 08h30 | 0.37 | 1.17 |  |  |  | 08h30 | 0.4 | 1.26 |  |  |  | 08h30 | 0.36 | 1.15 |  |  |  | 08h30 | 0.32 | 1.06 |  |  |  | 08h30 | 0.36 | 1.16 |  |  |  | 08h30 | 0.31 | 1.04 |  |  |  | 08h30 | 0.44 | 1.33 |  |  |  | 08h30 | 0.47 | 1.37 |  |  |  | 08h30 | 0.43 | 1.31 |  |  |  | 08h30 | 1.32 | 3.66 |  |  |  | 08h30 | 1.32 | 3.66 |  |  |  | 08h30 | 1.31 | 3.64 |  |  |  | 08h30 | 1.15 | 3.23 |  |  |  | 08h30 | 1.16 | 3.24 |  |  |  | 08h30 | 1.14 | 3.2 |  |  |  | 08h30 | 1.11 | 3.36 |  |  |  | 08h30 | 1.11 | 3.36 |  |  |  | 08h30 | 1.09 | 3.33 |  |  |  | 08h30 | 0.92 | 2.94 |  |  |  | 08h30 | 0.92 | 2.95 |  |  |  | 08h30 | 0.89 | 2.91 |  |  |  | 08h30 | 0.71 | 2.74 |  |  |  | 08h30 | 0.72 | 2.74 |  |  |  | 08h30 | 0.7 | 2.72 |  |  |  | 08h30 | 0.9 | 2.63 |  |  |  | 08h30 | 0.91 | 2.65 |  |  |  | 08h30 | 0.86 | 2.56 |  |  |  | 08h30 | 0.8 | 2.43 |  |  |  | 08h30 | 0.81 | 2.45 |  |  |  | 08h30 | 0.74 | 2.33 |  |  |  | 08h30 | 0.75 | 2.3 |  |  |  | 08h30 | 0.75 | 2.32 |  |  |  | 08h30 | 0.75 | 2.17
09h30 | 0.01 | 0.08 |  | 09h30 | 0.03 | 0.23 |  | 09h30 | 0.24 | 0.92 |  |  |  | 09h30 | 0.17 | 0.47 |  |  |  | 09h30 | 0.19 | 0.53 |  |  |  | 09h30 | 0.39 | 1.25 |  |  |  | 09h30 | 0.15 | 0.38 |  |  |  | 09h30 | 0.17 | 0.42 |  |  |  | 09h30 | 0.34 | 1.03 |  |  |  | 09h30 | 0.12 | 0.34 |  |  |  | 09h30 | 0.14 | 0.38 |  |  |  | 09h30 | 0.28 | 0.93 |  |  |  | 09h30 | 0.09 | 0.28 |  |  |  | 09h30 | 0.11 | 0.32 |  |  |  | 09h30 | 0.23 | 0.8 |  |  |  | 09h30 | 0.15 | 0.41 |  |  |  | 09h30 | 0.17 | 0.44 |  |  |  | 09h30 | 0.34 | 1.09 |  |  |  | 09h30 | 0.4 | 0.95 |  |  |  | 09h30 | 0.62 | 1.63 |  |  |  | 09h30 | 1.22 | 3.47 |  |  |  | 09h30 | 0.4 | 0.93 |  |  |  | 09h30 | 0.56 | 1.47 |  |  |  | 09h30 | 1.09 | 3.09 |  |  |  | 09h30 | 0.42 | 0.97 |  |  |  | 09h30 | 0.52 | 1.57 |  |  |  | 09h30 | 1.04 | 3.16 |  |  |  | 09h30 | 0.39 | 1.01 |  |  |  | 09h30 | 0.41 | 1.39 |  |  |  | 09h30 | 0.88 | 2.78 |  |  |  | 09h30 | 0.17 | 0.7 |  |  |  | 09h30 | 0.27 | 1.16 |  |  |  | 09h30 | 0.72 | 2.85 |  |  |  | 09h30 | 0.41 | 1.04 |  |  |  | 09h30 | 0.42 | 1.24 |  |  |  | 09h30 | 0.91 | 2.61 |  |  |  | 09h30 | 0.39 | 1.03 |  |  |  | 09h30 | 0.4 | 1.14 |  |  |  | 09h30 | 0.89 | 2.48 |  |  |  | 09h30 | 0.36 | 1.01 |  |  |  | 09h30 | 0.37 | 1.07 |  |  |  | 09h30 | 0.78 | 2.44
10h30 | 0 | 0 |  | 10h30 | 0 | 0 |  | 10h30 | 0.23 | 0.84 |  |  |  | 10h30 | 0 | 0 |  |  |  | 10h30 | 0 | 0 |  |  |  | 10h30 | 0.22 | 0.78 |  |  |  | 10h30 | 0 | 0 |  |  |  | 10h30 | 0 | 0 |  |  |  | 10h30 | 0.2 | 0.66 |  |  |  | 10h30 | 0 | 0 |  |  |  | 10h30 | 0 | 0 |  |  |  | 10h30 | 0.16 | 0.6 |  |  |  | 10h30 | 0 | 0 |  |  |  | 10h30 | 0 | 0 |  |  |  | 10h30 | 0.14 | 0.54 |  |  |  | 10h30 | 0 | 0 |  |  |  | 10h30 | 0 | 0 |  |  |  | 10h30 | 0.2 | 0.69 |  |  |  | 10h30 | 0 | 0 |  |  |  | 10h30 | 0 | 0 |  |  |  | 10h30 | 1.05 | 3.1 |  |  |  | 10h30 | 0 | 0 |  |  |  | 10h30 | 0 | 0 |  |  |  | 10h30 | 0.93 | 2.74 |  |  |  | 10h30 | 0 | 0 |  |  |  | 10h30 | 0 | 0 |  |  |  | 10h30 | 0.86 | 2.73 |  |  |  | 10h30 | 0 | 0 |  |  |  | 10h30 | 0 | 0 |  |  |  | 10h30 | 0.7 | 2.35 |  |  |  | 10h30 | 0 | 0 |  |  |  | 10h30 | 0 | 0 |  |  |  | 10h30 | 0.76 | 2.77 |  |  |  | 10h30 | 0 | 0 |  |  |  | 10h30 | 0 | 0 |  |  |  | 10h30 | 0.74 | 2.21 |  |  |  | 10h30 | 0 | 0 |  |  |  | 10h30 | 0 | 0 |  |  |  | 10h30 | 0.71 | 2.07 |  |  |  | 10h30 | 0 | 0 |  |  |  | 10h30 | 0 | 0 |  |  |  | 10h30 | 0.63 | 2.02
11h30 | 0 | 0 |  | 11h30 | 0 | 0 |  | 11h30 | 0 | 0.23 |  |  |  | 11h30 | 0 | 0 |  |  |  | 11h30 | 0 | 0 |  |  |  | 11h30 | 0.04 | 0.4 |  |  |  | 11h30 | 0 | 0 |  |  |  | 11h30 | 0 | 0 |  |  |  | 11h30 | 0.04 | 0.27 |  |  |  | 11h30 | 0 | 0 |  |  |  | 11h30 | 0 | 0 |  |  |  | 11h30 | 0.03 | 0.24 |  |  |  | 11h30 | 0 | 0 |  |  |  | 11h30 | 0 | 0 |  |  |  | 11h30 | 0.01 | 0.2 |  |  |  | 11h30 | 0 | 0 |  |  |  | 11h30 | 0 | 0 |  |  |  | 11h30 | 0 | 0.29 |  |  |  | 11h30 | 0 | 0 |  |  |  | 11h30 | 0 | 0 |  |  |  | 11h30 | 0.98 | 2.95 |  |  |  | 11h30 | 0 | 0 |  |  |  | 11h30 | 0 | 0 |  |  |  | 11h30 | 0.86 | 2.59 |  |  |  | 11h30 | 0 | 0 |  |  |  | 11h30 | 0 | 0 |  |  |  | 11h30 | 0.77 | 2.53 |  |  |  | 11h30 | 0 | 0 |  |  |  | 11h30 | 0 | 0 |  |  |  | 11h30 | 0.61 | 2.15 |  |  |  | 11h30 | 0 | 0 |  |  |  | 11h30 | 0 | 0 |  |  |  | 11h30 | 0.76 | 2.62 |  |  |  | 11h30 | 0 | 0 |  |  |  | 11h30 | 0 | 0 |  |  |  | 11h30 | 0.65 | 2 |  |  |  | 11h30 | 0 | 0 |  |  |  | 11h30 | 0 | 0 |  |  |  | 11h30 | 0.61 | 1.85 |  |  |  | 11h30 | 0 | 0 |  |  |  | 11h30 | 0 | 0 |  |  |  | 11h30 | 0.55 | 1.79
12h30 | 0 | 0 |  | 12h30 | 0 | 0 |  | 12h30 | 0 | 0.23 |  |  |  | 12h30 | 0 | 0 |  |  |  | 12h30 | 0 | 0 |  |  |  | 12h30 | 0.04 | 0.4 |  |  |  | 12h30 | 0 | 0 |  |  |  | 12h30 | 0 | 0 |  |  |  | 12h30 | 0.04 | 0.27 |  |  |  | 12h30 | 0 | 0 |  |  |  | 12h30 | 0 | 0 |  |  |  | 12h30 | 0.03 | 0.24 |  |  |  | 12h30 | 0 | 0 |  |  |  | 12h30 | 0 | 0 |  |  |  | 12h30 | 0.01 | 0.2 |  |  |  | 12h30 | 0 | 0 |  |  |  | 12h30 | 0 | 0 |  |  |  | 12h30 | 0 | 0.29 |  |  |  | 12h30 | 0 | 0 |  |  |  | 12h30 | 0 | 0 |  |  |  | 12h30 | 0.95 | 2.85 |  |  |  | 12h30 | 0 | 0 |  |  |  | 12h30 | 0 | 0 |  |  |  | 12h30 | 0.83 | 2.5 |  |  |  | 12h30 | 0 | 0 |  |  |  | 12h30 | 0 | 0 |  |  |  | 12h30 | 0.73 | 2.42 |  |  |  | 12h30 | 0 | 0 |  |  |  | 12h30 | 0 | 0 |  |  |  | 12h30 | 0.56 | 2.03 |  |  |  | 12h30 | 0 | 0 |  |  |  | 12h30 | 0 | 0 |  |  |  | 12h30 | 0.75 | 2.54 |  |  |  | 12h30 | 0 | 0 |  |  |  | 12h30 | 0 | 0 |  |  |  | 12h30 | 0.59 | 1.85 |  |  |  | 12h30 | 0 | 0 |  |  |  | 12h30 | 0 | 0 |  |  |  | 12h30 | 0.56 | 1.71 |  |  |  | 12h30 | 0 | 0 |  |  |  | 12h30 | 0 | 0 |  |  |  | 12h30 | 0.5 | 1.63
13h30 | 0 | 0.05 |  | 13h30 | 0 | 0 |  | 13h30 | 0 | 0.02 |  |  |  | 13h30 | 0.01 | 0.24 |  |  |  | 13h30 | 0 | 0 |  |  |  | 13h30 | 0 | 0.23 |  |  |  | 13h30 | 0.01 | 0.13 |  |  |  | 13h30 | 0 | 0 |  |  |  | 13h30 | 0 | 0.08 |  |  |  | 13h30 | 0 | 0.09 |  |  |  | 13h30 | 0 | 0 |  |  |  | 13h30 | 0 | 0.06 |  |  |  | 13h30 | 0 | 0.08 |  |  |  | 13h30 | 0 | 0 |  |  |  | 13h30 | 0 | 0.04 |  |  |  | 13h30 | 0 | 0.12 |  |  |  | 13h30 | 0 | 0 |  |  |  | 13h30 | 0 | 0.08 |  |  |  | 13h30 | 0.68 | 1.99 |  |  |  | 13h30 | 0 | 0 |  |  |  | 13h30 | 0.93 | 2.78 |  |  |  | 13h30 | 0.64 | 1.86 |  |  |  | 13h30 | 0 | 0 |  |  |  | 13h30 | 0.81 | 2.44 |  |  |  | 13h30 | 0.62 | 1.9 |  |  |  | 13h30 | 0 | 0 |  |  |  | 13h30 | 0.7 | 2.34 |  |  |  | 13h30 | 0.53 | 1.62 |  |  |  | 13h30 | 0 | 0 |  |  |  | 13h30 | 0.54 | 1.95 |  |  |  | 13h30 | 0.55 | 1.72 |  |  |  | 13h30 | 0 | 0 |  |  |  | 13h30 | 0.74 | 2.47 |  |  |  | 13h30 | 0.5 | 1.47 |  |  |  | 13h30 | 0 | 0 |  |  |  | 13h30 | 0.55 | 1.75 |  |  |  | 13h30 | 0.48 | 1.41 |  |  |  | 13h30 | 0 | 0 |  |  |  | 13h30 | 0.52 | 1.61 |  |  |  | 13h30 | 0.45 | 1.36 |  |  |  | 13h30 | 0 | 0 |  |  |  | 13h30 | 0.46 | 1.52
14h30 | 0 | 0.05 |  | 14h30 | 0 | 0 |  | 14h30 | 0 | 0.02 |  |  |  | 14h30 | 0.01 | 0.28 |  |  |  | 14h30 | 0 | 0 |  |  |  | 14h30 | 0 | 0.23 |  |  |  | 14h30 | 0.01 | 0.14 |  |  |  | 14h30 | 0 | 0 |  |  |  | 14h30 | 0 | 0.08 |  |  |  | 14h30 | 0 | 0.09 |  |  |  | 14h30 | 0 | 0 |  |  |  | 14h30 | 0 | 0.06 |  |  |  | 14h30 | 0 | 0.08 |  |  |  | 14h30 | 0 | 0 |  |  |  | 14h30 | 0 | 0.04 |  |  |  | 14h30 | 0 | 0.12 |  |  |  | 14h30 | 0 | 0 |  |  |  | 14h30 | 0 | 0.08 |  |  |  | 14h30 | 1.26 | 3.4 |  |  |  | 14h30 | 0 | 0 |  |  |  | 14h30 | 0.91 | 2.74 |  |  |  | 14h30 | 1.14 | 3.11 |  |  |  | 14h30 | 0 | 0 |  |  |  | 14h30 | 0.79 | 2.4 |  |  |  | 14h30 | 1.1 | 3.2 |  |  |  | 14h30 | 0 | 0 |  |  |  | 14h30 | 0.69 | 2.3 |  |  |  | 14h30 | 0.91 | 2.8 |  |  |  | 14h30 | 0 | 0 |  |  |  | 14h30 | 0.52 | 1.9 |  |  |  | 14h30 | 1.02 | 3 |  |  |  | 14h30 | 0 | 0 |  |  |  | 14h30 | 0.72 | 2.43 |  |  |  | 14h30 | 0.89 | 2.52 |  |  |  | 14h30 | 0 | 0 |  |  |  | 14h30 | 0.53 | 1.69 |  |  |  | 14h30 | 0.83 | 2.35 |  |  |  | 14h30 | 0 | 0 |  |  |  | 14h30 | 0.49 | 1.55 |  |  |  | 14h30 | 0.77 | 2.27 |  |  |  | 14h30 | 0 | 0 |  |  |  | 14h30 | 0.43 | 1.45
15h30 | 0 | 0.03 |  | 15h30 | 0 | 0 |  | 15h30 | 0 | 0.02 |  |  |  | 15h30 | 0 | 0.22 |  |  |  | 15h30 | 0 | 0 |  |  |  | 15h30 | 0 | 0.11 |  |  |  | 15h30 | 0 | 0.09 |  |  |  | 15h30 | 0 | 0 |  |  |  | 15h30 | 0 | 0 |  |  |  | 15h30 | 0 | 0.01 |  |  |  | 15h30 | 0 | 0 |  |  |  | 15h30 | 0 | 0 |  |  |  | 15h30 | 0 | 0 |  |  |  | 15h30 | 0 | 0 |  |  |  | 15h30 | 0 | 0 |  |  |  | 15h30 | 0 | 0.06 |  |  |  | 15h30 | 0 | 0 |  |  |  | 15h30 | 0 | 0 |  |  |  | 15h30 | 1.35 | 3.59 |  |  |  | 15h30 | 0 | 0 |  |  |  | 15h30 | 0.92 | 2.77 |  |  |  | 15h30 | 1.18 | 3.18 |  |  |  | 15h30 | 0 | 0 |  |  |  | 15h30 | 0.8 | 2.43 |  |  |  | 15h30 | 1.12 | 3.28 |  |  |  | 15h30 | 0 | 0 |  |  |  | 15h30 | 0.69 | 2.32 |  |  |  | 15h30 | 0.91 | 2.91 |  |  |  | 15h30 | 0 | 0 |  |  |  | 15h30 | 0.52 | 1.9 |  |  |  | 15h30 | 1.08 | 3.22 |  |  |  | 15h30 | 0 | 0 |  |  |  | 15h30 | 0.73 | 2.46 |  |  |  | 15h30 | 0.93 | 2.7 |  |  |  | 15h30 | 0 | 0 |  |  |  | 15h30 | 0.52 | 1.69 |  |  |  | 15h30 | 0.86 | 2.46 |  |  |  | 15h30 | 0 | 0 |  |  |  | 15h30 | 0.48 | 1.54 |  |  |  | 15h30 | 0.79 | 2.36 |  |  |  | 15h30 | 0 | 0 |  |  |  | 15h30 | 0.42 | 1.43
16h30 | 0.04 | 0.24 |  | 16h30 | 0 | 0 |  | 16h30 | 0.03 | 0.2 |  |  |  | 16h30 | 0.04 | 0.31 |  |  |  | 16h30 | 0 | 0 |  |  |  | 16h30 | 0.01 | 0.21 |  |  |  | 16h30 | 0.04 | 0.21 |  |  |  | 16h30 | 0 | 0 |  |  |  | 16h30 | 0.01 | 0.11 |  |  |  | 16h30 | 0.01 | 0.11 |  |  |  | 16h30 | 0 | 0 |  |  |  | 16h30 | 0 | 0.02 |  |  |  | 16h30 | 0 | 0.08 |  |  |  | 16h30 | 0 | 0 |  |  |  | 16h30 | 0 | 0.01 |  |  |  | 16h30 | 0 | 0.18 |  |  |  | 16h30 | 0 | 0 |  |  |  | 16h30 | 0 | 0.09 |  |  |  | 16h30 | 1.07 | 3.06 |  |  |  | 16h30 | 0 | 0 |  |  |  | 16h30 | 0.95 | 2.82 |  |  |  | 16h30 | 0.96 | 2.76 |  |  |  | 16h30 | 0 | 0 |  |  |  | 16h30 | 0.82 | 2.49 |  |  |  | 16h30 | 0.89 | 2.72 |  |  |  | 16h30 | 0 | 0 |  |  |  | 16h30 | 0.71 | 2.37 |  |  |  | 16h30 | 0.71 | 2.34 |  |  |  | 16h30 | 0 | 0 |  |  |  | 16h30 | 0.53 | 1.93 |  |  |  | 16h30 | 0.88 | 2.77 |  |  |  | 16h30 | 0 | 0 |  |  |  | 16h30 | 0.75 | 2.52 |  |  |  | 16h30 | 0.76 | 2.26 |  |  |  | 16h30 | 0 | 0 |  |  |  | 16h30 | 0.53 | 1.7 |  |  |  | 16h30 | 0.7 | 2.09 |  |  |  | 16h30 | 0 | 0 |  |  |  | 16h30 | 0.49 | 1.56 |  |  |  | 16h30 | 0.64 | 2 |  |  |  | 16h30 | 0 | 0 |  |  |  | 16h30 | 0.43 | 1.44
17h30 | 0.13 | 0.53 |  | 17h30 | 0 | 0 |  | 17h30 | 0.12 | 0.49 |  |  |  | 17h30 | 0.09 | 0.42 |  |  |  | 17h30 | 0 | 0 |  |  |  | 17h30 | 0.05 | 0.33 |  |  |  | 17h30 | 0.09 | 0.33 |  |  |  | 17h30 | 0 | 0 |  |  |  | 17h30 | 0.06 | 0.26 |  |  |  | 17h30 | 0.04 | 0.24 |  |  |  | 17h30 | 0 | 0 |  |  |  | 17h30 | 0.01 | 0.13 |  |  |  | 17h30 | 0.02 | 0.2 |  |  |  | 17h30 | 0 | 0 |  |  |  | 17h30 | 0 | 0.1 |  |  |  | 17h30 | 0.02 | 0.31 |  |  |  | 17h30 | 0 | 0 |  |  |  | 17h30 | 0 | 0.23 |  |  |  | 17h30 | 0.99 | 2.93 |  |  |  | 17h30 | 0 | 0 |  |  |  | 17h30 | 0.96 | 2.86 |  |  |  | 17h30 | 0.89 | 2.66 |  |  |  | 17h30 | 0 | 0 |  |  |  | 17h30 | 0.83 | 2.52 |  |  |  | 17h30 | 0.8 | 2.55 |  |  |  | 17h30 | 0 | 0 |  |  |  | 17h30 | 0.72 | 2.41 |  |  |  | 17h30 | 0.63 | 2.13 |  |  |  | 17h30 | 0 | 0 |  |  |  | 17h30 | 0.54 | 1.95 |  |  |  | 17h30 | 0.82 | 2.66 |  |  |  | 17h30 | 0 | 0 |  |  |  | 17h30 | 0.77 | 2.56 |  |  |  | 17h30 | 0.67 | 2.05 |  |  |  | 17h30 | 0 | 0 |  |  |  | 17h30 | 0.54 | 1.71 |  |  |  | 17h30 | 0.62 | 1.9 |  |  |  | 17h30 | 0 | 0 |  |  |  | 17h30 | 0.5 | 1.58 |  |  |  | 17h30 | 0.57 | 1.81 |  |  |  | 17h30 | 0 | 0 |  |  |  | 17h30 | 0.43 | 1.45
18h30 | 0.24 | 0.79 |  | 18h30 | 0.17 | 0.52 |  | 18h30 | 0.23 | 0.77 |  |  |  | 18h30 | 0.13 | 0.5 |  |  |  | 18h30 | 0.13 | 0.47 |  |  |  | 18h30 | 0.11 | 0.41 |  |  |  | 18h30 | 0.13 | 0.41 |  |  |  | 18h30 | 0.12 | 0.4 |  |  |  | 18h30 | 0.11 | 0.36 |  |  |  | 18h30 | 0.09 | 0.33 |  |  |  | 18h30 | 0.08 | 0.29 |  |  |  | 18h30 | 0.05 | 0.24 |  |  |  | 18h30 | 0.06 | 0.29 |  |  |  | 18h30 | 0.07 | 0.26 |  |  |  | 18h30 | 0.03 | 0.2 |  |  |  | 18h30 | 0.08 | 0.39 |  |  |  | 18h30 | 0.08 | 0.37 |  |  |  | 18h30 | 0.05 | 0.34 |  |  |  | 18h30 | 0.99 | 2.92 |  |  |  | 18h30 | 0.7 | 1.94 |  |  |  | 18h30 | 0.98 | 2.89 |  |  |  | 18h30 | 0.88 | 2.64 |  |  |  | 18h30 | 0.7 | 1.96 |  |  |  | 18h30 | 0.84 | 2.54 |  |  |  | 18h30 | 0.77 | 2.51 |  |  |  | 18h30 | 0.69 | 1.87 |  |  |  | 18h30 | 0.73 | 2.43 |  |  |  | 18h30 | 0.6 | 2.08 |  |  |  | 18h30 | 0.62 | 1.74 |  |  |  | 18h30 | 0.54 | 1.97 |  |  |  | 18h30 | 0.81 | 2.65 |  |  |  | 18h30 | 0.62 | 1.76 |  |  |  | 18h30 | 0.78 | 2.58 |  |  |  | 18h30 | 0.63 | 1.94 |  |  |  | 18h30 | 0.6 | 1.68 |  |  |  | 18h30 | 0.54 | 1.72 |  |  |  | 18h30 | 0.58 | 1.8 |  |  |  | 18h30 | 0.58 | 1.63 |  |  |  | 18h30 | 0.5 | 1.59 |  |  |  | 18h30 | 0.53 | 1.7 |  |  |  | 18h30 | 0.56 | 1.6 |  |  |  | 18h30 | 0.44 | 1.46
19h30 | 0.15 | 0.73 |  | 19h30 | 0.17 | 0.74 |  | 19h30 | 0.14 | 0.71 |  |  |  | 19h30 | 0.17 | 0.59 |  |  |  | 19h30 | 0.22 | 0.75 |  |  |  | 19h30 | 0.15 | 0.51 |  |  |  | 19h30 | 0.17 | 0.5 |  |  |  | 19h30 | 0.21 | 0.62 |  |  |  | 19h30 | 0.15 | 0.44 |  |  |  | 19h30 | 0.13 | 0.4 |  |  |  | 19h30 | 0.15 | 0.47 |  |  |  | 19h30 | 0.1 | 0.34 |  |  |  | 19h30 | 0.11 | 0.36 |  |  |  | 19h30 | 0.13 | 0.42 |  |  |  | 19h30 | 0.08 | 0.3 |  |  |  | 19h30 | 0.14 | 0.48 |  |  |  | 19h30 | 0.16 | 0.58 |  |  |  | 19h30 | 0.12 | 0.43 |  |  |  | 19h30 | 1.01 | 2.98 |  |  |  | 19h30 | 1.41 | 3.66 |  |  |  | 19h30 | 1 | 2.95 |  |  |  | 19h30 | 0.89 | 2.67 |  |  |  | 19h30 | 1.32 | 3.48 |  |  |  | 19h30 | 0.86 | 2.59 |  |  |  | 19h30 | 0.78 | 2.54 |  |  |  | 19h30 | 1.32 | 3.54 |  |  |  | 19h30 | 0.75 | 2.49 |  |  |  | 19h30 | 0.6 | 2.1 |  |  |  | 19h30 | 1.15 | 3.23 |  |  |  | 19h30 | 0.56 | 2.02 |  |  |  | 19h30 | 0.63 | 2.42 |  |  |  | 19h30 | 1 | 3.02 |  |  |  | 19h30 | 0.6 | 2.37 |  |  |  | 19h30 | 0.61 | 1.9 |  |  |  | 19h30 | 1.13 | 3.01 |  |  |  | 19h30 | 0.55 | 1.75 |  |  |  | 19h30 | 0.57 | 1.77 |  |  |  | 19h30 | 1.06 | 2.85 |  |  |  | 19h30 | 0.51 | 1.62 |  |  |  | 19h30 | 0.51 | 1.66 |  |  |  | 19h30 | 1 | 2.79 |  |  |  | 19h30 | 0.45 | 1.49
20h30 | 0.04 | 0.75 |  | 20h30 | 0.09 | 0.87 |  | 20h30 | 0.03 | 0.74 |  |  |  | 20h30 | 0.23 | 0.76 |  |  |  | 20h30 | 0.27 | 0.9 |  |  |  | 20h30 | 0.21 | 0.7 |  |  |  | 20h30 | 0.23 | 0.67 |  |  |  | 20h30 | 0.26 | 0.78 |  |  |  | 20h30 | 0.21 | 0.62 |  |  |  | 20h30 | 0.18 | 0.54 |  |  |  | 20h30 | 0.2 | 0.61 |  |  |  | 20h30 | 0.17 | 0.51 |  |  |  | 20h30 | 0.16 | 0.5 |  |  |  | 20h30 | 0.18 | 0.55 |  |  |  | 20h30 | 0.14 | 0.47 |  |  |  | 20h30 | 0.2 | 0.66 |  |  |  | 20h30 | 0.22 | 0.74 |  |  |  | 20h30 | 0.19 | 0.6 |  |  |  | 20h30 | 1.02 | 3.03 |  |  |  | 20h30 | 1.55 | 4.07 |  |  |  | 20h30 | 1.02 | 3.01 |  |  |  | 20h30 | 0.9 | 2.71 |  |  |  | 20h30 | 1.38 | 3.68 |  |  |  | 20h30 | 0.87 | 2.64 |  |  |  | 20h30 | 0.79 | 2.59 |  |  |  | 20h30 | 1.38 | 3.9 |  |  |  | 20h30 | 0.76 | 2.55 |  |  |  | 20h30 | 0.6 | 2.12 |  |  |  | 20h30 | 1.17 | 3.48 |  |  |  | 20h30 | 0.57 | 2.06 |  |  |  | 20h30 | 0.42 | 2.19 |  |  |  | 20h30 | 0.87 | 3.13 |  |  |  | 20h30 | 0.43 | 2.15 |  |  |  | 20h30 | 0.6 | 1.88 |  |  |  | 20h30 | 1.18 | 3.25 |  |  |  | 20h30 | 0.56 | 1.78 |  |  |  | 20h30 | 0.56 | 1.76 |  |  |  | 20h30 | 1.09 | 3.02 |  |  |  | 20h30 | 0.52 | 1.65 |  |  |  | 20h30 | 0.5 | 1.63 |  |  |  | 20h30 | 1.03 | 2.94 |  |  |  | 20h30 | 0.45 | 1.51
21h30 | 0.11 | 1.13 |  | 21h30 | 0.13 | 1.18 |  | 21h30 | 0.11 | 1.12 |  |  |  | 21h30 | 0.31 | 1.01 |  |  |  | 21h30 | 0.34 | 1.11 |  |  |  | 21h30 | 0.29 | 0.96 |  |  |  | 21h30 | 0.3 | 0.93 |  |  |  | 21h30 | 0.33 | 1 |  |  |  | 21h30 | 0.28 | 0.87 |  |  |  | 21h30 | 0.23 | 0.75 |  |  |  | 21h30 | 0.26 | 0.82 |  |  |  | 21h30 | 0.22 | 0.71 |  |  |  | 21h30 | 0.21 | 0.69 |  |  |  | 21h30 | 0.23 | 0.74 |  |  |  | 21h30 | 0.2 | 0.65 |  |  |  | 21h30 | 0.27 | 0.92 |  |  |  | 21h30 | 0.29 | 0.98 |  |  |  | 21h30 | 0.25 | 0.86 |  |  |  | 21h30 | 1.03 | 3.05 |  |  |  | 21h30 | 1.18 | 3.34 |  |  |  | 21h30 | 1.03 | 3.04 |  |  |  | 21h30 | 0.91 | 2.71 |  |  |  | 21h30 | 1.07 | 3.06 |  |  |  | 21h30 | 0.88 | 2.65 |  |  |  | 21h30 | 0.79 | 2.6 |  |  |  | 21h30 | 1.03 | 3.07 |  |  |  | 21h30 | 0.77 | 2.57 |  |  |  | 21h30 | 0.6 | 2.11 |  |  |  | 21h30 | 0.85 | 2.65 |  |  |  | 21h30 | 0.57 | 2.07 |  |  |  | 21h30 | 0.41 | 2.19 |  |  |  | 21h30 | 0.57 | 2.51 |  |  |  | 21h30 | 0.4 | 2.17 |  |  |  | 21h30 | 0.59 | 1.85 |  |  |  | 21h30 | 0.9 | 2.6 |  |  |  | 21h30 | 0.56 | 1.77 |  |  |  | 21h30 | 0.55 | 1.72 |  |  |  | 21h30 | 0.84 | 2.43 |  |  |  | 21h30 | 0.52 | 1.64 |  |  |  | 21h30 | 0.49 | 1.6 |  |  |  | 21h30 | 0.79 | 2.36 |  |  |  | 21h30 | 0.45 | 1.51
22h30 | 0.18 | 1.43 |  | 22h30 | 0.19 | 1.45 |  | 22h30 | 0.17 | 1.43 |  |  |  | 22h30 | 0.36 | 1.19 |  |  |  | 22h30 | 0.38 | 1.26 |  |  |  | 22h30 | 0.34 | 1.15 |  |  |  | 22h30 | 0.35 | 1.12 |  |  |  | 22h30 | 0.37 | 1.18 |  |  |  | 22h30 | 0.33 | 1.08 |  |  |  | 22h30 | 0.28 | 0.93 |  |  |  | 22h30 | 0.3 | 0.98 |  |  |  | 22h30 | 0.26 | 0.89 |  |  |  | 22h30 | 0.25 | 0.85 |  |  |  | 22h30 | 0.27 | 0.9 |  |  |  | 22h30 | 0.23 | 0.8 |  |  |  | 22h30 | 0.34 | 1.12 |  |  |  | 22h30 | 0.35 | 1.16 |  |  |  | 22h30 | 0.32 | 1.08 |  |  |  | 22h30 | 1.04 | 3.05 |  |  |  | 22h30 | 1.07 | 3.14 |  |  |  | 22h30 | 1.03 | 3.04 |  |  |  | 22h30 | 0.9 | 2.7 |  |  |  | 22h30 | 0.97 | 2.87 |  |  |  | 22h30 | 0.88 | 2.64 |  |  |  | 22h30 | 0.79 | 2.6 |  |  |  | 22h30 | 0.9 | 2.79 |  |  |  | 22h30 | 0.77 | 2.57 |  |  |  | 22h30 | 0.59 | 2.1 |  |  |  | 22h30 | 0.72 | 2.34 |  |  |  | 22h30 | 0.57 | 2.06 |  |  |  | 22h30 | 0.39 | 2.18 |  |  |  | 22h30 | 0.46 | 2.31 |  |  |  | 22h30 | 0.4 | 2.16 |  |  |  | 22h30 | 0.58 | 1.81 |  |  |  | 22h30 | 0.76 | 2.26 |  |  |  | 22h30 | 0.56 | 1.75 |  |  |  | 22h30 | 0.54 | 1.69 |  |  |  | 22h30 | 0.71 | 2.12 |  |  |  | 22h30 | 0.51 | 1.63 |  |  |  | 22h30 | 0.48 | 1.56 |  |  |  | 22h30 | 0.66 | 2.04 |  |  |  | 22h30 | 0.45 | 1.49
23h30 | 0.24 | 1.67 |  | 23h30 | 0.25 | 1.68 |  | 23h30 | 0.24 | 1.66 |  |  |  | 23h30 | 0.41 | 1.32 |  |  |  | 23h30 | 0.42 | 1.37 |  |  |  | 23h30 | 0.4 | 1.29 |  |  |  | 23h30 | 0.4 | 1.25 |  |  |  | 23h30 | 0.41 | 1.3 |  |  |  | 23h30 | 0.38 | 1.22 |  |  |  | 23h30 | 0.33 | 1.07 |  |  |  | 23h30 | 0.34 | 1.11 |  |  |  | 23h30 | 0.31 | 1.03 |  |  |  | 23h30 | 0.29 | 0.98 |  |  |  | 23h30 | 0.31 | 1.02 |  |  |  | 23h30 | 0.28 | 0.95 |  |  |  | 23h30 | 0.39 | 1.26 |  |  |  | 23h30 | 0.4 | 1.3 |  |  |  | 23h30 | 0.37 | 1.23 |  |  |  | 23h30 | 1.03 | 3.04 |  |  |  | 23h30 | 1.04 | 3.09 |  |  |  | 23h30 | 1.03 | 3.03 |  |  |  | 23h30 | 0.89 | 2.67 |  |  |  | 23h30 | 0.94 | 2.8 |  |  |  | 23h30 | 0.87 | 2.62 |  |  |  | 23h30 | 0.78 | 2.58 |  |  |  | 23h30 | 0.84 | 2.68 |  |  |  | 23h30 | 0.76 | 2.56 |  |  |  | 23h30 | 0.58 | 2.08 |  |  |  | 23h30 | 0.66 | 2.23 |  |  |  | 23h30 | 0.56 | 2.05 |  |  |  | 23h30 | 0.38 | 2.16 |  |  |  | 23h30 | 0.42 | 2.24 |  |  |  | 23h30 | 0.38 | 2.14 |  |  |  | 23h30 | 0.57 | 1.79 |  |  |  | 23h30 | 0.68 | 2.08 |  |  |  | 23h30 | 0.55 | 1.74 |  |  |  | 23h30 | 0.53 | 1.66 |  |  |  | 23h30 | 0.64 | 1.95 |  |  |  | 23h30 | 0.51 | 1.61 |  |  |  | 23h30 | 0.47 | 1.53 |  |  |  | 23h30 | 0.59 | 1.86 |  |  |  | 23h30 | 0.45 | 1.48
00h30 | 0.14 | 0.87 |  | 00h30 | 0.11 | 0.74 |  | 00h30 | 0.14 | 0.86 |  |  |  | 00h30 | 0.21 | 0.75 |  |  |  | 00h30 | 0.2 | 0.59 |  |  |  | 00h30 | 0.21 | 0.73 |  |  |  | 00h30 | 0.2 | 0.68 |  |  |  | 00h30 | 0.19 | 0.58 |  |  |  | 00h30 | 0.21 | 0.64 |  |  |  | 00h30 | 0.18 | 0.57 |  |  |  | 00h30 | 0.17 | 0.51 |  |  |  | 00h30 | 0.17 | 0.56 |  |  |  | 00h30 | 0.16 | 0.52 |  |  |  | 00h30 | 0.15 | 0.48 |  |  |  | 00h30 | 0.15 | 0.52 |  |  |  | 00h30 | 0.21 | 0.68 |  |  |  | 00h30 | 0.2 | 0.59 |  |  |  | 00h30 | 0.2 | 0.65 |  |  |  | 00h30 | 0.71 | 2.12 |  |  |  | 00h30 | 0.48 | 1.58 |  |  |  | 00h30 | 0.82 | 2.53 |  |  |  | 00h30 | 0.61 | 1.85 |  |  |  | 00h30 | 0.38 | 1.3 |  |  |  | 00h30 | 0.68 | 2.14 |  |  |  | 00h30 | 0.55 | 1.84 |  |  |  | 00h30 | 0.28 | 1.2 |  |  |  | 00h30 | 0.6 | 2.13 |  |  |  | 00h30 | 0.42 | 1.53 |  |  |  | 00h30 | 0.16 | 0.8 |  |  |  | 00h30 | 0.42 | 1.67 |  |  |  | 00h30 | 0.34 | 1.59 |  |  |  | 00h30 | 0.07 | 0.95 |  |  |  | 00h30 | 0.38 | 1.88 |  |  |  | 00h30 | 0.42 | 1.34 |  |  |  | 00h30 | 0.17 | 0.62 |  |  |  | 00h30 | 0.41 | 1.41 |  |  |  | 00h30 | 0.39 | 1.25 |  |  |  | 00h30 | 0.16 | 0.51 |  |  |  | 00h30 | 0.37 | 1.3 |  |  |  | 00h30 | 0.35 | 1.17 |  |  |  | 00h30 | 0.14 | 0.42 |  |  |  | 00h30 | 0.33 | 1.17
01h30 | 0.06 | 0.39 |  | 01h30 | 0 | 0 |  | 01h30 | 0.06 | 0.39 |  |  |  | 01h30 | 0 | 0.05 |  |  |  | 01h30 | 0 | 0 |  |  |  | 01h30 | 0 | 0.04 |  |  |  | 01h30 | 0 | 0 |  |  |  | 01h30 | 0 | 0 |  |  |  | 01h30 | 0 | 0 |  |  |  | 01h30 | 0 | 0 |  |  |  | 01h30 | 0 | 0 |  |  |  | 01h30 | 0 | 0 |  |  |  | 01h30 | 0 | 0 |  |  |  | 01h30 | 0 | 0 |  |  |  | 01h30 | 0 | 0 |  |  |  | 01h30 | 0 | 0 |  |  |  | 01h30 | 0 | 0 |  |  |  | 01h30 | 0 | 0 |  |  |  | 01h30 | 0.29 | 1.09 |  |  |  | 01h30 | 0.15 | 0.78 |  |  |  | 01h30 | 0.34 | 1.29 |  |  |  | 01h30 | 0.19 | 0.83 |  |  |  | 01h30 | 0.09 | 0.53 |  |  |  | 01h30 | 0.22 | 0.94 |  |  |  | 01h30 | 0.13 | 0.8 |  |  |  | 01h30 | 0.05 | 0.46 |  |  |  | 01h30 | 0.14 | 0.91 |  |  |  | 01h30 | 0.02 | 0.5 |  |  |  | 01h30 | 0 | 0.25 |  |  |  | 01h30 | 0.02 | 0.54 |  |  |  | 01h30 | 0.15 | 0.76 |  |  |  | 01h30 | 0.03 | 0.41 |  |  |  | 01h30 | 0.16 | 0.89 |  |  |  | 01h30 | 0.01 | 0.29 |  |  |  | 01h30 | 0 | 0.12 |  |  |  | 01h30 | 0 | 0.3 |  |  |  | 01h30 | 0 | 0.21 |  |  |  | 01h30 | 0 | 0.05 |  |  |  | 01h30 | 0 | 0.21 |  |  |  | 01h30 | 0 | 0.13 |  |  |  | 01h30 | 0 | 0 |  |  |  | 01h30 | 0 | 0.11
02h30 | 0.12 | 0.62 |  | 02h30 | 0 | 0 |  | 02h30 | 0.12 | 0.62 |  |  |  | 02h30 | 0 | 0.05 |  |  |  | 02h30 | 0 | 0 |  |  |  | 02h30 | 0 | 0.04 |  |  |  | 02h30 | 0 | 0 |  |  |  | 02h30 | 0 | 0 |  |  |  | 02h30 | 0 | 0 |  |  |  | 02h30 | 0 | 0 |  |  |  | 02h30 | 0 | 0 |  |  |  | 02h30 | 0 | 0 |  |  |  | 02h30 | 0 | 0 |  |  |  | 02h30 | 0 | 0 |  |  |  | 02h30 | 0 | 0 |  |  |  | 02h30 | 0 | 0 |  |  |  | 02h30 | 0 | 0 |  |  |  | 02h30 | 0 | 0 |  |  |  | 02h30 | 0.29 | 1.09 |  |  |  | 02h30 | 0.24 | 0.98 |  |  |  | 02h30 | 0.34 | 1.29 |  |  |  | 02h30 | 0.19 | 0.83 |  |  |  | 02h30 | 0.16 | 0.72 |  |  |  | 02h30 | 0.22 | 0.94 |  |  |  | 02h30 | 0.13 | 0.8 |  |  |  | 02h30 | 0.12 | 0.69 |  |  |  | 02h30 | 0.14 | 0.91 |  |  |  | 02h30 | 0.02 | 0.5 |  |  |  | 02h30 | 0.03 | 0.45 |  |  |  | 02h30 | 0.02 | 0.54 |  |  |  | 02h30 | 0.15 | 0.76 |  |  |  | 02h30 | 0.14 | 0.63 |  |  |  | 02h30 | 0.16 | 0.89 |  |  |  | 02h30 | 0.01 | 0.29 |  |  |  | 02h30 | 0.03 | 0.28 |  |  |  | 02h30 | 0 | 0.3 |  |  |  | 02h30 | 0 | 0.21 |  |  |  | 02h30 | 0.01 | 0.21 |  |  |  | 02h30 | 0 | 0.21 |  |  |  | 02h30 | 0 | 0.13 |  |  |  | 02h30 | 0 | 0.12 |  |  |  | 02h30 | 0 | 0.11
03h30 | 0.22 | 0.88 |  | 03h30 | 0 | 0 |  | 03h30 | 0.22 | 0.88 |  |  |  | 03h30 | 0 | 0.18 |  |  |  | 03h30 | 0 | 0 |  |  |  | 03h30 | 0 | 0.17 |  |  |  | 03h30 | 0 | 0.12 |  |  |  | 03h30 | 0 | 0 |  |  |  | 03h30 | 0 | 0.11 |  |  |  | 03h30 | 0 | 0.01 |  |  |  | 03h30 | 0 | 0 |  |  |  | 03h30 | 0 | 0 |  |  |  | 03h30 | 0 | 0 |  |  |  | 03h30 | 0 | 0 |  |  |  | 03h30 | 0 | 0 |  |  |  | 03h30 | 0 | 0.14 |  |  |  | 03h30 | 0 | 0 |  |  |  | 03h30 | 0 | 0.14 |  |  |  | 03h30 | 0.34 | 1.18 |  |  |  | 03h30 | 0.34 | 1.2 |  |  |  | 03h30 | 0.35 | 1.24 |  |  |  | 03h30 | 0.23 | 0.87 |  |  |  | 03h30 | 0.23 | 0.92 |  |  |  | 03h30 | 0.23 | 0.88 |  |  |  | 03h30 | 0.16 | 0.91 |  |  |  | 03h30 | 0.17 | 0.93 |  |  |  | 03h30 | 0.16 | 0.92 |  |  |  | 03h30 | 0.04 | 0.56 |  |  |  | 03h30 | 0.05 | 0.59 |  |  |  | 03h30 | 0.03 | 0.55 |  |  |  | 03h30 | 0.19 | 0.81 |  |  |  | 03h30 | 0.21 | 0.83 |  |  |  | 03h30 | 0.19 | 0.84 |  |  |  | 03h30 | 0.03 | 0.31 |  |  |  | 03h30 | 0.03 | 0.34 |  |  |  | 03h30 | 0.03 | 0.31 |  |  |  | 03h30 | 0.01 | 0.24 |  |  |  | 03h30 | 0.01 | 0.28 |  |  |  | 03h30 | 0.01 | 0.25 |  |  |  | 03h30 | 0 | 0.14 |  |  |  | 03h30 | 0 | 0.18 |  |  |  | 03h30 | 0 | 0.13
04h30 | 0.3 | 1.04 |  | 04h30 | 0 | 0 |  | 04h30 | 0.3 | 1.04 |  |  |  | 04h30 | 0.02 | 0.34 |  |  |  | 04h30 | 0 | 0 |  |  |  | 04h30 | 0.02 | 0.33 |  |  |  | 04h30 | 0 | 0.27 |  |  |  | 04h30 | 0 | 0 |  |  |  | 04h30 | 0 | 0.26 |  |  |  | 04h30 | 0 | 0.1 |  |  |  | 04h30 | 0 | 0 |  |  |  | 04h30 | 0 | 0.08 |  |  |  | 04h30 | 0 | 0.02 |  |  |  | 04h30 | 0 | 0 |  |  |  | 04h30 | 0 | 0.01 |  |  |  | 04h30 | 0.01 | 0.31 |  |  |  | 04h30 | 0 | 0 |  |  |  | 04h30 | 0 | 0.3 |  |  |  | 04h30 | 0.38 | 1.3 |  |  |  | 04h30 | 0.42 | 1.36 |  |  |  | 04h30 | 0.35 | 1.25 |  |  |  | 04h30 | 0.25 | 0.96 |  |  |  | 04h30 | 0.31 | 1.08 |  |  |  | 04h30 | 0.23 | 0.9 |  |  |  | 04h30 | 0.19 | 1.01 |  |  |  | 04h30 | 0.25 | 1.13 |  |  |  | 04h30 | 0.17 | 0.95 |  |  |  | 04h30 | 0.06 | 0.64 |  |  |  | 04h30 | 0.11 | 0.77 |  |  |  | 04h30 | 0.04 | 0.59 |  |  |  | 04h30 | 0.24 | 0.9 |  |  |  | 04h30 | 0.29 | 1 |  |  |  | 04h30 | 0.22 | 0.86 |  |  |  | 04h30 | 0.03 | 0.36 |  |  |  | 04h30 | 0.08 | 0.47 |  |  |  | 04h30 | 0.03 | 0.34 |  |  |  | 04h30 | 0.01 | 0.29 |  |  |  | 04h30 | 0.04 | 0.39 |  |  |  | 04h30 | 0.01 | 0.27 |  |  |  | 04h30 | 0 | 0.18 |  |  |  | 04h30 | 0.01 | 0.32 |  |  |  | 04h30 | 0 | 0.17
05h30 | 0.33 | 1.05 |  | 05h30 | 0 | 0 |  | 05h30 | 0.33 | 1.05 |  |  |  | 05h30 | 0.06 | 0.39 |  |  |  | 05h30 | 0 | 0 |  |  |  | 05h30 | 0.05 | 0.38 |  |  |  | 05h30 | 0.03 | 0.32 |  |  |  | 05h30 | 0 | 0 |  |  |  | 05h30 | 0.02 | 0.31 |  |  |  | 05h30 | 0 | 0.18 |  |  |  | 05h30 | 0 | 0 |  |  |  | 05h30 | 0 | 0.16 |  |  |  | 05h30 | 0 | 0.07 |  |  |  | 05h30 | 0 | 0 |  |  |  | 05h30 | 0 | 0.05 |  |  |  | 05h30 | 0.03 | 0.35 |  |  |  | 05h30 | 0 | 0 |  |  |  | 05h30 | 0.03 | 0.35 |  |  |  | 05h30 | 0.44 | 1.45 |  |  |  | 05h30 | 0.47 | 1.51 |  |  |  | 05h30 | 0.41 | 1.4 |  |  |  | 05h30 | 0.31 | 1.11 |  |  |  | 05h30 | 0.36 | 1.22 |  |  |  | 05h30 | 0.29 | 1.05 |  |  |  | 05h30 | 0.26 | 1.19 |  |  |  | 05h30 | 0.32 | 1.29 |  |  |  | 05h30 | 0.24 | 1.12 |  |  |  | 05h30 | 0.11 | 0.8 |  |  |  | 05h30 | 0.17 | 0.94 |  |  |  | 05h30 | 0.1 | 0.76 |  |  |  | 05h30 | 0.3 | 1.05 |  |  |  | 05h30 | 0.35 | 1.14 |  |  |  | 05h30 | 0.28 | 1.01 |  |  |  | 05h30 | 0.08 | 0.49 |  |  |  | 05h30 | 0.12 | 0.61 |  |  |  | 05h30 | 0.08 | 0.47 |  |  |  | 05h30 | 0.04 | 0.4 |  |  |  | 05h30 | 0.09 | 0.5 |  |  |  | 05h30 | 0.03 | 0.38 |  |  |  | 05h30 | 0 | 0.31 |  |  |  | 05h30 | 0.04 | 0.43 |  |  |  | 05h30 | 0 | 0.29
06h30 | 0.3 | 0.88 |  | 06h30 | 0 | 0 |  | 06h30 | 0.3 | 0.88 |  |  |  | 06h30 | 0.06 | 0.32 |  |  |  | 06h30 | 0 | 0 |  |  |  | 06h30 | 0.06 | 0.32 |  |  |  | 06h30 | 0.04 | 0.26 |  |  |  | 06h30 | 0 | 0 |  |  |  | 06h30 | 0.03 | 0.25 |  |  |  | 06h30 | 0 | 0.16 |  |  |  | 06h30 | 0 | 0 |  |  |  | 06h30 | 0 | 0.15 |  |  |  | 06h30 | 0 | 0.06 |  |  |  | 06h30 | 0 | 0 |  |  |  | 06h30 | 0 | 0.05 |  |  |  | 06h30 | 0.04 | 0.29 |  |  |  | 06h30 | 0 | 0 |  |  |  | 06h30 | 0.04 | 0.29 |  |  |  | 06h30 | 0.49 | 1.58 |  |  |  | 06h30 | 0.51 | 1.6 |  |  |  | 06h30 | 0.48 | 1.56 |  |  |  | 06h30 | 0.36 | 1.23 |  |  |  | 06h30 | 0.39 | 1.31 |  |  |  | 06h30 | 0.34 | 1.19 |  |  |  | 06h30 | 0.32 | 1.33 |  |  |  | 06h30 | 0.36 | 1.39 |  |  |  | 06h30 | 0.3 | 1.29 |  |  |  | 06h30 | 0.16 | 0.93 |  |  |  | 06h30 | 0.2 | 1.03 |  |  |  | 06h30 | 0.14 | 0.9 |  |  |  | 06h30 | 0.35 | 1.18 |  |  |  | 06h30 | 0.38 | 1.23 |  |  |  | 06h30 | 0.33 | 1.16 |  |  |  | 06h30 | 0.12 | 0.59 |  |  |  | 06h30 | 0.15 | 0.72 |  |  |  | 06h30 | 0.11 | 0.57 |  |  |  | 06h30 | 0.09 | 0.49 |  |  |  | 06h30 | 0.12 | 0.6 |  |  |  | 06h30 | 0.08 | 0.47 |  |  |  | 06h30 | 0.03 | 0.42 |  |  |  | 06h30 | 0.08 | 0.52 |  |  |  | 06h30 | 0.03 | 0.41
07h30 | 0.5 | 1.61 |  | 07h30 | 0 | 0 |  | 07h30 | 0.5 | 1.61 |  |  |  | 07h30 | 0.36 | 1 |  |  |  | 07h30 | 0 | 0 |  |  |  | 07h30 | 0.36 | 0.94 |  |  |  | 07h30 | 0.38 | 1.09 |  |  |  | 07h30 | 0 | 0 |  |  |  | 07h30 | 0.38 | 1.09 |  |  |  | 07h30 | 0.36 | 1.1 |  |  |  | 07h30 | 0 | 0 |  |  |  | 07h30 | 0.36 | 1.1 |  |  |  | 07h30 | 0.33 | 1.06 |  |  |  | 07h30 | 0 | 0 |  |  |  | 07h30 | 0.33 | 1.06 |  |  |  | 07h30 | 0.38 | 1.03 |  |  |  | 07h30 | 0 | 0 |  |  |  | 07h30 | 0.38 | 1.05 |  |  |  | 07h30 | 1.04 | 3 |  |  |  | 07h30 | 1.04 | 3.01 |  |  |  | 07h30 | 1.03 | 2.99 |  |  |  | 07h30 | 0.87 | 2.59 |  |  |  | 07h30 | 0.9 | 2.66 |  |  |  | 07h30 | 0.86 | 2.56 |  |  |  | 07h30 | 0.83 | 2.73 |  |  |  | 07h30 | 0.86 | 2.77 |  |  |  | 07h30 | 0.81 | 2.71 |  |  |  | 07h30 | 0.6 | 2.25 |  |  |  | 07h30 | 0.66 | 2.33 |  |  |  | 07h30 | 0.58 | 2.22 |  |  |  | 07h30 | 0.69 | 2.34 |  |  |  | 07h30 | 0.71 | 2.37 |  |  |  | 07h30 | 0.68 | 2.32 |  |  |  | 07h30 | 0.54 | 1.82 |  |  |  | 07h30 | 0.61 | 1.96 |  |  |  | 07h30 | 0.53 | 1.79 |  |  |  | 07h30 | 0.41 | 1.59 |  |  |  | 07h30 | 0.53 | 1.79 |  |  |  | 07h30 | 0.4 | 1.55 |  |  |  | 07h30 | 0.45 | 1.43 |  |  |  | 07h30 | 0.42 | 1.68 |  |  |  | 07h30 | 0.45 | 1.39
08h30 | 0.46 | 1.67 |  | 08h30 | 0.32 | 1.08 |  | 08h30 | 0.46 | 1.67 |  |  |  | 08h30 | 0.58 | 1.58 |  |  |  | 08h30 | 0.33 | 1.1 |  |  |  | 08h30 | 0.58 | 1.53 |  |  |  | 08h30 | 0.58 | 1.55 |  |  |  | 08h30 | 0.32 | 1.04 |  |  |  | 08h30 | 0.58 | 1.55 |  |  |  | 08h30 | 0.54 | 1.55 |  |  |  | 08h30 | 0.3 | 0.99 |  |  |  | 08h30 | 0.53 | 1.54 |  |  |  | 08h30 | 0.48 | 1.47 |  |  |  | 08h30 | 0.28 | 0.94 |  |  |  | 08h30 | 0.47 | 1.47 |  |  |  | 08h30 | 0.58 | 1.54 |  |  |  | 08h30 | 0.32 | 1.06 |  |  |  | 08h30 | 0.58 | 1.55 |  |  |  | 08h30 | 1.39 | 3.85 |  |  |  | 08h30 | 1.39 | 3.85 |  |  |  | 08h30 | 1.39 | 3.84 |  |  |  | 08h30 | 1.22 | 3.41 |  |  |  | 08h30 | 1.25 | 3.48 |  |  |  | 08h30 | 1.21 | 3.39 |  |  |  | 08h30 | 1.18 | 3.55 |  |  |  | 08h30 | 1.2 | 3.59 |  |  |  | 08h30 | 1.16 | 3.54 |  |  |  | 08h30 | 0.94 | 3.05 |  |  |  | 08h30 | 0.99 | 3.11 |  |  |  | 08h30 | 0.93 | 3.03 |  |  |  | 08h30 | 0.84 | 2.93 |  |  |  | 08h30 | 0.86 | 2.96 |  |  |  | 08h30 | 0.83 | 2.92 |  |  |  | 08h30 | 0.9 | 2.66 |  |  |  | 08h30 | 0.96 | 2.77 |  |  |  | 08h30 | 0.89 | 2.64 |  |  |  | 08h30 | 0.78 | 2.44 |  |  |  | 08h30 | 0.88 | 2.6 |  |  |  | 08h30 | 0.77 | 2.4 |  |  |  | 08h30 | 0.78 | 2.28 |  |  |  | 08h30 | 0.78 | 2.5 |  |  |  | 08h30 | 0.78 | 2.24
09h30 | 0.4 | 1.43 |  | 09h30 | 0.59 | 1.77 |  | 09h30 | 0.4 | 1.43 |  |  |  | 09h30 | 0.57 | 1.74 |  |  |  | 09h30 | 0.57 | 1.74 |  |  |  | 09h30 | 0.56 | 1.76 |  |  |  | 09h30 | 0.52 | 1.47 |  |  |  | 09h30 | 0.53 | 1.55 |  |  |  | 09h30 | 0.51 | 1.45 |  |  |  | 09h30 | 0.45 | 1.39 |  |  |  | 09h30 | 0.48 | 1.46 |  |  |  | 09h30 | 0.45 | 1.37 |  |  |  | 09h30 | 0.39 | 1.24 |  |  |  | 09h30 | 0.42 | 1.33 |  |  |  | 09h30 | 0.38 | 1.23 |  |  |  | 09h30 | 0.52 | 1.57 |  |  |  | 09h30 | 0.53 | 1.6 |  |  |  | 09h30 | 0.52 | 1.55 |  |  |  | 09h30 | 0.45 | 1.09 |  |  |  | 09h30 | 0.7 | 1.94 |  |  |  | 09h30 | 1.32 | 3.69 |  |  |  | 09h30 | 0.42 | 1.04 |  |  |  | 09h30 | 0.61 | 1.73 |  |  |  | 09h30 | 1.17 | 3.28 |  |  |  | 09h30 | 0.43 | 1.07 |  |  |  | 09h30 | 0.57 | 1.8 |  |  |  | 09h30 | 1.12 | 3.37 |  |  |  | 09h30 | 0.4 | 1.02 |  |  |  | 09h30 | 0.46 | 1.5 |  |  |  | 09h30 | 0.94 | 2.92 |  |  |  | 09h30 | 0.24 | 0.81 |  |  |  | 09h30 | 0.39 | 1.44 |  |  |  | 09h30 | 0.91 | 3.06 |  |  |  | 09h30 | 0.4 | 0.99 |  |  |  | 09h30 | 0.46 | 1.33 |  |  |  | 09h30 | 0.96 | 2.7 |  |  |  | 09h30 | 0.41 | 0.97 |  |  |  | 09h30 | 0.42 | 1.23 |  |  |  | 09h30 | 0.94 | 2.57 |  |  |  | 09h30 | 0.36 | 1.01 |  |  |  | 09h30 | 0.4 | 1.16 |  |  |  | 09h30 | 0.82 | 2.53
10h30 | 0.34 | 1.16 |  | 10h30 | 0.49 | 1.5 |  | 10h30 | 0.34 | 1.15 |  |  |  | 10h30 | 0.34 | 1.16 |  |  |  | 10h30 | 0.53 | 1.64 |  |  |  | 10h30 | 0.34 | 1.17 |  |  |  | 10h30 | 0.31 | 0.92 |  |  |  | 10h30 | 0.49 | 1.35 |  |  |  | 10h30 | 0.31 | 0.91 |  |  |  | 10h30 | 0.27 | 0.88 |  |  |  | 10h30 | 0.42 | 1.26 |  |  |  | 10h30 | 0.27 | 0.87 |  |  |  | 10h30 | 0.24 | 0.82 |  |  |  | 10h30 | 0.35 | 1.11 |  |  |  | 10h30 | 0.24 | 0.82 |  |  |  | 10h30 | 0.31 | 0.99 |  |  |  | 10h30 | 0.48 | 1.42 |  |  |  | 10h30 | 0.31 | 0.98 |  |  |  | 10h30 | 0 | 0 |  |  |  | 10h30 | 0 | 0 |  |  |  | 10h30 | 1.14 | 3.29 |  |  |  | 10h30 | 0 | 0 |  |  |  | 10h30 | 0 | 0 |  |  |  | 10h30 | 1 | 2.89 |  |  |  | 10h30 | 0 | 0 |  |  |  | 10h30 | 0 | 0 |  |  |  | 10h30 | 0.92 | 2.9 |  |  |  | 10h30 | 0 | 0 |  |  |  | 10h30 | 0 | 0 |  |  |  | 10h30 | 0.75 | 2.46 |  |  |  | 10h30 | 0 | 0 |  |  |  | 10h30 | 0 | 0 |  |  |  | 10h30 | 0.9 | 2.95 |  |  |  | 10h30 | 0 | 0 |  |  |  | 10h30 | 0 | 0 |  |  |  | 10h30 | 0.78 | 2.28 |  |  |  | 10h30 | 0 | 0 |  |  |  | 10h30 | 0 | 0 |  |  |  | 10h30 | 0.75 | 2.15 |  |  |  | 10h30 | 0 | 0 |  |  |  | 10h30 | 0 | 0 |  |  |  | 10h30 | 0.67 | 2.1
11h30 | 0.19 | 0.8 |  | 11h30 | 0.25 | 0.92 |  | 11h30 | 0.19 | 0.8 |  |  |  | 11h30 | 0.21 | 0.82 |  |  |  | 11h30 | 0.31 | 1.07 |  |  |  | 11h30 | 0.21 | 0.83 |  |  |  | 11h30 | 0.19 | 0.61 |  |  |  | 11h30 | 0.28 | 0.84 |  |  |  | 11h30 | 0.19 | 0.6 |  |  |  | 11h30 | 0.16 | 0.58 |  |  |  | 11h30 | 0.24 | 0.79 |  |  |  | 11h30 | 0.16 | 0.57 |  |  |  | 11h30 | 0.14 | 0.53 |  |  |  | 11h30 | 0.21 | 0.72 |  |  |  | 11h30 | 0.14 | 0.52 |  |  |  | 11h30 | 0.17 | 0.66 |  |  |  | 11h30 | 0.27 | 0.89 |  |  |  | 11h30 | 0.16 | 0.65 |  |  |  | 11h30 | 0 | 0 |  |  |  | 11h30 | 0 | 0 |  |  |  | 11h30 | 1.03 | 3.05 |  |  |  | 11h30 | 0 | 0 |  |  |  | 11h30 | 0 | 0 |  |  |  | 11h30 | 0.89 | 2.65 |  |  |  | 11h30 | 0 | 0 |  |  |  | 11h30 | 0 | 0 |  |  |  | 11h30 | 0.8 | 2.62 |  |  |  | 11h30 | 0 | 0 |  |  |  | 11h30 | 0 | 0 |  |  |  | 11h30 | 0.63 | 2.2 |  |  |  | 11h30 | 0 | 0 |  |  |  | 11h30 | 0 | 0 |  |  |  | 11h30 | 0.81 | 2.72 |  |  |  | 11h30 | 0 | 0 |  |  |  | 11h30 | 0 | 0 |  |  |  | 11h30 | 0.66 | 2.02 |  |  |  | 11h30 | 0 | 0 |  |  |  | 11h30 | 0 | 0 |  |  |  | 11h30 | 0.62 | 1.88 |  |  |  | 11h30 | 0 | 0 |  |  |  | 11h30 | 0 | 0 |  |  |  | 11h30 | 0.56 | 1.82
12h30 | 0.19 | 0.8 |  | 12h30 | 0.12 | 0.62 |  | 12h30 | 0.19 | 0.8 |  |  |  | 12h30 | 0.19 | 0.72 |  |  |  | 12h30 | 0.18 | 0.75 |  |  |  | 12h30 | 0.19 | 0.72 |  |  |  | 12h30 | 0.19 | 0.6 |  |  |  | 12h30 | 0.17 | 0.55 |  |  |  | 12h30 | 0.19 | 0.6 |  |  |  | 12h30 | 0.16 | 0.56 |  |  |  | 12h30 | 0.14 | 0.51 |  |  |  | 12h30 | 0.16 | 0.56 |  |  |  | 12h30 | 0.14 | 0.53 |  |  |  | 12h30 | 0.12 | 0.45 |  |  |  | 12h30 | 0.14 | 0.52 |  |  |  | 12h30 | 0.17 | 0.63 |  |  |  | 12h30 | 0.13 | 0.58 |  |  |  | 12h30 | 0.16 | 0.63 |  |  |  | 12h30 | 0 | 0 |  |  |  | 12h30 | 0 | 0 |  |  |  | 12h30 | 0.95 | 2.88 |  |  |  | 12h30 | 0 | 0 |  |  |  | 12h30 | 0 | 0 |  |  |  | 12h30 | 0.82 | 2.49 |  |  |  | 12h30 | 0 | 0 |  |  |  | 12h30 | 0 | 0 |  |  |  | 12h30 | 0.72 | 2.43 |  |  |  | 12h30 | 0 | 0 |  |  |  | 12h30 | 0 | 0 |  |  |  | 12h30 | 0.56 | 2.03 |  |  |  | 12h30 | 0 | 0 |  |  |  | 12h30 | 0 | 0 |  |  |  | 12h30 | 0.73 | 2.54 |  |  |  | 12h30 | 0 | 0 |  |  |  | 12h30 | 0 | 0 |  |  |  | 12h30 | 0.57 | 1.83 |  |  |  | 12h30 | 0 | 0 |  |  |  | 12h30 | 0 | 0 |  |  |  | 12h30 | 0.54 | 1.69 |  |  |  | 12h30 | 0 | 0 |  |  |  | 12h30 | 0 | 0 |  |  |  | 12h30 | 0.48 | 1.62
13h30 | 0.04 | 0.41 |  | 13h30 | 0.09 | 0.52 |  | 13h30 | 0.04 | 0.4 |  |  |  | 13h30 | 0.07 | 0.45 |  |  |  | 13h30 | 0.17 | 0.68 |  |  |  | 13h30 | 0.07 | 0.45 |  |  |  | 13h30 | 0.07 | 0.29 |  |  |  | 13h30 | 0.16 | 0.55 |  |  |  | 13h30 | 0.07 | 0.29 |  |  |  | 13h30 | 0.05 | 0.26 |  |  |  | 13h30 | 0.14 | 0.51 |  |  |  | 13h30 | 0.05 | 0.25 |  |  |  | 13h30 | 0.03 | 0.21 |  |  |  | 13h30 | 0.12 | 0.45 |  |  |  | 13h30 | 0.03 | 0.21 |  |  |  | 13h30 | 0.01 | 0.32 |  |  |  | 13h30 | 0.13 | 0.58 |  |  |  | 13h30 | 0.01 | 0.31 |  |  |  | 13h30 | 0.68 | 2.05 |  |  |  | 13h30 | 0 | 0 |  |  |  | 13h30 | 0.9 | 2.77 |  |  |  | 13h30 | 0.63 | 1.86 |  |  |  | 13h30 | 0 | 0 |  |  |  | 13h30 | 0.78 | 2.4 |  |  |  | 13h30 | 0.61 | 1.89 |  |  |  | 13h30 | 0 | 0 |  |  |  | 13h30 | 0.68 | 2.31 |  |  |  | 13h30 | 0.52 | 1.65 |  |  |  | 13h30 | 0 | 0 |  |  |  | 13h30 | 0.51 | 1.92 |  |  |  | 13h30 | 0.53 | 1.68 |  |  |  | 13h30 | 0 | 0 |  |  |  | 13h30 | 0.69 | 2.44 |  |  |  | 13h30 | 0.48 | 1.47 |  |  |  | 13h30 | 0 | 0 |  |  |  | 13h30 | 0.52 | 1.72 |  |  |  | 13h30 | 0.46 | 1.4 |  |  |  | 13h30 | 0 | 0 |  |  |  | 13h30 | 0.48 | 1.56 |  |  |  | 13h30 | 0.43 | 1.36 |  |  |  | 13h30 | 0 | 0 |  |  |  | 13h30 | 0.43 | 1.48
14h30 | 0.04 | 0.41 |  | 14h30 | 0 | 0.17 |  | 14h30 | 0.04 | 0.4 |  |  |  | 14h30 | 0.07 | 0.45 |  |  |  | 14h30 | 0.03 | 0.38 |  |  |  | 14h30 | 0.07 | 0.45 |  |  |  | 14h30 | 0.07 | 0.29 |  |  |  | 14h30 | 0.03 | 0.21 |  |  |  | 14h30 | 0.07 | 0.29 |  |  |  | 14h30 | 0.05 | 0.26 |  |  |  | 14h30 | 0 | 0.17 |  |  |  | 14h30 | 0.05 | 0.25 |  |  |  | 14h30 | 0.03 | 0.21 |  |  |  | 14h30 | 0 | 0.13 |  |  |  | 14h30 | 0.03 | 0.21 |  |  |  | 14h30 | 0.01 | 0.32 |  |  |  | 14h30 | 0 | 0.22 |  |  |  | 14h30 | 0.01 | 0.31 |  |  |  | 14h30 | 1.28 | 3.49 |  |  |  | 14h30 | 0 | 0 |  |  |  | 14h30 | 0.9 | 2.76 |  |  |  | 14h30 | 1.14 | 3.14 |  |  |  | 14h30 | 0 | 0 |  |  |  | 14h30 | 0.78 | 2.4 |  |  |  | 14h30 | 1.1 | 3.23 |  |  |  | 14h30 | 0 | 0 |  |  |  | 14h30 | 0.67 | 2.29 |  |  |  | 14h30 | 0.91 | 2.83 |  |  |  | 14h30 | 0 | 0 |  |  |  | 14h30 | 0.5 | 1.88 |  |  |  | 14h30 | 1 | 3 |  |  |  | 14h30 | 0 | 0 |  |  |  | 14h30 | 0.69 | 2.43 |  |  |  | 14h30 | 0.87 | 2.53 |  |  |  | 14h30 | 0 | 0 |  |  |  | 14h30 | 0.51 | 1.68 |  |  |  | 14h30 | 0.82 | 2.35 |  |  |  | 14h30 | 0 | 0 |  |  |  | 14h30 | 0.46 | 1.52 |  |  |  | 14h30 | 0.75 | 2.27 |  |  |  | 14h30 | 0 | 0 |  |  |  | 14h30 | 0.41 | 1.42
15h30 | 0 | 0.02 |  | 15h30 | 0 | 0.17 |  | 15h30 | 0 | 0.02 |  |  |  | 15h30 | 0 | 0.21 |  |  |  | 15h30 | 0.03 | 0.38 |  |  |  | 15h30 | 0 | 0.21 |  |  |  | 15h30 | 0 | 0.04 |  |  |  | 15h30 | 0.03 | 0.21 |  |  |  | 15h30 | 0 | 0.04 |  |  |  | 15h30 | 0 | 0.01 |  |  |  | 15h30 | 0 | 0.17 |  |  |  | 15h30 | 0 | 0.01 |  |  |  | 15h30 | 0 | 0 |  |  |  | 15h30 | 0 | 0.13 |  |  |  | 15h30 | 0 | 0 |  |  |  | 15h30 | 0 | 0.04 |  |  |  | 15h30 | 0 | 0.22 |  |  |  | 15h30 | 0 | 0.03 |  |  |  | 15h30 | 1.37 | 3.65 |  |  |  | 15h30 | 0 | 0 |  |  |  | 15h30 | 0.93 | 2.8 |  |  |  | 15h30 | 1.19 | 3.24 |  |  |  | 15h30 | 0 | 0 |  |  |  | 15h30 | 0.8 | 2.46 |  |  |  | 15h30 | 1.14 | 3.35 |  |  |  | 15h30 | 0 | 0 |  |  |  | 15h30 | 0.69 | 2.34 |  |  |  | 15h30 | 0.91 | 2.94 |  |  |  | 15h30 | 0 | 0 |  |  |  | 15h30 | 0.51 | 1.9 |  |  |  | 15h30 | 1.09 | 3.29 |  |  |  | 15h30 | 0 | 0 |  |  |  | 15h30 | 0.73 | 2.48 |  |  |  | 15h30 | 0.93 | 2.72 |  |  |  | 15h30 | 0 | 0 |  |  |  | 15h30 | 0.52 | 1.69 |  |  |  | 15h30 | 0.86 | 2.48 |  |  |  | 15h30 | 0 | 0 |  |  |  | 15h30 | 0.47 | 1.54 |  |  |  | 15h30 | 0.78 | 2.38 |  |  |  | 15h30 | 0 | 0 |  |  |  | 15h30 | 0.42 | 1.43
16h30 | 0 | 0.02 |  | 16h30 | 0 | 0.01 |  | 16h30 | 0 | 0.02 |  |  |  | 16h30 | 0 | 0.21 |  |  |  | 16h30 | 0 | 0.22 |  |  |  | 16h30 | 0 | 0.21 |  |  |  | 16h30 | 0 | 0.04 |  |  |  | 16h30 | 0 | 0.09 |  |  |  | 16h30 | 0 | 0.04 |  |  |  | 16h30 | 0 | 0.01 |  |  |  | 16h30 | 0 | 0.04 |  |  |  | 16h30 | 0 | 0.01 |  |  |  | 16h30 | 0 | 0 |  |  |  | 16h30 | 0 | 0 |  |  |  | 16h30 | 0 | 0 |  |  |  | 16h30 | 0 | 0.04 |  |  |  | 16h30 | 0 | 0.09 |  |  |  | 16h30 | 0 | 0.03 |  |  |  | 16h30 | 1.08 | 3.09 |  |  |  | 16h30 | 0 | 0 |  |  |  | 16h30 | 0.95 | 2.85 |  |  |  | 16h30 | 0.96 | 2.8 |  |  |  | 16h30 | 0 | 0 |  |  |  | 16h30 | 0.83 | 2.51 |  |  |  | 16h30 | 0.9 | 2.76 |  |  |  | 16h30 | 0 | 0 |  |  |  | 16h30 | 0.71 | 2.39 |  |  |  | 16h30 | 0.72 | 2.35 |  |  |  | 16h30 | 0 | 0 |  |  |  | 16h30 | 0.53 | 1.93 |  |  |  | 16h30 | 0.89 | 2.81 |  |  |  | 16h30 | 0 | 0 |  |  |  | 16h30 | 0.76 | 2.54 |  |  |  | 16h30 | 0.76 | 2.28 |  |  |  | 16h30 | 0 | 0 |  |  |  | 16h30 | 0.53 | 1.71 |  |  |  | 16h30 | 0.7 | 2.1 |  |  |  | 16h30 | 0 | 0 |  |  |  | 16h30 | 0.49 | 1.56 |  |  |  | 16h30 | 0.64 | 2.01 |  |  |  | 16h30 | 0 | 0 |  |  |  | 16h30 | 0.42 | 1.44
17h30 | 0.02 | 0 |  | 17h30 | 0.02 | 0.01 |  | 17h30 | 0.02 | 0 |  |  |  | 17h30 | 0 | 0.15 |  |  |  | 17h30 | 0 | 0.22 |  |  |  | 17h30 | 0 | 0.15 |  |  |  | 17h30 | 0 | 0.04 |  |  |  | 17h30 | 0 | 0.09 |  |  |  | 17h30 | 0 | 0.03 |  |  |  | 17h30 | 0 | 0 |  |  |  | 17h30 | 0 | 0.04 |  |  |  | 17h30 | 0 | 0 |  |  |  | 17h30 | 0 | 0 |  |  |  | 17h30 | 0 | 0 |  |  |  | 17h30 | 0 | 0 |  |  |  | 17h30 | 0 | 0.03 |  |  |  | 17h30 | 0 | 0.09 |  |  |  | 17h30 | 0 | 0.03 |  |  |  | 17h30 | 1.01 | 2.99 |  |  |  | 17h30 | 0 | 0 |  |  |  | 17h30 | 0.98 | 2.91 |  |  |  | 17h30 | 0.9 | 2.71 |  |  |  | 17h30 | 0 | 0 |  |  |  | 17h30 | 0.85 | 2.57 |  |  |  | 17h30 | 0.82 | 2.6 |  |  |  | 17h30 | 0 | 0 |  |  |  | 17h30 | 0.73 | 2.45 |  |  |  | 17h30 | 0.64 | 2.17 |  |  |  | 17h30 | 0 | 0 |  |  |  | 17h30 | 0.54 | 1.98 |  |  |  | 17h30 | 0.84 | 2.72 |  |  |  | 17h30 | 0 | 0 |  |  |  | 17h30 | 0.78 | 2.6 |  |  |  | 17h30 | 0.68 | 2.08 |  |  |  | 17h30 | 0 | 0 |  |  |  | 17h30 | 0.54 | 1.74 |  |  |  | 17h30 | 0.63 | 1.93 |  |  |  | 17h30 | 0 | 0 |  |  |  | 17h30 | 0.5 | 1.6 |  |  |  | 17h30 | 0.57 | 1.84 |  |  |  | 17h30 | 0 | 0 |  |  |  | 17h30 | 0.44 | 1.47
18h30 | 0.06 | 0 |  | 18h30 | 0.07 | 0 |  | 18h30 | 0.06 | 0 |  |  |  | 18h30 | 0.01 | 0.15 |  |  |  | 18h30 | 0.02 | 0.13 |  |  |  | 18h30 | 0.01 | 0.15 |  |  |  | 18h30 | 0.01 | 0.04 |  |  |  | 18h30 | 0.02 | 0.03 |  |  |  | 18h30 | 0.01 | 0.03 |  |  |  | 18h30 | 0 | 0 |  |  |  | 18h30 | 0 | 0 |  |  |  | 18h30 | 0 | 0 |  |  |  | 18h30 | 0 | 0 |  |  |  | 18h30 | 0 | 0 |  |  |  | 18h30 | 0 | 0 |  |  |  | 18h30 | 0 | 0.03 |  |  |  | 18h30 | 0.01 | 0.02 |  |  |  | 18h30 | 0 | 0.03 |  |  |  | 18h30 | 1.01 | 3 |  |  |  | 18h30 | 0.66 | 1.84 |  |  |  | 18h30 | 1 | 2.96 |  |  |  | 18h30 | 0.9 | 2.71 |  |  |  | 18h30 | 0.71 | 1.93 |  |  |  | 18h30 | 0.86 | 2.6 |  |  |  | 18h30 | 0.79 | 2.57 |  |  |  | 18h30 | 0.66 | 1.81 |  |  |  | 18h30 | 0.75 | 2.5 |  |  |  | 18h30 | 0.61 | 2.13 |  |  |  | 18h30 | 0.64 | 1.85 |  |  |  | 18h30 | 0.55 | 2.01 |  |  |  | 18h30 | 0.83 | 2.72 |  |  |  | 18h30 | 0.64 | 1.95 |  |  |  | 18h30 | 0.8 | 2.65 |  |  |  | 18h30 | 0.64 | 1.98 |  |  |  | 18h30 | 0.62 | 1.75 |  |  |  | 18h30 | 0.55 | 1.75 |  |  |  | 18h30 | 0.59 | 1.84 |  |  |  | 18h30 | 0.6 | 1.69 |  |  |  | 18h30 | 0.51 | 1.62 |  |  |  | 18h30 | 0.54 | 1.74 |  |  |  | 18h30 | 0.58 | 1.66 |  |  |  | 18h30 | 0.44 | 1.49
19h30 | 0.04 | 0 |  | 19h30 | 0.05 | 0 |  | 19h30 | 0.04 | 0 |  |  |  | 19h30 | 0.05 | 0.08 |  |  |  | 19h30 | 0.06 | 0.13 |  |  |  | 19h30 | 0.05 | 0.08 |  |  |  | 19h30 | 0.05 | 0 |  |  |  | 19h30 | 0.06 | 0.03 |  |  |  | 19h30 | 0.05 | 0 |  |  |  | 19h30 | 0 | 0 |  |  |  | 19h30 | 0.02 | 0 |  |  |  | 19h30 | 0 | 0 |  |  |  | 19h30 | 0 | 0 |  |  |  | 19h30 | 0 | 0 |  |  |  | 19h30 | 0 | 0 |  |  |  | 19h30 | 0.03 | 0 |  |  |  | 19h30 | 0.05 | 0.02 |  |  |  | 19h30 | 0.03 | 0 |  |  |  | 19h30 | 1.01 | 2.99 |  |  |  | 19h30 | 1.4 | 3.62 |  |  |  | 19h30 | 1 | 2.97 |  |  |  | 19h30 | 0.9 | 2.69 |  |  |  | 19h30 | 1.34 | 3.48 |  |  |  | 19h30 | 0.86 | 2.6 |  |  |  | 19h30 | 0.78 | 2.56 |  |  |  | 19h30 | 1.32 | 3.53 |  |  |  | 19h30 | 0.75 | 2.5 |  |  |  | 19h30 | 0.6 | 2.1 |  |  |  | 19h30 | 1.18 | 3.31 |  |  |  | 19h30 | 0.55 | 2.02 |  |  |  | 19h30 | 0.63 | 2.43 |  |  |  | 19h30 | 1.02 | 3.16 |  |  |  | 19h30 | 0.6 | 2.38 |  |  |  | 19h30 | 0.61 | 1.9 |  |  |  | 19h30 | 1.14 | 3.06 |  |  |  | 19h30 | 0.55 | 1.74 |  |  |  | 19h30 | 0.57 | 1.77 |  |  |  | 19h30 | 1.07 | 2.9 |  |  |  | 19h30 | 0.51 | 1.61 |  |  |  | 19h30 | 0.51 | 1.66 |  |  |  | 19h30 | 1.02 | 2.84 |  |  |  | 19h30 | 0.44 | 1.48
20h30 | 0 | 0 |  | 20h30 | 0 | 0 |  | 20h30 | 0 | 0 |  |  |  | 20h30 | 0.12 | 0.23 |  |  |  | 20h30 | 0.12 | 0.25 |  |  |  | 20h30 | 0.12 | 0.23 |  |  |  | 20h30 | 0.11 | 0.11 |  |  |  | 20h30 | 0.12 | 0.14 |  |  |  | 20h30 | 0.11 | 0.11 |  |  |  | 20h30 | 0.05 | 0 |  |  |  | 20h30 | 0.07 | 0 |  |  |  | 20h30 | 0.05 | 0 |  |  |  | 20h30 | 0.03 | 0 |  |  |  | 20h30 | 0.05 | 0 |  |  |  | 20h30 | 0.03 | 0 |  |  |  | 20h30 | 0.1 | 0.09 |  |  |  | 20h30 | 0.11 | 0.11 |  |  |  | 20h30 | 0.1 | 0.09 |  |  |  | 20h30 | 1.02 | 3 |  |  |  | 20h30 | 1.59 | 4.16 |  |  |  | 20h30 | 1.01 | 2.98 |  |  |  | 20h30 | 0.9 | 2.68 |  |  |  | 20h30 | 1.4 | 3.75 |  |  |  | 20h30 | 0.87 | 2.61 |  |  |  | 20h30 | 0.78 | 2.56 |  |  |  | 20h30 | 1.42 | 3.99 |  |  |  | 20h30 | 0.75 | 2.52 |  |  |  | 20h30 | 0.59 | 2.1 |  |  |  | 20h30 | 1.18 | 3.47 |  |  |  | 20h30 | 0.56 | 2.03 |  |  |  | 20h30 | 0.42 | 2.16 |  |  |  | 20h30 | 0.88 | 3.09 |  |  |  | 20h30 | 0.41 | 2.12 |  |  |  | 20h30 | 0.6 | 1.86 |  |  |  | 20h30 | 1.18 | 3.26 |  |  |  | 20h30 | 0.55 | 1.75 |  |  |  | 20h30 | 0.55 | 1.73 |  |  |  | 20h30 | 1.1 | 3.03 |  |  |  | 20h30 | 0.51 | 1.62 |  |  |  | 20h30 | 0.5 | 1.61 |  |  |  | 20h30 | 1.04 | 2.96 |  |  |  | 20h30 | 0.45 | 1.49
21h30 | 0 | 0.22 |  | 21h30 | 0 | 0.24 |  | 21h30 | 0 | 0.22 |  |  |  | 21h30 | 0.19 | 0.53 |  |  |  | 21h30 | 0.19 | 0.53 |  |  |  | 21h30 | 0.19 | 0.53 |  |  |  | 21h30 | 0.18 | 0.45 |  |  |  | 21h30 | 0.19 | 0.47 |  |  |  | 21h30 | 0.18 | 0.45 |  |  |  | 21h30 | 0.13 | 0.25 |  |  |  | 21h30 | 0.14 | 0.27 |  |  |  | 21h30 | 0.13 | 0.25 |  |  |  | 21h30 | 0.1 | 0.2 |  |  |  | 21h30 | 0.12 | 0.23 |  |  |  | 21h30 | 0.1 | 0.2 |  |  |  | 21h30 | 0.18 | 0.42 |  |  |  | 21h30 | 0.18 | 0.43 |  |  |  | 21h30 | 0.17 | 0.42 |  |  |  | 21h30 | 1.02 | 3.02 |  |  |  | 21h30 | 1.19 | 3.33 |  |  |  | 21h30 | 1.02 | 3.01 |  |  |  | 21h30 | 0.9 | 2.69 |  |  |  | 21h30 | 1.08 | 3.06 |  |  |  | 21h30 | 0.87 | 2.62 |  |  |  | 21h30 | 0.78 | 2.58 |  |  |  | 21h30 | 1.04 | 3.08 |  |  |  | 21h30 | 0.76 | 2.54 |  |  |  | 21h30 | 0.59 | 2.1 |  |  |  | 21h30 | 0.86 | 2.64 |  |  |  | 21h30 | 0.56 | 2.05 |  |  |  | 21h30 | 0.4 | 2.17 |  |  |  | 21h30 | 0.57 | 2.47 |  |  |  | 21h30 | 0.39 | 2.13 |  |  |  | 21h30 | 0.59 | 1.84 |  |  |  | 21h30 | 0.9 | 2.6 |  |  |  | 21h30 | 0.56 | 1.76 |  |  |  | 21h30 | 0.54 | 1.71 |  |  |  | 21h30 | 0.84 | 2.44 |  |  |  | 21h30 | 0.51 | 1.63 |  |  |  | 21h30 | 0.48 | 1.59 |  |  |  | 21h30 | 0.79 | 2.37 |  |  |  | 21h30 | 0.45 | 1.5
22h30 | 0.03 | 0.6 |  | 22h30 | 0.04 | 0.61 |  | 22h30 | 0.03 | 0.59 |  |  |  | 22h30 | 0.26 | 0.77 |  |  |  | 22h30 | 0.26 | 0.78 |  |  |  | 22h30 | 0.26 | 0.77 |  |  |  | 22h30 | 0.25 | 0.71 |  |  |  | 22h30 | 0.26 | 0.72 |  |  |  | 22h30 | 0.25 | 0.71 |  |  |  | 22h30 | 0.2 | 0.53 |  |  |  | 22h30 | 0.21 | 0.55 |  |  |  | 22h30 | 0.2 | 0.53 |  |  |  | 22h30 | 0.17 | 0.46 |  |  |  | 22h30 | 0.18 | 0.49 |  |  |  | 22h30 | 0.17 | 0.46 |  |  |  | 22h30 | 0.24 | 0.68 |  |  |  | 22h30 | 0.25 | 0.68 |  |  |  | 22h30 | 0.24 | 0.68 |  |  |  | 22h30 | 1.02 | 3.02 |  |  |  | 22h30 | 1.06 | 3.12 |  |  |  | 22h30 | 1.02 | 3.01 |  |  |  | 22h30 | 0.89 | 2.67 |  |  |  | 22h30 | 0.97 | 2.86 |  |  |  | 22h30 | 0.87 | 2.61 |  |  |  | 22h30 | 0.78 | 2.57 |  |  |  | 22h30 | 0.89 | 2.77 |  |  |  | 22h30 | 0.76 | 2.54 |  |  |  | 22h30 | 0.58 | 2.08 |  |  |  | 22h30 | 0.72 | 2.34 |  |  |  | 22h30 | 0.56 | 2.05 |  |  |  | 22h30 | 0.38 | 2.15 |  |  |  | 22h30 | 0.45 | 2.28 |  |  |  | 22h30 | 0.39 | 2.13 |  |  |  | 22h30 | 0.58 | 1.81 |  |  |  | 22h30 | 0.76 | 2.27 |  |  |  | 22h30 | 0.55 | 1.75 |  |  |  | 22h30 | 0.53 | 1.68 |  |  |  | 22h30 | 0.71 | 2.13 |  |  |  | 22h30 | 0.51 | 1.62 |  |  |  | 22h30 | 0.47 | 1.55 |  |  |  | 22h30 | 0.67 | 2.05 |  |  |  | 22h30 | 0.45 | 1.49
23h30 | 0.13 | 1.03 |  | 23h30 | 0.14 | 1.04 |  | 23h30 | 0.13 | 1.03 |  |  |  | 23h30 | 0.33 | 0.97 |  |  |  | 23h30 | 0.33 | 0.98 |  |  |  | 23h30 | 0.33 | 0.97 |  |  |  | 23h30 | 0.32 | 0.9 |  |  |  | 23h30 | 0.32 | 0.92 |  |  |  | 23h30 | 0.32 | 0.9 |  |  |  | 23h30 | 0.25 | 0.7 |  |  |  | 23h30 | 0.25 | 0.71 |  |  |  | 23h30 | 0.25 | 0.7 |  |  |  | 23h30 | 0.22 | 0.65 |  |  |  | 23h30 | 0.23 | 0.67 |  |  |  | 23h30 | 0.22 | 0.65 |  |  |  | 23h30 | 0.31 | 0.85 |  |  |  | 23h30 | 0.32 | 0.86 |  |  |  | 23h30 | 0.31 | 0.85 |  |  |  | 23h30 | 1.03 | 3.03 |  |  |  | 23h30 | 1.04 | 3.08 |  |  |  | 23h30 | 1.02 | 3.03 |  |  |  | 23h30 | 0.89 | 2.68 |  |  |  | 23h30 | 0.94 | 2.82 |  |  |  | 23h30 | 0.87 | 2.63 |  |  |  | 23h30 | 0.78 | 2.58 |  |  |  | 23h30 | 0.85 | 2.69 |  |  |  | 23h30 | 0.76 | 2.56 |  |  |  | 23h30 | 0.58 | 2.1 |  |  |  | 23h30 | 0.67 | 2.25 |  |  |  | 23h30 | 0.56 | 2.06 |  |  |  | 23h30 | 0.38 | 2.16 |  |  |  | 23h30 | 0.43 | 2.24 |  |  |  | 23h30 | 0.38 | 2.14 |  |  |  | 23h30 | 0.57 | 1.8 |  |  |  | 23h30 | 0.69 | 2.1 |  |  |  | 23h30 | 0.56 | 1.76 |  |  |  | 23h30 | 0.53 | 1.68 |  |  |  | 23h30 | 0.65 | 1.98 |  |  |  | 23h30 | 0.51 | 1.63 |  |  |  | 23h30 | 0.47 | 1.55 |  |  |  | 23h30 | 0.6 | 1.89 |  |  |  | 23h30 | 0.45 | 1.5
00h30 | 0.1 | 0.66 |  | 00h30 | 0.11 | 0.67 |  | 00h30 | 0.1 | 0.66 |  |  |  | 00h30 | 0.18 | 0.58 |  |  |  | 00h30 | 0.18 | 0.49 |  |  |  | 00h30 | 0.18 | 0.57 |  |  |  | 00h30 | 0.17 | 0.53 |  |  |  | 00h30 | 0.17 | 0.52 |  |  |  | 00h30 | 0.17 | 0.53 |  |  |  | 00h30 | 0.13 | 0.42 |  |  |  | 00h30 | 0.14 | 0.43 |  |  |  | 00h30 | 0.13 | 0.42 |  |  |  | 00h30 | 0.12 | 0.39 |  |  |  | 00h30 | 0.12 | 0.4 |  |  |  | 00h30 | 0.12 | 0.38 |  |  |  | 00h30 | 0.17 | 0.51 |  |  |  | 00h30 | 0.18 | 0.51 |  |  |  | 00h30 | 0.17 | 0.51 |  |  |  | 00h30 | 0.71 | 2.13 |  |  |  | 00h30 | 0.48 | 1.61 |  |  |  | 00h30 | 0.81 | 2.5 |  |  |  | 00h30 | 0.62 | 1.87 |  |  |  | 00h30 | 0.39 | 1.35 |  |  |  | 00h30 | 0.67 | 2.11 |  |  |  | 00h30 | 0.55 | 1.85 |  |  |  | 00h30 | 0.29 | 1.23 |  |  |  | 00h30 | 0.59 | 2.09 |  |  |  | 00h30 | 0.43 | 1.55 |  |  |  | 00h30 | 0.16 | 0.83 |  |  |  | 00h30 | 0.41 | 1.66 |  |  |  | 00h30 | 0.34 | 1.6 |  |  |  | 00h30 | 0.08 | 0.98 |  |  |  | 00h30 | 0.38 | 1.84 |  |  |  | 00h30 | 0.42 | 1.35 |  |  |  | 00h30 | 0.17 | 0.64 |  |  |  | 00h30 | 0.41 | 1.4 |  |  |  | 00h30 | 0.39 | 1.26 |  |  |  | 00h30 | 0.16 | 0.54 |  |  |  | 00h30 | 0.37 | 1.28 |  |  |  | 00h30 | 0.35 | 1.18 |  |  |  | 00h30 | 0.14 | 0.45 |  |  |  | 00h30 | 0.33 | 1.15
01h30 | 0.06 | 0.36 |  | 01h30 | 0.07 | 0.37 |  | 01h30 | 0.06 | 0.36 |  |  |  | 01h30 | 0 | 0 |  |  |  | 01h30 | 0 | 0 |  |  |  | 01h30 | 0 | 0 |  |  |  | 01h30 | 0 | 0 |  |  |  | 01h30 | 0 | 0 |  |  |  | 01h30 | 0 | 0 |  |  |  | 01h30 | 0 | 0 |  |  |  | 01h30 | 0 | 0 |  |  |  | 01h30 | 0 | 0 |  |  |  | 01h30 | 0 | 0 |  |  |  | 01h30 | 0 | 0 |  |  |  | 01h30 | 0 | 0 |  |  |  | 01h30 | 0 | 0 |  |  |  | 01h30 | 0 | 0 |  |  |  | 01h30 | 0 | 0 |  |  |  | 01h30 | 0.31 | 1.18 |  |  |  | 01h30 | 0.17 | 0.88 |  |  |  | 01h30 | 0.36 | 1.35 |  |  |  | 01h30 | 0.22 | 0.91 |  |  |  | 01h30 | 0.11 | 0.63 |  |  |  | 01h30 | 0.24 | 1 |  |  |  | 01h30 | 0.16 | 0.88 |  |  |  | 01h30 | 0.07 | 0.53 |  |  |  | 01h30 | 0.16 | 0.97 |  |  |  | 01h30 | 0.04 | 0.56 |  |  |  | 01h30 | 0 | 0.28 |  |  |  | 01h30 | 0.04 | 0.59 |  |  |  | 01h30 | 0.17 | 0.85 |  |  |  | 01h30 | 0.04 | 0.51 |  |  |  | 01h30 | 0.18 | 0.95 |  |  |  | 01h30 | 0.02 | 0.34 |  |  |  | 01h30 | 0 | 0.15 |  |  |  | 01h30 | 0.01 | 0.34 |  |  |  | 01h30 | 0 | 0.26 |  |  |  | 01h30 | 0 | 0.08 |  |  |  | 01h30 | 0 | 0.25 |  |  |  | 01h30 | 0 | 0.17 |  |  |  | 01h30 | 0 | 0.03 |  |  |  | 01h30 | 0 | 0.16
02h30 | 0.1 | 0.52 |  | 02h30 | 0.11 | 0.52 |  | 02h30 | 0.1 | 0.52 |  |  |  | 02h30 | 0 | 0 |  |  |  | 02h30 | 0 | 0 |  |  |  | 02h30 | 0 | 0 |  |  |  | 02h30 | 0 | 0 |  |  |  | 02h30 | 0 | 0 |  |  |  | 02h30 | 0 | 0 |  |  |  | 02h30 | 0 | 0 |  |  |  | 02h30 | 0 | 0 |  |  |  | 02h30 | 0 | 0 |  |  |  | 02h30 | 0 | 0 |  |  |  | 02h30 | 0 | 0 |  |  |  | 02h30 | 0 | 0 |  |  |  | 02h30 | 0 | 0 |  |  |  | 02h30 | 0 | 0 |  |  |  | 02h30 | 0 | 0 |  |  |  | 02h30 | 0.31 | 1.18 |  |  |  | 02h30 | 0.29 | 1.2 |  |  |  | 02h30 | 0.36 | 1.35 |  |  |  | 02h30 | 0.22 | 0.91 |  |  |  | 02h30 | 0.22 | 0.93 |  |  |  | 02h30 | 0.24 | 1 |  |  |  | 02h30 | 0.16 | 0.88 |  |  |  | 02h30 | 0.17 | 0.88 |  |  |  | 02h30 | 0.16 | 0.97 |  |  |  | 02h30 | 0.04 | 0.56 |  |  |  | 02h30 | 0.06 | 0.57 |  |  |  | 02h30 | 0.04 | 0.59 |  |  |  | 02h30 | 0.17 | 0.85 |  |  |  | 02h30 | 0.2 | 0.84 |  |  |  | 02h30 | 0.18 | 0.95 |  |  |  | 02h30 | 0.02 | 0.34 |  |  |  | 02h30 | 0.05 | 0.38 |  |  |  | 02h30 | 0.01 | 0.34 |  |  |  | 02h30 | 0 | 0.26 |  |  |  | 02h30 | 0.03 | 0.31 |  |  |  | 02h30 | 0 | 0.25 |  |  |  | 02h30 | 0 | 0.17 |  |  |  | 02h30 | 0 | 0.22 |  |  |  | 02h30 | 0 | 0.16
03h30 | 0.2 | 0.77 |  | 03h30 | 0.2 | 0.78 |  | 03h30 | 0.2 | 0.77 |  |  |  | 03h30 | 0 | 0.05 |  |  |  | 03h30 | 0 | 0.06 |  |  |  | 03h30 | 0 | 0.05 |  |  |  | 03h30 | 0 | 0.02 |  |  |  | 03h30 | 0 | 0.03 |  |  |  | 03h30 | 0 | 0.02 |  |  |  | 03h30 | 0 | 0 |  |  |  | 03h30 | 0 | 0 |  |  |  | 03h30 | 0 | 0 |  |  |  | 03h30 | 0 | 0 |  |  |  | 03h30 | 0 | 0 |  |  |  | 03h30 | 0 | 0 |  |  |  | 03h30 | 0 | 0.01 |  |  |  | 03h30 | 0 | 0.02 |  |  |  | 03h30 | 0 | 0.01 |  |  |  | 03h30 | 0.41 | 1.42 |  |  |  | 03h30 | 0.44 | 1.5 |  |  |  | 03h30 | 0.43 | 1.48 |  |  |  | 03h30 | 0.29 | 1.08 |  |  |  | 03h30 | 0.32 | 1.21 |  |  |  | 03h30 | 0.29 | 1.1 |  |  |  | 03h30 | 0.23 | 1.12 |  |  |  | 03h30 | 0.26 | 1.22 |  |  |  | 03h30 | 0.22 | 1.15 |  |  |  | 03h30 | 0.08 | 0.7 |  |  |  | 03h30 | 0.11 | 0.77 |  |  |  | 03h30 | 0.06 | 0.7 |  |  |  | 03h30 | 0.26 | 1.04 |  |  |  | 03h30 | 0.3 | 1.12 |  |  |  | 03h30 | 0.26 | 1.07 |  |  |  | 03h30 | 0.07 | 0.43 |  |  |  | 03h30 | 0.07 | 0.47 |  |  |  | 03h30 | 0.06 | 0.43 |  |  |  | 03h30 | 0.03 | 0.36 |  |  |  | 03h30 | 0.04 | 0.42 |  |  |  | 03h30 | 0.02 | 0.35 |  |  |  | 03h30 | 0 | 0.24 |  |  |  | 03h30 | 0 | 0.32 |  |  |  | 03h30 | 0 | 0.22
04h30 | 0.28 | 0.95 |  | 04h30 | 0.28 | 0.96 |  | 04h30 | 0.28 | 0.95 |  |  |  | 04h30 | 0 | 0.15 |  |  |  | 04h30 | 0 | 0.17 |  |  |  | 04h30 | 0 | 0.15 |  |  |  | 04h30 | 0 | 0.11 |  |  |  | 04h30 | 0 | 0.12 |  |  |  | 04h30 | 0 | 0.11 |  |  |  | 04h30 | 0 | 0 |  |  |  | 04h30 | 0 | 0 |  |  |  | 04h30 | 0 | 0 |  |  |  | 04h30 | 0 | 0 |  |  |  | 04h30 | 0 | 0 |  |  |  | 04h30 | 0 | 0 |  |  |  | 04h30 | 0 | 0.1 |  |  |  | 04h30 | 0 | 0.1 |  |  |  | 04h30 | 0 | 0.09 |  |  |  | 04h30 | 0.48 | 1.59 |  |  |  | 04h30 | 0.52 | 1.64 |  |  |  | 04h30 | 0.46 | 1.54 |  |  |  | 04h30 | 0.33 | 1.2 |  |  |  | 04h30 | 0.39 | 1.33 |  |  |  | 04h30 | 0.31 | 1.15 |  |  |  | 04h30 | 0.27 | 1.27 |  |  |  | 04h30 | 0.33 | 1.4 |  |  |  | 04h30 | 0.25 | 1.22 |  |  |  | 04h30 | 0.1 | 0.78 |  |  |  | 04h30 | 0.16 | 0.92 |  |  |  | 04h30 | 0.08 | 0.75 |  |  |  | 04h30 | 0.32 | 1.17 |  |  |  | 04h30 | 0.37 | 1.26 |  |  |  | 04h30 | 0.3 | 1.13 |  |  |  | 04h30 | 0.08 | 0.47 |  |  |  | 04h30 | 0.11 | 0.57 |  |  |  | 04h30 | 0.07 | 0.45 |  |  |  | 04h30 | 0.03 | 0.4 |  |  |  | 04h30 | 0.08 | 0.5 |  |  |  | 04h30 | 0.02 | 0.38 |  |  |  | 04h30 | 0 | 0.28 |  |  |  | 04h30 | 0.03 | 0.42 |  |  |  | 04h30 | 0 | 0.26
05h30 | 0.3 | 0.97 |  | 05h30 | 0.31 | 0.98 |  | 05h30 | 0.3 | 0.97 |  |  |  | 05h30 | 0 | 0.23 |  |  |  | 05h30 | 0 | 0.24 |  |  |  | 05h30 | 0 | 0.23 |  |  |  | 05h30 | 0 | 0.19 |  |  |  | 05h30 | 0 | 0.19 |  |  |  | 05h30 | 0 | 0.18 |  |  |  | 05h30 | 0 | 0 |  |  |  | 05h30 | 0 | 0 |  |  |  | 05h30 | 0 | 0 |  |  |  | 05h30 | 0 | 0 |  |  |  | 05h30 | 0 | 0 |  |  |  | 05h30 | 0 | 0 |  |  |  | 05h30 | 0 | 0.18 |  |  |  | 05h30 | 0 | 0.19 |  |  |  | 05h30 | 0 | 0.18 |  |  |  | 05h30 | 0.52 | 1.66 |  |  |  | 05h30 | 0.55 | 1.7 |  |  |  | 05h30 | 0.49 | 1.61 |  |  |  | 05h30 | 0.37 | 1.27 |  |  |  | 05h30 | 0.42 | 1.38 |  |  |  | 05h30 | 0.34 | 1.21 |  |  |  | 05h30 | 0.32 | 1.39 |  |  |  | 05h30 | 0.38 | 1.48 |  |  |  | 05h30 | 0.3 | 1.33 |  |  |  | 05h30 | 0.14 | 0.9 |  |  |  | 05h30 | 0.19 | 1.04 |  |  |  | 05h30 | 0.13 | 0.86 |  |  |  | 05h30 | 0.36 | 1.24 |  |  |  | 05h30 | 0.41 | 1.31 |  |  |  | 05h30 | 0.34 | 1.2 |  |  |  | 05h30 | 0.1 | 0.55 |  |  |  | 05h30 | 0.14 | 0.69 |  |  |  | 05h30 | 0.1 | 0.53 |  |  |  | 05h30 | 0.06 | 0.45 |  |  |  | 05h30 | 0.11 | 0.57 |  |  |  | 05h30 | 0.06 | 0.44 |  |  |  | 05h30 | 0.01 | 0.37 |  |  |  | 05h30 | 0.07 | 0.49 |  |  |  | 05h30 | 0.01 | 0.36
06h30 | 0.28 | 0.87 |  | 06h30 | 0.28 | 0.87 |  | 06h30 | 0.27 | 0.87 |  |  |  | 06h30 | 0.01 | 0.26 |  |  |  | 06h30 | 0.01 | 0.26 |  |  |  | 06h30 | 0.01 | 0.26 |  |  |  | 06h30 | 0 | 0.22 |  |  |  | 06h30 | 0 | 0.22 |  |  |  | 06h30 | 0 | 0.22 |  |  |  | 06h30 | 0 | 0.03 |  |  |  | 06h30 | 0 | 0.03 |  |  |  | 06h30 | 0 | 0.02 |  |  |  | 06h30 | 0 | 0 |  |  |  | 06h30 | 0 | 0 |  |  |  | 06h30 | 0 | 0 |  |  |  | 06h30 | 0 | 0.22 |  |  |  | 06h30 | 0 | 0.22 |  |  |  | 06h30 | 0 | 0.22 |  |  |  | 06h30 | 0.55 | 1.71 |  |  |  | 06h30 | 0.56 | 1.73 |  |  |  | 06h30 | 0.54 | 1.69 |  |  |  | 06h30 | 0.4 | 1.33 |  |  |  | 06h30 | 0.43 | 1.4 |  |  |  | 06h30 | 0.38 | 1.29 |  |  |  | 06h30 | 0.36 | 1.46 |  |  |  | 06h30 | 0.4 | 1.51 |  |  |  | 06h30 | 0.34 | 1.43 |  |  |  | 06h30 | 0.18 | 1.01 |  |  |  | 06h30 | 0.23 | 1.1 |  |  |  | 06h30 | 0.17 | 0.98 |  |  |  | 06h30 | 0.39 | 1.3 |  |  |  | 06h30 | 0.42 | 1.34 |  |  |  | 06h30 | 0.37 | 1.28 |  |  |  | 06h30 | 0.13 | 0.63 |  |  |  | 06h30 | 0.17 | 0.77 |  |  |  | 06h30 | 0.13 | 0.61 |  |  |  | 06h30 | 0.1 | 0.52 |  |  |  | 06h30 | 0.13 | 0.65 |  |  |  | 06h30 | 0.1 | 0.5 |  |  |  | 06h30 | 0.05 | 0.45 |  |  |  | 06h30 | 0.1 | 0.56 |  |  |  | 06h30 | 0.04 | 0.45
07h30 | 0.09 | 0.49 |  | 07h30 | 0.09 | 0.5 |  | 07h30 | 0.52 | 1.76 |  |  |  | 07h30 | 0.02 | 0.26 |  |  |  | 07h30 | 0.02 | 0.27 |  |  |  | 07h30 | 0.39 | 1.02 |  |  |  | 07h30 | 0 | 0.23 |  |  |  | 07h30 | 0.01 | 0.23 |  |  |  | 07h30 | 0.39 | 1.15 |  |  |  | 07h30 | 0 | 0.07 |  |  |  | 07h30 | 0 | 0.08 |  |  |  | 07h30 | 0.34 | 1.15 |  |  |  | 07h30 | 0 | 0 |  |  |  | 07h30 | 0 | 0 |  |  |  | 07h30 | 0.31 | 1.07 |  |  |  | 07h30 | 0 | 0.24 |  |  |  | 07h30 | 0.01 | 0.24 |  |  |  | 07h30 | 0.39 | 1.15 |  |  |  | 07h30 | 1.09 | 3.13 |  |  |  | 07h30 | 1.09 | 3.14 |  |  |  | 07h30 | 1.08 | 3.12 |  |  |  | 07h30 | 0.91 | 2.69 |  |  |  | 07h30 | 0.94 | 2.76 |  |  |  | 07h30 | 0.9 | 2.65 |  |  |  | 07h30 | 0.87 | 2.85 |  |  |  | 07h30 | 0.91 | 2.89 |  |  |  | 07h30 | 0.86 | 2.83 |  |  |  | 07h30 | 0.63 | 2.34 |  |  |  | 07h30 | 0.69 | 2.42 |  |  |  | 07h30 | 0.62 | 2.31 |  |  |  | 07h30 | 0.73 | 2.45 |  |  |  | 07h30 | 0.75 | 2.48 |  |  |  | 07h30 | 0.71 | 2.44 |  |  |  | 07h30 | 0.56 | 1.88 |  |  |  | 07h30 | 0.64 | 2.02 |  |  |  | 07h30 | 0.56 | 1.85 |  |  |  | 07h30 | 0.47 | 1.66 |  |  |  | 07h30 | 0.57 | 1.86 |  |  |  | 07h30 | 0.45 | 1.62 |  |  |  | 07h30 | 0.44 | 1.52 |  |  |  | 07h30 | 0.46 | 1.75 |  |  |  | 07h30 | 0.45 | 1.48
08h30 | 0.31 | 1.37 |  | 08h30 | 0.32 | 1.37 |  | 08h30 | 0.6 | 2.14 |  |  |  | 08h30 | 0.37 | 1.09 |  |  |  | 08h30 | 0.36 | 1.13 |  |  |  | 08h30 | 0.69 | 1.79 |  |  |  | 08h30 | 0.38 | 1.02 |  |  |  | 08h30 | 0.38 | 0.98 |  |  |  | 08h30 | 0.66 | 1.84 |  |  |  | 08h30 | 0.35 | 1.13 |  |  |  | 08h30 | 0.35 | 1.13 |  |  |  | 08h30 | 0.57 | 1.79 |  |  |  | 08h30 | 0.31 | 1.07 |  |  |  | 08h30 | 0.32 | 1.07 |  |  |  | 08h30 | 0.5 | 1.61 |  |  |  | 08h30 | 0.38 | 0.98 |  |  |  | 08h30 | 0.38 | 0.97 |  |  |  | 08h30 | 0.66 | 1.85 |  |  |  | 08h30 | 1.45 | 4.01 |  |  |  | 08h30 | 1.45 | 4.01 |  |  |  | 08h30 | 1.44 | 4 |  |  |  | 08h30 | 1.26 | 3.54 |  |  |  | 08h30 | 1.29 | 3.61 |  |  |  | 08h30 | 1.25 | 3.51 |  |  |  | 08h30 | 1.22 | 3.7 |  |  |  | 08h30 | 1.25 | 3.74 |  |  |  | 08h30 | 1.21 | 3.69 |  |  |  | 08h30 | 0.98 | 3.17 |  |  |  | 08h30 | 1.03 | 3.23 |  |  |  | 08h30 | 0.97 | 3.14 |  |  |  | 08h30 | 0.87 | 3.07 |  |  |  | 08h30 | 0.89 | 3.1 |  |  |  | 08h30 | 0.86 | 3.06 |  |  |  | 08h30 | 0.93 | 2.75 |  |  |  | 08h30 | 0.99 | 2.86 |  |  |  | 08h30 | 0.93 | 2.73 |  |  |  | 08h30 | 0.83 | 2.53 |  |  |  | 08h30 | 0.92 | 2.69 |  |  |  | 08h30 | 0.82 | 2.49 |  |  |  | 08h30 | 0.79 | 2.4 |  |  |  | 08h30 | 0.83 | 2.59 |  |  |  | 08h30 | 0.79 | 2.36
09h30 | 0.69 | 2.22 |  | 09h30 | 0.69 | 2.23 |  | 09h30 | 0.65 | 2.15 |  |  |  | 09h30 | 0.66 | 1.81 |  |  |  | 09h30 | 0.66 | 1.84 |  |  |  | 09h30 | 0.7 | 2.13 |  |  |  | 09h30 | 0.66 | 1.7 |  |  |  | 09h30 | 0.66 | 1.67 |  |  |  | 09h30 | 0.66 | 1.95 |  |  |  | 09h30 | 0.58 | 1.74 |  |  |  | 09h30 | 0.59 | 1.75 |  |  |  | 09h30 | 0.56 | 1.73 |  |  |  | 09h30 | 0.51 | 1.6 |  |  |  | 09h30 | 0.52 | 1.62 |  |  |  | 09h30 | 0.48 | 1.51 |  |  |  | 09h30 | 0.66 | 1.68 |  |  |  | 09h30 | 0.66 | 1.68 |  |  |  | 09h30 | 0.66 | 1.99 |  |  |  | 09h30 | 0.45 | 1.09 |  |  |  | 09h30 | 0.73 | 2.05 |  |  |  | 09h30 | 1.36 | 3.83 |  |  |  | 09h30 | 0.42 | 1.03 |  |  |  | 09h30 | 0.65 | 1.82 |  |  |  | 09h30 | 1.2 | 3.4 |  |  |  | 09h30 | 0.43 | 1.08 |  |  |  | 09h30 | 0.61 | 1.9 |  |  |  | 09h30 | 1.16 | 3.5 |  |  |  | 09h30 | 0.4 | 1.02 |  |  |  | 09h30 | 0.48 | 1.59 |  |  |  | 09h30 | 0.96 | 3.01 |  |  |  | 09h30 | 0.23 | 0.81 |  |  |  | 09h30 | 0.42 | 1.54 |  |  |  | 09h30 | 0.92 | 3.19 |  |  |  | 09h30 | 0.41 | 0.99 |  |  |  | 09h30 | 0.48 | 1.41 |  |  |  | 09h30 | 0.98 | 2.77 |  |  |  | 09h30 | 0.4 | 0.97 |  |  |  | 09h30 | 0.45 | 1.3 |  |  |  | 09h30 | 0.94 | 2.63 |  |  |  | 09h30 | 0.39 | 1 |  |  |  | 09h30 | 0.42 | 1.23 |  |  |  | 09h30 | 0.86 | 2.59
10h30 | 0.73 | 2.2 |  | 10h30 | 0.73 | 2.2 |  | 10h30 | 0.59 | 1.9 |  |  |  | 10h30 | 0.7 | 2.02 |  |  |  | 10h30 | 0.7 | 2.01 |  |  |  | 10h30 | 0.52 | 1.62 |  |  |  | 10h30 | 0.65 | 1.9 |  |  |  | 10h30 | 0.65 | 1.93 |  |  |  | 10h30 | 0.48 | 1.47 |  |  |  | 10h30 | 0.56 | 1.69 |  |  |  | 10h30 | 0.56 | 1.7 |  |  |  | 10h30 | 0.42 | 1.33 |  |  |  | 10h30 | 0.48 | 1.47 |  |  |  | 10h30 | 0.49 | 1.49 |  |  |  | 10h30 | 0.36 | 1.17 |  |  |  | 10h30 | 0.65 | 1.96 |  |  |  | 10h30 | 0.65 | 1.97 |  |  |  | 10h30 | 0.48 | 1.51 |  |  |  | 10h30 | 0 | 0 |  |  |  | 10h30 | 0 | 0 |  |  |  | 10h30 | 1.15 | 3.33 |  |  |  | 10h30 | 0 | 0 |  |  |  | 10h30 | 0 | 0 |  |  |  | 10h30 | 1 | 2.91 |  |  |  | 10h30 | 0 | 0 |  |  |  | 10h30 | 0 | 0 |  |  |  | 10h30 | 0.93 | 2.95 |  |  |  | 10h30 | 0 | 0 |  |  |  | 10h30 | 0 | 0 |  |  |  | 10h30 | 0.74 | 2.46 |  |  |  | 10h30 | 0 | 0 |  |  |  | 10h30 | 0 | 0 |  |  |  | 10h30 | 0.85 | 2.98 |  |  |  | 10h30 | 0 | 0 |  |  |  | 10h30 | 0 | 0 |  |  |  | 10h30 | 0.76 | 2.26 |  |  |  | 10h30 | 0 | 0 |  |  |  | 10h30 | 0 | 0 |  |  |  | 10h30 | 0.72 | 2.12 |  |  |  | 10h30 | 0 | 0 |  |  |  | 10h30 | 0 | 0 |  |  |  | 10h30 | 0.66 | 2.08
11h30 | 0.5 | 1.66 |  | 11h30 | 0.5 | 1.66 |  | 11h30 | 0.44 | 1.55 |  |  |  | 11h30 | 0.46 | 1.48 |  |  |  | 11h30 | 0.47 | 1.48 |  |  |  | 11h30 | 0.37 | 1.28 |  |  |  | 11h30 | 0.43 | 1.36 |  |  |  | 11h30 | 0.44 | 1.38 |  |  |  | 11h30 | 0.34 | 1.13 |  |  |  | 11h30 | 0.38 | 1.23 |  |  |  | 11h30 | 0.38 | 1.23 |  |  |  | 11h30 | 0.3 | 1.03 |  |  |  | 11h30 | 0.32 | 1.08 |  |  |  | 11h30 | 0.33 | 1.09 |  |  |  | 11h30 | 0.26 | 0.91 |  |  |  | 11h30 | 0.42 | 1.41 |  |  |  | 11h30 | 0.43 | 1.42 |  |  |  | 11h30 | 0.34 | 1.17 |  |  |  | 11h30 | 0 | 0 |  |  |  | 11h30 | 0 | 0 |  |  |  | 11h30 | 0.98 | 2.97 |  |  |  | 11h30 | 0 | 0 |  |  |  | 11h30 | 0 | 0 |  |  |  | 11h30 | 0.84 | 2.55 |  |  |  | 11h30 | 0 | 0 |  |  |  | 11h30 | 0 | 0 |  |  |  | 11h30 | 0.76 | 2.55 |  |  |  | 11h30 | 0 | 0 |  |  |  | 11h30 | 0 | 0 |  |  |  | 11h30 | 0.58 | 2.09 |  |  |  | 11h30 | 0 | 0 |  |  |  | 11h30 | 0 | 0 |  |  |  | 11h30 | 0.65 | 2.62 |  |  |  | 11h30 | 0 | 0 |  |  |  | 11h30 | 0 | 0 |  |  |  | 11h30 | 0.59 | 1.89 |  |  |  | 11h30 | 0 | 0 |  |  |  | 11h30 | 0 | 0 |  |  |  | 11h30 | 0.55 | 1.75 |  |  |  | 11h30 | 0 | 0 |  |  |  | 11h30 | 0 | 0 |  |  |  | 11h30 | 0.51 | 1.7
12h30 | 0.37 | 1.36 |  | 12h30 | 0.38 | 1.36 |  | 12h30 | 0.36 | 1.33 |  |  |  | 12h30 | 0.33 | 1.17 |  |  |  | 12h30 | 0.33 | 1.17 |  |  |  | 12h30 | 0.28 | 1.05 |  |  |  | 12h30 | 0.3 | 1.04 |  |  |  | 12h30 | 0.31 | 1.05 |  |  |  | 12h30 | 0.26 | 0.91 |  |  |  | 12h30 | 0.27 | 0.94 |  |  |  | 12h30 | 0.27 | 0.95 |  |  |  | 12h30 | 0.22 | 0.82 |  |  |  | 12h30 | 0.23 | 0.83 |  |  |  | 12h30 | 0.23 | 0.84 |  |  |  | 12h30 | 0.19 | 0.73 |  |  |  | 12h30 | 0.29 | 1.08 |  |  |  | 12h30 | 0.29 | 1.08 |  |  |  | 12h30 | 0.25 | 0.94 |  |  |  | 12h30 | 0 | 0 |  |  |  | 12h30 | 0 | 0 |  |  |  | 12h30 | 0.86 | 2.71 |  |  |  | 12h30 | 0 | 0 |  |  |  | 12h30 | 0 | 0 |  |  |  | 12h30 | 0.73 | 2.3 |  |  |  | 12h30 | 0 | 0 |  |  |  | 12h30 | 0 | 0 |  |  |  | 12h30 | 0.64 | 2.27 |  |  |  | 12h30 | 0 | 0 |  |  |  | 12h30 | 0 | 0 |  |  |  | 12h30 | 0.47 | 1.84 |  |  |  | 12h30 | 0 | 0 |  |  |  | 12h30 | 0 | 0 |  |  |  | 12h30 | 0.5 | 2.35 |  |  |  | 12h30 | 0 | 0 |  |  |  | 12h30 | 0 | 0 |  |  |  | 12h30 | 0.47 | 1.64 |  |  |  | 12h30 | 0 | 0 |  |  |  | 12h30 | 0 | 0 |  |  |  | 12h30 | 0.44 | 1.48 |  |  |  | 12h30 | 0 | 0 |  |  |  | 12h30 | 0 | 0 |  |  |  | 12h30 | 0.4 | 1.43
13h30 | 0.33 | 1.22 |  | 13h30 | 0.33 | 1.22 |  | 13h30 | 0.32 | 1.2 |  |  |  | 13h30 | 0.26 | 1 |  |  |  | 13h30 | 0.26 | 0.99 |  |  |  | 13h30 | 0.24 | 0.92 |  |  |  | 13h30 | 0.24 | 0.86 |  |  |  | 13h30 | 0.24 | 0.87 |  |  |  | 13h30 | 0.21 | 0.78 |  |  |  | 13h30 | 0.21 | 0.77 |  |  |  | 13h30 | 0.21 | 0.78 |  |  |  | 13h30 | 0.18 | 0.7 |  |  |  | 13h30 | 0.18 | 0.69 |  |  |  | 13h30 | 0.19 | 0.69 |  |  |  | 13h30 | 0.15 | 0.61 |  |  |  | 13h30 | 0.23 | 0.89 |  |  |  | 13h30 | 0.23 | 0.9 |  |  |  | 13h30 | 0.2 | 0.81 |  |  |  | 13h30 | 0.68 | 1.99 |  |  |  | 13h30 | 0 | 0 |  |  |  | 13h30 | 0.79 | 2.56 |  |  |  | 13h30 | 0.59 | 1.83 |  |  |  | 13h30 | 0 | 0 |  |  |  | 13h30 | 0.67 | 2.17 |  |  |  | 13h30 | 0.58 | 1.89 |  |  |  | 13h30 | 0 | 0 |  |  |  | 13h30 | 0.58 | 2.11 |  |  |  | 13h30 | 0.47 | 1.57 |  |  |  | 13h30 | 0 | 0 |  |  |  | 13h30 | 0.41 | 1.69 |  |  |  | 13h30 | 0.46 | 1.66 |  |  |  | 13h30 | 0 | 0 |  |  |  | 13h30 | 0.47 | 2.2 |  |  |  | 13h30 | 0.42 | 1.35 |  |  |  | 13h30 | 0 | 0 |  |  |  | 13h30 | 0.41 | 1.5 |  |  |  | 13h30 | 0.4 | 1.28 |  |  |  | 13h30 | 0 | 0 |  |  |  | 13h30 | 0.37 | 1.33 |  |  |  | 13h30 | 0.38 | 1.25 |  |  |  | 13h30 | 0 | 0 |  |  |  | 13h30 | 0.34 | 1.27
14h30 | 0.29 | 1.09 |  | 14h30 | 0.29 | 1.09 |  | 14h30 | 0.3 | 1.07 |  |  |  | 14h30 | 0.21 | 0.84 |  |  |  | 14h30 | 0.21 | 0.84 |  |  |  | 14h30 | 0.21 | 0.79 |  |  |  | 14h30 | 0.19 | 0.71 |  |  |  | 14h30 | 0.19 | 0.72 |  |  |  | 14h30 | 0.2 | 0.67 |  |  |  | 14h30 | 0.16 | 0.64 |  |  |  | 14h30 | 0.16 | 0.64 |  |  |  | 14h30 | 0.17 | 0.64 |  |  |  | 14h30 | 0.14 | 0.56 |  |  |  | 14h30 | 0.14 | 0.57 |  |  |  | 14h30 | 0.15 | 0.59 |  |  |  | 14h30 | 0.18 | 0.74 |  |  |  | 14h30 | 0.18 | 0.74 |  |  |  | 14h30 | 0.2 | 0.68 |  |  |  | 14h30 | 1.2 | 3.32 |  |  |  | 14h30 | 0 | 0 |  |  |  | 14h30 | 0.79 | 2.53 |  |  |  | 14h30 | 1.04 | 2.97 |  |  |  | 14h30 | 0 | 0 |  |  |  | 14h30 | 0.67 | 2.15 |  |  |  | 14h30 | 1.01 | 3.09 |  |  |  | 14h30 | 0 | 0 |  |  |  | 14h30 | 0.57 | 2.06 |  |  |  | 14h30 | 0.79 | 2.61 |  |  |  | 14h30 | 0 | 0 |  |  |  | 14h30 | 0.4 | 1.63 |  |  |  | 14h30 | 0.83 | 2.81 |  |  |  | 14h30 | 0 | 0 |  |  |  | 14h30 | 0.52 | 2.16 |  |  |  | 14h30 | 0.75 | 2.31 |  |  |  | 14h30 | 0 | 0 |  |  |  | 14h30 | 0.4 | 1.45 |  |  |  | 14h30 | 0.69 | 2.1 |  |  |  | 14h30 | 0 | 0 |  |  |  | 14h30 | 0.36 | 1.28 |  |  |  | 14h30 | 0.64 | 2.04 |  |  |  | 14h30 | 0 | 0 |  |  |  | 14h30 | 0.32 | 1.21
15h30 | 0.23 | 0.9 |  | 15h30 | 0.23 | 0.9 |  | 15h30 | 0.23 | 0.89 |  |  |  | 15h30 | 0.2 | 0.7 |  |  |  | 15h30 | 0.2 | 0.7 |  |  |  | 15h30 | 0.14 | 0.65 |  |  |  | 15h30 | 0.19 | 0.65 |  |  |  | 15h30 | 0.19 | 0.65 |  |  |  | 15h30 | 0.13 | 0.53 |  |  |  | 15h30 | 0.16 | 0.61 |  |  |  | 15h30 | 0.16 | 0.61 |  |  |  | 15h30 | 0.11 | 0.47 |  |  |  | 15h30 | 0.14 | 0.56 |  |  |  | 15h30 | 0.14 | 0.57 |  |  |  | 15h30 | 0.09 | 0.42 |  |  |  | 15h30 | 0.18 | 0.66 |  |  |  | 15h30 | 0.18 | 0.66 |  |  |  | 15h30 | 0.12 | 0.54 |  |  |  | 15h30 | 1.22 | 3.4 |  |  |  | 15h30 | 0 | 0 |  |  |  | 15h30 | 0.82 | 2.56 |  |  |  | 15h30 | 1.06 | 2.97 |  |  |  | 15h30 | 0 | 0 |  |  |  | 15h30 | 0.7 | 2.21 |  |  |  | 15h30 | 1.01 | 3.07 |  |  |  | 15h30 | 0 | 0 |  |  |  | 15h30 | 0.59 | 2.09 |  |  |  | 15h30 | 0.78 | 2.62 |  |  |  | 15h30 | 0 | 0 |  |  |  | 15h30 | 0.41 | 1.63 |  |  |  | 15h30 | 0.88 | 2.95 |  |  |  | 15h30 | 0 | 0 |  |  |  | 15h30 | 0.59 | 2.2 |  |  |  | 15h30 | 0.79 | 2.47 |  |  |  | 15h30 | 0 | 0 |  |  |  | 15h30 | 0.41 | 1.47 |  |  |  | 15h30 | 0.71 | 2.18 |  |  |  | 15h30 | 0 | 0 |  |  |  | 15h30 | 0.37 | 1.29 |  |  |  | 15h30 | 0.65 | 2.11 |  |  |  | 15h30 | 0 | 0 |  |  |  | 15h30 | 0.32 | 1.21
16h30 | 0.2 | 0.78 |  | 16h30 | 0.2 | 0.78 |  | 16h30 | 0.23 | 0.88 |  |  |  | 16h30 | 0.14 | 0.62 |  |  |  | 16h30 | 0.14 | 0.62 |  |  |  | 16h30 | 0.14 | 0.6 |  |  |  | 16h30 | 0.12 | 0.52 |  |  |  | 16h30 | 0.13 | 0.52 |  |  |  | 16h30 | 0.13 | 0.53 |  |  |  | 16h30 | 0.1 | 0.45 |  |  |  | 16h30 | 0.1 | 0.45 |  |  |  | 16h30 | 0.11 | 0.47 |  |  |  | 16h30 | 0.08 | 0.39 |  |  |  | 16h30 | 0.08 | 0.4 |  |  |  | 16h30 | 0.09 | 0.42 |  |  |  | 16h30 | 0.12 | 0.53 |  |  |  | 16h30 | 0.12 | 0.54 |  |  |  | 16h30 | 0.12 | 0.54 |  |  |  | 16h30 | 1 | 2.94 |  |  |  | 16h30 | 0 | 0 |  |  |  | 16h30 | 0.88 | 2.68 |  |  |  | 16h30 | 0.89 | 2.64 |  |  |  | 16h30 | 0 | 0 |  |  |  | 16h30 | 0.75 | 2.35 |  |  |  | 16h30 | 0.82 | 2.58 |  |  |  | 16h30 | 0 | 0 |  |  |  | 16h30 | 0.64 | 2.2 |  |  |  | 16h30 | 0.63 | 2.13 |  |  |  | 16h30 | 0 | 0 |  |  |  | 16h30 | 0.44 | 1.7 |  |  |  | 16h30 | 0.79 | 2.6 |  |  |  | 16h30 | 0 | 0 |  |  |  | 16h30 | 0.67 | 2.33 |  |  |  | 16h30 | 0.66 | 2.11 |  |  |  | 16h30 | 0 | 0 |  |  |  | 16h30 | 0.45 | 1.54 |  |  |  | 16h30 | 0.6 | 1.89 |  |  |  | 16h30 | 0 | 0 |  |  |  | 16h30 | 0.4 | 1.37 |  |  |  | 16h30 | 0.55 | 1.82 |  |  |  | 16h30 | 0 | 0 |  |  |  | 16h30 | 0.35 | 1.27
17h30 | 0.24 | 0.83 |  | 17h30 | 0.24 | 0.83 |  | 17h30 | 0.25 | 0.87 |  |  |  | 17h30 | 0.14 | 0.65 |  |  |  | 17h30 | 0.14 | 0.65 |  |  |  | 17h30 | 0.15 | 0.64 |  |  |  | 17h30 | 0.12 | 0.52 |  |  |  | 17h30 | 0.13 | 0.52 |  |  |  | 17h30 | 0.13 | 0.53 |  |  |  | 17h30 | 0.1 | 0.45 |  |  |  | 17h30 | 0.1 | 0.45 |  |  |  | 17h30 | 0.1 | 0.45 |  |  |  | 17h30 | 0.08 | 0.39 |  |  |  | 17h30 | 0.08 | 0.4 |  |  |  | 17h30 | 0.08 | 0.39 |  |  |  | 17h30 | 0.12 | 0.53 |  |  |  | 17h30 | 0.12 | 0.54 |  |  |  | 17h30 | 0.13 | 0.55 |  |  |  | 17h30 | 0.98 | 2.93 |  |  |  | 17h30 | 0 | 0 |  |  |  | 17h30 | 0.95 | 2.84 |  |  |  | 17h30 | 0.87 | 2.66 |  |  |  | 17h30 | 0 | 0 |  |  |  | 17h30 | 0.81 | 2.51 |  |  |  | 17h30 | 0.78 | 2.52 |  |  |  | 17h30 | 0 | 0 |  |  |  | 17h30 | 0.7 | 2.35 |  |  |  | 17h30 | 0.59 | 2.01 |  |  |  | 17h30 | 0 | 0 |  |  |  | 17h30 | 0.48 | 1.81 |  |  |  | 17h30 | 0.8 | 2.63 |  |  |  | 17h30 | 0 | 0 |  |  |  | 17h30 | 0.75 | 2.5 |  |  |  | 17h30 | 0.62 | 1.98 |  |  |  | 17h30 | 0 | 0 |  |  |  | 17h30 | 0.49 | 1.62 |  |  |  | 17h30 | 0.57 | 1.8 |  |  |  | 17h30 | 0 | 0 |  |  |  | 17h30 | 0.45 | 1.47 |  |  |  | 17h30 | 0.52 | 1.72 |  |  |  | 17h30 | 0 | 0 |  |  |  | 17h30 | 0.39 | 1.35
18h30 | 0.33 | 1.06 |  | 18h30 | 0.33 | 1.06 |  | 18h30 | 0.32 | 1.04 |  |  |  | 18h30 | 0.19 | 0.79 |  |  |  | 18h30 | 0.19 | 0.79 |  |  |  | 18h30 | 0.19 | 0.78 |  |  |  | 18h30 | 0.17 | 0.66 |  |  |  | 18h30 | 0.17 | 0.66 |  |  |  | 18h30 | 0.16 | 0.64 |  |  |  | 18h30 | 0.14 | 0.55 |  |  |  | 18h30 | 0.14 | 0.55 |  |  |  | 18h30 | 0.13 | 0.53 |  |  |  | 18h30 | 0.12 | 0.49 |  |  |  | 18h30 | 0.12 | 0.49 |  |  |  | 18h30 | 0.11 | 0.47 |  |  |  | 18h30 | 0.17 | 0.67 |  |  |  | 18h30 | 0.17 | 0.67 |  |  |  | 18h30 | 0.16 | 0.66 |  |  |  | 18h30 | 1.02 | 3.04 |  |  |  | 18h30 | 0.76 | 2.17 |  |  |  | 18h30 | 1.01 | 2.99 |  |  |  | 18h30 | 0.91 | 2.76 |  |  |  | 18h30 | 0.78 | 2.14 |  |  |  | 18h30 | 0.87 | 2.65 |  |  |  | 18h30 | 0.8 | 2.59 |  |  |  | 18h30 | 0.76 | 2.06 |  |  |  | 18h30 | 0.75 | 2.5 |  |  |  | 18h30 | 0.59 | 2.04 |  |  |  | 18h30 | 0.66 | 1.98 |  |  |  | 18h30 | 0.52 | 1.91 |  |  |  | 18h30 | 0.84 | 2.73 |  |  |  | 18h30 | 0.69 | 2.12 |  |  |  | 18h30 | 0.81 | 2.66 |  |  |  | 18h30 | 0.62 | 1.94 |  |  |  | 18h30 | 0.63 | 1.83 |  |  |  | 18h30 | 0.53 | 1.7 |  |  |  | 18h30 | 0.57 | 1.79 |  |  |  | 18h30 | 0.6 | 1.74 |  |  |  | 18h30 | 0.48 | 1.55 |  |  |  | 18h30 | 0.52 | 1.69 |  |  |  | 18h30 | 0.57 | 1.7 |  |  |  | 18h30 | 0.42 | 1.43
19h30 | 0.25 | 1.05 |  | 19h30 | 0.25 | 1.05 |  | 19h30 | 0.22 | 1.03 |  |  |  | 19h30 | 0.26 | 0.92 |  |  |  | 19h30 | 0.26 | 0.92 |  |  |  | 19h30 | 0.25 | 0.9 |  |  |  | 19h30 | 0.23 | 0.8 |  |  |  | 19h30 | 0.23 | 0.81 |  |  |  | 19h30 | 0.22 | 0.78 |  |  |  | 19h30 | 0.18 | 0.67 |  |  |  | 19h30 | 0.18 | 0.67 |  |  |  | 19h30 | 0.18 | 0.65 |  |  |  | 19h30 | 0.16 | 0.6 |  |  |  | 19h30 | 0.16 | 0.6 |  |  |  | 19h30 | 0.15 | 0.58 |  |  |  | 19h30 | 0.23 | 0.82 |  |  |  | 19h30 | 0.23 | 0.82 |  |  |  | 19h30 | 0.22 | 0.8 |  |  |  | 19h30 | 1.08 | 3.19 |  |  |  | 19h30 | 1.53 | 4.04 |  |  |  | 19h30 | 1.07 | 3.15 |  |  |  | 19h30 | 0.95 | 2.88 |  |  |  | 19h30 | 1.43 | 3.82 |  |  |  | 19h30 | 0.92 | 2.79 |  |  |  | 19h30 | 0.84 | 2.72 |  |  |  | 19h30 | 1.43 | 3.88 |  |  |  | 19h30 | 0.8 | 2.66 |  |  |  | 19h30 | 0.61 | 2.13 |  |  |  | 19h30 | 1.17 | 3.42 |  |  |  | 19h30 | 0.56 | 2.04 |  |  |  | 19h30 | 0.69 | 2.61 |  |  |  | 19h30 | 1.1 | 3.46 |  |  |  | 19h30 | 0.66 | 2.55 |  |  |  | 19h30 | 0.63 | 1.96 |  |  |  | 19h30 | 1.13 | 3.16 |  |  |  | 19h30 | 0.56 | 1.79 |  |  |  | 19h30 | 0.58 | 1.82 |  |  |  | 19h30 | 1.05 | 2.95 |  |  |  | 19h30 | 0.52 | 1.65 |  |  |  | 19h30 | 0.52 | 1.7 |  |  |  | 19h30 | 1 | 2.88 |  |  |  | 19h30 | 0.45 | 1.52
20h30 | 0.1 | 0.95 |  | 20h30 | 0.1 | 0.95 |  | 20h30 | 0.16 | 0.93 |  |  |  | 20h30 | 0.29 | 0.97 |  |  |  | 20h30 | 0.29 | 0.97 |  |  |  | 20h30 | 0.29 | 0.96 |  |  |  | 20h30 | 0.26 | 0.88 |  |  |  | 20h30 | 0.26 | 0.88 |  |  |  | 20h30 | 0.26 | 0.86 |  |  |  | 20h30 | 0.21 | 0.72 |  |  |  | 20h30 | 0.21 | 0.72 |  |  |  | 20h30 | 0.2 | 0.71 |  |  |  | 20h30 | 0.18 | 0.64 |  |  |  | 20h30 | 0.18 | 0.65 |  |  |  | 20h30 | 0.18 | 0.63 |  |  |  | 20h30 | 0.27 | 0.89 |  |  |  | 20h30 | 0.27 | 0.89 |  |  |  | 20h30 | 0.26 | 0.87 |  |  |  | 20h30 | 1.12 | 3.31 |  |  |  | 20h30 | 1.67 | 4.42 |  |  |  | 20h30 | 1.11 | 3.28 |  |  |  | 20h30 | 0.98 | 2.97 |  |  |  | 20h30 | 1.46 | 4.03 |  |  |  | 20h30 | 0.95 | 2.88 |  |  |  | 20h30 | 0.87 | 2.83 |  |  |  | 20h30 | 1.46 | 4.23 |  |  |  | 20h30 | 0.84 | 2.78 |  |  |  | 20h30 | 0.62 | 2.2 |  |  |  | 20h30 | 1.15 | 3.47 |  |  |  | 20h30 | 0.59 | 2.12 |  |  |  | 20h30 | 0.5 | 2.44 |  |  |  | 20h30 | 0.94 | 3.35 |  |  |  | 20h30 | 0.48 | 2.39 |  |  |  | 20h30 | 0.63 | 1.97 |  |  |  | 20h30 | 1.16 | 3.29 |  |  |  | 20h30 | 0.58 | 1.85 |  |  |  | 20h30 | 0.58 | 1.83 |  |  |  | 20h30 | 1.06 | 3.04 |  |  |  | 20h30 | 0.54 | 1.71 |  |  |  | 20h30 | 0.52 | 1.71 |  |  |  | 20h30 | 1 | 2.96 |  |  |  | 20h30 | 0.47 | 1.58
21h30 | 0.11 | 1.1 |  | 21h30 | 0.11 | 1.1 |  | 21h30 | 0.15 | 1.09 |  |  |  | 21h30 | 0.33 | 1.04 |  |  |  | 21h30 | 0.33 | 1.04 |  |  |  | 21h30 | 0.32 | 1.03 |  |  |  | 21h30 | 0.3 | 0.96 |  |  |  | 21h30 | 0.3 | 0.96 |  |  |  | 21h30 | 0.29 | 0.95 |  |  |  | 21h30 | 0.24 | 0.8 |  |  |  | 21h30 | 0.24 | 0.8 |  |  |  | 21h30 | 0.23 | 0.78 |  |  |  | 21h30 | 0.2 | 0.71 |  |  |  | 21h30 | 0.2 | 0.71 |  |  |  | 21h30 | 0.2 | 0.69 |  |  |  | 21h30 | 0.3 | 0.97 |  |  |  | 21h30 | 0.3 | 0.97 |  |  |  | 21h30 | 0.29 | 0.96 |  |  |  | 21h30 | 1.14 | 3.38 |  |  |  | 21h30 | 1.3 | 3.68 |  |  |  | 21h30 | 1.14 | 3.36 |  |  |  | 21h30 | 0.99 | 3 |  |  |  | 21h30 | 1.17 | 3.38 |  |  |  | 21h30 | 0.97 | 2.93 |  |  |  | 21h30 | 0.88 | 2.89 |  |  |  | 21h30 | 1.12 | 3.39 |  |  |  | 21h30 | 0.85 | 2.85 |  |  |  | 21h30 | 0.63 | 2.23 |  |  |  | 21h30 | 0.87 | 2.75 |  |  |  | 21h30 | 0.6 | 2.18 |  |  |  | 21h30 | 0.49 | 2.49 |  |  |  | 21h30 | 0.65 | 2.78 |  |  |  | 21h30 | 0.47 | 2.46 |  |  |  | 21h30 | 0.63 | 1.97 |  |  |  | 21h30 | 0.91 | 2.7 |  |  |  | 21h30 | 0.59 | 1.89 |  |  |  | 21h30 | 0.58 | 1.84 |  |  |  | 21h30 | 0.85 | 2.52 |  |  |  | 21h30 | 0.55 | 1.75 |  |  |  | 21h30 | 0.52 | 1.7 |  |  |  | 21h30 | 0.8 | 2.44 |  |  |  | 21h30 | 0.48 | 1.61
22h30 | 0.14 | 1.26 |  | 22h30 | 0.14 | 1.26 |  | 22h30 | 0.15 | 1.25 |  |  |  | 22h30 | 0.36 | 1.15 |  |  |  | 22h30 | 0.36 | 1.15 |  |  |  | 22h30 | 0.36 | 1.14 |  |  |  | 22h30 | 0.33 | 1.07 |  |  |  | 22h30 | 0.33 | 1.08 |  |  |  | 22h30 | 0.33 | 1.06 |  |  |  | 22h30 | 0.27 | 0.9 |  |  |  | 22h30 | 0.27 | 0.9 |  |  |  | 22h30 | 0.26 | 0.89 |  |  |  | 22h30 | 0.23 | 0.81 |  |  |  | 22h30 | 0.23 | 0.81 |  |  |  | 22h30 | 0.23 | 0.79 |  |  |  | 22h30 | 0.33 | 1.08 |  |  |  | 22h30 | 0.33 | 1.08 |  |  |  | 22h30 | 0.33 | 1.07 |  |  |  | 22h30 | 1.16 | 3.44 |  |  |  | 22h30 | 1.21 | 3.54 |  |  |  | 22h30 | 1.16 | 3.43 |  |  |  | 22h30 | 1 | 3.04 |  |  |  | 22h30 | 1.08 | 3.23 |  |  |  | 22h30 | 0.98 | 2.98 |  |  |  | 22h30 | 0.89 | 2.95 |  |  |  | 22h30 | 1 | 3.16 |  |  |  | 22h30 | 0.87 | 2.92 |  |  |  | 22h30 | 0.64 | 2.29 |  |  |  | 22h30 | 0.76 | 2.53 |  |  |  | 22h30 | 0.61 | 2.25 |  |  |  | 22h30 | 0.5 | 2.54 |  |  |  | 22h30 | 0.56 | 2.66 |  |  |  | 22h30 | 0.48 | 2.51 |  |  |  | 22h30 | 0.63 | 1.99 |  |  |  | 22h30 | 0.8 | 2.43 |  |  |  | 22h30 | 0.61 | 1.93 |  |  |  | 22h30 | 0.59 | 1.85 |  |  |  | 22h30 | 0.75 | 2.28 |  |  |  | 22h30 | 0.56 | 1.79 |  |  |  | 22h30 | 0.52 | 1.72 |  |  |  | 22h30 | 0.7 | 2.19 |  |  |  | 22h30 | 0.49 | 1.65
23h30 | 0.17 | 1.4 |  | 23h30 | 0.17 | 1.4 |  | 23h30 | 0.17 | 1.39 |  |  |  | 23h30 | 0.39 | 1.24 |  |  |  | 23h30 | 0.39 | 1.24 |  |  |  | 23h30 | 0.39 | 1.23 |  |  |  | 23h30 | 0.36 | 1.17 |  |  |  | 23h30 | 0.36 | 1.17 |  |  |  | 23h30 | 0.36 | 1.16 |  |  |  | 23h30 | 0.3 | 1 |  |  |  | 23h30 | 0.3 | 1 |  |  |  | 23h30 | 0.29 | 0.99 |  |  |  | 23h30 | 0.26 | 0.9 |  |  |  | 23h30 | 0.26 | 0.9 |  |  |  | 23h30 | 0.26 | 0.89 |  |  |  | 23h30 | 0.36 | 1.18 |  |  |  | 23h30 | 0.37 | 1.18 |  |  |  | 23h30 | 0.36 | 1.17 |  |  |  | 23h30 | 1.18 | 3.49 |  |  |  | 23h30 | 1.2 | 3.54 |  |  |  | 23h30 | 1.18 | 3.48 |  |  |  | 23h30 | 1.02 | 3.06 |  |  |  | 23h30 | 1.07 | 3.2 |  |  |  | 23h30 | 1 | 3 |  |  |  | 23h30 | 0.9 | 2.99 |  |  |  | 23h30 | 0.97 | 3.11 |  |  |  | 23h30 | 0.89 | 2.96 |  |  |  | 23h30 | 0.65 | 2.33 |  |  |  | 23h30 | 0.73 | 2.48 |  |  |  | 23h30 | 0.62 | 2.29 |  |  |  | 23h30 | 0.5 | 2.58 |  |  |  | 23h30 | 0.55 | 2.65 |  |  |  | 23h30 | 0.49 | 2.55 |  |  |  | 23h30 | 0.63 | 1.99 |  |  |  | 23h30 | 0.74 | 2.28 |  |  |  | 23h30 | 0.62 | 1.94 |  |  |  | 23h30 | 0.59 | 1.85 |  |  |  | 23h30 | 0.69 | 2.14 |  |  |  | 23h30 | 0.57 | 1.8 |  |  |  | 23h30 | 0.52 | 1.72 |  |  |  | 23h30 | 0.64 | 2.04 |  |  |  | 23h30 | 0.5 | 1.67
00h30 | 0.04 | 0.58 |  | 00h30 | 0.04 | 0.58 |  | 00h30 | 0.17 | 1.16 |  |  |  | 00h30 | 0.13 | 0.33 |  |  |  | 00h30 | 0.13 | 0.33 |  |  |  | 00h30 | 0.27 | 0.94 |  |  |  | 00h30 | 0.12 | 0.33 |  |  |  | 00h30 | 0.12 | 0.33 |  |  |  | 00h30 | 0.25 | 0.86 |  |  |  | 00h30 | 0.1 | 0.28 |  |  |  | 00h30 | 0.1 | 0.28 |  |  |  | 00h30 | 0.2 | 0.74 |  |  |  | 00h30 | 0.09 | 0.26 |  |  |  | 00h30 | 0.09 | 0.26 |  |  |  | 00h30 | 0.17 | 0.65 |  |  |  | 00h30 | 0.12 | 0.33 |  |  |  | 00h30 | 0.12 | 0.33 |  |  |  | 00h30 | 0.25 | 0.87 |  |  |  | 00h30 | 0.78 | 2.34 |  |  |  | 00h30 | 0.65 | 2.08 |  |  |  | 00h30 | 0.91 | 2.79 |  |  |  | 00h30 | 0.67 | 2.03 |  |  |  | 00h30 | 0.51 | 1.74 |  |  |  | 00h30 | 0.76 | 2.37 |  |  |  | 00h30 | 0.61 | 2.04 |  |  |  | 00h30 | 0.42 | 1.66 |  |  |  | 00h30 | 0.66 | 2.37 |  |  |  | 00h30 | 0.45 | 1.63 |  |  |  | 00h30 | 0.2 | 1.08 |  |  |  | 00h30 | 0.45 | 1.82 |  |  |  | 00h30 | 0.37 | 1.78 |  |  |  | 00h30 | 0.2 | 1.42 |  |  |  | 00h30 | 0.47 | 2.12 |  |  |  | 00h30 | 0.43 | 1.4 |  |  |  | 00h30 | 0.2 | 0.83 |  |  |  | 00h30 | 0.45 | 1.52 |  |  |  | 00h30 | 0.4 | 1.31 |  |  |  | 00h30 | 0.19 | 0.71 |  |  |  | 00h30 | 0.4 | 1.39 |  |  |  | 00h30 | 0.36 | 1.23 |  |  |  | 00h30 | 0.17 | 0.61 |  |  |  | 00h30 | 0.36 | 1.26
01h30 | 0 | 0.22 |  | 01h30 | 0 | 0.22 |  | 01h30 | 0.07 | 0.49 |  |  |  | 01h30 | 0 | 0 |  |  |  | 01h30 | 0 | 0 |  |  |  | 01h30 | 0 | 0.07 |  |  |  | 01h30 | 0 | 0 |  |  |  | 01h30 | 0 | 0 |  |  |  | 01h30 | 0 | 0.05 |  |  |  | 01h30 | 0 | 0 |  |  |  | 01h30 | 0 | 0 |  |  |  | 01h30 | 0 | 0 |  |  |  | 01h30 | 0 | 0 |  |  |  | 01h30 | 0 | 0 |  |  |  | 01h30 | 0 | 0 |  |  |  | 01h30 | 0 | 0 |  |  |  | 01h30 | 0 | 0 |  |  |  | 01h30 | 0 | 0.05 |  |  |  | 01h30 | 0.41 | 1.5 |  |  |  | 01h30 | 0.33 | 1.35 |  |  |  | 01h30 | 0.48 | 1.73 |  |  |  | 01h30 | 0.3 | 1.16 |  |  |  | 01h30 | 0.22 | 1.01 |  |  |  | 01h30 | 0.34 | 1.31 |  |  |  | 01h30 | 0.24 | 1.18 |  |  |  | 01h30 | 0.13 | 0.99 |  |  |  | 01h30 | 0.26 | 1.32 |  |  |  | 01h30 | 0.12 | 0.76 |  |  |  | 01h30 | 0 | 0.48 |  |  |  | 01h30 | 0.11 | 0.8 |  |  |  | 01h30 | 0.25 | 1.14 |  |  |  | 01h30 | 0.15 | 0.93 |  |  |  | 01h30 | 0.29 | 1.3 |  |  |  | 01h30 | 0.07 | 0.49 |  |  |  | 01h30 | 0 | 0.25 |  |  |  | 01h30 | 0.07 | 0.5 |  |  |  | 01h30 | 0.05 | 0.4 |  |  |  | 01h30 | 0 | 0.16 |  |  |  | 01h30 | 0.05 | 0.4 |  |  |  | 01h30 | 0.03 | 0.33 |  |  |  | 01h30 | 0 | 0.1 |  |  |  | 01h30 | 0.03 | 0.31
02h30 | 0.07 | 0.45 |  | 02h30 | 0.07 | 0.45 |  | 02h30 | 0.07 | 0.49 |  |  |  | 02h30 | 0 | 0.04 |  |  |  | 02h30 | 0 | 0.04 |  |  |  | 02h30 | 0 | 0.07 |  |  |  | 02h30 | 0 | 0 |  |  |  | 02h30 | 0 | 0 |  |  |  | 02h30 | 0 | 0.05 |  |  |  | 02h30 | 0 | 0 |  |  |  | 02h30 | 0 | 0 |  |  |  | 02h30 | 0 | 0 |  |  |  | 02h30 | 0 | 0 |  |  |  | 02h30 | 0 | 0 |  |  |  | 02h30 | 0 | 0 |  |  |  | 02h30 | 0 | 0 |  |  |  | 02h30 | 0 | 0 |  |  |  | 02h30 | 0 | 0.05 |  |  |  | 02h30 | 0.41 | 1.58 |  |  |  | 02h30 | 0.45 | 1.64 |  |  |  | 02h30 | 0.48 | 1.73 |  |  |  | 02h30 | 0.3 | 1.16 |  |  |  | 02h30 | 0.32 | 1.27 |  |  |  | 02h30 | 0.34 | 1.31 |  |  |  | 02h30 | 0.24 | 1.18 |  |  |  | 02h30 | 0.25 | 1.3 |  |  |  | 02h30 | 0.26 | 1.32 |  |  |  | 02h30 | 0.12 | 0.76 |  |  |  | 02h30 | 0.09 | 0.77 |  |  |  | 02h30 | 0.11 | 0.8 |  |  |  | 02h30 | 0.25 | 1.14 |  |  |  | 02h30 | 0.3 | 1.24 |  |  |  | 02h30 | 0.29 | 1.3 |  |  |  | 02h30 | 0.07 | 0.49 |  |  |  | 02h30 | 0.08 | 0.51 |  |  |  | 02h30 | 0.07 | 0.5 |  |  |  | 02h30 | 0.05 | 0.4 |  |  |  | 02h30 | 0.05 | 0.42 |  |  |  | 02h30 | 0.05 | 0.4 |  |  |  | 02h30 | 0.03 | 0.33 |  |  |  | 02h30 | 0.01 | 0.32 |  |  |  | 02h30 | 0.03 | 0.31
03h30 | 0.17 | 0.73 |  | 03h30 | 0.17 | 0.73 |  | 03h30 | 0.16 | 0.72 |  |  |  | 03h30 | 0 | 0.15 |  |  |  | 03h30 | 0 | 0.15 |  |  |  | 03h30 | 0 | 0.16 |  |  |  | 03h30 | 0 | 0.08 |  |  |  | 03h30 | 0 | 0.08 |  |  |  | 03h30 | 0 | 0.08 |  |  |  | 03h30 | 0 | 0 |  |  |  | 03h30 | 0 | 0 |  |  |  | 03h30 | 0 | 0 |  |  |  | 03h30 | 0 | 0 |  |  |  | 03h30 | 0 | 0 |  |  |  | 03h30 | 0 | 0 |  |  |  | 03h30 | 0 | 0.1 |  |  |  | 03h30 | 0 | 0.1 |  |  |  | 03h30 | 0 | 0.1 |  |  |  | 03h30 | 0.53 | 1.84 |  |  |  | 03h30 | 0.57 | 1.91 |  |  |  | 03h30 | 0.56 | 1.87 |  |  |  | 03h30 | 0.38 | 1.36 |  |  |  | 03h30 | 0.42 | 1.51 |  |  |  | 03h30 | 0.39 | 1.39 |  |  |  | 03h30 | 0.32 | 1.45 |  |  |  | 03h30 | 0.37 | 1.58 |  |  |  | 03h30 | 0.32 | 1.5 |  |  |  | 03h30 | 0.12 | 0.91 |  |  |  | 03h30 | 0.16 | 1.01 |  |  |  | 03h30 | 0.11 | 0.92 |  |  |  | 03h30 | 0.34 | 1.37 |  |  |  | 03h30 | 0.41 | 1.49 |  |  |  | 03h30 | 0.36 | 1.42 |  |  |  | 03h30 | 0.1 | 0.56 |  |  |  | 03h30 | 0.12 | 0.63 |  |  |  | 03h30 | 0.11 | 0.57 |  |  |  | 03h30 | 0.06 | 0.47 |  |  |  | 03h30 | 0.08 | 0.55 |  |  |  | 03h30 | 0.06 | 0.47 |  |  |  | 03h30 | 0 | 0.36 |  |  |  | 03h30 | 0.02 | 0.46 |  |  |  | 03h30 | 0 | 0.35
04h30 | 0.27 | 0.96 |  | 04h30 | 0.27 | 0.96 |  | 04h30 | 0.25 | 0.92 |  |  |  | 04h30 | 0.02 | 0.32 |  |  |  | 04h30 | 0.02 | 0.32 |  |  |  | 04h30 | 0 | 0.27 |  |  |  | 04h30 | 0 | 0.23 |  |  |  | 04h30 | 0 | 0.23 |  |  |  | 04h30 | 0 | 0.19 |  |  |  | 04h30 | 0 | 0.07 |  |  |  | 04h30 | 0 | 0.07 |  |  |  | 04h30 | 0 | 0.06 |  |  |  | 04h30 | 0 | 0 |  |  |  | 04h30 | 0 | 0 |  |  |  | 04h30 | 0 | 0 |  |  |  | 04h30 | 0 | 0.26 |  |  |  | 04h30 | 0 | 0.26 |  |  |  | 04h30 | 0 | 0.22 |  |  |  | 04h30 | 0.62 | 1.99 |  |  |  | 04h30 | 0.64 | 2.02 |  |  |  | 04h30 | 0.59 | 1.93 |  |  |  | 04h30 | 0.44 | 1.5 |  |  |  | 04h30 | 0.49 | 1.61 |  |  |  | 04h30 | 0.4 | 1.42 |  |  |  | 04h30 | 0.38 | 1.66 |  |  |  | 04h30 | 0.44 | 1.75 |  |  |  | 04h30 | 0.35 | 1.59 |  |  |  | 04h30 | 0.15 | 1.04 |  |  |  | 04h30 | 0.22 | 1.17 |  |  |  | 04h30 | 0.14 | 0.99 |  |  |  | 04h30 | 0.43 | 1.54 |  |  |  | 04h30 | 0.47 | 1.6 |  |  |  | 04h30 | 0.4 | 1.48 |  |  |  | 04h30 | 0.12 | 0.59 |  |  |  | 04h30 | 0.16 | 0.74 |  |  |  | 04h30 | 0.12 | 0.58 |  |  |  | 04h30 | 0.08 | 0.53 |  |  |  | 04h30 | 0.13 | 0.63 |  |  |  | 04h30 | 0.07 | 0.5 |  |  |  | 04h30 | 0.01 | 0.42 |  |  |  | 04h30 | 0.08 | 0.56 |  |  |  | 04h30 | 0 | 0.4
05h30 | 0.32 | 1.03 |  | 05h30 | 0.32 | 1.03 |  | 05h30 | 0.3 | 0.99 |  |  |  | 05h30 | 0.04 | 0.38 |  |  |  | 05h30 | 0.04 | 0.38 |  |  |  | 05h30 | 0.02 | 0.33 |  |  |  | 05h30 | 0.01 | 0.3 |  |  |  | 05h30 | 0.01 | 0.3 |  |  |  | 05h30 | 0 | 0.25 |  |  |  | 05h30 | 0 | 0.14 |  |  |  | 05h30 | 0 | 0.14 |  |  |  | 05h30 | 0 | 0.09 |  |  |  | 05h30 | 0 | 0.02 |  |  |  | 05h30 | 0 | 0.02 |  |  |  | 05h30 | 0 | 0 |  |  |  | 05h30 | 0.01 | 0.33 |  |  |  | 05h30 | 0.01 | 0.33 |  |  |  | 05h30 | 0 | 0.28 |  |  |  | 05h30 | 0.66 | 2.07 |  |  |  | 05h30 | 0.67 | 2.08 |  |  |  | 05h30 | 0.63 | 2.01 |  |  |  | 05h30 | 0.48 | 1.58 |  |  |  | 05h30 | 0.51 | 1.67 |  |  |  | 05h30 | 0.44 | 1.5 |  |  |  | 05h30 | 0.43 | 1.78 |  |  |  | 05h30 | 0.48 | 1.83 |  |  |  | 05h30 | 0.4 | 1.7 |  |  |  | 05h30 | 0.2 | 1.19 |  |  |  | 05h30 | 0.26 | 1.3 |  |  |  | 05h30 | 0.18 | 1.12 |  |  |  | 05h30 | 0.48 | 1.63 |  |  |  | 05h30 | 0.5 | 1.66 |  |  |  | 05h30 | 0.44 | 1.56 |  |  |  | 05h30 | 0.15 | 0.71 |  |  |  | 05h30 | 0.2 | 0.88 |  |  |  | 05h30 | 0.15 | 0.69 |  |  |  | 05h30 | 0.12 | 0.6 |  |  |  | 05h30 | 0.16 | 0.74 |  |  |  | 05h30 | 0.11 | 0.57 |  |  |  | 05h30 | 0.06 | 0.52 |  |  |  | 05h30 | 0.12 | 0.66 |  |  |  | 05h30 | 0.05 | 0.51
06h30 | 0.27 | 0.82 |  | 06h30 | 0.27 | 0.82 |  | 06h30 | 0.26 | 0.8 |  |  |  | 06h30 | 0.04 | 0.28 |  |  |  | 06h30 | 0.04 | 0.28 |  |  |  | 06h30 | 0.02 | 0.26 |  |  |  | 06h30 | 0.01 | 0.22 |  |  |  | 06h30 | 0.01 | 0.22 |  |  |  | 06h30 | 0 | 0.18 |  |  |  | 06h30 | 0 | 0.1 |  |  |  | 06h30 | 0 | 0.1 |  |  |  | 06h30 | 0 | 0.06 |  |  |  | 06h30 | 0 | 0.02 |  |  |  | 06h30 | 0 | 0.02 |  |  |  | 06h30 | 0 | 0 |  |  |  | 06h30 | 0.01 | 0.24 |  |  |  | 06h30 | 0.01 | 0.25 |  |  |  | 06h30 | 0 | 0.21 |  |  |  | 06h30 | 0.67 | 2.1 |  |  |  | 06h30 | 0.68 | 2.11 |  |  |  | 06h30 | 0.66 | 2.07 |  |  |  | 06h30 | 0.5 | 1.62 |  |  |  | 06h30 | 0.52 | 1.69 |  |  |  | 06h30 | 0.48 | 1.58 |  |  |  | 06h30 | 0.47 | 1.83 |  |  |  | 06h30 | 0.5 | 1.86 |  |  |  | 06h30 | 0.45 | 1.79 |  |  |  | 06h30 | 0.24 | 1.28 |  |  |  | 06h30 | 0.29 | 1.36 |  |  |  | 06h30 | 0.22 | 1.24 |  |  |  | 06h30 | 0.49 | 1.66 |  |  |  | 06h30 | 0.51 | 1.69 |  |  |  | 06h30 | 0.47 | 1.63 |  |  |  | 06h30 | 0.19 | 0.84 |  |  |  | 06h30 | 0.24 | 0.96 |  |  |  | 06h30 | 0.18 | 0.81 |  |  |  | 06h30 | 0.15 | 0.68 |  |  |  | 06h30 | 0.19 | 0.83 |  |  |  | 06h30 | 0.14 | 0.65 |  |  |  | 06h30 | 0.11 | 0.61 |  |  |  | 06h30 | 0.15 | 0.74 |  |  |  | 06h30 | 0.1 | 0.59
07h30 | 0.43 | 1.42 |  | 07h30 | 0.43 | 1.42 |  | 07h30 | 0.42 | 1.4 |  |  |  | 07h30 | 0.34 | 0.91 |  |  |  | 07h30 | 0.34 | 0.91 |  |  |  | 07h30 | 0.35 | 0.94 |  |  |  | 07h30 | 0.34 | 1.03 |  |  |  | 07h30 | 0.34 | 1.03 |  |  |  | 07h30 | 0.34 | 1.03 |  |  |  | 07h30 | 0.32 | 1.03 |  |  |  | 07h30 | 0.32 | 1.03 |  |  |  | 07h30 | 0.31 | 1.02 |  |  |  | 07h30 | 0.29 | 0.97 |  |  |  | 07h30 | 0.29 | 0.97 |  |  |  | 07h30 | 0.28 | 0.96 |  |  |  | 07h30 | 0.34 | 1.01 |  |  |  | 07h30 | 0.34 | 1.01 |  |  |  | 07h30 | 0.34 | 1.03 |  |  |  | 07h30 | 1.21 | 3.51 |  |  |  | 07h30 | 1.22 | 3.52 |  |  |  | 07h30 | 1.21 | 3.37 |  |  |  | 07h30 | 1.01 | 2.99 |  |  |  | 07h30 | 1.04 | 3.05 |  |  |  | 07h30 | 1 | 2.95 |  |  |  | 07h30 | 0.98 | 3.22 |  |  |  | 07h30 | 1.01 | 3.25 |  |  |  | 07h30 | 0.97 | 3.2 |  |  |  | 07h30 | 0.7 | 2.63 |  |  |  | 07h30 | 0.76 | 2.69 |  |  |  | 07h30 | 0.69 | 2.59 |  |  |  | 07h30 | 0.83 | 2.81 |  |  |  | 07h30 | 0.85 | 2.84 |  |  |  | 07h30 | 0.82 | 2.79 |  |  |  | 07h30 | 0.65 | 2.12 |  |  |  | 07h30 | 0.72 | 2.24 |  |  |  | 07h30 | 0.64 | 2.08 |  |  |  | 07h30 | 0.55 | 1.89 |  |  |  | 07h30 | 0.64 | 2.06 |  |  |  | 07h30 | 0.53 | 1.85 |  |  |  | 07h30 | 0.47 | 1.77 |  |  |  | 07h30 | 0.56 | 1.96 |  |  |  | 07h30 | 0.46 | 1.74
08h30 | 0.35 | 1.39 |  | 08h30 | 0.35 | 1.39 |  | 08h30 | 0.37 | 1.39 |  |  |  | 08h30 | 0.54 | 1.46 |  |  |  | 08h30 | 0.54 | 1.46 |  |  |  | 08h30 | 0.54 | 1.47 |  |  |  | 08h30 | 0.52 | 1.47 |  |  |  | 08h30 | 0.52 | 1.47 |  |  |  | 08h30 | 0.51 | 1.47 |  |  |  | 08h30 | 0.47 | 1.46 |  |  |  | 08h30 | 0.47 | 1.46 |  |  |  | 08h30 | 0.46 | 1.45 |  |  |  | 08h30 | 0.41 | 1.35 |  |  |  | 08h30 | 0.41 | 1.35 |  |  |  | 08h30 | 0.4 | 1.33 |  |  |  | 08h30 | 0.52 | 1.48 |  |  |  | 08h30 | 0.52 | 1.48 |  |  |  | 08h30 | 0.52 | 1.48 |  |  |  | 08h30 | 1.56 | 4.36 |  |  |  | 08h30 | 1.56 | 4.37 |  |  |  | 08h30 | 1.56 | 4.29 |  |  |  | 08h30 | 1.36 | 3.82 |  |  |  | 08h30 | 1.38 | 3.88 |  |  |  | 08h30 | 1.34 | 3.79 |  |  |  | 08h30 | 1.32 | 4.05 |  |  |  | 08h30 | 1.35 | 4.07 |  |  |  | 08h30 | 1.31 | 4.03 |  |  |  | 08h30 | 1.04 | 3.43 |  |  |  | 08h30 | 1.09 | 3.48 |  |  |  | 08h30 | 1.03 | 3.41 |  |  |  | 08h30 | 0.95 | 3.41 |  |  |  | 08h30 | 0.96 | 3.43 |  |  |  | 08h30 | 0.94 | 3.4 |  |  |  | 08h30 | 1.01 | 2.97 |  |  |  | 08h30 | 1.06 | 3.06 |  |  |  | 08h30 | 1 | 2.94 |  |  |  | 08h30 | 0.91 | 2.73 |  |  |  | 08h30 | 0.99 | 2.87 |  |  |  | 08h30 | 0.89 | 2.7 |  |  |  | 08h30 | 0.83 | 2.63 |  |  |  | 08h30 | 0.91 | 2.79 |  |  |  | 08h30 | 0.82 | 2.6
09h30 | 0.04 | 0.24 |  | 09h30 | 0.04 | 0.24 |  | 09h30 | 0.27 | 1.11 |  |  |  | 09h30 | 0.21 | 0.66 |  |  |  | 09h30 | 0.21 | 0.66 |  |  |  | 09h30 | 0.46 | 1.54 |  |  |  | 09h30 | 0.18 | 0.52 |  |  |  | 09h30 | 0.18 | 0.52 |  |  |  | 09h30 | 0.42 | 1.29 |  |  |  | 09h30 | 0.15 | 0.46 |  |  |  | 09h30 | 0.15 | 0.46 |  |  |  | 09h30 | 0.36 | 1.22 |  |  |  | 09h30 | 0.12 | 0.38 |  |  |  | 09h30 | 0.12 | 0.38 |  |  |  | 09h30 | 0.3 | 1.07 |  |  |  | 09h30 | 0.18 | 0.55 |  |  |  | 09h30 | 0.18 | 0.55 |  |  |  | 09h30 | 0.41 | 1.35 |  |  |  | 09h30 | 0.45 | 1.12 |  |  |  | 09h30 | 0.78 | 2.22 |  |  |  | 09h30 | 1.47 | 4.19 |  |  |  | 09h30 | 0.42 | 1.02 |  |  |  | 09h30 | 0.68 | 1.95 |  |  |  | 09h30 | 1.28 | 3.66 |  |  |  | 09h30 | 0.43 | 1.09 |  |  |  | 09h30 | 0.67 | 2.05 |  |  |  | 09h30 | 1.24 | 3.82 |  |  |  | 09h30 | 0.41 | 1.04 |  |  |  | 09h30 | 0.51 | 1.72 |  |  |  | 09h30 | 1.01 | 3.24 |  |  |  | 09h30 | 0.22 | 0.81 |  |  |  | 09h30 | 0.43 | 1.69 |  |  |  | 09h30 | 0.97 | 3.5 |  |  |  | 09h30 | 0.41 | 1.01 |  |  |  | 09h30 | 0.5 | 1.53 |  |  |  | 09h30 | 1.02 | 2.95 |  |  |  | 09h30 | 0.41 | 0.98 |  |  |  | 09h30 | 0.47 | 1.41 |  |  |  | 09h30 | 0.98 | 2.78 |  |  |  | 09h30 | 0.42 | 1.01 |  |  |  | 09h30 | 0.44 | 1.34 |  |  |  | 09h30 | 0.94 | 2.73
10h30 | 0 | 0 |  | 10h30 | 0 | 0 |  | 10h30 | 0.27 | 1.11 |  |  |  | 10h30 | 0 | 0 |  |  |  | 10h30 | 0 | 0 |  |  |  | 10h30 | 0.27 | 1.03 |  |  |  | 10h30 | 0 | 0 |  |  |  | 10h30 | 0 | 0 |  |  |  | 10h30 | 0.24 | 0.81 |  |  |  | 10h30 | 0 | 0 |  |  |  | 10h30 | 0 | 0 |  |  |  | 10h30 | 0.22 | 0.77 |  |  |  | 10h30 | 0 | 0 |  |  |  | 10h30 | 0 | 0 |  |  |  | 10h30 | 0.18 | 0.7 |  |  |  | 10h30 | 0 | 0 |  |  |  | 10h30 | 0 | 0 |  |  |  | 10h30 | 0.24 | 0.85 |  |  |  | 10h30 | 0 | 0 |  |  |  | 10h30 | 0 | 0 |  |  |  | 10h30 | 1.27 | 3.73 |  |  |  | 10h30 | 0 | 0 |  |  |  | 10h30 | 0 | 0 |  |  |  | 10h30 | 1.1 | 3.22 |  |  |  | 10h30 | 0 | 0 |  |  |  | 10h30 | 0 | 0 |  |  |  | 10h30 | 1.03 | 3.31 |  |  |  | 10h30 | 0 | 0 |  |  |  | 10h30 | 0 | 0 |  |  |  | 10h30 | 0.81 | 2.73 |  |  |  | 10h30 | 0 | 0 |  |  |  | 10h30 | 0 | 0 |  |  |  | 10h30 | 0.96 | 3.34 |  |  |  | 10h30 | 0 | 0 |  |  |  | 10h30 | 0 | 0 |  |  |  | 10h30 | 0.83 | 2.48 |  |  |  | 10h30 | 0 | 0 |  |  |  | 10h30 | 0 | 0 |  |  |  | 10h30 | 0.78 | 2.31 |  |  |  | 10h30 | 0 | 0 |  |  |  | 10h30 | 0 | 0 |  |  |  | 10h30 | 0.74 | 2.26
11h30 | 0 | 0 |  | 11h30 | 0 | 0 |  | 11h30 | 0.02 | 0.72 |  |  |  | 11h30 | 0 | 0 |  |  |  | 11h30 | 0 | 0 |  |  |  | 11h30 | 0.15 | 0.76 |  |  |  | 11h30 | 0 | 0 |  |  |  | 11h30 | 0 | 0 |  |  |  | 11h30 | 0.14 | 0.57 |  |  |  | 11h30 | 0 | 0 |  |  |  | 11h30 | 0 | 0 |  |  |  | 11h30 | 0.13 | 0.54 |  |  |  | 11h30 | 0 | 0 |  |  |  | 11h30 | 0 | 0 |  |  |  | 11h30 | 0.1 | 0.48 |  |  |  | 11h30 | 0 | 0 |  |  |  | 11h30 | 0 | 0 |  |  |  | 11h30 | 0.02 | 0.6 |  |  |  | 11h30 | 0 | 0 |  |  |  | 11h30 | 0 | 0 |  |  |  | 11h30 | 1.12 | 3.37 |  |  |  | 11h30 | 0 | 0 |  |  |  | 11h30 | 0 | 0 |  |  |  | 11h30 | 0.97 | 2.89 |  |  |  | 11h30 | 0 | 0 |  |  |  | 11h30 | 0 | 0 |  |  |  | 11h30 | 0.89 | 2.94 |  |  |  | 11h30 | 0 | 0 |  |  |  | 11h30 | 0 | 0 |  |  |  | 11h30 | 0.67 | 2.4 |  |  |  | 11h30 | 0 | 0 |  |  |  | 11h30 | 0 | 0 |  |  |  | 11h30 | 0.86 | 3.01 |  |  |  | 11h30 | 0 | 0 |  |  |  | 11h30 | 0 | 0 |  |  |  | 11h30 | 0.69 | 2.13 |  |  |  | 11h30 | 0 | 0 |  |  |  | 11h30 | 0 | 0 |  |  |  | 11h30 | 0.64 | 1.97 |  |  |  | 11h30 | 0 | 0 |  |  |  | 11h30 | 0 | 0 |  |  |  | 11h30 | 0.6 | 1.92
12h30 | 0 | 0 |  | 12h30 | 0 | 0 |  | 12h30 | 0.02 | 0.72 |  |  |  | 12h30 | 0 | 0 |  |  |  | 12h30 | 0 | 0 |  |  |  | 12h30 | 0.15 | 0.7 |  |  |  | 12h30 | 0 | 0 |  |  |  | 12h30 | 0 | 0 |  |  |  | 12h30 | 0.14 | 0.57 |  |  |  | 12h30 | 0 | 0 |  |  |  | 12h30 | 0 | 0 |  |  |  | 12h30 | 0.13 | 0.53 |  |  |  | 12h30 | 0 | 0 |  |  |  | 12h30 | 0 | 0 |  |  |  | 12h30 | 0.1 | 0.48 |  |  |  | 12h30 | 0 | 0 |  |  |  | 12h30 | 0 | 0 |  |  |  | 12h30 | 0.02 | 0.59 |  |  |  | 12h30 | 0 | 0 |  |  |  | 12h30 | 0 | 0 |  |  |  | 12h30 | 1.03 | 3.12 |  |  |  | 12h30 | 0 | 0 |  |  |  | 12h30 | 0 | 0 |  |  |  | 12h30 | 0.88 | 2.66 |  |  |  | 12h30 | 0 | 0 |  |  |  | 12h30 | 0 | 0 |  |  |  | 12h30 | 0.79 | 2.68 |  |  |  | 12h30 | 0 | 0 |  |  |  | 12h30 | 0 | 0 |  |  |  | 12h30 | 0.59 | 2.17 |  |  |  | 12h30 | 0 | 0 |  |  |  | 12h30 | 0 | 0 |  |  |  | 12h30 | 0.77 | 2.77 |  |  |  | 12h30 | 0 | 0 |  |  |  | 12h30 | 0 | 0 |  |  |  | 12h30 | 0.59 | 1.89 |  |  |  | 12h30 | 0 | 0 |  |  |  | 12h30 | 0 | 0 |  |  |  | 12h30 | 0.54 | 1.72 |  |  |  | 12h30 | 0 | 0 |  |  |  | 12h30 | 0 | 0 |  |  |  | 12h30 | 0.51 | 1.67
13h30 | 0 | 0.33 |  | 13h30 | 0 | 0 |  | 13h30 | 0 | 0.48 |  |  |  | 13h30 | 0.07 | 0.54 |  |  |  | 13h30 | 0 | 0 |  |  |  | 13h30 | 0.06 | 0.57 |  |  |  | 13h30 | 0.08 | 0.43 |  |  |  | 13h30 | 0 | 0 |  |  |  | 13h30 | 0.07 | 0.43 |  |  |  | 13h30 | 0.06 | 0.39 |  |  |  | 13h30 | 0 | 0 |  |  |  | 13h30 | 0.06 | 0.39 |  |  |  | 13h30 | 0.04 | 0.34 |  |  |  | 13h30 | 0 | 0 |  |  |  | 13h30 | 0.04 | 0.34 |  |  |  | 13h30 | 0 | 0.42 |  |  |  | 13h30 | 0 | 0 |  |  |  | 13h30 | 0 | 0.43 |  |  |  | 13h30 | 0.82 | 2.41 |  |  |  | 13h30 | 0 | 0 |  |  |  | 13h30 | 0.97 | 2.97 |  |  |  | 13h30 | 0.72 | 2.15 |  |  |  | 13h30 | 0 | 0 |  |  |  | 13h30 | 0.83 | 2.52 |  |  |  | 13h30 | 0.7 | 2.25 |  |  |  | 13h30 | 0 | 0 |  |  |  | 13h30 | 0.73 | 2.52 |  |  |  | 13h30 | 0.57 | 1.85 |  |  |  | 13h30 | 0 | 0 |  |  |  | 13h30 | 0.53 | 2.02 |  |  |  | 13h30 | 0.64 | 2.02 |  |  |  | 13h30 | 0 | 0 |  |  |  | 13h30 | 0.72 | 2.62 |  |  |  | 13h30 | 0.52 | 1.58 |  |  |  | 13h30 | 0 | 0 |  |  |  | 13h30 | 0.53 | 1.74 |  |  |  | 13h30 | 0.49 | 1.49 |  |  |  | 13h30 | 0 | 0 |  |  |  | 13h30 | 0.48 | 1.57 |  |  |  | 13h30 | 0.47 | 1.46 |  |  |  | 13h30 | 0 | 0 |  |  |  | 13h30 | 0.44 | 1.51
14h30 | 0 | 0.37 |  | 14h30 | 0 | 0 |  | 14h30 | 0 | 0.48 |  |  |  | 14h30 | 0.08 | 0.77 |  |  |  | 14h30 | 0 | 0 |  |  |  | 14h30 | 0.06 | 0.57 |  |  |  | 14h30 | 0.08 | 0.54 |  |  |  | 14h30 | 0 | 0 |  |  |  | 14h30 | 0.07 | 0.43 |  |  |  | 14h30 | 0.06 | 0.48 |  |  |  | 14h30 | 0 | 0 |  |  |  | 14h30 | 0.06 | 0.39 |  |  |  | 14h30 | 0.04 | 0.41 |  |  |  | 14h30 | 0 | 0 |  |  |  | 14h30 | 0.04 | 0.34 |  |  |  | 14h30 | 0 | 0.52 |  |  |  | 14h30 | 0 | 0 |  |  |  | 14h30 | 0 | 0.43 |  |  |  | 14h30 | 1.43 | 3.92 |  |  |  | 14h30 | 0 | 0 |  |  |  | 14h30 | 0.94 | 2.92 |  |  |  | 14h30 | 1.25 | 3.47 |  |  |  | 14h30 | 0 | 0 |  |  |  | 14h30 | 0.8 | 2.48 |  |  |  | 14h30 | 1.23 | 3.69 |  |  |  | 14h30 | 0 | 0 |  |  |  | 14h30 | 0.71 | 2.45 |  |  |  | 14h30 | 0.97 | 3.11 |  |  |  | 14h30 | 0 | 0 |  |  |  | 14h30 | 0.5 | 1.94 |  |  |  | 14h30 | 1.11 | 3.4 |  |  |  | 14h30 | 0 | 0 |  |  |  | 14h30 | 0.71 | 2.57 |  |  |  | 14h30 | 0.91 | 2.68 |  |  |  | 14h30 | 0 | 0 |  |  |  | 14h30 | 0.5 | 1.68 |  |  |  | 14h30 | 0.84 | 2.46 |  |  |  | 14h30 | 0 | 0 |  |  |  | 14h30 | 0.45 | 1.5 |  |  |  | 14h30 | 0.8 | 2.41 |  |  |  | 14h30 | 0 | 0 |  |  |  | 14h30 | 0.41 | 1.43
15h30 | 0 | 0.29 |  | 15h30 | 0 | 0 |  | 15h30 | 0 | 0.26 |  |  |  | 15h30 | 0.04 | 0.7 |  |  |  | 15h30 | 0 | 0 |  |  |  | 15h30 | 0 | 0.43 |  |  |  | 15h30 | 0.04 | 0.43 |  |  |  | 15h30 | 0 | 0 |  |  |  | 15h30 | 0 | 0.27 |  |  |  | 15h30 | 0.01 | 0.37 |  |  |  | 15h30 | 0 | 0 |  |  |  | 15h30 | 0 | 0.2 |  |  |  | 15h30 | 0 | 0.3 |  |  |  | 15h30 | 0 | 0 |  |  |  | 15h30 | 0 | 0.15 |  |  |  | 15h30 | 0 | 0.4 |  |  |  | 15h30 | 0 | 0 |  |  |  | 15h30 | 0 | 0.24 |  |  |  | 15h30 | 1.4 | 3.86 |  |  |  | 15h30 | 0 | 0 |  |  |  | 15h30 | 0.93 | 2.92 |  |  |  | 15h30 | 1.22 | 3.36 |  |  |  | 15h30 | 0 | 0 |  |  |  | 15h30 | 0.79 | 2.49 |  |  |  | 15h30 | 1.2 | 3.61 |  |  |  | 15h30 | 0 | 0 |  |  |  | 15h30 | 0.69 | 2.45 |  |  |  | 15h30 | 0.93 | 3.11 |  |  |  | 15h30 | 0 | 0 |  |  |  | 15h30 | 0.49 | 1.92 |  |  |  | 15h30 | 1.09 | 3.45 |  |  |  | 15h30 | 0 | 0 |  |  |  | 15h30 | 0.71 | 2.57 |  |  |  | 15h30 | 0.92 | 2.8 |  |  |  | 15h30 | 0 | 0 |  |  |  | 15h30 | 0.47 | 1.66 |  |  |  | 15h30 | 0.83 | 2.51 |  |  |  | 15h30 | 0 | 0 |  |  |  | 15h30 | 0.43 | 1.48 |  |  |  | 15h30 | 0.78 | 2.45 |  |  |  | 15h30 | 0 | 0 |  |  |  | 15h30 | 0.39 | 1.4
16h30 | 0.02 | 0.25 |  | 16h30 | 0 | 0 |  | 16h30 | 0 | 0.26 |  |  |  | 16h30 | 0.04 | 0.54 |  |  |  | 16h30 | 0 | 0 |  |  |  | 16h30 | 0 | 0.43 |  |  |  | 16h30 | 0.04 | 0.34 |  |  |  | 16h30 | 0 | 0 |  |  |  | 16h30 | 0 | 0.27 |  |  |  | 16h30 | 0.01 | 0.28 |  |  |  | 16h30 | 0 | 0 |  |  |  | 16h30 | 0 | 0.2 |  |  |  | 16h30 | 0 | 0.23 |  |  |  | 16h30 | 0 | 0 |  |  |  | 16h30 | 0 | 0.15 |  |  |  | 16h30 | 0 | 0.31 |  |  |  | 16h30 | 0 | 0 |  |  |  | 16h30 | 0 | 0.24 |  |  |  | 16h30 | 1.1 | 3.29 |  |  |  | 16h30 | 0 | 0 |  |  |  | 16h30 | 0.96 | 3.02 |  |  |  | 16h30 | 0.97 | 2.92 |  |  |  | 16h30 | 0 | 0 |  |  |  | 16h30 | 0.82 | 2.6 |  |  |  | 16h30 | 0.93 | 2.96 |  |  |  | 16h30 | 0 | 0 |  |  |  | 16h30 | 0.71 | 2.53 |  |  |  | 16h30 | 0.71 | 2.46 |  |  |  | 16h30 | 0 | 0 |  |  |  | 16h30 | 0.49 | 1.97 |  |  |  | 16h30 | 0.89 | 2.97 |  |  |  | 16h30 | 0 | 0 |  |  |  | 16h30 | 0.74 | 2.67 |  |  |  | 16h30 | 0.73 | 2.34 |  |  |  | 16h30 | 0 | 0 |  |  |  | 16h30 | 0.49 | 1.7 |  |  |  | 16h30 | 0.67 | 2.12 |  |  |  | 16h30 | 0 | 0 |  |  |  | 16h30 | 0.44 | 1.52 |  |  |  | 16h30 | 0.62 | 2.06 |  |  |  | 16h30 | 0 | 0 |  |  |  | 16h30 | 0.39 | 1.43
17h30 | 0.07 | 0.11 |  | 17h30 | 0 | 0 |  | 17h30 | 0.05 | 0.08 |  |  |  | 17h30 | 0.08 | 0.47 |  |  |  | 17h30 | 0 | 0 |  |  |  | 17h30 | 0.03 | 0.36 |  |  |  | 17h30 | 0.07 | 0.33 |  |  |  | 17h30 | 0 | 0 |  |  |  | 17h30 | 0.03 | 0.25 |  |  |  | 17h30 | 0.04 | 0.25 |  |  |  | 17h30 | 0 | 0 |  |  |  | 17h30 | 0 | 0.15 |  |  |  | 17h30 | 0.02 | 0.21 |  |  |  | 17h30 | 0 | 0 |  |  |  | 17h30 | 0 | 0.12 |  |  |  | 17h30 | 0 | 0.29 |  |  |  | 17h30 | 0 | 0 |  |  |  | 17h30 | 0 | 0.22 |  |  |  | 17h30 | 1.09 | 3.33 |  |  |  | 17h30 | 0 | 0 |  |  |  | 17h30 | 1.05 | 3.23 |  |  |  | 17h30 | 0.97 | 2.98 |  |  |  | 17h30 | 0 | 0 |  |  |  | 17h30 | 0.9 | 2.81 |  |  |  | 17h30 | 0.89 | 2.9 |  |  |  | 17h30 | 0 | 0 |  |  |  | 17h30 | 0.79 | 2.72 |  |  |  | 17h30 | 0.66 | 2.32 |  |  |  | 17h30 | 0 | 0 |  |  |  | 17h30 | 0.54 | 2.1 |  |  |  | 17h30 | 0.9 | 3.01 |  |  |  | 17h30 | 0 | 0 |  |  |  | 17h30 | 0.84 | 2.88 |  |  |  | 17h30 | 0.7 | 2.23 |  |  |  | 17h30 | 0 | 0 |  |  |  | 17h30 | 0.55 | 1.83 |  |  |  | 17h30 | 0.64 | 2.02 |  |  |  | 17h30 | 0 | 0 |  |  |  | 17h30 | 0.49 | 1.65 |  |  |  | 17h30 | 0.59 | 1.95 |  |  |  | 17h30 | 0 | 0 |  |  |  | 17h30 | 0.44 | 1.54
18h30 | 0.16 | 0.13 |  | 18h30 | 0.13 | 0.14 |  | 18h30 | 0.14 | 0.09 |  |  |  | 18h30 | 0.12 | 0.47 |  |  |  | 18h30 | 0.13 | 0.5 |  |  |  | 18h30 | 0.08 | 0.36 |  |  |  | 18h30 | 0.12 | 0.37 |  |  |  | 18h30 | 0.12 | 0.41 |  |  |  | 18h30 | 0.07 | 0.29 |  |  |  | 18h30 | 0.08 | 0.27 |  |  |  | 18h30 | 0.08 | 0.3 |  |  |  | 18h30 | 0.02 | 0.16 |  |  |  | 18h30 | 0.05 | 0.23 |  |  |  | 18h30 | 0.06 | 0.26 |  |  |  | 18h30 | 0.01 | 0.12 |  |  |  | 18h30 | 0.04 | 0.32 |  |  |  | 18h30 | 0.06 | 0.35 |  |  |  | 18h30 | 0.01 | 0.24 |  |  |  | 18h30 | 1.17 | 3.55 |  |  |  | 18h30 | 0.94 | 2.68 |  |  |  | 18h30 | 1.16 | 3.5 |  |  |  | 18h30 | 1.04 | 3.19 |  |  |  | 18h30 | 0.93 | 2.6 |  |  |  | 18h30 | 1 | 3.07 |  |  |  | 18h30 | 0.94 | 3.08 |  |  |  | 18h30 | 0.93 | 2.56 |  |  |  | 18h30 | 0.88 | 2.98 |  |  |  | 18h30 | 0.68 | 2.42 |  |  |  | 18h30 | 0.79 | 2.36 |  |  |  | 18h30 | 0.61 | 2.29 |  |  |  | 18h30 | 0.98 | 3.23 |  |  |  | 18h30 | 0.86 | 2.55 |  |  |  | 18h30 | 0.94 | 3.15 |  |  |  | 18h30 | 0.71 | 2.25 |  |  |  | 18h30 | 0.74 | 2.15 |  |  |  | 18h30 | 0.61 | 1.99 |  |  |  | 18h30 | 0.65 | 2.07 |  |  |  | 18h30 | 0.7 | 2.04 |  |  |  | 18h30 | 0.56 | 1.81 |  |  |  | 18h30 | 0.6 | 1.97 |  |  |  | 18h30 | 0.67 | 2 |  |  |  | 18h30 | 0.5 | 1.69
19h30 | 0.11 | 0.06 |  | 19h30 | 0.13 | 0.14 |  | 19h30 | 0.09 | 0.03 |  |  |  | 19h30 | 0.17 | 0.53 |  |  |  | 19h30 | 0.23 | 0.78 |  |  |  | 19h30 | 0.14 | 0.45 |  |  |  | 19h30 | 0.16 | 0.46 |  |  |  | 19h30 | 0.21 | 0.64 |  |  |  | 19h30 | 0.13 | 0.39 |  |  |  | 19h30 | 0.12 | 0.34 |  |  |  | 19h30 | 0.15 | 0.48 |  |  |  | 19h30 | 0.08 | 0.24 |  |  |  | 19h30 | 0.1 | 0.3 |  |  |  | 19h30 | 0.12 | 0.41 |  |  |  | 19h30 | 0.05 | 0.2 |  |  |  | 19h30 | 0.11 | 0.41 |  |  |  | 19h30 | 0.13 | 0.55 |  |  |  | 19h30 | 0.07 | 0.34 |  |  |  | 19h30 | 1.25 | 3.77 |  |  |  | 19h30 | 1.82 | 4.87 |  |  |  | 19h30 | 1.24 | 3.73 |  |  |  | 19h30 | 1.11 | 3.39 |  |  |  | 19h30 | 1.68 | 4.55 |  |  |  | 19h30 | 1.07 | 3.28 |  |  |  | 19h30 | 1 | 3.28 |  |  |  | 19h30 | 1.71 | 4.73 |  |  |  | 19h30 | 0.95 | 3.21 |  |  |  | 19h30 | 0.71 | 2.55 |  |  |  | 19h30 | 1.39 | 4.1 |  |  |  | 19h30 | 0.66 | 2.45 |  |  |  | 19h30 | 0.85 | 3.18 |  |  |  | 19h30 | 1.37 | 4.23 |  |  |  | 19h30 | 0.81 | 3.11 |  |  |  | 19h30 | 0.73 | 2.29 |  |  |  | 19h30 | 1.33 | 3.7 |  |  |  | 19h30 | 0.65 | 2.11 |  |  |  | 19h30 | 0.67 | 2.12 |  |  |  | 19h30 | 1.23 | 3.46 |  |  |  | 19h30 | 0.6 | 1.94 |  |  |  | 19h30 | 0.61 | 2.01 |  |  |  | 19h30 | 1.18 | 3.4 |  |  |  | 19h30 | 0.53 | 1.81
20h30 | 0 | 0.12 |  | 20h30 | 0.03 | 0.18 |  | 20h30 | 0 | 0.1 |  |  |  | 20h30 | 0.21 | 0.65 |  |  |  | 20h30 | 0.27 | 0.88 |  |  |  | 20h30 | 0.19 | 0.58 |  |  |  | 20h30 | 0.2 | 0.6 |  |  |  | 20h30 | 0.25 | 0.75 |  |  |  | 20h30 | 0.18 | 0.53 |  |  |  | 20h30 | 0.17 | 0.45 |  |  |  | 20h30 | 0.19 | 0.56 |  |  |  | 20h30 | 0.14 | 0.38 |  |  |  | 20h30 | 0.15 | 0.41 |  |  |  | 20h30 | 0.16 | 0.49 |  |  |  | 20h30 | 0.11 | 0.34 |  |  |  | 20h30 | 0.18 | 0.54 |  |  |  | 20h30 | 0.19 | 0.65 |  |  |  | 20h30 | 0.15 | 0.47 |  |  |  | 20h30 | 1.29 | 3.86 |  |  |  | 20h30 | 1.9 | 5.1 |  |  |  | 20h30 | 1.28 | 3.84 |  |  |  | 20h30 | 1.13 | 3.45 |  |  |  | 20h30 | 1.67 | 4.62 |  |  |  | 20h30 | 1.1 | 3.36 |  |  |  | 20h30 | 1.02 | 3.37 |  |  |  | 20h30 | 1.71 | 4.99 |  |  |  | 20h30 | 0.98 | 3.32 |  |  |  | 20h30 | 0.72 | 2.59 |  |  |  | 20h30 | 1.34 | 4.11 |  |  |  | 20h30 | 0.68 | 2.52 |  |  |  | 20h30 | 0.66 | 2.99 |  |  |  | 20h30 | 1.16 | 4.07 |  |  |  | 20h30 | 0.63 | 2.94 |  |  |  | 20h30 | 0.72 | 2.28 |  |  |  | 20h30 | 1.33 | 3.8 |  |  |  | 20h30 | 0.67 | 2.16 |  |  |  | 20h30 | 0.67 | 2.12 |  |  |  | 20h30 | 1.23 | 3.52 |  |  |  | 20h30 | 0.62 | 1.99 |  |  |  | 20h30 | 0.61 | 2 |  |  |  | 20h30 | 1.17 | 3.45 |  |  |  | 20h30 | 0.55 | 1.85
21h30 | 0.04 | 0.48 |  | 21h30 | 0.05 | 0.5 |  | 21h30 | 0.04 | 0.46 |  |  |  | 21h30 | 0.26 | 0.79 |  |  |  | 21h30 | 0.31 | 0.95 |  |  |  | 21h30 | 0.23 | 0.73 |  |  |  | 21h30 | 0.25 | 0.77 |  |  |  | 21h30 | 0.29 | 0.88 |  |  |  | 21h30 | 0.22 | 0.69 |  |  |  | 21h30 | 0.2 | 0.57 |  |  |  | 21h30 | 0.23 | 0.67 |  |  |  | 21h30 | 0.18 | 0.52 |  |  |  | 21h30 | 0.18 | 0.52 |  |  |  | 21h30 | 0.19 | 0.59 |  |  |  | 21h30 | 0.16 | 0.48 |  |  |  | 21h30 | 0.22 | 0.69 |  |  |  | 21h30 | 0.23 | 0.78 |  |  |  | 21h30 | 0.2 | 0.62 |  |  |  | 21h30 | 1.29 | 3.85 |  |  |  | 21h30 | 1.47 | 4.18 |  |  |  | 21h30 | 1.28 | 3.83 |  |  |  | 21h30 | 1.13 | 3.41 |  |  |  | 21h30 | 1.32 | 3.81 |  |  |  | 21h30 | 1.1 | 3.32 |  |  |  | 21h30 | 1.02 | 3.35 |  |  |  | 21h30 | 1.29 | 3.91 |  |  |  | 21h30 | 0.98 | 3.31 |  |  |  | 21h30 | 0.72 | 2.58 |  |  |  | 21h30 | 1 | 3.18 |  |  |  | 21h30 | 0.68 | 2.53 |  |  |  | 21h30 | 0.63 | 2.95 |  |  |  | 21h30 | 0.81 | 3.28 |  |  |  | 21h30 | 0.6 | 2.91 |  |  |  | 21h30 | 0.71 | 2.24 |  |  |  | 21h30 | 1.04 | 3.06 |  |  |  | 21h30 | 0.68 | 2.15 |  |  |  | 21h30 | 0.66 | 2.08 |  |  |  | 21h30 | 0.96 | 2.86 |  |  |  | 21h30 | 0.62 | 1.98 |  |  |  | 21h30 | 0.59 | 1.95 |  |  |  | 21h30 | 0.91 | 2.79 |  |  |  | 21h30 | 0.55 | 1.84
22h30 | 0.07 | 0.73 |  | 22h30 | 0.08 | 0.73 |  | 22h30 | 0.06 | 0.72 |  |  |  | 22h30 | 0.3 | 0.88 |  |  |  | 22h30 | 0.33 | 1 |  |  |  | 22h30 | 0.28 | 0.83 |  |  |  | 22h30 | 0.29 | 0.89 |  |  |  | 22h30 | 0.32 | 0.97 |  |  |  | 22h30 | 0.26 | 0.83 |  |  |  | 22h30 | 0.23 | 0.66 |  |  |  | 22h30 | 0.25 | 0.74 |  |  |  | 22h30 | 0.2 | 0.61 |  |  |  | 22h30 | 0.2 | 0.59 |  |  |  | 22h30 | 0.21 | 0.66 |  |  |  | 22h30 | 0.18 | 0.55 |  |  |  | 22h30 | 0.26 | 0.8 |  |  |  | 22h30 | 0.28 | 0.86 |  |  |  | 22h30 | 0.23 | 0.74 |  |  |  | 22h30 | 1.28 | 3.78 |  |  |  | 22h30 | 1.33 | 3.89 |  |  |  | 22h30 | 1.27 | 3.77 |  |  |  | 22h30 | 1.11 | 3.32 |  |  |  | 22h30 | 1.19 | 3.53 |  |  |  | 22h30 | 1.08 | 3.25 |  |  |  | 22h30 | 1 | 3.29 |  |  |  | 22h30 | 1.12 | 3.52 |  |  |  | 22h30 | 0.97 | 3.26 |  |  |  | 22h30 | 0.71 | 2.56 |  |  |  | 22h30 | 0.85 | 2.83 |  |  |  | 22h30 | 0.68 | 2.52 |  |  |  | 22h30 | 0.6 | 2.88 |  |  |  | 22h30 | 0.68 | 3.01 |  |  |  | 22h30 | 0.58 | 2.85 |  |  |  | 22h30 | 0.71 | 2.19 |  |  |  | 22h30 | 0.89 | 2.68 |  |  |  | 22h30 | 0.68 | 2.13 |  |  |  | 22h30 | 0.65 | 2.04 |  |  |  | 22h30 | 0.83 | 2.51 |  |  |  | 22h30 | 0.62 | 1.96 |  |  |  | 22h30 | 0.59 | 1.9 |  |  |  | 22h30 | 0.78 | 2.43 |  |  |  | 22h30 | 0.55 | 1.82
23h30 | 0.1 | 0.87 |  | 23h30 | 0.1 | 0.88 |  | 23h30 | 0.09 | 0.86 |  |  |  | 23h30 | 0.33 | 0.94 |  |  |  | 23h30 | 0.35 | 1.02 |  |  |  | 23h30 | 0.31 | 0.9 |  |  |  | 23h30 | 0.32 | 0.96 |  |  |  | 23h30 | 0.34 | 1.02 |  |  |  | 23h30 | 0.3 | 0.91 |  |  |  | 23h30 | 0.25 | 0.72 |  |  |  | 23h30 | 0.27 | 0.78 |  |  |  | 23h30 | 0.23 | 0.68 |  |  |  | 23h30 | 0.22 | 0.65 |  |  |  | 23h30 | 0.24 | 0.7 |  |  |  | 23h30 | 0.2 | 0.6 |  |  |  | 23h30 | 0.3 | 0.87 |  |  |  | 23h30 | 0.31 | 0.92 |  |  |  | 23h30 | 0.28 | 0.82 |  |  |  | 23h30 | 1.28 | 3.75 |  |  |  | 23h30 | 1.3 | 3.81 |  |  |  | 23h30 | 1.28 | 3.74 |  |  |  | 23h30 | 1.1 | 3.27 |  |  |  | 23h30 | 1.16 | 3.43 |  |  |  | 23h30 | 1.08 | 3.21 |  |  |  | 23h30 | 1 | 3.26 |  |  |  | 23h30 | 1.07 | 3.38 |  |  |  | 23h30 | 0.97 | 3.23 |  |  |  | 23h30 | 0.72 | 2.57 |  |  |  | 23h30 | 0.81 | 2.74 |  |  |  | 23h30 | 0.69 | 2.53 |  |  |  | 23h30 | 0.6 | 2.84 |  |  |  | 23h30 | 0.65 | 2.93 |  |  |  | 23h30 | 0.58 | 2.81 |  |  |  | 23h30 | 0.71 | 2.17 |  |  |  | 23h30 | 0.83 | 2.48 |  |  |  | 23h30 | 0.69 | 2.12 |  |  |  | 23h30 | 0.65 | 2.01 |  |  |  | 23h30 | 0.77 | 2.33 |  |  |  | 23h30 | 0.63 | 1.96 |  |  |  | 23h30 | 0.59 | 1.88 |  |  |  | 23h30 | 0.72 | 2.24 |  |  |  | 23h30 | 0.56 | 1.82
continued autumn best case
[31 empty] | Victorian winter_2 base case | [89 empty] | Victorian best winter 2
fm | [12 empty] | s-Detached | [17 empty] | detached | [17 empty] | terrace | [17 empty] | ftg | [17 empty] | mf | [17 empty] | s-detached | [17 empty] | detached | [17 empty] | terrace | [17 empty] | ftg | [17 empty] | mf | [17 empty] | s-detached
00h30 | 0.36 | 1.17 | 1.3886 | 00h30 | 0.17 | 0.54 | 0.56143 | 00h30 | 0.35 | 1.11 | 1.4829 | 1.1514 | 00h30 | 0.43 | 1.38 | 1.6771 | 1.31 |  | 00h30 | 0.21 | 0.79 | 0.78857 | 0.61571 |  | 00h30 | 0.42 | 1.43 | 1.8529 | 1.4657 |  | 00h30 | 0.87 | 2.55 | 2.9443 | 2.2014 |  | 00h30 | 0.79 | 2.46 | 1.9786 | 1.5014 |  | 00h30 | 1.06 | 3.16 | 3.4157 | 2.5514 |  | 00h30 | 0.75 | 2.22 | 2.5414 | 1.9057 |  | 00h30 | 0.65 | 2.08 | 1.6257 | 1.2414 |  | 00h30 | 0.9 | 2.73 | 2.9471 | 2.22 |  | 00h30 | 0.69 | 2.23 | 2.4471 | 1.8829 |  | 00h30 | 0.56 | 2.02 | 1.4343 | 1.1343 |  | 00h30 | 0.81 | 2.71 | 2.8243 | 2.1829 |  | 00h30 | 0.51 | 1.77 | 1.8929 | 1.4843 |  | 00h30 | 0.3 | 1.32 | 0.89857 | 0.71429 |  | 00h30 | 0.57 | 2.12 | 2.1571 | 1.7086 |  | 00h30 | 0.46 | 1.99 | 1.9829 | 1.6371 |  | 00h30 | 0.34 | 1.79 | 1.0686 | 0.94429 |  | 00h30 | 0.56 | 2.52 | 2.3143 | 1.9186 |  | 00h30 | 0.49 | 1.51 | 1.6571 | 1.2557 |  | 00h30 | 0.29 | 1.03 | 0.74429 | 0.55429 |  | 00h30 | 0.55 | 1.71 | 1.8543 | 1.4114 |  | 00h30 | 0.46 | 1.41 | 1.5343 | 1.1643 |  | 00h30 | 0.24 | 0.9 | 0.67286 | 0.50286 |  | 00h30 | 0.51 | 1.62 | 1.7071 | 1.3014 |  | 00h30 | 0.41 | 1.33 | 1.3929 | 1.0671 |  | 00h30 | 0.21 | 0.79 | 0.59857 | 0.44714 |  | 00h30 | 0.44 | 1.5 | 1.5457 | 1.1886 |  | 00h30 | 0.38 | 1.24 | 1.2786 | 0.98429 |  | 00h30 | 0.19 | 0.67 | 0.54 | 0.40286 |  | 00h30 | 0.38 | 1.38 | 1.4186 | 1.1 |  | 00h30 | 0.44 | 1.45 | 1.5686 | 1.2086 |  | 00h30 | 0.25 | 0.94 | 0.70857 | 0.53 |  | 00h30 | 0.45 | 1.67 | 1.7543 | 1.3629
01h30 | 0.06 | 0.32 | 0.19714 | 01h30 | 0 | 0.06 | 0.037143 | 01h30 | 0.05 | 0.32 | 0.19714 | 0.18286 | 01h30 | 0.09 | 0.5 | 0.39857 | 0.36286 |  | 01h30 | 0 | 0.25 | 0.13429 | 0.13429 |  | 01h30 | 0.09 | 0.5 | 0.42286 | 0.39857 |  | 01h30 | 0.51 | 1.74 | 1.4857 | 1.1657 |  | 01h30 | 0.46 | 1.69 | 0.92857 | 0.75571 |  | 01h30 | 0.62 | 2.07 | 1.7 | 1.3243 |  | 01h30 | 0.39 | 1.39 | 1.0943 | 0.87429 |  | 01h30 | 0.34 | 1.31 | 0.63143 | 0.52714 |  | 01h30 | 0.46 | 1.63 | 1.2486 | 0.99286 |  | 01h30 | 0.33 | 1.41 | 1.01 | 0.85286 |  | 01h30 | 0.26 | 1.32 | 0.54429 | 0.48571 |  | 01h30 | 0.38 | 1.65 | 1.1429 | 0.96571 |  | 01h30 | 0.17 | 0.93 | 0.55143 | 0.49 |  | 01h30 | 0.04 | 0.7 | 0.20286 | 0.19714 |  | 01h30 | 0.18 | 1.04 | 0.60429 | 0.54286 |  | 01h30 | 0.34 | 1.38 | 0.98 | 0.81286 |  | 01h30 | 0.28 | 1.27 | 0.51571 | 0.44571 |  | 01h30 | 0.39 | 1.65 | 1.1114 | 0.92857 |  | 01h30 | 0.15 | 0.64 | 0.31286 | 0.26714 |  | 01h30 | 0.04 | 0.43 | 0.097143 | 0.091429 |  | 01h30 | 0.15 | 0.68 | 0.33571 | 0.29 |  | 01h30 | 0.13 | 0.56 | 0.24571 | 0.20857 |  | 01h30 | 0.01 | 0.32 | 0.064286 | 0.062857 |  | 01h30 | 0.11 | 0.58 | 0.24 | 0.20714 |  | 01h30 | 0.09 | 0.47 | 0.18571 | 0.16 |  | 01h30 | 0 | 0.19 | 0.031429 | 0.031429 |  | 01h30 | 0.08 | 0.48 | 0.18143 | 0.15714 |  | 01h30 | 0.07 | 0.41 | 0.15571 | 0.13286 |  | 01h30 | 0 | 0.12 | 0.017143 | 0.017143 |  | 01h30 | 0.1 | 0.39 | 0.15429 | 0.12571 |  | 01h30 | 0.12 | 0.59 | 0.27 | 0.23429 |  | 01h30 | 0 | 0.36 | 0.075714 | 0.075714 |  | 01h30 | 0.13 | 0.63 | 0.28571 | 0.24857
02h30 | 0.06 | 0.32 | 0.19714 | 02h30 | 0.03 | 0.4 | 0.15143 | 02h30 | 0.05 | 0.32 | 0.19714 | 0.18286 | 02h30 | 0.09 | 0.5 | 0.40571 | 0.37 |  | 02h30 | 0.11 | 0.63 | 0.35571 | 0.32286 |  | 02h30 | 0.09 | 0.5 | 0.42286 | 0.39857 |  | 02h30 | 0.53 | 1.88 | 1.5086 | 1.1857 |  | 02h30 | 0.56 | 1.92 | 1.2129 | 0.95571 |  | 02h30 | 0.62 | 2.07 | 1.7 | 1.3243 |  | 02h30 | 0.39 | 1.42 | 1.0986 | 0.87857 |  | 02h30 | 0.42 | 1.52 | 0.88571 | 0.71 |  | 02h30 | 0.46 | 1.63 | 1.2486 | 0.99286 |  | 02h30 | 0.33 | 1.48 | 1.02 | 0.86286 |  | 02h30 | 0.34 | 1.58 | 0.84 | 0.71143 |  | 02h30 | 0.38 | 1.65 | 1.1429 | 0.96571 |  | 02h30 | 0.17 | 0.93 | 0.55143 | 0.49 |  | 02h30 | 0.14 | 0.97 | 0.44429 | 0.40286 |  | 02h30 | 0.18 | 1.04 | 0.60429 | 0.54286 |  | 02h30 | 0.36 | 1.45 | 0.99429 | 0.82286 |  | 02h30 | 0.4 | 1.51 | 0.8 | 0.64429 |  | 02h30 | 0.39 | 1.65 | 1.1114 | 0.92857 |  | 02h30 | 0.15 | 0.64 | 0.31286 | 0.26714 |  | 02h30 | 0.12 | 0.63 | 0.27429 | 0.24 |  | 02h30 | 0.15 | 0.68 | 0.33571 | 0.29 |  | 02h30 | 0.13 | 0.56 | 0.24571 | 0.20857 |  | 02h30 | 0.08 | 0.55 | 0.21 | 0.18714 |  | 02h30 | 0.11 | 0.58 | 0.24 | 0.20714 |  | 02h30 | 0.09 | 0.47 | 0.18571 | 0.16 |  | 02h30 | 0.04 | 0.42 | 0.13 | 0.12 |  | 02h30 | 0.08 | 0.48 | 0.18143 | 0.15714 |  | 02h30 | 0.07 | 0.41 | 0.15571 | 0.13286 |  | 02h30 | 0.01 | 0.34 | 0.094286 | 0.092857 |  | 02h30 | 0.1 | 0.39 | 0.15429 | 0.12571 |  | 02h30 | 0.12 | 0.59 | 0.27 | 0.23429 |  | 02h30 | 0.08 | 0.59 | 0.23857 | 0.21429 |  | 02h30 | 0.13 | 0.63 | 0.28571 | 0.24857
03h30 | 0.04 | 0.5 | 0.23571 | 03h30 | 0.09 | 0.68 | 0.25143 | 03h30 | 0.03 | 0.46 | 0.22429 | 0.22 | 03h30 | 0.16 | 0.78 | 0.53429 | 0.47571 |  | 03h30 | 0.21 | 0.89 | 0.48571 | 0.43 |  | 03h30 | 0.15 | 0.78 | 0.54429 | 0.48714 |  | 03h30 | 0.65 | 2.13 | 1.6443 | 1.2686 |  | 03h30 | 0.68 | 2.17 | 1.4643 | 1.1329 |  | 03h30 | 0.67 | 2.15 | 1.6786 | 1.2914 |  | 03h30 | 0.47 | 1.62 | 1.1829 | 0.92857 |  | 03h30 | 0.52 | 1.74 | 1.0843 | 0.85571 |  | 03h30 | 0.49 | 1.65 | 1.2243 | 0.95857 |  | 03h30 | 0.42 | 1.75 | 1.1686 | 0.97286 |  | 03h30 | 0.46 | 1.85 | 1.07 | 0.88857 |  | 03h30 | 0.44 | 1.78 | 1.1929 | 0.99429 |  | 03h30 | 0.19 | 1.09 | 0.62714 | 0.56286 |  | 03h30 | 0.23 | 1.19 | 0.59571 | 0.52429 |  | 03h30 | 0.2 | 1.13 | 0.63857 | 0.57571 |  | 03h30 | 0.45 | 1.67 | 1.1043 | 0.88286 |  | 03h30 | 0.5 | 1.74 | 1.0029 | 0.79571 |  | 03h30 | 0.46 | 1.71 | 1.1257 | 0.89857 |  | 03h30 | 0.16 | 0.68 | 0.37429 | 0.31857 |  | 03h30 | 0.17 | 0.75 | 0.35571 | 0.30286 |  | 03h30 | 0.16 | 0.7 | 0.37714 | 0.32143 |  | 03h30 | 0.12 | 0.58 | 0.28143 | 0.24714 |  | 03h30 | 0.14 | 0.64 | 0.27857 | 0.23857 |  | 03h30 | 0.13 | 0.6 | 0.27714 | 0.24143 |  | 03h30 | 0.06 | 0.48 | 0.18429 | 0.16571 |  | 03h30 | 0.08 | 0.57 | 0.20143 | 0.18 |  | 03h30 | 0.06 | 0.51 | 0.18429 | 0.16571 |  | 03h30 | 0.01 | 0.38 | 0.12286 | 0.11857 |  | 03h30 | 0.04 | 0.49 | 0.15429 | 0.14571 |  | 03h30 | 0 | 0.4 | 0.12286 | 0.12 |  | 03h30 | 0.12 | 0.63 | 0.31857 | 0.28286 |  | 03h30 | 0.15 | 0.7 | 0.31429 | 0.27143 |  | 03h30 | 0.12 | 0.65 | 0.32 | 0.28429
04h30 | 0.09 | 0.7 | 0.31286 | 04h30 | 0.17 | 0.86 | 0.37429 | 04h30 | 0.08 | 0.68 | 0.29143 | 0.28 | 04h30 | 0.22 | 0.95 | 0.61571 | 0.53571 |  | 04h30 | 0.27 | 1.09 | 0.61714 | 0.52571 |  | 04h30 | 0.22 | 0.93 | 0.59714 | 0.51857 |  | 04h30 | 0.73 | 2.25 | 1.7886 | 1.3714 |  | 04h30 | 0.74 | 2.28 | 1.5457 | 1.1757 |  | 04h30 | 0.69 | 2.16 | 1.7571 | 1.3443 |  | 04h30 | 0.55 | 1.76 | 1.2871 | 1.0029 |  | 04h30 | 0.58 | 1.83 | 1.1786 | 0.91 |  | 04h30 | 0.49 | 1.65 | 1.2743 | 0.99571 |  | 04h30 | 0.49 | 1.94 | 1.3129 | 1.0829 |  | 04h30 | 0.54 | 2 | 1.1886 | 0.96429 |  | 04h30 | 0.45 | 1.85 | 1.2829 | 1.0643 |  | 04h30 | 0.22 | 1.24 | 0.72571 | 0.64286 |  | 04h30 | 0.28 | 1.34 | 0.72714 | 0.62429 |  | 04h30 | 0.2 | 1.16 | 0.70429 | 0.62857 |  | 04h30 | 0.54 | 1.81 | 1.2329 | 0.96714 |  | 04h30 | 0.57 | 1.85 | 1.0957 | 0.84714 |  | 04h30 | 0.5 | 1.72 | 1.2057 | 0.95 |  | 04h30 | 0.17 | 0.73 | 0.42286 | 0.35857 |  | 04h30 | 0.22 | 0.88 | 0.44714 | 0.37286 |  | 04h30 | 0.16 | 0.7 | 0.41143 | 0.34857 |  | 04h30 | 0.13 | 0.62 | 0.32714 | 0.28429 |  | 04h30 | 0.18 | 0.74 | 0.35857 | 0.30143 |  | 04h30 | 0.13 | 0.6 | 0.31286 | 0.27143 |  | 04h30 | 0.07 | 0.54 | 0.23286 | 0.21143 |  | 04h30 | 0.14 | 0.67 | 0.27857 | 0.24 |  | 04h30 | 0.06 | 0.51 | 0.22143 | 0.20143 |  | 04h30 | 0.02 | 0.44 | 0.16429 | 0.15857 |  | 04h30 | 0.09 | 0.59 | 0.21857 | 0.19429 |  | 04h30 | 0 | 0.41 | 0.15286 | 0.15 |  | 04h30 | 0.14 | 0.67 | 0.36857 | 0.32 |  | 04h30 | 0.19 | 0.81 | 0.39857 | 0.34 |  | 04h30 | 0.13 | 0.65 | 0.35571 | 0.31143
05h30 | 0.17 | 0.87 | 0.44 | 05h30 | 0.23 | 0.99 | 0.48143 | 05h30 | 0.16 | 0.85 | 0.41429 | 0.38429 | 05h30 | 0.28 | 1.13 | 0.75143 | 0.63429 |  | 05h30 | 0.33 | 1.3 | 0.75 | 0.62286 |  | 05h30 | 0.28 | 1.11 | 0.73 | 0.61714 |  | 05h30 | 0.72 | 2.18 | 1.8257 | 1.39 |  | 05h30 | 0.73 | 2.2 | 1.5657 | 1.1843 |  | 05h30 | 0.68 | 2.1 | 1.7814 | 1.3586 |  | 05h30 | 0.54 | 1.7 | 1.3471 | 1.04 |  | 05h30 | 0.57 | 1.76 | 1.21 | 0.92714 |  | 05h30 | 0.49 | 1.6 | 1.3057 | 1.0129 |  | 05h30 | 0.5 | 1.91 | 1.4014 | 1.1386 |  | 05h30 | 0.54 | 1.95 | 1.2457 | 0.99714 |  | 05h30 | 0.46 | 1.82 | 1.3586 | 1.1086 |  | 05h30 | 0.24 | 1.28 | 0.84429 | 0.73429 |  | 05h30 | 0.3 | 1.36 | 0.80429 | 0.68286 |  | 05h30 | 0.21 | 1.18 | 0.80429 | 0.70286 |  | 05h30 | 0.53 | 1.75 | 1.2886 | 0.99714 |  | 05h30 | 0.55 | 1.77 | 1.1243 | 0.86 |  | 05h30 | 0.5 | 1.67 | 1.2557 | 0.97714 |  | 05h30 | 0.18 | 0.77 | 0.50714 | 0.42429 |  | 05h30 | 0.24 | 0.92 | 0.51857 | 0.42571 |  | 05h30 | 0.18 | 0.73 | 0.49286 | 0.41286 |  | 05h30 | 0.14 | 0.64 | 0.39714 | 0.33857 |  | 05h30 | 0.19 | 0.79 | 0.42286 | 0.35429 |  | 05h30 | 0.13 | 0.61 | 0.38 | 0.32429 |  | 05h30 | 0.09 | 0.56 | 0.30286 | 0.26857 |  | 05h30 | 0.15 | 0.7 | 0.34 | 0.29286 |  | 05h30 | 0.08 | 0.53 | 0.29 | 0.25857 |  | 05h30 | 0.04 | 0.47 | 0.23 | 0.21429 |  | 05h30 | 0.11 | 0.59 | 0.26714 | 0.23286 |  | 05h30 | 0.02 | 0.44 | 0.21714 | 0.20429 |  | 05h30 | 0.15 | 0.7 | 0.44571 | 0.38 |  | 05h30 | 0.2 | 0.86 | 0.46 | 0.38857 |  | 05h30 | 0.14 | 0.68 | 0.43429 | 0.37286
06h30 | 0.23 | 0.98 | 0.55571 | 06h30 | 0.27 | 1.11 | 0.56143 | 06h30 | 0.22 | 0.96 | 0.53571 | 0.48286 | 06h30 | 0.33 | 1.33 | 0.88857 | 0.73857 |  | 06h30 | 0.39 | 1.45 | 0.85714 | 0.70429 |  | 06h30 | 0.32 | 1.3 | 0.85857 | 0.71286 |  | 06h30 | 0.67 | 2.02 | 1.8214 | 1.3829 |  | 06h30 | 0.67 | 2.03 | 1.5286 | 1.1557 |  | 06h30 | 0.66 | 2.09 | 1.8086 | 1.3771 |  | 06h30 | 0.5 | 1.55 | 1.3486 | 1.04 |  | 06h30 | 0.52 | 1.61 | 1.1829 | 0.90571 |  | 06h30 | 0.49 | 1.6 | 1.3371 | 1.0343 |  | 06h30 | 0.47 | 1.77 | 1.4243 | 1.15 |  | 06h30 | 0.5 | 1.8 | 1.2286 | 0.98 |  | 06h30 | 0.45 | 1.75 | 1.3929 | 1.1286 |  | 06h30 | 0.25 | 1.25 | 0.91 | 0.78 |  | 06h30 | 0.29 | 1.31 | 0.83 | 0.69857 |  | 06h30 | 0.22 | 1.18 | 0.86857 | 0.74857 |  | 06h30 | 0.49 | 1.59 | 1.2971 | 0.99714 |  | 06h30 | 0.51 | 1.61 | 1.0986 | 0.83571 |  | 06h30 | 0.47 | 1.65 | 1.2829 | 0.99429 |  | 06h30 | 0.2 | 0.8 | 0.58 | 0.47857 |  | 06h30 | 0.25 | 0.91 | 0.56714 | 0.46143 |  | 06h30 | 0.18 | 0.77 | 0.55857 | 0.46286 |  | 06h30 | 0.14 | 0.65 | 0.45429 | 0.38 |  | 06h30 | 0.2 | 0.78 | 0.45 | 0.37286 |  | 06h30 | 0.13 | 0.61 | 0.43714 | 0.36714 |  | 06h30 | 0.11 | 0.57 | 0.36 | 0.31286 |  | 06h30 | 0.15 | 0.71 | 0.38 | 0.32429 |  | 06h30 | 0.1 | 0.54 | 0.34857 | 0.30286 |  | 06h30 | 0.07 | 0.47 | 0.27714 | 0.25 |  | 06h30 | 0.11 | 0.58 | 0.29571 | 0.25714 |  | 06h30 | 0.05 | 0.45 | 0.26714 | 0.24429 |  | 06h30 | 0.15 | 0.73 | 0.51 | 0.43143 |  | 06h30 | 0.2 | 0.85 | 0.49857 | 0.41571 |  | 06h30 | 0.14 | 0.69 | 0.49286 | 0.41714
07h30 | 0.6 | 2.14 | 1.7543 | 07h30 | 0.67 | 2.35 | 1.6114 | 07h30 | 0.59 | 2.1 | 1.9071 | 1.44 | 07h30 | 0.81 | 2.66 | 2.3286 | 1.8186 |  | 07h30 | 0.87 | 2.78 | 2.0729 | 1.6043 |  | 07h30 | 0.8 | 2.64 | 2.48 | 1.94 |  | 07h30 | 1.18 | 3.34 | 3.3414 | 2.48 |  | 07h30 | 1.18 | 3.34 | 2.7571 | 2.0443 |  | 07h30 | 1.18 | 3.25 | 3.5286 | 2.5929 |  | 07h30 | 0.99 | 2.83 | 2.8014 | 2.0914 |  | 07h30 | 1.01 | 2.88 | 2.3729 | 1.7686 |  | 07h30 | 0.99 | 2.86 | 3.0557 | 2.2757 |  | 07h30 | 0.96 | 3.07 | 2.8814 | 2.2186 |  | 07h30 | 0.98 | 3.1 | 2.4143 | 1.8471 |  | 07h30 | 0.95 | 3.06 | 3.1186 | 2.39 |  | 07h30 | 0.71 | 2.55 | 2.2914 | 1.8157 |  | 07h30 | 0.76 | 2.61 | 1.9729 | 1.55 |  | 07h30 | 0.69 | 2.51 | 2.4929 | 1.9657 |  | 07h30 | 0.8 | 2.64 | 2.3443 | 1.8257 |  | 07h30 | 0.82 | 2.67 | 1.9386 | 1.5014 |  | 07h30 | 0.79 | 2.69 | 2.61 | 2.0229 |  | 07h30 | 0.67 | 2.06 | 1.8343 | 1.41 |  | 07h30 | 0.72 | 2.16 | 1.6571 | 1.2643 |  | 07h30 | 0.65 | 2.01 | 2.0114 | 1.5243 |  | 07h30 | 0.57 | 1.84 | 1.6029 | 1.2329 |  | 07h30 | 0.65 | 1.98 | 1.4457 | 1.12 |  | 07h30 | 0.55 | 1.79 | 1.8143 | 1.3871 |  | 07h30 | 0.48 | 1.74 | 1.5286 | 1.1814 |  | 07h30 | 0.58 | 1.91 | 1.3229 | 1.0186 |  | 07h30 | 0.47 | 1.69 | 1.7271 | 1.3286 |  | 07h30 | 0.45 | 1.47 | 1.4114 | 1.0857 |  | 07h30 | 0.44 | 1.72 | 1.1986 | 0.93 |  | 07h30 | 0.45 | 1.39 | 1.5871 | 1.2186 |  | 07h30 | 0.59 | 1.97 | 1.6886 | 1.3071 |  | 07h30 | 0.66 | 2.08 | 1.5257 | 1.1929 |  | 07h30 | 0.57 | 1.91 | 1.88 | 1.4443
08h30 | 0.95 | 3 | 2.9557 | 08h30 | 1.02 | 3.18 | 3.0243 | 08h30 | 0.94 | 2.97 | 3.07 | 2.2886 | 08h30 | 0.99 | 3.52 | 3.5514 | 2.7186 |  | 08h30 | 1.04 | 3.61 | 3.5129 | 2.6786 |  | 08h30 | 0.98 | 3.5 | 3.6457 | 2.79 |  | 08h30 | 1.52 | 4.13 | 4.58 | 3.3543 |  | 08h30 | 1.52 | 4.14 | 4.2914 | 3.1457 |  | 08h30 | 1.52 | 4.04 | 4.6957 | 3.4186 |  | 08h30 | 1.32 | 3.62 | 4.0357 | 2.9643 |  | 08h30 | 1.34 | 3.67 | 3.8729 | 2.8471 |  | 08h30 | 1.31 | 3.59 | 4.1657 | 3.0557 |  | 08h30 | 1.29 | 3.84 | 4.0957 | 3.0743 |  | 08h30 | 1.31 | 3.86 | 3.89 | 2.9071 |  | 08h30 | 1.28 | 3.82 | 4.2243 | 3.1657 |  | 08h30 | 1.05 | 3.33 | 3.5086 | 2.68 |  | 08h30 | 1.09 | 3.38 | 3.3829 | 2.5686 |  | 08h30 | 1.03 | 3.3 | 3.6186 | 2.7614 |  | 08h30 | 0.95 | 3.19 | 3.1429 | 2.4514 |  | 08h30 | 0.96 | 3.21 | 2.9786 | 2.3086 |  | 08h30 | 0.94 | 3.18 | 3.2914 | 2.5586 |  | 08h30 | 1.04 | 2.9 | 3.1171 | 2.3157 |  | 08h30 | 1.08 | 2.98 | 3.0829 | 2.2857 |  | 08h30 | 1.02 | 2.86 | 3.2129 | 2.3729 |  | 08h30 | 0.94 | 2.67 | 2.8386 | 2.1129 |  | 08h30 | 1 | 2.79 | 2.8457 | 2.1257 |  | 08h30 | 0.92 | 2.63 | 2.97 | 2.2057 |  | 08h30 | 0.85 | 2.59 | 2.7129 | 2.0429 |  | 08h30 | 0.93 | 2.73 | 2.6814 | 2.0129 |  | 08h30 | 0.84 | 2.54 | 2.8357 | 2.1271 |  | 08h30 | 0.79 | 2.32 | 2.4943 | 1.89 |  | 08h30 | 0.81 | 2.54 | 2.4886 | 1.8829 |  | 08h30 | 0.78 | 2.25 | 2.6129 | 1.9671 |  | 08h30 | 0.96 | 2.8 | 2.95 | 2.2086 |  | 08h30 | 1.01 | 2.9 | 2.94 | 2.21 |  | 08h30 | 0.93 | 2.76 | 3.0629 | 2.2886
09h30 | 0.47 | 1.18 | 1.9257 | 09h30 | 0.5 | 1.52 | 2.2157 | 09h30 | 1.04 | 3.07 | 3.3886 | 2.5771 | 09h30 | 0.3 | 1.22 | 2.0729 | 1.5514 |  | 09h30 | 0.4 | 1.77 | 2.5243 | 1.9286 |  | 09h30 | 0.81 | 3.42 | 3.7171 | 2.83 |  | 09h30 | 0.39 | 0.9 | 2.5257 | 1.8229 |  | 09h30 | 0.75 | 2.07 | 3.2043 | 2.3329 |  | 09h30 | 1.43 | 3.93 | 4.5671 | 3.3443 |  | 09h30 | 0.37 | 0.82 | 2.3071 | 1.6657 |  | 09h30 | 0.66 | 1.83 | 2.8871 | 2.11 |  | 09h30 | 1.25 | 3.44 | 4.0786 | 2.9943 |  | 09h30 | 0.37 | 0.89 | 2.3543 | 1.7229 |  | 09h30 | 0.64 | 1.91 | 2.9157 | 2.1671 |  | 09h30 | 1.21 | 3.6 | 4.0814 | 3.0486 |  | 09h30 | 0.38 | 0.9 | 2.1457 | 1.5843 |  | 09h30 | 0.52 | 1.64 | 2.53 | 1.9043 |  | 09h30 | 1.02 | 3.15 | 3.6043 | 2.7171 |  | 09h30 | 0.2 | 0.6 | 1.89 | 1.4443 |  | 09h30 | 0.44 | 1.55 | 2.3586 | 1.7971 |  | 09h30 | 1.02 | 3.27 | 3.5843 | 2.7386 |  | 09h30 | 0.39 | 0.91 | 2.0829 | 1.5086 |  | 09h30 | 0.53 | 1.49 | 2.3457 | 1.7214 |  | 09h30 | 1.05 | 2.89 | 3.5014 | 2.5771 |  | 09h30 | 0.38 | 0.88 | 1.9743 | 1.4357 |  | 09h30 | 0.48 | 1.37 | 2.1929 | 1.6086 |  | 09h30 | 0.99 | 2.71 | 3.2771 | 2.4143 |  | 09h30 | 0.39 | 0.92 | 1.8886 | 1.4 |  | 09h30 | 0.45 | 1.34 | 2.0843 | 1.55 |  | 09h30 | 0.95 | 2.68 | 3.1086 | 2.3214 |  | 09h30 | 0.37 | 0.91 | 1.7257 | 1.2971 |  | 09h30 | 0.43 | 1.24 | 1.9214 | 1.44 |  | 09h30 | 0.86 | 2.57 | 2.8629 | 2.1586 |  | 09h30 | 0.39 | 0.91 | 2.0343 | 1.4886 |  | 09h30 | 0.48 | 1.42 | 2.26 | 1.67 |  | 09h30 | 1 | 2.81 | 3.3871 | 2.5129
10h30 | 0 | 0 | 0.87714 | 10h30 | 0 | 0 | 1.08 | 10h30 | 0.82 | 2.53 | 2.7629 | 2.1114 | 10h30 | 0 | 0 | 0.97286 | 0.73571 |  | 10h30 | 0 | 0 | 1.2143 | 0.91143 |  | 10h30 | 0.62 | 2.84 | 3.0557 | 2.36 |  | 10h30 | 0 | 0 | 1.5457 | 1.1386 |  | 10h30 | 0 | 0 | 1.7571 | 1.2786 |  | 10h30 | 1.27 | 3.6 | 4.0771 | 3.0086 |  | 10h30 | 0 | 0 | 1.3643 | 1.0057 |  | 10h30 | 0 | 0 | 1.5557 | 1.1343 |  | 10h30 | 1.1 | 3.12 | 3.5971 | 2.6586 |  | 10h30 | 0 | 0 | 1.3714 | 1.0314 |  | 10h30 | 0 | 0 | 1.6243 | 1.2071 |  | 10h30 | 1.03 | 3.18 | 3.4986 | 2.6386 |  | 10h30 | 0 | 0 | 1.1671 | 0.88571 |  | 10h30 | 0 | 0 | 1.3986 | 1.0529 |  | 10h30 | 0.84 | 2.71 | 2.9929 | 2.2829 |  | 10h30 | 0 | 0 | 1.3714 | 1.0357 |  | 10h30 | 0 | 0 | 1.5229 | 1.1414 |  | 10h30 | 1.02 | 3.22 | 3.5229 | 2.6786 |  | 10h30 | 0 | 0 | 1.1071 | 0.81429 |  | 10h30 | 0 | 0 | 1.2957 | 0.94857 |  | 10h30 | 0.88 | 2.49 | 2.9329 | 2.17 |  | 10h30 | 0 | 0 | 1.0429 | 0.76714 |  | 10h30 | 0 | 0 | 1.2114 | 0.88857 |  | 10h30 | 0.83 | 2.33 | 2.7357 | 2.0257 |  | 10h30 | 0 | 0 | 1.01 | 0.75 |  | 10h30 | 0 | 0 | 1.1643 | 0.86143 |  | 10h30 | 0.79 | 2.28 | 2.5943 | 1.9443 |  | 10h30 | 0 | 0 | 0.95286 | 0.71 |  | 10h30 | 0 | 0 | 1.09 | 0.80857 |  | 10h30 | 0.71 | 2.16 | 2.3957 | 1.8086 |  | 10h30 | 0 | 0 | 1.07 | 0.79286 |  | 10h30 | 0 | 0 | 1.2443 | 0.91857 |  | 10h30 | 0.83 | 2.42 | 2.82 | 2.11
11h30 | 0 | 0 | 0.72571 | 11h30 | 0 | 0 | 0.84 | 11h30 | 0.63 | 2.07 | 2.3229 | 1.7886 | 11h30 | 0 | 0 | 0.81714 | 0.62571 |  | 11h30 | 0 | 0 | 0.94429 | 0.71714 |  | 11h30 | 0.34 | 2.34 | 2.5786 | 2.03 |  | 11h30 | 0 | 0 | 1.4371 | 1.0643 |  | 11h30 | 0 | 0 | 1.4929 | 1.1 |  | 11h30 | 1.18 | 3.37 | 3.8171 | 2.8343 |  | 11h30 | 0 | 0 | 1.2557 | 0.93143 |  | 11h30 | 0 | 0 | 1.3243 | 0.97714 |  | 11h30 | 1.01 | 2.92 | 3.3443 | 2.4871 |  | 11h30 | 0 | 0 | 1.2386 | 0.93857 |  | 11h30 | 0 | 0 | 1.3314 | 1 |  | 11h30 | 0.92 | 2.93 | 3.1829 | 2.4186 |  | 11h30 | 0 | 0 | 1.0314 | 0.79143 |  | 11h30 | 0 | 0 | 1.1229 | 0.85286 |  | 11h30 | 0.73 | 2.45 | 2.6557 | 2.0457 |  | 11h30 | 0 | 0 | 1.2686 | 0.96286 |  | 11h30 | 0 | 0 | 1.3214 | 0.99857 |  | 11h30 | 0.94 | 3.03 | 3.2771 | 2.5157 |  | 11h30 | 0 | 0 | 0.97 | 0.71857 |  | 11h30 | 0 | 0 | 1.07 | 0.79 |  | 11h30 | 0.77 | 2.22 | 2.5729 | 1.9186 |  | 11h30 | 0 | 0 | 0.90857 | 0.67286 |  | 11h30 | 0 | 0 | 1 | 0.73857 |  | 11h30 | 0.72 | 2.06 | 2.3857 | 1.7757 |  | 11h30 | 0 | 0 | 0.87429 | 0.65429 |  | 11h30 | 0 | 0 | 0.96143 | 0.71714 |  | 11h30 | 0.67 | 2 | 2.2486 | 1.6957 |  | 11h30 | 0 | 0 | 0.81857 | 0.61429 |  | 11h30 | 0 | 0 | 0.89857 | 0.67143 |  | 11h30 | 0.6 | 1.89 | 2.08 | 1.5786 |  | 11h30 | 0 | 0 | 0.93714 | 0.69857 |  | 11h30 | 0 | 0 | 1.0257 | 0.76429 |  | 11h30 | 0.72 | 2.15 | 2.4429 | 1.8514
12h30 | 0 | 0 | 0.62143 | 12h30 | 0 | 0 | 0.69286 | 12h30 | 0.48 | 1.69 | 1.9943 | 1.5471 | 12h30 | 0 | 0 | 0.71429 | 0.55143 |  | 12h30 | 0 | 0 | 0.78571 | 0.60286 |  | 12h30 | 0.23 | 1.94 | 2.2429 | 1.79 |  | 12h30 | 0 | 0 | 1.4043 | 1.0429 |  | 12h30 | 0 | 0 | 1.4214 | 1.0543 |  | 12h30 | 1.1 | 3.13 | 3.6614 | 2.7243 |  | 12h30 | 0 | 0 | 1.2243 | 0.91 |  | 12h30 | 0 | 0 | 1.2571 | 0.93429 |  | 12h30 | 0.94 | 2.7 | 3.1971 | 2.38 |  | 12h30 | 0 | 0 | 1.1929 | 0.90857 |  | 12h30 | 0 | 0 | 1.2329 | 0.93429 |  | 12h30 | 0.84 | 2.69 | 3.0057 | 2.2914 |  | 12h30 | 0 | 0 | 0.97857 | 0.75571 |  | 12h30 | 0 | 0 | 1.0186 | 0.78143 |  | 12h30 | 0.65 | 2.23 | 2.4643 | 1.91 |  | 12h30 | 0 | 0 | 1.2414 | 0.94571 |  | 12h30 | 0 | 0 | 1.2614 | 0.95857 |  | 12h30 | 0.87 | 2.8 | 3.1257 | 2.4086 |  | 12h30 | 0 | 0 | 0.90571 | 0.67429 |  | 12h30 | 0 | 0 | 0.96143 | 0.71429 |  | 12h30 | 0.68 | 1.98 | 2.3486 | 1.7571 |  | 12h30 | 0 | 0 | 0.84286 | 0.62714 |  | 12h30 | 0 | 0 | 0.89429 | 0.66571 |  | 12h30 | 0.63 | 1.83 | 2.1586 | 1.6129 |  | 12h30 | 0 | 0 | 0.80429 | 0.60429 |  | 12h30 | 0 | 0 | 0.85571 | 0.64286 |  | 12h30 | 0.58 | 1.77 | 2.0214 | 1.53 |  | 12h30 | 0 | 0 | 0.75143 | 0.56714 |  | 12h30 | 0 | 0 | 0.8 | 0.60286 |  | 12h30 | 0.52 | 1.65 | 1.8657 | 1.4214 |  | 12h30 | 0 | 0 | 0.87 | 0.65286 |  | 12h30 | 0 | 0 | 0.92143 | 0.69 |  | 12h30 | 0.63 | 1.91 | 2.2071 | 1.6843
13h30 | 0.46 | 1.5 | 1.8086 | 13h30 | 0 | 0 | 0.6 | 13h30 | 0.38 | 1.44 | 1.7771 | 1.3886 | 13h30 | 0.15 | 1.57 | 1.9343 | 1.5357 |  | 13h30 | 0 | 0 | 0.68571 | 0.53571 |  | 13h30 | 0.06 | 1.66 | 2.0057 | 1.6286 |  | 13h30 | 0.82 | 2.17 | 2.8943 | 2.15 |  | 13h30 | 0 | 0 | 1.3986 | 1.04 |  | 13h30 | 1.02 | 2.89 | 3.5171 | 2.6214 |  | 13h30 | 0.73 | 1.84 | 2.5657 | 1.9 |  | 13h30 | 0 | 0 | 1.2343 | 0.91857 |  | 13h30 | 0.87 | 2.48 | 3.0629 | 2.2814 |  | 13h30 | 0.72 | 1.99 | 2.56 | 1.93 |  | 13h30 | 0 | 0 | 1.1943 | 0.90714 |  | 13h30 | 0.76 | 2.45 | 2.8529 | 2.1814 |  | 13h30 | 0.56 | 1.7 | 2.1557 | 1.6429 |  | 13h30 | 0 | 0 | 0.97429 | 0.75143 |  | 13h30 | 0.59 | 2.03 | 2.3114 | 1.7971 |  | 13h30 | 0.68 | 2 | 2.5243 | 1.9271 |  | 13h30 | 0 | 0 | 1.24 | 0.94429 |  | 13h30 | 0.8 | 2.57 | 2.9757 | 2.3043 |  | 13h30 | 0.53 | 1.49 | 1.98 | 1.4743 |  | 13h30 | 0 | 0 | 0.9 | 0.67143 |  | 13h30 | 0.61 | 1.77 | 2.1743 | 1.6343 |  | 13h30 | 0.5 | 1.44 | 1.8686 | 1.3929 |  | 13h30 | 0 | 0 | 0.83714 | 0.62429 |  | 13h30 | 0.56 | 1.63 | 1.9857 | 1.4886 |  | 13h30 | 0.48 | 1.41 | 1.7786 | 1.3357 |  | 13h30 | 0 | 0 | 0.79429 | 0.59714 |  | 13h30 | 0.51 | 1.56 | 1.8414 | 1.3986 |  | 13h30 | 0.46 | 1.35 | 1.6757 | 1.2643 |  | 13h30 | 0 | 0 | 0.74 | 0.56 |  | 13h30 | 0.46 | 1.45 | 1.6971 | 1.2971 |  | 13h30 | 0.51 | 1.47 | 1.8829 | 1.4286 |  | 13h30 | 0 | 0 | 0.86143 | 0.64857 |  | 13h30 | 0.56 | 1.71 | 2.0186 | 1.5543
14h30 | 0.71 | 2.32 | 2.5443 | 14h30 | 0 | 0 | 0.55 | 14h30 | 0.31 | 1.26 | 1.6529 | 1.3 | 14h30 | 0.16 | 2.51 | 2.7657 | 2.2 |  | 14h30 | 0 | 0 | 0.63286 | 0.50143 |  | 14h30 | 0.06 | 1.45 | 1.9086 | 1.5471 |  | 14h30 | 1.42 | 3.57 | 3.96 | 2.8986 |  | 14h30 | 0 | 0 | 1.3671 | 1.0157 |  | 14h30 | 0.96 | 2.72 | 3.3771 | 2.5186 |  | 14h30 | 1.25 | 3.09 | 3.5086 | 2.5657 |  | 14h30 | 0 | 0 | 1.2029 | 0.89429 |  | 14h30 | 0.81 | 2.33 | 2.9286 | 2.1871 |  | 14h30 | 1.24 | 3.35 | 3.48 | 2.5971 |  | 14h30 | 0 | 0 | 1.16 | 0.88286 |  | 14h30 | 0.71 | 2.35 | 2.7229 | 2.0871 |  | 14h30 | 1.02 | 2.98 | 2.9671 | 2.2471 |  | 14h30 | 0 | 0 | 0.93714 | 0.72429 |  | 14h30 | 0.55 | 1.9 | 2.1814 | 1.7 |  | 14h30 | 1.16 | 3.24 | 3.3814 | 2.5614 |  | 14h30 | 0 | 0 | 1.21 | 0.92143 |  | 14h30 | 0.75 | 2.4 | 2.84 | 2.1986 |  | 14h30 | 0.99 | 2.63 | 2.7657 | 2.0457 |  | 14h30 | 0 | 0 | 0.85 | 0.63429 |  | 14h30 | 0.56 | 1.65 | 2.0329 | 1.5357 |  | 14h30 | 0.91 | 2.46 | 2.5571 | 1.89 |  | 14h30 | 0 | 0 | 0.78714 | 0.58714 |  | 14h30 | 0.52 | 1.51 | 1.8457 | 1.3886 |  | 14h30 | 0.86 | 2.4 | 2.4057 | 1.7971 |  | 14h30 | 0 | 0 | 0.74 | 0.55857 |  | 14h30 | 0.47 | 1.43 | 1.6986 | 1.2929 |  | 14h30 | 0.79 | 2.25 | 2.2329 | 1.6786 |  | 14h30 | 0 | 0 | 0.68857 | 0.52143 |  | 14h30 | 0.42 | 1.32 | 1.5586 | 1.1957 |  | 14h30 | 0.92 | 2.56 | 2.5771 | 1.9543 |  | 14h30 | 0 | 0 | 0.81 | 0.61 |  | 14h30 | 0.52 | 1.59 | 1.8771 | 1.4471
15h30 | 0.63 | 2.23 | 2.5257 | 15h30 | 0 | 0 | 0.52571 | 15h30 | 0.26 | 1.14 | 1.6129 | 1.2714 | 15h30 | 0.17 | 2.48 | 2.8386 | 2.2557 |  | 15h30 | 0 | 0 | 0.61429 | 0.48714 |  | 15h30 | 0.04 | 1.32 | 1.8843 | 1.5229 |  | 15h30 | 1.4 | 3.6 | 4.1143 | 3.0129 |  | 15h30 | 0 | 0 | 1.3471 | 1.0014 |  | 15h30 | 0.92 | 2.62 | 3.3386 | 2.4943 |  | 15h30 | 1.22 | 3.21 | 3.6514 | 2.6814 |  | 15h30 | 0 | 0 | 1.1829 | 0.88 |  | 15h30 | 0.79 | 2.26 | 2.9071 | 2.1743 |  | 15h30 | 1.19 | 3.38 | 3.5286 | 2.6457 |  | 15h30 | 0 | 0 | 1.1386 | 0.86714 |  | 15h30 | 0.68 | 2.22 | 2.68 | 2.0543 |  | 15h30 | 1.02 | 3.09 | 3.0129 | 2.3 |  | 15h30 | 0 | 0 | 0.91143 | 0.70571 |  | 15h30 | 0.53 | 1.83 | 2.1486 | 1.6771 |  | 15h30 | 1.13 | 3.17 | 3.46 | 2.6229 |  | 15h30 | 0 | 0 | 1.19 | 0.90571 |  | 15h30 | 0.72 | 2.31 | 2.8129 | 2.1729 |  | 15h30 | 1.04 | 2.82 | 2.9057 | 2.1614 |  | 15h30 | 0 | 0 | 0.81571 | 0.61 |  | 15h30 | 0.54 | 1.59 | 1.9871 | 1.5043 |  | 15h30 | 0.95 | 2.57 | 2.6329 | 1.9543 |  | 15h30 | 0 | 0 | 0.75143 | 0.56143 |  | 15h30 | 0.49 | 1.45 | 1.7957 | 1.3557 |  | 15h30 | 0.89 | 2.51 | 2.4514 | 1.8414 |  | 15h30 | 0 | 0 | 0.70429 | 0.53286 |  | 15h30 | 0.44 | 1.36 | 1.6386 | 1.2529 |  | 15h30 | 0.8 | 2.32 | 2.2457 | 1.7 |  | 15h30 | 0 | 0 | 0.65286 | 0.49571 |  | 15h30 | 0.39 | 1.26 | 1.5071 | 1.1586 |  | 15h30 | 0.96 | 2.7 | 2.6757 | 2.0371 |  | 15h30 | 0 | 0 | 0.77857 | 0.58714 |  | 15h30 | 0.49 | 1.52 | 1.8286 | 1.4114
16h30 | 0.5 | 1.84 | 2.2014 | 16h30 | 0 | 0 | 0.51714 | 16h30 | 0.27 | 1.18 | 1.6371 | 1.2914 | 16h30 | 0.26 | 2.05 | 2.51 | 1.98 |  | 16h30 | 0 | 0 | 0.61286 | 0.48429 |  | 16h30 | 0.11 | 1.38 | 1.9514 | 1.5614 |  | 16h30 | 1.05 | 2.86 | 3.6814 | 2.7257 |  | 16h30 | 0 | 0 | 1.3571 | 1.0086 |  | 16h30 | 0.9 | 2.58 | 3.4357 | 2.5629 |  | 16h30 | 0.92 | 2.58 | 3.3071 | 2.4557 |  | 16h30 | 0 | 0 | 1.19 | 0.88714 |  | 16h30 | 0.77 | 2.22 | 3.0129 | 2.2543 |  | 16h30 | 0.87 | 2.57 | 3.1071 | 2.3471 |  | 16h30 | 0 | 0 | 1.1429 | 0.87143 |  | 16h30 | 0.67 | 2.22 | 2.7771 | 2.1271 |  | 16h30 | 0.73 | 2.27 | 2.5786 | 1.9771 |  | 16h30 | 0 | 0 | 0.91143 | 0.70571 |  | 16h30 | 0.51 | 1.79 | 2.2 | 1.7186 |  | 16h30 | 0.85 | 2.55 | 3.17 | 2.41 |  | 16h30 | 0 | 0 | 1.1986 | 0.91286 |  | 16h30 | 0.7 | 2.27 | 2.9329 | 2.2529 |  | 16h30 | 0.79 | 2.21 | 2.5486 | 1.9071 |  | 16h30 | 0 | 0 | 0.80714 | 0.60429 |  | 16h30 | 0.52 | 1.53 | 2.03 | 1.5343 |  | 16h30 | 0.72 | 2.03 | 2.3271 | 1.7386 |  | 16h30 | 0 | 0 | 0.74429 | 0.55714 |  | 16h30 | 0.47 | 1.39 | 1.84 | 1.3886 |  | 16h30 | 0.67 | 1.98 | 2.1614 | 1.6343 |  | 16h30 | 0 | 0 | 0.69286 | 0.52429 |  | 16h30 | 0.42 | 1.31 | 1.6686 | 1.2757 |  | 16h30 | 0.61 | 1.83 | 1.9929 | 1.5143 |  | 16h30 | 0 | 0 | 0.64143 | 0.48857 |  | 16h30 | 0.37 | 1.2 | 1.5314 | 1.1786 |  | 16h30 | 0.73 | 2.12 | 2.3714 | 1.8043 |  | 16h30 | 0 | 0 | 0.76857 | 0.58 |  | 16h30 | 0.47 | 1.47 | 1.88 | 1.4443
17h30 | 0.5 | 1.81 | 2.1071 | 17h30 | 0 | 0 | 0.52429 | 17h30 | 0.34 | 1.36 | 1.73 | 1.3557 | 17h30 | 0.4 | 2.04 | 2.4443 | 1.9071 |  | 17h30 | 0 | 0 | 0.63143 | 0.49286 |  | 17h30 | 0.27 | 1.6 | 2.0871 | 1.6414 |  | 17h30 | 0.92 | 2.61 | 3.63 | 2.6986 |  | 17h30 | 0 | 0 | 1.36 | 1.01 |  | 17h30 | 0.88 | 2.51 | 3.5486 | 2.64 |  | 17h30 | 0.82 | 2.36 | 3.2786 | 2.4443 |  | 17h30 | 0 | 0 | 1.1914 | 0.88714 |  | 17h30 | 0.75 | 2.18 | 3.1286 | 2.3386 |  | 17h30 | 0.73 | 2.25 | 3.0214 | 2.2914 |  | 17h30 | 0 | 0 | 1.1471 | 0.87429 |  | 17h30 | 0.65 | 2.11 | 2.8814 | 2.2014 |  | 17h30 | 0.6 | 1.95 | 2.4514 | 1.8857 |  | 17h30 | 0 | 0 | 0.90429 | 0.7 |  | 17h30 | 0.49 | 1.73 | 2.2629 | 1.7614 |  | 17h30 | 0.75 | 2.33 | 3.1671 | 2.41 |  | 17h30 | 0 | 0 | 1.2029 | 0.91571 |  | 17h30 | 0.69 | 2.21 | 3.0657 | 2.3414 |  | 17h30 | 0.66 | 1.9 | 2.3943 | 1.7943 |  | 17h30 | 0 | 0 | 0.79857 | 0.59714 |  | 17h30 | 0.51 | 1.49 | 2.0771 | 1.5643 |  | 17h30 | 0.61 | 1.75 | 2.2057 | 1.6529 |  | 17h30 | 0 | 0 | 0.73571 | 0.55143 |  | 17h30 | 0.46 | 1.36 | 1.8943 | 1.4271 |  | 17h30 | 0.56 | 1.69 | 2.0371 | 1.5429 |  | 17h30 | 0 | 0 | 0.68286 | 0.51714 |  | 17h30 | 0.4 | 1.27 | 1.7157 | 1.3086 |  | 17h30 | 0.51 | 1.57 | 1.8843 | 1.4357 |  | 17h30 | 0 | 0 | 0.63143 | 0.48143 |  | 17h30 | 0.36 | 1.17 | 1.58 | 1.2114 |  | 17h30 | 0.61 | 1.83 | 2.2529 | 1.71 |  | 17h30 | 0 | 0 | 0.76286 | 0.57571 |  | 17h30 | 0.46 | 1.44 | 1.9414 | 1.4843
18h30 | 0.54 | 1.86 | 2.0957 | 18h30 | 0.63 | 1.96 | 2.1829 | 18h30 | 0.42 | 1.55 | 1.8286 | 1.4229 | 18h30 | 0.52 | 2.12 | 2.4643 | 1.9029 |  | 18h30 | 0.53 | 2.03 | 2.3914 | 1.8186 |  | 18h30 | 0.4 | 1.83 | 2.2186 | 1.7271 |  | 18h30 | 0.89 | 2.55 | 3.67 | 2.7257 |  | 18h30 | 0.64 | 1.7 | 2.9314 | 2.1629 |  | 18h30 | 0.88 | 2.51 | 3.6343 | 2.7 |  | 18h30 | 0.8 | 2.32 | 3.3071 | 2.4657 |  | 18h30 | 0.57 | 1.54 | 2.7157 | 2.0043 |  | 18h30 | 0.76 | 2.18 | 3.2057 | 2.39 |  | 18h30 | 0.7 | 2.17 | 3.04 | 2.3086 |  | 18h30 | 0.61 | 1.68 | 2.6886 | 2.0086 |  | 18h30 | 0.65 | 2.11 | 2.9614 | 2.2614 |  | 18h30 | 0.57 | 1.87 | 2.4286 | 1.8729 |  | 18h30 | 0.54 | 1.61 | 2.3343 | 1.7671 |  | 18h30 | 0.5 | 1.73 | 2.3129 | 1.7971 |  | 18h30 | 0.73 | 2.28 | 3.2214 | 2.4486 |  | 18h30 | 0.59 | 1.7 | 2.6057 | 1.9671 |  | 18h30 | 0.69 | 2.21 | 3.1557 | 2.4057 |  | 18h30 | 0.61 | 1.77 | 2.3129 | 1.7329 |  | 18h30 | 0.47 | 1.35 | 2.1243 | 1.5786 |  | 18h30 | 0.51 | 1.51 | 2.1 | 1.5786 |  | 18h30 | 0.56 | 1.64 | 2.1414 | 1.6071 |  | 18h30 | 0.49 | 1.36 | 2.0271 | 1.5057 |  | 18h30 | 0.46 | 1.38 | 1.9314 | 1.4529 |  | 18h30 | 0.52 | 1.57 | 1.9729 | 1.4929 |  | 18h30 | 0.49 | 1.33 | 1.9243 | 1.4386 |  | 18h30 | 0.41 | 1.27 | 1.7414 | 1.3257 |  | 18h30 | 0.47 | 1.45 | 1.8257 | 1.39 |  | 18h30 | 0.48 | 1.33 | 1.8343 | 1.3771 |  | 18h30 | 0.36 | 1.17 | 1.6043 | 1.23 |  | 18h30 | 0.57 | 1.71 | 2.1986 | 1.6643 |  | 18h30 | 0.49 | 1.34 | 2.0443 | 1.53 |  | 18h30 | 0.47 | 1.45 | 1.9843 | 1.51
19h30 | 0.56 | 1.87 | 2.0929 | 19h30 | 1.07 | 3.22 | 3.3157 | 19h30 | 0.47 | 1.64 | 1.8971 | 1.4714 | 19h30 | 0.6 | 2.16 | 2.4843 | 1.91 |  | 19h30 | 0.91 | 3.41 | 3.67 | 2.7657 |  | 19h30 | 0.49 | 1.95 | 2.3086 | 1.7857 |  | 19h30 | 0.89 | 2.55 | 3.73 | 2.7686 |  | 19h30 | 1.28 | 3.18 | 4.3457 | 3.16 |  | 19h30 | 0.88 | 2.51 | 3.7057 | 2.7514 |  | 19h30 | 0.8 | 2.32 | 3.3414 | 2.49 |  | 19h30 | 1.15 | 2.94 | 4.0129 | 2.9271 |  | 19h30 | 0.76 | 2.2 | 3.2586 | 2.4271 |  | 19h30 | 0.69 | 2.15 | 3.08 | 2.3414 |  | 19h30 | 1.19 | 3.12 | 3.9729 | 2.9357 |  | 19h30 | 0.65 | 2.09 | 3.0257 | 2.3086 |  | 19h30 | 0.55 | 1.83 | 2.44 | 1.8829 |  | 19h30 | 1.08 | 2.97 | 3.4314 | 2.5643 |  | 19h30 | 0.5 | 1.73 | 2.3557 | 1.83 |  | 19h30 | 0.53 | 2.01 | 2.8029 | 2.2157 |  | 19h30 | 0.91 | 2.71 | 3.3514 | 2.5714 |  | 19h30 | 0.5 | 1.95 | 2.7529 | 2.1843 |  | 19h30 | 0.58 | 1.69 | 2.2714 | 1.7 |  | 19h30 | 1.03 | 2.7 | 3.2043 | 2.35 |  | 19h30 | 0.51 | 1.51 | 2.1257 | 1.5943 |  | 19h30 | 0.54 | 1.57 | 2.1071 | 1.5786 |  | 19h30 | 0.99 | 2.57 | 3.0171 | 2.2129 |  | 19h30 | 0.47 | 1.38 | 1.9586 | 1.4714 |  | 19h30 | 0.49 | 1.48 | 1.93 | 1.4614 |  | 19h30 | 0.96 | 2.54 | 2.8557 | 2.1129 |  | 19h30 | 0.41 | 1.28 | 1.7729 | 1.3471 |  | 19h30 | 0.44 | 1.38 | 1.7886 | 1.3614 |  | 19h30 | 0.9 | 2.43 | 2.6886 | 2 |  | 19h30 | 0.37 | 1.18 | 1.6314 | 1.2457 |  | 19h30 | 0.54 | 1.64 | 2.1657 | 1.6371 |  | 19h30 | 1 | 2.64 | 3.0543 | 2.2614 |  | 19h30 | 0.47 | 1.45 | 2.0157 | 1.5286
20h30 | 0.56 | 1.84 | 2.0757 | 20h30 | 1.04 | 3.2 | 3.3471 | 20h30 | 0.49 | 1.68 | 1.9343 | 1.4971 | 20h30 | 0.63 | 2.16 | 2.4914 | 1.91 |  | 20h30 | 0.93 | 3.44 | 3.7729 | 2.8543 |  | 20h30 | 0.56 | 2.01 | 2.3671 | 1.8214 |  | 20h30 | 0.88 | 2.52 | 3.7943 | 2.8186 |  | 20h30 | 1.39 | 3.53 | 4.7071 | 3.4314 |  | 20h30 | 0.87 | 2.51 | 3.7771 | 2.8071 |  | 20h30 | 0.79 | 2.28 | 3.3814 | 2.5186 |  | 20h30 | 1.28 | 3.32 | 4.2986 | 3.1443 |  | 20h30 | 0.75 | 2.2 | 3.3129 | 2.4686 |  | 20h30 | 0.67 | 2.11 | 3.13 | 2.3814 |  | 20h30 | 1.26 | 3.39 | 4.19 | 3.1129 |  | 20h30 | 0.65 | 2.09 | 3.0914 | 2.36 |  | 20h30 | 0.53 | 1.77 | 2.4657 | 1.9057 |  | 20h30 | 1.15 | 3.19 | 3.5414 | 2.6571 |  | 20h30 | 0.49 | 1.73 | 2.4086 | 1.8714 |  | 20h30 | 0.34 | 1.7 | 2.3714 | 1.98 |  | 20h30 | 0.73 | 2.56 | 3.1571 | 2.5157 |  | 20h30 | 0.47 | 1.95 | 2.4186 | 2.0014 |  | 20h30 | 0.55 | 1.62 | 2.26 | 1.6914 |  | 20h30 | 1.22 | 3.17 | 3.4329 | 2.5229 |  | 20h30 | 0.5 | 1.49 | 2.1557 | 1.6157 |  | 20h30 | 0.51 | 1.5 | 2.0986 | 1.5729 |  | 20h30 | 1.11 | 2.92 | 3.1871 | 2.3443 |  | 20h30 | 0.46 | 1.37 | 1.9871 | 1.4914 |  | 20h30 | 0.46 | 1.4 | 1.9143 | 1.4486 |  | 20h30 | 1.05 | 2.9 | 3 | 2.2286 |  | 20h30 | 0.4 | 1.26 | 1.7971 | 1.3643 |  | 20h30 | 0.42 | 1.3 | 1.7743 | 1.35 |  | 20h30 | 0.96 | 2.69 | 2.7871 | 2.0814 |  | 20h30 | 0.36 | 1.16 | 1.6557 | 1.2643 |  | 20h30 | 0.52 | 1.56 | 2.1586 | 1.6286 |  | 20h30 | 1.12 | 3.06 | 3.2429 | 2.4114 |  | 20h30 | 0.47 | 1.43 | 2.0514 | 1.5514
21h30 | 0.54 | 1.78 | 2.0414 | 21h30 | 0.83 | 2.59 | 2.8 | 21h30 | 0.49 | 1.66 | 1.9371 | 1.4986 | 21h30 | 0.64 | 2.11 | 2.47 | 1.8886 |  | 21h30 | 0.82 | 2.82 | 3.18 | 2.4114 |  | 21h30 | 0.59 | 2 | 2.38 | 1.8243 |  | 21h30 | 0.87 | 2.48 | 3.8486 | 2.8557 |  | 21h30 | 1.03 | 2.79 | 4.1257 | 3.04 |  | 21h30 | 0.86 | 2.48 | 3.8371 | 2.8514 |  | 21h30 | 0.78 | 2.24 | 3.4129 | 2.5386 |  | 21h30 | 0.96 | 2.64 | 3.7614 | 2.7786 |  | 21h30 | 0.75 | 2.17 | 3.3557 | 2.4986 |  | 21h30 | 0.66 | 2.08 | 3.1786 | 2.42 |  | 21h30 | 0.9 | 2.55 | 3.5886 | 2.6914 |  | 21h30 | 0.63 | 2.04 | 3.1414 | 2.3986 |  | 21h30 | 0.52 | 1.74 | 2.4914 | 1.9257 |  | 21h30 | 0.79 | 2.35 | 2.9629 | 2.2471 |  | 21h30 | 0.48 | 1.69 | 2.4414 | 1.8971 |  | 21h30 | 0.29 | 1.65 | 2.3829 | 2.0071 |  | 21h30 | 0.43 | 1.95 | 2.6671 | 2.1929 |  | 21h30 | 0.35 | 1.77 | 2.3986 | 2.0114 |  | 21h30 | 0.53 | 1.56 | 2.2514 | 1.6843 |  | 21h30 | 0.88 | 2.41 | 2.9057 | 2.1514 |  | 21h30 | 0.5 | 1.47 | 2.1743 | 1.6286 |  | 21h30 | 0.49 | 1.45 | 2.0929 | 1.5686 |  | 21h30 | 0.81 | 2.24 | 2.7086 | 2.01 |  | 21h30 | 0.46 | 1.35 | 2.0129 | 1.51 |  | 21h30 | 0.44 | 1.34 | 1.9057 | 1.4414 |  | 21h30 | 0.77 | 2.21 | 2.5486 | 1.9057 |  | 21h30 | 0.4 | 1.24 | 1.8214 | 1.3814 |  | 21h30 | 0.4 | 1.25 | 1.7671 | 1.3443 |  | 21h30 | 0.71 | 2.06 | 2.38 | 1.7886 |  | 21h30 | 0.36 | 1.14 | 1.6786 | 1.28 |  | 21h30 | 0.5 | 1.51 | 2.1557 | 1.6257 |  | 21h30 | 0.82 | 2.33 | 2.7643 | 2.0671 |  | 21h30 | 0.46 | 1.42 | 2.0786 | 1.5714
22h30 | 0.53 | 1.73 | 2.01 | 22h30 | 0.72 | 2.24 | 2.4971 | 22h30 | 0.49 | 1.63 | 1.9286 | 1.4886 | 22h30 | 0.64 | 2.06 | 2.4414 | 1.8657 |  | 22h30 | 0.76 | 2.49 | 2.8771 | 2.1843 |  | 22h30 | 0.61 | 1.98 | 2.3743 | 1.8157 |  | 22h30 | 0.87 | 2.47 | 3.8829 | 2.8829 |  | 22h30 | 0.91 | 2.58 | 3.9714 | 2.9457 |  | 22h30 | 0.86 | 2.48 | 3.8757 | 2.8786 |  | 22h30 | 0.77 | 2.22 | 3.4286 | 2.55 |  | 22h30 | 0.85 | 2.43 | 3.5971 | 2.6714 |  | 22h30 | 0.74 | 2.17 | 3.3786 | 2.5157 |  | 22h30 | 0.65 | 2.06 | 3.2057 | 2.4429 |  | 22h30 | 0.76 | 2.26 | 3.38 | 2.5543 |  | 22h30 | 0.63 | 2.04 | 3.1729 | 2.4257 |  | 22h30 | 0.51 | 1.72 | 2.5014 | 1.9371 |  | 22h30 | 0.64 | 2.03 | 2.7314 | 2.0914 |  | 22h30 | 0.48 | 1.69 | 2.4629 | 1.9143 |  | 22h30 | 0.29 | 1.63 | 2.4 | 2.0243 |  | 22h30 | 0.33 | 1.77 | 2.5157 | 2.1029 |  | 22h30 | 0.35 | 1.77 | 2.4214 | 2.0329 |  | 22h30 | 0.52 | 1.53 | 2.24 | 1.6757 |  | 22h30 | 0.72 | 2.04 | 2.6343 | 1.9614 |  | 22h30 | 0.5 | 1.46 | 2.1857 | 1.6357 |  | 22h30 | 0.48 | 1.42 | 2.0829 | 1.56 |  | 22h30 | 0.67 | 1.91 | 2.4671 | 1.8386 |  | 22h30 | 0.45 | 1.35 | 2.0243 | 1.5186 |  | 22h30 | 0.43 | 1.31 | 1.8914 | 1.4314 |  | 22h30 | 0.63 | 1.86 | 2.3057 | 1.7329 |  | 22h30 | 0.39 | 1.23 | 1.8286 | 1.3871 |  | 22h30 | 0.39 | 1.22 | 1.7543 | 1.3343 |  | 22h30 | 0.58 | 1.74 | 2.1543 | 1.6286 |  | 22h30 | 0.35 | 1.14 | 1.6843 | 1.2857 |  | 22h30 | 0.49 | 1.48 | 2.1514 | 1.6214 |  | 22h30 | 0.68 | 1.98 | 2.5229 | 1.8914 |  | 22h30 | 0.46 | 1.41 | 2.0929 | 1.5786
23h30 | 0.53 | 1.71 | 2.0029 | 23h30 | 0.66 | 2.06 | 2.3414 | 23h30 | 0.5 | 1.63 | 1.9371 | 1.4943 | 23h30 | 0.65 | 2.05 | 2.4414 | 1.8629 |  | 23h30 | 0.73 | 2.33 | 2.7257 | 2.07 |  | 23h30 | 0.62 | 1.99 | 2.3886 | 1.8257 |  | 23h30 | 0.87 | 2.47 | 3.9186 | 2.9086 |  | 23h30 | 0.89 | 2.53 | 3.9657 | 2.9429 |  | 23h30 | 0.86 | 2.47 | 3.9171 | 2.9086 |  | 23h30 | 0.77 | 2.22 | 3.4457 | 2.5657 |  | 23h30 | 0.82 | 2.37 | 3.5686 | 2.6557 |  | 23h30 | 0.75 | 2.17 | 3.4029 | 2.5329 |  | 23h30 | 0.65 | 2.06 | 3.2357 | 2.4671 |  | 23h30 | 0.71 | 2.17 | 3.3314 | 2.5286 |  | 23h30 | 0.63 | 2.04 | 3.21 | 2.4529 |  | 23h30 | 0.51 | 1.71 | 2.5257 | 1.9557 |  | 23h30 | 0.59 | 1.89 | 2.6714 | 2.0529 |  | 23h30 | 0.48 | 1.68 | 2.49 | 1.9371 |  | 23h30 | 0.27 | 1.63 | 2.42 | 2.0457 |  | 23h30 | 0.31 | 1.71 | 2.4914 | 2.0914 |  | 23h30 | 0.28 | 1.66 | 2.4157 | 2.04 |  | 23h30 | 0.51 | 1.51 | 2.2429 | 1.6786 |  | 23h30 | 0.64 | 1.84 | 2.5 | 1.8643 |  | 23h30 | 0.5 | 1.46 | 2.2029 | 1.6471 |  | 23h30 | 0.47 | 1.4 | 2.0857 | 1.5643 |  | 23h30 | 0.6 | 1.73 | 2.3429 | 1.7486 |  | 23h30 | 0.45 | 1.35 | 2.0371 | 1.5286 |  | 23h30 | 0.42 | 1.29 | 1.8943 | 1.4343 |  | 23h30 | 0.56 | 1.66 | 2.1771 | 1.64 |  | 23h30 | 0.39 | 1.23 | 1.8443 | 1.4 |  | 23h30 | 0.38 | 1.2 | 1.7529 | 1.3343 |  | 23h30 | 0.52 | 1.56 | 2.0343 | 1.54 |  | 23h30 | 0.35 | 1.14 | 1.6986 | 1.2971 |  | 23h30 | 0.48 | 1.46 | 2.1529 | 1.6229 |  | 23h30 | 0.61 | 1.79 | 2.4014 | 1.8043 |  | 23h30 | 0.46 | 1.41 | 2.1071 | 1.5914
00h30 | 0.38 | 1.29 |  | 00h30 | 0.17 | 0.63 |  | 00h30 | 0.36 | 1.31 |  |  | 00h30 | 0.38 | 1.51 |  |  |  | 00h30 | 0.24 | 0.89 |  |  |  | 00h30 | 0.33 | 1.66 |  |  |  | 00h30 | 0.66 | 1.91 |  |  |  | 00h30 | 0.31 | 1.02 |  |  |  | 00h30 | 0.86 | 2.47 |  |  |  | 00h30 | 0.58 | 1.69 |  |  |  | 00h30 | 0.25 | 0.87 |  |  |  | 00h30 | 0.72 | 2.17 |  |  |  | 00h30 | 0.51 | 1.65 |  |  |  | 00h30 | 0.17 | 0.69 |  |  |  | 00h30 | 0.63 | 2.04 |  |  |  | 00h30 | 0.4 | 1.4 |  |  |  | 00h30 | 0.12 | 0.43 |  |  |  | 00h30 | 0.45 | 1.68 |  |  |  | 00h30 | 0.27 | 1.39 |  |  |  | 00h30 | 0 | 0.43 |  |  |  | 00h30 | 0.28 | 1.66 |  |  |  | 00h30 | 0.4 | 1.22 |  |  |  | 00h30 | 0.15 | 0.39 |  |  |  | 00h30 | 0.45 | 1.4 |  |  |  | 00h30 | 0.38 | 1.14 |  |  |  | 00h30 | 0.13 | 0.36 |  |  |  | 00h30 | 0.4 | 1.31 |  |  |  | 00h30 | 0.34 | 1.07 |  |  |  | 00h30 | 0.12 | 0.32 |  |  |  | 00h30 | 0.34 | 1.2 |  |  |  | 00h30 | 0.31 | 1.01 |  |  |  | 00h30 | 0.11 | 0.3 |  |  |  | 00h30 | 0.29 | 1.09 |  |  |  | 00h30 | 0.38 | 1.18 |  |  |  | 00h30 | 0.14 | 0.37 |  |  |  | 00h30 | 0.39 | 1.37
01h30 | 0.03 | 0.33 |  | 01h30 | 0 | 0.16 |  | 01h30 | 0.04 | 0.31 |  |  | 01h30 | 0.08 | 0.55 |  |  |  | 01h30 | 0 | 0.3 |  |  |  | 01h30 | 0.02 | 0.57 |  |  |  | 01h30 | 0.18 | 0.7 |  |  |  | 01h30 | 0.06 | 0.33 |  |  |  | 01h30 | 0.25 | 0.91 |  |  |  | 01h30 | 0.1 | 0.49 |  |  |  | 01h30 | 0.02 | 0.22 |  |  |  | 01h30 | 0.15 | 0.64 |  |  |  | 01h30 | 0.03 | 0.42 |  |  |  | 01h30 | 0 | 0.17 |  |  |  | 01h30 | 0.06 | 0.53 |  |  |  | 01h30 | 0 | 0.18 |  |  |  | 01h30 | 0 | 0.04 |  |  |  | 01h30 | 0 | 0.23 |  |  |  | 01h30 | 0.04 | 0.38 |  |  |  | 01h30 | 0 | 0.08 |  |  |  | 01h30 | 0.02 | 0.45 |  |  |  | 01h30 | 0 | 0.03 |  |  |  | 01h30 | 0 | 0 |  |  |  | 01h30 | 0 | 0.05 |  |  |  | 01h30 | 0 | 0 |  |  |  | 01h30 | 0 | 0 |  |  |  | 01h30 | 0 | 0 |  |  |  | 01h30 | 0 | 0 |  |  |  | 01h30 | 0 | 0 |  |  |  | 01h30 | 0 | 0 |  |  |  | 01h30 | 0 | 0 |  |  |  | 01h30 | 0 | 0 |  |  |  | 01h30 | 0 | 0 |  |  |  | 01h30 | 0 | 0 |  |  |  | 01h30 | 0 | 0 |  |  |  | 01h30 | 0 | 0.02
02h30 | 0.03 | 0.33 |  | 02h30 | 0 | 0 |  | 02h30 | 0.04 | 0.31 |  |  | 02h30 | 0.08 | 0.55 |  |  |  | 02h30 | 0 | 0 |  |  |  | 02h30 | 0.02 | 0.57 |  |  |  | 02h30 | 0.18 | 0.7 |  |  |  | 02h30 | 0.11 | 0.48 |  |  |  | 02h30 | 0.25 | 0.91 |  |  |  | 02h30 | 0.1 | 0.49 |  |  |  | 02h30 | 0.07 | 0.37 |  |  |  | 02h30 | 0.15 | 0.64 |  |  |  | 02h30 | 0.03 | 0.42 |  |  |  | 02h30 | 0.02 | 0.3 |  |  |  | 02h30 | 0.06 | 0.53 |  |  |  | 02h30 | 0 | 0.18 |  |  |  | 02h30 | 0 | 0.15 |  |  |  | 02h30 | 0 | 0.23 |  |  |  | 02h30 | 0.04 | 0.38 |  |  |  | 02h30 | 0.04 | 0.22 |  |  |  | 02h30 | 0.02 | 0.45 |  |  |  | 02h30 | 0 | 0.03 |  |  |  | 02h30 | 0 | 0.07 |  |  |  | 02h30 | 0 | 0.05 |  |  |  | 02h30 | 0 | 0 |  |  |  | 02h30 | 0 | 0.03 |  |  |  | 02h30 | 0 | 0 |  |  |  | 02h30 | 0 | 0 |  |  |  | 02h30 | 0 | 0 |  |  |  | 02h30 | 0 | 0 |  |  |  | 02h30 | 0 | 0 |  |  |  | 02h30 | 0 | 0 |  |  |  | 02h30 | 0 | 0 |  |  |  | 02h30 | 0 | 0 |  |  |  | 02h30 | 0 | 0.05 |  |  |  | 02h30 | 0 | 0.02
03h30 | 0 | 0.37 |  | 03h30 | 0 | 0 |  | 03h30 | 0 | 0.36 |  |  | 03h30 | 0.09 | 0.63 |  |  |  | 03h30 | 0 | 0 |  |  |  | 03h30 | 0.08 | 0.64 |  |  |  | 03h30 | 0.19 | 0.64 |  |  |  | 03h30 | 0.16 | 0.66 |  |  |  | 03h30 | 0.21 | 0.71 |  |  |  | 03h30 | 0.11 | 0.48 |  |  |  | 03h30 | 0.09 | 0.49 |  |  |  | 03h30 | 0.13 | 0.53 |  |  |  | 03h30 | 0.05 | 0.43 |  |  |  | 03h30 | 0.03 | 0.41 |  |  |  | 03h30 | 0.05 | 0.45 |  |  |  | 03h30 | 0 | 0.21 |  |  |  | 03h30 | 0 | 0.22 |  |  |  | 03h30 | 0 | 0.22 |  |  |  | 03h30 | 0.07 | 0.34 |  |  |  | 03h30 | 0.06 | 0.32 |  |  |  | 03h30 | 0.06 | 0.37 |  |  |  | 03h30 | 0 | 0.07 |  |  |  | 03h30 | 0 | 0.09 |  |  |  | 03h30 | 0 | 0.06 |  |  |  | 03h30 | 0 | 0.02 |  |  |  | 03h30 | 0 | 0.03 |  |  |  | 03h30 | 0 | 0 |  |  |  | 03h30 | 0 | 0 |  |  |  | 03h30 | 0 | 0 |  |  |  | 03h30 | 0 | 0 |  |  |  | 03h30 | 0 | 0 |  |  |  | 03h30 | 0 | 0 |  |  |  | 03h30 | 0 | 0 |  |  |  | 03h30 | 0 | 0.05 |  |  |  | 03h30 | 0 | 0.06 |  |  |  | 03h30 | 0 | 0.03
04h30 | 0.01 | 0.43 |  | 04h30 | 0 | 0 |  | 04h30 | 0 | 0.4 |  |  | 04h30 | 0.14 | 0.67 |  |  |  | 04h30 | 0 | 0 |  |  |  | 04h30 | 0.13 | 0.64 |  |  |  | 04h30 | 0.19 | 0.7 |  |  |  | 04h30 | 0.21 | 0.75 |  |  |  | 04h30 | 0.21 | 0.71 |  |  |  | 04h30 | 0.11 | 0.48 |  |  |  | 04h30 | 0.14 | 0.58 |  |  |  | 04h30 | 0.13 | 0.53 |  |  |  | 04h30 | 0.05 | 0.43 |  |  |  | 04h30 | 0.08 | 0.53 |  |  |  | 04h30 | 0.05 | 0.45 |  |  |  | 04h30 | 0 | 0.21 |  |  |  | 04h30 | 0.01 | 0.33 |  |  |  | 04h30 | 0 | 0.22 |  |  |  | 04h30 | 0.07 | 0.34 |  |  |  | 04h30 | 0.11 | 0.4 |  |  |  | 04h30 | 0.06 | 0.37 |  |  |  | 04h30 | 0 | 0.07 |  |  |  | 04h30 | 0.01 | 0.17 |  |  |  | 04h30 | 0 | 0.06 |  |  |  | 04h30 | 0 | 0.02 |  |  |  | 04h30 | 0 | 0.1 |  |  |  | 04h30 | 0 | 0 |  |  |  | 04h30 | 0 | 0 |  |  |  | 04h30 | 0 | 0.02 |  |  |  | 04h30 | 0 | 0 |  |  |  | 04h30 | 0 | 0 |  |  |  | 04h30 | 0 | 0 |  |  |  | 04h30 | 0 | 0 |  |  |  | 04h30 | 0 | 0.05 |  |  |  | 04h30 | 0 | 0.14 |  |  |  | 04h30 | 0 | 0.03
05h30 | 0.05 | 0.52 |  | 05h30 | 0 | 0 |  | 05h30 | 0.04 | 0.5 |  |  | 05h30 | 0.17 | 0.78 |  |  |  | 05h30 | 0 | 0 |  |  |  | 05h30 | 0.17 | 0.75 |  |  |  | 05h30 | 0.2 | 0.7 |  |  |  | 05h30 | 0.24 | 0.78 |  |  |  | 05h30 | 0.21 | 0.69 |  |  |  | 05h30 | 0.13 | 0.5 |  |  |  | 05h30 | 0.17 | 0.62 |  |  |  | 05h30 | 0.13 | 0.5 |  |  |  | 05h30 | 0.07 | 0.48 |  |  |  | 05h30 | 0.12 | 0.59 |  |  |  | 05h30 | 0.07 | 0.49 |  |  |  | 05h30 | 0 | 0.28 |  |  |  | 05h30 | 0.02 | 0.38 |  |  |  | 05h30 | 0 | 0.26 |  |  |  | 05h30 | 0.1 | 0.36 |  |  |  | 05h30 | 0.14 | 0.45 |  |  |  | 05h30 | 0.09 | 0.37 |  |  |  | 05h30 | 0 | 0.12 |  |  |  | 05h30 | 0.01 | 0.21 |  |  |  | 05h30 | 0 | 0.12 |  |  |  | 05h30 | 0 | 0.04 |  |  |  | 05h30 | 0 | 0.16 |  |  |  | 05h30 | 0 | 0.03 |  |  |  | 05h30 | 0 | 0 |  |  |  | 05h30 | 0 | 0.07 |  |  |  | 05h30 | 0 | 0 |  |  |  | 05h30 | 0 | 0 |  |  |  | 05h30 | 0 | 0.02 |  |  |  | 05h30 | 0 | 0 |  |  |  | 05h30 | 0 | 0.08 |  |  |  | 05h30 | 0 | 0.18 |  |  |  | 05h30 | 0 | 0.08
06h30 | 0.1 | 0.59 |  | 06h30 | 0 | 0 |  | 06h30 | 0.09 | 0.58 |  |  | 06h30 | 0.2 | 0.89 |  |  |  | 06h30 | 0 | 0 |  |  |  | 06h30 | 0.2 | 0.86 |  |  |  | 06h30 | 0.21 | 0.73 |  |  |  | 06h30 | 0.24 | 0.77 |  |  |  | 06h30 | 0.21 | 0.7 |  |  |  | 06h30 | 0.13 | 0.52 |  |  |  | 06h30 | 0.17 | 0.61 |  |  |  | 06h30 | 0.13 | 0.5 |  |  |  | 06h30 | 0.09 | 0.53 |  |  |  | 06h30 | 0.13 | 0.6 |  |  |  | 06h30 | 0.07 | 0.49 |  |  |  | 06h30 | 0 | 0.31 |  |  |  | 06h30 | 0.04 | 0.42 |  |  |  | 06h30 | 0 | 0.27 |  |  |  | 06h30 | 0.12 | 0.39 |  |  |  | 06h30 | 0.15 | 0.44 |  |  |  | 06h30 | 0.1 | 0.37 |  |  |  | 06h30 | 0 | 0.16 |  |  |  | 06h30 | 0.02 | 0.25 |  |  |  | 06h30 | 0 | 0.15 |  |  |  | 06h30 | 0 | 0.09 |  |  |  | 06h30 | 0 | 0.18 |  |  |  | 06h30 | 0 | 0.07 |  |  |  | 06h30 | 0 | 0 |  |  |  | 06h30 | 0 | 0.11 |  |  |  | 06h30 | 0 | 0 |  |  |  | 06h30 | 0 | 0 |  |  |  | 06h30 | 0 | 0.05 |  |  |  | 06h30 | 0 | 0 |  |  |  | 06h30 | 0 | 0.13 |  |  |  | 06h30 | 0.01 | 0.21 |  |  |  | 06h30 | 0 | 0.11
07h30 | 0.47 | 1.66 |  | 07h30 | 0 | 0 |  | 07h30 | 0.48 | 1.59 |  |  | 07h30 | 0.66 | 2.18 |  |  |  | 07h30 | 0 | 0 |  |  |  | 07h30 | 0.65 | 2.14 |  |  |  | 07h30 | 0.69 | 1.97 |  |  |  | 07h30 | 0.7 | 1.99 |  |  |  | 07h30 | 0.68 | 1.93 |  |  |  | 07h30 | 0.57 | 1.7 |  |  |  | 07h30 | 0.62 | 1.8 |  |  |  | 07h30 | 0.57 | 1.66 |  |  |  | 07h30 | 0.51 | 1.73 |  |  |  | 07h30 | 0.57 | 1.79 |  |  |  | 07h30 | 0.49 | 1.67 |  |  |  | 07h30 | 0.37 | 1.44 |  |  |  | 07h30 | 0.43 | 1.57 |  |  |  | 07h30 | 0.35 | 1.36 |  |  |  | 07h30 | 0.39 | 1.35 |  |  |  | 07h30 | 0.42 | 1.4 |  |  |  | 07h30 | 0.36 | 1.32 |  |  |  | 07h30 | 0.32 | 1.07 |  |  |  | 07h30 | 0.39 | 1.32 |  |  |  | 07h30 | 0.32 | 0.96 |  |  |  | 07h30 | 0.32 | 0.98 |  |  |  | 07h30 | 0.3 | 1.15 |  |  |  | 07h30 | 0.32 | 1.02 |  |  |  | 07h30 | 0.3 | 1.05 |  |  |  | 07h30 | 0.32 | 0.95 |  |  |  | 07h30 | 0.3 | 1.04 |  |  |  | 07h30 | 0.29 | 1.01 |  |  |  | 07h30 | 0.31 | 1.02 |  |  |  | 07h30 | 0.28 | 0.99 |  |  |  | 07h30 | 0.32 | 0.96 |  |  |  | 07h30 | 0.29 | 1.25 |  |  |  | 07h30 | 0.32 | 0.87
08h30 | 0.82 | 2.53 |  | 08h30 | 0.62 | 1.99 |  | 08h30 | 0.82 | 2.46 |  |  | 08h30 | 1.02 | 3.04 |  |  |  | 08h30 | 0.7 | 2.18 |  |  |  | 08h30 | 1.01 | 3 |  |  |  | 08h30 | 1.01 | 2.71 |  |  |  | 08h30 | 1.02 | 2.72 |  |  |  | 08h30 | 1.01 | 2.68 |  |  |  | 08h30 | 0.9 | 2.44 |  |  |  | 08h30 | 0.94 | 2.52 |  |  |  | 08h30 | 0.88 | 2.39 |  |  |  | 08h30 | 0.83 | 2.45 |  |  |  | 08h30 | 0.88 | 2.5 |  |  |  | 08h30 | 0.81 | 2.41 |  |  |  | 08h30 | 0.7 | 2.19 |  |  |  | 08h30 | 0.75 | 2.29 |  |  |  | 08h30 | 0.67 | 2.13 |  |  |  | 08h30 | 0.52 | 1.84 |  |  |  | 08h30 | 0.55 | 1.87 |  |  |  | 08h30 | 0.49 | 1.82 |  |  |  | 08h30 | 0.67 | 1.87 |  |  |  | 08h30 | 0.73 | 2.08 |  |  |  | 08h30 | 0.65 | 1.78 |  |  |  | 08h30 | 0.63 | 1.75 |  |  |  | 08h30 | 0.65 | 1.93 |  |  |  | 08h30 | 0.61 | 1.77 |  |  |  | 08h30 | 0.56 | 1.76 |  |  |  | 08h30 | 0.62 | 1.74 |  |  |  | 08h30 | 0.55 | 1.73 |  |  |  | 08h30 | 0.51 | 1.65 |  |  |  | 08h30 | 0.58 | 1.74 |  |  |  | 08h30 | 0.5 | 1.61 |  |  |  | 08h30 | 0.63 | 1.77 |  |  |  | 08h30 | 0.65 | 2.02 |  |  |  | 08h30 | 0.62 | 1.69
09h30 | 0.92 | 2.72 |  | 09h30 | 1.11 | 3.31 |  | 09h30 | 0.9 | 2.72 |  |  | 09h30 | 1.04 | 3.04 |  |  |  | 09h30 | 1.28 | 3.74 |  |  |  | 09h30 | 1.04 | 3.02 |  |  |  | 09h30 | 0.34 | 0.82 |  |  |  | 09h30 | 0.48 | 1.28 |  |  |  | 09h30 | 0.97 | 2.6 |  |  |  | 09h30 | 0.33 | 0.76 |  |  |  | 09h30 | 0.43 | 1.18 |  |  |  | 09h30 | 0.87 | 2.36 |  |  |  | 09h30 | 0.34 | 0.77 |  |  |  | 09h30 | 0.39 | 1.14 |  |  |  | 09h30 | 0.82 | 2.35 |  |  |  | 09h30 | 0.33 | 0.79 |  |  |  | 09h30 | 0.35 | 1.02 |  |  |  | 09h30 | 0.73 | 2.18 |  |  |  | 09h30 | 0.15 | 0.52 |  |  |  | 09h30 | 0.22 | 0.78 |  |  |  | 09h30 | 0.64 | 2.04 |  |  |  | 09h30 | 0.34 | 0.84 |  |  |  | 09h30 | 0.36 | 0.95 |  |  |  | 09h30 | 0.78 | 2.18 |  |  |  | 09h30 | 0.31 | 0.82 |  |  |  | 09h30 | 0.35 | 0.9 |  |  |  | 09h30 | 0.71 | 1.99 |  |  |  | 09h30 | 0.26 | 0.71 |  |  |  | 09h30 | 0.3 | 0.86 |  |  |  | 09h30 | 0.62 | 1.82 |  |  |  | 09h30 | 0.23 | 0.64 |  |  |  | 09h30 | 0.27 | 0.77 |  |  |  | 09h30 | 0.55 | 1.66 |  |  |  | 09h30 | 0.31 | 0.85 |  |  |  | 09h30 | 0.36 | 0.93 |  |  |  | 09h30 | 0.72 | 2.14
10h30 | 0.75 | 2.3 |  | 10h30 | 1.11 | 3.29 |  | 10h30 | 0.73 | 2.29 |  |  | 10h30 | 0.86 | 2.6 |  |  |  | 10h30 | 1.31 | 3.8 |  |  |  | 10h30 | 0.86 | 2.59 |  |  |  | 10h30 | 0 | 0 |  |  |  | 10h30 | 0 | 0 |  |  |  | 10h30 | 0.82 | 2.25 |  |  |  | 10h30 | 0 | 0 |  |  |  | 10h30 | 0 | 0 |  |  |  | 10h30 | 0.73 | 2.03 |  |  |  | 10h30 | 0 | 0 |  |  |  | 10h30 | 0 | 0 |  |  |  | 10h30 | 0.65 | 1.94 |  |  |  | 10h30 | 0 | 0 |  |  |  | 10h30 | 0 | 0 |  |  |  | 10h30 | 0.56 | 1.75 |  |  |  | 10h30 | 0 | 0 |  |  |  | 10h30 | 0 | 0 |  |  |  | 10h30 | 0.64 | 1.97 |  |  |  | 10h30 | 0 | 0 |  |  |  | 10h30 | 0 | 0 |  |  |  | 10h30 | 0.63 | 1.76 |  |  |  | 10h30 | 0 | 0 |  |  |  | 10h30 | 0 | 0 |  |  |  | 10h30 | 0.57 | 1.62 |  |  |  | 10h30 | 0 | 0 |  |  |  | 10h30 | 0 | 0 |  |  |  | 10h30 | 0.51 | 1.5 |  |  |  | 10h30 | 0 | 0 |  |  |  | 10h30 | 0 | 0 |  |  |  | 10h30 | 0.46 | 1.38 |  |  |  | 10h30 | 0 | 0 |  |  |  | 10h30 | 0 | 0 |  |  |  | 10h30 | 0.58 | 1.73
11h30 | 0.64 | 2.02 |  | 11h30 | 0.84 | 2.57 |  | 11h30 | 0.63 | 2.01 |  |  | 11h30 | 0.74 | 2.32 |  |  |  | 11h30 | 0.98 | 2.94 |  |  |  | 11h30 | 0.74 | 2.31 |  |  |  | 11h30 | 0 | 0 |  |  |  | 11h30 | 0 | 0 |  |  |  | 11h30 | 0.74 | 2.07 |  |  |  | 11h30 | 0 | 0 |  |  |  | 11h30 | 0 | 0 |  |  |  | 11h30 | 0.65 | 1.86 |  |  |  | 11h30 | 0 | 0 |  |  |  | 11h30 | 0 | 0 |  |  |  | 11h30 | 0.56 | 1.71 |  |  |  | 11h30 | 0 | 0 |  |  |  | 11h30 | 0 | 0 |  |  |  | 11h30 | 0.46 | 1.51 |  |  |  | 11h30 | 0 | 0 |  |  |  | 11h30 | 0 | 0 |  |  |  | 11h30 | 0.57 | 1.8 |  |  |  | 11h30 | 0 | 0 |  |  |  | 11h30 | 0 | 0 |  |  |  | 11h30 | 0.52 | 1.51 |  |  |  | 11h30 | 0 | 0 |  |  |  | 11h30 | 0 | 0 |  |  |  | 11h30 | 0.48 | 1.38 |  |  |  | 11h30 | 0 | 0 |  |  |  | 11h30 | 0 | 0 |  |  |  | 11h30 | 0.43 | 1.28 |  |  |  | 11h30 | 0 | 0 |  |  |  | 11h30 | 0 | 0 |  |  |  | 11h30 | 0.39 | 1.18 |  |  |  | 11h30 | 0 | 0 |  |  |  | 11h30 | 0 | 0 |  |  |  | 11h30 | 0.48 | 1.46
12h30 | 0.56 | 1.8 |  | 12h30 | 0.68 | 2.14 |  | 12h30 | 0.55 | 1.79 |  |  | 12h30 | 0.66 | 2.1 |  |  |  | 12h30 | 0.79 | 2.45 |  |  |  | 12h30 | 0.66 | 2.09 |  |  |  | 12h30 | 0 | 0 |  |  |  | 12h30 | 0 | 0 |  |  |  | 12h30 | 0.69 | 1.97 |  |  |  | 12h30 | 0 | 0 |  |  |  | 12h30 | 0 | 0 |  |  |  | 12h30 | 0.61 | 1.76 |  |  |  | 12h30 | 0 | 0 |  |  |  | 12h30 | 0 | 0 |  |  |  | 12h30 | 0.51 | 1.59 |  |  |  | 12h30 | 0 | 0 |  |  |  | 12h30 | 0 | 0 |  |  |  | 12h30 | 0.41 | 1.37 |  |  |  | 12h30 | 0 | 0 |  |  |  | 12h30 | 0 | 0 |  |  |  | 12h30 | 0.52 | 1.7 |  |  |  | 12h30 | 0 | 0 |  |  |  | 12h30 | 0 | 0 |  |  |  | 12h30 | 0.46 | 1.35 |  |  |  | 12h30 | 0 | 0 |  |  |  | 12h30 | 0 | 0 |  |  |  | 12h30 | 0.42 | 1.22 |  |  |  | 12h30 | 0 | 0 |  |  |  | 12h30 | 0 | 0 |  |  |  | 12h30 | 0.37 | 1.12 |  |  |  | 12h30 | 0 | 0 |  |  |  | 12h30 | 0 | 0 |  |  |  | 12h30 | 0.33 | 1.04 |  |  |  | 12h30 | 0 | 0 |  |  |  | 12h30 | 0 | 0 |  |  |  | 12h30 | 0.41 | 1.29
13h30 | 0.5 | 1.65 |  | 13h30 | 0.59 | 1.89 |  | 13h30 | 0.5 | 1.64 |  |  | 13h30 | 0.61 | 1.96 |  |  |  | 13h30 | 0.69 | 2.19 |  |  |  | 13h30 | 0.61 | 1.95 |  |  |  | 13h30 | 0.38 | 1.15 |  |  |  | 13h30 | 0 | 0 |  |  |  | 13h30 | 0.64 | 1.9 |  |  |  | 13h30 | 0.36 | 1.06 |  |  |  | 13h30 | 0 | 0 |  |  |  | 13h30 | 0.57 | 1.67 |  |  |  | 13h30 | 0.38 | 1.08 |  |  |  | 13h30 | 0 | 0 |  |  |  | 13h30 | 0.46 | 1.49 |  |  |  | 13h30 | 0.36 | 1.07 |  |  |  | 13h30 | 0 | 0 |  |  |  | 13h30 | 0.36 | 1.26 |  |  |  | 13h30 | 0.35 | 1.1 |  |  |  | 13h30 | 0 | 0 |  |  |  | 13h30 | 0.47 | 1.61 |  |  |  | 13h30 | 0.35 | 1 |  |  |  | 13h30 | 0 | 0 |  |  |  | 13h30 | 0.4 | 1.24 |  |  |  | 13h30 | 0.33 | 0.96 |  |  |  | 13h30 | 0 | 0 |  |  |  | 13h30 | 0.37 | 1.1 |  |  |  | 13h30 | 0.31 | 0.91 |  |  |  | 13h30 | 0 | 0 |  |  |  | 13h30 | 0.32 | 1 |  |  |  | 13h30 | 0.29 | 0.87 |  |  |  | 13h30 | 0 | 0 |  |  |  | 13h30 | 0.28 | 0.93 |  |  |  | 13h30 | 0.32 | 0.97 |  |  |  | 13h30 | 0 | 0 |  |  |  | 13h30 | 0.34 | 1.16
14h30 | 0.48 | 1.6 |  | 14h30 | 0.55 | 1.77 |  | 14h30 | 0.48 | 1.59 |  |  | 14h30 | 0.59 | 1.92 |  |  |  | 14h30 | 0.65 | 2.07 |  |  |  | 14h30 | 0.59 | 1.91 |  |  |  | 14h30 | 0.77 | 2.12 |  |  |  | 14h30 | 0 | 0 |  |  |  | 14h30 | 0.6 | 1.84 |  |  |  | 14h30 | 0.71 | 1.92 |  |  |  | 14h30 | 0 | 0 |  |  |  | 14h30 | 0.53 | 1.61 |  |  |  | 14h30 | 0.68 | 1.9 |  |  |  | 14h30 | 0 | 0 |  |  |  | 14h30 | 0.42 | 1.42 |  |  |  | 14h30 | 0.59 | 1.77 |  |  |  | 14h30 | 0 | 0 |  |  |  | 14h30 | 0.32 | 1.18 |  |  |  | 14h30 | 0.62 | 1.88 |  |  |  | 14h30 | 0 | 0 |  |  |  | 14h30 | 0.43 | 1.54 |  |  |  | 14h30 | 0.61 | 1.73 |  |  |  | 14h30 | 0 | 0 |  |  |  | 14h30 | 0.35 | 1.15 |  |  |  | 14h30 | 0.56 | 1.58 |  |  |  | 14h30 | 0 | 0 |  |  |  | 14h30 | 0.32 | 1.01 |  |  |  | 14h30 | 0.5 | 1.47 |  |  |  | 14h30 | 0 | 0 |  |  |  | 14h30 | 0.27 | 0.91 |  |  |  | 14h30 | 0.46 | 1.38 |  |  |  | 14h30 | 0 | 0 |  |  |  | 14h30 | 0.24 | 0.84 |  |  |  | 14h30 | 0.53 | 1.63 |  |  |  | 14h30 | 0 | 0 |  |  |  | 14h30 | 0.29 | 1.06
15h30 | 0.48 | 1.6 |  | 15h30 | 0.53 | 1.73 |  | 15h30 | 0.48 | 1.59 |  |  | 15h30 | 0.59 | 1.92 |  |  |  | 15h30 | 0.64 | 2.03 |  |  |  | 15h30 | 0.59 | 1.91 |  |  |  | 15h30 | 0.89 | 2.48 |  |  |  | 15h30 | 0 | 0 |  |  |  | 15h30 | 0.58 | 1.84 |  |  |  | 15h30 | 0.81 | 2.24 |  |  |  | 15h30 | 0 | 0 |  |  |  | 15h30 | 0.51 | 1.61 |  |  |  | 15h30 | 0.7 | 2.11 |  |  |  | 15h30 | 0 | 0 |  |  |  | 15h30 | 0.41 | 1.41 |  |  |  | 15h30 | 0.57 | 1.83 |  |  |  | 15h30 | 0 | 0 |  |  |  | 15h30 | 0.3 | 1.15 |  |  |  | 15h30 | 0.65 | 2.04 |  |  |  | 15h30 | 0 | 0 |  |  |  | 15h30 | 0.42 | 1.53 |  |  |  | 15h30 | 0.62 | 1.89 |  |  |  | 15h30 | 0 | 0 |  |  |  | 15h30 | 0.32 | 1.13 |  |  |  | 15h30 | 0.56 | 1.67 |  |  |  | 15h30 | 0 | 0 |  |  |  | 15h30 | 0.29 | 0.98 |  |  |  | 15h30 | 0.49 | 1.52 |  |  |  | 15h30 | 0 | 0 |  |  |  | 15h30 | 0.24 | 0.87 |  |  |  | 15h30 | 0.44 | 1.41 |  |  |  | 15h30 | 0 | 0 |  |  |  | 15h30 | 0.22 | 0.8 |  |  |  | 15h30 | 0.54 | 1.74 |  |  |  | 15h30 | 0 | 0 |  |  |  | 15h30 | 0.27 | 1.02
16h30 | 0.48 | 1.59 |  | 16h30 | 0.51 | 1.69 |  | 16h30 | 0.47 | 1.58 |  |  | 16h30 | 0.59 | 1.92 |  |  |  | 16h30 | 0.62 | 2 |  |  |  | 16h30 | 0.59 | 1.91 |  |  |  | 16h30 | 0.71 | 2.13 |  |  |  | 16h30 | 0 | 0 |  |  |  | 16h30 | 0.61 | 1.92 |  |  |  | 16h30 | 0.66 | 1.96 |  |  |  | 16h30 | 0 | 0 |  |  |  | 16h30 | 0.54 | 1.71 |  |  |  | 16h30 | 0.56 | 1.76 |  |  |  | 16h30 | 0 | 0 |  |  |  | 16h30 | 0.43 | 1.49 |  |  |  | 16h30 | 0.45 | 1.49 |  |  |  | 16h30 | 0 | 0 |  |  |  | 16h30 | 0.31 | 1.19 |  |  |  | 16h30 | 0.55 | 1.8 |  |  |  | 16h30 | 0 | 0 |  |  |  | 16h30 | 0.45 | 1.62 |  |  |  | 16h30 | 0.5 | 1.61 |  |  |  | 16h30 | 0 | 0 |  |  |  | 16h30 | 0.33 | 1.17 |  |  |  | 16h30 | 0.46 | 1.43 |  |  |  | 16h30 | 0 | 0 |  |  |  | 16h30 | 0.3 | 1.02 |  |  |  | 16h30 | 0.4 | 1.31 |  |  |  | 16h30 | 0 | 0 |  |  |  | 16h30 | 0.25 | 0.9 |  |  |  | 16h30 | 0.36 | 1.21 |  |  |  | 16h30 | 0 | 0 |  |  |  | 16h30 | 0.22 | 0.83 |  |  |  | 16h30 | 0.44 | 1.48 |  |  |  | 16h30 | 0 | 0 |  |  |  | 16h30 | 0.28 | 1.06
17h30 | 0.47 | 1.56 |  | 17h30 | 0.5 | 1.63 |  | 17h30 | 0.46 | 1.55 |  |  | 17h30 | 0.58 | 1.89 |  |  |  | 17h30 | 0.61 | 1.95 |  |  |  | 17h30 | 0.58 | 1.88 |  |  |  | 17h30 | 0.72 | 2.16 |  |  |  | 17h30 | 0 | 0 |  |  |  | 17h30 | 0.69 | 2.08 |  |  |  | 17h30 | 0.67 | 2.02 |  |  |  | 17h30 | 0 | 0 |  |  |  | 17h30 | 0.61 | 1.89 |  |  |  | 17h30 | 0.56 | 1.77 |  |  |  | 17h30 | 0 | 0 |  |  |  | 17h30 | 0.5 | 1.65 |  |  |  | 17h30 | 0.44 | 1.46 |  |  |  | 17h30 | 0 | 0 |  |  |  | 17h30 | 0.36 | 1.31 |  |  |  | 17h30 | 0.58 | 1.88 |  |  |  | 17h30 | 0 | 0 |  |  |  | 17h30 | 0.54 | 1.8 |  |  |  | 17h30 | 0.48 | 1.54 |  |  |  | 17h30 | 0 | 0 |  |  |  | 17h30 | 0.38 | 1.26 |  |  |  | 17h30 | 0.45 | 1.39 |  |  |  | 17h30 | 0 | 0 |  |  |  | 17h30 | 0.34 | 1.12 |  |  |  | 17h30 | 0.39 | 1.27 |  |  |  | 17h30 | 0 | 0 |  |  |  | 17h30 | 0.29 | 0.99 |  |  |  | 17h30 | 0.35 | 1.18 |  |  |  | 17h30 | 0 | 0 |  |  |  | 17h30 | 0.26 | 0.92 |  |  |  | 17h30 | 0.44 | 1.43 |  |  |  | 17h30 | 0 | 0 |  |  |  | 17h30 | 0.34 | 1.16
18h30 | 0.46 | 1.54 |  | 18h30 | 0.48 | 1.6 |  | 18h30 | 0.46 | 1.53 |  |  | 18h30 | 0.58 | 1.87 |  |  |  | 18h30 | 0.6 | 1.92 |  |  |  | 18h30 | 0.58 | 1.86 |  |  |  | 18h30 | 0.78 | 2.25 |  |  |  | 18h30 | 0.55 | 1.52 |  |  |  | 18h30 | 0.76 | 2.22 |  |  |  | 18h30 | 0.71 | 2.11 |  |  |  | 18h30 | 0.54 | 1.49 |  |  |  | 18h30 | 0.68 | 2.02 |  |  |  | 18h30 | 0.59 | 1.85 |  |  |  | 18h30 | 0.52 | 1.47 |  |  |  | 18h30 | 0.56 | 1.79 |  |  |  | 18h30 | 0.45 | 1.5 |  |  |  | 18h30 | 0.48 | 1.41 |  |  |  | 18h30 | 0.4 | 1.41 |  |  |  | 18h30 | 0.64 | 2 |  |  |  | 18h30 | 0.43 | 1.33 |  |  |  | 18h30 | 0.61 | 1.95 |  |  |  | 18h30 | 0.49 | 1.5 |  |  |  | 18h30 | 0.47 | 1.35 |  |  |  | 18h30 | 0.42 | 1.32 |  |  |  | 18h30 | 0.45 | 1.39 |  |  |  | 18h30 | 0.45 | 1.29 |  |  |  | 18h30 | 0.38 | 1.2 |  |  |  | 18h30 | 0.4 | 1.26 |  |  |  | 18h30 | 0.42 | 1.24 |  |  |  | 18h30 | 0.32 | 1.06 |  |  |  | 18h30 | 0.36 | 1.18 |  |  |  | 18h30 | 0.4 | 1.19 |  |  |  | 18h30 | 0.29 | 0.99 |  |  |  | 18h30 | 0.45 | 1.43 |  |  |  | 18h30 | 0.45 | 1.3 |  |  |  | 18h30 | 0.38 | 1.24
19h30 | 0.46 | 1.52 |  | 19h30 | 0.48 | 1.57 |  | 19h30 | 0.45 | 1.52 |  |  | 19h30 | 0.58 | 1.85 |  |  |  | 19h30 | 0.59 | 1.89 |  |  |  | 19h30 | 0.57 | 1.85 |  |  |  | 19h30 | 0.83 | 2.38 |  |  |  | 19h30 | 1.09 | 2.85 |  |  |  | 19h30 | 0.82 | 2.36 |  |  |  | 19h30 | 0.75 | 2.21 |  |  |  | 19h30 | 1.03 | 2.74 |  |  |  | 19h30 | 0.73 | 2.13 |  |  |  | 19h30 | 0.63 | 1.97 |  |  |  | 19h30 | 0.98 | 2.68 |  |  |  | 19h30 | 0.61 | 1.93 |  |  |  | 19h30 | 0.48 | 1.57 |  |  |  | 19h30 | 0.85 | 2.4 |  |  |  | 19h30 | 0.44 | 1.51 |  |  |  | 19h30 | 0.48 | 1.85 |  |  |  | 19h30 | 0.69 | 2.24 |  |  |  | 19h30 | 0.46 | 1.82 |  |  |  | 19h30 | 0.5 | 1.5 |  |  |  | 19h30 | 0.85 | 2.32 |  |  |  | 19h30 | 0.45 | 1.37 |  |  |  | 19h30 | 0.47 | 1.4 |  |  |  | 19h30 | 0.8 | 2.19 |  |  |  | 19h30 | 0.41 | 1.27 |  |  |  | 19h30 | 0.41 | 1.27 |  |  |  | 19h30 | 0.74 | 2.07 |  |  |  | 19h30 | 0.35 | 1.13 |  |  |  | 19h30 | 0.37 | 1.19 |  |  |  | 19h30 | 0.69 | 1.97 |  |  |  | 19h30 | 0.32 | 1.05 |  |  |  | 19h30 | 0.47 | 1.44 |  |  |  | 19h30 | 0.8 | 2.22 |  |  |  | 19h30 | 0.42 | 1.31
20h30 | 0.45 | 1.51 |  | 20h30 | 0.47 | 1.55 |  | 20h30 | 0.45 | 1.5 |  |  | 20h30 | 0.57 | 1.84 |  |  |  | 20h30 | 0.58 | 1.87 |  |  |  | 20h30 | 0.57 | 1.84 |  |  |  | 20h30 | 0.87 | 2.51 |  |  |  | 20h30 | 1.22 | 3.26 |  |  |  | 20h30 | 0.86 | 2.49 |  |  |  | 20h30 | 0.79 | 2.3 |  |  |  | 20h30 | 1.14 | 3.07 |  |  |  | 20h30 | 0.77 | 2.24 |  |  |  | 20h30 | 0.67 | 2.09 |  |  |  | 20h30 | 1.05 | 2.95 |  |  |  | 20h30 | 0.65 | 2.07 |  |  |  | 20h30 | 0.5 | 1.66 |  |  |  | 20h30 | 0.86 | 2.49 |  |  |  | 20h30 | 0.47 | 1.61 |  |  |  | 20h30 | 0.31 | 1.7 |  |  |  | 20h30 | 0.62 | 2.36 |  |  |  | 20h30 | 0.29 | 1.68 |  |  |  | 20h30 | 0.51 | 1.53 |  |  |  | 20h30 | 0.9 | 2.5 |  |  |  | 20h30 | 0.48 | 1.44 |  |  |  | 20h30 | 0.48 | 1.43 |  |  |  | 20h30 | 0.84 | 2.34 |  |  |  | 20h30 | 0.44 | 1.33 |  |  |  | 20h30 | 0.42 | 1.29 |  |  |  | 20h30 | 0.76 | 2.19 |  |  |  | 20h30 | 0.38 | 1.19 |  |  |  | 20h30 | 0.38 | 1.21 |  |  |  | 20h30 | 0.71 | 2.06 |  |  |  | 20h30 | 0.34 | 1.11 |  |  |  | 20h30 | 0.48 | 1.47 |  |  |  | 20h30 | 0.83 | 2.38 |  |  |  | 20h30 | 0.45 | 1.38
21h30 | 0.45 | 1.49 |  | 21h30 | 0.46 | 1.53 |  | 21h30 | 0.44 | 1.49 |  |  | 21h30 | 0.57 | 1.82 |  |  |  | 21h30 | 0.58 | 1.85 |  |  |  | 21h30 | 0.57 | 1.82 |  |  |  | 21h30 | 0.91 | 2.61 |  |  |  | 21h30 | 1.02 | 2.83 |  |  |  | 21h30 | 0.9 | 2.6 |  |  |  | 21h30 | 0.81 | 2.36 |  |  |  | 21h30 | 0.95 | 2.65 |  |  |  | 21h30 | 0.79 | 2.31 |  |  |  | 21h30 | 0.69 | 2.19 |  |  |  | 21h30 | 0.86 | 2.51 |  |  |  | 21h30 | 0.68 | 2.17 |  |  |  | 21h30 | 0.52 | 1.72 |  |  |  | 21h30 | 0.69 | 2.08 |  |  |  | 21h30 | 0.49 | 1.68 |  |  |  | 21h30 | 0.31 | 1.79 |  |  |  | 21h30 | 0.44 | 2.01 |  |  |  | 21h30 | 0.3 | 1.77 |  |  |  | 21h30 | 0.52 | 1.55 |  |  |  | 21h30 | 0.74 | 2.1 |  |  |  | 21h30 | 0.5 | 1.48 |  |  |  | 21h30 | 0.49 | 1.45 |  |  |  | 21h30 | 0.69 | 1.98 |  |  |  | 21h30 | 0.46 | 1.38 |  |  |  | 21h30 | 0.42 | 1.31 |  |  |  | 21h30 | 0.63 | 1.85 |  |  |  | 21h30 | 0.39 | 1.23 |  |  |  | 21h30 | 0.39 | 1.23 |  |  |  | 21h30 | 0.59 | 1.76 |  |  |  | 21h30 | 0.36 | 1.15 |  |  |  | 21h30 | 0.49 | 1.49 |  |  |  | 21h30 | 0.69 | 2.02 |  |  |  | 21h30 | 0.46 | 1.42
22h30 | 0.44 | 1.48 |  | 22h30 | 0.45 | 1.51 |  | 22h30 | 0.44 | 1.47 |  |  | 22h30 | 0.56 | 1.81 |  |  |  | 22h30 | 0.57 | 1.83 |  |  |  | 22h30 | 0.56 | 1.8 |  |  |  | 22h30 | 0.93 | 2.67 |  |  |  | 22h30 | 0.96 | 2.74 |  |  |  | 22h30 | 0.92 | 2.66 |  |  |  | 22h30 | 0.83 | 2.4 |  |  |  | 22h30 | 0.88 | 2.54 |  |  |  | 22h30 | 0.81 | 2.35 |  |  |  | 22h30 | 0.71 | 2.25 |  |  |  | 22h30 | 0.78 | 2.38 |  |  |  | 22h30 | 0.69 | 2.23 |  |  |  | 22h30 | 0.52 | 1.76 |  |  |  | 22h30 | 0.61 | 1.93 |  |  |  | 22h30 | 0.51 | 1.74 |  |  |  | 22h30 | 0.32 | 1.84 |  |  |  | 22h30 | 0.37 | 1.93 |  |  |  | 22h30 | 0.31 | 1.82 |  |  |  | 22h30 | 0.53 | 1.55 |  |  |  | 22h30 | 0.65 | 1.89 |  |  |  | 22h30 | 0.51 | 1.5 |  |  |  | 22h30 | 0.49 | 1.46 |  |  |  | 22h30 | 0.62 | 1.79 |  |  |  | 22h30 | 0.47 | 1.41 |  |  |  | 22h30 | 0.43 | 1.32 |  |  |  | 22h30 | 0.56 | 1.67 |  |  |  | 22h30 | 0.4 | 1.26 |  |  |  | 22h30 | 0.39 | 1.23 |  |  |  | 22h30 | 0.52 | 1.59 |  |  |  | 22h30 | 0.37 | 1.17 |  |  |  | 22h30 | 0.5 | 1.5 |  |  |  | 22h30 | 0.62 | 1.83 |  |  |  | 22h30 | 0.48 | 1.45
23h30 | 0.44 | 1.48 |  | 23h30 | 0.45 | 1.51 |  | 23h30 | 0.44 | 1.47 |  |  | 23h30 | 0.56 | 1.81 |  |  |  | 23h30 | 0.57 | 1.83 |  |  |  | 23h30 | 0.56 | 1.8 |  |  |  | 23h30 | 0.94 | 2.71 |  |  |  | 23h30 | 0.95 | 2.75 |  |  |  | 23h30 | 0.94 | 2.71 |  |  |  | 23h30 | 0.83 | 2.42 |  |  |  | 23h30 | 0.87 | 2.52 |  |  |  | 23h30 | 0.82 | 2.38 |  |  |  | 23h30 | 0.72 | 2.29 |  |  |  | 23h30 | 0.76 | 2.36 |  |  |  | 23h30 | 0.71 | 2.27 |  |  |  | 23h30 | 0.53 | 1.8 |  |  |  | 23h30 | 0.59 | 1.9 |  |  |  | 23h30 | 0.51 | 1.78 |  |  |  | 23h30 | 0.32 | 1.87 |  |  |  | 23h30 | 0.36 | 1.92 |  |  |  | 23h30 | 0.31 | 1.86 |  |  |  | 23h30 | 0.53 | 1.56 |  |  |  | 23h30 | 0.61 | 1.78 |  |  |  | 23h30 | 0.51 | 1.52 |  |  |  | 23h30 | 0.49 | 1.47 |  |  |  | 23h30 | 0.58 | 1.69 |  |  |  | 23h30 | 0.48 | 1.42 |  |  |  | 23h30 | 0.43 | 1.32 |  |  |  | 23h30 | 0.52 | 1.57 |  |  |  | 23h30 | 0.41 | 1.28 |  |  |  | 23h30 | 0.39 | 1.24 |  |  |  | 23h30 | 0.49 | 1.49 |  |  |  | 23h30 | 0.37 | 1.19 |  |  |  | 23h30 | 0.5 | 1.51 |  |  |  | 23h30 | 0.58 | 1.73 |  |  |  | 23h30 | 0.48 | 1.47
00h30 | 0.34 | 1.25 |  | 00h30 | 0.07 | 0.2 |  | 00h30 | 0.33 | 1.24 |  |  | 00h30 | 0.42 | 1.54 |  |  |  | 00h30 | 0.1 | 0.3 |  |  |  | 00h30 | 0.41 | 1.57 |  |  |  | 00h30 | 0.62 | 1.81 |  |  |  | 00h30 | 0.42 | 1.37 |  |  |  | 00h30 | 0.69 | 2.04 |  |  |  | 00h30 | 0.55 | 1.62 |  |  |  | 00h30 | 0.34 | 1.14 |  |  |  | 00h30 | 0.58 | 1.77 |  |  |  | 00h30 | 0.48 | 1.54 |  |  |  | 00h30 | 0.25 | 0.99 |  |  |  | 00h30 | 0.5 | 1.72 |  |  |  | 00h30 | 0.37 | 1.27 |  |  |  | 00h30 | 0.17 | 0.57 |  |  |  | 00h30 | 0.37 | 1.35 |  |  |  | 00h30 | 0.27 | 1.3 |  |  |  | 00h30 | 0.05 | 0.76 |  |  |  | 00h30 | 0.31 | 1.45 |  |  |  | 00h30 | 0.37 | 1.11 |  |  |  | 00h30 | 0.17 | 0.46 |  |  |  | 00h30 | 0.36 | 1.14 |  |  |  | 00h30 | 0.34 | 1.06 |  |  |  | 00h30 | 0.16 | 0.44 |  |  |  | 00h30 | 0.34 | 1.05 |  |  |  | 00h30 | 0.3 | 0.96 |  |  |  | 00h30 | 0.15 | 0.4 |  |  |  | 00h30 | 0.3 | 0.97 |  |  |  | 00h30 | 0.28 | 0.9 |  |  |  | 00h30 | 0.13 | 0.38 |  |  |  | 00h30 | 0.27 | 0.91 |  |  |  | 00h30 | 0.34 | 1.08 |  |  |  | 00h30 | 0.17 | 0.46 |  |  |  | 00h30 | 0.34 | 1.1
01h30 | 0 | 0.15 |  | 01h30 | 0 | 0 |  | 01h30 | 0 | 0.15 |  |  | 01h30 | 0.02 | 0.39 |  |  |  | 01h30 | 0 | 0 |  |  |  | 01h30 | 0.01 | 0.39 |  |  |  | 01h30 | 0.25 | 0.95 |  |  |  | 01h30 | 0.12 | 0.69 |  |  |  | 01h30 | 0.28 | 1.05 |  |  |  | 01h30 | 0.18 | 0.73 |  |  |  | 01h30 | 0.06 | 0.44 |  |  |  | 01h30 | 0.19 | 0.78 |  |  |  | 01h30 | 0.12 | 0.68 |  |  |  | 01h30 | 0 | 0.35 |  |  |  | 01h30 | 0.12 | 0.74 |  |  |  | 01h30 | 0.03 | 0.37 |  |  |  | 01h30 | 0 | 0.02 |  |  |  | 01h30 | 0.02 | 0.37 |  |  |  | 01h30 | 0.13 | 0.63 |  |  |  | 01h30 | 0.01 | 0.32 |  |  |  | 01h30 | 0.14 | 0.69 |  |  |  | 01h30 | 0 | 0.17 |  |  |  | 01h30 | 0 | 0 |  |  |  | 01h30 | 0 | 0.16 |  |  |  | 01h30 | 0 | 0.11 |  |  |  | 01h30 | 0 | 0 |  |  |  | 01h30 | 0 | 0.1 |  |  |  | 01h30 | 0 | 0.04 |  |  |  | 01h30 | 0 | 0 |  |  |  | 01h30 | 0 | 0.02 |  |  |  | 01h30 | 0 | 0 |  |  |  | 01h30 | 0 | 0 |  |  |  | 01h30 | 0 | 0 |  |  |  | 01h30 | 0 | 0.14 |  |  |  | 01h30 | 0 | 0 |  |  |  | 01h30 | 0 | 0.13
02h30 | 0 | 0.15 |  | 02h30 | 0 | 0.13 |  | 02h30 | 0 | 0.15 |  |  | 02h30 | 0.02 | 0.39 |  |  |  | 02h30 | 0.03 | 0.33 |  |  |  | 02h30 | 0.01 | 0.39 |  |  |  | 02h30 | 0.25 | 0.95 |  |  |  | 02h30 | 0.23 | 0.96 |  |  |  | 02h30 | 0.28 | 1.05 |  |  |  | 02h30 | 0.18 | 0.73 |  |  |  | 02h30 | 0.16 | 0.71 |  |  |  | 02h30 | 0.19 | 0.78 |  |  |  | 02h30 | 0.12 | 0.68 |  |  |  | 02h30 | 0.1 | 0.67 |  |  |  | 02h30 | 0.12 | 0.74 |  |  |  | 02h30 | 0.03 | 0.37 |  |  |  | 02h30 | 0 | 0.32 |  |  |  | 02h30 | 0.02 | 0.37 |  |  |  | 02h30 | 0.13 | 0.63 |  |  |  | 02h30 | 0.14 | 0.61 |  |  |  | 02h30 | 0.14 | 0.69 |  |  |  | 02h30 | 0 | 0.17 |  |  |  | 02h30 | 0 | 0.18 |  |  |  | 02h30 | 0 | 0.16 |  |  |  | 02h30 | 0 | 0.11 |  |  |  | 02h30 | 0 | 0.12 |  |  |  | 02h30 | 0 | 0.1 |  |  |  | 02h30 | 0 | 0.04 |  |  |  | 02h30 | 0 | 0.02 |  |  |  | 02h30 | 0 | 0.02 |  |  |  | 02h30 | 0 | 0 |  |  |  | 02h30 | 0 | 0 |  |  |  | 02h30 | 0 | 0 |  |  |  | 02h30 | 0 | 0.14 |  |  |  | 02h30 | 0 | 0.15 |  |  |  | 02h30 | 0 | 0.13
03h30 | 0 | 0.19 |  | 03h30 | 0 | 0.18 |  | 03h30 | 0 | 0.19 |  |  | 03h30 | 0.05 | 0.43 |  |  |  | 03h30 | 0.03 | 0.43 |  |  |  | 03h30 | 0.05 | 0.43 |  |  |  | 03h30 | 0.33 | 1.14 |  |  |  | 03h30 | 0.34 | 1.22 |  |  |  | 03h30 | 0.34 | 1.18 |  |  |  | 03h30 | 0.23 | 0.86 |  |  |  | 03h30 | 0.25 | 0.97 |  |  |  | 03h30 | 0.23 | 0.86 |  |  |  | 03h30 | 0.16 | 0.86 |  |  |  | 03h30 | 0.18 | 0.97 |  |  |  | 03h30 | 0.16 | 0.89 |  |  |  | 03h30 | 0.01 | 0.45 |  |  |  | 03h30 | 0.02 | 0.51 |  |  |  | 03h30 | 0 | 0.46 |  |  |  | 03h30 | 0.19 | 0.78 |  |  |  | 03h30 | 0.23 | 0.86 |  |  |  | 03h30 | 0.2 | 0.8 |  |  |  | 03h30 | 0.02 | 0.25 |  |  |  | 03h30 | 0.01 | 0.3 |  |  |  | 03h30 | 0.02 | 0.26 |  |  |  | 03h30 | 0 | 0.17 |  |  |  | 03h30 | 0 | 0.22 |  |  |  | 03h30 | 0 | 0.15 |  |  |  | 03h30 | 0 | 0.03 |  |  |  | 03h30 | 0 | 0.08 |  |  |  | 03h30 | 0 | 0.02 |  |  |  | 03h30 | 0 | 0 |  |  |  | 03h30 | 0 | 0.02 |  |  |  | 03h30 | 0 | 0 |  |  |  | 03h30 | 0 | 0.21 |  |  |  | 03h30 | 0 | 0.26 |  |  |  | 03h30 | 0 | 0.21
04h30 | 0 | 0.2 |  | 04h30 | 0 | 0.3 |  | 04h30 | 0 | 0.2 |  |  | 04h30 | 0.05 | 0.43 |  |  |  | 04h30 | 0.07 | 0.54 |  |  |  | 04h30 | 0.05 | 0.43 |  |  |  | 04h30 | 0.38 | 1.29 |  |  |  | 04h30 | 0.41 | 1.34 |  |  |  | 04h30 | 0.37 | 1.26 |  |  |  | 04h30 | 0.25 | 0.95 |  |  |  | 04h30 | 0.31 | 1.06 |  |  |  | 04h30 | 0.24 | 0.91 |  |  |  | 04h30 | 0.2 | 1.01 |  |  |  | 04h30 | 0.24 | 1.09 |  |  |  | 04h30 | 0.18 | 0.98 |  |  |  | 04h30 | 0.03 | 0.54 |  |  |  | 04h30 | 0.09 | 0.66 |  |  |  | 04h30 | 0.02 | 0.53 |  |  |  | 04h30 | 0.24 | 0.89 |  |  |  | 04h30 | 0.29 | 0.97 |  |  |  | 04h30 | 0.23 | 0.87 |  |  |  | 04h30 | 0.02 | 0.32 |  |  |  | 04h30 | 0.05 | 0.39 |  |  |  | 04h30 | 0.02 | 0.31 |  |  |  | 04h30 | 0 | 0.23 |  |  |  | 04h30 | 0.03 | 0.34 |  |  |  | 04h30 | 0 | 0.21 |  |  |  | 04h30 | 0 | 0.1 |  |  |  | 04h30 | 0 | 0.22 |  |  |  | 04h30 | 0 | 0.08 |  |  |  | 04h30 | 0 | 0.03 |  |  |  | 04h30 | 0 | 0.14 |  |  |  | 04h30 | 0 | 0.01 |  |  |  | 04h30 | 0 | 0.28 |  |  |  | 04h30 | 0.03 | 0.37 |  |  |  | 04h30 | 0 | 0.27
05h30 | 0 | 0.27 |  | 05h30 | 0.01 | 0.39 |  | 05h30 | 0 | 0.27 |  |  | 05h30 | 0.07 | 0.5 |  |  |  | 05h30 | 0.11 | 0.62 |  |  |  | 05h30 | 0.07 | 0.5 |  |  |  | 05h30 | 0.43 | 1.38 |  |  |  | 05h30 | 0.45 | 1.41 |  |  |  | 05h30 | 0.41 | 1.34 |  |  |  | 05h30 | 0.3 | 1.04 |  |  |  | 05h30 | 0.34 | 1.13 |  |  |  | 05h30 | 0.28 | 1 |  |  |  | 05h30 | 0.25 | 1.13 |  |  |  | 05h30 | 0.3 | 1.19 |  |  |  | 05h30 | 0.23 | 1.09 |  |  |  | 05h30 | 0.09 | 0.68 |  |  |  | 05h30 | 0.13 | 0.81 |  |  |  | 05h30 | 0.08 | 0.66 |  |  |  | 05h30 | 0.29 | 0.98 |  |  |  | 05h30 | 0.32 | 1.04 |  |  |  | 05h30 | 0.27 | 0.96 |  |  |  | 05h30 | 0.06 | 0.4 |  |  |  | 05h30 | 0.09 | 0.48 |  |  |  | 05h30 | 0.05 | 0.39 |  |  |  | 05h30 | 0.02 | 0.33 |  |  |  | 05h30 | 0.07 | 0.41 |  |  |  | 05h30 | 0.02 | 0.31 |  |  |  | 05h30 | 0 | 0.22 |  |  |  | 05h30 | 0.01 | 0.33 |  |  |  | 05h30 | 0 | 0.21 |  |  |  | 05h30 | 0 | 0.14 |  |  |  | 05h30 | 0 | 0.27 |  |  |  | 05h30 | 0 | 0.11 |  |  |  | 05h30 | 0.03 | 0.37 |  |  |  | 05h30 | 0.07 | 0.45 |  |  |  | 05h30 | 0.02 | 0.36
06h30 | 0 | 0.34 |  | 06h30 | 0.03 | 0.41 |  | 06h30 | 0 | 0.34 |  |  | 06h30 | 0.09 | 0.55 |  |  |  | 06h30 | 0.12 | 0.67 |  |  |  | 06h30 | 0.09 | 0.55 |  |  |  | 06h30 | 0.46 | 1.43 |  |  |  | 06h30 | 0.47 | 1.45 |  |  |  | 06h30 | 0.45 | 1.42 |  |  |  | 06h30 | 0.33 | 1.1 |  |  |  | 06h30 | 0.36 | 1.16 |  |  |  | 06h30 | 0.32 | 1.08 |  |  |  | 06h30 | 0.29 | 1.2 |  |  |  | 06h30 | 0.32 | 1.24 |  |  |  | 06h30 | 0.28 | 1.18 |  |  |  | 06h30 | 0.13 | 0.8 |  |  |  | 06h30 | 0.17 | 0.88 |  |  |  | 06h30 | 0.12 | 0.78 |  |  |  | 06h30 | 0.32 | 1.05 |  |  |  | 06h30 | 0.34 | 1.08 |  |  |  | 06h30 | 0.31 | 1.04 |  |  |  | 06h30 | 0.1 | 0.48 |  |  |  | 06h30 | 0.12 | 0.58 |  |  |  | 06h30 | 0.09 | 0.47 |  |  |  | 06h30 | 0.07 | 0.4 |  |  |  | 06h30 | 0.09 | 0.47 |  |  |  | 06h30 | 0.06 | 0.39 |  |  |  | 06h30 | 0.01 | 0.33 |  |  |  | 06h30 | 0.05 | 0.4 |  |  |  | 06h30 | 0.01 | 0.32 |  |  |  | 06h30 | 0 | 0.25 |  |  |  | 06h30 | 0.01 | 0.34 |  |  |  | 06h30 | 0 | 0.24 |  |  |  | 06h30 | 0.08 | 0.44 |  |  |  | 06h30 | 0.1 | 0.52 |  |  |  | 06h30 | 0.07 | 0.43
07h30 | 0.03 | 0.39 |  | 07h30 | 0.06 | 0.45 |  | 07h30 | 0.43 | 1.17 |  |  | 07h30 | 0.12 | 0.63 |  |  |  | 07h30 | 0.15 | 0.72 |  |  |  | 07h30 | 0.47 | 1.74 |  |  |  | 07h30 | 0.98 | 2.8 |  |  |  | 07h30 | 0.98 | 2.81 |  |  |  | 07h30 | 0.98 | 2.79 |  |  |  | 07h30 | 0.83 | 2.41 |  |  |  | 07h30 | 0.85 | 2.47 |  |  |  | 07h30 | 0.82 | 2.39 |  |  |  | 07h30 | 0.78 | 2.54 |  |  |  | 07h30 | 0.81 | 2.57 |  |  |  | 07h30 | 0.77 | 2.53 |  |  |  | 07h30 | 0.57 | 2.08 |  |  |  | 07h30 | 0.61 | 2.15 |  |  |  | 07h30 | 0.56 | 2.05 |  |  |  | 07h30 | 0.64 | 2.15 |  |  |  | 07h30 | 0.66 | 2.17 |  |  |  | 07h30 | 0.63 | 2.14 |  |  |  | 07h30 | 0.48 | 1.63 |  |  |  | 07h30 | 0.56 | 1.78 |  |  |  | 07h30 | 0.47 | 1.61 |  |  |  | 07h30 | 0.37 | 1.42 |  |  |  | 07h30 | 0.47 | 1.61 |  |  |  | 07h30 | 0.39 | 1.36 |  |  |  | 07h30 | 0.44 | 1.18 |  |  |  | 07h30 | 0.41 | 1.44 |  |  |  | 07h30 | 0.44 | 1.21 |  |  |  | 07h30 | 0.42 | 1.25 |  |  |  | 07h30 | 0.43 | 1.15 |  |  |  | 07h30 | 0.41 | 1.27 |  |  |  | 07h30 | 0.39 | 1.54 |  |  |  | 07h30 | 0.49 | 1.7 |  |  |  | 07h30 | 0.38 | 1.51
08h30 | 0.42 | 1.36 |  | 08h30 | 0.41 | 1.55 |  | 08h30 | 0.73 | 2.02 |  |  | 08h30 | 0.51 | 1.83 |  |  |  | 08h30 | 0.56 | 1.93 |  |  |  | 08h30 | 0.8 | 2.57 |  |  |  | 08h30 | 1.32 | 3.62 |  |  |  | 08h30 | 1.32 | 3.63 |  |  |  | 08h30 | 1.32 | 3.62 |  |  |  | 08h30 | 1.16 | 3.22 |  |  |  | 08h30 | 1.18 | 3.28 |  |  |  | 08h30 | 1.15 | 3.2 |  |  |  | 08h30 | 1.12 | 3.34 |  |  |  | 08h30 | 1.14 | 3.36 |  |  |  | 08h30 | 1.11 | 3.33 |  |  |  | 08h30 | 0.9 | 2.88 |  |  |  | 08h30 | 0.94 | 2.94 |  |  |  | 08h30 | 0.89 | 2.86 |  |  |  | 08h30 | 0.78 | 2.72 |  |  |  | 08h30 | 0.8 | 2.74 |  |  |  | 08h30 | 0.78 | 2.71 |  |  |  | 08h30 | 0.84 | 2.49 |  |  |  | 08h30 | 0.91 | 2.6 |  |  |  | 08h30 | 0.83 | 2.46 |  |  |  | 08h30 | 0.73 | 2.27 |  |  |  | 08h30 | 0.82 | 2.44 |  |  |  | 08h30 | 0.75 | 2.22 |  |  |  | 08h30 | 0.75 | 2.06 |  |  |  | 08h30 | 0.75 | 2.28 |  |  |  | 08h30 | 0.75 | 2.07 |  |  |  | 08h30 | 0.7 | 2.04 |  |  |  | 08h30 | 0.74 | 2.01 |  |  |  | 08h30 | 0.69 | 2.04 |  |  |  | 08h30 | 0.76 | 2.4 |  |  |  | 08h30 | 0.84 | 2.53 |  |  |  | 08h30 | 0.74 | 2.37
09h30 | 0.73 | 2.16 |  | 09h30 | 0.74 | 2.32 |  | 09h30 | 0.73 | 2.42 |  |  | 09h30 | 0.8 | 2.61 |  |  |  | 09h30 | 0.85 | 2.69 |  |  |  | 09h30 | 0.83 | 2.62 |  |  |  | 09h30 | 0.43 | 1.02 |  |  |  | 09h30 | 0.62 | 1.71 |  |  |  | 09h30 | 1.26 | 3.49 |  |  |  | 09h30 | 0.4 | 0.97 |  |  |  | 09h30 | 0.55 | 1.53 |  |  |  | 09h30 | 1.12 | 3.13 |  |  |  | 09h30 | 0.42 | 1.02 |  |  |  | 09h30 | 0.51 | 1.54 |  |  |  | 09h30 | 1.07 | 3.19 |  |  |  | 09h30 | 0.4 | 1.02 |  |  |  | 09h30 | 0.43 | 1.33 |  |  |  | 09h30 | 0.91 | 2.8 |  |  |  | 09h30 | 0.22 | 0.75 |  |  |  | 09h30 | 0.34 | 1.22 |  |  |  | 09h30 | 0.88 | 2.88 |  |  |  | 09h30 | 0.41 | 0.99 |  |  |  | 09h30 | 0.43 | 1.2 |  |  |  | 09h30 | 0.94 | 2.61 |  |  |  | 09h30 | 0.41 | 0.99 |  |  |  | 09h30 | 0.41 | 1.12 |  |  |  | 09h30 | 0.9 | 2.51 |  |  |  | 09h30 | 0.33 | 1.05 |  |  |  | 09h30 | 0.38 | 1.06 |  |  |  | 09h30 | 0.78 | 2.47 |  |  |  | 09h30 | 0.28 | 0.94 |  |  |  | 09h30 | 0.32 | 1.05 |  |  |  | 09h30 | 0.7 | 2.25 |  |  |  | 09h30 | 0.41 | 0.99 |  |  |  | 09h30 | 0.41 | 1.16 |  |  |  | 09h30 | 0.91 | 2.56
10h30 | 0.76 | 2.33 |  | 10h30 | 0.81 | 2.35 |  | 10h30 | 0.57 | 1.94 |  |  | 10h30 | 0.8 | 2.55 |  |  |  | 10h30 | 0.81 | 2.58 |  |  |  | 10h30 | 0.62 | 2.14 |  |  |  | 10h30 | 0 | 0 |  |  |  | 10h30 | 0 | 0 |  |  |  | 10h30 | 1.1 | 3.13 |  |  |  | 10h30 | 0 | 0 |  |  |  | 10h30 | 0 | 0 |  |  |  | 10h30 | 0.97 | 2.77 |  |  |  | 10h30 | 0 | 0 |  |  |  | 10h30 | 0 | 0 |  |  |  | 10h30 | 0.89 | 2.76 |  |  |  | 10h30 | 0 | 0 |  |  |  | 10h30 | 0 | 0 |  |  |  | 10h30 | 0.73 | 2.36 |  |  |  | 10h30 | 0 | 0 |  |  |  | 10h30 | 0 | 0 |  |  |  | 10h30 | 0.88 | 2.81 |  |  |  | 10h30 | 0 | 0 |  |  |  | 10h30 | 0 | 0 |  |  |  | 10h30 | 0.77 | 2.2 |  |  |  | 10h30 | 0 | 0 |  |  |  | 10h30 | 0 | 0 |  |  |  | 10h30 | 0.72 | 2.09 |  |  |  | 10h30 | 0 | 0 |  |  |  | 10h30 | 0 | 0 |  |  |  | 10h30 | 0.64 | 2.04 |  |  |  | 10h30 | 0 | 0 |  |  |  | 10h30 | 0 | 0 |  |  |  | 10h30 | 0.59 | 1.87 |  |  |  | 10h30 | 0 | 0 |  |  |  | 10h30 | 0 | 0 |  |  |  | 10h30 | 0.73 | 2.15
11h30 | 0.57 | 1.85 |  | 11h30 | 0.6 | 1.87 |  | 11h30 | 0.47 | 1.63 |  |  | 11h30 | 0.6 | 2.06 |  |  |  | 11h30 | 0.61 | 2.08 |  |  |  | 11h30 | 0.51 | 1.84 |  |  |  | 11h30 | 0 | 0 |  |  |  | 11h30 | 0 | 0 |  |  |  | 11h30 | 1.02 | 2.97 |  |  |  | 11h30 | 0 | 0 |  |  |  | 11h30 | 0 | 0 |  |  |  | 11h30 | 0.89 | 2.61 |  |  |  | 11h30 | 0 | 0 |  |  |  | 11h30 | 0 | 0 |  |  |  | 11h30 | 0.8 | 2.56 |  |  |  | 11h30 | 0 | 0 |  |  |  | 11h30 | 0 | 0 |  |  |  | 11h30 | 0.63 | 2.13 |  |  |  | 11h30 | 0 | 0 |  |  |  | 11h30 | 0 | 0 |  |  |  | 11h30 | 0.81 | 2.65 |  |  |  | 11h30 | 0 | 0 |  |  |  | 11h30 | 0 | 0 |  |  |  | 11h30 | 0.66 | 1.94 |  |  |  | 11h30 | 0 | 0 |  |  |  | 11h30 | 0 | 0 |  |  |  | 11h30 | 0.62 | 1.83 |  |  |  | 11h30 | 0 | 0 |  |  |  | 11h30 | 0 | 0 |  |  |  | 11h30 | 0.55 | 1.77 |  |  |  | 11h30 | 0 | 0 |  |  |  | 11h30 | 0 | 0 |  |  |  | 11h30 | 0.51 | 1.64 |  |  |  | 11h30 | 0 | 0 |  |  |  | 11h30 | 0 | 0 |  |  |  | 11h30 | 0.62 | 1.89
12h30 | 0.45 | 1.54 |  | 12h30 | 0.47 | 1.56 |  | 12h30 | 0.4 | 1.41 |  |  | 12h30 | 0.48 | 1.76 |  |  |  | 12h30 | 0.49 | 1.77 |  |  |  | 12h30 | 0.43 | 1.63 |  |  |  | 12h30 | 0 | 0 |  |  |  | 12h30 | 0 | 0 |  |  |  | 12h30 | 0.98 | 2.84 |  |  |  | 12h30 | 0 | 0 |  |  |  | 12h30 | 0 | 0 |  |  |  | 12h30 | 0.85 | 2.48 |  |  |  | 12h30 | 0 | 0 |  |  |  | 12h30 | 0 | 0 |  |  |  | 12h30 | 0.75 | 2.41 |  |  |  | 12h30 | 0 | 0 |  |  |  | 12h30 | 0 | 0 |  |  |  | 12h30 | 0.57 | 1.97 |  |  |  | 12h30 | 0 | 0 |  |  |  | 12h30 | 0 | 0 |  |  |  | 12h30 | 0.78 | 2.53 |  |  |  | 12h30 | 0 | 0 |  |  |  | 12h30 | 0 | 0 |  |  |  | 12h30 | 0.59 | 1.76 |  |  |  | 12h30 | 0 | 0 |  |  |  | 12h30 | 0 | 0 |  |  |  | 12h30 | 0.55 | 1.64 |  |  |  | 12h30 | 0 | 0 |  |  |  | 12h30 | 0 | 0 |  |  |  | 12h30 | 0.49 | 1.58 |  |  |  | 12h30 | 0 | 0 |  |  |  | 12h30 | 0 | 0 |  |  |  | 12h30 | 0.45 | 1.46 |  |  |  | 12h30 | 0 | 0 |  |  |  | 12h30 | 0 | 0 |  |  |  | 12h30 | 0.55 | 1.71
13h30 | 0.36 | 1.33 |  | 13h30 | 0.38 | 1.34 |  | 13h30 | 0.33 | 1.24 |  |  | 13h30 | 0.35 | 1.54 |  |  |  | 13h30 | 0.36 | 1.56 |  |  |  | 13h30 | 0.32 | 1.46 |  |  |  | 13h30 | 0.68 | 1.99 |  |  |  | 13h30 | 0 | 0 |  |  |  | 13h30 | 0.9 | 2.62 |  |  |  | 13h30 | 0.64 | 1.84 |  |  |  | 13h30 | 0 | 0 |  |  |  | 13h30 | 0.78 | 2.27 |  |  |  | 13h30 | 0.63 | 1.88 |  |  |  | 13h30 | 0 | 0 |  |  |  | 13h30 | 0.68 | 2.19 |  |  |  | 13h30 | 0.51 | 1.54 |  |  |  | 13h30 | 0 | 0 |  |  |  | 13h30 | 0.5 | 1.76 |  |  |  | 13h30 | 0.53 | 1.64 |  |  |  | 13h30 | 0 | 0 |  |  |  | 13h30 | 0.71 | 2.31 |  |  |  | 13h30 | 0.48 | 1.38 |  |  |  | 13h30 | 0 | 0 |  |  |  | 13h30 | 0.52 | 1.56 |  |  |  | 13h30 | 0.46 | 1.32 |  |  |  | 13h30 | 0 | 0 |  |  |  | 13h30 | 0.48 | 1.44 |  |  |  | 13h30 | 0.43 | 1.29 |  |  |  | 13h30 | 0 | 0 |  |  |  | 13h30 | 0.43 | 1.36 |  |  |  | 13h30 | 0.4 | 1.22 |  |  |  | 13h30 | 0 | 0 |  |  |  | 13h30 | 0.39 | 1.26 |  |  |  | 13h30 | 0.46 | 1.35 |  |  |  | 13h30 | 0 | 0 |  |  |  | 13h30 | 0.48 | 1.5
14h30 | 0.3 | 1.21 |  | 14h30 | 0.31 | 1.22 |  | 14h30 | 0.28 | 1.14 |  |  | 14h30 | 0.27 | 1.43 |  |  |  | 14h30 | 0.27 | 1.44 |  |  |  | 14h30 | 0.26 | 1.37 |  |  |  | 14h30 | 1.21 | 3.18 |  |  |  | 14h30 | 0 | 0 |  |  |  | 14h30 | 0.82 | 2.38 |  |  |  | 14h30 | 1.08 | 2.85 |  |  |  | 14h30 | 0 | 0 |  |  |  | 14h30 | 0.7 | 2.04 |  |  |  | 14h30 | 1.05 | 2.96 |  |  |  | 14h30 | 0 | 0 |  |  |  | 14h30 | 0.6 | 1.95 |  |  |  | 14h30 | 0.86 | 2.55 |  |  |  | 14h30 | 0 | 0 |  |  |  | 14h30 | 0.45 | 1.58 |  |  |  | 14h30 | 0.95 | 2.71 |  |  |  | 14h30 | 0 | 0 |  |  |  | 14h30 | 0.63 | 2.07 |  |  |  | 14h30 | 0.83 | 2.27 |  |  |  | 14h30 | 0 | 0 |  |  |  | 14h30 | 0.46 | 1.41 |  |  |  | 14h30 | 0.78 | 2.12 |  |  |  | 14h30 | 0 | 0 |  |  |  | 14h30 | 0.42 | 1.27 |  |  |  | 14h30 | 0.71 | 2.05 |  |  |  | 14h30 | 0 | 0 |  |  |  | 14h30 | 0.37 | 1.19 |  |  |  | 14h30 | 0.65 | 1.91 |  |  |  | 14h30 | 0 | 0 |  |  |  | 14h30 | 0.33 | 1.09 |  |  |  | 14h30 | 0.77 | 2.19 |  |  |  | 14h30 | 0 | 0 |  |  |  | 14h30 | 0.42 | 1.33
15h30 | 0.26 | 1.14 |  | 15h30 | 0.27 | 1.15 |  | 15h30 | 0.25 | 1.1 |  |  | 15h30 | 0.24 | 1.37 |  |  |  | 15h30 | 0.25 | 1.38 |  |  |  | 15h30 | 0.23 | 1.33 |  |  |  | 15h30 | 1.22 | 3.14 |  |  |  | 15h30 | 0 | 0 |  |  |  | 15h30 | 0.79 | 2.31 |  |  |  | 15h30 | 1.05 | 2.75 |  |  |  | 15h30 | 0 | 0 |  |  |  | 15h30 | 0.68 | 1.99 |  |  |  | 15h30 | 1.01 | 2.86 |  |  |  | 15h30 | 0 | 0 |  |  |  | 15h30 | 0.57 | 1.87 |  |  |  | 15h30 | 0.83 | 2.59 |  |  |  | 15h30 | 0 | 0 |  |  |  | 15h30 | 0.43 | 1.55 |  |  |  | 15h30 | 0.97 | 2.79 |  |  |  | 15h30 | 0 | 0 |  |  |  | 15h30 | 0.6 | 1.99 |  |  |  | 15h30 | 0.85 | 2.39 |  |  |  | 15h30 | 0 | 0 |  |  |  | 15h30 | 0.45 | 1.38 |  |  |  | 15h30 | 0.79 | 2.17 |  |  |  | 15h30 | 0 | 0 |  |  |  | 15h30 | 0.41 | 1.24 |  |  |  | 15h30 | 0.71 | 2.09 |  |  |  | 15h30 | 0 | 0 |  |  |  | 15h30 | 0.35 | 1.15 |  |  |  | 15h30 | 0.63 | 1.91 |  |  |  | 15h30 | 0 | 0 |  |  |  | 15h30 | 0.32 | 1.06 |  |  |  | 15h30 | 0.78 | 2.27 |  |  |  | 15h30 | 0 | 0 |  |  |  | 15h30 | 0.4 | 1.3
16h30 | 0.26 | 1.14 |  | 16h30 | 0.27 | 1.15 |  | 16h30 | 0.25 | 1.11 |  |  | 16h30 | 0.27 | 1.39 |  |  |  | 16h30 | 0.28 | 1.39 |  |  |  | 16h30 | 0.26 | 1.36 |  |  |  | 16h30 | 0.96 | 2.65 |  |  |  | 16h30 | 0 | 0 |  |  |  | 16h30 | 0.83 | 2.41 |  |  |  | 16h30 | 0.86 | 2.4 |  |  |  | 16h30 | 0 | 0 |  |  |  | 16h30 | 0.72 | 2.11 |  |  |  | 16h30 | 0.79 | 2.34 |  |  |  | 16h30 | 0 | 0 |  |  |  | 16h30 | 0.61 | 1.97 |  |  |  | 16h30 | 0.65 | 2.06 |  |  |  | 16h30 | 0 | 0 |  |  |  | 16h30 | 0.46 | 1.64 |  |  |  | 16h30 | 0.79 | 2.38 |  |  |  | 16h30 | 0 | 0 |  |  |  | 16h30 | 0.65 | 2.11 |  |  |  | 16h30 | 0.7 | 2.03 |  |  |  | 16h30 | 0 | 0 |  |  |  | 16h30 | 0.48 | 1.46 |  |  |  | 16h30 | 0.65 | 1.86 |  |  |  | 16h30 | 0 | 0 |  |  |  | 16h30 | 0.43 | 1.32 |  |  |  | 16h30 | 0.59 | 1.78 |  |  |  | 16h30 | 0 | 0 |  |  |  | 16h30 | 0.38 | 1.21 |  |  |  | 16h30 | 0.53 | 1.64 |  |  |  | 16h30 | 0 | 0 |  |  |  | 16h30 | 0.34 | 1.12 |  |  |  | 16h30 | 0.65 | 1.93 |  |  |  | 16h30 | 0 | 0 |  |  |  | 16h30 | 0.44 | 1.38
17h30 | 0.31 | 1.22 |  | 17h30 | 0.31 | 1.23 |  | 17h30 | 0.29 | 1.2 |  |  | 17h30 | 0.36 | 1.49 |  |  |  | 17h30 | 0.36 | 1.5 |  |  |  | 17h30 | 0.35 | 1.47 |  |  |  | 17h30 | 0.92 | 2.64 |  |  |  | 17h30 | 0 | 0 |  |  |  | 17h30 | 0.88 | 2.56 |  |  |  | 17h30 | 0.83 | 2.42 |  |  |  | 17h30 | 0 | 0 |  |  |  | 17h30 | 0.77 | 2.27 |  |  |  | 17h30 | 0.74 | 2.27 |  |  |  | 17h30 | 0 | 0 |  |  |  | 17h30 | 0.66 | 2.12 |  |  |  | 17h30 | 0.6 | 1.93 |  |  |  | 17h30 | 0 | 0 |  |  |  | 17h30 | 0.5 | 1.73 |  |  |  | 17h30 | 0.76 | 2.38 |  |  |  | 17h30 | 0 | 0 |  |  |  | 17h30 | 0.71 | 2.27 |  |  |  | 17h30 | 0.64 | 1.89 |  |  |  | 17h30 | 0 | 0 |  |  |  | 17h30 | 0.51 | 1.54 |  |  |  | 17h30 | 0.6 | 1.75 |  |  |  | 17h30 | 0 | 0 |  |  |  | 17h30 | 0.47 | 1.41 |  |  |  | 17h30 | 0.54 | 1.66 |  |  |  | 17h30 | 0 | 0 |  |  |  | 17h30 | 0.41 | 1.29 |  |  |  | 17h30 | 0.49 | 1.54 |  |  |  | 17h30 | 0 | 0 |  |  |  | 17h30 | 0.37 | 1.19 |  |  |  | 17h30 | 0.6 | 1.81 |  |  |  | 17h30 | 0 | 0 |  |  |  | 17h30 | 0.47 | 1.47
18h30 | 0.35 | 1.28 |  | 18h30 | 0.35 | 1.29 |  | 18h30 | 0.34 | 1.26 |  |  | 18h30 | 0.43 | 1.57 |  |  |  | 18h30 | 0.43 | 1.58 |  |  |  | 18h30 | 0.42 | 1.56 |  |  |  | 18h30 | 0.92 | 2.66 |  |  |  | 18h30 | 0.64 | 1.76 |  |  |  | 18h30 | 0.91 | 2.62 |  |  |  | 18h30 | 0.83 | 2.44 |  |  |  | 18h30 | 0.63 | 1.73 |  |  |  | 18h30 | 0.8 | 2.33 |  |  |  | 18h30 | 0.73 | 2.27 |  |  |  | 18h30 | 0.62 | 1.74 |  |  |  | 18h30 | 0.68 | 2.19 |  |  |  | 18h30 | 0.57 | 1.88 |  |  |  | 18h30 | 0.59 | 1.7 |  |  |  | 18h30 | 0.51 | 1.76 |  |  |  | 18h30 | 0.77 | 2.41 |  |  |  | 18h30 | 0.54 | 1.58 |  |  |  | 18h30 | 0.73 | 2.34 |  |  |  | 18h30 | 0.61 | 1.78 |  |  |  | 18h30 | 0.57 | 1.59 |  |  |  | 18h30 | 0.52 | 1.55 |  |  |  | 18h30 | 0.56 | 1.66 |  |  |  | 18h30 | 0.55 | 1.54 |  |  |  | 18h30 | 0.48 | 1.43 |  |  |  | 18h30 | 0.51 | 1.56 |  |  |  | 18h30 | 0.53 | 1.5 |  |  |  | 18h30 | 0.41 | 1.3 |  |  |  | 18h30 | 0.46 | 1.45 |  |  |  | 18h30 | 0.5 | 1.46 |  |  |  | 18h30 | 0.37 | 1.21 |  |  |  | 18h30 | 0.57 | 1.72 |  |  |  | 18h30 | 0.55 | 1.56 |  |  |  | 18h30 | 0.48 | 1.49
19h30 | 0.37 | 1.32 |  | 19h30 | 0.37 | 1.33 |  | 19h30 | 0.36 | 1.3 |  |  | 19h30 | 0.46 | 1.61 |  |  |  | 19h30 | 0.46 | 1.62 |  |  |  | 19h30 | 0.46 | 1.6 |  |  |  | 19h30 | 0.92 | 2.63 |  |  |  | 19h30 | 1.27 | 3.26 |  |  |  | 19h30 | 0.91 | 2.61 |  |  |  | 19h30 | 0.82 | 2.39 |  |  |  | 19h30 | 1.19 | 3.09 |  |  |  | 19h30 | 0.79 | 2.3 |  |  |  | 19h30 | 0.71 | 2.23 |  |  |  | 19h30 | 1.18 | 3.17 |  |  |  | 19h30 | 0.68 | 2.18 |  |  |  | 19h30 | 0.55 | 1.82 |  |  |  | 19h30 | 1.06 | 2.94 |  |  |  | 19h30 | 0.5 | 1.74 |  |  |  | 19h30 | 0.56 | 2.1 |  |  |  | 19h30 | 0.86 | 2.63 |  |  |  | 19h30 | 0.53 | 2.05 |  |  |  | 19h30 | 0.57 | 1.68 |  |  |  | 19h30 | 1.04 | 2.74 |  |  |  | 19h30 | 0.51 | 1.52 |  |  |  | 19h30 | 0.53 | 1.56 |  |  |  | 19h30 | 0.98 | 2.59 |  |  |  | 19h30 | 0.47 | 1.4 |  |  |  | 19h30 | 0.47 | 1.46 |  |  |  | 19h30 | 0.93 | 2.53 |  |  |  | 19h30 | 0.41 | 1.28 |  |  |  | 19h30 | 0.43 | 1.36 |  |  |  | 19h30 | 0.86 | 2.41 |  |  |  | 19h30 | 0.37 | 1.18 |  |  |  | 19h30 | 0.54 | 1.62 |  |  |  | 19h30 | 0.99 | 2.66 |  |  |  | 19h30 | 0.48 | 1.46
20h30 | 0.39 | 1.35 |  | 20h30 | 0.39 | 1.36 |  | 20h30 | 0.38 | 1.34 |  |  | 20h30 | 0.49 | 1.66 |  |  |  | 20h30 | 0.49 | 1.67 |  |  |  | 20h30 | 0.49 | 1.65 |  |  |  | 20h30 | 0.91 | 2.6 |  |  |  | 20h30 | 1.39 | 3.58 |  |  |  | 20h30 | 0.9 | 2.58 |  |  |  | 20h30 | 0.81 | 2.34 |  |  |  | 20h30 | 1.26 | 3.3 |  |  |  | 20h30 | 0.78 | 2.26 |  |  |  | 20h30 | 0.7 | 2.19 |  |  |  | 20h30 | 1.24 | 3.38 |  |  |  | 20h30 | 0.67 | 2.15 |  |  |  | 20h30 | 0.53 | 1.79 |  |  |  | 20h30 | 1.05 | 3 |  |  |  | 20h30 | 0.5 | 1.73 |  |  |  | 20h30 | 0.33 | 1.78 |  |  |  | 20h30 | 0.75 | 2.65 |  |  |  | 20h30 | 0.36 | 1.75 |  |  |  | 20h30 | 0.55 | 1.61 |  |  |  | 20h30 | 1.08 | 2.88 |  |  |  | 20h30 | 0.51 | 1.5 |  |  |  | 20h30 | 0.51 | 1.5 |  |  |  | 20h30 | 1 | 2.68 |  |  |  | 20h30 | 0.46 | 1.38 |  |  |  | 20h30 | 0.45 | 1.39 |  |  |  | 20h30 | 0.94 | 2.6 |  |  |  | 20h30 | 0.4 | 1.26 |  |  |  | 20h30 | 0.41 | 1.29 |  |  |  | 20h30 | 0.86 | 2.45 |  |  |  | 20h30 | 0.36 | 1.16 |  |  |  | 20h30 | 0.52 | 1.56 |  |  |  | 20h30 | 1.01 | 2.78 |  |  |  | 20h30 | 0.47 | 1.44
21h30 | 0.39 | 1.36 |  | 21h30 | 0.4 | 1.37 |  | 21h30 | 0.39 | 1.35 |  |  | 21h30 | 0.5 | 1.67 |  |  |  | 21h30 | 0.5 | 1.67 |  |  |  | 21h30 | 0.5 | 1.66 |  |  |  | 21h30 | 0.9 | 2.57 |  |  |  | 21h30 | 1.04 | 2.85 |  |  |  | 21h30 | 0.89 | 2.56 |  |  |  | 21h30 | 0.8 | 2.3 |  |  |  | 21h30 | 0.96 | 2.65 |  |  |  | 21h30 | 0.77 | 2.24 |  |  |  | 21h30 | 0.69 | 2.16 |  |  |  | 21h30 | 0.9 | 2.59 |  |  |  | 21h30 | 0.66 | 2.13 |  |  |  | 21h30 | 0.52 | 1.77 |  |  |  | 21h30 | 0.76 | 2.26 |  |  |  | 21h30 | 0.5 | 1.72 |  |  |  | 21h30 | 0.3 | 1.74 |  |  |  | 21h30 | 0.46 | 2.03 |  |  |  | 21h30 | 0.31 | 1.71 |  |  |  | 21h30 | 0.53 | 1.56 |  |  |  | 21h30 | 0.82 | 2.27 |  |  |  | 21h30 | 0.5 | 1.48 |  |  |  | 21h30 | 0.49 | 1.46 |  |  |  | 21h30 | 0.76 | 2.13 |  |  |  | 21h30 | 0.46 | 1.37 |  |  |  | 21h30 | 0.44 | 1.34 |  |  |  | 21h30 | 0.72 | 2.05 |  |  |  | 21h30 | 0.4 | 1.25 |  |  |  | 21h30 | 0.4 | 1.25 |  |  |  | 21h30 | 0.66 | 1.94 |  |  |  | 21h30 | 0.36 | 1.15 |  |  |  | 21h30 | 0.5 | 1.51 |  |  |  | 21h30 | 0.77 | 2.19 |  |  |  | 21h30 | 0.47 | 1.43
22h30 | 0.39 | 1.35 |  | 22h30 | 0.4 | 1.35 |  | 22h30 | 0.39 | 1.34 |  |  | 22h30 | 0.5 | 1.65 |  |  |  | 22h30 | 0.51 | 1.66 |  |  |  | 22h30 | 0.5 | 1.65 |  |  |  | 22h30 | 0.89 | 2.55 |  |  |  | 22h30 | 0.93 | 2.64 |  |  |  | 22h30 | 0.89 | 2.54 |  |  |  | 22h30 | 0.79 | 2.27 |  |  |  | 22h30 | 0.86 | 2.45 |  |  |  | 22h30 | 0.77 | 2.22 |  |  |  | 22h30 | 0.67 | 2.14 |  |  |  | 22h30 | 0.77 | 2.31 |  |  |  | 22h30 | 0.65 | 2.11 |  |  |  | 22h30 | 0.52 | 1.75 |  |  |  | 22h30 | 0.63 | 1.97 |  |  |  | 22h30 | 0.49 | 1.71 |  |  |  | 22h30 | 0.29 | 1.71 |  |  |  | 22h30 | 0.35 | 1.83 |  |  |  | 22h30 | 0.31 | 1.69 |  |  |  | 22h30 | 0.52 | 1.53 |  |  |  | 22h30 | 0.69 | 1.96 |  |  |  | 22h30 | 0.5 | 1.47 |  |  |  | 22h30 | 0.48 | 1.43 |  |  |  | 22h30 | 0.64 | 1.84 |  |  |  | 22h30 | 0.46 | 1.36 |  |  |  | 22h30 | 0.42 | 1.31 |  |  |  | 22h30 | 0.6 | 1.76 |  |  |  | 22h30 | 0.4 | 1.24 |  |  |  | 22h30 | 0.39 | 1.22 |  |  |  | 22h30 | 0.55 | 1.67 |  |  |  | 22h30 | 0.36 | 1.15 |  |  |  | 22h30 | 0.49 | 1.48 |  |  |  | 22h30 | 0.65 | 1.9 |  |  |  | 22h30 | 0.47 | 1.42
23h30 | 0.4 | 1.38 |  | 23h30 | 0.41 | 1.38 |  | 23h30 | 0.4 | 1.37 |  |  | 23h30 | 0.52 | 1.69 |  |  |  | 23h30 | 0.52 | 1.69 |  |  |  | 23h30 | 0.51 | 1.69 |  |  |  | 23h30 | 0.9 | 2.57 |  |  |  | 23h30 | 0.92 | 2.62 |  |  |  | 23h30 | 0.9 | 2.57 |  |  |  | 23h30 | 0.79 | 2.29 |  |  |  | 23h30 | 0.84 | 2.42 |  |  |  | 23h30 | 0.77 | 2.24 |  |  |  | 23h30 | 0.68 | 2.16 |  |  |  | 23h30 | 0.73 | 2.25 |  |  |  | 23h30 | 0.66 | 2.13 |  |  |  | 23h30 | 0.52 | 1.77 |  |  |  | 23h30 | 0.59 | 1.91 |  |  |  | 23h30 | 0.5 | 1.74 |  |  |  | 23h30 | 0.29 | 1.73 |  |  |  | 23h30 | 0.32 | 1.8 |  |  |  | 23h30 | 0.29 | 1.71 |  |  |  | 23h30 | 0.52 | 1.54 |  |  |  | 23h30 | 0.63 | 1.81 |  |  |  | 23h30 | 0.51 | 1.49 |  |  |  | 23h30 | 0.48 | 1.43 |  |  |  | 23h30 | 0.59 | 1.71 |  |  |  | 23h30 | 0.46 | 1.38 |  |  |  | 23h30 | 0.42 | 1.31 |  |  |  | 23h30 | 0.54 | 1.62 |  |  |  | 23h30 | 0.4 | 1.26 |  |  |  | 23h30 | 0.39 | 1.22 |  |  |  | 23h30 | 0.5 | 1.53 |  |  |  | 23h30 | 0.36 | 1.16 |  |  |  | 23h30 | 0.49 | 1.49 |  |  |  | 23h30 | 0.6 | 1.76 |  |  |  | 23h30 | 0.47 | 1.44
00h30 | 0.1 | 0.49 |  | 00h30 | 0.1 | 0.33 |  | 00h30 | 0.32 | 1.13 |  |  | 00h30 | 0.18 | 0.79 |  |  |  | 00h30 | 0.14 | 0.42 |  |  |  | 00h30 | 0.39 | 1.43 |  |  |  | 00h30 | 0.65 | 1.9 |  |  |  | 00h30 | 0.36 | 1.18 |  |  |  | 00h30 | 0.72 | 2.19 |  |  |  | 00h30 | 0.57 | 1.68 |  |  |  | 00h30 | 0.29 | 0.99 |  |  |  | 00h30 | 0.61 | 1.88 |  |  |  | 00h30 | 0.51 | 1.65 |  |  |  | 00h30 | 0.19 | 0.83 |  |  |  | 00h30 | 0.52 | 1.83 |  |  |  | 00h30 | 0.4 | 1.38 |  |  |  | 00h30 | 0.14 | 0.52 |  |  |  | 00h30 | 0.36 | 1.43 |  |  |  | 00h30 | 0.29 | 1.39 |  |  |  | 00h30 | 0.01 | 0.58 |  |  |  | 00h30 | 0.29 | 1.57 |  |  |  | 00h30 | 0.4 | 1.21 |  |  |  | 00h30 | 0.15 | 0.4 |  |  |  | 00h30 | 0.37 | 1.2 |  |  |  | 00h30 | 0.37 | 1.14 |  |  |  | 00h30 | 0.14 | 0.37 |  |  |  | 00h30 | 0.34 | 1.09 |  |  |  | 00h30 | 0.33 | 1.06 |  |  |  | 00h30 | 0.12 | 0.33 |  |  |  | 00h30 | 0.31 | 0.97 |  |  |  | 00h30 | 0.3 | 0.99 |  |  |  | 00h30 | 0.11 | 0.31 |  |  |  | 00h30 | 0.29 | 0.92 |  |  |  | 00h30 | 0.38 | 1.18 |  |  |  | 00h30 | 0.15 | 0.39 |  |  |  | 00h30 | 0.35 | 1.15
01h30 | 0 | 0 |  | 01h30 | 0 | 0 |  | 01h30 | 0 | 0.1 |  |  | 01h30 | 0 | 0.11 |  |  |  | 01h30 | 0 | 0.01 |  |  |  | 01h30 | 0 | 0.32 |  |  |  | 01h30 | 0.21 | 0.81 |  |  |  | 01h30 | 0.09 | 0.43 |  |  |  | 01h30 | 0.24 | 0.93 |  |  |  | 01h30 | 0.13 | 0.59 |  |  |  | 01h30 | 0.04 | 0.31 |  |  |  | 01h30 | 0.14 | 0.65 |  |  |  | 01h30 | 0.07 | 0.54 |  |  |  | 01h30 | 0 | 0.25 |  |  |  | 01h30 | 0.06 | 0.59 |  |  |  | 01h30 | 0 | 0.27 |  |  |  | 01h30 | 0 | 0.09 |  |  |  | 01h30 | 0 | 0.27 |  |  |  | 01h30 | 0.08 | 0.49 |  |  |  | 01h30 | 0 | 0.18 |  |  |  | 01h30 | 0.07 | 0.56 |  |  |  | 01h30 | 0 | 0.1 |  |  |  | 01h30 | 0 | 0 |  |  |  | 01h30 | 0 | 0.09 |  |  |  | 01h30 | 0 | 0.03 |  |  |  | 01h30 | 0 | 0 |  |  |  | 01h30 | 0 | 0.01 |  |  |  | 01h30 | 0 | 0 |  |  |  | 01h30 | 0 | 0 |  |  |  | 01h30 | 0 | 0 |  |  |  | 01h30 | 0 | 0 |  |  |  | 01h30 | 0 | 0 |  |  |  | 01h30 | 0 | 0 |  |  |  | 01h30 | 0 | 0.07 |  |  |  | 01h30 | 0 | 0 |  |  |  | 01h30 | 0 | 0.05
02h30 | 0 | 0 |  | 02h30 | 0 | 0.02 |  | 02h30 | 0 | 0.1 |  |  | 02h30 | 0 | 0.16 |  |  |  | 02h30 | 0 | 0.24 |  |  |  | 02h30 | 0 | 0.32 |  |  |  | 02h30 | 0.21 | 0.81 |  |  |  | 02h30 | 0.15 | 0.61 |  |  |  | 02h30 | 0.24 | 0.93 |  |  |  | 02h30 | 0.13 | 0.59 |  |  |  | 02h30 | 0.1 | 0.46 |  |  |  | 02h30 | 0.14 | 0.65 |  |  |  | 02h30 | 0.07 | 0.54 |  |  |  | 02h30 | 0.05 | 0.41 |  |  |  | 02h30 | 0.06 | 0.59 |  |  |  | 02h30 | 0 | 0.27 |  |  |  | 02h30 | 0 | 0.22 |  |  |  | 02h30 | 0 | 0.27 |  |  |  | 02h30 | 0.08 | 0.49 |  |  |  | 02h30 | 0.08 | 0.34 |  |  |  | 02h30 | 0.07 | 0.56 |  |  |  | 02h30 | 0 | 0.1 |  |  |  | 02h30 | 0 | 0.13 |  |  |  | 02h30 | 0 | 0.09 |  |  |  | 02h30 | 0 | 0.03 |  |  |  | 02h30 | 0 | 0.07 |  |  |  | 02h30 | 0 | 0.01 |  |  |  | 02h30 | 0 | 0 |  |  |  | 02h30 | 0 | 0 |  |  |  | 02h30 | 0 | 0 |  |  |  | 02h30 | 0 | 0 |  |  |  | 02h30 | 0 | 0 |  |  |  | 02h30 | 0 | 0 |  |  |  | 02h30 | 0 | 0.07 |  |  |  | 02h30 | 0 | 0.1 |  |  |  | 02h30 | 0 | 0.05
03h30 | 0 | 0.06 |  | 03h30 | 0 | 0.07 |  | 03h30 | 0 | 0.12 |  |  | 03h30 | 0 | 0.3 |  |  |  | 03h30 | 0 | 0.35 |  |  |  | 03h30 | 0.02 | 0.37 |  |  |  | 03h30 | 0.22 | 0.81 |  |  |  | 03h30 | 0.21 | 0.81 |  |  |  | 03h30 | 0.23 | 0.83 |  |  |  | 03h30 | 0.14 | 0.55 |  |  |  | 03h30 | 0.13 | 0.59 |  |  |  | 03h30 | 0.14 | 0.56 |  |  |  | 03h30 | 0.08 | 0.55 |  |  |  | 03h30 | 0.07 | 0.55 |  |  |  | 03h30 | 0.07 | 0.55 |  |  |  | 03h30 | 0 | 0.29 |  |  |  | 03h30 | 0 | 0.29 |  |  |  | 03h30 | 0 | 0.28 |  |  |  | 03h30 | 0.11 | 0.45 |  |  |  | 03h30 | 0.1 | 0.46 |  |  |  | 03h30 | 0.1 | 0.43 |  |  |  | 03h30 | 0 | 0.12 |  |  |  | 03h30 | 0 | 0.15 |  |  |  | 03h30 | 0 | 0.11 |  |  |  | 03h30 | 0 | 0.07 |  |  |  | 03h30 | 0 | 0.08 |  |  |  | 03h30 | 0 | 0.06 |  |  |  | 03h30 | 0 | 0 |  |  |  | 03h30 | 0 | 0 |  |  |  | 03h30 | 0 | 0 |  |  |  | 03h30 | 0 | 0 |  |  |  | 03h30 | 0 | 0 |  |  |  | 03h30 | 0 | 0 |  |  |  | 03h30 | 0 | 0.09 |  |  |  | 03h30 | 0 | 0.11 |  |  |  | 03h30 | 0 | 0.09
04h30 | 0 | 0.15 |  | 04h30 | 0 | 0.17 |  | 04h30 | 0 | 0.12 |  |  | 04h30 | 0.02 | 0.38 |  |  |  | 04h30 | 0.03 | 0.4 |  |  |  | 04h30 | 0.02 | 0.37 |  |  |  | 04h30 | 0.22 | 0.81 |  |  |  | 04h30 | 0.26 | 0.88 |  |  |  | 04h30 | 0.23 | 0.83 |  |  |  | 04h30 | 0.14 | 0.56 |  |  |  | 04h30 | 0.18 | 0.68 |  |  |  | 04h30 | 0.14 | 0.56 |  |  |  | 04h30 | 0.08 | 0.56 |  |  |  | 04h30 | 0.12 | 0.65 |  |  |  | 04h30 | 0.07 | 0.55 |  |  |  | 04h30 | 0 | 0.29 |  |  |  | 04h30 | 0.03 | 0.4 |  |  |  | 04h30 | 0 | 0.28 |  |  |  | 04h30 | 0.11 | 0.45 |  |  |  | 04h30 | 0.15 | 0.53 |  |  |  | 04h30 | 0.1 | 0.44 |  |  |  | 04h30 | 0 | 0.12 |  |  |  | 04h30 | 0.01 | 0.21 |  |  |  | 04h30 | 0 | 0.11 |  |  |  | 04h30 | 0 | 0.07 |  |  |  | 04h30 | 0 | 0.14 |  |  |  | 04h30 | 0 | 0.06 |  |  |  | 04h30 | 0 | 0 |  |  |  | 04h30 | 0 | 0.05 |  |  |  | 04h30 | 0 | 0 |  |  |  | 04h30 | 0 | 0 |  |  |  | 04h30 | 0 | 0 |  |  |  | 04h30 | 0 | 0 |  |  |  | 04h30 | 0 | 0.09 |  |  |  | 04h30 | 0 | 0.18 |  |  |  | 04h30 | 0 | 0.09
05h30 | 0 | 0.24 |  | 05h30 | 0 | 0.26 |  | 05h30 | 0 | 0.17 |  |  | 05h30 | 0.06 | 0.43 |  |  |  | 05h30 | 0.06 | 0.44 |  |  |  | 05h30 | 0.04 | 0.4 |  |  |  | 05h30 | 0.25 | 0.87 |  |  |  | 05h30 | 0.29 | 0.95 |  |  |  | 05h30 | 0.25 | 0.87 |  |  |  | 05h30 | 0.17 | 0.62 |  |  |  | 05h30 | 0.21 | 0.74 |  |  |  | 05h30 | 0.16 | 0.61 |  |  |  | 05h30 | 0.12 | 0.64 |  |  |  | 05h30 | 0.16 | 0.75 |  |  |  | 05h30 | 0.11 | 0.62 |  |  |  | 05h30 | 0.01 | 0.39 |  |  |  | 05h30 | 0.05 | 0.5 |  |  |  | 05h30 | 0 | 0.37 |  |  |  | 05h30 | 0.14 | 0.51 |  |  |  | 05h30 | 0.19 | 0.6 |  |  |  | 05h30 | 0.13 | 0.5 |  |  |  | 05h30 | 0.01 | 0.19 |  |  |  | 05h30 | 0.03 | 0.28 |  |  |  | 05h30 | 0 | 0.18 |  |  |  | 05h30 | 0 | 0.11 |  |  |  | 05h30 | 0.01 | 0.22 |  |  |  | 05h30 | 0 | 0.08 |  |  |  | 05h30 | 0 | 0.01 |  |  |  | 05h30 | 0 | 0.14 |  |  |  | 05h30 | 0 | 0 |  |  |  | 05h30 | 0 | 0 |  |  |  | 05h30 | 0 | 0.07 |  |  |  | 05h30 | 0 | 0 |  |  |  | 05h30 | 0 | 0.15 |  |  |  | 05h30 | 0.01 | 0.24 |  |  |  | 05h30 | 0 | 0.14
06h30 | 0 | 0.32 |  | 06h30 | 0 | 0.33 |  | 06h30 | 0 | 0.27 |  |  | 06h30 | 0.08 | 0.51 |  |  |  | 06h30 | 0.09 | 0.53 |  |  |  | 06h30 | 0.07 | 0.45 |  |  |  | 06h30 | 0.27 | 0.89 |  |  |  | 06h30 | 0.29 | 0.92 |  |  |  | 06h30 | 0.26 | 0.87 |  |  |  | 06h30 | 0.17 | 0.64 |  |  |  | 06h30 | 0.21 | 0.72 |  |  |  | 06h30 | 0.16 | 0.61 |  |  |  | 06h30 | 0.13 | 0.68 |  |  |  | 06h30 | 0.17 | 0.74 |  |  |  | 06h30 | 0.12 | 0.65 |  |  |  | 06h30 | 0.03 | 0.42 |  |  |  | 06h30 | 0.06 | 0.51 |  |  |  | 06h30 | 0.01 | 0.4 |  |  |  | 06h30 | 0.16 | 0.53 |  |  |  | 06h30 | 0.19 | 0.58 |  |  |  | 06h30 | 0.15 | 0.52 |  |  |  | 06h30 | 0.01 | 0.2 |  |  |  | 06h30 | 0.04 | 0.29 |  |  |  | 06h30 | 0.01 | 0.2 |  |  |  | 06h30 | 0 | 0.14 |  |  |  | 06h30 | 0.01 | 0.22 |  |  |  | 06h30 | 0 | 0.13 |  |  |  | 06h30 | 0 | 0.05 |  |  |  | 06h30 | 0 | 0.16 |  |  |  | 06h30 | 0 | 0.03 |  |  |  | 06h30 | 0 | 0 |  |  |  | 06h30 | 0 | 0.1 |  |  |  | 06h30 | 0 | 0 |  |  |  | 06h30 | 0 | 0.18 |  |  |  | 06h30 | 0.02 | 0.25 |  |  |  | 06h30 | 0 | 0.17
07h30 | 0.42 | 1.17 |  | 07h30 | 0.43 | 1.17 |  | 07h30 | 0.41 | 1.26 |  |  | 07h30 | 0.47 | 1.72 |  |  |  | 07h30 | 0.48 | 1.74 |  |  |  | 07h30 | 0.41 | 1.62 |  |  |  | 07h30 | 0.75 | 2.12 |  |  |  | 07h30 | 0.76 | 2.13 |  |  |  | 07h30 | 0.74 | 2.1 |  |  |  | 07h30 | 0.62 | 1.82 |  |  |  | 07h30 | 0.66 | 1.9 |  |  |  | 07h30 | 0.6 | 1.77 |  |  |  | 07h30 | 0.56 | 1.88 |  |  |  | 07h30 | 0.61 | 1.93 |  |  |  | 07h30 | 0.55 | 1.85 |  |  |  | 07h30 | 0.37 | 1.56 |  |  |  | 07h30 | 0.46 | 1.66 |  |  |  | 07h30 | 0.37 | 1.53 |  |  |  | 07h30 | 0.43 | 1.49 |  |  |  | 07h30 | 0.46 | 1.53 |  |  |  | 07h30 | 0.42 | 1.48 |  |  |  | 07h30 | 0.3 | 1.16 |  |  |  | 07h30 | 0.41 | 1.37 |  |  |  | 07h30 | 0.32 | 1.13 |  |  |  | 07h30 | 0.33 | 0.92 |  |  |  | 07h30 | 0.29 | 1.21 |  |  |  | 07h30 | 0.34 | 0.96 |  |  |  | 07h30 | 0.31 | 1.06 |  |  |  | 07h30 | 0.33 | 1 |  |  |  | 07h30 | 0.31 | 1.06 |  |  |  | 07h30 | 0.3 | 1.04 |  |  |  | 07h30 | 0.31 | 0.99 |  |  |  | 07h30 | 0.29 | 1.03 |  |  |  | 07h30 | 0.33 | 1.06 |  |  |  | 07h30 | 0.31 | 1.3 |  |  |  | 07h30 | 0.34 | 1
08h30 | 0.72 | 2.01 |  | 08h30 | 0.72 | 2.02 |  | 08h30 | 0.7 | 2.06 |  |  | 08h30 | 0.76 | 2.54 |  |  |  | 08h30 | 0.77 | 2.56 |  |  |  | 08h30 | 0.71 | 2.46 |  |  |  | 08h30 | 1.07 | 2.86 |  |  |  | 08h30 | 1.08 | 2.87 |  |  |  | 08h30 | 1.07 | 2.85 |  |  |  | 08h30 | 0.95 | 2.57 |  |  |  | 08h30 | 0.98 | 2.64 |  |  |  | 08h30 | 0.93 | 2.53 |  |  |  | 08h30 | 0.89 | 2.61 |  |  |  | 08h30 | 0.93 | 2.65 |  |  |  | 08h30 | 0.87 | 2.59 |  |  |  | 08h30 | 0.72 | 2.33 |  |  |  | 08h30 | 0.79 | 2.41 |  |  |  | 08h30 | 0.71 | 2.31 |  |  |  | 08h30 | 0.57 | 1.99 |  |  |  | 08h30 | 0.59 | 2.02 |  |  |  | 08h30 | 0.56 | 1.98 |  |  |  | 08h30 | 0.67 | 1.99 |  |  |  | 08h30 | 0.76 | 2.16 |  |  |  | 08h30 | 0.68 | 1.96 |  |  |  | 08h30 | 0.66 | 1.74 |  |  |  | 08h30 | 0.66 | 2 |  |  |  | 08h30 | 0.65 | 1.77 |  |  |  | 08h30 | 0.59 | 1.81 |  |  |  | 08h30 | 0.64 | 1.82 |  |  |  | 08h30 | 0.59 | 1.81 |  |  |  | 08h30 | 0.54 | 1.73 |  |  |  | 08h30 | 0.59 | 1.76 |  |  |  | 08h30 | 0.53 | 1.71 |  |  |  | 08h30 | 0.66 | 1.88 |  |  |  | 08h30 | 0.67 | 2.09 |  |  |  | 08h30 | 0.66 | 1.83
09h30 | 0.29 | 1.01 |  | 09h30 | 0.3 | 1.04 |  | 09h30 | 0.7 | 2.29 |  |  | 09h30 | 0.34 | 1.03 |  |  |  | 09h30 | 0.34 | 1.19 |  |  |  | 09h30 | 0.78 | 2.54 |  |  |  | 09h30 | 0.35 | 0.76 |  |  |  | 09h30 | 0.52 | 1.4 |  |  |  | 09h30 | 1.03 | 2.75 |  |  |  | 09h30 | 0.33 | 0.78 |  |  |  | 09h30 | 0.46 | 1.27 |  |  |  | 09h30 | 0.93 | 2.5 |  |  |  | 09h30 | 0.34 | 0.77 |  |  |  | 09h30 | 0.42 | 1.23 |  |  |  | 09h30 | 0.87 | 2.49 |  |  |  | 09h30 | 0.36 | 0.8 |  |  |  | 09h30 | 0.36 | 1.09 |  |  |  | 09h30 | 0.79 | 2.3 |  |  |  | 09h30 | 0.15 | 0.52 |  |  |  | 09h30 | 0.25 | 0.88 |  |  |  | 09h30 | 0.67 | 2.18 |  |  |  | 09h30 | 0.37 | 0.84 |  |  |  | 09h30 | 0.37 | 1 |  |  |  | 09h30 | 0.83 | 2.23 |  |  |  | 09h30 | 0.32 | 0.86 |  |  |  | 09h30 | 0.37 | 0.94 |  |  |  | 09h30 | 0.74 | 2.12 |  |  |  | 09h30 | 0.28 | 0.79 |  |  |  | 09h30 | 0.31 | 0.88 |  |  |  | 09h30 | 0.66 | 1.95 |  |  |  | 09h30 | 0.24 | 0.69 |  |  |  | 09h30 | 0.28 | 0.8 |  |  |  | 09h30 | 0.58 | 1.78 |  |  |  | 09h30 | 0.33 | 0.85 |  |  |  | 09h30 | 0.37 | 0.97 |  |  |  | 09h30 | 0.75 | 2.2
10h30 | 0 | 0 |  | 10h30 | 0 | 0 |  | 10h30 | 0.57 | 1.89 |  |  | 10h30 | 0 | 0 |  |  |  | 10h30 | 0 | 0 |  |  |  | 10h30 | 0.63 | 2.13 |  |  |  | 10h30 | 0 | 0 |  |  |  | 10h30 | 0 | 0 |  |  |  | 10h30 | 0.85 | 2.4 |  |  |  | 10h30 | 0 | 0 |  |  |  | 10h30 | 0 | 0 |  |  |  | 10h30 | 0.76 | 2.15 |  |  |  | 10h30 | 0 | 0 |  |  |  | 10h30 | 0 | 0 |  |  |  | 10h30 | 0.68 | 2.06 |  |  |  | 10h30 | 0 | 0 |  |  |  | 10h30 | 0 | 0 |  |  |  | 10h30 | 0.58 | 1.83 |  |  |  | 10h30 | 0 | 0 |  |  |  | 10h30 | 0 | 0 |  |  |  | 10h30 | 0.62 | 2.09 |  |  |  | 10h30 | 0 | 0 |  |  |  | 10h30 | 0 | 0 |  |  |  | 10h30 | 0.64 | 1.81 |  |  |  | 10h30 | 0 | 0 |  |  |  | 10h30 | 0 | 0 |  |  |  | 10h30 | 0.58 | 1.7 |  |  |  | 10h30 | 0 | 0 |  |  |  | 10h30 | 0 | 0 |  |  |  | 10h30 | 0.52 | 1.57 |  |  |  | 10h30 | 0 | 0 |  |  |  | 10h30 | 0 | 0 |  |  |  | 10h30 | 0.46 | 1.45 |  |  |  | 10h30 | 0 | 0 |  |  |  | 10h30 | 0 | 0 |  |  |  | 10h30 | 0.54 | 1.76
11h30 | 0 | 0 |  | 11h30 | 0 | 0 |  | 11h30 | 0.5 | 1.67 |  |  | 11h30 | 0 | 0 |  |  |  | 11h30 | 0 | 0 |  |  |  | 11h30 | 0.58 | 1.91 |  |  |  | 11h30 | 0 | 0 |  |  |  | 11h30 | 0 | 0 |  |  |  | 11h30 | 0.72 | 2.18 |  |  |  | 11h30 | 0 | 0 |  |  |  | 11h30 | 0 | 0 |  |  |  | 11h30 | 0.64 | 1.91 |  |  |  | 11h30 | 0 | 0 |  |  |  | 11h30 | 0 | 0 |  |  |  | 11h30 | 0.55 | 1.79 |  |  |  | 11h30 | 0 | 0 |  |  |  | 11h30 | 0 | 0 |  |  |  | 11h30 | 0.44 | 1.53 |  |  |  | 11h30 | 0 | 0 |  |  |  | 11h30 | 0 | 0 |  |  |  | 11h30 | 0.42 | 1.87 |  |  |  | 11h30 | 0 | 0 |  |  |  | 11h30 | 0 | 0 |  |  |  | 11h30 | 0.49 | 1.53 |  |  |  | 11h30 | 0 | 0 |  |  |  | 11h30 | 0 | 0 |  |  |  | 11h30 | 0.45 | 1.39 |  |  |  | 11h30 | 0 | 0 |  |  |  | 11h30 | 0 | 0 |  |  |  | 11h30 | 0.4 | 1.29 |  |  |  | 11h30 | 0 | 0 |  |  |  | 11h30 | 0 | 0 |  |  |  | 11h30 | 0.36 | 1.19 |  |  |  | 11h30 | 0 | 0 |  |  |  | 11h30 | 0 | 0 |  |  |  | 11h30 | 0.32 | 1.45
12h30 | 0 | 0 |  | 12h30 | 0 | 0 |  | 12h30 | 0.45 | 1.52 |  |  | 12h30 | 0 | 0 |  |  |  | 12h30 | 0 | 0 |  |  |  | 12h30 | 0.54 | 1.77 |  |  |  | 12h30 | 0 | 0 |  |  |  | 12h30 | 0 | 0 |  |  |  | 12h30 | 0.64 | 2.04 |  |  |  | 12h30 | 0 | 0 |  |  |  | 12h30 | 0 | 0 |  |  |  | 12h30 | 0.57 | 1.76 |  |  |  | 12h30 | 0 | 0 |  |  |  | 12h30 | 0 | 0 |  |  |  | 12h30 | 0.47 | 1.61 |  |  |  | 12h30 | 0 | 0 |  |  |  | 12h30 | 0 | 0 |  |  |  | 12h30 | 0.36 | 1.35 |  |  |  | 12h30 | 0 | 0 |  |  |  | 12h30 | 0 | 0 |  |  |  | 12h30 | 0.32 | 1.71 |  |  |  | 12h30 | 0 | 0 |  |  |  | 12h30 | 0 | 0 |  |  |  | 12h30 | 0.4 | 1.34 |  |  |  | 12h30 | 0 | 0 |  |  |  | 12h30 | 0 | 0 |  |  |  | 12h30 | 0.36 | 1.18 |  |  |  | 12h30 | 0 | 0 |  |  |  | 12h30 | 0 | 0 |  |  |  | 12h30 | 0.32 | 1.09 |  |  |  | 12h30 | 0 | 0 |  |  |  | 12h30 | 0 | 0 |  |  |  | 12h30 | 0.28 | 1 |  |  |  | 12h30 | 0 | 0 |  |  |  | 12h30 | 0 | 0 |  |  |  | 12h30 | 0.21 | 1.23
13h30 | 0.42 | 1.32 |  | 13h30 | 0 | 0 |  | 13h30 | 0.42 | 1.42 |  |  | 13h30 | 0.46 | 1.43 |  |  |  | 13h30 | 0 | 0 |  |  |  | 13h30 | 0.5 | 1.68 |  |  |  | 13h30 | 0.4 | 1.3 |  |  |  | 13h30 | 0 | 0 |  |  |  | 13h30 | 0.59 | 1.95 |  |  |  | 13h30 | 0.4 | 1.16 |  |  |  | 13h30 | 0 | 0 |  |  |  | 13h30 | 0.53 | 1.67 |  |  |  | 13h30 | 0.37 | 1.26 |  |  |  | 13h30 | 0 | 0 |  |  |  | 13h30 | 0.42 | 1.5 |  |  |  | 13h30 | 0.33 | 1.1 |  |  |  | 13h30 | 0 | 0 |  |  |  | 13h30 | 0.31 | 1.23 |  |  |  | 13h30 | 0.2 | 1.14 |  |  |  | 13h30 | 0 | 0 |  |  |  | 13h30 | 0.21 | 1.59 |  |  |  | 13h30 | 0.32 | 1.03 |  |  |  | 13h30 | 0 | 0 |  |  |  | 13h30 | 0.34 | 1.23 |  |  |  | 13h30 | 0.31 | 0.96 |  |  |  | 13h30 | 0 | 0 |  |  |  | 13h30 | 0.31 | 1.05 |  |  |  | 13h30 | 0.28 | 0.9 |  |  |  | 13h30 | 0 | 0 |  |  |  | 13h30 | 0.26 | 0.96 |  |  |  | 13h30 | 0.26 | 0.86 |  |  |  | 13h30 | 0 | 0 |  |  |  | 13h30 | 0.23 | 0.88 |  |  |  | 13h30 | 0.14 | 0.95 |  |  |  | 13h30 | 0 | 0 |  |  |  | 13h30 | 0.09 | 1.08
14h30 | 0.71 | 2.15 |  | 14h30 | 0 | 0 |  | 14h30 | 0.39 | 1.35 |  |  | 14h30 | 0.81 | 2.42 |  |  |  | 14h30 | 0 | 0 |  |  |  | 14h30 | 0.48 | 1.61 |  |  |  | 14h30 | 0.76 | 2.24 |  |  |  | 14h30 | 0 | 0 |  |  |  | 14h30 | 0.56 | 1.86 |  |  |  | 14h30 | 0.7 | 1.99 |  |  |  | 14h30 | 0 | 0 |  |  |  | 14h30 | 0.49 | 1.6 |  |  |  | 14h30 | 0.64 | 2.02 |  |  |  | 14h30 | 0 | 0 |  |  |  | 14h30 | 0.39 | 1.41 |  |  |  | 14h30 | 0.54 | 1.76 |  |  |  | 14h30 | 0 | 0 |  |  |  | 14h30 | 0.28 | 1.13 |  |  |  | 14h30 | 0.34 | 1.86 |  |  |  | 14h30 | 0 | 0 |  |  |  | 14h30 | 0.21 | 1.49 |  |  |  | 14h30 | 0.54 | 1.73 |  |  |  | 14h30 | 0 | 0 |  |  |  | 14h30 | 0.29 | 1.13 |  |  |  | 14h30 | 0.5 | 1.53 |  |  |  | 14h30 | 0 | 0 |  |  |  | 14h30 | 0.26 | 0.96 |  |  |  | 14h30 | 0.44 | 1.42 |  |  |  | 14h30 | 0 | 0 |  |  |  | 14h30 | 0.22 | 0.86 |  |  |  | 14h30 | 0.39 | 1.32 |  |  |  | 14h30 | 0 | 0 |  |  |  | 14h30 | 0.19 | 0.79 |  |  |  | 14h30 | 0.2 | 1.53 |  |  |  | 14h30 | 0 | 0 |  |  |  | 14h30 | 0.09 | 0.96
15h30 | 0.71 | 2.22 |  | 15h30 | 0 | 0 |  | 15h30 | 0.39 | 1.33 |  |  | 15h30 | 0.84 | 2.56 |  |  |  | 15h30 | 0 | 0 |  |  |  | 15h30 | 0.48 | 1.61 |  |  |  | 15h30 | 0.88 | 2.52 |  |  |  | 15h30 | 0 | 0 |  |  |  | 15h30 | 0.58 | 1.89 |  |  |  | 15h30 | 0.77 | 2.27 |  |  |  | 15h30 | 0 | 0 |  |  |  | 15h30 | 0.51 | 1.66 |  |  |  | 15h30 | 0.68 | 2.09 |  |  |  | 15h30 | 0 | 0 |  |  |  | 15h30 | 0.4 | 1.44 |  |  |  | 15h30 | 0.53 | 1.81 |  |  |  | 15h30 | 0 | 0 |  |  |  | 15h30 | 0.28 | 1.14 |  |  |  | 15h30 | 0.43 | 2.01 |  |  |  | 15h30 | 0 | 0 |  |  |  | 15h30 | 0.29 | 1.52 |  |  |  | 15h30 | 0.58 | 1.9 |  |  |  | 15h30 | 0 | 0 |  |  |  | 15h30 | 0.29 | 1.13 |  |  |  | 15h30 | 0.51 | 1.64 |  |  |  | 15h30 | 0 | 0 |  |  |  | 15h30 | 0.26 | 0.96 |  |  |  | 15h30 | 0.44 | 1.5 |  |  |  | 15h30 | 0 | 0 |  |  |  | 15h30 | 0.21 | 0.85 |  |  |  | 15h30 | 0.38 | 1.37 |  |  |  | 15h30 | 0 | 0 |  |  |  | 15h30 | 0.19 | 0.78 |  |  |  | 15h30 | 0.23 | 1.64 |  |  |  | 15h30 | 0 | 0 |  |  |  | 15h30 | 0.12 | 0.96
16h30 | 0.59 | 1.88 |  | 16h30 | 0 | 0 |  | 16h30 | 0.39 | 1.34 |  |  | 16h30 | 0.69 | 2.16 |  |  |  | 16h30 | 0 | 0 |  |  |  | 16h30 | 0.49 | 1.63 |  |  |  | 16h30 | 0.77 | 2.27 |  |  |  | 16h30 | 0 | 0 |  |  |  | 16h30 | 0.66 | 2.06 |  |  |  | 16h30 | 0.7 | 2.11 |  |  |  | 16h30 | 0 | 0 |  |  |  | 16h30 | 0.59 | 1.86 |  |  |  | 16h30 | 0.6 | 1.88 |  |  |  | 16h30 | 0 | 0 |  |  |  | 16h30 | 0.47 | 1.61 |  |  |  | 16h30 | 0.46 | 1.55 |  |  |  | 16h30 | 0 | 0 |  |  |  | 16h30 | 0.32 | 1.25 |  |  |  | 16h30 | 0.52 | 1.91 |  |  |  | 16h30 | 0 | 0 |  |  |  | 16h30 | 0.44 | 1.72 |  |  |  | 16h30 | 0.51 | 1.68 |  |  |  | 16h30 | 0 | 0 |  |  |  | 16h30 | 0.34 | 1.23 |  |  |  | 16h30 | 0.46 | 1.48 |  |  |  | 16h30 | 0 | 0 |  |  |  | 16h30 | 0.31 | 1.07 |  |  |  | 16h30 | 0.4 | 1.35 |  |  |  | 16h30 | 0 | 0 |  |  |  | 16h30 | 0.25 | 0.94 |  |  |  | 16h30 | 0.36 | 1.25 |  |  |  | 16h30 | 0 | 0 |  |  |  | 16h30 | 0.22 | 0.87 |  |  |  | 16h30 | 0.3 | 1.48 |  |  |  | 16h30 | 0 | 0 |  |  |  | 16h30 | 0.19 | 1.06
17h30 | 0.52 | 1.7 |  | 17h30 | 0 | 0 |  | 17h30 | 0.39 | 1.35 |  |  | 17h30 | 0.62 | 1.97 |  |  |  | 17h30 | 0 | 0 |  |  |  | 17h30 | 0.5 | 1.64 |  |  |  | 17h30 | 0.78 | 2.3 |  |  |  | 17h30 | 0 | 0 |  |  |  | 17h30 | 0.75 | 2.22 |  |  |  | 17h30 | 0.72 | 2.17 |  |  |  | 17h30 | 0 | 0 |  |  |  | 17h30 | 0.67 | 2.04 |  |  |  | 17h30 | 0.61 | 1.9 |  |  |  | 17h30 | 0 | 0 |  |  |  | 17h30 | 0.55 | 1.79 |  |  |  | 17h30 | 0.45 | 1.5 |  |  |  | 17h30 | 0 | 0 |  |  |  | 17h30 | 0.37 | 1.35 |  |  |  | 17h30 | 0.61 | 2.01 |  |  |  | 17h30 | 0 | 0 |  |  |  | 17h30 | 0.56 | 1.92 |  |  |  | 17h30 | 0.5 | 1.58 |  |  |  | 17h30 | 0 | 0 |  |  |  | 17h30 | 0.39 | 1.3 |  |  |  | 17h30 | 0.45 | 1.44 |  |  |  | 17h30 | 0 | 0 |  |  |  | 17h30 | 0.35 | 1.16 |  |  |  | 17h30 | 0.4 | 1.31 |  |  |  | 17h30 | 0 | 0 |  |  |  | 17h30 | 0.29 | 1.03 |  |  |  | 17h30 | 0.36 | 1.22 |  |  |  | 17h30 | 0 | 0 |  |  |  | 17h30 | 0.26 | 0.95 |  |  |  | 17h30 | 0.36 | 1.44 |  |  |  | 17h30 | 0 | 0 |  |  |  | 17h30 | 0.25 | 1.16
18h30 | 0.49 | 1.59 |  | 18h30 | 0.53 | 1.55 |  | 18h30 | 0.4 | 1.35 |  |  | 18h30 | 0.59 | 1.87 |  |  |  | 18h30 | 0.58 | 1.65 |  |  |  | 18h30 | 0.5 | 1.65 |  |  |  | 18h30 | 0.83 | 2.41 |  |  |  | 18h30 | 0.64 | 1.82 |  |  |  | 18h30 | 0.81 | 2.37 |  |  |  | 18h30 | 0.75 | 2.27 |  |  |  | 18h30 | 0.63 | 1.78 |  |  |  | 18h30 | 0.72 | 2.18 |  |  |  | 18h30 | 0.64 | 2.01 |  |  |  | 18h30 | 0.61 | 1.76 |  |  |  | 18h30 | 0.6 | 1.95 |  |  |  | 18h30 | 0.46 | 1.55 |  |  |  | 18h30 | 0.5 | 1.47 |  |  |  | 18h30 | 0.41 | 1.46 |  |  |  | 18h30 | 0.67 | 2.15 |  |  |  | 18h30 | 0.45 | 1.49 |  |  |  | 18h30 | 0.65 | 2.09 |  |  |  | 18h30 | 0.49 | 1.54 |  |  |  | 18h30 | 0.48 | 1.4 |  |  |  | 18h30 | 0.42 | 1.35 |  |  |  | 18h30 | 0.45 | 1.43 |  |  |  | 18h30 | 0.46 | 1.34 |  |  |  | 18h30 | 0.38 | 1.24 |  |  |  | 18h30 | 0.4 | 1.3 |  |  |  | 18h30 | 0.42 | 1.28 |  |  |  | 18h30 | 0.32 | 1.1 |  |  |  | 18h30 | 0.36 | 1.21 |  |  |  | 18h30 | 0.4 | 1.23 |  |  |  | 18h30 | 0.29 | 1.02 |  |  |  | 18h30 | 0.4 | 1.44 |  |  |  | 18h30 | 0.39 | 1.32 |  |  |  | 18h30 | 0.31 | 1.25
19h30 | 0.47 | 1.56 |  | 19h30 | 0.93 | 2.65 |  | 19h30 | 0.41 | 1.38 |  |  | 19h30 | 0.57 | 1.84 |  |  |  | 19h30 | 1.06 | 2.92 |  |  |  | 19h30 | 0.52 | 1.69 |  |  |  | 19h30 | 0.87 | 2.52 |  |  |  | 19h30 | 1.21 | 3.17 |  |  |  | 19h30 | 0.86 | 2.5 |  |  |  | 19h30 | 0.79 | 2.35 |  |  |  | 19h30 | 1.14 | 3.05 |  |  |  | 19h30 | 0.76 | 2.27 |  |  |  | 19h30 | 0.67 | 2.11 |  |  |  | 19h30 | 1.08 | 2.99 |  |  |  | 19h30 | 0.64 | 2.07 |  |  |  | 19h30 | 0.48 | 1.61 |  |  |  | 19h30 | 0.86 | 2.48 |  |  |  | 19h30 | 0.44 | 1.55 |  |  |  | 19h30 | 0.51 | 1.99 |  |  |  | 19h30 | 0.72 | 2.44 |  |  |  | 19h30 | 0.49 | 1.95 |  |  |  | 19h30 | 0.5 | 1.54 |  |  |  | 19h30 | 0.86 | 2.4 |  |  |  | 19h30 | 0.45 | 1.41 |  |  |  | 19h30 | 0.46 | 1.44 |  |  |  | 19h30 | 0.81 | 2.25 |  |  |  | 19h30 | 0.41 | 1.3 |  |  |  | 19h30 | 0.4 | 1.3 |  |  |  | 19h30 | 0.73 | 2.13 |  |  |  | 19h30 | 0.35 | 1.16 |  |  |  | 19h30 | 0.37 | 1.21 |  |  |  | 19h30 | 0.68 | 2.02 |  |  |  | 19h30 | 0.31 | 1.07 |  |  |  | 19h30 | 0.43 | 1.45 |  |  |  | 19h30 | 0.68 | 2.21 |  |  |  | 19h30 | 0.37 | 1.32
20h30 | 0.46 | 1.53 |  | 20h30 | 0.94 | 2.77 |  | 20h30 | 0.41 | 1.41 |  |  | 20h30 | 0.57 | 1.82 |  |  |  | 20h30 | 1.09 | 3.13 |  |  |  | 20h30 | 0.52 | 1.72 |  |  |  | 20h30 | 0.9 | 2.62 |  |  |  | 20h30 | 1.28 | 3.37 |  |  |  | 20h30 | 0.9 | 2.6 |  |  |  | 20h30 | 0.81 | 2.4 |  |  |  | 20h30 | 1.18 | 3.18 |  |  |  | 20h30 | 0.79 | 2.34 |  |  |  | 20h30 | 0.69 | 2.19 |  |  |  | 20h30 | 1.09 | 3.07 |  |  |  | 20h30 | 0.67 | 2.16 |  |  |  | 20h30 | 0.5 | 1.67 |  |  |  | 20h30 | 0.87 | 2.56 |  |  |  | 20h30 | 0.47 | 1.63 |  |  |  | 20h30 | 0.33 | 1.79 |  |  |  | 20h30 | 0.65 | 2.48 |  |  |  | 20h30 | 0.31 | 1.76 |  |  |  | 20h30 | 0.51 | 1.55 |  |  |  | 20h30 | 0.9 | 2.57 |  |  |  | 20h30 | 0.47 | 1.45 |  |  |  | 20h30 | 0.47 | 1.45 |  |  |  | 20h30 | 0.84 | 2.37 |  |  |  | 20h30 | 0.44 | 1.35 |  |  |  | 20h30 | 0.41 | 1.31 |  |  |  | 20h30 | 0.76 | 2.22 |  |  |  | 20h30 | 0.37 | 1.21 |  |  |  | 20h30 | 0.38 | 1.22 |  |  |  | 20h30 | 0.69 | 2.08 |  |  |  | 20h30 | 0.34 | 1.12 |  |  |  | 20h30 | 0.46 | 1.47 |  |  |  | 20h30 | 0.71 | 2.33 |  |  |  | 20h30 | 0.41 | 1.37
21h30 | 0.45 | 1.5 |  | 21h30 | 0.73 | 2.23 |  | 21h30 | 0.41 | 1.41 |  |  | 21h30 | 0.56 | 1.79 |  |  |  | 21h30 | 0.84 | 2.51 |  |  |  | 21h30 | 0.53 | 1.71 |  |  |  | 21h30 | 0.95 | 2.74 |  |  |  | 21h30 | 1.07 | 2.97 |  |  |  | 21h30 | 0.94 | 2.73 |  |  |  | 21h30 | 0.85 | 2.49 |  |  |  | 21h30 | 0.98 | 2.78 |  |  |  | 21h30 | 0.83 | 2.44 |  |  |  | 21h30 | 0.73 | 2.31 |  |  |  | 21h30 | 0.9 | 2.65 |  |  |  | 21h30 | 0.71 | 2.28 |  |  |  | 21h30 | 0.52 | 1.76 |  |  |  | 21h30 | 0.7 | 2.14 |  |  |  | 21h30 | 0.5 | 1.73 |  |  |  | 21h30 | 0.34 | 1.9 |  |  |  | 21h30 | 0.47 | 2.14 |  |  |  | 21h30 | 0.33 | 1.88 |  |  |  | 21h30 | 0.53 | 1.59 |  |  |  | 21h30 | 0.75 | 2.17 |  |  |  | 21h30 | 0.5 | 1.52 |  |  |  | 21h30 | 0.49 | 1.49 |  |  |  | 21h30 | 0.7 | 2.03 |  |  |  | 21h30 | 0.46 | 1.42 |  |  |  | 21h30 | 0.43 | 1.35 |  |  |  | 21h30 | 0.64 | 1.9 |  |  |  | 21h30 | 0.4 | 1.27 |  |  |  | 21h30 | 0.39 | 1.26 |  |  |  | 21h30 | 0.59 | 1.79 |  |  |  | 21h30 | 0.36 | 1.18 |  |  |  | 21h30 | 0.48 | 1.52 |  |  |  | 21h30 | 0.64 | 2.01 |  |  |  | 21h30 | 0.45 | 1.45
22h30 | 0.44 | 1.46 |  | 22h30 | 0.61 | 1.93 |  | 22h30 | 0.41 | 1.39 |  |  | 22h30 | 0.54 | 1.75 |  |  |  | 22h30 | 0.71 | 2.19 |  |  |  | 22h30 | 0.52 | 1.69 |  |  |  | 22h30 | 0.99 | 2.87 |  |  |  | 22h30 | 1.02 | 2.95 |  |  |  | 22h30 | 0.99 | 2.86 |  |  |  | 22h30 | 0.88 | 2.58 |  |  |  | 22h30 | 0.94 | 2.73 |  |  |  | 22h30 | 0.86 | 2.54 |  |  |  | 22h30 | 0.76 | 2.43 |  |  |  | 22h30 | 0.84 | 2.57 |  |  |  | 22h30 | 0.74 | 2.4 |  |  |  | 22h30 | 0.54 | 1.85 |  |  |  | 22h30 | 0.63 | 2.03 |  |  |  | 22h30 | 0.52 | 1.81 |  |  |  | 22h30 | 0.37 | 2.02 |  |  |  | 22h30 | 0.42 | 2.12 |  |  |  | 22h30 | 0.35 | 2 |  |  |  | 22h30 | 0.54 | 1.63 |  |  |  | 22h30 | 0.67 | 1.99 |  |  |  | 22h30 | 0.52 | 1.58 |  |  |  | 22h30 | 0.51 | 1.53 |  |  |  | 22h30 | 0.63 | 1.87 |  |  |  | 22h30 | 0.48 | 1.48 |  |  |  | 22h30 | 0.44 | 1.38 |  |  |  | 22h30 | 0.57 | 1.75 |  |  |  | 22h30 | 0.42 | 1.33 |  |  |  | 22h30 | 0.4 | 1.29 |  |  |  | 22h30 | 0.53 | 1.65 |  |  |  | 22h30 | 0.38 | 1.23 |  |  |  | 22h30 | 0.5 | 1.57 |  |  |  | 22h30 | 0.6 | 1.87 |  |  |  | 22h30 | 0.48 | 1.51
23h30 | 0.43 | 1.43 |  | 23h30 | 0.55 | 1.75 |  | 23h30 | 0.4 | 1.38 |  |  | 23h30 | 0.53 | 1.73 |  |  |  | 23h30 | 0.65 | 2.01 |  |  |  | 23h30 | 0.52 | 1.69 |  |  |  | 23h30 | 1.02 | 2.97 |  |  |  | 23h30 | 1.04 | 3.02 |  |  |  | 23h30 | 1.02 | 2.97 |  |  |  | 23h30 | 0.9 | 2.65 |  |  |  | 23h30 | 0.94 | 2.77 |  |  |  | 23h30 | 0.89 | 2.61 |  |  |  | 23h30 | 0.79 | 2.52 |  |  |  | 23h30 | 0.83 | 2.6 |  |  |  | 23h30 | 0.77 | 2.5 |  |  |  | 23h30 | 0.56 | 1.91 |  |  |  | 23h30 | 0.62 | 2.03 |  |  |  | 23h30 | 0.54 | 1.88 |  |  |  | 23h30 | 0.39 | 2.11 |  |  |  | 23h30 | 0.42 | 2.17 |  |  |  | 23h30 | 0.38 | 2.09 |  |  |  | 23h30 | 0.55 | 1.66 |  |  |  | 23h30 | 0.64 | 1.9 |  |  |  | 23h30 | 0.54 | 1.62 |  |  |  | 23h30 | 0.52 | 1.56 |  |  |  | 23h30 | 0.6 | 1.79 |  |  |  | 23h30 | 0.5 | 1.52 |  |  |  | 23h30 | 0.45 | 1.41 |  |  |  | 23h30 | 0.54 | 1.67 |  |  |  | 23h30 | 0.43 | 1.37 |  |  |  | 23h30 | 0.41 | 1.32 |  |  |  | 23h30 | 0.5 | 1.57 |  |  |  | 23h30 | 0.39 | 1.27 |  |  |  | 23h30 | 0.52 | 1.6 |  |  |  | 23h30 | 0.58 | 1.81 |  |  |  | 23h30 | 0.5 | 1.56
00h30 | 0.32 | 1.1 |  | 00h30 | 0.13 | 0.39 |  | 00h30 | 0.31 | 1.07 |  |  | 00h30 | 0.39 | 1.29 |  |  |  | 00h30 | 0.16 | 0.56 |  |  |  | 00h30 | 0.38 | 1.36 |  |  |  | 00h30 | 0.66 | 1.96 |  |  |  | 00h30 | 0.5 | 1.61 |  |  |  | 00h30 | 0.74 | 2.24 |  |  |  | 00h30 | 0.58 | 1.74 |  |  |  | 00h30 | 0.4 | 1.35 |  |  |  | 00h30 | 0.63 | 1.93 |  |  |  | 00h30 | 0.51 | 1.67 |  |  |  | 00h30 | 0.3 | 1.21 |  |  |  | 00h30 | 0.55 | 1.88 |  |  |  | 00h30 | 0.37 | 1.32 |  |  |  | 00h30 | 0.18 | 0.68 |  |  |  | 00h30 | 0.38 | 1.45 |  |  |  | 00h30 | 0.26 | 1.43 |  |  |  | 00h30 | 0.09 | 0.98 |  |  |  | 00h30 | 0.3 | 1.59 |  |  |  | 00h30 | 0.37 | 1.17 |  |  |  | 00h30 | 0.19 | 0.51 |  |  |  | 00h30 | 0.38 | 1.21 |  |  |  | 00h30 | 0.35 | 1.1 |  |  |  | 00h30 | 0.18 | 0.49 |  |  |  | 00h30 | 0.35 | 1.11 |  |  |  | 00h30 | 0.31 | 1 |  |  |  | 00h30 | 0.16 | 0.45 |  |  |  | 00h30 | 0.31 | 1 |  |  |  | 00h30 | 0.28 | 0.93 |  |  |  | 00h30 | 0.15 | 0.41 |  |  |  | 00h30 | 0.28 | 0.95 |  |  |  | 00h30 | 0.3 | 1.12 |  |  |  | 00h30 | 0.19 | 0.51 |  |  |  | 00h30 | 0.3 | 1.16
01h30 | 0 | 0.07 |  | 01h30 | 0 | 0 |  | 01h30 | 0 | 0.05 |  |  | 01h30 | 0 | 0.25 |  |  |  | 01h30 | 0 | 0.08 |  |  |  | 01h30 | 0 | 0.26 |  |  |  | 01h30 | 0.3 | 1.12 |  |  |  | 01h30 | 0.13 | 0.59 |  |  |  | 01h30 | 0.34 | 1.26 |  |  |  | 01h30 | 0.22 | 0.87 |  |  |  | 01h30 | 0.08 | 0.44 |  |  |  | 01h30 | 0.24 | 0.95 |  |  |  | 01h30 | 0.16 | 0.82 |  |  |  | 01h30 | 0.03 | 0.37 |  |  |  | 01h30 | 0.17 | 0.91 |  |  |  | 01h30 | 0.06 | 0.47 |  |  |  | 01h30 | 0 | 0.08 |  |  |  | 01h30 | 0.06 | 0.49 |  |  |  | 01h30 | 0.15 | 0.79 |  |  |  | 01h30 | 0 | 0.32 |  |  |  | 01h30 | 0.17 | 0.86 |  |  |  | 01h30 | 0.02 | 0.27 |  |  |  | 01h30 | 0 | 0 |  |  |  | 01h30 | 0.02 | 0.26 |  |  |  | 01h30 | 0.01 | 0.21 |  |  |  | 01h30 | 0 | 0 |  |  |  | 01h30 | 0 | 0.19 |  |  |  | 01h30 | 0 | 0.13 |  |  |  | 01h30 | 0 | 0 |  |  |  | 01h30 | 0 | 0.12 |  |  |  | 01h30 | 0 | 0.1 |  |  |  | 01h30 | 0 | 0 |  |  |  | 01h30 | 0.01 | 0.07 |  |  |  | 01h30 | 0.01 | 0.23 |  |  |  | 01h30 | 0 | 0 |  |  |  | 01h30 | 0.01 | 0.22
02h30 | 0 | 0.07 |  | 02h30 | 0 | 0.07 |  | 02h30 | 0 | 0.05 |  |  | 02h30 | 0 | 0.25 |  |  |  | 02h30 | 0.01 | 0.25 |  |  |  | 02h30 | 0 | 0.26 |  |  |  | 02h30 | 0.3 | 1.12 |  |  |  | 02h30 | 0 | 0 |  |  |  | 02h30 | 0.34 | 1.26 |  |  |  | 02h30 | 0.22 | 0.87 |  |  |  | 02h30 | 0 | 0 |  |  |  | 02h30 | 0.24 | 0.95 |  |  |  | 02h30 | 0.16 | 0.82 |  |  |  | 02h30 | 0 | 0 |  |  |  | 02h30 | 0.17 | 0.91 |  |  |  | 02h30 | 0.06 | 0.47 |  |  |  | 02h30 | 0 | 0 |  |  |  | 02h30 | 0.06 | 0.49 |  |  |  | 02h30 | 0.16 | 0.79 |  |  |  | 02h30 | 0 | 0 |  |  |  | 02h30 | 0.17 | 0.86 |  |  |  | 02h30 | 0.02 | 0.27 |  |  |  | 02h30 | 0 | 0 |  |  |  | 02h30 | 0.02 | 0.26 |  |  |  | 02h30 | 0.01 | 0.21 |  |  |  | 02h30 | 0 | 0 |  |  |  | 02h30 | 0 | 0.19 |  |  |  | 02h30 | 0 | 0.13 |  |  |  | 02h30 | 0 | 0 |  |  |  | 02h30 | 0 | 0.12 |  |  |  | 02h30 | 0 | 0.1 |  |  |  | 02h30 | 0 | 0 |  |  |  | 02h30 | 0.01 | 0.07 |  |  |  | 02h30 | 0.01 | 0.23 |  |  |  | 02h30 | 0 | 0 |  |  |  | 02h30 | 0.01 | 0.22
03h30 | 0 | 0.07 |  | 03h30 | 0 | 0.11 |  | 03h30 | 0 | 0.05 |  |  | 03h30 | 0.01 | 0.28 |  |  |  | 03h30 | 0.01 | 0.31 |  |  |  | 03h30 | 0.02 | 0.28 |  |  |  | 03h30 | 0.39 | 1.32 |  |  |  | 03h30 | 0 | 0 |  |  |  | 03h30 | 0.4 | 1.37 |  |  |  | 03h30 | 0.27 | 1 |  |  |  | 03h30 | 0 | 0 |  |  |  | 03h30 | 0.28 | 1.02 |  |  |  | 03h30 | 0.21 | 1.02 |  |  |  | 03h30 | 0 | 0 |  |  |  | 03h30 | 0.21 | 1.06 |  |  |  | 03h30 | 0.04 | 0.57 |  |  |  | 03h30 | 0 | 0 |  |  |  | 03h30 | 0.03 | 0.58 |  |  |  | 03h30 | 0.23 | 0.95 |  |  |  | 03h30 | 0 | 0 |  |  |  | 03h30 | 0.24 | 0.97 |  |  |  | 03h30 | 0.04 | 0.34 |  |  |  | 03h30 | 0 | 0 |  |  |  | 03h30 | 0.04 | 0.35 |  |  |  | 03h30 | 0 | 0.25 |  |  |  | 03h30 | 0 | 0 |  |  |  | 03h30 | 0 | 0.24 |  |  |  | 03h30 | 0 | 0.12 |  |  |  | 03h30 | 0 | 0 |  |  |  | 03h30 | 0 | 0.1 |  |  |  | 03h30 | 0 | 0.03 |  |  |  | 03h30 | 0 | 0 |  |  |  | 03h30 | 0 | 0.02 |  |  |  | 03h30 | 0 | 0.29 |  |  |  | 03h30 | 0 | 0 |  |  |  | 03h30 | 0 | 0.3
04h30 | 0 | 0.1 |  | 04h30 | 0 | 0.24 |  | 04h30 | 0 | 0.09 |  |  | 04h30 | 0.01 | 0.33 |  |  |  | 04h30 | 0.05 | 0.43 |  |  |  | 04h30 | 0.02 | 0.3 |  |  |  | 04h30 | 0.47 | 1.54 |  |  |  | 04h30 | 0 | 0 |  |  |  | 04h30 | 0.45 | 1.5 |  |  |  | 04h30 | 0.33 | 1.15 |  |  |  | 04h30 | 0 | 0 |  |  |  | 04h30 | 0.31 | 1.11 |  |  |  | 04h30 | 0.27 | 1.23 |  |  |  | 04h30 | 0 | 0 |  |  |  | 04h30 | 0.26 | 1.19 |  |  |  | 04h30 | 0.09 | 0.73 |  |  |  | 04h30 | 0 | 0 |  |  |  | 04h30 | 0.07 | 0.71 |  |  |  | 04h30 | 0.32 | 1.13 |  |  |  | 04h30 | 0 | 0 |  |  |  | 04h30 | 0.3 | 1.1 |  |  |  | 04h30 | 0.07 | 0.45 |  |  |  | 04h30 | 0 | 0 |  |  |  | 04h30 | 0.07 | 0.44 |  |  |  | 04h30 | 0.03 | 0.36 |  |  |  | 04h30 | 0 | 0 |  |  |  | 04h30 | 0.02 | 0.34 |  |  |  | 04h30 | 0 | 0.23 |  |  |  | 04h30 | 0 | 0 |  |  |  | 04h30 | 0 | 0.21 |  |  |  | 04h30 | 0 | 0.13 |  |  |  | 04h30 | 0 | 0 |  |  |  | 04h30 | 0 | 0.12 |  |  |  | 04h30 | 0.04 | 0.4 |  |  |  | 04h30 | 0 | 0 |  |  |  | 04h30 | 0.03 | 0.39
05h30 | 0 | 0.23 |  | 05h30 | 0.01 | 0.38 |  | 05h30 | 0 | 0.21 |  |  | 05h30 | 0.05 | 0.44 |  |  |  | 05h30 | 0.1 | 0.56 |  |  |  | 05h30 | 0.04 | 0.44 |  |  |  | 05h30 | 0.52 | 1.67 |  |  |  | 05h30 | 0 | 0 |  |  |  | 05h30 | 0.5 | 1.63 |  |  |  | 05h30 | 0.38 | 1.28 |  |  |  | 05h30 | 0 | 0 |  |  |  | 05h30 | 0.36 | 1.24 |  |  |  | 05h30 | 0.33 | 1.4 |  |  |  | 05h30 | 0 | 0 |  |  |  | 05h30 | 0.31 | 1.36 |  |  |  | 05h30 | 0.14 | 0.91 |  |  |  | 05h30 | 0 | 0 |  |  |  | 05h30 | 0.13 | 0.88 |  |  |  | 05h30 | 0.37 | 1.27 |  |  |  | 05h30 | 0 | 0 |  |  |  | 05h30 | 0.36 | 1.24 |  |  |  | 05h30 | 0.11 | 0.56 |  |  |  | 05h30 | 0 | 0 |  |  |  | 05h30 | 0.11 | 0.54 |  |  |  | 05h30 | 0.08 | 0.48 |  |  |  | 05h30 | 0 | 0 |  |  |  | 05h30 | 0.07 | 0.47 |  |  |  | 05h30 | 0.02 | 0.39 |  |  |  | 05h30 | 0 | 0 |  |  |  | 05h30 | 0.01 | 0.37 |  |  |  | 05h30 | 0 | 0.29 |  |  |  | 05h30 | 0 | 0 |  |  |  | 05h30 | 0 | 0.28 |  |  |  | 05h30 | 0.09 | 0.51 |  |  |  | 05h30 | 0 | 0 |  |  |  | 05h30 | 0.08 | 0.5
06h30 | 0 | 0.36 |  | 06h30 | 0.04 | 0.45 |  | 06h30 | 0 | 0.34 |  |  | 06h30 | 0.09 | 0.54 |  |  |  | 06h30 | 0.13 | 0.67 |  |  |  | 06h30 | 0.09 | 0.53 |  |  |  | 06h30 | 0.54 | 1.69 |  |  |  | 06h30 | 0 | 0 |  |  |  | 06h30 | 0.53 | 1.68 |  |  |  | 06h30 | 0.39 | 1.32 |  |  |  | 06h30 | 0 | 0 |  |  |  | 06h30 | 0.38 | 1.29 |  |  |  | 06h30 | 0.36 | 1.45 |  |  |  | 06h30 | 0 | 0 |  |  |  | 06h30 | 0.35 | 1.43 |  |  |  | 06h30 | 0.18 | 1.01 |  |  |  | 06h30 | 0 | 0 |  |  |  | 06h30 | 0.17 | 0.98 |  |  |  | 06h30 | 0.39 | 1.3 |  |  |  | 06h30 | 0 | 0 |  |  |  | 06h30 | 0.38 | 1.28 |  |  |  | 06h30 | 0.14 | 0.63 |  |  |  | 06h30 | 0 | 0 |  |  |  | 06h30 | 0.13 | 0.61 |  |  |  | 06h30 | 0.11 | 0.53 |  |  |  | 06h30 | 0 | 0 |  |  |  | 06h30 | 0.1 | 0.52 |  |  |  | 06h30 | 0.05 | 0.46 |  |  |  | 06h30 | 0 | 0 |  |  |  | 06h30 | 0.05 | 0.45 |  |  |  | 06h30 | 0.01 | 0.38 |  |  |  | 06h30 | 0 | 0 |  |  |  | 06h30 | 0 | 0.37 |  |  |  | 06h30 | 0.11 | 0.57 |  |  |  | 06h30 | 0 | 0 |  |  |  | 06h30 | 0.11 | 0.56
07h30 | 0.44 | 1.31 |  | 07h30 | 0.43 | 1.49 |  | 07h30 | 0.43 | 1.32 |  |  | 07h30 | 0.45 | 1.73 |  |  |  | 07h30 | 0.55 | 1.89 |  |  |  | 07h30 | 0.42 | 1.7 |  |  |  | 07h30 | 1.06 | 3.08 |  |  |  | 07h30 | 0 | 0 |  |  |  | 07h30 | 1.06 | 3.07 |  |  |  | 07h30 | 0.9 | 2.64 |  |  |  | 07h30 | 0 | 0 |  |  |  | 07h30 | 0.89 | 2.62 |  |  |  | 07h30 | 0.86 | 2.81 |  |  |  | 07h30 | 0 | 0 |  |  |  | 07h30 | 0.85 | 2.8 |  |  |  | 07h30 | 0.63 | 2.33 |  |  |  | 07h30 | 0 | 0 |  |  |  | 07h30 | 0.62 | 2.3 |  |  |  | 07h30 | 0.71 | 2.42 |  |  |  | 07h30 | 0 | 0 |  |  |  | 07h30 | 0.71 | 2.41 |  |  |  | 07h30 | 0.57 | 1.86 |  |  |  | 07h30 | 0 | 0 |  |  |  | 07h30 | 0.56 | 1.85 |  |  |  | 07h30 | 0.48 | 1.66 |  |  |  | 07h30 | 0 | 0 |  |  |  | 07h30 | 0.46 | 1.63 |  |  |  | 07h30 | 0.44 | 1.5 |  |  |  | 07h30 | 0 | 0 |  |  |  | 07h30 | 0.45 | 1.46 |  |  |  | 07h30 | 0.45 | 1.29 |  |  |  | 07h30 | 0 | 0 |  |  |  | 07h30 | 0.44 | 1.31 |  |  |  | 07h30 | 0.49 | 1.78 |  |  |  | 07h30 | 0 | 0 |  |  |  | 07h30 | 0.48 | 1.75
08h30 | 0.74 | 2.13 |  | 08h30 | 0.76 | 2.31 |  | 08h30 | 0.73 | 2.12 |  |  | 08h30 | 0.81 | 2.57 |  |  |  | 08h30 | 0.89 | 2.7 |  |  |  | 08h30 | 0.78 | 2.54 |  |  |  | 08h30 | 1.43 | 3.98 |  |  |  | 08h30 | 0.84 | 2.46 |  |  |  | 08h30 | 1.43 | 3.97 |  |  |  | 08h30 | 1.26 | 3.52 |  |  |  | 08h30 | 0.8 | 2.37 |  |  |  | 08h30 | 1.25 | 3.5 |  |  |  | 08h30 | 1.21 | 3.68 |  |  |  | 08h30 | 0.78 | 2.32 |  |  |  | 08h30 | 1.21 | 3.67 |  |  |  | 08h30 | 0.98 | 3.18 |  |  |  | 08h30 | 0.65 | 2.03 |  |  |  | 08h30 | 0.97 | 3.16 |  |  |  | 08h30 | 0.88 | 3.06 |  |  |  | 08h30 | 0.62 | 1.94 |  |  |  | 08h30 | 0.88 | 3.05 |  |  |  | 08h30 | 0.95 | 2.76 |  |  |  | 08h30 | 0.61 | 1.86 |  |  |  | 08h30 | 0.94 | 2.74 |  |  |  | 08h30 | 0.85 | 2.55 |  |  |  | 08h30 | 0.58 | 1.8 |  |  |  | 08h30 | 0.84 | 2.52 |  |  |  | 08h30 | 0.8 | 2.39 |  |  |  | 08h30 | 0.54 | 1.73 |  |  |  | 08h30 | 0.8 | 2.36 |  |  |  | 08h30 | 0.77 | 2.16 |  |  |  | 08h30 | 0.51 | 1.66 |  |  |  | 08h30 | 0.76 | 2.17 |  |  |  | 08h30 | 0.87 | 2.67 |  |  |  | 08h30 | 0.58 | 1.83 |  |  |  | 08h30 | 0.86 | 2.65
09h30 | 0.3 | 0.98 |  | 09h30 | 0.36 | 1.1 |  | 09h30 | 0.73 | 2.39 |  |  | 09h30 | 0.4 | 0.98 |  |  |  | 09h30 | 0.42 | 1.28 |  |  |  | 09h30 | 0.93 | 2.64 |  |  |  | 09h30 | 1.39 | 3.9 |  |  |  | 09h30 | 1.65 | 4.39 |  |  |  | 09h30 | 1.39 | 3.9 |  |  |  | 09h30 | 1.24 | 3.48 |  |  |  | 09h30 | 1.49 | 4.04 |  |  |  | 09h30 | 1.23 | 3.47 |  |  |  | 09h30 | 1.18 | 3.57 |  |  |  | 09h30 | 1.49 | 4.2 |  |  |  | 09h30 | 1.18 | 3.56 |  |  |  | 09h30 | 1 | 3.11 |  |  |  | 09h30 | 1.23 | 3.69 |  |  |  | 09h30 | 0.99 | 3.11 |  |  |  | 09h30 | 1 | 3.27 |  |  |  | 09h30 | 1.27 | 3.68 |  |  |  | 09h30 | 0.99 | 3.27 |  |  |  | 09h30 | 1.02 | 2.87 |  |  |  | 09h30 | 1.15 | 3.25 |  |  |  | 09h30 | 1.02 | 2.86 |  |  |  | 09h30 | 0.98 | 2.73 |  |  |  | 09h30 | 1.08 | 3.07 |  |  |  | 09h30 | 0.98 | 2.72 |  |  |  | 09h30 | 0.91 | 2.66 |  |  |  | 09h30 | 1 | 2.95 |  |  |  | 09h30 | 0.9 | 2.66 |  |  |  | 09h30 | 0.81 | 2.55 |  |  |  | 09h30 | 0.92 | 2.77 |  |  |  | 09h30 | 0.79 | 2.52 |  |  |  | 09h30 | 0.99 | 2.81 |  |  |  | 09h30 | 1.09 | 3.16 |  |  |  | 09h30 | 0.99 | 2.8
10h30 | 0 | 0 |  | 10h30 | 0 | 0 |  | 10h30 | 0.61 | 1.97 |  |  | 10h30 | 0 | 0 |  |  |  | 10h30 | 0 | 0 |  |  |  | 10h30 | 0.74 | 2.22 |  |  |  | 10h30 | 1.25 | 3.57 |  |  |  | 10h30 | 1.74 | 4.55 |  |  |  | 10h30 | 1.25 | 3.57 |  |  |  | 10h30 | 1.1 | 3.16 |  |  |  | 10h30 | 1.53 | 4.04 |  |  |  | 10h30 | 1.1 | 3.14 |  |  |  | 10h30 | 1.02 | 3.18 |  |  |  | 10h30 | 1.55 | 4.4 |  |  |  | 10h30 | 1.02 | 3.17 |  |  |  | 10h30 | 0.83 | 2.7 |  |  |  | 10h30 | 1.27 | 3.86 |  |  |  | 10h30 | 0.82 | 2.7 |  |  |  | 10h30 | 1.02 | 3.23 |  |  |  | 10h30 | 1.33 | 3.96 |  |  |  | 10h30 | 1.01 | 3.22 |  |  |  | 10h30 | 0.87 | 2.49 |  |  |  | 10h30 | 1.24 | 3.41 |  |  |  | 10h30 | 0.87 | 2.48 |  |  |  | 10h30 | 0.82 | 2.35 |  |  |  | 10h30 | 1.14 | 3.17 |  |  |  | 10h30 | 0.82 | 2.34 |  |  |  | 10h30 | 0.76 | 2.28 |  |  |  | 10h30 | 1.05 | 3.03 |  |  |  | 10h30 | 0.75 | 2.27 |  |  |  | 10h30 | 0.69 | 2.16 |  |  |  | 10h30 | 0.95 | 2.82 |  |  |  | 10h30 | 0.68 | 2.14 |  |  |  | 10h30 | 0.83 | 2.42 |  |  |  | 10h30 | 1.15 | 3.28 |  |  |  | 10h30 | 0.83 | 2.42
11h30 | 0 | 0 |  | 11h30 | 0 | 0 |  | 11h30 | 0.51 | 1.7 |  |  | 11h30 | 0 | 0 |  |  |  | 11h30 | 0 | 0 |  |  |  | 11h30 | 0.62 | 1.95 |  |  |  | 11h30 | 1.2 | 3.47 |  |  |  | 11h30 | 1.34 | 3.72 |  |  |  | 11h30 | 1.2 | 3.47 |  |  |  | 11h30 | 1.05 | 3.05 |  |  |  | 11h30 | 1.2 | 3.35 |  |  |  | 11h30 | 1.05 | 3.04 |  |  |  | 11h30 | 0.95 | 3.02 |  |  |  | 11h30 | 1.16 | 3.44 |  |  |  | 11h30 | 0.95 | 3.02 |  |  |  | 11h30 | 0.75 | 2.53 |  |  |  | 11h30 | 0.95 | 2.94 |  |  |  | 11h30 | 0.75 | 2.52 |  |  |  | 11h30 | 0.98 | 3.13 |  |  |  | 11h30 | 1.1 | 3.37 |  |  |  | 11h30 | 0.98 | 3.13 |  |  |  | 11h30 | 0.79 | 2.28 |  |  |  | 11h30 | 0.98 | 2.76 |  |  |  | 11h30 | 0.79 | 2.28 |  |  |  | 11h30 | 0.74 | 2.14 |  |  |  | 11h30 | 0.91 | 2.58 |  |  |  | 11h30 | 0.74 | 2.13 |  |  |  | 11h30 | 0.68 | 2.06 |  |  |  | 11h30 | 0.84 | 2.48 |  |  |  | 11h30 | 0.67 | 2.05 |  |  |  | 11h30 | 0.62 | 1.94 |  |  |  | 11h30 | 0.77 | 2.31 |  |  |  | 11h30 | 0.61 | 1.93 |  |  |  | 11h30 | 0.75 | 2.22 |  |  |  | 11h30 | 0.91 | 2.66 |  |  |  | 11h30 | 0.74 | 2.21
12h30 | 0 | 0 |  | 12h30 | 0 | 0 |  | 12h30 | 0.44 | 1.51 |  |  | 12h30 | 0 | 0 |  |  |  | 12h30 | 0 | 0 |  |  |  | 12h30 | 0.52 | 1.76 |  |  |  | 12h30 | 1.21 | 3.53 |  |  |  | 12h30 | 1.25 | 3.6 |  |  |  | 12h30 | 1.21 | 3.53 |  |  |  | 12h30 | 1.06 | 3.1 |  |  |  | 12h30 | 1.12 | 3.25 |  |  |  | 12h30 | 1.06 | 3.09 |  |  |  | 12h30 | 0.95 | 3.05 |  |  |  | 12h30 | 1.04 | 3.22 |  |  |  | 12h30 | 0.95 | 3.05 |  |  |  | 12h30 | 0.74 | 2.52 |  |  |  | 12h30 | 0.83 | 2.69 |  |  |  | 12h30 | 0.73 | 2.52 |  |  |  | 12h30 | 1 | 3.2 |  |  |  | 12h30 | 1.04 | 3.29 |  |  |  | 12h30 | 0.99 | 3.19 |  |  |  | 12h30 | 0.76 | 2.24 |  |  |  | 12h30 | 0.86 | 2.51 |  |  |  | 12h30 | 0.76 | 2.24 |  |  |  | 12h30 | 0.71 | 2.09 |  |  |  | 12h30 | 0.8 | 2.34 |  |  |  | 12h30 | 0.71 | 2.08 |  |  |  | 12h30 | 0.65 | 1.99 |  |  |  | 12h30 | 0.74 | 2.24 |  |  |  | 12h30 | 0.64 | 1.98 |  |  |  | 12h30 | 0.59 | 1.87 |  |  |  | 12h30 | 0.68 | 2.1 |  |  |  | 12h30 | 0.59 | 1.86 |  |  |  | 12h30 | 0.72 | 2.17 |  |  |  | 12h30 | 0.81 | 2.42 |  |  |  | 12h30 | 0.71 | 2.16
13h30 | 0.41 | 1.31 |  | 13h30 | 0 | 0 |  | 13h30 | 0.39 | 1.38 |  |  | 13h30 | 0.45 | 1.43 |  |  |  | 13h30 | 0 | 0 |  |  |  | 13h30 | 0.46 | 1.63 |  |  |  | 13h30 | 1.23 | 3.59 |  |  |  | 13h30 | 1.24 | 3.63 |  |  |  | 13h30 | 1.23 | 3.59 |  |  |  | 13h30 | 1.07 | 3.15 |  |  |  | 13h30 | 1.11 | 3.26 |  |  |  | 13h30 | 1.07 | 3.14 |  |  |  | 13h30 | 0.96 | 3.1 |  |  |  | 13h30 | 1.01 | 3.18 |  |  |  | 13h30 | 0.96 | 3.1 |  |  |  | 13h30 | 0.73 | 2.52 |  |  |  | 13h30 | 0.79 | 2.63 |  |  |  | 13h30 | 0.73 | 2.52 |  |  |  | 13h30 | 1.01 | 3.25 |  |  |  | 13h30 | 1.04 | 3.31 |  |  |  | 13h30 | 1.01 | 3.25 |  |  |  | 13h30 | 0.74 | 2.21 |  |  |  | 13h30 | 0.8 | 2.38 |  |  |  | 13h30 | 0.74 | 2.21 |  |  |  | 13h30 | 0.69 | 2.06 |  |  |  | 13h30 | 0.75 | 2.22 |  |  |  | 13h30 | 0.69 | 2.05 |  |  |  | 13h30 | 0.63 | 1.94 |  |  |  | 13h30 | 0.69 | 2.11 |  |  |  | 13h30 | 0.62 | 1.94 |  |  |  | 13h30 | 0.57 | 1.82 |  |  |  | 13h30 | 0.63 | 1.98 |  |  |  | 13h30 | 0.57 | 1.81 |  |  |  | 13h30 | 0.7 | 2.14 |  |  |  | 13h30 | 0.75 | 2.3 |  |  |  | 13h30 | 0.69 | 2.13
14h30 | 0.69 | 2.14 |  | 14h30 | 0 | 0 |  | 14h30 | 0.37 | 1.32 |  |  | 14h30 | 0.8 | 2.43 |  |  |  | 14h30 | 0 | 0 |  |  |  | 14h30 | 0.45 | 1.59 |  |  |  | 14h30 | 1.21 | 3.52 |  |  |  | 14h30 | 1.22 | 3.55 |  |  |  | 14h30 | 1.21 | 3.52 |  |  |  | 14h30 | 1.05 | 3.08 |  |  |  | 14h30 | 1.09 | 3.17 |  |  |  | 14h30 | 1.05 | 3.07 |  |  |  | 14h30 | 0.94 | 3.04 |  |  |  | 14h30 | 0.98 | 3.1 |  |  |  | 14h30 | 0.94 | 3.04 |  |  |  | 14h30 | 0.71 | 2.45 |  |  |  | 14h30 | 0.75 | 2.53 |  |  |  | 14h30 | 0.7 | 2.44 |  |  |  | 14h30 | 0.99 | 3.18 |  |  |  | 14h30 | 1.01 | 3.23 |  |  |  | 14h30 | 0.99 | 3.18 |  |  |  | 14h30 | 0.7 | 2.11 |  |  |  | 14h30 | 0.75 | 2.23 |  |  |  | 14h30 | 0.7 | 2.11 |  |  |  | 14h30 | 0.65 | 1.95 |  |  |  | 14h30 | 0.7 | 2.07 |  |  |  | 14h30 | 0.65 | 1.94 |  |  |  | 14h30 | 0.59 | 1.84 |  |  |  | 14h30 | 0.63 | 1.96 |  |  |  | 14h30 | 0.59 | 1.83 |  |  |  | 14h30 | 0.54 | 1.72 |  |  |  | 14h30 | 0.58 | 1.83 |  |  |  | 14h30 | 0.53 | 1.71 |  |  |  | 14h30 | 0.66 | 2.03 |  |  |  | 14h30 | 0.7 | 2.14 |  |  |  | 14h30 | 0.65 | 2.02
15h30 | 0.7 | 2.21 |  | 15h30 | 0 | 0 |  | 15h30 | 0.38 | 1.33 |  |  | 15h30 | 0.85 | 2.58 |  |  |  | 15h30 | 0 | 0 |  |  |  | 15h30 | 0.47 | 1.6 |  |  |  | 15h30 | 1.19 | 3.49 |  |  |  | 15h30 | 1.2 | 3.51 |  |  |  | 15h30 | 1.19 | 3.49 |  |  |  | 15h30 | 1.04 | 3.04 |  |  |  | 15h30 | 1.07 | 3.12 |  |  |  | 15h30 | 1.03 | 3.03 |  |  |  | 15h30 | 0.93 | 3 |  |  |  | 15h30 | 0.96 | 3.05 |  |  |  | 15h30 | 0.93 | 3 |  |  |  | 15h30 | 0.69 | 2.4 |  |  |  | 15h30 | 0.72 | 2.46 |  |  |  | 15h30 | 0.69 | 2.4 |  |  |  | 15h30 | 0.97 | 3.14 |  |  |  | 15h30 | 1 | 3.18 |  |  |  | 15h30 | 0.97 | 3.14 |  |  |  | 15h30 | 0.68 | 2.04 |  |  |  | 15h30 | 0.71 | 2.13 |  |  |  | 15h30 | 0.68 | 2.04 |  |  |  | 15h30 | 0.62 | 1.88 |  |  |  | 15h30 | 0.66 | 1.96 |  |  |  | 15h30 | 0.62 | 1.87 |  |  |  | 15h30 | 0.56 | 1.76 |  |  |  | 15h30 | 0.59 | 1.85 |  |  |  | 15h30 | 0.56 | 1.76 |  |  |  | 15h30 | 0.51 | 1.65 |  |  |  | 15h30 | 0.54 | 1.73 |  |  |  | 15h30 | 0.51 | 1.64 |  |  |  | 15h30 | 0.63 | 1.96 |  |  |  | 15h30 | 0.66 | 2.04 |  |  |  | 15h30 | 0.62 | 1.95
16h30 | 0.58 | 1.88 |  | 16h30 | 0 | 0 |  | 16h30 | 0.38 | 1.34 |  |  | 16h30 | 0.7 | 2.18 |  |  |  | 16h30 | 0 | 0 |  |  |  | 16h30 | 0.48 | 1.63 |  |  |  | 16h30 | 1.23 | 3.59 |  |  |  | 16h30 | 1.24 | 3.61 |  |  |  | 16h30 | 1.23 | 3.59 |  |  |  | 16h30 | 1.07 | 3.14 |  |  |  | 16h30 | 1.09 | 3.21 |  |  |  | 16h30 | 1.06 | 3.13 |  |  |  | 16h30 | 0.96 | 3.1 |  |  |  | 16h30 | 0.98 | 3.13 |  |  |  | 16h30 | 0.96 | 3.09 |  |  |  | 16h30 | 0.7 | 2.45 |  |  |  | 16h30 | 0.73 | 2.5 |  |  |  | 16h30 | 0.7 | 2.45 |  |  |  | 16h30 | 1.01 | 3.25 |  |  |  | 16h30 | 1.03 | 3.28 |  |  |  | 16h30 | 1.01 | 3.25 |  |  |  | 16h30 | 0.69 | 2.08 |  |  |  | 16h30 | 0.71 | 2.14 |  |  |  | 16h30 | 0.69 | 2.08 |  |  |  | 16h30 | 0.63 | 1.91 |  |  |  | 16h30 | 0.66 | 1.98 |  |  |  | 16h30 | 0.63 | 1.91 |  |  |  | 16h30 | 0.57 | 1.79 |  |  |  | 16h30 | 0.59 | 1.85 |  |  |  | 16h30 | 0.56 | 1.79 |  |  |  | 16h30 | 0.52 | 1.67 |  |  |  | 16h30 | 0.54 | 1.73 |  |  |  | 16h30 | 0.51 | 1.66 |  |  |  | 16h30 | 0.64 | 1.99 |  |  |  | 16h30 | 0.66 | 2.05 |  |  |  | 16h30 | 0.64 | 1.99
17h30 | 0.52 | 1.72 |  | 17h30 | 0 | 0 |  | 17h30 | 0.4 | 1.36 |  |  | 17h30 | 0.63 | 2 |  |  |  | 17h30 | 0 | 0 |  |  |  | 17h30 | 0.5 | 1.66 |  |  |  | 17h30 | 1.26 | 3.67 |  |  |  | 17h30 | 1.27 | 3.69 |  |  |  | 17h30 | 1.26 | 3.67 |  |  |  | 17h30 | 1.1 | 3.21 |  |  |  | 17h30 | 1.12 | 3.27 |  |  |  | 17h30 | 1.09 | 3.2 |  |  |  | 17h30 | 0.99 | 3.18 |  |  |  | 17h30 | 1.01 | 3.21 |  |  |  | 17h30 | 0.98 | 3.17 |  |  |  | 17h30 | 0.72 | 2.48 |  |  |  | 17h30 | 0.74 | 2.52 |  |  |  | 17h30 | 0.71 | 2.48 |  |  |  | 17h30 | 1.04 | 3.33 |  |  |  | 17h30 | 1.06 | 3.36 |  |  |  | 17h30 | 1.04 | 3.33 |  |  |  | 17h30 | 0.7 | 2.1 |  |  |  | 17h30 | 0.72 | 2.15 |  |  |  | 17h30 | 0.7 | 2.1 |  |  |  | 17h30 | 0.64 | 1.94 |  |  |  | 17h30 | 0.66 | 1.99 |  |  |  | 17h30 | 0.64 | 1.93 |  |  |  | 17h30 | 0.57 | 1.81 |  |  |  | 17h30 | 0.59 | 1.86 |  |  |  | 17h30 | 0.57 | 1.81 |  |  |  | 17h30 | 0.52 | 1.69 |  |  |  | 17h30 | 0.54 | 1.74 |  |  |  | 17h30 | 0.52 | 1.68 |  |  |  | 17h30 | 0.65 | 2.02 |  |  |  | 17h30 | 0.67 | 2.07 |  |  |  | 17h30 | 0.65 | 2.02
18h30 | 0.49 | 1.63 |  | 18h30 | 0.55 | 1.61 |  | 18h30 | 0.4 | 1.38 |  |  | 18h30 | 0.6 | 1.91 |  |  |  | 18h30 | 0.6 | 1.72 |  |  |  | 18h30 | 0.51 | 1.69 |  |  |  | 18h30 | 1.28 | 3.71 |  |  |  | 18h30 | 1.28 | 3.72 |  |  |  | 18h30 | 1.28 | 3.71 |  |  |  | 18h30 | 1.11 | 3.23 |  |  |  | 18h30 | 1.13 | 3.28 |  |  |  | 18h30 | 1.1 | 3.22 |  |  |  | 18h30 | 1 | 3.21 |  |  |  | 18h30 | 1.02 | 3.24 |  |  |  | 18h30 | 0.99 | 3.21 |  |  |  | 18h30 | 0.72 | 2.5 |  |  |  | 18h30 | 0.74 | 2.54 |  |  |  | 18h30 | 0.72 | 2.5 |  |  |  | 18h30 | 1.05 | 3.37 |  |  |  | 18h30 | 1.07 | 3.39 |  |  |  | 18h30 | 1.05 | 3.37 |  |  |  | 18h30 | 0.7 | 2.11 |  |  |  | 18h30 | 0.72 | 2.14 |  |  |  | 18h30 | 0.7 | 2.1 |  |  |  | 18h30 | 0.65 | 1.95 |  |  |  | 18h30 | 0.66 | 1.99 |  |  |  | 18h30 | 0.65 | 1.94 |  |  |  | 18h30 | 0.58 | 1.81 |  |  |  | 18h30 | 0.59 | 1.85 |  |  |  | 18h30 | 0.58 | 1.81 |  |  |  | 18h30 | 0.53 | 1.69 |  |  |  | 18h30 | 0.54 | 1.73 |  |  |  | 18h30 | 0.52 | 1.68 |  |  |  | 18h30 | 0.66 | 2.03 |  |  |  | 18h30 | 0.67 | 2.06 |  |  |  | 18h30 | 0.66 | 2.03
19h30 | 0.47 | 1.55 |  | 19h30 | 0.95 | 2.7 |  | 19h30 | 0.4 | 1.38 |  |  | 19h30 | 0.57 | 1.84 |  |  |  | 19h30 | 1.08 | 2.98 |  |  |  | 19h30 | 0.51 | 1.68 |  |  |  | 19h30 | 1.29 | 3.73 |  |  |  | 19h30 | 1.29 | 3.73 |  |  |  | 19h30 | 1.29 | 3.73 |  |  |  | 19h30 | 1.11 | 3.23 |  |  |  | 19h30 | 1.13 | 3.28 |  |  |  | 19h30 | 1.11 | 3.23 |  |  |  | 19h30 | 1 | 3.23 |  |  |  | 19h30 | 1.02 | 3.25 |  |  |  | 19h30 | 1 | 3.23 |  |  |  | 19h30 | 0.73 | 2.53 |  |  |  | 19h30 | 0.75 | 2.56 |  |  |  | 19h30 | 0.73 | 2.53 |  |  |  | 19h30 | 0.86 | 3.11 |  |  |  | 19h30 | 0.87 | 3.13 |  |  |  | 19h30 | 0.86 | 3.11 |  |  |  | 19h30 | 0.71 | 2.11 |  |  |  | 19h30 | 0.72 | 2.14 |  |  |  | 19h30 | 0.71 | 2.11 |  |  |  | 19h30 | 0.65 | 1.95 |  |  |  | 19h30 | 0.66 | 1.99 |  |  |  | 19h30 | 0.65 | 1.95 |  |  |  | 19h30 | 0.58 | 1.82 |  |  |  | 19h30 | 0.59 | 1.85 |  |  |  | 19h30 | 0.58 | 1.82 |  |  |  | 19h30 | 0.53 | 1.69 |  |  |  | 19h30 | 0.54 | 1.73 |  |  |  | 19h30 | 0.53 | 1.69 |  |  |  | 19h30 | 0.66 | 2.04 |  |  |  | 19h30 | 0.67 | 2.06 |  |  |  | 19h30 | 0.66 | 2.03
20h30 | 0.45 | 1.51 |  | 20h30 | 0.95 | 2.78 |  | 20h30 | 0.4 | 1.38 |  |  | 20h30 | 0.56 | 1.8 |  |  |  | 20h30 | 1.1 | 3.14 |  |  |  | 20h30 | 0.52 | 1.69 |  |  |  | 20h30 | 1.31 | 3.79 |  |  |  | 20h30 | 1.31 | 3.79 |  |  |  | 20h30 | 1.31 | 3.79 |  |  |  | 20h30 | 1.12 | 3.28 |  |  |  | 20h30 | 1.14 | 3.32 |  |  |  | 20h30 | 1.12 | 3.27 |  |  |  | 20h30 | 1.02 | 3.29 |  |  |  | 20h30 | 1.03 | 3.3 |  |  |  | 20h30 | 1.01 | 3.28 |  |  |  | 20h30 | 0.74 | 2.58 |  |  |  | 20h30 | 0.76 | 2.6 |  |  |  | 20h30 | 0.74 | 2.57 |  |  |  | 20h30 | 0.66 | 2.89 |  |  |  | 20h30 | 0.67 | 2.9 |  |  |  | 20h30 | 0.66 | 2.89 |  |  |  | 20h30 | 0.72 | 2.14 |  |  |  | 20h30 | 0.72 | 2.16 |  |  |  | 20h30 | 0.72 | 2.14 |  |  |  | 20h30 | 0.66 | 1.98 |  |  |  | 20h30 | 0.67 | 2.01 |  |  |  | 20h30 | 0.66 | 1.97 |  |  |  | 20h30 | 0.59 | 1.85 |  |  |  | 20h30 | 0.6 | 1.87 |  |  |  | 20h30 | 0.59 | 1.84 |  |  |  | 20h30 | 0.54 | 1.72 |  |  |  | 20h30 | 0.55 | 1.75 |  |  |  | 20h30 | 0.53 | 1.71 |  |  |  | 20h30 | 0.67 | 2.06 |  |  |  | 20h30 | 0.68 | 2.09 |  |  |  | 20h30 | 0.67 | 2.06
21h30 | 0.44 | 1.48 |  | 21h30 | 0.74 | 2.24 |  | 21h30 | 0.41 | 1.39 |  |  | 21h30 | 0.55 | 1.78 |  |  |  | 21h30 | 0.85 | 2.52 |  |  |  | 21h30 | 0.52 | 1.7 |  |  |  | 21h30 | 1.34 | 3.88 |  |  |  | 21h30 | 1.34 | 3.88 |  |  |  | 21h30 | 1.34 | 3.88 |  |  |  | 21h30 | 1.15 | 3.35 |  |  |  | 21h30 | 1.16 | 3.39 |  |  |  | 21h30 | 1.15 | 3.34 |  |  |  | 21h30 | 1.04 | 3.37 |  |  |  | 21h30 | 1.05 | 3.38 |  |  |  | 21h30 | 1.04 | 3.36 |  |  |  | 21h30 | 0.76 | 2.63 |  |  |  | 21h30 | 0.77 | 2.66 |  |  |  | 21h30 | 0.75 | 2.63 |  |  |  | 21h30 | 0.66 | 2.96 |  |  |  | 21h30 | 0.67 | 2.98 |  |  |  | 21h30 | 0.66 | 2.96 |  |  |  | 21h30 | 0.73 | 2.18 |  |  |  | 21h30 | 0.74 | 2.2 |  |  |  | 21h30 | 0.73 | 2.18 |  |  |  | 21h30 | 0.67 | 2.02 |  |  |  | 21h30 | 0.68 | 2.04 |  |  |  | 21h30 | 0.67 | 2.02 |  |  |  | 21h30 | 0.6 | 1.89 |  |  |  | 21h30 | 0.61 | 1.91 |  |  |  | 21h30 | 0.6 | 1.89 |  |  |  | 21h30 | 0.55 | 1.75 |  |  |  | 21h30 | 0.56 | 1.78 |  |  |  | 21h30 | 0.55 | 1.75 |  |  |  | 21h30 | 0.69 | 2.11 |  |  |  | 21h30 | 0.69 | 2.13 |  |  |  | 21h30 | 0.68 | 2.11
22h30 | 0.43 | 1.45 |  | 22h30 | 0.62 | 1.94 |  | 22h30 | 0.4 | 1.38 |  |  | 22h30 | 0.54 | 1.75 |  |  |  | 22h30 | 0.72 | 2.2 |  |  |  | 22h30 | 0.52 | 1.69 |  |  |  | 22h30 | 1.34 | 3.89 |  |  |  | 22h30 | 1.34 | 3.9 |  |  |  | 22h30 | 1.34 | 3.89 |  |  |  | 22h30 | 1.15 | 3.35 |  |  |  | 22h30 | 1.16 | 3.38 |  |  |  | 22h30 | 1.15 | 3.35 |  |  |  | 22h30 | 1.04 | 3.38 |  |  |  | 22h30 | 1.05 | 3.39 |  |  |  | 22h30 | 1.04 | 3.38 |  |  |  | 22h30 | 0.75 | 2.63 |  |  |  | 22h30 | 0.77 | 2.65 |  |  |  | 22h30 | 0.75 | 2.63 |  |  |  | 22h30 | 0.65 | 2.97 |  |  |  | 22h30 | 0.66 | 2.98 |  |  |  | 22h30 | 0.65 | 2.97 |  |  |  | 22h30 | 0.73 | 2.18 |  |  |  | 22h30 | 0.74 | 2.19 |  |  |  | 22h30 | 0.73 | 2.18 |  |  |  | 22h30 | 0.67 | 2.01 |  |  |  | 22h30 | 0.68 | 2.04 |  |  |  | 22h30 | 0.67 | 2.01 |  |  |  | 22h30 | 0.6 | 1.88 |  |  |  | 22h30 | 0.61 | 1.9 |  |  |  | 22h30 | 0.6 | 1.88 |  |  |  | 22h30 | 0.55 | 1.75 |  |  |  | 22h30 | 0.55 | 1.77 |  |  |  | 22h30 | 0.54 | 1.74 |  |  |  | 22h30 | 0.68 | 2.11 |  |  |  | 22h30 | 0.69 | 2.12 |  |  |  | 22h30 | 0.68 | 2.1
23h30 | 0.43 | 1.44 |  | 23h30 | 0.56 | 1.78 |  | 23h30 | 0.41 | 1.39 |  |  | 23h30 | 0.54 | 1.75 |  |  |  | 23h30 | 0.65 | 2.04 |  |  |  | 23h30 | 0.52 | 1.7 |  |  |  | 23h30 | 1.35 | 3.91 |  |  |  | 23h30 | 1.35 | 3.91 |  |  |  | 23h30 | 1.35 | 3.91 |  |  |  | 23h30 | 1.15 | 3.36 |  |  |  | 23h30 | 1.16 | 3.39 |  |  |  | 23h30 | 1.15 | 3.36 |  |  |  | 23h30 | 1.04 | 3.4 |  |  |  | 23h30 | 1.05 | 3.41 |  |  |  | 23h30 | 1.04 | 3.4 |  |  |  | 23h30 | 0.76 | 2.65 |  |  |  | 23h30 | 0.77 | 2.67 |  |  |  | 23h30 | 0.75 | 2.65 |  |  |  | 23h30 | 0.65 | 2.98 |  |  |  | 23h30 | 0.66 | 2.99 |  |  |  | 23h30 | 0.65 | 2.98 |  |  |  | 23h30 | 0.73 | 2.18 |  |  |  | 23h30 | 0.73 | 2.19 |  |  |  | 23h30 | 0.73 | 2.18 |  |  |  | 23h30 | 0.67 | 2.02 |  |  |  | 23h30 | 0.68 | 2.03 |  |  |  | 23h30 | 0.67 | 2.01 |  |  |  | 23h30 | 0.6 | 1.89 |  |  |  | 23h30 | 0.61 | 1.9 |  |  |  | 23h30 | 0.6 | 1.89 |  |  |  | 23h30 | 0.54 | 1.75 |  |  |  | 23h30 | 0.55 | 1.77 |  |  |  | 23h30 | 0.54 | 1.75 |  |  |  | 23h30 | 0.68 | 2.11 |  |  |  | 23h30 | 0.69 | 2.12 |  |  |  | 23h30 | 0.68 | 2.11
00h30 | 0.32 | 1.11 |  | 00h30 | 0.13 | 0.39 |  | 00h30 | 0.31 | 1.05 |  |  | 00h30 | 0.39 | 1.31 |  |  |  | 00h30 | 0.16 | 0.59 |  |  |  | 00h30 | 0.37 | 1.35 |  |  |  | 00h30 | 0.96 | 2.9 |  |  |  | 00h30 | 0.46 | 1.28 |  |  |  | 00h30 | 0.98 | 2.96 |  |  |  | 00h30 | 0.81 | 2.48 |  |  |  | 00h30 | 0.39 | 1.08 |  |  |  | 00h30 | 0.82 | 2.51 |  |  |  | 00h30 | 0.72 | 2.51 |  |  |  | 00h30 | 0.33 | 1.04 |  |  |  | 00h30 | 0.73 | 2.55 |  |  |  | 00h30 | 0.51 | 1.91 |  |  |  | 00h30 | 0.21 | 0.73 |  |  |  | 00h30 | 0.5 | 1.94 |  |  |  | 00h30 | 0.53 | 2.26 |  |  |  | 00h30 | 0.22 | 1.04 |  |  |  | 00h30 | 0.54 | 2.29 |  |  |  | 00h30 | 0.49 | 1.58 |  |  |  | 00h30 | 0.21 | 0.56 |  |  |  | 00h30 | 0.49 | 1.59 |  |  |  | 00h30 | 0.45 | 1.45 |  |  |  | 00h30 | 0.19 | 0.51 |  |  |  | 00h30 | 0.45 | 1.45 |  |  |  | 00h30 | 0.41 | 1.32 |  |  |  | 00h30 | 0.16 | 0.46 |  |  |  | 00h30 | 0.41 | 1.32 |  |  |  | 00h30 | 0.38 | 1.21 |  |  |  | 00h30 | 0.15 | 0.42 |  |  |  | 00h30 | 0.38 | 1.21 |  |  |  | 00h30 | 0.44 | 1.52 |  |  |  | 00h30 | 0.19 | 0.54 |  |  |  | 00h30 | 0.45 | 1.52
01h30 | 0 | 0.11 |  | 01h30 | 0 | 0 |  | 01h30 | 0 | 0.1 |  |  | 01h30 | 0 | 0.3 |  |  |  | 01h30 | 0 | 0.11 |  |  |  | 01h30 | 0 | 0.3 |  |  |  | 01h30 | 0.57 | 1.96 |  |  |  | 01h30 | 0.28 | 1.08 |  |  |  | 01h30 | 0.58 | 1.99 |  |  |  | 01h30 | 0.42 | 1.53 |  |  |  | 01h30 | 0.19 | 0.82 |  |  |  | 01h30 | 0.43 | 1.54 |  |  |  | 01h30 | 0.35 | 1.57 |  |  |  | 01h30 | 0.12 | 0.8 |  |  |  | 01h30 | 0.35 | 1.59 |  |  |  | 01h30 | 0.17 | 1.01 |  |  |  | 01h30 | 0 | 0.45 |  |  |  | 01h30 | 0.17 | 1.02 |  |  |  | 01h30 | 0.38 | 1.54 |  |  |  | 01h30 | 0.2 | 0.79 |  |  |  | 01h30 | 0.39 | 1.56 |  |  |  | 01h30 | 0.15 | 0.66 |  |  |  | 01h30 | 0 | 0.21 |  |  |  | 01h30 | 0.15 | 0.66 |  |  |  | 01h30 | 0.12 | 0.55 |  |  |  | 01h30 | 0 | 0.12 |  |  |  | 01h30 | 0.12 | 0.55 |  |  |  | 01h30 | 0.09 | 0.48 |  |  |  | 01h30 | 0 | 0.03 |  |  |  | 01h30 | 0.09 | 0.48 |  |  |  | 01h30 | 0.09 | 0.42 |  |  |  | 01h30 | 0 | 0 |  |  |  | 01h30 | 0.09 | 0.42 |  |  |  | 01h30 | 0.12 | 0.61 |  |  |  | 01h30 | 0 | 0.17 |  |  |  | 01h30 | 0.12 | 0.61
02h30 | 0 | 0.11 |  | 02h30 | 0 | 0.16 |  | 02h30 | 0 | 0.1 |  |  | 02h30 | 0 | 0.3 |  |  |  | 02h30 | 0.03 | 0.35 |  |  |  | 02h30 | 0 | 0.3 |  |  |  | 02h30 | 0.57 | 1.96 |  |  |  | 02h30 | 0.67 | 2.26 |  |  |  | 02h30 | 0.58 | 1.99 |  |  |  | 02h30 | 0.42 | 1.53 |  |  |  | 02h30 | 0.48 | 1.73 |  |  |  | 02h30 | 0.43 | 1.54 |  |  |  | 02h30 | 0.35 | 1.57 |  |  |  | 02h30 | 0.39 | 1.82 |  |  |  | 02h30 | 0.35 | 1.59 |  |  |  | 02h30 | 0.17 | 1.01 |  |  |  | 02h30 | 0.15 | 1.12 |  |  |  | 02h30 | 0.17 | 1.02 |  |  |  | 02h30 | 0.38 | 1.54 |  |  |  | 02h30 | 0.43 | 1.67 |  |  |  | 02h30 | 0.39 | 1.56 |  |  |  | 02h30 | 0.15 | 0.66 |  |  |  | 02h30 | 0.12 | 0.67 |  |  |  | 02h30 | 0.15 | 0.66 |  |  |  | 02h30 | 0.12 | 0.55 |  |  |  | 02h30 | 0.08 | 0.54 |  |  |  | 02h30 | 0.12 | 0.55 |  |  |  | 02h30 | 0.09 | 0.48 |  |  |  | 02h30 | 0.03 | 0.4 |  |  |  | 02h30 | 0.09 | 0.48 |  |  |  | 02h30 | 0.09 | 0.42 |  |  |  | 02h30 | 0 | 0.31 |  |  |  | 02h30 | 0.09 | 0.42 |  |  |  | 02h30 | 0.12 | 0.61 |  |  |  | 02h30 | 0.09 | 0.61 |  |  |  | 02h30 | 0.12 | 0.61
03h30 | 0 | 0.16 |  | 03h30 | 0 | 0.25 |  | 03h30 | 0 | 0.12 |  |  | 03h30 | 0.04 | 0.39 |  |  |  | 03h30 | 0.05 | 0.45 |  |  |  | 03h30 | 0.02 | 0.39 |  |  |  | 03h30 | 0.69 | 2.25 |  |  |  | 03h30 | 0.81 | 2.58 |  |  |  | 03h30 | 0.69 | 2.26 |  |  |  | 03h30 | 0.51 | 1.73 |  |  |  | 03h30 | 0.59 | 1.97 |  |  |  | 03h30 | 0.51 | 1.73 |  |  |  | 03h30 | 0.45 | 1.87 |  |  |  | 03h30 | 0.53 | 2.18 |  |  |  | 03h30 | 0.45 | 1.87 |  |  |  | 03h30 | 0.21 | 1.2 |  |  |  | 03h30 | 0.25 | 1.36 |  |  |  | 03h30 | 0.21 | 1.21 |  |  |  | 03h30 | 0.48 | 1.79 |  |  |  | 03h30 | 0.56 | 2.06 |  |  |  | 03h30 | 0.49 | 1.8 |  |  |  | 03h30 | 0.17 | 0.77 |  |  |  | 03h30 | 0.19 | 0.83 |  |  |  | 03h30 | 0.17 | 0.77 |  |  |  | 03h30 | 0.12 | 0.64 |  |  |  | 03h30 | 0.14 | 0.7 |  |  |  | 03h30 | 0.12 | 0.64 |  |  |  | 03h30 | 0.07 | 0.53 |  |  |  | 03h30 | 0.07 | 0.61 |  |  |  | 03h30 | 0.07 | 0.53 |  |  |  | 03h30 | 0.02 | 0.42 |  |  |  | 03h30 | 0.02 | 0.51 |  |  |  | 03h30 | 0.02 | 0.42 |  |  |  | 03h30 | 0.13 | 0.71 |  |  |  | 03h30 | 0.15 | 0.77 |  |  |  | 03h30 | 0.13 | 0.71
04h30 | 0 | 0.19 |  | 04h30 | 0 | 0.35 |  | 04h30 | 0 | 0.17 |  |  | 04h30 | 0.04 | 0.43 |  |  |  | 04h30 | 0.09 | 0.54 |  |  |  | 04h30 | 0.03 | 0.42 |  |  |  | 04h30 | 0.77 | 2.42 |  |  |  | 04h30 | 0.83 | 2.52 |  |  |  | 04h30 | 0.77 | 2.41 |  |  |  | 04h30 | 0.56 | 1.86 |  |  |  | 04h30 | 0.63 | 1.98 |  |  |  | 04h30 | 0.56 | 1.85 |  |  |  | 04h30 | 0.52 | 2.08 |  |  |  | 04h30 | 0.59 | 2.22 |  |  |  | 04h30 | 0.51 | 2.07 |  |  |  | 04h30 | 0.24 | 1.36 |  |  |  | 04h30 | 0.31 | 1.5 |  |  |  | 04h30 | 0.24 | 1.35 |  |  |  | 04h30 | 0.56 | 1.95 |  |  |  | 04h30 | 0.61 | 2.05 |  |  |  | 04h30 | 0.56 | 1.94 |  |  |  | 04h30 | 0.19 | 0.82 |  |  |  | 04h30 | 0.23 | 0.96 |  |  |  | 04h30 | 0.19 | 0.82 |  |  |  | 04h30 | 0.14 | 0.69 |  |  |  | 04h30 | 0.19 | 0.79 |  |  |  | 04h30 | 0.14 | 0.69 |  |  |  | 04h30 | 0.08 | 0.61 |  |  |  | 04h30 | 0.13 | 0.72 |  |  |  | 04h30 | 0.08 | 0.61 |  |  |  | 04h30 | 0.02 | 0.51 |  |  |  | 04h30 | 0.08 | 0.63 |  |  |  | 04h30 | 0.02 | 0.51 |  |  |  | 04h30 | 0.16 | 0.75 |  |  |  | 04h30 | 0.19 | 0.88 |  |  |  | 04h30 | 0.15 | 0.75
05h30 | 0 | 0.29 |  | 05h30 | 0.03 | 0.43 |  | 05h30 | 0 | 0.28 |  |  | 05h30 | 0.07 | 0.5 |  |  |  | 05h30 | 0.12 | 0.63 |  |  |  | 05h30 | 0.07 | 0.48 |  |  |  | 05h30 | 0.81 | 2.48 |  |  |  | 05h30 | 0.83 | 2.51 |  |  |  | 05h30 | 0.8 | 2.47 |  |  |  | 05h30 | 0.6 | 1.92 |  |  |  | 05h30 | 0.64 | 1.99 |  |  |  | 05h30 | 0.59 | 1.91 |  |  |  | 05h30 | 0.57 | 2.17 |  |  |  | 05h30 | 0.62 | 2.24 |  |  |  | 05h30 | 0.57 | 2.16 |  |  |  | 05h30 | 0.29 | 1.47 |  |  |  | 05h30 | 0.35 | 1.56 |  |  |  | 05h30 | 0.29 | 1.46 |  |  |  | 05h30 | 0.6 | 2.01 |  |  |  | 05h30 | 0.63 | 2.06 |  |  |  | 05h30 | 0.6 | 2.01 |  |  |  | 05h30 | 0.22 | 0.93 |  |  |  | 05h30 | 0.28 | 1.07 |  |  |  | 05h30 | 0.22 | 0.93 |  |  |  | 05h30 | 0.17 | 0.77 |  |  |  | 05h30 | 0.21 | 0.9 |  |  |  | 05h30 | 0.17 | 0.77 |  |  |  | 05h30 | 0.13 | 0.7 |  |  |  | 05h30 | 0.17 | 0.81 |  |  |  | 05h30 | 0.13 | 0.7 |  |  |  | 05h30 | 0.07 | 0.6 |  |  |  | 05h30 | 0.13 | 0.68 |  |  |  | 05h30 | 0.07 | 0.6 |  |  |  | 05h30 | 0.19 | 0.85 |  |  |  | 05h30 | 0.22 | 0.99 |  |  |  | 05h30 | 0.19 | 0.85
06h30 | 0.01 | 0.39 |  | 06h30 | 0.07 | 0.48 |  | 06h30 | 0.01 | 0.38 |  |  | 06h30 | 0.11 | 0.58 |  |  |  | 06h30 | 0.14 | 0.71 |  |  |  | 06h30 | 0.1 | 0.56 |  |  |  | 06h30 | 0.8 | 2.47 |  |  |  | 06h30 | 0.81 | 2.49 |  |  |  | 06h30 | 0.8 | 2.47 |  |  |  | 06h30 | 0.61 | 1.93 |  |  |  | 06h30 | 0.63 | 1.97 |  |  |  | 06h30 | 0.6 | 1.93 |  |  |  | 06h30 | 0.58 | 2.18 |  |  |  | 06h30 | 0.61 | 2.22 |  |  |  | 06h30 | 0.58 | 2.18 |  |  |  | 06h30 | 0.32 | 1.53 |  |  |  | 06h30 | 0.36 | 1.58 |  |  |  | 06h30 | 0.32 | 1.52 |  |  |  | 06h30 | 0.61 | 2.02 |  |  |  | 06h30 | 0.62 | 2.04 |  |  |  | 06h30 | 0.61 | 2.01 |  |  |  | 06h30 | 0.26 | 1.04 |  |  |  | 06h30 | 0.31 | 1.14 |  |  |  | 06h30 | 0.26 | 1.04 |  |  |  | 06h30 | 0.2 | 0.85 |  |  |  | 06h30 | 0.24 | 0.96 |  |  |  | 06h30 | 0.2 | 0.85 |  |  |  | 06h30 | 0.16 | 0.78 |  |  |  | 06h30 | 0.19 | 0.89 |  |  |  | 06h30 | 0.16 | 0.78 |  |  |  | 06h30 | 0.11 | 0.65 |  |  |  | 06h30 | 0.15 | 0.73 |  |  |  | 06h30 | 0.11 | 0.65 |  |  |  | 06h30 | 0.21 | 0.96 |  |  |  | 06h30 | 0.25 | 1.06 |  |  |  | 06h30 | 0.21 | 0.96
07h30 | 0.45 | 1.24 |  | 07h30 | 0.41 | 1.58 |  | 07h30 | 0.45 | 1.3 |  |  | 07h30 | 0.49 | 1.79 |  |  |  | 07h30 | 0.58 | 1.95 |  |  |  | 07h30 | 0.48 | 1.76 |  |  |  | 07h30 | 0.79 | 2.4 |  |  |  | 07h30 | 0.79 | 2.41 |  |  |  | 07h30 | 1.33 | 3.4 |  |  |  | 07h30 | 0.6 | 1.88 |  |  |  | 07h30 | 0.61 | 1.91 |  |  |  | 07h30 | 1.11 | 3.24 |  |  |  | 07h30 | 0.58 | 2.13 |  |  |  | 07h30 | 0.59 | 2.15 |  |  |  | 07h30 | 1.09 | 3.47 |  |  |  | 07h30 | 0.34 | 1.54 |  |  |  | 07h30 | 0.36 | 1.58 |  |  |  | 07h30 | 0.78 | 2.85 |  |  |  | 07h30 | 0.42 | 1.71 |  |  |  | 07h30 | 0.42 | 1.72 |  |  |  | 07h30 | 0.94 | 3.11 |  |  |  | 07h30 | 0.3 | 1.11 |  |  |  | 07h30 | 0.33 | 1.18 |  |  |  | 07h30 | 0.74 | 2.32 |  |  |  | 07h30 | 0.23 | 0.92 |  |  |  | 07h30 | 0.27 | 1 |  |  |  | 07h30 | 0.64 | 2.08 |  |  |  | 07h30 | 0.19 | 0.86 |  |  |  | 07h30 | 0.22 | 0.95 |  |  |  | 07h30 | 0.55 | 2 |  |  |  | 07h30 | 0.14 | 0.7 |  |  |  | 07h30 | 0.16 | 0.79 |  |  |  | 07h30 | 0.49 | 1.72 |  |  |  | 07h30 | 0.25 | 1.03 |  |  |  | 07h30 | 0.28 | 1.1 |  |  |  | 07h30 | 0.66 | 2.22
08h30 | 0.76 | 2.12 |  | 08h30 | 0.76 | 2.42 |  | 08h30 | 0.76 | 2.16 |  |  | 08h30 | 0.84 | 2.66 |  |  |  | 08h30 | 0.92 | 2.79 |  |  |  | 08h30 | 0.83 | 2.63 |  |  |  | 08h30 | 1.33 | 3.79 |  |  |  | 08h30 | 1.33 | 3.8 |  |  |  | 08h30 | 1.69 | 4.4 |  |  |  | 08h30 | 1.12 | 3.22 |  |  |  | 08h30 | 1.13 | 3.25 |  |  |  | 08h30 | 1.46 | 4.03 |  |  |  | 08h30 | 1.09 | 3.49 |  |  |  | 08h30 | 1.1 | 3.51 |  |  |  | 08h30 | 1.43 | 4.27 |  |  |  | 08h30 | 0.82 | 2.89 |  |  |  | 08h30 | 0.84 | 2.92 |  |  |  | 08h30 | 1.13 | 3.66 |  |  |  | 08h30 | 0.75 | 2.83 |  |  |  | 08h30 | 0.75 | 2.84 |  |  |  | 08h30 | 1.09 | 3.66 |  |  |  | 08h30 | 0.8 | 2.41 |  |  |  | 08h30 | 0.83 | 2.47 |  |  |  | 08h30 | 1.12 | 3.18 |  |  |  | 08h30 | 0.7 | 2.17 |  |  |  | 08h30 | 0.75 | 2.26 |  |  |  | 08h30 | 1.02 | 2.93 |  |  |  | 08h30 | 0.63 | 2.11 |  |  |  | 08h30 | 0.68 | 2.2 |  |  |  | 08h30 | 0.93 | 2.86 |  |  |  | 08h30 | 0.48 | 1.87 |  |  |  | 08h30 | 0.56 | 1.99 |  |  |  | 08h30 | 0.84 | 2.58 |  |  |  | 08h30 | 0.72 | 2.31 |  |  |  | 08h30 | 0.76 | 2.38 |  |  |  | 08h30 | 1.04 | 3.08
09h30 | 0.33 | 1.02 |  | 09h30 | 0.39 | 1.16 |  | 09h30 | 0.76 | 2.48 |  |  | 09h30 | 0.39 | 0.98 |  |  |  | 09h30 | 0.44 | 1.36 |  |  |  | 09h30 | 0.91 | 2.7 |  |  |  | 09h30 | 1.7 | 4.63 |  |  |  | 09h30 | 1.7 | 4.63 |  |  |  | 09h30 | 1.61 | 4.4 |  |  |  | 09h30 | 1.48 | 4.05 |  |  |  | 09h30 | 1.49 | 4.08 |  |  |  | 09h30 | 1.4 | 3.89 |  |  |  | 09h30 | 1.45 | 4.3 |  |  |  | 09h30 | 1.46 | 4.32 |  |  |  | 09h30 | 1.35 | 4.08 |  |  |  | 09h30 | 1.17 | 3.7 |  |  |  | 09h30 | 1.19 | 3.72 |  |  |  | 09h30 | 1.13 | 3.5 |  |  |  | 09h30 | 1.25 | 3.94 |  |  |  | 09h30 | 1.25 | 3.95 |  |  |  | 09h30 | 1.17 | 3.75 |  |  |  | 09h30 | 1.18 | 3.27 |  |  |  | 09h30 | 1.21 | 3.32 |  |  |  | 09h30 | 1.15 | 3.18 |  |  |  | 09h30 | 1.09 | 3.02 |  |  |  | 09h30 | 1.12 | 3.09 |  |  |  | 09h30 | 1.08 | 2.99 |  |  |  | 09h30 | 1.01 | 2.97 |  |  |  | 09h30 | 1.05 | 3.04 |  |  |  | 09h30 | 1.04 | 2.94 |  |  |  | 09h30 | 0.86 | 2.73 |  |  |  | 09h30 | 0.93 | 2.82 |  |  |  | 09h30 | 0.95 | 2.78 |  |  |  | 09h30 | 1.1 | 3.17 |  |  |  | 09h30 | 1.13 | 3.22 |  |  |  | 09h30 | 1.09 | 3.1
10h30 | 0 | 0 |  | 10h30 | 0 | 0 |  | 10h30 | 0.6 | 1.98 |  |  | 10h30 | 0 | 0 |  |  |  | 10h30 | 0 | 0 |  |  |  | 10h30 | 0.67 | 2.2 |  |  |  | 10h30 | 1.6 | 4.4 |  |  |  | 10h30 | 1.61 | 4.4 |  |  |  | 10h30 | 1.45 | 4.09 |  |  |  | 10h30 | 1.41 | 3.88 |  |  |  | 10h30 | 1.42 | 3.9 |  |  |  | 10h30 | 1.24 | 3.54 |  |  |  | 10h30 | 1.36 | 4.04 |  |  |  | 10h30 | 1.37 | 4.05 |  |  |  | 10h30 | 1.17 | 3.65 |  |  |  | 10h30 | 1.14 | 3.5 |  |  |  | 10h30 | 1.15 | 3.51 |  |  |  | 10h30 | 0.94 | 3.06 |  |  |  | 10h30 | 1.33 | 4.02 |  |  |  | 10h30 | 1.34 | 4.03 |  |  |  | 10h30 | 1.16 | 3.68 |  |  |  | 10h30 | 1.18 | 3.21 |  |  |  | 10h30 | 1.19 | 3.23 |  |  |  | 10h30 | 0.98 | 2.78 |  |  |  | 10h30 | 1.11 | 3.02 |  |  |  | 10h30 | 1.12 | 3.05 |  |  |  | 10h30 | 0.92 | 2.59 |  |  |  | 10h30 | 1.06 | 2.97 |  |  |  | 10h30 | 1.07 | 3 |  |  |  | 10h30 | 0.87 | 2.54 |  |  |  | 10h30 | 1.01 | 2.81 |  |  |  | 10h30 | 1.02 | 2.84 |  |  |  | 10h30 | 0.79 | 2.38 |  |  |  | 10h30 | 1.11 | 3.13 |  |  |  | 10h30 | 1.13 | 3.15 |  |  |  | 10h30 | 0.92 | 2.7
11h30 | 0 | 0 |  | 11h30 | 0 | 0 |  | 11h30 | 0.46 | 1.61 |  |  | 11h30 | 0 | 0 |  |  |  | 11h30 | 0 | 0 |  |  |  | 11h30 | 0.45 | 1.81 |  |  |  | 11h30 | 1.41 | 3.98 |  |  |  | 11h30 | 1.41 | 3.98 |  |  |  | 11h30 | 1.36 | 3.91 |  |  |  | 11h30 | 1.22 | 3.47 |  |  |  | 11h30 | 1.23 | 3.49 |  |  |  | 11h30 | 1.16 | 3.36 |  |  |  | 11h30 | 1.15 | 3.55 |  |  |  | 11h30 | 1.16 | 3.56 |  |  |  | 11h30 | 1.07 | 3.4 |  |  |  | 11h30 | 0.93 | 3.01 |  |  |  | 11h30 | 0.94 | 3.03 |  |  |  | 11h30 | 0.84 | 2.82 |  |  |  | 11h30 | 1.16 | 3.61 |  |  |  | 11h30 | 1.16 | 3.62 |  |  |  | 11h30 | 1.09 | 3.51 |  |  |  | 11h30 | 0.97 | 2.75 |  |  |  | 11h30 | 0.98 | 2.77 |  |  |  | 11h30 | 0.87 | 2.52 |  |  |  | 11h30 | 0.91 | 2.57 |  |  |  | 11h30 | 0.92 | 2.59 |  |  |  | 11h30 | 0.81 | 2.34 |  |  |  | 11h30 | 0.86 | 2.52 |  |  |  | 11h30 | 0.87 | 2.54 |  |  |  | 11h30 | 0.76 | 2.28 |  |  |  | 11h30 | 0.81 | 2.36 |  |  |  | 11h30 | 0.82 | 2.39 |  |  |  | 11h30 | 0.69 | 2.12 |  |  |  | 11h30 | 0.92 | 2.67 |  |  |  | 11h30 | 0.92 | 2.69 |  |  |  | 11h30 | 0.81 | 2.44
12h30 | 0 | 0 |  | 12h30 | 0 | 0 |  | 12h30 | 0.36 | 1.34 |  |  | 12h30 | 0 | 0 |  |  |  | 12h30 | 0 | 0 |  |  |  | 12h30 | 0.29 | 1.54 |  |  |  | 12h30 | 1.32 | 3.77 |  |  |  | 12h30 | 1.32 | 3.78 |  |  |  | 12h30 | 1.31 | 3.77 |  |  |  | 12h30 | 1.14 | 3.27 |  |  |  | 12h30 | 1.14 | 3.29 |  |  |  | 12h30 | 1.12 | 3.23 |  |  |  | 12h30 | 1.04 | 3.31 |  |  |  | 12h30 | 1.05 | 3.32 |  |  |  | 12h30 | 1.02 | 3.26 |  |  |  | 12h30 | 0.82 | 2.77 |  |  |  | 12h30 | 0.83 | 2.78 |  |  |  | 12h30 | 0.78 | 2.68 |  |  |  | 12h30 | 1.07 | 3.42 |  |  |  | 12h30 | 1.08 | 3.42 |  |  |  | 12h30 | 1.05 | 3.38 |  |  |  | 12h30 | 0.86 | 2.48 |  |  |  | 12h30 | 0.87 | 2.49 |  |  |  | 12h30 | 0.81 | 2.35 |  |  |  | 12h30 | 0.8 | 2.3 |  |  |  | 12h30 | 0.8 | 2.32 |  |  |  | 12h30 | 0.75 | 2.17 |  |  |  | 12h30 | 0.75 | 2.24 |  |  |  | 12h30 | 0.75 | 2.26 |  |  |  | 12h30 | 0.69 | 2.1 |  |  |  | 12h30 | 0.7 | 2.1 |  |  |  | 12h30 | 0.7 | 2.12 |  |  |  | 12h30 | 0.63 | 1.95 |  |  |  | 12h30 | 0.8 | 2.4 |  |  |  | 12h30 | 0.81 | 2.41 |  |  |  | 12h30 | 0.75 | 2.27
13h30 | 0.35 | 1.21 |  | 13h30 | 0 | 0 |  | 13h30 | 0.3 | 1.19 |  |  | 13h30 | 0.32 | 1.3 |  |  |  | 13h30 | 0 | 0 |  |  |  | 13h30 | 0.25 | 1.38 |  |  |  | 13h30 | 1.27 | 3.65 |  |  |  | 13h30 | 1.27 | 3.65 |  |  |  | 13h30 | 1.27 | 3.64 |  |  |  | 13h30 | 1.09 | 3.16 |  |  |  | 13h30 | 1.1 | 3.17 |  |  |  | 13h30 | 1.09 | 3.13 |  |  |  | 13h30 | 0.99 | 3.17 |  |  |  | 13h30 | 1 | 3.17 |  |  |  | 13h30 | 0.98 | 3.15 |  |  |  | 13h30 | 0.77 | 2.62 |  |  |  | 13h30 | 0.77 | 2.63 |  |  |  | 13h30 | 0.75 | 2.58 |  |  |  | 13h30 | 1.03 | 3.3 |  |  |  | 13h30 | 1.03 | 3.3 |  |  |  | 13h30 | 1.02 | 3.28 |  |  |  | 13h30 | 0.8 | 2.31 |  |  |  | 13h30 | 0.8 | 2.32 |  |  |  | 13h30 | 0.76 | 2.23 |  |  |  | 13h30 | 0.73 | 2.13 |  |  |  | 13h30 | 0.74 | 2.15 |  |  |  | 13h30 | 0.7 | 2.05 |  |  |  | 13h30 | 0.68 | 2.06 |  |  |  | 13h30 | 0.69 | 2.07 |  |  |  | 13h30 | 0.64 | 1.97 |  |  |  | 13h30 | 0.63 | 1.92 |  |  |  | 13h30 | 0.63 | 1.94 |  |  |  | 13h30 | 0.58 | 1.83 |  |  |  | 13h30 | 0.74 | 2.23 |  |  |  | 13h30 | 0.74 | 2.24 |  |  |  | 13h30 | 0.71 | 2.15
14h30 | 0.58 | 1.94 |  | 14h30 | 0 | 0 |  | 14h30 | 0.28 | 1.12 |  |  | 14h30 | 0.55 | 2.15 |  |  |  | 14h30 | 0 | 0 |  |  |  | 14h30 | 0.27 | 1.33 |  |  |  | 14h30 | 1.24 | 3.56 |  |  |  | 14h30 | 1.24 | 3.56 |  |  |  | 14h30 | 1.24 | 3.56 |  |  |  | 14h30 | 1.07 | 3.08 |  |  |  | 14h30 | 1.07 | 3.09 |  |  |  | 14h30 | 1.06 | 3.06 |  |  |  | 14h30 | 0.96 | 3.08 |  |  |  | 14h30 | 0.96 | 3.08 |  |  |  | 14h30 | 0.95 | 3.06 |  |  |  | 14h30 | 0.73 | 2.53 |  |  |  | 14h30 | 0.74 | 2.54 |  |  |  | 14h30 | 0.72 | 2.5 |  |  |  | 14h30 | 1 | 3.21 |  |  |  | 14h30 | 1.01 | 3.22 |  |  |  | 14h30 | 1 | 3.2 |  |  |  | 14h30 | 0.75 | 2.2 |  |  |  | 14h30 | 0.76 | 2.21 |  |  |  | 14h30 | 0.73 | 2.15 |  |  |  | 14h30 | 0.69 | 2.03 |  |  |  | 14h30 | 0.7 | 2.04 |  |  |  | 14h30 | 0.67 | 1.97 |  |  |  | 14h30 | 0.64 | 1.94 |  |  |  | 14h30 | 0.64 | 1.95 |  |  |  | 14h30 | 0.61 | 1.88 |  |  |  | 14h30 | 0.58 | 1.8 |  |  |  | 14h30 | 0.59 | 1.82 |  |  |  | 14h30 | 0.55 | 1.74 |  |  |  | 14h30 | 0.7 | 2.12 |  |  |  | 14h30 | 0.7 | 2.13 |  |  |  | 14h30 | 0.68 | 2.07
15h30 | 0.58 | 1.97 |  | 15h30 | 0 | 0 |  | 15h30 | 0.29 | 1.12 |  |  | 15h30 | 0.6 | 2.26 |  |  |  | 15h30 | 0 | 0 |  |  |  | 15h30 | 0.31 | 1.34 |  |  |  | 15h30 | 1.22 | 3.5 |  |  |  | 15h30 | 1.22 | 3.5 |  |  |  | 15h30 | 1.22 | 3.5 |  |  |  | 15h30 | 1.05 | 3.03 |  |  |  | 15h30 | 1.05 | 3.04 |  |  |  | 15h30 | 1.04 | 3.01 |  |  |  | 15h30 | 0.94 | 3.02 |  |  |  | 15h30 | 0.94 | 3.02 |  |  |  | 15h30 | 0.93 | 3.01 |  |  |  | 15h30 | 0.72 | 2.48 |  |  |  | 15h30 | 0.72 | 2.48 |  |  |  | 15h30 | 0.71 | 2.46 |  |  |  | 15h30 | 0.99 | 3.16 |  |  |  | 15h30 | 0.99 | 3.16 |  |  |  | 15h30 | 0.98 | 3.15 |  |  |  | 15h30 | 0.73 | 2.14 |  |  |  | 15h30 | 0.73 | 2.14 |  |  |  | 15h30 | 0.71 | 2.1 |  |  |  | 15h30 | 0.67 | 1.96 |  |  |  | 15h30 | 0.67 | 1.97 |  |  |  | 15h30 | 0.65 | 1.92 |  |  |  | 15h30 | 0.61 | 1.87 |  |  |  | 15h30 | 0.61 | 1.88 |  |  |  | 15h30 | 0.59 | 1.82 |  |  |  | 15h30 | 0.55 | 1.73 |  |  |  | 15h30 | 0.56 | 1.74 |  |  |  | 15h30 | 0.53 | 1.68 |  |  |  | 15h30 | 0.67 | 2.06 |  |  |  | 15h30 | 0.68 | 2.07 |  |  |  | 15h30 | 0.66 | 2.02
16h30 | 0.5 | 1.7 |  | 16h30 | 0 | 0 |  | 16h30 | 0.31 | 1.17 |  |  | 16h30 | 0.55 | 1.95 |  |  |  | 16h30 | 0 | 0 |  |  |  | 16h30 | 0.37 | 1.42 |  |  |  | 16h30 | 1.2 | 3.45 |  |  |  | 16h30 | 1.2 | 3.45 |  |  |  | 16h30 | 1.2 | 3.44 |  |  |  | 16h30 | 1.03 | 2.99 |  |  |  | 16h30 | 1.03 | 3 |  |  |  | 16h30 | 1.02 | 2.97 |  |  |  | 16h30 | 0.92 | 2.97 |  |  |  | 16h30 | 0.92 | 2.97 |  |  |  | 16h30 | 0.92 | 2.96 |  |  |  | 16h30 | 0.7 | 2.43 |  |  |  | 16h30 | 0.71 | 2.44 |  |  |  | 16h30 | 0.69 | 2.42 |  |  |  | 16h30 | 0.97 | 3.11 |  |  |  | 16h30 | 0.97 | 3.11 |  |  |  | 16h30 | 0.97 | 3.1 |  |  |  | 16h30 | 0.71 | 2.08 |  |  |  | 16h30 | 0.71 | 2.09 |  |  |  | 16h30 | 0.7 | 2.06 |  |  |  | 16h30 | 0.65 | 1.91 |  |  |  | 16h30 | 0.65 | 1.92 |  |  |  | 16h30 | 0.64 | 1.88 |  |  |  | 16h30 | 0.58 | 1.81 |  |  |  | 16h30 | 0.59 | 1.82 |  |  |  | 16h30 | 0.57 | 1.78 |  |  |  | 16h30 | 0.53 | 1.68 |  |  |  | 16h30 | 0.53 | 1.69 |  |  |  | 16h30 | 0.52 | 1.64 |  |  |  | 16h30 | 0.66 | 2.01 |  |  |  | 16h30 | 0.66 | 2.01 |  |  |  | 16h30 | 0.65 | 1.98
17h30 | 0.47 | 1.61 |  | 17h30 | 0 | 0 |  | 17h30 | 0.35 | 1.25 |  |  | 17h30 | 0.54 | 1.86 |  |  |  | 17h30 | 0 | 0 |  |  |  | 17h30 | 0.43 | 1.52 |  |  |  | 17h30 | 1.18 | 3.38 |  |  |  | 17h30 | 1.18 | 3.38 |  |  |  | 17h30 | 1.18 | 3.38 |  |  |  | 17h30 | 1.01 | 2.93 |  |  |  | 17h30 | 1.01 | 2.94 |  |  |  | 17h30 | 1 | 2.91 |  |  |  | 17h30 | 0.9 | 2.9 |  |  |  | 17h30 | 0.9 | 2.91 |  |  |  | 17h30 | 0.9 | 2.9 |  |  |  | 17h30 | 0.68 | 2.38 |  |  |  | 17h30 | 0.69 | 2.38 |  |  |  | 17h30 | 0.68 | 2.37 |  |  |  | 17h30 | 0.95 | 3.05 |  |  |  | 17h30 | 0.95 | 3.05 |  |  |  | 17h30 | 0.95 | 3.04 |  |  |  | 17h30 | 0.69 | 2.02 |  |  |  | 17h30 | 0.69 | 2.03 |  |  |  | 17h30 | 0.68 | 2.01 |  |  |  | 17h30 | 0.63 | 1.86 |  |  |  | 17h30 | 0.63 | 1.87 |  |  |  | 17h30 | 0.62 | 1.84 |  |  |  | 17h30 | 0.56 | 1.75 |  |  |  | 17h30 | 0.57 | 1.76 |  |  |  | 17h30 | 0.55 | 1.73 |  |  |  | 17h30 | 0.51 | 1.62 |  |  |  | 17h30 | 0.51 | 1.63 |  |  |  | 17h30 | 0.5 | 1.6 |  |  |  | 17h30 | 0.64 | 1.95 |  |  |  | 17h30 | 0.64 | 1.96 |  |  |  | 17h30 | 0.63 | 1.93
18h30 | 0.47 | 1.58 |  | 18h30 | 0.54 | 1.63 |  | 18h30 | 0.38 | 1.33 |  |  | 18h30 | 0.56 | 1.84 |  |  |  | 18h30 | 0.57 | 1.75 |  |  |  | 18h30 | 0.47 | 1.61 |  |  |  | 18h30 | 1.15 | 3.31 |  |  |  | 18h30 | 1.15 | 3.31 |  |  |  | 18h30 | 1.15 | 3.31 |  |  |  | 18h30 | 0.99 | 2.86 |  |  |  | 18h30 | 0.99 | 2.87 |  |  |  | 18h30 | 0.98 | 2.85 |  |  |  | 18h30 | 0.88 | 2.84 |  |  |  | 18h30 | 0.88 | 2.84 |  |  |  | 18h30 | 0.87 | 2.83 |  |  |  | 18h30 | 0.66 | 2.32 |  |  |  | 18h30 | 0.67 | 2.32 |  |  |  | 18h30 | 0.66 | 2.31 |  |  |  | 18h30 | 0.93 | 2.98 |  |  |  | 18h30 | 0.93 | 2.98 |  |  |  | 18h30 | 0.92 | 2.97 |  |  |  | 18h30 | 0.66 | 1.96 |  |  |  | 18h30 | 0.66 | 1.96 |  |  |  | 18h30 | 0.65 | 1.94 |  |  |  | 18h30 | 0.6 | 1.8 |  |  |  | 18h30 | 0.6 | 1.8 |  |  |  | 18h30 | 0.6 | 1.78 |  |  |  | 18h30 | 0.54 | 1.69 |  |  |  | 18h30 | 0.54 | 1.7 |  |  |  | 18h30 | 0.53 | 1.68 |  |  |  | 18h30 | 0.49 | 1.57 |  |  |  | 18h30 | 0.49 | 1.57 |  |  |  | 18h30 | 0.48 | 1.55 |  |  |  | 18h30 | 0.61 | 1.89 |  |  |  | 18h30 | 0.61 | 1.89 |  |  |  | 18h30 | 0.61 | 1.87
19h30 | 0.48 | 1.59 |  | 19h30 | 0.93 | 2.72 |  | 19h30 | 0.41 | 1.41 |  |  | 19h30 | 0.57 | 1.87 |  |  |  | 19h30 | 1.01 | 2.99 |  |  |  | 19h30 | 0.51 | 1.71 |  |  |  | 19h30 | 1.14 | 3.29 |  |  |  | 19h30 | 1.14 | 3.29 |  |  |  | 19h30 | 1.14 | 3.29 |  |  |  | 19h30 | 0.97 | 2.84 |  |  |  | 19h30 | 0.98 | 2.85 |  |  |  | 19h30 | 0.97 | 2.83 |  |  |  | 19h30 | 0.87 | 2.82 |  |  |  | 19h30 | 0.87 | 2.82 |  |  |  | 19h30 | 0.86 | 2.81 |  |  |  | 19h30 | 0.65 | 2.28 |  |  |  | 19h30 | 0.65 | 2.28 |  |  |  | 19h30 | 0.64 | 2.27 |  |  |  | 19h30 | 0.72 | 2.69 |  |  |  | 19h30 | 0.72 | 2.69 |  |  |  | 19h30 | 0.71 | 2.68 |  |  |  | 19h30 | 0.64 | 1.92 |  |  |  | 19h30 | 0.64 | 1.92 |  |  |  | 19h30 | 0.64 | 1.91 |  |  |  | 19h30 | 0.58 | 1.76 |  |  |  | 19h30 | 0.59 | 1.77 |  |  |  | 19h30 | 0.58 | 1.75 |  |  |  | 19h30 | 0.52 | 1.66 |  |  |  | 19h30 | 0.52 | 1.66 |  |  |  | 19h30 | 0.52 | 1.65 |  |  |  | 19h30 | 0.47 | 1.53 |  |  |  | 19h30 | 0.47 | 1.54 |  |  |  | 19h30 | 0.47 | 1.52 |  |  |  | 19h30 | 0.59 | 1.85 |  |  |  | 19h30 | 0.6 | 1.86 |  |  |  | 19h30 | 0.59 | 1.84
20h30 | 0.48 | 1.59 |  | 20h30 | 0.92 | 2.77 |  | 20h30 | 0.43 | 1.46 |  |  | 20h30 | 0.58 | 1.89 |  |  |  | 20h30 | 1.02 | 3.1 |  |  |  | 20h30 | 0.54 | 1.77 |  |  |  | 20h30 | 1.14 | 3.33 |  |  |  | 20h30 | 1.14 | 3.33 |  |  |  | 20h30 | 1.14 | 3.33 |  |  |  | 20h30 | 0.98 | 2.88 |  |  |  | 20h30 | 0.98 | 2.88 |  |  |  | 20h30 | 0.98 | 2.87 |  |  |  | 20h30 | 0.87 | 2.84 |  |  |  | 20h30 | 0.87 | 2.85 |  |  |  | 20h30 | 0.87 | 2.84 |  |  |  | 20h30 | 0.65 | 2.28 |  |  |  | 20h30 | 0.65 | 2.29 |  |  |  | 20h30 | 0.64 | 2.28 |  |  |  | 20h30 | 0.51 | 2.44 |  |  |  | 20h30 | 0.51 | 2.44 |  |  |  | 20h30 | 0.58 | 2.44 |  |  |  | 20h30 | 0.64 | 1.93 |  |  |  | 20h30 | 0.64 | 1.93 |  |  |  | 20h30 | 0.64 | 1.92 |  |  |  | 20h30 | 0.58 | 1.77 |  |  |  | 20h30 | 0.59 | 1.78 |  |  |  | 20h30 | 0.58 | 1.76 |  |  |  | 20h30 | 0.52 | 1.66 |  |  |  | 20h30 | 0.52 | 1.67 |  |  |  | 20h30 | 0.52 | 1.65 |  |  |  | 20h30 | 0.47 | 1.54 |  |  |  | 20h30 | 0.47 | 1.54 |  |  |  | 20h30 | 0.47 | 1.52 |  |  |  | 20h30 | 0.59 | 1.86 |  |  |  | 20h30 | 0.6 | 1.86 |  |  |  | 20h30 | 0.59 | 1.85
21h30 | 0.47 | 1.59 |  | 21h30 | 0.74 | 2.29 |  | 21h30 | 0.43 | 1.49 |  |  | 21h30 | 0.58 | 1.89 |  |  |  | 21h30 | 0.83 | 2.57 |  |  |  | 21h30 | 0.55 | 1.81 |  |  |  | 21h30 | 1.15 | 3.33 |  |  |  | 21h30 | 1.15 | 3.33 |  |  |  | 21h30 | 1.15 | 3.33 |  |  |  | 21h30 | 0.99 | 2.88 |  |  |  | 21h30 | 0.99 | 2.89 |  |  |  | 21h30 | 0.98 | 2.88 |  |  |  | 21h30 | 0.88 | 2.85 |  |  |  | 21h30 | 0.88 | 2.85 |  |  |  | 21h30 | 0.87 | 2.85 |  |  |  | 21h30 | 0.65 | 2.27 |  |  |  | 21h30 | 0.65 | 2.28 |  |  |  | 21h30 | 0.64 | 2.27 |  |  |  | 21h30 | 0.49 | 2.44 |  |  |  | 21h30 | 0.49 | 2.44 |  |  |  | 21h30 | 0.53 | 2.44 |  |  |  | 21h30 | 0.64 | 1.92 |  |  |  | 21h30 | 0.64 | 1.92 |  |  |  | 21h30 | 0.63 | 1.91 |  |  |  | 21h30 | 0.58 | 1.76 |  |  |  | 21h30 | 0.58 | 1.77 |  |  |  | 21h30 | 0.58 | 1.75 |  |  |  | 21h30 | 0.52 | 1.65 |  |  |  | 21h30 | 0.52 | 1.66 |  |  |  | 21h30 | 0.52 | 1.65 |  |  |  | 21h30 | 0.47 | 1.53 |  |  |  | 21h30 | 0.47 | 1.54 |  |  |  | 21h30 | 0.47 | 1.52 |  |  |  | 21h30 | 0.59 | 1.85 |  |  |  | 21h30 | 0.59 | 1.85 |  |  |  | 21h30 | 0.59 | 1.85
22h30 | 0.48 | 1.6 |  | 22h30 | 0.65 | 2.06 |  | 22h30 | 0.45 | 1.53 |  |  | 22h30 | 0.59 | 1.92 |  |  |  | 22h30 | 0.74 | 2.33 |  |  |  | 22h30 | 0.57 | 1.85 |  |  |  | 22h30 | 1.15 | 3.33 |  |  |  | 22h30 | 1.15 | 3.33 |  |  |  | 22h30 | 1.15 | 3.33 |  |  |  | 22h30 | 0.99 | 2.88 |  |  |  | 22h30 | 0.99 | 2.88 |  |  |  | 22h30 | 0.98 | 2.87 |  |  |  | 22h30 | 0.88 | 2.85 |  |  |  | 22h30 | 0.88 | 2.85 |  |  |  | 22h30 | 0.87 | 2.85 |  |  |  | 22h30 | 0.64 | 2.25 |  |  |  | 22h30 | 0.64 | 2.26 |  |  |  | 22h30 | 0.64 | 2.25 |  |  |  | 22h30 | 0.48 | 2.43 |  |  |  | 22h30 | 0.48 | 2.43 |  |  |  | 22h30 | 0.53 | 2.42 |  |  |  | 22h30 | 0.63 | 1.9 |  |  |  | 22h30 | 0.63 | 1.9 |  |  |  | 22h30 | 0.63 | 1.89 |  |  |  | 22h30 | 0.58 | 1.74 |  |  |  | 22h30 | 0.58 | 1.75 |  |  |  | 22h30 | 0.58 | 1.74 |  |  |  | 22h30 | 0.51 | 1.63 |  |  |  | 22h30 | 0.52 | 1.64 |  |  |  | 22h30 | 0.51 | 1.63 |  |  |  | 22h30 | 0.46 | 1.51 |  |  |  | 22h30 | 0.47 | 1.52 |  |  |  | 22h30 | 0.46 | 1.5 |  |  |  | 22h30 | 0.59 | 1.83 |  |  |  | 22h30 | 0.59 | 1.83 |  |  |  | 22h30 | 0.59 | 1.83
23h30 | 0.48 | 1.6 |  | 23h30 | 0.6 | 1.92 |  | 23h30 | 0.45 | 1.54 |  |  | 23h30 | 0.59 | 1.92 |  |  |  | 23h30 | 0.69 | 2.19 |  |  |  | 23h30 | 0.57 | 1.87 |  |  |  | 23h30 | 1.15 | 3.31 |  |  |  | 23h30 | 1.15 | 3.31 |  |  |  | 23h30 | 1.15 | 3.31 |  |  |  | 23h30 | 0.98 | 2.86 |  |  |  | 23h30 | 0.98 | 2.86 |  |  |  | 23h30 | 0.98 | 2.85 |  |  |  | 23h30 | 0.87 | 2.83 |  |  |  | 23h30 | 0.87 | 2.83 |  |  |  | 23h30 | 0.87 | 2.83 |  |  |  | 23h30 | 0.63 | 2.23 |  |  |  | 23h30 | 0.64 | 2.24 |  |  |  | 23h30 | 0.63 | 2.23 |  |  |  | 23h30 | 0.47 | 2.41 |  |  |  | 23h30 | 0.47 | 2.41 |  |  |  | 23h30 | 0.49 | 2.4 |  |  |  | 23h30 | 0.63 | 1.88 |  |  |  | 23h30 | 0.63 | 1.88 |  |  |  | 23h30 | 0.63 | 1.88 |  |  |  | 23h30 | 0.57 | 1.73 |  |  |  | 23h30 | 0.57 | 1.73 |  |  |  | 23h30 | 0.57 | 1.72 |  |  |  | 23h30 | 0.51 | 1.62 |  |  |  | 23h30 | 0.51 | 1.62 |  |  |  | 23h30 | 0.51 | 1.61 |  |  |  | 23h30 | 0.46 | 1.49 |  |  |  | 23h30 | 0.46 | 1.5 |  |  |  | 23h30 | 0.46 | 1.49 |  |  |  | 23h30 | 0.58 | 1.81 |  |  |  | 23h30 | 0.58 | 1.82 |  |  |  | 23h30 | 0.58 | 1.81
00h30 | 0.33 | 1.16 |  | 00h30 | 0.16 | 0.52 |  | 00h30 | 0.34 | 1.15 |  |  | 00h30 | 0.38 | 1.35 |  |  |  | 00h30 | 0.2 | 0.76 |  |  |  | 00h30 | 0.41 | 1.46 |  |  |  | 00h30 | 0.78 | 2.38 |  |  |  | 00h30 | 0.5 | 1.59 |  |  |  | 00h30 | 1 | 2.8 |  |  |  | 00h30 | 0.61 | 1.91 |  |  |  | 00h30 | 0.37 | 1.18 |  |  |  | 00h30 | 0.83 | 2.55 |  |  |  | 00h30 | 0.53 | 1.93 |  |  |  | 00h30 | 0.3 | 1.16 |  |  |  | 00h30 | 0.75 | 2.55 |  |  |  | 00h30 | 0.3 | 1.34 |  |  |  | 00h30 | 0.17 | 0.75 |  |  |  | 00h30 | 0.51 | 1.99 |  |  |  | 00h30 | 0.34 | 1.7 |  |  |  | 00h30 | 0.16 | 1.03 |  |  |  | 00h30 | 0.49 | 2.35 |  |  |  | 00h30 | 0.29 | 0.99 |  |  |  | 00h30 | 0.17 | 0.53 |  |  |  | 00h30 | 0.5 | 1.63 |  |  |  | 00h30 | 0.24 | 0.85 |  |  |  | 00h30 | 0.15 | 0.45 |  |  |  | 00h30 | 0.45 | 1.48 |  |  |  | 00h30 | 0.18 | 0.73 |  |  |  | 00h30 | 0.14 | 0.38 |  |  |  | 00h30 | 0.39 | 1.36 |  |  |  | 00h30 | 0.13 | 0.61 |  |  |  | 00h30 | 0.12 | 0.33 |  |  |  | 00h30 | 0.34 | 1.24 |  |  |  | 00h30 | 0.24 | 0.93 |  |  |  | 00h30 | 0.16 | 0.5 |  |  |  | 00h30 | 0.46 | 1.57
01h30 | 0.04 | 0.27 |  | 01h30 | 0 | 0.04 |  | 01h30 | 0.01 | 0.25 |  |  | 01h30 | 0.06 | 0.44 |  |  |  | 01h30 | 0 | 0.19 |  |  |  | 01h30 | 0.05 | 0.45 |  |  |  | 01h30 | 0.22 | 0.88 |  |  |  | 01h30 | 0.07 | 0.48 |  |  |  | 01h30 | 0.32 | 1.06 |  |  |  | 01h30 | 0.1 | 0.52 |  |  |  | 01h30 | 0 | 0.15 |  |  |  | 01h30 | 0.18 | 0.76 |  |  |  | 01h30 | 0.04 | 0.53 |  |  |  | 01h30 | 0 | 0.14 |  |  |  | 01h30 | 0.1 | 0.75 |  |  |  | 01h30 | 0 | 0.2 |  |  |  | 01h30 | 0 | 0 |  |  |  | 01h30 | 0 | 0.38 |  |  |  | 01h30 | 0.05 | 0.48 |  |  |  | 01h30 | 0 | 0.16 |  |  |  | 01h30 | 0.1 | 0.73 |  |  |  | 01h30 | 0 | 0 |  |  |  | 01h30 | 0 | 0 |  |  |  | 01h30 | 0 | 0.13 |  |  |  | 01h30 | 0 | 0 |  |  |  | 01h30 | 0 | 0 |  |  |  | 01h30 | 0 | 0.02 |  |  |  | 01h30 | 0 | 0 |  |  |  | 01h30 | 0 | 0 |  |  |  | 01h30 | 0 | 0 |  |  |  | 01h30 | 0 | 0 |  |  |  | 01h30 | 0 | 0 |  |  |  | 01h30 | 0 | 0 |  |  |  | 01h30 | 0 | 0 |  |  |  | 01h30 | 0 | 0 |  |  |  | 01h30 | 0 | 0.08
02h30 | 0.04 | 0.27 |  | 02h30 | 0 | 0.25 |  | 02h30 | 0.01 | 0.25 |  |  | 02h30 | 0.06 | 0.44 |  |  |  | 02h30 | 0.05 | 0.46 |  |  |  | 02h30 | 0.05 | 0.45 |  |  |  | 02h30 | 0.22 | 0.88 |  |  |  | 02h30 | 0.08 | 0.46 |  |  |  | 02h30 | 0.32 | 1.06 |  |  |  | 02h30 | 0.1 | 0.52 |  |  |  | 02h30 | 0 | 0.18 |  |  |  | 02h30 | 0.18 | 0.76 |  |  |  | 02h30 | 0.04 | 0.53 |  |  |  | 02h30 | 0 | 0.2 |  |  |  | 02h30 | 0.1 | 0.75 |  |  |  | 02h30 | 0 | 0.2 |  |  |  | 02h30 | 0 | 0.04 |  |  |  | 02h30 | 0 | 0.38 |  |  |  | 02h30 | 0.05 | 0.48 |  |  |  | 02h30 | 0 | 0.16 |  |  |  | 02h30 | 0.1 | 0.73 |  |  |  | 02h30 | 0 | 0 |  |  |  | 02h30 | 0 | 0 |  |  |  | 02h30 | 0 | 0.13 |  |  |  | 02h30 | 0 | 0 |  |  |  | 02h30 | 0 | 0 |  |  |  | 02h30 | 0 | 0.02 |  |  |  | 02h30 | 0 | 0 |  |  |  | 02h30 | 0 | 0 |  |  |  | 02h30 | 0 | 0 |  |  |  | 02h30 | 0 | 0 |  |  |  | 02h30 | 0 | 0 |  |  |  | 02h30 | 0 | 0 |  |  |  | 02h30 | 0 | 0 |  |  |  | 02h30 | 0 | 0 |  |  |  | 02h30 | 0 | 0.08
03h30 | 0 | 0.26 |  | 03h30 | 0 | 0.38 |  | 03h30 | 0 | 0.24 |  |  | 03h30 | 0.06 | 0.52 |  |  |  | 03h30 | 0.09 | 0.58 |  |  |  | 03h30 | 0.06 | 0.52 |  |  |  | 03h30 | 0.16 | 0.59 |  |  |  | 03h30 | 0.12 | 0.49 |  |  |  | 03h30 | 0.17 | 0.54 |  |  |  | 03h30 | 0.05 | 0.26 |  |  |  | 03h30 | 0.02 | 0.23 |  |  |  | 03h30 | 0.08 | 0.36 |  |  |  | 03h30 | 0 | 0.33 |  |  |  | 03h30 | 0 | 0.26 |  |  |  | 03h30 | 0.01 | 0.36 |  |  |  | 03h30 | 0 | 0.13 |  |  |  | 03h30 | 0 | 0.1 |  |  |  | 03h30 | 0 | 0.15 |  |  |  | 03h30 | 0.02 | 0.2 |  |  |  | 03h30 | 0 | 0.13 |  |  |  | 03h30 | 0.04 | 0.21 |  |  |  | 03h30 | 0 | 0 |  |  |  | 03h30 | 0 | 0 |  |  |  | 03h30 | 0 | 0 |  |  |  | 03h30 | 0 | 0 |  |  |  | 03h30 | 0 | 0 |  |  |  | 03h30 | 0 | 0 |  |  |  | 03h30 | 0 | 0 |  |  |  | 03h30 | 0 | 0 |  |  |  | 03h30 | 0 | 0 |  |  |  | 03h30 | 0 | 0 |  |  |  | 03h30 | 0 | 0 |  |  |  | 03h30 | 0 | 0 |  |  |  | 03h30 | 0 | 0 |  |  |  | 03h30 | 0 | 0 |  |  |  | 03h30 | 0 | 0
04h30 | 0 | 0.32 |  | 04h30 | 0.04 | 0.49 |  | 04h30 | 0 | 0.3 |  |  | 04h30 | 0.08 | 0.56 |  |  |  | 04h30 | 0.13 | 0.68 |  |  |  | 04h30 | 0.08 | 0.54 |  |  |  | 04h30 | 0.16 | 0.59 |  |  |  | 04h30 | 0.14 | 0.46 |  |  |  | 04h30 | 0.17 | 0.54 |  |  |  | 04h30 | 0.05 | 0.26 |  |  |  | 04h30 | 0.04 | 0.24 |  |  |  | 04h30 | 0.08 | 0.36 |  |  |  | 04h30 | 0 | 0.33 |  |  |  | 04h30 | 0 | 0.26 |  |  |  | 04h30 | 0.01 | 0.36 |  |  |  | 04h30 | 0 | 0.13 |  |  |  | 04h30 | 0 | 0.14 |  |  |  | 04h30 | 0 | 0.15 |  |  |  | 04h30 | 0.02 | 0.2 |  |  |  | 04h30 | 0.01 | 0.13 |  |  |  | 04h30 | 0.04 | 0.21 |  |  |  | 04h30 | 0 | 0 |  |  |  | 04h30 | 0 | 0 |  |  |  | 04h30 | 0 | 0 |  |  |  | 04h30 | 0 | 0 |  |  |  | 04h30 | 0 | 0 |  |  |  | 04h30 | 0 | 0 |  |  |  | 04h30 | 0 | 0 |  |  |  | 04h30 | 0 | 0 |  |  |  | 04h30 | 0 | 0 |  |  |  | 04h30 | 0 | 0 |  |  |  | 04h30 | 0 | 0 |  |  |  | 04h30 | 0 | 0 |  |  |  | 04h30 | 0 | 0 |  |  |  | 04h30 | 0 | 0 |  |  |  | 04h30 | 0 | 0
05h30 | 0.01 | 0.43 |  | 05h30 | 0.08 | 0.56 |  | 05h30 | 0.01 | 0.41 |  |  | 05h30 | 0.12 | 0.66 |  |  |  | 05h30 | 0.17 | 0.81 |  |  |  | 05h30 | 0.12 | 0.64 |  |  |  | 05h30 | 0.12 | 0.45 |  |  |  | 05h30 | 0.13 | 0.44 |  |  |  | 05h30 | 0.11 | 0.41 |  |  |  | 05h30 | 0.03 | 0.22 |  |  |  | 05h30 | 0.05 | 0.25 |  |  |  | 05h30 | 0.04 | 0.23 |  |  |  | 05h30 | 0 | 0.24 |  |  |  | 05h30 | 0 | 0.26 |  |  |  | 05h30 | 0 | 0.22 |  |  |  | 05h30 | 0 | 0.13 |  |  |  | 05h30 | 0 | 0.17 |  |  |  | 05h30 | 0 | 0.11 |  |  |  | 05h30 | 0.01 | 0.1 |  |  |  | 05h30 | 0.02 | 0.1 |  |  |  | 05h30 | 0 | 0.09 |  |  |  | 05h30 | 0 | 0 |  |  |  | 05h30 | 0 | 0.02 |  |  |  | 05h30 | 0 | 0 |  |  |  | 05h30 | 0 | 0 |  |  |  | 05h30 | 0 | 0 |  |  |  | 05h30 | 0 | 0 |  |  |  | 05h30 | 0 | 0 |  |  |  | 05h30 | 0 | 0 |  |  |  | 05h30 | 0 | 0 |  |  |  | 05h30 | 0 | 0 |  |  |  | 05h30 | 0 | 0 |  |  |  | 05h30 | 0 | 0 |  |  |  | 05h30 | 0 | 0 |  |  |  | 05h30 | 0 | 0 |  |  |  | 05h30 | 0 | 0
06h30 | 0.05 | 0.52 |  | 06h30 | 0.12 | 0.62 |  | 06h30 | 0.05 | 0.51 |  |  | 06h30 | 0.15 | 0.77 |  |  |  | 06h30 | 0.2 | 0.9 |  |  |  | 06h30 | 0.15 | 0.74 |  |  |  | 06h30 | 0.12 | 0.45 |  |  |  | 06h30 | 0.13 | 0.43 |  |  |  | 06h30 | 0.11 | 0.41 |  |  |  | 06h30 | 0.03 | 0.22 |  |  |  | 06h30 | 0.05 | 0.27 |  |  |  | 06h30 | 0.04 | 0.23 |  |  |  | 06h30 | 0 | 0.24 |  |  |  | 06h30 | 0.01 | 0.26 |  |  |  | 06h30 | 0 | 0.22 |  |  |  | 06h30 | 0 | 0.14 |  |  |  | 06h30 | 0 | 0.19 |  |  |  | 06h30 | 0 | 0.11 |  |  |  | 06h30 | 0.01 | 0.1 |  |  |  | 06h30 | 0.03 | 0.1 |  |  |  | 06h30 | 0 | 0.09 |  |  |  | 06h30 | 0 | 0.04 |  |  |  | 06h30 | 0 | 0.06 |  |  |  | 06h30 | 0 | 0 |  |  |  | 06h30 | 0 | 0 |  |  |  | 06h30 | 0 | 0 |  |  |  | 06h30 | 0 | 0 |  |  |  | 06h30 | 0 | 0 |  |  |  | 06h30 | 0 | 0 |  |  |  | 06h30 | 0 | 0 |  |  |  | 06h30 | 0 | 0 |  |  |  | 06h30 | 0 | 0 |  |  |  | 06h30 | 0 | 0 |  |  |  | 06h30 | 0 | 0.01 |  |  |  | 06h30 | 0 | 0.02 |  |  |  | 06h30 | 0 | 0
07h30 | 0.48 | 1.48 |  | 07h30 | 0.45 | 1.79 |  | 07h30 | 0.48 | 1.34 |  |  | 07h30 | 0.57 | 2.02 |  |  |  | 07h30 | 0.65 | 2.15 |  |  |  | 07h30 | 0.55 | 1.98 |  |  |  | 07h30 | 0.58 | 1.65 |  |  |  | 07h30 | 0.58 | 1.63 |  |  |  | 07h30 | 0.58 | 1.61 |  |  |  | 07h30 | 0.46 | 1.36 |  |  |  | 07h30 | 0.48 | 1.42 |  |  |  | 07h30 | 0.48 | 1.39 |  |  |  | 07h30 | 0.39 | 1.37 |  |  |  | 07h30 | 0.41 | 1.39 |  |  |  | 07h30 | 0.4 | 1.35 |  |  |  | 07h30 | 0.34 | 1.21 |  |  |  | 07h30 | 0.34 | 1.28 |  |  |  | 07h30 | 0.32 | 1.16 |  |  |  | 07h30 | 0.24 | 1.02 |  |  |  | 07h30 | 0.28 | 1.02 |  |  |  | 07h30 | 0.26 | 1.01 |  |  |  | 07h30 | 0.33 | 0.98 |  |  |  | 07h30 | 0.34 | 1.04 |  |  |  | 07h30 | 0.35 | 0.79 |  |  |  | 07h30 | 0.29 | 0.89 |  |  |  | 07h30 | 0.3 | 0.89 |  |  |  | 07h30 | 0.29 | 0.87 |  |  |  | 07h30 | 0.27 | 0.88 |  |  |  | 07h30 | 0.27 | 0.88 |  |  |  | 07h30 | 0.27 | 0.84 |  |  |  | 07h30 | 0.23 | 0.84 |  |  |  | 07h30 | 0.23 | 0.84 |  |  |  | 07h30 | 0.22 | 0.82 |  |  |  | 07h30 | 0.3 | 0.81 |  |  |  | 07h30 | 0.3 | 0.92 |  |  |  | 07h30 | 0.3 | 0.85
08h30 | 0.79 | 2.34 |  | 08h30 | 0.8 | 2.61 |  | 08h30 | 0.79 | 2.23 |  |  | 08h30 | 0.9 | 2.87 |  |  |  | 08h30 | 0.96 | 2.98 |  |  |  | 08h30 | 0.88 | 2.83 |  |  |  | 08h30 | 0.9 | 2.39 |  |  |  | 08h30 | 0.91 | 2.4 |  |  |  | 08h30 | 0.9 | 2.37 |  |  |  | 08h30 | 0.79 | 2.16 |  |  |  | 08h30 | 0.81 | 2.2 |  |  |  | 08h30 | 0.79 | 2.15 |  |  |  | 08h30 | 0.72 | 2.11 |  |  |  | 08h30 | 0.74 | 2.15 |  |  |  | 08h30 | 0.7 | 2.07 |  |  |  | 08h30 | 0.63 | 1.96 |  |  |  | 08h30 | 0.64 | 2.01 |  |  |  | 08h30 | 0.6 | 1.91 |  |  |  | 08h30 | 0.39 | 1.53 |  |  |  | 08h30 | 0.42 | 1.54 |  |  |  | 08h30 | 0.39 | 1.51 |  |  |  | 08h30 | 0.64 | 1.79 |  |  |  | 08h30 | 0.66 | 1.85 |  |  |  | 08h30 | 0.64 | 1.63 |  |  |  | 08h30 | 0.57 | 1.64 |  |  |  | 08h30 | 0.58 | 1.66 |  |  |  | 08h30 | 0.56 | 1.6 |  |  |  | 08h30 | 0.51 | 1.58 |  |  |  | 08h30 | 0.52 | 1.59 |  |  |  | 08h30 | 0.5 | 1.52 |  |  |  | 08h30 | 0.44 | 1.46 |  |  |  | 08h30 | 0.45 | 1.48 |  |  |  | 08h30 | 0.42 | 1.41 |  |  |  | 08h30 | 0.59 | 1.63 |  |  |  | 08h30 | 0.6 | 1.72 |  |  |  | 08h30 | 0.57 | 1.64
09h30 | 0.36 | 1.01 |  | 09h30 | 0.42 | 1.24 |  | 09h30 | 0.82 | 2.67 |  |  | 09h30 | 0.38 | 1 |  |  |  | 09h30 | 0.44 | 1.47 |  |  |  | 09h30 | 0.91 | 2.87 |  |  |  | 09h30 | 0.32 | 0.73 |  |  |  | 09h30 | 0.38 | 0.85 |  |  |  | 09h30 | 0.87 | 2.34 |  |  |  | 09h30 | 0.34 | 0.8 |  |  |  | 09h30 | 0.36 | 0.84 |  |  |  | 09h30 | 0.79 | 2.17 |  |  |  | 09h30 | 0.32 | 0.74 |  |  |  | 09h30 | 0.33 | 0.83 |  |  |  | 09h30 | 0.73 | 2.07 |  |  |  | 09h30 | 0.29 | 0.77 |  |  |  | 09h30 | 0.3 | 0.84 |  |  |  | 09h30 | 0.64 | 1.98 |  |  |  | 09h30 | 0.15 | 0.51 |  |  |  | 09h30 | 0.16 | 0.52 |  |  |  | 09h30 | 0.55 | 1.78 |  |  |  | 09h30 | 0.31 | 0.84 |  |  |  | 09h30 | 0.32 | 0.84 |  |  |  | 09h30 | 0.7 | 2.09 |  |  |  | 09h30 | 0.28 | 0.75 |  |  |  | 09h30 | 0.28 | 0.77 |  |  |  | 09h30 | 0.64 | 1.86 |  |  |  | 09h30 | 0.24 | 0.7 |  |  |  | 09h30 | 0.25 | 0.72 |  |  |  | 09h30 | 0.56 | 1.73 |  |  |  | 09h30 | 0.21 | 0.62 |  |  |  | 09h30 | 0.22 | 0.63 |  |  |  | 09h30 | 0.5 | 1.55 |  |  |  | 09h30 | 0.29 | 0.84 |  |  |  | 09h30 | 0.29 | 0.83 |  |  |  | 09h30 | 0.66 | 1.98
10h30 | 0 | 0 |  | 10h30 | 0 | 0 |  | 10h30 | 0.66 | 2.18 |  |  | 10h30 | 0 | 0 |  |  |  | 10h30 | 0 | 0 |  |  |  | 10h30 | 0.73 | 2.4 |  |  |  | 10h30 | 0 | 0 |  |  |  | 10h30 | 0 | 0 |  |  |  | 10h30 | 0.74 | 2.02 |  |  |  | 10h30 | 0 | 0 |  |  |  | 10h30 | 0 | 0 |  |  |  | 10h30 | 0.67 | 1.86 |  |  |  | 10h30 | 0 | 0 |  |  |  | 10h30 | 0 | 0 |  |  |  | 10h30 | 0.58 | 1.71 |  |  |  | 10h30 | 0 | 0 |  |  |  | 10h30 | 0 | 0 |  |  |  | 10h30 | 0.5 | 1.57 |  |  |  | 10h30 | 0 | 0 |  |  |  | 10h30 | 0 | 0 |  |  |  | 10h30 | 0.58 | 1.76 |  |  |  | 10h30 | 0 | 0 |  |  |  | 10h30 | 0 | 0 |  |  |  | 10h30 | 0.57 | 1.67 |  |  |  | 10h30 | 0 | 0 |  |  |  | 10h30 | 0 | 0 |  |  |  | 10h30 | 0.53 | 1.51 |  |  |  | 10h30 | 0 | 0 |  |  |  | 10h30 | 0 | 0 |  |  |  | 10h30 | 0.47 | 1.41 |  |  |  | 10h30 | 0 | 0 |  |  |  | 10h30 | 0 | 0 |  |  |  | 10h30 | 0.42 | 1.28 |  |  |  | 10h30 | 0 | 0 |  |  |  | 10h30 | 0 | 0 |  |  |  | 10h30 | 0.54 | 1.59
11h30 | 0 | 0 |  | 11h30 | 0 | 0 |  | 11h30 | 0.54 | 1.83 |  |  | 11h30 | 0 | 0 |  |  |  | 11h30 | 0 | 0 |  |  |  | 11h30 | 0.6 | 2.05 |  |  |  | 11h30 | 0 | 0 |  |  |  | 11h30 | 0 | 0 |  |  |  | 11h30 | 0.66 | 1.87 |  |  |  | 11h30 | 0 | 0 |  |  |  | 11h30 | 0 | 0 |  |  |  | 11h30 | 0.6 | 1.71 |  |  |  | 11h30 | 0 | 0 |  |  |  | 11h30 | 0 | 0 |  |  |  | 11h30 | 0.5 | 1.52 |  |  |  | 11h30 | 0 | 0 |  |  |  | 11h30 | 0 | 0 |  |  |  | 11h30 | 0.42 | 1.36 |  |  |  | 11h30 | 0 | 0 |  |  |  | 11h30 | 0 | 0 |  |  |  | 11h30 | 0.52 | 1.62 |  |  |  | 11h30 | 0 | 0 |  |  |  | 11h30 | 0 | 0 |  |  |  | 11h30 | 0.48 | 1.43 |  |  |  | 11h30 | 0 | 0 |  |  |  | 11h30 | 0 | 0 |  |  |  | 11h30 | 0.45 | 1.3 |  |  |  | 11h30 | 0 | 0 |  |  |  | 11h30 | 0 | 0 |  |  |  | 11h30 | 0.39 | 1.2 |  |  |  | 11h30 | 0 | 0 |  |  |  | 11h30 | 0 | 0 |  |  |  | 11h30 | 0.35 | 1.1 |  |  |  | 11h30 | 0 | 0 |  |  |  | 11h30 | 0 | 0 |  |  |  | 11h30 | 0.45 | 1.36
12h30 | 0 | 0 |  | 12h30 | 0 | 0 |  | 12h30 | 0.45 | 1.57 |  |  | 12h30 | 0 | 0 |  |  |  | 12h30 | 0 | 0 |  |  |  | 12h30 | 0.5 | 1.8 |  |  |  | 12h30 | 0 | 0 |  |  |  | 12h30 | 0 | 0 |  |  |  | 12h30 | 0.63 | 1.79 |  |  |  | 12h30 | 0 | 0 |  |  |  | 12h30 | 0 | 0 |  |  |  | 12h30 | 0.57 | 1.64 |  |  |  | 12h30 | 0 | 0 |  |  |  | 12h30 | 0 | 0 |  |  |  | 12h30 | 0.46 | 1.43 |  |  |  | 12h30 | 0 | 0 |  |  |  | 12h30 | 0 | 0 |  |  |  | 12h30 | 0.38 | 1.25 |  |  |  | 12h30 | 0 | 0 |  |  |  | 12h30 | 0 | 0 |  |  |  | 12h30 | 0.49 | 1.55 |  |  |  | 12h30 | 0 | 0 |  |  |  | 12h30 | 0 | 0 |  |  |  | 12h30 | 0.44 | 1.28 |  |  |  | 12h30 | 0 | 0 |  |  |  | 12h30 | 0 | 0 |  |  |  | 12h30 | 0.4 | 1.17 |  |  |  | 12h30 | 0 | 0 |  |  |  | 12h30 | 0 | 0 |  |  |  | 12h30 | 0.35 | 1.07 |  |  |  | 12h30 | 0 | 0 |  |  |  | 12h30 | 0 | 0 |  |  |  | 12h30 | 0.31 | 0.99 |  |  |  | 12h30 | 0 | 0 |  |  |  | 12h30 | 0 | 0 |  |  |  | 12h30 | 0.4 | 1.22
13h30 | 0.44 | 1.4 |  | 13h30 | 0 | 0 |  | 13h30 | 0.4 | 1.41 |  |  | 13h30 | 0.45 | 1.52 |  |  |  | 13h30 | 0 | 0 |  |  |  | 13h30 | 0.44 | 1.64 |  |  |  | 13h30 | 0.43 | 1.2 |  |  |  | 13h30 | 0 | 0 |  |  |  | 13h30 | 0.62 | 1.76 |  |  |  | 13h30 | 0.37 | 1.09 |  |  |  | 13h30 | 0 | 0 |  |  |  | 13h30 | 0.56 | 1.61 |  |  |  | 13h30 | 0.36 | 1.03 |  |  |  | 13h30 | 0 | 0 |  |  |  | 13h30 | 0.44 | 1.39 |  |  |  | 13h30 | 0.33 | 0.95 |  |  |  | 13h30 | 0 | 0 |  |  |  | 13h30 | 0.36 | 1.2 |  |  |  | 13h30 | 0.38 | 1.06 |  |  |  | 13h30 | 0 | 0 |  |  |  | 13h30 | 0.48 | 1.52 |  |  |  | 13h30 | 0.32 | 0.9 |  |  |  | 13h30 | 0 | 0 |  |  |  | 13h30 | 0.41 | 1.2 |  |  |  | 13h30 | 0.31 | 0.88 |  |  |  | 13h30 | 0 | 0 |  |  |  | 13h30 | 0.37 | 1.1 |  |  |  | 13h30 | 0.29 | 0.84 |  |  |  | 13h30 | 0 | 0 |  |  |  | 13h30 | 0.32 | 1 |  |  |  | 13h30 | 0.27 | 0.81 |  |  |  | 13h30 | 0 | 0 |  |  |  | 13h30 | 0.29 | 0.92 |  |  |  | 13h30 | 0.31 | 0.89 |  |  |  | 13h30 | 0 | 0 |  |  |  | 13h30 | 0.38 | 1.15
14h30 | 0.72 | 2.26 |  | 14h30 | 0 | 0 |  | 14h30 | 0.36 | 1.32 |  |  | 14h30 | 0.78 | 2.54 |  |  |  | 14h30 | 0 | 0 |  |  |  | 14h30 | 0.42 | 1.57 |  |  |  | 14h30 | 0.82 | 2.1 |  |  |  | 14h30 | 0 | 0 |  |  |  | 14h30 | 0.62 | 1.75 |  |  |  | 14h30 | 0.74 | 1.95 |  |  |  | 14h30 | 0 | 0 |  |  |  | 14h30 | 0.55 | 1.6 |  |  |  | 14h30 | 0.67 | 1.83 |  |  |  | 14h30 | 0 | 0 |  |  |  | 14h30 | 0.44 | 1.38 |  |  |  | 14h30 | 0.59 | 1.69 |  |  |  | 14h30 | 0 | 0 |  |  |  | 14h30 | 0.35 | 1.17 |  |  |  | 14h30 | 0.68 | 1.85 |  |  |  | 14h30 | 0 | 0 |  |  |  | 14h30 | 0.48 | 1.51 |  |  |  | 14h30 | 0.62 | 1.65 |  |  |  | 14h30 | 0 | 0 |  |  |  | 14h30 | 0.39 | 1.15 |  |  |  | 14h30 | 0.58 | 1.56 |  |  |  | 14h30 | 0 | 0 |  |  |  | 14h30 | 0.36 | 1.06 |  |  |  | 14h30 | 0.52 | 1.46 |  |  |  | 14h30 | 0 | 0 |  |  |  | 14h30 | 0.31 | 0.95 |  |  |  | 14h30 | 0.47 | 1.37 |  |  |  | 14h30 | 0 | 0 |  |  |  | 14h30 | 0.28 | 0.88 |  |  |  | 14h30 | 0.58 | 1.62 |  |  |  | 14h30 | 0 | 0 |  |  |  | 14h30 | 0.36 | 1.1
15h30 | 0.69 | 2.26 |  | 15h30 | 0 | 0 |  | 15h30 | 0.34 | 1.29 |  |  | 15h30 | 0.79 | 2.62 |  |  |  | 15h30 | 0 | 0 |  |  |  | 15h30 | 0.41 | 1.55 |  |  |  | 15h30 | 0.91 | 2.36 |  |  |  | 15h30 | 0 | 0 |  |  |  | 15h30 | 0.63 | 1.81 |  |  |  | 15h30 | 0.85 | 2.23 |  |  |  | 15h30 | 0 | 0 |  |  |  | 15h30 | 0.57 | 1.66 |  |  |  | 15h30 | 0.73 | 2.06 |  |  |  | 15h30 | 0 | 0 |  |  |  | 15h30 | 0.46 | 1.43 |  |  |  | 15h30 | 0.63 | 1.9 |  |  |  | 15h30 | 0 | 0 |  |  |  | 15h30 | 0.36 | 1.21 |  |  |  | 15h30 | 0.72 | 2.05 |  |  |  | 15h30 | 0 | 0 |  |  |  | 15h30 | 0.5 | 1.57 |  |  |  | 15h30 | 0.71 | 1.95 |  |  |  | 15h30 | 0 | 0 |  |  |  | 15h30 | 0.39 | 1.16 |  |  |  | 15h30 | 0.65 | 1.79 |  |  |  | 15h30 | 0 | 0 |  |  |  | 15h30 | 0.36 | 1.07 |  |  |  | 15h30 | 0.57 | 1.64 |  |  |  | 15h30 | 0 | 0 |  |  |  | 15h30 | 0.31 | 0.96 |  |  |  | 15h30 | 0.51 | 1.51 |  |  |  | 15h30 | 0 | 0 |  |  |  | 15h30 | 0.28 | 0.89 |  |  |  | 15h30 | 0.66 | 1.89 |  |  |  | 15h30 | 0 | 0 |  |  |  | 15h30 | 0.36 | 1.11
16h30 | 0.56 | 1.91 |  | 16h30 | 0 | 0 |  | 16h30 | 0.35 | 1.32 |  |  | 16h30 | 0.65 | 2.21 |  |  |  | 16h30 | 0 | 0 |  |  |  | 16h30 | 0.43 | 1.6 |  |  |  | 16h30 | 0.77 | 2.13 |  |  |  | 16h30 | 0 | 0 |  |  |  | 16h30 | 0.68 | 1.94 |  |  |  | 16h30 | 0.72 | 2.01 |  |  |  | 16h30 | 0 | 0 |  |  |  | 16h30 | 0.61 | 1.78 |  |  |  | 16h30 | 0.62 | 1.81 |  |  |  | 16h30 | 0 | 0 |  |  |  | 16h30 | 0.49 | 1.55 |  |  |  | 16h30 | 0.52 | 1.59 |  |  |  | 16h30 | 0 | 0 |  |  |  | 16h30 | 0.38 | 1.29 |  |  |  | 16h30 | 0.63 | 1.87 |  |  |  | 16h30 | 0 | 0 |  |  |  | 16h30 | 0.54 | 1.7 |  |  |  | 16h30 | 0.59 | 1.66 |  |  |  | 16h30 | 0 | 0 |  |  |  | 16h30 | 0.41 | 1.21 |  |  |  | 16h30 | 0.55 | 1.55 |  |  |  | 16h30 | 0 | 0 |  |  |  | 16h30 | 0.38 | 1.13 |  |  |  | 16h30 | 0.48 | 1.42 |  |  |  | 16h30 | 0 | 0 |  |  |  | 16h30 | 0.32 | 1 |  |  |  | 16h30 | 0.44 | 1.32 |  |  |  | 16h30 | 0 | 0 |  |  |  | 16h30 | 0.29 | 0.93 |  |  |  | 16h30 | 0.55 | 1.62 |  |  |  | 16h30 | 0 | 0 |  |  |  | 16h30 | 0.38 | 1.17
17h30 | 0.53 | 1.81 |  | 17h30 | 0 | 0 |  | 17h30 | 0.39 | 1.42 |  |  | 17h30 | 0.63 | 2.1 |  |  |  | 17h30 | 0 | 0 |  |  |  | 17h30 | 0.49 | 1.72 |  |  |  | 17h30 | 0.74 | 2.13 |  |  |  | 17h30 | 0 | 0 |  |  |  | 17h30 | 0.72 | 2.06 |  |  |  | 17h30 | 0.69 | 2 |  |  |  | 17h30 | 0 | 0 |  |  |  | 17h30 | 0.64 | 1.88 |  |  |  | 17h30 | 0.58 | 1.77 |  |  |  | 17h30 | 0 | 0 |  |  |  | 17h30 | 0.52 | 1.67 |  |  |  | 17h30 | 0.47 | 1.5 |  |  |  | 17h30 | 0 | 0 |  |  |  | 17h30 | 0.4 | 1.36 |  |  |  | 17h30 | 0.61 | 1.89 |  |  |  | 17h30 | 0 | 0 |  |  |  | 17h30 | 0.58 | 1.82 |  |  |  | 17h30 | 0.53 | 1.53 |  |  |  | 17h30 | 0 | 0 |  |  |  | 17h30 | 0.42 | 1.25 |  |  |  | 17h30 | 0.49 | 1.44 |  |  |  | 17h30 | 0 | 0 |  |  |  | 17h30 | 0.39 | 1.17 |  |  |  | 17h30 | 0.44 | 1.31 |  |  |  | 17h30 | 0 | 0 |  |  |  | 17h30 | 0.34 | 1.04 |  |  |  | 17h30 | 0.4 | 1.23 |  |  |  | 17h30 | 0 | 0 |  |  |  | 17h30 | 0.31 | 0.97 |  |  |  | 17h30 | 0.5 | 1.49 |  |  |  | 17h30 | 0 | 0 |  |  |  | 17h30 | 0.4 | 1.21
18h30 | 0.55 | 1.84 |  | 18h30 | 0.64 | 1.92 |  | 18h30 | 0.44 | 1.56 |  |  | 18h30 | 0.65 | 2.14 |  |  |  | 18h30 | 0.7 | 2.08 |  |  |  | 18h30 | 0.56 | 1.89 |  |  |  | 18h30 | 0.76 | 2.19 |  |  |  | 18h30 | 0.48 | 1.31 |  |  |  | 18h30 | 0.75 | 2.16 |  |  |  | 18h30 | 0.7 | 2.03 |  |  |  | 18h30 | 0.49 | 1.34 |  |  |  | 18h30 | 0.67 | 1.95 |  |  |  | 18h30 | 0.58 | 1.81 |  |  |  | 18h30 | 0.5 | 1.33 |  |  |  | 18h30 | 0.55 | 1.75 |  |  |  | 18h30 | 0.46 | 1.49 |  |  |  | 18h30 | 0.45 | 1.32 |  |  |  | 18h30 | 0.41 | 1.41 |  |  |  | 18h30 | 0.62 | 1.95 |  |  |  | 18h30 | 0.46 | 1.3 |  |  |  | 18h30 | 0.6 | 1.91 |  |  |  | 18h30 | 0.5 | 1.47 |  |  |  | 18h30 | 0.45 | 1.26 |  |  |  | 18h30 | 0.43 | 1.28 |  |  |  | 18h30 | 0.47 | 1.38 |  |  |  | 18h30 | 0.44 | 1.22 |  |  |  | 18h30 | 0.4 | 1.2 |  |  |  | 18h30 | 0.41 | 1.26 |  |  |  | 18h30 | 0.41 | 1.17 |  |  |  | 18h30 | 0.34 | 1.06 |  |  |  | 18h30 | 0.38 | 1.18 |  |  |  | 18h30 | 0.39 | 1.13 |  |  |  | 18h30 | 0.31 | 0.99 |  |  |  | 18h30 | 0.48 | 1.43 |  |  |  | 18h30 | 0.44 | 1.24 |  |  |  | 18h30 | 0.41 | 1.24
19h30 | 0.56 | 1.87 |  | 19h30 | 1.09 | 3.2 |  | 19h30 | 0.48 | 1.67 |  |  | 19h30 | 0.67 | 2.2 |  |  |  | 19h30 | 1.22 | 3.55 |  |  |  | 19h30 | 0.6 | 2.02 |  |  |  | 19h30 | 0.79 | 2.28 |  |  |  | 19h30 | 1.02 | 2.64 |  |  |  | 19h30 | 0.78 | 2.26 |  |  |  | 19h30 | 0.72 | 2.09 |  |  |  | 19h30 | 0.98 | 2.54 |  |  |  | 19h30 | 0.7 | 2.03 |  |  |  | 19h30 | 0.6 | 1.88 |  |  |  | 19h30 | 0.94 | 2.52 |  |  |  | 19h30 | 0.58 | 1.85 |  |  |  | 19h30 | 0.46 | 1.54 |  |  |  | 19h30 | 0.82 | 2.32 |  |  |  | 19h30 | 0.43 | 1.48 |  |  |  | 19h30 | 0.45 | 1.76 |  |  |  | 19h30 | 0.69 | 2.16 |  |  |  | 19h30 | 0.43 | 1.73 |  |  |  | 19h30 | 0.5 | 1.46 |  |  |  | 19h30 | 0.84 | 2.23 |  |  |  | 19h30 | 0.45 | 1.33 |  |  |  | 19h30 | 0.47 | 1.37 |  |  |  | 19h30 | 0.8 | 2.13 |  |  |  | 19h30 | 0.42 | 1.25 |  |  |  | 19h30 | 0.41 | 1.24 |  |  |  | 19h30 | 0.73 | 2.01 |  |  |  | 19h30 | 0.36 | 1.11 |  |  |  | 19h30 | 0.38 | 1.17 |  |  |  | 19h30 | 0.68 | 1.9 |  |  |  | 19h30 | 0.33 | 1.03 |  |  |  | 19h30 | 0.47 | 1.42 |  |  |  | 19h30 | 0.81 | 2.18 |  |  |  | 19h30 | 0.42 | 1.29
20h30 | 0.55 | 1.86 |  | 20h30 | 1.07 | 3.22 |  | 20h30 | 0.5 | 1.71 |  |  | 20h30 | 0.67 | 2.2 |  |  |  | 20h30 | 1.22 | 3.63 |  |  |  | 20h30 | 0.62 | 2.07 |  |  |  | 20h30 | 0.82 | 2.36 |  |  |  | 20h30 | 1.2 | 3.16 |  |  |  | 20h30 | 0.81 | 2.35 |  |  |  | 20h30 | 0.74 | 2.15 |  |  |  | 20h30 | 1.1 | 2.94 |  |  |  | 20h30 | 0.72 | 2.1 |  |  |  | 20h30 | 0.62 | 1.96 |  |  |  | 20h30 | 1 | 2.85 |  |  |  | 20h30 | 0.6 | 1.93 |  |  |  | 20h30 | 0.47 | 1.59 |  |  |  | 20h30 | 0.85 | 2.47 |  |  |  | 20h30 | 0.45 | 1.55 |  |  |  | 20h30 | 0.26 | 1.56 |  |  |  | 20h30 | 0.56 | 2.22 |  |  |  | 20h30 | 0.25 | 1.54 |  |  |  | 20h30 | 0.5 | 1.46 |  |  |  | 20h30 | 0.91 | 2.45 |  |  |  | 20h30 | 0.46 | 1.37 |  |  |  | 20h30 | 0.47 | 1.38 |  |  |  | 20h30 | 0.85 | 2.31 |  |  |  | 20h30 | 0.43 | 1.28 |  |  |  | 20h30 | 0.41 | 1.24 |  |  |  | 20h30 | 0.77 | 2.15 |  |  |  | 20h30 | 0.37 | 1.14 |  |  |  | 20h30 | 0.37 | 1.17 |  |  |  | 20h30 | 0.7 | 2 |  |  |  | 20h30 | 0.34 | 1.07 |  |  |  | 20h30 | 0.47 | 1.42 |  |  |  | 20h30 | 0.87 | 2.38 |  |  |  | 20h30 | 0.44 | 1.33
21h30 | 0.54 | 1.81 |  | 21h30 | 0.84 | 2.61 |  | 21h30 | 0.5 | 1.7 |  |  | 21h30 | 0.67 | 2.16 |  |  |  | 21h30 | 0.96 | 2.94 |  |  |  | 21h30 | 0.63 | 2.07 |  |  |  | 21h30 | 0.83 | 2.38 |  |  |  | 21h30 | 0.95 | 2.63 |  |  |  | 21h30 | 0.82 | 2.38 |  |  |  | 21h30 | 0.74 | 2.15 |  |  |  | 21h30 | 0.88 | 2.45 |  |  |  | 21h30 | 0.73 | 2.11 |  |  |  | 21h30 | 0.62 | 1.98 |  |  |  | 21h30 | 0.79 | 2.31 |  |  |  | 21h30 | 0.61 | 1.96 |  |  |  | 21h30 | 0.47 | 1.59 |  |  |  | 21h30 | 0.65 | 1.96 |  |  |  | 21h30 | 0.45 | 1.56 |  |  |  | 21h30 | 0.24 | 1.57 |  |  |  | 21h30 | 0.36 | 1.8 |  |  |  | 21h30 | 0.23 | 1.55 |  |  |  | 21h30 | 0.49 | 1.43 |  |  |  | 21h30 | 0.71 | 1.99 |  |  |  | 21h30 | 0.46 | 1.36 |  |  |  | 21h30 | 0.46 | 1.35 |  |  |  | 21h30 | 0.67 | 1.88 |  |  |  | 21h30 | 0.43 | 1.28 |  |  |  | 21h30 | 0.4 | 1.21 |  |  |  | 21h30 | 0.61 | 1.76 |  |  |  | 21h30 | 0.37 | 1.14 |  |  |  | 21h30 | 0.36 | 1.14 |  |  |  | 21h30 | 0.56 | 1.65 |  |  |  | 21h30 | 0.33 | 1.07 |  |  |  | 21h30 | 0.46 | 1.39 |  |  |  | 21h30 | 0.68 | 1.94 |  |  |  | 21h30 | 0.44 | 1.32
22h30 | 0.53 | 1.76 |  | 22h30 | 0.72 | 2.28 |  | 22h30 | 0.5 | 1.68 |  |  | 22h30 | 0.66 | 2.12 |  |  |  | 22h30 | 0.84 | 2.59 |  |  |  | 22h30 | 0.63 | 2.05 |  |  |  | 22h30 | 0.83 | 2.4 |  |  |  | 22h30 | 0.87 | 2.48 |  |  |  | 22h30 | 0.83 | 2.39 |  |  |  | 22h30 | 0.74 | 2.15 |  |  |  | 22h30 | 0.8 | 2.29 |  |  |  | 22h30 | 0.73 | 2.11 |  |  |  | 22h30 | 0.63 | 1.99 |  |  |  | 22h30 | 0.7 | 2.12 |  |  |  | 22h30 | 0.61 | 1.97 |  |  |  | 22h30 | 0.47 | 1.6 |  |  |  | 22h30 | 0.56 | 1.77 |  |  |  | 22h30 | 0.45 | 1.57 |  |  |  | 22h30 | 0.23 | 1.57 |  |  |  | 22h30 | 0.28 | 1.66 |  |  |  | 22h30 | 0.22 | 1.56 |  |  |  | 22h30 | 0.48 | 1.41 |  |  |  | 22h30 | 0.61 | 1.76 |  |  |  | 22h30 | 0.46 | 1.37 |  |  |  | 22h30 | 0.45 | 1.33 |  |  |  | 22h30 | 0.58 | 1.67 |  |  |  | 22h30 | 0.43 | 1.28 |  |  |  | 22h30 | 0.39 | 1.19 |  |  |  | 22h30 | 0.52 | 1.55 |  |  |  | 22h30 | 0.37 | 1.14 |  |  |  | 22h30 | 0.36 | 1.12 |  |  |  | 22h30 | 0.48 | 1.46 |  |  |  | 22h30 | 0.33 | 1.07 |  |  |  | 22h30 | 0.46 | 1.38 |  |  |  | 22h30 | 0.59 | 1.71 |  |  |  | 22h30 | 0.44 | 1.33
23h30 | 0.53 | 1.74 |  | 23h30 | 0.66 | 2.1 |  | 23h30 | 0.5 | 1.68 |  |  | 23h30 | 0.66 | 2.09 |  |  |  | 23h30 | 0.78 | 2.4 |  |  |  | 23h30 | 0.64 | 2.04 |  |  |  | 23h30 | 0.84 | 2.42 |  |  |  | 23h30 | 0.86 | 2.46 |  |  |  | 23h30 | 0.84 | 2.42 |  |  |  | 23h30 | 0.74 | 2.16 |  |  |  | 23h30 | 0.78 | 2.26 |  |  |  | 23h30 | 0.73 | 2.12 |  |  |  | 23h30 | 0.63 | 2.01 |  |  |  | 23h30 | 0.67 | 2.08 |  |  |  | 23h30 | 0.62 | 2 |  |  |  | 23h30 | 0.48 | 1.62 |  |  |  | 23h30 | 0.53 | 1.73 |  |  |  | 23h30 | 0.46 | 1.6 |  |  |  | 23h30 | 0.23 | 1.59 |  |  |  | 23h30 | 0.26 | 1.64 |  |  |  | 23h30 | 0.23 | 1.58 |  |  |  | 23h30 | 0.48 | 1.42 |  |  |  | 23h30 | 0.57 | 1.65 |  |  |  | 23h30 | 0.47 | 1.38 |  |  |  | 23h30 | 0.45 | 1.34 |  |  |  | 23h30 | 0.54 | 1.56 |  |  |  | 23h30 | 0.43 | 1.3 |  |  |  | 23h30 | 0.39 | 1.2 |  |  |  | 23h30 | 0.48 | 1.44 |  |  |  | 23h30 | 0.37 | 1.16 |  |  |  | 23h30 | 0.36 | 1.12 |  |  |  | 23h30 | 0.44 | 1.36 |  |  |  | 23h30 | 0.34 | 1.08 |  |  |  | 23h30 | 0.46 | 1.38 |  |  |  | 23h30 | 0.54 | 1.6 |  |  |  | 23h30 | 0.44 | 1.34

## 1945-1983's database
1945-1983 win_1 base | [44 empty] | 1945-1983 Best_case_win_1_data
detached | [8 empty] | terrace | [8 empty] | ftg | [8 empty] | mf | [8 empty] | s-detached | [8 empty] | detached | [8 empty] | terrace | [8 empty] | ftg | [8 empty] | mf | [8 empty] | s-detached
00h30 | 0.36 | 1.41 | 00h30 | 0.24 | 1.25 | 00h30 | 0.55 | 2.02 | 00h30 | 0.24 | 1.09 | 00h30 | 0.13 | 0.94 | 00h30 | 0.45 | 1.72 | 00h30 | 0.11 | 0.91 | 00h30 | 0.06 | 0.72 | 00h30 | 0.29 | 1.51 | 00h30 | 0.01 | 0.47 | 00h30 | 0 | 0.33 | 00h30 | 0.07 | 1.1 | 00h30 | 0.24 | 1.27 | 00h30 | 0.14 | 1.11 | 00h30 | 0.33 | 1.91 | 00h30 | 0.03 | 0.29 | 0h30 | 0 | 0.25 | 00h30 | 0.06 | 0.83 | 00h30 | 0.02 | 0.32 | 00h30 | 0.02 | 0.29 | 00h30 | 0.06 | 0.81 | 00h30 | 0 | 0.24 | 00h30 | 0 | 0.23 | 00h30 | 0 | 0.66 | 00h30 | 0 | 0.2 | 00h30 | 0 | 0.19 | 00h30 | 0 | 0.57 | 00h30 | 0.02 | 0.31 | 00h30 | 0.02 | 0.27 | 00h30 | 0.02 | 0.85
01h30 | 0.27 | 0.91 | 01h30 | 0.18 | 0.81 | 01h30 | 0.37 | 1.24 | 01h30 | 0.16 | 0.63 | 01h30 | 0.09 | 0.53 | 01h30 | 0.27 | 0.95 | 01h30 | 0.03 | 0.47 | 01h30 | 0 | 0.33 | 01h30 | 0.14 | 0.77 | 01h30 | 0 | 0.08 | 01h30 | 0 | 0 | 01h30 | 0 | 0.38 | 01h30 | 0.17 | 0.79 | 01h30 | 0.09 | 0.68 | 01h30 | 0.22 | 1.13 | 01h30 | 0 | 0 | 01h30 | 0 | 0 | 01h30 | 0 | 0.09 | 01h30 | 0 | 0 | 01h30 | 0 | 0 | 01h30 | 0 | 0.08 | 01h30 | 0 | 0 | 01h30 | 0 | 0 | 01h30 | 0 | 0 | 01h30 | 0 | 0 | 01h30 | 0 | 0 | 01h30 | 0 | 0 | 01h30 | 0 | 0 | 01h30 | 0 | 0 | 01h30 | 0 | 0.11
02h30 | 0.34 | 1.15 | 02h30 | 0.35 | 1.16 | 02h30 | 0.37 | 1.24 | 02h30 | 0.24 | 0.84 | 02h30 | 0.24 | 0.85 | 02h30 | 0.27 | 0.95 | 02h30 | 0.09 | 0.71 | 02h30 | 0.1 | 0.69 | 02h30 | 0.14 | 0.77 | 02h30 | 0 | 0.27 | 02h30 | 0 | 0.28 | 02h30 | 0 | 0.38 | 02h30 | 0.24 | 1 | 02h30 | 0.24 | 1.02 | 02h30 | 0.22 | 1.13 | 02h30 | 0 | 0.04 | 02h30 | 0 | 0.05 | 02h30 | 0 | 0.09 | 02h30 | 0 | 0.01 | 02h30 | 0 | 0.03 | 02h30 | 0 | 0.08 | 02h30 | 0 | 0 | 02h30 | 0 | 0 | 02h30 | 0 | 0 | 02h30 | 0 | 0 | 02h30 | 0 | 0 | 02h30 | 0 | 0 | 02h30 | 0 | 0.05 | 02h30 | 0 | 0.06 | 02h30 | 0 | 0.11
03h30 | 0.46 | 1.4 | 03h30 | 0.49 | 1.43 | 03h30 | 0.46 | 1.39 | 03h30 | 0.33 | 1.04 | 03h30 | 0.36 | 1.07 | 03h30 | 0.34 | 1.05 | 03h30 | 0.2 | 0.95 | 03h30 | 0.22 | 0.99 | 03h30 | 0.2 | 0.95 | 03h30 | 0.03 | 0.45 | 03h30 | 0.03 | 0.47 | 03h30 | 0.02 | 0.47 | 03h30 | 0.33 | 1.23 | 03h30 | 0.35 | 1.27 | 03h30 | 0.31 | 1.25 | 03h30 | 0 | 0.13 | 03h30 | 0 | 0.13 | 03h30 | 0 | 0.18 | 03h30 | 0 | 0.1 | 03h30 | 0 | 0.11 | 03h30 | 0 | 0.16 | 03h30 | 0 | 0 | 03h30 | 0 | 0 | 03h30 | 0 | 0 | 03h30 | 0 | 0 | 03h30 | 0 | 0 | 03h30 | 0 | 0 | 03h30 | 0 | 0.14 | 03h30 | 0 | 0.15 | 03h30 | 0 | 0.2
04h30 | 0.56 | 1.57 | 04h30 | 0.57 | 1.58 | 04h30 | 0.53 | 1.51 | 04h30 | 0.42 | 1.19 | 04h30 | 0.43 | 1.21 | 04h30 | 0.38 | 1.13 | 04h30 | 0.29 | 1.13 | 04h30 | 0.3 | 1.16 | 04h30 | 0.27 | 1.07 | 04h30 | 0.09 | 0.63 | 04h30 | 0.1 | 0.64 | 04h30 | 0.08 | 0.56 | 04h30 | 0.42 | 1.4 | 04h30 | 0.43 | 1.42 | 04h30 | 0.39 | 1.35 | 04h30 | 0.05 | 0.25 | 04h30 | 0.06 | 0.25 | 04h30 | 0.05 | 0.23 | 04h30 | 0.04 | 0.23 | 04h30 | 0.05 | 0.24 | 04h30 | 0.04 | 0.21 | 04h30 | 0 | 0.04 | 04h30 | 0 | 0.05 | 04h30 | 0 | 0.01 | 04h30 | 0 | 0 | 04h30 | 0 | 0 | 04h30 | 0 | 0 | 04h30 | 0.05 | 0.26 | 04h30 | 0.05 | 0.27 | 04h30 | 0.05 | 0.25
05h30 | 0.62 | 1.71 | 05h30 | 0.62 | 1.71 | 05h30 | 0.59 | 1.65 | 05h30 | 0.48 | 1.33 | 05h30 | 0.48 | 1.34 | 05h30 | 0.45 | 1.27 | 05h30 | 0.37 | 1.31 | 05h30 | 0.38 | 1.32 | 05h30 | 0.34 | 1.25 | 05h30 | 0.16 | 0.82 | 05h30 | 0.16 | 0.82 | 05h30 | 0.15 | 0.72 | 05h30 | 0.48 | 1.55 | 05h30 | 0.49 | 1.55 | 05h30 | 0.46 | 1.5 | 05h30 | 0.11 | 0.36 | 05h30 | 0.11 | 0.36 | 05h30 | 0.1 | 0.32 | 05h30 | 0.1 | 0.33 | 05h30 | 0.1 | 0.34 | 05h30 | 0.09 | 0.3 | 05h30 | 0 | 0.16 | 05h30 | 0.01 | 0.17 | 05h30 | 0 | 0.13 | 05h30 | 0 | 0.06 | 05h30 | 0 | 0.06 | 05h30 | 0 | 0.03 | 05h30 | 0.1 | 0.37 | 05h30 | 0.1 | 0.37 | 05h30 | 0.1 | 0.33
06h30 | 0.64 | 1.76 | 06h30 | 0.64 | 1.77 | 06h30 | 0.63 | 1.74 | 06h30 | 0.5 | 1.38 | 06h30 | 0.5 | 1.39 | 06h30 | 0.48 | 1.36 | 06h30 | 0.4 | 1.37 | 06h30 | 0.4 | 1.38 | 06h30 | 0.38 | 1.35 | 06h30 | 0.19 | 0.88 | 06h30 | 0.2 | 0.88 | 06h30 | 0.18 | 0.83 | 06h30 | 0.5 | 1.6 | 06h30 | 0.5 | 1.61 | 06h30 | 0.49 | 1.58 | 06h30 | 0.13 | 0.44 | 06h30 | 0.13 | 0.44 | 06h30 | 0.12 | 0.39 | 06h30 | 0.12 | 0.39 | 06h30 | 0.12 | 0.4 | 06h30 | 0.11 | 0.35 | 06h30 | 0.03 | 0.24 | 06h30 | 0.03 | 0.25 | 06h30 | 0.03 | 0.23 | 06h30 | 0 | 0.13 | 06h30 | 0 | 0.13 | 06h30 | 0 | 0.1 | 06h30 | 0.13 | 0.46 | 06h30 | 0.13 | 0.46 | 06h30 | 0.12 | 0.4
07h30 | 0.99 | 2.9 | 07h30 | 0.99 | 2.9 | 07h30 | 0.99 | 2.89 | 07h30 | 0.83 | 2.46 | 07h30 | 0.83 | 2.47 | 07h30 | 0.82 | 2.45 | 07h30 | 0.72 | 2.46 | 07h30 | 0.72 | 2.47 | 07h30 | 0.71 | 2.45 | 07h30 | 0.47 | 1.9 | 07h30 | 0.47 | 1.9 | 07h30 | 0.46 | 1.86 | 07h30 | 0.83 | 2.72 | 07h30 | 0.83 | 2.72 | 07h30 | 0.83 | 2.71 | 07h30 | 0.39 | 1.38 | 07h30 | 0.4 | 1.39 | 07h30 | 0.37 | 1.32 | 07h30 | 0.35 | 1.29 | 07h30 | 0.35 | 1.3 | 07h30 | 0.32 | 1.22 | 07h30 | 0.26 | 0.93 | 07h30 | 0.26 | 0.94 | 07h30 | 0.26 | 0.87 | 07h30 | 0.24 | 0.88 | 07h30 | 0.24 | 0.87 | 07h30 | 0.24 | 0.9 | 07h30 | 0.36 | 1.39 | 07h30 | 0.36 | 1.4 | 07h30 | 0.35 | 1.33
08h30 | 1.14 | 3.45 | 08h30 | 1.14 | 3.45 | 08h30 | 1.14 | 3.45 | 08h30 | 0.98 | 3 | 08h30 | 0.98 | 3.01 | 08h30 | 0.97 | 2.99 | 08h30 | 0.85 | 2.99 | 08h30 | 0.85 | 2.99 | 08h30 | 0.85 | 2.98 | 08h30 | 0.61 | 2.43 | 08h30 | 0.61 | 2.43 | 08h30 | 0.6 | 2.4 | 08h30 | 0.98 | 3.27 | 08h30 | 0.98 | 3.27 | 08h30 | 0.97 | 3.26 | 08h30 | 0.57 | 1.96 | 08h30 | 0.57 | 1.96 | 08h30 | 0.55 | 1.91 | 08h30 | 0.52 | 1.86 | 08h30 | 0.53 | 1.87 | 08h30 | 0.5 | 1.81 | 08h30 | 0.41 | 1.52 | 08h30 | 0.41 | 1.53 | 08h30 | 0.41 | 1.47 | 08h30 | 0.35 | 1.4 | 08h30 | 0.35 | 1.4 | 08h30 | 0.34 | 1.41 | 08h30 | 0.54 | 1.97 | 08h30 | 0.54 | 1.97 | 08h30 | 0.52 | 1.92
09h30 | 0.34 | 1.01 | 09h30 | 0.5 | 1.55 | 09h30 | 1.17 | 3.47 | 09h30 | 0.33 | 0.96 | 09h30 | 0.41 | 1.35 | 09h30 | 1.03 | 3.08 | 09h30 | 0.32 | 1.01 | 09h30 | 0.35 | 1.33 | 09h30 | 0.91 | 3.01 | 09h30 | 0.24 | 0.96 | 09h30 | 0.24 | 1.04 | 09h30 | 0.71 | 2.53 | 09h30 | 0.32 | 0.99 | 09h30 | 0.39 | 1.47 | 09h30 | 0.97 | 3.32 | 09h30 | 0.26 | 0.82 | 09h30 | 0.25 | 0.83 | 09h30 | 0.73 | 2.24 | 09h30 | 0.24 | 0.78 | 09h30 | 0.24 | 0.79 | 09h30 | 0.71 | 2.18 | 09h30 | 0.18 | 0.72 | 09h30 | 0.18 | 0.72 | 09h30 | 0.6 | 2.08 | 09h30 | 0.1 | 0.59 | 09h30 | 0.11 | 0.6 | 09h30 | 0.48 | 1.82 | 09h30 | 0.25 | 0.83 | 09h30 | 0.25 | 0.84 | 09h30 | 0.66 | 2.25
10h30 | 0 | 0 | 10h30 | 0 | 0 | 10h30 | 1.12 | 3.27 | 10h30 | 0 | 0 | 10h30 | 0 | 0 | 10h30 | 0.98 | 2.89 | 10h30 | 0 | 0 | 10h30 | 0 | 0 | 10h30 | 0.84 | 2.76 | 10h30 | 0 | 0 | 10h30 | 0 | 0 | 10h30 | 0.65 | 2.28 | 10h30 | 0 | 0 | 10h30 | 0 | 0 | 10h30 | 0.86 | 3.12 | 10h30 | 0 | 0 | 10h30 | 0 | 0 | 10h30 | 0.68 | 2.04 | 10h30 | 0 | 0 | 10h30 | 0 | 0 | 10h30 | 0.66 | 1.97 | 10h30 | 0 | 0 | 10h30 | 0 | 0 | 10h30 | 0.57 | 1.87 | 10h30 | 0 | 0 | 10h30 | 0 | 0 | 10h30 | 0.49 | 1.67 | 10h30 | 0 | 0 | 10h30 | 0 | 0 | 10h30 | 0.55 | 2.04
11h30 | 0 | 0 | 11h30 | 0 | 0 | 11h30 | 0.96 | 2.86 | 11h30 | 0 | 0 | 11h30 | 0 | 0 | 11h30 | 0.84 | 2.52 | 11h30 | 0 | 0 | 11h30 | 0 | 0 | 11h30 | 0.69 | 2.34 | 11h30 | 0 | 0 | 11h30 | 0 | 0 | 11h30 | 0.5 | 1.89 | 11h30 | 0 | 0 | 11h30 | 0 | 0 | 11h30 | 0.64 | 2.73 | 11h30 | 0 | 0 | 11h30 | 0 | 0 | 11h30 | 0.53 | 1.66 | 11h30 | 0 | 0 | 11h30 | 0 | 0 | 11h30 | 0.51 | 1.59 | 11h30 | 0 | 0 | 11h30 | 0 | 0 | 11h30 | 0.43 | 1.48 | 11h30 | 0 | 0 | 11h30 | 0 | 0 | 11h30 | 0.37 | 1.33 | 11h30 | 0 | 0 | 11h30 | 0 | 0 | 11h30 | 0.32 | 1.65
12h30 | 0 | 0 | 12h30 | 0 | 0 | 12h30 | 0.8 | 2.44 | 12h30 | 0 | 0 | 12h30 | 0 | 0 | 12h30 | 0.7 | 2.14 | 12h30 | 0 | 0 | 12h30 | 0 | 0 | 12h30 | 0.54 | 1.94 | 12h30 | 0 | 0 | 12h30 | 0 | 0 | 12h30 | 0.38 | 1.56 | 12h30 | 0 | 0 | 12h30 | 0 | 0 | 12h30 | 0.48 | 2.33 | 12h30 | 0 | 0 | 12h30 | 0 | 0 | 12h30 | 0.41 | 1.34 | 12h30 | 0 | 0 | 12h30 | 0 | 0 | 12h30 | 0.38 | 1.27 | 12h30 | 0 | 0 | 12h30 | 0 | 0 | 12h30 | 0.31 | 1.15 | 12h30 | 0 | 0 | 12h30 | 0 | 0 | 12h30 | 0.26 | 1.03 | 12h30 | 0 | 0 | 12h30 | 0 | 0 | 12h30 | 0.2 | 1.31
13h30 | 0.59 | 1.65 | 13h30 | 0 | 0 | 13h30 | 0.68 | 2.11 | 13h30 | 0.48 | 1.39 | 13h30 | 0 | 0 | 13h30 | 0.59 | 1.87 | 13h30 | 0.41 | 1.32 | 13h30 | 0 | 0 | 13h30 | 0.44 | 1.64 | 13h30 | 0.3 | 1.09 | 13h30 | 0 | 0 | 13h30 | 0.3 | 1.33 | 13h30 | 0.31 | 1.53 | 13h30 | 0 | 0 | 13h30 | 0.31 | 2.03 | 13h30 | 0.24 | 0.74 | 13h30 | 0 | 0 | 13h30 | 0.32 | 1.12 | 13h30 | 0.24 | 0.77 | 13h30 | 0 | 0 | 13h30 | 0.3 | 1.05 | 13h30 | 0.24 | 0.83 | 13h30 | 0 | 0 | 13h30 | 0.23 | 0.93 | 13h30 | 0.2 | 0.76 | 13h30 | 0 | 0 | 13h30 | 0.19 | 0.82 | 13h30 | 0.1 | 0.83 | 13h30 | 0 | 0 | 13h30 | 0.04 | 1.08
14h30 | 1 | 2.66 | 14h30 | 0 | 0 | 14h30 | 0.64 | 1.98 | 14h30 | 0.86 | 2.35 | 14h30 | 0 | 0 | 14h30 | 0.55 | 1.75 | 14h30 | 0.72 | 2.2 | 14h30 | 0 | 0 | 14h30 | 0.39 | 1.54 | 14h30 | 0.55 | 1.91 | 14h30 | 0 | 0 | 14h30 | 0.27 | 1.2 | 14h30 | 0.56 | 2.51 | 14h30 | 0 | 0 | 14h30 | 0.31 | 1.88 | 14h30 | 0.51 | 1.52 | 14h30 | 0 | 0 | 14h30 | 0.29 | 1.02 | 14h30 | 0.49 | 1.46 | 14h30 | 0 | 0 | 14h30 | 0.26 | 0.95 | 14h30 | 0.43 | 1.43 | 14h30 | 0 | 0 | 14h30 | 0.2 | 0.82 | 14h30 | 0.35 | 1.27 | 14h30 | 0 | 0 | 14h30 | 0.19 | 0.72 | 14h30 | 0.18 | 1.51 | 14h30 | 0 | 0 | 14h30 | 0.04 | 0.96
15h30 | 0.99 | 2.67 | 15h30 | 0 | 0 | 15h30 | 0.65 | 1.97 | 15h30 | 0.91 | 2.51 | 15h30 | 0 | 0 | 15h30 | 0.58 | 1.79 | 15h30 | 0.76 | 2.3 | 15h30 | 0 | 0 | 15h30 | 0.41 | 1.5 | 15h30 | 0.6 | 2.07 | 15h30 | 0 | 0 | 15h30 | 0.29 | 1.2 | 15h30 | 0.67 | 2.57 | 15h30 | 0 | 0 | 15h30 | 0.44 | 1.88 | 15h30 | 0.65 | 1.98 | 15h30 | 0 | 0 | 15h30 | 0.31 | 1.03 | 15h30 | 0.6 | 1.82 | 15h30 | 0 | 0 | 15h30 | 0.28 | 0.97 | 15h30 | 0.48 | 1.6 | 15h30 | 0 | 0 | 15h30 | 0.22 | 0.83 | 15h30 | 0.4 | 1.42 | 15h30 | 0 | 0 | 15h30 | 0.19 | 0.73 | 15h30 | 0.26 | 1.81 | 15h30 | 0 | 0 | 15h30 | 0.11 | 0.97
16h30 | 0.81 | 2.29 | 16h30 | 0 | 0 | 16h30 | 0.69 | 2.05 | 16h30 | 0.76 | 2.19 | 16h30 | 0 | 0 | 16h30 | 0.63 | 1.91 | 16h30 | 0.61 | 1.88 | 16h30 | 0 | 0 | 16h30 | 0.45 | 1.54 | 16h30 | 0.48 | 1.63 | 16h30 | 0 | 0 | 16h30 | 0.32 | 1.26 | 16h30 | 0.69 | 2.24 | 16h30 | 0 | 0 | 16h30 | 0.58 | 1.98 | 16h30 | 0.54 | 1.66 | 16h30 | 0 | 0 | 16h30 | 0.34 | 1.11 | 16h30 | 0.51 | 1.55 | 16h30 | 0 | 0 | 16h30 | 0.32 | 1.05 | 16h30 | 0.41 | 1.37 | 16h30 | 0 | 0 | 16h30 | 0.24 | 0.89 | 16h30 | 0.35 | 1.23 | 16h30 | 0 | 0 | 16h30 | 0.2 | 0.79 | 16h30 | 0.32 | 1.55 | 16h30 | 0 | 0 | 16h30 | 0.18 | 1.05
17h30 | 0.76 | 2.24 | 17h30 | 0 | 0 | 17h30 | 0.73 | 2.15 | 17h30 | 0.72 | 2.14 | 17h30 | 0 | 0 | 17h30 | 0.67 | 1.99 | 17h30 | 0.56 | 1.78 | 17h30 | 0 | 0 | 17h30 | 0.49 | 1.62 | 17h30 | 0.43 | 1.49 | 17h30 | 0 | 0 | 17h30 | 0.35 | 1.32 | 17h30 | 0.7 | 2.2 | 17h30 | 0 | 0 | 17h30 | 0.64 | 2.08 | 17h30 | 0.49 | 1.51 | 17h30 | 0 | 0 | 17h30 | 0.36 | 1.16 | 17h30 | 0.46 | 1.43 | 17h30 | 0 | 0 | 17h30 | 0.34 | 1.11 | 17h30 | 0.37 | 1.25 | 17h30 | 0 | 0 | 17h30 | 0.26 | 0.94 | 17h30 | 0.32 | 1.13 | 17h30 | 0 | 0 | 17h30 | 0.22 | 0.84 | 17h30 | 0.36 | 1.44 | 17h30 | 0 | 0 | 17h30 | 0.25 | 1.12
18h30 | 0.76 | 2.25 | 18h30 | 0.58 | 1.57 | 18h30 | 0.75 | 2.2 | 18h30 | 0.72 | 2.13 | 18h30 | 0.53 | 1.46 | 18h30 | 0.68 | 2.03 | 18h30 | 0.54 | 1.75 | 18h30 | 0.46 | 1.32 | 18h30 | 0.5 | 1.68 | 18h30 | 0.41 | 1.45 | 18h30 | 0.34 | 1.18 | 18h30 | 0.36 | 1.35 | 18h30 | 0.71 | 2.2 | 18h30 | 0.52 | 1.48 | 18h30 | 0.68 | 2.13 | 18h30 | 0.46 | 1.41 | 18h30 | 0.37 | 1.07 | 18h30 | 0.37 | 1.18 | 18h30 | 0.44 | 1.35 | 18h30 | 0.33 | 0.99 | 18h30 | 0.36 | 1.13 | 18h30 | 0.35 | 1.17 | 18h30 | 0.28 | 0.87 | 18h30 | 0.28 | 0.96 | 18h30 | 0.31 | 1.07 | 18h30 | 0.26 | 0.86 | 18h30 | 0.23 | 0.86 | 18h30 | 0.38 | 1.37 | 18h30 | 0.29 | 1.03 | 18h30 | 0.3 | 1.16
19h30 | 0.57 | 1.98 | 19h30 | 0.89 | 2.52 | 19h30 | 0.56 | 1.96 | 19h30 | 0.52 | 1.85 | 19h30 | 0.81 | 2.37 | 19h30 | 0.49 | 1.76 | 19h30 | 0.34 | 1.48 | 19h30 | 0.66 | 2.12 | 19h30 | 0.31 | 1.43 | 19h30 | 0.21 | 1.16 | 19h30 | 0.49 | 1.87 | 19h30 | 0.17 | 1.09 | 19h30 | 0.51 | 1.93 | 19h30 | 0.79 | 2.41 | 19h30 | 0.49 | 1.88 | 19h30 | 0.24 | 1.08 | 19h30 | 0.53 | 1.74 | 19h30 | 0.18 | 0.92 | 19h30 | 0.22 | 1.02 | 19h30 | 0.48 | 1.61 | 19h30 | 0.17 | 0.87 | 19h30 | 0.14 | 0.85 | 19h30 | 0.37 | 1.42 | 19h30 | 0.09 | 0.69 | 19h30 | 0.1 | 0.75 | 19h30 | 0.3 | 1.3 | 19h30 | 0.04 | 0.6 | 19h30 | 0.19 | 1.05 | 19h30 | 0.36 | 1.64 | 19h30 | 0.14 | 0.9
20h30 | 0.38 | 1.76 | 20h30 | 0.74 | 2.5 | 20h30 | 0.5 | 1.82 | 20h30 | 0.32 | 1.61 | 20h30 | 0.68 | 2.39 | 20h30 | 0.42 | 1.58 | 20h30 | 0.19 | 1.25 | 20h30 | 0.51 | 2.09 | 20h30 | 0.25 | 1.33 | 20h30 | 0.1 | 0.92 | 20h30 | 0.39 | 1.82 | 20h30 | 0.1 | 0.97 | 20h30 | 0.32 | 1.7 | 20h30 | 0.65 | 2.44 | 20h30 | 0.32 | 1.73 | 20h30 | 0.11 | 0.79 | 20h30 | 0.42 | 1.8 | 20h30 | 0.09 | 0.74 | 20h30 | 0.1 | 0.74 | 20h30 | 0.38 | 1.7 | 20h30 | 0.09 | 0.71 | 20h30 | 0.04 | 0.57 | 20h30 | 0.27 | 1.5 | 20h30 | 0.05 | 0.55 | 20h30 | 0.02 | 0.5 | 20h30 | 0.17 | 1.28 | 20h30 | 0.02 | 0.48 | 20h30 | 0.02 | 0.77 | 20h30 | 0.25 | 1.67 | 20h30 | 0.02 | 0.75
21h30 | 0.38 | 1.83 | 21h30 | 0.49 | 2.06 | 21h30 | 0.45 | 1.85 | 21h30 | 0.32 | 1.66 | 21h30 | 0.45 | 1.96 | 21h30 | 0.37 | 1.62 | 21h30 | 0.16 | 1.3 | 21h30 | 0.31 | 1.63 | 21h30 | 0.19 | 1.34 | 21h30 | 0.04 | 0.95 | 21h30 | 0.23 | 1.35 | 21h30 | 0.03 | 0.96 | 21h30 | 0.31 | 1.76 | 21h30 | 0.44 | 2.01 | 21h30 | 0.31 | 1.77 | 21h30 | 0.05 | 0.79 | 21h30 | 0.26 | 1.36 | 21h30 | 0.04 | 0.74 | 21h30 | 0.04 | 0.75 | 21h30 | 0.24 | 1.3 | 21h30 | 0.03 | 0.71 | 21h30 | 0 | 0.56 | 21h30 | 0.17 | 1.13 | 21h30 | 0 | 0.53 | 21h30 | 0 | 0.48 | 21h30 | 0.13 | 0.96 | 21h30 | 0 | 0.45 | 21h30 | 0 | 0.78 | 21h30 | 0.17 | 1.3 | 21h30 | 0 | 0.75
22h30 | 0.37 | 1.83 | 22h30 | 0.4 | 1.91 | 22h30 | 0.45 | 1.85 | 22h30 | 0.3 | 1.64 | 22h30 | 0.36 | 1.79 | 22h30 | 0.37 | 1.62 | 22h30 | 0.16 | 1.3 | 22h30 | 0.2 | 1.43 | 22h30 | 0.19 | 1.34 | 22h30 | 0.04 | 0.92 | 22h30 | 0.09 | 1.12 | 22h30 | 0.03 | 0.96 | 22h30 | 0.3 | 1.75 | 22h30 | 0.35 | 1.86 | 22h30 | 0.31 | 1.77 | 22h30 | 0.05 | 0.75 | 22h30 | 0.13 | 1.1 | 22h30 | 0.04 | 0.74 | 22h30 | 0.04 | 0.71 | 22h30 | 0.12 | 1.06 | 22h30 | 0.03 | 0.71 | 22h30 | 0 | 0.56 | 22h30 | 0.05 | 0.89 | 22h30 | 0 | 0.53 | 22h30 | 0 | 0.48 | 22h30 | 0.01 | 0.75 | 22h30 | 0 | 0.45 | 22h30 | 0 | 0.75 | 22h30 | 0.08 | 1.07 | 22h30 | 0 | 0.75
23h30 | 0.37 | 1.82 | 23h30 | 0.38 | 1.86 | 23h30 | 0.4 | 1.82 | 23h30 | 0.29 | 1.61 | 23h30 | 0.33 | 1.72 | 23h30 | 0.31 | 1.58 | 23h30 | 0.13 | 1.28 | 23h30 | 0.2 | 1.35 | 23h30 | 0.13 | 1.28 | 23h30 | 0 | 0.91 | 23h30 | 0.09 | 1.03 | 23h30 | 0 | 0.91 | 23h30 | 0.29 | 1.74 | 23h30 | 0.32 | 1.8 | 23h30 | 0.29 | 1.73 | 23h30 | 0 | 0.72 | 23h30 | 0.13 | 0.95 | 23h30 | 0 | 0.69 | 23h30 | 0 | 0.68 | 23h30 | 0.12 | 0.91 | 23h30 | 0 | 0.65 | 23h30 | 0 | 0.51 | 23h30 | 0.05 | 0.74 | 23h30 | 0 | 0.46 | 23h30 | 0 | 0.42 | 23h30 | 0.01 | 0.63 | 23h30 | 0 | 0.37 | 23h30 | 0 | 0.73 | 23h30 | 0.08 | 0.93 | 23h30 | 0 | 0.7
00h30 | 0.34 | 1.4 | 00h30 | 0.06 | 0.69 | 00h30 | 0.4 | 1.82 | 00h30 | 0.28 | 1.24 | 00h30 | 0.02 | 0.55 | 00h30 | 0.31 | 1.58 | 00h30 | 0.13 | 1.08 | 00h30 | 0 | 0.26 | 00h30 | 0.13 | 1.28 | 00h30 | 0 | 0.84 | 00h30 | 0 | 0.12 | 00h30 | 0 | 0.91 | 00h30 | 0.23 | 1.33 | 00h30 | 0.02 | 0.64 | 00h30 | 0.29 | 1.73 | 00h30 | 0 | 0.69 | 00h30 | 0 | 0.09 | 00h30 | 0 | 0.69 | 00h30 | 0 | 0.66 | 00h30 | 0 | 0.09 | 00h30 | 0 | 0.65 | 00h30 | 0 | 0.51 | 00h30 | 0 | 0.02 | 00h30 | 0 | 0.46 | 00h30 | 0 | 0.42 | 00h30 | 0 | 0 | 00h30 | 0 | 0.37 | 00h30 | 0 | 0.69 | 00h30 | 0 | 0.1 | 00h30 | 0 | 0.7
01h30 | 0.2 | 0.73 | 01h30 | 0.03 | 0.28 | 01h30 | 0.22 | 0.9 | 01h30 | 0.14 | 0.56 | 01h30 | 0 | 0.18 | 01h30 | 0.14 | 0.68 | 01h30 | 0.03 | 0.37 | 01h30 | 0 | 0 | 01h30 | 0.02 | 0.42 | 01h30 | 0 | 0.1 | 01h30 | 0 | 0 | 01h30 | 0 | 0.09 | 01h30 | 0.12 | 0.66 | 01h30 | 0 | 0.25 | 01h30 | 0.14 | 0.82 | 01h30 | 0 | 0 | 01h30 | 0 | 0 | 01h30 | 0 | 0 | 01h30 | 0 | 0 | 01h30 | 0 | 0 | 01h30 | 0 | 0 | 01h30 | 0 | 0 | 01h30 | 0 | 0 | 01h30 | 0 | 0 | 01h30 | 0 | 0 | 01h30 | 0 | 0 | 01h30 | 0 | 0 | 01h30 | 0 | 0 | 01h30 | 0 | 0 | 01h30 | 0 | 0
02h30 | 0.2 | 0.73 | 02h30 | 0.2 | 0.68 | 02h30 | 0.22 | 0.9 | 02h30 | 0.14 | 0.56 | 02h30 | 0.15 | 0.54 | 02h30 | 0.14 | 0.68 | 02h30 | 0.03 | 0.37 | 02h30 | 0.04 | 0.36 | 02h30 | 0.02 | 0.42 | 02h30 | 0 | 0.1 | 02h30 | 0 | 0.12 | 02h30 | 0 | 0.09 | 02h30 | 0.12 | 0.66 | 02h30 | 0.15 | 0.62 | 02h30 | 0.14 | 0.82 | 02h30 | 0 | 0 | 02h30 | 0 | 0.04 | 02h30 | 0 | 0 | 02h30 | 0 | 0 | 02h30 | 0 | 0.02 | 02h30 | 0 | 0 | 02h30 | 0 | 0 | 02h30 | 0 | 0 | 02h30 | 0 | 0 | 02h30 | 0 | 0 | 02h30 | 0 | 0 | 02h30 | 0 | 0 | 02h30 | 0 | 0 | 02h30 | 0 | 0.04 | 02h30 | 0 | 0
03h30 | 0.3 | 0.94 | 03h30 | 0.34 | 1.03 | 03h30 | 0.31 | 1 | 03h30 | 0.22 | 0.72 | 03h30 | 0.27 | 0.82 | 03h30 | 0.22 | 0.74 | 03h30 | 0.09 | 0.55 | 03h30 | 0.12 | 0.61 | 03h30 | 0.08 | 0.56 | 03h30 | 0 | 0.22 | 03h30 | 0 | 0.22 | 03h30 | 0 | 0.2 | 03h30 | 0.21 | 0.85 | 03h30 | 0.26 | 0.94 | 03h30 | 0.21 | 0.9 | 03h30 | 0 | 0.06 | 03h30 | 0 | 0.05 | 03h30 | 0 | 0.05 | 03h30 | 0 | 0.04 | 03h30 | 0 | 0.02 | 03h30 | 0 | 0.02 | 03h30 | 0 | 0 | 03h30 | 0 | 0 | 03h30 | 0 | 0 | 03h30 | 0 | 0 | 03h30 | 0 | 0 | 03h30 | 0 | 0 | 03h30 | 0 | 0.07 | 03h30 | 0 | 0.05 | 03h30 | 0 | 0.06
04h30 | 0.4 | 1.13 | 04h30 | 0.43 | 1.2 | 04h30 | 0.38 | 1.09 | 04h30 | 0.3 | 0.86 | 04h30 | 0.35 | 0.98 | 04h30 | 0.28 | 0.82 | 04h30 | 0.17 | 0.73 | 04h30 | 0.21 | 0.79 | 04h30 | 0.15 | 0.67 | 04h30 | 0.02 | 0.31 | 04h30 | 0.04 | 0.38 | 04h30 | 0 | 0.28 | 04h30 | 0.3 | 1.02 | 04h30 | 0.35 | 1.11 | 04h30 | 0.28 | 0.98 | 04h30 | 0.01 | 0.09 | 04h30 | 0.02 | 0.14 | 04h30 | 0 | 0.07 | 04h30 | 0 | 0.06 | 04h30 | 0.02 | 0.11 | 04h30 | 0 | 0.03 | 04h30 | 0 | 0 | 04h30 | 0 | 0 | 04h30 | 0 | 0 | 04h30 | 0 | 0 | 04h30 | 0 | 0 | 04h30 | 0 | 0 | 04h30 | 0 | 0.1 | 04h30 | 0.02 | 0.15 | 04h30 | 0 | 0.08
05h30 | 0.47 | 1.29 | 05h30 | 0.49 | 1.34 | 05h30 | 0.44 | 1.24 | 05h30 | 0.37 | 1.01 | 05h30 | 0.41 | 1.11 | 05h30 | 0.34 | 0.95 | 05h30 | 0.24 | 0.91 | 05h30 | 0.28 | 0.98 | 05h30 | 0.23 | 0.85 | 05h30 | 0.08 | 0.48 | 05h30 | 0.1 | 0.55 | 05h30 | 0.06 | 0.45 | 05h30 | 0.37 | 1.18 | 05h30 | 0.4 | 1.24 | 05h30 | 0.34 | 1.12 | 05h30 | 0.04 | 0.19 | 05h30 | 0.07 | 0.24 | 05h30 | 0.04 | 0.17 | 05h30 | 0.03 | 0.16 | 05h30 | 0.06 | 0.23 | 05h30 | 0.03 | 0.13 | 05h30 | 0 | 0 | 05h30 | 0 | 0.07 | 05h30 | 0 | 0 | 05h30 | 0 | 0 | 05h30 | 0 | 0 | 05h30 | 0 | 0 | 05h30 | 0.04 | 0.2 | 05h30 | 0.07 | 0.26 | 05h30 | 0.03 | 0.18
06h30 | 0.52 | 1.44 | 06h30 | 0.53 | 1.46 | 06h30 | 0.51 | 1.42 | 06h30 | 0.42 | 1.16 | 06h30 | 0.45 | 1.22 | 06h30 | 0.41 | 1.12 | 06h30 | 0.31 | 1.07 | 06h30 | 0.34 | 1.11 | 06h30 | 0.3 | 1.05 | 06h30 | 0.13 | 0.63 | 06h30 | 0.16 | 0.69 | 06h30 | 0.12 | 0.61 | 06h30 | 0.43 | 1.33 | 06h30 | 0.44 | 1.36 | 06h30 | 0.41 | 1.3 | 06h30 | 0.09 | 0.28 | 06h30 | 0.11 | 0.35 | 06h30 | 0.09 | 0.27 | 06h30 | 0.08 | 0.27 | 06h30 | 0.1 | 0.32 | 06h30 | 0.08 | 0.25 | 06h30 | 0 | 0.09 | 06h30 | 0.02 | 0.17 | 06h30 | 0 | 0.07 | 06h30 | 0 | 0 | 06h30 | 0 | 0.07 | 06h30 | 0 | 0 | 06h30 | 0.09 | 0.3 | 06h30 | 0.11 | 0.36 | 06h30 | 0.09 | 0.29
07h30 | 0.91 | 2.68 | 07h30 | 0.92 | 2.69 | 07h30 | 0.91 | 2.68 | 07h30 | 0.79 | 2.34 | 07h30 | 0.81 | 2.4 | 07h30 | 0.78 | 2.31 | 07h30 | 0.66 | 2.27 | 07h30 | 0.68 | 2.29 | 07h30 | 0.65 | 2.25 | 07h30 | 0.42 | 1.71 | 07h30 | 0.45 | 1.78 | 07h30 | 0.41 | 1.68 | 07h30 | 0.79 | 2.55 | 07h30 | 0.81 | 2.57 | 07h30 | 0.78 | 2.53 | 07h30 | 0.3 | 1.17 | 07h30 | 0.36 | 1.32 | 07h30 | 0.26 | 1.13 | 07h30 | 0.25 | 1.07 | 07h30 | 0.32 | 1.24 | 07h30 | 0.24 | 1.01 | 07h30 | 0.27 | 0.96 | 07h30 | 0.28 | 0.89 | 07h30 | 0.27 | 0.96 | 07h30 | 0.23 | 0.93 | 07h30 | 0.26 | 0.94 | 07h30 | 0.22 | 0.92 | 07h30 | 0.26 | 1.2 | 07h30 | 0.33 | 1.33 | 07h30 | 0.26 | 1.15
08h30 | 1.13 | 3.44 | 08h30 | 1.13 | 3.45 | 08h30 | 1.13 | 3.44 | 08h30 | 1 | 3.08 | 08h30 | 1.02 | 3.13 | 08h30 | 0.99 | 3.05 | 08h30 | 0.86 | 2.99 | 08h30 | 0.88 | 3.01 | 08h30 | 0.85 | 2.98 | 08h30 | 0.62 | 2.4 | 08h30 | 0.64 | 2.45 | 08h30 | 0.6 | 2.38 | 08h30 | 1 | 3.3 | 08h30 | 1.02 | 3.32 | 08h30 | 0.99 | 3.28 | 08h30 | 0.51 | 1.88 | 08h30 | 0.58 | 2 | 08h30 | 0.48 | 1.84 | 08h30 | 0.47 | 1.78 | 08h30 | 0.54 | 1.92 | 08h30 | 0.45 | 1.72 | 08h30 | 0.43 | 1.59 | 08h30 | 0.45 | 1.58 | 08h30 | 0.41 | 1.58 | 08h30 | 0.34 | 1.48 | 08h30 | 0.39 | 1.53 | 08h30 | 0.32 | 1.45 | 08h30 | 0.48 | 1.91 | 08h30 | 0.54 | 2.02 | 08h30 | 0.47 | 1.87
09h30 | 0.37 | 1.1 | 09h30 | 0.54 | 1.66 | 09h30 | 1.24 | 3.7 | 09h30 | 0.34 | 1.02 | 09h30 | 0.48 | 1.5 | 09h30 | 1.12 | 3.35 | 09h30 | 0.35 | 1.08 | 09h30 | 0.39 | 1.4 | 09h30 | 0.99 | 3.24 | 09h30 | 0.27 | 0.94 | 09h30 | 0.29 | 1.09 | 09h30 | 0.78 | 2.69 | 09h30 | 0.35 | 1.07 | 09h30 | 0.48 | 1.59 | 09h30 | 1.06 | 3.56 | 09h30 | 0.27 | 0.84 | 09h30 | 0.28 | 0.91 | 09h30 | 0.8 | 2.38 | 09h30 | 0.27 | 0.84 | 09h30 | 0.27 | 0.88 | 09h30 | 0.78 | 2.35 | 09h30 | 0.15 | 0.72 | 09h30 | 0.19 | 0.79 | 09h30 | 0.58 | 2.05 | 09h30 | 0.11 | 0.56 | 09h30 | 0.13 | 0.66 | 09h30 | 0.48 | 1.81 | 09h30 | 0.28 | 0.85 | 09h30 | 0.27 | 0.92 | 09h30 | 0.73 | 2.41
10h30 | 0 | 0 | 10h30 | 0 | 0 | 10h30 | 1.18 | 3.51 | 10h30 | 0 | 0 | 10h30 | 0 | 0 | 10h30 | 1.06 | 3.16 | 10h30 | 0 | 0 | 10h30 | 0 | 0 | 10h30 | 0.92 | 3.01 | 10h30 | 0 | 0 | 10h30 | 0 | 0 | 10h30 | 0.69 | 2.42 | 10h30 | 0 | 0 | 10h30 | 0 | 0 | 10h30 | 0.86 | 3.37 | 10h30 | 0 | 0 | 10h30 | 0 | 0 | 10h30 | 0.72 | 2.16 | 10h30 | 0 | 0 | 10h30 | 0 | 0 | 10h30 | 0.7 | 2.12 | 10h30 | 0 | 0 | 10h30 | 0 | 0 | 10h30 | 0.57 | 1.88 | 10h30 | 0 | 0 | 10h30 | 0 | 0 | 10h30 | 0.5 | 1.7 | 10h30 | 0 | 0 | 10h30 | 0 | 0 | 10h30 | 0.52 | 2.17
11h30 | 0 | 0 | 11h30 | 0 | 0 | 11h30 | 1.01 | 3.1 | 11h30 | 0 | 0 | 11h30 | 0 | 0 | 11h30 | 0.91 | 2.77 | 11h30 | 0 | 0 | 11h30 | 0 | 0 | 11h30 | 0.75 | 2.59 | 11h30 | 0 | 0 | 11h30 | 0 | 0 | 11h30 | 0.53 | 2.04 | 11h30 | 0 | 0 | 11h30 | 0 | 0 | 11h30 | 0.59 | 2.98 | 11h30 | 0 | 0 | 11h30 | 0 | 0 | 11h30 | 0.56 | 1.77 | 11h30 | 0 | 0 | 11h30 | 0 | 0 | 11h30 | 0.54 | 1.72 | 11h30 | 0 | 0 | 11h30 | 0 | 0 | 11h30 | 0.44 | 1.52 | 11h30 | 0 | 0 | 11h30 | 0 | 0 | 11h30 | 0.38 | 1.38 | 11h30 | 0 | 0 | 11h30 | 0 | 0 | 11h30 | 0.26 | 1.77
12h30 | 0 | 0 | 12h30 | 0 | 0 | 12h30 | 0.9 | 2.81 | 12h30 | 0 | 0 | 12h30 | 0 | 0 | 12h30 | 0.82 | 2.51 | 12h30 | 0 | 0 | 12h30 | 0 | 0 | 12h30 | 0.66 | 2.33 | 12h30 | 0 | 0 | 12h30 | 0 | 0 | 12h30 | 0.46 | 1.84 | 12h30 | 0 | 0 | 12h30 | 0 | 0 | 12h30 | 0.53 | 2.71 | 12h30 | 0 | 0 | 12h30 | 0 | 0 | 12h30 | 0.47 | 1.54 | 12h30 | 0 | 0 | 12h30 | 0 | 0 | 12h30 | 0.45 | 1.48 | 12h30 | 0 | 0 | 12h30 | 0 | 0 | 12h30 | 0.36 | 1.31 | 12h30 | 0 | 0 | 12h30 | 0 | 0 | 12h30 | 0.31 | 1.18 | 12h30 | 0 | 0 | 12h30 | 0 | 0 | 12h30 | 0.2 | 1.52
13h30 | 0.62 | 1.79 | 13h30 | 0 | 0 | 13h30 | 0.84 | 2.65 | 13h30 | 0.58 | 1.72 | 13h30 | 0 | 0 | 13h30 | 0.77 | 2.39 | 13h30 | 0.56 | 1.81 | 13h30 | 0 | 0 | 13h30 | 0.61 | 2.18 | 13h30 | 0.43 | 1.5 | 13h30 | 0 | 0 | 13h30 | 0.42 | 1.72 | 13h30 | 0.39 | 1.85 | 13h30 | 0 | 0 | 13h30 | 0.52 | 2.57 | 13h30 | 0.38 | 1.19 | 13h30 | 0 | 0 | 13h30 | 0.42 | 1.41 | 13h30 | 0.37 | 1.18 | 13h30 | 0 | 0 | 13h30 | 0.4 | 1.35 | 13h30 | 0.32 | 1.1 | 13h30 | 0 | 0 | 13h30 | 0.32 | 1.19 | 13h30 | 0.29 | 1.03 | 13h30 | 0 | 0 | 13h30 | 0.27 | 1.07 | 13h30 | 0.21 | 1.16 | 13h30 | 0 | 0 | 13h30 | 0.16 | 1.38
14h30 | 1.13 | 3.13 | 14h30 | 0 | 0 | 14h30 | 0.79 | 2.5 | 14h30 | 1.05 | 2.95 | 14h30 | 0 | 0 | 14h30 | 0.73 | 2.29 | 14h30 | 0.96 | 2.97 | 14h30 | 0 | 0 | 14h30 | 0.56 | 2.04 | 14h30 | 0.72 | 2.47 | 14h30 | 0 | 0 | 14h30 | 0.38 | 1.59 | 14h30 | 0.65 | 3.1 | 14h30 | 0 | 0 | 14h30 | 0.44 | 2.44 | 14h30 | 0.66 | 2.02 | 14h30 | 0 | 0 | 14h30 | 0.37 | 1.3 | 14h30 | 0.64 | 1.95 | 14h30 | 0 | 0 | 14h30 | 0.35 | 1.24 | 14h30 | 0.53 | 1.77 | 14h30 | 0 | 0 | 14h30 | 0.27 | 1.08 | 14h30 | 0.46 | 1.61 | 14h30 | 0 | 0 | 14h30 | 0.23 | 0.96 | 14h30 | 0.24 | 1.95 | 14h30 | 0 | 0 | 14h30 | 0.16 | 1.27
15h30 | 1.19 | 3.35 | 15h30 | 0 | 0 | 15h30 | 0.78 | 2.42 | 15h30 | 1.1 | 3.13 | 15h30 | 0 | 0 | 15h30 | 0.71 | 2.27 | 15h30 | 0.94 | 2.91 | 15h30 | 0 | 0 | 15h30 | 0.54 | 1.95 | 15h30 | 0.69 | 2.45 | 15h30 | 0 | 0 | 15h30 | 0.36 | 1.51 | 15h30 | 0.7 | 3.19 | 15h30 | 0 | 0 | 15h30 | 0.4 | 2.37 | 15h30 | 0.7 | 2.19 | 15h30 | 0 | 0 | 15h30 | 0.35 | 1.25 | 15h30 | 0.66 | 2.08 | 15h30 | 0 | 0 | 15h30 | 0.33 | 1.2 | 15h30 | 0.53 | 1.83 | 15h30 | 0 | 0 | 15h30 | 0.25 | 1.03 | 15h30 | 0.44 | 1.63 | 15h30 | 0 | 0 | 15h30 | 0.21 | 0.92 | 15h30 | 0.18 | 2.1 | 15h30 | 0 | 0 | 15h30 | 0.07 | 1.22
16h30 | 0.96 | 2.81 | 16h30 | 0 | 0 | 16h30 | 0.83 | 2.52 | 16h30 | 0.9 | 2.76 | 16h30 | 0 | 0 | 16h30 | 0.76 | 2.43 | 16h30 | 0.75 | 2.38 | 16h30 | 0 | 0 | 16h30 | 0.58 | 2.02 | 16h30 | 0.55 | 1.94 | 16h30 | 0 | 0 | 16h30 | 0.39 | 1.55 | 16h30 | 0.66 | 2.74 | 16h30 | 0 | 0 | 16h30 | 0.52 | 2.46 | 16h30 | 0.57 | 1.87 | 16h30 | 0 | 0 | 16h30 | 0.37 | 1.34 | 16h30 | 0.55 | 1.8 | 16h30 | 0 | 0 | 16h30 | 0.35 | 1.29 | 16h30 | 0.44 | 1.6 | 16h30 | 0 | 0 | 16h30 | 0.27 | 1.11 | 16h30 | 0.38 | 1.44 | 16h30 | 0 | 0 | 16h30 | 0.23 | 0.99 | 16h30 | 0.22 | 1.81 | 16h30 | 0 | 0 | 16h30 | 0.11 | 1.3
17h30 | 0.98 | 2.91 | 17h30 | 0 | 0 | 17h30 | 0.94 | 2.8 | 17h30 | 0.93 | 2.91 | 17h30 | 0 | 0 | 17h30 | 0.87 | 2.74 | 17h30 | 0.76 | 2.41 | 17h30 | 0 | 0 | 17h30 | 0.68 | 2.26 | 17h30 | 0.55 | 1.87 | 17h30 | 0 | 0 | 17h30 | 0.46 | 1.69 | 17h30 | 0.83 | 2.84 | 17h30 | 0 | 0 | 17h30 | 0.76 | 2.72 | 17h30 | 0.56 | 1.85 | 17h30 | 0 | 0 | 17h30 | 0.43 | 1.51 | 17h30 | 0.54 | 1.8 | 17h30 | 0 | 0 | 17h30 | 0.42 | 1.47 | 17h30 | 0.45 | 1.6 | 17h30 | 0 | 0 | 17h30 | 0.33 | 1.27 | 17h30 | 0.39 | 1.45 | 17h30 | 0 | 0 | 17h30 | 0.28 | 1.15 | 17h30 | 0.34 | 1.8 | 17h30 | 0 | 0 | 17h30 | 0.23 | 1.47
18h30 | 1.1 | 3.2 | 18h30 | 0.79 | 2.27 | 18h30 | 1.08 | 3.14 | 18h30 | 1.04 | 3.18 | 18h30 | 0.78 | 2.24 | 18h30 | 1 | 3.06 | 18h30 | 0.85 | 2.66 | 18h30 | 0.81 | 2.43 | 18h30 | 0.81 | 2.58 | 18h30 | 0.6 | 1.98 | 18h30 | 0.61 | 1.89 | 18h30 | 0.54 | 1.87 | 18h30 | 1.01 | 3.11 | 18h30 | 0.78 | 2.25 | 18h30 | 0.97 | 3.04 | 18h30 | 0.59 | 1.9 | 18h30 | 0.57 | 1.73 | 18h30 | 0.51 | 1.68 | 18h30 | 0.58 | 1.87 | 18h30 | 0.56 | 1.71 | 18h30 | 0.5 | 1.65 | 18h30 | 0.49 | 1.66 | 18h30 | 0.5 | 1.6 | 18h30 | 0.4 | 1.43 | 18h30 | 0.43 | 1.52 | 18h30 | 0.46 | 1.51 | 18h30 | 0.35 | 1.3 | 18h30 | 0.47 | 1.88 | 18h30 | 0.45 | 1.68 | 18h30 | 0.36 | 1.65
19h30 | 1.02 | 3.27 | 19h30 | 1.42 | 4.05 | 19h30 | 1.01 | 3.23 | 19h30 | 0.95 | 3.18 | 19h30 | 1.37 | 4 | 19h30 | 0.92 | 3.08 | 19h30 | 0.75 | 2.7 | 19h30 | 1.3 | 3.97 | 19h30 | 0.72 | 2.64 | 19h30 | 0.45 | 1.89 | 19h30 | 0.93 | 3.04 | 19h30 | 0.41 | 1.81 | 19h30 | 0.94 | 3.16 | 19h30 | 1.32 | 3.93 | 19h30 | 0.9 | 3.1 | 19h30 | 0.44 | 1.72 | 19h30 | 0.85 | 2.77 | 19h30 | 0.38 | 1.56 | 19h30 | 0.43 | 1.7 | 19h30 | 0.83 | 2.72 | 19h30 | 0.37 | 1.54 | 19h30 | 0.33 | 1.47 | 19h30 | 0.71 | 2.49 | 19h30 | 0.27 | 1.31 | 19h30 | 0.28 | 1.33 | 19h30 | 0.61 | 2.27 | 19h30 | 0.22 | 1.17 | 19h30 | 0.36 | 1.71 | 19h30 | 0.61 | 2.66 | 19h30 | 0.29 | 1.55
20h30 | 0.89 | 3.27 | 20h30 | 1.43 | 4.36 | 20h30 | 0.88 | 3.24 | 20h30 | 0.81 | 3.1 | 20h30 | 1.33 | 4.29 | 20h30 | 0.78 | 3.02 | 20h30 | 0.61 | 2.68 | 20h30 | 1.14 | 3.83 | 20h30 | 0.58 | 2.63 | 20h30 | 0.28 | 1.76 | 20h30 | 0.75 | 2.91 | 20h30 | 0.25 | 1.7 | 20h30 | 0.8 | 3.14 | 20h30 | 1.24 | 4.17 | 20h30 | 0.77 | 3.09 | 20h30 | 0.25 | 1.5 | 20h30 | 0.71 | 2.73 | 20h30 | 0.22 | 1.39 | 20h30 | 0.24 | 1.49 | 20h30 | 0.68 | 2.65 | 20h30 | 0.21 | 1.37 | 20h30 | 0.17 | 1.25 | 20h30 | 0.54 | 2.37 | 20h30 | 0.16 | 1.14 | 20h30 | 0.13 | 1.11 | 20h30 | 0.43 | 2.1 | 20h30 | 0.12 | 0.99 | 20h30 | 0.21 | 1.51 | 20h30 | 0.47 | 2.6 | 20h30 | 0.16 | 1.4
21h30 | 0.92 | 3.42 | 21h30 | 1.09 | 3.75 | 21h30 | 0.92 | 3.4 | 21h30 | 0.82 | 3.17 | 21h30 | 1.01 | 3.61 | 21h30 | 0.79 | 3.1 | 21h30 | 0.62 | 2.82 | 21h30 | 0.83 | 3.24 | 21h30 | 0.6 | 2.78 | 21h30 | 0.27 | 1.85 | 21h30 | 0.49 | 2.32 | 21h30 | 0.25 | 1.8 | 21h30 | 0.81 | 3.27 | 21h30 | 0.97 | 3.61 | 21h30 | 0.79 | 3.23 | 21h30 | 0.24 | 1.52 | 21h30 | 0.49 | 2.2 | 21h30 | 0.21 | 1.44 | 21h30 | 0.23 | 1.51 | 21h30 | 0.48 | 2.16 | 21h30 | 0.21 | 1.42 | 21h30 | 0.15 | 1.27 | 21h30 | 0.37 | 1.93 | 21h30 | 0.13 | 1.18 | 21h30 | 0.1 | 1.12 | 21h30 | 0.28 | 1.72 | 21h30 | 0.08 | 1.03 | 21h30 | 0.21 | 1.54 | 21h30 | 0.37 | 2.14 | 21h30 | 0.18 | 1.45
22h30 | 0.97 | 3.58 | 22h30 | 1.02 | 3.69 | 22h30 | 0.96 | 3.56 | 22h30 | 0.84 | 3.27 | 22h30 | 0.93 | 3.48 | 22h30 | 0.82 | 3.21 | 22h30 | 0.65 | 2.97 | 22h30 | 0.74 | 3.14 | 22h30 | 0.63 | 2.94 | 22h30 | 0.29 | 1.99 | 22h30 | 0.4 | 2.21 | 22h30 | 0.27 | 1.95 | 22h30 | 0.84 | 3.41 | 22h30 | 0.9 | 3.55 | 22h30 | 0.82 | 3.38 | 22h30 | 0.25 | 1.58 | 22h30 | 0.4 | 1.99 | 22h30 | 0.23 | 1.52 | 22h30 | 0.24 | 1.57 | 22h30 | 0.39 | 1.97 | 22h30 | 0.22 | 1.51 | 22h30 | 0.15 | 1.33 | 22h30 | 0.29 | 1.75 | 22h30 | 0.13 | 1.26 | 22h30 | 0.1 | 1.17 | 22h30 | 0.22 | 1.57 | 22h30 | 0.08 | 1.11 | 22h30 | 0.24 | 1.61 | 22h30 | 0.33 | 1.98 | 22h30 | 0.21 | 1.55
23h30 | 1.04 | 3.81 | 23h30 | 1.06 | 3.87 | 23h30 | 1.03 | 3.8 | 23h30 | 0.9 | 3.43 | 23h30 | 0.95 | 3.59 | 23h30 | 0.88 | 3.38 | 23h30 | 0.7 | 3.18 | 23h30 | 0.76 | 3.28 | 23h30 | 0.69 | 3.15 | 23h30 | 0.33 | 2.17 | 23h30 | 0.4 | 2.31 | 23h30 | 0.31 | 2.14 | 23h30 | 0.89 | 3.62 | 23h30 | 0.93 | 3.71 | 23h30 | 0.88 | 3.59 | 23h30 | 0.28 | 1.68 | 23h30 | 0.38 | 1.95 | 23h30 | 0.26 | 1.64 | 23h30 | 0.27 | 1.67 | 23h30 | 0.37 | 1.94 | 23h30 | 0.25 | 1.62 | 23h30 | 0.17 | 1.42 | 23h30 | 0.27 | 1.71 | 23h30 | 0.15 | 1.37 | 23h30 | 0.11 | 1.26 | 23h30 | 0.22 | 1.54 | 23h30 | 0.09 | 1.21 | 23h30 | 0.27 | 1.72 | 23h30 | 0.34 | 1.96 | 23h30 | 0.25 | 1.67
00h30 | 0.72 | 2.62 | 00h30 | 0.71 | 2.66 | 00h30 | 0.78 | 2.77 | 00h30 | 0.63 | 2.3 | 00h30 | 0.59 | 2.33 | 00h30 | 0.66 | 2.42 | 00h30 | 0.51 | 2.17 | 00h30 | 0.41 | 2.08 | 00h30 | 0.49 | 2.22 | 00h30 | 0.29 | 1.58 | 00h30 | 0.07 | 1.14 | 00h30 | 0.28 | 1.55 | 00h30 | 0.6 | 2.43 | 00h30 | 0.58 | 2.5 | 00h30 | 0.64 | 2.62 | 00h30 | 0.26 | 1.26 | 00h30 | 0.04 | 0.73 | 00h30 | 0.24 | 1.2 | 00h30 | 0.25 | 1.25 | 00h30 | 0.04 | 0.72 | 00h30 | 0.24 | 1.18 | 00h30 | 0.17 | 1.08 | 00h30 | 0.01 | 0.51 | 00h30 | 0.15 | 1.03 | 00h30 | 0.11 | 0.97 | 00h30 | 0 | 0.36 | 00h30 | 0.09 | 0.96 | 00h30 | 0.21 | 1.27 | 00h30 | 0.06 | 0.74 | 00h30 | 0.18 | 1.22
01h30 | 0.6 | 2.04 | 01h30 | 0.6 | 2.07 | 01h30 | 0.65 | 2.13 | 01h30 | 0.5 | 1.68 | 01h30 | 0.48 | 1.72 | 01h30 | 0.52 | 1.75 | 01h30 | 0.39 | 1.59 | 01h30 | 0.34 | 1.54 | 01h30 | 0.38 | 1.61 | 01h30 | 0.17 | 0.95 | 01h30 | 0.04 | 0.73 | 01h30 | 0.16 | 0.93 | 01h30 | 0.48 | 1.85 | 01h30 | 0.48 | 1.9 | 01h30 | 0.51 | 1.96 | 01h30 | 0.13 | 0.56 | 01h30 | 0.01 | 0.35 | 01h30 | 0.13 | 0.54 | 01h30 | 0.14 | 0.55 | 01h30 | 0.01 | 0.33 | 01h30 | 0.14 | 0.53 | 01h30 | 0.06 | 0.41 | 01h30 | 0 | 0.13 | 01h30 | 0.04 | 0.39 | 01h30 | 0 | 0.32 | 01h30 | 0 | 0.01 | 01h30 | 0 | 0.31 | 01h30 | 0.13 | 0.58 | 01h30 | 0.02 | 0.37 | 01h30 | 0.11 | 0.57
02h30 | 0.77 | 2.41 | 02h30 | 0.79 | 2.44 | 02h30 | 0.76 | 2.39 | 02h30 | 0.6 | 1.94 | 02h30 | 0.64 | 2.03 | 02h30 | 0.59 | 1.89 | 02h30 | 0.46 | 1.86 | 02h30 | 0.51 | 1.93 | 02h30 | 0.45 | 1.83 | 02h30 | 0.17 | 0.98 | 02h30 | 0.21 | 1.09 | 02h30 | 0.16 | 0.97 | 02h30 | 0.61 | 2.2 | 02h30 | 0.64 | 2.25 | 02h30 | 0.59 | 2.16 | 02h30 | 0.13 | 0.56 | 02h30 | 0.16 | 0.63 | 02h30 | 0.13 | 0.54 | 02h30 | 0.14 | 0.55 | 02h30 | 0.15 | 0.62 | 02h30 | 0.14 | 0.53 | 02h30 | 0.06 | 0.41 | 02h30 | 0.07 | 0.44 | 02h30 | 0.04 | 0.39 | 02h30 | 0 | 0.32 | 02h30 | 0.03 | 0.32 | 02h30 | 0 | 0.31 | 02h30 | 0.13 | 0.58 | 02h30 | 0.14 | 0.65 | 02h30 | 0.11 | 0.57
03h30 | 0.96 | 2.81 | 03h30 | 0.98 | 2.83 | 03h30 | 0.94 | 2.76 | 03h30 | 0.76 | 2.28 | 03h30 | 0.81 | 2.37 | 03h30 | 0.74 | 2.21 | 03h30 | 0.61 | 2.26 | 03h30 | 0.66 | 2.35 | 03h30 | 0.6 | 2.23 | 03h30 | 0.26 | 1.26 | 03h30 | 0.32 | 1.41 | 03h30 | 0.26 | 1.25 | 03h30 | 0.77 | 2.59 | 03h30 | 0.8 | 2.63 | 03h30 | 0.74 | 2.52 | 03h30 | 0.2 | 0.72 | 03h30 | 0.24 | 0.81 | 03h30 | 0.19 | 0.69 | 03h30 | 0.19 | 0.7 | 03h30 | 0.24 | 0.78 | 03h30 | 0.18 | 0.67 | 03h30 | 0.1 | 0.52 | 03h30 | 0.15 | 0.64 | 03h30 | 0.09 | 0.5 | 03h30 | 0.04 | 0.39 | 03h30 | 0.09 | 0.53 | 03h30 | 0.03 | 0.37 | 03h30 | 0.19 | 0.75 | 03h30 | 0.24 | 0.83 | 03h30 | 0.18 | 0.72
04h30 | 1.06 | 3 | 04h30 | 1.07 | 3.02 | 04h30 | 1.05 | 2.99 | 04h30 | 0.86 | 2.46 | 04h30 | 0.89 | 2.54 | 04h30 | 0.84 | 2.42 | 04h30 | 0.73 | 2.53 | 04h30 | 0.77 | 2.58 | 04h30 | 0.72 | 2.51 | 04h30 | 0.35 | 1.53 | 04h30 | 0.4 | 1.65 | 04h30 | 0.34 | 1.51 | 04h30 | 0.86 | 2.77 | 04h30 | 0.88 | 2.81 | 04h30 | 0.85 | 2.74 | 04h30 | 0.25 | 0.84 | 04h30 | 0.31 | 1.01 | 04h30 | 0.25 | 0.83 | 04h30 | 0.24 | 0.8 | 04h30 | 0.3 | 0.96 | 04h30 | 0.24 | 0.79 | 04h30 | 0.17 | 0.64 | 04h30 | 0.22 | 0.78 | 04h30 | 0.16 | 0.64 | 04h30 | 0.11 | 0.52 | 04h30 | 0.16 | 0.66 | 04h30 | 0.09 | 0.5 | 04h30 | 0.25 | 0.88 | 04h30 | 0.3 | 1.03 | 04h30 | 0.25 | 0.86
05h30 | 1.08 | 3.05 | 05h30 | 1.09 | 3.06 | 05h30 | 1.08 | 3.04 | 05h30 | 0.88 | 2.5 | 05h30 | 0.91 | 2.57 | 05h30 | 0.87 | 2.47 | 05h30 | 0.78 | 2.6 | 05h30 | 0.8 | 2.64 | 05h30 | 0.77 | 2.59 | 05h30 | 0.41 | 1.68 | 05h30 | 0.47 | 1.76 | 05h30 | 0.4 | 1.66 | 05h30 | 0.88 | 2.82 | 05h30 | 0.9 | 2.85 | 05h30 | 0.87 | 2.8 | 05h30 | 0.3 | 0.98 | 05h30 | 0.37 | 1.13 | 05h30 | 0.29 | 0.98 | 05h30 | 0.28 | 0.92 | 05h30 | 0.35 | 1.08 | 05h30 | 0.28 | 0.91 | 05h30 | 0.21 | 0.74 | 05h30 | 0.25 | 0.89 | 05h30 | 0.21 | 0.73 | 05h30 | 0.16 | 0.61 | 05h30 | 0.2 | 0.72 | 05h30 | 0.15 | 0.59 | 05h30 | 0.3 | 1.01 | 05h30 | 0.35 | 1.15 | 05h30 | 0.3 | 1
06h30 | 1.08 | 3.04 | 06h30 | 1.08 | 3.05 | 06h30 | 1.08 | 3.04 | 06h30 | 0.88 | 2.49 | 06h30 | 0.9 | 2.54 | 06h30 | 0.87 | 2.46 | 06h30 | 0.78 | 2.6 | 06h30 | 0.8 | 2.63 | 06h30 | 0.78 | 2.59 | 06h30 | 0.45 | 1.74 | 06h30 | 0.49 | 1.8 | 06h30 | 0.44 | 1.72 | 06h30 | 0.88 | 2.81 | 06h30 | 0.9 | 2.83 | 06h30 | 0.87 | 2.79 | 06h30 | 0.36 | 1.09 | 06h30 | 0.4 | 1.2 | 06h30 | 0.35 | 1.08 | 06h30 | 0.32 | 1.02 | 06h30 | 0.38 | 1.14 | 06h30 | 0.32 | 1 | 06h30 | 0.24 | 0.83 | 06h30 | 0.28 | 0.97 | 06h30 | 0.24 | 0.82 | 06h30 | 0.19 | 0.66 | 06h30 | 0.22 | 0.78 | 06h30 | 0.19 | 0.64 | 06h30 | 0.34 | 1.11 | 06h30 | 0.38 | 1.21 | 06h30 | 0.34 | 1.1
07h30 | 1.48 | 3.87 | 07h30 | 1.48 | 4.32 | 07h30 | 1.48 | 3.72 | 07h30 | 1.26 | 3.68 | 07h30 | 1.28 | 3.76 | 07h30 | 1.25 | 3.59 | 07h30 | 1.15 | 3.78 | 07h30 | 1.17 | 3.87 | 07h30 | 1.15 | 3.75 | 07h30 | 0.78 | 2.9 | 07h30 | 0.81 | 2.96 | 07h30 | 0.77 | 2.89 | 07h30 | 1.26 | 3.78 | 07h30 | 1.28 | 4.09 | 07h30 | 1.25 | 3.66 | 07h30 | 0.69 | 2.19 | 07h30 | 0.74 | 2.29 | 07h30 | 0.69 | 2.19 | 07h30 | 0.65 | 2.09 | 07h30 | 0.7 | 2.2 | 07h30 | 0.64 | 2.07 | 07h30 | 0.52 | 1.88 | 07h30 | 0.59 | 2.02 | 07h30 | 0.51 | 1.86 | 07h30 | 0.36 | 1.56 | 07h30 | 0.45 | 1.76 | 07h30 | 0.35 | 1.52 | 07h30 | 0.67 | 2.21 | 07h30 | 0.7 | 2.3 | 07h30 | 0.66 | 2.2
08h30 | 1.67 | 4.74 | 08h30 | 1.67 | 4.98 | 08h30 | 1.67 | 4.65 | 08h30 | 1.43 | 4.33 | 08h30 | 1.45 | 4.39 | 08h30 | 1.43 | 4.27 | 08h30 | 1.32 | 4.43 | 08h30 | 1.34 | 4.49 | 08h30 | 1.31 | 4.41 | 08h30 | 0.93 | 3.5 | 08h30 | 0.96 | 3.54 | 08h30 | 0.92 | 3.48 | 08h30 | 1.44 | 4.57 | 08h30 | 1.45 | 4.74 | 08h30 | 1.43 | 4.5 | 08h30 | 0.88 | 2.83 | 08h30 | 0.91 | 2.9 | 08h30 | 0.87 | 2.82 | 08h30 | 0.83 | 2.71 | 08h30 | 0.87 | 2.81 | 08h30 | 0.82 | 2.7 | 08h30 | 0.71 | 2.51 | 08h30 | 0.76 | 2.63 | 08h30 | 0.7 | 2.5 | 08h30 | 0.54 | 2.2 | 08h30 | 0.63 | 2.36 | 08h30 | 0.53 | 2.17 | 08h30 | 0.85 | 2.84 | 08h30 | 0.88 | 2.92 | 08h30 | 0.85 | 2.83
09h30 | 0.45 | 1.49 | 09h30 | 0.83 | 2.51 | 09h30 | 1.71 | 4.65 | 09h30 | 0.37 | 1.08 | 09h30 | 0.72 | 2.23 | 09h30 | 1.48 | 4.27 | 09h30 | 0.36 | 1.18 | 09h30 | 0.65 | 2.22 | 09h30 | 1.36 | 4.41 | 09h30 | 0.28 | 0.95 | 09h30 | 0.44 | 1.7 | 09h30 | 1.02 | 3.58 | 09h30 | 0.4 | 1.32 | 09h30 | 0.7 | 2.38 | 09h30 | 1.49 | 4.5 | 09h30 | 0.29 | 0.87 | 09h30 | 0.43 | 1.41 | 09h30 | 1.01 | 3.07 | 09h30 | 0.28 | 0.83 | 09h30 | 0.41 | 1.36 | 09h30 | 0.97 | 2.97 | 09h30 | 0.29 | 0.86 | 09h30 | 0.35 | 1.25 | 09h30 | 0.9 | 2.83 | 09h30 | 0.28 | 0.81 | 09h30 | 0.3 | 1.11 | 09h30 | 0.83 | 2.62 | 09h30 | 0.3 | 0.86 | 09h30 | 0.39 | 1.4 | 09h30 | 0.99 | 3.08
10h30 | 0 | 0 | 10h30 | 0 | 0 | 10h30 | 1.68 | 4.66 | 10h30 | 0 | 0 | 10h30 | 0 | 0 | 10h30 | 1.46 | 4.16 | 10h30 | 0 | 0 | 10h30 | 0 | 0 | 10h30 | 1.31 | 4.2 | 10h30 | 0 | 0 | 10h30 | 0 | 0 | 10h30 | 0.98 | 3.38 | 10h30 | 0 | 0 | 10h30 | 0 | 0 | 10h30 | 1.46 | 4.46 | 10h30 | 0 | 0 | 10h30 | 0 | 0 | 10h30 | 0.98 | 2.89 | 10h30 | 0 | 0 | 10h30 | 0 | 0 | 10h30 | 0.95 | 2.79 | 10h30 | 0 | 0 | 10h30 | 0 | 0 | 10h30 | 0.87 | 2.66 | 10h30 | 0 | 0 | 10h30 | 0 | 0 | 10h30 | 0.8 | 2.47 | 10h30 | 0 | 0 | 10h30 | 0 | 0 | 10h30 | 0.95 | 2.9
11h30 | 0 | 0 | 11h30 | 0 | 0 | 11h30 | 1.56 | 4.59 | 11h30 | 0 | 0 | 11h30 | 0 | 0 | 11h30 | 1.34 | 3.93 | 11h30 | 0 | 0 | 11h30 | 0 | 0 | 11h30 | 1.18 | 3.87 | 11h30 | 0 | 0 | 11h30 | 0 | 0 | 11h30 | 0.86 | 3.06 | 11h30 | 0 | 0 | 11h30 | 0 | 0 | 11h30 | 1.33 | 4.33 | 11h30 | 0 | 0 | 11h30 | 0 | 0 | 11h30 | 0.85 | 2.55 | 11h30 | 0 | 0 | 11h30 | 0 | 0 | 11h30 | 0.82 | 2.45 | 11h30 | 0 | 0 | 11h30 | 0 | 0 | 11h30 | 0.74 | 2.33 | 11h30 | 0 | 0 | 11h30 | 0 | 0 | 11h30 | 0.68 | 2.14 | 11h30 | 0 | 0 | 11h30 | 0 | 0 | 11h30 | 0.81 | 2.56
12h30 | 0 | 0 | 12h30 | 0 | 0 | 12h30 | 1.46 | 4.27 | 12h30 | 0 | 0 | 12h30 | 0 | 0 | 12h30 | 1.24 | 3.64 | 12h30 | 0 | 0 | 12h30 | 0 | 0 | 12h30 | 1.08 | 3.57 | 12h30 | 0 | 0 | 12h30 | 0 | 0 | 12h30 | 0.77 | 2.81 | 12h30 | 0 | 0 | 12h30 | 0 | 0 | 12h30 | 1.23 | 4.03 | 12h30 | 0 | 0 | 12h30 | 0 | 0 | 12h30 | 0.76 | 2.3 | 12h30 | 0 | 0 | 12h30 | 0 | 0 | 12h30 | 0.72 | 2.19 | 12h30 | 0 | 0 | 12h30 | 0 | 0 | 12h30 | 0.65 | 2.07 | 12h30 | 0 | 0 | 12h30 | 0 | 0 | 12h30 | 0.58 | 1.89 | 12h30 | 0 | 0 | 12h30 | 0 | 0 | 12h30 | 0.71 | 2.29
13h30 | 1.09 | 3.06 | 13h30 | 0 | 0 | 13h30 | 1.33 | 3.91 | 13h30 | 0.92 | 2.69 | 13h30 | 0 | 0 | 13h30 | 1.13 | 3.36 | 13h30 | 0.92 | 2.76 | 13h30 | 0 | 0 | 13h30 | 0.97 | 3.28 | 13h30 | 0.71 | 2.31 | 13h30 | 0 | 0 | 13h30 | 0.69 | 2.59 | 13h30 | 0.95 | 2.93 | 13h30 | 0 | 0 | 13h30 | 1.11 | 3.71 | 13h30 | 0.61 | 1.85 | 13h30 | 0 | 0 | 13h30 | 0.67 | 2.08 | 13h30 | 0.59 | 1.8 | 13h30 | 0 | 0 | 13h30 | 0.63 | 1.97 | 13h30 | 0.55 | 1.73 | 13h30 | 0 | 0 | 13h30 | 0.56 | 1.85 | 13h30 | 0.52 | 1.64 | 13h30 | 0 | 0 | 13h30 | 0.49 | 1.68 | 13h30 | 0.57 | 1.84 | 13h30 | 0 | 0 | 13h30 | 0.6 | 2.08
14h30 | 1.88 | 5.02 | 14h30 | 0 | 0 | 14h30 | 1.21 | 3.62 | 14h30 | 1.6 | 4.37 | 14h30 | 0 | 0 | 14h30 | 1.02 | 3.12 | 14h30 | 1.57 | 4.57 | 14h30 | 0 | 0 | 14h30 | 0.86 | 3.01 | 14h30 | 1.2 | 3.88 | 14h30 | 0 | 0 | 14h30 | 0.61 | 2.38 | 14h30 | 1.5 | 4.76 | 14h30 | 0 | 0 | 14h30 | 0.9 | 3.44 | 14h30 | 1.08 | 3.13 | 14h30 | 0 | 0 | 14h30 | 0.58 | 1.9 | 14h30 | 1.02 | 2.98 | 14h30 | 0 | 0 | 14h30 | 0.54 | 1.79 | 14h30 | 0.93 | 2.85 | 14h30 | 0 | 0 | 14h30 | 0.47 | 1.66 | 14h30 | 0.84 | 2.61 | 14h30 | 0 | 0 | 14h30 | 0.41 | 1.5 | 14h30 | 0.89 | 3.1 | 14h30 | 0 | 0 | 14h30 | 0.44 | 1.89
15h30 | 1.76 | 4.68 | 15h30 | 0 | 0 | 15h30 | 1.12 | 3.34 | 15h30 | 1.54 | 4.15 | 15h30 | 0 | 0 | 15h30 | 0.94 | 2.91 | 15h30 | 1.44 | 4.32 | 15h30 | 0 | 0 | 15h30 | 0.79 | 2.75 | 15h30 | 1.12 | 3.68 | 15h30 | 0 | 0 | 15h30 | 0.54 | 2.15 | 15h30 | 1.18 | 4.44 | 15h30 | 0 | 0 | 15h30 | 0.64 | 3.18 | 15h30 | 1.09 | 3.16 | 15h30 | 0 | 0 | 15h30 | 0.52 | 1.73 | 15h30 | 1 | 2.94 | 15h30 | 0 | 0 | 15h30 | 0.48 | 1.62 | 15h30 | 0.89 | 2.8 | 15h30 | 0 | 0 | 15h30 | 0.41 | 1.49 | 15h30 | 0.78 | 2.5 | 15h30 | 0 | 0 | 15h30 | 0.35 | 1.34 | 15h30 | 0.68 | 3.1 | 15h30 | 0 | 0 | 15h30 | 0.21 | 1.71
16h30 | 1.3 | 3.6 | 16h30 | 0 | 0 | 16h30 | 1.11 | 3.22 | 16h30 | 1.15 | 3.35 | 16h30 | 0 | 0 | 16h30 | 0.95 | 2.89 | 16h30 | 1.04 | 3.19 | 16h30 | 0 | 0 | 16h30 | 0.78 | 2.62 | 16h30 | 0.79 | 2.62 | 16h30 | 0 | 0 | 16h30 | 0.53 | 2.03 | 16h30 | 0.8 | 3.47 | 16h30 | 0 | 0 | 16h30 | 0.62 | 3.07 | 16h30 | 0.82 | 2.47 | 16h30 | 0 | 0 | 16h30 | 0.51 | 1.68 | 16h30 | 0.76 | 2.31 | 16h30 | 0 | 0 | 16h30 | 0.47 | 1.57 | 16h30 | 0.68 | 2.2 | 16h30 | 0 | 0 | 16h30 | 0.4 | 1.44 | 16h30 | 0.59 | 1.97 | 16h30 | 0 | 0 | 16h30 | 0.34 | 1.28 | 16h30 | 0.43 | 2.42 | 16h30 | 0 | 0 | 16h30 | 0.21 | 1.65
17h30 | 1.25 | 3.57 | 17h30 | 0 | 0 | 17h30 | 1.21 | 3.42 | 17h30 | 1.13 | 3.44 | 17h30 | 0 | 0 | 17h30 | 1.05 | 3.2 | 17h30 | 0.99 | 3.05 | 17h30 | 0 | 0 | 17h30 | 0.87 | 2.81 | 17h30 | 0.71 | 2.37 | 17h30 | 0 | 0 | 17h30 | 0.58 | 2.1 | 17h30 | 0.96 | 3.45 | 17h30 | 0 | 0 | 17h30 | 0.88 | 3.28 | 17h30 | 0.75 | 2.31 | 17h30 | 0 | 0 | 17h30 | 0.57 | 1.83 | 17h30 | 0.7 | 2.19 | 17h30 | 0 | 0 | 17h30 | 0.53 | 1.73 | 17h30 | 0.63 | 2.06 | 17h30 | 0 | 0 | 17h30 | 0.45 | 1.57 | 17h30 | 0.55 | 1.86 | 17h30 | 0 | 0 | 17h30 | 0.38 | 1.4 | 17h30 | 0.52 | 2.27 | 17h30 | 0 | 0 | 17h30 | 0.36 | 1.79
18h30 | 1.37 | 3.9 | 18h30 | 1.1 | 3.21 | 18h30 | 1.35 | 3.82 | 18h30 | 1.25 | 3.79 | 18h30 | 1.08 | 3.2 | 18h30 | 1.19 | 3.61 | 18h30 | 1.07 | 3.31 | 18h30 | 1.07 | 3.13 | 18h30 | 1 | 3.17 | 18h30 | 0.75 | 2.45 | 18h30 | 0.8 | 2.41 | 18h30 | 0.66 | 2.28 | 18h30 | 1.2 | 3.76 | 18h30 | 1.07 | 3.17 | 18h30 | 1.14 | 3.64 | 18h30 | 0.76 | 2.36 | 18h30 | 0.75 | 2.21 | 18h30 | 0.64 | 2.04 | 18h30 | 0.73 | 2.27 | 18h30 | 0.73 | 2.16 | 18h30 | 0.61 | 1.95 | 18h30 | 0.64 | 2.11 | 18h30 | 0.68 | 2.09 | 18h30 | 0.52 | 1.77 | 18h30 | 0.57 | 1.92 | 18h30 | 0.63 | 1.97 | 18h30 | 0.45 | 1.6 | 18h30 | 0.63 | 2.32 | 18h30 | 0.7 | 2.17 | 18h30 | 0.5 | 2.01
19h30 | 1.26 | 3.9 | 19h30 | 1.93 | 5.33 | 19h30 | 1.24 | 3.83 | 19h30 | 1.13 | 3.72 | 19h30 | 1.8 | 5.19 | 19h30 | 1.08 | 3.58 | 19h30 | 0.94 | 3.27 | 19h30 | 1.76 | 5.1 | 19h30 | 0.89 | 3.17 | 19h30 | 0.58 | 2.3 | 19h30 | 1.3 | 4.01 | 19h30 | 0.52 | 2.17 | 19h30 | 1.12 | 3.73 | 19h30 | 1.75 | 5.12 | 19h30 | 1.07 | 3.63 | 19h30 | 0.58 | 2.13 | 19h30 | 1.23 | 3.68 | 19h30 | 0.5 | 1.91 | 19h30 | 0.55 | 2.05 | 19h30 | 1.16 | 3.53 | 19h30 | 0.47 | 1.83 | 19h30 | 0.46 | 1.87 | 19h30 | 1.06 | 3.38 | 19h30 | 0.37 | 1.63 | 19h30 | 0.39 | 1.68 | 19h30 | 0.93 | 3.09 | 19h30 | 0.3 | 1.45 | 19h30 | 0.51 | 2.11 | 19h30 | 1.04 | 3.58 | 19h30 | 0.4 | 1.89
20h30 | 1.07 | 3.76 | 20h30 | 1.8 | 5.14 | 20h30 | 1.06 | 3.71 | 20h30 | 0.94 | 3.51 | 20h30 | 1.59 | 4.88 | 20h30 | 0.89 | 3.39 | 20h30 | 0.75 | 3.13 | 20h30 | 1.53 | 4.8 | 20h30 | 0.7 | 3.05 | 20h30 | 0.38 | 2.11 | 20h30 | 1.12 | 3.86 | 20h30 | 0.37 | 2.02 | 20h30 | 0.93 | 3.58 | 20h30 | 1.52 | 4.85 | 20h30 | 0.89 | 3.5 | 20h30 | 0.37 | 1.85 | 20h30 | 1.09 | 3.67 | 20h30 | 0.35 | 1.7 | 20h30 | 0.34 | 1.79 | 20h30 | 1 | 3.47 | 20h30 | 0.32 | 1.63 | 20h30 | 0.28 | 1.59 | 20h30 | 0.89 | 3.3 | 20h30 | 0.23 | 1.42 | 20h30 | 0.23 | 1.4 | 20h30 | 0.73 | 2.93 | 20h30 | 0.17 | 1.23 | 20h30 | 0.33 | 1.85 | 20h30 | 0.83 | 3.56 | 20h30 | 0.26 | 1.7
21h30 | 1.08 | 3.9 | 21h30 | 1.29 | 4.28 | 21h30 | 1.07 | 3.86 | 21h30 | 0.93 | 3.57 | 21h30 | 1.16 | 4.05 | 21h30 | 0.9 | 3.47 | 21h30 | 0.75 | 3.26 | 21h30 | 1.05 | 3.85 | 21h30 | 0.71 | 3.19 | 21h30 | 0.37 | 2.22 | 21h30 | 0.69 | 2.9 | 21h30 | 0.35 | 2.14 | 21h30 | 0.93 | 3.7 | 21h30 | 1.13 | 4.1 | 21h30 | 0.89 | 3.64 | 21h30 | 0.34 | 1.87 | 21h30 | 0.72 | 2.84 | 21h30 | 0.32 | 1.76 | 21h30 | 0.32 | 1.81 | 21h30 | 0.67 | 2.73 | 21h30 | 0.3 | 1.7 | 21h30 | 0.24 | 1.6 | 21h30 | 0.58 | 2.57 | 21h30 | 0.2 | 1.47 | 21h30 | 0.18 | 1.4 | 21h30 | 0.48 | 2.3 | 21h30 | 0.14 | 1.28 | 21h30 | 0.31 | 1.88 | 21h30 | 0.59 | 2.8 | 21h30 | 0.27 | 1.76
22h30 | 1.11 | 4 | 22h30 | 1.17 | 4.13 | 22h30 | 1.1 | 3.97 | 22h30 | 0.95 | 3.61 | 22h30 | 1.05 | 3.86 | 22h30 | 0.92 | 3.52 | 22h30 | 0.76 | 3.35 | 22h30 | 0.89 | 3.59 | 22h30 | 0.73 | 3.3 | 22h30 | 0.37 | 2.3 | 22h30 | 0.53 | 2.61 | 22h30 | 0.35 | 2.23 | 22h30 | 0.95 | 3.79 | 22h30 | 1.03 | 3.96 | 22h30 | 0.92 | 3.74 | 22h30 | 0.34 | 1.87 | 22h30 | 0.56 | 2.44 | 22h30 | 0.32 | 1.79 | 22h30 | 0.32 | 1.82 | 22h30 | 0.52 | 2.37 | 22h30 | 0.3 | 1.73 | 22h30 | 0.24 | 1.59 | 22h30 | 0.44 | 2.2 | 22h30 | 0.2 | 1.5 | 22h30 | 0.18 | 1.4 | 22h30 | 0.35 | 1.97 | 22h30 | 0.14 | 1.31 | 22h30 | 0.32 | 1.88 | 22h30 | 0.49 | 2.43 | 22h30 | 0.28 | 1.8
23h30 | 1.14 | 4.07 | 23h30 | 1.17 | 4.15 | 23h30 | 1.13 | 4.05 | 23h30 | 0.96 | 3.63 | 23h30 | 1.03 | 3.82 | 23h30 | 0.94 | 3.55 | 23h30 | 0.77 | 3.41 | 23h30 | 0.85 | 3.55 | 23h30 | 0.75 | 3.37 | 23h30 | 0.37 | 2.36 | 23h30 | 0.48 | 2.56 | 23h30 | 0.35 | 2.3 | 23h30 | 0.96 | 3.85 | 23h30 | 1.02 | 3.97 | 23h30 | 0.94 | 3.8 | 23h30 | 0.34 | 1.87 | 23h30 | 0.48 | 2.24 | 23h30 | 0.32 | 1.81 | 23h30 | 0.32 | 1.82 | 23h30 | 0.45 | 2.18 | 23h30 | 0.3 | 1.75 | 23h30 | 0.23 | 1.59 | 23h30 | 0.37 | 2 | 23h30 | 0.2 | 1.52 | 23h30 | 0.16 | 1.39 | 23h30 | 0.31 | 1.79 | 23h30 | 0.12 | 1.32 | 23h30 | 0.32 | 1.89 | 23h30 | 0.44 | 2.24 | 23h30 | 0.29 | 1.82
00h30 | 0.85 | 2.88 | 00h30 | 0.79 | 2.84 | 00h30 | 0.99 | 2.98 | 00h30 | 0.73 | 2.57 | 00h30 | 0.64 | 2.47 | 00h30 | 0.84 | 2.91 | 00h30 | 0.62 | 2.51 | 00h30 | 0.47 | 2.25 | 00h30 | 0.67 | 2.77 | 00h30 | 0.37 | 1.87 | 00h30 | 0.13 | 1.34 | 00h30 | 0.35 | 2.01 | 00h30 | 0.72 | 2.74 | 00h30 | 0.64 | 2.66 | 00h30 | 0.83 | 2.93 | 00h30 | 0.34 | 1.5 | 00h30 | 0.11 | 0.93 | 00h30 | 0.32 | 1.56 | 00h30 | 0.32 | 1.45 | 00h30 | 0.09 | 0.89 | 00h30 | 0.3 | 1.52 | 00h30 | 0.23 | 1.31 | 00h30 | 0.01 | 0.71 | 00h30 | 0.2 | 1.31 | 00h30 | 0.16 | 1.18 | 00h30 | 0 | 0.53 | 00h30 | 0.12 | 1.15 | 00h30 | 0.32 | 1.51 | 00h30 | 0.08 | 0.94 | 00h30 | 0.28 | 1.58
01h30 | 0.72 | 2.29 | 01h30 | 0.67 | 2.27 | 01h30 | 0.81 | 2.35 | 01h30 | 0.58 | 1.92 | 01h30 | 0.54 | 1.88 | 01h30 | 0.64 | 2.08 | 01h30 | 0.47 | 1.86 | 01h30 | 0.4 | 1.73 | 01h30 | 0.49 | 1.99 | 01h30 | 0.23 | 1.16 | 01h30 | 0.1 | 0.92 | 01h30 | 0.22 | 1.2 | 01h30 | 0.58 | 2.13 | 01h30 | 0.53 | 2.09 | 01h30 | 0.64 | 2.23 | 01h30 | 0.18 | 0.73 | 01h30 | 0.08 | 0.51 | 01h30 | 0.17 | 0.73 | 01h30 | 0.16 | 0.69 | 01h30 | 0.06 | 0.48 | 01h30 | 0.15 | 0.69 | 01h30 | 0.11 | 0.54 | 01h30 | 0.01 | 0.34 | 01h30 | 0.09 | 0.53 | 01h30 | 0.05 | 0.42 | 01h30 | 0 | 0.23 | 01h30 | 0.02 | 0.39 | 01h30 | 0.17 | 0.74 | 01h30 | 0.05 | 0.53 | 01h30 | 0.16 | 0.76
02h30 | 0.85 | 2.64 | 02h30 | 0.87 | 2.69 | 02h30 | 0.81 | 2.6 | 02h30 | 0.65 | 2.11 | 02h30 | 0.71 | 2.25 | 02h30 | 0.64 | 2.08 | 02h30 | 0.5 | 2.03 | 02h30 | 0.58 | 2.16 | 02h30 | 0.49 | 1.99 | 02h30 | 0.23 | 1.16 | 02h30 | 0.27 | 1.29 | 02h30 | 0.22 | 1.2 | 02h30 | 0.66 | 2.4 | 02h30 | 0.71 | 2.49 | 02h30 | 0.64 | 2.34 | 02h30 | 0.18 | 0.73 | 02h30 | 0.22 | 0.79 | 02h30 | 0.17 | 0.73 | 02h30 | 0.16 | 0.69 | 02h30 | 0.21 | 0.76 | 02h30 | 0.15 | 0.69 | 02h30 | 0.11 | 0.54 | 02h30 | 0.13 | 0.62 | 02h30 | 0.09 | 0.53 | 02h30 | 0.05 | 0.42 | 02h30 | 0.08 | 0.5 | 02h30 | 0.02 | 0.39 | 02h30 | 0.17 | 0.74 | 02h30 | 0.21 | 0.81 | 02h30 | 0.16 | 0.76
03h30 | 1.02 | 3.02 | 03h30 | 1.06 | 3.07 | 03h30 | 0.99 | 2.97 | 03h30 | 0.8 | 2.43 | 03h30 | 0.88 | 2.59 | 03h30 | 0.78 | 2.36 | 03h30 | 0.65 | 2.43 | 03h30 | 0.74 | 2.58 | 03h30 | 0.64 | 2.37 | 03h30 | 0.31 | 1.43 | 03h30 | 0.38 | 1.6 | 03h30 | 0.29 | 1.44 | 03h30 | 0.81 | 2.76 | 03h30 | 0.88 | 2.86 | 03h30 | 0.78 | 2.69 | 03h30 | 0.25 | 0.87 | 03h30 | 0.3 | 0.99 | 03h30 | 0.24 | 0.87 | 03h30 | 0.23 | 0.83 | 03h30 | 0.28 | 0.94 | 03h30 | 0.22 | 0.82 | 03h30 | 0.13 | 0.66 | 03h30 | 0.21 | 0.77 | 03h30 | 0.12 | 0.65 | 03h30 | 0.07 | 0.52 | 03h30 | 0.14 | 0.65 | 03h30 | 0.05 | 0.5 | 03h30 | 0.24 | 0.89 | 03h30 | 0.28 | 1 | 03h30 | 0.22 | 0.89
04h30 | 1.11 | 3.16 | 04h30 | 1.13 | 3.19 | 04h30 | 1.1 | 3.14 | 04h30 | 0.89 | 2.58 | 04h30 | 0.94 | 2.69 | 04h30 | 0.86 | 2.5 | 04h30 | 0.77 | 2.66 | 04h30 | 0.83 | 2.75 | 04h30 | 0.74 | 2.61 | 04h30 | 0.37 | 1.64 | 04h30 | 0.45 | 1.8 | 04h30 | 0.35 | 1.59 | 04h30 | 0.9 | 2.91 | 04h30 | 0.94 | 2.98 | 04h30 | 0.87 | 2.87 | 04h30 | 0.28 | 0.96 | 04h30 | 0.37 | 1.16 | 04h30 | 0.27 | 0.92 | 04h30 | 0.26 | 0.89 | 04h30 | 0.34 | 1.1 | 04h30 | 0.25 | 0.85 | 04h30 | 0.18 | 0.73 | 04h30 | 0.26 | 0.91 | 04h30 | 0.18 | 0.7 | 04h30 | 0.12 | 0.59 | 04h30 | 0.2 | 0.74 | 04h30 | 0.12 | 0.57 | 04h30 | 0.27 | 0.98 | 04h30 | 0.34 | 1.18 | 04h30 | 0.26 | 0.94
05h30 | 1.12 | 3.16 | 05h30 | 1.13 | 3.18 | 05h30 | 1.11 | 3.15 | 05h30 | 0.9 | 2.58 | 05h30 | 0.94 | 2.67 | 05h30 | 0.88 | 2.52 | 05h30 | 0.8 | 2.7 | 05h30 | 0.84 | 2.76 | 05h30 | 0.78 | 2.66 | 05h30 | 0.42 | 1.76 | 05h30 | 0.5 | 1.88 | 05h30 | 0.4 | 1.7 | 05h30 | 0.91 | 2.92 | 05h30 | 0.94 | 2.96 | 05h30 | 0.89 | 2.89 | 05h30 | 0.34 | 1.08 | 05h30 | 0.42 | 1.27 | 05h30 | 0.32 | 1.04 | 05h30 | 0.3 | 1 | 05h30 | 0.39 | 1.2 | 05h30 | 0.29 | 0.95 | 05h30 | 0.22 | 0.82 | 05h30 | 0.29 | 1.02 | 05h30 | 0.22 | 0.8 | 05h30 | 0.17 | 0.66 | 05h30 | 0.22 | 0.82 | 05h30 | 0.16 | 0.64 | 05h30 | 0.31 | 1.1 | 05h30 | 0.39 | 1.28 | 05h30 | 0.3 | 1.06
06h30 | 1.1 | 3.15 | 06h30 | 1.11 | 3.16 | 06h30 | 1.1 | 3.14 | 06h30 | 0.89 | 2.57 | 06h30 | 0.92 | 2.64 | 06h30 | 0.87 | 2.53 | 06h30 | 0.8 | 2.7 | 06h30 | 0.83 | 2.74 | 06h30 | 0.78 | 2.68 | 06h30 | 0.46 | 1.85 | 06h30 | 0.52 | 1.94 | 06h30 | 0.45 | 1.81 | 06h30 | 0.9 | 2.91 | 06h30 | 0.92 | 2.95 | 06h30 | 0.88 | 2.89 | 06h30 | 0.39 | 1.22 | 06h30 | 0.44 | 1.35 | 06h30 | 0.38 | 1.19 | 06h30 | 0.35 | 1.13 | 06h30 | 0.41 | 1.27 | 06h30 | 0.34 | 1.09 | 06h30 | 0.26 | 0.95 | 06h30 | 0.32 | 1.11 | 06h30 | 0.25 | 0.93 | 06h30 | 0.2 | 0.74 | 06h30 | 0.24 | 0.91 | 06h30 | 0.19 | 0.72 | 06h30 | 0.36 | 1.23 | 06h30 | 0.42 | 1.36 | 06h30 | 0.35 | 1.2
07h30 | 1.51 | 3.72 | 07h30 | 1.51 | 4.47 | 07h30 | 1.51 | 3.66 | 07h30 | 1.27 | 3.58 | 07h30 | 1.3 | 3.9 | 07h30 | 1.26 | 3.4 | 07h30 | 1.17 | 3.65 | 07h30 | 1.2 | 4.01 | 07h30 | 1.16 | 3.51 | 07h30 | 0.8 | 3.07 | 07h30 | 0.85 | 3.15 | 07h30 | 0.78 | 3.04 | 07h30 | 1.28 | 3.67 | 07h30 | 1.3 | 4.24 | 07h30 | 1.27 | 3.54 | 07h30 | 0.74 | 2.38 | 07h30 | 0.79 | 2.49 | 07h30 | 0.73 | 2.35 | 07h30 | 0.69 | 2.26 | 07h30 | 0.74 | 2.39 | 07h30 | 0.67 | 2.22 | 07h30 | 0.56 | 2.06 | 07h30 | 0.64 | 2.22 | 07h30 | 0.55 | 2.04 | 07h30 | 0.37 | 1.75 | 07h30 | 0.52 | 1.96 | 07h30 | 0.37 | 1.71 | 07h30 | 0.7 | 2.39 | 07h30 | 0.75 | 2.51 | 07h30 | 0.69 | 2.36
08h30 | 1.69 | 4.72 | 08h30 | 1.69 | 5.13 | 08h30 | 1.69 | 4.68 | 08h30 | 1.45 | 4.35 | 08h30 | 1.47 | 4.54 | 08h30 | 1.43 | 4.24 | 08h30 | 1.34 | 4.44 | 08h30 | 1.36 | 4.64 | 08h30 | 1.32 | 4.36 | 08h30 | 0.95 | 3.67 | 08h30 | 0.99 | 3.73 | 08h30 | 0.93 | 3.65 | 08h30 | 1.45 | 4.58 | 08h30 | 1.47 | 4.9 | 08h30 | 1.44 | 4.5 | 08h30 | 0.91 | 3.02 | 08h30 | 0.95 | 3.11 | 08h30 | 0.91 | 3 | 08h30 | 0.86 | 2.89 | 08h30 | 0.91 | 3 | 08h30 | 0.85 | 2.86 | 08h30 | 0.74 | 2.71 | 08h30 | 0.81 | 2.84 | 08h30 | 0.73 | 2.69 | 08h30 | 0.56 | 2.39 | 08h30 | 0.68 | 2.56 | 08h30 | 0.55 | 2.35 | 08h30 | 0.87 | 3.03 | 08h30 | 0.92 | 3.13 | 08h30 | 0.86 | 3.01
09h30 | 0.38 | 1.47 | 09h30 | 0.89 | 2.75 | 09h30 | 1.68 | 4.68 | 09h30 | 0.32 | 1.1 | 09h30 | 0.77 | 2.45 | 09h30 | 1.45 | 4.24 | 09h30 | 0.3 | 1.19 | 09h30 | 0.71 | 2.48 | 09h30 | 1.33 | 4.36 | 09h30 | 0.25 | 0.9 | 09h30 | 0.5 | 1.96 | 09h30 | 0.99 | 3.65 | 09h30 | 0.32 | 1.33 | 09h30 | 0.75 | 2.61 | 09h30 | 1.33 | 4.5 | 09h30 | 0.26 | 0.86 | 09h30 | 0.48 | 1.65 | 09h30 | 0.99 | 3.16 | 09h30 | 0.25 | 0.82 | 09h30 | 0.45 | 1.57 | 09h30 | 0.94 | 3.05 | 09h30 | 0.27 | 0.83 | 09h30 | 0.38 | 1.46 | 09h30 | 0.87 | 2.92 | 09h30 | 0.27 | 0.79 | 09h30 | 0.32 | 1.29 | 09h30 | 0.81 | 2.68 | 09h30 | 0.26 | 0.86 | 09h30 | 0.44 | 1.64 | 09h30 | 0.84 | 3.17
10h30 | 0 | 0 | 10h30 | 0 | 0 | 10h30 | 1.56 | 4.56 | 10h30 | 0 | 0 | 10h30 | 0 | 0 | 10h30 | 1.34 | 4.04 | 10h30 | 0 | 0 | 10h30 | 0 | 0 | 10h30 | 1.21 | 4.09 | 10h30 | 0 | 0 | 10h30 | 0 | 0 | 10h30 | 0.89 | 3.34 | 10h30 | 0 | 0 | 10h30 | 0 | 0 | 10h30 | 1.07 | 4.36 | 10h30 | 0 | 0 | 10h30 | 0 | 0 | 10h30 | 0.9 | 2.88 | 10h30 | 0 | 0 | 10h30 | 0 | 0 | 10h30 | 0.85 | 2.77 | 10h30 | 0 | 0 | 10h30 | 0 | 0 | 10h30 | 0.79 | 2.65 | 10h30 | 0 | 0 | 10h30 | 0 | 0 | 10h30 | 0.72 | 2.44 | 10h30 | 0 | 0 | 10h30 | 0 | 0 | 10h30 | 0.57 | 2.88
11h30 | 0 | 0 | 11h30 | 0 | 0 | 11h30 | 1.34 | 4.33 | 11h30 | 0 | 0 | 11h30 | 0 | 0 | 11h30 | 1.16 | 3.74 | 11h30 | 0 | 0 | 11h30 | 0 | 0 | 11h30 | 1.01 | 3.72 | 11h30 | 0 | 0 | 11h30 | 0 | 0 | 11h30 | 0.72 | 2.93 | 11h30 | 0 | 0 | 11h30 | 0 | 0 | 11h30 | 0.6 | 4.12 | 11h30 | 0 | 0 | 11h30 | 0 | 0 | 11h30 | 0.72 | 2.47 | 11h30 | 0 | 0 | 11h30 | 0 | 0 | 11h30 | 0.68 | 2.36 | 11h30 | 0 | 0 | 11h30 | 0 | 0 | 11h30 | 0.61 | 2.24 | 11h30 | 0 | 0 | 11h30 | 0 | 0 | 11h30 | 0.55 | 2.05 | 11h30 | 0 | 0 | 11h30 | 0 | 0 | 11h30 | 0.15 | 2.45
12h30 | 0 | 0 | 12h30 | 0 | 0 | 12h30 | 1.17 | 3.88 | 12h30 | 0 | 0 | 12h30 | 0 | 0 | 12h30 | 1.03 | 3.38 | 12h30 | 0 | 0 | 12h30 | 0 | 0 | 12h30 | 0.88 | 3.32 | 12h30 | 0 | 0 | 12h30 | 0 | 0 | 12h30 | 0.61 | 2.63 | 12h30 | 0 | 0 | 12h30 | 0 | 0 | 12h30 | 0.6 | 3.71 | 12h30 | 0 | 0 | 12h30 | 0 | 0 | 12h30 | 0.61 | 2.17 | 12h30 | 0 | 0 | 12h30 | 0 | 0 | 12h30 | 0.57 | 2.06 | 12h30 | 0 | 0 | 12h30 | 0 | 0 | 12h30 | 0.5 | 1.94 | 12h30 | 0 | 0 | 12h30 | 0 | 0 | 12h30 | 0.44 | 1.75 | 12h30 | 0 | 0 | 12h30 | 0 | 0 | 12h30 | 0.15 | 2.12
13h30 | 0.92 | 2.41 | 13h30 | 0 | 0 | 13h30 | 1.05 | 3.46 | 13h30 | 0.82 | 2.26 | 13h30 | 0 | 0 | 13h30 | 0.93 | 3.06 | 13h30 | 0.81 | 2.4 | 13h30 | 0 | 0 | 13h30 | 0.78 | 2.95 | 13h30 | 0.55 | 2.02 | 13h30 | 0 | 0 | 13h30 | 0.53 | 2.36 | 13h30 | 0.44 | 2.47 | 13h30 | 0 | 0 | 13h30 | 0.42 | 3.3 | 13h30 | 0.46 | 1.62 | 13h30 | 0 | 0 | 13h30 | 0.53 | 1.93 | 13h30 | 0.45 | 1.59 | 13h30 | 0 | 0 | 13h30 | 0.49 | 1.82 | 13h30 | 0.42 | 1.52 | 13h30 | 0 | 0 | 13h30 | 0.42 | 1.69 | 13h30 | 0.4 | 1.44 | 13h30 | 0 | 0 | 13h30 | 0.36 | 1.52 | 13h30 | 0.07 | 1.53 | 13h30 | 0 | 0 | 13h30 | 0 | 1.84
14h30 | 1.54 | 4.22 | 14h30 | 0 | 0 | 14h30 | 1.04 | 3.24 | 14h30 | 1.38 | 3.87 | 14h30 | 0 | 0 | 14h30 | 0.91 | 2.91 | 14h30 | 1.34 | 4.06 | 14h30 | 0 | 0 | 14h30 | 0.76 | 2.75 | 14h30 | 0.98 | 3.48 | 14h30 | 0 | 0 | 14h30 | 0.49 | 2.21 | 14h30 | 0.77 | 4.09 | 14h30 | 0 | 0 | 14h30 | 0.42 | 3.08 | 14h30 | 0.87 | 2.89 | 14h30 | 0 | 0 | 14h30 | 0.47 | 1.79 | 14h30 | 0.82 | 2.74 | 14h30 | 0 | 0 | 14h30 | 0.43 | 1.69 | 14h30 | 0.75 | 2.62 | 14h30 | 0 | 0 | 14h30 | 0.37 | 1.56 | 14h30 | 0.67 | 2.38 | 14h30 | 0 | 0 | 14h30 | 0.31 | 1.39 | 14h30 | 0.15 | 2.68 | 14h30 | 0 | 0 | 14h30 | 0 | 1.68
15h30 | 1.48 | 4.42 | 15h30 | 0 | 0 | 15h30 | 1 | 3.19 | 15h30 | 1.35 | 4.05 | 15h30 | 0 | 0 | 15h30 | 0.88 | 2.91 | 15h30 | 1.24 | 4.07 | 15h30 | 0 | 0 | 15h30 | 0.72 | 2.68 | 15h30 | 0.97 | 3.52 | 15h30 | 0 | 0 | 15h30 | 0.47 | 2.13 | 15h30 | 0.85 | 4.1 | 15h30 | 0 | 0 | 15h30 | 0.54 | 3.04 | 15h30 | 0.96 | 3.11 | 15h30 | 0 | 0 | 15h30 | 0.44 | 1.75 | 15h30 | 0.87 | 2.9 | 15h30 | 0 | 0 | 15h30 | 0.41 | 1.65 | 15h30 | 0.77 | 2.75 | 15h30 | 0 | 0 | 15h30 | 0.34 | 1.51 | 15h30 | 0.65 | 2.45 | 15h30 | 0 | 0 | 15h30 | 0.29 | 1.35 | 15h30 | 0.2 | 2.88 | 15h30 | 0 | 0 | 15h30 | 0.05 | 1.64
16h30 | 1.16 | 3.61 | 16h30 | 0 | 0 | 16h30 | 1 | 3.23 | 16h30 | 1.07 | 3.43 | 16h30 | 0 | 0 | 16h30 | 0.89 | 3.01 | 16h30 | 0.96 | 3.22 | 16h30 | 0 | 0 | 16h30 | 0.72 | 2.7 | 16h30 | 0.72 | 2.64 | 16h30 | 0 | 0 | 16h30 | 0.48 | 2.1 | 16h30 | 0.78 | 3.47 | 16h30 | 0 | 0 | 16h30 | 0.63 | 3.1 | 16h30 | 0.74 | 2.52 | 16h30 | 0 | 0 | 16h30 | 0.46 | 1.77 | 16h30 | 0.68 | 2.38 | 16h30 | 0 | 0 | 16h30 | 0.42 | 1.68 | 16h30 | 0.61 | 2.25 | 16h30 | 0 | 0 | 16h30 | 0.35 | 1.53 | 16h30 | 0.52 | 2.02 | 16h30 | 0 | 0 | 16h30 | 0.3 | 1.36 | 16h30 | 0.2 | 2.37 | 16h30 | 0 | 0 | 16h30 | 0.08 | 1.67
17h30 | 1.15 | 3.59 | 17h30 | 0 | 0 | 17h30 | 1.1 | 3.44 | 17h30 | 1.08 | 3.48 | 17h30 | 0 | 0 | 17h30 | 1 | 3.26 | 17h30 | 0.93 | 3.1 | 17h30 | 0 | 0 | 17h30 | 0.82 | 2.88 | 17h30 | 0.68 | 2.47 | 17h30 | 0 | 0 | 17h30 | 0.55 | 2.22 | 17h30 | 0.87 | 3.5 | 17h30 | 0 | 0 | 17h30 | 0.78 | 3.32 | 17h30 | 0.71 | 2.38 | 17h30 | 0 | 0 | 17h30 | 0.53 | 1.92 | 17h30 | 0.67 | 2.28 | 17h30 | 0 | 0 | 17h30 | 0.5 | 1.84 | 17h30 | 0.59 | 2.14 | 17h30 | 0 | 0 | 17h30 | 0.42 | 1.67 | 17h30 | 0.51 | 1.93 | 17h30 | 0 | 0 | 17h30 | 0.36 | 1.49 | 17h30 | 0.3 | 2.29 | 17h30 | 0 | 0 | 17h30 | 0.19 | 1.84
18h30 | 1.24 | 3.78 | 18h30 | 1.01 | 2.91 | 18h30 | 1.22 | 3.7 | 18h30 | 1.16 | 3.68 | 18h30 | 0.99 | 2.88 | 18h30 | 1.11 | 3.52 | 18h30 | 0.98 | 3.23 | 18h30 | 0.97 | 2.88 | 18h30 | 0.92 | 3.11 | 18h30 | 0.71 | 2.52 | 18h30 | 0.78 | 2.42 | 18h30 | 0.62 | 2.37 | 18h30 | 1.06 | 3.68 | 18h30 | 0.82 | 2.87 | 18h30 | 1.01 | 3.57 | 18h30 | 0.72 | 2.39 | 18h30 | 0.71 | 2.17 | 18h30 | 0.6 | 2.09 | 18h30 | 0.69 | 2.31 | 18h30 | 0.69 | 2.14 | 18h30 | 0.58 | 2.02 | 18h30 | 0.61 | 2.15 | 18h30 | 0.65 | 2.06 | 18h30 | 0.49 | 1.83 | 18h30 | 0.53 | 1.95 | 18h30 | 0.59 | 1.95 | 18h30 | 0.42 | 1.65 | 18h30 | 0.46 | 2.32 | 18h30 | 0.46 | 2.07 | 18h30 | 0.36 | 2.03
19h30 | 1.11 | 3.68 | 19h30 | 1.72 | 4.87 | 19h30 | 1.09 | 3.63 | 19h30 | 1.01 | 3.53 | 19h30 | 1.63 | 4.78 | 19h30 | 0.97 | 3.4 | 19h30 | 0.83 | 3.1 | 19h30 | 1.57 | 4.71 | 19h30 | 0.78 | 3.02 | 19h30 | 0.53 | 2.31 | 19h30 | 1.2 | 3.91 | 19h30 | 0.47 | 2.19 | 19h30 | 0.98 | 3.54 | 19h30 | 1.43 | 4.69 | 19h30 | 0.95 | 3.46 | 19h30 | 0.53 | 2.11 | 19h30 | 1.11 | 3.55 | 19h30 | 0.44 | 1.9 | 19h30 | 0.5 | 2.05 | 19h30 | 1.05 | 3.43 | 19h30 | 0.42 | 1.84 | 19h30 | 0.42 | 1.86 | 19h30 | 0.95 | 3.27 | 19h30 | 0.33 | 1.63 | 19h30 | 0.34 | 1.67 | 19h30 | 0.83 | 2.99 | 19h30 | 0.26 | 1.45 | 19h30 | 0.38 | 2.06 | 19h30 | 0.64 | 3.3 | 19h30 | 0.28 | 1.86
20h30 | 0.95 | 3.58 | 20h30 | 1.59 | 4.84 | 20h30 | 0.98 | 3.54 | 20h30 | 0.84 | 3.36 | 20h30 | 1.45 | 4.68 | 20h30 | 0.85 | 3.25 | 20h30 | 0.65 | 2.98 | 20h30 | 1.36 | 4.52 | 20h30 | 0.68 | 2.92 | 20h30 | 0.33 | 2.13 | 20h30 | 0.98 | 3.71 | 20h30 | 0.38 | 2.04 | 20h30 | 0.82 | 3.42 | 20h30 | 1.38 | 4.58 | 20h30 | 0.79 | 3.36 | 20h30 | 0.32 | 1.84 | 20h30 | 0.95 | 3.51 | 20h30 | 0.35 | 1.69 | 20h30 | 0.3 | 1.79 | 20h30 | 0.88 | 3.34 | 20h30 | 0.32 | 1.64 | 20h30 | 0.23 | 1.59 | 20h30 | 0.77 | 3.16 | 20h30 | 0.23 | 1.43 | 20h30 | 0.19 | 1.4 | 20h30 | 0.63 | 2.81 | 20h30 | 0.16 | 1.24 | 20h30 | 0.23 | 1.82 | 20h30 | 0.52 | 3.23 | 20h30 | 0.16 | 1.67
21h30 | 0.99 | 3.74 | 21h30 | 1.17 | 4.07 | 21h30 | 1 | 3.71 | 21h30 | 0.86 | 3.44 | 21h30 | 1.07 | 3.89 | 21h30 | 0.86 | 3.35 | 21h30 | 0.67 | 3.12 | 21h30 | 0.95 | 3.66 | 21h30 | 0.68 | 3.07 | 21h30 | 0.34 | 2.23 | 21h30 | 0.63 | 2.84 | 21h30 | 0.35 | 2.17 | 21h30 | 0.85 | 3.56 | 21h30 | 1.04 | 3.91 | 21h30 | 0.82 | 3.51 | 21h30 | 0.32 | 1.86 | 21h30 | 0.65 | 2.75 | 21h30 | 0.33 | 1.75 | 21h30 | 0.3 | 1.82 | 21h30 | 0.61 | 2.66 | 21h30 | 0.3 | 1.71 | 21h30 | 0.22 | 1.6 | 21h30 | 0.52 | 2.49 | 21h30 | 0.2 | 1.48 | 21h30 | 0.16 | 1.41 | 21h30 | 0.42 | 2.24 | 21h30 | 0.13 | 1.3 | 21h30 | 0.26 | 1.85 | 21h30 | 0.43 | 2.61 | 21h30 | 0.21 | 1.75
22h30 | 1.04 | 3.87 | 22h30 | 1.09 | 3.98 | 22h30 | 1.02 | 3.85 | 22h30 | 0.9 | 3.52 | 22h30 | 0.99 | 3.74 | 22h30 | 0.86 | 3.44 | 22h30 | 0.71 | 3.25 | 22h30 | 0.83 | 3.46 | 22h30 | 0.68 | 3.2 | 22h30 | 0.36 | 2.33 | 22h30 | 0.5 | 2.6 | 22h30 | 0.35 | 2.27 | 22h30 | 0.89 | 3.69 | 22h30 | 0.97 | 3.83 | 22h30 | 0.87 | 3.65 | 22h30 | 0.33 | 1.88 | 22h30 | 0.52 | 2.41 | 22h30 | 0.33 | 1.8 | 22h30 | 0.31 | 1.85 | 22h30 | 0.5 | 2.36 | 22h30 | 0.3 | 1.76 | 22h30 | 0.22 | 1.61 | 22h30 | 0.41 | 2.18 | 22h30 | 0.2 | 1.53 | 22h30 | 0.16 | 1.43 | 22h30 | 0.33 | 1.96 | 22h30 | 0.13 | 1.34 | 22h30 | 0.3 | 1.89 | 22h30 | 0.4 | 2.34 | 22h30 | 0.26 | 1.81
23h30 | 1.06 | 3.98 | 23h30 | 1.09 | 4.05 | 23h30 | 1.05 | 3.96 | 23h30 | 0.91 | 3.59 | 23h30 | 0.97 | 3.76 | 23h30 | 0.88 | 3.52 | 23h30 | 0.72 | 3.35 | 23h30 | 0.79 | 3.47 | 23h30 | 0.69 | 3.31 | 23h30 | 0.36 | 2.42 | 23h30 | 0.45 | 2.6 | 23h30 | 0.34 | 2.37 | 23h30 | 0.9 | 3.79 | 23h30 | 0.95 | 3.89 | 23h30 | 0.88 | 3.76 | 23h30 | 0.33 | 1.92 | 23h30 | 0.45 | 2.26 | 23h30 | 0.31 | 1.86 | 23h30 | 0.31 | 1.89 | 23h30 | 0.43 | 2.22 | 23h30 | 0.29 | 1.82 | 23h30 | 0.21 | 1.65 | 23h30 | 0.35 | 2.03 | 23h30 | 0.19 | 1.58 | 23h30 | 0.14 | 1.46 | 23h30 | 0.3 | 1.82 | 23h30 | 0.12 | 1.39 | 23h30 | 0.3 | 1.94 | 23h30 | 0.38 | 2.23 | 23h30 | 0.28 | 1.89
00h30 | 0.79 | 2.75 | 00h30 | 0.7 | 2.75 | 00h30 | 1.03 | 2.96 | 00h30 | 0.68 | 2.48 | 00h30 | 0.58 | 2.43 | 00h30 | 0.87 | 2.94 | 00h30 | 0.56 | 2.4 | 00h30 | 0.41 | 2.19 | 00h30 | 0.69 | 2.79 | 00h30 | 0.33 | 1.86 | 00h30 | 0.1 | 1.38 | 00h30 | 0.34 | 2.2 | 00h30 | 0.57 | 2.62 | 00h30 | 0.56 | 2.59 | 00h30 | 0.68 | 2.94 | 00h30 | 0.3 | 1.48 | 00h30 | 0.07 | 0.97 | 00h30 | 0.31 | 1.7 | 00h30 | 0.28 | 1.44 | 00h30 | 0.06 | 0.94 | 00h30 | 0.29 | 1.66 | 00h30 | 0.21 | 1.29 | 00h30 | 0 | 0.75 | 00h30 | 0.19 | 1.44 | 00h30 | 0.14 | 1.17 | 00h30 | 0 | 0.58 | 00h30 | 0.12 | 1.27 | 00h30 | 0.16 | 1.47 | 00h30 | 0.07 | 0.96 | 00h30 | 0.16 | 1.73
01h30 | 0.66 | 2.2 | 01h30 | 0.6 | 2.2 | 01h30 | 0.8 | 2.32 | 01h30 | 0.54 | 1.87 | 01h30 | 0.48 | 1.85 | 01h30 | 0.64 | 2.1 | 01h30 | 0.43 | 1.79 | 01h30 | 0.35 | 1.68 | 01h30 | 0.48 | 2 | 01h30 | 0.23 | 1.2 | 01h30 | 0.08 | 0.97 | 01h30 | 0.21 | 1.32 | 01h30 | 0.47 | 2.04 | 01h30 | 0.47 | 2.03 | 01h30 | 0.54 | 2.22 | 01h30 | 0.15 | 0.76 | 01h30 | 0.05 | 0.55 | 01h30 | 0.14 | 0.82 | 01h30 | 0.15 | 0.73 | 01h30 | 0.03 | 0.53 | 01h30 | 0.13 | 0.79 | 01h30 | 0.11 | 0.59 | 01h30 | 0 | 0.35 | 01h30 | 0.09 | 0.61 | 01h30 | 0.04 | 0.47 | 01h30 | 0 | 0.24 | 01h30 | 0.01 | 0.47 | 01h30 | 0.09 | 0.77 | 01h30 | 0.04 | 0.56 | 01h30 | 0.09 | 0.85
02h30 | 0.79 | 2.6 | 02h30 | 0.82 | 2.63 | 02h30 | 0.8 | 2.56 | 02h30 | 0.62 | 2.12 | 02h30 | 0.68 | 2.24 | 02h30 | 0.64 | 2.1 | 02h30 | 0.49 | 2.03 | 02h30 | 0.55 | 2.13 | 02h30 | 0.48 | 2 | 02h30 | 0.23 | 1.2 | 02h30 | 0.27 | 1.36 | 02h30 | 0.21 | 1.32 | 02h30 | 0.64 | 2.39 | 02h30 | 0.67 | 2.45 | 02h30 | 0.6 | 2.32 | 02h30 | 0.15 | 0.76 | 02h30 | 0.22 | 0.85 | 02h30 | 0.14 | 0.82 | 02h30 | 0.15 | 0.73 | 02h30 | 0.2 | 0.83 | 02h30 | 0.13 | 0.79 | 02h30 | 0.11 | 0.59 | 02h30 | 0.13 | 0.66 | 02h30 | 0.09 | 0.61 | 02h30 | 0.04 | 0.47 | 02h30 | 0.08 | 0.56 | 02h30 | 0.01 | 0.47 | 02h30 | 0.14 | 0.77 | 02h30 | 0.19 | 0.86 | 02h30 | 0.13 | 0.85
03h30 | 0.99 | 3 | 03h30 | 1.03 | 3.04 | 03h30 | 0.98 | 2.94 | 03h30 | 0.8 | 2.46 | 03h30 | 0.87 | 2.6 | 03h30 | 0.78 | 2.38 | 03h30 | 0.66 | 2.44 | 03h30 | 0.72 | 2.57 | 03h30 | 0.65 | 2.37 | 03h30 | 0.32 | 1.49 | 03h30 | 0.39 | 1.68 | 03h30 | 0.3 | 1.53 | 03h30 | 0.82 | 2.77 | 03h30 | 0.86 | 2.84 | 03h30 | 0.77 | 2.68 | 03h30 | 0.25 | 0.92 | 03h30 | 0.3 | 1.04 | 03h30 | 0.24 | 0.94 | 03h30 | 0.24 | 0.88 | 03h30 | 0.29 | 1 | 03h30 | 0.23 | 0.9 | 03h30 | 0.14 | 0.71 | 03h30 | 0.22 | 0.84 | 03h30 | 0.13 | 0.73 | 03h30 | 0.08 | 0.59 | 03h30 | 0.15 | 0.72 | 03h30 | 0.07 | 0.59 | 03h30 | 0.25 | 0.94 | 03h30 | 0.28 | 1.05 | 03h30 | 0.23 | 0.97
04h30 | 1.12 | 3.2 | 04h30 | 1.13 | 3.22 | 04h30 | 1.09 | 3.17 | 04h30 | 0.92 | 2.66 | 04h30 | 0.96 | 2.76 | 04h30 | 0.88 | 2.57 | 04h30 | 0.79 | 2.73 | 04h30 | 0.84 | 2.8 | 04h30 | 0.75 | 2.66 | 04h30 | 0.41 | 1.77 | 04h30 | 0.48 | 1.9 | 04h30 | 0.38 | 1.67 | 04h30 | 0.92 | 2.98 | 04h30 | 0.95 | 3.02 | 04h30 | 0.9 | 2.94 | 04h30 | 0.31 | 1.04 | 04h30 | 0.38 | 1.23 | 04h30 | 0.29 | 0.98 | 04h30 | 0.29 | 0.99 | 04h30 | 0.36 | 1.18 | 04h30 | 0.28 | 0.92 | 04h30 | 0.22 | 0.82 | 04h30 | 0.29 | 0.99 | 04h30 | 0.2 | 0.78 | 04h30 | 0.16 | 0.69 | 04h30 | 0.22 | 0.84 | 04h30 | 0.15 | 0.66 | 04h30 | 0.32 | 1.07 | 04h30 | 0.35 | 1.24 | 04h30 | 0.3 | 1.01
05h30 | 1.16 | 3.3 | 05h30 | 1.17 | 3.32 | 05h30 | 1.14 | 3.29 | 05h30 | 0.96 | 2.75 | 05h30 | 0.99 | 2.83 | 05h30 | 0.92 | 2.68 | 05h30 | 0.86 | 2.86 | 05h30 | 0.89 | 2.91 | 05h30 | 0.83 | 2.81 | 05h30 | 0.48 | 1.92 | 05h30 | 0.55 | 2.02 | 05h30 | 0.44 | 1.81 | 05h30 | 0.96 | 3.08 | 05h30 | 0.98 | 3.11 | 05h30 | 0.95 | 3.05 | 05h30 | 0.37 | 1.19 | 05h30 | 0.44 | 1.36 | 05h30 | 0.35 | 1.12 | 05h30 | 0.34 | 1.13 | 05h30 | 0.42 | 1.3 | 05h30 | 0.33 | 1.05 | 05h30 | 0.27 | 0.94 | 05h30 | 0.33 | 1.12 | 05h30 | 0.25 | 0.89 | 05h30 | 0.21 | 0.77 | 05h30 | 0.26 | 0.93 | 05h30 | 0.2 | 0.76 | 05h30 | 0.37 | 1.22 | 05h30 | 0.42 | 1.36 | 05h30 | 0.35 | 1.15
06h30 | 1.16 | 3.3 | 06h30 | 1.17 | 3.31 | 06h30 | 1.16 | 3.29 | 06h30 | 0.96 | 2.73 | 06h30 | 0.99 | 2.8 | 06h30 | 0.94 | 2.68 | 06h30 | 0.86 | 2.86 | 06h30 | 0.89 | 2.9 | 06h30 | 0.85 | 2.83 | 06h30 | 0.52 | 1.96 | 06h30 | 0.57 | 2.04 | 06h30 | 0.5 | 1.9 | 06h30 | 0.96 | 3.07 | 06h30 | 0.98 | 3.1 | 06h30 | 0.95 | 3.05 | 06h30 | 0.43 | 1.29 | 06h30 | 0.48 | 1.41 | 06h30 | 0.41 | 1.24 | 06h30 | 0.4 | 1.21 | 06h30 | 0.45 | 1.34 | 06h30 | 0.38 | 1.16 | 06h30 | 0.3 | 1.04 | 06h30 | 0.36 | 1.18 | 06h30 | 0.29 | 0.99 | 06h30 | 0.24 | 0.83 | 06h30 | 0.28 | 0.99 | 06h30 | 0.23 | 0.81 | 06h30 | 0.42 | 1.31 | 06h30 | 0.45 | 1.42 | 06h30 | 0.4 | 1.26
07h30 | 1.56 | 3.85 | 07h30 | 1.56 | 4.55 | 07h30 | 1.56 | 3.73 | 07h30 | 1.34 | 3.69 | 07h30 | 1.36 | 3.99 | 07h30 | 1.32 | 3.45 | 07h30 | 1.23 | 3.77 | 07h30 | 1.26 | 4.11 | 07h30 | 1.22 | 3.57 | 07h30 | 0.86 | 3.14 | 07h30 | 0.9 | 3.21 | 07h30 | 0.83 | 3.1 | 07h30 | 1.34 | 3.79 | 07h30 | 1.36 | 4.32 | 07h30 | 1.33 | 3.6 | 07h30 | 0.78 | 2.41 | 07h30 | 0.82 | 2.51 | 07h30 | 0.76 | 2.37 | 07h30 | 0.73 | 2.31 | 07h30 | 0.78 | 2.43 | 07h30 | 0.71 | 2.25 | 07h30 | 0.6 | 2.11 | 07h30 | 0.68 | 2.25 | 07h30 | 0.59 | 2.06 | 07h30 | 0.44 | 1.83 | 07h30 | 0.55 | 2.01 | 07h30 | 0.41 | 1.76 | 07h30 | 0.75 | 2.43 | 07h30 | 0.78 | 2.52 | 07h30 | 0.74 | 2.38
08h30 | 1.74 | 4.79 | 08h30 | 1.73 | 5.17 | 08h30 | 1.74 | 4.71 | 08h30 | 1.5 | 4.4 | 08h30 | 1.53 | 4.58 | 08h30 | 1.49 | 4.26 | 08h30 | 1.39 | 4.51 | 08h30 | 1.41 | 4.69 | 08h30 | 1.38 | 4.39 | 08h30 | 1.01 | 3.73 | 08h30 | 1.05 | 3.78 | 08h30 | 0.99 | 3.7 | 08h30 | 1.51 | 4.64 | 08h30 | 1.52 | 4.93 | 08h30 | 1.5 | 4.52 | 08h30 | 0.96 | 3.03 | 08h30 | 0.99 | 3.11 | 08h30 | 0.94 | 3 | 08h30 | 0.91 | 2.92 | 08h30 | 0.95 | 3.02 | 08h30 | 0.89 | 2.87 | 08h30 | 0.79 | 2.73 | 08h30 | 0.85 | 2.85 | 08h30 | 0.77 | 2.69 | 08h30 | 0.63 | 2.44 | 08h30 | 0.73 | 2.6 | 08h30 | 0.6 | 2.39 | 08h30 | 0.93 | 3.05 | 08h30 | 0.96 | 3.12 | 08h30 | 0.92 | 3.01
09h30 | 0.43 | 1.54 | 09h30 | 0.9 | 2.72 | 09h30 | 1.77 | 4.71 | 09h30 | 0.37 | 1.15 | 09h30 | 0.79 | 2.42 | 09h30 | 1.54 | 4.26 | 09h30 | 0.36 | 1.26 | 09h30 | 0.72 | 2.46 | 09h30 | 1.42 | 4.39 | 09h30 | 0.29 | 0.9 | 09h30 | 0.52 | 1.97 | 09h30 | 1.07 | 3.75 | 09h30 | 0.44 | 1.39 | 09h30 | 0.76 | 2.58 | 09h30 | 1.53 | 4.52 | 09h30 | 0.3 | 0.84 | 09h30 | 0.49 | 1.63 | 09h30 | 1.06 | 3.19 | 09h30 | 0.29 | 0.81 | 09h30 | 0.47 | 1.56 | 09h30 | 1.02 | 3.09 | 09h30 | 0.29 | 0.82 | 09h30 | 0.4 | 1.47 | 09h30 | 0.94 | 2.96 | 09h30 | 0.29 | 0.78 | 09h30 | 0.34 | 1.32 | 09h30 | 0.88 | 2.75 | 09h30 | 0.35 | 0.85 | 09h30 | 0.42 | 1.59 | 09h30 | 1.01 | 3.21
10h30 | 0 | 0 | 10h30 | 0 | 0 | 10h30 | 1.71 | 4.73 | 10h30 | 0 | 0 | 10h30 | 0 | 0 | 10h30 | 1.48 | 4.18 | 10h30 | 0 | 0 | 10h30 | 0 | 0 | 10h30 | 1.34 | 4.25 | 10h30 | 0 | 0 | 10h30 | 0 | 0 | 10h30 | 0.99 | 3.46 | 10h30 | 0 | 0 | 10h30 | 0 | 0 | 10h30 | 1.42 | 4.52 | 10h30 | 0 | 0 | 10h30 | 0 | 0 | 10h30 | 0.99 | 2.95 | 10h30 | 0 | 0 | 10h30 | 0 | 0 | 10h30 | 0.96 | 2.84 | 10h30 | 0 | 0 | 10h30 | 0 | 0 | 10h30 | 0.88 | 2.72 | 10h30 | 0 | 0 | 10h30 | 0 | 0 | 10h30 | 0.82 | 2.53 | 10h30 | 0 | 0 | 10h30 | 0 | 0 | 10h30 | 0.9 | 2.96
11h30 | 0 | 0 | 11h30 | 0 | 0 | 11h30 | 1.54 | 4.59 | 11h30 | 0 | 0 | 11h30 | 0 | 0 | 11h30 | 1.32 | 3.95 | 11h30 | 0 | 0 | 11h30 | 0 | 0 | 11h30 | 1.17 | 3.95 | 11h30 | 0 | 0 | 11h30 | 0 | 0 | 11h30 | 0.83 | 3.04 | 11h30 | 0 | 0 | 11h30 | 0 | 0 | 11h30 | 1.24 | 4.35 | 11h30 | 0 | 0 | 11h30 | 0 | 0 | 11h30 | 0.83 | 2.53 | 11h30 | 0 | 0 | 11h30 | 0 | 0 | 11h30 | 0.79 | 2.42 | 11h30 | 0 | 0 | 11h30 | 0 | 0 | 11h30 | 0.72 | 2.31 | 11h30 | 0 | 0 | 11h30 | 0 | 0 | 11h30 | 0.65 | 2.12 | 11h30 | 0 | 0 | 11h30 | 0 | 0 | 11h30 | 0.72 | 2.53
12h30 | 0 | 0 | 12h30 | 0 | 0 | 12h30 | 1.41 | 4.21 | 12h30 | 0 | 0 | 12h30 | 0 | 0 | 12h30 | 1.21 | 3.61 | 12h30 | 0 | 0 | 12h30 | 0 | 0 | 12h30 | 1.05 | 3.58 | 12h30 | 0 | 0 | 12h30 | 0 | 0 | 12h30 | 0.74 | 2.78 | 12h30 | 0 | 0 | 12h30 | 0 | 0 | 12h30 | 1.16 | 4 | 12h30 | 0 | 0 | 12h30 | 0 | 0 | 12h30 | 0.73 | 2.25 | 12h30 | 0 | 0 | 12h30 | 0 | 0 | 12h30 | 0.7 | 2.14 | 12h30 | 0 | 0 | 12h30 | 0 | 0 | 12h30 | 0.62 | 2.03 | 12h30 | 0 | 0 | 12h30 | 0 | 0 | 12h30 | 0.56 | 1.85 | 12h30 | 0 | 0 | 12h30 | 0 | 0 | 12h30 | 0.64 | 2.25
13h30 | 1.08 | 2.99 | 13h30 | 0 | 0 | 13h30 | 1.34 | 3.93 | 13h30 | 0.93 | 2.52 | 13h30 | 0 | 0 | 13h30 | 1.15 | 3.41 | 13h30 | 0.95 | 2.69 | 13h30 | 0 | 0 | 13h30 | 0.99 | 3.34 | 13h30 | 0.71 | 2.32 | 13h30 | 0 | 0 | 13h30 | 0.71 | 2.64 | 13h30 | 0.95 | 2.72 | 13h30 | 0 | 0 | 13h30 | 1.13 | 3.75 | 13h30 | 0.62 | 1.85 | 13h30 | 0 | 0 | 13h30 | 0.69 | 2.12 | 13h30 | 0.6 | 1.8 | 13h30 | 0 | 0 | 13h30 | 0.65 | 2 | 13h30 | 0.56 | 1.74 | 13h30 | 0 | 0 | 13h30 | 0.57 | 1.88 | 13h30 | 0.53 | 1.65 | 13h30 | 0 | 0 | 13h30 | 0.51 | 1.71 | 13h30 | 0.59 | 1.84 | 13h30 | 0 | 0 | 13h30 | 0.61 | 2.11
14h30 | 1.94 | 5.15 | 14h30 | 0 | 0 | 14h30 | 1.31 | 3.84 | 14h30 | 1.7 | 4.45 | 14h30 | 0 | 0 | 14h30 | 1.14 | 3.36 | 14h30 | 1.67 | 4.72 | 14h30 | 0 | 0 | 14h30 | 0.97 | 3.25 | 14h30 | 1.29 | 4.04 | 14h30 | 0 | 0 | 14h30 | 0.69 | 2.58 | 14h30 | 1.71 | 4.8 | 14h30 | 0 | 0 | 14h30 | 1.13 | 3.69 | 14h30 | 1.17 | 3.3 | 14h30 | 0 | 0 | 14h30 | 0.67 | 2.06 | 14h30 | 1.11 | 3.14 | 14h30 | 0 | 0 | 14h30 | 0.64 | 1.96 | 14h30 | 1.02 | 3.01 | 14h30 | 0 | 0 | 14h30 | 0.56 | 1.82 | 14h30 | 0.92 | 2.76 | 14h30 | 0 | 0 | 14h30 | 0.49 | 1.65 | 14h30 | 1.08 | 3.26 | 14h30 | 0 | 0 | 14h30 | 0.62 | 2.06
15h30 | 1.95 | 5.21 | 15h30 | 0 | 0 | 15h30 | 1.31 | 3.85 | 15h30 | 1.74 | 4.7 | 15h30 | 0 | 0 | 15h30 | 1.15 | 3.39 | 15h30 | 1.63 | 4.87 | 15h30 | 0 | 0 | 15h30 | 0.98 | 3.26 | 15h30 | 1.29 | 4.13 | 15h30 | 0 | 0 | 15h30 | 0.7 | 2.57 | 15h30 | 1.72 | 5.04 | 15h30 | 0 | 0 | 15h30 | 1.15 | 3.71 | 15h30 | 1.26 | 3.54 | 15h30 | 0 | 0 | 15h30 | 0.68 | 2.07 | 15h30 | 1.18 | 3.33 | 15h30 | 0 | 0 | 15h30 | 0.64 | 1.96 | 15h30 | 1.06 | 3.18 | 15h30 | 0 | 0 | 15h30 | 0.55 | 1.82 | 15h30 | 0.93 | 2.86 | 15h30 | 0 | 0 | 15h30 | 0.49 | 1.64 | 15h30 | 1.13 | 3.49 | 15h30 | 0 | 0 | 15h30 | 0.63 | 2.07
16h30 | 1.51 | 4.3 | 16h30 | 0 | 0 | 16h30 | 1.34 | 3.93 | 16h30 | 1.37 | 3.94 | 16h30 | 0 | 0 | 16h30 | 1.17 | 3.47 | 16h30 | 1.25 | 3.89 | 16h30 | 0 | 0 | 16h30 | 1 | 3.32 | 16h30 | 0.98 | 3.21 | 16h30 | 0 | 0 | 16h30 | 0.72 | 2.61 | 16h30 | 1.37 | 4.2 | 16h30 | 0 | 0 | 16h30 | 1.18 | 3.78 | 16h30 | 1 | 2.91 | 16h30 | 0 | 0 | 16h30 | 0.69 | 2.11 | 16h30 | 0.95 | 2.76 | 16h30 | 0 | 0 | 16h30 | 0.65 | 2 | 16h30 | 0.85 | 2.63 | 16h30 | 0 | 0 | 16h30 | 0.56 | 1.85 | 16h30 | 0.75 | 2.39 | 16h30 | 0 | 0 | 16h30 | 0.49 | 1.67 | 16h30 | 0.93 | 2.89 | 16h30 | 0 | 0 | 16h30 | 0.65 | 2.11
17h30 | 1.4 | 4.13 | 17h30 | 0 | 0 | 17h30 | 1.36 | 4.01 | 17h30 | 1.27 | 3.78 | 17h30 | 0 | 0 | 17h30 | 1.2 | 3.54 | 17h30 | 1.13 | 3.61 | 17h30 | 0 | 0 | 17h30 | 1.02 | 3.39 | 17h30 | 0.86 | 2.92 | 17h30 | 0 | 0 | 17h30 | 0.73 | 2.66 | 17h30 | 1.28 | 4.02 | 17h30 | 0 | 0 | 17h30 | 1.2 | 3.85 | 17h30 | 0.88 | 2.62 | 17h30 | 0 | 0 | 17h30 | 0.7 | 2.14 | 17h30 | 0.84 | 2.5 | 17h30 | 0 | 0 | 17h30 | 0.66 | 2.04 | 17h30 | 0.75 | 2.37 | 17h30 | 0 | 0 | 17h30 | 0.57 | 1.88 | 17h30 | 0.67 | 2.17 | 17h30 | 0 | 0 | 17h30 | 0.5 | 1.7 | 17h30 | 0.83 | 2.62 | 17h30 | 0 | 0 | 17h30 | 0.67 | 2.15
18h30 | 1.39 | 4.14 | 18h30 | 1.08 | 3.12 | 18h30 | 1.38 | 4.07 | 18h30 | 1.26 | 3.75 | 18h30 | 1.05 | 3.04 | 18h30 | 1.21 | 3.58 | 18h30 | 1.09 | 3.55 | 18h30 | 1.03 | 2.92 | 18h30 | 1.03 | 3.44 | 18h30 | 0.82 | 2.84 | 18h30 | 0.84 | 2.53 | 18h30 | 0.74 | 2.69 | 18h30 | 1.27 | 4 | 18h30 | 1.04 | 3.11 | 18h30 | 1.22 | 3.89 | 18h30 | 0.82 | 2.47 | 18h30 | 0.77 | 2.23 | 18h30 | 0.7 | 2.16 | 18h30 | 0.79 | 2.37 | 18h30 | 0.76 | 2.2 | 18h30 | 0.67 | 2.07 | 18h30 | 0.7 | 2.23 | 18h30 | 0.72 | 2.14 | 18h30 | 0.58 | 1.9 | 18h30 | 0.62 | 2.04 | 18h30 | 0.67 | 2.04 | 18h30 | 0.51 | 1.72 | 18h30 | 0.79 | 2.48 | 18h30 | 0.76 | 2.24 | 18h30 | 0.68 | 2.17
19h30 | 1.2 | 3.86 | 19h30 | 1.9 | 5.28 | 19h30 | 1.19 | 3.81 | 19h30 | 1.06 | 3.45 | 19h30 | 1.75 | 4.92 | 19h30 | 1.01 | 3.3 | 19h30 | 0.88 | 3.25 | 19h30 | 1.74 | 5.02 | 19h30 | 0.84 | 3.17 | 19h30 | 0.6 | 2.53 | 19h30 | 1.41 | 4.4 | 19h30 | 0.54 | 2.42 | 19h30 | 1.07 | 3.71 | 19h30 | 1.76 | 5.14 | 19h30 | 1.02 | 3.63 | 19h30 | 0.59 | 2.1 | 19h30 | 1.29 | 3.77 | 19h30 | 0.51 | 1.89 | 19h30 | 0.56 | 2.01 | 19h30 | 1.23 | 3.62 | 19h30 | 0.48 | 1.79 | 19h30 | 0.47 | 1.85 | 19h30 | 1.13 | 3.51 | 19h30 | 0.38 | 1.62 | 19h30 | 0.4 | 1.67 | 19h30 | 1.01 | 3.23 | 19h30 | 0.31 | 1.45 | 19h30 | 0.56 | 2.11 | 19h30 | 1.22 | 3.74 | 19h30 | 0.48 | 1.9
20h30 | 0.98 | 3.54 | 20h30 | 1.75 | 5.07 | 20h30 | 1.05 | 3.5 | 20h30 | 0.83 | 3.1 | 20h30 | 1.54 | 4.56 | 20h30 | 0.87 | 2.98 | 20h30 | 0.65 | 2.92 | 20h30 | 1.52 | 4.88 | 20h30 | 0.72 | 2.86 | 20h30 | 0.38 | 2.2 | 20h30 | 1.21 | 4.27 | 20h30 | 0.4 | 2.14 | 20h30 | 0.83 | 3.38 | 20h30 | 1.56 | 4.86 | 20h30 | 0.8 | 3.31 | 20h30 | 0.35 | 1.74 | 20h30 | 1.16 | 3.73 | 20h30 | 0.37 | 1.61 | 20h30 | 0.33 | 1.65 | 20h30 | 1.07 | 3.5 | 20h30 | 0.34 | 1.55 | 20h30 | 0.27 | 1.48 | 20h30 | 0.96 | 3.37 | 20h30 | 0.24 | 1.36 | 20h30 | 0.23 | 1.31 | 20h30 | 0.8 | 3.03 | 20h30 | 0.18 | 1.2 | 20h30 | 0.33 | 1.75 | 20h30 | 1.06 | 3.67 | 20h30 | 0.3 | 1.63
21h30 | 0.94 | 3.47 | 21h30 | 1.15 | 3.86 | 21h30 | 0.98 | 3.44 | 21h30 | 0.78 | 3.02 | 21h30 | 1.02 | 3.52 | 21h30 | 0.8 | 2.92 | 21h30 | 0.6 | 2.85 | 21h30 | 0.93 | 3.52 | 21h30 | 0.63 | 2.8 | 21h30 | 0.33 | 2.15 | 21h30 | 0.68 | 2.91 | 21h30 | 0.33 | 2.09 | 21h30 | 0.79 | 3.3 | 21h30 | 1.03 | 3.73 | 21h30 | 0.76 | 3.25 | 21h30 | 0.3 | 1.66 | 21h30 | 0.71 | 2.72 | 21h30 | 0.3 | 1.57 | 21h30 | 0.28 | 1.57 | 21h30 | 0.66 | 2.57 | 21h30 | 0.28 | 1.49 | 21h30 | 0.21 | 1.4 | 21h30 | 0.58 | 2.46 | 21h30 | 0.18 | 1.31 | 21h30 | 0.15 | 1.24 | 21h30 | 0.48 | 2.22 | 21h30 | 0.11 | 1.14 | 21h30 | 0.28 | 1.67 | 21h30 | 0.66 | 2.69 | 21h30 | 0.26 | 1.58
22h30 | 0.91 | 3.41 | 22h30 | 0.97 | 3.53 | 22h30 | 0.98 | 3.39 | 22h30 | 0.75 | 2.95 | 22h30 | 0.85 | 3.21 | 22h30 | 0.8 | 2.86 | 22h30 | 0.57 | 2.79 | 22h30 | 0.72 | 3.05 | 22h30 | 0.63 | 2.74 | 22h30 | 0.33 | 2.1 | 22h30 | 0.47 | 2.44 | 22h30 | 0.33 | 2.09 | 22h30 | 0.76 | 3.24 | 22h30 | 0.86 | 3.42 | 22h30 | 0.76 | 3.2 | 22h30 | 0.3 | 1.6 | 22h30 | 0.5 | 2.22 | 22h30 | 0.3 | 1.57 | 22h30 | 0.28 | 1.52 | 22h30 | 0.46 | 2.11 | 22h30 | 0.28 | 1.49 | 22h30 | 0.21 | 1.34 | 22h30 | 0.39 | 2 | 22h30 | 0.18 | 1.31 | 22h30 | 0.15 | 1.18 | 22h30 | 0.31 | 1.81 | 22h30 | 0.11 | 1.14 | 22h30 | 0.28 | 1.61 | 22h30 | 0.47 | 2.22 | 22h30 | 0.26 | 1.58
23h30 | 0.89 | 3.34 | 23h30 | 0.91 | 3.41 | 23h30 | 0.92 | 3.32 | 23h30 | 0.72 | 2.87 | 23h30 | 0.79 | 3.07 | 23h30 | 0.73 | 2.79 | 23h30 | 0.54 | 2.72 | 23h30 | 0.63 | 2.86 | 23h30 | 0.56 | 2.67 | 23h30 | 0.28 | 2.03 | 23h30 | 0.43 | 2.25 | 23h30 | 0.26 | 2 | 23h30 | 0.73 | 3.17 | 23h30 | 0.8 | 3.29 | 23h30 | 0.72 | 3.13 | 23h30 | 0.26 | 1.53 | 23h30 | 0.42 | 1.94 | 23h30 | 0.24 | 1.49 | 23h30 | 0.23 | 1.45 | 23h30 | 0.4 | 1.85 | 23h30 | 0.21 | 1.4 | 23h30 | 0.14 | 1.27 | 23h30 | 0.35 | 1.72 | 23h30 | 0.12 | 1.23 | 23h30 | 0.08 | 1.11 | 23h30 | 0.3 | 1.55 | 23h30 | 0.05 | 1.06 | 23h30 | 0.24 | 1.55 | 23h30 | 0.4 | 1.94 | 23h30 | 0.21 | 1.51
00h30 | 0.72 | 2.47 | 00h30 | 0.5 | 1.99 | 00h30 | 0.92 | 2.54 | 00h30 | 0.59 | 2.15 | 00h30 | 0.39 | 1.66 | 00h30 | 0.73 | 2.5 | 00h30 | 0.49 | 2.12 | 00h30 | 0.23 | 1.46 | 00h30 | 0.56 | 2.38 | 00h30 | 0.28 | 1.69 | 00h30 | 0.02 | 0.91 | 00h30 | 0.26 | 2 | 00h30 | 0.59 | 2.35 | 00h30 | 0.39 | 1.88 | 00h30 | 0.72 | 2.54 | 00h30 | 0.26 | 1.3 | 00h30 | 0.01 | 0.57 | 00h30 | 0.24 | 1.49 | 00h30 | 0.23 | 1.24 | 00h30 | 0 | 0.49 | 00h30 | 0.21 | 1.4 | 00h30 | 0.14 | 1.13 | 00h30 | 0 | 0.36 | 00h30 | 0.12 | 1.23 | 00h30 | 0.08 | 1.02 | 00h30 | 0 | 0.23 | 00h30 | 0.05 | 1.06 | 00h30 | 0.24 | 1.3 | 00h30 | 0 | 0.57 | 00h30 | 0.21 | 1.51
01h30 | 0.51 | 1.62 | 01h30 | 0.33 | 1.18 | 01h30 | 0.61 | 1.66 | 01h30 | 0.39 | 1.28 | 01h30 | 0.26 | 0.96 | 01h30 | 0.44 | 1.42 | 01h30 | 0.27 | 1.22 | 01h30 | 0.19 | 0.91 | 01h30 | 0.28 | 1.31 | 01h30 | 0.09 | 0.77 | 01h30 | 0.02 | 0.59 | 01h30 | 0.08 | 0.85 | 01h30 | 0.38 | 1.5 | 01h30 | 0.26 | 1.1 | 01h30 | 0.44 | 1.58 | 01h30 | 0.06 | 0.38 | 01h30 | 0.01 | 0.33 | 01h30 | 0.04 | 0.42 | 01h30 | 0.04 | 0.33 | 01h30 | 0 | 0.27 | 01h30 | 0.02 | 0.34 | 01h30 | 0 | 0.2 | 01h30 | 0 | 0.19 | 01h30 | 0 | 0.2 | 01h30 | 0 | 0.1 | 01h30 | 0 | 0.1 | 01h30 | 0 | 0.07 | 01h30 | 0.05 | 0.39 | 01h30 | 0 | 0.32 | 01h30 | 0.04 | 0.43
02h30 | 0.51 | 1.62 | 02h30 | 0 | 0 | 02h30 | 0.61 | 1.66 | 02h30 | 0.39 | 1.28 | 02h30 | 0 | 0 | 02h30 | 0.44 | 1.42 | 02h30 | 0.27 | 1.22 | 02h30 | 0 | 0 | 02h30 | 0.28 | 1.31 | 02h30 | 0.09 | 0.77 | 02h30 | 0 | 0 | 02h30 | 0.08 | 0.85 | 02h30 | 0.38 | 1.5 | 02h30 | 0 | 0 | 02h30 | 0.44 | 1.58 | 02h30 | 0.06 | 0.38 | 02h30 | 0 | 0 | 02h30 | 0.04 | 0.42 | 02h30 | 0.04 | 0.33 | 02h30 | 0 | 0 | 02h30 | 0.02 | 0.34 | 02h30 | 0 | 0.2 | 02h30 | 0 | 0 | 02h30 | 0 | 0.2 | 02h30 | 0 | 0.1 | 02h30 | 0 | 0 | 02h30 | 0 | 0.07 | 02h30 | 0.05 | 0.39 | 02h30 | 0 | 0 | 02h30 | 0.04 | 0.43
03h30 | 0.61 | 1.78 | 03h30 | 0 | 0 | 03h30 | 0.64 | 1.78 | 03h30 | 0.45 | 1.37 | 03h30 | 0 | 0 | 03h30 | 0.47 | 1.38 | 03h30 | 0.34 | 1.33 | 03h30 | 0 | 0 | 03h30 | 0.33 | 1.36 | 03h30 | 0.14 | 0.83 | 03h30 | 0 | 0 | 03h30 | 0.12 | 0.83 | 03h30 | 0.46 | 1.63 | 03h30 | 0 | 0 | 03h30 | 0.48 | 1.64 | 03h30 | 0.11 | 0.41 | 03h30 | 0 | 0 | 03h30 | 0.1 | 0.42 | 03h30 | 0.09 | 0.35 | 03h30 | 0 | 0 | 03h30 | 0.07 | 0.34 | 03h30 | 0 | 0.23 | 03h30 | 0 | 0 | 03h30 | 0 | 0.22 | 03h30 | 0 | 0.14 | 03h30 | 0 | 0 | 03h30 | 0 | 0.12 | 03h30 | 0.1 | 0.42 | 03h30 | 0 | 0 | 03h30 | 0.08 | 0.42
04h30 | 0.67 | 1.88 | 04h30 | 0 | 0 | 04h30 | 0.64 | 1.84 | 04h30 | 0.51 | 1.44 | 04h30 | 0 | 0 | 04h30 | 0.47 | 1.38 | 04h30 | 0.37 | 1.41 | 04h30 | 0 | 0 | 04h30 | 0.34 | 1.36 | 04h30 | 0.17 | 0.85 | 04h30 | 0 | 0 | 04h30 | 0.15 | 0.83 | 04h30 | 0.52 | 1.72 | 04h30 | 0 | 0 | 04h30 | 0.48 | 1.66 | 04h30 | 0.12 | 0.41 | 04h30 | 0 | 0 | 04h30 | 0.12 | 0.42 | 04h30 | 0.11 | 0.35 | 04h30 | 0 | 0 | 04h30 | 0.09 | 0.34 | 04h30 | 0.02 | 0.23 | 04h30 | 0 | 0 | 04h30 | 0.01 | 0.22 | 04h30 | 0 | 0.14 | 04h30 | 0 | 0 | 04h30 | 0 | 0.12 | 04h30 | 0.12 | 0.42 | 04h30 | 0 | 0 | 04h30 | 0.1 | 0.42
05h30 | 0.71 | 1.95 | 05h30 | 0 | 0 | 05h30 | 0.67 | 1.91 | 05h30 | 0.54 | 1.51 | 05h30 | 0 | 0 | 05h30 | 0.5 | 1.44 | 05h30 | 0.43 | 1.5 | 05h30 | 0 | 0 | 05h30 | 0.39 | 1.45 | 05h30 | 0.21 | 0.96 | 05h30 | 0 | 0 | 05h30 | 0.19 | 0.91 | 05h30 | 0.55 | 1.78 | 05h30 | 0 | 0 | 05h30 | 0.52 | 1.73 | 05h30 | 0.16 | 0.51 | 05h30 | 0 | 0 | 05h30 | 0.14 | 0.5 | 05h30 | 0.13 | 0.45 | 05h30 | 0 | 0 | 05h30 | 0.13 | 0.43 | 05h30 | 0.07 | 0.32 | 05h30 | 0 | 0 | 05h30 | 0.05 | 0.3 | 05h30 | 0.01 | 0.22 | 05h30 | 0 | 0 | 05h30 | 0 | 0.18 | 05h30 | 0.14 | 0.52 | 05h30 | 0 | 0 | 05h30 | 0.13 | 0.5
06h30 | 0.72 | 1.99 | 06h30 | 0 | 0 | 06h30 | 0.72 | 1.97 | 06h30 | 0.57 | 1.58 | 06h30 | 0 | 0 | 06h30 | 0.54 | 1.51 | 06h30 | 0.47 | 1.58 | 06h30 | 0 | 0 | 06h30 | 0.44 | 1.54 | 06h30 | 0.25 | 1.06 | 06h30 | 0 | 0 | 06h30 | 0.23 | 0.99 | 06h30 | 0.58 | 1.84 | 06h30 | 0 | 0 | 06h30 | 0.56 | 1.81 | 06h30 | 0.2 | 0.63 | 06h30 | 0 | 0 | 06h30 | 0.18 | 0.58 | 06h30 | 0.17 | 0.53 | 06h30 | 0 | 0 | 06h30 | 0.16 | 0.48 | 06h30 | 0.11 | 0.4 | 06h30 | 0 | 0 | 06h30 | 0.1 | 0.38 | 06h30 | 0.05 | 0.3 | 06h30 | 0 | 0 | 06h30 | 0.04 | 0.27 | 06h30 | 0.18 | 0.63 | 06h30 | 0 | 0 | 06h30 | 0.16 | 0.58
07h30 | 1.1 | 3.19 | 07h30 | 0 | 0 | 07h30 | 1.1 | 3.18 | 07h30 | 0.93 | 2.73 | 07h30 | 0 | 0 | 07h30 | 0.9 | 2.67 | 07h30 | 0.81 | 2.75 | 07h30 | 0 | 0 | 07h30 | 0.79 | 2.71 | 07h30 | 0.55 | 2.16 | 07h30 | 0 | 0 | 07h30 | 0.52 | 2.08 | 07h30 | 0.94 | 3.02 | 07h30 | 0 | 0 | 07h30 | 0.92 | 3 | 07h30 | 0.51 | 1.66 | 07h30 | 0 | 0 | 07h30 | 0.49 | 1.59 | 07h30 | 0.45 | 1.52 | 07h30 | 0 | 0 | 07h30 | 0.43 | 1.43 | 07h30 | 0.32 | 1.32 | 07h30 | 0 | 0 | 07h30 | 0.31 | 1.26 | 07h30 | 0.28 | 0.99 | 07h30 | 0 | 0 | 07h30 | 0.28 | 0.94 | 07h30 | 0.47 | 1.65 | 07h30 | 0 | 0 | 07h30 | 0.45 | 1.58
08h30 | 1.26 | 3.78 | 08h30 | 0.95 | 2.58 | 08h30 | 1.26 | 3.77 | 08h30 | 1.08 | 3.31 | 08h30 | 0.81 | 2.2 | 08h30 | 1.06 | 3.26 | 08h30 | 0.96 | 3.31 | 08h30 | 0.77 | 2.34 | 08h30 | 0.95 | 3.28 | 08h30 | 0.69 | 2.7 | 08h30 | 0.58 | 1.94 | 08h30 | 0.67 | 2.65 | 08h30 | 1.09 | 3.6 | 08h30 | 0.84 | 2.42 | 08h30 | 1.08 | 3.58 | 08h30 | 0.68 | 2.24 | 08h30 | 0.51 | 1.51 | 08h30 | 0.66 | 2.19 | 08h30 | 0.62 | 2.1 | 08h30 | 0.47 | 1.41 | 08h30 | 0.6 | 2.03 | 08h30 | 0.5 | 1.91 | 08h30 | 0.39 | 1.29 | 08h30 | 0.48 | 1.85 | 08h30 | 0.42 | 1.59 | 08h30 | 0.32 | 1.12 | 08h30 | 0.42 | 1.54 | 08h30 | 0.64 | 2.23 | 08h30 | 0.48 | 1.5 | 08h30 | 0.62 | 2.17
09h30 | 1.31 | 3.86 | 09h30 | 1.81 | 4.73 | 09h30 | 1.31 | 3.85 | 09h30 | 1.15 | 3.44 | 09h30 | 1.59 | 4.18 | 09h30 | 1.14 | 3.4 | 09h30 | 1.03 | 3.38 | 09h30 | 1.52 | 4.37 | 09h30 | 1.02 | 3.37 | 09h30 | 0.81 | 2.82 | 09h30 | 1.19 | 3.68 | 09h30 | 0.8 | 2.8 | 09h30 | 1.16 | 3.7 | 09h30 | 1.63 | 4.5 | 09h30 | 1.15 | 3.69 | 09h30 | 0.82 | 2.52 | 09h30 | 1.09 | 3.03 | 09h30 | 0.82 | 2.49 | 09h30 | 0.79 | 2.42 | 09h30 | 1.02 | 2.86 | 09h30 | 0.78 | 2.39 | 09h30 | 0.73 | 2.31 | 09h30 | 0.89 | 2.65 | 09h30 | 0.72 | 2.29 | 09h30 | 0.63 | 2.2 | 09h30 | 0.76 | 2.38 | 09h30 | 0.61 | 2.17 | 09h30 | 0.8 | 2.52 | 09h30 | 1.04 | 3.01 | 09h30 | 0.79 | 2.49
10h30 | 1.31 | 3.79 | 10h30 | 1.78 | 4.85 | 10h30 | 1.31 | 3.79 | 10h30 | 1.16 | 3.38 | 10h30 | 1.62 | 4.46 | 10h30 | 1.15 | 3.35 | 10h30 | 1.01 | 3.25 | 10h30 | 1.53 | 4.51 | 10h30 | 1.01 | 3.24 | 10h30 | 0.78 | 2.67 | 10h30 | 1.22 | 3.85 | 10h30 | 0.77 | 2.66 | 10h30 | 1.16 | 3.64 | 10h30 | 1.62 | 4.7 | 10h30 | 1.15 | 3.63 | 10h30 | 0.81 | 2.4 | 10h30 | 1.17 | 3.37 | 10h30 | 0.81 | 2.38 | 10h30 | 0.78 | 2.31 | 10h30 | 1.11 | 3.23 | 10h30 | 0.77 | 2.28 | 10h30 | 0.72 | 2.19 | 10h30 | 0.98 | 3.03 | 10h30 | 0.71 | 2.18 | 10h30 | 0.63 | 2.07 | 10h30 | 0.87 | 2.8 | 10h30 | 0.62 | 2.05 | 10h30 | 0.79 | 2.4 | 10h30 | 1.12 | 3.37 | 10h30 | 0.78 | 2.38
11h30 | 1.25 | 3.64 | 11h30 | 1.4 | 3.95 | 11h30 | 1.25 | 3.64 | 11h30 | 1.1 | 3.22 | 11h30 | 1.27 | 3.63 | 11h30 | 1.09 | 3.2 | 11h30 | 0.93 | 3.05 | 11h30 | 1.15 | 3.52 | 11h30 | 0.92 | 3.04 | 11h30 | 0.69 | 2.45 | 11h30 | 0.91 | 2.97 | 11h30 | 0.68 | 2.44 | 11h30 | 1.1 | 3.48 | 11h30 | 1.28 | 3.83 | 11h30 | 1.09 | 3.48 | 11h30 | 0.72 | 2.16 | 11h30 | 0.91 | 2.69 | 11h30 | 0.71 | 2.14 | 11h30 | 0.69 | 2.07 | 11h30 | 0.87 | 2.59 | 11h30 | 0.68 | 2.05 | 11h30 | 0.62 | 1.95 | 11h30 | 0.77 | 2.43 | 11h30 | 0.61 | 1.94 | 11h30 | 0.55 | 1.83 | 11h30 | 0.69 | 2.25 | 11h30 | 0.54 | 1.81 | 11h30 | 0.69 | 2.16 | 11h30 | 0.87 | 2.69 | 11h30 | 0.68 | 2.14
12h30 | 1.2 | 3.51 | 12h30 | 1.25 | 3.62 | 12h30 | 1.2 | 3.51 | 12h30 | 1.05 | 3.09 | 12h30 | 1.13 | 3.3 | 12h30 | 1.04 | 3.07 | 12h30 | 0.88 | 2.91 | 12h30 | 0.98 | 3.1 | 12h30 | 0.87 | 2.9 | 12h30 | 0.64 | 2.32 | 12h30 | 0.75 | 2.58 | 12h30 | 0.63 | 2.31 | 12h30 | 1.06 | 3.36 | 12h30 | 1.13 | 3.51 | 12h30 | 1.05 | 3.35 | 12h30 | 0.66 | 1.99 | 12h30 | 0.76 | 2.31 | 12h30 | 0.65 | 1.98 | 12h30 | 0.63 | 1.91 | 12h30 | 0.73 | 2.22 | 12h30 | 0.62 | 1.89 | 12h30 | 0.56 | 1.78 | 12h30 | 0.65 | 2.07 | 12h30 | 0.55 | 1.76 | 12h30 | 0.49 | 1.65 | 12h30 | 0.58 | 1.92 | 12h30 | 0.49 | 1.63 | 12h30 | 0.63 | 2 | 12h30 | 0.73 | 2.31 | 12h30 | 0.62 | 1.98
13h30 | 1.16 | 3.38 | 13h30 | 1.18 | 3.44 | 13h30 | 1.16 | 3.38 | 13h30 | 1.01 | 2.97 | 13h30 | 1.06 | 3.12 | 13h30 | 1.01 | 2.95 | 13h30 | 0.84 | 2.78 | 13h30 | 0.9 | 2.89 | 13h30 | 0.83 | 2.77 | 13h30 | 0.61 | 2.21 | 13h30 | 0.68 | 2.37 | 13h30 | 0.6 | 2.2 | 13h30 | 1.02 | 3.23 | 13h30 | 1.07 | 3.33 | 13h30 | 1.01 | 3.22 | 13h30 | 0.61 | 1.86 | 13h30 | 0.68 | 2.07 | 13h30 | 0.61 | 1.86 | 13h30 | 0.58 | 1.78 | 13h30 | 0.65 | 1.99 | 13h30 | 0.58 | 1.77 | 13h30 | 0.51 | 1.64 | 13h30 | 0.57 | 1.84 | 13h30 | 0.5 | 1.63 | 13h30 | 0.45 | 1.51 | 13h30 | 0.51 | 1.7 | 13h30 | 0.44 | 1.5 | 13h30 | 0.59 | 1.87 | 13h30 | 0.65 | 2.07 | 13h30 | 0.58 | 1.85
14h30 | 1.12 | 3.24 | 14h30 | 1.13 | 3.28 | 14h30 | 1.12 | 3.24 | 14h30 | 0.97 | 2.84 | 14h30 | 1.02 | 2.96 | 14h30 | 0.97 | 2.82 | 14h30 | 0.8 | 2.65 | 14h30 | 0.84 | 2.72 | 14h30 | 0.79 | 2.64 | 14h30 | 0.58 | 2.11 | 14h30 | 0.63 | 2.22 | 14h30 | 0.57 | 2.1 | 14h30 | 0.98 | 3.1 | 14h30 | 1.02 | 3.18 | 14h30 | 0.97 | 3.09 | 14h30 | 0.58 | 1.76 | 14h30 | 0.63 | 1.9 | 14h30 | 0.57 | 1.75 | 14h30 | 0.55 | 1.68 | 14h30 | 0.6 | 1.83 | 14h30 | 0.54 | 1.66 | 14h30 | 0.47 | 1.53 | 14h30 | 0.52 | 1.67 | 14h30 | 0.47 | 1.52 | 14h30 | 0.42 | 1.4 | 14h30 | 0.46 | 1.54 | 14h30 | 0.41 | 1.39 | 14h30 | 0.55 | 1.76 | 14h30 | 0.6 | 1.9 | 14h30 | 0.55 | 1.75
15h30 | 1.07 | 3.09 | 15h30 | 1.08 | 3.12 | 15h30 | 1.07 | 3.09 | 15h30 | 0.93 | 2.69 | 15h30 | 0.96 | 2.8 | 15h30 | 0.92 | 2.68 | 15h30 | 0.75 | 2.5 | 15h30 | 0.79 | 2.56 | 15h30 | 0.75 | 2.5 | 15h30 | 0.55 | 2.01 | 15h30 | 0.59 | 2.09 | 15h30 | 0.54 | 2 | 15h30 | 0.93 | 2.95 | 15h30 | 0.97 | 3.01 | 15h30 | 0.93 | 2.94 | 15h30 | 0.54 | 1.65 | 15h30 | 0.58 | 1.75 | 15h30 | 0.54 | 1.65 | 15h30 | 0.51 | 1.57 | 15h30 | 0.55 | 1.68 | 15h30 | 0.51 | 1.56 | 15h30 | 0.43 | 1.42 | 15h30 | 0.47 | 1.52 | 15h30 | 0.43 | 1.41 | 15h30 | 0.38 | 1.3 | 15h30 | 0.42 | 1.41 | 15h30 | 0.38 | 1.29 | 15h30 | 0.52 | 1.65 | 15h30 | 0.55 | 1.76 | 15h30 | 0.51 | 1.64
16h30 | 1.03 | 2.99 | 16h30 | 1.04 | 3.01 | 16h30 | 1.03 | 2.99 | 16h30 | 0.89 | 2.61 | 16h30 | 0.93 | 2.7 | 16h30 | 0.89 | 2.6 | 16h30 | 0.72 | 2.41 | 16h30 | 0.76 | 2.46 | 16h30 | 0.72 | 2.4 | 16h30 | 0.53 | 1.93 | 16h30 | 0.56 | 2 | 16h30 | 0.52 | 1.92 | 16h30 | 0.9 | 2.86 | 16h30 | 0.93 | 2.91 | 16h30 | 0.9 | 2.85 | 16h30 | 0.52 | 1.58 | 16h30 | 0.54 | 1.66 | 16h30 | 0.51 | 1.58 | 16h30 | 0.49 | 1.5 | 16h30 | 0.52 | 1.58 | 16h30 | 0.48 | 1.49 | 16h30 | 0.41 | 1.35 | 16h30 | 0.44 | 1.42 | 16h30 | 0.41 | 1.34 | 16h30 | 0.36 | 1.23 | 16h30 | 0.39 | 1.31 | 16h30 | 0.36 | 1.22 | 16h30 | 0.49 | 1.58 | 16h30 | 0.52 | 1.66 | 16h30 | 0.49 | 1.57
17h30 | 1.03 | 2.99 | 17h30 | 1.03 | 3 | 17h30 | 1.03 | 2.99 | 17h30 | 0.89 | 2.63 | 17h30 | 0.92 | 2.7 | 17h30 | 0.89 | 2.62 | 17h30 | 0.72 | 2.4 | 17h30 | 0.75 | 2.44 | 17h30 | 0.71 | 2.4 | 17h30 | 0.52 | 1.92 | 17h30 | 0.55 | 1.97 | 17h30 | 0.52 | 1.91 | 17h30 | 0.9 | 2.87 | 17h30 | 0.93 | 2.91 | 17h30 | 0.89 | 2.86 | 17h30 | 0.51 | 1.58 | 17h30 | 0.53 | 1.63 | 17h30 | 0.51 | 1.57 | 17h30 | 0.48 | 1.5 | 17h30 | 0.5 | 1.56 | 17h30 | 0.48 | 1.49 | 17h30 | 0.4 | 1.34 | 17h30 | 0.42 | 1.39 | 17h30 | 0.4 | 1.33 | 17h30 | 0.35 | 1.22 | 17h30 | 0.38 | 1.28 | 17h30 | 0.35 | 1.21 | 17h30 | 0.49 | 1.58 | 17h30 | 0.51 | 1.64 | 17h30 | 0.48 | 1.57
18h30 | 1.04 | 3.03 | 18h30 | 1.04 | 3.04 | 18h30 | 1.04 | 3.03 | 18h30 | 0.9 | 2.68 | 18h30 | 0.93 | 2.74 | 18h30 | 0.9 | 2.67 | 18h30 | 0.73 | 2.44 | 18h30 | 0.75 | 2.47 | 18h30 | 0.72 | 2.44 | 18h30 | 0.52 | 1.93 | 18h30 | 0.55 | 1.97 | 18h30 | 0.52 | 1.92 | 18h30 | 0.91 | 2.91 | 18h30 | 0.94 | 2.95 | 18h30 | 0.91 | 2.91 | 18h30 | 0.51 | 1.6 | 18h30 | 0.53 | 1.64 | 18h30 | 0.51 | 1.59 | 18h30 | 0.48 | 1.52 | 18h30 | 0.5 | 1.57 | 18h30 | 0.48 | 1.51 | 18h30 | 0.4 | 1.35 | 18h30 | 0.42 | 1.4 | 18h30 | 0.4 | 1.35 | 18h30 | 0.35 | 1.23 | 18h30 | 0.37 | 1.29 | 18h30 | 0.35 | 1.22 | 18h30 | 0.49 | 1.6 | 18h30 | 0.51 | 1.64 | 18h30 | 0.49 | 1.59
19h30 | 0.84 | 2.78 | 19h30 | 0.84 | 2.79 | 19h30 | 0.84 | 2.78 | 19h30 | 0.71 | 2.42 | 19h30 | 0.73 | 2.48 | 19h30 | 0.71 | 2.41 | 19h30 | 0.53 | 2.18 | 19h30 | 0.55 | 2.21 | 19h30 | 0.53 | 2.18 | 19h30 | 0.32 | 1.65 | 19h30 | 0.38 | 1.69 | 19h30 | 0.32 | 1.64 | 19h30 | 0.72 | 2.65 | 19h30 | 0.74 | 2.68 | 19h30 | 0.72 | 2.65 | 19h30 | 0.31 | 1.32 | 19h30 | 0.35 | 1.36 | 19h30 | 0.31 | 1.32 | 19h30 | 0.29 | 1.25 | 19h30 | 0.33 | 1.29 | 19h30 | 0.28 | 1.24 | 19h30 | 0.2 | 1.08 | 19h30 | 0.27 | 1.11 | 19h30 | 0.2 | 1.07 | 19h30 | 0.16 | 0.96 | 19h30 | 0.24 | 1 | 19h30 | 0.15 | 0.95 | 19h30 | 0.29 | 1.33 | 19h30 | 0.33 | 1.36 | 19h30 | 0.29 | 1.32
20h30 | 0.71 | 2.51 | 20h30 | 0.63 | 2.52 | 20h30 | 0.75 | 2.51 | 20h30 | 0.57 | 2.15 | 20h30 | 0.52 | 2.2 | 20h30 | 0.6 | 2.14 | 20h30 | 0.44 | 1.91 | 20h30 | 0.34 | 1.94 | 20h30 | 0.44 | 1.97 | 20h30 | 0.23 | 1.43 | 20h30 | 0.15 | 1.41 | 20h30 | 0.22 | 1.44 | 20h30 | 0.57 | 2.38 | 20h30 | 0.53 | 2.41 | 20h30 | 0.61 | 2.38 | 20h30 | 0.22 | 1.06 | 20h30 | 0.13 | 1.07 | 20h30 | 0.21 | 1.07 | 20h30 | 0.19 | 1.01 | 20h30 | 0.11 | 1.01 | 20h30 | 0.18 | 1.01 | 20h30 | 0.11 | 0.86 | 20h30 | 0.04 | 0.83 | 20h30 | 0.11 | 0.85 | 20h30 | 0.08 | 0.74 | 20h30 | 0 | 0.72 | 20h30 | 0.08 | 0.73 | 20h30 | 0.2 | 1.07 | 20h30 | 0.11 | 1.08 | 20h30 | 0.19 | 1.08
21h30 | 0.66 | 2.51 | 21h30 | 0.62 | 2.52 | 21h30 | 0.68 | 2.51 | 21h30 | 0.52 | 2.14 | 21h30 | 0.5 | 2.19 | 21h30 | 0.54 | 2.14 | 21h30 | 0.37 | 1.91 | 21h30 | 0.32 | 1.93 | 21h30 | 0.37 | 1.94 | 21h30 | 0.16 | 1.4 | 21h30 | 0.15 | 1.4 | 21h30 | 0.15 | 1.4 | 21h30 | 0.53 | 2.38 | 21h30 | 0.51 | 2.4 | 21h30 | 0.55 | 2.37 | 21h30 | 0.15 | 1.05 | 21h30 | 0.13 | 1.06 | 21h30 | 0.15 | 1.05 | 21h30 | 0.12 | 0.99 | 21h30 | 0.11 | 1 | 21h30 | 0.12 | 0.99 | 21h30 | 0.04 | 0.83 | 21h30 | 0.04 | 0.82 | 21h30 | 0.04 | 0.82 | 21h30 | 0 | 0.71 | 21h30 | 0 | 0.71 | 21h30 | 0 | 0.7 | 21h30 | 0.13 | 1.06 | 21h30 | 0.11 | 1.07 | 21h30 | 0.13 | 1.06
22h30 | 0.66 | 2.51 | 22h30 | 0.61 | 2.51 | 22h30 | 0.68 | 2.51 | 22h30 | 0.52 | 2.13 | 22h30 | 0.49 | 2.17 | 22h30 | 0.54 | 2.12 | 22h30 | 0.37 | 1.91 | 22h30 | 0.31 | 1.92 | 22h30 | 0.37 | 1.94 | 22h30 | 0.16 | 1.4 | 22h30 | 0.11 | 1.39 | 22h30 | 0.15 | 1.4 | 22h30 | 0.53 | 2.37 | 22h30 | 0.5 | 2.39 | 22h30 | 0.55 | 2.37 | 22h30 | 0.15 | 1.05 | 22h30 | 0.1 | 1.05 | 22h30 | 0.15 | 1.05 | 22h30 | 0.12 | 0.99 | 22h30 | 0.08 | 0.99 | 22h30 | 0.12 | 0.99 | 22h30 | 0.04 | 0.83 | 22h30 | 0 | 0.81 | 22h30 | 0.04 | 0.82 | 22h30 | 0 | 0.71 | 22h30 | 0 | 0.7 | 22h30 | 0 | 0.7 | 22h30 | 0.13 | 1.06 | 22h30 | 0.08 | 1.06 | 22h30 | 0.13 | 1.06
23h30 | 0.63 | 2.51 | 23h30 | 0.61 | 2.52 | 23h30 | 0.64 | 2.51 | 23h30 | 0.49 | 2.13 | 23h30 | 0.48 | 2.17 | 23h30 | 0.5 | 2.12 | 23h30 | 0.32 | 1.91 | 23h30 | 0.3 | 1.93 | 23h30 | 0.32 | 1.91 | 23h30 | 0.09 | 1.37 | 23h30 | 0.11 | 1.38 | 23h30 | 0.09 | 1.37 | 23h30 | 0.5 | 2.37 | 23h30 | 0.49 | 2.39 | 23h30 | 0.51 | 2.37 | 23h30 | 0.09 | 1.03 | 23h30 | 0.1 | 1.04 | 23h30 | 0.09 | 1.03 | 23h30 | 0.07 | 0.96 | 23h30 | 0.08 | 0.98 | 23h30 | 0.06 | 0.96 | 23h30 | 0 | 0.79 | 23h30 | 0 | 0.8 | 23h30 | 0 | 0.79 | 23h30 | 0 | 0.67 | 23h30 | 0 | 0.69 | 23h30 | 0 | 0.66 | 23h30 | 0.08 | 1.04 | 23h30 | 0.08 | 1.05 | 23h30 | 0.07 | 1.04
00h30 | 0.63 | 2.44 | 00h30 | 0.14 | 0.65 | 00h30 | 0.64 | 2.45 | 00h30 | 0.49 | 2.06 | 00h30 | 0.09 | 0.53 | 00h30 | 0.5 | 2.08 | 00h30 | 0.32 | 1.91 | 00h30 | 0.01 | 0.38 | 00h30 | 0.32 | 1.91 | 00h30 | 0.09 | 1.37 | 00h30 | 0 | 0.2 | 00h30 | 0.09 | 1.37 | 00h30 | 0.5 | 2.3 | 00h30 | 0.1 | 0.61 | 00h30 | 0.51 | 2.33 | 00h30 | 0.09 | 1.03 | 00h30 | 0 | 0.13 | 00h30 | 0.09 | 1.03 | 00h30 | 0.07 | 0.96 | 00h30 | 0 | 0.11 | 00h30 | 0.06 | 0.96 | 00h30 | 0 | 0.79 | 00h30 | 0 | 0.05 | 00h30 | 0 | 0.79 | 00h30 | 0 | 0.67 | 00h30 | 0 | 0.02 | 00h30 | 0 | 0.66 | 00h30 | 0.08 | 1.04 | 00h30 | 0 | 0.13 | 00h30 | 0.07 | 1.04
01h30 | 0.4 | 1.43 | 01h30 | 0.12 | 0.48 | 01h30 | 0.41 | 1.43 | 01h30 | 0.28 | 1.08 | 01h30 | 0.08 | 0.34 | 01h30 | 0.28 | 1.09 | 01h30 | 0.13 | 0.91 | 01h30 | 0 | 0.18 | 01h30 | 0.13 | 0.91 | 01h30 | 0 | 0.42 | 01h30 | 0 | 0 | 01h30 | 0 | 0.42 | 01h30 | 0.29 | 1.3 | 01h30 | 0.08 | 0.44 | 01h30 | 0.29 | 1.31 | 01h30 | 0 | 0.12 | 01h30 | 0 | 0 | 01h30 | 0 | 0.12 | 01h30 | 0 | 0.07 | 01h30 | 0 | 0 | 01h30 | 0 | 0.07 | 01h30 | 0 | 0 | 01h30 | 0 | 0 | 01h30 | 0 | 0 | 01h30 | 0 | 0 | 01h30 | 0 | 0 | 01h30 | 0 | 0 | 01h30 | 0 | 0.13 | 01h30 | 0 | 0 | 01h30 | 0 | 0.13
02h30 | 0.4 | 1.43 | 02h30 | 0.39 | 1.31 | 02h30 | 0.41 | 1.43 | 02h30 | 0.28 | 1.08 | 02h30 | 0.27 | 0.96 | 02h30 | 0.28 | 1.09 | 02h30 | 0.13 | 0.91 | 02h30 | 0.14 | 0.79 | 02h30 | 0.13 | 0.91 | 02h30 | 0 | 0.42 | 02h30 | 0 | 0.34 | 02h30 | 0 | 0.42 | 02h30 | 0.29 | 1.3 | 02h30 | 0.28 | 1.18 | 02h30 | 0.29 | 1.31 | 02h30 | 0 | 0.12 | 02h30 | 0 | 0.12 | 02h30 | 0 | 0.12 | 02h30 | 0 | 0.07 | 02h30 | 0 | 0.08 | 02h30 | 0 | 0.07 | 02h30 | 0 | 0 | 02h30 | 0 | 0 | 02h30 | 0 | 0 | 02h30 | 0 | 0 | 02h30 | 0 | 0 | 02h30 | 0 | 0 | 02h30 | 0 | 0.13 | 02h30 | 0 | 0.13 | 02h30 | 0 | 0.13
03h30 | 0.48 | 1.5 | 03h30 | 0.55 | 1.63 | 03h30 | 0.48 | 1.5 | 03h30 | 0.35 | 1.12 | 03h30 | 0.39 | 1.21 | 03h30 | 0.35 | 1.12 | 03h30 | 0.21 | 1.02 | 03h30 | 0.26 | 1.1 | 03h30 | 0.21 | 1.01 | 03h30 | 0.01 | 0.49 | 03h30 | 0.04 | 0.52 | 03h30 | 0.01 | 0.49 | 03h30 | 0.36 | 1.35 | 03h30 | 0.4 | 1.46 | 03h30 | 0.36 | 1.36 | 03h30 | 0.01 | 0.21 | 03h30 | 0.01 | 0.2 | 03h30 | 0.01 | 0.21 | 03h30 | 0 | 0.17 | 03h30 | 0 | 0.15 | 03h30 | 0 | 0.17 | 03h30 | 0 | 0.01 | 03h30 | 0 | 0 | 03h30 | 0 | 0.01 | 03h30 | 0 | 0 | 03h30 | 0 | 0 | 03h30 | 0 | 0 | 03h30 | 0 | 0.22 | 03h30 | 0.01 | 0.2 | 03h30 | 0 | 0.22
04h30 | 0.51 | 1.5 | 04h30 | 0.6 | 1.63 | 04h30 | 0.51 | 1.5 | 04h30 | 0.37 | 1.12 | 04h30 | 0.45 | 1.25 | 04h30 | 0.37 | 1.12 | 04h30 | 0.25 | 1.02 | 04h30 | 0.32 | 1.21 | 04h30 | 0.25 | 1.01 | 04h30 | 0.06 | 0.49 | 04h30 | 0.1 | 0.64 | 04h30 | 0.06 | 0.49 | 04h30 | 0.38 | 1.35 | 04h30 | 0.46 | 1.48 | 04h30 | 0.37 | 1.36 | 04h30 | 0.04 | 0.21 | 04h30 | 0.06 | 0.26 | 04h30 | 0.04 | 0.21 | 04h30 | 0.02 | 0.17 | 04h30 | 0.04 | 0.23 | 04h30 | 0.02 | 0.17 | 04h30 | 0 | 0.01 | 04h30 | 0 | 0.06 | 04h30 | 0 | 0.01 | 04h30 | 0 | 0 | 04h30 | 0 | 0 | 04h30 | 0 | 0 | 04h30 | 0.03 | 0.22 | 04h30 | 0.05 | 0.27 | 04h30 | 0.03 | 0.22
05h30 | 0.54 | 1.54 | 05h30 | 0.61 | 1.64 | 05h30 | 0.54 | 1.54 | 05h30 | 0.41 | 1.16 | 05h30 | 0.47 | 1.27 | 05h30 | 0.4 | 1.16 | 05h30 | 0.3 | 1.1 | 05h30 | 0.36 | 1.25 | 05h30 | 0.3 | 1.1 | 05h30 | 0.12 | 0.6 | 05h30 | 0.15 | 0.75 | 05h30 | 0.12 | 0.6 | 05h30 | 0.41 | 1.39 | 05h30 | 0.48 | 1.5 | 05h30 | 0.41 | 1.39 | 05h30 | 0.08 | 0.28 | 05h30 | 0.1 | 0.33 | 05h30 | 0.08 | 0.28 | 05h30 | 0.06 | 0.23 | 05h30 | 0.08 | 0.29 | 05h30 | 0.06 | 0.22 | 05h30 | 0 | 0.08 | 05h30 | 0 | 0.15 | 05h30 | 0 | 0.08 | 05h30 | 0 | 0 | 05h30 | 0 | 0.05 | 05h30 | 0 | 0 | 05h30 | 0.07 | 0.29 | 05h30 | 0.09 | 0.34 | 05h30 | 0.07 | 0.28
06h30 | 0.59 | 1.62 | 06h30 | 0.61 | 1.67 | 06h30 | 0.59 | 1.62 | 06h30 | 0.45 | 1.24 | 06h30 | 0.48 | 1.31 | 06h30 | 0.45 | 1.24 | 06h30 | 0.35 | 1.22 | 06h30 | 0.39 | 1.29 | 06h30 | 0.34 | 1.22 | 06h30 | 0.16 | 0.72 | 06h30 | 0.19 | 0.82 | 06h30 | 0.16 | 0.72 | 06h30 | 0.46 | 1.47 | 06h30 | 0.49 | 1.53 | 06h30 | 0.45 | 1.47 | 06h30 | 0.11 | 0.35 | 06h30 | 0.13 | 0.44 | 06h30 | 0.11 | 0.35 | 06h30 | 0.09 | 0.29 | 06h30 | 0.11 | 0.36 | 06h30 | 0.09 | 0.29 | 06h30 | 0.02 | 0.18 | 06h30 | 0.03 | 0.23 | 06h30 | 0.02 | 0.18 | 06h30 | 0 | 0.07 | 06h30 | 0 | 0.13 | 06h30 | 0 | 0.06 | 06h30 | 0.1 | 0.36 | 06h30 | 0.12 | 0.44 | 06h30 | 0.1 | 0.35
07h30 | 0.45 | 1.46 | 07h30 | 0.46 | 1.49 | 07h30 | 0.98 | 2.85 | 07h30 | 0.31 | 1.08 | 07h30 | 0.33 | 1.13 | 07h30 | 0.81 | 2.41 | 07h30 | 0.21 | 1.07 | 07h30 | 0.23 | 1.11 | 07h30 | 0.69 | 2.4 | 07h30 | 0.09 | 0.59 | 07h30 | 0.1 | 0.65 | 07h30 | 0.45 | 1.81 | 07h30 | 0.31 | 1.31 | 07h30 | 0.33 | 1.35 | 07h30 | 0.82 | 2.68 | 07h30 | 0.06 | 0.23 | 07h30 | 0.08 | 0.3 | 07h30 | 0.38 | 1.33 | 07h30 | 0.05 | 0.15 | 07h30 | 0.07 | 0.24 | 07h30 | 0.31 | 1.18 | 07h30 | 0.02 | 0.1 | 07h30 | 0.03 | 0.14 | 07h30 | 0.27 | 0.94 | 07h30 | 0 | 0.07 | 07h30 | 0 | 0.08 | 07h30 | 0.24 | 0.92 | 07h30 | 0.06 | 0.23 | 07h30 | 0.07 | 0.3 | 07h30 | 0.33 | 1.32
08h30 | 0.81 | 2.69 | 08h30 | 0.82 | 2.7 | 08h30 | 1.16 | 3.5 | 08h30 | 0.66 | 2.26 | 08h30 | 0.67 | 2.31 | 08h30 | 0.99 | 3.05 | 08h30 | 0.54 | 2.25 | 08h30 | 0.56 | 2.28 | 08h30 | 0.86 | 3.03 | 08h30 | 0.37 | 1.67 | 08h30 | 0.38 | 1.71 | 08h30 | 0.6 | 2.41 | 08h30 | 0.66 | 2.52 | 08h30 | 0.68 | 2.55 | 08h30 | 1 | 3.33 | 08h30 | 0.36 | 1.23 | 08h30 | 0.38 | 1.31 | 08h30 | 0.58 | 1.96 | 08h30 | 0.34 | 1.1 | 08h30 | 0.36 | 1.22 | 08h30 | 0.5 | 1.82 | 08h30 | 0.26 | 1 | 08h30 | 0.28 | 1.07 | 08h30 | 0.43 | 1.57 | 08h30 | 0.19 | 0.86 | 08h30 | 0.2 | 0.91 | 08h30 | 0.35 | 1.46 | 08h30 | 0.35 | 1.23 | 08h30 | 0.37 | 1.31 | 08h30 | 0.53 | 1.95
09h30 | 1.33 | 3.83 | 09h30 | 1.33 | 3.84 | 09h30 | 1.23 | 3.63 | 09h30 | 1.17 | 3.39 | 09h30 | 1.18 | 3.43 | 09h30 | 1.09 | 3.24 | 09h30 | 1.04 | 3.36 | 09h30 | 1.06 | 3.38 | 09h30 | 0.96 | 3.16 | 09h30 | 0.79 | 2.74 | 09h30 | 0.81 | 2.78 | 09h30 | 0.75 | 2.61 | 09h30 | 1.17 | 3.66 | 09h30 | 1.19 | 3.68 | 09h30 | 1.09 | 3.48 | 09h30 | 0.8 | 2.35 | 09h30 | 0.82 | 2.41 | 09h30 | 0.77 | 2.34 | 09h30 | 0.77 | 2.22 | 09h30 | 0.78 | 2.3 | 09h30 | 0.75 | 2.27 | 09h30 | 0.65 | 2.05 | 09h30 | 0.67 | 2.13 | 09h30 | 0.63 | 2.15 | 09h30 | 0.53 | 1.82 | 09h30 | 0.56 | 1.9 | 09h30 | 0.51 | 1.89 | 09h30 | 0.78 | 2.34 | 09h30 | 0.79 | 2.41 | 09h30 | 0.76 | 2.35
10h30 | 1.4 | 3.9 | 10h30 | 1.41 | 3.9 | 10h30 | 1.23 | 3.55 | 10h30 | 1.26 | 3.51 | 10h30 | 1.27 | 3.54 | 10h30 | 1.09 | 3.16 | 10h30 | 1.14 | 3.43 | 10h30 | 1.15 | 3.45 | 10h30 | 0.94 | 3.02 | 10h30 | 0.88 | 2.89 | 10h30 | 0.9 | 2.9 | 10h30 | 0.72 | 2.45 | 10h30 | 1.26 | 3.75 | 10h30 | 1.27 | 3.76 | 10h30 | 1.09 | 3.4 | 10h30 | 0.9 | 2.64 | 10h30 | 0.92 | 2.67 | 10h30 | 0.76 | 2.22 | 10h30 | 0.86 | 2.56 | 10h30 | 0.87 | 2.57 | 10h30 | 0.73 | 2.15 | 10h30 | 0.75 | 2.37 | 10h30 | 0.77 | 2.41 | 10h30 | 0.64 | 2.03 | 10h30 | 0.66 | 2.17 | 10h30 | 0.68 | 2.23 | 10h30 | 0.55 | 1.82 | 10h30 | 0.87 | 2.64 | 10h30 | 0.88 | 2.67 | 10h30 | 0.74 | 2.22
11h30 | 1.19 | 3.38 | 11h30 | 1.19 | 3.38 | 11h30 | 1.13 | 3.27 | 11h30 | 1.05 | 3 | 11h30 | 1.06 | 3.03 | 11h30 | 0.99 | 2.88 | 11h30 | 0.91 | 2.86 | 11h30 | 0.92 | 2.88 | 11h30 | 0.83 | 2.7 | 11h30 | 0.69 | 2.35 | 11h30 | 0.7 | 2.37 | 11h30 | 0.61 | 2.16 | 11h30 | 1.04 | 3.23 | 11h30 | 1.05 | 3.25 | 11h30 | 0.98 | 3.12 | 11h30 | 0.72 | 2.14 | 11h30 | 0.72 | 2.16 | 11h30 | 0.64 | 1.91 | 11h30 | 0.68 | 2.06 | 11h30 | 0.69 | 2.07 | 11h30 | 0.61 | 1.84 | 11h30 | 0.6 | 1.91 | 11h30 | 0.61 | 1.93 | 11h30 | 0.53 | 1.72 | 11h30 | 0.52 | 1.75 | 11h30 | 0.54 | 1.79 | 11h30 | 0.46 | 1.55 | 11h30 | 0.68 | 2.14 | 11h30 | 0.69 | 2.16 | 11h30 | 0.61 | 1.91
12h30 | 1.02 | 2.96 | 12h30 | 1.03 | 2.96 | 12h30 | 1.01 | 2.93 | 12h30 | 0.89 | 2.61 | 12h30 | 0.9 | 2.63 | 12h30 | 0.87 | 2.56 | 12h30 | 0.74 | 2.43 | 12h30 | 0.75 | 2.44 | 12h30 | 0.71 | 2.37 | 12h30 | 0.55 | 1.97 | 12h30 | 0.56 | 1.98 | 12h30 | 0.51 | 1.89 | 12h30 | 0.85 | 2.83 | 12h30 | 0.86 | 2.84 | 12h30 | 0.84 | 2.79 | 12h30 | 0.57 | 1.75 | 12h30 | 0.58 | 1.77 | 12h30 | 0.53 | 1.63 | 12h30 | 0.54 | 1.67 | 12h30 | 0.55 | 1.69 | 12h30 | 0.5 | 1.55 | 12h30 | 0.47 | 1.54 | 12h30 | 0.47 | 1.56 | 12h30 | 0.43 | 1.43 | 12h30 | 0.41 | 1.41 | 12h30 | 0.42 | 1.44 | 12h30 | 0.37 | 1.28 | 12h30 | 0.51 | 1.74 | 12h30 | 0.51 | 1.76 | 12h30 | 0.47 | 1.62
13h30 | 0.93 | 2.72 | 13h30 | 0.93 | 2.72 | 13h30 | 0.93 | 2.7 | 13h30 | 0.81 | 2.4 | 13h30 | 0.82 | 2.41 | 13h30 | 0.8 | 2.37 | 13h30 | 0.65 | 2.19 | 13h30 | 0.66 | 2.19 | 13h30 | 0.64 | 2.16 | 13h30 | 0.47 | 1.77 | 13h30 | 0.48 | 1.78 | 13h30 | 0.45 | 1.72 | 13h30 | 0.76 | 2.61 | 13h30 | 0.76 | 2.62 | 13h30 | 0.75 | 2.59 | 13h30 | 0.49 | 1.53 | 13h30 | 0.49 | 1.54 | 13h30 | 0.47 | 1.45 | 13h30 | 0.46 | 1.45 | 13h30 | 0.46 | 1.46 | 13h30 | 0.44 | 1.37 | 13h30 | 0.39 | 1.32 | 13h30 | 0.39 | 1.34 | 13h30 | 0.37 | 1.25 | 13h30 | 0.34 | 1.2 | 13h30 | 0.35 | 1.22 | 13h30 | 0.31 | 1.12 | 13h30 | 0.41 | 1.52 | 13h30 | 0.42 | 1.53 | 13h30 | 0.39 | 1.44
14h30 | 0.87 | 2.57 | 14h30 | 0.87 | 2.57 | 14h30 | 0.87 | 2.56 | 14h30 | 0.76 | 2.28 | 14h30 | 0.76 | 2.29 | 14h30 | 0.75 | 2.26 | 14h30 | 0.59 | 2.04 | 14h30 | 0.6 | 2.05 | 14h30 | 0.59 | 2.03 | 14h30 | 0.42 | 1.62 | 14h30 | 0.43 | 1.63 | 14h30 | 0.41 | 1.6 | 14h30 | 0.68 | 2.47 | 14h30 | 0.68 | 2.48 | 14h30 | 0.67 | 2.46 | 14h30 | 0.43 | 1.39 | 14h30 | 0.43 | 1.4 | 14h30 | 0.41 | 1.34 | 14h30 | 0.4 | 1.31 | 14h30 | 0.41 | 1.32 | 14h30 | 0.39 | 1.26 | 14h30 | 0.33 | 1.18 | 14h30 | 0.34 | 1.19 | 14h30 | 0.32 | 1.13 | 14h30 | 0.29 | 1.06 | 14h30 | 0.29 | 1.08 | 14h30 | 0.27 | 1.01 | 14h30 | 0.33 | 1.38 | 14h30 | 0.33 | 1.39 | 14h30 | 0.31 | 1.32
15h30 | 0.83 | 2.48 | 15h30 | 0.83 | 2.48 | 15h30 | 0.83 | 2.48 | 15h30 | 0.72 | 2.23 | 15h30 | 0.73 | 2.24 | 15h30 | 0.72 | 2.21 | 15h30 | 0.56 | 1.96 | 15h30 | 0.56 | 1.96 | 15h30 | 0.55 | 1.95 | 15h30 | 0.38 | 1.53 | 15h30 | 0.39 | 1.54 | 15h30 | 0.38 | 1.51 | 15h30 | 0.62 | 2.4 | 15h30 | 0.62 | 2.41 | 15h30 | 0.61 | 2.39 | 15h30 | 0.39 | 1.31 | 15h30 | 0.39 | 1.31 | 15h30 | 0.38 | 1.27 | 15h30 | 0.36 | 1.23 | 15h30 | 0.37 | 1.24 | 15h30 | 0.35 | 1.19 | 15h30 | 0.29 | 1.09 | 15h30 | 0.3 | 1.1 | 15h30 | 0.28 | 1.05 | 15h30 | 0.25 | 0.98 | 15h30 | 0.26 | 1 | 15h30 | 0.24 | 0.94 | 15h30 | 0.26 | 1.29 | 15h30 | 0.27 | 1.3 | 15h30 | 0.25 | 1.25
16h30 | 0.84 | 2.55 | 16h30 | 0.84 | 2.55 | 16h30 | 0.84 | 2.54 | 16h30 | 0.74 | 2.33 | 16h30 | 0.74 | 2.34 | 16h30 | 0.73 | 2.32 | 16h30 | 0.57 | 2.02 | 16h30 | 0.57 | 2.02 | 16h30 | 0.57 | 2.01 | 16h30 | 0.39 | 1.56 | 16h30 | 0.39 | 1.57 | 16h30 | 0.38 | 1.55 | 16h30 | 0.67 | 2.47 | 16h30 | 0.68 | 2.48 | 16h30 | 0.67 | 2.46 | 16h30 | 0.39 | 1.34 | 16h30 | 0.39 | 1.34 | 16h30 | 0.38 | 1.31 | 16h30 | 0.36 | 1.27 | 16h30 | 0.37 | 1.28 | 16h30 | 0.35 | 1.24 | 16h30 | 0.29 | 1.11 | 16h30 | 0.29 | 1.12 | 16h30 | 0.28 | 1.09 | 16h30 | 0.25 | 1 | 16h30 | 0.25 | 1.02 | 16h30 | 0.24 | 0.97 | 16h30 | 0.29 | 1.32 | 16h30 | 0.29 | 1.33 | 16h30 | 0.28 | 1.3
17h30 | 0.89 | 2.72 | 17h30 | 0.89 | 2.72 | 17h30 | 0.89 | 2.71 | 17h30 | 0.8 | 2.52 | 17h30 | 0.8 | 2.53 | 17h30 | 0.79 | 2.51 | 17h30 | 0.62 | 2.17 | 17h30 | 0.62 | 2.17 | 17h30 | 0.61 | 2.16 | 17h30 | 0.42 | 1.65 | 17h30 | 0.42 | 1.66 | 17h30 | 0.41 | 1.64 | 17h30 | 0.77 | 2.64 | 17h30 | 0.78 | 2.64 | 17h30 | 0.77 | 2.63 | 17h30 | 0.41 | 1.43 | 17h30 | 0.42 | 1.44 | 17h30 | 0.41 | 1.41 | 17h30 | 0.39 | 1.37 | 17h30 | 0.39 | 1.38 | 17h30 | 0.38 | 1.35 | 17h30 | 0.31 | 1.2 | 17h30 | 0.32 | 1.21 | 17h30 | 0.31 | 1.18 | 17h30 | 0.27 | 1.08 | 17h30 | 0.27 | 1.1 | 17h30 | 0.26 | 1.06 | 17h30 | 0.35 | 1.43 | 17h30 | 0.36 | 1.43 | 17h30 | 0.35 | 1.41
18h30 | 1.02 | 3.05 | 18h30 | 1.02 | 3.05 | 18h30 | 1.02 | 3.04 | 18h30 | 0.92 | 2.86 | 18h30 | 0.93 | 2.87 | 18h30 | 0.92 | 2.85 | 18h30 | 0.74 | 2.47 | 18h30 | 0.74 | 2.47 | 18h30 | 0.73 | 2.46 | 18h30 | 0.5 | 1.87 | 18h30 | 0.5 | 1.87 | 18h30 | 0.5 | 1.86 | 18h30 | 0.92 | 2.96 | 18h30 | 0.92 | 2.96 | 18h30 | 0.92 | 2.95 | 18h30 | 0.49 | 1.63 | 18h30 | 0.5 | 1.63 | 18h30 | 0.49 | 1.61 | 18h30 | 0.47 | 1.57 | 18h30 | 0.48 | 1.58 | 18h30 | 0.47 | 1.56 | 18h30 | 0.39 | 1.38 | 18h30 | 0.39 | 1.39 | 18h30 | 0.38 | 1.37 | 18h30 | 0.34 | 1.26 | 18h30 | 0.34 | 1.27 | 18h30 | 0.33 | 1.24 | 18h30 | 0.45 | 1.63 | 18h30 | 0.46 | 1.64 | 18h30 | 0.45 | 1.62
19h30 | 0.97 | 3.15 | 19h30 | 0.97 | 3.15 | 19h30 | 0.97 | 3.15 | 19h30 | 0.86 | 2.94 | 19h30 | 0.87 | 2.95 | 19h30 | 0.86 | 2.93 | 19h30 | 0.67 | 2.55 | 19h30 | 0.67 | 2.56 | 19h30 | 0.67 | 2.55 | 19h30 | 0.4 | 1.84 | 19h30 | 0.4 | 1.84 | 19h30 | 0.39 | 1.83 | 19h30 | 0.86 | 3.04 | 19h30 | 0.87 | 3.05 | 19h30 | 0.86 | 3.04 | 19h30 | 0.38 | 1.56 | 19h30 | 0.38 | 1.57 | 19h30 | 0.38 | 1.55 | 19h30 | 0.36 | 1.52 | 19h30 | 0.37 | 1.53 | 19h30 | 0.36 | 1.5 | 19h30 | 0.27 | 1.31 | 19h30 | 0.27 | 1.31 | 19h30 | 0.27 | 1.3 | 19h30 | 0.22 | 1.18 | 19h30 | 0.22 | 1.19 | 19h30 | 0.21 | 1.16 | 19h30 | 0.36 | 1.58 | 19h30 | 0.36 | 1.59 | 19h30 | 0.35 | 1.57
20h30 | 0.86 | 3.18 | 20h30 | 0.86 | 3.18 | 20h30 | 0.86 | 3.18 | 20h30 | 0.74 | 2.91 | 20h30 | 0.75 | 2.92 | 20h30 | 0.74 | 2.9 | 20h30 | 0.55 | 2.57 | 20h30 | 0.55 | 2.57 | 20h30 | 0.55 | 2.56 | 20h30 | 0.25 | 1.75 | 20h30 | 0.25 | 1.76 | 20h30 | 0.24 | 1.75 | 20h30 | 0.74 | 3.04 | 20h30 | 0.75 | 3.04 | 20h30 | 0.74 | 3.04 | 20h30 | 0.22 | 1.42 | 20h30 | 0.22 | 1.42 | 20h30 | 0.22 | 1.41 | 20h30 | 0.21 | 1.38 | 20h30 | 0.21 | 1.39 | 20h30 | 0.2 | 1.37 | 20h30 | 0.11 | 1.16 | 20h30 | 0.11 | 1.17 | 20h30 | 0.15 | 1.15 | 20h30 | 0.06 | 1.02 | 20h30 | 0.06 | 1.03 | 20h30 | 0.12 | 1.01 | 20h30 | 0.21 | 1.45 | 20h30 | 0.21 | 1.45 | 20h30 | 0.2 | 1.44
21h30 | 0.91 | 3.4 | 21h30 | 0.91 | 3.4 | 21h30 | 0.91 | 3.4 | 21h30 | 0.78 | 3.06 | 21h30 | 0.79 | 3.07 | 21h30 | 0.78 | 3.05 | 21h30 | 0.59 | 2.78 | 21h30 | 0.59 | 2.78 | 21h30 | 0.59 | 2.77 | 21h30 | 0.27 | 1.89 | 21h30 | 0.27 | 1.9 | 21h30 | 0.26 | 1.89 | 21h30 | 0.78 | 3.23 | 21h30 | 0.79 | 3.24 | 21h30 | 0.78 | 3.23 | 21h30 | 0.24 | 1.5 | 21h30 | 0.24 | 1.5 | 21h30 | 0.23 | 1.5 | 21h30 | 0.22 | 1.47 | 21h30 | 0.22 | 1.47 | 21h30 | 0.22 | 1.46 | 21h30 | 0.12 | 1.24 | 21h30 | 0.13 | 1.24 | 21h30 | 0.15 | 1.23 | 21h30 | 0.07 | 1.09 | 21h30 | 0.07 | 1.1 | 21h30 | 0.1 | 1.08 | 21h30 | 0.23 | 1.53 | 21h30 | 0.23 | 1.54 | 21h30 | 0.23 | 1.52
22h30 | 0.94 | 3.51 | 22h30 | 0.94 | 3.51 | 22h30 | 0.94 | 3.51 | 22h30 | 0.8 | 3.12 | 22h30 | 0.8 | 3.12 | 22h30 | 0.8 | 3.11 | 22h30 | 0.61 | 2.88 | 22h30 | 0.61 | 2.88 | 22h30 | 0.61 | 2.88 | 22h30 | 0.27 | 1.98 | 22h30 | 0.27 | 1.98 | 22h30 | 0.27 | 1.98 | 22h30 | 0.8 | 3.33 | 22h30 | 0.8 | 3.33 | 22h30 | 0.8 | 3.32 | 22h30 | 0.24 | 1.54 | 22h30 | 0.24 | 1.54 | 22h30 | 0.24 | 1.53 | 22h30 | 0.23 | 1.5 | 22h30 | 0.23 | 1.51 | 22h30 | 0.22 | 1.5 | 22h30 | 0.13 | 1.27 | 22h30 | 0.13 | 1.28 | 22h30 | 0.15 | 1.27 | 22h30 | 0.07 | 1.12 | 22h30 | 0.07 | 1.13 | 22h30 | 0.1 | 1.11 | 22h30 | 0.23 | 1.57 | 22h30 | 0.24 | 1.57 | 22h30 | 0.23 | 1.56
23h30 | 0.97 | 3.59 | 23h30 | 0.97 | 3.59 | 23h30 | 0.97 | 3.59 | 23h30 | 0.82 | 3.15 | 23h30 | 0.82 | 3.16 | 23h30 | 0.81 | 3.15 | 23h30 | 0.63 | 2.96 | 23h30 | 0.63 | 2.96 | 23h30 | 0.62 | 2.96 | 23h30 | 0.28 | 2.06 | 23h30 | 0.28 | 2.06 | 23h30 | 0.28 | 2.06 | 23h30 | 0.82 | 3.4 | 23h30 | 0.82 | 3.4 | 23h30 | 0.81 | 3.39 | 23h30 | 0.25 | 1.57 | 23h30 | 0.25 | 1.57 | 23h30 | 0.25 | 1.57 | 23h30 | 0.23 | 1.53 | 23h30 | 0.24 | 1.54 | 23h30 | 0.23 | 1.53 | 23h30 | 0.13 | 1.31 | 23h30 | 0.13 | 1.31 | 23h30 | 0.14 | 1.3 | 23h30 | 0.07 | 1.15 | 23h30 | 0.07 | 1.16 | 23h30 | 0.08 | 1.14 | 23h30 | 0.24 | 1.6 | 23h30 | 0.25 | 1.61 | 23h30 | 0.24 | 1.6
1945-1983 spring base | [44 empty] | 1945-1983 Best_case_spring_data
detached | [8 empty] | terace | [8 empty] | ftg | [8 empty] | mf | [8 empty] | s-detached | [8 empty] | detached | [8 empty] | terrace | [8 empty] | ftg | [8 empty] | mf | [8 empty] | s-detached
00h30 | 0.47 | 1.82 | 00h30 | 0.38 | 1.63 | 00h30 | 0.55 | 2.09 | 00h30 | 0.44 | 1.79 | 00h30 | 0.31 | 1.55 | 00h30 | 0.53 | 2.09 | 00h30 | 0.31 | 1.49 | 00h30 | 0.14 | 1.13 | 00h30 | 0.36 | 1.66 | 00h30 | 0.09 | 0.94 | 00h30 | 0 | 0.41 | 00h30 | 0.08 | 0.99 | 00h30 | 0.34 | 1.75 | 00h30 | 0.28 | 1.48 | 00h30 | 0.36 | 2.03 | 00h30 | 0.07 | 0.83 | 00h30 | 0 | 0.33 | 00h30 | 0.06 | 0.87 | 00h30 | 0.08 | 0.85 | 00h30 | 0 | 0.37 | 00h30 | 0.07 | 0.9 | 00h30 | 0 | 0.67 | 00h30 | 0 | 0.27 | 00h30 | 0 | 0.72 | 00h30 | 0 | 0.57 | 00h30 | 0 | 0.22 | 00h30 | 0 | 0.6 | 00h30 | 0.04 | 0.82 | 00h30 | 0.03 | 0.36 | 00h30 | 0.02 | 0.86
01h30 | 0.35 | 1.18 | 01h30 | 0.29 | 1.07 | 01h30 | 0.4 | 1.33 | 01h30 | 0.3 | 1.07 | 01h30 | 0.22 | 0.94 | 01h30 | 0.34 | 1.21 | 01h30 | 0.17 | 0.84 | 01h30 | 0.06 | 0.64 | 01h30 | 0.21 | 0.92 | 01h30 | 0 | 0.32 | 01h30 | 0 | 0.02 | 01h30 | 0 | 0.32 | 01h30 | 0.24 | 1.08 | 01h30 | 0.2 | 0.93 | 01h30 | 0.25 | 1.22 | 01h30 | 0 | 0.12 | 01h30 | 0 | 0 | 01h30 | 0 | 0.11 | 01h30 | 0 | 0.15 | 01h30 | 0 | 0 | 01h30 | 0 | 0.14 | 01h30 | 0 | 0.02 | 01h30 | 0 | 0 | 01h30 | 0 | 0.01 | 01h30 | 0 | 0 | 01h30 | 0 | 0 | 01h30 | 0 | 0 | 01h30 | 0 | 0.15 | 01h30 | 0 | 0 | 01h30 | 0 | 0.13
02h30 | 0.41 | 1.3 | 02h30 | 0.44 | 1.34 | 02h30 | 0.4 | 1.33 | 02h30 | 0.3 | 1.07 | 02h30 | 0.35 | 1.15 | 02h30 | 0.34 | 1.21 | 02h30 | 0.18 | 0.84 | 02h30 | 0.21 | 0.92 | 02h30 | 0.21 | 0.92 | 02h30 | 0 | 0.32 | 02h30 | 0 | 0.23 | 02h30 | 0 | 0.32 | 02h30 | 0.3 | 1.12 | 02h30 | 0.33 | 1.18 | 02h30 | 0.29 | 1.22 | 02h30 | 0 | 0.12 | 02h30 | 0 | 0.08 | 02h30 | 0 | 0.11 | 02h30 | 0 | 0.15 | 02h30 | 0 | 0.11 | 02h30 | 0 | 0.14 | 02h30 | 0 | 0.02 | 02h30 | 0 | 0 | 02h30 | 0 | 0.01 | 02h30 | 0 | 0 | 02h30 | 0 | 0 | 02h30 | 0 | 0 | 02h30 | 0 | 0.15 | 02h30 | 0 | 0.08 | 02h30 | 0 | 0.13
03h30 | 0.53 | 1.54 | 03h30 | 0.56 | 1.59 | 03h30 | 0.51 | 1.52 | 03h30 | 0.39 | 1.23 | 03h30 | 0.45 | 1.33 | 03h30 | 0.41 | 1.26 | 03h30 | 0.27 | 1.07 | 03h30 | 0.33 | 1.18 | 03h30 | 0.27 | 1.1 | 03h30 | 0.03 | 0.39 | 03h30 | 0.04 | 0.44 | 03h30 | 0.02 | 0.38 | 03h30 | 0.4 | 1.33 | 03h30 | 0.43 | 1.41 | 03h30 | 0.38 | 1.35 | 03h30 | 0 | 0.15 | 03h30 | 0.01 | 0.17 | 03h30 | 0 | 0.16 | 03h30 | 0 | 0.18 | 03h30 | 0.01 | 0.2 | 03h30 | 0 | 0.18 | 03h30 | 0 | 0 | 03h30 | 0 | 0 | 03h30 | 0 | 0 | 03h30 | 0 | 0 | 03h30 | 0 | 0 | 03h30 | 0 | 0 | 03h30 | 0 | 0.16 | 03h30 | 0.01 | 0.18 | 03h30 | 0 | 0.17
04h30 | 0.61 | 1.67 | 04h30 | 0.62 | 1.7 | 04h30 | 0.6 | 1.64 | 04h30 | 0.48 | 1.35 | 04h30 | 0.5 | 1.41 | 04h30 | 0.44 | 1.28 | 04h30 | 0.35 | 1.26 | 04h30 | 0.39 | 1.33 | 04h30 | 0.33 | 1.22 | 04h30 | 0.08 | 0.48 | 04h30 | 0.11 | 0.59 | 04h30 | 0.07 | 0.46 | 04h30 | 0.47 | 1.48 | 04h30 | 0.49 | 1.52 | 04h30 | 0.46 | 1.44 | 04h30 | 0.04 | 0.2 | 04h30 | 0.06 | 0.25 | 04h30 | 0.03 | 0.19 | 04h30 | 0.04 | 0.22 | 04h30 | 0.06 | 0.27 | 04h30 | 0.03 | 0.2 | 04h30 | 0 | 0 | 04h30 | 0 | 0.06 | 04h30 | 0 | 0 | 04h30 | 0 | 0 | 04h30 | 0 | 0 | 04h30 | 0 | 0 | 04h30 | 0.03 | 0.21 | 04h30 | 0.05 | 0.27 | 04h30 | 0.03 | 0.21
05h30 | 0.64 | 1.74 | 05h30 | 0.65 | 1.75 | 05h30 | 0.64 | 1.72 | 05h30 | 0.51 | 1.41 | 05h30 | 0.53 | 1.45 | 05h30 | 0.48 | 1.33 | 05h30 | 0.41 | 1.37 | 05h30 | 0.43 | 1.4 | 05h30 | 0.38 | 1.33 | 05h30 | 0.13 | 0.61 | 05h30 | 0.16 | 0.71 | 05h30 | 0.12 | 0.59 | 05h30 | 0.5 | 1.56 | 05h30 | 0.51 | 1.58 | 05h30 | 0.49 | 1.51 | 05h30 | 0.08 | 0.26 | 05h30 | 0.1 | 0.33 | 05h30 | 0.08 | 0.26 | 05h30 | 0.08 | 0.27 | 05h30 | 0.1 | 0.34 | 05h30 | 0.07 | 0.26 | 05h30 | 0 | 0.08 | 05h30 | 0.01 | 0.17 | 05h30 | 0 | 0.07 | 05h30 | 0 | 0 | 05h30 | 0 | 0.03 | 05h30 | 0 | 0 | 05h30 | 0.08 | 0.28 | 05h30 | 0.09 | 0.34 | 05h30 | 0.07 | 0.27
06h30 | 0.65 | 1.77 | 06h30 | 0.66 | 1.78 | 06h30 | 0.65 | 1.76 | 06h30 | 0.52 | 1.43 | 06h30 | 0.53 | 1.47 | 06h30 | 0.5 | 1.39 | 06h30 | 0.43 | 1.42 | 06h30 | 0.44 | 1.44 | 06h30 | 0.41 | 1.39 | 06h30 | 0.17 | 0.73 | 06h30 | 0.19 | 0.8 | 06h30 | 0.16 | 0.71 | 06h30 | 0.51 | 1.59 | 06h30 | 0.52 | 1.61 | 06h30 | 0.5 | 1.57 | 06h30 | 0.11 | 0.33 | 06h30 | 0.13 | 0.41 | 06h30 | 0.11 | 0.33 | 06h30 | 0.11 | 0.33 | 06h30 | 0.12 | 0.42 | 06h30 | 0.1 | 0.32 | 06h30 | 0.03 | 0.19 | 06h30 | 0.05 | 0.24 | 06h30 | 0.02 | 0.17 | 06h30 | 0 | 0.04 | 06h30 | 0 | 0.1 | 06h30 | 0 | 0.02 | 06h30 | 0.11 | 0.35 | 06h30 | 0.12 | 0.42 | 06h30 | 0.1 | 0.34
07h30 | 0.98 | 2.85 | 07h30 | 0.99 | 2.85 | 07h30 | 0.98 | 2.84 | 07h30 | 0.83 | 2.46 | 07h30 | 0.84 | 2.49 | 07h30 | 0.82 | 2.43 | 07h30 | 0.73 | 2.46 | 07h30 | 0.74 | 2.48 | 07h30 | 0.72 | 2.44 | 07h30 | 0.43 | 1.72 | 07h30 | 0.45 | 1.77 | 07h30 | 0.43 | 1.69 | 07h30 | 0.82 | 2.65 | 07h30 | 0.83 | 2.67 | 07h30 | 0.81 | 2.64 | 07h30 | 0.34 | 1.2 | 07h30 | 0.39 | 1.32 | 07h30 | 0.33 | 1.17 | 07h30 | 0.31 | 1.18 | 07h30 | 0.37 | 1.3 | 07h30 | 0.3 | 1.14 | 07h30 | 0.25 | 0.83 | 07h30 | 0.24 | 0.93 | 07h30 | 0.26 | 0.86 | 07h30 | 0.22 | 0.88 | 07h30 | 0.24 | 0.88 | 07h30 | 0.21 | 0.87 | 07h30 | 0.3 | 1.21 | 07h30 | 0.34 | 1.32 | 07h30 | 0.3 | 1.18
08h30 | 1.04 | 3.14 | 08h30 | 1.04 | 3.14 | 08h30 | 1.04 | 3.13 | 08h30 | 0.89 | 2.75 | 08h30 | 0.91 | 2.79 | 08h30 | 0.88 | 2.73 | 08h30 | 0.79 | 2.75 | 08h30 | 0.8 | 2.77 | 08h30 | 0.78 | 2.74 | 08h30 | 0.52 | 2.1 | 08h30 | 0.54 | 2.14 | 08h30 | 0.51 | 2.08 | 08h30 | 0.81 | 2.96 | 08h30 | 0.82 | 2.97 | 08h30 | 0.81 | 2.95 | 08h30 | 0.46 | 1.65 | 08h30 | 0.5 | 1.74 | 08h30 | 0.45 | 1.62 | 08h30 | 0.43 | 1.6 | 08h30 | 0.48 | 1.71 | 08h30 | 0.42 | 1.57 | 08h30 | 0.35 | 1.29 | 08h30 | 0.35 | 1.37 | 08h30 | 0.35 | 1.3 | 08h30 | 0.26 | 1.22 | 08h30 | 0.29 | 1.24 | 08h30 | 0.25 | 1.2 | 08h30 | 0.36 | 1.65 | 08h30 | 0.38 | 1.73 | 08h30 | 0.35 | 1.62
09h30 | 0.21 | 0.57 | 09h30 | 0.39 | 1.23 | 09h30 | 0.92 | 2.77 | 09h30 | 0.16 | 0.44 | 09h30 | 0.35 | 1.15 | 09h30 | 0.82 | 2.47 | 09h30 | 0.16 | 0.54 | 09h30 | 0.28 | 1.02 | 09h30 | 0.72 | 2.43 | 09h30 | 0.17 | 0.6 | 09h30 | 0.19 | 0.81 | 09h30 | 0.56 | 2.04 | 09h30 | 0.14 | 0.53 | 09h30 | 0.26 | 1.17 | 09h30 | 0.6 | 2.65 | 09h30 | 0.19 | 0.56 | 09h30 | 0.19 | 0.68 | 09h30 | 0.58 | 1.81 | 09h30 | 0.19 | 0.53 | 09h30 | 0.18 | 0.67 | 09h30 | 0.57 | 1.77 | 09h30 | 0.12 | 0.56 | 09h30 | 0.14 | 0.59 | 09h30 | 0.46 | 1.65 | 09h30 | 0.04 | 0.37 | 09h30 | 0.06 | 0.43 | 09h30 | 0.32 | 1.32 | 09h30 | 0.12 | 0.56 | 09h30 | 0.12 | 0.67 | 09h30 | 0.35 | 1.8
10h30 | 0 | 0 | 10h30 | 0 | 0 | 10h30 | 0.76 | 2.31 | 10h30 | 0 | 0 | 10h30 | 0 | 0 | 10h30 | 0.69 | 2.09 | 10h30 | 0 | 0 | 10h30 | 0 | 0 | 10h30 | 0.57 | 1.94 | 10h30 | 0 | 0 | 10h30 | 0 | 0 | 10h30 | 0.45 | 1.61 | 10h30 | 0 | 0 | 10h30 | 0 | 0 | 10h30 | 0.47 | 2.19 | 10h30 | 0 | 0 | 10h30 | 0 | 0 | 10h30 | 0.48 | 1.46 | 10h30 | 0 | 0 | 10h30 | 0 | 0 | 10h30 | 0.46 | 1.41 | 10h30 | 0 | 0 | 10h30 | 0 | 0 | 10h30 | 0.39 | 1.31 | 10h30 | 0 | 0 | 10h30 | 0 | 0 | 10h30 | 0.3 | 1.08 | 10h30 | 0 | 0 | 10h30 | 0 | 0 | 10h30 | 0.24 | 1.43
11h30 | 0 | 0 | 11h30 | 0 | 0 | 11h30 | 0.45 | 1.57 | 11h30 | 0 | 0 | 11h30 | 0 | 0 | 11h30 | 0.46 | 1.45 | 11h30 | 0 | 0 | 11h30 | 0 | 0 | 11h30 | 0.34 | 1.27 | 11h30 | 0 | 0 | 11h30 | 0 | 0 | 11h30 | 0.27 | 1.13 | 11h30 | 0 | 0 | 11h30 | 0 | 0 | 11h30 | 0 | 1.54 | 11h30 | 0 | 0 | 11h30 | 0 | 0 | 11h30 | 0.29 | 1.01 | 11h30 | 0 | 0 | 11h30 | 0 | 0 | 11h30 | 0.27 | 0.95 | 11h30 | 0 | 0 | 11h30 | 0 | 0 | 11h30 | 0.22 | 0.87 | 11h30 | 0 | 0 | 11h30 | 0 | 0 | 11h30 | 0.16 | 0.71 | 11h30 | 0 | 0 | 11h30 | 0 | 0 | 11h30 | 0 | 0.95
12h30 | 0 | 0 | 12h30 | 0 | 0 | 12h30 | 0.45 | 1.57 | 12h30 | 0 | 0 | 12h30 | 0 | 0 | 12h30 | 0.46 | 1.45 | 12h30 | 0 | 0 | 12h30 | 0 | 0 | 12h30 | 0.34 | 1.27 | 12h30 | 0 | 0 | 12h30 | 0 | 0 | 12h30 | 0.21 | 0.97 | 12h30 | 0 | 0 | 12h30 | 0 | 0 | 12h30 | 0 | 1.54 | 12h30 | 0 | 0 | 12h30 | 0 | 0 | 12h30 | 0.21 | 0.81 | 12h30 | 0 | 0 | 12h30 | 0 | 0 | 12h30 | 0.2 | 0.79 | 12h30 | 0 | 0 | 12h30 | 0 | 0 | 12h30 | 0.18 | 0.66 | 12h30 | 0 | 0 | 12h30 | 0 | 0 | 12h30 | 0.15 | 0.59 | 12h30 | 0 | 0 | 12h30 | 0 | 0 | 12h30 | 0 | 0.78
13h30 | 0.24 | 0.75 | 13h30 | 0 | 0 | 13h30 | 0.24 | 1 | 13h30 | 0.27 | 0.77 | 13h30 | 0 | 0 | 13h30 | 0.29 | 1 | 13h30 | 0.17 | 0.57 | 13h30 | 0 | 0 | 13h30 | 0.16 | 0.72 | 13h30 | 0.15 | 0.64 | 13h30 | 0 | 0 | 13h30 | 0.11 | 0.64 | 13h30 | 0 | 0.78 | 13h30 | 0 | 0 | 13h30 | 0 | 1.01 | 13h30 | 0.15 | 0.55 | 13h30 | 0 | 0 | 13h30 | 0.12 | 0.55 | 13h30 | 0.14 | 0.5 | 13h30 | 0 | 0 | 13h30 | 0.11 | 0.51 | 13h30 | 0.11 | 0.5 | 13h30 | 0 | 0 | 13h30 | 0.08 | 0.41 | 13h30 | 0.07 | 0.36 | 13h30 | 0 | 0 | 13h30 | 0.04 | 0.34 | 13h30 | 0 | 0.49 | 13h30 | 0 | 0 | 13h30 | 0 | 0.47
14h30 | 0.35 | 1.09 | 14h30 | 0 | 0 | 14h30 | 0.24 | 1 | 14h30 | 0.41 | 1.21 | 14h30 | 0 | 0 | 14h30 | 0.29 | 1 | 14h30 | 0.26 | 0.86 | 14h30 | 0 | 0 | 14h30 | 0.16 | 0.72 | 14h30 | 0.23 | 0.94 | 14h30 | 0 | 0 | 14h30 | 0.11 | 0.64 | 14h30 | 0 | 1.12 | 14h30 | 0 | 0 | 14h30 | 0 | 1.01 | 14h30 | 0.25 | 0.89 | 14h30 | 0 | 0 | 14h30 | 0.12 | 0.55 | 14h30 | 0.23 | 0.81 | 14h30 | 0 | 0 | 14h30 | 0.11 | 0.51 | 14h30 | 0.17 | 0.75 | 14h30 | 0 | 0 | 14h30 | 0.08 | 0.41 | 14h30 | 0.1 | 0.55 | 14h30 | 0 | 0 | 14h30 | 0.04 | 0.34 | 14h30 | 0 | 0.74 | 14h30 | 0 | 0 | 14h30 | 0 | 0.47
15h30 | 0.38 | 1.28 | 15h30 | 0 | 0 | 15h30 | 0.26 | 1.01 | 15h30 | 0.46 | 1.54 | 15h30 | 0 | 0 | 15h30 | 0.32 | 1.18 | 15h30 | 0.3 | 1.06 | 15h30 | 0 | 0 | 15h30 | 0.17 | 0.7 | 15h30 | 0.25 | 0.97 | 15h30 | 0 | 0 | 15h30 | 0.13 | 0.6 | 15h30 | 0.04 | 1.29 | 15h30 | 0 | 0 | 15h30 | 0.01 | 1.07 | 15h30 | 0.27 | 1.05 | 15h30 | 0 | 0 | 15h30 | 0.12 | 0.61 | 15h30 | 0.25 | 0.99 | 15h30 | 0 | 0 | 15h30 | 0.12 | 0.57 | 15h30 | 0.18 | 0.82 | 15h30 | 0 | 0 | 15h30 | 0.08 | 0.46 | 15h30 | 0.12 | 0.67 | 15h30 | 0 | 0 | 15h30 | 0.05 | 0.37 | 15h30 | 0 | 0.84 | 15h30 | 0 | 0 | 15h30 | 0 | 0.49
16h30 | 0.42 | 1.29 | 16h30 | 0 | 0 | 16h30 | 0.32 | 1.08 | 16h30 | 0.48 | 1.64 | 16h30 | 0 | 0 | 16h30 | 0.37 | 1.4 | 16h30 | 0.32 | 1.03 | 16h30 | 0 | 0 | 16h30 | 0.2 | 0.76 | 16h30 | 0.23 | 0.83 | 16h30 | 0 | 0 | 16h30 | 0.14 | 0.6 | 16h30 | 0.14 | 1.32 | 16h30 | 0 | 0 | 16h30 | 0.11 | 1.14 | 16h30 | 0.25 | 0.99 | 16h30 | 0 | 0 | 16h30 | 0.14 | 0.67 | 16h30 | 0.24 | 0.97 | 16h30 | 0 | 0 | 16h30 | 0.14 | 0.65 | 16h30 | 0.17 | 0.8 | 16h30 | 0 | 0 | 16h30 | 0.08 | 0.52 | 16h30 | 0.13 | 0.67 | 16h30 | 0 | 0 | 16h30 | 0.05 | 0.43 | 16h30 | 0 | 0.82 | 16h30 | 0 | 0 | 16h30 | 0 | 0.54
17h30 | 0.47 | 1.32 | 17h30 | 0 | 0 | 17h30 | 0.4 | 1.17 | 17h30 | 0.52 | 1.76 | 17h30 | 0 | 0 | 17h30 | 0.44 | 1.58 | 17h30 | 0.35 | 1 | 17h30 | 0 | 0 | 17h30 | 0.26 | 0.81 | 17h30 | 0.23 | 0.7 | 17h30 | 0 | 0 | 17h30 | 0.16 | 0.55 | 17h30 | 0.3 | 1.35 | 17h30 | 0 | 0 | 17h30 | 0.26 | 1.23 | 17h30 | 0.23 | 0.95 | 17h30 | 0 | 0 | 17h30 | 0.15 | 0.7 | 17h30 | 0.23 | 0.94 | 17h30 | 0 | 0 | 17h30 | 0.15 | 0.7 | 17h30 | 0.17 | 0.77 | 17h30 | 0 | 0 | 17h30 | 0.1 | 0.54 | 17h30 | 0.13 | 0.65 | 17h30 | 0 | 0 | 17h30 | 0.06 | 0.46 | 17h30 | 0 | 0.8 | 17h30 | 0 | 0 | 17h30 | 0 | 0.58
18h30 | 0.57 | 1.52 | 18h30 | 0.43 | 1.13 | 18h30 | 0.54 | 1.45 | 18h30 | 0.62 | 2.04 | 18h30 | 0.45 | 1.37 | 18h30 | 0.57 | 1.93 | 18h30 | 0.43 | 1.15 | 18h30 | 0.4 | 1.05 | 18h30 | 0.37 | 1.04 | 18h30 | 0.27 | 0.73 | 18h30 | 0.29 | 0.76 | 18h30 | 0.21 | 0.63 | 18h30 | 0.52 | 1.56 | 18h30 | 0.33 | 1.15 | 18h30 | 0.46 | 1.48 | 18h30 | 0.27 | 1.04 | 18h30 | 0.27 | 0.94 | 18h30 | 0.21 | 0.87 | 18h30 | 0.27 | 1.06 | 18h30 | 0.27 | 0.95 | 18h30 | 0.21 | 0.88 | 18h30 | 0.2 | 0.86 | 18h30 | 0.22 | 0.83 | 18h30 | 0.14 | 0.68 | 18h30 | 0.16 | 0.74 | 18h30 | 0.18 | 0.74 | 18h30 | 0.11 | 0.58 | 18h30 | 0.03 | 0.92 | 18h30 | 0.06 | 0.82 | 18h30 | 0 | 0.76
19h30 | 0.5 | 1.57 | 19h30 | 0.65 | 1.85 | 19h30 | 0.49 | 1.53 | 19h30 | 0.54 | 2.09 | 19h30 | 0.72 | 2.42 | 19h30 | 0.51 | 2.01 | 19h30 | 0.34 | 1.15 | 19h30 | 0.53 | 1.57 | 19h30 | 0.3 | 1.09 | 19h30 | 0.13 | 0.58 | 19h30 | 0.31 | 0.98 | 19h30 | 0.09 | 0.5 | 19h30 | 0.49 | 1.58 | 19h30 | 0.54 | 1.85 | 19h30 | 0.45 | 1.53 | 19h30 | 0.13 | 0.92 | 19h30 | 0.29 | 1.36 | 19h30 | 0.08 | 0.79 | 19h30 | 0.14 | 0.97 | 19h30 | 0.3 | 1.39 | 19h30 | 0.09 | 0.84 | 19h30 | 0.09 | 0.73 | 19h30 | 0.22 | 1.13 | 19h30 | 0.05 | 0.59 | 19h30 | 0.07 | 0.61 | 19h30 | 0.18 | 0.96 | 19h30 | 0.05 | 0.48 | 19h30 | 0.03 | 0.83 | 19h30 | 0.06 | 1.15 | 19h30 | 0 | 0.71
20h30 | 0.39 | 1.58 | 20h30 | 0.59 | 1.94 | 20h30 | 0.38 | 1.55 | 20h30 | 0.4 | 2.02 | 20h30 | 0.67 | 2.66 | 20h30 | 0.38 | 1.95 | 20h30 | 0.2 | 1.12 | 20h30 | 0.39 | 1.48 | 20h30 | 0.18 | 1.08 | 20h30 | 0.03 | 0.42 | 20h30 | 0.13 | 0.77 | 20h30 | 0.02 | 0.43 | 20h30 | 0.37 | 1.54 | 20h30 | 0.54 | 1.9 | 20h30 | 0.35 | 1.5 | 20h30 | 0.02 | 0.73 | 20h30 | 0.15 | 1.26 | 20h30 | 0.02 | 0.64 | 20h30 | 0.03 | 0.8 | 20h30 | 0.15 | 1.31 | 20h30 | 0.01 | 0.7 | 20h30 | 0 | 0.54 | 20h30 | 0.04 | 0.97 | 20h30 | 0 | 0.43 | 20h30 | 0 | 0.42 | 20h30 | 0 | 0.76 | 20h30 | 0 | 0.31 | 20h30 | 0 | 0.66 | 20h30 | 0 | 1.04 | 20h30 | 0 | 0.57
21h30 | 0.43 | 1.78 | 21h30 | 0.51 | 1.91 | 21h30 | 0.43 | 1.76 | 21h30 | 0.43 | 2.11 | 21h30 | 0.54 | 2.35 | 21h30 | 0.41 | 2.05 | 21h30 | 0.23 | 1.29 | 21h30 | 0.31 | 1.45 | 21h30 | 0.21 | 1.27 | 21h30 | 0 | 0.53 | 21h30 | 0.11 | 0.71 | 21h30 | 0 | 0.52 | 21h30 | 0.39 | 1.69 | 21h30 | 0.46 | 1.83 | 21h30 | 0.37 | 1.66 | 21h30 | 0 | 0.75 | 21h30 | 0.12 | 1.07 | 21h30 | 0 | 0.68 | 21h30 | 0.01 | 0.83 | 21h30 | 0.12 | 1.14 | 21h30 | 0 | 0.76 | 21h30 | 0 | 0.56 | 21h30 | 0.04 | 0.83 | 21h30 | 0 | 0.48 | 21h30 | 0 | 0.43 | 21h30 | 0 | 0.67 | 21h30 | 0 | 0.35 | 21h30 | 0 | 0.71 | 21h30 | 0 | 0.94 | 21h30 | 0 | 0.63
22h30 | 0.48 | 1.97 | 22h30 | 0.5 | 2.02 | 22h30 | 0.47 | 1.95 | 22h30 | 0.45 | 2.17 | 22h30 | 0.5 | 2.29 | 22h30 | 0.43 | 2.12 | 22h30 | 0.25 | 1.46 | 22h30 | 0.29 | 1.53 | 22h30 | 0.23 | 1.44 | 22h30 | 0 | 0.64 | 22h30 | 0.05 | 0.74 | 22h30 | 0 | 0.61 | 22h30 | 0.41 | 1.84 | 22h30 | 0.44 | 1.91 | 22h30 | 0.4 | 1.82 | 22h30 | 0 | 0.77 | 22h30 | 0.07 | 0.97 | 22h30 | 0 | 0.72 | 22h30 | 0.01 | 0.86 | 22h30 | 0.07 | 1.06 | 22h30 | 0 | 0.8 | 22h30 | 0 | 0.57 | 22h30 | 0 | 0.76 | 22h30 | 0 | 0.51 | 22h30 | 0 | 0.45 | 22h30 | 0 | 0.61 | 22h30 | 0 | 0.38 | 22h30 | 0 | 0.74 | 22h30 | 0 | 0.89 | 22h30 | 0 | 0.68
23h30 | 0.51 | 2.13 | 23h30 | 0.52 | 2.16 | 23h30 | 0.51 | 2.12 | 23h30 | 0.47 | 2.22 | 23h30 | 0.5 | 2.3 | 23h30 | 0.45 | 2.17 | 23h30 | 0.27 | 1.61 | 23h30 | 0.29 | 1.65 | 23h30 | 0.25 | 1.59 | 23h30 | 0 | 0.75 | 23h30 | 0.05 | 0.81 | 23h30 | 0 | 0.7 | 23h30 | 0.43 | 1.99 | 23h30 | 0.45 | 2.03 | 23h30 | 0.42 | 1.97 | 23h30 | 0 | 0.79 | 23h30 | 0.07 | 0.93 | 23h30 | 0 | 0.75 | 23h30 | 0 | 0.88 | 23h30 | 0.07 | 1.02 | 23h30 | 0 | 0.84 | 23h30 | 0 | 0.59 | 23h30 | 0 | 0.72 | 23h30 | 0 | 0.54 | 23h30 | 0 | 0.46 | 23h30 | 0 | 0.58 | 23h30 | 0 | 0.41 | 23h30 | 0 | 0.77 | 23h30 | 0 | 0.87 | 23h30 | 0 | 0.72
00h30 | 0.34 | 1.38 | 00h30 | 0.19 | 1.01 | 00h30 | 0.37 | 1.56 | 00h30 | 0.32 | 1.41 | 00h30 | 0.15 | 1.04 | 00h30 | 0.37 | 1.6 | 00h30 | 0.2 | 1.07 | 00h30 | 0.06 | 0.61 | 00h30 | 0.21 | 1.14 | 00h30 | 0 | 0.61 | 00h30 | 0 | 0.22 | 00h30 | 0 | 0.62 | 00h30 | 0.21 | 1.3 | 00h30 | 0.14 | 0.88 | 00h30 | 0.21 | 1.51 | 00h30 | 0 | 0.58 | 00h30 | 0 | 0.19 | 00h30 | 0 | 0.65 | 00h30 | 0 | 0.61 | 00h30 | 0 | 0.23 | 00h30 | 0 | 0.67 | 00h30 | 0 | 0.45 | 00h30 | 0 | 0.13 | 00h30 | 0 | 0.47 | 00h30 | 0 | 0.35 | 00h30 | 0 | 0.09 | 00h30 | 0 | 0.36 | 00h30 | 0 | 0.54 | 00h30 | 0 | 0.21 | 00h30 | 0 | 0.58
01h30 | 0.23 | 0.8 | 01h30 | 0.13 | 0.59 | 01h30 | 0.25 | 0.89 | 01h30 | 0.19 | 0.75 | 01h30 | 0.08 | 0.56 | 01h30 | 0.21 | 0.83 | 01h30 | 0.07 | 0.47 | 01h30 | 0 | 0.19 | 01h30 | 0.09 | 0.51 | 01h30 | 0 | 0.06 | 01h30 | 0 | 0 | 01h30 | 0 | 0.05 | 01h30 | 0.13 | 0.71 | 01h30 | 0.07 | 0.48 | 01h30 | 0.12 | 0.8 | 01h30 | 0 | 0 | 01h30 | 0 | 0 | 01h30 | 0 | 0 | 01h30 | 0 | 0 | 01h30 | 0 | 0 | 01h30 | 0 | 0 | 01h30 | 0 | 0 | 01h30 | 0 | 0 | 01h30 | 0 | 0 | 01h30 | 0 | 0 | 01h30 | 0 | 0 | 01h30 | 0 | 0 | 01h30 | 0 | 0 | 01h30 | 0 | 0 | 01h30 | 0 | 0
02h30 | 0.27 | 0.86 | 02h30 | 0.29 | 0.93 | 02h30 | 0.26 | 0.89 | 02h30 | 0.2 | 0.75 | 02h30 | 0.23 | 0.84 | 02h30 | 0.21 | 0.83 | 02h30 | 0.07 | 0.47 | 02h30 | 0.09 | 0.52 | 02h30 | 0.09 | 0.51 | 02h30 | 0 | 0.06 | 02h30 | 0 | 0 | 02h30 | 0 | 0.05 | 02h30 | 0.19 | 0.72 | 02h30 | 0.2 | 0.79 | 02h30 | 0.18 | 0.8 | 02h30 | 0 | 0 | 02h30 | 0 | 0 | 02h30 | 0 | 0 | 02h30 | 0 | 0 | 02h30 | 0 | 0 | 02h30 | 0 | 0 | 02h30 | 0 | 0 | 02h30 | 0 | 0 | 02h30 | 0 | 0 | 02h30 | 0 | 0 | 02h30 | 0 | 0 | 02h30 | 0 | 0 | 02h30 | 0 | 0 | 02h30 | 0 | 0 | 02h30 | 0 | 0
03h30 | 0.4 | 1.13 | 03h30 | 0.44 | 1.22 | 03h30 | 0.39 | 1.13 | 03h30 | 0.3 | 0.96 | 03h30 | 0.36 | 1.08 | 03h30 | 0.3 | 0.98 | 03h30 | 0.17 | 0.72 | 03h30 | 0.21 | 0.84 | 03h30 | 0.16 | 0.73 | 03h30 | 0 | 0.07 | 03h30 | 0 | 0.1 | 03h30 | 0 | 0.06 | 03h30 | 0.3 | 0.96 | 03h30 | 0.32 | 1.06 | 03h30 | 0.28 | 0.99 | 03h30 | 0 | 0 | 03h30 | 0 | 0 | 03h30 | 0 | 0 | 03h30 | 0 | 0 | 03h30 | 0 | 0.01 | 03h30 | 0 | 0 | 03h30 | 0 | 0 | 03h30 | 0 | 0 | 03h30 | 0 | 0 | 03h30 | 0 | 0 | 03h30 | 0 | 0 | 03h30 | 0 | 0 | 03h30 | 0 | 0 | 03h30 | 0 | 0 | 03h30 | 0 | 0
04h30 | 0.5 | 1.34 | 04h30 | 0.52 | 1.37 | 04h30 | 0.49 | 1.32 | 04h30 | 0.38 | 1.12 | 04h30 | 0.42 | 1.19 | 04h30 | 0.36 | 1.06 | 04h30 | 0.26 | 0.93 | 04h30 | 0.28 | 0.99 | 04h30 | 0.25 | 0.91 | 04h30 | 0 | 0.2 | 04h30 | 0.01 | 0.25 | 04h30 | 0 | 0.18 | 04h30 | 0.37 | 1.16 | 04h30 | 0.39 | 1.21 | 04h30 | 0.36 | 1.13 | 04h30 | 0 | 0.01 | 04h30 | 0 | 0.07 | 04h30 | 0 | 0 | 04h30 | 0 | 0.05 | 04h30 | 0 | 0.1 | 04h30 | 0 | 0.03 | 04h30 | 0 | 0 | 04h30 | 0 | 0 | 04h30 | 0 | 0 | 04h30 | 0 | 0 | 04h30 | 0 | 0 | 04h30 | 0 | 0 | 04h30 | 0 | 0.01 | 04h30 | 0 | 0.06 | 04h30 | 0 | 0
05h30 | 0.54 | 1.44 | 05h30 | 0.55 | 1.45 | 05h30 | 0.54 | 1.42 | 05h30 | 0.43 | 1.2 | 05h30 | 0.45 | 1.25 | 05h30 | 0.41 | 1.14 | 05h30 | 0.32 | 1.08 | 05h30 | 0.34 | 1.11 | 05h30 | 0.3 | 1.05 | 05h30 | 0.04 | 0.35 | 05h30 | 0.06 | 0.39 | 05h30 | 0.03 | 0.33 | 05h30 | 0.42 | 1.27 | 05h30 | 0.43 | 1.3 | 05h30 | 0.41 | 1.23 | 05h30 | 0.02 | 0.11 | 05h30 | 0.03 | 0.17 | 05h30 | 0.01 | 0.09 | 05h30 | 0.02 | 0.15 | 05h30 | 0.03 | 0.2 | 05h30 | 0.01 | 0.13 | 05h30 | 0 | 0 | 05h30 | 0 | 0 | 05h30 | 0 | 0 | 05h30 | 0 | 0 | 05h30 | 0 | 0 | 05h30 | 0 | 0 | 05h30 | 0 | 0.12 | 05h30 | 0.01 | 0.17 | 05h30 | 0 | 0.09
06h30 | 0.56 | 1.51 | 06h30 | 0.56 | 1.52 | 06h30 | 0.56 | 1.5 | 06h30 | 0.45 | 1.26 | 06h30 | 0.46 | 1.29 | 06h30 | 0.44 | 1.23 | 06h30 | 0.35 | 1.17 | 06h30 | 0.37 | 1.19 | 06h30 | 0.34 | 1.15 | 06h30 | 0.1 | 0.49 | 06h30 | 0.11 | 0.53 | 06h30 | 0.09 | 0.47 | 06h30 | 0.44 | 1.35 | 06h30 | 0.45 | 1.37 | 06h30 | 0.43 | 1.33 | 06h30 | 0.06 | 0.22 | 06h30 | 0.08 | 0.27 | 06h30 | 0.05 | 0.21 | 06h30 | 0.06 | 0.25 | 06h30 | 0.08 | 0.29 | 06h30 | 0.05 | 0.23 | 06h30 | 0 | 0.03 | 06h30 | 0 | 0.07 | 06h30 | 0 | 0.01 | 06h30 | 0 | 0 | 06h30 | 0 | 0 | 06h30 | 0 | 0 | 06h30 | 0.04 | 0.23 | 06h30 | 0.05 | 0.26 | 06h30 | 0.03 | 0.22
07h30 | 0.9 | 2.61 | 07h30 | 0.9 | 2.61 | 07h30 | 0.89 | 2.6 | 07h30 | 0.77 | 2.3 | 07h30 | 0.78 | 2.34 | 07h30 | 0.76 | 2.27 | 07h30 | 0.66 | 2.23 | 07h30 | 0.67 | 2.24 | 07h30 | 0.65 | 2.21 | 07h30 | 0.32 | 1.45 | 07h30 | 0.35 | 1.48 | 07h30 | 0.28 | 1.43 | 07h30 | 0.75 | 2.43 | 07h30 | 0.76 | 2.44 | 07h30 | 0.75 | 2.41 | 07h30 | 0.17 | 0.91 | 07h30 | 0.24 | 1.06 | 07h30 | 0.17 | 0.89 | 07h30 | 0.2 | 0.98 | 07h30 | 0.24 | 1.11 | 07h30 | 0.17 | 0.94 | 07h30 | 0.22 | 0.88 | 07h30 | 0.24 | 0.88 | 07h30 | 0.21 | 0.88 | 07h30 | 0.17 | 0.78 | 07h30 | 0.19 | 0.82 | 07h30 | 0.16 | 0.77 | 07h30 | 0.23 | 0.91 | 07h30 | 0.19 | 1.02 | 07h30 | 0.24 | 0.91
08h30 | 0.95 | 2.88 | 08h30 | 0.95 | 2.88 | 08h30 | 0.95 | 2.87 | 08h30 | 0.82 | 2.56 | 08h30 | 0.84 | 2.59 | 08h30 | 0.81 | 2.53 | 08h30 | 0.71 | 2.49 | 08h30 | 0.72 | 2.51 | 08h30 | 0.71 | 2.48 | 08h30 | 0.41 | 1.81 | 08h30 | 0.44 | 1.83 | 08h30 | 0.38 | 1.79 | 08h30 | 0.8 | 2.7 | 08h30 | 0.81 | 2.71 | 08h30 | 0.8 | 2.69 | 08h30 | 0.31 | 1.34 | 08h30 | 0.36 | 1.46 | 08h30 | 0.3 | 1.31 | 08h30 | 0.31 | 1.38 | 08h30 | 0.35 | 1.5 | 08h30 | 0.29 | 1.34 | 08h30 | 0.27 | 1.2 | 08h30 | 0.3 | 1.23 | 08h30 | 0.25 | 1.19 | 08h30 | 0.17 | 0.99 | 08h30 | 0.19 | 1.07 | 08h30 | 0.16 | 0.96 | 08h30 | 0.32 | 1.33 | 08h30 | 0.3 | 1.42 | 08h30 | 0.33 | 1.31
09h30 | 0.22 | 0.6 | 09h30 | 0.34 | 1.01 | 09h30 | 0.88 | 2.57 | 09h30 | 0.17 | 0.47 | 09h30 | 0.3 | 0.99 | 09h30 | 0.77 | 2.3 | 09h30 | 0.18 | 0.57 | 09h30 | 0.25 | 0.83 | 09h30 | 0.67 | 2.21 | 09h30 | 0.15 | 0.63 | 09h30 | 0.15 | 0.64 | 09h30 | 0.53 | 1.82 | 09h30 | 0.22 | 0.56 | 09h30 | 0.27 | 0.95 | 09h30 | 0.75 | 2.44 | 09h30 | 0.18 | 0.55 | 09h30 | 0.17 | 0.56 | 09h30 | 0.56 | 1.69 | 09h30 | 0.16 | 0.55 | 09h30 | 0.15 | 0.56 | 09h30 | 0.54 | 1.65 | 09h30 | 0.05 | 0.35 | 09h30 | 0.06 | 0.42 | 09h30 | 0.34 | 1.31 | 09h30 | 0 | 0.21 | 09h30 | 0.01 | 0.25 | 09h30 | 0.23 | 1.04 | 09h30 | 0.12 | 0.54 | 09h30 | 0.15 | 0.55 | 09h30 | 0.45 | 1.65
10h30 | 0 | 0 | 10h30 | 0 | 0 | 10h30 | 0.75 | 2.15 | 10h30 | 0 | 0 | 10h30 | 0 | 0 | 10h30 | 0.66 | 1.92 | 10h30 | 0 | 0 | 10h30 | 0 | 0 | 10h30 | 0.55 | 1.77 | 10h30 | 0 | 0 | 10h30 | 0 | 0 | 10h30 | 0.43 | 1.47 | 10h30 | 0 | 0 | 10h30 | 0 | 0 | 10h30 | 0.62 | 2.05 | 10h30 | 0 | 0 | 10h30 | 0 | 0 | 10h30 | 0.47 | 1.39 | 10h30 | 0 | 0 | 10h30 | 0 | 0 | 10h30 | 0.45 | 1.35 | 10h30 | 0 | 0 | 10h30 | 0 | 0 | 10h30 | 0.33 | 1.12 | 10h30 | 0 | 0 | 10h30 | 0 | 0 | 10h30 | 0.25 | 0.93 | 10h30 | 0 | 0 | 10h30 | 0 | 0 | 10h30 | 0.38 | 1.36
11h30 | 0 | 0 | 11h30 | 0 | 0 | 11h30 | 0.61 | 1.81 | 11h30 | 0 | 0 | 11h30 | 0 | 0 | 11h30 | 0.53 | 1.64 | 11h30 | 0 | 0 | 11h30 | 0 | 0 | 11h30 | 0.4 | 1.41 | 11h30 | 0 | 0 | 11h30 | 0 | 0 | 11h30 | 0.3 | 1.16 | 11h30 | 0 | 0 | 11h30 | 0 | 0 | 11h30 | 0.48 | 1.75 | 11h30 | 0 | 0 | 11h30 | 0 | 0 | 11h30 | 0.34 | 1.09 | 11h30 | 0 | 0 | 11h30 | 0 | 0 | 11h30 | 0.32 | 1.04 | 11h30 | 0 | 0 | 11h30 | 0 | 0 | 11h30 | 0.23 | 0.87 | 11h30 | 0 | 0 | 11h30 | 0 | 0 | 11h30 | 0.17 | 0.71 | 11h30 | 0 | 0 | 11h30 | 0 | 0 | 11h30 | 0.25 | 1.06
12h30 | 0 | 0 | 12h30 | 0 | 0 | 12h30 | 0.6 | 1.84 | 12h30 | 0 | 0 | 12h30 | 0 | 0 | 12h30 | 0.54 | 1.72 | 12h30 | 0 | 0 | 12h30 | 0 | 0 | 12h30 | 0.4 | 1.43 | 12h30 | 0 | 0 | 12h30 | 0 | 0 | 12h30 | 0.28 | 1.15 | 12h30 | 0 | 0 | 12h30 | 0 | 0 | 12h30 | 0.51 | 1.81 | 12h30 | 0 | 0 | 12h30 | 0 | 0 | 12h30 | 0.32 | 1.06 | 12h30 | 0 | 0 | 12h30 | 0 | 0 | 12h30 | 0.3 | 1.03 | 12h30 | 0 | 0 | 12h30 | 0 | 0 | 12h30 | 0.22 | 0.85 | 12h30 | 0 | 0 | 12h30 | 0 | 0 | 12h30 | 0.17 | 0.71 | 12h30 | 0 | 0 | 12h30 | 0 | 0 | 12h30 | 0.25 | 1.04
13h30 | 0.48 | 1.33 | 13h30 | 0 | 0 | 13h30 | 0.64 | 1.99 | 13h30 | 0.44 | 1.36 | 13h30 | 0 | 0 | 13h30 | 0.6 | 1.9 | 13h30 | 0.41 | 1.28 | 13h30 | 0 | 0 | 13h30 | 0.44 | 1.56 | 13h30 | 0.32 | 1.07 | 13h30 | 0 | 0 | 13h30 | 0.3 | 1.21 | 13h30 | 0.41 | 1.37 | 13h30 | 0 | 0 | 13h30 | 0.58 | 1.98 | 13h30 | 0.29 | 0.96 | 13h30 | 0 | 0 | 13h30 | 0.33 | 1.11 | 13h30 | 0.28 | 0.95 | 13h30 | 0 | 0 | 13h30 | 0.31 | 1.08 | 13h30 | 0.23 | 0.84 | 13h30 | 0 | 0 | 13h30 | 0.24 | 0.9 | 13h30 | 0.2 | 0.75 | 13h30 | 0 | 0 | 13h30 | 0.18 | 0.77 | 13h30 | 0.27 | 0.95 | 13h30 | 0 | 0 | 13h30 | 0.28 | 1.1
14h30 | 0.9 | 2.41 | 14h30 | 0 | 0 | 14h30 | 0.67 | 2.08 | 14h30 | 0.83 | 2.38 | 14h30 | 0 | 0 | 14h30 | 0.63 | 2.01 | 14h30 | 0.71 | 2.19 | 14h30 | 0 | 0 | 14h30 | 0.47 | 1.65 | 14h30 | 0.52 | 1.76 | 14h30 | 0 | 0 | 14h30 | 0.31 | 1.23 | 14h30 | 0.8 | 2.42 | 14h30 | 0 | 0 | 14h30 | 0.62 | 2.07 | 14h30 | 0.51 | 1.6 | 14h30 | 0 | 0 | 14h30 | 0.32 | 1.12 | 14h30 | 0.49 | 1.56 | 14h30 | 0 | 0 | 14h30 | 0.31 | 1.08 | 14h30 | 0.39 | 1.34 | 14h30 | 0 | 0 | 14h30 | 0.23 | 0.91 | 14h30 | 0.31 | 1.16 | 14h30 | 0 | 0 | 14h30 | 0.18 | 0.78 | 14h30 | 0.45 | 1.58 | 14h30 | 0 | 0 | 14h30 | 0.28 | 1.11
15h30 | 0.98 | 2.77 | 15h30 | 0 | 0 | 15h30 | 0.69 | 2.14 | 15h30 | 0.93 | 2.68 | 15h30 | 0 | 0 | 15h30 | 0.65 | 2.07 | 15h30 | 0.73 | 2.31 | 15h30 | 0 | 0 | 15h30 | 0.48 | 1.7 | 15h30 | 0.52 | 1.81 | 15h30 | 0 | 0 | 15h30 | 0.31 | 1.26 | 15h30 | 0.92 | 2.73 | 15h30 | 0 | 0 | 15h30 | 0.64 | 2.12 | 15h30 | 0.57 | 1.73 | 15h30 | 0 | 0 | 15h30 | 0.32 | 1.11 | 15h30 | 0.53 | 1.67 | 15h30 | 0 | 0 | 15h30 | 0.3 | 1.09 | 15h30 | 0.4 | 1.39 | 15h30 | 0 | 0 | 15h30 | 0.23 | 0.9 | 15h30 | 0.31 | 1.17 | 15h30 | 0 | 0 | 15h30 | 0.18 | 0.78 | 15h30 | 0.48 | 1.7 | 15h30 | 0 | 0 | 15h30 | 0.29 | 1.12
16h30 | 0.83 | 2.44 | 16h30 | 0 | 0 | 16h30 | 0.73 | 2.23 | 16h30 | 0.79 | 2.38 | 16h30 | 0 | 0 | 16h30 | 0.68 | 2.15 | 16h30 | 0.63 | 2.02 | 16h30 | 0 | 0 | 16h30 | 0.51 | 1.78 | 16h30 | 0.44 | 1.55 | 16h30 | 0 | 0 | 16h30 | 0.33 | 1.3 | 16h30 | 0.79 | 2.41 | 16h30 | 0 | 0 | 16h30 | 0.67 | 2.2 | 16h30 | 0.47 | 1.51 | 16h30 | 0 | 0 | 16h30 | 0.33 | 1.15 | 16h30 | 0.45 | 1.47 | 16h30 | 0 | 0 | 16h30 | 0.31 | 1.12 | 16h30 | 0.35 | 1.25 | 16h30 | 0 | 0 | 16h30 | 0.24 | 0.94 | 16h30 | 0.28 | 1.07 | 16h30 | 0 | 0 | 16h30 | 0.19 | 0.81 | 16h30 | 0.42 | 1.5 | 16h30 | 0 | 0 | 16h30 | 0.3 | 1.15
17h30 | 0.81 | 2.44 | 17h30 | 0 | 0 | 17h30 | 0.78 | 2.36 | 17h30 | 0.77 | 2.38 | 17h30 | 0 | 0 | 17h30 | 0.72 | 2.26 | 17h30 | 0.61 | 2 | 17h30 | 0 | 0 | 17h30 | 0.55 | 1.89 | 17h30 | 0.42 | 1.5 | 17h30 | 0 | 0 | 17h30 | 0.35 | 1.38 | 17h30 | 0.77 | 2.41 | 17h30 | 0 | 0 | 17h30 | 0.72 | 2.32 | 17h30 | 0.44 | 1.44 | 17h30 | 0 | 0 | 17h30 | 0.35 | 1.21 | 17h30 | 0.43 | 1.41 | 17h30 | 0 | 0 | 17h30 | 0.34 | 1.19 | 17h30 | 0.34 | 1.21 | 17h30 | 0 | 0 | 17h30 | 0.26 | 0.99 | 17h30 | 0.28 | 1.05 | 17h30 | 0 | 0 | 17h30 | 0.22 | 0.87 | 17h30 | 0.41 | 1.44 | 17h30 | 0 | 0 | 17h30 | 0.33 | 1.22
18h30 | 0.86 | 2.57 | 18h30 | 0.6 | 1.69 | 18h30 | 0.84 | 2.53 | 18h30 | 0.81 | 2.5 | 18h30 | 0.59 | 1.73 | 18h30 | 0.78 | 2.41 | 18h30 | 0.63 | 2.1 | 18h30 | 0.6 | 1.81 | 18h30 | 0.6 | 2.04 | 18h30 | 0.43 | 1.56 | 18h30 | 0.45 | 1.45 | 18h30 | 0.39 | 1.48 | 18h30 | 0.81 | 2.53 | 18h30 | 0.59 | 1.74 | 18h30 | 0.78 | 2.47 | 18h30 | 0.45 | 1.46 | 18h30 | 0.42 | 1.3 | 18h30 | 0.39 | 1.3 | 18h30 | 0.44 | 1.44 | 18h30 | 0.41 | 1.29 | 18h30 | 0.38 | 1.28 | 18h30 | 0.35 | 1.23 | 18h30 | 0.36 | 1.18 | 18h30 | 0.3 | 1.08 | 18h30 | 0.29 | 1.08 | 18h30 | 0.32 | 1.08 | 18h30 | 0.25 | 0.95 | 18h30 | 0.43 | 1.47 | 18h30 | 0.41 | 1.3 | 18h30 | 0.38 | 1.32
19h30 | 0.71 | 2.47 | 19h30 | 1.02 | 3 | 19h30 | 0.7 | 2.44 | 19h30 | 0.65 | 2.36 | 19h30 | 0.98 | 2.97 | 19h30 | 0.63 | 2.29 | 19h30 | 0.48 | 1.97 | 19h30 | 0.89 | 2.88 | 19h30 | 0.45 | 1.93 | 19h30 | 0.25 | 1.38 | 19h30 | 0.6 | 2.22 | 19h30 | 0.23 | 1.33 | 19h30 | 0.65 | 2.4 | 19h30 | 0.97 | 2.99 | 19h30 | 0.63 | 2.36 | 19h30 | 0.26 | 1.23 | 19h30 | 0.57 | 2 | 19h30 | 0.22 | 1.12 | 19h30 | 0.25 | 1.22 | 19h30 | 0.56 | 1.97 | 19h30 | 0.21 | 1.11 | 19h30 | 0.17 | 1.01 | 19h30 | 0.44 | 1.72 | 19h30 | 0.13 | 0.9 | 19h30 | 0.11 | 0.86 | 19h30 | 0.34 | 1.5 | 19h30 | 0.08 | 0.77 | 19h30 | 0.25 | 1.25 | 19h30 | 0.54 | 1.99 | 19h30 | 0.21 | 1.14
20h30 | 0.54 | 2.32 | 20h30 | 0.97 | 3.23 | 20h30 | 0.53 | 2.3 | 20h30 | 0.47 | 2.16 | 20h30 | 0.9 | 3.1 | 20h30 | 0.46 | 2.11 | 20h30 | 0.29 | 1.8 | 20h30 | 0.7 | 2.72 | 20h30 | 0.3 | 1.77 | 20h30 | 0.11 | 1.18 | 20h30 | 0.41 | 2.04 | 20h30 | 0.13 | 1.14 | 20h30 | 0.47 | 2.23 | 20h30 | 0.89 | 3.11 | 20h30 | 0.45 | 2.19 | 20h30 | 0.12 | 0.98 | 20h30 | 0.43 | 1.91 | 20h30 | 0.12 | 0.9 | 20h30 | 0.11 | 0.97 | 20h30 | 0.4 | 1.87 | 20h30 | 0.12 | 0.89 | 20h30 | 0.05 | 0.76 | 20h30 | 0.26 | 1.56 | 20h30 | 0.07 | 0.68 | 20h30 | 0.01 | 0.62 | 20h30 | 0.15 | 1.29 | 20h30 | 0.02 | 0.57 | 20h30 | 0.11 | 1 | 20h30 | 0.38 | 1.9 | 20h30 | 0.12 | 0.93
21h30 | 0.55 | 2.4 | 21h30 | 0.7 | 2.68 | 21h30 | 0.55 | 2.38 | 21h30 | 0.47 | 2.19 | 21h30 | 0.63 | 2.55 | 21h30 | 0.46 | 2.14 | 21h30 | 0.29 | 1.86 | 21h30 | 0.46 | 2.21 | 21h30 | 0.29 | 1.84 | 21h30 | 0.08 | 1.21 | 21h30 | 0.25 | 1.58 | 21h30 | 0.08 | 1.18 | 21h30 | 0.47 | 2.28 | 21h30 | 0.62 | 2.59 | 21h30 | 0.45 | 2.25 | 21h30 | 0.08 | 0.98 | 21h30 | 0.27 | 1.51 | 21h30 | 0.07 | 0.92 | 21h30 | 0.07 | 0.96 | 21h30 | 0.26 | 1.48 | 21h30 | 0.06 | 0.9 | 21h30 | 0 | 0.75 | 21h30 | 0.18 | 1.24 | 21h30 | 0 | 0.69 | 21h30 | 0 | 0.62 | 21h30 | 0.12 | 1.04 | 21h30 | 0 | 0.57 | 21h30 | 0.07 | 1 | 21h30 | 0.25 | 1.51 | 21h30 | 0.06 | 0.94
22h30 | 0.57 | 2.46 | 22h30 | 0.62 | 2.56 | 22h30 | 0.57 | 2.45 | 22h30 | 0.47 | 2.22 | 22h30 | 0.54 | 2.39 | 22h30 | 0.46 | 2.17 | 22h30 | 0.3 | 1.91 | 22h30 | 0.37 | 2.06 | 22h30 | 0.29 | 1.89 | 22h30 | 0.08 | 1.25 | 22h30 | 0.15 | 1.42 | 22h30 | 0.08 | 1.22 | 22h30 | 0.47 | 2.33 | 22h30 | 0.54 | 2.46 | 22h30 | 0.46 | 2.31 | 22h30 | 0.08 | 0.98 | 22h30 | 0.17 | 1.31 | 22h30 | 0.07 | 0.93 | 22h30 | 0.07 | 0.96 | 22h30 | 0.16 | 1.29 | 22h30 | 0.06 | 0.91 | 22h30 | 0 | 0.75 | 22h30 | 0.09 | 1.08 | 22h30 | 0 | 0.71 | 22h30 | 0 | 0.62 | 22h30 | 0.03 | 0.91 | 22h30 | 0 | 0.57 | 22h30 | 0.07 | 1 | 22h30 | 0.16 | 1.32 | 22h30 | 0.06 | 0.96
23h30 | 0.58 | 2.5 | 23h30 | 0.6 | 2.55 | 23h30 | 0.58 | 2.49 | 23h30 | 0.47 | 2.22 | 23h30 | 0.52 | 2.35 | 23h30 | 0.46 | 2.19 | 23h30 | 0.3 | 1.94 | 23h30 | 0.34 | 2.02 | 23h30 | 0.29 | 1.92 | 23h30 | 0.05 | 1.27 | 23h30 | 0.15 | 1.38 | 23h30 | 0.04 | 1.24 | 23h30 | 0.47 | 2.36 | 23h30 | 0.51 | 2.44 | 23h30 | 0.46 | 2.34 | 23h30 | 0.04 | 0.97 | 23h30 | 0.17 | 1.2 | 23h30 | 0.03 | 0.94 | 23h30 | 0.03 | 0.96 | 23h30 | 0.16 | 1.18 | 23h30 | 0.02 | 0.92 | 23h30 | 0 | 0.75 | 23h30 | 0.09 | 0.98 | 23h30 | 0 | 0.71 | 23h30 | 0 | 0.61 | 23h30 | 0.03 | 0.82 | 23h30 | 0 | 0.57 | 23h30 | 0.03 | 1 | 23h30 | 0.16 | 1.21 | 23h30 | 0.02 | 0.96
00h30 | 0.43 | 1.71 | 00h30 | 0.26 | 1.31 | 00h30 | 0.54 | 2.08 | 00h30 | 0.37 | 1.55 | 00h30 | 0.17 | 1.09 | 00h30 | 0.46 | 1.87 | 00h30 | 0.25 | 1.34 | 00h30 | 0.03 | 0.81 | 00h30 | 0.29 | 1.6 | 00h30 | 0.05 | 0.95 | 00h30 | 0 | 0.27 | 00h30 | 0.04 | 0.95 | 00h30 | 0.36 | 1.63 | 00h30 | 0.17 | 1.2 | 00h30 | 0.39 | 1.95 | 00h30 | 0.04 | 0.79 | 00h30 | 0 | 0.19 | 00h30 | 0.03 | 0.8 | 00h30 | 0.03 | 0.77 | 00h30 | 0 | 0.19 | 00h30 | 0.02 | 0.78 | 00h30 | 0 | 0.62 | 00h30 | 0 | 0.13 | 00h30 | 0 | 0.68 | 00h30 | 0 | 0.52 | 00h30 | 0 | 0.09 | 00h30 | 0 | 0.57 | 00h30 | 0.03 | 0.79 | 00h30 | 0 | 0.2 | 00h30 | 0.02 | 0.81
01h30 | 0.3 | 1.05 | 01h30 | 0.19 | 0.83 | 01h30 | 0.36 | 1.23 | 01h30 | 0.23 | 0.85 | 01h30 | 0.1 | 0.62 | 01h30 | 0.26 | 0.98 | 01h30 | 0.13 | 0.68 | 01h30 | 0 | 0.36 | 01h30 | 0.13 | 0.78 | 01h30 | 0 | 0.27 | 01h30 | 0 | 0 | 01h30 | 0 | 0.27 | 01h30 | 0.22 | 0.96 | 01h30 | 0.1 | 0.72 | 01h30 | 0.23 | 1.1 | 01h30 | 0 | 0.03 | 01h30 | 0 | 0 | 01h30 | 0 | 0.02 | 01h30 | 0 | 0.02 | 01h30 | 0 | 0 | 01h30 | 0 | 0.01 | 01h30 | 0 | 0 | 01h30 | 0 | 0 | 01h30 | 0 | 0 | 01h30 | 0 | 0 | 01h30 | 0 | 0 | 01h30 | 0 | 0 | 01h30 | 0 | 0.04 | 01h30 | 0 | 0 | 01h30 | 0 | 0.04
02h30 | 0.31 | 1.07 | 02h30 | 0.35 | 1.15 | 02h30 | 0.36 | 1.23 | 02h30 | 0.23 | 0.85 | 02h30 | 0.25 | 0.91 | 02h30 | 0.26 | 0.98 | 02h30 | 0.13 | 0.68 | 02h30 | 0.15 | 0.71 | 02h30 | 0.13 | 0.78 | 02h30 | 0 | 0.27 | 02h30 | 0 | 0.26 | 02h30 | 0 | 0.27 | 02h30 | 0.22 | 0.96 | 02h30 | 0.25 | 1.04 | 02h30 | 0.23 | 1.1 | 02h30 | 0 | 0.03 | 02h30 | 0 | 0.1 | 02h30 | 0 | 0.02 | 02h30 | 0 | 0.02 | 02h30 | 0 | 0.08 | 02h30 | 0 | 0.01 | 02h30 | 0 | 0 | 02h30 | 0 | 0 | 02h30 | 0 | 0 | 02h30 | 0 | 0 | 02h30 | 0 | 0 | 02h30 | 0 | 0 | 02h30 | 0 | 0.04 | 02h30 | 0 | 0.1 | 02h30 | 0 | 0.04
03h30 | 0.43 | 1.33 | 03h30 | 0.49 | 1.44 | 03h30 | 0.45 | 1.38 | 03h30 | 0.32 | 1.03 | 03h30 | 0.38 | 1.16 | 03h30 | 0.33 | 1.07 | 03h30 | 0.2 | 0.91 | 03h30 | 0.26 | 1.04 | 03h30 | 0.2 | 0.96 | 03h30 | 0 | 0.37 | 03h30 | 0.02 | 0.44 | 03h30 | 0 | 0.36 | 03h30 | 0.32 | 1.19 | 03h30 | 0.38 | 1.31 | 03h30 | 0.32 | 1.24 | 03h30 | 0 | 0.14 | 03h30 | 0 | 0.16 | 03h30 | 0 | 0.14 | 03h30 | 0 | 0.1 | 03h30 | 0 | 0.14 | 03h30 | 0 | 0.1 | 03h30 | 0 | 0 | 03h30 | 0 | 0 | 03h30 | 0 | 0 | 03h30 | 0 | 0 | 03h30 | 0 | 0 | 03h30 | 0 | 0 | 03h30 | 0 | 0.15 | 03h30 | 0 | 0.17 | 03h30 | 0 | 0.15
04h30 | 0.54 | 1.53 | 04h30 | 0.57 | 1.57 | 04h30 | 0.51 | 1.47 | 04h30 | 0.4 | 1.17 | 04h30 | 0.45 | 1.28 | 04h30 | 0.37 | 1.1 | 04h30 | 0.28 | 1.1 | 04h30 | 0.33 | 1.21 | 04h30 | 0.26 | 1.06 | 04h30 | 0.05 | 0.47 | 04h30 | 0.08 | 0.59 | 04h30 | 0.04 | 0.46 | 04h30 | 0.4 | 1.37 | 04h30 | 0.45 | 1.44 | 04h30 | 0.38 | 1.31 | 04h30 | 0.03 | 0.2 | 04h30 | 0.05 | 0.25 | 04h30 | 0.02 | 0.19 | 04h30 | 0.01 | 0.16 | 04h30 | 0.03 | 0.23 | 04h30 | 0.01 | 0.14 | 04h30 | 0 | 0 | 04h30 | 0 | 0.06 | 04h30 | 0 | 0 | 04h30 | 0 | 0 | 04h30 | 0 | 0 | 04h30 | 0 | 0 | 04h30 | 0.02 | 0.21 | 04h30 | 0.04 | 0.26 | 04h30 | 0.01 | 0.2
05h30 | 0.6 | 1.66 | 05h30 | 0.61 | 1.68 | 05h30 | 0.57 | 1.6 | 05h30 | 0.46 | 1.3 | 05h30 | 0.5 | 1.39 | 05h30 | 0.43 | 1.23 | 05h30 | 0.35 | 1.27 | 05h30 | 0.39 | 1.34 | 05h30 | 0.33 | 1.22 | 05h30 | 0.12 | 0.63 | 05h30 | 0.15 | 0.75 | 05h30 | 0.11 | 0.62 | 05h30 | 0.47 | 1.5 | 05h30 | 0.5 | 1.55 | 05h30 | 0.44 | 1.45 | 05h30 | 0.07 | 0.28 | 05h30 | 0.1 | 0.35 | 05h30 | 0.07 | 0.28 | 05h30 | 0.06 | 0.26 | 05h30 | 0.09 | 0.34 | 05h30 | 0.05 | 0.25 | 05h30 | 0 | 0.09 | 05h30 | 0 | 0.18 | 05h30 | 0 | 0.07 | 05h30 | 0 | 0 | 05h30 | 0 | 0.06 | 05h30 | 0 | 0 | 05h30 | 0.06 | 0.29 | 05h30 | 0.09 | 0.36 | 05h30 | 0.05 | 0.29
06h30 | 0.64 | 1.77 | 06h30 | 0.65 | 1.78 | 06h30 | 0.63 | 1.75 | 06h30 | 0.51 | 1.42 | 06h30 | 0.53 | 1.48 | 06h30 | 0.49 | 1.38 | 06h30 | 0.41 | 1.41 | 06h30 | 0.44 | 1.44 | 06h30 | 0.4 | 1.38 | 06h30 | 0.18 | 0.79 | 06h30 | 0.2 | 0.86 | 06h30 | 0.17 | 0.78 | 06h30 | 0.51 | 1.62 | 06h30 | 0.53 | 1.65 | 06h30 | 0.5 | 1.59 | 06h30 | 0.12 | 0.38 | 06h30 | 0.14 | 0.47 | 06h30 | 0.11 | 0.38 | 06h30 | 0.11 | 0.36 | 06h30 | 0.13 | 0.43 | 06h30 | 0.1 | 0.35 | 06h30 | 0.02 | 0.22 | 06h30 | 0.04 | 0.29 | 06h30 | 0.01 | 0.2 | 06h30 | 0 | 0.07 | 06h30 | 0 | 0.16 | 06h30 | 0 | 0.05 | 06h30 | 0.11 | 0.39 | 06h30 | 0.13 | 0.49 | 06h30 | 0.11 | 0.39
07h30 | 1 | 2.93 | 07h30 | 1.01 | 2.94 | 07h30 | 1 | 2.92 | 07h30 | 0.85 | 2.53 | 07h30 | 0.87 | 2.59 | 07h30 | 0.84 | 2.5 | 07h30 | 0.75 | 2.53 | 07h30 | 0.77 | 2.56 | 07h30 | 0.73 | 2.51 | 07h30 | 0.45 | 1.8 | 07h30 | 0.47 | 1.87 | 07h30 | 0.44 | 1.78 | 07h30 | 0.85 | 2.76 | 07h30 | 0.87 | 2.79 | 07h30 | 0.84 | 2.75 | 07h30 | 0.34 | 1.28 | 07h30 | 0.4 | 1.41 | 07h30 | 0.33 | 1.25 | 07h30 | 0.29 | 1.17 | 07h30 | 0.35 | 1.32 | 07h30 | 0.25 | 1.12 | 07h30 | 0.28 | 0.93 | 07h30 | 0.28 | 1.01 | 07h30 | 0.28 | 0.93 | 07h30 | 0.24 | 0.94 | 07h30 | 0.26 | 0.94 | 07h30 | 0.23 | 0.94 | 07h30 | 0.3 | 1.28 | 07h30 | 0.36 | 1.41 | 07h30 | 0.28 | 1.25
08h30 | 1.09 | 3.27 | 08h30 | 1.09 | 3.28 | 08h30 | 1.08 | 3.26 | 08h30 | 0.93 | 2.86 | 08h30 | 0.95 | 2.91 | 08h30 | 0.92 | 2.83 | 08h30 | 0.83 | 2.86 | 08h30 | 0.85 | 2.89 | 08h30 | 0.82 | 2.85 | 08h30 | 0.55 | 2.19 | 08h30 | 0.57 | 2.24 | 08h30 | 0.54 | 2.17 | 08h30 | 0.93 | 3.09 | 08h30 | 0.95 | 3.12 | 08h30 | 0.92 | 3.08 | 08h30 | 0.48 | 1.73 | 08h30 | 0.53 | 1.84 | 08h30 | 0.46 | 1.71 | 08h30 | 0.42 | 1.61 | 08h30 | 0.48 | 1.74 | 08h30 | 0.39 | 1.57 | 08h30 | 0.37 | 1.38 | 08h30 | 0.38 | 1.46 | 08h30 | 0.37 | 1.37 | 08h30 | 0.28 | 1.29 | 08h30 | 0.33 | 1.32 | 08h30 | 0.27 | 1.27 | 08h30 | 0.43 | 1.73 | 08h30 | 0.48 | 1.83 | 08h30 | 0.41 | 1.7
09h30 | 0.24 | 0.66 | 09h30 | 0.47 | 1.46 | 09h30 | 1.01 | 2.93 | 09h30 | 0.21 | 0.59 | 09h30 | 0.41 | 1.28 | 09h30 | 0.88 | 2.58 | 09h30 | 0.22 | 0.65 | 09h30 | 0.34 | 1.23 | 09h30 | 0.78 | 2.55 | 09h30 | 0.2 | 0.65 | 09h30 | 0.21 | 0.9 | 09h30 | 0.6 | 2.12 | 09h30 | 0.2 | 0.63 | 09h30 | 0.4 | 1.38 | 09h30 | 0.86 | 2.79 | 09h30 | 0.21 | 0.61 | 09h30 | 0.21 | 0.73 | 09h30 | 0.62 | 1.89 | 09h30 | 0.19 | 0.59 | 09h30 | 0.2 | 0.69 | 09h30 | 0.61 | 1.82 | 09h30 | 0.11 | 0.58 | 09h30 | 0.15 | 0.61 | 09h30 | 0.46 | 1.7 | 09h30 | 0.04 | 0.41 | 09h30 | 0.07 | 0.48 | 09h30 | 0.34 | 1.39 | 09h30 | 0.19 | 0.6 | 09h30 | 0.2 | 0.73 | 09h30 | 0.58 | 1.87
10h30 | 0 | 0 | 10h30 | 0 | 0 | 10h30 | 0.85 | 2.42 | 10h30 | 0 | 0 | 10h30 | 0 | 0 | 10h30 | 0.74 | 2.11 | 10h30 | 0 | 0 | 10h30 | 0 | 0 | 10h30 | 0.63 | 2.01 | 10h30 | 0 | 0 | 10h30 | 0 | 0 | 10h30 | 0.49 | 1.71 | 10h30 | 0 | 0 | 10h30 | 0 | 0 | 10h30 | 0.68 | 2.3 | 10h30 | 0 | 0 | 10h30 | 0 | 0 | 10h30 | 0.52 | 1.54 | 10h30 | 0 | 0 | 10h30 | 0 | 0 | 10h30 | 0.5 | 1.47 | 10h30 | 0 | 0 | 10h30 | 0 | 0 | 10h30 | 0.41 | 1.37 | 10h30 | 0 | 0 | 10h30 | 0 | 0 | 10h30 | 0.33 | 1.16 | 10h30 | 0 | 0 | 10h30 | 0 | 0 | 10h30 | 0.44 | 1.52
11h30 | 0 | 0 | 11h30 | 0 | 0 | 11h30 | 0.63 | 1.86 | 11h30 | 0 | 0 | 11h30 | 0 | 0 | 11h30 | 0.53 | 1.61 | 11h30 | 0 | 0 | 11h30 | 0 | 0 | 11h30 | 0.41 | 1.45 | 11h30 | 0 | 0 | 11h30 | 0 | 0 | 11h30 | 0.32 | 1.25 | 11h30 | 0 | 0 | 11h30 | 0 | 0 | 11h30 | 0.39 | 1.77 | 11h30 | 0 | 0 | 11h30 | 0 | 0 | 11h30 | 0.34 | 1.11 | 11h30 | 0 | 0 | 11h30 | 0 | 0 | 11h30 | 0.32 | 1.03 | 11h30 | 0 | 0 | 11h30 | 0 | 0 | 11h30 | 0.25 | 0.95 | 11h30 | 0 | 0 | 11h30 | 0 | 0 | 11h30 | 0.2 | 0.8 | 11h30 | 0 | 0 | 11h30 | 0 | 0 | 11h30 | 0.18 | 1.07
12h30 | 0 | 0 | 12h30 | 0 | 0 | 12h30 | 0.58 | 1.8 | 12h30 | 0 | 0 | 12h30 | 0 | 0 | 12h30 | 0.49 | 1.56 | 12h30 | 0 | 0 | 12h30 | 0 | 0 | 12h30 | 0.35 | 1.4 | 12h30 | 0 | 0 | 12h30 | 0 | 0 | 12h30 | 0.23 | 1.01 | 12h30 | 0 | 0 | 12h30 | 0 | 0 | 12h30 | 0.37 | 1.7 | 12h30 | 0 | 0 | 12h30 | 0 | 0 | 12h30 | 0.25 | 0.87 | 12h30 | 0 | 0 | 12h30 | 0 | 0 | 12h30 | 0.23 | 0.8 | 12h30 | 0 | 0 | 12h30 | 0 | 0 | 12h30 | 0.2 | 0.71 | 12h30 | 0 | 0 | 12h30 | 0 | 0 | 12h30 | 0.17 | 0.64 | 12h30 | 0 | 0 | 12h30 | 0 | 0 | 12h30 | 0.13 | 0.83
13h30 | 0.42 | 1.01 | 13h30 | 0 | 0 | 13h30 | 0.51 | 1.61 | 13h30 | 0.34 | 0.92 | 13h30 | 0 | 0 | 13h30 | 0.45 | 1.48 | 13h30 | 0.28 | 1 | 13h30 | 0 | 0 | 13h30 | 0.3 | 1.22 | 13h30 | 0.25 | 0.94 | 13h30 | 0 | 0 | 13h30 | 0.2 | 0.92 | 13h30 | 0.28 | 1.12 | 13h30 | 0 | 0 | 13h30 | 0.3 | 1.57 | 13h30 | 0.21 | 0.73 | 13h30 | 0 | 0 | 13h30 | 0.21 | 0.81 | 13h30 | 0.2 | 0.71 | 13h30 | 0 | 0 | 13h30 | 0.2 | 0.74 | 13h30 | 0.17 | 0.65 | 13h30 | 0 | 0 | 13h30 | 0.15 | 0.64 | 13h30 | 0.14 | 0.58 | 13h30 | 0 | 0 | 13h30 | 0.12 | 0.56 | 13h30 | 0.11 | 0.69 | 13h30 | 0 | 0 | 13h30 | 0.06 | 0.77
14h30 | 0.68 | 1.81 | 14h30 | 0 | 0 | 14h30 | 0.51 | 1.61 | 14h30 | 0.6 | 1.73 | 14h30 | 0 | 0 | 14h30 | 0.45 | 1.48 | 14h30 | 0.48 | 1.63 | 14h30 | 0 | 0 | 14h30 | 0.3 | 1.22 | 14h30 | 0.38 | 1.43 | 14h30 | 0 | 0 | 14h30 | 0.2 | 0.92 | 14h30 | 0.44 | 1.87 | 14h30 | 0 | 0 | 14h30 | 0.3 | 1.57 | 14h30 | 0.36 | 1.24 | 14h30 | 0 | 0 | 14h30 | 0.21 | 0.8 | 14h30 | 0.33 | 1.16 | 14h30 | 0 | 0 | 14h30 | 0.2 | 0.74 | 14h30 | 0.26 | 1.04 | 14h30 | 0 | 0 | 14h30 | 0.15 | 0.64 | 14h30 | 0.2 | 0.89 | 14h30 | 0 | 0 | 14h30 | 0.12 | 0.56 | 14h30 | 0.13 | 1.16 | 14h30 | 0 | 0 | 14h30 | 0.06 | 0.77
15h30 | 0.7 | 2.13 | 15h30 | 0 | 0 | 15h30 | 0.48 | 1.55 | 15h30 | 0.67 | 2.16 | 15h30 | 0 | 0 | 15h30 | 0.43 | 1.53 | 15h30 | 0.5 | 1.69 | 15h30 | 0 | 0 | 15h30 | 0.28 | 1.15 | 15h30 | 0.35 | 1.35 | 15h30 | 0 | 0 | 15h30 | 0.18 | 0.87 | 15h30 | 0.43 | 2.06 | 15h30 | 0 | 0 | 15h30 | 0.28 | 1.54 | 15h30 | 0.38 | 1.38 | 15h30 | 0 | 0 | 15h30 | 0.18 | 0.79 | 15h30 | 0.34 | 1.25 | 15h30 | 0 | 0 | 15h30 | 0.16 | 0.73 | 15h30 | 0.25 | 1.1 | 15h30 | 0 | 0 | 15h30 | 0.11 | 0.62 | 15h30 | 0.18 | 0.9 | 15h30 | 0 | 0 | 15h30 | 0.08 | 0.52 | 15h30 | 0.09 | 1.29 | 15h30 | 0 | 0 | 15h30 | 0.03 | 0.75
16h30 | 0.6 | 1.79 | 16h30 | 0 | 0 | 16h30 | 0.48 | 1.55 | 16h30 | 0.58 | 1.94 | 16h30 | 0 | 0 | 16h30 | 0.47 | 1.67 | 16h30 | 0.43 | 1.42 | 16h30 | 0 | 0 | 16h30 | 0.31 | 1.15 | 16h30 | 0.29 | 1.1 | 16h30 | 0 | 0 | 16h30 | 0.19 | 0.87 | 16h30 | 0.43 | 1.81 | 16h30 | 0 | 0 | 16h30 | 0.32 | 1.58 | 16h30 | 0.32 | 1.2 | 16h30 | 0 | 0 | 16h30 | 0.19 | 0.84 | 16h30 | 0.29 | 1.12 | 16h30 | 0 | 0 | 16h30 | 0.17 | 0.8 | 16h30 | 0.22 | 0.97 | 16h30 | 0 | 0 | 16h30 | 0.11 | 0.65 | 16h30 | 0.16 | 0.81 | 16h30 | 0 | 0 | 16h30 | 0.08 | 0.55 | 16h30 | 0.11 | 1.14 | 16h30 | 0 | 0 | 16h30 | 0.04 | 0.8
17h30 | 0.62 | 1.8 | 17h30 | 0 | 0 | 17h30 | 0.57 | 1.68 | 17h30 | 0.62 | 2.05 | 17h30 | 0 | 0 | 17h30 | 0.56 | 1.91 | 17h30 | 0.46 | 1.42 | 17h30 | 0 | 0 | 17h30 | 0.38 | 1.28 | 17h30 | 0.3 | 1.05 | 17h30 | 0 | 0 | 17h30 | 0.23 | 0.92 | 17h30 | 0.53 | 1.84 | 17h30 | 0 | 0 | 17h30 | 0.47 | 1.72 | 17h30 | 0.33 | 1.19 | 17h30 | 0 | 0 | 17h30 | 0.23 | 0.95 | 17h30 | 0.3 | 1.14 | 17h30 | 0 | 0 | 17h30 | 0.22 | 0.92 | 17h30 | 0.23 | 0.98 | 17h30 | 0 | 0 | 17h30 | 0.15 | 0.75 | 17h30 | 0.18 | 0.83 | 17h30 | 0 | 0 | 17h30 | 0.12 | 0.63 | 17h30 | 0.18 | 1.15 | 17h30 | 0 | 0 | 17h30 | 0.12 | 0.92
18h30 | 0.72 | 1.97 | 18h30 | 0.53 | 1.41 | 18h30 | 0.7 | 1.92 | 18h30 | 0.72 | 2.31 | 18h30 | 0.53 | 1.51 | 18h30 | 0.68 | 2.21 | 18h30 | 0.54 | 1.55 | 18h30 | 0.51 | 1.42 | 18h30 | 0.49 | 1.48 | 18h30 | 0.34 | 1.08 | 18h30 | 0.38 | 1.08 | 18h30 | 0.29 | 1 | 18h30 | 0.69 | 2.01 | 18h30 | 0.44 | 1.44 | 18h30 | 0.65 | 1.94 | 18h30 | 0.37 | 1.26 | 18h30 | 0.36 | 1.16 | 18h30 | 0.3 | 1.1 | 18h30 | 0.35 | 1.24 | 18h30 | 0.35 | 1.14 | 18h30 | 0.29 | 1.08 | 18h30 | 0.27 | 1.05 | 18h30 | 0.29 | 1.03 | 18h30 | 0.21 | 0.88 | 18h30 | 0.22 | 0.91 | 18h30 | 0.25 | 0.94 | 18h30 | 0.17 | 0.76 | 18h30 | 0.28 | 1.24 | 18h30 | 0.28 | 1.12 | 18h30 | 0.21 | 1.08
19h30 | 0.65 | 1.96 | 19h30 | 0.88 | 2.38 | 19h30 | 0.64 | 1.93 | 19h30 | 0.64 | 2.34 | 19h30 | 0.89 | 2.76 | 19h30 | 0.61 | 2.26 | 19h30 | 0.45 | 1.5 | 19h30 | 0.75 | 2.16 | 19h30 | 0.42 | 1.45 | 19h30 | 0.21 | 0.89 | 19h30 | 0.47 | 1.49 | 19h30 | 0.17 | 0.82 | 19h30 | 0.62 | 1.96 | 19h30 | 0.78 | 2.39 | 19h30 | 0.6 | 1.92 | 19h30 | 0.23 | 1.11 | 19h30 | 0.45 | 1.72 | 19h30 | 0.18 | 0.99 | 19h30 | 0.22 | 1.11 | 19h30 | 0.43 | 1.69 | 19h30 | 0.17 | 0.99 | 19h30 | 0.13 | 0.89 | 19h30 | 0.32 | 1.45 | 19h30 | 0.08 | 0.76 | 19h30 | 0.08 | 0.75 | 19h30 | 0.25 | 1.26 | 19h30 | 0.05 | 0.63 | 19h30 | 0.17 | 1.11 | 19h30 | 0.31 | 1.65 | 19h30 | 0.1 | 0.98
20h30 | 0.54 | 1.94 | 20h30 | 0.85 | 2.54 | 20h30 | 0.53 | 1.92 | 20h30 | 0.52 | 2.28 | 20h30 | 0.85 | 3.09 | 20h30 | 0.49 | 2.21 | 20h30 | 0.32 | 1.45 | 20h30 | 0.6 | 2.03 | 20h30 | 0.3 | 1.42 | 20h30 | 0.09 | 0.71 | 20h30 | 0.28 | 1.26 | 20h30 | 0.1 | 0.75 | 20h30 | 0.5 | 1.89 | 20h30 | 0.81 | 2.49 | 20h30 | 0.48 | 1.85 | 20h30 | 0.1 | 0.92 | 20h30 | 0.31 | 1.62 | 20h30 | 0.1 | 0.83 | 20h30 | 0.09 | 0.94 | 20h30 | 0.28 | 1.6 | 20h30 | 0.09 | 0.85 | 20h30 | 0.03 | 0.7 | 20h30 | 0.16 | 1.29 | 20h30 | 0.02 | 0.6 | 20h30 | 0 | 0.56 | 20h30 | 0.07 | 1.06 | 20h30 | 0 | 0.48 | 20h30 | 0.03 | 0.93 | 20h30 | 0.16 | 1.54 | 20h30 | 0 | 0.84
21h30 | 0.58 | 2.15 | 21h30 | 0.69 | 2.36 | 21h30 | 0.58 | 2.13 | 21h30 | 0.54 | 2.38 | 21h30 | 0.67 | 2.68 | 21h30 | 0.52 | 2.32 | 21h30 | 0.35 | 1.63 | 21h30 | 0.47 | 1.88 | 21h30 | 0.33 | 1.6 | 21h30 | 0.08 | 0.81 | 21h30 | 0.2 | 1.06 | 21h30 | 0.08 | 0.81 | 21h30 | 0.52 | 2.05 | 21h30 | 0.64 | 2.27 | 21h30 | 0.5 | 2.01 | 21h30 | 0.08 | 0.96 | 21h30 | 0.21 | 1.36 | 21h30 | 0.07 | 0.89 | 21h30 | 0.08 | 0.99 | 21h30 | 0.2 | 1.38 | 21h30 | 0.07 | 0.93 | 21h30 | 0 | 0.73 | 21h30 | 0.13 | 1.11 | 21h30 | 0 | 0.66 | 21h30 | 0 | 0.6 | 21h30 | 0.07 | 0.92 | 21h30 | 0 | 0.53 | 21h30 | 0.05 | 0.97 | 21h30 | 0.13 | 1.33 | 21h30 | 0.02 | 0.91
22h30 | 0.62 | 2.34 | 22h30 | 0.65 | 2.41 | 22h30 | 0.61 | 2.32 | 22h30 | 0.56 | 2.43 | 22h30 | 0.62 | 2.58 | 22h30 | 0.54 | 2.39 | 22h30 | 0.36 | 1.79 | 22h30 | 0.42 | 1.9 | 22h30 | 0.35 | 1.77 | 22h30 | 0.08 | 0.91 | 22h30 | 0.14 | 1.04 | 22h30 | 0.08 | 0.86 | 22h30 | 0.54 | 2.2 | 22h30 | 0.59 | 2.3 | 22h30 | 0.52 | 2.17 | 22h30 | 0.08 | 0.98 | 22h30 | 0.15 | 1.23 | 22h30 | 0.07 | 0.93 | 22h30 | 0.08 | 1.02 | 22h30 | 0.15 | 1.27 | 22h30 | 0.07 | 0.97 | 22h30 | 0 | 0.75 | 22h30 | 0.07 | 1 | 22h30 | 0 | 0.7 | 22h30 | 0 | 0.61 | 22h30 | 0.01 | 0.84 | 22h30 | 0 | 0.55 | 22h30 | 0.05 | 1 | 22h30 | 0.11 | 1.23 | 22h30 | 0.02 | 0.95
23h30 | 0.65 | 2.5 | 23h30 | 0.67 | 2.54 | 23h30 | 0.65 | 2.49 | 23h30 | 0.57 | 2.48 | 23h30 | 0.61 | 2.58 | 23h30 | 0.56 | 2.44 | 23h30 | 0.38 | 1.94 | 23h30 | 0.41 | 2 | 23h30 | 0.37 | 1.92 | 23h30 | 0.07 | 1.02 | 23h30 | 0.14 | 1.11 | 23h30 | 0.06 | 0.97 | 23h30 | 0.55 | 2.33 | 23h30 | 0.58 | 2.4 | 23h30 | 0.54 | 2.31 | 23h30 | 0.07 | 0.99 | 23h30 | 0.15 | 1.17 | 23h30 | 0.05 | 0.96 | 23h30 | 0.06 | 1.05 | 23h30 | 0.15 | 1.21 | 23h30 | 0.05 | 1 | 23h30 | 0 | 0.77 | 23h30 | 0.07 | 0.95 | 23h30 | 0 | 0.73 | 23h30 | 0 | 0.63 | 23h30 | 0.01 | 0.79 | 23h30 | 0 | 0.58 | 23h30 | 0.05 | 1.02 | 23h30 | 0.11 | 1.17 | 23h30 | 0.03 | 0.99
00h30 | 0.47 | 1.7 | 00h30 | 0.33 | 1.4 | 00h30 | 0.58 | 2.08 | 00h30 | 0.41 | 1.63 | 00h30 | 0.26 | 1.35 | 00h30 | 0.5 | 1.97 | 00h30 | 0.28 | 1.33 | 00h30 | 0.1 | 0.9 | 00h30 | 0.33 | 1.59 | 00h30 | 0.07 | 0.82 | 00h30 | 0 | 0.28 | 00h30 | 0.06 | 0.91 | 00h30 | 0.36 | 1.6 | 00h30 | 0.24 | 1.26 | 00h30 | 0.42 | 1.97 | 00h30 | 0.07 | 0.76 | 00h30 | 0 | 0.24 | 00h30 | 0.05 | 0.86 | 00h30 | 0.06 | 0.77 | 00h30 | 0 | 0.28 | 00h30 | 0.05 | 0.87 | 00h30 | 0 | 0.6 | 00h30 | 0 | 0.18 | 00h30 | 0 | 0.68 | 00h30 | 0 | 0.5 | 00h30 | 0 | 0.13 | 00h30 | 0 | 0.55 | 00h30 | 0.05 | 0.76 | 00h30 | 0 | 0.27 | 00h30 | 0.03 | 0.88
01h30 | 0.36 | 1.16 | 01h30 | 0.28 | 0.98 | 01h30 | 0.42 | 1.35 | 01h30 | 0.29 | 1.03 | 01h30 | 0.21 | 0.88 | 01h30 | 0.33 | 1.19 | 01h30 | 0.17 | 0.78 | 01h30 | 0.04 | 0.56 | 01h30 | 0.2 | 0.89 | 01h30 | 0 | 0.25 | 01h30 | 0 | 0 | 01h30 | 0 | 0.25 | 01h30 | 0.26 | 1.04 | 01h30 | 0.19 | 0.85 | 01h30 | 0.29 | 1.22 | 01h30 | 0.01 | 0.08 | 01h30 | 0 | 0 | 01h30 | 0 | 0.09 | 01h30 | 0 | 0.11 | 01h30 | 0 | 0 | 01h30 | 0 | 0.11 | 01h30 | 0 | 0 | 01h30 | 0 | 0 | 01h30 | 0 | 0 | 01h30 | 0 | 0 | 01h30 | 0 | 0 | 01h30 | 0 | 0 | 01h30 | 0 | 0.11 | 01h30 | 0 | 0 | 01h30 | 0 | 0.11
02h30 | 0.42 | 1.29 | 02h30 | 0.45 | 1.35 | 02h30 | 0.42 | 1.35 | 02h30 | 0.31 | 1.09 | 02h30 | 0.36 | 1.19 | 02h30 | 0.33 | 1.19 | 02h30 | 0.18 | 0.85 | 02h30 | 0.22 | 0.93 | 02h30 | 0.2 | 0.89 | 02h30 | 0 | 0.25 | 02h30 | 0 | 0.23 | 02h30 | 0 | 0.25 | 02h30 | 0.31 | 1.12 | 02h30 | 0.35 | 1.2 | 02h30 | 0.29 | 1.22 | 02h30 | 0.01 | 0.08 | 02h30 | 0 | 0.12 | 02h30 | 0 | 0.09 | 02h30 | 0 | 0.11 | 02h30 | 0 | 0.13 | 02h30 | 0 | 0.11 | 02h30 | 0 | 0 | 02h30 | 0 | 0 | 02h30 | 0 | 0 | 02h30 | 0 | 0 | 02h30 | 0 | 0 | 02h30 | 0 | 0 | 02h30 | 0 | 0.11 | 02h30 | 0 | 0.12 | 02h30 | 0 | 0.11
03h30 | 0.56 | 1.61 | 03h30 | 0.6 | 1.69 | 03h30 | 0.55 | 1.61 | 03h30 | 0.43 | 1.34 | 03h30 | 0.49 | 1.47 | 03h30 | 0.43 | 1.35 | 03h30 | 0.3 | 1.16 | 03h30 | 0.37 | 1.26 | 03h30 | 0.29 | 1.16 | 03h30 | 0.04 | 0.39 | 03h30 | 0.05 | 0.46 | 03h30 | 0.03 | 0.39 | 03h30 | 0.42 | 1.41 | 03h30 | 0.47 | 1.52 | 03h30 | 0.4 | 1.43 | 03h30 | 0 | 0.18 | 03h30 | 0.03 | 0.22 | 03h30 | 0 | 0.21 | 03h30 | 0 | 0.2 | 03h30 | 0.02 | 0.25 | 03h30 | 0 | 0.22 | 03h30 | 0 | 0 | 03h30 | 0 | 0.01 | 03h30 | 0 | 0 | 03h30 | 0 | 0 | 03h30 | 0 | 0 | 03h30 | 0 | 0 | 03h30 | 0 | 0.2 | 03h30 | 0.02 | 0.24 | 03h30 | 0 | 0.23
04h30 | 0.67 | 1.83 | 04h30 | 0.68 | 1.87 | 04h30 | 0.65 | 1.79 | 04h30 | 0.53 | 1.53 | 04h30 | 0.56 | 1.6 | 04h30 | 0.5 | 1.46 | 04h30 | 0.4 | 1.4 | 04h30 | 0.44 | 1.48 | 04h30 | 0.38 | 1.36 | 04h30 | 0.1 | 0.52 | 04h30 | 0.13 | 0.63 | 04h30 | 0.08 | 0.51 | 04h30 | 0.52 | 1.64 | 04h30 | 0.55 | 1.69 | 04h30 | 0.5 | 1.58 | 04h30 | 0.06 | 0.27 | 04h30 | 0.09 | 0.32 | 04h30 | 0.05 | 0.26 | 04h30 | 0.05 | 0.28 | 04h30 | 0.08 | 0.34 | 04h30 | 0.04 | 0.27 | 04h30 | 0 | 0.05 | 04h30 | 0 | 0.12 | 04h30 | 0 | 0.02 | 04h30 | 0 | 0 | 04h30 | 0 | 0.01 | 04h30 | 0 | 0 | 04h30 | 0.06 | 0.29 | 04h30 | 0.08 | 0.34 | 04h30 | 0.05 | 0.28
05h30 | 0.72 | 1.95 | 05h30 | 0.73 | 1.97 | 05h30 | 0.7 | 1.91 | 05h30 | 0.58 | 1.62 | 05h30 | 0.6 | 1.68 | 05h30 | 0.55 | 1.56 | 05h30 | 0.47 | 1.56 | 05h30 | 0.5 | 1.61 | 05h30 | 0.45 | 1.52 | 05h30 | 0.16 | 0.69 | 05h30 | 0.19 | 0.8 | 05h30 | 0.15 | 0.68 | 05h30 | 0.57 | 1.76 | 05h30 | 0.59 | 1.79 | 05h30 | 0.55 | 1.71 | 05h30 | 0.11 | 0.36 | 05h30 | 0.13 | 0.43 | 05h30 | 0.11 | 0.34 | 05h30 | 0.11 | 0.38 | 05h30 | 0.13 | 0.44 | 05h30 | 0.1 | 0.35 | 05h30 | 0.02 | 0.18 | 05h30 | 0.04 | 0.26 | 05h30 | 0.01 | 0.15 | 05h30 | 0 | 0.03 | 05h30 | 0 | 0.11 | 05h30 | 0 | 0.01 | 05h30 | 0.11 | 0.39 | 05h30 | 0.13 | 0.44 | 05h30 | 0.11 | 0.36
06h30 | 0.74 | 2.01 | 06h30 | 0.74 | 2.02 | 06h30 | 0.73 | 1.99 | 06h30 | 0.59 | 1.67 | 06h30 | 0.61 | 1.71 | 06h30 | 0.58 | 1.63 | 06h30 | 0.5 | 1.64 | 06h30 | 0.52 | 1.67 | 06h30 | 0.49 | 1.62 | 06h30 | 0.21 | 0.88 | 06h30 | 0.24 | 0.93 | 06h30 | 0.21 | 0.85 | 06h30 | 0.59 | 1.82 | 06h30 | 0.6 | 1.84 | 06h30 | 0.58 | 1.8 | 06h30 | 0.16 | 0.47 | 06h30 | 0.17 | 0.56 | 06h30 | 0.15 | 0.45 | 06h30 | 0.15 | 0.47 | 06h30 | 0.17 | 0.56 | 06h30 | 0.14 | 0.44 | 06h30 | 0.07 | 0.31 | 06h30 | 0.09 | 0.36 | 06h30 | 0.05 | 0.29 | 06h30 | 0 | 0.15 | 06h30 | 0.02 | 0.23 | 06h30 | 0 | 0.12 | 06h30 | 0.15 | 0.49 | 06h30 | 0.17 | 0.57 | 06h30 | 0.15 | 0.47
07h30 | 1.1 | 3.17 | 07h30 | 1.1 | 3.17 | 07h30 | 1.09 | 3.16 | 07h30 | 0.93 | 2.76 | 07h30 | 0.95 | 2.81 | 07h30 | 0.92 | 2.73 | 07h30 | 0.83 | 2.76 | 07h30 | 0.85 | 2.78 | 07h30 | 0.82 | 2.75 | 07h30 | 0.51 | 1.95 | 07h30 | 0.52 | 2 | 07h30 | 0.5 | 1.92 | 07h30 | 0.93 | 2.95 | 07h30 | 0.94 | 2.98 | 07h30 | 0.92 | 2.94 | 07h30 | 0.43 | 1.44 | 07h30 | 0.47 | 1.54 | 07h30 | 0.41 | 1.41 | 07h30 | 0.4 | 1.42 | 07h30 | 0.45 | 1.53 | 07h30 | 0.38 | 1.38 | 07h30 | 0.27 | 1.04 | 07h30 | 0.28 | 1.19 | 07h30 | 0.29 | 1.01 | 07h30 | 0.28 | 1 | 07h30 | 0.29 | 0.97 | 07h30 | 0.27 | 1 | 07h30 | 0.41 | 1.46 | 07h30 | 0.45 | 1.56 | 07h30 | 0.4 | 1.43
08h30 | 1.22 | 3.63 | 08h30 | 1.22 | 3.63 | 08h30 | 1.22 | 3.62 | 08h30 | 1.05 | 3.2 | 08h30 | 1.07 | 3.24 | 08h30 | 1.04 | 3.17 | 08h30 | 0.95 | 3.2 | 08h30 | 0.96 | 3.22 | 08h30 | 0.94 | 3.19 | 08h30 | 0.64 | 2.45 | 08h30 | 0.65 | 2.5 | 08h30 | 0.63 | 2.43 | 08h30 | 1.05 | 3.41 | 08h30 | 1.06 | 3.43 | 08h30 | 1.04 | 3.4 | 08h30 | 0.59 | 1.99 | 08h30 | 0.63 | 2.07 | 08h30 | 0.58 | 1.96 | 08h30 | 0.56 | 1.95 | 08h30 | 0.6 | 2.04 | 08h30 | 0.55 | 1.91 | 08h30 | 0.43 | 1.6 | 08h30 | 0.44 | 1.73 | 08h30 | 0.44 | 1.56 | 08h30 | 0.38 | 1.46 | 08h30 | 0.4 | 1.47 | 08h30 | 0.36 | 1.44 | 08h30 | 0.57 | 2 | 08h30 | 0.6 | 2.08 | 08h30 | 0.56 | 1.97
09h30 | 0.31 | 0.87 | 09h30 | 0.52 | 1.54 | 09h30 | 1.21 | 3.49 | 09h30 | 0.26 | 0.72 | 09h30 | 0.45 | 1.43 | 09h30 | 1.06 | 3.09 | 09h30 | 0.26 | 0.83 | 09h30 | 0.38 | 1.3 | 09h30 | 0.95 | 3.06 | 09h30 | 0.25 | 0.82 | 09h30 | 0.26 | 1.03 | 09h30 | 0.73 | 2.51 | 09h30 | 0.28 | 0.82 | 09h30 | 0.44 | 1.46 | 09h30 | 1.06 | 3.3 | 09h30 | 0.27 | 0.74 | 09h30 | 0.26 | 0.87 | 09h30 | 0.75 | 2.22 | 09h30 | 0.26 | 0.71 | 09h30 | 0.25 | 0.86 | 09h30 | 0.73 | 2.18 | 09h30 | 0.2 | 0.74 | 09h30 | 0.22 | 0.75 | 09h30 | 0.63 | 2.06 | 09h30 | 0.1 | 0.57 | 09h30 | 0.13 | 0.62 | 09h30 | 0.48 | 1.74 | 09h30 | 0.26 | 0.73 | 09h30 | 0.25 | 0.87 | 09h30 | 0.73 | 2.23
10h30 | 0 | 0 | 10h30 | 0 | 0 | 10h30 | 1.11 | 3.1 | 10h30 | 0 | 0 | 10h30 | 0 | 0 | 10h30 | 0.97 | 2.74 | 10h30 | 0 | 0 | 10h30 | 0 | 0 | 10h30 | 0.84 | 2.64 | 10h30 | 0 | 0 | 10h30 | 0 | 0 | 10h30 | 0.65 | 2.17 | 10h30 | 0 | 0 | 10h30 | 0 | 0 | 10h30 | 0.95 | 2.94 | 10h30 | 0 | 0 | 10h30 | 0 | 0 | 10h30 | 0.68 | 1.93 | 10h30 | 0 | 0 | 10h30 | 0 | 0 | 10h30 | 0.66 | 1.88 | 10h30 | 0 | 0 | 10h30 | 0 | 0 | 10h30 | 0.58 | 1.77 | 10h30 | 0 | 0 | 10h30 | 0 | 0 | 10h30 | 0.48 | 1.53 | 10h30 | 0 | 0 | 10h30 | 0 | 0 | 10h30 | 0.65 | 1.93
11h30 | 0 | 0 | 11h30 | 0 | 0 | 11h30 | 0.92 | 2.6 | 11h30 | 0 | 0 | 11h30 | 0 | 0 | 11h30 | 0.79 | 2.29 | 11h30 | 0 | 0 | 11h30 | 0 | 0 | 11h30 | 0.66 | 2.14 | 11h30 | 0 | 0 | 11h30 | 0 | 0 | 11h30 | 0.49 | 1.73 | 11h30 | 0 | 0 | 11h30 | 0 | 0 | 11h30 | 0.74 | 2.48 | 11h30 | 0 | 0 | 11h30 | 0 | 0 | 11h30 | 0.51 | 1.51 | 11h30 | 0 | 0 | 11h30 | 0 | 0 | 11h30 | 0.49 | 1.46 | 11h30 | 0 | 0 | 11h30 | 0 | 0 | 11h30 | 0.42 | 1.35 | 11h30 | 0 | 0 | 11h30 | 0 | 0 | 11h30 | 0.35 | 1.17 | 11h30 | 0 | 0 | 11h30 | 0 | 0 | 11h30 | 0.44 | 1.5
12h30 | 0 | 0 | 12h30 | 0 | 0 | 12h30 | 0.82 | 2.34 | 12h30 | 0 | 0 | 12h30 | 0 | 0 | 12h30 | 0.71 | 2.08 | 12h30 | 0 | 0 | 12h30 | 0 | 0 | 12h30 | 0.56 | 1.89 | 12h30 | 0 | 0 | 12h30 | 0 | 0 | 12h30 | 0.41 | 1.52 | 12h30 | 0 | 0 | 12h30 | 0 | 0 | 12h30 | 0.64 | 2.25 | 12h30 | 0 | 0 | 12h30 | 0 | 0 | 12h30 | 0.42 | 1.3 | 12h30 | 0 | 0 | 12h30 | 0 | 0 | 12h30 | 0.4 | 1.23 | 12h30 | 0 | 0 | 12h30 | 0 | 0 | 12h30 | 0.34 | 1.13 | 12h30 | 0 | 0 | 12h30 | 0 | 0 | 12h30 | 0.27 | 0.97 | 12h30 | 0 | 0 | 12h30 | 0 | 0 | 12h30 | 0.34 | 1.28
13h30 | 0.61 | 1.56 | 13h30 | 0 | 0 | 13h30 | 0.79 | 2.25 | 13h30 | 0.53 | 1.49 | 13h30 | 0 | 0 | 13h30 | 0.69 | 2.05 | 13h30 | 0.52 | 1.55 | 13h30 | 0 | 0 | 13h30 | 0.54 | 1.8 | 13h30 | 0.41 | 1.29 | 13h30 | 0 | 0 | 13h30 | 0.38 | 1.41 | 13h30 | 0.48 | 1.55 | 13h30 | 0 | 0 | 13h30 | 0.64 | 2.19 | 13h30 | 0.37 | 1.08 | 13h30 | 0 | 0 | 13h30 | 0.39 | 1.2 | 13h30 | 0.36 | 1.05 | 13h30 | 0 | 0 | 13h30 | 0.36 | 1.14 | 13h30 | 0.32 | 0.99 | 13h30 | 0 | 0 | 13h30 | 0.3 | 1.02 | 13h30 | 0.28 | 0.91 | 13h30 | 0 | 0 | 13h30 | 0.24 | 0.88 | 13h30 | 0.33 | 1.07 | 13h30 | 0 | 0 | 13h30 | 0.32 | 1.18
14h30 | 1.11 | 2.77 | 14h30 | 0 | 0 | 14h30 | 0.79 | 2.24 | 14h30 | 0.98 | 2.6 | 14h30 | 0 | 0 | 14h30 | 0.7 | 2.07 | 14h30 | 0.9 | 2.59 | 14h30 | 0 | 0 | 14h30 | 0.55 | 1.79 | 14h30 | 0.69 | 2.12 | 14h30 | 0 | 0 | 14h30 | 0.37 | 1.36 | 14h30 | 0.94 | 2.71 | 14h30 | 0 | 0 | 14h30 | 0.68 | 2.19 | 14h30 | 0.65 | 1.82 | 14h30 | 0 | 0 | 14h30 | 0.38 | 1.16 | 14h30 | 0.62 | 1.74 | 14h30 | 0 | 0 | 14h30 | 0.35 | 1.1 | 14h30 | 0.54 | 1.61 | 14h30 | 0 | 0 | 14h30 | 0.29 | 0.97 | 14h30 | 0.45 | 1.41 | 14h30 | 0 | 0 | 14h30 | 0.23 | 0.84 | 14h30 | 0.57 | 1.79 | 14h30 | 0 | 0 | 14h30 | 0.32 | 1.14
15h30 | 1.19 | 3.08 | 15h30 | 0 | 0 | 15h30 | 0.8 | 2.26 | 15h30 | 1.08 | 2.88 | 15h30 | 0 | 0 | 15h30 | 0.72 | 2.11 | 15h30 | 0.91 | 2.64 | 15h30 | 0 | 0 | 15h30 | 0.56 | 1.8 | 15h30 | 0.67 | 2.12 | 15h30 | 0 | 0 | 15h30 | 0.37 | 1.33 | 15h30 | 1.07 | 2.99 | 15h30 | 0 | 0 | 15h30 | 0.71 | 2.21 | 15h30 | 0.69 | 1.95 | 15h30 | 0 | 0 | 15h30 | 0.37 | 1.14 | 15h30 | 0.65 | 1.84 | 15h30 | 0 | 0 | 15h30 | 0.35 | 1.09 | 15h30 | 0.55 | 1.66 | 15h30 | 0 | 0 | 15h30 | 0.28 | 0.95 | 15h30 | 0.44 | 1.41 | 15h30 | 0 | 0 | 15h30 | 0.23 | 0.82 | 15h30 | 0.61 | 1.91 | 15h30 | 0 | 0 | 15h30 | 0.33 | 1.13
16h30 | 0.97 | 2.62 | 16h30 | 0 | 0 | 16h30 | 0.84 | 2.35 | 16h30 | 0.89 | 2.51 | 16h30 | 0 | 0 | 16h30 | 0.75 | 2.21 | 16h30 | 0.74 | 2.2 | 16h30 | 0 | 0 | 16h30 | 0.59 | 1.88 | 16h30 | 0.55 | 1.73 | 16h30 | 0 | 0 | 16h30 | 0.39 | 1.38 | 16h30 | 0.89 | 2.57 | 16h30 | 0 | 0 | 16h30 | 0.75 | 2.3 | 16h30 | 0.58 | 1.66 | 16h30 | 0 | 0 | 16h30 | 0.39 | 1.19 | 16h30 | 0.54 | 1.59 | 16h30 | 0 | 0 | 16h30 | 0.37 | 1.14 | 16h30 | 0.46 | 1.43 | 16h30 | 0 | 0 | 16h30 | 0.29 | 0.99 | 16h30 | 0.38 | 1.24 | 16h30 | 0 | 0 | 16h30 | 0.24 | 0.86 | 16h30 | 0.53 | 1.64 | 16h30 | 0 | 0 | 16h30 | 0.36 | 1.19
17h30 | 0.93 | 2.61 | 17h30 | 0 | 0 | 17h30 | 0.89 | 2.51 | 17h30 | 0.87 | 2.52 | 17h30 | 0 | 0 | 17h30 | 0.81 | 2.36 | 17h30 | 0.71 | 2.15 | 17h30 | 0 | 0 | 17h30 | 0.64 | 2.02 | 17h30 | 0.51 | 1.65 | 17h30 | 0 | 0 | 17h30 | 0.43 | 1.48 | 17h30 | 0.87 | 2.56 | 17h30 | 0 | 0 | 17h30 | 0.81 | 2.44 | 17h30 | 0.54 | 1.58 | 17h30 | 0 | 0 | 17h30 | 0.42 | 1.28 | 17h30 | 0.51 | 1.52 | 17h30 | 0 | 0 | 17h30 | 0.4 | 1.24 | 17h30 | 0.44 | 1.37 | 17h30 | 0 | 0 | 17h30 | 0.32 | 1.07 | 17h30 | 0.37 | 1.2 | 17h30 | 0 | 0 | 17h30 | 0.27 | 0.94 | 17h30 | 0.5 | 1.58 | 17h30 | 0 | 0 | 17h30 | 0.4 | 1.29
18h30 | 0.94 | 2.55 | 18h30 | 0.62 | 1.8 | 18h30 | 0.93 | 2.5 | 18h30 | 0.87 | 2.46 | 18h30 | 0.62 | 1.77 | 18h30 | 0.84 | 2.36 | 18h30 | 0.71 | 2.07 | 18h30 | 0.67 | 1.83 | 18h30 | 0.67 | 2 | 18h30 | 0.5 | 1.55 | 18h30 | 0.53 | 1.53 | 18h30 | 0.45 | 1.45 | 18h30 | 0.87 | 2.49 | 18h30 | 0.63 | 1.75 | 18h30 | 0.84 | 2.42 | 18h30 | 0.51 | 1.46 | 18h30 | 0.49 | 1.36 | 18h30 | 0.43 | 1.25 | 18h30 | 0.49 | 1.4 | 18h30 | 0.48 | 1.33 | 18h30 | 0.41 | 1.21 | 18h30 | 0.41 | 1.25 | 18h30 | 0.43 | 1.25 | 18h30 | 0.33 | 1.04 | 18h30 | 0.35 | 1.11 | 18h30 | 0.39 | 1.16 | 18h30 | 0.28 | 0.92 | 18h30 | 0.49 | 1.45 | 18h30 | 0.47 | 1.35 | 18h30 | 0.41 | 1.25
19h30 | 0.79 | 2.29 | 19h30 | 1.13 | 3.02 | 19h30 | 0.78 | 2.26 | 19h30 | 0.71 | 2.23 | 19h30 | 1.07 | 3 | 19h30 | 0.68 | 2.14 | 19h30 | 0.54 | 1.8 | 19h30 | 1.03 | 2.86 | 19h30 | 0.51 | 1.75 | 19h30 | 0.32 | 1.25 | 19h30 | 0.75 | 2.28 | 19h30 | 0.28 | 1.18 | 19h30 | 0.71 | 2.23 | 19h30 | 1.07 | 2.94 | 19h30 | 0.68 | 2.17 | 19h30 | 0.31 | 1.13 | 19h30 | 0.7 | 2.07 | 19h30 | 0.26 | 0.99 | 19h30 | 0.29 | 1.09 | 19h30 | 0.67 | 1.99 | 19h30 | 0.24 | 0.95 | 19h30 | 0.22 | 0.93 | 19h30 | 0.57 | 1.81 | 19h30 | 0.16 | 0.78 | 19h30 | 0.16 | 0.8 | 19h30 | 0.47 | 1.6 | 19h30 | 0.11 | 0.66 | 19h30 | 0.29 | 1.13 | 19h30 | 0.66 | 2.03 | 19h30 | 0.24 | 0.99
20h30 | 0.65 | 2.29 | 20h30 | 1.16 | 3.26 | 20h30 | 0.66 | 2.27 | 20h30 | 0.56 | 2.26 | 20h30 | 1.05 | 3.28 | 20h30 | 0.56 | 2.19 | 20h30 | 0.39 | 1.77 | 20h30 | 0.87 | 2.82 | 20h30 | 0.41 | 1.73 | 20h30 | 0.18 | 1.13 | 20h30 | 0.57 | 2.1 | 20h30 | 0.17 | 1.07 | 20h30 | 0.56 | 2.23 | 20h30 | 1.04 | 3.2 | 20h30 | 0.54 | 2.19 | 20h30 | 0.17 | 1.01 | 20h30 | 0.56 | 2.06 | 20h30 | 0.14 | 0.91 | 20h30 | 0.16 | 0.98 | 20h30 | 0.52 | 1.97 | 20h30 | 0.13 | 0.87 | 20h30 | 0.1 | 0.79 | 20h30 | 0.4 | 1.73 | 20h30 | 0.1 | 0.68 | 20h30 | 0.06 | 0.65 | 20h30 | 0.28 | 1.47 | 20h30 | 0.07 | 0.55 | 20h30 | 0.15 | 1.02 | 20h30 | 0.51 | 2.03 | 20h30 | 0.14 | 0.92
21h30 | 0.69 | 2.58 | 21h30 | 0.86 | 2.88 | 21h30 | 0.7 | 2.56 | 21h30 | 0.6 | 2.51 | 21h30 | 0.78 | 2.9 | 21h30 | 0.59 | 2.44 | 21h30 | 0.42 | 2.03 | 21h30 | 0.62 | 2.43 | 21h30 | 0.42 | 1.99 | 21h30 | 0.17 | 1.26 | 21h30 | 0.35 | 1.69 | 21h30 | 0.15 | 1.22 | 21h30 | 0.6 | 2.48 | 21h30 | 0.78 | 2.81 | 21h30 | 0.58 | 2.44 | 21h30 | 0.15 | 1.14 | 21h30 | 0.37 | 1.75 | 21h30 | 0.13 | 1.06 | 21h30 | 0.14 | 1.12 | 21h30 | 0.34 | 1.7 | 21h30 | 0.12 | 1.04 | 21h30 | 0.07 | 0.91 | 21h30 | 0.26 | 1.49 | 21h30 | 0.06 | 0.83 | 21h30 | 0.02 | 0.77 | 21h30 | 0.2 | 1.29 | 21h30 | 0.01 | 0.69 | 21h30 | 0.14 | 1.16 | 21h30 | 0.34 | 1.74 | 21h30 | 0.12 | 1.08
22h30 | 0.73 | 2.76 | 22h30 | 0.78 | 2.86 | 22h30 | 0.72 | 2.74 | 22h30 | 0.63 | 2.6 | 22h30 | 0.71 | 2.79 | 22h30 | 0.6 | 2.55 | 22h30 | 0.44 | 2.19 | 22h30 | 0.53 | 2.35 | 22h30 | 0.42 | 2.16 | 22h30 | 0.17 | 1.36 | 22h30 | 0.26 | 1.56 | 22h30 | 0.15 | 1.32 | 22h30 | 0.62 | 2.61 | 22h30 | 0.7 | 2.75 | 22h30 | 0.6 | 2.58 | 22h30 | 0.15 | 1.19 | 22h30 | 0.28 | 1.56 | 22h30 | 0.13 | 1.13 | 22h30 | 0.14 | 1.17 | 22h30 | 0.26 | 1.53 | 22h30 | 0.12 | 1.11 | 22h30 | 0.07 | 0.95 | 22h30 | 0.18 | 1.33 | 22h30 | 0.06 | 0.89 | 22h30 | 0.02 | 0.81 | 22h30 | 0.12 | 1.16 | 22h30 | 0.01 | 0.74 | 22h30 | 0.14 | 1.21 | 22h30 | 0.26 | 1.57 | 22h30 | 0.12 | 1.15
23h30 | 0.75 | 2.87 | 23h30 | 0.77 | 2.93 | 23h30 | 0.75 | 2.86 | 23h30 | 0.64 | 2.64 | 23h30 | 0.69 | 2.78 | 23h30 | 0.62 | 2.59 | 23h30 | 0.45 | 2.3 | 23h30 | 0.51 | 2.39 | 23h30 | 0.43 | 2.27 | 23h30 | 0.15 | 1.45 | 23h30 | 0.25 | 1.58 | 23h30 | 0.14 | 1.42 | 23h30 | 0.63 | 2.7 | 23h30 | 0.68 | 2.79 | 23h30 | 0.62 | 2.68 | 23h30 | 0.14 | 1.2 | 23h30 | 0.25 | 1.46 | 23h30 | 0.12 | 1.16 | 23h30 | 0.12 | 1.19 | 23h30 | 0.24 | 1.44 | 23h30 | 0.1 | 1.14 | 23h30 | 0.04 | 0.97 | 23h30 | 0.18 | 1.23 | 23h30 | 0.02 | 0.92 | 23h30 | 0 | 0.82 | 23h30 | 0.12 | 1.07 | 23h30 | 0 | 0.77 | 23h30 | 0.13 | 1.23 | 23h30 | 0.24 | 1.47 | 23h30 | 0.11 | 1.19
00h30 | 0.56 | 2 | 00h30 | 0.42 | 1.71 | 00h30 | 0.72 | 2.52 | 00h30 | 0.48 | 1.83 | 00h30 | 0.33 | 1.5 | 00h30 | 0.6 | 2.26 | 00h30 | 0.37 | 1.64 | 00h30 | 0.16 | 1.2 | 00h30 | 0.43 | 2.01 | 00h30 | 0.15 | 1.14 | 00h30 | 0 | 0.48 | 00h30 | 0.14 | 1.22 | 00h30 | 0.47 | 1.89 | 00h30 | 0.32 | 1.57 | 00h30 | 0.59 | 2.35 | 00h30 | 0.14 | 0.95 | 00h30 | 0 | 0.28 | 00h30 | 0.12 | 1 | 00h30 | 0.12 | 0.93 | 00h30 | 0 | 0.29 | 00h30 | 0.1 | 1 | 00h30 | 0.04 | 0.79 | 00h30 | 0 | 0.22 | 00h30 | 0.02 | 0.8 | 00h30 | 0 | 0.69 | 00h30 | 0 | 0.17 | 00h30 | 0 | 0.7 | 00h30 | 0.13 | 0.96 | 00h30 | 0 | 0.3 | 00h30 | 0.11 | 1.03
01h30 | 0.45 | 1.45 | 01h30 | 0.22 | 0.8 | 01h30 | 0.54 | 1.72 | 01h30 | 0.36 | 1.22 | 01h30 | 0.16 | 0.67 | 01h30 | 0.42 | 1.42 | 01h30 | 0.26 | 1.07 | 01h30 | 0.07 | 0.52 | 01h30 | 0.28 | 1.23 | 01h30 | 0.06 | 0.57 | 01h30 | 0 | 0.13 | 01h30 | 0.04 | 0.57 | 01h30 | 0.36 | 1.33 | 01h30 | 0.16 | 0.72 | 01h30 | 0.41 | 1.55 | 01h30 | 0.06 | 0.28 | 01h30 | 0 | 0 | 01h30 | 0.06 | 0.28 | 01h30 | 0.05 | 0.27 | 01h30 | 0 | 0 | 01h30 | 0.05 | 0.27 | 01h30 | 0 | 0.14 | 01h30 | 0 | 0 | 01h30 | 0 | 0.13 | 01h30 | 0 | 0.07 | 01h30 | 0 | 0 | 01h30 | 0 | 0.05 | 01h30 | 0.06 | 0.3 | 01h30 | 0 | 0 | 01h30 | 0.06 | 0.3
02h30 | 0.5 | 1.6 | 02h30 | 0 | 0 | 02h30 | 0.54 | 1.72 | 02h30 | 0.37 | 1.26 | 02h30 | 0 | 0 | 02h30 | 0.42 | 1.42 | 02h30 | 0.26 | 1.11 | 02h30 | 0 | 0 | 02h30 | 0.28 | 1.23 | 02h30 | 0.06 | 0.57 | 02h30 | 0 | 0 | 02h30 | 0.04 | 0.57 | 02h30 | 0.37 | 1.42 | 02h30 | 0 | 0 | 02h30 | 0.41 | 1.55 | 02h30 | 0.06 | 0.28 | 02h30 | 0 | 0 | 02h30 | 0.06 | 0.28 | 02h30 | 0.05 | 0.27 | 02h30 | 0 | 0 | 02h30 | 0.05 | 0.27 | 02h30 | 0 | 0.14 | 02h30 | 0 | 0 | 02h30 | 0 | 0.13 | 02h30 | 0 | 0.07 | 02h30 | 0 | 0 | 02h30 | 0 | 0.05 | 02h30 | 0.06 | 0.3 | 02h30 | 0 | 0 | 02h30 | 0.06 | 0.3
03h30 | 0.62 | 1.82 | 03h30 | 0 | 0 | 03h30 | 0.62 | 1.84 | 03h30 | 0.46 | 1.43 | 03h30 | 0 | 0 | 03h30 | 0.48 | 1.46 | 03h30 | 0.34 | 1.34 | 03h30 | 0 | 0 | 03h30 | 0.35 | 1.39 | 03h30 | 0.1 | 0.66 | 03h30 | 0 | 0 | 03h30 | 0.09 | 0.66 | 03h30 | 0.46 | 1.63 | 03h30 | 0 | 0 | 03h30 | 0.47 | 1.65 | 03h30 | 0.06 | 0.35 | 03h30 | 0 | 0 | 03h30 | 0.05 | 0.35 | 03h30 | 0.04 | 0.33 | 03h30 | 0 | 0 | 03h30 | 0.03 | 0.33 | 03h30 | 0 | 0.13 | 03h30 | 0 | 0 | 03h30 | 0 | 0.12 | 03h30 | 0 | 0 | 03h30 | 0 | 0 | 03h30 | 0 | 0 | 03h30 | 0.05 | 0.36 | 03h30 | 0 | 0 | 03h30 | 0.04 | 0.36
04h30 | 0.7 | 1.95 | 04h30 | 0 | 0 | 04h30 | 0.67 | 1.88 | 04h30 | 0.54 | 1.54 | 04h30 | 0 | 0 | 04h30 | 0.5 | 1.46 | 04h30 | 0.42 | 1.53 | 04h30 | 0 | 0 | 04h30 | 0.39 | 1.45 | 04h30 | 0.16 | 0.77 | 04h30 | 0 | 0 | 04h30 | 0.15 | 0.75 | 04h30 | 0.55 | 1.75 | 04h30 | 0 | 0 | 04h30 | 0.51 | 1.68 | 04h30 | 0.1 | 0.38 | 04h30 | 0 | 0 | 04h30 | 0.1 | 0.37 | 04h30 | 0.09 | 0.36 | 04h30 | 0 | 0 | 04h30 | 0.08 | 0.34 | 04h30 | 0.01 | 0.18 | 04h30 | 0 | 0 | 04h30 | 0 | 0.16 | 04h30 | 0 | 0.04 | 04h30 | 0 | 0 | 04h30 | 0 | 0.02 | 04h30 | 0.09 | 0.39 | 04h30 | 0 | 0 | 04h30 | 0.09 | 0.38
05h30 | 0.74 | 2.02 | 05h30 | 0 | 0 | 05h30 | 0.71 | 1.96 | 05h30 | 0.59 | 1.62 | 05h30 | 0 | 0 | 05h30 | 0.54 | 1.53 | 05h30 | 0.49 | 1.64 | 05h30 | 0 | 0 | 05h30 | 0.45 | 1.57 | 05h30 | 0.22 | 0.93 | 05h30 | 0 | 0 | 05h30 | 0.21 | 0.9 | 05h30 | 0.59 | 1.84 | 05h30 | 0 | 0 | 05h30 | 0.55 | 1.77 | 05h30 | 0.15 | 0.47 | 05h30 | 0 | 0 | 05h30 | 0.14 | 0.45 | 05h30 | 0.14 | 0.44 | 05h30 | 0 | 0 | 05h30 | 0.13 | 0.41 | 05h30 | 0.06 | 0.3 | 05h30 | 0 | 0 | 05h30 | 0.05 | 0.28 | 05h30 | 0.01 | 0.17 | 05h30 | 0 | 0 | 05h30 | 0 | 0.14 | 05h30 | 0.14 | 0.48 | 05h30 | 0 | 0 | 05h30 | 0.14 | 0.46
06h30 | 0.75 | 2.05 | 06h30 | 0 | 0 | 06h30 | 0.73 | 2.02 | 06h30 | 0.6 | 1.64 | 06h30 | 0 | 0 | 06h30 | 0.57 | 1.59 | 06h30 | 0.51 | 1.68 | 06h30 | 0 | 0 | 06h30 | 0.49 | 1.65 | 06h30 | 0.26 | 1.04 | 06h30 | 0 | 0 | 06h30 | 0.25 | 1.01 | 06h30 | 0.6 | 1.87 | 06h30 | 0 | 0 | 06h30 | 0.58 | 1.84 | 06h30 | 0.18 | 0.57 | 06h30 | 0 | 0 | 06h30 | 0.18 | 0.54 | 06h30 | 0.17 | 0.52 | 06h30 | 0 | 0 | 06h30 | 0.16 | 0.49 | 06h30 | 0.11 | 0.38 | 06h30 | 0 | 0 | 06h30 | 0.1 | 0.37 | 06h30 | 0.05 | 0.28 | 06h30 | 0 | 0 | 06h30 | 0.03 | 0.26 | 06h30 | 0.17 | 0.58 | 06h30 | 0 | 0 | 06h30 | 0.17 | 0.55
07h30 | 1.07 | 3.1 | 07h30 | 0 | 0 | 07h30 | 1.07 | 3.09 | 07h30 | 0.91 | 2.65 | 07h30 | 0 | 0 | 07h30 | 0.89 | 2.61 | 07h30 | 0.81 | 2.71 | 07h30 | 0 | 0 | 07h30 | 0.8 | 2.69 | 07h30 | 0.52 | 2.02 | 07h30 | 0 | 0 | 07h30 | 0.52 | 2 | 07h30 | 0.91 | 2.9 | 07h30 | 0 | 0 | 07h30 | 0.9 | 2.88 | 07h30 | 0.45 | 1.49 | 07h30 | 0 | 0 | 07h30 | 0.44 | 1.46 | 07h30 | 0.41 | 1.39 | 07h30 | 0 | 0 | 07h30 | 0.39 | 1.36 | 07h30 | 0.27 | 1.14 | 07h30 | 0 | 0 | 07h30 | 0.27 | 1.11 | 07h30 | 0.28 | 0.95 | 07h30 | 0 | 0 | 07h30 | 0.28 | 0.94 | 07h30 | 0.42 | 1.5 | 07h30 | 0 | 0 | 07h30 | 0.41 | 1.46
08h30 | 1.14 | 3.38 | 08h30 | 0.86 | 2.31 | 08h30 | 1.14 | 3.37 | 08h30 | 0.97 | 2.91 | 08h30 | 0.72 | 1.94 | 08h30 | 0.96 | 2.88 | 08h30 | 0.87 | 2.97 | 08h30 | 0.7 | 2.14 | 08h30 | 0.86 | 2.95 | 08h30 | 0.6 | 2.36 | 08h30 | 0.49 | 1.7 | 08h30 | 0.6 | 2.35 | 08h30 | 0.97 | 3.18 | 08h30 | 0.74 | 2.13 | 08h30 | 0.96 | 3.16 | 08h30 | 0.57 | 1.9 | 08h30 | 0.41 | 1.25 | 08h30 | 0.56 | 1.87 | 08h30 | 0.52 | 1.79 | 08h30 | 0.38 | 1.18 | 08h30 | 0.51 | 1.75 | 08h30 | 0.39 | 1.57 | 08h30 | 0.31 | 1.04 | 08h30 | 0.39 | 1.54 | 08h30 | 0.36 | 1.34 | 08h30 | 0.23 | 0.85 | 08h30 | 0.35 | 1.32 | 08h30 | 0.53 | 1.89 | 08h30 | 0.39 | 1.24 | 08h30 | 0.52 | 1.86
09h30 | 1.05 | 3.02 | 09h30 | 1.54 | 3.87 | 09h30 | 1.05 | 3.02 | 09h30 | 0.91 | 2.64 | 09h30 | 1.33 | 3.36 | 09h30 | 0.9 | 2.62 | 09h30 | 0.81 | 2.63 | 09h30 | 1.29 | 3.64 | 09h30 | 0.81 | 2.63 | 09h30 | 0.65 | 2.23 | 09h30 | 0.96 | 3 | 09h30 | 0.64 | 2.22 | 09h30 | 0.9 | 2.87 | 09h30 | 1.33 | 3.63 | 09h30 | 0.89 | 2.86 | 09h30 | 0.66 | 1.97 | 09h30 | 0.86 | 2.37 | 09h30 | 0.66 | 1.96 | 09h30 | 0.63 | 1.89 | 09h30 | 0.81 | 2.24 | 09h30 | 0.62 | 1.87 | 09h30 | 0.59 | 1.81 | 09h30 | 0.68 | 2.02 | 09h30 | 0.58 | 1.8 | 09h30 | 0.46 | 1.64 | 09h30 | 0.55 | 1.72 | 09h30 | 0.45 | 1.62 | 09h30 | 0.62 | 1.95 | 09h30 | 0.81 | 2.34 | 09h30 | 0.61 | 1.94
10h30 | 0.91 | 2.55 | 10h30 | 1.34 | 3.49 | 10h30 | 0.91 | 2.64 | 10h30 | 0.79 | 2.24 | 10h30 | 1.2 | 3.19 | 10h30 | 0.79 | 2.29 | 10h30 | 0.68 | 2.15 | 10h30 | 1.15 | 3.27 | 10h30 | 0.67 | 2.22 | 10h30 | 0.54 | 1.84 | 10h30 | 0.9 | 2.83 | 10h30 | 0.54 | 1.83 | 10h30 | 0.75 | 2.44 | 10h30 | 1.16 | 3.37 | 10h30 | 0.77 | 2.47 | 10h30 | 0.57 | 1.65 | 10h30 | 0.86 | 2.44 | 10h30 | 0.57 | 1.64 | 10h30 | 0.54 | 1.56 | 10h30 | 0.81 | 2.32 | 10h30 | 0.54 | 1.55 | 10h30 | 0.5 | 1.49 | 10h30 | 0.69 | 2.13 | 10h30 | 0.49 | 1.48 | 10h30 | 0.42 | 1.35 | 10h30 | 0.59 | 1.9 | 10h30 | 0.41 | 1.33 | 10h30 | 0.5 | 1.62 | 10h30 | 0.77 | 2.41 | 10h30 | 0.5 | 1.61
11h30 | 0.71 | 2.06 | 11h30 | 0.85 | 2.35 | 11h30 | 0.71 | 2.11 | 11h30 | 0.62 | 1.82 | 11h30 | 0.78 | 2.19 | 11h30 | 0.61 | 1.84 | 11h30 | 0.49 | 1.65 | 11h30 | 0.69 | 2.07 | 11h30 | 0.48 | 1.69 | 11h30 | 0.37 | 1.4 | 11h30 | 0.55 | 1.83 | 11h30 | 0.37 | 1.39 | 11h30 | 0.51 | 2 | 11h30 | 0.67 | 2.31 | 11h30 | 0.52 | 2.01 | 11h30 | 0.4 | 1.24 | 11h30 | 0.56 | 1.67 | 11h30 | 0.4 | 1.24 | 11h30 | 0.37 | 1.16 | 11h30 | 0.52 | 1.58 | 11h30 | 0.37 | 1.15 | 11h30 | 0.33 | 1.09 | 11h30 | 0.44 | 1.45 | 11h30 | 0.33 | 1.08 | 11h30 | 0.27 | 0.97 | 11h30 | 0.37 | 1.29 | 11h30 | 0.27 | 0.96 | 11h30 | 0.28 | 1.21 | 11h30 | 0.42 | 1.64 | 11h30 | 0.28 | 1.21
12h30 | 0.65 | 1.97 | 12h30 | 0.59 | 1.77 | 12h30 | 0.7 | 2.11 | 12h30 | 0.57 | 1.78 | 12h30 | 0.56 | 1.68 | 12h30 | 0.61 | 1.84 | 12h30 | 0.46 | 1.61 | 12h30 | 0.44 | 1.45 | 12h30 | 0.48 | 1.69 | 12h30 | 0.29 | 1.23 | 12h30 | 0.34 | 1.28 | 12h30 | 0.28 | 1.24 | 12h30 | 0.5 | 1.9 | 12h30 | 0.39 | 1.77 | 12h30 | 0.52 | 2.01 | 12h30 | 0.29 | 1.03 | 12h30 | 0.37 | 1.19 | 12h30 | 0.29 | 1.04 | 12h30 | 0.27 | 0.98 | 12h30 | 0.33 | 1.11 | 12h30 | 0.26 | 0.99 | 12h30 | 0.24 | 0.84 | 12h30 | 0.27 | 1 | 12h30 | 0.24 | 0.84 | 12h30 | 0.21 | 0.73 | 12h30 | 0.22 | 0.88 | 12h30 | 0.2 | 0.72 | 12h30 | 0.21 | 1.02 | 12h30 | 0.18 | 1.16 | 12h30 | 0.2 | 1.03
13h30 | 0.48 | 1.47 | 13h30 | 0.45 | 1.38 | 13h30 | 0.51 | 1.53 | 13h30 | 0.43 | 1.36 | 13h30 | 0.43 | 1.35 | 13h30 | 0.45 | 1.37 | 13h30 | 0.3 | 1.11 | 13h30 | 0.31 | 1.15 | 13h30 | 0.31 | 1.13 | 13h30 | 0.19 | 0.86 | 13h30 | 0.22 | 0.97 | 13h30 | 0.18 | 0.87 | 13h30 | 0.31 | 1.45 | 13h30 | 0.28 | 1.41 | 13h30 | 0.32 | 1.5 | 13h30 | 0.2 | 0.74 | 13h30 | 0.25 | 0.86 | 13h30 | 0.2 | 0.74 | 13h30 | 0.18 | 0.68 | 13h30 | 0.22 | 0.79 | 13h30 | 0.17 | 0.68 | 13h30 | 0.14 | 0.57 | 13h30 | 0.17 | 0.71 | 13h30 | 0.14 | 0.57 | 13h30 | 0.11 | 0.48 | 13h30 | 0.13 | 0.62 | 13h30 | 0.1 | 0.47 | 13h30 | 0.07 | 0.71 | 13h30 | 0.11 | 0.83 | 13h30 | 0.06 | 0.71
14h30 | 0.48 | 1.47 | 14h30 | 0.38 | 1.16 | 14h30 | 0.51 | 1.53 | 14h30 | 0.43 | 1.36 | 14h30 | 0.38 | 1.19 | 14h30 | 0.45 | 1.37 | 14h30 | 0.3 | 1.11 | 14h30 | 0.25 | 0.89 | 14h30 | 0.31 | 1.13 | 14h30 | 0.19 | 0.86 | 14h30 | 0.17 | 0.75 | 14h30 | 0.18 | 0.87 | 14h30 | 0.31 | 1.45 | 14h30 | 0.26 | 1.21 | 14h30 | 0.32 | 1.5 | 14h30 | 0.2 | 0.74 | 14h30 | 0.19 | 0.68 | 14h30 | 0.2 | 0.74 | 14h30 | 0.18 | 0.68 | 14h30 | 0.17 | 0.62 | 14h30 | 0.17 | 0.68 | 14h30 | 0.14 | 0.57 | 14h30 | 0.12 | 0.52 | 14h30 | 0.14 | 0.57 | 14h30 | 0.11 | 0.48 | 14h30 | 0.08 | 0.44 | 14h30 | 0.1 | 0.47 | 14h30 | 0.07 | 0.71 | 14h30 | 0.06 | 0.64 | 14h30 | 0.06 | 0.71
15h30 | 0.39 | 1.18 | 15h30 | 0.35 | 1.13 | 15h30 | 0.4 | 1.19 | 15h30 | 0.36 | 1.17 | 15h30 | 0.36 | 1.15 | 15h30 | 0.37 | 1.16 | 15h30 | 0.22 | 0.81 | 15h30 | 0.25 | 0.89 | 15h30 | 0.21 | 0.8 | 15h30 | 0.13 | 0.63 | 15h30 | 0.17 | 0.75 | 15h30 | 0.13 | 0.62 | 15h30 | 0.24 | 1.2 | 15h30 | 0.26 | 1.14 | 15h30 | 0.23 | 1.21 | 15h30 | 0.15 | 0.59 | 15h30 | 0.16 | 0.66 | 15h30 | 0.15 | 0.59 | 15h30 | 0.13 | 0.52 | 15h30 | 0.14 | 0.62 | 15h30 | 0.13 | 0.52 | 15h30 | 0.08 | 0.42 | 15h30 | 0.1 | 0.52 | 15h30 | 0.08 | 0.42 | 15h30 | 0.05 | 0.34 | 15h30 | 0.07 | 0.44 | 15h30 | 0.04 | 0.33 | 15h30 | 0 | 0.54 | 15h30 | 0.06 | 0.64 | 15h30 | 0 | 0.54
16h30 | 0.39 | 1.18 | 16h30 | 0.33 | 1.03 | 16h30 | 0.4 | 1.19 | 16h30 | 0.36 | 1.17 | 16h30 | 0.35 | 1.15 | 16h30 | 0.37 | 1.16 | 16h30 | 0.22 | 0.81 | 16h30 | 0.21 | 0.73 | 16h30 | 0.21 | 0.8 | 16h30 | 0.13 | 0.63 | 16h30 | 0.13 | 0.57 | 16h30 | 0.13 | 0.62 | 16h30 | 0.24 | 1.2 | 16h30 | 0.25 | 1.08 | 16h30 | 0.23 | 1.21 | 16h30 | 0.15 | 0.59 | 16h30 | 0.14 | 0.59 | 16h30 | 0.15 | 0.59 | 16h30 | 0.13 | 0.52 | 16h30 | 0.12 | 0.55 | 16h30 | 0.13 | 0.52 | 16h30 | 0.08 | 0.42 | 16h30 | 0.07 | 0.43 | 16h30 | 0.08 | 0.42 | 16h30 | 0.05 | 0.34 | 16h30 | 0.05 | 0.35 | 16h30 | 0.04 | 0.33 | 16h30 | 0 | 0.54 | 16h30 | 0.02 | 0.56 | 16h30 | 0 | 0.54
17h30 | 0.38 | 1.09 | 17h30 | 0.37 | 1.03 | 17h30 | 0.38 | 1.09 | 17h30 | 0.38 | 1.21 | 17h30 | 0.39 | 1.26 | 17h30 | 0.37 | 1.2 | 17h30 | 0.21 | 0.7 | 17h30 | 0.22 | 0.73 | 17h30 | 0.2 | 0.69 | 17h30 | 0.12 | 0.5 | 17h30 | 0.14 | 0.57 | 17h30 | 0.12 | 0.5 | 17h30 | 0.31 | 1.13 | 17h30 | 0.33 | 1.12 | 17h30 | 0.3 | 1.13 | 17h30 | 0.14 | 0.55 | 17h30 | 0.15 | 0.59 | 17h30 | 0.14 | 0.55 | 17h30 | 0.12 | 0.5 | 17h30 | 0.13 | 0.55 | 17h30 | 0.12 | 0.5 | 17h30 | 0.07 | 0.38 | 17h30 | 0.08 | 0.43 | 17h30 | 0.07 | 0.38 | 17h30 | 0.05 | 0.31 | 17h30 | 0.05 | 0.35 | 17h30 | 0.04 | 0.3 | 17h30 | 0.05 | 0.51 | 17h30 | 0.06 | 0.56 | 17h30 | 0.05 | 0.51
18h30 | 0.43 | 1.11 | 18h30 | 0.46 | 1.17 | 18h30 | 0.42 | 1.1 | 18h30 | 0.44 | 1.34 | 18h30 | 0.49 | 1.45 | 18h30 | 0.43 | 1.32 | 18h30 | 0.26 | 0.72 | 18h30 | 0.3 | 0.82 | 18h30 | 0.25 | 0.71 | 18h30 | 0.15 | 0.5 | 18h30 | 0.19 | 0.58 | 18h30 | 0.15 | 0.5 | 18h30 | 0.42 | 1.16 | 18h30 | 0.46 | 1.25 | 18h30 | 0.41 | 1.15 | 18h30 | 0.17 | 0.59 | 18h30 | 0.2 | 0.66 | 18h30 | 0.17 | 0.58 | 18h30 | 0.16 | 0.55 | 18h30 | 0.19 | 0.63 | 18h30 | 0.16 | 0.55 | 18h30 | 0.1 | 0.42 | 18h30 | 0.12 | 0.48 | 18h30 | 0.1 | 0.41 | 18h30 | 0.08 | 0.35 | 18h30 | 0.1 | 0.41 | 18h30 | 0.08 | 0.35 | 18h30 | 0.11 | 0.55 | 18h30 | 0.13 | 0.63 | 18h30 | 0.11 | 0.55
19h30 | 0.35 | 1.09 | 19h30 | 0.41 | 1.17 | 19h30 | 0.35 | 1.08 | 19h30 | 0.36 | 1.34 | 19h30 | 0.41 | 1.44 | 19h30 | 0.36 | 1.32 | 19h30 | 0.17 | 0.68 | 19h30 | 0.29 | 0.82 | 19h30 | 0.16 | 0.67 | 19h30 | 0.03 | 0.35 | 19h30 | 0.19 | 0.58 | 19h30 | 0.03 | 0.34 | 19h30 | 0.35 | 1.13 | 19h30 | 0.4 | 1.21 | 19h30 | 0.35 | 1.12 | 19h30 | 0.05 | 0.45 | 19h30 | 0.19 | 0.66 | 19h30 | 0.05 | 0.45 | 19h30 | 0.04 | 0.43 | 19h30 | 0.18 | 0.63 | 19h30 | 0.04 | 0.42 | 19h30 | 0.03 | 0.27 | 19h30 | 0.12 | 0.48 | 19h30 | 0.03 | 0.26 | 19h30 | 0.03 | 0.2 | 19h30 | 0.09 | 0.41 | 19h30 | 0.03 | 0.19 | 19h30 | 0.06 | 0.43 | 19h30 | 0.1 | 0.63 | 19h30 | 0.06 | 0.42
20h30 | 0.31 | 1.25 | 20h30 | 0.31 | 1.29 | 20h30 | 0.31 | 1.25 | 20h30 | 0.3 | 1.45 | 20h30 | 0.3 | 1.52 | 20h30 | 0.3 | 1.44 | 20h30 | 0.12 | 0.79 | 20h30 | 0.15 | 0.86 | 20h30 | 0.11 | 0.78 | 20h30 | 0 | 0.35 | 20h30 | 0 | 0.41 | 20h30 | 0 | 0.34 | 20h30 | 0.26 | 1.26 | 20h30 | 0.29 | 1.3 | 20h30 | 0.26 | 1.25 | 20h30 | 0.02 | 0.42 | 20h30 | 0 | 0.52 | 20h30 | 0.01 | 0.41 | 20h30 | 0 | 0.4 | 20h30 | 0 | 0.52 | 20h30 | 0 | 0.39 | 20h30 | 0 | 0.23 | 20h30 | 0 | 0.31 | 20h30 | 0 | 0.23 | 20h30 | 0 | 0.16 | 20h30 | 0 | 0.23 | 20h30 | 0 | 0.15 | 20h30 | 0 | 0.4 | 20h30 | 0 | 0.52 | 20h30 | 0 | 0.39
21h30 | 0.38 | 1.66 | 21h30 | 0.37 | 1.67 | 21h30 | 0.39 | 1.66 | 21h30 | 0.36 | 1.75 | 21h30 | 0.36 | 1.81 | 21h30 | 0.36 | 1.74 | 21h30 | 0.17 | 1.15 | 21h30 | 0.15 | 1.17 | 21h30 | 0.17 | 1.15 | 21h30 | 0 | 0.54 | 21h30 | 0 | 0.52 | 21h30 | 0 | 0.54 | 21h30 | 0.33 | 1.6 | 21h30 | 0.35 | 1.63 | 21h30 | 0.33 | 1.6 | 21h30 | 0 | 0.59 | 21h30 | 0 | 0.61 | 21h30 | 0 | 0.59 | 21h30 | 0 | 0.6 | 21h30 | 0 | 0.63 | 21h30 | 0 | 0.59 | 21h30 | 0 | 0.39 | 21h30 | 0 | 0.39 | 21h30 | 0 | 0.38 | 21h30 | 0 | 0.29 | 21h30 | 0 | 0.3 | 21h30 | 0 | 0.28 | 21h30 | 0 | 0.59 | 21h30 | 0 | 0.62 | 21h30 | 0 | 0.59
22h30 | 0.44 | 1.97 | 22h30 | 0.44 | 1.97 | 22h30 | 0.44 | 1.97 | 22h30 | 0.4 | 1.93 | 22h30 | 0.42 | 1.98 | 22h30 | 0.39 | 1.93 | 22h30 | 0.2 | 1.44 | 22h30 | 0.2 | 1.44 | 22h30 | 0.2 | 1.44 | 22h30 | 0 | 0.71 | 22h30 | 0 | 0.7 | 22h30 | 0 | 0.71 | 22h30 | 0.39 | 1.86 | 22h30 | 0.41 | 1.88 | 22h30 | 0.39 | 1.85 | 22h30 | 0 | 0.7 | 22h30 | 0 | 0.7 | 22h30 | 0 | 0.7 | 22h30 | 0 | 0.72 | 22h30 | 0 | 0.73 | 22h30 | 0 | 0.72 | 22h30 | 0 | 0.48 | 22h30 | 0 | 0.47 | 22h30 | 0 | 0.47 | 22h30 | 0 | 0.37 | 22h30 | 0 | 0.37 | 22h30 | 0 | 0.36 | 22h30 | 0 | 0.72 | 22h30 | 0 | 0.72 | 22h30 | 0 | 0.71
23h30 | 0.5 | 2.2 | 23h30 | 0.5 | 2.2 | 23h30 | 0.5 | 2.19 | 23h30 | 0.44 | 2.06 | 23h30 | 0.46 | 2.1 | 23h30 | 0.43 | 2.06 | 23h30 | 0.24 | 1.66 | 23h30 | 0.26 | 1.67 | 23h30 | 0.24 | 1.66 | 23h30 | 0 | 0.89 | 23h30 | 0 | 0.9 | 23h30 | 0 | 0.89 | 23h30 | 0.43 | 2.06 | 23h30 | 0.45 | 2.08 | 23h30 | 0.43 | 2.06 | 23h30 | 0 | 0.78 | 23h30 | 0 | 0.79 | 23h30 | 0 | 0.78 | 23h30 | 0 | 0.82 | 23h30 | 0 | 0.83 | 23h30 | 0 | 0.81 | 23h30 | 0 | 0.55 | 23h30 | 0 | 0.56 | 23h30 | 0 | 0.55 | 23h30 | 0 | 0.43 | 23h30 | 0 | 0.45 | 23h30 | 0 | 0.43 | 23h30 | 0 | 0.81 | 23h30 | 0 | 0.82 | 23h30 | 0 | 0.81
00h30 | 0.44 | 1.71 | 00h30 | 0.13 | 0.61 | 00h30 | 0.45 | 1.71 | 00h30 | 0.4 | 1.63 | 00h30 | 0.1 | 0.55 | 00h30 | 0.4 | 1.63 | 00h30 | 0.21 | 1.24 | 00h30 | 0.06 | 0.53 | 00h30 | 0.21 | 1.23 | 00h30 | 0 | 0.72 | 00h30 | 0 | 0.32 | 00h30 | 0 | 0.72 | 00h30 | 0.35 | 1.65 | 00h30 | 0.11 | 0.53 | 00h30 | 0.35 | 1.65 | 00h30 | 0 | 0.68 | 00h30 | 0 | 0.18 | 00h30 | 0 | 0.67 | 00h30 | 0 | 0.67 | 00h30 | 0 | 0.21 | 00h30 | 0 | 0.66 | 00h30 | 0 | 0.46 | 00h30 | 0 | 0.17 | 00h30 | 0 | 0.46 | 00h30 | 0 | 0.35 | 00h30 | 0 | 0.15 | 00h30 | 0 | 0.35 | 00h30 | 0 | 0.67 | 00h30 | 0 | 0.21 | 00h30 | 0 | 0.67
01h30 | 0.33 | 1.12 | 01h30 | 0.15 | 0.53 | 01h30 | 0.33 | 1.12 | 01h30 | 0.27 | 0.96 | 01h30 | 0.1 | 0.41 | 01h30 | 0.27 | 0.95 | 01h30 | 0.12 | 0.71 | 01h30 | 0.02 | 0.3 | 01h30 | 0.11 | 0.71 | 01h30 | 0 | 0.27 | 01h30 | 0 | 0 | 01h30 | 0 | 0.27 | 01h30 | 0.25 | 1.03 | 01h30 | 0.11 | 0.46 | 01h30 | 0.24 | 1.03 | 01h30 | 0 | 0.05 | 01h30 | 0 | 0 | 01h30 | 0 | 0.05 | 01h30 | 0 | 0.07 | 01h30 | 0 | 0 | 01h30 | 0 | 0.07 | 01h30 | 0 | 0 | 01h30 | 0 | 0 | 01h30 | 0 | 0 | 01h30 | 0 | 0 | 01h30 | 0 | 0 | 01h30 | 0 | 0 | 01h30 | 0 | 0.08 | 01h30 | 0 | 0 | 01h30 | 0 | 0.08
02h30 | 0.34 | 1.15 | 02h30 | 0.41 | 1.34 | 02h30 | 0.34 | 1.14 | 02h30 | 0.27 | 0.96 | 02h30 | 0.32 | 1.09 | 02h30 | 0.27 | 0.95 | 02h30 | 0.12 | 0.77 | 02h30 | 0.16 | 0.83 | 02h30 | 0.12 | 0.78 | 02h30 | 0 | 0.27 | 02h30 | 0 | 0.22 | 02h30 | 0 | 0.27 | 02h30 | 0.27 | 1.03 | 02h30 | 0.31 | 1.21 | 02h30 | 0.26 | 1.03 | 02h30 | 0 | 0.05 | 02h30 | 0 | 0.05 | 02h30 | 0 | 0.05 | 02h30 | 0 | 0.07 | 02h30 | 0 | 0.06 | 02h30 | 0 | 0.07 | 02h30 | 0 | 0 | 02h30 | 0 | 0 | 02h30 | 0 | 0 | 02h30 | 0 | 0 | 02h30 | 0 | 0 | 02h30 | 0 | 0 | 02h30 | 0 | 0.08 | 02h30 | 0 | 0.07 | 02h30 | 0 | 0.08
03h30 | 0.48 | 1.46 | 03h30 | 0.56 | 1.68 | 03h30 | 0.48 | 1.46 | 03h30 | 0.38 | 1.18 | 03h30 | 0.45 | 1.35 | 03h30 | 0.38 | 1.18 | 03h30 | 0.25 | 1.06 | 03h30 | 0.31 | 1.2 | 03h30 | 0.25 | 1.06 | 03h30 | 0.03 | 0.41 | 03h30 | 0.05 | 0.48 | 03h30 | 0.03 | 0.41 | 03h30 | 0.37 | 1.31 | 03h30 | 0.44 | 1.5 | 03h30 | 0.37 | 1.31 | 03h30 | 0.01 | 0.16 | 03h30 | 0.01 | 0.16 | 03h30 | 0.01 | 0.16 | 03h30 | 0 | 0.16 | 03h30 | 0.01 | 0.17 | 03h30 | 0 | 0.15 | 03h30 | 0 | 0 | 03h30 | 0 | 0 | 03h30 | 0 | 0 | 03h30 | 0 | 0 | 03h30 | 0 | 0 | 03h30 | 0 | 0 | 03h30 | 0.01 | 0.17 | 03h30 | 0.01 | 0.19 | 03h30 | 0 | 0.17
04h30 | 0.6 | 1.71 | 04h30 | 0.64 | 1.78 | 04h30 | 0.6 | 1.71 | 04h30 | 0.47 | 1.34 | 04h30 | 0.52 | 1.44 | 04h30 | 0.47 | 1.34 | 04h30 | 0.37 | 1.3 | 04h30 | 0.39 | 1.39 | 04h30 | 0.37 | 1.3 | 04h30 | 0.1 | 0.6 | 04h30 | 0.12 | 0.67 | 04h30 | 0.1 | 0.6 | 04h30 | 0.47 | 1.53 | 04h30 | 0.52 | 1.61 | 04h30 | 0.47 | 1.53 | 04h30 | 0.06 | 0.27 | 04h30 | 0.06 | 0.3 | 04h30 | 0.06 | 0.27 | 04h30 | 0.06 | 0.27 | 04h30 | 0.06 | 0.31 | 04h30 | 0.05 | 0.26 | 04h30 | 0 | 0.05 | 04h30 | 0 | 0.06 | 04h30 | 0 | 0.05 | 04h30 | 0 | 0 | 04h30 | 0 | 0 | 04h30 | 0 | 0 | 04h30 | 0.06 | 0.29 | 04h30 | 0.07 | 0.33 | 04h30 | 0.06 | 0.29
05h30 | 0.67 | 1.84 | 05h30 | 0.68 | 1.86 | 05h30 | 0.67 | 1.84 | 05h30 | 0.53 | 1.45 | 05h30 | 0.56 | 1.52 | 05h30 | 0.53 | 1.45 | 05h30 | 0.43 | 1.47 | 05h30 | 0.45 | 1.51 | 05h30 | 0.43 | 1.47 | 05h30 | 0.17 | 0.77 | 05h30 | 0.18 | 0.83 | 05h30 | 0.17 | 0.77 | 05h30 | 0.53 | 1.66 | 05h30 | 0.55 | 1.7 | 05h30 | 0.53 | 1.66 | 05h30 | 0.12 | 0.37 | 05h30 | 0.12 | 0.39 | 05h30 | 0.12 | 0.37 | 05h30 | 0.12 | 0.36 | 05h30 | 0.12 | 0.4 | 05h30 | 0.11 | 0.36 | 05h30 | 0.01 | 0.16 | 05h30 | 0.01 | 0.19 | 05h30 | 0 | 0.16 | 05h30 | 0 | 0.03 | 05h30 | 0 | 0.06 | 05h30 | 0 | 0.03 | 05h30 | 0.12 | 0.39 | 05h30 | 0.13 | 0.41 | 05h30 | 0.12 | 0.39
06h30 | 0.68 | 1.88 | 06h30 | 0.68 | 1.89 | 06h30 | 0.68 | 1.88 | 06h30 | 0.54 | 1.49 | 06h30 | 0.56 | 1.53 | 06h30 | 0.54 | 1.49 | 06h30 | 0.46 | 1.53 | 06h30 | 0.47 | 1.55 | 06h30 | 0.46 | 1.53 | 06h30 | 0.21 | 0.89 | 06h30 | 0.22 | 0.92 | 06h30 | 0.21 | 0.89 | 06h30 | 0.54 | 1.71 | 06h30 | 0.56 | 1.73 | 06h30 | 0.54 | 1.7 | 06h30 | 0.14 | 0.42 | 06h30 | 0.15 | 0.45 | 06h30 | 0.14 | 0.42 | 06h30 | 0.14 | 0.41 | 06h30 | 0.14 | 0.45 | 06h30 | 0.14 | 0.41 | 06h30 | 0.04 | 0.26 | 06h30 | 0.04 | 0.29 | 06h30 | 0.04 | 0.26 | 06h30 | 0 | 0.11 | 06h30 | 0 | 0.15 | 06h30 | 0 | 0.11 | 06h30 | 0.14 | 0.44 | 06h30 | 0.15 | 0.47 | 06h30 | 0.14 | 0.44
07h30 | 0.46 | 1.56 | 07h30 | 0.46 | 1.57 | 07h30 | 1 | 2.97 | 07h30 | 0.34 | 1.2 | 07h30 | 0.35 | 1.23 | 07h30 | 0.86 | 2.54 | 07h30 | 0.26 | 1.24 | 07h30 | 0.27 | 1.25 | 07h30 | 0.76 | 2.6 | 07h30 | 0.11 | 0.65 | 07h30 | 0.11 | 0.67 | 07h30 | 0.47 | 1.88 | 07h30 | 0.33 | 1.41 | 07h30 | 0.34 | 1.43 | 07h30 | 0.84 | 2.79 | 07h30 | 0.08 | 0.21 | 07h30 | 0.08 | 0.25 | 07h30 | 0.36 | 1.28 | 07h30 | 0.08 | 0.19 | 07h30 | 0.08 | 0.25 | 07h30 | 0.32 | 1.22 | 07h30 | 0.03 | 0.16 | 07h30 | 0.03 | 0.16 | 07h30 | 0.28 | 0.94 | 07h30 | 0 | 0.08 | 07h30 | 0 | 0.09 | 07h30 | 0.25 | 0.97 | 07h30 | 0.08 | 0.23 | 07h30 | 0.08 | 0.27 | 07h30 | 0.32 | 1.3
08h30 | 0.65 | 2.34 | 08h30 | 0.65 | 2.35 | 08h30 | 0.98 | 3.14 | 08h30 | 0.55 | 1.98 | 08h30 | 0.57 | 2.01 | 08h30 | 0.88 | 2.75 | 08h30 | 0.46 | 2.04 | 08h30 | 0.47 | 2.05 | 08h30 | 0.79 | 2.81 | 08h30 | 0.28 | 1.43 | 08h30 | 0.29 | 1.45 | 08h30 | 0.52 | 2.17 | 08h30 | 0.48 | 2.22 | 08h30 | 0.49 | 2.23 | 08h30 | 0.8 | 3.01 | 08h30 | 0.28 | 0.94 | 08h30 | 0.28 | 0.99 | 08h30 | 0.45 | 1.65 | 08h30 | 0.26 | 0.87 | 08h30 | 0.26 | 0.95 | 08h30 | 0.41 | 1.57 | 08h30 | 0.18 | 0.79 | 08h30 | 0.19 | 0.81 | 08h30 | 0.34 | 1.31 | 08h30 | 0.11 | 0.58 | 08h30 | 0.11 | 0.6 | 08h30 | 0.26 | 1.24 | 08h30 | 0.21 | 0.95 | 08h30 | 0.21 | 1 | 08h30 | 0.34 | 1.66
09h30 | 0.9 | 2.8 | 09h30 | 0.9 | 2.8 | 09h30 | 0.81 | 2.61 | 09h30 | 0.86 | 2.51 | 09h30 | 0.87 | 2.54 | 09h30 | 0.79 | 2.37 | 09h30 | 0.77 | 2.57 | 09h30 | 0.78 | 2.58 | 09h30 | 0.69 | 2.36 | 09h30 | 0.58 | 2.11 | 09h30 | 0.58 | 2.13 | 09h30 | 0.53 | 1.99 | 09h30 | 0.68 | 2.75 | 09h30 | 0.69 | 2.77 | 09h30 | 0.6 | 2.58 | 09h30 | 0.57 | 1.69 | 09h30 | 0.58 | 1.73 | 09h30 | 0.55 | 1.73 | 09h30 | 0.55 | 1.61 | 09h30 | 0.56 | 1.67 | 09h30 | 0.54 | 1.68 | 09h30 | 0.44 | 1.46 | 09h30 | 0.44 | 1.5 | 09h30 | 0.42 | 1.57 | 09h30 | 0.33 | 1.2 | 09h30 | 0.34 | 1.23 | 09h30 | 0.3 | 1.29 | 09h30 | 0.38 | 1.69 | 09h30 | 0.39 | 1.73 | 09h30 | 0.36 | 1.72
10h30 | 0.74 | 2.26 | 10h30 | 0.74 | 2.26 | 10h30 | 0.67 | 2.13 | 10h30 | 0.78 | 2.12 | 10h30 | 0.78 | 2.14 | 10h30 | 0.65 | 1.95 | 10h30 | 0.69 | 2.09 | 10h30 | 0.69 | 2.1 | 10h30 | 0.52 | 1.79 | 10h30 | 0.56 | 1.91 | 10h30 | 0.57 | 1.92 | 10h30 | 0.41 | 1.52 | 10h30 | 0.47 | 2.3 | 10h30 | 0.48 | 2.31 | 10h30 | 0.51 | 2.09 | 10h30 | 0.56 | 1.73 | 10h30 | 0.56 | 1.74 | 10h30 | 0.44 | 1.35 | 10h30 | 0.53 | 1.66 | 10h30 | 0.54 | 1.67 | 10h30 | 0.43 | 1.29 | 10h30 | 0.45 | 1.49 | 10h30 | 0.45 | 1.51 | 10h30 | 0.35 | 1.2 | 10h30 | 0.36 | 1.35 | 10h30 | 0.38 | 1.38 | 10h30 | 0.28 | 1.01 | 10h30 | 0.24 | 1.7 | 10h30 | 0.25 | 1.71 | 10h30 | 0.26 | 1.32
11h30 | 0.4 | 1.41 | 11h30 | 0.4 | 1.41 | 11h30 | 0.38 | 1.39 | 11h30 | 0.47 | 1.37 | 11h30 | 0.48 | 1.39 | 11h30 | 0.43 | 1.33 | 11h30 | 0.36 | 1.24 | 11h30 | 0.37 | 1.25 | 11h30 | 0.29 | 1.13 | 11h30 | 0.3 | 1.17 | 11h30 | 0.3 | 1.18 | 11h30 | 0.23 | 1 | 11h30 | 0.1 | 1.5 | 11h30 | 0.23 | 1.51 | 11h30 | 0.12 | 1.45 | 11h30 | 0.32 | 1.09 | 11h30 | 0.32 | 1.09 | 11h30 | 0.26 | 0.88 | 11h30 | 0.3 | 1.02 | 11h30 | 0.31 | 1.03 | 11h30 | 0.25 | 0.82 | 11h30 | 0.24 | 0.91 | 11h30 | 0.24 | 0.92 | 11h30 | 0.18 | 0.74 | 11h30 | 0.19 | 0.8 | 11h30 | 0.19 | 0.82 | 11h30 | 0.14 | 0.61 | 11h30 | 0.07 | 1.05 | 11h30 | 0.08 | 1.06 | 11h30 | 0 | 0.84
12h30 | 0.22 | 0.9 | 12h30 | 0.2 | 0.9 | 12h30 | 0.38 | 1.39 | 12h30 | 0.29 | 0.94 | 12h30 | 0.3 | 0.95 | 12h30 | 0.43 | 1.33 | 12h30 | 0.18 | 0.72 | 12h30 | 0.18 | 0.73 | 12h30 | 0.29 | 1.13 | 12h30 | 0.15 | 0.72 | 12h30 | 0.15 | 0.73 | 12h30 | 0.19 | 0.88 | 12h30 | 0.02 | 1.02 | 12h30 | 0 | 1.02 | 12h30 | 0.12 | 1.45 | 12h30 | 0.17 | 0.68 | 12h30 | 0.17 | 0.69 | 12h30 | 0.2 | 0.73 | 12h30 | 0.16 | 0.63 | 12h30 | 0.16 | 0.64 | 12h30 | 0.19 | 0.7 | 12h30 | 0.11 | 0.54 | 12h30 | 0.11 | 0.55 | 12h30 | 0.17 | 0.6 | 12h30 | 0.07 | 0.45 | 12h30 | 0.08 | 0.47 | 12h30 | 0.14 | 0.54 | 12h30 | 0 | 0.63 | 12h30 | 0 | 0.64 | 12h30 | 0 | 0.72
13h30 | 0.13 | 0.62 | 13h30 | 0.18 | 0.66 | 13h30 | 0.19 | 0.81 | 13h30 | 0.21 | 0.72 | 13h30 | 0.23 | 0.73 | 13h30 | 0.27 | 0.88 | 13h30 | 0.09 | 0.44 | 13h30 | 0.17 | 0.56 | 13h30 | 0.13 | 0.59 | 13h30 | 0.11 | 0.46 | 13h30 | 0.12 | 0.61 | 13h30 | 0.08 | 0.51 | 13h30 | 0 | 0.74 | 13h30 | 0 | 0.75 | 13h30 | 0 | 0.92 | 13h30 | 0.11 | 0.52 | 13h30 | 0.11 | 0.59 | 13h30 | 0.1 | 0.45 | 13h30 | 0.1 | 0.49 | 13h30 | 0.1 | 0.55 | 13h30 | 0.09 | 0.41 | 13h30 | 0.06 | 0.44 | 13h30 | 0.06 | 0.44 | 13h30 | 0.05 | 0.32 | 13h30 | 0.03 | 0.38 | 13h30 | 0.03 | 0.39 | 13h30 | 0.02 | 0.25 | 13h30 | 0 | 0.48 | 13h30 | 0 | 0.56 | 13h30 | 0 | 0.4
14h30 | 0.13 | 0.58 | 14h30 | 0.12 | 0.49 | 14h30 | 0.19 | 0.81 | 14h30 | 0.17 | 0.63 | 14h30 | 0.19 | 0.64 | 14h30 | 0.27 | 0.88 | 14h30 | 0.05 | 0.29 | 14h30 | 0.08 | 0.34 | 14h30 | 0.13 | 0.59 | 14h30 | 0.05 | 0.3 | 14h30 | 0.05 | 0.36 | 14h30 | 0.08 | 0.51 | 14h30 | 0 | 0.6 | 14h30 | 0 | 0.6 | 14h30 | 0 | 0.92 | 14h30 | 0.06 | 0.35 | 14h30 | 0.06 | 0.38 | 14h30 | 0.1 | 0.45 | 14h30 | 0.05 | 0.32 | 14h30 | 0.06 | 0.35 | 14h30 | 0.09 | 0.41 | 14h30 | 0.01 | 0.24 | 14h30 | 0.01 | 0.25 | 14h30 | 0.05 | 0.32 | 14h30 | 0 | 0.19 | 14h30 | 0 | 0.19 | 14h30 | 0.02 | 0.25 | 14h30 | 0 | 0.29 | 14h30 | 0 | 0.32 | 14h30 | 0 | 0.4
15h30 | 0.1 | 0.43 | 15h30 | 0.12 | 0.49 | 15h30 | 0.1 | 0.47 | 15h30 | 0.17 | 0.6 | 15h30 | 0.19 | 0.64 | 15h30 | 0.19 | 0.66 | 15h30 | 0.04 | 0.19 | 15h30 | 0.08 | 0.34 | 15h30 | 0.04 | 0.21 | 15h30 | 0.05 | 0.27 | 15h30 | 0.05 | 0.36 | 15h30 | 0.02 | 0.19 | 15h30 | 0 | 0.5 | 15h30 | 0 | 0.6 | 15h30 | 0 | 0.59 | 15h30 | 0.06 | 0.35 | 15h30 | 0.06 | 0.38 | 15h30 | 0.03 | 0.25 | 15h30 | 0.05 | 0.32 | 15h30 | 0.06 | 0.35 | 15h30 | 0.03 | 0.22 | 15h30 | 0.01 | 0.24 | 15h30 | 0.01 | 0.25 | 15h30 | 0 | 0.12 | 15h30 | 0 | 0.19 | 15h30 | 0 | 0.19 | 15h30 | 0 | 0.05 | 15h30 | 0 | 0.29 | 15h30 | 0 | 0.32 | 15h30 | 0 | 0.18
16h30 | 0.1 | 0.43 | 16h30 | 0.11 | 0.39 | 16h30 | 0.1 | 0.47 | 16h30 | 0.17 | 0.62 | 16h30 | 0.18 | 0.64 | 16h30 | 0.19 | 0.66 | 16h30 | 0.04 | 0.17 | 16h30 | 0.05 | 0.18 | 16h30 | 0.04 | 0.21 | 16h30 | 0.02 | 0.13 | 16h30 | 0.02 | 0.13 | 16h30 | 0.02 | 0.19 | 16h30 | 0 | 0.5 | 16h30 | 0 | 0.5 | 16h30 | 0 | 0.59 | 16h30 | 0.02 | 0.24 | 16h30 | 0.02 | 0.24 | 16h30 | 0.03 | 0.25 | 16h30 | 0.02 | 0.22 | 16h30 | 0.02 | 0.22 | 16h30 | 0.03 | 0.22 | 16h30 | 0 | 0.11 | 16h30 | 0 | 0.11 | 16h30 | 0 | 0.12 | 16h30 | 0 | 0.06 | 16h30 | 0 | 0.06 | 16h30 | 0 | 0.05 | 16h30 | 0 | 0.16 | 16h30 | 0 | 0.17 | 16h30 | 0 | 0.18
17h30 | 0.14 | 0.45 | 17h30 | 0.13 | 0.4 | 17h30 | 0.13 | 0.45 | 17h30 | 0.21 | 0.74 | 17h30 | 0.21 | 0.74 | 17h30 | 0.21 | 0.73 | 17h30 | 0.06 | 0.18 | 17h30 | 0.05 | 0.18 | 17h30 | 0.05 | 0.16 | 17h30 | 0.02 | 0.13 | 17h30 | 0.02 | 0.13 | 17h30 | 0.02 | 0.1 | 17h30 | 0.07 | 0.54 | 17h30 | 0.07 | 0.51 | 17h30 | 0.06 | 0.55 | 17h30 | 0.02 | 0.24 | 17h30 | 0.02 | 0.24 | 17h30 | 0.02 | 0.22 | 17h30 | 0.02 | 0.22 | 17h30 | 0.02 | 0.22 | 17h30 | 0.02 | 0.21 | 17h30 | 0 | 0.11 | 17h30 | 0 | 0.11 | 17h30 | 0 | 0.09 | 17h30 | 0 | 0.06 | 17h30 | 0 | 0.06 | 17h30 | 0 | 0.04 | 17h30 | 0 | 0.16 | 17h30 | 0 | 0.17 | 17h30 | 0 | 0.14
18h30 | 0.22 | 0.57 | 18h30 | 0.22 | 0.56 | 18h30 | 0.2 | 0.53 | 18h30 | 0.3 | 0.94 | 18h30 | 0.3 | 0.94 | 18h30 | 0.27 | 0.88 | 18h30 | 0.13 | 0.27 | 18h30 | 0.11 | 0.26 | 18h30 | 0.1 | 0.22 | 18h30 | 0.06 | 0.14 | 18h30 | 0.05 | 0.14 | 18h30 | 0.04 | 0.1 | 18h30 | 0.21 | 0.67 | 18h30 | 0.21 | 0.66 | 18h30 | 0.19 | 0.62 | 18h30 | 0.06 | 0.31 | 18h30 | 0.06 | 0.3 | 18h30 | 0.05 | 0.27 | 18h30 | 0.07 | 0.3 | 18h30 | 0.07 | 0.31 | 18h30 | 0.06 | 0.27 | 18h30 | 0.02 | 0.17 | 18h30 | 0.02 | 0.17 | 18h30 | 0.01 | 0.14 | 18h30 | 0 | 0.12 | 18h30 | 0.01 | 0.13 | 18h30 | 0 | 0.1 | 18h30 | 0 | 0.23 | 18h30 | 0 | 0.23 | 18h30 | 0 | 0.19
19h30 | 0.15 | 0.55 | 19h30 | 0.19 | 0.56 | 19h30 | 0.13 | 0.52 | 19h30 | 0.22 | 0.94 | 19h30 | 0.27 | 0.95 | 19h30 | 0.19 | 0.89 | 19h30 | 0.1 | 0.21 | 19h30 | 0.11 | 0.26 | 19h30 | 0.05 | 0.16 | 19h30 | 0.06 | 0.14 | 19h30 | 0.05 | 0.14 | 19h30 | 0.02 | 0 | 19h30 | 0.18 | 0.64 | 19h30 | 0.18 | 0.65 | 19h30 | 0.15 | 0.59 | 19h30 | 0.06 | 0.31 | 19h30 | 0.06 | 0.3 | 19h30 | 0.03 | 0.14 | 19h30 | 0.07 | 0.3 | 19h30 | 0.07 | 0.31 | 19h30 | 0.03 | 0.16 | 19h30 | 0.02 | 0.17 | 19h30 | 0.02 | 0.17 | 19h30 | 0.01 | 0.05 | 19h30 | 0 | 0.12 | 19h30 | 0.01 | 0.13 | 19h30 | 0 | 0.05 | 19h30 | 0 | 0.23 | 19h30 | 0 | 0.23 | 19h30 | 0 | 0.07
20h30 | 0.09 | 0.74 | 20h30 | 0.12 | 0.74 | 20h30 | 0.08 | 0.72 | 20h30 | 0.14 | 1.09 | 20h30 | 0.17 | 1.1 | 20h30 | 0.12 | 1.06 | 20h30 | 0 | 0.34 | 20h30 | 0 | 0.36 | 20h30 | 0 | 0.31 | 20h30 | 0 | 0.02 | 20h30 | 0 | 0.02 | 20h30 | 0 | 0 | 20h30 | 0.12 | 0.79 | 20h30 | 0.12 | 0.8 | 20h30 | 0.1 | 0.77 | 20h30 | 0 | 0.21 | 20h30 | 0 | 0.21 | 20h30 | 0 | 0.12 | 20h30 | 0 | 0.25 | 20h30 | 0 | 0.25 | 20h30 | 0 | 0.16 | 20h30 | 0 | 0.03 | 20h30 | 0 | 0.03 | 20h30 | 0 | 0 | 20h30 | 0 | 0 | 20h30 | 0 | 0 | 20h30 | 0 | 0 | 20h30 | 0 | 0.16 | 20h30 | 0 | 0.15 | 20h30 | 0 | 0.07
21h30 | 0.2 | 1.17 | 21h30 | 0.19 | 1.16 | 21h30 | 0.19 | 1.16 | 21h30 | 0.23 | 1.43 | 21h30 | 0.22 | 1.44 | 21h30 | 0.22 | 1.41 | 21h30 | 0.03 | 0.72 | 21h30 | 0.02 | 0.71 | 21h30 | 0.04 | 0.7 | 21h30 | 0 | 0.16 | 21h30 | 0 | 0.15 | 21h30 | 0 | 0.17 | 21h30 | 0.21 | 1.16 | 21h30 | 0.21 | 1.17 | 21h30 | 0.2 | 1.15 | 21h30 | 0 | 0.32 | 21h30 | 0 | 0.32 | 21h30 | 0 | 0.31 | 21h30 | 0 | 0.38 | 21h30 | 0 | 0.38 | 21h30 | 0 | 0.37 | 21h30 | 0 | 0.14 | 21h30 | 0 | 0.14 | 21h30 | 0 | 0.13 | 21h30 | 0 | 0.08 | 21h30 | 0 | 0.08 | 21h30 | 0 | 0.07 | 21h30 | 0 | 0.29 | 21h30 | 0 | 0.29 | 21h30 | 0 | 0.27
22h30 | 0.29 | 1.5 | 22h30 | 0.28 | 1.5 | 22h30 | 0.29 | 1.5 | 22h30 | 0.3 | 1.65 | 22h30 | 0.29 | 1.65 | 22h30 | 0.29 | 1.63 | 22h30 | 0.08 | 1.02 | 22h30 | 0.07 | 1 | 22h30 | 0.07 | 1.01 | 22h30 | 0 | 0.31 | 22h30 | 0 | 0.3 | 22h30 | 0 | 0.32 | 22h30 | 0.28 | 1.45 | 22h30 | 0.28 | 1.45 | 22h30 | 0.27 | 1.44 | 22h30 | 0 | 0.4 | 22h30 | 0 | 0.4 | 22h30 | 0 | 0.42 | 22h30 | 0 | 0.48 | 22h30 | 0 | 0.48 | 22h30 | 0 | 0.48 | 22h30 | 0 | 0.21 | 22h30 | 0 | 0.21 | 22h30 | 0 | 0.21 | 22h30 | 0 | 0.13 | 22h30 | 0 | 0.13 | 22h30 | 0 | 0.11 | 22h30 | 0 | 0.38 | 22h30 | 0 | 0.38 | 22h30 | 0 | 0.39
23h30 | 0.39 | 1.87 | 23h30 | 0.39 | 1.86 | 23h30 | 0.39 | 1.86 | 23h30 | 0.38 | 1.91 | 23h30 | 0.38 | 1.91 | 23h30 | 0.37 | 1.89 | 23h30 | 0.17 | 1.36 | 23h30 | 0.17 | 1.35 | 23h30 | 0.16 | 1.35 | 23h30 | 0 | 0.57 | 23h30 | 0 | 0.56 | 23h30 | 0 | 0.56 | 23h30 | 0.36 | 1.79 | 23h30 | 0.36 | 1.79 | 23h30 | 0.35 | 1.78 | 23h30 | 0 | 0.56 | 23h30 | 0 | 0.56 | 23h30 | 0 | 0.57 | 23h30 | 0 | 0.64 | 23h30 | 0 | 0.64 | 23h30 | 0 | 0.64 | 23h30 | 0 | 0.35 | 23h30 | 0 | 0.36 | 23h30 | 0 | 0.35 | 23h30 | 0 | 0.26 | 23h30 | 0 | 0.26 | 23h30 | 0 | 0.23 | 23h30 | 0 | 0.55 | 23h30 | 0 | 0.55 | 23h30 | 0 | 0.55
00h30 | 0.28 | 1.23 | 00h30 | 0.19 | 0.94 | 00h30 | 0.28 | 1.23 | 00h30 | 0.27 | 1.26 | 00h30 | 0.14 | 0.89 | 00h30 | 0.3 | 1.34 | 00h30 | 0.12 | 0.84 | 00h30 | 0.12 | 0.7 | 00h30 | 0.13 | 0.84 | 00h30 | 0 | 0.39 | 00h30 | 0 | 0.39 | 00h30 | 0 | 0.41 | 00h30 | 0.21 | 1.22 | 00h30 | 0.21 | 0.85 | 00h30 | 0.21 | 1.25 | 00h30 | 0 | 0.27 | 00h30 | 0 | 0.27 | 00h30 | 0 | 0.43 | 00h30 | 0 | 0.3 | 00h30 | 0 | 0.3 | 00h30 | 0 | 0.45 | 00h30 | 0 | 0.25 | 00h30 | 0 | 0.25 | 00h30 | 0 | 0.27 | 00h30 | 0 | 0.21 | 00h30 | 0 | 0.21 | 00h30 | 0 | 0.2 | 00h30 | 0 | 0.3 | 00h30 | 0 | 0.31 | 00h30 | 0 | 0.38
01h30 | 0.23 | 0.85 | 01h30 | 0.18 | 0.66 | 01h30 | 0.23 | 0.85 | 01h30 | 0.21 | 0.79 | 01h30 | 0.12 | 0.58 | 01h30 | 0.23 | 0.83 | 01h30 | 0.06 | 0.47 | 01h30 | 0.05 | 0.39 | 01h30 | 0.06 | 0.47 | 01h30 | 0 | 0 | 01h30 | 0 | 0 | 01h30 | 0 | 0 | 01h30 | 0.17 | 0.8 | 01h30 | 0.17 | 0.59 | 01h30 | 0.17 | 0.82 | 01h30 | 0 | 0 | 01h30 | 0 | 0 | 01h30 | 0 | 0.03 | 01h30 | 0 | 0 | 01h30 | 0 | 0 | 01h30 | 0 | 0.06 | 01h30 | 0 | 0 | 01h30 | 0 | 0 | 01h30 | 0 | 0 | 01h30 | 0 | 0 | 01h30 | 0 | 0 | 01h30 | 0 | 0 | 01h30 | 0 | 0 | 01h30 | 0 | 0 | 01h30 | 0 | 0
02h30 | 0.34 | 1.12 | 02h30 | 0.34 | 1.15 | 02h30 | 0.34 | 1.12 | 02h30 | 0.28 | 0.97 | 02h30 | 0.29 | 1 | 02h30 | 0.28 | 0.95 | 02h30 | 0.12 | 0.74 | 02h30 | 0.12 | 0.76 | 02h30 | 0.11 | 0.73 | 02h30 | 0 | 0.05 | 02h30 | 0 | 0.05 | 02h30 | 0 | 0.04 | 02h30 | 0.28 | 1.01 | 02h30 | 0.28 | 1.04 | 02h30 | 0.27 | 1 | 02h30 | 0 | 0 | 02h30 | 0 | 0 | 02h30 | 0 | 0.03 | 02h30 | 0 | 0 | 02h30 | 0 | 0 | 02h30 | 0 | 0.06 | 02h30 | 0 | 0 | 02h30 | 0 | 0 | 02h30 | 0 | 0 | 02h30 | 0 | 0 | 02h30 | 0 | 0 | 02h30 | 0 | 0 | 02h30 | 0 | 0 | 02h30 | 0 | 0 | 02h30 | 0 | 0
03h30 | 0.5 | 1.52 | 03h30 | 0.52 | 1.59 | 03h30 | 0.5 | 1.52 | 03h30 | 0.41 | 1.28 | 03h30 | 0.45 | 1.35 | 03h30 | 0.4 | 1.26 | 03h30 | 0.28 | 1.13 | 03h30 | 0.28 | 1.16 | 03h30 | 0.28 | 1.12 | 03h30 | 0.01 | 0.35 | 03h30 | 0.01 | 0.35 | 03h30 | 0.01 | 0.34 | 03h30 | 0.41 | 1.36 | 03h30 | 0.42 | 1.43 | 03h30 | 0.41 | 1.35 | 03h30 | 0 | 0.09 | 03h30 | 0 | 0.09 | 03h30 | 0 | 0.06 | 03h30 | 0 | 0.13 | 03h30 | 0 | 0.13 | 03h30 | 0 | 0.1 | 03h30 | 0 | 0 | 03h30 | 0 | 0 | 03h30 | 0 | 0 | 03h30 | 0 | 0 | 03h30 | 0 | 0 | 03h30 | 0 | 0 | 03h30 | 0 | 0.1 | 03h30 | 0 | 0.1 | 03h30 | 0 | 0.07
04h30 | 0.61 | 1.75 | 04h30 | 0.63 | 1.77 | 04h30 | 0.61 | 1.74 | 04h30 | 0.5 | 1.44 | 04h30 | 0.52 | 1.48 | 04h30 | 0.49 | 1.43 | 04h30 | 0.38 | 1.34 | 04h30 | 0.38 | 1.35 | 04h30 | 0.38 | 1.34 | 04h30 | 0.06 | 0.55 | 04h30 | 0.06 | 0.55 | 04h30 | 0.06 | 0.55 | 04h30 | 0.49 | 1.57 | 04h30 | 0.5 | 1.6 | 04h30 | 0.49 | 1.56 | 04h30 | 0.02 | 0.22 | 04h30 | 0.02 | 0.22 | 04h30 | 0.02 | 0.21 | 04h30 | 0.03 | 0.27 | 04h30 | 0.03 | 0.27 | 04h30 | 0.03 | 0.25 | 04h30 | 0 | 0 | 04h30 | 0 | 0 | 04h30 | 0 | 0 | 04h30 | 0 | 0 | 04h30 | 0 | 0 | 04h30 | 0 | 0 | 04h30 | 0.01 | 0.24 | 04h30 | 0.01 | 0.25 | 04h30 | 0 | 0.23
05h30 | 0.65 | 1.8 | 05h30 | 0.65 | 1.8 | 05h30 | 0.65 | 1.79 | 05h30 | 0.53 | 1.46 | 05h30 | 0.54 | 1.48 | 05h30 | 0.53 | 1.45 | 05h30 | 0.43 | 1.43 | 05h30 | 0.43 | 1.44 | 05h30 | 0.42 | 1.43 | 05h30 | 0.13 | 0.66 | 05h30 | 0.13 | 0.66 | 05h30 | 0.13 | 0.66 | 05h30 | 0.52 | 1.62 | 05h30 | 0.53 | 1.63 | 05h30 | 0.52 | 1.61 | 05h30 | 0.06 | 0.31 | 05h30 | 0.06 | 0.31 | 05h30 | 0.06 | 0.29 | 05h30 | 0.08 | 0.33 | 05h30 | 0.08 | 0.33 | 05h30 | 0.07 | 0.32 | 05h30 | 0 | 0.06 | 05h30 | 0 | 0.06 | 05h30 | 0 | 0.06 | 05h30 | 0 | 0 | 05h30 | 0 | 0 | 05h30 | 0 | 0 | 05h30 | 0.05 | 0.32 | 05h30 | 0.05 | 0.32 | 05h30 | 0.05 | 0.32
06h30 | 0.65 | 1.81 | 06h30 | 0.66 | 1.81 | 06h30 | 0.65 | 1.81 | 06h30 | 0.53 | 1.46 | 06h30 | 0.54 | 1.47 | 06h30 | 0.53 | 1.45 | 06h30 | 0.44 | 1.47 | 06h30 | 0.44 | 1.47 | 06h30 | 0.44 | 1.46 | 06h30 | 0.17 | 0.78 | 06h30 | 0.17 | 0.78 | 06h30 | 0.17 | 0.77 | 06h30 | 0.53 | 1.63 | 06h30 | 0.53 | 1.64 | 06h30 | 0.52 | 1.63 | 06h30 | 0.11 | 0.35 | 06h30 | 0.11 | 0.35 | 06h30 | 0.11 | 0.34 | 06h30 | 0.11 | 0.37 | 06h30 | 0.11 | 0.37 | 06h30 | 0.11 | 0.36 | 06h30 | 0 | 0.17 | 06h30 | 0 | 0.17 | 06h30 | 0 | 0.16 | 06h30 | 0 | 0.03 | 06h30 | 0 | 0.03 | 06h30 | 0 | 0.02 | 06h30 | 0.1 | 0.37 | 06h30 | 0.1 | 0.37 | 06h30 | 0.1 | 0.37
07h30 | 0.97 | 2.87 | 07h30 | 0.97 | 2.87 | 07h30 | 0.97 | 2.87 | 07h30 | 0.84 | 2.47 | 07h30 | 0.84 | 2.48 | 07h30 | 0.83 | 2.47 | 07h30 | 0.74 | 2.51 | 07h30 | 0.74 | 2.51 | 07h30 | 0.73 | 2.5 | 07h30 | 0.42 | 1.72 | 07h30 | 0.42 | 1.72 | 07h30 | 0.42 | 1.73 | 07h30 | 0.81 | 2.69 | 07h30 | 0.81 | 2.69 | 07h30 | 0.81 | 2.68 | 07h30 | 0.22 | 1.11 | 07h30 | 0.22 | 1.11 | 07h30 | 0.22 | 1.08 | 07h30 | 0.25 | 1.13 | 07h30 | 0.25 | 1.14 | 07h30 | 0.24 | 1.08 | 07h30 | 0.26 | 0.95 | 07h30 | 0.26 | 0.95 | 07h30 | 0.26 | 0.95 | 07h30 | 0.21 | 0.91 | 07h30 | 0.21 | 0.91 | 07h30 | 0.21 | 0.9 | 07h30 | 0.22 | 1.13 | 07h30 | 0.23 | 1.13 | 07h30 | 0.22 | 1.11
08h30 | 0.96 | 3.03 | 08h30 | 0.96 | 3.04 | 08h30 | 0.96 | 3.03 | 08h30 | 0.86 | 2.67 | 08h30 | 0.86 | 2.68 | 08h30 | 0.86 | 2.66 | 08h30 | 0.76 | 2.7 | 08h30 | 0.76 | 2.7 | 08h30 | 0.75 | 2.7 | 08h30 | 0.48 | 2.02 | 08h30 | 0.48 | 2.02 | 08h30 | 0.48 | 2.02 | 08h30 | 0.76 | 2.9 | 08h30 | 0.76 | 2.9 | 08h30 | 0.76 | 2.89 | 08h30 | 0.33 | 1.49 | 08h30 | 0.33 | 1.49 | 08h30 | 0.33 | 1.46 | 08h30 | 0.34 | 1.48 | 08h30 | 0.34 | 1.49 | 08h30 | 0.34 | 1.44 | 08h30 | 0.3 | 1.27 | 08h30 | 0.31 | 1.27 | 08h30 | 0.3 | 1.26 | 08h30 | 0.21 | 1.15 | 08h30 | 0.21 | 1.15 | 08h30 | 0.21 | 1.14 | 08h30 | 0.24 | 1.49 | 08h30 | 0.24 | 1.5 | 08h30 | 0.24 | 1.48
09h30 | 0.21 | 0.68 | 09h30 | 0.27 | 0.97 | 09h30 | 0.78 | 2.5 | 09h30 | 0.19 | 0.54 | 09h30 | 0.27 | 0.93 | 09h30 | 0.75 | 2.26 | 09h30 | 0.2 | 0.71 | 09h30 | 0.21 | 0.79 | 09h30 | 0.66 | 2.25 | 09h30 | 0.15 | 0.66 | 09h30 | 0.15 | 0.66 | 09h30 | 0.5 | 1.89 | 09h30 | 0.14 | 0.63 | 09h30 | 0.14 | 0.98 | 09h30 | 0.53 | 2.45 | 09h30 | 0.17 | 0.56 | 09h30 | 0.17 | 0.56 | 09h30 | 0.54 | 1.65 | 09h30 | 0.16 | 0.53 | 09h30 | 0.16 | 0.53 | 09h30 | 0.52 | 1.61 | 09h30 | 0.05 | 0.42 | 09h30 | 0.05 | 0.42 | 09h30 | 0.35 | 1.4 | 09h30 | 0 | 0.27 | 09h30 | 0 | 0.28 | 09h30 | 0.25 | 1.14 | 09h30 | 0.07 | 0.56 | 09h30 | 0.07 | 0.56 | 09h30 | 0.3 | 1.64
10h30 | 0 | 0 | 10h30 | 0 | 0 | 10h30 | 0.57 | 1.83 | 10h30 | 0 | 0 | 10h30 | 0 | 0 | 10h30 | 0.59 | 1.78 | 10h30 | 0 | 0 | 10h30 | 0 | 0 | 10h30 | 0.47 | 1.59 | 10h30 | 0 | 0 | 10h30 | 0 | 0 | 10h30 | 0.38 | 1.41 | 10h30 | 0 | 0 | 10h30 | 0 | 0 | 10h30 | 0.39 | 1.84 | 10h30 | 0 | 0 | 10h30 | 0 | 0 | 10h30 | 0.41 | 1.25 | 10h30 | 0 | 0 | 10h30 | 0 | 0 | 10h30 | 0.4 | 1.21 | 10h30 | 0 | 0 | 10h30 | 0 | 0 | 10h30 | 0.3 | 1.06 | 10h30 | 0 | 0 | 10h30 | 0 | 0 | 10h30 | 0.25 | 0.88 | 10h30 | 0 | 0 | 10h30 | 0 | 0 | 10h30 | 0.23 | 1.23
11h30 | 0 | 0 | 11h30 | 0 | 0 | 11h30 | 0.28 | 1.12 | 11h30 | 0 | 0 | 11h30 | 0 | 0 | 11h30 | 0.35 | 1.12 | 11h30 | 0 | 0 | 11h30 | 0 | 0 | 11h30 | 0.23 | 0.91 | 11h30 | 0 | 0 | 11h30 | 0 | 0 | 11h30 | 0.19 | 0.87 | 11h30 | 0 | 0 | 11h30 | 0 | 0 | 11h30 | 0 | 1.18 | 11h30 | 0 | 0 | 11h30 | 0 | 0 | 11h30 | 0.22 | 0.77 | 11h30 | 0 | 0 | 11h30 | 0 | 0 | 11h30 | 0.21 | 0.72 | 11h30 | 0 | 0 | 11h30 | 0 | 0 | 11h30 | 0.14 | 0.61 | 11h30 | 0 | 0 | 11h30 | 0 | 0 | 11h30 | 0.1 | 0.48 | 11h30 | 0 | 0 | 11h30 | 0 | 0 | 11h30 | 0 | 0.72
12h30 | 0 | 0 | 12h30 | 0 | 0 | 12h30 | 0.28 | 1.12 | 12h30 | 0 | 0 | 12h30 | 0 | 0 | 12h30 | 0.35 | 1.12 | 12h30 | 0 | 0 | 12h30 | 0 | 0 | 12h30 | 0.22 | 0.85 | 12h30 | 0 | 0 | 12h30 | 0 | 0 | 12h30 | 0.16 | 0.69 | 12h30 | 0 | 0 | 12h30 | 0 | 0 | 12h30 | 0 | 1.18 | 12h30 | 0 | 0 | 12h30 | 0 | 0 | 12h30 | 0.18 | 0.58 | 12h30 | 0 | 0 | 12h30 | 0 | 0 | 12h30 | 0.17 | 0.58 | 12h30 | 0 | 0 | 12h30 | 0 | 0 | 12h30 | 0.14 | 0.53 | 12h30 | 0 | 0 | 12h30 | 0 | 0 | 12h30 | 0.1 | 0.48 | 12h30 | 0 | 0 | 12h30 | 0 | 0 | 12h30 | 0 | 0.55
13h30 | 0.12 | 0.47 | 13h30 | 0 | 0 | 13h30 | 0.12 | 0.66 | 13h30 | 0.19 | 0.57 | 13h30 | 0 | 0 | 13h30 | 0.21 | 0.75 | 13h30 | 0.1 | 0.4 | 13h30 | 0 | 0 | 13h30 | 0.08 | 0.45 | 13h30 | 0.09 | 0.43 | 13h30 | 0 | 0 | 13h30 | 0.06 | 0.44 | 13h30 | 0 | 0.55 | 13h30 | 0 | 0 | 13h30 | 0 | 0.76 | 13h30 | 0.1 | 0.41 | 13h30 | 0 | 0 | 13h30 | 0.08 | 0.39 | 13h30 | 0.1 | 0.37 | 13h30 | 0 | 0 | 13h30 | 0.08 | 0.37 | 13h30 | 0.06 | 0.33 | 13h30 | 0 | 0 | 13h30 | 0.03 | 0.29 | 13h30 | 0.02 | 0.25 | 13h30 | 0 | 0 | 13h30 | 0 | 0.22 | 13h30 | 0 | 0.36 | 13h30 | 0 | 0 | 13h30 | 0 | 0.33
14h30 | 0.13 | 0.52 | 14h30 | 0 | 0 | 14h30 | 0.12 | 0.66 | 14h30 | 0.24 | 0.73 | 14h30 | 0 | 0 | 14h30 | 0.21 | 0.75 | 14h30 | 0.1 | 0.4 | 14h30 | 0 | 0 | 14h30 | 0.08 | 0.45 | 14h30 | 0.09 | 0.49 | 14h30 | 0 | 0 | 14h30 | 0.06 | 0.44 | 14h30 | 0 | 0.63 | 14h30 | 0 | 0 | 14h30 | 0 | 0.76 | 14h30 | 0.12 | 0.52 | 14h30 | 0 | 0 | 14h30 | 0.08 | 0.39 | 14h30 | 0.11 | 0.46 | 14h30 | 0 | 0 | 14h30 | 0.08 | 0.37 | 14h30 | 0.06 | 0.36 | 14h30 | 0 | 0 | 14h30 | 0.03 | 0.29 | 14h30 | 0.02 | 0.25 | 14h30 | 0 | 0 | 14h30 | 0 | 0.22 | 14h30 | 0 | 0.39 | 14h30 | 0 | 0 | 14h30 | 0 | 0.33
15h30 | 0.13 | 0.53 | 15h30 | 0 | 0 | 15h30 | 0.08 | 0.42 | 15h30 | 0.25 | 0.83 | 15h30 | 0 | 0 | 15h30 | 0.16 | 0.65 | 15h30 | 0.1 | 0.36 | 15h30 | 0 | 0 | 15h30 | 0.03 | 0.2 | 15h30 | 0.09 | 0.43 | 15h30 | 0 | 0 | 15h30 | 0.02 | 0.21 | 15h30 | 0 | 0.63 | 15h30 | 0 | 0 | 15h30 | 0 | 0.53 | 15h30 | 0.11 | 0.54 | 15h30 | 0 | 0 | 15h30 | 0.02 | 0.26 | 15h30 | 0.11 | 0.49 | 15h30 | 0 | 0 | 15h30 | 0.02 | 0.23 | 15h30 | 0.04 | 0.34 | 15h30 | 0 | 0 | 15h30 | 0 | 0.12 | 15h30 | 0.01 | 0.23 | 15h30 | 0 | 0 | 15h30 | 0 | 0.06 | 15h30 | 0 | 0.37 | 15h30 | 0 | 0 | 15h30 | 0 | 0.16
16h30 | 0.16 | 0.6 | 16h30 | 0 | 0 | 16h30 | 0.09 | 0.42 | 16h30 | 0.26 | 0.95 | 16h30 | 0 | 0 | 16h30 | 0.16 | 0.74 | 16h30 | 0.11 | 0.38 | 16h30 | 0 | 0 | 16h30 | 0.03 | 0.2 | 16h30 | 0.08 | 0.38 | 16h30 | 0 | 0 | 16h30 | 0.02 | 0.21 | 16h30 | 0.03 | 0.69 | 16h30 | 0 | 0 | 16h30 | 0 | 0.53 | 16h30 | 0.09 | 0.53 | 16h30 | 0 | 0 | 16h30 | 0.02 | 0.27 | 16h30 | 0.1 | 0.51 | 16h30 | 0 | 0 | 16h30 | 0.02 | 0.26 | 16h30 | 0.04 | 0.36 | 16h30 | 0 | 0 | 16h30 | 0 | 0.13 | 16h30 | 0.01 | 0.27 | 16h30 | 0 | 0 | 16h30 | 0 | 0.07 | 16h30 | 0 | 0.38 | 16h30 | 0 | 0 | 16h30 | 0 | 0.16
17h30 | 0.24 | 0.74 | 17h30 | 0 | 0 | 17h30 | 0.18 | 0.62 | 17h30 | 0.31 | 1.18 | 17h30 | 0 | 0 | 17h30 | 0.25 | 1.02 | 17h30 | 0.15 | 0.46 | 17h30 | 0 | 0 | 17h30 | 0.09 | 0.33 | 17h30 | 0.1 | 0.34 | 17h30 | 0 | 0 | 17h30 | 0.05 | 0.22 | 17h30 | 0.12 | 0.83 | 17h30 | 0 | 0 | 17h30 | 0.09 | 0.72 | 17h30 | 0.1 | 0.57 | 17h30 | 0 | 0 | 17h30 | 0.04 | 0.37 | 17h30 | 0.1 | 0.57 | 17h30 | 0 | 0 | 17h30 | 0.05 | 0.37 | 17h30 | 0.05 | 0.41 | 17h30 | 0 | 0 | 17h30 | 0 | 0.24 | 17h30 | 0.02 | 0.33 | 17h30 | 0 | 0 | 17h30 | 0 | 0.18 | 17h30 | 0 | 0.44 | 17h30 | 0 | 0 | 17h30 | 0 | 0.26
18h30 | 0.36 | 0.92 | 18h30 | 0.28 | 0.67 | 18h30 | 0.33 | 0.86 | 18h30 | 0.43 | 1.45 | 18h30 | 0.31 | 0.93 | 18h30 | 0.39 | 1.35 | 18h30 | 0.24 | 0.58 | 18h30 | 0.22 | 0.52 | 18h30 | 0.2 | 0.51 | 18h30 | 0.14 | 0.34 | 18h30 | 0.15 | 0.35 | 18h30 | 0.1 | 0.25 | 18h30 | 0.29 | 1 | 18h30 | 0.21 | 0.73 | 18h30 | 0.26 | 0.94 | 18h30 | 0.15 | 0.64 | 18h30 | 0.15 | 0.58 | 18h30 | 0.09 | 0.49 | 18h30 | 0.16 | 0.66 | 18h30 | 0.16 | 0.59 | 18h30 | 0.1 | 0.51 | 18h30 | 0.09 | 0.48 | 18h30 | 0.1 | 0.46 | 18h30 | 0.04 | 0.34 | 18h30 | 0.07 | 0.4 | 18h30 | 0.07 | 0.39 | 18h30 | 0.02 | 0.29 | 18h30 | 0 | 0.53 | 18h30 | 0 | 0.48 | 18h30 | 0 | 0.39
19h30 | 0.3 | 0.87 | 19h30 | 0.36 | 1 | 19h30 | 0.28 | 0.84 | 19h30 | 0.35 | 1.45 | 19h30 | 0.44 | 1.59 | 19h30 | 0.32 | 1.38 | 19h30 | 0.15 | 0.49 | 19h30 | 0.22 | 0.66 | 19h30 | 0.11 | 0.44 | 19h30 | 0.04 | 0.12 | 19h30 | 0.15 | 0.35 | 19h30 | 0.06 | 0.05 | 19h30 | 0.29 | 0.94 | 19h30 | 0.29 | 1.08 | 19h30 | 0.25 | 0.89 | 19h30 | 0.05 | 0.48 | 19h30 | 0.15 | 0.71 | 19h30 | 0.05 | 0.36 | 19h30 | 0.06 | 0.52 | 19h30 | 0.16 | 0.74 | 19h30 | 0.06 | 0.4 | 19h30 | 0.04 | 0.31 | 19h30 | 0.1 | 0.49 | 19h30 | 0.04 | 0.19 | 19h30 | 0.04 | 0.22 | 19h30 | 0.07 | 0.39 | 19h30 | 0.02 | 0.13 | 19h30 | 0 | 0.39 | 19h30 | 0 | 0.54 | 19h30 | 0 | 0.28
20h30 | 0.2 | 0.95 | 20h30 | 0.3 | 1.14 | 20h30 | 0.2 | 0.93 | 20h30 | 0.24 | 1.48 | 20h30 | 0.4 | 1.9 | 20h30 | 0.22 | 1.43 | 20h30 | 0.04 | 0.52 | 20h30 | 0.1 | 0.67 | 20h30 | 0.01 | 0.48 | 20h30 | 0 | 0.12 | 20h30 | 0 | 0.17 | 20h30 | 0 | 0.03 | 20h30 | 0.2 | 0.97 | 20h30 | 0.27 | 1.18 | 20h30 | 0.18 | 0.94 | 20h30 | 0 | 0.37 | 20h30 | 0 | 0.64 | 20h30 | 0 | 0.28 | 20h30 | 0 | 0.44 | 20h30 | 0 | 0.7 | 20h30 | 0 | 0.34 | 20h30 | 0 | 0.19 | 20h30 | 0 | 0.37 | 20h30 | 0 | 0.09 | 20h30 | 0 | 0.12 | 20h30 | 0 | 0.23 | 20h30 | 0 | 0.01 | 20h30 | 0 | 0.3 | 20h30 | 0 | 0.47 | 20h30 | 0 | 0.21
21h30 | 0.29 | 1.31 | 21h30 | 0.32 | 1.38 | 21h30 | 0.28 | 1.3 | 21h30 | 0.3 | 1.73 | 21h30 | 0.37 | 1.9 | 21h30 | 0.28 | 1.69 | 21h30 | 0.1 | 0.83 | 21h30 | 0.13 | 0.91 | 21h30 | 0.07 | 0.81 | 21h30 | 0 | 0.22 | 21h30 | 0 | 0.25 | 21h30 | 0 | 0.17 | 21h30 | 0.26 | 1.26 | 21h30 | 0.3 | 1.35 | 21h30 | 0.25 | 1.24 | 21h30 | 0 | 0.5 | 21h30 | 0 | 0.67 | 21h30 | 0 | 0.42 | 21h30 | 0 | 0.58 | 21h30 | 0 | 0.75 | 21h30 | 0 | 0.51 | 21h30 | 0 | 0.3 | 21h30 | 0 | 0.43 | 21h30 | 0 | 0.22 | 21h30 | 0 | 0.21 | 21h30 | 0 | 0.29 | 21h30 | 0 | 0.13 | 21h30 | 0 | 0.44 | 21h30 | 0 | 0.56 | 21h30 | 0 | 0.37
22h30 | 0.36 | 1.58 | 22h30 | 0.37 | 1.61 | 22h30 | 0.35 | 1.58 | 22h30 | 0.34 | 1.88 | 22h30 | 0.37 | 1.96 | 22h30 | 0.33 | 1.84 | 22h30 | 0.13 | 1.09 | 22h30 | 0.15 | 1.12 | 22h30 | 0.12 | 1.07 | 22h30 | 0 | 0.33 | 22h30 | 0 | 0.38 | 22h30 | 0 | 0.3 | 22h30 | 0.31 | 1.49 | 22h30 | 0.32 | 1.52 | 22h30 | 0.3 | 1.47 | 22h30 | 0 | 0.57 | 22h30 | 0 | 0.69 | 22h30 | 0 | 0.52 | 22h30 | 0 | 0.67 | 22h30 | 0 | 0.78 | 22h30 | 0 | 0.61 | 22h30 | 0 | 0.38 | 22h30 | 0 | 0.47 | 22h30 | 0 | 0.31 | 22h30 | 0 | 0.27 | 22h30 | 0 | 0.33 | 22h30 | 0 | 0.21 | 22h30 | 0 | 0.53 | 22h30 | 0 | 0.61 | 22h30 | 0 | 0.48
23h30 | 0.42 | 1.84 | 23h30 | 0.43 | 1.85 | 23h30 | 0.42 | 1.83 | 23h30 | 0.38 | 2.01 | 23h30 | 0.4 | 2.06 | 23h30 | 0.37 | 1.97 | 23h30 | 0.18 | 1.31 | 23h30 | 0.19 | 1.33 | 23h30 | 0.17 | 1.29 | 23h30 | 0 | 0.49 | 23h30 | 0 | 0.55 | 23h30 | 0 | 0.48 | 23h30 | 0.35 | 1.7 | 23h30 | 0.35 | 1.72 | 23h30 | 0.34 | 1.69 | 23h30 | 0 | 0.65 | 23h30 | 0 | 0.73 | 23h30 | 0 | 0.6 | 23h30 | 0 | 0.75 | 23h30 | 0 | 0.83 | 23h30 | 0 | 0.7 | 23h30 | 0 | 0.44 | 23h30 | 0 | 0.51 | 23h30 | 0 | 0.39 | 23h30 | 0 | 0.32 | 23h30 | 0 | 0.38 | 23h30 | 0 | 0.28 | 23h30 | 0 | 0.62 | 23h30 | 0 | 0.68 | 23h30 | 0 | 0.58
1945-1983_base_summer | [44 empty] | 1945-1983 Best_case_summer_data
detached | [8 empty] | terrace | [8 empty] | ftg | [8 empty] | mf | [8 empty] | s-detached | [8 empty] | detached | [8 empty] | terrace | [8 empty] | ftg | [8 empty] | mf | [8 empty] | s-detached
00h30 | 0.01 | 0.44 | 00h30 | 0.01 | 0.44 | 00h30 | 0.01 | 0.44 | 00h30 | 0.04 | 0.58 | 00h30 | 0.04 | 0.57 | 00h30 | 0.04 | 0.57 | 00h30 0.00 0.24 | 0 | 0 | 00h30 | 0 | 0.24 | 00h30 | 0 | 0.25 | 00h30 0.00 0.00 | 0 | 0 | 00h30 | 0 | 0 | 00h30 | 0 | 0 | 00h30 | 0.02 | 0.46 | 00h30 | 0.02 | 0.46 | 00h30 | 0.02 | 0.45 | 00h30 | 0 | 0 | 00h30 | 0 | 0 | 00h30 | 0 | 0 | 00h30 | 0 | 0 | 00h30 | 0 | 0 | 00h30 | 0 | 0 | 00h30 | 0 | 0 | 00h30 | 0 | 0 | 00h30 | 0 | 0 | 00h30 | 0 | 0 | 00h30 | 0 | 0 | 00h30 | 0 | 0 | 00h30 | 0 | 0 | 00h30 | 0 | 0 | 00h30 | 0 | 0
01h30 | 0 | 0 | 01h30 | 0 | 0 | 01h30 | 0 | 0 | 01h30 | 0 | 0 | 01h30 | 0 | 0 | 01h30 | 0 | 0 | 01h30 0.00 0.00 | 0 | 0 | 01h30 | 0 | 0 | 01h30 | 0 | 0 | 01h30 0.00 0.00 | 0 | 0 | 01h30 | 0 | 0 | 01h30 | 0 | 0 | 01h30 | 0 | 0 | 01h30 | 0 | 0 | 01h30 | 0 | 0 | 01h30 | 0 | 0 | 01h30 | 0 | 0 | 01h30 | 0 | 0 | 01h30 | 0 | 0 | 01h30 | 0 | 0 | 01h30 | 0 | 0 | 01h30 | 0 | 0 | 01h30 | 0 | 0 | 01h30 | 0 | 0 | 01h30 | 0 | 0 | 01h30 | 0 | 0 | 01h30 | 0 | 0 | 01h30 | 0 | 0 | 01h30 | 0 | 0 | 01h30 | 0 | 0
02h30 | 0 | 0 | 02h30 | 0 | 0 | 02h30 | 0 | 0 | 02h30 | 0 | 0 | 02h30 | 0 | 0 | 02h30 | 0 | 0 | 02h30 0.00 0.00 | 0 | 0 | 02h30 | 0 | 0 | 02h30 | 0 | 0 | 02h30 0.00 0.00 | 0 | 0 | 02h30 | 0 | 0 | 02h30 | 0 | 0 | 02h30 | 0 | 0 | 02h30 | 0 | 0 | 02h30 | 0 | 0 | 02h30 | 0 | 0 | 02h30 | 0 | 0 | 02h30 | 0 | 0 | 02h30 | 0 | 0 | 02h30 | 0 | 0 | 02h30 | 0 | 0 | 02h30 | 0 | 0 | 02h30 | 0 | 0 | 02h30 | 0 | 0 | 02h30 | 0 | 0 | 02h30 | 0 | 0 | 02h30 | 0 | 0 | 02h30 | 0 | 0 | 02h30 | 0 | 0 | 02h30 | 0 | 0
03h30 | 0.02 | 0.08 | 03h30 | 0.02 | 0.08 | 03h30 | 0.02 | 0.08 | 03h30 | 0 | 0 | 03h30 | 0 | 0 | 03h30 | 0 | 0 | 03h30 0.00 0.00 | 0 | 0 | 03h30 | 0 | 0 | 03h30 | 0 | 0 | 03h30 0.00 0.00 | 0 | 0 | 03h30 | 0 | 0 | 03h30 | 0 | 0 | 03h30 | 0 | 0.01 | 03h30 | 0 | 0.01 | 03h30 | 0 | 0 | 03h30 | 0 | 0 | 03h30 | 0 | 0 | 03h30 | 0 | 0 | 03h30 | 0 | 0 | 03h30 | 0 | 0 | 03h30 | 0 | 0 | 03h30 | 0 | 0 | 03h30 | 0 | 0 | 03h30 | 0 | 0 | 03h30 | 0 | 0 | 03h30 | 0 | 0 | 03h30 | 0 | 0 | 03h30 | 0 | 0 | 03h30 | 0 | 0 | 03h30 | 0 | 0
04h30 | 0.06 | 0.18 | 04h30 | 0.06 | 0.18 | 04h30 | 0.05 | 0.18 | 04h30 | 0.01 | 0.02 | 04h30 | 0.01 | 0.02 | 04h30 | 0.01 | 0.02 | 04h30 0.00 0.00 | 0 | 0 | 04h30 | 0 | 0 | 04h30 | 0 | 0 | 04h30 0.00 0.00 | 0 | 0 | 04h30 | 0 | 0 | 04h30 | 0 | 0 | 04h30 | 0 | 0.07 | 04h30 | 0 | 0.07 | 04h30 | 0 | 0.06 | 04h30 | 0 | 0 | 04h30 | 0 | 0 | 04h30 | 0 | 0 | 04h30 | 0 | 0 | 04h30 | 0 | 0 | 04h30 | 0 | 0 | 04h30 | 0 | 0 | 04h30 | 0 | 0 | 04h30 | 0 | 0 | 04h30 | 0 | 0 | 04h30 | 0 | 0 | 04h30 | 0 | 0 | 04h30 | 0 | 0 | 04h30 | 0 | 0 | 04h30 | 0 | 0
05h30 | 0.12 | 0.31 | 05h30 | 0.12 | 0.31 | 05h30 | 0.12 | 0.31 | 05h30 | 0.05 | 0.12 | 05h30 | 0.05 | 0.12 | 05h30 | 0.05 | 0.11 | 05h30 0.00 0.07 | 0 | 0 | 05h30 | 0 | 0.07 | 05h30 | 0 | 0.07 | 05h30 0.00 0.00 | 0 | 0 | 05h30 | 0 | 0 | 05h30 | 0 | 0 | 05h30 | 0.04 | 0.19 | 05h30 | 0.04 | 0.19 | 05h30 | 0.04 | 0.19 | 05h30 | 0 | 0 | 05h30 | 0 | 0 | 05h30 | 0 | 0 | 05h30 | 0 | 0 | 05h30 | 0 | 0 | 05h30 | 0 | 0 | 05h30 | 0 | 0 | 05h30 | 0 | 0 | 05h30 | 0 | 0 | 05h30 | 0 | 0 | 05h30 | 0 | 0 | 05h30 | 0 | 0 | 05h30 | 0 | 0 | 05h30 | 0 | 0 | 05h30 | 0 | 0
06h30 | 0.14 | 0.31 | 06h30 | 0.14 | 0.31 | 06h30 | 0.14 | 0.31 | 06h30 | 0.07 | 0.11 | 06h30 | 0.07 | 0.12 | 06h30 | 0.06 | 0.11 | 06h30 0.00 0.09 | 0 | 0 | 06h30 | 0 | 0.09 | 06h30 | 0 | 0.08 | 06h30 0.00 0.00 | 0 | 0 | 06h30 | 0 | 0 | 06h30 | 0 | 0 | 06h30 | 0.06 | 0.2 | 06h30 | 0.06 | 0.2 | 06h30 | 0.06 | 0.19 | 06h30 | 0 | 0 | 06h30 | 0 | 0 | 06h30 | 0 | 0 | 06h30 | 0 | 0 | 06h30 | 0 | 0 | 06h30 | 0 | 0 | 06h30 | 0 | 0 | 06h30 | 0 | 0 | 06h30 | 0 | 0 | 06h30 | 0 | 0 | 06h30 | 0 | 0 | 06h30 | 0 | 0 | 06h30 | 0 | 0 | 06h30 | 0 | 0 | 06h30 | 0 | 0
07h30 | 0.38 | 1.09 | 07h30 | 0.38 | 1.09 | 07h30 | 0.38 | 1.09 | 07h30 | 0.29 | 0.84 | 07h30 | 0.29 | 0.84 | 07h30 | 0.28 | 0.83 | 07h30 0.20 0.82 | 0.06 | 0.38 | 07h30 | 0.2 | 0.82 | 07h30 | 0.2 | 0.81 | 07h30 0.05 0.44 | 0 | 0.21 | 07h30 | 0.05 | 0.44 | 07h30 | 0.04 | 0.44 | 07h30 | 0.28 | 0.95 | 07h30 | 0.28 | 0.95 | 07h30 | 0.28 | 0.95 | 07h30 | 0 | 0.18 | 07h30 | 0 | 0.18 | 07h30 | 0 | 0.18 | 07h30 | 0 | 0.19 | 07h30 | 0 | 0.19 | 07h30 | 0 | 0.19 | 07h30 | 0 | 0.01 | 07h30 | 0 | 0.01 | 07h30 | 0 | 0.01 | 07h30 | 0 | 0 | 07h30 | 0 | 0 | 07h30 | 0 | 0 | 07h30 | 0 | 0.2 | 07h30 | 0 | 0.2 | 07h30 | 0 | 0.19
08h30 | 0.42 | 1.28 | 08h30 | 0.42 | 1.28 | 08h30 | 0.42 | 1.28 | 08h30 | 0.33 | 1.05 | 08h30 | 0.33 | 1.05 | 08h30 | 0.32 | 1.04 | 08h30 0.24 1.05 | 0.06 | 0.43 | 08h30 | 0.24 | 1.05 | 08h30 | 0.24 | 1.04 | 08h30 0.05 0.50 | 0 | 0.21 | 08h30 | 0.05 | 0.5 | 08h30 | 0.04 | 0.5 | 08h30 | 0.32 | 1.17 | 08h30 | 0.32 | 1.18 | 08h30 | 0.32 | 1.17 | 08h30 | 0 | 0.18 | 08h30 | 0 | 0.18 | 08h30 | 0 | 0.18 | 08h30 | 0 | 0.19 | 08h30 | 0 | 0.19 | 08h30 | 0 | 0.19 | 08h30 | 0 | 0.01 | 08h30 | 0 | 0.01 | 08h30 | 0 | 0.01 | 08h30 | 0 | 0 | 08h30 | 0 | 0 | 08h30 | 0 | 0 | 08h30 | 0 | 0.2 | 08h30 | 0 | 0.2 | 08h30 | 0 | 0.19
09h30 | 0.1 | 0.3 | 09h30 | 0.1 | 0.3 | 09h30 | 0.43 | 1.23 | 09h30 | 0.07 | 0.23 | 09h30 | 0.07 | 0.23 | 09h30 | 0.38 | 1.1 | 09h30 0.04 0.25 | 0 | 0.05 | 09h30 | 0.04 | 0.25 | 09h30 | 0.3 | 1.08 | 09h30 0.00 0.06 | 0 | 0 | 09h30 | 0 | 0.06 | 09h30 | 0.09 | 0.61 | 09h30 | 0.06 | 0.29 | 09h30 | 0.06 | 0.29 | 09h30 | 0.37 | 1.19 | 09h30 | 0 | 0 | 09h30 | 0 | 0 | 09h30 | 0.05 | 0.29 | 09h30 | 0 | 0 | 09h30 | 0 | 0 | 09h30 | 0.05 | 0.29 | 09h30 | 0 | 0 | 09h30 | 0 | 0 | 09h30 | 0 | 0.03 | 09h30 | 0 | 0 | 09h30 | 0 | 0 | 09h30 | 0 | 0 | 09h30 | 0 | 0 | 09h30 | 0 | 0 | 09h30 | 0.04 | 0.31
10h30 | 0 | 0 | 10h30 | 0 | 0 | 10h30 | 0.35 | 0.96 | 10h30 | 0 | 0 | 10h30 | 0 | 0 | 10h30 | 0.33 | 0.9 | 10h30 0.00 0.00 | 0 | 0 | 10h30 | 0 | 0 | 10h30 | 0.26 | 0.84 | 10h30 0.00 0.00 | 0 | 0 | 10h30 | 0 | 0 | 10h30 | 0.1 | 0.55 | 10h30 | 0 | 0 | 10h30 | 0 | 0 | 10h30 | 0.32 | 0.97 | 10h30 | 0 | 0 | 10h30 | 0 | 0 | 10h30 | 0.06 | 0.31 | 10h30 | 0 | 0 | 10h30 | 0 | 0 | 10h30 | 0.06 | 0.29 | 10h30 | 0 | 0 | 10h30 | 0 | 0 | 10h30 | 0 | 0.09 | 10h30 | 0 | 0 | 10h30 | 0 | 0 | 10h30 | 0 | 0 | 10h30 | 0 | 0 | 10h30 | 0 | 0 | 10h30 | 0.05 | 0.32
11h30 | 0 | 0 | 11h30 | 0 | 0 | 11h30 | 0.2 | 0.6 | 11h30 | 0 | 0 | 11h30 | 0 | 0 | 11h30 | 0.19 | 0.59 | 11h30 0.00 0.00 | 0 | 0 | 11h30 | 0 | 0 | 11h30 | 0.12 | 0.46 | 11h30 0.00 0.00 | 0 | 0 | 11h30 | 0 | 0 | 11h30 | 0.03 | 0.28 | 11h30 | 0 | 0 | 11h30 | 0 | 0 | 11h30 | 0.16 | 0.64 | 11h30 | 0 | 0 | 11h30 | 0 | 0 | 11h30 | 0.02 | 0.14 | 11h30 | 0 | 0 | 11h30 | 0 | 0 | 11h30 | 0.01 | 0.11 | 11h30 | 0 | 0 | 11h30 | 0 | 0 | 11h30 | 0 | 0.06 | 11h30 | 0 | 0 | 11h30 | 0 | 0 | 11h30 | 0 | 0 | 11h30 | 0 | 0 | 11h30 | 0 | 0 | 11h30 | 0.01 | 0.13
12h30 | 0 | 0 | 12h30 | 0 | 0 | 12h30 | 0.18 | 0.57 | 12h30 | 0 | 0 | 12h30 | 0 | 0 | 12h30 | 0.18 | 0.57 | 12h30 0.00 0.00 | 0 | 0 | 12h30 | 0 | 0 | 12h30 | 0.12 | 0.46 | 12h30 0.00 0.00 | 0 | 0 | 12h30 | 0 | 0 | 12h30 | 0.02 | 0.28 | 12h30 | 0 | 0 | 12h30 | 0 | 0 | 12h30 | 0.16 | 0.57 | 12h30 | 0 | 0 | 12h30 | 0 | 0 | 12h30 | 0 | 0.12 | 12h30 | 0 | 0 | 12h30 | 0 | 0 | 12h30 | 0 | 0.11 | 12h30 | 0 | 0 | 12h30 | 0 | 0 | 12h30 | 0 | 0 | 12h30 | 0 | 0 | 12h30 | 0 | 0 | 12h30 | 0 | 0 | 12h30 | 0 | 0 | 12h30 | 0 | 0 | 12h30 | 0 | 0.12
13h30 | 0.05 | 0.21 | 13h30 | 0 | 0 | 13h30 | 0.07 | 0.31 | 13h30 | 0.07 | 0.25 | 13h30 | 0 | 0 | 13h30 | 0.09 | 0.36 | 13h30 0.02 0.16 | 0 | 0.08 | 13h30 | 0 | 0 | 13h30 | 0.01 | 0.18 | 13h30 0.00 0.07 | 0 | 0 | 13h30 | 0 | 0 | 13h30 | 0 | 0.08 | 13h30 | 0.03 | 0.23 | 13h30 | 0 | 0 | 13h30 | 0.04 | 0.36 | 13h30 | 0 | 0 | 13h30 | 0 | 0 | 13h30 | 0 | 0 | 13h30 | 0 | 0 | 13h30 | 0 | 0 | 13h30 | 0 | 0 | 13h30 | 0 | 0 | 13h30 | 0 | 0 | 13h30 | 0 | 0 | 13h30 | 0 | 0 | 13h30 | 0 | 0 | 13h30 | 0 | 0 | 13h30 | 0 | 0 | 13h30 | 0 | 0 | 13h30 | 0 | 0
14h30 | 0.05 | 0.21 | 14h30 | 0 | 0 | 14h30 | 0.07 | 0.31 | 14h30 | 0.07 | 0.25 | 14h30 | 0 | 0 | 14h30 | 0.09 | 0.36 | 14h30 0.02 0.16 | 0 | 0.08 | 14h30 | 0 | 0 | 14h30 | 0.01 | 0.18 | 14h30 0.00 0.07 | 0 | 0 | 14h30 | 0 | 0 | 14h30 | 0 | 0.08 | 14h30 | 0.03 | 0.23 | 14h30 | 0 | 0 | 14h30 | 0.04 | 0.36 | 14h30 | 0 | 0 | 14h30 | 0 | 0 | 14h30 | 0 | 0 | 14h30 | 0 | 0 | 14h30 | 0 | 0 | 14h30 | 0 | 0 | 14h30 | 0 | 0 | 14h30 | 0 | 0 | 14h30 | 0 | 0 | 14h30 | 0 | 0 | 14h30 | 0 | 0 | 14h30 | 0 | 0 | 14h30 | 0 | 0 | 14h30 | 0 | 0 | 14h30 | 0 | 0
15h30 | 0 | 0.01 | 15h30 | 0 | 0 | 15h30 | 0 | 0 | 15h30 | 0 | 0.11 | 15h30 | 0 | 0 | 15h30 | 0 | 0.04 | 15h30 0.00 0.00 | 0 | 0 | 15h30 | 0 | 0 | 15h30 | 0 | 0 | 15h30 0.00 0.00 | 0 | 0 | 15h30 | 0 | 0 | 15h30 | 0 | 0 | 15h30 | 0 | 0.06 | 15h30 | 0 | 0 | 15h30 | 0 | 0 | 15h30 | 0 | 0 | 15h30 | 0 | 0 | 15h30 | 0 | 0 | 15h30 | 0 | 0 | 15h30 | 0 | 0 | 15h30 | 0 | 0 | 15h30 | 0 | 0 | 15h30 | 0 | 0 | 15h30 | 0 | 0 | 15h30 | 0 | 0 | 15h30 | 0 | 0 | 15h30 | 0 | 0 | 15h30 | 0 | 0 | 15h30 | 0 | 0 | 15h30 | 0 | 0
16h30 | 0 | 0.01 | 16h30 | 0 | 0 | 16h30 | 0 | 0 | 16h30 | 0 | 0.13 | 16h30 | 0 | 0 | 16h30 | 0 | 0.04 | 16h30 0.00 0.00 | 0 | 0 | 16h30 | 0 | 0 | 16h30 | 0 | 0 | 16h30 0.00 0.00 | 0 | 0 | 16h30 | 0 | 0 | 16h30 | 0 | 0 | 16h30 | 0 | 0.06 | 16h30 | 0 | 0 | 16h30 | 0 | 0 | 16h30 | 0 | 0 | 16h30 | 0 | 0 | 16h30 | 0 | 0 | 16h30 | 0 | 0 | 16h30 | 0 | 0 | 16h30 | 0 | 0 | 16h30 | 0 | 0 | 16h30 | 0 | 0 | 16h30 | 0 | 0 | 16h30 | 0 | 0 | 16h30 | 0 | 0 | 16h30 | 0 | 0 | 16h30 | 0 | 0 | 16h30 | 0 | 0 | 16h30 | 0 | 0
17h30 | 0.04 | 0.13 | 17h30 | 0 | 0 | 17h30 | 0.03 | 0.11 | 17h30 | 0.07 | 0.32 | 17h30 | 0 | 0 | 17h30 | 0.05 | 0.26 | 17h30 0.00 0.00 | 0 | 0 | 17h30 | 0 | 0 | 17h30 | 0 | 0 | 17h30 0.00 0.00 | 0 | 0 | 17h30 | 0 | 0 | 17h30 | 0 | 0 | 17h30 | 0.05 | 0.22 | 17h30 | 0 | 0 | 17h30 | 0.04 | 0.18 | 17h30 | 0 | 0 | 17h30 | 0 | 0 | 17h30 | 0 | 0 | 17h30 | 0 | 0 | 17h30 | 0 | 0 | 17h30 | 0 | 0 | 17h30 | 0 | 0 | 17h30 | 0 | 0 | 17h30 | 0 | 0 | 17h30 | 0 | 0 | 17h30 | 0 | 0 | 17h30 | 0 | 0 | 17h30 | 0 | 0 | 17h30 | 0 | 0 | 17h30 | 0 | 0
18h30 | 0.08 | 0.18 | 18h30 | 0.06 | 0.13 | 18h30 | 0.06 | 0.15 | 18h30 | 0.13 | 0.41 | 18h30 | 0.09 | 0.27 | 18h30 | 0.11 | 0.36 | 18h30 0.00 0.00 | 0 | 0 | 18h30 | 0 | 0 | 18h30 | 0 | 0 | 18h30 0.00 0.00 | 0 | 0 | 18h30 | 0 | 0 | 18h30 | 0 | 0 | 18h30 | 0.11 | 0.28 | 18h30 | 0.08 | 0.18 | 18h30 | 0.09 | 0.24 | 18h30 | 0 | 0 | 18h30 | 0 | 0 | 18h30 | 0 | 0 | 18h30 | 0 | 0 | 18h30 | 0 | 0 | 18h30 | 0 | 0 | 18h30 | 0 | 0 | 18h30 | 0 | 0 | 18h30 | 0 | 0 | 18h30 | 0 | 0 | 18h30 | 0 | 0 | 18h30 | 0 | 0 | 18h30 | 0 | 0 | 18h30 | 0 | 0 | 18h30 | 0 | 0
19h30 | 0.05 | 0.06 | 19h30 | 0.06 | 0.13 | 19h30 | 0.04 | 0.04 | 19h30 | 0.06 | 0.16 | 19h30 | 0.09 | 0.27 | 19h30 | 0.05 | 0.12 | 19h30 0.00 0.00 | 0 | 0 | 19h30 | 0 | 0 | 19h30 | 0 | 0 | 19h30 0.00 0.00 | 0 | 0 | 19h30 | 0 | 0 | 19h30 | 0 | 0 | 19h30 | 0.06 | 0.07 | 19h30 | 0.08 | 0.18 | 19h30 | 0.05 | 0.06 | 19h30 | 0 | 0 | 19h30 | 0 | 0 | 19h30 | 0 | 0 | 19h30 | 0 | 0 | 19h30 | 0 | 0 | 19h30 | 0 | 0 | 19h30 | 0 | 0 | 19h30 | 0 | 0 | 19h30 | 0 | 0 | 19h30 | 0 | 0 | 19h30 | 0 | 0 | 19h30 | 0 | 0 | 19h30 | 0 | 0 | 19h30 | 0 | 0 | 19h30 | 0 | 0
20h30 | 0 | 0 | 20h30 | 0 | 0 | 20h30 | 0 | 0 | 20h30 | 0 | 0.05 | 20h30 | 0 | 0.18 | 20h30 | 0 | 0.01 | 20h30 0.00 0.00 | 0 | 0 | 20h30 | 0 | 0 | 20h30 | 0 | 0 | 20h30 0.00 0.00 | 0 | 0 | 20h30 | 0 | 0 | 20h30 | 0 | 0 | 20h30 | 0 | 0 | 20h30 | 0 | 0.01 | 20h30 | 0 | 0 | 20h30 | 0 | 0 | 20h30 | 0 | 0 | 20h30 | 0 | 0 | 20h30 | 0 | 0 | 20h30 | 0 | 0 | 20h30 | 0 | 0 | 20h30 | 0 | 0 | 20h30 | 0 | 0 | 20h30 | 0 | 0 | 20h30 | 0 | 0 | 20h30 | 0 | 0 | 20h30 | 0 | 0 | 20h30 | 0 | 0 | 20h30 | 0 | 0 | 20h30 | 0 | 0
21h30 | 0 | 0.22 | 21h30 | 0 | 0.2 | 21h30 | 0 | 0.21 | 21h30 | 0 | 0.41 | 21h30 | 0 | 0.44 | 21h30 | 0 | 0.38 | 21h30 0.00 0.03 | 0 | 0 | 21h30 | 0 | 0.04 | 21h30 | 0 | 0.01 | 21h30 0.00 0.00 | 0 | 0 | 21h30 | 0 | 0 | 21h30 | 0 | 0 | 21h30 | 0 | 0.28 | 21h30 | 0 | 0.24 | 21h30 | 0 | 0.26 | 21h30 | 0 | 0 | 21h30 | 0 | 0 | 21h30 | 0 | 0 | 21h30 | 0 | 0 | 21h30 | 0 | 0 | 21h30 | 0 | 0 | 21h30 | 0 | 0 | 21h30 | 0 | 0 | 21h30 | 0 | 0 | 21h30 | 0 | 0 | 21h30 | 0 | 0 | 21h30 | 0 | 0 | 21h30 | 0 | 0 | 21h30 | 0 | 0 | 21h30 | 0 | 0
22h30 | 0 | 0.58 | 22h30 | 0 | 0.58 | 22h30 | 0 | 0.57 | 22h30 | 0.02 | 0.81 | 22h30 | 0.03 | 0.81 | 22h30 | 0.01 | 0.78 | 22h30 0.00 0.25 | 0 | 0 | 22h30 | 0 | 0.25 | 22h30 | 0 | 0.22 | 22h30 0.00 0.00 | 0 | 0 | 22h30 | 0 | 0 | 22h30 | 0 | 0 | 22h30 | 0 | 0.62 | 22h30 | 0.01 | 0.62 | 22h30 | 0 | 0.6 | 22h30 | 0 | 0 | 22h30 | 0 | 0 | 22h30 | 0 | 0 | 22h30 | 0 | 0 | 22h30 | 0 | 0 | 22h30 | 0 | 0 | 22h30 | 0 | 0 | 22h30 | 0 | 0 | 22h30 | 0 | 0 | 22h30 | 0 | 0 | 22h30 | 0 | 0 | 22h30 | 0 | 0 | 22h30 | 0 | 0 | 22h30 | 0 | 0 | 22h30 | 0 | 0
23h30 | 0.08 | 0.98 | 23h30 | 0.08 | 0.99 | 23h30 | 0.08 | 0.97 | 23h30 | 0.1 | 1.12 | 23h30 | 0.11 | 1.13 | 23h30 | 0.09 | 1.09 | 23h30 0.00 0.60 | 0 | 0.05 | 23h30 | 0 | 0.6 | 23h30 | 0 | 0.58 | 23h30 0.00 0.00 | 0 | 0 | 23h30 | 0 | 0 | 23h30 | 0 | 0 | 23h30 | 0.08 | 0.96 | 23h30 | 0.08 | 0.98 | 23h30 | 0.07 | 0.94 | 23h30 | 0 | 0 | 23h30 | 0 | 0 | 23h30 | 0 | 0 | 23h30 | 0 | 0 | 23h30 | 0 | 0 | 23h30 | 0 | 0 | 23h30 | 0 | 0 | 23h30 | 0 | 0 | 23h30 | 0 | 0 | 23h30 | 0 | 0 | 23h30 | 0 | 0 | 23h30 | 0 | 0 | 23h30 | 0 | 0 | 23h30 | 0 | 0 | 23h30 | 0 | 0
00h30 | 0.08 | 0.62 | 00h30 | 0.08 | 0.61 | 00h30 | 0.08 | 0.61 | 00h30 | 0.08 | 0.71 | 00h30 | 0.08 | 0.57 | 00h30 | 0.08 | 0.69 | 00h30 0.00 0.38 | 0 | 0.05 | 00h30 | 0 | 0.38 | 00h30 | 0 | 0.36 | 00h30 0.00 0.00 | 0 | 0 | 00h30 | 0 | 0 | 00h30 | 0 | 0 | 00h30 | 0.08 | 0.62 | 00h30 | 0.07 | 0.59 | 00h30 | 0.07 | 0.61 | 00h30 | 0 | 0 | 00h30 | 0 | 0 | 00h30 | 0 | 0 | 00h30 | 0 | 0 | 00h30 | 0 | 0 | 00h30 | 0 | 0 | 00h30 | 0 | 0 | 00h30 | 0 | 0 | 00h30 | 0 | 0 | 00h30 | 0 | 0 | 00h30 | 0 | 0 | 00h30 | 0 | 0 | 00h30 | 0 | 0 | 00h30 | 0 | 0 | 00h30 | 0 | 0
01h30 | 0.04 | 0.24 | 01h30 | 0.04 | 0.23 | 01h30 | 0.04 | 0.23 | 01h30 | 0.02 | 0.22 | 01h30 | 0.02 | 0.15 | 01h30 | 0.02 | 0.2 | 01h30 0.00 0.00 | 0 | 0 | 01h30 | 0 | 0 | 01h30 | 0 | 0 | 01h30 0.00 0.00 | 0 | 0 | 01h30 | 0 | 0 | 01h30 | 0 | 0 | 01h30 | 0.02 | 0.2 | 01h30 | 0.01 | 0.18 | 01h30 | 0.01 | 0.19 | 01h30 | 0 | 0 | 01h30 | 0 | 0 | 01h30 | 0 | 0 | 01h30 | 0 | 0 | 01h30 | 0 | 0 | 01h30 | 0 | 0 | 01h30 | 0 | 0 | 01h30 | 0 | 0 | 01h30 | 0 | 0 | 01h30 | 0 | 0 | 01h30 | 0 | 0 | 01h30 | 0 | 0 | 01h30 | 0 | 0 | 01h30 | 0 | 0 | 01h30 | 0 | 0
02h30 | 0.05 | 0.28 | 02h30 | 0.05 | 0.28 | 02h30 | 0.05 | 0.28 | 02h30 | 0.02 | 0.22 | 02h30 | 0.02 | 0.2 | 02h30 | 0.02 | 0.2 | 02h30 0.00 0.00 | 0 | 0 | 02h30 | 0 | 0 | 02h30 | 0 | 0 | 02h30 0.00 0.00 | 0 | 0 | 02h30 | 0 | 0 | 02h30 | 0 | 0 | 02h30 | 0.02 | 0.21 | 02h30 | 0.01 | 0.22 | 02h30 | 0.01 | 0.2 | 02h30 | 0 | 0 | 02h30 | 0 | 0 | 02h30 | 0 | 0 | 02h30 | 0 | 0 | 02h30 | 0 | 0 | 02h30 | 0 | 0 | 02h30 | 0 | 0 | 02h30 | 0 | 0 | 02h30 | 0 | 0 | 02h30 | 0 | 0 | 02h30 | 0 | 0 | 02h30 | 0 | 0 | 02h30 | 0 | 0 | 02h30 | 0 | 0 | 02h30 | 0 | 0
03h30 | 0.13 | 0.44 | 03h30 | 0.13 | 0.44 | 03h30 | 0.13 | 0.44 | 03h30 | 0.09 | 0.31 | 03h30 | 0.09 | 0.31 | 03h30 | 0.08 | 0.3 | 03h30 0.01 0.23 | 0 | 0 | 03h30 | 0.01 | 0.23 | 03h30 | 0.01 | 0.22 | 03h30 0.00 0.00 | 0 | 0 | 03h30 | 0 | 0 | 03h30 | 0 | 0 | 03h30 | 0.08 | 0.35 | 03h30 | 0.08 | 0.35 | 03h30 | 0.07 | 0.34 | 03h30 | 0 | 0 | 03h30 | 0 | 0 | 03h30 | 0 | 0 | 03h30 | 0 | 0 | 03h30 | 0 | 0 | 03h30 | 0 | 0 | 03h30 | 0 | 0 | 03h30 | 0 | 0 | 03h30 | 0 | 0 | 03h30 | 0 | 0 | 03h30 | 0 | 0 | 03h30 | 0 | 0 | 03h30 | 0 | 0 | 03h30 | 0 | 0 | 03h30 | 0 | 0
04h30 | 0.2 | 0.55 | 04h30 | 0.2 | 0.55 | 04h30 | 0.2 | 0.55 | 04h30 | 0.13 | 0.35 | 04h30 | 0.14 | 0.36 | 04h30 | 0.13 | 0.34 | 04h30 0.04 0.36 | 0 | 0 | 04h30 | 0.04 | 0.36 | 04h30 | 0.03 | 0.35 | 04h30 0.00 0.00 | 0 | 0 | 04h30 | 0 | 0 | 04h30 | 0 | 0 | 04h30 | 0.12 | 0.42 | 04h30 | 0.12 | 0.43 | 04h30 | 0.12 | 0.42 | 04h30 | 0 | 0 | 04h30 | 0 | 0 | 04h30 | 0 | 0 | 04h30 | 0 | 0 | 04h30 | 0 | 0 | 04h30 | 0 | 0 | 04h30 | 0 | 0 | 04h30 | 0 | 0 | 04h30 | 0 | 0 | 04h30 | 0 | 0 | 04h30 | 0 | 0 | 04h30 | 0 | 0 | 04h30 | 0 | 0 | 04h30 | 0 | 0 | 04h30 | 0 | 0
05h30 | 0.23 | 0.53 | 05h30 | 0.23 | 0.53 | 05h30 | 0.23 | 0.53 | 05h30 | 0.15 | 0.3 | 05h30 | 0.15 | 0.32 | 05h30 | 0.14 | 0.29 | 05h30 0.08 0.35 | 0 | 0 | 05h30 | 0.08 | 0.35 | 05h30 | 0.07 | 0.34 | 05h30 0.00 0.00 | 0 | 0 | 05h30 | 0 | 0 | 05h30 | 0 | 0 | 05h30 | 0.14 | 0.4 | 05h30 | 0.14 | 0.4 | 05h30 | 0.14 | 0.39 | 05h30 | 0 | 0 | 05h30 | 0 | 0 | 05h30 | 0 | 0 | 05h30 | 0 | 0 | 05h30 | 0 | 0 | 05h30 | 0 | 0 | 05h30 | 0 | 0 | 05h30 | 0 | 0 | 05h30 | 0 | 0 | 05h30 | 0 | 0 | 05h30 | 0 | 0 | 05h30 | 0 | 0 | 05h30 | 0 | 0 | 05h30 | 0 | 0 | 05h30 | 0 | 0
06h30 | 0.19 | 0.38 | 06h30 | 0.19 | 0.37 | 06h30 | 0.19 | 0.37 | 06h30 | 0.12 | 0.26 | 06h30 | 0.12 | 0.22 | 06h30 | 0.12 | 0.25 | 06h30 0.07 0.22 | 0 | 0 | 06h30 | 0.07 | 0.22 | 06h30 | 0.06 | 0.21 | 06h30 0.00 0.00 | 0 | 0 | 06h30 | 0 | 0 | 06h30 | 0 | 0 | 06h30 | 0.11 | 0.31 | 06h30 | 0.11 | 0.29 | 06h30 | 0.11 | 0.3 | 06h30 | 0 | 0 | 06h30 | 0 | 0 | 06h30 | 0 | 0 | 06h30 | 0 | 0 | 06h30 | 0 | 0 | 06h30 | 0 | 0 | 06h30 | 0 | 0 | 06h30 | 0 | 0 | 06h30 | 0 | 0 | 06h30 | 0 | 0 | 06h30 | 0 | 0 | 06h30 | 0 | 0 | 06h30 | 0 | 0 | 06h30 | 0 | 0 | 06h30 | 0 | 0
07h30 | 0.37 | 1.04 | 07h30 | 0.37 | 1.03 | 07h30 | 0.37 | 1.03 | 07h30 | 0.3 | 0.88 | 07h30 | 0.3 | 0.84 | 07h30 | 0.3 | 0.86 | 07h30 0.26 0.89 | 0.09 | 0.48 | 07h30 | 0.26 | 0.89 | 07h30 | 0.26 | 0.89 | 07h30 0.08 0.48 | 0.01 | 0.26 | 07h30 | 0.08 | 0.48 | 07h30 | 0.08 | 0.47 | 07h30 | 0.3 | 0.97 | 07h30 | 0.3 | 0.97 | 07h30 | 0.29 | 0.98 | 07h30 | 0.02 | 0.19 | 07h30 | 0.02 | 0.19 | 07h30 | 0.02 | 0.19 | 07h30 | 0.02 | 0.18 | 07h30 | 0.02 | 0.18 | 07h30 | 0.01 | 0.18 | 07h30 | 0 | 0.06 | 07h30 | 0 | 0.06 | 07h30 | 0 | 0.06 | 07h30 | 0 | 0 | 07h30 | 0 | 0 | 07h30 | 0 | 0 | 07h30 | 0.02 | 0.19 | 07h30 | 0.02 | 0.19 | 07h30 | 0.01 | 0.19
08h30 | 0.34 | 1.16 | 08h30 | 0.34 | 1.16 | 08h30 | 0.34 | 1.16 | 08h30 | 0.32 | 1.01 | 08h30 | 0.32 | 1 | 08h30 | 0.31 | 0.99 | 08h30 0.28 1.07 | 0.09 | 0.59 | 08h30 | 0.28 | 1.07 | 08h30 | 0.27 | 1.07 | 08h30 0.08 0.60 | 0.01 | 0.26 | 08h30 | 0.08 | 0.6 | 08h30 | 0.08 | 0.59 | 08h30 | 0.31 | 1.14 | 08h30 | 0.32 | 1.14 | 08h30 | 0.31 | 1.14 | 08h30 | 0.02 | 0.19 | 08h30 | 0.02 | 0.19 | 08h30 | 0.02 | 0.19 | 08h30 | 0.02 | 0.18 | 08h30 | 0.02 | 0.18 | 08h30 | 0.01 | 0.18 | 08h30 | 0 | 0.06 | 08h30 | 0 | 0.06 | 08h30 | 0 | 0.06 | 08h30 | 0 | 0 | 08h30 | 0 | 0 | 08h30 | 0 | 0 | 08h30 | 0.02 | 0.19 | 08h30 | 0.02 | 0.19 | 08h30 | 0.01 | 0.19
09h30 | 0.01 | 0.12 | 09h30 | 0.01 | 0.13 | 09h30 | 0.34 | 1.13 | 09h30 | 0.04 | 0.13 | 09h30 | 0.04 | 0.17 | 09h30 | 0.38 | 1.07 | 09h30 0.04 0.19 | 0 | 0.11 | 09h30 | 0.04 | 0.19 | 09h30 | 0.33 | 1.09 | 09h30 0.00 0.12 | 0 | 0 | 09h30 | 0 | 0.12 | 09h30 | 0.15 | 0.75 | 09h30 | 0.04 | 0.17 | 09h30 | 0.04 | 0.18 | 09h30 | 0.37 | 1.18 | 09h30 | 0 | 0 | 09h30 | 0 | 0 | 09h30 | 0.1 | 0.41 | 09h30 | 0 | 0 | 09h30 | 0 | 0 | 09h30 | 0.09 | 0.38 | 09h30 | 0 | 0 | 09h30 | 0 | 0 | 09h30 | 0 | 0.15 | 09h30 | 0 | 0 | 09h30 | 0 | 0 | 09h30 | 0 | 0 | 09h30 | 0 | 0 | 09h30 | 0 | 0 | 09h30 | 0.09 | 0.42
10h30 | 0 | 0 | 10h30 | 0 | 0 | 10h30 | 0.33 | 1 | 10h30 | 0 | 0 | 10h30 | 0 | 0 | 10h30 | 0.35 | 0.95 | 10h30 0.00 0.00 | 0 | 0 | 10h30 | 0 | 0 | 10h30 | 0.29 | 0.91 | 10h30 0.00 0.00 | 0 | 0 | 10h30 | 0 | 0 | 10h30 | 0.15 | 0.63 | 10h30 | 0 | 0 | 10h30 | 0 | 0 | 10h30 | 0.34 | 1.02 | 10h30 | 0 | 0 | 10h30 | 0 | 0 | 10h30 | 0.12 | 0.43 | 10h30 | 0 | 0 | 10h30 | 0 | 0 | 10h30 | 0.11 | 0.4 | 10h30 | 0 | 0 | 10h30 | 0 | 0 | 10h30 | 0 | 0.21 | 10h30 | 0 | 0 | 10h30 | 0 | 0 | 10h30 | 0 | 0.05 | 10h30 | 0 | 0 | 10h30 | 0 | 0 | 10h30 | 0.1 | 0.43
11h30 | 0 | 0 | 11h30 | 0 | 0 | 11h30 | 0.21 | 0.69 | 11h30 | 0 | 0 | 11h30 | 0 | 0 | 11h30 | 0.25 | 0.71 | 11h30 0.00 0.00 | 0 | 0 | 11h30 | 0 | 0 | 11h30 | 0.17 | 0.59 | 11h30 0.00 0.00 | 0 | 0 | 11h30 | 0 | 0 | 11h30 | 0.08 | 0.39 | 11h30 | 0 | 0 | 11h30 | 0 | 0 | 11h30 | 0.24 | 0.76 | 11h30 | 0 | 0 | 11h30 | 0 | 0 | 11h30 | 0.06 | 0.26 | 11h30 | 0 | 0 | 11h30 | 0 | 0 | 11h30 | 0.05 | 0.23 | 11h30 | 0 | 0 | 11h30 | 0 | 0 | 11h30 | 0 | 0.09 | 11h30 | 0 | 0 | 11h30 | 0 | 0 | 11h30 | 0 | 0.05 | 11h30 | 0 | 0 | 11h30 | 0 | 0 | 11h30 | 0.04 | 0.26
12h30 | 0 | 0 | 12h30 | 0 | 0 | 12h30 | 0.21 | 0.69 | 12h30 | 0 | 0 | 12h30 | 0 | 0 | 12h30 | 0.24 | 0.71 | 12h30 0.00 0.00 | 0 | 0 | 12h30 | 0 | 0 | 12h30 | 0.17 | 0.59 | 12h30 0.00 0.00 | 0 | 0 | 12h30 | 0 | 0 | 12h30 | 0.08 | 0.39 | 12h30 | 0 | 0 | 12h30 | 0 | 0 | 12h30 | 0.23 | 0.76 | 12h30 | 0 | 0 | 12h30 | 0 | 0 | 12h30 | 0.04 | 0.24 | 12h30 | 0 | 0 | 12h30 | 0 | 0 | 12h30 | 0.03 | 0.22 | 12h30 | 0 | 0 | 12h30 | 0 | 0 | 12h30 | 0 | 0.04 | 12h30 | 0 | 0 | 12h30 | 0 | 0 | 12h30 | 0 | 0 | 12h30 | 0 | 0 | 12h30 | 0 | 0 | 12h30 | 0.03 | 0.24
13h30 | 0.07 | 0.22 | 13h30 | 0 | 0 | 13h30 | 0.09 | 0.33 | 13h30 | 0.11 | 0.27 | 13h30 | 0 | 0 | 13h30 | 0.14 | 0.41 | 13h30 0.06 0.18 | 0.02 | 0.1 | 13h30 | 0 | 0 | 13h30 | 0.06 | 0.22 | 13h30 0.01 0.09 | 0 | 0.01 | 13h30 | 0 | 0 | 13h30 | 0 | 0.08 | 13h30 | 0.1 | 0.29 | 13h30 | 0 | 0 | 13h30 | 0.13 | 0.43 | 13h30 | 0 | 0.03 | 13h30 | 0 | 0 | 13h30 | 0 | 0.02 | 13h30 | 0 | 0.01 | 13h30 | 0 | 0 | 13h30 | 0 | 0 | 13h30 | 0 | 0 | 13h30 | 0 | 0 | 13h30 | 0 | 0 | 13h30 | 0 | 0 | 13h30 | 0 | 0 | 13h30 | 0 | 0 | 13h30 | 0 | 0.02 | 13h30 | 0 | 0 | 13h30 | 0 | 0.02
14h30 | 0.09 | 0.23 | 14h30 | 0 | 0 | 14h30 | 0.09 | 0.33 | 14h30 | 0.16 | 0.37 | 14h30 | 0 | 0 | 14h30 | 0.14 | 0.41 | 14h30 0.07 0.19 | 0.02 | 0.1 | 14h30 | 0 | 0 | 14h30 | 0.06 | 0.22 | 14h30 0.01 0.09 | 0 | 0.01 | 14h30 | 0 | 0 | 14h30 | 0 | 0.08 | 14h30 | 0.15 | 0.38 | 14h30 | 0 | 0 | 14h30 | 0.13 | 0.43 | 14h30 | 0 | 0.03 | 14h30 | 0 | 0 | 14h30 | 0 | 0.02 | 14h30 | 0 | 0.01 | 14h30 | 0 | 0 | 14h30 | 0 | 0 | 14h30 | 0 | 0 | 14h30 | 0 | 0 | 14h30 | 0 | 0 | 14h30 | 0 | 0 | 14h30 | 0 | 0 | 14h30 | 0 | 0 | 14h30 | 0 | 0.02 | 14h30 | 0 | 0 | 14h30 | 0 | 0.02
15h30 | 0.13 | 0.4 | 15h30 | 0 | 0 | 15h30 | 0.1 | 0.35 | 15h30 | 0.21 | 0.57 | 15h30 | 0 | 0 | 15h30 | 0.16 | 0.48 | 15h30 0.11 0.31 | 0.05 | 0.21 | 15h30 | 0 | 0 | 15h30 | 0.07 | 0.23 | 15h30 0.04 0.18 | 0.01 | 0.11 | 15h30 | 0 | 0 | 15h30 | 0.01 | 0.12 | 15h30 | 0.21 | 0.54 | 15h30 | 0 | 0 | 15h30 | 0.16 | 0.47 | 15h30 | 0.02 | 0.12 | 15h30 | 0 | 0 | 15h30 | 0 | 0.06 | 15h30 | 0.02 | 0.09 | 15h30 | 0 | 0 | 15h30 | 0 | 0.05 | 15h30 | 0 | 0 | 15h30 | 0 | 0 | 15h30 | 0 | 0 | 15h30 | 0 | 0 | 15h30 | 0 | 0 | 15h30 | 0 | 0 | 15h30 | 0.01 | 0.12 | 15h30 | 0 | 0 | 15h30 | 0 | 0.06
16h30 | 0.18 | 0.57 | 16h30 | 0 | 0 | 16h30 | 0.14 | 0.48 | 16h30 | 0.26 | 0.73 | 16h30 | 0 | 0 | 16h30 | 0.2 | 0.62 | 16h30 0.15 0.44 | 0.08 | 0.29 | 16h30 | 0 | 0 | 16h30 | 0.09 | 0.32 | 16h30 0.07 0.26 | 0.02 | 0.19 | 16h30 | 0 | 0 | 16h30 | 0.03 | 0.17 | 16h30 | 0.25 | 0.7 | 16h30 | 0 | 0 | 16h30 | 0.2 | 0.59 | 16h30 | 0.04 | 0.2 | 16h30 | 0 | 0 | 16h30 | 0.02 | 0.14 | 16h30 | 0.04 | 0.18 | 16h30 | 0 | 0 | 16h30 | 0.03 | 0.13 | 16h30 | 0 | 0.02 | 16h30 | 0 | 0 | 16h30 | 0 | 0 | 16h30 | 0 | 0 | 16h30 | 0 | 0 | 16h30 | 0 | 0 | 16h30 | 0.04 | 0.2 | 16h30 | 0 | 0 | 16h30 | 0.02 | 0.14
17h30 | 0.23 | 0.72 | 17h30 | 0 | 0 | 17h30 | 0.19 | 0.65 | 17h30 | 0.3 | 0.88 | 17h30 | 0 | 0 | 17h30 | 0.25 | 0.78 | 17h30 0.18 0.56 | 0.09 | 0.32 | 17h30 | 0 | 0 | 17h30 | 0.13 | 0.46 | 17h30 0.08 0.30 | 0.04 | 0.23 | 17h30 | 0 | 0 | 17h30 | 0.04 | 0.23 | 17h30 | 0.29 | 0.84 | 17h30 | 0 | 0 | 17h30 | 0.25 | 0.75 | 17h30 | 0.06 | 0.25 | 17h30 | 0 | 0 | 17h30 | 0.04 | 0.19 | 17h30 | 0.06 | 0.23 | 17h30 | 0 | 0 | 17h30 | 0.05 | 0.18 | 17h30 | 0 | 0.07 | 17h30 | 0 | 0 | 17h30 | 0 | 0.04 | 17h30 | 0 | 0 | 17h30 | 0 | 0 | 17h30 | 0 | 0 | 17h30 | 0.06 | 0.26 | 17h30 | 0 | 0 | 17h30 | 0.04 | 0.2
18h30 | 0.3 | 0.95 | 18h30 | 0.23 | 0.67 | 18h30 | 0.28 | 0.92 | 18h30 | 0.36 | 1.06 | 18h30 | 0.25 | 0.74 | 18h30 | 0.33 | 1.01 | 18h30 0.24 0.75 | 0.13 | 0.43 | 18h30 | 0.21 | 0.64 | 18h30 | 0.21 | 0.69 | 18h30 0.11 0.42 | 0.08 | 0.33 | 18h30 | 0.11 | 0.4 | 18h30 | 0.09 | 0.38 | 18h30 | 0.36 | 1.04 | 18h30 | 0.25 | 0.73 | 18h30 | 0.33 | 0.99 | 18h30 | 0.09 | 0.35 | 18h30 | 0.09 | 0.32 | 18h30 | 0.08 | 0.29 | 18h30 | 0.1 | 0.34 | 18h30 | 0.09 | 0.32 | 18h30 | 0.08 | 0.29 | 18h30 | 0.02 | 0.19 | 18h30 | 0.02 | 0.17 | 18h30 | 0.02 | 0.17 | 18h30 | 0 | 0.06 | 18h30 | 0 | 0.06 | 18h30 | 0 | 0.06 | 18h30 | 0.09 | 0.37 | 18h30 | 0.09 | 0.33 | 18h30 | 0.08 | 0.31
19h30 | 0.18 | 0.89 | 19h30 | 0.24 | 0.97 | 19h30 | 0.17 | 0.87 | 19h30 | 0.22 | 0.95 | 19h30 | 0.3 | 1.08 | 19h30 | 0.21 | 0.91 | 19h30 0.11 0.66 | 0.06 | 0.28 | 19h30 | 0.21 | 0.83 | 19h30 | 0.1 | 0.63 | 19h30 0.06 0.27 | 0.06 | 0.19 | 19h30 | 0.11 | 0.4 | 19h30 | 0.06 | 0.24 | 19h30 | 0.22 | 0.94 | 19h30 | 0.29 | 1.06 | 19h30 | 0.2 | 0.91 | 19h30 | 0.06 | 0.19 | 19h30 | 0.09 | 0.32 | 19h30 | 0.06 | 0.18 | 19h30 | 0.06 | 0.2 | 19h30 | 0.09 | 0.32 | 19h30 | 0.06 | 0.19 | 19h30 | 0.02 | 0.15 | 19h30 | 0.02 | 0.17 | 19h30 | 0.02 | 0.13 | 19h30 | 0 | 0.06 | 19h30 | 0 | 0.06 | 19h30 | 0 | 0.06 | 19h30 | 0.06 | 0.2 | 19h30 | 0.09 | 0.33 | 19h30 | 0.06 | 0.19
20h30 | 0.05 | 0.82 | 20h30 | 0.13 | 1.01 | 20h30 | 0.05 | 0.81 | 20h30 | 0.07 | 0.83 | 20h30 | 0.19 | 1.1 | 20h30 | 0.09 | 0.8 | 20h30 0.00 0.57 | 0 | 0.12 | 20h30 | 0.04 | 0.74 | 20h30 | 0 | 0.55 | 20h30 0.00 0.13 | 0 | 0 | 20h30 | 0 | 0.23 | 20h30 | 0 | 0.1 | 20h30 | 0.06 | 0.84 | 20h30 | 0.18 | 1.08 | 20h30 | 0.08 | 0.82 | 20h30 | 0 | 0.01 | 20h30 | 0 | 0.1 | 20h30 | 0 | 0 | 20h30 | 0 | 0.02 | 20h30 | 0 | 0.1 | 20h30 | 0 | 0 | 20h30 | 0 | 0 | 20h30 | 0 | 0 | 20h30 | 0 | 0 | 20h30 | 0 | 0 | 20h30 | 0 | 0 | 20h30 | 0 | 0 | 20h30 | 0 | 0.03 | 20h30 | 0 | 0.13 | 20h30 | 0 | 0.01
21h30 | 0.09 | 1.04 | 21h30 | 0.13 | 1.11 | 21h30 | 0.1 | 1.03 | 21h30 | 0.1 | 1.01 | 21h30 | 0.15 | 1.12 | 21h30 | 0.11 | 0.98 | 21h30 0.01 0.76 | 0 | 0.25 | 21h30 | 0.04 | 0.84 | 21h30 | 0 | 0.75 | 21h30 0.00 0.27 | 0 | 0.08 | 21h30 | 0 | 0.32 | 21h30 | 0 | 0.25 | 21h30 | 0.09 | 1.04 | 21h30 | 0.15 | 1.13 | 21h30 | 0.1 | 1.02 | 21h30 | 0 | 0.11 | 21h30 | 0 | 0.14 | 21h30 | 0 | 0.08 | 21h30 | 0 | 0.11 | 21h30 | 0 | 0.14 | 21h30 | 0 | 0.08 | 21h30 | 0 | 0 | 21h30 | 0 | 0 | 21h30 | 0 | 0 | 21h30 | 0 | 0 | 21h30 | 0 | 0 | 21h30 | 0 | 0 | 21h30 | 0 | 0.14 | 21h30 | 0 | 0.18 | 21h30 | 0 | 0.11
22h30 | 0.14 | 1.22 | 22h30 | 0.16 | 1.25 | 22h30 | 0.14 | 1.22 | 22h30 | 0.13 | 1.14 | 22h30 | 0.15 | 1.19 | 22h30 | 0.12 | 1.11 | 22h30 0.01 0.91 | 0 | 0.35 | 22h30 | 0.04 | 0.95 | 22h30 | 0 | 0.9 | 22h30 0.00 0.38 | 0 | 0.16 | 22h30 | 0 | 0.4 | 22h30 | 0 | 0.36 | 22h30 | 0.13 | 1.19 | 22h30 | 0.15 | 1.23 | 22h30 | 0.11 | 1.17 | 22h30 | 0 | 0.18 | 22h30 | 0 | 0.2 | 22h30 | 0 | 0.15 | 22h30 | 0 | 0.19 | 22h30 | 0 | 0.2 | 22h30 | 0 | 0.16 | 22h30 | 0 | 0 | 22h30 | 0 | 0 | 22h30 | 0 | 0 | 22h30 | 0 | 0 | 22h30 | 0 | 0 | 22h30 | 0 | 0 | 22h30 | 0 | 0.22 | 22h30 | 0 | 0.24 | 22h30 | 0 | 0.19
23h30 | 0.19 | 1.35 | 23h30 | 0.19 | 1.36 | 23h30 | 0.18 | 1.35 | 23h30 | 0.16 | 1.22 | 23h30 | 0.17 | 1.26 | 23h30 | 0.14 | 1.19 | 23h30 0.03 1.02 | 0 | 0.43 | 23h30 | 0.04 | 1.04 | 23h30 | 0.02 | 1.01 | 23h30 0.00 0.46 | 0 | 0.22 | 23h30 | 0 | 0.48 | 23h30 | 0 | 0.45 | 23h30 | 0.15 | 1.29 | 23h30 | 0.16 | 1.31 | 23h30 | 0.14 | 1.28 | 23h30 | 0 | 0.24 | 23h30 | 0 | 0.25 | 23h30 | 0 | 0.21 | 23h30 | 0 | 0.24 | 23h30 | 0 | 0.26 | 23h30 | 0 | 0.22 | 23h30 | 0 | 0.03 | 23h30 | 0 | 0.03 | 23h30 | 0 | 0.02 | 23h30 | 0 | 0 | 23h30 | 0 | 0 | 23h30 | 0 | 0 | 23h30 | 0 | 0.28 | 23h30 | 0 | 0.29 | 23h30 | 0 | 0.25
00h30 | 0.13 | 0.82 | 00h30 | 0.05 | 0.52 | 00h30 | 0.14 | 0.83 | 00h30 | 0.13 | 0.75 | 00h30 | 0.02 | 0.43 | 00h30 | 0.13 | 0.8 | 00h30 0.03 0.62 | 0 | 0.28 | 00h30 | 0 | 0.38 | 00h30 | 0.02 | 0.61 | 00h30 0.00 0.29 | 0 | 0.14 | 00h30 | 0 | 0.16 | 00h30 | 0 | 0.27 | 00h30 | 0.12 | 0.8 | 00h30 | 0.02 | 0.47 | 00h30 | 0.13 | 0.86 | 00h30 | 0 | 0.16 | 00h30 | 0 | 0.09 | 00h30 | 0 | 0.14 | 00h30 | 0 | 0.15 | 00h30 | 0 | 0.1 | 00h30 | 0 | 0.15 | 00h30 | 0 | 0.03 | 00h30 | 0 | 0.03 | 00h30 | 0 | 0.02 | 00h30 | 0 | 0 | 00h30 | 0 | 0 | 00h30 | 0 | 0 | 00h30 | 0 | 0.17 | 00h30 | 0 | 0.1 | 00h30 | 0 | 0.16
01h30 | 0.03 | 0.24 | 01h30 | 0 | 0.08 | 01h30 | 0.04 | 0.25 | 01h30 | 0.02 | 0.15 | 01h30 | 0 | 0 | 01h30 | 0.02 | 0.16 | 01h30 0.00 0.04 | 0 | 0 | 01h30 | 0 | 0 | 01h30 | 0 | 0.03 | 01h30 0.00 0.00 | 0 | 0 | 01h30 | 0 | 0 | 01h30 | 0 | 0 | 01h30 | 0.01 | 0.2 | 01h30 | 0 | 0.03 | 01h30 | 0.02 | 0.23 | 01h30 | 0 | 0 | 01h30 | 0 | 0 | 01h30 | 0 | 0 | 01h30 | 0 | 0 | 01h30 | 0 | 0 | 01h30 | 0 | 0 | 01h30 | 0 | 0 | 01h30 | 0 | 0 | 01h30 | 0 | 0 | 01h30 | 0 | 0 | 01h30 | 0 | 0 | 01h30 | 0 | 0 | 01h30 | 0 | 0 | 01h30 | 0 | 0 | 01h30 | 0 | 0
02h30 | 0.03 | 0.24 | 02h30 | 0.03 | 0.19 | 02h30 | 0.04 | 0.25 | 02h30 | 0.02 | 0.15 | 02h30 | 0 | 0.06 | 02h30 | 0.02 | 0.16 | 02h30 0.00 0.04 | 0 | 0 | 02h30 | 0 | 0 | 02h30 | 0 | 0.03 | 02h30 0.00 0.00 | 0 | 0 | 02h30 | 0 | 0 | 02h30 | 0 | 0 | 02h30 | 0.01 | 0.2 | 02h30 | 0 | 0.13 | 02h30 | 0.02 | 0.23 | 02h30 | 0 | 0 | 02h30 | 0 | 0 | 02h30 | 0 | 0 | 02h30 | 0 | 0 | 02h30 | 0 | 0 | 02h30 | 0 | 0 | 02h30 | 0 | 0 | 02h30 | 0 | 0 | 02h30 | 0 | 0 | 02h30 | 0 | 0 | 02h30 | 0 | 0 | 02h30 | 0 | 0 | 02h30 | 0 | 0 | 02h30 | 0 | 0 | 02h30 | 0 | 0
03h30 | 0.09 | 0.34 | 03h30 | 0.09 | 0.34 | 03h30 | 0.1 | 0.34 | 03h30 | 0.05 | 0.19 | 03h30 | 0.04 | 0.18 | 03h30 | 0.04 | 0.19 | 03h30 0.00 0.14 | 0 | 0 | 03h30 | 0 | 0.13 | 03h30 | 0 | 0.13 | 03h30 0.00 0.00 | 0 | 0 | 03h30 | 0 | 0 | 03h30 | 0 | 0 | 03h30 | 0.04 | 0.28 | 03h30 | 0.04 | 0.26 | 03h30 | 0.04 | 0.28 | 03h30 | 0 | 0 | 03h30 | 0 | 0 | 03h30 | 0 | 0 | 03h30 | 0 | 0 | 03h30 | 0 | 0 | 03h30 | 0 | 0 | 03h30 | 0 | 0 | 03h30 | 0 | 0 | 03h30 | 0 | 0 | 03h30 | 0 | 0 | 03h30 | 0 | 0 | 03h30 | 0 | 0 | 03h30 | 0 | 0 | 03h30 | 0 | 0 | 03h30 | 0 | 0
04h30 | 0.15 | 0.44 | 04h30 | 0.15 | 0.45 | 04h30 | 0.15 | 0.43 | 04h30 | 0.07 | 0.24 | 04h30 | 0.09 | 0.27 | 04h30 | 0.07 | 0.22 | 04h30 0.01 0.23 | 0 | 0 | 04h30 | 0.02 | 0.25 | 04h30 | 0.01 | 0.23 | 04h30 0.00 0.00 | 0 | 0 | 04h30 | 0 | 0 | 04h30 | 0 | 0 | 04h30 | 0.07 | 0.34 | 04h30 | 0.09 | 0.37 | 04h30 | 0.07 | 0.33 | 04h30 | 0 | 0 | 04h30 | 0 | 0 | 04h30 | 0 | 0 | 04h30 | 0 | 0 | 04h30 | 0 | 0 | 04h30 | 0 | 0 | 04h30 | 0 | 0 | 04h30 | 0 | 0 | 04h30 | 0 | 0 | 04h30 | 0 | 0 | 04h30 | 0 | 0 | 04h30 | 0 | 0 | 04h30 | 0 | 0 | 04h30 | 0 | 0 | 04h30 | 0 | 0
05h30 | 0.18 | 0.47 | 05h30 | 0.2 | 0.5 | 05h30 | 0.18 | 0.47 | 05h30 | 0.1 | 0.26 | 05h30 | 0.12 | 0.3 | 05h30 | 0.09 | 0.25 | 05h30 0.04 0.29 | 0 | 0 | 05h30 | 0.05 | 0.3 | 05h30 | 0.04 | 0.28 | 05h30 0.00 0.00 | 0 | 0 | 05h30 | 0 | 0 | 05h30 | 0 | 0 | 05h30 | 0.1 | 0.37 | 05h30 | 0.12 | 0.41 | 05h30 | 0.1 | 0.36 | 05h30 | 0 | 0 | 05h30 | 0 | 0 | 05h30 | 0 | 0 | 05h30 | 0 | 0 | 05h30 | 0 | 0 | 05h30 | 0 | 0 | 05h30 | 0 | 0 | 05h30 | 0 | 0 | 05h30 | 0 | 0 | 05h30 | 0 | 0 | 05h30 | 0 | 0 | 05h30 | 0 | 0 | 05h30 | 0 | 0 | 05h30 | 0 | 0 | 05h30 | 0 | 0
06h30 | 0.2 | 0.48 | 06h30 | 0.2 | 0.5 | 06h30 | 0.2 | 0.48 | 06h30 | 0.12 | 0.28 | 06h30 | 0.13 | 0.3 | 06h30 | 0.11 | 0.27 | 06h30 0.07 0.32 | 0 | 0 | 06h30 | 0.07 | 0.33 | 06h30 | 0.07 | 0.31 | 06h30 0.00 0.00 | 0 | 0 | 06h30 | 0 | 0 | 06h30 | 0 | 0 | 06h30 | 0.12 | 0.39 | 06h30 | 0.13 | 0.41 | 06h30 | 0.11 | 0.38 | 06h30 | 0 | 0 | 06h30 | 0 | 0 | 06h30 | 0 | 0 | 06h30 | 0 | 0 | 06h30 | 0 | 0 | 06h30 | 0 | 0 | 06h30 | 0 | 0 | 06h30 | 0 | 0 | 06h30 | 0 | 0 | 06h30 | 0 | 0 | 06h30 | 0 | 0 | 06h30 | 0 | 0 | 06h30 | 0 | 0 | 06h30 | 0 | 0 | 06h30 | 0 | 0
07h30 | 0.49 | 1.44 | 07h30 | 0.49 | 1.45 | 07h30 | 0.49 | 1.44 | 07h30 | 0.36 | 1.14 | 07h30 | 0.38 | 1.18 | 07h30 | 0.36 | 1.11 | 07h30 0.33 1.22 | 0.14 | 0.67 | 07h30 | 0.33 | 1.24 | 07h30 | 0.33 | 1.22 | 07h30 0.14 0.70 | 0.09 | 0.53 | 07h30 | 0.14 | 0.7 | 07h30 | 0.14 | 0.7 | 07h30 | 0.36 | 1.32 | 07h30 | 0.38 | 1.33 | 07h30 | 0.37 | 1.31 | 07h30 | 0.08 | 0.44 | 07h30 | 0.08 | 0.44 | 07h30 | 0.08 | 0.44 | 07h30 | 0.08 | 0.43 | 07h30 | 0.08 | 0.43 | 07h30 | 0.08 | 0.43 | 07h30 | 0.02 | 0.37 | 07h30 | 0.02 | 0.37 | 07h30 | 0.02 | 0.37 | 07h30 | 0 | 0.27 | 07h30 | 0 | 0.27 | 07h30 | 0 | 0.27 | 07h30 | 0.08 | 0.45 | 07h30 | 0.08 | 0.45 | 07h30 | 0.08 | 0.45
08h30 | 0.59 | 1.88 | 08h30 | 0.6 | 1.88 | 08h30 | 0.59 | 1.88 | 08h30 | 0.47 | 1.59 | 08h30 | 0.49 | 1.62 | 08h30 | 0.47 | 1.57 | 08h30 0.44 1.66 | 0.21 | 1.09 | 08h30 | 0.44 | 1.67 | 08h30 | 0.43 | 1.66 | 08h30 0.19 1.14 | 0.09 | 0.78 | 08h30 | 0.19 | 1.15 | 08h30 | 0.18 | 1.13 | 08h30 | 0.47 | 1.76 | 08h30 | 0.49 | 1.78 | 08h30 | 0.47 | 1.76 | 08h30 | 0.09 | 0.69 | 08h30 | 0.09 | 0.7 | 08h30 | 0.08 | 0.69 | 08h30 | 0.08 | 0.66 | 08h30 | 0.08 | 0.66 | 08h30 | 0.08 | 0.65 | 08h30 | 0.02 | 0.49 | 08h30 | 0.02 | 0.5 | 08h30 | 0.02 | 0.49 | 08h30 | 0 | 0.28 | 08h30 | 0 | 0.28 | 08h30 | 0 | 0.28 | 08h30 | 0.08 | 0.72 | 08h30 | 0.09 | 0.72 | 08h30 | 0.08 | 0.71
09h30 | 0.18 | 0.55 | 09h30 | 0.21 | 0.65 | 09h30 | 0.68 | 2.04 | 09h30 | 0.16 | 0.52 | 09h30 | 0.17 | 0.6 | 09h30 | 0.6 | 1.87 | 09h30 0.14 0.56 | 0.06 | 0.42 | 09h30 | 0.15 | 0.57 | 09h30 | 0.55 | 1.85 | 09h30 0.05 0.44 | 0 | 0.25 | 09h30 | 0.05 | 0.45 | 09h30 | 0.34 | 1.5 | 09h30 | 0.16 | 0.53 | 09h30 | 0.17 | 0.64 | 09h30 | 0.6 | 1.97 | 09h30 | 0.01 | 0.26 | 09h30 | 0.01 | 0.26 | 09h30 | 0.27 | 1.13 | 09h30 | 0 | 0.23 | 09h30 | 0 | 0.23 | 09h30 | 0.25 | 1.06 | 09h30 | 0 | 0.13 | 09h30 | 0 | 0.13 | 09h30 | 0.15 | 0.83 | 09h30 | 0 | 0.01 | 09h30 | 0 | 0.01 | 09h30 | 0.07 | 0.57 | 09h30 | 0 | 0.27 | 09h30 | 0 | 0.27 | 09h30 | 0.26 | 1.15
10h30 | 0 | 0 | 10h30 | 0 | 0 | 10h30 | 0.69 | 2.01 | 10h30 | 0 | 0 | 10h30 | 0 | 0 | 10h30 | 0.62 | 1.84 | 10h30 0.00 0.00 | 0 | 0 | 10h30 | 0 | 0 | 10h30 | 0.54 | 1.76 | 10h30 0.00 0.00 | 0 | 0 | 10h30 | 0 | 0 | 10h30 | 0.38 | 1.4 | 10h30 | 0 | 0 | 10h30 | 0 | 0 | 10h30 | 0.62 | 1.95 | 10h30 | 0 | 0 | 10h30 | 0 | 0 | 10h30 | 0.35 | 1.19 | 10h30 | 0 | 0 | 10h30 | 0 | 0 | 10h30 | 0.33 | 1.14 | 10h30 | 0 | 0 | 10h30 | 0 | 0 | 10h30 | 0.24 | 0.97 | 10h30 | 0 | 0 | 10h30 | 0 | 0 | 10h30 | 0.14 | 0.76 | 10h30 | 0 | 0 | 10h30 | 0 | 0 | 10h30 | 0.34 | 1.21
11h30 | 0 | 0 | 11h30 | 0 | 0 | 11h30 | 0.62 | 1.86 | 11h30 | 0 | 0 | 11h30 | 0 | 0 | 11h30 | 0.55 | 1.71 | 11h30 0.00 0.00 | 0 | 0 | 11h30 | 0 | 0 | 11h30 | 0.47 | 1.57 | 11h30 0.00 0.00 | 0 | 0 | 11h30 | 0 | 0 | 11h30 | 0.31 | 1.22 | 11h30 | 0 | 0 | 11h30 | 0 | 0 | 11h30 | 0.55 | 1.81 | 11h30 | 0 | 0 | 11h30 | 0 | 0 | 11h30 | 0.31 | 1.05 | 11h30 | 0 | 0 | 11h30 | 0 | 0 | 11h30 | 0.28 | 1 | 11h30 | 0 | 0 | 11h30 | 0 | 0 | 11h30 | 0.2 | 0.86 | 11h30 | 0 | 0 | 11h30 | 0 | 0 | 11h30 | 0.13 | 0.69 | 11h30 | 0 | 0 | 11h30 | 0 | 0 | 11h30 | 0.29 | 1.06
12h30 | 0 | 0 | 12h30 | 0 | 0 | 12h30 | 0.59 | 1.78 | 12h30 | 0 | 0 | 12h30 | 0 | 0 | 12h30 | 0.53 | 1.64 | 12h30 0.00 0.00 | 0 | 0 | 12h30 | 0 | 0 | 12h30 | 0.43 | 1.49 | 12h30 0.00 0.00 | 0 | 0 | 12h30 | 0 | 0 | 12h30 | 0.28 | 1.14 | 12h30 | 0 | 0 | 12h30 | 0 | 0 | 12h30 | 0.53 | 1.74 | 12h30 | 0 | 0 | 12h30 | 0 | 0 | 12h30 | 0.28 | 0.96 | 12h30 | 0 | 0 | 12h30 | 0 | 0 | 12h30 | 0.26 | 0.92 | 12h30 | 0 | 0 | 12h30 | 0 | 0 | 12h30 | 0.19 | 0.79 | 12h30 | 0 | 0 | 12h30 | 0 | 0 | 12h30 | 0.13 | 0.65 | 12h30 | 0 | 0 | 12h30 | 0 | 0 | 12h30 | 0.26 | 0.97
13h30 | 0.38 | 1.18 | 13h30 | 0 | 0 | 13h30 | 0.59 | 1.79 | 13h30 | 0.37 | 1.15 | 13h30 | 0 | 0 | 13h30 | 0.53 | 1.66 | 13h30 0.38 1.21 | 0.27 | 0.94 | 13h30 | 0 | 0 | 13h30 | 0.43 | 1.48 | 13h30 0.27 0.96 | 0.24 | 0.86 | 13h30 | 0 | 0 | 13h30 | 0.28 | 1.13 | 13h30 | 0.36 | 1.18 | 13h30 | 0 | 0 | 13h30 | 0.53 | 1.75 | 13h30 | 0.23 | 0.79 | 13h30 | 0 | 0 | 13h30 | 0.27 | 0.94 | 13h30 | 0.22 | 0.77 | 13h30 | 0 | 0 | 13h30 | 0.25 | 0.9 | 13h30 | 0.18 | 0.7 | 13h30 | 0 | 0 | 13h30 | 0.19 | 0.78 | 13h30 | 0.14 | 0.61 | 13h30 | 0 | 0 | 13h30 | 0.13 | 0.64 | 13h30 | 0.22 | 0.8 | 13h30 | 0 | 0 | 13h30 | 0.26 | 0.95
14h30 | 0.75 | 2.05 | 14h30 | 0 | 0 | 14h30 | 0.58 | 1.73 | 14h30 | 0.69 | 1.95 | 14h30 | 0 | 0 | 14h30 | 0.51 | 1.6 | 14h30 0.65 1.96 | 0.47 | 1.52 | 14h30 | 0 | 0 | 14h30 | 0.41 | 1.42 | 14h30 0.45 1.55 | 0.38 | 1.3 | 14h30 | 0 | 0 | 14h30 | 0.26 | 1.06 | 14h30 | 0.69 | 2.02 | 14h30 | 0 | 0 | 14h30 | 0.52 | 1.69 | 14h30 | 0.4 | 1.28 | 14h30 | 0 | 0 | 14h30 | 0.25 | 0.88 | 14h30 | 0.38 | 1.22 | 14h30 | 0 | 0 | 14h30 | 0.23 | 0.84 | 14h30 | 0.29 | 1.07 | 14h30 | 0 | 0 | 14h30 | 0.18 | 0.72 | 14h30 | 0.2 | 0.88 | 14h30 | 0 | 0 | 14h30 | 0.13 | 0.6 | 14h30 | 0.38 | 1.28 | 14h30 | 0 | 0 | 14h30 | 0.24 | 0.89
15h30 | 0.8 | 2.09 | 15h30 | 0 | 0 | 15h30 | 0.51 | 1.51 | 15h30 | 0.71 | 1.93 | 15h30 | 0 | 0 | 15h30 | 0.45 | 1.39 | 15h30 0.60 1.81 | 0.46 | 1.45 | 15h30 | 0 | 0 | 15h30 | 0.35 | 1.22 | 15h30 0.42 1.45 | 0.33 | 1.18 | 15h30 | 0 | 0 | 15h30 | 0.22 | 0.9 | 15h30 | 0.72 | 2.02 | 15h30 | 0 | 0 | 15h30 | 0.45 | 1.47 | 15h30 | 0.4 | 1.25 | 15h30 | 0 | 0 | 15h30 | 0.21 | 0.74 | 15h30 | 0.37 | 1.16 | 15h30 | 0 | 0 | 15h30 | 0.19 | 0.69 | 15h30 | 0.26 | 0.98 | 15h30 | 0 | 0 | 15h30 | 0.14 | 0.59 | 15h30 | 0.17 | 0.77 | 15h30 | 0 | 0 | 15h30 | 0.09 | 0.48 | 15h30 | 0.38 | 1.24 | 15h30 | 0 | 0 | 15h30 | 0.19 | 0.74
16h30 | 0.52 | 1.38 | 16h30 | 0 | 0 | 16h30 | 0.42 | 1.19 | 16h30 | 0.46 | 1.3 | 16h30 | 0 | 0 | 16h30 | 0.36 | 1.09 | 16h30 0.38 1.15 | 0.29 | 0.94 | 16h30 | 0 | 0 | 16h30 | 0.27 | 0.93 | 16h30 0.26 0.92 | 0.21 | 0.77 | 16h30 | 0 | 0 | 16h30 | 0.18 | 0.72 | 16h30 | 0.47 | 1.35 | 16h30 | 0 | 0 | 16h30 | 0.37 | 1.16 | 16h30 | 0.27 | 0.84 | 16h30 | 0 | 0 | 16h30 | 0.16 | 0.57 | 16h30 | 0.24 | 0.77 | 16h30 | 0 | 0 | 16h30 | 0.15 | 0.54 | 16h30 | 0.17 | 0.65 | 16h30 | 0 | 0 | 16h30 | 0.09 | 0.45 | 16h30 | 0.1 | 0.5 | 16h30 | 0 | 0 | 16h30 | 0.06 | 0.37 | 16h30 | 0.25 | 0.83 | 16h30 | 0 | 0 | 16h30 | 0.16 | 0.57
17h30 | 0.39 | 1 | 17h30 | 0 | 0 | 17h30 | 0.35 | 0.93 | 17h30 | 0.35 | 0.97 | 17h30 | 0 | 0 | 17h30 | 0.31 | 0.86 | 17h30 0.26 0.78 | 0.2 | 0.63 | 17h30 | 0 | 0 | 17h30 | 0.21 | 0.68 | 17h30 0.18 0.61 | 0.14 | 0.51 | 17h30 | 0 | 0 | 17h30 | 0.13 | 0.52 | 17h30 | 0.35 | 1 | 17h30 | 0 | 0 | 17h30 | 0.31 | 0.91 | 17h30 | 0.2 | 0.58 | 17h30 | 0 | 0 | 17h30 | 0.13 | 0.41 | 17h30 | 0.17 | 0.52 | 17h30 | 0 | 0 | 17h30 | 0.11 | 0.37 | 17h30 | 0.12 | 0.43 | 17h30 | 0 | 0 | 17h30 | 0.06 | 0.29 | 17h30 | 0.07 | 0.31 | 17h30 | 0 | 0 | 17h30 | 0.03 | 0.21 | 17h30 | 0.18 | 0.57 | 17h30 | 0 | 0 | 17h30 | 0.12 | 0.4
18h30 | 0.33 | 0.83 | 18h30 | 0.31 | 0.71 | 18h30 | 0.31 | 0.87 | 18h30 | 0.31 | 0.82 | 18h30 | 0.29 | 0.73 | 18h30 | 0.28 | 0.8 | 18h30 0.21 0.68 | 0.17 | 0.55 | 18h30 | 0.25 | 0.66 | 18h30 | 0.21 | 0.66 | 18h30 0.15 0.56 | 0.13 | 0.47 | 18h30 | 0.18 | 0.55 | 18h30 | 0.13 | 0.52 | 18h30 | 0.31 | 0.83 | 18h30 | 0.29 | 0.74 | 18h30 | 0.28 | 0.86 | 18h30 | 0.16 | 0.5 | 18h30 | 0.19 | 0.53 | 18h30 | 0.13 | 0.41 | 18h30 | 0.14 | 0.47 | 18h30 | 0.17 | 0.47 | 18h30 | 0.11 | 0.37 | 18h30 | 0.1 | 0.39 | 18h30 | 0.11 | 0.38 | 18h30 | 0.06 | 0.29 | 18h30 | 0.07 | 0.31 | 18h30 | 0.06 | 0.26 | 18h30 | 0.02 | 0.21 | 18h30 | 0.15 | 0.5 | 18h30 | 0.17 | 0.51 | 18h30 | 0.12 | 0.4
19h30 | 0.12 | 0.46 | 19h30 | 0.32 | 0.8 | 19h30 | 0.11 | 0.48 | 19h30 | 0.11 | 0.49 | 19h30 | 0.3 | 0.87 | 19h30 | 0.08 | 0.46 | 19h30 0.01 0.28 | 0 | 0.13 | 19h30 | 0.25 | 0.69 | 19h30 | 0 | 0.25 | 19h30 0.00 0.14 | 0 | 0.06 | 19h30 | 0.18 | 0.55 | 19h30 | 0 | 0.09 | 19h30 | 0.11 | 0.48 | 19h30 | 0.31 | 0.85 | 19h30 | 0.09 | 0.49 | 19h30 | 0 | 0.12 | 19h30 | 0.19 | 0.53 | 19h30 | 0 | 0.04 | 19h30 | 0 | 0.08 | 19h30 | 0.17 | 0.47 | 19h30 | 0 | 0 | 19h30 | 0 | 0 | 19h30 | 0.11 | 0.38 | 19h30 | 0 | 0 | 19h30 | 0 | 0 | 19h30 | 0.06 | 0.26 | 19h30 | 0.01 | 0 | 19h30 | 0 | 0.11 | 19h30 | 0.17 | 0.51 | 19h30 | 0 | 0.02
20h30 | 0.09 | 0.46 | 20h30 | 0.14 | 0.61 | 20h30 | 0.1 | 0.48 | 20h30 | 0.07 | 0.46 | 20h30 | 0.14 | 0.71 | 20h30 | 0.08 | 0.46 | 20h30 0.01 0.28 | 0 | 0.13 | 20h30 | 0.06 | 0.47 | 20h30 | 0 | 0.25 | 20h30 0.00 0.14 | 0 | 0.06 | 20h30 | 0 | 0.3 | 20h30 | 0 | 0.09 | 20h30 | 0.08 | 0.48 | 20h30 | 0.14 | 0.67 | 20h30 | 0.08 | 0.49 | 20h30 | 0 | 0.12 | 20h30 | 0 | 0.31 | 20h30 | 0 | 0.04 | 20h30 | 0 | 0.08 | 20h30 | 0 | 0.24 | 20h30 | 0 | 0 | 20h30 | 0 | 0 | 20h30 | 0 | 0.13 | 20h30 | 0 | 0 | 20h30 | 0 | 0 | 20h30 | 0 | 0 | 20h30 | 0 | 0 | 20h30 | 0 | 0.11 | 20h30 | 0 | 0.29 | 20h30 | 0 | 0.02
21h30 | 0.08 | 0.67 | 21h30 | 0.12 | 0.72 | 21h30 | 0.08 | 0.67 | 21h30 | 0.07 | 0.71 | 21h30 | 0.12 | 0.83 | 21h30 | 0.06 | 0.68 | 21h30 0.00 0.42 | 0 | 0.14 | 21h30 | 0.06 | 0.52 | 21h30 | 0 | 0.39 | 21h30 0.00 0.14 | 0 | 0.04 | 21h30 | 0 | 0.3 | 21h30 | 0 | 0.1 | 21h30 | 0.07 | 0.71 | 21h30 | 0.12 | 0.78 | 21h30 | 0.06 | 0.69 | 21h30 | 0 | 0.13 | 21h30 | 0 | 0.32 | 21h30 | 0 | 0.06 | 21h30 | 0 | 0.1 | 21h30 | 0 | 0.26 | 21h30 | 0 | 0.03 | 21h30 | 0 | 0 | 21h30 | 0 | 0.13 | 21h30 | 0 | 0 | 21h30 | 0 | 0 | 21h30 | 0 | 0 | 21h30 | 0 | 0 | 21h30 | 0 | 0.14 | 21h30 | 0 | 0.31 | 21h30 | 0 | 0.06
22h30 | 0.08 | 0.93 | 22h30 | 0.14 | 1.01 | 22h30 | 0.08 | 0.91 | 22h30 | 0.07 | 0.94 | 22h30 | 0.14 | 1.07 | 22h30 | 0.06 | 0.9 | 22h30 0.00 0.60 | 0 | 0.21 | 22h30 | 0.05 | 0.75 | 22h30 | 0 | 0.58 | 22h30 0.00 0.22 | 0 | 0.1 | 22h30 | 0 | 0.42 | 22h30 | 0 | 0.19 | 22h30 | 0.07 | 0.93 | 22h30 | 0.14 | 1.04 | 22h30 | 0.06 | 0.91 | 22h30 | 0 | 0.17 | 22h30 | 0 | 0.42 | 22h30 | 0 | 0.13 | 22h30 | 0 | 0.15 | 22h30 | 0 | 0.38 | 22h30 | 0 | 0.11 | 22h30 | 0 | 0.03 | 22h30 | 0 | 0.23 | 22h30 | 0 | 0 | 22h30 | 0 | 0 | 22h30 | 0 | 0.09 | 22h30 | 0 | 0 | 22h30 | 0 | 0.18 | 22h30 | 0 | 0.42 | 22h30 | 0 | 0.14
23h30 | 0.14 | 1.18 | 23h30 | 0.16 | 1.25 | 23h30 | 0.14 | 1.16 | 23h30 | 0.12 | 1.13 | 23h30 | 0.16 | 1.25 | 23h30 | 0.11 | 1.09 | 23h30 0.00 0.82 | 0 | 0.32 | 23h30 | 0.05 | 0.95 | 23h30 | 0 | 0.8 | 23h30 0.00 0.34 | 0 | 0.19 | 23h30 | 0 | 0.51 | 23h30 | 0 | 0.32 | 23h30 | 0.12 | 1.15 | 23h30 | 0.16 | 1.24 | 23h30 | 0.11 | 1.12 | 23h30 | 0 | 0.24 | 23h30 | 0 | 0.46 | 23h30 | 0 | 0.21 | 23h30 | 0 | 0.23 | 23h30 | 0 | 0.43 | 23h30 | 0 | 0.19 | 23h30 | 0 | 0.08 | 23h30 | 0 | 0.28 | 23h30 | 0 | 0.03 | 23h30 | 0 | 0 | 23h30 | 0 | 0.15 | 23h30 | 0 | 0 | 23h30 | 0 | 0.26 | 23h30 | 0 | 0.47 | 23h30 | 0 | 0.22
00h30 | 0.14 | 0.93 | 00h30 | 0.02 | 0.44 | 00h30 | 0.14 | 0.93 | 00h30 | 0.12 | 0.9 | 00h30 | 0.02 | 0.42 | 00h30 | 0.11 | 0.87 | 00h30 0.00 0.64 | 0 | 0.25 | 00h30 | 0 | 0.3 | 00h30 | 0 | 0.62 | 00h30 0.00 0.27 | 0 | 0.13 | 00h30 | 0 | 0.09 | 00h30 | 0 | 0.23 | 00h30 | 0.12 | 0.92 | 00h30 | 0.02 | 0.42 | 00h30 | 0.11 | 0.91 | 00h30 | 0 | 0.2 | 00h30 | 0 | 0.06 | 00h30 | 0 | 0.14 | 00h30 | 0 | 0.18 | 00h30 | 0 | 0.08 | 00h30 | 0 | 0.12 | 00h30 | 0 | 0.05 | 00h30 | 0 | 0.05 | 00h30 | 0 | 0.03 | 00h30 | 0 | 0 | 00h30 | 0 | 0.05 | 00h30 | 0 | 0 | 00h30 | 0 | 0.21 | 00h30 | 0 | 0.08 | 00h30 | 0 | 0.15
01h30 | 0.02 | 0.22 | 01h30 | 0 | 0 | 01h30 | 0.02 | 0.22 | 01h30 | 0 | 0.13 | 01h30 | 0 | 0 | 01h30 | 0 | 0.11 | 01h30 0.00 0.00 | 0 | 0 | 01h30 | 0 | 0 | 01h30 | 0 | 0 | 01h30 0.00 0.00 | 0 | 0 | 01h30 | 0 | 0 | 01h30 | 0 | 0 | 01h30 | 0 | 0.18 | 01h30 | 0 | 0 | 01h30 | 0 | 0.17 | 01h30 | 0 | 0 | 01h30 | 0 | 0 | 01h30 | 0 | 0 | 01h30 | 0 | 0 | 01h30 | 0 | 0 | 01h30 | 0 | 0 | 01h30 | 0 | 0 | 01h30 | 0 | 0 | 01h30 | 0 | 0 | 01h30 | 0 | 0 | 01h30 | 0 | 0 | 01h30 | 0 | 0 | 01h30 | 0 | 0 | 01h30 | 0 | 0 | 01h30 | 0 | 0
02h30 | 0.02 | 0.22 | 02h30 | 0.03 | 0.13 | 02h30 | 0.02 | 0.22 | 02h30 | 0 | 0.13 | 02h30 | 0 | 0.06 | 02h30 | 0 | 0.11 | 02h30 0.00 0.00 | 0 | 0 | 02h30 | 0 | 0 | 02h30 | 0 | 0 | 02h30 0.00 0.00 | 0 | 0 | 02h30 | 0 | 0 | 02h30 | 0 | 0 | 02h30 | 0 | 0.18 | 02h30 | 0 | 0.1 | 02h30 | 0 | 0.17 | 02h30 | 0 | 0 | 02h30 | 0 | 0 | 02h30 | 0 | 0 | 02h30 | 0 | 0 | 02h30 | 0 | 0 | 02h30 | 0 | 0 | 02h30 | 0 | 0 | 02h30 | 0 | 0 | 02h30 | 0 | 0 | 02h30 | 0 | 0 | 02h30 | 0 | 0 | 02h30 | 0 | 0 | 02h30 | 0 | 0 | 02h30 | 0 | 0 | 02h30 | 0 | 0
03h30 | 0.09 | 0.34 | 03h30 | 0.09 | 0.33 | 03h30 | 0.09 | 0.34 | 03h30 | 0.05 | 0.22 | 03h30 | 0.05 | 0.2 | 03h30 | 0.04 | 0.2 | 03h30 0.00 0.12 | 0 | 0 | 03h30 | 0 | 0.13 | 03h30 | 0 | 0.11 | 03h30 0.00 0.00 | 0 | 0 | 03h30 | 0 | 0 | 03h30 | 0 | 0 | 03h30 | 0.05 | 0.29 | 03h30 | 0.05 | 0.26 | 03h30 | 0.04 | 0.28 | 03h30 | 0 | 0 | 03h30 | 0 | 0 | 03h30 | 0 | 0 | 03h30 | 0 | 0 | 03h30 | 0 | 0 | 03h30 | 0 | 0 | 03h30 | 0 | 0 | 03h30 | 0 | 0 | 03h30 | 0 | 0 | 03h30 | 0 | 0 | 03h30 | 0 | 0 | 03h30 | 0 | 0 | 03h30 | 0 | 0 | 03h30 | 0 | 0 | 03h30 | 0 | 0
04h30 | 0.15 | 0.45 | 04h30 | 0.17 | 0.48 | 04h30 | 0.15 | 0.45 | 04h30 | 0.09 | 0.26 | 04h30 | 0.11 | 0.32 | 04h30 | 0.08 | 0.25 | 04h30 0.02 0.23 | 0 | 0 | 04h30 | 0.03 | 0.27 | 04h30 | 0.01 | 0.22 | 04h30 0.00 0.00 | 0 | 0 | 04h30 | 0 | 0 | 04h30 | 0 | 0 | 04h30 | 0.09 | 0.36 | 04h30 | 0.11 | 0.4 | 04h30 | 0.08 | 0.35 | 04h30 | 0 | 0 | 04h30 | 0 | 0 | 04h30 | 0 | 0 | 04h30 | 0 | 0 | 04h30 | 0 | 0 | 04h30 | 0 | 0 | 04h30 | 0 | 0 | 04h30 | 0 | 0 | 04h30 | 0 | 0 | 04h30 | 0 | 0 | 04h30 | 0 | 0 | 04h30 | 0 | 0 | 04h30 | 0 | 0 | 04h30 | 0 | 0 | 04h30 | 0 | 0
05h30 | 0.2 | 0.49 | 05h30 | 0.22 | 0.54 | 05h30 | 0.2 | 0.49 | 05h30 | 0.12 | 0.3 | 05h30 | 0.15 | 0.37 | 05h30 | 0.11 | 0.28 | 05h30 0.06 0.31 | 0 | 0 | 05h30 | 0.08 | 0.35 | 05h30 | 0.05 | 0.3 | 05h30 0.00 0.00 | 0 | 0 | 05h30 | 0 | 0 | 05h30 | 0 | 0 | 05h30 | 0.12 | 0.4 | 05h30 | 0.15 | 0.46 | 05h30 | 0.12 | 0.39 | 05h30 | 0 | 0 | 05h30 | 0 | 0 | 05h30 | 0 | 0 | 05h30 | 0 | 0 | 05h30 | 0 | 0 | 05h30 | 0 | 0 | 05h30 | 0 | 0 | 05h30 | 0 | 0 | 05h30 | 0 | 0 | 05h30 | 0 | 0 | 05h30 | 0 | 0 | 05h30 | 0 | 0 | 05h30 | 0 | 0 | 05h30 | 0 | 0 | 05h30 | 0 | 0
06h30 | 0.18 | 0.41 | 06h30 | 0.2 | 0.43 | 06h30 | 0.18 | 0.41 | 06h30 | 0.12 | 0.26 | 06h30 | 0.13 | 0.27 | 06h30 | 0.11 | 0.24 | 06h30 0.07 0.26 | 0 | 0 | 06h30 | 0.08 | 0.29 | 06h30 | 0.06 | 0.25 | 06h30 0.00 0.00 | 0 | 0 | 06h30 | 0 | 0 | 06h30 | 0 | 0 | 06h30 | 0.12 | 0.33 | 06h30 | 0.13 | 0.36 | 06h30 | 0.11 | 0.33 | 06h30 | 0 | 0 | 06h30 | 0 | 0 | 06h30 | 0 | 0 | 06h30 | 0 | 0 | 06h30 | 0 | 0 | 06h30 | 0 | 0 | 06h30 | 0 | 0 | 06h30 | 0 | 0 | 06h30 | 0 | 0 | 06h30 | 0 | 0 | 06h30 | 0 | 0 | 06h30 | 0 | 0 | 06h30 | 0 | 0 | 06h30 | 0 | 0 | 06h30 | 0 | 0
07h30 | 0.39 | 1.09 | 07h30 | 0.39 | 1.1 | 07h30 | 0.39 | 1.08 | 07h30 | 0.29 | 0.85 | 07h30 | 0.32 | 0.89 | 07h30 | 0.29 | 0.86 | 07h30 0.26 0.93 | 0.1 | 0.5 | 07h30 | 0.27 | 0.94 | 07h30 | 0.26 | 0.92 | 07h30 0.10 0.52 | 0.05 | 0.35 | 07h30 | 0.11 | 0.53 | 07h30 | 0.09 | 0.52 | 07h30 | 0.3 | 0.99 | 07h30 | 0.32 | 1.02 | 07h30 | 0.3 | 0.98 | 07h30 | 0.05 | 0.27 | 07h30 | 0.06 | 0.26 | 07h30 | 0.05 | 0.27 | 07h30 | 0.04 | 0.26 | 07h30 | 0.05 | 0.26 | 07h30 | 0.04 | 0.26 | 07h30 | 0 | 0.21 | 07h30 | 0.01 | 0.24 | 07h30 | 0 | 0.2 | 07h30 | 0 | 0.14 | 07h30 | 0 | 0.18 | 07h30 | 0 | 0.13 | 07h30 | 0.05 | 0.27 | 07h30 | 0.06 | 0.26 | 07h30 | 0.04 | 0.27
08h30 | 0.34 | 1.12 | 08h30 | 0.34 | 1.13 | 08h30 | 0.34 | 1.12 | 08h30 | 0.27 | 0.93 | 08h30 | 0.29 | 0.98 | 08h30 | 0.27 | 0.93 | 08h30 0.24 1.00 | 0.1 | 0.6 | 08h30 | 0.25 | 1.02 | 08h30 | 0.24 | 1 | 08h30 0.10 0.63 | 0.05 | 0.35 | 08h30 | 0.11 | 0.67 | 08h30 | 0.09 | 0.62 | 08h30 | 0.28 | 1.07 | 08h30 | 0.29 | 1.1 | 08h30 | 0.27 | 1.06 | 08h30 | 0.05 | 0.28 | 08h30 | 0.06 | 0.31 | 08h30 | 0.05 | 0.27 | 08h30 | 0.04 | 0.26 | 08h30 | 0.05 | 0.27 | 08h30 | 0.04 | 0.26 | 08h30 | 0 | 0.21 | 08h30 | 0.01 | 0.24 | 08h30 | 0 | 0.2 | 08h30 | 0 | 0.14 | 08h30 | 0 | 0.18 | 08h30 | 0 | 0.13 | 08h30 | 0.05 | 0.27 | 08h30 | 0.06 | 0.3 | 08h30 | 0.04 | 0.27
09h30 | 0 | 0.06 | 09h30 | 0.03 | 0.21 | 09h30 | 0.23 | 0.86 | 09h30 | 0.01 | 0.08 | 09h30 | 0.02 | 0.18 | 09h30 | 0.24 | 0.83 | 09h30 0.01 0.14 | 0 | 0.1 | 09h30 | 0.02 | 0.15 | 09h30 | 0.2 | 0.81 | 09h30 0.00 0.11 | 0 | 0 | 09h30 | 0 | 0.14 | 09h30 | 0.1 | 0.66 | 09h30 | 0.01 | 0.08 | 09h30 | 0.02 | 0.22 | 09h30 | 0.24 | 0.91 | 09h30 | 0 | 0 | 09h30 | 0 | 0.05 | 09h30 | 0.07 | 0.44 | 09h30 | 0 | 0 | 09h30 | 0 | 0.01 | 09h30 | 0.05 | 0.37 | 09h30 | 0 | 0 | 09h30 | 0 | 0 | 09h30 | 0 | 0.24 | 09h30 | 0 | 0 | 09h30 | 0 | 0 | 09h30 | 0 | 0.09 | 09h30 | 0 | 0 | 09h30 | 0 | 0.04 | 09h30 | 0.05 | 0.42
10h30 | 0 | 0 | 10h30 | 0 | 0 | 10h30 | 0.23 | 0.8 | 10h30 | 0 | 0 | 10h30 | 0 | 0 | 10h30 | 0.23 | 0.76 | 10h30 0.00 0.00 | 0 | 0 | 10h30 | 0 | 0 | 10h30 | 0.2 | 0.67 | 10h30 0.00 0.00 | 0 | 0 | 10h30 | 0 | 0 | 10h30 | 0.1 | 0.55 | 10h30 | 0 | 0 | 10h30 | 0 | 0 | 10h30 | 0.23 | 0.83 | 10h30 | 0 | 0 | 10h30 | 0 | 0 | 10h30 | 0.07 | 0.44 | 10h30 | 0 | 0 | 10h30 | 0 | 0 | 10h30 | 0.05 | 0.37 | 10h30 | 0 | 0 | 10h30 | 0 | 0 | 10h30 | 0 | 0.24 | 10h30 | 0 | 0 | 10h30 | 0 | 0 | 10h30 | 0 | 0.09 | 10h30 | 0 | 0 | 10h30 | 0 | 0 | 10h30 | 0.05 | 0.42
11h30 | 0 | 0 | 11h30 | 0 | 0 | 11h30 | 0 | 0.12 | 11h30 | 0 | 0 | 11h30 | 0 | 0 | 11h30 | 0.01 | 0.2 | 11h30 0.00 0.00 | 0 | 0 | 11h30 | 0 | 0 | 11h30 | 0 | 0.06 | 11h30 0.00 0.00 | 0 | 0 | 11h30 | 0 | 0 | 11h30 | 0 | 0.09 | 11h30 | 0 | 0 | 11h30 | 0 | 0 | 11h30 | 0 | 0.23 | 11h30 | 0 | 0 | 11h30 | 0 | 0 | 11h30 | 0 | 0.07 | 11h30 | 0 | 0 | 11h30 | 0 | 0 | 11h30 | 0 | 0.01 | 11h30 | 0 | 0 | 11h30 | 0 | 0 | 11h30 | 0 | 0 | 11h30 | 0 | 0 | 11h30 | 0 | 0 | 11h30 | 0 | 0 | 11h30 | 0 | 0 | 11h30 | 0 | 0 | 11h30 | 0 | 0.04
12h30 | 0 | 0 | 12h30 | 0 | 0 | 12h30 | 0 | 0.12 | 12h30 | 0 | 0 | 12h30 | 0 | 0 | 12h30 | 0.01 | 0.2 | 12h30 0.00 0.00 | 0 | 0 | 12h30 | 0 | 0 | 12h30 | 0 | 0.06 | 12h30 0.00 0.00 | 0 | 0 | 12h30 | 0 | 0 | 12h30 | 0 | 0.09 | 12h30 | 0 | 0 | 12h30 | 0 | 0 | 12h30 | 0 | 0.23 | 12h30 | 0 | 0 | 12h30 | 0 | 0 | 12h30 | 0 | 0.07 | 12h30 | 0 | 0 | 12h30 | 0 | 0 | 12h30 | 0 | 0.01 | 12h30 | 0 | 0 | 12h30 | 0 | 0 | 12h30 | 0 | 0 | 12h30 | 0 | 0 | 12h30 | 0 | 0 | 12h30 | 0 | 0 | 12h30 | 0 | 0 | 12h30 | 0 | 0 | 12h30 | 0 | 0.04
13h30 | 0 | 0 | 13h30 | 0 | 0 | 13h30 | 0 | 0 | 13h30 | 0 | 0.09 | 13h30 | 0 | 0 | 13h30 | 0 | 0.07 | 13h30 0.00 0.00 | 0 | 0 | 13h30 | 0 | 0 | 13h30 | 0 | 0 | 13h30 0.00 0.00 | 0 | 0 | 13h30 | 0 | 0 | 13h30 | 0 | 0 | 13h30 | 0 | 0.06 | 13h30 | 0 | 0 | 13h30 | 0 | 0.03 | 13h30 | 0 | 0 | 13h30 | 0 | 0 | 13h30 | 0 | 0 | 13h30 | 0 | 0 | 13h30 | 0 | 0 | 13h30 | 0 | 0 | 13h30 | 0 | 0 | 13h30 | 0 | 0 | 13h30 | 0 | 0 | 13h30 | 0 | 0 | 13h30 | 0 | 0 | 13h30 | 0 | 0 | 13h30 | 0 | 0 | 13h30 | 0 | 0 | 13h30 | 0 | 0
14h30 | 0 | 0 | 14h30 | 0 | 0 | 14h30 | 0 | 0 | 14h30 | 0 | 0.12 | 14h30 | 0 | 0 | 14h30 | 0 | 0.07 | 14h30 0.00 0.00 | 0 | 0 | 14h30 | 0 | 0 | 14h30 | 0 | 0 | 14h30 0.00 0.00 | 0 | 0 | 14h30 | 0 | 0 | 14h30 | 0 | 0 | 14h30 | 0 | 0.06 | 14h30 | 0 | 0 | 14h30 | 0 | 0.03 | 14h30 | 0 | 0 | 14h30 | 0 | 0 | 14h30 | 0 | 0 | 14h30 | 0 | 0 | 14h30 | 0 | 0 | 14h30 | 0 | 0 | 14h30 | 0 | 0 | 14h30 | 0 | 0 | 14h30 | 0 | 0 | 14h30 | 0 | 0 | 14h30 | 0 | 0 | 14h30 | 0 | 0 | 14h30 | 0 | 0 | 14h30 | 0 | 0 | 14h30 | 0 | 0
15h30 | 0 | 0 | 15h30 | 0 | 0 | 15h30 | 0 | 0 | 15h30 | 0 | 0.12 | 15h30 | 0 | 0 | 15h30 | 0 | 0.09 | 15h30 0.00 0.00 | 0 | 0 | 15h30 | 0 | 0 | 15h30 | 0 | 0 | 15h30 0.00 0.00 | 0 | 0 | 15h30 | 0 | 0 | 15h30 | 0 | 0 | 15h30 | 0 | 0.04 | 15h30 | 0 | 0 | 15h30 | 0 | 0.03 | 15h30 | 0 | 0 | 15h30 | 0 | 0 | 15h30 | 0 | 0 | 15h30 | 0 | 0 | 15h30 | 0 | 0 | 15h30 | 0 | 0 | 15h30 | 0 | 0 | 15h30 | 0 | 0 | 15h30 | 0 | 0 | 15h30 | 0 | 0 | 15h30 | 0 | 0 | 15h30 | 0 | 0 | 15h30 | 0 | 0 | 15h30 | 0 | 0 | 15h30 | 0 | 0
16h30 | 0 | 0.11 | 16h30 | 0 | 0 | 16h30 | 0 | 0.1 | 16h30 | 0.07 | 0.34 | 16h30 | 0 | 0 | 16h30 | 0.06 | 0.3 | 16h30 0.00 0.04 | 0 | 0 | 16h30 | 0 | 0 | 16h30 | 0 | 0.01 | 16h30 0.00 0.00 | 0 | 0 | 16h30 | 0 | 0 | 16h30 | 0 | 0 | 16h30 | 0.05 | 0.25 | 16h30 | 0 | 0 | 16h30 | 0.03 | 0.21 | 16h30 | 0 | 0 | 16h30 | 0 | 0 | 16h30 | 0 | 0 | 16h30 | 0 | 0 | 16h30 | 0 | 0 | 16h30 | 0 | 0 | 16h30 | 0 | 0 | 16h30 | 0 | 0 | 16h30 | 0 | 0 | 16h30 | 0 | 0 | 16h30 | 0 | 0 | 16h30 | 0 | 0 | 16h30 | 0 | 0 | 16h30 | 0 | 0 | 16h30 | 0 | 0
17h30 | 0.06 | 0.37 | 17h30 | 0 | 0 | 17h30 | 0.05 | 0.35 | 17h30 | 0.17 | 0.62 | 17h30 | 0 | 0 | 17h30 | 0.15 | 0.57 | 17h30 0.03 0.20 | 0 | 0.05 | 17h30 | 0 | 0 | 17h30 | 0.02 | 0.17 | 17h30 0.00 0.03 | 0 | 0 | 17h30 | 0 | 0 | 17h30 | 0 | 0 | 17h30 | 0.13 | 0.52 | 17h30 | 0 | 0 | 17h30 | 0.12 | 0.48 | 17h30 | 0 | 0.08 | 17h30 | 0 | 0 | 17h30 | 0 | 0.04 | 17h30 | 0 | 0.07 | 17h30 | 0 | 0 | 17h30 | 0 | 0.04 | 17h30 | 0 | 0 | 17h30 | 0 | 0 | 17h30 | 0 | 0 | 17h30 | 0 | 0 | 17h30 | 0 | 0 | 17h30 | 0 | 0 | 17h30 | 0 | 0.06 | 17h30 | 0 | 0 | 17h30 | 0 | 0.02
18h30 | 0.16 | 0.64 | 18h30 | 0.13 | 0.4 | 18h30 | 0.15 | 0.62 | 18h30 | 0.27 | 0.84 | 18h30 | 0.19 | 0.55 | 18h30 | 0.25 | 0.81 | 18h30 0.11 0.43 | 0.01 | 0.15 | 18h30 | 0.1 | 0.34 | 18h30 | 0.1 | 0.42 | 18h30 0.01 0.15 | 0 | 0.07 | 18h30 | 0.02 | 0.15 | 18h30 | 0 | 0.11 | 18h30 | 0.23 | 0.76 | 18h30 | 0.17 | 0.51 | 18h30 | 0.22 | 0.74 | 18h30 | 0 | 0.15 | 18h30 | 0.01 | 0.14 | 18h30 | 0 | 0.11 | 18h30 | 0.01 | 0.16 | 18h30 | 0.02 | 0.15 | 18h30 | 0 | 0.12 | 18h30 | 0 | 0 | 18h30 | 0 | 0.02 | 18h30 | 0 | 0 | 18h30 | 0 | 0 | 18h30 | 0 | 0 | 18h30 | 0 | 0 | 18h30 | 0 | 0.14 | 18h30 | 0 | 0.13 | 18h30 | 0 | 0.1
19h30 | 0.09 | 0.6 | 19h30 | 0.13 | 0.57 | 19h30 | 0.09 | 0.59 | 19h30 | 0.17 | 0.74 | 19h30 | 0.19 | 0.78 | 19h30 | 0.16 | 0.72 | 19h30 0.08 0.39 | 0.01 | 0.11 | 19h30 | 0.1 | 0.41 | 19h30 | 0.08 | 0.38 | 19h30 0.01 0.12 | 0 | 0.07 | 19h30 | 0.02 | 0.15 | 19h30 | 0 | 0.11 | 19h30 | 0.15 | 0.69 | 19h30 | 0.17 | 0.71 | 19h30 | 0.14 | 0.67 | 19h30 | 0 | 0.08 | 19h30 | 0.01 | 0.14 | 19h30 | 0 | 0.08 | 19h30 | 0.01 | 0.09 | 19h30 | 0.02 | 0.15 | 19h30 | 0 | 0.08 | 19h30 | 0 | 0 | 19h30 | 0 | 0.02 | 19h30 | 0 | 0 | 19h30 | 0 | 0 | 19h30 | 0 | 0 | 19h30 | 0 | 0 | 19h30 | 0 | 0.08 | 19h30 | 0 | 0.13 | 19h30 | 0 | 0.08
20h30 | 0 | 0.65 | 20h30 | 0.03 | 0.74 | 20h30 | 0 | 0.64 | 20h30 | 0.04 | 0.73 | 20h30 | 0.1 | 0.89 | 20h30 | 0.04 | 0.71 | 20h30 0.00 0.41 | 0 | 0 | 20h30 | 0 | 0.47 | 20h30 | 0 | 0.39 | 20h30 0.00 0.02 | 0 | 0 | 20h30 | 0 | 0.04 | 20h30 | 0 | 0.01 | 20h30 | 0.03 | 0.7 | 20h30 | 0.08 | 0.82 | 20h30 | 0.02 | 0.69 | 20h30 | 0 | 0 | 20h30 | 0 | 0 | 20h30 | 0 | 0 | 20h30 | 0 | 0 | 20h30 | 0 | 0 | 20h30 | 0 | 0 | 20h30 | 0 | 0 | 20h30 | 0 | 0 | 20h30 | 0 | 0 | 20h30 | 0 | 0 | 20h30 | 0 | 0 | 20h30 | 0 | 0 | 20h30 | 0 | 0 | 20h30 | 0 | 0 | 20h30 | 0 | 0
21h30 | 0.09 | 1.05 | 21h30 | 0.09 | 1.09 | 21h30 | 0.09 | 1.05 | 21h30 | 0.11 | 1.08 | 21h30 | 0.14 | 1.15 | 21h30 | 0.11 | 1.06 | 21h30 0.01 0.78 | 0 | 0.21 | 21h30 | 0.01 | 0.81 | 21h30 | 0.01 | 0.77 | 21h30 0.00 0.26 | 0 | 0.1 | 21h30 | 0 | 0.27 | 21h30 | 0 | 0.23 | 21h30 | 0.1 | 1.07 | 21h30 | 0.12 | 1.12 | 21h30 | 0.09 | 1.06 | 21h30 | 0 | 0.14 | 21h30 | 0 | 0.14 | 21h30 | 0 | 0.11 | 21h30 | 0 | 0.17 | 21h30 | 0 | 0.17 | 21h30 | 0 | 0.14 | 21h30 | 0 | 0 | 21h30 | 0 | 0.01 | 21h30 | 0 | 0 | 21h30 | 0 | 0 | 21h30 | 0 | 0 | 21h30 | 0 | 0 | 21h30 | 0 | 0.16 | 21h30 | 0 | 0.18 | 21h30 | 0 | 0.13
22h30 | 0.17 | 1.39 | 22h30 | 0.17 | 1.4 | 22h30 | 0.17 | 1.39 | 22h30 | 0.18 | 1.35 | 22h30 | 0.19 | 1.39 | 22h30 | 0.17 | 1.34 | 22h30 0.02 1.08 | 0 | 0.42 | 22h30 | 0.03 | 1.1 | 22h30 | 0.01 | 1.07 | 22h30 0.00 0.48 | 0 | 0.22 | 22h30 | 0 | 0.48 | 22h30 | 0 | 0.46 | 22h30 | 0.16 | 1.36 | 22h30 | 0.17 | 1.39 | 22h30 | 0.16 | 1.36 | 22h30 | 0 | 0.24 | 22h30 | 0 | 0.25 | 22h30 | 0 | 0.21 | 22h30 | 0 | 0.28 | 22h30 | 0 | 0.3 | 22h30 | 0 | 0.25 | 22h30 | 0 | 0.05 | 22h30 | 0 | 0.07 | 22h30 | 0 | 0.03 | 22h30 | 0 | 0 | 22h30 | 0 | 0 | 22h30 | 0 | 0 | 22h30 | 0 | 0.28 | 22h30 | 0 | 0.29 | 22h30 | 0 | 0.25
23h30 | 0.26 | 1.65 | 23h30 | 0.26 | 1.65 | 23h30 | 0.26 | 1.65 | 23h30 | 0.24 | 1.55 | 23h30 | 0.25 | 1.57 | 23h30 | 0.24 | 1.54 | 23h30 0.09 1.33 | 0 | 0.6 | 23h30 | 0.1 | 1.33 | 23h30 | 0.08 | 1.32 | 23h30 0.00 0.69 | 0 | 0.36 | 23h30 | 0 | 0.69 | 23h30 | 0 | 0.67 | 23h30 | 0.23 | 1.59 | 23h30 | 0.23 | 1.6 | 23h30 | 0.22 | 1.58 | 23h30 | 0 | 0.36 | 23h30 | 0 | 0.38 | 23h30 | 0 | 0.33 | 23h30 | 0 | 0.4 | 23h30 | 0 | 0.43 | 23h30 | 0 | 0.38 | 23h30 | 0 | 0.16 | 23h30 | 0 | 0.17 | 23h30 | 0 | 0.14 | 23h30 | 0 | 0.04 | 23h30 | 0 | 0.05 | 23h30 | 0 | 0.03 | 23h30 | 0 | 0.4 | 23h30 | 0 | 0.42 | 23h30 | 0 | 0.38
00h30 | 0.17 | 0.88 | 00h30 | 0.15 | 0.77 | 00h30 | 0.17 | 0.88 | 00h30 | 0.13 | 0.81 | 00h30 | 0.1 | 0.67 | 00h30 | 0.13 | 0.82 | 00h30 0.08 0.73 | 0 | 0.4 | 00h30 | 0.07 | 0.65 | 00h30 | 0.08 | 0.74 | 00h30 0.00 0.44 | 0 | 0.24 | 00h30 | 0 | 0.44 | 00h30 | 0 | 0.44 | 00h30 | 0.13 | 0.83 | 00h30 | 0.1 | 0.71 | 00h30 | 0.14 | 0.83 | 00h30 | 0 | 0.26 | 00h30 | 0 | 0.27 | 00h30 | 0 | 0.23 | 00h30 | 0 | 0.29 | 00h30 | 0 | 0.3 | 00h30 | 0 | 0.26 | 00h30 | 0 | 0.11 | 00h30 | 0 | 0.12 | 00h30 | 0 | 0.1 | 00h30 | 0 | 0.04 | 00h30 | 0 | 0.05 | 00h30 | 0 | 0.03 | 00h30 | 0 | 0.29 | 00h30 | 0 | 0.31 | 00h30 | 0 | 0.26
01h30 | 0.1 | 0.41 | 01h30 | 0 | 0 | 01h30 | 0.1 | 0.42 | 01h30 | 0.06 | 0.31 | 01h30 | 0 | 0 | 01h30 | 0.06 | 0.31 | 01h30 0.00 0.22 | 0 | 0 | 01h30 | 0 | 0 | 01h30 | 0 | 0.22 | 01h30 0.00 0.00 | 0 | 0 | 01h30 | 0 | 0 | 01h30 | 0 | 0 | 01h30 | 0.06 | 0.36 | 01h30 | 0 | 0 | 01h30 | 0.06 | 0.35 | 01h30 | 0 | 0 | 01h30 | 0 | 0 | 01h30 | 0 | 0 | 01h30 | 0 | 0 | 01h30 | 0 | 0 | 01h30 | 0 | 0 | 01h30 | 0 | 0 | 01h30 | 0 | 0 | 01h30 | 0 | 0 | 01h30 | 0 | 0 | 01h30 | 0 | 0 | 01h30 | 0 | 0 | 01h30 | 0 | 0 | 01h30 | 0 | 0 | 01h30 | 0 | 0
02h30 | 0.17 | 0.64 | 02h30 | 0 | 0 | 02h30 | 0.17 | 0.64 | 02h30 | 0.12 | 0.47 | 02h30 | 0 | 0 | 02h30 | 0.11 | 0.46 | 02h30 0.00 0.39 | 0 | 0 | 02h30 | 0 | 0 | 02h30 | 0 | 0.38 | 02h30 0.00 0.00 | 0 | 0 | 02h30 | 0 | 0 | 02h30 | 0 | 0 | 02h30 | 0.11 | 0.56 | 02h30 | 0 | 0 | 02h30 | 0.11 | 0.56 | 02h30 | 0 | 0 | 02h30 | 0 | 0 | 02h30 | 0 | 0 | 02h30 | 0 | 0 | 02h30 | 0 | 0 | 02h30 | 0 | 0 | 02h30 | 0 | 0 | 02h30 | 0 | 0 | 02h30 | 0 | 0 | 02h30 | 0 | 0 | 02h30 | 0 | 0 | 02h30 | 0 | 0 | 02h30 | 0 | 0 | 02h30 | 0 | 0 | 02h30 | 0 | 0
03h30 | 0.28 | 0.92 | 03h30 | 0 | 0 | 03h30 | 0.28 | 0.92 | 03h30 | 0.21 | 0.69 | 03h30 | 0 | 0 | 03h30 | 0.21 | 0.68 | 03h30 0.13 0.70 | 0 | 0.03 | 03h30 | 0 | 0 | 03h30 | 0.13 | 0.7 | 03h30 0.00 0.14 | 0 | 0 | 03h30 | 0 | 0 | 03h30 | 0 | 0.13 | 03h30 | 0.21 | 0.81 | 03h30 | 0 | 0 | 03h30 | 0.2 | 0.81 | 03h30 | 0 | 0 | 03h30 | 0 | 0 | 03h30 | 0 | 0 | 03h30 | 0 | 0 | 03h30 | 0 | 0 | 03h30 | 0 | 0 | 03h30 | 0 | 0 | 03h30 | 0 | 0 | 03h30 | 0 | 0 | 03h30 | 0 | 0 | 03h30 | 0 | 0 | 03h30 | 0 | 0 | 03h30 | 0 | 0 | 03h30 | 0 | 0 | 03h30 | 0 | 0
04h30 | 0.38 | 1.1 | 04h30 | 0 | 0 | 04h30 | 0.38 | 1.1 | 04h30 | 0.29 | 0.83 | 04h30 | 0 | 0 | 04h30 | 0.29 | 0.83 | 04h30 0.24 0.91 | 0 | 0.17 | 04h30 | 0 | 0 | 04h30 | 0.24 | 0.9 | 04h30 0.00 0.30 | 0 | 0 | 04h30 | 0 | 0 | 04h30 | 0 | 0.29 | 04h30 | 0.28 | 0.98 | 04h30 | 0 | 0 | 04h30 | 0.28 | 0.98 | 04h30 | 0 | 0 | 04h30 | 0 | 0 | 04h30 | 0 | 0 | 04h30 | 0 | 0 | 04h30 | 0 | 0 | 04h30 | 0 | 0 | 04h30 | 0 | 0 | 04h30 | 0 | 0 | 04h30 | 0 | 0 | 04h30 | 0 | 0 | 04h30 | 0 | 0 | 04h30 | 0 | 0 | 04h30 | 0 | 0 | 04h30 | 0 | 0 | 04h30 | 0 | 0
05h30 | 0.42 | 1.12 | 05h30 | 0 | 0 | 05h30 | 0.42 | 1.12 | 05h30 | 0.32 | 0.83 | 05h30 | 0 | 0 | 05h30 | 0.32 | 0.83 | 05h30 0.28 0.96 | 0.03 | 0.24 | 05h30 | 0 | 0 | 05h30 | 0.27 | 0.95 | 05h30 0.02 0.37 | 0 | 0 | 05h30 | 0 | 0 | 05h30 | 0.02 | 0.37 | 05h30 | 0.32 | 0.99 | 05h30 | 0 | 0 | 05h30 | 0.32 | 0.99 | 05h30 | 0 | 0 | 05h30 | 0 | 0 | 05h30 | 0 | 0 | 05h30 | 0 | 0 | 05h30 | 0 | 0 | 05h30 | 0 | 0 | 05h30 | 0 | 0 | 05h30 | 0 | 0 | 05h30 | 0 | 0 | 05h30 | 0 | 0 | 05h30 | 0 | 0 | 05h30 | 0 | 0 | 05h30 | 0 | 0 | 05h30 | 0 | 0 | 05h30 | 0 | 0
06h30 | 0.38 | 0.95 | 06h30 | 0 | 0 | 06h30 | 0.38 | 0.95 | 06h30 | 0.29 | 0.67 | 06h30 | 0 | 0 | 06h30 | 0.29 | 0.67 | 06h30 0.26 0.81 | 0.05 | 0.21 | 06h30 | 0 | 0 | 06h30 | 0.26 | 0.81 | 06h30 0.04 0.32 | 0 | 0 | 06h30 | 0 | 0 | 06h30 | 0.03 | 0.31 | 06h30 | 0.29 | 0.83 | 06h30 | 0 | 0 | 06h30 | 0.28 | 0.83 | 06h30 | 0 | 0 | 06h30 | 0 | 0 | 06h30 | 0 | 0 | 06h30 | 0 | 0 | 06h30 | 0 | 0 | 06h30 | 0 | 0 | 06h30 | 0 | 0 | 06h30 | 0 | 0 | 06h30 | 0 | 0 | 06h30 | 0 | 0 | 06h30 | 0 | 0 | 06h30 | 0 | 0 | 06h30 | 0 | 0 | 06h30 | 0 | 0 | 06h30 | 0 | 0
07h30 | 0.59 | 1.67 | 07h30 | 0 | 0 | 07h30 | 0.59 | 1.67 | 07h30 | 0.49 | 1.35 | 07h30 | 0 | 0 | 07h30 | 0.49 | 1.34 | 07h30 0.45 1.54 | 0.23 | 0.86 | 07h30 | 0 | 0 | 07h30 | 0.45 | 1.54 | 07h30 0.21 1.01 | 0.17 | 0.7 | 07h30 | 0 | 0 | 07h30 | 0.22 | 1 | 07h30 | 0.48 | 1.56 | 07h30 | 0 | 0 | 07h30 | 0.48 | 1.56 | 07h30 | 0.15 | 0.58 | 07h30 | 0 | 0 | 07h30 | 0.15 | 0.58 | 07h30 | 0.15 | 0.58 | 07h30 | 0 | 0 | 07h30 | 0.15 | 0.57 | 07h30 | 0.1 | 0.49 | 07h30 | 0 | 0 | 07h30 | 0.09 | 0.49 | 07h30 | 0.05 | 0.4 | 07h30 | 0 | 0 | 07h30 | 0.04 | 0.39 | 07h30 | 0.16 | 0.6 | 07h30 | 0 | 0 | 07h30 | 0.15 | 0.59
08h30 | 0.49 | 1.66 | 08h30 | 0.34 | 1.08 | 08h30 | 0.49 | 1.66 | 08h30 | 0.45 | 1.42 | 08h30 | 0.31 | 0.92 | 08h30 | 0.45 | 1.42 | 08h30 0.41 1.60 | 0.26 | 1.1 | 08h30 | 0.31 | 1.1 | 08h30 | 0.41 | 1.6 | 08h30 0.23 1.20 | 0.17 | 0.88 | 08h30 | 0.15 | 0.79 | 08h30 | 0.24 | 1.19 | 08h30 | 0.45 | 1.63 | 08h30 | 0.31 | 1.05 | 08h30 | 0.44 | 1.63 | 08h30 | 0.15 | 0.72 | 08h30 | 0.04 | 0.4 | 08h30 | 0.15 | 0.71 | 08h30 | 0.15 | 0.69 | 08h30 | 0.04 | 0.38 | 08h30 | 0.15 | 0.68 | 08h30 | 0.1 | 0.53 | 08h30 | 0 | 0.27 | 08h30 | 0.09 | 0.52 | 08h30 | 0.05 | 0.4 | 08h30 | 0 | 0.13 | 08h30 | 0.04 | 0.39 | 08h30 | 0.16 | 0.74 | 08h30 | 0.04 | 0.41 | 08h30 | 0.15 | 0.73
09h30 | 0.35 | 1.33 | 09h30 | 0.57 | 1.68 | 09h30 | 0.35 | 1.33 | 09h30 | 0.4 | 1.28 | 09h30 | 0.58 | 1.55 | 09h30 | 0.4 | 1.28 | 09h30 0.37 1.33 | 0.32 | 1.2 | 09h30 | 0.57 | 1.78 | 09h30 | 0.36 | 1.33 | 09h30 0.29 1.20 | 0.19 | 0.93 | 09h30 | 0.35 | 1.39 | 09h30 | 0.29 | 1.2 | 09h30 | 0.4 | 1.42 | 09h30 | 0.58 | 1.73 | 09h30 | 0.39 | 1.42 | 09h30 | 0.2 | 0.84 | 09h30 | 0.21 | 0.84 | 09h30 | 0.2 | 0.84 | 09h30 | 0.2 | 0.79 | 09h30 | 0.2 | 0.79 | 09h30 | 0.19 | 0.78 | 09h30 | 0.11 | 0.62 | 09h30 | 0.11 | 0.63 | 09h30 | 0.11 | 0.61 | 09h30 | 0.03 | 0.43 | 09h30 | 0.04 | 0.41 | 09h30 | 0.03 | 0.42 | 09h30 | 0.2 | 0.86 | 09h30 | 0.2 | 0.85 | 09h30 | 0.19 | 0.85
10h30 | 0.32 | 1.1 | 10h30 | 0.4 | 1.34 | 10h30 | 0.32 | 1.1 | 10h30 | 0.34 | 1.06 | 10h30 | 0.49 | 1.36 | 10h30 | 0.34 | 1.07 | 10h30 0.31 1.05 | 0.28 | 0.86 | 10h30 | 0.46 | 1.44 | 10h30 | 0.31 | 1.05 | 10h30 0.26 0.90 | 0.19 | 0.76 | 10h30 | 0.31 | 1.19 | 10h30 | 0.25 | 0.9 | 10h30 | 0.34 | 1.14 | 10h30 | 0.48 | 1.48 | 10h30 | 0.34 | 1.14 | 10h30 | 0.2 | 0.71 | 10h30 | 0.22 | 0.82 | 10h30 | 0.2 | 0.71 | 10h30 | 0.2 | 0.68 | 10h30 | 0.22 | 0.77 | 10h30 | 0.19 | 0.68 | 10h30 | 0.11 | 0.59 | 10h30 | 0.13 | 0.64 | 10h30 | 0.11 | 0.58 | 10h30 | 0.03 | 0.43 | 10h30 | 0.05 | 0.46 | 10h30 | 0.03 | 0.42 | 10h30 | 0.2 | 0.72 | 10h30 | 0.21 | 0.83 | 10h30 | 0.19 | 0.72
11h30 | 0.14 | 0.66 | 11h30 | 0.17 | 0.73 | 11h30 | 0.14 | 0.66 | 11h30 | 0.22 | 0.73 | 11h30 | 0.28 | 0.85 | 11h30 | 0.22 | 0.73 | 11h30 0.16 0.63 | 0.13 | 0.51 | 11h30 | 0.23 | 0.78 | 11h30 | 0.16 | 0.63 | 11h30 0.11 0.53 | 0.08 | 0.43 | 11h30 | 0.14 | 0.66 | 11h30 | 0.11 | 0.53 | 11h30 | 0.19 | 0.8 | 11h30 | 0.25 | 0.92 | 11h30 | 0.19 | 0.8 | 11h30 | 0.09 | 0.41 | 11h30 | 0.11 | 0.48 | 11h30 | 0.09 | 0.41 | 11h30 | 0.09 | 0.38 | 11h30 | 0.1 | 0.44 | 11h30 | 0.08 | 0.37 | 11h30 | 0.03 | 0.31 | 11h30 | 0.05 | 0.35 | 11h30 | 0.03 | 0.3 | 11h30 | 0 | 0.19 | 11h30 | 0.01 | 0.23 | 11h30 | 0 | 0.19 | 11h30 | 0.06 | 0.42 | 11h30 | 0.07 | 0.48 | 11h30 | 0.06 | 0.41
12h30 | 0.14 | 0.66 | 12h30 | 0.06 | 0.42 | 12h30 | 0.14 | 0.66 | 12h30 | 0.22 | 0.73 | 12h30 | 0.18 | 0.6 | 12h30 | 0.22 | 0.73 | 12h30 0.16 0.63 | 0.13 | 0.51 | 12h30 | 0.11 | 0.44 | 12h30 | 0.16 | 0.63 | 12h30 0.11 0.53 | 0.08 | 0.43 | 12h30 | 0.06 | 0.37 | 12h30 | 0.11 | 0.53 | 12h30 | 0.19 | 0.8 | 12h30 | 0.12 | 0.63 | 12h30 | 0.19 | 0.8 | 12h30 | 0.09 | 0.41 | 12h30 | 0.05 | 0.27 | 12h30 | 0.09 | 0.41 | 12h30 | 0.09 | 0.38 | 12h30 | 0.05 | 0.24 | 12h30 | 0.08 | 0.37 | 12h30 | 0.03 | 0.31 | 12h30 | 0.02 | 0.18 | 12h30 | 0.03 | 0.3 | 12h30 | 0 | 0.19 | 12h30 | 0 | 0.09 | 12h30 | 0 | 0.19 | 12h30 | 0.06 | 0.42 | 12h30 | 0.03 | 0.27 | 12h30 | 0.06 | 0.41
13h30 | 0 | 0.22 | 13h30 | 0.06 | 0.42 | 13h30 | 0 | 0.22 | 13h30 | 0.1 | 0.4 | 13h30 | 0.12 | 0.49 | 13h30 | 0.1 | 0.4 | 13h30 0.02 0.20 | 0 | 0.14 | 13h30 | 0.08 | 0.42 | 13h30 | 0.02 | 0.2 | 13h30 0.00 0.14 | 0 | 0.09 | 13h30 | 0.02 | 0.31 | 13h30 | 0 | 0.14 | 13h30 | 0.04 | 0.42 | 13h30 | 0.09 | 0.52 | 13h30 | 0.04 | 0.42 | 13h30 | 0 | 0.09 | 13h30 | 0 | 0.17 | 13h30 | 0 | 0.09 | 13h30 | 0 | 0.07 | 13h30 | 0 | 0.15 | 13h30 | 0 | 0.06 | 13h30 | 0 | 0.01 | 13h30 | 0 | 0.1 | 13h30 | 0 | 0.01 | 13h30 | 0 | 0 | 13h30 | 0 | 0.04 | 13h30 | 0 | 0 | 13h30 | 0 | 0.1 | 13h30 | 0 | 0.18 | 13h30 | 0 | 0.09
14h30 | 0 | 0.22 | 14h30 | 0 | 0.02 | 14h30 | 0 | 0.22 | 14h30 | 0.1 | 0.4 | 14h30 | 0.02 | 0.23 | 14h30 | 0.1 | 0.4 | 14h30 0.02 0.20 | 0 | 0.14 | 14h30 | 0 | 0.01 | 14h30 | 0.02 | 0.2 | 14h30 0.00 0.14 | 0 | 0.09 | 14h30 | 0 | 0 | 14h30 | 0 | 0.14 | 14h30 | 0.04 | 0.42 | 14h30 | 0 | 0.19 | 14h30 | 0.04 | 0.42 | 14h30 | 0 | 0.09 | 14h30 | 0 | 0 | 14h30 | 0 | 0.09 | 14h30 | 0 | 0.07 | 14h30 | 0 | 0 | 14h30 | 0 | 0.06 | 14h30 | 0 | 0.01 | 14h30 | 0 | 0 | 14h30 | 0 | 0.01 | 14h30 | 0 | 0 | 14h30 | 0 | 0 | 14h30 | 0 | 0 | 14h30 | 0 | 0.1 | 14h30 | 0 | 0 | 14h30 | 0 | 0.09
15h30 | 0 | 0 | 15h30 | 0 | 0.02 | 15h30 | 0 | 0 | 15h30 | 0 | 0.12 | 15h30 | 0.02 | 0.23 | 15h30 | 0 | 0.12 | 15h30 0.00 0.00 | 0 | 0 | 15h30 | 0 | 0.01 | 15h30 | 0 | 0 | 15h30 0.00 0.00 | 0 | 0 | 15h30 | 0 | 0 | 15h30 | 0 | 0 | 15h30 | 0 | 0.04 | 15h30 | 0 | 0.19 | 15h30 | 0 | 0.04 | 15h30 | 0 | 0 | 15h30 | 0 | 0 | 15h30 | 0 | 0 | 15h30 | 0 | 0 | 15h30 | 0 | 0 | 15h30 | 0 | 0 | 15h30 | 0 | 0 | 15h30 | 0 | 0 | 15h30 | 0 | 0 | 15h30 | 0 | 0 | 15h30 | 0 | 0 | 15h30 | 0 | 0 | 15h30 | 0 | 0 | 15h30 | 0 | 0 | 15h30 | 0 | 0
16h30 | 0 | 0 | 16h30 | 0 | 0 | 16h30 | 0 | 0 | 16h30 | 0 | 0.12 | 16h30 | 0.01 | 0.17 | 16h30 | 0 | 0.12 | 16h30 0.00 0.00 | 0 | 0 | 16h30 | 0 | 0 | 16h30 | 0 | 0 | 16h30 0.00 0.00 | 0 | 0 | 16h30 | 0 | 0 | 16h30 | 0 | 0 | 16h30 | 0 | 0.04 | 16h30 | 0 | 0.04 | 16h30 | 0 | 0.04 | 16h30 | 0 | 0 | 16h30 | 0 | 0 | 16h30 | 0 | 0 | 16h30 | 0 | 0 | 16h30 | 0 | 0 | 16h30 | 0 | 0 | 16h30 | 0 | 0 | 16h30 | 0 | 0 | 16h30 | 0 | 0 | 16h30 | 0 | 0 | 16h30 | 0 | 0 | 16h30 | 0 | 0 | 16h30 | 0 | 0 | 16h30 | 0 | 0 | 16h30 | 0 | 0
17h30 | 0 | 0 | 17h30 | 0 | 0 | 17h30 | 0 | 0 | 17h30 | 0.03 | 0.16 | 17h30 | 0.03 | 0.18 | 17h30 | 0.03 | 0.16 | 17h30 0.00 0.00 | 0 | 0 | 17h30 | 0 | 0 | 17h30 | 0 | 0 | 17h30 0.00 0.00 | 0 | 0 | 17h30 | 0 | 0 | 17h30 | 0 | 0 | 17h30 | 0.02 | 0 | 17h30 | 0.02 | 0.04 | 17h30 | 0.02 | 0 | 17h30 | 0 | 0 | 17h30 | 0 | 0 | 17h30 | 0 | 0 | 17h30 | 0 | 0 | 17h30 | 0 | 0 | 17h30 | 0 | 0 | 17h30 | 0 | 0 | 17h30 | 0 | 0 | 17h30 | 0 | 0 | 17h30 | 0 | 0 | 17h30 | 0 | 0 | 17h30 | 0 | 0 | 17h30 | 0 | 0 | 17h30 | 0 | 0 | 17h30 | 0 | 0
18h30 | 0 | 0 | 18h30 | 0 | 0 | 18h30 | 0 | 0 | 18h30 | 0.07 | 0.17 | 18h30 | 0.09 | 0.19 | 18h30 | 0.07 | 0.17 | 18h30 0.00 0.00 | 0 | 0 | 18h30 | 0 | 0 | 18h30 | 0 | 0 | 18h30 0.00 0.00 | 0 | 0 | 18h30 | 0 | 0 | 18h30 | 0 | 0 | 18h30 | 0.06 | 0 | 18h30 | 0.07 | 0 | 18h30 | 0.06 | 0 | 18h30 | 0 | 0 | 18h30 | 0 | 0 | 18h30 | 0 | 0 | 18h30 | 0 | 0 | 18h30 | 0 | 0 | 18h30 | 0 | 0 | 18h30 | 0 | 0 | 18h30 | 0 | 0 | 18h30 | 0 | 0 | 18h30 | 0 | 0 | 18h30 | 0 | 0 | 18h30 | 0 | 0 | 18h30 | 0 | 0 | 18h30 | 0 | 0 | 18h30 | 0 | 0
19h30 | 0 | 0 | 19h30 | 0 | 0 | 19h30 | 0 | 0 | 19h30 | 0.04 | 0.01 | 19h30 | 0.07 | 0.18 | 19h30 | 0.04 | 0.01 | 19h30 0.00 0.00 | 0 | 0 | 19h30 | 0 | 0 | 19h30 | 0 | 0 | 19h30 0.00 0.00 | 0 | 0 | 19h30 | 0 | 0 | 19h30 | 0 | 0 | 19h30 | 0.04 | 0 | 19h30 | 0.05 | 0 | 19h30 | 0.04 | 0 | 19h30 | 0 | 0 | 19h30 | 0 | 0 | 19h30 | 0 | 0 | 19h30 | 0 | 0 | 19h30 | 0 | 0 | 19h30 | 0 | 0 | 19h30 | 0 | 0 | 19h30 | 0 | 0 | 19h30 | 0 | 0 | 19h30 | 0 | 0 | 19h30 | 0 | 0 | 19h30 | 0 | 0 | 19h30 | 0 | 0 | 19h30 | 0 | 0 | 19h30 | 0 | 0
20h30 | 0 | 0 | 20h30 | 0 | 0 | 20h30 | 0 | 0 | 20h30 | 0 | 0 | 20h30 | 0 | 0.04 | 20h30 | 0 | 0 | 20h30 0.00 0.00 | 0 | 0 | 20h30 | 0 | 0 | 20h30 | 0 | 0 | 20h30 0.00 0.00 | 0 | 0 | 20h30 | 0 | 0 | 20h30 | 0 | 0 | 20h30 | 0 | 0 | 20h30 | 0 | 0 | 20h30 | 0 | 0 | 20h30 | 0 | 0 | 20h30 | 0 | 0 | 20h30 | 0 | 0 | 20h30 | 0 | 0 | 20h30 | 0 | 0 | 20h30 | 0 | 0 | 20h30 | 0 | 0 | 20h30 | 0 | 0 | 20h30 | 0 | 0 | 20h30 | 0 | 0 | 20h30 | 0 | 0 | 20h30 | 0 | 0 | 20h30 | 0 | 0 | 20h30 | 0 | 0 | 20h30 | 0 | 0
21h30 | 0 | 0.09 | 21h30 | 0 | 0.09 | 21h30 | 0 | 0.09 | 21h30 | 0.02 | 0.48 | 21h30 | 0.01 | 0.47 | 21h30 | 0.02 | 0.48 | 21h30 0.00 0.00 | 0 | 0 | 21h30 | 0 | 0 | 21h30 | 0 | 0 | 21h30 0.00 0.00 | 0 | 0 | 21h30 | 0 | 0 | 21h30 | 0 | 0 | 21h30 | 0 | 0.2 | 21h30 | 0 | 0.22 | 21h30 | 0 | 0.2 | 21h30 | 0 | 0 | 21h30 | 0 | 0 | 21h30 | 0 | 0 | 21h30 | 0 | 0 | 21h30 | 0 | 0 | 21h30 | 0 | 0 | 21h30 | 0 | 0 | 21h30 | 0 | 0 | 21h30 | 0 | 0 | 21h30 | 0 | 0 | 21h30 | 0 | 0 | 21h30 | 0 | 0 | 21h30 | 0 | 0 | 21h30 | 0 | 0 | 21h30 | 0 | 0
22h30 | 0 | 0.43 | 22h30 | 0 | 0.44 | 22h30 | 0 | 0.43 | 22h30 | 0.06 | 0.96 | 22h30 | 0.07 | 0.96 | 22h30 | 0.06 | 0.96 | 22h30 0.00 0.18 | 0 | 0 | 22h30 | 0 | 0.19 | 22h30 | 0 | 0.18 | 22h30 0.00 0.00 | 0 | 0 | 22h30 | 0 | 0 | 22h30 | 0 | 0 | 22h30 | 0.02 | 0.54 | 22h30 | 0.03 | 0.56 | 22h30 | 0.02 | 0.54 | 22h30 | 0 | 0 | 22h30 | 0 | 0 | 22h30 | 0 | 0 | 22h30 | 0 | 0 | 22h30 | 0 | 0 | 22h30 | 0 | 0 | 22h30 | 0 | 0 | 22h30 | 0 | 0 | 22h30 | 0 | 0 | 22h30 | 0 | 0 | 22h30 | 0 | 0 | 22h30 | 0 | 0 | 22h30 | 0 | 0 | 22h30 | 0 | 0 | 22h30 | 0 | 0
23h30 | 0.09 | 0.91 | 23h30 | 0.09 | 0.91 | 23h30 | 0.09 | 0.91 | 23h30 | 0.16 | 1.3 | 23h30 | 0.17 | 1.33 | 23h30 | 0.16 | 1.3 | 23h30 0.00 0.56 | 0 | 0.01 | 23h30 | 0 | 0.56 | 23h30 | 0 | 0.56 | 23h30 0.00 0.00 | 0 | 0 | 23h30 | 0 | 0 | 23h30 | 0 | 0 | 23h30 | 0.12 | 0.95 | 23h30 | 0.13 | 0.96 | 23h30 | 0.12 | 0.95 | 23h30 | 0 | 0 | 23h30 | 0 | 0 | 23h30 | 0 | 0 | 23h30 | 0 | 0.03 | 23h30 | 0 | 0.05 | 23h30 | 0 | 0.03 | 23h30 | 0 | 0 | 23h30 | 0 | 0 | 23h30 | 0 | 0 | 23h30 | 0 | 0 | 23h30 | 0 | 0 | 23h30 | 0 | 0 | 23h30 | 0 | 0.01 | 23h30 | 0 | 0.02 | 23h30 | 0 | 0.01
00h30 | 0.09 | 0.57 | 00h30 | 0.09 | 0.57 | 00h30 | 0.09 | 0.57 | 00h30 | 0.12 | 0.83 | 00h30 | 0.12 | 0.79 | 00h30 | 0.12 | 0.83 | 00h30 0.00 0.38 | 0 | 0.01 | 00h30 | 0 | 0.37 | 00h30 | 0 | 0.38 | 00h30 0.00 0.00 | 0 | 0 | 00h30 | 0 | 0 | 00h30 | 0 | 0 | 00h30 | 0.1 | 0.61 | 00h30 | 0.1 | 0.63 | 00h30 | 0.1 | 0.61 | 00h30 | 0 | 0 | 00h30 | 0 | 0 | 00h30 | 0 | 0 | 00h30 | 0 | 0.03 | 00h30 | 0 | 0.05 | 00h30 | 0 | 0.03 | 00h30 | 0 | 0 | 00h30 | 0 | 0 | 00h30 | 0 | 0 | 00h30 | 0 | 0 | 00h30 | 0 | 0 | 00h30 | 0 | 0 | 00h30 | 0 | 0.01 | 00h30 | 0 | 0.02 | 00h30 | 0 | 0.01
01h30 | 0.08 | 0.33 | 01h30 | 0.08 | 0.34 | 01h30 | 0.08 | 0.33 | 01h30 | 0.07 | 0.39 | 01h30 | 0.07 | 0.37 | 01h30 | 0.07 | 0.39 | 01h30 0.00 0.08 | 0 | 0 | 01h30 | 0 | 0.09 | 01h30 | 0 | 0.08 | 01h30 0.00 0.00 | 0 | 0 | 01h30 | 0 | 0 | 01h30 | 0 | 0 | 01h30 | 0.06 | 0.29 | 01h30 | 0.06 | 0.3 | 01h30 | 0.06 | 0.29 | 01h30 | 0 | 0 | 01h30 | 0 | 0 | 01h30 | 0 | 0 | 01h30 | 0 | 0 | 01h30 | 0 | 0 | 01h30 | 0 | 0 | 01h30 | 0 | 0 | 01h30 | 0 | 0 | 01h30 | 0 | 0 | 01h30 | 0 | 0 | 01h30 | 0 | 0 | 01h30 | 0 | 0 | 01h30 | 0 | 0 | 01h30 | 0 | 0 | 01h30 | 0 | 0
02h30 | 0.14 | 0.53 | 02h30 | 0.14 | 0.53 | 02h30 | 0.14 | 0.53 | 02h30 | 0.11 | 0.46 | 02h30 | 0.11 | 0.47 | 02h30 | 0.11 | 0.45 | 02h30 0.00 0.21 | 0 | 0 | 02h30 | 0 | 0.22 | 02h30 | 0 | 0.21 | 02h30 0.00 0.00 | 0 | 0 | 02h30 | 0 | 0 | 02h30 | 0 | 0 | 02h30 | 0.09 | 0.44 | 02h30 | 0.1 | 0.44 | 02h30 | 0.09 | 0.44 | 02h30 | 0 | 0 | 02h30 | 0 | 0 | 02h30 | 0 | 0 | 02h30 | 0 | 0 | 02h30 | 0 | 0 | 02h30 | 0 | 0 | 02h30 | 0 | 0 | 02h30 | 0 | 0 | 02h30 | 0 | 0 | 02h30 | 0 | 0 | 02h30 | 0 | 0 | 02h30 | 0 | 0 | 02h30 | 0 | 0 | 02h30 | 0 | 0 | 02h30 | 0 | 0
03h30 | 0.25 | 0.81 | 03h30 | 0.25 | 0.81 | 03h30 | 0.25 | 0.81 | 03h30 | 0.2 | 0.66 | 03h30 | 0.2 | 0.68 | 03h30 | 0.2 | 0.66 | 03h30 0.10 0.56 | 0 | 0 | 03h30 | 0.11 | 0.58 | 03h30 | 0.1 | 0.56 | 03h30 0.00 0.00 | 0 | 0 | 03h30 | 0 | 0 | 03h30 | 0 | 0 | 03h30 | 0.19 | 0.68 | 03h30 | 0.19 | 0.68 | 03h30 | 0.19 | 0.68 | 03h30 | 0 | 0 | 03h30 | 0 | 0 | 03h30 | 0 | 0 | 03h30 | 0 | 0 | 03h30 | 0 | 0 | 03h30 | 0 | 0 | 03h30 | 0 | 0 | 03h30 | 0 | 0 | 03h30 | 0 | 0 | 03h30 | 0 | 0 | 03h30 | 0 | 0 | 03h30 | 0 | 0 | 03h30 | 0 | 0 | 03h30 | 0 | 0 | 03h30 | 0 | 0
04h30 | 0.34 | 1.01 | 04h30 | 0.34 | 1.01 | 04h30 | 0.34 | 1.01 | 04h30 | 0.27 | 0.8 | 04h30 | 0.28 | 0.82 | 04h30 | 0.27 | 0.8 | 04h30 0.19 0.80 | 0 | 0 | 04h30 | 0.19 | 0.8 | 04h30 | 0.19 | 0.8 | 04h30 0.00 0.00 | 0 | 0 | 04h30 | 0 | 0 | 04h30 | 0 | 0 | 04h30 | 0.26 | 0.84 | 04h30 | 0.27 | 0.84 | 04h30 | 0.26 | 0.84 | 04h30 | 0 | 0 | 04h30 | 0 | 0 | 04h30 | 0 | 0 | 04h30 | 0 | 0 | 04h30 | 0 | 0 | 04h30 | 0 | 0 | 04h30 | 0 | 0 | 04h30 | 0 | 0 | 04h30 | 0 | 0 | 04h30 | 0 | 0 | 04h30 | 0 | 0 | 04h30 | 0 | 0 | 04h30 | 0 | 0 | 04h30 | 0 | 0 | 04h30 | 0 | 0
05h30 | 0.39 | 1.04 | 05h30 | 0.39 | 1.04 | 05h30 | 0.39 | 1.04 | 05h30 | 0.3 | 0.8 | 05h30 | 0.3 | 0.81 | 05h30 | 0.3 | 0.8 | 05h30 0.23 0.86 | 0 | 0 | 05h30 | 0.23 | 0.86 | 05h30 | 0.23 | 0.86 | 05h30 0.00 0.00 | 0 | 0 | 05h30 | 0 | 0 | 05h30 | 0 | 0 | 05h30 | 0.29 | 0.88 | 05h30 | 0.29 | 0.88 | 05h30 | 0.29 | 0.88 | 05h30 | 0 | 0 | 05h30 | 0 | 0 | 05h30 | 0 | 0 | 05h30 | 0 | 0 | 05h30 | 0 | 0 | 05h30 | 0 | 0 | 05h30 | 0 | 0 | 05h30 | 0 | 0 | 05h30 | 0 | 0 | 05h30 | 0 | 0 | 05h30 | 0 | 0 | 05h30 | 0 | 0 | 05h30 | 0 | 0 | 05h30 | 0 | 0 | 05h30 | 0 | 0
06h30 | 0.36 | 0.95 | 06h30 | 0.37 | 0.95 | 06h30 | 0.36 | 0.95 | 06h30 | 0.27 | 0.69 | 06h30 | 0.28 | 0.7 | 06h30 | 0.27 | 0.69 | 06h30 0.23 0.78 | 0 | 0.05 | 06h30 | 0.23 | 0.78 | 06h30 | 0.23 | 0.78 | 06h30 0.00 0.03 | 0 | 0 | 06h30 | 0 | 0.04 | 06h30 | 0 | 0.03 | 06h30 | 0.26 | 0.79 | 06h30 | 0.26 | 0.79 | 06h30 | 0.26 | 0.79 | 06h30 | 0 | 0 | 06h30 | 0 | 0 | 06h30 | 0 | 0 | 06h30 | 0 | 0 | 06h30 | 0 | 0 | 06h30 | 0 | 0 | 06h30 | 0 | 0 | 06h30 | 0 | 0 | 06h30 | 0 | 0 | 06h30 | 0 | 0 | 06h30 | 0 | 0 | 06h30 | 0 | 0 | 06h30 | 0 | 0 | 06h30 | 0 | 0 | 06h30 | 0 | 0
07h30 | 0.14 | 0.57 | 07h30 | 0.14 | 0.57 | 07h30 | 0.64 | 1.86 | 07h30 | 0.08 | 0.32 | 07h30 | 0.09 | 0.33 | 07h30 | 0.52 | 1.54 | 07h30 0.09 0.42 | 0 | 0.05 | 07h30 | 0.09 | 0.42 | 07h30 | 0.47 | 1.66 | 07h30 0.00 0.03 | 0 | 0 | 07h30 | 0 | 0.04 | 07h30 | 0.19 | 0.87 | 07h30 | 0.08 | 0.42 | 07h30 | 0.08 | 0.43 | 07h30 | 0.5 | 1.68 | 07h30 | 0 | 0 | 07h30 | 0 | 0 | 07h30 | 0.12 | 0.58 | 07h30 | 0 | 0 | 07h30 | 0 | 0 | 07h30 | 0.13 | 0.62 | 07h30 | 0 | 0 | 07h30 | 0 | 0 | 07h30 | 0.05 | 0.45 | 07h30 | 0 | 0 | 07h30 | 0 | 0 | 07h30 | 0 | 0.33 | 07h30 | 0 | 0 | 07h30 | 0 | 0 | 07h30 | 0.13 | 0.62
08h30 | 0.39 | 1.46 | 08h30 | 0.39 | 1.46 | 08h30 | 0.72 | 2.24 | 08h30 | 0.31 | 1.15 | 08h30 | 0.31 | 1.16 | 08h30 | 0.59 | 1.91 | 08h30 0.30 1.27 | 0.19 | 0.86 | 08h30 | 0.3 | 1.28 | 08h30 | 0.55 | 2.03 | 08h30 0.13 0.83 | 0.04 | 0.45 | 08h30 | 0.14 | 0.84 | 08h30 | 0.24 | 1.34 | 08h30 | 0.31 | 1.29 | 08h30 | 0.31 | 1.3 | 08h30 | 0.58 | 2.07 | 08h30 | 0.06 | 0.47 | 08h30 | 0.06 | 0.48 | 08h30 | 0.12 | 0.83 | 08h30 | 0.07 | 0.51 | 08h30 | 0.07 | 0.52 | 08h30 | 0.14 | 0.89 | 08h30 | 0 | 0.3 | 08h30 | 0 | 0.31 | 08h30 | 0.05 | 0.57 | 08h30 | 0 | 0.14 | 08h30 | 0 | 0.15 | 08h30 | 0 | 0.33 | 08h30 | 0.07 | 0.51 | 08h30 | 0.07 | 0.52 | 08h30 | 0.14 | 0.89
09h30 | 0.8 | 2.3 | 09h30 | 0.8 | 2.3 | 09h30 | 0.74 | 2.2 | 09h30 | 0.69 | 2.01 | 09h30 | 0.69 | 2.02 | 09h30 | 0.64 | 1.98 | 09h30 0.65 2.11 | 0.48 | 1.64 | 09h30 | 0.65 | 2.12 | 09h30 | 0.59 | 2.01 | 09h30 0.38 1.59 | 0.24 | 1.06 | 09h30 | 0.39 | 1.6 | 09h30 | 0.35 | 1.58 | 09h30 | 0.68 | 2.16 | 09h30 | 0.68 | 2.16 | 09h30 | 0.64 | 2.1 | 09h30 | 0.27 | 1.06 | 09h30 | 0.28 | 1.08 | 09h30 | 0.26 | 1.09 | 09h30 | 0.29 | 1.12 | 09h30 | 0.3 | 1.14 | 09h30 | 0.27 | 1.15 | 09h30 | 0.15 | 0.79 | 09h30 | 0.15 | 0.8 | 09h30 | 0.15 | 0.8 | 09h30 | 0.07 | 0.52 | 09h30 | 0.08 | 0.54 | 09h30 | 0.07 | 0.53 | 09h30 | 0.28 | 1.13 | 09h30 | 0.29 | 1.14 | 09h30 | 0.27 | 1.16
10h30 | 0.82 | 2.24 | 10h30 | 0.82 | 2.24 | 10h30 | 0.67 | 1.94 | 10h30 | 0.73 | 2.06 | 10h30 | 0.73 | 2.07 | 10h30 | 0.59 | 1.76 | 10h30 0.66 2.07 | 0.51 | 1.7 | 10h30 | 0.67 | 2.07 | 10h30 | 0.52 | 1.71 | 10h30 0.43 1.63 | 0.32 | 1.28 | 10h30 | 0.43 | 1.64 | 10h30 | 0.34 | 1.33 | 10h30 | 0.72 | 2.16 | 10h30 | 0.72 | 2.17 | 10h30 | 0.58 | 1.86 | 10h30 | 0.35 | 1.24 | 10h30 | 0.36 | 1.25 | 10h30 | 0.31 | 1.06 | 10h30 | 0.36 | 1.27 | 10h30 | 0.36 | 1.28 | 10h30 | 0.31 | 1.08 | 10h30 | 0.23 | 0.98 | 10h30 | 0.23 | 0.99 | 10h30 | 0.2 | 0.85 | 10h30 | 0.13 | 0.73 | 10h30 | 0.13 | 0.75 | 10h30 | 0.12 | 0.65 | 10h30 | 0.35 | 1.29 | 10h30 | 0.36 | 1.3 | 10h30 | 0.3 | 1.1
11h30 | 0.58 | 1.67 | 11h30 | 0.58 | 1.67 | 11h30 | 0.52 | 1.57 | 11h30 | 0.51 | 1.55 | 11h30 | 0.51 | 1.55 | 11h30 | 0.45 | 1.44 | 11h30 0.44 1.47 | 0.34 | 1.21 | 11h30 | 0.44 | 1.47 | 11h30 | 0.37 | 1.33 | 11h30 0.28 1.16 | 0.22 | 0.95 | 11h30 | 0.28 | 1.16 | 11h30 | 0.23 | 1.02 | 11h30 | 0.49 | 1.63 | 11h30 | 0.5 | 1.63 | 11h30 | 0.44 | 1.53 | 11h30 | 0.24 | 0.92 | 11h30 | 0.25 | 0.93 | 11h30 | 0.22 | 0.82 | 11h30 | 0.24 | 0.92 | 11h30 | 0.24 | 0.93 | 11h30 | 0.21 | 0.82 | 11h30 | 0.15 | 0.73 | 11h30 | 0.15 | 0.74 | 11h30 | 0.13 | 0.65 | 11h30 | 0.08 | 0.55 | 11h30 | 0.08 | 0.56 | 11h30 | 0.08 | 0.5 | 11h30 | 0.23 | 0.95 | 11h30 | 0.23 | 0.95 | 11h30 | 0.2 | 0.84
12h30 | 0.44 | 1.35 | 12h30 | 0.44 | 1.35 | 12h30 | 0.42 | 1.32 | 12h30 | 0.39 | 1.28 | 12h30 | 0.39 | 1.29 | 12h30 | 0.37 | 1.24 | 12h30 0.31 1.14 | 0.23 | 0.91 | 12h30 | 0.31 | 1.15 | 12h30 | 0.28 | 1.09 | 12h30 0.19 0.88 | 0.15 | 0.73 | 12h30 | 0.19 | 0.88 | 12h30 | 0.19 | 0.82 | 12h30 | 0.37 | 1.35 | 12h30 | 0.37 | 1.35 | 12h30 | 0.35 | 1.31 | 12h30 | 0.17 | 0.71 | 12h30 | 0.17 | 0.72 | 12h30 | 0.16 | 0.65 | 12h30 | 0.16 | 0.7 | 12h30 | 0.16 | 0.71 | 12h30 | 0.16 | 0.64 | 12h30 | 0.1 | 0.56 | 12h30 | 0.1 | 0.56 | 12h30 | 0.09 | 0.51 | 12h30 | 0.05 | 0.41 | 12h30 | 0.05 | 0.42 | 12h30 | 0.05 | 0.38 | 12h30 | 0.15 | 0.72 | 12h30 | 0.15 | 0.73 | 12h30 | 0.16 | 0.66
13h30 | 0.38 | 1.2 | 13h30 | 0.38 | 1.2 | 13h30 | 0.38 | 1.19 | 13h30 | 0.34 | 1.17 | 13h30 | 0.34 | 1.17 | 13h30 | 0.33 | 1.15 | 13h30 0.25 0.98 | 0.17 | 0.74 | 13h30 | 0.26 | 0.99 | 13h30 | 0.24 | 0.96 | 13h30 0.14 0.73 | 0.12 | 0.6 | 13h30 | 0.14 | 0.73 | 13h30 | 0.14 | 0.7 | 13h30 | 0.33 | 1.21 | 13h30 | 0.33 | 1.21 | 13h30 | 0.32 | 1.19 | 13h30 | 0.13 | 0.59 | 13h30 | 0.13 | 0.6 | 13h30 | 0.13 | 0.55 | 13h30 | 0.12 | 0.57 | 13h30 | 0.12 | 0.58 | 13h30 | 0.12 | 0.53 | 13h30 | 0.07 | 0.45 | 13h30 | 0.07 | 0.46 | 13h30 | 0.06 | 0.42 | 13h30 | 0.03 | 0.34 | 13h30 | 0.03 | 0.34 | 13h30 | 0.03 | 0.32 | 13h30 | 0.11 | 0.6 | 13h30 | 0.11 | 0.6 | 13h30 | 0.11 | 0.56
14h30 | 0.34 | 1.06 | 14h30 | 0.34 | 1.06 | 14h30 | 0.33 | 1.05 | 14h30 | 0.3 | 1.06 | 14h30 | 0.3 | 1.06 | 14h30 | 0.31 | 1.08 | 14h30 0.21 0.85 | 0.13 | 0.6 | 14h30 | 0.21 | 0.85 | 14h30 | 0.24 | 0.85 | 14h30 0.11 0.59 | 0.09 | 0.49 | 14h30 | 0.11 | 0.59 | 14h30 | 0.14 | 0.64 | 14h30 | 0.29 | 1.08 | 14h30 | 0.29 | 1.08 | 14h30 | 0.3 | 1.07 | 14h30 | 0.1 | 0.48 | 14h30 | 0.1 | 0.48 | 14h30 | 0.13 | 0.51 | 14h30 | 0.08 | 0.46 | 14h30 | 0.09 | 0.46 | 14h30 | 0.12 | 0.51 | 14h30 | 0.05 | 0.36 | 14h30 | 0.05 | 0.36 | 14h30 | 0.06 | 0.4 | 14h30 | 0.01 | 0.27 | 14h30 | 0.01 | 0.27 | 14h30 | 0 | 0.31 | 14h30 | 0.08 | 0.48 | 14h30 | 0.08 | 0.48 | 14h30 | 0.11 | 0.52
15h30 | 0.27 | 0.87 | 15h30 | 0.27 | 0.87 | 15h30 | 0.27 | 0.87 | 15h30 | 0.23 | 0.9 | 15h30 | 0.23 | 0.9 | 15h30 | 0.24 | 0.91 | 15h30 0.15 0.67 | 0.08 | 0.48 | 15h30 | 0.15 | 0.67 | 15h30 | 0.16 | 0.66 | 15h30 0.06 0.46 | 0.04 | 0.36 | 15h30 | 0.06 | 0.47 | 15h30 | 0.06 | 0.44 | 15h30 | 0.23 | 0.89 | 15h30 | 0.23 | 0.89 | 15h30 | 0.23 | 0.88 | 15h30 | 0.05 | 0.35 | 15h30 | 0.05 | 0.35 | 15h30 | 0.05 | 0.35 | 15h30 | 0.04 | 0.33 | 15h30 | 0.04 | 0.33 | 15h30 | 0.04 | 0.34 | 15h30 | 0 | 0.24 | 15h30 | 0 | 0.25 | 15h30 | 0 | 0.25 | 15h30 | 0 | 0.17 | 15h30 | 0 | 0.17 | 15h30 | 0 | 0.17 | 15h30 | 0.03 | 0.34 | 15h30 | 0.03 | 0.35 | 15h30 | 0.03 | 0.35
16h30 | 0.23 | 0.74 | 16h30 | 0.23 | 0.74 | 16h30 | 0.26 | 0.84 | 16h30 | 0.2 | 0.82 | 16h30 | 0.2 | 0.82 | 16h30 | 0.24 | 0.91 | 16h30 0.12 0.54 | 0.04 | 0.37 | 16h30 | 0.12 | 0.54 | 16h30 | 0.16 | 0.66 | 16h30 0.03 0.35 | 0.01 | 0.28 | 16h30 | 0.03 | 0.35 | 16h30 | 0.06 | 0.44 | 16h30 | 0.2 | 0.78 | 16h30 | 0.2 | 0.78 | 16h30 | 0.23 | 0.85 | 16h30 | 0.03 | 0.29 | 16h30 | 0.03 | 0.29 | 16h30 | 0.05 | 0.35 | 16h30 | 0.02 | 0.27 | 16h30 | 0.02 | 0.27 | 16h30 | 0.04 | 0.34 | 16h30 | 0 | 0.18 | 16h30 | 0 | 0.18 | 16h30 | 0 | 0.25 | 16h30 | 0 | 0.1 | 16h30 | 0 | 0.11 | 16h30 | 0 | 0.17 | 16h30 | 0.02 | 0.28 | 16h30 | 0.02 | 0.28 | 16h30 | 0.03 | 0.35
17h30 | 0.26 | 0.79 | 17h30 | 0.26 | 0.79 | 17h30 | 0.28 | 0.84 | 17h30 | 0.24 | 0.91 | 17h30 | 0.24 | 0.92 | 17h30 | 0.25 | 0.95 | 17h30 0.14 0.57 | 0.06 | 0.39 | 17h30 | 0.14 | 0.57 | 17h30 | 0.16 | 0.62 | 17h30 0.04 0.35 | 0.02 | 0.31 | 17h30 | 0.04 | 0.35 | 17h30 | 0.06 | 0.37 | 17h30 | 0.23 | 0.83 | 17h30 | 0.24 | 0.83 | 17h30 | 0.25 | 0.87 | 17h30 | 0.05 | 0.33 | 17h30 | 0.05 | 0.33 | 17h30 | 0.06 | 0.35 | 17h30 | 0.04 | 0.32 | 17h30 | 0.04 | 0.32 | 17h30 | 0.05 | 0.33 | 17h30 | 0.01 | 0.21 | 17h30 | 0.01 | 0.22 | 17h30 | 0 | 0.23 | 17h30 | 0 | 0.14 | 17h30 | 0 | 0.14 | 17h30 | 0 | 0.16 | 17h30 | 0.04 | 0.33 | 17h30 | 0.04 | 0.33 | 17h30 | 0.05 | 0.35
18h30 | 0.35 | 1.03 | 18h30 | 0.35 | 1.03 | 18h30 | 0.35 | 1.02 | 18h30 | 0.33 | 1.18 | 18h30 | 0.33 | 1.18 | 18h30 | 0.32 | 1.16 | 18h30 0.21 0.77 | 0.11 | 0.52 | 18h30 | 0.21 | 0.77 | 18h30 | 0.2 | 0.75 | 18h30 0.10 0.46 | 0.08 | 0.43 | 18h30 | 0.1 | 0.46 | 18h30 | 0.09 | 0.44 | 18h30 | 0.33 | 1.05 | 18h30 | 0.33 | 1.06 | 18h30 | 0.32 | 1.04 | 18h30 | 0.09 | 0.47 | 18h30 | 0.09 | 0.47 | 18h30 | 0.09 | 0.45 | 18h30 | 0.09 | 0.46 | 18h30 | 0.09 | 0.46 | 18h30 | 0.08 | 0.44 | 18h30 | 0.05 | 0.34 | 18h30 | 0.05 | 0.34 | 18h30 | 0.04 | 0.33 | 18h30 | 0.01 | 0.27 | 18h30 | 0.01 | 0.27 | 18h30 | 0.01 | 0.26 | 18h30 | 0.09 | 0.48 | 18h30 | 0.09 | 0.48 | 18h30 | 0.08 | 0.46
19h30 | 0.27 | 1.04 | 19h30 | 0.27 | 1.04 | 19h30 | 0.25 | 1.02 | 19h30 | 0.25 | 1.18 | 19h30 | 0.25 | 1.18 | 19h30 | 0.22 | 1.15 | 19h30 0.19 0.74 | 0.09 | 0.51 | 19h30 | 0.19 | 0.74 | 19h30 | 0.09 | 0.71 | 19h30 0.07 0.46 | 0.05 | 0.39 | 19h30 | 0.08 | 0.46 | 19h30 | 0.03 | 0.3 | 19h30 | 0.25 | 1.03 | 19h30 | 0.25 | 1.04 | 19h30 | 0.22 | 1.01 | 19h30 | 0.05 | 0.4 | 19h30 | 0.05 | 0.4 | 19h30 | 0.03 | 0.32 | 19h30 | 0.05 | 0.41 | 19h30 | 0.05 | 0.41 | 19h30 | 0.03 | 0.31 | 19h30 | 0.04 | 0.29 | 19h30 | 0.04 | 0.29 | 19h30 | 0.04 | 0.18 | 19h30 | 0.01 | 0.21 | 19h30 | 0.01 | 0.21 | 19h30 | 0.01 | 0.1 | 19h30 | 0.05 | 0.41 | 19h30 | 0.05 | 0.42 | 19h30 | 0.03 | 0.32
20h30 | 0.13 | 0.95 | 20h30 | 0.13 | 0.95 | 20h30 | 0.18 | 0.94 | 20h30 | 0.1 | 1.04 | 20h30 | 0.1 | 1.04 | 20h30 | 0.16 | 1.03 | 20h30 0.01 0.63 | 0 | 0.26 | 20h30 | 0.01 | 0.63 | 20h30 | 0.05 | 0.61 | 20h30 0.00 0.18 | 0 | 0.11 | 20h30 | 0 | 0.18 | 20h30 | 0 | 0.23 | 20h30 | 0.09 | 0.91 | 20h30 | 0.09 | 0.91 | 20h30 | 0.15 | 0.9 | 20h30 | 0 | 0.16 | 20h30 | 0 | 0.17 | 20h30 | 0 | 0.21 | 20h30 | 0 | 0.17 | 20h30 | 0 | 0.17 | 20h30 | 0 | 0.2 | 20h30 | 0 | 0.02 | 20h30 | 0 | 0.02 | 20h30 | 0 | 0.08 | 20h30 | 0 | 0 | 20h30 | 0 | 0 | 20h30 | 0 | 0 | 20h30 | 0 | 0.18 | 20h30 | 0 | 0.18 | 20h30 | 0 | 0.21
21h30 | 0.15 | 1.11 | 21h30 | 0.15 | 1.11 | 21h30 | 0.19 | 1.11 | 21h30 | 0.11 | 1.15 | 21h30 | 0.11 | 1.15 | 21h30 | 0.15 | 1.14 | 21h30 0.01 0.77 | 0 | 0.28 | 21h30 | 0.01 | 0.77 | 21h30 | 0.03 | 0.76 | 21h30 0.00 0.20 | 0 | 0.12 | 21h30 | 0 | 0.2 | 21h30 | 0 | 0.25 | 21h30 | 0.1 | 1.05 | 21h30 | 0.1 | 1.05 | 21h30 | 0.14 | 1.05 | 21h30 | 0 | 0.2 | 21h30 | 0 | 0.2 | 21h30 | 0 | 0.23 | 21h30 | 0 | 0.21 | 21h30 | 0 | 0.21 | 21h30 | 0 | 0.23 | 21h30 | 0 | 0.04 | 21h30 | 0 | 0.04 | 21h30 | 0 | 0.07 | 21h30 | 0 | 0 | 21h30 | 0 | 0 | 21h30 | 0 | 0 | 21h30 | 0 | 0.21 | 21h30 | 0 | 0.22 | 21h30 | 0 | 0.24
22h30 | 0.19 | 1.29 | 22h30 | 0.19 | 1.29 | 22h30 | 0.19 | 1.29 | 22h30 | 0.14 | 1.27 | 22h30 | 0.14 | 1.27 | 22h30 | 0.15 | 1.26 | 22h30 0.02 0.93 | 0 | 0.39 | 22h30 | 0.02 | 0.93 | 22h30 | 0.03 | 0.93 | 22h30 0.00 0.31 | 0 | 0.2 | 22h30 | 0 | 0.31 | 22h30 | 0 | 0.32 | 22h30 | 0.13 | 1.21 | 22h30 | 0.13 | 1.21 | 22h30 | 0.14 | 1.2 | 22h30 | 0 | 0.28 | 22h30 | 0 | 0.28 | 22h30 | 0 | 0.28 | 22h30 | 0 | 0.29 | 22h30 | 0 | 0.3 | 22h30 | 0 | 0.29 | 22h30 | 0 | 0.11 | 22h30 | 0 | 0.11 | 22h30 | 0 | 0.11 | 22h30 | 0 | 0 | 22h30 | 0 | 0.01 | 22h30 | 0 | 0.01 | 22h30 | 0 | 0.3 | 22h30 | 0 | 0.3 | 22h30 | 0 | 0.29
23h30 | 0.23 | 1.45 | 23h30 | 0.23 | 1.45 | 23h30 | 0.22 | 1.44 | 23h30 | 0.17 | 1.37 | 23h30 | 0.17 | 1.37 | 23h30 | 0.17 | 1.36 | 23h30 0.03 1.07 | 0 | 0.5 | 23h30 | 0.03 | 1.07 | 23h30 | 0.04 | 1.07 | 23h30 0.00 0.45 | 0 | 0.29 | 23h30 | 0 | 0.45 | 23h30 | 0 | 0.43 | 23h30 | 0.16 | 1.35 | 23h30 | 0.16 | 1.35 | 23h30 | 0.16 | 1.34 | 23h30 | 0 | 0.37 | 23h30 | 0 | 0.37 | 23h30 | 0 | 0.35 | 23h30 | 0 | 0.38 | 23h30 | 0 | 0.39 | 23h30 | 0 | 0.36 | 23h30 | 0 | 0.2 | 23h30 | 0 | 0.2 | 23h30 | 0 | 0.18 | 23h30 | 0 | 0.06 | 23h30 | 0 | 0.06 | 23h30 | 0 | 0.05 | 23h30 | 0 | 0.39 | 23h30 | 0 | 0.39 | 23h30 | 0 | 0.37
00h30 | 0.07 | 0.58 | 00h30 | 0.07 | 0.58 | 00h30 | 0.22 | 1.16 | 00h30 | 0.04 | 0.59 | 00h30 | 0.04 | 0.57 | 00h30 | 0.17 | 1.15 | 00h30 0.02 0.32 | 0 | 0.14 | 00h30 | 0.02 | 0.32 | 00h30 | 0.04 | 0.88 | 00h30 0.00 0.16 | 0 | 0.1 | 00h30 | 0 | 0.16 | 00h30 | 0 | 0.37 | 00h30 | 0.04 | 0.52 | 00h30 | 0.04 | 0.53 | 00h30 | 0.16 | 1.12 | 00h30 | 0 | 0.12 | 00h30 | 0 | 0.12 | 00h30 | 0 | 0.31 | 00h30 | 0 | 0.13 | 00h30 | 0 | 0.12 | 00h30 | 0 | 0.31 | 00h30 | 0 | 0.1 | 00h30 | 0 | 0.1 | 00h30 | 0 | 0.14 | 00h30 | 0 | 0.05 | 00h30 | 0 | 0.05 | 00h30 | 0 | 0.04 | 00h30 | 0 | 0.13 | 00h30 | 0 | 0.13 | 00h30 | 0 | 0.32
01h30 | 0.04 | 0.23 | 01h30 | 0.04 | 0.23 | 01h30 | 0.12 | 0.53 | 01h30 | 0 | 0.19 | 01h30 | 0 | 0.17 | 01h30 | 0.07 | 0.43 | 01h30 0.00 0.00 | 0 | 0 | 01h30 | 0 | 0 | 01h30 | 0 | 0.26 | 01h30 0.00 0.00 | 0 | 0 | 01h30 | 0 | 0 | 01h30 | 0 | 0 | 01h30 | 0 | 0.17 | 01h30 | 0 | 0.18 | 01h30 | 0.07 | 0.45 | 01h30 | 0 | 0 | 01h30 | 0 | 0 | 01h30 | 0 | 0 | 01h30 | 0 | 0 | 01h30 | 0 | 0 | 01h30 | 0 | 0 | 01h30 | 0 | 0 | 01h30 | 0 | 0 | 01h30 | 0 | 0 | 01h30 | 0 | 0 | 01h30 | 0 | 0 | 01h30 | 0 | 0 | 01h30 | 0 | 0 | 01h30 | 0 | 0 | 01h30 | 0 | 0
02h30 | 0.14 | 0.51 | 02h30 | 0.14 | 0.51 | 02h30 | 0.12 | 0.53 | 02h30 | 0.06 | 0.36 | 02h30 | 0.06 | 0.36 | 02h30 | 0.07 | 0.43 | 02h30 0.00 0.23 | 0 | 0 | 02h30 | 0 | 0.23 | 02h30 | 0 | 0.26 | 02h30 0.00 0.00 | 0 | 0 | 02h30 | 0 | 0 | 02h30 | 0 | 0 | 02h30 | 0.06 | 0.41 | 02h30 | 0.06 | 0.41 | 02h30 | 0.07 | 0.45 | 02h30 | 0 | 0 | 02h30 | 0 | 0 | 02h30 | 0 | 0 | 02h30 | 0 | 0 | 02h30 | 0 | 0 | 02h30 | 0 | 0 | 02h30 | 0 | 0 | 02h30 | 0 | 0 | 02h30 | 0 | 0 | 02h30 | 0 | 0 | 02h30 | 0 | 0 | 02h30 | 0 | 0 | 02h30 | 0 | 0 | 02h30 | 0 | 0 | 02h30 | 0 | 0
03h30 | 0.26 | 0.82 | 03h30 | 0.26 | 0.82 | 03h30 | 0.24 | 0.77 | 03h30 | 0.16 | 0.59 | 03h30 | 0.16 | 0.6 | 03h30 | 0.15 | 0.61 | 03h30 0.08 0.55 | 0 | 0 | 03h30 | 0.08 | 0.55 | 03h30 | 0.08 | 0.51 | 03h30 0.00 0.00 | 0 | 0 | 03h30 | 0 | 0 | 03h30 | 0 | 0 | 03h30 | 0.16 | 0.68 | 03h30 | 0.16 | 0.67 | 03h30 | 0.15 | 0.67 | 03h30 | 0 | 0 | 03h30 | 0 | 0 | 03h30 | 0 | 0 | 03h30 | 0 | 0 | 03h30 | 0 | 0 | 03h30 | 0 | 0 | 03h30 | 0 | 0 | 03h30 | 0 | 0 | 03h30 | 0 | 0 | 03h30 | 0 | 0 | 03h30 | 0 | 0 | 03h30 | 0 | 0 | 03h30 | 0 | 0 | 03h30 | 0 | 0 | 03h30 | 0 | 0
04h30 | 0.37 | 1.06 | 04h30 | 0.37 | 1.06 | 04h30 | 0.35 | 1.02 | 04h30 | 0.27 | 0.8 | 04h30 | 0.27 | 0.8 | 04h30 | 0.24 | 0.76 | 04h30 0.19 0.81 | 0 | 0.11 | 04h30 | 0.19 | 0.81 | 04h30 | 0.18 | 0.76 | 04h30 0.00 0.14 | 0 | 0 | 04h30 | 0 | 0.14 | 04h30 | 0 | 0.14 | 04h30 | 0.26 | 0.9 | 04h30 | 0.26 | 0.9 | 04h30 | 0.24 | 0.86 | 04h30 | 0 | 0 | 04h30 | 0 | 0 | 04h30 | 0 | 0 | 04h30 | 0 | 0 | 04h30 | 0 | 0 | 04h30 | 0 | 0 | 04h30 | 0 | 0 | 04h30 | 0 | 0 | 04h30 | 0 | 0 | 04h30 | 0 | 0 | 04h30 | 0 | 0 | 04h30 | 0 | 0 | 04h30 | 0 | 0 | 04h30 | 0 | 0 | 04h30 | 0 | 0
05h30 | 0.43 | 1.13 | 05h30 | 0.43 | 1.13 | 05h30 | 0.42 | 1.09 | 05h30 | 0.32 | 0.85 | 05h30 | 0.32 | 0.85 | 05h30 | 0.29 | 0.81 | 05h30 0.25 0.91 | 0 | 0.19 | 05h30 | 0.25 | 0.91 | 05h30 | 0.24 | 0.87 | 05h30 0.00 0.23 | 0 | 0 | 05h30 | 0 | 0.23 | 05h30 | 0 | 0.23 | 05h30 | 0.31 | 0.97 | 05h30 | 0.31 | 0.97 | 05h30 | 0.29 | 0.93 | 05h30 | 0 | 0 | 05h30 | 0 | 0 | 05h30 | 0 | 0 | 05h30 | 0 | 0 | 05h30 | 0 | 0 | 05h30 | 0 | 0 | 05h30 | 0 | 0 | 05h30 | 0 | 0 | 05h30 | 0 | 0 | 05h30 | 0 | 0 | 05h30 | 0 | 0 | 05h30 | 0 | 0 | 05h30 | 0 | 0 | 05h30 | 0 | 0 | 05h30 | 0 | 0
06h30 | 0.37 | 0.91 | 06h30 | 0.37 | 0.91 | 06h30 | 0.37 | 0.9 | 06h30 | 0.27 | 0.64 | 06h30 | 0.27 | 0.65 | 06h30 | 0.25 | 0.65 | 06h30 0.23 0.74 | 0 | 0.13 | 06h30 | 0.23 | 0.74 | 06h30 | 0.22 | 0.72 | 06h30 0.00 0.16 | 0 | 0 | 06h30 | 0 | 0.16 | 06h30 | 0 | 0.16 | 06h30 | 0.26 | 0.77 | 06h30 | 0.26 | 0.77 | 06h30 | 0.25 | 0.75 | 06h30 | 0 | 0 | 06h30 | 0 | 0 | 06h30 | 0 | 0 | 06h30 | 0 | 0 | 06h30 | 0 | 0 | 06h30 | 0 | 0 | 06h30 | 0 | 0 | 06h30 | 0 | 0 | 06h30 | 0 | 0 | 06h30 | 0 | 0 | 06h30 | 0 | 0 | 06h30 | 0 | 0 | 06h30 | 0 | 0 | 06h30 | 0 | 0 | 06h30 | 0 | 0
07h30 | 0.54 | 1.51 | 07h30 | 0.54 | 1.51 | 07h30 | 0.53 | 1.5 | 07h30 | 0.42 | 1.19 | 07h30 | 0.42 | 1.19 | 07h30 | 0.41 | 1.21 | 07h30 0.38 1.35 | 0.19 | 0.82 | 07h30 | 0.38 | 1.35 | 07h30 | 0.38 | 1.33 | 07h30 0.17 0.79 | 0.12 | 0.58 | 07h30 | 0.17 | 0.79 | 07h30 | 0.17 | 0.73 | 07h30 | 0.41 | 1.36 | 07h30 | 0.42 | 1.36 | 07h30 | 0.41 | 1.35 | 07h30 | 0.11 | 0.48 | 07h30 | 0.11 | 0.48 | 07h30 | 0.11 | 0.48 | 07h30 | 0.1 | 0.47 | 07h30 | 0.1 | 0.47 | 07h30 | 0.1 | 0.46 | 07h30 | 0.05 | 0.4 | 07h30 | 0.05 | 0.4 | 07h30 | 0.05 | 0.39 | 07h30 | 0.01 | 0.31 | 07h30 | 0.01 | 0.31 | 07h30 | 0.01 | 0.31 | 07h30 | 0.11 | 0.48 | 07h30 | 0.11 | 0.48 | 07h30 | 0.1 | 0.48
08h30 | 0.42 | 1.43 | 08h30 | 0.42 | 1.43 | 08h30 | 0.46 | 1.44 | 08h30 | 0.35 | 1.18 | 08h30 | 0.35 | 1.18 | 08h30 | 0.36 | 1.21 | 08h30 0.32 1.32 | 0.2 | 1.02 | 08h30 | 0.32 | 1.32 | 08h30 | 0.32 | 1.31 | 08h30 0.17 0.98 | 0.12 | 0.68 | 08h30 | 0.17 | 0.97 | 08h30 | 0.17 | 0.93 | 08h30 | 0.34 | 1.35 | 08h30 | 0.34 | 1.35 | 08h30 | 0.35 | 1.34 | 08h30 | 0.11 | 0.6 | 08h30 | 0.11 | 0.6 | 08h30 | 0.11 | 0.59 | 08h30 | 0.1 | 0.55 | 08h30 | 0.1 | 0.55 | 08h30 | 0.1 | 0.54 | 08h30 | 0.05 | 0.4 | 08h30 | 0.05 | 0.41 | 08h30 | 0.05 | 0.4 | 08h30 | 0.01 | 0.31 | 08h30 | 0.01 | 0.31 | 08h30 | 0.01 | 0.31 | 08h30 | 0.11 | 0.59 | 08h30 | 0.11 | 0.59 | 08h30 | 0.1 | 0.58
09h30 | 0.04 | 0.23 | 09h30 | 0.04 | 0.23 | 09h30 | 0.27 | 1.06 | 09h30 | 0.04 | 0.16 | 09h30 | 0.04 | 0.18 | 09h30 | 0.27 | 0.99 | 09h30 0.01 0.30 | 0.01 | 0.25 | 09h30 | 0.01 | 0.3 | 09h30 | 0.24 | 1.02 | 09h30 0.00 0.26 | 0 | 0.1 | 09h30 | 0 | 0.26 | 09h30 | 0.18 | 1 | 09h30 | 0.04 | 0.25 | 09h30 | 0.04 | 0.25 | 09h30 | 0.27 | 1.09 | 09h30 | 0 | 0.12 | 09h30 | 0 | 0.12 | 09h30 | 0.15 | 0.73 | 09h30 | 0 | 0.08 | 09h30 | 0 | 0.08 | 09h30 | 0.12 | 0.65 | 09h30 | 0 | 0.01 | 09h30 | 0 | 0.01 | 09h30 | 0.05 | 0.49 | 09h30 | 0 | 0 | 09h30 | 0 | 0 | 09h30 | 0 | 0.32 | 09h30 | 0 | 0.11 | 09h30 | 0 | 0.11 | 09h30 | 0.12 | 0.7
10h30 | 0 | 0 | 10h30 | 0 | 0 | 10h30 | 0.27 | 1.06 | 10h30 | 0 | 0 | 10h30 | 0 | 0 | 10h30 | 0.27 | 0.99 | 10h30 0.00 0.00 | 0 | 0 | 10h30 | 0 | 0 | 10h30 | 0.23 | 0.93 | 10h30 0.00 0.00 | 0 | 0 | 10h30 | 0 | 0 | 10h30 | 0.18 | 0.73 | 10h30 | 0 | 0 | 10h30 | 0 | 0 | 10h30 | 0.27 | 1.09 | 10h30 | 0 | 0 | 10h30 | 0 | 0 | 10h30 | 0.15 | 0.62 | 10h30 | 0 | 0 | 10h30 | 0 | 0 | 10h30 | 0.12 | 0.57 | 10h30 | 0 | 0 | 10h30 | 0 | 0 | 10h30 | 0.05 | 0.48 | 10h30 | 0 | 0 | 10h30 | 0 | 0 | 10h30 | 0 | 0.32 | 10h30 | 0 | 0 | 10h30 | 0 | 0 | 10h30 | 0.12 | 0.6
11h30 | 0 | 0 | 11h30 | 0 | 0 | 11h30 | 0.08 | 0.59 | 11h30 | 0 | 0 | 11h30 | 0 | 0 | 11h30 | 0.15 | 0.66 | 11h30 0.00 0.00 | 0 | 0 | 11h30 | 0 | 0 | 11h30 | 0.09 | 0.53 | 11h30 0.00 0.00 | 0 | 0 | 11h30 | 0 | 0 | 11h30 | 0.06 | 0.45 | 11h30 | 0 | 0 | 11h30 | 0 | 0 | 11h30 | 0.02 | 0.71 | 11h30 | 0 | 0 | 11h30 | 0 | 0 | 11h30 | 0.05 | 0.38 | 11h30 | 0 | 0 | 11h30 | 0 | 0 | 11h30 | 0.03 | 0.34 | 11h30 | 0 | 0 | 11h30 | 0 | 0 | 11h30 | 0 | 0.28 | 11h30 | 0 | 0 | 11h30 | 0 | 0 | 11h30 | 0 | 0.17 | 11h30 | 0 | 0 | 11h30 | 0 | 0 | 11h30 | 0 | 0.36
12h30 | 0 | 0 | 12h30 | 0 | 0 | 12h30 | 0.08 | 0.59 | 12h30 | 0 | 0 | 12h30 | 0 | 0 | 12h30 | 0.15 | 0.66 | 12h30 0.00 0.00 | 0 | 0 | 12h30 | 0 | 0 | 12h30 | 0.09 | 0.53 | 12h30 0.00 0.00 | 0 | 0 | 12h30 | 0 | 0 | 12h30 | 0.06 | 0.45 | 12h30 | 0 | 0 | 12h30 | 0 | 0 | 12h30 | 0.02 | 0.71 | 12h30 | 0 | 0 | 12h30 | 0 | 0 | 12h30 | 0.05 | 0.38 | 12h30 | 0 | 0 | 12h30 | 0 | 0 | 12h30 | 0.03 | 0.34 | 12h30 | 0 | 0 | 12h30 | 0 | 0 | 12h30 | 0 | 0.28 | 12h30 | 0 | 0 | 12h30 | 0 | 0 | 12h30 | 0 | 0.17 | 12h30 | 0 | 0 | 12h30 | 0 | 0 | 12h30 | 0 | 0.36
13h30 | 0 | 0.24 | 13h30 | 0 | 0 | 13h30 | 0 | 0.3 | 13h30 | 0.07 | 0.34 | 13h30 | 0 | 0 | 13h30 | 0.07 | 0.51 | 13h30 0.02 0.26 | 0.02 | 0.28 | 13h30 | 0 | 0 | 13h30 | 0.02 | 0.29 | 13h30 0.01 0.28 | 0 | 0.24 | 13h30 | 0 | 0 | 13h30 | 0 | 0.29 | 13h30 | 0 | 0.32 | 13h30 | 0 | 0 | 13h30 | 0 | 0.48 | 13h30 | 0 | 0.21 | 13h30 | 0 | 0 | 13h30 | 0 | 0.23 | 13h30 | 0 | 0.2 | 13h30 | 0 | 0 | 13h30 | 0 | 0.21 | 13h30 | 0 | 0.14 | 13h30 | 0 | 0 | 13h30 | 0 | 0.15 | 13h30 | 0 | 0.06 | 13h30 | 0 | 0 | 13h30 | 0 | 0.06 | 13h30 | 0 | 0.19 | 13h30 | 0 | 0 | 13h30 | 0 | 0.21
14h30 | 0 | 0.24 | 14h30 | 0 | 0 | 14h30 | 0 | 0.3 | 14h30 | 0.07 | 0.47 | 14h30 | 0 | 0 | 14h30 | 0.07 | 0.51 | 14h30 0.02 0.26 | 0.02 | 0.3 | 14h30 | 0 | 0 | 14h30 | 0.02 | 0.29 | 14h30 0.01 0.28 | 0 | 0.25 | 14h30 | 0 | 0 | 14h30 | 0 | 0.29 | 14h30 | 0 | 0.37 | 14h30 | 0 | 0 | 14h30 | 0 | 0.48 | 14h30 | 0 | 0.24 | 14h30 | 0 | 0 | 14h30 | 0 | 0.23 | 14h30 | 0 | 0.22 | 14h30 | 0 | 0 | 14h30 | 0 | 0.21 | 14h30 | 0 | 0.14 | 14h30 | 0 | 0 | 14h30 | 0 | 0.15 | 14h30 | 0 | 0.06 | 14h30 | 0 | 0 | 14h30 | 0 | 0.06 | 14h30 | 0 | 0.19 | 14h30 | 0 | 0 | 14h30 | 0 | 0.21
15h30 | 0 | 0.13 | 15h30 | 0 | 0 | 15h30 | 0 | 0.11 | 15h30 | 0.05 | 0.5 | 15h30 | 0 | 0 | 15h30 | 0.02 | 0.39 | 15h30 0.00 0.10 | 0 | 0.18 | 15h30 | 0 | 0 | 15h30 | 0 | 0.05 | 15h30 0.00 0.11 | 0 | 0.14 | 15h30 | 0 | 0 | 15h30 | 0 | 0.03 | 15h30 | 0 | 0.31 | 15h30 | 0 | 0 | 15h30 | 0 | 0.27 | 15h30 | 0 | 0.17 | 15h30 | 0 | 0 | 15h30 | 0 | 0.08 | 15h30 | 0 | 0.15 | 15h30 | 0 | 0 | 15h30 | 0 | 0.07 | 15h30 | 0 | 0.05 | 15h30 | 0 | 0 | 15h30 | 0 | 0 | 15h30 | 0 | 0 | 15h30 | 0 | 0 | 15h30 | 0 | 0 | 15h30 | 0 | 0.12 | 15h30 | 0 | 0 | 15h30 | 0 | 0.02
16h30 | 0 | 0.13 | 16h30 | 0 | 0 | 16h30 | 0 | 0.11 | 16h30 | 0.06 | 0.45 | 16h30 | 0 | 0 | 16h30 | 0.03 | 0.39 | 16h30 0.00 0.10 | 0 | 0.16 | 16h30 | 0 | 0 | 16h30 | 0 | 0.05 | 16h30 0.00 0.10 | 0 | 0.12 | 16h30 | 0 | 0 | 16h30 | 0 | 0.03 | 16h30 | 0.02 | 0.26 | 16h30 | 0 | 0 | 16h30 | 0 | 0.27 | 16h30 | 0 | 0.15 | 16h30 | 0 | 0 | 16h30 | 0 | 0.08 | 16h30 | 0 | 0.13 | 16h30 | 0 | 0 | 16h30 | 0 | 0.07 | 16h30 | 0 | 0.05 | 16h30 | 0 | 0 | 16h30 | 0 | 0 | 16h30 | 0 | 0 | 16h30 | 0 | 0 | 16h30 | 0 | 0 | 16h30 | 0 | 0.11 | 16h30 | 0 | 0 | 16h30 | 0 | 0.02
17h30 | 0.04 | 0 | 17h30 | 0 | 0 | 17h30 | 0.03 | 0 | 17h30 | 0.12 | 0.51 | 17h30 | 0 | 0 | 17h30 | 0.09 | 0.45 | 17h30 0.03 0.00 | 0 | 0.08 | 17h30 | 0 | 0 | 17h30 | 0 | 0 | 17h30 0.00 0.00 | 0 | 0.04 | 17h30 | 0 | 0 | 17h30 | 0 | 0 | 17h30 | 0.07 | 0.14 | 17h30 | 0 | 0 | 17h30 | 0.05 | 0.11 | 17h30 | 0 | 0.1 | 17h30 | 0 | 0 | 17h30 | 0 | 0.04 | 17h30 | 0 | 0.11 | 17h30 | 0 | 0 | 17h30 | 0 | 0.05 | 17h30 | 0 | 0.02 | 17h30 | 0 | 0 | 17h30 | 0 | 0 | 17h30 | 0 | 0 | 17h30 | 0 | 0 | 17h30 | 0 | 0 | 17h30 | 0 | 0.07 | 17h30 | 0 | 0 | 17h30 | 0 | 0.01
18h30 | 0.12 | 0 | 18h30 | 0.09 | 0.04 | 18h30 | 0.1 | 0 | 18h30 | 0.21 | 0.66 | 18h30 | 0.15 | 0.45 | 18h30 | 0.18 | 0.61 | 18h30 0.08 0.00 | 0.01 | 0.08 | 18h30 | 0.07 | 0 | 18h30 | 0.05 | 0 | 18h30 0.01 0.00 | 0 | 0.04 | 18h30 | 0.02 | 0 | 18h30 | 0 | 0 | 18h30 | 0.16 | 0.15 | 18h30 | 0.12 | 0.15 | 18h30 | 0.14 | 0.12 | 18h30 | 0 | 0.13 | 18h30 | 0.01 | 0.14 | 18h30 | 0 | 0.07 | 18h30 | 0.01 | 0.15 | 18h30 | 0.02 | 0.16 | 18h30 | 0 | 0.1 | 18h30 | 0 | 0.02 | 18h30 | 0 | 0.04 | 18h30 | 0 | 0 | 18h30 | 0 | 0 | 18h30 | 0 | 0 | 18h30 | 0 | 0 | 18h30 | 0 | 0.1 | 18h30 | 0 | 0.11 | 18h30 | 0 | 0.04
19h30 | 0.08 | 0 | 19h30 | 0.09 | 0.04 | 19h30 | 0.07 | 0 | 19h30 | 0.12 | 0.62 | 19h30 | 0.15 | 0.66 | 19h30 | 0.1 | 0.57 | 19h30 0.06 0.00 | 0.01 | 0 | 19h30 | 0.07 | 0 | 19h30 | 0.05 | 0 | 19h30 0.01 0.00 | 0 | 0 | 19h30 | 0.02 | 0 | 19h30 | 0 | 0 | 19h30 | 0.1 | 0.05 | 19h30 | 0.12 | 0.15 | 19h30 | 0.09 | 0.02 | 19h30 | 0 | 0.02 | 19h30 | 0.01 | 0.14 | 19h30 | 0 | 0.02 | 19h30 | 0.01 | 0.04 | 19h30 | 0.02 | 0.16 | 19h30 | 0 | 0.05 | 19h30 | 0 | 0.01 | 19h30 | 0 | 0.04 | 19h30 | 0 | 0 | 19h30 | 0 | 0 | 19h30 | 0 | 0 | 19h30 | 0 | 0 | 19h30 | 0 | 0.03 | 19h30 | 0 | 0.11 | 19h30 | 0 | 0.04
20h30 | 0 | 0.05 | 20h30 | 0 | 0.06 | 20h30 | 0 | 0.04 | 20h30 | 0.02 | 0.63 | 20h30 | 0.07 | 0.81 | 20h30 | 0 | 0.59 | 20h30 0.00 0.00 | 0 | 0 | 20h30 | 0 | 0 | 20h30 | 0 | 0 | 20h30 0.00 0.00 | 0 | 0 | 20h30 | 0 | 0 | 20h30 | 0 | 0 | 20h30 | 0 | 0.08 | 20h30 | 0.02 | 0.15 | 20h30 | 0 | 0.06 | 20h30 | 0 | 0 | 20h30 | 0 | 0 | 20h30 | 0 | 0 | 20h30 | 0 | 0 | 20h30 | 0 | 0 | 20h30 | 0 | 0 | 20h30 | 0 | 0 | 20h30 | 0 | 0 | 20h30 | 0 | 0 | 20h30 | 0 | 0 | 20h30 | 0 | 0 | 20h30 | 0 | 0 | 20h30 | 0 | 0 | 20h30 | 0 | 0 | 20h30 | 0 | 0
21h30 | 0.03 | 0.39 | 21h30 | 0.02 | 0.4 | 21h30 | 0.03 | 0.38 | 21h30 | 0.07 | 0.89 | 21h30 | 0.09 | 0.98 | 21h30 | 0.06 | 0.87 | 21h30 0.00 0.15 | 0 | 0 | 21h30 | 0 | 0.16 | 21h30 | 0 | 0.13 | 21h30 0.00 0.00 | 0 | 0 | 21h30 | 0 | 0 | 21h30 | 0 | 0 | 21h30 | 0.03 | 0.41 | 21h30 | 0.04 | 0.44 | 21h30 | 0.03 | 0.4 | 21h30 | 0 | 0 | 21h30 | 0 | 0 | 21h30 | 0 | 0 | 21h30 | 0 | 0.06 | 21h30 | 0 | 0.06 | 21h30 | 0 | 0.01 | 21h30 | 0 | 0 | 21h30 | 0 | 0 | 21h30 | 0 | 0 | 21h30 | 0 | 0 | 21h30 | 0 | 0 | 21h30 | 0 | 0 | 21h30 | 0 | 0 | 21h30 | 0 | 0 | 21h30 | 0 | 0
22h30 | 0.06 | 0.67 | 22h30 | 0.06 | 0.67 | 22h30 | 0.05 | 0.66 | 22h30 | 0.1 | 1.05 | 22h30 | 0.11 | 1.09 | 22h30 | 0.09 | 1.02 | 22h30 0.00 0.31 | 0 | 0 | 22h30 | 0 | 0.33 | 22h30 | 0 | 0.29 | 22h30 0.00 0.00 | 0 | 0 | 22h30 | 0 | 0 | 22h30 | 0 | 0 | 22h30 | 0.06 | 0.65 | 22h30 | 0.06 | 0.66 | 22h30 | 0.05 | 0.64 | 22h30 | 0 | 0 | 22h30 | 0 | 0 | 22h30 | 0 | 0 | 22h30 | 0 | 0.08 | 22h30 | 0 | 0.1 | 22h30 | 0 | 0.03 | 22h30 | 0 | 0 | 22h30 | 0 | 0 | 22h30 | 0 | 0 | 22h30 | 0 | 0 | 22h30 | 0 | 0 | 22h30 | 0 | 0 | 22h30 | 0 | 0 | 22h30 | 0 | 0 | 22h30 | 0 | 0
23h30 | 0.11 | 0.86 | 23h30 | 0.11 | 0.86 | 23h30 | 0.1 | 0.85 | 23h30 | 0.12 | 1.1 | 23h30 | 0.13 | 1.13 | 23h30 | 0.11 | 1.08 | 23h30 0.00 0.49 | 0 | 0.05 | 23h30 | 0 | 0.5 | 23h30 | 0 | 0.47 | 23h30 0.00 0.00 | 0 | 0 | 23h30 | 0 | 0 | 23h30 | 0 | 0 | 23h30 | 0.09 | 0.79 | 23h30 | 0.09 | 0.8 | 23h30 | 0.08 | 0.78 | 23h30 | 0 | 0.02 | 23h30 | 0 | 0.03 | 23h30 | 0 | 0 | 23h30 | 0 | 0.13 | 23h30 | 0 | 0.15 | 23h30 | 0 | 0.08 | 23h30 | 0 | 0 | 23h30 | 0 | 0 | 23h30 | 0 | 0 | 23h30 | 0 | 0 | 23h30 | 0 | 0 | 23h30 | 0 | 0 | 23h30 | 0 | 0.03 | 23h30 | 0 | 0.04 | 23h30 | 0 | 0
1945-1983_autumn_base | [44 empty] | 1945-1983 Best_case_autumn_data
detached | [8 empty] | terrace | [8 empty] | ftg | [8 empty] | mf | [8 empty] | s-detached | [8 empty] | detached | [8 empty] | terrace | [8 empty] | ftg | [8 empty] | mf | [8 empty] | s-detached
00h30 | 0.29 | 1.31 | 00h30 | 0.18 | 1.1 | 00h30 | 0.33 | 1.44 | 00h30 | 0.27 | 1.21 | 00h30 | 0.14 | 0.91 | 00h30 | 0.31 | 1.37 | 00h30 | 0.2 | 1.13 | 00h30 | 0.1 | 0.78 | 00h30 | 0.21 | 1.18 | 00h30 | 0.01 | 0.71 | 00h30 | 0 | 0.4 | 00h30 0.00 0.69 | 0 | 0.5 | 00h30 | 0.21 | 1.24 | 00h30 | 0.14 | 0.97 | 00h30 | 0.21 | 1.39 | 00h30 | 0 | 0.52 | 00h30 | 0 | 0.24 | 00h30 | 0 | 0.52 | 00h30 | 0 | 0.53 | 00h30 | 0 | 0.26 | 00h30 | 0 | 0.53 | 0h30 | 0 | 0.41 | 00h30 | 0 | 0.19 | 00h30 | 0 | 0.39 | 00h30 | 0 | 0.33 | 00h30 | 0 | 0.15 | 00h30 | 0 | 0.57 | 00h30 | 0 | 0.5 | 00h30 | 0 | 0.26 | 00h30 | 0 | 0.49
01h30 | 0.22 | 0.85 | 01h30 | 0.15 | 0.71 | 01h30 | 0.25 | 0.92 | 01h30 | 0.18 | 0.69 | 01h30 | 0.09 | 0.53 | 01h30 | 0.2 | 0.76 | 01h30 | 0.1 | 0.64 | 01h30 | 0.04 | 0.43 | 01h30 | 0.1 | 0.67 | 01h30 | 0 | 0.22 | 01h30 | 0 | 0.03 | 01h30 0.00 0.20 | 0 | 0 | 01h30 | 0.14 | 0.76 | 01h30 | 0.1 | 0.59 | 01h30 | 0.14 | 0.84 | 01h30 | 0 | 0.02 | 01h30 | 0 | 0 | 01h30 | 0 | 0.01 | 01h30 | 0 | 0.03 | 01h30 | 0 | 0 | 01h30 | 0 | 0.02 | 01h30 | 0 | 0 | 01h30 | 0 | 0 | 01h30 | 0 | 0 | 01h30 | 0 | 0 | 01h30 | 0 | 0 | 01h30 | 0 | 0 | 01h30 | 0 | 0.03 | 01h30 | 0 | 0 | 01h30 | 0 | 0.03
02h30 | 0.28 | 0.99 | 02h30 | 0.3 | 1.01 | 02h30 | 0.28 | 0.97 | 02h30 | 0.2 | 0.72 | 02h30 | 0.21 | 0.77 | 02h30 | 0.2 | 0.76 | 02h30 | 0.1 | 0.73 | 02h30 | 0.13 | 0.75 | 02h30 | 0.1 | 0.72 | 02h30 | 0 | 0.22 | 02h30 | 0 | 0.14 | 02h30 0.00 0.20 | 0 | 0 | 02h30 | 0.19 | 0.84 | 02h30 | 0.21 | 0.87 | 02h30 | 0.19 | 0.84 | 02h30 | 0 | 0.02 | 02h30 | 0 | 0 | 02h30 | 0 | 0.01 | 02h30 | 0 | 0.03 | 02h30 | 0 | 0 | 02h30 | 0 | 0.02 | 02h30 | 0 | 0 | 02h30 | 0 | 0 | 02h30 | 0 | 0 | 02h30 | 0 | 0 | 02h30 | 0 | 0 | 02h30 | 0 | 0 | 02h30 | 0 | 0.03 | 02h30 | 0 | 0 | 02h30 | 0 | 0.03
03h30 | 0.37 | 1.16 | 03h30 | 0.4 | 1.21 | 03h30 | 0.37 | 1.13 | 03h30 | 0.26 | 0.81 | 03h30 | 0.3 | 0.89 | 03h30 | 0.25 | 0.81 | 03h30 | 0.19 | 0.9 | 03h30 | 0.23 | 0.98 | 03h30 | 0.18 | 0.89 | 03h30 | 0 | 0.28 | 03h30 | 0 | 0.31 | 03h30 0.00 0.27 | 0 | 0 | 03h30 | 0.26 | 0.98 | 03h30 | 0.28 | 1.05 | 03h30 | 0.25 | 0.96 | 03h30 | 0 | 0 | 03h30 | 0 | 0 | 03h30 | 0 | 0 | 03h30 | 0 | 0 | 03h30 | 0 | 0 | 03h30 | 0 | 0 | 03h30 | 0 | 0 | 03h30 | 0 | 0 | 03h30 | 0 | 0 | 03h30 | 0 | 0 | 03h30 | 0 | 0 | 03h30 | 0 | 0 | 03h30 | 0 | 0 | 03h30 | 0 | 0 | 03h30 | 0 | 0
04h30 | 0.43 | 1.21 | 04h30 | 0.45 | 1.24 | 04h30 | 0.43 | 1.2 | 04h30 | 0.3 | 0.84 | 04h30 | 0.32 | 0.89 | 04h30 | 0.28 | 0.81 | 04h30 | 0.25 | 0.98 | 04h30 | 0.27 | 1.03 | 04h30 | 0.24 | 0.97 | 04h30 | 0.01 | 0.35 | 04h30 | 0.03 | 0.41 | 04h30 0.01 0.34 | 0 | 0.01 | 04h30 | 0.3 | 1.03 | 04h30 | 0.31 | 1.07 | 04h30 | 0.29 | 1.01 | 04h30 | 0 | 0 | 04h30 | 0 | 0.02 | 04h30 | 0 | 0 | 04h30 | 0 | 0 | 04h30 | 0 | 0.02 | 04h30 | 0 | 0 | 04h30 | 0 | 0 | 04h30 | 0 | 0 | 04h30 | 0 | 0 | 04h30 | 0 | 0 | 04h30 | 0 | 0 | 04h30 | 0 | 0 | 04h30 | 0 | 0 | 04h30 | 0 | 0.02 | 04h30 | 0 | 0
05h30 | 0.46 | 1.23 | 05h30 | 0.46 | 1.24 | 05h30 | 0.45 | 1.23 | 05h30 | 0.32 | 0.87 | 05h30 | 0.34 | 0.9 | 05h30 | 0.31 | 0.84 | 05h30 | 0.29 | 1.04 | 05h30 | 0.31 | 1.06 | 05h30 | 0.29 | 1.03 | 05h30 | 0.06 | 0.46 | 05h30 | 0.07 | 0.51 | 05h30 0.05 0.45 | 0 | 0.09 | 05h30 | 0.32 | 1.06 | 05h30 | 0.33 | 1.08 | 05h30 | 0.32 | 1.05 | 05h30 | 0 | 0.05 | 05h30 | 0.01 | 0.09 | 05h30 | 0 | 0.04 | 05h30 | 0 | 0.04 | 05h30 | 0 | 0.08 | 05h30 | 0 | 0.03 | 05h30 | 0 | 0 | 05h30 | 0 | 0 | 05h30 | 0 | 0 | 05h30 | 0 | 0 | 05h30 | 0 | 0 | 05h30 | 0 | 0.03 | 05h30 | 0 | 0.05 | 05h30 | 0 | 0.09 | 05h30 | 0 | 0.04
06h30 | 0.46 | 1.25 | 06h30 | 0.47 | 1.26 | 06h30 | 0.46 | 1.25 | 06h30 | 0.34 | 0.9 | 06h30 | 0.34 | 0.92 | 06h30 | 0.33 | 0.88 | 06h30 | 0.31 | 1.07 | 06h30 | 0.32 | 1.09 | 06h30 | 0.31 | 1.07 | 06h30 | 0.1 | 0.56 | 06h30 | 0.11 | 0.6 | 06h30 0.10 0.56 | 0.01 | 0.19 | 06h30 | 0.33 | 1.1 | 06h30 | 0.34 | 1.11 | 06h30 | 0.33 | 1.09 | 06h30 | 0.03 | 0.13 | 06h30 | 0.04 | 0.15 | 06h30 | 0.02 | 0.12 | 06h30 | 0.02 | 0.11 | 06h30 | 0.03 | 0.14 | 06h30 | 0.02 | 0.1 | 06h30 | 0 | 0 | 06h30 | 0 | 0.02 | 06h30 | 0 | 0 | 06h30 | 0 | 0 | 06h30 | 0 | 0 | 06h30 | 0 | 0.1 | 06h30 | 0.01 | 0.13 | 06h30 | 0.02 | 0.16 | 06h30 | 0.01 | 0.12
07h30 | 0.78 | 2.3 | 07h30 | 0.78 | 2.3 | 07h30 | 0.78 | 2.29 | 07h30 | 0.63 | 1.88 | 07h30 | 0.64 | 1.91 | 07h30 | 0.62 | 1.87 | 07h30 | 0.6 | 2.09 | 07h30 | 0.61 | 2.11 | 07h30 | 0.6 | 2.09 | 07h30 | 0.35 | 1.51 | 07h30 | 0.37 | 1.54 | 07h30 0.34 1.50 | 0.24 | 0.83 | 07h30 | 0.6 | 2.12 | 07h30 | 0.61 | 2.13 | 07h30 | 0.6 | 2.11 | 07h30 | 0.2 | 0.75 | 07h30 | 0.15 | 0.86 | 07h30 | 0.21 | 0.65 | 07h30 | 0.21 | 0.66 | 07h30 | 0.2 | 0.79 | 07h30 | 0.22 | 0.66 | 07h30 | 0.19 | 0.8 | 07h30 | 0.2 | 0.79 | 07h30 | 0.19 | 0.79 | 07h30 | 0.15 | 0.71 | 07h30 | 0.15 | 0.72 | 07h30 | 0.24 | 0.9 | 07h30 | 0.21 | 0.77 | 07h30 | 0.2 | 0.85 | 07h30 | 0.21 | 0.66
08h30 | 0.86 | 2.65 | 08h30 | 0.86 | 2.65 | 08h30 | 0.86 | 2.65 | 08h30 | 0.71 | 2.24 | 08h30 | 0.72 | 2.26 | 08h30 | 0.7 | 2.23 | 08h30 | 0.68 | 2.45 | 08h30 | 0.69 | 2.45 | 08h30 | 0.68 | 2.44 | 08h30 | 0.45 | 1.91 | 08h30 | 0.46 | 1.93 | 08h30 0.44 1.89 | 0.34 | 1.32 | 08h30 | 0.66 | 2.48 | 08h30 | 0.66 | 2.49 | 08h30 | 0.66 | 2.47 | 08h30 | 0.32 | 1.23 | 08h30 | 0.3 | 1.33 | 08h30 | 0.33 | 1.15 | 08h30 | 0.32 | 1.13 | 08h30 | 0.31 | 1.24 | 08h30 | 0.32 | 1.12 | 08h30 | 0.25 | 1.19 | 08h30 | 0.26 | 1.2 | 08h30 | 0.24 | 1.17 | 08h30 | 0.15 | 0.97 | 08h30 | 0.16 | 1 | 08h30 | 0.34 | 1.41 | 08h30 | 0.28 | 1.23 | 08h30 | 0.28 | 1.31 | 08h30 | 0.27 | 1.15
09h30 | 0.21 | 0.58 | 09h30 | 0.27 | 0.89 | 09h30 | 0.85 | 2.54 | 09h30 | 0.16 | 0.45 | 09h30 | 0.24 | 0.78 | 09h30 | 0.74 | 2.21 | 09h30 | 0.17 | 0.55 | 09h30 | 0.23 | 0.77 | 09h30 | 0.71 | 2.33 | 09h30 | 0.15 | 0.57 | 09h30 | 0.16 | 0.68 | 09h30 0.55 1.97 | 0.47 | 1.79 | 09h30 | 0.16 | 0.53 | 09h30 | 0.2 | 0.82 | 09h30 | 0.71 | 2.41 | 09h30 | 0.15 | 0.56 | 09h30 | 0.17 | 0.55 | 09h30 | 0.53 | 1.77 | 09h30 | 0.12 | 0.55 | 09h30 | 0.14 | 0.53 | 09h30 | 0.49 | 1.68 | 09h30 | 0.06 | 0.39 | 09h30 | 0.06 | 0.43 | 09h30 | 0.38 | 1.44 | 09h30 | 0 | 0.27 | 09h30 | 0.01 | 0.28 | 09h30 | 0.48 | 1.82 | 09h30 | 0.08 | 0.54 | 09h30 | 0.09 | 0.54 | 09h30 | 0.44 | 1.75
10h30 | 0 | 0 | 10h30 | 0 | 0 | 10h30 | 0.79 | 2.27 | 10h30 | 0 | 0 | 10h30 | 0 | 0 | 10h30 | 0.7 | 1.98 | 10h30 | 0 | 0 | 10h30 | 0 | 0 | 10h30 | 0.64 | 2.01 | 10h30 | 0 | 0 | 10h30 | 0 | 0 | 10h30 0.50 1.70 | 0.45 | 1.52 | 10h30 | 0 | 0 | 10h30 | 0 | 0 | 10h30 | 0.69 | 2.16 | 10h30 | 0 | 0 | 10h30 | 0 | 0 | 10h30 | 0.51 | 1.55 | 10h30 | 0 | 0 | 10h30 | 0 | 0 | 10h30 | 0.48 | 1.46 | 10h30 | 0 | 0 | 10h30 | 0 | 0 | 10h30 | 0.4 | 1.31 | 10h30 | 0 | 0 | 10h30 | 0 | 0 | 10h30 | 0.49 | 1.67 | 10h30 | 0 | 0 | 10h30 | 0 | 0 | 10h30 | 0.45 | 1.52
11h30 | 0 | 0 | 11h30 | 0 | 0 | 11h30 | 0.65 | 1.89 | 11h30 | 0 | 0 | 11h30 | 0 | 0 | 11h30 | 0.57 | 1.63 | 11h30 | 0 | 0 | 11h30 | 0 | 0 | 11h30 | 0.49 | 1.6 | 11h30 | 0 | 0 | 11h30 | 0 | 0 | 11h30 0.37 1.35 | 0.33 | 1.15 | 11h30 | 0 | 0 | 11h30 | 0 | 0 | 11h30 | 0.56 | 1.8 | 11h30 | 0 | 0 | 11h30 | 0 | 0 | 11h30 | 0.39 | 1.2 | 11h30 | 0 | 0 | 11h30 | 0 | 0 | 11h30 | 0.36 | 1.13 | 11h30 | 0 | 0 | 11h30 | 0 | 0 | 11h30 | 0.31 | 1.02 | 11h30 | 0 | 0 | 11h30 | 0 | 0 | 11h30 | 0.37 | 1.33 | 11h30 | 0 | 0 | 11h30 | 0 | 0 | 11h30 | 0.35 | 1.18
12h30 | 0 | 0 | 12h30 | 0 | 0 | 12h30 | 0.58 | 1.66 | 12h30 | 0 | 0 | 12h30 | 0 | 0 | 12h30 | 0.5 | 1.46 | 12h30 | 0 | 0 | 12h30 | 0 | 0 | 12h30 | 0.41 | 1.4 | 12h30 | 0 | 0 | 12h30 | 0 | 0 | 12h30 0.31 1.15 | 0.27 | 0.94 | 12h30 | 0 | 0 | 12h30 | 0 | 0 | 12h30 | 0.5 | 1.6 | 12h30 | 0 | 0 | 12h30 | 0 | 0 | 12h30 | 0.33 | 1 | 12h30 | 0 | 0 | 12h30 | 0 | 0 | 12h30 | 0.3 | 0.93 | 12h30 | 0 | 0 | 12h30 | 0 | 0 | 12h30 | 0.25 | 0.84 | 12h30 | 0 | 0 | 12h30 | 0 | 0 | 12h30 | 0.26 | 1.03 | 12h30 | 0 | 0 | 12h30 | 0 | 0 | 12h30 | 0.29 | 0.99
13h30 | 0.48 | 1.29 | 13h30 | 0 | 0 | 13h30 | 0.54 | 1.57 | 13h30 | 0.42 | 1.14 | 13h30 | 0 | 0 | 13h30 | 0.47 | 1.39 | 13h30 | 0.37 | 1.12 | 13h30 | 0 | 0 | 13h30 | 0.38 | 1.29 | 13h30 | 0.28 | 0.93 | 13h30 | 0 | 0 | 13h30 0.29 1.07 | 0.24 | 0.86 | 13h30 | 0.42 | 1.25 | 13h30 | 0 | 0 | 13h30 | 0.48 | 1.52 | 13h30 | 0.29 | 0.84 | 13h30 | 0 | 0 | 13h30 | 0.3 | 0.93 | 13h30 | 0.27 | 0.78 | 13h30 | 0 | 0 | 13h30 | 0.28 | 0.87 | 13h30 | 0.23 | 0.71 | 13h30 | 0 | 0 | 13h30 | 0.23 | 0.78 | 13h30 | 0.17 | 0.57 | 13h30 | 0 | 0 | 13h30 | 0.19 | 0.82 | 13h30 | 0.26 | 0.82 | 13h30 | 0 | 0 | 13h30 | 0.27 | 0.92
14h30 | 0.79 | 2.01 | 14h30 | 0 | 0 | 14h30 | 0.52 | 1.57 | 14h30 | 0.7 | 1.79 | 14h30 | 0 | 0 | 14h30 | 0.46 | 1.39 | 14h30 | 0.63 | 1.77 | 14h30 | 0 | 0 | 14h30 | 0.37 | 1.29 | 14h30 | 0.49 | 1.55 | 14h30 | 0 | 0 | 14h30 0.27 1.00 | 0.22 | 0.8 | 14h30 | 0.7 | 1.95 | 14h30 | 0 | 0 | 14h30 | 0.46 | 1.52 | 14h30 | 0.51 | 1.39 | 14h30 | 0 | 0 | 14h30 | 0.28 | 0.87 | 14h30 | 0.47 | 1.3 | 14h30 | 0 | 0 | 14h30 | 0.26 | 0.8 | 14h30 | 0.39 | 1.18 | 14h30 | 0 | 0 | 14h30 | 0.21 | 0.72 | 14h30 | 0.3 | 0.96 | 14h30 | 0 | 0 | 14h30 | 0.19 | 0.72 | 14h30 | 0.46 | 1.35 | 14h30 | 0 | 0 | 14h30 | 0.25 | 0.85
15h30 | 0.73 | 1.88 | 15h30 | 0 | 0 | 15h30 | 0.49 | 1.43 | 15h30 | 0.65 | 1.72 | 15h30 | 0 | 0 | 15h30 | 0.43 | 1.28 | 15h30 | 0.59 | 1.68 | 15h30 | 0 | 0 | 15h30 | 0.34 | 1.14 | 15h30 | 0.49 | 1.55 | 15h30 | 0 | 0 | 15h30 0.25 0.92 | 0.2 | 0.72 | 15h30 | 0.66 | 1.83 | 15h30 | 0 | 0 | 15h30 | 0.43 | 1.39 | 15h30 | 0.5 | 1.41 | 15h30 | 0 | 0 | 15h30 | 0.26 | 0.79 | 15h30 | 0.46 | 1.32 | 15h30 | 0 | 0 | 15h30 | 0.23 | 0.73 | 15h30 | 0.39 | 1.21 | 15h30 | 0 | 0 | 15h30 | 0.19 | 0.64 | 15h30 | 0.32 | 1.04 | 15h30 | 0 | 0 | 15h30 | 0.19 | 0.73 | 15h30 | 0.45 | 1.38 | 15h30 | 0 | 0 | 15h30 | 0.23 | 0.78
16h30 | 0.55 | 1.5 | 16h30 | 0 | 0 | 16h30 | 0.47 | 1.43 | 16h30 | 0.5 | 1.41 | 16h30 | 0 | 0 | 16h30 | 0.43 | 1.28 | 16h30 | 0.43 | 1.28 | 16h30 | 0 | 0 | 16h30 | 0.34 | 1.14 | 16h30 | 0.36 | 1.17 | 16h30 | 0 | 0 | 16h30 0.23 0.87 | 0.2 | 0.68 | 16h30 | 0.51 | 1.48 | 16h30 | 0 | 0 | 16h30 | 0.42 | 1.39 | 16h30 | 0.38 | 1.12 | 16h30 | 0 | 0 | 16h30 | 0.24 | 0.75 | 16h30 | 0.36 | 1.05 | 16h30 | 0 | 0 | 16h30 | 0.22 | 0.69 | 16h30 | 0.3 | 0.96 | 16h30 | 0 | 0 | 16h30 | 0.19 | 0.63 | 16h30 | 0.24 | 0.83 | 16h30 | 0 | 0 | 16h30 | 0.2 | 0.79 | 16h30 | 0.35 | 1.1 | 16h30 | 0 | 0 | 16h30 | 0.22 | 0.74
17h30 | 0.49 | 1.41 | 17h30 | 0 | 0 | 17h30 | 0.46 | 1.39 | 17h30 | 0.45 | 1.34 | 17h30 | 0 | 0 | 17h30 | 0.42 | 1.26 | 17h30 | 0.37 | 1.15 | 17h30 | 0 | 0 | 17h30 | 0.32 | 1.08 | 17h30 | 0.3 | 1.02 | 17h30 | 0 | 0 | 17h30 0.23 0.87 | 0.19 | 0.68 | 17h30 | 0.46 | 1.4 | 17h30 | 0 | 0 | 17h30 | 0.42 | 1.36 | 17h30 | 0.33 | 0.99 | 17h30 | 0 | 0 | 17h30 | 0.24 | 0.75 | 17h30 | 0.3 | 0.93 | 17h30 | 0 | 0 | 17h30 | 0.22 | 0.7 | 17h30 | 0.26 | 0.84 | 17h30 | 0 | 0 | 17h30 | 0.18 | 0.62 | 17h30 | 0.21 | 0.74 | 17h30 | 0 | 0 | 17h30 | 0.22 | 0.84 | 17h30 | 0.3 | 0.97 | 17h30 | 0 | 0 | 17h30 | 0.22 | 0.74
18h30 | 0.48 | 1.42 | 18h30 | 0.4 | 1.08 | 18h30 | 0.47 | 1.39 | 18h30 | 0.45 | 1.35 | 18h30 | 0.38 | 1.04 | 18h30 | 0.42 | 1.26 | 18h30 | 0.36 | 1.14 | 18h30 | 0.35 | 0.98 | 18h30 | 0.32 | 1.08 | 18h30 | 0.28 | 0.97 | 18h30 | 0.3 | 0.91 | 18h30 0.24 0.88 | 0.19 | 0.7 | 18h30 | 0.46 | 1.41 | 18h30 | 0.38 | 1.07 | 18h30 | 0.43 | 1.36 | 18h30 | 0.3 | 0.93 | 18h30 | 0.31 | 0.86 | 18h30 | 0.24 | 0.77 | 18h30 | 0.28 | 0.88 | 18h30 | 0.28 | 0.79 | 18h30 | 0.23 | 0.72 | 18h30 | 0.24 | 0.79 | 18h30 | 0.24 | 0.73 | 18h30 | 0.18 | 0.62 | 18h30 | 0.19 | 0.7 | 18h30 | 0.19 | 0.6 | 18h30 | 0.23 | 0.86 | 18h30 | 0.28 | 0.92 | 18h30 | 0.28 | 0.83 | 18h30 | 0.23 | 0.77
19h30 | 0.29 | 1.17 | 19h30 | 0.52 | 1.57 | 19h30 | 0.28 | 1.14 | 19h30 | 0.26 | 1.09 | 19h30 | 0.47 | 1.5 | 19h30 | 0.23 | 1.02 | 19h30 | 0.16 | 0.88 | 19h30 | 0.41 | 1.39 | 19h30 | 0.13 | 0.83 | 19h30 | 0.07 | 0.68 | 19h30 | 0.33 | 1.26 | 19h30 0.04 0.62 | 0 | 0.44 | 19h30 | 0.26 | 1.15 | 19h30 | 0.48 | 1.55 | 19h30 | 0.24 | 1.11 | 19h30 | 0.09 | 0.62 | 19h30 | 0.35 | 1.2 | 19h30 | 0.05 | 0.51 | 19h30 | 0.08 | 0.58 | 19h30 | 0.3 | 1.1 | 19h30 | 0.03 | 0.47 | 19h30 | 0.05 | 0.49 | 19h30 | 0.24 | 0.99 | 19h30 | 0 | 0.36 | 19h30 | 0.04 | 0.4 | 19h30 | 0.19 | 0.79 | 19h30 | 0.04 | 0.6 | 19h30 | 0.08 | 0.62 | 19h30 | 0.3 | 1.16 | 19h30 | 0.04 | 0.51
20h30 | 0.17 | 0.93 | 20h30 | 0.33 | 1.41 | 20h30 | 0.28 | 1.14 | 20h30 | 0.14 | 0.84 | 20h30 | 0.29 | 1.35 | 20h30 | 0.23 | 1.01 | 20h30 | 0.08 | 0.64 | 20h30 | 0.21 | 1.2 | 20h30 | 0.13 | 0.83 | 20h30 | 0.01 | 0.5 | 20h30 | 0.13 | 1.05 | 20h30 0.03 0.61 | 0 | 0.41 | 20h30 | 0.14 | 0.91 | 20h30 | 0.3 | 1.39 | 20h30 | 0.2 | 1.11 | 20h30 | 0.02 | 0.42 | 20h30 | 0.17 | 1.04 | 20h30 | 0.03 | 0.43 | 20h30 | 0.01 | 0.39 | 20h30 | 0.12 | 0.95 | 20h30 | 0.02 | 0.41 | 20h30 | 0 | 0.32 | 20h30 | 0.06 | 0.84 | 20h30 | 0 | 0.35 | 20h30 | 0 | 0.25 | 20h30 | 0 | 0.67 | 20h30 | 0.02 | 0.48 | 20h30 | 0 | 0.42 | 20h30 | 0.12 | 1.01 | 20h30 | 0.03 | 0.43
21h30 | 0.12 | 0.94 | 21h30 | 0.21 | 1.11 | 21h30 | 0.17 | 1.04 | 21h30 | 0.08 | 0.84 | 21h30 | 0.19 | 1.05 | 21h30 | 0.12 | 0.91 | 21h30 | 0 | 0.64 | 21h30 | 0.15 | 0.88 | 21h30 | 0.01 | 0.72 | 21h30 | 0 | 0.44 | 21h30 | 0.1 | 0.71 | 21h30 0.00 0.48 | 0 | 0.27 | 21h30 | 0.08 | 0.91 | 21h30 | 0.19 | 1.09 | 21h30 | 0.11 | 1 | 21h30 | 0 | 0.34 | 21h30 | 0.12 | 0.72 | 21h30 | 0 | 0.33 | 21h30 | 0 | 0.31 | 21h30 | 0.1 | 0.66 | 21h30 | 0 | 0.3 | 21h30 | 0 | 0.22 | 21h30 | 0.06 | 0.58 | 21h30 | 0 | 0.21 | 21h30 | 0 | 0.15 | 21h30 | 0 | 0.48 | 21h30 | 0 | 0.45 | 21h30 | 0 | 0.34 | 21h30 | 0.1 | 0.71 | 21h30 | 0 | 0.33
22h30 | 0.12 | 1.01 | 22h30 | 0.15 | 1.07 | 22h30 | 0.17 | 1.04 | 22h30 | 0.08 | 0.89 | 22h30 | 0.12 | 1.01 | 22h30 | 0.12 | 0.91 | 22h30 | 0 | 0.69 | 22h30 | 0.05 | 0.8 | 22h30 | 0.01 | 0.72 | 22h30 | 0 | 0.44 | 22h30 | 0 | 0.6 | 22h30 0.00 0.48 | 0 | 0.27 | 22h30 | 0.08 | 0.97 | 22h30 | 0.12 | 1.06 | 22h30 | 0.11 | 1 | 22h30 | 0 | 0.34 | 22h30 | 0 | 0.59 | 22h30 | 0 | 0.33 | 22h30 | 0 | 0.31 | 22h30 | 0 | 0.54 | 22h30 | 0 | 0.3 | 22h30 | 0 | 0.22 | 22h30 | 0 | 0.46 | 22h30 | 0 | 0.21 | 22h30 | 0 | 0.15 | 22h30 | 0 | 0.36 | 22h30 | 0 | 0.45 | 22h30 | 0 | 0.34 | 22h30 | 0 | 0.58 | 22h30 | 0 | 0.33
23h30 | 0.15 | 1.18 | 23h30 | 0.15 | 1.22 | 23h30 | 0.17 | 1.17 | 23h30 | 0.1 | 1.05 | 23h30 | 0.12 | 1.14 | 23h30 | 0.11 | 1.02 | 23h30 | 0 | 0.86 | 23h30 | 0.05 | 0.92 | 23h30 | 0 | 0.83 | 23h30 | 0 | 0.55 | 23h30 | 0 | 0.66 | 23h30 0.00 0.53 | 0 | 0.32 | 23h30 | 0.11 | 1.14 | 23h30 | 0.12 | 1.19 | 23h30 | 0.11 | 1.12 | 23h30 | 0 | 0.4 | 23h30 | 0 | 0.59 | 23h30 | 0 | 0.37 | 23h30 | 0 | 0.37 | 23h30 | 0 | 0.56 | 23h30 | 0 | 0.34 | 23h30 | 0 | 0.26 | 23h30 | 0 | 0.46 | 23h30 | 0 | 0.22 | 23h30 | 0 | 0.17 | 23h30 | 0 | 0.36 | 23h30 | 0 | 0.37 | 23h30 | 0 | 0.41 | 23h30 | 0 | 0.59 | 23h30 | 0 | 0.38
00h30 | 0.15 | 1 | 00h30 | 0 | 0.33 | 00h30 | 0.17 | 1.17 | 00h30 | 0.1 | 0.9 | 00h30 | 0 | 0.3 | 00h30 | 0.11 | 1.02 | 00h30 | 0 | 0.8 | 00h30 | 0 | 0.2 | 00h30 | 0 | 0.83 | 00h30 | 0 | 0.55 | 00h30 | 0 | 0.07 | 00h30 0.00 0.53 | 0 | 0.32 | 00h30 | 0.11 | 0.96 | 00h30 | 0 | 0.32 | 00h30 | 0.11 | 1.12 | 00h30 | 0 | 0.4 | 00h30 | 0 | 0.03 | 00h30 | 0 | 0.37 | 00h30 | 0 | 0.37 | 00h30 | 0 | 0.03 | 00h30 | 0 | 0.34 | 00h30 | 0 | 0.26 | 00h30 | 0 | 0 | 00h30 | 0 | 0.22 | 00h30 | 0 | 0.17 | 00h30 | 0 | 0 | 00h30 | 0 | 0.37 | 00h30 | 0 | 0.41 | 00h30 | 0 | 0.04 | 00h30 | 0 | 0.38
01h30 | 0.04 | 0.3 | 01h30 | 0 | 0 | 01h30 | 0.04 | 0.35 | 01h30 | 0.01 | 0.19 | 01h30 | 0 | 0 | 01h30 | 0 | 0.21 | 01h30 | 0 | 0.09 | 01h30 | 0 | 0 | 01h30 | 0 | 0.08 | 01h30 | 0 | 0 | 01h30 | 0 | 0 | 01h30 0.00 0.00 | 0 | 0 | 01h30 | 0.01 | 0.26 | 01h30 | 0 | 0 | 01h30 | 0 | 0.3 | 01h30 | 0 | 0 | 01h30 | 0 | 0 | 01h30 | 0 | 0 | 01h30 | 0 | 0 | 01h30 | 0 | 0 | 01h30 | 0 | 0 | 01h30 | 0 | 0 | 01h30 | 0 | 0 | 01h30 | 0 | 0 | 01h30 | 0 | 0 | 01h30 | 0 | 0 | 01h30 | 0 | 0 | 01h30 | 0 | 0 | 01h30 | 0 | 0 | 01h30 | 0 | 0
02h30 | 0.04 | 0.3 | 02h30 | 0.07 | 0.27 | 02h30 | 0.04 | 0.35 | 02h30 | 0.01 | 0.19 | 02h30 | 0.04 | 0.2 | 02h30 | 0 | 0.21 | 02h30 | 0 | 0.09 | 02h30 | 0 | 0.11 | 02h30 | 0 | 0.08 | 02h30 | 0 | 0 | 02h30 | 0 | 0 | 02h30 0.00 0.00 | 0 | 0 | 02h30 | 0.01 | 0.26 | 02h30 | 0.04 | 0.24 | 02h30 | 0 | 0.3 | 02h30 | 0 | 0 | 02h30 | 0 | 0 | 02h30 | 0 | 0 | 02h30 | 0 | 0 | 02h30 | 0 | 0 | 02h30 | 0 | 0 | 02h30 | 0 | 0 | 02h30 | 0 | 0 | 02h30 | 0 | 0 | 02h30 | 0 | 0 | 02h30 | 0 | 0 | 02h30 | 0 | 0 | 02h30 | 0 | 0 | 02h30 | 0 | 0 | 02h30 | 0 | 0
03h30 | 0.16 | 0.59 | 03h30 | 0.17 | 0.61 | 03h30 | 0.16 | 0.62 | 03h30 | 0.11 | 0.45 | 03h30 | 0.13 | 0.47 | 03h30 | 0.11 | 0.45 | 03h30 | 0.05 | 0.38 | 03h30 | 0.06 | 0.39 | 03h30 | 0.04 | 0.37 | 03h30 | 0 | 0.04 | 03h30 | 0 | 0.05 | 03h30 0.00 0.02 | 0 | 0 | 03h30 | 0.11 | 0.53 | 03h30 | 0.13 | 0.54 | 03h30 | 0.11 | 0.56 | 03h30 | 0 | 0 | 03h30 | 0 | 0 | 03h30 | 0 | 0 | 03h30 | 0 | 0 | 03h30 | 0 | 0 | 03h30 | 0 | 0 | 03h30 | 0 | 0 | 03h30 | 0 | 0 | 03h30 | 0 | 0 | 03h30 | 0 | 0 | 03h30 | 0 | 0 | 03h30 | 0 | 0 | 03h30 | 0 | 0 | 03h30 | 0 | 0 | 03h30 | 0 | 0
04h30 | 0.29 | 0.9 | 04h30 | 0.31 | 0.93 | 04h30 | 0.28 | 0.87 | 04h30 | 0.22 | 0.69 | 04h30 | 0.25 | 0.74 | 04h30 | 0.21 | 0.65 | 04h30 | 0.16 | 0.67 | 04h30 | 0.17 | 0.71 | 04h30 | 0.14 | 0.64 | 04h30 | 0 | 0.19 | 04h30 | 0 | 0.24 | 04h30 0.00 0.17 | 0 | 0 | 04h30 | 0.23 | 0.81 | 04h30 | 0.25 | 0.85 | 04h30 | 0.21 | 0.78 | 04h30 | 0 | 0 | 04h30 | 0 | 0 | 04h30 | 0 | 0 | 04h30 | 0 | 0 | 04h30 | 0 | 0 | 04h30 | 0 | 0 | 04h30 | 0 | 0 | 04h30 | 0 | 0 | 04h30 | 0 | 0 | 04h30 | 0 | 0 | 04h30 | 0 | 0 | 04h30 | 0 | 0 | 04h30 | 0 | 0 | 04h30 | 0 | 0.01 | 04h30 | 0 | 0
05h30 | 0.4 | 1.14 | 05h30 | 0.42 | 1.19 | 05h30 | 0.4 | 1.11 | 05h30 | 0.32 | 0.9 | 05h30 | 0.34 | 0.97 | 05h30 | 0.31 | 0.87 | 05h30 | 0.26 | 0.93 | 05h30 | 0.28 | 0.98 | 05h30 | 0.25 | 0.91 | 05h30 | 0.04 | 0.39 | 05h30 | 0.06 | 0.43 | 05h30 0.03 0.37 | 0 | 0.06 | 05h30 | 0.32 | 1.04 | 05h30 | 0.34 | 1.1 | 05h30 | 0.31 | 1.01 | 05h30 | 0 | 0.05 | 05h30 | 0.01 | 0.13 | 05h30 | 0 | 0.04 | 05h30 | 0 | 0.04 | 05h30 | 0 | 0.11 | 05h30 | 0 | 0.02 | 05h30 | 0 | 0 | 05h30 | 0 | 0 | 05h30 | 0 | 0 | 05h30 | 0 | 0 | 05h30 | 0 | 0 | 05h30 | 0 | 0 | 05h30 | 0 | 0.07 | 05h30 | 0.01 | 0.15 | 05h30 | 0 | 0.06
06h30 | 0.49 | 1.36 | 06h30 | 0.5 | 1.38 | 06h30 | 0.48 | 1.35 | 06h30 | 0.39 | 1.1 | 06h30 | 0.41 | 1.15 | 06h30 | 0.38 | 1.07 | 06h30 | 0.35 | 1.17 | 06h30 | 0.36 | 1.21 | 06h30 | 0.34 | 1.16 | 06h30 | 0.11 | 0.58 | 06h30 | 0.14 | 0.61 | 06h30 0.10 0.57 | 0.01 | 0.24 | 06h30 | 0.39 | 1.25 | 06h30 | 0.41 | 1.28 | 06h30 | 0.39 | 1.23 | 06h30 | 0.04 | 0.2 | 06h30 | 0.07 | 0.27 | 06h30 | 0.03 | 0.18 | 06h30 | 0.03 | 0.17 | 06h30 | 0.05 | 0.25 | 06h30 | 0.02 | 0.15 | 06h30 | 0 | 0.04 | 06h30 | 0 | 0.1 | 06h30 | 0 | 0.02 | 06h30 | 0 | 0 | 06h30 | 0 | 0.01 | 06h30 | 0 | 0 | 06h30 | 0.03 | 0.23 | 06h30 | 0.06 | 0.29 | 06h30 | 0.03 | 0.21
07h30 | 0.87 | 2.59 | 07h30 | 0.87 | 2.6 | 07h30 | 0.86 | 2.59 | 07h30 | 0.75 | 2.25 | 07h30 | 0.76 | 2.3 | 07h30 | 0.74 | 2.23 | 07h30 | 0.7 | 2.39 | 07h30 | 0.72 | 2.42 | 07h30 | 0.69 | 2.38 | 07h30 | 0.34 | 1.62 | 07h30 | 0.39 | 1.69 | 07h30 0.34 1.60 | 0.33 | 1.14 | 07h30 | 0.71 | 2.46 | 07h30 | 0.73 | 2.48 | 07h30 | 0.7 | 2.44 | 07h30 | 0.3 | 1 | 07h30 | 0.29 | 0.86 | 07h30 | 0.3 | 1.01 | 07h30 | 0.3 | 1.03 | 07h30 | 0.3 | 0.87 | 07h30 | 0.3 | 1.03 | 07h30 | 0.25 | 0.99 | 07h30 | 0.28 | 1.01 | 07h30 | 0.24 | 0.98 | 07h30 | 0.21 | 0.91 | 07h30 | 0.23 | 0.96 | 07h30 | 0.22 | 0.92 | 07h30 | 0.28 | 0.99 | 07h30 | 0.27 | 0.96 | 07h30 | 0.27 | 1.02
08h30 | 0.96 | 3.04 | 08h30 | 0.97 | 3.05 | 08h30 | 0.96 | 3.04 | 08h30 | 0.85 | 2.68 | 08h30 | 0.86 | 2.72 | 08h30 | 0.84 | 2.66 | 08h30 | 0.81 | 2.86 | 08h30 | 0.82 | 2.88 | 08h30 | 0.8 | 2.85 | 08h30 | 0.46 | 2.09 | 08h30 | 0.51 | 2.14 | 08h30 0.46 2.08 | 0.4 | 1.58 | 08h30 | 0.69 | 2.9 | 08h30 | 0.7 | 2.92 | 08h30 | 0.68 | 2.89 | 08h30 | 0.4 | 1.45 | 08h30 | 0.4 | 1.38 | 08h30 | 0.39 | 1.46 | 08h30 | 0.39 | 1.45 | 08h30 | 0.4 | 1.36 | 08h30 | 0.38 | 1.44 | 08h30 | 0.3 | 1.38 | 08h30 | 0.35 | 1.42 | 08h30 | 0.29 | 1.36 | 08h30 | 0.21 | 1.22 | 08h30 | 0.26 | 1.31 | 08h30 | 0.32 | 1.45 | 08h30 | 0.25 | 1.45 | 08h30 | 0.25 | 1.45 | 08h30 | 0.25 | 1.46
09h30 | 0.31 | 0.98 | 09h30 | 0.37 | 1.24 | 09h30 | 0.87 | 2.74 | 09h30 | 0.29 | 0.86 | 09h30 | 0.32 | 1.07 | 09h30 | 0.8 | 2.44 | 09h30 | 0.3 | 0.99 | 09h30 | 0.3 | 1.11 | 09h30 | 0.76 | 2.58 | 09h30 | 0.2 | 0.8 | 09h30 | 0.19 | 0.83 | 09h30 0.57 2.06 | 0.42 | 1.73 | 09h30 | 0.16 | 0.93 | 09h30 | 0.2 | 1.18 | 09h30 | 0.5 | 2.64 | 09h30 | 0.13 | 0.61 | 09h30 | 0.16 | 0.67 | 09h30 | 0.47 | 1.69 | 09h30 | 0.11 | 0.56 | 09h30 | 0.15 | 0.63 | 09h30 | 0.44 | 1.6 | 09h30 | 0.05 | 0.42 | 09h30 | 0.07 | 0.51 | 09h30 | 0.34 | 1.41 | 09h30 | 0.01 | 0.3 | 09h30 | 0.03 | 0.36 | 09h30 | 0.48 | 1.81 | 09h30 | 0.01 | 0.62 | 09h30 | 0.04 | 0.65 | 09h30 | 0.18 | 1.7
10h30 | 0 | 0 | 10h30 | 0 | 0 | 10h30 | 0.67 | 2.13 | 10h30 | 0 | 0 | 10h30 | 0 | 0 | 10h30 | 0.65 | 1.92 | 10h30 | 0 | 0 | 10h30 | 0 | 0 | 10h30 | 0.59 | 1.99 | 10h30 | 0 | 0 | 10h30 | 0 | 0 | 10h30 0.44 1.62 | 0.36 | 1.35 | 10h30 | 0 | 0 | 10h30 | 0 | 0 | 10h30 | 0.34 | 2.09 | 10h30 | 0 | 0 | 10h30 | 0 | 0 | 10h30 | 0.41 | 1.35 | 10h30 | 0 | 0 | 10h30 | 0 | 0 | 10h30 | 0.39 | 1.27 | 10h30 | 0 | 0 | 10h30 | 0 | 0 | 10h30 | 0.32 | 1.16 | 10h30 | 0 | 0 | 10h30 | 0 | 0 | 10h30 | 0.5 | 1.7 | 10h30 | 0 | 0 | 10h30 | 0 | 0 | 10h30 | 0.18 | 1.33
11h30 | 0 | 0 | 11h30 | 0 | 0 | 11h30 | 0.45 | 1.56 | 11h30 | 0 | 0 | 11h30 | 0 | 0 | 11h30 | 0.47 | 1.43 | 11h30 | 0 | 0 | 11h30 | 0 | 0 | 11h30 | 0.4 | 1.43 | 11h30 | 0 | 0 | 11h30 | 0 | 0 | 11h30 0.28 1.18 | 0.23 | 0.93 | 11h30 | 0 | 0 | 11h30 | 0 | 0 | 11h30 | 0.21 | 1.57 | 11h30 | 0 | 0 | 11h30 | 0 | 0 | 11h30 | 0.27 | 0.95 | 11h30 | 0 | 0 | 11h30 | 0 | 0 | 11h30 | 0.25 | 0.88 | 11h30 | 0 | 0 | 11h30 | 0 | 0 | 11h30 | 0.2 | 0.8 | 11h30 | 0 | 0 | 11h30 | 0 | 0 | 11h30 | 0.38 | 1.38 | 11h30 | 0 | 0 | 11h30 | 0 | 0 | 11h30 | 0.04 | 0.91
12h30 | 0 | 0 | 12h30 | 0 | 0 | 12h30 | 0.34 | 1.23 | 12h30 | 0 | 0 | 12h30 | 0 | 0 | 12h30 | 0.36 | 1.13 | 12h30 | 0 | 0 | 12h30 | 0 | 0 | 12h30 | 0.29 | 1.08 | 12h30 | 0 | 0 | 12h30 | 0 | 0 | 12h30 0.22 0.89 | 0.2 | 0.7 | 12h30 | 0 | 0 | 12h30 | 0 | 0 | 12h30 | 0.21 | 1.24 | 12h30 | 0 | 0 | 12h30 | 0 | 0 | 12h30 | 0.21 | 0.7 | 12h30 | 0 | 0 | 12h30 | 0 | 0 | 12h30 | 0.21 | 0.67 | 12h30 | 0 | 0 | 12h30 | 0 | 0 | 12h30 | 0.18 | 0.66 | 12h30 | 0 | 0 | 12h30 | 0 | 0 | 12h30 | 0.31 | 1.18 | 12h30 | 0 | 0 | 12h30 | 0 | 0 | 12h30 | 0.04 | 0.68
13h30 | 0.24 | 0.76 | 13h30 | 0 | 0 | 13h30 | 0.26 | 0.96 | 13h30 | 0.25 | 0.73 | 13h30 | 0 | 0 | 13h30 | 0.28 | 0.93 | 13h30 | 0.2 | 0.71 | 13h30 | 0 | 0 | 13h30 | 0.2 | 0.82 | 13h30 | 0.15 | 0.6 | 13h30 | 0 | 0 | 13h30 0.14 0.67 | 0.11 | 0.5 | 13h30 | 0.11 | 0.79 | 13h30 | 0 | 0 | 13h30 | 0.12 | 1.01 | 13h30 | 0.14 | 0.5 | 13h30 | 0 | 0 | 13h30 | 0.13 | 0.52 | 13h30 | 0.13 | 0.45 | 13h30 | 0 | 0 | 13h30 | 0.13 | 0.48 | 13h30 | 0.11 | 0.44 | 13h30 | 0 | 0 | 13h30 | 0.09 | 0.44 | 13h30 | 0.07 | 0.37 | 13h30 | 0 | 0 | 13h30 | 0.27 | 1.07 | 13h30 | 0 | 0.48 | 13h30 | 0 | 0 | 13h30 | 0 | 0.49
14h30 | 0.36 | 1.09 | 14h30 | 0 | 0 | 14h30 | 0.26 | 0.96 | 14h30 | 0.39 | 1.11 | 14h30 | 0 | 0 | 14h30 | 0.25 | 0.91 | 14h30 | 0.32 | 1.04 | 14h30 | 0 | 0 | 14h30 | 0.19 | 0.78 | 14h30 | 0.23 | 0.91 | 14h30 | 0 | 0 | 14h30 0.14 0.59 | 0.11 | 0.5 | 14h30 | 0.13 | 1.16 | 14h30 | 0 | 0 | 14h30 | 0.12 | 0.99 | 14h30 | 0.21 | 0.77 | 14h30 | 0 | 0 | 14h30 | 0.13 | 0.52 | 14h30 | 0.19 | 0.68 | 14h30 | 0 | 0 | 14h30 | 0.13 | 0.48 | 14h30 | 0.15 | 0.64 | 14h30 | 0 | 0 | 14h30 | 0.09 | 0.44 | 14h30 | 0.09 | 0.51 | 14h30 | 0 | 0 | 14h30 | 0.23 | 0.96 | 14h30 | 0 | 0.7 | 14h30 | 0 | 0 | 14h30 | 0 | 0.49
15h30 | 0.34 | 1.05 | 15h30 | 0 | 0 | 15h30 | 0.22 | 0.81 | 15h30 | 0.39 | 1.17 | 15h30 | 0 | 0 | 15h30 | 0.24 | 0.86 | 15h30 | 0.33 | 1.02 | 15h30 | 0 | 0 | 15h30 | 0.16 | 0.64 | 15h30 | 0.23 | 0.91 | 15h30 | 0 | 0 | 15h30 0.10 0.48 | 0.06 | 0.39 | 15h30 | 0.16 | 1.13 | 15h30 | 0 | 0 | 15h30 | 0.1 | 0.87 | 15h30 | 0.21 | 0.81 | 15h30 | 0 | 0 | 15h30 | 0.09 | 0.43 | 15h30 | 0.19 | 0.74 | 15h30 | 0 | 0 | 15h30 | 0.08 | 0.39 | 15h30 | 0.13 | 0.64 | 15h30 | 0 | 0 | 15h30 | 0.04 | 0.32 | 15h30 | 0.08 | 0.52 | 15h30 | 0 | 0 | 15h30 | 0.21 | 0.92 | 15h30 | 0 | 0.71 | 15h30 | 0 | 0 | 15h30 | 0 | 0.38
16h30 | 0.3 | 0.95 | 16h30 | 0 | 0 | 16h30 | 0.23 | 0.81 | 16h30 | 0.34 | 1.13 | 16h30 | 0 | 0 | 16h30 | 0.26 | 0.94 | 16h30 | 0.27 | 0.85 | 16h30 | 0 | 0 | 16h30 | 0.17 | 0.64 | 16h30 | 0.19 | 0.7 | 16h30 | 0 | 0 | 16h30 0.10 0.48 | 0.06 | 0.39 | 16h30 | 0.21 | 1.03 | 16h30 | 0 | 0 | 16h30 | 0.14 | 0.87 | 16h30 | 0.17 | 0.72 | 16h30 | 0 | 0 | 16h30 | 0.09 | 0.43 | 16h30 | 0.17 | 0.68 | 16h30 | 0 | 0 | 16h30 | 0.08 | 0.39 | 16h30 | 0.12 | 0.59 | 16h30 | 0 | 0 | 16h30 | 0.04 | 0.32 | 16h30 | 0.08 | 0.48 | 16h30 | 0 | 0 | 16h30 | 0.23 | 0.99 | 16h30 | 0 | 0.64 | 16h30 | 0 | 0 | 16h30 | 0 | 0.38
17h30 | 0.35 | 1.1 | 17h30 | 0 | 0 | 17h30 | 0.31 | 1.02 | 17h30 | 0.39 | 1.32 | 17h30 | 0 | 0 | 17h30 | 0.35 | 1.19 | 17h30 | 0.3 | 0.93 | 17h30 | 0 | 0 | 17h30 | 0.24 | 0.81 | 17h30 | 0.2 | 0.71 | 17h30 | 0 | 0 | 17h30 0.14 0.58 | 0.1 | 0.51 | 17h30 | 0.33 | 1.17 | 17h30 | 0 | 0 | 17h30 | 0.27 | 1.07 | 17h30 | 0.19 | 0.77 | 17h30 | 0 | 0 | 17h30 | 0.12 | 0.55 | 17h30 | 0.19 | 0.75 | 17h30 | 0 | 0 | 17h30 | 0.12 | 0.53 | 17h30 | 0.14 | 0.65 | 17h30 | 0 | 0 | 17h30 | 0.08 | 0.43 | 17h30 | 0.11 | 0.55 | 17h30 | 0 | 0 | 17h30 | 0.28 | 1.15 | 17h30 | 0.06 | 0.71 | 17h30 | 0 | 0 | 17h30 | 0.02 | 0.51
18h30 | 0.46 | 1.39 | 18h30 | 0.35 | 1.01 | 18h30 | 0.44 | 1.34 | 18h30 | 0.5 | 1.6 | 18h30 | 0.36 | 1.09 | 18h30 | 0.47 | 1.52 | 18h30 | 0.39 | 1.17 | 18h30 | 0.35 | 1.04 | 18h30 | 0.35 | 1.09 | 18h30 | 0.26 | 0.83 | 18h30 | 0.26 | 0.8 | 18h30 0.21 0.74 | 0.16 | 0.67 | 18h30 | 0.47 | 1.44 | 18h30 | 0.32 | 1.03 | 18h30 | 0.44 | 1.37 | 18h30 | 0.24 | 0.9 | 18h30 | 0.23 | 0.78 | 18h30 | 0.18 | 0.73 | 18h30 | 0.25 | 0.89 | 18h30 | 0.23 | 0.78 | 18h30 | 0.19 | 0.72 | 18h30 | 0.19 | 0.77 | 18h30 | 0.19 | 0.71 | 18h30 | 0.13 | 0.59 | 18h30 | 0.15 | 0.67 | 18h30 | 0.16 | 0.64 | 18h30 | 0.35 | 1.3 | 18h30 | 0.13 | 0.85 | 18h30 | 0.15 | 0.74 | 18h30 | 0.1 | 0.7
19h30 | 0.37 | 1.4 | 19h30 | 0.49 | 1.61 | 19h30 | 0.36 | 1.37 | 19h30 | 0.39 | 1.56 | 19h30 | 0.53 | 1.8 | 19h30 | 0.37 | 1.5 | 19h30 | 0.27 | 1.14 | 19h30 | 0.45 | 1.55 | 19h30 | 0.25 | 1.09 | 19h30 | 0.11 | 0.7 | 19h30 | 0.27 | 1.08 | 19h30 0.08 0.63 | 0.06 | 0.54 | 19h30 | 0.38 | 1.41 | 19h30 | 0.46 | 1.63 | 19h30 | 0.36 | 1.37 | 19h30 | 0.09 | 0.73 | 19h30 | 0.23 | 1.08 | 19h30 | 0.06 | 0.6 | 19h30 | 0.1 | 0.73 | 19h30 | 0.23 | 1.07 | 19h30 | 0.07 | 0.61 | 19h30 | 0.08 | 0.59 | 19h30 | 0.19 | 0.92 | 19h30 | 0.05 | 0.46 | 19h30 | 0.06 | 0.5 | 19h30 | 0.16 | 0.78 | 19h30 | 0.22 | 1.17 | 19h30 | 0.08 | 0.7 | 19h30 | 0.15 | 0.99 | 19h30 | 0.08 | 0.59
20h30 | 0.24 | 1.35 | 20h30 | 0.4 | 1.7 | 20h30 | 0.23 | 1.34 | 20h30 | 0.24 | 1.42 | 20h30 | 0.45 | 1.92 | 20h30 | 0.23 | 1.37 | 20h30 | 0.12 | 1.07 | 20h30 | 0.31 | 1.47 | 20h30 | 0.13 | 1.04 | 20h30 | 0.02 | 0.55 | 20h30 | 0.1 | 0.93 | 20h30 0.01 0.50 | 0 | 0.38 | 20h30 | 0.23 | 1.32 | 20h30 | 0.39 | 1.69 | 20h30 | 0.22 | 1.29 | 20h30 | 0.01 | 0.51 | 20h30 | 0.08 | 0.98 | 20h30 | 0 | 0.42 | 20h30 | 0.01 | 0.53 | 20h30 | 0.08 | 0.97 | 20h30 | 0 | 0.44 | 20h30 | 0 | 0.38 | 20h30 | 0.01 | 0.78 | 20h30 | 0 | 0.3 | 20h30 | 0 | 0.28 | 20h30 | 0 | 0.6 | 20h30 | 0.12 | 0.99 | 20h30 | 0 | 0.5 | 20h30 | 0 | 0.88 | 20h30 | 0 | 0.42
21h30 | 0.28 | 1.54 | 21h30 | 0.34 | 1.66 | 21h30 | 0.28 | 1.53 | 21h30 | 0.26 | 1.52 | 21h30 | 0.35 | 1.72 | 21h30 | 0.25 | 1.48 | 21h30 | 0.15 | 1.24 | 21h30 | 0.23 | 1.41 | 21h30 | 0.15 | 1.22 | 21h30 | 0 | 0.68 | 21h30 | 0.09 | 0.86 | 21h30 0.00 0.64 | 0 | 0.46 | 21h30 | 0.25 | 1.48 | 21h30 | 0.32 | 1.62 | 21h30 | 0.24 | 1.46 | 21h30 | 0 | 0.56 | 21h30 | 0.08 | 0.85 | 21h30 | 0 | 0.5 | 21h30 | 0 | 0.59 | 21h30 | 0.08 | 0.86 | 21h30 | 0 | 0.52 | 21h30 | 0 | 0.43 | 21h30 | 0.01 | 0.68 | 21h30 | 0 | 0.36 | 21h30 | 0 | 0.33 | 21h30 | 0 | 0.54 | 21h30 | 0.08 | 1.03 | 21h30 | 0 | 0.57 | 21h30 | 0 | 0.8 | 21h30 | 0 | 0.5
22h30 | 0.32 | 1.68 | 22h30 | 0.34 | 1.72 | 22h30 | 0.31 | 1.67 | 22h30 | 0.28 | 1.58 | 22h30 | 0.32 | 1.68 | 22h30 | 0.27 | 1.55 | 22h30 | 0.16 | 1.36 | 22h30 | 0.21 | 1.44 | 22h30 | 0.15 | 1.34 | 22h30 | 0 | 0.78 | 22h30 | 0.04 | 0.87 | 22h30 0.00 0.75 | 0 | 0.51 | 22h30 | 0.27 | 1.6 | 22h30 | 0.3 | 1.66 | 22h30 | 0.26 | 1.58 | 22h30 | 0 | 0.6 | 22h30 | 0.02 | 0.78 | 22h30 | 0 | 0.55 | 22h30 | 0 | 0.62 | 22h30 | 0.02 | 0.8 | 22h30 | 0 | 0.57 | 22h30 | 0 | 0.45 | 22h30 | 0 | 0.63 | 22h30 | 0 | 0.39 | 22h30 | 0 | 0.35 | 22h30 | 0 | 0.5 | 22h30 | 0.08 | 1.11 | 22h30 | 0 | 0.6 | 22h30 | 0 | 0.75 | 22h30 | 0 | 0.55
23h30 | 0.35 | 1.78 | 23h30 | 0.36 | 1.8 | 23h30 | 0.34 | 1.77 | 23h30 | 0.29 | 1.62 | 23h30 | 0.32 | 1.69 | 23h30 | 0.28 | 1.59 | 23h30 | 0.18 | 1.45 | 23h30 | 0.2 | 1.49 | 23h30 | 0.16 | 1.43 | 23h30 | 0 | 0.86 | 23h30 | 0.04 | 0.92 | 23h30 0.00 0.83 | 0 | 0.55 | 23h30 | 0.28 | 1.68 | 23h30 | 0.3 | 1.71 | 23h30 | 0.27 | 1.66 | 23h30 | 0 | 0.62 | 23h30 | 0.02 | 0.74 | 23h30 | 0 | 0.58 | 23h30 | 0 | 0.64 | 23h30 | 0.02 | 0.76 | 23h30 | 0 | 0.6 | 23h30 | 0 | 0.47 | 23h30 | 0 | 0.6 | 23h30 | 0 | 0.42 | 23h30 | 0 | 0.37 | 23h30 | 0 | 0.48 | 23h30 | 0.09 | 1.21 | 23h30 | 0 | 0.63 | 23h30 | 0 | 0.73 | 23h30 | 0 | 0.59
00h30 | 0.25 | 1.17 | 00h30 | 0.1 | 0.66 | 00h30 | 0.3 | 1.35 | 00h30 | 0.23 | 1.07 | 00h30 | 0.07 | 0.53 | 00h30 | 0.26 | 1.24 | 00h30 | 0.16 | 1.01 | 00h30 | 0.02 | 0.5 | 00h30 | 0.16 | 1.08 | 00h30 | 0 | 0.68 | 00h30 | 0 | 0.25 | 00h30 0.00 0.69 | 0 | 0.5 | 00h30 | 0.2 | 1.12 | 00h30 | 0.07 | 0.59 | 00h30 | 0.19 | 1.31 | 00h30 | 0 | 0.5 | 00h30 | 0 | 0.12 | 00h30 | 0 | 0.53 | 00h30 | 0 | 0.5 | 00h30 | 0 | 0.14 | 00h30 | 0 | 0.52 | 00h30 | 0 | 0.4 | 00h30 | 0 | 0.09 | 00h30 | 0 | 0.39 | 00h30 | 0 | 0.33 | 00h30 | 0 | 0.05 | 00h30 | 0.09 | 0.96 | 00h30 | 0 | 0.5 | 00h30 | 0 | 0.14 | 00h30 | 0 | 0.52
01h30 | 0.13 | 0.52 | 01h30 | 0.03 | 0.21 | 01h30 | 0.15 | 0.6 | 01h30 | 0.09 | 0.38 | 01h30 | 0 | 0.1 | 01h30 | 0.1 | 0.44 | 01h30 | 0.03 | 0.34 | 01h30 | 0 | 0.04 | 01h30 | 0.04 | 0.36 | 01h30 | 0 | 0.02 | 01h30 | 0 | 0 | 01h30 0.00 0.01 | 0 | 0 | 01h30 | 0.08 | 0.46 | 01h30 | 0 | 0.16 | 01h30 | 0.07 | 0.53 | 01h30 | 0 | 0 | 01h30 | 0 | 0 | 01h30 | 0 | 0 | 01h30 | 0 | 0 | 01h30 | 0 | 0 | 01h30 | 0 | 0 | 01h30 | 0 | 0 | 01h30 | 0 | 0 | 01h30 | 0 | 0 | 01h30 | 0 | 0 | 01h30 | 0 | 0 | 01h30 | 0 | 0.31 | 01h30 | 0 | 0 | 01h30 | 0 | 0 | 01h30 | 0 | 0
02h30 | 0.13 | 0.52 | 02h30 | 0.12 | 0.46 | 02h30 | 0.15 | 0.6 | 02h30 | 0.09 | 0.38 | 02h30 | 0.07 | 0.3 | 02h30 | 0.1 | 0.44 | 02h30 | 0.03 | 0.34 | 02h30 | 0.01 | 0.23 | 02h30 | 0.04 | 0.36 | 02h30 | 0 | 0.02 | 02h30 | 0 | 0 | 02h30 0.00 0.01 | 0 | 0 | 02h30 | 0.08 | 0.46 | 02h30 | 0.06 | 0.38 | 02h30 | 0.07 | 0.53 | 02h30 | 0 | 0 | 02h30 | 0 | 0 | 02h30 | 0 | 0 | 02h30 | 0 | 0 | 02h30 | 0 | 0 | 02h30 | 0 | 0 | 02h30 | 0 | 0 | 02h30 | 0 | 0 | 02h30 | 0 | 0 | 02h30 | 0 | 0 | 02h30 | 0 | 0 | 02h30 | 0 | 0.31 | 02h30 | 0 | 0 | 02h30 | 0 | 0 | 02h30 | 0 | 0
03h30 | 0.18 | 0.58 | 03h30 | 0.2 | 0.62 | 03h30 | 0.19 | 0.6 | 03h30 | 0.11 | 0.37 | 03h30 | 0.13 | 0.4 | 03h30 | 0.12 | 0.39 | 03h30 | 0.05 | 0.37 | 03h30 | 0.06 | 0.41 | 03h30 | 0.04 | 0.38 | 03h30 | 0 | 0 | 03h30 | 0 | 0 | 03h30 0.00 0.00 | 0 | 0 | 03h30 | 0.1 | 0.47 | 03h30 | 0.12 | 0.51 | 03h30 | 0.09 | 0.49 | 03h30 | 0 | 0 | 03h30 | 0 | 0 | 03h30 | 0 | 0 | 03h30 | 0 | 0 | 03h30 | 0 | 0 | 03h30 | 0 | 0 | 03h30 | 0 | 0 | 03h30 | 0 | 0 | 03h30 | 0 | 0 | 03h30 | 0 | 0 | 03h30 | 0 | 0 | 03h30 | 0.03 | 0.37 | 03h30 | 0 | 0 | 03h30 | 0 | 0 | 03h30 | 0 | 0
04h30 | 0.22 | 0.6 | 04h30 | 0.24 | 0.65 | 04h30 | 0.21 | 0.6 | 04h30 | 0.12 | 0.37 | 04h30 | 0.15 | 0.41 | 04h30 | 0.12 | 0.39 | 04h30 | 0.07 | 0.41 | 04h30 | 0.1 | 0.46 | 04h30 | 0.07 | 0.4 | 04h30 | 0 | 0.02 | 04h30 | 0 | 0.06 | 04h30 0.00 0.00 | 0 | 0 | 04h30 | 0.13 | 0.48 | 04h30 | 0.15 | 0.53 | 04h30 | 0.12 | 0.49 | 04h30 | 0 | 0 | 04h30 | 0 | 0 | 04h30 | 0 | 0 | 04h30 | 0 | 0 | 04h30 | 0 | 0 | 04h30 | 0 | 0 | 04h30 | 0 | 0 | 04h30 | 0 | 0 | 04h30 | 0 | 0 | 04h30 | 0 | 0 | 04h30 | 0 | 0 | 04h30 | 0.09 | 0.5 | 04h30 | 0 | 0 | 04h30 | 0 | 0 | 04h30 | 0 | 0
05h30 | 0.24 | 0.62 | 05h30 | 0.26 | 0.66 | 05h30 | 0.23 | 0.61 | 05h30 | 0.14 | 0.37 | 05h30 | 0.17 | 0.42 | 05h30 | 0.13 | 0.37 | 05h30 | 0.1 | 0.44 | 05h30 | 0.13 | 0.5 | 05h30 | 0.09 | 0.43 | 05h30 | 0 | 0.09 | 05h30 | 0 | 0.13 | 05h30 0.00 0.07 | 0 | 0 | 05h30 | 0.15 | 0.5 | 05h30 | 0.17 | 0.55 | 05h30 | 0.14 | 0.49 | 05h30 | 0 | 0 | 05h30 | 0 | 0 | 05h30 | 0 | 0 | 05h30 | 0 | 0 | 05h30 | 0 | 0 | 05h30 | 0 | 0 | 05h30 | 0 | 0 | 05h30 | 0 | 0 | 05h30 | 0 | 0 | 05h30 | 0 | 0 | 05h30 | 0 | 0 | 05h30 | 0.15 | 0.59 | 05h30 | 0 | 0 | 05h30 | 0 | 0 | 05h30 | 0 | 0
06h30 | 0.25 | 0.64 | 06h30 | 0.26 | 0.66 | 06h30 | 0.25 | 0.63 | 06h30 | 0.16 | 0.39 | 06h30 | 0.18 | 0.43 | 06h30 | 0.15 | 0.37 | 06h30 | 0.13 | 0.48 | 06h30 | 0.15 | 0.51 | 06h30 | 0.12 | 0.47 | 06h30 | 0 | 0.16 | 06h30 | 0.01 | 0.19 | 06h30 0.00 0.15 | 0 | 0 | 06h30 | 0.16 | 0.53 | 06h30 | 0.18 | 0.56 | 06h30 | 0.15 | 0.52 | 06h30 | 0 | 0 | 06h30 | 0 | 0 | 06h30 | 0 | 0 | 06h30 | 0 | 0 | 06h30 | 0 | 0 | 06h30 | 0 | 0 | 06h30 | 0 | 0 | 06h30 | 0 | 0 | 06h30 | 0 | 0 | 06h30 | 0 | 0 | 06h30 | 0 | 0 | 06h30 | 0.19 | 0.64 | 06h30 | 0 | 0 | 06h30 | 0 | 0 | 06h30 | 0 | 0
07h30 | 0.56 | 1.67 | 07h30 | 0.57 | 1.68 | 07h30 | 0.56 | 1.66 | 07h30 | 0.44 | 1.35 | 07h30 | 0.46 | 1.4 | 07h30 | 0.43 | 1.31 | 07h30 | 0.4 | 1.48 | 07h30 | 0.42 | 1.5 | 07h30 | 0.39 | 1.47 | 07h30 | 0.2 | 1.06 | 07h30 | 0.2 | 1.1 | 07h30 0.20 1.04 | 0.16 | 0.69 | 07h30 | 0.44 | 1.54 | 07h30 | 0.46 | 1.56 | 07h30 | 0.43 | 1.52 | 07h30 | 0.15 | 0.55 | 07h30 | 0.15 | 0.49 | 07h30 | 0.15 | 0.56 | 07h30 | 0.15 | 0.56 | 07h30 | 0.16 | 0.52 | 07h30 | 0.15 | 0.56 | 07h30 | 0.11 | 0.53 | 07h30 | 0.12 | 0.54 | 07h30 | 0.11 | 0.52 | 07h30 | 0.08 | 0.47 | 07h30 | 0.09 | 0.49 | 07h30 | 0.35 | 1.52 | 07h30 | 0.15 | 0.57 | 07h30 | 0.15 | 0.52 | 07h30 | 0.15 | 0.57
08h30 | 0.7 | 2.19 | 08h30 | 0.71 | 2.2 | 08h30 | 0.7 | 2.19 | 08h30 | 0.58 | 1.87 | 08h30 | 0.6 | 1.92 | 08h30 | 0.57 | 1.84 | 08h30 | 0.53 | 1.98 | 08h30 | 0.55 | 2 | 08h30 | 0.53 | 1.98 | 08h30 | 0.34 | 1.57 | 08h30 | 0.35 | 1.61 | 08h30 0.33 1.55 | 0.22 | 1.12 | 08h30 | 0.58 | 2.07 | 08h30 | 0.59 | 2.08 | 08h30 | 0.57 | 2.05 | 08h30 | 0.25 | 1 | 08h30 | 0.27 | 1 | 08h30 | 0.24 | 1 | 08h30 | 0.24 | 0.98 | 08h30 | 0.26 | 0.99 | 08h30 | 0.23 | 0.96 | 08h30 | 0.15 | 0.86 | 08h30 | 0.17 | 0.91 | 08h30 | 0.14 | 0.84 | 08h30 | 0.08 | 0.7 | 08h30 | 0.1 | 0.76 | 08h30 | 0.53 | 2.17 | 08h30 | 0.24 | 1.02 | 08h30 | 0.25 | 1.02 | 08h30 | 0.23 | 1.01
09h30 | 0.19 | 0.56 | 09h30 | 0.27 | 0.8 | 09h30 | 0.79 | 2.33 | 09h30 | 0.17 | 0.54 | 09h30 | 0.24 | 0.75 | 09h30 | 0.7 | 2.09 | 09h30 | 0.19 | 0.59 | 09h30 | 0.2 | 0.76 | 09h30 | 0.65 | 2.12 | 09h30 | 0.14 | 0.6 | 09h30 | 0.16 | 0.63 | 09h30 0.52 1.83 | 0.39 | 1.48 | 09h30 | 0.18 | 0.56 | 09h30 | 0.23 | 0.78 | 09h30 | 0.7 | 2.24 | 09h30 | 0.1 | 0.45 | 09h30 | 0.11 | 0.51 | 09h30 | 0.45 | 1.5 | 09h30 | 0.09 | 0.42 | 09h30 | 0.1 | 0.47 | 09h30 | 0.43 | 1.43 | 09h30 | 0.03 | 0.33 | 09h30 | 0.05 | 0.37 | 09h30 | 0.32 | 1.24 | 09h30 | 0 | 0.23 | 09h30 | 0 | 0.26 | 09h30 | 0.83 | 2.62 | 09h30 | 0.09 | 0.45 | 09h30 | 0.09 | 0.5 | 09h30 | 0.43 | 1.51
10h30 | 0 | 0 | 10h30 | 0 | 0 | 10h30 | 0.78 | 2.21 | 10h30 | 0 | 0 | 10h30 | 0 | 0 | 10h30 | 0.7 | 1.98 | 10h30 | 0 | 0 | 10h30 | 0 | 0 | 10h30 | 0.63 | 1.95 | 10h30 | 0 | 0 | 10h30 | 0 | 0 | 10h30 0.49 1.66 | 0.43 | 1.4 | 10h30 | 0 | 0 | 10h30 | 0 | 0 | 10h30 | 0.7 | 2.13 | 10h30 | 0 | 0 | 10h30 | 0 | 0 | 10h30 | 0.49 | 1.43 | 10h30 | 0 | 0 | 10h30 | 0 | 0 | 10h30 | 0.46 | 1.37 | 10h30 | 0 | 0 | 10h30 | 0 | 0 | 10h30 | 0.39 | 1.24 | 10h30 | 0 | 0 | 10h30 | 0 | 0 | 10h30 | 0.8 | 2.47 | 10h30 | 0 | 0 | 10h30 | 0 | 0 | 10h30 | 0.46 | 1.44
11h30 | 0 | 0 | 11h30 | 0 | 0 | 11h30 | 0.71 | 2.02 | 11h30 | 0 | 0 | 11h30 | 0 | 0 | 11h30 | 0.63 | 1.8 | 11h30 | 0 | 0 | 11h30 | 0 | 0 | 11h30 | 0.54 | 1.73 | 11h30 | 0 | 0 | 11h30 | 0 | 0 | 11h30 0.41 1.43 | 0.36 | 1.19 | 11h30 | 0 | 0 | 11h30 | 0 | 0 | 11h30 | 0.62 | 1.94 | 11h30 | 0 | 0 | 11h30 | 0 | 0 | 11h30 | 0.41 | 1.23 | 11h30 | 0 | 0 | 11h30 | 0 | 0 | 11h30 | 0.39 | 1.17 | 11h30 | 0 | 0 | 11h30 | 0 | 0 | 11h30 | 0.33 | 1.06 | 11h30 | 0 | 0 | 11h30 | 0 | 0 | 11h30 | 0.68 | 2.14 | 11h30 | 0 | 0 | 11h30 | 0 | 0 | 11h30 | 0.39 | 1.23
12h30 | 0 | 0 | 12h30 | 0 | 0 | 12h30 | 0.67 | 1.92 | 12h30 | 0 | 0 | 12h30 | 0 | 0 | 12h30 | 0.6 | 1.72 | 12h30 | 0 | 0 | 12h30 | 0 | 0 | 12h30 | 0.5 | 1.62 | 12h30 | 0 | 0 | 12h30 | 0 | 0 | 12h30 0.37 1.31 | 0.32 | 1.07 | 12h30 | 0 | 0 | 12h30 | 0 | 0 | 12h30 | 0.6 | 1.86 | 12h30 | 0 | 0 | 12h30 | 0 | 0 | 12h30 | 0.37 | 1.1 | 12h30 | 0 | 0 | 12h30 | 0 | 0 | 12h30 | 0.35 | 1.05 | 12h30 | 0 | 0 | 12h30 | 0 | 0 | 12h30 | 0.29 | 0.95 | 12h30 | 0 | 0 | 12h30 | 0 | 0 | 12h30 | 0.58 | 1.89 | 12h30 | 0 | 0 | 12h30 | 0 | 0 | 12h30 | 0.35 | 1.1
13h30 | 0.49 | 1.29 | 13h30 | 0 | 0 | 13h30 | 0.64 | 1.84 | 13h30 | 0.42 | 1.16 | 13h30 | 0 | 0 | 13h30 | 0.57 | 1.65 | 13h30 | 0.36 | 1.22 | 13h30 | 0 | 0 | 13h30 | 0.48 | 1.54 | 13h30 | 0.31 | 1.02 | 13h30 | 0 | 0 | 13h30 0.34 1.22 | 0.29 | 0.98 | 13h30 | 0.42 | 1.24 | 13h30 | 0 | 0 | 13h30 | 0.57 | 1.78 | 13h30 | 0.23 | 0.8 | 13h30 | 0 | 0 | 13h30 | 0.34 | 1.01 | 13h30 | 0.25 | 0.79 | 13h30 | 0 | 0 | 13h30 | 0.32 | 0.96 | 13h30 | 0.23 | 0.74 | 13h30 | 0 | 0 | 13h30 | 0.27 | 0.86 | 13h30 | 0.21 | 0.69 | 13h30 | 0 | 0 | 13h30 | 0.49 | 1.68 | 13h30 | 0.24 | 0.8 | 13h30 | 0 | 0 | 13h30 | 0.32 | 1.01
14h30 | 0.86 | 2.19 | 14h30 | 0 | 0 | 14h30 | 0.61 | 1.75 | 14h30 | 0.76 | 1.97 | 14h30 | 0 | 0 | 14h30 | 0.54 | 1.57 | 14h30 | 0.69 | 2.03 | 14h30 | 0 | 0 | 14h30 | 0.45 | 1.45 | 14h30 | 0.55 | 1.72 | 14h30 | 0 | 0 | 14h30 0.32 1.14 | 0.26 | 0.9 | 14h30 | 0.76 | 2.11 | 14h30 | 0 | 0 | 14h30 | 0.54 | 1.7 | 14h30 | 0.48 | 1.39 | 14h30 | 0 | 0 | 14h30 | 0.31 | 0.93 | 14h30 | 0.46 | 1.33 | 14h30 | 0 | 0 | 14h30 | 0.29 | 0.88 | 14h30 | 0.41 | 1.22 | 14h30 | 0 | 0 | 14h30 | 0.24 | 0.78 | 14h30 | 0.34 | 1.09 | 14h30 | 0 | 0 | 14h30 | 0.41 | 1.5 | 14h30 | 0.46 | 1.38 | 14h30 | 0 | 0 | 14h30 | 0.29 | 0.92
15h30 | 0.88 | 2.3 | 15h30 | 0 | 0 | 15h30 | 0.59 | 1.71 | 15h30 | 0.8 | 2.11 | 15h30 | 0 | 0 | 15h30 | 0.53 | 1.54 | 15h30 | 0.74 | 2.08 | 15h30 | 0 | 0 | 15h30 | 0.43 | 1.42 | 15h30 | 0.57 | 1.78 | 15h30 | 0 | 0 | 15h30 0.30 1.11 | 0.25 | 0.86 | 15h30 | 0.8 | 2.25 | 15h30 | 0 | 0 | 15h30 | 0.53 | 1.67 | 15h30 | 0.58 | 1.56 | 15h30 | 0 | 0 | 15h30 | 0.29 | 0.89 | 15h30 | 0.53 | 1.46 | 15h30 | 0 | 0 | 15h30 | 0.28 | 0.84 | 15h30 | 0.44 | 1.32 | 15h30 | 0 | 0 | 15h30 | 0.22 | 0.75 | 15h30 | 0.36 | 1.14 | 15h30 | 0 | 0 | 15h30 | 0.35 | 1.34 | 15h30 | 0.53 | 1.54 | 15h30 | 0 | 0 | 15h30 | 0.28 | 0.89
16h30 | 0.69 | 1.93 | 16h30 | 0 | 0 | 16h30 | 0.59 | 1.73 | 16h30 | 0.63 | 1.79 | 16h30 | 0 | 0 | 16h30 | 0.53 | 1.56 | 16h30 | 0.57 | 1.69 | 16h30 | 0 | 0 | 16h30 | 0.43 | 1.42 | 16h30 | 0.43 | 1.4 | 16h30 | 0 | 0 | 16h30 0.30 1.11 | 0.24 | 0.86 | 16h30 | 0.64 | 1.89 | 16h30 | 0 | 0 | 16h30 | 0.53 | 1.68 | 16h30 | 0.45 | 1.29 | 16h30 | 0 | 0 | 16h30 | 0.29 | 0.89 | 16h30 | 0.42 | 1.22 | 16h30 | 0 | 0 | 16h30 | 0.27 | 0.85 | 16h30 | 0.35 | 1.11 | 16h30 | 0 | 0 | 16h30 | 0.22 | 0.75 | 16h30 | 0.29 | 0.97 | 16h30 | 0 | 0 | 16h30 | 0.34 | 1.28 | 16h30 | 0.43 | 1.28 | 16h30 | 0 | 0 | 16h30 | 0.27 | 0.9
17h30 | 0.63 | 1.84 | 17h30 | 0 | 0 | 17h30 | 0.6 | 1.77 | 17h30 | 0.58 | 1.71 | 17h30 | 0 | 0 | 17h30 | 0.54 | 1.59 | 17h30 | 0.5 | 1.56 | 17h30 | 0 | 0 | 17h30 | 0.44 | 1.46 | 17h30 | 0.37 | 1.27 | 17h30 | 0 | 0 | 17h30 0.30 1.13 | 0.25 | 0.88 | 17h30 | 0.58 | 1.81 | 17h30 | 0 | 0 | 17h30 | 0.54 | 1.72 | 17h30 | 0.39 | 1.17 | 17h30 | 0 | 0 | 17h30 | 0.29 | 0.92 | 17h30 | 0.37 | 1.11 | 17h30 | 0 | 0 | 17h30 | 0.28 | 0.87 | 17h30 | 0.31 | 1.01 | 17h30 | 0 | 0 | 17h30 | 0.22 | 0.77 | 17h30 | 0.26 | 0.89 | 17h30 | 0 | 0 | 17h30 | 0.38 | 1.4 | 17h30 | 0.38 | 1.17 | 17h30 | 0 | 0 | 17h30 | 0.28 | 0.92
18h30 | 0.63 | 1.87 | 18h30 | 0.49 | 1.34 | 18h30 | 0.62 | 1.83 | 18h30 | 0.58 | 1.73 | 18h30 | 0.44 | 1.21 | 18h30 | 0.55 | 1.65 | 18h30 | 0.49 | 1.56 | 18h30 | 0.43 | 1.24 | 18h30 | 0.45 | 1.51 | 18h30 | 0.36 | 1.26 | 18h30 | 0.34 | 1.07 | 18h30 0.32 1.18 | 0.26 | 0.92 | 18h30 | 0.58 | 1.83 | 18h30 | 0.45 | 1.28 | 18h30 | 0.56 | 1.77 | 18h30 | 0.37 | 1.12 | 18h30 | 0.32 | 0.88 | 18h30 | 0.3 | 0.95 | 18h30 | 0.35 | 1.08 | 18h30 | 0.29 | 0.83 | 18h30 | 0.29 | 0.91 | 18h30 | 0.3 | 0.97 | 18h30 | 0.25 | 0.73 | 18h30 | 0.24 | 0.8 | 18h30 | 0.25 | 0.87 | 18h30 | 0.22 | 0.72 | 18h30 | 0.45 | 1.6 | 18h30 | 0.36 | 1.13 | 18h30 | 0.29 | 0.87 | 18h30 | 0.29 | 0.96
19h30 | 0.46 | 1.66 | 19h30 | 0.72 | 2.13 | 19h30 | 0.45 | 1.64 | 19h30 | 0.4 | 1.51 | 19h30 | 0.65 | 1.95 | 19h30 | 0.38 | 1.44 | 19h30 | 0.3 | 1.34 | 19h30 | 0.61 | 1.97 | 19h30 | 0.28 | 1.31 | 19h30 | 0.17 | 1.02 | 19h30 | 0.46 | 1.68 | 19h30 0.14 0.97 | 0.08 | 0.7 | 19h30 | 0.4 | 1.61 | 19h30 | 0.66 | 2.06 | 19h30 | 0.38 | 1.57 | 19h30 | 0.17 | 0.85 | 19h30 | 0.43 | 1.4 | 19h30 | 0.12 | 0.73 | 19h30 | 0.16 | 0.81 | 19h30 | 0.38 | 1.31 | 19h30 | 0.11 | 0.69 | 19h30 | 0.1 | 0.7 | 19h30 | 0.31 | 1.17 | 19h30 | 0.05 | 0.58 | 19h30 | 0.07 | 0.6 | 19h30 | 0.24 | 1.06 | 19h30 | 0.3 | 1.45 | 19h30 | 0.16 | 0.86 | 19h30 | 0.39 | 1.39 | 19h30 | 0.11 | 0.74
20h30 | 0.27 | 1.48 | 20h30 | 0.58 | 2.11 | 20h30 | 0.33 | 1.46 | 20h30 | 0.23 | 1.31 | 20h30 | 0.52 | 1.98 | 20h30 | 0.26 | 1.25 | 20h30 | 0.17 | 1.15 | 20h30 | 0.46 | 1.94 | 20h30 | 0.17 | 1.12 | 20h30 | 0.08 | 0.8 | 20h30 | 0.31 | 1.62 | 20h30 0.08 0.76 | 0.03 | 0.52 | 20h30 | 0.23 | 1.42 | 20h30 | 0.52 | 2.07 | 20h30 | 0.25 | 1.39 | 20h30 | 0.07 | 0.59 | 20h30 | 0.3 | 1.45 | 20h30 | 0.06 | 0.53 | 20h30 | 0.06 | 0.56 | 20h30 | 0.27 | 1.37 | 20h30 | 0.05 | 0.5 | 20h30 | 0.02 | 0.46 | 20h30 | 0.2 | 1.26 | 20h30 | 0.01 | 0.41 | 20h30 | 0 | 0.39 | 20h30 | 0.11 | 1.04 | 20h30 | 0.17 | 1.23 | 20h30 | 0.06 | 0.6 | 20h30 | 0.28 | 1.44 | 20h30 | 0.05 | 0.53
21h30 | 0.29 | 1.59 | 21h30 | 0.4 | 1.8 | 21h30 | 0.32 | 1.58 | 21h30 | 0.23 | 1.4 | 21h30 | 0.35 | 1.67 | 21h30 | 0.25 | 1.35 | 21h30 | 0.15 | 1.25 | 21h30 | 0.28 | 1.57 | 21h30 | 0.15 | 1.23 | 21h30 | 0.02 | 0.87 | 21h30 | 0.19 | 1.25 | 21h30 0.02 0.84 | 0 | 0.57 | 21h30 | 0.24 | 1.52 | 21h30 | 0.35 | 1.76 | 21h30 | 0.24 | 1.5 | 21h30 | 0.02 | 0.63 | 21h30 | 0.19 | 1.13 | 21h30 | 0 | 0.57 | 21h30 | 0 | 0.6 | 21h30 | 0.18 | 1.08 | 21h30 | 0 | 0.55 | 21h30 | 0 | 0.49 | 21h30 | 0.14 | 0.98 | 21h30 | 0 | 0.44 | 21h30 | 0 | 0.4 | 21h30 | 0.09 | 0.81 | 21h30 | 0.14 | 1.28 | 21h30 | 0.01 | 0.64 | 21h30 | 0.18 | 1.14 | 21h30 | 0 | 0.59
22h30 | 0.32 | 1.7 | 22h30 | 0.36 | 1.78 | 22h30 | 0.32 | 1.7 | 22h30 | 0.25 | 1.5 | 22h30 | 0.3 | 1.64 | 22h30 | 0.25 | 1.45 | 22h30 | 0.15 | 1.36 | 22h30 | 0.21 | 1.49 | 22h30 | 0.15 | 1.34 | 22h30 | 0.02 | 0.93 | 22h30 | 0.09 | 1.13 | 22h30 0.02 0.91 | 0 | 0.6 | 22h30 | 0.25 | 1.63 | 22h30 | 0.31 | 1.73 | 22h30 | 0.24 | 1.61 | 22h30 | 0.02 | 0.66 | 22h30 | 0.1 | 0.98 | 22h30 | 0 | 0.61 | 22h30 | 0 | 0.63 | 22h30 | 0.09 | 0.95 | 22h30 | 0 | 0.58 | 22h30 | 0 | 0.51 | 22h30 | 0.04 | 0.84 | 22h30 | 0 | 0.45 | 22h30 | 0 | 0.41 | 22h30 | 0 | 0.7 | 22h30 | 0.14 | 1.31 | 22h30 | 0.01 | 0.68 | 22h30 | 0.09 | 0.99 | 22h30 | 0 | 0.63
23h30 | 0.35 | 1.8 | 23h30 | 0.37 | 1.84 | 23h30 | 0.35 | 1.79 | 23h30 | 0.27 | 1.57 | 23h30 | 0.31 | 1.67 | 23h30 | 0.26 | 1.53 | 23h30 | 0.16 | 1.45 | 23h30 | 0.21 | 1.52 | 23h30 | 0.15 | 1.43 | 23h30 | 0 | 0.98 | 23h30 | 0.09 | 1.1 | 23h30 0.00 0.96 | 0 | 0.63 | 23h30 | 0.28 | 1.71 | 23h30 | 0.31 | 1.78 | 23h30 | 0.26 | 1.69 | 23h30 | 0 | 0.68 | 23h30 | 0.1 | 0.9 | 23h30 | 0 | 0.64 | 23h30 | 0 | 0.66 | 23h30 | 0.09 | 0.87 | 23h30 | 0 | 0.61 | 23h30 | 0 | 0.52 | 23h30 | 0.04 | 0.76 | 23h30 | 0 | 0.48 | 23h30 | 0 | 0.42 | 23h30 | 0 | 0.64 | 23h30 | 0.12 | 1.32 | 23h30 | 0 | 0.71 | 23h30 | 0.09 | 0.92 | 23h30 | 0 | 0.67
00h30 | 0.32 | 1.32 | 00h30 | 0.06 | 0.68 | 00h30 | 0.35 | 1.53 | 00h30 | 0.26 | 1.17 | 00h30 | 0.04 | 0.51 | 00h30 | 0.26 | 1.28 | 00h30 | 0.16 | 1.11 | 00h30 | 0 | 0.39 | 00h30 | 0.15 | 1.23 | 00h30 | 0 | 0.83 | 00h30 | 0 | 0.2 | 00h30 0.00 0.82 | 0 | 0.6 | 00h30 | 0.26 | 1.27 | 00h30 | 0.04 | 0.62 | 00h30 | 0.26 | 1.42 | 00h30 | 0 | 0.63 | 00h30 | 0 | 0.13 | 00h30 | 0 | 0.61 | 00h30 | 0 | 0.6 | 00h30 | 0 | 0.12 | 00h30 | 0 | 0.58 | 00h30 | 0 | 0.5 | 00h30 | 0 | 0.08 | 00h30 | 0 | 0.46 | 00h30 | 0 | 0.41 | 00h30 | 0 | 0.05 | 00h30 | 0.12 | 1.15 | 00h30 | 0 | 0.64 | 00h30 | 0 | 0.14 | 00h30 | 0 | 0.62
01h30 | 0.18 | 0.65 | 01h30 | 0.03 | 0.28 | 01h30 | 0.19 | 0.74 | 01h30 | 0.12 | 0.47 | 01h30 | 0 | 0.14 | 01h30 | 0.11 | 0.5 | 01h30 | 0.06 | 0.42 | 01h30 | 0 | 0.04 | 01h30 | 0.05 | 0.46 | 01h30 | 0 | 0.12 | 01h30 | 0 | 0 | 01h30 0.00 0.11 | 0 | 0 | 01h30 | 0.12 | 0.58 | 01h30 | 0 | 0.22 | 01h30 | 0.12 | 0.64 | 01h30 | 0 | 0 | 01h30 | 0 | 0 | 01h30 | 0 | 0 | 01h30 | 0 | 0 | 01h30 | 0 | 0 | 01h30 | 0 | 0 | 01h30 | 0 | 0 | 01h30 | 0 | 0 | 01h30 | 0 | 0 | 01h30 | 0 | 0 | 01h30 | 0 | 0 | 01h30 | 0.02 | 0.39 | 01h30 | 0 | 0 | 01h30 | 0 | 0 | 01h30 | 0 | 0
02h30 | 0.18 | 0.65 | 02h30 | 0.18 | 0.63 | 02h30 | 0.19 | 0.74 | 02h30 | 0.12 | 0.47 | 02h30 | 0.12 | 0.46 | 02h30 | 0.11 | 0.5 | 02h30 | 0.06 | 0.42 | 02h30 | 0.07 | 0.43 | 02h30 | 0.05 | 0.46 | 02h30 | 0 | 0.12 | 02h30 | 0 | 0.12 | 02h30 0.00 0.11 | 0 | 0 | 02h30 | 0.12 | 0.58 | 02h30 | 0.13 | 0.56 | 02h30 | 0.12 | 0.64 | 02h30 | 0 | 0 | 02h30 | 0 | 0 | 02h30 | 0 | 0 | 02h30 | 0 | 0 | 02h30 | 0 | 0 | 02h30 | 0 | 0 | 02h30 | 0 | 0 | 02h30 | 0 | 0 | 02h30 | 0 | 0 | 02h30 | 0 | 0 | 02h30 | 0 | 0 | 02h30 | 0.02 | 0.39 | 02h30 | 0 | 0 | 02h30 | 0 | 0 | 02h30 | 0 | 0
03h30 | 0.27 | 0.85 | 03h30 | 0.3 | 0.93 | 03h30 | 0.28 | 0.88 | 03h30 | 0.19 | 0.61 | 03h30 | 0.22 | 0.68 | 03h30 | 0.18 | 0.62 | 03h30 | 0.12 | 0.62 | 03h30 | 0.15 | 0.72 | 03h30 | 0.11 | 0.64 | 03h30 | 0 | 0.23 | 03h30 | 0 | 0.25 | 03h30 0.00 0.22 | 0 | 0 | 03h30 | 0.19 | 0.75 | 03h30 | 0.22 | 0.83 | 03h30 | 0.19 | 0.77 | 03h30 | 0 | 0 | 03h30 | 0 | 0 | 03h30 | 0 | 0 | 03h30 | 0 | 0 | 03h30 | 0 | 0 | 03h30 | 0 | 0 | 03h30 | 0 | 0 | 03h30 | 0 | 0 | 03h30 | 0 | 0 | 03h30 | 0 | 0 | 03h30 | 0 | 0 | 03h30 | 0.05 | 0.5 | 03h30 | 0 | 0 | 03h30 | 0 | 0 | 03h30 | 0 | 0
04h30 | 0.33 | 0.97 | 04h30 | 0.37 | 1.03 | 04h30 | 0.33 | 0.95 | 04h30 | 0.23 | 0.67 | 04h30 | 0.27 | 0.76 | 04h30 | 0.22 | 0.64 | 04h30 | 0.18 | 0.77 | 04h30 | 0.22 | 0.83 | 04h30 | 0.17 | 0.75 | 04h30 | 0.01 | 0.29 | 04h30 | 0.03 | 0.36 | 04h30 0.00 0.28 | 0 | 0 | 04h30 | 0.24 | 0.84 | 04h30 | 0.27 | 0.92 | 04h30 | 0.23 | 0.83 | 04h30 | 0 | 0 | 04h30 | 0 | 0.04 | 04h30 | 0 | 0 | 04h30 | 0 | 0 | 04h30 | 0 | 0.01 | 04h30 | 0 | 0 | 04h30 | 0 | 0 | 04h30 | 0 | 0 | 04h30 | 0 | 0 | 04h30 | 0 | 0 | 04h30 | 0 | 0 | 04h30 | 0.12 | 0.57 | 04h30 | 0 | 0 | 04h30 | 0 | 0.05 | 04h30 | 0 | 0
05h30 | 0.37 | 1.02 | 05h30 | 0.4 | 1.06 | 05h30 | 0.36 | 0.99 | 05h30 | 0.26 | 0.71 | 05h30 | 0.3 | 0.79 | 05h30 | 0.25 | 0.68 | 05h30 | 0.22 | 0.83 | 05h30 | 0.26 | 0.9 | 05h30 | 0.21 | 0.81 | 05h30 | 0.05 | 0.38 | 05h30 | 0.08 | 0.45 | 05h30 0.04 0.37 | 0 | 0.05 | 05h30 | 0.27 | 0.89 | 05h30 | 0.3 | 0.95 | 05h30 | 0.25 | 0.87 | 05h30 | 0 | 0.03 | 05h30 | 0.01 | 0.11 | 05h30 | 0 | 0.02 | 05h30 | 0 | 0 | 05h30 | 0 | 0.07 | 05h30 | 0 | 0 | 05h30 | 0 | 0 | 05h30 | 0 | 0 | 05h30 | 0 | 0 | 05h30 | 0 | 0 | 05h30 | 0 | 0 | 05h30 | 0.16 | 0.64 | 05h30 | 0 | 0.04 | 05h30 | 0.01 | 0.12 | 05h30 | 0 | 0.03
06h30 | 0.39 | 1.04 | 06h30 | 0.4 | 1.06 | 06h30 | 0.38 | 1.03 | 06h30 | 0.28 | 0.73 | 06h30 | 0.3 | 0.79 | 06h30 | 0.27 | 0.71 | 06h30 | 0.25 | 0.87 | 06h30 | 0.27 | 0.91 | 06h30 | 0.24 | 0.86 | 06h30 | 0.08 | 0.46 | 06h30 | 0.1 | 0.51 | 06h30 0.07 0.44 | 0 | 0.12 | 06h30 | 0.28 | 0.92 | 06h30 | 0.3 | 0.95 | 06h30 | 0.27 | 0.9 | 06h30 | 0.02 | 0.09 | 06h30 | 0.04 | 0.14 | 06h30 | 0.01 | 0.07 | 06h30 | 0 | 0.04 | 06h30 | 0.02 | 0.11 | 06h30 | 0 | 0.03 | 06h30 | 0 | 0 | 06h30 | 0 | 0.02 | 06h30 | 0 | 0 | 06h30 | 0 | 0 | 06h30 | 0 | 0 | 06h30 | 0.19 | 0.72 | 06h30 | 0.01 | 0.1 | 06h30 | 0.03 | 0.15 | 06h30 | 0.01 | 0.09
07h30 | 0.71 | 2.1 | 07h30 | 0.72 | 2.11 | 07h30 | 0.71 | 2.1 | 07h30 | 0.58 | 1.73 | 07h30 | 0.6 | 1.78 | 07h30 | 0.57 | 1.7 | 07h30 | 0.55 | 1.91 | 07h30 | 0.57 | 1.93 | 07h30 | 0.53 | 1.89 | 07h30 | 0.33 | 1.41 | 07h30 | 0.36 | 1.48 | 07h30 0.32 1.39 | 0.25 | 0.89 | 07h30 | 0.58 | 1.95 | 07h30 | 0.6 | 1.98 | 07h30 | 0.57 | 1.94 | 07h30 | 0.21 | 0.62 | 07h30 | 0.16 | 0.87 | 07h30 | 0.22 | 0.67 | 07h30 | 0.23 | 0.75 | 07h30 | 0.19 | 0.75 | 07h30 | 0.23 | 0.78 | 07h30 | 0.19 | 0.76 | 07h30 | 0.21 | 0.77 | 07h30 | 0.18 | 0.75 | 07h30 | 0.15 | 0.69 | 07h30 | 0.17 | 0.73 | 07h30 | 0.37 | 1.71 | 07h30 | 0.22 | 0.65 | 07h30 | 0.19 | 0.88 | 07h30 | 0.23 | 0.64
08h30 | 0.84 | 2.59 | 08h30 | 0.85 | 2.6 | 08h30 | 0.84 | 2.59 | 08h30 | 0.7 | 2.21 | 08h30 | 0.72 | 2.26 | 08h30 | 0.7 | 2.19 | 08h30 | 0.67 | 2.38 | 08h30 | 0.69 | 2.4 | 08h30 | 0.66 | 2.37 | 08h30 | 0.46 | 1.91 | 08h30 | 0.49 | 1.96 | 08h30 0.45 1.89 | 0.36 | 1.42 | 08h30 | 0.71 | 2.44 | 08h30 | 0.72 | 2.47 | 08h30 | 0.7 | 2.44 | 08h30 | 0.36 | 1.2 | 08h30 | 0.33 | 1.41 | 08h30 | 0.36 | 1.23 | 08h30 | 0.35 | 1.26 | 08h30 | 0.34 | 1.29 | 08h30 | 0.35 | 1.26 | 08h30 | 0.27 | 1.19 | 08h30 | 0.31 | 1.26 | 08h30 | 0.26 | 1.17 | 08h30 | 0.19 | 1.02 | 08h30 | 0.23 | 1.12 | 08h30 | 0.55 | 2.35 | 08h30 | 0.35 | 1.22 | 08h30 | 0.34 | 1.43 | 08h30 | 0.35 | 1.21
09h30 | 0.21 | 0.63 | 09h30 | 0.35 | 1.09 | 09h30 | 0.9 | 2.64 | 09h30 | 0.19 | 0.56 | 09h30 | 0.3 | 0.92 | 09h30 | 0.78 | 2.33 | 09h30 | 0.21 | 0.66 | 09h30 | 0.27 | 0.98 | 09h30 | 0.74 | 2.42 | 09h30 | 0.17 | 0.63 | 09h30 | 0.19 | 0.77 | 09h30 0.60 2.07 | 0.5 | 1.82 | 09h30 | 0.19 | 0.61 | 09h30 | 0.3 | 1.03 | 09h30 | 0.78 | 2.52 | 09h30 | 0.16 | 0.64 | 09h30 | 0.2 | 0.61 | 09h30 | 0.57 | 1.85 | 09h30 | 0.13 | 0.55 | 09h30 | 0.17 | 0.59 | 09h30 | 0.52 | 1.69 | 09h30 | 0.08 | 0.44 | 09h30 | 0.1 | 0.51 | 09h30 | 0.42 | 1.52 | 09h30 | 0.03 | 0.34 | 09h30 | 0.06 | 0.4 | 09h30 | 0.81 | 2.68 | 09h30 | 0.14 | 0.63 | 09h30 | 0.18 | 0.62 | 09h30 | 0.54 | 1.87
10h30 | 0 | 0 | 10h30 | 0 | 0 | 10h30 | 0.9 | 2.56 | 10h30 | 0 | 0 | 10h30 | 0 | 0 | 10h30 | 0.79 | 2.27 | 10h30 | 0 | 0 | 10h30 | 0 | 0 | 10h30 | 0.73 | 2.28 | 10h30 | 0 | 0 | 10h30 | 0 | 0 | 10h30 0.58 1.94 | 0.53 | 1.7 | 10h30 | 0 | 0 | 10h30 | 0 | 0 | 10h30 | 0.79 | 2.45 | 10h30 | 0 | 0 | 10h30 | 0 | 0 | 10h30 | 0.58 | 1.74 | 10h30 | 0 | 0 | 10h30 | 0 | 0 | 10h30 | 0.55 | 1.62 | 10h30 | 0 | 0 | 10h30 | 0 | 0 | 10h30 | 0.48 | 1.5 | 10h30 | 0 | 0 | 10h30 | 0 | 0 | 10h30 | 0.72 | 2.44 | 10h30 | 0 | 0 | 10h30 | 0 | 0 | 10h30 | 0.56 | 1.75
11h30 | 0 | 0 | 11h30 | 0 | 0 | 11h30 | 0.83 | 2.4 | 11h30 | 0 | 0 | 11h30 | 0 | 0 | 11h30 | 0.73 | 2.12 | 11h30 | 0 | 0 | 11h30 | 0 | 0 | 11h30 | 0.64 | 2.08 | 11h30 | 0 | 0 | 11h30 | 0 | 0 | 11h30 0.49 1.72 | 0.45 | 1.47 | 11h30 | 0 | 0 | 11h30 | 0 | 0 | 11h30 | 0.73 | 2.3 | 11h30 | 0 | 0 | 11h30 | 0 | 0 | 11h30 | 0.5 | 1.51 | 11h30 | 0 | 0 | 11h30 | 0 | 0 | 11h30 | 0.47 | 1.42 | 11h30 | 0 | 0 | 11h30 | 0 | 0 | 11h30 | 0.41 | 1.32 | 11h30 | 0 | 0 | 11h30 | 0 | 0 | 11h30 | 0.55 | 2.05 | 11h30 | 0 | 0 | 11h30 | 0 | 0 | 11h30 | 0.48 | 1.52
12h30 | 0 | 0 | 12h30 | 0 | 0 | 12h30 | 0.77 | 2.23 | 12h30 | 0 | 0 | 12h30 | 0 | 0 | 12h30 | 0.67 | 1.96 | 12h30 | 0 | 0 | 12h30 | 0 | 0 | 12h30 | 0.58 | 1.9 | 12h30 | 0 | 0 | 12h30 | 0 | 0 | 12h30 0.43 1.54 | 0.38 | 1.28 | 12h30 | 0 | 0 | 12h30 | 0 | 0 | 12h30 | 0.68 | 2.14 | 12h30 | 0 | 0 | 12h30 | 0 | 0 | 12h30 | 0.43 | 1.31 | 12h30 | 0 | 0 | 12h30 | 0 | 0 | 12h30 | 0.41 | 1.23 | 12h30 | 0 | 0 | 12h30 | 0 | 0 | 12h30 | 0.35 | 1.14 | 12h30 | 0 | 0 | 12h30 | 0 | 0 | 12h30 | 0.44 | 1.75 | 12h30 | 0 | 0 | 12h30 | 0 | 0 | 12h30 | 0.41 | 1.32
13h30 | 0.58 | 1.53 | 13h30 | 0 | 0 | 13h30 | 0.72 | 2.07 | 13h30 | 0.48 | 1.32 | 13h30 | 0 | 0 | 13h30 | 0.63 | 1.81 | 13h30 | 0.44 | 1.37 | 13h30 | 0 | 0 | 13h30 | 0.54 | 1.74 | 13h30 | 0.33 | 1.1 | 13h30 | 0 | 0 | 13h30 0.39 1.40 | 0.34 | 1.13 | 13h30 | 0.49 | 1.45 | 13h30 | 0 | 0 | 13h30 | 0.63 | 1.98 | 13h30 | 0.28 | 0.86 | 13h30 | 0 | 0 | 13h30 | 0.39 | 1.16 | 13h30 | 0.25 | 0.85 | 13h30 | 0 | 0 | 13h30 | 0.36 | 1.09 | 13h30 | 0.25 | 0.82 | 13h30 | 0 | 0 | 13h30 | 0.31 | 1 | 13h30 | 0.23 | 0.77 | 13h30 | 0 | 0 | 13h30 | 0.36 | 1.52 | 13h30 | 0.28 | 0.86 | 13h30 | 0 | 0 | 13h30 | 0.37 | 1.16
14h30 | 1 | 2.53 | 14h30 | 0 | 0 | 14h30 | 0.68 | 1.94 | 14h30 | 0.86 | 2.22 | 14h30 | 0 | 0 | 14h30 | 0.59 | 1.7 | 14h30 | 0.8 | 2.32 | 14h30 | 0 | 0 | 14h30 | 0.5 | 1.62 | 14h30 | 0.62 | 1.96 | 14h30 | 0 | 0 | 14h30 0.36 1.30 | 0.3 | 1.03 | 14h30 | 0.87 | 2.41 | 14h30 | 0 | 0 | 14h30 | 0.59 | 1.87 | 14h30 | 0.57 | 1.59 | 14h30 | 0 | 0 | 14h30 | 0.35 | 1.06 | 14h30 | 0.52 | 1.51 | 14h30 | 0 | 0 | 14h30 | 0.33 | 0.99 | 14h30 | 0.48 | 1.43 | 14h30 | 0 | 0 | 14h30 | 0.28 | 0.9 | 14h30 | 0.41 | 1.29 | 14h30 | 0 | 0 | 14h30 | 0.31 | 1.39 | 14h30 | 0.55 | 1.58 | 14h30 | 0 | 0 | 14h30 | 0.33 | 1.06
15h30 | 1 | 2.59 | 15h30 | 0 | 0 | 15h30 | 0.67 | 1.92 | 15h30 | 0.89 | 2.36 | 15h30 | 0 | 0 | 15h30 | 0.58 | 1.7 | 15h30 | 0.84 | 2.41 | 15h30 | 0 | 0 | 15h30 | 0.49 | 1.6 | 15h30 | 0.69 | 2.14 | 15h30 | 0 | 0 | 15h30 0.35 1.28 | 0.29 | 1.01 | 15h30 | 0.9 | 2.52 | 15h30 | 0 | 0 | 15h30 | 0.59 | 1.85 | 15h30 | 0.68 | 1.89 | 15h30 | 0 | 0 | 15h30 | 0.34 | 1.03 | 15h30 | 0.63 | 1.73 | 15h30 | 0 | 0 | 15h30 | 0.31 | 0.96 | 15h30 | 0.54 | 1.62 | 15h30 | 0 | 0 | 15h30 | 0.26 | 0.88 | 15h30 | 0.46 | 1.42 | 15h30 | 0 | 0 | 15h30 | 0.29 | 1.35 | 15h30 | 0.64 | 1.86 | 15h30 | 0 | 0 | 15h30 | 0.32 | 1.03
16h30 | 0.79 | 2.21 | 16h30 | 0 | 0 | 16h30 | 0.68 | 1.99 | 16h30 | 0.72 | 2.04 | 16h30 | 0 | 0 | 16h30 | 0.6 | 1.77 | 16h30 | 0.66 | 1.98 | 16h30 | 0 | 0 | 16h30 | 0.5 | 1.66 | 16h30 | 0.52 | 1.67 | 16h30 | 0 | 0 | 16h30 0.36 1.31 | 0.3 | 1.03 | 16h30 | 0.72 | 2.16 | 16h30 | 0 | 0 | 16h30 | 0.61 | 1.92 | 16h30 | 0.54 | 1.56 | 16h30 | 0 | 0 | 16h30 | 0.34 | 1.05 | 16h30 | 0.5 | 1.44 | 16h30 | 0 | 0 | 16h30 | 0.32 | 0.99 | 16h30 | 0.44 | 1.35 | 16h30 | 0 | 0 | 16h30 | 0.27 | 0.9 | 16h30 | 0.38 | 1.2 | 16h30 | 0 | 0 | 16h30 | 0.3 | 1.36 | 16h30 | 0.51 | 1.54 | 16h30 | 0 | 0 | 16h30 | 0.33 | 1.06
17h30 | 0.72 | 2.09 | 17h30 | 0 | 0 | 17h30 | 0.68 | 2.01 | 17h30 | 0.65 | 1.92 | 17h30 | 0 | 0 | 17h30 | 0.6 | 1.78 | 17h30 | 0.57 | 1.81 | 17h30 | 0 | 0 | 17h30 | 0.5 | 1.67 | 17h30 | 0.44 | 1.46 | 17h30 | 0 | 0 | 17h30 0.35 1.29 | 0.29 | 1.02 | 17h30 | 0.65 | 2.04 | 17h30 | 0 | 0 | 17h30 | 0.61 | 1.94 | 17h30 | 0.46 | 1.36 | 17h30 | 0 | 0 | 17h30 | 0.34 | 1.05 | 17h30 | 0.43 | 1.28 | 17h30 | 0 | 0 | 17h30 | 0.31 | 0.99 | 17h30 | 0.37 | 1.19 | 17h30 | 0 | 0 | 17h30 | 0.26 | 0.89 | 17h30 | 0.32 | 1.07 | 17h30 | 0 | 0 | 17h30 | 0.36 | 1.49 | 17h30 | 0.43 | 1.36 | 17h30 | 0 | 0 | 17h30 | 0.32 | 1.05
18h30 | 0.67 | 1.98 | 18h30 | 0.54 | 1.44 | 18h30 | 0.66 | 1.94 | 18h30 | 0.6 | 1.8 | 18h30 | 0.48 | 1.29 | 18h30 | 0.58 | 1.7 | 18h30 | 0.51 | 1.66 | 18h30 | 0.48 | 1.36 | 18h30 | 0.48 | 1.6 | 18h30 | 0.38 | 1.33 | 18h30 | 0.39 | 1.19 | 18h30 0.33 1.24 | 0.27 | 0.96 | 18h30 | 0.61 | 1.92 | 18h30 | 0.49 | 1.37 | 18h30 | 0.58 | 1.85 | 18h30 | 0.4 | 1.21 | 18h30 | 0.36 | 0.93 | 18h30 | 0.32 | 1 | 18h30 | 0.37 | 1.14 | 18h30 | 0.33 | 0.88 | 18h30 | 0.3 | 0.94 | 18h30 | 0.32 | 1.05 | 18h30 | 0.28 | 0.81 | 18h30 | 0.25 | 0.84 | 18h30 | 0.28 | 0.94 | 18h30 | 0.24 | 0.79 | 18h30 | 0.42 | 1.65 | 18h30 | 0.38 | 1.21 | 18h30 | 0.33 | 0.94 | 18h30 | 0.3 | 1
19h30 | 0.45 | 1.62 | 19h30 | 0.78 | 2.2 | 19h30 | 0.44 | 1.59 | 19h30 | 0.38 | 1.43 | 19h30 | 0.68 | 1.98 | 19h30 | 0.35 | 1.36 | 19h30 | 0.28 | 1.3 | 19h30 | 0.67 | 2.08 | 19h30 | 0.26 | 1.25 | 19h30 | 0.16 | 1 | 19h30 | 0.53 | 1.84 | 19h30 0.12 0.93 | 0.06 | 0.65 | 19h30 | 0.38 | 1.55 | 19h30 | 0.69 | 2.11 | 19h30 | 0.36 | 1.51 | 19h30 | 0.17 | 0.84 | 19h30 | 0.49 | 1.52 | 19h30 | 0.11 | 0.7 | 19h30 | 0.15 | 0.78 | 19h30 | 0.44 | 1.41 | 19h30 | 0.09 | 0.65 | 19h30 | 0.1 | 0.69 | 19h30 | 0.37 | 1.31 | 19h30 | 0.04 | 0.54 | 19h30 | 0.06 | 0.59 | 19h30 | 0.29 | 1.2 | 19h30 | 0.26 | 1.45 | 19h30 | 0.15 | 0.84 | 19h30 | 0.45 | 1.5 | 19h30 | 0.1 | 0.7
20h30 | 0.27 | 1.37 | 20h30 | 0.59 | 2.09 | 20h30 | 0.35 | 1.38 | 20h30 | 0.22 | 1.19 | 20h30 | 0.52 | 1.94 | 20h30 | 0.26 | 1.15 | 20h30 | 0.16 | 1.05 | 20h30 | 0.48 | 1.95 | 20h30 | 0.16 | 1.07 | 20h30 | 0.08 | 0.77 | 20h30 | 0.36 | 1.74 | 20h30 0.08 0.75 | 0.04 | 0.51 | 20h30 | 0.22 | 1.31 | 20h30 | 0.53 | 2.04 | 20h30 | 0.26 | 1.28 | 20h30 | 0.08 | 0.6 | 20h30 | 0.36 | 1.6 | 20h30 | 0.06 | 0.52 | 20h30 | 0.06 | 0.55 | 20h30 | 0.32 | 1.49 | 20h30 | 0.06 | 0.5 | 20h30 | 0.03 | 0.49 | 20h30 | 0.26 | 1.41 | 20h30 | 0.02 | 0.44 | 20h30 | 0 | 0.42 | 20h30 | 0.18 | 1.21 | 20h30 | 0.16 | 1.24 | 20h30 | 0.07 | 0.6 | 20h30 | 0.33 | 1.57 | 20h30 | 0.06 | 0.53
21h30 | 0.27 | 1.45 | 21h30 | 0.37 | 1.69 | 21h30 | 0.31 | 1.45 | 21h30 | 0.21 | 1.27 | 21h30 | 0.32 | 1.57 | 21h30 | 0.22 | 1.23 | 21h30 | 0.13 | 1.12 | 21h30 | 0.29 | 1.48 | 21h30 | 0.12 | 1.12 | 21h30 | 0.01 | 0.81 | 21h30 | 0.22 | 1.25 | 21h30 0.00 0.79 | 0 | 0.53 | 21h30 | 0.21 | 1.39 | 21h30 | 0.33 | 1.65 | 21h30 | 0.23 | 1.36 | 21h30 | 0.01 | 0.61 | 21h30 | 0.22 | 1.19 | 21h30 | 0 | 0.55 | 21h30 | 0 | 0.56 | 21h30 | 0.2 | 1.12 | 21h30 | 0 | 0.51 | 21h30 | 0 | 0.47 | 21h30 | 0.17 | 1.04 | 21h30 | 0 | 0.42 | 21h30 | 0 | 0.39 | 21h30 | 0.13 | 0.89 | 21h30 | 0.13 | 1.3 | 21h30 | 0 | 0.61 | 21h30 | 0.21 | 1.18 | 21h30 | 0 | 0.56
22h30 | 0.27 | 1.52 | 22h30 | 0.3 | 1.6 | 22h30 | 0.31 | 1.5 | 22h30 | 0.21 | 1.32 | 22h30 | 0.25 | 1.48 | 22h30 | 0.22 | 1.27 | 22h30 | 0.13 | 1.18 | 22h30 | 0.19 | 1.33 | 22h30 | 0.12 | 1.14 | 22h30 | 0.01 | 0.83 | 22h30 | 0.08 | 1.06 | 22h30 0.00 0.79 | 0 | 0.53 | 22h30 | 0.21 | 1.45 | 22h30 | 0.26 | 1.57 | 22h30 | 0.23 | 1.42 | 22h30 | 0.01 | 0.61 | 22h30 | 0.1 | 0.97 | 22h30 | 0 | 0.55 | 22h30 | 0 | 0.56 | 22h30 | 0.09 | 0.92 | 22h30 | 0 | 0.51 | 22h30 | 0 | 0.47 | 22h30 | 0.05 | 0.84 | 22h30 | 0 | 0.42 | 22h30 | 0 | 0.39 | 22h30 | 0.01 | 0.72 | 22h30 | 0.13 | 1.34 | 22h30 | 0 | 0.61 | 22h30 | 0.09 | 0.97 | 22h30 | 0 | 0.56
23h30 | 0.29 | 1.62 | 23h30 | 0.31 | 1.66 | 23h30 | 0.31 | 1.6 | 23h30 | 0.22 | 1.41 | 23h30 | 0.26 | 1.52 | 23h30 | 0.22 | 1.36 | 23h30 | 0.12 | 1.27 | 23h30 | 0.19 | 1.35 | 23h30 | 0.11 | 1.23 | 23h30 | 0 | 0.89 | 23h30 | 0.08 | 1.03 | 23h30 0.00 0.85 | 0 | 0.56 | 23h30 | 0.23 | 1.54 | 23h30 | 0.26 | 1.62 | 23h30 | 0.23 | 1.52 | 23h30 | 0 | 0.63 | 23h30 | 0.1 | 0.89 | 23h30 | 0 | 0.58 | 23h30 | 0 | 0.59 | 23h30 | 0.09 | 0.85 | 23h30 | 0 | 0.54 | 23h30 | 0 | 0.48 | 23h30 | 0.05 | 0.75 | 23h30 | 0 | 0.43 | 23h30 | 0 | 0.39 | 23h30 | 0.01 | 0.64 | 23h30 | 0.12 | 1.39 | 23h30 | 0 | 0.65 | 23h30 | 0.09 | 0.9 | 23h30 | 0 | 0.6
00h30 | 0.29 | 1.29 | 00h30 | 0.02 | 0.54 | 00h30 | 0.31 | 1.55 | 00h30 | 0.22 | 1.14 | 00h30 | 0 | 0.4 | 00h30 | 0.22 | 1.31 | 00h30 | 0.12 | 1.08 | 00h30 | 0 | 0.27 | 00h30 | 0.11 | 1.21 | 00h30 | 0 | 0.84 | 00h30 | 0 | 0.13 | 00h30 0.00 0.85 | 0 | 0.56 | 00h30 | 0.23 | 1.23 | 00h30 | 0 | 0.49 | 00h30 | 0.23 | 1.46 | 00h30 | 0 | 0.63 | 00h30 | 0 | 0.09 | 00h30 | 0 | 0.58 | 00h30 | 0 | 0.59 | 00h30 | 0 | 0.08 | 00h30 | 0 | 0.54 | 00h30 | 0 | 0.48 | 00h30 | 0 | 0.04 | 00h30 | 0 | 0.43 | 00h30 | 0 | 0.39 | 00h30 | 0 | 0.01 | 00h30 | 0.12 | 1.27 | 00h30 | 0 | 0.65 | 00h30 | 0 | 0.1 | 00h30 | 0 | 0.6
01h30 | 0.14 | 0.57 | 01h30 | 0 | 0.13 | 01h30 | 0.15 | 0.68 | 01h30 | 0.08 | 0.4 | 01h30 | 0 | 0.03 | 01h30 | 0.08 | 0.46 | 01h30 | 0.01 | 0.35 | 01h30 | 0 | 0 | 01h30 | 0 | 0.39 | 01h30 | 0 | 0.06 | 01h30 | 0 | 0 | 01h30 0.00 0.05 | 0 | 0 | 01h30 | 0.09 | 0.51 | 01h30 | 0 | 0.1 | 01h30 | 0.08 | 0.59 | 01h30 | 0 | 0 | 01h30 | 0 | 0 | 01h30 | 0 | 0 | 01h30 | 0 | 0 | 01h30 | 0 | 0 | 01h30 | 0 | 0 | 01h30 | 0 | 0 | 01h30 | 0 | 0 | 01h30 | 0 | 0 | 01h30 | 0 | 0 | 01h30 | 0 | 0 | 01h30 | 0.01 | 0.47 | 01h30 | 0 | 0 | 01h30 | 0 | 0 | 01h30 | 0 | 0
02h30 | 0.14 | 0.57 | 02h30 | 0 | 0 | 02h30 | 0.15 | 0.68 | 02h30 | 0.08 | 0.4 | 02h30 | 0 | 0 | 02h30 | 0.08 | 0.46 | 02h30 | 0.01 | 0.35 | 02h30 | 0 | 0 | 02h30 | 0 | 0.39 | 02h30 | 0 | 0.06 | 02h30 | 0 | 0 | 02h30 0.00 0.05 | 0 | 0 | 02h30 | 0.09 | 0.51 | 02h30 | 0 | 0 | 02h30 | 0.08 | 0.59 | 02h30 | 0 | 0 | 02h30 | 0 | 0 | 02h30 | 0 | 0 | 02h30 | 0 | 0 | 02h30 | 0 | 0 | 02h30 | 0 | 0 | 02h30 | 0 | 0 | 02h30 | 0 | 0 | 02h30 | 0 | 0 | 02h30 | 0 | 0 | 02h30 | 0 | 0 | 02h30 | 0.01 | 0.47 | 02h30 | 0 | 0 | 02h30 | 0 | 0 | 02h30 | 0 | 0
03h30 | 0.23 | 0.74 | 03h30 | 0 | 0 | 03h30 | 0.23 | 0.76 | 03h30 | 0.15 | 0.52 | 03h30 | 0 | 0 | 03h30 | 0.15 | 0.54 | 03h30 | 0.08 | 0.52 | 03h30 | 0 | 0 | 03h30 | 0.07 | 0.52 | 03h30 | 0 | 0.17 | 03h30 | 0 | 0 | 03h30 0.00 0.16 | 0 | 0 | 03h30 | 0.16 | 0.64 | 03h30 | 0 | 0 | 03h30 | 0.15 | 0.67 | 03h30 | 0 | 0 | 03h30 | 0 | 0 | 03h30 | 0 | 0 | 03h30 | 0 | 0 | 03h30 | 0 | 0 | 03h30 | 0 | 0 | 03h30 | 0 | 0 | 03h30 | 0 | 0 | 03h30 | 0 | 0 | 03h30 | 0 | 0 | 03h30 | 0 | 0 | 03h30 | 0.07 | 0.59 | 03h30 | 0 | 0.01 | 03h30 | 0 | 0 | 03h30 | 0 | 0
04h30 | 0.31 | 0.89 | 04h30 | 0 | 0 | 04h30 | 0.3 | 0.88 | 04h30 | 0.21 | 0.63 | 04h30 | 0 | 0 | 04h30 | 0.2 | 0.59 | 04h30 | 0.15 | 0.69 | 04h30 | 0 | 0 | 04h30 | 0.14 | 0.65 | 04h30 | 0 | 0.26 | 04h30 | 0 | 0 | 04h30 0.00 0.24 | 0 | 0 | 04h30 | 0.21 | 0.78 | 04h30 | 0 | 0 | 04h30 | 0.2 | 0.77 | 04h30 | 0 | 0 | 04h30 | 0 | 0 | 04h30 | 0 | 0 | 04h30 | 0 | 0 | 04h30 | 0 | 0 | 04h30 | 0 | 0 | 04h30 | 0 | 0 | 04h30 | 0 | 0 | 04h30 | 0 | 0 | 04h30 | 0 | 0 | 04h30 | 0 | 0 | 04h30 | 0.15 | 0.66 | 04h30 | 0 | 0.01 | 04h30 | 0 | 0 | 04h30 | 0 | 0
05h30 | 0.37 | 1.04 | 05h30 | 0 | 0 | 05h30 | 0.36 | 1.01 | 05h30 | 0.27 | 0.75 | 05h30 | 0 | 0 | 05h30 | 0.26 | 0.72 | 05h30 | 0.23 | 0.85 | 05h30 | 0 | 0 | 05h30 | 0.22 | 0.81 | 05h30 | 0.05 | 0.41 | 05h30 | 0 | 0 | 05h30 0.04 0.40 | 0 | 0.08 | 05h30 | 0.27 | 0.92 | 05h30 | 0 | 0 | 05h30 | 0.26 | 0.89 | 05h30 | 0 | 0.05 | 05h30 | 0 | 0 | 05h30 | 0 | 0.05 | 05h30 | 0 | 0.03 | 05h30 | 0 | 0 | 05h30 | 0 | 0.02 | 05h30 | 0 | 0 | 05h30 | 0 | 0 | 05h30 | 0 | 0 | 05h30 | 0 | 0 | 05h30 | 0 | 0 | 05h30 | 0.2 | 0.76 | 05h30 | 0 | 0.07 | 05h30 | 0 | 0 | 05h30 | 0 | 0.06
06h30 | 0.43 | 1.19 | 06h30 | 0 | 0 | 06h30 | 0.43 | 1.18 | 06h30 | 0.32 | 0.89 | 06h30 | 0 | 0 | 06h30 | 0.31 | 0.87 | 06h30 | 0.29 | 1.01 | 06h30 | 0 | 0 | 06h30 | 0.28 | 0.99 | 06h30 | 0.11 | 0.56 | 06h30 | 0 | 0 | 06h30 0.11 0.55 | 0.02 | 0.22 | 06h30 | 0.33 | 1.07 | 06h30 | 0 | 0 | 06h30 | 0.32 | 1.05 | 06h30 | 0.05 | 0.18 | 06h30 | 0 | 0 | 06h30 | 0.04 | 0.17 | 06h30 | 0.03 | 0.15 | 06h30 | 0 | 0 | 06h30 | 0.02 | 0.13 | 06h30 | 0 | 0.04 | 06h30 | 0 | 0 | 06h30 | 0 | 0.02 | 06h30 | 0 | 0 | 06h30 | 0 | 0 | 06h30 | 0.23 | 0.81 | 06h30 | 0.04 | 0.2 | 06h30 | 0 | 0 | 06h30 | 0.03 | 0.19
07h30 | 0.8 | 2.37 | 07h30 | 0 | 0 | 07h30 | 0.79 | 2.37 | 07h30 | 0.66 | 2.01 | 07h30 | 0 | 0 | 07h30 | 0.65 | 1.98 | 07h30 | 0.63 | 2.18 | 07h30 | 0 | 0 | 07h30 | 0.62 | 2.16 | 07h30 | 0.39 | 1.61 | 07h30 | 0 | 0 | 07h30 0.37 1.58 | 0.3 | 1.06 | 07h30 | 0.63 | 2.23 | 07h30 | 0 | 0 | 07h30 | 0.62 | 2.22 | 07h30 | 0.25 | 0.78 | 07h30 | 0 | 0 | 07h30 | 0.26 | 0.77 | 07h30 | 0.27 | 0.87 | 07h30 | 0 | 0 | 07h30 | 0.28 | 0.91 | 07h30 | 0.25 | 0.93 | 07h30 | 0 | 0 | 07h30 | 0.24 | 0.92 | 07h30 | 0.21 | 0.86 | 07h30 | 0 | 0 | 07h30 | 0.41 | 1.76 | 07h30 | 0.24 | 0.87 | 07h30 | 0 | 0 | 07h30 | 0.24 | 0.8
08h30 | 0.92 | 2.9 | 08h30 | 0.61 | 1.82 | 08h30 | 0.91 | 2.9 | 08h30 | 0.8 | 2.53 | 08h30 | 0.53 | 1.55 | 08h30 | 0.79 | 2.51 | 08h30 | 0.76 | 2.71 | 08h30 | 0.53 | 1.76 | 08h30 | 0.75 | 2.7 | 08h30 | 0.52 | 2.14 | 08h30 | 0.36 | 1.37 | 08h30 0.50 2.11 | 0.41 | 1.59 | 08h30 | 0.62 | 2.77 | 08h30 | 0.41 | 1.71 | 08h30 | 0.62 | 2.76 | 08h30 | 0.39 | 1.37 | 08h30 | 0.27 | 0.95 | 08h30 | 0.4 | 1.35 | 08h30 | 0.39 | 1.39 | 08h30 | 0.26 | 0.9 | 08h30 | 0.39 | 1.41 | 08h30 | 0.33 | 1.39 | 08h30 | 0.2 | 0.82 | 08h30 | 0.32 | 1.38 | 08h30 | 0.25 | 1.24 | 08h30 | 0.15 | 0.7 | 08h30 | 0.6 | 2.39 | 08h30 | 0.24 | 1.43 | 08h30 | 0.15 | 0.96 | 08h30 | 0.24 | 1.38
09h30 | 0.88 | 2.79 | 09h30 | 1.14 | 3.18 | 09h30 | 0.88 | 2.78 | 09h30 | 0.82 | 2.52 | 09h30 | 1.03 | 2.82 | 09h30 | 0.82 | 2.51 | 09h30 | 0.78 | 2.63 | 09h30 | 1.04 | 3.14 | 09h30 | 0.78 | 2.63 | 09h30 | 0.61 | 2.2 | 09h30 | 0.75 | 2.54 | 09h30 0.61 2.20 | 0.5 | 1.89 | 09h30 | 0.52 | 2.71 | 09h30 | 0.74 | 3.05 | 09h30 | 0.51 | 2.71 | 09h30 | 0.59 | 1.95 | 09h30 | 0.63 | 1.89 | 09h30 | 0.57 | 1.94 | 09h30 | 0.54 | 1.82 | 09h30 | 0.59 | 1.8 | 09h30 | 0.52 | 1.77 | 09h30 | 0.43 | 1.61 | 09h30 | 0.5 | 1.67 | 09h30 | 0.41 | 1.58 | 09h30 | 0.34 | 1.4 | 09h30 | 0.42 | 1.47 | 09h30 | 0.88 | 2.75 | 09h30 | 0.27 | 1.92 | 09h30 | 0.33 | 1.89 | 09h30 | 0.25 | 1.93
10h30 | 0.76 | 2.41 | 10h30 | 1.03 | 3.07 | 10h30 | 0.75 | 2.41 | 10h30 | 0.75 | 2.22 | 10h30 | 1.01 | 2.87 | 10h30 | 0.74 | 2.21 | 10h30 | 0.68 | 2.26 | 10h30 | 1 | 3.07 | 10h30 | 0.68 | 2.26 | 10h30 | 0.53 | 1.89 | 10h30 | 0.75 | 2.58 | 10h30 0.52 1.88 | 0.46 | 1.6 | 10h30 | 0.46 | 2.39 | 10h30 | 0.69 | 3.04 | 10h30 | 0.45 | 2.38 | 10h30 | 0.52 | 1.65 | 10h30 | 0.67 | 2.07 | 10h30 | 0.52 | 1.65 | 10h30 | 0.49 | 1.56 | 10h30 | 0.64 | 2 | 10h30 | 0.48 | 1.53 | 10h30 | 0.42 | 1.42 | 10h30 | 0.56 | 1.87 | 10h30 | 0.41 | 1.4 | 10h30 | 0.35 | 1.27 | 10h30 | 0.48 | 1.71 | 10h30 | 0.82 | 2.53 | 10h30 | 0.23 | 1.62 | 10h30 | 0.34 | 2.06 | 10h30 | 0.23 | 1.63
11h30 | 0.61 | 2.06 | 11h30 | 0.71 | 2.26 | 11h30 | 0.61 | 2.06 | 11h30 | 0.63 | 1.92 | 11h30 | 0.74 | 2.17 | 11h30 | 0.63 | 1.91 | 11h30 | 0.55 | 1.91 | 11h30 | 0.69 | 2.21 | 11h30 | 0.55 | 1.91 | 11h30 | 0.41 | 1.57 | 11h30 | 0.52 | 1.87 | 11h30 0.40 1.57 | 0.35 | 1.29 | 11h30 | 0.45 | 2.08 | 11h30 | 0.55 | 2.29 | 11h30 | 0.44 | 2.07 | 11h30 | 0.4 | 1.32 | 11h30 | 0.48 | 1.55 | 11h30 | 0.4 | 1.32 | 11h30 | 0.38 | 1.25 | 11h30 | 0.47 | 1.49 | 11h30 | 0.37 | 1.22 | 11h30 | 0.32 | 1.14 | 11h30 | 0.41 | 1.41 | 11h30 | 0.32 | 1.13 | 11h30 | 0.27 | 1.02 | 11h30 | 0.35 | 1.28 | 11h30 | 0.65 | 2.12 | 11h30 | 0.19 | 1.29 | 11h30 | 0.26 | 1.53 | 11h30 | 0.19 | 1.29
12h30 | 0.55 | 1.86 | 12h30 | 0.57 | 1.93 | 12h30 | 0.55 | 1.86 | 12h30 | 0.57 | 1.75 | 12h30 | 0.62 | 1.88 | 12h30 | 0.57 | 1.74 | 12h30 | 0.49 | 1.7 | 12h30 | 0.54 | 1.82 | 12h30 | 0.48 | 1.7 | 12h30 | 0.34 | 1.37 | 12h30 | 0.4 | 1.52 | 12h30 0.34 1.37 | 0.29 | 1.09 | 12h30 | 0.44 | 1.89 | 12h30 | 0.49 | 1.99 | 12h30 | 0.44 | 1.89 | 12h30 | 0.33 | 1.11 | 12h30 | 0.37 | 1.25 | 12h30 | 0.33 | 1.11 | 12h30 | 0.31 | 1.05 | 12h30 | 0.36 | 1.2 | 12h30 | 0.31 | 1.03 | 12h30 | 0.26 | 0.96 | 12h30 | 0.31 | 1.13 | 12h30 | 0.26 | 0.95 | 12h30 | 0.22 | 0.85 | 12h30 | 0.27 | 1.02 | 12h30 | 0.56 | 1.85 | 12h30 | 0.19 | 1.08 | 12h30 | 0.2 | 1.23 | 12h30 | 0.19 | 1.08
13h30 | 0.5 | 1.71 | 13h30 | 0.51 | 1.74 | 13h30 | 0.5 | 1.71 | 13h30 | 0.52 | 1.63 | 13h30 | 0.55 | 1.71 | 13h30 | 0.52 | 1.62 | 13h30 | 0.43 | 1.54 | 13h30 | 0.46 | 1.61 | 13h30 | 0.43 | 1.54 | 13h30 | 0.29 | 1.22 | 13h30 | 0.33 | 1.31 | 13h30 0.29 1.22 | 0.24 | 0.95 | 13h30 | 0.37 | 1.76 | 13h30 | 0.39 | 1.81 | 13h30 | 0.36 | 1.75 | 13h30 | 0.27 | 0.97 | 13h30 | 0.3 | 1.05 | 13h30 | 0.27 | 0.96 | 13h30 | 0.26 | 0.91 | 13h30 | 0.29 | 1.01 | 13h30 | 0.26 | 0.9 | 13h30 | 0.21 | 0.83 | 13h30 | 0.25 | 0.94 | 13h30 | 0.21 | 0.82 | 13h30 | 0.17 | 0.73 | 13h30 | 0.21 | 0.85 | 13h30 | 0.51 | 1.71 | 13h30 | 0.11 | 0.94 | 13h30 | 0.12 | 1.04 | 13h30 | 0.1 | 0.94
14h30 | 0.46 | 1.55 | 14h30 | 0.47 | 1.57 | 14h30 | 0.46 | 1.55 | 14h30 | 0.47 | 1.49 | 14h30 | 0.49 | 1.56 | 14h30 | 0.46 | 1.48 | 14h30 | 0.38 | 1.37 | 14h30 | 0.4 | 1.41 | 14h30 | 0.37 | 1.37 | 14h30 | 0.25 | 1.06 | 14h30 | 0.27 | 1.12 | 14h30 0.24 1.06 | 0.21 | 0.81 | 14h30 | 0.33 | 1.59 | 14h30 | 0.32 | 1.64 | 14h30 | 0.33 | 1.59 | 14h30 | 0.22 | 0.82 | 14h30 | 0.24 | 0.89 | 14h30 | 0.22 | 0.82 | 14h30 | 0.22 | 0.78 | 14h30 | 0.23 | 0.85 | 14h30 | 0.22 | 0.77 | 14h30 | 0.2 | 0.7 | 14h30 | 0.19 | 0.78 | 14h30 | 0.19 | 0.7 | 14h30 | 0.17 | 0.65 | 14h30 | 0.15 | 0.69 | 14h30 | 0.49 | 1.65 | 14h30 | 0.11 | 0.8 | 14h30 | 0.06 | 0.87 | 14h30 | 0.1 | 0.8
15h30 | 0.43 | 1.42 | 15h30 | 0.44 | 1.43 | 15h30 | 0.43 | 1.42 | 15h30 | 0.43 | 1.38 | 15h30 | 0.45 | 1.44 | 15h30 | 0.43 | 1.38 | 15h30 | 0.34 | 1.23 | 15h30 | 0.36 | 1.26 | 15h30 | 0.34 | 1.22 | 15h30 | 0.21 | 0.94 | 15h30 | 0.23 | 0.98 | 15h30 0.21 0.93 | 0.17 | 0.71 | 15h30 | 0.31 | 1.45 | 15h30 | 0.31 | 1.49 | 15h30 | 0.31 | 1.45 | 15h30 | 0.18 | 0.73 | 15h30 | 0.2 | 0.78 | 15h30 | 0.18 | 0.73 | 15h30 | 0.18 | 0.69 | 15h30 | 0.19 | 0.74 | 15h30 | 0.18 | 0.68 | 15h30 | 0.15 | 0.61 | 15h30 | 0.15 | 0.66 | 15h30 | 0.15 | 0.61 | 15h30 | 0.12 | 0.54 | 15h30 | 0.12 | 0.59 | 15h30 | 0.49 | 1.64 | 15h30 | 0.06 | 0.71 | 15h30 | 0.06 | 0.76 | 15h30 | 0.06 | 0.7
16h30 | 0.43 | 1.39 | 16h30 | 0.44 | 1.4 | 16h30 | 0.43 | 1.39 | 16h30 | 0.42 | 1.39 | 16h30 | 0.44 | 1.44 | 16h30 | 0.42 | 1.38 | 16h30 | 0.33 | 1.18 | 16h30 | 0.35 | 1.21 | 16h30 | 0.33 | 1.18 | 16h30 | 0.21 | 0.9 | 16h30 | 0.22 | 0.93 | 16h30 0.21 0.90 | 0.17 | 0.7 | 16h30 | 0.34 | 1.42 | 16h30 | 0.36 | 1.45 | 16h30 | 0.34 | 1.42 | 16h30 | 0.18 | 0.72 | 16h30 | 0.18 | 0.75 | 16h30 | 0.18 | 0.72 | 16h30 | 0.18 | 0.68 | 16h30 | 0.18 | 0.73 | 16h30 | 0.18 | 0.68 | 16h30 | 0.15 | 0.61 | 16h30 | 0.14 | 0.64 | 16h30 | 0.15 | 0.61 | 16h30 | 0.12 | 0.54 | 16h30 | 0.11 | 0.57 | 16h30 | 0.49 | 1.67 | 16h30 | 0.06 | 0.7 | 16h30 | 0.08 | 0.74 | 16h30 | 0.06 | 0.69
17h30 | 0.5 | 1.54 | 17h30 | 0.5 | 1.55 | 17h30 | 0.5 | 1.54 | 17h30 | 0.48 | 1.57 | 17h30 | 0.49 | 1.61 | 17h30 | 0.48 | 1.56 | 17h30 | 0.38 | 1.3 | 17h30 | 0.39 | 1.32 | 17h30 | 0.38 | 1.3 | 17h30 | 0.25 | 0.99 | 17h30 | 0.26 | 1.01 | 17h30 0.25 0.98 | 0.19 | 0.8 | 17h30 | 0.44 | 1.56 | 17h30 | 0.46 | 1.58 | 17h30 | 0.43 | 1.56 | 17h30 | 0.21 | 0.83 | 17h30 | 0.22 | 0.85 | 17h30 | 0.21 | 0.82 | 17h30 | 0.21 | 0.8 | 17h30 | 0.22 | 0.84 | 17h30 | 0.21 | 0.79 | 17h30 | 0.17 | 0.7 | 17h30 | 0.17 | 0.73 | 17h30 | 0.16 | 0.7 | 17h30 | 0.13 | 0.62 | 17h30 | 0.14 | 0.65 | 17h30 | 0.5 | 1.7 | 17h30 | 0.12 | 0.81 | 17h30 | 0.14 | 0.84 | 17h30 | 0.12 | 0.81
18h30 | 0.62 | 1.84 | 18h30 | 0.62 | 1.85 | 18h30 | 0.62 | 1.84 | 18h30 | 0.59 | 1.87 | 18h30 | 0.61 | 1.91 | 18h30 | 0.59 | 1.87 | 18h30 | 0.48 | 1.56 | 18h30 | 0.5 | 1.58 | 18h30 | 0.48 | 1.56 | 18h30 | 0.32 | 1.17 | 18h30 | 0.33 | 1.19 | 18h30 0.32 1.16 | 0.25 | 0.98 | 18h30 | 0.58 | 1.84 | 18h30 | 0.59 | 1.86 | 18h30 | 0.58 | 1.84 | 18h30 | 0.28 | 1.01 | 18h30 | 0.29 | 1.03 | 18h30 | 0.28 | 1.01 | 18h30 | 0.28 | 0.99 | 18h30 | 0.29 | 1.03 | 18h30 | 0.28 | 0.99 | 18h30 | 0.22 | 0.87 | 18h30 | 0.24 | 0.9 | 18h30 | 0.22 | 0.86 | 18h30 | 0.18 | 0.77 | 18h30 | 0.2 | 0.81 | 18h30 | 0.51 | 1.72 | 18h30 | 0.22 | 1.01 | 18h30 | 0.24 | 1.04 | 18h30 | 0.22 | 1.01
19h30 | 0.54 | 1.88 | 19h30 | 0.54 | 1.89 | 19h30 | 0.54 | 1.88 | 19h30 | 0.5 | 1.88 | 19h30 | 0.52 | 1.91 | 19h30 | 0.5 | 1.88 | 19h30 | 0.39 | 1.58 | 19h30 | 0.4 | 1.59 | 19h30 | 0.39 | 1.57 | 19h30 | 0.2 | 1.08 | 19h30 | 0.25 | 1.1 | 19h30 0.20 1.08 | 0.13 | 0.88 | 19h30 | 0.5 | 1.85 | 19h30 | 0.51 | 1.87 | 19h30 | 0.5 | 1.85 | 19h30 | 0.15 | 0.91 | 19h30 | 0.21 | 0.92 | 19h30 | 0.15 | 0.9 | 19h30 | 0.15 | 0.9 | 19h30 | 0.21 | 0.92 | 19h30 | 0.15 | 0.89 | 19h30 | 0.09 | 0.75 | 19h30 | 0.16 | 0.78 | 19h30 | 0.08 | 0.75 | 19h30 | 0.05 | 0.64 | 19h30 | 0.14 | 0.69 | 19h30 | 0.31 | 1.45 | 19h30 | 0.12 | 0.92 | 19h30 | 0.17 | 0.94 | 19h30 | 0.11 | 0.91
20h30 | 0.41 | 1.87 | 20h30 | 0.41 | 1.87 | 20h30 | 0.41 | 1.87 | 20h30 | 0.37 | 1.79 | 20h30 | 0.38 | 1.82 | 20h30 | 0.36 | 1.79 | 20h30 | 0.25 | 1.54 | 20h30 | 0.26 | 1.55 | 20h30 | 0.25 | 1.53 | 20h30 | 0.12 | 0.96 | 20h30 | 0.07 | 0.97 | 20h30 0.12 0.96 | 0.06 | 0.72 | 20h30 | 0.36 | 1.8 | 20h30 | 0.37 | 1.81 | 20h30 | 0.36 | 1.79 | 20h30 | 0.08 | 0.74 | 20h30 | 0.02 | 0.75 | 20h30 | 0.08 | 0.74 | 20h30 | 0.08 | 0.74 | 20h30 | 0.03 | 0.76 | 20h30 | 0.08 | 0.73 | 20h30 | 0.03 | 0.59 | 20h30 | 0 | 0.61 | 20h30 | 0.03 | 0.58 | 20h30 | 0 | 0.49 | 20h30 | 0 | 0.51 | 20h30 | 0.18 | 1.2 | 20h30 | 0.02 | 0.76 | 20h30 | 0.01 | 0.78 | 20h30 | 0.02 | 0.76
21h30 | 0.46 | 2.07 | 21h30 | 0.46 | 2.07 | 21h30 | 0.46 | 2.07 | 21h30 | 0.4 | 1.92 | 21h30 | 0.41 | 1.94 | 21h30 | 0.4 | 1.91 | 21h30 | 0.28 | 1.73 | 21h30 | 0.29 | 1.74 | 21h30 | 0.28 | 1.73 | 21h30 | 0.1 | 1.1 | 21h30 | 0.07 | 1.11 | 21h30 0.10 1.10 | 0.03 | 0.81 | 21h30 | 0.39 | 1.97 | 21h30 | 0.4 | 1.98 | 21h30 | 0.39 | 1.97 | 21h30 | 0.06 | 0.82 | 21h30 | 0.02 | 0.83 | 21h30 | 0.06 | 0.82 | 21h30 | 0.06 | 0.82 | 21h30 | 0.03 | 0.84 | 21h30 | 0.06 | 0.82 | 21h30 | 0 | 0.66 | 21h30 | 0 | 0.68 | 21h30 | 0 | 0.66 | 21h30 | 0 | 0.56 | 21h30 | 0 | 0.58 | 21h30 | 0.11 | 1.14 | 21h30 | 0.03 | 0.85 | 21h30 | 0.01 | 0.86 | 21h30 | 0.02 | 0.84
22h30 | 0.48 | 2.15 | 22h30 | 0.48 | 2.15 | 22h30 | 0.48 | 2.15 | 22h30 | 0.4 | 1.93 | 22h30 | 0.41 | 1.95 | 22h30 | 0.4 | 1.93 | 22h30 | 0.29 | 1.8 | 22h30 | 0.29 | 1.81 | 22h30 | 0.28 | 1.8 | 22h30 | 0.1 | 1.15 | 22h30 | 0.05 | 1.16 | 22h30 0.10 1.15 | 0.03 | 0.82 | 22h30 | 0.39 | 2.03 | 22h30 | 0.4 | 2.04 | 22h30 | 0.39 | 2.03 | 22h30 | 0.06 | 0.82 | 22h30 | 0.01 | 0.83 | 22h30 | 0.06 | 0.82 | 22h30 | 0.06 | 0.83 | 22h30 | 0.01 | 0.85 | 22h30 | 0.06 | 0.82 | 22h30 | 0 | 0.67 | 22h30 | 0 | 0.68 | 22h30 | 0 | 0.67 | 22h30 | 0 | 0.56 | 22h30 | 0 | 0.58 | 22h30 | 0.11 | 1.14 | 22h30 | 0.03 | 0.86 | 22h30 | 0 | 0.87 | 22h30 | 0.02 | 0.85
23h30 | 0.46 | 2.1 | 23h30 | 0.46 | 2.1 | 23h30 | 0.46 | 2.1 | 23h30 | 0.37 | 1.83 | 23h30 | 0.38 | 1.85 | 23h30 | 0.37 | 1.83 | 23h30 | 0.26 | 1.74 | 23h30 | 0.26 | 1.75 | 23h30 | 0.26 | 1.74 | 23h30 | 0.04 | 1.12 | 23h30 | 0.05 | 1.13 | 23h30 0.04 1.12 | 0 | 0.76 | 23h30 | 0.36 | 1.97 | 23h30 | 0.37 | 1.97 | 23h30 | 0.36 | 1.96 | 23h30 | 0 | 0.77 | 23h30 | 0.01 | 0.78 | 23h30 | 0 | 0.77 | 23h30 | 0 | 0.77 | 23h30 | 0.01 | 0.79 | 23h30 | 0 | 0.77 | 23h30 | 0 | 0.62 | 23h30 | 0 | 0.63 | 23h30 | 0 | 0.61 | 23h30 | 0 | 0.5 | 23h30 | 0 | 0.52 | 23h30 | 0.05 | 1.06 | 23h30 | 0 | 0.8 | 23h30 | 0 | 0.82 | 23h30 | 0 | 0.8
00h30 | 0.43 | 1.68 | 00h30 | 0.12 | 0.58 | 00h30 | 0.43 | 1.69 | 00h30 | 0.35 | 1.43 | 00h30 | 0.08 | 0.48 | 00h30 | 0.34 | 1.47 | 00h30 | 0.25 | 1.39 | 00h30 | 0.03 | 0.41 | 00h30 | 0.24 | 1.4 | 00h30 | 0.04 | 0.96 | 00h30 | 0 | 0.21 | 00h30 0.04 0.96 | 0 | 0.7 | 00h30 | 0.33 | 1.56 | 00h30 | 0.1 | 0.53 | 00h30 | 0.33 | 1.58 | 00h30 | 0 | 0.68 | 00h30 | 0 | 0.12 | 00h30 | 0 | 0.68 | 00h30 | 0 | 0.68 | 00h30 | 0 | 0.13 | 00h30 | 0 | 0.68 | 00h30 | 0 | 0.61 | 00h30 | 0 | 0.07 | 00h30 | 0 | 0.6 | 00h30 | 0 | 0.5 | 00h30 | 0 | 0.04 | 00h30 | 0.05 | 1.06 | 00h30 | 0 | 0.7 | 00h30 | 0 | 0.13 | 00h30 | 0 | 0.7
01h30 | 0.21 | 0.77 | 01h30 | 0.04 | 0.18 | 01h30 | 0.21 | 0.78 | 01h30 | 0.13 | 0.53 | 01h30 | 0 | 0.07 | 01h30 | 0.13 | 0.54 | 01h30 | 0.06 | 0.5 | 01h30 | 0 | 0 | 01h30 | 0.06 | 0.5 | 01h30 | 0 | 0.13 | 01h30 | 0 | 0 | 01h30 0.00 0.13 | 0 | 0 | 01h30 | 0.13 | 0.66 | 01h30 | 0.01 | 0.14 | 01h30 | 0.13 | 0.67 | 01h30 | 0 | 0 | 01h30 | 0 | 0 | 01h30 | 0 | 0 | 01h30 | 0 | 0 | 01h30 | 0 | 0 | 01h30 | 0 | 0 | 01h30 | 0 | 0 | 01h30 | 0 | 0 | 01h30 | 0 | 0 | 01h30 | 0 | 0 | 01h30 | 0 | 0 | 01h30 | 0 | 0.07 | 01h30 | 0 | 0 | 01h30 | 0 | 0 | 01h30 | 0 | 0
02h30 | 0.21 | 0.77 | 02h30 | 0.17 | 0.63 | 02h30 | 0.21 | 0.78 | 02h30 | 0.13 | 0.53 | 02h30 | 0.1 | 0.39 | 02h30 | 0.13 | 0.54 | 02h30 | 0.06 | 0.5 | 02h30 | 0.04 | 0.38 | 02h30 | 0.06 | 0.5 | 02h30 | 0 | 0.13 | 02h30 | 0 | 0.08 | 02h30 0.00 0.13 | 0 | 0 | 02h30 | 0.13 | 0.66 | 02h30 | 0.1 | 0.53 | 02h30 | 0.13 | 0.67 | 02h30 | 0 | 0 | 02h30 | 0 | 0 | 02h30 | 0 | 0 | 02h30 | 0 | 0 | 02h30 | 0 | 0 | 02h30 | 0 | 0 | 02h30 | 0 | 0 | 02h30 | 0 | 0 | 02h30 | 0 | 0 | 02h30 | 0 | 0 | 02h30 | 0 | 0 | 02h30 | 0 | 0.07 | 02h30 | 0 | 0 | 02h30 | 0 | 0 | 02h30 | 0 | 0
03h30 | 0.3 | 0.91 | 03h30 | 0.3 | 0.95 | 03h30 | 0.3 | 0.91 | 03h30 | 0.2 | 0.64 | 03h30 | 0.2 | 0.64 | 03h30 | 0.2 | 0.65 | 03h30 | 0.14 | 0.67 | 03h30 | 0.14 | 0.71 | 03h30 | 0.13 | 0.67 | 03h30 | 0 | 0.27 | 03h30 | 0 | 0.24 | 03h30 0.00 0.27 | 0 | 0 | 03h30 | 0.2 | 0.79 | 03h30 | 0.2 | 0.8 | 03h30 | 0.2 | 0.79 | 03h30 | 0 | 0.04 | 03h30 | 0 | 0 | 03h30 | 0 | 0.04 | 03h30 | 0 | 0.02 | 03h30 | 0 | 0 | 03h30 | 0 | 0.02 | 03h30 | 0 | 0 | 03h30 | 0 | 0 | 03h30 | 0 | 0 | 03h30 | 0 | 0 | 03h30 | 0 | 0 | 03h30 | 0 | 0.12 | 03h30 | 0 | 0.05 | 03h30 | 0 | 0 | 03h30 | 0 | 0.05
04h30 | 0.33 | 0.97 | 04h30 | 0.38 | 1.07 | 04h30 | 0.33 | 0.97 | 04h30 | 0.23 | 0.67 | 04h30 | 0.26 | 0.75 | 04h30 | 0.22 | 0.67 | 04h30 | 0.17 | 0.77 | 04h30 | 0.22 | 0.84 | 04h30 | 0.17 | 0.76 | 04h30 | 0.01 | 0.32 | 04h30 | 0.02 | 0.37 | 04h30 0.01 0.32 | 0 | 0 | 04h30 | 0.23 | 0.85 | 04h30 | 0.27 | 0.93 | 04h30 | 0.23 | 0.85 | 04h30 | 0 | 0.04 | 04h30 | 0 | 0.02 | 04h30 | 0 | 0.04 | 04h30 | 0 | 0.02 | 04h30 | 0 | 0 | 04h30 | 0 | 0.02 | 04h30 | 0 | 0 | 04h30 | 0 | 0 | 04h30 | 0 | 0 | 04h30 | 0 | 0 | 04h30 | 0 | 0 | 04h30 | 0 | 0.12 | 04h30 | 0 | 0.05 | 04h30 | 0 | 0.04 | 04h30 | 0 | 0.05
05h30 | 0.36 | 0.99 | 05h30 | 0.4 | 1.07 | 05h30 | 0.36 | 0.99 | 05h30 | 0.25 | 0.68 | 05h30 | 0.28 | 0.77 | 05h30 | 0.24 | 0.68 | 05h30 | 0.21 | 0.8 | 05h30 | 0.25 | 0.89 | 05h30 | 0.21 | 0.8 | 05h30 | 0.05 | 0.38 | 05h30 | 0.06 | 0.44 | 05h30 0.04 0.38 | 0 | 0.05 | 05h30 | 0.25 | 0.86 | 05h30 | 0.29 | 0.94 | 05h30 | 0.25 | 0.86 | 05h30 | 0 | 0.01 | 05h30 | 0 | 0.06 | 05h30 | 0 | 0.01 | 05h30 | 0 | 0 | 05h30 | 0 | 0.04 | 05h30 | 0 | 0 | 05h30 | 0 | 0 | 05h30 | 0 | 0 | 05h30 | 0 | 0 | 05h30 | 0 | 0 | 05h30 | 0 | 0 | 05h30 | 0 | 0.18 | 05h30 | 0 | 0.03 | 05h30 | 0 | 0.08 | 05h30 | 0 | 0.03
06h30 | 0.38 | 1.03 | 06h30 | 0.4 | 1.06 | 06h30 | 0.38 | 1.03 | 06h30 | 0.27 | 0.72 | 06h30 | 0.29 | 0.76 | 06h30 | 0.27 | 0.72 | 06h30 | 0.24 | 0.86 | 06h30 | 0.26 | 0.9 | 06h30 | 0.24 | 0.85 | 06h30 | 0.08 | 0.46 | 06h30 | 0.09 | 0.51 | 06h30 0.08 0.46 | 0 | 0.14 | 06h30 | 0.27 | 0.9 | 06h30 | 0.29 | 0.94 | 06h30 | 0.27 | 0.9 | 06h30 | 0.02 | 0.09 | 06h30 | 0.03 | 0.12 | 06h30 | 0.02 | 0.09 | 06h30 | 0.01 | 0.06 | 06h30 | 0.02 | 0.1 | 06h30 | 0.01 | 0.06 | 06h30 | 0 | 0 | 06h30 | 0 | 0 | 06h30 | 0 | 0 | 06h30 | 0 | 0 | 06h30 | 0 | 0 | 06h30 | 0.04 | 0.27 | 06h30 | 0.02 | 0.1 | 06h30 | 0.02 | 0.13 | 06h30 | 0.02 | 0.1
07h30 | 0.23 | 0.84 | 07h30 | 0.24 | 0.85 | 07h30 | 0.73 | 2.16 | 07h30 | 0.12 | 0.53 | 07h30 | 0.16 | 0.56 | 07h30 | 0.59 | 1.78 | 07h30 | 0.09 | 0.67 | 07h30 | 0.13 | 0.69 | 07h30 | 0.56 | 1.96 | 07h30 | 0.05 | 0.31 | 07h30 | 0.06 | 0.34 | 07h30 0.35 1.47 | 0.27 | 0.92 | 07h30 | 0.12 | 0.71 | 07h30 | 0.16 | 0.73 | 07h30 | 0.59 | 2.01 | 07h30 | 0.02 | 0.07 | 07h30 | 0.03 | 0.07 | 07h30 | 0.22 | 0.67 | 07h30 | 0.01 | 0.06 | 07h30 | 0.02 | 0.06 | 07h30 | 0.24 | 0.79 | 07h30 | 0 | 0 | 07h30 | 0 | 0 | 07h30 | 0.21 | 0.82 | 07h30 | 0 | 0 | 07h30 | 0 | 0 | 07h30 | 0.28 | 0.94 | 07h30 | 0.02 | 0.07 | 07h30 | 0.02 | 0.08 | 07h30 | 0.23 | 0.69
08h30 | 0.55 | 1.92 | 08h30 | 0.55 | 1.93 | 08h30 | 0.89 | 2.72 | 08h30 | 0.41 | 1.55 | 08h30 | 0.46 | 1.58 | 08h30 | 0.74 | 2.32 | 08h30 | 0.38 | 1.73 | 08h30 | 0.42 | 1.74 | 08h30 | 0.7 | 2.5 | 08h30 | 0.31 | 1.28 | 08h30 | 0.32 | 1.3 | 08h30 0.50 2.00 | 0.4 | 1.49 | 08h30 | 0.41 | 1.78 | 08h30 | 0.45 | 1.79 | 08h30 | 0.74 | 2.56 | 08h30 | 0.26 | 0.94 | 08h30 | 0.27 | 0.95 | 08h30 | 0.38 | 1.28 | 08h30 | 0.24 | 0.88 | 08h30 | 0.25 | 0.91 | 08h30 | 0.38 | 1.33 | 08h30 | 0.17 | 0.74 | 08h30 | 0.18 | 0.77 | 08h30 | 0.31 | 1.29 | 08h30 | 0.11 | 0.61 | 08h30 | 0.12 | 0.64 | 08h30 | 0.42 | 1.54 | 08h30 | 0.25 | 0.93 | 08h30 | 0.26 | 0.96 | 08h30 | 0.38 | 1.3
09h30 | 0.99 | 2.84 | 09h30 | 0.99 | 2.85 | 09h30 | 0.92 | 2.72 | 09h30 | 0.85 | 2.48 | 09h30 | 0.86 | 2.5 | 09h30 | 0.81 | 2.41 | 09h30 | 0.82 | 2.65 | 09h30 | 0.83 | 2.66 | 09h30 | 0.76 | 2.51 | 09h30 | 0.65 | 2.2 | 09h30 | 0.66 | 2.22 | 09h30 0.61 2.13 | 0.52 | 1.9 | 09h30 | 0.81 | 2.7 | 09h30 | 0.83 | 2.72 | 09h30 | 0.77 | 2.61 | 09h30 | 0.6 | 1.81 | 09h30 | 0.63 | 1.82 | 09h30 | 0.6 | 1.92 | 09h30 | 0.56 | 1.7 | 09h30 | 0.58 | 1.77 | 09h30 | 0.55 | 1.78 | 09h30 | 0.47 | 1.54 | 09h30 | 0.48 | 1.59 | 09h30 | 0.45 | 1.59 | 09h30 | 0.36 | 1.31 | 09h30 | 0.38 | 1.37 | 09h30 | 0.61 | 2.17 | 09h30 | 0.55 | 1.8 | 09h30 | 0.57 | 1.83 | 09h30 | 0.54 | 1.93
10h30 | 1 | 2.77 | 10h30 | 1 | 2.77 | 10h30 | 0.85 | 2.45 | 10h30 | 0.9 | 2.5 | 10h30 | 0.9 | 2.51 | 10h30 | 0.75 | 2.18 | 10h30 | 0.86 | 2.58 | 10h30 | 0.85 | 2.59 | 10h30 | 0.68 | 2.2 | 10h30 | 0.67 | 2.26 | 10h30 | 0.68 | 2.26 | 10h30 0.54 1.86 | 0.49 | 1.63 | 10h30 | 0.78 | 2.67 | 10h30 | 0.77 | 2.68 | 10h30 | 0.63 | 2.36 | 10h30 | 0.63 | 1.88 | 10h30 | 0.64 | 1.92 | 10h30 | 0.55 | 1.67 | 10h30 | 0.61 | 1.81 | 10h30 | 0.61 | 1.84 | 10h30 | 0.51 | 1.56 | 10h30 | 0.53 | 1.73 | 10h30 | 0.54 | 1.77 | 10h30 | 0.44 | 1.44 | 10h30 | 0.44 | 1.54 | 10h30 | 0.45 | 1.58 | 10h30 | 0.62 | 2.05 | 10h30 | 0.5 | 1.89 | 10h30 | 0.5 | 1.93 | 10h30 | 0.41 | 1.67
11h30 | 0.71 | 2.08 | 11h30 | 0.71 | 2.09 | 11h30 | 0.65 | 1.98 | 11h30 | 0.63 | 1.87 | 11h30 | 0.63 | 1.88 | 11h30 | 0.57 | 1.76 | 11h30 | 0.58 | 1.88 | 11h30 | 0.57 | 1.88 | 11h30 | 0.5 | 1.73 | 11h30 | 0.43 | 1.59 | 11h30 | 0.43 | 1.6 | 11h30 0.36 1.42 | 0.32 | 1.19 | 11h30 | 0.44 | 2.02 | 11h30 | 0.44 | 2.03 | 11h30 | 0.39 | 1.92 | 11h30 | 0.43 | 1.35 | 11h30 | 0.43 | 1.37 | 11h30 | 0.38 | 1.24 | 11h30 | 0.4 | 1.29 | 11h30 | 0.41 | 1.31 | 11h30 | 0.35 | 1.15 | 11h30 | 0.35 | 1.23 | 11h30 | 0.35 | 1.25 | 11h30 | 0.3 | 1.06 | 11h30 | 0.28 | 1.08 | 11h30 | 0.29 | 1.11 | 11h30 | 0.54 | 1.81 | 11h30 | 0.23 | 1.35 | 11h30 | 0.23 | 1.37 | 11h30 | 0.18 | 1.23
12h30 | 0.52 | 1.63 | 12h30 | 0.53 | 1.64 | 12h30 | 0.52 | 1.6 | 12h30 | 0.47 | 1.47 | 12h30 | 0.47 | 1.48 | 12h30 | 0.45 | 1.43 | 12h30 | 0.4 | 1.42 | 12h30 | 0.4 | 1.42 | 12h30 | 0.37 | 1.36 | 12h30 | 0.28 | 1.18 | 12h30 | 0.29 | 1.19 | 12h30 0.25 1.10 | 0.23 | 0.88 | 12h30 | 0.28 | 1.6 | 12h30 | 0.29 | 1.6 | 12h30 | 0.34 | 1.56 | 12h30 | 0.29 | 0.99 | 12h30 | 0.29 | 1.01 | 12h30 | 0.26 | 0.93 | 12h30 | 0.27 | 0.93 | 12h30 | 0.27 | 0.95 | 12h30 | 0.24 | 0.85 | 12h30 | 0.22 | 0.88 | 12h30 | 0.23 | 0.89 | 12h30 | 0.21 | 0.78 | 12h30 | 0.17 | 0.77 | 12h30 | 0.18 | 0.79 | 12h30 | 0.49 | 1.63 | 12h30 | 0.09 | 0.97 | 12h30 | 0.1 | 0.99 | 12h30 | 0.15 | 0.91
13h30 | 0.43 | 1.39 | 13h30 | 0.43 | 1.39 | 13h30 | 0.43 | 1.38 | 13h30 | 0.4 | 1.28 | 13h30 | 0.4 | 1.29 | 13h30 | 0.39 | 1.25 | 13h30 | 0.32 | 1.18 | 13h30 | 0.32 | 1.18 | 13h30 | 0.3 | 1.15 | 13h30 | 0.22 | 0.97 | 13h30 | 0.22 | 0.98 | 13h30 0.20 0.93 | 0.17 | 0.72 | 13h30 | 0.24 | 1.38 | 13h30 | 0.24 | 1.38 | 13h30 | 0.27 | 1.36 | 13h30 | 0.22 | 0.8 | 13h30 | 0.22 | 0.81 | 13h30 | 0.2 | 0.76 | 13h30 | 0.2 | 0.74 | 13h30 | 0.2 | 0.76 | 13h30 | 0.18 | 0.69 | 13h30 | 0.16 | 0.69 | 13h30 | 0.16 | 0.7 | 13h30 | 0.15 | 0.62 | 13h30 | 0.12 | 0.59 | 13h30 | 0.12 | 0.61 | 13h30 | 0.44 | 1.5 | 13h30 | 0.06 | 0.77 | 13h30 | 0.06 | 0.78 | 13h30 | 0.06 | 0.73
14h30 | 0.38 | 1.23 | 14h30 | 0.38 | 1.23 | 14h30 | 0.43 | 1.37 | 14h30 | 0.35 | 1.17 | 14h30 | 0.36 | 1.17 | 14h30 | 0.38 | 1.21 | 14h30 | 0.27 | 1.02 | 14h30 | 0.27 | 1.02 | 14h30 | 0.29 | 1.13 | 14h30 | 0.17 | 0.81 | 14h30 | 0.18 | 0.82 | 14h30 0.19 0.86 | 0.17 | 0.64 | 14h30 | 0.23 | 1.23 | 14h30 | 0.23 | 1.24 | 14h30 | 0.27 | 1.3 | 14h30 | 0.17 | 0.68 | 14h30 | 0.17 | 0.68 | 14h30 | 0.19 | 0.65 | 14h30 | 0.16 | 0.62 | 14h30 | 0.16 | 0.63 | 14h30 | 0.18 | 0.61 | 14h30 | 0.12 | 0.56 | 14h30 | 0.12 | 0.57 | 14h30 | 0.15 | 0.59 | 14h30 | 0.08 | 0.48 | 14h30 | 0.09 | 0.49 | 14h30 | 0.41 | 1.39 | 14h30 | 0.04 | 0.64 | 14h30 | 0.04 | 0.65 | 14h30 | 0.06 | 0.64
15h30 | 0.37 | 1.19 | 15h30 | 0.37 | 1.19 | 15h30 | 0.4 | 1.26 | 15h30 | 0.35 | 1.18 | 15h30 | 0.35 | 1.18 | 15h30 | 0.36 | 1.19 | 15h30 | 0.26 | 0.97 | 15h30 | 0.26 | 0.97 | 15h30 | 0.27 | 1.02 | 15h30 | 0.16 | 0.75 | 15h30 | 0.17 | 0.76 | 15h30 0.17 0.77 | 0.13 | 0.59 | 15h30 | 0.25 | 1.2 | 15h30 | 0.25 | 1.21 | 15h30 | 0.26 | 1.23 | 15h30 | 0.16 | 0.64 | 15h30 | 0.16 | 0.65 | 15h30 | 0.17 | 0.62 | 15h30 | 0.14 | 0.59 | 15h30 | 0.15 | 0.6 | 15h30 | 0.15 | 0.58 | 15h30 | 0.1 | 0.53 | 15h30 | 0.11 | 0.53 | 15h30 | 0.11 | 0.52 | 15h30 | 0.07 | 0.45 | 15h30 | 0.08 | 0.46 | 15h30 | 0.38 | 1.29 | 15h30 | 0.04 | 0.61 | 15h30 | 0.04 | 0.62 | 15h30 | 0.04 | 0.6
16h30 | 0.42 | 1.28 | 16h30 | 0.42 | 1.28 | 16h30 | 0.41 | 1.26 | 16h30 | 0.4 | 1.33 | 16h30 | 0.4 | 1.33 | 16h30 | 0.39 | 1.31 | 16h30 | 0.31 | 1.05 | 16h30 | 0.31 | 1.05 | 16h30 | 0.29 | 1.02 | 16h30 | 0.19 | 0.8 | 16h30 | 0.19 | 0.8 | 16h30 0.18 0.77 | 0.14 | 0.64 | 16h30 | 0.3 | 1.31 | 16h30 | 0.3 | 1.31 | 16h30 | 0.29 | 1.29 | 16h30 | 0.18 | 0.71 | 16h30 | 0.18 | 0.71 | 16h30 | 0.17 | 0.69 | 16h30 | 0.17 | 0.67 | 16h30 | 0.17 | 0.68 | 16h30 | 0.16 | 0.65 | 16h30 | 0.13 | 0.58 | 16h30 | 0.13 | 0.59 | 16h30 | 0.11 | 0.55 | 16h30 | 0.09 | 0.5 | 16h30 | 0.1 | 0.51 | 16h30 | 0.36 | 1.22 | 16h30 | 0.06 | 0.69 | 16h30 | 0.06 | 0.69 | 16h30 | 0.05 | 0.66
17h30 | 0.52 | 1.5 | 17h30 | 0.52 | 1.5 | 17h30 | 0.5 | 1.47 | 17h30 | 0.5 | 1.6 | 17h30 | 0.5 | 1.6 | 17h30 | 0.49 | 1.57 | 17h30 | 0.39 | 1.24 | 17h30 | 0.39 | 1.25 | 17h30 | 0.38 | 1.21 | 17h30 | 0.25 | 0.92 | 17h30 | 0.25 | 0.92 | 17h30 0.24 0.89 | 0.19 | 0.78 | 17h30 | 0.42 | 1.53 | 17h30 | 0.43 | 1.53 | 17h30 | 0.41 | 1.5 | 17h30 | 0.24 | 0.85 | 17h30 | 0.24 | 0.86 | 17h30 | 0.23 | 0.84 | 17h30 | 0.23 | 0.82 | 17h30 | 0.23 | 0.83 | 17h30 | 0.21 | 0.8 | 17h30 | 0.18 | 0.72 | 17h30 | 0.18 | 0.72 | 17h30 | 0.16 | 0.68 | 17h30 | 0.14 | 0.63 | 17h30 | 0.14 | 0.64 | 17h30 | 0.35 | 1.21 | 17h30 | 0.12 | 0.84 | 17h30 | 0.13 | 0.84 | 17h30 | 0.12 | 0.82
18h30 | 0.64 | 1.82 | 18h30 | 0.64 | 1.82 | 18h30 | 0.63 | 1.8 | 18h30 | 0.62 | 1.92 | 18h30 | 0.62 | 1.93 | 18h30 | 0.61 | 1.91 | 18h30 | 0.5 | 1.53 | 18h30 | 0.5 | 1.53 | 18h30 | 0.49 | 1.51 | 18h30 | 0.33 | 1.09 | 18h30 | 0.33 | 1.1 | 18h30 0.32 1.08 | 0.26 | 0.96 | 18h30 | 0.58 | 1.82 | 18h30 | 0.58 | 1.82 | 18h30 | 0.57 | 1.8 | 18h30 | 0.3 | 1.03 | 18h30 | 0.31 | 1.04 | 18h30 | 0.3 | 1.02 | 18h30 | 0.3 | 1.02 | 18h30 | 0.3 | 1.02 | 18h30 | 0.29 | 1 | 18h30 | 0.24 | 0.89 | 18h30 | 0.24 | 0.89 | 18h30 | 0.23 | 0.86 | 18h30 | 0.2 | 0.79 | 18h30 | 0.2 | 0.8 | 18h30 | 0.35 | 1.22 | 18h30 | 0.22 | 1.03 | 18h30 | 0.22 | 1.03 | 18h30 | 0.21 | 1.01
19h30 | 0.56 | 1.88 | 19h30 | 0.56 | 1.88 | 19h30 | 0.55 | 1.87 | 19h30 | 0.53 | 1.94 | 19h30 | 0.53 | 1.94 | 19h30 | 0.52 | 1.93 | 19h30 | 0.41 | 1.56 | 19h30 | 0.41 | 1.56 | 19h30 | 0.4 | 1.55 | 19h30 | 0.24 | 1.01 | 19h30 | 0.25 | 1.02 | 19h30 0.20 1.00 | 0.13 | 0.86 | 19h30 | 0.51 | 1.84 | 19h30 | 0.51 | 1.84 | 19h30 | 0.51 | 1.83 | 19h30 | 0.2 | 0.93 | 19h30 | 0.19 | 0.93 | 19h30 | 0.17 | 0.92 | 19h30 | 0.19 | 0.92 | 19h30 | 0.19 | 0.92 | 19h30 | 0.16 | 0.91 | 19h30 | 0.15 | 0.77 | 19h30 | 0.16 | 0.77 | 19h30 | 0.09 | 0.75 | 19h30 | 0.12 | 0.67 | 19h30 | 0.13 | 0.68 | 19h30 | 0.15 | 0.95 | 19h30 | 0.16 | 0.93 | 19h30 | 0.16 | 0.93 | 19h30 | 0.11 | 0.92
20h30 | 0.43 | 1.89 | 20h30 | 0.43 | 1.89 | 20h30 | 0.43 | 1.89 | 20h30 | 0.39 | 1.86 | 20h30 | 0.39 | 1.87 | 20h30 | 0.39 | 1.85 | 20h30 | 0.27 | 1.55 | 20h30 | 0.27 | 1.56 | 20h30 | 0.27 | 1.55 | 20h30 | 0.07 | 0.92 | 20h30 | 0.07 | 0.92 | 20h30 0.11 0.91 | 0.06 | 0.71 | 20h30 | 0.38 | 1.81 | 20h30 | 0.38 | 1.81 | 20h30 | 0.38 | 1.8 | 20h30 | 0.02 | 0.77 | 20h30 | 0.02 | 0.77 | 20h30 | 0.09 | 0.76 | 20h30 | 0.02 | 0.77 | 20h30 | 0.02 | 0.78 | 20h30 | 0.08 | 0.76 | 20h30 | 0 | 0.61 | 20h30 | 0 | 0.61 | 20h30 | 0.03 | 0.6 | 20h30 | 0 | 0.5 | 20h30 | 0 | 0.51 | 20h30 | 0.08 | 0.73 | 20h30 | 0 | 0.78 | 20h30 | 0 | 0.79 | 20h30 | 0.01 | 0.77
21h30 | 0.48 | 2.11 | 21h30 | 0.48 | 2.11 | 21h30 | 0.48 | 2.1 | 21h30 | 0.42 | 1.98 | 21h30 | 0.42 | 1.99 | 21h30 | 0.41 | 1.98 | 21h30 | 0.3 | 1.75 | 21h30 | 0.3 | 1.76 | 21h30 | 0.3 | 1.75 | 21h30 | 0.07 | 1.06 | 21h30 | 0.07 | 1.06 | 21h30 0.09 1.06 | 0.03 | 0.8 | 21h30 | 0.41 | 1.99 | 21h30 | 0.41 | 1.99 | 21h30 | 0.41 | 1.99 | 21h30 | 0.02 | 0.84 | 21h30 | 0.02 | 0.84 | 21h30 | 0.06 | 0.84 | 21h30 | 0.02 | 0.85 | 21h30 | 0.02 | 0.86 | 21h30 | 0.06 | 0.84 | 21h30 | 0 | 0.68 | 21h30 | 0 | 0.68 | 21h30 | 0 | 0.67 | 21h30 | 0 | 0.57 | 21h30 | 0 | 0.57 | 21h30 | 0 | 0.7 | 21h30 | 0 | 0.86 | 21h30 | 0 | 0.87 | 21h30 | 0.02 | 0.86
22h30 | 0.51 | 2.23 | 22h30 | 0.51 | 2.23 | 22h30 | 0.51 | 2.22 | 22h30 | 0.43 | 2.02 | 22h30 | 0.43 | 2.03 | 22h30 | 0.42 | 2.02 | 22h30 | 0.31 | 1.86 | 22h30 | 0.31 | 1.86 | 22h30 | 0.31 | 1.86 | 22h30 | 0.06 | 1.15 | 22h30 | 0.06 | 1.15 | 22h30 0.09 1.15 | 0.03 | 0.84 | 22h30 | 0.42 | 2.09 | 22h30 | 0.42 | 2.09 | 22h30 | 0.42 | 2.08 | 22h30 | 0.02 | 0.87 | 22h30 | 0.02 | 0.87 | 22h30 | 0.06 | 0.86 | 22h30 | 0.02 | 0.88 | 22h30 | 0.02 | 0.88 | 22h30 | 0.06 | 0.87 | 22h30 | 0 | 0.7 | 22h30 | 0 | 0.7 | 22h30 | 0 | 0.69 | 22h30 | 0 | 0.59 | 22h30 | 0 | 0.59 | 22h30 | 0 | 0.7 | 22h30 | 0.01 | 0.89 | 22h30 | 0.01 | 0.9 | 22h30 | 0.02 | 0.89
23h30 | 0.52 | 2.28 | 23h30 | 0.52 | 2.28 | 23h30 | 0.52 | 2.28 | 23h30 | 0.42 | 2.01 | 23h30 | 0.42 | 2.01 | 23h30 | 0.42 | 2.01 | 23h30 | 0.31 | 1.91 | 23h30 | 0.31 | 1.91 | 23h30 | 0.31 | 1.9 | 23h30 | 0.06 | 1.21 | 23h30 | 0.06 | 1.21 | 23h30 0.06 1.20 | 0 | 0.85 | 23h30 | 0.42 | 2.12 | 23h30 | 0.42 | 2.13 | 23h30 | 0.41 | 2.12 | 23h30 | 0.02 | 0.87 | 23h30 | 0.02 | 0.87 | 23h30 | 0.02 | 0.86 | 23h30 | 0.02 | 0.87 | 23h30 | 0.02 | 0.88 | 23h30 | 0.02 | 0.87 | 23h30 | 0 | 0.7 | 23h30 | 0 | 0.7 | 23h30 | 0 | 0.69 | 23h30 | 0 | 0.58 | 23h30 | 0 | 0.59 | 23h30 | 0 | 0.66 | 23h30 | 0.01 | 0.9 | 23h30 | 0.01 | 0.9 | 23h30 | 0.01 | 0.89
00h30 | 0.29 | 1.24 | 00h30 | 0.18 | 1.07 | 00h30 | 0.48 | 1.81 | 00h30 | 0.2 | 0.98 | 00h30 | 0.1 | 0.79 | 00h30 | 0.39 | 1.59 | 00h30 | 0.1 | 0.92 | 00h30 | 0.06 | 0.73 | 00h30 | 0.29 | 1.5 | 00h30 | 0 | 0.41 | 00h30 | 0 | 0.27 | 00h30 0.06 1.01 | 0 | 0.72 | 00h30 | 0.19 | 1.1 | 00h30 | 0.1 | 0.92 | 00h30 | 0.34 | 1.7 | 00h30 | 0 | 0.23 | 00h30 | 0 | 0.2 | 00h30 | 0.02 | 0.73 | 00h30 | 0 | 0.22 | 00h30 | 0 | 0.24 | 00h30 | 0.02 | 0.72 | 00h30 | 0 | 0.15 | 00h30 | 0 | 0.15 | 00h30 | 0 | 0.62 | 00h30 | 0 | 0.12 | 00h30 | 0 | 0.11 | 00h30 | 0 | 0.66 | 00h30 | 0 | 0.23 | 00h30 | 0 | 0.21 | 00h30 | 0.01 | 0.74
01h30 | 0.2 | 0.73 | 01h30 | 0.12 | 0.62 | 01h30 | 0.3 | 1.03 | 01h30 | 0.11 | 0.48 | 01h30 | 0.05 | 0.37 | 01h30 | 0.21 | 0.78 | 01h30 | 0.01 | 0.45 | 01h30 | 0 | 0.3 | 01h30 | 0.14 | 0.74 | 01h30 | 0 | 0 | 01h30 | 0 | 0 | 01h30 0.00 0.29 | 0 | 0.04 | 01h30 | 0.11 | 0.6 | 01h30 | 0.05 | 0.48 | 01h30 | 0.19 | 0.91 | 01h30 | 0 | 0 | 01h30 | 0 | 0 | 01h30 | 0 | 0 | 01h30 | 0 | 0 | 01h30 | 0 | 0 | 01h30 | 0 | 0 | 01h30 | 0 | 0 | 01h30 | 0 | 0 | 01h30 | 0 | 0 | 01h30 | 0 | 0 | 01h30 | 0 | 0 | 01h30 | 0 | 0 | 01h30 | 0 | 0 | 01h30 | 0 | 0 | 01h30 | 0 | 0.01
02h30 | 0.25 | 0.89 | 02h30 | 0.26 | 0.9 | 02h30 | 0.3 | 1.03 | 02h30 | 0.16 | 0.61 | 02h30 | 0.17 | 0.63 | 02h30 | 0.21 | 0.78 | 02h30 | 0.08 | 0.63 | 02h30 | 0.1 | 0.61 | 02h30 | 0.14 | 0.74 | 02h30 | 0 | 0.14 | 02h30 | 0 | 0.18 | 02h30 0.00 0.29 | 0 | 0.04 | 02h30 | 0.16 | 0.75 | 02h30 | 0.17 | 0.76 | 02h30 | 0.19 | 0.91 | 02h30 | 0 | 0 | 02h30 | 0 | 0 | 02h30 | 0 | 0 | 02h30 | 0 | 0 | 02h30 | 0 | 0 | 02h30 | 0 | 0 | 02h30 | 0 | 0 | 02h30 | 0 | 0 | 02h30 | 0 | 0 | 02h30 | 0 | 0 | 02h30 | 0 | 0 | 02h30 | 0 | 0 | 02h30 | 0 | 0 | 02h30 | 0 | 0 | 02h30 | 0 | 0.01
03h30 | 0.35 | 1.07 | 03h30 | 0.38 | 1.11 | 03h30 | 0.36 | 1.1 | 03h30 | 0.23 | 0.74 | 03h30 | 0.26 | 0.78 | 03h30 | 0.25 | 0.78 | 03h30 | 0.18 | 0.84 | 03h30 | 0.2 | 0.88 | 03h30 | 0.18 | 0.85 | 03h30 | 0 | 0.32 | 03h30 | 0 | 0.33 | 03h30 0.00 0.34 | 0 | 0 | 03h30 | 0.24 | 0.92 | 03h30 | 0.26 | 0.95 | 03h30 | 0.24 | 0.95 | 03h30 | 0 | 0 | 03h30 | 0 | 0 | 03h30 | 0 | 0.02 | 03h30 | 0 | 0 | 03h30 | 0 | 0 | 03h30 | 0 | 0 | 03h30 | 0 | 0 | 03h30 | 0 | 0 | 03h30 | 0 | 0 | 03h30 | 0 | 0 | 03h30 | 0 | 0 | 03h30 | 0 | 0 | 03h30 | 0 | 0 | 03h30 | 0 | 0 | 03h30 | 0 | 0.04
04h30 | 0.41 | 1.15 | 04h30 | 0.42 | 1.17 | 04h30 | 0.38 | 1.1 | 04h30 | 0.28 | 0.79 | 04h30 | 0.29 | 0.81 | 04h30 | 0.25 | 0.78 | 04h30 | 0.24 | 0.93 | 04h30 | 0.25 | 0.96 | 04h30 | 0.21 | 0.86 | 04h30 | 0.03 | 0.43 | 04h30 | 0.03 | 0.43 | 04h30 0.02 0.35 | 0 | 0.02 | 04h30 | 0.28 | 0.99 | 04h30 | 0.29 | 1.01 | 04h30 | 0.25 | 0.95 | 04h30 | 0 | 0.04 | 04h30 | 0 | 0.04 | 04h30 | 0 | 0.02 | 04h30 | 0 | 0.02 | 04h30 | 0 | 0.03 | 04h30 | 0 | 0 | 04h30 | 0 | 0 | 04h30 | 0 | 0 | 04h30 | 0 | 0 | 04h30 | 0 | 0 | 04h30 | 0 | 0 | 04h30 | 0 | 0 | 04h30 | 0 | 0.06 | 04h30 | 0 | 0.06 | 04h30 | 0 | 0.04
05h30 | 0.43 | 1.15 | 05h30 | 0.43 | 1.15 | 05h30 | 0.4 | 1.09 | 05h30 | 0.29 | 0.8 | 05h30 | 0.3 | 0.8 | 05h30 | 0.26 | 0.76 | 05h30 | 0.27 | 0.95 | 05h30 | 0.27 | 0.97 | 05h30 | 0.23 | 0.89 | 05h30 | 0.07 | 0.51 | 05h30 | 0.07 | 0.51 | 05h30 0.06 0.42 | 0 | 0.1 | 05h30 | 0.3 | 0.99 | 05h30 | 0.3 | 1 | 05h30 | 0.27 | 0.94 | 05h30 | 0.01 | 0.1 | 05h30 | 0.01 | 0.1 | 05h30 | 0.01 | 0.07 | 05h30 | 0 | 0.08 | 05h30 | 0 | 0.08 | 05h30 | 0 | 0.04 | 05h30 | 0 | 0 | 05h30 | 0 | 0 | 05h30 | 0 | 0 | 05h30 | 0 | 0 | 05h30 | 0 | 0 | 05h30 | 0 | 0 | 05h30 | 0.01 | 0.12 | 05h30 | 0.01 | 0.12 | 05h30 | 0 | 0.08
06h30 | 0.43 | 1.15 | 06h30 | 0.43 | 1.15 | 06h30 | 0.42 | 1.13 | 06h30 | 0.3 | 0.81 | 06h30 | 0.3 | 0.82 | 06h30 | 0.28 | 0.78 | 06h30 | 0.28 | 0.97 | 06h30 | 0.28 | 0.98 | 06h30 | 0.26 | 0.94 | 06h30 | 0.11 | 0.59 | 06h30 | 0.11 | 0.59 | 06h30 0.10 0.54 | 0.02 | 0.2 | 06h30 | 0.3 | 1 | 06h30 | 0.31 | 1.01 | 06h30 | 0.29 | 0.98 | 06h30 | 0.04 | 0.16 | 06h30 | 0.05 | 0.16 | 06h30 | 0.04 | 0.14 | 06h30 | 0.03 | 0.14 | 06h30 | 0.03 | 0.14 | 06h30 | 0.02 | 0.12 | 06h30 | 0 | 0.04 | 06h30 | 0 | 0.04 | 06h30 | 0 | 0.02 | 06h30 | 0 | 0 | 06h30 | 0 | 0 | 06h30 | 0 | 0.06 | 06h30 | 0.04 | 0.18 | 06h30 | 0.04 | 0.18 | 06h30 | 0.03 | 0.15
07h30 | 0.77 | 2.26 | 07h30 | 0.77 | 2.26 | 07h30 | 0.76 | 2.25 | 07h30 | 0.62 | 1.86 | 07h30 | 0.62 | 1.86 | 07h30 | 0.6 | 1.83 | 07h30 | 0.59 | 2.05 | 07h30 | 0.59 | 2.06 | 07h30 | 0.58 | 2.04 | 07h30 | 0.39 | 1.6 | 07h30 | 0.39 | 1.6 | 07h30 0.38 1.56 | 0.27 | 0.98 | 07h30 | 0.62 | 2.09 | 07h30 | 0.62 | 2.1 | 07h30 | 0.61 | 2.08 | 07h30 | 0.2 | 0.98 | 07h30 | 0.2 | 0.98 | 07h30 | 0.19 | 0.91 | 07h30 | 0.18 | 0.87 | 07h30 | 0.19 | 0.87 | 07h30 | 0.21 | 0.82 | 07h30 | 0.22 | 0.8 | 07h30 | 0.23 | 0.8 | 07h30 | 0.22 | 0.83 | 07h30 | 0.18 | 0.79 | 07h30 | 0.19 | 0.79 | 07h30 | 0.24 | 0.92 | 07h30 | 0.2 | 1 | 07h30 | 0.19 | 1 | 07h30 | 0.2 | 0.93
08h30 | 0.89 | 2.74 | 08h30 | 0.89 | 2.74 | 08h30 | 0.89 | 2.73 | 08h30 | 0.74 | 2.33 | 08h30 | 0.74 | 2.34 | 08h30 | 0.73 | 2.31 | 08h30 | 0.71 | 2.52 | 08h30 | 0.71 | 2.52 | 08h30 | 0.7 | 2.51 | 08h30 | 0.51 | 2.07 | 08h30 | 0.51 | 2.07 | 08h30 0.50 2.04 | 0.39 | 1.52 | 08h30 | 0.71 | 2.58 | 08h30 | 0.72 | 2.58 | 08h30 | 0.71 | 2.57 | 08h30 | 0.36 | 1.51 | 08h30 | 0.36 | 1.52 | 08h30 | 0.36 | 1.45 | 08h30 | 0.33 | 1.39 | 08h30 | 0.34 | 1.39 | 08h30 | 0.36 | 1.34 | 08h30 | 0.32 | 1.3 | 08h30 | 0.32 | 1.3 | 08h30 | 0.32 | 1.31 | 08h30 | 0.23 | 1.17 | 08h30 | 0.23 | 1.17 | 08h30 | 0.35 | 1.46 | 08h30 | 0.32 | 1.52 | 08h30 | 0.32 | 1.53 | 08h30 | 0.33 | 1.47
09h30 | 0.25 | 0.72 | 09h30 | 0.35 | 1.09 | 09h30 | 0.88 | 2.67 | 09h30 | 0.23 | 0.67 | 09h30 | 0.29 | 0.95 | 09h30 | 0.77 | 2.35 | 09h30 | 0.25 | 0.76 | 09h30 | 0.27 | 1.05 | 09h30 | 0.72 | 2.46 | 09h30 | 0.19 | 0.79 | 09h30 | 0.19 | 0.82 | 09h30 0.58 2.10 | 0.51 | 1.88 | 09h30 | 0.2 | 0.72 | 09h30 | 0.26 | 1.04 | 09h30 | 0.65 | 2.56 | 09h30 | 0.2 | 0.63 | 09h30 | 0.2 | 0.64 | 09h30 | 0.6 | 1.85 | 09h30 | 0.19 | 0.61 | 09h30 | 0.18 | 0.61 | 09h30 | 0.56 | 1.79 | 09h30 | 0.1 | 0.54 | 09h30 | 0.1 | 0.54 | 09h30 | 0.44 | 1.63 | 09h30 | 0.05 | 0.38 | 09h30 | 0.05 | 0.38 | 09h30 | 0.51 | 1.89 | 09h30 | 0.16 | 0.64 | 09h30 | 0.16 | 0.64 | 09h30 | 0.46 | 1.85
10h30 | 0 | 0 | 10h30 | 0 | 0 | 10h30 | 0.77 | 2.36 | 10h30 | 0 | 0 | 10h30 | 0 | 0 | 10h30 | 0.68 | 2.1 | 10h30 | 0 | 0 | 10h30 | 0 | 0 | 10h30 | 0.62 | 2.13 | 10h30 | 0 | 0 | 10h30 | 0 | 0 | 10h30 0.49 1.80 | 0.45 | 1.59 | 10h30 | 0 | 0 | 10h30 | 0 | 0 | 10h30 | 0.52 | 2.29 | 10h30 | 0 | 0 | 10h30 | 0 | 0 | 10h30 | 0.52 | 1.61 | 10h30 | 0 | 0 | 10h30 | 0 | 0 | 10h30 | 0.48 | 1.55 | 10h30 | 0 | 0 | 10h30 | 0 | 0 | 10h30 | 0.41 | 1.44 | 10h30 | 0 | 0 | 10h30 | 0 | 0 | 10h30 | 0.55 | 1.82 | 10h30 | 0 | 0 | 10h30 | 0 | 0 | 10h30 | 0.31 | 1.6
11h30 | 0 | 0 | 11h30 | 0 | 0 | 11h30 | 0.59 | 1.95 | 11h30 | 0 | 0 | 11h30 | 0 | 0 | 11h30 | 0.53 | 1.76 | 11h30 | 0 | 0 | 11h30 | 0 | 0 | 11h30 | 0.46 | 1.72 | 11h30 | 0 | 0 | 11h30 | 0 | 0 | 11h30 0.34 1.44 | 0.3 | 1.22 | 11h30 | 0 | 0 | 11h30 | 0 | 0 | 11h30 | 0.31 | 1.92 | 11h30 | 0 | 0 | 11h30 | 0 | 0 | 11h30 | 0.36 | 1.25 | 11h30 | 0 | 0 | 11h30 | 0 | 0 | 11h30 | 0.33 | 1.2 | 11h30 | 0 | 0 | 11h30 | 0 | 0 | 11h30 | 0.28 | 1.11 | 11h30 | 0 | 0 | 11h30 | 0 | 0 | 11h30 | 0.46 | 1.55 | 11h30 | 0 | 0 | 11h30 | 0 | 0 | 11h30 | 0.11 | 1.24
12h30 | 0 | 0 | 12h30 | 0 | 0 | 12h30 | 0.53 | 1.74 | 12h30 | 0 | 0 | 12h30 | 0 | 0 | 12h30 | 0.47 | 1.5 | 12h30 | 0 | 0 | 12h30 | 0 | 0 | 12h30 | 0.38 | 1.52 | 12h30 | 0 | 0 | 12h30 | 0 | 0 | 12h30 0.24 1.17 | 0.23 | 0.95 | 12h30 | 0 | 0 | 12h30 | 0 | 0 | 12h30 | 0.31 | 1.66 | 12h30 | 0 | 0 | 12h30 | 0 | 0 | 12h30 | 0.25 | 0.99 | 12h30 | 0 | 0 | 12h30 | 0 | 0 | 12h30 | 0.23 | 0.93 | 12h30 | 0 | 0 | 12h30 | 0 | 0 | 12h30 | 0.21 | 0.85 | 12h30 | 0 | 0 | 12h30 | 0 | 0 | 12h30 | 0.37 | 1.28 | 12h30 | 0 | 0 | 12h30 | 0 | 0 | 12h30 | 0.11 | 0.96
13h30 | 0.34 | 1.06 | 13h30 | 0 | 0 | 13h30 | 0.42 | 1.48 | 13h30 | 0.3 | 0.97 | 13h30 | 0 | 0 | 13h30 | 0.38 | 1.34 | 13h30 | 0.29 | 0.99 | 13h30 | 0 | 0 | 13h30 | 0.3 | 1.28 | 13h30 | 0.2 | 0.88 | 13h30 | 0 | 0 | 13h30 0.18 0.99 | 0.15 | 0.79 | 13h30 | 0.15 | 1.07 | 13h30 | 0 | 0 | 13h30 | 0.16 | 1.45 | 13h30 | 0.19 | 0.65 | 13h30 | 0 | 0 | 13h30 | 0.18 | 0.82 | 13h30 | 0.17 | 0.67 | 13h30 | 0 | 0 | 13h30 | 0.16 | 0.77 | 13h30 | 0.16 | 0.66 | 13h30 | 0 | 0 | 13h30 | 0.13 | 0.69 | 13h30 | 0.11 | 0.57 | 13h30 | 0 | 0 | 13h30 | 0.31 | 1.12 | 13h30 | 0 | 0.7 | 13h30 | 0 | 0 | 13h30 | 0 | 0.78
14h30 | 0.56 | 1.72 | 14h30 | 0 | 0 | 14h30 | 0.42 | 1.48 | 14h30 | 0.52 | 1.64 | 14h30 | 0 | 0 | 14h30 | 0.38 | 1.34 | 14h30 | 0.48 | 1.64 | 14h30 | 0 | 0 | 14h30 | 0.3 | 1.28 | 14h30 | 0.33 | 1.43 | 14h30 | 0 | 0 | 14h30 0.18 0.96 | 0.15 | 0.72 | 14h30 | 0.29 | 1.73 | 14h30 | 0 | 0 | 14h30 | 0.16 | 1.45 | 14h30 | 0.32 | 1.16 | 14h30 | 0 | 0 | 14h30 | 0.18 | 0.75 | 14h30 | 0.29 | 1.12 | 14h30 | 0 | 0 | 14h30 | 0.16 | 0.7 | 14h30 | 0.25 | 1.07 | 14h30 | 0 | 0 | 14h30 | 0.13 | 0.65 | 14h30 | 0.18 | 0.91 | 14h30 | 0 | 0 | 14h30 | 0.27 | 1.01 | 14h30 | 0.03 | 1.13 | 14h30 | 0 | 0 | 14h30 | 0 | 0.71
15h30 | 0.55 | 1.77 | 15h30 | 0 | 0 | 15h30 | 0.38 | 1.37 | 15h30 | 0.54 | 1.79 | 15h30 | 0 | 0 | 15h30 | 0.36 | 1.33 | 15h30 | 0.47 | 1.67 | 15h30 | 0 | 0 | 15h30 | 0.27 | 1.16 | 15h30 | 0.34 | 1.42 | 15h30 | 0 | 0 | 15h30 0.15 0.87 | 0.12 | 0.68 | 15h30 | 0.34 | 1.76 | 15h30 | 0 | 0 | 15h30 | 0.22 | 1.37 | 15h30 | 0.34 | 1.33 | 15h30 | 0 | 0 | 15h30 | 0.15 | 0.71 | 15h30 | 0.3 | 1.21 | 15h30 | 0 | 0 | 15h30 | 0.13 | 0.67 | 15h30 | 0.24 | 1.12 | 15h30 | 0 | 0 | 15h30 | 0.1 | 0.6 | 15h30 | 0.18 | 0.95 | 15h30 | 0 | 0 | 15h30 | 0.24 | 0.94 | 15h30 | 0.05 | 1.19 | 15h30 | 0 | 0 | 15h30 | 0 | 0.67
16h30 | 0.44 | 1.49 | 16h30 | 0 | 0 | 16h30 | 0.38 | 1.37 | 16h30 | 0.43 | 1.56 | 16h30 | 0 | 0 | 16h30 | 0.36 | 1.34 | 16h30 | 0.36 | 1.33 | 16h30 | 0 | 0 | 16h30 | 0.27 | 1.16 | 16h30 | 0.25 | 1.07 | 16h30 | 0 | 0 | 16h30 0.15 0.87 | 0.12 | 0.67 | 16h30 | 0.33 | 1.5 | 16h30 | 0 | 0 | 16h30 | 0.26 | 1.37 | 16h30 | 0.25 | 1.08 | 16h30 | 0 | 0 | 16h30 | 0.15 | 0.71 | 16h30 | 0.23 | 1.01 | 16h30 | 0 | 0 | 16h30 | 0.13 | 0.67 | 16h30 | 0.18 | 0.93 | 16h30 | 0 | 0 | 16h30 | 0.1 | 0.6 | 16h30 | 0.13 | 0.79 | 16h30 | 0 | 0 | 16h30 | 0.24 | 0.97 | 16h30 | 0.06 | 0.99 | 16h30 | 0 | 0 | 16h30 | 0 | 0.67
17h30 | 0.45 | 1.52 | 17h30 | 0 | 0 | 17h30 | 0.42 | 1.46 | 17h30 | 0.44 | 1.62 | 17h30 | 0 | 0 | 17h30 | 0.4 | 1.5 | 17h30 | 0.36 | 1.31 | 17h30 | 0 | 0 | 17h30 | 0.3 | 1.21 | 17h30 | 0.23 | 1 | 17h30 | 0 | 0 | 17h30 0.17 0.89 | 0.14 | 0.75 | 17h30 | 0.39 | 1.55 | 17h30 | 0 | 0 | 17h30 | 0.34 | 1.47 | 17h30 | 0.24 | 1.04 | 17h30 | 0 | 0 | 17h30 | 0.16 | 0.8 | 17h30 | 0.23 | 0.99 | 17h30 | 0 | 0 | 17h30 | 0.15 | 0.77 | 17h30 | 0.18 | 0.9 | 17h30 | 0 | 0 | 17h30 | 0.11 | 0.66 | 17h30 | 0.14 | 0.78 | 17h30 | 0 | 0 | 17h30 | 0.26 | 1.06 | 17h30 | 0.1 | 0.98 | 17h30 | 0 | 0 | 17h30 | 0.05 | 0.76
18h30 | 0.57 | 1.8 | 18h30 | 0.42 | 1.29 | 18h30 | 0.54 | 1.74 | 18h30 | 0.56 | 1.92 | 18h30 | 0.42 | 1.32 | 18h30 | 0.53 | 1.84 | 18h30 | 0.46 | 1.53 | 18h30 | 0.43 | 1.37 | 18h30 | 0.41 | 1.45 | 18h30 | 0.3 | 1.15 | 18h30 | 0.32 | 1.09 | 18h30 0.25 1.05 | 0.21 | 0.94 | 18h30 | 0.53 | 1.81 | 18h30 | 0.38 | 1.29 | 18h30 | 0.51 | 1.75 | 18h30 | 0.31 | 1.17 | 18h30 | 0.28 | 0.98 | 18h30 | 0.24 | 1 | 18h30 | 0.3 | 1.14 | 18h30 | 0.27 | 0.97 | 18h30 | 0.23 | 0.98 | 18h30 | 0.24 | 1.03 | 18h30 | 0.24 | 0.92 | 18h30 | 0.18 | 0.84 | 18h30 | 0.2 | 0.91 | 18h30 | 0.21 | 0.85 | 18h30 | 0.33 | 1.24 | 18h30 | 0.2 | 1.14 | 18h30 | 0.2 | 0.95 | 18h30 | 0.15 | 0.98
19h30 | 0.54 | 1.94 | 19h30 | 0.7 | 2.26 | 19h30 | 0.52 | 1.9 | 19h30 | 0.52 | 2.05 | 19h30 | 0.7 | 2.36 | 19h30 | 0.5 | 1.98 | 19h30 | 0.41 | 1.64 | 19h30 | 0.65 | 2.23 | 19h30 | 0.37 | 1.57 | 19h30 | 0.21 | 1.13 | 19h30 | 0.41 | 1.67 | 19h30 0.17 1.05 | 0.12 | 0.93 | 19h30 | 0.51 | 1.93 | 19h30 | 0.64 | 2.24 | 19h30 | 0.49 | 1.88 | 19h30 | 0.2 | 1.1 | 19h30 | 0.36 | 1.56 | 19h30 | 0.15 | 0.97 | 19h30 | 0.2 | 1.08 | 19h30 | 0.35 | 1.53 | 19h30 | 0.14 | 0.96 | 19h30 | 0.14 | 0.95 | 19h30 | 0.28 | 1.4 | 19h30 | 0.08 | 0.81 | 19h30 | 0.09 | 0.83 | 19h30 | 0.21 | 1.23 | 19h30 | 0.21 | 1.16 | 19h30 | 0.15 | 1.08 | 19h30 | 0.21 | 1.49 | 19h30 | 0.1 | 0.97
20h30 | 0.47 | 2.05 | 20h30 | 0.71 | 2.57 | 20h30 | 0.46 | 2.03 | 20h30 | 0.44 | 2.08 | 20h30 | 0.7 | 2.7 | 20h30 | 0.42 | 2.03 | 20h30 | 0.32 | 1.73 | 20h30 | 0.57 | 2.31 | 20h30 | 0.29 | 1.68 | 20h30 | 0.1 | 1.07 | 20h30 | 0.29 | 1.63 | 20h30 0.09 1.01 | 0.05 | 0.84 | 20h30 | 0.43 | 2 | 20h30 | 0.65 | 2.5 | 20h30 | 0.41 | 1.96 | 20h30 | 0.09 | 0.96 | 20h30 | 0.28 | 1.61 | 20h30 | 0.07 | 0.86 | 20h30 | 0.08 | 0.96 | 20h30 | 0.25 | 1.56 | 20h30 | 0.06 | 0.87 | 20h30 | 0.04 | 0.8 | 20h30 | 0.17 | 1.39 | 20h30 | 0.01 | 0.7 | 20h30 | 0.01 | 0.68 | 20h30 | 0.08 | 1.17 | 20h30 | 0.12 | 1.01 | 20h30 | 0.03 | 0.96 | 20h30 | 0.12 | 1.52 | 20h30 | 0 | 0.87
21h30 | 0.52 | 2.27 | 21h30 | 0.61 | 2.45 | 21h30 | 0.52 | 2.26 | 21h30 | 0.48 | 2.2 | 21h30 | 0.58 | 2.44 | 21h30 | 0.46 | 2.16 | 21h30 | 0.35 | 1.93 | 21h30 | 0.47 | 2.16 | 21h30 | 0.34 | 1.9 | 21h30 | 0.1 | 1.18 | 21h30 | 0.2 | 1.43 | 21h30 0.09 1.14 | 0.03 | 0.89 | 21h30 | 0.46 | 2.18 | 21h30 | 0.56 | 2.36 | 21h30 | 0.45 | 2.15 | 21h30 | 0.07 | 0.98 | 21h30 | 0.19 | 1.37 | 21h30 | 0.06 | 0.92 | 21h30 | 0.07 | 1 | 21h30 | 0.18 | 1.35 | 21h30 | 0.06 | 0.93 | 21h30 | 0.02 | 0.83 | 21h30 | 0.13 | 1.2 | 21h30 | 0 | 0.75 | 21h30 | 0 | 0.71 | 21h30 | 0.08 | 1.02 | 21h30 | 0.1 | 1.08 | 21h30 | 0.04 | 1 | 21h30 | 0.11 | 1.33 | 21h30 | 0.02 | 0.94
22h30 | 0.55 | 2.38 | 22h30 | 0.58 | 2.44 | 22h30 | 0.55 | 2.37 | 22h30 | 0.49 | 2.22 | 22h30 | 0.53 | 2.34 | 22h30 | 0.47 | 2.18 | 22h30 | 0.37 | 2.03 | 22h30 | 0.42 | 2.12 | 22h30 | 0.35 | 2.01 | 22h30 | 0.1 | 1.26 | 22h30 | 0.15 | 1.38 | 22h30 0.09 1.23 | 0.03 | 0.92 | 22h30 | 0.47 | 2.26 | 22h30 | 0.51 | 2.33 | 22h30 | 0.46 | 2.23 | 22h30 | 0.07 | 0.99 | 22h30 | 0.14 | 1.23 | 22h30 | 0.06 | 0.94 | 22h30 | 0.07 | 1 | 22h30 | 0.13 | 1.23 | 22h30 | 0.06 | 0.95 | 22h30 | 0.02 | 0.83 | 22h30 | 0.08 | 1.07 | 22h30 | 0 | 0.77 | 22h30 | 0 | 0.71 | 22h30 | 0.02 | 0.92 | 22h30 | 0.1 | 1.11 | 22h30 | 0.04 | 1.01 | 22h30 | 0.09 | 1.21 | 22h30 | 0.02 | 0.96
23h30 | 0.59 | 2.5 | 23h30 | 0.61 | 2.53 | 23h30 | 0.59 | 2.49 | 23h30 | 0.51 | 2.27 | 23h30 | 0.53 | 2.35 | 23h30 | 0.49 | 2.23 | 23h30 | 0.39 | 2.14 | 23h30 | 0.42 | 2.19 | 23h30 | 0.38 | 2.12 | 23h30 | 0.11 | 1.37 | 23h30 | 0.15 | 1.44 | 23h30 0.09 1.34 | 0.03 | 0.99 | 23h30 | 0.49 | 2.36 | 23h30 | 0.52 | 2.4 | 23h30 | 0.48 | 2.34 | 23h30 | 0.07 | 1.02 | 23h30 | 0.14 | 1.18 | 23h30 | 0.05 | 0.98 | 23h30 | 0.07 | 1.03 | 23h30 | 0.13 | 1.18 | 23h30 | 0.05 | 0.99 | 23h30 | 0 | 0.86 | 23h30 | 0.08 | 1.03 | 23h30 | 0 | 0.82 | 23h30 | 0 | 0.73 | 23h30 | 0.02 | 0.88 | 23h30 | 0.08 | 1.14 | 23h30 | 0.06 | 1.05 | 23h30 | 0.09 | 1.18 | 23h30 | 0.04 | 1.01
1945-1983_base_winter_2 | [44 empty] | 1945-1983 Best_case_win_2_data
detached | [8 empty] | terrace | [8 empty] | tfg | [8 empty] | mf | [8 empty] | s-detached | [8 empty] | detached | [8 empty] | terrace | [8 empty] | ftg | [8 empty] | mf | [8 empty] | s-detached
00h30 | 0.57 | 2.07 | 00h30 | 0.45 | 1.88 | 00h30 | 0.76 | 2.63 | 00h30 | 0.47 | 1.8 | 00h30 | 0.34 | 1.56 | 00h30 | 0.61 | 2.25 | 00h30 | 0.4 | 1.79 | 00h30 | 0.23 | 1.49 | 00h30 | 0.51 | 2.24 | 00h30 | 0.21 | 1.33 | 00h30 | 0 | 0.78 | 00h30 | 0.21 | 1.62 | 00h30 | 0.45 | 1.95 | 00h30 | 0.33 | 1.73 | 00h30 | 0.56 | 2.48 | 00h30 | 0.17 | 1.01 | 00h30 | 0.06 | 0.87 | 00h30 | 0.17 | 1.15 | 00h30 | 0.06 | 0.79 | 00h30 | 0 | 0.2 | 00h30 | 0.05 | 0.82 | 00h30 | 0.1 | 0.89 | 00h30 | 0 | 0.26 | 00h30 | 0.08 | 0.98 | 00h30 | 0.04 | 0.81 | 00h30 | 0 | 0.22 | 00h30 | 0.02 | 0.85 | 00h30 | 0.15 | 1.02 | 00h30 | 0 | 0.4 | 00h30 | 0.14 | 1.17
01h30 | 0.44 | 1.47 | 01h30 | 0.37 | 1.36 | 01h30 | 0.55 | 1.76 | 01h30 | 0.35 | 1.17 | 01h30 | 0.27 | 1.05 | 01h30 | 0.41 | 1.38 | 01h30 | 0.28 | 1.18 | 01h30 | 0.17 | 1.04 | 01h30 | 0.32 | 1.39 | 01h30 | 0.11 | 0.69 | 01h30 | 0 | 0.4 | 01h30 | 0.11 | 0.77 | 01h30 | 0.34 | 1.34 | 01h30 | 0.27 | 1.23 | 01h30 | 0.38 | 1.61 | 01h30 | 0.06 | 0.32 | 01h30 | 0 | 0.11 | 01h30 | 0.06 | 0.33 | 01h30 | 0 | 0.09 | 01h30 | 0 | 0 | 01h30 | 0 | 0.07 | 01h30 | 0 | 0.21 | 01h30 | 0 | 0 | 01h30 | 0 | 0.2 | 01h30 | 0 | 0.14 | 01h30 | 0 | 0 | 01h30 | 0 | 0.12 | 01h30 | 0.07 | 0.34 | 01h30 | 0 | 0.07 | 01h30 | 0.07 | 0.36
02h30 | 0.48 | 1.57 | 02h30 | 0.51 | 1.62 | 02h30 | 0.55 | 1.76 | 02h30 | 0.35 | 1.17 | 02h30 | 0.4 | 1.27 | 02h30 | 0.41 | 1.38 | 02h30 | 0.28 | 1.2 | 02h30 | 0.31 | 1.31 | 02h30 | 0.32 | 1.39 | 02h30 | 0.11 | 0.69 | 02h30 | 0.1 | 0.69 | 02h30 | 0.11 | 0.77 | 02h30 | 0.35 | 1.4 | 02h30 | 0.4 | 1.47 | 02h30 | 0.38 | 1.61 | 02h30 | 0.06 | 0.32 | 02h30 | 0 | 0.11 | 02h30 | 0.06 | 0.33 | 02h30 | 0 | 0.09 | 02h30 | 0 | 0.09 | 02h30 | 0 | 0.07 | 02h30 | 0 | 0.21 | 02h30 | 0 | 0.18 | 02h30 | 0 | 0.2 | 02h30 | 0 | 0.14 | 02h30 | 0 | 0.1 | 02h30 | 0 | 0.12 | 02h30 | 0.07 | 0.34 | 02h30 | 0.04 | 0.32 | 02h30 | 0.07 | 0.36
03h30 | 0.6 | 1.8 | 03h30 | 0.64 | 1.86 | 03h30 | 0.61 | 1.84 | 03h30 | 0.44 | 1.35 | 03h30 | 0.49 | 1.47 | 03h30 | 0.46 | 1.4 | 03h30 | 0.37 | 1.46 | 03h30 | 0.43 | 1.57 | 03h30 | 0.39 | 1.5 | 03h30 | 0.14 | 0.81 | 03h30 | 0.19 | 0.89 | 03h30 | 0.12 | 0.83 | 03h30 | 0.44 | 1.61 | 03h30 | 0.49 | 1.7 | 03h30 | 0.45 | 1.66 | 03h30 | 0.07 | 0.36 | 03h30 | 0 | 0.16 | 03h30 | 0.06 | 0.37 | 03h30 | 0 | 0.1 | 03h30 | 0 | 0.16 | 03h30 | 0 | 0.1 | 03h30 | 0 | 0.21 | 03h30 | 0.01 | 0.28 | 03h30 | 0 | 0.22 | 03h30 | 0 | 0.1 | 03h30 | 0 | 0.17 | 03h30 | 0 | 0.1 | 03h30 | 0.06 | 0.37 | 03h30 | 0.09 | 0.42 | 03h30 | 0.04 | 0.39
04h30 | 0.69 | 1.94 | 04h30 | 0.7 | 1.97 | 04h30 | 0.65 | 1.86 | 04h30 | 0.52 | 1.49 | 04h30 | 0.55 | 1.57 | 04h30 | 0.47 | 1.4 | 04h30 | 0.46 | 1.66 | 04h30 | 0.51 | 1.72 | 04h30 | 0.42 | 1.56 | 04h30 | 0.19 | 0.93 | 04h30 | 0.24 | 1.04 | 04h30 | 0.17 | 0.85 | 04h30 | 0.53 | 1.76 | 04h30 | 0.56 | 1.8 | 04h30 | 0.49 | 1.67 | 04h30 | 0.11 | 0.39 | 04h30 | 0.03 | 0.19 | 04h30 | 0.1 | 0.37 | 04h30 | 0.02 | 0.14 | 04h30 | 0.05 | 0.25 | 04h30 | 0.01 | 0.12 | 04h30 | 0.03 | 0.25 | 04h30 | 0.07 | 0.38 | 04h30 | 0.02 | 0.23 | 04h30 | 0 | 0.13 | 04h30 | 0.02 | 0.27 | 04h30 | 0 | 0.11 | 04h30 | 0.1 | 0.41 | 04h30 | 0.14 | 0.51 | 04h30 | 0.08 | 0.39
05h30 | 0.68 | 1.89 | 05h30 | 0.69 | 1.9 | 05h30 | 0.64 | 1.8 | 05h30 | 0.52 | 1.44 | 05h30 | 0.54 | 1.5 | 05h30 | 0.47 | 1.35 | 05h30 | 0.48 | 1.64 | 05h30 | 0.51 | 1.68 | 05h30 | 0.43 | 1.54 | 05h30 | 0.21 | 0.96 | 05h30 | 0.26 | 1.06 | 05h30 | 0.19 | 0.87 | 05h30 | 0.53 | 1.7 | 05h30 | 0.54 | 1.73 | 05h30 | 0.49 | 1.62 | 05h30 | 0.12 | 0.41 | 05h30 | 0.08 | 0.26 | 05h30 | 0.12 | 0.39 | 05h30 | 0.04 | 0.17 | 05h30 | 0.08 | 0.26 | 05h30 | 0.02 | 0.14 | 05h30 | 0.06 | 0.28 | 05h30 | 0.1 | 0.39 | 05h30 | 0.04 | 0.25 | 05h30 | 0 | 0.17 | 05h30 | 0.04 | 0.29 | 05h30 | 0 | 0.14 | 05h30 | 0.12 | 0.42 | 05h30 | 0.15 | 0.55 | 05h30 | 0.11 | 0.4
06h30 | 0.64 | 1.73 | 06h30 | 0.64 | 1.74 | 06h30 | 0.62 | 1.79 | 06h30 | 0.48 | 1.3 | 06h30 | 0.5 | 1.35 | 06h30 | 0.46 | 1.35 | 06h30 | 0.45 | 1.5 | 06h30 | 0.47 | 1.53 | 06h30 | 0.42 | 1.48 | 06h30 | 0.22 | 0.94 | 06h30 | 0.26 | 1.01 | 06h30 | 0.2 | 0.89 | 06h30 | 0.48 | 1.55 | 06h30 | 0.5 | 1.58 | 06h30 | 0.46 | 1.61 | 06h30 | 0.13 | 0.42 | 06h30 | 0.11 | 0.33 | 06h30 | 0.13 | 0.39 | 06h30 | 0.05 | 0.17 | 06h30 | 0.08 | 0.24 | 06h30 | 0.05 | 0.16 | 06h30 | 0.07 | 0.28 | 06h30 | 0.1 | 0.39 | 06h30 | 0.07 | 0.26 | 06h30 | 0.02 | 0.19 | 06h30 | 0.06 | 0.27 | 06h30 | 0.01 | 0.17 | 06h30 | 0.12 | 0.43 | 06h30 | 0.16 | 0.55 | 06h30 | 0.11 | 0.4
07h30 | 0.97 | 2.8 | 07h30 | 0.97 | 2.81 | 07h30 | 0.96 | 2.85 | 07h30 | 0.79 | 2.32 | 07h30 | 0.81 | 2.37 | 07h30 | 0.78 | 2.36 | 07h30 | 0.76 | 2.54 | 07h30 | 0.77 | 2.57 | 07h30 | 0.74 | 2.53 | 07h30 | 0.5 | 1.99 | 07h30 | 0.55 | 2.05 | 07h30 | 0.48 | 1.95 | 07h30 | 0.79 | 2.61 | 07h30 | 0.81 | 2.63 | 07h30 | 0.78 | 2.65 | 07h30 | 0.41 | 1.38 | 07h30 | 0.33 | 1.17 | 07h30 | 0.4 | 1.34 | 07h30 | 0.18 | 0.87 | 07h30 | 0.28 | 1.07 | 07h30 | 0.21 | 0.85 | 07h30 | 0.27 | 1.11 | 07h30 | 0.33 | 1.3 | 07h30 | 0.25 | 1.06 | 07h30 | 0.25 | 0.87 | 07h30 | 0.24 | 1.03 | 07h30 | 0.26 | 0.89 | 07h30 | 0.37 | 1.37 | 07h30 | 0.43 | 1.51 | 07h30 | 0.35 | 1.34
08h30 | 1.11 | 3.34 | 08h30 | 1.11 | 3.35 | 08h30 | 1.11 | 3.33 | 08h30 | 0.93 | 2.87 | 08h30 | 0.95 | 2.91 | 08h30 | 0.92 | 2.84 | 08h30 | 0.89 | 3.07 | 08h30 | 0.91 | 3.09 | 08h30 | 0.88 | 3.05 | 08h30 | 0.64 | 2.52 | 08h30 | 0.68 | 2.57 | 08h30 | 0.63 | 2.5 | 08h30 | 0.94 | 3.16 | 08h30 | 0.95 | 3.18 | 08h30 | 0.93 | 3.14 | 08h30 | 0.59 | 1.97 | 08h30 | 0.45 | 1.62 | 08h30 | 0.58 | 1.94 | 08h30 | 0.36 | 1.44 | 08h30 | 0.44 | 1.61 | 08h30 | 0.38 | 1.41 | 08h30 | 0.45 | 1.72 | 08h30 | 0.5 | 1.87 | 08h30 | 0.42 | 1.67 | 08h30 | 0.39 | 1.46 | 08h30 | 0.39 | 1.61 | 08h30 | 0.39 | 1.46 | 08h30 | 0.54 | 1.97 | 08h30 | 0.6 | 2.07 | 08h30 | 0.53 | 1.93
09h30 | 0.22 | 0.63 | 09h30 | 0.52 | 1.63 | 09h30 | 1.16 | 3.4 | 09h30 | 0.18 | 0.55 | 09h30 | 0.44 | 1.41 | 09h30 | 1 | 2.97 | 09h30 | 0.19 | 0.62 | 09h30 | 0.41 | 1.48 | 09h30 | 0.95 | 3.11 | 09h30 | 0.21 | 0.63 | 09h30 | 0.29 | 1.19 | 09h30 | 0.76 | 2.64 | 09h30 | 0.2 | 0.6 | 09h30 | 0.44 | 1.53 | 09h30 | 1.01 | 3.24 | 09h30 | 0.22 | 0.64 | 09h30 | 0.58 | 1.81 | 09h30 | 0.76 | 2.3 | 09h30 | 0.22 | 0.62 | 09h30 | 0.22 | 0.73 | 09h30 | 0.66 | 1.97 | 09h30 | 0.22 | 0.65 | 09h30 | 0.23 | 0.85 | 09h30 | 0.69 | 2.17 | 09h30 | 0.16 | 0.64 | 09h30 | 0.19 | 0.76 | 09h30 | 0.57 | 2 | 09h30 | 0.22 | 0.63 | 09h30 | 0.26 | 0.97 | 09h30 | 0.74 | 2.3
10h30 | 0 | 0 | 10h30 | 0 | 0 | 10h30 | 1.16 | 3.34 | 10h30 | 0 | 0 | 10h30 | 0 | 0 | 10h30 | 1.01 | 2.94 | 10h30 | 0 | 0 | 10h30 | 0 | 0 | 10h30 | 0.93 | 2.98 | 10h30 | 0 | 0 | 10h30 | 0 | 0 | 10h30 | 0.73 | 2.49 | 10h30 | 0 | 0 | 10h30 | 0 | 0 | 10h30 | 1.01 | 3.19 | 10h30 | 0 | 0 | 10h30 | 0.48 | 1.46 | 10h30 | 0.75 | 2.19 | 10h30 | 0 | 0 | 10h30 | 0 | 0 | 10h30 | 0.64 | 1.86 | 10h30 | 0 | 0 | 10h30 | 0 | 0 | 10h30 | 0.68 | 2.06 | 10h30 | 0 | 0 | 10h30 | 0 | 0 | 10h30 | 0.59 | 1.9 | 10h30 | 0 | 0 | 10h30 | 0 | 0 | 10h30 | 0.73 | 2.2
11h30 | 0 | 0 | 11h30 | 0 | 0 | 11h30 | 1.08 | 3.15 | 11h30 | 0 | 0 | 11h30 | 0 | 0 | 11h30 | 0.93 | 2.74 | 11h30 | 0 | 0 | 11h30 | 0 | 0 | 11h30 | 0.83 | 2.74 | 11h30 | 0 | 0 | 11h30 | 0 | 0 | 11h30 | 0.63 | 2.25 | 11h30 | 0 | 0 | 11h30 | 0 | 0 | 11h30 | 0.94 | 3 | 11h30 | 0 | 0 | 11h30 | 0.29 | 1.01 | 11h30 | 0.65 | 1.94 | 11h30 | 0 | 0 | 11h30 | 0 | 0 | 11h30 | 0.54 | 1.61 | 11h30 | 0 | 0 | 11h30 | 0 | 0 | 11h30 | 0.58 | 1.8 | 11h30 | 0 | 0 | 11h30 | 0 | 0 | 11h30 | 0.5 | 1.65 | 11h30 | 0 | 0 | 11h30 | 0 | 0 | 11h30 | 0.63 | 1.94
12h30 | 0 | 0 | 12h30 | 0 | 0 | 12h30 | 1 | 2.92 | 12h30 | 0 | 0 | 12h30 | 0 | 0 | 12h30 | 0.86 | 2.53 | 12h30 | 0 | 0 | 12h30 | 0 | 0 | 12h30 | 0.76 | 2.51 | 12h30 | 0 | 0 | 12h30 | 0 | 0 | 12h30 | 0.56 | 2.04 | 12h30 | 0 | 0 | 12h30 | 0 | 0 | 12h30 | 0.87 | 2.78 | 12h30 | 0 | 0 | 12h30 | 0.21 | 0.81 | 12h30 | 0.57 | 1.72 | 12h30 | 0 | 0 | 12h30 | 0 | 0 | 12h30 | 0.47 | 1.4 | 12h30 | 0 | 0 | 12h30 | 0 | 0 | 12h30 | 0.49 | 1.57 | 12h30 | 0 | 0 | 12h30 | 0 | 0 | 12h30 | 0.43 | 1.43 | 12h30 | 0 | 0 | 12h30 | 0 | 0 | 12h30 | 0.54 | 1.72
13h30 | 0.8 | 2.13 | 13h30 | 0 | 0 | 13h30 | 0.93 | 2.69 | 13h30 | 0.67 | 1.78 | 13h30 | 0 | 0 | 13h30 | 0.79 | 2.31 | 13h30 | 0.63 | 1.88 | 13h30 | 0 | 0 | 13h30 | 0.69 | 2.27 | 13h30 | 0.44 | 1.47 | 13h30 | 0 | 0 | 13h30 | 0.5 | 1.85 | 13h30 | 0.67 | 1.98 | 13h30 | 0 | 0 | 13h30 | 0.8 | 2.55 | 13h30 | 0.36 | 1.14 | 13h30 | 0.12 | 0.55 | 13h30 | 0.51 | 1.53 | 13h30 | 0.32 | 1.03 | 13h30 | 0 | 0 | 13h30 | 0.41 | 1.24 | 13h30 | 0.35 | 1.12 | 13h30 | 0 | 0 | 13h30 | 0.43 | 1.37 | 13h30 | 0.31 | 1.06 | 13h30 | 0 | 0 | 13h30 | 0.37 | 1.25 | 13h30 | 0.37 | 1.16 | 13h30 | 0 | 0 | 13h30 | 0.48 | 1.52
14h30 | 1.34 | 3.41 | 14h30 | 0 | 0 | 14h30 | 0.87 | 2.51 | 14h30 | 1.14 | 2.93 | 14h30 | 0 | 0 | 14h30 | 0.74 | 2.15 | 14h30 | 1.1 | 3.14 | 14h30 | 0 | 0 | 14h30 | 0.63 | 2.12 | 14h30 | 0.85 | 2.63 | 14h30 | 0 | 0 | 14h30 | 0.47 | 1.73 | 14h30 | 1.15 | 3.22 | 14h30 | 0 | 0 | 14h30 | 0.74 | 2.39 | 14h30 | 0.77 | 2.17 | 14h30 | 0.12 | 0.55 | 14h30 | 0.47 | 1.41 | 14h30 | 0.65 | 1.84 | 14h30 | 0 | 0 | 14h30 | 0.37 | 1.13 | 14h30 | 0.68 | 2.02 | 14h30 | 0 | 0 | 14h30 | 0.39 | 1.25 | 14h30 | 0.6 | 1.86 | 14h30 | 0 | 0 | 14h30 | 0.33 | 1.13 | 14h30 | 0.74 | 2.16 | 14h30 | 0 | 0 | 14h30 | 0.44 | 1.4
15h30 | 1.26 | 3.29 | 15h30 | 0 | 0 | 15h30 | 0.84 | 2.42 | 15h30 | 1.11 | 2.94 | 15h30 | 0 | 0 | 15h30 | 0.71 | 2.08 | 15h30 | 1.07 | 3.1 | 15h30 | 0 | 0 | 15h30 | 0.61 | 2.02 | 15h30 | 0.9 | 2.81 | 15h30 | 0 | 0 | 15h30 | 0.45 | 1.66 | 15h30 | 1.12 | 3.17 | 15h30 | 0 | 0 | 15h30 | 0.72 | 2.31 | 15h30 | 0.91 | 2.51 | 15h30 | 0.12 | 0.61 | 15h30 | 0.44 | 1.35 | 15h30 | 0.75 | 2.04 | 15h30 | 0 | 0 | 15h30 | 0.35 | 1.07 | 15h30 | 0.77 | 2.25 | 15h30 | 0 | 0 | 15h30 | 0.36 | 1.18 | 15h30 | 0.67 | 2.03 | 15h30 | 0 | 0 | 15h30 | 0.31 | 1.07 | 15h30 | 0.85 | 2.46 | 15h30 | 0 | 0 | 15h30 | 0.42 | 1.34
16h30 | 0.95 | 2.63 | 16h30 | 0 | 0 | 16h30 | 0.81 | 2.39 | 16h30 | 0.84 | 2.37 | 16h30 | 0 | 0 | 16h30 | 0.69 | 2.04 | 16h30 | 0.77 | 2.36 | 16h30 | 0 | 0 | 16h30 | 0.6 | 2.02 | 16h30 | 0.64 | 2.08 | 16h30 | 0 | 0 | 16h30 | 0.43 | 1.59 | 16h30 | 0.85 | 2.55 | 16h30 | 0 | 0 | 16h30 | 0.7 | 2.25 | 16h30 | 0.68 | 1.94 | 16h30 | 0.14 | 0.67 | 16h30 | 0.42 | 1.3 | 16h30 | 0.56 | 1.59 | 16h30 | 0 | 0 | 16h30 | 0.33 | 1.03 | 16h30 | 0.57 | 1.75 | 16h30 | 0 | 0 | 16h30 | 0.34 | 1.13 | 16h30 | 0.51 | 1.59 | 16h30 | 0 | 0 | 16h30 | 0.29 | 1.02 | 16h30 | 0.63 | 1.92 | 16h30 | 0 | 0 | 16h30 | 0.4 | 1.29
17h30 | 0.83 | 2.4 | 17h30 | 0 | 0 | 17h30 | 0.79 | 2.32 | 17h30 | 0.74 | 2.17 | 17h30 | 0 | 0 | 17h30 | 0.68 | 2 | 17h30 | 0.65 | 2.07 | 17h30 | 0 | 0 | 17h30 | 0.57 | 1.93 | 17h30 | 0.52 | 1.77 | 17h30 | 0 | 0 | 17h30 | 0.42 | 1.54 | 17h30 | 0.75 | 2.33 | 17h30 | 0 | 0 | 17h30 | 0.68 | 2.2 | 17h30 | 0.56 | 1.65 | 17h30 | 0.15 | 0.7 | 17h30 | 0.41 | 1.26 | 17h30 | 0.46 | 1.35 | 17h30 | 0 | 0 | 17h30 | 0.32 | 1 | 17h30 | 0.47 | 1.49 | 17h30 | 0 | 0 | 17h30 | 0.33 | 1.09 | 17h30 | 0.42 | 1.35 | 17h30 | 0 | 0 | 17h30 | 0.28 | 0.98 | 17h30 | 0.53 | 1.64 | 17h30 | 0 | 0 | 17h30 | 0.39 | 1.26
18h30 | 0.81 | 2.35 | 18h30 | 0.67 | 1.77 | 18h30 | 0.79 | 2.32 | 18h30 | 0.72 | 2.13 | 18h30 | 0.58 | 1.58 | 18h30 | 0.68 | 2.01 | 18h30 | 0.61 | 1.99 | 18h30 | 0.59 | 1.71 | 18h30 | 0.57 | 1.93 | 18h30 | 0.49 | 1.69 | 18h30 | 0.52 | 1.58 | 18h30 | 0.42 | 1.55 | 18h30 | 0.73 | 2.28 | 18h30 | 0.58 | 1.7 | 18h30 | 0.69 | 2.2 | 18h30 | 0.51 | 1.53 | 18h30 | 0.21 | 0.87 | 18h30 | 0.41 | 1.28 | 18h30 | 0.42 | 1.25 | 18h30 | 0.4 | 1.11 | 18h30 | 0.33 | 1.01 | 18h30 | 0.43 | 1.37 | 18h30 | 0.41 | 1.22 | 18h30 | 0.33 | 1.1 | 18h30 | 0.38 | 1.25 | 18h30 | 0.35 | 1.07 | 18h30 | 0.29 | 0.99 | 18h30 | 0.49 | 1.52 | 18h30 | 0.46 | 1.33 | 18h30 | 0.39 | 1.27
19h30 | 0.61 | 2.07 | 19h30 | 1.02 | 2.82 | 19h30 | 0.59 | 2.05 | 19h30 | 0.52 | 1.86 | 19h30 | 0.89 | 2.55 | 19h30 | 0.49 | 1.76 | 19h30 | 0.41 | 1.7 | 19h30 | 0.89 | 2.7 | 19h30 | 0.37 | 1.64 | 19h30 | 0.27 | 1.37 | 19h30 | 0.76 | 2.48 | 19h30 | 0.22 | 1.28 | 19h30 | 0.53 | 2.01 | 19h30 | 0.9 | 2.71 | 19h30 | 0.5 | 1.94 | 19h30 | 0.29 | 1.19 | 19h30 | 0.08 | 0.79 | 19h30 | 0.22 | 1.01 | 19h30 | 0.2 | 0.91 | 19h30 | 0.57 | 1.77 | 19h30 | 0.13 | 0.74 | 19h30 | 0.21 | 1.02 | 19h30 | 0.6 | 1.96 | 19h30 | 0.14 | 0.83 | 19h30 | 0.16 | 0.91 | 19h30 | 0.5 | 1.74 | 19h30 | 0.09 | 0.73 | 19h30 | 0.27 | 1.18 | 19h30 | 0.67 | 2.13 | 19h30 | 0.2 | 1.01
20h30 | 0.4 | 1.77 | 20h30 | 0.81 | 2.64 | 20h30 | 0.59 | 2.05 | 20h30 | 0.34 | 1.55 | 20h30 | 0.71 | 2.44 | 20h30 | 0.48 | 1.72 | 20h30 | 0.27 | 1.39 | 20h30 | 0.68 | 2.48 | 20h30 | 0.37 | 1.64 | 20h30 | 0.16 | 1.04 | 20h30 | 0.54 | 2.25 | 20h30 | 0.17 | 1.25 | 20h30 | 0.34 | 1.7 | 20h30 | 0.73 | 2.57 | 20h30 | 0.47 | 1.94 | 20h30 | 0.16 | 0.84 | 20h30 | 0.02 | 0.64 | 20h30 | 0.14 | 0.89 | 20h30 | 0.1 | 0.66 | 20h30 | 0.41 | 1.72 | 20h30 | 0.07 | 0.6 | 20h30 | 0.11 | 0.74 | 20h30 | 0.45 | 1.93 | 20h30 | 0.08 | 0.71 | 20h30 | 0.08 | 0.66 | 20h30 | 0.37 | 1.76 | 20h30 | 0.06 | 0.6 | 20h30 | 0.15 | 0.84 | 20h30 | 0.52 | 2.07 | 20h30 | 0.12 | 0.9
21h30 | 0.36 | 1.72 | 21h30 | 0.49 | 2 | 21h30 | 0.46 | 1.86 | 21h30 | 0.29 | 1.5 | 21h30 | 0.42 | 1.85 | 21h30 | 0.35 | 1.56 | 21h30 | 0.2 | 1.34 | 21h30 | 0.38 | 1.76 | 21h30 | 0.24 | 1.45 | 21h30 | 0.07 | 1 | 21h30 | 0.31 | 1.54 | 21h30 | 0.06 | 1.08 | 21h30 | 0.29 | 1.65 | 21h30 | 0.43 | 1.96 | 21h30 | 0.35 | 1.76 | 21h30 | 0.07 | 0.78 | 21h30 | 0 | 0.68 | 21h30 | 0.05 | 0.78 | 21h30 | 0 | 0.56 | 21h30 | 0.24 | 1.19 | 21h30 | 0 | 0.49 | 21h30 | 0 | 0.64 | 21h30 | 0.27 | 1.35 | 21h30 | 0 | 0.6 | 21h30 | 0 | 0.55 | 21h30 | 0.22 | 1.22 | 21h30 | 0 | 0.49 | 21h30 | 0.06 | 0.78 | 21h30 | 0.3 | 1.47 | 21h30 | 0.03 | 0.78
22h30 | 0.36 | 1.7 | 22h30 | 0.38 | 1.81 | 22h30 | 0.46 | 1.86 | 22h30 | 0.29 | 1.48 | 22h30 | 0.32 | 1.67 | 22h30 | 0.35 | 1.56 | 22h30 | 0.2 | 1.32 | 22h30 | 0.24 | 1.5 | 22h30 | 0.24 | 1.45 | 22h30 | 0.07 | 0.98 | 22h30 | 0.14 | 1.25 | 22h30 | 0.06 | 1.08 | 22h30 | 0.29 | 1.63 | 22h30 | 0.33 | 1.77 | 22h30 | 0.35 | 1.76 | 22h30 | 0.07 | 0.78 | 22h30 | 0 | 0.72 | 22h30 | 0.05 | 0.78 | 22h30 | 0 | 0.56 | 22h30 | 0.09 | 0.91 | 22h30 | 0 | 0.49 | 22h30 | 0 | 0.64 | 22h30 | 0.11 | 1.05 | 22h30 | 0 | 0.6 | 22h30 | 0 | 0.55 | 22h30 | 0.07 | 0.94 | 22h30 | 0 | 0.49 | 22h30 | 0.06 | 0.78 | 22h30 | 0.15 | 1.17 | 22h30 | 0.03 | 0.78
23h30 | 0.35 | 1.7 | 23h30 | 0.35 | 1.76 | 23h30 | 0.38 | 1.75 | 23h30 | 0.26 | 1.47 | 23h30 | 0.3 | 1.61 | 23h30 | 0.28 | 1.46 | 23h30 | 0.15 | 1.31 | 23h30 | 0.24 | 1.41 | 23h30 | 0.15 | 1.32 | 23h30 | 0 | 0.95 | 23h30 | 0.14 | 1.12 | 23h30 | 0 | 0.95 | 23h30 | 0.27 | 1.62 | 23h30 | 0.31 | 1.71 | 23h30 | 0.28 | 1.65 | 23h30 | 0 | 0.73 | 23h30 | 0 | 0.75 | 23h30 | 0 | 0.68 | 23h30 | 0 | 0.47 | 23h30 | 0.09 | 0.78 | 23h30 | 0 | 0.41 | 23h30 | 0 | 0.56 | 23h30 | 0.11 | 0.87 | 23h30 | 0 | 0.5 | 23h30 | 0 | 0.46 | 23h30 | 0.07 | 0.79 | 23h30 | 0 | 0.4 | 23h30 | 0 | 0.73 | 23h30 | 0.15 | 1 | 23h30 | 0 | 0.68
00h30 | 0.35 | 1.45 | 00h30 | 0 | 0.47 | 00h30 | 0.38 | 1.75 | 00h30 | 0.26 | 1.27 | 00h30 | 0 | 0.33 | 00h30 | 0.28 | 1.46 | 00h30 | 0.15 | 1.21 | 00h30 | 0 | 0.19 | 00h30 | 0.15 | 1.32 | 00h30 | 0 | 0.95 | 00h30 | 0 | 0.06 | 00h30 | 0 | 0.95 | 00h30 | 0.27 | 1.38 | 00h30 | 0 | 0.43 | 00h30 | 0.28 | 1.65 | 00h30 | 0 | 0.73 | 00h30 | 0 | 0.65 | 00h30 | 0 | 0.68 | 00h30 | 0 | 0.47 | 00h30 | 0 | 0 | 00h30 | 0 | 0.41 | 00h30 | 0 | 0.56 | 00h30 | 0 | 0 | 00h30 | 0 | 0.5 | 00h30 | 0 | 0.46 | 00h30 | 0 | 0 | 00h30 | 0 | 0.4 | 00h30 | 0 | 0.73 | 00h30 | 0 | 0.05 | 00h30 | 0 | 0.68
01h30 | 0.1 | 0.44 | 01h30 | 0 | 0.12 | 01h30 | 0.1 | 0.52 | 01h30 | 0.03 | 0.25 | 01h30 | 0 | 0.01 | 01h30 | 0.02 | 0.28 | 01h30 | 0 | 0.17 | 01h30 | 0 | 0 | 01h30 | 0 | 0.16 | 01h30 | 0 | 0 | 01h30 | 0 | 0 | 01h30 | 0 | 0 | 01h30 | 0.03 | 0.37 | 01h30 | 0 | 0.08 | 01h30 | 0.02 | 0.44 | 01h30 | 0 | 0 | 01h30 | 0 | 0 | 01h30 | 0 | 0 | 01h30 | 0 | 0 | 01h30 | 0 | 0 | 01h30 | 0 | 0 | 01h30 | 0 | 0 | 01h30 | 0 | 0 | 01h30 | 0 | 0 | 01h30 | 0 | 0 | 01h30 | 0 | 0 | 01h30 | 0 | 0 | 01h30 | 0 | 0 | 01h30 | 0 | 0 | 01h30 | 0 | 0
02h30 | 0.1 | 0.44 | 02h30 | 0.08 | 0.26 | 02h30 | 0.1 | 0.52 | 02h30 | 0.03 | 0.25 | 02h30 | 0.04 | 0.15 | 02h30 | 0.02 | 0.28 | 02h30 | 0 | 0.17 | 02h30 | 0 | 0.08 | 02h30 | 0 | 0.16 | 02h30 | 0 | 0 | 02h30 | 0 | 0 | 02h30 | 0 | 0 | 02h30 | 0.03 | 0.37 | 02h30 | 0.04 | 0.22 | 02h30 | 0.02 | 0.44 | 02h30 | 0 | 0 | 02h30 | 0 | 0 | 02h30 | 0 | 0 | 02h30 | 0 | 0 | 02h30 | 0 | 0 | 02h30 | 0 | 0 | 02h30 | 0 | 0 | 02h30 | 0 | 0 | 02h30 | 0 | 0 | 02h30 | 0 | 0 | 02h30 | 0 | 0 | 02h30 | 0 | 0 | 02h30 | 0 | 0 | 02h30 | 0 | 0 | 02h30 | 0 | 0
03h30 | 0.14 | 0.36 | 03h30 | 0.12 | 0.37 | 03h30 | 0.13 | 0.42 | 03h30 | 0.07 | 0.24 | 03h30 | 0.06 | 0.21 | 03h30 | 0.06 | 0.24 | 03h30 | 0 | 0.17 | 03h30 | 0 | 0.14 | 03h30 | 0 | 0.15 | 03h30 | 0 | 0 | 03h30 | 0 | 0 | 03h30 | 0 | 0 | 03h30 | 0.07 | 0.33 | 03h30 | 0.06 | 0.31 | 03h30 | 0.06 | 0.36 | 03h30 | 0 | 0 | 03h30 | 0 | 0 | 03h30 | 0 | 0 | 03h30 | 0 | 0 | 03h30 | 0 | 0 | 03h30 | 0 | 0 | 03h30 | 0 | 0 | 03h30 | 0 | 0 | 03h30 | 0 | 0 | 03h30 | 0 | 0 | 03h30 | 0 | 0 | 03h30 | 0 | 0 | 03h30 | 0 | 0 | 03h30 | 0 | 0 | 03h30 | 0 | 0
04h30 | 0.14 | 0.41 | 04h30 | 0.17 | 0.45 | 04h30 | 0.13 | 0.42 | 04h30 | 0.07 | 0.24 | 04h30 | 0.11 | 0.29 | 04h30 | 0.06 | 0.24 | 04h30 | 0 | 0.17 | 04h30 | 0.04 | 0.24 | 04h30 | 0 | 0.15 | 04h30 | 0 | 0 | 04h30 | 0 | 0.02 | 04h30 | 0 | 0 | 04h30 | 0.07 | 0.33 | 04h30 | 0.11 | 0.4 | 04h30 | 0.06 | 0.36 | 04h30 | 0 | 0 | 04h30 | 0 | 0 | 04h30 | 0 | 0 | 04h30 | 0 | 0 | 04h30 | 0 | 0 | 04h30 | 0 | 0 | 04h30 | 0 | 0 | 04h30 | 0 | 0 | 04h30 | 0 | 0 | 04h30 | 0 | 0 | 04h30 | 0 | 0 | 04h30 | 0 | 0 | 04h30 | 0 | 0 | 04h30 | 0 | 0 | 04h30 | 0 | 0
05h30 | 0.16 | 0.42 | 05h30 | 0.2 | 0.5 | 05h30 | 0.16 | 0.42 | 05h30 | 0.09 | 0.25 | 05h30 | 0.14 | 0.34 | 05h30 | 0.08 | 0.24 | 05h30 | 0.03 | 0.23 | 05h30 | 0.07 | 0.3 | 05h30 | 0.02 | 0.21 | 05h30 | 0 | 0 | 05h30 | 0 | 0.05 | 05h30 | 0 | 0 | 05h30 | 0.1 | 0.36 | 05h30 | 0.14 | 0.44 | 05h30 | 0.08 | 0.36 | 05h30 | 0 | 0 | 05h30 | 0.01 | 0.09 | 05h30 | 0 | 0 | 05h30 | 0 | 0 | 05h30 | 0 | 0 | 05h30 | 0 | 0 | 05h30 | 0 | 0 | 05h30 | 0 | 0 | 05h30 | 0 | 0 | 05h30 | 0 | 0 | 05h30 | 0 | 0 | 05h30 | 0 | 0 | 05h30 | 0 | 0 | 05h30 | 0 | 0 | 05h30 | 0 | 0
06h30 | 0.18 | 0.46 | 06h30 | 0.21 | 0.5 | 06h30 | 0.18 | 0.44 | 06h30 | 0.11 | 0.26 | 06h30 | 0.14 | 0.34 | 06h30 | 0.09 | 0.24 | 06h30 | 0.06 | 0.26 | 06h30 | 0.09 | 0.32 | 06h30 | 0.04 | 0.23 | 06h30 | 0 | 0.02 | 06h30 | 0 | 0.08 | 06h30 | 0 | 0 | 06h30 | 0.11 | 0.38 | 06h30 | 0.15 | 0.44 | 06h30 | 0.1 | 0.36 | 06h30 | 0 | 0 | 06h30 | 0.05 | 0.21 | 06h30 | 0 | 0 | 06h30 | 0 | 0 | 06h30 | 0 | 0 | 06h30 | 0 | 0 | 06h30 | 0 | 0 | 06h30 | 0 | 0 | 06h30 | 0 | 0 | 06h30 | 0 | 0 | 06h30 | 0 | 0 | 06h30 | 0 | 0 | 06h30 | 0 | 0 | 06h30 | 0 | 0 | 06h30 | 0 | 0
07h30 | 0.49 | 1.45 | 07h30 | 0.5 | 1.46 | 07h30 | 0.47 | 1.42 | 07h30 | 0.37 | 1.17 | 07h30 | 0.41 | 1.26 | 07h30 | 0.34 | 1.12 | 07h30 | 0.31 | 1.19 | 07h30 | 0.35 | 1.25 | 07h30 | 0.29 | 1.14 | 07h30 | 0.15 | 0.8 | 07h30 | 0.16 | 0.92 | 07h30 | 0.14 | 0.75 | 07h30 | 0.38 | 1.34 | 07h30 | 0.42 | 1.39 | 07h30 | 0.35 | 1.31 | 07h30 | 0.08 | 0.53 | 07h30 | 0.17 | 0.89 | 07h30 | 0.08 | 0.48 | 07h30 | 0.05 | 0.36 | 07h30 | 0.03 | 0.43 | 07h30 | 0.05 | 0.33 | 07h30 | 0.08 | 0.41 | 07h30 | 0.08 | 0.47 | 07h30 | 0.07 | 0.4 | 07h30 | 0.05 | 0.37 | 07h30 | 0.07 | 0.4 | 07h30 | 0.05 | 0.36 | 07h30 | 0.09 | 0.53 | 07h30 | 0.09 | 0.6 | 07h30 | 0.1 | 0.48
08h30 | 0.61 | 1.93 | 08h30 | 0.62 | 1.94 | 08h30 | 0.61 | 1.92 | 08h30 | 0.5 | 1.66 | 08h30 | 0.54 | 1.74 | 08h30 | 0.48 | 1.62 | 08h30 | 0.44 | 1.67 | 08h30 | 0.47 | 1.72 | 08h30 | 0.42 | 1.64 | 08h30 | 0.26 | 1.32 | 08h30 | 0.3 | 1.41 | 08h30 | 0.24 | 1.26 | 08h30 | 0.51 | 1.83 | 08h30 | 0.54 | 1.87 | 08h30 | 0.49 | 1.8 | 08h30 | 0.19 | 0.93 | 08h30 | 0.3 | 1.31 | 08h30 | 0.18 | 0.88 | 08h30 | 0.08 | 0.6 | 08h30 | 0.1 | 0.74 | 08h30 | 0.07 | 0.55 | 08h30 | 0.1 | 0.7 | 08h30 | 0.14 | 0.82 | 08h30 | 0.09 | 0.68 | 08h30 | 0.05 | 0.59 | 08h30 | 0.09 | 0.7 | 08h30 | 0.05 | 0.55 | 08h30 | 0.18 | 0.93 | 08h30 | 0.21 | 1.06 | 08h30 | 0.17 | 0.87
09h30 | 0.15 | 0.57 | 09h30 | 0.26 | 0.82 | 09h30 | 0.71 | 2.11 | 09h30 | 0.15 | 0.5 | 09h30 | 0.22 | 0.71 | 09h30 | 0.64 | 1.9 | 09h30 | 0.16 | 0.51 | 09h30 | 0.18 | 0.66 | 09h30 | 0.57 | 1.87 | 09h30 | 0.11 | 0.52 | 09h30 | 0.14 | 0.55 | 09h30 | 0.45 | 1.67 | 09h30 | 0.15 | 0.52 | 09h30 | 0.22 | 0.77 | 09h30 | 0.64 | 2.03 | 09h30 | 0.11 | 0.41 | 09h30 | 0.56 | 1.69 | 09h30 | 0.45 | 1.42 | 09h30 | 0.03 | 0.24 | 09h30 | 0.07 | 0.31 | 09h30 | 0.28 | 1.03 | 09h30 | 0.02 | 0.29 | 09h30 | 0.06 | 0.35 | 09h30 | 0.28 | 1.14 | 09h30 | 0 | 0.21 | 09h30 | 0.02 | 0.3 | 09h30 | 0.21 | 0.96 | 09h30 | 0.09 | 0.4 | 09h30 | 0.12 | 0.46 | 09h30 | 0.41 | 1.42
10h30 | 0 | 0 | 10h30 | 0 | 0 | 10h30 | 0.72 | 2.03 | 10h30 | 0 | 0 | 10h30 | 0 | 0 | 10h30 | 0.64 | 1.84 | 10h30 | 0 | 0 | 10h30 | 0 | 0 | 10h30 | 0.56 | 1.74 | 10h30 | 0 | 0 | 10h30 | 0 | 0 | 10h30 | 0.45 | 1.52 | 10h30 | 0 | 0 | 10h30 | 0 | 0 | 10h30 | 0.64 | 1.97 | 10h30 | 0 | 0 | 10h30 | 0.47 | 1.39 | 10h30 | 0.48 | 1.39 | 10h30 | 0 | 0 | 10h30 | 0 | 0 | 10h30 | 0.36 | 1.08 | 10h30 | 0 | 0 | 10h30 | 0 | 0 | 10h30 | 0.36 | 1.17 | 10h30 | 0 | 0 | 10h30 | 0 | 0 | 10h30 | 0.29 | 1.04 | 10h30 | 0 | 0 | 10h30 | 0 | 0 | 10h30 | 0.45 | 1.39
11h30 | 0 | 0 | 11h30 | 0 | 0 | 11h30 | 0.64 | 1.86 | 11h30 | 0 | 0 | 11h30 | 0 | 0 | 11h30 | 0.57 | 1.68 | 11h30 | 0 | 0 | 11h30 | 0 | 0 | 11h30 | 0.47 | 1.53 | 11h30 | 0 | 0 | 11h30 | 0 | 0 | 11h30 | 0.36 | 1.29 | 11h30 | 0 | 0 | 11h30 | 0 | 0 | 11h30 | 0.57 | 1.8 | 11h30 | 0 | 0 | 11h30 | 0.34 | 1.09 | 11h30 | 0.4 | 1.19 | 11h30 | 0 | 0 | 11h30 | 0 | 0 | 11h30 | 0.3 | 0.93 | 11h30 | 0 | 0 | 11h30 | 0 | 0 | 11h30 | 0.31 | 1.01 | 11h30 | 0 | 0 | 11h30 | 0 | 0 | 11h30 | 0.25 | 0.9 | 11h30 | 0 | 0 | 11h30 | 0 | 0 | 11h30 | 0.37 | 1.19
12h30 | 0 | 0 | 12h30 | 0 | 0 | 12h30 | 0.6 | 1.74 | 12h30 | 0 | 0 | 12h30 | 0 | 0 | 12h30 | 0.53 | 1.58 | 12h30 | 0 | 0 | 12h30 | 0 | 0 | 12h30 | 0.42 | 1.41 | 12h30 | 0 | 0 | 12h30 | 0 | 0 | 12h30 | 0.32 | 1.17 | 12h30 | 0 | 0 | 12h30 | 0 | 0 | 12h30 | 0.52 | 1.69 | 12h30 | 0 | 0 | 12h30 | 0.32 | 1.06 | 12h30 | 0.35 | 1.05 | 12h30 | 0 | 0 | 12h30 | 0 | 0 | 12h30 | 0.26 | 0.82 | 12h30 | 0 | 0 | 12h30 | 0 | 0 | 12h30 | 0.26 | 0.89 | 12h30 | 0 | 0 | 12h30 | 0 | 0 | 12h30 | 0.22 | 0.79 | 12h30 | 0 | 0 | 12h30 | 0 | 0 | 12h30 | 0.31 | 1.05
13h30 | 0.43 | 1.11 | 13h30 | 0 | 0 | 13h30 | 0.56 | 1.64 | 13h30 | 0.36 | 1.01 | 13h30 | 0 | 0 | 13h30 | 0.49 | 1.49 | 13h30 | 0.32 | 0.97 | 13h30 | 0 | 0 | 13h30 | 0.38 | 1.31 | 13h30 | 0.24 | 0.84 | 13h30 | 0 | 0 | 13h30 | 0.28 | 1.07 | 13h30 | 0.35 | 1.1 | 13h30 | 0 | 0 | 13h30 | 0.47 | 1.6 | 13h30 | 0.23 | 0.67 | 13h30 | 0.33 | 1.11 | 13h30 | 0.3 | 0.94 | 13h30 | 0.17 | 0.52 | 13h30 | 0 | 0 | 13h30 | 0.22 | 0.72 | 13h30 | 0.18 | 0.63 | 13h30 | 0 | 0 | 13h30 | 0.22 | 0.78 | 13h30 | 0.16 | 0.58 | 13h30 | 0 | 0 | 13h30 | 0.18 | 0.7 | 13h30 | 0.2 | 0.67 | 13h30 | 0 | 0 | 13h30 | 0.25 | 0.94
14h30 | 0.74 | 1.92 | 14h30 | 0 | 0 | 14h30 | 0.52 | 1.57 | 14h30 | 0.65 | 1.77 | 14h30 | 0 | 0 | 14h30 | 0.46 | 1.44 | 14h30 | 0.56 | 1.67 | 14h30 | 0 | 0 | 14h30 | 0.35 | 1.25 | 14h30 | 0.43 | 1.45 | 14h30 | 0 | 0 | 14h30 | 0.24 | 0.99 | 14h30 | 0.62 | 1.89 | 14h30 | 0 | 0 | 14h30 | 0.43 | 1.54 | 14h30 | 0.43 | 1.24 | 14h30 | 0.32 | 1.12 | 14h30 | 0.25 | 0.86 | 14h30 | 0.31 | 0.95 | 14h30 | 0 | 0 | 14h30 | 0.18 | 0.65 | 14h30 | 0.32 | 1.08 | 14h30 | 0 | 0 | 14h30 | 0.18 | 0.7 | 14h30 | 0.27 | 0.97 | 14h30 | 0 | 0 | 14h30 | 0.15 | 0.63 | 14h30 | 0.37 | 1.23 | 14h30 | 0 | 0 | 14h30 | 0.21 | 0.86
15h30 | 0.73 | 2.08 | 15h30 | 0 | 0 | 15h30 | 0.49 | 1.56 | 15h30 | 0.67 | 1.97 | 15h30 | 0 | 0 | 15h30 | 0.44 | 1.44 | 15h30 | 0.57 | 1.82 | 15h30 | 0 | 0 | 15h30 | 0.33 | 1.24 | 15h30 | 0.45 | 1.57 | 15h30 | 0 | 0 | 15h30 | 0.22 | 0.97 | 15h30 | 0.65 | 2.04 | 15h30 | 0 | 0 | 15h30 | 0.42 | 1.53 | 15h30 | 0.47 | 1.48 | 15h30 | 0.32 | 1.11 | 15h30 | 0.22 | 0.83 | 15h30 | 0.35 | 1.16 | 15h30 | 0 | 0 | 15h30 | 0.15 | 0.62 | 15h30 | 0.35 | 1.22 | 15h30 | 0 | 0 | 15h30 | 0.16 | 0.67 | 15h30 | 0.29 | 1.07 | 15h30 | 0 | 0 | 15h30 | 0.13 | 0.6 | 15h30 | 0.41 | 1.45 | 15h30 | 0 | 0 | 15h30 | 0.19 | 0.82
16h30 | 0.6 | 1.83 | 16h30 | 0 | 0 | 16h30 | 0.52 | 1.65 | 16h30 | 0.56 | 1.75 | 16h30 | 0 | 0 | 16h30 | 0.46 | 1.54 | 16h30 | 0.46 | 1.55 | 16h30 | 0 | 0 | 16h30 | 0.35 | 1.31 | 16h30 | 0.35 | 1.28 | 16h30 | 0 | 0 | 16h30 | 0.23 | 1.02 | 16h30 | 0.55 | 1.81 | 16h30 | 0 | 0 | 16h30 | 0.45 | 1.62 | 16h30 | 0.37 | 1.26 | 16h30 | 0.33 | 1.15 | 16h30 | 0.23 | 0.87 | 16h30 | 0.28 | 0.99 | 16h30 | 0 | 0 | 16h30 | 0.16 | 0.66 | 16h30 | 0.29 | 1.05 | 16h30 | 0 | 0 | 16h30 | 0.16 | 0.71 | 16h30 | 0.24 | 0.94 | 16h30 | 0 | 0 | 16h30 | 0.13 | 0.63 | 16h30 | 0.34 | 1.25 | 16h30 | 0 | 0 | 16h30 | 0.2 | 0.87
17h30 | 0.62 | 1.9 | 17h30 | 0 | 0 | 17h30 | 0.6 | 1.84 | 17h30 | 0.58 | 1.83 | 17h30 | 0 | 0 | 17h30 | 0.54 | 1.72 | 17h30 | 0.47 | 1.58 | 17h30 | 0 | 0 | 17h30 | 0.42 | 1.48 | 17h30 | 0.35 | 1.27 | 17h30 | 0 | 0 | 17h30 | 0.28 | 1.13 | 17h30 | 0.58 | 1.87 | 17h30 | 0 | 0 | 17h30 | 0.54 | 1.79 | 17h30 | 0.37 | 1.22 | 17h30 | 0.35 | 1.21 | 17h30 | 0.28 | 0.97 | 17h30 | 0.28 | 0.97 | 17h30 | 0 | 0 | 17h30 | 0.2 | 0.74 | 17h30 | 0.29 | 1.04 | 17h30 | 0 | 0 | 17h30 | 0.21 | 0.81 | 17h30 | 0.25 | 0.94 | 17h30 | 0 | 0 | 17h30 | 0.17 | 0.73 | 17h30 | 0.35 | 1.22 | 17h30 | 0 | 0 | 17h30 | 0.26 | 0.98
18h30 | 0.68 | 2.03 | 18h30 | 0.45 | 1.33 | 18h30 | 0.67 | 1.99 | 18h30 | 0.63 | 1.93 | 18h30 | 0.44 | 1.32 | 18h30 | 0.61 | 1.85 | 18h30 | 0.51 | 1.67 | 18h30 | 0.46 | 1.38 | 18h30 | 0.48 | 1.62 | 18h30 | 0.37 | 1.31 | 18h30 | 0.36 | 1.13 | 18h30 | 0.33 | 1.23 | 18h30 | 0.63 | 1.98 | 18h30 | 0.43 | 1.33 | 18h30 | 0.61 | 1.93 | 18h30 | 0.38 | 1.22 | 18h30 | 0.39 | 1.3 | 18h30 | 0.32 | 1.05 | 18h30 | 0.3 | 0.97 | 18h30 | 0.26 | 0.87 | 18h30 | 0.24 | 0.81 | 18h30 | 0.31 | 1.05 | 18h30 | 0.29 | 0.94 | 18h30 | 0.24 | 0.88 | 18h30 | 0.26 | 0.95 | 18h30 | 0.27 | 0.89 | 18h30 | 0.21 | 0.8 | 18h30 | 0.37 | 1.23 | 18h30 | 0.32 | 1 | 18h30 | 0.3 | 1.06
19h30 | 0.53 | 1.89 | 19h30 | 0.73 | 2.26 | 19h30 | 0.53 | 1.87 | 19h30 | 0.48 | 1.76 | 19h30 | 0.69 | 2.18 | 19h30 | 0.46 | 1.69 | 19h30 | 0.35 | 1.52 | 19h30 | 0.65 | 2.17 | 19h30 | 0.33 | 1.49 | 19h30 | 0.2 | 1.12 | 19h30 | 0.46 | 1.75 | 19h30 | 0.17 | 1.06 | 19h30 | 0.48 | 1.83 | 19h30 | 0.68 | 2.22 | 19h30 | 0.46 | 1.79 | 19h30 | 0.2 | 0.97 | 19h30 | 0.22 | 1.12 | 19h30 | 0.15 | 0.84 | 19h30 | 0.11 | 0.72 | 19h30 | 0.31 | 1.25 | 19h30 | 0.07 | 0.6 | 19h30 | 0.12 | 0.79 | 19h30 | 0.34 | 1.36 | 19h30 | 0.08 | 0.67 | 19h30 | 0.08 | 0.7 | 19h30 | 0.28 | 1.25 | 19h30 | 0.06 | 0.59 | 19h30 | 0.19 | 0.98 | 19h30 | 0.41 | 1.54 | 19h30 | 0.14 | 0.86
20h30 | 0.36 | 1.74 | 20h30 | 0.69 | 2.41 | 20h30 | 0.36 | 1.73 | 20h30 | 0.3 | 1.58 | 20h30 | 0.62 | 2.27 | 20h30 | 0.29 | 1.52 | 20h30 | 0.18 | 1.37 | 20h30 | 0.49 | 2.09 | 20h30 | 0.19 | 1.34 | 20h30 | 0.09 | 0.93 | 20h30 | 0.31 | 1.67 | 20h30 | 0.09 | 0.89 | 20h30 | 0.3 | 1.67 | 20h30 | 0.62 | 2.33 | 20h30 | 0.29 | 1.64 | 20h30 | 0.08 | 0.72 | 20h30 | 0.12 | 0.9 | 20h30 | 0.08 | 0.63 | 20h30 | 0.03 | 0.47 | 20h30 | 0.18 | 1.17 | 20h30 | 0.02 | 0.4 | 20h30 | 0.03 | 0.55 | 20h30 | 0.18 | 1.27 | 20h30 | 0.02 | 0.46 | 20h30 | 0 | 0.46 | 20h30 | 0.11 | 1.12 | 20h30 | 0 | 0.39 | 20h30 | 0.07 | 0.74 | 20h30 | 0.27 | 1.53 | 20h30 | 0.07 | 0.65
21h30 | 0.38 | 1.84 | 21h30 | 0.49 | 2.05 | 21h30 | 0.37 | 1.83 | 21h30 | 0.31 | 1.63 | 21h30 | 0.43 | 1.91 | 21h30 | 0.29 | 1.59 | 21h30 | 0.19 | 1.45 | 21h30 | 0.32 | 1.73 | 21h30 | 0.18 | 1.43 | 21h30 | 0.04 | 0.98 | 21h30 | 0.2 | 1.3 | 21h30 | 0.04 | 0.95 | 21h30 | 0.31 | 1.75 | 21h30 | 0.43 | 1.98 | 21h30 | 0.29 | 1.72 | 21h30 | 0.03 | 0.73 | 21h30 | 0.07 | 0.92 | 21h30 | 0.02 | 0.67 | 21h30 | 0 | 0.48 | 21h30 | 0.13 | 0.9 | 21h30 | 0 | 0.42 | 21h30 | 0 | 0.56 | 21h30 | 0.14 | 1 | 21h30 | 0 | 0.5 | 21h30 | 0 | 0.47 | 21h30 | 0.1 | 0.89 | 21h30 | 0 | 0.42 | 21h30 | 0.03 | 0.75 | 21h30 | 0.19 | 1.21 | 21h30 | 0.02 | 0.69
22h30 | 0.39 | 1.89 | 22h30 | 0.43 | 1.97 | 22h30 | 0.39 | 1.89 | 22h30 | 0.31 | 1.66 | 22h30 | 0.37 | 1.8 | 22h30 | 0.3 | 1.62 | 22h30 | 0.19 | 1.51 | 22h30 | 0.25 | 1.62 | 22h30 | 0.18 | 1.49 | 22h30 | 0.04 | 1.01 | 22h30 | 0.1 | 1.17 | 22h30 | 0.04 | 0.99 | 22h30 | 0.31 | 1.8 | 22h30 | 0.37 | 1.89 | 22h30 | 0.3 | 1.78 | 22h30 | 0.03 | 0.73 | 22h30 | 0.07 | 0.93 | 22h30 | 0.02 | 0.68 | 22h30 | 0 | 0.48 | 22h30 | 0.03 | 0.75 | 22h30 | 0 | 0.42 | 22h30 | 0 | 0.56 | 22h30 | 0.05 | 0.86 | 22h30 | 0 | 0.51 | 22h30 | 0 | 0.47 | 22h30 | 0.01 | 0.75 | 22h30 | 0 | 0.42 | 22h30 | 0.03 | 0.75 | 22h30 | 0.1 | 1.04 | 22h30 | 0.02 | 0.71
23h30 | 0.4 | 1.94 | 23h30 | 0.42 | 1.97 | 23h30 | 0.4 | 1.93 | 23h30 | 0.31 | 1.68 | 23h30 | 0.35 | 1.78 | 23h30 | 0.3 | 1.65 | 23h30 | 0.19 | 1.54 | 23h30 | 0.23 | 1.6 | 23h30 | 0.18 | 1.53 | 23h30 | 0.01 | 1.04 | 23h30 | 0.1 | 1.14 | 23h30 | 0 | 1.02 | 23h30 | 0.32 | 1.83 | 23h30 | 0.35 | 1.89 | 23h30 | 0.3 | 1.81 | 23h30 | 0 | 0.73 | 23h30 | 0.03 | 0.94 | 23h30 | 0 | 0.69 | 23h30 | 0 | 0.47 | 23h30 | 0.03 | 0.67 | 23h30 | 0 | 0.43 | 23h30 | 0 | 0.56 | 23h30 | 0.05 | 0.77 | 23h30 | 0 | 0.52 | 23h30 | 0 | 0.46 | 23h30 | 0.01 | 0.67 | 23h30 | 0 | 0.42 | 23h30 | 0 | 0.75 | 23h30 | 0.1 | 0.95 | 23h30 | 0 | 0.71
00h30 | 0.32 | 1.34 | 00h30 | 0.09 | 0.81 | 00h30 | 0.38 | 1.5 | 00h30 | 0.27 | 1.19 | 00h30 | 0.05 | 0.61 | 00h30 | 0.3 | 1.27 | 00h30 | 0.19 | 1.11 | 00h30 | 0 | 0.46 | 00h30 | 0.18 | 1.2 | 00h30 | 0.01 | 0.83 | 00h30 | 0 | 0.22 | 00h30 | 0 | 0.85 | 00h30 | 0.26 | 1.28 | 00h30 | 0.05 | 0.72 | 00h30 | 0.3 | 1.42 | 00h30 | 0 | 0.63 | 00h30 | 0.03 | 0.8 | 00h30 | 0 | 0.62 | 00h30 | 0 | 0.46 | 00h30 | 0 | 0.03 | 00h30 | 0 | 0.43 | 00h30 | 0 | 0.51 | 00h30 | 0 | 0.07 | 00h30 | 0 | 0.5 | 00h30 | 0 | 0.45 | 00h30 | 0 | 0.04 | 00h30 | 0 | 0.42 | 00h30 | 0 | 0.64 | 00h30 | 0 | 0.13 | 00h30 | 0 | 0.63
01h30 | 0.19 | 0.68 | 01h30 | 0.05 | 0.37 | 01h30 | 0.21 | 0.76 | 01h30 | 0.12 | 0.5 | 01h30 | 0.01 | 0.2 | 01h30 | 0.13 | 0.53 | 01h30 | 0.06 | 0.43 | 01h30 | 0 | 0.07 | 01h30 | 0.06 | 0.46 | 01h30 | 0 | 0.11 | 01h30 | 0 | 0 | 01h30 | 0 | 0.1 | 01h30 | 0.12 | 0.61 | 01h30 | 0.01 | 0.29 | 01h30 | 0.13 | 0.67 | 01h30 | 0 | 0 | 01h30 | 0 | 0.02 | 01h30 | 0 | 0 | 01h30 | 0 | 0 | 01h30 | 0 | 0 | 01h30 | 0 | 0 | 01h30 | 0 | 0 | 01h30 | 0 | 0 | 01h30 | 0 | 0 | 01h30 | 0 | 0 | 01h30 | 0 | 0 | 01h30 | 0 | 0 | 01h30 | 0 | 0 | 01h30 | 0 | 0 | 01h30 | 0 | 0
02h30 | 0.19 | 0.68 | 02h30 | 0.19 | 0.67 | 02h30 | 0.21 | 0.76 | 02h30 | 0.12 | 0.5 | 02h30 | 0.13 | 0.48 | 02h30 | 0.13 | 0.53 | 02h30 | 0.06 | 0.43 | 02h30 | 0.06 | 0.42 | 02h30 | 0.06 | 0.46 | 02h30 | 0 | 0.11 | 02h30 | 0 | 0.09 | 02h30 | 0 | 0.1 | 02h30 | 0.12 | 0.61 | 02h30 | 0.13 | 0.58 | 02h30 | 0.13 | 0.67 | 02h30 | 0 | 0 | 02h30 | 0 | 0.02 | 02h30 | 0 | 0 | 02h30 | 0 | 0 | 02h30 | 0 | 0 | 02h30 | 0 | 0 | 02h30 | 0 | 0 | 02h30 | 0 | 0 | 02h30 | 0 | 0 | 02h30 | 0 | 0 | 02h30 | 0 | 0 | 02h30 | 0 | 0 | 02h30 | 0 | 0 | 02h30 | 0 | 0 | 02h30 | 0 | 0
03h30 | 0.27 | 0.85 | 03h30 | 0.31 | 0.93 | 03h30 | 0.28 | 0.88 | 03h30 | 0.19 | 0.61 | 03h30 | 0.22 | 0.69 | 03h30 | 0.19 | 0.6 | 03h30 | 0.11 | 0.6 | 03h30 | 0.14 | 0.69 | 03h30 | 0.1 | 0.61 | 03h30 | 0 | 0.18 | 03h30 | 0 | 0.2 | 03h30 | 0 | 0.18 | 03h30 | 0.19 | 0.75 | 03h30 | 0.22 | 0.83 | 03h30 | 0.19 | 0.76 | 03h30 | 0 | 0 | 03h30 | 0 | 0.14 | 03h30 | 0 | 0 | 03h30 | 0 | 0 | 03h30 | 0 | 0 | 03h30 | 0 | 0 | 03h30 | 0 | 0 | 03h30 | 0 | 0 | 03h30 | 0 | 0 | 03h30 | 0 | 0 | 03h30 | 0 | 0 | 03h30 | 0 | 0 | 03h30 | 0 | 0 | 03h30 | 0 | 0 | 03h30 | 0 | 0
04h30 | 0.34 | 0.98 | 04h30 | 0.38 | 1.05 | 04h30 | 0.33 | 0.96 | 04h30 | 0.23 | 0.69 | 04h30 | 0.28 | 0.79 | 04h30 | 0.22 | 0.66 | 04h30 | 0.17 | 0.73 | 04h30 | 0.21 | 0.81 | 04h30 | 0.15 | 0.71 | 04h30 | 0 | 0.27 | 04h30 | 0.02 | 0.34 | 04h30 | 0 | 0.26 | 04h30 | 0.24 | 0.86 | 04h30 | 0.28 | 0.94 | 04h30 | 0.22 | 0.84 | 04h30 | 0 | 0 | 04h30 | 0.02 | 0.19 | 04h30 | 0 | 0 | 04h30 | 0 | 0 | 04h30 | 0 | 0 | 04h30 | 0 | 0 | 04h30 | 0 | 0 | 04h30 | 0 | 0 | 04h30 | 0 | 0 | 04h30 | 0 | 0 | 04h30 | 0 | 0 | 04h30 | 0 | 0 | 04h30 | 0 | 0 | 04h30 | 0 | 0.05 | 04h30 | 0 | 0
05h30 | 0.39 | 1.08 | 05h30 | 0.41 | 1.12 | 05h30 | 0.38 | 1.05 | 05h30 | 0.28 | 0.78 | 05h30 | 0.31 | 0.86 | 05h30 | 0.26 | 0.75 | 05h30 | 0.22 | 0.85 | 05h30 | 0.26 | 0.91 | 05h30 | 0.21 | 0.83 | 05h30 | 0.04 | 0.39 | 05h30 | 0.07 | 0.46 | 05h30 | 0.03 | 0.38 | 05h30 | 0.28 | 0.95 | 05h30 | 0.32 | 1.01 | 05h30 | 0.27 | 0.93 | 05h30 | 0 | 0.05 | 05h30 | 0.07 | 0.28 | 05h30 | 0 | 0.04 | 05h30 | 0 | 0 | 05h30 | 0 | 0 | 05h30 | 0 | 0 | 05h30 | 0 | 0 | 05h30 | 0 | 0 | 05h30 | 0 | 0 | 05h30 | 0 | 0 | 05h30 | 0 | 0 | 05h30 | 0 | 0 | 05h30 | 0 | 0.06 | 05h30 | 0.01 | 0.15 | 05h30 | 0 | 0.05
06h30 | 0.42 | 1.14 | 06h30 | 0.43 | 1.16 | 06h30 | 0.42 | 1.13 | 06h30 | 0.31 | 0.85 | 06h30 | 0.33 | 0.9 | 06h30 | 0.3 | 0.83 | 06h30 | 0.27 | 0.93 | 06h30 | 0.29 | 0.96 | 06h30 | 0.26 | 0.92 | 06h30 | 0.09 | 0.49 | 06h30 | 0.11 | 0.56 | 06h30 | 0.08 | 0.48 | 06h30 | 0.31 | 1.02 | 06h30 | 0.34 | 1.05 | 06h30 | 0.31 | 1 | 06h30 | 0.03 | 0.14 | 06h30 | 0.11 | 0.38 | 06h30 | 0.03 | 0.13 | 06h30 | 0 | 0 | 06h30 | 0 | 0 | 06h30 | 0 | 0 | 06h30 | 0 | 0 | 06h30 | 0 | 0.05 | 06h30 | 0 | 0 | 06h30 | 0 | 0 | 06h30 | 0 | 0 | 06h30 | 0 | 0 | 06h30 | 0.02 | 0.16 | 06h30 | 0.05 | 0.21 | 06h30 | 0.02 | 0.15
07h30 | 0.76 | 2.26 | 07h30 | 0.77 | 2.27 | 07h30 | 0.76 | 2.25 | 07h30 | 0.63 | 1.9 | 07h30 | 0.65 | 1.96 | 07h30 | 0.62 | 1.88 | 07h30 | 0.58 | 2.01 | 07h30 | 0.6 | 2.04 | 07h30 | 0.57 | 2 | 07h30 | 0.35 | 1.48 | 07h30 | 0.37 | 1.56 | 07h30 | 0.33 | 1.47 | 07h30 | 0.63 | 2.11 | 07h30 | 0.65 | 2.14 | 07h30 | 0.63 | 2.1 | 07h30 | 0.22 | 0.74 | 07h30 | 0.33 | 1.25 | 07h30 | 0.23 | 0.71 | 07h30 | 0.19 | 0.73 | 07h30 | 0.21 | 0.77 | 07h30 | 0.19 | 0.72 | 07h30 | 0.21 | 0.85 | 07h30 | 0.23 | 0.83 | 07h30 | 0.21 | 0.84 | 07h30 | 0.18 | 0.77 | 07h30 | 0.2 | 0.82 | 07h30 | 0.17 | 0.76 | 07h30 | 0.24 | 0.83 | 07h30 | 0.18 | 1 | 07h30 | 0.25 | 0.73
08h30 | 0.91 | 2.83 | 08h30 | 0.91 | 2.84 | 08h30 | 0.91 | 2.83 | 08h30 | 0.77 | 2.47 | 08h30 | 0.79 | 2.51 | 08h30 | 0.76 | 2.45 | 08h30 | 0.71 | 2.57 | 08h30 | 0.73 | 2.59 | 08h30 | 0.71 | 2.56 | 08h30 | 0.49 | 2.05 | 08h30 | 0.52 | 2.1 | 08h30 | 0.48 | 2.03 | 08h30 | 0.77 | 2.68 | 08h30 | 0.79 | 2.71 | 08h30 | 0.77 | 2.68 | 08h30 | 0.38 | 1.38 | 08h30 | 0.46 | 1.71 | 08h30 | 0.39 | 1.35 | 08h30 | 0.27 | 1.14 | 08h30 | 0.31 | 1.24 | 08h30 | 0.25 | 1.12 | 08h30 | 0.3 | 1.35 | 08h30 | 0.34 | 1.38 | 08h30 | 0.29 | 1.33 | 08h30 | 0.22 | 1.18 | 08h30 | 0.27 | 1.28 | 08h30 | 0.21 | 1.15 | 08h30 | 0.38 | 1.45 | 08h30 | 0.35 | 1.6 | 08h30 | 0.38 | 1.37
09h30 | 0.25 | 0.77 | 09h30 | 0.39 | 1.26 | 09h30 | 0.99 | 2.98 | 09h30 | 0.22 | 0.72 | 09h30 | 0.34 | 1.11 | 09h30 | 0.87 | 2.66 | 09h30 | 0.24 | 0.77 | 09h30 | 0.3 | 1.12 | 09h30 | 0.81 | 2.7 | 09h30 | 0.19 | 0.75 | 09h30 | 0.21 | 0.86 | 09h30 | 0.65 | 2.29 | 09h30 | 0.22 | 0.75 | 09h30 | 0.34 | 1.2 | 09h30 | 0.87 | 2.85 | 09h30 | 0.19 | 0.73 | 09h30 | 0.62 | 1.89 | 09h30 | 0.62 | 2.09 | 09h30 | 0.08 | 0.41 | 09h30 | 0.1 | 0.47 | 09h30 | 0.42 | 1.49 | 09h30 | 0.09 | 0.51 | 09h30 | 0.11 | 0.6 | 09h30 | 0.45 | 1.71 | 09h30 | 0.04 | 0.4 | 09h30 | 0.07 | 0.46 | 09h30 | 0.35 | 1.49 | 09h30 | 0.17 | 0.71 | 09h30 | 0.21 | 0.71 | 09h30 | 0.59 | 2.1
10h30 | 0 | 0 | 10h30 | 0 | 0 | 10h30 | 0.99 | 2.9 | 10h30 | 0 | 0 | 10h30 | 0 | 0 | 10h30 | 0.87 | 2.59 | 10h30 | 0 | 0 | 10h30 | 0 | 0 | 10h30 | 0.79 | 2.56 | 10h30 | 0 | 0 | 10h30 | 0 | 0 | 10h30 | 0.62 | 2.13 | 10h30 | 0 | 0 | 10h30 | 0 | 0 | 10h30 | 0.87 | 2.78 | 10h30 | 0 | 0 | 10h30 | 0.52 | 1.54 | 10h30 | 0.62 | 1.94 | 10h30 | 0 | 0 | 10h30 | 0 | 0 | 10h30 | 0.48 | 1.48 | 10h30 | 0 | 0 | 10h30 | 0 | 0 | 10h30 | 0.5 | 1.67 | 10h30 | 0 | 0 | 10h30 | 0 | 0 | 10h30 | 0.43 | 1.5 | 10h30 | 0 | 0 | 10h30 | 0 | 0 | 10h30 | 0.59 | 1.95
11h30 | 0 | 0 | 11h30 | 0 | 0 | 11h30 | 0.93 | 2.75 | 11h30 | 0 | 0 | 11h30 | 0 | 0 | 11h30 | 0.81 | 2.43 | 11h30 | 0 | 0 | 11h30 | 0 | 0 | 11h30 | 0.71 | 2.37 | 11h30 | 0 | 0 | 11h30 | 0 | 0 | 11h30 | 0.53 | 1.92 | 11h30 | 0 | 0 | 11h30 | 0 | 0 | 11h30 | 0.81 | 2.62 | 11h30 | 0 | 0 | 11h30 | 0.34 | 1.11 | 11h30 | 0.53 | 1.69 | 11h30 | 0 | 0 | 11h30 | 0 | 0 | 11h30 | 0.42 | 1.31 | 11h30 | 0 | 0 | 11h30 | 0 | 0 | 11h30 | 0.44 | 1.47 | 11h30 | 0 | 0 | 11h30 | 0 | 0 | 11h30 | 0.38 | 1.33 | 11h30 | 0 | 0 | 11h30 | 0 | 0 | 11h30 | 0.51 | 1.7
12h30 | 0 | 0 | 12h30 | 0 | 0 | 12h30 | 0.89 | 2.63 | 12h30 | 0 | 0 | 12h30 | 0 | 0 | 12h30 | 0.77 | 2.31 | 12h30 | 0 | 0 | 12h30 | 0 | 0 | 12h30 | 0.67 | 2.23 | 12h30 | 0 | 0 | 12h30 | 0 | 0 | 12h30 | 0.48 | 1.77 | 12h30 | 0 | 0 | 12h30 | 0 | 0 | 12h30 | 0.77 | 2.51 | 12h30 | 0 | 0 | 12h30 | 0.25 | 0.87 | 12h30 | 0.48 | 1.51 | 12h30 | 0 | 0 | 12h30 | 0 | 0 | 12h30 | 0.37 | 1.18 | 12h30 | 0 | 0 | 12h30 | 0 | 0 | 12h30 | 0.39 | 1.31 | 12h30 | 0 | 0 | 12h30 | 0 | 0 | 12h30 | 0.34 | 1.19 | 12h30 | 0 | 0 | 12h30 | 0 | 0 | 12h30 | 0.45 | 1.51
13h30 | 0.62 | 1.66 | 13h30 | 0 | 0 | 13h30 | 0.82 | 2.4 | 13h30 | 0.52 | 1.51 | 13h30 | 0 | 0 | 13h30 | 0.71 | 2.1 | 13h30 | 0.52 | 1.56 | 13h30 | 0 | 0 | 13h30 | 0.6 | 2.01 | 13h30 | 0.4 | 1.33 | 13h30 | 0 | 0 | 13h30 | 0.42 | 1.58 | 13h30 | 0.53 | 1.62 | 13h30 | 0 | 0 | 13h30 | 0.7 | 2.29 | 13h30 | 0.34 | 1.08 | 13h30 | 0.21 | 0.81 | 13h30 | 0.41 | 1.32 | 13h30 | 0.29 | 0.92 | 13h30 | 0 | 0 | 13h30 | 0.32 | 1.02 | 13h30 | 0.3 | 1 | 13h30 | 0 | 0 | 13h30 | 0.33 | 1.13 | 13h30 | 0.27 | 0.94 | 13h30 | 0 | 0 | 13h30 | 0.28 | 1.02 | 13h30 | 0.33 | 1.08 | 13h30 | 0 | 0 | 13h30 | 0.39 | 1.31
14h30 | 1.09 | 2.79 | 14h30 | 0 | 0 | 14h30 | 0.74 | 2.15 | 14h30 | 0.93 | 2.49 | 14h30 | 0 | 0 | 14h30 | 0.63 | 1.87 | 14h30 | 0.91 | 2.59 | 14h30 | 0 | 0 | 14h30 | 0.52 | 1.78 | 14h30 | 0.69 | 2.24 | 14h30 | 0 | 0 | 14h30 | 0.37 | 1.4 | 14h30 | 0.94 | 2.69 | 14h30 | 0 | 0 | 14h30 | 0.62 | 2.05 | 14h30 | 0.64 | 1.84 | 14h30 | 0.21 | 0.8 | 14h30 | 0.36 | 1.15 | 14h30 | 0.5 | 1.49 | 14h30 | 0 | 0 | 14h30 | 0.27 | 0.88 | 14h30 | 0.52 | 1.64 | 14h30 | 0 | 0 | 14h30 | 0.28 | 0.97 | 14h30 | 0.46 | 1.48 | 14h30 | 0 | 0 | 14h30 | 0.24 | 0.87 | 14h30 | 0.59 | 1.83 | 14h30 | 0 | 0 | 14h30 | 0.33 | 1.15
15h30 | 1.09 | 2.91 | 15h30 | 0 | 0 | 15h30 | 0.71 | 2.07 | 15h30 | 0.97 | 2.59 | 15h30 | 0 | 0 | 15h30 | 0.6 | 1.82 | 15h30 | 0.9 | 2.64 | 15h30 | 0 | 0 | 15h30 | 0.5 | 1.7 | 15h30 | 0.71 | 2.3 | 15h30 | 0 | 0 | 15h30 | 0.36 | 1.37 | 15h30 | 0.96 | 2.78 | 15h30 | 0 | 0 | 15h30 | 0.6 | 1.98 | 15h30 | 0.71 | 2.04 | 15h30 | 0.18 | 0.79 | 15h30 | 0.35 | 1.12 | 15h30 | 0.54 | 1.58 | 15h30 | 0 | 0 | 15h30 | 0.26 | 0.85 | 15h30 | 0.56 | 1.74 | 15h30 | 0 | 0 | 15h30 | 0.27 | 0.94 | 15h30 | 0.48 | 1.54 | 15h30 | 0 | 0 | 15h30 | 0.23 | 0.84 | 15h30 | 0.66 | 2.01 | 15h30 | 0 | 0 | 15h30 | 0.32 | 1.12
16h30 | 0.86 | 2.45 | 16h30 | 0 | 0 | 16h30 | 0.74 | 2.18 | 16h30 | 0.78 | 2.24 | 16h30 | 0 | 0 | 16h30 | 0.64 | 1.94 | 16h30 | 0.7 | 2.16 | 16h30 | 0 | 0 | 16h30 | 0.53 | 1.8 | 16h30 | 0.56 | 1.84 | 16h30 | 0 | 0 | 16h30 | 0.39 | 1.46 | 16h30 | 0.78 | 2.38 | 16h30 | 0 | 0 | 16h30 | 0.65 | 2.1 | 16h30 | 0.58 | 1.72 | 16h30 | 0.19 | 0.84 | 16h30 | 0.38 | 1.2 | 16h30 | 0.45 | 1.35 | 16h30 | 0 | 0 | 16h30 | 0.28 | 0.92 | 16h30 | 0.47 | 1.51 | 16h30 | 0 | 0 | 16h30 | 0.29 | 1.02 | 16h30 | 0.41 | 1.35 | 16h30 | 0 | 0 | 16h30 | 0.25 | 0.91 | 16h30 | 0.55 | 1.71 | 16h30 | 0 | 0 | 16h30 | 0.35 | 1.2
17h30 | 0.82 | 2.44 | 17h30 | 0 | 0 | 17h30 | 0.79 | 2.34 | 17h30 | 0.76 | 2.26 | 17h30 | 0 | 0 | 17h30 | 0.7 | 2.1 | 17h30 | 0.66 | 2.1 | 17h30 | 0 | 0 | 17h30 | 0.58 | 1.94 | 17h30 | 0.51 | 1.73 | 17h30 | 0 | 0 | 17h30 | 0.42 | 1.56 | 17h30 | 0.76 | 2.38 | 17h30 | 0 | 0 | 17h30 | 0.71 | 2.26 | 17h30 | 0.53 | 1.61 | 17h30 | 0.23 | 0.95 | 17h30 | 0.41 | 1.28 | 17h30 | 0.42 | 1.28 | 17h30 | 0 | 0 | 17h30 | 0.31 | 0.99 | 17h30 | 0.44 | 1.42 | 17h30 | 0 | 0 | 17h30 | 0.32 | 1.1 | 17h30 | 0.38 | 1.29 | 17h30 | 0 | 0 | 17h30 | 0.28 | 0.99 | 17h30 | 0.51 | 1.61 | 17h30 | 0 | 0 | 17h30 | 0.39 | 1.29
18h30 | 0.83 | 2.46 | 18h30 | 0.58 | 1.59 | 18h30 | 0.82 | 2.41 | 18h30 | 0.76 | 2.27 | 18h30 | 0.52 | 1.54 | 18h30 | 0.72 | 2.16 | 18h30 | 0.65 | 2.1 | 18h30 | 0.55 | 1.55 | 18h30 | 0.6 | 2.01 | 18h30 | 0.49 | 1.69 | 18h30 | 0.44 | 1.39 | 18h30 | 0.43 | 1.59 | 18h30 | 0.76 | 2.39 | 18h30 | 0.54 | 1.58 | 18h30 | 0.73 | 2.32 | 18h30 | 0.5 | 1.52 | 18h30 | 0.3 | 1.1 | 18h30 | 0.42 | 1.3 | 18h30 | 0.39 | 1.21 | 18h30 | 0.35 | 1.09 | 18h30 | 0.32 | 1.01 | 18h30 | 0.41 | 1.34 | 18h30 | 0.38 | 1.18 | 18h30 | 0.33 | 1.12 | 18h30 | 0.36 | 1.22 | 18h30 | 0.35 | 1.13 | 18h30 | 0.29 | 1.01 | 18h30 | 0.48 | 1.52 | 18h30 | 0.4 | 1.23 | 18h30 | 0.4 | 1.31
19h30 | 0.63 | 2.16 | 19h30 | 0.95 | 2.69 | 19h30 | 0.62 | 2.13 | 19h30 | 0.55 | 1.95 | 19h30 | 0.84 | 2.51 | 19h30 | 0.52 | 1.86 | 19h30 | 0.44 | 1.79 | 19h30 | 0.84 | 2.56 | 19h30 | 0.4 | 1.73 | 19h30 | 0.27 | 1.37 | 19h30 | 0.65 | 2.26 | 19h30 | 0.23 | 1.3 | 19h30 | 0.56 | 2.08 | 19h30 | 0.86 | 2.61 | 19h30 | 0.53 | 2.03 | 19h30 | 0.27 | 1.15 | 19h30 | 0.18 | 0.99 | 19h30 | 0.21 | 1 | 19h30 | 0.17 | 0.86 | 19h30 | 0.47 | 1.62 | 19h30 | 0.12 | 0.72 | 19h30 | 0.19 | 0.98 | 19h30 | 0.51 | 1.81 | 19h30 | 0.13 | 0.82 | 19h30 | 0.14 | 0.87 | 19h30 | 0.44 | 1.64 | 19h30 | 0.09 | 0.72 | 19h30 | 0.26 | 1.16 | 19h30 | 0.59 | 1.96 | 19h30 | 0.2 | 1.01
20h30 | 0.41 | 1.85 | 20h30 | 0.83 | 2.75 | 20h30 | 0.44 | 1.83 | 20h30 | 0.32 | 1.62 | 20h30 | 0.74 | 2.49 | 20h30 | 0.35 | 1.55 | 20h30 | 0.26 | 1.47 | 20h30 | 0.67 | 2.53 | 20h30 | 0.24 | 1.43 | 20h30 | 0.15 | 1.06 | 20h30 | 0.51 | 2.18 | 20h30 | 0.13 | 1.01 | 20h30 | 0.33 | 1.76 | 20h30 | 0.74 | 2.64 | 20h30 | 0.36 | 1.72 | 20h30 | 0.14 | 0.82 | 20h30 | 0.1 | 0.83 | 20h30 | 0.11 | 0.71 | 20h30 | 0.07 | 0.59 | 20h30 | 0.33 | 1.51 | 20h30 | 0.06 | 0.52 | 20h30 | 0.08 | 0.66 | 20h30 | 0.36 | 1.71 | 20h30 | 0.06 | 0.59 | 20h30 | 0.05 | 0.59 | 20h30 | 0.26 | 1.49 | 20h30 | 0.03 | 0.51 | 20h30 | 0.13 | 0.82 | 20h30 | 0.47 | 1.95 | 20h30 | 0.11 | 0.72
21h30 | 0.38 | 1.81 | 21h30 | 0.51 | 2.09 | 21h30 | 0.4 | 1.8 | 21h30 | 0.29 | 1.57 | 21h30 | 0.45 | 1.91 | 21h30 | 0.3 | 1.51 | 21h30 | 0.2 | 1.43 | 21h30 | 0.38 | 1.83 | 21h30 | 0.19 | 1.4 | 21h30 | 0.06 | 1.03 | 21h30 | 0.29 | 1.48 | 21h30 | 0.05 | 0.99 | 21h30 | 0.29 | 1.72 | 21h30 | 0.45 | 2.02 | 21h30 | 0.31 | 1.69 | 21h30 | 0.06 | 0.76 | 21h30 | 0.07 | 0.89 | 21h30 | 0.03 | 0.69 | 21h30 | 0 | 0.52 | 21h30 | 0.21 | 1.06 | 21h30 | 0 | 0.46 | 21h30 | 0 | 0.6 | 21h30 | 0.23 | 1.23 | 21h30 | 0 | 0.54 | 21h30 | 0 | 0.51 | 21h30 | 0.18 | 1.07 | 21h30 | 0 | 0.45 | 21h30 | 0.05 | 0.77 | 21h30 | 0.28 | 1.41 | 21h30 | 0.03 | 0.7
22h30 | 0.36 | 1.78 | 22h30 | 0.4 | 1.88 | 22h30 | 0.4 | 1.77 | 22h30 | 0.29 | 1.54 | 22h30 | 0.34 | 1.71 | 22h30 | 0.3 | 1.48 | 22h30 | 0.2 | 1.39 | 22h30 | 0.25 | 1.56 | 22h30 | 0.19 | 1.37 | 22h30 | 0.06 | 1 | 22h30 | 0.13 | 1.21 | 22h30 | 0.05 | 0.97 | 22h30 | 0.29 | 1.69 | 22h30 | 0.34 | 1.82 | 22h30 | 0.31 | 1.66 | 22h30 | 0.06 | 0.74 | 22h30 | 0.07 | 0.93 | 22h30 | 0.03 | 0.67 | 22h30 | 0 | 0.52 | 22h30 | 0.07 | 0.82 | 22h30 | 0 | 0.46 | 22h30 | 0 | 0.6 | 22h30 | 0.09 | 0.96 | 22h30 | 0 | 0.54 | 22h30 | 0 | 0.51 | 22h30 | 0.04 | 0.83 | 22h30 | 0 | 0.45 | 22h30 | 0.05 | 0.75 | 22h30 | 0.14 | 1.12 | 22h30 | 0.03 | 0.68
23h30 | 0.36 | 1.8 | 23h30 | 0.38 | 1.85 | 23h30 | 0.38 | 1.79 | 23h30 | 0.28 | 1.55 | 23h30 | 0.32 | 1.67 | 23h30 | 0.28 | 1.5 | 23h30 | 0.17 | 1.41 | 23h30 | 0.25 | 1.5 | 23h30 | 0.16 | 1.39 | 23h30 | 0.01 | 1.01 | 23h30 | 0.13 | 1.14 | 23h30 | 0 | 0.98 | 23h30 | 0.29 | 1.71 | 23h30 | 0.32 | 1.79 | 23h30 | 0.28 | 1.68 | 23h30 | 0 | 0.73 | 23h30 | 0.05 | 0.96 | 23h30 | 0 | 0.68 | 23h30 | 0 | 0.47 | 23h30 | 0.07 | 0.73 | 23h30 | 0 | 0.42 | 23h30 | 0 | 0.57 | 23h30 | 0.09 | 0.83 | 23h30 | 0 | 0.51 | 23h30 | 0 | 0.47 | 23h30 | 0.04 | 0.73 | 23h30 | 0 | 0.41 | 23h30 | 0 | 0.74 | 23h30 | 0.14 | 0.99 | 23h30 | 0 | 0.69
00h30 | 0.36 | 1.45 | 00h30 | 0.04 | 0.63 | 00h30 | 0.38 | 1.65 | 00h30 | 0.28 | 1.26 | 00h30 | 0 | 0.46 | 00h30 | 0.28 | 1.38 | 00h30 | 0.17 | 1.21 | 00h30 | 0 | 0.3 | 00h30 | 0.16 | 1.31 | 00h30 | 0.01 | 0.94 | 00h30 | 0 | 0.1 | 00h30 | 0 | 0.9 | 00h30 | 0.29 | 1.38 | 00h30 | 0 | 0.57 | 00h30 | 0.28 | 1.54 | 00h30 | 0 | 0.73 | 00h30 | 0.05 | 0.86 | 00h30 | 0 | 0.66 | 00h30 | 0 | 0.47 | 00h30 | 0 | 0 | 00h30 | 0 | 0.42 | 00h30 | 0 | 0.57 | 00h30 | 0 | 0.01 | 00h30 | 0 | 0.51 | 00h30 | 0 | 0.47 | 00h30 | 0 | 0 | 00h30 | 0 | 0.41 | 00h30 | 0 | 0.74 | 00h30 | 0 | 0.06 | 00h30 | 0 | 0.67
01h30 | 0.14 | 0.55 | 01h30 | 0.01 | 0.22 | 01h30 | 0.15 | 0.63 | 01h30 | 0.07 | 0.36 | 01h30 | 0 | 0.11 | 01h30 | 0.07 | 0.39 | 01h30 | 0 | 0.29 | 01h30 | 0 | 0.05 | 01h30 | 0 | 0.31 | 01h30 | 0 | 0.01 | 01h30 | 0 | 0 | 01h30 | 0 | 0 | 01h30 | 0.08 | 0.48 | 01h30 | 0 | 0.18 | 01h30 | 0.07 | 0.54 | 01h30 | 0 | 0 | 01h30 | 0 | 0.09 | 01h30 | 0 | 0 | 01h30 | 0 | 0 | 01h30 | 0 | 0 | 01h30 | 0 | 0 | 01h30 | 0 | 0 | 01h30 | 0 | 0 | 01h30 | 0 | 0 | 01h30 | 0 | 0 | 01h30 | 0 | 0 | 01h30 | 0 | 0 | 01h30 | 0 | 0 | 01h30 | 0 | 0 | 01h30 | 0 | 0
02h30 | 0.14 | 0.55 | 02h30 | 0.12 | 0.38 | 02h30 | 0.15 | 0.63 | 02h30 | 0.07 | 0.36 | 02h30 | 0.07 | 0.26 | 02h30 | 0.07 | 0.39 | 02h30 | 0 | 0.29 | 02h30 | 0 | 0.19 | 02h30 | 0 | 0.31 | 02h30 | 0 | 0.01 | 02h30 | 0 | 0 | 02h30 | 0 | 0 | 02h30 | 0.08 | 0.48 | 02h30 | 0.07 | 0.33 | 02h30 | 0.07 | 0.54 | 02h30 | 0 | 0 | 02h30 | 0 | 0.09 | 02h30 | 0 | 0 | 02h30 | 0 | 0 | 02h30 | 0 | 0 | 02h30 | 0 | 0 | 02h30 | 0 | 0 | 02h30 | 0 | 0 | 02h30 | 0 | 0 | 02h30 | 0 | 0 | 02h30 | 0 | 0 | 02h30 | 0 | 0 | 02h30 | 0 | 0 | 02h30 | 0 | 0 | 02h30 | 0 | 0
03h30 | 0.18 | 0.52 | 03h30 | 0.17 | 0.53 | 03h30 | 0.18 | 0.52 | 03h30 | 0.1 | 0.31 | 03h30 | 0.1 | 0.32 | 03h30 | 0.09 | 0.32 | 03h30 | 0.02 | 0.28 | 03h30 | 0.02 | 0.27 | 03h30 | 0.01 | 0.28 | 03h30 | 0 | 0.02 | 03h30 | 0 | 0 | 03h30 | 0 | 0.01 | 03h30 | 0.1 | 0.43 | 03h30 | 0.1 | 0.45 | 03h30 | 0.09 | 0.41 | 03h30 | 0 | 0 | 03h30 | 0 | 0.21 | 03h30 | 0 | 0 | 03h30 | 0 | 0 | 03h30 | 0 | 0 | 03h30 | 0 | 0 | 03h30 | 0 | 0 | 03h30 | 0 | 0 | 03h30 | 0 | 0 | 03h30 | 0 | 0 | 03h30 | 0 | 0 | 03h30 | 0 | 0 | 03h30 | 0 | 0 | 03h30 | 0 | 0 | 03h30 | 0 | 0
04h30 | 0.19 | 0.52 | 04h30 | 0.22 | 0.59 | 04h30 | 0.18 | 0.52 | 04h30 | 0.1 | 0.31 | 04h30 | 0.14 | 0.39 | 04h30 | 0.09 | 0.32 | 04h30 | 0.04 | 0.28 | 04h30 | 0.08 | 0.36 | 04h30 | 0.03 | 0.28 | 04h30 | 0 | 0.02 | 04h30 | 0 | 0.08 | 04h30 | 0 | 0.01 | 04h30 | 0.1 | 0.44 | 04h30 | 0.15 | 0.51 | 04h30 | 0.09 | 0.43 | 04h30 | 0 | 0 | 04h30 | 0.05 | 0.26 | 04h30 | 0 | 0 | 04h30 | 0 | 0 | 04h30 | 0 | 0 | 04h30 | 0 | 0 | 04h30 | 0 | 0 | 04h30 | 0 | 0 | 04h30 | 0 | 0 | 04h30 | 0 | 0 | 04h30 | 0 | 0 | 04h30 | 0 | 0 | 04h30 | 0 | 0 | 04h30 | 0 | 0 | 04h30 | 0 | 0
05h30 | 0.22 | 0.59 | 05h30 | 0.26 | 0.66 | 05h30 | 0.21 | 0.57 | 05h30 | 0.14 | 0.37 | 05h30 | 0.18 | 0.47 | 05h30 | 0.13 | 0.36 | 05h30 | 0.08 | 0.37 | 05h30 | 0.12 | 0.46 | 05h30 | 0.07 | 0.36 | 05h30 | 0 | 0.1 | 05h30 | 0 | 0.17 | 05h30 | 0 | 0.09 | 05h30 | 0.14 | 0.5 | 05h30 | 0.19 | 0.59 | 05h30 | 0.13 | 0.48 | 05h30 | 0 | 0 | 05h30 | 0.11 | 0.34 | 05h30 | 0 | 0 | 05h30 | 0 | 0 | 05h30 | 0 | 0 | 05h30 | 0 | 0 | 05h30 | 0 | 0 | 05h30 | 0 | 0 | 05h30 | 0 | 0 | 05h30 | 0 | 0 | 05h30 | 0 | 0 | 05h30 | 0 | 0 | 05h30 | 0 | 0 | 05h30 | 0 | 0 | 05h30 | 0 | 0
06h30 | 0.24 | 0.61 | 06h30 | 0.26 | 0.64 | 06h30 | 0.23 | 0.6 | 06h30 | 0.15 | 0.38 | 06h30 | 0.18 | 0.45 | 06h30 | 0.14 | 0.36 | 06h30 | 0.1 | 0.4 | 06h30 | 0.14 | 0.46 | 06h30 | 0.09 | 0.39 | 06h30 | 0 | 0.11 | 06h30 | 0.01 | 0.18 | 06h30 | 0 | 0.1 | 06h30 | 0.15 | 0.52 | 06h30 | 0.19 | 0.57 | 06h30 | 0.14 | 0.51 | 06h30 | 0 | 0 | 06h30 | 0.15 | 0.45 | 06h30 | 0 | 0 | 06h30 | 0 | 0 | 06h30 | 0 | 0 | 06h30 | 0 | 0 | 06h30 | 0 | 0 | 06h30 | 0 | 0 | 06h30 | 0 | 0 | 06h30 | 0 | 0 | 06h30 | 0 | 0 | 06h30 | 0 | 0 | 06h30 | 0 | 0 | 06h30 | 0 | 0 | 06h30 | 0 | 0
07h30 | 0.54 | 1.59 | 07h30 | 0.55 | 1.61 | 07h30 | 0.54 | 1.59 | 07h30 | 0.42 | 1.29 | 07h30 | 0.45 | 1.37 | 07h30 | 0.41 | 1.26 | 07h30 | 0.35 | 1.35 | 07h30 | 0.4 | 1.4 | 07h30 | 0.35 | 1.33 | 07h30 | 0.17 | 0.94 | 07h30 | 0.2 | 1.04 | 07h30 | 0.17 | 0.93 | 07h30 | 0.43 | 1.48 | 07h30 | 0.46 | 1.51 | 07h30 | 0.41 | 1.46 | 07h30 | 0.09 | 0.5 | 07h30 | 0.41 | 1.41 | 07h30 | 0.09 | 0.47 | 07h30 | 0.06 | 0.33 | 07h30 | 0.05 | 0.44 | 07h30 | 0.06 | 0.29 | 07h30 | 0.08 | 0.44 | 07h30 | 0.09 | 0.48 | 07h30 | 0.08 | 0.44 | 07h30 | 0.06 | 0.4 | 07h30 | 0.08 | 0.43 | 07h30 | 0.05 | 0.39 | 07h30 | 0.1 | 0.51 | 07h30 | 0.09 | 0.6 | 07h30 | 0.1 | 0.48
08h30 | 0.67 | 2.09 | 08h30 | 0.68 | 2.09 | 08h30 | 0.67 | 2.08 | 08h30 | 0.56 | 1.79 | 08h30 | 0.58 | 1.86 | 08h30 | 0.54 | 1.77 | 08h30 | 0.48 | 1.84 | 08h30 | 0.52 | 1.87 | 08h30 | 0.48 | 1.82 | 08h30 | 0.31 | 1.48 | 08h30 | 0.35 | 1.56 | 08h30 | 0.3 | 1.46 | 08h30 | 0.56 | 1.98 | 08h30 | 0.59 | 2.01 | 08h30 | 0.55 | 1.97 | 08h30 | 0.22 | 0.98 | 08h30 | 0.58 | 1.96 | 08h30 | 0.21 | 0.95 | 08h30 | 0.1 | 0.63 | 08h30 | 0.13 | 0.78 | 08h30 | 0.09 | 0.58 | 08h30 | 0.13 | 0.79 | 08h30 | 0.17 | 0.88 | 08h30 | 0.12 | 0.77 | 08h30 | 0.06 | 0.65 | 08h30 | 0.11 | 0.76 | 08h30 | 0.05 | 0.63 | 08h30 | 0.21 | 0.99 | 08h30 | 0.23 | 1.12 | 08h30 | 0.2 | 0.95
09h30 | 0.16 | 0.52 | 09h30 | 0.29 | 0.91 | 09h30 | 0.76 | 2.25 | 09h30 | 0.15 | 0.51 | 09h30 | 0.24 | 0.8 | 09h30 | 0.67 | 2.03 | 09h30 | 0.17 | 0.52 | 09h30 | 0.19 | 0.76 | 09h30 | 0.61 | 2.01 | 09h30 | 0.14 | 0.55 | 09h30 | 0.15 | 0.61 | 09h30 | 0.5 | 1.79 | 09h30 | 0.15 | 0.53 | 09h30 | 0.25 | 0.87 | 09h30 | 0.67 | 2.17 | 09h30 | 0.13 | 0.48 | 09h30 | 0.75 | 2.22 | 09h30 | 0.5 | 1.57 | 09h30 | 0.04 | 0.29 | 09h30 | 0.08 | 0.35 | 09h30 | 0.31 | 1.13 | 09h30 | 0.04 | 0.35 | 09h30 | 0.08 | 0.41 | 09h30 | 0.32 | 1.25 | 09h30 | 0 | 0.26 | 09h30 | 0.04 | 0.33 | 09h30 | 0.23 | 1.05 | 09h30 | 0.11 | 0.47 | 09h30 | 0.14 | 0.52 | 09h30 | 0.45 | 1.56
10h30 | 0 | 0 | 10h30 | 0 | 0 | 10h30 | 0.74 | 2.15 | 10h30 | 0 | 0 | 10h30 | 0 | 0 | 10h30 | 0.67 | 1.95 | 10h30 | 0 | 0 | 10h30 | 0 | 0 | 10h30 | 0.58 | 1.86 | 10h30 | 0 | 0 | 10h30 | 0 | 0 | 10h30 | 0.46 | 1.61 | 10h30 | 0 | 0 | 10h30 | 0 | 0 | 10h30 | 0.62 | 2.09 | 10h30 | 0 | 0 | 10h30 | 0.68 | 1.93 | 10h30 | 0.49 | 1.48 | 10h30 | 0 | 0 | 10h30 | 0 | 0 | 10h30 | 0.36 | 1.14 | 10h30 | 0 | 0 | 10h30 | 0 | 0 | 10h30 | 0.37 | 1.24 | 10h30 | 0 | 0 | 10h30 | 0 | 0 | 10h30 | 0.31 | 1.09 | 10h30 | 0 | 0 | 10h30 | 0 | 0 | 10h30 | 0.42 | 1.47
11h30 | 0 | 0 | 11h30 | 0 | 0 | 11h30 | 0.63 | 1.92 | 11h30 | 0 | 0 | 11h30 | 0 | 0 | 11h30 | 0.56 | 1.73 | 11h30 | 0 | 0 | 11h30 | 0 | 0 | 11h30 | 0.46 | 1.6 | 11h30 | 0 | 0 | 11h30 | 0 | 0 | 11h30 | 0.34 | 1.33 | 11h30 | 0 | 0 | 11h30 | 0 | 0 | 11h30 | 0.42 | 1.86 | 11h30 | 0 | 0 | 11h30 | 0.51 | 1.51 | 11h30 | 0.37 | 1.21 | 11h30 | 0 | 0 | 11h30 | 0 | 0 | 11h30 | 0.27 | 0.92 | 11h30 | 0 | 0 | 11h30 | 0 | 0 | 11h30 | 0.28 | 1.01 | 11h30 | 0 | 0 | 11h30 | 0 | 0 | 11h30 | 0.23 | 0.89 | 11h30 | 0 | 0 | 11h30 | 0 | 0 | 11h30 | 0.22 | 1.2
12h30 | 0 | 0 | 12h30 | 0 | 0 | 12h30 | 0.55 | 1.75 | 12h30 | 0 | 0 | 12h30 | 0 | 0 | 12h30 | 0.49 | 1.58 | 12h30 | 0 | 0 | 12h30 | 0 | 0 | 12h30 | 0.39 | 1.43 | 12h30 | 0 | 0 | 12h30 | 0 | 0 | 12h30 | 0.27 | 1.16 | 12h30 | 0 | 0 | 12h30 | 0 | 0 | 12h30 | 0.32 | 1.7 | 12h30 | 0 | 0 | 12h30 | 0.42 | 1.3 | 12h30 | 0.29 | 1.02 | 12h30 | 0 | 0 | 12h30 | 0 | 0 | 12h30 | 0.2 | 0.76 | 12h30 | 0 | 0 | 12h30 | 0 | 0 | 12h30 | 0.21 | 0.84 | 12h30 | 0 | 0 | 12h30 | 0 | 0 | 12h30 | 0.17 | 0.74 | 12h30 | 0 | 0 | 12h30 | 0 | 0 | 12h30 | 0.15 | 1
13h30 | 0.42 | 1.18 | 13h30 | 0 | 0 | 13h30 | 0.51 | 1.64 | 13h30 | 0.35 | 1.04 | 13h30 | 0 | 0 | 13h30 | 0.45 | 1.49 | 13h30 | 0.32 | 1.01 | 13h30 | 0 | 0 | 13h30 | 0.34 | 1.32 | 13h30 | 0.23 | 0.88 | 13h30 | 0 | 0 | 13h30 | 0.23 | 1.05 | 13h30 | 0.2 | 1.13 | 13h30 | 0 | 0 | 13h30 | 0.21 | 1.59 | 13h30 | 0.2 | 0.65 | 13h30 | 0.39 | 1.2 | 13h30 | 0.24 | 0.9 | 13h30 | 0.14 | 0.57 | 13h30 | 0 | 0 | 13h30 | 0.16 | 0.66 | 13h30 | 0.16 | 0.61 | 13h30 | 0 | 0 | 13h30 | 0.17 | 0.73 | 13h30 | 0.14 | 0.58 | 13h30 | 0 | 0 | 13h30 | 0.13 | 0.64 | 13h30 | 0.05 | 0.64 | 13h30 | 0 | 0 | 13h30 | 0.02 | 0.87
14h30 | 0.7 | 1.95 | 14h30 | 0 | 0 | 14h30 | 0.47 | 1.56 | 14h30 | 0.6 | 1.77 | 14h30 | 0 | 0 | 14h30 | 0.42 | 1.43 | 14h30 | 0.53 | 1.71 | 14h30 | 0 | 0 | 14h30 | 0.31 | 1.24 | 14h30 | 0.38 | 1.45 | 14h30 | 0 | 0 | 14h30 | 0.21 | 0.95 | 14h30 | 0.34 | 1.87 | 14h30 | 0 | 0 | 14h30 | 0.21 | 1.49 | 14h30 | 0.36 | 1.19 | 14h30 | 0.38 | 1.16 | 14h30 | 0.2 | 0.81 | 14h30 | 0.24 | 0.94 | 14h30 | 0 | 0 | 14h30 | 0.14 | 0.59 | 14h30 | 0.26 | 1.02 | 14h30 | 0 | 0 | 14h30 | 0.15 | 0.65 | 14h30 | 0.21 | 0.92 | 14h30 | 0 | 0 | 14h30 | 0.12 | 0.57 | 14h30 | 0.07 | 1.13 | 14h30 | 0 | 0 | 14h30 | 0.02 | 0.77
15h30 | 0.72 | 2.11 | 15h30 | 0 | 0 | 15h30 | 0.49 | 1.59 | 15h30 | 0.65 | 2.02 | 15h30 | 0 | 0 | 15h30 | 0.43 | 1.48 | 15h30 | 0.56 | 1.86 | 15h30 | 0 | 0 | 15h30 | 0.32 | 1.27 | 15h30 | 0.4 | 1.55 | 15h30 | 0 | 0 | 15h30 | 0.2 | 0.96 | 15h30 | 0.43 | 2.02 | 15h30 | 0 | 0 | 15h30 | 0.29 | 1.52 | 15h30 | 0.42 | 1.46 | 15h30 | 0.37 | 1.14 | 15h30 | 0.2 | 0.81 | 15h30 | 0.29 | 1.09 | 15h30 | 0 | 0 | 15h30 | 0.13 | 0.59 | 15h30 | 0.3 | 1.18 | 15h30 | 0 | 0 | 15h30 | 0.14 | 0.65 | 15h30 | 0.23 | 1.02 | 15h30 | 0 | 0 | 15h30 | 0.11 | 0.57 | 15h30 | 0.11 | 1.37 | 15h30 | 0 | 0 | 15h30 | 0.04 | 0.76
16h30 | 0.66 | 1.97 | 16h30 | 0 | 0 | 16h30 | 0.57 | 1.79 | 16h30 | 0.61 | 1.91 | 16h30 | 0 | 0 | 16h30 | 0.51 | 1.69 | 16h30 | 0.51 | 1.68 | 16h30 | 0 | 0 | 16h30 | 0.39 | 1.44 | 16h30 | 0.36 | 1.34 | 16h30 | 0 | 0 | 16h30 | 0.24 | 1.07 | 16h30 | 0.52 | 1.91 | 16h30 | 0 | 0 | 16h30 | 0.43 | 1.71 | 16h30 | 0.38 | 1.31 | 16h30 | 0.39 | 1.19 | 16h30 | 0.24 | 0.92 | 16h30 | 0.28 | 1 | 16h30 | 0 | 0 | 16h30 | 0.16 | 0.69 | 16h30 | 0.29 | 1.09 | 16h30 | 0 | 0 | 16h30 | 0.17 | 0.75 | 16h30 | 0.23 | 0.96 | 16h30 | 0 | 0 | 16h30 | 0.13 | 0.66 | 16h30 | 0.19 | 1.25 | 16h30 | 0 | 0 | 16h30 | 0.11 | 0.88
17h30 | 0.69 | 2.06 | 17h30 | 0 | 0 | 17h30 | 0.66 | 1.99 | 17h30 | 0.64 | 1.99 | 17h30 | 0 | 0 | 17h30 | 0.59 | 1.87 | 17h30 | 0.53 | 1.72 | 17h30 | 0 | 0 | 17h30 | 0.47 | 1.61 | 17h30 | 0.36 | 1.3 | 17h30 | 0 | 0 | 17h30 | 0.29 | 1.17 | 17h30 | 0.61 | 2 | 17h30 | 0 | 0 | 17h30 | 0.56 | 1.91 | 17h30 | 0.38 | 1.27 | 17h30 | 0.42 | 1.28 | 17h30 | 0.29 | 1.01 | 17h30 | 0.29 | 0.99 | 17h30 | 0 | 0 | 17h30 | 0.2 | 0.78 | 17h30 | 0.3 | 1.08 | 17h30 | 0 | 0 | 17h30 | 0.21 | 0.84 | 17h30 | 0.25 | 0.96 | 17h30 | 0 | 0 | 17h30 | 0.17 | 0.75 | 17h30 | 0.26 | 1.23 | 17h30 | 0 | 0 | 17h30 | 0.17 | 0.98
18h30 | 0.73 | 2.2 | 18h30 | 0.5 | 1.5 | 18h30 | 0.72 | 2.16 | 18h30 | 0.68 | 2.09 | 18h30 | 0.48 | 1.49 | 18h30 | 0.65 | 2.01 | 18h30 | 0.56 | 1.83 | 18h30 | 0.51 | 1.56 | 18h30 | 0.53 | 1.77 | 18h30 | 0.38 | 1.36 | 18h30 | 0.36 | 1.19 | 18h30 | 0.33 | 1.28 | 18h30 | 0.67 | 2.13 | 18h30 | 0.46 | 1.49 | 18h30 | 0.64 | 2.07 | 18h30 | 0.38 | 1.26 | 18h30 | 0.43 | 1.25 | 18h30 | 0.32 | 1.09 | 18h30 | 0.3 | 1 | 18h30 | 0.27 | 0.9 | 18h30 | 0.24 | 0.85 | 18h30 | 0.3 | 1.08 | 18h30 | 0.29 | 0.98 | 18h30 | 0.24 | 0.91 | 18h30 | 0.26 | 0.98 | 18h30 | 0.26 | 0.92 | 18h30 | 0.2 | 0.82 | 18h30 | 0.31 | 1.24 | 18h30 | 0.27 | 1.02 | 18h30 | 0.23 | 1.07
19h30 | 0.58 | 2.04 | 19h30 | 0.82 | 2.5 | 19h30 | 0.57 | 2.02 | 19h30 | 0.51 | 1.9 | 19h30 | 0.76 | 2.42 | 19h30 | 0.49 | 1.83 | 19h30 | 0.39 | 1.66 | 19h30 | 0.73 | 2.42 | 19h30 | 0.37 | 1.62 | 19h30 | 0.2 | 1.16 | 19h30 | 0.48 | 1.83 | 19h30 | 0.17 | 1.1 | 19h30 | 0.51 | 1.96 | 19h30 | 0.72 | 2.43 | 19h30 | 0.49 | 1.92 | 19h30 | 0.19 | 1 | 19h30 | 0.26 | 0.99 | 19h30 | 0.15 | 0.88 | 19h30 | 0.11 | 0.75 | 19h30 | 0.31 | 1.28 | 19h30 | 0.07 | 0.64 | 19h30 | 0.12 | 0.82 | 19h30 | 0.33 | 1.41 | 19h30 | 0.07 | 0.7 | 19h30 | 0.09 | 0.72 | 19h30 | 0.26 | 1.27 | 19h30 | 0.06 | 0.61 | 19h30 | 0.15 | 0.99 | 19h30 | 0.3 | 1.54 | 19h30 | 0.12 | 0.87
20h30 | 0.4 | 1.85 | 20h30 | 0.76 | 2.59 | 20h30 | 0.39 | 1.84 | 20h30 | 0.33 | 1.68 | 20h30 | 0.67 | 2.43 | 20h30 | 0.31 | 1.62 | 20h30 | 0.2 | 1.47 | 20h30 | 0.55 | 2.25 | 20h30 | 0.21 | 1.44 | 20h30 | 0.07 | 0.94 | 20h30 | 0.32 | 1.73 | 20h30 | 0.08 | 0.9 | 20h30 | 0.32 | 1.76 | 20h30 | 0.64 | 2.45 | 20h30 | 0.31 | 1.73 | 20h30 | 0.07 | 0.74 | 20h30 | 0.14 | 0.91 | 20h30 | 0.07 | 0.65 | 20h30 | 0.01 | 0.49 | 20h30 | 0.16 | 1.17 | 20h30 | 0 | 0.41 | 20h30 | 0.02 | 0.57 | 20h30 | 0.17 | 1.3 | 20h30 | 0.01 | 0.48 | 20h30 | 0 | 0.47 | 20h30 | 0.09 | 1.11 | 20h30 | 0 | 0.39 | 20h30 | 0 | 0.74 | 20h30 | 0.15 | 1.48 | 20h30 | 0 | 0.65
21h30 | 0.42 | 1.97 | 21h30 | 0.54 | 2.21 | 21h30 | 0.42 | 1.96 | 21h30 | 0.34 | 1.76 | 21h30 | 0.47 | 2.05 | 21h30 | 0.32 | 1.71 | 21h30 | 0.21 | 1.57 | 21h30 | 0.37 | 1.88 | 21h30 | 0.21 | 1.55 | 21h30 | 0.04 | 1.02 | 21h30 | 0.2 | 1.37 | 21h30 | 0.04 | 0.99 | 21h30 | 0.34 | 1.87 | 21h30 | 0.46 | 2.11 | 21h30 | 0.32 | 1.84 | 21h30 | 0.03 | 0.77 | 21h30 | 0.13 | 1.06 | 21h30 | 0.03 | 0.71 | 21h30 | 0 | 0.52 | 21h30 | 0.12 | 0.93 | 21h30 | 0 | 0.46 | 21h30 | 0 | 0.6 | 21h30 | 0.13 | 1.05 | 21h30 | 0 | 0.53 | 21h30 | 0 | 0.49 | 21h30 | 0.09 | 0.9 | 21h30 | 0 | 0.44 | 21h30 | 0 | 0.78 | 21h30 | 0.12 | 1.21 | 21h30 | 0 | 0.71
22h30 | 0.45 | 2.09 | 22h30 | 0.49 | 2.18 | 22h30 | 0.45 | 2.08 | 22h30 | 0.36 | 1.85 | 22h30 | 0.42 | 2 | 22h30 | 0.35 | 1.81 | 22h30 | 0.24 | 1.68 | 22h30 | 0.31 | 1.82 | 22h30 | 0.22 | 1.66 | 22h30 | 0.04 | 1.1 | 22h30 | 0.12 | 1.26 | 22h30 | 0.04 | 1.07 | 22h30 | 0.36 | 1.98 | 22h30 | 0.42 | 2.08 | 22h30 | 0.35 | 1.96 | 22h30 | 0.03 | 0.8 | 22h30 | 0.13 | 1.13 | 22h30 | 0.03 | 0.76 | 22h30 | 0 | 0.54 | 22h30 | 0.04 | 0.82 | 22h30 | 0 | 0.49 | 22h30 | 0 | 0.63 | 22h30 | 0.05 | 0.93 | 22h30 | 0 | 0.58 | 22h30 | 0 | 0.52 | 22h30 | 0.01 | 0.8 | 22h30 | 0 | 0.47 | 22h30 | 0 | 0.82 | 22h30 | 0.07 | 1.09 | 22h30 | 0 | 0.76
23h30 | 0.48 | 2.19 | 23h30 | 0.5 | 2.23 | 23h30 | 0.48 | 2.18 | 23h30 | 0.38 | 1.92 | 23h30 | 0.42 | 2.02 | 23h30 | 0.37 | 1.88 | 23h30 | 0.26 | 1.78 | 23h30 | 0.3 | 1.85 | 23h30 | 0.24 | 1.76 | 23h30 | 0.03 | 1.15 | 23h30 | 0.12 | 1.26 | 23h30 | 0.01 | 1.13 | 23h30 | 0.38 | 2.07 | 23h30 | 0.42 | 2.13 | 23h30 | 0.37 | 2.05 | 23h30 | 0.01 | 0.83 | 23h30 | 0.12 | 1.16 | 23h30 | 0 | 0.79 | 23h30 | 0 | 0.56 | 23h30 | 0.04 | 0.75 | 23h30 | 0 | 0.52 | 23h30 | 0 | 0.65 | 23h30 | 0.05 | 0.86 | 23h30 | 0 | 0.61 | 23h30 | 0 | 0.54 | 23h30 | 0.01 | 0.74 | 23h30 | 0 | 0.5 | 23h30 | 0 | 0.84 | 23h30 | 0.07 | 1.03 | 23h30 | 0 | 0.8
00h30 | 0.36 | 1.48 | 00h30 | 0.17 | 1.04 | 00h30 | 0.45 | 1.69 | 00h30 | 0.3 | 1.31 | 00h30 | 0.09 | 0.82 | 00h30 | 0.35 | 1.44 | 00h30 | 0.22 | 1.23 | 00h30 | 0.03 | 0.68 | 00h30 | 0.23 | 1.37 | 00h30 | 0.03 | 0.88 | 00h30 | 0 | 0.27 | 00h30 | 0.01 | 0.92 | 00h30 | 0.26 | 1.4 | 00h30 | 0.08 | 0.94 | 00h30 | 0.3 | 1.56 | 00h30 | 0.01 | 0.68 | 00h30 | 0.12 | 1 | 00h30 | 0 | 0.68 | 00h30 | 0 | 0.49 | 00h30 | 0 | 0.08 | 00h30 | 0 | 0.48 | 00h30 | 0 | 0.55 | 00h30 | 0 | 0.12 | 00h30 | 0 | 0.55 | 00h30 | 0 | 0.47 | 00h30 | 0 | 0.08 | 00h30 | 0 | 0.46 | 00h30 | 0 | 0.68 | 00h30 | 0 | 0.18 | 00h30 | 0 | 0.69
01h30 | 0.23 | 0.84 | 01h30 | 0.05 | 0.36 | 01h30 | 0.28 | 0.94 | 01h30 | 0.17 | 0.64 | 01h30 | 0.01 | 0.24 | 01h30 | 0.18 | 0.69 | 01h30 | 0.11 | 0.59 | 01h30 | 0 | 0.16 | 01h30 | 0.1 | 0.64 | 01h30 | 0 | 0.22 | 01h30 | 0 | 0 | 01h30 | 0 | 0.21 | 01h30 | 0.15 | 0.76 | 01h30 | 0 | 0.3 | 01h30 | 0.17 | 0.83 | 01h30 | 0 | 0 | 01h30 | 0.06 | 0.28 | 01h30 | 0 | 0 | 01h30 | 0 | 0 | 01h30 | 0 | 0 | 01h30 | 0 | 0 | 01h30 | 0 | 0 | 01h30 | 0 | 0 | 01h30 | 0 | 0 | 01h30 | 0 | 0 | 01h30 | 0 | 0 | 01h30 | 0 | 0 | 01h30 | 0 | 0 | 01h30 | 0 | 0 | 01h30 | 0 | 0
02h30 | 0.23 | 0.84 | 02h30 | 0 | 0 | 02h30 | 0.28 | 0.94 | 02h30 | 0.17 | 0.64 | 02h30 | 0 | 0 | 02h30 | 0.18 | 0.69 | 02h30 | 0.11 | 0.59 | 02h30 | 0 | 0 | 02h30 | 0.1 | 0.64 | 02h30 | 0 | 0.22 | 02h30 | 0 | 0 | 02h30 | 0 | 0.21 | 02h30 | 0.15 | 0.76 | 02h30 | 0 | 0 | 02h30 | 0.17 | 0.83 | 02h30 | 0 | 0 | 02h30 | 0.06 | 0.28 | 02h30 | 0 | 0 | 02h30 | 0 | 0 | 02h30 | 0 | 0 | 02h30 | 0 | 0 | 02h30 | 0 | 0 | 02h30 | 0 | 0 | 02h30 | 0 | 0 | 02h30 | 0 | 0 | 02h30 | 0 | 0 | 02h30 | 0 | 0 | 02h30 | 0 | 0 | 02h30 | 0 | 0 | 02h30 | 0 | 0
03h30 | 0.33 | 1.03 | 03h30 | 0 | 0 | 03h30 | 0.35 | 1.07 | 03h30 | 0.23 | 0.75 | 03h30 | 0 | 0 | 03h30 | 0.24 | 0.76 | 03h30 | 0.16 | 0.76 | 03h30 | 0 | 0 | 03h30 | 0.16 | 0.8 | 03h30 | 0 | 0.29 | 03h30 | 0 | 0 | 03h30 | 0 | 0.3 | 03h30 | 0.22 | 0.91 | 03h30 | 0 | 0 | 03h30 | 0.23 | 0.93 | 03h30 | 0 | 0.03 | 03h30 | 0.05 | 0.35 | 03h30 | 0 | 0.02 | 03h30 | 0 | 0 | 03h30 | 0 | 0 | 03h30 | 0 | 0 | 03h30 | 0 | 0 | 03h30 | 0 | 0 | 03h30 | 0 | 0 | 03h30 | 0 | 0 | 03h30 | 0 | 0 | 03h30 | 0 | 0 | 03h30 | 0 | 0.03 | 03h30 | 0 | 0 | 03h30 | 0 | 0.03
04h30 | 0.43 | 1.23 | 04h30 | 0 | 0 | 04h30 | 0.41 | 1.2 | 04h30 | 0.3 | 0.89 | 04h30 | 0 | 0 | 04h30 | 0.29 | 0.86 | 04h30 | 0.24 | 0.95 | 04h30 | 0 | 0 | 04h30 | 0.23 | 0.94 | 04h30 | 0.04 | 0.42 | 04h30 | 0 | 0 | 04h30 | 0.03 | 0.42 | 04h30 | 0.31 | 1.09 | 04h30 | 0 | 0 | 04h30 | 0.29 | 1.06 | 04h30 | 0.01 | 0.1 | 04h30 | 0.1 | 0.37 | 04h30 | 0 | 0.09 | 04h30 | 0 | 0 | 04h30 | 0 | 0 | 04h30 | 0 | 0 | 04h30 | 0 | 0 | 04h30 | 0 | 0 | 04h30 | 0 | 0 | 04h30 | 0 | 0 | 04h30 | 0 | 0 | 04h30 | 0 | 0 | 04h30 | 0 | 0.12 | 04h30 | 0 | 0 | 04h30 | 0 | 0.1
05h30 | 0.49 | 1.37 | 05h30 | 0 | 0 | 05h30 | 0.47 | 1.34 | 05h30 | 0.36 | 1.02 | 05h30 | 0 | 0 | 05h30 | 0.34 | 0.99 | 05h30 | 0.3 | 1.12 | 05h30 | 0 | 0 | 05h30 | 0.29 | 1.1 | 05h30 | 0.11 | 0.59 | 05h30 | 0 | 0 | 05h30 | 0.1 | 0.59 | 05h30 | 0.37 | 1.23 | 05h30 | 0 | 0 | 05h30 | 0.35 | 1.2 | 05h30 | 0.05 | 0.23 | 05h30 | 0.14 | 0.45 | 05h30 | 0.04 | 0.22 | 05h30 | 0 | 0 | 05h30 | 0 | 0 | 05h30 | 0 | 0 | 05h30 | 0 | 0.06 | 05h30 | 0 | 0 | 05h30 | 0 | 0.05 | 05h30 | 0 | 0 | 05h30 | 0 | 0 | 05h30 | 0 | 0 | 05h30 | 0.04 | 0.25 | 05h30 | 0 | 0 | 05h30 | 0.03 | 0.23
06h30 | 0.5 | 1.4 | 06h30 | 0 | 0 | 06h30 | 0.49 | 1.39 | 06h30 | 0.37 | 1.06 | 06h30 | 0 | 0 | 06h30 | 0.36 | 1.04 | 06h30 | 0.33 | 1.18 | 06h30 | 0 | 0 | 06h30 | 0.32 | 1.16 | 06h30 | 0.15 | 0.71 | 06h30 | 0 | 0 | 06h30 | 0.14 | 0.69 | 06h30 | 0.38 | 1.26 | 06h30 | 0 | 0 | 06h30 | 0.37 | 1.25 | 06h30 | 0.08 | 0.28 | 06h30 | 0.18 | 0.54 | 06h30 | 0.08 | 0.27 | 06h30 | 0 | 0.01 | 06h30 | 0 | 0 | 06h30 | 0 | 0 | 06h30 | 0 | 0.14 | 06h30 | 0 | 0 | 06h30 | 0 | 0.12 | 06h30 | 0 | 0.01 | 06h30 | 0 | 0 | 06h30 | 0 | 0 | 06h30 | 0.08 | 0.3 | 06h30 | 0 | 0 | 06h30 | 0.07 | 0.28
07h30 | 0.85 | 2.54 | 07h30 | 0 | 0 | 07h30 | 0.85 | 2.53 | 07h30 | 0.7 | 2.14 | 07h30 | 0 | 0 | 07h30 | 0.69 | 2.12 | 07h30 | 0.65 | 2.29 | 07h30 | 0 | 0 | 07h30 | 0.64 | 2.28 | 07h30 | 0.42 | 1.76 | 07h30 | 0 | 0 | 07h30 | 0.41 | 1.74 | 07h30 | 0.7 | 2.38 | 07h30 | 0 | 0 | 07h30 | 0.69 | 2.36 | 07h30 | 0.25 | 1.12 | 07h30 | 0.44 | 1.46 | 07h30 | 0.23 | 1.1 | 07h30 | 0.22 | 0.84 | 07h30 | 0 | 0 | 07h30 | 0.22 | 0.84 | 07h30 | 0.25 | 0.87 | 07h30 | 0 | 0 | 07h30 | 0.25 | 0.89 | 07h30 | 0.21 | 0.9 | 07h30 | 0 | 0 | 07h30 | 0.21 | 0.89 | 07h30 | 0.23 | 1.15 | 07h30 | 0 | 0 | 07h30 | 0.22 | 1.11
08h30 | 1.02 | 3.18 | 08h30 | 0.72 | 2.06 | 08h30 | 1.02 | 3.18 | 08h30 | 0.87 | 2.77 | 08h30 | 0.61 | 1.74 | 08h30 | 0.86 | 2.75 | 08h30 | 0.81 | 2.91 | 08h30 | 0.61 | 1.95 | 08h30 | 0.81 | 2.9 | 08h30 | 0.58 | 2.37 | 08h30 | 0.42 | 1.58 | 08h30 | 0.57 | 2.35 | 08h30 | 0.87 | 3.02 | 08h30 | 0.62 | 1.91 | 08h30 | 0.86 | 3.01 | 08h30 | 0.45 | 1.78 | 08h30 | 0.56 | 1.87 | 08h30 | 0.43 | 1.76 | 08h30 | 0.35 | 1.36 | 08h30 | 0.23 | 0.86 | 08h30 | 0.33 | 1.35 | 08h30 | 0.4 | 1.5 | 08h30 | 0.26 | 0.98 | 08h30 | 0.38 | 1.5 | 08h30 | 0.3 | 1.42 | 08h30 | 0.19 | 0.84 | 08h30 | 0.29 | 1.41 | 08h30 | 0.42 | 1.8 | 08h30 | 0.33 | 1.15 | 08h30 | 0.41 | 1.77
09h30 | 1.12 | 3.37 | 09h30 | 1.43 | 3.85 | 09h30 | 1.12 | 3.37 | 09h30 | 0.99 | 3.01 | 09h30 | 1.25 | 3.37 | 09h30 | 0.98 | 3 | 09h30 | 0.92 | 3.08 | 09h30 | 1.24 | 3.68 | 09h30 | 0.92 | 3.07 | 09h30 | 0.73 | 2.6 | 09h30 | 0.92 | 3.04 | 09h30 | 0.73 | 2.6 | 09h30 | 0.99 | 3.23 | 09h30 | 1.25 | 3.64 | 09h30 | 0.98 | 3.23 | 09h30 | 0.75 | 2.27 | 09h30 | 0.66 | 1.96 | 09h30 | 0.75 | 2.27 | 09h30 | 0.53 | 1.78 | 09h30 | 0.6 | 1.83 | 09h30 | 0.52 | 1.75 | 09h30 | 0.58 | 2.11 | 09h30 | 0.65 | 2.09 | 09h30 | 0.57 | 2.08 | 09h30 | 0.47 | 1.81 | 09h30 | 0.54 | 1.84 | 09h30 | 0.46 | 1.78 | 09h30 | 0.74 | 2.29 | 09h30 | 0.77 | 2.37 | 09h30 | 0.73 | 2.29
10h30 | 1.14 | 3.33 | 10h30 | 1.47 | 4.07 | 10h30 | 1.13 | 3.33 | 10h30 | 1.01 | 2.97 | 10h30 | 1.31 | 3.7 | 10h30 | 1 | 2.96 | 10h30 | 0.92 | 2.97 | 10h30 | 1.27 | 3.86 | 10h30 | 0.92 | 2.97 | 10h30 | 0.72 | 2.48 | 10h30 | 0.98 | 3.25 | 10h30 | 0.72 | 2.47 | 10h30 | 1.01 | 3.19 | 10h30 | 1.31 | 3.92 | 10h30 | 1 | 3.19 | 10h30 | 0.74 | 2.18 | 10h30 | 0.57 | 1.64 | 10h30 | 0.74 | 2.17 | 10h30 | 0.57 | 1.74 | 10h30 | 0.71 | 2.15 | 10h30 | 0.57 | 1.72 | 10h30 | 0.62 | 2.02 | 10h30 | 0.77 | 2.46 | 10h30 | 0.61 | 2 | 10h30 | 0.54 | 1.8 | 10h30 | 0.67 | 2.24 | 10h30 | 0.53 | 1.78 | 10h30 | 0.73 | 2.2 | 10h30 | 0.88 | 2.73 | 10h30 | 0.72 | 2.19
11h30 | 1.1 | 3.23 | 11h30 | 1.21 | 3.46 | 11h30 | 1.1 | 3.23 | 11h30 | 0.97 | 2.88 | 11h30 | 1.09 | 3.15 | 11h30 | 0.97 | 2.87 | 11h30 | 0.87 | 2.84 | 11h30 | 1.02 | 3.17 | 11h30 | 0.86 | 2.83 | 11h30 | 0.66 | 2.32 | 11h30 | 0.79 | 2.66 | 11h30 | 0.65 | 2.32 | 11h30 | 0.97 | 3.1 | 11h30 | 1.09 | 3.34 | 11h30 | 0.97 | 3.1 | 11h30 | 0.67 | 1.99 | 11h30 | 0.4 | 1.24 | 11h30 | 0.67 | 1.98 | 11h30 | 0.52 | 1.58 | 11h30 | 0.6 | 1.82 | 11h30 | 0.51 | 1.56 | 11h30 | 0.57 | 1.83 | 11h30 | 0.65 | 2.09 | 11h30 | 0.56 | 1.81 | 11h30 | 0.49 | 1.64 | 11h30 | 0.58 | 1.91 | 11h30 | 0.49 | 1.63 | 11h30 | 0.65 | 2.01 | 11h30 | 0.74 | 2.3 | 11h30 | 0.65 | 2
12h30 | 1.11 | 3.29 | 12h30 | 1.14 | 3.37 | 12h30 | 1.11 | 3.29 | 12h30 | 0.99 | 2.93 | 12h30 | 1.04 | 3.07 | 12h30 | 0.98 | 2.92 | 12h30 | 0.87 | 2.87 | 12h30 | 0.94 | 3 | 12h30 | 0.87 | 2.87 | 12h30 | 0.65 | 2.33 | 12h30 | 0.71 | 2.49 | 12h30 | 0.64 | 2.32 | 12h30 | 0.99 | 3.16 | 12h30 | 1.04 | 3.26 | 12h30 | 0.98 | 3.16 | 12h30 | 0.64 | 1.94 | 12h30 | 0.29 | 1.04 | 12h30 | 0.64 | 1.94 | 12h30 | 0.5 | 1.54 | 12h30 | 0.55 | 1.69 | 12h30 | 0.5 | 1.52 | 12h30 | 0.55 | 1.77 | 12h30 | 0.6 | 1.93 | 12h30 | 0.54 | 1.76 | 12h30 | 0.48 | 1.6 | 12h30 | 0.53 | 1.78 | 12h30 | 0.48 | 1.59 | 12h30 | 0.63 | 1.97 | 12h30 | 0.68 | 2.14 | 12h30 | 0.63 | 1.96
13h30 | 1.13 | 3.35 | 13h30 | 1.14 | 3.38 | 13h30 | 1.13 | 3.34 | 13h30 | 1 | 2.98 | 13h30 | 1.03 | 3.08 | 13h30 | 1 | 2.98 | 13h30 | 0.88 | 2.92 | 13h30 | 0.92 | 2.99 | 13h30 | 0.88 | 2.92 | 13h30 | 0.65 | 2.34 | 13h30 | 0.68 | 2.43 | 13h30 | 0.64 | 2.34 | 13h30 | 1 | 3.22 | 13h30 | 1.03 | 3.28 | 13h30 | 1 | 3.21 | 13h30 | 0.63 | 1.92 | 13h30 | 0.2 | 0.74 | 13h30 | 0.63 | 1.91 | 13h30 | 0.49 | 1.5 | 13h30 | 0.52 | 1.61 | 13h30 | 0.48 | 1.49 | 13h30 | 0.53 | 1.74 | 13h30 | 0.57 | 1.85 | 13h30 | 0.53 | 1.73 | 13h30 | 0.47 | 1.58 | 13h30 | 0.51 | 1.7 | 13h30 | 0.47 | 1.57 | 13h30 | 0.61 | 1.94 | 13h30 | 0.64 | 2.05 | 13h30 | 0.61 | 1.94
14h30 | 1.11 | 3.28 | 14h30 | 1.12 | 3.31 | 14h30 | 1.11 | 3.28 | 14h30 | 0.98 | 2.91 | 14h30 | 1.01 | 2.99 | 14h30 | 0.98 | 2.91 | 14h30 | 0.87 | 2.86 | 14h30 | 0.89 | 2.91 | 14h30 | 0.87 | 2.86 | 14h30 | 0.63 | 2.27 | 14h30 | 0.65 | 2.33 | 14h30 | 0.63 | 2.26 | 14h30 | 0.98 | 3.15 | 14h30 | 1.01 | 3.19 | 14h30 | 0.98 | 3.14 | 14h30 | 0.59 | 1.82 | 14h30 | 0.2 | 0.74 | 14h30 | 0.59 | 1.82 | 14h30 | 0.46 | 1.42 | 14h30 | 0.48 | 1.5 | 14h30 | 0.46 | 1.42 | 14h30 | 0.5 | 1.64 | 14h30 | 0.53 | 1.72 | 14h30 | 0.5 | 1.63 | 14h30 | 0.44 | 1.5 | 14h30 | 0.47 | 1.58 | 14h30 | 0.44 | 1.49 | 14h30 | 0.58 | 1.84 | 14h30 | 0.6 | 1.92 | 14h30 | 0.57 | 1.83
15h30 | 1.1 | 3.24 | 15h30 | 1.11 | 3.26 | 15h30 | 1.1 | 3.24 | 15h30 | 0.97 | 2.88 | 15h30 | 0.99 | 2.94 | 15h30 | 0.97 | 2.87 | 15h30 | 0.85 | 2.83 | 15h30 | 0.88 | 2.87 | 15h30 | 0.85 | 2.83 | 15h30 | 0.61 | 2.22 | 15h30 | 0.63 | 2.27 | 15h30 | 0.61 | 2.22 | 15h30 | 0.97 | 3.11 | 15h30 | 0.99 | 3.15 | 15h30 | 0.96 | 3.11 | 15h30 | 0.57 | 1.75 | 15h30 | 0.15 | 0.59 | 15h30 | 0.57 | 1.75 | 15h30 | 0.44 | 1.38 | 15h30 | 0.46 | 1.44 | 15h30 | 0.44 | 1.37 | 15h30 | 0.48 | 1.57 | 15h30 | 0.49 | 1.63 | 15h30 | 0.47 | 1.57 | 15h30 | 0.42 | 1.43 | 15h30 | 0.44 | 1.5 | 15h30 | 0.42 | 1.43 | 15h30 | 0.55 | 1.77 | 15h30 | 0.56 | 1.83 | 15h30 | 0.55 | 1.77
16h30 | 1.13 | 3.35 | 16h30 | 1.14 | 3.36 | 16h30 | 1.13 | 3.35 | 16h30 | 1 | 2.97 | 16h30 | 1.02 | 3.03 | 16h30 | 1 | 2.97 | 16h30 | 0.88 | 2.92 | 16h30 | 0.9 | 2.95 | 16h30 | 0.88 | 2.92 | 16h30 | 0.63 | 2.27 | 16h30 | 0.64 | 2.31 | 16h30 | 0.62 | 2.27 | 16h30 | 1 | 3.21 | 16h30 | 1.02 | 3.24 | 16h30 | 1 | 3.21 | 16h30 | 0.57 | 1.79 | 16h30 | 0.15 | 0.59 | 16h30 | 0.57 | 1.79 | 16h30 | 0.45 | 1.42 | 16h30 | 0.46 | 1.46 | 16h30 | 0.45 | 1.41 | 16h30 | 0.48 | 1.6 | 16h30 | 0.5 | 1.64 | 16h30 | 0.48 | 1.6 | 16h30 | 0.43 | 1.46 | 16h30 | 0.44 | 1.51 | 16h30 | 0.43 | 1.46 | 16h30 | 0.56 | 1.81 | 16h30 | 0.57 | 1.85 | 16h30 | 0.56 | 1.81
17h30 | 1.17 | 3.44 | 17h30 | 1.17 | 3.45 | 17h30 | 1.17 | 3.44 | 17h30 | 1.03 | 3.05 | 17h30 | 1.04 | 3.1 | 17h30 | 1.03 | 3.04 | 17h30 | 0.91 | 3 | 17h30 | 0.93 | 3.03 | 17h30 | 0.91 | 3 | 17h30 | 0.64 | 2.31 | 17h30 | 0.65 | 2.34 | 17h30 | 0.64 | 2.31 | 17h30 | 1.03 | 3.29 | 17h30 | 1.05 | 3.32 | 17h30 | 1.03 | 3.29 | 17h30 | 0.59 | 1.82 | 17h30 | 0.14 | 0.55 | 17h30 | 0.59 | 1.82 | 17h30 | 0.46 | 1.44 | 17h30 | 0.47 | 1.47 | 17h30 | 0.46 | 1.43 | 17h30 | 0.49 | 1.62 | 17h30 | 0.5 | 1.66 | 17h30 | 0.49 | 1.62 | 17h30 | 0.44 | 1.48 | 17h30 | 0.45 | 1.52 | 17h30 | 0.43 | 1.48 | 17h30 | 0.57 | 1.84 | 17h30 | 0.58 | 1.87 | 17h30 | 0.57 | 1.84
18h30 | 1.18 | 3.48 | 18h30 | 1.19 | 3.49 | 18h30 | 1.18 | 3.48 | 18h30 | 1.04 | 3.07 | 18h30 | 1.05 | 3.11 | 18h30 | 1.04 | 3.07 | 18h30 | 0.92 | 3.04 | 18h30 | 0.94 | 3.06 | 18h30 | 0.92 | 3.04 | 18h30 | 0.65 | 2.33 | 18h30 | 0.66 | 2.35 | 18h30 | 0.64 | 2.33 | 18h30 | 1.04 | 3.32 | 18h30 | 1.06 | 3.35 | 18h30 | 1.04 | 3.32 | 18h30 | 0.59 | 1.83 | 18h30 | 0.17 | 0.58 | 18h30 | 0.59 | 1.82 | 18h30 | 0.47 | 1.45 | 18h30 | 0.47 | 1.47 | 18h30 | 0.46 | 1.44 | 18h30 | 0.5 | 1.63 | 18h30 | 0.51 | 1.65 | 18h30 | 0.5 | 1.63 | 18h30 | 0.44 | 1.49 | 18h30 | 0.45 | 1.52 | 18h30 | 0.44 | 1.49 | 18h30 | 0.58 | 1.85 | 18h30 | 0.59 | 1.87 | 18h30 | 0.58 | 1.85
19h30 | 0.99 | 3.24 | 19h30 | 1 | 3.24 | 19h30 | 0.99 | 3.24 | 19h30 | 0.84 | 2.8 | 19h30 | 0.86 | 2.84 | 19h30 | 0.84 | 2.8 | 19h30 | 0.73 | 2.79 | 19h30 | 0.74 | 2.8 | 19h30 | 0.73 | 2.79 | 19h30 | 0.45 | 2.08 | 19h30 | 0.47 | 2.1 | 19h30 | 0.45 | 2.08 | 19h30 | 0.85 | 3.07 | 19h30 | 0.86 | 3.09 | 19h30 | 0.85 | 3.07 | 19h30 | 0.4 | 1.56 | 19h30 | 0.05 | 0.45 | 19h30 | 0.4 | 1.56 | 19h30 | 0.27 | 1.18 | 19h30 | 0.28 | 1.21 | 19h30 | 0.27 | 1.18 | 19h30 | 0.31 | 1.37 | 19h30 | 0.31 | 1.39 | 19h30 | 0.3 | 1.37 | 19h30 | 0.25 | 1.23 | 19h30 | 0.26 | 1.25 | 19h30 | 0.25 | 1.22 | 19h30 | 0.39 | 1.59 | 19h30 | 0.39 | 1.6 | 19h30 | 0.39 | 1.58
20h30 | 0.8 | 3.02 | 20h30 | 0.8 | 3.02 | 20h30 | 0.8 | 3.02 | 20h30 | 0.64 | 2.57 | 20h30 | 0.65 | 2.6 | 20h30 | 0.64 | 2.56 | 20h30 | 0.53 | 2.56 | 20h30 | 0.54 | 2.58 | 20h30 | 0.52 | 2.56 | 20h30 | 0.25 | 1.85 | 20h30 | 0.26 | 1.87 | 20h30 | 0.25 | 1.85 | 20h30 | 0.65 | 2.84 | 20h30 | 0.66 | 2.86 | 20h30 | 0.65 | 2.84 | 20h30 | 0.21 | 1.32 | 20h30 | 0.01 | 0.41 | 20h30 | 0.21 | 1.31 | 20h30 | 0.14 | 0.93 | 20h30 | 0.08 | 0.95 | 20h30 | 0.14 | 0.93 | 20h30 | 0.16 | 1.12 | 20h30 | 0.11 | 1.13 | 20h30 | 0.16 | 1.12 | 20h30 | 0.12 | 0.98 | 20h30 | 0.06 | 1 | 20h30 | 0.12 | 0.97 | 20h30 | 0.2 | 1.34 | 20h30 | 0.19 | 1.35 | 20h30 | 0.2 | 1.33
21h30 | 0.8 | 3.09 | 21h30 | 0.8 | 3.1 | 21h30 | 0.8 | 3.09 | 21h30 | 0.64 | 2.63 | 21h30 | 0.65 | 2.66 | 21h30 | 0.64 | 2.63 | 21h30 | 0.53 | 2.63 | 21h30 | 0.54 | 2.65 | 21h30 | 0.52 | 2.63 | 21h30 | 0.24 | 1.9 | 21h30 | 0.25 | 1.92 | 21h30 | 0.24 | 1.9 | 21h30 | 0.65 | 2.92 | 21h30 | 0.66 | 2.93 | 21h30 | 0.65 | 2.92 | 21h30 | 0.2 | 1.35 | 21h30 | 0 | 0.59 | 21h30 | 0.2 | 1.35 | 21h30 | 0.1 | 0.96 | 21h30 | 0.07 | 0.98 | 21h30 | 0.1 | 0.96 | 21h30 | 0.13 | 1.15 | 21h30 | 0.1 | 1.16 | 21h30 | 0.13 | 1.15 | 21h30 | 0.08 | 1 | 21h30 | 0.05 | 1.02 | 21h30 | 0.08 | 1 | 21h30 | 0.19 | 1.37 | 21h30 | 0.18 | 1.39 | 21h30 | 0.19 | 1.37
22h30 | 0.8 | 3.11 | 22h30 | 0.8 | 3.11 | 22h30 | 0.8 | 3.11 | 22h30 | 0.63 | 2.62 | 22h30 | 0.64 | 2.65 | 22h30 | 0.63 | 2.62 | 22h30 | 0.52 | 2.64 | 22h30 | 0.53 | 2.65 | 22h30 | 0.52 | 2.64 | 22h30 | 0.23 | 1.89 | 22h30 | 0.23 | 1.9 | 22h30 | 0.23 | 1.89 | 22h30 | 0.64 | 2.92 | 22h30 | 0.65 | 2.93 | 22h30 | 0.64 | 2.92 | 22h30 | 0.2 | 1.34 | 22h30 | 0 | 0.7 | 22h30 | 0.2 | 1.34 | 22h30 | 0.1 | 0.94 | 22h30 | 0.05 | 0.96 | 22h30 | 0.1 | 0.94 | 22h30 | 0.13 | 1.14 | 22h30 | 0.08 | 1.15 | 22h30 | 0.13 | 1.13 | 22h30 | 0.08 | 0.99 | 22h30 | 0.03 | 1.01 | 22h30 | 0.08 | 0.99 | 22h30 | 0.19 | 1.36 | 22h30 | 0.17 | 1.37 | 22h30 | 0.19 | 1.36
23h30 | 0.8 | 3.12 | 23h30 | 0.8 | 3.13 | 23h30 | 0.8 | 3.12 | 23h30 | 0.63 | 2.63 | 23h30 | 0.64 | 2.65 | 23h30 | 0.63 | 2.63 | 23h30 | 0.52 | 2.65 | 23h30 | 0.52 | 2.66 | 23h30 | 0.52 | 2.65 | 23h30 | 0.22 | 1.9 | 23h30 | 0.22 | 1.91 | 23h30 | 0.22 | 1.9 | 23h30 | 0.64 | 2.93 | 23h30 | 0.65 | 2.94 | 23h30 | 0.64 | 2.93 | 23h30 | 0.18 | 1.34 | 23h30 | 0 | 0.78 | 23h30 | 0.18 | 1.33 | 23h30 | 0.06 | 0.94 | 23h30 | 0.04 | 0.96 | 23h30 | 0.06 | 0.94 | 23h30 | 0.09 | 1.13 | 23h30 | 0.07 | 1.15 | 23h30 | 0.09 | 1.13 | 23h30 | 0.03 | 0.99 | 23h30 | 0.03 | 1.01 | 23h30 | 0.03 | 0.98 | 23h30 | 0.16 | 1.36 | 23h30 | 0.16 | 1.37 | 23h30 | 0.16 | 1.35
00h30 | 0.65 | 2.36 | 00h30 | 0.28 | 1.09 | 00h30 | 0.67 | 2.41 | 00h30 | 0.53 | 2 | 00h30 | 0.22 | 0.9 | 00h30 | 0.54 | 2.02 | 00h30 | 0.43 | 2.01 | 00h30 | 0.16 | 0.88 | 00h30 | 0.43 | 2.04 | 00h30 | 0.22 | 1.41 | 00h30 | 0.05 | 0.58 | 00h30 | 0.22 | 1.42 | 00h30 | 0.52 | 2.22 | 00h30 | 0.22 | 1.02 | 00h30 | 0.53 | 2.25 | 00h30 | 0.18 | 1.01 | 00h30 | 0 | 0.67 | 00h30 | 0.18 | 1.01 | 00h30 | 0.06 | 0.8 | 00h30 | 0 | 0.27 | 00h30 | 0.06 | 0.8 | 00h30 | 0.09 | 0.9 | 00h30 | 0.01 | 0.33 | 00h30 | 0.09 | 0.9 | 00h30 | 0.03 | 0.82 | 00h30 | 0 | 0.28 | 00h30 | 0.03 | 0.82 | 00h30 | 0.16 | 1.02 | 00h30 | 0.03 | 0.4 | 00h30 | 0.16 | 1.02
01h30 | 0.5 | 1.65 | 01h30 | 0.27 | 0.83 | 01h30 | 0.51 | 1.67 | 01h30 | 0.38 | 1.28 | 01h30 | 0.19 | 0.67 | 01h30 | 0.38 | 1.29 | 01h30 | 0.29 | 1.3 | 01h30 | 0.12 | 0.62 | 01h30 | 0.29 | 1.32 | 01h30 | 0.11 | 0.75 | 01h30 | 0 | 0.31 | 01h30 | 0.12 | 0.75 | 01h30 | 0.37 | 1.51 | 01h30 | 0.2 | 0.79 | 01h30 | 0.38 | 1.52 | 01h30 | 0.06 | 0.33 | 01h30 | 0 | 0.05 | 01h30 | 0.06 | 0.33 | 01h30 | 0 | 0.08 | 01h30 | 0 | 0 | 01h30 | 0 | 0.08 | 01h30 | 0 | 0.22 | 01h30 | 0 | 0 | 01h30 | 0 | 0.21 | 01h30 | 0 | 0.14 | 01h30 | 0 | 0 | 01h30 | 0 | 0.13 | 01h30 | 0.07 | 0.34 | 01h30 | 0 | 0.07 | 01h30 | 0.07 | 0.34
02h30 | 0.5 | 1.65 | 02h30 | 0.57 | 1.8 | 02h30 | 0.51 | 1.67 | 02h30 | 0.38 | 1.28 | 02h30 | 0.41 | 1.37 | 02h30 | 0.38 | 1.29 | 02h30 | 0.29 | 1.3 | 02h30 | 0.32 | 1.42 | 02h30 | 0.29 | 1.32 | 02h30 | 0.11 | 0.75 | 02h30 | 0.07 | 0.77 | 02h30 | 0.12 | 0.75 | 02h30 | 0.37 | 1.51 | 02h30 | 0.42 | 1.64 | 02h30 | 0.38 | 1.52 | 02h30 | 0.06 | 0.33 | 02h30 | 0 | 0.05 | 02h30 | 0.06 | 0.33 | 02h30 | 0 | 0.08 | 02h30 | 0 | 0.01 | 02h30 | 0 | 0.08 | 02h30 | 0 | 0.22 | 02h30 | 0 | 0.11 | 02h30 | 0 | 0.21 | 02h30 | 0 | 0.14 | 02h30 | 0 | 0.02 | 02h30 | 0 | 0.13 | 02h30 | 0.07 | 0.34 | 02h30 | 0.01 | 0.3 | 02h30 | 0.07 | 0.34
03h30 | 0.63 | 1.93 | 03h30 | 0.74 | 2.24 | 03h30 | 0.63 | 1.94 | 03h30 | 0.47 | 1.47 | 03h30 | 0.54 | 1.66 | 03h30 | 0.47 | 1.47 | 03h30 | 0.4 | 1.59 | 03h30 | 0.47 | 1.86 | 03h30 | 0.4 | 1.59 | 03h30 | 0.15 | 0.91 | 03h30 | 0.18 | 1.02 | 03h30 | 0.15 | 0.92 | 03h30 | 0.47 | 1.75 | 03h30 | 0.55 | 2.01 | 03h30 | 0.48 | 1.75 | 03h30 | 0.09 | 0.43 | 03h30 | 0.01 | 0.16 | 03h30 | 0.09 | 0.43 | 03h30 | 0 | 0.14 | 03h30 | 0 | 0.12 | 03h30 | 0 | 0.14 | 03h30 | 0 | 0.27 | 03h30 | 0.01 | 0.27 | 03h30 | 0 | 0.27 | 03h30 | 0 | 0.15 | 03h30 | 0 | 0.14 | 03h30 | 0 | 0.15 | 03h30 | 0.07 | 0.44 | 03h30 | 0.08 | 0.46 | 03h30 | 0.07 | 0.44
04h30 | 0.73 | 2.11 | 04h30 | 0.78 | 2.2 | 04h30 | 0.73 | 2.1 | 04h30 | 0.54 | 1.6 | 04h30 | 0.59 | 1.7 | 04h30 | 0.54 | 1.59 | 04h30 | 0.49 | 1.8 | 04h30 | 0.54 | 1.93 | 04h30 | 0.49 | 1.79 | 04h30 | 0.21 | 1.05 | 04h30 | 0.25 | 1.15 | 04h30 | 0.21 | 1.05 | 04h30 | 0.56 | 1.91 | 04h30 | 0.6 | 2 | 04h30 | 0.55 | 1.9 | 04h30 | 0.13 | 0.48 | 04h30 | 0.06 | 0.27 | 04h30 | 0.13 | 0.48 | 04h30 | 0.03 | 0.2 | 04h30 | 0.04 | 0.26 | 04h30 | 0.03 | 0.19 | 04h30 | 0.04 | 0.33 | 04h30 | 0.06 | 0.41 | 04h30 | 0.04 | 0.33 | 04h30 | 0 | 0.21 | 04h30 | 0.01 | 0.29 | 04h30 | 0 | 0.21 | 04h30 | 0.11 | 0.49 | 04h30 | 0.14 | 0.56 | 04h30 | 0.11 | 0.49
05h30 | 0.77 | 2.18 | 05h30 | 0.79 | 2.21 | 05h30 | 0.77 | 2.17 | 05h30 | 0.58 | 1.66 | 05h30 | 0.61 | 1.73 | 05h30 | 0.58 | 1.66 | 05h30 | 0.55 | 1.9 | 05h30 | 0.58 | 1.96 | 05h30 | 0.55 | 1.89 | 05h30 | 0.26 | 1.17 | 05h30 | 0.29 | 1.24 | 05h30 | 0.26 | 1.17 | 05h30 | 0.6 | 1.97 | 05h30 | 0.62 | 2.02 | 05h30 | 0.59 | 1.97 | 05h30 | 0.17 | 0.57 | 05h30 | 0.12 | 0.37 | 05h30 | 0.17 | 0.57 | 05h30 | 0.07 | 0.28 | 05h30 | 0.09 | 0.34 | 05h30 | 0.07 | 0.28 | 05h30 | 0.09 | 0.42 | 05h30 | 0.11 | 0.48 | 05h30 | 0.09 | 0.42 | 05h30 | 0.03 | 0.3 | 05h30 | 0.05 | 0.38 | 05h30 | 0.03 | 0.3 | 05h30 | 0.15 | 0.57 | 05h30 | 0.17 | 0.65 | 05h30 | 0.15 | 0.57
06h30 | 0.77 | 2.17 | 06h30 | 0.78 | 2.18 | 06h30 | 0.77 | 2.17 | 06h30 | 0.59 | 1.68 | 06h30 | 0.6 | 1.71 | 06h30 | 0.59 | 1.67 | 06h30 | 0.56 | 1.91 | 06h30 | 0.58 | 1.94 | 06h30 | 0.56 | 1.91 | 06h30 | 0.29 | 1.23 | 06h30 | 0.32 | 1.27 | 06h30 | 0.29 | 1.23 | 06h30 | 0.6 | 1.98 | 06h30 | 0.61 | 2 | 06h30 | 0.6 | 1.97 | 06h30 | 0.2 | 0.66 | 06h30 | 0.14 | 0.42 | 06h30 | 0.19 | 0.66 | 06h30 | 0.1 | 0.34 | 06h30 | 0.12 | 0.39 | 06h30 | 0.1 | 0.34 | 06h30 | 0.13 | 0.49 | 06h30 | 0.14 | 0.55 | 06h30 | 0.13 | 0.49 | 06h30 | 0.07 | 0.38 | 06h30 | 0.09 | 0.42 | 06h30 | 0.07 | 0.38 | 06h30 | 0.18 | 0.66 | 06h30 | 0.2 | 0.73 | 06h30 | 0.18 | 0.66
07h30 | 0.57 | 1.86 | 07h30 | 0.58 | 1.87 | 07h30 | 1.12 | 3.28 | 07h30 | 0.4 | 1.38 | 07h30 | 0.41 | 1.41 | 07h30 | 0.92 | 2.74 | 07h30 | 0.37 | 1.61 | 07h30 | 0.38 | 1.63 | 07h30 | 0.88 | 3 | 07h30 | 0.14 | 1 | 07h30 | 0.16 | 1.03 | 07h30 | 0.57 | 2.29 | 07h30 | 0.41 | 1.67 | 07h30 | 0.42 | 1.69 | 07h30 | 0.93 | 3.07 | 07h30 | 0.07 | 0.48 | 07h30 | 0.36 | 1.28 | 07h30 | 0.49 | 1.65 | 07h30 | 0.06 | 0.13 | 07h30 | 0.07 | 0.19 | 07h30 | 0.25 | 1.07 | 07h30 | 0.07 | 0.31 | 07h30 | 0.08 | 0.37 | 07h30 | 0.32 | 1.38 | 07h30 | 0.04 | 0.16 | 07h30 | 0.05 | 0.21 | 07h30 | 0.29 | 0.96 | 07h30 | 0.07 | 0.48 | 07h30 | 0.1 | 0.54 | 07h30 | 0.44 | 1.65
08h30 | 0.92 | 2.99 | 08h30 | 0.92 | 3 | 08h30 | 1.27 | 3.83 | 08h30 | 0.73 | 2.47 | 08h30 | 0.74 | 2.5 | 08h30 | 1.07 | 3.29 | 08h30 | 0.69 | 2.72 | 08h30 | 0.7 | 2.73 | 08h30 | 1.03 | 3.53 | 08h30 | 0.41 | 2.09 | 08h30 | 0.45 | 2.11 | 08h30 | 0.72 | 2.86 | 08h30 | 0.74 | 2.79 | 08h30 | 0.75 | 2.81 | 08h30 | 1.08 | 3.62 | 08h30 | 0.37 | 1.5 | 08h30 | 0.45 | 1.65 | 08h30 | 0.67 | 2.26 | 08h30 | 0.32 | 0.97 | 08h30 | 0.33 | 1.07 | 08h30 | 0.44 | 1.66 | 08h30 | 0.35 | 1.27 | 08h30 | 0.36 | 1.35 | 08h30 | 0.51 | 2 | 08h30 | 0.27 | 0.97 | 08h30 | 0.29 | 1.08 | 08h30 | 0.44 | 1.6 | 08h30 | 0.36 | 1.5 | 08h30 | 0.4 | 1.55 | 08h30 | 0.63 | 2.26
09h30 | 1.42 | 4.1 | 09h30 | 1.43 | 4.11 | 09h30 | 1.32 | 3.9 | 09h30 | 1.23 | 3.57 | 09h30 | 1.24 | 3.6 | 09h30 | 1.15 | 3.42 | 09h30 | 1.18 | 3.81 | 09h30 | 1.19 | 3.82 | 09h30 | 1.09 | 3.57 | 09h30 | 0.9 | 3.18 | 09h30 | 0.92 | 3.19 | 09h30 | 0.86 | 2.99 | 09h30 | 1.24 | 3.9 | 09h30 | 1.24 | 3.91 | 09h30 | 1.16 | 3.72 | 09h30 | 0.88 | 2.63 | 09h30 | 0.55 | 1.73 | 09h30 | 0.85 | 2.58 | 09h30 | 0.74 | 2.06 | 09h30 | 0.75 | 2.14 | 09h30 | 0.74 | 2.18 | 09h30 | 0.79 | 2.4 | 09h30 | 0.8 | 2.46 | 09h30 | 0.78 | 2.42 | 09h30 | 0.67 | 2.1 | 09h30 | 0.69 | 2.19 | 09h30 | 0.66 | 2.32 | 09h30 | 0.84 | 2.62 | 09h30 | 0.87 | 2.67 | 09h30 | 0.83 | 2.59
10h30 | 1.49 | 4.16 | 10h30 | 1.49 | 4.16 | 10h30 | 1.32 | 3.82 | 10h30 | 1.32 | 3.69 | 10h30 | 1.33 | 3.71 | 10h30 | 1.15 | 3.36 | 10h30 | 1.26 | 3.84 | 10h30 | 1.27 | 3.85 | 10h30 | 1.07 | 3.43 | 10h30 | 1.03 | 3.28 | 10h30 | 1.03 | 3.29 | 10h30 | 0.83 | 2.84 | 10h30 | 1.32 | 3.98 | 10h30 | 1.33 | 3.99 | 10h30 | 1.16 | 3.65 | 10h30 | 1.03 | 2.89 | 10h30 | 0.44 | 1.35 | 10h30 | 0.84 | 2.46 | 10h30 | 0.82 | 2.47 | 10h30 | 0.83 | 2.48 | 10h30 | 0.72 | 2.06 | 10h30 | 0.89 | 2.73 | 10h30 | 0.9 | 2.75 | 10h30 | 0.76 | 2.31 | 10h30 | 0.79 | 2.57 | 10h30 | 0.81 | 2.58 | 10h30 | 0.67 | 2.18 | 10h30 | 0.98 | 2.89 | 10h30 | 0.99 | 2.91 | 10h30 | 0.82 | 2.47
11h30 | 1.3 | 3.74 | 11h30 | 1.31 | 3.75 | 11h30 | 1.25 | 3.64 | 11h30 | 1.15 | 3.3 | 11h30 | 1.15 | 3.31 | 11h30 | 1.08 | 3.18 | 11h30 | 1.06 | 3.37 | 11h30 | 1.07 | 3.37 | 11h30 | 0.98 | 3.21 | 11h30 | 0.83 | 2.81 | 11h30 | 0.84 | 2.82 | 11h30 | 0.74 | 2.62 | 11h30 | 1.15 | 3.58 | 11h30 | 1.15 | 3.59 | 11h30 | 1.09 | 3.47 | 11h30 | 0.84 | 2.45 | 11h30 | 0.26 | 0.88 | 11h30 | 0.75 | 2.22 | 11h30 | 0.67 | 2.04 | 11h30 | 0.68 | 2.05 | 11h30 | 0.62 | 1.82 | 11h30 | 0.73 | 2.3 | 11h30 | 0.74 | 2.31 | 11h30 | 0.66 | 2.06 | 11h30 | 0.66 | 2.14 | 11h30 | 0.66 | 2.16 | 11h30 | 0.59 | 1.93 | 11h30 | 0.81 | 2.46 | 11h30 | 0.81 | 2.47 | 11h30 | 0.72 | 2.23
12h30 | 1.22 | 3.54 | 12h30 | 1.22 | 3.55 | 12h30 | 1.21 | 3.52 | 12h30 | 1.06 | 3.11 | 12h30 | 1.07 | 3.12 | 12h30 | 1.04 | 3.06 | 12h30 | 0.96 | 3.13 | 12h30 | 0.97 | 3.13 | 12h30 | 0.93 | 3.07 | 12h30 | 0.74 | 2.57 | 12h30 | 0.74 | 2.58 | 12h30 | 0.69 | 2.49 | 12h30 | 1.07 | 3.39 | 12h30 | 1.07 | 3.39 | 12h30 | 1.05 | 3.35 | 12h30 | 0.74 | 2.19 | 12h30 | 0.2 | 0.73 | 12h30 | 0.69 | 2.07 | 12h30 | 0.59 | 1.8 | 12h30 | 0.6 | 1.81 | 12h30 | 0.56 | 1.67 | 12h30 | 0.64 | 2.04 | 12h30 | 0.65 | 2.05 | 12h30 | 0.6 | 1.9 | 12h30 | 0.57 | 1.89 | 12h30 | 0.58 | 1.9 | 12h30 | 0.53 | 1.76 | 12h30 | 0.71 | 2.2 | 12h30 | 0.71 | 2.21 | 12h30 | 0.66 | 2.07
13h30 | 1.18 | 3.42 | 13h30 | 1.18 | 3.43 | 13h30 | 1.17 | 3.41 | 13h30 | 1.02 | 2.99 | 13h30 | 1.02 | 3 | 13h30 | 1.01 | 2.97 | 13h30 | 0.91 | 2.99 | 13h30 | 0.92 | 3 | 13h30 | 0.9 | 2.97 | 13h30 | 0.69 | 2.44 | 13h30 | 0.69 | 2.45 | 13h30 | 0.66 | 2.4 | 13h30 | 1.03 | 3.27 | 13h30 | 1.03 | 3.28 | 13h30 | 1.02 | 3.25 | 13h30 | 0.68 | 2.03 | 13h30 | 0.1 | 0.45 | 13h30 | 0.65 | 1.95 | 13h30 | 0.54 | 1.64 | 13h30 | 0.54 | 1.65 | 13h30 | 0.52 | 1.56 | 13h30 | 0.58 | 1.87 | 13h30 | 0.59 | 1.88 | 13h30 | 0.56 | 1.78 | 13h30 | 0.52 | 1.72 | 13h30 | 0.52 | 1.73 | 13h30 | 0.49 | 1.63 | 13h30 | 0.65 | 2.04 | 13h30 | 0.66 | 2.05 | 13h30 | 0.63 | 1.96
14h30 | 1.15 | 3.34 | 14h30 | 1.15 | 3.34 | 14h30 | 1.15 | 3.33 | 14h30 | 0.99 | 2.91 | 14h30 | 1 | 2.92 | 14h30 | 0.99 | 2.89 | 14h30 | 0.88 | 2.9 | 14h30 | 0.89 | 2.9 | 14h30 | 0.88 | 2.89 | 14h30 | 0.66 | 2.35 | 14h30 | 0.66 | 2.36 | 14h30 | 0.64 | 2.33 | 14h30 | 1 | 3.19 | 14h30 | 1 | 3.19 | 14h30 | 0.99 | 3.18 | 14h30 | 0.64 | 1.93 | 14h30 | 0.1 | 0.45 | 14h30 | 0.62 | 1.88 | 14h30 | 0.51 | 1.54 | 14h30 | 0.51 | 1.55 | 14h30 | 0.49 | 1.49 | 14h30 | 0.55 | 1.75 | 14h30 | 0.55 | 1.76 | 14h30 | 0.53 | 1.69 | 14h30 | 0.48 | 1.61 | 14h30 | 0.49 | 1.62 | 14h30 | 0.47 | 1.55 | 14h30 | 0.62 | 1.94 | 14h30 | 0.62 | 1.94 | 14h30 | 0.6 | 1.88
15h30 | 1.13 | 3.28 | 15h30 | 1.13 | 3.28 | 15h30 | 1.12 | 3.27 | 15h30 | 0.97 | 2.86 | 15h30 | 0.98 | 2.87 | 15h30 | 0.97 | 2.84 | 15h30 | 0.86 | 2.84 | 15h30 | 0.87 | 2.85 | 15h30 | 0.86 | 2.83 | 15h30 | 0.64 | 2.3 | 15h30 | 0.64 | 2.31 | 15h30 | 0.63 | 2.28 | 15h30 | 0.98 | 3.13 | 15h30 | 0.98 | 3.14 | 15h30 | 0.98 | 3.12 | 15h30 | 0.62 | 1.87 | 15h30 | 0.03 | 0.25 | 15h30 | 0.6 | 1.83 | 15h30 | 0.49 | 1.48 | 15h30 | 0.49 | 1.49 | 15h30 | 0.48 | 1.44 | 15h30 | 0.52 | 1.68 | 15h30 | 0.53 | 1.69 | 15h30 | 0.51 | 1.64 | 15h30 | 0.46 | 1.54 | 15h30 | 0.47 | 1.55 | 15h30 | 0.45 | 1.5 | 15h30 | 0.6 | 1.88 | 15h30 | 0.6 | 1.88 | 15h30 | 0.58 | 1.84
16h30 | 1.11 | 3.23 | 16h30 | 1.11 | 3.23 | 16h30 | 1.1 | 3.23 | 16h30 | 0.96 | 2.82 | 16h30 | 0.96 | 2.82 | 16h30 | 0.95 | 2.8 | 16h30 | 0.85 | 2.79 | 16h30 | 0.85 | 2.8 | 16h30 | 0.84 | 2.78 | 16h30 | 0.63 | 2.26 | 16h30 | 0.63 | 2.26 | 16h30 | 0.62 | 2.25 | 16h30 | 0.97 | 3.09 | 16h30 | 0.97 | 3.09 | 16h30 | 0.96 | 3.08 | 16h30 | 0.6 | 1.82 | 16h30 | 0.03 | 0.25 | 16h30 | 0.59 | 1.79 | 16h30 | 0.47 | 1.44 | 16h30 | 0.47 | 1.44 | 16h30 | 0.46 | 1.41 | 16h30 | 0.5 | 1.63 | 16h30 | 0.51 | 1.64 | 16h30 | 0.49 | 1.6 | 16h30 | 0.44 | 1.49 | 16h30 | 0.45 | 1.5 | 16h30 | 0.43 | 1.46 | 16h30 | 0.58 | 1.83 | 16h30 | 0.58 | 1.83 | 16h30 | 0.57 | 1.8
17h30 | 1.08 | 3.17 | 17h30 | 1.08 | 3.17 | 17h30 | 1.08 | 3.17 | 17h30 | 0.94 | 2.76 | 17h30 | 0.94 | 2.76 | 17h30 | 0.93 | 2.75 | 17h30 | 0.83 | 2.73 | 17h30 | 0.83 | 2.73 | 17h30 | 0.82 | 2.72 | 17h30 | 0.61 | 2.2 | 17h30 | 0.61 | 2.21 | 17h30 | 0.6 | 2.19 | 17h30 | 0.95 | 3.02 | 17h30 | 0.95 | 3.03 | 17h30 | 0.94 | 3.02 | 17h30 | 0.58 | 1.77 | 17h30 | 0.02 | 0.22 | 17h30 | 0.57 | 1.75 | 17h30 | 0.45 | 1.39 | 17h30 | 0.46 | 1.4 | 17h30 | 0.45 | 1.37 | 17h30 | 0.48 | 1.57 | 17h30 | 0.49 | 1.58 | 17h30 | 0.48 | 1.55 | 17h30 | 0.43 | 1.44 | 17h30 | 0.43 | 1.44 | 17h30 | 0.42 | 1.41 | 17h30 | 0.56 | 1.77 | 17h30 | 0.56 | 1.78 | 17h30 | 0.55 | 1.76
18h30 | 1.06 | 3.1 | 18h30 | 1.06 | 3.1 | 18h30 | 1.06 | 3.1 | 18h30 | 0.91 | 2.69 | 18h30 | 0.92 | 2.7 | 18h30 | 0.91 | 2.68 | 18h30 | 0.8 | 2.66 | 18h30 | 0.81 | 2.67 | 18h30 | 0.8 | 2.66 | 18h30 | 0.59 | 2.14 | 18h30 | 0.59 | 2.14 | 18h30 | 0.58 | 2.13 | 18h30 | 0.92 | 2.96 | 18h30 | 0.93 | 2.96 | 18h30 | 0.92 | 2.95 | 18h30 | 0.56 | 1.71 | 18h30 | 0.05 | 0.27 | 18h30 | 0.55 | 1.69 | 18h30 | 0.44 | 1.35 | 18h30 | 0.44 | 1.35 | 18h30 | 0.43 | 1.33 | 18h30 | 0.46 | 1.52 | 18h30 | 0.46 | 1.52 | 18h30 | 0.46 | 1.5 | 18h30 | 0.41 | 1.38 | 18h30 | 0.41 | 1.39 | 18h30 | 0.4 | 1.36 | 18h30 | 0.54 | 1.71 | 18h30 | 0.54 | 1.72 | 18h30 | 0.53 | 1.7
19h30 | 0.85 | 2.81 | 19h30 | 0.85 | 2.81 | 19h30 | 0.85 | 2.81 | 19h30 | 0.7 | 2.4 | 19h30 | 0.7 | 2.41 | 19h30 | 0.7 | 2.39 | 19h30 | 0.59 | 2.37 | 19h30 | 0.59 | 2.37 | 19h30 | 0.59 | 2.37 | 19h30 | 0.37 | 1.83 | 19h30 | 0.39 | 1.84 | 19h30 | 0.37 | 1.83 | 19h30 | 0.71 | 2.67 | 19h30 | 0.71 | 2.67 | 19h30 | 0.71 | 2.66 | 19h30 | 0.34 | 1.4 | 19h30 | 0.03 | 0.14 | 19h30 | 0.34 | 1.39 | 19h30 | 0.25 | 1.06 | 19h30 | 0.26 | 1.06 | 19h30 | 0.23 | 1.04 | 19h30 | 0.28 | 1.21 | 19h30 | 0.29 | 1.21 | 19h30 | 0.24 | 1.2 | 19h30 | 0.24 | 1.08 | 19h30 | 0.24 | 1.09 | 19h30 | 0.19 | 1.07 | 19h30 | 0.32 | 1.41 | 19h30 | 0.34 | 1.41 | 19h30 | 0.32 | 1.4
20h30 | 0.64 | 2.57 | 20h30 | 0.64 | 2.57 | 20h30 | 0.71 | 2.56 | 20h30 | 0.49 | 2.16 | 20h30 | 0.49 | 2.16 | 20h30 | 0.57 | 2.15 | 20h30 | 0.38 | 2.12 | 20h30 | 0.38 | 2.12 | 20h30 | 0.48 | 2.12 | 20h30 | 0.16 | 1.56 | 20h30 | 0.17 | 1.56 | 20h30 | 0.25 | 1.55 | 20h30 | 0.5 | 2.42 | 20h30 | 0.5 | 2.42 | 20h30 | 0.57 | 2.42 | 20h30 | 0.13 | 1.13 | 20h30 | 0 | 0.12 | 20h30 | 0.21 | 1.12 | 20h30 | 0.03 | 0.78 | 20h30 | 0.04 | 0.79 | 20h30 | 0.12 | 0.77 | 20h30 | 0.05 | 0.94 | 20h30 | 0.06 | 0.94 | 20h30 | 0.12 | 0.93 | 20h30 | 0.01 | 0.81 | 20h30 | 0.01 | 0.81 | 20h30 | 0.1 | 0.8 | 20h30 | 0.11 | 1.14 | 20h30 | 0.12 | 1.14 | 20h30 | 0.19 | 1.13
21h30 | 0.62 | 2.57 | 21h30 | 0.62 | 2.57 | 21h30 | 0.67 | 2.56 | 21h30 | 0.48 | 2.16 | 21h30 | 0.48 | 2.16 | 21h30 | 0.52 | 2.15 | 21h30 | 0.36 | 2.12 | 21h30 | 0.37 | 2.12 | 21h30 | 0.42 | 2.11 | 21h30 | 0.14 | 1.54 | 21h30 | 0.17 | 1.54 | 21h30 | 0.18 | 1.53 | 21h30 | 0.49 | 2.42 | 21h30 | 0.49 | 2.42 | 21h30 | 0.53 | 2.41 | 21h30 | 0.12 | 1.11 | 21h30 | 0 | 0.31 | 21h30 | 0.15 | 1.11 | 21h30 | 0.03 | 0.77 | 21h30 | 0.04 | 0.77 | 21h30 | 0.05 | 0.76 | 21h30 | 0.05 | 0.92 | 21h30 | 0.06 | 0.92 | 21h30 | 0.06 | 0.91 | 21h30 | 0.01 | 0.79 | 21h30 | 0.01 | 0.8 | 21h30 | 0.02 | 0.78 | 21h30 | 0.11 | 1.12 | 21h30 | 0.12 | 1.12 | 21h30 | 0.13 | 1.11
22h30 | 0.62 | 2.56 | 22h30 | 0.62 | 2.56 | 22h30 | 0.67 | 2.55 | 22h30 | 0.47 | 2.14 | 22h30 | 0.47 | 2.15 | 22h30 | 0.52 | 2.13 | 22h30 | 0.35 | 2.11 | 22h30 | 0.36 | 2.11 | 22h30 | 0.42 | 2.1 | 22h30 | 0.12 | 1.51 | 22h30 | 0.13 | 1.51 | 22h30 | 0.18 | 1.5 | 22h30 | 0.48 | 2.41 | 22h30 | 0.48 | 2.41 | 22h30 | 0.53 | 2.4 | 22h30 | 0.1 | 1.09 | 22h30 | 0 | 0.42 | 22h30 | 0.15 | 1.08 | 22h30 | 0 | 0.75 | 22h30 | 0 | 0.75 | 22h30 | 0.05 | 0.75 | 22h30 | 0.01 | 0.89 | 22h30 | 0.02 | 0.89 | 22h30 | 0.06 | 0.89 | 22h30 | 0 | 0.76 | 22h30 | 0 | 0.77 | 22h30 | 0.02 | 0.77 | 22h30 | 0.08 | 1.09 | 22h30 | 0.09 | 1.09 | 22h30 | 0.13 | 1.08
23h30 | 0.61 | 2.53 | 23h30 | 0.61 | 2.53 | 23h30 | 0.63 | 2.53 | 23h30 | 0.46 | 2.12 | 23h30 | 0.46 | 2.12 | 23h30 | 0.48 | 2.11 | 23h30 | 0.34 | 2.08 | 23h30 | 0.34 | 2.09 | 23h30 | 0.37 | 2.07 | 23h30 | 0.1 | 1.48 | 23h30 | 0.13 | 1.48 | 23h30 | 0.12 | 1.47 | 23h30 | 0.47 | 2.38 | 23h30 | 0.47 | 2.39 | 23h30 | 0.49 | 2.37 | 23h30 | 0.1 | 1.06 | 23h30 | 0 | 0.57 | 23h30 | 0.1 | 1.05 | 23h30 | 0 | 0.72 | 23h30 | 0 | 0.73 | 23h30 | 0 | 0.72 | 23h30 | 0.01 | 0.87 | 23h30 | 0.02 | 0.87 | 23h30 | 0 | 0.86 | 23h30 | 0 | 0.74 | 23h30 | 0 | 0.74 | 23h30 | 0 | 0.73 | 23h30 | 0.08 | 1.07 | 23h30 | 0.09 | 1.07 | 23h30 | 0.08 | 1.06
00h30 | 0.47 | 1.83 | 00h30 | 0.24 | 1.1 | 00h30 | 0.63 | 2.47 | 00h30 | 0.33 | 1.41 | 00h30 | 0.15 | 0.84 | 00h30 | 0.48 | 2.05 | 00h30 | 0.23 | 1.43 | 00h30 | 0.08 | 0.81 | 00h30 | 0.37 | 2.07 | 00h30 | 0 | 0.83 | 00h30 | 0 | 0.43 | 00h30 | 0.12 | 1.46 | 00h30 | 0.33 | 1.67 | 00h30 | 0.16 | 1.01 | 00h30 | 0.49 | 2.31 | 00h30 | 0 | 0.4 | 00h30 | 0 | 0.43 | 00h30 | 0.1 | 1.04 | 00h30 | 0 | 0.09 | 00h30 | 0 | 0.05 | 00h30 | 0 | 0.72 | 00h30 | 0 | 0.23 | 00h30 | 0 | 0.09 | 00h30 | 0 | 0.86 | 00h30 | 0 | 0.11 | 00h30 | 0 | 0.05 | 00h30 | 0 | 0.73 | 00h30 | 0 | 0.41 | 00h30 | 0 | 0.17 | 00h30 | 0.08 | 1.05
01h30 | 0.16 | 0.59 | 01h30 | 0.04 | 0.23 | 01h30 | 0.22 | 0.85 | 01h30 | 0.04 | 0.25 | 01h30 | 0 | 0 | 01h30 | 0.09 | 0.49 | 01h30 | 0 | 0.26 | 01h30 | 0 | 0 | 01h30 | 0 | 0.48 | 01h30 | 0 | 0 | 01h30 | 0 | 0 | 01h30 | 0 | 0.09 | 01h30 | 0.05 | 0.46 | 01h30 | 0 | 0.15 | 01h30 | 0.1 | 0.71 | 01h30 | 0 | 0 | 01h30 | 0 | 0.03 | 01h30 | 0 | 0 | 01h30 | 0 | 0 | 01h30 | 0 | 0 | 01h30 | 0 | 0 | 01h30 | 0 | 0 | 01h30 | 0 | 0 | 01h30 | 0 | 0 | 01h30 | 0 | 0 | 01h30 | 0 | 0 | 01h30 | 0 | 0 | 01h30 | 0 | 0 | 01h30 | 0 | 0 | 01h30 | 0 | 0
02h30 | 0.16 | 0.59 | 02h30 | 0.05 | 0.23 | 02h30 | 0.22 | 0.85 | 02h30 | 0.04 | 0.25 | 02h30 | 0 | 0 | 02h30 | 0.09 | 0.49 | 02h30 | 0 | 0.26 | 02h30 | 0 | 0 | 02h30 | 0 | 0.48 | 02h30 | 0 | 0 | 02h30 | 0 | 0 | 02h30 | 0 | 0.09 | 02h30 | 0.05 | 0.46 | 02h30 | 0 | 0.15 | 02h30 | 0.1 | 0.71 | 02h30 | 0 | 0 | 02h30 | 0 | 0.03 | 02h30 | 0 | 0 | 02h30 | 0 | 0 | 02h30 | 0 | 0 | 02h30 | 0 | 0 | 02h30 | 0 | 0 | 02h30 | 0 | 0 | 02h30 | 0 | 0 | 02h30 | 0 | 0 | 02h30 | 0 | 0 | 02h30 | 0 | 0 | 02h30 | 0 | 0 | 02h30 | 0 | 0 | 02h30 | 0 | 0
03h30 | 0.11 | 0.31 | 03h30 | 0.09 | 0.23 | 03h30 | 0.13 | 0.29 | 03h30 | 0.02 | 0 | 03h30 | 0 | 0 | 03h30 | 0.03 | 0.11 | 03h30 | 0 | 0.07 | 03h30 | 0 | 0 | 03h30 | 0 | 0.09 | 03h30 | 0 | 0 | 03h30 | 0 | 0 | 03h30 | 0 | 0 | 03h30 | 0.02 | 0.2 | 03h30 | 0 | 0.14 | 03h30 | 0.04 | 0.23 | 03h30 | 0 | 0 | 03h30 | 0 | 0.06 | 03h30 | 0 | 0 | 03h30 | 0 | 0 | 03h30 | 0 | 0 | 03h30 | 0 | 0 | 03h30 | 0 | 0 | 03h30 | 0 | 0 | 03h30 | 0 | 0 | 03h30 | 0 | 0 | 03h30 | 0 | 0 | 03h30 | 0 | 0 | 03h30 | 0 | 0 | 03h30 | 0 | 0 | 03h30 | 0 | 0
04h30 | 0.11 | 0.31 | 04h30 | 0.11 | 0.23 | 04h30 | 0.13 | 0.29 | 04h30 | 0.02 | 0 | 04h30 | 0 | 0 | 04h30 | 0.03 | 0.11 | 04h30 | 0 | 0.07 | 04h30 | 0 | 0 | 04h30 | 0 | 0.09 | 04h30 | 0 | 0 | 04h30 | 0 | 0 | 04h30 | 0 | 0 | 04h30 | 0.02 | 0.2 | 04h30 | 0.01 | 0.14 | 04h30 | 0.04 | 0.23 | 04h30 | 0 | 0 | 04h30 | 0.02 | 0.21 | 04h30 | 0 | 0 | 04h30 | 0 | 0 | 04h30 | 0 | 0 | 04h30 | 0 | 0 | 04h30 | 0 | 0 | 04h30 | 0 | 0 | 04h30 | 0 | 0 | 04h30 | 0 | 0 | 04h30 | 0 | 0 | 04h30 | 0 | 0 | 04h30 | 0 | 0 | 04h30 | 0 | 0 | 04h30 | 0 | 0
05h30 | 0.09 | 0.19 | 05h30 | 0.11 | 0.19 | 05h30 | 0.08 | 0.16 | 05h30 | 0 | 0 | 05h30 | 0.01 | 0 | 05h30 | 0 | 0 | 05h30 | 0 | 0 | 05h30 | 0 | 0 | 05h30 | 0 | 0 | 05h30 | 0 | 0 | 05h30 | 0 | 0 | 05h30 | 0 | 0 | 05h30 | 0.01 | 0.11 | 05h30 | 0.02 | 0.11 | 05h30 | 0.01 | 0.1 | 05h30 | 0 | 0 | 05h30 | 0.06 | 0.29 | 05h30 | 0 | 0 | 05h30 | 0 | 0 | 05h30 | 0 | 0 | 05h30 | 0 | 0 | 05h30 | 0 | 0 | 05h30 | 0 | 0 | 05h30 | 0 | 0 | 05h30 | 0 | 0 | 05h30 | 0 | 0 | 05h30 | 0 | 0 | 05h30 | 0 | 0 | 05h30 | 0 | 0 | 05h30 | 0 | 0
06h30 | 0.09 | 0.19 | 06h30 | 0.1 | 0.19 | 06h30 | 0.08 | 0.16 | 06h30 | 0 | 0 | 06h30 | 0.02 | 0 | 06h30 | 0 | 0 | 06h30 | 0 | 0 | 06h30 | 0 | 0 | 06h30 | 0 | 0 | 06h30 | 0 | 0 | 06h30 | 0 | 0 | 06h30 | 0 | 0 | 06h30 | 0.01 | 0.11 | 06h30 | 0.03 | 0.11 | 06h30 | 0.01 | 0.1 | 06h30 | 0 | 0 | 06h30 | 0.11 | 0.34 | 06h30 | 0 | 0 | 06h30 | 0 | 0 | 06h30 | 0 | 0 | 06h30 | 0 | 0 | 06h30 | 0 | 0 | 06h30 | 0 | 0 | 06h30 | 0 | 0 | 06h30 | 0 | 0 | 06h30 | 0 | 0 | 06h30 | 0 | 0 | 06h30 | 0 | 0 | 06h30 | 0 | 0 | 06h30 | 0 | 0
07h30 | 0.36 | 1.13 | 07h30 | 0.38 | 1.13 | 07h30 | 0.37 | 1.1 | 07h30 | 0.24 | 0.84 | 07h30 | 0.26 | 0.86 | 07h30 | 0.25 | 0.83 | 07h30 | 0.2 | 0.85 | 07h30 | 0.21 | 0.84 | 07h30 | 0.19 | 0.84 | 07h30 | 0.14 | 0.7 | 07h30 | 0.14 | 0.7 | 07h30 | 0.12 | 0.68 | 07h30 | 0.25 | 1.03 | 07h30 | 0.28 | 1.04 | 07h30 | 0.26 | 1.03 | 07h30 | 0.13 | 0.57 | 07h30 | 0.22 | 1.08 | 07h30 | 0.12 | 0.54 | 07h30 | 0.05 | 0.38 | 07h30 | 0.05 | 0.38 | 07h30 | 0.04 | 0.33 | 07h30 | 0.05 | 0.42 | 07h30 | 0.04 | 0.42 | 07h30 | 0.04 | 0.39 | 07h30 | 0.01 | 0.31 | 07h30 | 0.01 | 0.32 | 07h30 | 0 | 0.28 | 07h30 | 0.1 | 0.55 | 07h30 | 0.1 | 0.56 | 07h30 | 0.08 | 0.53
08h30 | 0.5 | 1.62 | 08h30 | 0.51 | 1.63 | 08h30 | 0.49 | 1.6 | 08h30 | 0.39 | 1.37 | 08h30 | 0.4 | 1.39 | 08h30 | 0.38 | 1.34 | 08h30 | 0.32 | 1.33 | 08h30 | 0.33 | 1.34 | 08h30 | 0.29 | 1.29 | 08h30 | 0.2 | 1.1 | 08h30 | 0.2 | 1.11 | 08h30 | 0.18 | 1.06 | 08h30 | 0.4 | 1.54 | 08h30 | 0.42 | 1.56 | 08h30 | 0.4 | 1.53 | 08h30 | 0.2 | 0.92 | 08h30 | 0.33 | 1.46 | 08h30 | 0.18 | 0.87 | 08h30 | 0.06 | 0.57 | 08h30 | 0.06 | 0.58 | 08h30 | 0.04 | 0.51 | 08h30 | 0.06 | 0.65 | 08h30 | 0.06 | 0.66 | 08h30 | 0.05 | 0.6 | 08h30 | 0.01 | 0.48 | 08h30 | 0.01 | 0.49 | 08h30 | 0 | 0.43 | 08h30 | 0.15 | 0.88 | 08h30 | 0.16 | 0.9 | 08h30 | 0.13 | 0.84
09h30 | 0.13 | 0.49 | 09h30 | 0.16 | 0.5 | 09h30 | 0.61 | 1.84 | 09h30 | 0.15 | 0.53 | 09h30 | 0.15 | 0.54 | 09h30 | 0.55 | 1.7 | 09h30 | 0.11 | 0.48 | 09h30 | 0.12 | 0.5 | 09h30 | 0.46 | 1.57 | 09h30 | 0.06 | 0.41 | 09h30 | 0.06 | 0.41 | 09h30 | 0.35 | 1.37 | 09h30 | 0.15 | 0.51 | 09h30 | 0.16 | 0.52 | 09h30 | 0.56 | 1.79 | 09h30 | 0.07 | 0.34 | 09h30 | 0.54 | 1.65 | 09h30 | 0.38 | 1.25 | 09h30 | 0.01 | 0.19 | 09h30 | 0.01 | 0.2 | 09h30 | 0.25 | 0.9 | 09h30 | 0.01 | 0.24 | 09h30 | 0.02 | 0.24 | 09h30 | 0.25 | 0.99 | 09h30 | 0 | 0.17 | 09h30 | 0 | 0.17 | 09h30 | 0.18 | 0.83 | 09h30 | 0.06 | 0.33 | 09h30 | 0.06 | 0.33 | 09h30 | 0.35 | 1.22
10h30 | 0 | 0 | 10h30 | 0 | 0 | 10h30 | 0.63 | 1.81 | 10h30 | 0 | 0 | 10h30 | 0 | 0 | 10h30 | 0.57 | 1.67 | 10h30 | 0 | 0 | 10h30 | 0 | 0 | 10h30 | 0.48 | 1.51 | 10h30 | 0 | 0 | 10h30 | 0 | 0 | 10h30 | 0.38 | 1.31 | 10h30 | 0 | 0 | 10h30 | 0 | 0 | 10h30 | 0.58 | 1.76 | 10h30 | 0 | 0 | 10h30 | 0.41 | 1.25 | 10h30 | 0.43 | 1.26 | 10h30 | 0 | 0 | 10h30 | 0 | 0 | 10h30 | 0.33 | 0.99 | 10h30 | 0 | 0 | 10h30 | 0 | 0 | 10h30 | 0.33 | 1.06 | 10h30 | 0 | 0 | 10h30 | 0 | 0 | 10h30 | 0.26 | 0.93 | 10h30 | 0 | 0 | 10h30 | 0 | 0 | 10h30 | 0.4 | 1.24
11h30 | 0 | 0 | 11h30 | 0 | 0 | 11h30 | 0.57 | 1.67 | 11h30 | 0 | 0 | 11h30 | 0 | 0 | 11h30 | 0.51 | 1.53 | 11h30 | 0 | 0 | 11h30 | 0 | 0 | 11h30 | 0.41 | 1.33 | 11h30 | 0 | 0 | 11h30 | 0 | 0 | 11h30 | 0.31 | 1.14 | 11h30 | 0 | 0 | 11h30 | 0 | 0 | 11h30 | 0.52 | 1.62 | 11h30 | 0 | 0 | 11h30 | 0.22 | 0.77 | 11h30 | 0.36 | 1.09 | 11h30 | 0 | 0 | 11h30 | 0 | 0 | 11h30 | 0.28 | 0.86 | 11h30 | 0 | 0 | 11h30 | 0 | 0 | 11h30 | 0.28 | 0.92 | 11h30 | 0 | 0 | 11h30 | 0 | 0 | 11h30 | 0.22 | 0.81 | 11h30 | 0 | 0 | 11h30 | 0 | 0 | 11h30 | 0.34 | 1.08
12h30 | 0 | 0 | 12h30 | 0 | 0 | 12h30 | 0.55 | 1.59 | 12h30 | 0 | 0 | 12h30 | 0 | 0 | 12h30 | 0.49 | 1.46 | 12h30 | 0 | 0 | 12h30 | 0 | 0 | 12h30 | 0.38 | 1.25 | 12h30 | 0 | 0 | 12h30 | 0 | 0 | 12h30 | 0.28 | 1.05 | 12h30 | 0 | 0 | 12h30 | 0 | 0 | 12h30 | 0.49 | 1.55 | 12h30 | 0 | 0 | 12h30 | 0.18 | 0.58 | 12h30 | 0.33 | 0.99 | 12h30 | 0 | 0 | 12h30 | 0 | 0 | 12h30 | 0.25 | 0.78 | 12h30 | 0 | 0 | 12h30 | 0 | 0 | 12h30 | 0.25 | 0.83 | 12h30 | 0 | 0 | 12h30 | 0 | 0 | 12h30 | 0.2 | 0.73 | 12h30 | 0 | 0 | 12h30 | 0 | 0 | 12h30 | 0.3 | 0.98
13h30 | 0.42 | 1.11 | 13h30 | 0 | 0 | 13h30 | 0.54 | 1.56 | 13h30 | 0.37 | 1.01 | 13h30 | 0 | 0 | 13h30 | 0.48 | 1.43 | 13h30 | 0.3 | 0.91 | 13h30 | 0 | 0 | 13h30 | 0.37 | 1.21 | 13h30 | 0.23 | 0.81 | 13h30 | 0 | 0 | 13h30 | 0.27 | 1.01 | 13h30 | 0.38 | 1.06 | 13h30 | 0 | 0 | 13h30 | 0.48 | 1.52 | 13h30 | 0.26 | 0.75 | 13h30 | 0.08 | 0.39 | 13h30 | 0.31 | 0.94 | 13h30 | 0.21 | 0.59 | 13h30 | 0 | 0 | 13h30 | 0.24 | 0.74 | 13h30 | 0.2 | 0.6 | 13h30 | 0 | 0 | 13h30 | 0.23 | 0.77 | 13h30 | 0.15 | 0.55 | 13h30 | 0 | 0 | 13h30 | 0.19 | 0.69 | 13h30 | 0.25 | 0.73 | 13h30 | 0 | 0 | 13h30 | 0.29 | 0.93
14h30 | 0.74 | 1.92 | 14h30 | 0 | 0 | 14h30 | 0.53 | 1.55 | 14h30 | 0.67 | 1.76 | 14h30 | 0 | 0 | 14h30 | 0.48 | 1.42 | 14h30 | 0.55 | 1.6 | 14h30 | 0 | 0 | 14h30 | 0.36 | 1.2 | 14h30 | 0.43 | 1.41 | 14h30 | 0 | 0 | 14h30 | 0.27 | 0.99 | 14h30 | 0.68 | 1.85 | 14h30 | 0 | 0 | 14h30 | 0.48 | 1.51 | 14h30 | 0.48 | 1.33 | 14h30 | 0.08 | 0.39 | 14h30 | 0.29 | 0.9 | 14h30 | 0.38 | 1.05 | 14h30 | 0 | 0 | 14h30 | 0.23 | 0.71 | 14h30 | 0.36 | 1.08 | 14h30 | 0 | 0 | 14h30 | 0.22 | 0.74 | 14h30 | 0.29 | 0.97 | 14h30 | 0 | 0 | 14h30 | 0.18 | 0.66 | 14h30 | 0.45 | 1.3 | 14h30 | 0 | 0 | 14h30 | 0.27 | 0.9
15h30 | 0.78 | 2.09 | 15h30 | 0 | 0 | 15h30 | 0.55 | 1.61 | 15h30 | 0.72 | 1.97 | 15h30 | 0 | 0 | 15h30 | 0.5 | 1.48 | 15h30 | 0.61 | 1.8 | 15h30 | 0 | 0 | 15h30 | 0.38 | 1.26 | 15h30 | 0.5 | 1.59 | 15h30 | 0 | 0 | 15h30 | 0.28 | 1.03 | 15h30 | 0.72 | 2.05 | 15h30 | 0 | 0 | 15h30 | 0.5 | 1.57 | 15h30 | 0.53 | 1.52 | 15h30 | 0.02 | 0.26 | 15h30 | 0.3 | 0.92 | 15h30 | 0.42 | 1.24 | 15h30 | 0 | 0 | 15h30 | 0.23 | 0.73 | 15h30 | 0.41 | 1.29 | 15h30 | 0 | 0 | 15h30 | 0.23 | 0.76 | 15h30 | 0.35 | 1.15 | 15h30 | 0 | 0 | 15h30 | 0.19 | 0.68 | 15h30 | 0.5 | 1.5 | 15h30 | 0 | 0 | 15h30 | 0.28 | 0.92
16h30 | 0.67 | 1.9 | 16h30 | 0 | 0 | 16h30 | 0.59 | 1.74 | 16h30 | 0.62 | 1.8 | 16h30 | 0 | 0 | 16h30 | 0.54 | 1.6 | 16h30 | 0.52 | 1.6 | 16h30 | 0 | 0 | 16h30 | 0.41 | 1.38 | 16h30 | 0.42 | 1.38 | 16h30 | 0 | 0 | 16h30 | 0.3 | 1.11 | 16h30 | 0.63 | 1.87 | 16h30 | 0 | 0 | 16h30 | 0.54 | 1.69 | 16h30 | 0.45 | 1.33 | 16h30 | 0.02 | 0.27 | 16h30 | 0.31 | 0.98 | 16h30 | 0.36 | 1.09 | 16h30 | 0 | 0 | 16h30 | 0.25 | 0.78 | 16h30 | 0.36 | 1.15 | 16h30 | 0 | 0 | 16h30 | 0.24 | 0.81 | 16h30 | 0.31 | 1.03 | 16h30 | 0 | 0 | 16h30 | 0.21 | 0.74 | 16h30 | 0.43 | 1.33 | 16h30 | 0 | 0 | 16h30 | 0.3 | 0.98
17h30 | 0.65 | 1.92 | 17h30 | 0 | 0 | 17h30 | 0.63 | 1.86 | 17h30 | 0.61 | 1.81 | 17h30 | 0 | 0 | 17h30 | 0.57 | 1.71 | 17h30 | 0.49 | 1.59 | 17h30 | 0 | 0 | 17h30 | 0.45 | 1.49 | 17h30 | 0.38 | 1.31 | 17h30 | 0 | 0 | 17h30 | 0.32 | 1.18 | 17h30 | 0.61 | 1.88 | 17h30 | 0 | 0 | 17h30 | 0.57 | 1.81 | 17h30 | 0.41 | 1.25 | 17h30 | 0.04 | 0.37 | 17h30 | 0.33 | 1.02 | 17h30 | 0.33 | 1.02 | 17h30 | 0 | 0 | 17h30 | 0.26 | 0.81 | 17h30 | 0.33 | 1.08 | 17h30 | 0 | 0 | 17h30 | 0.25 | 0.85 | 17h30 | 0.29 | 0.98 | 17h30 | 0 | 0 | 17h30 | 0.22 | 0.78 | 17h30 | 0.4 | 1.25 | 17h30 | 0 | 0 | 17h30 | 0.32 | 1.03
18h30 | 0.67 | 1.98 | 18h30 | 0.49 | 1.33 | 18h30 | 0.66 | 1.95 | 18h30 | 0.62 | 1.85 | 18h30 | 0.46 | 1.26 | 18h30 | 0.6 | 1.78 | 18h30 | 0.5 | 1.63 | 18h30 | 0.4 | 1.22 | 18h30 | 0.47 | 1.58 | 18h30 | 0.37 | 1.31 | 18h30 | 0.31 | 1.01 | 18h30 | 0.34 | 1.23 | 18h30 | 0.62 | 1.93 | 18h30 | 0.46 | 1.29 | 18h30 | 0.6 | 1.89 | 18h30 | 0.39 | 1.2 | 18h30 | 0.09 | 0.49 | 18h30 | 0.34 | 1.05 | 18h30 | 0.31 | 0.98 | 18h30 | 0.24 | 0.68 | 18h30 | 0.27 | 0.84 | 18h30 | 0.32 | 1.04 | 18h30 | 0.24 | 0.84 | 18h30 | 0.26 | 0.88 | 18h30 | 0.28 | 0.95 | 18h30 | 0.24 | 0.81 | 18h30 | 0.23 | 0.81 | 18h30 | 0.38 | 1.21 | 18h30 | 0.27 | 0.76 | 18h30 | 0.33 | 1.06
19h30 | 0.5 | 1.8 | 19h30 | 0.75 | 2.21 | 19h30 | 0.49 | 1.78 | 19h30 | 0.44 | 1.64 | 19h30 | 0.68 | 2.06 | 19h30 | 0.43 | 1.59 | 19h30 | 0.32 | 1.43 | 19h30 | 0.58 | 1.97 | 19h30 | 0.3 | 1.4 | 19h30 | 0.18 | 1.09 | 19h30 | 0.43 | 1.65 | 19h30 | 0.16 | 1.04 | 19h30 | 0.45 | 1.74 | 19h30 | 0.69 | 2.14 | 19h30 | 0.43 | 1.71 | 19h30 | 0.19 | 0.93 | 19h30 | 0.05 | 0.36 | 19h30 | 0.15 | 0.82 | 19h30 | 0.12 | 0.7 | 19h30 | 0.3 | 1.1 | 19h30 | 0.08 | 0.6 | 19h30 | 0.12 | 0.77 | 19h30 | 0.31 | 1.27 | 19h30 | 0.08 | 0.66 | 19h30 | 0.09 | 0.68 | 19h30 | 0.26 | 1.16 | 19h30 | 0.08 | 0.58 | 19h30 | 0.19 | 0.94 | 19h30 | 0.39 | 1.35 | 19h30 | 0.15 | 0.84
20h30 | 0.32 | 1.61 | 20h30 | 0.62 | 2.26 | 20h30 | 0.31 | 1.59 | 20h30 | 0.25 | 1.43 | 20h30 | 0.55 | 2.09 | 20h30 | 0.24 | 1.38 | 20h30 | 0.15 | 1.23 | 20h30 | 0.46 | 1.97 | 20h30 | 0.16 | 1.21 | 20h30 | 0.07 | 0.86 | 20h30 | 0.3 | 1.64 | 20h30 | 0.07 | 0.82 | 20h30 | 0.26 | 1.54 | 20h30 | 0.56 | 2.2 | 20h30 | 0.24 | 1.51 | 20h30 | 0.07 | 0.66 | 20h30 | 0 | 0.28 | 20h30 | 0.06 | 0.58 | 20h30 | 0.02 | 0.43 | 20h30 | 0.2 | 1.2 | 20h30 | 0.01 | 0.36 | 20h30 | 0.02 | 0.5 | 20h30 | 0.21 | 1.24 | 20h30 | 0.01 | 0.42 | 20h30 | 0 | 0.41 | 20h30 | 0.12 | 1.06 | 20h30 | 0 | 0.34 | 20h30 | 0.07 | 0.68 | 20h30 | 0.32 | 1.58 | 20h30 | 0.06 | 0.6
21h30 | 0.3 | 1.62 | 21h30 | 0.41 | 1.83 | 21h30 | 0.3 | 1.61 | 21h30 | 0.24 | 1.42 | 21h30 | 0.35 | 1.68 | 21h30 | 0.22 | 1.38 | 21h30 | 0.13 | 1.25 | 21h30 | 0.27 | 1.53 | 21h30 | 0.12 | 1.23 | 21h30 | 0 | 0.85 | 21h30 | 0.18 | 1.18 | 21h30 | 0 | 0.82 | 21h30 | 0.24 | 1.54 | 21h30 | 0.35 | 1.77 | 21h30 | 0.22 | 1.52 | 21h30 | 0 | 0.63 | 21h30 | 0 | 0.42 | 21h30 | 0 | 0.57 | 21h30 | 0 | 0.4 | 21h30 | 0.14 | 0.86 | 21h30 | 0 | 0.34 | 21h30 | 0 | 0.46 | 21h30 | 0.14 | 0.92 | 21h30 | 0 | 0.41 | 21h30 | 0 | 0.38 | 21h30 | 0.09 | 0.78 | 21h30 | 0 | 0.33 | 21h30 | 0 | 0.65 | 21h30 | 0.2 | 1.17 | 21h30 | 0 | 0.59
22h30 | 0.3 | 1.63 | 22h30 | 0.33 | 1.7 | 22h30 | 0.3 | 1.62 | 22h30 | 0.23 | 1.41 | 22h30 | 0.27 | 1.54 | 22h30 | 0.22 | 1.38 | 22h30 | 0.13 | 1.25 | 22h30 | 0.18 | 1.37 | 22h30 | 0.12 | 1.23 | 22h30 | 0 | 0.85 | 22h30 | 0.06 | 1 | 22h30 | 0 | 0.83 | 22h30 | 0.23 | 1.54 | 22h30 | 0.28 | 1.64 | 22h30 | 0.22 | 1.53 | 22h30 | 0 | 0.6 | 22h30 | 0 | 0.52 | 22h30 | 0 | 0.56 | 22h30 | 0 | 0.39 | 22h30 | 0.01 | 0.67 | 22h30 | 0 | 0.34 | 22h30 | 0 | 0.44 | 22h30 | 0.02 | 0.74 | 22h30 | 0 | 0.4 | 22h30 | 0 | 0.37 | 22h30 | 0 | 0.63 | 22h30 | 0 | 0.33 | 22h30 | 0 | 0.62 | 22h30 | 0.08 | 0.95 | 22h30 | 0 | 0.58
23h30 | 0.31 | 1.65 | 23h30 | 0.32 | 1.69 | 23h30 | 0.31 | 1.65 | 23h30 | 0.23 | 1.42 | 23h30 | 0.26 | 1.51 | 23h30 | 0.22 | 1.39 | 23h30 | 0.11 | 1.27 | 23h30 | 0.18 | 1.33 | 23h30 | 0.11 | 1.25 | 23h30 | 0 | 0.86 | 23h30 | 0.06 | 0.96 | 23h30 | 0 | 0.84 | 23h30 | 0.23 | 1.56 | 23h30 | 0.26 | 1.62 | 23h30 | 0.22 | 1.55 | 23h30 | 0 | 0.6 | 23h30 | 0 | 0.6 | 23h30 | 0 | 0.57 | 23h30 | 0 | 0.37 | 23h30 | 0.01 | 0.59 | 23h30 | 0 | 0.33 | 23h30 | 0 | 0.43 | 23h30 | 0.02 | 0.64 | 23h30 | 0 | 0.4 | 23h30 | 0 | 0.36 | 23h30 | 0 | 0.56 | 23h30 | 0 | 0.32 | 23h30 | 0 | 0.62 | 23h30 | 0.08 | 0.84 | 23h30 | 0 | 0.59

## 1984-1998's database
1984-1998 win_1 base | [74 empty] | 1984-1998 Best_case_win_1_data
detached | [14 empty] | terrace | [14 empty] | ftg | [14 empty] | mf | [14 empty] | s-detached | [14 empty] | detached | [11 empty] | terrace | [11 empty] | ftg | [11 empty] | mf | [11 empty] | s-detached
00h30 | 0.07 | 0.61 | 0.33429 | 1.5043 | 00h30 | 0.02 | 0.35 | 0.15 | 0.89857 | 00h30 | 0.24 | 1.25 | 0.37857 | 1.77 | 00h30 | 0.07 | 0.51 | 0.3 | 1.4 | 00h30 | 0.03 | 0.36 | 0.12714 | 0.83571 | 00h30 | 0.21 | 1.15 | 0.33571 | 1.6429 | 00h30 | 0.01 | 0.35 | 0.20714 | 1.2371 | 00h30 | 0.01 | 0.28 | 0.058571 | 0.65286 | 00h30 | 0.08 | 0.94 | 0.21571 | 1.4 | 00h30 | 0 | 0.27 | 0.13286 | 1.0529 | 00h30 | 0 | 0.28 | 0.011429 | 0.48143 | 00h30 | 0 | 0.77 | 0.12429 | 1.1686 | 00h30 | 0.09 | 0.56 | 0.28 | 1.4471 | 00h30 | 0.08 | 0.34 | 0.13143 | 0.85571 | 00h30 | 0.14 | 1.2 | 0.29714 | 1.7086 | 00h30 | 0.03 | 0.29 |  | 0h30 | 0 | 0.25 |  | 00h30 | 0.06 | 0.83 |  | 00h30 | 0.02 | 0.32 |  | 00h30 | 0.02 | 0.29 |  | 00h30 | 0.06 | 0.81 |  | 00h30 | 0 | 0.24 |  | 00h30 | 0 | 0.23 |  | 00h30 | 0 | 0.66 |  | 00h30 | 0 | 0.2 |  | 00h30 | 0 | 0.19 |  | 00h30 | 0 | 0.57 |  | 00h30 | 0.02 | 0.31 |  | 00h30 | 0.02 | 0.27 |  | 00h30 | 0.02 | 0.85
01h30 | 0.03 | 0.22 | 0.19429 | 0.77857 | 01h30 | 0 | 0.11 | 0.12 | 0.51857 | 01h30 | 0.09 | 0.48 | 0.20571 | 0.88 | 01h30 | 0.01 | 0.15 | 0.16429 | 0.68286 | 01h30 | 0 | 0.07 | 0.1 | 0.45714 | 01h30 | 0.07 | 0.4 | 0.17429 | 0.76429 | 01h30 | 0 | 0 | 0.10429 | 0.51857 | 01h30 | 0 | 0 | 0.038571 | 0.35143 | 01h30 | 0 | 0.22 | 0.1 | 0.57 | 01h30 | 0 | 0 | 0.065714 | 0.37714 | 01h30 | 0 | 0 | 0.0085714 | 0.23429 | 01h30 | 0 | 0.09 | 0.055714 | 0.39429 | 01h30 | 0.03 | 0.19 | 0.15857 | 0.73 | 01h30 | 0.03 | 0.08 | 0.10714 | 0.48429 | 01h30 | 0.06 | 0.44 | 0.16571 | 0.82714 | 01h30 | 0 | 0 |  | 01h30 | 0 | 0 |  | 01h30 | 0 | 0.09 |  | 01h30 | 0 | 0 |  | 01h30 | 0 | 0 |  | 01h30 | 0 | 0.08 |  | 01h30 | 0 | 0 |  | 01h30 | 0 | 0 |  | 01h30 | 0 | 0 |  | 01h30 | 0 | 0 |  | 01h30 | 0 | 0 |  | 01h30 | 0 | 0 |  | 01h30 | 0 | 0 |  | 01h30 | 0 | 0 |  | 01h30 | 0 | 0.11
02h30 | 0.09 | 0.36 | 0.20286 | 0.80286 | 02h30 | 0.09 | 0.41 | 0.20429 | 0.72143 | 02h30 | 0.09 | 0.48 | 0.20714 | 0.88 | 02h30 | 0.06 | 0.33 | 0.17429 | 0.70857 | 02h30 | 0.07 | 0.33 | 0.18 | 0.64429 | 02h30 | 0.07 | 0.4 | 0.17714 | 0.76429 | 02h30 | 0 | 0.1 | 0.10429 | 0.53286 | 02h30 | 0 | 0.13 | 0.10571 | 0.49429 | 02h30 | 0 | 0.22 | 0.1 | 0.57 | 02h30 | 0 | 0 | 0.065714 | 0.37714 | 02h30 | 0 | 0 | 0.068571 | 0.35286 | 02h30 | 0 | 0.09 | 0.055714 | 0.39429 | 02h30 | 0.07 | 0.34 | 0.18286 | 0.75571 | 02h30 | 0.07 | 0.36 | 0.18286 | 0.67857 | 02h30 | 0.06 | 0.44 | 0.17714 | 0.82714 | 02h30 | 0 | 0.04 |  | 02h30 | 0 | 0.05 |  | 02h30 | 0 | 0.09 |  | 02h30 | 0 | 0.01 |  | 02h30 | 0 | 0.03 |  | 02h30 | 0 | 0.08 |  | 02h30 | 0 | 0 |  | 02h30 | 0 | 0 |  | 02h30 | 0 | 0 |  | 02h30 | 0 | 0 |  | 02h30 | 0 | 0 |  | 02h30 | 0 | 0 |  | 02h30 | 0 | 0.05 |  | 02h30 | 0 | 0.06 |  | 02h30 | 0 | 0.11
03h30 | 0.15 | 0.51 | 0.29429 | 0.98571 | 03h30 | 0.16 | 0.56 | 0.29 | 0.95 | 03h30 | 0.15 | 0.57 | 0.29429 | 1.0086 | 03h30 | 0.12 | 0.45 | 0.25286 | 0.86857 | 03h30 | 0.13 | 0.46 | 0.25429 | 0.84429 | 03h30 | 0.12 | 0.48 | 0.24857 | 0.88143 | 03h30 | 0.02 | 0.26 | 0.15571 | 0.68429 | 03h30 | 0.02 | 0.27 | 0.16714 | 0.67286 | 03h30 | 0.01 | 0.28 | 0.15143 | 0.69 | 03h30 | 0 | 0.09 | 0.084286 | 0.47857 | 03h30 | 0 | 0.09 | 0.11429 | 0.47286 | 03h30 | 0 | 0.11 | 0.075714 | 0.47714 | 03h30 | 0.12 | 0.48 | 0.26 | 0.92857 | 03h30 | 0.12 | 0.51 | 0.25571 | 0.89714 | 03h30 | 0.11 | 0.53 | 0.25 | 0.95714 | 03h30 | 0 | 0.13 |  | 03h30 | 0 | 0.13 |  | 03h30 | 0 | 0.18 |  | 03h30 | 0 | 0.1 |  | 03h30 | 0 | 0.11 |  | 03h30 | 0 | 0.16 |  | 03h30 | 0 | 0 |  | 03h30 | 0 | 0 |  | 03h30 | 0 | 0 |  | 03h30 | 0 | 0 |  | 03h30 | 0 | 0 |  | 03h30 | 0 | 0 |  | 03h30 | 0 | 0.14 |  | 03h30 | 0 | 0.15 |  | 03h30 | 0 | 0.2
04h30 | 0.22 | 0.74 | 0.37286 | 1.16 | 04h30 | 0.24 | 0.77 | 0.36857 | 1.1143 | 04h30 | 0.2 | 0.65 | 0.36 | 1.1143 | 04h30 | 0.18 | 0.61 | 0.31571 | 1.0057 | 04h30 | 0.19 | 0.64 | 0.32286 | 0.99 | 04h30 | 0.16 | 0.53 | 0.3 | 0.96286 | 04h30 | 0.09 | 0.44 | 0.21429 | 0.83286 | 04h30 | 0.09 | 0.44 | 0.23 | 0.83 | 04h30 | 0.07 | 0.36 | 0.20143 | 0.79857 | 04h30 | 0.01 | 0.25 | 0.12286 | 0.56143 | 04h30 | 0.01 | 0.25 | 0.14286 | 0.59857 | 04h30 | 0 | 0.2 | 0.11571 | 0.53429 | 04h30 | 0.19 | 0.68 | 0.33143 | 1.0929 | 04h30 | 0.19 | 0.71 | 0.32571 | 1.0571 | 04h30 | 0.18 | 0.6 | 0.31571 | 1.0529 | 04h30 | 0.05 | 0.25 |  | 04h30 | 0.06 | 0.25 |  | 04h30 | 0.05 | 0.23 |  | 04h30 | 0.04 | 0.23 |  | 04h30 | 0.05 | 0.24 |  | 04h30 | 0.04 | 0.21 |  | 04h30 | 0 | 0.04 |  | 04h30 | 0 | 0.05 |  | 04h30 | 0 | 0.01 |  | 04h30 | 0 | 0 |  | 04h30 | 0 | 0 |  | 04h30 | 0 | 0 |  | 04h30 | 0.05 | 0.26 |  | 04h30 | 0.05 | 0.27 |  | 04h30 | 0.05 | 0.25
05h30 | 0.32 | 0.93 | 0.44429 | 1.3014 | 05h30 | 0.32 | 0.94 | 0.42143 | 1.2186 | 05h30 | 0.28 | 0.83 | 0.42571 | 1.25 | 05h30 | 0.26 | 0.78 | 0.37857 | 1.1314 | 05h30 | 0.27 | 0.8 | 0.36857 | 1.0886 | 05h30 | 0.23 | 0.7 | 0.36143 | 1.0814 | 05h30 | 0.16 | 0.61 | 0.27429 | 0.97714 | 05h30 | 0.16 | 0.62 | 0.28143 | 0.95143 | 05h30 | 0.14 | 0.53 | 0.26143 | 0.94143 | 05h30 | 0.06 | 0.4 | 0.16286 | 0.68 | 05h30 | 0.06 | 0.4 | 0.17286 | 0.70571 | 05h30 | 0.05 | 0.35 | 0.15714 | 0.65143 | 05h30 | 0.26 | 0.86 | 0.39 | 1.23 | 05h30 | 0.27 | 0.88 | 0.37429 | 1.1614 | 05h30 | 0.25 | 0.77 | 0.37571 | 1.18 | 05h30 | 0.11 | 0.36 |  | 05h30 | 0.11 | 0.36 |  | 05h30 | 0.1 | 0.32 |  | 05h30 | 0.1 | 0.33 |  | 05h30 | 0.1 | 0.34 |  | 05h30 | 0.09 | 0.3 |  | 05h30 | 0 | 0.16 |  | 05h30 | 0.01 | 0.17 |  | 05h30 | 0 | 0.13 |  | 05h30 | 0 | 0.06 |  | 05h30 | 0 | 0.06 |  | 05h30 | 0 | 0.03 |  | 05h30 | 0.1 | 0.37 |  | 05h30 | 0.1 | 0.37 |  | 05h30 | 0.1 | 0.33
06h30 | 0.36 | 1.01 | 0.49 | 1.3986 | 06h30 | 0.36 | 1.02 | 0.44714 | 1.2757 | 06h30 | 0.34 | 0.95 | 0.47857 | 1.3686 | 06h30 | 0.3 | 0.86 | 0.42286 | 1.2229 | 06h30 | 0.3 | 0.87 | 0.39429 | 1.1414 | 06h30 | 0.28 | 0.8 | 0.40714 | 1.18 | 06h30 | 0.2 | 0.71 | 0.32286 | 1.0886 | 06h30 | 0.2 | 0.71 | 0.31143 | 1.0214 | 06h30 | 0.18 | 0.65 | 0.31143 | 1.0586 | 06h30 | 0.11 | 0.47 | 0.20143 | 0.78571 | 06h30 | 0.11 | 0.47 | 0.20857 | 0.76571 | 06h30 | 0.1 | 0.42 | 0.19429 | 0.75857 | 06h30 | 0.31 | 0.94 | 0.43571 | 1.3271 | 06h30 | 0.31 | 0.95 | 0.40143 | 1.2157 | 06h30 | 0.29 | 0.89 | 0.42143 | 1.2943 | 06h30 | 0.13 | 0.44 |  | 06h30 | 0.13 | 0.44 |  | 06h30 | 0.12 | 0.39 |  | 06h30 | 0.12 | 0.39 |  | 06h30 | 0.12 | 0.4 |  | 06h30 | 0.11 | 0.35 |  | 06h30 | 0.03 | 0.24 |  | 06h30 | 0.03 | 0.25 |  | 06h30 | 0.03 | 0.23 |  | 06h30 | 0 | 0.13 |  | 06h30 | 0 | 0.13 |  | 06h30 | 0 | 0.1 |  | 06h30 | 0.13 | 0.46 |  | 06h30 | 0.13 | 0.46 |  | 06h30 | 0.12 | 0.4
07h30 | 0.69 | 2.07 | 0.78571 | 2.3829 | 07h30 | 0.69 | 2.08 | 0.68571 | 2.08 | 07h30 | 0.67 | 2.03 | 0.84571 | 2.5429 | 07h30 | 0.61 | 1.88 | 0.69857 | 2.1686 | 07h30 | 0.62 | 1.89 | 0.62571 | 1.92 | 07h30 | 0.6 | 1.84 | 0.75429 | 2.3057 | 07h30 | 0.48 | 1.73 | 0.59143 | 2.0343 | 07h30 | 0.48 | 1.73 | 0.53 | 1.8014 | 07h30 | 0.47 | 1.67 | 0.63 | 2.1757 | 07h30 | 0.29 | 1.35 | 0.42429 | 1.6186 | 07h30 | 0.29 | 1.36 | 0.4 | 1.47 | 07h30 | 0.29 | 1.27 | 0.44857 | 1.7286 | 07h30 | 0.62 | 1.99 | 0.71571 | 2.2957 | 07h30 | 0.62 | 2 | 0.63143 | 2.0114 | 07h30 | 0.61 | 1.96 | 0.76857 | 2.4486 | 07h30 | 0.39 | 1.38 |  | 07h30 | 0.4 | 1.39 |  | 07h30 | 0.37 | 1.32 |  | 07h30 | 0.35 | 1.29 |  | 07h30 | 0.35 | 1.3 |  | 07h30 | 0.32 | 1.22 |  | 07h30 | 0.26 | 0.93 |  | 07h30 | 0.26 | 0.94 |  | 07h30 | 0.26 | 0.87 |  | 07h30 | 0.24 | 0.88 |  | 07h30 | 0.24 | 0.87 |  | 07h30 | 0.24 | 0.9 |  | 07h30 | 0.36 | 1.39 |  | 07h30 | 0.36 | 1.4 |  | 07h30 | 0.35 | 1.33
08h30 | 0.84 | 2.63 | 0.97714 | 3.07 | 08h30 | 0.84 | 2.63 | 0.95714 | 2.9729 | 08h30 | 0.83 | 2.61 | 1.02 | 3.1671 | 08h30 | 0.76 | 2.43 | 0.88857 | 2.8429 | 08h30 | 0.77 | 2.44 | 0.88143 | 2.7686 | 08h30 | 0.75 | 2.4 | 0.92571 | 2.92 | 08h30 | 0.64 | 2.28 | 0.78143 | 2.7114 | 08h30 | 0.64 | 2.28 | 0.77714 | 2.64 | 08h30 | 0.63 | 2.25 | 0.80714 | 2.7986 | 08h30 | 0.46 | 1.93 | 0.61286 | 2.2871 | 08h30 | 0.46 | 1.93 | 0.62 | 2.2529 | 08h30 | 0.46 | 1.87 | 0.62571 | 2.3586 | 08h30 | 0.77 | 2.55 | 0.90286 | 2.9771 | 08h30 | 0.78 | 2.55 | 0.89143 | 2.8871 | 08h30 | 0.77 | 2.52 | 0.94 | 3.0671 | 08h30 | 0.57 | 1.96 |  | 08h30 | 0.57 | 1.96 |  | 08h30 | 0.55 | 1.91 |  | 08h30 | 0.52 | 1.86 |  | 08h30 | 0.53 | 1.87 |  | 08h30 | 0.5 | 1.81 |  | 08h30 | 0.41 | 1.52 |  | 08h30 | 0.41 | 1.53 |  | 08h30 | 0.41 | 1.47 |  | 08h30 | 0.35 | 1.4 |  | 08h30 | 0.35 | 1.4 |  | 08h30 | 0.34 | 1.41 |  | 08h30 | 0.54 | 1.97 |  | 08h30 | 0.54 | 1.97 |  | 08h30 | 0.52 | 1.92
09h30 | 0.33 | 1 | 0.52286 | 1.5471 | 09h30 | 0.36 | 1.15 | 0.72857 | 2.1871 | 09h30 | 0.9 | 2.72 | 1.0914 | 3.2843 | 09h30 | 0.3 | 0.96 | 0.48571 | 1.45 | 09h30 | 0.32 | 1.05 | 0.67 | 2.0329 | 09h30 | 0.84 | 2.56 | 1.0157 | 3.0814 | 09h30 | 0.26 | 0.93 | 0.45143 | 1.44 | 09h30 | 0.26 | 0.95 | 0.59286 | 1.9271 | 09h30 | 0.76 | 2.43 | 0.92714 | 2.9743 | 09h30 | 0.22 | 0.8 | 0.39429 | 1.2871 | 09h30 | 0.22 | 0.8 | 0.48857 | 1.6743 | 09h30 | 0.68 | 2.22 | 0.81286 | 2.69 | 09h30 | 0.3 | 0.98 | 0.50429 | 1.5071 | 09h30 | 0.3 | 1.1 | 0.65714 | 2.1057 | 09h30 | 0.79 | 2.65 | 0.98857 | 3.2 | 09h30 | 0.26 | 0.82 |  | 09h30 | 0.25 | 0.83 |  | 09h30 | 0.73 | 2.24 |  | 09h30 | 0.24 | 0.78 |  | 09h30 | 0.24 | 0.79 |  | 09h30 | 0.71 | 2.18 |  | 09h30 | 0.18 | 0.72 |  | 09h30 | 0.18 | 0.72 |  | 09h30 | 0.6 | 2.08 |  | 09h30 | 0.1 | 0.59 |  | 09h30 | 0.11 | 0.6 |  | 09h30 | 0.48 | 1.82 |  | 09h30 | 0.25 | 0.83 |  | 09h30 | 0.25 | 0.84 |  | 09h30 | 0.66 | 2.25
10h30 | 0 | 0 | 0.3 | 0.85571 | 10h30 | 0 | 0 | 0.36429 | 1.0243 | 10h30 | 0.84 | 2.49 | 1.0286 | 3.0586 | 10h30 | 0 | 0 | 0.28286 | 0.80714 | 10h30 | 0 | 0 | 0.34286 | 0.97 | 10h30 | 0.78 | 2.32 | 0.96 | 2.86 | 10h30 | 0 | 0 | 0.25286 | 0.76857 | 10h30 | 0 | 0 | 0.31286 | 0.93286 | 10h30 | 0.69 | 2.18 | 0.86714 | 2.7329 | 10h30 | 0 | 0 | 0.22143 | 0.70286 | 10h30 | 0 | 0 | 0.27143 | 0.85143 | 10h30 | 0.62 | 1.99 | 0.76 | 2.4614 | 10h30 | 0 | 0 | 0.28429 | 0.83571 | 10h30 | 0 | 0 | 0.34429 | 1 | 10h30 | 0.66 | 2.42 | 0.87 | 2.9771 | 10h30 | 0 | 0 |  | 10h30 | 0 | 0 |  | 10h30 | 0.68 | 2.04 |  | 10h30 | 0 | 0 |  | 10h30 | 0 | 0 |  | 10h30 | 0.66 | 1.97 |  | 10h30 | 0 | 0 |  | 10h30 | 0 | 0 |  | 10h30 | 0.57 | 1.87 |  | 10h30 | 0 | 0 |  | 10h30 | 0 | 0 |  | 10h30 | 0.49 | 1.67 |  | 10h30 | 0 | 0 |  | 10h30 | 0 | 0 |  | 10h30 | 0.55 | 2.04
11h30 | 0 | 0 | 0.25571 | 0.74857 | 11h30 | 0 | 0 | 0.28571 | 0.82429 | 11h30 | 0.68 | 2.09 | 0.88571 | 2.7014 | 11h30 | 0 | 0 | 0.23857 | 0.70143 | 11h30 | 0 | 0 | 0.26714 | 0.78 | 11h30 | 0.63 | 1.93 | 0.81714 | 2.5057 | 11h30 | 0 | 0 | 0.20857 | 0.65714 | 11h30 | 0 | 0 | 0.24 | 0.73714 | 11h30 | 0.53 | 1.77 | 0.71714 | 2.3543 | 11h30 | 0 | 0 | 0.18286 | 0.59286 | 11h30 | 0 | 0 | 0.20857 | 0.67 | 11h30 | 0.46 | 1.59 | 0.61571 | 2.1 | 11h30 | 0 | 0 | 0.23857 | 0.72857 | 11h30 | 0 | 0 | 0.26857 | 0.80429 | 11h30 | 0.44 | 2.02 | 0.65571 | 2.6186 | 11h30 | 0 | 0 |  | 11h30 | 0 | 0 |  | 11h30 | 0.53 | 1.66 |  | 11h30 | 0 | 0 |  | 11h30 | 0 | 0 |  | 11h30 | 0.51 | 1.59 |  | 11h30 | 0 | 0 |  | 11h30 | 0 | 0 |  | 11h30 | 0.43 | 1.48 |  | 11h30 | 0 | 0 |  | 11h30 | 0 | 0 |  | 11h30 | 0.37 | 1.33 |  | 11h30 | 0 | 0 |  | 11h30 | 0 | 0 |  | 11h30 | 0.32 | 1.65
12h30 | 0 | 0 | 0.22571 | 0.67286 | 12h30 | 0 | 0 | 0.23857 | 0.71 | 12h30 | 0.55 | 1.75 | 0.78714 | 2.4343 | 12h30 | 0 | 0 | 0.20857 | 0.62286 | 12h30 | 0 | 0 | 0.22429 | 0.66714 | 12h30 | 0.5 | 1.59 | 0.72143 | 2.2414 | 12h30 | 0 | 0 | 0.17714 | 0.57286 | 12h30 | 0 | 0 | 0.19429 | 0.61571 | 12h30 | 0.4 | 1.42 | 0.61429 | 2.0743 | 12h30 | 0 | 0 | 0.15429 | 0.51286 | 12h30 | 0 | 0 | 0.16857 | 0.55714 | 12h30 | 0.33 | 1.26 | 0.52 | 1.8329 | 12h30 | 0 | 0 | 0.20429 | 0.65143 | 12h30 | 0 | 0 | 0.21857 | 0.69143 | 12h30 | 0.3 | 1.67 | 0.57571 | 2.3443 | 12h30 | 0 | 0 |  | 12h30 | 0 | 0 |  | 12h30 | 0.41 | 1.34 |  | 12h30 | 0 | 0 |  | 12h30 | 0 | 0 |  | 12h30 | 0.38 | 1.27 |  | 12h30 | 0 | 0 |  | 12h30 | 0 | 0 |  | 12h30 | 0.31 | 1.15 |  | 12h30 | 0 | 0 |  | 12h30 | 0 | 0 |  | 12h30 | 0.26 | 1.03 |  | 12h30 | 0 | 0 |  | 12h30 | 0 | 0 |  | 12h30 | 0.2 | 1.31
13h30 | 0.39 | 1.21 | 0.63429 | 1.9314 | 13h30 | 0 | 0 | 0.21429 | 0.64429 | 13h30 | 0.45 | 1.51 | 0.71571 | 2.2457 | 13h30 | 0.35 | 1.1 | 0.59571 | 1.8214 | 13h30 | 0 | 0 | 0.2 | 0.60286 | 13h30 | 0.41 | 1.36 | 0.65286 | 2.0586 | 13h30 | 0.33 | 1.14 | 0.54143 | 1.74 | 13h30 | 0 | 0 | 0.16857 | 0.54714 | 13h30 | 0.31 | 1.18 | 0.54286 | 1.88 | 13h30 | 0.27 | 0.96 | 0.48143 | 1.5914 | 13h30 | 0 | 0 | 0.14571 | 0.49143 | 13h30 | 0.25 | 1.03 | 0.45571 | 1.6571 | 13h30 | 0.18 | 1.18 | 0.48857 | 1.8829 | 13h30 | 0 | 0 | 0.19286 | 0.62714 | 13h30 | 0.13 | 1.42 | 0.48714 | 2.1471 | 13h30 | 0.24 | 0.74 |  | 13h30 | 0 | 0 |  | 13h30 | 0.32 | 1.12 |  | 13h30 | 0.24 | 0.77 |  | 13h30 | 0 | 0 |  | 13h30 | 0.3 | 1.05 |  | 13h30 | 0.24 | 0.83 |  | 13h30 | 0 | 0 |  | 13h30 | 0.23 | 0.93 |  | 13h30 | 0.2 | 0.76 |  | 13h30 | 0 | 0 |  | 13h30 | 0.19 | 0.82 |  | 13h30 | 0.1 | 0.83 |  | 13h30 | 0 | 0 |  | 13h30 | 0.04 | 1.08
14h30 | 0.73 | 2.14 | 1.0057 | 2.9314 | 14h30 | 0 | 0 | 0.19857 | 0.6 | 14h30 | 0.41 | 1.38 | 0.66143 | 2.1171 | 14h30 | 0.66 | 1.92 | 0.92286 | 2.7086 | 14h30 | 0 | 0 | 0.18286 | 0.56 | 14h30 | 0.37 | 1.25 | 0.60714 | 1.94 | 14h30 | 0.57 | 1.86 | 0.82571 | 2.6 | 14h30 | 0 | 0 | 0.15286 | 0.49857 | 14h30 | 0.27 | 1.05 | 0.49714 | 1.7514 | 14h30 | 0.47 | 1.62 | 0.70571 | 2.32 | 14h30 | 0 | 0 | 0.13 | 0.44714 | 14h30 | 0.23 | 0.92 | 0.41143 | 1.54 | 14h30 | 0.33 | 2.01 | 0.68857 | 2.8014 | 14h30 | 0 | 0 | 0.17286 | 0.58286 | 14h30 | 0.13 | 1.28 | 0.43714 | 2.0157 | 14h30 | 0.51 | 1.52 |  | 14h30 | 0 | 0 |  | 14h30 | 0.29 | 1.02 |  | 14h30 | 0.49 | 1.46 |  | 14h30 | 0 | 0 |  | 14h30 | 0.26 | 0.95 |  | 14h30 | 0.43 | 1.43 |  | 14h30 | 0 | 0 |  | 14h30 | 0.2 | 0.82 |  | 14h30 | 0.35 | 1.27 |  | 14h30 | 0 | 0 |  | 14h30 | 0.19 | 0.72 |  | 14h30 | 0.18 | 1.51 |  | 14h30 | 0 | 0 |  | 14h30 | 0.04 | 0.96
15h30 | 0.82 | 2.35 | 1.0514 | 3.0643 | 15h30 | 0 | 0 | 0.18571 | 0.56857 | 15h30 | 0.43 | 1.39 | 0.64 | 2.05 | 15h30 | 0.74 | 2.14 | 0.95 | 2.7857 | 15h30 | 0 | 0 | 0.17143 | 0.52857 | 15h30 | 0.39 | 1.27 | 0.58286 | 1.8814 | 15h30 | 0.6 | 1.9 | 0.82429 | 2.6529 | 15h30 | 0 | 0 | 0.13857 | 0.46429 | 15h30 | 0.28 | 1.05 | 0.47 | 1.6814 | 15h30 | 0.52 | 1.74 | 0.68286 | 2.3229 | 15h30 | 0 | 0 | 0.11857 | 0.41714 | 15h30 | 0.24 | 0.93 | 0.39 | 1.4814 | 15h30 | 0.42 | 2.15 | 0.66857 | 2.8786 | 15h30 | 0 | 0 | 0.15571 | 0.55 | 15h30 | 0.22 | 1.28 | 0.40857 | 1.9486 | 15h30 | 0.65 | 1.98 |  | 15h30 | 0 | 0 |  | 15h30 | 0.31 | 1.03 |  | 15h30 | 0.6 | 1.82 |  | 15h30 | 0 | 0 |  | 15h30 | 0.28 | 0.97 |  | 15h30 | 0.48 | 1.6 |  | 15h30 | 0 | 0 |  | 15h30 | 0.22 | 0.83 |  | 15h30 | 0.4 | 1.42 |  | 15h30 | 0 | 0 |  | 15h30 | 0.19 | 0.73 |  | 15h30 | 0.26 | 1.81 |  | 15h30 | 0 | 0 |  | 15h30 | 0.11 | 0.97
16h30 | 0.66 | 1.93 | 0.83714 | 2.5214 | 16h30 | 0 | 0 | 0.18 | 0.56 | 16h30 | 0.47 | 1.47 | 0.64857 | 2.0686 | 16h30 | 0.61 | 1.81 | 0.76857 | 2.3414 | 16h30 | 0 | 0 | 0.16714 | 0.52286 | 16h30 | 0.44 | 1.37 | 0.59571 | 1.9157 | 16h30 | 0.49 | 1.57 | 0.66143 | 2.1757 | 16h30 | 0 | 0 | 0.13429 | 0.45714 | 16h30 | 0.32 | 1.12 | 0.48 | 1.6971 | 16h30 | 0.43 | 1.45 | 0.56143 | 1.9357 | 16h30 | 0 | 0 | 0.11429 | 0.41 | 16h30 | 0.26 | 1 | 0.39571 | 1.4929 | 16h30 | 0.47 | 1.81 | 0.58143 | 2.4 | 16h30 | 0 | 0 | 0.15714 | 0.54286 | 16h30 | 0.32 | 1.37 | 0.44 | 1.97 | 16h30 | 0.54 | 1.66 |  | 16h30 | 0 | 0 |  | 16h30 | 0.34 | 1.11 |  | 16h30 | 0.51 | 1.55 |  | 16h30 | 0 | 0 |  | 16h30 | 0.32 | 1.05 |  | 16h30 | 0.41 | 1.37 |  | 16h30 | 0 | 0 |  | 16h30 | 0.24 | 0.89 |  | 16h30 | 0.35 | 1.23 |  | 16h30 | 0 | 0 |  | 16h30 | 0.2 | 0.79 |  | 16h30 | 0.32 | 1.55 |  | 16h30 | 0 | 0 |  | 16h30 | 0.18 | 1.05
17h30 | 0.59 | 1.77 | 0.78286 | 2.4071 | 17h30 | 0 | 0 | 0.18429 | 0.57429 | 17h30 | 0.5 | 1.52 | 0.69 | 2.1729 | 17h30 | 0.56 | 1.68 | 0.73143 | 2.2714 | 17h30 | 0 | 0 | 0.17 | 0.54 | 17h30 | 0.46 | 1.43 | 0.63857 | 2.0371 | 17h30 | 0.44 | 1.43 | 0.62143 | 2.0557 | 17h30 | 0 | 0 | 0.13714 | 0.46857 | 17h30 | 0.34 | 1.17 | 0.51571 | 1.7914 | 17h30 | 0.39 | 1.32 | 0.52857 | 1.84 | 17h30 | 0 | 0 | 0.11571 | 0.42 | 17h30 | 0.29 | 1.05 | 0.43143 | 1.58 | 17h30 | 0.49 | 1.69 | 0.62571 | 2.3086 | 17h30 | 0 | 0 | 0.16714 | 0.55714 | 17h30 | 0.4 | 1.44 | 0.53429 | 2.0757 | 17h30 | 0.49 | 1.51 |  | 17h30 | 0 | 0 |  | 17h30 | 0.36 | 1.16 |  | 17h30 | 0.46 | 1.43 |  | 17h30 | 0 | 0 |  | 17h30 | 0.34 | 1.11 |  | 17h30 | 0.37 | 1.25 |  | 17h30 | 0 | 0 |  | 17h30 | 0.26 | 0.94 |  | 17h30 | 0.32 | 1.13 |  | 17h30 | 0 | 0 |  | 17h30 | 0.22 | 0.84 |  | 17h30 | 0.36 | 1.44 |  | 17h30 | 0 | 0 |  | 17h30 | 0.25 | 1.12
18h30 | 0.56 | 1.69 | 0.8 | 2.4471 | 18h30 | 0.49 | 1.37 | 0.72714 | 2.1471 | 18h30 | 0.51 | 1.54 | 0.74714 | 2.3057 | 18h30 | 0.53 | 1.61 | 0.75571 | 2.3371 | 18h30 | 0.43 | 1.18 | 0.70857 | 2.0943 | 18h30 | 0.48 | 1.46 | 0.7 | 2.1914 | 18h30 | 0.42 | 1.35 | 0.63571 | 2.0786 | 18h30 | 0.38 | 1.11 | 0.64429 | 1.9743 | 18h30 | 0.36 | 1.19 | 0.57143 | 1.9214 | 18h30 | 0.37 | 1.24 | 0.54571 | 1.8614 | 18h30 | 0.32 | 1.01 | 0.58286 | 1.8486 | 18h30 | 0.3 | 1.07 | 0.48 | 1.6971 | 18h30 | 0.51 | 1.62 | 0.70857 | 2.3571 | 18h30 | 0.34 | 1.27 | 0.66571 | 2.0871 | 18h30 | 0.45 | 1.48 | 0.64429 | 2.22 | 18h30 | 0.46 | 1.41 |  | 18h30 | 0.37 | 1.07 |  | 18h30 | 0.37 | 1.18 |  | 18h30 | 0.44 | 1.35 |  | 18h30 | 0.33 | 0.99 |  | 18h30 | 0.36 | 1.13 |  | 18h30 | 0.35 | 1.17 |  | 18h30 | 0.28 | 0.87 |  | 18h30 | 0.28 | 0.96 |  | 18h30 | 0.31 | 1.07 |  | 18h30 | 0.26 | 0.86 |  | 18h30 | 0.23 | 0.86 |  | 18h30 | 0.38 | 1.37 |  | 18h30 | 0.29 | 1.03 |  | 18h30 | 0.3 | 1.16
19h30 | 0.35 | 1.37 | 0.63 | 2.23 | 19h30 | 0.73 | 2.2 | 1.0671 | 3.2329 | 19h30 | 0.32 | 1.28 | 0.59571 | 2.1414 | 19h30 | 0.32 | 1.3 | 0.58429 | 2.1314 | 19h30 | 0.65 | 1.98 | 1.0014 | 3.0929 | 19h30 | 0.29 | 1.2 | 0.54857 | 2.0314 | 19h30 | 0.21 | 1.03 | 0.45857 | 1.85 | 19h30 | 0.53 | 1.78 | 0.90286 | 2.92 | 19h30 | 0.17 | 0.93 | 0.41714 | 1.7514 | 19h30 | 0.16 | 0.92 | 0.36429 | 1.62 | 19h30 | 0.43 | 1.62 | 0.77 | 2.6386 | 19h30 | 0.11 | 0.8 | 0.31857 | 1.5086 | 19h30 | 0.31 | 1.32 | 0.56571 | 2.1529 | 19h30 | 0.53 | 2.04 | 0.91143 | 3.0857 | 19h30 | 0.28 | 1.22 | 0.52857 | 2.0629 | 19h30 | 0.24 | 1.08 |  | 19h30 | 0.53 | 1.74 |  | 19h30 | 0.18 | 0.92 |  | 19h30 | 0.22 | 1.02 |  | 19h30 | 0.48 | 1.61 |  | 19h30 | 0.17 | 0.87 |  | 19h30 | 0.14 | 0.85 |  | 19h30 | 0.37 | 1.42 |  | 19h30 | 0.09 | 0.69 |  | 19h30 | 0.1 | 0.75 |  | 19h30 | 0.3 | 1.3 |  | 19h30 | 0.04 | 0.6 |  | 19h30 | 0.19 | 1.05 |  | 19h30 | 0.36 | 1.64 |  | 19h30 | 0.14 | 0.9
20h30 | 0.19 | 1.11 | 0.45286 | 2 | 20h30 | 0.58 | 2.15 | 0.94286 | 3.2171 | 20h30 | 0.24 | 1.12 | 0.46429 | 1.9557 | 20h30 | 0.17 | 1.04 | 0.41429 | 1.9071 | 20h30 | 0.53 | 2.06 | 0.85286 | 3.0257 | 20h30 | 0.21 | 1.04 | 0.42143 | 1.8471 | 20h30 | 0.09 | 0.77 | 0.29143 | 1.6214 | 20h30 | 0.39 | 1.78 | 0.72857 | 2.82 | 20h30 | 0.09 | 0.8 | 0.29571 | 1.5786 | 20h30 | 0.06 | 0.65 | 0.20857 | 1.38 | 20h30 | 0.3 | 1.62 | 0.57 | 2.4543 | 20h30 | 0.07 | 0.65 | 0.20429 | 1.3229 | 20h30 | 0.12 | 1.06 | 0.40143 | 1.93 | 20h30 | 0.47 | 2.02 | 0.76 | 3.0371 | 20h30 | 0.13 | 1.08 | 0.38429 | 1.8843 | 20h30 | 0.11 | 0.79 |  | 20h30 | 0.42 | 1.8 |  | 20h30 | 0.09 | 0.74 |  | 20h30 | 0.1 | 0.74 |  | 20h30 | 0.38 | 1.7 |  | 20h30 | 0.09 | 0.71 |  | 20h30 | 0.04 | 0.57 |  | 20h30 | 0.27 | 1.5 |  | 20h30 | 0.05 | 0.55 |  | 20h30 | 0.02 | 0.5 |  | 20h30 | 0.17 | 1.28 |  | 20h30 | 0.02 | 0.48 |  | 20h30 | 0.02 | 0.77 |  | 20h30 | 0.25 | 1.67 |  | 20h30 | 0.02 | 0.75
21h30 | 0.16 | 1.13 | 0.43857 | 2.0386 | 21h30 | 0.34 | 1.63 | 0.64857 | 2.5714 | 21h30 | 0.18 | 1.13 | 0.44143 | 2.0057 | 21h30 | 0.14 | 1.07 | 0.39714 | 1.9386 | 21h30 | 0.31 | 1.56 | 0.59286 | 2.45 | 21h30 | 0.15 | 1.05 | 0.39571 | 1.89 | 21h30 | 0.04 | 0.78 | 0.27 | 1.6514 | 21h30 | 0.24 | 1.32 | 0.49286 | 2.2314 | 21h30 | 0.03 | 0.79 | 0.26571 | 1.62 | 21h30 | 0 | 0.66 | 0.17429 | 1.3929 | 21h30 | 0.19 | 1.18 | 0.37857 | 1.9457 | 21h30 | 0 | 0.64 | 0.16571 | 1.3457 | 21h30 | 0.11 | 1.09 | 0.39571 | 1.9729 | 21h30 | 0.28 | 1.55 | 0.56143 | 2.4657 | 21h30 | 0.11 | 1.09 | 0.38143 | 1.9386 | 21h30 | 0.05 | 0.79 |  | 21h30 | 0.26 | 1.36 |  | 21h30 | 0.04 | 0.74 |  | 21h30 | 0.04 | 0.75 |  | 21h30 | 0.24 | 1.3 |  | 21h30 | 0.03 | 0.71 |  | 21h30 | 0 | 0.56 |  | 21h30 | 0.17 | 1.13 |  | 21h30 | 0 | 0.53 |  | 21h30 | 0 | 0.48 |  | 21h30 | 0.13 | 0.96 |  | 21h30 | 0 | 0.45 |  | 21h30 | 0 | 0.78 |  | 21h30 | 0.17 | 1.3 |  | 21h30 | 0 | 0.75
22h30 | 0.16 | 1.1 | 0.44571 | 2.0657 | 22h30 | 0.21 | 1.37 | 0.53429 | 2.3371 | 22h30 | 0.18 | 1.13 | 0.45143 | 2.0529 | 22h30 | 0.14 | 1.03 | 0.40286 | 1.9571 | 22h30 | 0.19 | 1.31 | 0.49 | 2.2314 | 22h30 | 0.15 | 1.05 | 0.40286 | 1.9329 | 22h30 | 0.04 | 0.75 | 0.27714 | 1.6757 | 22h30 | 0.1 | 1.05 | 0.37857 | 1.9871 | 22h30 | 0.03 | 0.79 | 0.27143 | 1.6657 | 22h30 | 0 | 0.64 | 0.17571 | 1.4114 | 22h30 | 0.06 | 0.93 | 0.27571 | 1.7229 | 22h30 | 0 | 0.64 | 0.16714 | 1.38 | 22h30 | 0.1 | 1.06 | 0.40286 | 2.0029 | 22h30 | 0.18 | 1.31 | 0.48286 | 2.2557 | 22h30 | 0.11 | 1.09 | 0.39857 | 1.9857 | 22h30 | 0.05 | 0.75 |  | 22h30 | 0.13 | 1.1 |  | 22h30 | 0.04 | 0.74 |  | 22h30 | 0.04 | 0.71 |  | 22h30 | 0.12 | 1.06 |  | 22h30 | 0.03 | 0.71 |  | 22h30 | 0 | 0.56 |  | 22h30 | 0.05 | 0.89 |  | 22h30 | 0 | 0.53 |  | 22h30 | 0 | 0.48 |  | 22h30 | 0.01 | 0.75 |  | 22h30 | 0 | 0.45 |  | 22h30 | 0 | 0.75 |  | 22h30 | 0.08 | 1.07 |  | 22h30 | 0 | 0.75
23h30 | 0.12 | 1.08 | 0.44143 | 2.1029 | 23h30 | 0.21 | 1.25 | 0.50143 | 2.2614 | 23h30 | 0.12 | 1.08 | 0.43857 | 2.0886 | 23h30 | 0.1 | 1.01 | 0.39429 | 1.9814 | 23h30 | 0.19 | 1.19 | 0.46143 | 2.1557 | 23h30 | 0.09 | 1 | 0.38714 | 1.9529 | 23h30 | 0 | 0.73 | 0.26429 | 1.7057 | 23h30 | 0.1 | 0.91 | 0.34857 | 1.8914 | 23h30 | 0 | 0.73 | 0.25571 | 1.6871 | 23h30 | 0 | 0.61 | 0.16286 | 1.4257 | 23h30 | 0.06 | 0.79 | 0.25 | 1.6243 | 23h30 | 0 | 0.58 | 0.15143 | 1.39 | 23h30 | 0.09 | 1.05 | 0.39857 | 2.0371 | 23h30 | 0.18 | 1.2 | 0.45714 | 2.19 | 23h30 | 0.08 | 1.04 | 0.39286 | 2.02 | 23h30 | 0 | 0.72 |  | 23h30 | 0.13 | 0.95 |  | 23h30 | 0 | 0.69 |  | 23h30 | 0 | 0.68 |  | 23h30 | 0.12 | 0.91 |  | 23h30 | 0 | 0.65 |  | 23h30 | 0 | 0.51 |  | 23h30 | 0.05 | 0.74 |  | 23h30 | 0 | 0.46 |  | 23h30 | 0 | 0.42 |  | 23h30 | 0.01 | 0.63 |  | 23h30 | 0 | 0.37 |  | 23h30 | 0 | 0.73 |  | 23h30 | 0.08 | 0.93 |  | 23h30 | 0 | 0.7
00h30 | 0.12 | 0.95 |  |  | 00h30 | 0 | 0.19 |  |  | 00h30 | 0.12 | 1.08 |  |  | 00h30 | 0.1 | 0.88 |  |  | 00h30 | 0 | 0.18 |  |  | 00h30 | 0.09 | 1 |  |  | 00h30 | 0 | 0.72 |  |  | 00h30 | 0 | 0.07 |  |  | 00h30 | 0 | 0.73 |  |  | 00h30 | 0 | 0.61 |  |  | 00h30 | 0 | 0.03 |  |  | 00h30 | 0 | 0.58 |  |  | 00h30 | 0.09 | 0.91 |  |  | 00h30 | 0 | 0.19 |  |  | 00h30 | 0.08 | 1.04 |  |  | 00h30 | 0 | 0.69 |  | 00h30 | 0 | 0.09 |  | 00h30 | 0 | 0.69 |  | 00h30 | 0 | 0.66 |  | 00h30 | 0 | 0.09 |  | 00h30 | 0 | 0.65 |  | 00h30 | 0 | 0.51 |  | 00h30 | 0 | 0.02 |  | 00h30 | 0 | 0.46 |  | 00h30 | 0 | 0.42 |  | 00h30 | 0 | 0 |  | 00h30 | 0 | 0.37 |  | 00h30 | 0 | 0.69 |  | 00h30 | 0 | 0.1 |  | 00h30 | 0 | 0.7
01h30 | 0.01 | 0.2 |  |  | 01h30 | 0 | 0 |  |  | 01h30 | 0 | 0.22 |  |  | 01h30 | 0 | 0.15 |  |  | 01h30 | 0 | 0 |  |  | 01h30 | 0 | 0.16 |  |  | 01h30 | 0 | 0 |  |  | 01h30 | 0 | 0 |  |  | 01h30 | 0 | 0 |  |  | 01h30 | 0 | 0 |  |  | 01h30 | 0 | 0 |  |  | 01h30 | 0 | 0 |  |  | 01h30 | 0.01 | 0.17 |  |  | 01h30 | 0 | 0 |  |  | 01h30 | 0.01 | 0.19 |  |  | 01h30 | 0 | 0 |  | 01h30 | 0 | 0 |  | 01h30 | 0 | 0 |  | 01h30 | 0 | 0 |  | 01h30 | 0 | 0 |  | 01h30 | 0 | 0 |  | 01h30 | 0 | 0 |  | 01h30 | 0 | 0 |  | 01h30 | 0 | 0 |  | 01h30 | 0 | 0 |  | 01h30 | 0 | 0 |  | 01h30 | 0 | 0 |  | 01h30 | 0 | 0 |  | 01h30 | 0 | 0 |  | 01h30 | 0 | 0
02h30 | 0.01 | 0.2 |  |  | 02h30 | 0.05 | 0.22 |  |  | 02h30 | 0 | 0.22 |  |  | 02h30 | 0 | 0.15 |  |  | 02h30 | 0.03 | 0.19 |  |  | 02h30 | 0 | 0.16 |  |  | 02h30 | 0 | 0 |  |  | 02h30 | 0 | 0.01 |  |  | 02h30 | 0 | 0 |  |  | 02h30 | 0 | 0 |  |  | 02h30 | 0 | 0 |  |  | 02h30 | 0 | 0 |  |  | 02h30 | 0.01 | 0.17 |  |  | 02h30 | 0.03 | 0.2 |  |  | 02h30 | 0.01 | 0.19 |  |  | 02h30 | 0 | 0 |  | 02h30 | 0 | 0.04 |  | 02h30 | 0 | 0 |  | 02h30 | 0 | 0 |  | 02h30 | 0 | 0.02 |  | 02h30 | 0 | 0 |  | 02h30 | 0 | 0 |  | 02h30 | 0 | 0 |  | 02h30 | 0 | 0 |  | 02h30 | 0 | 0 |  | 02h30 | 0 | 0 |  | 02h30 | 0 | 0 |  | 02h30 | 0 | 0 |  | 02h30 | 0 | 0.04 |  | 02h30 | 0 | 0
03h30 | 0.07 | 0.33 |  |  | 03h30 | 0.09 | 0.32 |  |  | 03h30 | 0.07 | 0.34 |  |  | 03h30 | 0.05 | 0.27 |  |  | 03h30 | 0.07 | 0.26 |  |  | 03h30 | 0.04 | 0.28 |  |  | 03h30 | 0 | 0.06 |  |  | 03h30 | 0 | 0.05 |  |  | 03h30 | 0 | 0.05 |  |  | 03h30 | 0 | 0 |  |  | 03h30 | 0 | 0 |  |  | 03h30 | 0 | 0 |  |  | 03h30 | 0.05 | 0.3 |  |  | 03h30 | 0.07 | 0.29 |  |  | 03h30 | 0.04 | 0.32 |  |  | 03h30 | 0 | 0.06 |  | 03h30 | 0 | 0.05 |  | 03h30 | 0 | 0.05 |  | 03h30 | 0 | 0.04 |  | 03h30 | 0 | 0.02 |  | 03h30 | 0 | 0.02 |  | 03h30 | 0 | 0 |  | 03h30 | 0 | 0 |  | 03h30 | 0 | 0 |  | 03h30 | 0 | 0 |  | 03h30 | 0 | 0 |  | 03h30 | 0 | 0 |  | 03h30 | 0 | 0.07 |  | 03h30 | 0 | 0.05 |  | 03h30 | 0 | 0.06
04h30 | 0.12 | 0.39 |  |  | 04h30 | 0.15 | 0.49 |  |  | 04h30 | 0.11 | 0.37 |  |  | 04h30 | 0.1 | 0.33 |  |  | 04h30 | 0.12 | 0.4 |  |  | 04h30 | 0.1 | 0.29 |  |  | 04h30 | 0.01 | 0.15 |  |  | 04h30 | 0.03 | 0.21 |  |  | 04h30 | 0 | 0.12 |  |  | 04h30 | 0 | 0.01 |  |  | 04h30 | 0 | 0.1 |  |  | 04h30 | 0 | 0 |  |  | 04h30 | 0.11 | 0.37 |  |  | 04h30 | 0.13 | 0.45 |  |  | 04h30 | 0.1 | 0.34 |  |  | 04h30 | 0.01 | 0.09 |  | 04h30 | 0.02 | 0.14 |  | 04h30 | 0 | 0.07 |  | 04h30 | 0 | 0.06 |  | 04h30 | 0.02 | 0.11 |  | 04h30 | 0 | 0.03 |  | 04h30 | 0 | 0 |  | 04h30 | 0 | 0 |  | 04h30 | 0 | 0 |  | 04h30 | 0 | 0 |  | 04h30 | 0 | 0 |  | 04h30 | 0 | 0 |  | 04h30 | 0 | 0.1 |  | 04h30 | 0.02 | 0.15 |  | 04h30 | 0 | 0.08
05h30 | 0.19 | 0.58 |  |  | 05h30 | 0.22 | 0.68 |  |  | 05h30 | 0.19 | 0.55 |  |  | 05h30 | 0.16 | 0.49 |  |  | 05h30 | 0.19 | 0.59 |  |  | 05h30 | 0.16 | 0.45 |  |  | 05h30 | 0.06 | 0.31 |  |  | 05h30 | 0.09 | 0.38 |  |  | 05h30 | 0.05 | 0.29 |  |  | 05h30 | 0 | 0.15 |  |  | 05h30 | 0.02 | 0.24 |  |  | 05h30 | 0 | 0.13 |  |  | 05h30 | 0.17 | 0.54 |  |  | 05h30 | 0.19 | 0.64 |  |  | 05h30 | 0.16 | 0.51 |  |  | 05h30 | 0.04 | 0.19 |  | 05h30 | 0.07 | 0.24 |  | 05h30 | 0.04 | 0.17 |  | 05h30 | 0.03 | 0.16 |  | 05h30 | 0.06 | 0.23 |  | 05h30 | 0.03 | 0.13 |  | 05h30 | 0 | 0 |  | 05h30 | 0 | 0.07 |  | 05h30 | 0 | 0 |  | 05h30 | 0 | 0 |  | 05h30 | 0 | 0 |  | 05h30 | 0 | 0 |  | 05h30 | 0.04 | 0.2 |  | 05h30 | 0.07 | 0.26 |  | 05h30 | 0.03 | 0.18
06h30 | 0.27 | 0.76 |  |  | 06h30 | 0.29 | 0.82 |  |  | 06h30 | 0.27 | 0.74 |  |  | 06h30 | 0.23 | 0.65 |  |  | 06h30 | 0.25 | 0.73 |  |  | 06h30 | 0.22 | 0.63 |  |  | 06h30 | 0.12 | 0.46 |  |  | 06h30 | 0.14 | 0.52 |  |  | 06h30 | 0.12 | 0.45 |  |  | 06h30 | 0.04 | 0.3 |  |  | 06h30 | 0.07 | 0.35 |  |  | 06h30 | 0.03 | 0.28 |  |  | 06h30 | 0.24 | 0.72 |  |  | 06h30 | 0.26 | 0.78 |  |  | 06h30 | 0.23 | 0.7 |  |  | 06h30 | 0.09 | 0.28 |  | 06h30 | 0.11 | 0.35 |  | 06h30 | 0.09 | 0.27 |  | 06h30 | 0.08 | 0.27 |  | 06h30 | 0.1 | 0.32 |  | 06h30 | 0.08 | 0.25 |  | 06h30 | 0 | 0.09 |  | 06h30 | 0.02 | 0.17 |  | 06h30 | 0 | 0.07 |  | 06h30 | 0 | 0 |  | 06h30 | 0 | 0.07 |  | 06h30 | 0 | 0 |  | 06h30 | 0.09 | 0.3 |  | 06h30 | 0.11 | 0.36 |  | 06h30 | 0.09 | 0.29
07h30 | 0.63 | 1.9 |  |  | 07h30 | 0.64 | 1.95 |  |  | 07h30 | 0.62 | 1.89 |  |  | 07h30 | 0.56 | 1.75 |  |  | 07h30 | 0.59 | 1.82 |  |  | 07h30 | 0.55 | 1.72 |  |  | 07h30 | 0.39 | 1.5 |  |  | 07h30 | 0.42 | 1.58 |  |  | 07h30 | 0.38 | 1.48 |  |  | 07h30 | 0.32 | 1.01 |  |  | 07h30 | 0.31 | 1.2 |  |  | 07h30 | 0.32 | 1 |  |  | 07h30 | 0.58 | 1.84 |  |  | 07h30 | 0.6 | 1.89 |  |  | 07h30 | 0.56 | 1.82 |  |  | 07h30 | 0.3 | 1.17 |  | 07h30 | 0.36 | 1.32 |  | 07h30 | 0.26 | 1.13 |  | 07h30 | 0.25 | 1.07 |  | 07h30 | 0.32 | 1.24 |  | 07h30 | 0.24 | 1.01 |  | 07h30 | 0.27 | 0.96 |  | 07h30 | 0.28 | 0.89 |  | 07h30 | 0.27 | 0.96 |  | 07h30 | 0.23 | 0.93 |  | 07h30 | 0.26 | 0.94 |  | 07h30 | 0.22 | 0.92 |  | 07h30 | 0.26 | 1.2 |  | 07h30 | 0.33 | 1.33 |  | 07h30 | 0.26 | 1.15
08h30 | 0.83 | 2.61 |  |  | 08h30 | 0.84 | 2.64 |  |  | 08h30 | 0.83 | 2.6 |  |  | 08h30 | 0.77 | 2.45 |  |  | 08h30 | 0.79 | 2.51 |  |  | 08h30 | 0.76 | 2.43 |  |  | 08h30 | 0.61 | 2.22 |  |  | 08h30 | 0.64 | 2.27 |  |  | 08h30 | 0.6 | 2.2 |  |  | 08h30 | 0.5 | 1.75 |  |  | 08h30 | 0.51 | 1.91 |  |  | 08h30 | 0.5 | 1.74 |  |  | 08h30 | 0.78 | 2.55 |  |  | 08h30 | 0.8 | 2.58 |  |  | 08h30 | 0.77 | 2.53 |  |  | 08h30 | 0.51 | 1.88 |  | 08h30 | 0.58 | 2 |  | 08h30 | 0.48 | 1.84 |  | 08h30 | 0.47 | 1.78 |  | 08h30 | 0.54 | 1.92 |  | 08h30 | 0.45 | 1.72 |  | 08h30 | 0.43 | 1.59 |  | 08h30 | 0.45 | 1.58 |  | 08h30 | 0.41 | 1.58 |  | 08h30 | 0.34 | 1.48 |  | 08h30 | 0.39 | 1.53 |  | 08h30 | 0.32 | 1.45 |  | 08h30 | 0.48 | 1.91 |  | 08h30 | 0.54 | 2.02 |  | 08h30 | 0.47 | 1.87
09h30 | 0.33 | 0.96 |  |  | 09h30 | 0.38 | 1.24 |  |  | 09h30 | 0.96 | 2.88 |  |  | 09h30 | 0.33 | 0.92 |  |  | 09h30 | 0.36 | 1.17 |  |  | 09h30 | 0.91 | 2.75 |  |  | 09h30 | 0.29 | 0.96 |  |  | 09h30 | 0.3 | 1.01 |  |  | 09h30 | 0.82 | 2.59 |  |  | 09h30 | 0.22 | 0.91 |  |  | 09h30 | 0.24 | 0.92 |  |  | 09h30 | 0.68 | 2.43 |  |  | 09h30 | 0.33 | 0.94 |  |  | 09h30 | 0.36 | 1.2 |  |  | 09h30 | 0.86 | 2.82 |  |  | 09h30 | 0.27 | 0.84 |  | 09h30 | 0.28 | 0.91 |  | 09h30 | 0.8 | 2.38 |  | 09h30 | 0.27 | 0.84 |  | 09h30 | 0.27 | 0.88 |  | 09h30 | 0.78 | 2.35 |  | 09h30 | 0.15 | 0.72 |  | 09h30 | 0.19 | 0.79 |  | 09h30 | 0.58 | 2.05 |  | 09h30 | 0.11 | 0.56 |  | 09h30 | 0.13 | 0.66 |  | 09h30 | 0.48 | 1.81 |  | 09h30 | 0.28 | 0.85 |  | 09h30 | 0.27 | 0.92 |  | 09h30 | 0.73 | 2.41
10h30 | 0 | 0 |  |  | 10h30 | 0 | 0 |  |  | 10h30 | 0.88 | 2.62 |  |  | 10h30 | 0 | 0 |  |  | 10h30 | 0 | 0 |  |  | 10h30 | 0.83 | 2.49 |  |  | 10h30 | 0 | 0 |  |  | 10h30 | 0 | 0 |  |  | 10h30 | 0.74 | 2.32 |  |  | 10h30 | 0 | 0 |  |  | 10h30 | 0 | 0 |  |  | 10h30 | 0.63 | 2.13 |  |  | 10h30 | 0 | 0 |  |  | 10h30 | 0 | 0 |  |  | 10h30 | 0.64 | 2.57 |  |  | 10h30 | 0 | 0 |  | 10h30 | 0 | 0 |  | 10h30 | 0.72 | 2.16 |  | 10h30 | 0 | 0 |  | 10h30 | 0 | 0 |  | 10h30 | 0.7 | 2.12 |  | 10h30 | 0 | 0 |  | 10h30 | 0 | 0 |  | 10h30 | 0.57 | 1.88 |  | 10h30 | 0 | 0 |  | 10h30 | 0 | 0 |  | 10h30 | 0.5 | 1.7 |  | 10h30 | 0 | 0 |  | 10h30 | 0 | 0 |  | 10h30 | 0.52 | 2.17
11h30 | 0 | 0 |  |  | 11h30 | 0 | 0 |  |  | 11h30 | 0.71 | 2.23 |  |  | 11h30 | 0 | 0 |  |  | 11h30 | 0 | 0 |  |  | 11h30 | 0.67 | 2.09 |  |  | 11h30 | 0 | 0 |  |  | 11h30 | 0 | 0 |  |  | 11h30 | 0.57 | 1.91 |  |  | 11h30 | 0 | 0 |  |  | 11h30 | 0 | 0 |  |  | 11h30 | 0.48 | 1.72 |  |  | 11h30 | 0 | 0 |  |  | 11h30 | 0 | 0 |  |  | 11h30 | 0.37 | 2.17 |  |  | 11h30 | 0 | 0 |  | 11h30 | 0 | 0 |  | 11h30 | 0.56 | 1.77 |  | 11h30 | 0 | 0 |  | 11h30 | 0 | 0 |  | 11h30 | 0.54 | 1.72 |  | 11h30 | 0 | 0 |  | 11h30 | 0 | 0 |  | 11h30 | 0.44 | 1.52 |  | 11h30 | 0 | 0 |  | 11h30 | 0 | 0 |  | 11h30 | 0.38 | 1.38 |  | 11h30 | 0 | 0 |  | 11h30 | 0 | 0 |  | 11h30 | 0.26 | 1.77
12h30 | 0 | 0 |  |  | 12h30 | 0 | 0 |  |  | 12h30 | 0.63 | 2.01 |  |  | 12h30 | 0 | 0 |  |  | 12h30 | 0 | 0 |  |  | 12h30 | 0.59 | 1.87 |  |  | 12h30 | 0 | 0 |  |  | 12h30 | 0 | 0 |  |  | 12h30 | 0.48 | 1.68 |  |  | 12h30 | 0 | 0 |  |  | 12h30 | 0 | 0 |  |  | 12h30 | 0.4 | 1.48 |  |  | 12h30 | 0 | 0 |  |  | 12h30 | 0 | 0 |  |  | 12h30 | 0.3 | 1.93 |  |  | 12h30 | 0 | 0 |  | 12h30 | 0 | 0 |  | 12h30 | 0.47 | 1.54 |  | 12h30 | 0 | 0 |  | 12h30 | 0 | 0 |  | 12h30 | 0.45 | 1.48 |  | 12h30 | 0 | 0 |  | 12h30 | 0 | 0 |  | 12h30 | 0.36 | 1.31 |  | 12h30 | 0 | 0 |  | 12h30 | 0 | 0 |  | 12h30 | 0.31 | 1.18 |  | 12h30 | 0 | 0 |  | 12h30 | 0 | 0 |  | 12h30 | 0.2 | 1.52
13h30 | 0.46 | 1.37 |  |  | 13h30 | 0 | 0 |  |  | 13h30 | 0.58 | 1.88 |  |  | 13h30 | 0.45 | 1.37 |  |  | 13h30 | 0 | 0 |  |  | 13h30 | 0.54 | 1.75 |  |  | 13h30 | 0.42 | 1.33 |  |  | 13h30 | 0 | 0 |  |  | 13h30 | 0.43 | 1.55 |  |  | 13h30 | 0.38 | 1.27 |  |  | 13h30 | 0 | 0 |  |  | 13h30 | 0.36 | 1.36 |  |  | 13h30 | 0.32 | 1.34 |  |  | 13h30 | 0 | 0 |  |  | 13h30 | 0.28 | 1.8 |  |  | 13h30 | 0.38 | 1.19 |  | 13h30 | 0 | 0 |  | 13h30 | 0.42 | 1.41 |  | 13h30 | 0.37 | 1.18 |  | 13h30 | 0 | 0 |  | 13h30 | 0.4 | 1.35 |  | 13h30 | 0.32 | 1.1 |  | 13h30 | 0 | 0 |  | 13h30 | 0.32 | 1.19 |  | 13h30 | 0.29 | 1.03 |  | 13h30 | 0 | 0 |  | 13h30 | 0.27 | 1.07 |  | 13h30 | 0.21 | 1.16 |  | 13h30 | 0 | 0 |  | 13h30 | 0.16 | 1.38
14h30 | 0.87 | 2.53 |  |  | 14h30 | 0 | 0 |  |  | 14h30 | 0.52 | 1.76 |  |  | 14h30 | 0.82 | 2.4 |  |  | 14h30 | 0 | 0 |  |  | 14h30 | 0.49 | 1.64 |  |  | 14h30 | 0.72 | 2.28 |  |  | 14h30 | 0 | 0 |  |  | 14h30 | 0.38 | 1.42 |  |  | 14h30 | 0.61 | 2.05 |  |  | 14h30 | 0 | 0 |  |  | 14h30 | 0.31 | 1.25 |  |  | 14h30 | 0.43 | 2.41 |  |  | 14h30 | 0 | 0 |  |  | 14h30 | 0.24 | 1.67 |  |  | 14h30 | 0.66 | 2.02 |  | 14h30 | 0 | 0 |  | 14h30 | 0.37 | 1.3 |  | 14h30 | 0.64 | 1.95 |  | 14h30 | 0 | 0 |  | 14h30 | 0.35 | 1.24 |  | 14h30 | 0.53 | 1.77 |  | 14h30 | 0 | 0 |  | 14h30 | 0.27 | 1.08 |  | 14h30 | 0.46 | 1.61 |  | 14h30 | 0 | 0 |  | 14h30 | 0.23 | 0.96 |  | 14h30 | 0.24 | 1.95 |  | 14h30 | 0 | 0 |  | 14h30 | 0.16 | 1.27
15h30 | 0.94 | 2.86 |  |  | 15h30 | 0 | 0 |  |  | 15h30 | 0.5 | 1.71 |  |  | 15h30 | 0.87 | 2.62 |  |  | 15h30 | 0 | 0 |  |  | 15h30 | 0.47 | 1.6 |  |  | 15h30 | 0.72 | 2.39 |  |  | 15h30 | 0 | 0 |  |  | 15h30 | 0.36 | 1.37 |  |  | 15h30 | 0.59 | 2.08 |  |  | 15h30 | 0 | 0 |  |  | 15h30 | 0.29 | 1.2 |  |  | 15h30 | 0.37 | 2.67 |  |  | 15h30 | 0 | 0 |  |  | 15h30 | 0.18 | 1.63 |  |  | 15h30 | 0.7 | 2.19 |  | 15h30 | 0 | 0 |  | 15h30 | 0.35 | 1.25 |  | 15h30 | 0.66 | 2.08 |  | 15h30 | 0 | 0 |  | 15h30 | 0.33 | 1.2 |  | 15h30 | 0.53 | 1.83 |  | 15h30 | 0 | 0 |  | 15h30 | 0.25 | 1.03 |  | 15h30 | 0.44 | 1.63 |  | 15h30 | 0 | 0 |  | 15h30 | 0.21 | 0.92 |  | 15h30 | 0.18 | 2.1 |  | 15h30 | 0 | 0 |  | 15h30 | 0.07 | 1.22
16h30 | 0.74 | 2.33 |  |  | 16h30 | 0 | 0 |  |  | 16h30 | 0.53 | 1.8 |  |  | 16h30 | 0.7 | 2.21 |  |  | 16h30 | 0 | 0 |  |  | 16h30 | 0.5 | 1.71 |  |  | 16h30 | 0.58 | 1.98 |  |  | 16h30 | 0 | 0 |  |  | 16h30 | 0.39 | 1.46 |  |  | 16h30 | 0.49 | 1.75 |  |  | 16h30 | 0 | 0 |  |  | 16h30 | 0.31 | 1.27 |  |  | 16h30 | 0.38 | 2.21 |  |  | 16h30 | 0 | 0 |  |  | 16h30 | 0.24 | 1.71 |  |  | 16h30 | 0.57 | 1.87 |  | 16h30 | 0 | 0 |  | 16h30 | 0.37 | 1.34 |  | 16h30 | 0.55 | 1.8 |  | 16h30 | 0 | 0 |  | 16h30 | 0.35 | 1.29 |  | 16h30 | 0.44 | 1.6 |  | 16h30 | 0 | 0 |  | 16h30 | 0.27 | 1.11 |  | 16h30 | 0.38 | 1.44 |  | 16h30 | 0 | 0 |  | 16h30 | 0.23 | 0.99 |  | 16h30 | 0.22 | 1.81 |  | 16h30 | 0 | 0 |  | 16h30 | 0.11 | 1.3
17h30 | 0.72 | 2.28 |  |  | 17h30 | 0 | 0 |  |  | 17h30 | 0.61 | 2 |  |  | 17h30 | 0.69 | 2.21 |  |  | 17h30 | 0 | 0 |  |  | 17h30 | 0.59 | 1.93 |  |  | 17h30 | 0.58 | 1.94 |  |  | 17h30 | 0 | 0 |  |  | 17h30 | 0.46 | 1.64 |  |  | 17h30 | 0.49 | 1.73 |  |  | 17h30 | 0 | 0 |  |  | 17h30 | 0.38 | 1.44 |  |  | 17h30 | 0.52 | 2.18 |  |  | 17h30 | 0 | 0 |  |  | 17h30 | 0.41 | 1.9 |  |  | 17h30 | 0.56 | 1.85 |  | 17h30 | 0 | 0 |  | 17h30 | 0.43 | 1.51 |  | 17h30 | 0.54 | 1.8 |  | 17h30 | 0 | 0 |  | 17h30 | 0.42 | 1.47 |  | 17h30 | 0.45 | 1.6 |  | 17h30 | 0 | 0 |  | 17h30 | 0.33 | 1.27 |  | 17h30 | 0.39 | 1.45 |  | 17h30 | 0 | 0 |  | 17h30 | 0.28 | 1.15 |  | 17h30 | 0.34 | 1.8 |  | 17h30 | 0 | 0 |  | 17h30 | 0.23 | 1.47
18h30 | 0.77 | 2.37 |  |  | 18h30 | 0.69 | 2.01 |  |  | 18h30 | 0.71 | 2.2 |  |  | 18h30 | 0.75 | 2.33 |  |  | 18h30 | 0.68 | 2 |  |  | 18h30 | 0.68 | 2.16 |  |  | 18h30 | 0.62 | 2.01 |  |  | 18h30 | 0.63 | 1.92 |  |  | 18h30 | 0.55 | 1.83 |  |  | 18h30 | 0.53 | 1.8 |  |  | 18h30 | 0.58 | 1.8 |  |  | 18h30 | 0.46 | 1.61 |  |  | 18h30 | 0.67 | 2.28 |  |  | 18h30 | 0.61 | 1.94 |  |  | 18h30 | 0.6 | 2.12 |  |  | 18h30 | 0.59 | 1.9 |  | 18h30 | 0.57 | 1.73 |  | 18h30 | 0.51 | 1.68 |  | 18h30 | 0.58 | 1.87 |  | 18h30 | 0.56 | 1.71 |  | 18h30 | 0.5 | 1.65 |  | 18h30 | 0.49 | 1.66 |  | 18h30 | 0.5 | 1.6 |  | 18h30 | 0.4 | 1.43 |  | 18h30 | 0.43 | 1.52 |  | 18h30 | 0.46 | 1.51 |  | 18h30 | 0.35 | 1.3 |  | 18h30 | 0.47 | 1.88 |  | 18h30 | 0.45 | 1.68 |  | 18h30 | 0.36 | 1.65
19h30 | 0.64 | 2.24 |  |  | 19h30 | 1.13 | 3.41 |  |  | 19h30 | 0.6 | 2.14 |  |  | 19h30 | 0.61 | 2.22 |  |  | 19h30 | 1.09 | 3.35 |  |  | 19h30 | 0.57 | 2.1 |  |  | 19h30 | 0.48 | 1.87 |  |  | 19h30 | 0.97 | 3.12 |  |  | 19h30 | 0.43 | 1.76 |  |  | 19h30 | 0.38 | 1.63 |  |  | 19h30 | 0.82 | 2.8 |  |  | 19h30 | 0.33 | 1.51 |  |  | 19h30 | 0.58 | 2.17 |  |  | 19h30 | 0.94 | 3.24 |  |  | 19h30 | 0.53 | 2.07 |  |  | 19h30 | 0.44 | 1.72 |  | 19h30 | 0.85 | 2.77 |  | 19h30 | 0.38 | 1.56 |  | 19h30 | 0.43 | 1.7 |  | 19h30 | 0.83 | 2.72 |  | 19h30 | 0.37 | 1.54 |  | 19h30 | 0.33 | 1.47 |  | 19h30 | 0.71 | 2.49 |  | 19h30 | 0.27 | 1.31 |  | 19h30 | 0.28 | 1.33 |  | 19h30 | 0.61 | 2.27 |  | 19h30 | 0.22 | 1.17 |  | 19h30 | 0.36 | 1.71 |  | 19h30 | 0.61 | 2.66 |  | 19h30 | 0.29 | 1.55
20h30 | 0.46 | 2.08 |  |  | 20h30 | 1.02 | 3.45 |  |  | 20h30 | 0.44 | 2.02 |  |  | 20h30 | 0.44 | 2.06 |  |  | 20h30 | 0.97 | 3.36 |  |  | 20h30 | 0.41 | 1.97 |  |  | 20h30 | 0.3 | 1.7 |  |  | 20h30 | 0.8 | 3.02 |  |  | 20h30 | 0.27 | 1.63 |  |  | 20h30 | 0.21 | 1.43 |  |  | 20h30 | 0.63 | 2.6 |  |  | 20h30 | 0.19 | 1.35 |  |  | 20h30 | 0.43 | 2.02 |  |  | 20h30 | 0.8 | 3.25 |  |  | 20h30 | 0.4 | 1.95 |  |  | 20h30 | 0.25 | 1.5 |  | 20h30 | 0.71 | 2.73 |  | 20h30 | 0.22 | 1.39 |  | 20h30 | 0.24 | 1.49 |  | 20h30 | 0.68 | 2.65 |  | 20h30 | 0.21 | 1.37 |  | 20h30 | 0.17 | 1.25 |  | 20h30 | 0.54 | 2.37 |  | 20h30 | 0.16 | 1.14 |  | 20h30 | 0.13 | 1.11 |  | 20h30 | 0.43 | 2.1 |  | 20h30 | 0.12 | 0.99 |  | 20h30 | 0.21 | 1.51 |  | 20h30 | 0.47 | 2.6 |  | 20h30 | 0.16 | 1.4
21h30 | 0.47 | 2.15 |  |  | 21h30 | 0.72 | 2.76 |  |  | 21h30 | 0.45 | 2.1 |  |  | 21h30 | 0.44 | 2.1 |  |  | 21h30 | 0.68 | 2.71 |  |  | 21h30 | 0.42 | 2.04 |  |  | 21h30 | 0.3 | 1.76 |  |  | 21h30 | 0.56 | 2.42 |  |  | 21h30 | 0.28 | 1.71 |  |  | 21h30 | 0.19 | 1.46 |  |  | 21h30 | 0.42 | 2.08 |  |  | 21h30 | 0.17 | 1.4 |  |  | 21h30 | 0.44 | 2.09 |  |  | 21h30 | 0.62 | 2.65 |  |  | 21h30 | 0.42 | 2.04 |  |  | 21h30 | 0.24 | 1.52 |  | 21h30 | 0.49 | 2.2 |  | 21h30 | 0.21 | 1.44 |  | 21h30 | 0.23 | 1.51 |  | 21h30 | 0.48 | 2.16 |  | 21h30 | 0.21 | 1.42 |  | 21h30 | 0.15 | 1.27 |  | 21h30 | 0.37 | 1.93 |  | 21h30 | 0.13 | 1.18 |  | 21h30 | 0.1 | 1.12 |  | 21h30 | 0.28 | 1.72 |  | 21h30 | 0.08 | 1.03 |  | 21h30 | 0.21 | 1.54 |  | 21h30 | 0.37 | 2.14 |  | 21h30 | 0.18 | 1.45
22h30 | 0.5 | 2.27 |  |  | 22h30 | 0.62 | 2.58 |  |  | 22h30 | 0.49 | 2.24 |  |  | 22h30 | 0.47 | 2.2 |  |  | 22h30 | 0.59 | 2.52 |  |  | 22h30 | 0.45 | 2.16 |  |  | 22h30 | 0.32 | 1.87 |  |  | 22h30 | 0.46 | 2.23 |  |  | 22h30 | 0.31 | 1.84 |  |  | 22h30 | 0.2 | 1.55 |  |  | 22h30 | 0.34 | 1.91 |  |  | 22h30 | 0.18 | 1.5 |  |  | 22h30 | 0.47 | 2.21 |  |  | 22h30 | 0.57 | 2.5 |  |  | 22h30 | 0.45 | 2.18 |  |  | 22h30 | 0.25 | 1.58 |  | 22h30 | 0.4 | 1.99 |  | 22h30 | 0.23 | 1.52 |  | 22h30 | 0.24 | 1.57 |  | 22h30 | 0.39 | 1.97 |  | 22h30 | 0.22 | 1.51 |  | 22h30 | 0.15 | 1.33 |  | 22h30 | 0.29 | 1.75 |  | 22h30 | 0.13 | 1.26 |  | 22h30 | 0.1 | 1.17 |  | 22h30 | 0.22 | 1.57 |  | 22h30 | 0.08 | 1.11 |  | 22h30 | 0.24 | 1.61 |  | 22h30 | 0.33 | 1.98 |  | 22h30 | 0.21 | 1.55
23h30 | 0.54 | 2.43 |  |  | 23h30 | 0.61 | 2.61 |  |  | 23h30 | 0.54 | 2.41 |  |  | 23h30 | 0.51 | 2.35 |  |  | 23h30 | 0.58 | 2.54 |  |  | 23h30 | 0.49 | 2.31 |  |  | 23h30 | 0.36 | 2.03 |  |  | 23h30 | 0.45 | 2.24 |  |  | 23h30 | 0.35 | 2 |  |  | 23h30 | 0.23 | 1.68 |  |  | 23h30 | 0.32 | 1.91 |  |  | 23h30 | 0.21 | 1.64 |  |  | 23h30 | 0.51 | 2.37 |  |  | 23h30 | 0.57 | 2.54 |  |  | 23h30 | 0.5 | 2.35 |  |  | 23h30 | 0.28 | 1.68 |  | 23h30 | 0.38 | 1.95 |  | 23h30 | 0.26 | 1.64 |  | 23h30 | 0.27 | 1.67 |  | 23h30 | 0.37 | 1.94 |  | 23h30 | 0.25 | 1.62 |  | 23h30 | 0.17 | 1.42 |  | 23h30 | 0.27 | 1.71 |  | 23h30 | 0.15 | 1.37 |  | 23h30 | 0.11 | 1.26 |  | 23h30 | 0.22 | 1.54 |  | 23h30 | 0.09 | 1.21 |  | 23h30 | 0.27 | 1.72 |  | 23h30 | 0.34 | 1.96 |  | 23h30 | 0.25 | 1.67
00h30 | 0.42 | 1.74 |  |  | 00h30 | 0.26 | 1.36 |  |  | 00h30 | 0.41 | 1.77 |  |  | 00h30 | 0.4 | 1.66 |  |  | 00h30 | 0.23 | 1.29 |  |  | 00h30 | 0.38 | 1.68 |  |  | 00h30 | 0.31 | 1.47 |  |  | 00h30 | 0.11 | 1.01 |  |  | 00h30 | 0.3 | 1.4 |  |  | 00h30 | 0.22 | 1.26 |  |  | 00h30 | 0.02 | 0.71 |  |  | 00h30 | 0.21 | 1.2 |  |  | 00h30 | 0.36 | 1.69 |  |  | 00h30 | 0.22 | 1.3 |  |  | 00h30 | 0.35 | 1.72 |  |  | 00h30 | 0.26 | 1.26 |  | 00h30 | 0.04 | 0.73 |  | 00h30 | 0.24 | 1.2 |  | 00h30 | 0.25 | 1.25 |  | 00h30 | 0.04 | 0.72 |  | 00h30 | 0.24 | 1.18 |  | 00h30 | 0.17 | 1.08 |  | 00h30 | 0.01 | 0.51 |  | 00h30 | 0.15 | 1.03 |  | 00h30 | 0.11 | 0.97 |  | 00h30 | 0 | 0.36 |  | 00h30 | 0.09 | 0.96 |  | 00h30 | 0.21 | 1.27 |  | 00h30 | 0.06 | 0.74 |  | 00h30 | 0.18 | 1.22
01h30 | 0.3 | 1.07 |  |  | 01h30 | 0.21 | 0.81 |  |  | 01h30 | 0.29 | 1.08 |  |  | 01h30 | 0.27 | 0.99 |  |  | 01h30 | 0.18 | 0.76 |  |  | 01h30 | 0.26 | 0.99 |  |  | 01h30 | 0.17 | 0.81 |  |  | 01h30 | 0.06 | 0.57 |  |  | 01h30 | 0.17 | 0.77 |  |  | 01h30 | 0.09 | 0.61 |  |  | 01h30 | 0 | 0.32 |  |  | 01h30 | 0.08 | 0.61 |  |  | 01h30 | 0.25 | 1.02 |  |  | 01h30 | 0.18 | 0.78 |  |  | 01h30 | 0.25 | 1.04 |  |  | 01h30 | 0.13 | 0.56 |  | 01h30 | 0.01 | 0.35 |  | 01h30 | 0.13 | 0.54 |  | 01h30 | 0.14 | 0.55 |  | 01h30 | 0.01 | 0.33 |  | 01h30 | 0.14 | 0.53 |  | 01h30 | 0.06 | 0.41 |  | 01h30 | 0 | 0.13 |  | 01h30 | 0.04 | 0.39 |  | 01h30 | 0 | 0.32 |  | 01h30 | 0 | 0.01 |  | 01h30 | 0 | 0.31 |  | 01h30 | 0.13 | 0.58 |  | 01h30 | 0.02 | 0.37 |  | 01h30 | 0.11 | 0.57
02h30 | 0.3 | 1.1 |  |  | 02h30 | 0.36 | 1.18 |  |  | 02h30 | 0.3 | 1.08 |  |  | 02h30 | 0.28 | 0.99 |  |  | 02h30 | 0.33 | 1.1 |  |  | 02h30 | 0.28 | 0.99 |  |  | 02h30 | 0.17 | 0.81 |  |  | 02h30 | 0.21 | 0.93 |  |  | 02h30 | 0.17 | 0.77 |  |  | 02h30 | 0.09 | 0.61 |  |  | 02h30 | 0.12 | 0.67 |  |  | 02h30 | 0.08 | 0.61 |  |  | 02h30 | 0.29 | 1.05 |  |  | 02h30 | 0.34 | 1.13 |  |  | 02h30 | 0.28 | 1.04 |  |  | 02h30 | 0.13 | 0.56 |  | 02h30 | 0.16 | 0.63 |  | 02h30 | 0.13 | 0.54 |  | 02h30 | 0.14 | 0.55 |  | 02h30 | 0.15 | 0.62 |  | 02h30 | 0.14 | 0.53 |  | 02h30 | 0.06 | 0.41 |  | 02h30 | 0.07 | 0.44 |  | 02h30 | 0.04 | 0.39 |  | 02h30 | 0 | 0.32 |  | 02h30 | 0.03 | 0.32 |  | 02h30 | 0 | 0.31 |  | 02h30 | 0.13 | 0.58 |  | 02h30 | 0.14 | 0.65 |  | 02h30 | 0.11 | 0.57
03h30 | 0.42 | 1.41 |  |  | 03h30 | 0.49 | 1.59 |  |  | 03h30 | 0.42 | 1.39 |  |  | 03h30 | 0.38 | 1.26 |  |  | 03h30 | 0.45 | 1.44 |  |  | 03h30 | 0.38 | 1.25 |  |  | 03h30 | 0.28 | 1.06 |  |  | 03h30 | 0.34 | 1.24 |  |  | 03h30 | 0.28 | 1.04 |  |  | 03h30 | 0.16 | 0.78 |  |  | 03h30 | 0.23 | 0.9 |  |  | 03h30 | 0.16 | 0.75 |  |  | 03h30 | 0.39 | 1.34 |  |  | 03h30 | 0.45 | 1.51 |  |  | 03h30 | 0.39 | 1.33 |  |  | 03h30 | 0.2 | 0.72 |  | 03h30 | 0.24 | 0.81 |  | 03h30 | 0.19 | 0.69 |  | 03h30 | 0.19 | 0.7 |  | 03h30 | 0.24 | 0.78 |  | 03h30 | 0.18 | 0.67 |  | 03h30 | 0.1 | 0.52 |  | 03h30 | 0.15 | 0.64 |  | 03h30 | 0.09 | 0.5 |  | 03h30 | 0.04 | 0.39 |  | 03h30 | 0.09 | 0.53 |  | 03h30 | 0.03 | 0.37 |  | 03h30 | 0.19 | 0.75 |  | 03h30 | 0.24 | 0.83 |  | 03h30 | 0.18 | 0.72
04h30 | 0.56 | 1.7 |  |  | 04h30 | 0.61 | 1.81 |  |  | 04h30 | 0.56 | 1.69 |  |  | 04h30 | 0.49 | 1.51 |  |  | 04h30 | 0.55 | 1.64 |  |  | 04h30 | 0.48 | 1.49 |  |  | 04h30 | 0.38 | 1.34 |  |  | 04h30 | 0.44 | 1.46 |  |  | 04h30 | 0.37 | 1.34 |  |  | 04h30 | 0.24 | 0.93 |  |  | 04h30 | 0.3 | 1.07 |  |  | 04h30 | 0.24 | 0.92 |  |  | 04h30 | 0.51 | 1.62 |  |  | 04h30 | 0.55 | 1.73 |  |  | 04h30 | 0.5 | 1.6 |  |  | 04h30 | 0.25 | 0.84 |  | 04h30 | 0.31 | 1.01 |  | 04h30 | 0.25 | 0.83 |  | 04h30 | 0.24 | 0.8 |  | 04h30 | 0.3 | 0.96 |  | 04h30 | 0.24 | 0.79 |  | 04h30 | 0.17 | 0.64 |  | 04h30 | 0.22 | 0.78 |  | 04h30 | 0.16 | 0.64 |  | 04h30 | 0.11 | 0.52 |  | 04h30 | 0.16 | 0.66 |  | 04h30 | 0.09 | 0.5 |  | 04h30 | 0.25 | 0.88 |  | 04h30 | 0.3 | 1.03 |  | 04h30 | 0.25 | 0.86
05h30 | 0.64 | 1.84 |  |  | 05h30 | 0.66 | 1.9 |  |  | 05h30 | 0.63 | 1.83 |  |  | 05h30 | 0.56 | 1.64 |  |  | 05h30 | 0.59 | 1.72 |  |  | 05h30 | 0.55 | 1.62 |  |  | 05h30 | 0.44 | 1.49 |  |  | 05h30 | 0.49 | 1.59 |  |  | 05h30 | 0.44 | 1.5 |  |  | 05h30 | 0.29 | 1.04 |  |  | 05h30 | 0.33 | 1.2 |  |  | 05h30 | 0.29 | 1.03 |  |  | 05h30 | 0.57 | 1.75 |  |  | 05h30 | 0.6 | 1.82 |  |  | 05h30 | 0.57 | 1.74 |  |  | 05h30 | 0.3 | 0.98 |  | 05h30 | 0.37 | 1.13 |  | 05h30 | 0.29 | 0.98 |  | 05h30 | 0.28 | 0.92 |  | 05h30 | 0.35 | 1.08 |  | 05h30 | 0.28 | 0.91 |  | 05h30 | 0.21 | 0.74 |  | 05h30 | 0.25 | 0.89 |  | 05h30 | 0.21 | 0.73 |  | 05h30 | 0.16 | 0.61 |  | 05h30 | 0.2 | 0.72 |  | 05h30 | 0.15 | 0.59 |  | 05h30 | 0.3 | 1.01 |  | 05h30 | 0.35 | 1.15 |  | 05h30 | 0.3 | 1
06h30 | 0.66 | 1.89 |  |  | 06h30 | 0.68 | 1.93 |  |  | 06h30 | 0.66 | 1.89 |  |  | 06h30 | 0.59 | 1.69 |  |  | 06h30 | 0.61 | 1.75 |  |  | 06h30 | 0.58 | 1.67 |  |  | 06h30 | 0.49 | 1.58 |  |  | 06h30 | 0.52 | 1.64 |  |  | 06h30 | 0.48 | 1.58 |  |  | 06h30 | 0.32 | 1.15 |  |  | 06h30 | 0.36 | 1.26 |  |  | 06h30 | 0.31 | 1.14 |  |  | 06h30 | 0.6 | 1.81 |  |  | 06h30 | 0.62 | 1.85 |  |  | 06h30 | 0.59 | 1.8 |  |  | 06h30 | 0.36 | 1.09 |  | 06h30 | 0.4 | 1.2 |  | 06h30 | 0.35 | 1.08 |  | 06h30 | 0.32 | 1.02 |  | 06h30 | 0.38 | 1.14 |  | 06h30 | 0.32 | 1 |  | 06h30 | 0.24 | 0.83 |  | 06h30 | 0.28 | 0.97 |  | 06h30 | 0.24 | 0.82 |  | 06h30 | 0.19 | 0.66 |  | 06h30 | 0.22 | 0.78 |  | 06h30 | 0.19 | 0.64 |  | 06h30 | 0.34 | 1.11 |  | 06h30 | 0.38 | 1.21 |  | 06h30 | 0.34 | 1.1
07h30 | 1.04 | 3.1 |  |  | 07h30 | 1.05 | 3.12 |  |  | 07h30 | 1.04 | 3.09 |  |  | 07h30 | 0.94 | 2.85 |  |  | 07h30 | 0.96 | 2.9 |  |  | 07h30 | 0.94 | 2.83 |  |  | 07h30 | 0.84 | 2.75 |  |  | 07h30 | 0.87 | 2.8 |  |  | 07h30 | 0.83 | 2.75 |  |  | 07h30 | 0.61 | 2.26 |  |  | 07h30 | 0.67 | 2.35 |  |  | 07h30 | 0.6 | 2.25 |  |  | 07h30 | 0.96 | 2.99 |  |  | 07h30 | 0.97 | 3.03 |  |  | 07h30 | 0.95 | 2.99 |  |  | 07h30 | 0.69 | 2.19 |  | 07h30 | 0.74 | 2.29 |  | 07h30 | 0.69 | 2.19 |  | 07h30 | 0.65 | 2.09 |  | 07h30 | 0.7 | 2.2 |  | 07h30 | 0.64 | 2.07 |  | 07h30 | 0.52 | 1.88 |  | 07h30 | 0.59 | 2.02 |  | 07h30 | 0.51 | 1.86 |  | 07h30 | 0.36 | 1.56 |  | 07h30 | 0.45 | 1.76 |  | 07h30 | 0.35 | 1.52 |  | 07h30 | 0.67 | 2.21 |  | 07h30 | 0.7 | 2.3 |  | 07h30 | 0.66 | 2.2
08h30 | 1.21 | 3.71 |  |  | 08h30 | 1.22 | 3.73 |  |  | 08h30 | 1.21 | 3.71 |  |  | 08h30 | 1.11 | 3.45 |  |  | 08h30 | 1.13 | 3.49 |  |  | 08h30 | 1.11 | 3.43 |  |  | 08h30 | 1.01 | 3.36 |  |  | 08h30 | 1.03 | 3.4 |  |  | 08h30 | 1 | 3.36 |  |  | 08h30 | 0.79 | 2.87 |  |  | 08h30 | 0.83 | 2.94 |  |  | 08h30 | 0.78 | 2.86 |  |  | 08h30 | 1.13 | 3.6 |  |  | 08h30 | 1.14 | 3.63 |  |  | 08h30 | 1.12 | 3.6 |  |  | 08h30 | 0.88 | 2.83 |  | 08h30 | 0.91 | 2.9 |  | 08h30 | 0.87 | 2.82 |  | 08h30 | 0.83 | 2.71 |  | 08h30 | 0.87 | 2.81 |  | 08h30 | 0.82 | 2.7 |  | 08h30 | 0.71 | 2.51 |  | 08h30 | 0.76 | 2.63 |  | 08h30 | 0.7 | 2.5 |  | 08h30 | 0.54 | 2.2 |  | 08h30 | 0.63 | 2.36 |  | 08h30 | 0.53 | 2.17 |  | 08h30 | 0.85 | 2.84 |  | 08h30 | 0.88 | 2.92 |  | 08h30 | 0.85 | 2.83
09h30 | 0.34 | 0.99 |  |  | 09h30 | 0.58 | 1.85 |  |  | 09h30 | 1.27 | 3.8 |  |  | 09h30 | 0.31 | 0.91 |  |  | 09h30 | 0.54 | 1.73 |  |  | 09h30 | 1.19 | 3.55 |  |  | 09h30 | 0.31 | 0.97 |  |  | 09h30 | 0.47 | 1.64 |  |  | 09h30 | 1.09 | 3.47 |  |  | 09h30 | 0.28 | 0.88 |  |  | 09h30 | 0.38 | 1.41 |  |  | 09h30 | 0.95 | 3.08 |  |  | 09h30 | 0.34 | 0.96 |  |  | 09h30 | 0.51 | 1.77 |  |  | 09h30 | 1.2 | 3.69 |  |  | 09h30 | 0.29 | 0.87 |  | 09h30 | 0.43 | 1.41 |  | 09h30 | 1.01 | 3.07 |  | 09h30 | 0.28 | 0.83 |  | 09h30 | 0.41 | 1.36 |  | 09h30 | 0.97 | 2.97 |  | 09h30 | 0.29 | 0.86 |  | 09h30 | 0.35 | 1.25 |  | 09h30 | 0.9 | 2.83 |  | 09h30 | 0.28 | 0.81 |  | 09h30 | 0.3 | 1.11 |  | 09h30 | 0.83 | 2.62 |  | 09h30 | 0.3 | 0.86 |  | 09h30 | 0.39 | 1.4 |  | 09h30 | 0.99 | 3.08
10h30 | 0 | 0 |  |  | 10h30 | 0 | 0 |  |  | 10h30 | 1.23 | 3.59 |  |  | 10h30 | 0 | 0 |  |  | 10h30 | 0 | 0 |  |  | 10h30 | 1.15 | 3.35 |  |  | 10h30 | 0 | 0 |  |  | 10h30 | 0 | 0 |  |  | 10h30 | 1.05 | 3.25 |  |  | 10h30 | 0 | 0 |  |  | 10h30 | 0 | 0 |  |  | 10h30 | 0.91 | 2.89 |  |  | 10h30 | 0 | 0 |  |  | 10h30 | 0 | 0 |  |  | 10h30 | 1.15 | 3.49 |  |  | 10h30 | 0 | 0 |  | 10h30 | 0 | 0 |  | 10h30 | 0.98 | 2.89 |  | 10h30 | 0 | 0 |  | 10h30 | 0 | 0 |  | 10h30 | 0.95 | 2.79 |  | 10h30 | 0 | 0 |  | 10h30 | 0 | 0 |  | 10h30 | 0.87 | 2.66 |  | 10h30 | 0 | 0 |  | 10h30 | 0 | 0 |  | 10h30 | 0.8 | 2.47 |  | 10h30 | 0 | 0 |  | 10h30 | 0 | 0 |  | 10h30 | 0.95 | 2.9
11h30 | 0 | 0 |  |  | 11h30 | 0 | 0 |  |  | 11h30 | 1.1 | 3.25 |  |  | 11h30 | 0 | 0 |  |  | 11h30 | 0 | 0 |  |  | 11h30 | 1.02 | 3.02 |  |  | 11h30 | 0 | 0 |  |  | 11h30 | 0 | 0 |  |  | 11h30 | 0.91 | 2.88 |  |  | 11h30 | 0 | 0 |  |  | 11h30 | 0 | 0 |  |  | 11h30 | 0.78 | 2.55 |  |  | 11h30 | 0 | 0 |  |  | 11h30 | 0 | 0 |  |  | 11h30 | 1.01 | 3.16 |  |  | 11h30 | 0 | 0 |  | 11h30 | 0 | 0 |  | 11h30 | 0.85 | 2.55 |  | 11h30 | 0 | 0 |  | 11h30 | 0 | 0 |  | 11h30 | 0.82 | 2.45 |  | 11h30 | 0 | 0 |  | 11h30 | 0 | 0 |  | 11h30 | 0.74 | 2.33 |  | 11h30 | 0 | 0 |  | 11h30 | 0 | 0 |  | 11h30 | 0.68 | 2.14 |  | 11h30 | 0 | 0 |  | 11h30 | 0 | 0 |  | 11h30 | 0.81 | 2.56
12h30 | 0 | 0 |  |  | 12h30 | 0 | 0 |  |  | 12h30 | 1 | 2.99 |  |  | 12h30 | 0 | 0 |  |  | 12h30 | 0 | 0 |  |  | 12h30 | 0.92 | 2.75 |  |  | 12h30 | 0 | 0 |  |  | 12h30 | 0 | 0 |  |  | 12h30 | 0.81 | 2.6 |  |  | 12h30 | 0 | 0 |  |  | 12h30 | 0 | 0 |  |  | 12h30 | 0.69 | 2.29 |  |  | 12h30 | 0 | 0 |  |  | 12h30 | 0 | 0 |  |  | 12h30 | 0.91 | 2.89 |  |  | 12h30 | 0 | 0 |  | 12h30 | 0 | 0 |  | 12h30 | 0.76 | 2.3 |  | 12h30 | 0 | 0 |  | 12h30 | 0 | 0 |  | 12h30 | 0.72 | 2.19 |  | 12h30 | 0 | 0 |  | 12h30 | 0 | 0 |  | 12h30 | 0.65 | 2.07 |  | 12h30 | 0 | 0 |  | 12h30 | 0 | 0 |  | 12h30 | 0.58 | 1.89 |  | 12h30 | 0 | 0 |  | 12h30 | 0 | 0 |  | 12h30 | 0.71 | 2.29
13h30 | 0.74 | 2.2 |  |  | 13h30 | 0 | 0 |  |  | 13h30 | 0.91 | 2.76 |  |  | 13h30 | 0.72 | 2.13 |  |  | 13h30 | 0 | 0 |  |  | 13h30 | 0.82 | 2.52 |  |  | 13h30 | 0.69 | 2.08 |  |  | 13h30 | 0 | 0 |  |  | 13h30 | 0.71 | 2.36 |  |  | 13h30 | 0.63 | 1.95 |  |  | 13h30 | 0 | 0 |  |  | 13h30 | 0.6 | 2.08 |  |  | 13h30 | 0.7 | 2.17 |  |  | 13h30 | 0 | 0 |  |  | 13h30 | 0.8 | 2.66 |  |  | 13h30 | 0.61 | 1.85 |  | 13h30 | 0 | 0 |  | 13h30 | 0.67 | 2.08 |  | 13h30 | 0.59 | 1.8 |  | 13h30 | 0 | 0 |  | 13h30 | 0.63 | 1.97 |  | 13h30 | 0.55 | 1.73 |  | 13h30 | 0 | 0 |  | 13h30 | 0.56 | 1.85 |  | 13h30 | 0.52 | 1.64 |  | 13h30 | 0 | 0 |  | 13h30 | 0.49 | 1.68 |  | 13h30 | 0.57 | 1.84 |  | 13h30 | 0 | 0 |  | 13h30 | 0.6 | 2.08
14h30 | 1.41 | 3.95 |  |  | 14h30 | 0 | 0 |  |  | 14h30 | 0.81 | 2.55 |  |  | 14h30 | 1.29 | 3.66 |  |  | 14h30 | 0 | 0 |  |  | 14h30 | 0.73 | 2.32 |  |  | 14h30 | 1.21 | 3.62 |  |  | 14h30 | 0 | 0 |  |  | 14h30 | 0.62 | 2.16 |  |  | 14h30 | 1.04 | 3.23 |  |  | 14h30 | 0 | 0 |  |  | 14h30 | 0.51 | 1.89 |  |  | 14h30 | 1.16 | 3.83 |  |  | 14h30 | 0 | 0 |  |  | 14h30 | 0.61 | 2.45 |  |  | 14h30 | 1.08 | 3.13 |  | 14h30 | 0 | 0 |  | 14h30 | 0.58 | 1.9 |  | 14h30 | 1.02 | 2.98 |  | 14h30 | 0 | 0 |  | 14h30 | 0.54 | 1.79 |  | 14h30 | 0.93 | 2.85 |  | 14h30 | 0 | 0 |  | 14h30 | 0.47 | 1.66 |  | 14h30 | 0.84 | 2.61 |  | 14h30 | 0 | 0 |  | 14h30 | 0.41 | 1.5 |  | 14h30 | 0.89 | 3.1 |  | 14h30 | 0 | 0 |  | 14h30 | 0.44 | 1.89
15h30 | 1.46 | 4.1 |  |  | 15h30 | 0 | 0 |  |  | 15h30 | 0.74 | 2.35 |  |  | 15h30 | 1.29 | 3.65 |  |  | 15h30 | 0 | 0 |  |  | 15h30 | 0.66 | 2.12 |  |  | 15h30 | 1.17 | 3.64 |  |  | 15h30 | 0 | 0 |  |  | 15h30 | 0.55 | 1.96 |  |  | 15h30 | 0.96 | 3.13 |  |  | 15h30 | 0 | 0 |  |  | 15h30 | 0.45 | 1.71 |  |  | 15h30 | 0.96 | 3.9 |  |  | 15h30 | 0 | 0 |  |  | 15h30 | 0.36 | 2.25 |  |  | 15h30 | 1.09 | 3.16 |  | 15h30 | 0 | 0 |  | 15h30 | 0.52 | 1.73 |  | 15h30 | 1 | 2.94 |  | 15h30 | 0 | 0 |  | 15h30 | 0.48 | 1.62 |  | 15h30 | 0.89 | 2.8 |  | 15h30 | 0 | 0 |  | 15h30 | 0.41 | 1.49 |  | 15h30 | 0.78 | 2.5 |  | 15h30 | 0 | 0 |  | 15h30 | 0.35 | 1.34 |  | 15h30 | 0.68 | 3.1 |  | 15h30 | 0 | 0 |  | 15h30 | 0.21 | 1.71
16h30 | 1.05 | 3.04 |  |  | 16h30 | 0 | 0 |  |  | 16h30 | 0.73 | 2.27 |  |  | 16h30 | 0.94 | 2.77 |  |  | 16h30 | 0 | 0 |  |  | 16h30 | 0.65 | 2.07 |  |  | 16h30 | 0.85 | 2.69 |  |  | 16h30 | 0 | 0 |  |  | 16h30 | 0.54 | 1.88 |  |  | 16h30 | 0.71 | 2.36 |  |  | 16h30 | 0 | 0 |  |  | 16h30 | 0.44 | 1.63 |  |  | 16h30 | 0.6 | 2.89 |  |  | 16h30 | 0 | 0 |  |  | 16h30 | 0.36 | 2.16 |  |  | 16h30 | 0.82 | 2.47 |  | 16h30 | 0 | 0 |  | 16h30 | 0.51 | 1.68 |  | 16h30 | 0.76 | 2.31 |  | 16h30 | 0 | 0 |  | 16h30 | 0.47 | 1.57 |  | 16h30 | 0.68 | 2.2 |  | 16h30 | 0 | 0 |  | 16h30 | 0.4 | 1.44 |  | 16h30 | 0.59 | 1.97 |  | 16h30 | 0 | 0 |  | 16h30 | 0.34 | 1.28 |  | 16h30 | 0.43 | 2.42 |  | 16h30 | 0 | 0 |  | 16h30 | 0.21 | 1.65
17h30 | 0.95 | 2.82 |  |  | 17h30 | 0 | 0 |  |  | 17h30 | 0.79 | 2.43 |  |  | 17h30 | 0.87 | 2.64 |  |  | 17h30 | 0 | 0 |  |  | 17h30 | 0.72 | 2.26 |  |  | 17h30 | 0.77 | 2.46 |  |  | 17h30 | 0 | 0 |  |  | 17h30 | 0.59 | 2.02 |  |  | 17h30 | 0.65 | 2.18 |  |  | 17h30 | 0 | 0 |  |  | 17h30 | 0.49 | 1.75 |  |  | 17h30 | 0.69 | 2.68 |  |  | 17h30 | 0 | 0 |  |  | 17h30 | 0.54 | 2.3 |  |  | 17h30 | 0.75 | 2.31 |  | 17h30 | 0 | 0 |  | 17h30 | 0.57 | 1.83 |  | 17h30 | 0.7 | 2.19 |  | 17h30 | 0 | 0 |  | 17h30 | 0.53 | 1.73 |  | 17h30 | 0.63 | 2.06 |  | 17h30 | 0 | 0 |  | 17h30 | 0.45 | 1.57 |  | 17h30 | 0.55 | 1.86 |  | 17h30 | 0 | 0 |  | 17h30 | 0.38 | 1.4 |  | 17h30 | 0.52 | 2.27 |  | 17h30 | 0 | 0 |  | 17h30 | 0.36 | 1.79
18h30 | 0.98 | 2.91 |  |  | 18h30 | 0.82 | 2.42 |  |  | 18h30 | 0.88 | 2.67 |  |  | 18h30 | 0.91 | 2.78 |  |  | 18h30 | 0.85 | 2.47 |  |  | 18h30 | 0.82 | 2.54 |  |  | 18h30 | 0.79 | 2.52 |  |  | 18h30 | 0.82 | 2.41 |  |  | 18h30 | 0.68 | 2.26 |  |  | 18h30 | 0.68 | 2.24 |  |  | 18h30 | 0.76 | 2.32 |  |  | 18h30 | 0.57 | 1.97 |  |  | 18h30 | 0.83 | 2.78 |  |  | 18h30 | 0.87 | 2.4 |  |  | 18h30 | 0.72 | 2.55 |  |  | 18h30 | 0.76 | 2.36 |  | 18h30 | 0.75 | 2.21 |  | 18h30 | 0.64 | 2.04 |  | 18h30 | 0.73 | 2.27 |  | 18h30 | 0.73 | 2.16 |  | 18h30 | 0.61 | 1.95 |  | 18h30 | 0.64 | 2.11 |  | 18h30 | 0.68 | 2.09 |  | 18h30 | 0.52 | 1.77 |  | 18h30 | 0.57 | 1.92 |  | 18h30 | 0.63 | 1.97 |  | 18h30 | 0.45 | 1.6 |  | 18h30 | 0.63 | 2.32 |  | 18h30 | 0.7 | 2.17 |  | 18h30 | 0.5 | 2.01
19h30 | 0.81 | 2.72 |  |  | 19h30 | 1.53 | 4.37 |  |  | 19h30 | 0.75 | 2.57 |  |  | 19h30 | 0.75 | 2.62 |  |  | 19h30 | 1.44 | 4.23 |  |  | 19h30 | 0.69 | 2.45 |  |  | 19h30 | 0.62 | 2.31 |  |  | 19h30 | 1.37 | 4.13 |  |  | 19h30 | 0.55 | 2.15 |  |  | 19h30 | 0.5 | 2.01 |  |  | 19h30 | 1.18 | 3.74 |  |  | 19h30 | 0.42 | 1.82 |  |  | 19h30 | 0.72 | 2.61 |  |  | 19h30 | 1.37 | 4.2 |  |  | 19h30 | 0.64 | 2.46 |  |  | 19h30 | 0.58 | 2.13 |  | 19h30 | 1.23 | 3.68 |  | 19h30 | 0.5 | 1.91 |  | 19h30 | 0.55 | 2.05 |  | 19h30 | 1.16 | 3.53 |  | 19h30 | 0.47 | 1.83 |  | 19h30 | 0.46 | 1.87 |  | 19h30 | 1.06 | 3.38 |  | 19h30 | 0.37 | 1.63 |  | 19h30 | 0.39 | 1.68 |  | 19h30 | 0.93 | 3.09 |  | 19h30 | 0.3 | 1.45 |  | 19h30 | 0.51 | 2.11 |  | 19h30 | 1.04 | 3.58 |  | 19h30 | 0.4 | 1.89
20h30 | 0.6 | 2.48 |  |  | 20h30 | 1.5 | 4.57 |  |  | 20h30 | 0.57 | 2.39 |  |  | 20h30 | 0.55 | 2.39 |  |  | 20h30 | 1.32 | 4.23 |  |  | 20h30 | 0.51 | 2.28 |  |  | 20h30 | 0.41 | 2.07 |  |  | 20h30 | 1.21 | 4.11 |  |  | 20h30 | 0.4 | 1.96 |  |  | 20h30 | 0.31 | 1.74 |  |  | 20h30 | 0.96 | 3.53 |  |  | 20h30 | 0.28 | 1.61 |  |  | 20h30 | 0.54 | 2.39 |  |  | 20h30 | 1.15 | 4.28 |  |  | 20h30 | 0.49 | 2.29 |  |  | 20h30 | 0.37 | 1.85 |  | 20h30 | 1.09 | 3.67 |  | 20h30 | 0.35 | 1.7 |  | 20h30 | 0.34 | 1.79 |  | 20h30 | 1 | 3.47 |  | 20h30 | 0.32 | 1.63 |  | 20h30 | 0.28 | 1.59 |  | 20h30 | 0.89 | 3.3 |  | 20h30 | 0.23 | 1.42 |  | 20h30 | 0.23 | 1.4 |  | 20h30 | 0.73 | 2.93 |  | 20h30 | 0.17 | 1.23 |  | 20h30 | 0.33 | 1.85 |  | 20h30 | 0.83 | 3.56 |  | 20h30 | 0.26 | 1.7
21h30 | 0.59 | 2.54 |  |  | 21h30 | 0.97 | 3.44 |  |  | 21h30 | 0.57 | 2.48 |  |  | 21h30 | 0.54 | 2.44 |  |  | 21h30 | 0.88 | 3.26 |  |  | 21h30 | 0.51 | 2.36 |  |  | 21h30 | 0.4 | 2.13 |  |  | 21h30 | 0.78 | 3.1 |  |  | 21h30 | 0.39 | 2.05 |  |  | 21h30 | 0.28 | 1.78 |  |  | 21h30 | 0.62 | 2.69 |  |  | 21h30 | 0.26 | 1.68 |  |  | 21h30 | 0.54 | 2.46 |  |  | 21h30 | 0.82 | 3.29 |  |  | 21h30 | 0.5 | 2.39 |  |  | 21h30 | 0.34 | 1.87 |  | 21h30 | 0.72 | 2.84 |  | 21h30 | 0.32 | 1.76 |  | 21h30 | 0.32 | 1.81 |  | 21h30 | 0.67 | 2.73 |  | 21h30 | 0.3 | 1.7 |  | 21h30 | 0.24 | 1.6 |  | 21h30 | 0.58 | 2.57 |  | 21h30 | 0.2 | 1.47 |  | 21h30 | 0.18 | 1.4 |  | 21h30 | 0.48 | 2.3 |  | 21h30 | 0.14 | 1.28 |  | 21h30 | 0.31 | 1.88 |  | 21h30 | 0.59 | 2.8 |  | 21h30 | 0.27 | 1.76
22h30 | 0.6 | 2.58 |  |  | 22h30 | 0.78 | 3.03 |  |  | 22h30 | 0.59 | 2.54 |  |  | 22h30 | 0.54 | 2.47 |  |  | 22h30 | 0.71 | 2.9 |  |  | 22h30 | 0.52 | 2.41 |  |  | 22h30 | 0.4 | 2.16 |  |  | 22h30 | 0.61 | 2.68 |  |  | 22h30 | 0.39 | 2.11 |  |  | 22h30 | 0.28 | 1.8 |  |  | 22h30 | 0.47 | 2.32 |  |  | 22h30 | 0.26 | 1.72 |  |  | 22h30 | 0.55 | 2.5 |  |  | 22h30 | 0.7 | 2.92 |  |  | 22h30 | 0.53 | 2.45 |  |  | 22h30 | 0.34 | 1.87 |  | 22h30 | 0.56 | 2.44 |  | 22h30 | 0.32 | 1.79 |  | 22h30 | 0.32 | 1.82 |  | 22h30 | 0.52 | 2.37 |  | 22h30 | 0.3 | 1.73 |  | 22h30 | 0.24 | 1.59 |  | 22h30 | 0.44 | 2.2 |  | 22h30 | 0.2 | 1.5 |  | 22h30 | 0.18 | 1.4 |  | 22h30 | 0.35 | 1.97 |  | 22h30 | 0.14 | 1.31 |  | 22h30 | 0.32 | 1.88 |  | 22h30 | 0.49 | 2.43 |  | 22h30 | 0.28 | 1.8
23h30 | 0.61 | 2.62 |  |  | 23h30 | 0.71 | 2.88 |  |  | 23h30 | 0.6 | 2.59 |  |  | 23h30 | 0.55 | 2.48 |  |  | 23h30 | 0.66 | 2.75 |  |  | 23h30 | 0.53 | 2.43 |  |  | 23h30 | 0.41 | 2.19 |  |  | 23h30 | 0.53 | 2.5 |  |  | 23h30 | 0.39 | 2.15 |  |  | 23h30 | 0.27 | 1.81 |  |  | 23h30 | 0.4 | 2.14 |  |  | 23h30 | 0.25 | 1.75 |  |  | 23h30 | 0.56 | 2.53 |  |  | 23h30 | 0.65 | 2.78 |  |  | 23h30 | 0.54 | 2.5 |  |  | 23h30 | 0.34 | 1.87 |  | 23h30 | 0.48 | 2.24 |  | 23h30 | 0.32 | 1.81 |  | 23h30 | 0.32 | 1.82 |  | 23h30 | 0.45 | 2.18 |  | 23h30 | 0.3 | 1.75 |  | 23h30 | 0.23 | 1.59 |  | 23h30 | 0.37 | 2 |  | 23h30 | 0.2 | 1.52 |  | 23h30 | 0.16 | 1.39 |  | 23h30 | 0.31 | 1.79 |  | 23h30 | 0.12 | 1.32 |  | 23h30 | 0.32 | 1.89 |  | 23h30 | 0.44 | 2.24 |  | 23h30 | 0.29 | 1.82
00h30 | 0.53 | 2.03 |  |  | 00h30 | 0.33 | 1.55 |  |  | 00h30 | 0.57 | 2.24 |  |  | 00h30 | 0.48 | 1.91 |  |  | 00h30 | 0.28 | 1.44 |  |  | 00h30 | 0.52 | 2.11 |  |  | 00h30 | 0.4 | 1.75 |  |  | 00h30 | 0.16 | 1.19 |  |  | 00h30 | 0.39 | 1.85 |  |  | 00h30 | 0.27 | 1.49 |  |  | 00h30 | 0.04 | 0.87 |  |  | 00h30 | 0.25 | 1.54 |  |  | 00h30 | 0.48 | 1.97 |  |  | 00h30 | 0.28 | 1.47 |  |  | 00h30 | 0.5 | 2.17 |  |  | 00h30 | 0.34 | 1.5 |  | 00h30 | 0.11 | 0.93 |  | 00h30 | 0.32 | 1.56 |  | 00h30 | 0.32 | 1.45 |  | 00h30 | 0.09 | 0.89 |  | 00h30 | 0.3 | 1.52 |  | 00h30 | 0.23 | 1.31 |  | 00h30 | 0.01 | 0.71 |  | 00h30 | 0.2 | 1.31 |  | 00h30 | 0.16 | 1.18 |  | 00h30 | 0 | 0.53 |  | 00h30 | 0.12 | 1.15 |  | 00h30 | 0.32 | 1.51 |  | 00h30 | 0.08 | 0.94 |  | 00h30 | 0.28 | 1.58
01h30 | 0.37 | 1.29 |  |  | 01h30 | 0.26 | 1.02 |  |  | 01h30 | 0.39 | 1.38 |  |  | 01h30 | 0.33 | 1.17 |  |  | 01h30 | 0.22 | 0.89 |  |  | 01h30 | 0.34 | 1.24 |  |  | 01h30 | 0.24 | 1 |  |  | 01h30 | 0.11 | 0.71 |  |  | 01h30 | 0.24 | 1.03 |  |  | 01h30 | 0.17 | 0.75 |  |  | 01h30 | 0.04 | 0.48 |  |  | 01h30 | 0.13 | 0.75 |  |  | 01h30 | 0.33 | 1.23 |  |  | 01h30 | 0.23 | 0.94 |  |  | 01h30 | 0.33 | 1.31 |  |  | 01h30 | 0.18 | 0.73 |  | 01h30 | 0.08 | 0.51 |  | 01h30 | 0.17 | 0.73 |  | 01h30 | 0.16 | 0.69 |  | 01h30 | 0.06 | 0.48 |  | 01h30 | 0.15 | 0.69 |  | 01h30 | 0.11 | 0.54 |  | 01h30 | 0.01 | 0.34 |  | 01h30 | 0.09 | 0.53 |  | 01h30 | 0.05 | 0.42 |  | 01h30 | 0 | 0.23 |  | 01h30 | 0.02 | 0.39 |  | 01h30 | 0.17 | 0.74 |  | 01h30 | 0.05 | 0.53 |  | 01h30 | 0.16 | 0.76
02h30 | 0.37 | 1.29 |  |  | 02h30 | 0.42 | 1.39 |  |  | 02h30 | 0.39 | 1.38 |  |  | 02h30 | 0.33 | 1.17 |  |  | 02h30 | 0.38 | 1.24 |  |  | 02h30 | 0.34 | 1.24 |  |  | 02h30 | 0.24 | 1 |  |  | 02h30 | 0.27 | 1.07 |  |  | 02h30 | 0.24 | 1.03 |  |  | 02h30 | 0.17 | 0.75 |  |  | 02h30 | 0.18 | 0.83 |  |  | 02h30 | 0.13 | 0.75 |  |  | 02h30 | 0.33 | 1.23 |  |  | 02h30 | 0.38 | 1.31 |  |  | 02h30 | 0.33 | 1.31 |  |  | 02h30 | 0.18 | 0.73 |  | 02h30 | 0.22 | 0.79 |  | 02h30 | 0.17 | 0.73 |  | 02h30 | 0.16 | 0.69 |  | 02h30 | 0.21 | 0.76 |  | 02h30 | 0.15 | 0.69 |  | 02h30 | 0.11 | 0.54 |  | 02h30 | 0.13 | 0.62 |  | 02h30 | 0.09 | 0.53 |  | 02h30 | 0.05 | 0.42 |  | 02h30 | 0.08 | 0.5 |  | 02h30 | 0.02 | 0.39 |  | 02h30 | 0.17 | 0.74 |  | 02h30 | 0.21 | 0.81 |  | 02h30 | 0.16 | 0.76
03h30 | 0.49 | 1.57 |  |  | 03h30 | 0.56 | 1.75 |  |  | 03h30 | 0.49 | 1.59 |  |  | 03h30 | 0.43 | 1.4 |  |  | 03h30 | 0.49 | 1.6 |  |  | 03h30 | 0.43 | 1.41 |  |  | 03h30 | 0.32 | 1.22 |  |  | 03h30 | 0.39 | 1.39 |  |  | 03h30 | 0.32 | 1.23 |  |  | 03h30 | 0.19 | 0.91 |  |  | 03h30 | 0.27 | 1.04 |  |  | 03h30 | 0.18 | 0.9 |  |  | 03h30 | 0.44 | 1.49 |  |  | 03h30 | 0.5 | 1.68 |  |  | 03h30 | 0.43 | 1.51 |  |  | 03h30 | 0.25 | 0.87 |  | 03h30 | 0.3 | 0.99 |  | 03h30 | 0.24 | 0.87 |  | 03h30 | 0.23 | 0.83 |  | 03h30 | 0.28 | 0.94 |  | 03h30 | 0.22 | 0.82 |  | 03h30 | 0.13 | 0.66 |  | 03h30 | 0.21 | 0.77 |  | 03h30 | 0.12 | 0.65 |  | 03h30 | 0.07 | 0.52 |  | 03h30 | 0.14 | 0.65 |  | 03h30 | 0.05 | 0.5 |  | 03h30 | 0.24 | 0.89 |  | 03h30 | 0.28 | 1 |  | 03h30 | 0.22 | 0.89
04h30 | 0.6 | 1.8 |  |  | 04h30 | 0.66 | 1.93 |  |  | 04h30 | 0.59 | 1.75 |  |  | 04h30 | 0.51 | 1.59 |  |  | 04h30 | 0.59 | 1.76 |  |  | 04h30 | 0.49 | 1.53 |  |  | 04h30 | 0.39 | 1.43 |  |  | 04h30 | 0.47 | 1.59 |  |  | 04h30 | 0.38 | 1.39 |  |  | 04h30 | 0.25 | 1 |  |  | 04h30 | 0.32 | 1.19 |  |  | 04h30 | 0.25 | 0.96 |  |  | 04h30 | 0.53 | 1.7 |  |  | 04h30 | 0.59 | 1.85 |  |  | 04h30 | 0.51 | 1.65 |  |  | 04h30 | 0.28 | 0.96 |  | 04h30 | 0.37 | 1.16 |  | 04h30 | 0.27 | 0.92 |  | 04h30 | 0.26 | 0.89 |  | 04h30 | 0.34 | 1.1 |  | 04h30 | 0.25 | 0.85 |  | 04h30 | 0.18 | 0.73 |  | 04h30 | 0.26 | 0.91 |  | 04h30 | 0.18 | 0.7 |  | 04h30 | 0.12 | 0.59 |  | 04h30 | 0.2 | 0.74 |  | 04h30 | 0.12 | 0.57 |  | 04h30 | 0.27 | 0.98 |  | 04h30 | 0.34 | 1.18 |  | 04h30 | 0.26 | 0.94
05h30 | 0.65 | 1.91 |  |  | 05h30 | 0.7 | 2 |  |  | 05h30 | 0.63 | 1.85 |  |  | 05h30 | 0.56 | 1.68 |  |  | 05h30 | 0.62 | 1.82 |  |  | 05h30 | 0.54 | 1.62 |  |  | 05h30 | 0.45 | 1.55 |  |  | 05h30 | 0.52 | 1.69 |  |  | 05h30 | 0.43 | 1.51 |  |  | 05h30 | 0.29 | 1.1 |  |  | 05h30 | 0.35 | 1.3 |  |  | 05h30 | 0.29 | 1.07 |  |  | 05h30 | 0.58 | 1.81 |  |  | 05h30 | 0.63 | 1.92 |  |  | 05h30 | 0.56 | 1.75 |  |  | 05h30 | 0.34 | 1.08 |  | 05h30 | 0.42 | 1.27 |  | 05h30 | 0.32 | 1.04 |  | 05h30 | 0.3 | 1 |  | 05h30 | 0.39 | 1.2 |  | 05h30 | 0.29 | 0.95 |  | 05h30 | 0.22 | 0.82 |  | 05h30 | 0.29 | 1.02 |  | 05h30 | 0.22 | 0.8 |  | 05h30 | 0.17 | 0.66 |  | 05h30 | 0.22 | 0.82 |  | 05h30 | 0.16 | 0.64 |  | 05h30 | 0.31 | 1.1 |  | 05h30 | 0.39 | 1.28 |  | 05h30 | 0.3 | 1.06
06h30 | 0.68 | 1.99 |  |  | 06h30 | 0.71 | 2.05 |  |  | 06h30 | 0.67 | 1.96 |  |  | 06h30 | 0.59 | 1.77 |  |  | 06h30 | 0.63 | 1.86 |  |  | 06h30 | 0.58 | 1.72 |  |  | 06h30 | 0.5 | 1.67 |  |  | 06h30 | 0.54 | 1.76 |  |  | 06h30 | 0.48 | 1.64 |  |  | 06h30 | 0.32 | 1.24 |  |  | 06h30 | 0.39 | 1.37 |  |  | 06h30 | 0.32 | 1.21 |  |  | 06h30 | 0.61 | 1.9 |  |  | 06h30 | 0.64 | 1.96 |  |  | 06h30 | 0.59 | 1.86 |  |  | 06h30 | 0.39 | 1.22 |  | 06h30 | 0.44 | 1.35 |  | 06h30 | 0.38 | 1.19 |  | 06h30 | 0.35 | 1.13 |  | 06h30 | 0.41 | 1.27 |  | 06h30 | 0.34 | 1.09 |  | 06h30 | 0.26 | 0.95 |  | 06h30 | 0.32 | 1.11 |  | 06h30 | 0.25 | 0.93 |  | 06h30 | 0.2 | 0.74 |  | 06h30 | 0.24 | 0.91 |  | 06h30 | 0.19 | 0.72 |  | 06h30 | 0.36 | 1.23 |  | 06h30 | 0.42 | 1.36 |  | 06h30 | 0.35 | 1.2
07h30 | 1.07 | 3.25 |  |  | 07h30 | 1.08 | 3.28 |  |  | 07h30 | 1.06 | 3.23 |  |  | 07h30 | 0.96 | 2.98 |  |  | 07h30 | 0.99 | 3.06 |  |  | 07h30 | 0.95 | 2.94 |  |  | 07h30 | 0.86 | 2.89 |  |  | 07h30 | 0.9 | 2.96 |  |  | 07h30 | 0.84 | 2.87 |  |  | 07h30 | 0.63 | 2.4 |  |  | 07h30 | 0.71 | 2.52 |  |  | 07h30 | 0.62 | 2.37 |  |  | 07h30 | 0.98 | 3.13 |  |  | 07h30 | 1 | 3.18 |  |  | 07h30 | 0.96 | 3.11 |  |  | 07h30 | 0.74 | 2.38 |  | 07h30 | 0.79 | 2.49 |  | 07h30 | 0.73 | 2.35 |  | 07h30 | 0.69 | 2.26 |  | 07h30 | 0.74 | 2.39 |  | 07h30 | 0.67 | 2.22 |  | 07h30 | 0.56 | 2.06 |  | 07h30 | 0.64 | 2.22 |  | 07h30 | 0.55 | 2.04 |  | 07h30 | 0.37 | 1.75 |  | 07h30 | 0.52 | 1.96 |  | 07h30 | 0.37 | 1.71 |  | 07h30 | 0.7 | 2.39 |  | 07h30 | 0.75 | 2.51 |  | 07h30 | 0.69 | 2.36
08h30 | 1.23 | 3.86 |  |  | 08h30 | 1.24 | 3.89 |  |  | 08h30 | 1.23 | 3.85 |  |  | 08h30 | 1.12 | 3.59 |  |  | 08h30 | 1.15 | 3.65 |  |  | 08h30 | 1.11 | 3.56 |  |  | 08h30 | 1.02 | 3.5 |  |  | 08h30 | 1.05 | 3.55 |  |  | 08h30 | 1.01 | 3.49 |  |  | 08h30 | 0.81 | 3.02 |  |  | 08h30 | 0.86 | 3.11 |  |  | 08h30 | 0.8 | 2.99 |  |  | 08h30 | 1.14 | 3.75 |  |  | 08h30 | 1.16 | 3.79 |  |  | 08h30 | 1.13 | 3.73 |  |  | 08h30 | 0.91 | 3.02 |  | 08h30 | 0.95 | 3.11 |  | 08h30 | 0.91 | 3 |  | 08h30 | 0.86 | 2.89 |  | 08h30 | 0.91 | 3 |  | 08h30 | 0.85 | 2.86 |  | 08h30 | 0.74 | 2.71 |  | 08h30 | 0.81 | 2.84 |  | 08h30 | 0.73 | 2.69 |  | 08h30 | 0.56 | 2.39 |  | 08h30 | 0.68 | 2.56 |  | 08h30 | 0.55 | 2.35 |  | 08h30 | 0.87 | 3.03 |  | 08h30 | 0.92 | 3.13 |  | 08h30 | 0.86 | 3.01
09h30 | 0.3 | 0.93 |  |  | 09h30 | 0.65 | 2.08 |  |  | 09h30 | 1.24 | 3.84 |  |  | 09h30 | 0.27 | 0.88 |  |  | 09h30 | 0.59 | 1.94 |  |  | 09h30 | 1.14 | 3.59 |  |  | 09h30 | 0.28 | 0.93 |  |  | 09h30 | 0.53 | 1.88 |  |  | 09h30 | 1.05 | 3.51 |  |  | 09h30 | 0.26 | 0.84 |  |  | 09h30 | 0.42 | 1.63 |  |  | 09h30 | 0.91 | 3.12 |  |  | 09h30 | 0.28 | 0.91 |  |  | 09h30 | 0.57 | 2 |  |  | 09h30 | 1.03 | 3.74 |  |  | 09h30 | 0.26 | 0.86 |  | 09h30 | 0.48 | 1.65 |  | 09h30 | 0.99 | 3.16 |  | 09h30 | 0.25 | 0.82 |  | 09h30 | 0.45 | 1.57 |  | 09h30 | 0.94 | 3.05 |  | 09h30 | 0.27 | 0.83 |  | 09h30 | 0.38 | 1.46 |  | 09h30 | 0.87 | 2.92 |  | 09h30 | 0.27 | 0.79 |  | 09h30 | 0.32 | 1.29 |  | 09h30 | 0.81 | 2.68 |  | 09h30 | 0.26 | 0.86 |  | 09h30 | 0.44 | 1.64 |  | 09h30 | 0.84 | 3.17
10h30 | 0 | 0 |  |  | 10h30 | 0 | 0 |  |  | 10h30 | 1.12 | 3.52 |  |  | 10h30 | 0 | 0 |  |  | 10h30 | 0 | 0 |  |  | 10h30 | 1.03 | 3.27 |  |  | 10h30 | 0 | 0 |  |  | 10h30 | 0 | 0 |  |  | 10h30 | 0.94 | 3.17 |  |  | 10h30 | 0 | 0 |  |  | 10h30 | 0 | 0 |  |  | 10h30 | 0.82 | 2.82 |  |  | 10h30 | 0 | 0 |  |  | 10h30 | 0 | 0 |  |  | 10h30 | 0.76 | 3.42 |  |  | 10h30 | 0 | 0 |  | 10h30 | 0 | 0 |  | 10h30 | 0.9 | 2.88 |  | 10h30 | 0 | 0 |  | 10h30 | 0 | 0 |  | 10h30 | 0.85 | 2.77 |  | 10h30 | 0 | 0 |  | 10h30 | 0 | 0 |  | 10h30 | 0.79 | 2.65 |  | 10h30 | 0 | 0 |  | 10h30 | 0 | 0 |  | 10h30 | 0.72 | 2.44 |  | 10h30 | 0 | 0 |  | 10h30 | 0 | 0 |  | 10h30 | 0.57 | 2.88
11h30 | 0 | 0 |  |  | 11h30 | 0 | 0 |  |  | 11h30 | 0.94 | 3.1 |  |  | 11h30 | 0 | 0 |  |  | 11h30 | 0 | 0 |  |  | 11h30 | 0.85 | 2.85 |  |  | 11h30 | 0 | 0 |  |  | 11h30 | 0 | 0 |  |  | 11h30 | 0.76 | 2.73 |  |  | 11h30 | 0 | 0 |  |  | 11h30 | 0 | 0 |  |  | 11h30 | 0.64 | 2.41 |  |  | 11h30 | 0 | 0 |  |  | 11h30 | 0 | 0 |  |  | 11h30 | 0.3 | 2.98 |  |  | 11h30 | 0 | 0 |  | 11h30 | 0 | 0 |  | 11h30 | 0.72 | 2.47 |  | 11h30 | 0 | 0 |  | 11h30 | 0 | 0 |  | 11h30 | 0.68 | 2.36 |  | 11h30 | 0 | 0 |  | 11h30 | 0 | 0 |  | 11h30 | 0.61 | 2.24 |  | 11h30 | 0 | 0 |  | 11h30 | 0 | 0 |  | 11h30 | 0.55 | 2.05 |  | 11h30 | 0 | 0 |  | 11h30 | 0 | 0 |  | 11h30 | 0.15 | 2.45
12h30 | 0 | 0 |  |  | 12h30 | 0 | 0 |  |  | 12h30 | 0.82 | 2.77 |  |  | 12h30 | 0 | 0 |  |  | 12h30 | 0 | 0 |  |  | 12h30 | 0.74 | 2.54 |  |  | 12h30 | 0 | 0 |  |  | 12h30 | 0 | 0 |  |  | 12h30 | 0.64 | 2.39 |  |  | 12h30 | 0 | 0 |  |  | 12h30 | 0 | 0 |  |  | 12h30 | 0.53 | 2.1 |  |  | 12h30 | 0 | 0 |  |  | 12h30 | 0 | 0 |  |  | 12h30 | 0.3 | 2.63 |  |  | 12h30 | 0 | 0 |  | 12h30 | 0 | 0 |  | 12h30 | 0.61 | 2.17 |  | 12h30 | 0 | 0 |  | 12h30 | 0 | 0 |  | 12h30 | 0.57 | 2.06 |  | 12h30 | 0 | 0 |  | 12h30 | 0 | 0 |  | 12h30 | 0.5 | 1.94 |  | 12h30 | 0 | 0 |  | 12h30 | 0 | 0 |  | 12h30 | 0.44 | 1.75 |  | 12h30 | 0 | 0 |  | 12h30 | 0 | 0 |  | 12h30 | 0.15 | 2.12
13h30 | 0.66 | 2.17 |  |  | 13h30 | 0 | 0 |  |  | 13h30 | 0.72 | 2.49 |  |  | 13h30 | 0.59 | 2 |  |  | 13h30 | 0 | 0 |  |  | 13h30 | 0.65 | 2.28 |  |  | 13h30 | 0.55 | 1.86 |  |  | 13h30 | 0 | 0 |  |  | 13h30 | 0.55 | 2.12 |  |  | 13h30 | 0.5 | 1.75 |  |  | 13h30 | 0 | 0 |  |  | 13h30 | 0.45 | 1.86 |  |  | 13h30 | 0.21 | 2.09 |  |  | 13h30 | 0 | 0 |  |  | 13h30 | 0.12 | 2.32 |  |  | 13h30 | 0.46 | 1.62 |  | 13h30 | 0 | 0 |  | 13h30 | 0.53 | 1.93 |  | 13h30 | 0.45 | 1.59 |  | 13h30 | 0 | 0 |  | 13h30 | 0.49 | 1.82 |  | 13h30 | 0.42 | 1.52 |  | 13h30 | 0 | 0 |  | 13h30 | 0.42 | 1.69 |  | 13h30 | 0.4 | 1.44 |  | 13h30 | 0 | 0 |  | 13h30 | 0.36 | 1.52 |  | 13h30 | 0.07 | 1.53 |  | 13h30 | 0 | 0 |  | 13h30 | 0 | 1.84
14h30 | 1.19 | 3.69 |  |  | 14h30 | 0 | 0 |  |  | 14h30 | 0.65 | 2.34 |  |  | 14h30 | 1.07 | 3.39 |  |  | 14h30 | 0 | 0 |  |  | 14h30 | 0.61 | 2.15 |  |  | 14h30 | 0.98 | 3.28 |  |  | 14h30 | 0 | 0 |  |  | 14h30 | 0.5 | 1.98 |  |  | 14h30 | 0.84 | 2.95 |  |  | 14h30 | 0 | 0 |  |  | 14h30 | 0.4 | 1.74 |  |  | 14h30 | 0.37 | 3.43 |  |  | 14h30 | 0 | 0 |  |  | 14h30 | 0.12 | 2.16 |  |  | 14h30 | 0.87 | 2.89 |  | 14h30 | 0 | 0 |  | 14h30 | 0.47 | 1.79 |  | 14h30 | 0.82 | 2.74 |  | 14h30 | 0 | 0 |  | 14h30 | 0.43 | 1.69 |  | 14h30 | 0.75 | 2.62 |  | 14h30 | 0 | 0 |  | 14h30 | 0.37 | 1.56 |  | 14h30 | 0.67 | 2.38 |  | 14h30 | 0 | 0 |  | 14h30 | 0.31 | 1.39 |  | 14h30 | 0.15 | 2.68 |  | 14h30 | 0 | 0 |  | 14h30 | 0 | 1.68
15h30 | 1.22 | 3.75 |  |  | 15h30 | 0 | 0 |  |  | 15h30 | 0.63 | 2.29 |  |  | 15h30 | 1.11 | 3.44 |  |  | 15h30 | 0 | 0 |  |  | 15h30 | 0.58 | 2.12 |  |  | 15h30 | 1 | 3.45 |  |  | 15h30 | 0 | 0 |  |  | 15h30 | 0.47 | 1.93 |  |  | 15h30 | 0.81 | 2.99 |  |  | 15h30 | 0 | 0 |  |  | 15h30 | 0.38 | 1.7 |  |  | 15h30 | 0.43 | 3.39 |  |  | 15h30 | 0 | 0 |  |  | 15h30 | 0.22 | 2.11 |  |  | 15h30 | 0.96 | 3.11 |  | 15h30 | 0 | 0 |  | 15h30 | 0.44 | 1.75 |  | 15h30 | 0.87 | 2.9 |  | 15h30 | 0 | 0 |  | 15h30 | 0.41 | 1.65 |  | 15h30 | 0.77 | 2.75 |  | 15h30 | 0 | 0 |  | 15h30 | 0.34 | 1.51 |  | 15h30 | 0.65 | 2.45 |  | 15h30 | 0 | 0 |  | 15h30 | 0.29 | 1.35 |  | 15h30 | 0.2 | 2.88 |  | 15h30 | 0 | 0 |  | 15h30 | 0.05 | 1.64
16h30 | 0.92 | 2.96 |  |  | 16h30 | 0 | 0 |  |  | 16h30 | 0.64 | 2.31 |  |  | 16h30 | 0.85 | 2.77 |  |  | 16h30 | 0 | 0 |  |  | 16h30 | 0.59 | 2.15 |  |  | 16h30 | 0.76 | 2.68 |  |  | 16h30 | 0 | 0 |  |  | 16h30 | 0.48 | 1.94 |  |  | 16h30 | 0.64 | 2.38 |  |  | 16h30 | 0 | 0 |  |  | 16h30 | 0.39 | 1.71 |  |  | 16h30 | 0.42 | 2.75 |  |  | 16h30 | 0 | 0 |  |  | 16h30 | 0.25 | 2.15 |  |  | 16h30 | 0.74 | 2.52 |  | 16h30 | 0 | 0 |  | 16h30 | 0.46 | 1.77 |  | 16h30 | 0.68 | 2.38 |  | 16h30 | 0 | 0 |  | 16h30 | 0.42 | 1.68 |  | 16h30 | 0.61 | 2.25 |  | 16h30 | 0 | 0 |  | 16h30 | 0.35 | 1.53 |  | 16h30 | 0.52 | 2.02 |  | 16h30 | 0 | 0 |  | 16h30 | 0.3 | 1.36 |  | 16h30 | 0.2 | 2.37 |  | 16h30 | 0 | 0 |  | 16h30 | 0.08 | 1.67
17h30 | 0.87 | 2.82 |  |  | 17h30 | 0 | 0 |  |  | 17h30 | 0.73 | 2.48 |  |  | 17h30 | 0.82 | 2.69 |  |  | 17h30 | 0 | 0 |  |  | 17h30 | 0.68 | 2.35 |  |  | 17h30 | 0.72 | 2.5 |  |  | 17h30 | 0 | 0 |  |  | 17h30 | 0.56 | 2.09 |  |  | 17h30 | 0.61 | 2.24 |  |  | 17h30 | 0 | 0 |  |  | 17h30 | 0.46 | 1.85 |  |  | 17h30 | 0.52 | 2.67 |  |  | 17h30 | 0 | 0 |  |  | 17h30 | 0.38 | 2.34 |  |  | 17h30 | 0.71 | 2.38 |  | 17h30 | 0 | 0 |  | 17h30 | 0.53 | 1.92 |  | 17h30 | 0.67 | 2.28 |  | 17h30 | 0 | 0 |  | 17h30 | 0.5 | 1.84 |  | 17h30 | 0.59 | 2.14 |  | 17h30 | 0 | 0 |  | 17h30 | 0.42 | 1.67 |  | 17h30 | 0.51 | 1.93 |  | 17h30 | 0 | 0 |  | 17h30 | 0.36 | 1.49 |  | 17h30 | 0.3 | 2.29 |  | 17h30 | 0 | 0 |  | 17h30 | 0.19 | 1.84
18h30 | 0.9 | 2.87 |  |  | 18h30 | 0.86 | 2.5 |  |  | 18h30 | 0.82 | 2.67 |  |  | 18h30 | 0.86 | 2.78 |  |  | 18h30 | 0.84 | 2.46 |  |  | 18h30 | 0.77 | 2.57 |  |  | 18h30 | 0.75 | 2.52 |  |  | 18h30 | 0.79 | 2.41 |  |  | 18h30 | 0.64 | 2.28 |  |  | 18h30 | 0.64 | 2.26 |  |  | 18h30 | 0.73 | 2.29 |  |  | 18h30 | 0.54 | 2.02 |  |  | 18h30 | 0.7 | 2.74 |  |  | 18h30 | 0.68 | 2.38 |  |  | 18h30 | 0.6 | 2.54 |  |  | 18h30 | 0.72 | 2.39 |  | 18h30 | 0.71 | 2.17 |  | 18h30 | 0.6 | 2.09 |  | 18h30 | 0.69 | 2.31 |  | 18h30 | 0.69 | 2.14 |  | 18h30 | 0.58 | 2.02 |  | 18h30 | 0.61 | 2.15 |  | 18h30 | 0.65 | 2.06 |  | 18h30 | 0.49 | 1.83 |  | 18h30 | 0.53 | 1.95 |  | 18h30 | 0.59 | 1.95 |  | 18h30 | 0.42 | 1.65 |  | 18h30 | 0.46 | 2.32 |  | 18h30 | 0.46 | 2.07 |  | 18h30 | 0.36 | 2.03
19h30 | 0.72 | 2.62 |  |  | 19h30 | 1.41 | 4.21 |  |  | 19h30 | 0.67 | 2.5 |  |  | 19h30 | 0.68 | 2.55 |  |  | 19h30 | 1.33 | 4.07 |  |  | 19h30 | 0.62 | 2.41 |  |  | 19h30 | 0.56 | 2.25 |  |  | 19h30 | 1.24 | 3.95 |  |  | 19h30 | 0.49 | 2.1 |  |  | 19h30 | 0.45 | 1.99 |  |  | 19h30 | 1.07 | 3.6 |  |  | 19h30 | 0.38 | 1.82 |  |  | 19h30 | 0.61 | 2.52 |  |  | 19h30 | 1.03 | 3.91 |  |  | 19h30 | 0.56 | 2.39 |  |  | 19h30 | 0.53 | 2.11 |  | 19h30 | 1.11 | 3.55 |  | 19h30 | 0.44 | 1.9 |  | 19h30 | 0.5 | 2.05 |  | 19h30 | 1.05 | 3.43 |  | 19h30 | 0.42 | 1.84 |  | 19h30 | 0.42 | 1.86 |  | 19h30 | 0.95 | 3.27 |  | 19h30 | 0.33 | 1.63 |  | 19h30 | 0.34 | 1.67 |  | 19h30 | 0.83 | 2.99 |  | 19h30 | 0.26 | 1.45 |  | 19h30 | 0.38 | 2.06 |  | 19h30 | 0.64 | 3.3 |  | 19h30 | 0.28 | 1.86
20h30 | 0.53 | 2.4 |  |  | 20h30 | 1.26 | 4.18 |  |  | 20h30 | 0.56 | 2.32 |  |  | 20h30 | 0.49 | 2.33 |  |  | 20h30 | 1.15 | 3.98 |  |  | 20h30 | 0.52 | 2.23 |  |  | 20h30 | 0.36 | 2.01 |  |  | 20h30 | 1.04 | 3.81 |  |  | 20h30 | 0.4 | 1.92 |  |  | 20h30 | 0.26 | 1.74 |  |  | 20h30 | 0.83 | 3.35 |  |  | 20h30 | 0.28 | 1.62 |  |  | 20h30 | 0.46 | 2.31 |  |  | 20h30 | 0.89 | 3.84 |  |  | 20h30 | 0.42 | 2.22 |  |  | 20h30 | 0.32 | 1.84 |  | 20h30 | 0.95 | 3.51 |  | 20h30 | 0.35 | 1.69 |  | 20h30 | 0.3 | 1.79 |  | 20h30 | 0.88 | 3.34 |  | 20h30 | 0.32 | 1.64 |  | 20h30 | 0.23 | 1.59 |  | 20h30 | 0.77 | 3.16 |  | 20h30 | 0.23 | 1.43 |  | 20h30 | 0.19 | 1.4 |  | 20h30 | 0.63 | 2.81 |  | 20h30 | 0.16 | 1.24 |  | 20h30 | 0.23 | 1.82 |  | 20h30 | 0.52 | 3.23 |  | 20h30 | 0.16 | 1.67
21h30 | 0.54 | 2.47 |  |  | 21h30 | 0.86 | 3.24 |  |  | 21h30 | 0.56 | 2.41 |  |  | 21h30 | 0.5 | 2.39 |  |  | 21h30 | 0.8 | 3.13 |  |  | 21h30 | 0.51 | 2.31 |  |  | 21h30 | 0.37 | 2.07 |  |  | 21h30 | 0.7 | 2.93 |  |  | 21h30 | 0.38 | 2.01 |  |  | 21h30 | 0.26 | 1.78 |  |  | 21h30 | 0.56 | 2.6 |  |  | 21h30 | 0.25 | 1.69 |  |  | 21h30 | 0.49 | 2.39 |  |  | 21h30 | 0.7 | 3.06 |  |  | 21h30 | 0.46 | 2.33 |  |  | 21h30 | 0.32 | 1.86 |  | 21h30 | 0.65 | 2.75 |  | 21h30 | 0.33 | 1.75 |  | 21h30 | 0.3 | 1.82 |  | 21h30 | 0.61 | 2.66 |  | 21h30 | 0.3 | 1.71 |  | 21h30 | 0.22 | 1.6 |  | 21h30 | 0.52 | 2.49 |  | 21h30 | 0.2 | 1.48 |  | 21h30 | 0.16 | 1.41 |  | 21h30 | 0.42 | 2.24 |  | 21h30 | 0.13 | 1.3 |  | 21h30 | 0.26 | 1.85 |  | 21h30 | 0.43 | 2.61 |  | 21h30 | 0.21 | 1.75
22h30 | 0.57 | 2.53 |  |  | 22h30 | 0.72 | 2.92 |  |  | 22h30 | 0.56 | 2.5 |  |  | 22h30 | 0.53 | 2.44 |  |  | 22h30 | 0.68 | 2.83 |  |  | 22h30 | 0.51 | 2.38 |  |  | 22h30 | 0.39 | 2.13 |  |  | 22h30 | 0.56 | 2.59 |  |  | 22h30 | 0.38 | 2.08 |  |  | 22h30 | 0.26 | 1.82 |  |  | 22h30 | 0.44 | 2.29 |  |  | 22h30 | 0.25 | 1.75 |  |  | 22h30 | 0.53 | 2.46 |  |  | 22h30 | 0.64 | 2.8 |  |  | 22h30 | 0.51 | 2.42 |  |  | 22h30 | 0.33 | 1.88 |  | 22h30 | 0.52 | 2.41 |  | 22h30 | 0.33 | 1.8 |  | 22h30 | 0.31 | 1.85 |  | 22h30 | 0.5 | 2.36 |  | 22h30 | 0.3 | 1.76 |  | 22h30 | 0.22 | 1.61 |  | 22h30 | 0.41 | 2.18 |  | 22h30 | 0.2 | 1.53 |  | 22h30 | 0.16 | 1.43 |  | 22h30 | 0.33 | 1.96 |  | 22h30 | 0.13 | 1.34 |  | 22h30 | 0.3 | 1.89 |  | 22h30 | 0.4 | 2.34 |  | 22h30 | 0.26 | 1.81
23h30 | 0.58 | 2.61 |  |  | 23h30 | 0.66 | 2.83 |  |  | 23h30 | 0.56 | 2.58 |  |  | 23h30 | 0.53 | 2.5 |  |  | 23h30 | 0.62 | 2.75 |  |  | 23h30 | 0.51 | 2.45 |  |  | 23h30 | 0.39 | 2.2 |  |  | 23h30 | 0.5 | 2.47 |  |  | 23h30 | 0.37 | 2.16 |  |  | 23h30 | 0.26 | 1.87 |  |  | 23h30 | 0.38 | 2.17 |  |  | 23h30 | 0.24 | 1.81 |  |  | 23h30 | 0.53 | 2.53 |  |  | 23h30 | 0.6 | 2.73 |  |  | 23h30 | 0.52 | 2.5 |  |  | 23h30 | 0.33 | 1.92 |  | 23h30 | 0.45 | 2.26 |  | 23h30 | 0.31 | 1.86 |  | 23h30 | 0.31 | 1.89 |  | 23h30 | 0.43 | 2.22 |  | 23h30 | 0.29 | 1.82 |  | 23h30 | 0.21 | 1.65 |  | 23h30 | 0.35 | 2.03 |  | 23h30 | 0.19 | 1.58 |  | 23h30 | 0.14 | 1.46 |  | 23h30 | 0.3 | 1.82 |  | 23h30 | 0.12 | 1.39 |  | 23h30 | 0.3 | 1.94 |  | 23h30 | 0.38 | 2.23 |  | 23h30 | 0.28 | 1.89
00h30 | 0.48 | 1.97 |  |  | 00h30 | 0.28 | 1.53 |  |  | 00h30 | 0.56 | 2.37 |  |  | 00h30 | 0.43 | 1.85 |  |  | 00h30 | 0.24 | 1.45 |  |  | 00h30 | 0.51 | 2.23 |  |  | 00h30 | 0.35 | 1.7 |  |  | 00h30 | 0.12 | 1.19 |  |  | 00h30 | 0.37 | 1.98 |  |  | 00h30 | 0.25 | 1.47 |  |  | 00h30 | 0.02 | 0.91 |  |  | 00h30 | 0.24 | 1.68 |  |  | 00h30 | 0.32 | 1.89 |  |  | 00h30 | 0.23 | 1.46 |  |  | 00h30 | 0.36 | 2.29 |  |  | 00h30 | 0.3 | 1.48 |  | 00h30 | 0.07 | 0.97 |  | 00h30 | 0.31 | 1.7 |  | 00h30 | 0.28 | 1.44 |  | 00h30 | 0.06 | 0.94 |  | 00h30 | 0.29 | 1.66 |  | 00h30 | 0.21 | 1.29 |  | 00h30 | 0 | 0.75 |  | 00h30 | 0.19 | 1.44 |  | 00h30 | 0.14 | 1.17 |  | 00h30 | 0 | 0.58 |  | 00h30 | 0.12 | 1.27 |  | 00h30 | 0.16 | 1.47 |  | 00h30 | 0.07 | 0.96 |  | 00h30 | 0.16 | 1.73
01h30 | 0.33 | 1.28 |  |  | 01h30 | 0.23 | 0.98 |  |  | 01h30 | 0.36 | 1.45 |  |  | 01h30 | 0.3 | 1.17 |  |  | 01h30 | 0.2 | 0.93 |  |  | 01h30 | 0.32 | 1.32 |  |  | 01h30 | 0.23 | 1.01 |  |  | 01h30 | 0.09 | 0.74 |  |  | 01h30 | 0.22 | 1.11 |  |  | 01h30 | 0.15 | 0.81 |  |  | 01h30 | 0.02 | 0.53 |  |  | 01h30 | 0.13 | 0.84 |  |  | 01h30 | 0.24 | 1.22 |  |  | 01h30 | 0.2 | 0.94 |  |  | 01h30 | 0.26 | 1.39 |  |  | 01h30 | 0.15 | 0.76 |  | 01h30 | 0.05 | 0.55 |  | 01h30 | 0.14 | 0.82 |  | 01h30 | 0.15 | 0.73 |  | 01h30 | 0.03 | 0.53 |  | 01h30 | 0.13 | 0.79 |  | 01h30 | 0.11 | 0.59 |  | 01h30 | 0 | 0.35 |  | 01h30 | 0.09 | 0.61 |  | 01h30 | 0.04 | 0.47 |  | 01h30 | 0 | 0.24 |  | 01h30 | 0.01 | 0.47 |  | 01h30 | 0.09 | 0.77 |  | 01h30 | 0.04 | 0.56 |  | 01h30 | 0.09 | 0.85
02h30 | 0.33 | 1.28 |  |  | 02h30 | 0.4 | 1.38 |  |  | 02h30 | 0.36 | 1.45 |  |  | 02h30 | 0.31 | 1.17 |  |  | 02h30 | 0.37 | 1.3 |  |  | 02h30 | 0.32 | 1.32 |  |  | 02h30 | 0.23 | 1.01 |  |  | 02h30 | 0.26 | 1.13 |  |  | 02h30 | 0.22 | 1.11 |  |  | 02h30 | 0.15 | 0.81 |  |  | 02h30 | 0.18 | 0.9 |  |  | 02h30 | 0.13 | 0.84 |  |  | 02h30 | 0.33 | 1.22 |  |  | 02h30 | 0.37 | 1.33 |  |  | 02h30 | 0.31 | 1.39 |  |  | 02h30 | 0.15 | 0.76 |  | 02h30 | 0.22 | 0.85 |  | 02h30 | 0.14 | 0.82 |  | 02h30 | 0.15 | 0.73 |  | 02h30 | 0.2 | 0.83 |  | 02h30 | 0.13 | 0.79 |  | 02h30 | 0.11 | 0.59 |  | 02h30 | 0.13 | 0.66 |  | 02h30 | 0.09 | 0.61 |  | 02h30 | 0.04 | 0.47 |  | 02h30 | 0.08 | 0.56 |  | 02h30 | 0.01 | 0.47 |  | 02h30 | 0.14 | 0.77 |  | 02h30 | 0.19 | 0.86 |  | 02h30 | 0.13 | 0.85
03h30 | 0.48 | 1.59 |  |  | 03h30 | 0.55 | 1.79 |  |  | 03h30 | 0.49 | 1.63 |  |  | 03h30 | 0.43 | 1.44 |  |  | 03h30 | 0.5 | 1.64 |  |  | 03h30 | 0.43 | 1.46 |  |  | 03h30 | 0.32 | 1.25 |  |  | 03h30 | 0.39 | 1.44 |  |  | 03h30 | 0.32 | 1.29 |  |  | 03h30 | 0.21 | 0.98 |  |  | 03h30 | 0.3 | 1.13 |  |  | 03h30 | 0.19 | 1 |  |  | 03h30 | 0.45 | 1.51 |  |  | 03h30 | 0.5 | 1.71 |  |  | 03h30 | 0.43 | 1.56 |  |  | 03h30 | 0.25 | 0.92 |  | 03h30 | 0.3 | 1.04 |  | 03h30 | 0.24 | 0.94 |  | 03h30 | 0.24 | 0.88 |  | 03h30 | 0.29 | 1 |  | 03h30 | 0.23 | 0.9 |  | 03h30 | 0.14 | 0.71 |  | 03h30 | 0.22 | 0.84 |  | 03h30 | 0.13 | 0.73 |  | 03h30 | 0.08 | 0.59 |  | 03h30 | 0.15 | 0.72 |  | 03h30 | 0.07 | 0.59 |  | 03h30 | 0.25 | 0.94 |  | 03h30 | 0.28 | 1.05 |  | 03h30 | 0.23 | 0.97
04h30 | 0.62 | 1.87 |  |  | 04h30 | 0.67 | 2 |  |  | 04h30 | 0.59 | 1.8 |  |  | 04h30 | 0.54 | 1.69 |  |  | 04h30 | 0.61 | 1.84 |  |  | 04h30 | 0.51 | 1.61 |  |  | 04h30 | 0.42 | 1.51 |  |  | 04h30 | 0.49 | 1.65 |  |  | 04h30 | 0.4 | 1.44 |  |  | 04h30 | 0.3 | 1.13 |  |  | 04h30 | 0.36 | 1.31 |  |  | 04h30 | 0.28 | 1.07 |  |  | 04h30 | 0.57 | 1.79 |  |  | 04h30 | 0.61 | 1.92 |  |  | 04h30 | 0.54 | 1.73 |  |  | 04h30 | 0.31 | 1.04 |  | 04h30 | 0.38 | 1.23 |  | 04h30 | 0.29 | 0.98 |  | 04h30 | 0.29 | 0.99 |  | 04h30 | 0.36 | 1.18 |  | 04h30 | 0.28 | 0.92 |  | 04h30 | 0.22 | 0.82 |  | 04h30 | 0.29 | 0.99 |  | 04h30 | 0.2 | 0.78 |  | 04h30 | 0.16 | 0.69 |  | 04h30 | 0.22 | 0.84 |  | 04h30 | 0.15 | 0.66 |  | 04h30 | 0.32 | 1.07 |  | 04h30 | 0.35 | 1.24 |  | 04h30 | 0.3 | 1.01
05h30 | 0.7 | 2.03 |  |  | 05h30 | 0.73 | 2.11 |  |  | 05h30 | 0.66 | 1.94 |  |  | 05h30 | 0.62 | 1.84 |  |  | 05h30 | 0.66 | 1.94 |  |  | 05h30 | 0.58 | 1.73 |  |  | 05h30 | 0.5 | 1.68 |  |  | 05h30 | 0.56 | 1.8 |  |  | 05h30 | 0.47 | 1.6 |  |  | 05h30 | 0.35 | 1.27 |  |  | 05h30 | 0.4 | 1.44 |  |  | 05h30 | 0.34 | 1.21 |  |  | 05h30 | 0.64 | 1.95 |  |  | 05h30 | 0.67 | 2.03 |  |  | 05h30 | 0.61 | 1.86 |  |  | 05h30 | 0.37 | 1.19 |  | 05h30 | 0.44 | 1.36 |  | 05h30 | 0.35 | 1.12 |  | 05h30 | 0.34 | 1.13 |  | 05h30 | 0.42 | 1.3 |  | 05h30 | 0.33 | 1.05 |  | 05h30 | 0.27 | 0.94 |  | 05h30 | 0.33 | 1.12 |  | 05h30 | 0.25 | 0.89 |  | 05h30 | 0.21 | 0.77 |  | 05h30 | 0.26 | 0.93 |  | 05h30 | 0.2 | 0.76 |  | 05h30 | 0.37 | 1.22 |  | 05h30 | 0.42 | 1.36 |  | 05h30 | 0.35 | 1.15
06h30 | 0.73 | 2.08 |  |  | 06h30 | 0.74 | 2.13 |  |  | 06h30 | 0.7 | 2.03 |  |  | 06h30 | 0.65 | 1.88 |  |  | 06h30 | 0.68 | 1.95 |  |  | 06h30 | 0.62 | 1.81 |  |  | 06h30 | 0.54 | 1.76 |  |  | 06h30 | 0.59 | 1.84 |  |  | 06h30 | 0.53 | 1.71 |  |  | 06h30 | 0.38 | 1.36 |  |  | 06h30 | 0.43 | 1.48 |  |  | 06h30 | 0.37 | 1.32 |  |  | 06h30 | 0.67 | 2 |  |  | 06h30 | 0.68 | 2.05 |  |  | 06h30 | 0.65 | 1.95 |  |  | 06h30 | 0.43 | 1.29 |  | 06h30 | 0.48 | 1.41 |  | 06h30 | 0.41 | 1.24 |  | 06h30 | 0.4 | 1.21 |  | 06h30 | 0.45 | 1.34 |  | 06h30 | 0.38 | 1.16 |  | 06h30 | 0.3 | 1.04 |  | 06h30 | 0.36 | 1.18 |  | 06h30 | 0.29 | 0.99 |  | 06h30 | 0.24 | 0.83 |  | 06h30 | 0.28 | 0.99 |  | 06h30 | 0.23 | 0.81 |  | 06h30 | 0.42 | 1.31 |  | 06h30 | 0.45 | 1.42 |  | 06h30 | 0.4 | 1.26
07h30 | 1.11 | 3.3 |  |  | 07h30 | 1.12 | 3.32 |  |  | 07h30 | 1.1 | 3.26 |  |  | 07h30 | 1.02 | 3.05 |  |  | 07h30 | 1.04 | 3.11 |  |  | 07h30 | 1 | 3 |  |  | 07h30 | 0.91 | 2.95 |  |  | 07h30 | 0.94 | 3.01 |  |  | 07h30 | 0.89 | 2.91 |  |  | 07h30 | 0.69 | 2.48 |  |  | 07h30 | 0.76 | 2.58 |  |  | 07h30 | 0.67 | 2.44 |  |  | 07h30 | 1.03 | 3.2 |  |  | 07h30 | 1.05 | 3.23 |  |  | 07h30 | 1.02 | 3.16 |  |  | 07h30 | 0.78 | 2.41 |  | 07h30 | 0.82 | 2.51 |  | 07h30 | 0.76 | 2.37 |  | 07h30 | 0.73 | 2.31 |  | 07h30 | 0.78 | 2.43 |  | 07h30 | 0.71 | 2.25 |  | 07h30 | 0.6 | 2.11 |  | 07h30 | 0.68 | 2.25 |  | 07h30 | 0.59 | 2.06 |  | 07h30 | 0.44 | 1.83 |  | 07h30 | 0.55 | 2.01 |  | 07h30 | 0.41 | 1.76 |  | 07h30 | 0.75 | 2.43 |  | 07h30 | 0.78 | 2.52 |  | 07h30 | 0.74 | 2.38
08h30 | 1.28 | 3.9 |  |  | 08h30 | 1.29 | 3.92 |  |  | 08h30 | 1.27 | 3.88 |  |  | 08h30 | 1.18 | 3.64 |  |  | 08h30 | 1.2 | 3.69 |  |  | 08h30 | 1.17 | 3.6 |  |  | 08h30 | 1.07 | 3.55 |  |  | 08h30 | 1.1 | 3.59 |  |  | 08h30 | 1.06 | 3.52 |  |  | 08h30 | 0.87 | 3.08 |  |  | 08h30 | 0.92 | 3.16 |  |  | 08h30 | 0.85 | 3.05 |  |  | 08h30 | 1.2 | 3.79 |  |  | 08h30 | 1.21 | 3.82 |  |  | 08h30 | 1.19 | 3.77 |  |  | 08h30 | 0.96 | 3.03 |  | 08h30 | 0.99 | 3.11 |  | 08h30 | 0.94 | 3 |  | 08h30 | 0.91 | 2.92 |  | 08h30 | 0.95 | 3.02 |  | 08h30 | 0.89 | 2.87 |  | 08h30 | 0.79 | 2.73 |  | 08h30 | 0.85 | 2.85 |  | 08h30 | 0.77 | 2.69 |  | 08h30 | 0.63 | 2.44 |  | 08h30 | 0.73 | 2.6 |  | 08h30 | 0.6 | 2.39 |  | 08h30 | 0.93 | 3.05 |  | 08h30 | 0.96 | 3.12 |  | 08h30 | 0.92 | 3.01
09h30 | 0.34 | 0.94 |  |  | 09h30 | 0.66 | 2.07 |  |  | 09h30 | 1.32 | 3.92 |  |  | 09h30 | 0.32 | 0.88 |  |  | 09h30 | 0.61 | 1.94 |  |  | 09h30 | 1.23 | 3.67 |  |  | 09h30 | 0.32 | 0.93 |  |  | 09h30 | 0.55 | 1.87 |  |  | 09h30 | 1.13 | 3.59 |  |  | 09h30 | 0.29 | 0.84 |  |  | 09h30 | 0.44 | 1.64 |  |  | 09h30 | 0.99 | 3.21 |  |  | 09h30 | 0.39 | 0.92 |  |  | 09h30 | 0.56 | 1.97 |  |  | 09h30 | 1.22 | 3.82 |  |  | 09h30 | 0.3 | 0.84 |  | 09h30 | 0.49 | 1.63 |  | 09h30 | 1.06 | 3.19 |  | 09h30 | 0.29 | 0.81 |  | 09h30 | 0.47 | 1.56 |  | 09h30 | 1.02 | 3.09 |  | 09h30 | 0.29 | 0.82 |  | 09h30 | 0.4 | 1.47 |  | 09h30 | 0.94 | 2.96 |  | 09h30 | 0.29 | 0.78 |  | 09h30 | 0.34 | 1.32 |  | 09h30 | 0.88 | 2.75 |  | 09h30 | 0.35 | 0.85 |  | 09h30 | 0.42 | 1.59 |  | 09h30 | 1.01 | 3.21
10h30 | 0 | 0 |  |  | 10h30 | 0 | 0 |  |  | 10h30 | 1.23 | 3.63 |  |  | 10h30 | 0 | 0 |  |  | 10h30 | 0 | 0 |  |  | 10h30 | 1.15 | 3.39 |  |  | 10h30 | 0 | 0 |  |  | 10h30 | 0 | 0 |  |  | 10h30 | 1.05 | 3.29 |  |  | 10h30 | 0 | 0 |  |  | 10h30 | 0 | 0 |  |  | 10h30 | 0.92 | 2.94 |  |  | 10h30 | 0 | 0 |  |  | 10h30 | 0 | 0 |  |  | 10h30 | 1.09 | 3.53 |  |  | 10h30 | 0 | 0 |  | 10h30 | 0 | 0 |  | 10h30 | 0.99 | 2.95 |  | 10h30 | 0 | 0 |  | 10h30 | 0 | 0 |  | 10h30 | 0.96 | 2.84 |  | 10h30 | 0 | 0 |  | 10h30 | 0 | 0 |  | 10h30 | 0.88 | 2.72 |  | 10h30 | 0 | 0 |  | 10h30 | 0 | 0 |  | 10h30 | 0.82 | 2.53 |  | 10h30 | 0 | 0 |  | 10h30 | 0 | 0 |  | 10h30 | 0.9 | 2.96
11h30 | 0 | 0 |  |  | 11h30 | 0 | 0 |  |  | 11h30 | 1.07 | 3.2 |  |  | 11h30 | 0 | 0 |  |  | 11h30 | 0 | 0 |  |  | 11h30 | 0.98 | 2.96 |  |  | 11h30 | 0 | 0 |  |  | 11h30 | 0 | 0 |  |  | 11h30 | 0.88 | 2.83 |  |  | 11h30 | 0 | 0 |  |  | 11h30 | 0 | 0 |  |  | 11h30 | 0.75 | 2.51 |  |  | 11h30 | 0 | 0 |  |  | 11h30 | 0 | 0 |  |  | 11h30 | 0.9 | 3.1 |  |  | 11h30 | 0 | 0 |  | 11h30 | 0 | 0 |  | 11h30 | 0.83 | 2.53 |  | 11h30 | 0 | 0 |  | 11h30 | 0 | 0 |  | 11h30 | 0.79 | 2.42 |  | 11h30 | 0 | 0 |  | 11h30 | 0 | 0 |  | 11h30 | 0.72 | 2.31 |  | 11h30 | 0 | 0 |  | 11h30 | 0 | 0 |  | 11h30 | 0.65 | 2.12 |  | 11h30 | 0 | 0 |  | 11h30 | 0 | 0 |  | 11h30 | 0.72 | 2.53
12h30 | 0 | 0 |  |  | 12h30 | 0 | 0 |  |  | 12h30 | 0.97 | 2.92 |  |  | 12h30 | 0 | 0 |  |  | 12h30 | 0 | 0 |  |  | 12h30 | 0.89 | 2.68 |  |  | 12h30 | 0 | 0 |  |  | 12h30 | 0 | 0 |  |  | 12h30 | 0.77 | 2.54 |  |  | 12h30 | 0 | 0 |  |  | 12h30 | 0 | 0 |  |  | 12h30 | 0.66 | 2.24 |  |  | 12h30 | 0 | 0 |  |  | 12h30 | 0 | 0 |  |  | 12h30 | 0.83 | 2.82 |  |  | 12h30 | 0 | 0 |  | 12h30 | 0 | 0 |  | 12h30 | 0.73 | 2.25 |  | 12h30 | 0 | 0 |  | 12h30 | 0 | 0 |  | 12h30 | 0.7 | 2.14 |  | 12h30 | 0 | 0 |  | 12h30 | 0 | 0 |  | 12h30 | 0.62 | 2.03 |  | 12h30 | 0 | 0 |  | 12h30 | 0 | 0 |  | 12h30 | 0.56 | 1.85 |  | 12h30 | 0 | 0 |  | 12h30 | 0 | 0 |  | 12h30 | 0.64 | 2.25
13h30 | 0.74 | 2.21 |  |  | 13h30 | 0 | 0 |  |  | 13h30 | 0.92 | 2.78 |  |  | 13h30 | 0.72 | 2.12 |  |  | 13h30 | 0 | 0 |  |  | 13h30 | 0.84 | 2.54 |  |  | 13h30 | 0.69 | 2.13 |  |  | 13h30 | 0 | 0 |  |  | 13h30 | 0.72 | 2.38 |  |  | 13h30 | 0.64 | 1.97 |  |  | 13h30 | 0 | 0 |  |  | 13h30 | 0.61 | 2.1 |  |  | 13h30 | 0.72 | 2.18 |  |  | 13h30 | 0 | 0 |  |  | 13h30 | 0.81 | 2.67 |  |  | 13h30 | 0.62 | 1.85 |  | 13h30 | 0 | 0 |  | 13h30 | 0.69 | 2.12 |  | 13h30 | 0.6 | 1.8 |  | 13h30 | 0 | 0 |  | 13h30 | 0.65 | 2 |  | 13h30 | 0.56 | 1.74 |  | 13h30 | 0 | 0 |  | 13h30 | 0.57 | 1.88 |  | 13h30 | 0.53 | 1.65 |  | 13h30 | 0 | 0 |  | 13h30 | 0.51 | 1.71 |  | 13h30 | 0.59 | 1.84 |  | 13h30 | 0 | 0 |  | 13h30 | 0.61 | 2.11
14h30 | 1.49 | 4.11 |  |  | 14h30 | 0 | 0 |  |  | 14h30 | 0.9 | 2.72 |  |  | 14h30 | 1.38 | 3.81 |  |  | 14h30 | 0 | 0 |  |  | 14h30 | 0.83 | 2.49 |  |  | 14h30 | 1.29 | 3.79 |  |  | 14h30 | 0 | 0 |  |  | 14h30 | 0.71 | 2.32 |  |  | 14h30 | 1.12 | 3.39 |  |  | 14h30 | 0 | 0 |  |  | 14h30 | 0.59 | 2.04 |  |  | 14h30 | 1.36 | 3.97 |  |  | 14h30 | 0 | 0 |  |  | 14h30 | 0.81 | 2.62 |  |  | 14h30 | 1.17 | 3.3 |  | 14h30 | 0 | 0 |  | 14h30 | 0.67 | 2.06 |  | 14h30 | 1.11 | 3.14 |  | 14h30 | 0 | 0 |  | 14h30 | 0.64 | 1.96 |  | 14h30 | 1.02 | 3.01 |  | 14h30 | 0 | 0 |  | 14h30 | 0.56 | 1.82 |  | 14h30 | 0.92 | 2.76 |  | 14h30 | 0 | 0 |  | 14h30 | 0.49 | 1.65 |  | 14h30 | 1.08 | 3.26 |  | 14h30 | 0 | 0 |  | 14h30 | 0.62 | 2.06
15h30 | 1.64 | 4.48 |  |  | 15h30 | 0 | 0 |  |  | 15h30 | 0.91 | 2.72 |  |  | 15h30 | 1.48 | 4.06 |  |  | 15h30 | 0 | 0 |  |  | 15h30 | 0.83 | 2.5 |  |  | 15h30 | 1.34 | 4.01 |  |  | 15h30 | 0 | 0 |  |  | 15h30 | 0.71 | 2.31 |  |  | 15h30 | 1.12 | 3.5 |  |  | 15h30 | 0 | 0 |  |  | 15h30 | 0.6 | 2.05 |  |  | 15h30 | 1.44 | 4.27 |  |  | 15h30 | 0 | 0 |  |  | 15h30 | 0.83 | 2.62 |  |  | 15h30 | 1.26 | 3.54 |  | 15h30 | 0 | 0 |  | 15h30 | 0.68 | 2.07 |  | 15h30 | 1.18 | 3.33 |  | 15h30 | 0 | 0 |  | 15h30 | 0.64 | 1.96 |  | 15h30 | 1.06 | 3.18 |  | 15h30 | 0 | 0 |  | 15h30 | 0.55 | 1.82 |  | 15h30 | 0.93 | 2.86 |  | 15h30 | 0 | 0 |  | 15h30 | 0.49 | 1.64 |  | 15h30 | 1.13 | 3.49 |  | 15h30 | 0 | 0 |  | 15h30 | 0.63 | 2.07
16h30 | 1.24 | 3.51 |  |  | 16h30 | 0 | 0 |  |  | 16h30 | 0.92 | 2.76 |  |  | 16h30 | 1.14 | 3.25 |  |  | 16h30 | 0 | 0 |  |  | 16h30 | 0.85 | 2.55 |  |  | 16h30 | 1.04 | 3.16 |  |  | 16h30 | 0 | 0 |  |  | 16h30 | 0.72 | 2.35 |  |  | 16h30 | 0.89 | 2.82 |  |  | 16h30 | 0 | 0 |  |  | 16h30 | 0.61 | 2.08 |  |  | 16h30 | 1.13 | 3.39 |  |  | 16h30 | 0 | 0 |  |  | 16h30 | 0.85 | 2.67 |  |  | 16h30 | 1 | 2.91 |  | 16h30 | 0 | 0 |  | 16h30 | 0.69 | 2.11 |  | 16h30 | 0.95 | 2.76 |  | 16h30 | 0 | 0 |  | 16h30 | 0.65 | 2 |  | 16h30 | 0.85 | 2.63 |  | 16h30 | 0 | 0 |  | 16h30 | 0.56 | 1.85 |  | 16h30 | 0.75 | 2.39 |  | 16h30 | 0 | 0 |  | 16h30 | 0.49 | 1.67 |  | 16h30 | 0.93 | 2.89 |  | 16h30 | 0 | 0 |  | 16h30 | 0.65 | 2.11
17h30 | 1.08 | 3.17 |  |  | 17h30 | 0 | 0 |  |  | 17h30 | 0.93 | 2.8 |  |  | 17h30 | 1.01 | 2.97 |  |  | 17h30 | 0 | 0 |  |  | 17h30 | 0.86 | 2.6 |  |  | 17h30 | 0.9 | 2.82 |  |  | 17h30 | 0 | 0 |  |  | 17h30 | 0.73 | 2.39 |  |  | 17h30 | 0.78 | 2.54 |  |  | 17h30 | 0 | 0 |  |  | 17h30 | 0.62 | 2.12 |  |  | 17h30 | 1.01 | 3.08 |  |  | 17h30 | 0 | 0 |  |  | 17h30 | 0.87 | 2.71 |  |  | 17h30 | 0.88 | 2.62 |  | 17h30 | 0 | 0 |  | 17h30 | 0.7 | 2.14 |  | 17h30 | 0.84 | 2.5 |  | 17h30 | 0 | 0 |  | 17h30 | 0.66 | 2.04 |  | 17h30 | 0.75 | 2.37 |  | 17h30 | 0 | 0 |  | 17h30 | 0.57 | 1.88 |  | 17h30 | 0.67 | 2.17 |  | 17h30 | 0 | 0 |  | 17h30 | 0.5 | 1.7 |  | 17h30 | 0.83 | 2.62 |  | 17h30 | 0 | 0 |  | 17h30 | 0.67 | 2.15
18h30 | 1.02 | 3.04 |  |  | 18h30 | 0.85 | 2.46 |  |  | 18h30 | 0.94 | 2.82 |  |  | 18h30 | 0.96 | 2.86 |  |  | 18h30 | 0.87 | 2.49 |  |  | 18h30 | 0.87 | 2.63 |  |  | 18h30 | 0.84 | 2.67 |  |  | 18h30 | 0.84 | 2.45 |  |  | 18h30 | 0.74 | 2.41 |  |  | 18h30 | 0.73 | 2.4 |  |  | 18h30 | 0.8 | 2.38 |  |  | 18h30 | 0.63 | 2.14 |  |  | 18h30 | 0.97 | 2.96 |  |  | 18h30 | 0.87 | 2.46 |  |  | 18h30 | 0.88 | 2.74 |  |  | 18h30 | 0.82 | 2.47 |  | 18h30 | 0.77 | 2.23 |  | 18h30 | 0.7 | 2.16 |  | 18h30 | 0.79 | 2.37 |  | 18h30 | 0.76 | 2.2 |  | 18h30 | 0.67 | 2.07 |  | 18h30 | 0.7 | 2.23 |  | 18h30 | 0.72 | 2.14 |  | 18h30 | 0.58 | 1.9 |  | 18h30 | 0.62 | 2.04 |  | 18h30 | 0.67 | 2.04 |  | 18h30 | 0.51 | 1.72 |  | 18h30 | 0.79 | 2.48 |  | 18h30 | 0.76 | 2.24 |  | 18h30 | 0.68 | 2.17
19h30 | 0.8 | 2.69 |  |  | 19h30 | 1.58 | 4.46 |  |  | 19h30 | 0.74 | 2.55 |  |  | 19h30 | 0.74 | 2.51 |  |  | 19h30 | 1.49 | 4.25 |  |  | 19h30 | 0.68 | 2.35 |  |  | 19h30 | 0.61 | 2.3 |  |  | 19h30 | 1.42 | 4.25 |  |  | 19h30 | 0.55 | 2.14 |  |  | 19h30 | 0.5 | 2.03 |  |  | 19h30 | 1.26 | 3.91 |  |  | 19h30 | 0.43 | 1.86 |  |  | 19h30 | 0.74 | 2.61 |  |  | 19h30 | 1.5 | 4.35 |  |  | 19h30 | 0.69 | 2.47 |  |  | 19h30 | 0.59 | 2.1 |  | 19h30 | 1.29 | 3.77 |  | 19h30 | 0.51 | 1.89 |  | 19h30 | 0.56 | 2.01 |  | 19h30 | 1.23 | 3.62 |  | 19h30 | 0.48 | 1.79 |  | 19h30 | 0.47 | 1.85 |  | 19h30 | 1.13 | 3.51 |  | 19h30 | 0.38 | 1.62 |  | 19h30 | 0.4 | 1.67 |  | 19h30 | 1.01 | 3.23 |  | 19h30 | 0.31 | 1.45 |  | 19h30 | 0.56 | 2.11 |  | 19h30 | 1.22 | 3.74 |  | 19h30 | 0.48 | 1.9
20h30 | 0.56 | 2.34 |  |  | 20h30 | 1.51 | 4.57 |  |  | 20h30 | 0.6 | 2.25 |  |  | 20h30 | 0.5 | 2.16 |  |  | 20h30 | 1.34 | 4.14 |  |  | 20h30 | 0.55 | 2.05 |  |  | 20h30 | 0.38 | 1.94 |  |  | 20h30 | 1.25 | 4.18 |  |  | 20h30 | 0.42 | 1.87 |  |  | 20h30 | 0.31 | 1.68 |  |  | 20h30 | 1.03 | 3.69 |  |  | 20h30 | 0.3 | 1.62 |  |  | 20h30 | 0.5 | 2.26 |  |  | 20h30 | 1.35 | 4.37 |  |  | 20h30 | 0.49 | 2.17 |  |  | 20h30 | 0.35 | 1.74 |  | 20h30 | 1.16 | 3.73 |  | 20h30 | 0.37 | 1.61 |  | 20h30 | 0.33 | 1.65 |  | 20h30 | 1.07 | 3.5 |  | 20h30 | 0.34 | 1.55 |  | 20h30 | 0.27 | 1.48 |  | 20h30 | 0.96 | 3.37 |  | 20h30 | 0.24 | 1.36 |  | 20h30 | 0.23 | 1.31 |  | 20h30 | 0.8 | 3.03 |  | 20h30 | 0.18 | 1.2 |  | 20h30 | 0.33 | 1.75 |  | 20h30 | 1.06 | 3.67 |  | 20h30 | 0.3 | 1.63
21h30 | 0.51 | 2.27 |  |  | 21h30 | 0.91 | 3.21 |  |  | 21h30 | 0.53 | 2.21 |  |  | 21h30 | 0.45 | 2.09 |  |  | 21h30 | 0.82 | 2.97 |  |  | 21h30 | 0.47 | 2.01 |  |  | 21h30 | 0.33 | 1.87 |  |  | 21h30 | 0.74 | 2.91 |  |  | 21h30 | 0.34 | 1.82 |  |  | 21h30 | 0.24 | 1.6 |  |  | 21h30 | 0.61 | 2.6 |  |  | 21h30 | 0.23 | 1.55 |  |  | 21h30 | 0.46 | 2.19 |  |  | 21h30 | 0.83 | 3.09 |  |  | 21h30 | 0.45 | 2.13 |  |  | 21h30 | 0.3 | 1.66 |  | 21h30 | 0.71 | 2.72 |  | 21h30 | 0.3 | 1.57 |  | 21h30 | 0.28 | 1.57 |  | 21h30 | 0.66 | 2.57 |  | 21h30 | 0.28 | 1.49 |  | 21h30 | 0.21 | 1.4 |  | 21h30 | 0.58 | 2.46 |  | 21h30 | 0.18 | 1.31 |  | 21h30 | 0.15 | 1.24 |  | 21h30 | 0.48 | 2.22 |  | 21h30 | 0.11 | 1.14 |  | 21h30 | 0.28 | 1.67 |  | 21h30 | 0.66 | 2.69 |  | 21h30 | 0.26 | 1.58
22h30 | 0.48 | 2.21 |  |  | 22h30 | 0.67 | 2.68 |  |  | 22h30 | 0.53 | 2.19 |  |  | 22h30 | 0.42 | 2.04 |  |  | 22h30 | 0.6 | 2.5 |  |  | 22h30 | 0.47 | 2.01 |  |  | 22h30 | 0.33 | 1.81 |  |  | 22h30 | 0.51 | 2.36 |  |  | 22h30 | 0.34 | 1.82 |  |  | 22h30 | 0.24 | 1.55 |  |  | 22h30 | 0.41 | 2.12 |  |  | 22h30 | 0.23 | 1.55 |  |  | 22h30 | 0.43 | 2.14 |  |  | 22h30 | 0.61 | 2.59 |  |  | 22h30 | 0.45 | 2.11 |  |  | 22h30 | 0.3 | 1.6 |  | 22h30 | 0.5 | 2.22 |  | 22h30 | 0.3 | 1.57 |  | 22h30 | 0.28 | 1.52 |  | 22h30 | 0.46 | 2.11 |  | 22h30 | 0.28 | 1.49 |  | 22h30 | 0.21 | 1.34 |  | 22h30 | 0.39 | 2 |  | 22h30 | 0.18 | 1.31 |  | 22h30 | 0.15 | 1.18 |  | 22h30 | 0.31 | 1.81 |  | 22h30 | 0.11 | 1.14 |  | 22h30 | 0.28 | 1.61 |  | 22h30 | 0.47 | 2.22 |  | 22h30 | 0.26 | 1.58
23h30 | 0.46 | 2.15 |  |  | 23h30 | 0.56 | 2.42 |  |  | 23h30 | 0.47 | 2.13 |  |  | 23h30 | 0.39 | 1.97 |  |  | 23h30 | 0.5 | 2.26 |  |  | 23h30 | 0.41 | 1.93 |  |  | 23h30 | 0.28 | 1.75 |  |  | 23h30 | 0.44 | 2.07 |  |  | 23h30 | 0.27 | 1.73 |  |  | 23h30 | 0.18 | 1.49 |  |  | 23h30 | 0.37 | 1.84 |  |  | 23h30 | 0.16 | 1.45 |  |  | 23h30 | 0.4 | 2.07 |  |  | 23h30 | 0.51 | 2.35 |  |  | 23h30 | 0.41 | 2.05 |  |  | 23h30 | 0.26 | 1.53 |  | 23h30 | 0.42 | 1.94 |  | 23h30 | 0.24 | 1.49 |  | 23h30 | 0.23 | 1.45 |  | 23h30 | 0.4 | 1.85 |  | 23h30 | 0.21 | 1.4 |  | 23h30 | 0.14 | 1.27 |  | 23h30 | 0.35 | 1.72 |  | 23h30 | 0.12 | 1.23 |  | 23h30 | 0.08 | 1.11 |  | 23h30 | 0.3 | 1.55 |  | 23h30 | 0.05 | 1.06 |  | 23h30 | 0.24 | 1.55 |  | 23h30 | 0.4 | 1.94 |  | 23h30 | 0.21 | 1.51
00h30 | 0.44 | 1.76 |  |  | 00h30 | 0.15 | 1.02 |  |  | 00h30 | 0.47 | 2.13 |  |  | 00h30 | 0.39 | 1.61 |  |  | 00h30 | 0.11 | 0.88 |  |  | 00h30 | 0.41 | 1.93 |  |  | 00h30 | 0.28 | 1.5 |  |  | 00h30 | 0.01 | 0.68 |  |  | 00h30 | 0.27 | 1.73 |  |  | 00h30 | 0.18 | 1.3 |  |  | 00h30 | 0 | 0.49 |  |  | 00h30 | 0.16 | 1.45 |  |  | 00h30 | 0.38 | 1.69 |  |  | 00h30 | 0.11 | 0.95 |  |  | 00h30 | 0.41 | 2.05 |  |  | 00h30 | 0.26 | 1.3 |  | 00h30 | 0.01 | 0.57 |  | 00h30 | 0.24 | 1.49 |  | 00h30 | 0.23 | 1.24 |  | 00h30 | 0 | 0.49 |  | 00h30 | 0.21 | 1.4 |  | 00h30 | 0.14 | 1.13 |  | 00h30 | 0 | 0.36 |  | 00h30 | 0.12 | 1.23 |  | 00h30 | 0.08 | 1.02 |  | 00h30 | 0 | 0.23 |  | 00h30 | 0.05 | 1.06 |  | 00h30 | 0.24 | 1.3 |  | 00h30 | 0 | 0.57 |  | 00h30 | 0.21 | 1.51
01h30 | 0.22 | 0.84 |  |  | 01h30 | 0.14 | 0.63 |  |  | 01h30 | 0.22 | 0.97 |  |  | 01h30 | 0.18 | 0.7 |  |  | 01h30 | 0.1 | 0.53 |  |  | 01h30 | 0.17 | 0.79 |  |  | 01h30 | 0.09 | 0.56 |  |  | 01h30 | 0.01 | 0.44 |  |  | 01h30 | 0.07 | 0.61 |  |  | 01h30 | 0.05 | 0.38 |  |  | 01h30 | 0 | 0.31 |  |  | 01h30 | 0.05 | 0.38 |  |  | 01h30 | 0.18 | 0.78 |  |  | 01h30 | 0.11 | 0.59 |  |  | 01h30 | 0.18 | 0.9 |  |  | 01h30 | 0.06 | 0.38 |  | 01h30 | 0.01 | 0.33 |  | 01h30 | 0.04 | 0.42 |  | 01h30 | 0.04 | 0.33 |  | 01h30 | 0 | 0.27 |  | 01h30 | 0.02 | 0.34 |  | 01h30 | 0 | 0.2 |  | 01h30 | 0 | 0.19 |  | 01h30 | 0 | 0.2 |  | 01h30 | 0 | 0.1 |  | 01h30 | 0 | 0.1 |  | 01h30 | 0 | 0.07 |  | 01h30 | 0.05 | 0.39 |  | 01h30 | 0 | 0.32 |  | 01h30 | 0.04 | 0.43
02h30 | 0.22 | 0.84 |  |  | 02h30 | 0 | 0 |  |  | 02h30 | 0.22 | 0.97 |  |  | 02h30 | 0.18 | 0.7 |  |  | 02h30 | 0 | 0 |  |  | 02h30 | 0.17 | 0.79 |  |  | 02h30 | 0.09 | 0.56 |  |  | 02h30 | 0 | 0 |  |  | 02h30 | 0.07 | 0.61 |  |  | 02h30 | 0.05 | 0.38 |  |  | 02h30 | 0 | 0 |  |  | 02h30 | 0.05 | 0.38 |  |  | 02h30 | 0.18 | 0.78 |  |  | 02h30 | 0 | 0 |  |  | 02h30 | 0.18 | 0.9 |  |  | 02h30 | 0.06 | 0.38 |  | 02h30 | 0 | 0 |  | 02h30 | 0.04 | 0.42 |  | 02h30 | 0.04 | 0.33 |  | 02h30 | 0 | 0 |  | 02h30 | 0.02 | 0.34 |  | 02h30 | 0 | 0.2 |  | 02h30 | 0 | 0 |  | 02h30 | 0 | 0.2 |  | 02h30 | 0 | 0.1 |  | 02h30 | 0 | 0 |  | 02h30 | 0 | 0.07 |  | 02h30 | 0.05 | 0.39 |  | 02h30 | 0 | 0 |  | 02h30 | 0.04 | 0.43
03h30 | 0.28 | 0.85 |  |  | 03h30 | 0 | 0 |  |  | 03h30 | 0.27 | 0.89 |  |  | 03h30 | 0.23 | 0.73 |  |  | 03h30 | 0 | 0 |  |  | 03h30 | 0.21 | 0.76 |  |  | 03h30 | 0.13 | 0.6 |  |  | 03h30 | 0 | 0 |  |  | 03h30 | 0.11 | 0.6 |  |  | 03h30 | 0.03 | 0.42 |  |  | 03h30 | 0 | 0 |  |  | 03h30 | 0 | 0.41 |  |  | 03h30 | 0.23 | 0.79 |  |  | 03h30 | 0 | 0 |  |  | 03h30 | 0.22 | 0.85 |  |  | 03h30 | 0.11 | 0.41 |  | 03h30 | 0 | 0 |  | 03h30 | 0.1 | 0.42 |  | 03h30 | 0.09 | 0.35 |  | 03h30 | 0 | 0 |  | 03h30 | 0.07 | 0.34 |  | 03h30 | 0 | 0.23 |  | 03h30 | 0 | 0 |  | 03h30 | 0 | 0.22 |  | 03h30 | 0 | 0.14 |  | 03h30 | 0 | 0 |  | 03h30 | 0 | 0.12 |  | 03h30 | 0.1 | 0.42 |  | 03h30 | 0 | 0 |  | 03h30 | 0.08 | 0.42
04h30 | 0.3 | 0.98 |  |  | 04h30 | 0 | 0 |  |  | 04h30 | 0.28 | 0.89 |  |  | 04h30 | 0.24 | 0.78 |  |  | 04h30 | 0 | 0 |  |  | 04h30 | 0.21 | 0.76 |  |  | 04h30 | 0.15 | 0.62 |  |  | 04h30 | 0 | 0 |  |  | 04h30 | 0.13 | 0.6 |  |  | 04h30 | 0.06 | 0.43 |  |  | 04h30 | 0 | 0 |  |  | 04h30 | 0.04 | 0.41 |  |  | 04h30 | 0.25 | 0.9 |  |  | 04h30 | 0 | 0 |  |  | 04h30 | 0.22 | 0.85 |  |  | 04h30 | 0.12 | 0.41 |  | 04h30 | 0 | 0 |  | 04h30 | 0.12 | 0.42 |  | 04h30 | 0.11 | 0.35 |  | 04h30 | 0 | 0 |  | 04h30 | 0.09 | 0.34 |  | 04h30 | 0.02 | 0.23 |  | 04h30 | 0 | 0 |  | 04h30 | 0.01 | 0.22 |  | 04h30 | 0 | 0.14 |  | 04h30 | 0 | 0 |  | 04h30 | 0 | 0.12 |  | 04h30 | 0.12 | 0.42 |  | 04h30 | 0 | 0 |  | 04h30 | 0.1 | 0.42
05h30 | 0.36 | 1.07 |  |  | 05h30 | 0 | 0 |  |  | 05h30 | 0.34 | 1 |  |  | 05h30 | 0.29 | 0.88 |  |  | 05h30 | 0 | 0 |  |  | 05h30 | 0.27 | 0.84 |  |  | 05h30 | 0.2 | 0.75 |  |  | 05h30 | 0 | 0 |  |  | 05h30 | 0.19 | 0.72 |  |  | 05h30 | 0.12 | 0.53 |  |  | 05h30 | 0 | 0 |  |  | 05h30 | 0.1 | 0.5 |  |  | 05h30 | 0.3 | 1 |  |  | 05h30 | 0 | 0 |  |  | 05h30 | 0.28 | 0.94 |  |  | 05h30 | 0.16 | 0.51 |  | 05h30 | 0 | 0 |  | 05h30 | 0.14 | 0.5 |  | 05h30 | 0.13 | 0.45 |  | 05h30 | 0 | 0 |  | 05h30 | 0.13 | 0.43 |  | 05h30 | 0.07 | 0.32 |  | 05h30 | 0 | 0 |  | 05h30 | 0.05 | 0.3 |  | 05h30 | 0.01 | 0.22 |  | 05h30 | 0 | 0 |  | 05h30 | 0 | 0.18 |  | 05h30 | 0.14 | 0.52 |  | 05h30 | 0 | 0 |  | 05h30 | 0.13 | 0.5
06h30 | 0.41 | 1.17 |  |  | 06h30 | 0 | 0 |  |  | 06h30 | 0.4 | 1.13 |  |  | 06h30 | 0.35 | 0.99 |  |  | 06h30 | 0 | 0 |  |  | 06h30 | 0.32 | 0.92 |  |  | 06h30 | 0.25 | 0.86 |  |  | 06h30 | 0 | 0 |  |  | 06h30 | 0.23 | 0.81 |  |  | 06h30 | 0.16 | 0.61 |  |  | 06h30 | 0 | 0 |  |  | 06h30 | 0.15 | 0.57 |  |  | 06h30 | 0.36 | 1.1 |  |  | 06h30 | 0 | 0 |  |  | 06h30 | 0.34 | 1.05 |  |  | 06h30 | 0.2 | 0.63 |  | 06h30 | 0 | 0 |  | 06h30 | 0.18 | 0.58 |  | 06h30 | 0.17 | 0.53 |  | 06h30 | 0 | 0 |  | 06h30 | 0.16 | 0.48 |  | 06h30 | 0.11 | 0.4 |  | 06h30 | 0 | 0 |  | 06h30 | 0.1 | 0.38 |  | 06h30 | 0.05 | 0.3 |  | 06h30 | 0 | 0 |  | 06h30 | 0.04 | 0.27 |  | 06h30 | 0.18 | 0.63 |  | 06h30 | 0 | 0 |  | 06h30 | 0.16 | 0.58
07h30 | 0.77 | 2.31 |  |  | 07h30 | 0 | 0 |  |  | 07h30 | 0.76 | 2.28 |  |  | 07h30 | 0.68 | 2.09 |  |  | 07h30 | 0 | 0 |  |  | 07h30 | 0.66 | 2.01 |  |  | 07h30 | 0.57 | 1.96 |  |  | 07h30 | 0 | 0 |  |  | 07h30 | 0.54 | 1.9 |  |  | 07h30 | 0.38 | 1.61 |  |  | 07h30 | 0 | 0 |  |  | 07h30 | 0.33 | 1.54 |  |  | 07h30 | 0.7 | 2.23 |  |  | 07h30 | 0 | 0 |  |  | 07h30 | 0.68 | 2.17 |  |  | 07h30 | 0.51 | 1.66 |  | 07h30 | 0 | 0 |  | 07h30 | 0.49 | 1.59 |  | 07h30 | 0.45 | 1.52 |  | 07h30 | 0 | 0 |  | 07h30 | 0.43 | 1.43 |  | 07h30 | 0.32 | 1.32 |  | 07h30 | 0 | 0 |  | 07h30 | 0.31 | 1.26 |  | 07h30 | 0.28 | 0.99 |  | 07h30 | 0 | 0 |  | 07h30 | 0.28 | 0.94 |  | 07h30 | 0.47 | 1.65 |  | 07h30 | 0 | 0 |  | 07h30 | 0.45 | 1.58
08h30 | 0.93 | 2.89 |  |  | 08h30 | 0.72 | 2.07 |  |  | 08h30 | 0.92 | 2.87 |  |  | 08h30 | 0.84 | 2.66 |  |  | 08h30 | 0.64 | 1.85 |  |  | 08h30 | 0.82 | 2.6 |  |  | 08h30 | 0.73 | 2.53 |  |  | 08h30 | 0.57 | 1.78 |  |  | 08h30 | 0.71 | 2.49 |  |  | 08h30 | 0.55 | 2.19 |  |  | 08h30 | 0.44 | 1.45 |  |  | 08h30 | 0.51 | 2.13 |  |  | 08h30 | 0.85 | 2.79 |  |  | 08h30 | 0.65 | 1.98 |  |  | 08h30 | 0.83 | 2.76 |  |  | 08h30 | 0.68 | 2.24 |  | 08h30 | 0.51 | 1.51 |  | 08h30 | 0.66 | 2.19 |  | 08h30 | 0.62 | 2.1 |  | 08h30 | 0.47 | 1.41 |  | 08h30 | 0.6 | 2.03 |  | 08h30 | 0.5 | 1.91 |  | 08h30 | 0.39 | 1.29 |  | 08h30 | 0.48 | 1.85 |  | 08h30 | 0.42 | 1.59 |  | 08h30 | 0.32 | 1.12 |  | 08h30 | 0.42 | 1.54 |  | 08h30 | 0.64 | 2.23 |  | 08h30 | 0.48 | 1.5 |  | 08h30 | 0.62 | 2.17
09h30 | 1 | 3.01 |  |  | 09h30 | 1.43 | 3.89 |  |  | 09h30 | 1 | 3 |  |  | 09h30 | 0.93 | 2.82 |  |  | 09h30 | 1.3 | 3.56 |  |  | 09h30 | 0.92 | 2.79 |  |  | 09h30 | 0.85 | 2.71 |  |  | 09h30 | 1.18 | 3.45 |  |  | 09h30 | 0.84 | 2.69 |  |  | 09h30 | 0.77 | 2.46 |  |  | 09h30 | 0.98 | 2.96 |  |  | 09h30 | 0.78 | 2.45 |  |  | 09h30 | 0.94 | 2.93 |  |  | 09h30 | 1.32 | 3.75 |  |  | 09h30 | 0.93 | 2.92 |  |  | 09h30 | 0.82 | 2.52 |  | 09h30 | 1.09 | 3.03 |  | 09h30 | 0.82 | 2.49 |  | 09h30 | 0.79 | 2.42 |  | 09h30 | 1.02 | 2.86 |  | 09h30 | 0.78 | 2.39 |  | 09h30 | 0.73 | 2.31 |  | 09h30 | 0.89 | 2.65 |  | 09h30 | 0.72 | 2.29 |  | 09h30 | 0.63 | 2.2 |  | 09h30 | 0.76 | 2.38 |  | 09h30 | 0.61 | 2.17 |  | 09h30 | 0.8 | 2.52 |  | 09h30 | 1.04 | 3.01 |  | 09h30 | 0.79 | 2.49
10h30 | 0.98 | 2.87 |  |  | 10h30 | 1.43 | 4.03 |  |  | 10h30 | 0.98 | 2.87 |  |  | 10h30 | 0.92 | 2.7 |  |  | 10h30 | 1.34 | 3.81 |  |  | 10h30 | 0.91 | 2.67 |  |  | 10h30 | 0.82 | 2.55 |  |  | 10h30 | 1.23 | 3.68 |  |  | 10h30 | 0.82 | 2.54 |  |  | 10h30 | 0.74 | 2.32 |  |  | 10h30 | 1.07 | 3.35 |  |  | 10h30 | 0.74 | 2.3 |  |  | 10h30 | 0.92 | 2.8 |  |  | 10h30 | 1.35 | 3.93 |  |  | 10h30 | 0.92 | 2.79 |  |  | 10h30 | 0.81 | 2.4 |  | 10h30 | 1.17 | 3.37 |  | 10h30 | 0.81 | 2.38 |  | 10h30 | 0.78 | 2.31 |  | 10h30 | 1.11 | 3.23 |  | 10h30 | 0.77 | 2.28 |  | 10h30 | 0.72 | 2.19 |  | 10h30 | 0.98 | 3.03 |  | 10h30 | 0.71 | 2.18 |  | 10h30 | 0.63 | 2.07 |  | 10h30 | 0.87 | 2.8 |  | 10h30 | 0.62 | 2.05 |  | 10h30 | 0.79 | 2.4 |  | 10h30 | 1.12 | 3.37 |  | 10h30 | 0.78 | 2.38
11h30 | 0.89 | 2.65 |  |  | 11h30 | 1.1 | 3.17 |  |  | 11h30 | 0.89 | 2.65 |  |  | 11h30 | 0.83 | 2.48 |  |  | 11h30 | 1.03 | 3.01 |  |  | 11h30 | 0.82 | 2.46 |  |  | 11h30 | 0.72 | 2.31 |  |  | 11h30 | 0.93 | 2.86 |  |  | 11h30 | 0.72 | 2.3 |  |  | 11h30 | 0.64 | 2.08 |  |  | 11h30 | 0.82 | 2.61 |  |  | 11h30 | 0.64 | 2.07 |  |  | 11h30 | 0.83 | 2.58 |  |  | 11h30 | 1.04 | 3.1 |  |  | 11h30 | 0.83 | 2.57 |  |  | 11h30 | 0.72 | 2.16 |  | 11h30 | 0.91 | 2.69 |  | 11h30 | 0.71 | 2.14 |  | 11h30 | 0.69 | 2.07 |  | 11h30 | 0.87 | 2.59 |  | 11h30 | 0.68 | 2.05 |  | 11h30 | 0.62 | 1.95 |  | 11h30 | 0.77 | 2.43 |  | 11h30 | 0.61 | 1.94 |  | 11h30 | 0.55 | 1.83 |  | 11h30 | 0.69 | 2.25 |  | 11h30 | 0.54 | 1.81 |  | 11h30 | 0.69 | 2.16 |  | 11h30 | 0.87 | 2.69 |  | 11h30 | 0.68 | 2.14
12h30 | 0.84 | 2.51 |  |  | 12h30 | 0.93 | 2.77 |  |  | 12h30 | 0.84 | 2.5 |  |  | 12h30 | 0.78 | 2.33 |  |  | 12h30 | 0.88 | 2.62 |  |  | 12h30 | 0.77 | 2.32 |  |  | 12h30 | 0.66 | 2.14 |  |  | 12h30 | 0.77 | 2.43 |  |  | 12h30 | 0.66 | 2.13 |  |  | 12h30 | 0.58 | 1.91 |  |  | 12h30 | 0.68 | 2.21 |  |  | 12h30 | 0.57 | 1.9 |  |  | 12h30 | 0.78 | 2.43 |  |  | 12h30 | 0.88 | 2.7 |  |  | 12h30 | 0.78 | 2.43 |  |  | 12h30 | 0.66 | 1.99 |  | 12h30 | 0.76 | 2.31 |  | 12h30 | 0.65 | 1.98 |  | 12h30 | 0.63 | 1.91 |  | 12h30 | 0.73 | 2.22 |  | 12h30 | 0.62 | 1.89 |  | 12h30 | 0.56 | 1.78 |  | 12h30 | 0.65 | 2.07 |  | 12h30 | 0.55 | 1.76 |  | 12h30 | 0.49 | 1.65 |  | 12h30 | 0.58 | 1.92 |  | 12h30 | 0.49 | 1.63 |  | 12h30 | 0.63 | 2 |  | 12h30 | 0.73 | 2.31 |  | 12h30 | 0.62 | 1.98
13h30 | 0.8 | 2.38 |  |  | 13h30 | 0.85 | 2.53 |  |  | 13h30 | 0.8 | 2.38 |  |  | 13h30 | 0.74 | 2.21 |  |  | 13h30 | 0.8 | 2.39 |  |  | 13h30 | 0.73 | 2.2 |  |  | 13h30 | 0.62 | 2 |  |  | 13h30 | 0.68 | 2.18 |  |  | 13h30 | 0.61 | 2 |  |  | 13h30 | 0.53 | 1.78 |  |  | 13h30 | 0.6 | 1.97 |  |  | 13h30 | 0.53 | 1.78 |  |  | 13h30 | 0.74 | 2.31 |  |  | 13h30 | 0.8 | 2.47 |  |  | 13h30 | 0.74 | 2.3 |  |  | 13h30 | 0.61 | 1.86 |  | 13h30 | 0.68 | 2.07 |  | 13h30 | 0.61 | 1.86 |  | 13h30 | 0.58 | 1.78 |  | 13h30 | 0.65 | 1.99 |  | 13h30 | 0.58 | 1.77 |  | 13h30 | 0.51 | 1.64 |  | 13h30 | 0.57 | 1.84 |  | 13h30 | 0.5 | 1.63 |  | 13h30 | 0.45 | 1.51 |  | 13h30 | 0.51 | 1.7 |  | 13h30 | 0.44 | 1.5 |  | 13h30 | 0.59 | 1.87 |  | 13h30 | 0.65 | 2.07 |  | 13h30 | 0.58 | 1.85
14h30 | 0.76 | 2.27 |  |  | 14h30 | 0.8 | 2.37 |  |  | 14h30 | 0.76 | 2.27 |  |  | 14h30 | 0.7 | 2.1 |  |  | 14h30 | 0.74 | 2.23 |  |  | 14h30 | 0.7 | 2.09 |  |  | 14h30 | 0.58 | 1.89 |  |  | 14h30 | 0.63 | 2 |  |  | 14h30 | 0.58 | 1.89 |  |  | 14h30 | 0.5 | 1.68 |  |  | 14h30 | 0.54 | 1.81 |  |  | 14h30 | 0.49 | 1.67 |  |  | 14h30 | 0.71 | 2.2 |  |  | 14h30 | 0.75 | 2.31 |  |  | 14h30 | 0.7 | 2.2 |  |  | 14h30 | 0.58 | 1.76 |  | 14h30 | 0.63 | 1.9 |  | 14h30 | 0.57 | 1.75 |  | 14h30 | 0.55 | 1.68 |  | 14h30 | 0.6 | 1.83 |  | 14h30 | 0.54 | 1.66 |  | 14h30 | 0.47 | 1.53 |  | 14h30 | 0.52 | 1.67 |  | 14h30 | 0.47 | 1.52 |  | 14h30 | 0.42 | 1.4 |  | 14h30 | 0.46 | 1.54 |  | 14h30 | 0.41 | 1.39 |  | 14h30 | 0.55 | 1.76 |  | 14h30 | 0.6 | 1.9 |  | 14h30 | 0.55 | 1.75
15h30 | 0.73 | 2.16 |  |  | 15h30 | 0.75 | 2.23 |  |  | 15h30 | 0.73 | 2.16 |  |  | 15h30 | 0.66 | 1.99 |  |  | 15h30 | 0.7 | 2.09 |  |  | 15h30 | 0.66 | 1.98 |  |  | 15h30 | 0.55 | 1.78 |  |  | 15h30 | 0.58 | 1.85 |  |  | 15h30 | 0.54 | 1.78 |  |  | 15h30 | 0.46 | 1.58 |  |  | 15h30 | 0.5 | 1.68 |  |  | 15h30 | 0.46 | 1.58 |  |  | 15h30 | 0.67 | 2.09 |  |  | 15h30 | 0.7 | 2.17 |  |  | 15h30 | 0.67 | 2.09 |  |  | 15h30 | 0.54 | 1.65 |  | 15h30 | 0.58 | 1.75 |  | 15h30 | 0.54 | 1.65 |  | 15h30 | 0.51 | 1.57 |  | 15h30 | 0.55 | 1.68 |  | 15h30 | 0.51 | 1.56 |  | 15h30 | 0.43 | 1.42 |  | 15h30 | 0.47 | 1.52 |  | 15h30 | 0.43 | 1.41 |  | 15h30 | 0.38 | 1.3 |  | 15h30 | 0.42 | 1.41 |  | 15h30 | 0.38 | 1.29 |  | 15h30 | 0.52 | 1.65 |  | 15h30 | 0.55 | 1.76 |  | 15h30 | 0.51 | 1.64
16h30 | 0.7 | 2.09 |  |  | 16h30 | 0.71 | 2.13 |  |  | 16h30 | 0.7 | 2.09 |  |  | 16h30 | 0.64 | 1.92 |  |  | 16h30 | 0.66 | 1.99 |  |  | 16h30 | 0.64 | 1.91 |  |  | 16h30 | 0.52 | 1.71 |  |  | 16h30 | 0.54 | 1.76 |  |  | 16h30 | 0.52 | 1.71 |  |  | 16h30 | 0.44 | 1.52 |  |  | 16h30 | 0.47 | 1.59 |  |  | 16h30 | 0.44 | 1.51 |  |  | 16h30 | 0.64 | 2.02 |  |  | 16h30 | 0.67 | 2.07 |  |  | 16h30 | 0.64 | 2.02 |  |  | 16h30 | 0.52 | 1.58 |  | 16h30 | 0.54 | 1.66 |  | 16h30 | 0.51 | 1.58 |  | 16h30 | 0.49 | 1.5 |  | 16h30 | 0.52 | 1.58 |  | 16h30 | 0.48 | 1.49 |  | 16h30 | 0.41 | 1.35 |  | 16h30 | 0.44 | 1.42 |  | 16h30 | 0.41 | 1.34 |  | 16h30 | 0.36 | 1.23 |  | 16h30 | 0.39 | 1.31 |  | 16h30 | 0.36 | 1.22 |  | 16h30 | 0.49 | 1.58 |  | 16h30 | 0.52 | 1.66 |  | 16h30 | 0.49 | 1.57
17h30 | 0.69 | 2.08 |  |  | 17h30 | 0.7 | 2.11 |  |  | 17h30 | 0.69 | 2.08 |  |  | 17h30 | 0.63 | 1.92 |  |  | 17h30 | 0.65 | 1.98 |  |  | 17h30 | 0.63 | 1.91 |  |  | 17h30 | 0.52 | 1.7 |  |  | 17h30 | 0.53 | 1.74 |  |  | 17h30 | 0.51 | 1.7 |  |  | 17h30 | 0.43 | 1.51 |  |  | 17h30 | 0.46 | 1.57 |  |  | 17h30 | 0.43 | 1.51 |  |  | 17h30 | 0.64 | 2.02 |  |  | 17h30 | 0.66 | 2.05 |  |  | 17h30 | 0.64 | 2.01 |  |  | 17h30 | 0.51 | 1.58 |  | 17h30 | 0.53 | 1.63 |  | 17h30 | 0.51 | 1.57 |  | 17h30 | 0.48 | 1.5 |  | 17h30 | 0.5 | 1.56 |  | 17h30 | 0.48 | 1.49 |  | 17h30 | 0.4 | 1.34 |  | 17h30 | 0.42 | 1.39 |  | 17h30 | 0.4 | 1.33 |  | 17h30 | 0.35 | 1.22 |  | 17h30 | 0.38 | 1.28 |  | 17h30 | 0.35 | 1.21 |  | 17h30 | 0.49 | 1.58 |  | 17h30 | 0.51 | 1.64 |  | 17h30 | 0.48 | 1.57
18h30 | 0.69 | 2.11 |  |  | 18h30 | 0.7 | 2.12 |  |  | 18h30 | 0.69 | 2.1 |  |  | 18h30 | 0.64 | 1.95 |  |  | 18h30 | 0.65 | 2 |  |  | 18h30 | 0.64 | 1.94 |  |  | 18h30 | 0.52 | 1.72 |  |  | 18h30 | 0.53 | 1.75 |  |  | 18h30 | 0.52 | 1.72 |  |  | 18h30 | 0.44 | 1.53 |  |  | 18h30 | 0.46 | 1.57 |  |  | 18h30 | 0.43 | 1.52 |  |  | 18h30 | 0.65 | 2.04 |  |  | 18h30 | 0.66 | 2.07 |  |  | 18h30 | 0.64 | 2.04 |  |  | 18h30 | 0.51 | 1.6 |  | 18h30 | 0.53 | 1.64 |  | 18h30 | 0.51 | 1.59 |  | 18h30 | 0.48 | 1.52 |  | 18h30 | 0.5 | 1.57 |  | 18h30 | 0.48 | 1.51 |  | 18h30 | 0.4 | 1.35 |  | 18h30 | 0.42 | 1.4 |  | 18h30 | 0.4 | 1.35 |  | 18h30 | 0.35 | 1.23 |  | 18h30 | 0.37 | 1.29 |  | 18h30 | 0.35 | 1.22 |  | 18h30 | 0.49 | 1.6 |  | 18h30 | 0.51 | 1.64 |  | 18h30 | 0.49 | 1.59
19h30 | 0.5 | 1.84 |  |  | 19h30 | 0.5 | 1.85 |  |  | 19h30 | 0.5 | 1.83 |  |  | 19h30 | 0.44 | 1.68 |  |  | 19h30 | 0.46 | 1.72 |  |  | 19h30 | 0.44 | 1.67 |  |  | 19h30 | 0.32 | 1.45 |  |  | 19h30 | 0.37 | 1.47 |  |  | 19h30 | 0.32 | 1.45 |  |  | 19h30 | 0.24 | 1.25 |  |  | 19h30 | 0.31 | 1.29 |  |  | 19h30 | 0.24 | 1.25 |  |  | 19h30 | 0.45 | 1.77 |  |  | 19h30 | 0.46 | 1.79 |  |  | 19h30 | 0.45 | 1.77 |  |  | 19h30 | 0.31 | 1.32 |  | 19h30 | 0.35 | 1.36 |  | 19h30 | 0.31 | 1.32 |  | 19h30 | 0.29 | 1.25 |  | 19h30 | 0.33 | 1.29 |  | 19h30 | 0.28 | 1.24 |  | 19h30 | 0.2 | 1.08 |  | 19h30 | 0.27 | 1.11 |  | 19h30 | 0.2 | 1.07 |  | 19h30 | 0.16 | 0.96 |  | 19h30 | 0.24 | 1 |  | 19h30 | 0.15 | 0.95 |  | 19h30 | 0.29 | 1.33 |  | 19h30 | 0.33 | 1.36 |  | 19h30 | 0.29 | 1.32
20h30 | 0.39 | 1.56 |  |  | 20h30 | 0.29 | 1.57 |  |  | 20h30 | 0.4 | 1.56 |  |  | 20h30 | 0.35 | 1.42 |  |  | 20h30 | 0.25 | 1.45 |  |  | 20h30 | 0.35 | 1.42 |  |  | 20h30 | 0.23 | 1.23 |  |  | 20h30 | 0.14 | 1.2 |  |  | 20h30 | 0.22 | 1.24 |  |  | 20h30 | 0.14 | 1.04 |  |  | 20h30 | 0.07 | 1.01 |  |  | 20h30 | 0.13 | 1.04 |  |  | 20h30 | 0.35 | 1.5 |  |  | 20h30 | 0.25 | 1.52 |  |  | 20h30 | 0.35 | 1.51 |  |  | 20h30 | 0.22 | 1.06 |  | 20h30 | 0.13 | 1.07 |  | 20h30 | 0.21 | 1.07 |  | 20h30 | 0.19 | 1.01 |  | 20h30 | 0.11 | 1.01 |  | 20h30 | 0.18 | 1.01 |  | 20h30 | 0.11 | 0.86 |  | 20h30 | 0.04 | 0.83 |  | 20h30 | 0.11 | 0.85 |  | 20h30 | 0.08 | 0.74 |  | 20h30 | 0 | 0.72 |  | 20h30 | 0.08 | 0.73 |  | 20h30 | 0.2 | 1.07 |  | 20h30 | 0.11 | 1.08 |  | 20h30 | 0.19 | 1.08
21h30 | 0.33 | 1.56 |  |  | 21h30 | 0.27 | 1.57 |  |  | 21h30 | 0.33 | 1.56 |  |  | 21h30 | 0.28 | 1.42 |  |  | 21h30 | 0.23 | 1.45 |  |  | 21h30 | 0.28 | 1.41 |  |  | 21h30 | 0.16 | 1.2 |  |  | 21h30 | 0.14 | 1.19 |  |  | 21h30 | 0.15 | 1.21 |  |  | 21h30 | 0.07 | 1.01 |  |  | 21h30 | 0.07 | 1 |  |  | 21h30 | 0.06 | 1 |  |  | 21h30 | 0.29 | 1.5 |  |  | 21h30 | 0.24 | 1.52 |  |  | 21h30 | 0.29 | 1.5 |  |  | 21h30 | 0.15 | 1.05 |  | 21h30 | 0.13 | 1.06 |  | 21h30 | 0.15 | 1.05 |  | 21h30 | 0.12 | 0.99 |  | 21h30 | 0.11 | 1 |  | 21h30 | 0.12 | 0.99 |  | 21h30 | 0.04 | 0.83 |  | 21h30 | 0.04 | 0.82 |  | 21h30 | 0.04 | 0.82 |  | 21h30 | 0 | 0.71 |  | 21h30 | 0 | 0.71 |  | 21h30 | 0 | 0.7 |  | 21h30 | 0.13 | 1.06 |  | 21h30 | 0.11 | 1.07 |  | 21h30 | 0.13 | 1.06
22h30 | 0.33 | 1.55 |  |  | 22h30 | 0.26 | 1.56 |  |  | 22h30 | 0.33 | 1.56 |  |  | 22h30 | 0.28 | 1.41 |  |  | 22h30 | 0.22 | 1.44 |  |  | 22h30 | 0.28 | 1.41 |  |  | 22h30 | 0.16 | 1.2 |  |  | 22h30 | 0.11 | 1.18 |  |  | 22h30 | 0.15 | 1.21 |  |  | 22h30 | 0.07 | 1.01 |  |  | 22h30 | 0.03 | 0.98 |  |  | 22h30 | 0.06 | 1 |  |  | 22h30 | 0.29 | 1.49 |  |  | 22h30 | 0.23 | 1.51 |  |  | 22h30 | 0.29 | 1.5 |  |  | 22h30 | 0.15 | 1.05 |  | 22h30 | 0.1 | 1.05 |  | 22h30 | 0.15 | 1.05 |  | 22h30 | 0.12 | 0.99 |  | 22h30 | 0.08 | 0.99 |  | 22h30 | 0.12 | 0.99 |  | 22h30 | 0.04 | 0.83 |  | 22h30 | 0 | 0.81 |  | 22h30 | 0.04 | 0.82 |  | 22h30 | 0 | 0.71 |  | 22h30 | 0 | 0.7 |  | 22h30 | 0 | 0.7 |  | 22h30 | 0.13 | 1.06 |  | 22h30 | 0.08 | 1.06 |  | 22h30 | 0.13 | 1.06
23h30 | 0.28 | 1.55 |  |  | 23h30 | 0.26 | 1.56 |  |  | 23h30 | 0.28 | 1.55 |  |  | 23h30 | 0.23 | 1.4 |  |  | 23h30 | 0.22 | 1.44 |  |  | 23h30 | 0.23 | 1.4 |  |  | 23h30 | 0.1 | 1.17 |  |  | 23h30 | 0.11 | 1.18 |  |  | 23h30 | 0.1 | 1.17 |  |  | 23h30 | 0.01 | 0.97 |  |  | 23h30 | 0.03 | 0.97 |  |  | 23h30 | 0.01 | 0.96 |  |  | 23h30 | 0.24 | 1.49 |  |  | 23h30 | 0.22 | 1.51 |  |  | 23h30 | 0.24 | 1.49 |  |  | 23h30 | 0.09 | 1.03 |  | 23h30 | 0.1 | 1.04 |  | 23h30 | 0.09 | 1.03 |  | 23h30 | 0.07 | 0.96 |  | 23h30 | 0.08 | 0.98 |  | 23h30 | 0.06 | 0.96 |  | 23h30 | 0 | 0.79 |  | 23h30 | 0 | 0.8 |  | 23h30 | 0 | 0.79 |  | 23h30 | 0 | 0.67 |  | 23h30 | 0 | 0.69 |  | 23h30 | 0 | 0.66 |  | 23h30 | 0.08 | 1.04 |  | 23h30 | 0.08 | 1.05 |  | 23h30 | 0.07 | 1.04
00h30 | 0.28 | 1.47 |  |  | 00h30 | 0.01 | 0.29 |  |  | 00h30 | 0.28 | 1.55 |  |  | 00h30 | 0.23 | 1.38 |  |  | 00h30 | 0 | 0.25 |  |  | 00h30 | 0.23 | 1.4 |  |  | 00h30 | 0.1 | 1.17 |  |  | 00h30 | 0 | 0.15 |  |  | 00h30 | 0.1 | 1.17 |  |  | 00h30 | 0.01 | 0.97 |  |  | 00h30 | 0 | 0.08 |  |  | 00h30 | 0.01 | 0.96 |  |  | 00h30 | 0.24 | 1.42 |  |  | 00h30 | 0 | 0.28 |  |  | 00h30 | 0.24 | 1.49 |  |  | 00h30 | 0.09 | 1.03 |  | 00h30 | 0 | 0.13 |  | 00h30 | 0.09 | 1.03 |  | 00h30 | 0.07 | 0.96 |  | 00h30 | 0 | 0.11 |  | 00h30 | 0.06 | 0.96 |  | 00h30 | 0 | 0.79 |  | 00h30 | 0 | 0.05 |  | 00h30 | 0 | 0.79 |  | 00h30 | 0 | 0.67 |  | 00h30 | 0 | 0.02 |  | 00h30 | 0 | 0.66 |  | 00h30 | 0.08 | 1.04 |  | 00h30 | 0 | 0.13 |  | 00h30 | 0.07 | 1.04
01h30 | 0.1 | 0.55 |  |  | 01h30 | 0 | 0.08 |  |  | 01h30 | 0.09 | 0.58 |  |  | 01h30 | 0.06 | 0.45 |  |  | 01h30 | 0 | 0.02 |  |  | 01h30 | 0.06 | 0.45 |  |  | 01h30 | 0 | 0.25 |  |  | 01h30 | 0 | 0 |  |  | 01h30 | 0 | 0.25 |  |  | 01h30 | 0 | 0.09 |  |  | 01h30 | 0 | 0 |  |  | 01h30 | 0 | 0.09 |  |  | 01h30 | 0.07 | 0.5 |  |  | 01h30 | 0 | 0.06 |  |  | 01h30 | 0.07 | 0.52 |  |  | 01h30 | 0 | 0.12 |  | 01h30 | 0 | 0 |  | 01h30 | 0 | 0.12 |  | 01h30 | 0 | 0.07 |  | 01h30 | 0 | 0 |  | 01h30 | 0 | 0.07 |  | 01h30 | 0 | 0 |  | 01h30 | 0 | 0 |  | 01h30 | 0 | 0 |  | 01h30 | 0 | 0 |  | 01h30 | 0 | 0 |  | 01h30 | 0 | 0 |  | 01h30 | 0 | 0.13 |  | 01h30 | 0 | 0 |  | 01h30 | 0 | 0.13
02h30 | 0.1 | 0.55 |  |  | 02h30 | 0.11 | 0.47 |  |  | 02h30 | 0.09 | 0.58 |  |  | 02h30 | 0.06 | 0.45 |  |  | 02h30 | 0.08 | 0.35 |  |  | 02h30 | 0.06 | 0.45 |  |  | 02h30 | 0 | 0.25 |  |  | 02h30 | 0 | 0.19 |  |  | 02h30 | 0 | 0.25 |  |  | 02h30 | 0 | 0.09 |  |  | 02h30 | 0 | 0.07 |  |  | 02h30 | 0 | 0.09 |  |  | 02h30 | 0.07 | 0.5 |  |  | 02h30 | 0.09 | 0.42 |  |  | 02h30 | 0.07 | 0.52 |  |  | 02h30 | 0 | 0.12 |  | 02h30 | 0 | 0.12 |  | 02h30 | 0 | 0.12 |  | 02h30 | 0 | 0.07 |  | 02h30 | 0 | 0.08 |  | 02h30 | 0 | 0.07 |  | 02h30 | 0 | 0 |  | 02h30 | 0 | 0 |  | 02h30 | 0 | 0 |  | 02h30 | 0 | 0 |  | 02h30 | 0 | 0 |  | 02h30 | 0 | 0 |  | 02h30 | 0 | 0.13 |  | 02h30 | 0 | 0.13 |  | 02h30 | 0 | 0.13
03h30 | 0.17 | 0.64 |  |  | 03h30 | 0.18 | 0.64 |  |  | 03h30 | 0.17 | 0.65 |  |  | 03h30 | 0.13 | 0.53 |  |  | 03h30 | 0.14 | 0.51 |  |  | 03h30 | 0.13 | 0.53 |  |  | 03h30 | 0.02 | 0.34 |  |  | 03h30 | 0.03 | 0.32 |  |  | 03h30 | 0.02 | 0.34 |  |  | 03h30 | 0 | 0.17 |  |  | 03h30 | 0 | 0.15 |  |  | 03h30 | 0 | 0.17 |  |  | 03h30 | 0.14 | 0.59 |  |  | 03h30 | 0.15 | 0.58 |  |  | 03h30 | 0.13 | 0.6 |  |  | 03h30 | 0.01 | 0.21 |  | 03h30 | 0.01 | 0.2 |  | 03h30 | 0.01 | 0.21 |  | 03h30 | 0 | 0.17 |  | 03h30 | 0 | 0.15 |  | 03h30 | 0 | 0.17 |  | 03h30 | 0 | 0.01 |  | 03h30 | 0 | 0 |  | 03h30 | 0 | 0.01 |  | 03h30 | 0 | 0 |  | 03h30 | 0 | 0 |  | 03h30 | 0 | 0 |  | 03h30 | 0 | 0.22 |  | 03h30 | 0.01 | 0.2 |  | 03h30 | 0 | 0.22
04h30 | 0.19 | 0.64 |  |  | 04h30 | 0.25 | 0.8 |  |  | 04h30 | 0.19 | 0.65 |  |  | 04h30 | 0.15 | 0.53 |  |  | 04h30 | 0.2 | 0.65 |  |  | 04h30 | 0.15 | 0.53 |  |  | 04h30 | 0.06 | 0.34 |  |  | 04h30 | 0.09 | 0.46 |  |  | 04h30 | 0.06 | 0.34 |  |  | 04h30 | 0 | 0.18 |  |  | 04h30 | 0.01 | 0.27 |  |  | 04h30 | 0 | 0.18 |  |  | 04h30 | 0.16 | 0.59 |  |  | 04h30 | 0.21 | 0.74 |  |  | 04h30 | 0.16 | 0.6 |  |  | 04h30 | 0.04 | 0.21 |  | 04h30 | 0.06 | 0.26 |  | 04h30 | 0.04 | 0.21 |  | 04h30 | 0.02 | 0.17 |  | 04h30 | 0.04 | 0.23 |  | 04h30 | 0.02 | 0.17 |  | 04h30 | 0 | 0.01 |  | 04h30 | 0 | 0.06 |  | 04h30 | 0 | 0.01 |  | 04h30 | 0 | 0 |  | 04h30 | 0 | 0 |  | 04h30 | 0 | 0 |  | 04h30 | 0.03 | 0.22 |  | 04h30 | 0.05 | 0.27 |  | 04h30 | 0.03 | 0.22
05h30 | 0.25 | 0.75 |  |  | 05h30 | 0.32 | 0.9 |  |  | 05h30 | 0.25 | 0.75 |  |  | 05h30 | 0.2 | 0.61 |  |  | 05h30 | 0.25 | 0.75 |  |  | 05h30 | 0.2 | 0.61 |  |  | 05h30 | 0.11 | 0.45 |  |  | 05h30 | 0.15 | 0.58 |  |  | 05h30 | 0.11 | 0.44 |  |  | 05h30 | 0.03 | 0.27 |  |  | 05h30 | 0.05 | 0.36 |  |  | 05h30 | 0.03 | 0.27 |  |  | 05h30 | 0.21 | 0.7 |  |  | 05h30 | 0.26 | 0.84 |  |  | 05h30 | 0.2 | 0.69 |  |  | 05h30 | 0.08 | 0.28 |  | 05h30 | 0.1 | 0.33 |  | 05h30 | 0.08 | 0.28 |  | 05h30 | 0.06 | 0.23 |  | 05h30 | 0.08 | 0.29 |  | 05h30 | 0.06 | 0.22 |  | 05h30 | 0 | 0.08 |  | 05h30 | 0 | 0.15 |  | 05h30 | 0 | 0.08 |  | 05h30 | 0 | 0 |  | 05h30 | 0 | 0.05 |  | 05h30 | 0 | 0 |  | 05h30 | 0.07 | 0.29 |  | 05h30 | 0.09 | 0.34 |  | 05h30 | 0.07 | 0.28
06h30 | 0.32 | 0.89 |  |  | 06h30 | 0.35 | 0.98 |  |  | 06h30 | 0.31 | 0.88 |  |  | 06h30 | 0.25 | 0.72 |  |  | 06h30 | 0.29 | 0.83 |  |  | 06h30 | 0.25 | 0.71 |  |  | 06h30 | 0.16 | 0.58 |  |  | 06h30 | 0.19 | 0.68 |  |  | 06h30 | 0.16 | 0.57 |  |  | 06h30 | 0.08 | 0.37 |  |  | 06h30 | 0.1 | 0.43 |  |  | 06h30 | 0.08 | 0.37 |  |  | 06h30 | 0.26 | 0.82 |  |  | 06h30 | 0.3 | 0.92 |  |  | 06h30 | 0.26 | 0.81 |  |  | 06h30 | 0.11 | 0.35 |  | 06h30 | 0.13 | 0.44 |  | 06h30 | 0.11 | 0.35 |  | 06h30 | 0.09 | 0.29 |  | 06h30 | 0.11 | 0.36 |  | 06h30 | 0.09 | 0.29 |  | 06h30 | 0.02 | 0.18 |  | 06h30 | 0.03 | 0.23 |  | 06h30 | 0.02 | 0.18 |  | 06h30 | 0 | 0.07 |  | 06h30 | 0 | 0.13 |  | 06h30 | 0 | 0.06 |  | 06h30 | 0.1 | 0.36 |  | 06h30 | 0.12 | 0.44 |  | 06h30 | 0.1 | 0.35
07h30 | 0.19 | 0.75 |  |  | 07h30 | 0.22 | 0.81 |  |  | 07h30 | 0.67 | 2.02 |  |  | 07h30 | 0.12 | 0.58 |  |  | 07h30 | 0.18 | 0.66 |  |  | 07h30 | 0.58 | 1.8 |  |  | 07h30 | 0.09 | 0.46 |  |  | 07h30 | 0.1 | 0.53 |  |  | 07h30 | 0.46 | 1.65 |  |  | 07h30 | 0.05 | 0.22 |  |  | 07h30 | 0.06 | 0.28 |  |  | 07h30 | 0.31 | 1.23 |  |  | 07h30 | 0.14 | 0.69 |  |  | 07h30 | 0.18 | 0.75 |  |  | 07h30 | 0.6 | 1.93 |  |  | 07h30 | 0.06 | 0.23 |  | 07h30 | 0.08 | 0.3 |  | 07h30 | 0.38 | 1.33 |  | 07h30 | 0.05 | 0.15 |  | 07h30 | 0.07 | 0.24 |  | 07h30 | 0.31 | 1.18 |  | 07h30 | 0.02 | 0.1 |  | 07h30 | 0.03 | 0.14 |  | 07h30 | 0.27 | 0.94 |  | 07h30 | 0 | 0.07 |  | 07h30 | 0 | 0.08 |  | 07h30 | 0.24 | 0.92 |  | 07h30 | 0.06 | 0.23 |  | 07h30 | 0.07 | 0.3 |  | 07h30 | 0.33 | 1.32
08h30 | 0.52 | 1.89 |  |  | 08h30 | 0.55 | 1.93 |  |  | 08h30 | 0.85 | 2.65 |  |  | 08h30 | 0.44 | 1.68 |  |  | 08h30 | 0.49 | 1.75 |  |  | 08h30 | 0.76 | 2.42 |  |  | 08h30 | 0.39 | 1.54 |  |  | 08h30 | 0.41 | 1.61 |  |  | 08h30 | 0.64 | 2.28 |  |  | 08h30 | 0.31 | 1.17 |  |  | 08h30 | 0.32 | 1.27 |  |  | 08h30 | 0.48 | 1.87 |  |  | 08h30 | 0.45 | 1.81 |  |  | 08h30 | 0.5 | 1.86 |  |  | 08h30 | 0.77 | 2.56 |  |  | 08h30 | 0.36 | 1.23 |  | 08h30 | 0.38 | 1.31 |  | 08h30 | 0.58 | 1.96 |  | 08h30 | 0.34 | 1.1 |  | 08h30 | 0.36 | 1.22 |  | 08h30 | 0.5 | 1.82 |  | 08h30 | 0.26 | 1 |  | 08h30 | 0.28 | 1.07 |  | 08h30 | 0.43 | 1.57 |  | 08h30 | 0.19 | 0.86 |  | 08h30 | 0.2 | 0.91 |  | 08h30 | 0.35 | 1.46 |  | 08h30 | 0.35 | 1.23 |  | 08h30 | 0.37 | 1.31 |  | 08h30 | 0.53 | 1.95
09h30 | 1.02 | 3 |  |  | 09h30 | 1.04 | 3.03 |  |  | 09h30 | 0.95 | 2.83 |  |  | 09h30 | 0.94 | 2.78 |  |  | 09h30 | 0.97 | 2.84 |  |  | 09h30 | 0.88 | 2.66 |  |  | 09h30 | 0.85 | 2.65 |  |  | 09h30 | 0.86 | 2.69 |  |  | 09h30 | 0.8 | 2.54 |  |  | 09h30 | 0.72 | 2.28 |  |  | 09h30 | 0.74 | 2.36 |  |  | 09h30 | 0.7 | 2.32 |  |  | 09h30 | 0.95 | 2.91 |  |  | 09h30 | 0.98 | 2.95 |  |  | 09h30 | 0.89 | 2.76 |  |  | 09h30 | 0.8 | 2.35 |  | 09h30 | 0.82 | 2.41 |  | 09h30 | 0.77 | 2.34 |  | 09h30 | 0.77 | 2.22 |  | 09h30 | 0.78 | 2.3 |  | 09h30 | 0.75 | 2.27 |  | 09h30 | 0.65 | 2.05 |  | 09h30 | 0.67 | 2.13 |  | 09h30 | 0.63 | 2.15 |  | 09h30 | 0.53 | 1.82 |  | 09h30 | 0.56 | 1.9 |  | 09h30 | 0.51 | 1.89 |  | 09h30 | 0.78 | 2.34 |  | 09h30 | 0.79 | 2.41 |  | 09h30 | 0.76 | 2.35
10h30 | 1.12 | 3.12 |  |  | 10h30 | 1.12 | 3.14 |  |  | 10h30 | 0.92 | 2.69 |  |  | 10h30 | 1.06 | 2.95 |  |  | 10h30 | 1.06 | 2.98 |  |  | 10h30 | 0.87 | 2.53 |  |  | 10h30 | 0.95 | 2.83 |  |  | 10h30 | 0.96 | 2.85 |  |  | 10h30 | 0.78 | 2.38 |  |  | 10h30 | 0.81 | 2.6 |  |  | 10h30 | 0.83 | 2.61 |  |  | 10h30 | 0.68 | 2.16 |  |  | 10h30 | 1.07 | 3.05 |  |  | 10h30 | 1.06 | 3.07 |  |  | 10h30 | 0.87 | 2.62 |  |  | 10h30 | 0.9 | 2.64 |  | 10h30 | 0.92 | 2.67 |  | 10h30 | 0.76 | 2.22 |  | 10h30 | 0.86 | 2.56 |  | 10h30 | 0.87 | 2.57 |  | 10h30 | 0.73 | 2.15 |  | 10h30 | 0.75 | 2.37 |  | 10h30 | 0.77 | 2.41 |  | 10h30 | 0.64 | 2.03 |  | 10h30 | 0.66 | 2.17 |  | 10h30 | 0.68 | 2.23 |  | 10h30 | 0.55 | 1.82 |  | 10h30 | 0.87 | 2.64 |  | 10h30 | 0.88 | 2.67 |  | 10h30 | 0.74 | 2.22
11h30 | 0.9 | 2.59 |  |  | 11h30 | 0.9 | 2.6 |  |  | 11h30 | 0.81 | 2.39 |  |  | 11h30 | 0.84 | 2.43 |  |  | 11h30 | 0.84 | 2.45 |  |  | 11h30 | 0.75 | 2.23 |  |  | 11h30 | 0.74 | 2.29 |  |  | 11h30 | 0.75 | 2.3 |  |  | 11h30 | 0.65 | 2.06 |  |  | 11h30 | 0.64 | 2.07 |  |  | 11h30 | 0.64 | 2.08 |  |  | 11h30 | 0.56 | 1.85 |  |  | 11h30 | 0.84 | 2.52 |  |  | 11h30 | 0.84 | 2.53 |  |  | 11h30 | 0.74 | 2.33 |  |  | 11h30 | 0.72 | 2.14 |  | 11h30 | 0.72 | 2.16 |  | 11h30 | 0.64 | 1.91 |  | 11h30 | 0.68 | 2.06 |  | 11h30 | 0.69 | 2.07 |  | 11h30 | 0.61 | 1.84 |  | 11h30 | 0.6 | 1.91 |  | 11h30 | 0.61 | 1.93 |  | 11h30 | 0.53 | 1.72 |  | 11h30 | 0.52 | 1.75 |  | 11h30 | 0.54 | 1.79 |  | 11h30 | 0.46 | 1.55 |  | 11h30 | 0.68 | 2.14 |  | 11h30 | 0.69 | 2.16 |  | 11h30 | 0.61 | 1.91
12h30 | 0.74 | 2.2 |  |  | 12h30 | 0.74 | 2.2 |  |  | 12h30 | 0.7 | 2.1 |  |  | 12h30 | 0.68 | 2.03 |  |  | 12h30 | 0.69 | 2.05 |  |  | 12h30 | 0.64 | 1.94 |  |  | 12h30 | 0.58 | 1.87 |  |  | 12h30 | 0.59 | 1.88 |  |  | 12h30 | 0.54 | 1.76 |  |  | 12h30 | 0.5 | 1.68 |  |  | 12h30 | 0.5 | 1.69 |  |  | 12h30 | 0.46 | 1.56 |  |  | 12h30 | 0.65 | 2.13 |  |  | 12h30 | 0.65 | 2.14 |  |  | 12h30 | 0.61 | 2.04 |  |  | 12h30 | 0.57 | 1.75 |  | 12h30 | 0.58 | 1.77 |  | 12h30 | 0.53 | 1.63 |  | 12h30 | 0.54 | 1.67 |  | 12h30 | 0.55 | 1.69 |  | 12h30 | 0.5 | 1.55 |  | 12h30 | 0.47 | 1.54 |  | 12h30 | 0.47 | 1.56 |  | 12h30 | 0.43 | 1.43 |  | 12h30 | 0.41 | 1.41 |  | 12h30 | 0.42 | 1.44 |  | 12h30 | 0.37 | 1.28 |  | 12h30 | 0.51 | 1.74 |  | 12h30 | 0.51 | 1.76 |  | 12h30 | 0.47 | 1.62
13h30 | 0.65 | 1.98 |  |  | 13h30 | 0.65 | 1.98 |  |  | 13h30 | 0.63 | 1.92 |  |  | 13h30 | 0.6 | 1.82 |  |  | 13h30 | 0.6 | 1.83 |  |  | 13h30 | 0.58 | 1.76 |  |  | 13h30 | 0.49 | 1.64 |  |  | 13h30 | 0.5 | 1.65 |  |  | 13h30 | 0.47 | 1.57 |  |  | 13h30 | 0.42 | 1.46 |  |  | 13h30 | 0.42 | 1.47 |  |  | 13h30 | 0.39 | 1.39 |  |  | 13h30 | 0.55 | 1.91 |  |  | 13h30 | 0.55 | 1.92 |  |  | 13h30 | 0.53 | 1.86 |  |  | 13h30 | 0.49 | 1.53 |  | 13h30 | 0.49 | 1.54 |  | 13h30 | 0.47 | 1.45 |  | 13h30 | 0.46 | 1.45 |  | 13h30 | 0.46 | 1.46 |  | 13h30 | 0.44 | 1.37 |  | 13h30 | 0.39 | 1.32 |  | 13h30 | 0.39 | 1.34 |  | 13h30 | 0.37 | 1.25 |  | 13h30 | 0.34 | 1.2 |  | 13h30 | 0.35 | 1.22 |  | 13h30 | 0.31 | 1.12 |  | 13h30 | 0.41 | 1.52 |  | 13h30 | 0.42 | 1.53 |  | 13h30 | 0.39 | 1.44
14h30 | 0.59 | 1.83 |  |  | 14h30 | 0.59 | 1.83 |  |  | 14h30 | 0.58 | 1.8 |  |  | 14h30 | 0.54 | 1.68 |  |  | 14h30 | 0.54 | 1.69 |  |  | 14h30 | 0.52 | 1.64 |  |  | 14h30 | 0.43 | 1.48 |  |  | 14h30 | 0.44 | 1.49 |  |  | 14h30 | 0.42 | 1.44 |  |  | 14h30 | 0.36 | 1.32 |  |  | 14h30 | 0.37 | 1.32 |  |  | 14h30 | 0.35 | 1.27 |  |  | 14h30 | 0.46 | 1.76 |  |  | 14h30 | 0.46 | 1.77 |  |  | 14h30 | 0.45 | 1.73 |  |  | 14h30 | 0.43 | 1.39 |  | 14h30 | 0.43 | 1.4 |  | 14h30 | 0.41 | 1.34 |  | 14h30 | 0.4 | 1.31 |  | 14h30 | 0.41 | 1.32 |  | 14h30 | 0.39 | 1.26 |  | 14h30 | 0.33 | 1.18 |  | 14h30 | 0.34 | 1.19 |  | 14h30 | 0.32 | 1.13 |  | 14h30 | 0.29 | 1.06 |  | 14h30 | 0.29 | 1.08 |  | 14h30 | 0.27 | 1.01 |  | 14h30 | 0.33 | 1.38 |  | 14h30 | 0.33 | 1.39 |  | 14h30 | 0.31 | 1.32
15h30 | 0.55 | 1.75 |  |  | 15h30 | 0.55 | 1.75 |  |  | 15h30 | 0.54 | 1.73 |  |  | 15h30 | 0.5 | 1.6 |  |  | 15h30 | 0.5 | 1.61 |  |  | 15h30 | 0.49 | 1.58 |  |  | 15h30 | 0.39 | 1.4 |  |  | 15h30 | 0.39 | 1.4 |  |  | 15h30 | 0.38 | 1.37 |  |  | 15h30 | 0.32 | 1.24 |  |  | 15h30 | 0.33 | 1.24 |  |  | 15h30 | 0.31 | 1.2 |  |  | 15h30 | 0.39 | 1.68 |  |  | 15h30 | 0.39 | 1.68 |  |  | 15h30 | 0.38 | 1.66 |  |  | 15h30 | 0.39 | 1.31 |  | 15h30 | 0.39 | 1.31 |  | 15h30 | 0.38 | 1.27 |  | 15h30 | 0.36 | 1.23 |  | 15h30 | 0.37 | 1.24 |  | 15h30 | 0.35 | 1.19 |  | 15h30 | 0.29 | 1.09 |  | 15h30 | 0.3 | 1.1 |  | 15h30 | 0.28 | 1.05 |  | 15h30 | 0.25 | 0.98 |  | 15h30 | 0.26 | 1 |  | 15h30 | 0.24 | 0.94 |  | 15h30 | 0.26 | 1.29 |  | 15h30 | 0.27 | 1.3 |  | 15h30 | 0.25 | 1.25
16h30 | 0.55 | 1.79 |  |  | 16h30 | 0.55 | 1.79 |  |  | 16h30 | 0.55 | 1.78 |  |  | 16h30 | 0.5 | 1.66 |  |  | 16h30 | 0.51 | 1.67 |  |  | 16h30 | 0.5 | 1.65 |  |  | 16h30 | 0.39 | 1.44 |  |  | 16h30 | 0.4 | 1.44 |  |  | 16h30 | 0.39 | 1.42 |  |  | 16h30 | 0.33 | 1.27 |  |  | 16h30 | 0.33 | 1.28 |  |  | 16h30 | 0.32 | 1.25 |  |  | 16h30 | 0.43 | 1.73 |  |  | 16h30 | 0.43 | 1.73 |  |  | 16h30 | 0.42 | 1.71 |  |  | 16h30 | 0.39 | 1.34 |  | 16h30 | 0.39 | 1.34 |  | 16h30 | 0.38 | 1.31 |  | 16h30 | 0.36 | 1.27 |  | 16h30 | 0.37 | 1.28 |  | 16h30 | 0.35 | 1.24 |  | 16h30 | 0.29 | 1.11 |  | 16h30 | 0.29 | 1.12 |  | 16h30 | 0.28 | 1.09 |  | 16h30 | 0.25 | 1 |  | 16h30 | 0.25 | 1.02 |  | 16h30 | 0.24 | 0.97 |  | 16h30 | 0.29 | 1.32 |  | 16h30 | 0.29 | 1.33 |  | 16h30 | 0.28 | 1.3
17h30 | 0.58 | 1.91 |  |  | 17h30 | 0.59 | 1.91 |  |  | 17h30 | 0.58 | 1.9 |  |  | 17h30 | 0.54 | 1.79 |  |  | 17h30 | 0.54 | 1.8 |  |  | 17h30 | 0.53 | 1.78 |  |  | 17h30 | 0.42 | 1.54 |  |  | 17h30 | 0.43 | 1.54 |  |  | 17h30 | 0.42 | 1.53 |  |  | 17h30 | 0.35 | 1.36 |  |  | 17h30 | 0.35 | 1.37 |  |  | 17h30 | 0.35 | 1.34 |  |  | 17h30 | 0.51 | 1.84 |  |  | 17h30 | 0.51 | 1.85 |  |  | 17h30 | 0.5 | 1.83 |  |  | 17h30 | 0.41 | 1.43 |  | 17h30 | 0.42 | 1.44 |  | 17h30 | 0.41 | 1.41 |  | 17h30 | 0.39 | 1.37 |  | 17h30 | 0.39 | 1.38 |  | 17h30 | 0.38 | 1.35 |  | 17h30 | 0.31 | 1.2 |  | 17h30 | 0.32 | 1.21 |  | 17h30 | 0.31 | 1.18 |  | 17h30 | 0.27 | 1.08 |  | 17h30 | 0.27 | 1.1 |  | 17h30 | 0.26 | 1.06 |  | 17h30 | 0.35 | 1.43 |  | 17h30 | 0.36 | 1.43 |  | 17h30 | 0.35 | 1.41
18h30 | 0.68 | 2.14 |  |  | 18h30 | 0.68 | 2.15 |  |  | 18h30 | 0.68 | 2.14 |  |  | 18h30 | 0.64 | 2.05 |  |  | 18h30 | 0.64 | 2.06 |  |  | 18h30 | 0.64 | 2.04 |  |  | 18h30 | 0.51 | 1.76 |  |  | 18h30 | 0.52 | 1.77 |  |  | 18h30 | 0.51 | 1.76 |  |  | 18h30 | 0.43 | 1.56 |  |  | 18h30 | 0.43 | 1.57 |  |  | 18h30 | 0.43 | 1.55 |  |  | 18h30 | 0.63 | 2.08 |  |  | 18h30 | 0.63 | 2.09 |  |  | 18h30 | 0.62 | 2.07 |  |  | 18h30 | 0.49 | 1.63 |  | 18h30 | 0.5 | 1.63 |  | 18h30 | 0.49 | 1.61 |  | 18h30 | 0.47 | 1.57 |  | 18h30 | 0.48 | 1.58 |  | 18h30 | 0.47 | 1.56 |  | 18h30 | 0.39 | 1.38 |  | 18h30 | 0.39 | 1.39 |  | 18h30 | 0.38 | 1.37 |  | 18h30 | 0.34 | 1.26 |  | 18h30 | 0.34 | 1.27 |  | 18h30 | 0.33 | 1.24 |  | 18h30 | 0.45 | 1.63 |  | 18h30 | 0.46 | 1.64 |  | 18h30 | 0.45 | 1.62
19h30 | 0.59 | 2.13 |  |  | 19h30 | 0.59 | 2.13 |  |  | 19h30 | 0.59 | 2.12 |  |  | 19h30 | 0.55 | 2.04 |  |  | 19h30 | 0.55 | 2.05 |  |  | 19h30 | 0.55 | 2.04 |  |  | 19h30 | 0.41 | 1.74 |  |  | 19h30 | 0.42 | 1.74 |  |  | 19h30 | 0.41 | 1.73 |  |  | 19h30 | 0.32 | 1.51 |  |  | 19h30 | 0.32 | 1.51 |  |  | 19h30 | 0.32 | 1.5 |  |  | 19h30 | 0.55 | 2.07 |  |  | 19h30 | 0.55 | 2.07 |  |  | 19h30 | 0.55 | 2.06 |  |  | 19h30 | 0.38 | 1.56 |  | 19h30 | 0.38 | 1.57 |  | 19h30 | 0.38 | 1.55 |  | 19h30 | 0.36 | 1.52 |  | 19h30 | 0.37 | 1.53 |  | 19h30 | 0.36 | 1.5 |  | 19h30 | 0.27 | 1.31 |  | 19h30 | 0.27 | 1.31 |  | 19h30 | 0.27 | 1.3 |  | 19h30 | 0.22 | 1.18 |  | 19h30 | 0.22 | 1.19 |  | 19h30 | 0.21 | 1.16 |  | 19h30 | 0.36 | 1.58 |  | 19h30 | 0.36 | 1.59 |  | 19h30 | 0.35 | 1.57
20h30 | 0.44 | 2.03 |  |  | 20h30 | 0.44 | 2.03 |  |  | 20h30 | 0.44 | 2.03 |  |  | 20h30 | 0.4 | 1.95 |  |  | 20h30 | 0.41 | 1.96 |  |  | 20h30 | 0.4 | 1.94 |  |  | 20h30 | 0.27 | 1.63 |  |  | 20h30 | 0.27 | 1.64 |  |  | 20h30 | 0.27 | 1.63 |  |  | 20h30 | 0.17 | 1.38 |  |  | 20h30 | 0.17 | 1.38 |  |  | 20h30 | 0.18 | 1.37 |  |  | 20h30 | 0.41 | 1.97 |  |  | 20h30 | 0.41 | 1.98 |  |  | 20h30 | 0.41 | 1.97 |  |  | 20h30 | 0.22 | 1.42 |  | 20h30 | 0.22 | 1.42 |  | 20h30 | 0.22 | 1.41 |  | 20h30 | 0.21 | 1.38 |  | 20h30 | 0.21 | 1.39 |  | 20h30 | 0.2 | 1.37 |  | 20h30 | 0.11 | 1.16 |  | 20h30 | 0.11 | 1.17 |  | 20h30 | 0.15 | 1.15 |  | 20h30 | 0.06 | 1.02 |  | 20h30 | 0.06 | 1.03 |  | 20h30 | 0.12 | 1.01 |  | 20h30 | 0.21 | 1.45 |  | 20h30 | 0.21 | 1.45 |  | 20h30 | 0.2 | 1.44
21h30 | 0.47 | 2.15 |  |  | 21h30 | 0.47 | 2.15 |  |  | 21h30 | 0.47 | 2.15 |  |  | 21h30 | 0.43 | 2.06 |  |  | 21h30 | 0.43 | 2.07 |  |  | 21h30 | 0.43 | 2.05 |  |  | 21h30 | 0.29 | 1.75 |  |  | 21h30 | 0.29 | 1.75 |  |  | 21h30 | 0.29 | 1.75 |  |  | 21h30 | 0.18 | 1.46 |  |  | 21h30 | 0.18 | 1.47 |  |  | 21h30 | 0.19 | 1.46 |  |  | 21h30 | 0.44 | 2.09 |  |  | 21h30 | 0.44 | 2.1 |  |  | 21h30 | 0.44 | 2.09 |  |  | 21h30 | 0.24 | 1.5 |  | 21h30 | 0.24 | 1.5 |  | 21h30 | 0.23 | 1.5 |  | 21h30 | 0.22 | 1.47 |  | 21h30 | 0.22 | 1.47 |  | 21h30 | 0.22 | 1.46 |  | 21h30 | 0.12 | 1.24 |  | 21h30 | 0.13 | 1.24 |  | 21h30 | 0.15 | 1.23 |  | 21h30 | 0.07 | 1.09 |  | 21h30 | 0.07 | 1.1 |  | 21h30 | 0.1 | 1.08 |  | 21h30 | 0.23 | 1.53 |  | 21h30 | 0.23 | 1.54 |  | 21h30 | 0.23 | 1.52
22h30 | 0.48 | 2.22 |  |  | 22h30 | 0.48 | 2.22 |  |  | 22h30 | 0.48 | 2.21 |  |  | 22h30 | 0.44 | 2.11 |  |  | 22h30 | 0.44 | 2.12 |  |  | 22h30 | 0.44 | 2.11 |  |  | 22h30 | 0.3 | 1.81 |  |  | 22h30 | 0.3 | 1.82 |  |  | 22h30 | 0.3 | 1.81 |  |  | 22h30 | 0.18 | 1.51 |  |  | 22h30 | 0.18 | 1.51 |  |  | 22h30 | 0.19 | 1.5 |  |  | 22h30 | 0.45 | 2.16 |  |  | 22h30 | 0.45 | 2.16 |  |  | 22h30 | 0.45 | 2.15 |  |  | 22h30 | 0.24 | 1.54 |  | 22h30 | 0.24 | 1.54 |  | 22h30 | 0.24 | 1.53 |  | 22h30 | 0.23 | 1.5 |  | 22h30 | 0.23 | 1.51 |  | 22h30 | 0.22 | 1.5 |  | 22h30 | 0.13 | 1.27 |  | 22h30 | 0.13 | 1.28 |  | 22h30 | 0.15 | 1.27 |  | 22h30 | 0.07 | 1.12 |  | 22h30 | 0.07 | 1.13 |  | 22h30 | 0.1 | 1.11 |  | 22h30 | 0.23 | 1.57 |  | 22h30 | 0.24 | 1.57 |  | 22h30 | 0.23 | 1.56
23h30 | 0.5 | 2.28 |  |  | 23h30 | 0.5 | 2.28 |  |  | 23h30 | 0.5 | 2.28 |  |  | 23h30 | 0.45 | 2.16 |  |  | 23h30 | 0.46 | 2.16 |  |  | 23h30 | 0.45 | 2.15 |  |  | 23h30 | 0.31 | 1.87 |  |  | 23h30 | 0.31 | 1.87 |  |  | 23h30 | 0.31 | 1.87 |  |  | 23h30 | 0.19 | 1.55 |  |  | 23h30 | 0.19 | 1.55 |  |  | 23h30 | 0.19 | 1.54 |  |  | 23h30 | 0.46 | 2.22 |  |  | 23h30 | 0.47 | 2.22 |  |  | 23h30 | 0.46 | 2.21 |  |  | 23h30 | 0.25 | 1.57 |  | 23h30 | 0.25 | 1.57 |  | 23h30 | 0.25 | 1.57 |  | 23h30 | 0.23 | 1.53 |  | 23h30 | 0.24 | 1.54 |  | 23h30 | 0.23 | 1.53 |  | 23h30 | 0.13 | 1.31 |  | 23h30 | 0.13 | 1.31 |  | 23h30 | 0.14 | 1.3 |  | 23h30 | 0.07 | 1.15 |  | 23h30 | 0.07 | 1.16 |  | 23h30 | 0.08 | 1.14 |  | 23h30 | 0.24 | 1.6 |  | 23h30 | 0.25 | 1.61 |  | 23h30 | 0.24 | 1.6
1984-1998 spring base | [74 empty] | 1984-1998 Best_case_spring_data
detached | [14 empty] | terace | [14 empty] | ftg | [14 empty] | mf | [14 empty] | s-detached | [14 empty] | detached | [11 empty] | terrace | [11 empty] | ftg | [11 empty] | mf | [11 empty] | s-detached
00h30 | 0.23 | 1.19 | 0.19 | 1.0343 | 00h30 | 0.06 | 0.6 | 0.037143 | 0.47571 | 00h30 | 0.25 | 1.33 | 0.19857 | 1.1729 | 00h30 | 0.23 | 1.22 | 0.18143 | 1.0314 | 00h30 | 0.06 | 0.67 | 0.032857 | 0.49143 | 00h30 | 0.25 | 1.37 | 0.18857 | 1.1743 | 00h30 | 0.14 | 0.97 | 0.08 | 0.79857 | 00h30 | 0.02 | 0.43 | 0.0042857 | 0.33286 | 00h30 | 0.13 | 1.03 | 0.071429 | 0.86143 | 00h30 | 0 | 0.77 | 0.12429 | 1.1686 | 00h30 | 0 | 0.3 | 0 | 0.22 | 00h30 | 0.02 | 0.83 | 0.012857 | 0.67286 | 00h30 | 0.15 | 1.17 | 0.15 | 1.0029 | 00h30 | 0.09 | 0.58 | 0.05 | 0.46429 | 00h30 | 0.13 | 1.3 | 0.15143 | 1.13 | 00h30 | 0.07 | 0.83 |  | 00h30 | 0 | 0.33 | 0.24 | 00h30 | 0.06 | 0.87 | 0.79143 | 00h30 | 0.08 | 0.85 | 0.74143 | 00h30 | 0 | 0.37 | 0.26714 | 00h30 | 0.07 | 0.9 | 0.79571 | 00h30 | 0 | 0.67 | 0.55429 | 00h30 | 0 | 0.27 | 0.19286 | 00h30 | 0 | 0.72 | 0.58571 | 00h30 | 0 | 0.57 | 0.45571 | 00h30 | 0 | 0.22 | 0.15143 | 00h30 | 0 | 0.6 | 0.47571 | 00h30 | 0.04 | 0.82 | 0.72714 | 00h30 | 0.03 | 0.36 | 0.27 | 00h30 | 0.02 | 0.86 | 0.77
01h30 | 0.12 | 0.5 | 0.091429 | 0.41571 | 01h30 | 0.02 | 0.23 | 0.012857 | 0.14571 | 01h30 | 0.12 | 0.54 | 0.09 | 0.45714 | 01h30 | 0.11 | 0.51 | 0.082857 | 0.40571 | 01h30 | 0.01 | 0.25 | 0.0071429 | 0.14 | 01h30 | 0.12 | 0.55 | 0.084286 | 0.44571 | 01h30 | 0 | 0.3 | 0.01 | 0.20714 | 01h30 | 0 | 0 | 0 | 0.011429 | 01h30 | 0 | 0.32 | 0.0085714 | 0.21714 | 01h30 | 0 | 0.09 | 0.055714 | 0.39429 | 01h30 | 0 | 0 | 0 | 0 | 01h30 | 0 | 0.15 | 0 | 0.091429 | 01h30 | 0.07 | 0.48 | 0.068571 | 0.39286 | 01h30 | 0.03 | 0.21 | 0.012857 | 0.13143 | 01h30 | 0.05 | 0.51 | 0.065714 | 0.42857 | 01h30 | 0 | 0.12 |  | 01h30 | 0 | 0 | 0 | 01h30 | 0 | 0.11 | 0.091429 | 01h30 | 0 | 0.15 | 0.095714 | 01h30 | 0 | 0 | 0 | 01h30 | 0 | 0.14 | 0.10143 | 01h30 | 0 | 0.02 | 0.022857 | 01h30 | 0 | 0 | 0 | 01h30 | 0 | 0.01 | 0.02 | 01h30 | 0 | 0 | 0.01 | 01h30 | 0 | 0 | 0 | 01h30 | 0 | 0 | 0.0071429 | 01h30 | 0 | 0.15 | 0.10571 | 01h30 | 0 | 0 | 0 | 01h30 | 0 | 0.13 | 0.10286
02h30 | 0.12 | 0.5 | 0.097143 | 0.44143 | 02h30 | 0.12 | 0.49 | 0.078571 | 0.34714 | 02h30 | 0.12 | 0.54 | 0.094286 | 0.46571 | 02h30 | 0.11 | 0.51 | 0.088571 | 0.43143 | 02h30 | 0.11 | 0.5 | 0.071429 | 0.34714 | 02h30 | 0.12 | 0.55 | 0.088571 | 0.45286 | 02h30 | 0 | 0.3 | 0.01 | 0.20857 | 02h30 | 0.01 | 0.19 | 0.0028571 | 0.10143 | 02h30 | 0 | 0.32 | 0.0085714 | 0.21714 | 02h30 | 0 | 0.09 | 0.055714 | 0.39429 | 02h30 | 0 | 0.01 | 0 | 0.011429 | 02h30 | 0 | 0.15 | 0 | 0.091429 | 02h30 | 0.09 | 0.48 | 0.077143 | 0.41714 | 02h30 | 0.1 | 0.46 | 0.064286 | 0.32571 | 02h30 | 0.08 | 0.51 | 0.075714 | 0.43857 | 02h30 | 0 | 0.12 |  | 02h30 | 0 | 0.08 | 0.05 | 02h30 | 0 | 0.11 | 0.091429 | 02h30 | 0 | 0.15 | 0.095714 | 02h30 | 0 | 0.11 | 0.054286 | 02h30 | 0 | 0.14 | 0.10143 | 02h30 | 0 | 0.02 | 0.022857 | 02h30 | 0 | 0 | 0 | 02h30 | 0 | 0.01 | 0.02 | 02h30 | 0 | 0 | 0.01 | 02h30 | 0 | 0 | 0 | 02h30 | 0 | 0 | 0.0071429 | 02h30 | 0 | 0.15 | 0.10571 | 02h30 | 0 | 0.08 | 0.052857 | 02h30 | 0 | 0.13 | 0.10286
03h30 | 0.17 | 0.6 | 0.16571 | 0.58429 | 03h30 | 0.2 | 0.65 | 0.14714 | 0.50857 | 03h30 | 0.17 | 0.62 | 0.16429 | 0.6 | 03h30 | 0.15 | 0.58 | 0.14714 | 0.55571 | 03h30 | 0.18 | 0.63 | 0.13286 | 0.49286 | 03h30 | 0.15 | 0.59 | 0.14286 | 0.56 | 03h30 | 0.05 | 0.34 | 0.045714 | 0.30857 | 03h30 | 0.07 | 0.4 | 0.037143 | 0.26714 | 03h30 | 0.05 | 0.34 | 0.042857 | 0.31 | 03h30 | 0 | 0.11 | 0.075714 | 0.47714 | 03h30 | 0 | 0.11 | 0 | 0.077143 | 03h30 | 0 | 0.08 | 0.0014286 | 0.097143 | 03h30 | 0.14 | 0.57 | 0.14 | 0.55429 | 03h30 | 0.17 | 0.61 | 0.13 | 0.47714 | 03h30 | 0.14 | 0.59 | 0.14 | 0.56857 | 03h30 | 0 | 0.15 |  | 03h30 | 0.01 | 0.17 | 0.12143 | 03h30 | 0 | 0.16 | 0.16286 | 03h30 | 0 | 0.18 | 0.16286 | 03h30 | 0.01 | 0.2 | 0.13429 | 03h30 | 0 | 0.18 | 0.15857 | 03h30 | 0 | 0 | 0.018571 | 03h30 | 0 | 0 | 0.0014286 | 03h30 | 0 | 0 | 0.017143 | 03h30 | 0 | 0 | 0 | 03h30 | 0 | 0 | 0 | 03h30 | 0 | 0 | 0 | 03h30 | 0 | 0.16 | 0.17143 | 03h30 | 0.01 | 0.18 | 0.13143 | 03h30 | 0 | 0.17 | 0.17
04h30 | 0.23 | 0.7 | 0.22714 | 0.71 | 04h30 | 0.27 | 0.81 | 0.21143 | 0.65143 | 04h30 | 0.22 | 0.68 | 0.21857 | 0.69 | 04h30 | 0.2 | 0.65 | 0.19857 | 0.65286 | 04h30 | 0.24 | 0.76 | 0.18714 | 0.62 | 04h30 | 0.18 | 0.61 | 0.18857 | 0.62286 | 04h30 | 0.1 | 0.44 | 0.097143 | 0.43857 | 04h30 | 0.14 | 0.55 | 0.094286 | 0.41429 | 04h30 | 0.1 | 0.42 | 0.094286 | 0.42429 | 04h30 | 0 | 0.2 | 0.11571 | 0.53429 | 04h30 | 0.02 | 0.26 | 0.01 | 0.18857 | 04h30 | 0 | 0.13 | 0.0085714 | 0.18 | 04h30 | 0.21 | 0.66 | 0.20571 | 0.67 | 04h30 | 0.23 | 0.76 | 0.18571 | 0.61714 | 04h30 | 0.2 | 0.64 | 0.19857 | 0.64857 | 04h30 | 0.04 | 0.2 |  | 04h30 | 0.06 | 0.25 | 0.24143 | 04h30 | 0.03 | 0.19 | 0.25286 | 04h30 | 0.04 | 0.22 | 0.27 | 04h30 | 0.06 | 0.27 | 0.25429 | 04h30 | 0.03 | 0.2 | 0.24714 | 04h30 | 0 | 0 | 0.041429 | 04h30 | 0 | 0.06 | 0.042857 | 04h30 | 0 | 0 | 0.032857 | 04h30 | 0 | 0 | 0.0057143 | 04h30 | 0 | 0 | 0.0014286 | 04h30 | 0 | 0 | 0.0028571 | 04h30 | 0.03 | 0.21 | 0.27286 | 04h30 | 0.05 | 0.27 | 0.25143 | 04h30 | 0.03 | 0.21 | 0.26143
05h30 | 0.3 | 0.84 | 0.30143 | 0.87429 | 05h30 | 0.33 | 0.93 | 0.27143 | 0.78286 | 05h30 | 0.28 | 0.81 | 0.29286 | 0.85 | 05h30 | 0.25 | 0.76 | 0.25857 | 0.79 | 05h30 | 0.3 | 0.87 | 0.24286 | 0.73143 | 05h30 | 0.24 | 0.72 | 0.25143 | 0.75714 | 05h30 | 0.16 | 0.57 | 0.16286 | 0.59143 | 05h30 | 0.19 | 0.67 | 0.15 | 0.54 | 05h30 | 0.16 | 0.55 | 0.16 | 0.57857 | 05h30 | 0.05 | 0.35 | 0.15714 | 0.65143 | 05h30 | 0.07 | 0.37 | 0.048571 | 0.29857 | 05h30 | 0.03 | 0.26 | 0.048571 | 0.31 | 05h30 | 0.27 | 0.79 | 0.27 | 0.82571 | 05h30 | 0.29 | 0.89 | 0.24 | 0.74714 | 05h30 | 0.27 | 0.77 | 0.26286 | 0.80286 | 05h30 | 0.08 | 0.26 |  | 05h30 | 0.1 | 0.33 | 0.36 | 05h30 | 0.08 | 0.26 | 0.38143 | 05h30 | 0.08 | 0.27 | 0.4 | 05h30 | 0.1 | 0.34 | 0.37143 | 05h30 | 0.07 | 0.26 | 0.37429 | 05h30 | 0 | 0.08 | 0.13714 | 05h30 | 0.01 | 0.17 | 0.13143 | 05h30 | 0 | 0.07 | 0.12143 | 05h30 | 0 | 0 | 0.034286 | 05h30 | 0 | 0.03 | 0.037143 | 05h30 | 0 | 0 | 0.025714 | 05h30 | 0.08 | 0.28 | 0.40429 | 05h30 | 0.09 | 0.34 | 0.36286 | 05h30 | 0.07 | 0.27 | 0.38857
06h30 | 0.35 | 0.95 | 0.35857 | 1.0029 | 06h30 | 0.37 | 1.01 | 0.31143 | 0.87286 | 06h30 | 0.34 | 0.93 | 0.35429 | 0.98857 | 06h30 | 0.3 | 0.85 | 0.31143 | 0.90143 | 06h30 | 0.33 | 0.92 | 0.27714 | 0.80286 | 06h30 | 0.29 | 0.83 | 0.30429 | 0.87714 | 06h30 | 0.21 | 0.68 | 0.21714 | 0.72714 | 06h30 | 0.23 | 0.76 | 0.18857 | 0.64286 | 06h30 | 0.2 | 0.66 | 0.21 | 0.71286 | 06h30 | 0.1 | 0.42 | 0.19429 | 0.75857 | 06h30 | 0.11 | 0.43 | 0.088571 | 0.37857 | 06h30 | 0.08 | 0.36 | 0.091429 | 0.41571 | 06h30 | 0.31 | 0.9 | 0.31857 | 0.95143 | 06h30 | 0.32 | 0.96 | 0.27714 | 0.83143 | 06h30 | 0.31 | 0.88 | 0.31429 | 0.93571 | 06h30 | 0.11 | 0.33 |  | 06h30 | 0.13 | 0.41 | 0.47 | 06h30 | 0.11 | 0.33 | 0.50286 | 06h30 | 0.11 | 0.33 | 0.50857 | 06h30 | 0.12 | 0.42 | 0.46714 | 06h30 | 0.1 | 0.32 | 0.48571 | 06h30 | 0.03 | 0.19 | 0.26143 | 06h30 | 0.05 | 0.24 | 0.23429 | 06h30 | 0.02 | 0.17 | 0.24 | 06h30 | 0 | 0.04 | 0.10429 | 06h30 | 0 | 0.1 | 0.098571 | 06h30 | 0 | 0.02 | 0.087143 | 06h30 | 0.11 | 0.35 | 0.52429 | 06h30 | 0.12 | 0.42 | 0.47143 | 06h30 | 0.1 | 0.34 | 0.51143
07h30 | 0.67 | 1.99 | 0.61571 | 1.8757 | 07h30 | 0.68 | 2.04 | 0.51714 | 1.5871 | 07h30 | 0.66 | 1.98 | 0.67714 | 2.0486 | 07h30 | 0.6 | 1.85 | 0.55143 | 1.7343 | 07h30 | 0.63 | 1.91 | 0.47714 | 1.4886 | 07h30 | 0.59 | 1.83 | 0.61 | 1.8914 | 07h30 | 0.49 | 1.68 | 0.44 | 1.5586 | 07h30 | 0.52 | 1.75 | 0.37857 | 1.33 | 07h30 | 0.49 | 1.66 | 0.49143 | 1.7171 | 07h30 | 0.29 | 1.27 | 0.44857 | 1.7286 | 07h30 | 0.28 | 1.25 | 0.22857 | 0.90857 | 07h30 | 0.3 | 1.08 | 0.31571 | 1.1886 | 07h30 | 0.61 | 1.93 | 0.55286 | 1.8114 | 07h30 | 0.62 | 1.97 | 0.47143 | 1.5357 | 07h30 | 0.6 | 1.91 | 0.61571 | 1.9771 | 07h30 | 0.34 | 1.2 |  | 07h30 | 0.39 | 1.32 | 1.2129 | 07h30 | 0.33 | 1.17 | 1.5429 | 07h30 | 0.31 | 1.18 | 1.3429 | 07h30 | 0.37 | 1.3 | 1.1986 | 07h30 | 0.3 | 1.14 | 1.47 | 07h30 | 0.25 | 0.83 | 1.0729 | 07h30 | 0.24 | 0.93 | 0.92143 | 07h30 | 0.26 | 0.86 | 1.2186 | 07h30 | 0.22 | 0.88 | 0.99143 | 07h30 | 0.24 | 0.88 | 0.82857 | 07h30 | 0.21 | 0.87 | 1.1429 | 07h30 | 0.3 | 1.21 | 1.3829 | 07h30 | 0.34 | 1.32 | 1.1943 | 07h30 | 0.3 | 1.18 | 1.5443
08h30 | 0.76 | 2.39 | 0.72714 | 2.3271 | 08h30 | 0.77 | 2.42 | 0.70714 | 2.2443 | 08h30 | 0.76 | 2.38 | 0.76857 | 2.4286 | 08h30 | 0.69 | 2.23 | 0.66143 | 2.1629 | 08h30 | 0.71 | 2.28 | 0.65143 | 2.0986 | 08h30 | 0.68 | 2.21 | 0.69857 | 2.2529 | 08h30 | 0.59 | 2.08 | 0.56 | 2.0171 | 08h30 | 0.61 | 2.13 | 0.55286 | 1.9514 | 08h30 | 0.59 | 2.07 | 0.59 | 2.11 | 08h30 | 0.46 | 1.87 | 0.62571 | 2.3586 | 08h30 | 0.39 | 1.68 | 0.37571 | 1.4886 | 08h30 | 0.4 | 1.54 | 0.40714 | 1.6114 | 08h30 | 0.63 | 2.32 | 0.63143 | 2.2557 | 08h30 | 0.64 | 2.35 | 0.61857 | 2.1743 | 08h30 | 0.62 | 2.31 | 0.67 | 2.3543 | 08h30 | 0.46 | 1.65 |  | 08h30 | 0.5 | 1.74 | 1.9829 | 08h30 | 0.45 | 1.62 | 2.1014 | 08h30 | 0.43 | 1.6 | 1.9314 | 08h30 | 0.48 | 1.71 | 1.9286 | 08h30 | 0.42 | 1.57 | 2.0086 | 08h30 | 0.35 | 1.29 | 1.6271 | 08h30 | 0.35 | 1.37 | 1.5986 | 08h30 | 0.35 | 1.3 | 1.71 | 08h30 | 0.26 | 1.22 | 1.4 | 08h30 | 0.29 | 1.24 | 1.3514 | 08h30 | 0.25 | 1.2 | 1.49 | 08h30 | 0.36 | 1.65 | 1.9571 | 08h30 | 0.38 | 1.73 | 1.9143 | 08h30 | 0.35 | 1.62 | 2.05
09h30 | 0.2 | 0.61 | 0.38857 | 1.1686 | 09h30 | 0.3 | 0.93 | 0.49714 | 1.48 | 09h30 | 0.74 | 2.27 | 0.76143 | 2.3014 | 09h30 | 0.18 | 0.55 | 0.35857 | 1.0729 | 09h30 | 0.27 | 0.88 | 0.45571 | 1.3729 | 09h30 | 0.69 | 2.12 | 0.71 | 2.1514 | 09h30 | 0.2 | 0.62 | 0.34 | 1.09 | 09h30 | 0.21 | 0.82 | 0.39286 | 1.2786 | 09h30 | 0.62 | 2.03 | 0.64143 | 2.0629 | 09h30 | 0.68 | 2.22 | 0.81286 | 2.69 | 09h30 | 0.18 | 0.65 | 0.29857 | 1.0486 | 09h30 | 0.51 | 1.82 | 0.52571 | 1.8357 | 09h30 | 0.14 | 0.59 | 0.31714 | 1.1357 | 09h30 | 0.19 | 0.88 | 0.4 | 1.4243 | 09h30 | 0.47 | 2.2 | 0.61571 | 2.2414 | 09h30 | 0.19 | 0.56 |  | 09h30 | 0.19 | 0.68 | 1.42 | 09h30 | 0.58 | 1.81 | 2.4586 | 09h30 | 0.19 | 0.53 | 1.2214 | 09h30 | 0.18 | 0.67 | 1.3614 | 09h30 | 0.57 | 1.77 | 2.3871 | 09h30 | 0.12 | 0.56 | 1.0686 | 09h30 | 0.14 | 0.59 | 1.15 | 09h30 | 0.46 | 1.65 | 2.1043 | 09h30 | 0.04 | 0.37 | 0.80571 | 09h30 | 0.06 | 0.43 | 0.88143 | 09h30 | 0.32 | 1.32 | 1.7014 | 09h30 | 0.12 | 0.56 | 1.1986 | 09h30 | 0.12 | 0.67 | 1.3486 | 09h30 | 0.35 | 1.8 | 2.3186
10h30 | 0 | 0 | 0.20429 | 0.58429 | 10h30 | 0 | 0 | 0.26286 | 0.73143 | 10h30 | 0.6 | 1.82 | 0.63571 | 1.8786 | 10h30 | 0 | 0 | 0.19143 | 0.54143 | 10h30 | 0 | 0 | 0.24571 | 0.68143 | 10h30 | 0.56 | 1.69 | 0.59143 | 1.7414 | 10h30 | 0 | 0 | 0.17 | 0.52 | 10h30 | 0 | 0 | 0.22143 | 0.66286 | 10h30 | 0.49 | 1.59 | 0.52286 | 1.6386 | 10h30 | 0.62 | 1.99 | 0.76 | 2.4614 | 10h30 | 0 | 0 | 0.18143 | 0.59 | 10h30 | 0.41 | 1.42 | 0.43714 | 1.4557 | 10h30 | 0 | 0 | 0.14286 | 0.56857 | 10h30 | 0 | 0 | 0.19571 | 0.71143 | 10h30 | 0.32 | 1.76 | 0.48429 | 1.8243 | 10h30 | 0 | 0 |  | 10h30 | 0 | 0 | 0.8 | 10h30 | 0.48 | 1.46 | 2.0186 | 10h30 | 0 | 0 | 0.61286 | 10h30 | 0 | 0 | 0.76286 | 10h30 | 0.46 | 1.41 | 1.9429 | 10h30 | 0 | 0 | 0.56143 | 10h30 | 0 | 0 | 0.68286 | 10h30 | 0.39 | 1.31 | 1.7371 | 10h30 | 0 | 0 | 0.49714 | 10h30 | 0 | 0 | 0.60714 | 10h30 | 0.3 | 1.08 | 1.46 | 10h30 | 0 | 0 | 0.58 | 10h30 | 0 | 0 | 0.73429 | 10h30 | 0.24 | 1.43 | 1.8714
11h30 | 0 | 0 | 0.13429 | 0.41429 | 11h30 | 0 | 0 | 0.16 | 0.48 | 11h30 | 0.39 | 1.3 | 0.44286 | 1.4086 | 11h30 | 0 | 0 | 0.12429 | 0.37714 | 11h30 | 0 | 0 | 0.15 | 0.44429 | 11h30 | 0.36 | 1.19 | 0.40857 | 1.2814 | 11h30 | 0 | 0 | 0.10429 | 0.34857 | 11h30 | 0 | 0 | 0.13 | 0.41857 | 11h30 | 0.29 | 1.07 | 0.33714 | 1.16 | 11h30 | 0.46 | 1.59 | 0.61571 | 2.1 | 11h30 | 0 | 0 | 0.10714 | 0.37571 | 11h30 | 0.24 | 0.96 | 0.27571 | 1.0243 | 11h30 | 0 | 0 | 0.072857 | 0.4 | 11h30 | 0 | 0 | 0.10143 | 0.46571 | 11h30 | 0 | 1.24 | 0.22429 | 1.3529 | 11h30 | 0 | 0 |  | 11h30 | 0 | 0 | 0.52 | 11h30 | 0.29 | 1.01 | 1.4243 | 11h30 | 0 | 0 | 0.40714 | 11h30 | 0 | 0 | 0.49143 | 11h30 | 0.27 | 0.95 | 1.3429 | 11h30 | 0 | 0 | 0.36714 | 11h30 | 0 | 0 | 0.43571 | 11h30 | 0.22 | 0.87 | 1.1771 | 11h30 | 0 | 0 | 0.31857 | 11h30 | 0 | 0 | 0.38143 | 11h30 | 0.16 | 0.71 | 0.97571 | 11h30 | 0 | 0 | 0.37286 | 11h30 | 0 | 0 | 0.45714 | 11h30 | 0 | 0.95 | 1.2143
12h30 | 0 | 0 | 0.095714 | 0.31857 | 12h30 | 0 | 0 | 0.1 | 0.33286 | 12h30 | 0.34 | 1.17 | 0.38286 | 1.2729 | 12h30 | 0 | 0 | 0.091429 | 0.29714 | 12h30 | 0 | 0 | 0.094286 | 0.30571 | 12h30 | 0.32 | 1.12 | 0.35429 | 1.1929 | 12h30 | 0 | 0 | 0.067143 | 0.25857 | 12h30 | 0 | 0 | 0.072857 | 0.27 | 12h30 | 0.23 | 0.91 | 0.27143 | 1.0014 | 12h30 | 0.33 | 1.26 | 0.52 | 1.8329 | 12h30 | 0 | 0 | 0.058571 | 0.24286 | 12h30 | 0.2 | 0.75 | 0.22857 | 0.85286 | 12h30 | 0 | 0 | 0.048571 | 0.30857 | 12h30 | 0 | 0 | 0.037143 | 0.32 | 12h30 | 0 | 1.12 | 0.19714 | 1.2271 | 12h30 | 0 | 0 |  | 12h30 | 0 | 0 | 0.34571 | 12h30 | 0.21 | 0.81 | 1.18 | 12h30 | 0 | 0 | 0.29143 | 12h30 | 0 | 0 | 0.32 | 12h30 | 0.2 | 0.79 | 1.1243 | 12h30 | 0 | 0 | 0.24714 | 12h30 | 0 | 0 | 0.27571 | 12h30 | 0.18 | 0.66 | 0.97286 | 12h30 | 0 | 0 | 0.20857 | 12h30 | 0 | 0 | 0.23571 | 12h30 | 0.15 | 0.59 | 0.83571 | 12h30 | 0 | 0 | 0.26571 | 12h30 | 0 | 0 | 0.28286 | 12h30 | 0 | 0.78 | 1.0214
13h30 | 0.22 | 0.73 | 0.26857 | 0.89714 | 13h30 | 0 | 0 | 0.075714 | 0.26143 | 13h30 | 0.19 | 0.8 | 0.29714 | 1.0471 | 13h30 | 0.21 | 0.65 | 0.26429 | 0.85 | 13h30 | 0 | 0 | 0.07 | 0.24286 | 13h30 | 0.19 | 0.75 | 0.28 | 0.97286 | 13h30 | 0.16 | 0.63 | 0.22 | 0.78143 | 13h30 | 0 | 0 | 0.048571 | 0.21 | 13h30 | 0.11 | 0.57 | 0.19286 | 0.78286 | 13h30 | 0.25 | 1.03 | 0.45571 | 1.6571 | 13h30 | 0 | 0 | 0.035714 | 0.18857 | 13h30 | 0.09 | 0.5 | 0.15857 | 0.68571 | 13h30 | 0 | 0.69 | 0.15857 | 0.86714 | 13h30 | 0 | 0 | 0.027143 | 0.25 | 13h30 | 0 | 0.72 | 0.16286 | 0.99143 | 13h30 | 0.15 | 0.55 |  | 13h30 | 0 | 0 | 0.25857 | 13h30 | 0.12 | 0.55 | 0.95429 | 13h30 | 0.14 | 0.5 | 0.87286 | 13h30 | 0 | 0 | 0.23714 | 13h30 | 0.11 | 0.51 | 0.89286 | 13h30 | 0.11 | 0.5 | 0.77286 | 13h30 | 0 | 0 | 0.19714 | 13h30 | 0.08 | 0.41 | 0.73429 | 13h30 | 0.07 | 0.36 | 0.65143 | 13h30 | 0 | 0 | 0.16714 | 13h30 | 0.04 | 0.34 | 0.59857 | 13h30 | 0 | 0.49 | 0.79 | 13h30 | 0 | 0 | 0.21429 | 13h30 | 0 | 0.47 | 0.81143
14h30 | 0.33 | 1.14 | 0.41429 | 1.3271 | 14h30 | 0 | 0 | 0.052857 | 0.19857 | 14h30 | 0.19 | 0.8 | 0.29571 | 1.0429 | 14h30 | 0.33 | 1.05 | 0.40143 | 1.24 | 14h30 | 0 | 0 | 0.051429 | 0.18714 | 14h30 | 0.19 | 0.75 | 0.27857 | 0.97143 | 14h30 | 0.23 | 0.93 | 0.31571 | 1.0957 | 14h30 | 0 | 0 | 0.03 | 0.14143 | 14h30 | 0.11 | 0.57 | 0.19143 | 0.77857 | 14h30 | 0.23 | 0.92 | 0.41143 | 1.54 | 14h30 | 0 | 0 | 0.021429 | 0.12714 | 14h30 | 0.09 | 0.5 | 0.15714 | 0.67714 | 14h30 | 0 | 1.01 | 0.25571 | 1.2514 | 14h30 | 0 | 0 | 0.018571 | 0.18571 | 14h30 | 0 | 0.72 | 0.16571 | 0.99 | 14h30 | 0.25 | 0.89 |  | 14h30 | 0 | 0 | 0.18714 | 14h30 | 0.12 | 0.55 | 0.94571 | 14h30 | 0.23 | 0.81 | 1.2486 | 14h30 | 0 | 0 | 0.17143 | 14h30 | 0.11 | 0.51 | 0.88571 | 14h30 | 0.17 | 0.75 | 1.0686 | 14h30 | 0 | 0 | 0.12857 | 14h30 | 0.08 | 0.41 | 0.72571 | 14h30 | 0.1 | 0.55 | 0.87429 | 14h30 | 0 | 0 | 0.10143 | 14h30 | 0.04 | 0.34 | 0.59286 | 14h30 | 0 | 0.74 | 1.1257 | 14h30 | 0 | 0 | 0.14571 | 14h30 | 0 | 0.47 | 0.80714
15h30 | 0.35 | 1.3 | 0.43857 | 1.3929 | 15h30 | 0 | 0 | 0.048571 | 0.19571 | 15h30 | 0.18 | 0.82 | 0.25571 | 0.94143 | 15h30 | 0.36 | 1.27 | 0.41 | 1.3057 | 15h30 | 0 | 0 | 0.048571 | 0.18714 | 15h30 | 0.19 | 0.8 | 0.24714 | 0.89143 | 15h30 | 0.25 | 1 | 0.30429 | 1.0843 | 15h30 | 0 | 0 | 0.03 | 0.14143 | 15h30 | 0.12 | 0.58 | 0.16143 | 0.67714 | 15h30 | 0.24 | 0.93 | 0.39 | 1.4814 | 15h30 | 0 | 0 | 0.021429 | 0.12714 | 15h30 | 0.1 | 0.55 | 0.13143 | 0.60286 | 15h30 | 0 | 1.09 | 0.25429 | 1.2829 | 15h30 | 0 | 0 | 0.018571 | 0.18429 | 15h30 | 0 | 0.72 | 0.15286 | 0.88429 | 15h30 | 0.27 | 1.05 |  | 15h30 | 0 | 0 | 0.18 | 15h30 | 0.12 | 0.61 | 0.84857 | 15h30 | 0.25 | 0.99 | 1.3057 | 15h30 | 0 | 0 | 0.16714 | 15h30 | 0.12 | 0.57 | 0.79429 | 15h30 | 0.18 | 0.82 | 1.0686 | 15h30 | 0 | 0 | 0.12571 | 15h30 | 0.08 | 0.46 | 0.62429 | 15h30 | 0.12 | 0.67 | 0.86 | 15h30 | 0 | 0 | 0.1 | 15h30 | 0.05 | 0.37 | 0.50143 | 15h30 | 0 | 0.84 | 1.16 | 15h30 | 0 | 0 | 0.14571 | 15h30 | 0 | 0.49 | 0.71714
16h30 | 0.32 | 1.19 | 0.36714 | 1.2114 | 16h30 | 0 | 0 | 0.037143 | 0.16 | 16h30 | 0.19 | 0.85 | 0.26429 | 0.96571 | 16h30 | 0.34 | 1.22 | 0.35286 | 1.1729 | 16h30 | 0 | 0 | 0.04 | 0.16 | 16h30 | 0.21 | 0.88 | 0.25857 | 0.93286 | 16h30 | 0.24 | 0.93 | 0.25714 | 0.94 | 16h30 | 0 | 0 | 0.017143 | 0.097143 | 16h30 | 0.13 | 0.62 | 0.17 | 0.7 | 16h30 | 0.26 | 1 | 0.39571 | 1.4929 | 16h30 | 0 | 0 | 0.012857 | 0.088571 | 16h30 | 0.11 | 0.6 | 0.13857 | 0.62571 | 16h30 | 0 | 1.03 | 0.22143 | 1.1257 | 16h30 | 0 | 0 | 0.014286 | 0.14857 | 16h30 | 0 | 0.74 | 0.16429 | 0.90714 | 16h30 | 0.25 | 0.99 |  | 16h30 | 0 | 0 | 0.14143 | 16h30 | 0.14 | 0.67 | 0.88714 | 16h30 | 0.24 | 0.97 | 1.1671 | 16h30 | 0 | 0 | 0.13 | 16h30 | 0.14 | 0.65 | 0.84 | 16h30 | 0.17 | 0.8 | 0.95143 | 16h30 | 0 | 0 | 0.087143 | 16h30 | 0.08 | 0.52 | 0.65286 | 16h30 | 0.13 | 0.67 | 0.78143 | 16h30 | 0 | 0 | 0.065714 | 16h30 | 0.05 | 0.43 | 0.52857 | 16h30 | 0 | 0.82 | 1.0343 | 16h30 | 0 | 0 | 0.10714 | 16h30 | 0 | 0.54 | 0.75143
17h30 | 0.31 | 1.13 | 0.35143 | 1.1743 | 17h30 | 0 | 0 | 0.038571 | 0.16 | 17h30 | 0.22 | 0.89 | 0.29 | 1.0171 | 17h30 | 0.33 | 1.21 | 0.34571 | 1.18 | 17h30 | 0 | 0 | 0.042857 | 0.16286 | 17h30 | 0.24 | 0.96 | 0.28714 | 1.02 | 17h30 | 0.23 | 0.87 | 0.25143 | 0.90429 | 17h30 | 0 | 0 | 0.017143 | 0.097143 | 17h30 | 0.15 | 0.66 | 0.19143 | 0.75286 | 17h30 | 0.29 | 1.05 | 0.43143 | 1.58 | 17h30 | 0 | 0 | 0.014286 | 0.088571 | 17h30 | 0.13 | 0.62 | 0.15571 | 0.66571 | 17h30 | 0.07 | 0.99 | 0.24429 | 1.1043 | 17h30 | 0 | 0 | 0.018571 | 0.14857 | 17h30 | 0.02 | 0.79 | 0.2 | 0.95857 | 17h30 | 0.23 | 0.95 |  | 17h30 | 0 | 0 | 0.14286 | 17h30 | 0.15 | 0.7 | 0.94714 | 17h30 | 0.23 | 0.94 | 1.1443 | 17h30 | 0 | 0 | 0.13143 | 17h30 | 0.15 | 0.7 | 0.91857 | 17h30 | 0.17 | 0.77 | 0.93286 | 17h30 | 0 | 0 | 0.088571 | 17h30 | 0.1 | 0.54 | 0.70857 | 17h30 | 0.13 | 0.65 | 0.78 | 17h30 | 0 | 0 | 0.065714 | 17h30 | 0.06 | 0.46 | 0.59 | 17h30 | 0 | 0.8 | 1.0314 | 17h30 | 0 | 0 | 0.11286 | 17h30 | 0 | 0.58 | 0.83143
18h30 | 0.36 | 1.24 | 0.38571 | 1.22 | 18h30 | 0.34 | 1.07 | 0.35571 | 1.0857 | 18h30 | 0.3 | 1.09 | 0.34143 | 1.1114 | 18h30 | 0.38 | 1.38 | 0.38429 | 1.26 | 18h30 | 0.36 | 1.17 | 0.36143 | 1.1243 | 18h30 | 0.32 | 1.21 | 0.34286 | 1.1471 | 18h30 | 0.27 | 0.97 | 0.28143 | 0.94286 | 18h30 | 0.29 | 0.96 | 0.29571 | 0.93286 | 18h30 | 0.21 | 0.82 | 0.23429 | 0.83571 | 18h30 | 0.3 | 1.07 | 0.48 | 1.6971 | 18h30 | 0.27 | 0.9 | 0.26571 | 0.86571 | 18h30 | 0.18 | 0.73 | 0.19286 | 0.73429 | 18h30 | 0.2 | 1.13 | 0.30571 | 1.1614 | 18h30 | 0.21 | 0.98 | 0.29429 | 1.0371 | 18h30 | 0.15 | 1 | 0.26571 | 1.06 | 18h30 | 0.27 | 1.04 |  | 18h30 | 0.27 | 0.94 | 1.1786 | 18h30 | 0.21 | 0.87 | 1.0714 | 18h30 | 0.27 | 1.06 | 1.2271 | 18h30 | 0.27 | 0.95 | 1.1671 | 18h30 | 0.21 | 0.88 | 1.0557 | 18h30 | 0.2 | 0.86 | 0.98571 | 18h30 | 0.22 | 0.83 | 0.99143 | 18h30 | 0.14 | 0.68 | 0.81429 | 18h30 | 0.16 | 0.74 | 0.84 | 18h30 | 0.18 | 0.74 | 0.88143 | 18h30 | 0.11 | 0.58 | 0.69429 | 18h30 | 0.03 | 0.92 | 1.1043 | 18h30 | 0.06 | 0.82 | 1.04 | 18h30 | 0 | 0.76 | 0.95
19h30 | 0.25 | 1.15 | 0.26571 | 1.0686 | 19h30 | 0.44 | 1.61 | 0.48429 | 1.58 | 19h30 | 0.21 | 1.05 | 0.23143 | 0.99429 | 19h30 | 0.27 | 1.34 | 0.26714 | 1.1414 | 19h30 | 0.47 | 1.82 | 0.48143 | 1.6386 | 19h30 | 0.23 | 1.23 | 0.22571 | 1.06 | 19h30 | 0.15 | 0.87 | 0.16286 | 0.79429 | 19h30 | 0.32 | 1.34 | 0.37429 | 1.3057 | 19h30 | 0.1 | 0.76 | 0.13429 | 0.70286 | 19h30 | 0.11 | 0.8 | 0.31857 | 1.5086 | 19h30 | 0.27 | 1.19 | 0.30857 | 1.1543 | 19h30 | 0.06 | 0.62 | 0.091429 | 0.57571 | 19h30 | 0.14 | 1.07 | 0.22143 | 1.0214 | 19h30 | 0.21 | 1.44 | 0.39 | 1.4943 | 19h30 | 0.13 | 0.97 | 0.19714 | 0.94429 | 19h30 | 0.13 | 0.92 |  | 19h30 | 0.29 | 1.36 | 1.6043 | 19h30 | 0.08 | 0.79 | 0.81571 | 19h30 | 0.14 | 0.97 | 0.95857 | 19h30 | 0.3 | 1.39 | 1.5843 | 19h30 | 0.09 | 0.84 | 0.81571 | 19h30 | 0.09 | 0.73 | 0.71571 | 19h30 | 0.22 | 1.13 | 1.2914 | 19h30 | 0.05 | 0.59 | 0.57571 | 19h30 | 0.07 | 0.61 | 0.57857 | 19h30 | 0.18 | 0.96 | 1.0943 | 19h30 | 0.05 | 0.48 | 0.46429 | 19h30 | 0.03 | 0.83 | 0.88143 | 19h30 | 0.06 | 1.15 | 1.4129 | 19h30 | 0 | 0.71 | 0.74286
20h30 | 0.11 | 1 | 0.14143 | 0.97571 | 20h30 | 0.31 | 1.54 | 0.35714 | 1.5386 | 20h30 | 0.12 | 0.93 | 0.15 | 0.92571 | 20h30 | 0.12 | 1.21 | 0.13571 | 1.0729 | 20h30 | 0.34 | 1.8 | 0.34857 | 1.63 | 20h30 | 0.13 | 1.13 | 0.14143 | 1.0157 | 20h30 | 0.04 | 0.71 | 0.065714 | 0.67429 | 20h30 | 0.16 | 1.16 | 0.22286 | 1.1743 | 20h30 | 0.03 | 0.63 | 0.065714 | 0.61571 | 20h30 | 0.07 | 0.65 | 0.20429 | 1.3229 | 20h30 | 0.08 | 0.96 | 0.15143 | 0.96429 | 20h30 | 0 | 0.46 | 0.04 | 0.45857 | 20h30 | 0.03 | 0.94 | 0.10857 | 0.93857 | 20h30 | 0.09 | 1.36 | 0.27714 | 1.45 | 20h30 | 0 | 0.87 | 0.10143 | 0.88571 | 20h30 | 0.02 | 0.73 |  | 20h30 | 0.15 | 1.26 | 1.3814 | 20h30 | 0.02 | 0.64 | 0.64 | 20h30 | 0.03 | 0.8 | 0.73857 | 20h30 | 0.15 | 1.31 | 1.3671 | 20h30 | 0.01 | 0.7 | 0.65 | 20h30 | 0 | 0.54 | 0.48857 | 20h30 | 0.04 | 0.97 | 1.0171 | 20h30 | 0 | 0.43 | 0.41429 | 20h30 | 0 | 0.42 | 0.37143 | 20h30 | 0 | 0.76 | 0.79143 | 20h30 | 0 | 0.31 | 0.30857 | 20h30 | 0 | 0.66 | 0.68 | 20h30 | 0 | 1.04 | 1.2429 | 20h30 | 0 | 0.57 | 0.59857
21h30 | 0.12 | 1.07 | 0.15143 | 1.1171 | 21h30 | 0.22 | 1.34 | 0.25286 | 1.3786 | 21h30 | 0.12 | 1.03 | 0.15143 | 1.0843 | 21h30 | 0.13 | 1.28 | 0.14571 | 1.2214 | 21h30 | 0.25 | 1.57 | 0.24857 | 1.4929 | 21h30 | 0.13 | 1.22 | 0.14571 | 1.1786 | 21h30 | 0.03 | 0.77 | 0.06 | 0.79429 | 21h30 | 0.13 | 1.03 | 0.14857 | 1.0586 | 21h30 | 0.02 | 0.72 | 0.055714 | 0.75714 | 21h30 | 0 | 0.64 | 0.16571 | 1.3457 | 21h30 | 0.08 | 0.82 | 0.10571 | 0.85714 | 21h30 | 0 | 0.51 | 0.021429 | 0.56429 | 21h30 | 0.08 | 1.03 | 0.12714 | 1.0857 | 21h30 | 0.13 | 1.24 | 0.21143 | 1.3257 | 21h30 | 0.06 | 0.98 | 0.12 | 1.0486 | 21h30 | 0 | 0.75 |  | 21h30 | 0.12 | 1.07 | 1.18 | 21h30 | 0 | 0.68 | 0.73429 | 21h30 | 0.01 | 0.83 | 0.82286 | 21h30 | 0.12 | 1.14 | 1.1971 | 21h30 | 0 | 0.76 | 0.76429 | 21h30 | 0 | 0.56 | 0.55 | 21h30 | 0.04 | 0.83 | 0.89143 | 21h30 | 0 | 0.48 | 0.49286 | 21h30 | 0 | 0.43 | 0.43143 | 21h30 | 0 | 0.67 | 0.71143 | 21h30 | 0 | 0.35 | 0.37571 | 21h30 | 0 | 0.71 | 0.77429 | 21h30 | 0 | 0.94 | 1.1014 | 21h30 | 0 | 0.63 | 0.71286
22h30 | 0.13 | 1.15 | 0.15571 | 1.2229 | 22h30 | 0.19 | 1.3 | 0.21286 | 1.3571 | 22h30 | 0.12 | 1.12 | 0.15286 | 1.2 | 22h30 | 0.15 | 1.33 | 0.15571 | 1.3129 | 22h30 | 0.21 | 1.5 | 0.21429 | 1.46 | 22h30 | 0.13 | 1.29 | 0.14714 | 1.2814 | 22h30 | 0.03 | 0.84 | 0.06 | 0.88857 | 22h30 | 0.09 | 0.99 | 0.11 | 1.0329 | 22h30 | 0.02 | 0.8 | 0.055714 | 0.86429 | 22h30 | 0 | 0.64 | 0.16714 | 1.38 | 22h30 | 0.02 | 0.77 | 0.062857 | 0.82286 | 22h30 | 0 | 0.56 | 0.021429 | 0.63571 | 22h30 | 0.12 | 1.11 | 0.14 | 1.1914 | 22h30 | 0.15 | 1.23 | 0.18714 | 1.3171 | 22h30 | 0.09 | 1.08 | 0.13143 | 1.1643 | 22h30 | 0 | 0.77 |  | 22h30 | 0.07 | 0.97 | 1.0757 | 22h30 | 0 | 0.72 | 0.80286 | 22h30 | 0.01 | 0.86 | 0.88286 | 22h30 | 0.07 | 1.06 | 1.1114 | 22h30 | 0 | 0.8 | 0.83571 | 22h30 | 0 | 0.57 | 0.59429 | 22h30 | 0 | 0.76 | 0.80857 | 22h30 | 0 | 0.51 | 0.55143 | 22h30 | 0 | 0.45 | 0.46857 | 22h30 | 0 | 0.61 | 0.64429 | 22h30 | 0 | 0.38 | 0.41857 | 22h30 | 0 | 0.74 | 0.83429 | 22h30 | 0 | 0.89 | 1.0357 | 22h30 | 0 | 0.68 | 0.78857
23h30 | 0.15 | 1.23 | 0.17714 | 1.3271 | 23h30 | 0.19 | 1.32 | 0.21429 | 1.4071 | 23h30 | 0.14 | 1.2 | 0.17286 | 1.3086 | 23h30 | 0.16 | 1.38 | 0.17571 | 1.3943 | 23h30 | 0.2 | 1.48 | 0.21571 | 1.49 | 23h30 | 0.14 | 1.34 | 0.16571 | 1.3671 | 23h30 | 0.03 | 0.9 | 0.06 | 0.98143 | 23h30 | 0.09 | 1 | 0.10429 | 1.0757 | 23h30 | 0.01 | 0.88 | 0.052857 | 0.96429 | 23h30 | 0 | 0.58 | 0.15143 | 1.39 | 23h30 | 0.02 | 0.76 | 0.062857 | 0.84 | 23h30 | 0 | 0.6 | 0.01 | 0.70714 | 23h30 | 0.14 | 1.2 | 0.16714 | 1.2957 | 23h30 | 0.16 | 1.27 | 0.2 | 1.3729 | 23h30 | 0.12 | 1.17 | 0.15429 | 1.2786 | 23h30 | 0 | 0.79 |  | 23h30 | 0.07 | 0.93 | 1.0686 | 23h30 | 0 | 0.75 | 0.85143 | 23h30 | 0 | 0.88 | 0.92857 | 23h30 | 0.07 | 1.02 | 1.11 | 23h30 | 0 | 0.84 | 0.88857 | 23h30 | 0 | 0.59 | 0.63714 | 23h30 | 0 | 0.72 | 0.80714 | 23h30 | 0 | 0.54 | 0.60143 | 23h30 | 0 | 0.46 | 0.50429 | 23h30 | 0 | 0.58 | 0.64429 | 23h30 | 0 | 0.41 | 0.46714 | 23h30 | 0 | 0.77 | 0.88714 | 23h30 | 0 | 0.87 | 1.04 | 23h30 | 0 | 0.72 | 0.85143
00h30 | 0.14 | 0.88 |  |  | 00h30 | 0.01 | 0.36 |  |  | 00h30 | 0.14 | 1 |  |  | 00h30 | 0.15 | 0.93 |  |  | 00h30 | 0.01 | 0.41 |  |  | 00h30 | 0.14 | 1.04 |  |  | 00h30 | 0.03 | 0.66 |  |  | 00h30 | 0 | 0.25 |  |  | 00h30 | 0.01 | 0.71 |  |  | 00h30 | 0 | 0.58 |  |  | 00h30 | 0 | 0.14 |  |  | 00h30 | 0 | 0.55 |  |  | 00h30 | 0.08 | 0.84 |  |  | 00h30 | 0.05 | 0.37 |  |  | 00h30 | 0.09 | 0.94 |  |  | 00h30 | 0 | 0.58 |  | 00h30 | 0 | 0.19 |  | 00h30 | 0 | 0.65 |  | 00h30 | 0 | 0.61 |  | 00h30 | 0 | 0.23 |  | 00h30 | 0 | 0.67 |  | 00h30 | 0 | 0.45 |  | 00h30 | 0 | 0.13 |  | 00h30 | 0 | 0.47 |  | 00h30 | 0 | 0.35 |  | 00h30 | 0 | 0.09 |  | 00h30 | 0 | 0.36 |  | 00h30 | 0 | 0.54 |  | 00h30 | 0 | 0.21 |  | 00h30 | 0 | 0.58
01h30 | 0.03 | 0.24 |  |  | 01h30 | 0 | 0 |  |  | 01h30 | 0.03 | 0.25 |  |  | 01h30 | 0.04 | 0.27 |  |  | 01h30 | 0 | 0.03 |  |  | 01h30 | 0.04 | 0.28 |  |  | 01h30 | 0 | 0.04 |  |  | 01h30 | 0 | 0 |  |  | 01h30 | 0 | 0.06 |  |  | 01h30 | 0 | 0 |  |  | 01h30 | 0 | 0 |  |  | 01h30 | 0 | 0 |  |  | 01h30 | 0 | 0.22 |  |  | 01h30 | 0 | 0 |  |  | 01h30 | 0.01 | 0.23 |  |  | 01h30 | 0 | 0 |  | 01h30 | 0 | 0 |  | 01h30 | 0 | 0 |  | 01h30 | 0 | 0 |  | 01h30 | 0 | 0 |  | 01h30 | 0 | 0 |  | 01h30 | 0 | 0 |  | 01h30 | 0 | 0 |  | 01h30 | 0 | 0 |  | 01h30 | 0 | 0 |  | 01h30 | 0 | 0 |  | 01h30 | 0 | 0 |  | 01h30 | 0 | 0 |  | 01h30 | 0 | 0 |  | 01h30 | 0 | 0
02h30 | 0.03 | 0.24 |  |  | 02h30 | 0.04 | 0.21 |  |  | 02h30 | 0.03 | 0.25 |  |  | 02h30 | 0.04 | 0.27 |  |  | 02h30 | 0.04 | 0.24 |  |  | 02h30 | 0.04 | 0.28 |  |  | 02h30 | 0 | 0.04 |  |  | 02h30 | 0 | 0 |  |  | 02h30 | 0 | 0.06 |  |  | 02h30 | 0 | 0 |  |  | 02h30 | 0 | 0 |  |  | 02h30 | 0 | 0 |  |  | 02h30 | 0 | 0.22 |  |  | 02h30 | 0.01 | 0.18 |  |  | 02h30 | 0.01 | 0.23 |  |  | 02h30 | 0 | 0 |  | 02h30 | 0 | 0 |  | 02h30 | 0 | 0 |  | 02h30 | 0 | 0 |  | 02h30 | 0 | 0 |  | 02h30 | 0 | 0 |  | 02h30 | 0 | 0 |  | 02h30 | 0 | 0 |  | 02h30 | 0 | 0 |  | 02h30 | 0 | 0 |  | 02h30 | 0 | 0 |  | 02h30 | 0 | 0 |  | 02h30 | 0 | 0 |  | 02h30 | 0 | 0 |  | 02h30 | 0 | 0
03h30 | 0.08 | 0.34 |  |  | 03h30 | 0.1 | 0.37 |  |  | 03h30 | 0.08 | 0.36 |  |  | 03h30 | 0.08 | 0.36 |  |  | 03h30 | 0.09 | 0.39 |  |  | 03h30 | 0.07 | 0.37 |  |  | 03h30 | 0 | 0.06 |  |  | 03h30 | 0 | 0.09 |  |  | 03h30 | 0 | 0.05 |  |  | 03h30 | 0 | 0 |  |  | 03h30 | 0 | 0 |  |  | 03h30 | 0 | 0 |  |  | 03h30 | 0.06 | 0.31 |  |  | 03h30 | 0.08 | 0.33 |  |  | 03h30 | 0.06 | 0.33 |  |  | 03h30 | 0 | 0 |  | 03h30 | 0 | 0 |  | 03h30 | 0 | 0 |  | 03h30 | 0 | 0 |  | 03h30 | 0 | 0.01 |  | 03h30 | 0 | 0 |  | 03h30 | 0 | 0 |  | 03h30 | 0 | 0 |  | 03h30 | 0 | 0 |  | 03h30 | 0 | 0 |  | 03h30 | 0 | 0 |  | 03h30 | 0 | 0 |  | 03h30 | 0 | 0 |  | 03h30 | 0 | 0 |  | 03h30 | 0 | 0
04h30 | 0.14 | 0.43 |  |  | 04h30 | 0.17 | 0.52 |  |  | 04h30 | 0.13 | 0.42 |  |  | 04h30 | 0.12 | 0.44 |  |  | 04h30 | 0.15 | 0.54 |  |  | 04h30 | 0.11 | 0.42 |  |  | 04h30 | 0.02 | 0.18 |  |  | 04h30 | 0.04 | 0.24 |  |  | 04h30 | 0.02 | 0.15 |  |  | 04h30 | 0 | 0 |  |  | 04h30 | 0 | 0 |  |  | 04h30 | 0 | 0 |  |  | 04h30 | 0.13 | 0.41 |  |  | 04h30 | 0.14 | 0.48 |  |  | 04h30 | 0.12 | 0.39 |  |  | 04h30 | 0 | 0.01 |  | 04h30 | 0 | 0.07 |  | 04h30 | 0 | 0 |  | 04h30 | 0 | 0.05 |  | 04h30 | 0 | 0.1 |  | 04h30 | 0 | 0.03 |  | 04h30 | 0 | 0 |  | 04h30 | 0 | 0 |  | 04h30 | 0 | 0 |  | 04h30 | 0 | 0 |  | 04h30 | 0 | 0 |  | 04h30 | 0 | 0 |  | 04h30 | 0 | 0.01 |  | 04h30 | 0 | 0.06 |  | 04h30 | 0 | 0
05h30 | 0.21 | 0.6 |  |  | 05h30 | 0.24 | 0.68 |  |  | 05h30 | 0.21 | 0.58 |  |  | 05h30 | 0.18 | 0.58 |  |  | 05h30 | 0.21 | 0.68 |  |  | 05h30 | 0.17 | 0.55 |  |  | 05h30 | 0.08 | 0.35 |  |  | 05h30 | 0.1 | 0.4 |  |  | 05h30 | 0.07 | 0.33 |  |  | 05h30 | 0 | 0.13 |  |  | 05h30 | 0 | 0.11 |  |  | 05h30 | 0 | 0.04 |  |  | 05h30 | 0.19 | 0.56 |  |  | 05h30 | 0.2 | 0.64 |  |  | 05h30 | 0.18 | 0.54 |  |  | 05h30 | 0.02 | 0.11 |  | 05h30 | 0.03 | 0.17 |  | 05h30 | 0.01 | 0.09 |  | 05h30 | 0.02 | 0.15 |  | 05h30 | 0.03 | 0.2 |  | 05h30 | 0.01 | 0.13 |  | 05h30 | 0 | 0 |  | 05h30 | 0 | 0 |  | 05h30 | 0 | 0 |  | 05h30 | 0 | 0 |  | 05h30 | 0 | 0 |  | 05h30 | 0 | 0 |  | 05h30 | 0 | 0.12 |  | 05h30 | 0.01 | 0.17 |  | 05h30 | 0 | 0.09
06h30 | 0.28 | 0.76 |  |  | 06h30 | 0.29 | 0.82 |  |  | 06h30 | 0.27 | 0.75 |  |  | 06h30 | 0.24 | 0.72 |  |  | 06h30 | 0.26 | 0.79 |  |  | 06h30 | 0.23 | 0.69 |  |  | 06h30 | 0.14 | 0.5 |  |  | 06h30 | 0.15 | 0.54 |  |  | 06h30 | 0.13 | 0.49 |  |  | 06h30 | 0.03 | 0.28 |  |  | 06h30 | 0.03 | 0.25 |  |  | 06h30 | 0 | 0.17 |  |  | 06h30 | 0.24 | 0.72 |  |  | 06h30 | 0.25 | 0.77 |  |  | 06h30 | 0.24 | 0.7 |  |  | 06h30 | 0.06 | 0.22 |  | 06h30 | 0.08 | 0.27 |  | 06h30 | 0.05 | 0.21 |  | 06h30 | 0.06 | 0.25 |  | 06h30 | 0.08 | 0.29 |  | 06h30 | 0.05 | 0.23 |  | 06h30 | 0 | 0.03 |  | 06h30 | 0 | 0.07 |  | 06h30 | 0 | 0.01 |  | 06h30 | 0 | 0 |  | 06h30 | 0 | 0 |  | 06h30 | 0 | 0 |  | 06h30 | 0.04 | 0.23 |  | 06h30 | 0.05 | 0.26 |  | 06h30 | 0.03 | 0.22
07h30 | 0.6 | 1.81 |  |  | 07h30 | 0.61 | 1.85 |  |  | 07h30 | 0.59 | 1.8 |  |  | 07h30 | 0.55 | 1.73 |  |  | 07h30 | 0.57 | 1.79 |  |  | 07h30 | 0.53 | 1.7 |  |  | 07h30 | 0.4 | 1.46 |  |  | 07h30 | 0.42 | 1.52 |  |  | 07h30 | 0.39 | 1.44 |  |  | 07h30 | 0.32 | 1 |  |  | 07h30 | 0.28 | 0.98 |  |  | 07h30 | 0.28 | 1.02 |  |  | 07h30 | 0.54 | 1.75 |  |  | 07h30 | 0.55 | 1.79 |  |  | 07h30 | 0.53 | 1.73 |  |  | 07h30 | 0.17 | 0.91 |  | 07h30 | 0.24 | 1.06 |  | 07h30 | 0.17 | 0.89 |  | 07h30 | 0.2 | 0.98 |  | 07h30 | 0.24 | 1.11 |  | 07h30 | 0.17 | 0.94 |  | 07h30 | 0.22 | 0.88 |  | 07h30 | 0.24 | 0.88 |  | 07h30 | 0.21 | 0.88 |  | 07h30 | 0.17 | 0.78 |  | 07h30 | 0.19 | 0.82 |  | 07h30 | 0.16 | 0.77 |  | 07h30 | 0.23 | 0.91 |  | 07h30 | 0.19 | 1.02 |  | 07h30 | 0.24 | 0.91
08h30 | 0.68 | 2.17 |  |  | 08h30 | 0.69 | 2.2 |  |  | 08h30 | 0.68 | 2.16 |  |  | 08h30 | 0.63 | 2.06 |  |  | 08h30 | 0.64 | 2.11 |  |  | 08h30 | 0.62 | 2.04 |  |  | 08h30 | 0.5 | 1.84 |  |  | 08h30 | 0.52 | 1.88 |  |  | 08h30 | 0.49 | 1.82 |  |  | 08h30 | 0.5 | 1.74 |  |  | 08h30 | 0.36 | 1.37 |  |  | 08h30 | 0.34 | 1.38 |  |  | 08h30 | 0.62 | 2.1 |  |  | 08h30 | 0.63 | 2.13 |  |  | 08h30 | 0.61 | 2.09 |  |  | 08h30 | 0.31 | 1.34 |  | 08h30 | 0.36 | 1.46 |  | 08h30 | 0.3 | 1.31 |  | 08h30 | 0.31 | 1.38 |  | 08h30 | 0.35 | 1.5 |  | 08h30 | 0.29 | 1.34 |  | 08h30 | 0.27 | 1.2 |  | 08h30 | 0.3 | 1.23 |  | 08h30 | 0.25 | 1.19 |  | 08h30 | 0.17 | 0.99 |  | 08h30 | 0.19 | 1.07 |  | 08h30 | 0.16 | 0.96 |  | 08h30 | 0.32 | 1.33 |  | 08h30 | 0.3 | 1.42 |  | 08h30 | 0.33 | 1.31
09h30 | 0.21 | 0.62 |  |  | 09h30 | 0.25 | 0.84 |  |  | 09h30 | 0.69 | 2.08 |  |  | 09h30 | 0.19 | 0.56 |  |  | 09h30 | 0.23 | 0.79 |  |  | 09h30 | 0.64 | 1.97 |  |  | 09h30 | 0.18 | 0.64 |  |  | 09h30 | 0.19 | 0.66 |  |  | 09h30 | 0.58 | 1.85 |  |  | 09h30 | 0.68 | 2.43 |  |  | 09h30 | 0.1 | 0.53 |  |  | 09h30 | 0.4 | 1.55 |  |  | 09h30 | 0.2 | 0.61 |  |  | 09h30 | 0.2 | 0.8 |  |  | 09h30 | 0.63 | 2.03 |  |  | 09h30 | 0.18 | 0.55 |  | 09h30 | 0.17 | 0.56 |  | 09h30 | 0.56 | 1.69 |  | 09h30 | 0.16 | 0.55 |  | 09h30 | 0.15 | 0.56 |  | 09h30 | 0.54 | 1.65 |  | 09h30 | 0.05 | 0.35 |  | 09h30 | 0.06 | 0.42 |  | 09h30 | 0.34 | 1.31 |  | 09h30 | 0 | 0.21 |  | 09h30 | 0.01 | 0.25 |  | 09h30 | 0.23 | 1.04 |  | 09h30 | 0.12 | 0.54 |  | 09h30 | 0.15 | 0.55 |  | 09h30 | 0.45 | 1.65
10h30 | 0 | 0 |  |  | 10h30 | 0 | 0 |  |  | 10h30 | 0.59 | 1.73 |  |  | 10h30 | 0 | 0 |  |  | 10h30 | 0 | 0 |  |  | 10h30 | 0.54 | 1.62 |  |  | 10h30 | 0 | 0 |  |  | 10h30 | 0 | 0 |  |  | 10h30 | 0.48 | 1.49 |  |  | 10h30 | 0.63 | 2.13 |  |  | 10h30 | 0 | 0 |  |  | 10h30 | 0.37 | 1.26 |  |  | 10h30 | 0 | 0 |  |  | 10h30 | 0 | 0 |  |  | 10h30 | 0.5 | 1.68 |  |  | 10h30 | 0 | 0 |  | 10h30 | 0 | 0 |  | 10h30 | 0.47 | 1.39 |  | 10h30 | 0 | 0 |  | 10h30 | 0 | 0 |  | 10h30 | 0.45 | 1.35 |  | 10h30 | 0 | 0 |  | 10h30 | 0 | 0 |  | 10h30 | 0.33 | 1.12 |  | 10h30 | 0 | 0 |  | 10h30 | 0 | 0 |  | 10h30 | 0.25 | 0.93 |  | 10h30 | 0 | 0 |  | 10h30 | 0 | 0 |  | 10h30 | 0.38 | 1.36
11h30 | 0 | 0 |  |  | 11h30 | 0 | 0 |  |  | 11h30 | 0.45 | 1.41 |  |  | 11h30 | 0 | 0 |  |  | 11h30 | 0 | 0 |  |  | 11h30 | 0.41 | 1.3 |  |  | 11h30 | 0 | 0 |  |  | 11h30 | 0 | 0 |  |  | 11h30 | 0.34 | 1.15 |  |  | 11h30 | 0.48 | 1.72 |  |  | 11h30 | 0 | 0 |  |  | 11h30 | 0.26 | 0.98 |  |  | 11h30 | 0 | 0 |  |  | 11h30 | 0 | 0 |  |  | 11h30 | 0.36 | 1.36 |  |  | 11h30 | 0 | 0 |  | 11h30 | 0 | 0 |  | 11h30 | 0.34 | 1.09 |  | 11h30 | 0 | 0 |  | 11h30 | 0 | 0 |  | 11h30 | 0.32 | 1.04 |  | 11h30 | 0 | 0 |  | 11h30 | 0 | 0 |  | 11h30 | 0.23 | 0.87 |  | 11h30 | 0 | 0 |  | 11h30 | 0 | 0 |  | 11h30 | 0.17 | 0.71 |  | 11h30 | 0 | 0 |  | 11h30 | 0 | 0 |  | 11h30 | 0.25 | 1.06
12h30 | 0 | 0 |  |  | 12h30 | 0 | 0 |  |  | 12h30 | 0.43 | 1.39 |  |  | 12h30 | 0 | 0 |  |  | 12h30 | 0 | 0 |  |  | 12h30 | 0.4 | 1.31 |  |  | 12h30 | 0 | 0 |  |  | 12h30 | 0 | 0 |  |  | 12h30 | 0.31 | 1.11 |  |  | 12h30 | 0.4 | 1.48 |  |  | 12h30 | 0 | 0 |  |  | 12h30 | 0.25 | 0.96 |  |  | 12h30 | 0 | 0 |  |  | 12h30 | 0 | 0 |  |  | 12h30 | 0.36 | 1.35 |  |  | 12h30 | 0 | 0 |  | 12h30 | 0 | 0 |  | 12h30 | 0.32 | 1.06 |  | 12h30 | 0 | 0 |  | 12h30 | 0 | 0 |  | 12h30 | 0.3 | 1.03 |  | 12h30 | 0 | 0 |  | 12h30 | 0 | 0 |  | 12h30 | 0.22 | 0.85 |  | 12h30 | 0 | 0 |  | 12h30 | 0 | 0 |  | 12h30 | 0.17 | 0.71 |  | 12h30 | 0 | 0 |  | 12h30 | 0 | 0 |  | 12h30 | 0.25 | 1.04
13h30 | 0.37 | 1.16 |  |  | 13h30 | 0 | 0 |  |  | 13h30 | 0.45 | 1.46 |  |  | 13h30 | 0.36 | 1.14 |  |  | 13h30 | 0 | 0 |  |  | 13h30 | 0.42 | 1.39 |  |  | 13h30 | 0.32 | 1.08 |  |  | 13h30 | 0 | 0 |  |  | 13h30 | 0.32 | 1.16 |  |  | 13h30 | 0.36 | 1.36 |  |  | 13h30 | 0 | 0 |  |  | 13h30 | 0.26 | 1.02 |  |  | 13h30 | 0.36 | 1.14 |  |  | 13h30 | 0 | 0 |  |  | 13h30 | 0.4 | 1.42 |  |  | 13h30 | 0.29 | 0.96 |  | 13h30 | 0 | 0 |  | 13h30 | 0.33 | 1.11 |  | 13h30 | 0.28 | 0.95 |  | 13h30 | 0 | 0 |  | 13h30 | 0.31 | 1.08 |  | 13h30 | 0.23 | 0.84 |  | 13h30 | 0 | 0 |  | 13h30 | 0.24 | 0.9 |  | 13h30 | 0.2 | 0.75 |  | 13h30 | 0 | 0 |  | 13h30 | 0.18 | 0.77 |  | 13h30 | 0.27 | 0.95 |  | 13h30 | 0 | 0 |  | 13h30 | 0.28 | 1.1
14h30 | 0.68 | 2.03 |  |  | 14h30 | 0 | 0 |  |  | 14h30 | 0.45 | 1.48 |  |  | 14h30 | 0.65 | 1.94 |  |  | 14h30 | 0 | 0 |  |  | 14h30 | 0.42 | 1.42 |  |  | 14h30 | 0.55 | 1.76 |  |  | 14h30 | 0 | 0 |  |  | 14h30 | 0.32 | 1.18 |  |  | 14h30 | 0.31 | 1.25 |  |  | 14h30 | 0 | 0 |  |  | 14h30 | 0.26 | 1.03 |  |  | 14h30 | 0.63 | 1.98 |  |  | 14h30 | 0 | 0 |  |  | 14h30 | 0.41 | 1.45 |  |  | 14h30 | 0.51 | 1.6 |  | 14h30 | 0 | 0 |  | 14h30 | 0.32 | 1.12 |  | 14h30 | 0.49 | 1.56 |  | 14h30 | 0 | 0 |  | 14h30 | 0.31 | 1.08 |  | 14h30 | 0.39 | 1.34 |  | 14h30 | 0 | 0 |  | 14h30 | 0.23 | 0.91 |  | 14h30 | 0.31 | 1.16 |  | 14h30 | 0 | 0 |  | 14h30 | 0.18 | 0.78 |  | 14h30 | 0.45 | 1.58 |  | 14h30 | 0 | 0 |  | 14h30 | 0.28 | 1.11
15h30 | 0.76 | 2.23 |  |  | 15h30 | 0 | 0 |  |  | 15h30 | 0.45 | 1.5 |  |  | 15h30 | 0.7 | 2.12 |  |  | 15h30 | 0 | 0 |  |  | 15h30 | 0.43 | 1.44 |  |  | 15h30 | 0.56 | 1.8 |  |  | 15h30 | 0 | 0 |  |  | 15h30 | 0.32 | 1.19 |  |  | 15h30 | 0.29 | 1.2 |  |  | 15h30 | 0 | 0 |  |  | 15h30 | 0.26 | 1.03 |  |  | 15h30 | 0.67 | 2.16 |  |  | 15h30 | 0 | 0 |  |  | 15h30 | 0.42 | 1.47 |  |  | 15h30 | 0.57 | 1.73 |  | 15h30 | 0 | 0 |  | 15h30 | 0.32 | 1.11 |  | 15h30 | 0.53 | 1.67 |  | 15h30 | 0 | 0 |  | 15h30 | 0.3 | 1.09 |  | 15h30 | 0.4 | 1.39 |  | 15h30 | 0 | 0 |  | 15h30 | 0.23 | 0.9 |  | 15h30 | 0.31 | 1.17 |  | 15h30 | 0 | 0 |  | 15h30 | 0.18 | 0.78 |  | 15h30 | 0.48 | 1.7 |  | 15h30 | 0 | 0 |  | 15h30 | 0.29 | 1.12
16h30 | 0.62 | 1.91 |  |  | 16h30 | 0 | 0 |  |  | 16h30 | 0.47 | 1.54 |  |  | 16h30 | 0.59 | 1.84 |  |  | 16h30 | 0 | 0 |  |  | 16h30 | 0.45 | 1.5 |  |  | 16h30 | 0.47 | 1.57 |  |  | 16h30 | 0 | 0 |  |  | 16h30 | 0.34 | 1.23 |  |  | 16h30 | 0.31 | 1.27 |  |  | 16h30 | 0 | 0 |  |  | 16h30 | 0.28 | 1.07 |  |  | 16h30 | 0.57 | 1.86 |  |  | 16h30 | 0 | 0 |  |  | 16h30 | 0.44 | 1.52 |  |  | 16h30 | 0.47 | 1.51 |  | 16h30 | 0 | 0 |  | 16h30 | 0.33 | 1.15 |  | 16h30 | 0.45 | 1.47 |  | 16h30 | 0 | 0 |  | 16h30 | 0.31 | 1.12 |  | 16h30 | 0.35 | 1.25 |  | 16h30 | 0 | 0 |  | 16h30 | 0.24 | 0.94 |  | 16h30 | 0.28 | 1.07 |  | 16h30 | 0 | 0 |  | 16h30 | 0.19 | 0.81 |  | 16h30 | 0.42 | 1.5 |  | 16h30 | 0 | 0 |  | 16h30 | 0.3 | 1.15
17h30 | 0.58 | 1.82 |  |  | 17h30 | 0 | 0 |  |  | 17h30 | 0.5 | 1.63 |  |  | 17h30 | 0.56 | 1.78 |  |  | 17h30 | 0 | 0 |  |  | 17h30 | 0.48 | 1.58 |  |  | 17h30 | 0.45 | 1.5 |  |  | 17h30 | 0 | 0 |  |  | 17h30 | 0.37 | 1.31 |  |  | 17h30 | 0.38 | 1.44 |  |  | 17h30 | 0 | 0 |  |  | 17h30 | 0.3 | 1.13 |  |  | 17h30 | 0.55 | 1.79 |  |  | 17h30 | 0 | 0 |  |  | 17h30 | 0.48 | 1.6 |  |  | 17h30 | 0.44 | 1.44 |  | 17h30 | 0 | 0 |  | 17h30 | 0.35 | 1.21 |  | 17h30 | 0.43 | 1.41 |  | 17h30 | 0 | 0 |  | 17h30 | 0.34 | 1.19 |  | 17h30 | 0.34 | 1.21 |  | 17h30 | 0 | 0 |  | 17h30 | 0.26 | 0.99 |  | 17h30 | 0.28 | 1.05 |  | 17h30 | 0 | 0 |  | 17h30 | 0.22 | 0.87 |  | 17h30 | 0.41 | 1.44 |  | 17h30 | 0 | 0 |  | 17h30 | 0.33 | 1.22
18h30 | 0.59 | 1.86 |  |  | 18h30 | 0.51 | 1.54 |  |  | 18h30 | 0.55 | 1.74 |  |  | 18h30 | 0.57 | 1.82 |  |  | 18h30 | 0.51 | 1.53 |  |  | 18h30 | 0.53 | 1.7 |  |  | 18h30 | 0.46 | 1.53 |  |  | 18h30 | 0.47 | 1.45 |  |  | 18h30 | 0.41 | 1.41 |  |  | 18h30 | 0.46 | 1.61 |  |  | 18h30 | 0.42 | 1.35 |  |  | 18h30 | 0.33 | 1.22 |  |  | 18h30 | 0.57 | 1.83 |  |  | 18h30 | 0.51 | 1.53 |  |  | 18h30 | 0.53 | 1.71 |  |  | 18h30 | 0.45 | 1.46 |  | 18h30 | 0.42 | 1.3 |  | 18h30 | 0.39 | 1.3 |  | 18h30 | 0.44 | 1.44 |  | 18h30 | 0.41 | 1.29 |  | 18h30 | 0.38 | 1.28 |  | 18h30 | 0.35 | 1.23 |  | 18h30 | 0.36 | 1.18 |  | 18h30 | 0.3 | 1.08 |  | 18h30 | 0.29 | 1.08 |  | 18h30 | 0.32 | 1.08 |  | 18h30 | 0.25 | 0.95 |  | 18h30 | 0.43 | 1.47 |  | 18h30 | 0.41 | 1.3 |  | 18h30 | 0.38 | 1.32
19h30 | 0.42 | 1.66 |  |  | 19h30 | 0.79 | 2.52 |  |  | 19h30 | 0.39 | 1.59 |  |  | 19h30 | 0.4 | 1.63 |  |  | 19h30 | 0.76 | 2.47 |  |  | 19h30 | 0.37 | 1.55 |  |  | 19h30 | 0.28 | 1.33 |  |  | 19h30 | 0.64 | 2.24 |  |  | 19h30 | 0.25 | 1.25 |  |  | 19h30 | 0.33 | 1.51 |  |  | 19h30 | 0.52 | 1.97 |  |  | 19h30 | 0.16 | 1.04 |  |  | 19h30 | 0.4 | 1.64 |  |  | 19h30 | 0.76 | 2.48 |  |  | 19h30 | 0.37 | 1.56 |  |  | 19h30 | 0.26 | 1.23 |  | 19h30 | 0.57 | 2 |  | 19h30 | 0.22 | 1.12 |  | 19h30 | 0.25 | 1.22 |  | 19h30 | 0.56 | 1.97 |  | 19h30 | 0.21 | 1.11 |  | 19h30 | 0.17 | 1.01 |  | 19h30 | 0.44 | 1.72 |  | 19h30 | 0.13 | 0.9 |  | 19h30 | 0.11 | 0.86 |  | 19h30 | 0.34 | 1.5 |  | 19h30 | 0.08 | 0.77 |  | 19h30 | 0.25 | 1.25 |  | 19h30 | 0.54 | 1.99 |  | 19h30 | 0.21 | 1.14
20h30 | 0.23 | 1.44 |  |  | 20h30 | 0.67 | 2.5 |  |  | 20h30 | 0.24 | 1.4 |  |  | 20h30 | 0.21 | 1.41 |  |  | 20h30 | 0.63 | 2.43 |  |  | 20h30 | 0.23 | 1.35 |  |  | 20h30 | 0.13 | 1.11 |  |  | 20h30 | 0.46 | 2.08 |  |  | 20h30 | 0.14 | 1.06 |  |  | 20h30 | 0.19 | 1.35 |  |  | 20h30 | 0.31 | 1.74 |  |  | 20h30 | 0.1 | 0.83 |  |  | 20h30 | 0.21 | 1.42 |  |  | 20h30 | 0.62 | 2.44 |  |  | 20h30 | 0.21 | 1.37 |  |  | 20h30 | 0.12 | 0.98 |  | 20h30 | 0.43 | 1.91 |  | 20h30 | 0.12 | 0.9 |  | 20h30 | 0.11 | 0.97 |  | 20h30 | 0.4 | 1.87 |  | 20h30 | 0.12 | 0.89 |  | 20h30 | 0.05 | 0.76 |  | 20h30 | 0.26 | 1.56 |  | 20h30 | 0.07 | 0.68 |  | 20h30 | 0.01 | 0.62 |  | 20h30 | 0.15 | 1.29 |  | 20h30 | 0.02 | 0.57 |  | 20h30 | 0.11 | 1 |  | 20h30 | 0.38 | 1.9 |  | 20h30 | 0.12 | 0.93
21h30 | 0.22 | 1.47 |  |  | 21h30 | 0.43 | 1.96 |  |  | 21h30 | 0.22 | 1.43 |  |  | 21h30 | 0.2 | 1.42 |  |  | 21h30 | 0.4 | 1.91 |  |  | 21h30 | 0.2 | 1.37 |  |  | 21h30 | 0.1 | 1.12 |  |  | 21h30 | 0.28 | 1.63 |  |  | 21h30 | 0.1 | 1.09 |  |  | 21h30 | 0.17 | 1.4 |  |  | 21h30 | 0.21 | 1.37 |  |  | 21h30 | 0.03 | 0.86 |  |  | 21h30 | 0.2 | 1.44 |  |  | 21h30 | 0.39 | 1.92 |  |  | 21h30 | 0.2 | 1.4 |  |  | 21h30 | 0.08 | 0.98 |  | 21h30 | 0.27 | 1.51 |  | 21h30 | 0.07 | 0.92 |  | 21h30 | 0.07 | 0.96 |  | 21h30 | 0.26 | 1.48 |  | 21h30 | 0.06 | 0.9 |  | 21h30 | 0 | 0.75 |  | 21h30 | 0.18 | 1.24 |  | 21h30 | 0 | 0.69 |  | 21h30 | 0 | 0.62 |  | 21h30 | 0.12 | 1.04 |  | 21h30 | 0 | 0.57 |  | 21h30 | 0.07 | 1 |  | 21h30 | 0.25 | 1.51 |  | 21h30 | 0.06 | 0.94
22h30 | 0.22 | 1.49 |  |  | 22h30 | 0.32 | 1.75 |  |  | 22h30 | 0.22 | 1.47 |  |  | 22h30 | 0.2 | 1.43 |  |  | 22h30 | 0.3 | 1.7 |  |  | 22h30 | 0.2 | 1.4 |  |  | 22h30 | 0.1 | 1.15 |  |  | 22h30 | 0.19 | 1.43 |  |  | 22h30 | 0.1 | 1.12 |  |  | 22h30 | 0.18 | 1.5 |  |  | 22h30 | 0.11 | 1.2 |  |  | 22h30 | 0.03 | 0.88 |  |  | 22h30 | 0.19 | 1.46 |  |  | 22h30 | 0.3 | 1.72 |  |  | 22h30 | 0.2 | 1.43 |  |  | 22h30 | 0.08 | 0.98 |  | 22h30 | 0.17 | 1.31 |  | 22h30 | 0.07 | 0.93 |  | 22h30 | 0.07 | 0.96 |  | 22h30 | 0.16 | 1.29 |  | 22h30 | 0.06 | 0.91 |  | 22h30 | 0 | 0.75 |  | 22h30 | 0.09 | 1.08 |  | 22h30 | 0 | 0.71 |  | 22h30 | 0 | 0.62 |  | 22h30 | 0.03 | 0.91 |  | 22h30 | 0 | 0.57 |  | 22h30 | 0.07 | 1 |  | 22h30 | 0.16 | 1.32 |  | 22h30 | 0.06 | 0.96
23h30 | 0.22 | 1.51 |  |  | 23h30 | 0.29 | 1.67 |  |  | 23h30 | 0.22 | 1.5 |  |  | 23h30 | 0.19 | 1.44 |  |  | 23h30 | 0.27 | 1.61 |  |  | 23h30 | 0.19 | 1.41 |  |  | 23h30 | 0.08 | 1.16 |  |  | 23h30 | 0.19 | 1.33 |  |  | 23h30 | 0.07 | 1.14 |  |  | 23h30 | 0.21 | 1.64 |  |  | 23h30 | 0.11 | 1.11 |  |  | 23h30 | 0 | 0.89 |  |  | 23h30 | 0.19 | 1.48 |  |  | 23h30 | 0.27 | 1.63 |  |  | 23h30 | 0.19 | 1.46 |  |  | 23h30 | 0.04 | 0.97 |  | 23h30 | 0.17 | 1.2 |  | 23h30 | 0.03 | 0.94 |  | 23h30 | 0.03 | 0.96 |  | 23h30 | 0.16 | 1.18 |  | 23h30 | 0.02 | 0.92 |  | 23h30 | 0 | 0.75 |  | 23h30 | 0.09 | 0.98 |  | 23h30 | 0 | 0.71 |  | 23h30 | 0 | 0.61 |  | 23h30 | 0.03 | 0.82 |  | 23h30 | 0 | 0.57 |  | 23h30 | 0.03 | 1 |  | 23h30 | 0.16 | 1.21 |  | 23h30 | 0.02 | 0.96
00h30 | 0.22 | 1.14 |  |  | 00h30 | 0 | 0.45 |  |  | 00h30 | 0.22 | 1.26 |  |  | 00h30 | 0.19 | 1.08 |  |  | 00h30 | 0 | 0.4 |  |  | 00h30 | 0.19 | 1.22 |  |  | 00h30 | 0.08 | 0.89 |  |  | 00h30 | 0 | 0.24 |  |  | 00h30 | 0.07 | 0.92 |  |  | 00h30 | 0.21 | 1.2 |  |  | 00h30 | 0 | 0.16 |  |  | 00h30 | 0 | 0.76 |  |  | 00h30 | 0.19 | 1.11 |  |  | 00h30 | 0 | 0.42 |  |  | 00h30 | 0.19 | 1.21 |  |  | 00h30 | 0.04 | 0.79 |  | 00h30 | 0 | 0.19 |  | 00h30 | 0.03 | 0.8 |  | 00h30 | 0.03 | 0.77 |  | 00h30 | 0 | 0.19 |  | 00h30 | 0.02 | 0.78 |  | 00h30 | 0 | 0.62 |  | 00h30 | 0 | 0.13 |  | 00h30 | 0 | 0.68 |  | 00h30 | 0 | 0.52 |  | 00h30 | 0 | 0.09 |  | 00h30 | 0 | 0.57 |  | 00h30 | 0.03 | 0.79 |  | 00h30 | 0 | 0.2 |  | 00h30 | 0.02 | 0.81
01h30 | 0.08 | 0.4 |  |  | 01h30 | 0 | 0.12 |  |  | 01h30 | 0.07 | 0.44 |  |  | 01h30 | 0.06 | 0.34 |  |  | 01h30 | 0 | 0.06 |  |  | 01h30 | 0.05 | 0.37 |  |  | 01h30 | 0 | 0.19 |  |  | 01h30 | 0 | 0 |  |  | 01h30 | 0 | 0.19 |  |  | 01h30 | 0.08 | 0.61 |  |  | 01h30 | 0 | 0 |  |  | 01h30 | 0 | 0.05 |  |  | 01h30 | 0.06 | 0.37 |  |  | 01h30 | 0 | 0.09 |  |  | 01h30 | 0.06 | 0.4 |  |  | 01h30 | 0 | 0.03 |  | 01h30 | 0 | 0 |  | 01h30 | 0 | 0.02 |  | 01h30 | 0 | 0.02 |  | 01h30 | 0 | 0 |  | 01h30 | 0 | 0.01 |  | 01h30 | 0 | 0 |  | 01h30 | 0 | 0 |  | 01h30 | 0 | 0 |  | 01h30 | 0 | 0 |  | 01h30 | 0 | 0 |  | 01h30 | 0 | 0 |  | 01h30 | 0 | 0.04 |  | 01h30 | 0 | 0 |  | 01h30 | 0 | 0.04
02h30 | 0.08 | 0.4 |  |  | 02h30 | 0.1 | 0.41 |  |  | 02h30 | 0.07 | 0.44 |  |  | 02h30 | 0.06 | 0.34 |  |  | 02h30 | 0.08 | 0.34 |  |  | 02h30 | 0.05 | 0.37 |  |  | 02h30 | 0 | 0.19 |  |  | 02h30 | 0 | 0.17 |  |  | 02h30 | 0 | 0.19 |  |  | 02h30 | 0.08 | 0.61 |  |  | 02h30 | 0 | 0.04 |  |  | 02h30 | 0 | 0.05 |  |  | 02h30 | 0.06 | 0.37 |  |  | 02h30 | 0.08 | 0.38 |  |  | 02h30 | 0.06 | 0.4 |  |  | 02h30 | 0 | 0.03 |  | 02h30 | 0 | 0.1 |  | 02h30 | 0 | 0.02 |  | 02h30 | 0 | 0.02 |  | 02h30 | 0 | 0.08 |  | 02h30 | 0 | 0.01 |  | 02h30 | 0 | 0 |  | 02h30 | 0 | 0 |  | 02h30 | 0 | 0 |  | 02h30 | 0 | 0 |  | 02h30 | 0 | 0 |  | 02h30 | 0 | 0 |  | 02h30 | 0 | 0.04 |  | 02h30 | 0 | 0.1 |  | 02h30 | 0 | 0.04
03h30 | 0.14 | 0.54 |  |  | 03h30 | 0.16 | 0.59 |  |  | 03h30 | 0.14 | 0.56 |  |  | 03h30 | 0.11 | 0.46 |  |  | 03h30 | 0.13 | 0.5 |  |  | 03h30 | 0.1 | 0.47 |  |  | 03h30 | 0.01 | 0.26 |  |  | 03h30 | 0.02 | 0.31 |  |  | 03h30 | 0.01 | 0.26 |  |  | 03h30 | 0.16 | 0.75 |  |  | 03h30 | 0 | 0.11 |  |  | 03h30 | 0 | 0.06 |  |  | 03h30 | 0.11 | 0.51 |  |  | 03h30 | 0.13 | 0.55 |  |  | 03h30 | 0.11 | 0.52 |  |  | 03h30 | 0 | 0.14 |  | 03h30 | 0 | 0.16 |  | 03h30 | 0 | 0.14 |  | 03h30 | 0 | 0.1 |  | 03h30 | 0 | 0.14 |  | 03h30 | 0 | 0.1 |  | 03h30 | 0 | 0 |  | 03h30 | 0 | 0 |  | 03h30 | 0 | 0 |  | 03h30 | 0 | 0 |  | 03h30 | 0 | 0 |  | 03h30 | 0 | 0 |  | 03h30 | 0 | 0.15 |  | 03h30 | 0 | 0.17 |  | 03h30 | 0 | 0.15
04h30 | 0.19 | 0.64 |  |  | 04h30 | 0.24 | 0.77 |  |  | 04h30 | 0.18 | 0.62 |  |  | 04h30 | 0.15 | 0.53 |  |  | 04h30 | 0.19 | 0.67 |  |  | 04h30 | 0.14 | 0.5 |  |  | 04h30 | 0.06 | 0.35 |  |  | 04h30 | 0.09 | 0.47 |  |  | 04h30 | 0.05 | 0.34 |  |  | 04h30 | 0.24 | 0.92 |  |  | 04h30 | 0 | 0.26 |  |  | 04h30 | 0 | 0.14 |  |  | 04h30 | 0.15 | 0.6 |  |  | 04h30 | 0.2 | 0.73 |  |  | 04h30 | 0.15 | 0.57 |  |  | 04h30 | 0.03 | 0.2 |  | 04h30 | 0.05 | 0.25 |  | 04h30 | 0.02 | 0.19 |  | 04h30 | 0.01 | 0.16 |  | 04h30 | 0.03 | 0.23 |  | 04h30 | 0.01 | 0.14 |  | 04h30 | 0 | 0 |  | 04h30 | 0 | 0.06 |  | 04h30 | 0 | 0 |  | 04h30 | 0 | 0 |  | 04h30 | 0 | 0 |  | 04h30 | 0 | 0 |  | 04h30 | 0.02 | 0.21 |  | 04h30 | 0.04 | 0.26 |  | 04h30 | 0.01 | 0.2
05h30 | 0.27 | 0.82 |  |  | 05h30 | 0.32 | 0.94 |  |  | 05h30 | 0.26 | 0.8 |  |  | 05h30 | 0.22 | 0.69 |  |  | 05h30 | 0.27 | 0.82 |  |  | 05h30 | 0.21 | 0.66 |  |  | 05h30 | 0.13 | 0.53 |  |  | 05h30 | 0.17 | 0.65 |  |  | 05h30 | 0.13 | 0.52 |  |  | 05h30 | 0.29 | 1.03 |  |  | 05h30 | 0.06 | 0.4 |  |  | 05h30 | 0.03 | 0.3 |  |  | 05h30 | 0.23 | 0.77 |  |  | 05h30 | 0.27 | 0.89 |  |  | 05h30 | 0.22 | 0.74 |  |  | 05h30 | 0.07 | 0.28 |  | 05h30 | 0.1 | 0.35 |  | 05h30 | 0.07 | 0.28 |  | 05h30 | 0.06 | 0.26 |  | 05h30 | 0.09 | 0.34 |  | 05h30 | 0.05 | 0.25 |  | 05h30 | 0 | 0.09 |  | 05h30 | 0 | 0.18 |  | 05h30 | 0 | 0.07 |  | 05h30 | 0 | 0 |  | 05h30 | 0 | 0.06 |  | 05h30 | 0 | 0 |  | 05h30 | 0.06 | 0.29 |  | 05h30 | 0.09 | 0.36 |  | 05h30 | 0.05 | 0.29
06h30 | 0.34 | 0.98 |  |  | 06h30 | 0.37 | 1.05 |  |  | 06h30 | 0.34 | 0.97 |  |  | 06h30 | 0.29 | 0.84 |  |  | 06h30 | 0.32 | 0.93 |  |  | 06h30 | 0.28 | 0.81 |  |  | 06h30 | 0.2 | 0.7 |  |  | 06h30 | 0.22 | 0.78 |  |  | 06h30 | 0.19 | 0.69 |  |  | 06h30 | 0.31 | 1.14 |  |  | 06h30 | 0.12 | 0.51 |  |  | 06h30 | 0.08 | 0.43 |  |  | 06h30 | 0.3 | 0.92 |  |  | 06h30 | 0.33 | 1 |  |  | 06h30 | 0.29 | 0.91 |  |  | 06h30 | 0.12 | 0.38 |  | 06h30 | 0.14 | 0.47 |  | 06h30 | 0.11 | 0.38 |  | 06h30 | 0.11 | 0.36 |  | 06h30 | 0.13 | 0.43 |  | 06h30 | 0.1 | 0.35 |  | 06h30 | 0.02 | 0.22 |  | 06h30 | 0.04 | 0.29 |  | 06h30 | 0.01 | 0.2 |  | 06h30 | 0 | 0.07 |  | 06h30 | 0 | 0.16 |  | 06h30 | 0 | 0.05 |  | 06h30 | 0.11 | 0.39 |  | 06h30 | 0.13 | 0.49 |  | 06h30 | 0.11 | 0.39
07h30 | 0.68 | 2.06 |  |  | 07h30 | 0.7 | 2.11 |  |  | 07h30 | 0.67 | 2.05 |  |  | 07h30 | 0.6 | 1.88 |  |  | 07h30 | 0.64 | 1.96 |  |  | 07h30 | 0.59 | 1.85 |  |  | 07h30 | 0.48 | 1.72 |  |  | 07h30 | 0.52 | 1.8 |  |  | 07h30 | 0.47 | 1.71 |  |  | 07h30 | 0.6 | 2.25 |  |  | 07h30 | 0.32 | 1.36 |  |  | 07h30 | 0.33 | 1.2 |  |  | 07h30 | 0.61 | 1.99 |  |  | 07h30 | 0.64 | 2.05 |  |  | 07h30 | 0.61 | 1.97 |  |  | 07h30 | 0.34 | 1.28 |  | 07h30 | 0.4 | 1.41 |  | 07h30 | 0.33 | 1.25 |  | 07h30 | 0.29 | 1.17 |  | 07h30 | 0.35 | 1.32 |  | 07h30 | 0.25 | 1.12 |  | 07h30 | 0.28 | 0.93 |  | 07h30 | 0.28 | 1.01 |  | 07h30 | 0.28 | 0.93 |  | 07h30 | 0.24 | 0.94 |  | 07h30 | 0.26 | 0.94 |  | 07h30 | 0.23 | 0.94 |  | 07h30 | 0.3 | 1.28 |  | 07h30 | 0.36 | 1.41 |  | 07h30 | 0.28 | 1.25
08h30 | 0.79 | 2.47 |  |  | 08h30 | 0.8 | 2.51 |  |  | 08h30 | 0.78 | 2.47 |  |  | 08h30 | 0.71 | 2.27 |  |  | 08h30 | 0.73 | 2.34 |  |  | 08h30 | 0.7 | 2.25 |  |  | 08h30 | 0.6 | 2.15 |  |  | 08h30 | 0.63 | 2.2 |  |  | 08h30 | 0.59 | 2.14 |  |  | 08h30 | 0.78 | 2.86 |  |  | 08h30 | 0.43 | 1.79 |  |  | 08h30 | 0.43 | 1.65 |  |  | 08h30 | 0.71 | 2.39 |  |  | 08h30 | 0.73 | 2.44 |  |  | 08h30 | 0.71 | 2.38 |  |  | 08h30 | 0.48 | 1.73 |  | 08h30 | 0.53 | 1.84 |  | 08h30 | 0.46 | 1.71 |  | 08h30 | 0.42 | 1.61 |  | 08h30 | 0.48 | 1.74 |  | 08h30 | 0.39 | 1.57 |  | 08h30 | 0.37 | 1.38 |  | 08h30 | 0.38 | 1.46 |  | 08h30 | 0.37 | 1.37 |  | 08h30 | 0.28 | 1.29 |  | 08h30 | 0.33 | 1.32 |  | 08h30 | 0.27 | 1.27 |  | 08h30 | 0.43 | 1.73 |  | 08h30 | 0.48 | 1.83 |  | 08h30 | 0.41 | 1.7
09h30 | 0.23 | 0.67 |  |  | 09h30 | 0.33 | 1.08 |  |  | 09h30 | 0.79 | 2.36 |  |  | 09h30 | 0.21 | 0.62 |  |  | 09h30 | 0.3 | 0.99 |  |  | 09h30 | 0.73 | 2.19 |  |  | 09h30 | 0.23 | 0.69 |  |  | 09h30 | 0.24 | 0.87 |  |  | 09h30 | 0.66 | 2.11 |  |  | 09h30 | 0.95 | 3.08 |  |  | 09h30 | 0.18 | 0.71 |  |  | 09h30 | 0.54 | 1.9 |  |  | 09h30 | 0.21 | 0.65 |  |  | 09h30 | 0.29 | 1.04 |  |  | 09h30 | 0.71 | 2.29 |  |  | 09h30 | 0.21 | 0.61 |  | 09h30 | 0.21 | 0.73 |  | 09h30 | 0.62 | 1.89 |  | 09h30 | 0.19 | 0.59 |  | 09h30 | 0.2 | 0.69 |  | 09h30 | 0.61 | 1.82 |  | 09h30 | 0.11 | 0.58 |  | 09h30 | 0.15 | 0.61 |  | 09h30 | 0.46 | 1.7 |  | 09h30 | 0.04 | 0.41 |  | 09h30 | 0.07 | 0.48 |  | 09h30 | 0.34 | 1.39 |  | 09h30 | 0.19 | 0.6 |  | 09h30 | 0.2 | 0.73 |  | 09h30 | 0.58 | 1.87
10h30 | 0 | 0 |  |  | 10h30 | 0 | 0 |  |  | 10h30 | 0.66 | 1.94 |  |  | 10h30 | 0 | 0 |  |  | 10h30 | 0 | 0 |  |  | 10h30 | 0.6 | 1.78 |  |  | 10h30 | 0 | 0 |  |  | 10h30 | 0 | 0 |  |  | 10h30 | 0.54 | 1.69 |  |  | 10h30 | 0.91 | 2.89 |  |  | 10h30 | 0 | 0 |  |  | 10h30 | 0.45 | 1.51 |  |  | 10h30 | 0 | 0 |  |  | 10h30 | 0 | 0 |  |  | 10h30 | 0.55 | 1.88 |  |  | 10h30 | 0 | 0 |  | 10h30 | 0 | 0 |  | 10h30 | 0.52 | 1.54 |  | 10h30 | 0 | 0 |  | 10h30 | 0 | 0 |  | 10h30 | 0.5 | 1.47 |  | 10h30 | 0 | 0 |  | 10h30 | 0 | 0 |  | 10h30 | 0.41 | 1.37 |  | 10h30 | 0 | 0 |  | 10h30 | 0 | 0 |  | 10h30 | 0.33 | 1.16 |  | 10h30 | 0 | 0 |  | 10h30 | 0 | 0 |  | 10h30 | 0.44 | 1.52
11h30 | 0 | 0 |  |  | 11h30 | 0 | 0 |  |  | 11h30 | 0.47 | 1.47 |  |  | 11h30 | 0 | 0 |  |  | 11h30 | 0 | 0 |  |  | 11h30 | 0.41 | 1.31 |  |  | 11h30 | 0 | 0 |  |  | 11h30 | 0 | 0 |  |  | 11h30 | 0.35 | 1.2 |  |  | 11h30 | 0.78 | 2.55 |  |  | 11h30 | 0 | 0 |  |  | 11h30 | 0.28 | 1.07 |  |  | 11h30 | 0 | 0 |  |  | 11h30 | 0 | 0 |  |  | 11h30 | 0.27 | 1.4 |  |  | 11h30 | 0 | 0 |  | 11h30 | 0 | 0 |  | 11h30 | 0.34 | 1.11 |  | 11h30 | 0 | 0 |  | 11h30 | 0 | 0 |  | 11h30 | 0.32 | 1.03 |  | 11h30 | 0 | 0 |  | 11h30 | 0 | 0 |  | 11h30 | 0.25 | 0.95 |  | 11h30 | 0 | 0 |  | 11h30 | 0 | 0 |  | 11h30 | 0.2 | 0.8 |  | 11h30 | 0 | 0 |  | 11h30 | 0 | 0 |  | 11h30 | 0.18 | 1.07
12h30 | 0 | 0 |  |  | 12h30 | 0 | 0 |  |  | 12h30 | 0.37 | 1.24 |  |  | 12h30 | 0 | 0 |  |  | 12h30 | 0 | 0 |  |  | 12h30 | 0.32 | 1.14 |  |  | 12h30 | 0 | 0 |  |  | 12h30 | 0 | 0 |  |  | 12h30 | 0.24 | 0.95 |  |  | 12h30 | 0.69 | 2.29 |  |  | 12h30 | 0 | 0 |  |  | 12h30 | 0.22 | 0.83 |  |  | 12h30 | 0 | 0 |  |  | 12h30 | 0 | 0 |  |  | 12h30 | 0.22 | 1.19 |  |  | 12h30 | 0 | 0 |  | 12h30 | 0 | 0 |  | 12h30 | 0.25 | 0.87 |  | 12h30 | 0 | 0 |  | 12h30 | 0 | 0 |  | 12h30 | 0.23 | 0.8 |  | 12h30 | 0 | 0 |  | 12h30 | 0 | 0 |  | 12h30 | 0.2 | 0.71 |  | 12h30 | 0 | 0 |  | 12h30 | 0 | 0 |  | 12h30 | 0.17 | 0.64 |  | 12h30 | 0 | 0 |  | 12h30 | 0 | 0 |  | 12h30 | 0.13 | 0.83
13h30 | 0.27 | 0.94 |  |  | 13h30 | 0 | 0 |  |  | 13h30 | 0.32 | 1.14 |  |  | 13h30 | 0.28 | 0.92 |  |  | 13h30 | 0 | 0 |  |  | 13h30 | 0.29 | 1.04 |  |  | 13h30 | 0.25 | 0.87 |  |  | 13h30 | 0 | 0 |  |  | 13h30 | 0.2 | 0.85 |  |  | 13h30 | 0.6 | 2.08 |  |  | 13h30 | 0 | 0 |  |  | 13h30 | 0.18 | 0.76 |  |  | 13h30 | 0.18 | 0.92 |  |  | 13h30 | 0 | 0 |  |  | 13h30 | 0.15 | 1.09 |  |  | 13h30 | 0.21 | 0.73 |  | 13h30 | 0 | 0 |  | 13h30 | 0.21 | 0.81 |  | 13h30 | 0.2 | 0.71 |  | 13h30 | 0 | 0 |  | 13h30 | 0.2 | 0.74 |  | 13h30 | 0.17 | 0.65 |  | 13h30 | 0 | 0 |  | 13h30 | 0.15 | 0.64 |  | 13h30 | 0.14 | 0.58 |  | 13h30 | 0 | 0 |  | 13h30 | 0.12 | 0.56 |  | 13h30 | 0.11 | 0.69 |  | 13h30 | 0 | 0 |  | 13h30 | 0.06 | 0.77
14h30 | 0.49 | 1.63 |  |  | 14h30 | 0 | 0 |  |  | 14h30 | 0.32 | 1.14 |  |  | 14h30 | 0.47 | 1.52 |  |  | 14h30 | 0 | 0 |  |  | 14h30 | 0.29 | 1.04 |  |  | 14h30 | 0.39 | 1.38 |  |  | 14h30 | 0 | 0 |  |  | 14h30 | 0.2 | 0.85 |  |  | 14h30 | 0.51 | 1.89 |  |  | 14h30 | 0 | 0 |  |  | 14h30 | 0.18 | 0.74 |  |  | 14h30 | 0.25 | 1.54 |  |  | 14h30 | 0 | 0 |  |  | 14h30 | 0.15 | 1.09 |  |  | 14h30 | 0.36 | 1.24 |  | 14h30 | 0 | 0 |  | 14h30 | 0.21 | 0.8 |  | 14h30 | 0.33 | 1.16 |  | 14h30 | 0 | 0 |  | 14h30 | 0.2 | 0.74 |  | 14h30 | 0.26 | 1.04 |  | 14h30 | 0 | 0 |  | 14h30 | 0.15 | 0.64 |  | 14h30 | 0.2 | 0.89 |  | 14h30 | 0 | 0 |  | 14h30 | 0.12 | 0.56 |  | 14h30 | 0.13 | 1.16 |  | 14h30 | 0 | 0 |  | 14h30 | 0.06 | 0.77
15h30 | 0.56 | 1.82 |  |  | 15h30 | 0 | 0 |  |  | 15h30 | 0.29 | 1.11 |  |  | 15h30 | 0.48 | 1.64 |  |  | 15h30 | 0 | 0 |  |  | 15h30 | 0.26 | 1.03 |  |  | 15h30 | 0.36 | 1.4 |  |  | 15h30 | 0 | 0 |  |  | 15h30 | 0.18 | 0.83 |  |  | 15h30 | 0.45 | 1.71 |  |  | 15h30 | 0 | 0 |  |  | 15h30 | 0.15 | 0.73 |  |  | 15h30 | 0.23 | 1.69 |  |  | 15h30 | 0 | 0 |  |  | 15h30 | 0.11 | 1.05 |  |  | 15h30 | 0.38 | 1.38 |  | 15h30 | 0 | 0 |  | 15h30 | 0.18 | 0.79 |  | 15h30 | 0.34 | 1.25 |  | 15h30 | 0 | 0 |  | 15h30 | 0.16 | 0.73 |  | 15h30 | 0.25 | 1.1 |  | 15h30 | 0 | 0 |  | 15h30 | 0.11 | 0.62 |  | 15h30 | 0.18 | 0.9 |  | 15h30 | 0 | 0 |  | 15h30 | 0.08 | 0.52 |  | 15h30 | 0.09 | 1.29 |  | 15h30 | 0 | 0 |  | 15h30 | 0.03 | 0.75
16h30 | 0.46 | 1.52 |  |  | 16h30 | 0 | 0 |  |  | 16h30 | 0.3 | 1.15 |  |  | 16h30 | 0.41 | 1.44 |  |  | 16h30 | 0 | 0 |  |  | 16h30 | 0.28 | 1.1 |  |  | 16h30 | 0.31 | 1.19 |  |  | 16h30 | 0 | 0 |  |  | 16h30 | 0.19 | 0.86 |  |  | 16h30 | 0.44 | 1.63 |  |  | 16h30 | 0 | 0 |  |  | 16h30 | 0.15 | 0.76 |  |  | 16h30 | 0.23 | 1.43 |  |  | 16h30 | 0 | 0 |  |  | 16h30 | 0.14 | 1.08 |  |  | 16h30 | 0.32 | 1.2 |  | 16h30 | 0 | 0 |  | 16h30 | 0.19 | 0.84 |  | 16h30 | 0.29 | 1.12 |  | 16h30 | 0 | 0 |  | 16h30 | 0.17 | 0.8 |  | 16h30 | 0.22 | 0.97 |  | 16h30 | 0 | 0 |  | 16h30 | 0.11 | 0.65 |  | 16h30 | 0.16 | 0.81 |  | 16h30 | 0 | 0 |  | 16h30 | 0.08 | 0.55 |  | 16h30 | 0.11 | 1.14 |  | 16h30 | 0 | 0 |  | 16h30 | 0.04 | 0.8
17h30 | 0.45 | 1.48 |  |  | 17h30 | 0 | 0 |  |  | 17h30 | 0.35 | 1.26 |  |  | 17h30 | 0.42 | 1.47 |  |  | 17h30 | 0 | 0 |  |  | 17h30 | 0.34 | 1.26 |  |  | 17h30 | 0.32 | 1.17 |  |  | 17h30 | 0 | 0 |  |  | 17h30 | 0.23 | 0.96 |  |  | 17h30 | 0.49 | 1.75 |  |  | 17h30 | 0 | 0 |  |  | 17h30 | 0.19 | 0.84 |  |  | 17h30 | 0.31 | 1.42 |  |  | 17h30 | 0 | 0 |  |  | 17h30 | 0.23 | 1.2 |  |  | 17h30 | 0.33 | 1.19 |  | 17h30 | 0 | 0 |  | 17h30 | 0.23 | 0.95 |  | 17h30 | 0.3 | 1.14 |  | 17h30 | 0 | 0 |  | 17h30 | 0.22 | 0.92 |  | 17h30 | 0.23 | 0.98 |  | 17h30 | 0 | 0 |  | 17h30 | 0.15 | 0.75 |  | 17h30 | 0.18 | 0.83 |  | 17h30 | 0 | 0 |  | 17h30 | 0.12 | 0.63 |  | 17h30 | 0.18 | 1.15 |  | 17h30 | 0 | 0 |  | 17h30 | 0.12 | 0.92
18h30 | 0.5 | 1.56 |  |  | 18h30 | 0.46 | 1.37 |  |  | 18h30 | 0.44 | 1.43 |  |  | 18h30 | 0.48 | 1.6 |  |  | 18h30 | 0.45 | 1.4 |  |  | 18h30 | 0.42 | 1.47 |  |  | 18h30 | 0.37 | 1.25 |  |  | 18h30 | 0.39 | 1.23 |  |  | 18h30 | 0.3 | 1.11 |  |  | 18h30 | 0.57 | 1.97 |  |  | 18h30 | 0.35 | 1.14 |  |  | 18h30 | 0.24 | 0.96 |  |  | 18h30 | 0.43 | 1.51 |  |  | 18h30 | 0.41 | 1.33 |  |  | 18h30 | 0.35 | 1.37 |  |  | 18h30 | 0.37 | 1.26 |  | 18h30 | 0.36 | 1.16 |  | 18h30 | 0.3 | 1.1 |  | 18h30 | 0.35 | 1.24 |  | 18h30 | 0.35 | 1.14 |  | 18h30 | 0.29 | 1.08 |  | 18h30 | 0.27 | 1.05 |  | 18h30 | 0.29 | 1.03 |  | 18h30 | 0.21 | 0.88 |  | 18h30 | 0.22 | 0.91 |  | 18h30 | 0.25 | 0.94 |  | 18h30 | 0.17 | 0.76 |  | 18h30 | 0.28 | 1.24 |  | 18h30 | 0.28 | 1.12 |  | 18h30 | 0.21 | 1.08
19h30 | 0.37 | 1.43 |  |  | 19h30 | 0.65 | 2.12 |  |  | 19h30 | 0.33 | 1.34 |  |  | 19h30 | 0.36 | 1.52 |  |  | 19h30 | 0.63 | 2.2 |  |  | 19h30 | 0.32 | 1.42 |  |  | 19h30 | 0.24 | 1.1 |  |  | 19h30 | 0.5 | 1.8 |  |  | 19h30 | 0.19 | 1.01 |  |  | 19h30 | 0.42 | 1.82 |  |  | 19h30 | 0.4 | 1.58 |  |  | 19h30 | 0.11 | 0.82 |  |  | 19h30 | 0.34 | 1.39 |  |  | 19h30 | 0.55 | 2.02 |  |  | 19h30 | 0.29 | 1.29 |  |  | 19h30 | 0.23 | 1.11 |  | 19h30 | 0.45 | 1.72 |  | 19h30 | 0.18 | 0.99 |  | 19h30 | 0.22 | 1.11 |  | 19h30 | 0.43 | 1.69 |  | 19h30 | 0.17 | 0.99 |  | 19h30 | 0.13 | 0.89 |  | 19h30 | 0.32 | 1.45 |  | 19h30 | 0.08 | 0.76 |  | 19h30 | 0.08 | 0.75 |  | 19h30 | 0.25 | 1.26 |  | 19h30 | 0.05 | 0.63 |  | 19h30 | 0.17 | 1.11 |  | 19h30 | 0.31 | 1.65 |  | 19h30 | 0.1 | 0.98
20h30 | 0.21 | 1.27 |  |  | 20h30 | 0.52 | 2.03 |  |  | 20h30 | 0.24 | 1.21 |  |  | 20h30 | 0.21 | 1.39 |  |  | 20h30 | 0.5 | 2.15 |  |  | 20h30 | 0.22 | 1.33 |  |  | 20h30 | 0.11 | 0.94 |  |  | 20h30 | 0.33 | 1.61 |  |  | 20h30 | 0.11 | 0.88 |  |  | 20h30 | 0.28 | 1.61 |  |  | 20h30 | 0.21 | 1.33 |  |  | 20h30 | 0.05 | 0.65 |  |  | 20h30 | 0.2 | 1.24 |  |  | 20h30 | 0.41 | 1.92 |  |  | 20h30 | 0.17 | 1.17 |  |  | 20h30 | 0.1 | 0.92 |  | 20h30 | 0.31 | 1.62 |  | 20h30 | 0.1 | 0.83 |  | 20h30 | 0.09 | 0.94 |  | 20h30 | 0.28 | 1.6 |  | 20h30 | 0.09 | 0.85 |  | 20h30 | 0.03 | 0.7 |  | 20h30 | 0.16 | 1.29 |  | 20h30 | 0.02 | 0.6 |  | 20h30 | 0 | 0.56 |  | 20h30 | 0.07 | 1.06 |  | 20h30 | 0 | 0.48 |  | 20h30 | 0.03 | 0.93 |  | 20h30 | 0.16 | 1.54 |  | 20h30 | 0 | 0.84
21h30 | 0.23 | 1.34 |  |  | 21h30 | 0.38 | 1.71 |  |  | 21h30 | 0.24 | 1.31 |  |  | 21h30 | 0.22 | 1.47 |  |  | 21h30 | 0.37 | 1.85 |  |  | 21h30 | 0.22 | 1.43 |  |  | 21h30 | 0.11 | 1.01 |  |  | 21h30 | 0.23 | 1.38 |  |  | 21h30 | 0.1 | 0.96 |  |  | 21h30 | 0.26 | 1.68 |  |  | 21h30 | 0.16 | 1.12 |  |  | 21h30 | 0.02 | 0.71 |  |  | 21h30 | 0.22 | 1.31 |  |  | 21h30 | 0.33 | 1.65 |  |  | 21h30 | 0.2 | 1.27 |  |  | 21h30 | 0.08 | 0.96 |  | 21h30 | 0.21 | 1.36 |  | 21h30 | 0.07 | 0.89 |  | 21h30 | 0.08 | 0.99 |  | 21h30 | 0.2 | 1.38 |  | 21h30 | 0.07 | 0.93 |  | 21h30 | 0 | 0.73 |  | 21h30 | 0.13 | 1.11 |  | 21h30 | 0 | 0.66 |  | 21h30 | 0 | 0.6 |  | 21h30 | 0.07 | 0.92 |  | 21h30 | 0 | 0.53 |  | 21h30 | 0.05 | 0.97 |  | 21h30 | 0.13 | 1.33 |  | 21h30 | 0.02 | 0.91
22h30 | 0.24 | 1.41 |  |  | 22h30 | 0.32 | 1.61 |  |  | 22h30 | 0.24 | 1.39 |  |  | 22h30 | 0.23 | 1.53 |  |  | 22h30 | 0.31 | 1.73 |  |  | 22h30 | 0.22 | 1.49 |  |  | 22h30 | 0.11 | 1.07 |  |  | 22h30 | 0.18 | 1.28 |  |  | 22h30 | 0.1 | 1.04 |  |  | 22h30 | 0.26 | 1.72 |  |  | 22h30 | 0.1 | 1.03 |  |  | 22h30 | 0.02 | 0.76 |  |  | 22h30 | 0.23 | 1.38 |  |  | 22h30 | 0.29 | 1.56 |  |  | 22h30 | 0.22 | 1.35 |  |  | 22h30 | 0.08 | 0.98 |  | 22h30 | 0.15 | 1.23 |  | 22h30 | 0.07 | 0.93 |  | 22h30 | 0.08 | 1.02 |  | 22h30 | 0.15 | 1.27 |  | 22h30 | 0.07 | 0.97 |  | 22h30 | 0 | 0.75 |  | 22h30 | 0.07 | 1 |  | 22h30 | 0 | 0.7 |  | 22h30 | 0 | 0.61 |  | 22h30 | 0.01 | 0.84 |  | 22h30 | 0 | 0.55 |  | 22h30 | 0.05 | 1 |  | 22h30 | 0.11 | 1.23 |  | 22h30 | 0.02 | 0.95
23h30 | 0.25 | 1.49 |  |  | 23h30 | 0.3 | 1.6 |  |  | 23h30 | 0.25 | 1.46 |  |  | 23h30 | 0.24 | 1.57 |  |  | 23h30 | 0.29 | 1.7 |  |  | 23h30 | 0.23 | 1.54 |  |  | 23h30 | 0.11 | 1.14 |  |  | 23h30 | 0.17 | 1.27 |  |  | 23h30 | 0.1 | 1.11 |  |  | 23h30 | 0.25 | 1.75 |  |  | 23h30 | 0.1 | 1 |  |  | 23h30 | 0 | 0.81 |  |  | 23h30 | 0.24 | 1.45 |  |  | 23h30 | 0.28 | 1.56 |  |  | 23h30 | 0.23 | 1.43 |  |  | 23h30 | 0.07 | 0.99 |  | 23h30 | 0.15 | 1.17 |  | 23h30 | 0.05 | 0.96 |  | 23h30 | 0.06 | 1.05 |  | 23h30 | 0.15 | 1.21 |  | 23h30 | 0.05 | 1 |  | 23h30 | 0 | 0.77 |  | 23h30 | 0.07 | 0.95 |  | 23h30 | 0 | 0.73 |  | 23h30 | 0 | 0.63 |  | 23h30 | 0.01 | 0.79 |  | 23h30 | 0 | 0.58 |  | 23h30 | 0.05 | 1.02 |  | 23h30 | 0.11 | 1.17 |  | 23h30 | 0.03 | 0.99
00h30 | 0.23 | 1.1 |  |  | 00h30 | 0.04 | 0.45 |  |  | 00h30 | 0.25 | 1.31 |  |  | 00h30 | 0.21 | 1.1 |  |  | 00h30 | 0.03 | 0.51 |  |  | 00h30 | 0.23 | 1.3 |  |  | 00h30 | 0.11 | 0.86 |  |  | 00h30 | 0 | 0.31 |  |  | 00h30 | 0.1 | 0.99 |  |  | 00h30 | 0.25 | 1.54 |  |  | 00h30 | 0 | 0.2 |  |  | 00h30 | 0 | 0.76 |  |  | 00h30 | 0.17 | 1.07 |  |  | 00h30 | 0.05 | 0.42 |  |  | 00h30 | 0.18 | 1.27 |  |  | 00h30 | 0.07 | 0.76 |  | 00h30 | 0 | 0.24 |  | 00h30 | 0.05 | 0.86 |  | 00h30 | 0.06 | 0.77 |  | 00h30 | 0 | 0.28 |  | 00h30 | 0.05 | 0.87 |  | 00h30 | 0 | 0.6 |  | 00h30 | 0 | 0.18 |  | 00h30 | 0 | 0.68 |  | 00h30 | 0 | 0.5 |  | 00h30 | 0 | 0.13 |  | 00h30 | 0 | 0.55 |  | 00h30 | 0.05 | 0.76 |  | 00h30 | 0 | 0.27 |  | 00h30 | 0.03 | 0.88
01h30 | 0.11 | 0.45 |  |  | 01h30 | 0.01 | 0.16 |  |  | 01h30 | 0.11 | 0.51 |  |  | 01h30 | 0.1 | 0.45 |  |  | 01h30 | 0 | 0.19 |  |  | 01h30 | 0.1 | 0.51 |  |  | 01h30 | 0 | 0.24 |  |  | 01h30 | 0 | 0 |  |  | 01h30 | 0 | 0.26 |  |  | 01h30 | 0.13 | 0.75 |  |  | 01h30 | 0 | 0 |  |  | 01h30 | 0 | 0.08 |  |  | 01h30 | 0.08 | 0.42 |  |  | 01h30 | 0.01 | 0.14 |  |  | 01h30 | 0.08 | 0.48 |  |  | 01h30 | 0.01 | 0.08 |  | 01h30 | 0 | 0 |  | 01h30 | 0 | 0.09 |  | 01h30 | 0 | 0.11 |  | 01h30 | 0 | 0 |  | 01h30 | 0 | 0.11 |  | 01h30 | 0 | 0 |  | 01h30 | 0 | 0 |  | 01h30 | 0 | 0 |  | 01h30 | 0 | 0 |  | 01h30 | 0 | 0 |  | 01h30 | 0 | 0 |  | 01h30 | 0 | 0.11 |  | 01h30 | 0 | 0 |  | 01h30 | 0 | 0.11
02h30 | 0.11 | 0.45 |  |  | 02h30 | 0.13 | 0.49 |  |  | 02h30 | 0.11 | 0.51 |  |  | 02h30 | 0.1 | 0.45 |  |  | 02h30 | 0.11 | 0.5 |  |  | 02h30 | 0.1 | 0.51 |  |  | 02h30 | 0 | 0.24 |  |  | 02h30 | 0.01 | 0.2 |  |  | 02h30 | 0 | 0.26 |  |  | 02h30 | 0.13 | 0.75 |  |  | 02h30 | 0 | 0.03 |  |  | 02h30 | 0 | 0.08 |  |  | 02h30 | 0.08 | 0.42 |  |  | 02h30 | 0.11 | 0.46 |  |  | 02h30 | 0.08 | 0.48 |  |  | 02h30 | 0.01 | 0.08 |  | 02h30 | 0 | 0.12 |  | 02h30 | 0 | 0.09 |  | 02h30 | 0 | 0.11 |  | 02h30 | 0 | 0.13 |  | 02h30 | 0 | 0.11 |  | 02h30 | 0 | 0 |  | 02h30 | 0 | 0 |  | 02h30 | 0 | 0 |  | 02h30 | 0 | 0 |  | 02h30 | 0 | 0 |  | 02h30 | 0 | 0 |  | 02h30 | 0 | 0.11 |  | 02h30 | 0 | 0.12 |  | 02h30 | 0 | 0.11
03h30 | 0.19 | 0.63 |  |  | 03h30 | 0.22 | 0.7 |  |  | 03h30 | 0.19 | 0.66 |  |  | 03h30 | 0.16 | 0.6 |  |  | 03h30 | 0.19 | 0.69 |  |  | 03h30 | 0.16 | 0.63 |  |  | 03h30 | 0.06 | 0.35 |  |  | 03h30 | 0.07 | 0.42 |  |  | 03h30 | 0.05 | 0.37 |  |  | 03h30 | 0.18 | 0.9 |  |  | 03h30 | 0 | 0.14 |  |  | 03h30 | 0 | 0.1 |  |  | 03h30 | 0.15 | 0.59 |  |  | 03h30 | 0.19 | 0.66 |  |  | 03h30 | 0.15 | 0.63 |  |  | 03h30 | 0 | 0.18 |  | 03h30 | 0.03 | 0.22 |  | 03h30 | 0 | 0.21 |  | 03h30 | 0 | 0.2 |  | 03h30 | 0.02 | 0.25 |  | 03h30 | 0 | 0.22 |  | 03h30 | 0 | 0 |  | 03h30 | 0 | 0.01 |  | 03h30 | 0 | 0 |  | 03h30 | 0 | 0 |  | 03h30 | 0 | 0 |  | 03h30 | 0 | 0 |  | 03h30 | 0 | 0.2 |  | 03h30 | 0.02 | 0.24 |  | 03h30 | 0 | 0.23
04h30 | 0.25 | 0.78 |  |  | 04h30 | 0.3 | 0.9 |  |  | 04h30 | 0.24 | 0.75 |  |  | 04h30 | 0.22 | 0.74 |  |  | 04h30 | 0.26 | 0.86 |  |  | 04h30 | 0.21 | 0.7 |  |  | 04h30 | 0.12 | 0.5 |  |  | 04h30 | 0.16 | 0.6 |  |  | 04h30 | 0.11 | 0.48 |  |  | 04h30 | 0.25 | 0.96 |  |  | 04h30 | 0.03 | 0.31 |  |  | 04h30 | 0 | 0.19 |  |  | 04h30 | 0.23 | 0.73 |  |  | 04h30 | 0.26 | 0.85 |  |  | 04h30 | 0.22 | 0.7 |  |  | 04h30 | 0.06 | 0.27 |  | 04h30 | 0.09 | 0.32 |  | 04h30 | 0.05 | 0.26 |  | 04h30 | 0.05 | 0.28 |  | 04h30 | 0.08 | 0.34 |  | 04h30 | 0.04 | 0.27 |  | 04h30 | 0 | 0.05 |  | 04h30 | 0 | 0.12 |  | 04h30 | 0 | 0.02 |  | 04h30 | 0 | 0 |  | 04h30 | 0 | 0.01 |  | 04h30 | 0 | 0 |  | 04h30 | 0.06 | 0.29 |  | 04h30 | 0.08 | 0.34 |  | 04h30 | 0.05 | 0.28
05h30 | 0.34 | 0.97 |  |  | 05h30 | 0.38 | 1.06 |  |  | 05h30 | 0.33 | 0.92 |  |  | 05h30 | 0.29 | 0.9 |  |  | 05h30 | 0.34 | 1 |  |  | 05h30 | 0.28 | 0.85 |  |  | 05h30 | 0.19 | 0.67 |  |  | 05h30 | 0.23 | 0.77 |  |  | 05h30 | 0.19 | 0.65 |  |  | 05h30 | 0.29 | 1.07 |  |  | 05h30 | 0.1 | 0.45 |  |  | 05h30 | 0.06 | 0.35 |  |  | 05h30 | 0.31 | 0.91 |  |  | 05h30 | 0.34 | 1.01 |  |  | 05h30 | 0.29 | 0.87 |  |  | 05h30 | 0.11 | 0.36 |  | 05h30 | 0.13 | 0.43 |  | 05h30 | 0.11 | 0.34 |  | 05h30 | 0.11 | 0.38 |  | 05h30 | 0.13 | 0.44 |  | 05h30 | 0.1 | 0.35 |  | 05h30 | 0.02 | 0.18 |  | 05h30 | 0.04 | 0.26 |  | 05h30 | 0.01 | 0.15 |  | 05h30 | 0 | 0.03 |  | 05h30 | 0 | 0.11 |  | 05h30 | 0 | 0.01 |  | 05h30 | 0.11 | 0.39 |  | 05h30 | 0.13 | 0.44 |  | 05h30 | 0.11 | 0.36
06h30 | 0.4 | 1.12 |  |  | 06h30 | 0.43 | 1.17 |  |  | 06h30 | 0.4 | 1.09 |  |  | 06h30 | 0.35 | 1.03 |  |  | 06h30 | 0.38 | 1.1 |  |  | 06h30 | 0.34 | 1 |  |  | 06h30 | 0.26 | 0.83 |  |  | 06h30 | 0.28 | 0.91 |  |  | 06h30 | 0.25 | 0.8 |  |  | 06h30 | 0.32 | 1.21 |  |  | 06h30 | 0.15 | 0.54 |  |  | 06h30 | 0.12 | 0.48 |  |  | 06h30 | 0.36 | 1.06 |  |  | 06h30 | 0.38 | 1.12 |  |  | 06h30 | 0.35 | 1.04 |  |  | 06h30 | 0.16 | 0.47 |  | 06h30 | 0.17 | 0.56 |  | 06h30 | 0.15 | 0.45 |  | 06h30 | 0.15 | 0.47 |  | 06h30 | 0.17 | 0.56 |  | 06h30 | 0.14 | 0.44 |  | 06h30 | 0.07 | 0.31 |  | 06h30 | 0.09 | 0.36 |  | 06h30 | 0.05 | 0.29 |  | 06h30 | 0 | 0.15 |  | 06h30 | 0.02 | 0.23 |  | 06h30 | 0 | 0.12 |  | 06h30 | 0.15 | 0.49 |  | 06h30 | 0.17 | 0.57 |  | 06h30 | 0.15 | 0.47
07h30 | 0.76 | 2.24 |  |  | 07h30 | 0.77 | 2.28 |  |  | 07h30 | 0.75 | 2.22 |  |  | 07h30 | 0.69 | 2.11 |  |  | 07h30 | 0.71 | 2.17 |  |  | 07h30 | 0.68 | 2.08 |  |  | 07h30 | 0.57 | 1.91 |  |  | 07h30 | 0.6 | 1.98 |  |  | 07h30 | 0.57 | 1.89 |  |  | 07h30 | 0.62 | 2.37 |  |  | 07h30 | 0.33 | 1.47 |  |  | 07h30 | 0.33 | 1.32 |  |  | 07h30 | 0.7 | 2.17 |  |  | 07h30 | 0.72 | 2.21 |  |  | 07h30 | 0.69 | 2.15 |  |  | 07h30 | 0.43 | 1.44 |  | 07h30 | 0.47 | 1.54 |  | 07h30 | 0.41 | 1.41 |  | 07h30 | 0.4 | 1.42 |  | 07h30 | 0.45 | 1.53 |  | 07h30 | 0.38 | 1.38 |  | 07h30 | 0.27 | 1.04 |  | 07h30 | 0.28 | 1.19 |  | 07h30 | 0.29 | 1.01 |  | 07h30 | 0.28 | 1 |  | 07h30 | 0.29 | 0.97 |  | 07h30 | 0.27 | 1 |  | 07h30 | 0.41 | 1.46 |  | 07h30 | 0.45 | 1.56 |  | 07h30 | 0.4 | 1.43
08h30 | 0.9 | 2.75 |  |  | 08h30 | 0.91 | 2.78 |  |  | 08h30 | 0.89 | 2.74 |  |  | 08h30 | 0.83 | 2.6 |  |  | 08h30 | 0.85 | 2.64 |  |  | 08h30 | 0.82 | 2.58 |  |  | 08h30 | 0.72 | 2.43 |  |  | 08h30 | 0.74 | 2.48 |  |  | 08h30 | 0.71 | 2.41 |  |  | 08h30 | 0.8 | 2.99 |  |  | 08h30 | 0.49 | 2 |  |  | 08h30 | 0.48 | 1.87 |  |  | 08h30 | 0.84 | 2.67 |  |  | 08h30 | 0.85 | 2.7 |  |  | 08h30 | 0.83 | 2.66 |  |  | 08h30 | 0.59 | 1.99 |  | 08h30 | 0.63 | 2.07 |  | 08h30 | 0.58 | 1.96 |  | 08h30 | 0.56 | 1.95 |  | 08h30 | 0.6 | 2.04 |  | 08h30 | 0.55 | 1.91 |  | 08h30 | 0.43 | 1.6 |  | 08h30 | 0.44 | 1.73 |  | 08h30 | 0.44 | 1.56 |  | 08h30 | 0.38 | 1.46 |  | 08h30 | 0.4 | 1.47 |  | 08h30 | 0.36 | 1.44 |  | 08h30 | 0.57 | 2 |  | 08h30 | 0.6 | 2.08 |  | 08h30 | 0.56 | 1.97
09h30 | 0.28 | 0.82 |  |  | 09h30 | 0.39 | 1.16 |  |  | 09h30 | 0.94 | 2.75 |  |  | 09h30 | 0.26 | 0.75 |  |  | 09h30 | 0.36 | 1.1 |  |  | 09h30 | 0.88 | 2.6 |  |  | 09h30 | 0.27 | 0.82 |  |  | 09h30 | 0.29 | 1.02 |  |  | 09h30 | 0.8 | 2.49 |  |  | 09h30 | 0.91 | 3.12 |  |  | 09h30 | 0.25 | 0.82 |  |  | 09h30 | 0.7 | 2.22 |  |  | 09h30 | 0.27 | 0.79 |  |  | 09h30 | 0.35 | 1.11 |  |  | 09h30 | 0.88 | 2.68 |  |  | 09h30 | 0.27 | 0.74 |  | 09h30 | 0.26 | 0.87 |  | 09h30 | 0.75 | 2.22 |  | 09h30 | 0.26 | 0.71 |  | 09h30 | 0.25 | 0.86 |  | 09h30 | 0.73 | 2.18 |  | 09h30 | 0.2 | 0.74 |  | 09h30 | 0.22 | 0.75 |  | 09h30 | 0.63 | 2.06 |  | 09h30 | 0.1 | 0.57 |  | 09h30 | 0.13 | 0.62 |  | 09h30 | 0.48 | 1.74 |  | 09h30 | 0.26 | 0.73 |  | 09h30 | 0.25 | 0.87 |  | 09h30 | 0.73 | 2.23
10h30 | 0 | 0 |  |  | 10h30 | 0 | 0 |  |  | 10h30 | 0.85 | 2.4 |  |  | 10h30 | 0 | 0 |  |  | 10h30 | 0 | 0 |  |  | 10h30 | 0.79 | 2.25 |  |  | 10h30 | 0 | 0 |  |  | 10h30 | 0 | 0 |  |  | 10h30 | 0.71 | 2.12 |  |  | 10h30 | 0.82 | 2.82 |  |  | 10h30 | 0 | 0 |  |  | 10h30 | 0.61 | 1.89 |  |  | 10h30 | 0 | 0 |  |  | 10h30 | 0 | 0 |  |  | 10h30 | 0.78 | 2.33 |  |  | 10h30 | 0 | 0 |  | 10h30 | 0 | 0 |  | 10h30 | 0.68 | 1.93 |  | 10h30 | 0 | 0 |  | 10h30 | 0 | 0 |  | 10h30 | 0.66 | 1.88 |  | 10h30 | 0 | 0 |  | 10h30 | 0 | 0 |  | 10h30 | 0.58 | 1.77 |  | 10h30 | 0 | 0 |  | 10h30 | 0 | 0 |  | 10h30 | 0.48 | 1.53 |  | 10h30 | 0 | 0 |  | 10h30 | 0 | 0 |  | 10h30 | 0.65 | 1.93
11h30 | 0 | 0 |  |  | 11h30 | 0 | 0 |  |  | 11h30 | 0.67 | 1.95 |  |  | 11h30 | 0 | 0 |  |  | 11h30 | 0 | 0 |  |  | 11h30 | 0.61 | 1.8 |  |  | 11h30 | 0 | 0 |  |  | 11h30 | 0 | 0 |  |  | 11h30 | 0.53 | 1.66 |  |  | 11h30 | 0.64 | 2.41 |  |  | 11h30 | 0 | 0 |  |  | 11h30 | 0.45 | 1.46 |  |  | 11h30 | 0 | 0 |  |  | 11h30 | 0 | 0 |  |  | 11h30 | 0.57 | 1.88 |  |  | 11h30 | 0 | 0 |  | 11h30 | 0 | 0 |  | 11h30 | 0.51 | 1.51 |  | 11h30 | 0 | 0 |  | 11h30 | 0 | 0 |  | 11h30 | 0.49 | 1.46 |  | 11h30 | 0 | 0 |  | 11h30 | 0 | 0 |  | 11h30 | 0.42 | 1.35 |  | 11h30 | 0 | 0 |  | 11h30 | 0 | 0 |  | 11h30 | 0.35 | 1.17 |  | 11h30 | 0 | 0 |  | 11h30 | 0 | 0 |  | 11h30 | 0.44 | 1.5
12h30 | 0 | 0 |  |  | 12h30 | 0 | 0 |  |  | 12h30 | 0.58 | 1.72 |  |  | 12h30 | 0 | 0 |  |  | 12h30 | 0 | 0 |  |  | 12h30 | 0.52 | 1.58 |  |  | 12h30 | 0 | 0 |  |  | 12h30 | 0 | 0 |  |  | 12h30 | 0.43 | 1.42 |  |  | 12h30 | 0.53 | 2.1 |  |  | 12h30 | 0 | 0 |  |  | 12h30 | 0.36 | 1.25 |  |  | 12h30 | 0 | 0 |  |  | 12h30 | 0 | 0 |  |  | 12h30 | 0.46 | 1.66 |  |  | 12h30 | 0 | 0 |  | 12h30 | 0 | 0 |  | 12h30 | 0.42 | 1.3 |  | 12h30 | 0 | 0 |  | 12h30 | 0 | 0 |  | 12h30 | 0.4 | 1.23 |  | 12h30 | 0 | 0 |  | 12h30 | 0 | 0 |  | 12h30 | 0.34 | 1.13 |  | 12h30 | 0 | 0 |  | 12h30 | 0 | 0 |  | 12h30 | 0.27 | 0.97 |  | 12h30 | 0 | 0 |  | 12h30 | 0 | 0 |  | 12h30 | 0.34 | 1.28
13h30 | 0.44 | 1.31 |  |  | 13h30 | 0 | 0 |  |  | 13h30 | 0.54 | 1.63 |  |  | 13h30 | 0.44 | 1.28 |  |  | 13h30 | 0 | 0 |  |  | 13h30 | 0.49 | 1.5 |  |  | 13h30 | 0.4 | 1.24 |  |  | 13h30 | 0 | 0 |  |  | 13h30 | 0.39 | 1.31 |  |  | 13h30 | 0.45 | 1.86 |  |  | 13h30 | 0 | 0 |  |  | 13h30 | 0.33 | 1.16 |  |  | 13h30 | 0.42 | 1.3 |  |  | 13h30 | 0 | 0 |  |  | 13h30 | 0.44 | 1.56 |  |  | 13h30 | 0.37 | 1.08 |  | 13h30 | 0 | 0 |  | 13h30 | 0.39 | 1.2 |  | 13h30 | 0.36 | 1.05 |  | 13h30 | 0 | 0 |  | 13h30 | 0.36 | 1.14 |  | 13h30 | 0.32 | 0.99 |  | 13h30 | 0 | 0 |  | 13h30 | 0.3 | 1.02 |  | 13h30 | 0.28 | 0.91 |  | 13h30 | 0 | 0 |  | 13h30 | 0.24 | 0.88 |  | 13h30 | 0.33 | 1.07 |  | 13h30 | 0 | 0 |  | 13h30 | 0.32 | 1.18
14h30 | 0.85 | 2.34 |  |  | 14h30 | 0 | 0 |  |  | 14h30 | 0.53 | 1.58 |  |  | 14h30 | 0.8 | 2.19 |  |  | 14h30 | 0 | 0 |  |  | 14h30 | 0.48 | 1.46 |  |  | 14h30 | 0.7 | 2.06 |  |  | 14h30 | 0 | 0 |  |  | 14h30 | 0.38 | 1.26 |  |  | 14h30 | 0.4 | 1.74 |  |  | 14h30 | 0 | 0 |  |  | 14h30 | 0.32 | 1.11 |  |  | 14h30 | 0.76 | 2.26 |  |  | 14h30 | 0 | 0 |  |  | 14h30 | 0.45 | 1.52 |  |  | 14h30 | 0.65 | 1.82 |  | 14h30 | 0 | 0 |  | 14h30 | 0.38 | 1.16 |  | 14h30 | 0.62 | 1.74 |  | 14h30 | 0 | 0 |  | 14h30 | 0.35 | 1.1 |  | 14h30 | 0.54 | 1.61 |  | 14h30 | 0 | 0 |  | 14h30 | 0.29 | 0.97 |  | 14h30 | 0.45 | 1.41 |  | 14h30 | 0 | 0 |  | 14h30 | 0.23 | 0.84 |  | 14h30 | 0.57 | 1.79 |  | 14h30 | 0 | 0 |  | 14h30 | 0.32 | 1.14
15h30 | 0.95 | 2.56 |  |  | 15h30 | 0 | 0 |  |  | 15h30 | 0.53 | 1.57 |  |  | 15h30 | 0.85 | 2.34 |  |  | 15h30 | 0 | 0 |  |  | 15h30 | 0.49 | 1.46 |  |  | 15h30 | 0.71 | 2.12 |  |  | 15h30 | 0 | 0 |  |  | 15h30 | 0.38 | 1.24 |  |  | 15h30 | 0.38 | 1.7 |  |  | 15h30 | 0 | 0 |  |  | 15h30 | 0.31 | 1.09 |  |  | 15h30 | 0.81 | 2.43 |  |  | 15h30 | 0 | 0 |  |  | 15h30 | 0.47 | 1.51 |  |  | 15h30 | 0.69 | 1.95 |  | 15h30 | 0 | 0 |  | 15h30 | 0.37 | 1.14 |  | 15h30 | 0.65 | 1.84 |  | 15h30 | 0 | 0 |  | 15h30 | 0.35 | 1.09 |  | 15h30 | 0.55 | 1.66 |  | 15h30 | 0 | 0 |  | 15h30 | 0.28 | 0.95 |  | 15h30 | 0.44 | 1.41 |  | 15h30 | 0 | 0 |  | 15h30 | 0.23 | 0.82 |  | 15h30 | 0.61 | 1.91 |  | 15h30 | 0 | 0 |  | 15h30 | 0.33 | 1.13
16h30 | 0.75 | 2.1 |  |  | 16h30 | 0 | 0 |  |  | 16h30 | 0.55 | 1.63 |  |  | 16h30 | 0.69 | 1.97 |  |  | 16h30 | 0 | 0 |  |  | 16h30 | 0.51 | 1.53 |  |  | 16h30 | 0.58 | 1.76 |  |  | 16h30 | 0 | 0 |  |  | 16h30 | 0.4 | 1.29 |  |  | 16h30 | 0.39 | 1.71 |  |  | 16h30 | 0 | 0 |  |  | 16h30 | 0.33 | 1.13 |  |  | 16h30 | 0.68 | 2.02 |  |  | 16h30 | 0 | 0 |  |  | 16h30 | 0.5 | 1.57 |  |  | 16h30 | 0.58 | 1.66 |  | 16h30 | 0 | 0 |  | 16h30 | 0.39 | 1.19 |  | 16h30 | 0.54 | 1.59 |  | 16h30 | 0 | 0 |  | 16h30 | 0.37 | 1.14 |  | 16h30 | 0.46 | 1.43 |  | 16h30 | 0 | 0 |  | 16h30 | 0.29 | 0.99 |  | 16h30 | 0.38 | 1.24 |  | 16h30 | 0 | 0 |  | 16h30 | 0.24 | 0.86 |  | 16h30 | 0.53 | 1.64 |  | 16h30 | 0 | 0 |  | 16h30 | 0.36 | 1.19
17h30 | 0.69 | 1.99 |  |  | 17h30 | 0 | 0 |  |  | 17h30 | 0.59 | 1.74 |  |  | 17h30 | 0.65 | 1.9 |  |  | 17h30 | 0 | 0 |  |  | 17h30 | 0.55 | 1.66 |  |  | 17h30 | 0.54 | 1.67 |  |  | 17h30 | 0 | 0 |  |  | 17h30 | 0.44 | 1.4 |  |  | 17h30 | 0.46 | 1.85 |  |  | 17h30 | 0 | 0 |  |  | 17h30 | 0.36 | 1.22 |  |  | 17h30 | 0.65 | 1.93 |  |  | 17h30 | 0 | 0 |  |  | 17h30 | 0.55 | 1.69 |  |  | 17h30 | 0.54 | 1.58 |  | 17h30 | 0 | 0 |  | 17h30 | 0.42 | 1.28 |  | 17h30 | 0.51 | 1.52 |  | 17h30 | 0 | 0 |  | 17h30 | 0.4 | 1.24 |  | 17h30 | 0.44 | 1.37 |  | 17h30 | 0 | 0 |  | 17h30 | 0.32 | 1.07 |  | 17h30 | 0.37 | 1.2 |  | 17h30 | 0 | 0 |  | 17h30 | 0.27 | 0.94 |  | 17h30 | 0.5 | 1.58 |  | 17h30 | 0 | 0 |  | 17h30 | 0.4 | 1.29
18h30 | 0.67 | 1.87 |  |  | 18h30 | 0.6 | 1.65 |  |  | 18h30 | 0.6 | 1.72 |  |  | 18h30 | 0.63 | 1.79 |  |  | 18h30 | 0.58 | 1.61 |  |  | 18h30 | 0.57 | 1.64 |  |  | 18h30 | 0.52 | 1.55 |  |  | 18h30 | 0.54 | 1.54 |  |  | 18h30 | 0.45 | 1.39 |  |  | 18h30 | 0.54 | 2.02 |  |  | 18h30 | 0.5 | 1.44 |  |  | 18h30 | 0.37 | 1.2 |  |  | 18h30 | 0.63 | 1.81 |  |  | 18h30 | 0.58 | 1.61 |  |  | 18h30 | 0.57 | 1.67 |  |  | 18h30 | 0.51 | 1.46 |  | 18h30 | 0.49 | 1.36 |  | 18h30 | 0.43 | 1.25 |  | 18h30 | 0.49 | 1.4 |  | 18h30 | 0.48 | 1.33 |  | 18h30 | 0.41 | 1.21 |  | 18h30 | 0.41 | 1.25 |  | 18h30 | 0.43 | 1.25 |  | 18h30 | 0.33 | 1.04 |  | 18h30 | 0.35 | 1.11 |  | 18h30 | 0.39 | 1.16 |  | 18h30 | 0.28 | 0.92 |  | 18h30 | 0.49 | 1.45 |  | 18h30 | 0.47 | 1.35 |  | 18h30 | 0.41 | 1.25
19h30 | 0.48 | 1.57 |  |  | 19h30 | 0.95 | 2.63 |  |  | 19h30 | 0.44 | 1.47 |  |  | 19h30 | 0.44 | 1.5 |  |  | 19h30 | 0.89 | 2.53 |  |  | 19h30 | 0.4 | 1.4 |  |  | 19h30 | 0.33 | 1.24 |  |  | 19h30 | 0.78 | 2.34 |  |  | 19h30 | 0.28 | 1.14 |  |  | 19h30 | 0.38 | 1.82 |  |  | 19h30 | 0.66 | 2.08 |  |  | 19h30 | 0.2 | 0.94 |  |  | 19h30 | 0.45 | 1.52 |  |  | 19h30 | 0.89 | 2.55 |  |  | 19h30 | 0.41 | 1.42 |  |  | 19h30 | 0.31 | 1.13 |  | 19h30 | 0.7 | 2.07 |  | 19h30 | 0.26 | 0.99 |  | 19h30 | 0.29 | 1.09 |  | 19h30 | 0.67 | 1.99 |  | 19h30 | 0.24 | 0.95 |  | 19h30 | 0.22 | 0.93 |  | 19h30 | 0.57 | 1.81 |  | 19h30 | 0.16 | 0.78 |  | 19h30 | 0.16 | 0.8 |  | 19h30 | 0.47 | 1.6 |  | 19h30 | 0.11 | 0.66 |  | 19h30 | 0.29 | 1.13 |  | 19h30 | 0.66 | 2.03 |  | 19h30 | 0.24 | 0.99
20h30 | 0.3 | 1.48 |  |  | 20h30 | 0.82 | 2.66 |  |  | 20h30 | 0.33 | 1.42 |  |  | 20h30 | 0.27 | 1.44 |  |  | 20h30 | 0.75 | 2.54 |  |  | 20h30 | 0.3 | 1.36 |  |  | 20h30 | 0.18 | 1.13 |  |  | 20h30 | 0.61 | 2.25 |  |  | 20h30 | 0.18 | 1.07 |  |  | 20h30 | 0.28 | 1.62 |  |  | 20h30 | 0.46 | 1.91 |  |  | 20h30 | 0.13 | 0.84 |  |  | 20h30 | 0.28 | 1.44 |  |  | 20h30 | 0.75 | 2.56 |  |  | 20h30 | 0.29 | 1.37 |  |  | 20h30 | 0.17 | 1.01 |  | 20h30 | 0.56 | 2.06 |  | 20h30 | 0.14 | 0.91 |  | 20h30 | 0.16 | 0.98 |  | 20h30 | 0.52 | 1.97 |  | 20h30 | 0.13 | 0.87 |  | 20h30 | 0.1 | 0.79 |  | 20h30 | 0.4 | 1.73 |  | 20h30 | 0.1 | 0.68 |  | 20h30 | 0.06 | 0.65 |  | 20h30 | 0.28 | 1.47 |  | 20h30 | 0.07 | 0.55 |  | 20h30 | 0.15 | 1.02 |  | 20h30 | 0.51 | 2.03 |  | 20h30 | 0.14 | 0.92
21h30 | 0.32 | 1.65 |  |  | 21h30 | 0.56 | 2.2 |  |  | 21h30 | 0.33 | 1.61 |  |  | 21h30 | 0.29 | 1.62 |  |  | 21h30 | 0.51 | 2.16 |  |  | 21h30 | 0.3 | 1.56 |  |  | 21h30 | 0.18 | 1.29 |  |  | 21h30 | 0.4 | 1.87 |  |  | 21h30 | 0.17 | 1.24 |  |  | 21h30 | 0.25 | 1.69 |  |  | 21h30 | 0.29 | 1.61 |  |  | 21h30 | 0.1 | 0.99 |  |  | 21h30 | 0.29 | 1.61 |  |  | 21h30 | 0.52 | 2.14 |  |  | 21h30 | 0.29 | 1.56 |  |  | 21h30 | 0.15 | 1.14 |  | 21h30 | 0.37 | 1.75 |  | 21h30 | 0.13 | 1.06 |  | 21h30 | 0.14 | 1.12 |  | 21h30 | 0.34 | 1.7 |  | 21h30 | 0.12 | 1.04 |  | 21h30 | 0.07 | 0.91 |  | 21h30 | 0.26 | 1.49 |  | 21h30 | 0.06 | 0.83 |  | 21h30 | 0.02 | 0.77 |  | 21h30 | 0.2 | 1.29 |  | 21h30 | 0.01 | 0.69 |  | 21h30 | 0.14 | 1.16 |  | 21h30 | 0.34 | 1.74 |  | 21h30 | 0.12 | 1.08
22h30 | 0.33 | 1.73 |  |  | 22h30 | 0.45 | 2.02 |  |  | 22h30 | 0.33 | 1.7 |  |  | 22h30 | 0.3 | 1.7 |  |  | 22h30 | 0.42 | 1.99 |  |  | 22h30 | 0.3 | 1.66 |  |  | 22h30 | 0.18 | 1.37 |  |  | 22h30 | 0.31 | 1.69 |  |  | 22h30 | 0.17 | 1.33 |  |  | 22h30 | 0.25 | 1.75 |  |  | 22h30 | 0.21 | 1.44 |  |  | 22h30 | 0.1 | 1.06 |  |  | 22h30 | 0.31 | 1.69 |  |  | 22h30 | 0.42 | 1.97 |  |  | 22h30 | 0.29 | 1.65 |  |  | 22h30 | 0.15 | 1.19 |  | 22h30 | 0.28 | 1.56 |  | 22h30 | 0.13 | 1.13 |  | 22h30 | 0.14 | 1.17 |  | 22h30 | 0.26 | 1.53 |  | 22h30 | 0.12 | 1.11 |  | 22h30 | 0.07 | 0.95 |  | 22h30 | 0.18 | 1.33 |  | 22h30 | 0.06 | 0.89 |  | 22h30 | 0.02 | 0.81 |  | 22h30 | 0.12 | 1.16 |  | 22h30 | 0.01 | 0.74 |  | 22h30 | 0.14 | 1.21 |  | 22h30 | 0.26 | 1.57 |  | 22h30 | 0.12 | 1.15
23h30 | 0.34 | 1.78 |  |  | 23h30 | 0.41 | 1.95 |  |  | 23h30 | 0.33 | 1.76 |  |  | 23h30 | 0.31 | 1.74 |  |  | 23h30 | 0.38 | 1.93 |  |  | 23h30 | 0.29 | 1.7 |  |  | 23h30 | 0.18 | 1.41 |  |  | 23h30 | 0.27 | 1.61 |  |  | 23h30 | 0.17 | 1.39 |  |  | 23h30 | 0.24 | 1.81 |  |  | 23h30 | 0.21 | 1.35 |  |  | 23h30 | 0.07 | 1.09 |  |  | 23h30 | 0.32 | 1.73 |  |  | 23h30 | 0.39 | 1.91 |  |  | 23h30 | 0.3 | 1.71 |  |  | 23h30 | 0.14 | 1.2 |  | 23h30 | 0.25 | 1.46 |  | 23h30 | 0.12 | 1.16 |  | 23h30 | 0.12 | 1.19 |  | 23h30 | 0.24 | 1.44 |  | 23h30 | 0.1 | 1.14 |  | 23h30 | 0.04 | 0.97 |  | 23h30 | 0.18 | 1.23 |  | 23h30 | 0.02 | 0.92 |  | 23h30 | 0 | 0.82 |  | 23h30 | 0.12 | 1.07 |  | 23h30 | 0 | 0.77 |  | 23h30 | 0.13 | 1.23 |  | 23h30 | 0.24 | 1.47 |  | 23h30 | 0.11 | 1.19
00h30 | 0.31 | 1.35 |  |  | 00h30 | 0.07 | 0.74 |  |  | 00h30 | 0.33 | 1.54 |  |  | 00h30 | 0.28 | 1.29 |  |  | 00h30 | 0.04 | 0.7 |  |  | 00h30 | 0.29 | 1.5 |  |  | 00h30 | 0.18 | 1.1 |  |  | 00h30 | 0 | 0.43 |  |  | 00h30 | 0.17 | 1.2 |  |  | 00h30 | 0.24 | 1.68 |  |  | 00h30 | 0 | 0.25 |  |  | 00h30 | 0.07 | 0.92 |  |  | 00h30 | 0.28 | 1.31 |  |  | 00h30 | 0.04 | 0.7 |  |  | 00h30 | 0.3 | 1.5 |  |  | 00h30 | 0.14 | 0.95 |  | 00h30 | 0 | 0.28 |  | 00h30 | 0.12 | 1 |  | 00h30 | 0.12 | 0.93 |  | 00h30 | 0 | 0.29 |  | 00h30 | 0.1 | 1 |  | 00h30 | 0.04 | 0.79 |  | 00h30 | 0 | 0.22 |  | 00h30 | 0.02 | 0.8 |  | 00h30 | 0 | 0.69 |  | 00h30 | 0 | 0.17 |  | 00h30 | 0 | 0.7 |  | 00h30 | 0.13 | 0.96 |  | 00h30 | 0 | 0.3 |  | 00h30 | 0.11 | 1.03
01h30 | 0.19 | 0.7 |  |  | 01h30 | 0.03 | 0.28 |  |  | 01h30 | 0.19 | 0.77 |  |  | 01h30 | 0.17 | 0.65 |  |  | 01h30 | 0.01 | 0.23 |  |  | 01h30 | 0.17 | 0.71 |  |  | 01h30 | 0.07 | 0.48 |  |  | 01h30 | 0 | 0.08 |  |  | 01h30 | 0.06 | 0.49 |  |  | 01h30 | 0.13 | 0.84 |  |  | 01h30 | 0 | 0 |  |  | 01h30 | 0 | 0.31 |  |  | 01h30 | 0.17 | 0.67 |  |  | 01h30 | 0.01 | 0.24 |  |  | 01h30 | 0.17 | 0.73 |  |  | 01h30 | 0.06 | 0.28 |  | 01h30 | 0 | 0 |  | 01h30 | 0.06 | 0.28 |  | 01h30 | 0.05 | 0.27 |  | 01h30 | 0 | 0 |  | 01h30 | 0.05 | 0.27 |  | 01h30 | 0 | 0.14 |  | 01h30 | 0 | 0 |  | 01h30 | 0 | 0.13 |  | 01h30 | 0 | 0.07 |  | 01h30 | 0 | 0 |  | 01h30 | 0 | 0.05 |  | 01h30 | 0.06 | 0.3 |  | 01h30 | 0 | 0 |  | 01h30 | 0.06 | 0.3
02h30 | 0.19 | 0.7 |  |  | 02h30 | 0 | 0 |  |  | 02h30 | 0.19 | 0.77 |  |  | 02h30 | 0.17 | 0.65 |  |  | 02h30 | 0 | 0 |  |  | 02h30 | 0.17 | 0.71 |  |  | 02h30 | 0.07 | 0.48 |  |  | 02h30 | 0 | 0 |  |  | 02h30 | 0.06 | 0.49 |  |  | 02h30 | 0.13 | 0.84 |  |  | 02h30 | 0 | 0 |  |  | 02h30 | 0 | 0.31 |  |  | 02h30 | 0.17 | 0.67 |  |  | 02h30 | 0 | 0 |  |  | 02h30 | 0.17 | 0.73 |  |  | 02h30 | 0.06 | 0.28 |  | 02h30 | 0 | 0 |  | 02h30 | 0.06 | 0.28 |  | 02h30 | 0.05 | 0.27 |  | 02h30 | 0 | 0 |  | 02h30 | 0.05 | 0.27 |  | 02h30 | 0 | 0.14 |  | 02h30 | 0 | 0 |  | 02h30 | 0 | 0.13 |  | 02h30 | 0 | 0.07 |  | 02h30 | 0 | 0 |  | 02h30 | 0 | 0.05 |  | 02h30 | 0.06 | 0.3 |  | 02h30 | 0 | 0 |  | 02h30 | 0.06 | 0.3
03h30 | 0.25 | 0.82 |  |  | 03h30 | 0 | 0 |  |  | 03h30 | 0.25 | 0.85 |  |  | 03h30 | 0.21 | 0.74 |  |  | 03h30 | 0 | 0 |  |  | 03h30 | 0.21 | 0.76 |  |  | 03h30 | 0.11 | 0.55 |  |  | 03h30 | 0 | 0 |  |  | 03h30 | 0.1 | 0.56 |  |  | 03h30 | 0.19 | 1 |  |  | 03h30 | 0 | 0 |  |  | 03h30 | 0.01 | 0.3 |  |  | 03h30 | 0.21 | 0.78 |  |  | 03h30 | 0 | 0 |  |  | 03h30 | 0.21 | 0.81 |  |  | 03h30 | 0.06 | 0.35 |  | 03h30 | 0 | 0 |  | 03h30 | 0.05 | 0.35 |  | 03h30 | 0.04 | 0.33 |  | 03h30 | 0 | 0 |  | 03h30 | 0.03 | 0.33 |  | 03h30 | 0 | 0.13 |  | 03h30 | 0 | 0 |  | 03h30 | 0 | 0.12 |  | 03h30 | 0 | 0 |  | 03h30 | 0 | 0 |  | 03h30 | 0 | 0 |  | 03h30 | 0.05 | 0.36 |  | 03h30 | 0 | 0 |  | 03h30 | 0.04 | 0.36
04h30 | 0.3 | 0.96 |  |  | 04h30 | 0 | 0 |  |  | 04h30 | 0.29 | 0.91 |  |  | 04h30 | 0.25 | 0.82 |  |  | 04h30 | 0 | 0 |  |  | 04h30 | 0.24 | 0.77 |  |  | 04h30 | 0.16 | 0.64 |  |  | 04h30 | 0 | 0 |  |  | 04h30 | 0.16 | 0.63 |  |  | 04h30 | 0.28 | 1.07 |  |  | 04h30 | 0 | 0 |  |  | 04h30 | 0.05 | 0.37 |  |  | 04h30 | 0.26 | 0.89 |  |  | 04h30 | 0 | 0 |  |  | 04h30 | 0.25 | 0.85 |  |  | 04h30 | 0.1 | 0.38 |  | 04h30 | 0 | 0 |  | 04h30 | 0.1 | 0.37 |  | 04h30 | 0.09 | 0.36 |  | 04h30 | 0 | 0 |  | 04h30 | 0.08 | 0.34 |  | 04h30 | 0.01 | 0.18 |  | 04h30 | 0 | 0 |  | 04h30 | 0 | 0.16 |  | 04h30 | 0 | 0.04 |  | 04h30 | 0 | 0 |  | 04h30 | 0 | 0.02 |  | 04h30 | 0.09 | 0.39 |  | 04h30 | 0 | 0 |  | 04h30 | 0.09 | 0.38
05h30 | 0.38 | 1.1 |  |  | 05h30 | 0 | 0 |  |  | 05h30 | 0.37 | 1.06 |  |  | 05h30 | 0.32 | 0.96 |  |  | 05h30 | 0 | 0 |  |  | 05h30 | 0.31 | 0.9 |  |  | 05h30 | 0.23 | 0.79 |  |  | 05h30 | 0 | 0 |  |  | 05h30 | 0.23 | 0.77 |  |  | 05h30 | 0.34 | 1.21 |  |  | 05h30 | 0 | 0 |  |  | 05h30 | 0.12 | 0.5 |  |  | 05h30 | 0.33 | 1.03 |  |  | 05h30 | 0 | 0 |  |  | 05h30 | 0.32 | 0.99 |  |  | 05h30 | 0.15 | 0.47 |  | 05h30 | 0 | 0 |  | 05h30 | 0.14 | 0.45 |  | 05h30 | 0.14 | 0.44 |  | 05h30 | 0 | 0 |  | 05h30 | 0.13 | 0.41 |  | 05h30 | 0.06 | 0.3 |  | 05h30 | 0 | 0 |  | 05h30 | 0.05 | 0.28 |  | 05h30 | 0.01 | 0.17 |  | 05h30 | 0 | 0 |  | 05h30 | 0 | 0.14 |  | 05h30 | 0.14 | 0.48 |  | 05h30 | 0 | 0 |  | 05h30 | 0.14 | 0.46
06h30 | 0.43 | 1.2 |  |  | 06h30 | 0 | 0 |  |  | 06h30 | 0.42 | 1.18 |  |  | 06h30 | 0.37 | 1.05 |  |  | 06h30 | 0 | 0 |  |  | 06h30 | 0.36 | 1.01 |  |  | 06h30 | 0.28 | 0.91 |  |  | 06h30 | 0 | 0 |  |  | 06h30 | 0.27 | 0.89 |  |  | 06h30 | 0.37 | 1.32 |  |  | 06h30 | 0 | 0 |  |  | 06h30 | 0.17 | 0.58 |  |  | 06h30 | 0.38 | 1.13 |  |  | 06h30 | 0 | 0 |  |  | 06h30 | 0.37 | 1.11 |  |  | 06h30 | 0.18 | 0.57 |  | 06h30 | 0 | 0 |  | 06h30 | 0.18 | 0.54 |  | 06h30 | 0.17 | 0.52 |  | 06h30 | 0 | 0 |  | 06h30 | 0.16 | 0.49 |  | 06h30 | 0.11 | 0.38 |  | 06h30 | 0 | 0 |  | 06h30 | 0.1 | 0.37 |  | 06h30 | 0.05 | 0.28 |  | 06h30 | 0 | 0 |  | 06h30 | 0.03 | 0.26 |  | 06h30 | 0.17 | 0.58 |  | 06h30 | 0 | 0 |  | 06h30 | 0.17 | 0.55
07h30 | 0.75 | 2.23 |  |  | 07h30 | 0 | 0 |  |  | 07h30 | 0.74 | 2.21 |  |  | 07h30 | 0.67 | 2.03 |  |  | 07h30 | 0 | 0 |  |  | 07h30 | 0.66 | 2 |  |  | 07h30 | 0.57 | 1.91 |  |  | 07h30 | 0 | 0 |  |  | 07h30 | 0.56 | 1.89 |  |  | 07h30 | 0.67 | 2.44 |  |  | 07h30 | 0 | 0 |  |  | 07h30 | 0.32 | 1.42 |  |  | 07h30 | 0.68 | 2.15 |  |  | 07h30 | 0 | 0 |  |  | 07h30 | 0.67 | 2.12 |  |  | 07h30 | 0.45 | 1.49 |  | 07h30 | 0 | 0 |  | 07h30 | 0.44 | 1.46 |  | 07h30 | 0.41 | 1.39 |  | 07h30 | 0 | 0 |  | 07h30 | 0.39 | 1.36 |  | 07h30 | 0.27 | 1.14 |  | 07h30 | 0 | 0 |  | 07h30 | 0.27 | 1.11 |  | 07h30 | 0.28 | 0.95 |  | 07h30 | 0 | 0 |  | 07h30 | 0.28 | 0.94 |  | 07h30 | 0.42 | 1.5 |  | 07h30 | 0 | 0 |  | 07h30 | 0.41 | 1.46
08h30 | 0.84 | 2.58 |  |  | 08h30 | 0.65 | 1.85 |  |  | 08h30 | 0.83 | 2.57 |  |  | 08h30 | 0.76 | 2.37 |  |  | 08h30 | 0.58 | 1.66 |  |  | 08h30 | 0.75 | 2.35 |  |  | 08h30 | 0.66 | 2.27 |  |  | 08h30 | 0.51 | 1.6 |  |  | 08h30 | 0.65 | 2.26 |  |  | 08h30 | 0.85 | 3.05 |  |  | 08h30 | 0.36 | 1.22 |  |  | 08h30 | 0.44 | 1.83 |  |  | 08h30 | 0.76 | 2.5 |  |  | 08h30 | 0.58 | 1.77 |  |  | 08h30 | 0.75 | 2.48 |  |  | 08h30 | 0.57 | 1.9 |  | 08h30 | 0.41 | 1.25 |  | 08h30 | 0.56 | 1.87 |  | 08h30 | 0.52 | 1.79 |  | 08h30 | 0.38 | 1.18 |  | 08h30 | 0.51 | 1.75 |  | 08h30 | 0.39 | 1.57 |  | 08h30 | 0.31 | 1.04 |  | 08h30 | 0.39 | 1.54 |  | 08h30 | 0.36 | 1.34 |  | 08h30 | 0.23 | 0.85 |  | 08h30 | 0.35 | 1.32 |  | 08h30 | 0.53 | 1.89 |  | 08h30 | 0.39 | 1.24 |  | 08h30 | 0.52 | 1.86
09h30 | 0.82 | 2.42 |  |  | 09h30 | 1.23 | 3.25 |  |  | 09h30 | 0.82 | 2.42 |  |  | 09h30 | 0.76 | 2.24 |  |  | 09h30 | 1.11 | 2.96 |  |  | 09h30 | 0.75 | 2.22 |  |  | 09h30 | 0.69 | 2.17 |  |  | 09h30 | 1 | 2.88 |  |  | 09h30 | 0.69 | 2.16 |  |  | 09h30 | 0.99 | 3.21 |  |  | 09h30 | 0.77 | 2.34 |  |  | 09h30 | 0.62 | 1.93 |  |  | 09h30 | 0.75 | 2.34 |  |  | 09h30 | 1.11 | 3.12 |  |  | 09h30 | 0.74 | 2.34 |  |  | 09h30 | 0.66 | 1.97 |  | 09h30 | 0.86 | 2.37 |  | 09h30 | 0.66 | 1.96 |  | 09h30 | 0.63 | 1.89 |  | 09h30 | 0.81 | 2.24 |  | 09h30 | 0.62 | 1.87 |  | 09h30 | 0.59 | 1.81 |  | 09h30 | 0.68 | 2.02 |  | 09h30 | 0.58 | 1.8 |  | 09h30 | 0.46 | 1.64 |  | 09h30 | 0.55 | 1.72 |  | 09h30 | 0.45 | 1.62 |  | 09h30 | 0.62 | 1.95 |  | 09h30 | 0.81 | 2.34 |  | 09h30 | 0.61 | 1.94
10h30 | 0.71 | 2.03 |  |  | 10h30 | 1.12 | 3.06 |  |  | 10h30 | 0.71 | 2.02 |  |  | 10h30 | 0.65 | 1.86 |  |  | 10h30 | 1.03 | 2.83 |  |  | 10h30 | 0.64 | 1.84 |  |  | 10h30 | 0.58 | 1.77 |  |  | 10h30 | 0.94 | 2.77 |  |  | 10h30 | 0.57 | 1.76 |  |  | 10h30 | 0.92 | 2.94 |  |  | 10h30 | 0.77 | 2.43 |  |  | 10h30 | 0.51 | 1.58 |  |  | 10h30 | 0.61 | 1.96 |  |  | 10h30 | 0.99 | 2.96 |  |  | 10h30 | 0.6 | 1.95 |  |  | 10h30 | 0.57 | 1.65 |  | 10h30 | 0.86 | 2.44 |  | 10h30 | 0.57 | 1.64 |  | 10h30 | 0.54 | 1.56 |  | 10h30 | 0.81 | 2.32 |  | 10h30 | 0.54 | 1.55 |  | 10h30 | 0.5 | 1.49 |  | 10h30 | 0.69 | 2.13 |  | 10h30 | 0.49 | 1.48 |  | 10h30 | 0.42 | 1.35 |  | 10h30 | 0.59 | 1.9 |  | 10h30 | 0.41 | 1.33 |  | 10h30 | 0.5 | 1.62 |  | 10h30 | 0.77 | 2.41 |  | 10h30 | 0.5 | 1.61
11h30 | 0.53 | 1.59 |  |  | 11h30 | 0.71 | 2.05 |  |  | 11h30 | 0.52 | 1.59 |  |  | 11h30 | 0.47 | 1.43 |  |  | 11h30 | 0.65 | 1.89 |  |  | 11h30 | 0.47 | 1.42 |  |  | 11h30 | 0.4 | 1.31 |  |  | 11h30 | 0.58 | 1.8 |  |  | 11h30 | 0.39 | 1.31 |  |  | 11h30 | 0.75 | 2.51 |  |  | 11h30 | 0.48 | 1.61 |  |  | 11h30 | 0.34 | 1.17 |  |  | 11h30 | 0.37 | 1.52 |  |  | 11h30 | 0.54 | 1.98 |  |  | 11h30 | 0.37 | 1.52 |  |  | 11h30 | 0.4 | 1.24 |  | 11h30 | 0.56 | 1.67 |  | 11h30 | 0.4 | 1.24 |  | 11h30 | 0.37 | 1.16 |  | 11h30 | 0.52 | 1.58 |  | 11h30 | 0.37 | 1.15 |  | 11h30 | 0.33 | 1.09 |  | 11h30 | 0.44 | 1.45 |  | 11h30 | 0.33 | 1.08 |  | 11h30 | 0.27 | 0.97 |  | 11h30 | 0.37 | 1.29 |  | 11h30 | 0.27 | 0.96 |  | 11h30 | 0.28 | 1.21 |  | 11h30 | 0.42 | 1.64 |  | 11h30 | 0.28 | 1.21
12h30 | 0.45 | 1.39 |  |  | 12h30 | 0.48 | 1.48 |  |  | 12h30 | 0.45 | 1.44 |  |  | 12h30 | 0.41 | 1.3 |  |  | 12h30 | 0.43 | 1.35 |  |  | 12h30 | 0.41 | 1.34 |  |  | 12h30 | 0.31 | 1.14 |  |  | 12h30 | 0.35 | 1.22 |  |  | 12h30 | 0.31 | 1.16 |  |  | 12h30 | 0.66 | 2.24 |  |  | 12h30 | 0.29 | 1.1 |  |  | 12h30 | 0.24 | 0.96 |  |  | 12h30 | 0.34 | 1.35 |  |  | 12h30 | 0.26 | 1.42 |  |  | 12h30 | 0.34 | 1.39 |  |  | 12h30 | 0.29 | 1.03 |  | 12h30 | 0.37 | 1.19 |  | 12h30 | 0.29 | 1.04 |  | 12h30 | 0.27 | 0.98 |  | 12h30 | 0.33 | 1.11 |  | 12h30 | 0.26 | 0.99 |  | 12h30 | 0.24 | 0.84 |  | 12h30 | 0.27 | 1 |  | 12h30 | 0.24 | 0.84 |  | 12h30 | 0.21 | 0.73 |  | 12h30 | 0.22 | 0.88 |  | 12h30 | 0.2 | 0.72 |  | 12h30 | 0.21 | 1.02 |  | 12h30 | 0.18 | 1.16 |  | 12h30 | 0.2 | 1.03
13h30 | 0.32 | 1.04 |  |  | 13h30 | 0.34 | 1.11 |  |  | 13h30 | 0.32 | 1.06 |  |  | 13h30 | 0.28 | 0.94 |  |  | 13h30 | 0.3 | 1 |  |  | 13h30 | 0.28 | 0.95 |  |  | 13h30 | 0.19 | 0.77 |  |  | 13h30 | 0.22 | 0.91 |  |  | 13h30 | 0.19 | 0.78 |  |  | 13h30 | 0.61 | 2.1 |  |  | 13h30 | 0.18 | 0.8 |  |  | 13h30 | 0.14 | 0.65 |  |  | 13h30 | 0.15 | 0.98 |  |  | 13h30 | 0.19 | 1.05 |  |  | 13h30 | 0.15 | 1 |  |  | 13h30 | 0.2 | 0.74 |  | 13h30 | 0.25 | 0.86 |  | 13h30 | 0.2 | 0.74 |  | 13h30 | 0.18 | 0.68 |  | 13h30 | 0.22 | 0.79 |  | 13h30 | 0.17 | 0.68 |  | 13h30 | 0.14 | 0.57 |  | 13h30 | 0.17 | 0.71 |  | 13h30 | 0.14 | 0.57 |  | 13h30 | 0.11 | 0.48 |  | 13h30 | 0.13 | 0.62 |  | 13h30 | 0.1 | 0.47 |  | 13h30 | 0.07 | 0.71 |  | 13h30 | 0.11 | 0.83 |  | 13h30 | 0.06 | 0.71
14h30 | 0.32 | 1.04 |  |  | 14h30 | 0.27 | 0.9 |  |  | 14h30 | 0.32 | 1.06 |  |  | 14h30 | 0.28 | 0.94 |  |  | 14h30 | 0.24 | 0.82 |  |  | 14h30 | 0.28 | 0.95 |  |  | 14h30 | 0.19 | 0.77 |  |  | 14h30 | 0.16 | 0.67 |  |  | 14h30 | 0.19 | 0.78 |  |  | 14h30 | 0.59 | 2.04 |  |  | 14h30 | 0.13 | 0.6 |  |  | 14h30 | 0.14 | 0.65 |  |  | 14h30 | 0.15 | 0.98 |  |  | 14h30 | 0.13 | 0.85 |  |  | 14h30 | 0.15 | 1 |  |  | 14h30 | 0.2 | 0.74 |  | 14h30 | 0.19 | 0.68 |  | 14h30 | 0.2 | 0.74 |  | 14h30 | 0.18 | 0.68 |  | 14h30 | 0.17 | 0.62 |  | 14h30 | 0.17 | 0.68 |  | 14h30 | 0.14 | 0.57 |  | 14h30 | 0.12 | 0.52 |  | 14h30 | 0.14 | 0.57 |  | 14h30 | 0.11 | 0.48 |  | 14h30 | 0.08 | 0.44 |  | 14h30 | 0.1 | 0.47 |  | 14h30 | 0.07 | 0.71 |  | 14h30 | 0.06 | 0.64 |  | 14h30 | 0.06 | 0.71
15h30 | 0.24 | 0.84 |  |  | 15h30 | 0.24 | 0.88 |  |  | 15h30 | 0.24 | 0.84 |  |  | 15h30 | 0.21 | 0.75 |  |  | 15h30 | 0.22 | 0.82 |  |  | 15h30 | 0.21 | 0.75 |  |  | 15h30 | 0.12 | 0.56 |  |  | 15h30 | 0.16 | 0.67 |  |  | 15h30 | 0.12 | 0.55 |  |  | 15h30 | 0.6 | 2.05 |  |  | 15h30 | 0.13 | 0.6 |  |  | 15h30 | 0.09 | 0.48 |  |  | 15h30 | 0.07 | 0.78 |  |  | 15h30 | 0.13 | 0.84 |  |  | 15h30 | 0.07 | 0.78 |  |  | 15h30 | 0.15 | 0.59 |  | 15h30 | 0.16 | 0.66 |  | 15h30 | 0.15 | 0.59 |  | 15h30 | 0.13 | 0.52 |  | 15h30 | 0.14 | 0.62 |  | 15h30 | 0.13 | 0.52 |  | 15h30 | 0.08 | 0.42 |  | 15h30 | 0.1 | 0.52 |  | 15h30 | 0.08 | 0.42 |  | 15h30 | 0.05 | 0.34 |  | 15h30 | 0.07 | 0.44 |  | 15h30 | 0.04 | 0.33 |  | 15h30 | 0 | 0.54 |  | 15h30 | 0.06 | 0.64 |  | 15h30 | 0 | 0.54
16h30 | 0.24 | 0.84 |  |  | 16h30 | 0.21 | 0.79 |  |  | 16h30 | 0.24 | 0.84 |  |  | 16h30 | 0.21 | 0.75 |  |  | 16h30 | 0.2 | 0.76 |  |  | 16h30 | 0.21 | 0.75 |  |  | 16h30 | 0.12 | 0.56 |  |  | 16h30 | 0.12 | 0.54 |  |  | 16h30 | 0.12 | 0.55 |  |  | 16h30 | 0.61 | 2.08 |  |  | 16h30 | 0.09 | 0.49 |  |  | 16h30 | 0.09 | 0.48 |  |  | 16h30 | 0.07 | 0.78 |  |  | 16h30 | 0.1 | 0.75 |  |  | 16h30 | 0.07 | 0.78 |  |  | 16h30 | 0.15 | 0.59 |  | 16h30 | 0.14 | 0.59 |  | 16h30 | 0.15 | 0.59 |  | 16h30 | 0.13 | 0.52 |  | 16h30 | 0.12 | 0.55 |  | 16h30 | 0.13 | 0.52 |  | 16h30 | 0.08 | 0.42 |  | 16h30 | 0.07 | 0.43 |  | 16h30 | 0.08 | 0.42 |  | 16h30 | 0.05 | 0.34 |  | 16h30 | 0.05 | 0.35 |  | 16h30 | 0.04 | 0.33 |  | 16h30 | 0 | 0.54 |  | 16h30 | 0.02 | 0.56 |  | 16h30 | 0 | 0.54
17h30 | 0.23 | 0.78 |  |  | 17h30 | 0.22 | 0.79 |  |  | 17h30 | 0.23 | 0.78 |  |  | 17h30 | 0.21 | 0.74 |  |  | 17h30 | 0.22 | 0.78 |  |  | 17h30 | 0.21 | 0.74 |  |  | 17h30 | 0.12 | 0.5 |  |  | 17h30 | 0.12 | 0.54 |  |  | 17h30 | 0.12 | 0.49 |  |  | 17h30 | 0.62 | 2.12 |  |  | 17h30 | 0.1 | 0.49 |  |  | 17h30 | 0.09 | 0.43 |  |  | 17h30 | 0.13 | 0.73 |  |  | 17h30 | 0.13 | 0.75 |  |  | 17h30 | 0.12 | 0.72 |  |  | 17h30 | 0.14 | 0.55 |  | 17h30 | 0.15 | 0.59 |  | 17h30 | 0.14 | 0.55 |  | 17h30 | 0.12 | 0.5 |  | 17h30 | 0.13 | 0.55 |  | 17h30 | 0.12 | 0.5 |  | 17h30 | 0.07 | 0.38 |  | 17h30 | 0.08 | 0.43 |  | 17h30 | 0.07 | 0.38 |  | 17h30 | 0.05 | 0.31 |  | 17h30 | 0.05 | 0.35 |  | 17h30 | 0.04 | 0.3 |  | 17h30 | 0.05 | 0.51 |  | 17h30 | 0.06 | 0.56 |  | 17h30 | 0.05 | 0.51
18h30 | 0.26 | 0.8 |  |  | 18h30 | 0.29 | 0.87 |  |  | 18h30 | 0.25 | 0.79 |  |  | 18h30 | 0.25 | 0.81 |  |  | 18h30 | 0.29 | 0.89 |  |  | 18h30 | 0.25 | 0.8 |  |  | 18h30 | 0.15 | 0.53 |  |  | 18h30 | 0.18 | 0.59 |  |  | 18h30 | 0.15 | 0.52 |  |  | 18h30 | 0.63 | 2.14 |  |  | 18h30 | 0.15 | 0.53 |  |  | 18h30 | 0.13 | 0.47 |  |  | 18h30 | 0.21 | 0.76 |  |  | 18h30 | 0.23 | 0.83 |  |  | 18h30 | 0.2 | 0.75 |  |  | 18h30 | 0.17 | 0.59 |  | 18h30 | 0.2 | 0.66 |  | 18h30 | 0.17 | 0.58 |  | 18h30 | 0.16 | 0.55 |  | 18h30 | 0.19 | 0.63 |  | 18h30 | 0.16 | 0.55 |  | 18h30 | 0.1 | 0.42 |  | 18h30 | 0.12 | 0.48 |  | 18h30 | 0.1 | 0.41 |  | 18h30 | 0.08 | 0.35 |  | 18h30 | 0.1 | 0.41 |  | 18h30 | 0.08 | 0.35 |  | 18h30 | 0.11 | 0.55 |  | 18h30 | 0.13 | 0.63 |  | 18h30 | 0.11 | 0.55
19h30 | 0.15 | 0.69 |  |  | 19h30 | 0.27 | 0.87 |  |  | 19h30 | 0.14 | 0.69 |  |  | 19h30 | 0.14 | 0.73 |  |  | 19h30 | 0.27 | 0.87 |  |  | 19h30 | 0.14 | 0.72 |  |  | 19h30 | 0.04 | 0.41 |  |  | 19h30 | 0.18 | 0.59 |  |  | 19h30 | 0.03 | 0.4 |  |  | 19h30 | 0.43 | 1.86 |  |  | 19h30 | 0.14 | 0.53 |  |  | 19h30 | 0.04 | 0.33 |  |  | 19h30 | 0.12 | 0.66 |  |  | 19h30 | 0.2 | 0.83 |  |  | 19h30 | 0.12 | 0.65 |  |  | 19h30 | 0.05 | 0.45 |  | 19h30 | 0.19 | 0.66 |  | 19h30 | 0.05 | 0.45 |  | 19h30 | 0.04 | 0.43 |  | 19h30 | 0.18 | 0.63 |  | 19h30 | 0.04 | 0.42 |  | 19h30 | 0.03 | 0.27 |  | 19h30 | 0.12 | 0.48 |  | 19h30 | 0.03 | 0.26 |  | 19h30 | 0.03 | 0.2 |  | 19h30 | 0.09 | 0.41 |  | 19h30 | 0.03 | 0.19 |  | 19h30 | 0.06 | 0.43 |  | 19h30 | 0.1 | 0.63 |  | 19h30 | 0.06 | 0.42
20h30 | 0.12 | 0.7 |  |  | 20h30 | 0.1 | 0.79 |  |  | 20h30 | 0.12 | 0.69 |  |  | 20h30 | 0.1 | 0.76 |  |  | 20h30 | 0.1 | 0.85 |  |  | 20h30 | 0.1 | 0.75 |  |  | 20h30 | 0 | 0.38 |  |  | 20h30 | 0 | 0.48 |  |  | 20h30 | 0 | 0.38 |  |  | 20h30 | 0.3 | 1.62 |  |  | 20h30 | 0 | 0.37 |  |  | 20h30 | 0 | 0.29 |  |  | 20h30 | 0.04 | 0.67 |  |  | 20h30 | 0.07 | 0.77 |  |  | 20h30 | 0.04 | 0.67 |  |  | 20h30 | 0.02 | 0.42 |  | 20h30 | 0 | 0.52 |  | 20h30 | 0.01 | 0.41 |  | 20h30 | 0 | 0.4 |  | 20h30 | 0 | 0.52 |  | 20h30 | 0 | 0.39 |  | 20h30 | 0 | 0.23 |  | 20h30 | 0 | 0.31 |  | 20h30 | 0 | 0.23 |  | 20h30 | 0 | 0.16 |  | 20h30 | 0 | 0.23 |  | 20h30 | 0 | 0.15 |  | 20h30 | 0 | 0.4 |  | 20h30 | 0 | 0.52 |  | 20h30 | 0 | 0.39
21h30 | 0.13 | 0.93 |  |  | 21h30 | 0.1 | 0.94 |  |  | 21h30 | 0.13 | 0.93 |  |  | 21h30 | 0.12 | 1.01 |  |  | 21h30 | 0.1 | 1.05 |  |  | 21h30 | 0.12 | 1 |  |  | 21h30 | 0 | 0.6 |  |  | 21h30 | 0 | 0.61 |  |  | 21h30 | 0 | 0.6 |  |  | 21h30 | 0.23 | 1.55 |  |  | 21h30 | 0 | 0.46 |  |  | 21h30 | 0 | 0.45 |  |  | 21h30 | 0.09 | 0.92 |  |  | 21h30 | 0.09 | 0.93 |  |  | 21h30 | 0.09 | 0.91 |  |  | 21h30 | 0 | 0.59 |  | 21h30 | 0 | 0.61 |  | 21h30 | 0 | 0.59 |  | 21h30 | 0 | 0.6 |  | 21h30 | 0 | 0.63 |  | 21h30 | 0 | 0.59 |  | 21h30 | 0 | 0.39 |  | 21h30 | 0 | 0.39 |  | 21h30 | 0 | 0.38 |  | 21h30 | 0 | 0.29 |  | 21h30 | 0 | 0.3 |  | 21h30 | 0 | 0.28 |  | 21h30 | 0 | 0.59 |  | 21h30 | 0 | 0.62 |  | 21h30 | 0 | 0.59
22h30 | 0.13 | 1.11 |  |  | 22h30 | 0.12 | 1.1 |  |  | 22h30 | 0.13 | 1.11 |  |  | 22h30 | 0.12 | 1.17 |  |  | 22h30 | 0.13 | 1.19 |  |  | 22h30 | 0.12 | 1.16 |  |  | 22h30 | 0 | 0.77 |  |  | 22h30 | 0 | 0.75 |  |  | 22h30 | 0 | 0.77 |  |  | 22h30 | 0.23 | 1.55 |  |  | 22h30 | 0 | 0.56 |  |  | 22h30 | 0 | 0.56 |  |  | 22h30 | 0.12 | 1.09 |  |  | 22h30 | 0.13 | 1.09 |  |  | 22h30 | 0.12 | 1.09 |  |  | 22h30 | 0 | 0.7 |  | 22h30 | 0 | 0.7 |  | 22h30 | 0 | 0.7 |  | 22h30 | 0 | 0.72 |  | 22h30 | 0 | 0.73 |  | 22h30 | 0 | 0.72 |  | 22h30 | 0 | 0.48 |  | 22h30 | 0 | 0.47 |  | 22h30 | 0 | 0.47 |  | 22h30 | 0 | 0.37 |  | 22h30 | 0 | 0.37 |  | 22h30 | 0 | 0.36 |  | 22h30 | 0 | 0.72 |  | 22h30 | 0 | 0.72 |  | 22h30 | 0 | 0.71
23h30 | 0.15 | 1.25 |  |  | 23h30 | 0.15 | 1.24 |  |  | 23h30 | 0.15 | 1.25 |  |  | 23h30 | 0.15 | 1.28 |  |  | 23h30 | 0.16 | 1.31 |  |  | 23h30 | 0.15 | 1.28 |  |  | 23h30 | 0.02 | 0.9 |  |  | 23h30 | 0.01 | 0.9 |  |  | 23h30 | 0.02 | 0.9 |  |  | 23h30 | 0.16 | 1.45 |  |  | 23h30 | 0 | 0.67 |  |  | 23h30 | 0 | 0.66 |  |  | 23h30 | 0.16 | 1.23 |  |  | 23h30 | 0.17 | 1.23 |  |  | 23h30 | 0.16 | 1.23 |  |  | 23h30 | 0 | 0.78 |  | 23h30 | 0 | 0.79 |  | 23h30 | 0 | 0.78 |  | 23h30 | 0 | 0.82 |  | 23h30 | 0 | 0.83 |  | 23h30 | 0 | 0.81 |  | 23h30 | 0 | 0.55 |  | 23h30 | 0 | 0.56 |  | 23h30 | 0 | 0.55 |  | 23h30 | 0 | 0.43 |  | 23h30 | 0 | 0.45 |  | 23h30 | 0 | 0.43 |  | 23h30 | 0 | 0.81 |  | 23h30 | 0 | 0.82 |  | 23h30 | 0 | 0.81
00h30 | 0.15 | 1.05 |  |  | 00h30 | 0.03 | 0.3 |  |  | 00h30 | 0.15 | 1.05 |  |  | 00h30 | 0.15 | 1.03 |  |  | 00h30 | 0.03 | 0.31 |  |  | 00h30 | 0.15 | 1.02 |  |  | 00h30 | 0.02 | 0.73 |  |  | 00h30 | 0.01 | 0.28 |  |  | 00h30 | 0.02 | 0.73 |  |  | 00h30 | 0.16 | 1.45 |  |  | 00h30 | 0 | 0.2 |  |  | 00h30 | 0 | 0.55 |  |  | 00h30 | 0.12 | 1.01 |  |  | 00h30 | 0.06 | 0.31 |  |  | 00h30 | 0.12 | 1.01 |  |  | 00h30 | 0 | 0.68 |  | 00h30 | 0 | 0.18 |  | 00h30 | 0 | 0.67 |  | 00h30 | 0 | 0.67 |  | 00h30 | 0 | 0.21 |  | 00h30 | 0 | 0.66 |  | 00h30 | 0 | 0.46 |  | 00h30 | 0 | 0.17 |  | 00h30 | 0 | 0.46 |  | 00h30 | 0 | 0.35 |  | 00h30 | 0 | 0.15 |  | 00h30 | 0 | 0.35 |  | 00h30 | 0 | 0.67 |  | 00h30 | 0 | 0.21 |  | 00h30 | 0 | 0.67
01h30 | 0.08 | 0.41 |  |  | 01h30 | 0.01 | 0.09 |  |  | 01h30 | 0.08 | 0.41 |  |  | 01h30 | 0.07 | 0.39 |  |  | 01h30 | 0 | 0.08 |  |  | 01h30 | 0.07 | 0.39 |  |  | 01h30 | 0 | 0.2 |  |  | 01h30 | 0 | 0 |  |  | 01h30 | 0 | 0.2 |  |  | 01h30 | 0.05 | 0.38 |  |  | 01h30 | 0 | 0 |  |  | 01h30 | 0 | 0.05 |  |  | 01h30 | 0.07 | 0.39 |  |  | 01h30 | 0.02 | 0.09 |  |  | 01h30 | 0.07 | 0.39 |  |  | 01h30 | 0 | 0.05 |  | 01h30 | 0 | 0 |  | 01h30 | 0 | 0.05 |  | 01h30 | 0 | 0.07 |  | 01h30 | 0 | 0 |  | 01h30 | 0 | 0.07 |  | 01h30 | 0 | 0 |  | 01h30 | 0 | 0 |  | 01h30 | 0 | 0 |  | 01h30 | 0 | 0 |  | 01h30 | 0 | 0 |  | 01h30 | 0 | 0 |  | 01h30 | 0 | 0.08 |  | 01h30 | 0 | 0 |  | 01h30 | 0 | 0.08
02h30 | 0.08 | 0.41 |  |  | 02h30 | 0.1 | 0.45 |  |  | 02h30 | 0.08 | 0.41 |  |  | 02h30 | 0.07 | 0.39 |  |  | 02h30 | 0.09 | 0.44 |  |  | 02h30 | 0.07 | 0.39 |  |  | 02h30 | 0 | 0.2 |  |  | 02h30 | 0 | 0.14 |  |  | 02h30 | 0 | 0.2 |  |  | 02h30 | 0.05 | 0.38 |  |  | 02h30 | 0 | 0 |  |  | 02h30 | 0 | 0.05 |  |  | 02h30 | 0.08 | 0.39 |  |  | 02h30 | 0.09 | 0.44 |  |  | 02h30 | 0.08 | 0.39 |  |  | 02h30 | 0 | 0.05 |  | 02h30 | 0 | 0.05 |  | 02h30 | 0 | 0.05 |  | 02h30 | 0 | 0.07 |  | 02h30 | 0 | 0.06 |  | 02h30 | 0 | 0.07 |  | 02h30 | 0 | 0 |  | 02h30 | 0 | 0 |  | 02h30 | 0 | 0 |  | 02h30 | 0 | 0 |  | 02h30 | 0 | 0 |  | 02h30 | 0 | 0 |  | 02h30 | 0 | 0.08 |  | 02h30 | 0 | 0.07 |  | 02h30 | 0 | 0.08
03h30 | 0.16 | 0.6 |  |  | 03h30 | 0.18 | 0.65 |  |  | 03h30 | 0.16 | 0.6 |  |  | 03h30 | 0.15 | 0.56 |  |  | 03h30 | 0.17 | 0.62 |  |  | 03h30 | 0.15 | 0.55 |  |  | 03h30 | 0.05 | 0.31 |  |  | 03h30 | 0.06 | 0.36 |  |  | 03h30 | 0.05 | 0.31 |  |  | 03h30 | 0 | 0.41 |  |  | 03h30 | 0 | 0.11 |  |  | 03h30 | 0 | 0.08 |  |  | 03h30 | 0.15 | 0.57 |  |  | 03h30 | 0.18 | 0.62 |  |  | 03h30 | 0.15 | 0.57 |  |  | 03h30 | 0.01 | 0.16 |  | 03h30 | 0.01 | 0.16 |  | 03h30 | 0.01 | 0.16 |  | 03h30 | 0 | 0.16 |  | 03h30 | 0.01 | 0.17 |  | 03h30 | 0 | 0.15 |  | 03h30 | 0 | 0 |  | 03h30 | 0 | 0 |  | 03h30 | 0 | 0 |  | 03h30 | 0 | 0 |  | 03h30 | 0 | 0 |  | 03h30 | 0 | 0 |  | 03h30 | 0.01 | 0.17 |  | 03h30 | 0.01 | 0.19 |  | 03h30 | 0 | 0.17
04h30 | 0.24 | 0.74 |  |  | 04h30 | 0.26 | 0.82 |  |  | 04h30 | 0.24 | 0.74 |  |  | 04h30 | 0.22 | 0.67 |  |  | 04h30 | 0.24 | 0.77 |  |  | 04h30 | 0.22 | 0.67 |  |  | 04h30 | 0.12 | 0.47 |  |  | 04h30 | 0.13 | 0.55 |  |  | 04h30 | 0.12 | 0.47 |  |  | 04h30 | 0.04 | 0.41 |  |  | 04h30 | 0.02 | 0.3 |  |  | 04h30 | 0.01 | 0.25 |  |  | 04h30 | 0.23 | 0.7 |  |  | 04h30 | 0.24 | 0.79 |  |  | 04h30 | 0.23 | 0.7 |  |  | 04h30 | 0.06 | 0.27 |  | 04h30 | 0.06 | 0.3 |  | 04h30 | 0.06 | 0.27 |  | 04h30 | 0.06 | 0.27 |  | 04h30 | 0.06 | 0.31 |  | 04h30 | 0.05 | 0.26 |  | 04h30 | 0 | 0.05 |  | 04h30 | 0 | 0.06 |  | 04h30 | 0 | 0.05 |  | 04h30 | 0 | 0 |  | 04h30 | 0 | 0 |  | 04h30 | 0 | 0 |  | 04h30 | 0.06 | 0.29 |  | 04h30 | 0.07 | 0.33 |  | 04h30 | 0.06 | 0.29
05h30 | 0.32 | 0.92 |  |  | 05h30 | 0.34 | 0.99 |  |  | 05h30 | 0.32 | 0.92 |  |  | 05h30 | 0.28 | 0.82 |  |  | 05h30 | 0.31 | 0.91 |  |  | 05h30 | 0.28 | 0.82 |  |  | 05h30 | 0.19 | 0.64 |  |  | 05h30 | 0.2 | 0.7 |  |  | 05h30 | 0.19 | 0.64 |  |  | 05h30 | 0.1 | 0.5 |  |  | 05h30 | 0.08 | 0.45 |  |  | 05h30 | 0.07 | 0.41 |  |  | 05h30 | 0.29 | 0.88 |  |  | 05h30 | 0.31 | 0.95 |  |  | 05h30 | 0.29 | 0.88 |  |  | 05h30 | 0.12 | 0.37 |  | 05h30 | 0.12 | 0.39 |  | 05h30 | 0.12 | 0.37 |  | 05h30 | 0.12 | 0.36 |  | 05h30 | 0.12 | 0.4 |  | 05h30 | 0.11 | 0.36 |  | 05h30 | 0.01 | 0.16 |  | 05h30 | 0.01 | 0.19 |  | 05h30 | 0 | 0.16 |  | 05h30 | 0 | 0.03 |  | 05h30 | 0 | 0.06 |  | 05h30 | 0 | 0.03 |  | 05h30 | 0.12 | 0.39 |  | 05h30 | 0.13 | 0.41 |  | 05h30 | 0.12 | 0.39
06h30 | 0.37 | 1.03 |  |  | 06h30 | 0.38 | 1.08 |  |  | 06h30 | 0.37 | 1.03 |  |  | 06h30 | 0.32 | 0.92 |  |  | 06h30 | 0.34 | 0.97 |  |  | 06h30 | 0.32 | 0.91 |  |  | 06h30 | 0.23 | 0.76 |  |  | 06h30 | 0.24 | 0.8 |  |  | 06h30 | 0.23 | 0.76 |  |  | 06h30 | 0.15 | 0.57 |  |  | 06h30 | 0.13 | 0.51 |  |  | 06h30 | 0.12 | 0.49 |  |  | 06h30 | 0.33 | 0.99 |  |  | 06h30 | 0.35 | 1.03 |  |  | 06h30 | 0.33 | 0.98 |  |  | 06h30 | 0.14 | 0.42 |  | 06h30 | 0.15 | 0.45 |  | 06h30 | 0.14 | 0.42 |  | 06h30 | 0.14 | 0.41 |  | 06h30 | 0.14 | 0.45 |  | 06h30 | 0.14 | 0.41 |  | 06h30 | 0.04 | 0.26 |  | 06h30 | 0.04 | 0.29 |  | 06h30 | 0.04 | 0.26 |  | 06h30 | 0 | 0.11 |  | 06h30 | 0 | 0.15 |  | 06h30 | 0 | 0.11 |  | 06h30 | 0.14 | 0.44 |  | 06h30 | 0.15 | 0.47 |  | 06h30 | 0.14 | 0.44
07h30 | 0.2 | 0.8 |  |  | 07h30 | 0.21 | 0.83 |  |  | 07h30 | 0.68 | 2.09 |  |  | 07h30 | 0.15 | 0.67 |  |  | 07h30 | 0.19 | 0.71 |  |  | 07h30 | 0.62 | 1.92 |  |  | 07h30 | 0.11 | 0.55 |  |  | 07h30 | 0.12 | 0.58 |  |  | 07h30 | 0.5 | 1.76 |  |  | 07h30 | 0.33 | 1.54 |  |  | 07h30 | 0.07 | 0.28 |  |  | 07h30 | 0.33 | 1.26 |  |  | 07h30 | 0.14 | 0.75 |  |  | 07h30 | 0.18 | 0.78 |  |  | 07h30 | 0.62 | 2.02 |  |  | 07h30 | 0.08 | 0.21 |  | 07h30 | 0.08 | 0.25 |  | 07h30 | 0.36 | 1.28 |  | 07h30 | 0.08 | 0.19 |  | 07h30 | 0.08 | 0.25 |  | 07h30 | 0.32 | 1.22 |  | 07h30 | 0.03 | 0.16 |  | 07h30 | 0.03 | 0.16 |  | 07h30 | 0.28 | 0.94 |  | 07h30 | 0 | 0.08 |  | 07h30 | 0 | 0.09 |  | 07h30 | 0.25 | 0.97 |  | 07h30 | 0.08 | 0.23 |  | 07h30 | 0.08 | 0.27 |  | 07h30 | 0.32 | 1.3
08h30 | 0.41 | 1.63 |  |  | 08h30 | 0.42 | 1.65 |  |  | 08h30 | 0.74 | 2.39 |  |  | 08h30 | 0.35 | 1.46 |  |  | 08h30 | 0.39 | 1.5 |  |  | 08h30 | 0.67 | 2.2 |  |  | 08h30 | 0.31 | 1.35 |  |  | 08h30 | 0.32 | 1.37 |  |  | 08h30 | 0.57 | 2.08 |  |  | 08h30 | 0.51 | 2.13 |  |  | 08h30 | 0.23 | 0.95 |  |  | 08h30 | 0.39 | 1.61 |  |  | 08h30 | 0.29 | 1.57 |  |  | 08h30 | 0.33 | 1.59 |  |  | 08h30 | 0.6 | 2.32 |  |  | 08h30 | 0.28 | 0.94 |  | 08h30 | 0.28 | 0.99 |  | 08h30 | 0.45 | 1.65 |  | 08h30 | 0.26 | 0.87 |  | 08h30 | 0.26 | 0.95 |  | 08h30 | 0.41 | 1.57 |  | 08h30 | 0.18 | 0.79 |  | 08h30 | 0.19 | 0.81 |  | 08h30 | 0.34 | 1.31 |  | 08h30 | 0.11 | 0.58 |  | 08h30 | 0.11 | 0.6 |  | 08h30 | 0.26 | 1.24 |  | 08h30 | 0.21 | 0.95 |  | 08h30 | 0.21 | 1 |  | 08h30 | 0.34 | 1.66
09h30 | 0.76 | 2.31 |  |  | 09h30 | 0.76 | 2.32 |  |  | 09h30 | 0.69 | 2.15 |  |  | 09h30 | 0.71 | 2.13 |  |  | 09h30 | 0.72 | 2.16 |  |  | 09h30 | 0.65 | 2.01 |  |  | 09h30 | 0.63 | 2.04 |  |  | 09h30 | 0.64 | 2.06 |  |  | 09h30 | 0.58 | 1.93 |  |  | 09h30 | 0.78 | 2.45 |  |  | 09h30 | 0.51 | 1.69 |  |  | 09h30 | 0.48 | 1.74 |  |  | 09h30 | 0.53 | 2.25 |  |  | 09h30 | 0.54 | 2.27 |  |  | 09h30 | 0.47 | 2.11 |  |  | 09h30 | 0.57 | 1.69 |  | 09h30 | 0.58 | 1.73 |  | 09h30 | 0.55 | 1.73 |  | 09h30 | 0.55 | 1.61 |  | 09h30 | 0.56 | 1.67 |  | 09h30 | 0.54 | 1.68 |  | 09h30 | 0.44 | 1.46 |  | 09h30 | 0.44 | 1.5 |  | 09h30 | 0.42 | 1.57 |  | 09h30 | 0.33 | 1.2 |  | 09h30 | 0.34 | 1.23 |  | 09h30 | 0.3 | 1.29 |  | 09h30 | 0.38 | 1.69 |  | 09h30 | 0.39 | 1.73 |  | 09h30 | 0.36 | 1.72
10h30 | 0.72 | 2.06 |  |  | 10h30 | 0.72 | 2.06 |  |  | 10h30 | 0.54 | 1.66 |  |  | 10h30 | 0.69 | 1.93 |  |  | 10h30 | 0.69 | 1.94 |  |  | 10h30 | 0.52 | 1.54 |  |  | 10h30 | 0.61 | 1.87 |  |  | 10h30 | 0.61 | 1.87 |  |  | 10h30 | 0.45 | 1.45 |  |  | 10h30 | 0.74 | 2.3 |  |  | 10h30 | 0.5 | 1.7 |  |  | 10h30 | 0.37 | 1.3 |  |  | 10h30 | 0.39 | 2.02 |  |  | 10h30 | 0.38 | 2.02 |  |  | 10h30 | 0.35 | 1.63 |  |  | 10h30 | 0.56 | 1.73 |  | 10h30 | 0.56 | 1.74 |  | 10h30 | 0.44 | 1.35 |  | 10h30 | 0.53 | 1.66 |  | 10h30 | 0.54 | 1.67 |  | 10h30 | 0.43 | 1.29 |  | 10h30 | 0.45 | 1.49 |  | 10h30 | 0.45 | 1.51 |  | 10h30 | 0.35 | 1.2 |  | 10h30 | 0.36 | 1.35 |  | 10h30 | 0.38 | 1.38 |  | 10h30 | 0.28 | 1.01 |  | 10h30 | 0.24 | 1.7 |  | 10h30 | 0.25 | 1.71 |  | 10h30 | 0.26 | 1.32
11h30 | 0.41 | 1.31 |  |  | 11h30 | 0.41 | 1.31 |  |  | 11h30 | 0.32 | 1.13 |  |  | 11h30 | 0.4 | 1.21 |  |  | 11h30 | 0.4 | 1.22 |  |  | 11h30 | 0.32 | 1.03 |  |  | 11h30 | 0.33 | 1.13 |  |  | 11h30 | 0.33 | 1.13 |  |  | 11h30 | 0.25 | 0.92 |  |  | 11h30 | 0.64 | 2.07 |  |  | 11h30 | 0.27 | 1.02 |  |  | 11h30 | 0.2 | 0.82 |  |  | 11h30 | 0.14 | 1.28 |  |  | 11h30 | 0.17 | 1.28 |  |  | 11h30 | 0 | 1.1 |  |  | 11h30 | 0.32 | 1.09 |  | 11h30 | 0.32 | 1.09 |  | 11h30 | 0.26 | 0.88 |  | 11h30 | 0.3 | 1.02 |  | 11h30 | 0.31 | 1.03 |  | 11h30 | 0.25 | 0.82 |  | 11h30 | 0.24 | 0.91 |  | 11h30 | 0.24 | 0.92 |  | 11h30 | 0.18 | 0.74 |  | 11h30 | 0.19 | 0.8 |  | 11h30 | 0.19 | 0.82 |  | 11h30 | 0.14 | 0.61 |  | 11h30 | 0.07 | 1.05 |  | 11h30 | 0.08 | 1.06 |  | 11h30 | 0 | 0.84
12h30 | 0.22 | 0.84 |  |  | 12h30 | 0.22 | 0.85 |  |  | 12h30 | 0.29 | 1.07 |  |  | 12h30 | 0.23 | 0.78 |  |  | 12h30 | 0.23 | 0.79 |  |  | 12h30 | 0.28 | 1 |  |  | 12h30 | 0.16 | 0.67 |  |  | 12h30 | 0.16 | 0.67 |  |  | 12h30 | 0.21 | 0.8 |  |  | 12h30 | 0.57 | 1.9 |  |  | 12h30 | 0.12 | 0.6 |  |  | 12h30 | 0.18 | 0.65 |  |  | 12h30 | 0 | 0.81 |  |  | 12h30 | 0 | 0.82 |  |  | 12h30 | 0 | 1.04 |  |  | 12h30 | 0.17 | 0.68 |  | 12h30 | 0.17 | 0.69 |  | 12h30 | 0.2 | 0.73 |  | 12h30 | 0.16 | 0.63 |  | 12h30 | 0.16 | 0.64 |  | 12h30 | 0.19 | 0.7 |  | 12h30 | 0.11 | 0.54 |  | 12h30 | 0.11 | 0.55 |  | 12h30 | 0.17 | 0.6 |  | 12h30 | 0.07 | 0.45 |  | 12h30 | 0.08 | 0.47 |  | 12h30 | 0.14 | 0.54 |  | 12h30 | 0 | 0.63 |  | 12h30 | 0 | 0.64 |  | 12h30 | 0 | 0.72
13h30 | 0.12 | 0.58 |  |  | 13h30 | 0.19 | 0.72 |  |  | 13h30 | 0.15 | 0.66 |  |  | 13h30 | 0.14 | 0.54 |  |  | 13h30 | 0.19 | 0.7 |  |  | 13h30 | 0.16 | 0.62 |  |  | 13h30 | 0.12 | 0.44 |  |  | 13h30 | 0.12 | 0.56 |  |  | 13h30 | 0.08 | 0.43 |  |  | 13h30 | 0.53 | 1.78 |  |  | 13h30 | 0.07 | 0.52 |  |  | 13h30 | 0.06 | 0.36 |  |  | 13h30 | 0 | 0.54 |  |  | 13h30 | 0 | 0.7 |  |  | 13h30 | 0 | 0.62 |  |  | 13h30 | 0.11 | 0.52 |  | 13h30 | 0.11 | 0.59 |  | 13h30 | 0.1 | 0.45 |  | 13h30 | 0.1 | 0.49 |  | 13h30 | 0.1 | 0.55 |  | 13h30 | 0.09 | 0.41 |  | 13h30 | 0.06 | 0.44 |  | 13h30 | 0.06 | 0.44 |  | 13h30 | 0.05 | 0.32 |  | 13h30 | 0.03 | 0.38 |  | 13h30 | 0.03 | 0.39 |  | 13h30 | 0.02 | 0.25 |  | 13h30 | 0 | 0.48 |  | 13h30 | 0 | 0.56 |  | 13h30 | 0 | 0.4
14h30 | 0.07 | 0.43 |  |  | 14h30 | 0.1 | 0.49 |  |  | 14h30 | 0.15 | 0.66 |  |  | 14h30 | 0.1 | 0.41 |  |  | 14h30 | 0.12 | 0.49 |  |  | 14h30 | 0.16 | 0.62 |  |  | 14h30 | 0.05 | 0.27 |  |  | 14h30 | 0.05 | 0.32 |  |  | 14h30 | 0.08 | 0.43 |  |  | 14h30 | 0.49 | 1.67 |  |  | 14h30 | 0.02 | 0.29 |  |  | 14h30 | 0.06 | 0.36 |  |  | 14h30 | 0 | 0.39 |  |  | 14h30 | 0 | 0.45 |  |  | 14h30 | 0 | 0.62 |  |  | 14h30 | 0.06 | 0.35 |  | 14h30 | 0.06 | 0.38 |  | 14h30 | 0.1 | 0.45 |  | 14h30 | 0.05 | 0.32 |  | 14h30 | 0.06 | 0.35 |  | 14h30 | 0.09 | 0.41 |  | 14h30 | 0.01 | 0.24 |  | 14h30 | 0.01 | 0.25 |  | 14h30 | 0.05 | 0.32 |  | 14h30 | 0 | 0.19 |  | 14h30 | 0 | 0.19 |  | 14h30 | 0.02 | 0.25 |  | 14h30 | 0 | 0.29 |  | 14h30 | 0 | 0.32 |  | 14h30 | 0 | 0.4
15h30 | 0.07 | 0.33 |  |  | 15h30 | 0.1 | 0.49 |  |  | 15h30 | 0.06 | 0.37 |  |  | 15h30 | 0.09 | 0.34 |  |  | 15h30 | 0.12 | 0.49 |  |  | 15h30 | 0.08 | 0.37 |  |  | 15h30 | 0.05 | 0.27 |  |  | 15h30 | 0.05 | 0.32 |  |  | 15h30 | 0 | 0.17 |  |  | 15h30 | 0.46 | 1.58 |  |  | 15h30 | 0.02 | 0.29 |  |  | 15h30 | 0 | 0.15 |  |  | 15h30 | 0 | 0.28 |  |  | 15h30 | 0 | 0.45 |  |  | 15h30 | 0 | 0.33 |  |  | 15h30 | 0.06 | 0.35 |  | 15h30 | 0.06 | 0.38 |  | 15h30 | 0.03 | 0.25 |  | 15h30 | 0.05 | 0.32 |  | 15h30 | 0.06 | 0.35 |  | 15h30 | 0.03 | 0.22 |  | 15h30 | 0.01 | 0.24 |  | 15h30 | 0.01 | 0.25 |  | 15h30 | 0 | 0.12 |  | 15h30 | 0 | 0.19 |  | 15h30 | 0 | 0.19 |  | 15h30 | 0 | 0.05 |  | 15h30 | 0 | 0.29 |  | 15h30 | 0 | 0.32 |  | 15h30 | 0 | 0.18
16h30 | 0.05 | 0.29 |  |  | 16h30 | 0.05 | 0.33 |  |  | 16h30 | 0.06 | 0.37 |  |  | 16h30 | 0.07 | 0.31 |  |  | 16h30 | 0.08 | 0.36 |  |  | 16h30 | 0.08 | 0.37 |  |  | 16h30 | 0 | 0.14 |  |  | 16h30 | 0 | 0.14 |  |  | 16h30 | 0 | 0.17 |  |  | 16h30 | 0.44 | 1.51 |  |  | 16h30 | 0 | 0.13 |  |  | 16h30 | 0 | 0.15 |  |  | 16h30 | 0 | 0.23 |  |  | 16h30 | 0 | 0.29 |  |  | 16h30 | 0 | 0.33 |  |  | 16h30 | 0.02 | 0.24 |  | 16h30 | 0.02 | 0.24 |  | 16h30 | 0.03 | 0.25 |  | 16h30 | 0.02 | 0.22 |  | 16h30 | 0.02 | 0.22 |  | 16h30 | 0.03 | 0.22 |  | 16h30 | 0 | 0.11 |  | 16h30 | 0 | 0.11 |  | 16h30 | 0 | 0.12 |  | 16h30 | 0 | 0.06 |  | 16h30 | 0 | 0.06 |  | 16h30 | 0 | 0.05 |  | 16h30 | 0 | 0.16 |  | 16h30 | 0 | 0.17 |  | 16h30 | 0 | 0.18
17h30 | 0.06 | 0.33 |  |  | 17h30 | 0.05 | 0.33 |  |  | 17h30 | 0.05 | 0.32 |  |  | 17h30 | 0.08 | 0.39 |  |  | 17h30 | 0.08 | 0.36 |  |  | 17h30 | 0.08 | 0.37 |  |  | 17h30 | 0 | 0.14 |  |  | 17h30 | 0 | 0.14 |  |  | 17h30 | 0 | 0.14 |  |  | 17h30 | 0.43 | 1.51 |  |  | 17h30 | 0 | 0.13 |  |  | 17h30 | 0 | 0.12 |  |  | 17h30 | 0 | 0.27 |  |  | 17h30 | 0 | 0.29 |  |  | 17h30 | 0 | 0.28 |  |  | 17h30 | 0.02 | 0.24 |  | 17h30 | 0.02 | 0.24 |  | 17h30 | 0.02 | 0.22 |  | 17h30 | 0.02 | 0.22 |  | 17h30 | 0.02 | 0.22 |  | 17h30 | 0.02 | 0.21 |  | 17h30 | 0 | 0.11 |  | 17h30 | 0 | 0.11 |  | 17h30 | 0 | 0.09 |  | 17h30 | 0 | 0.06 |  | 17h30 | 0 | 0.06 |  | 17h30 | 0 | 0.04 |  | 17h30 | 0 | 0.16 |  | 17h30 | 0 | 0.17 |  | 17h30 | 0 | 0.14
18h30 | 0.11 | 0.43 |  |  | 18h30 | 0.1 | 0.41 |  |  | 18h30 | 0.09 | 0.36 |  |  | 18h30 | 0.14 | 0.51 |  |  | 18h30 | 0.13 | 0.48 |  |  | 18h30 | 0.12 | 0.45 |  |  | 18h30 | 0.05 | 0.21 |  |  | 18h30 | 0.04 | 0.21 |  |  | 18h30 | 0.03 | 0.17 |  |  | 18h30 | 0.43 | 1.52 |  |  | 18h30 | 0.03 | 0.19 |  |  | 18h30 | 0.02 | 0.16 |  |  | 18h30 | 0.03 | 0.38 |  |  | 18h30 | 0.03 | 0.36 |  |  | 18h30 | 0.02 | 0.33 |  |  | 18h30 | 0.06 | 0.31 |  | 18h30 | 0.06 | 0.3 |  | 18h30 | 0.05 | 0.27 |  | 18h30 | 0.07 | 0.3 |  | 18h30 | 0.07 | 0.31 |  | 18h30 | 0.06 | 0.27 |  | 18h30 | 0.02 | 0.17 |  | 18h30 | 0.02 | 0.17 |  | 18h30 | 0.01 | 0.14 |  | 18h30 | 0 | 0.12 |  | 18h30 | 0.01 | 0.13 |  | 18h30 | 0 | 0.1 |  | 18h30 | 0 | 0.23 |  | 18h30 | 0 | 0.23 |  | 18h30 | 0 | 0.19
19h30 | 0.1 | 0.33 |  |  | 19h30 | 0.1 | 0.41 |  |  | 19h30 | 0.04 | 0.27 |  |  | 19h30 | 0.13 | 0.45 |  |  | 19h30 | 0.13 | 0.48 |  |  | 19h30 | 0.04 | 0.38 |  |  | 19h30 | 0.05 | 0.21 |  |  | 19h30 | 0.04 | 0.21 |  |  | 19h30 | 0.03 | 0.06 |  |  | 19h30 | 0.24 | 1.25 |  |  | 19h30 | 0.03 | 0.19 |  |  | 19h30 | 0.02 | 0.04 |  |  | 19h30 | 0.03 | 0.29 |  |  | 19h30 | 0.03 | 0.36 |  |  | 19h30 | 0.02 | 0.23 |  |  | 19h30 | 0.06 | 0.31 |  | 19h30 | 0.06 | 0.3 |  | 19h30 | 0.03 | 0.14 |  | 19h30 | 0.07 | 0.3 |  | 19h30 | 0.07 | 0.31 |  | 19h30 | 0.03 | 0.16 |  | 19h30 | 0.02 | 0.17 |  | 19h30 | 0.02 | 0.17 |  | 19h30 | 0.01 | 0.05 |  | 19h30 | 0 | 0.12 |  | 19h30 | 0.01 | 0.13 |  | 19h30 | 0 | 0.05 |  | 19h30 | 0 | 0.23 |  | 19h30 | 0 | 0.23 |  | 19h30 | 0 | 0.07
20h30 | 0 | 0.36 |  |  | 20h30 | 0 | 0.39 |  |  | 20h30 | 0 | 0.32 |  |  | 20h30 | 0 | 0.51 |  |  | 20h30 | 0 | 0.52 |  |  | 20h30 | 0 | 0.47 |  |  | 20h30 | 0 | 0.14 |  |  | 20h30 | 0 | 0.13 |  |  | 20h30 | 0 | 0.06 |  |  | 20h30 | 0.13 | 1.04 |  |  | 20h30 | 0 | 0.06 |  |  | 20h30 | 0 | 0 |  |  | 20h30 | 0 | 0.33 |  |  | 20h30 | 0 | 0.36 |  |  | 20h30 | 0 | 0.29 |  |  | 20h30 | 0 | 0.21 |  | 20h30 | 0 | 0.21 |  | 20h30 | 0 | 0.12 |  | 20h30 | 0 | 0.25 |  | 20h30 | 0 | 0.25 |  | 20h30 | 0 | 0.16 |  | 20h30 | 0 | 0.03 |  | 20h30 | 0 | 0.03 |  | 20h30 | 0 | 0 |  | 20h30 | 0 | 0 |  | 20h30 | 0 | 0 |  | 20h30 | 0 | 0 |  | 20h30 | 0 | 0.16 |  | 20h30 | 0 | 0.15 |  | 20h30 | 0 | 0.07
21h30 | 0 | 0.6 |  |  | 21h30 | 0 | 0.58 |  |  | 21h30 | 0 | 0.57 |  |  | 21h30 | 0 | 0.76 |  |  | 21h30 | 0 | 0.75 |  |  | 21h30 | 0.01 | 0.73 |  |  | 21h30 | 0 | 0.3 |  |  | 21h30 | 0 | 0.29 |  |  | 21h30 | 0 | 0.28 |  |  | 21h30 | 0.06 | 1 |  |  | 21h30 | 0 | 0.18 |  |  | 21h30 | 0 | 0.17 |  |  | 21h30 | 0 | 0.58 |  |  | 21h30 | 0 | 0.56 |  |  | 21h30 | 0 | 0.55 |  |  | 21h30 | 0 | 0.32 |  | 21h30 | 0 | 0.32 |  | 21h30 | 0 | 0.31 |  | 21h30 | 0 | 0.38 |  | 21h30 | 0 | 0.38 |  | 21h30 | 0 | 0.37 |  | 21h30 | 0 | 0.14 |  | 21h30 | 0 | 0.14 |  | 21h30 | 0 | 0.13 |  | 21h30 | 0 | 0.08 |  | 21h30 | 0 | 0.08 |  | 21h30 | 0 | 0.07 |  | 21h30 | 0 | 0.29 |  | 21h30 | 0 | 0.29 |  | 21h30 | 0 | 0.27
22h30 | 0 | 0.77 |  |  | 22h30 | 0 | 0.73 |  |  | 22h30 | 0 | 0.75 |  |  | 22h30 | 0.02 | 0.91 |  |  | 22h30 | 0.01 | 0.89 |  |  | 22h30 | 0.01 | 0.89 |  |  | 22h30 | 0 | 0.43 |  |  | 22h30 | 0 | 0.42 |  |  | 22h30 | 0 | 0.44 |  |  | 22h30 | 0.06 | 1 |  |  | 22h30 | 0 | 0.27 |  |  | 22h30 | 0 | 0.28 |  |  | 22h30 | 0 | 0.75 |  |  | 22h30 | 0 | 0.72 |  |  | 22h30 | 0 | 0.73 |  |  | 22h30 | 0 | 0.4 |  | 22h30 | 0 | 0.4 |  | 22h30 | 0 | 0.42 |  | 22h30 | 0 | 0.48 |  | 22h30 | 0 | 0.48 |  | 22h30 | 0 | 0.48 |  | 22h30 | 0 | 0.21 |  | 22h30 | 0 | 0.21 |  | 22h30 | 0 | 0.21 |  | 22h30 | 0 | 0.13 |  | 22h30 | 0 | 0.13 |  | 22h30 | 0 | 0.11 |  | 22h30 | 0 | 0.38 |  | 22h30 | 0 | 0.38 |  | 22h30 | 0 | 0.39
23h30 | 0.05 | 0.99 |  |  | 23h30 | 0.05 | 0.97 |  |  | 23h30 | 0.05 | 0.98 |  |  | 23h30 | 0.08 | 1.12 |  |  | 23h30 | 0.08 | 1.11 |  |  | 23h30 | 0.07 | 1.1 |  |  | 23h30 | 0 | 0.65 |  |  | 23h30 | 0 | 0.65 |  |  | 23h30 | 0 | 0.65 |  |  | 23h30 | 0.01 | 0.96 |  |  | 23h30 | 0 | 0.44 |  |  | 23h30 | 0 | 0.45 |  |  | 23h30 | 0.06 | 0.98 |  |  | 23h30 | 0.06 | 0.96 |  |  | 23h30 | 0.05 | 0.97 |  |  | 23h30 | 0 | 0.56 |  | 23h30 | 0 | 0.56 |  | 23h30 | 0 | 0.57 |  | 23h30 | 0 | 0.64 |  | 23h30 | 0 | 0.64 |  | 23h30 | 0 | 0.64 |  | 23h30 | 0 | 0.35 |  | 23h30 | 0 | 0.36 |  | 23h30 | 0 | 0.35 |  | 23h30 | 0 | 0.26 |  | 23h30 | 0 | 0.26 |  | 23h30 | 0 | 0.23 |  | 23h30 | 0 | 0.55 |  | 23h30 | 0 | 0.55 |  | 23h30 | 0 | 0.55
00h30 | 0.05 | 0.53 |  |  | 00h30 | 0.05 | 0.43 |  |  | 00h30 | 0.05 | 0.72 |  |  | 00h30 | 0.06 | 0.57 |  |  | 00h30 | 0.06 | 0.44 |  |  | 00h30 | 0.07 | 0.77 |  |  | 00h30 | 0 | 0.38 |  |  | 00h30 | 0 | 0.39 |  |  | 00h30 | 0 | 0.45 |  |  | 00h30 | 0.01 | 0.96 |  |  | 00h30 | 0 | 0.29 |  |  | 00h30 | 0 | 0.34 |  |  | 00h30 | 0.06 | 0.51 |  |  | 00h30 | 0.06 | 0.45 |  |  | 00h30 | 0.05 | 0.68 |  |  | 00h30 | 0 | 0.27 |  | 00h30 | 0 | 0.27 |  | 00h30 | 0 | 0.43 |  | 00h30 | 0 | 0.3 |  | 00h30 | 0 | 0.3 |  | 00h30 | 0 | 0.45 |  | 00h30 | 0 | 0.25 |  | 00h30 | 0 | 0.25 |  | 00h30 | 0 | 0.27 |  | 00h30 | 0 | 0.21 |  | 00h30 | 0 | 0.21 |  | 00h30 | 0 | 0.2 |  | 00h30 | 0 | 0.3 |  | 00h30 | 0 | 0.31 |  | 00h30 | 0 | 0.38
01h30 | 0.03 | 0.21 |  |  | 01h30 | 0.02 | 0.14 |  |  | 01h30 | 0.03 | 0.28 |  |  | 01h30 | 0.03 | 0.23 |  |  | 01h30 | 0.03 | 0.14 |  |  | 01h30 | 0.04 | 0.31 |  |  | 01h30 | 0 | 0 |  |  | 01h30 | 0 | 0 |  |  | 01h30 | 0 | 0 |  |  | 01h30 | 0 | 0.09 |  |  | 01h30 | 0 | 0 |  |  | 01h30 | 0 | 0 |  |  | 01h30 | 0.03 | 0.2 |  |  | 01h30 | 0.02 | 0.15 |  |  | 01h30 | 0.02 | 0.26 |  |  | 01h30 | 0 | 0 |  | 01h30 | 0 | 0 |  | 01h30 | 0 | 0.03 |  | 01h30 | 0 | 0 |  | 01h30 | 0 | 0 |  | 01h30 | 0 | 0.06 |  | 01h30 | 0 | 0 |  | 01h30 | 0 | 0 |  | 01h30 | 0 | 0 |  | 01h30 | 0 | 0 |  | 01h30 | 0 | 0 |  | 01h30 | 0 | 0 |  | 01h30 | 0 | 0 |  | 01h30 | 0 | 0 |  | 01h30 | 0 | 0
02h30 | 0.07 | 0.39 |  |  | 02h30 | 0.06 | 0.38 |  |  | 02h30 | 0.06 | 0.34 |  |  | 02h30 | 0.07 | 0.41 |  |  | 02h30 | 0.07 | 0.41 |  |  | 02h30 | 0.07 | 0.36 |  |  | 02h30 | 0 | 0.01 |  |  | 02h30 | 0 | 0.01 |  |  | 02h30 | 0 | 0 |  |  | 02h30 | 0 | 0.09 |  |  | 02h30 | 0 | 0 |  |  | 02h30 | 0 | 0 |  |  | 02h30 | 0.06 | 0.37 |  |  | 02h30 | 0.06 | 0.36 |  |  | 02h30 | 0.05 | 0.33 |  |  | 02h30 | 0 | 0 |  | 02h30 | 0 | 0 |  | 02h30 | 0 | 0.03 |  | 02h30 | 0 | 0 |  | 02h30 | 0 | 0 |  | 02h30 | 0 | 0.06 |  | 02h30 | 0 | 0 |  | 02h30 | 0 | 0 |  | 02h30 | 0 | 0 |  | 02h30 | 0 | 0 |  | 02h30 | 0 | 0 |  | 02h30 | 0 | 0 |  | 02h30 | 0 | 0 |  | 02h30 | 0 | 0 |  | 02h30 | 0 | 0
03h30 | 0.17 | 0.56 |  |  | 03h30 | 0.17 | 0.6 |  |  | 03h30 | 0.16 | 0.55 |  |  | 03h30 | 0.17 | 0.59 |  |  | 03h30 | 0.17 | 0.62 |  |  | 03h30 | 0.16 | 0.55 |  |  | 03h30 | 0.04 | 0.29 |  |  | 03h30 | 0.04 | 0.29 |  |  | 03h30 | 0.04 | 0.28 |  |  | 03h30 | 0 | 0.17 |  |  | 03h30 | 0 | 0.07 |  |  | 03h30 | 0 | 0.06 |  |  | 03h30 | 0.16 | 0.55 |  |  | 03h30 | 0.16 | 0.57 |  |  | 03h30 | 0.16 | 0.53 |  |  | 03h30 | 0 | 0.09 |  | 03h30 | 0 | 0.09 |  | 03h30 | 0 | 0.06 |  | 03h30 | 0 | 0.13 |  | 03h30 | 0 | 0.13 |  | 03h30 | 0 | 0.1 |  | 03h30 | 0 | 0 |  | 03h30 | 0 | 0 |  | 03h30 | 0 | 0 |  | 03h30 | 0 | 0 |  | 03h30 | 0 | 0 |  | 03h30 | 0 | 0 |  | 03h30 | 0 | 0.1 |  | 03h30 | 0 | 0.1 |  | 03h30 | 0 | 0.07
04h30 | 0.24 | 0.72 |  |  | 04h30 | 0.24 | 0.74 |  |  | 04h30 | 0.23 | 0.71 |  |  | 04h30 | 0.23 | 0.72 |  |  | 04h30 | 0.23 | 0.74 |  |  | 04h30 | 0.22 | 0.69 |  |  | 04h30 | 0.1 | 0.49 |  |  | 04h30 | 0.1 | 0.49 |  |  | 04h30 | 0.1 | 0.48 |  |  | 04h30 | 0 | 0.18 |  |  | 04h30 | 0 | 0.19 |  |  | 04h30 | 0 | 0.18 |  |  | 04h30 | 0.23 | 0.7 |  |  | 04h30 | 0.23 | 0.71 |  |  | 04h30 | 0.22 | 0.69 |  |  | 04h30 | 0.02 | 0.22 |  | 04h30 | 0.02 | 0.22 |  | 04h30 | 0.02 | 0.21 |  | 04h30 | 0.03 | 0.27 |  | 04h30 | 0.03 | 0.27 |  | 04h30 | 0.03 | 0.25 |  | 04h30 | 0 | 0 |  | 04h30 | 0 | 0 |  | 04h30 | 0 | 0 |  | 04h30 | 0 | 0 |  | 04h30 | 0 | 0 |  | 04h30 | 0 | 0 |  | 04h30 | 0.01 | 0.24 |  | 04h30 | 0.01 | 0.25 |  | 04h30 | 0 | 0.23
05h30 | 0.29 | 0.87 |  |  | 05h30 | 0.29 | 0.88 |  |  | 05h30 | 0.28 | 0.86 |  |  | 05h30 | 0.27 | 0.82 |  |  | 05h30 | 0.27 | 0.84 |  |  | 05h30 | 0.27 | 0.8 |  |  | 05h30 | 0.16 | 0.59 |  |  | 05h30 | 0.16 | 0.59 |  |  | 05h30 | 0.15 | 0.59 |  |  | 05h30 | 0.03 | 0.27 |  |  | 05h30 | 0.03 | 0.31 |  |  | 05h30 | 0.03 | 0.31 |  |  | 05h30 | 0.27 | 0.84 |  |  | 05h30 | 0.27 | 0.85 |  |  | 05h30 | 0.27 | 0.83 |  |  | 05h30 | 0.06 | 0.31 |  | 05h30 | 0.06 | 0.31 |  | 05h30 | 0.06 | 0.29 |  | 05h30 | 0.08 | 0.33 |  | 05h30 | 0.08 | 0.33 |  | 05h30 | 0.07 | 0.32 |  | 05h30 | 0 | 0.06 |  | 05h30 | 0 | 0.06 |  | 05h30 | 0 | 0.06 |  | 05h30 | 0 | 0 |  | 05h30 | 0 | 0 |  | 05h30 | 0 | 0 |  | 05h30 | 0.05 | 0.32 |  | 05h30 | 0.05 | 0.32 |  | 05h30 | 0.05 | 0.32
06h30 | 0.34 | 0.98 |  |  | 06h30 | 0.34 | 0.98 |  |  | 06h30 | 0.34 | 0.97 |  |  | 06h30 | 0.31 | 0.9 |  |  | 06h30 | 0.31 | 0.91 |  |  | 06h30 | 0.31 | 0.89 |  |  | 06h30 | 0.2 | 0.71 |  |  | 06h30 | 0.2 | 0.71 |  |  | 06h30 | 0.2 | 0.7 |  |  | 06h30 | 0.08 | 0.37 |  |  | 06h30 | 0.08 | 0.41 |  |  | 06h30 | 0.07 | 0.4 |  |  | 06h30 | 0.31 | 0.94 |  |  | 06h30 | 0.31 | 0.94 |  |  | 06h30 | 0.31 | 0.93 |  |  | 06h30 | 0.11 | 0.35 |  | 06h30 | 0.11 | 0.35 |  | 06h30 | 0.11 | 0.34 |  | 06h30 | 0.11 | 0.37 |  | 06h30 | 0.11 | 0.37 |  | 06h30 | 0.11 | 0.36 |  | 06h30 | 0 | 0.17 |  | 06h30 | 0 | 0.17 |  | 06h30 | 0 | 0.16 |  | 06h30 | 0 | 0.03 |  | 06h30 | 0 | 0.03 |  | 06h30 | 0 | 0.02 |  | 06h30 | 0.1 | 0.37 |  | 06h30 | 0.1 | 0.37 |  | 06h30 | 0.1 | 0.37
07h30 | 0.65 | 2 |  |  | 07h30 | 0.65 | 2 |  |  | 07h30 | 0.65 | 1.99 |  |  | 07h30 | 0.6 | 1.87 |  |  | 07h30 | 0.6 | 1.88 |  |  | 07h30 | 0.6 | 1.86 |  |  | 07h30 | 0.46 | 1.68 |  |  | 07h30 | 0.47 | 1.68 |  |  | 07h30 | 0.46 | 1.67 |  |  | 07h30 | 0.31 | 1.23 |  |  | 07h30 | 0.32 | 1.02 |  |  | 07h30 | 0.32 | 1.02 |  |  | 07h30 | 0.59 | 1.94 |  |  | 07h30 | 0.59 | 1.95 |  |  | 07h30 | 0.59 | 1.94 |  |  | 07h30 | 0.22 | 1.11 |  | 07h30 | 0.22 | 1.11 |  | 07h30 | 0.22 | 1.08 |  | 07h30 | 0.25 | 1.13 |  | 07h30 | 0.25 | 1.14 |  | 07h30 | 0.24 | 1.08 |  | 07h30 | 0.26 | 0.95 |  | 07h30 | 0.26 | 0.95 |  | 07h30 | 0.26 | 0.95 |  | 07h30 | 0.21 | 0.91 |  | 07h30 | 0.21 | 0.91 |  | 07h30 | 0.21 | 0.9 |  | 07h30 | 0.22 | 1.13 |  | 07h30 | 0.23 | 1.13 |  | 07h30 | 0.22 | 1.11
08h30 | 0.71 | 2.3 |  |  | 08h30 | 0.71 | 2.3 |  |  | 08h30 | 0.7 | 2.29 |  |  | 08h30 | 0.66 | 2.15 |  |  | 08h30 | 0.66 | 2.16 |  |  | 08h30 | 0.65 | 2.14 |  |  | 08h30 | 0.54 | 2 |  |  | 08h30 | 0.54 | 2 |  |  | 08h30 | 0.53 | 1.99 |  |  | 08h30 | 0.48 | 1.87 |  |  | 08h30 | 0.37 | 1.41 |  |  | 08h30 | 0.37 | 1.4 |  |  | 08h30 | 0.57 | 2.24 |  |  | 08h30 | 0.57 | 2.24 |  |  | 08h30 | 0.57 | 2.24 |  |  | 08h30 | 0.33 | 1.49 |  | 08h30 | 0.33 | 1.49 |  | 08h30 | 0.33 | 1.46 |  | 08h30 | 0.34 | 1.48 |  | 08h30 | 0.34 | 1.49 |  | 08h30 | 0.34 | 1.44 |  | 08h30 | 0.3 | 1.27 |  | 08h30 | 0.31 | 1.27 |  | 08h30 | 0.3 | 1.26 |  | 08h30 | 0.21 | 1.15 |  | 08h30 | 0.21 | 1.15 |  | 08h30 | 0.21 | 1.14 |  | 08h30 | 0.24 | 1.49 |  | 08h30 | 0.24 | 1.5 |  | 08h30 | 0.24 | 1.48
09h30 | 0.22 | 0.73 |  |  | 09h30 | 0.22 | 0.78 |  |  | 09h30 | 0.66 | 2.08 |  |  | 09h30 | 0.2 | 0.66 |  |  | 09h30 | 0.2 | 0.73 |  |  | 09h30 | 0.63 | 1.95 |  |  | 09h30 | 0.18 | 0.65 |  |  | 09h30 | 0.18 | 0.64 |  |  | 09h30 | 0.56 | 1.87 |  |  | 09h30 | 0.7 | 2.32 |  |  | 09h30 | 0.1 | 0.6 |  |  | 09h30 | 0.43 | 1.69 |  |  | 09h30 | 0.12 | 0.72 |  |  | 09h30 | 0.12 | 0.75 |  |  | 09h30 | 0.41 | 2.04 |  |  | 09h30 | 0.17 | 0.56 |  | 09h30 | 0.17 | 0.56 |  | 09h30 | 0.54 | 1.65 |  | 09h30 | 0.16 | 0.53 |  | 09h30 | 0.16 | 0.53 |  | 09h30 | 0.52 | 1.61 |  | 09h30 | 0.05 | 0.42 |  | 09h30 | 0.05 | 0.42 |  | 09h30 | 0.35 | 1.4 |  | 09h30 | 0 | 0.27 |  | 09h30 | 0 | 0.28 |  | 09h30 | 0.25 | 1.14 |  | 09h30 | 0.07 | 0.56 |  | 09h30 | 0.07 | 0.56 |  | 09h30 | 0.3 | 1.64
10h30 | 0 | 0 |  |  | 10h30 | 0 | 0 |  |  | 10h30 | 0.5 | 1.58 |  |  | 10h30 | 0 | 0 |  |  | 10h30 | 0 | 0 |  |  | 10h30 | 0.49 | 1.47 |  |  | 10h30 | 0 | 0 |  |  | 10h30 | 0 | 0 |  |  | 10h30 | 0.42 | 1.37 |  |  | 10h30 | 0.68 | 2.16 |  |  | 10h30 | 0 | 0 |  |  | 10h30 | 0.34 | 1.23 |  |  | 10h30 | 0 | 0 |  |  | 10h30 | 0 | 0 |  |  | 10h30 | 0.29 | 1.54 |  |  | 10h30 | 0 | 0 |  | 10h30 | 0 | 0 |  | 10h30 | 0.41 | 1.25 |  | 10h30 | 0 | 0 |  | 10h30 | 0 | 0 |  | 10h30 | 0.4 | 1.21 |  | 10h30 | 0 | 0 |  | 10h30 | 0 | 0 |  | 10h30 | 0.3 | 1.06 |  | 10h30 | 0 | 0 |  | 10h30 | 0 | 0 |  | 10h30 | 0.25 | 0.88 |  | 10h30 | 0 | 0 |  | 10h30 | 0 | 0 |  | 10h30 | 0.23 | 1.23
11h30 | 0 | 0 |  |  | 11h30 | 0 | 0 |  |  | 11h30 | 0.28 | 1.01 |  |  | 11h30 | 0 | 0 |  |  | 11h30 | 0 | 0 |  |  | 11h30 | 0.28 | 0.92 |  |  | 11h30 | 0 | 0 |  |  | 11h30 | 0 | 0 |  |  | 11h30 | 0.21 | 0.81 |  |  | 11h30 | 0.56 | 1.85 |  |  | 11h30 | 0 | 0 |  |  | 11h30 | 0.16 | 0.71 |  |  | 11h30 | 0 | 0 |  |  | 11h30 | 0 | 0 |  |  | 11h30 | 0 | 0.97 |  |  | 11h30 | 0 | 0 |  | 11h30 | 0 | 0 |  | 11h30 | 0.22 | 0.77 |  | 11h30 | 0 | 0 |  | 11h30 | 0 | 0 |  | 11h30 | 0.21 | 0.72 |  | 11h30 | 0 | 0 |  | 11h30 | 0 | 0 |  | 11h30 | 0.14 | 0.61 |  | 11h30 | 0 | 0 |  | 11h30 | 0 | 0 |  | 11h30 | 0.1 | 0.48 |  | 11h30 | 0 | 0 |  | 11h30 | 0 | 0 |  | 11h30 | 0 | 0.72
12h30 | 0 | 0 |  |  | 12h30 | 0 | 0 |  |  | 12h30 | 0.22 | 0.88 |  |  | 12h30 | 0 | 0 |  |  | 12h30 | 0 | 0 |  |  | 12h30 | 0.23 | 0.86 |  |  | 12h30 | 0 | 0 |  |  | 12h30 | 0 | 0 |  |  | 12h30 | 0.17 | 0.66 |  |  | 12h30 | 0.46 | 1.56 |  |  | 12h30 | 0 | 0 |  |  | 12h30 | 0.15 | 0.57 |  |  | 12h30 | 0 | 0 |  |  | 12h30 | 0 | 0 |  |  | 12h30 | 0 | 0.84 |  |  | 12h30 | 0 | 0 |  | 12h30 | 0 | 0 |  | 12h30 | 0.18 | 0.58 |  | 12h30 | 0 | 0 |  | 12h30 | 0 | 0 |  | 12h30 | 0.17 | 0.58 |  | 12h30 | 0 | 0 |  | 12h30 | 0 | 0 |  | 12h30 | 0.14 | 0.53 |  | 12h30 | 0 | 0 |  | 12h30 | 0 | 0 |  | 12h30 | 0.1 | 0.48 |  | 12h30 | 0 | 0 |  | 12h30 | 0 | 0 |  | 12h30 | 0 | 0.55
13h30 | 0.14 | 0.52 |  |  | 13h30 | 0 | 0 |  |  | 13h30 | 0.11 | 0.58 |  |  | 13h30 | 0.14 | 0.48 |  |  | 13h30 | 0 | 0 |  |  | 13h30 | 0.13 | 0.56 |  |  | 13h30 | 0.1 | 0.44 |  |  | 13h30 | 0 | 0 |  |  | 13h30 | 0.06 | 0.38 |  |  | 13h30 | 0.39 | 1.39 |  |  | 13h30 | 0 | 0 |  |  | 13h30 | 0.05 | 0.35 |  |  | 13h30 | 0 | 0.5 |  |  | 13h30 | 0 | 0 |  |  | 13h30 | 0 | 0.53 |  |  | 13h30 | 0.1 | 0.41 |  | 13h30 | 0 | 0 |  | 13h30 | 0.08 | 0.39 |  | 13h30 | 0.1 | 0.37 |  | 13h30 | 0 | 0 |  | 13h30 | 0.08 | 0.37 |  | 13h30 | 0.06 | 0.33 |  | 13h30 | 0 | 0 |  | 13h30 | 0.03 | 0.29 |  | 13h30 | 0.02 | 0.25 |  | 13h30 | 0 | 0 |  | 13h30 | 0 | 0.22 |  | 13h30 | 0 | 0.36 |  | 13h30 | 0 | 0 |  | 13h30 | 0 | 0.33
14h30 | 0.16 | 0.68 |  |  | 14h30 | 0 | 0 |  |  | 14h30 | 0.11 | 0.58 |  |  | 14h30 | 0.18 | 0.63 |  |  | 14h30 | 0 | 0 |  |  | 14h30 | 0.13 | 0.56 |  |  | 14h30 | 0.1 | 0.5 |  |  | 14h30 | 0 | 0 |  |  | 14h30 | 0.06 | 0.38 |  |  | 14h30 | 0.35 | 1.27 |  |  | 14h30 | 0 | 0 |  |  | 14h30 | 0.05 | 0.35 |  |  | 14h30 | 0 | 0.6 |  |  | 14h30 | 0 | 0 |  |  | 14h30 | 0 | 0.53 |  |  | 14h30 | 0.12 | 0.52 |  | 14h30 | 0 | 0 |  | 14h30 | 0.08 | 0.39 |  | 14h30 | 0.11 | 0.46 |  | 14h30 | 0 | 0 |  | 14h30 | 0.08 | 0.37 |  | 14h30 | 0.06 | 0.36 |  | 14h30 | 0 | 0 |  | 14h30 | 0.03 | 0.29 |  | 14h30 | 0.02 | 0.25 |  | 14h30 | 0 | 0 |  | 14h30 | 0 | 0.22 |  | 14h30 | 0 | 0.39 |  | 14h30 | 0 | 0 |  | 14h30 | 0 | 0.33
15h30 | 0.14 | 0.67 |  |  | 15h30 | 0 | 0 |  |  | 15h30 | 0.04 | 0.38 |  |  | 15h30 | 0.18 | 0.68 |  |  | 15h30 | 0 | 0 |  |  | 15h30 | 0.07 | 0.39 |  |  | 15h30 | 0.08 | 0.44 |  |  | 15h30 | 0 | 0 |  |  | 15h30 | 0.01 | 0.18 |  |  | 15h30 | 0.31 | 1.2 |  |  | 15h30 | 0 | 0 |  |  | 15h30 | 0.01 | 0.19 |  |  | 15h30 | 0 | 0.55 |  |  | 15h30 | 0 | 0 |  |  | 15h30 | 0 | 0.33 |  |  | 15h30 | 0.11 | 0.54 |  | 15h30 | 0 | 0 |  | 15h30 | 0.02 | 0.26 |  | 15h30 | 0.11 | 0.49 |  | 15h30 | 0 | 0 |  | 15h30 | 0.02 | 0.23 |  | 15h30 | 0.04 | 0.34 |  | 15h30 | 0 | 0 |  | 15h30 | 0 | 0.12 |  | 15h30 | 0.01 | 0.23 |  | 15h30 | 0 | 0 |  | 15h30 | 0 | 0.06 |  | 15h30 | 0 | 0.37 |  | 15h30 | 0 | 0 |  | 15h30 | 0 | 0.16
16h30 | 0.13 | 0.63 |  |  | 16h30 | 0 | 0 |  |  | 16h30 | 0.04 | 0.38 |  |  | 16h30 | 0.16 | 0.68 |  |  | 16h30 | 0 | 0 |  |  | 16h30 | 0.07 | 0.4 |  |  | 16h30 | 0.08 | 0.43 |  |  | 16h30 | 0 | 0 |  |  | 16h30 | 0.01 | 0.18 |  |  | 16h30 | 0.32 | 1.25 |  |  | 16h30 | 0 | 0 |  |  | 16h30 | 0.01 | 0.19 |  |  | 16h30 | 0 | 0.53 |  |  | 16h30 | 0 | 0 |  |  | 16h30 | 0 | 0.33 |  |  | 16h30 | 0.09 | 0.53 |  | 16h30 | 0 | 0 |  | 16h30 | 0.02 | 0.27 |  | 16h30 | 0.1 | 0.51 |  | 16h30 | 0 | 0 |  | 16h30 | 0.02 | 0.26 |  | 16h30 | 0.04 | 0.36 |  | 16h30 | 0 | 0 |  | 16h30 | 0 | 0.13 |  | 16h30 | 0.01 | 0.27 |  | 16h30 | 0 | 0 |  | 16h30 | 0 | 0.07 |  | 16h30 | 0 | 0.38 |  | 16h30 | 0 | 0 |  | 16h30 | 0 | 0.16
17h30 | 0.14 | 0.69 |  |  | 17h30 | 0 | 0 |  |  | 17h30 | 0.09 | 0.5 |  |  | 17h30 | 0.17 | 0.77 |  |  | 17h30 | 0 | 0 |  |  | 17h30 | 0.11 | 0.57 |  |  | 17h30 | 0.1 | 0.48 |  |  | 17h30 | 0 | 0 |  |  | 17h30 | 0.03 | 0.31 |  |  | 17h30 | 0.35 | 1.34 |  |  | 17h30 | 0 | 0 |  |  | 17h30 | 0.02 | 0.3 |  |  | 17h30 | 0 | 0.6 |  |  | 17h30 | 0 | 0 |  |  | 17h30 | 0 | 0.43 |  |  | 17h30 | 0.1 | 0.57 |  | 17h30 | 0 | 0 |  | 17h30 | 0.04 | 0.37 |  | 17h30 | 0.1 | 0.57 |  | 17h30 | 0 | 0 |  | 17h30 | 0.05 | 0.37 |  | 17h30 | 0.05 | 0.41 |  | 17h30 | 0 | 0 |  | 17h30 | 0 | 0.24 |  | 17h30 | 0.02 | 0.33 |  | 17h30 | 0 | 0 |  | 17h30 | 0 | 0.18 |  | 17h30 | 0 | 0.44 |  | 17h30 | 0 | 0 |  | 17h30 | 0 | 0.26
18h30 | 0.21 | 0.78 |  |  | 18h30 | 0.19 | 0.69 |  |  | 18h30 | 0.16 | 0.65 |  |  | 18h30 | 0.24 | 0.91 |  |  | 18h30 | 0.21 | 0.79 |  |  | 18h30 | 0.19 | 0.76 |  |  | 18h30 | 0.15 | 0.56 |  |  | 18h30 | 0.16 | 0.55 |  |  | 18h30 | 0.09 | 0.43 |  |  | 18h30 | 0.43 | 1.55 |  |  | 18h30 | 0.14 | 0.51 |  |  | 18h30 | 0.08 | 0.4 |  |  | 18h30 | 0.07 | 0.71 |  |  | 18h30 | 0.09 | 0.62 |  |  | 18h30 | 0.04 | 0.59 |  |  | 18h30 | 0.15 | 0.64 |  | 18h30 | 0.15 | 0.58 |  | 18h30 | 0.09 | 0.49 |  | 18h30 | 0.16 | 0.66 |  | 18h30 | 0.16 | 0.59 |  | 18h30 | 0.1 | 0.51 |  | 18h30 | 0.09 | 0.48 |  | 18h30 | 0.1 | 0.46 |  | 18h30 | 0.04 | 0.34 |  | 18h30 | 0.07 | 0.4 |  | 18h30 | 0.07 | 0.39 |  | 18h30 | 0.02 | 0.29 |  | 18h30 | 0 | 0.53 |  | 18h30 | 0 | 0.48 |  | 18h30 | 0 | 0.39
19h30 | 0.09 | 0.65 |  |  | 19h30 | 0.19 | 0.9 |  |  | 19h30 | 0.07 | 0.55 |  |  | 19h30 | 0.13 | 0.82 |  |  | 19h30 | 0.22 | 1.1 |  |  | 19h30 | 0.08 | 0.72 |  |  | 19h30 | 0.05 | 0.4 |  |  | 19h30 | 0.16 | 0.62 |  |  | 19h30 | 0.06 | 0.3 |  |  | 19h30 | 0.32 | 1.5 |  |  | 19h30 | 0.14 | 0.54 |  |  | 19h30 | 0.05 | 0.24 |  |  | 19h30 | 0.07 | 0.58 |  |  | 19h30 | 0.09 | 0.78 |  |  | 19h30 | 0.04 | 0.49 |  |  | 19h30 | 0.05 | 0.48 |  | 19h30 | 0.15 | 0.71 |  | 19h30 | 0.05 | 0.36 |  | 19h30 | 0.06 | 0.52 |  | 19h30 | 0.16 | 0.74 |  | 19h30 | 0.06 | 0.4 |  | 19h30 | 0.04 | 0.31 |  | 19h30 | 0.1 | 0.49 |  | 19h30 | 0.04 | 0.19 |  | 19h30 | 0.04 | 0.22 |  | 19h30 | 0.07 | 0.39 |  | 19h30 | 0.02 | 0.13 |  | 19h30 | 0 | 0.39 |  | 19h30 | 0 | 0.54 |  | 19h30 | 0 | 0.28
20h30 | 0.02 | 0.58 |  |  | 20h30 | 0.08 | 0.86 |  |  | 20h30 | 0 | 0.51 |  |  | 20h30 | 0.04 | 0.79 |  |  | 20h30 | 0.12 | 1.12 |  |  | 20h30 | 0.01 | 0.72 |  |  | 20h30 | 0 | 0.31 |  |  | 20h30 | 0 | 0.51 |  |  | 20h30 | 0 | 0.23 |  |  | 20h30 | 0.18 | 1.37 |  |  | 20h30 | 0 | 0.38 |  |  | 20h30 | 0 | 0.14 |  |  | 20h30 | 0 | 0.53 |  |  | 20h30 | 0 | 0.74 |  |  | 20h30 | 0 | 0.46 |  |  | 20h30 | 0 | 0.37 |  | 20h30 | 0 | 0.64 |  | 20h30 | 0 | 0.28 |  | 20h30 | 0 | 0.44 |  | 20h30 | 0 | 0.7 |  | 20h30 | 0 | 0.34 |  | 20h30 | 0 | 0.19 |  | 20h30 | 0 | 0.37 |  | 20h30 | 0 | 0.09 |  | 20h30 | 0 | 0.12 |  | 20h30 | 0 | 0.23 |  | 20h30 | 0 | 0.01 |  | 20h30 | 0 | 0.3 |  | 20h30 | 0 | 0.47 |  | 20h30 | 0 | 0.21
21h30 | 0.04 | 0.76 |  |  | 21h30 | 0.08 | 0.92 |  |  | 21h30 | 0.02 | 0.71 |  |  | 21h30 | 0.06 | 0.99 |  |  | 21h30 | 0.11 | 1.16 |  |  | 21h30 | 0.04 | 0.94 |  |  | 21h30 | 0 | 0.47 |  |  | 21h30 | 0 | 0.6 |  |  | 21h30 | 0 | 0.41 |  |  | 21h30 | 0.19 | 1.46 |  |  | 21h30 | 0 | 0.44 |  |  | 21h30 | 0 | 0.26 |  |  | 21h30 | 0.01 | 0.71 |  |  | 21h30 | 0.02 | 0.84 |  |  | 21h30 | 0 | 0.67 |  |  | 21h30 | 0 | 0.5 |  | 21h30 | 0 | 0.67 |  | 21h30 | 0 | 0.42 |  | 21h30 | 0 | 0.58 |  | 21h30 | 0 | 0.75 |  | 21h30 | 0 | 0.51 |  | 21h30 | 0 | 0.3 |  | 21h30 | 0 | 0.43 |  | 21h30 | 0 | 0.22 |  | 21h30 | 0 | 0.21 |  | 21h30 | 0 | 0.29 |  | 21h30 | 0 | 0.13 |  | 21h30 | 0 | 0.44 |  | 21h30 | 0 | 0.56 |  | 21h30 | 0 | 0.37
22h30 | 0.04 | 0.9 |  |  | 22h30 | 0.09 | 0.99 |  |  | 22h30 | 0.03 | 0.86 |  |  | 22h30 | 0.07 | 1.12 |  |  | 22h30 | 0.12 | 1.22 |  |  | 22h30 | 0.05 | 1.08 |  |  | 22h30 | 0 | 0.59 |  |  | 22h30 | 0 | 0.67 |  |  | 22h30 | 0 | 0.55 |  |  | 22h30 | 0.19 | 1.5 |  |  | 22h30 | 0 | 0.49 |  |  | 22h30 | 0 | 0.35 |  |  | 22h30 | 0.01 | 0.86 |  |  | 22h30 | 0.02 | 0.93 |  |  | 22h30 | 0 | 0.82 |  |  | 22h30 | 0 | 0.57 |  | 22h30 | 0 | 0.69 |  | 22h30 | 0 | 0.52 |  | 22h30 | 0 | 0.67 |  | 22h30 | 0 | 0.78 |  | 22h30 | 0 | 0.61 |  | 22h30 | 0 | 0.38 |  | 22h30 | 0 | 0.47 |  | 22h30 | 0 | 0.31 |  | 22h30 | 0 | 0.27 |  | 22h30 | 0 | 0.33 |  | 22h30 | 0 | 0.21 |  | 22h30 | 0 | 0.53 |  | 22h30 | 0 | 0.61 |  | 22h30 | 0 | 0.48
23h30 | 0.08 | 1.04 |  |  | 23h30 | 0.11 | 1.1 |  |  | 23h30 | 0.07 | 1.01 |  |  | 23h30 | 0.1 | 1.23 |  |  | 23h30 | 0.13 | 1.29 |  |  | 23h30 | 0.09 | 1.2 |  |  | 23h30 | 0 | 0.71 |  |  | 23h30 | 0 | 0.77 |  |  | 23h30 | 0 | 0.68 |  |  | 23h30 | 0.19 | 1.54 |  |  | 23h30 | 0 | 0.55 |  |  | 23h30 | 0 | 0.45 |  |  | 23h30 | 0.06 | 1 |  |  | 23h30 | 0.07 | 1.05 |  |  | 23h30 | 0.03 | 0.98 |  |  | 23h30 | 0 | 0.65 |  | 23h30 | 0 | 0.73 |  | 23h30 | 0 | 0.6 |  | 23h30 | 0 | 0.75 |  | 23h30 | 0 | 0.83 |  | 23h30 | 0 | 0.7 |  | 23h30 | 0 | 0.44 |  | 23h30 | 0 | 0.51 |  | 23h30 | 0 | 0.39 |  | 23h30 | 0 | 0.32 |  | 23h30 | 0 | 0.38 |  | 23h30 | 0 | 0.28 |  | 23h30 | 0 | 0.62 |  | 23h30 | 0 | 0.68 |  | 23h30 | 0 | 0.58
1984-1998 base_summer | [74 empty] | 1998-2002 Best_case_summer_data
detached | [14 empty] | terrace | [14 empty] | ftg | [14 empty] | mf | [14 empty] | s-detached | [14 empty] | detached | [11 empty] | terrace | [11 empty] | ftg | [11 empty] | mf | [11 empty] | s-detached
00h30 | 0 | 0.06 | 0 | 0.28571 | 00h30 | 0 | 0.06 | 0 | 0.20286 | 00h30 | 0 | 0.05 | 0 | 0.34571 | 00h30 | 0 | 0.16 | 0 | 0.32143 | 00h30 | 0 | 0.16 | 0 | 0.24429 | 00h30 | 0 | 0.15 | 0 | 0.37429 | 00h30 | 0 | 0 | 0 | 0.16143 | 00h30 | 0 | 0 | 0 | 0.11714 | 00h30 | 0 | 0 | 0 | 0.18429 | 00h30 | 0 | 0 | 0 | 0.087143 | 00h30 | 0 | 0 | 0 | 0.072857 | 00h30 | 0 | 0 | 0 | 0.094286 | 00h30 | 0 | 0.09 | 0.0014286 | 0.29286 | 00h30 | 0.14 | 1.2 | 0.29714 | 1.7086 | 00h30 | 0 | 0.07 | 0 | 0.34714 | 00h30 | 0 | 0 | 0.10571 | 00h30 | 0 | 0 | 0.077143 | 00h30 | 0 | 0 | 0.11714 | 00h30 | 0 | 0 | 0.11143 | 00h30 | 0 | 0 | 0.092857 | 00h30 | 0 | 0 | 0.12429 | 00h30 | 0 | 0 | 0.041429 | 00h30 | 0 | 0 | 0.042857 | 00h30 | 0 | 0 | 0.041429 | 00h30 | 0 | 0 | 0.012857 | 00h30 | 0 | 0 | 0.021429 | 00h30 | 0 | 0 | 0.01 | 00h30 | 0 | 0 | 0.11571 | 00h30 | 0 | 0 | 0.091429 | 00h30 | 0 | 0 | 0.12857
01h30 | 0 | 0 | 0 | 0.0057143 | 01h30 | 0 | 0 | 0 | 0 | 01h30 | 0 | 0 | 0 | 0.01 | 01h30 | 0 | 0 | 0 | 0.0028571 | 01h30 | 0 | 0 | 0 | 0 | 01h30 | 0 | 0 | 0 | 0.0057143 | 01h30 | 0 | 0 | 0 | 0 | 01h30 | 0 | 0 | 0 | 0 | 01h30 | 0 | 0 | 0 | 0 | 01h30 | 0 | 0 | 0 | 0 | 01h30 | 0 | 0 | 0 | 0 | 01h30 | 0 | 0 | 0 | 0 | 01h30 | 0 | 0 | 0 | 0.0042857 | 01h30 | 0.06 | 0.44 | 0.16571 | 0.82714 | 01h30 | 0 | 0 | 0 | 0.0071429 | 01h30 | 0 | 0 | 0 | 01h30 | 0 | 0 | 0 | 01h30 | 0 | 0 | 0 | 01h30 | 0 | 0 | 0 | 01h30 | 0 | 0 | 0 | 01h30 | 0 | 0 | 0 | 01h30 | 0 | 0 | 0 | 01h30 | 0 | 0 | 0 | 01h30 | 0 | 0 | 0 | 01h30 | 0 | 0 | 0 | 01h30 | 0 | 0 | 0 | 01h30 | 0 | 0 | 0 | 01h30 | 0 | 0 | 0 | 01h30 | 0 | 0 | 0 | 01h30 | 0 | 0 | 0
02h30 | 0 | 0 | 0 | 0.014286 | 02h30 | 0 | 0 | 0 | 0.0042857 | 02h30 | 0 | 0 | 0 | 0.012857 | 02h30 | 0 | 0 | 0 | 0.0085714 | 02h30 | 0 | 0 | 0 | 0.0014286 | 02h30 | 0 | 0 | 0 | 0.0085714 | 02h30 | 0 | 0 | 0 | 0 | 02h30 | 0 | 0 | 0 | 0 | 02h30 | 0 | 0 | 0 | 0 | 02h30 | 0 | 0 | 0 | 0 | 02h30 | 0 | 0 | 0 | 0 | 02h30 | 0 | 0 | 0 | 0 | 02h30 | 0 | 0 | 0 | 0.011429 | 02h30 | 0.06 | 0.44 | 0.17714 | 0.82714 | 02h30 | 0 | 0 | 0 | 0.011429 | 02h30 | 0 | 0 | 0 | 02h30 | 0 | 0 | 0 | 02h30 | 0 | 0 | 0 | 02h30 | 0 | 0 | 0 | 02h30 | 0 | 0 | 0 | 02h30 | 0 | 0 | 0 | 02h30 | 0 | 0 | 0 | 02h30 | 0 | 0 | 0 | 02h30 | 0 | 0 | 0 | 02h30 | 0 | 0 | 0 | 02h30 | 0 | 0 | 0 | 02h30 | 0 | 0 | 0 | 02h30 | 0 | 0 | 0 | 02h30 | 0 | 0 | 0 | 02h30 | 0 | 0 | 0
03h30 | 0 | 0 | 0.0057143 | 0.055714 | 03h30 | 0 | 0 | 0.0014286 | 0.028571 | 03h30 | 0 | 0 | 0.0057143 | 0.055714 | 03h30 | 0 | 0 | 0.0042857 | 0.054286 | 03h30 | 0 | 0 | 0 | 0.028571 | 03h30 | 0 | 0 | 0.0042857 | 0.054286 | 03h30 | 0 | 0 | 0 | 0.0042857 | 03h30 | 0 | 0 | 0 | 0 | 03h30 | 0 | 0 | 0 | 0.0042857 | 03h30 | 0 | 0 | 0 | 0 | 03h30 | 0 | 0 | 0 | 0 | 03h30 | 0 | 0 | 0 | 0 | 03h30 | 0 | 0 | 0.0042857 | 0.052857 | 03h30 | 0.11 | 0.53 | 0.25 | 0.95714 | 03h30 | 0 | 0 | 0.0042857 | 0.054286 | 03h30 | 0 | 0 | 0 | 03h30 | 0 | 0 | 0 | 03h30 | 0 | 0 | 0 | 03h30 | 0 | 0 | 0 | 03h30 | 0 | 0 | 0 | 03h30 | 0 | 0 | 0 | 03h30 | 0 | 0 | 0 | 03h30 | 0 | 0 | 0 | 03h30 | 0 | 0 | 0 | 03h30 | 0 | 0 | 0 | 03h30 | 0 | 0 | 0 | 03h30 | 0 | 0 | 0 | 03h30 | 0 | 0 | 0 | 03h30 | 0 | 0 | 0 | 03h30 | 0 | 0 | 0
04h30 | 0 | 0 | 0.027143 | 0.11571 | 04h30 | 0 | 0 | 0.012857 | 0.067143 | 04h30 | 0 | 0 | 0.025714 | 0.11143 | 04h30 | 0 | 0 | 0.022857 | 0.11571 | 04h30 | 0 | 0 | 0.011429 | 0.071429 | 04h30 | 0 | 0 | 0.022857 | 0.11 | 04h30 | 0 | 0 | 0 | 0.04 | 04h30 | 0 | 0 | 0 | 0.015714 | 04h30 | 0 | 0 | 0 | 0.035714 | 04h30 | 0 | 0 | 0 | 0 | 04h30 | 0 | 0 | 0 | 0 | 04h30 | 0 | 0 | 0 | 0 | 04h30 | 0 | 0 | 0.025714 | 0.11429 | 04h30 | 0.18 | 0.6 | 0.31571 | 1.0529 | 04h30 | 0 | 0 | 0.022857 | 0.11 | 04h30 | 0 | 0 | 0 | 04h30 | 0 | 0 | 0 | 04h30 | 0 | 0 | 0 | 04h30 | 0 | 0 | 0 | 04h30 | 0 | 0 | 0 | 04h30 | 0 | 0 | 0 | 04h30 | 0 | 0 | 0 | 04h30 | 0 | 0 | 0 | 04h30 | 0 | 0 | 0 | 04h30 | 0 | 0 | 0 | 04h30 | 0 | 0 | 0 | 04h30 | 0 | 0 | 0 | 04h30 | 0 | 0 | 0 | 04h30 | 0 | 0 | 0 | 04h30 | 0 | 0 | 0
05h30 | 0 | 0 | 0.045714 | 0.14429 | 05h30 | 0 | 0 | 0.025714 | 0.091429 | 05h30 | 0 | 0 | 0.044286 | 0.14 | 05h30 | 0 | 0 | 0.041429 | 0.13571 | 05h30 | 0 | 0 | 0.022857 | 0.085714 | 05h30 | 0 | 0 | 0.04 | 0.13 | 05h30 | 0 | 0 | 0.0042857 | 0.061429 | 05h30 | 0 | 0 | 0 | 0.028571 | 05h30 | 0 | 0 | 0.0042857 | 0.057143 | 05h30 | 0 | 0 | 0 | 0 | 05h30 | 0 | 0 | 0 | 0 | 05h30 | 0 | 0 | 0 | 0 | 05h30 | 0 | 0 | 0.04 | 0.14 | 05h30 | 0.25 | 0.77 | 0.37571 | 1.18 | 05h30 | 0 | 0 | 0.04 | 0.13429 | 05h30 | 0 | 0 | 0 | 05h30 | 0 | 0 | 0 | 05h30 | 0 | 0 | 0 | 05h30 | 0 | 0 | 0 | 05h30 | 0 | 0 | 0 | 05h30 | 0 | 0 | 0 | 05h30 | 0 | 0 | 0 | 05h30 | 0 | 0 | 0 | 05h30 | 0 | 0 | 0 | 05h30 | 0 | 0 | 0 | 05h30 | 0 | 0 | 0 | 05h30 | 0 | 0 | 0 | 05h30 | 0 | 0 | 0 | 05h30 | 0 | 0 | 0 | 05h30 | 0 | 0 | 0
06h30 | 0 | 0 | 0.05 | 0.13571 | 06h30 | 0 | 0 | 0.031429 | 0.088571 | 06h30 | 0 | 0 | 0.048571 | 0.13286 | 06h30 | 0 | 0 | 0.04 | 0.11143 | 06h30 | 0 | 0 | 0.022857 | 0.072857 | 06h30 | 0 | 0 | 0.04 | 0.10714 | 06h30 | 0 | 0 | 0.0071429 | 0.055714 | 06h30 | 0 | 0 | 0 | 0.027143 | 06h30 | 0 | 0 | 0.0057143 | 0.051429 | 06h30 | 0 | 0 | 0 | 0 | 06h30 | 0 | 0 | 0 | 0 | 06h30 | 0 | 0 | 0 | 0 | 06h30 | 0 | 0 | 0.04 | 0.12429 | 06h30 | 0.29 | 0.89 | 0.42143 | 1.2943 | 06h30 | 0 | 0 | 0.04 | 0.12 | 06h30 | 0 | 0 | 0 | 06h30 | 0 | 0 | 0 | 06h30 | 0 | 0 | 0 | 06h30 | 0 | 0 | 0 | 06h30 | 0 | 0 | 0 | 06h30 | 0 | 0 | 0 | 06h30 | 0 | 0 | 0 | 06h30 | 0 | 0 | 0 | 06h30 | 0 | 0 | 0 | 06h30 | 0 | 0 | 0 | 06h30 | 0 | 0 | 0 | 06h30 | 0 | 0 | 0 | 06h30 | 0 | 0 | 0 | 06h30 | 0 | 0 | 0 | 06h30 | 0 | 0 | 0
07h30 | 0.12 | 0.36 | 0.17143 | 0.64 | 07h30 | 0.12 | 0.35 | 0.12571 | 0.49571 | 07h30 | 0.12 | 0.38 | 0.21143 | 0.77714 | 07h30 | 0.11 | 0.45 | 0.15714 | 0.58286 | 07h30 | 0.11 | 0.45 | 0.11429 | 0.45857 | 07h30 | 0.11 | 0.44 | 0.19571 | 0.70571 | 07h30 | 0.06 | 0.38 | 0.11571 | 0.53714 | 07h30 | 0.06 | 0.38 | 0.084286 | 0.42571 | 07h30 | 0.06 | 0.38 | 0.14 | 0.65429 | 07h30 | 0 | 0.21 | 0.062857 | 0.37571 | 07h30 | 0 | 0.21 | 0.04 | 0.27857 | 07h30 | 0 | 0.21 | 0.078571 | 0.47 | 07h30 | 0.11 | 0.39 | 0.16 | 0.61857 | 07h30 | 0.61 | 1.96 | 0.76857 | 2.4486 | 07h30 | 0.11 | 0.35 | 0.19714 | 0.74429 | 07h30 | 0 | 0.18 | 0.36429 | 07h30 | 0 | 0.18 | 0.26 | 07h30 | 0 | 0.18 | 0.46429 | 07h30 | 0 | 0.19 | 0.35714 | 07h30 | 0 | 0.19 | 0.25429 | 07h30 | 0 | 0.19 | 0.46 | 07h30 | 0 | 0.01 | 0.24429 | 07h30 | 0 | 0.01 | 0.16571 | 07h30 | 0 | 0.01 | 0.31143 | 07h30 | 0 | 0 | 0.16857 | 07h30 | 0 | 0 | 0.11 | 07h30 | 0 | 0 | 0.21143 | 07h30 | 0 | 0.2 | 0.37286 | 07h30 | 0 | 0.2 | 0.26429 | 07h30 | 0 | 0.19 | 0.47143
08h30 | 0.15 | 0.61 | 0.25143 | 1.0029 | 08h30 | 0.15 | 0.6 | 0.23857 | 0.95143 | 08h30 | 0.15 | 0.62 | 0.27571 | 1.0857 | 08h30 | 0.13 | 0.61 | 0.22286 | 0.89571 | 08h30 | 0.13 | 0.61 | 0.21143 | 0.85571 | 08h30 | 0.12 | 0.6 | 0.24 | 0.96429 | 08h30 | 0.06 | 0.43 | 0.15857 | 0.81286 | 08h30 | 0.06 | 0.43 | 0.14571 | 0.77286 | 08h30 | 0.06 | 0.42 | 0.17 | 0.87857 | 08h30 | 0 | 0.21 | 0.068571 | 0.51571 | 08h30 | 0 | 0.21 | 0.051429 | 0.46429 | 08h30 | 0 | 0.21 | 0.078571 | 0.57571 | 08h30 | 0.12 | 0.61 | 0.22286 | 0.96571 | 08h30 | 0.77 | 2.52 | 0.94 | 3.0671 | 08h30 | 0.12 | 0.57 | 0.24286 | 1.0371 | 08h30 | 0 | 0.18 | 0.51571 | 08h30 | 0 | 0.18 | 0.46286 | 08h30 | 0 | 0.18 | 0.57 | 08h30 | 0 | 0.19 | 0.5 | 08h30 | 0 | 0.19 | 0.44429 | 08h30 | 0 | 0.19 | 0.55857 | 08h30 | 0 | 0.01 | 0.31 | 08h30 | 0 | 0.01 | 0.26857 | 08h30 | 0 | 0.01 | 0.35143 | 08h30 | 0 | 0 | 0.19 | 08h30 | 0 | 0 | 0.15143 | 08h30 | 0 | 0 | 0.21286 | 08h30 | 0 | 0.2 | 0.53 | 08h30 | 0 | 0.2 | 0.47429 | 08h30 | 0 | 0.19 | 0.58286
09h30 | 0.03 | 0.25 | 0.19857 | 0.67714 | 09h30 | 0.03 | 0.25 | 0.21429 | 0.70857 | 09h30 | 0.29 | 0.99 | 0.39571 | 1.28 | 09h30 | 0.02 | 0.16 | 0.17143 | 0.6 | 09h30 | 0.02 | 0.16 | 0.18571 | 0.62857 | 09h30 | 0.25 | 0.85 | 0.35143 | 1.16 | 09h30 | 0 | 0.05 | 0.12429 | 0.53857 | 09h30 | 0 | 0.05 | 0.13286 | 0.56 | 09h30 | 0.12 | 0.58 | 0.26 | 1.0371 | 09h30 | 0 | 0 | 0.061429 | 0.33429 | 09h30 | 0 | 0 | 0.062857 | 0.33857 | 09h30 | 0 | 0.26 | 0.11714 | 0.69714 | 09h30 | 0.01 | 0.22 | 0.16857 | 0.65286 | 09h30 | 0.79 | 2.65 | 0.98857 | 3.2 | 09h30 | 0.25 | 0.96 | 0.35143 | 1.2429 | 09h30 | 0 | 0 | 0.39429 | 09h30 | 0 | 0 | 0.40714 | 09h30 | 0.05 | 0.29 | 0.86143 | 09h30 | 0 | 0 | 0.38714 | 09h30 | 0 | 0 | 0.39286 | 09h30 | 0.05 | 0.29 | 0.81429 | 09h30 | 0 | 0 | 0.25857 | 09h30 | 0 | 0 | 0.26143 | 09h30 | 0 | 0.03 | 0.51571 | 09h30 | 0 | 0 | 0.15143 | 09h30 | 0 | 0 | 0.15429 | 09h30 | 0 | 0 | 0.3 | 09h30 | 0 | 0 | 0.40714 | 09h30 | 0 | 0 | 0.41429 | 09h30 | 0.04 | 0.31 | 0.86143
10h30 | 0 | 0 | 0.13429 | 0.40429 | 10h30 | 0 | 0 | 0.15 | 0.45571 | 10h30 | 0.27 | 0.81 | 0.34286 | 1.0586 | 10h30 | 0 | 0 | 0.12714 | 0.38571 | 10h30 | 0 | 0 | 0.14286 | 0.42857 | 10h30 | 0.24 | 0.71 | 0.32 | 0.98143 | 10h30 | 0 | 0 | 0.11286 | 0.36571 | 10h30 | 0 | 0 | 0.12 | 0.40714 | 10h30 | 0.13 | 0.54 | 0.25429 | 0.88143 | 10h30 | 0 | 0 | 0.072857 | 0.29143 | 10h30 | 0 | 0 | 0.078571 | 0.31286 | 10h30 | 0.02 | 0.3 | 0.14143 | 0.67143 | 10h30 | 0 | 0 | 0.12571 | 0.39857 | 10h30 | 0.66 | 2.42 | 0.87 | 2.9771 | 10h30 | 0.24 | 0.78 | 0.32 | 1.0329 | 10h30 | 0 | 0 | 0.35714 | 10h30 | 0 | 0 | 0.37857 | 10h30 | 0.06 | 0.31 | 0.86 | 10h30 | 0 | 0 | 0.35857 | 10h30 | 0 | 0 | 0.37571 | 10h30 | 0.06 | 0.29 | 0.81429 | 10h30 | 0 | 0 | 0.27286 | 10h30 | 0 | 0 | 0.28429 | 10h30 | 0 | 0.09 | 0.57429 | 10h30 | 0 | 0 | 0.18857 | 10h30 | 0 | 0 | 0.19857 | 10h30 | 0 | 0 | 0.36857 | 10h30 | 0 | 0 | 0.36571 | 10h30 | 0 | 0 | 0.38571 | 10h30 | 0.05 | 0.32 | 0.85
11h30 | 0 | 0 | 0.084286 | 0.28286 | 11h30 | 0 | 0 | 0.091429 | 0.30571 | 11h30 | 0.14 | 0.49 | 0.20143 | 0.72857 | 11h30 | 0 | 0 | 0.08 | 0.26714 | 11h30 | 0 | 0 | 0.087143 | 0.28714 | 11h30 | 0.12 | 0.41 | 0.19 | 0.67286 | 11h30 | 0 | 0 | 0.067143 | 0.24571 | 11h30 | 0 | 0 | 0.072857 | 0.26571 | 11h30 | 0.05 | 0.29 | 0.14571 | 0.57857 | 11h30 | 0 | 0 | 0.042857 | 0.19714 | 11h30 | 0 | 0 | 0.047143 | 0.21 | 11h30 | 0.02 | 0.13 | 0.09 | 0.44 | 11h30 | 0 | 0 | 0.074286 | 0.28 | 11h30 | 0.44 | 2.02 | 0.65571 | 2.6186 | 11h30 | 0.1 | 0.47 | 0.16571 | 0.71714 | 11h30 | 0 | 0 | 0.23714 | 11h30 | 0 | 0 | 0.25286 | 11h30 | 0.02 | 0.14 | 0.55429 | 11h30 | 0 | 0 | 0.23286 | 11h30 | 0 | 0 | 0.24429 | 11h30 | 0.01 | 0.11 | 0.50571 | 11h30 | 0 | 0 | 0.17429 | 11h30 | 0 | 0 | 0.18429 | 11h30 | 0 | 0.06 | 0.37143 | 11h30 | 0 | 0 | 0.11714 | 11h30 | 0 | 0 | 0.12571 | 11h30 | 0 | 0 | 0.25857 | 11h30 | 0 | 0 | 0.23714 | 11h30 | 0 | 0 | 0.24714 | 11h30 | 0.01 | 0.13 | 0.52857
12h30 | 0 | 0 | 0.067143 | 0.24 | 12h30 | 0 | 0 | 0.058571 | 0.22 | 12h30 | 0.13 | 0.44 | 0.18 | 0.66571 | 12h30 | 0 | 0 | 0.062857 | 0.22429 | 12h30 | 0 | 0 | 0.055714 | 0.20857 | 12h30 | 0.12 | 0.39 | 0.17 | 0.61714 | 12h30 | 0 | 0 | 0.051429 | 0.20286 | 12h30 | 0 | 0 | 0.042857 | 0.18286 | 12h30 | 0.04 | 0.29 | 0.12714 | 0.52714 | 12h30 | 0 | 0 | 0.032857 | 0.16571 | 12h30 | 0 | 0 | 0.027143 | 0.14571 | 12h30 | 0 | 0.1 | 0.071429 | 0.39714 | 12h30 | 0 | 0 | 0.057143 | 0.23714 | 12h30 | 0.3 | 1.67 | 0.57571 | 2.3443 | 12h30 | 0.1 | 0.42 | 0.14571 | 0.65429 | 12h30 | 0 | 0 | 0.19714 | 12h30 | 0 | 0 | 0.17286 | 12h30 | 0 | 0.12 | 0.49286 | 12h30 | 0 | 0 | 0.19 | 12h30 | 0 | 0 | 0.16571 | 12h30 | 0 | 0.11 | 0.45286 | 12h30 | 0 | 0 | 0.14286 | 12h30 | 0 | 0 | 0.12286 | 12h30 | 0 | 0 | 0.31857 | 12h30 | 0 | 0 | 0.092857 | 12h30 | 0 | 0 | 0.08 | 12h30 | 0 | 0 | 0.22429 | 12h30 | 0 | 0 | 0.19286 | 12h30 | 0 | 0 | 0.16857 | 12h30 | 0 | 0.12 | 0.47286
13h30 | 0.04 | 0.19 | 0.094286 | 0.41 | 13h30 | 0 | 0 | 0.042857 | 0.17857 | 13h30 | 0.03 | 0.22 | 0.10571 | 0.45714 | 13h30 | 0.03 | 0.16 | 0.097143 | 0.39571 | 13h30 | 0 | 0 | 0.04 | 0.17 | 13h30 | 0.02 | 0.18 | 0.10286 | 0.43 | 13h30 | 0 | 0.08 | 0.068571 | 0.32571 | 13h30 | 0 | 0 | 0.027143 | 0.14429 | 13h30 | 0 | 0.09 | 0.068571 | 0.33571 | 13h30 | 0 | 0 | 0.051429 | 0.25714 | 13h30 | 0 | 0 | 0.017143 | 0.11571 | 13h30 | 0 | 0 | 0.048571 | 0.25571 | 13h30 | 0 | 0.18 | 0.08 | 0.40571 | 13h30 | 0.13 | 1.42 | 0.48714 | 2.1471 | 13h30 | 0 | 0.2 | 0.09 | 0.45143 | 13h30 | 0 | 0 | 0.29571 | 13h30 | 0 | 0 | 0.12857 | 13h30 | 0 | 0 | 0.31857 | 13h30 | 0 | 0 | 0.28 | 13h30 | 0 | 0 | 0.12143 | 13h30 | 0 | 0 | 0.29571 | 13h30 | 0 | 0 | 0.22143 | 13h30 | 0 | 0 | 0.09 | 13h30 | 0 | 0 | 0.23 | 13h30 | 0 | 0 | 0.16857 | 13h30 | 0 | 0 | 0.058571 | 13h30 | 0 | 0 | 0.16857 | 13h30 | 0 | 0 | 0.29143 | 13h30 | 0 | 0 | 0.12714 | 13h30 | 0 | 0 | 0.31429
14h30 | 0.04 | 0.19 | 0.13 | 0.50571 | 14h30 | 0 | 0 | 0.03 | 0.12 | 14h30 | 0.03 | 0.22 | 0.098571 | 0.43 | 14h30 | 0.03 | 0.16 | 0.12857 | 0.48286 | 14h30 | 0 | 0 | 0.025714 | 0.11571 | 14h30 | 0.02 | 0.18 | 0.098571 | 0.40286 | 14h30 | 0 | 0.08 | 0.091429 | 0.39143 | 14h30 | 0 | 0 | 0.018571 | 0.085714 | 14h30 | 0 | 0.09 | 0.064286 | 0.31714 | 14h30 | 0 | 0 | 0.067143 | 0.30571 | 14h30 | 0 | 0 | 0.012857 | 0.071429 | 14h30 | 0 | 0 | 0.045714 | 0.24143 | 14h30 | 0 | 0.18 | 0.11143 | 0.5 | 14h30 | 0.13 | 1.28 | 0.43714 | 2.0157 | 14h30 | 0 | 0.2 | 0.085714 | 0.42286 | 14h30 | 0 | 0 | 0.37429 | 14h30 | 0 | 0 | 0.082857 | 14h30 | 0 | 0 | 0.30143 | 14h30 | 0 | 0 | 0.34857 | 14h30 | 0 | 0 | 0.078571 | 14h30 | 0 | 0 | 0.28143 | 14h30 | 0 | 0 | 0.27429 | 14h30 | 0 | 0 | 0.058571 | 14h30 | 0 | 0 | 0.21714 | 14h30 | 0 | 0 | 0.20286 | 14h30 | 0 | 0 | 0.04 | 14h30 | 0 | 0 | 0.15714 | 14h30 | 0 | 0 | 0.36143 | 14h30 | 0 | 0 | 0.08 | 14h30 | 0 | 0 | 0.29714
15h30 | 0 | 0.01 | 0.12571 | 0.43 | 15h30 | 0 | 0 | 0.02 | 0.097143 | 15h30 | 0 | 0 | 0.077143 | 0.29143 | 15h30 | 0 | 0 | 0.11571 | 0.40714 | 15h30 | 0 | 0 | 0.017143 | 0.094286 | 15h30 | 0 | 0 | 0.071429 | 0.28143 | 15h30 | 0 | 0 | 0.084286 | 0.33143 | 15h30 | 0 | 0 | 0.011429 | 0.068571 | 15h30 | 0 | 0 | 0.047143 | 0.21 | 15h30 | 0 | 0 | 0.054286 | 0.25571 | 15h30 | 0 | 0 | 0.0057143 | 0.052857 | 15h30 | 0 | 0 | 0.031429 | 0.16714 | 15h30 | 0 | 0 | 0.11429 | 0.42 | 15h30 | 0.22 | 1.28 | 0.40857 | 1.9486 | 15h30 | 0 | 0 | 0.068571 | 0.28714 | 15h30 | 0 | 0 | 0.33714 | 15h30 | 0 | 0 | 0.057143 | 15h30 | 0 | 0 | 0.21286 | 15h30 | 0 | 0 | 0.30857 | 15h30 | 0 | 0 | 0.052857 | 15h30 | 0 | 0 | 0.19714 | 15h30 | 0 | 0 | 0.21857 | 15h30 | 0 | 0 | 0.035714 | 15h30 | 0 | 0 | 0.14 | 15h30 | 0 | 0 | 0.15857 | 15h30 | 0 | 0 | 0.024286 | 15h30 | 0 | 0 | 0.10571 | 15h30 | 0 | 0 | 0.32 | 15h30 | 0 | 0 | 0.054286 | 15h30 | 0 | 0 | 0.19857
16h30 | 0 | 0.01 | 0.092857 | 0.34714 | 16h30 | 0 | 0 | 0.015714 | 0.075714 | 16h30 | 0 | 0 | 0.068571 | 0.27 | 16h30 | 0 | 0 | 0.087143 | 0.34 | 16h30 | 0 | 0 | 0.012857 | 0.071429 | 16h30 | 0 | 0 | 0.065714 | 0.27429 | 16h30 | 0 | 0 | 0.058571 | 0.25143 | 16h30 | 0 | 0 | 0.0057143 | 0.052857 | 16h30 | 0 | 0 | 0.044286 | 0.19286 | 16h30 | 0 | 0 | 0.034286 | 0.19429 | 16h30 | 0 | 0 | 0.0014286 | 0.04 | 16h30 | 0 | 0 | 0.025714 | 0.15429 | 16h30 | 0 | 0 | 0.087143 | 0.34286 | 16h30 | 0.32 | 1.37 | 0.44 | 1.97 | 16h30 | 0 | 0 | 0.064286 | 0.26857 | 16h30 | 0 | 0 | 0.26 | 16h30 | 0 | 0 | 0.045714 | 16h30 | 0 | 0 | 0.19571 | 16h30 | 0 | 0 | 0.23571 | 16h30 | 0 | 0 | 0.041429 | 16h30 | 0 | 0 | 0.18571 | 16h30 | 0 | 0 | 0.15286 | 16h30 | 0 | 0 | 0.025714 | 16h30 | 0 | 0 | 0.11286 | 16h30 | 0 | 0 | 0.1 | 16h30 | 0 | 0 | 0.015714 | 16h30 | 0 | 0 | 0.085714 | 16h30 | 0 | 0 | 0.24714 | 16h30 | 0 | 0 | 0.042857 | 16h30 | 0 | 0 | 0.18429
17h30 | 0 | 0.11 | 0.085714 | 0.33429 | 17h30 | 0 | 0 | 0.018571 | 0.08 | 17h30 | 0 | 0.05 | 0.067143 | 0.27571 | 17h30 | 0 | 0.11 | 0.09 | 0.34857 | 17h30 | 0 | 0 | 0.015714 | 0.078571 | 17h30 | 0 | 0.05 | 0.07 | 0.29 | 17h30 | 0 | 0 | 0.05 | 0.21 | 17h30 | 0 | 0 | 0.0085714 | 0.055714 | 17h30 | 0 | 0 | 0.038571 | 0.16 | 17h30 | 0 | 0 | 0.028571 | 0.15571 | 17h30 | 0 | 0 | 0.0028571 | 0.044286 | 17h30 | 0 | 0 | 0.018571 | 0.12 | 17h30 | 0 | 0.1 | 0.08 | 0.33286 | 17h30 | 0.4 | 1.44 | 0.53429 | 2.0757 | 17h30 | 0 | 0.04 | 0.064286 | 0.27429 | 17h30 | 0 | 0 | 0.23571 | 17h30 | 0 | 0 | 0.054286 | 17h30 | 0 | 0 | 0.18 | 17h30 | 0 | 0 | 0.21714 | 17h30 | 0 | 0 | 0.051429 | 17h30 | 0 | 0 | 0.16857 | 17h30 | 0 | 0 | 0.12286 | 17h30 | 0 | 0 | 0.032857 | 17h30 | 0 | 0 | 0.088571 | 17h30 | 0 | 0 | 0.074286 | 17h30 | 0 | 0 | 0.02 | 17h30 | 0 | 0 | 0.057143 | 17h30 | 0 | 0 | 0.22429 | 17h30 | 0 | 0 | 0.052857 | 17h30 | 0 | 0 | 0.17
18h30 | 0.01 | 0.11 | 0.10714 | 0.37571 | 18h30 | 0.02 | 0.08 | 0.10714 | 0.36 | 18h30 | 0 | 0.05 | 0.087143 | 0.33143 | 18h30 | 0.02 | 0.13 | 0.11571 | 0.40857 | 18h30 | 0.02 | 0.1 | 0.11429 | 0.38857 | 18h30 | 0 | 0.06 | 0.097143 | 0.36143 | 18h30 | 0 | 0 | 0.061429 | 0.24714 | 18h30 | 0 | 0 | 0.067143 | 0.24857 | 18h30 | 0 | 0 | 0.048571 | 0.20714 | 18h30 | 0 | 0 | 0.041429 | 0.19143 | 18h30 | 0 | 0 | 0.041429 | 0.19143 | 18h30 | 0 | 0 | 0.03 | 0.15857 | 18h30 | 0 | 0.1 | 0.10286 | 0.37571 | 18h30 | 0.45 | 1.48 | 0.64429 | 2.22 | 18h30 | 0 | 0.04 | 0.087143 | 0.33571 | 18h30 | 0 | 0 | 0.27714 | 18h30 | 0 | 0 | 0.28429 | 18h30 | 0 | 0 | 0.23286 | 18h30 | 0 | 0 | 0.27571 | 18h30 | 0 | 0 | 0.27857 | 18h30 | 0 | 0 | 0.22714 | 18h30 | 0 | 0 | 0.15857 | 18h30 | 0 | 0 | 0.16143 | 18h30 | 0 | 0 | 0.13 | 18h30 | 0 | 0 | 0.10286 | 18h30 | 0 | 0 | 0.094286 | 18h30 | 0 | 0 | 0.08 | 18h30 | 0 | 0 | 0.27429 | 18h30 | 0 | 0 | 0.27286 | 18h30 | 0 | 0 | 0.22714
19h30 | 0.01 | 0 | 0.052857 | 0.23571 | 19h30 | 0.02 | 0.08 | 0.10143 | 0.38 | 19h30 | 0 | 0 | 0.028571 | 0.20286 | 19h30 | 0.01 | 0.02 | 0.052857 | 0.27143 | 19h30 | 0.02 | 0.1 | 0.11 | 0.40429 | 19h30 | 0 | 0 | 0.031429 | 0.23 | 19h30 | 0 | 0 | 0.024286 | 0.14714 | 19h30 | 0 | 0 | 0.064286 | 0.24857 | 19h30 | 0 | 0 | 0.012857 | 0.10714 | 19h30 | 0 | 0 | 0.015714 | 0.10143 | 19h30 | 0 | 0 | 0.037143 | 0.18571 | 19h30 | 0 | 0 | 0.011429 | 0.071429 | 19h30 | 0 | 0 | 0.05 | 0.23571 | 19h30 | 0.28 | 1.22 | 0.52857 | 2.0629 | 19h30 | 0 | 0 | 0.03 | 0.20429 | 19h30 | 0 | 0 | 0.13143 | 19h30 | 0 | 0 | 0.26857 | 19h30 | 0 | 0 | 0.10429 | 19h30 | 0 | 0 | 0.13571 | 19h30 | 0 | 0 | 0.26571 | 19h30 | 0 | 0 | 0.10286 | 19h30 | 0 | 0 | 0.072857 | 19h30 | 0 | 0 | 0.15286 | 19h30 | 0 | 0 | 0.052857 | 19h30 | 0 | 0 | 0.04 | 19h30 | 0 | 0 | 0.085714 | 19h30 | 0 | 0 | 0.025714 | 19h30 | 0 | 0 | 0.13429 | 19h30 | 0 | 0 | 0.25857 | 19h30 | 0 | 0 | 0.10571
20h30 | 0 | 0 | 0.0028571 | 0.17286 | 20h30 | 0 | 0 | 0.012857 | 0.24571 | 20h30 | 0 | 0 | 0.0042857 | 0.15571 | 20h30 | 0 | 0 | 0 | 0.20143 | 20h30 | 0 | 0 | 0.0085714 | 0.28714 | 20h30 | 0 | 0 | 0 | 0.17714 | 20h30 | 0 | 0 | 0 | 0.072857 | 20h30 | 0 | 0 | 0 | 0.12571 | 20h30 | 0 | 0 | 0 | 0.06 | 20h30 | 0 | 0 | 0 | 0.024286 | 20h30 | 0 | 0 | 0 | 0.058571 | 20h30 | 0 | 0 | 0 | 0.025714 | 20h30 | 0 | 0 | 0.0014286 | 0.17429 | 20h30 | 0.13 | 1.08 | 0.38429 | 1.8843 | 20h30 | 0 | 0 | 0 | 0.15857 | 20h30 | 0 | 0 | 0.041429 | 20h30 | 0 | 0 | 0.082857 | 20h30 | 0 | 0 | 0.035714 | 20h30 | 0 | 0 | 0.038571 | 20h30 | 0 | 0 | 0.072857 | 20h30 | 0 | 0 | 0.028571 | 20h30 | 0 | 0 | 0.0028571 | 20h30 | 0 | 0 | 0.021429 | 20h30 | 0 | 0 | 0.011429 | 20h30 | 0 | 0 | 0 | 20h30 | 0 | 0 | 0 | 20h30 | 0 | 0 | 0 | 20h30 | 0 | 0 | 0.045714 | 20h30 | 0 | 0 | 0.085714 | 20h30 | 0 | 0 | 0.034286
21h30 | 0 | 0 | 0 | 0.26286 | 21h30 | 0 | 0 | 0.012857 | 0.30571 | 21h30 | 0 | 0 | 0 | 0.25 | 21h30 | 0 | 0.02 | 0 | 0.32286 | 21h30 | 0 | 0.03 | 0.0085714 | 0.38 | 21h30 | 0 | 0 | 0 | 0.3 | 21h30 | 0 | 0 | 0 | 0.12571 | 21h30 | 0 | 0 | 0 | 0.16571 | 21h30 | 0 | 0 | 0 | 0.11571 | 21h30 | 0 | 0 | 0 | 0.048571 | 21h30 | 0 | 0 | 0 | 0.08 | 21h30 | 0 | 0 | 0 | 0.041429 | 21h30 | 0 | 0 | 0 | 0.27 | 21h30 | 0.11 | 1.09 | 0.38143 | 1.9386 | 21h30 | 0 | 0 | 0 | 0.25429 | 21h30 | 0 | 0 | 0.082857 | 21h30 | 0 | 0 | 0.11429 | 21h30 | 0 | 0 | 0.068571 | 21h30 | 0 | 0 | 0.092857 | 21h30 | 0 | 0 | 0.12 | 21h30 | 0 | 0 | 0.07 | 21h30 | 0 | 0 | 0.0057143 | 21h30 | 0 | 0 | 0.025714 | 21h30 | 0 | 0 | 0.01 | 21h30 | 0 | 0 | 0 | 21h30 | 0 | 0 | 0 | 21h30 | 0 | 0 | 0 | 21h30 | 0 | 0 | 0.092857 | 21h30 | 0 | 0 | 0.12714 | 21h30 | 0 | 0 | 0.077143
22h30 | 0 | 0.1 | 0 | 0.37143 | 22h30 | 0 | 0.1 | 0.0042857 | 0.41286 | 22h30 | 0 | 0.08 | 0 | 0.35429 | 22h30 | 0 | 0.16 | 0 | 0.46286 | 22h30 | 0 | 0.17 | 0.0028571 | 0.51429 | 22h30 | 0 | 0.13 | 0 | 0.44 | 22h30 | 0 | 0 | 0 | 0.19571 | 22h30 | 0 | 0 | 0 | 0.23857 | 22h30 | 0 | 0 | 0 | 0.18429 | 22h30 | 0 | 0 | 0 | 0.097143 | 22h30 | 0 | 0 | 0 | 0.13429 | 22h30 | 0 | 0 | 0 | 0.085714 | 22h30 | 0 | 0.1 | 0 | 0.38286 | 22h30 | 0.11 | 1.09 | 0.39857 | 1.9857 | 22h30 | 0 | 0.09 | 0 | 0.36571 | 22h30 | 0 | 0 | 0.12429 | 22h30 | 0 | 0 | 0.16429 | 22h30 | 0 | 0 | 0.11 | 22h30 | 0 | 0 | 0.14143 | 22h30 | 0 | 0 | 0.18286 | 22h30 | 0 | 0 | 0.12 | 22h30 | 0 | 0 | 0.027143 | 22h30 | 0 | 0 | 0.058571 | 22h30 | 0 | 0 | 0.02 | 22h30 | 0 | 0 | 0 | 22h30 | 0 | 0 | 0.014286 | 22h30 | 0 | 0 | 0.0014286 | 22h30 | 0 | 0 | 0.14 | 22h30 | 0 | 0 | 0.17857 | 22h30 | 0 | 0 | 0.12429
23h30 | 0 | 0.3 | 0 | 0.51286 | 23h30 | 0 | 0.31 | 0.0042857 | 0.55143 | 23h30 | 0 | 0.26 | 0 | 0.49429 | 23h30 | 0 | 0.39 | 0 | 0.60571 | 23h30 | 0 | 0.4 | 0.0028571 | 0.64714 | 23h30 | 0 | 0.36 | 0 | 0.58571 | 23h30 | 0 | 0.05 | 0 | 0.28 | 23h30 | 0 | 0.06 | 0 | 0.32 | 23h30 | 0 | 0.03 | 0 | 0.26286 | 23h30 | 0 | 0 | 0 | 0.15143 | 23h30 | 0 | 0 | 0 | 0.18571 | 23h30 | 0 | 0 | 0 | 0.13857 | 23h30 | 0 | 0.31 | 0.0014286 | 0.52429 | 23h30 | 0.08 | 1.04 | 0.39286 | 2.02 | 23h30 | 0 | 0.27 | 0 | 0.50571 | 23h30 | 0 | 0 | 0.17571 | 23h30 | 0 | 0 | 0.21286 | 23h30 | 0 | 0 | 0.15714 | 23h30 | 0 | 0 | 0.20143 | 23h30 | 0 | 0 | 0.24429 | 23h30 | 0 | 0 | 0.18 | 23h30 | 0 | 0 | 0.067143 | 23h30 | 0 | 0 | 0.097143 | 23h30 | 0 | 0 | 0.052857 | 23h30 | 0 | 0 | 0.014286 | 23h30 | 0 | 0 | 0.037143 | 23h30 | 0 | 0 | 0.011429 | 23h30 | 0 | 0 | 0.19571 | 23h30 | 0 | 0 | 0.23286 | 23h30 | 0 | 0 | 0.17571
00h30 | 0 | 0.2 |  |  | 00h30 | 0 | 0.21 |  |  | 00h30 | 0 | 0.18 |  |  | 00h30 | 0 | 0.26 |  |  | 00h30 | 0 | 0.27 |  |  | 00h30 | 0 | 0.22 |  |  | 00h30 | 0 | 0.05 |  |  | 00h30 | 0 | 0.06 |  |  | 00h30 | 0 | 0.03 |  |  | 00h30 | 0 | 0 |  |  | 00h30 | 0 | 0 |  |  | 00h30 | 0 | 0 |  |  | 00h30 | 0 | 0.21 |  |  | 00h30 | 0.08 | 1.04 |  |  | 00h30 | 0 | 0.19 |  |  | 00h30 | 0 | 0 |  | 00h30 | 0 | 0 |  | 00h30 | 0 | 0 |  | 00h30 | 0 | 0 |  | 00h30 | 0 | 0 |  | 00h30 | 0 | 0 |  | 00h30 | 0 | 0 |  | 00h30 | 0 | 0 |  | 00h30 | 0 | 0 |  | 00h30 | 0 | 0 |  | 00h30 | 0 | 0 |  | 00h30 | 0 | 0 |  | 00h30 | 0 | 0 |  | 00h30 | 0 | 0 |  | 00h30 | 0 | 0
01h30 | 0 | 0 |  |  | 01h30 | 0 | 0 |  |  | 01h30 | 0 | 0 |  |  | 01h30 | 0 | 0 |  |  | 01h30 | 0 | 0 |  |  | 01h30 | 0 | 0 |  |  | 01h30 | 0 | 0 |  |  | 01h30 | 0 | 0 |  |  | 01h30 | 0 | 0 |  |  | 01h30 | 0 | 0 |  |  | 01h30 | 0 | 0 |  |  | 01h30 | 0 | 0 |  |  | 01h30 | 0 | 0 |  |  | 01h30 | 0.01 | 0.19 |  |  | 01h30 | 0 | 0 |  |  | 01h30 | 0 | 0 |  | 01h30 | 0 | 0 |  | 01h30 | 0 | 0 |  | 01h30 | 0 | 0 |  | 01h30 | 0 | 0 |  | 01h30 | 0 | 0 |  | 01h30 | 0 | 0 |  | 01h30 | 0 | 0 |  | 01h30 | 0 | 0 |  | 01h30 | 0 | 0 |  | 01h30 | 0 | 0 |  | 01h30 | 0 | 0 |  | 01h30 | 0 | 0 |  | 01h30 | 0 | 0 |  | 01h30 | 0 | 0
02h30 | 0 | 0 |  |  | 02h30 | 0 | 0 |  |  | 02h30 | 0 | 0 |  |  | 02h30 | 0 | 0 |  |  | 02h30 | 0 | 0 |  |  | 02h30 | 0 | 0 |  |  | 02h30 | 0 | 0 |  |  | 02h30 | 0 | 0 |  |  | 02h30 | 0 | 0 |  |  | 02h30 | 0 | 0 |  |  | 02h30 | 0 | 0 |  |  | 02h30 | 0 | 0 |  |  | 02h30 | 0 | 0 |  |  | 02h30 | 0.01 | 0.19 |  |  | 02h30 | 0 | 0 |  |  | 02h30 | 0 | 0 |  | 02h30 | 0 | 0 |  | 02h30 | 0 | 0 |  | 02h30 | 0 | 0 |  | 02h30 | 0 | 0 |  | 02h30 | 0 | 0 |  | 02h30 | 0 | 0 |  | 02h30 | 0 | 0 |  | 02h30 | 0 | 0 |  | 02h30 | 0 | 0 |  | 02h30 | 0 | 0 |  | 02h30 | 0 | 0 |  | 02h30 | 0 | 0 |  | 02h30 | 0 | 0 |  | 02h30 | 0 | 0
03h30 | 0 | 0 |  |  | 03h30 | 0 | 0 |  |  | 03h30 | 0 | 0 |  |  | 03h30 | 0 | 0 |  |  | 03h30 | 0 | 0 |  |  | 03h30 | 0 | 0 |  |  | 03h30 | 0 | 0 |  |  | 03h30 | 0 | 0 |  |  | 03h30 | 0 | 0 |  |  | 03h30 | 0 | 0 |  |  | 03h30 | 0 | 0 |  |  | 03h30 | 0 | 0 |  |  | 03h30 | 0 | 0 |  |  | 03h30 | 0.04 | 0.32 |  |  | 03h30 | 0 | 0 |  |  | 03h30 | 0 | 0 |  | 03h30 | 0 | 0 |  | 03h30 | 0 | 0 |  | 03h30 | 0 | 0 |  | 03h30 | 0 | 0 |  | 03h30 | 0 | 0 |  | 03h30 | 0 | 0 |  | 03h30 | 0 | 0 |  | 03h30 | 0 | 0 |  | 03h30 | 0 | 0 |  | 03h30 | 0 | 0 |  | 03h30 | 0 | 0 |  | 03h30 | 0 | 0 |  | 03h30 | 0 | 0 |  | 03h30 | 0 | 0
04h30 | 0 | 0 |  |  | 04h30 | 0 | 0 |  |  | 04h30 | 0 | 0 |  |  | 04h30 | 0 | 0 |  |  | 04h30 | 0 | 0 |  |  | 04h30 | 0 | 0 |  |  | 04h30 | 0 | 0 |  |  | 04h30 | 0 | 0 |  |  | 04h30 | 0 | 0 |  |  | 04h30 | 0 | 0 |  |  | 04h30 | 0 | 0 |  |  | 04h30 | 0 | 0 |  |  | 04h30 | 0 | 0 |  |  | 04h30 | 0.1 | 0.34 |  |  | 04h30 | 0 | 0 |  |  | 04h30 | 0 | 0 |  | 04h30 | 0 | 0 |  | 04h30 | 0 | 0 |  | 04h30 | 0 | 0 |  | 04h30 | 0 | 0 |  | 04h30 | 0 | 0 |  | 04h30 | 0 | 0 |  | 04h30 | 0 | 0 |  | 04h30 | 0 | 0 |  | 04h30 | 0 | 0 |  | 04h30 | 0 | 0 |  | 04h30 | 0 | 0 |  | 04h30 | 0 | 0 |  | 04h30 | 0 | 0 |  | 04h30 | 0 | 0
05h30 | 0 | 0 |  |  | 05h30 | 0 | 0 |  |  | 05h30 | 0 | 0 |  |  | 05h30 | 0 | 0 |  |  | 05h30 | 0 | 0 |  |  | 05h30 | 0 | 0 |  |  | 05h30 | 0 | 0 |  |  | 05h30 | 0 | 0 |  |  | 05h30 | 0 | 0 |  |  | 05h30 | 0 | 0 |  |  | 05h30 | 0 | 0 |  |  | 05h30 | 0 | 0 |  |  | 05h30 | 0 | 0 |  |  | 05h30 | 0.16 | 0.51 |  |  | 05h30 | 0 | 0 |  |  | 05h30 | 0 | 0 |  | 05h30 | 0 | 0 |  | 05h30 | 0 | 0 |  | 05h30 | 0 | 0 |  | 05h30 | 0 | 0 |  | 05h30 | 0 | 0 |  | 05h30 | 0 | 0 |  | 05h30 | 0 | 0 |  | 05h30 | 0 | 0 |  | 05h30 | 0 | 0 |  | 05h30 | 0 | 0 |  | 05h30 | 0 | 0 |  | 05h30 | 0 | 0 |  | 05h30 | 0 | 0 |  | 05h30 | 0 | 0
06h30 | 0 | 0 |  |  | 06h30 | 0 | 0 |  |  | 06h30 | 0 | 0 |  |  | 06h30 | 0 | 0 |  |  | 06h30 | 0 | 0 |  |  | 06h30 | 0 | 0 |  |  | 06h30 | 0 | 0 |  |  | 06h30 | 0 | 0 |  |  | 06h30 | 0 | 0 |  |  | 06h30 | 0 | 0 |  |  | 06h30 | 0 | 0 |  |  | 06h30 | 0 | 0 |  |  | 06h30 | 0 | 0 |  |  | 06h30 | 0.23 | 0.7 |  |  | 06h30 | 0 | 0 |  |  | 06h30 | 0 | 0 |  | 06h30 | 0 | 0 |  | 06h30 | 0 | 0 |  | 06h30 | 0 | 0 |  | 06h30 | 0 | 0 |  | 06h30 | 0 | 0 |  | 06h30 | 0 | 0 |  | 06h30 | 0 | 0 |  | 06h30 | 0 | 0 |  | 06h30 | 0 | 0 |  | 06h30 | 0 | 0 |  | 06h30 | 0 | 0 |  | 06h30 | 0 | 0 |  | 06h30 | 0 | 0 |  | 06h30 | 0 | 0
07h30 | 0.11 | 0.54 |  |  | 07h30 | 0.11 | 0.54 |  |  | 07h30 | 0.11 | 0.54 |  |  | 07h30 | 0.12 | 0.52 |  |  | 07h30 | 0.12 | 0.52 |  |  | 07h30 | 0.12 | 0.51 |  |  | 07h30 | 0.09 | 0.48 |  |  | 07h30 | 0.09 | 0.48 |  |  | 07h30 | 0.08 | 0.47 |  |  | 07h30 | 0.01 | 0.26 |  |  | 07h30 | 0.01 | 0.26 |  |  | 07h30 | 0.01 | 0.26 |  |  | 07h30 | 0.12 | 0.54 |  |  | 07h30 | 0.56 | 1.82 |  |  | 07h30 | 0.12 | 0.54 |  |  | 07h30 | 0.02 | 0.19 |  | 07h30 | 0.02 | 0.19 |  | 07h30 | 0.02 | 0.19 |  | 07h30 | 0.02 | 0.18 |  | 07h30 | 0.02 | 0.18 |  | 07h30 | 0.01 | 0.18 |  | 07h30 | 0 | 0.06 |  | 07h30 | 0 | 0.06 |  | 07h30 | 0 | 0.06 |  | 07h30 | 0 | 0 |  | 07h30 | 0 | 0 |  | 07h30 | 0 | 0 |  | 07h30 | 0.02 | 0.19 |  | 07h30 | 0.02 | 0.19 |  | 07h30 | 0.01 | 0.19
08h30 | 0.17 | 0.79 |  |  | 08h30 | 0.17 | 0.8 |  |  | 08h30 | 0.17 | 0.79 |  |  | 08h30 | 0.16 | 0.71 |  |  | 08h30 | 0.16 | 0.71 |  |  | 08h30 | 0.16 | 0.7 |  |  | 08h30 | 0.09 | 0.59 |  |  | 08h30 | 0.09 | 0.59 |  |  | 08h30 | 0.08 | 0.57 |  |  | 08h30 | 0.01 | 0.26 |  |  | 08h30 | 0.01 | 0.26 |  |  | 08h30 | 0.01 | 0.26 |  |  | 08h30 | 0.16 | 0.77 |  |  | 08h30 | 0.77 | 2.53 |  |  | 08h30 | 0.16 | 0.76 |  |  | 08h30 | 0.02 | 0.19 |  | 08h30 | 0.02 | 0.19 |  | 08h30 | 0.02 | 0.19 |  | 08h30 | 0.02 | 0.18 |  | 08h30 | 0.02 | 0.18 |  | 08h30 | 0.01 | 0.18 |  | 08h30 | 0 | 0.06 |  | 08h30 | 0 | 0.06 |  | 08h30 | 0 | 0.06 |  | 08h30 | 0 | 0 |  | 08h30 | 0 | 0 |  | 08h30 | 0 | 0 |  | 08h30 | 0.02 | 0.19 |  | 08h30 | 0.02 | 0.19 |  | 08h30 | 0.01 | 0.19
09h30 | 0.07 | 0.25 |  |  | 09h30 | 0.07 | 0.25 |  |  | 09h30 | 0.35 | 1.04 |  |  | 09h30 | 0.04 | 0.19 |  |  | 09h30 | 0.04 | 0.19 |  |  | 09h30 | 0.31 | 0.92 |  |  | 09h30 | 0 | 0.11 |  |  | 09h30 | 0 | 0.11 |  |  | 09h30 | 0.19 | 0.73 |  |  | 09h30 | 0 | 0 |  |  | 09h30 | 0 | 0 |  |  | 09h30 | 0.06 | 0.4 |  |  | 09h30 | 0.04 | 0.23 |  |  | 09h30 | 0.86 | 2.82 |  |  | 09h30 | 0.31 | 1 |  |  | 09h30 | 0 | 0 |  | 09h30 | 0 | 0 |  | 09h30 | 0.1 | 0.41 |  | 09h30 | 0 | 0 |  | 09h30 | 0 | 0 |  | 09h30 | 0.09 | 0.38 |  | 09h30 | 0 | 0 |  | 09h30 | 0 | 0 |  | 09h30 | 0 | 0.15 |  | 09h30 | 0 | 0 |  | 09h30 | 0 | 0 |  | 09h30 | 0 | 0 |  | 09h30 | 0 | 0 |  | 09h30 | 0 | 0 |  | 09h30 | 0.09 | 0.42
10h30 | 0 | 0 |  |  | 10h30 | 0 | 0 |  |  | 10h30 | 0.29 | 0.85 |  |  | 10h30 | 0 | 0 |  |  | 10h30 | 0 | 0 |  |  | 10h30 | 0.28 | 0.78 |  |  | 10h30 | 0 | 0 |  |  | 10h30 | 0 | 0 |  |  | 10h30 | 0.19 | 0.65 |  |  | 10h30 | 0 | 0 |  |  | 10h30 | 0 | 0 |  |  | 10h30 | 0.08 | 0.42 |  |  | 10h30 | 0 | 0 |  |  | 10h30 | 0.64 | 2.57 |  |  | 10h30 | 0.28 | 0.84 |  |  | 10h30 | 0 | 0 |  | 10h30 | 0 | 0 |  | 10h30 | 0.12 | 0.43 |  | 10h30 | 0 | 0 |  | 10h30 | 0 | 0 |  | 10h30 | 0.11 | 0.4 |  | 10h30 | 0 | 0 |  | 10h30 | 0 | 0 |  | 10h30 | 0 | 0.21 |  | 10h30 | 0 | 0 |  | 10h30 | 0 | 0 |  | 10h30 | 0 | 0.05 |  | 10h30 | 0 | 0 |  | 10h30 | 0 | 0 |  | 10h30 | 0.1 | 0.43
11h30 | 0 | 0 |  |  | 11h30 | 0 | 0 |  |  | 11h30 | 0.17 | 0.57 |  |  | 11h30 | 0 | 0 |  |  | 11h30 | 0 | 0 |  |  | 11h30 | 0.17 | 0.52 |  |  | 11h30 | 0 | 0 |  |  | 11h30 | 0 | 0 |  |  | 11h30 | 0.11 | 0.41 |  |  | 11h30 | 0 | 0 |  |  | 11h30 | 0 | 0 |  |  | 11h30 | 0.04 | 0.27 |  |  | 11h30 | 0 | 0 |  |  | 11h30 | 0.37 | 2.17 |  |  | 11h30 | 0.16 | 0.57 |  |  | 11h30 | 0 | 0 |  | 11h30 | 0 | 0 |  | 11h30 | 0.06 | 0.26 |  | 11h30 | 0 | 0 |  | 11h30 | 0 | 0 |  | 11h30 | 0.05 | 0.23 |  | 11h30 | 0 | 0 |  | 11h30 | 0 | 0 |  | 11h30 | 0 | 0.09 |  | 11h30 | 0 | 0 |  | 11h30 | 0 | 0 |  | 11h30 | 0 | 0.05 |  | 11h30 | 0 | 0 |  | 11h30 | 0 | 0 |  | 11h30 | 0.04 | 0.26
12h30 | 0 | 0 |  |  | 12h30 | 0 | 0 |  |  | 12h30 | 0.17 | 0.51 |  |  | 12h30 | 0 | 0 |  |  | 12h30 | 0 | 0 |  |  | 12h30 | 0.16 | 0.48 |  |  | 12h30 | 0 | 0 |  |  | 12h30 | 0 | 0 |  |  | 12h30 | 0.1 | 0.39 |  |  | 12h30 | 0 | 0 |  |  | 12h30 | 0 | 0 |  |  | 12h30 | 0.01 | 0.24 |  |  | 12h30 | 0 | 0 |  |  | 12h30 | 0.3 | 1.93 |  |  | 12h30 | 0.16 | 0.51 |  |  | 12h30 | 0 | 0 |  | 12h30 | 0 | 0 |  | 12h30 | 0.04 | 0.24 |  | 12h30 | 0 | 0 |  | 12h30 | 0 | 0 |  | 12h30 | 0.03 | 0.22 |  | 12h30 | 0 | 0 |  | 12h30 | 0 | 0 |  | 12h30 | 0 | 0.04 |  | 12h30 | 0 | 0 |  | 12h30 | 0 | 0 |  | 12h30 | 0 | 0 |  | 12h30 | 0 | 0 |  | 12h30 | 0 | 0 |  | 12h30 | 0.03 | 0.24
13h30 | 0.05 | 0.16 |  |  | 13h30 | 0 | 0 |  |  | 13h30 | 0.06 | 0.22 |  |  | 13h30 | 0.06 | 0.15 |  |  | 13h30 | 0 | 0 |  |  | 13h30 | 0.06 | 0.2 |  |  | 13h30 | 0.02 | 0.1 |  |  | 13h30 | 0 | 0 |  |  | 13h30 | 0 | 0.09 |  |  | 13h30 | 0 | 0.01 |  |  | 13h30 | 0 | 0 |  |  | 13h30 | 0 | 0.01 |  |  | 13h30 | 0.05 | 0.16 |  |  | 13h30 | 0.28 | 1.8 |  |  | 13h30 | 0.05 | 0.22 |  |  | 13h30 | 0 | 0.03 |  | 13h30 | 0 | 0 |  | 13h30 | 0 | 0.02 |  | 13h30 | 0 | 0.01 |  | 13h30 | 0 | 0 |  | 13h30 | 0 | 0 |  | 13h30 | 0 | 0 |  | 13h30 | 0 | 0 |  | 13h30 | 0 | 0 |  | 13h30 | 0 | 0 |  | 13h30 | 0 | 0 |  | 13h30 | 0 | 0 |  | 13h30 | 0 | 0.02 |  | 13h30 | 0 | 0 |  | 13h30 | 0 | 0.02
14h30 | 0.07 | 0.2 |  |  | 14h30 | 0 | 0 |  |  | 14h30 | 0.06 | 0.22 |  |  | 14h30 | 0.08 | 0.19 |  |  | 14h30 | 0 | 0 |  |  | 14h30 | 0.06 | 0.2 |  |  | 14h30 | 0.02 | 0.1 |  |  | 14h30 | 0 | 0 |  |  | 14h30 | 0 | 0.09 |  |  | 14h30 | 0 | 0.01 |  |  | 14h30 | 0 | 0 |  |  | 14h30 | 0 | 0.01 |  |  | 14h30 | 0.06 | 0.22 |  |  | 14h30 | 0.24 | 1.67 |  |  | 14h30 | 0.05 | 0.22 |  |  | 14h30 | 0 | 0.03 |  | 14h30 | 0 | 0 |  | 14h30 | 0 | 0.02 |  | 14h30 | 0 | 0.01 |  | 14h30 | 0 | 0 |  | 14h30 | 0 | 0 |  | 14h30 | 0 | 0 |  | 14h30 | 0 | 0 |  | 14h30 | 0 | 0 |  | 14h30 | 0 | 0 |  | 14h30 | 0 | 0 |  | 14h30 | 0 | 0 |  | 14h30 | 0 | 0.02 |  | 14h30 | 0 | 0 |  | 14h30 | 0 | 0.02
15h30 | 0.11 | 0.38 |  |  | 15h30 | 0 | 0 |  |  | 15h30 | 0.06 | 0.23 |  |  | 15h30 | 0.13 | 0.36 |  |  | 15h30 | 0 | 0 |  |  | 15h30 | 0.07 | 0.23 |  |  | 15h30 | 0.05 | 0.21 |  |  | 15h30 | 0 | 0 |  |  | 15h30 | 0.02 | 0.12 |  |  | 15h30 | 0.01 | 0.11 |  |  | 15h30 | 0 | 0 |  |  | 15h30 | 0 | 0.06 |  |  | 15h30 | 0.12 | 0.4 |  |  | 15h30 | 0.18 | 1.63 |  |  | 15h30 | 0.06 | 0.25 |  |  | 15h30 | 0.02 | 0.12 |  | 15h30 | 0 | 0 |  | 15h30 | 0 | 0.06 |  | 15h30 | 0.02 | 0.09 |  | 15h30 | 0 | 0 |  | 15h30 | 0 | 0.05 |  | 15h30 | 0 | 0 |  | 15h30 | 0 | 0 |  | 15h30 | 0 | 0 |  | 15h30 | 0 | 0 |  | 15h30 | 0 | 0 |  | 15h30 | 0 | 0 |  | 15h30 | 0.01 | 0.12 |  | 15h30 | 0 | 0 |  | 15h30 | 0 | 0.06
16h30 | 0.13 | 0.45 |  |  | 16h30 | 0 | 0 |  |  | 16h30 | 0.07 | 0.3 |  |  | 16h30 | 0.15 | 0.46 |  |  | 16h30 | 0 | 0 |  |  | 16h30 | 0.09 | 0.31 |  |  | 16h30 | 0.08 | 0.29 |  |  | 16h30 | 0 | 0 |  |  | 16h30 | 0.04 | 0.17 |  |  | 16h30 | 0.02 | 0.19 |  |  | 16h30 | 0 | 0 |  |  | 16h30 | 0 | 0.11 |  |  | 16h30 | 0.15 | 0.47 |  |  | 16h30 | 0.24 | 1.71 |  |  | 16h30 | 0.09 | 0.32 |  |  | 16h30 | 0.04 | 0.2 |  | 16h30 | 0 | 0 |  | 16h30 | 0.02 | 0.14 |  | 16h30 | 0.04 | 0.18 |  | 16h30 | 0 | 0 |  | 16h30 | 0.03 | 0.13 |  | 16h30 | 0 | 0.02 |  | 16h30 | 0 | 0 |  | 16h30 | 0 | 0 |  | 16h30 | 0 | 0 |  | 16h30 | 0 | 0 |  | 16h30 | 0 | 0 |  | 16h30 | 0.04 | 0.2 |  | 16h30 | 0 | 0 |  | 16h30 | 0.02 | 0.14
17h30 | 0.15 | 0.49 |  |  | 17h30 | 0 | 0 |  |  | 17h30 | 0.1 | 0.37 |  |  | 17h30 | 0.17 | 0.51 |  |  | 17h30 | 0 | 0 |  |  | 17h30 | 0.12 | 0.39 |  |  | 17h30 | 0.09 | 0.32 |  |  | 17h30 | 0 | 0 |  |  | 17h30 | 0.05 | 0.23 |  |  | 17h30 | 0.04 | 0.23 |  |  | 17h30 | 0 | 0 |  |  | 17h30 | 0.01 | 0.15 |  |  | 17h30 | 0.17 | 0.52 |  |  | 17h30 | 0.41 | 1.9 |  |  | 17h30 | 0.12 | 0.39 |  |  | 17h30 | 0.06 | 0.25 |  | 17h30 | 0 | 0 |  | 17h30 | 0.04 | 0.19 |  | 17h30 | 0.06 | 0.23 |  | 17h30 | 0 | 0 |  | 17h30 | 0.05 | 0.18 |  | 17h30 | 0 | 0.07 |  | 17h30 | 0 | 0 |  | 17h30 | 0 | 0.04 |  | 17h30 | 0 | 0 |  | 17h30 | 0 | 0 |  | 17h30 | 0 | 0 |  | 17h30 | 0.06 | 0.26 |  | 17h30 | 0 | 0 |  | 17h30 | 0.04 | 0.2
18h30 | 0.19 | 0.62 |  |  | 18h30 | 0.15 | 0.52 |  |  | 18h30 | 0.15 | 0.53 |  |  | 18h30 | 0.21 | 0.65 |  |  | 18h30 | 0.17 | 0.54 |  |  | 18h30 | 0.17 | 0.56 |  |  | 18h30 | 0.13 | 0.43 |  |  | 18h30 | 0.12 | 0.4 |  |  | 18h30 | 0.1 | 0.37 |  |  | 18h30 | 0.08 | 0.33 |  |  | 18h30 | 0.07 | 0.31 |  |  | 18h30 | 0.06 | 0.29 |  |  | 18h30 | 0.21 | 0.64 |  |  | 18h30 | 0.6 | 2.12 |  |  | 18h30 | 0.17 | 0.56 |  |  | 18h30 | 0.09 | 0.35 |  | 18h30 | 0.09 | 0.32 |  | 18h30 | 0.08 | 0.29 |  | 18h30 | 0.1 | 0.34 |  | 18h30 | 0.09 | 0.32 |  | 18h30 | 0.08 | 0.29 |  | 18h30 | 0.02 | 0.19 |  | 18h30 | 0.02 | 0.17 |  | 18h30 | 0.02 | 0.17 |  | 18h30 | 0 | 0.06 |  | 18h30 | 0 | 0.06 |  | 18h30 | 0 | 0.06 |  | 18h30 | 0.09 | 0.37 |  | 18h30 | 0.09 | 0.33 |  | 18h30 | 0.08 | 0.31
19h30 | 0.08 | 0.47 |  |  | 19h30 | 0.15 | 0.6 |  |  | 19h30 | 0.07 | 0.41 |  |  | 19h30 | 0.09 | 0.5 |  |  | 19h30 | 0.17 | 0.64 |  |  | 19h30 | 0.08 | 0.44 |  |  | 19h30 | 0.06 | 0.28 |  |  | 19h30 | 0.12 | 0.4 |  |  | 19h30 | 0.06 | 0.22 |  |  | 19h30 | 0.06 | 0.19 |  |  | 19h30 | 0.07 | 0.31 |  |  | 19h30 | 0.05 | 0.19 |  |  | 19h30 | 0.09 | 0.49 |  |  | 19h30 | 0.53 | 2.07 |  |  | 19h30 | 0.09 | 0.43 |  |  | 19h30 | 0.06 | 0.19 |  | 19h30 | 0.09 | 0.32 |  | 19h30 | 0.06 | 0.18 |  | 19h30 | 0.06 | 0.2 |  | 19h30 | 0.09 | 0.32 |  | 19h30 | 0.06 | 0.19 |  | 19h30 | 0.02 | 0.15 |  | 19h30 | 0.02 | 0.17 |  | 19h30 | 0.02 | 0.13 |  | 19h30 | 0 | 0.06 |  | 19h30 | 0 | 0.06 |  | 19h30 | 0 | 0.06 |  | 19h30 | 0.06 | 0.2 |  | 19h30 | 0.09 | 0.33 |  | 19h30 | 0.06 | 0.19
20h30 | 0 | 0.31 |  |  | 20h30 | 0 | 0.49 |  |  | 20h30 | 0 | 0.27 |  |  | 20h30 | 0 | 0.34 |  |  | 20h30 | 0 | 0.53 |  |  | 20h30 | 0 | 0.3 |  |  | 20h30 | 0 | 0.12 |  |  | 20h30 | 0 | 0.23 |  |  | 20h30 | 0 | 0.07 |  |  | 20h30 | 0 | 0 |  |  | 20h30 | 0 | 0.06 |  |  | 20h30 | 0 | 0 |  |  | 20h30 | 0 | 0.34 |  |  | 20h30 | 0.4 | 1.95 |  |  | 20h30 | 0 | 0.3 |  |  | 20h30 | 0 | 0.01 |  | 20h30 | 0 | 0.1 |  | 20h30 | 0 | 0 |  | 20h30 | 0 | 0.02 |  | 20h30 | 0 | 0.1 |  | 20h30 | 0 | 0 |  | 20h30 | 0 | 0 |  | 20h30 | 0 | 0 |  | 20h30 | 0 | 0 |  | 20h30 | 0 | 0 |  | 20h30 | 0 | 0 |  | 20h30 | 0 | 0 |  | 20h30 | 0 | 0.03 |  | 20h30 | 0 | 0.13 |  | 20h30 | 0 | 0.01
21h30 | 0 | 0.45 |  |  | 21h30 | 0 | 0.55 |  |  | 21h30 | 0 | 0.42 |  |  | 21h30 | 0 | 0.47 |  |  | 21h30 | 0 | 0.58 |  |  | 21h30 | 0 | 0.44 |  |  | 21h30 | 0 | 0.25 |  |  | 21h30 | 0 | 0.31 |  |  | 21h30 | 0 | 0.21 |  |  | 21h30 | 0 | 0.08 |  |  | 21h30 | 0 | 0.1 |  |  | 21h30 | 0 | 0.06 |  |  | 21h30 | 0 | 0.47 |  |  | 21h30 | 0.42 | 2.04 |  |  | 21h30 | 0 | 0.44 |  |  | 21h30 | 0 | 0.11 |  | 21h30 | 0 | 0.14 |  | 21h30 | 0 | 0.08 |  | 21h30 | 0 | 0.11 |  | 21h30 | 0 | 0.14 |  | 21h30 | 0 | 0.08 |  | 21h30 | 0 | 0 |  | 21h30 | 0 | 0 |  | 21h30 | 0 | 0 |  | 21h30 | 0 | 0 |  | 21h30 | 0 | 0 |  | 21h30 | 0 | 0 |  | 21h30 | 0 | 0.14 |  | 21h30 | 0 | 0.18 |  | 21h30 | 0 | 0.11
22h30 | 0 | 0.57 |  |  | 22h30 | 0 | 0.62 |  |  | 22h30 | 0 | 0.55 |  |  | 22h30 | 0 | 0.58 |  |  | 22h30 | 0 | 0.64 |  |  | 22h30 | 0 | 0.55 |  |  | 22h30 | 0 | 0.35 |  |  | 22h30 | 0 | 0.39 |  |  | 22h30 | 0 | 0.33 |  |  | 22h30 | 0 | 0.16 |  |  | 22h30 | 0 | 0.17 |  |  | 22h30 | 0 | 0.13 |  |  | 22h30 | 0 | 0.58 |  |  | 22h30 | 0.45 | 2.18 |  |  | 22h30 | 0 | 0.56 |  |  | 22h30 | 0 | 0.18 |  | 22h30 | 0 | 0.2 |  | 22h30 | 0 | 0.15 |  | 22h30 | 0 | 0.19 |  | 22h30 | 0 | 0.2 |  | 22h30 | 0 | 0.16 |  | 22h30 | 0 | 0 |  | 22h30 | 0 | 0 |  | 22h30 | 0 | 0 |  | 22h30 | 0 | 0 |  | 22h30 | 0 | 0 |  | 22h30 | 0 | 0 |  | 22h30 | 0 | 0.22 |  | 22h30 | 0 | 0.24 |  | 22h30 | 0 | 0.19
23h30 | 0 | 0.65 |  |  | 23h30 | 0 | 0.69 |  |  | 23h30 | 0 | 0.63 |  |  | 23h30 | 0 | 0.65 |  |  | 23h30 | 0 | 0.69 |  |  | 23h30 | 0 | 0.63 |  |  | 23h30 | 0 | 0.43 |  |  | 23h30 | 0 | 0.45 |  |  | 23h30 | 0 | 0.41 |  |  | 23h30 | 0 | 0.22 |  |  | 23h30 | 0 | 0.23 |  |  | 23h30 | 0 | 0.2 |  |  | 23h30 | 0 | 0.66 |  |  | 23h30 | 0.5 | 2.35 |  |  | 23h30 | 0 | 0.65 |  |  | 23h30 | 0 | 0.24 |  | 23h30 | 0 | 0.25 |  | 23h30 | 0 | 0.21 |  | 23h30 | 0 | 0.24 |  | 23h30 | 0 | 0.26 |  | 23h30 | 0 | 0.22 |  | 23h30 | 0 | 0.03 |  | 23h30 | 0 | 0.03 |  | 23h30 | 0 | 0.02 |  | 23h30 | 0 | 0 |  | 23h30 | 0 | 0 |  | 23h30 | 0 | 0 |  | 23h30 | 0 | 0.28 |  | 23h30 | 0 | 0.29 |  | 23h30 | 0 | 0.25
00h30 | 0 | 0.44 |  |  | 00h30 | 0 | 0.21 |  |  | 00h30 | 0 | 0.42 |  |  | 00h30 | 0 | 0.43 |  |  | 00h30 | 0 | 0.2 |  |  | 00h30 | 0 | 0.4 |  |  | 00h30 | 0 | 0.28 |  |  | 00h30 | 0 | 0.14 |  |  | 00h30 | 0 | 0.25 |  |  | 00h30 | 0 | 0.14 |  |  | 00h30 | 0 | 0.11 |  |  | 00h30 | 0 | 0.13 |  |  | 00h30 | 0 | 0.45 |  |  | 00h30 | 0.35 | 1.72 |  |  | 00h30 | 0 | 0.43 |  |  | 00h30 | 0 | 0.16 |  | 00h30 | 0 | 0.09 |  | 00h30 | 0 | 0.14 |  | 00h30 | 0 | 0.15 |  | 00h30 | 0 | 0.1 |  | 00h30 | 0 | 0.15 |  | 00h30 | 0 | 0.03 |  | 00h30 | 0 | 0.03 |  | 00h30 | 0 | 0.02 |  | 00h30 | 0 | 0 |  | 00h30 | 0 | 0 |  | 00h30 | 0 | 0 |  | 00h30 | 0 | 0.17 |  | 00h30 | 0 | 0.1 |  | 00h30 | 0 | 0.16
01h30 | 0 | 0 |  |  | 01h30 | 0 | 0 |  |  | 01h30 | 0 | 0 |  |  | 01h30 | 0 | 0 |  |  | 01h30 | 0 | 0 |  |  | 01h30 | 0 | 0 |  |  | 01h30 | 0 | 0 |  |  | 01h30 | 0 | 0 |  |  | 01h30 | 0 | 0 |  |  | 01h30 | 0 | 0 |  |  | 01h30 | 0 | 0 |  |  | 01h30 | 0 | 0 |  |  | 01h30 | 0 | 0 |  |  | 01h30 | 0.25 | 1.04 |  |  | 01h30 | 0 | 0 |  |  | 01h30 | 0 | 0 |  | 01h30 | 0 | 0 |  | 01h30 | 0 | 0 |  | 01h30 | 0 | 0 |  | 01h30 | 0 | 0 |  | 01h30 | 0 | 0 |  | 01h30 | 0 | 0 |  | 01h30 | 0 | 0 |  | 01h30 | 0 | 0 |  | 01h30 | 0 | 0 |  | 01h30 | 0 | 0 |  | 01h30 | 0 | 0 |  | 01h30 | 0 | 0 |  | 01h30 | 0 | 0 |  | 01h30 | 0 | 0
02h30 | 0 | 0 |  |  | 02h30 | 0 | 0 |  |  | 02h30 | 0 | 0 |  |  | 02h30 | 0 | 0 |  |  | 02h30 | 0 | 0 |  |  | 02h30 | 0 | 0 |  |  | 02h30 | 0 | 0 |  |  | 02h30 | 0 | 0 |  |  | 02h30 | 0 | 0 |  |  | 02h30 | 0 | 0 |  |  | 02h30 | 0 | 0 |  |  | 02h30 | 0 | 0 |  |  | 02h30 | 0 | 0 |  |  | 02h30 | 0.28 | 1.04 |  |  | 02h30 | 0 | 0 |  |  | 02h30 | 0 | 0 |  | 02h30 | 0 | 0 |  | 02h30 | 0 | 0 |  | 02h30 | 0 | 0 |  | 02h30 | 0 | 0 |  | 02h30 | 0 | 0 |  | 02h30 | 0 | 0 |  | 02h30 | 0 | 0 |  | 02h30 | 0 | 0 |  | 02h30 | 0 | 0 |  | 02h30 | 0 | 0 |  | 02h30 | 0 | 0 |  | 02h30 | 0 | 0 |  | 02h30 | 0 | 0 |  | 02h30 | 0 | 0
03h30 | 0 | 0 |  |  | 03h30 | 0 | 0 |  |  | 03h30 | 0 | 0 |  |  | 03h30 | 0 | 0 |  |  | 03h30 | 0 | 0 |  |  | 03h30 | 0 | 0 |  |  | 03h30 | 0 | 0 |  |  | 03h30 | 0 | 0 |  |  | 03h30 | 0 | 0 |  |  | 03h30 | 0 | 0 |  |  | 03h30 | 0 | 0 |  |  | 03h30 | 0 | 0 |  |  | 03h30 | 0 | 0 |  |  | 03h30 | 0.39 | 1.33 |  |  | 03h30 | 0 | 0 |  |  | 03h30 | 0 | 0 |  | 03h30 | 0 | 0 |  | 03h30 | 0 | 0 |  | 03h30 | 0 | 0 |  | 03h30 | 0 | 0 |  | 03h30 | 0 | 0 |  | 03h30 | 0 | 0 |  | 03h30 | 0 | 0 |  | 03h30 | 0 | 0 |  | 03h30 | 0 | 0 |  | 03h30 | 0 | 0 |  | 03h30 | 0 | 0 |  | 03h30 | 0 | 0 |  | 03h30 | 0 | 0 |  | 03h30 | 0 | 0
04h30 | 0 | 0 |  |  | 04h30 | 0 | 0 |  |  | 04h30 | 0 | 0 |  |  | 04h30 | 0 | 0 |  |  | 04h30 | 0 | 0 |  |  | 04h30 | 0 | 0 |  |  | 04h30 | 0 | 0 |  |  | 04h30 | 0 | 0 |  |  | 04h30 | 0 | 0 |  |  | 04h30 | 0 | 0 |  |  | 04h30 | 0 | 0 |  |  | 04h30 | 0 | 0 |  |  | 04h30 | 0 | 0 |  |  | 04h30 | 0.5 | 1.6 |  |  | 04h30 | 0 | 0 |  |  | 04h30 | 0 | 0 |  | 04h30 | 0 | 0 |  | 04h30 | 0 | 0 |  | 04h30 | 0 | 0 |  | 04h30 | 0 | 0 |  | 04h30 | 0 | 0 |  | 04h30 | 0 | 0 |  | 04h30 | 0 | 0 |  | 04h30 | 0 | 0 |  | 04h30 | 0 | 0 |  | 04h30 | 0 | 0 |  | 04h30 | 0 | 0 |  | 04h30 | 0 | 0 |  | 04h30 | 0 | 0 |  | 04h30 | 0 | 0
05h30 | 0 | 0 |  |  | 05h30 | 0 | 0.01 |  |  | 05h30 | 0 | 0 |  |  | 05h30 | 0 | 0 |  |  | 05h30 | 0 | 0 |  |  | 05h30 | 0 | 0 |  |  | 05h30 | 0 | 0 |  |  | 05h30 | 0 | 0 |  |  | 05h30 | 0 | 0 |  |  | 05h30 | 0 | 0 |  |  | 05h30 | 0 | 0 |  |  | 05h30 | 0 | 0 |  |  | 05h30 | 0 | 0 |  |  | 05h30 | 0.57 | 1.74 |  |  | 05h30 | 0 | 0 |  |  | 05h30 | 0 | 0 |  | 05h30 | 0 | 0 |  | 05h30 | 0 | 0 |  | 05h30 | 0 | 0 |  | 05h30 | 0 | 0 |  | 05h30 | 0 | 0 |  | 05h30 | 0 | 0 |  | 05h30 | 0 | 0 |  | 05h30 | 0 | 0 |  | 05h30 | 0 | 0 |  | 05h30 | 0 | 0 |  | 05h30 | 0 | 0 |  | 05h30 | 0 | 0 |  | 05h30 | 0 | 0 |  | 05h30 | 0 | 0
06h30 | 0.01 | 0.03 |  |  | 06h30 | 0.01 | 0.04 |  |  | 06h30 | 0.01 | 0.03 |  |  | 06h30 | 0 | 0 |  |  | 06h30 | 0 | 0 |  |  | 06h30 | 0 | 0 |  |  | 06h30 | 0 | 0 |  |  | 06h30 | 0 | 0 |  |  | 06h30 | 0 | 0 |  |  | 06h30 | 0 | 0 |  |  | 06h30 | 0 | 0 |  |  | 06h30 | 0 | 0 |  |  | 06h30 | 0 | 0.01 |  |  | 06h30 | 0.59 | 1.8 |  |  | 06h30 | 0 | 0.01 |  |  | 06h30 | 0 | 0 |  | 06h30 | 0 | 0 |  | 06h30 | 0 | 0 |  | 06h30 | 0 | 0 |  | 06h30 | 0 | 0 |  | 06h30 | 0 | 0 |  | 06h30 | 0 | 0 |  | 06h30 | 0 | 0 |  | 06h30 | 0 | 0 |  | 06h30 | 0 | 0 |  | 06h30 | 0 | 0 |  | 06h30 | 0 | 0 |  | 06h30 | 0 | 0 |  | 06h30 | 0 | 0 |  | 06h30 | 0 | 0
07h30 | 0.14 | 0.79 |  |  | 07h30 | 0.17 | 0.84 |  |  | 07h30 | 0.13 | 0.79 |  |  | 07h30 | 0.16 | 0.7 |  |  | 07h30 | 0.16 | 0.72 |  |  | 07h30 | 0.16 | 0.7 |  |  | 07h30 | 0.14 | 0.67 |  |  | 07h30 | 0.14 | 0.7 |  |  | 07h30 | 0.14 | 0.66 |  |  | 07h30 | 0.09 | 0.53 |  |  | 07h30 | 0.09 | 0.53 |  |  | 07h30 | 0.09 | 0.53 |  |  | 07h30 | 0.16 | 0.77 |  |  | 07h30 | 0.95 | 2.99 |  |  | 07h30 | 0.16 | 0.76 |  |  | 07h30 | 0.08 | 0.44 |  | 07h30 | 0.08 | 0.44 |  | 07h30 | 0.08 | 0.44 |  | 07h30 | 0.08 | 0.43 |  | 07h30 | 0.08 | 0.43 |  | 07h30 | 0.08 | 0.43 |  | 07h30 | 0.02 | 0.37 |  | 07h30 | 0.02 | 0.37 |  | 07h30 | 0.02 | 0.37 |  | 07h30 | 0 | 0.27 |  | 07h30 | 0 | 0.27 |  | 07h30 | 0 | 0.27 |  | 07h30 | 0.08 | 0.45 |  | 07h30 | 0.08 | 0.45 |  | 07h30 | 0.08 | 0.45
08h30 | 0.3 | 1.32 |  |  | 08h30 | 0.33 | 1.35 |  |  | 08h30 | 0.3 | 1.32 |  |  | 08h30 | 0.29 | 1.17 |  |  | 08h30 | 0.29 | 1.2 |  |  | 08h30 | 0.28 | 1.17 |  |  | 08h30 | 0.21 | 1.09 |  |  | 08h30 | 0.21 | 1.11 |  |  | 08h30 | 0.2 | 1.07 |  |  | 08h30 | 0.09 | 0.78 |  |  | 08h30 | 0.09 | 0.78 |  |  | 08h30 | 0.09 | 0.77 |  |  | 08h30 | 0.29 | 1.27 |  |  | 08h30 | 1.12 | 3.6 |  |  | 08h30 | 0.29 | 1.27 |  |  | 08h30 | 0.09 | 0.69 |  | 08h30 | 0.09 | 0.7 |  | 08h30 | 0.08 | 0.69 |  | 08h30 | 0.08 | 0.66 |  | 08h30 | 0.08 | 0.66 |  | 08h30 | 0.08 | 0.65 |  | 08h30 | 0.02 | 0.49 |  | 08h30 | 0.02 | 0.5 |  | 08h30 | 0.02 | 0.49 |  | 08h30 | 0 | 0.28 |  | 08h30 | 0 | 0.28 |  | 08h30 | 0 | 0.28 |  | 08h30 | 0.08 | 0.72 |  | 08h30 | 0.09 | 0.72 |  | 08h30 | 0.08 | 0.71
09h30 | 0.17 | 0.55 |  |  | 09h30 | 0.16 | 0.54 |  |  | 09h30 | 0.59 | 1.75 |  |  | 09h30 | 0.13 | 0.47 |  |  | 09h30 | 0.13 | 0.48 |  |  | 09h30 | 0.51 | 1.6 |  |  | 09h30 | 0.06 | 0.42 |  |  | 09h30 | 0.07 | 0.42 |  |  | 09h30 | 0.38 | 1.47 |  |  | 09h30 | 0 | 0.25 |  |  | 09h30 | 0 | 0.25 |  |  | 09h30 | 0.22 | 1.11 |  |  | 09h30 | 0.13 | 0.52 |  |  | 09h30 | 1.2 | 3.69 |  |  | 09h30 | 0.52 | 1.7 |  |  | 09h30 | 0.01 | 0.26 |  | 09h30 | 0.01 | 0.26 |  | 09h30 | 0.27 | 1.13 |  | 09h30 | 0 | 0.23 |  | 09h30 | 0 | 0.23 |  | 09h30 | 0.25 | 1.06 |  | 09h30 | 0 | 0.13 |  | 09h30 | 0 | 0.13 |  | 09h30 | 0.15 | 0.83 |  | 09h30 | 0 | 0.01 |  | 09h30 | 0 | 0.01 |  | 09h30 | 0.07 | 0.57 |  | 09h30 | 0 | 0.27 |  | 09h30 | 0 | 0.27 |  | 09h30 | 0.26 | 1.15
10h30 | 0 | 0 |  |  | 10h30 | 0 | 0 |  |  | 10h30 | 0.56 | 1.65 |  |  | 10h30 | 0 | 0 |  |  | 10h30 | 0 | 0 |  |  | 10h30 | 0.51 | 1.54 |  |  | 10h30 | 0 | 0 |  |  | 10h30 | 0 | 0 |  |  | 10h30 | 0.42 | 1.41 |  |  | 10h30 | 0 | 0 |  |  | 10h30 | 0 | 0 |  |  | 10h30 | 0.31 | 1.16 |  |  | 10h30 | 0 | 0 |  |  | 10h30 | 1.15 | 3.49 |  |  | 10h30 | 0.52 | 1.61 |  |  | 10h30 | 0 | 0 |  | 10h30 | 0 | 0 |  | 10h30 | 0.35 | 1.19 |  | 10h30 | 0 | 0 |  | 10h30 | 0 | 0 |  | 10h30 | 0.33 | 1.14 |  | 10h30 | 0 | 0 |  | 10h30 | 0 | 0 |  | 10h30 | 0.24 | 0.97 |  | 10h30 | 0 | 0 |  | 10h30 | 0 | 0 |  | 10h30 | 0.14 | 0.76 |  | 10h30 | 0 | 0 |  | 10h30 | 0 | 0 |  | 10h30 | 0.34 | 1.21
11h30 | 0 | 0 |  |  | 11h30 | 0 | 0 |  |  | 11h30 | 0.47 | 1.44 |  |  | 11h30 | 0 | 0 |  |  | 11h30 | 0 | 0 |  |  | 11h30 | 0.42 | 1.35 |  |  | 11h30 | 0 | 0 |  |  | 11h30 | 0 | 0 |  |  | 11h30 | 0.35 | 1.22 |  |  | 11h30 | 0 | 0 |  |  | 11h30 | 0 | 0 |  |  | 11h30 | 0.27 | 1.02 |  |  | 11h30 | 0 | 0 |  |  | 11h30 | 1.01 | 3.16 |  |  | 11h30 | 0.43 | 1.41 |  |  | 11h30 | 0 | 0 |  | 11h30 | 0 | 0 |  | 11h30 | 0.31 | 1.05 |  | 11h30 | 0 | 0 |  | 11h30 | 0 | 0 |  | 11h30 | 0.28 | 1 |  | 11h30 | 0 | 0 |  | 11h30 | 0 | 0 |  | 11h30 | 0.2 | 0.86 |  | 11h30 | 0 | 0 |  | 11h30 | 0 | 0 |  | 11h30 | 0.13 | 0.69 |  | 11h30 | 0 | 0 |  | 11h30 | 0 | 0 |  | 11h30 | 0.29 | 1.06
12h30 | 0 | 0 |  |  | 12h30 | 0 | 0 |  |  | 12h30 | 0.42 | 1.33 |  |  | 12h30 | 0 | 0 |  |  | 12h30 | 0 | 0 |  |  | 12h30 | 0.38 | 1.24 |  |  | 12h30 | 0 | 0 |  |  | 12h30 | 0 | 0 |  |  | 12h30 | 0.31 | 1.11 |  |  | 12h30 | 0 | 0 |  |  | 12h30 | 0 | 0 |  |  | 12h30 | 0.24 | 0.94 |  |  | 12h30 | 0 | 0 |  |  | 12h30 | 0.91 | 2.89 |  |  | 12h30 | 0.39 | 1.3 |  |  | 12h30 | 0 | 0 |  | 12h30 | 0 | 0 |  | 12h30 | 0.28 | 0.96 |  | 12h30 | 0 | 0 |  | 12h30 | 0 | 0 |  | 12h30 | 0.26 | 0.92 |  | 12h30 | 0 | 0 |  | 12h30 | 0 | 0 |  | 12h30 | 0.19 | 0.79 |  | 12h30 | 0 | 0 |  | 12h30 | 0 | 0 |  | 12h30 | 0.13 | 0.65 |  | 12h30 | 0 | 0 |  | 12h30 | 0 | 0 |  | 12h30 | 0.26 | 0.97
13h30 | 0.29 | 1.01 |  |  | 13h30 | 0 | 0 |  |  | 13h30 | 0.41 | 1.3 |  |  | 13h30 | 0.29 | 0.99 |  |  | 13h30 | 0 | 0 |  |  | 13h30 | 0.37 | 1.22 |  |  | 13h30 | 0.27 | 0.94 |  |  | 13h30 | 0 | 0 |  |  | 13h30 | 0.3 | 1.07 |  |  | 13h30 | 0.24 | 0.86 |  |  | 13h30 | 0 | 0 |  |  | 13h30 | 0.23 | 0.91 |  |  | 13h30 | 0.29 | 1 |  |  | 13h30 | 0.8 | 2.66 |  |  | 13h30 | 0.38 | 1.27 |  |  | 13h30 | 0.23 | 0.79 |  | 13h30 | 0 | 0 |  | 13h30 | 0.27 | 0.94 |  | 13h30 | 0.22 | 0.77 |  | 13h30 | 0 | 0 |  | 13h30 | 0.25 | 0.9 |  | 13h30 | 0.18 | 0.7 |  | 13h30 | 0 | 0 |  | 13h30 | 0.19 | 0.78 |  | 13h30 | 0.14 | 0.61 |  | 13h30 | 0 | 0 |  | 13h30 | 0.13 | 0.64 |  | 13h30 | 0.22 | 0.8 |  | 13h30 | 0 | 0 |  | 13h30 | 0.26 | 0.95
14h30 | 0.57 | 1.73 |  |  | 14h30 | 0 | 0 |  |  | 14h30 | 0.38 | 1.23 |  |  | 14h30 | 0.54 | 1.63 |  |  | 14h30 | 0 | 0 |  |  | 14h30 | 0.35 | 1.15 |  |  | 14h30 | 0.47 | 1.52 |  |  | 14h30 | 0 | 0 |  |  | 14h30 | 0.27 | 1 |  |  | 14h30 | 0.38 | 1.3 |  |  | 14h30 | 0 | 0 |  |  | 14h30 | 0.21 | 0.85 |  |  | 14h30 | 0.55 | 1.69 |  |  | 14h30 | 0.61 | 2.45 |  |  | 14h30 | 0.35 | 1.19 |  |  | 14h30 | 0.4 | 1.28 |  | 14h30 | 0 | 0 |  | 14h30 | 0.25 | 0.88 |  | 14h30 | 0.38 | 1.22 |  | 14h30 | 0 | 0 |  | 14h30 | 0.23 | 0.84 |  | 14h30 | 0.29 | 1.07 |  | 14h30 | 0 | 0 |  | 14h30 | 0.18 | 0.72 |  | 14h30 | 0.2 | 0.88 |  | 14h30 | 0 | 0 |  | 14h30 | 0.13 | 0.6 |  | 14h30 | 0.38 | 1.28 |  | 14h30 | 0 | 0 |  | 14h30 | 0.24 | 0.89
15h30 | 0.63 | 1.74 |  |  | 15h30 | 0 | 0 |  |  | 15h30 | 0.33 | 1.06 |  |  | 15h30 | 0.56 | 1.59 |  |  | 15h30 | 0 | 0 |  |  | 15h30 | 0.3 | 0.98 |  |  | 15h30 | 0.46 | 1.45 |  |  | 15h30 | 0 | 0 |  |  | 15h30 | 0.23 | 0.84 |  |  | 15h30 | 0.33 | 1.18 |  |  | 15h30 | 0 | 0 |  |  | 15h30 | 0.17 | 0.7 |  |  | 15h30 | 0.57 | 1.68 |  |  | 15h30 | 0.36 | 2.25 |  |  | 15h30 | 0.3 | 1.03 |  |  | 15h30 | 0.4 | 1.25 |  | 15h30 | 0 | 0 |  | 15h30 | 0.21 | 0.74 |  | 15h30 | 0.37 | 1.16 |  | 15h30 | 0 | 0 |  | 15h30 | 0.19 | 0.69 |  | 15h30 | 0.26 | 0.98 |  | 15h30 | 0 | 0 |  | 15h30 | 0.14 | 0.59 |  | 15h30 | 0.17 | 0.77 |  | 15h30 | 0 | 0 |  | 15h30 | 0.09 | 0.48 |  | 15h30 | 0.38 | 1.24 |  | 15h30 | 0 | 0 |  | 15h30 | 0.19 | 0.74
16h30 | 0.41 | 1.15 |  |  | 16h30 | 0 | 0 |  |  | 16h30 | 0.26 | 0.83 |  |  | 16h30 | 0.36 | 1.05 |  |  | 16h30 | 0 | 0 |  |  | 16h30 | 0.24 | 0.76 |  |  | 16h30 | 0.29 | 0.94 |  |  | 16h30 | 0 | 0 |  |  | 16h30 | 0.19 | 0.67 |  |  | 16h30 | 0.21 | 0.77 |  |  | 16h30 | 0 | 0 |  |  | 16h30 | 0.13 | 0.56 |  |  | 16h30 | 0.37 | 1.11 |  |  | 16h30 | 0.36 | 2.16 |  |  | 16h30 | 0.24 | 0.8 |  |  | 16h30 | 0.27 | 0.84 |  | 16h30 | 0 | 0 |  | 16h30 | 0.16 | 0.57 |  | 16h30 | 0.24 | 0.77 |  | 16h30 | 0 | 0 |  | 16h30 | 0.15 | 0.54 |  | 16h30 | 0.17 | 0.65 |  | 16h30 | 0 | 0 |  | 16h30 | 0.09 | 0.45 |  | 16h30 | 0.1 | 0.5 |  | 16h30 | 0 | 0 |  | 16h30 | 0.06 | 0.37 |  | 16h30 | 0.25 | 0.83 |  | 16h30 | 0 | 0 |  | 16h30 | 0.16 | 0.57
17h30 | 0.3 | 0.81 |  |  | 17h30 | 0 | 0 |  |  | 17h30 | 0.22 | 0.64 |  |  | 17h30 | 0.26 | 0.74 |  |  | 17h30 | 0 | 0 |  |  | 17h30 | 0.19 | 0.57 |  |  | 17h30 | 0.2 | 0.63 |  |  | 17h30 | 0 | 0 |  |  | 17h30 | 0.14 | 0.47 |  |  | 17h30 | 0.14 | 0.51 |  |  | 17h30 | 0 | 0 |  |  | 17h30 | 0.09 | 0.37 |  |  | 17h30 | 0.27 | 0.78 |  |  | 17h30 | 0.54 | 2.3 |  |  | 17h30 | 0.2 | 0.61 |  |  | 17h30 | 0.2 | 0.58 |  | 17h30 | 0 | 0 |  | 17h30 | 0.13 | 0.41 |  | 17h30 | 0.17 | 0.52 |  | 17h30 | 0 | 0 |  | 17h30 | 0.11 | 0.37 |  | 17h30 | 0.12 | 0.43 |  | 17h30 | 0 | 0 |  | 17h30 | 0.06 | 0.29 |  | 17h30 | 0.07 | 0.31 |  | 17h30 | 0 | 0 |  | 17h30 | 0.03 | 0.21 |  | 17h30 | 0.18 | 0.57 |  | 17h30 | 0 | 0 |  | 17h30 | 0.12 | 0.4
18h30 | 0.24 | 0.68 |  |  | 18h30 | 0.27 | 0.71 |  |  | 18h30 | 0.21 | 0.61 |  |  | 18h30 | 0.21 | 0.63 |  |  | 18h30 | 0.24 | 0.65 |  |  | 18h30 | 0.19 | 0.57 |  |  | 18h30 | 0.17 | 0.55 |  |  | 18h30 | 0.2 | 0.58 |  |  | 18h30 | 0.14 | 0.47 |  |  | 18h30 | 0.13 | 0.47 |  |  | 18h30 | 0.14 | 0.46 |  |  | 18h30 | 0.09 | 0.37 |  |  | 18h30 | 0.22 | 0.66 |  |  | 18h30 | 0.72 | 2.55 |  |  | 18h30 | 0.2 | 0.6 |  |  | 18h30 | 0.16 | 0.5 |  | 18h30 | 0.19 | 0.53 |  | 18h30 | 0.13 | 0.41 |  | 18h30 | 0.14 | 0.47 |  | 18h30 | 0.17 | 0.47 |  | 18h30 | 0.11 | 0.37 |  | 18h30 | 0.1 | 0.39 |  | 18h30 | 0.11 | 0.38 |  | 18h30 | 0.06 | 0.29 |  | 18h30 | 0.07 | 0.31 |  | 18h30 | 0.06 | 0.26 |  | 18h30 | 0.02 | 0.21 |  | 18h30 | 0.15 | 0.5 |  | 18h30 | 0.17 | 0.51 |  | 18h30 | 0.12 | 0.4
19h30 | 0.03 | 0.29 |  |  | 19h30 | 0.27 | 0.81 |  |  | 19h30 | 0.01 | 0.24 |  |  | 19h30 | 0.01 | 0.25 |  |  | 19h30 | 0.24 | 0.72 |  |  | 19h30 | 0 | 0.2 |  |  | 19h30 | 0 | 0.13 |  |  | 19h30 | 0.2 | 0.6 |  |  | 19h30 | 0 | 0.06 |  |  | 19h30 | 0 | 0.06 |  |  | 19h30 | 0.14 | 0.46 |  |  | 19h30 | 0 | 0 |  |  | 19h30 | 0.01 | 0.27 |  |  | 19h30 | 0.64 | 2.46 |  |  | 19h30 | 0 | 0.22 |  |  | 19h30 | 0 | 0.12 |  | 19h30 | 0.19 | 0.53 |  | 19h30 | 0 | 0.04 |  | 19h30 | 0 | 0.08 |  | 19h30 | 0.17 | 0.47 |  | 19h30 | 0 | 0 |  | 19h30 | 0 | 0 |  | 19h30 | 0.11 | 0.38 |  | 19h30 | 0 | 0 |  | 19h30 | 0 | 0 |  | 19h30 | 0.06 | 0.26 |  | 19h30 | 0.01 | 0 |  | 19h30 | 0 | 0.11 |  | 19h30 | 0.17 | 0.51 |  | 19h30 | 0 | 0.02
20h30 | 0.02 | 0.29 |  |  | 20h30 | 0.09 | 0.57 |  |  | 20h30 | 0.01 | 0.24 |  |  | 20h30 | 0 | 0.25 |  |  | 20h30 | 0.06 | 0.5 |  |  | 20h30 | 0 | 0.2 |  |  | 20h30 | 0 | 0.13 |  |  | 20h30 | 0 | 0.37 |  |  | 20h30 | 0 | 0.06 |  |  | 20h30 | 0 | 0.06 |  |  | 20h30 | 0 | 0.24 |  |  | 20h30 | 0 | 0 |  |  | 20h30 | 0.01 | 0.27 |  |  | 20h30 | 0.49 | 2.29 |  |  | 20h30 | 0 | 0.22 |  |  | 20h30 | 0 | 0.12 |  | 20h30 | 0 | 0.31 |  | 20h30 | 0 | 0.04 |  | 20h30 | 0 | 0.08 |  | 20h30 | 0 | 0.24 |  | 20h30 | 0 | 0 |  | 20h30 | 0 | 0 |  | 20h30 | 0 | 0.13 |  | 20h30 | 0 | 0 |  | 20h30 | 0 | 0 |  | 20h30 | 0 | 0 |  | 20h30 | 0 | 0 |  | 20h30 | 0 | 0.11 |  | 20h30 | 0 | 0.29 |  | 20h30 | 0 | 0.02
21h30 | 0 | 0.35 |  |  | 21h30 | 0.09 | 0.54 |  |  | 21h30 | 0 | 0.31 |  |  | 21h30 | 0 | 0.33 |  |  | 21h30 | 0.06 | 0.51 |  |  | 21h30 | 0 | 0.28 |  |  | 21h30 | 0 | 0.14 |  |  | 21h30 | 0 | 0.35 |  |  | 21h30 | 0 | 0.08 |  |  | 21h30 | 0 | 0.04 |  |  | 21h30 | 0 | 0.24 |  |  | 21h30 | 0 | 0 |  |  | 21h30 | 0 | 0.34 |  |  | 21h30 | 0.5 | 2.39 |  |  | 21h30 | 0 | 0.29 |  |  | 21h30 | 0 | 0.13 |  | 21h30 | 0 | 0.32 |  | 21h30 | 0 | 0.06 |  | 21h30 | 0 | 0.1 |  | 21h30 | 0 | 0.26 |  | 21h30 | 0 | 0.03 |  | 21h30 | 0 | 0 |  | 21h30 | 0 | 0.13 |  | 21h30 | 0 | 0 |  | 21h30 | 0 | 0 |  | 21h30 | 0 | 0 |  | 21h30 | 0 | 0 |  | 21h30 | 0 | 0.14 |  | 21h30 | 0 | 0.31 |  | 21h30 | 0 | 0.06
22h30 | 0 | 0.44 |  |  | 22h30 | 0.03 | 0.66 |  |  | 22h30 | 0 | 0.41 |  |  | 22h30 | 0 | 0.44 |  |  | 22h30 | 0.02 | 0.65 |  |  | 22h30 | 0 | 0.4 |  |  | 22h30 | 0 | 0.21 |  |  | 22h30 | 0 | 0.46 |  |  | 22h30 | 0 | 0.18 |  |  | 22h30 | 0 | 0.1 |  |  | 22h30 | 0 | 0.34 |  |  | 22h30 | 0 | 0.08 |  |  | 22h30 | 0 | 0.43 |  |  | 22h30 | 0.53 | 2.45 |  |  | 22h30 | 0 | 0.4 |  |  | 22h30 | 0 | 0.17 |  | 22h30 | 0 | 0.42 |  | 22h30 | 0 | 0.13 |  | 22h30 | 0 | 0.15 |  | 22h30 | 0 | 0.38 |  | 22h30 | 0 | 0.11 |  | 22h30 | 0 | 0.03 |  | 22h30 | 0 | 0.23 |  | 22h30 | 0 | 0 |  | 22h30 | 0 | 0 |  | 22h30 | 0 | 0.09 |  | 22h30 | 0 | 0 |  | 22h30 | 0 | 0.18 |  | 22h30 | 0 | 0.42 |  | 22h30 | 0 | 0.14
23h30 | 0 | 0.56 |  |  | 23h30 | 0.03 | 0.74 |  |  | 23h30 | 0 | 0.54 |  |  | 23h30 | 0 | 0.56 |  |  | 23h30 | 0.02 | 0.74 |  |  | 23h30 | 0 | 0.52 |  |  | 23h30 | 0 | 0.32 |  |  | 23h30 | 0 | 0.53 |  |  | 23h30 | 0 | 0.29 |  |  | 23h30 | 0 | 0.19 |  |  | 23h30 | 0 | 0.4 |  |  | 23h30 | 0 | 0.16 |  |  | 23h30 | 0 | 0.55 |  |  | 23h30 | 0.54 | 2.5 |  |  | 23h30 | 0 | 0.52 |  |  | 23h30 | 0 | 0.24 |  | 23h30 | 0 | 0.46 |  | 23h30 | 0 | 0.21 |  | 23h30 | 0 | 0.23 |  | 23h30 | 0 | 0.43 |  | 23h30 | 0 | 0.19 |  | 23h30 | 0 | 0.08 |  | 23h30 | 0 | 0.28 |  | 23h30 | 0 | 0.03 |  | 23h30 | 0 | 0 |  | 23h30 | 0 | 0.15 |  | 23h30 | 0 | 0 |  | 23h30 | 0 | 0.26 |  | 23h30 | 0 | 0.47 |  | 23h30 | 0 | 0.22
00h30 | 0 | 0.47 |  |  | 00h30 | 0 | 0.15 |  |  | 00h30 | 0 | 0.44 |  |  | 00h30 | 0 | 0.45 |  |  | 00h30 | 0 | 0.17 |  |  | 00h30 | 0 | 0.41 |  |  | 00h30 | 0 | 0.25 |  |  | 00h30 | 0 | 0.07 |  |  | 00h30 | 0 | 0.2 |  |  | 00h30 | 0 | 0.13 |  |  | 00h30 | 0 | 0.05 |  |  | 00h30 | 0 | 0.08 |  |  | 00h30 | 0 | 0.46 |  |  | 00h30 | 0.5 | 2.17 |  |  | 00h30 | 0 | 0.42 |  |  | 00h30 | 0 | 0.2 |  | 00h30 | 0 | 0.06 |  | 00h30 | 0 | 0.14 |  | 00h30 | 0 | 0.18 |  | 00h30 | 0 | 0.08 |  | 00h30 | 0 | 0.12 |  | 00h30 | 0 | 0.05 |  | 00h30 | 0 | 0.05 |  | 00h30 | 0 | 0.03 |  | 00h30 | 0 | 0 |  | 00h30 | 0 | 0.05 |  | 00h30 | 0 | 0 |  | 00h30 | 0 | 0.21 |  | 00h30 | 0 | 0.08 |  | 00h30 | 0 | 0.15
01h30 | 0 | 0 |  |  | 01h30 | 0 | 0 |  |  | 01h30 | 0 | 0 |  |  | 01h30 | 0 | 0 |  |  | 01h30 | 0 | 0 |  |  | 01h30 | 0 | 0 |  |  | 01h30 | 0 | 0 |  |  | 01h30 | 0 | 0 |  |  | 01h30 | 0 | 0 |  |  | 01h30 | 0 | 0 |  |  | 01h30 | 0 | 0 |  |  | 01h30 | 0 | 0 |  |  | 01h30 | 0 | 0 |  |  | 01h30 | 0.33 | 1.31 |  |  | 01h30 | 0 | 0 |  |  | 01h30 | 0 | 0 |  | 01h30 | 0 | 0 |  | 01h30 | 0 | 0 |  | 01h30 | 0 | 0 |  | 01h30 | 0 | 0 |  | 01h30 | 0 | 0 |  | 01h30 | 0 | 0 |  | 01h30 | 0 | 0 |  | 01h30 | 0 | 0 |  | 01h30 | 0 | 0 |  | 01h30 | 0 | 0 |  | 01h30 | 0 | 0 |  | 01h30 | 0 | 0 |  | 01h30 | 0 | 0 |  | 01h30 | 0 | 0
02h30 | 0 | 0 |  |  | 02h30 | 0 | 0 |  |  | 02h30 | 0 | 0 |  |  | 02h30 | 0 | 0 |  |  | 02h30 | 0 | 0 |  |  | 02h30 | 0 | 0 |  |  | 02h30 | 0 | 0 |  |  | 02h30 | 0 | 0 |  |  | 02h30 | 0 | 0 |  |  | 02h30 | 0 | 0 |  |  | 02h30 | 0 | 0 |  |  | 02h30 | 0 | 0 |  |  | 02h30 | 0 | 0 |  |  | 02h30 | 0.33 | 1.31 |  |  | 02h30 | 0 | 0 |  |  | 02h30 | 0 | 0 |  | 02h30 | 0 | 0 |  | 02h30 | 0 | 0 |  | 02h30 | 0 | 0 |  | 02h30 | 0 | 0 |  | 02h30 | 0 | 0 |  | 02h30 | 0 | 0 |  | 02h30 | 0 | 0 |  | 02h30 | 0 | 0 |  | 02h30 | 0 | 0 |  | 02h30 | 0 | 0 |  | 02h30 | 0 | 0 |  | 02h30 | 0 | 0 |  | 02h30 | 0 | 0 |  | 02h30 | 0 | 0
03h30 | 0 | 0 |  |  | 03h30 | 0 | 0 |  |  | 03h30 | 0 | 0 |  |  | 03h30 | 0 | 0 |  |  | 03h30 | 0 | 0 |  |  | 03h30 | 0 | 0 |  |  | 03h30 | 0 | 0 |  |  | 03h30 | 0 | 0 |  |  | 03h30 | 0 | 0 |  |  | 03h30 | 0 | 0 |  |  | 03h30 | 0 | 0 |  |  | 03h30 | 0 | 0 |  |  | 03h30 | 0 | 0 |  |  | 03h30 | 0.43 | 1.51 |  |  | 03h30 | 0 | 0 |  |  | 03h30 | 0 | 0 |  | 03h30 | 0 | 0 |  | 03h30 | 0 | 0 |  | 03h30 | 0 | 0 |  | 03h30 | 0 | 0 |  | 03h30 | 0 | 0 |  | 03h30 | 0 | 0 |  | 03h30 | 0 | 0 |  | 03h30 | 0 | 0 |  | 03h30 | 0 | 0 |  | 03h30 | 0 | 0 |  | 03h30 | 0 | 0 |  | 03h30 | 0 | 0 |  | 03h30 | 0 | 0 |  | 03h30 | 0 | 0
04h30 | 0 | 0 |  |  | 04h30 | 0 | 0 |  |  | 04h30 | 0 | 0 |  |  | 04h30 | 0 | 0 |  |  | 04h30 | 0 | 0 |  |  | 04h30 | 0 | 0 |  |  | 04h30 | 0 | 0 |  |  | 04h30 | 0 | 0 |  |  | 04h30 | 0 | 0 |  |  | 04h30 | 0 | 0 |  |  | 04h30 | 0 | 0 |  |  | 04h30 | 0 | 0 |  |  | 04h30 | 0 | 0 |  |  | 04h30 | 0.51 | 1.65 |  |  | 04h30 | 0 | 0 |  |  | 04h30 | 0 | 0 |  | 04h30 | 0 | 0 |  | 04h30 | 0 | 0 |  | 04h30 | 0 | 0 |  | 04h30 | 0 | 0 |  | 04h30 | 0 | 0 |  | 04h30 | 0 | 0 |  | 04h30 | 0 | 0 |  | 04h30 | 0 | 0 |  | 04h30 | 0 | 0 |  | 04h30 | 0 | 0 |  | 04h30 | 0 | 0 |  | 04h30 | 0 | 0 |  | 04h30 | 0 | 0 |  | 04h30 | 0 | 0
05h30 | 0 | 0 |  |  | 05h30 | 0 | 0.02 |  |  | 05h30 | 0 | 0 |  |  | 05h30 | 0 | 0 |  |  | 05h30 | 0 | 0 |  |  | 05h30 | 0 | 0 |  |  | 05h30 | 0 | 0 |  |  | 05h30 | 0 | 0 |  |  | 05h30 | 0 | 0 |  |  | 05h30 | 0 | 0 |  |  | 05h30 | 0 | 0 |  |  | 05h30 | 0 | 0 |  |  | 05h30 | 0 | 0 |  |  | 05h30 | 0.56 | 1.75 |  |  | 05h30 | 0 | 0 |  |  | 05h30 | 0 | 0 |  | 05h30 | 0 | 0 |  | 05h30 | 0 | 0 |  | 05h30 | 0 | 0 |  | 05h30 | 0 | 0 |  | 05h30 | 0 | 0 |  | 05h30 | 0 | 0 |  | 05h30 | 0 | 0 |  | 05h30 | 0 | 0 |  | 05h30 | 0 | 0 |  | 05h30 | 0 | 0 |  | 05h30 | 0 | 0 |  | 05h30 | 0 | 0 |  | 05h30 | 0 | 0 |  | 05h30 | 0 | 0
06h30 | 0 | 0 |  |  | 06h30 | 0.01 | 0.02 |  |  | 06h30 | 0 | 0 |  |  | 06h30 | 0 | 0 |  |  | 06h30 | 0 | 0 |  |  | 06h30 | 0 | 0 |  |  | 06h30 | 0 | 0 |  |  | 06h30 | 0 | 0 |  |  | 06h30 | 0 | 0 |  |  | 06h30 | 0 | 0 |  |  | 06h30 | 0 | 0 |  |  | 06h30 | 0 | 0 |  |  | 06h30 | 0 | 0 |  |  | 06h30 | 0.59 | 1.86 |  |  | 06h30 | 0 | 0 |  |  | 06h30 | 0 | 0 |  | 06h30 | 0 | 0 |  | 06h30 | 0 | 0 |  | 06h30 | 0 | 0 |  | 06h30 | 0 | 0 |  | 06h30 | 0 | 0 |  | 06h30 | 0 | 0 |  | 06h30 | 0 | 0 |  | 06h30 | 0 | 0 |  | 06h30 | 0 | 0 |  | 06h30 | 0 | 0 |  | 06h30 | 0 | 0 |  | 06h30 | 0 | 0 |  | 06h30 | 0 | 0 |  | 06h30 | 0 | 0
07h30 | 0.11 | 0.56 |  |  | 07h30 | 0.12 | 0.61 |  |  | 07h30 | 0.12 | 0.55 |  |  | 07h30 | 0.12 | 0.52 |  |  | 07h30 | 0.13 | 0.55 |  |  | 07h30 | 0.12 | 0.51 |  |  | 07h30 | 0.1 | 0.5 |  |  | 07h30 | 0.11 | 0.55 |  |  | 07h30 | 0.09 | 0.49 |  |  | 07h30 | 0.05 | 0.35 |  |  | 07h30 | 0.06 | 0.37 |  |  | 07h30 | 0.04 | 0.35 |  |  | 07h30 | 0.12 | 0.54 |  |  | 07h30 | 0.96 | 3.11 |  |  | 07h30 | 0.12 | 0.53 |  |  | 07h30 | 0.05 | 0.27 |  | 07h30 | 0.06 | 0.26 |  | 07h30 | 0.05 | 0.27 |  | 07h30 | 0.04 | 0.26 |  | 07h30 | 0.05 | 0.26 |  | 07h30 | 0.04 | 0.26 |  | 07h30 | 0 | 0.21 |  | 07h30 | 0.01 | 0.24 |  | 07h30 | 0 | 0.2 |  | 07h30 | 0 | 0.14 |  | 07h30 | 0 | 0.18 |  | 07h30 | 0 | 0.13 |  | 07h30 | 0.05 | 0.27 |  | 07h30 | 0.06 | 0.26 |  | 07h30 | 0.04 | 0.27
08h30 | 0.16 | 0.78 |  |  | 08h30 | 0.17 | 0.83 |  |  | 08h30 | 0.16 | 0.77 |  |  | 08h30 | 0.13 | 0.67 |  |  | 08h30 | 0.16 | 0.73 |  |  | 08h30 | 0.13 | 0.65 |  |  | 08h30 | 0.1 | 0.6 |  |  | 08h30 | 0.11 | 0.67 |  |  | 08h30 | 0.09 | 0.59 |  |  | 08h30 | 0.05 | 0.35 |  |  | 08h30 | 0.06 | 0.38 |  |  | 08h30 | 0.04 | 0.35 |  |  | 08h30 | 0.14 | 0.74 |  |  | 08h30 | 1.13 | 3.73 |  |  | 08h30 | 0.13 | 0.73 |  |  | 08h30 | 0.05 | 0.28 |  | 08h30 | 0.06 | 0.31 |  | 08h30 | 0.05 | 0.27 |  | 08h30 | 0.04 | 0.26 |  | 08h30 | 0.05 | 0.27 |  | 08h30 | 0.04 | 0.26 |  | 08h30 | 0 | 0.21 |  | 08h30 | 0.01 | 0.24 |  | 08h30 | 0 | 0.2 |  | 08h30 | 0 | 0.14 |  | 08h30 | 0 | 0.18 |  | 08h30 | 0 | 0.13 |  | 08h30 | 0.05 | 0.27 |  | 08h30 | 0.06 | 0.3 |  | 08h30 | 0.04 | 0.27
09h30 | 0.05 | 0.22 |  |  | 09h30 | 0.05 | 0.22 |  |  | 09h30 | 0.27 | 0.92 |  |  | 09h30 | 0.02 | 0.15 |  |  | 09h30 | 0.02 | 0.18 |  |  | 09h30 | 0.21 | 0.76 |  |  | 09h30 | 0 | 0.1 |  |  | 09h30 | 0 | 0.12 |  |  | 09h30 | 0.12 | 0.64 |  |  | 09h30 | 0 | 0 |  |  | 09h30 | 0 | 0 |  |  | 09h30 | 0.02 | 0.39 |  |  | 09h30 | 0.02 | 0.2 |  |  | 09h30 | 1.03 | 3.74 |  |  | 09h30 | 0.21 | 0.86 |  |  | 09h30 | 0 | 0 |  | 09h30 | 0 | 0.05 |  | 09h30 | 0.07 | 0.44 |  | 09h30 | 0 | 0 |  | 09h30 | 0 | 0.01 |  | 09h30 | 0.05 | 0.37 |  | 09h30 | 0 | 0 |  | 09h30 | 0 | 0 |  | 09h30 | 0 | 0.24 |  | 09h30 | 0 | 0 |  | 09h30 | 0 | 0 |  | 09h30 | 0 | 0.09 |  | 09h30 | 0 | 0 |  | 09h30 | 0 | 0.04 |  | 09h30 | 0.05 | 0.42
10h30 | 0 | 0 |  |  | 10h30 | 0 | 0 |  |  | 10h30 | 0.22 | 0.69 |  |  | 10h30 | 0 | 0 |  |  | 10h30 | 0 | 0 |  |  | 10h30 | 0.2 | 0.62 |  |  | 10h30 | 0 | 0 |  |  | 10h30 | 0 | 0 |  |  | 10h30 | 0.12 | 0.55 |  |  | 10h30 | 0 | 0 |  |  | 10h30 | 0 | 0 |  |  | 10h30 | 0.02 | 0.39 |  |  | 10h30 | 0 | 0 |  |  | 10h30 | 0.76 | 3.42 |  |  | 10h30 | 0.2 | 0.67 |  |  | 10h30 | 0 | 0 |  | 10h30 | 0 | 0 |  | 10h30 | 0.07 | 0.44 |  | 10h30 | 0 | 0 |  | 10h30 | 0 | 0 |  | 10h30 | 0.05 | 0.37 |  | 10h30 | 0 | 0 |  | 10h30 | 0 | 0 |  | 10h30 | 0 | 0.24 |  | 10h30 | 0 | 0 |  | 10h30 | 0 | 0 |  | 10h30 | 0 | 0.09 |  | 10h30 | 0 | 0 |  | 10h30 | 0 | 0 |  | 10h30 | 0.05 | 0.42
11h30 | 0 | 0 |  |  | 11h30 | 0 | 0 |  |  | 11h30 | 0 | 0.21 |  |  | 11h30 | 0 | 0 |  |  | 11h30 | 0 | 0 |  |  | 11h30 | 0 | 0.17 |  |  | 11h30 | 0 | 0 |  |  | 11h30 | 0 | 0 |  |  | 11h30 | 0 | 0.1 |  |  | 11h30 | 0 | 0 |  |  | 11h30 | 0 | 0 |  |  | 11h30 | 0 | 0.03 |  |  | 11h30 | 0 | 0 |  |  | 11h30 | 0.3 | 2.98 |  |  | 11h30 | 0 | 0.2 |  |  | 11h30 | 0 | 0 |  | 11h30 | 0 | 0 |  | 11h30 | 0 | 0.07 |  | 11h30 | 0 | 0 |  | 11h30 | 0 | 0 |  | 11h30 | 0 | 0.01 |  | 11h30 | 0 | 0 |  | 11h30 | 0 | 0 |  | 11h30 | 0 | 0 |  | 11h30 | 0 | 0 |  | 11h30 | 0 | 0 |  | 11h30 | 0 | 0 |  | 11h30 | 0 | 0 |  | 11h30 | 0 | 0 |  | 11h30 | 0 | 0.04
12h30 | 0 | 0 |  |  | 12h30 | 0 | 0 |  |  | 12h30 | 0 | 0.21 |  |  | 12h30 | 0 | 0 |  |  | 12h30 | 0 | 0 |  |  | 12h30 | 0 | 0.17 |  |  | 12h30 | 0 | 0 |  |  | 12h30 | 0 | 0 |  |  | 12h30 | 0 | 0.1 |  |  | 12h30 | 0 | 0 |  |  | 12h30 | 0 | 0 |  |  | 12h30 | 0 | 0.03 |  |  | 12h30 | 0 | 0 |  |  | 12h30 | 0.3 | 2.63 |  |  | 12h30 | 0 | 0.2 |  |  | 12h30 | 0 | 0 |  | 12h30 | 0 | 0 |  | 12h30 | 0 | 0.07 |  | 12h30 | 0 | 0 |  | 12h30 | 0 | 0 |  | 12h30 | 0 | 0.01 |  | 12h30 | 0 | 0 |  | 12h30 | 0 | 0 |  | 12h30 | 0 | 0 |  | 12h30 | 0 | 0 |  | 12h30 | 0 | 0 |  | 12h30 | 0 | 0 |  | 12h30 | 0 | 0 |  | 12h30 | 0 | 0 |  | 12h30 | 0 | 0.04
13h30 | 0 | 0.04 |  |  | 13h30 | 0 | 0 |  |  | 13h30 | 0 | 0 |  |  | 13h30 | 0 | 0.04 |  |  | 13h30 | 0 | 0 |  |  | 13h30 | 0 | 0 |  |  | 13h30 | 0 | 0 |  |  | 13h30 | 0 | 0 |  |  | 13h30 | 0 | 0 |  |  | 13h30 | 0 | 0 |  |  | 13h30 | 0 | 0 |  |  | 13h30 | 0 | 0 |  |  | 13h30 | 0 | 0.03 |  |  | 13h30 | 0.12 | 2.32 |  |  | 13h30 | 0 | 0 |  |  | 13h30 | 0 | 0 |  | 13h30 | 0 | 0 |  | 13h30 | 0 | 0 |  | 13h30 | 0 | 0 |  | 13h30 | 0 | 0 |  | 13h30 | 0 | 0 |  | 13h30 | 0 | 0 |  | 13h30 | 0 | 0 |  | 13h30 | 0 | 0 |  | 13h30 | 0 | 0 |  | 13h30 | 0 | 0 |  | 13h30 | 0 | 0 |  | 13h30 | 0 | 0 |  | 13h30 | 0 | 0 |  | 13h30 | 0 | 0
14h30 | 0 | 0.04 |  |  | 14h30 | 0 | 0 |  |  | 14h30 | 0 | 0 |  |  | 14h30 | 0 | 0.04 |  |  | 14h30 | 0 | 0 |  |  | 14h30 | 0 | 0 |  |  | 14h30 | 0 | 0 |  |  | 14h30 | 0 | 0 |  |  | 14h30 | 0 | 0 |  |  | 14h30 | 0 | 0 |  |  | 14h30 | 0 | 0 |  |  | 14h30 | 0 | 0 |  |  | 14h30 | 0 | 0.03 |  |  | 14h30 | 0.12 | 2.16 |  |  | 14h30 | 0 | 0 |  |  | 14h30 | 0 | 0 |  | 14h30 | 0 | 0 |  | 14h30 | 0 | 0 |  | 14h30 | 0 | 0 |  | 14h30 | 0 | 0 |  | 14h30 | 0 | 0 |  | 14h30 | 0 | 0 |  | 14h30 | 0 | 0 |  | 14h30 | 0 | 0 |  | 14h30 | 0 | 0 |  | 14h30 | 0 | 0 |  | 14h30 | 0 | 0 |  | 14h30 | 0 | 0 |  | 14h30 | 0 | 0 |  | 14h30 | 0 | 0
15h30 | 0 | 0 |  |  | 15h30 | 0 | 0 |  |  | 15h30 | 0 | 0 |  |  | 15h30 | 0 | 0 |  |  | 15h30 | 0 | 0 |  |  | 15h30 | 0 | 0 |  |  | 15h30 | 0 | 0 |  |  | 15h30 | 0 | 0 |  |  | 15h30 | 0 | 0 |  |  | 15h30 | 0 | 0 |  |  | 15h30 | 0 | 0 |  |  | 15h30 | 0 | 0 |  |  | 15h30 | 0 | 0 |  |  | 15h30 | 0.22 | 2.11 |  |  | 15h30 | 0 | 0 |  |  | 15h30 | 0 | 0 |  | 15h30 | 0 | 0 |  | 15h30 | 0 | 0 |  | 15h30 | 0 | 0 |  | 15h30 | 0 | 0 |  | 15h30 | 0 | 0 |  | 15h30 | 0 | 0 |  | 15h30 | 0 | 0 |  | 15h30 | 0 | 0 |  | 15h30 | 0 | 0 |  | 15h30 | 0 | 0 |  | 15h30 | 0 | 0 |  | 15h30 | 0 | 0 |  | 15h30 | 0 | 0 |  | 15h30 | 0 | 0
16h30 | 0 | 0.08 |  |  | 16h30 | 0 | 0 |  |  | 16h30 | 0 | 0.04 |  |  | 16h30 | 0.01 | 0.12 |  |  | 16h30 | 0 | 0 |  |  | 16h30 | 0 | 0.09 |  |  | 16h30 | 0 | 0 |  |  | 16h30 | 0 | 0 |  |  | 16h30 | 0 | 0 |  |  | 16h30 | 0 | 0 |  |  | 16h30 | 0 | 0 |  |  | 16h30 | 0 | 0 |  |  | 16h30 | 0 | 0.09 |  |  | 16h30 | 0.25 | 2.15 |  |  | 16h30 | 0 | 0.05 |  |  | 16h30 | 0 | 0 |  | 16h30 | 0 | 0 |  | 16h30 | 0 | 0 |  | 16h30 | 0 | 0 |  | 16h30 | 0 | 0 |  | 16h30 | 0 | 0 |  | 16h30 | 0 | 0 |  | 16h30 | 0 | 0 |  | 16h30 | 0 | 0 |  | 16h30 | 0 | 0 |  | 16h30 | 0 | 0 |  | 16h30 | 0 | 0 |  | 16h30 | 0 | 0 |  | 16h30 | 0 | 0 |  | 16h30 | 0 | 0
17h30 | 0.01 | 0.21 |  |  | 17h30 | 0 | 0 |  |  | 17h30 | 0 | 0.17 |  |  | 17h30 | 0.05 | 0.27 |  |  | 17h30 | 0 | 0 |  |  | 17h30 | 0.04 | 0.23 |  |  | 17h30 | 0 | 0.05 |  |  | 17h30 | 0 | 0 |  |  | 17h30 | 0 | 0 |  |  | 17h30 | 0 | 0 |  |  | 17h30 | 0 | 0 |  |  | 17h30 | 0 | 0 |  |  | 17h30 | 0.01 | 0.23 |  |  | 17h30 | 0.38 | 2.34 |  |  | 17h30 | 0 | 0.19 |  |  | 17h30 | 0 | 0.08 |  | 17h30 | 0 | 0 |  | 17h30 | 0 | 0.04 |  | 17h30 | 0 | 0.07 |  | 17h30 | 0 | 0 |  | 17h30 | 0 | 0.04 |  | 17h30 | 0 | 0 |  | 17h30 | 0 | 0 |  | 17h30 | 0 | 0 |  | 17h30 | 0 | 0 |  | 17h30 | 0 | 0 |  | 17h30 | 0 | 0 |  | 17h30 | 0 | 0.06 |  | 17h30 | 0 | 0 |  | 17h30 | 0 | 0.02
18h30 | 0.06 | 0.32 |  |  | 18h30 | 0.06 | 0.29 |  |  | 18h30 | 0.04 | 0.29 |  |  | 18h30 | 0.1 | 0.38 |  |  | 18h30 | 0.1 | 0.35 |  |  | 18h30 | 0.09 | 0.35 |  |  | 18h30 | 0.01 | 0.15 |  |  | 18h30 | 0.02 | 0.14 |  |  | 18h30 | 0 | 0.1 |  |  | 18h30 | 0 | 0.07 |  |  | 18h30 | 0 | 0.09 |  |  | 18h30 | 0 | 0.04 |  |  | 18h30 | 0.07 | 0.34 |  |  | 18h30 | 0.6 | 2.54 |  |  | 18h30 | 0.05 | 0.31 |  |  | 18h30 | 0 | 0.15 |  | 18h30 | 0.01 | 0.14 |  | 18h30 | 0 | 0.11 |  | 18h30 | 0.01 | 0.16 |  | 18h30 | 0.02 | 0.15 |  | 18h30 | 0 | 0.12 |  | 18h30 | 0 | 0 |  | 18h30 | 0 | 0.02 |  | 18h30 | 0 | 0 |  | 18h30 | 0 | 0 |  | 18h30 | 0 | 0 |  | 18h30 | 0 | 0 |  | 18h30 | 0 | 0.14 |  | 18h30 | 0 | 0.13 |  | 18h30 | 0 | 0.1
19h30 | 0.05 | 0.19 |  |  | 19h30 | 0.06 | 0.29 |  |  | 19h30 | 0.04 | 0.15 |  |  | 19h30 | 0.06 | 0.26 |  |  | 19h30 | 0.1 | 0.35 |  |  | 19h30 | 0.05 | 0.21 |  |  | 19h30 | 0.01 | 0.11 |  |  | 19h30 | 0.02 | 0.14 |  |  | 19h30 | 0 | 0.09 |  |  | 19h30 | 0 | 0.07 |  |  | 19h30 | 0 | 0.09 |  |  | 19h30 | 0 | 0.04 |  |  | 19h30 | 0.06 | 0.2 |  |  | 19h30 | 0.56 | 2.39 |  |  | 19h30 | 0.05 | 0.17 |  |  | 19h30 | 0 | 0.08 |  | 19h30 | 0.01 | 0.14 |  | 19h30 | 0 | 0.08 |  | 19h30 | 0.01 | 0.09 |  | 19h30 | 0.02 | 0.15 |  | 19h30 | 0 | 0.08 |  | 19h30 | 0 | 0 |  | 19h30 | 0 | 0.02 |  | 19h30 | 0 | 0 |  | 19h30 | 0 | 0 |  | 19h30 | 0 | 0 |  | 19h30 | 0 | 0 |  | 19h30 | 0 | 0.08 |  | 19h30 | 0 | 0.13 |  | 19h30 | 0 | 0.08
20h30 | 0 | 0.14 |  |  | 20h30 | 0 | 0.19 |  |  | 20h30 | 0 | 0.1 |  |  | 20h30 | 0 | 0.21 |  |  | 20h30 | 0 | 0.28 |  |  | 20h30 | 0 | 0.18 |  |  | 20h30 | 0 | 0 |  |  | 20h30 | 0 | 0.02 |  |  | 20h30 | 0 | 0 |  |  | 20h30 | 0 | 0 |  |  | 20h30 | 0 | 0 |  |  | 20h30 | 0 | 0 |  |  | 20h30 | 0 | 0.16 |  |  | 20h30 | 0.42 | 2.22 |  |  | 20h30 | 0 | 0.13 |  |  | 20h30 | 0 | 0 |  | 20h30 | 0 | 0 |  | 20h30 | 0 | 0 |  | 20h30 | 0 | 0 |  | 20h30 | 0 | 0 |  | 20h30 | 0 | 0 |  | 20h30 | 0 | 0 |  | 20h30 | 0 | 0 |  | 20h30 | 0 | 0 |  | 20h30 | 0 | 0 |  | 20h30 | 0 | 0 |  | 20h30 | 0 | 0 |  | 20h30 | 0 | 0 |  | 20h30 | 0 | 0 |  | 20h30 | 0 | 0
21h30 | 0 | 0.42 |  |  | 21h30 | 0 | 0.44 |  |  | 21h30 | 0 | 0.4 |  |  | 21h30 | 0 | 0.51 |  |  | 21h30 | 0 | 0.54 |  |  | 21h30 | 0 | 0.48 |  |  | 21h30 | 0 | 0.21 |  |  | 21h30 | 0 | 0.22 |  |  | 21h30 | 0 | 0.19 |  |  | 21h30 | 0 | 0.1 |  |  | 21h30 | 0 | 0.1 |  |  | 21h30 | 0 | 0.08 |  |  | 21h30 | 0 | 0.46 |  |  | 21h30 | 0.46 | 2.33 |  |  | 21h30 | 0 | 0.43 |  |  | 21h30 | 0 | 0.14 |  | 21h30 | 0 | 0.14 |  | 21h30 | 0 | 0.11 |  | 21h30 | 0 | 0.17 |  | 21h30 | 0 | 0.17 |  | 21h30 | 0 | 0.14 |  | 21h30 | 0 | 0 |  | 21h30 | 0 | 0.01 |  | 21h30 | 0 | 0 |  | 21h30 | 0 | 0 |  | 21h30 | 0 | 0 |  | 21h30 | 0 | 0 |  | 21h30 | 0 | 0.16 |  | 21h30 | 0 | 0.18 |  | 21h30 | 0 | 0.13
22h30 | 0 | 0.65 |  |  | 22h30 | 0 | 0.65 |  |  | 22h30 | 0 | 0.64 |  |  | 22h30 | 0 | 0.73 |  |  | 22h30 | 0 | 0.75 |  |  | 22h30 | 0 | 0.71 |  |  | 22h30 | 0 | 0.42 |  |  | 22h30 | 0 | 0.42 |  |  | 22h30 | 0 | 0.39 |  |  | 22h30 | 0 | 0.22 |  |  | 22h30 | 0 | 0.23 |  |  | 22h30 | 0 | 0.2 |  |  | 22h30 | 0 | 0.68 |  |  | 22h30 | 0.51 | 2.42 |  |  | 22h30 | 0 | 0.67 |  |  | 22h30 | 0 | 0.24 |  | 22h30 | 0 | 0.25 |  | 22h30 | 0 | 0.21 |  | 22h30 | 0 | 0.28 |  | 22h30 | 0 | 0.3 |  | 22h30 | 0 | 0.25 |  | 22h30 | 0 | 0.05 |  | 22h30 | 0 | 0.07 |  | 22h30 | 0 | 0.03 |  | 22h30 | 0 | 0 |  | 22h30 | 0 | 0 |  | 22h30 | 0 | 0 |  | 22h30 | 0 | 0.28 |  | 22h30 | 0 | 0.29 |  | 22h30 | 0 | 0.25
23h30 | 0 | 0.84 |  |  | 23h30 | 0 | 0.84 |  |  | 23h30 | 0 | 0.82 |  |  | 23h30 | 0 | 0.89 |  |  | 23h30 | 0 | 0.9 |  |  | 23h30 | 0 | 0.87 |  |  | 23h30 | 0 | 0.6 |  |  | 23h30 | 0 | 0.61 |  |  | 23h30 | 0 | 0.58 |  |  | 23h30 | 0 | 0.36 |  |  | 23h30 | 0 | 0.37 |  |  | 23h30 | 0 | 0.34 |  |  | 23h30 | 0.01 | 0.86 |  |  | 23h30 | 0.52 | 2.5 |  |  | 23h30 | 0 | 0.85 |  |  | 23h30 | 0 | 0.36 |  | 23h30 | 0 | 0.38 |  | 23h30 | 0 | 0.33 |  | 23h30 | 0 | 0.4 |  | 23h30 | 0 | 0.43 |  | 23h30 | 0 | 0.38 |  | 23h30 | 0 | 0.16 |  | 23h30 | 0 | 0.17 |  | 23h30 | 0 | 0.14 |  | 23h30 | 0 | 0.04 |  | 23h30 | 0 | 0.05 |  | 23h30 | 0 | 0.03 |  | 23h30 | 0 | 0.4 |  | 23h30 | 0 | 0.42 |  | 23h30 | 0 | 0.38
00h30 | 0 | 0.47 |  |  | 00h30 | 0 | 0.43 |  |  | 00h30 | 0 | 0.48 |  |  | 00h30 | 0 | 0.47 |  |  | 00h30 | 0 | 0.42 |  |  | 00h30 | 0 | 0.47 |  |  | 00h30 | 0 | 0.4 |  |  | 00h30 | 0 | 0.39 |  |  | 00h30 | 0 | 0.38 |  |  | 00h30 | 0 | 0.24 |  |  | 00h30 | 0 | 0.25 |  |  | 00h30 | 0 | 0.22 |  |  | 00h30 | 0.01 | 0.47 |  |  | 00h30 | 0.36 | 2.29 |  |  | 00h30 | 0 | 0.48 |  |  | 00h30 | 0 | 0.26 |  | 00h30 | 0 | 0.27 |  | 00h30 | 0 | 0.23 |  | 00h30 | 0 | 0.29 |  | 00h30 | 0 | 0.3 |  | 00h30 | 0 | 0.26 |  | 00h30 | 0 | 0.11 |  | 00h30 | 0 | 0.12 |  | 00h30 | 0 | 0.1 |  | 00h30 | 0 | 0.04 |  | 00h30 | 0 | 0.05 |  | 00h30 | 0 | 0.03 |  | 00h30 | 0 | 0.29 |  | 00h30 | 0 | 0.31 |  | 00h30 | 0 | 0.26
01h30 | 0 | 0.04 |  |  | 01h30 | 0 | 0 |  |  | 01h30 | 0 | 0.05 |  |  | 01h30 | 0 | 0.02 |  |  | 01h30 | 0 | 0 |  |  | 01h30 | 0 | 0.02 |  |  | 01h30 | 0 | 0 |  |  | 01h30 | 0 | 0 |  |  | 01h30 | 0 | 0 |  |  | 01h30 | 0 | 0 |  |  | 01h30 | 0 | 0 |  |  | 01h30 | 0 | 0 |  |  | 01h30 | 0 | 0.03 |  |  | 01h30 | 0.26 | 1.39 |  |  | 01h30 | 0 | 0.04 |  |  | 01h30 | 0 | 0 |  | 01h30 | 0 | 0 |  | 01h30 | 0 | 0 |  | 01h30 | 0 | 0 |  | 01h30 | 0 | 0 |  | 01h30 | 0 | 0 |  | 01h30 | 0 | 0 |  | 01h30 | 0 | 0 |  | 01h30 | 0 | 0 |  | 01h30 | 0 | 0 |  | 01h30 | 0 | 0 |  | 01h30 | 0 | 0 |  | 01h30 | 0 | 0 |  | 01h30 | 0 | 0 |  | 01h30 | 0 | 0
02h30 | 0 | 0.07 |  |  | 02h30 | 0 | 0 |  |  | 02h30 | 0 | 0.07 |  |  | 02h30 | 0 | 0.05 |  |  | 02h30 | 0 | 0 |  |  | 02h30 | 0 | 0.04 |  |  | 02h30 | 0 | 0 |  |  | 02h30 | 0 | 0 |  |  | 02h30 | 0 | 0 |  |  | 02h30 | 0 | 0 |  |  | 02h30 | 0 | 0 |  |  | 02h30 | 0 | 0 |  |  | 02h30 | 0 | 0.07 |  |  | 02h30 | 0.31 | 1.39 |  |  | 02h30 | 0 | 0.07 |  |  | 02h30 | 0 | 0 |  | 02h30 | 0 | 0 |  | 02h30 | 0 | 0 |  | 02h30 | 0 | 0 |  | 02h30 | 0 | 0 |  | 02h30 | 0 | 0 |  | 02h30 | 0 | 0 |  | 02h30 | 0 | 0 |  | 02h30 | 0 | 0 |  | 02h30 | 0 | 0 |  | 02h30 | 0 | 0 |  | 02h30 | 0 | 0 |  | 02h30 | 0 | 0 |  | 02h30 | 0 | 0 |  | 02h30 | 0 | 0
03h30 | 0.03 | 0.2 |  |  | 03h30 | 0 | 0 |  |  | 03h30 | 0.03 | 0.19 |  |  | 03h30 | 0.03 | 0.18 |  |  | 03h30 | 0 | 0 |  |  | 03h30 | 0.03 | 0.16 |  |  | 03h30 | 0 | 0.03 |  |  | 03h30 | 0 | 0 |  |  | 03h30 | 0 | 0.03 |  |  | 03h30 | 0 | 0 |  |  | 03h30 | 0 | 0 |  |  | 03h30 | 0 | 0 |  |  | 03h30 | 0.03 | 0.2 |  |  | 03h30 | 0.43 | 1.56 |  |  | 03h30 | 0.03 | 0.19 |  |  | 03h30 | 0 | 0 |  | 03h30 | 0 | 0 |  | 03h30 | 0 | 0 |  | 03h30 | 0 | 0 |  | 03h30 | 0 | 0 |  | 03h30 | 0 | 0 |  | 03h30 | 0 | 0 |  | 03h30 | 0 | 0 |  | 03h30 | 0 | 0 |  | 03h30 | 0 | 0 |  | 03h30 | 0 | 0 |  | 03h30 | 0 | 0 |  | 03h30 | 0 | 0 |  | 03h30 | 0 | 0 |  | 03h30 | 0 | 0
04h30 | 0.1 | 0.35 |  |  | 04h30 | 0 | 0 |  |  | 04h30 | 0.09 | 0.34 |  |  | 04h30 | 0.09 | 0.32 |  |  | 04h30 | 0 | 0 |  |  | 04h30 | 0.09 | 0.31 |  |  | 04h30 | 0 | 0.17 |  |  | 04h30 | 0 | 0 |  |  | 04h30 | 0 | 0.16 |  |  | 04h30 | 0 | 0 |  |  | 04h30 | 0 | 0 |  |  | 04h30 | 0 | 0 |  |  | 04h30 | 0.1 | 0.34 |  |  | 04h30 | 0.54 | 1.73 |  |  | 04h30 | 0.09 | 0.34 |  |  | 04h30 | 0 | 0 |  | 04h30 | 0 | 0 |  | 04h30 | 0 | 0 |  | 04h30 | 0 | 0 |  | 04h30 | 0 | 0 |  | 04h30 | 0 | 0 |  | 04h30 | 0 | 0 |  | 04h30 | 0 | 0 |  | 04h30 | 0 | 0 |  | 04h30 | 0 | 0 |  | 04h30 | 0 | 0 |  | 04h30 | 0 | 0 |  | 04h30 | 0 | 0 |  | 04h30 | 0 | 0 |  | 04h30 | 0 | 0
05h30 | 0.14 | 0.4 |  |  | 05h30 | 0 | 0 |  |  | 05h30 | 0.13 | 0.39 |  |  | 05h30 | 0.13 | 0.36 |  |  | 05h30 | 0 | 0 |  |  | 05h30 | 0.12 | 0.35 |  |  | 05h30 | 0.03 | 0.24 |  |  | 05h30 | 0 | 0 |  |  | 05h30 | 0.03 | 0.24 |  |  | 05h30 | 0 | 0 |  |  | 05h30 | 0 | 0 |  |  | 05h30 | 0 | 0 |  |  | 05h30 | 0.13 | 0.39 |  |  | 05h30 | 0.61 | 1.86 |  |  | 05h30 | 0.13 | 0.38 |  |  | 05h30 | 0 | 0 |  | 05h30 | 0 | 0 |  | 05h30 | 0 | 0 |  | 05h30 | 0 | 0 |  | 05h30 | 0 | 0 |  | 05h30 | 0 | 0 |  | 05h30 | 0 | 0 |  | 05h30 | 0 | 0 |  | 05h30 | 0 | 0 |  | 05h30 | 0 | 0 |  | 05h30 | 0 | 0 |  | 05h30 | 0 | 0 |  | 05h30 | 0 | 0 |  | 05h30 | 0 | 0 |  | 05h30 | 0 | 0
06h30 | 0.14 | 0.36 |  |  | 06h30 | 0 | 0 |  |  | 06h30 | 0.13 | 0.36 |  |  | 06h30 | 0.12 | 0.29 |  |  | 06h30 | 0 | 0 |  |  | 06h30 | 0.12 | 0.28 |  |  | 06h30 | 0.05 | 0.21 |  |  | 06h30 | 0 | 0 |  |  | 06h30 | 0.04 | 0.2 |  |  | 06h30 | 0 | 0 |  |  | 06h30 | 0 | 0 |  |  | 06h30 | 0 | 0 |  |  | 06h30 | 0.12 | 0.34 |  |  | 06h30 | 0.65 | 1.95 |  |  | 06h30 | 0.12 | 0.34 |  |  | 06h30 | 0 | 0 |  | 06h30 | 0 | 0 |  | 06h30 | 0 | 0 |  | 06h30 | 0 | 0 |  | 06h30 | 0 | 0 |  | 06h30 | 0 | 0 |  | 06h30 | 0 | 0 |  | 06h30 | 0 | 0 |  | 06h30 | 0 | 0 |  | 06h30 | 0 | 0 |  | 06h30 | 0 | 0 |  | 06h30 | 0 | 0 |  | 06h30 | 0 | 0 |  | 06h30 | 0 | 0 |  | 06h30 | 0 | 0
07h30 | 0.36 | 1.1 |  |  | 07h30 | 0 | 0 |  |  | 07h30 | 0.36 | 1.09 |  |  | 07h30 | 0.31 | 0.94 |  |  | 07h30 | 0 | 0 |  |  | 07h30 | 0.31 | 0.93 |  |  | 07h30 | 0.23 | 0.86 |  |  | 07h30 | 0 | 0 |  |  | 07h30 | 0.21 | 0.86 |  |  | 07h30 | 0.17 | 0.7 |  |  | 07h30 | 0 | 0 |  |  | 07h30 | 0.17 | 0.7 |  |  | 07h30 | 0.32 | 1.04 |  |  | 07h30 | 1.02 | 3.16 |  |  | 07h30 | 0.32 | 1.04 |  |  | 07h30 | 0.15 | 0.58 |  | 07h30 | 0 | 0 |  | 07h30 | 0.15 | 0.58 |  | 07h30 | 0.15 | 0.58 |  | 07h30 | 0 | 0 |  | 07h30 | 0.15 | 0.57 |  | 07h30 | 0.1 | 0.49 |  | 07h30 | 0 | 0 |  | 07h30 | 0.09 | 0.49 |  | 07h30 | 0.05 | 0.4 |  | 07h30 | 0 | 0 |  | 07h30 | 0.04 | 0.39 |  | 07h30 | 0.16 | 0.6 |  | 07h30 | 0 | 0 |  | 07h30 | 0.15 | 0.59
08h30 | 0.37 | 1.31 |  |  | 08h30 | 0.24 | 0.87 |  |  | 08h30 | 0.37 | 1.31 |  |  | 08h30 | 0.33 | 1.14 |  |  | 08h30 | 0.22 | 0.76 |  |  | 08h30 | 0.32 | 1.14 |  |  | 08h30 | 0.26 | 1.1 |  |  | 08h30 | 0.16 | 0.73 |  |  | 08h30 | 0.24 | 1.09 |  |  | 08h30 | 0.17 | 0.88 |  |  | 08h30 | 0.04 | 0.47 |  |  | 08h30 | 0.17 | 0.87 |  |  | 08h30 | 0.33 | 1.26 |  |  | 08h30 | 1.19 | 3.77 |  |  | 08h30 | 0.33 | 1.26 |  |  | 08h30 | 0.15 | 0.72 |  | 08h30 | 0.04 | 0.4 |  | 08h30 | 0.15 | 0.71 |  | 08h30 | 0.15 | 0.69 |  | 08h30 | 0.04 | 0.38 |  | 08h30 | 0.15 | 0.68 |  | 08h30 | 0.1 | 0.53 |  | 08h30 | 0 | 0.27 |  | 08h30 | 0.09 | 0.52 |  | 08h30 | 0.05 | 0.4 |  | 08h30 | 0 | 0.13 |  | 08h30 | 0.04 | 0.39 |  | 08h30 | 0.16 | 0.74 |  | 08h30 | 0.04 | 0.41 |  | 08h30 | 0.15 | 0.73
09h30 | 0.38 | 1.29 |  |  | 09h30 | 0.5 | 1.52 |  |  | 09h30 | 0.38 | 1.29 |  |  | 09h30 | 0.36 | 1.2 |  |  | 09h30 | 0.46 | 1.36 |  |  | 09h30 | 0.36 | 1.19 |  |  | 09h30 | 0.32 | 1.2 |  |  | 09h30 | 0.37 | 1.32 |  |  | 09h30 | 0.33 | 1.2 |  |  | 09h30 | 0.19 | 0.93 |  |  | 09h30 | 0.2 | 0.94 |  |  | 09h30 | 0.19 | 0.92 |  |  | 09h30 | 0.36 | 1.28 |  |  | 09h30 | 1.22 | 3.82 |  |  | 09h30 | 0.36 | 1.28 |  |  | 09h30 | 0.2 | 0.84 |  | 09h30 | 0.21 | 0.84 |  | 09h30 | 0.2 | 0.84 |  | 09h30 | 0.2 | 0.79 |  | 09h30 | 0.2 | 0.79 |  | 09h30 | 0.19 | 0.78 |  | 09h30 | 0.11 | 0.62 |  | 09h30 | 0.11 | 0.63 |  | 09h30 | 0.11 | 0.61 |  | 09h30 | 0.03 | 0.43 |  | 09h30 | 0.04 | 0.41 |  | 09h30 | 0.03 | 0.42 |  | 09h30 | 0.2 | 0.86 |  | 09h30 | 0.2 | 0.85 |  | 09h30 | 0.19 | 0.85
10h30 | 0.3 | 0.93 |  |  | 10h30 | 0.41 | 1.29 |  |  | 10h30 | 0.29 | 0.94 |  |  | 10h30 | 0.29 | 0.89 |  |  | 10h30 | 0.4 | 1.19 |  |  | 10h30 | 0.29 | 0.89 |  |  | 10h30 | 0.28 | 0.86 |  |  | 10h30 | 0.33 | 1.15 |  |  | 10h30 | 0.28 | 0.87 |  |  | 10h30 | 0.19 | 0.76 |  |  | 10h30 | 0.22 | 0.9 |  |  | 10h30 | 0.19 | 0.76 |  |  | 10h30 | 0.29 | 0.93 |  |  | 10h30 | 1.09 | 3.53 |  |  | 10h30 | 0.29 | 0.93 |  |  | 10h30 | 0.2 | 0.71 |  | 10h30 | 0.22 | 0.82 |  | 10h30 | 0.2 | 0.71 |  | 10h30 | 0.2 | 0.68 |  | 10h30 | 0.22 | 0.77 |  | 10h30 | 0.19 | 0.68 |  | 10h30 | 0.11 | 0.59 |  | 10h30 | 0.13 | 0.64 |  | 10h30 | 0.11 | 0.58 |  | 10h30 | 0.03 | 0.43 |  | 10h30 | 0.05 | 0.46 |  | 10h30 | 0.03 | 0.42 |  | 10h30 | 0.2 | 0.72 |  | 10h30 | 0.21 | 0.83 |  | 10h30 | 0.19 | 0.72
11h30 | 0.15 | 0.59 |  |  | 11h30 | 0.2 | 0.75 |  |  | 11h30 | 0.15 | 0.59 |  |  | 11h30 | 0.16 | 0.56 |  |  | 11h30 | 0.21 | 0.7 |  |  | 11h30 | 0.16 | 0.56 |  |  | 11h30 | 0.13 | 0.51 |  |  | 11h30 | 0.17 | 0.65 |  |  | 11h30 | 0.13 | 0.51 |  |  | 11h30 | 0.08 | 0.43 |  |  | 11h30 | 0.1 | 0.52 |  |  | 11h30 | 0.08 | 0.43 |  |  | 11h30 | 0.13 | 0.6 |  |  | 11h30 | 0.9 | 3.1 |  |  | 11h30 | 0.13 | 0.6 |  |  | 11h30 | 0.09 | 0.41 |  | 11h30 | 0.11 | 0.48 |  | 11h30 | 0.09 | 0.41 |  | 11h30 | 0.09 | 0.38 |  | 11h30 | 0.1 | 0.44 |  | 11h30 | 0.08 | 0.37 |  | 11h30 | 0.03 | 0.31 |  | 11h30 | 0.05 | 0.35 |  | 11h30 | 0.03 | 0.3 |  | 11h30 | 0 | 0.19 |  | 11h30 | 0.01 | 0.23 |  | 11h30 | 0 | 0.19 |  | 11h30 | 0.06 | 0.42 |  | 11h30 | 0.07 | 0.48 |  | 11h30 | 0.06 | 0.41
12h30 | 0.15 | 0.59 |  |  | 12h30 | 0.09 | 0.45 |  |  | 12h30 | 0.15 | 0.59 |  |  | 12h30 | 0.16 | 0.56 |  |  | 12h30 | 0.11 | 0.44 |  |  | 12h30 | 0.16 | 0.56 |  |  | 12h30 | 0.13 | 0.51 |  |  | 12h30 | 0.07 | 0.37 |  |  | 12h30 | 0.13 | 0.51 |  |  | 12h30 | 0.08 | 0.43 |  |  | 12h30 | 0.04 | 0.29 |  |  | 12h30 | 0.08 | 0.43 |  |  | 12h30 | 0.13 | 0.6 |  |  | 12h30 | 0.83 | 2.82 |  |  | 12h30 | 0.13 | 0.6 |  |  | 12h30 | 0.09 | 0.41 |  | 12h30 | 0.05 | 0.27 |  | 12h30 | 0.09 | 0.41 |  | 12h30 | 0.09 | 0.38 |  | 12h30 | 0.05 | 0.24 |  | 12h30 | 0.08 | 0.37 |  | 12h30 | 0.03 | 0.31 |  | 12h30 | 0.02 | 0.18 |  | 12h30 | 0.03 | 0.3 |  | 12h30 | 0 | 0.19 |  | 12h30 | 0 | 0.09 |  | 12h30 | 0 | 0.19 |  | 12h30 | 0.06 | 0.42 |  | 12h30 | 0.03 | 0.27 |  | 12h30 | 0.06 | 0.41
13h30 | 0 | 0.22 |  |  | 13h30 | 0.04 | 0.33 |  |  | 13h30 | 0 | 0.22 |  |  | 13h30 | 0.03 | 0.22 |  |  | 13h30 | 0.05 | 0.33 |  |  | 13h30 | 0.03 | 0.22 |  |  | 13h30 | 0 | 0.14 |  |  | 13h30 | 0.02 | 0.27 |  |  | 13h30 | 0 | 0.14 |  |  | 13h30 | 0 | 0.09 |  |  | 13h30 | 0 | 0.21 |  |  | 13h30 | 0 | 0.08 |  |  | 13h30 | 0 | 0.25 |  |  | 13h30 | 0.81 | 2.67 |  |  | 13h30 | 0 | 0.26 |  |  | 13h30 | 0 | 0.09 |  | 13h30 | 0 | 0.17 |  | 13h30 | 0 | 0.09 |  | 13h30 | 0 | 0.07 |  | 13h30 | 0 | 0.15 |  | 13h30 | 0 | 0.06 |  | 13h30 | 0 | 0.01 |  | 13h30 | 0 | 0.1 |  | 13h30 | 0 | 0.01 |  | 13h30 | 0 | 0 |  | 13h30 | 0 | 0.04 |  | 13h30 | 0 | 0 |  | 13h30 | 0 | 0.1 |  | 13h30 | 0 | 0.18 |  | 13h30 | 0 | 0.09
14h30 | 0 | 0.22 |  |  | 14h30 | 0 | 0.06 |  |  | 14h30 | 0 | 0.22 |  |  | 14h30 | 0.03 | 0.22 |  |  | 14h30 | 0 | 0.08 |  |  | 14h30 | 0.03 | 0.22 |  |  | 14h30 | 0 | 0.14 |  |  | 14h30 | 0 | 0 |  |  | 14h30 | 0 | 0.14 |  |  | 14h30 | 0 | 0.09 |  |  | 14h30 | 0 | 0 |  |  | 14h30 | 0 | 0.08 |  |  | 14h30 | 0 | 0.25 |  |  | 14h30 | 0.81 | 2.62 |  |  | 14h30 | 0 | 0.26 |  |  | 14h30 | 0 | 0.09 |  | 14h30 | 0 | 0 |  | 14h30 | 0 | 0.09 |  | 14h30 | 0 | 0.07 |  | 14h30 | 0 | 0 |  | 14h30 | 0 | 0.06 |  | 14h30 | 0 | 0.01 |  | 14h30 | 0 | 0 |  | 14h30 | 0 | 0.01 |  | 14h30 | 0 | 0 |  | 14h30 | 0 | 0 |  | 14h30 | 0 | 0 |  | 14h30 | 0 | 0.1 |  | 14h30 | 0 | 0 |  | 14h30 | 0 | 0.09
15h30 | 0 | 0 |  |  | 15h30 | 0 | 0.06 |  |  | 15h30 | 0 | 0 |  |  | 15h30 | 0 | 0 |  |  | 15h30 | 0 | 0.08 |  |  | 15h30 | 0 | 0 |  |  | 15h30 | 0 | 0 |  |  | 15h30 | 0 | 0 |  |  | 15h30 | 0 | 0 |  |  | 15h30 | 0 | 0 |  |  | 15h30 | 0 | 0 |  |  | 15h30 | 0 | 0 |  |  | 15h30 | 0 | 0 |  |  | 15h30 | 0.83 | 2.62 |  |  | 15h30 | 0 | 0 |  |  | 15h30 | 0 | 0 |  | 15h30 | 0 | 0 |  | 15h30 | 0 | 0 |  | 15h30 | 0 | 0 |  | 15h30 | 0 | 0 |  | 15h30 | 0 | 0 |  | 15h30 | 0 | 0 |  | 15h30 | 0 | 0 |  | 15h30 | 0 | 0 |  | 15h30 | 0 | 0 |  | 15h30 | 0 | 0 |  | 15h30 | 0 | 0 |  | 15h30 | 0 | 0 |  | 15h30 | 0 | 0 |  | 15h30 | 0 | 0
16h30 | 0 | 0 |  |  | 16h30 | 0 | 0 |  |  | 16h30 | 0 | 0 |  |  | 16h30 | 0 | 0 |  |  | 16h30 | 0 | 0 |  |  | 16h30 | 0 | 0 |  |  | 16h30 | 0 | 0 |  |  | 16h30 | 0 | 0 |  |  | 16h30 | 0 | 0 |  |  | 16h30 | 0 | 0 |  |  | 16h30 | 0 | 0 |  |  | 16h30 | 0 | 0 |  |  | 16h30 | 0 | 0 |  |  | 16h30 | 0.85 | 2.67 |  |  | 16h30 | 0 | 0 |  |  | 16h30 | 0 | 0 |  | 16h30 | 0 | 0 |  | 16h30 | 0 | 0 |  | 16h30 | 0 | 0 |  | 16h30 | 0 | 0 |  | 16h30 | 0 | 0 |  | 16h30 | 0 | 0 |  | 16h30 | 0 | 0 |  | 16h30 | 0 | 0 |  | 16h30 | 0 | 0 |  | 16h30 | 0 | 0 |  | 16h30 | 0 | 0 |  | 16h30 | 0 | 0 |  | 16h30 | 0 | 0 |  | 16h30 | 0 | 0
17h30 | 0 | 0 |  |  | 17h30 | 0 | 0 |  |  | 17h30 | 0 | 0 |  |  | 17h30 | 0 | 0 |  |  | 17h30 | 0 | 0 |  |  | 17h30 | 0 | 0 |  |  | 17h30 | 0 | 0 |  |  | 17h30 | 0 | 0 |  |  | 17h30 | 0 | 0 |  |  | 17h30 | 0 | 0 |  |  | 17h30 | 0 | 0 |  |  | 17h30 | 0 | 0 |  |  | 17h30 | 0 | 0 |  |  | 17h30 | 0.87 | 2.71 |  |  | 17h30 | 0 | 0 |  |  | 17h30 | 0 | 0 |  | 17h30 | 0 | 0 |  | 17h30 | 0 | 0 |  | 17h30 | 0 | 0 |  | 17h30 | 0 | 0 |  | 17h30 | 0 | 0 |  | 17h30 | 0 | 0 |  | 17h30 | 0 | 0 |  | 17h30 | 0 | 0 |  | 17h30 | 0 | 0 |  | 17h30 | 0 | 0 |  | 17h30 | 0 | 0 |  | 17h30 | 0 | 0 |  | 17h30 | 0 | 0 |  | 17h30 | 0 | 0
18h30 | 0 | 0 |  |  | 18h30 | 0 | 0 |  |  | 18h30 | 0 | 0 |  |  | 18h30 | 0 | 0 |  |  | 18h30 | 0 | 0 |  |  | 18h30 | 0 | 0 |  |  | 18h30 | 0 | 0 |  |  | 18h30 | 0 | 0 |  |  | 18h30 | 0 | 0 |  |  | 18h30 | 0 | 0 |  |  | 18h30 | 0 | 0 |  |  | 18h30 | 0 | 0 |  |  | 18h30 | 0 | 0 |  |  | 18h30 | 0.88 | 2.74 |  |  | 18h30 | 0 | 0 |  |  | 18h30 | 0 | 0 |  | 18h30 | 0 | 0 |  | 18h30 | 0 | 0 |  | 18h30 | 0 | 0 |  | 18h30 | 0 | 0 |  | 18h30 | 0 | 0 |  | 18h30 | 0 | 0 |  | 18h30 | 0 | 0 |  | 18h30 | 0 | 0 |  | 18h30 | 0 | 0 |  | 18h30 | 0 | 0 |  | 18h30 | 0 | 0 |  | 18h30 | 0 | 0 |  | 18h30 | 0 | 0 |  | 18h30 | 0 | 0
19h30 | 0 | 0 |  |  | 19h30 | 0 | 0 |  |  | 19h30 | 0 | 0 |  |  | 19h30 | 0 | 0 |  |  | 19h30 | 0 | 0 |  |  | 19h30 | 0 | 0 |  |  | 19h30 | 0 | 0 |  |  | 19h30 | 0 | 0 |  |  | 19h30 | 0 | 0 |  |  | 19h30 | 0 | 0 |  |  | 19h30 | 0 | 0 |  |  | 19h30 | 0 | 0 |  |  | 19h30 | 0 | 0 |  |  | 19h30 | 0.69 | 2.47 |  |  | 19h30 | 0 | 0 |  |  | 19h30 | 0 | 0 |  | 19h30 | 0 | 0 |  | 19h30 | 0 | 0 |  | 19h30 | 0 | 0 |  | 19h30 | 0 | 0 |  | 19h30 | 0 | 0 |  | 19h30 | 0 | 0 |  | 19h30 | 0 | 0 |  | 19h30 | 0 | 0 |  | 19h30 | 0 | 0 |  | 19h30 | 0 | 0 |  | 19h30 | 0 | 0 |  | 19h30 | 0 | 0 |  | 19h30 | 0 | 0 |  | 19h30 | 0 | 0
20h30 | 0 | 0 |  |  | 20h30 | 0 | 0 |  |  | 20h30 | 0 | 0 |  |  | 20h30 | 0 | 0 |  |  | 20h30 | 0 | 0 |  |  | 20h30 | 0 | 0 |  |  | 20h30 | 0 | 0 |  |  | 20h30 | 0 | 0 |  |  | 20h30 | 0 | 0 |  |  | 20h30 | 0 | 0 |  |  | 20h30 | 0 | 0 |  |  | 20h30 | 0 | 0 |  |  | 20h30 | 0 | 0 |  |  | 20h30 | 0.49 | 2.17 |  |  | 20h30 | 0 | 0 |  |  | 20h30 | 0 | 0 |  | 20h30 | 0 | 0 |  | 20h30 | 0 | 0 |  | 20h30 | 0 | 0 |  | 20h30 | 0 | 0 |  | 20h30 | 0 | 0 |  | 20h30 | 0 | 0 |  | 20h30 | 0 | 0 |  | 20h30 | 0 | 0 |  | 20h30 | 0 | 0 |  | 20h30 | 0 | 0 |  | 20h30 | 0 | 0 |  | 20h30 | 0 | 0 |  | 20h30 | 0 | 0 |  | 20h30 | 0 | 0
21h30 | 0 | 0 |  |  | 21h30 | 0 | 0 |  |  | 21h30 | 0 | 0 |  |  | 21h30 | 0 | 0.05 |  |  | 21h30 | 0 | 0.07 |  |  | 21h30 | 0 | 0.05 |  |  | 21h30 | 0 | 0 |  |  | 21h30 | 0 | 0 |  |  | 21h30 | 0 | 0 |  |  | 21h30 | 0 | 0 |  |  | 21h30 | 0 | 0 |  |  | 21h30 | 0 | 0 |  |  | 21h30 | 0 | 0 |  |  | 21h30 | 0.45 | 2.13 |  |  | 21h30 | 0 | 0 |  |  | 21h30 | 0 | 0 |  | 21h30 | 0 | 0 |  | 21h30 | 0 | 0 |  | 21h30 | 0 | 0 |  | 21h30 | 0 | 0 |  | 21h30 | 0 | 0 |  | 21h30 | 0 | 0 |  | 21h30 | 0 | 0 |  | 21h30 | 0 | 0 |  | 21h30 | 0 | 0 |  | 21h30 | 0 | 0 |  | 21h30 | 0 | 0 |  | 21h30 | 0 | 0 |  | 21h30 | 0 | 0 |  | 21h30 | 0 | 0
22h30 | 0 | 0.02 |  |  | 22h30 | 0 | 0.03 |  |  | 22h30 | 0 | 0.02 |  |  | 22h30 | 0 | 0.2 |  |  | 22h30 | 0 | 0.23 |  |  | 22h30 | 0 | 0.2 |  |  | 22h30 | 0 | 0 |  |  | 22h30 | 0 | 0 |  |  | 22h30 | 0 | 0 |  |  | 22h30 | 0 | 0 |  |  | 22h30 | 0 | 0 |  |  | 22h30 | 0 | 0 |  |  | 22h30 | 0 | 0.06 |  |  | 22h30 | 0.45 | 2.11 |  |  | 22h30 | 0 | 0.05 |  |  | 22h30 | 0 | 0 |  | 22h30 | 0 | 0 |  | 22h30 | 0 | 0 |  | 22h30 | 0 | 0 |  | 22h30 | 0 | 0 |  | 22h30 | 0 | 0 |  | 22h30 | 0 | 0 |  | 22h30 | 0 | 0 |  | 22h30 | 0 | 0 |  | 22h30 | 0 | 0 |  | 22h30 | 0 | 0 |  | 22h30 | 0 | 0 |  | 22h30 | 0 | 0 |  | 22h30 | 0 | 0 |  | 22h30 | 0 | 0
23h30 | 0 | 0.21 |  |  | 23h30 | 0 | 0.22 |  |  | 23h30 | 0 | 0.21 |  |  | 23h30 | 0 | 0.45 |  |  | 23h30 | 0 | 0.47 |  |  | 23h30 | 0 | 0.45 |  |  | 23h30 | 0 | 0.01 |  |  | 23h30 | 0 | 0.02 |  |  | 23h30 | 0 | 0.01 |  |  | 23h30 | 0 | 0 |  |  | 23h30 | 0 | 0 |  |  | 23h30 | 0 | 0 |  |  | 23h30 | 0 | 0.26 |  |  | 23h30 | 0.41 | 2.05 |  |  | 23h30 | 0 | 0.26 |  |  | 23h30 | 0 | 0 |  | 23h30 | 0 | 0 |  | 23h30 | 0 | 0 |  | 23h30 | 0 | 0.03 |  | 23h30 | 0 | 0.05 |  | 23h30 | 0 | 0.03 |  | 23h30 | 0 | 0 |  | 23h30 | 0 | 0 |  | 23h30 | 0 | 0 |  | 23h30 | 0 | 0 |  | 23h30 | 0 | 0 |  | 23h30 | 0 | 0 |  | 23h30 | 0 | 0.01 |  | 23h30 | 0 | 0.02 |  | 23h30 | 0 | 0.01
00h30 | 0 | 0.19 |  |  | 00h30 | 0 | 0.19 |  |  | 00h30 | 0 | 0.19 |  |  | 00h30 | 0 | 0.3 |  |  | 00h30 | 0 | 0.31 |  |  | 00h30 | 0 | 0.3 |  |  | 00h30 | 0 | 0.01 |  |  | 00h30 | 0 | 0.02 |  |  | 00h30 | 0 | 0.01 |  |  | 00h30 | 0 | 0 |  |  | 00h30 | 0 | 0 |  |  | 00h30 | 0 | 0 |  |  | 00h30 | 0 | 0.2 |  |  | 00h30 | 0.41 | 2.05 |  |  | 00h30 | 0 | 0.2 |  |  | 00h30 | 0 | 0 |  | 00h30 | 0 | 0 |  | 00h30 | 0 | 0 |  | 00h30 | 0 | 0.03 |  | 00h30 | 0 | 0.05 |  | 00h30 | 0 | 0.03 |  | 00h30 | 0 | 0 |  | 00h30 | 0 | 0 |  | 00h30 | 0 | 0 |  | 00h30 | 0 | 0 |  | 00h30 | 0 | 0 |  | 00h30 | 0 | 0 |  | 00h30 | 0 | 0.01 |  | 00h30 | 0 | 0.02 |  | 00h30 | 0 | 0.01
01h30 | 0 | 0 |  |  | 01h30 | 0 | 0 |  |  | 01h30 | 0 | 0 |  |  | 01h30 | 0 | 0 |  |  | 01h30 | 0 | 0 |  |  | 01h30 | 0 | 0 |  |  | 01h30 | 0 | 0 |  |  | 01h30 | 0 | 0 |  |  | 01h30 | 0 | 0 |  |  | 01h30 | 0 | 0 |  |  | 01h30 | 0 | 0 |  |  | 01h30 | 0 | 0 |  |  | 01h30 | 0 | 0 |  |  | 01h30 | 0.18 | 0.9 |  |  | 01h30 | 0 | 0 |  |  | 01h30 | 0 | 0 |  | 01h30 | 0 | 0 |  | 01h30 | 0 | 0 |  | 01h30 | 0 | 0 |  | 01h30 | 0 | 0 |  | 01h30 | 0 | 0 |  | 01h30 | 0 | 0 |  | 01h30 | 0 | 0 |  | 01h30 | 0 | 0 |  | 01h30 | 0 | 0 |  | 01h30 | 0 | 0 |  | 01h30 | 0 | 0 |  | 01h30 | 0 | 0 |  | 01h30 | 0 | 0 |  | 01h30 | 0 | 0
02h30 | 0 | 0 |  |  | 02h30 | 0 | 0 |  |  | 02h30 | 0 | 0 |  |  | 02h30 | 0 | 0 |  |  | 02h30 | 0 | 0 |  |  | 02h30 | 0 | 0 |  |  | 02h30 | 0 | 0 |  |  | 02h30 | 0 | 0 |  |  | 02h30 | 0 | 0 |  |  | 02h30 | 0 | 0 |  |  | 02h30 | 0 | 0 |  |  | 02h30 | 0 | 0 |  |  | 02h30 | 0 | 0 |  |  | 02h30 | 0.18 | 0.9 |  |  | 02h30 | 0 | 0 |  |  | 02h30 | 0 | 0 |  | 02h30 | 0 | 0 |  | 02h30 | 0 | 0 |  | 02h30 | 0 | 0 |  | 02h30 | 0 | 0 |  | 02h30 | 0 | 0 |  | 02h30 | 0 | 0 |  | 02h30 | 0 | 0 |  | 02h30 | 0 | 0 |  | 02h30 | 0 | 0 |  | 02h30 | 0 | 0 |  | 02h30 | 0 | 0 |  | 02h30 | 0 | 0 |  | 02h30 | 0 | 0 |  | 02h30 | 0 | 0
03h30 | 0 | 0.02 |  |  | 03h30 | 0 | 0.03 |  |  | 03h30 | 0 | 0.02 |  |  | 03h30 | 0 | 0.08 |  |  | 03h30 | 0 | 0.08 |  |  | 03h30 | 0 | 0.08 |  |  | 03h30 | 0 | 0 |  |  | 03h30 | 0 | 0 |  |  | 03h30 | 0 | 0 |  |  | 03h30 | 0 | 0 |  |  | 03h30 | 0 | 0 |  |  | 03h30 | 0 | 0 |  |  | 03h30 | 0 | 0.04 |  |  | 03h30 | 0.22 | 0.85 |  |  | 03h30 | 0 | 0.04 |  |  | 03h30 | 0 | 0 |  | 03h30 | 0 | 0 |  | 03h30 | 0 | 0 |  | 03h30 | 0 | 0 |  | 03h30 | 0 | 0 |  | 03h30 | 0 | 0 |  | 03h30 | 0 | 0 |  | 03h30 | 0 | 0 |  | 03h30 | 0 | 0 |  | 03h30 | 0 | 0 |  | 03h30 | 0 | 0 |  | 03h30 | 0 | 0 |  | 03h30 | 0 | 0 |  | 03h30 | 0 | 0 |  | 03h30 | 0 | 0
04h30 | 0.01 | 0.13 |  |  | 04h30 | 0.01 | 0.14 |  |  | 04h30 | 0.01 | 0.13 |  |  | 04h30 | 0.02 | 0.2 |  |  | 04h30 | 0.03 | 0.21 |  |  | 04h30 | 0.02 | 0.2 |  |  | 04h30 | 0 | 0 |  |  | 04h30 | 0 | 0 |  |  | 04h30 | 0 | 0 |  |  | 04h30 | 0 | 0 |  |  | 04h30 | 0 | 0 |  |  | 04h30 | 0 | 0 |  |  | 04h30 | 0.02 | 0.15 |  |  | 04h30 | 0.22 | 0.85 |  |  | 04h30 | 0.01 | 0.15 |  |  | 04h30 | 0 | 0 |  | 04h30 | 0 | 0 |  | 04h30 | 0 | 0 |  | 04h30 | 0 | 0 |  | 04h30 | 0 | 0 |  | 04h30 | 0 | 0 |  | 04h30 | 0 | 0 |  | 04h30 | 0 | 0 |  | 04h30 | 0 | 0 |  | 04h30 | 0 | 0 |  | 04h30 | 0 | 0 |  | 04h30 | 0 | 0 |  | 04h30 | 0 | 0 |  | 04h30 | 0 | 0 |  | 04h30 | 0 | 0
05h30 | 0.05 | 0.22 |  |  | 05h30 | 0.05 | 0.22 |  |  | 05h30 | 0.05 | 0.22 |  |  | 05h30 | 0.06 | 0.25 |  |  | 05h30 | 0.06 | 0.26 |  |  | 05h30 | 0.06 | 0.25 |  |  | 05h30 | 0 | 0 |  |  | 05h30 | 0 | 0.01 |  |  | 05h30 | 0 | 0 |  |  | 05h30 | 0 | 0 |  |  | 05h30 | 0 | 0 |  |  | 05h30 | 0 | 0 |  |  | 05h30 | 0.05 | 0.23 |  |  | 05h30 | 0.28 | 0.94 |  |  | 05h30 | 0.05 | 0.23 |  |  | 05h30 | 0 | 0 |  | 05h30 | 0 | 0 |  | 05h30 | 0 | 0 |  | 05h30 | 0 | 0 |  | 05h30 | 0 | 0 |  | 05h30 | 0 | 0 |  | 05h30 | 0 | 0 |  | 05h30 | 0 | 0 |  | 05h30 | 0 | 0 |  | 05h30 | 0 | 0 |  | 05h30 | 0 | 0 |  | 05h30 | 0 | 0 |  | 05h30 | 0 | 0 |  | 05h30 | 0 | 0 |  | 05h30 | 0 | 0
06h30 | 0.08 | 0.25 |  |  | 06h30 | 0.08 | 0.25 |  |  | 06h30 | 0.08 | 0.25 |  |  | 06h30 | 0.08 | 0.26 |  |  | 06h30 | 0.08 | 0.27 |  |  | 06h30 | 0.08 | 0.26 |  |  | 06h30 | 0 | 0.05 |  |  | 06h30 | 0 | 0.06 |  |  | 06h30 | 0 | 0.05 |  |  | 06h30 | 0 | 0 |  |  | 06h30 | 0 | 0 |  |  | 06h30 | 0 | 0 |  |  | 06h30 | 0.07 | 0.25 |  |  | 06h30 | 0.34 | 1.05 |  |  | 06h30 | 0.07 | 0.25 |  |  | 06h30 | 0 | 0 |  | 06h30 | 0 | 0 |  | 06h30 | 0 | 0 |  | 06h30 | 0 | 0 |  | 06h30 | 0 | 0 |  | 06h30 | 0 | 0 |  | 06h30 | 0 | 0 |  | 06h30 | 0 | 0 |  | 06h30 | 0 | 0 |  | 06h30 | 0 | 0 |  | 06h30 | 0 | 0 |  | 06h30 | 0 | 0 |  | 06h30 | 0 | 0 |  | 06h30 | 0 | 0 |  | 06h30 | 0 | 0
07h30 | 0.04 | 0.14 |  |  | 07h30 | 0.04 | 0.14 |  |  | 07h30 | 0.32 | 1.13 |  |  | 07h30 | 0.04 | 0.13 |  |  | 07h30 | 0.04 | 0.14 |  |  | 07h30 | 0.31 | 1.05 |  |  | 07h30 | 0 | 0.05 |  |  | 07h30 | 0 | 0.05 |  |  | 07h30 | 0.22 | 0.91 |  |  | 07h30 | 0 | 0 |  |  | 07h30 | 0 | 0 |  |  | 07h30 | 0.12 | 0.66 |  |  | 07h30 | 0.04 | 0.14 |  |  | 07h30 | 0.68 | 2.17 |  |  | 07h30 | 0.3 | 1.11 |  |  | 07h30 | 0 | 0 |  | 07h30 | 0 | 0 |  | 07h30 | 0.12 | 0.58 |  | 07h30 | 0 | 0 |  | 07h30 | 0 | 0 |  | 07h30 | 0.13 | 0.62 |  | 07h30 | 0 | 0 |  | 07h30 | 0 | 0 |  | 07h30 | 0.05 | 0.45 |  | 07h30 | 0 | 0 |  | 07h30 | 0 | 0 |  | 07h30 | 0 | 0.33 |  | 07h30 | 0 | 0 |  | 07h30 | 0 | 0 |  | 07h30 | 0.13 | 0.62
08h30 | 0.29 | 1.02 |  |  | 08h30 | 0.29 | 1.02 |  |  | 08h30 | 0.46 | 1.62 |  |  | 08h30 | 0.27 | 0.96 |  |  | 08h30 | 0.27 | 0.97 |  |  | 08h30 | 0.43 | 1.51 |  |  | 08h30 | 0.19 | 0.86 |  |  | 08h30 | 0.19 | 0.86 |  |  | 08h30 | 0.32 | 1.4 |  |  | 08h30 | 0.04 | 0.45 |  |  | 08h30 | 0.04 | 0.47 |  |  | 08h30 | 0.12 | 0.9 |  |  | 08h30 | 0.27 | 1 |  |  | 08h30 | 0.83 | 2.76 |  |  | 08h30 | 0.42 | 1.58 |  |  | 08h30 | 0.06 | 0.47 |  | 08h30 | 0.06 | 0.48 |  | 08h30 | 0.12 | 0.83 |  | 08h30 | 0.07 | 0.51 |  | 08h30 | 0.07 | 0.52 |  | 08h30 | 0.14 | 0.89 |  | 08h30 | 0 | 0.3 |  | 08h30 | 0 | 0.31 |  | 08h30 | 0.05 | 0.57 |  | 08h30 | 0 | 0.14 |  | 08h30 | 0 | 0.15 |  | 08h30 | 0 | 0.33 |  | 08h30 | 0.07 | 0.51 |  | 08h30 | 0.07 | 0.52 |  | 08h30 | 0.14 | 0.89
09h30 | 0.63 | 1.86 |  |  | 09h30 | 0.63 | 1.86 |  |  | 09h30 | 0.59 | 1.83 |  |  | 09h30 | 0.59 | 1.77 |  |  | 09h30 | 0.59 | 1.77 |  |  | 09h30 | 0.55 | 1.77 |  |  | 09h30 | 0.48 | 1.64 |  |  | 09h30 | 0.48 | 1.65 |  |  | 09h30 | 0.45 | 1.64 |  |  | 09h30 | 0.24 | 1.06 |  |  | 09h30 | 0.24 | 1.08 |  |  | 09h30 | 0.23 | 1.09 |  |  | 09h30 | 0.58 | 1.82 |  |  | 09h30 | 0.93 | 2.92 |  |  | 09h30 | 0.55 | 1.8 |  |  | 09h30 | 0.27 | 1.06 |  | 09h30 | 0.28 | 1.08 |  | 09h30 | 0.26 | 1.09 |  | 09h30 | 0.29 | 1.12 |  | 09h30 | 0.3 | 1.14 |  | 09h30 | 0.27 | 1.15 |  | 09h30 | 0.15 | 0.79 |  | 09h30 | 0.15 | 0.8 |  | 09h30 | 0.15 | 0.8 |  | 09h30 | 0.07 | 0.52 |  | 09h30 | 0.08 | 0.54 |  | 09h30 | 0.07 | 0.53 |  | 09h30 | 0.28 | 1.13 |  | 09h30 | 0.29 | 1.14 |  | 09h30 | 0.27 | 1.16
10h30 | 0.64 | 1.9 |  |  | 10h30 | 0.64 | 1.9 |  |  | 10h30 | 0.53 | 1.59 |  |  | 10h30 | 0.6 | 1.81 |  |  | 10h30 | 0.6 | 1.81 |  |  | 10h30 | 0.49 | 1.51 |  |  | 10h30 | 0.51 | 1.7 |  |  | 10h30 | 0.51 | 1.7 |  |  | 10h30 | 0.42 | 1.4 |  |  | 10h30 | 0.32 | 1.28 |  |  | 10h30 | 0.33 | 1.29 |  |  | 10h30 | 0.27 | 1.06 |  |  | 10h30 | 0.59 | 1.86 |  |  | 10h30 | 0.92 | 2.79 |  |  | 10h30 | 0.49 | 1.55 |  |  | 10h30 | 0.35 | 1.24 |  | 10h30 | 0.36 | 1.25 |  | 10h30 | 0.31 | 1.06 |  | 10h30 | 0.36 | 1.27 |  | 10h30 | 0.36 | 1.28 |  | 10h30 | 0.31 | 1.08 |  | 10h30 | 0.23 | 0.98 |  | 10h30 | 0.23 | 0.99 |  | 10h30 | 0.2 | 0.85 |  | 10h30 | 0.13 | 0.73 |  | 10h30 | 0.13 | 0.75 |  | 10h30 | 0.12 | 0.65 |  | 10h30 | 0.35 | 1.29 |  | 10h30 | 0.36 | 1.3 |  | 10h30 | 0.3 | 1.1
11h30 | 0.44 | 1.39 |  |  | 11h30 | 0.44 | 1.39 |  |  | 11h30 | 0.38 | 1.24 |  |  | 11h30 | 0.4 | 1.31 |  |  | 11h30 | 0.4 | 1.31 |  |  | 11h30 | 0.35 | 1.17 |  |  | 11h30 | 0.34 | 1.21 |  |  | 11h30 | 0.34 | 1.21 |  |  | 11h30 | 0.29 | 1.06 |  |  | 11h30 | 0.22 | 0.95 |  |  | 11h30 | 0.23 | 0.95 |  |  | 11h30 | 0.19 | 0.82 |  |  | 11h30 | 0.39 | 1.36 |  |  | 11h30 | 0.83 | 2.57 |  |  | 11h30 | 0.34 | 1.21 |  |  | 11h30 | 0.24 | 0.92 |  | 11h30 | 0.25 | 0.93 |  | 11h30 | 0.22 | 0.82 |  | 11h30 | 0.24 | 0.92 |  | 11h30 | 0.24 | 0.93 |  | 11h30 | 0.21 | 0.82 |  | 11h30 | 0.15 | 0.73 |  | 11h30 | 0.15 | 0.74 |  | 11h30 | 0.13 | 0.65 |  | 11h30 | 0.08 | 0.55 |  | 11h30 | 0.08 | 0.56 |  | 11h30 | 0.08 | 0.5 |  | 11h30 | 0.23 | 0.95 |  | 11h30 | 0.23 | 0.95 |  | 11h30 | 0.2 | 0.84
12h30 | 0.32 | 1.09 |  |  | 12h30 | 0.32 | 1.09 |  |  | 12h30 | 0.29 | 1.02 |  |  | 12h30 | 0.28 | 1.01 |  |  | 12h30 | 0.28 | 1.02 |  |  | 12h30 | 0.26 | 0.95 |  |  | 12h30 | 0.23 | 0.91 |  |  | 12h30 | 0.23 | 0.91 |  |  | 12h30 | 0.22 | 0.83 |  |  | 12h30 | 0.15 | 0.73 |  |  | 12h30 | 0.15 | 0.73 |  |  | 12h30 | 0.14 | 0.66 |  |  | 12h30 | 0.27 | 1.06 |  |  | 12h30 | 0.78 | 2.43 |  |  | 12h30 | 0.24 | 0.99 |  |  | 12h30 | 0.17 | 0.71 |  | 12h30 | 0.17 | 0.72 |  | 12h30 | 0.16 | 0.65 |  | 12h30 | 0.16 | 0.7 |  | 12h30 | 0.16 | 0.71 |  | 12h30 | 0.16 | 0.64 |  | 12h30 | 0.1 | 0.56 |  | 12h30 | 0.1 | 0.56 |  | 12h30 | 0.09 | 0.51 |  | 12h30 | 0.05 | 0.41 |  | 12h30 | 0.05 | 0.42 |  | 12h30 | 0.05 | 0.38 |  | 12h30 | 0.15 | 0.72 |  | 12h30 | 0.15 | 0.73 |  | 12h30 | 0.16 | 0.66
13h30 | 0.26 | 0.92 |  |  | 13h30 | 0.26 | 0.92 |  |  | 13h30 | 0.24 | 0.88 |  |  | 13h30 | 0.23 | 0.86 |  |  | 13h30 | 0.23 | 0.86 |  |  | 13h30 | 0.21 | 0.82 |  |  | 13h30 | 0.17 | 0.74 |  |  | 13h30 | 0.17 | 0.74 |  |  | 13h30 | 0.17 | 0.69 |  |  | 13h30 | 0.12 | 0.6 |  |  | 13h30 | 0.12 | 0.6 |  |  | 13h30 | 0.11 | 0.55 |  |  | 13h30 | 0.22 | 0.89 |  |  | 13h30 | 0.74 | 2.3 |  |  | 13h30 | 0.2 | 0.85 |  |  | 13h30 | 0.13 | 0.59 |  | 13h30 | 0.13 | 0.6 |  | 13h30 | 0.13 | 0.55 |  | 13h30 | 0.12 | 0.57 |  | 13h30 | 0.12 | 0.58 |  | 13h30 | 0.12 | 0.53 |  | 13h30 | 0.07 | 0.45 |  | 13h30 | 0.07 | 0.46 |  | 13h30 | 0.06 | 0.42 |  | 13h30 | 0.03 | 0.34 |  | 13h30 | 0.03 | 0.34 |  | 13h30 | 0.03 | 0.32 |  | 13h30 | 0.11 | 0.6 |  | 13h30 | 0.11 | 0.6 |  | 13h30 | 0.11 | 0.56
14h30 | 0.21 | 0.78 |  |  | 14h30 | 0.21 | 0.78 |  |  | 14h30 | 0.22 | 0.76 |  |  | 14h30 | 0.18 | 0.73 |  |  | 14h30 | 0.18 | 0.73 |  |  | 14h30 | 0.2 | 0.7 |  |  | 14h30 | 0.13 | 0.6 |  |  | 14h30 | 0.13 | 0.6 |  |  | 14h30 | 0.17 | 0.63 |  |  | 14h30 | 0.09 | 0.49 |  |  | 14h30 | 0.09 | 0.5 |  |  | 14h30 | 0.11 | 0.51 |  |  | 14h30 | 0.17 | 0.76 |  |  | 14h30 | 0.7 | 2.2 |  |  | 14h30 | 0.2 | 0.73 |  |  | 14h30 | 0.1 | 0.48 |  | 14h30 | 0.1 | 0.48 |  | 14h30 | 0.13 | 0.51 |  | 14h30 | 0.08 | 0.46 |  | 14h30 | 0.09 | 0.46 |  | 14h30 | 0.12 | 0.51 |  | 14h30 | 0.05 | 0.36 |  | 14h30 | 0.05 | 0.36 |  | 14h30 | 0.06 | 0.4 |  | 14h30 | 0.01 | 0.27 |  | 14h30 | 0.01 | 0.27 |  | 14h30 | 0 | 0.31 |  | 14h30 | 0.08 | 0.48 |  | 14h30 | 0.08 | 0.48 |  | 14h30 | 0.11 | 0.52
15h30 | 0.14 | 0.62 |  |  | 15h30 | 0.14 | 0.62 |  |  | 15h30 | 0.15 | 0.6 |  |  | 15h30 | 0.12 | 0.58 |  |  | 15h30 | 0.12 | 0.58 |  |  | 15h30 | 0.13 | 0.56 |  |  | 15h30 | 0.08 | 0.48 |  |  | 15h30 | 0.08 | 0.48 |  |  | 15h30 | 0.08 | 0.45 |  |  | 15h30 | 0.04 | 0.36 |  |  | 15h30 | 0.04 | 0.37 |  |  | 15h30 | 0.05 | 0.36 |  |  | 15h30 | 0.11 | 0.6 |  |  | 15h30 | 0.67 | 2.09 |  |  | 15h30 | 0.12 | 0.58 |  |  | 15h30 | 0.05 | 0.35 |  | 15h30 | 0.05 | 0.35 |  | 15h30 | 0.05 | 0.35 |  | 15h30 | 0.04 | 0.33 |  | 15h30 | 0.04 | 0.33 |  | 15h30 | 0.04 | 0.34 |  | 15h30 | 0 | 0.24 |  | 15h30 | 0 | 0.25 |  | 15h30 | 0 | 0.25 |  | 15h30 | 0 | 0.17 |  | 15h30 | 0 | 0.17 |  | 15h30 | 0 | 0.17 |  | 15h30 | 0.03 | 0.34 |  | 15h30 | 0.03 | 0.35 |  | 15h30 | 0.03 | 0.35
16h30 | 0.11 | 0.52 |  |  | 16h30 | 0.11 | 0.53 |  |  | 16h30 | 0.15 | 0.57 |  |  | 16h30 | 0.09 | 0.5 |  |  | 16h30 | 0.09 | 0.5 |  |  | 16h30 | 0.13 | 0.56 |  |  | 16h30 | 0.04 | 0.37 |  |  | 16h30 | 0.04 | 0.37 |  |  | 16h30 | 0.08 | 0.45 |  |  | 16h30 | 0.01 | 0.28 |  |  | 16h30 | 0.01 | 0.28 |  |  | 16h30 | 0.05 | 0.36 |  |  | 16h30 | 0.09 | 0.51 |  |  | 16h30 | 0.64 | 2.02 |  |  | 16h30 | 0.12 | 0.56 |  |  | 16h30 | 0.03 | 0.29 |  | 16h30 | 0.03 | 0.29 |  | 16h30 | 0.05 | 0.35 |  | 16h30 | 0.02 | 0.27 |  | 16h30 | 0.02 | 0.27 |  | 16h30 | 0.04 | 0.34 |  | 16h30 | 0 | 0.18 |  | 16h30 | 0 | 0.18 |  | 16h30 | 0 | 0.25 |  | 16h30 | 0 | 0.1 |  | 16h30 | 0 | 0.11 |  | 16h30 | 0 | 0.17 |  | 16h30 | 0.02 | 0.28 |  | 16h30 | 0.02 | 0.28 |  | 16h30 | 0.03 | 0.35
17h30 | 0.13 | 0.56 |  |  | 17h30 | 0.13 | 0.56 |  |  | 17h30 | 0.15 | 0.58 |  |  | 17h30 | 0.11 | 0.55 |  |  | 17h30 | 0.11 | 0.55 |  |  | 17h30 | 0.13 | 0.58 |  |  | 17h30 | 0.06 | 0.39 |  |  | 17h30 | 0.06 | 0.39 |  |  | 17h30 | 0.08 | 0.42 |  |  | 17h30 | 0.02 | 0.31 |  |  | 17h30 | 0.02 | 0.31 |  |  | 17h30 | 0.03 | 0.32 |  |  | 17h30 | 0.11 | 0.54 |  |  | 17h30 | 0.64 | 2.01 |  |  | 17h30 | 0.13 | 0.57 |  |  | 17h30 | 0.05 | 0.33 |  | 17h30 | 0.05 | 0.33 |  | 17h30 | 0.06 | 0.35 |  | 17h30 | 0.04 | 0.32 |  | 17h30 | 0.04 | 0.32 |  | 17h30 | 0.05 | 0.33 |  | 17h30 | 0.01 | 0.21 |  | 17h30 | 0.01 | 0.22 |  | 17h30 | 0 | 0.23 |  | 17h30 | 0 | 0.14 |  | 17h30 | 0 | 0.14 |  | 17h30 | 0 | 0.16 |  | 17h30 | 0.04 | 0.33 |  | 17h30 | 0.04 | 0.33 |  | 17h30 | 0.05 | 0.35
18h30 | 0.2 | 0.73 |  |  | 18h30 | 0.2 | 0.73 |  |  | 18h30 | 0.19 | 0.72 |  |  | 18h30 | 0.18 | 0.74 |  |  | 18h30 | 0.18 | 0.74 |  |  | 18h30 | 0.17 | 0.72 |  |  | 18h30 | 0.11 | 0.52 |  |  | 18h30 | 0.11 | 0.53 |  |  | 18h30 | 0.1 | 0.51 |  |  | 18h30 | 0.08 | 0.43 |  |  | 18h30 | 0.08 | 0.43 |  |  | 18h30 | 0.06 | 0.41 |  |  | 18h30 | 0.18 | 0.71 |  |  | 18h30 | 0.64 | 2.04 |  |  | 18h30 | 0.17 | 0.7 |  |  | 18h30 | 0.09 | 0.47 |  | 18h30 | 0.09 | 0.47 |  | 18h30 | 0.09 | 0.45 |  | 18h30 | 0.09 | 0.46 |  | 18h30 | 0.09 | 0.46 |  | 18h30 | 0.08 | 0.44 |  | 18h30 | 0.05 | 0.34 |  | 18h30 | 0.05 | 0.34 |  | 18h30 | 0.04 | 0.33 |  | 18h30 | 0.01 | 0.27 |  | 18h30 | 0.01 | 0.27 |  | 18h30 | 0.01 | 0.26 |  | 18h30 | 0.09 | 0.48 |  | 18h30 | 0.09 | 0.48 |  | 18h30 | 0.08 | 0.46
19h30 | 0.16 | 0.69 |  |  | 19h30 | 0.16 | 0.69 |  |  | 19h30 | 0.06 | 0.61 |  |  | 19h30 | 0.15 | 0.68 |  |  | 19h30 | 0.15 | 0.68 |  |  | 19h30 | 0.04 | 0.63 |  |  | 19h30 | 0.09 | 0.51 |  |  | 19h30 | 0.09 | 0.51 |  |  | 19h30 | 0.03 | 0.38 |  |  | 19h30 | 0.05 | 0.39 |  |  | 19h30 | 0.05 | 0.39 |  |  | 19h30 | 0.03 | 0.27 |  |  | 19h30 | 0.15 | 0.67 |  |  | 19h30 | 0.45 | 1.77 |  |  | 19h30 | 0.05 | 0.59 |  |  | 19h30 | 0.05 | 0.4 |  | 19h30 | 0.05 | 0.4 |  | 19h30 | 0.03 | 0.32 |  | 19h30 | 0.05 | 0.41 |  | 19h30 | 0.05 | 0.41 |  | 19h30 | 0.03 | 0.31 |  | 19h30 | 0.04 | 0.29 |  | 19h30 | 0.04 | 0.29 |  | 19h30 | 0.04 | 0.18 |  | 19h30 | 0.01 | 0.21 |  | 19h30 | 0.01 | 0.21 |  | 19h30 | 0.01 | 0.1 |  | 19h30 | 0.05 | 0.41 |  | 19h30 | 0.05 | 0.42 |  | 19h30 | 0.03 | 0.32
20h30 | 0 | 0.47 |  |  | 20h30 | 0 | 0.47 |  |  | 20h30 | 0.02 | 0.48 |  |  | 20h30 | 0 | 0.49 |  |  | 20h30 | 0 | 0.49 |  |  | 20h30 | 0 | 0.49 |  |  | 20h30 | 0 | 0.26 |  |  | 20h30 | 0 | 0.26 |  |  | 20h30 | 0 | 0.29 |  |  | 20h30 | 0 | 0.11 |  |  | 20h30 | 0 | 0.11 |  |  | 20h30 | 0 | 0.18 |  |  | 20h30 | 0 | 0.45 |  |  | 20h30 | 0.35 | 1.51 |  |  | 20h30 | 0 | 0.46 |  |  | 20h30 | 0 | 0.16 |  | 20h30 | 0 | 0.17 |  | 20h30 | 0 | 0.21 |  | 20h30 | 0 | 0.17 |  | 20h30 | 0 | 0.17 |  | 20h30 | 0 | 0.2 |  | 20h30 | 0 | 0.02 |  | 20h30 | 0 | 0.02 |  | 20h30 | 0 | 0.08 |  | 20h30 | 0 | 0 |  | 20h30 | 0 | 0 |  | 20h30 | 0 | 0 |  | 20h30 | 0 | 0.18 |  | 20h30 | 0 | 0.18 |  | 20h30 | 0 | 0.21
21h30 | 0 | 0.52 |  |  | 21h30 | 0 | 0.52 |  |  | 21h30 | 0 | 0.55 |  |  | 21h30 | 0 | 0.56 |  |  | 21h30 | 0 | 0.56 |  |  | 21h30 | 0 | 0.57 |  |  | 21h30 | 0 | 0.28 |  |  | 21h30 | 0 | 0.28 |  |  | 21h30 | 0 | 0.33 |  |  | 21h30 | 0 | 0.12 |  |  | 21h30 | 0 | 0.12 |  |  | 21h30 | 0 | 0.15 |  |  | 21h30 | 0 | 0.5 |  |  | 21h30 | 0.29 | 1.5 |  |  | 21h30 | 0 | 0.53 |  |  | 21h30 | 0 | 0.2 |  | 21h30 | 0 | 0.2 |  | 21h30 | 0 | 0.23 |  | 21h30 | 0 | 0.21 |  | 21h30 | 0 | 0.21 |  | 21h30 | 0 | 0.23 |  | 21h30 | 0 | 0.04 |  | 21h30 | 0 | 0.04 |  | 21h30 | 0 | 0.07 |  | 21h30 | 0 | 0 |  | 21h30 | 0 | 0 |  | 21h30 | 0 | 0 |  | 21h30 | 0 | 0.21 |  | 21h30 | 0 | 0.22 |  | 21h30 | 0 | 0.24
22h30 | 0 | 0.64 |  |  | 22h30 | 0 | 0.64 |  |  | 22h30 | 0 | 0.64 |  |  | 22h30 | 0 | 0.68 |  |  | 22h30 | 0 | 0.68 |  |  | 22h30 | 0 | 0.67 |  |  | 22h30 | 0 | 0.39 |  |  | 22h30 | 0 | 0.39 |  |  | 22h30 | 0 | 0.39 |  |  | 22h30 | 0 | 0.2 |  |  | 22h30 | 0 | 0.2 |  |  | 22h30 | 0 | 0.19 |  |  | 22h30 | 0 | 0.62 |  |  | 22h30 | 0.29 | 1.5 |  |  | 22h30 | 0 | 0.62 |  |  | 22h30 | 0 | 0.28 |  | 22h30 | 0 | 0.28 |  | 22h30 | 0 | 0.28 |  | 22h30 | 0 | 0.29 |  | 22h30 | 0 | 0.3 |  | 22h30 | 0 | 0.29 |  | 22h30 | 0 | 0.11 |  | 22h30 | 0 | 0.11 |  | 22h30 | 0 | 0.11 |  | 22h30 | 0 | 0 |  | 22h30 | 0 | 0.01 |  | 22h30 | 0 | 0.01 |  | 22h30 | 0 | 0.3 |  | 22h30 | 0 | 0.3 |  | 22h30 | 0 | 0.29
23h30 | 0 | 0.76 |  |  | 23h30 | 0 | 0.76 |  |  | 23h30 | 0 | 0.76 |  |  | 23h30 | 0 | 0.78 |  |  | 23h30 | 0 | 0.78 |  |  | 23h30 | 0 | 0.77 |  |  | 23h30 | 0 | 0.5 |  |  | 23h30 | 0 | 0.5 |  |  | 23h30 | 0 | 0.49 |  |  | 23h30 | 0 | 0.29 |  |  | 23h30 | 0 | 0.3 |  |  | 23h30 | 0 | 0.27 |  |  | 23h30 | 0 | 0.74 |  |  | 23h30 | 0.24 | 1.49 |  |  | 23h30 | 0 | 0.73 |  |  | 23h30 | 0 | 0.37 |  | 23h30 | 0 | 0.37 |  | 23h30 | 0 | 0.35 |  | 23h30 | 0 | 0.38 |  | 23h30 | 0 | 0.39 |  | 23h30 | 0 | 0.36 |  | 23h30 | 0 | 0.2 |  | 23h30 | 0 | 0.2 |  | 23h30 | 0 | 0.18 |  | 23h30 | 0 | 0.06 |  | 23h30 | 0 | 0.06 |  | 23h30 | 0 | 0.05 |  | 23h30 | 0 | 0.39 |  | 23h30 | 0 | 0.39 |  | 23h30 | 0 | 0.37
00h30 | 0 | 0.17 |  |  | 00h30 | 0 | 0.17 |  |  | 00h30 | 0 | 0.66 |  |  | 00h30 | 0 | 0.18 |  |  | 00h30 | 0 | 0.18 |  |  | 00h30 | 0 | 0.67 |  |  | 00h30 | 0 | 0.14 |  |  | 00h30 | 0 | 0.14 |  |  | 00h30 | 0 | 0.42 |  |  | 00h30 | 0 | 0.1 |  |  | 00h30 | 0 | 0.1 |  |  | 00h30 | 0 | 0.23 |  |  | 00h30 | 0 | 0.17 |  |  | 00h30 | 0.24 | 1.49 |  |  | 00h30 | 0 | 0.64 |  |  | 00h30 | 0 | 0.12 |  | 00h30 | 0 | 0.12 |  | 00h30 | 0 | 0.31 |  | 00h30 | 0 | 0.13 |  | 00h30 | 0 | 0.12 |  | 00h30 | 0 | 0.31 |  | 00h30 | 0 | 0.1 |  | 00h30 | 0 | 0.1 |  | 00h30 | 0 | 0.14 |  | 00h30 | 0 | 0.05 |  | 00h30 | 0 | 0.05 |  | 00h30 | 0 | 0.04 |  | 00h30 | 0 | 0.13 |  | 00h30 | 0 | 0.13 |  | 00h30 | 0 | 0.32
01h30 | 0 | 0 |  |  | 01h30 | 0 | 0 |  |  | 01h30 | 0 | 0.02 |  |  | 01h30 | 0 | 0 |  |  | 01h30 | 0 | 0 |  |  | 01h30 | 0 | 0.02 |  |  | 01h30 | 0 | 0 |  |  | 01h30 | 0 | 0 |  |  | 01h30 | 0 | 0 |  |  | 01h30 | 0 | 0 |  |  | 01h30 | 0 | 0 |  |  | 01h30 | 0 | 0 |  |  | 01h30 | 0 | 0 |  |  | 01h30 | 0.07 | 0.52 |  |  | 01h30 | 0 | 0.01 |  |  | 01h30 | 0 | 0 |  | 01h30 | 0 | 0 |  | 01h30 | 0 | 0 |  | 01h30 | 0 | 0 |  | 01h30 | 0 | 0 |  | 01h30 | 0 | 0 |  | 01h30 | 0 | 0 |  | 01h30 | 0 | 0 |  | 01h30 | 0 | 0 |  | 01h30 | 0 | 0 |  | 01h30 | 0 | 0 |  | 01h30 | 0 | 0 |  | 01h30 | 0 | 0 |  | 01h30 | 0 | 0 |  | 01h30 | 0 | 0
02h30 | 0 | 0.03 |  |  | 02h30 | 0 | 0.03 |  |  | 02h30 | 0 | 0.02 |  |  | 02h30 | 0 | 0.01 |  |  | 02h30 | 0 | 0.01 |  |  | 02h30 | 0 | 0.02 |  |  | 02h30 | 0 | 0 |  |  | 02h30 | 0 | 0 |  |  | 02h30 | 0 | 0 |  |  | 02h30 | 0 | 0 |  |  | 02h30 | 0 | 0 |  |  | 02h30 | 0 | 0 |  |  | 02h30 | 0 | 0.01 |  |  | 02h30 | 0.07 | 0.52 |  |  | 02h30 | 0 | 0.01 |  |  | 02h30 | 0 | 0 |  | 02h30 | 0 | 0 |  | 02h30 | 0 | 0 |  | 02h30 | 0 | 0 |  | 02h30 | 0 | 0 |  | 02h30 | 0 | 0 |  | 02h30 | 0 | 0 |  | 02h30 | 0 | 0 |  | 02h30 | 0 | 0 |  | 02h30 | 0 | 0 |  | 02h30 | 0 | 0 |  | 02h30 | 0 | 0 |  | 02h30 | 0 | 0 |  | 02h30 | 0 | 0 |  | 02h30 | 0 | 0
03h30 | 0.01 | 0.17 |  |  | 03h30 | 0.01 | 0.17 |  |  | 03h30 | 0.01 | 0.18 |  |  | 03h30 | 0 | 0.12 |  |  | 03h30 | 0 | 0.12 |  |  | 03h30 | 0 | 0.14 |  |  | 03h30 | 0 | 0 |  |  | 03h30 | 0 | 0 |  |  | 03h30 | 0 | 0 |  |  | 03h30 | 0 | 0 |  |  | 03h30 | 0 | 0 |  |  | 03h30 | 0 | 0 |  |  | 03h30 | 0 | 0.13 |  |  | 03h30 | 0.13 | 0.6 |  |  | 03h30 | 0 | 0.15 |  |  | 03h30 | 0 | 0 |  | 03h30 | 0 | 0 |  | 03h30 | 0 | 0 |  | 03h30 | 0 | 0 |  | 03h30 | 0 | 0 |  | 03h30 | 0 | 0 |  | 03h30 | 0 | 0 |  | 03h30 | 0 | 0 |  | 03h30 | 0 | 0 |  | 03h30 | 0 | 0 |  | 03h30 | 0 | 0 |  | 03h30 | 0 | 0 |  | 03h30 | 0 | 0 |  | 03h30 | 0 | 0 |  | 03h30 | 0 | 0
04h30 | 0.08 | 0.33 |  |  | 04h30 | 0.08 | 0.33 |  |  | 04h30 | 0.08 | 0.31 |  |  | 04h30 | 0.05 | 0.29 |  |  | 04h30 | 0.05 | 0.29 |  |  | 04h30 | 0.05 | 0.26 |  |  | 04h30 | 0 | 0.11 |  |  | 04h30 | 0 | 0.11 |  |  | 04h30 | 0 | 0.09 |  |  | 04h30 | 0 | 0 |  |  | 04h30 | 0 | 0 |  |  | 04h30 | 0 | 0 |  |  | 04h30 | 0.06 | 0.31 |  |  | 04h30 | 0.16 | 0.6 |  |  | 04h30 | 0.06 | 0.28 |  |  | 04h30 | 0 | 0 |  | 04h30 | 0 | 0 |  | 04h30 | 0 | 0 |  | 04h30 | 0 | 0 |  | 04h30 | 0 | 0 |  | 04h30 | 0 | 0 |  | 04h30 | 0 | 0 |  | 04h30 | 0 | 0 |  | 04h30 | 0 | 0 |  | 04h30 | 0 | 0 |  | 04h30 | 0 | 0 |  | 04h30 | 0 | 0 |  | 04h30 | 0 | 0 |  | 04h30 | 0 | 0 |  | 04h30 | 0 | 0
05h30 | 0.13 | 0.39 |  |  | 05h30 | 0.13 | 0.39 |  |  | 05h30 | 0.13 | 0.37 |  |  | 05h30 | 0.1 | 0.34 |  |  | 05h30 | 0.1 | 0.34 |  |  | 05h30 | 0.1 | 0.31 |  |  | 05h30 | 0 | 0.19 |  |  | 05h30 | 0 | 0.19 |  |  | 05h30 | 0 | 0.16 |  |  | 05h30 | 0 | 0 |  |  | 05h30 | 0 | 0 |  |  | 05h30 | 0 | 0 |  |  | 05h30 | 0.1 | 0.36 |  |  | 05h30 | 0.2 | 0.69 |  |  | 05h30 | 0.1 | 0.33 |  |  | 05h30 | 0 | 0 |  | 05h30 | 0 | 0 |  | 05h30 | 0 | 0 |  | 05h30 | 0 | 0 |  | 05h30 | 0 | 0 |  | 05h30 | 0 | 0 |  | 05h30 | 0 | 0 |  | 05h30 | 0 | 0 |  | 05h30 | 0 | 0 |  | 05h30 | 0 | 0 |  | 05h30 | 0 | 0 |  | 05h30 | 0 | 0 |  | 05h30 | 0 | 0 |  | 05h30 | 0 | 0 |  | 05h30 | 0 | 0
06h30 | 0.12 | 0.31 |  |  | 06h30 | 0.12 | 0.31 |  |  | 06h30 | 0.12 | 0.29 |  |  | 06h30 | 0.08 | 0.23 |  |  | 06h30 | 0.08 | 0.24 |  |  | 06h30 | 0.08 | 0.21 |  |  | 06h30 | 0 | 0.13 |  |  | 06h30 | 0 | 0.13 |  |  | 06h30 | 0 | 0.11 |  |  | 06h30 | 0 | 0 |  |  | 06h30 | 0 | 0 |  |  | 06h30 | 0 | 0 |  |  | 06h30 | 0.09 | 0.27 |  |  | 06h30 | 0.26 | 0.81 |  |  | 06h30 | 0.09 | 0.24 |  |  | 06h30 | 0 | 0 |  | 06h30 | 0 | 0 |  | 06h30 | 0 | 0 |  | 06h30 | 0 | 0 |  | 06h30 | 0 | 0 |  | 06h30 | 0 | 0 |  | 06h30 | 0 | 0 |  | 06h30 | 0 | 0 |  | 06h30 | 0 | 0 |  | 06h30 | 0 | 0 |  | 06h30 | 0 | 0 |  | 06h30 | 0 | 0 |  | 06h30 | 0 | 0 |  | 06h30 | 0 | 0 |  | 06h30 | 0 | 0
07h30 | 0.32 | 0.99 |  |  | 07h30 | 0.32 | 0.99 |  |  | 07h30 | 0.32 | 0.96 |  |  | 07h30 | 0.24 | 0.82 |  |  | 07h30 | 0.24 | 0.83 |  |  | 07h30 | 0.24 | 0.8 |  |  | 07h30 | 0.19 | 0.82 |  |  | 07h30 | 0.19 | 0.82 |  |  | 07h30 | 0.18 | 0.81 |  |  | 07h30 | 0.12 | 0.58 |  |  | 07h30 | 0.12 | 0.58 |  |  | 07h30 | 0.12 | 0.58 |  |  | 07h30 | 0.25 | 0.91 |  |  | 07h30 | 0.6 | 1.93 |  |  | 07h30 | 0.25 | 0.88 |  |  | 07h30 | 0.11 | 0.48 |  | 07h30 | 0.11 | 0.48 |  | 07h30 | 0.11 | 0.48 |  | 07h30 | 0.1 | 0.47 |  | 07h30 | 0.1 | 0.47 |  | 07h30 | 0.1 | 0.46 |  | 07h30 | 0.05 | 0.4 |  | 07h30 | 0.05 | 0.4 |  | 07h30 | 0.05 | 0.39 |  | 07h30 | 0.01 | 0.31 |  | 07h30 | 0.01 | 0.31 |  | 07h30 | 0.01 | 0.31 |  | 07h30 | 0.11 | 0.48 |  | 07h30 | 0.11 | 0.48 |  | 07h30 | 0.1 | 0.48
08h30 | 0.32 | 1.19 |  |  | 08h30 | 0.32 | 1.19 |  |  | 08h30 | 0.32 | 1.17 |  |  | 08h30 | 0.25 | 1.01 |  |  | 08h30 | 0.25 | 1.01 |  |  | 08h30 | 0.24 | 0.98 |  |  | 08h30 | 0.2 | 1.02 |  |  | 08h30 | 0.2 | 1.02 |  |  | 08h30 | 0.2 | 1.01 |  |  | 08h30 | 0.12 | 0.68 |  |  | 08h30 | 0.12 | 0.68 |  |  | 08h30 | 0.12 | 0.67 |  |  | 08h30 | 0.25 | 1.11 |  |  | 08h30 | 0.77 | 2.56 |  |  | 08h30 | 0.25 | 1.09 |  |  | 08h30 | 0.11 | 0.6 |  | 08h30 | 0.11 | 0.6 |  | 08h30 | 0.11 | 0.59 |  | 08h30 | 0.1 | 0.55 |  | 08h30 | 0.1 | 0.55 |  | 08h30 | 0.1 | 0.54 |  | 08h30 | 0.05 | 0.4 |  | 08h30 | 0.05 | 0.41 |  | 08h30 | 0.05 | 0.4 |  | 08h30 | 0.01 | 0.31 |  | 08h30 | 0.01 | 0.31 |  | 08h30 | 0.01 | 0.31 |  | 08h30 | 0.11 | 0.59 |  | 08h30 | 0.11 | 0.59 |  | 08h30 | 0.1 | 0.58
09h30 | 0.06 | 0.32 |  |  | 09h30 | 0.06 | 0.32 |  |  | 09h30 | 0.3 | 1.14 |  |  | 09h30 | 0.04 | 0.26 |  |  | 09h30 | 0.04 | 0.26 |  |  | 09h30 | 0.27 | 1.03 |  |  | 09h30 | 0.01 | 0.25 |  |  | 09h30 | 0.01 | 0.25 |  |  | 09h30 | 0.23 | 1 |  |  | 09h30 | 0 | 0.1 |  |  | 09h30 | 0 | 0.1 |  |  | 09h30 | 0.1 | 0.71 |  |  | 09h30 | 0.04 | 0.3 |  |  | 09h30 | 0.89 | 2.76 |  |  | 09h30 | 0.26 | 1.1 |  |  | 09h30 | 0 | 0.12 |  | 09h30 | 0 | 0.12 |  | 09h30 | 0.15 | 0.73 |  | 09h30 | 0 | 0.08 |  | 09h30 | 0 | 0.08 |  | 09h30 | 0.12 | 0.65 |  | 09h30 | 0 | 0.01 |  | 09h30 | 0 | 0.01 |  | 09h30 | 0.05 | 0.49 |  | 09h30 | 0 | 0 |  | 09h30 | 0 | 0 |  | 09h30 | 0 | 0.32 |  | 09h30 | 0 | 0.11 |  | 09h30 | 0 | 0.11 |  | 09h30 | 0.12 | 0.7
10h30 | 0 | 0 |  |  | 10h30 | 0 | 0 |  |  | 10h30 | 0.24 | 0.88 |  |  | 10h30 | 0 | 0 |  |  | 10h30 | 0 | 0 |  |  | 10h30 | 0.23 | 0.82 |  |  | 10h30 | 0 | 0 |  |  | 10h30 | 0 | 0 |  |  | 10h30 | 0.22 | 0.75 |  |  | 10h30 | 0 | 0 |  |  | 10h30 | 0 | 0 |  |  | 10h30 | 0.1 | 0.61 |  |  | 10h30 | 0 | 0 |  |  | 10h30 | 0.87 | 2.62 |  |  | 10h30 | 0.22 | 0.85 |  |  | 10h30 | 0 | 0 |  | 10h30 | 0 | 0 |  | 10h30 | 0.15 | 0.62 |  | 10h30 | 0 | 0 |  | 10h30 | 0 | 0 |  | 10h30 | 0.12 | 0.57 |  | 10h30 | 0 | 0 |  | 10h30 | 0 | 0 |  | 10h30 | 0.05 | 0.48 |  | 10h30 | 0 | 0 |  | 10h30 | 0 | 0 |  | 10h30 | 0 | 0.32 |  | 10h30 | 0 | 0 |  | 10h30 | 0 | 0 |  | 10h30 | 0.12 | 0.6
11h30 | 0 | 0 |  |  | 11h30 | 0 | 0 |  |  | 11h30 | 0.1 | 0.56 |  |  | 11h30 | 0 | 0 |  |  | 11h30 | 0 | 0 |  |  | 11h30 | 0.11 | 0.53 |  |  | 11h30 | 0 | 0 |  |  | 11h30 | 0 | 0 |  |  | 11h30 | 0.09 | 0.46 |  |  | 11h30 | 0 | 0 |  |  | 11h30 | 0 | 0 |  |  | 11h30 | 0.03 | 0.38 |  |  | 11h30 | 0 | 0 |  |  | 11h30 | 0.74 | 2.33 |  |  | 11h30 | 0 | 0.56 |  |  | 11h30 | 0 | 0 |  | 11h30 | 0 | 0 |  | 11h30 | 0.05 | 0.38 |  | 11h30 | 0 | 0 |  | 11h30 | 0 | 0 |  | 11h30 | 0.03 | 0.34 |  | 11h30 | 0 | 0 |  | 11h30 | 0 | 0 |  | 11h30 | 0 | 0.28 |  | 11h30 | 0 | 0 |  | 11h30 | 0 | 0 |  | 11h30 | 0 | 0.17 |  | 11h30 | 0 | 0 |  | 11h30 | 0 | 0 |  | 11h30 | 0 | 0.36
12h30 | 0 | 0 |  |  | 12h30 | 0 | 0 |  |  | 12h30 | 0.1 | 0.56 |  |  | 12h30 | 0 | 0 |  |  | 12h30 | 0 | 0 |  |  | 12h30 | 0.11 | 0.53 |  |  | 12h30 | 0 | 0 |  |  | 12h30 | 0 | 0 |  |  | 12h30 | 0.09 | 0.46 |  |  | 12h30 | 0 | 0 |  |  | 12h30 | 0 | 0 |  |  | 12h30 | 0.03 | 0.38 |  |  | 12h30 | 0 | 0 |  |  | 12h30 | 0.61 | 2.04 |  |  | 12h30 | 0 | 0.56 |  |  | 12h30 | 0 | 0 |  | 12h30 | 0 | 0 |  | 12h30 | 0.05 | 0.38 |  | 12h30 | 0 | 0 |  | 12h30 | 0 | 0 |  | 12h30 | 0.03 | 0.34 |  | 12h30 | 0 | 0 |  | 12h30 | 0 | 0 |  | 12h30 | 0 | 0.28 |  | 12h30 | 0 | 0 |  | 12h30 | 0 | 0 |  | 12h30 | 0 | 0.17 |  | 12h30 | 0 | 0 |  | 12h30 | 0 | 0 |  | 12h30 | 0 | 0.36
13h30 | 0.02 | 0.33 |  |  | 13h30 | 0 | 0 |  |  | 13h30 | 0 | 0.36 |  |  | 13h30 | 0.04 | 0.35 |  |  | 13h30 | 0 | 0 |  |  | 13h30 | 0.03 | 0.37 |  |  | 13h30 | 0.02 | 0.28 |  |  | 13h30 | 0 | 0 |  |  | 13h30 | 0.01 | 0.27 |  |  | 13h30 | 0 | 0.24 |  |  | 13h30 | 0 | 0 |  |  | 13h30 | 0 | 0.24 |  |  | 13h30 | 0 | 0.33 |  |  | 13h30 | 0.53 | 1.86 |  |  | 13h30 | 0 | 0.36 |  |  | 13h30 | 0 | 0.21 |  | 13h30 | 0 | 0 |  | 13h30 | 0 | 0.23 |  | 13h30 | 0 | 0.2 |  | 13h30 | 0 | 0 |  | 13h30 | 0 | 0.21 |  | 13h30 | 0 | 0.14 |  | 13h30 | 0 | 0 |  | 13h30 | 0 | 0.15 |  | 13h30 | 0 | 0.06 |  | 13h30 | 0 | 0 |  | 13h30 | 0 | 0.06 |  | 13h30 | 0 | 0.19 |  | 13h30 | 0 | 0 |  | 13h30 | 0 | 0.21
14h30 | 0.02 | 0.38 |  |  | 14h30 | 0 | 0 |  |  | 14h30 | 0 | 0.36 |  |  | 14h30 | 0.04 | 0.41 |  |  | 14h30 | 0 | 0 |  |  | 14h30 | 0.03 | 0.37 |  |  | 14h30 | 0.02 | 0.3 |  |  | 14h30 | 0 | 0 |  |  | 14h30 | 0.01 | 0.27 |  |  | 14h30 | 0 | 0.25 |  |  | 14h30 | 0 | 0 |  |  | 14h30 | 0 | 0.24 |  |  | 14h30 | 0 | 0.37 |  |  | 14h30 | 0.45 | 1.73 |  |  | 14h30 | 0 | 0.36 |  |  | 14h30 | 0 | 0.24 |  | 14h30 | 0 | 0 |  | 14h30 | 0 | 0.23 |  | 14h30 | 0 | 0.22 |  | 14h30 | 0 | 0 |  | 14h30 | 0 | 0.21 |  | 14h30 | 0 | 0.14 |  | 14h30 | 0 | 0 |  | 14h30 | 0 | 0.15 |  | 14h30 | 0 | 0.06 |  | 14h30 | 0 | 0 |  | 14h30 | 0 | 0.06 |  | 14h30 | 0 | 0.19 |  | 14h30 | 0 | 0 |  | 14h30 | 0 | 0.21
15h30 | 0 | 0.26 |  |  | 15h30 | 0 | 0 |  |  | 15h30 | 0 | 0.15 |  |  | 15h30 | 0 | 0.32 |  |  | 15h30 | 0 | 0 |  |  | 15h30 | 0 | 0.2 |  |  | 15h30 | 0 | 0.18 |  |  | 15h30 | 0 | 0 |  |  | 15h30 | 0 | 0.06 |  |  | 15h30 | 0 | 0.14 |  |  | 15h30 | 0 | 0 |  |  | 15h30 | 0 | 0.05 |  |  | 15h30 | 0 | 0.26 |  |  | 15h30 | 0.38 | 1.66 |  |  | 15h30 | 0 | 0.15 |  |  | 15h30 | 0 | 0.17 |  | 15h30 | 0 | 0 |  | 15h30 | 0 | 0.08 |  | 15h30 | 0 | 0.15 |  | 15h30 | 0 | 0 |  | 15h30 | 0 | 0.07 |  | 15h30 | 0 | 0.05 |  | 15h30 | 0 | 0 |  | 15h30 | 0 | 0 |  | 15h30 | 0 | 0 |  | 15h30 | 0 | 0 |  | 15h30 | 0 | 0 |  | 15h30 | 0 | 0.12 |  | 15h30 | 0 | 0 |  | 15h30 | 0 | 0.02
16h30 | 0 | 0.22 |  |  | 16h30 | 0 | 0 |  |  | 16h30 | 0 | 0.15 |  |  | 16h30 | 0 | 0.25 |  |  | 16h30 | 0 | 0 |  |  | 16h30 | 0 | 0.2 |  |  | 16h30 | 0 | 0.16 |  |  | 16h30 | 0 | 0 |  |  | 16h30 | 0 | 0.06 |  |  | 16h30 | 0 | 0.12 |  |  | 16h30 | 0 | 0 |  |  | 16h30 | 0 | 0.05 |  |  | 16h30 | 0 | 0.22 |  |  | 16h30 | 0.42 | 1.71 |  |  | 16h30 | 0 | 0.15 |  |  | 16h30 | 0 | 0.15 |  | 16h30 | 0 | 0 |  | 16h30 | 0 | 0.08 |  | 16h30 | 0 | 0.13 |  | 16h30 | 0 | 0 |  | 16h30 | 0 | 0.07 |  | 16h30 | 0 | 0.05 |  | 16h30 | 0 | 0 |  | 16h30 | 0 | 0 |  | 16h30 | 0 | 0 |  | 16h30 | 0 | 0 |  | 16h30 | 0 | 0 |  | 16h30 | 0 | 0.11 |  | 16h30 | 0 | 0 |  | 16h30 | 0 | 0.02
17h30 | 0.01 | 0.16 |  |  | 17h30 | 0 | 0 |  |  | 17h30 | 0 | 0.12 |  |  | 17h30 | 0.04 | 0.26 |  |  | 17h30 | 0 | 0 |  |  | 17h30 | 0.01 | 0.21 |  |  | 17h30 | 0 | 0.08 |  |  | 17h30 | 0 | 0 |  |  | 17h30 | 0 | 0 |  |  | 17h30 | 0 | 0.04 |  |  | 17h30 | 0 | 0 |  |  | 17h30 | 0 | 0 |  |  | 17h30 | 0 | 0.16 |  |  | 17h30 | 0.5 | 1.83 |  |  | 17h30 | 0 | 0.12 |  |  | 17h30 | 0 | 0.1 |  | 17h30 | 0 | 0 |  | 17h30 | 0 | 0.04 |  | 17h30 | 0 | 0.11 |  | 17h30 | 0 | 0 |  | 17h30 | 0 | 0.05 |  | 17h30 | 0 | 0.02 |  | 17h30 | 0 | 0 |  | 17h30 | 0 | 0 |  | 17h30 | 0 | 0 |  | 17h30 | 0 | 0 |  | 17h30 | 0 | 0 |  | 17h30 | 0 | 0.07 |  | 17h30 | 0 | 0 |  | 17h30 | 0 | 0.01
18h30 | 0.05 | 0.17 |  |  | 18h30 | 0.05 | 0.19 |  |  | 18h30 | 0.02 | 0.12 |  |  | 18h30 | 0.09 | 0.33 |  |  | 18h30 | 0.09 | 0.34 |  |  | 18h30 | 0.06 | 0.27 |  |  | 18h30 | 0.01 | 0.08 |  |  | 18h30 | 0.02 | 0.09 |  |  | 18h30 | 0 | 0 |  |  | 18h30 | 0 | 0.04 |  |  | 18h30 | 0 | 0.05 |  |  | 18h30 | 0 | 0 |  |  | 18h30 | 0.04 | 0.18 |  |  | 18h30 | 0.62 | 2.07 |  |  | 18h30 | 0.02 | 0.14 |  |  | 18h30 | 0 | 0.13 |  | 18h30 | 0.01 | 0.14 |  | 18h30 | 0 | 0.07 |  | 18h30 | 0.01 | 0.15 |  | 18h30 | 0.02 | 0.16 |  | 18h30 | 0 | 0.1 |  | 18h30 | 0 | 0.02 |  | 18h30 | 0 | 0.04 |  | 18h30 | 0 | 0 |  | 18h30 | 0 | 0 |  | 18h30 | 0 | 0 |  | 18h30 | 0 | 0 |  | 18h30 | 0 | 0.1 |  | 18h30 | 0 | 0.11 |  | 18h30 | 0 | 0.04
19h30 | 0.04 | 0.01 |  |  | 19h30 | 0.05 | 0.19 |  |  | 19h30 | 0.02 | 0.01 |  |  | 19h30 | 0.05 | 0.19 |  |  | 19h30 | 0.09 | 0.34 |  |  | 19h30 | 0.05 | 0.13 |  |  | 19h30 | 0.01 | 0 |  |  | 19h30 | 0.02 | 0.09 |  |  | 19h30 | 0 | 0 |  |  | 19h30 | 0 | 0 |  |  | 19h30 | 0 | 0.05 |  |  | 19h30 | 0 | 0 |  |  | 19h30 | 0.04 | 0.02 |  |  | 19h30 | 0.55 | 2.06 |  |  | 19h30 | 0.02 | 0.02 |  |  | 19h30 | 0 | 0.02 |  | 19h30 | 0.01 | 0.14 |  | 19h30 | 0 | 0.02 |  | 19h30 | 0.01 | 0.04 |  | 19h30 | 0.02 | 0.16 |  | 19h30 | 0 | 0.05 |  | 19h30 | 0 | 0.01 |  | 19h30 | 0 | 0.04 |  | 19h30 | 0 | 0 |  | 19h30 | 0 | 0 |  | 19h30 | 0 | 0 |  | 19h30 | 0 | 0 |  | 19h30 | 0 | 0.03 |  | 19h30 | 0 | 0.11 |  | 19h30 | 0 | 0.04
20h30 | 0 | 0 |  |  | 20h30 | 0 | 0 |  |  | 20h30 | 0 | 0 |  |  | 20h30 | 0 | 0.12 |  |  | 20h30 | 0 | 0.21 |  |  | 20h30 | 0 | 0.07 |  |  | 20h30 | 0 | 0 |  |  | 20h30 | 0 | 0 |  |  | 20h30 | 0 | 0 |  |  | 20h30 | 0 | 0 |  |  | 20h30 | 0 | 0 |  |  | 20h30 | 0 | 0 |  |  | 20h30 | 0 | 0 |  |  | 20h30 | 0.41 | 1.97 |  |  | 20h30 | 0 | 0 |  |  | 20h30 | 0 | 0 |  | 20h30 | 0 | 0 |  | 20h30 | 0 | 0 |  | 20h30 | 0 | 0 |  | 20h30 | 0 | 0 |  | 20h30 | 0 | 0 |  | 20h30 | 0 | 0 |  | 20h30 | 0 | 0 |  | 20h30 | 0 | 0 |  | 20h30 | 0 | 0 |  | 20h30 | 0 | 0 |  | 20h30 | 0 | 0 |  | 20h30 | 0 | 0 |  | 20h30 | 0 | 0 |  | 20h30 | 0 | 0
21h30 | 0 | 0.1 |  |  | 21h30 | 0 | 0.09 |  |  | 21h30 | 0 | 0.07 |  |  | 21h30 | 0 | 0.32 |  |  | 21h30 | 0 | 0.37 |  |  | 21h30 | 0 | 0.28 |  |  | 21h30 | 0 | 0 |  |  | 21h30 | 0 | 0 |  |  | 21h30 | 0 | 0 |  |  | 21h30 | 0 | 0 |  |  | 21h30 | 0 | 0 |  |  | 21h30 | 0 | 0 |  |  | 21h30 | 0 | 0.12 |  |  | 21h30 | 0.44 | 2.09 |  |  | 21h30 | 0 | 0.09 |  |  | 21h30 | 0 | 0 |  | 21h30 | 0 | 0 |  | 21h30 | 0 | 0 |  | 21h30 | 0 | 0.06 |  | 21h30 | 0 | 0.06 |  | 21h30 | 0 | 0.01 |  | 21h30 | 0 | 0 |  | 21h30 | 0 | 0 |  | 21h30 | 0 | 0 |  | 21h30 | 0 | 0 |  | 21h30 | 0 | 0 |  | 21h30 | 0 | 0 |  | 21h30 | 0 | 0 |  | 21h30 | 0 | 0 |  | 21h30 | 0 | 0
22h30 | 0 | 0.18 |  |  | 22h30 | 0 | 0.19 |  |  | 22h30 | 0 | 0.14 |  |  | 22h30 | 0 | 0.45 |  |  | 22h30 | 0 | 0.48 |  |  | 22h30 | 0 | 0.42 |  |  | 22h30 | 0 | 0 |  |  | 22h30 | 0 | 0.01 |  |  | 22h30 | 0 | 0 |  |  | 22h30 | 0 | 0 |  |  | 22h30 | 0 | 0 |  |  | 22h30 | 0 | 0 |  |  | 22h30 | 0 | 0.21 |  |  | 22h30 | 0.45 | 2.15 |  |  | 22h30 | 0 | 0.17 |  |  | 22h30 | 0 | 0 |  | 22h30 | 0 | 0 |  | 22h30 | 0 | 0 |  | 22h30 | 0 | 0.08 |  | 22h30 | 0 | 0.1 |  | 22h30 | 0 | 0.03 |  | 22h30 | 0 | 0 |  | 22h30 | 0 | 0 |  | 22h30 | 0 | 0 |  | 22h30 | 0 | 0 |  | 22h30 | 0 | 0 |  | 22h30 | 0 | 0 |  | 22h30 | 0 | 0 |  | 22h30 | 0 | 0 |  | 22h30 | 0 | 0
23h30 | 0 | 0.27 |  |  | 23h30 | 0 | 0.3 |  |  | 23h30 | 0 | 0.24 |  |  | 23h30 | 0 | 0.52 |  |  | 23h30 | 0 | 0.55 |  |  | 23h30 | 0 | 0.5 |  |  | 23h30 | 0 | 0.05 |  |  | 23h30 | 0 | 0.07 |  |  | 23h30 | 0 | 0.03 |  |  | 23h30 | 0 | 0 |  |  | 23h30 | 0 | 0 |  |  | 23h30 | 0 | 0 |  |  | 23h30 | 0 | 0.29 |  |  | 23h30 | 0.46 | 2.21 |  |  | 23h30 | 0 | 0.26 |  |  | 23h30 | 0 | 0.02 |  | 23h30 | 0 | 0.03 |  | 23h30 | 0 | 0 |  | 23h30 | 0 | 0.13 |  | 23h30 | 0 | 0.15 |  | 23h30 | 0 | 0.08 |  | 23h30 | 0 | 0 |  | 23h30 | 0 | 0 |  | 23h30 | 0 | 0 |  | 23h30 | 0 | 0 |  | 23h30 | 0 | 0 |  | 23h30 | 0 | 0 |  | 23h30 | 0 | 0.03 |  | 23h30 | 0 | 0.04 |  | 23h30 | 0 | 0
1984-1998 autumn_base | [74 empty] | 1998-2002 Best_case_autumn_data
detached | [14 empty] | terrace | [14 empty] | ftg | [14 empty] | mf | [14 empty] | s-detached | [14 empty] | detached | [11 empty] | terrace | [11 empty] | ftg | [11 empty] | mf | [11 empty] | s-detached
00h30 | 0.11 | 0.82 | 0.075714 | 0.79286 | 00h30 | 0.03 | 0.45 | 0.0071429 | 0.26 | 00h30 | 0.11 | 0.87 | 0.094286 | 0.90571 | 00h30 | 0.12 | 0.81 | 0.067143 | 0.74571 | 00h30 | 0.02 | 0.44 | 0.0042857 | 0.25429 | 00h30 | 0.11 | 0.87 | 0.082857 | 0.85 | 00h30 | 0.04 | 0.67 | 0.012857 | 0.61429 | 00h30 | 0 | 0.37 | 0 | 0.17714 | 00h30 | 0.03 | 0.68 | 0.022857 | 0.7 | 00h30 | 0 | 0.51 | 0 | 0.49286 | 00h30 | 0 | 0.26 | 0 | 0.11857 | 00h30 | 0 | 0.5 | 0 | 0.55714 | 00h30 | 0.08 | 0.79 | 0.061429 | 0.76429 | 00h30 | 0.06 | 0.45 | 0.014286 | 0.25286 | 00h30 | 0.08 | 0.83 | 0.072857 | 0.87143 | 00h30 | 0 | 0.52 | 0.51286 | 00h30 | 0 | 0.24 | 0.13286 | 00h30 | 0 | 0.52 | 0.57714 | 00h30 | 0 | 0.53 | 0.49857 | 00h30 | 0 | 0.26 | 0.14286 | 00h30 | 0 | 0.53 | 0.56143 | 0h30 | 0 | 0.41 | 0.40143 | 00h30 | 0 | 0.19 | 0.088571 | 00h30 | 0 | 0.39 | 0.44429 | 00h30 | 0 | 0.33 | 0.32143 | 00h30 | 0 | 0.15 | 0.058571 | 00h30 | 0 | 0.57 | 0.91714 | 00h30 | 0 | 0.5 | 0.51857 | 00h30 | 0 | 0.26 | 0.14571 | 00h30 | 0 | 0.49 | 0.58
01h30 | 0.06 | 0.29 | 0.0085714 | 0.12286 | 01h30 | 0 | 0.11 | 0 | 0.015714 | 01h30 | 0.05 | 0.31 | 0.015714 | 0.16429 | 01h30 | 0.05 | 0.28 | 0.0071429 | 0.085714 | 01h30 | 0 | 0.08 | 0 | 0.011429 | 01h30 | 0.05 | 0.31 | 0.014286 | 0.12571 | 01h30 | 0 | 0.13 | 0 | 0.02 | 01h30 | 0 | 0 | 0 | 0 | 01h30 | 0 | 0.13 | 0 | 0.044286 | 01h30 | 0 | 0 | 0 | 0 | 01h30 | 0 | 0 | 0 | 0 | 01h30 | 0 | 0 | 0 | 0.0057143 | 01h30 | 0.01 | 0.27 | 0.0014286 | 0.10429 | 01h30 | 0 | 0.1 | 0 | 0.014286 | 01h30 | 0.01 | 0.29 | 0.0071429 | 0.14143 | 01h30 | 0 | 0.02 | 0.0028571 | 01h30 | 0 | 0 | 0 | 01h30 | 0 | 0.01 | 0.0014286 | 01h30 | 0 | 0.03 | 0.0042857 | 01h30 | 0 | 0 | 0 | 01h30 | 0 | 0.02 | 0.0028571 | 01h30 | 0 | 0 | 0 | 01h30 | 0 | 0 | 0 | 01h30 | 0 | 0 | 0 | 01h30 | 0 | 0 | 0 | 01h30 | 0 | 0 | 0 | 01h30 | 0 | 0 | 0.18143 | 01h30 | 0 | 0.03 | 0.0042857 | 01h30 | 0 | 0 | 0 | 01h30 | 0 | 0.03 | 0.0057143
02h30 | 0.06 | 0.29 | 0.012857 | 0.14 | 02h30 | 0.03 | 0.27 | 0.012857 | 0.11714 | 02h30 | 0.05 | 0.31 | 0.015714 | 0.16429 | 02h30 | 0.05 | 0.28 | 0.0085714 | 0.10286 | 02h30 | 0.02 | 0.24 | 0.0042857 | 0.088571 | 02h30 | 0.05 | 0.31 | 0.014286 | 0.12571 | 02h30 | 0 | 0.13 | 0 | 0.028571 | 02h30 | 0 | 0.06 | 0 | 0.022857 | 02h30 | 0 | 0.13 | 0 | 0.044286 | 02h30 | 0 | 0 | 0 | 0 | 02h30 | 0 | 0 | 0 | 0 | 02h30 | 0 | 0 | 0 | 0.0057143 | 02h30 | 0.01 | 0.27 | 0.0028571 | 0.12143 | 02h30 | 0 | 0.24 | 0.0014286 | 0.1 | 02h30 | 0.01 | 0.29 | 0.0071429 | 0.14143 | 02h30 | 0 | 0.02 | 0.0028571 | 02h30 | 0 | 0 | 0 | 02h30 | 0 | 0.01 | 0.0014286 | 02h30 | 0 | 0.03 | 0.0042857 | 02h30 | 0 | 0 | 0 | 02h30 | 0 | 0.02 | 0.0028571 | 02h30 | 0 | 0 | 0 | 02h30 | 0 | 0 | 0 | 02h30 | 0 | 0 | 0 | 02h30 | 0 | 0 | 0 | 02h30 | 0 | 0 | 0 | 02h30 | 0 | 0 | 0.18143 | 02h30 | 0 | 0.03 | 0.0042857 | 02h30 | 0 | 0 | 0 | 02h30 | 0 | 0.03 | 0.0057143
03h30 | 0.07 | 0.34 | 0.044286 | 0.24 | 03h30 | 0.09 | 0.37 | 0.044286 | 0.20143 | 03h30 | 0.07 | 0.35 | 0.041429 | 0.25143 | 03h30 | 0.06 | 0.29 | 0.025714 | 0.18143 | 03h30 | 0.07 | 0.33 | 0.028571 | 0.15857 | 03h30 | 0.05 | 0.3 | 0.024286 | 0.18571 | 03h30 | 0 | 0.17 | 0 | 0.078571 | 03h30 | 0.01 | 0.19 | 0.0014286 | 0.078571 | 03h30 | 0 | 0.17 | 0 | 0.081429 | 03h30 | 0 | 0 | 0 | 0 | 03h30 | 0 | 0 | 0 | 0 | 03h30 | 0 | 0 | 0 | 0 | 03h30 | 0.06 | 0.32 | 0.03 | 0.21429 | 03h30 | 0.06 | 0.34 | 0.028571 | 0.18 | 03h30 | 0.06 | 0.32 | 0.025714 | 0.22143 | 03h30 | 0 | 0 | 0.0057143 | 03h30 | 0 | 0 | 0 | 03h30 | 0 | 0 | 0.0085714 | 03h30 | 0 | 0 | 0.0028571 | 03h30 | 0 | 0 | 0 | 03h30 | 0 | 0 | 0.0028571 | 03h30 | 0 | 0 | 0 | 03h30 | 0 | 0 | 0 | 03h30 | 0 | 0 | 0 | 03h30 | 0 | 0 | 0 | 03h30 | 0 | 0 | 0 | 03h30 | 0 | 0 | 0.24714 | 03h30 | 0 | 0 | 0.0085714 | 03h30 | 0 | 0 | 0 | 03h30 | 0 | 0 | 0.012857
04h30 | 0.11 | 0.39 | 0.085714 | 0.29286 | 04h30 | 0.14 | 0.45 | 0.087143 | 0.29429 | 04h30 | 0.11 | 0.38 | 0.08 | 0.28429 | 04h30 | 0.09 | 0.32 | 0.061429 | 0.22857 | 04h30 | 0.11 | 0.38 | 0.065714 | 0.23714 | 04h30 | 0.08 | 0.3 | 0.055714 | 0.21571 | 04h30 | 0.03 | 0.23 | 0.011429 | 0.14 | 04h30 | 0.04 | 0.3 | 0.017143 | 0.16143 | 04h30 | 0.02 | 0.22 | 0.0071429 | 0.12286 | 04h30 | 0 | 0.02 | 0 | 0.012857 | 04h30 | 0 | 0.05 | 0 | 0.035714 | 04h30 | 0 | 0.01 | 0 | 0.0042857 | 04h30 | 0.1 | 0.36 | 0.067143 | 0.26286 | 04h30 | 0.11 | 0.41 | 0.07 | 0.26714 | 04h30 | 0.1 | 0.35 | 0.061429 | 0.25286 | 04h30 | 0 | 0 | 0.011429 | 04h30 | 0 | 0.02 | 0.017143 | 04h30 | 0 | 0 | 0.0085714 | 04h30 | 0 | 0 | 0.0057143 | 04h30 | 0 | 0.02 | 0.0085714 | 04h30 | 0 | 0 | 0.0028571 | 04h30 | 0 | 0 | 0 | 04h30 | 0 | 0 | 0 | 04h30 | 0 | 0 | 0 | 04h30 | 0 | 0 | 0 | 04h30 | 0 | 0 | 0 | 04h30 | 0 | 0 | 0.31571 | 04h30 | 0 | 0 | 0.017143 | 04h30 | 0 | 0.02 | 0.025714 | 04h30 | 0 | 0 | 0.012857
05h30 | 0.16 | 0.5 | 0.13143 | 0.39714 | 05h30 | 0.19 | 0.56 | 0.12429 | 0.38286 | 05h30 | 0.16 | 0.49 | 0.12714 | 0.37857 | 05h30 | 0.13 | 0.39 | 0.10143 | 0.31 | 05h30 | 0.15 | 0.46 | 0.098571 | 0.30571 | 05h30 | 0.12 | 0.38 | 0.094286 | 0.29143 | 05h30 | 0.08 | 0.34 | 0.045714 | 0.24143 | 05h30 | 0.09 | 0.4 | 0.048571 | 0.24286 | 05h30 | 0.07 | 0.33 | 0.038571 | 0.22571 | 05h30 | 0 | 0.1 | 0 | 0.075714 | 05h30 | 0 | 0.14 | 0 | 0.10143 | 05h30 | 0 | 0.09 | 0 | 0.061429 | 05h30 | 0.14 | 0.46 | 0.10857 | 0.35857 | 05h30 | 0.15 | 0.51 | 0.10143 | 0.34857 | 05h30 | 0.14 | 0.45 | 0.10286 | 0.34286 | 05h30 | 0 | 0.05 | 0.042857 | 05h30 | 0.01 | 0.09 | 0.075714 | 05h30 | 0 | 0.04 | 0.034286 | 05h30 | 0 | 0.04 | 0.027143 | 05h30 | 0 | 0.08 | 0.054286 | 05h30 | 0 | 0.03 | 0.015714 | 05h30 | 0 | 0 | 0 | 05h30 | 0 | 0 | 0 | 05h30 | 0 | 0 | 0 | 05h30 | 0 | 0 | 0 | 05h30 | 0 | 0 | 0 | 05h30 | 0 | 0.03 | 0.38714 | 05h30 | 0 | 0.05 | 0.055714 | 05h30 | 0 | 0.09 | 0.084286 | 05h30 | 0 | 0.04 | 0.042857
06h30 | 0.22 | 0.61 | 0.18 | 0.50714 | 06h30 | 0.23 | 0.65 | 0.16143 | 0.46143 | 06h30 | 0.22 | 0.6 | 0.17714 | 0.49143 | 06h30 | 0.17 | 0.48 | 0.13857 | 0.4 | 06h30 | 0.19 | 0.53 | 0.12857 | 0.37 | 06h30 | 0.17 | 0.47 | 0.13429 | 0.38 | 06h30 | 0.12 | 0.45 | 0.088571 | 0.34714 | 06h30 | 0.13 | 0.49 | 0.081429 | 0.32429 | 06h30 | 0.12 | 0.45 | 0.081429 | 0.33429 | 06h30 | 0.01 | 0.2 | 0.011429 | 0.17143 | 06h30 | 0.02 | 0.23 | 0.017143 | 0.16857 | 06h30 | 0.01 | 0.19 | 0.0085714 | 0.15857 | 06h30 | 0.18 | 0.56 | 0.14714 | 0.46286 | 06h30 | 0.19 | 0.6 | 0.13429 | 0.42286 | 06h30 | 0.18 | 0.55 | 0.14286 | 0.44857 | 06h30 | 0.03 | 0.13 | 0.15 | 06h30 | 0.04 | 0.15 | 0.15286 | 06h30 | 0.02 | 0.12 | 0.13286 | 06h30 | 0.02 | 0.11 | 0.11286 | 06h30 | 0.03 | 0.14 | 0.12714 | 06h30 | 0.02 | 0.1 | 0.097143 | 06h30 | 0 | 0 | 0.017143 | 06h30 | 0 | 0.02 | 0.025714 | 06h30 | 0 | 0 | 0.0085714 | 06h30 | 0 | 0 | 0 | 06h30 | 0 | 0 | 0.0014286 | 06h30 | 0 | 0.1 | 0.46429 | 06h30 | 0.01 | 0.13 | 0.15571 | 06h30 | 0.02 | 0.16 | 0.15429 | 06h30 | 0.01 | 0.12 | 0.14143
07h30 | 0.51 | 1.61 | 0.42857 | 1.3671 | 07h30 | 0.53 | 1.64 | 0.36857 | 1.16 | 07h30 | 0.52 | 1.6 | 0.48571 | 1.5229 | 07h30 | 0.44 | 1.42 | 0.36429 | 1.1886 | 07h30 | 0.46 | 1.47 | 0.31857 | 1.03 | 07h30 | 0.44 | 1.4 | 0.40571 | 1.3243 | 07h30 | 0.38 | 1.42 | 0.29714 | 1.1357 | 07h30 | 0.39 | 1.46 | 0.25429 | 0.98 | 07h30 | 0.37 | 1.41 | 0.32857 | 1.2786 | 07h30 | 0.25 | 0.83 | 0.22571 | 0.82143 | 07h30 | 0.26 | 0.95 | 0.18714 | 0.7 | 07h30 | 0.24 | 0.83 | 0.26 | 0.93 | 07h30 | 0.43 | 1.54 | 0.36429 | 1.3 | 07h30 | 0.44 | 1.57 | 0.31571 | 1.1086 | 07h30 | 0.43 | 1.53 | 0.40857 | 1.4514 | 07h30 | 0.2 | 0.75 | 0.86857 | 07h30 | 0.15 | 0.86 | 0.73 | 07h30 | 0.21 | 0.65 | 0.97 | 07h30 | 0.21 | 0.66 | 0.87857 | 07h30 | 0.2 | 0.79 | 0.70286 | 07h30 | 0.22 | 0.66 | 1.0257 | 07h30 | 0.19 | 0.8 | 0.86 | 07h30 | 0.2 | 0.79 | 0.70714 | 07h30 | 0.19 | 0.79 | 1 | 07h30 | 0.15 | 0.71 | 0.77286 | 07h30 | 0.15 | 0.72 | 0.64571 | 07h30 | 0.24 | 0.9 | 1.54 | 07h30 | 0.21 | 0.77 | 0.89143 | 07h30 | 0.2 | 0.85 | 0.75857 | 07h30 | 0.21 | 0.66 | 0.97714
08h30 | 0.62 | 2.02 | 0.58714 | 1.9371 | 08h30 | 0.63 | 2.04 | 0.56429 | 1.84 | 08h30 | 0.62 | 2.02 | 0.62286 | 2.0357 | 08h30 | 0.54 | 1.82 | 0.51857 | 1.7471 | 08h30 | 0.56 | 1.86 | 0.50571 | 1.6771 | 08h30 | 0.54 | 1.81 | 0.54714 | 1.8314 | 08h30 | 0.49 | 1.84 | 0.45286 | 1.7157 | 08h30 | 0.5 | 1.87 | 0.44 | 1.6457 | 08h30 | 0.48 | 1.84 | 0.47286 | 1.8071 | 08h30 | 0.34 | 1.33 | 0.34143 | 1.37 | 08h30 | 0.35 | 1.41 | 0.32857 | 1.3129 | 08h30 | 0.34 | 1.32 | 0.36 | 1.4343 | 08h30 | 0.51 | 1.95 | 0.47286 | 1.8629 | 08h30 | 0.51 | 1.97 | 0.46 | 1.7757 | 08h30 | 0.5 | 1.94 | 0.49857 | 1.9571 | 08h30 | 0.32 | 1.23 | 1.5771 | 08h30 | 0.3 | 1.33 | 1.5343 | 08h30 | 0.33 | 1.15 | 1.6257 | 08h30 | 0.32 | 1.13 | 1.5343 | 08h30 | 0.31 | 1.24 | 1.4629 | 08h30 | 0.32 | 1.12 | 1.61 | 08h30 | 0.25 | 1.19 | 1.4057 | 08h30 | 0.26 | 1.2 | 1.3529 | 08h30 | 0.24 | 1.17 | 1.4857 | 08h30 | 0.15 | 0.97 | 1.1643 | 08h30 | 0.16 | 1 | 1.1357 | 08h30 | 0.34 | 1.41 | 2.2686 | 08h30 | 0.28 | 1.23 | 1.5329 | 08h30 | 0.28 | 1.31 | 1.5014 | 08h30 | 0.27 | 1.15 | 1.5757
09h30 | 0.2 | 0.57 | 0.37714 | 1.1343 | 09h30 | 0.23 | 0.74 | 0.40857 | 1.26 | 09h30 | 0.69 | 2.07 | 0.70286 | 2.1371 | 09h30 | 0.17 | 0.52 | 0.34714 | 1.0643 | 09h30 | 0.2 | 0.67 | 0.37429 | 1.1586 | 09h30 | 0.63 | 1.92 | 0.65571 | 2.0057 | 09h30 | 0.18 | 0.6 | 0.32571 | 1.0886 | 09h30 | 0.19 | 0.68 | 0.34714 | 1.1457 | 09h30 | 0.61 | 1.94 | 0.61857 | 2.0029 | 09h30 | 0.1 | 0.62 | 0.22857 | 0.96 | 09h30 | 0.12 | 0.6 | 0.25429 | 0.98143 | 09h30 | 0.47 | 1.79 | 0.47286 | 1.7843 | 09h30 | 0.15 | 0.56 | 0.27429 | 1.1057 | 09h30 | 0.16 | 0.7 | 0.29857 | 1.2157 | 09h30 | 0.6 | 2.01 | 0.55 | 2.0814 | 09h30 | 0.15 | 0.56 | 1.2257 | 09h30 | 0.17 | 0.55 | 1.2557 | 09h30 | 0.53 | 1.77 | 2.33 | 09h30 | 0.12 | 0.55 | 1.1357 | 09h30 | 0.14 | 0.53 | 1.1871 | 09h30 | 0.49 | 1.68 | 2.1786 | 09h30 | 0.06 | 0.39 | 0.92714 | 09h30 | 0.06 | 0.43 | 0.99714 | 09h30 | 0.38 | 1.44 | 1.8814 | 09h30 | 0 | 0.27 | 0.71714 | 09h30 | 0.01 | 0.28 | 0.78143 | 09h30 | 0.48 | 1.82 | 2.9057 | 09h30 | 0.08 | 0.54 | 1.1286 | 09h30 | 0.09 | 0.54 | 1.1614 | 09h30 | 0.44 | 1.75 | 2.1971
10h30 | 0 | 0 | 0.20857 | 0.61143 | 10h30 | 0 | 0 | 0.24286 | 0.70714 | 10h30 | 0.63 | 1.82 | 0.63143 | 1.8757 | 10h30 | 0 | 0 | 0.19571 | 0.57429 | 10h30 | 0 | 0 | 0.22571 | 0.66571 | 10h30 | 0.58 | 1.68 | 0.59286 | 1.7529 | 10h30 | 0 | 0 | 0.18143 | 0.57143 | 10h30 | 0 | 0 | 0.21 | 0.66286 | 10h30 | 0.55 | 1.67 | 0.55143 | 1.7243 | 10h30 | 0 | 0 | 0.15286 | 0.51143 | 10h30 | 0 | 0 | 0.17857 | 0.59286 | 10h30 | 0.45 | 1.52 | 0.45286 | 1.5414 | 10h30 | 0 | 0 | 0.13571 | 0.59429 | 10h30 | 0 | 0 | 0.16429 | 0.68714 | 10h30 | 0.57 | 1.76 | 0.46571 | 1.82 | 10h30 | 0 | 0 | 0.66857 | 10h30 | 0 | 0 | 0.75714 | 10h30 | 0.51 | 1.55 | 2.0829 | 10h30 | 0 | 0 | 0.63857 | 10h30 | 0 | 0 | 0.72714 | 10h30 | 0.48 | 1.46 | 1.9586 | 10h30 | 0 | 0 | 0.58571 | 10h30 | 0 | 0 | 0.67714 | 10h30 | 0.4 | 1.31 | 1.7629 | 10h30 | 0 | 0 | 0.51429 | 10h30 | 0 | 0 | 0.60286 | 10h30 | 0.49 | 1.67 | 2.74 | 10h30 | 0 | 0 | 0.60571 | 10h30 | 0 | 0 | 0.69 | 10h30 | 0.45 | 1.52 | 1.9343
11h30 | 0 | 0 | 0.15143 | 0.47143 | 11h30 | 0 | 0 | 0.16714 | 0.51429 | 11h30 | 0.5 | 1.46 | 0.49429 | 1.5343 | 11h30 | 0 | 0 | 0.14286 | 0.43857 | 11h30 | 0 | 0 | 0.15714 | 0.48286 | 11h30 | 0.45 | 1.32 | 0.45857 | 1.4157 | 11h30 | 0 | 0 | 0.12714 | 0.42857 | 11h30 | 0 | 0 | 0.14286 | 0.47286 | 11h30 | 0.41 | 1.29 | 0.41 | 1.3629 | 11h30 | 0 | 0 | 0.10714 | 0.38143 | 11h30 | 0 | 0 | 0.12 | 0.42286 | 11h30 | 0.33 | 1.15 | 0.33429 | 1.2057 | 11h30 | 0 | 0 | 0.085714 | 0.45429 | 11h30 | 0 | 0 | 0.1 | 0.49714 | 11h30 | 0.44 | 1.41 | 0.33571 | 1.48 | 11h30 | 0 | 0 | 0.5 | 11h30 | 0 | 0 | 0.54714 | 11h30 | 0.39 | 1.2 | 1.63 | 11h30 | 0 | 0 | 0.47429 | 11h30 | 0 | 0 | 0.52571 | 11h30 | 0.36 | 1.13 | 1.5271 | 11h30 | 0 | 0 | 0.43429 | 11h30 | 0 | 0 | 0.48857 | 11h30 | 0.31 | 1.02 | 1.3786 | 11h30 | 0 | 0 | 0.37857 | 11h30 | 0 | 0 | 0.43286 | 11h30 | 0.37 | 1.33 | 2.2871 | 11h30 | 0 | 0 | 0.43714 | 11h30 | 0 | 0 | 0.48429 | 11h30 | 0.35 | 1.18 | 1.4771
12h30 | 0 | 0 | 0.11571 | 0.38143 | 12h30 | 0 | 0 | 0.12286 | 0.40286 | 12h30 | 0.42 | 1.25 | 0.40857 | 1.3029 | 12h30 | 0 | 0 | 0.11 | 0.35429 | 12h30 | 0 | 0 | 0.11714 | 0.37857 | 12h30 | 0.38 | 1.13 | 0.37571 | 1.1957 | 12h30 | 0 | 0 | 0.094286 | 0.33714 | 12h30 | 0 | 0 | 0.10143 | 0.36143 | 12h30 | 0.33 | 1.06 | 0.32571 | 1.1214 | 12h30 | 0 | 0 | 0.077143 | 0.29714 | 12h30 | 0 | 0 | 0.085714 | 0.32143 | 12h30 | 0.27 | 0.94 | 0.27429 | 0.98714 | 12h30 | 0 | 0 | 0.061429 | 0.36714 | 12h30 | 0 | 0 | 0.068571 | 0.39 | 12h30 | 0.38 | 1.2 | 0.29714 | 1.2443 | 12h30 | 0 | 0 | 0.38857 | 12h30 | 0 | 0 | 0.41714 | 12h30 | 0.33 | 1 | 1.3314 | 12h30 | 0 | 0 | 0.36571 | 12h30 | 0 | 0 | 0.39714 | 12h30 | 0.3 | 0.93 | 1.2486 | 12h30 | 0 | 0 | 0.33143 | 12h30 | 0 | 0 | 0.36571 | 12h30 | 0.25 | 0.84 | 1.1314 | 12h30 | 0 | 0 | 0.28714 | 12h30 | 0 | 0 | 0.32286 | 12h30 | 0.26 | 1.03 | 1.9457 | 12h30 | 0 | 0 | 0.33286 | 12h30 | 0 | 0 | 0.36 | 12h30 | 0.29 | 0.99 | 1.2257
13h30 | 0.38 | 1.07 | 0.31143 | 1.01 | 13h30 | 0 | 0 | 0.1 | 0.34286 | 13h30 | 0.39 | 1.17 | 0.34857 | 1.1514 | 13h30 | 0.34 | 0.96 | 0.28857 | 0.94 | 13h30 | 0 | 0 | 0.095714 | 0.32143 | 13h30 | 0.35 | 1.06 | 0.32286 | 1.0571 | 13h30 | 0.29 | 0.9 | 0.27 | 0.91571 | 13h30 | 0 | 0 | 0.08 | 0.29714 | 13h30 | 0.29 | 0.97 | 0.26714 | 0.96714 | 13h30 | 0.23 | 0.79 | 0.21857 | 0.81143 | 13h30 | 0 | 0 | 0.064286 | 0.26429 | 13h30 | 0.24 | 0.86 | 0.22 | 0.84714 | 13h30 | 0.33 | 1.03 | 0.2 | 0.98 | 13h30 | 0 | 0 | 0.051429 | 0.33 | 13h30 | 0.35 | 1.13 | 0.22429 | 1.1029 | 13h30 | 0.29 | 0.84 | 1.0057 | 13h30 | 0 | 0 | 0.34 | 13h30 | 0.3 | 0.93 | 1.1386 | 13h30 | 0.27 | 0.78 | 0.96 | 13h30 | 0 | 0 | 0.32286 | 13h30 | 0.28 | 0.87 | 1.0643 | 13h30 | 0.23 | 0.71 | 0.89143 | 13h30 | 0 | 0 | 0.29286 | 13h30 | 0.23 | 0.78 | 0.94286 | 13h30 | 0.17 | 0.57 | 0.76714 | 13h30 | 0 | 0 | 0.25571 | 13h30 | 0.19 | 0.82 | 1.7129 | 13h30 | 0.26 | 0.82 | 0.90286 | 13h30 | 0 | 0 | 0.28571 | 13h30 | 0.27 | 0.92 | 1.0214
14h30 | 0.65 | 1.73 | 0.47571 | 1.4386 | 14h30 | 0 | 0 | 0.082857 | 0.29714 | 14h30 | 0.37 | 1.1 | 0.32143 | 1.0657 | 14h30 | 0.58 | 1.55 | 0.43571 | 1.3257 | 14h30 | 0 | 0 | 0.078571 | 0.27857 | 14h30 | 0.33 | 1 | 0.29714 | 0.98286 | 14h30 | 0.51 | 1.49 | 0.39571 | 1.2829 | 14h30 | 0 | 0 | 0.062857 | 0.24857 | 14h30 | 0.27 | 0.89 | 0.24286 | 0.88 | 14h30 | 0.42 | 1.32 | 0.32 | 1.1257 | 14h30 | 0 | 0 | 0.05 | 0.22 | 14h30 | 0.22 | 0.8 | 0.20286 | 0.77143 | 14h30 | 0.58 | 1.66 | 0.33 | 1.3786 | 14h30 | 0 | 0 | 0.037143 | 0.28429 | 14h30 | 0.33 | 1.06 | 0.20857 | 1.0243 | 14h30 | 0.51 | 1.39 | 1.4686 | 14h30 | 0 | 0 | 0.28286 | 14h30 | 0.28 | 0.87 | 1.0371 | 14h30 | 0.47 | 1.3 | 1.3786 | 14h30 | 0 | 0 | 0.26714 | 14h30 | 0.26 | 0.8 | 0.97143 | 14h30 | 0.39 | 1.18 | 1.2571 | 14h30 | 0 | 0 | 0.23714 | 14h30 | 0.21 | 0.72 | 0.86714 | 14h30 | 0.3 | 0.96 | 1.0657 | 14h30 | 0 | 0 | 0.20286 | 14h30 | 0.19 | 0.72 | 1.5614 | 14h30 | 0.46 | 1.35 | 1.3186 | 14h30 | 0 | 0 | 0.23143 | 14h30 | 0.25 | 0.85 | 0.92857
15h30 | 0.62 | 1.67 | 0.49429 | 1.4843 | 15h30 | 0 | 0 | 0.074286 | 0.27286 | 15h30 | 0.34 | 1.01 | 0.29714 | 1.0014 | 15h30 | 0.56 | 1.52 | 0.45857 | 1.3686 | 15h30 | 0 | 0 | 0.071429 | 0.25857 | 15h30 | 0.31 | 0.92 | 0.27714 | 0.92857 | 15h30 | 0.51 | 1.48 | 0.39143 | 1.2871 | 15h30 | 0 | 0 | 0.054286 | 0.22429 | 15h30 | 0.24 | 0.8 | 0.21857 | 0.81286 | 15h30 | 0.43 | 1.34 | 0.32 | 1.1343 | 15h30 | 0 | 0 | 0.042857 | 0.19714 | 15h30 | 0.2 | 0.72 | 0.17429 | 0.70857 | 15h30 | 0.56 | 1.61 | 0.34714 | 1.4071 | 15h30 | 0 | 0 | 0.035714 | 0.26143 | 15h30 | 0.31 | 0.97 | 0.20143 | 0.95714 | 15h30 | 0.5 | 1.41 | 1.5743 | 15h30 | 0 | 0 | 0.25571 | 15h30 | 0.26 | 0.79 | 0.95429 | 15h30 | 0.46 | 1.32 | 1.4529 | 15h30 | 0 | 0 | 0.24 | 15h30 | 0.23 | 0.73 | 0.88714 | 15h30 | 0.39 | 1.21 | 1.2914 | 15h30 | 0 | 0 | 0.20714 | 15h30 | 0.19 | 0.64 | 0.77 | 15h30 | 0.32 | 1.04 | 1.0929 | 15h30 | 0 | 0 | 0.17857 | 15h30 | 0.19 | 0.73 | 1.48 | 15h30 | 0.45 | 1.38 | 1.3957 | 15h30 | 0 | 0 | 0.21143 | 15h30 | 0.23 | 0.78 | 0.85429
16h30 | 0.46 | 1.29 | 0.39714 | 1.2571 | 16h30 | 0 | 0 | 0.077143 | 0.28 | 16h30 | 0.32 | 0.98 | 0.29571 | 1.01 | 16h30 | 0.42 | 1.19 | 0.37429 | 1.1843 | 16h30 | 0 | 0 | 0.075714 | 0.27143 | 16h30 | 0.29 | 0.91 | 0.28 | 0.95143 | 16h30 | 0.37 | 1.12 | 0.31857 | 1.0814 | 16h30 | 0 | 0 | 0.057143 | 0.23 | 16h30 | 0.23 | 0.78 | 0.21857 | 0.81857 | 16h30 | 0.32 | 1.03 | 0.26429 | 0.96143 | 16h30 | 0 | 0 | 0.045714 | 0.20143 | 16h30 | 0.2 | 0.68 | 0.17571 | 0.71 | 16h30 | 0.42 | 1.25 | 0.29857 | 1.2029 | 16h30 | 0 | 0 | 0.044286 | 0.26857 | 16h30 | 0.29 | 0.94 | 0.21286 | 0.96571 | 16h30 | 0.38 | 1.12 | 1.3357 | 16h30 | 0 | 0 | 0.26 | 16h30 | 0.24 | 0.75 | 0.95714 | 16h30 | 0.36 | 1.05 | 1.2543 | 16h30 | 0 | 0 | 0.25143 | 16h30 | 0.22 | 0.69 | 0.89714 | 16h30 | 0.3 | 0.96 | 1.1143 | 16h30 | 0 | 0 | 0.21429 | 16h30 | 0.19 | 0.63 | 0.77714 | 16h30 | 0.24 | 0.83 | 0.94857 | 16h30 | 0 | 0 | 0.18429 | 16h30 | 0.2 | 0.79 | 1.4914 | 16h30 | 0.35 | 1.1 | 1.2014 | 16h30 | 0 | 0 | 0.22429 | 16h30 | 0.22 | 0.74 | 0.86143
17h30 | 0.39 | 1.15 | 0.38 | 1.2286 | 17h30 | 0 | 0 | 0.092857 | 0.32 | 17h30 | 0.32 | 0.97 | 0.32286 | 1.0871 | 17h30 | 0.36 | 1.07 | 0.36143 | 1.1829 | 17h30 | 0 | 0 | 0.091429 | 0.31714 | 17h30 | 0.29 | 0.91 | 0.30714 | 1.0414 | 17h30 | 0.3 | 0.97 | 0.29857 | 1.0443 | 17h30 | 0 | 0 | 0.071429 | 0.26571 | 17h30 | 0.22 | 0.77 | 0.23857 | 0.88857 | 17h30 | 0.26 | 0.89 | 0.24857 | 0.93143 | 17h30 | 0 | 0 | 0.058571 | 0.23571 | 17h30 | 0.19 | 0.68 | 0.19286 | 0.77429 | 17h30 | 0.36 | 1.11 | 0.31 | 1.1843 | 17h30 | 0 | 0 | 0.07 | 0.31 | 17h30 | 0.29 | 0.94 | 0.25857 | 1.0429 | 17h30 | 0.33 | 0.99 | 1.2957 | 17h30 | 0 | 0 | 0.31 | 17h30 | 0.24 | 0.75 | 1.0457 | 17h30 | 0.3 | 0.93 | 1.2343 | 17h30 | 0 | 0 | 0.30286 | 17h30 | 0.22 | 0.7 | 0.99286 | 17h30 | 0.26 | 0.84 | 1.0886 | 17h30 | 0 | 0 | 0.25714 | 17h30 | 0.18 | 0.62 | 0.84571 | 17h30 | 0.21 | 0.74 | 0.94143 | 17h30 | 0 | 0 | 0.22429 | 17h30 | 0.22 | 0.84 | 1.6 | 17h30 | 0.3 | 0.97 | 1.1929 | 17h30 | 0 | 0 | 0.27857 | 17h30 | 0.22 | 0.74 | 0.96286
18h30 | 0.37 | 1.1 | 0.41 | 1.3 | 18h30 | 0.37 | 1.01 | 0.38714 | 1.1614 | 18h30 | 0.32 | 0.98 | 0.37143 | 1.2086 | 18h30 | 0.34 | 1.03 | 0.39714 | 1.2714 | 18h30 | 0.33 | 0.92 | 0.36571 | 1.1186 | 18h30 | 0.3 | 0.91 | 0.36 | 1.1786 | 18h30 | 0.28 | 0.91 | 0.32571 | 1.1029 | 18h30 | 0.3 | 0.88 | 0.32571 | 1.0343 | 18h30 | 0.23 | 0.77 | 0.28429 | 0.99857 | 18h30 | 0.24 | 0.84 | 0.27429 | 0.98286 | 18h30 | 0.25 | 0.79 | 0.26714 | 0.91143 | 18h30 | 0.19 | 0.7 | 0.22857 | 0.87571 | 18h30 | 0.34 | 1.07 | 0.36429 | 1.2614 | 18h30 | 0.34 | 0.97 | 0.34429 | 1.1143 | 18h30 | 0.3 | 0.95 | 0.33 | 1.1686 | 18h30 | 0.3 | 0.93 | 1.3671 | 18h30 | 0.31 | 0.86 | 1.2286 | 18h30 | 0.24 | 0.77 | 1.1914 | 18h30 | 0.28 | 0.88 | 1.3243 | 18h30 | 0.28 | 0.79 | 1.1843 | 18h30 | 0.23 | 0.72 | 1.1529 | 18h30 | 0.24 | 0.79 | 1.16 | 18h30 | 0.24 | 0.73 | 1.0529 | 18h30 | 0.18 | 0.62 | 0.97714 | 18h30 | 0.19 | 0.7 | 1.0143 | 18h30 | 0.19 | 0.6 | 0.94714 | 18h30 | 0.23 | 0.86 | 1.7471 | 18h30 | 0.28 | 0.92 | 1.2971 | 18h30 | 0.28 | 0.83 | 1.1586 | 18h30 | 0.23 | 0.77 | 1.1329
19h30 | 0.16 | 0.8 | 0.25571 | 1.1257 | 19h30 | 0.45 | 1.43 | 0.45143 | 1.56 | 19h30 | 0.13 | 0.72 | 0.23286 | 1.0657 | 19h30 | 0.14 | 0.75 | 0.24429 | 1.1157 | 19h30 | 0.39 | 1.3 | 0.42 | 1.5071 | 19h30 | 0.11 | 0.66 | 0.21714 | 1.05 | 19h30 | 0.07 | 0.6 | 0.17143 | 0.91857 | 19h30 | 0.33 | 1.22 | 0.36143 | 1.3757 | 19h30 | 0.04 | 0.51 | 0.13857 | 0.85286 | 19h30 | 0.05 | 0.53 | 0.12143 | 0.78714 | 19h30 | 0.26 | 1.09 | 0.28429 | 1.1943 | 19h30 | 0 | 0.44 | 0.082857 | 0.71429 | 19h30 | 0.14 | 0.77 | 0.23143 | 1.0929 | 19h30 | 0.4 | 1.37 | 0.39 | 1.4971 | 19h30 | 0.11 | 0.69 | 0.20714 | 1.0314 | 19h30 | 0.09 | 0.62 | 1.0071 | 19h30 | 0.35 | 1.2 | 1.5529 | 19h30 | 0.05 | 0.51 | 0.87714 | 19h30 | 0.08 | 0.58 | 0.97571 | 19h30 | 0.3 | 1.1 | 1.48 | 19h30 | 0.03 | 0.47 | 0.84714 | 19h30 | 0.05 | 0.49 | 0.80714 | 19h30 | 0.24 | 0.99 | 1.2929 | 19h30 | 0 | 0.36 | 0.66286 | 19h30 | 0.04 | 0.4 | 0.67429 | 19h30 | 0.19 | 0.79 | 1.1129 | 19h30 | 0.04 | 0.6 | 1.3886 | 19h30 | 0.08 | 0.62 | 0.97857 | 19h30 | 0.3 | 1.16 | 1.4614 | 19h30 | 0.04 | 0.51 | 0.85571
20h30 | 0.07 | 0.57 | 0.13571 | 0.95286 | 20h30 | 0.25 | 1.23 | 0.30286 | 1.4857 | 20h30 | 0.1 | 0.71 | 0.14 | 0.94571 | 20h30 | 0.05 | 0.52 | 0.12571 | 0.94286 | 20h30 | 0.2 | 1.12 | 0.28143 | 1.46 | 20h30 | 0.08 | 0.65 | 0.12714 | 0.93143 | 20h30 | 0.01 | 0.43 | 0.071429 | 0.75143 | 20h30 | 0.14 | 1.03 | 0.20857 | 1.2843 | 20h30 | 0.03 | 0.5 | 0.074286 | 0.72857 | 20h30 | 0 | 0.37 | 0.032857 | 0.61143 | 20h30 | 0.08 | 0.92 | 0.13286 | 1.1086 | 20h30 | 0 | 0.41 | 0.034286 | 0.58429 | 20h30 | 0.06 | 0.54 | 0.11143 | 0.92429 | 20h30 | 0.21 | 1.18 | 0.25143 | 1.4314 | 20h30 | 0.08 | 0.68 | 0.10429 | 0.91714 | 20h30 | 0.02 | 0.42 | 0.70857 | 20h30 | 0.17 | 1.04 | 1.3471 | 20h30 | 0.03 | 0.43 | 0.66429 | 20h30 | 0.01 | 0.39 | 0.68857 | 20h30 | 0.12 | 0.95 | 1.2814 | 20h30 | 0.02 | 0.41 | 0.65143 | 20h30 | 0 | 0.32 | 0.53857 | 20h30 | 0.06 | 0.84 | 1.0857 | 20h30 | 0 | 0.35 | 0.49714 | 20h30 | 0 | 0.25 | 0.43143 | 20h30 | 0 | 0.67 | 0.86857 | 20h30 | 0.02 | 0.48 | 1.1043 | 20h30 | 0 | 0.42 | 0.68571 | 20h30 | 0.12 | 1.01 | 1.2643 | 20h30 | 0.03 | 0.43 | 0.64
21h30 | 0 | 0.53 | 0.12 | 1.0171 | 21h30 | 0.16 | 0.86 | 0.22 | 1.2814 | 21h30 | 0 | 0.59 | 0.11714 | 1.0086 | 21h30 | 0 | 0.48 | 0.10857 | 1.0014 | 21h30 | 0.14 | 0.8 | 0.20714 | 1.2671 | 21h30 | 0 | 0.53 | 0.10714 | 0.98571 | 21h30 | 0 | 0.35 | 0.05 | 0.80429 | 21h30 | 0.1 | 0.69 | 0.14857 | 1.0929 | 21h30 | 0 | 0.37 | 0.048571 | 0.78286 | 21h30 | 0 | 0.28 | 0.012857 | 0.64714 | 21h30 | 0.07 | 0.62 | 0.092857 | 0.93 | 21h30 | 0 | 0.27 | 0.012857 | 0.61857 | 21h30 | 0 | 0.5 | 0.10571 | 0.98857 | 21h30 | 0.14 | 0.83 | 0.19714 | 1.2429 | 21h30 | 0 | 0.56 | 0.097143 | 0.97857 | 21h30 | 0 | 0.34 | 0.70857 | 21h30 | 0.12 | 0.72 | 1.11 | 21h30 | 0 | 0.33 | 0.67286 | 21h30 | 0 | 0.31 | 0.69714 | 21h30 | 0.1 | 0.66 | 1.08 | 21h30 | 0 | 0.3 | 0.66429 | 21h30 | 0 | 0.22 | 0.54286 | 21h30 | 0.06 | 0.58 | 0.90714 | 21h30 | 0 | 0.21 | 0.50143 | 21h30 | 0 | 0.15 | 0.44429 | 21h30 | 0 | 0.48 | 0.74143 | 21h30 | 0 | 0.45 | 1.0771 | 21h30 | 0 | 0.34 | 0.70714 | 21h30 | 0.1 | 0.71 | 1.0714 | 21h30 | 0 | 0.33 | 0.66857
22h30 | 0 | 0.54 | 0.12286 | 1.0614 | 22h30 | 0.05 | 0.74 | 0.16429 | 1.2071 | 22h30 | 0 | 0.59 | 0.11714 | 1.0543 | 22h30 | 0 | 0.49 | 0.11143 | 1.0343 | 22h30 | 0.03 | 0.7 | 0.15143 | 1.1886 | 22h30 | 0 | 0.53 | 0.10714 | 1.0186 | 22h30 | 0 | 0.35 | 0.05 | 0.83857 | 22h30 | 0 | 0.56 | 0.084286 | 1.0086 | 22h30 | 0 | 0.37 | 0.048571 | 0.82286 | 22h30 | 0 | 0.28 | 0.011429 | 0.66714 | 22h30 | 0 | 0.49 | 0.031429 | 0.84 | 22h30 | 0 | 0.27 | 0.012857 | 0.64143 | 22h30 | 0 | 0.51 | 0.11143 | 1.0314 | 22h30 | 0.03 | 0.72 | 0.14714 | 1.1771 | 22h30 | 0 | 0.56 | 0.10286 | 1.0214 | 22h30 | 0 | 0.34 | 0.72429 | 22h30 | 0 | 0.59 | 0.94857 | 22h30 | 0 | 0.33 | 0.69143 | 22h30 | 0 | 0.31 | 0.71143 | 22h30 | 0 | 0.54 | 0.93286 | 22h30 | 0 | 0.3 | 0.68286 | 22h30 | 0 | 0.22 | 0.55286 | 22h30 | 0 | 0.46 | 0.77 | 22h30 | 0 | 0.21 | 0.51429 | 22h30 | 0 | 0.15 | 0.45143 | 22h30 | 0 | 0.36 | 0.62857 | 22h30 | 0 | 0.45 | 1.1029 | 22h30 | 0 | 0.34 | 0.72571 | 22h30 | 0 | 0.58 | 0.93571 | 22h30 | 0 | 0.33 | 0.69
23h30 | 0 | 0.65 | 0.11714 | 1.1057 | 23h30 | 0.05 | 0.79 | 0.16 | 1.2 | 23h30 | 0 | 0.65 | 0.11143 | 1.0971 | 23h30 | 0 | 0.61 | 0.10143 | 1.07 | 23h30 | 0.03 | 0.75 | 0.14714 | 1.17 | 23h30 | 0 | 0.59 | 0.097143 | 1.0471 | 23h30 | 0 | 0.44 | 0.035714 | 0.88 | 23h30 | 0 | 0.59 | 0.082857 | 0.98714 | 23h30 | 0 | 0.42 | 0.035714 | 0.86286 | 23h30 | 0 | 0.35 | 0.0057143 | 0.69143 | 23h30 | 0 | 0.5 | 0.031429 | 0.81143 | 23h30 | 0 | 0.32 | 0.0042857 | 0.66571 | 23h30 | 0 | 0.63 | 0.10571 | 1.0786 | 23h30 | 0.03 | 0.77 | 0.14429 | 1.17 | 23h30 | 0 | 0.62 | 0.1 | 1.0643 | 23h30 | 0 | 0.4 | 0.72571 | 23h30 | 0 | 0.59 | 0.90571 | 23h30 | 0 | 0.37 | 0.69286 | 23h30 | 0 | 0.37 | 0.71714 | 23h30 | 0 | 0.56 | 0.89286 | 23h30 | 0 | 0.34 | 0.68429 | 23h30 | 0 | 0.26 | 0.55857 | 23h30 | 0 | 0.46 | 0.72857 | 23h30 | 0 | 0.22 | 0.52429 | 23h30 | 0 | 0.17 | 0.45143 | 23h30 | 0 | 0.36 | 0.59143 | 23h30 | 0 | 0.37 | 1.0871 | 23h30 | 0 | 0.41 | 0.74571 | 23h30 | 0 | 0.59 | 0.90286 | 23h30 | 0 | 0.38 | 0.71286
00h30 | 0 | 0.64 |  |  | 00h30 | 0 | 0.11 |  |  | 00h30 | 0 | 0.65 |  |  | 00h30 | 0 | 0.6 |  |  | 00h30 | 0 | 0.11 |  |  | 00h30 | 0 | 0.59 |  |  | 00h30 | 0 | 0.44 |  |  | 00h30 | 0 | 0.03 |  |  | 00h30 | 0 | 0.42 |  |  | 00h30 | 0 | 0.35 |  |  | 00h30 | 0 | 0.01 |  |  | 00h30 | 0 | 0.32 |  |  | 00h30 | 0 | 0.62 |  |  | 00h30 | 0 | 0.1 |  |  | 00h30 | 0 | 0.62 |  |  | 00h30 | 0 | 0.4 |  | 00h30 | 0 | 0.03 |  | 00h30 | 0 | 0.37 |  | 00h30 | 0 | 0.37 |  | 00h30 | 0 | 0.03 |  | 00h30 | 0 | 0.34 |  | 00h30 | 0 | 0.26 |  | 00h30 | 0 | 0 |  | 00h30 | 0 | 0.22 |  | 00h30 | 0 | 0.17 |  | 00h30 | 0 | 0 |  | 00h30 | 0 | 0.37 |  | 00h30 | 0 | 0.41 |  | 00h30 | 0 | 0.04 |  | 00h30 | 0 | 0.38
01h30 | 0 | 0 |  |  | 01h30 | 0 | 0 |  |  | 01h30 | 0 | 0 |  |  | 01h30 | 0 | 0 |  |  | 01h30 | 0 | 0 |  |  | 01h30 | 0 | 0 |  |  | 01h30 | 0 | 0 |  |  | 01h30 | 0 | 0 |  |  | 01h30 | 0 | 0 |  |  | 01h30 | 0 | 0 |  |  | 01h30 | 0 | 0 |  |  | 01h30 | 0 | 0 |  |  | 01h30 | 0 | 0 |  |  | 01h30 | 0 | 0 |  |  | 01h30 | 0 | 0 |  |  | 01h30 | 0 | 0 |  | 01h30 | 0 | 0 |  | 01h30 | 0 | 0 |  | 01h30 | 0 | 0 |  | 01h30 | 0 | 0 |  | 01h30 | 0 | 0 |  | 01h30 | 0 | 0 |  | 01h30 | 0 | 0 |  | 01h30 | 0 | 0 |  | 01h30 | 0 | 0 |  | 01h30 | 0 | 0 |  | 01h30 | 0 | 0 |  | 01h30 | 0 | 0 |  | 01h30 | 0 | 0 |  | 01h30 | 0 | 0
02h30 | 0 | 0 |  |  | 02h30 | 0 | 0.01 |  |  | 02h30 | 0 | 0 |  |  | 02h30 | 0 | 0 |  |  | 02h30 | 0 | 0 |  |  | 02h30 | 0 | 0 |  |  | 02h30 | 0 | 0 |  |  | 02h30 | 0 | 0 |  |  | 02h30 | 0 | 0 |  |  | 02h30 | 0 | 0 |  |  | 02h30 | 0 | 0 |  |  | 02h30 | 0 | 0 |  |  | 02h30 | 0 | 0 |  |  | 02h30 | 0 | 0 |  |  | 02h30 | 0 | 0 |  |  | 02h30 | 0 | 0 |  | 02h30 | 0 | 0 |  | 02h30 | 0 | 0 |  | 02h30 | 0 | 0 |  | 02h30 | 0 | 0 |  | 02h30 | 0 | 0 |  | 02h30 | 0 | 0 |  | 02h30 | 0 | 0 |  | 02h30 | 0 | 0 |  | 02h30 | 0 | 0 |  | 02h30 | 0 | 0 |  | 02h30 | 0 | 0 |  | 02h30 | 0 | 0 |  | 02h30 | 0 | 0 |  | 02h30 | 0 | 0
03h30 | 0 | 0.15 |  |  | 03h30 | 0.01 | 0.12 |  |  | 03h30 | 0 | 0.14 |  |  | 03h30 | 0 | 0.1 |  |  | 03h30 | 0 | 0.07 |  |  | 03h30 | 0 | 0.08 |  |  | 03h30 | 0 | 0 |  |  | 03h30 | 0 | 0 |  |  | 03h30 | 0 | 0 |  |  | 03h30 | 0 | 0 |  |  | 03h30 | 0 | 0 |  |  | 03h30 | 0 | 0 |  |  | 03h30 | 0 | 0.12 |  |  | 03h30 | 0 | 0.1 |  |  | 03h30 | 0 | 0.12 |  |  | 03h30 | 0 | 0 |  | 03h30 | 0 | 0 |  | 03h30 | 0 | 0 |  | 03h30 | 0 | 0 |  | 03h30 | 0 | 0 |  | 03h30 | 0 | 0 |  | 03h30 | 0 | 0 |  | 03h30 | 0 | 0 |  | 03h30 | 0 | 0 |  | 03h30 | 0 | 0 |  | 03h30 | 0 | 0 |  | 03h30 | 0 | 0 |  | 03h30 | 0 | 0 |  | 03h30 | 0 | 0 |  | 03h30 | 0 | 0
04h30 | 0.07 | 0.29 |  |  | 04h30 | 0.08 | 0.31 |  |  | 04h30 | 0.06 | 0.28 |  |  | 04h30 | 0.05 | 0.23 |  |  | 04h30 | 0.06 | 0.27 |  |  | 04h30 | 0.04 | 0.2 |  |  | 04h30 | 0 | 0.07 |  |  | 04h30 | 0 | 0.13 |  |  | 04h30 | 0 | 0.06 |  |  | 04h30 | 0 | 0 |  |  | 04h30 | 0 | 0.02 |  |  | 04h30 | 0 | 0 |  |  | 04h30 | 0.05 | 0.26 |  |  | 04h30 | 0.07 | 0.29 |  |  | 04h30 | 0.04 | 0.25 |  |  | 04h30 | 0 | 0 |  | 04h30 | 0 | 0 |  | 04h30 | 0 | 0 |  | 04h30 | 0 | 0 |  | 04h30 | 0 | 0 |  | 04h30 | 0 | 0 |  | 04h30 | 0 | 0 |  | 04h30 | 0 | 0 |  | 04h30 | 0 | 0 |  | 04h30 | 0 | 0 |  | 04h30 | 0 | 0 |  | 04h30 | 0 | 0 |  | 04h30 | 0 | 0 |  | 04h30 | 0 | 0.01 |  | 04h30 | 0 | 0
05h30 | 0.14 | 0.44 |  |  | 05h30 | 0.15 | 0.49 |  |  | 05h30 | 0.14 | 0.42 |  |  | 05h30 | 0.12 | 0.38 |  |  | 05h30 | 0.14 | 0.45 |  |  | 05h30 | 0.11 | 0.36 |  |  | 05h30 | 0.03 | 0.25 |  |  | 05h30 | 0.05 | 0.33 |  |  | 05h30 | 0.02 | 0.24 |  |  | 05h30 | 0 | 0.08 |  |  | 05h30 | 0 | 0.16 |  |  | 05h30 | 0 | 0.06 |  |  | 05h30 | 0.12 | 0.41 |  |  | 05h30 | 0.14 | 0.47 |  |  | 05h30 | 0.12 | 0.39 |  |  | 05h30 | 0 | 0.05 |  | 05h30 | 0.01 | 0.13 |  | 05h30 | 0 | 0.04 |  | 05h30 | 0 | 0.04 |  | 05h30 | 0 | 0.11 |  | 05h30 | 0 | 0.02 |  | 05h30 | 0 | 0 |  | 05h30 | 0 | 0 |  | 05h30 | 0 | 0 |  | 05h30 | 0 | 0 |  | 05h30 | 0 | 0 |  | 05h30 | 0 | 0 |  | 05h30 | 0 | 0.07 |  | 05h30 | 0.01 | 0.15 |  | 05h30 | 0 | 0.06
06h30 | 0.21 | 0.61 |  |  | 06h30 | 0.22 | 0.67 |  |  | 06h30 | 0.21 | 0.6 |  |  | 06h30 | 0.18 | 0.55 |  |  | 06h30 | 0.2 | 0.6 |  |  | 06h30 | 0.17 | 0.53 |  |  | 06h30 | 0.11 | 0.45 |  |  | 06h30 | 0.13 | 0.51 |  |  | 06h30 | 0.1 | 0.43 |  |  | 06h30 | 0.02 | 0.26 |  |  | 06h30 | 0.05 | 0.34 |  |  | 06h30 | 0.01 | 0.24 |  |  | 06h30 | 0.19 | 0.58 |  |  | 06h30 | 0.21 | 0.64 |  |  | 06h30 | 0.18 | 0.57 |  |  | 06h30 | 0.04 | 0.2 |  | 06h30 | 0.07 | 0.27 |  | 06h30 | 0.03 | 0.18 |  | 06h30 | 0.03 | 0.17 |  | 06h30 | 0.05 | 0.25 |  | 06h30 | 0.02 | 0.15 |  | 06h30 | 0 | 0.04 |  | 06h30 | 0 | 0.1 |  | 06h30 | 0 | 0.02 |  | 06h30 | 0 | 0 |  | 06h30 | 0 | 0.01 |  | 06h30 | 0 | 0 |  | 06h30 | 0.03 | 0.23 |  | 06h30 | 0.06 | 0.29 |  | 06h30 | 0.03 | 0.21
07h30 | 0.53 | 1.72 |  |  | 07h30 | 0.55 | 1.77 |  |  | 07h30 | 0.52 | 1.7 |  |  | 07h30 | 0.46 | 1.56 |  |  | 07h30 | 0.5 | 1.64 |  |  | 07h30 | 0.44 | 1.53 |  |  | 07h30 | 0.36 | 1.41 |  |  | 07h30 | 0.39 | 1.51 |  |  | 07h30 | 0.35 | 1.39 |  |  | 07h30 | 0.33 | 1.15 |  |  | 07h30 | 0.34 | 1.16 |  |  | 07h30 | 0.33 | 1.14 |  |  | 07h30 | 0.45 | 1.66 |  |  | 07h30 | 0.48 | 1.72 |  |  | 07h30 | 0.43 | 1.64 |  |  | 07h30 | 0.3 | 1 |  | 07h30 | 0.29 | 0.86 |  | 07h30 | 0.3 | 1.01 |  | 07h30 | 0.3 | 1.03 |  | 07h30 | 0.3 | 0.87 |  | 07h30 | 0.3 | 1.03 |  | 07h30 | 0.25 | 0.99 |  | 07h30 | 0.28 | 1.01 |  | 07h30 | 0.24 | 0.98 |  | 07h30 | 0.21 | 0.91 |  | 07h30 | 0.23 | 0.96 |  | 07h30 | 0.22 | 0.92 |  | 07h30 | 0.28 | 0.99 |  | 07h30 | 0.27 | 0.96 |  | 07h30 | 0.27 | 1.02
08h30 | 0.66 | 2.21 |  |  | 08h30 | 0.67 | 2.24 |  |  | 08h30 | 0.65 | 2.2 |  |  | 08h30 | 0.59 | 2.04 |  |  | 08h30 | 0.62 | 2.1 |  |  | 08h30 | 0.58 | 2.01 |  |  | 08h30 | 0.49 | 1.93 |  |  | 08h30 | 0.52 | 2.01 |  |  | 08h30 | 0.49 | 1.92 |  |  | 08h30 | 0.41 | 1.6 |  |  | 08h30 | 0.43 | 1.62 |  |  | 08h30 | 0.4 | 1.58 |  |  | 08h30 | 0.45 | 2.14 |  |  | 08h30 | 0.47 | 2.18 |  |  | 08h30 | 0.44 | 2.13 |  |  | 08h30 | 0.4 | 1.45 |  | 08h30 | 0.4 | 1.38 |  | 08h30 | 0.39 | 1.46 |  | 08h30 | 0.39 | 1.45 |  | 08h30 | 0.4 | 1.36 |  | 08h30 | 0.38 | 1.44 |  | 08h30 | 0.3 | 1.38 |  | 08h30 | 0.35 | 1.42 |  | 08h30 | 0.29 | 1.36 |  | 08h30 | 0.21 | 1.22 |  | 08h30 | 0.26 | 1.31 |  | 08h30 | 0.32 | 1.45 |  | 08h30 | 0.25 | 1.45 |  | 08h30 | 0.25 | 1.45 |  | 08h30 | 0.25 | 1.46
09h30 | 0.26 | 0.81 |  |  | 09h30 | 0.26 | 0.85 |  |  | 09h30 | 0.69 | 2.16 |  |  | 09h30 | 0.24 | 0.77 |  |  | 09h30 | 0.24 | 0.81 |  |  | 09h30 | 0.66 | 2.04 |  |  | 09h30 | 0.21 | 0.79 |  |  | 09h30 | 0.21 | 0.81 |  |  | 09h30 | 0.61 | 2.04 |  |  | 09h30 | 0.1 | 0.63 |  |  | 09h30 | 0.13 | 0.66 |  |  | 09h30 | 0.42 | 1.73 |  |  | 09h30 | 0.12 | 0.79 |  |  | 09h30 | 0.12 | 0.83 |  |  | 09h30 | 0.36 | 2.11 |  |  | 09h30 | 0.13 | 0.61 |  | 09h30 | 0.16 | 0.67 |  | 09h30 | 0.47 | 1.69 |  | 09h30 | 0.11 | 0.56 |  | 09h30 | 0.15 | 0.63 |  | 09h30 | 0.44 | 1.6 |  | 09h30 | 0.05 | 0.42 |  | 09h30 | 0.07 | 0.51 |  | 09h30 | 0.34 | 1.41 |  | 09h30 | 0.01 | 0.3 |  | 09h30 | 0.03 | 0.36 |  | 09h30 | 0.48 | 1.81 |  | 09h30 | 0.01 | 0.62 |  | 09h30 | 0.04 | 0.65 |  | 09h30 | 0.18 | 1.7
10h30 | 0 | 0 |  |  | 10h30 | 0 | 0 |  |  | 10h30 | 0.55 | 1.72 |  |  | 10h30 | 0 | 0 |  |  | 10h30 | 0 | 0 |  |  | 10h30 | 0.53 | 1.6 |  |  | 10h30 | 0 | 0 |  |  | 10h30 | 0 | 0 |  |  | 10h30 | 0.48 | 1.58 |  |  | 10h30 | 0 | 0 |  |  | 10h30 | 0 | 0 |  |  | 10h30 | 0.36 | 1.35 |  |  | 10h30 | 0 | 0 |  |  | 10h30 | 0 | 0 |  |  | 10h30 | 0.24 | 1.66 |  |  | 10h30 | 0 | 0 |  | 10h30 | 0 | 0 |  | 10h30 | 0.41 | 1.35 |  | 10h30 | 0 | 0 |  | 10h30 | 0 | 0 |  | 10h30 | 0.39 | 1.27 |  | 10h30 | 0 | 0 |  | 10h30 | 0 | 0 |  | 10h30 | 0.32 | 1.16 |  | 10h30 | 0 | 0 |  | 10h30 | 0 | 0 |  | 10h30 | 0.5 | 1.7 |  | 10h30 | 0 | 0 |  | 10h30 | 0 | 0 |  | 10h30 | 0.18 | 1.33
11h30 | 0 | 0 |  |  | 11h30 | 0 | 0 |  |  | 11h30 | 0.37 | 1.25 |  |  | 11h30 | 0 | 0 |  |  | 11h30 | 0 | 0 |  |  | 11h30 | 0.36 | 1.15 |  |  | 11h30 | 0 | 0 |  |  | 11h30 | 0 | 0 |  |  | 11h30 | 0.31 | 1.11 |  |  | 11h30 | 0 | 0 |  |  | 11h30 | 0 | 0 |  |  | 11h30 | 0.23 | 0.93 |  |  | 11h30 | 0 | 0 |  |  | 11h30 | 0 | 0 |  |  | 11h30 | 0.11 | 1.19 |  |  | 11h30 | 0 | 0 |  | 11h30 | 0 | 0 |  | 11h30 | 0.27 | 0.95 |  | 11h30 | 0 | 0 |  | 11h30 | 0 | 0 |  | 11h30 | 0.25 | 0.88 |  | 11h30 | 0 | 0 |  | 11h30 | 0 | 0 |  | 11h30 | 0.2 | 0.8 |  | 11h30 | 0 | 0 |  | 11h30 | 0 | 0 |  | 11h30 | 0.38 | 1.38 |  | 11h30 | 0 | 0 |  | 11h30 | 0 | 0 |  | 11h30 | 0.04 | 0.91
12h30 | 0 | 0 |  |  | 12h30 | 0 | 0 |  |  | 12h30 | 0.27 | 0.96 |  |  | 12h30 | 0 | 0 |  |  | 12h30 | 0 | 0 |  |  | 12h30 | 0.26 | 0.87 |  |  | 12h30 | 0 | 0 |  |  | 12h30 | 0 | 0 |  |  | 12h30 | 0.23 | 0.82 |  |  | 12h30 | 0 | 0 |  |  | 12h30 | 0 | 0 |  |  | 12h30 | 0.2 | 0.7 |  |  | 12h30 | 0 | 0 |  |  | 12h30 | 0 | 0 |  |  | 12h30 | 0.11 | 0.9 |  |  | 12h30 | 0 | 0 |  | 12h30 | 0 | 0 |  | 12h30 | 0.21 | 0.7 |  | 12h30 | 0 | 0 |  | 12h30 | 0 | 0 |  | 12h30 | 0.21 | 0.67 |  | 12h30 | 0 | 0 |  | 12h30 | 0 | 0 |  | 12h30 | 0.18 | 0.66 |  | 12h30 | 0 | 0 |  | 12h30 | 0 | 0 |  | 12h30 | 0.31 | 1.18 |  | 12h30 | 0 | 0 |  | 12h30 | 0 | 0 |  | 12h30 | 0.04 | 0.68
13h30 | 0.19 | 0.67 |  |  | 13h30 | 0 | 0 |  |  | 13h30 | 0.18 | 0.74 |  |  | 13h30 | 0.18 | 0.58 |  |  | 13h30 | 0 | 0 |  |  | 13h30 | 0.18 | 0.67 |  |  | 13h30 | 0.18 | 0.64 |  |  | 13h30 | 0 | 0 |  |  | 13h30 | 0.14 | 0.6 |  |  | 13h30 | 0.12 | 0.52 |  |  | 13h30 | 0 | 0 |  |  | 13h30 | 0.11 | 0.5 |  |  | 13h30 | 0.03 | 0.64 |  |  | 13h30 | 0 | 0 |  |  | 13h30 | 0.01 | 0.69 |  |  | 13h30 | 0.14 | 0.5 |  | 13h30 | 0 | 0 |  | 13h30 | 0.13 | 0.52 |  | 13h30 | 0.13 | 0.45 |  | 13h30 | 0 | 0 |  | 13h30 | 0.13 | 0.48 |  | 13h30 | 0.11 | 0.44 |  | 13h30 | 0 | 0 |  | 13h30 | 0.09 | 0.44 |  | 13h30 | 0.07 | 0.37 |  | 13h30 | 0 | 0 |  | 13h30 | 0.27 | 1.07 |  | 13h30 | 0 | 0.48 |  | 13h30 | 0 | 0 |  | 13h30 | 0 | 0.49
14h30 | 0.3 | 1.02 |  |  | 14h30 | 0 | 0 |  |  | 14h30 | 0.17 | 0.67 |  |  | 14h30 | 0.29 | 0.91 |  |  | 14h30 | 0 | 0 |  |  | 14h30 | 0.17 | 0.62 |  |  | 14h30 | 0.26 | 0.93 |  |  | 14h30 | 0 | 0 |  |  | 14h30 | 0.14 | 0.56 |  |  | 14h30 | 0.17 | 0.76 |  |  | 14h30 | 0 | 0 |  |  | 14h30 | 0.11 | 0.5 |  |  | 14h30 | 0.03 | 0.95 |  |  | 14h30 | 0 | 0 |  |  | 14h30 | 0.01 | 0.64 |  |  | 14h30 | 0.21 | 0.77 |  | 14h30 | 0 | 0 |  | 14h30 | 0.13 | 0.52 |  | 14h30 | 0.19 | 0.68 |  | 14h30 | 0 | 0 |  | 14h30 | 0.13 | 0.48 |  | 14h30 | 0.15 | 0.64 |  | 14h30 | 0 | 0 |  | 14h30 | 0.09 | 0.44 |  | 14h30 | 0.09 | 0.51 |  | 14h30 | 0 | 0 |  | 14h30 | 0.23 | 0.96 |  | 14h30 | 0 | 0.7 |  | 14h30 | 0 | 0 |  | 14h30 | 0 | 0.49
15h30 | 0.3 | 1.04 |  |  | 15h30 | 0 | 0 |  |  | 15h30 | 0.14 | 0.59 |  |  | 15h30 | 0.3 | 0.99 |  |  | 15h30 | 0 | 0 |  |  | 15h30 | 0.14 | 0.56 |  |  | 15h30 | 0.24 | 0.89 |  |  | 15h30 | 0 | 0 |  |  | 15h30 | 0.1 | 0.46 |  |  | 15h30 | 0.17 | 0.76 |  |  | 15h30 | 0 | 0 |  |  | 15h30 | 0.06 | 0.39 |  |  | 15h30 | 0.03 | 0.95 |  |  | 15h30 | 0 | 0 |  |  | 15h30 | 0 | 0.56 |  |  | 15h30 | 0.21 | 0.81 |  | 15h30 | 0 | 0 |  | 15h30 | 0.09 | 0.43 |  | 15h30 | 0.19 | 0.74 |  | 15h30 | 0 | 0 |  | 15h30 | 0.08 | 0.39 |  | 15h30 | 0.13 | 0.64 |  | 15h30 | 0 | 0 |  | 15h30 | 0.04 | 0.32 |  | 15h30 | 0.08 | 0.52 |  | 15h30 | 0 | 0 |  | 15h30 | 0.21 | 0.92 |  | 15h30 | 0 | 0.71 |  | 15h30 | 0 | 0 |  | 15h30 | 0 | 0.38
16h30 | 0.24 | 0.89 |  |  | 16h30 | 0 | 0 |  |  | 16h30 | 0.14 | 0.61 |  |  | 16h30 | 0.25 | 0.88 |  |  | 16h30 | 0 | 0 |  |  | 16h30 | 0.15 | 0.61 |  |  | 16h30 | 0.2 | 0.76 |  |  | 16h30 | 0 | 0 |  |  | 16h30 | 0.1 | 0.46 |  |  | 16h30 | 0.15 | 0.66 |  |  | 16h30 | 0 | 0 |  |  | 16h30 | 0.06 | 0.39 |  |  | 16h30 | 0.08 | 0.83 |  |  | 16h30 | 0 | 0 |  |  | 16h30 | 0.03 | 0.58 |  |  | 16h30 | 0.17 | 0.72 |  | 16h30 | 0 | 0 |  | 16h30 | 0.09 | 0.43 |  | 16h30 | 0.17 | 0.68 |  | 16h30 | 0 | 0 |  | 16h30 | 0.08 | 0.39 |  | 16h30 | 0.12 | 0.59 |  | 16h30 | 0 | 0 |  | 16h30 | 0.04 | 0.32 |  | 16h30 | 0.08 | 0.48 |  | 16h30 | 0 | 0 |  | 16h30 | 0.23 | 0.99 |  | 16h30 | 0 | 0.64 |  | 16h30 | 0 | 0 |  | 16h30 | 0 | 0.38
17h30 | 0.26 | 0.94 |  |  | 17h30 | 0 | 0 |  |  | 17h30 | 0.19 | 0.76 |  |  | 17h30 | 0.27 | 0.96 |  |  | 17h30 | 0 | 0 |  |  | 17h30 | 0.2 | 0.77 |  |  | 17h30 | 0.21 | 0.79 |  |  | 17h30 | 0 | 0 |  |  | 17h30 | 0.14 | 0.59 |  |  | 17h30 | 0.17 | 0.7 |  |  | 17h30 | 0 | 0 |  |  | 17h30 | 0.1 | 0.51 |  |  | 17h30 | 0.15 | 0.89 |  |  | 17h30 | 0 | 0 |  |  | 17h30 | 0.12 | 0.72 |  |  | 17h30 | 0.19 | 0.77 |  | 17h30 | 0 | 0 |  | 17h30 | 0.12 | 0.55 |  | 17h30 | 0.19 | 0.75 |  | 17h30 | 0 | 0 |  | 17h30 | 0.12 | 0.53 |  | 17h30 | 0.14 | 0.65 |  | 17h30 | 0 | 0 |  | 17h30 | 0.08 | 0.43 |  | 17h30 | 0.11 | 0.55 |  | 17h30 | 0 | 0 |  | 17h30 | 0.28 | 1.15 |  | 17h30 | 0.06 | 0.71 |  | 17h30 | 0 | 0 |  | 17h30 | 0.02 | 0.51
18h30 | 0.32 | 1.09 |  |  | 18h30 | 0.29 | 0.92 |  |  | 18h30 | 0.27 | 0.97 |  |  | 18h30 | 0.34 | 1.14 |  |  | 18h30 | 0.3 | 0.95 |  |  | 18h30 | 0.29 | 1.01 |  |  | 18h30 | 0.27 | 0.92 |  |  | 18h30 | 0.27 | 0.87 |  |  | 18h30 | 0.21 | 0.78 |  |  | 18h30 | 0.22 | 0.81 |  |  | 18h30 | 0.23 | 0.8 |  |  | 18h30 | 0.16 | 0.67 |  |  | 18h30 | 0.26 | 1.05 |  |  | 18h30 | 0.25 | 0.89 |  |  | 18h30 | 0.22 | 0.93 |  |  | 18h30 | 0.24 | 0.9 |  | 18h30 | 0.23 | 0.78 |  | 18h30 | 0.18 | 0.73 |  | 18h30 | 0.25 | 0.89 |  | 18h30 | 0.23 | 0.78 |  | 18h30 | 0.19 | 0.72 |  | 18h30 | 0.19 | 0.77 |  | 18h30 | 0.19 | 0.71 |  | 18h30 | 0.13 | 0.59 |  | 18h30 | 0.15 | 0.67 |  | 18h30 | 0.16 | 0.64 |  | 18h30 | 0.35 | 1.3 |  | 18h30 | 0.13 | 0.85 |  | 18h30 | 0.15 | 0.74 |  | 18h30 | 0.1 | 0.7
19h30 | 0.19 | 0.95 |  |  | 19h30 | 0.34 | 1.34 |  |  | 19h30 | 0.16 | 0.87 |  |  | 19h30 | 0.2 | 1.02 |  |  | 19h30 | 0.36 | 1.4 |  |  | 19h30 | 0.17 | 0.93 |  |  | 19h30 | 0.13 | 0.77 |  |  | 19h30 | 0.28 | 1.21 |  |  | 19h30 | 0.08 | 0.68 |  |  | 19h30 | 0.08 | 0.65 |  |  | 19h30 | 0.23 | 1.04 |  |  | 19h30 | 0.06 | 0.54 |  |  | 19h30 | 0.16 | 0.92 |  |  | 19h30 | 0.25 | 1.27 |  |  | 19h30 | 0.14 | 0.85 |  |  | 19h30 | 0.09 | 0.73 |  | 19h30 | 0.23 | 1.08 |  | 19h30 | 0.06 | 0.6 |  | 19h30 | 0.1 | 0.73 |  | 19h30 | 0.23 | 1.07 |  | 19h30 | 0.07 | 0.61 |  | 19h30 | 0.08 | 0.59 |  | 19h30 | 0.19 | 0.92 |  | 19h30 | 0.05 | 0.46 |  | 19h30 | 0.06 | 0.5 |  | 19h30 | 0.16 | 0.78 |  | 19h30 | 0.22 | 1.17 |  | 19h30 | 0.08 | 0.7 |  | 19h30 | 0.15 | 0.99 |  | 19h30 | 0.08 | 0.59
20h30 | 0.07 | 0.78 |  |  | 20h30 | 0.2 | 1.26 |  |  | 20h30 | 0.07 | 0.73 |  |  | 20h30 | 0.08 | 0.84 |  |  | 20h30 | 0.22 | 1.34 |  |  | 20h30 | 0.08 | 0.78 |  |  | 20h30 | 0.03 | 0.59 |  |  | 20h30 | 0.12 | 1.06 |  |  | 20h30 | 0.01 | 0.53 |  |  | 20h30 | 0 | 0.44 |  |  | 20h30 | 0.04 | 0.84 |  |  | 20h30 | 0 | 0.38 |  |  | 20h30 | 0.02 | 0.76 |  |  | 20h30 | 0.11 | 1.18 |  |  | 20h30 | 0 | 0.71 |  |  | 20h30 | 0.01 | 0.51 |  | 20h30 | 0.08 | 0.98 |  | 20h30 | 0 | 0.42 |  | 20h30 | 0.01 | 0.53 |  | 20h30 | 0.08 | 0.97 |  | 20h30 | 0 | 0.44 |  | 20h30 | 0 | 0.38 |  | 20h30 | 0.01 | 0.78 |  | 20h30 | 0 | 0.3 |  | 20h30 | 0 | 0.28 |  | 20h30 | 0 | 0.6 |  | 20h30 | 0.12 | 0.99 |  | 20h30 | 0 | 0.5 |  | 20h30 | 0 | 0.88 |  | 20h30 | 0 | 0.42
21h30 | 0.07 | 0.87 |  |  | 21h30 | 0.15 | 1.12 |  |  | 21h30 | 0.06 | 0.84 |  |  | 21h30 | 0.07 | 0.92 |  |  | 21h30 | 0.16 | 1.18 |  |  | 21h30 | 0.07 | 0.88 |  |  | 21h30 | 0.01 | 0.68 |  |  | 21h30 | 0.11 | 0.94 |  |  | 21h30 | 0 | 0.63 |  |  | 21h30 | 0 | 0.51 |  |  | 21h30 | 0.04 | 0.75 |  |  | 21h30 | 0 | 0.46 |  |  | 21h30 | 0.04 | 0.86 |  |  | 21h30 | 0.11 | 1.08 |  |  | 21h30 | 0.02 | 0.82 |  |  | 21h30 | 0 | 0.56 |  | 21h30 | 0.08 | 0.85 |  | 21h30 | 0 | 0.5 |  | 21h30 | 0 | 0.59 |  | 21h30 | 0.08 | 0.86 |  | 21h30 | 0 | 0.52 |  | 21h30 | 0 | 0.43 |  | 21h30 | 0.01 | 0.68 |  | 21h30 | 0 | 0.36 |  | 21h30 | 0 | 0.33 |  | 21h30 | 0 | 0.54 |  | 21h30 | 0.08 | 1.03 |  | 21h30 | 0 | 0.57 |  | 21h30 | 0 | 0.8 |  | 21h30 | 0 | 0.5
22h30 | 0.07 | 0.95 |  |  | 22h30 | 0.12 | 1.08 |  |  | 22h30 | 0.06 | 0.92 |  |  | 22h30 | 0.07 | 0.98 |  |  | 22h30 | 0.12 | 1.12 |  |  | 22h30 | 0.07 | 0.94 |  |  | 22h30 | 0.01 | 0.74 |  |  | 22h30 | 0.06 | 0.9 |  |  | 22h30 | 0 | 0.71 |  |  | 22h30 | 0 | 0.56 |  |  | 22h30 | 0 | 0.71 |  |  | 22h30 | 0 | 0.51 |  |  | 22h30 | 0.06 | 0.93 |  |  | 22h30 | 0.1 | 1.05 |  |  | 22h30 | 0.04 | 0.91 |  |  | 22h30 | 0 | 0.6 |  | 22h30 | 0.02 | 0.78 |  | 22h30 | 0 | 0.55 |  | 22h30 | 0 | 0.62 |  | 22h30 | 0.02 | 0.8 |  | 22h30 | 0 | 0.57 |  | 22h30 | 0 | 0.45 |  | 22h30 | 0 | 0.63 |  | 22h30 | 0 | 0.39 |  | 22h30 | 0 | 0.35 |  | 22h30 | 0 | 0.5 |  | 22h30 | 0.08 | 1.11 |  | 22h30 | 0 | 0.6 |  | 22h30 | 0 | 0.75 |  | 22h30 | 0 | 0.55
23h30 | 0.07 | 1 |  |  | 23h30 | 0.12 | 1.09 |  |  | 23h30 | 0.06 | 0.99 |  |  | 23h30 | 0.07 | 1.01 |  |  | 23h30 | 0.12 | 1.11 |  |  | 23h30 | 0.06 | 0.98 |  |  | 23h30 | 0 | 0.79 |  |  | 23h30 | 0.06 | 0.89 |  |  | 23h30 | 0 | 0.77 |  |  | 23h30 | 0 | 0.59 |  |  | 23h30 | 0 | 0.69 |  |  | 23h30 | 0 | 0.55 |  |  | 23h30 | 0.07 | 0.99 |  |  | 23h30 | 0.1 | 1.06 |  |  | 23h30 | 0.06 | 0.97 |  |  | 23h30 | 0 | 0.62 |  | 23h30 | 0.02 | 0.74 |  | 23h30 | 0 | 0.58 |  | 23h30 | 0 | 0.64 |  | 23h30 | 0.02 | 0.76 |  | 23h30 | 0 | 0.6 |  | 23h30 | 0 | 0.47 |  | 23h30 | 0 | 0.6 |  | 23h30 | 0 | 0.42 |  | 23h30 | 0 | 0.37 |  | 23h30 | 0 | 0.48 |  | 23h30 | 0.09 | 1.21 |  | 23h30 | 0 | 0.63 |  | 23h30 | 0 | 0.73 |  | 23h30 | 0 | 0.59
00h30 | 0.07 | 0.76 |  |  | 00h30 | 0 | 0.28 |  |  | 00h30 | 0.06 | 0.82 |  |  | 00h30 | 0.07 | 0.74 |  |  | 00h30 | 0 | 0.28 |  |  | 00h30 | 0.06 | 0.79 |  |  | 00h30 | 0 | 0.63 |  |  | 00h30 | 0 | 0.21 |  |  | 00h30 | 0 | 0.65 |  |  | 00h30 | 0 | 0.5 |  |  | 00h30 | 0 | 0.13 |  |  | 00h30 | 0 | 0.5 |  |  | 00h30 | 0.05 | 0.74 |  |  | 00h30 | 0 | 0.28 |  |  | 00h30 | 0.04 | 0.8 |  |  | 00h30 | 0 | 0.5 |  | 00h30 | 0 | 0.12 |  | 00h30 | 0 | 0.53 |  | 00h30 | 0 | 0.5 |  | 00h30 | 0 | 0.14 |  | 00h30 | 0 | 0.52 |  | 00h30 | 0 | 0.4 |  | 00h30 | 0 | 0.09 |  | 00h30 | 0 | 0.39 |  | 00h30 | 0 | 0.33 |  | 00h30 | 0 | 0.05 |  | 00h30 | 0.09 | 0.96 |  | 00h30 | 0 | 0.5 |  | 00h30 | 0 | 0.14 |  | 00h30 | 0 | 0.52
01h30 | 0 | 0.06 |  |  | 01h30 | 0 | 0 |  |  | 01h30 | 0 | 0.07 |  |  | 01h30 | 0 | 0.04 |  |  | 01h30 | 0 | 0 |  |  | 01h30 | 0 | 0.04 |  |  | 01h30 | 0 | 0 |  |  | 01h30 | 0 | 0 |  |  | 01h30 | 0 | 0 |  |  | 01h30 | 0 | 0 |  |  | 01h30 | 0 | 0 |  |  | 01h30 | 0 | 0 |  |  | 01h30 | 0 | 0.05 |  |  | 01h30 | 0 | 0 |  |  | 01h30 | 0 | 0.05 |  |  | 01h30 | 0 | 0 |  | 01h30 | 0 | 0 |  | 01h30 | 0 | 0 |  | 01h30 | 0 | 0 |  | 01h30 | 0 | 0 |  | 01h30 | 0 | 0 |  | 01h30 | 0 | 0 |  | 01h30 | 0 | 0 |  | 01h30 | 0 | 0 |  | 01h30 | 0 | 0 |  | 01h30 | 0 | 0 |  | 01h30 | 0 | 0.31 |  | 01h30 | 0 | 0 |  | 01h30 | 0 | 0 |  | 01h30 | 0 | 0
02h30 | 0 | 0.06 |  |  | 02h30 | 0 | 0.01 |  |  | 02h30 | 0 | 0.07 |  |  | 02h30 | 0 | 0.04 |  |  | 02h30 | 0 | 0 |  |  | 02h30 | 0 | 0.04 |  |  | 02h30 | 0 | 0 |  |  | 02h30 | 0 | 0 |  |  | 02h30 | 0 | 0 |  |  | 02h30 | 0 | 0 |  |  | 02h30 | 0 | 0 |  |  | 02h30 | 0 | 0 |  |  | 02h30 | 0 | 0.05 |  |  | 02h30 | 0 | 0 |  |  | 02h30 | 0 | 0.05 |  |  | 02h30 | 0 | 0 |  | 02h30 | 0 | 0 |  | 02h30 | 0 | 0 |  | 02h30 | 0 | 0 |  | 02h30 | 0 | 0 |  | 02h30 | 0 | 0 |  | 02h30 | 0 | 0 |  | 02h30 | 0 | 0 |  | 02h30 | 0 | 0 |  | 02h30 | 0 | 0 |  | 02h30 | 0 | 0 |  | 02h30 | 0 | 0.31 |  | 02h30 | 0 | 0 |  | 02h30 | 0 | 0 |  | 02h30 | 0 | 0
03h30 | 0 | 0.06 |  |  | 03h30 | 0 | 0.03 |  |  | 03h30 | 0 | 0.07 |  |  | 03h30 | 0 | 0.01 |  |  | 03h30 | 0 | 0 |  |  | 03h30 | 0 | 0.02 |  |  | 03h30 | 0 | 0 |  |  | 03h30 | 0 | 0 |  |  | 03h30 | 0 | 0 |  |  | 03h30 | 0 | 0 |  |  | 03h30 | 0 | 0 |  |  | 03h30 | 0 | 0 |  |  | 03h30 | 0 | 0.04 |  |  | 03h30 | 0 | 0.01 |  |  | 03h30 | 0 | 0.04 |  |  | 03h30 | 0 | 0 |  | 03h30 | 0 | 0 |  | 03h30 | 0 | 0 |  | 03h30 | 0 | 0 |  | 03h30 | 0 | 0 |  | 03h30 | 0 | 0 |  | 03h30 | 0 | 0 |  | 03h30 | 0 | 0 |  | 03h30 | 0 | 0 |  | 03h30 | 0 | 0 |  | 03h30 | 0 | 0 |  | 03h30 | 0.03 | 0.37 |  | 03h30 | 0 | 0 |  | 03h30 | 0 | 0 |  | 03h30 | 0 | 0
04h30 | 0.01 | 0.06 |  |  | 04h30 | 0.02 | 0.09 |  |  | 04h30 | 0.01 | 0.07 |  |  | 04h30 | 0 | 0.01 |  |  | 04h30 | 0.01 | 0.04 |  |  | 04h30 | 0 | 0.02 |  |  | 04h30 | 0 | 0 |  |  | 04h30 | 0 | 0 |  |  | 04h30 | 0 | 0 |  |  | 04h30 | 0 | 0 |  |  | 04h30 | 0 | 0 |  |  | 04h30 | 0 | 0 |  |  | 04h30 | 0 | 0.04 |  |  | 04h30 | 0.01 | 0.07 |  |  | 04h30 | 0 | 0.04 |  |  | 04h30 | 0 | 0 |  | 04h30 | 0 | 0 |  | 04h30 | 0 | 0 |  | 04h30 | 0 | 0 |  | 04h30 | 0 | 0 |  | 04h30 | 0 | 0 |  | 04h30 | 0 | 0 |  | 04h30 | 0 | 0 |  | 04h30 | 0 | 0 |  | 04h30 | 0 | 0 |  | 04h30 | 0 | 0 |  | 04h30 | 0.09 | 0.5 |  | 04h30 | 0 | 0 |  | 04h30 | 0 | 0 |  | 04h30 | 0 | 0
05h30 | 0.04 | 0.12 |  |  | 05h30 | 0.05 | 0.16 |  |  | 05h30 | 0.04 | 0.12 |  |  | 05h30 | 0.02 | 0.06 |  |  | 05h30 | 0.03 | 0.1 |  |  | 05h30 | 0.01 | 0.05 |  |  | 05h30 | 0 | 0 |  |  | 05h30 | 0 | 0.02 |  |  | 05h30 | 0 | 0 |  |  | 05h30 | 0 | 0 |  |  | 05h30 | 0 | 0 |  |  | 05h30 | 0 | 0 |  |  | 05h30 | 0.02 | 0.1 |  |  | 05h30 | 0.03 | 0.13 |  |  | 05h30 | 0.02 | 0.1 |  |  | 05h30 | 0 | 0 |  | 05h30 | 0 | 0 |  | 05h30 | 0 | 0 |  | 05h30 | 0 | 0 |  | 05h30 | 0 | 0 |  | 05h30 | 0 | 0 |  | 05h30 | 0 | 0 |  | 05h30 | 0 | 0 |  | 05h30 | 0 | 0 |  | 05h30 | 0 | 0 |  | 05h30 | 0 | 0 |  | 05h30 | 0.15 | 0.59 |  | 05h30 | 0 | 0 |  | 05h30 | 0 | 0 |  | 05h30 | 0 | 0
06h30 | 0.07 | 0.19 |  |  | 06h30 | 0.08 | 0.23 |  |  | 06h30 | 0.07 | 0.18 |  |  | 06h30 | 0.04 | 0.11 |  |  | 06h30 | 0.05 | 0.15 |  |  | 06h30 | 0.04 | 0.09 |  |  | 06h30 | 0 | 0.03 |  |  | 06h30 | 0 | 0.08 |  |  | 06h30 | 0 | 0.03 |  |  | 06h30 | 0 | 0 |  |  | 06h30 | 0 | 0 |  |  | 06h30 | 0 | 0 |  |  | 06h30 | 0.05 | 0.16 |  |  | 06h30 | 0.06 | 0.2 |  |  | 06h30 | 0.04 | 0.15 |  |  | 06h30 | 0 | 0 |  | 06h30 | 0 | 0 |  | 06h30 | 0 | 0 |  | 06h30 | 0 | 0 |  | 06h30 | 0 | 0 |  | 06h30 | 0 | 0 |  | 06h30 | 0 | 0 |  | 06h30 | 0 | 0 |  | 06h30 | 0 | 0 |  | 06h30 | 0 | 0 |  | 06h30 | 0 | 0 |  | 06h30 | 0.19 | 0.64 |  | 06h30 | 0 | 0 |  | 06h30 | 0 | 0 |  | 06h30 | 0 | 0
07h30 | 0.35 | 1.13 |  |  | 07h30 | 0.37 | 1.18 |  |  | 07h30 | 0.35 | 1.12 |  |  | 07h30 | 0.27 | 0.93 |  |  | 07h30 | 0.3 | 1.03 |  |  | 07h30 | 0.27 | 0.91 |  |  | 07h30 | 0.21 | 0.84 |  |  | 07h30 | 0.2 | 0.89 |  |  | 07h30 | 0.21 | 0.82 |  |  | 07h30 | 0.17 | 0.7 |  |  | 07h30 | 0.18 | 0.72 |  |  | 07h30 | 0.16 | 0.69 |  |  | 07h30 | 0.28 | 1.06 |  |  | 07h30 | 0.3 | 1.12 |  |  | 07h30 | 0.28 | 1.04 |  |  | 07h30 | 0.15 | 0.55 |  | 07h30 | 0.15 | 0.49 |  | 07h30 | 0.15 | 0.56 |  | 07h30 | 0.15 | 0.56 |  | 07h30 | 0.16 | 0.52 |  | 07h30 | 0.15 | 0.56 |  | 07h30 | 0.11 | 0.53 |  | 07h30 | 0.12 | 0.54 |  | 07h30 | 0.11 | 0.52 |  | 07h30 | 0.08 | 0.47 |  | 07h30 | 0.09 | 0.49 |  | 07h30 | 0.35 | 1.52 |  | 07h30 | 0.15 | 0.57 |  | 07h30 | 0.15 | 0.52 |  | 07h30 | 0.15 | 0.57
08h30 | 0.51 | 1.68 |  |  | 08h30 | 0.52 | 1.71 |  |  | 08h30 | 0.5 | 1.67 |  |  | 08h30 | 0.43 | 1.48 |  |  | 08h30 | 0.45 | 1.56 |  |  | 08h30 | 0.43 | 1.46 |  |  | 08h30 | 0.36 | 1.4 |  |  | 08h30 | 0.36 | 1.45 |  |  | 08h30 | 0.35 | 1.38 |  |  | 08h30 | 0.23 | 1.13 |  |  | 08h30 | 0.26 | 1.19 |  |  | 08h30 | 0.22 | 1.12 |  |  | 08h30 | 0.44 | 1.61 |  |  | 08h30 | 0.45 | 1.65 |  |  | 08h30 | 0.44 | 1.59 |  |  | 08h30 | 0.25 | 1 |  | 08h30 | 0.27 | 1 |  | 08h30 | 0.24 | 1 |  | 08h30 | 0.24 | 0.98 |  | 08h30 | 0.26 | 0.99 |  | 08h30 | 0.23 | 0.96 |  | 08h30 | 0.15 | 0.86 |  | 08h30 | 0.17 | 0.91 |  | 08h30 | 0.14 | 0.84 |  | 08h30 | 0.08 | 0.7 |  | 08h30 | 0.1 | 0.76 |  | 08h30 | 0.53 | 2.17 |  | 08h30 | 0.24 | 1.02 |  | 08h30 | 0.25 | 1.02 |  | 08h30 | 0.23 | 1.01
09h30 | 0.2 | 0.61 |  |  | 09h30 | 0.2 | 0.67 |  |  | 09h30 | 0.65 | 1.94 |  |  | 09h30 | 0.18 | 0.6 |  |  | 09h30 | 0.19 | 0.63 |  |  | 09h30 | 0.61 | 1.84 |  |  | 09h30 | 0.15 | 0.6 |  |  | 09h30 | 0.17 | 0.61 |  |  | 09h30 | 0.55 | 1.81 |  |  | 09h30 | 0.07 | 0.43 |  |  | 09h30 | 0.08 | 0.46 |  |  | 09h30 | 0.39 | 1.48 |  |  | 09h30 | 0.18 | 0.6 |  |  | 09h30 | 0.18 | 0.65 |  |  | 09h30 | 0.62 | 1.9 |  |  | 09h30 | 0.1 | 0.45 |  | 09h30 | 0.11 | 0.51 |  | 09h30 | 0.45 | 1.5 |  | 09h30 | 0.09 | 0.42 |  | 09h30 | 0.1 | 0.47 |  | 09h30 | 0.43 | 1.43 |  | 09h30 | 0.03 | 0.33 |  | 09h30 | 0.05 | 0.37 |  | 09h30 | 0.32 | 1.24 |  | 09h30 | 0 | 0.23 |  | 09h30 | 0 | 0.26 |  | 09h30 | 0.83 | 2.62 |  | 09h30 | 0.09 | 0.45 |  | 09h30 | 0.09 | 0.5 |  | 09h30 | 0.43 | 1.51
10h30 | 0 | 0 |  |  | 10h30 | 0 | 0 |  |  | 10h30 | 0.63 | 1.78 |  |  | 10h30 | 0 | 0 |  |  | 10h30 | 0 | 0 |  |  | 10h30 | 0.59 | 1.68 |  |  | 10h30 | 0 | 0 |  |  | 10h30 | 0 | 0 |  |  | 10h30 | 0.54 | 1.63 |  |  | 10h30 | 0 | 0 |  |  | 10h30 | 0 | 0 |  |  | 10h30 | 0.43 | 1.4 |  |  | 10h30 | 0 | 0 |  |  | 10h30 | 0 | 0 |  |  | 10h30 | 0.59 | 1.74 |  |  | 10h30 | 0 | 0 |  | 10h30 | 0 | 0 |  | 10h30 | 0.49 | 1.43 |  | 10h30 | 0 | 0 |  | 10h30 | 0 | 0 |  | 10h30 | 0.46 | 1.37 |  | 10h30 | 0 | 0 |  | 10h30 | 0 | 0 |  | 10h30 | 0.39 | 1.24 |  | 10h30 | 0 | 0 |  | 10h30 | 0 | 0 |  | 10h30 | 0.8 | 2.47 |  | 10h30 | 0 | 0 |  | 10h30 | 0 | 0 |  | 10h30 | 0.46 | 1.44
11h30 | 0 | 0 |  |  | 11h30 | 0 | 0 |  |  | 11h30 | 0.54 | 1.55 |  |  | 11h30 | 0 | 0 |  |  | 11h30 | 0 | 0 |  |  | 11h30 | 0.5 | 1.45 |  |  | 11h30 | 0 | 0 |  |  | 11h30 | 0 | 0 |  |  | 11h30 | 0.44 | 1.37 |  |  | 11h30 | 0 | 0 |  |  | 11h30 | 0 | 0 |  |  | 11h30 | 0.36 | 1.19 |  |  | 11h30 | 0 | 0 |  |  | 11h30 | 0 | 0 |  |  | 11h30 | 0.5 | 1.51 |  |  | 11h30 | 0 | 0 |  | 11h30 | 0 | 0 |  | 11h30 | 0.41 | 1.23 |  | 11h30 | 0 | 0 |  | 11h30 | 0 | 0 |  | 11h30 | 0.39 | 1.17 |  | 11h30 | 0 | 0 |  | 11h30 | 0 | 0 |  | 11h30 | 0.33 | 1.06 |  | 11h30 | 0 | 0 |  | 11h30 | 0 | 0 |  | 11h30 | 0.68 | 2.14 |  | 11h30 | 0 | 0 |  | 11h30 | 0 | 0 |  | 11h30 | 0.39 | 1.23
12h30 | 0 | 0 |  |  | 12h30 | 0 | 0 |  |  | 12h30 | 0.49 | 1.43 |  |  | 12h30 | 0 | 0 |  |  | 12h30 | 0 | 0 |  |  | 12h30 | 0.45 | 1.33 |  |  | 12h30 | 0 | 0 |  |  | 12h30 | 0 | 0 |  |  | 12h30 | 0.39 | 1.23 |  |  | 12h30 | 0 | 0 |  |  | 12h30 | 0 | 0 |  |  | 12h30 | 0.32 | 1.07 |  |  | 12h30 | 0 | 0 |  |  | 12h30 | 0 | 0 |  |  | 12h30 | 0.45 | 1.38 |  |  | 12h30 | 0 | 0 |  | 12h30 | 0 | 0 |  | 12h30 | 0.37 | 1.1 |  | 12h30 | 0 | 0 |  | 12h30 | 0 | 0 |  | 12h30 | 0.35 | 1.05 |  | 12h30 | 0 | 0 |  | 12h30 | 0 | 0 |  | 12h30 | 0.29 | 0.95 |  | 12h30 | 0 | 0 |  | 12h30 | 0 | 0 |  | 12h30 | 0.58 | 1.89 |  | 12h30 | 0 | 0 |  | 12h30 | 0 | 0 |  | 12h30 | 0.35 | 1.1
13h30 | 0.31 | 0.95 |  |  | 13h30 | 0 | 0 |  |  | 13h30 | 0.45 | 1.33 |  |  | 13h30 | 0.3 | 0.94 |  |  | 13h30 | 0 | 0 |  |  | 13h30 | 0.42 | 1.23 |  |  | 13h30 | 0.31 | 0.93 |  |  | 13h30 | 0 | 0 |  |  | 13h30 | 0.35 | 1.12 |  |  | 13h30 | 0.28 | 0.85 |  |  | 13h30 | 0 | 0 |  |  | 13h30 | 0.29 | 0.98 |  |  | 13h30 | 0.3 | 0.94 |  |  | 13h30 | 0 | 0 |  |  | 13h30 | 0.42 | 1.29 |  |  | 13h30 | 0.23 | 0.8 |  | 13h30 | 0 | 0 |  | 13h30 | 0.34 | 1.01 |  | 13h30 | 0.25 | 0.79 |  | 13h30 | 0 | 0 |  | 13h30 | 0.32 | 0.96 |  | 13h30 | 0.23 | 0.74 |  | 13h30 | 0 | 0 |  | 13h30 | 0.27 | 0.86 |  | 13h30 | 0.21 | 0.69 |  | 13h30 | 0 | 0 |  | 13h30 | 0.49 | 1.68 |  | 13h30 | 0.24 | 0.8 |  | 13h30 | 0 | 0 |  | 13h30 | 0.32 | 1.01
14h30 | 0.64 | 1.74 |  |  | 14h30 | 0 | 0 |  |  | 14h30 | 0.42 | 1.24 |  |  | 14h30 | 0.59 | 1.65 |  |  | 14h30 | 0 | 0 |  |  | 14h30 | 0.39 | 1.15 |  |  | 14h30 | 0.56 | 1.61 |  |  | 14h30 | 0 | 0 |  |  | 14h30 | 0.32 | 1.03 |  |  | 14h30 | 0.47 | 1.42 |  |  | 14h30 | 0 | 0 |  |  | 14h30 | 0.26 | 0.9 |  |  | 14h30 | 0.6 | 1.7 |  |  | 14h30 | 0 | 0 |  |  | 14h30 | 0.39 | 1.2 |  |  | 14h30 | 0.48 | 1.39 |  | 14h30 | 0 | 0 |  | 14h30 | 0.31 | 0.93 |  | 14h30 | 0.46 | 1.33 |  | 14h30 | 0 | 0 |  | 14h30 | 0.29 | 0.88 |  | 14h30 | 0.41 | 1.22 |  | 14h30 | 0 | 0 |  | 14h30 | 0.24 | 0.78 |  | 14h30 | 0.34 | 1.09 |  | 14h30 | 0 | 0 |  | 14h30 | 0.41 | 1.5 |  | 14h30 | 0.46 | 1.38 |  | 14h30 | 0 | 0 |  | 14h30 | 0.29 | 0.92
15h30 | 0.75 | 1.99 |  |  | 15h30 | 0 | 0 |  |  | 15h30 | 0.4 | 1.2 |  |  | 15h30 | 0.68 | 1.82 |  |  | 15h30 | 0 | 0 |  |  | 15h30 | 0.37 | 1.11 |  |  | 15h30 | 0.59 | 1.73 |  |  | 15h30 | 0 | 0 |  |  | 15h30 | 0.3 | 0.98 |  |  | 15h30 | 0.48 | 1.49 |  |  | 15h30 | 0 | 0 |  |  | 15h30 | 0.25 | 0.86 |  |  | 15h30 | 0.68 | 1.92 |  |  | 15h30 | 0 | 0 |  |  | 15h30 | 0.37 | 1.16 |  |  | 15h30 | 0.58 | 1.56 |  | 15h30 | 0 | 0 |  | 15h30 | 0.29 | 0.89 |  | 15h30 | 0.53 | 1.46 |  | 15h30 | 0 | 0 |  | 15h30 | 0.28 | 0.84 |  | 15h30 | 0.44 | 1.32 |  | 15h30 | 0 | 0 |  | 15h30 | 0.22 | 0.75 |  | 15h30 | 0.36 | 1.14 |  | 15h30 | 0 | 0 |  | 15h30 | 0.35 | 1.34 |  | 15h30 | 0.53 | 1.54 |  | 15h30 | 0 | 0 |  | 15h30 | 0.28 | 0.89
16h30 | 0.57 | 1.59 |  |  | 16h30 | 0 | 0 |  |  | 16h30 | 0.4 | 1.2 |  |  | 16h30 | 0.53 | 1.47 |  |  | 16h30 | 0 | 0 |  |  | 16h30 | 0.37 | 1.12 |  |  | 16h30 | 0.46 | 1.38 |  |  | 16h30 | 0 | 0 |  |  | 16h30 | 0.3 | 0.98 |  |  | 16h30 | 0.38 | 1.21 |  |  | 16h30 | 0 | 0 |  |  | 16h30 | 0.24 | 0.86 |  |  | 16h30 | 0.53 | 1.54 |  |  | 16h30 | 0 | 0 |  |  | 16h30 | 0.37 | 1.16 |  |  | 16h30 | 0.45 | 1.29 |  | 16h30 | 0 | 0 |  | 16h30 | 0.29 | 0.89 |  | 16h30 | 0.42 | 1.22 |  | 16h30 | 0 | 0 |  | 16h30 | 0.27 | 0.85 |  | 16h30 | 0.35 | 1.11 |  | 16h30 | 0 | 0 |  | 16h30 | 0.22 | 0.75 |  | 16h30 | 0.29 | 0.97 |  | 16h30 | 0 | 0 |  | 16h30 | 0.34 | 1.28 |  | 16h30 | 0.43 | 1.28 |  | 16h30 | 0 | 0 |  | 16h30 | 0.27 | 0.9
17h30 | 0.49 | 1.44 |  |  | 17h30 | 0 | 0 |  |  | 17h30 | 0.4 | 1.23 |  |  | 17h30 | 0.46 | 1.35 |  |  | 17h30 | 0 | 0 |  |  | 17h30 | 0.38 | 1.15 |  |  | 17h30 | 0.39 | 1.23 |  |  | 17h30 | 0 | 0 |  |  | 17h30 | 0.3 | 1.01 |  |  | 17h30 | 0.33 | 1.09 |  |  | 17h30 | 0 | 0 |  |  | 17h30 | 0.25 | 0.88 |  |  | 17h30 | 0.46 | 1.4 |  |  | 17h30 | 0 | 0 |  |  | 17h30 | 0.38 | 1.19 |  |  | 17h30 | 0.39 | 1.17 |  | 17h30 | 0 | 0 |  | 17h30 | 0.29 | 0.92 |  | 17h30 | 0.37 | 1.11 |  | 17h30 | 0 | 0 |  | 17h30 | 0.28 | 0.87 |  | 17h30 | 0.31 | 1.01 |  | 17h30 | 0 | 0 |  | 17h30 | 0.22 | 0.77 |  | 17h30 | 0.26 | 0.89 |  | 17h30 | 0 | 0 |  | 17h30 | 0.38 | 1.4 |  | 17h30 | 0.38 | 1.17 |  | 17h30 | 0 | 0 |  | 17h30 | 0.28 | 0.92
18h30 | 0.47 | 1.4 |  |  | 18h30 | 0.41 | 1.14 |  |  | 18h30 | 0.42 | 1.27 |  |  | 18h30 | 0.44 | 1.32 |  |  | 18h30 | 0.36 | 1.01 |  |  | 18h30 | 0.39 | 1.19 |  |  | 18h30 | 0.37 | 1.19 |  |  | 18h30 | 0.34 | 1.01 |  |  | 18h30 | 0.32 | 1.05 |  |  | 18h30 | 0.32 | 1.06 |  |  | 18h30 | 0.28 | 0.89 |  |  | 18h30 | 0.26 | 0.92 |  |  | 18h30 | 0.45 | 1.36 |  |  | 18h30 | 0.38 | 1.06 |  |  | 18h30 | 0.4 | 1.24 |  |  | 18h30 | 0.37 | 1.12 |  | 18h30 | 0.32 | 0.88 |  | 18h30 | 0.3 | 0.95 |  | 18h30 | 0.35 | 1.08 |  | 18h30 | 0.29 | 0.83 |  | 18h30 | 0.29 | 0.91 |  | 18h30 | 0.3 | 0.97 |  | 18h30 | 0.25 | 0.73 |  | 18h30 | 0.24 | 0.8 |  | 18h30 | 0.25 | 0.87 |  | 18h30 | 0.22 | 0.72 |  | 18h30 | 0.45 | 1.6 |  | 18h30 | 0.36 | 1.13 |  | 18h30 | 0.29 | 0.87 |  | 18h30 | 0.29 | 0.96
19h30 | 0.27 | 1.14 |  |  | 19h30 | 0.59 | 1.8 |  |  | 19h30 | 0.24 | 1.06 |  |  | 19h30 | 0.25 | 1.07 |  |  | 19h30 | 0.52 | 1.64 |  |  | 19h30 | 0.21 | 0.98 |  |  | 19h30 | 0.17 | 0.92 |  |  | 19h30 | 0.46 | 1.6 |  |  | 19h30 | 0.14 | 0.83 |  |  | 19h30 | 0.12 | 0.79 |  |  | 19h30 | 0.36 | 1.4 |  |  | 19h30 | 0.08 | 0.7 |  |  | 19h30 | 0.25 | 1.1 |  |  | 19h30 | 0.53 | 1.72 |  |  | 19h30 | 0.22 | 1.02 |  |  | 19h30 | 0.17 | 0.85 |  | 19h30 | 0.43 | 1.4 |  | 19h30 | 0.12 | 0.73 |  | 19h30 | 0.16 | 0.81 |  | 19h30 | 0.38 | 1.31 |  | 19h30 | 0.11 | 0.69 |  | 19h30 | 0.1 | 0.7 |  | 19h30 | 0.31 | 1.17 |  | 19h30 | 0.05 | 0.58 |  | 19h30 | 0.07 | 0.6 |  | 19h30 | 0.24 | 1.06 |  | 19h30 | 0.3 | 1.45 |  | 19h30 | 0.16 | 0.86 |  | 19h30 | 0.39 | 1.39 |  | 19h30 | 0.11 | 0.74
20h30 | 0.15 | 0.9 |  |  | 20h30 | 0.44 | 1.77 |  |  | 20h30 | 0.13 | 0.85 |  |  | 20h30 | 0.13 | 0.83 |  |  | 20h30 | 0.4 | 1.69 |  |  | 20h30 | 0.12 | 0.77 |  |  | 20h30 | 0.08 | 0.68 |  |  | 20h30 | 0.33 | 1.59 |  |  | 20h30 | 0.08 | 0.62 |  |  | 20h30 | 0.04 | 0.55 |  |  | 20h30 | 0.25 | 1.4 |  |  | 20h30 | 0.03 | 0.52 |  |  | 20h30 | 0.13 | 0.87 |  |  | 20h30 | 0.4 | 1.74 |  |  | 20h30 | 0.12 | 0.82 |  |  | 20h30 | 0.07 | 0.59 |  | 20h30 | 0.3 | 1.45 |  | 20h30 | 0.06 | 0.53 |  | 20h30 | 0.06 | 0.56 |  | 20h30 | 0.27 | 1.37 |  | 20h30 | 0.05 | 0.5 |  | 20h30 | 0.02 | 0.46 |  | 20h30 | 0.2 | 1.26 |  | 20h30 | 0.01 | 0.41 |  | 20h30 | 0 | 0.39 |  | 20h30 | 0.11 | 1.04 |  | 20h30 | 0.17 | 1.23 |  | 20h30 | 0.06 | 0.6 |  | 20h30 | 0.28 | 1.44 |  | 20h30 | 0.05 | 0.53
21h30 | 0.11 | 0.96 |  |  | 21h30 | 0.27 | 1.39 |  |  | 21h30 | 0.1 | 0.92 |  |  | 21h30 | 0.09 | 0.89 |  |  | 21h30 | 0.24 | 1.33 |  |  | 21h30 | 0.08 | 0.85 |  |  | 21h30 | 0.03 | 0.73 |  |  | 21h30 | 0.21 | 1.22 |  |  | 21h30 | 0.02 | 0.7 |  |  | 21h30 | 0 | 0.6 |  |  | 21h30 | 0.16 | 1.07 |  |  | 21h30 | 0 | 0.57 |  |  | 21h30 | 0.1 | 0.93 |  |  | 21h30 | 0.25 | 1.36 |  |  | 21h30 | 0.09 | 0.89 |  |  | 21h30 | 0.02 | 0.63 |  | 21h30 | 0.19 | 1.13 |  | 21h30 | 0 | 0.57 |  | 21h30 | 0 | 0.6 |  | 21h30 | 0.18 | 1.08 |  | 21h30 | 0 | 0.55 |  | 21h30 | 0 | 0.49 |  | 21h30 | 0.14 | 0.98 |  | 21h30 | 0 | 0.44 |  | 21h30 | 0 | 0.4 |  | 21h30 | 0.09 | 0.81 |  | 21h30 | 0.14 | 1.28 |  | 21h30 | 0.01 | 0.64 |  | 21h30 | 0.18 | 1.14 |  | 21h30 | 0 | 0.59
22h30 | 0.11 | 1.02 |  |  | 22h30 | 0.18 | 1.26 |  |  | 22h30 | 0.1 | 1 |  |  | 22h30 | 0.09 | 0.95 |  |  | 22h30 | 0.16 | 1.2 |  |  | 22h30 | 0.08 | 0.92 |  |  | 22h30 | 0.03 | 0.79 |  |  | 22h30 | 0.11 | 1.07 |  |  | 22h30 | 0.02 | 0.76 |  |  | 22h30 | 0 | 0.64 |  |  | 22h30 | 0.06 | 0.93 |  |  | 22h30 | 0 | 0.6 |  |  | 22h30 | 0.1 | 0.99 |  |  | 22h30 | 0.16 | 1.23 |  |  | 22h30 | 0.09 | 0.96 |  |  | 22h30 | 0.02 | 0.66 |  | 22h30 | 0.1 | 0.98 |  | 22h30 | 0 | 0.61 |  | 22h30 | 0 | 0.63 |  | 22h30 | 0.09 | 0.95 |  | 22h30 | 0 | 0.58 |  | 22h30 | 0 | 0.51 |  | 22h30 | 0.04 | 0.84 |  | 22h30 | 0 | 0.45 |  | 22h30 | 0 | 0.41 |  | 22h30 | 0 | 0.7 |  | 22h30 | 0.14 | 1.31 |  | 22h30 | 0.01 | 0.68 |  | 22h30 | 0.09 | 0.99 |  | 22h30 | 0 | 0.63
23h30 | 0.1 | 1.06 |  |  | 23h30 | 0.18 | 1.21 |  |  | 23h30 | 0.09 | 1.05 |  |  | 23h30 | 0.08 | 0.99 |  |  | 23h30 | 0.16 | 1.15 |  |  | 23h30 | 0.07 | 0.97 |  |  | 23h30 | 0 | 0.83 |  |  | 23h30 | 0.11 | 1 |  |  | 23h30 | 0 | 0.81 |  |  | 23h30 | 0 | 0.67 |  |  | 23h30 | 0.06 | 0.86 |  |  | 23h30 | 0 | 0.63 |  |  | 23h30 | 0.08 | 1.03 |  |  | 23h30 | 0.16 | 1.18 |  |  | 23h30 | 0.07 | 1.01 |  |  | 23h30 | 0 | 0.68 |  | 23h30 | 0.1 | 0.9 |  | 23h30 | 0 | 0.64 |  | 23h30 | 0 | 0.66 |  | 23h30 | 0.09 | 0.87 |  | 23h30 | 0 | 0.61 |  | 23h30 | 0 | 0.52 |  | 23h30 | 0.04 | 0.76 |  | 23h30 | 0 | 0.48 |  | 23h30 | 0 | 0.42 |  | 23h30 | 0 | 0.64 |  | 23h30 | 0.12 | 1.32 |  | 23h30 | 0 | 0.71 |  | 23h30 | 0.09 | 0.92 |  | 23h30 | 0 | 0.67
00h30 | 0.1 | 0.89 |  |  | 00h30 | 0 | 0.24 |  |  | 00h30 | 0.09 | 0.9 |  |  | 00h30 | 0.08 | 0.83 |  |  | 00h30 | 0 | 0.23 |  |  | 00h30 | 0.07 | 0.83 |  |  | 00h30 | 0 | 0.73 |  |  | 00h30 | 0 | 0.15 |  |  | 00h30 | 0 | 0.73 |  |  | 00h30 | 0 | 0.62 |  |  | 00h30 | 0 | 0.11 |  |  | 00h30 | 0 | 0.6 |  |  | 00h30 | 0.08 | 0.86 |  |  | 00h30 | 0 | 0.23 |  |  | 00h30 | 0.07 | 0.87 |  |  | 00h30 | 0 | 0.63 |  | 00h30 | 0 | 0.13 |  | 00h30 | 0 | 0.61 |  | 00h30 | 0 | 0.6 |  | 00h30 | 0 | 0.12 |  | 00h30 | 0 | 0.58 |  | 00h30 | 0 | 0.5 |  | 00h30 | 0 | 0.08 |  | 00h30 | 0 | 0.46 |  | 00h30 | 0 | 0.41 |  | 00h30 | 0 | 0.05 |  | 00h30 | 0.12 | 1.15 |  | 00h30 | 0 | 0.64 |  | 00h30 | 0 | 0.14 |  | 00h30 | 0 | 0.62
01h30 | 0 | 0.15 |  |  | 01h30 | 0 | 0 |  |  | 01h30 | 0 | 0.15 |  |  | 01h30 | 0 | 0.09 |  |  | 01h30 | 0 | 0 |  |  | 01h30 | 0 | 0.09 |  |  | 01h30 | 0 | 0 |  |  | 01h30 | 0 | 0 |  |  | 01h30 | 0 | 0 |  |  | 01h30 | 0 | 0 |  |  | 01h30 | 0 | 0 |  |  | 01h30 | 0 | 0 |  |  | 01h30 | 0 | 0.12 |  |  | 01h30 | 0 | 0 |  |  | 01h30 | 0 | 0.12 |  |  | 01h30 | 0 | 0 |  | 01h30 | 0 | 0 |  | 01h30 | 0 | 0 |  | 01h30 | 0 | 0 |  | 01h30 | 0 | 0 |  | 01h30 | 0 | 0 |  | 01h30 | 0 | 0 |  | 01h30 | 0 | 0 |  | 01h30 | 0 | 0 |  | 01h30 | 0 | 0 |  | 01h30 | 0 | 0 |  | 01h30 | 0.02 | 0.39 |  | 01h30 | 0 | 0 |  | 01h30 | 0 | 0 |  | 01h30 | 0 | 0
02h30 | 0 | 0.15 |  |  | 02h30 | 0.02 | 0.17 |  |  | 02h30 | 0 | 0.15 |  |  | 02h30 | 0 | 0.09 |  |  | 02h30 | 0 | 0.12 |  |  | 02h30 | 0 | 0.09 |  |  | 02h30 | 0 | 0 |  |  | 02h30 | 0 | 0.02 |  |  | 02h30 | 0 | 0 |  |  | 02h30 | 0 | 0 |  |  | 02h30 | 0 | 0 |  |  | 02h30 | 0 | 0 |  |  | 02h30 | 0 | 0.12 |  |  | 02h30 | 0 | 0.15 |  |  | 02h30 | 0 | 0.12 |  |  | 02h30 | 0 | 0 |  | 02h30 | 0 | 0 |  | 02h30 | 0 | 0 |  | 02h30 | 0 | 0 |  | 02h30 | 0 | 0 |  | 02h30 | 0 | 0 |  | 02h30 | 0 | 0 |  | 02h30 | 0 | 0 |  | 02h30 | 0 | 0 |  | 02h30 | 0 | 0 |  | 02h30 | 0 | 0 |  | 02h30 | 0.02 | 0.39 |  | 02h30 | 0 | 0 |  | 02h30 | 0 | 0 |  | 02h30 | 0 | 0
03h30 | 0.05 | 0.27 |  |  | 03h30 | 0.06 | 0.27 |  |  | 03h30 | 0.04 | 0.27 |  |  | 03h30 | 0.02 | 0.2 |  |  | 03h30 | 0.03 | 0.22 |  |  | 03h30 | 0.02 | 0.19 |  |  | 03h30 | 0 | 0.08 |  |  | 03h30 | 0 | 0.1 |  |  | 03h30 | 0 | 0.08 |  |  | 03h30 | 0 | 0 |  |  | 03h30 | 0 | 0 |  |  | 03h30 | 0 | 0 |  |  | 03h30 | 0.03 | 0.24 |  |  | 03h30 | 0.04 | 0.25 |  |  | 03h30 | 0.02 | 0.24 |  |  | 03h30 | 0 | 0 |  | 03h30 | 0 | 0 |  | 03h30 | 0 | 0 |  | 03h30 | 0 | 0 |  | 03h30 | 0 | 0 |  | 03h30 | 0 | 0 |  | 03h30 | 0 | 0 |  | 03h30 | 0 | 0 |  | 03h30 | 0 | 0 |  | 03h30 | 0 | 0 |  | 03h30 | 0 | 0 |  | 03h30 | 0.05 | 0.5 |  | 03h30 | 0 | 0 |  | 03h30 | 0 | 0 |  | 03h30 | 0 | 0
04h30 | 0.09 | 0.3 |  |  | 04h30 | 0.11 | 0.37 |  |  | 04h30 | 0.09 | 0.29 |  |  | 04h30 | 0.06 | 0.23 |  |  | 04h30 | 0.09 | 0.3 |  |  | 04h30 | 0.06 | 0.22 |  |  | 04h30 | 0 | 0.14 |  |  | 04h30 | 0.02 | 0.2 |  |  | 04h30 | 0 | 0.13 |  |  | 04h30 | 0 | 0 |  |  | 04h30 | 0 | 0.06 |  |  | 04h30 | 0 | 0 |  |  | 04h30 | 0.07 | 0.26 |  |  | 04h30 | 0.09 | 0.34 |  |  | 04h30 | 0.07 | 0.26 |  |  | 04h30 | 0 | 0 |  | 04h30 | 0 | 0.04 |  | 04h30 | 0 | 0 |  | 04h30 | 0 | 0 |  | 04h30 | 0 | 0.01 |  | 04h30 | 0 | 0 |  | 04h30 | 0 | 0 |  | 04h30 | 0 | 0 |  | 04h30 | 0 | 0 |  | 04h30 | 0 | 0 |  | 04h30 | 0 | 0 |  | 04h30 | 0.12 | 0.57 |  | 04h30 | 0 | 0 |  | 04h30 | 0 | 0.05 |  | 04h30 | 0 | 0
05h30 | 0.13 | 0.39 |  |  | 05h30 | 0.15 | 0.47 |  |  | 05h30 | 0.13 | 0.38 |  |  | 05h30 | 0.1 | 0.3 |  |  | 05h30 | 0.12 | 0.37 |  |  | 05h30 | 0.1 | 0.29 |  |  | 05h30 | 0.04 | 0.24 |  |  | 05h30 | 0.06 | 0.3 |  |  | 05h30 | 0.04 | 0.23 |  |  | 05h30 | 0 | 0.06 |  |  | 05h30 | 0 | 0.15 |  |  | 05h30 | 0 | 0.05 |  |  | 05h30 | 0.11 | 0.35 |  |  | 05h30 | 0.13 | 0.43 |  |  | 05h30 | 0.1 | 0.34 |  |  | 05h30 | 0 | 0.03 |  | 05h30 | 0.01 | 0.11 |  | 05h30 | 0 | 0.02 |  | 05h30 | 0 | 0 |  | 05h30 | 0 | 0.07 |  | 05h30 | 0 | 0 |  | 05h30 | 0 | 0 |  | 05h30 | 0 | 0 |  | 05h30 | 0 | 0 |  | 05h30 | 0 | 0 |  | 05h30 | 0 | 0 |  | 05h30 | 0.16 | 0.64 |  | 05h30 | 0 | 0.04 |  | 05h30 | 0.01 | 0.12 |  | 05h30 | 0 | 0.03
06h30 | 0.17 | 0.47 |  |  | 06h30 | 0.19 | 0.53 |  |  | 06h30 | 0.17 | 0.47 |  |  | 06h30 | 0.12 | 0.35 |  |  | 06h30 | 0.15 | 0.42 |  |  | 06h30 | 0.12 | 0.34 |  |  | 06h30 | 0.08 | 0.31 |  |  | 06h30 | 0.1 | 0.37 |  |  | 06h30 | 0.07 | 0.3 |  |  | 06h30 | 0 | 0.14 |  |  | 06h30 | 0.02 | 0.2 |  |  | 06h30 | 0 | 0.12 |  |  | 06h30 | 0.13 | 0.43 |  |  | 06h30 | 0.15 | 0.48 |  |  | 06h30 | 0.13 | 0.42 |  |  | 06h30 | 0.02 | 0.09 |  | 06h30 | 0.04 | 0.14 |  | 06h30 | 0.01 | 0.07 |  | 06h30 | 0 | 0.04 |  | 06h30 | 0.02 | 0.11 |  | 06h30 | 0 | 0.03 |  | 06h30 | 0 | 0 |  | 06h30 | 0 | 0.02 |  | 06h30 | 0 | 0 |  | 06h30 | 0 | 0 |  | 06h30 | 0 | 0 |  | 06h30 | 0.19 | 0.72 |  | 06h30 | 0.01 | 0.1 |  | 06h30 | 0.03 | 0.15 |  | 06h30 | 0.01 | 0.09
07h30 | 0.47 | 1.47 |  |  | 07h30 | 0.49 | 1.51 |  |  | 07h30 | 0.47 | 1.46 |  |  | 07h30 | 0.4 | 1.27 |  |  | 07h30 | 0.42 | 1.35 |  |  | 07h30 | 0.39 | 1.25 |  |  | 07h30 | 0.32 | 1.23 |  |  | 07h30 | 0.34 | 1.31 |  |  | 07h30 | 0.31 | 1.22 |  |  | 07h30 | 0.25 | 0.89 |  |  | 07h30 | 0.25 | 0.91 |  |  | 07h30 | 0.25 | 0.89 |  |  | 07h30 | 0.41 | 1.4 |  |  | 07h30 | 0.43 | 1.45 |  |  | 07h30 | 0.4 | 1.39 |  |  | 07h30 | 0.21 | 0.62 |  | 07h30 | 0.16 | 0.87 |  | 07h30 | 0.22 | 0.67 |  | 07h30 | 0.23 | 0.75 |  | 07h30 | 0.19 | 0.75 |  | 07h30 | 0.23 | 0.78 |  | 07h30 | 0.19 | 0.76 |  | 07h30 | 0.21 | 0.77 |  | 07h30 | 0.18 | 0.75 |  | 07h30 | 0.15 | 0.69 |  | 07h30 | 0.17 | 0.73 |  | 07h30 | 0.37 | 1.71 |  | 07h30 | 0.22 | 0.65 |  | 07h30 | 0.19 | 0.88 |  | 07h30 | 0.23 | 0.64
08h30 | 0.61 | 1.99 |  |  | 08h30 | 0.63 | 2.02 |  |  | 08h30 | 0.61 | 1.98 |  |  | 08h30 | 0.54 | 1.79 |  |  | 08h30 | 0.56 | 1.85 |  |  | 08h30 | 0.53 | 1.77 |  |  | 08h30 | 0.47 | 1.77 |  |  | 08h30 | 0.49 | 1.83 |  |  | 08h30 | 0.46 | 1.76 |  |  | 08h30 | 0.37 | 1.42 |  |  | 08h30 | 0.38 | 1.45 |  |  | 08h30 | 0.36 | 1.42 |  |  | 08h30 | 0.55 | 1.91 |  |  | 08h30 | 0.57 | 1.95 |  |  | 08h30 | 0.54 | 1.9 |  |  | 08h30 | 0.36 | 1.2 |  | 08h30 | 0.33 | 1.41 |  | 08h30 | 0.36 | 1.23 |  | 08h30 | 0.35 | 1.26 |  | 08h30 | 0.34 | 1.29 |  | 08h30 | 0.35 | 1.26 |  | 08h30 | 0.27 | 1.19 |  | 08h30 | 0.31 | 1.26 |  | 08h30 | 0.26 | 1.17 |  | 08h30 | 0.19 | 1.02 |  | 08h30 | 0.23 | 1.12 |  | 08h30 | 0.55 | 2.35 |  | 08h30 | 0.35 | 1.22 |  | 08h30 | 0.34 | 1.43 |  | 08h30 | 0.35 | 1.21
09h30 | 0.23 | 0.63 |  |  | 09h30 | 0.24 | 0.83 |  |  | 09h30 | 0.72 | 2.16 |  |  | 09h30 | 0.21 | 0.6 |  |  | 09h30 | 0.22 | 0.75 |  |  | 09h30 | 0.67 | 2.02 |  |  | 09h30 | 0.19 | 0.67 |  |  | 09h30 | 0.21 | 0.71 |  |  | 09h30 | 0.64 | 2.02 |  |  | 09h30 | 0.12 | 0.61 |  |  | 09h30 | 0.15 | 0.65 |  |  | 09h30 | 0.5 | 1.82 |  |  | 09h30 | 0.21 | 0.62 |  |  | 09h30 | 0.22 | 0.8 |  |  | 09h30 | 0.68 | 2.1 |  |  | 09h30 | 0.16 | 0.64 |  | 09h30 | 0.2 | 0.61 |  | 09h30 | 0.57 | 1.85 |  | 09h30 | 0.13 | 0.55 |  | 09h30 | 0.17 | 0.59 |  | 09h30 | 0.52 | 1.69 |  | 09h30 | 0.08 | 0.44 |  | 09h30 | 0.1 | 0.51 |  | 09h30 | 0.42 | 1.52 |  | 09h30 | 0.03 | 0.34 |  | 09h30 | 0.06 | 0.4 |  | 09h30 | 0.81 | 2.68 |  | 09h30 | 0.14 | 0.63 |  | 09h30 | 0.18 | 0.62 |  | 09h30 | 0.54 | 1.87
10h30 | 0 | 0 |  |  | 10h30 | 0 | 0 |  |  | 10h30 | 0.71 | 2.04 |  |  | 10h30 | 0 | 0 |  |  | 10h30 | 0 | 0 |  |  | 10h30 | 0.67 | 1.91 |  |  | 10h30 | 0 | 0 |  |  | 10h30 | 0 | 0 |  |  | 10h30 | 0.62 | 1.88 |  |  | 10h30 | 0 | 0 |  |  | 10h30 | 0 | 0 |  |  | 10h30 | 0.53 | 1.7 |  |  | 10h30 | 0 | 0 |  |  | 10h30 | 0 | 0 |  |  | 10h30 | 0.67 | 1.99 |  |  | 10h30 | 0 | 0 |  | 10h30 | 0 | 0 |  | 10h30 | 0.58 | 1.74 |  | 10h30 | 0 | 0 |  | 10h30 | 0 | 0 |  | 10h30 | 0.55 | 1.62 |  | 10h30 | 0 | 0 |  | 10h30 | 0 | 0 |  | 10h30 | 0.48 | 1.5 |  | 10h30 | 0 | 0 |  | 10h30 | 0 | 0 |  | 10h30 | 0.72 | 2.44 |  | 10h30 | 0 | 0 |  | 10h30 | 0 | 0 |  | 10h30 | 0.56 | 1.75
11h30 | 0 | 0 |  |  | 11h30 | 0 | 0 |  |  | 11h30 | 0.62 | 1.83 |  |  | 11h30 | 0 | 0 |  |  | 11h30 | 0 | 0 |  |  | 11h30 | 0.58 | 1.7 |  |  | 11h30 | 0 | 0 |  |  | 11h30 | 0 | 0 |  |  | 11h30 | 0.53 | 1.64 |  |  | 11h30 | 0 | 0 |  |  | 11h30 | 0 | 0 |  |  | 11h30 | 0.45 | 1.47 |  |  | 11h30 | 0 | 0 |  |  | 11h30 | 0 | 0 |  |  | 11h30 | 0.59 | 1.78 |  |  | 11h30 | 0 | 0 |  | 11h30 | 0 | 0 |  | 11h30 | 0.5 | 1.51 |  | 11h30 | 0 | 0 |  | 11h30 | 0 | 0 |  | 11h30 | 0.47 | 1.42 |  | 11h30 | 0 | 0 |  | 11h30 | 0 | 0 |  | 11h30 | 0.41 | 1.32 |  | 11h30 | 0 | 0 |  | 11h30 | 0 | 0 |  | 11h30 | 0.55 | 2.05 |  | 11h30 | 0 | 0 |  | 11h30 | 0 | 0 |  | 11h30 | 0.48 | 1.52
12h30 | 0 | 0 |  |  | 12h30 | 0 | 0 |  |  | 12h30 | 0.56 | 1.64 |  |  | 12h30 | 0 | 0 |  |  | 12h30 | 0 | 0 |  |  | 12h30 | 0.51 | 1.51 |  |  | 12h30 | 0 | 0 |  |  | 12h30 | 0 | 0 |  |  | 12h30 | 0.45 | 1.43 |  |  | 12h30 | 0 | 0 |  |  | 12h30 | 0 | 0 |  |  | 12h30 | 0.38 | 1.28 |  |  | 12h30 | 0 | 0 |  |  | 12h30 | 0 | 0 |  |  | 12h30 | 0.52 | 1.58 |  |  | 12h30 | 0 | 0 |  | 12h30 | 0 | 0 |  | 12h30 | 0.43 | 1.31 |  | 12h30 | 0 | 0 |  | 12h30 | 0 | 0 |  | 12h30 | 0.41 | 1.23 |  | 12h30 | 0 | 0 |  | 12h30 | 0 | 0 |  | 12h30 | 0.35 | 1.14 |  | 12h30 | 0 | 0 |  | 12h30 | 0 | 0 |  | 12h30 | 0.44 | 1.75 |  | 12h30 | 0 | 0 |  | 12h30 | 0 | 0 |  | 12h30 | 0.41 | 1.32
13h30 | 0.38 | 1.18 |  |  | 13h30 | 0 | 0 |  |  | 13h30 | 0.51 | 1.49 |  |  | 13h30 | 0.33 | 1.11 |  |  | 13h30 | 0 | 0 |  |  | 13h30 | 0.46 | 1.37 |  |  | 13h30 | 0.36 | 1.1 |  |  | 13h30 | 0 | 0 |  |  | 13h30 | 0.4 | 1.27 |  |  | 13h30 | 0.31 | 1.01 |  |  | 13h30 | 0 | 0 |  |  | 13h30 | 0.34 | 1.13 |  |  | 13h30 | 0.36 | 1.16 |  |  | 13h30 | 0 | 0 |  |  | 13h30 | 0.47 | 1.44 |  |  | 13h30 | 0.28 | 0.86 |  | 13h30 | 0 | 0 |  | 13h30 | 0.39 | 1.16 |  | 13h30 | 0.25 | 0.85 |  | 13h30 | 0 | 0 |  | 13h30 | 0.36 | 1.09 |  | 13h30 | 0.25 | 0.82 |  | 13h30 | 0 | 0 |  | 13h30 | 0.31 | 1 |  | 13h30 | 0.23 | 0.77 |  | 13h30 | 0 | 0 |  | 13h30 | 0.36 | 1.52 |  | 13h30 | 0.28 | 0.86 |  | 13h30 | 0 | 0 |  | 13h30 | 0.37 | 1.16
14h30 | 0.75 | 2.06 |  |  | 14h30 | 0 | 0 |  |  | 14h30 | 0.47 | 1.38 |  |  | 14h30 | 0.67 | 1.9 |  |  | 14h30 | 0 | 0 |  |  | 14h30 | 0.43 | 1.27 |  |  | 14h30 | 0.65 | 1.89 |  |  | 14h30 | 0 | 0 |  |  | 14h30 | 0.36 | 1.16 |  |  | 14h30 | 0.55 | 1.69 |  |  | 14h30 | 0 | 0 |  |  | 14h30 | 0.3 | 1.03 |  |  | 14h30 | 0.69 | 2 |  |  | 14h30 | 0 | 0 |  |  | 14h30 | 0.43 | 1.33 |  |  | 14h30 | 0.57 | 1.59 |  | 14h30 | 0 | 0 |  | 14h30 | 0.35 | 1.06 |  | 14h30 | 0.52 | 1.51 |  | 14h30 | 0 | 0 |  | 14h30 | 0.33 | 0.99 |  | 14h30 | 0.48 | 1.43 |  | 14h30 | 0 | 0 |  | 14h30 | 0.28 | 0.9 |  | 14h30 | 0.41 | 1.29 |  | 14h30 | 0 | 0 |  | 14h30 | 0.31 | 1.39 |  | 14h30 | 0.55 | 1.58 |  | 14h30 | 0 | 0 |  | 14h30 | 0.33 | 1.06
15h30 | 0.84 | 2.23 |  |  | 15h30 | 0 | 0 |  |  | 15h30 | 0.46 | 1.36 |  |  | 15h30 | 0.78 | 2.04 |  |  | 15h30 | 0 | 0 |  |  | 15h30 | 0.42 | 1.25 |  |  | 15h30 | 0.69 | 2.01 |  |  | 15h30 | 0 | 0 |  |  | 15h30 | 0.35 | 1.14 |  |  | 15h30 | 0.59 | 1.79 |  |  | 15h30 | 0 | 0 |  |  | 15h30 | 0.29 | 1.01 |  |  | 15h30 | 0.77 | 2.15 |  |  | 15h30 | 0 | 0 |  |  | 15h30 | 0.42 | 1.31 |  |  | 15h30 | 0.68 | 1.89 |  | 15h30 | 0 | 0 |  | 15h30 | 0.34 | 1.03 |  | 15h30 | 0.63 | 1.73 |  | 15h30 | 0 | 0 |  | 15h30 | 0.31 | 0.96 |  | 15h30 | 0.54 | 1.62 |  | 15h30 | 0 | 0 |  | 15h30 | 0.26 | 0.88 |  | 15h30 | 0.46 | 1.42 |  | 15h30 | 0 | 0 |  | 15h30 | 0.29 | 1.35 |  | 15h30 | 0.64 | 1.86 |  | 15h30 | 0 | 0 |  | 15h30 | 0.32 | 1.03
16h30 | 0.65 | 1.82 |  |  | 16h30 | 0 | 0 |  |  | 16h30 | 0.46 | 1.39 |  |  | 16h30 | 0.6 | 1.68 |  |  | 16h30 | 0 | 0 |  |  | 16h30 | 0.43 | 1.29 |  |  | 16h30 | 0.54 | 1.63 |  |  | 16h30 | 0 | 0 |  |  | 16h30 | 0.35 | 1.16 |  |  | 16h30 | 0.47 | 1.47 |  |  | 16h30 | 0 | 0 |  |  | 16h30 | 0.3 | 1.03 |  |  | 16h30 | 0.61 | 1.76 |  |  | 16h30 | 0 | 0 |  |  | 16h30 | 0.43 | 1.35 |  |  | 16h30 | 0.54 | 1.56 |  | 16h30 | 0 | 0 |  | 16h30 | 0.34 | 1.05 |  | 16h30 | 0.5 | 1.44 |  | 16h30 | 0 | 0 |  | 16h30 | 0.32 | 0.99 |  | 16h30 | 0.44 | 1.35 |  | 16h30 | 0 | 0 |  | 16h30 | 0.27 | 0.9 |  | 16h30 | 0.38 | 1.2 |  | 16h30 | 0 | 0 |  | 16h30 | 0.3 | 1.36 |  | 16h30 | 0.51 | 1.54 |  | 16h30 | 0 | 0 |  | 16h30 | 0.33 | 1.06
17h30 | 0.55 | 1.62 |  |  | 17h30 | 0 | 0 |  |  | 17h30 | 0.46 | 1.39 |  |  | 17h30 | 0.51 | 1.51 |  |  | 17h30 | 0 | 0 |  |  | 17h30 | 0.42 | 1.28 |  |  | 17h30 | 0.45 | 1.42 |  |  | 17h30 | 0 | 0 |  |  | 17h30 | 0.35 | 1.16 |  |  | 17h30 | 0.39 | 1.28 |  |  | 17h30 | 0 | 0 |  |  | 17h30 | 0.29 | 1.02 |  |  | 17h30 | 0.52 | 1.57 |  |  | 17h30 | 0 | 0 |  |  | 17h30 | 0.43 | 1.34 |  |  | 17h30 | 0.46 | 1.36 |  | 17h30 | 0 | 0 |  | 17h30 | 0.34 | 1.05 |  | 17h30 | 0.43 | 1.28 |  | 17h30 | 0 | 0 |  | 17h30 | 0.31 | 0.99 |  | 17h30 | 0.37 | 1.19 |  | 17h30 | 0 | 0 |  | 17h30 | 0.26 | 0.89 |  | 17h30 | 0.32 | 1.07 |  | 17h30 | 0 | 0 |  | 17h30 | 0.36 | 1.49 |  | 17h30 | 0.43 | 1.36 |  | 17h30 | 0 | 0 |  | 17h30 | 0.32 | 1.05
18h30 | 0.49 | 1.46 |  |  | 18h30 | 0.46 | 1.24 |  |  | 18h30 | 0.44 | 1.33 |  |  | 18h30 | 0.46 | 1.36 |  |  | 18h30 | 0.4 | 1.09 |  |  | 18h30 | 0.4 | 1.22 |  |  | 18h30 | 0.39 | 1.25 |  |  | 18h30 | 0.38 | 1.11 |  |  | 18h30 | 0.33 | 1.09 |  |  | 18h30 | 0.34 | 1.12 |  |  | 18h30 | 0.28 | 0.85 |  |  | 18h30 | 0.27 | 0.96 |  |  | 18h30 | 0.46 | 1.42 |  |  | 18h30 | 0.41 | 1.16 |  |  | 18h30 | 0.41 | 1.28 |  |  | 18h30 | 0.4 | 1.21 |  | 18h30 | 0.36 | 0.93 |  | 18h30 | 0.32 | 1 |  | 18h30 | 0.37 | 1.14 |  | 18h30 | 0.33 | 0.88 |  | 18h30 | 0.3 | 0.94 |  | 18h30 | 0.32 | 1.05 |  | 18h30 | 0.28 | 0.81 |  | 18h30 | 0.25 | 0.84 |  | 18h30 | 0.28 | 0.94 |  | 18h30 | 0.24 | 0.79 |  | 18h30 | 0.42 | 1.65 |  | 18h30 | 0.38 | 1.21 |  | 18h30 | 0.33 | 0.94 |  | 18h30 | 0.3 | 1
19h30 | 0.26 | 1.1 |  |  | 19h30 | 0.65 | 1.93 |  |  | 19h30 | 0.23 | 1.02 |  |  | 19h30 | 0.23 | 1.01 |  |  | 19h30 | 0.57 | 1.73 |  |  | 19h30 | 0.19 | 0.92 |  |  | 19h30 | 0.16 | 0.88 |  |  | 19h30 | 0.53 | 1.74 |  |  | 19h30 | 0.12 | 0.79 |  |  | 19h30 | 0.11 | 0.76 |  |  | 19h30 | 0.4 | 1.45 |  |  | 19h30 | 0.06 | 0.65 |  |  | 19h30 | 0.24 | 1.06 |  |  | 19h30 | 0.58 | 1.84 |  |  | 19h30 | 0.2 | 0.97 |  |  | 19h30 | 0.17 | 0.84 |  | 19h30 | 0.49 | 1.52 |  | 19h30 | 0.11 | 0.7 |  | 19h30 | 0.15 | 0.78 |  | 19h30 | 0.44 | 1.41 |  | 19h30 | 0.09 | 0.65 |  | 19h30 | 0.1 | 0.69 |  | 19h30 | 0.37 | 1.31 |  | 19h30 | 0.04 | 0.54 |  | 19h30 | 0.06 | 0.59 |  | 19h30 | 0.29 | 1.2 |  | 19h30 | 0.26 | 1.45 |  | 19h30 | 0.15 | 0.84 |  | 19h30 | 0.45 | 1.5 |  | 19h30 | 0.1 | 0.7
20h30 | 0.15 | 0.85 |  |  | 20h30 | 0.48 | 1.86 |  |  | 20h30 | 0.13 | 0.83 |  |  | 20h30 | 0.13 | 0.77 |  |  | 20h30 | 0.43 | 1.74 |  |  | 20h30 | 0.1 | 0.74 |  |  | 20h30 | 0.08 | 0.65 |  |  | 20h30 | 0.38 | 1.7 |  |  | 20h30 | 0.07 | 0.61 |  |  | 20h30 | 0.05 | 0.56 |  |  | 20h30 | 0.32 | 1.61 |  |  | 20h30 | 0.04 | 0.51 |  |  | 20h30 | 0.13 | 0.81 |  |  | 20h30 | 0.44 | 1.81 |  |  | 20h30 | 0.11 | 0.79 |  |  | 20h30 | 0.08 | 0.6 |  | 20h30 | 0.36 | 1.6 |  | 20h30 | 0.06 | 0.52 |  | 20h30 | 0.06 | 0.55 |  | 20h30 | 0.32 | 1.49 |  | 20h30 | 0.06 | 0.5 |  | 20h30 | 0.03 | 0.49 |  | 20h30 | 0.26 | 1.41 |  | 20h30 | 0.02 | 0.44 |  | 20h30 | 0 | 0.42 |  | 20h30 | 0.18 | 1.21 |  | 20h30 | 0.16 | 1.24 |  | 20h30 | 0.07 | 0.6 |  | 20h30 | 0.33 | 1.57 |  | 20h30 | 0.06 | 0.53
21h30 | 0.1 | 0.89 |  |  | 21h30 | 0.29 | 1.38 |  |  | 21h30 | 0.09 | 0.87 |  |  | 21h30 | 0.07 | 0.81 |  |  | 21h30 | 0.26 | 1.3 |  |  | 21h30 | 0.06 | 0.78 |  |  | 21h30 | 0.01 | 0.67 |  |  | 21h30 | 0.23 | 1.23 |  |  | 21h30 | 0 | 0.64 |  |  | 21h30 | 0 | 0.57 |  |  | 21h30 | 0.2 | 1.14 |  |  | 21h30 | 0 | 0.53 |  |  | 21h30 | 0.08 | 0.85 |  |  | 21h30 | 0.27 | 1.34 |  |  | 21h30 | 0.06 | 0.83 |  |  | 21h30 | 0.01 | 0.61 |  | 21h30 | 0.22 | 1.19 |  | 21h30 | 0 | 0.55 |  | 21h30 | 0 | 0.56 |  | 21h30 | 0.2 | 1.12 |  | 21h30 | 0 | 0.51 |  | 21h30 | 0 | 0.47 |  | 21h30 | 0.17 | 1.04 |  | 21h30 | 0 | 0.42 |  | 21h30 | 0 | 0.39 |  | 21h30 | 0.13 | 0.89 |  | 21h30 | 0.13 | 1.3 |  | 21h30 | 0 | 0.61 |  | 21h30 | 0.21 | 1.18 |  | 21h30 | 0 | 0.56
22h30 | 0.1 | 0.91 |  |  | 22h30 | 0.17 | 1.18 |  |  | 22h30 | 0.09 | 0.88 |  |  | 22h30 | 0.07 | 0.83 |  |  | 22h30 | 0.15 | 1.11 |  |  | 22h30 | 0.06 | 0.79 |  |  | 22h30 | 0.01 | 0.68 |  |  | 22h30 | 0.1 | 1 |  |  | 22h30 | 0 | 0.64 |  |  | 22h30 | 0 | 0.57 |  |  | 22h30 | 0.06 | 0.91 |  |  | 22h30 | 0 | 0.53 |  |  | 22h30 | 0.08 | 0.87 |  |  | 22h30 | 0.15 | 1.15 |  |  | 22h30 | 0.06 | 0.84 |  |  | 22h30 | 0.01 | 0.61 |  | 22h30 | 0.1 | 0.97 |  | 22h30 | 0 | 0.55 |  | 22h30 | 0 | 0.56 |  | 22h30 | 0.09 | 0.92 |  | 22h30 | 0 | 0.51 |  | 22h30 | 0 | 0.47 |  | 22h30 | 0.05 | 0.84 |  | 22h30 | 0 | 0.42 |  | 22h30 | 0 | 0.39 |  | 22h30 | 0.01 | 0.72 |  | 22h30 | 0.13 | 1.34 |  | 22h30 | 0 | 0.61 |  | 22h30 | 0.09 | 0.97 |  | 22h30 | 0 | 0.56
23h30 | 0.08 | 0.96 |  |  | 23h30 | 0.17 | 1.13 |  |  | 23h30 | 0.07 | 0.94 |  |  | 23h30 | 0.05 | 0.89 |  |  | 23h30 | 0.15 | 1.07 |  |  | 23h30 | 0.04 | 0.85 |  |  | 23h30 | 0 | 0.73 |  |  | 23h30 | 0.1 | 0.93 |  |  | 23h30 | 0 | 0.7 |  |  | 23h30 | 0 | 0.6 |  |  | 23h30 | 0.06 | 0.83 |  |  | 23h30 | 0 | 0.56 |  |  | 23h30 | 0.06 | 0.93 |  |  | 23h30 | 0.15 | 1.1 |  |  | 23h30 | 0.05 | 0.9 |  |  | 23h30 | 0 | 0.63 |  | 23h30 | 0.1 | 0.89 |  | 23h30 | 0 | 0.58 |  | 23h30 | 0 | 0.59 |  | 23h30 | 0.09 | 0.85 |  | 23h30 | 0 | 0.54 |  | 23h30 | 0 | 0.48 |  | 23h30 | 0.05 | 0.75 |  | 23h30 | 0 | 0.43 |  | 23h30 | 0 | 0.39 |  | 23h30 | 0.01 | 0.64 |  | 23h30 | 0.12 | 1.39 |  | 23h30 | 0 | 0.65 |  | 23h30 | 0.09 | 0.9 |  | 23h30 | 0 | 0.6
00h30 | 0.08 | 0.89 |  |  | 00h30 | 0 | 0.17 |  |  | 00h30 | 0.07 | 0.93 |  |  | 00h30 | 0.05 | 0.82 |  |  | 00h30 | 0 | 0.16 |  |  | 00h30 | 0.04 | 0.84 |  |  | 00h30 | 0 | 0.72 |  |  | 00h30 | 0 | 0.08 |  |  | 00h30 | 0 | 0.7 |  |  | 00h30 | 0 | 0.6 |  |  | 00h30 | 0 | 0.06 |  |  | 00h30 | 0 | 0.56 |  |  | 00h30 | 0.06 | 0.86 |  |  | 00h30 | 0 | 0.16 |  |  | 00h30 | 0.05 | 0.89 |  |  | 00h30 | 0 | 0.63 |  | 00h30 | 0 | 0.09 |  | 00h30 | 0 | 0.58 |  | 00h30 | 0 | 0.59 |  | 00h30 | 0 | 0.08 |  | 00h30 | 0 | 0.54 |  | 00h30 | 0 | 0.48 |  | 00h30 | 0 | 0.04 |  | 00h30 | 0 | 0.43 |  | 00h30 | 0 | 0.39 |  | 00h30 | 0 | 0.01 |  | 00h30 | 0.12 | 1.27 |  | 00h30 | 0 | 0.65 |  | 00h30 | 0 | 0.1 |  | 00h30 | 0 | 0.6
01h30 | 0 | 0.09 |  |  | 01h30 | 0 | 0 |  |  | 01h30 | 0 | 0.1 |  |  | 01h30 | 0 | 0.04 |  |  | 01h30 | 0 | 0 |  |  | 01h30 | 0 | 0.03 |  |  | 01h30 | 0 | 0 |  |  | 01h30 | 0 | 0 |  |  | 01h30 | 0 | 0 |  |  | 01h30 | 0 | 0 |  |  | 01h30 | 0 | 0 |  |  | 01h30 | 0 | 0 |  |  | 01h30 | 0 | 0.07 |  |  | 01h30 | 0 | 0 |  |  | 01h30 | 0 | 0.07 |  |  | 01h30 | 0 | 0 |  | 01h30 | 0 | 0 |  | 01h30 | 0 | 0 |  | 01h30 | 0 | 0 |  | 01h30 | 0 | 0 |  | 01h30 | 0 | 0 |  | 01h30 | 0 | 0 |  | 01h30 | 0 | 0 |  | 01h30 | 0 | 0 |  | 01h30 | 0 | 0 |  | 01h30 | 0 | 0 |  | 01h30 | 0.01 | 0.47 |  | 01h30 | 0 | 0 |  | 01h30 | 0 | 0 |  | 01h30 | 0 | 0
02h30 | 0 | 0.09 |  |  | 02h30 | 0 | 0 |  |  | 02h30 | 0 | 0.1 |  |  | 02h30 | 0 | 0.04 |  |  | 02h30 | 0 | 0 |  |  | 02h30 | 0 | 0.03 |  |  | 02h30 | 0 | 0 |  |  | 02h30 | 0 | 0 |  |  | 02h30 | 0 | 0 |  |  | 02h30 | 0 | 0 |  |  | 02h30 | 0 | 0 |  |  | 02h30 | 0 | 0 |  |  | 02h30 | 0 | 0.07 |  |  | 02h30 | 0 | 0 |  |  | 02h30 | 0 | 0.07 |  |  | 02h30 | 0 | 0 |  | 02h30 | 0 | 0 |  | 02h30 | 0 | 0 |  | 02h30 | 0 | 0 |  | 02h30 | 0 | 0 |  | 02h30 | 0 | 0 |  | 02h30 | 0 | 0 |  | 02h30 | 0 | 0 |  | 02h30 | 0 | 0 |  | 02h30 | 0 | 0 |  | 02h30 | 0 | 0 |  | 02h30 | 0.01 | 0.47 |  | 02h30 | 0 | 0 |  | 02h30 | 0 | 0 |  | 02h30 | 0 | 0
03h30 | 0.03 | 0.21 |  |  | 03h30 | 0 | 0 |  |  | 03h30 | 0.02 | 0.22 |  |  | 03h30 | 0 | 0.15 |  |  | 03h30 | 0 | 0 |  |  | 03h30 | 0 | 0.15 |  |  | 03h30 | 0 | 0.02 |  |  | 03h30 | 0 | 0 |  |  | 03h30 | 0 | 0.02 |  |  | 03h30 | 0 | 0 |  |  | 03h30 | 0 | 0 |  |  | 03h30 | 0 | 0 |  |  | 03h30 | 0.01 | 0.19 |  |  | 03h30 | 0 | 0 |  |  | 03h30 | 0 | 0.19 |  |  | 03h30 | 0 | 0 |  | 03h30 | 0 | 0 |  | 03h30 | 0 | 0 |  | 03h30 | 0 | 0 |  | 03h30 | 0 | 0 |  | 03h30 | 0 | 0 |  | 03h30 | 0 | 0 |  | 03h30 | 0 | 0 |  | 03h30 | 0 | 0 |  | 03h30 | 0 | 0 |  | 03h30 | 0 | 0 |  | 03h30 | 0.07 | 0.59 |  | 03h30 | 0 | 0.01 |  | 03h30 | 0 | 0 |  | 03h30 | 0 | 0
04h30 | 0.08 | 0.26 |  |  | 04h30 | 0 | 0 |  |  | 04h30 | 0.08 | 0.26 |  |  | 04h30 | 0.05 | 0.21 |  |  | 04h30 | 0 | 0 |  |  | 04h30 | 0.05 | 0.2 |  |  | 04h30 | 0 | 0.09 |  |  | 04h30 | 0 | 0 |  |  | 04h30 | 0 | 0.08 |  |  | 04h30 | 0 | 0 |  |  | 04h30 | 0 | 0 |  |  | 04h30 | 0 | 0 |  |  | 04h30 | 0.06 | 0.24 |  |  | 04h30 | 0 | 0 |  |  | 04h30 | 0.05 | 0.23 |  |  | 04h30 | 0 | 0 |  | 04h30 | 0 | 0 |  | 04h30 | 0 | 0 |  | 04h30 | 0 | 0 |  | 04h30 | 0 | 0 |  | 04h30 | 0 | 0 |  | 04h30 | 0 | 0 |  | 04h30 | 0 | 0 |  | 04h30 | 0 | 0 |  | 04h30 | 0 | 0 |  | 04h30 | 0 | 0 |  | 04h30 | 0.15 | 0.66 |  | 04h30 | 0 | 0.01 |  | 04h30 | 0 | 0 |  | 04h30 | 0 | 0
05h30 | 0.14 | 0.41 |  |  | 05h30 | 0 | 0 |  |  | 05h30 | 0.14 | 0.41 |  |  | 05h30 | 0.11 | 0.34 |  |  | 05h30 | 0 | 0 |  |  | 05h30 | 0.11 | 0.32 |  |  | 05h30 | 0.05 | 0.25 |  |  | 05h30 | 0 | 0 |  |  | 05h30 | 0.04 | 0.25 |  |  | 05h30 | 0 | 0.09 |  |  | 05h30 | 0 | 0 |  |  | 05h30 | 0 | 0.08 |  |  | 05h30 | 0.12 | 0.38 |  |  | 05h30 | 0 | 0 |  |  | 05h30 | 0.11 | 0.37 |  |  | 05h30 | 0 | 0.05 |  | 05h30 | 0 | 0 |  | 05h30 | 0 | 0.05 |  | 05h30 | 0 | 0.03 |  | 05h30 | 0 | 0 |  | 05h30 | 0 | 0.02 |  | 05h30 | 0 | 0 |  | 05h30 | 0 | 0 |  | 05h30 | 0 | 0 |  | 05h30 | 0 | 0 |  | 05h30 | 0 | 0 |  | 05h30 | 0.2 | 0.76 |  | 05h30 | 0 | 0.07 |  | 05h30 | 0 | 0 |  | 05h30 | 0 | 0.06
06h30 | 0.2 | 0.58 |  |  | 06h30 | 0 | 0 |  |  | 06h30 | 0.2 | 0.57 |  |  | 06h30 | 0.16 | 0.47 |  |  | 06h30 | 0 | 0 |  |  | 06h30 | 0.16 | 0.45 |  |  | 06h30 | 0.11 | 0.41 |  |  | 06h30 | 0 | 0 |  |  | 06h30 | 0.1 | 0.4 |  |  | 06h30 | 0.02 | 0.23 |  |  | 06h30 | 0 | 0 |  |  | 06h30 | 0.02 | 0.22 |  |  | 06h30 | 0.17 | 0.53 |  |  | 06h30 | 0 | 0 |  |  | 06h30 | 0.17 | 0.52 |  |  | 06h30 | 0.05 | 0.18 |  | 06h30 | 0 | 0 |  | 06h30 | 0.04 | 0.17 |  | 06h30 | 0.03 | 0.15 |  | 06h30 | 0 | 0 |  | 06h30 | 0.02 | 0.13 |  | 06h30 | 0 | 0.04 |  | 06h30 | 0 | 0 |  | 06h30 | 0 | 0.02 |  | 06h30 | 0 | 0 |  | 06h30 | 0 | 0 |  | 06h30 | 0.23 | 0.81 |  | 06h30 | 0.04 | 0.2 |  | 06h30 | 0 | 0 |  | 06h30 | 0.03 | 0.19
07h30 | 0.52 | 1.65 |  |  | 07h30 | 0 | 0 |  |  | 07h30 | 0.52 | 1.64 |  |  | 07h30 | 0.45 | 1.47 |  |  | 07h30 | 0 | 0 |  |  | 07h30 | 0.44 | 1.45 |  |  | 07h30 | 0.36 | 1.4 |  |  | 07h30 | 0 | 0 |  |  | 07h30 | 0.35 | 1.39 |  |  | 07h30 | 0.3 | 1.05 |  |  | 07h30 | 0 | 0 |  |  | 07h30 | 0.3 | 1.06 |  |  | 07h30 | 0.44 | 1.58 |  |  | 07h30 | 0 | 0 |  |  | 07h30 | 0.43 | 1.57 |  |  | 07h30 | 0.25 | 0.78 |  | 07h30 | 0 | 0 |  | 07h30 | 0.26 | 0.77 |  | 07h30 | 0.27 | 0.87 |  | 07h30 | 0 | 0 |  | 07h30 | 0.28 | 0.91 |  | 07h30 | 0.25 | 0.93 |  | 07h30 | 0 | 0 |  | 07h30 | 0.24 | 0.92 |  | 07h30 | 0.21 | 0.86 |  | 07h30 | 0 | 0 |  | 07h30 | 0.41 | 1.76 |  | 07h30 | 0.24 | 0.87 |  | 07h30 | 0 | 0 |  | 07h30 | 0.24 | 0.8
08h30 | 0.67 | 2.19 |  |  | 08h30 | 0.44 | 1.36 |  |  | 08h30 | 0.67 | 2.18 |  |  | 08h30 | 0.6 | 2 |  |  | 08h30 | 0.39 | 1.23 |  |  | 08h30 | 0.59 | 1.98 |  |  | 08h30 | 0.51 | 1.96 |  |  | 08h30 | 0.35 | 1.21 |  |  | 08h30 | 0.5 | 1.95 |  |  | 08h30 | 0.42 | 1.59 |  |  | 08h30 | 0.25 | 0.94 |  |  | 08h30 | 0.41 | 1.59 |  |  | 08h30 | 0.44 | 2.11 |  |  | 08h30 | 0.28 | 1.31 |  |  | 08h30 | 0.43 | 2.1 |  |  | 08h30 | 0.39 | 1.37 |  | 08h30 | 0.27 | 0.95 |  | 08h30 | 0.4 | 1.35 |  | 08h30 | 0.39 | 1.39 |  | 08h30 | 0.26 | 0.9 |  | 08h30 | 0.39 | 1.41 |  | 08h30 | 0.33 | 1.39 |  | 08h30 | 0.2 | 0.82 |  | 08h30 | 0.32 | 1.38 |  | 08h30 | 0.25 | 1.24 |  | 08h30 | 0.15 | 0.7 |  | 08h30 | 0.6 | 2.39 |  | 08h30 | 0.24 | 1.43 |  | 08h30 | 0.15 | 0.96 |  | 08h30 | 0.24 | 1.38
09h30 | 0.72 | 2.25 |  |  | 09h30 | 0.88 | 2.54 |  |  | 09h30 | 0.72 | 2.25 |  |  | 09h30 | 0.68 | 2.13 |  |  | 09h30 | 0.81 | 2.33 |  |  | 09h30 | 0.68 | 2.12 |  |  | 09h30 | 0.65 | 2.11 |  |  | 09h30 | 0.74 | 2.31 |  |  | 09h30 | 0.64 | 2.11 |  |  | 09h30 | 0.51 | 1.92 |  |  | 09h30 | 0.59 | 1.93 |  |  | 09h30 | 0.5 | 1.89 |  |  | 09h30 | 0.38 | 2.19 |  |  | 09h30 | 0.52 | 2.45 |  |  | 09h30 | 0.38 | 2.19 |  |  | 09h30 | 0.59 | 1.95 |  | 09h30 | 0.63 | 1.89 |  | 09h30 | 0.57 | 1.94 |  | 09h30 | 0.54 | 1.82 |  | 09h30 | 0.59 | 1.8 |  | 09h30 | 0.52 | 1.77 |  | 09h30 | 0.43 | 1.61 |  | 09h30 | 0.5 | 1.67 |  | 09h30 | 0.41 | 1.58 |  | 09h30 | 0.34 | 1.4 |  | 09h30 | 0.42 | 1.47 |  | 09h30 | 0.88 | 2.75 |  | 09h30 | 0.27 | 1.92 |  | 09h30 | 0.33 | 1.89 |  | 09h30 | 0.25 | 1.93
10h30 | 0.63 | 1.94 |  |  | 10h30 | 0.87 | 2.6 |  |  | 10h30 | 0.63 | 1.93 |  |  | 10h30 | 0.61 | 1.82 |  |  | 10h30 | 0.82 | 2.45 |  |  | 10h30 | 0.6 | 1.82 |  |  | 10h30 | 0.56 | 1.79 |  |  | 10h30 | 0.76 | 2.43 |  |  | 10h30 | 0.56 | 1.79 |  |  | 10h30 | 0.47 | 1.62 |  |  | 10h30 | 0.64 | 2.18 |  |  | 10h30 | 0.46 | 1.6 |  |  | 10h30 | 0.31 | 1.88 |  |  | 10h30 | 0.5 | 2.52 |  |  | 10h30 | 0.31 | 1.87 |  |  | 10h30 | 0.52 | 1.65 |  | 10h30 | 0.67 | 2.07 |  | 10h30 | 0.52 | 1.65 |  | 10h30 | 0.49 | 1.56 |  | 10h30 | 0.64 | 2 |  | 10h30 | 0.48 | 1.53 |  | 10h30 | 0.42 | 1.42 |  | 10h30 | 0.56 | 1.87 |  | 10h30 | 0.41 | 1.4 |  | 10h30 | 0.35 | 1.27 |  | 10h30 | 0.48 | 1.71 |  | 10h30 | 0.82 | 2.53 |  | 10h30 | 0.23 | 1.62 |  | 10h30 | 0.34 | 2.06 |  | 10h30 | 0.23 | 1.63
11h30 | 0.5 | 1.61 |  |  | 11h30 | 0.61 | 1.91 |  |  | 11h30 | 0.5 | 1.61 |  |  | 11h30 | 0.49 | 1.51 |  |  | 11h30 | 0.59 | 1.81 |  |  | 11h30 | 0.48 | 1.51 |  |  | 11h30 | 0.43 | 1.46 |  |  | 11h30 | 0.54 | 1.77 |  |  | 11h30 | 0.43 | 1.45 |  |  | 11h30 | 0.36 | 1.3 |  |  | 11h30 | 0.45 | 1.59 |  |  | 11h30 | 0.35 | 1.29 |  |  | 11h30 | 0.28 | 1.55 |  |  | 11h30 | 0.38 | 1.85 |  |  | 11h30 | 0.28 | 1.55 |  |  | 11h30 | 0.4 | 1.32 |  | 11h30 | 0.48 | 1.55 |  | 11h30 | 0.4 | 1.32 |  | 11h30 | 0.38 | 1.25 |  | 11h30 | 0.47 | 1.49 |  | 11h30 | 0.37 | 1.22 |  | 11h30 | 0.32 | 1.14 |  | 11h30 | 0.41 | 1.41 |  | 11h30 | 0.32 | 1.13 |  | 11h30 | 0.27 | 1.02 |  | 11h30 | 0.35 | 1.28 |  | 11h30 | 0.65 | 2.12 |  | 11h30 | 0.19 | 1.29 |  | 11h30 | 0.26 | 1.53 |  | 11h30 | 0.19 | 1.29
12h30 | 0.42 | 1.4 |  |  | 12h30 | 0.47 | 1.55 |  |  | 12h30 | 0.42 | 1.4 |  |  | 12h30 | 0.42 | 1.32 |  |  | 12h30 | 0.47 | 1.48 |  |  | 12h30 | 0.41 | 1.32 |  |  | 12h30 | 0.36 | 1.25 |  |  | 12h30 | 0.41 | 1.42 |  |  | 12h30 | 0.36 | 1.24 |  |  | 12h30 | 0.29 | 1.1 |  |  | 12h30 | 0.35 | 1.27 |  |  | 12h30 | 0.29 | 1.09 |  |  | 12h30 | 0.26 | 1.36 |  |  | 12h30 | 0.31 | 1.51 |  |  | 12h30 | 0.26 | 1.35 |  |  | 12h30 | 0.33 | 1.11 |  | 12h30 | 0.37 | 1.25 |  | 12h30 | 0.33 | 1.11 |  | 12h30 | 0.31 | 1.05 |  | 12h30 | 0.36 | 1.2 |  | 12h30 | 0.31 | 1.03 |  | 12h30 | 0.26 | 0.96 |  | 12h30 | 0.31 | 1.13 |  | 12h30 | 0.26 | 0.95 |  | 12h30 | 0.22 | 0.85 |  | 12h30 | 0.27 | 1.02 |  | 12h30 | 0.56 | 1.85 |  | 12h30 | 0.19 | 1.08 |  | 12h30 | 0.2 | 1.23 |  | 12h30 | 0.19 | 1.08
13h30 | 0.36 | 1.25 |  |  | 13h30 | 0.39 | 1.34 |  |  | 13h30 | 0.36 | 1.25 |  |  | 13h30 | 0.36 | 1.18 |  |  | 13h30 | 0.39 | 1.28 |  |  | 13h30 | 0.36 | 1.18 |  |  | 13h30 | 0.3 | 1.09 |  |  | 13h30 | 0.33 | 1.19 |  |  | 13h30 | 0.3 | 1.09 |  |  | 13h30 | 0.24 | 0.96 |  |  | 13h30 | 0.27 | 1.07 |  |  | 13h30 | 0.24 | 0.95 |  |  | 13h30 | 0.19 | 1.22 |  |  | 13h30 | 0.22 | 1.31 |  |  | 13h30 | 0.19 | 1.21 |  |  | 13h30 | 0.27 | 0.97 |  | 13h30 | 0.3 | 1.05 |  | 13h30 | 0.27 | 0.96 |  | 13h30 | 0.26 | 0.91 |  | 13h30 | 0.29 | 1.01 |  | 13h30 | 0.26 | 0.9 |  | 13h30 | 0.21 | 0.83 |  | 13h30 | 0.25 | 0.94 |  | 13h30 | 0.21 | 0.82 |  | 13h30 | 0.17 | 0.73 |  | 13h30 | 0.21 | 0.85 |  | 13h30 | 0.51 | 1.71 |  | 13h30 | 0.11 | 0.94 |  | 13h30 | 0.12 | 1.04 |  | 13h30 | 0.1 | 0.94
14h30 | 0.3 | 1.1 |  |  | 14h30 | 0.32 | 1.16 |  |  | 14h30 | 0.3 | 1.1 |  |  | 14h30 | 0.3 | 1.04 |  |  | 14h30 | 0.32 | 1.11 |  |  | 14h30 | 0.3 | 1.04 |  |  | 14h30 | 0.25 | 0.94 |  |  | 14h30 | 0.26 | 1 |  |  | 14h30 | 0.24 | 0.94 |  |  | 14h30 | 0.21 | 0.81 |  |  | 14h30 | 0.21 | 0.89 |  |  | 14h30 | 0.21 | 0.81 |  |  | 14h30 | 0.18 | 1.07 |  |  | 14h30 | 0.15 | 1.13 |  |  | 14h30 | 0.17 | 1.07 |  |  | 14h30 | 0.22 | 0.82 |  | 14h30 | 0.24 | 0.89 |  | 14h30 | 0.22 | 0.82 |  | 14h30 | 0.22 | 0.78 |  | 14h30 | 0.23 | 0.85 |  | 14h30 | 0.22 | 0.77 |  | 14h30 | 0.2 | 0.7 |  | 14h30 | 0.19 | 0.78 |  | 14h30 | 0.19 | 0.7 |  | 14h30 | 0.17 | 0.65 |  | 14h30 | 0.15 | 0.69 |  | 14h30 | 0.49 | 1.65 |  | 14h30 | 0.11 | 0.8 |  | 14h30 | 0.06 | 0.87 |  | 14h30 | 0.1 | 0.8
15h30 | 0.27 | 1 |  |  | 15h30 | 0.28 | 1.03 |  |  | 15h30 | 0.27 | 1 |  |  | 15h30 | 0.27 | 0.95 |  |  | 15h30 | 0.28 | 1 |  |  | 15h30 | 0.27 | 0.94 |  |  | 15h30 | 0.21 | 0.83 |  |  | 15h30 | 0.22 | 0.87 |  |  | 15h30 | 0.21 | 0.83 |  |  | 15h30 | 0.17 | 0.71 |  |  | 15h30 | 0.17 | 0.77 |  |  | 15h30 | 0.17 | 0.71 |  |  | 15h30 | 0.14 | 0.96 |  |  | 15h30 | 0.14 | 1.01 |  |  | 15h30 | 0.14 | 0.96 |  |  | 15h30 | 0.18 | 0.73 |  | 15h30 | 0.2 | 0.78 |  | 15h30 | 0.18 | 0.73 |  | 15h30 | 0.18 | 0.69 |  | 15h30 | 0.19 | 0.74 |  | 15h30 | 0.18 | 0.68 |  | 15h30 | 0.15 | 0.61 |  | 15h30 | 0.15 | 0.66 |  | 15h30 | 0.15 | 0.61 |  | 15h30 | 0.12 | 0.54 |  | 15h30 | 0.12 | 0.59 |  | 15h30 | 0.49 | 1.64 |  | 15h30 | 0.06 | 0.71 |  | 15h30 | 0.06 | 0.76 |  | 15h30 | 0.06 | 0.7
16h30 | 0.26 | 0.99 |  |  | 16h30 | 0.27 | 1.01 |  |  | 16h30 | 0.26 | 0.99 |  |  | 16h30 | 0.26 | 0.95 |  |  | 16h30 | 0.28 | 0.99 |  |  | 16h30 | 0.26 | 0.94 |  |  | 16h30 | 0.21 | 0.82 |  |  | 16h30 | 0.21 | 0.85 |  |  | 16h30 | 0.21 | 0.82 |  |  | 16h30 | 0.17 | 0.7 |  |  | 16h30 | 0.17 | 0.74 |  |  | 16h30 | 0.17 | 0.7 |  |  | 16h30 | 0.16 | 0.95 |  |  | 16h30 | 0.17 | 0.98 |  |  | 16h30 | 0.16 | 0.95 |  |  | 16h30 | 0.18 | 0.72 |  | 16h30 | 0.18 | 0.75 |  | 16h30 | 0.18 | 0.72 |  | 16h30 | 0.18 | 0.68 |  | 16h30 | 0.18 | 0.73 |  | 16h30 | 0.18 | 0.68 |  | 16h30 | 0.15 | 0.61 |  | 16h30 | 0.14 | 0.64 |  | 16h30 | 0.15 | 0.61 |  | 16h30 | 0.12 | 0.54 |  | 16h30 | 0.11 | 0.57 |  | 16h30 | 0.49 | 1.67 |  | 16h30 | 0.06 | 0.7 |  | 16h30 | 0.08 | 0.74 |  | 16h30 | 0.06 | 0.69
17h30 | 0.31 | 1.11 |  |  | 17h30 | 0.31 | 1.13 |  |  | 17h30 | 0.31 | 1.11 |  |  | 17h30 | 0.31 | 1.09 |  |  | 17h30 | 0.32 | 1.12 |  |  | 17h30 | 0.31 | 1.08 |  |  | 17h30 | 0.24 | 0.93 |  |  | 17h30 | 0.25 | 0.95 |  |  | 17h30 | 0.24 | 0.93 |  |  | 17h30 | 0.19 | 0.8 |  |  | 17h30 | 0.2 | 0.84 |  |  | 17h30 | 0.19 | 0.8 |  |  | 17h30 | 0.24 | 1.07 |  |  | 17h30 | 0.26 | 1.1 |  |  | 17h30 | 0.23 | 1.07 |  |  | 17h30 | 0.21 | 0.83 |  | 17h30 | 0.22 | 0.85 |  | 17h30 | 0.21 | 0.82 |  | 17h30 | 0.21 | 0.8 |  | 17h30 | 0.22 | 0.84 |  | 17h30 | 0.21 | 0.79 |  | 17h30 | 0.17 | 0.7 |  | 17h30 | 0.17 | 0.73 |  | 17h30 | 0.16 | 0.7 |  | 17h30 | 0.13 | 0.62 |  | 17h30 | 0.14 | 0.65 |  | 17h30 | 0.5 | 1.7 |  | 17h30 | 0.12 | 0.81 |  | 17h30 | 0.14 | 0.84 |  | 17h30 | 0.12 | 0.81
18h30 | 0.4 | 1.33 |  |  | 18h30 | 0.4 | 1.34 |  |  | 18h30 | 0.4 | 1.33 |  |  | 18h30 | 0.4 | 1.32 |  |  | 18h30 | 0.41 | 1.35 |  |  | 18h30 | 0.4 | 1.32 |  |  | 18h30 | 0.32 | 1.13 |  |  | 18h30 | 0.33 | 1.15 |  |  | 18h30 | 0.32 | 1.13 |  |  | 18h30 | 0.26 | 0.99 |  |  | 18h30 | 0.27 | 1.02 |  |  | 18h30 | 0.25 | 0.98 |  |  | 18h30 | 0.36 | 1.3 |  |  | 18h30 | 0.37 | 1.32 |  |  | 18h30 | 0.36 | 1.29 |  |  | 18h30 | 0.28 | 1.01 |  | 18h30 | 0.29 | 1.03 |  | 18h30 | 0.28 | 1.01 |  | 18h30 | 0.28 | 0.99 |  | 18h30 | 0.29 | 1.03 |  | 18h30 | 0.28 | 0.99 |  | 18h30 | 0.22 | 0.87 |  | 18h30 | 0.24 | 0.9 |  | 18h30 | 0.22 | 0.86 |  | 18h30 | 0.18 | 0.77 |  | 18h30 | 0.2 | 0.81 |  | 18h30 | 0.51 | 1.72 |  | 18h30 | 0.22 | 1.01 |  | 18h30 | 0.24 | 1.04 |  | 18h30 | 0.22 | 1.01
19h30 | 0.29 | 1.25 |  |  | 19h30 | 0.3 | 1.26 |  |  | 19h30 | 0.29 | 1.25 |  |  | 19h30 | 0.29 | 1.26 |  |  | 19h30 | 0.29 | 1.28 |  |  | 19h30 | 0.28 | 1.26 |  |  | 19h30 | 0.2 | 1.05 |  |  | 19h30 | 0.24 | 1.06 |  |  | 19h30 | 0.2 | 1.05 |  |  | 19h30 | 0.13 | 0.88 |  |  | 19h30 | 0.2 | 0.91 |  |  | 19h30 | 0.13 | 0.88 |  |  | 19h30 | 0.27 | 1.23 |  |  | 19h30 | 0.28 | 1.24 |  |  | 19h30 | 0.27 | 1.23 |  |  | 19h30 | 0.15 | 0.91 |  | 19h30 | 0.21 | 0.92 |  | 19h30 | 0.15 | 0.9 |  | 19h30 | 0.15 | 0.9 |  | 19h30 | 0.21 | 0.92 |  | 19h30 | 0.15 | 0.89 |  | 19h30 | 0.09 | 0.75 |  | 19h30 | 0.16 | 0.78 |  | 19h30 | 0.08 | 0.75 |  | 19h30 | 0.05 | 0.64 |  | 19h30 | 0.14 | 0.69 |  | 19h30 | 0.31 | 1.45 |  | 19h30 | 0.12 | 0.92 |  | 19h30 | 0.17 | 0.94 |  | 19h30 | 0.11 | 0.91
20h30 | 0.17 | 1.12 |  |  | 20h30 | 0.14 | 1.13 |  |  | 20h30 | 0.17 | 1.12 |  |  | 20h30 | 0.16 | 1.13 |  |  | 20h30 | 0.14 | 1.15 |  |  | 20h30 | 0.16 | 1.13 |  |  | 20h30 | 0.12 | 0.91 |  |  | 20h30 | 0.07 | 0.92 |  |  | 20h30 | 0.12 | 0.91 |  |  | 20h30 | 0.06 | 0.72 |  |  | 20h30 | 0.01 | 0.74 |  |  | 20h30 | 0.06 | 0.72 |  |  | 20h30 | 0.13 | 1.1 |  |  | 20h30 | 0.14 | 1.11 |  |  | 20h30 | 0.13 | 1.1 |  |  | 20h30 | 0.08 | 0.74 |  | 20h30 | 0.02 | 0.75 |  | 20h30 | 0.08 | 0.74 |  | 20h30 | 0.08 | 0.74 |  | 20h30 | 0.03 | 0.76 |  | 20h30 | 0.08 | 0.73 |  | 20h30 | 0.03 | 0.59 |  | 20h30 | 0 | 0.61 |  | 20h30 | 0.03 | 0.58 |  | 20h30 | 0 | 0.49 |  | 20h30 | 0 | 0.51 |  | 20h30 | 0.18 | 1.2 |  | 20h30 | 0.02 | 0.76 |  | 20h30 | 0.01 | 0.78 |  | 20h30 | 0.02 | 0.76
21h30 | 0.18 | 1.24 |  |  | 21h30 | 0.16 | 1.24 |  |  | 21h30 | 0.18 | 1.24 |  |  | 21h30 | 0.17 | 1.23 |  |  | 21h30 | 0.16 | 1.25 |  |  | 21h30 | 0.17 | 1.23 |  |  | 21h30 | 0.11 | 1.02 |  |  | 21h30 | 0.07 | 1.02 |  |  | 21h30 | 0.11 | 1.01 |  |  | 21h30 | 0.03 | 0.81 |  |  | 21h30 | 0.01 | 0.83 |  |  | 21h30 | 0.03 | 0.81 |  |  | 21h30 | 0.16 | 1.21 |  |  | 21h30 | 0.16 | 1.22 |  |  | 21h30 | 0.16 | 1.21 |  |  | 21h30 | 0.06 | 0.82 |  | 21h30 | 0.02 | 0.83 |  | 21h30 | 0.06 | 0.82 |  | 21h30 | 0.06 | 0.82 |  | 21h30 | 0.03 | 0.84 |  | 21h30 | 0.06 | 0.82 |  | 21h30 | 0 | 0.66 |  | 21h30 | 0 | 0.68 |  | 21h30 | 0 | 0.66 |  | 21h30 | 0 | 0.56 |  | 21h30 | 0 | 0.58 |  | 21h30 | 0.11 | 1.14 |  | 21h30 | 0.03 | 0.85 |  | 21h30 | 0.01 | 0.86 |  | 21h30 | 0.02 | 0.84
22h30 | 0.18 | 1.27 |  |  | 22h30 | 0.16 | 1.27 |  |  | 22h30 | 0.18 | 1.27 |  |  | 22h30 | 0.17 | 1.25 |  |  | 22h30 | 0.16 | 1.26 |  |  | 22h30 | 0.17 | 1.24 |  |  | 22h30 | 0.11 | 1.04 |  |  | 22h30 | 0.06 | 1.05 |  |  | 22h30 | 0.11 | 1.04 |  |  | 22h30 | 0.03 | 0.82 |  |  | 22h30 | 0 | 0.83 |  |  | 22h30 | 0.03 | 0.82 |  |  | 22h30 | 0.16 | 1.24 |  |  | 22h30 | 0.16 | 1.25 |  |  | 22h30 | 0.16 | 1.24 |  |  | 22h30 | 0.06 | 0.82 |  | 22h30 | 0.01 | 0.83 |  | 22h30 | 0.06 | 0.82 |  | 22h30 | 0.06 | 0.83 |  | 22h30 | 0.01 | 0.85 |  | 22h30 | 0.06 | 0.82 |  | 22h30 | 0 | 0.67 |  | 22h30 | 0 | 0.68 |  | 22h30 | 0 | 0.67 |  | 22h30 | 0 | 0.56 |  | 22h30 | 0 | 0.58 |  | 22h30 | 0.11 | 1.14 |  | 22h30 | 0.03 | 0.86 |  | 22h30 | 0 | 0.87 |  | 22h30 | 0.02 | 0.85
23h30 | 0.15 | 1.22 |  |  | 23h30 | 0.14 | 1.22 |  |  | 23h30 | 0.15 | 1.22 |  |  | 23h30 | 0.13 | 1.18 |  |  | 23h30 | 0.14 | 1.19 |  |  | 23h30 | 0.13 | 1.17 |  |  | 23h30 | 0.05 | 0.99 |  |  | 23h30 | 0.06 | 1 |  |  | 23h30 | 0.05 | 0.99 |  |  | 23h30 | 0 | 0.76 |  |  | 23h30 | 0 | 0.78 |  |  | 23h30 | 0 | 0.76 |  |  | 23h30 | 0.13 | 1.19 |  |  | 23h30 | 0.14 | 1.2 |  |  | 23h30 | 0.13 | 1.19 |  |  | 23h30 | 0 | 0.77 |  | 23h30 | 0.01 | 0.78 |  | 23h30 | 0 | 0.77 |  | 23h30 | 0 | 0.77 |  | 23h30 | 0.01 | 0.79 |  | 23h30 | 0 | 0.77 |  | 23h30 | 0 | 0.62 |  | 23h30 | 0 | 0.63 |  | 23h30 | 0 | 0.61 |  | 23h30 | 0 | 0.5 |  | 23h30 | 0 | 0.52 |  | 23h30 | 0.05 | 1.06 |  | 23h30 | 0 | 0.8 |  | 23h30 | 0 | 0.82 |  | 23h30 | 0 | 0.8
00h30 | 0.15 | 1.04 |  |  | 00h30 | 0 | 0.26 |  |  | 00h30 | 0.15 | 1.05 |  |  | 00h30 | 0.13 | 0.97 |  |  | 00h30 | 0 | 0.25 |  |  | 00h30 | 0.13 | 0.97 |  |  | 00h30 | 0.05 | 0.83 |  |  | 00h30 | 0 | 0.17 |  |  | 00h30 | 0.05 | 0.82 |  |  | 00h30 | 0 | 0.7 |  |  | 00h30 | 0 | 0.09 |  |  | 00h30 | 0 | 0.7 |  |  | 00h30 | 0.13 | 1.01 |  |  | 00h30 | 0.01 | 0.25 |  |  | 00h30 | 0.13 | 1.01 |  |  | 00h30 | 0 | 0.68 |  | 00h30 | 0 | 0.12 |  | 00h30 | 0 | 0.68 |  | 00h30 | 0 | 0.68 |  | 00h30 | 0 | 0.13 |  | 00h30 | 0 | 0.68 |  | 00h30 | 0 | 0.61 |  | 00h30 | 0 | 0.07 |  | 00h30 | 0 | 0.6 |  | 00h30 | 0 | 0.5 |  | 00h30 | 0 | 0.04 |  | 00h30 | 0.05 | 1.06 |  | 00h30 | 0 | 0.7 |  | 00h30 | 0 | 0.13 |  | 00h30 | 0 | 0.7
01h30 | 0 | 0.17 |  |  | 01h30 | 0 | 0 |  |  | 01h30 | 0 | 0.18 |  |  | 01h30 | 0 | 0.12 |  |  | 01h30 | 0 | 0 |  |  | 01h30 | 0 | 0.12 |  |  | 01h30 | 0 | 0.01 |  |  | 01h30 | 0 | 0 |  |  | 01h30 | 0 | 0.01 |  |  | 01h30 | 0 | 0 |  |  | 01h30 | 0 | 0 |  |  | 01h30 | 0 | 0 |  |  | 01h30 | 0 | 0.15 |  |  | 01h30 | 0 | 0 |  |  | 01h30 | 0 | 0.15 |  |  | 01h30 | 0 | 0 |  | 01h30 | 0 | 0 |  | 01h30 | 0 | 0 |  | 01h30 | 0 | 0 |  | 01h30 | 0 | 0 |  | 01h30 | 0 | 0 |  | 01h30 | 0 | 0 |  | 01h30 | 0 | 0 |  | 01h30 | 0 | 0 |  | 01h30 | 0 | 0 |  | 01h30 | 0 | 0 |  | 01h30 | 0 | 0.07 |  | 01h30 | 0 | 0 |  | 01h30 | 0 | 0 |  | 01h30 | 0 | 0
02h30 | 0 | 0.17 |  |  | 02h30 | 0 | 0.12 |  |  | 02h30 | 0 | 0.18 |  |  | 02h30 | 0 | 0.12 |  |  | 02h30 | 0 | 0.08 |  |  | 02h30 | 0 | 0.12 |  |  | 02h30 | 0 | 0.01 |  |  | 02h30 | 0 | 0 |  |  | 02h30 | 0 | 0.01 |  |  | 02h30 | 0 | 0 |  |  | 02h30 | 0 | 0 |  |  | 02h30 | 0 | 0 |  |  | 02h30 | 0 | 0.15 |  |  | 02h30 | 0 | 0.1 |  |  | 02h30 | 0 | 0.15 |  |  | 02h30 | 0 | 0 |  | 02h30 | 0 | 0 |  | 02h30 | 0 | 0 |  | 02h30 | 0 | 0 |  | 02h30 | 0 | 0 |  | 02h30 | 0 | 0 |  | 02h30 | 0 | 0 |  | 02h30 | 0 | 0 |  | 02h30 | 0 | 0 |  | 02h30 | 0 | 0 |  | 02h30 | 0 | 0 |  | 02h30 | 0 | 0.07 |  | 02h30 | 0 | 0 |  | 02h30 | 0 | 0 |  | 02h30 | 0 | 0
03h30 | 0.07 | 0.31 |  |  | 03h30 | 0.06 | 0.26 |  |  | 03h30 | 0.07 | 0.32 |  |  | 03h30 | 0.04 | 0.25 |  |  | 03h30 | 0.04 | 0.2 |  |  | 03h30 | 0.04 | 0.25 |  |  | 03h30 | 0 | 0.11 |  |  | 03h30 | 0 | 0.09 |  |  | 03h30 | 0 | 0.11 |  |  | 03h30 | 0 | 0 |  |  | 03h30 | 0 | 0 |  |  | 03h30 | 0 | 0 |  |  | 03h30 | 0.05 | 0.29 |  |  | 03h30 | 0.04 | 0.24 |  |  | 03h30 | 0.04 | 0.29 |  |  | 03h30 | 0 | 0.04 |  | 03h30 | 0 | 0 |  | 03h30 | 0 | 0.04 |  | 03h30 | 0 | 0.02 |  | 03h30 | 0 | 0 |  | 03h30 | 0 | 0.02 |  | 03h30 | 0 | 0 |  | 03h30 | 0 | 0 |  | 03h30 | 0 | 0 |  | 03h30 | 0 | 0 |  | 03h30 | 0 | 0 |  | 03h30 | 0 | 0.12 |  | 03h30 | 0 | 0.05 |  | 03h30 | 0 | 0 |  | 03h30 | 0 | 0.05
04h30 | 0.1 | 0.32 |  |  | 04h30 | 0.12 | 0.38 |  |  | 04h30 | 0.1 | 0.32 |  |  | 04h30 | 0.08 | 0.26 |  |  | 04h30 | 0.09 | 0.31 |  |  | 04h30 | 0.08 | 0.26 |  |  | 04h30 | 0.01 | 0.17 |  |  | 04h30 | 0.02 | 0.22 |  |  | 04h30 | 0.01 | 0.17 |  |  | 04h30 | 0 | 0 |  |  | 04h30 | 0 | 0.05 |  |  | 04h30 | 0 | 0 |  |  | 04h30 | 0.08 | 0.29 |  |  | 04h30 | 0.1 | 0.35 |  |  | 04h30 | 0.08 | 0.29 |  |  | 04h30 | 0 | 0.04 |  | 04h30 | 0 | 0.02 |  | 04h30 | 0 | 0.04 |  | 04h30 | 0 | 0.02 |  | 04h30 | 0 | 0 |  | 04h30 | 0 | 0.02 |  | 04h30 | 0 | 0 |  | 04h30 | 0 | 0 |  | 04h30 | 0 | 0 |  | 04h30 | 0 | 0 |  | 04h30 | 0 | 0 |  | 04h30 | 0 | 0.12 |  | 04h30 | 0 | 0.05 |  | 04h30 | 0 | 0.04 |  | 04h30 | 0 | 0.05
05h30 | 0.13 | 0.39 |  |  | 05h30 | 0.15 | 0.46 |  |  | 05h30 | 0.13 | 0.38 |  |  | 05h30 | 0.1 | 0.29 |  |  | 05h30 | 0.12 | 0.35 |  |  | 05h30 | 0.1 | 0.29 |  |  | 05h30 | 0.04 | 0.25 |  |  | 05h30 | 0.06 | 0.29 |  |  | 05h30 | 0.04 | 0.25 |  |  | 05h30 | 0 | 0.05 |  |  | 05h30 | 0 | 0.11 |  |  | 05h30 | 0 | 0.05 |  |  | 05h30 | 0.11 | 0.34 |  |  | 05h30 | 0.12 | 0.41 |  |  | 05h30 | 0.11 | 0.34 |  |  | 05h30 | 0 | 0.01 |  | 05h30 | 0 | 0.06 |  | 05h30 | 0 | 0.01 |  | 05h30 | 0 | 0 |  | 05h30 | 0 | 0.04 |  | 05h30 | 0 | 0 |  | 05h30 | 0 | 0 |  | 05h30 | 0 | 0 |  | 05h30 | 0 | 0 |  | 05h30 | 0 | 0 |  | 05h30 | 0 | 0 |  | 05h30 | 0 | 0.18 |  | 05h30 | 0 | 0.03 |  | 05h30 | 0 | 0.08 |  | 05h30 | 0 | 0.03
06h30 | 0.17 | 0.48 |  |  | 06h30 | 0.19 | 0.53 |  |  | 06h30 | 0.17 | 0.47 |  |  | 06h30 | 0.13 | 0.36 |  |  | 06h30 | 0.14 | 0.41 |  |  | 06h30 | 0.13 | 0.36 |  |  | 06h30 | 0.08 | 0.33 |  |  | 06h30 | 0.09 | 0.37 |  |  | 06h30 | 0.08 | 0.33 |  |  | 06h30 | 0.01 | 0.14 |  |  | 06h30 | 0.01 | 0.18 |  |  | 06h30 | 0 | 0.14 |  |  | 06h30 | 0.14 | 0.43 |  |  | 06h30 | 0.15 | 0.48 |  |  | 06h30 | 0.14 | 0.43 |  |  | 06h30 | 0.02 | 0.09 |  | 06h30 | 0.03 | 0.12 |  | 06h30 | 0.02 | 0.09 |  | 06h30 | 0.01 | 0.06 |  | 06h30 | 0.02 | 0.1 |  | 06h30 | 0.01 | 0.06 |  | 06h30 | 0 | 0 |  | 06h30 | 0 | 0 |  | 06h30 | 0 | 0 |  | 06h30 | 0 | 0 |  | 06h30 | 0 | 0 |  | 06h30 | 0.04 | 0.27 |  | 06h30 | 0.02 | 0.1 |  | 06h30 | 0.02 | 0.13 |  | 06h30 | 0.02 | 0.1
07h30 | 0.08 | 0.33 |  |  | 07h30 | 0.1 | 0.36 |  |  | 07h30 | 0.5 | 1.53 |  |  | 07h30 | 0.06 | 0.2 |  |  | 07h30 | 0.08 | 0.24 |  |  | 07h30 | 0.42 | 1.33 |  |  | 07h30 | 0.05 | 0.18 |  |  | 07h30 | 0.06 | 0.22 |  |  | 07h30 | 0.34 | 1.31 |  |  | 07h30 | 0.01 | 0.09 |  |  | 07h30 | 0.01 | 0.12 |  |  | 07h30 | 0.27 | 0.92 |  |  | 07h30 | 0.07 | 0.28 |  |  | 07h30 | 0.08 | 0.31 |  |  | 07h30 | 0.43 | 1.46 |  |  | 07h30 | 0.02 | 0.07 |  | 07h30 | 0.03 | 0.07 |  | 07h30 | 0.22 | 0.67 |  | 07h30 | 0.01 | 0.06 |  | 07h30 | 0.02 | 0.06 |  | 07h30 | 0.24 | 0.79 |  | 07h30 | 0 | 0 |  | 07h30 | 0 | 0 |  | 07h30 | 0.21 | 0.82 |  | 07h30 | 0 | 0 |  | 07h30 | 0 | 0 |  | 07h30 | 0.28 | 0.94 |  | 07h30 | 0.02 | 0.07 |  | 07h30 | 0.02 | 0.08 |  | 07h30 | 0.23 | 0.69
08h30 | 0.37 | 1.33 |  |  | 08h30 | 0.39 | 1.36 |  |  | 08h30 | 0.65 | 2.09 |  |  | 08h30 | 0.34 | 1.15 |  |  | 08h30 | 0.36 | 1.19 |  |  | 08h30 | 0.58 | 1.89 |  |  | 08h30 | 0.32 | 1.15 |  |  | 08h30 | 0.33 | 1.19 |  |  | 08h30 | 0.51 | 1.88 |  |  | 08h30 | 0.23 | 0.95 |  |  | 08h30 | 0.24 | 1.01 |  |  | 08h30 | 0.4 | 1.49 |  |  | 08h30 | 0.34 | 1.26 |  |  | 08h30 | 0.36 | 1.3 |  |  | 08h30 | 0.58 | 2.01 |  |  | 08h30 | 0.26 | 0.94 |  | 08h30 | 0.27 | 0.95 |  | 08h30 | 0.38 | 1.28 |  | 08h30 | 0.24 | 0.88 |  | 08h30 | 0.25 | 0.91 |  | 08h30 | 0.38 | 1.33 |  | 08h30 | 0.17 | 0.74 |  | 08h30 | 0.18 | 0.77 |  | 08h30 | 0.31 | 1.29 |  | 08h30 | 0.11 | 0.61 |  | 08h30 | 0.12 | 0.64 |  | 08h30 | 0.42 | 1.54 |  | 08h30 | 0.25 | 0.93 |  | 08h30 | 0.26 | 0.96 |  | 08h30 | 0.38 | 1.3
09h30 | 0.78 | 2.28 |  |  | 09h30 | 0.79 | 2.3 |  |  | 09h30 | 0.74 | 2.2 |  |  | 09h30 | 0.73 | 2.09 |  |  | 09h30 | 0.74 | 2.12 |  |  | 09h30 | 0.69 | 2.07 |  |  | 09h30 | 0.69 | 2.1 |  |  | 09h30 | 0.7 | 2.13 |  |  | 09h30 | 0.65 | 2.07 |  |  | 09h30 | 0.55 | 1.83 |  |  | 09h30 | 0.56 | 1.89 |  |  | 09h30 | 0.52 | 1.9 |  |  | 09h30 | 0.69 | 2.21 |  |  | 09h30 | 0.7 | 2.23 |  |  | 09h30 | 0.66 | 2.15 |  |  | 09h30 | 0.6 | 1.81 |  | 09h30 | 0.63 | 1.82 |  | 09h30 | 0.6 | 1.92 |  | 09h30 | 0.56 | 1.7 |  | 09h30 | 0.58 | 1.77 |  | 09h30 | 0.55 | 1.78 |  | 09h30 | 0.47 | 1.54 |  | 09h30 | 0.48 | 1.59 |  | 09h30 | 0.45 | 1.59 |  | 09h30 | 0.36 | 1.31 |  | 09h30 | 0.38 | 1.37 |  | 09h30 | 0.61 | 2.17 |  | 09h30 | 0.55 | 1.8 |  | 09h30 | 0.57 | 1.83 |  | 09h30 | 0.54 | 1.93
10h30 | 0.83 | 2.34 |  |  | 10h30 | 0.83 | 2.35 |  |  | 10h30 | 0.66 | 1.95 |  |  | 10h30 | 0.76 | 2.2 |  |  | 10h30 | 0.76 | 2.21 |  |  | 10h30 | 0.62 | 1.82 |  |  | 10h30 | 0.71 | 2.21 |  |  | 10h30 | 0.71 | 2.21 |  |  | 10h30 | 0.58 | 1.79 |  |  | 10h30 | 0.6 | 1.96 |  |  | 10h30 | 0.61 | 1.97 |  |  | 10h30 | 0.49 | 1.63 |  |  | 10h30 | 0.64 | 2.28 |  |  | 10h30 | 0.65 | 2.29 |  |  | 10h30 | 0.5 | 1.89 |  |  | 10h30 | 0.63 | 1.88 |  | 10h30 | 0.64 | 1.92 |  | 10h30 | 0.55 | 1.67 |  | 10h30 | 0.61 | 1.81 |  | 10h30 | 0.61 | 1.84 |  | 10h30 | 0.51 | 1.56 |  | 10h30 | 0.53 | 1.73 |  | 10h30 | 0.54 | 1.77 |  | 10h30 | 0.44 | 1.44 |  | 10h30 | 0.44 | 1.54 |  | 10h30 | 0.45 | 1.58 |  | 10h30 | 0.62 | 2.05 |  | 10h30 | 0.5 | 1.89 |  | 10h30 | 0.5 | 1.93 |  | 10h30 | 0.41 | 1.67
11h30 | 0.56 | 1.69 |  |  | 11h30 | 0.56 | 1.69 |  |  | 11h30 | 0.48 | 1.51 |  |  | 11h30 | 0.51 | 1.56 |  |  | 11h30 | 0.51 | 1.57 |  |  | 11h30 | 0.44 | 1.38 |  |  | 11h30 | 0.46 | 1.54 |  |  | 11h30 | 0.46 | 1.54 |  |  | 11h30 | 0.39 | 1.33 |  |  | 11h30 | 0.39 | 1.37 |  |  | 11h30 | 0.39 | 1.37 |  |  | 11h30 | 0.32 | 1.19 |  |  | 11h30 | 0.32 | 1.63 |  |  | 11h30 | 0.32 | 1.63 |  |  | 11h30 | 0.26 | 1.45 |  |  | 11h30 | 0.43 | 1.35 |  | 11h30 | 0.43 | 1.37 |  | 11h30 | 0.38 | 1.24 |  | 11h30 | 0.4 | 1.29 |  | 11h30 | 0.41 | 1.31 |  | 11h30 | 0.35 | 1.15 |  | 11h30 | 0.35 | 1.23 |  | 11h30 | 0.35 | 1.25 |  | 11h30 | 0.3 | 1.06 |  | 11h30 | 0.28 | 1.08 |  | 11h30 | 0.29 | 1.11 |  | 11h30 | 0.54 | 1.81 |  | 11h30 | 0.23 | 1.35 |  | 11h30 | 0.23 | 1.37 |  | 11h30 | 0.18 | 1.23
12h30 | 0.39 | 1.27 |  |  | 12h30 | 0.39 | 1.27 |  |  | 12h30 | 0.36 | 1.19 |  |  | 12h30 | 0.35 | 1.16 |  |  | 12h30 | 0.35 | 1.17 |  |  | 12h30 | 0.32 | 1.07 |  |  | 12h30 | 0.3 | 1.11 |  |  | 12h30 | 0.3 | 1.11 |  |  | 12h30 | 0.27 | 1 |  |  | 12h30 | 0.25 | 0.98 |  |  | 12h30 | 0.25 | 0.98 |  |  | 12h30 | 0.23 | 0.88 |  |  | 12h30 | 0.17 | 1.21 |  |  | 12h30 | 0.17 | 1.22 |  |  | 12h30 | 0.19 | 1.12 |  |  | 12h30 | 0.29 | 0.99 |  | 12h30 | 0.29 | 1.01 |  | 12h30 | 0.26 | 0.93 |  | 12h30 | 0.27 | 0.93 |  | 12h30 | 0.27 | 0.95 |  | 12h30 | 0.24 | 0.85 |  | 12h30 | 0.22 | 0.88 |  | 12h30 | 0.23 | 0.89 |  | 12h30 | 0.21 | 0.78 |  | 12h30 | 0.17 | 0.77 |  | 12h30 | 0.18 | 0.79 |  | 12h30 | 0.49 | 1.63 |  | 12h30 | 0.09 | 0.97 |  | 12h30 | 0.1 | 0.99 |  | 12h30 | 0.15 | 0.91
13h30 | 0.31 | 1.06 |  |  | 13h30 | 0.31 | 1.06 |  |  | 13h30 | 0.29 | 1.01 |  |  | 13h30 | 0.28 | 0.96 |  |  | 13h30 | 0.28 | 0.97 |  |  | 13h30 | 0.26 | 0.91 |  |  | 13h30 | 0.23 | 0.89 |  |  | 13h30 | 0.23 | 0.89 |  |  | 13h30 | 0.21 | 0.83 |  |  | 13h30 | 0.18 | 0.78 |  |  | 13h30 | 0.18 | 0.78 |  |  | 13h30 | 0.17 | 0.72 |  |  | 13h30 | 0.14 | 1 |  |  | 13h30 | 0.14 | 1 |  |  | 13h30 | 0.13 | 0.95 |  |  | 13h30 | 0.22 | 0.8 |  | 13h30 | 0.22 | 0.81 |  | 13h30 | 0.2 | 0.76 |  | 13h30 | 0.2 | 0.74 |  | 13h30 | 0.2 | 0.76 |  | 13h30 | 0.18 | 0.69 |  | 13h30 | 0.16 | 0.69 |  | 13h30 | 0.16 | 0.7 |  | 13h30 | 0.15 | 0.62 |  | 13h30 | 0.12 | 0.59 |  | 13h30 | 0.12 | 0.61 |  | 13h30 | 0.44 | 1.5 |  | 13h30 | 0.06 | 0.77 |  | 13h30 | 0.06 | 0.78 |  | 13h30 | 0.06 | 0.73
14h30 | 0.26 | 0.91 |  |  | 14h30 | 0.26 | 0.92 |  |  | 14h30 | 0.26 | 0.94 |  |  | 14h30 | 0.23 | 0.83 |  |  | 14h30 | 0.23 | 0.84 |  |  | 14h30 | 0.23 | 0.85 |  |  | 14h30 | 0.18 | 0.74 |  |  | 14h30 | 0.18 | 0.74 |  |  | 14h30 | 0.19 | 0.73 |  |  | 14h30 | 0.14 | 0.65 |  |  | 14h30 | 0.14 | 0.65 |  |  | 14h30 | 0.17 | 0.64 |  |  | 14h30 | 0.11 | 0.86 |  |  | 14h30 | 0.11 | 0.86 |  |  | 14h30 | 0.13 | 0.89 |  |  | 14h30 | 0.17 | 0.68 |  | 14h30 | 0.17 | 0.68 |  | 14h30 | 0.19 | 0.65 |  | 14h30 | 0.16 | 0.62 |  | 14h30 | 0.16 | 0.63 |  | 14h30 | 0.18 | 0.61 |  | 14h30 | 0.12 | 0.56 |  | 14h30 | 0.12 | 0.57 |  | 14h30 | 0.15 | 0.59 |  | 14h30 | 0.08 | 0.48 |  | 14h30 | 0.09 | 0.49 |  | 14h30 | 0.41 | 1.39 |  | 14h30 | 0.04 | 0.64 |  | 14h30 | 0.04 | 0.65 |  | 14h30 | 0.06 | 0.64
15h30 | 0.24 | 0.88 |  |  | 15h30 | 0.24 | 0.88 |  |  | 15h30 | 0.24 | 0.88 |  |  | 15h30 | 0.22 | 0.81 |  |  | 15h30 | 0.22 | 0.81 |  |  | 15h30 | 0.22 | 0.81 |  |  | 15h30 | 0.16 | 0.69 |  |  | 15h30 | 0.16 | 0.7 |  |  | 15h30 | 0.17 | 0.69 |  |  | 15h30 | 0.13 | 0.61 |  |  | 15h30 | 0.13 | 0.61 |  |  | 15h30 | 0.13 | 0.59 |  |  | 15h30 | 0.11 | 0.82 |  |  | 15h30 | 0.11 | 0.82 |  |  | 15h30 | 0.11 | 0.83 |  |  | 15h30 | 0.16 | 0.64 |  | 15h30 | 0.16 | 0.65 |  | 15h30 | 0.17 | 0.62 |  | 15h30 | 0.14 | 0.59 |  | 15h30 | 0.15 | 0.6 |  | 15h30 | 0.15 | 0.58 |  | 15h30 | 0.1 | 0.53 |  | 15h30 | 0.11 | 0.53 |  | 15h30 | 0.11 | 0.52 |  | 15h30 | 0.07 | 0.45 |  | 15h30 | 0.08 | 0.46 |  | 15h30 | 0.38 | 1.29 |  | 15h30 | 0.04 | 0.61 |  | 15h30 | 0.04 | 0.62 |  | 15h30 | 0.04 | 0.6
16h30 | 0.27 | 0.95 |  |  | 16h30 | 0.27 | 0.95 |  |  | 16h30 | 0.26 | 0.93 |  |  | 16h30 | 0.25 | 0.91 |  |  | 16h30 | 0.25 | 0.91 |  |  | 16h30 | 0.25 | 0.88 |  |  | 16h30 | 0.19 | 0.76 |  |  | 16h30 | 0.19 | 0.76 |  |  | 16h30 | 0.18 | 0.74 |  |  | 16h30 | 0.15 | 0.67 |  |  | 16h30 | 0.15 | 0.67 |  |  | 16h30 | 0.14 | 0.64 |  |  | 16h30 | 0.14 | 0.9 |  |  | 16h30 | 0.14 | 0.9 |  |  | 16h30 | 0.12 | 0.87 |  |  | 16h30 | 0.18 | 0.71 |  | 16h30 | 0.18 | 0.71 |  | 16h30 | 0.17 | 0.69 |  | 16h30 | 0.17 | 0.67 |  | 16h30 | 0.17 | 0.68 |  | 16h30 | 0.16 | 0.65 |  | 16h30 | 0.13 | 0.58 |  | 16h30 | 0.13 | 0.59 |  | 16h30 | 0.11 | 0.55 |  | 16h30 | 0.09 | 0.5 |  | 16h30 | 0.1 | 0.51 |  | 16h30 | 0.36 | 1.22 |  | 16h30 | 0.06 | 0.69 |  | 16h30 | 0.06 | 0.69 |  | 16h30 | 0.05 | 0.66
17h30 | 0.34 | 1.11 |  |  | 17h30 | 0.34 | 1.11 |  |  | 17h30 | 0.33 | 1.09 |  |  | 17h30 | 0.32 | 1.09 |  |  | 17h30 | 0.32 | 1.1 |  |  | 17h30 | 0.31 | 1.07 |  |  | 17h30 | 0.25 | 0.91 |  |  | 17h30 | 0.25 | 0.91 |  |  | 17h30 | 0.24 | 0.89 |  |  | 17h30 | 0.2 | 0.81 |  |  | 17h30 | 0.21 | 0.81 |  |  | 17h30 | 0.19 | 0.78 |  |  | 17h30 | 0.23 | 1.07 |  |  | 17h30 | 0.23 | 1.07 |  |  | 17h30 | 0.21 | 1.04 |  |  | 17h30 | 0.24 | 0.85 |  | 17h30 | 0.24 | 0.86 |  | 17h30 | 0.23 | 0.84 |  | 17h30 | 0.23 | 0.82 |  | 17h30 | 0.23 | 0.83 |  | 17h30 | 0.21 | 0.8 |  | 17h30 | 0.18 | 0.72 |  | 17h30 | 0.18 | 0.72 |  | 17h30 | 0.16 | 0.68 |  | 17h30 | 0.14 | 0.63 |  | 17h30 | 0.14 | 0.64 |  | 17h30 | 0.35 | 1.21 |  | 17h30 | 0.12 | 0.84 |  | 17h30 | 0.13 | 0.84 |  | 17h30 | 0.12 | 0.82
18h30 | 0.42 | 1.32 |  |  | 18h30 | 0.42 | 1.32 |  |  | 18h30 | 0.41 | 1.31 |  |  | 18h30 | 0.41 | 1.33 |  |  | 18h30 | 0.41 | 1.34 |  |  | 18h30 | 0.4 | 1.32 |  |  | 18h30 | 0.33 | 1.11 |  |  | 18h30 | 0.33 | 1.11 |  |  | 18h30 | 0.32 | 1.1 |  |  | 18h30 | 0.27 | 0.98 |  |  | 18h30 | 0.27 | 0.98 |  |  | 18h30 | 0.26 | 0.96 |  |  | 18h30 | 0.35 | 1.28 |  |  | 18h30 | 0.35 | 1.28 |  |  | 18h30 | 0.34 | 1.26 |  |  | 18h30 | 0.3 | 1.03 |  | 18h30 | 0.31 | 1.04 |  | 18h30 | 0.3 | 1.02 |  | 18h30 | 0.3 | 1.02 |  | 18h30 | 0.3 | 1.02 |  | 18h30 | 0.29 | 1 |  | 18h30 | 0.24 | 0.89 |  | 18h30 | 0.24 | 0.89 |  | 18h30 | 0.23 | 0.86 |  | 18h30 | 0.2 | 0.79 |  | 18h30 | 0.2 | 0.8 |  | 18h30 | 0.35 | 1.22 |  | 18h30 | 0.22 | 1.03 |  | 18h30 | 0.22 | 1.03 |  | 18h30 | 0.21 | 1.01
19h30 | 0.3 | 1.25 |  |  | 19h30 | 0.31 | 1.25 |  |  | 19h30 | 0.3 | 1.24 |  |  | 19h30 | 0.29 | 1.28 |  |  | 19h30 | 0.3 | 1.28 |  |  | 19h30 | 0.29 | 1.27 |  |  | 19h30 | 0.24 | 1.03 |  |  | 19h30 | 0.25 | 1.03 |  |  | 19h30 | 0.2 | 1.02 |  |  | 19h30 | 0.19 | 0.87 |  |  | 19h30 | 0.19 | 0.88 |  |  | 19h30 | 0.13 | 0.86 |  |  | 19h30 | 0.27 | 1.22 |  |  | 19h30 | 0.27 | 1.22 |  |  | 19h30 | 0.26 | 1.2 |  |  | 19h30 | 0.2 | 0.93 |  | 19h30 | 0.19 | 0.93 |  | 19h30 | 0.17 | 0.92 |  | 19h30 | 0.19 | 0.92 |  | 19h30 | 0.19 | 0.92 |  | 19h30 | 0.16 | 0.91 |  | 19h30 | 0.15 | 0.77 |  | 19h30 | 0.16 | 0.77 |  | 19h30 | 0.09 | 0.75 |  | 19h30 | 0.12 | 0.67 |  | 19h30 | 0.13 | 0.68 |  | 19h30 | 0.15 | 0.95 |  | 19h30 | 0.16 | 0.93 |  | 19h30 | 0.16 | 0.93 |  | 19h30 | 0.11 | 0.92
20h30 | 0.15 | 1.14 |  |  | 20h30 | 0.16 | 1.14 |  |  | 20h30 | 0.19 | 1.13 |  |  | 20h30 | 0.14 | 1.16 |  |  | 20h30 | 0.15 | 1.17 |  |  | 20h30 | 0.17 | 1.16 |  |  | 20h30 | 0.07 | 0.91 |  |  | 20h30 | 0.08 | 0.91 |  |  | 20h30 | 0.11 | 0.9 |  |  | 20h30 | 0.01 | 0.73 |  |  | 20h30 | 0.01 | 0.73 |  |  | 20h30 | 0.06 | 0.71 |  |  | 20h30 | 0.13 | 1.11 |  |  | 20h30 | 0.13 | 1.11 |  |  | 20h30 | 0.13 | 1.1 |  |  | 20h30 | 0.02 | 0.77 |  | 20h30 | 0.02 | 0.77 |  | 20h30 | 0.09 | 0.76 |  | 20h30 | 0.02 | 0.77 |  | 20h30 | 0.02 | 0.78 |  | 20h30 | 0.08 | 0.76 |  | 20h30 | 0 | 0.61 |  | 20h30 | 0 | 0.61 |  | 20h30 | 0.03 | 0.6 |  | 20h30 | 0 | 0.5 |  | 20h30 | 0 | 0.51 |  | 20h30 | 0.08 | 0.73 |  | 20h30 | 0 | 0.78 |  | 20h30 | 0 | 0.79 |  | 20h30 | 0.01 | 0.77
21h30 | 0.17 | 1.25 |  |  | 21h30 | 0.17 | 1.25 |  |  | 21h30 | 0.19 | 1.25 |  |  | 21h30 | 0.16 | 1.27 |  |  | 21h30 | 0.16 | 1.27 |  |  | 21h30 | 0.18 | 1.26 |  |  | 21h30 | 0.07 | 1.02 |  |  | 21h30 | 0.08 | 1.02 |  |  | 21h30 | 0.1 | 1.02 |  |  | 21h30 | 0.01 | 0.81 |  |  | 21h30 | 0.01 | 0.81 |  |  | 21h30 | 0.03 | 0.8 |  |  | 21h30 | 0.16 | 1.22 |  |  | 21h30 | 0.16 | 1.22 |  |  | 21h30 | 0.16 | 1.22 |  |  | 21h30 | 0.02 | 0.84 |  | 21h30 | 0.02 | 0.84 |  | 21h30 | 0.06 | 0.84 |  | 21h30 | 0.02 | 0.85 |  | 21h30 | 0.02 | 0.86 |  | 21h30 | 0.06 | 0.84 |  | 21h30 | 0 | 0.68 |  | 21h30 | 0 | 0.68 |  | 21h30 | 0 | 0.67 |  | 21h30 | 0 | 0.57 |  | 21h30 | 0 | 0.57 |  | 21h30 | 0 | 0.7 |  | 21h30 | 0 | 0.86 |  | 21h30 | 0 | 0.87 |  | 21h30 | 0.02 | 0.86
22h30 | 0.18 | 1.31 |  |  | 22h30 | 0.18 | 1.31 |  |  | 22h30 | 0.19 | 1.31 |  |  | 22h30 | 0.17 | 1.3 |  |  | 22h30 | 0.17 | 1.31 |  |  | 22h30 | 0.18 | 1.3 |  |  | 22h30 | 0.07 | 1.07 |  |  | 22h30 | 0.07 | 1.07 |  |  | 22h30 | 0.1 | 1.07 |  |  | 22h30 | 0 | 0.84 |  |  | 22h30 | 0 | 0.84 |  |  | 22h30 | 0.03 | 0.84 |  |  | 22h30 | 0.17 | 1.28 |  |  | 22h30 | 0.17 | 1.28 |  |  | 22h30 | 0.17 | 1.27 |  |  | 22h30 | 0.02 | 0.87 |  | 22h30 | 0.02 | 0.87 |  | 22h30 | 0.06 | 0.86 |  | 22h30 | 0.02 | 0.88 |  | 22h30 | 0.02 | 0.88 |  | 22h30 | 0.06 | 0.87 |  | 22h30 | 0 | 0.7 |  | 22h30 | 0 | 0.7 |  | 22h30 | 0 | 0.69 |  | 22h30 | 0 | 0.59 |  | 22h30 | 0 | 0.59 |  | 22h30 | 0 | 0.7 |  | 22h30 | 0.01 | 0.89 |  | 22h30 | 0.01 | 0.9 |  | 22h30 | 0.02 | 0.89
23h30 | 0.18 | 1.34 |  |  | 23h30 | 0.18 | 1.34 |  |  | 23h30 | 0.18 | 1.33 |  |  | 23h30 | 0.16 | 1.31 |  |  | 23h30 | 0.16 | 1.31 |  |  | 23h30 | 0.17 | 1.3 |  |  | 23h30 | 0.07 | 1.1 |  |  | 23h30 | 0.07 | 1.1 |  |  | 23h30 | 0.08 | 1.09 |  |  | 23h30 | 0 | 0.85 |  |  | 23h30 | 0 | 0.86 |  |  | 23h30 | 0 | 0.85 |  |  | 23h30 | 0.17 | 1.3 |  |  | 23h30 | 0.17 | 1.3 |  |  | 23h30 | 0.17 | 1.3 |  |  | 23h30 | 0.02 | 0.87 |  | 23h30 | 0.02 | 0.87 |  | 23h30 | 0.02 | 0.86 |  | 23h30 | 0.02 | 0.87 |  | 23h30 | 0.02 | 0.88 |  | 23h30 | 0.02 | 0.87 |  | 23h30 | 0 | 0.7 |  | 23h30 | 0 | 0.7 |  | 23h30 | 0 | 0.69 |  | 23h30 | 0 | 0.58 |  | 23h30 | 0 | 0.59 |  | 23h30 | 0 | 0.66 |  | 23h30 | 0.01 | 0.9 |  | 23h30 | 0.01 | 0.9 |  | 23h30 | 0.01 | 0.89
00h30 | 0.02 | 0.51 |  |  | 00h30 | 0.02 | 0.31 |  |  | 00h30 | 0.18 | 1.12 |  |  | 00h30 | 0.02 | 0.45 |  |  | 00h30 | 0.01 | 0.31 |  |  | 00h30 | 0.17 | 1.06 |  |  | 00h30 | 0 | 0.28 |  |  | 00h30 | 0 | 0.23 |  |  | 00h30 | 0.08 | 0.9 |  |  | 00h30 | 0 | 0.17 |  |  | 00h30 | 0 | 0.17 |  |  | 00h30 | 0 | 0.72 |  |  | 00h30 | 0.03 | 0.47 |  |  | 00h30 | 0.03 | 0.3 |  |  | 00h30 | 0.14 | 1.08 |  |  | 00h30 | 0 | 0.23 |  | 00h30 | 0 | 0.2 |  | 00h30 | 0.02 | 0.73 |  | 00h30 | 0 | 0.22 |  | 00h30 | 0 | 0.24 |  | 00h30 | 0.02 | 0.72 |  | 00h30 | 0 | 0.15 |  | 00h30 | 0 | 0.15 |  | 00h30 | 0 | 0.62 |  | 00h30 | 0 | 0.12 |  | 00h30 | 0 | 0.11 |  | 00h30 | 0 | 0.66 |  | 00h30 | 0 | 0.23 |  | 00h30 | 0 | 0.21 |  | 00h30 | 0.01 | 0.74
01h30 | 0 | 0.1 |  |  | 01h30 | 0 | 0 |  |  | 01h30 | 0.06 | 0.34 |  |  | 01h30 | 0 | 0.03 |  |  | 01h30 | 0 | 0 |  |  | 01h30 | 0.05 | 0.29 |  |  | 01h30 | 0 | 0 |  |  | 01h30 | 0 | 0 |  |  | 01h30 | 0 | 0.17 |  |  | 01h30 | 0 | 0 |  |  | 01h30 | 0 | 0 |  |  | 01h30 | 0 | 0.04 |  |  | 01h30 | 0 | 0.07 |  |  | 01h30 | 0 | 0 |  |  | 01h30 | 0.04 | 0.31 |  |  | 01h30 | 0 | 0 |  | 01h30 | 0 | 0 |  | 01h30 | 0 | 0 |  | 01h30 | 0 | 0 |  | 01h30 | 0 | 0 |  | 01h30 | 0 | 0 |  | 01h30 | 0 | 0 |  | 01h30 | 0 | 0 |  | 01h30 | 0 | 0 |  | 01h30 | 0 | 0 |  | 01h30 | 0 | 0 |  | 01h30 | 0 | 0 |  | 01h30 | 0 | 0 |  | 01h30 | 0 | 0 |  | 01h30 | 0 | 0.01
02h30 | 0.03 | 0.22 |  |  | 02h30 | 0.04 | 0.24 |  |  | 02h30 | 0.06 | 0.34 |  |  | 02h30 | 0.01 | 0.15 |  |  | 02h30 | 0.01 | 0.18 |  |  | 02h30 | 0.05 | 0.29 |  |  | 02h30 | 0 | 0.06 |  |  | 02h30 | 0 | 0.08 |  |  | 02h30 | 0 | 0.17 |  |  | 02h30 | 0 | 0 |  |  | 02h30 | 0 | 0 |  |  | 02h30 | 0 | 0.04 |  |  | 02h30 | 0.01 | 0.19 |  |  | 02h30 | 0.01 | 0.21 |  |  | 02h30 | 0.04 | 0.31 |  |  | 02h30 | 0 | 0 |  | 02h30 | 0 | 0 |  | 02h30 | 0 | 0 |  | 02h30 | 0 | 0 |  | 02h30 | 0 | 0 |  | 02h30 | 0 | 0 |  | 02h30 | 0 | 0 |  | 02h30 | 0 | 0 |  | 02h30 | 0 | 0 |  | 02h30 | 0 | 0 |  | 02h30 | 0 | 0 |  | 02h30 | 0 | 0 |  | 02h30 | 0 | 0 |  | 02h30 | 0 | 0 |  | 02h30 | 0 | 0.01
03h30 | 0.09 | 0.34 |  |  | 03h30 | 0.09 | 0.36 |  |  | 03h30 | 0.09 | 0.39 |  |  | 03h30 | 0.06 | 0.27 |  |  | 03h30 | 0.06 | 0.29 |  |  | 03h30 | 0.06 | 0.31 |  |  | 03h30 | 0 | 0.17 |  |  | 03h30 | 0 | 0.17 |  |  | 03h30 | 0 | 0.19 |  |  | 03h30 | 0 | 0 |  |  | 03h30 | 0 | 0 |  |  | 03h30 | 0 | 0 |  |  | 03h30 | 0.06 | 0.3 |  |  | 03h30 | 0.06 | 0.32 |  |  | 03h30 | 0.06 | 0.35 |  |  | 03h30 | 0 | 0 |  | 03h30 | 0 | 0 |  | 03h30 | 0 | 0.02 |  | 03h30 | 0 | 0 |  | 03h30 | 0 | 0 |  | 03h30 | 0 | 0 |  | 03h30 | 0 | 0 |  | 03h30 | 0 | 0 |  | 03h30 | 0 | 0 |  | 03h30 | 0 | 0 |  | 03h30 | 0 | 0 |  | 03h30 | 0 | 0 |  | 03h30 | 0 | 0 |  | 03h30 | 0 | 0 |  | 03h30 | 0 | 0.04
04h30 | 0.14 | 0.43 |  |  | 04h30 | 0.14 | 0.46 |  |  | 04h30 | 0.11 | 0.39 |  |  | 04h30 | 0.1 | 0.34 |  |  | 04h30 | 0.1 | 0.36 |  |  | 04h30 | 0.08 | 0.31 |  |  | 04h30 | 0.04 | 0.28 |  |  | 04h30 | 0.04 | 0.28 |  |  | 04h30 | 0.02 | 0.2 |  |  | 04h30 | 0 | 0.07 |  |  | 04h30 | 0 | 0.07 |  |  | 04h30 | 0 | 0.02 |  |  | 04h30 | 0.11 | 0.39 |  |  | 04h30 | 0.11 | 0.41 |  |  | 04h30 | 0.09 | 0.35 |  |  | 04h30 | 0 | 0.04 |  | 04h30 | 0 | 0.04 |  | 04h30 | 0 | 0.02 |  | 04h30 | 0 | 0.02 |  | 04h30 | 0 | 0.03 |  | 04h30 | 0 | 0 |  | 04h30 | 0 | 0 |  | 04h30 | 0 | 0 |  | 04h30 | 0 | 0 |  | 04h30 | 0 | 0 |  | 04h30 | 0 | 0 |  | 04h30 | 0 | 0 |  | 04h30 | 0 | 0.06 |  | 04h30 | 0 | 0.06 |  | 04h30 | 0 | 0.04
05h30 | 0.18 | 0.53 |  |  | 05h30 | 0.18 | 0.54 |  |  | 05h30 | 0.15 | 0.45 |  |  | 05h30 | 0.13 | 0.41 |  |  | 05h30 | 0.13 | 0.41 |  |  | 05h30 | 0.11 | 0.35 |  |  | 05h30 | 0.08 | 0.36 |  |  | 05h30 | 0.08 | 0.36 |  |  | 05h30 | 0.06 | 0.28 |  |  | 05h30 | 0 | 0.15 |  |  | 05h30 | 0 | 0.15 |  |  | 05h30 | 0 | 0.1 |  |  | 05h30 | 0.14 | 0.47 |  |  | 05h30 | 0.14 | 0.49 |  |  | 05h30 | 0.12 | 0.41 |  |  | 05h30 | 0.01 | 0.1 |  | 05h30 | 0.01 | 0.1 |  | 05h30 | 0.01 | 0.07 |  | 05h30 | 0 | 0.08 |  | 05h30 | 0 | 0.08 |  | 05h30 | 0 | 0.04 |  | 05h30 | 0 | 0 |  | 05h30 | 0 | 0 |  | 05h30 | 0 | 0 |  | 05h30 | 0 | 0 |  | 05h30 | 0 | 0 |  | 05h30 | 0 | 0 |  | 05h30 | 0.01 | 0.12 |  | 05h30 | 0.01 | 0.12 |  | 05h30 | 0 | 0.08
06h30 | 0.22 | 0.61 |  |  | 06h30 | 0.22 | 0.62 |  |  | 06h30 | 0.2 | 0.55 |  |  | 06h30 | 0.17 | 0.48 |  |  | 06h30 | 0.17 | 0.48 |  |  | 06h30 | 0.15 | 0.42 |  |  | 06h30 | 0.12 | 0.45 |  |  | 06h30 | 0.12 | 0.45 |  |  | 06h30 | 0.1 | 0.4 |  |  | 06h30 | 0.02 | 0.23 |  |  | 06h30 | 0.02 | 0.23 |  |  | 06h30 | 0.02 | 0.2 |  |  | 06h30 | 0.17 | 0.55 |  |  | 06h30 | 0.18 | 0.56 |  |  | 06h30 | 0.16 | 0.5 |  |  | 06h30 | 0.04 | 0.16 |  | 06h30 | 0.05 | 0.16 |  | 06h30 | 0.04 | 0.14 |  | 06h30 | 0.03 | 0.14 |  | 06h30 | 0.03 | 0.14 |  | 06h30 | 0.02 | 0.12 |  | 06h30 | 0 | 0.04 |  | 06h30 | 0 | 0.04 |  | 06h30 | 0 | 0.02 |  | 06h30 | 0 | 0 |  | 06h30 | 0 | 0 |  | 06h30 | 0 | 0.06 |  | 06h30 | 0.04 | 0.18 |  | 06h30 | 0.04 | 0.18 |  | 06h30 | 0.03 | 0.15
07h30 | 0.54 | 1.66 |  |  | 07h30 | 0.54 | 1.66 |  |  | 07h30 | 0.52 | 1.61 |  |  | 07h30 | 0.47 | 1.47 |  |  | 07h30 | 0.47 | 1.48 |  |  | 07h30 | 0.44 | 1.4 |  |  | 07h30 | 0.4 | 1.47 |  |  | 07h30 | 0.4 | 1.47 |  |  | 07h30 | 0.37 | 1.41 |  |  | 07h30 | 0.27 | 1.04 |  |  | 07h30 | 0.27 | 1.04 |  |  | 07h30 | 0.27 | 0.98 |  |  | 07h30 | 0.47 | 1.58 |  |  | 07h30 | 0.48 | 1.59 |  |  | 07h30 | 0.46 | 1.53 |  |  | 07h30 | 0.2 | 0.98 |  | 07h30 | 0.2 | 0.98 |  | 07h30 | 0.19 | 0.91 |  | 07h30 | 0.18 | 0.87 |  | 07h30 | 0.19 | 0.87 |  | 07h30 | 0.21 | 0.82 |  | 07h30 | 0.22 | 0.8 |  | 07h30 | 0.23 | 0.8 |  | 07h30 | 0.22 | 0.83 |  | 07h30 | 0.18 | 0.79 |  | 07h30 | 0.19 | 0.79 |  | 07h30 | 0.24 | 0.92 |  | 07h30 | 0.2 | 1 |  | 07h30 | 0.19 | 1 |  | 07h30 | 0.2 | 0.93
08h30 | 0.67 | 2.14 |  |  | 08h30 | 0.67 | 2.15 |  |  | 08h30 | 0.66 | 2.11 |  |  | 08h30 | 0.59 | 1.95 |  |  | 08h30 | 0.6 | 1.95 |  |  | 08h30 | 0.58 | 1.9 |  |  | 08h30 | 0.53 | 1.96 |  |  | 08h30 | 0.53 | 1.96 |  |  | 08h30 | 0.52 | 1.92 |  |  | 08h30 | 0.39 | 1.57 |  |  | 08h30 | 0.39 | 1.57 |  |  | 08h30 | 0.39 | 1.52 |  |  | 08h30 | 0.58 | 2.06 |  |  | 08h30 | 0.58 | 2.07 |  |  | 08h30 | 0.56 | 2.03 |  |  | 08h30 | 0.36 | 1.51 |  | 08h30 | 0.36 | 1.52 |  | 08h30 | 0.36 | 1.45 |  | 08h30 | 0.33 | 1.39 |  | 08h30 | 0.34 | 1.39 |  | 08h30 | 0.36 | 1.34 |  | 08h30 | 0.32 | 1.3 |  | 08h30 | 0.32 | 1.3 |  | 08h30 | 0.32 | 1.31 |  | 08h30 | 0.23 | 1.17 |  | 08h30 | 0.23 | 1.17 |  | 08h30 | 0.35 | 1.46 |  | 08h30 | 0.32 | 1.52 |  | 08h30 | 0.32 | 1.53 |  | 08h30 | 0.33 | 1.47
09h30 | 0.25 | 0.79 |  |  | 09h30 | 0.26 | 0.89 |  |  | 09h30 | 0.71 | 2.18 |  |  | 09h30 | 0.22 | 0.74 |  |  | 09h30 | 0.22 | 0.8 |  |  | 09h30 | 0.65 | 2.03 |  |  | 09h30 | 0.21 | 0.75 |  |  | 09h30 | 0.21 | 0.77 |  |  | 09h30 | 0.63 | 2.03 |  |  | 09h30 | 0.15 | 0.68 |  |  | 09h30 | 0.15 | 0.68 |  |  | 09h30 | 0.51 | 1.88 |  |  | 09h30 | 0.19 | 0.77 |  |  | 09h30 | 0.19 | 0.85 |  |  | 09h30 | 0.55 | 2.11 |  |  | 09h30 | 0.2 | 0.63 |  | 09h30 | 0.2 | 0.64 |  | 09h30 | 0.6 | 1.85 |  | 09h30 | 0.19 | 0.61 |  | 09h30 | 0.18 | 0.61 |  | 09h30 | 0.56 | 1.79 |  | 09h30 | 0.1 | 0.54 |  | 09h30 | 0.1 | 0.54 |  | 09h30 | 0.44 | 1.63 |  | 09h30 | 0.05 | 0.38 |  | 09h30 | 0.05 | 0.38 |  | 09h30 | 0.51 | 1.89 |  | 09h30 | 0.16 | 0.64 |  | 09h30 | 0.16 | 0.64 |  | 09h30 | 0.46 | 1.85
10h30 | 0 | 0 |  |  | 10h30 | 0 | 0 |  |  | 10h30 | 0.61 | 1.89 |  |  | 10h30 | 0 | 0 |  |  | 10h30 | 0 | 0 |  |  | 10h30 | 0.56 | 1.76 |  |  | 10h30 | 0 | 0 |  |  | 10h30 | 0 | 0 |  |  | 10h30 | 0.53 | 1.73 |  |  | 10h30 | 0 | 0 |  |  | 10h30 | 0 | 0 |  |  | 10h30 | 0.45 | 1.59 |  |  | 10h30 | 0 | 0 |  |  | 10h30 | 0 | 0 |  |  | 10h30 | 0.38 | 1.83 |  |  | 10h30 | 0 | 0 |  | 10h30 | 0 | 0 |  | 10h30 | 0.52 | 1.61 |  | 10h30 | 0 | 0 |  | 10h30 | 0 | 0 |  | 10h30 | 0.48 | 1.55 |  | 10h30 | 0 | 0 |  | 10h30 | 0 | 0 |  | 10h30 | 0.41 | 1.44 |  | 10h30 | 0 | 0 |  | 10h30 | 0 | 0 |  | 10h30 | 0.55 | 1.82 |  | 10h30 | 0 | 0 |  | 10h30 | 0 | 0 |  | 10h30 | 0.31 | 1.6
11h30 | 0 | 0 |  |  | 11h30 | 0 | 0 |  |  | 11h30 | 0.45 | 1.53 |  |  | 11h30 | 0 | 0 |  |  | 11h30 | 0 | 0 |  |  | 11h30 | 0.4 | 1.4 |  |  | 11h30 | 0 | 0 |  |  | 11h30 | 0 | 0 |  |  | 11h30 | 0.36 | 1.35 |  |  | 11h30 | 0 | 0 |  |  | 11h30 | 0 | 0 |  |  | 11h30 | 0.3 | 1.22 |  |  | 11h30 | 0 | 0 |  |  | 11h30 | 0 | 0 |  |  | 11h30 | 0.17 | 1.47 |  |  | 11h30 | 0 | 0 |  | 11h30 | 0 | 0 |  | 11h30 | 0.36 | 1.25 |  | 11h30 | 0 | 0 |  | 11h30 | 0 | 0 |  | 11h30 | 0.33 | 1.2 |  | 11h30 | 0 | 0 |  | 11h30 | 0 | 0 |  | 11h30 | 0.28 | 1.11 |  | 11h30 | 0 | 0 |  | 11h30 | 0 | 0 |  | 11h30 | 0.46 | 1.55 |  | 11h30 | 0 | 0 |  | 11h30 | 0 | 0 |  | 11h30 | 0.11 | 1.24
12h30 | 0 | 0 |  |  | 12h30 | 0 | 0 |  |  | 12h30 | 0.34 | 1.25 |  |  | 12h30 | 0 | 0 |  |  | 12h30 | 0 | 0 |  |  | 12h30 | 0.3 | 1.14 |  |  | 12h30 | 0 | 0 |  |  | 12h30 | 0 | 0 |  |  | 12h30 | 0.25 | 1.07 |  |  | 12h30 | 0 | 0 |  |  | 12h30 | 0 | 0 |  |  | 12h30 | 0.23 | 0.95 |  |  | 12h30 | 0 | 0 |  |  | 12h30 | 0 | 0 |  |  | 12h30 | 0.17 | 1.18 |  |  | 12h30 | 0 | 0 |  | 12h30 | 0 | 0 |  | 12h30 | 0.25 | 0.99 |  | 12h30 | 0 | 0 |  | 12h30 | 0 | 0 |  | 12h30 | 0.23 | 0.93 |  | 12h30 | 0 | 0 |  | 12h30 | 0 | 0 |  | 12h30 | 0.21 | 0.85 |  | 12h30 | 0 | 0 |  | 12h30 | 0 | 0 |  | 12h30 | 0.37 | 1.28 |  | 12h30 | 0 | 0 |  | 12h30 | 0 | 0 |  | 12h30 | 0.11 | 0.96
13h30 | 0.25 | 0.89 |  |  | 13h30 | 0 | 0 |  |  | 13h30 | 0.26 | 1.07 |  |  | 13h30 | 0.23 | 0.85 |  |  | 13h30 | 0 | 0 |  |  | 13h30 | 0.23 | 0.98 |  |  | 13h30 | 0.22 | 0.86 |  |  | 13h30 | 0 | 0 |  |  | 13h30 | 0.18 | 0.89 |  |  | 13h30 | 0.17 | 0.77 |  |  | 13h30 | 0 | 0 |  |  | 13h30 | 0.15 | 0.79 |  |  | 13h30 | 0.05 | 0.87 |  |  | 13h30 | 0 | 0 |  |  | 13h30 | 0 | 1.01 |  |  | 13h30 | 0.19 | 0.65 |  | 13h30 | 0 | 0 |  | 13h30 | 0.18 | 0.82 |  | 13h30 | 0.17 | 0.67 |  | 13h30 | 0 | 0 |  | 13h30 | 0.16 | 0.77 |  | 13h30 | 0.16 | 0.66 |  | 13h30 | 0 | 0 |  | 13h30 | 0.13 | 0.69 |  | 13h30 | 0.11 | 0.57 |  | 13h30 | 0 | 0 |  | 13h30 | 0.31 | 1.12 |  | 13h30 | 0 | 0.7 |  | 13h30 | 0 | 0 |  | 13h30 | 0 | 0.78
14h30 | 0.43 | 1.51 |  |  | 14h30 | 0 | 0 |  |  | 14h30 | 0.26 | 1.03 |  |  | 14h30 | 0.39 | 1.4 |  |  | 14h30 | 0 | 0 |  |  | 14h30 | 0.23 | 0.95 |  |  | 14h30 | 0.36 | 1.38 |  |  | 14h30 | 0 | 0 |  |  | 14h30 | 0.18 | 0.85 |  |  | 14h30 | 0.28 | 1.23 |  |  | 14h30 | 0 | 0 |  |  | 14h30 | 0.15 | 0.72 |  |  | 14h30 | 0.12 | 1.41 |  |  | 14h30 | 0 | 0 |  |  | 14h30 | 0 | 0.98 |  |  | 14h30 | 0.32 | 1.16 |  | 14h30 | 0 | 0 |  | 14h30 | 0.18 | 0.75 |  | 14h30 | 0.29 | 1.12 |  | 14h30 | 0 | 0 |  | 14h30 | 0.16 | 0.7 |  | 14h30 | 0.25 | 1.07 |  | 14h30 | 0 | 0 |  | 14h30 | 0.13 | 0.65 |  | 14h30 | 0.18 | 0.91 |  | 14h30 | 0 | 0 |  | 14h30 | 0.27 | 1.01 |  | 14h30 | 0.03 | 1.13 |  | 14h30 | 0 | 0 |  | 14h30 | 0 | 0.71
15h30 | 0.44 | 1.58 |  |  | 15h30 | 0 | 0 |  |  | 15h30 | 0.23 | 0.97 |  |  | 15h30 | 0.4 | 1.45 |  |  | 15h30 | 0 | 0 |  |  | 15h30 | 0.21 | 0.91 |  |  | 15h30 | 0.34 | 1.38 |  |  | 15h30 | 0 | 0 |  |  | 15h30 | 0.16 | 0.79 |  |  | 15h30 | 0.27 | 1.24 |  |  | 15h30 | 0 | 0 |  |  | 15h30 | 0.12 | 0.68 |  |  | 15h30 | 0.14 | 1.44 |  |  | 15h30 | 0 | 0 |  |  | 15h30 | 0.06 | 0.91 |  |  | 15h30 | 0.34 | 1.33 |  | 15h30 | 0 | 0 |  | 15h30 | 0.15 | 0.71 |  | 15h30 | 0.3 | 1.21 |  | 15h30 | 0 | 0 |  | 15h30 | 0.13 | 0.67 |  | 15h30 | 0.24 | 1.12 |  | 15h30 | 0 | 0 |  | 15h30 | 0.1 | 0.6 |  | 15h30 | 0.18 | 0.95 |  | 15h30 | 0 | 0 |  | 15h30 | 0.24 | 0.94 |  | 15h30 | 0.05 | 1.19 |  | 15h30 | 0 | 0 |  | 15h30 | 0 | 0.67
16h30 | 0.33 | 1.27 |  |  | 16h30 | 0 | 0 |  |  | 16h30 | 0.23 | 0.97 |  |  | 16h30 | 0.31 | 1.21 |  |  | 16h30 | 0 | 0 |  |  | 16h30 | 0.21 | 0.91 |  |  | 16h30 | 0.26 | 1.1 |  |  | 16h30 | 0 | 0 |  |  | 16h30 | 0.16 | 0.79 |  |  | 16h30 | 0.21 | 0.99 |  |  | 16h30 | 0 | 0 |  |  | 16h30 | 0.12 | 0.67 |  |  | 16h30 | 0.15 | 1.19 |  |  | 16h30 | 0 | 0 |  |  | 16h30 | 0.09 | 0.91 |  |  | 16h30 | 0.25 | 1.08 |  | 16h30 | 0 | 0 |  | 16h30 | 0.15 | 0.71 |  | 16h30 | 0.23 | 1.01 |  | 16h30 | 0 | 0 |  | 16h30 | 0.13 | 0.67 |  | 16h30 | 0.18 | 0.93 |  | 16h30 | 0 | 0 |  | 16h30 | 0.1 | 0.6 |  | 16h30 | 0.13 | 0.79 |  | 16h30 | 0 | 0 |  | 16h30 | 0.24 | 0.97 |  | 16h30 | 0.06 | 0.99 |  | 16h30 | 0 | 0 |  | 16h30 | 0 | 0.67
17h30 | 0.32 | 1.23 |  |  | 17h30 | 0 | 0 |  |  | 17h30 | 0.25 | 1.06 |  |  | 17h30 | 0.3 | 1.21 |  |  | 17h30 | 0 | 0 |  |  | 17h30 | 0.24 | 1.03 |  |  | 17h30 | 0.25 | 1.06 |  |  | 17h30 | 0 | 0 |  |  | 17h30 | 0.18 | 0.87 |  |  | 17h30 | 0.2 | 0.95 |  |  | 17h30 | 0 | 0 |  |  | 17h30 | 0.14 | 0.75 |  |  | 17h30 | 0.21 | 1.18 |  |  | 17h30 | 0 | 0 |  |  | 17h30 | 0.15 | 1 |  |  | 17h30 | 0.24 | 1.04 |  | 17h30 | 0 | 0 |  | 17h30 | 0.16 | 0.8 |  | 17h30 | 0.23 | 0.99 |  | 17h30 | 0 | 0 |  | 17h30 | 0.15 | 0.77 |  | 17h30 | 0.18 | 0.9 |  | 17h30 | 0 | 0 |  | 17h30 | 0.11 | 0.66 |  | 17h30 | 0.14 | 0.78 |  | 17h30 | 0 | 0 |  | 17h30 | 0.26 | 1.06 |  | 17h30 | 0.1 | 0.98 |  | 17h30 | 0 | 0 |  | 17h30 | 0.05 | 0.76
18h30 | 0.4 | 1.4 |  |  | 18h30 | 0.36 | 1.16 |  |  | 18h30 | 0.34 | 1.27 |  |  | 18h30 | 0.39 | 1.4 |  |  | 18h30 | 0.35 | 1.17 |  |  | 18h30 | 0.34 | 1.28 |  |  | 18h30 | 0.32 | 1.21 |  |  | 18h30 | 0.33 | 1.11 |  |  | 18h30 | 0.26 | 1.07 |  |  | 18h30 | 0.27 | 1.08 |  |  | 18h30 | 0.29 | 1.05 |  |  | 18h30 | 0.21 | 0.94 |  |  | 18h30 | 0.33 | 1.35 |  |  | 18h30 | 0.31 | 1.12 |  |  | 18h30 | 0.28 | 1.23 |  |  | 18h30 | 0.31 | 1.17 |  | 18h30 | 0.28 | 0.98 |  | 18h30 | 0.24 | 1 |  | 18h30 | 0.3 | 1.14 |  | 18h30 | 0.27 | 0.97 |  | 18h30 | 0.23 | 0.98 |  | 18h30 | 0.24 | 1.03 |  | 18h30 | 0.24 | 0.92 |  | 18h30 | 0.18 | 0.84 |  | 18h30 | 0.2 | 0.91 |  | 18h30 | 0.21 | 0.85 |  | 18h30 | 0.33 | 1.24 |  | 18h30 | 0.2 | 1.14 |  | 18h30 | 0.2 | 0.95 |  | 18h30 | 0.15 | 0.98
19h30 | 0.32 | 1.39 |  |  | 19h30 | 0.52 | 1.91 |  |  | 19h30 | 0.28 | 1.3 |  |  | 19h30 | 0.31 | 1.42 |  |  | 19h30 | 0.51 | 1.92 |  |  | 19h30 | 0.27 | 1.33 |  |  | 19h30 | 0.23 | 1.18 |  |  | 19h30 | 0.44 | 1.77 |  |  | 19h30 | 0.19 | 1.09 |  |  | 19h30 | 0.17 | 1.03 |  |  | 19h30 | 0.35 | 1.59 |  |  | 19h30 | 0.12 | 0.93 |  |  | 19h30 | 0.29 | 1.35 |  |  | 19h30 | 0.42 | 1.82 |  |  | 19h30 | 0.25 | 1.26 |  |  | 19h30 | 0.2 | 1.1 |  | 19h30 | 0.36 | 1.56 |  | 19h30 | 0.15 | 0.97 |  | 19h30 | 0.2 | 1.08 |  | 19h30 | 0.35 | 1.53 |  | 19h30 | 0.14 | 0.96 |  | 19h30 | 0.14 | 0.95 |  | 19h30 | 0.28 | 1.4 |  | 19h30 | 0.08 | 0.81 |  | 19h30 | 0.09 | 0.83 |  | 19h30 | 0.21 | 1.23 |  | 19h30 | 0.21 | 1.16 |  | 19h30 | 0.15 | 1.08 |  | 19h30 | 0.21 | 1.49 |  | 19h30 | 0.1 | 0.97
20h30 | 0.19 | 1.31 |  |  | 20h30 | 0.45 | 2.01 |  |  | 20h30 | 0.19 | 1.25 |  |  | 20h30 | 0.19 | 1.35 |  |  | 20h30 | 0.43 | 2.01 |  |  | 20h30 | 0.18 | 1.29 |  |  | 20h30 | 0.11 | 1.09 |  |  | 20h30 | 0.34 | 1.78 |  |  | 20h30 | 0.1 | 1.03 |  |  | 20h30 | 0.07 | 0.91 |  |  | 20h30 | 0.22 | 1.52 |  |  | 20h30 | 0.05 | 0.84 |  |  | 20h30 | 0.18 | 1.28 |  |  | 20h30 | 0.33 | 1.89 |  |  | 20h30 | 0.16 | 1.22 |  |  | 20h30 | 0.09 | 0.96 |  | 20h30 | 0.28 | 1.61 |  | 20h30 | 0.07 | 0.86 |  | 20h30 | 0.08 | 0.96 |  | 20h30 | 0.25 | 1.56 |  | 20h30 | 0.06 | 0.87 |  | 20h30 | 0.04 | 0.8 |  | 20h30 | 0.17 | 1.39 |  | 20h30 | 0.01 | 0.7 |  | 20h30 | 0.01 | 0.68 |  | 20h30 | 0.08 | 1.17 |  | 20h30 | 0.12 | 1.01 |  | 20h30 | 0.03 | 0.96 |  | 20h30 | 0.12 | 1.52 |  | 20h30 | 0 | 0.87
21h30 | 0.21 | 1.38 |  |  | 21h30 | 0.34 | 1.73 |  |  | 21h30 | 0.2 | 1.35 |  |  | 21h30 | 0.2 | 1.41 |  |  | 21h30 | 0.33 | 1.74 |  |  | 21h30 | 0.19 | 1.37 |  |  | 21h30 | 0.12 | 1.16 |  |  | 21h30 | 0.24 | 1.53 |  |  | 21h30 | 0.11 | 1.11 |  |  | 21h30 | 0.05 | 0.95 |  |  | 21h30 | 0.16 | 1.29 |  |  | 21h30 | 0.03 | 0.89 |  |  | 21h30 | 0.2 | 1.35 |  |  | 21h30 | 0.29 | 1.65 |  |  | 21h30 | 0.19 | 1.32 |  |  | 21h30 | 0.07 | 0.98 |  | 21h30 | 0.19 | 1.37 |  | 21h30 | 0.06 | 0.92 |  | 21h30 | 0.07 | 1 |  | 21h30 | 0.18 | 1.35 |  | 21h30 | 0.06 | 0.93 |  | 21h30 | 0.02 | 0.83 |  | 21h30 | 0.13 | 1.2 |  | 21h30 | 0 | 0.75 |  | 21h30 | 0 | 0.71 |  | 21h30 | 0.08 | 1.02 |  | 21h30 | 0.1 | 1.08 |  | 21h30 | 0.04 | 1 |  | 21h30 | 0.11 | 1.33 |  | 21h30 | 0.02 | 0.94
22h30 | 0.22 | 1.43 |  |  | 22h30 | 0.29 | 1.61 |  |  | 22h30 | 0.2 | 1.41 |  |  | 22h30 | 0.21 | 1.44 |  |  | 22h30 | 0.27 | 1.62 |  |  | 22h30 | 0.19 | 1.41 |  |  | 22h30 | 0.12 | 1.2 |  |  | 22h30 | 0.19 | 1.41 |  |  | 22h30 | 0.11 | 1.17 |  |  | 22h30 | 0.05 | 0.96 |  |  | 22h30 | 0.1 | 1.17 |  |  | 22h30 | 0.03 | 0.92 |  |  | 22h30 | 0.21 | 1.4 |  |  | 22h30 | 0.26 | 1.56 |  |  | 22h30 | 0.2 | 1.37 |  |  | 22h30 | 0.07 | 0.99 |  | 22h30 | 0.14 | 1.23 |  | 22h30 | 0.06 | 0.94 |  | 22h30 | 0.07 | 1 |  | 22h30 | 0.13 | 1.23 |  | 22h30 | 0.06 | 0.95 |  | 22h30 | 0.02 | 0.83 |  | 22h30 | 0.08 | 1.07 |  | 22h30 | 0 | 0.77 |  | 22h30 | 0 | 0.71 |  | 22h30 | 0.02 | 0.92 |  | 22h30 | 0.1 | 1.11 |  | 22h30 | 0.04 | 1.01 |  | 22h30 | 0.09 | 1.21 |  | 22h30 | 0.02 | 0.96
23h30 | 0.24 | 1.51 |  |  | 23h30 | 0.28 | 1.62 |  |  | 23h30 | 0.23 | 1.5 |  |  | 23h30 | 0.22 | 1.5 |  |  | 23h30 | 0.27 | 1.61 |  |  | 23h30 | 0.21 | 1.47 |  |  | 23h30 | 0.13 | 1.28 |  |  | 23h30 | 0.18 | 1.4 |  |  | 23h30 | 0.12 | 1.26 |  |  | 23h30 | 0.04 | 1.02 |  |  | 23h30 | 0.1 | 1.16 |  |  | 23h30 | 0.03 | 0.99 |  |  | 23h30 | 0.23 | 1.48 |  |  | 23h30 | 0.26 | 1.58 |  |  | 23h30 | 0.22 | 1.46 |  |  | 23h30 | 0.07 | 1.02 |  | 23h30 | 0.14 | 1.18 |  | 23h30 | 0.05 | 0.98 |  | 23h30 | 0.07 | 1.03 |  | 23h30 | 0.13 | 1.18 |  | 23h30 | 0.05 | 0.99 |  | 23h30 | 0 | 0.86 |  | 23h30 | 0.08 | 1.03 |  | 23h30 | 0 | 0.82 |  | 23h30 | 0 | 0.73 |  | 23h30 | 0.02 | 0.88 |  | 23h30 | 0.08 | 1.14 |  | 23h30 | 0.06 | 1.05 |  | 23h30 | 0.09 | 1.18 |  | 23h30 | 0.04 | 1.01
1984-1998 base_winter_2 | [74 empty] | 1984-1998 Best_case_win_2_data
detached | [14 empty] | terrace | [14 empty] | tfg | [14 empty] | mf | [14 empty] | s-detached | [14 empty] | detached | [11 empty] | terrace | [11 empty] | ftg | [11 empty] | mf | [11 empty] | s-detached
00h30 | 0.31 | 1.39 | 0.18857 | 1.0957 | 00h30 | 0.09 | 0.87 | 0.034286 | 0.40429 | 00h30 | 0.37 | 1.69 | 0.21429 | 1.2514 | 00h30 | 0.28 | 1.29 | 0.15286 | 1.0014 | 00h30 | 0.06 | 0.77 | 0.022857 | 0.35571 | 00h30 | 0.33 | 1.56 | 0.17429 | 1.1386 | 00h30 | 0.22 | 1.2 | 0.077143 | 0.88857 | 00h30 | 0.01 | 0.62 | 0.01 | 0.27286 | 00h30 | 0.23 | 1.45 | 0.091429 | 1.0086 | 00h30 | 0.14 | 1.03 | 0.04 | 0.72714 | 00h30 | 0 | 0.4 | 0.0028571 | 0.18 | 00h30 | 0.13 | 1.2 | 0.044286 | 0.83286 | 00h30 | 0.26 | 1.34 | 0.15 | 1.0514 | 00h30 | 0.06 | 0.81 | 0.022857 | 0.38143 | 00h30 | 0.3 | 1.63 | 0.17143 | 1.1971 | 00h30 | 0.17 | 1.01 | 0.79286 | 00h30 | 0.06 | 0.87 | 0.79143 | 00h30 | 0.17 | 1.15 | 0.89857 | 00h30 | 0.06 | 0.79 | 0.52714 | 00h30 | 0 | 0.2 | 0.09 | 00h30 | 0.05 | 0.82 | 0.59857 | 00h30 | 0.1 | 0.89 | 0.62857 | 00h30 | 0 | 0.26 | 0.12714 | 00h30 | 0.08 | 0.98 | 0.71 | 00h30 | 0.04 | 0.81 | 0.52286 | 00h30 | 0 | 0.22 | 0.095714 | 00h30 | 0.02 | 0.85 | 0.59143 | 00h30 | 0.15 | 1.02 | 0.79286 | 00h30 | 0 | 0.4 | 0.20286 | 00h30 | 0.14 | 1.17 | 0.89857
01h30 | 0.19 | 0.72 | 0.065714 | 0.28429 | 01h30 | 0.07 | 0.48 | 0.022857 | 0.12571 | 01h30 | 0.2 | 0.83 | 0.062857 | 0.32571 | 01h30 | 0.17 | 0.64 | 0.054286 | 0.23286 | 01h30 | 0.04 | 0.39 | 0.014286 | 0.098571 | 01h30 | 0.17 | 0.72 | 0.054286 | 0.24429 | 01h30 | 0.09 | 0.54 | 0.027143 | 0.17714 | 01h30 | 0 | 0.24 | 0 | 0.064286 | 01h30 | 0.11 | 0.61 | 0.03 | 0.18714 | 01h30 | 0.02 | 0.39 | 0.0057143 | 0.11429 | 01h30 | 0 | 0.07 | 0 | 0.02 | 01h30 | 0 | 0.4 | 0.0028571 | 0.11571 | 01h30 | 0.16 | 0.69 | 0.051429 | 0.26286 | 01h30 | 0.04 | 0.43 | 0.014286 | 0.11286 | 01h30 | 0.18 | 0.78 | 0.054286 | 0.28857 | 01h30 | 0.06 | 0.32 | 0.11 | 01h30 | 0 | 0.11 | 0.091429 | 01h30 | 0.06 | 0.33 | 0.11143 | 01h30 | 0 | 0.09 | 0.024286 | 01h30 | 0 | 0 | 0 | 01h30 | 0 | 0.07 | 0.021429 | 01h30 | 0 | 0.21 | 0.061429 | 01h30 | 0 | 0 | 0 | 01h30 | 0 | 0.2 | 0.058571 | 01h30 | 0 | 0.14 | 0.04 | 01h30 | 0 | 0 | 0 | 01h30 | 0 | 0.12 | 0.035714 | 01h30 | 0.07 | 0.34 | 0.11714 | 01h30 | 0 | 0.07 | 0.02 | 01h30 | 0.07 | 0.36 | 0.12
02h30 | 0.19 | 0.72 | 0.065714 | 0.28429 | 02h30 | 0.2 | 0.74 | 0.061429 | 0.25286 | 02h30 | 0.2 | 0.83 | 0.062857 | 0.32571 | 02h30 | 0.17 | 0.64 | 0.054286 | 0.23286 | 02h30 | 0.17 | 0.64 | 0.047143 | 0.20429 | 02h30 | 0.17 | 0.72 | 0.054286 | 0.24429 | 02h30 | 0.09 | 0.54 | 0.027143 | 0.17714 | 02h30 | 0.09 | 0.51 | 0.022857 | 0.15 | 02h30 | 0.11 | 0.61 | 0.03 | 0.18714 | 02h30 | 0.02 | 0.39 | 0.0057143 | 0.11429 | 02h30 | 0.03 | 0.33 | 0.0042857 | 0.094286 | 02h30 | 0 | 0.4 | 0.0028571 | 0.11571 | 02h30 | 0.16 | 0.69 | 0.051429 | 0.26286 | 02h30 | 0.17 | 0.69 | 0.048571 | 0.23286 | 02h30 | 0.18 | 0.78 | 0.054286 | 0.28857 | 02h30 | 0.06 | 0.32 | 0.11 | 02h30 | 0 | 0.11 | 0.091429 | 02h30 | 0.06 | 0.33 | 0.11143 | 02h30 | 0 | 0.09 | 0.024286 | 02h30 | 0 | 0.09 | 0.014286 | 02h30 | 0 | 0.07 | 0.021429 | 02h30 | 0 | 0.21 | 0.061429 | 02h30 | 0 | 0.18 | 0.041429 | 02h30 | 0 | 0.2 | 0.058571 | 02h30 | 0 | 0.14 | 0.04 | 02h30 | 0 | 0.1 | 0.017143 | 02h30 | 0 | 0.12 | 0.035714 | 02h30 | 0.07 | 0.34 | 0.11714 | 02h30 | 0.04 | 0.32 | 0.095714 | 02h30 | 0.07 | 0.36 | 0.12
03h30 | 0.25 | 0.84 | 0.094286 | 0.35714 | 03h30 | 0.28 | 0.92 | 0.091429 | 0.32286 | 03h30 | 0.26 | 0.88 | 0.095714 | 0.36429 | 03h30 | 0.21 | 0.72 | 0.071429 | 0.28571 | 03h30 | 0.24 | 0.8 | 0.072857 | 0.26714 | 03h30 | 0.21 | 0.75 | 0.07 | 0.28857 | 03h30 | 0.14 | 0.63 | 0.042857 | 0.22143 | 03h30 | 0.17 | 0.71 | 0.048571 | 0.22286 | 03h30 | 0.13 | 0.66 | 0.041429 | 0.22571 | 03h30 | 0.05 | 0.41 | 0.015714 | 0.12857 | 03h30 | 0.07 | 0.51 | 0.02 | 0.15143 | 03h30 | 0.03 | 0.44 | 0.012857 | 0.13286 | 03h30 | 0.21 | 0.79 | 0.074286 | 0.32714 | 03h30 | 0.25 | 0.87 | 0.075714 | 0.29857 | 03h30 | 0.21 | 0.83 | 0.074286 | 0.33286 | 03h30 | 0.07 | 0.36 | 0.14 | 03h30 | 0 | 0.16 | 0.16286 | 03h30 | 0.06 | 0.37 | 0.13857 | 03h30 | 0 | 0.1 | 0.034286 | 03h30 | 0 | 0.16 | 0.04 | 03h30 | 0 | 0.1 | 0.034286 | 03h30 | 0 | 0.21 | 0.068571 | 03h30 | 0.01 | 0.28 | 0.081429 | 03h30 | 0 | 0.22 | 0.07 | 03h30 | 0 | 0.1 | 0.035714 | 03h30 | 0 | 0.17 | 0.044286 | 03h30 | 0 | 0.1 | 0.035714 | 03h30 | 0.06 | 0.37 | 0.13857 | 03h30 | 0.09 | 0.42 | 0.15 | 03h30 | 0.04 | 0.39 | 0.13857
04h30 | 0.3 | 0.99 | 0.12571 | 0.42429 | 04h30 | 0.36 | 1.08 | 0.12857 | 0.41 | 04h30 | 0.28 | 0.92 | 0.12286 | 0.41143 | 04h30 | 0.25 | 0.81 | 0.098571 | 0.33429 | 04h30 | 0.3 | 0.93 | 0.10143 | 0.33286 | 04h30 | 0.23 | 0.75 | 0.095714 | 0.32143 | 04h30 | 0.19 | 0.73 | 0.065714 | 0.28571 | 04h30 | 0.24 | 0.88 | 0.072857 | 0.29429 | 04h30 | 0.17 | 0.7 | 0.06 | 0.27857 | 04h30 | 0.09 | 0.49 | 0.028571 | 0.17143 | 04h30 | 0.14 | 0.62 | 0.04 | 0.19286 | 04h30 | 0.08 | 0.45 | 0.027143 | 0.16429 | 04h30 | 0.26 | 0.91 | 0.10429 | 0.38714 | 04h30 | 0.31 | 1.02 | 0.10571 | 0.37857 | 04h30 | 0.24 | 0.85 | 0.1 | 0.37571 | 04h30 | 0.11 | 0.39 | 0.17429 | 04h30 | 0.03 | 0.19 | 0.25286 | 04h30 | 0.1 | 0.37 | 0.16714 | 04h30 | 0.02 | 0.14 | 0.055714 | 04h30 | 0.05 | 0.25 | 0.085714 | 04h30 | 0.01 | 0.12 | 0.05 | 04h30 | 0.03 | 0.25 | 0.092857 | 04h30 | 0.07 | 0.38 | 0.13143 | 04h30 | 0.02 | 0.23 | 0.088571 | 04h30 | 0 | 0.13 | 0.048571 | 04h30 | 0.02 | 0.27 | 0.084286 | 04h30 | 0 | 0.11 | 0.045714 | 04h30 | 0.1 | 0.41 | 0.17571 | 04h30 | 0.14 | 0.51 | 0.2 | 04h30 | 0.08 | 0.39 | 0.16714
05h30 | 0.34 | 1.01 | 0.16429 | 0.50571 | 05h30 | 0.39 | 1.1 | 0.15714 | 0.46429 | 05h30 | 0.32 | 0.94 | 0.16143 | 0.49143 | 05h30 | 0.28 | 0.82 | 0.12857 | 0.39857 | 05h30 | 0.33 | 0.94 | 0.12571 | 0.37429 | 05h30 | 0.25 | 0.77 | 0.12143 | 0.38571 | 05h30 | 0.22 | 0.78 | 0.091429 | 0.35714 | 05h30 | 0.27 | 0.92 | 0.091429 | 0.34143 | 05h30 | 0.2 | 0.74 | 0.088571 | 0.35 | 05h30 | 0.12 | 0.49 | 0.044286 | 0.21857 | 05h30 | 0.16 | 0.62 | 0.05 | 0.22 | 05h30 | 0.11 | 0.47 | 0.041429 | 0.21 | 05h30 | 0.29 | 0.93 | 0.13571 | 0.46143 | 05h30 | 0.34 | 1.03 | 0.13 | 0.42571 | 05h30 | 0.27 | 0.88 | 0.13143 | 0.44714 | 05h30 | 0.12 | 0.41 | 0.22857 | 05h30 | 0.08 | 0.26 | 0.38143 | 05h30 | 0.12 | 0.39 | 0.22143 | 05h30 | 0.04 | 0.17 | 0.08 | 05h30 | 0.08 | 0.26 | 0.11 | 05h30 | 0.02 | 0.14 | 0.072857 | 05h30 | 0.06 | 0.28 | 0.13 | 05h30 | 0.1 | 0.39 | 0.15429 | 05h30 | 0.04 | 0.25 | 0.12143 | 05h30 | 0 | 0.17 | 0.071429 | 05h30 | 0.04 | 0.29 | 0.10857 | 05h30 | 0 | 0.14 | 0.067143 | 05h30 | 0.12 | 0.42 | 0.23 | 05h30 | 0.15 | 0.55 | 0.24 | 05h30 | 0.11 | 0.4 | 0.22
06h30 | 0.36 | 0.99 | 0.19286 | 0.55 | 06h30 | 0.38 | 1.05 | 0.17286 | 0.48429 | 06h30 | 0.34 | 0.96 | 0.18714 | 0.53857 | 06h30 | 0.29 | 0.81 | 0.14714 | 0.43286 | 06h30 | 0.32 | 0.88 | 0.13714 | 0.38714 | 06h30 | 0.27 | 0.77 | 0.14143 | 0.42143 | 06h30 | 0.23 | 0.8 | 0.11143 | 0.40429 | 06h30 | 0.28 | 0.89 | 0.10429 | 0.36286 | 06h30 | 0.22 | 0.76 | 0.10857 | 0.39571 | 06h30 | 0.13 | 0.48 | 0.055714 | 0.25 | 06h30 | 0.16 | 0.6 | 0.057143 | 0.23857 | 06h30 | 0.12 | 0.47 | 0.05 | 0.24429 | 06h30 | 0.3 | 0.92 | 0.15429 | 0.5 | 06h30 | 0.33 | 0.98 | 0.14 | 0.44429 | 06h30 | 0.28 | 0.89 | 0.14714 | 0.49 | 06h30 | 0.13 | 0.42 | 0.27714 | 06h30 | 0.11 | 0.33 | 0.50286 | 06h30 | 0.13 | 0.39 | 0.26857 | 06h30 | 0.05 | 0.17 | 0.095714 | 06h30 | 0.08 | 0.24 | 0.11857 | 06h30 | 0.05 | 0.16 | 0.092857 | 06h30 | 0.07 | 0.28 | 0.15857 | 06h30 | 0.1 | 0.39 | 0.17571 | 06h30 | 0.07 | 0.26 | 0.15286 | 06h30 | 0.02 | 0.19 | 0.095714 | 06h30 | 0.06 | 0.27 | 0.12 | 06h30 | 0.01 | 0.17 | 0.09 | 06h30 | 0.12 | 0.43 | 0.27857 | 06h30 | 0.16 | 0.55 | 0.27143 | 06h30 | 0.11 | 0.4 | 0.26714
07h30 | 0.69 | 2.07 | 0.41571 | 1.3429 | 07h30 | 0.71 | 2.11 | 0.35143 | 1.1257 | 07h30 | 0.68 | 2.04 | 0.48429 | 1.52 | 07h30 | 0.6 | 1.83 | 0.32857 | 1.1471 | 07h30 | 0.63 | 1.9 | 0.28857 | 0.97857 | 07h30 | 0.59 | 1.8 | 0.39143 | 1.3129 | 07h30 | 0.54 | 1.85 | 0.27143 | 1.1 | 07h30 | 0.58 | 1.92 | 0.22429 | 0.91143 | 07h30 | 0.52 | 1.81 | 0.32857 | 1.27 | 07h30 | 0.33 | 1.44 | 0.18714 | 0.82286 | 07h30 | 0.4 | 1.57 | 0.15857 | 0.69286 | 07h30 | 0.29 | 1.39 | 0.22429 | 0.97571 | 07h30 | 0.62 | 1.98 | 0.34857 | 1.2614 | 07h30 | 0.64 | 2.03 | 0.3 | 1.0671 | 07h30 | 0.6 | 1.95 | 0.40286 | 1.4357 | 07h30 | 0.41 | 1.38 | 0.93857 | 07h30 | 0.33 | 1.17 | 1.5429 | 07h30 | 0.4 | 1.34 | 1.1329 | 07h30 | 0.18 | 0.87 | 0.63571 | 07h30 | 0.28 | 1.07 | 0.56714 | 07h30 | 0.21 | 0.85 | 0.77857 | 07h30 | 0.27 | 1.11 | 0.77429 | 07h30 | 0.33 | 1.3 | 0.67429 | 07h30 | 0.25 | 1.06 | 0.94571 | 07h30 | 0.25 | 0.87 | 0.65429 | 07h30 | 0.24 | 1.03 | 0.55143 | 07h30 | 0.26 | 0.89 | 0.79429 | 07h30 | 0.37 | 1.37 | 0.94571 | 07h30 | 0.43 | 1.51 | 0.82857 | 07h30 | 0.35 | 1.34 | 1.1229
08h30 | 0.84 | 2.62 | 0.59714 | 1.9786 | 08h30 | 0.86 | 2.65 | 0.58 | 1.8943 | 08h30 | 0.84 | 2.61 | 0.64286 | 2.0786 | 08h30 | 0.75 | 2.38 | 0.50429 | 1.7643 | 08h30 | 0.78 | 2.44 | 0.50429 | 1.7129 | 08h30 | 0.74 | 2.35 | 0.54571 | 1.8543 | 08h30 | 0.7 | 2.4 | 0.43429 | 1.7057 | 08h30 | 0.73 | 2.46 | 0.42571 | 1.64 | 08h30 | 0.68 | 2.38 | 0.46857 | 1.7986 | 08h30 | 0.51 | 2.02 | 0.31143 | 1.3843 | 08h30 | 0.56 | 2.12 | 0.31429 | 1.3414 | 08h30 | 0.48 | 1.98 | 0.33571 | 1.4714 | 08h30 | 0.77 | 2.53 | 0.52286 | 1.89 | 08h30 | 0.79 | 2.56 | 0.51857 | 1.8186 | 08h30 | 0.75 | 2.51 | 0.55857 | 1.9871 | 08h30 | 0.59 | 1.97 | 1.6943 | 08h30 | 0.45 | 1.62 | 2.1014 | 08h30 | 0.58 | 1.94 | 1.8071 | 08h30 | 0.36 | 1.44 | 1.1786 | 08h30 | 0.44 | 1.61 | 1.2114 | 08h30 | 0.38 | 1.41 | 1.2543 | 08h30 | 0.45 | 1.72 | 1.3957 | 08h30 | 0.5 | 1.87 | 1.3957 | 08h30 | 0.42 | 1.67 | 1.4871 | 08h30 | 0.39 | 1.46 | 1.15 | 08h30 | 0.39 | 1.61 | 1.1586 | 08h30 | 0.39 | 1.46 | 1.2371 | 08h30 | 0.54 | 1.97 | 1.68 | 08h30 | 0.6 | 2.07 | 1.6757 | 08h30 | 0.53 | 1.93 | 1.7771
09h30 | 0.22 | 0.69 | 0.42286 | 1.2914 | 09h30 | 0.39 | 1.26 | 0.49429 | 1.4943 | 09h30 | 0.92 | 2.75 | 0.76857 | 2.3214 | 09h30 | 0.21 | 0.62 | 0.39429 | 1.2043 | 09h30 | 0.34 | 1.14 | 0.44571 | 1.3686 | 09h30 | 0.85 | 2.55 | 0.71286 | 2.1629 | 09h30 | 0.22 | 0.67 | 0.36143 | 1.2014 | 09h30 | 0.31 | 1.14 | 0.40429 | 1.3414 | 09h30 | 0.81 | 2.56 | 0.64857 | 2.1029 | 09h30 | 0.23 | 0.65 | 0.28286 | 1.06 | 09h30 | 0.25 | 0.98 | 0.31286 | 1.1529 | 09h30 | 0.74 | 2.32 | 0.53143 | 1.8686 | 09h30 | 0.22 | 0.66 | 0.39857 | 1.2514 | 09h30 | 0.34 | 1.2 | 0.45 | 1.4386 | 09h30 | 0.86 | 2.67 | 0.72 | 2.2529 | 09h30 | 0.22 | 0.64 | 1.4071 | 09h30 | 0.58 | 1.81 | 2.4586 | 09h30 | 0.76 | 2.3 | 2.5414 | 09h30 | 0.22 | 0.62 | 1.0343 | 09h30 | 0.22 | 0.73 | 1.1229 | 09h30 | 0.66 | 1.97 | 1.9471 | 09h30 | 0.22 | 0.65 | 1.1857 | 09h30 | 0.23 | 0.85 | 1.2786 | 09h30 | 0.69 | 2.17 | 2.1571 | 09h30 | 0.16 | 0.64 | 0.99 | 09h30 | 0.19 | 0.76 | 1.0857 | 09h30 | 0.57 | 2 | 1.87 | 09h30 | 0.22 | 0.63 | 1.3829 | 09h30 | 0.26 | 0.97 | 1.4943 | 09h30 | 0.74 | 2.3 | 2.5114
10h30 | 0 | 0 | 0.29857 | 0.85143 | 10h30 | 0 | 0 | 0.34 | 0.96 | 10h30 | 0.9 | 2.6 | 0.75143 | 2.19 | 10h30 | 0 | 0 | 0.28143 | 0.80143 | 10h30 | 0 | 0 | 0.31857 | 0.90429 | 10h30 | 0.83 | 2.43 | 0.69857 | 2.05 | 10h30 | 0 | 0 | 0.26571 | 0.79286 | 10h30 | 0 | 0 | 0.3 | 0.89857 | 10h30 | 0.78 | 2.39 | 0.63571 | 1.9714 | 10h30 | 0 | 0 | 0.23143 | 0.72571 | 10h30 | 0 | 0 | 0.25857 | 0.81143 | 10h30 | 0.71 | 2.17 | 0.54857 | 1.7743 | 10h30 | 0 | 0 | 0.28143 | 0.83 | 10h30 | 0 | 0 | 0.32143 | 0.93571 | 10h30 | 0.84 | 2.53 | 0.7 | 2.1314 | 10h30 | 0 | 0 | 0.97714 | 10h30 | 0.48 | 1.46 | 2.0186 | 10h30 | 0.75 | 2.19 | 2.4629 | 10h30 | 0 | 0 | 0.8 | 10h30 | 0 | 0 | 0.88143 | 10h30 | 0.64 | 1.86 | 1.97 | 10h30 | 0 | 0 | 0.89429 | 10h30 | 0 | 0 | 0.98286 | 10h30 | 0.68 | 2.06 | 2.16 | 10h30 | 0 | 0 | 0.81429 | 10h30 | 0 | 0 | 0.9 | 10h30 | 0.59 | 1.9 | 1.9286 | 10h30 | 0 | 0 | 0.97143 | 10h30 | 0 | 0 | 1.0729 | 10h30 | 0.73 | 2.2 | 2.4343
11h30 | 0 | 0 | 0.26 | 0.76143 | 11h30 | 0 | 0 | 0.28 | 0.81 | 11h30 | 0.8 | 2.35 | 0.66 | 1.9671 | 11h30 | 0 | 0 | 0.24429 | 0.71286 | 11h30 | 0 | 0 | 0.26286 | 0.76286 | 11h30 | 0.73 | 2.18 | 0.61 | 1.8329 | 11h30 | 0 | 0 | 0.22429 | 0.69571 | 11h30 | 0 | 0 | 0.24429 | 0.74714 | 11h30 | 0.67 | 2.11 | 0.54143 | 1.7314 | 11h30 | 0 | 0 | 0.19571 | 0.63143 | 11h30 | 0 | 0 | 0.21286 | 0.67857 | 11h30 | 0.59 | 1.9 | 0.46429 | 1.5543 | 11h30 | 0 | 0 | 0.24571 | 0.74143 | 11h30 | 0 | 0 | 0.26429 | 0.78857 | 11h30 | 0.74 | 2.28 | 0.59571 | 1.9086 | 11h30 | 0 | 0 | 0.85 | 11h30 | 0.29 | 1.01 | 1.4243 | 11h30 | 0.65 | 1.94 | 2.15 | 11h30 | 0 | 0 | 0.68714 | 11h30 | 0 | 0 | 0.73571 | 11h30 | 0.54 | 1.61 | 1.7071 | 11h30 | 0 | 0 | 0.77571 | 11h30 | 0 | 0 | 0.82714 | 11h30 | 0.58 | 1.8 | 1.8843 | 11h30 | 0 | 0 | 0.70429 | 11h30 | 0 | 0 | 0.75857 | 11h30 | 0.5 | 1.65 | 1.6857 | 11h30 | 0 | 0 | 0.84714 | 11h30 | 0 | 0 | 0.90286 | 11h30 | 0.63 | 1.94 | 2.1114
12h30 | 0 | 0 | 0.24571 | 0.72429 | 12h30 | 0 | 0 | 0.25429 | 0.74857 | 12h30 | 0.72 | 2.13 | 0.60714 | 1.8286 | 12h30 | 0 | 0 | 0.22857 | 0.67714 | 12h30 | 0 | 0 | 0.23714 | 0.70429 | 12h30 | 0.66 | 1.96 | 0.56143 | 1.7014 | 12h30 | 0 | 0 | 0.20571 | 0.65143 | 12h30 | 0 | 0 | 0.21571 | 0.67857 | 12h30 | 0.58 | 1.87 | 0.48286 | 1.58 | 12h30 | 0 | 0 | 0.17857 | 0.58857 | 12h30 | 0 | 0 | 0.18714 | 0.61429 | 12h30 | 0.51 | 1.68 | 0.41571 | 1.4143 | 12h30 | 0 | 0 | 0.23 | 0.70429 | 12h30 | 0 | 0 | 0.23857 | 0.72857 | 12h30 | 0.66 | 2.06 | 0.54 | 1.7729 | 12h30 | 0 | 0 | 0.78714 | 12h30 | 0.21 | 0.81 | 1.18 | 12h30 | 0.57 | 1.72 | 1.95 | 12h30 | 0 | 0 | 0.63286 | 12h30 | 0 | 0 | 0.66429 | 12h30 | 0.47 | 1.4 | 1.5343 | 12h30 | 0 | 0 | 0.71429 | 12h30 | 0 | 0 | 0.74714 | 12h30 | 0.49 | 1.57 | 1.6914 | 12h30 | 0 | 0 | 0.64857 | 12h30 | 0 | 0 | 0.68429 | 12h30 | 0.43 | 1.43 | 1.5143 | 12h30 | 0 | 0 | 0.78714 | 12h30 | 0 | 0 | 0.82 | 12h30 | 0.54 | 1.72 | 1.9043
13h30 | 0.53 | 1.52 | 0.49857 | 1.48 | 13h30 | 0 | 0 | 0.24 | 0.71714 | 13h30 | 0.65 | 1.93 | 0.56286 | 1.7171 | 13h30 | 0.49 | 1.48 | 0.46286 | 1.3986 | 13h30 | 0 | 0 | 0.22571 | 0.67429 | 13h30 | 0.59 | 1.76 | 0.51714 | 1.59 | 13h30 | 0.49 | 1.55 | 0.42143 | 1.3571 | 13h30 | 0 | 0 | 0.20143 | 0.64143 | 13h30 | 0.51 | 1.66 | 0.43714 | 1.4614 | 13h30 | 0.4 | 1.32 | 0.36571 | 1.2257 | 13h30 | 0 | 0 | 0.17571 | 0.58 | 13h30 | 0.44 | 1.49 | 0.37286 | 1.3029 | 13h30 | 0.51 | 1.52 | 0.44857 | 1.4471 | 13h30 | 0 | 0 | 0.22571 | 0.69714 | 13h30 | 0.59 | 1.86 | 0.48143 | 1.6586 | 13h30 | 0.36 | 1.14 | 1.5629 | 13h30 | 0.12 | 0.55 | 0.95429 | 13h30 | 0.51 | 1.53 | 1.7914 | 13h30 | 0.32 | 1.03 | 1.2757 | 13h30 | 0 | 0 | 0.61714 | 13h30 | 0.41 | 1.24 | 1.3971 | 13h30 | 0.35 | 1.12 | 1.41 | 13h30 | 0 | 0 | 0.69857 | 13h30 | 0.43 | 1.37 | 1.5371 | 13h30 | 0.31 | 1.06 | 1.29 | 13h30 | 0 | 0 | 0.63714 | 13h30 | 0.37 | 1.25 | 1.3729 | 13h30 | 0.37 | 1.16 | 1.5314 | 13h30 | 0 | 0 | 0.77143 | 13h30 | 0.48 | 1.52 | 1.7343
14h30 | 1.01 | 2.72 | 0.72429 | 2.0671 | 14h30 | 0 | 0 | 0.23 | 0.68571 | 14h30 | 0.61 | 1.8 | 0.52714 | 1.6214 | 14h30 | 0.92 | 2.53 | 0.66286 | 1.9214 | 14h30 | 0 | 0 | 0.21429 | 0.64286 | 14h30 | 0.55 | 1.63 | 0.48286 | 1.4957 | 14h30 | 0.88 | 2.59 | 0.59143 | 1.8457 | 14h30 | 0 | 0 | 0.19 | 0.60714 | 14h30 | 0.47 | 1.53 | 0.40286 | 1.3629 | 14h30 | 0.75 | 2.28 | 0.50286 | 1.6486 | 14h30 | 0 | 0 | 0.16429 | 0.54857 | 14h30 | 0.4 | 1.36 | 0.34143 | 1.2114 | 14h30 | 0.94 | 2.65 | 0.62714 | 1.9971 | 14h30 | 0 | 0 | 0.21571 | 0.66714 | 14h30 | 0.55 | 1.73 | 0.45143 | 1.5629 | 14h30 | 0.77 | 2.17 | 2.2043 | 14h30 | 0.12 | 0.55 | 0.94571 | 14h30 | 0.47 | 1.41 | 1.6586 | 14h30 | 0.65 | 1.84 | 1.7543 | 14h30 | 0 | 0 | 0.57714 | 14h30 | 0.37 | 1.13 | 1.2871 | 14h30 | 0.68 | 2.02 | 1.9171 | 14h30 | 0 | 0 | 0.65143 | 14h30 | 0.39 | 1.25 | 1.4114 | 14h30 | 0.6 | 1.86 | 1.7229 | 14h30 | 0 | 0 | 0.59429 | 14h30 | 0.33 | 1.13 | 1.2614 | 14h30 | 0.74 | 2.16 | 2.1214 | 14h30 | 0 | 0 | 0.72571 | 14h30 | 0.44 | 1.4 | 1.6043
15h30 | 1.08 | 2.93 | 0.76143 | 2.2086 | 15h30 | 0 | 0 | 0.22286 | 0.66857 | 15h30 | 0.58 | 1.73 | 0.51143 | 1.5971 | 15h30 | 0.97 | 2.62 | 0.69714 | 2.0314 | 15h30 | 0 | 0 | 0.20714 | 0.62429 | 15h30 | 0.52 | 1.57 | 0.47143 | 1.4771 | 15h30 | 0.89 | 2.6 | 0.60857 | 1.9129 | 15h30 | 0 | 0 | 0.18143 | 0.58714 | 15h30 | 0.44 | 1.46 | 0.39143 | 1.3371 | 15h30 | 0.79 | 2.39 | 0.51286 | 1.7057 | 15h30 | 0 | 0 | 0.15571 | 0.52857 | 15h30 | 0.38 | 1.31 | 0.32857 | 1.19 | 15h30 | 0.98 | 2.79 | 0.65571 | 2.1171 | 15h30 | 0 | 0 | 0.20857 | 0.64857 | 15h30 | 0.53 | 1.67 | 0.44857 | 1.5386 | 15h30 | 0.91 | 2.51 | 2.4086 | 15h30 | 0.12 | 0.61 | 0.84857 | 15h30 | 0.44 | 1.35 | 1.6129 | 15h30 | 0.75 | 2.04 | 1.8929 | 15h30 | 0 | 0 | 0.55429 | 15h30 | 0.35 | 1.07 | 1.2443 | 15h30 | 0.77 | 2.25 | 2.0457 | 15h30 | 0 | 0 | 0.62 | 15h30 | 0.36 | 1.18 | 1.3643 | 15h30 | 0.67 | 2.03 | 1.8114 | 15h30 | 0 | 0 | 0.56571 | 15h30 | 0.31 | 1.07 | 1.2186 | 15h30 | 0.85 | 2.46 | 2.3029 | 15h30 | 0 | 0 | 0.69571 | 15h30 | 0.42 | 1.34 | 1.5643
16h30 | 0.79 | 2.23 | 0.65143 | 1.9386 | 16h30 | 0 | 0 | 0.22143 | 0.66857 | 16h30 | 0.56 | 1.67 | 0.52857 | 1.6429 | 16h30 | 0.71 | 2.02 | 0.60143 | 1.81 | 16h30 | 0 | 0 | 0.20571 | 0.62571 | 16h30 | 0.5 | 1.52 | 0.48714 | 1.5271 | 16h30 | 0.65 | 1.98 | 0.52143 | 1.6857 | 16h30 | 0 | 0 | 0.18143 | 0.58714 | 16h30 | 0.42 | 1.4 | 0.40571 | 1.3771 | 16h30 | 0.58 | 1.82 | 0.44714 | 1.5114 | 16h30 | 0 | 0 | 0.15571 | 0.52571 | 16h30 | 0.36 | 1.25 | 0.33857 | 1.2257 | 16h30 | 0.72 | 2.14 | 0.58143 | 1.87 | 16h30 | 0 | 0 | 0.20857 | 0.64857 | 16h30 | 0.5 | 1.61 | 0.46857 | 1.5829 | 16h30 | 0.68 | 1.94 | 2.1143 | 16h30 | 0.14 | 0.67 | 0.88714 | 16h30 | 0.42 | 1.3 | 1.6557 | 16h30 | 0.56 | 1.59 | 1.6757 | 16h30 | 0 | 0 | 0.54714 | 16h30 | 0.33 | 1.03 | 1.2843 | 16h30 | 0.57 | 1.75 | 1.82 | 16h30 | 0 | 0 | 0.61286 | 16h30 | 0.34 | 1.13 | 1.3986 | 16h30 | 0.51 | 1.59 | 1.6271 | 16h30 | 0 | 0 | 0.55714 | 16h30 | 0.29 | 1.02 | 1.25 | 16h30 | 0.63 | 1.92 | 2.0543 | 16h30 | 0 | 0 | 0.69 | 16h30 | 0.4 | 1.29 | 1.6171
17h30 | 0.65 | 1.92 | 0.61286 | 1.8543 | 17h30 | 0 | 0 | 0.22143 | 0.66571 | 17h30 | 0.54 | 1.63 | 0.55143 | 1.6943 | 17h30 | 0.6 | 1.76 | 0.57429 | 1.7443 | 17h30 | 0 | 0 | 0.20571 | 0.62286 | 17h30 | 0.49 | 1.48 | 0.51143 | 1.5843 | 17h30 | 0.53 | 1.67 | 0.49143 | 1.6014 | 17h30 | 0 | 0 | 0.18 | 0.58286 | 17h30 | 0.41 | 1.36 | 0.42429 | 1.4286 | 17h30 | 0.47 | 1.53 | 0.42571 | 1.4386 | 17h30 | 0 | 0 | 0.15429 | 0.52143 | 17h30 | 0.35 | 1.21 | 0.35714 | 1.2671 | 17h30 | 0.6 | 1.85 | 0.56714 | 1.7971 | 17h30 | 0 | 0 | 0.20857 | 0.64714 | 17h30 | 0.49 | 1.56 | 0.50286 | 1.6371 | 17h30 | 0.56 | 1.65 | 2.0014 | 17h30 | 0.15 | 0.7 | 0.94714 | 17h30 | 0.41 | 1.26 | 1.7129 | 17h30 | 0.46 | 1.35 | 1.59 | 17h30 | 0 | 0 | 0.54286 | 17h30 | 0.32 | 1 | 1.3314 | 17h30 | 0.47 | 1.49 | 1.7286 | 17h30 | 0 | 0 | 0.60429 | 17h30 | 0.33 | 1.09 | 1.45 | 17h30 | 0.42 | 1.35 | 1.5571 | 17h30 | 0 | 0 | 0.54857 | 17h30 | 0.28 | 0.98 | 1.2986 | 17h30 | 0.53 | 1.64 | 1.9629 | 17h30 | 0 | 0 | 0.68429 | 17h30 | 0.39 | 1.26 | 1.6843
18h30 | 0.61 | 1.81 | 0.60286 | 1.8257 | 18h30 | 0.6 | 1.64 | 0.52143 | 1.5429 | 18h30 | 0.55 | 1.64 | 0.57 | 1.7314 | 18h30 | 0.56 | 1.68 | 0.56571 | 1.7257 | 18h30 | 0.53 | 1.46 | 0.50143 | 1.4886 | 18h30 | 0.5 | 1.5 | 0.52857 | 1.6243 | 18h30 | 0.49 | 1.56 | 0.48286 | 1.5686 | 18h30 | 0.5 | 1.5 | 0.45857 | 1.4471 | 18h30 | 0.42 | 1.37 | 0.44 | 1.4643 | 18h30 | 0.44 | 1.43 | 0.41571 | 1.4057 | 18h30 | 0.43 | 1.33 | 0.41286 | 1.3386 | 18h30 | 0.35 | 1.23 | 0.37 | 1.2971 | 18h30 | 0.57 | 1.75 | 0.56714 | 1.7743 | 18h30 | 0.54 | 1.56 | 0.50571 | 1.5143 | 18h30 | 0.5 | 1.58 | 0.53 | 1.6757 | 18h30 | 0.51 | 1.53 | 1.94 | 18h30 | 0.21 | 0.87 | 1.0714 | 18h30 | 0.41 | 1.28 | 1.7471 | 18h30 | 0.42 | 1.25 | 1.5486 | 18h30 | 0.4 | 1.11 | 1.4143 | 18h30 | 0.33 | 1.01 | 1.3686 | 18h30 | 0.43 | 1.37 | 1.68 | 18h30 | 0.41 | 1.22 | 1.5586 | 18h30 | 0.33 | 1.1 | 1.4829 | 18h30 | 0.38 | 1.25 | 1.5157 | 18h30 | 0.35 | 1.07 | 1.4371 | 18h30 | 0.29 | 0.99 | 1.3343 | 18h30 | 0.49 | 1.52 | 1.9186 | 18h30 | 0.46 | 1.33 | 1.6829 | 18h30 | 0.39 | 1.27 | 1.7257
19h30 | 0.39 | 1.49 | 0.40429 | 1.5514 | 19h30 | 0.9 | 2.58 | 0.63714 | 2.07 | 19h30 | 0.35 | 1.37 | 0.38 | 1.49 | 19h30 | 0.35 | 1.36 | 0.36857 | 1.4529 | 19h30 | 0.79 | 2.33 | 0.59286 | 1.96 | 19h30 | 0.3 | 1.24 | 0.34429 | 1.3814 | 19h30 | 0.27 | 1.22 | 0.28286 | 1.2871 | 19h30 | 0.75 | 2.38 | 0.52571 | 1.8786 | 19h30 | 0.22 | 1.1 | 0.25571 | 1.2214 | 19h30 | 0.22 | 1.1 | 0.21857 | 1.1214 | 19h30 | 0.64 | 2.14 | 0.44 | 1.6857 | 19h30 | 0.16 | 0.96 | 0.18429 | 1.0471 | 19h30 | 0.35 | 1.43 | 0.37 | 1.5 | 19h30 | 0.81 | 2.47 | 0.58857 | 2.0057 | 19h30 | 0.31 | 1.32 | 0.34571 | 1.4371 | 19h30 | 0.29 | 1.19 | 1.44 | 19h30 | 0.08 | 0.79 | 0.81571 | 19h30 | 0.22 | 1.01 | 1.3029 | 19h30 | 0.2 | 0.91 | 1.0586 | 19h30 | 0.57 | 1.77 | 1.6843 | 19h30 | 0.13 | 0.74 | 0.92714 | 19h30 | 0.21 | 1.02 | 1.1871 | 19h30 | 0.6 | 1.96 | 1.8714 | 19h30 | 0.14 | 0.83 | 1.0414 | 19h30 | 0.16 | 0.91 | 1.0343 | 19h30 | 0.5 | 1.74 | 1.6629 | 19h30 | 0.09 | 0.73 | 0.90571 | 19h30 | 0.27 | 1.18 | 1.4314 | 19h30 | 0.67 | 2.13 | 2.0886 | 19h30 | 0.2 | 1.01 | 1.2986
20h30 | 0.25 | 1.14 | 0.23429 | 1.2857 | 20h30 | 0.69 | 2.37 | 0.51429 | 2.0386 | 20h30 | 0.31 | 1.3 | 0.25429 | 1.28 | 20h30 | 0.21 | 1.03 | 0.20286 | 1.1871 | 20h30 | 0.61 | 2.19 | 0.44714 | 1.8871 | 20h30 | 0.26 | 1.19 | 0.21714 | 1.1729 | 20h30 | 0.16 | 0.91 | 0.13857 | 1.0257 | 20h30 | 0.57 | 2.19 | 0.36143 | 1.7514 | 20h30 | 0.17 | 1.07 | 0.15143 | 1.0171 | 20h30 | 0.12 | 0.81 | 0.088571 | 0.85857 | 20h30 | 0.48 | 2.04 | 0.25714 | 1.5171 | 20h30 | 0.09 | 0.89 | 0.091429 | 0.83 | 20h30 | 0.22 | 1.09 | 0.20143 | 1.2386 | 20h30 | 0.62 | 2.28 | 0.44143 | 1.9514 | 20h30 | 0.26 | 1.26 | 0.21286 | 1.2314 | 20h30 | 0.16 | 0.84 | 1.0129 | 20h30 | 0.02 | 0.64 | 0.64 | 20h30 | 0.14 | 0.89 | 0.96714 | 20h30 | 0.1 | 0.66 | 0.67857 | 20h30 | 0.41 | 1.72 | 1.4157 | 20h30 | 0.07 | 0.6 | 0.63 | 20h30 | 0.11 | 0.74 | 0.79286 | 20h30 | 0.45 | 1.93 | 1.58 | 20h30 | 0.08 | 0.71 | 0.73857 | 20h30 | 0.08 | 0.66 | 0.66286 | 20h30 | 0.37 | 1.76 | 1.3386 | 20h30 | 0.06 | 0.6 | 0.61571 | 20h30 | 0.15 | 0.84 | 1.0043 | 20h30 | 0.52 | 2.07 | 1.8771 | 20h30 | 0.12 | 0.9 | 0.96143
21h30 | 0.17 | 1.09 | 0.2 | 1.2929 | 21h30 | 0.39 | 1.67 | 0.33714 | 1.6514 | 21h30 | 0.19 | 1.16 | 0.21 | 1.2829 | 21h30 | 0.13 | 0.98 | 0.16429 | 1.1914 | 21h30 | 0.35 | 1.55 | 0.29714 | 1.5343 | 21h30 | 0.15 | 1.04 | 0.17143 | 1.1714 | 21h30 | 0.06 | 0.84 | 0.09 | 1.0257 | 21h30 | 0.32 | 1.5 | 0.24143 | 1.4029 | 21h30 | 0.06 | 0.9 | 0.094286 | 1.0114 | 21h30 | 0.01 | 0.73 | 0.04 | 0.85 | 21h30 | 0.27 | 1.39 | 0.17714 | 1.2129 | 21h30 | 0 | 0.74 | 0.038571 | 0.82286 | 21h30 | 0.14 | 1.04 | 0.16857 | 1.2457 | 21h30 | 0.35 | 1.61 | 0.29857 | 1.5857 | 21h30 | 0.15 | 1.11 | 0.17143 | 1.2314 | 21h30 | 0.07 | 0.78 | 0.94857 | 21h30 | 0 | 0.68 | 0.73429 | 21h30 | 0.05 | 0.78 | 0.90857 | 21h30 | 0 | 0.56 | 0.62 | 21h30 | 0.24 | 1.19 | 1.0914 | 21h30 | 0 | 0.49 | 0.57714 | 21h30 | 0 | 0.64 | 0.73 | 21h30 | 0.27 | 1.35 | 1.2429 | 21h30 | 0 | 0.6 | 0.69 | 21h30 | 0 | 0.55 | 0.61143 | 21h30 | 0.22 | 1.22 | 1.06 | 21h30 | 0 | 0.49 | 0.57286 | 21h30 | 0.06 | 0.78 | 0.95143 | 21h30 | 0.3 | 1.47 | 1.4814 | 21h30 | 0.03 | 0.78 | 0.90714
22h30 | 0.17 | 1.05 | 0.19571 | 1.29 | 22h30 | 0.23 | 1.37 | 0.25 | 1.4829 | 22h30 | 0.19 | 1.16 | 0.20714 | 1.2914 | 22h30 | 0.13 | 0.95 | 0.16143 | 1.1843 | 22h30 | 0.2 | 1.27 | 0.21571 | 1.3771 | 22h30 | 0.15 | 1.04 | 0.17 | 1.1771 | 22h30 | 0.06 | 0.84 | 0.084286 | 1.0286 | 22h30 | 0.15 | 1.17 | 0.14714 | 1.2343 | 22h30 | 0.06 | 0.9 | 0.091429 | 1.0186 | 22h30 | 0.01 | 0.73 | 0.034286 | 0.85143 | 22h30 | 0.11 | 1.07 | 0.081429 | 1.0514 | 22h30 | 0 | 0.74 | 0.038571 | 0.82571 | 22h30 | 0.14 | 1.01 | 0.16857 | 1.2429 | 22h30 | 0.21 | 1.32 | 0.21857 | 1.4286 | 22h30 | 0.15 | 1.11 | 0.17143 | 1.2414 | 22h30 | 0.07 | 0.78 | 0.93857 | 22h30 | 0 | 0.72 | 0.80286 | 22h30 | 0.05 | 0.78 | 0.90714 | 22h30 | 0 | 0.56 | 0.61143 | 22h30 | 0.09 | 0.91 | 0.85286 | 22h30 | 0 | 0.49 | 0.57714 | 22h30 | 0 | 0.64 | 0.72 | 22h30 | 0.11 | 1.05 | 1 | 22h30 | 0 | 0.6 | 0.69143 | 22h30 | 0 | 0.55 | 0.60714 | 22h30 | 0.07 | 0.94 | 0.84143 | 22h30 | 0 | 0.49 | 0.57429 | 22h30 | 0.06 | 0.78 | 0.94 | 22h30 | 0.15 | 1.17 | 1.2329 | 22h30 | 0.03 | 0.78 | 0.90714
23h30 | 0.11 | 1.03 | 0.17714 | 1.3 | 23h30 | 0.23 | 1.23 | 0.24286 | 1.4143 | 23h30 | 0.11 | 1.05 | 0.17857 | 1.2914 | 23h30 | 0.08 | 0.93 | 0.14143 | 1.19 | 23h30 | 0.2 | 1.14 | 0.21286 | 1.3157 | 23h30 | 0.07 | 0.93 | 0.13857 | 1.1743 | 23h30 | 0 | 0.79 | 0.061429 | 1.03 | 23h30 | 0.15 | 1 | 0.14571 | 1.1571 | 23h30 | 0 | 0.78 | 0.06 | 1.0171 | 23h30 | 0 | 0.66 | 0.027143 | 0.84143 | 23h30 | 0.11 | 0.91 | 0.08 | 0.97714 | 23h30 | 0 | 0.63 | 0.025714 | 0.81571 | 23h30 | 0.08 | 0.99 | 0.14714 | 1.2514 | 23h30 | 0.21 | 1.19 | 0.21571 | 1.3657 | 23h30 | 0.08 | 0.99 | 0.14571 | 1.2386 | 23h30 | 0 | 0.73 | 0.90143 | 23h30 | 0 | 0.75 | 0.85143 | 23h30 | 0 | 0.68 | 0.86714 | 23h30 | 0 | 0.47 | 0.58 | 23h30 | 0.09 | 0.78 | 0.78429 | 23h30 | 0 | 0.41 | 0.54714 | 23h30 | 0 | 0.56 | 0.69571 | 23h30 | 0.11 | 0.87 | 0.91429 | 23h30 | 0 | 0.5 | 0.66 | 23h30 | 0 | 0.46 | 0.57857 | 23h30 | 0.07 | 0.79 | 0.77143 | 23h30 | 0 | 0.4 | 0.54143 | 23h30 | 0 | 0.73 | 0.90714 | 23h30 | 0.15 | 1 | 1.1486 | 23h30 | 0 | 0.68 | 0.87429
00h30 | 0.11 | 1.01 |  |  | 00h30 | 0 | 0.11 |  |  | 00h30 | 0.11 | 1.05 |  |  | 00h30 | 0.08 | 0.92 |  |  | 00h30 | 0 | 0.1 |  |  | 00h30 | 0.07 | 0.93 |  |  | 00h30 | 0 | 0.79 |  |  | 00h30 | 0 | 0.01 |  |  | 00h30 | 0 | 0.78 |  |  | 00h30 | 0 | 0.66 |  |  | 00h30 | 0 | 0 |  |  | 00h30 | 0 | 0.63 |  |  | 00h30 | 0.08 | 0.97 |  |  | 00h30 | 0 | 0.1 |  |  | 00h30 | 0.08 | 0.99 |  |  | 00h30 | 0 | 0.73 |  | 00h30 | 0 | 0.65 |  | 00h30 | 0 | 0.68 |  | 00h30 | 0 | 0.47 |  | 00h30 | 0 | 0 |  | 00h30 | 0 | 0.41 |  | 00h30 | 0 | 0.56 |  | 00h30 | 0 | 0 |  | 00h30 | 0 | 0.5 |  | 00h30 | 0 | 0.46 |  | 00h30 | 0 | 0 |  | 00h30 | 0 | 0.4 |  | 00h30 | 0 | 0.73 |  | 00h30 | 0 | 0.05 |  | 00h30 | 0 | 0.68
01h30 | 0 | 0 |  |  | 01h30 | 0 | 0 |  |  | 01h30 | 0 | 0 |  |  | 01h30 | 0 | 0 |  |  | 01h30 | 0 | 0 |  |  | 01h30 | 0 | 0 |  |  | 01h30 | 0 | 0 |  |  | 01h30 | 0 | 0 |  |  | 01h30 | 0 | 0 |  |  | 01h30 | 0 | 0 |  |  | 01h30 | 0 | 0 |  |  | 01h30 | 0 | 0 |  |  | 01h30 | 0 | 0 |  |  | 01h30 | 0 | 0 |  |  | 01h30 | 0 | 0 |  |  | 01h30 | 0 | 0 |  | 01h30 | 0 | 0 |  | 01h30 | 0 | 0 |  | 01h30 | 0 | 0 |  | 01h30 | 0 | 0 |  | 01h30 | 0 | 0 |  | 01h30 | 0 | 0 |  | 01h30 | 0 | 0 |  | 01h30 | 0 | 0 |  | 01h30 | 0 | 0 |  | 01h30 | 0 | 0 |  | 01h30 | 0 | 0 |  | 01h30 | 0 | 0 |  | 01h30 | 0 | 0 |  | 01h30 | 0 | 0
02h30 | 0 | 0 |  |  | 02h30 | 0 | 0 |  |  | 02h30 | 0 | 0 |  |  | 02h30 | 0 | 0 |  |  | 02h30 | 0 | 0 |  |  | 02h30 | 0 | 0 |  |  | 02h30 | 0 | 0 |  |  | 02h30 | 0 | 0 |  |  | 02h30 | 0 | 0 |  |  | 02h30 | 0 | 0 |  |  | 02h30 | 0 | 0 |  |  | 02h30 | 0 | 0 |  |  | 02h30 | 0 | 0 |  |  | 02h30 | 0 | 0 |  |  | 02h30 | 0 | 0 |  |  | 02h30 | 0 | 0 |  | 02h30 | 0 | 0 |  | 02h30 | 0 | 0 |  | 02h30 | 0 | 0 |  | 02h30 | 0 | 0 |  | 02h30 | 0 | 0 |  | 02h30 | 0 | 0 |  | 02h30 | 0 | 0 |  | 02h30 | 0 | 0 |  | 02h30 | 0 | 0 |  | 02h30 | 0 | 0 |  | 02h30 | 0 | 0 |  | 02h30 | 0 | 0 |  | 02h30 | 0 | 0 |  | 02h30 | 0 | 0
03h30 | 0 | 0.01 |  |  | 03h30 | 0 | 0 |  |  | 03h30 | 0 | 0 |  |  | 03h30 | 0 | 0 |  |  | 03h30 | 0 | 0 |  |  | 03h30 | 0 | 0 |  |  | 03h30 | 0 | 0 |  |  | 03h30 | 0 | 0 |  |  | 03h30 | 0 | 0 |  |  | 03h30 | 0 | 0 |  |  | 03h30 | 0 | 0 |  |  | 03h30 | 0 | 0 |  |  | 03h30 | 0 | 0 |  |  | 03h30 | 0 | 0 |  |  | 03h30 | 0 | 0 |  |  | 03h30 | 0 | 0 |  | 03h30 | 0 | 0 |  | 03h30 | 0 | 0 |  | 03h30 | 0 | 0 |  | 03h30 | 0 | 0 |  | 03h30 | 0 | 0 |  | 03h30 | 0 | 0 |  | 03h30 | 0 | 0 |  | 03h30 | 0 | 0 |  | 03h30 | 0 | 0 |  | 03h30 | 0 | 0 |  | 03h30 | 0 | 0 |  | 03h30 | 0 | 0 |  | 03h30 | 0 | 0 |  | 03h30 | 0 | 0
04h30 | 0 | 0.01 |  |  | 04h30 | 0.01 | 0.06 |  |  | 04h30 | 0 | 0 |  |  | 04h30 | 0 | 0 |  |  | 04h30 | 0 | 0.01 |  |  | 04h30 | 0 | 0 |  |  | 04h30 | 0 | 0 |  |  | 04h30 | 0 | 0 |  |  | 04h30 | 0 | 0 |  |  | 04h30 | 0 | 0 |  |  | 04h30 | 0 | 0 |  |  | 04h30 | 0 | 0 |  |  | 04h30 | 0 | 0 |  |  | 04h30 | 0 | 0.04 |  |  | 04h30 | 0 | 0 |  |  | 04h30 | 0 | 0 |  | 04h30 | 0 | 0 |  | 04h30 | 0 | 0 |  | 04h30 | 0 | 0 |  | 04h30 | 0 | 0 |  | 04h30 | 0 | 0 |  | 04h30 | 0 | 0 |  | 04h30 | 0 | 0 |  | 04h30 | 0 | 0 |  | 04h30 | 0 | 0 |  | 04h30 | 0 | 0 |  | 04h30 | 0 | 0 |  | 04h30 | 0 | 0 |  | 04h30 | 0 | 0 |  | 04h30 | 0 | 0
05h30 | 0.01 | 0.05 |  |  | 05h30 | 0.02 | 0.09 |  |  | 05h30 | 0.01 | 0.04 |  |  | 05h30 | 0 | 0 |  |  | 05h30 | 0.01 | 0.02 |  |  | 05h30 | 0 | 0 |  |  | 05h30 | 0 | 0 |  |  | 05h30 | 0 | 0 |  |  | 05h30 | 0 | 0 |  |  | 05h30 | 0 | 0 |  |  | 05h30 | 0 | 0 |  |  | 05h30 | 0 | 0 |  |  | 05h30 | 0 | 0.03 |  |  | 05h30 | 0.01 | 0.06 |  |  | 05h30 | 0 | 0.01 |  |  | 05h30 | 0 | 0 |  | 05h30 | 0.01 | 0.09 |  | 05h30 | 0 | 0 |  | 05h30 | 0 | 0 |  | 05h30 | 0 | 0 |  | 05h30 | 0 | 0 |  | 05h30 | 0 | 0 |  | 05h30 | 0 | 0 |  | 05h30 | 0 | 0 |  | 05h30 | 0 | 0 |  | 05h30 | 0 | 0 |  | 05h30 | 0 | 0 |  | 05h30 | 0 | 0 |  | 05h30 | 0 | 0 |  | 05h30 | 0 | 0
06h30 | 0.03 | 0.07 |  |  | 06h30 | 0.05 | 0.13 |  |  | 06h30 | 0.02 | 0.05 |  |  | 06h30 | 0 | 0 |  |  | 06h30 | 0.02 | 0.04 |  |  | 06h30 | 0 | 0 |  |  | 06h30 | 0 | 0 |  |  | 06h30 | 0 | 0 |  |  | 06h30 | 0 | 0 |  |  | 06h30 | 0 | 0 |  |  | 06h30 | 0 | 0 |  |  | 06h30 | 0 | 0 |  |  | 06h30 | 0 | 0.03 |  |  | 06h30 | 0.02 | 0.09 |  |  | 06h30 | 0 | 0.01 |  |  | 06h30 | 0 | 0 |  | 06h30 | 0.05 | 0.21 |  | 06h30 | 0 | 0 |  | 06h30 | 0 | 0 |  | 06h30 | 0 | 0 |  | 06h30 | 0 | 0 |  | 06h30 | 0 | 0 |  | 06h30 | 0 | 0 |  | 06h30 | 0 | 0 |  | 06h30 | 0 | 0 |  | 06h30 | 0 | 0 |  | 06h30 | 0 | 0 |  | 06h30 | 0 | 0 |  | 06h30 | 0 | 0 |  | 06h30 | 0 | 0
07h30 | 0.27 | 0.94 |  |  | 07h30 | 0.32 | 1.03 |  |  | 07h30 | 0.26 | 0.91 |  |  | 07h30 | 0.14 | 0.73 |  |  | 07h30 | 0.23 | 0.87 |  |  | 07h30 | 0.14 | 0.72 |  |  | 07h30 | 0.15 | 0.7 |  |  | 07h30 | 0.15 | 0.7 |  |  | 07h30 | 0.15 | 0.69 |  |  | 07h30 | 0.12 | 0.57 |  |  | 07h30 | 0.14 | 0.59 |  |  | 07h30 | 0.12 | 0.56 |  |  | 07h30 | 0.19 | 0.83 |  |  | 07h30 | 0.25 | 0.96 |  |  | 07h30 | 0.14 | 0.81 |  |  | 07h30 | 0.08 | 0.53 |  | 07h30 | 0.17 | 0.89 |  | 07h30 | 0.08 | 0.48 |  | 07h30 | 0.05 | 0.36 |  | 07h30 | 0.03 | 0.43 |  | 07h30 | 0.05 | 0.33 |  | 07h30 | 0.08 | 0.41 |  | 07h30 | 0.08 | 0.47 |  | 07h30 | 0.07 | 0.4 |  | 07h30 | 0.05 | 0.37 |  | 07h30 | 0.07 | 0.4 |  | 07h30 | 0.05 | 0.36 |  | 07h30 | 0.09 | 0.53 |  | 07h30 | 0.09 | 0.6 |  | 07h30 | 0.1 | 0.48
08h30 | 0.43 | 1.47 |  |  | 08h30 | 0.46 | 1.54 |  |  | 08h30 | 0.42 | 1.45 |  |  | 08h30 | 0.31 | 1.26 |  |  | 08h30 | 0.39 | 1.39 |  |  | 08h30 | 0.3 | 1.23 |  |  | 08h30 | 0.25 | 1.15 |  |  | 08h30 | 0.28 | 1.2 |  |  | 08h30 | 0.24 | 1.13 |  |  | 08h30 | 0.16 | 0.93 |  |  | 08h30 | 0.21 | 1.01 |  |  | 08h30 | 0.15 | 0.9 |  |  | 08h30 | 0.34 | 1.37 |  |  | 08h30 | 0.4 | 1.47 |  |  | 08h30 | 0.31 | 1.36 |  |  | 08h30 | 0.19 | 0.93 |  | 08h30 | 0.3 | 1.31 |  | 08h30 | 0.18 | 0.88 |  | 08h30 | 0.08 | 0.6 |  | 08h30 | 0.1 | 0.74 |  | 08h30 | 0.07 | 0.55 |  | 08h30 | 0.1 | 0.7 |  | 08h30 | 0.14 | 0.82 |  | 08h30 | 0.09 | 0.68 |  | 08h30 | 0.05 | 0.59 |  | 08h30 | 0.09 | 0.7 |  | 08h30 | 0.05 | 0.55 |  | 08h30 | 0.18 | 0.93 |  | 08h30 | 0.21 | 1.06 |  | 08h30 | 0.17 | 0.87
09h30 | 0.17 | 0.55 |  |  | 09h30 | 0.18 | 0.61 |  |  | 09h30 | 0.6 | 1.8 |  |  | 09h30 | 0.17 | 0.53 |  |  | 09h30 | 0.17 | 0.56 |  |  | 09h30 | 0.57 | 1.67 |  |  | 09h30 | 0.11 | 0.45 |  |  | 09h30 | 0.13 | 0.51 |  |  | 09h30 | 0.45 | 1.51 |  |  | 09h30 | 0.04 | 0.35 |  |  | 09h30 | 0.07 | 0.43 |  |  | 09h30 | 0.32 | 1.28 |  |  | 09h30 | 0.16 | 0.54 |  |  | 09h30 | 0.17 | 0.58 |  |  | 09h30 | 0.58 | 1.75 |  |  | 09h30 | 0.11 | 0.41 |  | 09h30 | 0.56 | 1.69 |  | 09h30 | 0.45 | 1.42 |  | 09h30 | 0.03 | 0.24 |  | 09h30 | 0.07 | 0.31 |  | 09h30 | 0.28 | 1.03 |  | 09h30 | 0.02 | 0.29 |  | 09h30 | 0.06 | 0.35 |  | 09h30 | 0.28 | 1.14 |  | 09h30 | 0 | 0.21 |  | 09h30 | 0.02 | 0.3 |  | 09h30 | 0.21 | 0.96 |  | 09h30 | 0.09 | 0.4 |  | 09h30 | 0.12 | 0.46 |  | 09h30 | 0.41 | 1.42
10h30 | 0 | 0 |  |  | 10h30 | 0 | 0 |  |  | 10h30 | 0.59 | 1.67 |  |  | 10h30 | 0 | 0 |  |  | 10h30 | 0 | 0 |  |  | 10h30 | 0.55 | 1.56 |  |  | 10h30 | 0 | 0 |  |  | 10h30 | 0 | 0 |  |  | 10h30 | 0.46 | 1.43 |  |  | 10h30 | 0 | 0 |  |  | 10h30 | 0 | 0 |  |  | 10h30 | 0.38 | 1.26 |  |  | 10h30 | 0 | 0 |  |  | 10h30 | 0 | 0 |  |  | 10h30 | 0.56 | 1.63 |  |  | 10h30 | 0 | 0 |  | 10h30 | 0.47 | 1.39 |  | 10h30 | 0.48 | 1.39 |  | 10h30 | 0 | 0 |  | 10h30 | 0 | 0 |  | 10h30 | 0.36 | 1.08 |  | 10h30 | 0 | 0 |  | 10h30 | 0 | 0 |  | 10h30 | 0.36 | 1.17 |  | 10h30 | 0 | 0 |  | 10h30 | 0 | 0 |  | 10h30 | 0.29 | 1.04 |  | 10h30 | 0 | 0 |  | 10h30 | 0 | 0 |  | 10h30 | 0.45 | 1.39
11h30 | 0 | 0 |  |  | 11h30 | 0 | 0 |  |  | 11h30 | 0.5 | 1.45 |  |  | 11h30 | 0 | 0 |  |  | 11h30 | 0 | 0 |  |  | 11h30 | 0.46 | 1.35 |  |  | 11h30 | 0 | 0 |  |  | 11h30 | 0 | 0 |  |  | 11h30 | 0.38 | 1.21 |  |  | 11h30 | 0 | 0 |  |  | 11h30 | 0 | 0 |  |  | 11h30 | 0.32 | 1.08 |  |  | 11h30 | 0 | 0 |  |  | 11h30 | 0 | 0 |  |  | 11h30 | 0.46 | 1.41 |  |  | 11h30 | 0 | 0 |  | 11h30 | 0.34 | 1.09 |  | 11h30 | 0.4 | 1.19 |  | 11h30 | 0 | 0 |  | 11h30 | 0 | 0 |  | 11h30 | 0.3 | 0.93 |  | 11h30 | 0 | 0 |  | 11h30 | 0 | 0 |  | 11h30 | 0.31 | 1.01 |  | 11h30 | 0 | 0 |  | 11h30 | 0 | 0 |  | 11h30 | 0.25 | 0.9 |  | 11h30 | 0 | 0 |  | 11h30 | 0 | 0 |  | 11h30 | 0.37 | 1.19
12h30 | 0 | 0 |  |  | 12h30 | 0 | 0 |  |  | 12h30 | 0.44 | 1.31 |  |  | 12h30 | 0 | 0 |  |  | 12h30 | 0 | 0 |  |  | 12h30 | 0.41 | 1.22 |  |  | 12h30 | 0 | 0 |  |  | 12h30 | 0 | 0 |  |  | 12h30 | 0.33 | 1.08 |  |  | 12h30 | 0 | 0 |  |  | 12h30 | 0 | 0 |  |  | 12h30 | 0.28 | 0.96 |  |  | 12h30 | 0 | 0 |  |  | 12h30 | 0 | 0 |  |  | 12h30 | 0.4 | 1.27 |  |  | 12h30 | 0 | 0 |  | 12h30 | 0.32 | 1.06 |  | 12h30 | 0.35 | 1.05 |  | 12h30 | 0 | 0 |  | 12h30 | 0 | 0 |  | 12h30 | 0.26 | 0.82 |  | 12h30 | 0 | 0 |  | 12h30 | 0 | 0 |  | 12h30 | 0.26 | 0.89 |  | 12h30 | 0 | 0 |  | 12h30 | 0 | 0 |  | 12h30 | 0.22 | 0.79 |  | 12h30 | 0 | 0 |  | 12h30 | 0 | 0 |  | 12h30 | 0.31 | 1.05
13h30 | 0.3 | 0.89 |  |  | 13h30 | 0 | 0 |  |  | 13h30 | 0.39 | 1.2 |  |  | 13h30 | 0.28 | 0.82 |  |  | 13h30 | 0 | 0 |  |  | 13h30 | 0.36 | 1.12 |  |  | 13h30 | 0.24 | 0.82 |  |  | 13h30 | 0 | 0 |  |  | 13h30 | 0.28 | 0.97 |  |  | 13h30 | 0.22 | 0.75 |  |  | 13h30 | 0 | 0 |  |  | 13h30 | 0.23 | 0.86 |  |  | 13h30 | 0.26 | 0.87 |  |  | 13h30 | 0 | 0 |  |  | 13h30 | 0.33 | 1.16 |  |  | 13h30 | 0.23 | 0.67 |  | 13h30 | 0.33 | 1.11 |  | 13h30 | 0.3 | 0.94 |  | 13h30 | 0.17 | 0.52 |  | 13h30 | 0 | 0 |  | 13h30 | 0.22 | 0.72 |  | 13h30 | 0.18 | 0.63 |  | 13h30 | 0 | 0 |  | 13h30 | 0.22 | 0.78 |  | 13h30 | 0.16 | 0.58 |  | 13h30 | 0 | 0 |  | 13h30 | 0.18 | 0.7 |  | 13h30 | 0.2 | 0.67 |  | 13h30 | 0 | 0 |  | 13h30 | 0.25 | 0.94
14h30 | 0.56 | 1.59 |  |  | 14h30 | 0 | 0 |  |  | 14h30 | 0.35 | 1.12 |  |  | 14h30 | 0.52 | 1.47 |  |  | 14h30 | 0 | 0 |  |  | 14h30 | 0.32 | 1.04 |  |  | 14h30 | 0.43 | 1.39 |  |  | 14h30 | 0 | 0 |  |  | 14h30 | 0.24 | 0.88 |  |  | 14h30 | 0.37 | 1.23 |  |  | 14h30 | 0 | 0 |  |  | 14h30 | 0.2 | 0.78 |  |  | 14h30 | 0.48 | 1.53 |  |  | 14h30 | 0 | 0 |  |  | 14h30 | 0.29 | 1.08 |  |  | 14h30 | 0.43 | 1.24 |  | 14h30 | 0.32 | 1.12 |  | 14h30 | 0.25 | 0.86 |  | 14h30 | 0.31 | 0.95 |  | 14h30 | 0 | 0 |  | 14h30 | 0.18 | 0.65 |  | 14h30 | 0.32 | 1.08 |  | 14h30 | 0 | 0 |  | 14h30 | 0.18 | 0.7 |  | 14h30 | 0.27 | 0.97 |  | 14h30 | 0 | 0 |  | 14h30 | 0.15 | 0.63 |  | 14h30 | 0.37 | 1.23 |  | 14h30 | 0 | 0 |  | 14h30 | 0.21 | 0.86
15h30 | 0.59 | 1.78 |  |  | 15h30 | 0 | 0 |  |  | 15h30 | 0.32 | 1.1 |  |  | 15h30 | 0.55 | 1.66 |  |  | 15h30 | 0 | 0 |  |  | 15h30 | 0.29 | 1.02 |  |  | 15h30 | 0.46 | 1.48 |  |  | 15h30 | 0 | 0 |  |  | 15h30 | 0.22 | 0.86 |  |  | 15h30 | 0.37 | 1.3 |  |  | 15h30 | 0 | 0 |  |  | 15h30 | 0.18 | 0.76 |  |  | 15h30 | 0.52 | 1.72 |  |  | 15h30 | 0 | 0 |  |  | 15h30 | 0.27 | 1.06 |  |  | 15h30 | 0.47 | 1.48 |  | 15h30 | 0.32 | 1.11 |  | 15h30 | 0.22 | 0.83 |  | 15h30 | 0.35 | 1.16 |  | 15h30 | 0 | 0 |  | 15h30 | 0.15 | 0.62 |  | 15h30 | 0.35 | 1.22 |  | 15h30 | 0 | 0 |  | 15h30 | 0.16 | 0.67 |  | 15h30 | 0.29 | 1.07 |  | 15h30 | 0 | 0 |  | 15h30 | 0.13 | 0.6 |  | 15h30 | 0.41 | 1.45 |  | 15h30 | 0 | 0 |  | 15h30 | 0.19 | 0.82
16h30 | 0.47 | 1.49 |  |  | 16h30 | 0 | 0 |  |  | 16h30 | 0.33 | 1.15 |  |  | 16h30 | 0.44 | 1.42 |  |  | 16h30 | 0 | 0 |  |  | 16h30 | 0.3 | 1.09 |  |  | 16h30 | 0.36 | 1.25 |  |  | 16h30 | 0 | 0 |  |  | 16h30 | 0.23 | 0.91 |  |  | 16h30 | 0.3 | 1.11 |  |  | 16h30 | 0 | 0 |  |  | 16h30 | 0.18 | 0.8 |  |  | 16h30 | 0.42 | 1.45 |  |  | 16h30 | 0 | 0 |  |  | 16h30 | 0.29 | 1.11 |  |  | 16h30 | 0.37 | 1.26 |  | 16h30 | 0.33 | 1.15 |  | 16h30 | 0.23 | 0.87 |  | 16h30 | 0.28 | 0.99 |  | 16h30 | 0 | 0 |  | 16h30 | 0.16 | 0.66 |  | 16h30 | 0.29 | 1.05 |  | 16h30 | 0 | 0 |  | 16h30 | 0.16 | 0.71 |  | 16h30 | 0.24 | 0.94 |  | 16h30 | 0 | 0 |  | 16h30 | 0.13 | 0.63 |  | 16h30 | 0.34 | 1.25 |  | 16h30 | 0 | 0 |  | 16h30 | 0.2 | 0.87
17h30 | 0.46 | 1.47 |  |  | 17h30 | 0 | 0 |  |  | 17h30 | 0.39 | 1.28 |  |  | 17h30 | 0.44 | 1.42 |  |  | 17h30 | 0 | 0 |  |  | 17h30 | 0.36 | 1.22 |  |  | 17h30 | 0.36 | 1.23 |  |  | 17h30 | 0 | 0 |  |  | 17h30 | 0.28 | 1.03 |  |  | 17h30 | 0.31 | 1.1 |  |  | 17h30 | 0 | 0 |  |  | 17h30 | 0.23 | 0.91 |  |  | 17h30 | 0.44 | 1.44 |  |  | 17h30 | 0 | 0 |  |  | 17h30 | 0.36 | 1.24 |  |  | 17h30 | 0.37 | 1.22 |  | 17h30 | 0.35 | 1.21 |  | 17h30 | 0.28 | 0.97 |  | 17h30 | 0.28 | 0.97 |  | 17h30 | 0 | 0 |  | 17h30 | 0.2 | 0.74 |  | 17h30 | 0.29 | 1.04 |  | 17h30 | 0 | 0 |  | 17h30 | 0.21 | 0.81 |  | 17h30 | 0.25 | 0.94 |  | 17h30 | 0 | 0 |  | 17h30 | 0.17 | 0.73 |  | 17h30 | 0.35 | 1.22 |  | 17h30 | 0 | 0 |  | 17h30 | 0.26 | 0.98
18h30 | 0.48 | 1.49 |  |  | 18h30 | 0.32 | 1.02 |  |  | 18h30 | 0.44 | 1.38 |  |  | 18h30 | 0.46 | 1.45 |  |  | 18h30 | 0.37 | 1.1 |  |  | 18h30 | 0.41 | 1.32 |  |  | 18h30 | 0.38 | 1.25 |  |  | 18h30 | 0.36 | 1.11 |  |  | 18h30 | 0.33 | 1.13 |  |  | 18h30 | 0.32 | 1.12 |  |  | 18h30 | 0.33 | 1.06 |  |  | 18h30 | 0.27 | 0.99 |  |  | 18h30 | 0.46 | 1.46 |  |  | 18h30 | 0.38 | 1.07 |  |  | 18h30 | 0.42 | 1.34 |  |  | 18h30 | 0.38 | 1.22 |  | 18h30 | 0.39 | 1.3 |  | 18h30 | 0.32 | 1.05 |  | 18h30 | 0.3 | 0.97 |  | 18h30 | 0.26 | 0.87 |  | 18h30 | 0.24 | 0.81 |  | 18h30 | 0.31 | 1.05 |  | 18h30 | 0.29 | 0.94 |  | 18h30 | 0.24 | 0.88 |  | 18h30 | 0.26 | 0.95 |  | 18h30 | 0.27 | 0.89 |  | 18h30 | 0.21 | 0.8 |  | 18h30 | 0.37 | 1.23 |  | 18h30 | 0.32 | 1 |  | 18h30 | 0.3 | 1.06
19h30 | 0.31 | 1.27 |  |  | 19h30 | 0.53 | 1.79 |  |  | 19h30 | 0.28 | 1.2 |  |  | 19h30 | 0.29 | 1.23 |  |  | 19h30 | 0.54 | 1.8 |  |  | 19h30 | 0.26 | 1.14 |  |  | 19h30 | 0.2 | 1.02 |  |  | 19h30 | 0.47 | 1.71 |  |  | 19h30 | 0.17 | 0.94 |  |  | 19h30 | 0.15 | 0.88 |  |  | 19h30 | 0.39 | 1.54 |  |  | 19h30 | 0.11 | 0.8 |  |  | 19h30 | 0.29 | 1.24 |  |  | 19h30 | 0.54 | 1.79 |  |  | 19h30 | 0.26 | 1.17 |  |  | 19h30 | 0.2 | 0.97 |  | 19h30 | 0.22 | 1.12 |  | 19h30 | 0.15 | 0.84 |  | 19h30 | 0.11 | 0.72 |  | 19h30 | 0.31 | 1.25 |  | 19h30 | 0.07 | 0.6 |  | 19h30 | 0.12 | 0.79 |  | 19h30 | 0.34 | 1.36 |  | 19h30 | 0.08 | 0.67 |  | 19h30 | 0.08 | 0.7 |  | 19h30 | 0.28 | 1.25 |  | 19h30 | 0.06 | 0.59 |  | 19h30 | 0.19 | 0.98 |  | 19h30 | 0.41 | 1.54 |  | 19h30 | 0.14 | 0.86
20h30 | 0.16 | 1.06 |  |  | 20h30 | 0.5 | 1.98 |  |  | 20h30 | 0.16 | 1.01 |  |  | 20h30 | 0.15 | 1.01 |  |  | 20h30 | 0.44 | 1.86 |  |  | 20h30 | 0.15 | 0.95 |  |  | 20h30 | 0.09 | 0.81 |  |  | 20h30 | 0.32 | 1.62 |  |  | 20h30 | 0.09 | 0.76 |  |  | 20h30 | 0.05 | 0.66 |  |  | 20h30 | 0.22 | 1.39 |  |  | 20h30 | 0.05 | 0.6 |  |  | 20h30 | 0.14 | 1.03 |  |  | 20h30 | 0.43 | 1.89 |  |  | 20h30 | 0.15 | 0.98 |  |  | 20h30 | 0.08 | 0.72 |  | 20h30 | 0.12 | 0.9 |  | 20h30 | 0.08 | 0.63 |  | 20h30 | 0.03 | 0.47 |  | 20h30 | 0.18 | 1.17 |  | 20h30 | 0.02 | 0.4 |  | 20h30 | 0.03 | 0.55 |  | 20h30 | 0.18 | 1.27 |  | 20h30 | 0.02 | 0.46 |  | 20h30 | 0 | 0.46 |  | 20h30 | 0.11 | 1.12 |  | 20h30 | 0 | 0.39 |  | 20h30 | 0.07 | 0.74 |  | 20h30 | 0.27 | 1.53 |  | 20h30 | 0.07 | 0.65
21h30 | 0.14 | 1.1 |  |  | 21h30 | 0.3 | 1.55 |  |  | 21h30 | 0.14 | 1.07 |  |  | 21h30 | 0.12 | 1.05 |  |  | 21h30 | 0.27 | 1.47 |  |  | 21h30 | 0.12 | 1 |  |  | 21h30 | 0.05 | 0.84 |  |  | 21h30 | 0.21 | 1.28 |  |  | 21h30 | 0.04 | 0.81 |  |  | 21h30 | 0 | 0.69 |  |  | 21h30 | 0.16 | 1.1 |  |  | 21h30 | 0 | 0.64 |  |  | 21h30 | 0.12 | 1.07 |  |  | 21h30 | 0.27 | 1.49 |  |  | 21h30 | 0.12 | 1.03 |  |  | 21h30 | 0.03 | 0.73 |  | 21h30 | 0.07 | 0.92 |  | 21h30 | 0.02 | 0.67 |  | 21h30 | 0 | 0.48 |  | 21h30 | 0.13 | 0.9 |  | 21h30 | 0 | 0.42 |  | 21h30 | 0 | 0.56 |  | 21h30 | 0.14 | 1 |  | 21h30 | 0 | 0.5 |  | 21h30 | 0 | 0.47 |  | 21h30 | 0.1 | 0.89 |  | 21h30 | 0 | 0.42 |  | 21h30 | 0.03 | 0.75 |  | 21h30 | 0.19 | 1.21 |  | 21h30 | 0.02 | 0.69
22h30 | 0.14 | 1.12 |  |  | 22h30 | 0.21 | 1.36 |  |  | 22h30 | 0.14 | 1.1 |  |  | 22h30 | 0.12 | 1.06 |  |  | 22h30 | 0.19 | 1.3 |  |  | 22h30 | 0.12 | 1.03 |  |  | 22h30 | 0.05 | 0.87 |  |  | 22h30 | 0.12 | 1.11 |  |  | 22h30 | 0.04 | 0.84 |  |  | 22h30 | 0 | 0.7 |  |  | 22h30 | 0.06 | 0.94 |  |  | 22h30 | 0 | 0.66 |  |  | 22h30 | 0.12 | 1.09 |  |  | 22h30 | 0.19 | 1.32 |  |  | 22h30 | 0.12 | 1.07 |  |  | 22h30 | 0.03 | 0.73 |  | 22h30 | 0.07 | 0.93 |  | 22h30 | 0.02 | 0.68 |  | 22h30 | 0 | 0.48 |  | 22h30 | 0.03 | 0.75 |  | 22h30 | 0 | 0.42 |  | 22h30 | 0 | 0.56 |  | 22h30 | 0.05 | 0.86 |  | 22h30 | 0 | 0.51 |  | 22h30 | 0 | 0.47 |  | 22h30 | 0.01 | 0.75 |  | 22h30 | 0 | 0.42 |  | 22h30 | 0.03 | 0.75 |  | 22h30 | 0.1 | 1.04 |  | 22h30 | 0.02 | 0.71
23h30 | 0.13 | 1.15 |  |  | 23h30 | 0.2 | 1.29 |  |  | 23h30 | 0.12 | 1.13 |  |  | 23h30 | 0.1 | 1.08 |  |  | 23h30 | 0.19 | 1.23 |  |  | 23h30 | 0.1 | 1.05 |  |  | 23h30 | 0.02 | 0.88 |  |  | 23h30 | 0.12 | 1.04 |  |  | 23h30 | 0.01 | 0.87 |  |  | 23h30 | 0 | 0.71 |  |  | 23h30 | 0.06 | 0.87 |  |  | 23h30 | 0 | 0.68 |  |  | 23h30 | 0.11 | 1.11 |  |  | 23h30 | 0.19 | 1.25 |  |  | 23h30 | 0.1 | 1.09 |  |  | 23h30 | 0 | 0.73 |  | 23h30 | 0.03 | 0.94 |  | 23h30 | 0 | 0.69 |  | 23h30 | 0 | 0.47 |  | 23h30 | 0.03 | 0.67 |  | 23h30 | 0 | 0.43 |  | 23h30 | 0 | 0.56 |  | 23h30 | 0.05 | 0.77 |  | 23h30 | 0 | 0.52 |  | 23h30 | 0 | 0.46 |  | 23h30 | 0.01 | 0.67 |  | 23h30 | 0 | 0.42 |  | 23h30 | 0 | 0.75 |  | 23h30 | 0.1 | 0.95 |  | 23h30 | 0 | 0.71
00h30 | 0.13 | 0.9 |  |  | 00h30 | 0 | 0.26 |  |  | 00h30 | 0.12 | 0.93 |  |  | 00h30 | 0.1 | 0.84 |  |  | 00h30 | 0 | 0.24 |  |  | 00h30 | 0.1 | 0.85 |  |  | 00h30 | 0.02 | 0.73 |  |  | 00h30 | 0 | 0.17 |  |  | 00h30 | 0.01 | 0.74 |  |  | 00h30 | 0 | 0.61 |  |  | 00h30 | 0 | 0.11 |  |  | 00h30 | 0 | 0.61 |  |  | 00h30 | 0.11 | 0.87 |  |  | 00h30 | 0 | 0.25 |  |  | 00h30 | 0.1 | 0.88 |  |  | 00h30 | 0 | 0.63 |  | 00h30 | 0.03 | 0.8 |  | 00h30 | 0 | 0.62 |  | 00h30 | 0 | 0.46 |  | 00h30 | 0 | 0.03 |  | 00h30 | 0 | 0.43 |  | 00h30 | 0 | 0.51 |  | 00h30 | 0 | 0.07 |  | 00h30 | 0 | 0.5 |  | 00h30 | 0 | 0.45 |  | 00h30 | 0 | 0.04 |  | 00h30 | 0 | 0.42 |  | 00h30 | 0 | 0.64 |  | 00h30 | 0 | 0.13 |  | 00h30 | 0 | 0.63
01h30 | 0.01 | 0.15 |  |  | 01h30 | 0 | 0 |  |  | 01h30 | 0 | 0.16 |  |  | 01h30 | 0 | 0.1 |  |  | 01h30 | 0 | 0 |  |  | 01h30 | 0 | 0.09 |  |  | 01h30 | 0 | 0 |  |  | 01h30 | 0 | 0 |  |  | 01h30 | 0 | 0 |  |  | 01h30 | 0 | 0 |  |  | 01h30 | 0 | 0 |  |  | 01h30 | 0 | 0 |  |  | 01h30 | 0 | 0.13 |  |  | 01h30 | 0 | 0 |  |  | 01h30 | 0 | 0.13 |  |  | 01h30 | 0 | 0 |  | 01h30 | 0 | 0.02 |  | 01h30 | 0 | 0 |  | 01h30 | 0 | 0 |  | 01h30 | 0 | 0 |  | 01h30 | 0 | 0 |  | 01h30 | 0 | 0 |  | 01h30 | 0 | 0 |  | 01h30 | 0 | 0 |  | 01h30 | 0 | 0 |  | 01h30 | 0 | 0 |  | 01h30 | 0 | 0 |  | 01h30 | 0 | 0 |  | 01h30 | 0 | 0 |  | 01h30 | 0 | 0
02h30 | 0.01 | 0.15 |  |  | 02h30 | 0.02 | 0.16 |  |  | 02h30 | 0 | 0.16 |  |  | 02h30 | 0 | 0.1 |  |  | 02h30 | 0 | 0.12 |  |  | 02h30 | 0 | 0.09 |  |  | 02h30 | 0 | 0 |  |  | 02h30 | 0 | 0 |  |  | 02h30 | 0 | 0 |  |  | 02h30 | 0 | 0 |  |  | 02h30 | 0 | 0 |  |  | 02h30 | 0 | 0 |  |  | 02h30 | 0 | 0.13 |  |  | 02h30 | 0 | 0.15 |  |  | 02h30 | 0 | 0.13 |  |  | 02h30 | 0 | 0 |  | 02h30 | 0 | 0.02 |  | 02h30 | 0 | 0 |  | 02h30 | 0 | 0 |  | 02h30 | 0 | 0 |  | 02h30 | 0 | 0 |  | 02h30 | 0 | 0 |  | 02h30 | 0 | 0 |  | 02h30 | 0 | 0 |  | 02h30 | 0 | 0 |  | 02h30 | 0 | 0 |  | 02h30 | 0 | 0 |  | 02h30 | 0 | 0 |  | 02h30 | 0 | 0 |  | 02h30 | 0 | 0
03h30 | 0.04 | 0.26 |  |  | 03h30 | 0.06 | 0.25 |  |  | 03h30 | 0.04 | 0.26 |  |  | 03h30 | 0.01 | 0.19 |  |  | 03h30 | 0.03 | 0.21 |  |  | 03h30 | 0.01 | 0.18 |  |  | 03h30 | 0 | 0.04 |  |  | 03h30 | 0 | 0.06 |  |  | 03h30 | 0 | 0.04 |  |  | 03h30 | 0 | 0 |  |  | 03h30 | 0 | 0 |  |  | 03h30 | 0 | 0 |  |  | 03h30 | 0.02 | 0.23 |  |  | 03h30 | 0.03 | 0.23 |  |  | 03h30 | 0.02 | 0.23 |  |  | 03h30 | 0 | 0 |  | 03h30 | 0 | 0.14 |  | 03h30 | 0 | 0 |  | 03h30 | 0 | 0 |  | 03h30 | 0 | 0 |  | 03h30 | 0 | 0 |  | 03h30 | 0 | 0 |  | 03h30 | 0 | 0 |  | 03h30 | 0 | 0 |  | 03h30 | 0 | 0 |  | 03h30 | 0 | 0 |  | 03h30 | 0 | 0 |  | 03h30 | 0 | 0 |  | 03h30 | 0 | 0 |  | 03h30 | 0 | 0
04h30 | 0.09 | 0.31 |  |  | 04h30 | 0.11 | 0.39 |  |  | 04h30 | 0.09 | 0.31 |  |  | 04h30 | 0.06 | 0.24 |  |  | 04h30 | 0.09 | 0.32 |  |  | 04h30 | 0.06 | 0.23 |  |  | 04h30 | 0 | 0.13 |  |  | 04h30 | 0.02 | 0.2 |  |  | 04h30 | 0 | 0.12 |  |  | 04h30 | 0 | 0 |  |  | 04h30 | 0 | 0.05 |  |  | 04h30 | 0 | 0 |  |  | 04h30 | 0.07 | 0.28 |  |  | 04h30 | 0.09 | 0.36 |  |  | 04h30 | 0.06 | 0.28 |  |  | 04h30 | 0 | 0 |  | 04h30 | 0.02 | 0.19 |  | 04h30 | 0 | 0 |  | 04h30 | 0 | 0 |  | 04h30 | 0 | 0 |  | 04h30 | 0 | 0 |  | 04h30 | 0 | 0 |  | 04h30 | 0 | 0 |  | 04h30 | 0 | 0 |  | 04h30 | 0 | 0 |  | 04h30 | 0 | 0 |  | 04h30 | 0 | 0 |  | 04h30 | 0 | 0 |  | 04h30 | 0 | 0.05 |  | 04h30 | 0 | 0
05h30 | 0.14 | 0.45 |  |  | 05h30 | 0.17 | 0.54 |  |  | 05h30 | 0.14 | 0.44 |  |  | 05h30 | 0.11 | 0.35 |  |  | 05h30 | 0.13 | 0.43 |  |  | 05h30 | 0.1 | 0.34 |  |  | 05h30 | 0.04 | 0.27 |  |  | 05h30 | 0.06 | 0.33 |  |  | 05h30 | 0.04 | 0.26 |  |  | 05h30 | 0 | 0.08 |  |  | 05h30 | 0 | 0.16 |  |  | 05h30 | 0 | 0.07 |  |  | 05h30 | 0.12 | 0.4 |  |  | 05h30 | 0.14 | 0.49 |  |  | 05h30 | 0.11 | 0.4 |  |  | 05h30 | 0 | 0.05 |  | 05h30 | 0.07 | 0.28 |  | 05h30 | 0 | 0.04 |  | 05h30 | 0 | 0 |  | 05h30 | 0 | 0 |  | 05h30 | 0 | 0 |  | 05h30 | 0 | 0 |  | 05h30 | 0 | 0 |  | 05h30 | 0 | 0 |  | 05h30 | 0 | 0 |  | 05h30 | 0 | 0 |  | 05h30 | 0 | 0 |  | 05h30 | 0 | 0.06 |  | 05h30 | 0.01 | 0.15 |  | 05h30 | 0 | 0.05
06h30 | 0.2 | 0.57 |  |  | 06h30 | 0.22 | 0.63 |  |  | 06h30 | 0.19 | 0.56 |  |  | 06h30 | 0.15 | 0.45 |  |  | 06h30 | 0.18 | 0.51 |  |  | 06h30 | 0.14 | 0.43 |  |  | 06h30 | 0.09 | 0.38 |  |  | 06h30 | 0.11 | 0.44 |  |  | 06h30 | 0.09 | 0.37 |  |  | 06h30 | 0.01 | 0.18 |  |  | 06h30 | 0.03 | 0.24 |  |  | 06h30 | 0 | 0.16 |  |  | 06h30 | 0.16 | 0.52 |  |  | 06h30 | 0.18 | 0.58 |  |  | 06h30 | 0.15 | 0.51 |  |  | 06h30 | 0.03 | 0.14 |  | 06h30 | 0.11 | 0.38 |  | 06h30 | 0.03 | 0.13 |  | 06h30 | 0 | 0 |  | 06h30 | 0 | 0 |  | 06h30 | 0 | 0 |  | 06h30 | 0 | 0 |  | 06h30 | 0 | 0.05 |  | 06h30 | 0 | 0 |  | 06h30 | 0 | 0 |  | 06h30 | 0 | 0 |  | 06h30 | 0 | 0 |  | 06h30 | 0.02 | 0.16 |  | 06h30 | 0.05 | 0.21 |  | 06h30 | 0.02 | 0.15
07h30 | 0.51 | 1.61 |  |  | 07h30 | 0.54 | 1.66 |  |  | 07h30 | 0.51 | 1.61 |  |  | 07h30 | 0.44 | 1.43 |  |  | 07h30 | 0.47 | 1.5 |  |  | 07h30 | 0.43 | 1.41 |  |  | 07h30 | 0.34 | 1.34 |  |  | 07h30 | 0.36 | 1.42 |  |  | 07h30 | 0.33 | 1.33 |  |  | 07h30 | 0.28 | 0.96 |  |  | 07h30 | 0.27 | 0.97 |  |  | 07h30 | 0.27 | 0.97 |  |  | 07h30 | 0.45 | 1.54 |  |  | 07h30 | 0.48 | 1.6 |  |  | 07h30 | 0.44 | 1.53 |  |  | 07h30 | 0.22 | 0.74 |  | 07h30 | 0.33 | 1.25 |  | 07h30 | 0.23 | 0.71 |  | 07h30 | 0.19 | 0.73 |  | 07h30 | 0.21 | 0.77 |  | 07h30 | 0.19 | 0.72 |  | 07h30 | 0.21 | 0.85 |  | 07h30 | 0.23 | 0.83 |  | 07h30 | 0.21 | 0.84 |  | 07h30 | 0.18 | 0.77 |  | 07h30 | 0.2 | 0.82 |  | 07h30 | 0.17 | 0.76 |  | 07h30 | 0.24 | 0.83 |  | 07h30 | 0.18 | 1 |  | 07h30 | 0.25 | 0.73
08h30 | 0.67 | 2.19 |  |  | 08h30 | 0.68 | 2.22 |  |  | 08h30 | 0.67 | 2.19 |  |  | 08h30 | 0.59 | 2.01 |  |  | 08h30 | 0.62 | 2.07 |  |  | 08h30 | 0.59 | 1.99 |  |  | 08h30 | 0.51 | 1.94 |  |  | 08h30 | 0.53 | 1.99 |  |  | 08h30 | 0.5 | 1.92 |  |  | 08h30 | 0.4 | 1.55 |  |  | 08h30 | 0.41 | 1.58 |  |  | 08h30 | 0.4 | 1.56 |  |  | 08h30 | 0.61 | 2.12 |  |  | 08h30 | 0.63 | 2.16 |  |  | 08h30 | 0.6 | 2.11 |  |  | 08h30 | 0.38 | 1.38 |  | 08h30 | 0.46 | 1.71 |  | 08h30 | 0.39 | 1.35 |  | 08h30 | 0.27 | 1.14 |  | 08h30 | 0.31 | 1.24 |  | 08h30 | 0.25 | 1.12 |  | 08h30 | 0.3 | 1.35 |  | 08h30 | 0.34 | 1.38 |  | 08h30 | 0.29 | 1.33 |  | 08h30 | 0.22 | 1.18 |  | 08h30 | 0.27 | 1.28 |  | 08h30 | 0.21 | 1.15 |  | 08h30 | 0.38 | 1.45 |  | 08h30 | 0.35 | 1.6 |  | 08h30 | 0.38 | 1.37
09h30 | 0.25 | 0.76 |  |  | 09h30 | 0.28 | 0.96 |  |  | 09h30 | 0.78 | 2.42 |  |  | 09h30 | 0.24 | 0.73 |  |  | 09h30 | 0.25 | 0.88 |  |  | 09h30 | 0.73 | 2.28 |  |  | 09h30 | 0.22 | 0.79 |  |  | 09h30 | 0.23 | 0.82 |  |  | 09h30 | 0.69 | 2.24 |  |  | 09h30 | 0.13 | 0.7 |  |  | 09h30 | 0.16 | 0.74 |  |  | 09h30 | 0.54 | 2.02 |  |  | 09h30 | 0.24 | 0.74 |  |  | 09h30 | 0.25 | 0.93 |  |  | 09h30 | 0.74 | 2.36 |  |  | 09h30 | 0.19 | 0.73 |  | 09h30 | 0.62 | 1.89 |  | 09h30 | 0.62 | 2.09 |  | 09h30 | 0.08 | 0.41 |  | 09h30 | 0.1 | 0.47 |  | 09h30 | 0.42 | 1.49 |  | 09h30 | 0.09 | 0.51 |  | 09h30 | 0.11 | 0.6 |  | 09h30 | 0.45 | 1.71 |  | 09h30 | 0.04 | 0.4 |  | 09h30 | 0.07 | 0.46 |  | 09h30 | 0.35 | 1.49 |  | 09h30 | 0.17 | 0.71 |  | 09h30 | 0.21 | 0.71 |  | 09h30 | 0.59 | 2.1
10h30 | 0 | 0 |  |  | 10h30 | 0 | 0 |  |  | 10h30 | 0.76 | 2.27 |  |  | 10h30 | 0 | 0 |  |  | 10h30 | 0 | 0 |  |  | 10h30 | 0.72 | 2.14 |  |  | 10h30 | 0 | 0 |  |  | 10h30 | 0 | 0 |  |  | 10h30 | 0.66 | 2.08 |  |  | 10h30 | 0 | 0 |  |  | 10h30 | 0 | 0 |  |  | 10h30 | 0.56 | 1.88 |  |  | 10h30 | 0 | 0 |  |  | 10h30 | 0 | 0 |  |  | 10h30 | 0.72 | 2.22 |  |  | 10h30 | 0 | 0 |  | 10h30 | 0.52 | 1.54 |  | 10h30 | 0.62 | 1.94 |  | 10h30 | 0 | 0 |  | 10h30 | 0 | 0 |  | 10h30 | 0.48 | 1.48 |  | 10h30 | 0 | 0 |  | 10h30 | 0 | 0 |  | 10h30 | 0.5 | 1.67 |  | 10h30 | 0 | 0 |  | 10h30 | 0 | 0 |  | 10h30 | 0.43 | 1.5 |  | 10h30 | 0 | 0 |  | 10h30 | 0 | 0 |  | 10h30 | 0.59 | 1.95
11h30 | 0 | 0 |  |  | 11h30 | 0 | 0 |  |  | 11h30 | 0.68 | 2.06 |  |  | 11h30 | 0 | 0 |  |  | 11h30 | 0 | 0 |  |  | 11h30 | 0.63 | 1.92 |  |  | 11h30 | 0 | 0 |  |  | 11h30 | 0 | 0 |  |  | 11h30 | 0.57 | 1.83 |  |  | 11h30 | 0 | 0 |  |  | 11h30 | 0 | 0 |  |  | 11h30 | 0.48 | 1.65 |  |  | 11h30 | 0 | 0 |  |  | 11h30 | 0 | 0 |  |  | 11h30 | 0.63 | 2 |  |  | 11h30 | 0 | 0 |  | 11h30 | 0.34 | 1.11 |  | 11h30 | 0.53 | 1.69 |  | 11h30 | 0 | 0 |  | 11h30 | 0 | 0 |  | 11h30 | 0.42 | 1.31 |  | 11h30 | 0 | 0 |  | 11h30 | 0 | 0 |  | 11h30 | 0.44 | 1.47 |  | 11h30 | 0 | 0 |  | 11h30 | 0 | 0 |  | 11h30 | 0.38 | 1.33 |  | 11h30 | 0 | 0 |  | 11h30 | 0 | 0 |  | 11h30 | 0.51 | 1.7
12h30 | 0 | 0 |  |  | 12h30 | 0 | 0 |  |  | 12h30 | 0.62 | 1.9 |  |  | 12h30 | 0 | 0 |  |  | 12h30 | 0 | 0 |  |  | 12h30 | 0.58 | 1.77 |  |  | 12h30 | 0 | 0 |  |  | 12h30 | 0 | 0 |  |  | 12h30 | 0.5 | 1.66 |  |  | 12h30 | 0 | 0 |  |  | 12h30 | 0 | 0 |  |  | 12h30 | 0.43 | 1.48 |  |  | 12h30 | 0 | 0 |  |  | 12h30 | 0 | 0 |  |  | 12h30 | 0.57 | 1.85 |  |  | 12h30 | 0 | 0 |  | 12h30 | 0.25 | 0.87 |  | 12h30 | 0.48 | 1.51 |  | 12h30 | 0 | 0 |  | 12h30 | 0 | 0 |  | 12h30 | 0.37 | 1.18 |  | 12h30 | 0 | 0 |  | 12h30 | 0 | 0 |  | 12h30 | 0.39 | 1.31 |  | 12h30 | 0 | 0 |  | 12h30 | 0 | 0 |  | 12h30 | 0.34 | 1.19 |  | 12h30 | 0 | 0 |  | 12h30 | 0 | 0 |  | 12h30 | 0.45 | 1.51
13h30 | 0.42 | 1.22 |  |  | 13h30 | 0 | 0 |  |  | 13h30 | 0.56 | 1.7 |  |  | 13h30 | 0.41 | 1.24 |  |  | 13h30 | 0 | 0 |  |  | 13h30 | 0.51 | 1.56 |  |  | 13h30 | 0.39 | 1.19 |  |  | 13h30 | 0 | 0 |  |  | 13h30 | 0.43 | 1.45 |  |  | 13h30 | 0.36 | 1.14 |  |  | 13h30 | 0 | 0 |  |  | 13h30 | 0.36 | 1.27 |  |  | 13h30 | 0.41 | 1.23 |  |  | 13h30 | 0 | 0 |  |  | 13h30 | 0.5 | 1.64 |  |  | 13h30 | 0.34 | 1.08 |  | 13h30 | 0.21 | 0.81 |  | 13h30 | 0.41 | 1.32 |  | 13h30 | 0.29 | 0.92 |  | 13h30 | 0 | 0 |  | 13h30 | 0.32 | 1.02 |  | 13h30 | 0.3 | 1 |  | 13h30 | 0 | 0 |  | 13h30 | 0.33 | 1.13 |  | 13h30 | 0.27 | 0.94 |  | 13h30 | 0 | 0 |  | 13h30 | 0.28 | 1.02 |  | 13h30 | 0.33 | 1.08 |  | 13h30 | 0 | 0 |  | 13h30 | 0.39 | 1.31
14h30 | 0.82 | 2.26 |  |  | 14h30 | 0 | 0 |  |  | 14h30 | 0.5 | 1.52 |  |  | 14h30 | 0.76 | 2.13 |  |  | 14h30 | 0 | 0 |  |  | 14h30 | 0.45 | 1.38 |  |  | 14h30 | 0.7 | 2.08 |  |  | 14h30 | 0 | 0 |  |  | 14h30 | 0.37 | 1.26 |  |  | 14h30 | 0.6 | 1.88 |  |  | 14h30 | 0 | 0 |  |  | 14h30 | 0.3 | 1.1 |  |  | 14h30 | 0.76 | 2.2 |  |  | 14h30 | 0 | 0 |  |  | 14h30 | 0.44 | 1.46 |  |  | 14h30 | 0.64 | 1.84 |  | 14h30 | 0.21 | 0.8 |  | 14h30 | 0.36 | 1.15 |  | 14h30 | 0.5 | 1.49 |  | 14h30 | 0 | 0 |  | 14h30 | 0.27 | 0.88 |  | 14h30 | 0.52 | 1.64 |  | 14h30 | 0 | 0 |  | 14h30 | 0.28 | 0.97 |  | 14h30 | 0.46 | 1.48 |  | 14h30 | 0 | 0 |  | 14h30 | 0.24 | 0.87 |  | 14h30 | 0.59 | 1.83 |  | 14h30 | 0 | 0 |  | 14h30 | 0.33 | 1.15
15h30 | 0.92 | 2.56 |  |  | 15h30 | 0 | 0 |  |  | 15h30 | 0.48 | 1.48 |  |  | 15h30 | 0.82 | 2.29 |  |  | 15h30 | 0 | 0 |  |  | 15h30 | 0.44 | 1.36 |  |  | 15h30 | 0.74 | 2.25 |  |  | 15h30 | 0 | 0 |  |  | 15h30 | 0.36 | 1.23 |  |  | 15h30 | 0.61 | 1.96 |  |  | 15h30 | 0 | 0 |  |  | 15h30 | 0.29 | 1.07 |  |  | 15h30 | 0.82 | 2.44 |  |  | 15h30 | 0 | 0 |  |  | 15h30 | 0.43 | 1.43 |  |  | 15h30 | 0.71 | 2.04 |  | 15h30 | 0.18 | 0.79 |  | 15h30 | 0.35 | 1.12 |  | 15h30 | 0.54 | 1.58 |  | 15h30 | 0 | 0 |  | 15h30 | 0.26 | 0.85 |  | 15h30 | 0.56 | 1.74 |  | 15h30 | 0 | 0 |  | 15h30 | 0.27 | 0.94 |  | 15h30 | 0.48 | 1.54 |  | 15h30 | 0 | 0 |  | 15h30 | 0.23 | 0.84 |  | 15h30 | 0.66 | 2.01 |  | 15h30 | 0 | 0 |  | 15h30 | 0.32 | 1.12
16h30 | 0.72 | 2.07 |  |  | 16h30 | 0 | 0 |  |  | 16h30 | 0.51 | 1.57 |  |  | 16h30 | 0.66 | 1.91 |  |  | 16h30 | 0 | 0 |  |  | 16h30 | 0.47 | 1.45 |  |  | 16h30 | 0.59 | 1.84 |  |  | 16h30 | 0 | 0 |  |  | 16h30 | 0.39 | 1.31 |  |  | 16h30 | 0.5 | 1.64 |  |  | 16h30 | 0 | 0 |  |  | 16h30 | 0.32 | 1.16 |  |  | 16h30 | 0.66 | 2 |  |  | 16h30 | 0 | 0 |  |  | 16h30 | 0.47 | 1.52 |  |  | 16h30 | 0.58 | 1.72 |  | 16h30 | 0.19 | 0.84 |  | 16h30 | 0.38 | 1.2 |  | 16h30 | 0.45 | 1.35 |  | 16h30 | 0 | 0 |  | 16h30 | 0.28 | 0.92 |  | 16h30 | 0.47 | 1.51 |  | 16h30 | 0 | 0 |  | 16h30 | 0.29 | 1.02 |  | 16h30 | 0.41 | 1.35 |  | 16h30 | 0 | 0 |  | 16h30 | 0.25 | 0.91 |  | 16h30 | 0.55 | 1.71 |  | 16h30 | 0 | 0 |  | 16h30 | 0.35 | 1.2
17h30 | 0.65 | 1.93 |  |  | 17h30 | 0 | 0 |  |  | 17h30 | 0.55 | 1.67 |  |  | 17h30 | 0.61 | 1.81 |  |  | 17h30 | 0 | 0 |  |  | 17h30 | 0.51 | 1.56 |  |  | 17h30 | 0.54 | 1.7 |  |  | 17h30 | 0 | 0 |  |  | 17h30 | 0.42 | 1.41 |  |  | 17h30 | 0.47 | 1.54 |  |  | 17h30 | 0 | 0 |  |  | 17h30 | 0.36 | 1.25 |  |  | 17h30 | 0.62 | 1.87 |  |  | 17h30 | 0 | 0 |  |  | 17h30 | 0.51 | 1.62 |  |  | 17h30 | 0.53 | 1.61 |  | 17h30 | 0.23 | 0.95 |  | 17h30 | 0.41 | 1.28 |  | 17h30 | 0.42 | 1.28 |  | 17h30 | 0 | 0 |  | 17h30 | 0.31 | 0.99 |  | 17h30 | 0.44 | 1.42 |  | 17h30 | 0 | 0 |  | 17h30 | 0.32 | 1.1 |  | 17h30 | 0.38 | 1.29 |  | 17h30 | 0 | 0 |  | 17h30 | 0.28 | 0.99 |  | 17h30 | 0.51 | 1.61 |  | 17h30 | 0 | 0 |  | 17h30 | 0.39 | 1.29
18h30 | 0.62 | 1.85 |  |  | 18h30 | 0.41 | 1.28 |  |  | 18h30 | 0.56 | 1.69 |  |  | 18h30 | 0.58 | 1.74 |  |  | 18h30 | 0.44 | 1.35 |  |  | 18h30 | 0.52 | 1.59 |  |  | 18h30 | 0.5 | 1.6 |  |  | 18h30 | 0.44 | 1.33 |  |  | 18h30 | 0.43 | 1.43 |  |  | 18h30 | 0.44 | 1.45 |  |  | 18h30 | 0.43 | 1.32 |  |  | 18h30 | 0.37 | 1.27 |  |  | 18h30 | 0.59 | 1.8 |  |  | 18h30 | 0.44 | 1.29 |  |  | 18h30 | 0.53 | 1.64 |  |  | 18h30 | 0.5 | 1.52 |  | 18h30 | 0.3 | 1.1 |  | 18h30 | 0.42 | 1.3 |  | 18h30 | 0.39 | 1.21 |  | 18h30 | 0.35 | 1.09 |  | 18h30 | 0.32 | 1.01 |  | 18h30 | 0.41 | 1.34 |  | 18h30 | 0.38 | 1.18 |  | 18h30 | 0.33 | 1.12 |  | 18h30 | 0.36 | 1.22 |  | 18h30 | 0.35 | 1.13 |  | 18h30 | 0.29 | 1.01 |  | 18h30 | 0.48 | 1.52 |  | 18h30 | 0.4 | 1.23 |  | 18h30 | 0.4 | 1.31
19h30 | 0.39 | 1.49 |  |  | 19h30 | 0.73 | 2.29 |  |  | 19h30 | 0.35 | 1.39 |  |  | 19h30 | 0.36 | 1.39 |  |  | 19h30 | 0.71 | 2.22 |  |  | 19h30 | 0.32 | 1.29 |  |  | 19h30 | 0.28 | 1.24 |  |  | 19h30 | 0.67 | 2.19 |  |  | 19h30 | 0.23 | 1.13 |  |  | 19h30 | 0.21 | 1.09 |  |  | 19h30 | 0.59 | 2.04 |  |  | 19h30 | 0.16 | 0.97 |  |  | 19h30 | 0.36 | 1.44 |  |  | 19h30 | 0.72 | 2.24 |  |  | 19h30 | 0.32 | 1.34 |  |  | 19h30 | 0.27 | 1.15 |  | 19h30 | 0.18 | 0.99 |  | 19h30 | 0.21 | 1 |  | 19h30 | 0.17 | 0.86 |  | 19h30 | 0.47 | 1.62 |  | 19h30 | 0.12 | 0.72 |  | 19h30 | 0.19 | 0.98 |  | 19h30 | 0.51 | 1.81 |  | 19h30 | 0.13 | 0.82 |  | 19h30 | 0.14 | 0.87 |  | 19h30 | 0.44 | 1.64 |  | 19h30 | 0.09 | 0.72 |  | 19h30 | 0.26 | 1.16 |  | 19h30 | 0.59 | 1.96 |  | 19h30 | 0.2 | 1.01
20h30 | 0.23 | 1.16 |  |  | 20h30 | 0.72 | 2.45 |  |  | 20h30 | 0.19 | 1.1 |  |  | 20h30 | 0.2 | 1.07 |  |  | 20h30 | 0.61 | 2.21 |  |  | 20h30 | 0.16 | 0.99 |  |  | 20h30 | 0.15 | 0.91 |  |  | 20h30 | 0.54 | 2.17 |  |  | 20h30 | 0.13 | 0.84 |  |  | 20h30 | 0.1 | 0.76 |  |  | 20h30 | 0.41 | 1.89 |  |  | 20h30 | 0.09 | 0.67 |  |  | 20h30 | 0.2 | 1.12 |  |  | 20h30 | 0.63 | 2.35 |  |  | 20h30 | 0.17 | 1.05 |  |  | 20h30 | 0.14 | 0.82 |  | 20h30 | 0.1 | 0.83 |  | 20h30 | 0.11 | 0.71 |  | 20h30 | 0.07 | 0.59 |  | 20h30 | 0.33 | 1.51 |  | 20h30 | 0.06 | 0.52 |  | 20h30 | 0.08 | 0.66 |  | 20h30 | 0.36 | 1.71 |  | 20h30 | 0.06 | 0.59 |  | 20h30 | 0.05 | 0.59 |  | 20h30 | 0.26 | 1.49 |  | 20h30 | 0.03 | 0.51 |  | 20h30 | 0.13 | 0.82 |  | 20h30 | 0.47 | 1.95 |  | 20h30 | 0.11 | 0.72
21h30 | 0.16 | 1.12 |  |  | 21h30 | 0.39 | 1.72 |  |  | 21h30 | 0.14 | 1.08 |  |  | 21h30 | 0.13 | 1.03 |  |  | 21h30 | 0.35 | 1.57 |  |  | 21h30 | 0.11 | 0.97 |  |  | 21h30 | 0.06 | 0.86 |  |  | 21h30 | 0.31 | 1.5 |  |  | 21h30 | 0.05 | 0.82 |  |  | 21h30 | 0.01 | 0.71 |  |  | 21h30 | 0.25 | 1.31 |  |  | 21h30 | 0 | 0.65 |  |  | 21h30 | 0.14 | 1.08 |  |  | 21h30 | 0.36 | 1.65 |  |  | 21h30 | 0.11 | 1.03 |  |  | 21h30 | 0.06 | 0.76 |  | 21h30 | 0.07 | 0.89 |  | 21h30 | 0.03 | 0.69 |  | 21h30 | 0 | 0.52 |  | 21h30 | 0.21 | 1.06 |  | 21h30 | 0 | 0.46 |  | 21h30 | 0 | 0.6 |  | 21h30 | 0.23 | 1.23 |  | 21h30 | 0 | 0.54 |  | 21h30 | 0 | 0.51 |  | 21h30 | 0.18 | 1.07 |  | 21h30 | 0 | 0.45 |  | 21h30 | 0.05 | 0.77 |  | 21h30 | 0.28 | 1.41 |  | 21h30 | 0.03 | 0.7
22h30 | 0.16 | 1.09 |  |  | 22h30 | 0.24 | 1.4 |  |  | 22h30 | 0.14 | 1.06 |  |  | 22h30 | 0.13 | 0.99 |  |  | 22h30 | 0.21 | 1.29 |  |  | 22h30 | 0.11 | 0.95 |  |  | 22h30 | 0.06 | 0.83 |  |  | 22h30 | 0.15 | 1.18 |  |  | 22h30 | 0.05 | 0.79 |  |  | 22h30 | 0.01 | 0.71 |  |  | 22h30 | 0.1 | 1.03 |  |  | 22h30 | 0 | 0.65 |  |  | 22h30 | 0.14 | 1.04 |  |  | 22h30 | 0.21 | 1.35 |  |  | 22h30 | 0.11 | 1.01 |  |  | 22h30 | 0.06 | 0.74 |  | 22h30 | 0.07 | 0.93 |  | 22h30 | 0.03 | 0.67 |  | 22h30 | 0 | 0.52 |  | 22h30 | 0.07 | 0.82 |  | 22h30 | 0 | 0.46 |  | 22h30 | 0 | 0.6 |  | 22h30 | 0.09 | 0.96 |  | 22h30 | 0 | 0.54 |  | 22h30 | 0 | 0.51 |  | 22h30 | 0.04 | 0.83 |  | 22h30 | 0 | 0.45 |  | 22h30 | 0.05 | 0.75 |  | 22h30 | 0.14 | 1.12 |  | 22h30 | 0.03 | 0.68
23h30 | 0.13 | 1.1 |  |  | 23h30 | 0.24 | 1.28 |  |  | 23h30 | 0.12 | 1.08 |  |  | 23h30 | 0.1 | 1 |  |  | 23h30 | 0.21 | 1.19 |  |  | 23h30 | 0.08 | 0.97 |  |  | 23h30 | 0.01 | 0.83 |  |  | 23h30 | 0.15 | 1.04 |  |  | 23h30 | 0 | 0.81 |  |  | 23h30 | 0 | 0.7 |  |  | 23h30 | 0.1 | 0.9 |  |  | 23h30 | 0 | 0.65 |  |  | 23h30 | 0.1 | 1.05 |  |  | 23h30 | 0.21 | 1.24 |  |  | 23h30 | 0.09 | 1.03 |  |  | 23h30 | 0 | 0.73 |  | 23h30 | 0.05 | 0.96 |  | 23h30 | 0 | 0.68 |  | 23h30 | 0 | 0.47 |  | 23h30 | 0.07 | 0.73 |  | 23h30 | 0 | 0.42 |  | 23h30 | 0 | 0.57 |  | 23h30 | 0.09 | 0.83 |  | 23h30 | 0 | 0.51 |  | 23h30 | 0 | 0.47 |  | 23h30 | 0.04 | 0.73 |  | 23h30 | 0 | 0.41 |  | 23h30 | 0 | 0.74 |  | 23h30 | 0.14 | 0.99 |  | 23h30 | 0 | 0.69
00h30 | 0.13 | 1 |  |  | 00h30 | 0 | 0.15 |  |  | 00h30 | 0.12 | 1.01 |  |  | 00h30 | 0.1 | 0.92 |  |  | 00h30 | 0 | 0.13 |  |  | 00h30 | 0.08 | 0.91 |  |  | 00h30 | 0.01 | 0.83 |  |  | 00h30 | 0 | 0.06 |  |  | 00h30 | 0 | 0.75 |  |  | 00h30 | 0 | 0.7 |  |  | 00h30 | 0 | 0.02 |  |  | 00h30 | 0 | 0.65 |  |  | 00h30 | 0.1 | 0.97 |  |  | 00h30 | 0 | 0.14 |  |  | 00h30 | 0.09 | 0.96 |  |  | 00h30 | 0 | 0.73 |  | 00h30 | 0.05 | 0.86 |  | 00h30 | 0 | 0.66 |  | 00h30 | 0 | 0.47 |  | 00h30 | 0 | 0 |  | 00h30 | 0 | 0.42 |  | 00h30 | 0 | 0.57 |  | 00h30 | 0 | 0.01 |  | 00h30 | 0 | 0.51 |  | 00h30 | 0 | 0.47 |  | 00h30 | 0 | 0 |  | 00h30 | 0 | 0.41 |  | 00h30 | 0 | 0.74 |  | 00h30 | 0 | 0.06 |  | 00h30 | 0 | 0.67
01h30 | 0 | 0.06 |  |  | 01h30 | 0 | 0 |  |  | 01h30 | 0 | 0.06 |  |  | 01h30 | 0 | 0 |  |  | 01h30 | 0 | 0 |  |  | 01h30 | 0 | 0 |  |  | 01h30 | 0 | 0 |  |  | 01h30 | 0 | 0 |  |  | 01h30 | 0 | 0 |  |  | 01h30 | 0 | 0 |  |  | 01h30 | 0 | 0 |  |  | 01h30 | 0 | 0 |  |  | 01h30 | 0 | 0.03 |  |  | 01h30 | 0 | 0 |  |  | 01h30 | 0 | 0.02 |  |  | 01h30 | 0 | 0 |  | 01h30 | 0 | 0.09 |  | 01h30 | 0 | 0 |  | 01h30 | 0 | 0 |  | 01h30 | 0 | 0 |  | 01h30 | 0 | 0 |  | 01h30 | 0 | 0 |  | 01h30 | 0 | 0 |  | 01h30 | 0 | 0 |  | 01h30 | 0 | 0 |  | 01h30 | 0 | 0 |  | 01h30 | 0 | 0 |  | 01h30 | 0 | 0 |  | 01h30 | 0 | 0 |  | 01h30 | 0 | 0
02h30 | 0 | 0.06 |  |  | 02h30 | 0 | 0.04 |  |  | 02h30 | 0 | 0.06 |  |  | 02h30 | 0 | 0 |  |  | 02h30 | 0 | 0 |  |  | 02h30 | 0 | 0 |  |  | 02h30 | 0 | 0 |  |  | 02h30 | 0 | 0 |  |  | 02h30 | 0 | 0 |  |  | 02h30 | 0 | 0 |  |  | 02h30 | 0 | 0 |  |  | 02h30 | 0 | 0 |  |  | 02h30 | 0 | 0.03 |  |  | 02h30 | 0 | 0.02 |  |  | 02h30 | 0 | 0.02 |  |  | 02h30 | 0 | 0 |  | 02h30 | 0 | 0.09 |  | 02h30 | 0 | 0 |  | 02h30 | 0 | 0 |  | 02h30 | 0 | 0 |  | 02h30 | 0 | 0 |  | 02h30 | 0 | 0 |  | 02h30 | 0 | 0 |  | 02h30 | 0 | 0 |  | 02h30 | 0 | 0 |  | 02h30 | 0 | 0 |  | 02h30 | 0 | 0 |  | 02h30 | 0 | 0 |  | 02h30 | 0 | 0 |  | 02h30 | 0 | 0
03h30 | 0 | 0.07 |  |  | 03h30 | 0 | 0.04 |  |  | 03h30 | 0 | 0.07 |  |  | 03h30 | 0 | 0 |  |  | 03h30 | 0 | 0 |  |  | 03h30 | 0 | 0 |  |  | 03h30 | 0 | 0 |  |  | 03h30 | 0 | 0 |  |  | 03h30 | 0 | 0 |  |  | 03h30 | 0 | 0 |  |  | 03h30 | 0 | 0 |  |  | 03h30 | 0 | 0 |  |  | 03h30 | 0 | 0.04 |  |  | 03h30 | 0 | 0.02 |  |  | 03h30 | 0 | 0.03 |  |  | 03h30 | 0 | 0 |  | 03h30 | 0 | 0.21 |  | 03h30 | 0 | 0 |  | 03h30 | 0 | 0 |  | 03h30 | 0 | 0 |  | 03h30 | 0 | 0 |  | 03h30 | 0 | 0 |  | 03h30 | 0 | 0 |  | 03h30 | 0 | 0 |  | 03h30 | 0 | 0 |  | 03h30 | 0 | 0 |  | 03h30 | 0 | 0 |  | 03h30 | 0 | 0 |  | 03h30 | 0 | 0 |  | 03h30 | 0 | 0
04h30 | 0.01 | 0.07 |  |  | 04h30 | 0.03 | 0.13 |  |  | 04h30 | 0.01 | 0.07 |  |  | 04h30 | 0 | 0 |  |  | 04h30 | 0.01 | 0.06 |  |  | 04h30 | 0 | 0 |  |  | 04h30 | 0 | 0 |  |  | 04h30 | 0 | 0 |  |  | 04h30 | 0 | 0 |  |  | 04h30 | 0 | 0 |  |  | 04h30 | 0 | 0 |  |  | 04h30 | 0 | 0 |  |  | 04h30 | 0 | 0.04 |  |  | 04h30 | 0.02 | 0.1 |  |  | 04h30 | 0 | 0.03 |  |  | 04h30 | 0 | 0 |  | 04h30 | 0.05 | 0.26 |  | 04h30 | 0 | 0 |  | 04h30 | 0 | 0 |  | 04h30 | 0 | 0 |  | 04h30 | 0 | 0 |  | 04h30 | 0 | 0 |  | 04h30 | 0 | 0 |  | 04h30 | 0 | 0 |  | 04h30 | 0 | 0 |  | 04h30 | 0 | 0 |  | 04h30 | 0 | 0 |  | 04h30 | 0 | 0 |  | 04h30 | 0 | 0 |  | 04h30 | 0 | 0
05h30 | 0.04 | 0.15 |  |  | 05h30 | 0.07 | 0.21 |  |  | 05h30 | 0.04 | 0.15 |  |  | 05h30 | 0.02 | 0.07 |  |  | 05h30 | 0.04 | 0.13 |  |  | 05h30 | 0.01 | 0.06 |  |  | 05h30 | 0 | 0 |  |  | 05h30 | 0 | 0.03 |  |  | 05h30 | 0 | 0 |  |  | 05h30 | 0 | 0 |  |  | 05h30 | 0 | 0 |  |  | 05h30 | 0 | 0 |  |  | 05h30 | 0.02 | 0.12 |  |  | 05h30 | 0.04 | 0.17 |  |  | 05h30 | 0.02 | 0.11 |  |  | 05h30 | 0 | 0 |  | 05h30 | 0.11 | 0.34 |  | 05h30 | 0 | 0 |  | 05h30 | 0 | 0 |  | 05h30 | 0 | 0 |  | 05h30 | 0 | 0 |  | 05h30 | 0 | 0 |  | 05h30 | 0 | 0 |  | 05h30 | 0 | 0 |  | 05h30 | 0 | 0 |  | 05h30 | 0 | 0 |  | 05h30 | 0 | 0 |  | 05h30 | 0 | 0 |  | 05h30 | 0 | 0 |  | 05h30 | 0 | 0
06h30 | 0.06 | 0.16 |  |  | 06h30 | 0.09 | 0.23 |  |  | 06h30 | 0.06 | 0.16 |  |  | 06h30 | 0.02 | 0.07 |  |  | 06h30 | 0.05 | 0.14 |  |  | 06h30 | 0.02 | 0.06 |  |  | 06h30 | 0 | 0 |  |  | 06h30 | 0 | 0.05 |  |  | 06h30 | 0 | 0 |  |  | 06h30 | 0 | 0 |  |  | 06h30 | 0 | 0 |  |  | 06h30 | 0 | 0 |  |  | 06h30 | 0.03 | 0.12 |  |  | 06h30 | 0.05 | 0.19 |  |  | 06h30 | 0.02 | 0.12 |  |  | 06h30 | 0 | 0 |  | 06h30 | 0.15 | 0.45 |  | 06h30 | 0 | 0 |  | 06h30 | 0 | 0 |  | 06h30 | 0 | 0 |  | 06h30 | 0 | 0 |  | 06h30 | 0 | 0 |  | 06h30 | 0 | 0 |  | 06h30 | 0 | 0 |  | 06h30 | 0 | 0 |  | 06h30 | 0 | 0 |  | 06h30 | 0 | 0 |  | 06h30 | 0 | 0 |  | 06h30 | 0 | 0 |  | 06h30 | 0 | 0
07h30 | 0.33 | 1.06 |  |  | 07h30 | 0.36 | 1.14 |  |  | 07h30 | 0.33 | 1.06 |  |  | 07h30 | 0.23 | 0.85 |  |  | 07h30 | 0.29 | 0.98 |  |  | 07h30 | 0.23 | 0.82 |  |  | 07h30 | 0.15 | 0.72 |  |  | 07h30 | 0.17 | 0.79 |  |  | 07h30 | 0.15 | 0.72 |  |  | 07h30 | 0.14 | 0.62 |  |  | 07h30 | 0.15 | 0.62 |  |  | 07h30 | 0.13 | 0.61 |  |  | 07h30 | 0.25 | 0.98 |  |  | 07h30 | 0.31 | 1.08 |  |  | 07h30 | 0.24 | 0.97 |  |  | 07h30 | 0.09 | 0.5 |  | 07h30 | 0.41 | 1.41 |  | 07h30 | 0.09 | 0.47 |  | 07h30 | 0.06 | 0.33 |  | 07h30 | 0.05 | 0.44 |  | 07h30 | 0.06 | 0.29 |  | 07h30 | 0.08 | 0.44 |  | 07h30 | 0.09 | 0.48 |  | 07h30 | 0.08 | 0.44 |  | 07h30 | 0.06 | 0.4 |  | 07h30 | 0.08 | 0.43 |  | 07h30 | 0.05 | 0.39 |  | 07h30 | 0.1 | 0.51 |  | 07h30 | 0.09 | 0.6 |  | 07h30 | 0.1 | 0.48
08h30 | 0.49 | 1.62 |  |  | 08h30 | 0.51 | 1.67 |  |  | 08h30 | 0.49 | 1.61 |  |  | 08h30 | 0.4 | 1.41 |  |  | 08h30 | 0.44 | 1.52 |  |  | 08h30 | 0.39 | 1.38 |  |  | 08h30 | 0.3 | 1.28 |  |  | 08h30 | 0.33 | 1.36 |  |  | 08h30 | 0.29 | 1.27 |  |  | 08h30 | 0.21 | 1.05 |  |  | 08h30 | 0.24 | 1.12 |  |  | 08h30 | 0.2 | 1.04 |  |  | 08h30 | 0.41 | 1.54 |  |  | 08h30 | 0.46 | 1.61 |  |  | 08h30 | 0.41 | 1.52 |  |  | 08h30 | 0.22 | 0.98 |  | 08h30 | 0.58 | 1.96 |  | 08h30 | 0.21 | 0.95 |  | 08h30 | 0.1 | 0.63 |  | 08h30 | 0.13 | 0.78 |  | 08h30 | 0.09 | 0.58 |  | 08h30 | 0.13 | 0.79 |  | 08h30 | 0.17 | 0.88 |  | 08h30 | 0.12 | 0.77 |  | 08h30 | 0.06 | 0.65 |  | 08h30 | 0.11 | 0.76 |  | 08h30 | 0.05 | 0.63 |  | 08h30 | 0.21 | 0.99 |  | 08h30 | 0.23 | 1.12 |  | 08h30 | 0.2 | 0.95
09h30 | 0.18 | 0.57 |  |  | 09h30 | 0.2 | 0.68 |  |  | 09h30 | 0.64 | 1.91 |  |  | 09h30 | 0.17 | 0.56 |  |  | 09h30 | 0.18 | 0.61 |  |  | 09h30 | 0.6 | 1.81 |  |  | 09h30 | 0.15 | 0.56 |  |  | 09h30 | 0.16 | 0.58 |  |  | 09h30 | 0.53 | 1.73 |  |  | 09h30 | 0.07 | 0.43 |  |  | 09h30 | 0.1 | 0.5 |  |  | 09h30 | 0.38 | 1.45 |  |  | 09h30 | 0.17 | 0.56 |  |  | 09h30 | 0.18 | 0.65 |  |  | 09h30 | 0.59 | 1.86 |  |  | 09h30 | 0.13 | 0.48 |  | 09h30 | 0.75 | 2.22 |  | 09h30 | 0.5 | 1.57 |  | 09h30 | 0.04 | 0.29 |  | 09h30 | 0.08 | 0.35 |  | 09h30 | 0.31 | 1.13 |  | 09h30 | 0.04 | 0.35 |  | 09h30 | 0.08 | 0.41 |  | 09h30 | 0.32 | 1.25 |  | 09h30 | 0 | 0.26 |  | 09h30 | 0.04 | 0.33 |  | 09h30 | 0.23 | 1.05 |  | 09h30 | 0.11 | 0.47 |  | 09h30 | 0.14 | 0.52 |  | 09h30 | 0.45 | 1.56
10h30 | 0 | 0 |  |  | 10h30 | 0 | 0 |  |  | 10h30 | 0.6 | 1.76 |  |  | 10h30 | 0 | 0 |  |  | 10h30 | 0 | 0 |  |  | 10h30 | 0.56 | 1.66 |  |  | 10h30 | 0 | 0 |  |  | 10h30 | 0 | 0 |  |  | 10h30 | 0.5 | 1.56 |  |  | 10h30 | 0 | 0 |  |  | 10h30 | 0 | 0 |  |  | 10h30 | 0.41 | 1.37 |  |  | 10h30 | 0 | 0 |  |  | 10h30 | 0 | 0 |  |  | 10h30 | 0.52 | 1.71 |  |  | 10h30 | 0 | 0 |  | 10h30 | 0.68 | 1.93 |  | 10h30 | 0.49 | 1.48 |  | 10h30 | 0 | 0 |  | 10h30 | 0 | 0 |  | 10h30 | 0.36 | 1.14 |  | 10h30 | 0 | 0 |  | 10h30 | 0 | 0 |  | 10h30 | 0.37 | 1.24 |  | 10h30 | 0 | 0 |  | 10h30 | 0 | 0 |  | 10h30 | 0.31 | 1.09 |  | 10h30 | 0 | 0 |  | 10h30 | 0 | 0 |  | 10h30 | 0.42 | 1.47
11h30 | 0 | 0 |  |  | 11h30 | 0 | 0 |  |  | 11h30 | 0.47 | 1.47 |  |  | 11h30 | 0 | 0 |  |  | 11h30 | 0 | 0 |  |  | 11h30 | 0.44 | 1.38 |  |  | 11h30 | 0 | 0 |  |  | 11h30 | 0 | 0 |  |  | 11h30 | 0.37 | 1.26 |  |  | 11h30 | 0 | 0 |  |  | 11h30 | 0 | 0 |  |  | 11h30 | 0.3 | 1.11 |  |  | 11h30 | 0 | 0 |  |  | 11h30 | 0 | 0 |  |  | 11h30 | 0.3 | 1.43 |  |  | 11h30 | 0 | 0 |  | 11h30 | 0.51 | 1.51 |  | 11h30 | 0.37 | 1.21 |  | 11h30 | 0 | 0 |  | 11h30 | 0 | 0 |  | 11h30 | 0.27 | 0.92 |  | 11h30 | 0 | 0 |  | 11h30 | 0 | 0 |  | 11h30 | 0.28 | 1.01 |  | 11h30 | 0 | 0 |  | 11h30 | 0 | 0 |  | 11h30 | 0.23 | 0.89 |  | 11h30 | 0 | 0 |  | 11h30 | 0 | 0 |  | 11h30 | 0.22 | 1.2
12h30 | 0 | 0 |  |  | 12h30 | 0 | 0 |  |  | 12h30 | 0.39 | 1.28 |  |  | 12h30 | 0 | 0 |  |  | 12h30 | 0 | 0 |  |  | 12h30 | 0.35 | 1.19 |  |  | 12h30 | 0 | 0 |  |  | 12h30 | 0 | 0 |  |  | 12h30 | 0.29 | 1.06 |  |  | 12h30 | 0 | 0 |  |  | 12h30 | 0 | 0 |  |  | 12h30 | 0.23 | 0.93 |  |  | 12h30 | 0 | 0 |  |  | 12h30 | 0 | 0 |  |  | 12h30 | 0.21 | 1.23 |  |  | 12h30 | 0 | 0 |  | 12h30 | 0.42 | 1.3 |  | 12h30 | 0.29 | 1.02 |  | 12h30 | 0 | 0 |  | 12h30 | 0 | 0 |  | 12h30 | 0.2 | 0.76 |  | 12h30 | 0 | 0 |  | 12h30 | 0 | 0 |  | 12h30 | 0.21 | 0.84 |  | 12h30 | 0 | 0 |  | 12h30 | 0 | 0 |  | 12h30 | 0.17 | 0.74 |  | 12h30 | 0 | 0 |  | 12h30 | 0 | 0 |  | 12h30 | 0.15 | 1
13h30 | 0.26 | 0.88 |  |  | 13h30 | 0 | 0 |  |  | 13h30 | 0.33 | 1.17 |  |  | 13h30 | 0.22 | 0.81 |  |  | 13h30 | 0 | 0 |  |  | 13h30 | 0.3 | 1.08 |  |  | 13h30 | 0.23 | 0.83 |  |  | 13h30 | 0 | 0 |  |  | 13h30 | 0.23 | 0.94 |  |  | 13h30 | 0.2 | 0.75 |  |  | 13h30 | 0 | 0 |  |  | 13h30 | 0.19 | 0.82 |  |  | 13h30 | 0.11 | 0.85 |  |  | 13h30 | 0 | 0 |  |  | 13h30 | 0.08 | 1.11 |  |  | 13h30 | 0.2 | 0.65 |  | 13h30 | 0.39 | 1.2 |  | 13h30 | 0.24 | 0.9 |  | 13h30 | 0.14 | 0.57 |  | 13h30 | 0 | 0 |  | 13h30 | 0.16 | 0.66 |  | 13h30 | 0.16 | 0.61 |  | 13h30 | 0 | 0 |  | 13h30 | 0.17 | 0.73 |  | 13h30 | 0.14 | 0.58 |  | 13h30 | 0 | 0 |  | 13h30 | 0.13 | 0.64 |  | 13h30 | 0.05 | 0.64 |  | 13h30 | 0 | 0 |  | 13h30 | 0.02 | 0.87
14h30 | 0.49 | 1.54 |  |  | 14h30 | 0 | 0 |  |  | 14h30 | 0.29 | 1.08 |  |  | 14h30 | 0.43 | 1.42 |  |  | 14h30 | 0 | 0 |  |  | 14h30 | 0.26 | 1 |  |  | 14h30 | 0.39 | 1.38 |  |  | 14h30 | 0 | 0 |  |  | 14h30 | 0.2 | 0.85 |  |  | 14h30 | 0.32 | 1.21 |  |  | 14h30 | 0 | 0 |  |  | 14h30 | 0.17 | 0.74 |  |  | 14h30 | 0.17 | 1.45 |  |  | 14h30 | 0 | 0 |  |  | 14h30 | 0.08 | 1.01 |  |  | 14h30 | 0.36 | 1.19 |  | 14h30 | 0.38 | 1.16 |  | 14h30 | 0.2 | 0.81 |  | 14h30 | 0.24 | 0.94 |  | 14h30 | 0 | 0 |  | 14h30 | 0.14 | 0.59 |  | 14h30 | 0.26 | 1.02 |  | 14h30 | 0 | 0 |  | 14h30 | 0.15 | 0.65 |  | 14h30 | 0.21 | 0.92 |  | 14h30 | 0 | 0 |  | 14h30 | 0.12 | 0.57 |  | 14h30 | 0.07 | 1.13 |  | 14h30 | 0 | 0 |  | 14h30 | 0.02 | 0.77
15h30 | 0.56 | 1.78 |  |  | 15h30 | 0 | 0 |  |  | 15h30 | 0.29 | 1.1 |  |  | 15h30 | 0.52 | 1.67 |  |  | 15h30 | 0 | 0 |  |  | 15h30 | 0.27 | 1.02 |  |  | 15h30 | 0.42 | 1.49 |  |  | 15h30 | 0 | 0 |  |  | 15h30 | 0.2 | 0.86 |  |  | 15h30 | 0.32 | 1.29 |  |  | 15h30 | 0 | 0 |  |  | 15h30 | 0.16 | 0.75 |  |  | 15h30 | 0.23 | 1.65 |  |  | 15h30 | 0 | 0 |  |  | 15h30 | 0.12 | 1.01 |  |  | 15h30 | 0.42 | 1.46 |  | 15h30 | 0.37 | 1.14 |  | 15h30 | 0.2 | 0.81 |  | 15h30 | 0.29 | 1.09 |  | 15h30 | 0 | 0 |  | 15h30 | 0.13 | 0.59 |  | 15h30 | 0.3 | 1.18 |  | 15h30 | 0 | 0 |  | 15h30 | 0.14 | 0.65 |  | 15h30 | 0.23 | 1.02 |  | 15h30 | 0 | 0 |  | 15h30 | 0.11 | 0.57 |  | 15h30 | 0.11 | 1.37 |  | 15h30 | 0 | 0 |  | 15h30 | 0.04 | 0.76
16h30 | 0.5 | 1.58 |  |  | 16h30 | 0 | 0 |  |  | 16h30 | 0.35 | 1.23 |  |  | 16h30 | 0.47 | 1.51 |  |  | 16h30 | 0 | 0 |  |  | 16h30 | 0.33 | 1.16 |  |  | 16h30 | 0.38 | 1.33 |  |  | 16h30 | 0 | 0 |  |  | 16h30 | 0.25 | 0.98 |  |  | 16h30 | 0.31 | 1.17 |  |  | 16h30 | 0 | 0 |  |  | 16h30 | 0.19 | 0.85 |  |  | 16h30 | 0.31 | 1.48 |  |  | 16h30 | 0 | 0 |  |  | 16h30 | 0.2 | 1.14 |  |  | 16h30 | 0.38 | 1.31 |  | 16h30 | 0.39 | 1.19 |  | 16h30 | 0.24 | 0.92 |  | 16h30 | 0.28 | 1 |  | 16h30 | 0 | 0 |  | 16h30 | 0.16 | 0.69 |  | 16h30 | 0.29 | 1.09 |  | 16h30 | 0 | 0 |  | 16h30 | 0.17 | 0.75 |  | 16h30 | 0.23 | 0.96 |  | 16h30 | 0 | 0 |  | 16h30 | 0.13 | 0.66 |  | 16h30 | 0.19 | 1.25 |  | 16h30 | 0 | 0 |  | 16h30 | 0.11 | 0.88
17h30 | 0.49 | 1.55 |  |  | 17h30 | 0 | 0 |  |  | 17h30 | 0.41 | 1.35 |  |  | 17h30 | 0.47 | 1.49 |  |  | 17h30 | 0 | 0 |  |  | 17h30 | 0.39 | 1.29 |  |  | 17h30 | 0.38 | 1.31 |  |  | 17h30 | 0 | 0 |  |  | 17h30 | 0.3 | 1.1 |  |  | 17h30 | 0.32 | 1.15 |  |  | 17h30 | 0 | 0 |  |  | 17h30 | 0.24 | 0.95 |  |  | 17h30 | 0.39 | 1.48 |  |  | 17h30 | 0 | 0 |  |  | 17h30 | 0.3 | 1.28 |  |  | 17h30 | 0.38 | 1.27 |  | 17h30 | 0.42 | 1.28 |  | 17h30 | 0.29 | 1.01 |  | 17h30 | 0.29 | 0.99 |  | 17h30 | 0 | 0 |  | 17h30 | 0.2 | 0.78 |  | 17h30 | 0.3 | 1.08 |  | 17h30 | 0 | 0 |  | 17h30 | 0.21 | 0.84 |  | 17h30 | 0.25 | 0.96 |  | 17h30 | 0 | 0 |  | 17h30 | 0.17 | 0.75 |  | 17h30 | 0.26 | 1.23 |  | 17h30 | 0 | 0 |  | 17h30 | 0.17 | 0.98
18h30 | 0.5 | 1.58 |  |  | 18h30 | 0.39 | 1.19 |  |  | 18h30 | 0.46 | 1.46 |  |  | 18h30 | 0.48 | 1.53 |  |  | 18h30 | 0.39 | 1.2 |  |  | 18h30 | 0.43 | 1.4 |  |  | 18h30 | 0.4 | 1.33 |  |  | 18h30 | 0.37 | 1.18 |  |  | 18h30 | 0.34 | 1.2 |  |  | 18h30 | 0.33 | 1.17 |  |  | 18h30 | 0.34 | 1.11 |  |  | 18h30 | 0.27 | 1.04 |  |  | 18h30 | 0.44 | 1.52 |  |  | 18h30 | 0.37 | 1.17 |  |  | 18h30 | 0.39 | 1.4 |  |  | 18h30 | 0.38 | 1.26 |  | 18h30 | 0.43 | 1.25 |  | 18h30 | 0.32 | 1.09 |  | 18h30 | 0.3 | 1 |  | 18h30 | 0.27 | 0.9 |  | 18h30 | 0.24 | 0.85 |  | 18h30 | 0.3 | 1.08 |  | 18h30 | 0.29 | 0.98 |  | 18h30 | 0.24 | 0.91 |  | 18h30 | 0.26 | 0.98 |  | 18h30 | 0.26 | 0.92 |  | 18h30 | 0.2 | 0.82 |  | 18h30 | 0.31 | 1.24 |  | 18h30 | 0.27 | 1.02 |  | 18h30 | 0.23 | 1.07
19h30 | 0.32 | 1.35 |  |  | 19h30 | 0.6 | 1.98 |  |  | 19h30 | 0.29 | 1.27 |  |  | 19h30 | 0.3 | 1.3 |  |  | 19h30 | 0.57 | 1.94 |  |  | 19h30 | 0.27 | 1.21 |  |  | 19h30 | 0.21 | 1.09 |  |  | 19h30 | 0.49 | 1.82 |  |  | 19h30 | 0.18 | 1.01 |  |  | 19h30 | 0.14 | 0.92 |  |  | 19h30 | 0.4 | 1.61 |  |  | 19h30 | 0.11 | 0.83 |  |  | 19h30 | 0.28 | 1.3 |  |  | 19h30 | 0.49 | 1.88 |  |  | 19h30 | 0.25 | 1.22 |  |  | 19h30 | 0.19 | 1 |  | 19h30 | 0.26 | 0.99 |  | 19h30 | 0.15 | 0.88 |  | 19h30 | 0.11 | 0.75 |  | 19h30 | 0.31 | 1.28 |  | 19h30 | 0.07 | 0.64 |  | 19h30 | 0.12 | 0.82 |  | 19h30 | 0.33 | 1.41 |  | 19h30 | 0.07 | 0.7 |  | 19h30 | 0.09 | 0.72 |  | 19h30 | 0.26 | 1.27 |  | 19h30 | 0.06 | 0.61 |  | 19h30 | 0.15 | 0.99 |  | 19h30 | 0.3 | 1.54 |  | 19h30 | 0.12 | 0.87
20h30 | 0.15 | 1.12 |  |  | 20h30 | 0.51 | 2.05 |  |  | 20h30 | 0.17 | 1.07 |  |  | 20h30 | 0.14 | 1.07 |  |  | 20h30 | 0.45 | 1.94 |  |  | 20h30 | 0.15 | 1.01 |  |  | 20h30 | 0.08 | 0.86 |  |  | 20h30 | 0.34 | 1.73 |  |  | 20h30 | 0.09 | 0.81 |  |  | 20h30 | 0.04 | 0.68 |  |  | 20h30 | 0.22 | 1.44 |  |  | 20h30 | 0.03 | 0.62 |  |  | 20h30 | 0.1 | 1.07 |  |  | 20h30 | 0.36 | 1.9 |  |  | 20h30 | 0.08 | 1.02 |  |  | 20h30 | 0.07 | 0.74 |  | 20h30 | 0.14 | 0.91 |  | 20h30 | 0.07 | 0.65 |  | 20h30 | 0.01 | 0.49 |  | 20h30 | 0.16 | 1.17 |  | 20h30 | 0 | 0.41 |  | 20h30 | 0.02 | 0.57 |  | 20h30 | 0.17 | 1.3 |  | 20h30 | 0.01 | 0.48 |  | 20h30 | 0 | 0.47 |  | 20h30 | 0.09 | 1.11 |  | 20h30 | 0 | 0.39 |  | 20h30 | 0 | 0.74 |  | 20h30 | 0.15 | 1.48 |  | 20h30 | 0 | 0.65
21h30 | 0.15 | 1.18 |  |  | 21h30 | 0.32 | 1.63 |  |  | 21h30 | 0.16 | 1.15 |  |  | 21h30 | 0.13 | 1.13 |  |  | 21h30 | 0.28 | 1.56 |  |  | 21h30 | 0.13 | 1.08 |  |  | 21h30 | 0.06 | 0.92 |  |  | 21h30 | 0.22 | 1.38 |  |  | 21h30 | 0.06 | 0.89 |  |  | 21h30 | 0 | 0.73 |  |  | 21h30 | 0.16 | 1.16 |  |  | 21h30 | 0 | 0.69 |  |  | 21h30 | 0.11 | 1.14 |  |  | 21h30 | 0.25 | 1.54 |  |  | 21h30 | 0.1 | 1.11 |  |  | 21h30 | 0.03 | 0.77 |  | 21h30 | 0.13 | 1.06 |  | 21h30 | 0.03 | 0.71 |  | 21h30 | 0 | 0.52 |  | 21h30 | 0.12 | 0.93 |  | 21h30 | 0 | 0.46 |  | 21h30 | 0 | 0.6 |  | 21h30 | 0.13 | 1.05 |  | 21h30 | 0 | 0.53 |  | 21h30 | 0 | 0.49 |  | 21h30 | 0.09 | 0.9 |  | 21h30 | 0 | 0.44 |  | 21h30 | 0 | 0.78 |  | 21h30 | 0.12 | 1.21 |  | 21h30 | 0 | 0.71
22h30 | 0.15 | 1.25 |  |  | 22h30 | 0.24 | 1.49 |  |  | 22h30 | 0.16 | 1.23 |  |  | 22h30 | 0.13 | 1.18 |  |  | 22h30 | 0.22 | 1.42 |  |  | 22h30 | 0.13 | 1.15 |  |  | 22h30 | 0.06 | 0.98 |  |  | 22h30 | 0.14 | 1.24 |  |  | 22h30 | 0.06 | 0.96 |  |  | 22h30 | 0 | 0.78 |  |  | 22h30 | 0.08 | 1.03 |  |  | 22h30 | 0 | 0.74 |  |  | 22h30 | 0.13 | 1.21 |  |  | 22h30 | 0.2 | 1.42 |  |  | 22h30 | 0.11 | 1.18 |  |  | 22h30 | 0.03 | 0.8 |  | 22h30 | 0.13 | 1.13 |  | 22h30 | 0.03 | 0.76 |  | 22h30 | 0 | 0.54 |  | 22h30 | 0.04 | 0.82 |  | 22h30 | 0 | 0.49 |  | 22h30 | 0 | 0.63 |  | 22h30 | 0.05 | 0.93 |  | 22h30 | 0 | 0.58 |  | 22h30 | 0 | 0.52 |  | 22h30 | 0.01 | 0.8 |  | 22h30 | 0 | 0.47 |  | 22h30 | 0 | 0.82 |  | 22h30 | 0.07 | 1.09 |  | 22h30 | 0 | 0.76
23h30 | 0.16 | 1.3 |  |  | 23h30 | 0.23 | 1.44 |  |  | 23h30 | 0.16 | 1.28 |  |  | 23h30 | 0.13 | 1.22 |  |  | 23h30 | 0.21 | 1.38 |  |  | 23h30 | 0.13 | 1.2 |  |  | 23h30 | 0.05 | 1.03 |  |  | 23h30 | 0.14 | 1.19 |  |  | 23h30 | 0.04 | 1.01 |  |  | 23h30 | 0 | 0.81 |  |  | 23h30 | 0.08 | 0.98 |  |  | 23h30 | 0 | 0.78 |  |  | 23h30 | 0.14 | 1.26 |  |  | 23h30 | 0.19 | 1.39 |  |  | 23h30 | 0.13 | 1.24 |  |  | 23h30 | 0.01 | 0.83 |  | 23h30 | 0.12 | 1.16 |  | 23h30 | 0 | 0.79 |  | 23h30 | 0 | 0.56 |  | 23h30 | 0.04 | 0.75 |  | 23h30 | 0 | 0.52 |  | 23h30 | 0 | 0.65 |  | 23h30 | 0.05 | 0.86 |  | 23h30 | 0 | 0.61 |  | 23h30 | 0 | 0.54 |  | 23h30 | 0.01 | 0.74 |  | 23h30 | 0 | 0.5 |  | 23h30 | 0 | 0.84 |  | 23h30 | 0.07 | 1.03 |  | 23h30 | 0 | 0.8
00h30 | 0.16 | 0.98 |  |  | 00h30 | 0 | 0.32 |  |  | 00h30 | 0.16 | 1.04 |  |  | 00h30 | 0.13 | 0.91 |  |  | 00h30 | 0 | 0.3 |  |  | 00h30 | 0.13 | 0.95 |  |  | 00h30 | 0.05 | 0.8 |  |  | 00h30 | 0 | 0.23 |  |  | 00h30 | 0.04 | 0.82 |  |  | 00h30 | 0 | 0.66 |  |  | 00h30 | 0 | 0.16 |  |  | 00h30 | 0 | 0.67 |  |  | 00h30 | 0.11 | 0.94 |  |  | 00h30 | 0 | 0.32 |  |  | 00h30 | 0.11 | 1 |  |  | 00h30 | 0.01 | 0.68 |  | 00h30 | 0.12 | 1 |  | 00h30 | 0 | 0.68 |  | 00h30 | 0 | 0.49 |  | 00h30 | 0 | 0.08 |  | 00h30 | 0 | 0.48 |  | 00h30 | 0 | 0.55 |  | 00h30 | 0 | 0.12 |  | 00h30 | 0 | 0.55 |  | 00h30 | 0 | 0.47 |  | 00h30 | 0 | 0.08 |  | 00h30 | 0 | 0.46 |  | 00h30 | 0 | 0.68 |  | 00h30 | 0 | 0.18 |  | 00h30 | 0 | 0.69
01h30 | 0.05 | 0.27 |  |  | 01h30 | 0 | 0 |  |  | 01h30 | 0.04 | 0.29 |  |  | 01h30 | 0.03 | 0.22 |  |  | 01h30 | 0 | 0 |  |  | 01h30 | 0.03 | 0.22 |  |  | 01h30 | 0 | 0.12 |  |  | 01h30 | 0 | 0 |  |  | 01h30 | 0 | 0.12 |  |  | 01h30 | 0 | 0 |  |  | 01h30 | 0 | 0 |  |  | 01h30 | 0 | 0 |  |  | 01h30 | 0.02 | 0.25 |  |  | 01h30 | 0 | 0 |  |  | 01h30 | 0.02 | 0.26 |  |  | 01h30 | 0 | 0 |  | 01h30 | 0.06 | 0.28 |  | 01h30 | 0 | 0 |  | 01h30 | 0 | 0 |  | 01h30 | 0 | 0 |  | 01h30 | 0 | 0 |  | 01h30 | 0 | 0 |  | 01h30 | 0 | 0 |  | 01h30 | 0 | 0 |  | 01h30 | 0 | 0 |  | 01h30 | 0 | 0 |  | 01h30 | 0 | 0 |  | 01h30 | 0 | 0 |  | 01h30 | 0 | 0 |  | 01h30 | 0 | 0
02h30 | 0.05 | 0.27 |  |  | 02h30 | 0 | 0 |  |  | 02h30 | 0.04 | 0.29 |  |  | 02h30 | 0.03 | 0.22 |  |  | 02h30 | 0 | 0 |  |  | 02h30 | 0.03 | 0.22 |  |  | 02h30 | 0 | 0.12 |  |  | 02h30 | 0 | 0 |  |  | 02h30 | 0 | 0.12 |  |  | 02h30 | 0 | 0 |  |  | 02h30 | 0 | 0 |  |  | 02h30 | 0 | 0 |  |  | 02h30 | 0.02 | 0.25 |  |  | 02h30 | 0 | 0 |  |  | 02h30 | 0.02 | 0.26 |  |  | 02h30 | 0 | 0 |  | 02h30 | 0.06 | 0.28 |  | 02h30 | 0 | 0 |  | 02h30 | 0 | 0 |  | 02h30 | 0 | 0 |  | 02h30 | 0 | 0 |  | 02h30 | 0 | 0 |  | 02h30 | 0 | 0 |  | 02h30 | 0 | 0 |  | 02h30 | 0 | 0 |  | 02h30 | 0 | 0 |  | 02h30 | 0 | 0 |  | 02h30 | 0 | 0 |  | 02h30 | 0 | 0 |  | 02h30 | 0 | 0
03h30 | 0.09 | 0.37 |  |  | 03h30 | 0 | 0 |  |  | 03h30 | 0.09 | 0.38 |  |  | 03h30 | 0.06 | 0.29 |  |  | 03h30 | 0 | 0 |  |  | 03h30 | 0.05 | 0.29 |  |  | 03h30 | 0 | 0.16 |  |  | 03h30 | 0 | 0 |  |  | 03h30 | 0 | 0.16 |  |  | 03h30 | 0 | 0 |  |  | 03h30 | 0 | 0 |  |  | 03h30 | 0 | 0 |  |  | 03h30 | 0.06 | 0.34 |  |  | 03h30 | 0 | 0 |  |  | 03h30 | 0.06 | 0.35 |  |  | 03h30 | 0 | 0.03 |  | 03h30 | 0.05 | 0.35 |  | 03h30 | 0 | 0.02 |  | 03h30 | 0 | 0 |  | 03h30 | 0 | 0 |  | 03h30 | 0 | 0 |  | 03h30 | 0 | 0 |  | 03h30 | 0 | 0 |  | 03h30 | 0 | 0 |  | 03h30 | 0 | 0 |  | 03h30 | 0 | 0 |  | 03h30 | 0 | 0 |  | 03h30 | 0 | 0.03 |  | 03h30 | 0 | 0 |  | 03h30 | 0 | 0.03
04h30 | 0.14 | 0.48 |  |  | 04h30 | 0 | 0 |  |  | 04h30 | 0.14 | 0.47 |  |  | 04h30 | 0.11 | 0.39 |  |  | 04h30 | 0 | 0 |  |  | 04h30 | 0.11 | 0.38 |  |  | 04h30 | 0.05 | 0.28 |  |  | 04h30 | 0 | 0 |  |  | 04h30 | 0.04 | 0.28 |  |  | 04h30 | 0 | 0.11 |  |  | 04h30 | 0 | 0 |  |  | 04h30 | 0 | 0.1 |  |  | 04h30 | 0.12 | 0.45 |  |  | 04h30 | 0 | 0 |  |  | 04h30 | 0.12 | 0.44 |  |  | 04h30 | 0.01 | 0.1 |  | 04h30 | 0.1 | 0.37 |  | 04h30 | 0 | 0.09 |  | 04h30 | 0 | 0 |  | 04h30 | 0 | 0 |  | 04h30 | 0 | 0 |  | 04h30 | 0 | 0 |  | 04h30 | 0 | 0 |  | 04h30 | 0 | 0 |  | 04h30 | 0 | 0 |  | 04h30 | 0 | 0 |  | 04h30 | 0 | 0 |  | 04h30 | 0 | 0.12 |  | 04h30 | 0 | 0 |  | 04h30 | 0 | 0.1
05h30 | 0.21 | 0.66 |  |  | 05h30 | 0 | 0 |  |  | 05h30 | 0.21 | 0.65 |  |  | 05h30 | 0.17 | 0.55 |  |  | 05h30 | 0 | 0 |  |  | 05h30 | 0.17 | 0.53 |  |  | 05h30 | 0.11 | 0.46 |  |  | 05h30 | 0 | 0 |  |  | 05h30 | 0.11 | 0.46 |  |  | 05h30 | 0.02 | 0.27 |  |  | 05h30 | 0 | 0 |  |  | 05h30 | 0.01 | 0.25 |  |  | 05h30 | 0.18 | 0.61 |  |  | 05h30 | 0 | 0 |  |  | 05h30 | 0.18 | 0.6 |  |  | 05h30 | 0.05 | 0.23 |  | 05h30 | 0.14 | 0.45 |  | 05h30 | 0.04 | 0.22 |  | 05h30 | 0 | 0 |  | 05h30 | 0 | 0 |  | 05h30 | 0 | 0 |  | 05h30 | 0 | 0.06 |  | 05h30 | 0 | 0 |  | 05h30 | 0 | 0.05 |  | 05h30 | 0 | 0 |  | 05h30 | 0 | 0 |  | 05h30 | 0 | 0 |  | 05h30 | 0.04 | 0.25 |  | 05h30 | 0 | 0 |  | 05h30 | 0.03 | 0.23
06h30 | 0.26 | 0.76 |  |  | 06h30 | 0 | 0 |  |  | 06h30 | 0.26 | 0.75 |  |  | 06h30 | 0.21 | 0.62 |  |  | 06h30 | 0 | 0 |  |  | 06h30 | 0.2 | 0.61 |  |  | 06h30 | 0.15 | 0.56 |  |  | 06h30 | 0 | 0 |  |  | 06h30 | 0.14 | 0.55 |  |  | 06h30 | 0.05 | 0.34 |  |  | 06h30 | 0 | 0 |  |  | 06h30 | 0.04 | 0.33 |  |  | 06h30 | 0.22 | 0.7 |  |  | 06h30 | 0 | 0 |  |  | 06h30 | 0.21 | 0.69 |  |  | 06h30 | 0.08 | 0.28 |  | 06h30 | 0.18 | 0.54 |  | 06h30 | 0.08 | 0.27 |  | 06h30 | 0 | 0.01 |  | 06h30 | 0 | 0 |  | 06h30 | 0 | 0 |  | 06h30 | 0 | 0.14 |  | 06h30 | 0 | 0 |  | 06h30 | 0 | 0.12 |  | 06h30 | 0 | 0.01 |  | 06h30 | 0 | 0 |  | 06h30 | 0 | 0 |  | 06h30 | 0.08 | 0.3 |  | 06h30 | 0 | 0 |  | 06h30 | 0.07 | 0.28
07h30 | 0.59 | 1.83 |  |  | 07h30 | 0 | 0 |  |  | 07h30 | 0.59 | 1.82 |  |  | 07h30 | 0.51 | 1.65 |  |  | 07h30 | 0 | 0 |  |  | 07h30 | 0.5 | 1.63 |  |  | 07h30 | 0.43 | 1.59 |  |  | 07h30 | 0 | 0 |  |  | 07h30 | 0.41 | 1.58 |  |  | 07h30 | 0.3 | 1.14 |  |  | 07h30 | 0 | 0 |  |  | 07h30 | 0.3 | 1.13 |  |  | 07h30 | 0.53 | 1.76 |  |  | 07h30 | 0 | 0 |  |  | 07h30 | 0.52 | 1.75 |  |  | 07h30 | 0.25 | 1.12 |  | 07h30 | 0.44 | 1.46 |  | 07h30 | 0.23 | 1.1 |  | 07h30 | 0.22 | 0.84 |  | 07h30 | 0 | 0 |  | 07h30 | 0.22 | 0.84 |  | 07h30 | 0.25 | 0.87 |  | 07h30 | 0 | 0 |  | 07h30 | 0.25 | 0.89 |  | 07h30 | 0.21 | 0.9 |  | 07h30 | 0 | 0 |  | 07h30 | 0.21 | 0.89 |  | 07h30 | 0.23 | 1.15 |  | 07h30 | 0 | 0 |  | 07h30 | 0.22 | 1.11
08h30 | 0.76 | 2.46 |  |  | 08h30 | 0.54 | 1.65 |  |  | 08h30 | 0.76 | 2.45 |  |  | 08h30 | 0.68 | 2.27 |  |  | 08h30 | 0.48 | 1.49 |  |  | 08h30 | 0.68 | 2.25 |  |  | 08h30 | 0.61 | 2.22 |  |  | 08h30 | 0.43 | 1.47 |  |  | 08h30 | 0.6 | 2.21 |  |  | 08h30 | 0.46 | 1.8 |  |  | 08h30 | 0.31 | 1.15 |  |  | 08h30 | 0.46 | 1.78 |  |  | 08h30 | 0.7 | 2.38 |  |  | 08h30 | 0.49 | 1.58 |  |  | 08h30 | 0.69 | 2.37 |  |  | 08h30 | 0.45 | 1.78 |  | 08h30 | 0.56 | 1.87 |  | 08h30 | 0.43 | 1.76 |  | 08h30 | 0.35 | 1.36 |  | 08h30 | 0.23 | 0.86 |  | 08h30 | 0.33 | 1.35 |  | 08h30 | 0.4 | 1.5 |  | 08h30 | 0.26 | 0.98 |  | 08h30 | 0.38 | 1.5 |  | 08h30 | 0.3 | 1.42 |  | 08h30 | 0.19 | 0.84 |  | 08h30 | 0.29 | 1.41 |  | 08h30 | 0.42 | 1.8 |  | 08h30 | 0.33 | 1.15 |  | 08h30 | 0.41 | 1.77
09h30 | 0.88 | 2.69 |  |  | 09h30 | 1.13 | 3.15 |  |  | 09h30 | 0.88 | 2.69 |  |  | 09h30 | 0.83 | 2.55 |  |  | 09h30 | 1.03 | 2.91 |  |  | 09h30 | 0.83 | 2.54 |  |  | 09h30 | 0.78 | 2.51 |  |  | 09h30 | 0.94 | 2.88 |  |  | 09h30 | 0.78 | 2.5 |  |  | 09h30 | 0.67 | 2.31 |  |  | 09h30 | 0.74 | 2.4 |  |  | 09h30 | 0.66 | 2.3 |  |  | 09h30 | 0.84 | 2.63 |  |  | 09h30 | 1.04 | 3.05 |  |  | 09h30 | 0.83 | 2.63 |  |  | 09h30 | 0.75 | 2.27 |  | 09h30 | 0.66 | 1.96 |  | 09h30 | 0.75 | 2.27 |  | 09h30 | 0.53 | 1.78 |  | 09h30 | 0.6 | 1.83 |  | 09h30 | 0.52 | 1.75 |  | 09h30 | 0.58 | 2.11 |  | 09h30 | 0.65 | 2.09 |  | 09h30 | 0.57 | 2.08 |  | 09h30 | 0.47 | 1.81 |  | 09h30 | 0.54 | 1.84 |  | 09h30 | 0.46 | 1.78 |  | 09h30 | 0.74 | 2.29 |  | 09h30 | 0.77 | 2.37 |  | 09h30 | 0.73 | 2.29
10h30 | 0.88 | 2.58 |  |  | 10h30 | 1.17 | 3.34 |  |  | 10h30 | 0.88 | 2.58 |  |  | 10h30 | 0.83 | 2.44 |  |  | 10h30 | 1.09 | 3.15 |  |  | 10h30 | 0.82 | 2.44 |  |  | 10h30 | 0.77 | 2.37 |  |  | 10h30 | 1.01 | 3.1 |  |  | 10h30 | 0.77 | 2.37 |  |  | 10h30 | 0.67 | 2.18 |  |  | 10h30 | 0.85 | 2.77 |  |  | 10h30 | 0.66 | 2.17 |  |  | 10h30 | 0.83 | 2.52 |  |  | 10h30 | 1.1 | 3.25 |  |  | 10h30 | 0.83 | 2.52 |  |  | 10h30 | 0.74 | 2.18 |  | 10h30 | 0.57 | 1.64 |  | 10h30 | 0.74 | 2.17 |  | 10h30 | 0.57 | 1.74 |  | 10h30 | 0.71 | 2.15 |  | 10h30 | 0.57 | 1.72 |  | 10h30 | 0.62 | 2.02 |  | 10h30 | 0.77 | 2.46 |  | 10h30 | 0.61 | 2 |  | 10h30 | 0.54 | 1.8 |  | 10h30 | 0.67 | 2.24 |  | 10h30 | 0.53 | 1.78 |  | 10h30 | 0.73 | 2.2 |  | 10h30 | 0.88 | 2.73 |  | 10h30 | 0.72 | 2.19
11h30 | 0.81 | 2.42 |  |  | 11h30 | 0.95 | 2.76 |  |  | 11h30 | 0.81 | 2.42 |  |  | 11h30 | 0.77 | 2.28 |  |  | 11h30 | 0.89 | 2.62 |  |  | 11h30 | 0.76 | 2.27 |  |  | 11h30 | 0.69 | 2.18 |  |  | 11h30 | 0.82 | 2.54 |  |  | 11h30 | 0.69 | 2.18 |  |  | 11h30 | 0.6 | 1.99 |  |  | 11h30 | 0.71 | 2.3 |  |  | 11h30 | 0.6 | 1.98 |  |  | 11h30 | 0.77 | 2.36 |  |  | 11h30 | 0.9 | 2.69 |  |  | 11h30 | 0.77 | 2.35 |  |  | 11h30 | 0.67 | 1.99 |  | 11h30 | 0.4 | 1.24 |  | 11h30 | 0.67 | 1.98 |  | 11h30 | 0.52 | 1.58 |  | 11h30 | 0.6 | 1.82 |  | 11h30 | 0.51 | 1.56 |  | 11h30 | 0.57 | 1.83 |  | 11h30 | 0.65 | 2.09 |  | 11h30 | 0.56 | 1.81 |  | 11h30 | 0.49 | 1.64 |  | 11h30 | 0.58 | 1.91 |  | 11h30 | 0.49 | 1.63 |  | 11h30 | 0.65 | 2.01 |  | 11h30 | 0.74 | 2.3 |  | 11h30 | 0.65 | 2
12h30 | 0.81 | 2.41 |  |  | 12h30 | 0.87 | 2.58 |  |  | 12h30 | 0.81 | 2.41 |  |  | 12h30 | 0.76 | 2.27 |  |  | 12h30 | 0.82 | 2.45 |  |  | 12h30 | 0.76 | 2.27 |  |  | 12h30 | 0.67 | 2.15 |  |  | 12h30 | 0.74 | 2.34 |  |  | 12h30 | 0.67 | 2.14 |  |  | 12h30 | 0.58 | 1.95 |  |  | 12h30 | 0.64 | 2.12 |  |  | 12h30 | 0.58 | 1.94 |  |  | 12h30 | 0.76 | 2.35 |  |  | 12h30 | 0.82 | 2.52 |  |  | 12h30 | 0.76 | 2.35 |  |  | 12h30 | 0.64 | 1.94 |  | 12h30 | 0.29 | 1.04 |  | 12h30 | 0.64 | 1.94 |  | 12h30 | 0.5 | 1.54 |  | 12h30 | 0.55 | 1.69 |  | 12h30 | 0.5 | 1.52 |  | 12h30 | 0.55 | 1.77 |  | 12h30 | 0.6 | 1.93 |  | 12h30 | 0.54 | 1.76 |  | 12h30 | 0.48 | 1.6 |  | 12h30 | 0.53 | 1.78 |  | 12h30 | 0.48 | 1.59 |  | 12h30 | 0.63 | 1.97 |  | 12h30 | 0.68 | 2.14 |  | 12h30 | 0.63 | 1.96
13h30 | 0.8 | 2.41 |  |  | 13h30 | 0.83 | 2.51 |  |  | 13h30 | 0.8 | 2.41 |  |  | 13h30 | 0.75 | 2.28 |  |  | 13h30 | 0.79 | 2.39 |  |  | 13h30 | 0.75 | 2.27 |  |  | 13h30 | 0.66 | 2.14 |  |  | 13h30 | 0.7 | 2.25 |  |  | 13h30 | 0.66 | 2.13 |  |  | 13h30 | 0.57 | 1.93 |  |  | 13h30 | 0.61 | 2.04 |  |  | 13h30 | 0.57 | 1.92 |  |  | 13h30 | 0.76 | 2.35 |  |  | 13h30 | 0.79 | 2.45 |  |  | 13h30 | 0.75 | 2.35 |  |  | 13h30 | 0.63 | 1.92 |  | 13h30 | 0.2 | 0.74 |  | 13h30 | 0.63 | 1.91 |  | 13h30 | 0.49 | 1.5 |  | 13h30 | 0.52 | 1.61 |  | 13h30 | 0.48 | 1.49 |  | 13h30 | 0.53 | 1.74 |  | 13h30 | 0.57 | 1.85 |  | 13h30 | 0.53 | 1.73 |  | 13h30 | 0.47 | 1.58 |  | 13h30 | 0.51 | 1.7 |  | 13h30 | 0.47 | 1.57 |  | 13h30 | 0.61 | 1.94 |  | 13h30 | 0.64 | 2.05 |  | 13h30 | 0.61 | 1.94
14h30 | 0.77 | 2.33 |  |  | 14h30 | 0.79 | 2.39 |  |  | 14h30 | 0.77 | 2.33 |  |  | 14h30 | 0.72 | 2.19 |  |  | 14h30 | 0.75 | 2.27 |  |  | 14h30 | 0.72 | 2.18 |  |  | 14h30 | 0.63 | 2.05 |  |  | 14h30 | 0.66 | 2.12 |  |  | 14h30 | 0.63 | 2.05 |  |  | 14h30 | 0.54 | 1.85 |  |  | 14h30 | 0.57 | 1.92 |  |  | 14h30 | 0.54 | 1.84 |  |  | 14h30 | 0.73 | 2.27 |  |  | 14h30 | 0.75 | 2.33 |  |  | 14h30 | 0.72 | 2.27 |  |  | 14h30 | 0.59 | 1.82 |  | 14h30 | 0.2 | 0.74 |  | 14h30 | 0.59 | 1.82 |  | 14h30 | 0.46 | 1.42 |  | 14h30 | 0.48 | 1.5 |  | 14h30 | 0.46 | 1.42 |  | 14h30 | 0.5 | 1.64 |  | 14h30 | 0.53 | 1.72 |  | 14h30 | 0.5 | 1.63 |  | 14h30 | 0.44 | 1.5 |  | 14h30 | 0.47 | 1.58 |  | 14h30 | 0.44 | 1.49 |  | 14h30 | 0.58 | 1.84 |  | 14h30 | 0.6 | 1.92 |  | 14h30 | 0.57 | 1.83
15h30 | 0.75 | 2.28 |  |  | 15h30 | 0.77 | 2.32 |  |  | 15h30 | 0.75 | 2.28 |  |  | 15h30 | 0.7 | 2.14 |  |  | 15h30 | 0.72 | 2.19 |  |  | 15h30 | 0.7 | 2.13 |  |  | 15h30 | 0.61 | 2 |  |  | 15h30 | 0.63 | 2.04 |  |  | 15h30 | 0.61 | 2 |  |  | 15h30 | 0.52 | 1.79 |  |  | 15h30 | 0.54 | 1.84 |  |  | 15h30 | 0.52 | 1.79 |  |  | 15h30 | 0.7 | 2.22 |  |  | 15h30 | 0.72 | 2.26 |  |  | 15h30 | 0.7 | 2.22 |  |  | 15h30 | 0.57 | 1.75 |  | 15h30 | 0.15 | 0.59 |  | 15h30 | 0.57 | 1.75 |  | 15h30 | 0.44 | 1.38 |  | 15h30 | 0.46 | 1.44 |  | 15h30 | 0.44 | 1.37 |  | 15h30 | 0.48 | 1.57 |  | 15h30 | 0.49 | 1.63 |  | 15h30 | 0.47 | 1.57 |  | 15h30 | 0.42 | 1.43 |  | 15h30 | 0.44 | 1.5 |  | 15h30 | 0.42 | 1.43 |  | 15h30 | 0.55 | 1.77 |  | 15h30 | 0.56 | 1.83 |  | 15h30 | 0.55 | 1.77
16h30 | 0.77 | 2.34 |  |  | 16h30 | 0.78 | 2.37 |  |  | 16h30 | 0.77 | 2.34 |  |  | 16h30 | 0.72 | 2.2 |  |  | 16h30 | 0.73 | 2.24 |  |  | 16h30 | 0.72 | 2.19 |  |  | 16h30 | 0.63 | 2.06 |  |  | 16h30 | 0.64 | 2.09 |  |  | 16h30 | 0.63 | 2.05 |  |  | 16h30 | 0.53 | 1.83 |  |  | 16h30 | 0.55 | 1.87 |  |  | 16h30 | 0.53 | 1.83 |  |  | 16h30 | 0.73 | 2.28 |  |  | 16h30 | 0.74 | 2.31 |  |  | 16h30 | 0.72 | 2.28 |  |  | 16h30 | 0.57 | 1.79 |  | 16h30 | 0.15 | 0.59 |  | 16h30 | 0.57 | 1.79 |  | 16h30 | 0.45 | 1.42 |  | 16h30 | 0.46 | 1.46 |  | 16h30 | 0.45 | 1.41 |  | 16h30 | 0.48 | 1.6 |  | 16h30 | 0.5 | 1.64 |  | 16h30 | 0.48 | 1.6 |  | 16h30 | 0.43 | 1.46 |  | 16h30 | 0.44 | 1.51 |  | 16h30 | 0.43 | 1.46 |  | 16h30 | 0.56 | 1.81 |  | 16h30 | 0.57 | 1.85 |  | 16h30 | 0.56 | 1.81
17h30 | 0.79 | 2.39 |  |  | 17h30 | 0.8 | 2.41 |  |  | 17h30 | 0.79 | 2.39 |  |  | 17h30 | 0.74 | 2.24 |  |  | 17h30 | 0.75 | 2.28 |  |  | 17h30 | 0.74 | 2.24 |  |  | 17h30 | 0.64 | 2.1 |  |  | 17h30 | 0.65 | 2.12 |  |  | 17h30 | 0.64 | 2.1 |  |  | 17h30 | 0.55 | 1.86 |  |  | 17h30 | 0.56 | 1.89 |  |  | 17h30 | 0.54 | 1.86 |  |  | 17h30 | 0.75 | 2.32 |  |  | 17h30 | 0.76 | 2.35 |  |  | 17h30 | 0.75 | 2.32 |  |  | 17h30 | 0.59 | 1.82 |  | 17h30 | 0.14 | 0.55 |  | 17h30 | 0.59 | 1.82 |  | 17h30 | 0.46 | 1.44 |  | 17h30 | 0.47 | 1.47 |  | 17h30 | 0.46 | 1.43 |  | 17h30 | 0.49 | 1.62 |  | 17h30 | 0.5 | 1.66 |  | 17h30 | 0.49 | 1.62 |  | 17h30 | 0.44 | 1.48 |  | 17h30 | 0.45 | 1.52 |  | 17h30 | 0.43 | 1.48 |  | 17h30 | 0.57 | 1.84 |  | 17h30 | 0.58 | 1.87 |  | 17h30 | 0.57 | 1.84
18h30 | 0.8 | 2.41 |  |  | 18h30 | 0.81 | 2.42 |  |  | 18h30 | 0.8 | 2.41 |  |  | 18h30 | 0.75 | 2.26 |  |  | 18h30 | 0.76 | 2.29 |  |  | 18h30 | 0.75 | 2.26 |  |  | 18h30 | 0.65 | 2.12 |  |  | 18h30 | 0.66 | 2.13 |  |  | 18h30 | 0.65 | 2.12 |  |  | 18h30 | 0.55 | 1.87 |  |  | 18h30 | 0.56 | 1.89 |  |  | 18h30 | 0.55 | 1.87 |  |  | 18h30 | 0.76 | 2.35 |  |  | 18h30 | 0.77 | 2.36 |  |  | 18h30 | 0.76 | 2.34 |  |  | 18h30 | 0.59 | 1.83 |  | 18h30 | 0.17 | 0.58 |  | 18h30 | 0.59 | 1.82 |  | 18h30 | 0.47 | 1.45 |  | 18h30 | 0.47 | 1.47 |  | 18h30 | 0.46 | 1.44 |  | 18h30 | 0.5 | 1.63 |  | 18h30 | 0.51 | 1.65 |  | 18h30 | 0.5 | 1.63 |  | 18h30 | 0.44 | 1.49 |  | 18h30 | 0.45 | 1.52 |  | 18h30 | 0.44 | 1.49 |  | 18h30 | 0.58 | 1.85 |  | 18h30 | 0.59 | 1.87 |  | 18h30 | 0.58 | 1.85
19h30 | 0.61 | 2.16 |  |  | 19h30 | 0.61 | 2.17 |  |  | 19h30 | 0.61 | 2.16 |  |  | 19h30 | 0.56 | 2.01 |  |  | 19h30 | 0.56 | 2.03 |  |  | 19h30 | 0.56 | 2 |  |  | 19h30 | 0.46 | 1.87 |  |  | 19h30 | 0.47 | 1.88 |  |  | 19h30 | 0.46 | 1.87 |  |  | 19h30 | 0.36 | 1.61 |  |  | 19h30 | 0.37 | 1.63 |  |  | 19h30 | 0.36 | 1.61 |  |  | 19h30 | 0.57 | 2.09 |  |  | 19h30 | 0.57 | 2.11 |  |  | 19h30 | 0.57 | 2.09 |  |  | 19h30 | 0.4 | 1.56 |  | 19h30 | 0.05 | 0.45 |  | 19h30 | 0.4 | 1.56 |  | 19h30 | 0.27 | 1.18 |  | 19h30 | 0.28 | 1.21 |  | 19h30 | 0.27 | 1.18 |  | 19h30 | 0.31 | 1.37 |  | 19h30 | 0.31 | 1.39 |  | 19h30 | 0.3 | 1.37 |  | 19h30 | 0.25 | 1.23 |  | 19h30 | 0.26 | 1.25 |  | 19h30 | 0.25 | 1.22 |  | 19h30 | 0.39 | 1.59 |  | 19h30 | 0.39 | 1.6 |  | 19h30 | 0.39 | 1.58
20h30 | 0.41 | 1.93 |  |  | 20h30 | 0.41 | 1.93 |  |  | 20h30 | 0.41 | 1.93 |  |  | 20h30 | 0.36 | 1.77 |  |  | 20h30 | 0.36 | 1.79 |  |  | 20h30 | 0.35 | 1.76 |  |  | 20h30 | 0.26 | 1.63 |  |  | 20h30 | 0.27 | 1.64 |  |  | 20h30 | 0.26 | 1.63 |  |  | 20h30 | 0.19 | 1.37 |  |  | 20h30 | 0.16 | 1.38 |  |  | 20h30 | 0.19 | 1.37 |  |  | 20h30 | 0.37 | 1.86 |  |  | 20h30 | 0.37 | 1.87 |  |  | 20h30 | 0.36 | 1.86 |  |  | 20h30 | 0.21 | 1.32 |  | 20h30 | 0.01 | 0.41 |  | 20h30 | 0.21 | 1.31 |  | 20h30 | 0.14 | 0.93 |  | 20h30 | 0.08 | 0.95 |  | 20h30 | 0.14 | 0.93 |  | 20h30 | 0.16 | 1.12 |  | 20h30 | 0.11 | 1.13 |  | 20h30 | 0.16 | 1.12 |  | 20h30 | 0.12 | 0.98 |  | 20h30 | 0.06 | 1 |  | 20h30 | 0.12 | 0.97 |  | 20h30 | 0.2 | 1.34 |  | 20h30 | 0.19 | 1.35 |  | 20h30 | 0.2 | 1.33
21h30 | 0.41 | 1.98 |  |  | 21h30 | 0.41 | 1.98 |  |  | 21h30 | 0.41 | 1.98 |  |  | 21h30 | 0.35 | 1.81 |  |  | 21h30 | 0.36 | 1.83 |  |  | 21h30 | 0.35 | 1.81 |  |  | 21h30 | 0.26 | 1.68 |  |  | 21h30 | 0.26 | 1.68 |  |  | 21h30 | 0.26 | 1.67 |  |  | 21h30 | 0.17 | 1.4 |  |  | 21h30 | 0.16 | 1.42 |  |  | 21h30 | 0.17 | 1.4 |  |  | 21h30 | 0.36 | 1.91 |  |  | 21h30 | 0.37 | 1.91 |  |  | 21h30 | 0.36 | 1.91 |  |  | 21h30 | 0.2 | 1.35 |  | 21h30 | 0 | 0.59 |  | 21h30 | 0.2 | 1.35 |  | 21h30 | 0.1 | 0.96 |  | 21h30 | 0.07 | 0.98 |  | 21h30 | 0.1 | 0.96 |  | 21h30 | 0.13 | 1.15 |  | 21h30 | 0.1 | 1.16 |  | 21h30 | 0.13 | 1.15 |  | 21h30 | 0.08 | 1 |  | 21h30 | 0.05 | 1.02 |  | 21h30 | 0.08 | 1 |  | 21h30 | 0.19 | 1.37 |  | 21h30 | 0.18 | 1.39 |  | 21h30 | 0.19 | 1.37
22h30 | 0.39 | 1.97 |  |  | 22h30 | 0.4 | 1.97 |  |  | 22h30 | 0.39 | 1.97 |  |  | 22h30 | 0.34 | 1.8 |  |  | 22h30 | 0.34 | 1.82 |  |  | 22h30 | 0.34 | 1.8 |  |  | 22h30 | 0.24 | 1.67 |  |  | 22h30 | 0.25 | 1.68 |  |  | 22h30 | 0.24 | 1.67 |  |  | 22h30 | 0.17 | 1.39 |  |  | 22h30 | 0.14 | 1.4 |  |  | 22h30 | 0.17 | 1.39 |  |  | 22h30 | 0.35 | 1.9 |  |  | 22h30 | 0.35 | 1.91 |  |  | 22h30 | 0.35 | 1.9 |  |  | 22h30 | 0.2 | 1.34 |  | 22h30 | 0 | 0.7 |  | 22h30 | 0.2 | 1.34 |  | 22h30 | 0.1 | 0.94 |  | 22h30 | 0.05 | 0.96 |  | 22h30 | 0.1 | 0.94 |  | 22h30 | 0.13 | 1.14 |  | 22h30 | 0.08 | 1.15 |  | 22h30 | 0.13 | 1.13 |  | 22h30 | 0.08 | 0.99 |  | 22h30 | 0.03 | 1.01 |  | 22h30 | 0.08 | 0.99 |  | 22h30 | 0.19 | 1.36 |  | 22h30 | 0.17 | 1.37 |  | 22h30 | 0.19 | 1.36
23h30 | 0.39 | 1.98 |  |  | 23h30 | 0.39 | 1.98 |  |  | 23h30 | 0.39 | 1.98 |  |  | 23h30 | 0.33 | 1.8 |  |  | 23h30 | 0.34 | 1.82 |  |  | 23h30 | 0.33 | 1.8 |  |  | 23h30 | 0.24 | 1.68 |  |  | 23h30 | 0.24 | 1.69 |  |  | 23h30 | 0.24 | 1.68 |  |  | 23h30 | 0.14 | 1.39 |  |  | 23h30 | 0.13 | 1.4 |  |  | 23h30 | 0.14 | 1.39 |  |  | 23h30 | 0.34 | 1.91 |  |  | 23h30 | 0.35 | 1.91 |  |  | 23h30 | 0.34 | 1.91 |  |  | 23h30 | 0.18 | 1.34 |  | 23h30 | 0 | 0.78 |  | 23h30 | 0.18 | 1.33 |  | 23h30 | 0.06 | 0.94 |  | 23h30 | 0.04 | 0.96 |  | 23h30 | 0.06 | 0.94 |  | 23h30 | 0.09 | 1.13 |  | 23h30 | 0.07 | 1.15 |  | 23h30 | 0.09 | 1.13 |  | 23h30 | 0.03 | 0.99 |  | 23h30 | 0.03 | 1.01 |  | 23h30 | 0.03 | 0.98 |  | 23h30 | 0.16 | 1.36 |  | 23h30 | 0.16 | 1.37 |  | 23h30 | 0.16 | 1.35
00h30 | 0.34 | 1.51 |  |  | 00h30 | 0.12 | 0.63 |  |  | 00h30 | 0.34 | 1.52 |  |  | 00h30 | 0.29 | 1.38 |  |  | 00h30 | 0.1 | 0.56 |  |  | 00h30 | 0.29 | 1.38 |  |  | 00h30 | 0.23 | 1.24 |  |  | 00h30 | 0.06 | 0.51 |  |  | 00h30 | 0.23 | 1.25 |  |  | 00h30 | 0.14 | 1.02 |  |  | 00h30 | 0.02 | 0.41 |  |  | 00h30 | 0.14 | 1.02 |  |  | 00h30 | 0.29 | 1.45 |  |  | 00h30 | 0.1 | 0.6 |  |  | 00h30 | 0.29 | 1.46 |  |  | 00h30 | 0.18 | 1.01 |  | 00h30 | 0 | 0.67 |  | 00h30 | 0.18 | 1.01 |  | 00h30 | 0.06 | 0.8 |  | 00h30 | 0 | 0.27 |  | 00h30 | 0.06 | 0.8 |  | 00h30 | 0.09 | 0.9 |  | 00h30 | 0.01 | 0.33 |  | 00h30 | 0.09 | 0.9 |  | 00h30 | 0.03 | 0.82 |  | 00h30 | 0 | 0.28 |  | 00h30 | 0.03 | 0.82 |  | 00h30 | 0.16 | 1.02 |  | 00h30 | 0.03 | 0.4 |  | 00h30 | 0.16 | 1.02
01h30 | 0.21 | 0.79 |  |  | 01h30 | 0.09 | 0.4 |  |  | 01h30 | 0.2 | 0.79 |  |  | 01h30 | 0.18 | 0.67 |  |  | 01h30 | 0.06 | 0.3 |  |  | 01h30 | 0.18 | 0.67 |  |  | 01h30 | 0.1 | 0.58 |  |  | 01h30 | 0 | 0.21 |  |  | 01h30 | 0.1 | 0.58 |  |  | 01h30 | 0.02 | 0.41 |  |  | 01h30 | 0 | 0.07 |  |  | 01h30 | 0.02 | 0.41 |  |  | 01h30 | 0.18 | 0.74 |  |  | 01h30 | 0.06 | 0.36 |  |  | 01h30 | 0.18 | 0.74 |  |  | 01h30 | 0.06 | 0.33 |  | 01h30 | 0 | 0.05 |  | 01h30 | 0.06 | 0.33 |  | 01h30 | 0 | 0.08 |  | 01h30 | 0 | 0 |  | 01h30 | 0 | 0.08 |  | 01h30 | 0 | 0.22 |  | 01h30 | 0 | 0 |  | 01h30 | 0 | 0.21 |  | 01h30 | 0 | 0.14 |  | 01h30 | 0 | 0 |  | 01h30 | 0 | 0.13 |  | 01h30 | 0.07 | 0.34 |  | 01h30 | 0 | 0.07 |  | 01h30 | 0.07 | 0.34
02h30 | 0.21 | 0.79 |  |  | 02h30 | 0.21 | 0.83 |  |  | 02h30 | 0.2 | 0.79 |  |  | 02h30 | 0.18 | 0.67 |  |  | 02h30 | 0.16 | 0.67 |  |  | 02h30 | 0.18 | 0.67 |  |  | 02h30 | 0.1 | 0.58 |  |  | 02h30 | 0.07 | 0.54 |  |  | 02h30 | 0.1 | 0.58 |  |  | 02h30 | 0.02 | 0.41 |  |  | 02h30 | 0 | 0.33 |  |  | 02h30 | 0.02 | 0.41 |  |  | 02h30 | 0.18 | 0.74 |  |  | 02h30 | 0.17 | 0.77 |  |  | 02h30 | 0.18 | 0.74 |  |  | 02h30 | 0.06 | 0.33 |  | 02h30 | 0 | 0.05 |  | 02h30 | 0.06 | 0.33 |  | 02h30 | 0 | 0.08 |  | 02h30 | 0 | 0.01 |  | 02h30 | 0 | 0.08 |  | 02h30 | 0 | 0.22 |  | 02h30 | 0 | 0.11 |  | 02h30 | 0 | 0.21 |  | 02h30 | 0 | 0.14 |  | 02h30 | 0 | 0.02 |  | 02h30 | 0 | 0.13 |  | 02h30 | 0.07 | 0.34 |  | 02h30 | 0.01 | 0.3 |  | 02h30 | 0.07 | 0.34
03h30 | 0.28 | 0.95 |  |  | 03h30 | 0.3 | 1.05 |  |  | 03h30 | 0.28 | 0.96 |  |  | 03h30 | 0.22 | 0.8 |  |  | 03h30 | 0.24 | 0.86 |  |  | 03h30 | 0.22 | 0.8 |  |  | 03h30 | 0.16 | 0.72 |  |  | 03h30 | 0.17 | 0.79 |  |  | 03h30 | 0.16 | 0.72 |  |  | 03h30 | 0.06 | 0.49 |  |  | 03h30 | 0.07 | 0.55 |  |  | 03h30 | 0.06 | 0.49 |  |  | 03h30 | 0.23 | 0.89 |  |  | 03h30 | 0.25 | 0.97 |  |  | 03h30 | 0.23 | 0.89 |  |  | 03h30 | 0.09 | 0.43 |  | 03h30 | 0.01 | 0.16 |  | 03h30 | 0.09 | 0.43 |  | 03h30 | 0 | 0.14 |  | 03h30 | 0 | 0.12 |  | 03h30 | 0 | 0.14 |  | 03h30 | 0 | 0.27 |  | 03h30 | 0.01 | 0.27 |  | 03h30 | 0 | 0.27 |  | 03h30 | 0 | 0.15 |  | 03h30 | 0 | 0.14 |  | 03h30 | 0 | 0.15 |  | 03h30 | 0.07 | 0.44 |  | 03h30 | 0.08 | 0.46 |  | 03h30 | 0.07 | 0.44
04h30 | 0.34 | 1.11 |  |  | 04h30 | 0.39 | 1.21 |  |  | 04h30 | 0.34 | 1.11 |  |  | 04h30 | 0.27 | 0.9 |  |  | 04h30 | 0.31 | 1.01 |  |  | 04h30 | 0.27 | 0.89 |  |  | 04h30 | 0.22 | 0.86 |  |  | 04h30 | 0.25 | 0.98 |  |  | 04h30 | 0.21 | 0.85 |  |  | 04h30 | 0.11 | 0.6 |  |  | 04h30 | 0.14 | 0.68 |  |  | 04h30 | 0.11 | 0.6 |  |  | 04h30 | 0.28 | 1.03 |  |  | 04h30 | 0.32 | 1.13 |  |  | 04h30 | 0.28 | 1.03 |  |  | 04h30 | 0.13 | 0.48 |  | 04h30 | 0.06 | 0.27 |  | 04h30 | 0.13 | 0.48 |  | 04h30 | 0.03 | 0.2 |  | 04h30 | 0.04 | 0.26 |  | 04h30 | 0.03 | 0.19 |  | 04h30 | 0.04 | 0.33 |  | 04h30 | 0.06 | 0.41 |  | 04h30 | 0.04 | 0.33 |  | 04h30 | 0 | 0.21 |  | 04h30 | 0.01 | 0.29 |  | 04h30 | 0 | 0.21 |  | 04h30 | 0.11 | 0.49 |  | 04h30 | 0.14 | 0.56 |  | 04h30 | 0.11 | 0.49
05h30 | 0.41 | 1.22 |  |  | 05h30 | 0.45 | 1.31 |  |  | 05h30 | 0.41 | 1.22 |  |  | 05h30 | 0.32 | 1 |  |  | 05h30 | 0.37 | 1.1 |  |  | 05h30 | 0.32 | 1 |  |  | 05h30 | 0.27 | 0.99 |  |  | 05h30 | 0.31 | 1.11 |  |  | 05h30 | 0.27 | 0.99 |  |  | 05h30 | 0.17 | 0.69 |  |  | 05h30 | 0.19 | 0.76 |  |  | 05h30 | 0.17 | 0.68 |  |  | 05h30 | 0.34 | 1.14 |  |  | 05h30 | 0.38 | 1.23 |  |  | 05h30 | 0.34 | 1.13 |  |  | 05h30 | 0.17 | 0.57 |  | 05h30 | 0.12 | 0.37 |  | 05h30 | 0.17 | 0.57 |  | 05h30 | 0.07 | 0.28 |  | 05h30 | 0.09 | 0.34 |  | 05h30 | 0.07 | 0.28 |  | 05h30 | 0.09 | 0.42 |  | 05h30 | 0.11 | 0.48 |  | 05h30 | 0.09 | 0.42 |  | 05h30 | 0.03 | 0.3 |  | 05h30 | 0.05 | 0.38 |  | 05h30 | 0.03 | 0.3 |  | 05h30 | 0.15 | 0.57 |  | 05h30 | 0.17 | 0.65 |  | 05h30 | 0.15 | 0.57
06h30 | 0.44 | 1.3 |  |  | 06h30 | 0.47 | 1.35 |  |  | 06h30 | 0.44 | 1.29 |  |  | 06h30 | 0.36 | 1.08 |  |  | 06h30 | 0.39 | 1.14 |  |  | 06h30 | 0.36 | 1.08 |  |  | 06h30 | 0.31 | 1.09 |  |  | 06h30 | 0.34 | 1.16 |  |  | 06h30 | 0.31 | 1.09 |  |  | 06h30 | 0.2 | 0.75 |  |  | 06h30 | 0.21 | 0.83 |  |  | 06h30 | 0.19 | 0.75 |  |  | 06h30 | 0.37 | 1.21 |  |  | 06h30 | 0.4 | 1.27 |  |  | 06h30 | 0.37 | 1.21 |  |  | 06h30 | 0.2 | 0.66 |  | 06h30 | 0.14 | 0.42 |  | 06h30 | 0.19 | 0.66 |  | 06h30 | 0.1 | 0.34 |  | 06h30 | 0.12 | 0.39 |  | 06h30 | 0.1 | 0.34 |  | 06h30 | 0.13 | 0.49 |  | 06h30 | 0.14 | 0.55 |  | 06h30 | 0.13 | 0.49 |  | 06h30 | 0.07 | 0.38 |  | 06h30 | 0.09 | 0.42 |  | 06h30 | 0.07 | 0.38 |  | 06h30 | 0.18 | 0.66 |  | 06h30 | 0.2 | 0.73 |  | 06h30 | 0.18 | 0.66
07h30 | 0.29 | 1.08 |  |  | 07h30 | 0.3 | 1.11 |  |  | 07h30 | 0.79 | 2.4 |  |  | 07h30 | 0.21 | 0.86 |  |  | 07h30 | 0.23 | 0.91 |  |  | 07h30 | 0.68 | 2.13 |  |  | 07h30 | 0.17 | 0.89 |  |  | 07h30 | 0.19 | 0.93 |  |  | 07h30 | 0.63 | 2.17 |  |  | 07h30 | 0.08 | 0.56 |  |  | 07h30 | 0.09 | 0.62 |  |  | 07h30 | 0.41 | 1.73 |  |  | 07h30 | 0.22 | 0.99 |  |  | 07h30 | 0.24 | 1.03 |  |  | 07h30 | 0.7 | 2.3 |  |  | 07h30 | 0.07 | 0.48 |  | 07h30 | 0.36 | 1.28 |  | 07h30 | 0.49 | 1.65 |  | 07h30 | 0.06 | 0.13 |  | 07h30 | 0.07 | 0.19 |  | 07h30 | 0.25 | 1.07 |  | 07h30 | 0.07 | 0.31 |  | 07h30 | 0.08 | 0.37 |  | 07h30 | 0.32 | 1.38 |  | 07h30 | 0.04 | 0.16 |  | 07h30 | 0.05 | 0.21 |  | 07h30 | 0.29 | 0.96 |  | 07h30 | 0.07 | 0.48 |  | 07h30 | 0.1 | 0.54 |  | 07h30 | 0.44 | 1.65
08h30 | 0.62 | 2.19 |  |  | 08h30 | 0.63 | 2.21 |  |  | 08h30 | 0.96 | 2.97 |  |  | 08h30 | 0.53 | 1.93 |  |  | 08h30 | 0.54 | 1.97 |  |  | 08h30 | 0.86 | 2.71 |  |  | 08h30 | 0.48 | 1.97 |  |  | 08h30 | 0.49 | 2.01 |  |  | 08h30 | 0.8 | 2.74 |  |  | 08h30 | 0.36 | 1.58 |  |  | 08h30 | 0.38 | 1.64 |  |  | 08h30 | 0.59 | 2.33 |  |  | 08h30 | 0.54 | 2.09 |  |  | 08h30 | 0.56 | 2.12 |  |  | 08h30 | 0.87 | 2.87 |  |  | 08h30 | 0.37 | 1.5 |  | 08h30 | 0.45 | 1.65 |  | 08h30 | 0.67 | 2.26 |  | 08h30 | 0.32 | 0.97 |  | 08h30 | 0.33 | 1.07 |  | 08h30 | 0.44 | 1.66 |  | 08h30 | 0.35 | 1.27 |  | 08h30 | 0.36 | 1.35 |  | 08h30 | 0.51 | 2 |  | 08h30 | 0.27 | 0.97 |  | 08h30 | 0.29 | 1.08 |  | 08h30 | 0.44 | 1.6 |  | 08h30 | 0.36 | 1.5 |  | 08h30 | 0.4 | 1.55 |  | 08h30 | 0.63 | 2.26
09h30 | 1.12 | 3.29 |  |  | 09h30 | 1.13 | 3.3 |  |  | 09h30 | 1.04 | 3.1 |  |  | 09h30 | 1.03 | 3.03 |  |  | 09h30 | 1.04 | 3.06 |  |  | 09h30 | 0.97 | 2.89 |  |  | 09h30 | 0.98 | 3.07 |  |  | 09h30 | 0.99 | 3.09 |  |  | 09h30 | 0.92 | 2.9 |  |  | 09h30 | 0.82 | 2.69 |  |  | 09h30 | 0.84 | 2.73 |  |  | 09h30 | 0.81 | 2.61 |  |  | 09h30 | 1.04 | 3.18 |  |  | 09h30 | 1.05 | 3.2 |  |  | 09h30 | 0.98 | 3.01 |  |  | 09h30 | 0.88 | 2.63 |  | 09h30 | 0.55 | 1.73 |  | 09h30 | 0.85 | 2.58 |  | 09h30 | 0.74 | 2.06 |  | 09h30 | 0.75 | 2.14 |  | 09h30 | 0.74 | 2.18 |  | 09h30 | 0.79 | 2.4 |  | 09h30 | 0.8 | 2.46 |  | 09h30 | 0.78 | 2.42 |  | 09h30 | 0.67 | 2.1 |  | 09h30 | 0.69 | 2.19 |  | 09h30 | 0.66 | 2.32 |  | 09h30 | 0.84 | 2.62 |  | 09h30 | 0.87 | 2.67 |  | 09h30 | 0.83 | 2.59
10h30 | 1.21 | 3.38 |  |  | 10h30 | 1.21 | 3.38 |  |  | 10h30 | 1.01 | 2.95 |  |  | 10h30 | 1.14 | 3.17 |  |  | 10h30 | 1.14 | 3.18 |  |  | 10h30 | 0.94 | 2.75 |  |  | 10h30 | 1.09 | 3.18 |  |  | 10h30 | 1.09 | 3.19 |  |  | 10h30 | 0.88 | 2.72 |  |  | 10h30 | 0.95 | 2.9 |  |  | 10h30 | 0.96 | 2.91 |  |  | 10h30 | 0.79 | 2.46 |  |  | 10h30 | 1.14 | 3.29 |  |  | 10h30 | 1.15 | 3.3 |  |  | 10h30 | 0.95 | 2.87 |  |  | 10h30 | 1.03 | 2.89 |  | 10h30 | 0.44 | 1.35 |  | 10h30 | 0.84 | 2.46 |  | 10h30 | 0.82 | 2.47 |  | 10h30 | 0.83 | 2.48 |  | 10h30 | 0.72 | 2.06 |  | 10h30 | 0.89 | 2.73 |  | 10h30 | 0.9 | 2.75 |  | 10h30 | 0.76 | 2.31 |  | 10h30 | 0.79 | 2.57 |  | 10h30 | 0.81 | 2.58 |  | 10h30 | 0.67 | 2.18 |  | 10h30 | 0.98 | 2.89 |  | 10h30 | 0.99 | 2.91 |  | 10h30 | 0.82 | 2.47
11h30 | 1.01 | 2.91 |  |  | 11h30 | 1.01 | 2.91 |  |  | 11h30 | 0.92 | 2.72 |  |  | 11h30 | 0.94 | 2.71 |  |  | 11h30 | 0.95 | 2.72 |  |  | 11h30 | 0.85 | 2.52 |  |  | 11h30 | 0.88 | 2.69 |  |  | 11h30 | 0.89 | 2.69 |  |  | 11h30 | 0.78 | 2.46 |  |  | 11h30 | 0.77 | 2.43 |  |  | 11h30 | 0.78 | 2.45 |  |  | 11h30 | 0.68 | 2.21 |  |  | 11h30 | 0.95 | 2.83 |  |  | 11h30 | 0.95 | 2.83 |  |  | 11h30 | 0.86 | 2.63 |  |  | 11h30 | 0.84 | 2.45 |  | 11h30 | 0.26 | 0.88 |  | 11h30 | 0.75 | 2.22 |  | 11h30 | 0.67 | 2.04 |  | 11h30 | 0.68 | 2.05 |  | 11h30 | 0.62 | 1.82 |  | 11h30 | 0.73 | 2.3 |  | 11h30 | 0.74 | 2.31 |  | 11h30 | 0.66 | 2.06 |  | 11h30 | 0.66 | 2.14 |  | 11h30 | 0.66 | 2.16 |  | 11h30 | 0.59 | 1.93 |  | 11h30 | 0.81 | 2.46 |  | 11h30 | 0.81 | 2.47 |  | 11h30 | 0.72 | 2.23
12h30 | 0.91 | 2.66 |  |  | 12h30 | 0.91 | 2.66 |  |  | 12h30 | 0.87 | 2.57 |  |  | 12h30 | 0.84 | 2.47 |  |  | 12h30 | 0.84 | 2.48 |  |  | 12h30 | 0.8 | 2.38 |  |  | 12h30 | 0.77 | 2.41 |  |  | 12h30 | 0.77 | 2.41 |  |  | 12h30 | 0.72 | 2.29 |  |  | 12h30 | 0.67 | 2.17 |  |  | 12h30 | 0.67 | 2.18 |  |  | 12h30 | 0.63 | 2.05 |  |  | 12h30 | 0.85 | 2.58 |  |  | 12h30 | 0.85 | 2.58 |  |  | 12h30 | 0.81 | 2.49 |  |  | 12h30 | 0.74 | 2.19 |  | 12h30 | 0.2 | 0.73 |  | 12h30 | 0.69 | 2.07 |  | 12h30 | 0.59 | 1.8 |  | 12h30 | 0.6 | 1.81 |  | 12h30 | 0.56 | 1.67 |  | 12h30 | 0.64 | 2.04 |  | 12h30 | 0.65 | 2.05 |  | 12h30 | 0.6 | 1.9 |  | 12h30 | 0.57 | 1.89 |  | 12h30 | 0.58 | 1.9 |  | 12h30 | 0.53 | 1.76 |  | 12h30 | 0.71 | 2.2 |  | 12h30 | 0.71 | 2.21 |  | 12h30 | 0.66 | 2.07
13h30 | 0.85 | 2.51 |  |  | 13h30 | 0.85 | 2.51 |  |  | 13h30 | 0.83 | 2.46 |  |  | 13h30 | 0.79 | 2.32 |  |  | 13h30 | 0.79 | 2.33 |  |  | 13h30 | 0.76 | 2.27 |  |  | 13h30 | 0.71 | 2.24 |  |  | 13h30 | 0.71 | 2.24 |  |  | 13h30 | 0.68 | 2.17 |  |  | 13h30 | 0.61 | 2.02 |  |  | 13h30 | 0.62 | 2.02 |  |  | 13h30 | 0.59 | 1.94 |  |  | 13h30 | 0.79 | 2.43 |  |  | 13h30 | 0.79 | 2.43 |  |  | 13h30 | 0.77 | 2.38 |  |  | 13h30 | 0.68 | 2.03 |  | 13h30 | 0.1 | 0.45 |  | 13h30 | 0.65 | 1.95 |  | 13h30 | 0.54 | 1.64 |  | 13h30 | 0.54 | 1.65 |  | 13h30 | 0.52 | 1.56 |  | 13h30 | 0.58 | 1.87 |  | 13h30 | 0.59 | 1.88 |  | 13h30 | 0.56 | 1.78 |  | 13h30 | 0.52 | 1.72 |  | 13h30 | 0.52 | 1.73 |  | 13h30 | 0.49 | 1.63 |  | 13h30 | 0.65 | 2.04 |  | 13h30 | 0.66 | 2.05 |  | 13h30 | 0.63 | 1.96
14h30 | 0.81 | 2.41 |  |  | 14h30 | 0.82 | 2.41 |  |  | 14h30 | 0.8 | 2.38 |  |  | 14h30 | 0.75 | 2.23 |  |  | 14h30 | 0.75 | 2.23 |  |  | 14h30 | 0.74 | 2.19 |  |  | 14h30 | 0.67 | 2.13 |  |  | 14h30 | 0.67 | 2.13 |  |  | 14h30 | 0.65 | 2.09 |  |  | 14h30 | 0.57 | 1.91 |  |  | 14h30 | 0.58 | 1.92 |  |  | 14h30 | 0.56 | 1.87 |  |  | 14h30 | 0.76 | 2.33 |  |  | 14h30 | 0.76 | 2.34 |  |  | 14h30 | 0.74 | 2.3 |  |  | 14h30 | 0.64 | 1.93 |  | 14h30 | 0.1 | 0.45 |  | 14h30 | 0.62 | 1.88 |  | 14h30 | 0.51 | 1.54 |  | 14h30 | 0.51 | 1.55 |  | 14h30 | 0.49 | 1.49 |  | 14h30 | 0.55 | 1.75 |  | 14h30 | 0.55 | 1.76 |  | 14h30 | 0.53 | 1.69 |  | 14h30 | 0.48 | 1.61 |  | 14h30 | 0.49 | 1.62 |  | 14h30 | 0.47 | 1.55 |  | 14h30 | 0.62 | 1.94 |  | 14h30 | 0.62 | 1.94 |  | 14h30 | 0.6 | 1.88
15h30 | 0.79 | 2.35 |  |  | 15h30 | 0.79 | 2.36 |  |  | 15h30 | 0.78 | 2.33 |  |  | 15h30 | 0.73 | 2.17 |  |  | 15h30 | 0.73 | 2.18 |  |  | 15h30 | 0.72 | 2.15 |  |  | 15h30 | 0.64 | 2.07 |  |  | 15h30 | 0.64 | 2.07 |  |  | 15h30 | 0.63 | 2.04 |  |  | 15h30 | 0.55 | 1.85 |  |  | 15h30 | 0.55 | 1.86 |  |  | 15h30 | 0.54 | 1.82 |  |  | 15h30 | 0.74 | 2.28 |  |  | 15h30 | 0.74 | 2.28 |  |  | 15h30 | 0.73 | 2.26 |  |  | 15h30 | 0.62 | 1.87 |  | 15h30 | 0.03 | 0.25 |  | 15h30 | 0.6 | 1.83 |  | 15h30 | 0.49 | 1.48 |  | 15h30 | 0.49 | 1.49 |  | 15h30 | 0.48 | 1.44 |  | 15h30 | 0.52 | 1.68 |  | 15h30 | 0.53 | 1.69 |  | 15h30 | 0.51 | 1.64 |  | 15h30 | 0.46 | 1.54 |  | 15h30 | 0.47 | 1.55 |  | 15h30 | 0.45 | 1.5 |  | 15h30 | 0.6 | 1.88 |  | 15h30 | 0.6 | 1.88 |  | 15h30 | 0.58 | 1.84
16h30 | 0.77 | 2.31 |  |  | 16h30 | 0.77 | 2.31 |  |  | 16h30 | 0.77 | 2.3 |  |  | 16h30 | 0.71 | 2.13 |  |  | 16h30 | 0.71 | 2.14 |  |  | 16h30 | 0.71 | 2.11 |  |  | 16h30 | 0.62 | 2.02 |  |  | 16h30 | 0.63 | 2.02 |  |  | 16h30 | 0.62 | 2 |  |  | 16h30 | 0.54 | 1.81 |  |  | 16h30 | 0.54 | 1.81 |  |  | 16h30 | 0.53 | 1.79 |  |  | 16h30 | 0.72 | 2.23 |  |  | 16h30 | 0.72 | 2.23 |  |  | 16h30 | 0.71 | 2.22 |  |  | 16h30 | 0.6 | 1.82 |  | 16h30 | 0.03 | 0.25 |  | 16h30 | 0.59 | 1.79 |  | 16h30 | 0.47 | 1.44 |  | 16h30 | 0.47 | 1.44 |  | 16h30 | 0.46 | 1.41 |  | 16h30 | 0.5 | 1.63 |  | 16h30 | 0.51 | 1.64 |  | 16h30 | 0.49 | 1.6 |  | 16h30 | 0.44 | 1.49 |  | 16h30 | 0.45 | 1.5 |  | 16h30 | 0.43 | 1.46 |  | 16h30 | 0.58 | 1.83 |  | 16h30 | 0.58 | 1.83 |  | 16h30 | 0.57 | 1.8
17h30 | 0.75 | 2.25 |  |  | 17h30 | 0.75 | 2.25 |  |  | 17h30 | 0.75 | 2.24 |  |  | 17h30 | 0.69 | 2.08 |  |  | 17h30 | 0.69 | 2.08 |  |  | 17h30 | 0.69 | 2.06 |  |  | 17h30 | 0.6 | 1.96 |  |  | 17h30 | 0.61 | 1.96 |  |  | 17h30 | 0.6 | 1.95 |  |  | 17h30 | 0.52 | 1.76 |  |  | 17h30 | 0.52 | 1.76 |  |  | 17h30 | 0.51 | 1.74 |  |  | 17h30 | 0.7 | 2.18 |  |  | 17h30 | 0.7 | 2.18 |  |  | 17h30 | 0.7 | 2.17 |  |  | 17h30 | 0.58 | 1.77 |  | 17h30 | 0.02 | 0.22 |  | 17h30 | 0.57 | 1.75 |  | 17h30 | 0.45 | 1.39 |  | 17h30 | 0.46 | 1.4 |  | 17h30 | 0.45 | 1.37 |  | 17h30 | 0.48 | 1.57 |  | 17h30 | 0.49 | 1.58 |  | 17h30 | 0.48 | 1.55 |  | 17h30 | 0.43 | 1.44 |  | 17h30 | 0.43 | 1.44 |  | 17h30 | 0.42 | 1.41 |  | 17h30 | 0.56 | 1.77 |  | 17h30 | 0.56 | 1.78 |  | 17h30 | 0.55 | 1.76
18h30 | 0.73 | 2.19 |  |  | 18h30 | 0.73 | 2.19 |  |  | 18h30 | 0.73 | 2.19 |  |  | 18h30 | 0.67 | 2.02 |  |  | 18h30 | 0.67 | 2.02 |  |  | 18h30 | 0.67 | 2.01 |  |  | 18h30 | 0.58 | 1.9 |  |  | 18h30 | 0.58 | 1.91 |  |  | 18h30 | 0.58 | 1.9 |  |  | 18h30 | 0.5 | 1.7 |  |  | 18h30 | 0.5 | 1.71 |  |  | 18h30 | 0.49 | 1.69 |  |  | 18h30 | 0.68 | 2.12 |  |  | 18h30 | 0.68 | 2.12 |  |  | 18h30 | 0.68 | 2.11 |  |  | 18h30 | 0.56 | 1.71 |  | 18h30 | 0.05 | 0.27 |  | 18h30 | 0.55 | 1.69 |  | 18h30 | 0.44 | 1.35 |  | 18h30 | 0.44 | 1.35 |  | 18h30 | 0.43 | 1.33 |  | 18h30 | 0.46 | 1.52 |  | 18h30 | 0.46 | 1.52 |  | 18h30 | 0.46 | 1.5 |  | 18h30 | 0.41 | 1.38 |  | 18h30 | 0.41 | 1.39 |  | 18h30 | 0.4 | 1.36 |  | 18h30 | 0.54 | 1.71 |  | 18h30 | 0.54 | 1.72 |  | 18h30 | 0.53 | 1.7
19h30 | 0.51 | 1.89 |  |  | 19h30 | 0.51 | 1.89 |  |  | 19h30 | 0.51 | 1.89 |  |  | 19h30 | 0.45 | 1.72 |  |  | 19h30 | 0.46 | 1.72 |  |  | 19h30 | 0.45 | 1.71 |  |  | 19h30 | 0.37 | 1.6 |  |  | 19h30 | 0.4 | 1.6 |  |  | 19h30 | 0.37 | 1.6 |  |  | 19h30 | 0.31 | 1.4 |  |  | 19h30 | 0.32 | 1.4 |  |  | 19h30 | 0.28 | 1.39 |  |  | 19h30 | 0.46 | 1.82 |  |  | 19h30 | 0.46 | 1.82 |  |  | 19h30 | 0.46 | 1.81 |  |  | 19h30 | 0.34 | 1.4 |  | 19h30 | 0.03 | 0.14 |  | 19h30 | 0.34 | 1.39 |  | 19h30 | 0.25 | 1.06 |  | 19h30 | 0.26 | 1.06 |  | 19h30 | 0.23 | 1.04 |  | 19h30 | 0.28 | 1.21 |  | 19h30 | 0.29 | 1.21 |  | 19h30 | 0.24 | 1.2 |  | 19h30 | 0.24 | 1.08 |  | 19h30 | 0.24 | 1.09 |  | 19h30 | 0.19 | 1.07 |  | 19h30 | 0.32 | 1.41 |  | 19h30 | 0.34 | 1.41 |  | 19h30 | 0.32 | 1.4
20h30 | 0.3 | 1.62 |  |  | 20h30 | 0.3 | 1.62 |  |  | 20h30 | 0.39 | 1.62 |  |  | 20h30 | 0.24 | 1.45 |  |  | 20h30 | 0.24 | 1.46 |  |  | 20h30 | 0.33 | 1.45 |  |  | 20h30 | 0.16 | 1.34 |  |  | 20h30 | 0.17 | 1.34 |  |  | 20h30 | 0.25 | 1.33 |  |  | 20h30 | 0.09 | 1.13 |  |  | 20h30 | 0.09 | 1.13 |  |  | 20h30 | 0.16 | 1.12 |  |  | 20h30 | 0.25 | 1.56 |  |  | 20h30 | 0.25 | 1.56 |  |  | 20h30 | 0.34 | 1.55 |  |  | 20h30 | 0.13 | 1.13 |  | 20h30 | 0 | 0.12 |  | 20h30 | 0.21 | 1.12 |  | 20h30 | 0.03 | 0.78 |  | 20h30 | 0.04 | 0.79 |  | 20h30 | 0.12 | 0.77 |  | 20h30 | 0.05 | 0.94 |  | 20h30 | 0.06 | 0.94 |  | 20h30 | 0.12 | 0.93 |  | 20h30 | 0.01 | 0.81 |  | 20h30 | 0.01 | 0.81 |  | 20h30 | 0.1 | 0.8 |  | 20h30 | 0.11 | 1.14 |  | 20h30 | 0.12 | 1.14 |  | 20h30 | 0.19 | 1.13
21h30 | 0.28 | 1.62 |  |  | 21h30 | 0.28 | 1.62 |  |  | 21h30 | 0.33 | 1.61 |  |  | 21h30 | 0.22 | 1.45 |  |  | 21h30 | 0.22 | 1.45 |  |  | 21h30 | 0.27 | 1.44 |  |  | 21h30 | 0.14 | 1.33 |  |  | 21h30 | 0.17 | 1.33 |  |  | 21h30 | 0.19 | 1.32 |  |  | 21h30 | 0.09 | 1.12 |  |  | 21h30 | 0.09 | 1.12 |  |  | 21h30 | 0.1 | 1.11 |  |  | 21h30 | 0.23 | 1.55 |  |  | 21h30 | 0.23 | 1.55 |  |  | 21h30 | 0.28 | 1.54 |  |  | 21h30 | 0.12 | 1.11 |  | 21h30 | 0 | 0.31 |  | 21h30 | 0.15 | 1.11 |  | 21h30 | 0.03 | 0.77 |  | 21h30 | 0.04 | 0.77 |  | 21h30 | 0.05 | 0.76 |  | 21h30 | 0.05 | 0.92 |  | 21h30 | 0.06 | 0.92 |  | 21h30 | 0.06 | 0.91 |  | 21h30 | 0.01 | 0.79 |  | 21h30 | 0.01 | 0.8 |  | 21h30 | 0.02 | 0.78 |  | 21h30 | 0.11 | 1.12 |  | 21h30 | 0.12 | 1.12 |  | 21h30 | 0.13 | 1.11
22h30 | 0.27 | 1.6 |  |  | 22h30 | 0.27 | 1.6 |  |  | 22h30 | 0.33 | 1.59 |  |  | 22h30 | 0.21 | 1.43 |  |  | 22h30 | 0.21 | 1.43 |  |  | 22h30 | 0.27 | 1.42 |  |  | 22h30 | 0.12 | 1.31 |  |  | 22h30 | 0.14 | 1.31 |  |  | 22h30 | 0.19 | 1.3 |  |  | 22h30 | 0.05 | 1.09 |  |  | 22h30 | 0.05 | 1.09 |  |  | 22h30 | 0.1 | 1.08 |  |  | 22h30 | 0.22 | 1.53 |  |  | 22h30 | 0.22 | 1.53 |  |  | 22h30 | 0.28 | 1.52 |  |  | 22h30 | 0.1 | 1.09 |  | 22h30 | 0 | 0.42 |  | 22h30 | 0.15 | 1.08 |  | 22h30 | 0 | 0.75 |  | 22h30 | 0 | 0.75 |  | 22h30 | 0.05 | 0.75 |  | 22h30 | 0.01 | 0.89 |  | 22h30 | 0.02 | 0.89 |  | 22h30 | 0.06 | 0.89 |  | 22h30 | 0 | 0.76 |  | 22h30 | 0 | 0.77 |  | 22h30 | 0.02 | 0.77 |  | 22h30 | 0.08 | 1.09 |  | 22h30 | 0.09 | 1.09 |  | 22h30 | 0.13 | 1.08
23h30 | 0.25 | 1.58 |  |  | 23h30 | 0.25 | 1.58 |  |  | 23h30 | 0.28 | 1.57 |  |  | 23h30 | 0.2 | 1.41 |  |  | 23h30 | 0.2 | 1.41 |  |  | 23h30 | 0.22 | 1.4 |  |  | 23h30 | 0.11 | 1.29 |  |  | 23h30 | 0.14 | 1.28 |  |  | 23h30 | 0.13 | 1.28 |  |  | 23h30 | 0.05 | 1.06 |  |  | 23h30 | 0.05 | 1.06 |  |  | 23h30 | 0.04 | 1.05 |  |  | 23h30 | 0.21 | 1.51 |  |  | 23h30 | 0.21 | 1.51 |  |  | 23h30 | 0.23 | 1.5 |  |  | 23h30 | 0.1 | 1.06 |  | 23h30 | 0 | 0.57 |  | 23h30 | 0.1 | 1.05 |  | 23h30 | 0 | 0.72 |  | 23h30 | 0 | 0.73 |  | 23h30 | 0 | 0.72 |  | 23h30 | 0.01 | 0.87 |  | 23h30 | 0.02 | 0.87 |  | 23h30 | 0 | 0.86 |  | 23h30 | 0 | 0.74 |  | 23h30 | 0 | 0.74 |  | 23h30 | 0 | 0.73 |  | 23h30 | 0.08 | 1.07 |  | 23h30 | 0.09 | 1.07 |  | 23h30 | 0.08 | 1.06
00h30 | 0.14 | 0.88 |  |  | 00h30 | 0.03 | 0.49 |  |  | 00h30 | 0.28 | 1.52 |  |  | 00h30 | 0.09 | 0.75 |  |  | 00h30 | 0 | 0.39 |  |  | 00h30 | 0.22 | 1.39 |  |  | 00h30 | 0.01 | 0.63 |  |  | 00h30 | 0 | 0.31 |  |  | 00h30 | 0.13 | 1.27 |  |  | 00h30 | 0 | 0.41 |  |  | 00h30 | 0 | 0.16 |  |  | 00h30 | 0.04 | 1.05 |  |  | 00h30 | 0.1 | 0.82 |  |  | 00h30 | 0 | 0.45 |  |  | 00h30 | 0.23 | 1.46 |  |  | 00h30 | 0 | 0.4 |  | 00h30 | 0 | 0.43 |  | 00h30 | 0.1 | 1.04 |  | 00h30 | 0 | 0.09 |  | 00h30 | 0 | 0.05 |  | 00h30 | 0 | 0.72 |  | 00h30 | 0 | 0.23 |  | 00h30 | 0 | 0.09 |  | 00h30 | 0 | 0.86 |  | 00h30 | 0 | 0.11 |  | 00h30 | 0 | 0.05 |  | 00h30 | 0 | 0.73 |  | 00h30 | 0 | 0.41 |  | 00h30 | 0 | 0.17 |  | 00h30 | 0.08 | 1.05
01h30 | 0 | 0 |  |  | 01h30 | 0 | 0 |  |  | 01h30 | 0 | 0.15 |  |  | 01h30 | 0 | 0 |  |  | 01h30 | 0 | 0 |  |  | 01h30 | 0 | 0.01 |  |  | 01h30 | 0 | 0 |  |  | 01h30 | 0 | 0 |  |  | 01h30 | 0 | 0 |  |  | 01h30 | 0 | 0 |  |  | 01h30 | 0 | 0 |  |  | 01h30 | 0 | 0 |  |  | 01h30 | 0 | 0 |  |  | 01h30 | 0 | 0 |  |  | 01h30 | 0 | 0.09 |  |  | 01h30 | 0 | 0 |  | 01h30 | 0 | 0.03 |  | 01h30 | 0 | 0 |  | 01h30 | 0 | 0 |  | 01h30 | 0 | 0 |  | 01h30 | 0 | 0 |  | 01h30 | 0 | 0 |  | 01h30 | 0 | 0 |  | 01h30 | 0 | 0 |  | 01h30 | 0 | 0 |  | 01h30 | 0 | 0 |  | 01h30 | 0 | 0 |  | 01h30 | 0 | 0 |  | 01h30 | 0 | 0 |  | 01h30 | 0 | 0
02h30 | 0 | 0 |  |  | 02h30 | 0 | 0 |  |  | 02h30 | 0 | 0.15 |  |  | 02h30 | 0 | 0 |  |  | 02h30 | 0 | 0 |  |  | 02h30 | 0 | 0.01 |  |  | 02h30 | 0 | 0 |  |  | 02h30 | 0 | 0 |  |  | 02h30 | 0 | 0 |  |  | 02h30 | 0 | 0 |  |  | 02h30 | 0 | 0 |  |  | 02h30 | 0 | 0 |  |  | 02h30 | 0 | 0 |  |  | 02h30 | 0 | 0 |  |  | 02h30 | 0 | 0.09 |  |  | 02h30 | 0 | 0 |  | 02h30 | 0 | 0.03 |  | 02h30 | 0 | 0 |  | 02h30 | 0 | 0 |  | 02h30 | 0 | 0 |  | 02h30 | 0 | 0 |  | 02h30 | 0 | 0 |  | 02h30 | 0 | 0 |  | 02h30 | 0 | 0 |  | 02h30 | 0 | 0 |  | 02h30 | 0 | 0 |  | 02h30 | 0 | 0 |  | 02h30 | 0 | 0 |  | 02h30 | 0 | 0 |  | 02h30 | 0 | 0
03h30 | 0 | 0 |  |  | 03h30 | 0 | 0 |  |  | 03h30 | 0 | 0 |  |  | 03h30 | 0 | 0 |  |  | 03h30 | 0 | 0 |  |  | 03h30 | 0 | 0 |  |  | 03h30 | 0 | 0 |  |  | 03h30 | 0 | 0 |  |  | 03h30 | 0 | 0 |  |  | 03h30 | 0 | 0 |  |  | 03h30 | 0 | 0 |  |  | 03h30 | 0 | 0 |  |  | 03h30 | 0 | 0 |  |  | 03h30 | 0 | 0 |  |  | 03h30 | 0 | 0 |  |  | 03h30 | 0 | 0 |  | 03h30 | 0 | 0.06 |  | 03h30 | 0 | 0 |  | 03h30 | 0 | 0 |  | 03h30 | 0 | 0 |  | 03h30 | 0 | 0 |  | 03h30 | 0 | 0 |  | 03h30 | 0 | 0 |  | 03h30 | 0 | 0 |  | 03h30 | 0 | 0 |  | 03h30 | 0 | 0 |  | 03h30 | 0 | 0 |  | 03h30 | 0 | 0 |  | 03h30 | 0 | 0 |  | 03h30 | 0 | 0
04h30 | 0 | 0 |  |  | 04h30 | 0 | 0 |  |  | 04h30 | 0 | 0 |  |  | 04h30 | 0 | 0 |  |  | 04h30 | 0 | 0 |  |  | 04h30 | 0 | 0 |  |  | 04h30 | 0 | 0 |  |  | 04h30 | 0 | 0 |  |  | 04h30 | 0 | 0 |  |  | 04h30 | 0 | 0 |  |  | 04h30 | 0 | 0 |  |  | 04h30 | 0 | 0 |  |  | 04h30 | 0 | 0 |  |  | 04h30 | 0 | 0 |  |  | 04h30 | 0 | 0 |  |  | 04h30 | 0 | 0 |  | 04h30 | 0.02 | 0.21 |  | 04h30 | 0 | 0 |  | 04h30 | 0 | 0 |  | 04h30 | 0 | 0 |  | 04h30 | 0 | 0 |  | 04h30 | 0 | 0 |  | 04h30 | 0 | 0 |  | 04h30 | 0 | 0 |  | 04h30 | 0 | 0 |  | 04h30 | 0 | 0 |  | 04h30 | 0 | 0 |  | 04h30 | 0 | 0 |  | 04h30 | 0 | 0 |  | 04h30 | 0 | 0
05h30 | 0 | 0 |  |  | 05h30 | 0 | 0 |  |  | 05h30 | 0 | 0 |  |  | 05h30 | 0 | 0 |  |  | 05h30 | 0 | 0 |  |  | 05h30 | 0 | 0 |  |  | 05h30 | 0 | 0 |  |  | 05h30 | 0 | 0 |  |  | 05h30 | 0 | 0 |  |  | 05h30 | 0 | 0 |  |  | 05h30 | 0 | 0 |  |  | 05h30 | 0 | 0 |  |  | 05h30 | 0 | 0 |  |  | 05h30 | 0 | 0 |  |  | 05h30 | 0 | 0 |  |  | 05h30 | 0 | 0 |  | 05h30 | 0.06 | 0.29 |  | 05h30 | 0 | 0 |  | 05h30 | 0 | 0 |  | 05h30 | 0 | 0 |  | 05h30 | 0 | 0 |  | 05h30 | 0 | 0 |  | 05h30 | 0 | 0 |  | 05h30 | 0 | 0 |  | 05h30 | 0 | 0 |  | 05h30 | 0 | 0 |  | 05h30 | 0 | 0 |  | 05h30 | 0 | 0 |  | 05h30 | 0 | 0 |  | 05h30 | 0 | 0
06h30 | 0 | 0 |  |  | 06h30 | 0 | 0 |  |  | 06h30 | 0 | 0 |  |  | 06h30 | 0 | 0 |  |  | 06h30 | 0 | 0 |  |  | 06h30 | 0 | 0 |  |  | 06h30 | 0 | 0 |  |  | 06h30 | 0 | 0 |  |  | 06h30 | 0 | 0 |  |  | 06h30 | 0 | 0 |  |  | 06h30 | 0 | 0 |  |  | 06h30 | 0 | 0 |  |  | 06h30 | 0 | 0 |  |  | 06h30 | 0 | 0 |  |  | 06h30 | 0 | 0 |  |  | 06h30 | 0 | 0 |  | 06h30 | 0.11 | 0.34 |  | 06h30 | 0 | 0 |  | 06h30 | 0 | 0 |  | 06h30 | 0 | 0 |  | 06h30 | 0 | 0 |  | 06h30 | 0 | 0 |  | 06h30 | 0 | 0 |  | 06h30 | 0 | 0 |  | 06h30 | 0 | 0 |  | 06h30 | 0 | 0 |  | 06h30 | 0 | 0 |  | 06h30 | 0 | 0 |  | 06h30 | 0 | 0 |  | 06h30 | 0 | 0
07h30 | 0.23 | 0.81 |  |  | 07h30 | 0.23 | 0.83 |  |  | 07h30 | 0.23 | 0.8 |  |  | 07h30 | 0.17 | 0.68 |  |  | 07h30 | 0.17 | 0.69 |  |  | 07h30 | 0.17 | 0.68 |  |  | 07h30 | 0.12 | 0.61 |  |  | 07h30 | 0.12 | 0.62 |  |  | 07h30 | 0.11 | 0.59 |  |  | 07h30 | 0.06 | 0.47 |  |  | 07h30 | 0.06 | 0.48 |  |  | 07h30 | 0.05 | 0.44 |  |  | 07h30 | 0.18 | 0.75 |  |  | 07h30 | 0.18 | 0.77 |  |  | 07h30 | 0.18 | 0.74 |  |  | 07h30 | 0.13 | 0.57 |  | 07h30 | 0.22 | 1.08 |  | 07h30 | 0.12 | 0.54 |  | 07h30 | 0.05 | 0.38 |  | 07h30 | 0.05 | 0.38 |  | 07h30 | 0.04 | 0.33 |  | 07h30 | 0.05 | 0.42 |  | 07h30 | 0.04 | 0.42 |  | 07h30 | 0.04 | 0.39 |  | 07h30 | 0.01 | 0.31 |  | 07h30 | 0.01 | 0.32 |  | 07h30 | 0 | 0.28 |  | 07h30 | 0.1 | 0.55 |  | 07h30 | 0.1 | 0.56 |  | 07h30 | 0.08 | 0.53
08h30 | 0.37 | 1.3 |  |  | 08h30 | 0.38 | 1.32 |  |  | 08h30 | 0.36 | 1.27 |  |  | 08h30 | 0.27 | 1.09 |  |  | 08h30 | 0.28 | 1.11 |  |  | 08h30 | 0.26 | 1.07 |  |  | 08h30 | 0.19 | 0.98 |  |  | 08h30 | 0.19 | 0.99 |  |  | 08h30 | 0.17 | 0.94 |  |  | 08h30 | 0.08 | 0.76 |  |  | 08h30 | 0.09 | 0.77 |  |  | 08h30 | 0.07 | 0.71 |  |  | 08h30 | 0.29 | 1.2 |  |  | 08h30 | 0.3 | 1.23 |  |  | 08h30 | 0.28 | 1.17 |  |  | 08h30 | 0.2 | 0.92 |  | 08h30 | 0.33 | 1.46 |  | 08h30 | 0.18 | 0.87 |  | 08h30 | 0.06 | 0.57 |  | 08h30 | 0.06 | 0.58 |  | 08h30 | 0.04 | 0.51 |  | 08h30 | 0.06 | 0.65 |  | 08h30 | 0.06 | 0.66 |  | 08h30 | 0.05 | 0.6 |  | 08h30 | 0.01 | 0.48 |  | 08h30 | 0.01 | 0.49 |  | 08h30 | 0 | 0.43 |  | 08h30 | 0.15 | 0.88 |  | 08h30 | 0.16 | 0.9 |  | 08h30 | 0.13 | 0.84
09h30 | 0.14 | 0.49 |  |  | 09h30 | 0.15 | 0.5 |  |  | 09h30 | 0.52 | 1.58 |  |  | 09h30 | 0.11 | 0.41 |  |  | 09h30 | 0.11 | 0.42 |  |  | 09h30 | 0.44 | 1.4 |  |  | 09h30 | 0.07 | 0.36 |  |  | 09h30 | 0.07 | 0.37 |  |  | 09h30 | 0.36 | 1.28 |  |  | 09h30 | 0.02 | 0.29 |  |  | 09h30 | 0.03 | 0.29 |  |  | 09h30 | 0.27 | 1.1 |  |  | 09h30 | 0.12 | 0.45 |  |  | 09h30 | 0.12 | 0.46 |  |  | 09h30 | 0.46 | 1.49 |  |  | 09h30 | 0.07 | 0.34 |  | 09h30 | 0.54 | 1.65 |  | 09h30 | 0.38 | 1.25 |  | 09h30 | 0.01 | 0.19 |  | 09h30 | 0.01 | 0.2 |  | 09h30 | 0.25 | 0.9 |  | 09h30 | 0.01 | 0.24 |  | 09h30 | 0.02 | 0.24 |  | 09h30 | 0.25 | 0.99 |  | 09h30 | 0 | 0.17 |  | 09h30 | 0 | 0.17 |  | 09h30 | 0.18 | 0.83 |  | 09h30 | 0.06 | 0.33 |  | 09h30 | 0.06 | 0.33 |  | 09h30 | 0.35 | 1.22
10h30 | 0 | 0 |  |  | 10h30 | 0 | 0 |  |  | 10h30 | 0.52 | 1.5 |  |  | 10h30 | 0 | 0 |  |  | 10h30 | 0 | 0 |  |  | 10h30 | 0.47 | 1.37 |  |  | 10h30 | 0 | 0 |  |  | 10h30 | 0 | 0 |  |  | 10h30 | 0.4 | 1.25 |  |  | 10h30 | 0 | 0 |  |  | 10h30 | 0 | 0 |  |  | 10h30 | 0.33 | 1.11 |  |  | 10h30 | 0 | 0 |  |  | 10h30 | 0 | 0 |  |  | 10h30 | 0.48 | 1.44 |  |  | 10h30 | 0 | 0 |  | 10h30 | 0.41 | 1.25 |  | 10h30 | 0.43 | 1.26 |  | 10h30 | 0 | 0 |  | 10h30 | 0 | 0 |  | 10h30 | 0.33 | 0.99 |  | 10h30 | 0 | 0 |  | 10h30 | 0 | 0 |  | 10h30 | 0.33 | 1.06 |  | 10h30 | 0 | 0 |  | 10h30 | 0 | 0 |  | 10h30 | 0.26 | 0.93 |  | 10h30 | 0 | 0 |  | 10h30 | 0 | 0 |  | 10h30 | 0.4 | 1.24
11h30 | 0 | 0 |  |  | 11h30 | 0 | 0 |  |  | 11h30 | 0.44 | 1.3 |  |  | 11h30 | 0 | 0 |  |  | 11h30 | 0 | 0 |  |  | 11h30 | 0.4 | 1.21 |  |  | 11h30 | 0 | 0 |  |  | 11h30 | 0 | 0 |  |  | 11h30 | 0.33 | 1.07 |  |  | 11h30 | 0 | 0 |  |  | 11h30 | 0 | 0 |  |  | 11h30 | 0.28 | 0.95 |  |  | 11h30 | 0 | 0 |  |  | 11h30 | 0 | 0 |  |  | 11h30 | 0.41 | 1.26 |  |  | 11h30 | 0 | 0 |  | 11h30 | 0.22 | 0.77 |  | 11h30 | 0.36 | 1.09 |  | 11h30 | 0 | 0 |  | 11h30 | 0 | 0 |  | 11h30 | 0.28 | 0.86 |  | 11h30 | 0 | 0 |  | 11h30 | 0 | 0 |  | 11h30 | 0.28 | 0.92 |  | 11h30 | 0 | 0 |  | 11h30 | 0 | 0 |  | 11h30 | 0.22 | 0.81 |  | 11h30 | 0 | 0 |  | 11h30 | 0 | 0 |  | 11h30 | 0.34 | 1.08
12h30 | 0 | 0 |  |  | 12h30 | 0 | 0 |  |  | 12h30 | 0.4 | 1.2 |  |  | 12h30 | 0 | 0 |  |  | 12h30 | 0 | 0 |  |  | 12h30 | 0.37 | 1.12 |  |  | 12h30 | 0 | 0 |  |  | 12h30 | 0 | 0 |  |  | 12h30 | 0.29 | 0.96 |  |  | 12h30 | 0 | 0 |  |  | 12h30 | 0 | 0 |  |  | 12h30 | 0.25 | 0.86 |  |  | 12h30 | 0 | 0 |  |  | 12h30 | 0 | 0 |  |  | 12h30 | 0.37 | 1.16 |  |  | 12h30 | 0 | 0 |  | 12h30 | 0.18 | 0.58 |  | 12h30 | 0.33 | 0.99 |  | 12h30 | 0 | 0 |  | 12h30 | 0 | 0 |  | 12h30 | 0.25 | 0.78 |  | 12h30 | 0 | 0 |  | 12h30 | 0 | 0 |  | 12h30 | 0.25 | 0.83 |  | 12h30 | 0 | 0 |  | 12h30 | 0 | 0 |  | 12h30 | 0.2 | 0.73 |  | 12h30 | 0 | 0 |  | 12h30 | 0 | 0 |  | 12h30 | 0.3 | 0.98
13h30 | 0.33 | 0.93 |  |  | 13h30 | 0 | 0 |  |  | 13h30 | 0.38 | 1.15 |  |  | 13h30 | 0.3 | 0.84 |  |  | 13h30 | 0 | 0 |  |  | 13h30 | 0.35 | 1.07 |  |  | 13h30 | 0.23 | 0.73 |  |  | 13h30 | 0 | 0 |  |  | 13h30 | 0.27 | 0.91 |  |  | 13h30 | 0.2 | 0.67 |  |  | 13h30 | 0 | 0 |  |  | 13h30 | 0.23 | 0.82 |  |  | 13h30 | 0.3 | 0.88 |  |  | 13h30 | 0 | 0 |  |  | 13h30 | 0.35 | 1.11 |  |  | 13h30 | 0.26 | 0.75 |  | 13h30 | 0.08 | 0.39 |  | 13h30 | 0.31 | 0.94 |  | 13h30 | 0.21 | 0.59 |  | 13h30 | 0 | 0 |  | 13h30 | 0.24 | 0.74 |  | 13h30 | 0.2 | 0.6 |  | 13h30 | 0 | 0 |  | 13h30 | 0.23 | 0.77 |  | 13h30 | 0.15 | 0.55 |  | 13h30 | 0 | 0 |  | 13h30 | 0.19 | 0.69 |  | 13h30 | 0.25 | 0.73 |  | 13h30 | 0 | 0 |  | 13h30 | 0.29 | 0.93
14h30 | 0.61 | 1.62 |  |  | 14h30 | 0 | 0 |  |  | 14h30 | 0.37 | 1.12 |  |  | 14h30 | 0.54 | 1.48 |  |  | 14h30 | 0 | 0 |  |  | 14h30 | 0.34 | 1.05 |  |  | 14h30 | 0.44 | 1.3 |  |  | 14h30 | 0 | 0 |  |  | 14h30 | 0.26 | 0.88 |  |  | 14h30 | 0.37 | 1.18 |  |  | 14h30 | 0 | 0 |  |  | 14h30 | 0.22 | 0.79 |  |  | 14h30 | 0.55 | 1.55 |  |  | 14h30 | 0 | 0 |  |  | 14h30 | 0.34 | 1.09 |  |  | 14h30 | 0.48 | 1.33 |  | 14h30 | 0.08 | 0.39 |  | 14h30 | 0.29 | 0.9 |  | 14h30 | 0.38 | 1.05 |  | 14h30 | 0 | 0 |  | 14h30 | 0.23 | 0.71 |  | 14h30 | 0.36 | 1.08 |  | 14h30 | 0 | 0 |  | 14h30 | 0.22 | 0.74 |  | 14h30 | 0.29 | 0.97 |  | 14h30 | 0 | 0 |  | 14h30 | 0.18 | 0.66 |  | 14h30 | 0.45 | 1.3 |  | 14h30 | 0 | 0 |  | 14h30 | 0.27 | 0.9
15h30 | 0.64 | 1.78 |  |  | 15h30 | 0 | 0 |  |  | 15h30 | 0.38 | 1.16 |  |  | 15h30 | 0.59 | 1.67 |  |  | 15h30 | 0 | 0 |  |  | 15h30 | 0.36 | 1.09 |  |  | 15h30 | 0.5 | 1.5 |  |  | 15h30 | 0 | 0 |  |  | 15h30 | 0.28 | 0.91 |  |  | 15h30 | 0.43 | 1.36 |  |  | 15h30 | 0 | 0 |  |  | 15h30 | 0.23 | 0.83 |  |  | 15h30 | 0.6 | 1.72 |  |  | 15h30 | 0 | 0 |  |  | 15h30 | 0.36 | 1.12 |  |  | 15h30 | 0.53 | 1.52 |  | 15h30 | 0.02 | 0.26 |  | 15h30 | 0.3 | 0.92 |  | 15h30 | 0.42 | 1.24 |  | 15h30 | 0 | 0 |  | 15h30 | 0.23 | 0.73 |  | 15h30 | 0.41 | 1.29 |  | 15h30 | 0 | 0 |  | 15h30 | 0.23 | 0.76 |  | 15h30 | 0.35 | 1.15 |  | 15h30 | 0 | 0 |  | 15h30 | 0.19 | 0.68 |  | 15h30 | 0.5 | 1.5 |  | 15h30 | 0 | 0 |  | 15h30 | 0.28 | 0.92
16h30 | 0.54 | 1.55 |  |  | 16h30 | 0 | 0 |  |  | 16h30 | 0.41 | 1.24 |  |  | 16h30 | 0.5 | 1.48 |  |  | 16h30 | 0 | 0 |  |  | 16h30 | 0.38 | 1.17 |  |  | 16h30 | 0.42 | 1.32 |  |  | 16h30 | 0 | 0 |  |  | 16h30 | 0.3 | 0.99 |  |  | 16h30 | 0.37 | 1.2 |  |  | 16h30 | 0 | 0 |  |  | 16h30 | 0.26 | 0.9 |  |  | 16h30 | 0.51 | 1.51 |  |  | 16h30 | 0 | 0 |  |  | 16h30 | 0.39 | 1.2 |  |  | 16h30 | 0.45 | 1.33 |  | 16h30 | 0.02 | 0.27 |  | 16h30 | 0.31 | 0.98 |  | 16h30 | 0.36 | 1.09 |  | 16h30 | 0 | 0 |  | 16h30 | 0.25 | 0.78 |  | 16h30 | 0.36 | 1.15 |  | 16h30 | 0 | 0 |  | 16h30 | 0.24 | 0.81 |  | 16h30 | 0.31 | 1.03 |  | 16h30 | 0 | 0 |  | 16h30 | 0.21 | 0.74 |  | 16h30 | 0.43 | 1.33 |  | 16h30 | 0 | 0 |  | 16h30 | 0.3 | 0.98
17h30 | 0.5 | 1.47 |  |  | 17h30 | 0 | 0 |  |  | 17h30 | 0.43 | 1.3 |  |  | 17h30 | 0.47 | 1.41 |  |  | 17h30 | 0 | 0 |  |  | 17h30 | 0.4 | 1.24 |  |  | 17h30 | 0.39 | 1.24 |  |  | 17h30 | 0 | 0 |  |  | 17h30 | 0.32 | 1.05 |  |  | 17h30 | 0.34 | 1.13 |  |  | 17h30 | 0 | 0 |  |  | 17h30 | 0.27 | 0.95 |  |  | 17h30 | 0.47 | 1.44 |  |  | 17h30 | 0 | 0 |  |  | 17h30 | 0.41 | 1.27 |  |  | 17h30 | 0.41 | 1.25 |  | 17h30 | 0.04 | 0.37 |  | 17h30 | 0.33 | 1.02 |  | 17h30 | 0.33 | 1.02 |  | 17h30 | 0 | 0 |  | 17h30 | 0.26 | 0.81 |  | 17h30 | 0.33 | 1.08 |  | 17h30 | 0 | 0 |  | 17h30 | 0.25 | 0.85 |  | 17h30 | 0.29 | 0.98 |  | 17h30 | 0 | 0 |  | 17h30 | 0.22 | 0.78 |  | 17h30 | 0.4 | 1.25 |  | 17h30 | 0 | 0 |  | 17h30 | 0.32 | 1.03
18h30 | 0.48 | 1.45 |  |  | 18h30 | 0.39 | 1.06 |  |  | 18h30 | 0.45 | 1.35 |  |  | 18h30 | 0.46 | 1.4 |  |  | 18h30 | 0.35 | 1 |  |  | 18h30 | 0.42 | 1.29 |  |  | 18h30 | 0.38 | 1.22 |  |  | 18h30 | 0.3 | 0.97 |  |  | 18h30 | 0.33 | 1.1 |  |  | 18h30 | 0.33 | 1.1 |  |  | 18h30 | 0.3 | 0.95 |  |  | 18h30 | 0.29 | 0.99 |  |  | 18h30 | 0.47 | 1.42 |  |  | 18h30 | 0.36 | 1.03 |  |  | 18h30 | 0.43 | 1.32 |  |  | 18h30 | 0.39 | 1.2 |  | 18h30 | 0.09 | 0.49 |  | 18h30 | 0.34 | 1.05 |  | 18h30 | 0.31 | 0.98 |  | 18h30 | 0.24 | 0.68 |  | 18h30 | 0.27 | 0.84 |  | 18h30 | 0.32 | 1.04 |  | 18h30 | 0.24 | 0.84 |  | 18h30 | 0.26 | 0.88 |  | 18h30 | 0.28 | 0.95 |  | 18h30 | 0.24 | 0.81 |  | 18h30 | 0.23 | 0.81 |  | 18h30 | 0.38 | 1.21 |  | 18h30 | 0.27 | 0.76 |  | 18h30 | 0.33 | 1.06
19h30 | 0.3 | 1.21 |  |  | 19h30 | 0.58 | 1.79 |  |  | 19h30 | 0.27 | 1.15 |  |  | 19h30 | 0.27 | 1.16 |  |  | 19h30 | 0.52 | 1.68 |  |  | 19h30 | 0.25 | 1.08 |  |  | 19h30 | 0.19 | 0.97 |  |  | 19h30 | 0.43 | 1.57 |  |  | 19h30 | 0.16 | 0.9 |  |  | 19h30 | 0.14 | 0.85 |  |  | 19h30 | 0.37 | 1.44 |  |  | 19h30 | 0.11 | 0.77 |  |  | 19h30 | 0.28 | 1.18 |  |  | 19h30 | 0.53 | 1.73 |  |  | 19h30 | 0.25 | 1.11 |  |  | 19h30 | 0.19 | 0.93 |  | 19h30 | 0.05 | 0.36 |  | 19h30 | 0.15 | 0.82 |  | 19h30 | 0.12 | 0.7 |  | 19h30 | 0.3 | 1.1 |  | 19h30 | 0.08 | 0.6 |  | 19h30 | 0.12 | 0.77 |  | 19h30 | 0.31 | 1.27 |  | 19h30 | 0.08 | 0.66 |  | 19h30 | 0.09 | 0.68 |  | 19h30 | 0.26 | 1.16 |  | 19h30 | 0.08 | 0.58 |  | 19h30 | 0.19 | 0.94 |  | 19h30 | 0.39 | 1.35 |  | 19h30 | 0.15 | 0.84
20h30 | 0.14 | 0.97 |  |  | 20h30 | 0.47 | 1.87 |  |  | 20h30 | 0.15 | 0.93 |  |  | 20h30 | 0.12 | 0.91 |  |  | 20h30 | 0.42 | 1.76 |  |  | 20h30 | 0.12 | 0.86 |  |  | 20h30 | 0.07 | 0.72 |  |  | 20h30 | 0.32 | 1.57 |  |  | 20h30 | 0.07 | 0.68 |  |  | 20h30 | 0.03 | 0.6 |  |  | 20h30 | 0.22 | 1.35 |  |  | 20h30 | 0.03 | 0.54 |  |  | 20h30 | 0.13 | 0.94 |  |  | 20h30 | 0.43 | 1.81 |  |  | 20h30 | 0.13 | 0.9 |  |  | 20h30 | 0.07 | 0.66 |  | 20h30 | 0 | 0.28 |  | 20h30 | 0.06 | 0.58 |  | 20h30 | 0.02 | 0.43 |  | 20h30 | 0.2 | 1.2 |  | 20h30 | 0.01 | 0.36 |  | 20h30 | 0.02 | 0.5 |  | 20h30 | 0.21 | 1.24 |  | 20h30 | 0.01 | 0.42 |  | 20h30 | 0 | 0.41 |  | 20h30 | 0.12 | 1.06 |  | 20h30 | 0 | 0.34 |  | 20h30 | 0.07 | 0.68 |  | 20h30 | 0.32 | 1.58 |  | 20h30 | 0.06 | 0.6
21h30 | 0.09 | 0.96 |  |  | 21h30 | 0.27 | 1.39 |  |  | 21h30 | 0.1 | 0.93 |  |  | 21h30 | 0.07 | 0.89 |  |  | 21h30 | 0.25 | 1.31 |  |  | 21h30 | 0.07 | 0.86 |  |  | 21h30 | 0 | 0.71 |  |  | 21h30 | 0.2 | 1.15 |  |  | 21h30 | 0 | 0.67 |  |  | 21h30 | 0 | 0.57 |  |  | 21h30 | 0.15 | 0.99 |  |  | 21h30 | 0 | 0.53 |  |  | 21h30 | 0.08 | 0.93 |  |  | 21h30 | 0.26 | 1.35 |  |  | 21h30 | 0.08 | 0.89 |  |  | 21h30 | 0 | 0.63 |  | 21h30 | 0 | 0.42 |  | 21h30 | 0 | 0.57 |  | 21h30 | 0 | 0.4 |  | 21h30 | 0.14 | 0.86 |  | 21h30 | 0 | 0.34 |  | 21h30 | 0 | 0.46 |  | 21h30 | 0.14 | 0.92 |  | 21h30 | 0 | 0.41 |  | 21h30 | 0 | 0.38 |  | 21h30 | 0.09 | 0.78 |  | 21h30 | 0 | 0.33 |  | 21h30 | 0 | 0.65 |  | 21h30 | 0.2 | 1.17 |  | 21h30 | 0 | 0.59
22h30 | 0.09 | 0.95 |  |  | 22h30 | 0.16 | 1.19 |  |  | 22h30 | 0.1 | 0.93 |  |  | 22h30 | 0.07 | 0.88 |  |  | 22h30 | 0.14 | 1.11 |  |  | 22h30 | 0.07 | 0.85 |  |  | 22h30 | 0 | 0.7 |  |  | 22h30 | 0.08 | 0.95 |  |  | 22h30 | 0 | 0.67 |  |  | 22h30 | 0 | 0.56 |  |  | 22h30 | 0.03 | 0.8 |  |  | 22h30 | 0 | 0.52 |  |  | 22h30 | 0.08 | 0.92 |  |  | 22h30 | 0.15 | 1.15 |  |  | 22h30 | 0.08 | 0.9 |  |  | 22h30 | 0 | 0.6 |  | 22h30 | 0 | 0.52 |  | 22h30 | 0 | 0.56 |  | 22h30 | 0 | 0.39 |  | 22h30 | 0.01 | 0.67 |  | 22h30 | 0 | 0.34 |  | 22h30 | 0 | 0.44 |  | 22h30 | 0.02 | 0.74 |  | 22h30 | 0 | 0.4 |  | 22h30 | 0 | 0.37 |  | 22h30 | 0 | 0.63 |  | 22h30 | 0 | 0.33 |  | 22h30 | 0 | 0.62 |  | 22h30 | 0.08 | 0.95 |  | 22h30 | 0 | 0.58
23h30 | 0.07 | 0.96 |  |  | 23h30 | 0.16 | 1.1 |  |  | 23h30 | 0.07 | 0.95 |  |  | 23h30 | 0.05 | 0.89 |  |  | 23h30 | 0.14 | 1.04 |  |  | 23h30 | 0.04 | 0.87 |  |  | 23h30 | 0 | 0.71 |  |  | 23h30 | 0.08 | 0.86 |  |  | 23h30 | 0 | 0.69 |  |  | 23h30 | 0 | 0.56 |  |  | 23h30 | 0.03 | 0.72 |  |  | 23h30 | 0 | 0.53 |  |  | 23h30 | 0.05 | 0.93 |  |  | 23h30 | 0.15 | 1.07 |  |  | 23h30 | 0.05 | 0.91 |  |  | 23h30 | 0 | 0.6 |  | 23h30 | 0 | 0.6 |  | 23h30 | 0 | 0.57 |  | 23h30 | 0 | 0.37 |  | 23h30 | 0.01 | 0.59 |  | 23h30 | 0 | 0.33 |  | 23h30 | 0 | 0.43 |  | 23h30 | 0.02 | 0.64 |  | 23h30 | 0 | 0.4 |  | 23h30 | 0 | 0.36 |  | 23h30 | 0 | 0.56 |  | 23h30 | 0 | 0.32 |  | 23h30 | 0 | 0.62 |  | 23h30 | 0.08 | 0.84 |  | 23h30 | 0 | 0.59

## 1998-2002's database
1998-2002 win_1 base | [44 empty] | 1998-2002 Best_case_win_1_data
detached | [8 empty] | terrace | [8 empty] | ftg | [8 empty] | mf | [8 empty] | s-detached | [8 empty] | detached | [11 empty] | terrace | [11 empty] | ftg | [11 empty] | mf | [11 empty] | s-detached
00h30 | 0.03 | 0.37 | 00h30 | 0.01 | 0.3 | 00h30 | 0.12 | 0.95 | 00h30 | 0.05 | 0.39 | 00h30 | 0.03 | 0.33 | 00h30 | 0.11 | 0.94 | 00h30 | 0 | 0.29 | 00h30 | 0 | 0.28 | 00h30 | 0.02 | 0.77 | 00h30 | 0 | 0.25 | 00h30 | 0 | 0.24 | 00h30 | 0 | 0.69 | 00h30 | 0.04 | 0.38 | 00h30 | 0.04 | 0.31 | 00h30 | 0.06 | 0.97 | 00h30 | 0.03 | 0.29 | 1.2614 | 0h30 | 0 | 0.25 | 0.55714 | 00h30 | 0.06 | 0.83 | 1.3943 | 00h30 | 0.02 | 0.32 | 1.2129 | 00h30 | 0.02 | 0.29 | 0.53429 | 00h30 | 0.06 | 0.81 | 1.3343 | 00h30 | 0 | 0.24 | 1.0143 | 00h30 | 0 | 0.23 | 0.37857 | 00h30 | 0 | 0.66 | 1.0829 | 00h30 | 0 | 0.2 | 0.87429 | 00h30 | 0 | 0.19 | 0.27286 | 00h30 | 0 | 0.57 | 0.91714 | 00h30 | 0.02 | 0.31 | 1.2314 | 00h30 | 0.02 | 0.27 | 0.56286 | 00h30 | 0.02 | 0.85 | 1.3643
01h30 | 0 | 0 | 01h30 | 0 | 0 | 01h30 | 0.05 | 0.21 | 01h30 | 0 | 0 | 01h30 | 0 | 0 | 01h30 | 0.04 | 0.21 | 01h30 | 0 | 0 | 01h30 | 0 | 0 | 01h30 | 0 | 0.08 | 01h30 | 0 | 0 | 01h30 | 0 | 0 | 01h30 | 0 | 0.03 | 01h30 | 0 | 0 | 01h30 | 0 | 0 | 01h30 | 0 | 0.23 | 01h30 | 0 | 0 | 0.43857 | 01h30 | 0 | 0 | 0.27 | 01h30 | 0 | 0.09 | 0.45714 | 01h30 | 0 | 0 | 0.40857 | 01h30 | 0 | 0 | 0.24429 | 01h30 | 0 | 0.08 | 0.42 | 01h30 | 0 | 0 | 0.28857 | 01h30 | 0 | 0 | 0.14571 | 01h30 | 0 | 0 | 0.27857 | 01h30 | 0 | 0 | 0.2 | 01h30 | 0 | 0 | 0.082857 | 01h30 | 0 | 0 | 0.18143 | 01h30 | 0 | 0 | 0.43571 | 01h30 | 0 | 0 | 0.27 | 01h30 | 0 | 0.11 | 0.46429
02h30 | 0 | 0.12 | 02h30 | 0 | 0.14 | 02h30 | 0.05 | 0.21 | 02h30 | 0 | 0.09 | 02h30 | 0 | 0.12 | 02h30 | 0.04 | 0.21 | 02h30 | 0 | 0 | 02h30 | 0 | 0 | 02h30 | 0 | 0.08 | 02h30 | 0 | 0 | 02h30 | 0 | 0 | 02h30 | 0 | 0.03 | 02h30 | 0 | 0.13 | 02h30 | 0 | 0.15 | 02h30 | 0 | 0.23 | 02h30 | 0 | 0.04 | 0.44429 | 02h30 | 0 | 0.05 | 0.44 | 02h30 | 0 | 0.09 | 0.45714 | 02h30 | 0 | 0.01 | 0.41 | 02h30 | 0 | 0.03 | 0.41429 | 02h30 | 0 | 0.08 | 0.42 | 02h30 | 0 | 0 | 0.28857 | 02h30 | 0 | 0 | 0.29286 | 02h30 | 0 | 0 | 0.27857 | 02h30 | 0 | 0 | 0.2 | 02h30 | 0 | 0 | 0.22429 | 02h30 | 0 | 0 | 0.18143 | 02h30 | 0 | 0.05 | 0.45 | 02h30 | 0 | 0.06 | 0.44143 | 02h30 | 0 | 0.11 | 0.47
03h30 | 0.04 | 0.25 | 03h30 | 0.04 | 0.26 | 03h30 | 0.03 | 0.3 | 03h30 | 0.03 | 0.22 | 03h30 | 0.03 | 0.24 | 03h30 | 0.02 | 0.27 | 03h30 | 0 | 0.03 | 03h30 | 0 | 0.03 | 03h30 | 0 | 0.06 | 03h30 | 0 | 0 | 03h30 | 0 | 0 | 03h30 | 0 | 0 | 03h30 | 0.03 | 0.27 | 03h30 | 0.03 | 0.28 | 03h30 | 0.02 | 0.31 | 03h30 | 0 | 0.13 | 0.59143 | 03h30 | 0 | 0.13 | 0.58143 | 03h30 | 0 | 0.18 | 0.59143 | 03h30 | 0 | 0.1 | 0.54571 | 03h30 | 0 | 0.11 | 0.54429 | 03h30 | 0 | 0.16 | 0.54 | 03h30 | 0 | 0 | 0.35714 | 03h30 | 0 | 0 | 0.40429 | 03h30 | 0 | 0 | 0.35 | 03h30 | 0 | 0 | 0.26143 | 03h30 | 0 | 0 | 0.32571 | 03h30 | 0 | 0 | 0.24714 | 03h30 | 0 | 0.14 | 0.60143 | 03h30 | 0 | 0.15 | 0.58429 | 03h30 | 0 | 0.2 | 0.59857
04h30 | 0.1 | 0.37 | 04h30 | 0.1 | 0.37 | 04h30 | 0.08 | 0.35 | 04h30 | 0.09 | 0.35 | 04h30 | 0.09 | 0.36 | 04h30 | 0.07 | 0.32 | 04h30 | 0 | 0.17 | 04h30 | 0 | 0.17 | 04h30 | 0 | 0.12 | 04h30 | 0 | 0.07 | 04h30 | 0 | 0.08 | 04h30 | 0 | 0.03 | 04h30 | 0.09 | 0.39 | 04h30 | 0.1 | 0.39 | 04h30 | 0.09 | 0.36 | 04h30 | 0.05 | 0.25 | 0.69429 | 04h30 | 0.06 | 0.25 | 0.75 | 04h30 | 0.05 | 0.23 | 0.66857 | 04h30 | 0.04 | 0.23 | 0.63571 | 04h30 | 0.05 | 0.24 | 0.70429 | 04h30 | 0.04 | 0.21 | 0.60429 | 04h30 | 0 | 0.04 | 0.43714 | 04h30 | 0 | 0.05 | 0.50857 | 04h30 | 0 | 0.01 | 0.41571 | 04h30 | 0 | 0 | 0.33286 | 04h30 | 0 | 0 | 0.40286 | 04h30 | 0 | 0 | 0.31571 | 04h30 | 0.05 | 0.26 | 0.71 | 04h30 | 0.05 | 0.27 | 0.75 | 04h30 | 0.05 | 0.25 | 0.68143
05h30 | 0.15 | 0.49 | 05h30 | 0.15 | 0.49 | 05h30 | 0.14 | 0.44 | 05h30 | 0.14 | 0.46 | 05h30 | 0.14 | 0.47 | 05h30 | 0.13 | 0.42 | 05h30 | 0.05 | 0.33 | 05h30 | 0.05 | 0.33 | 05h30 | 0.04 | 0.27 | 05h30 | 0.01 | 0.21 | 05h30 | 0.01 | 0.22 | 05h30 | 0.01 | 0.16 | 05h30 | 0.15 | 0.5 | 05h30 | 0.15 | 0.51 | 05h30 | 0.14 | 0.46 | 05h30 | 0.11 | 0.36 | 0.85571 | 05h30 | 0.11 | 0.36 | 0.88571 | 05h30 | 0.1 | 0.32 | 0.81857 | 05h30 | 0.1 | 0.33 | 0.78 | 05h30 | 0.1 | 0.34 | 0.83429 | 05h30 | 0.09 | 0.3 | 0.74286 | 05h30 | 0 | 0.16 | 0.54714 | 05h30 | 0.01 | 0.17 | 0.61429 | 05h30 | 0 | 0.13 | 0.52286 | 05h30 | 0 | 0.06 | 0.41 | 05h30 | 0 | 0.06 | 0.46571 | 05h30 | 0 | 0.03 | 0.38714 | 05h30 | 0.1 | 0.37 | 0.86286 | 05h30 | 0.1 | 0.37 | 0.88286 | 05h30 | 0.1 | 0.33 | 0.82571
06h30 | 0.18 | 0.57 | 06h30 | 0.18 | 0.58 | 06h30 | 0.16 | 0.5 | 06h30 | 0.17 | 0.53 | 06h30 | 0.17 | 0.53 | 06h30 | 0.15 | 0.47 | 06h30 | 0.1 | 0.39 | 06h30 | 0.1 | 0.39 | 06h30 | 0.09 | 0.36 | 06h30 | 0.04 | 0.3 | 06h30 | 0.04 | 0.3 | 06h30 | 0.03 | 0.27 | 06h30 | 0.17 | 0.59 | 06h30 | 0.17 | 0.59 | 06h30 | 0.17 | 0.52 | 06h30 | 0.13 | 0.44 | 1.0014 | 06h30 | 0.13 | 0.44 | 0.98286 | 06h30 | 0.12 | 0.39 | 0.96286 | 06h30 | 0.12 | 0.39 | 0.91 | 06h30 | 0.12 | 0.4 | 0.91429 | 06h30 | 0.11 | 0.35 | 0.87143 | 06h30 | 0.03 | 0.24 | 0.67 | 06h30 | 0.03 | 0.25 | 0.70714 | 06h30 | 0.03 | 0.23 | 0.64714 | 06h30 | 0 | 0.13 | 0.48714 | 06h30 | 0 | 0.13 | 0.53571 | 06h30 | 0 | 0.1 | 0.46429 | 06h30 | 0.13 | 0.46 | 1.0029 | 06h30 | 0.13 | 0.46 | 0.98 | 06h30 | 0.12 | 0.4 | 0.96286
07h30 | 0.46 | 1.55 | 07h30 | 0.46 | 1.55 | 07h30 | 0.42 | 1.47 | 07h30 | 0.42 | 1.46 | 07h30 | 0.42 | 1.47 | 07h30 | 0.38 | 1.37 | 07h30 | 0.28 | 1.16 | 07h30 | 0.27 | 1.16 | 07h30 | 0.29 | 1.07 | 07h30 | 0.3 | 1.02 | 07h30 | 0.3 | 1.01 | 07h30 | 0.3 | 1.01 | 07h30 | 0.43 | 1.56 | 07h30 | 0.43 | 1.57 | 07h30 | 0.41 | 1.49 | 07h30 | 0.39 | 1.38 | 2.1271 | 07h30 | 0.4 | 1.39 | 1.9271 | 07h30 | 0.37 | 1.32 | 2.28 | 07h30 | 0.35 | 1.29 | 1.98 | 07h30 | 0.35 | 1.3 | 1.8229 | 07h30 | 0.32 | 1.22 | 2.1 | 07h30 | 0.26 | 0.93 | 1.7014 | 07h30 | 0.26 | 0.94 | 1.5629 | 07h30 | 0.26 | 0.87 | 1.8214 | 07h30 | 0.24 | 0.88 | 1.4186 | 07h30 | 0.24 | 0.87 | 1.3771 | 07h30 | 0.24 | 0.9 | 1.54 | 07h30 | 0.36 | 1.39 | 2.11 | 07h30 | 0.36 | 1.4 | 1.9071 | 07h30 | 0.35 | 1.33 | 2.2571
08h30 | 0.64 | 2.16 | 08h30 | 0.65 | 2.17 | 08h30 | 0.62 | 2.1 | 08h30 | 0.6 | 2.07 | 08h30 | 0.6 | 2.08 | 08h30 | 0.57 | 2 | 08h30 | 0.46 | 1.78 | 08h30 | 0.46 | 1.79 | 08h30 | 0.46 | 1.71 | 08h30 | 0.44 | 1.6 | 08h30 | 0.44 | 1.6 | 08h30 | 0.44 | 1.59 | 08h30 | 0.61 | 2.17 | 08h30 | 0.61 | 2.18 | 08h30 | 0.6 | 2.11 | 08h30 | 0.57 | 1.96 | 3.0086 | 08h30 | 0.57 | 1.96 | 2.97 | 08h30 | 0.55 | 1.91 | 3.1014 | 08h30 | 0.52 | 1.86 | 2.8443 | 08h30 | 0.53 | 1.87 | 2.84 | 08h30 | 0.5 | 1.81 | 2.9171 | 08h30 | 0.41 | 1.52 | 2.5443 | 08h30 | 0.41 | 1.53 | 2.5343 | 08h30 | 0.41 | 1.47 | 2.6114 | 08h30 | 0.35 | 1.4 | 2.1986 | 08h30 | 0.35 | 1.4 | 2.2543 | 08h30 | 0.34 | 1.41 | 2.2686 | 08h30 | 0.54 | 1.97 | 2.9886 | 08h30 | 0.54 | 1.97 | 2.9514 | 08h30 | 0.52 | 1.92 | 3.0757
09h30 | 0.28 | 0.94 | 09h30 | 0.28 | 0.96 | 09h30 | 0.79 | 2.43 | 09h30 | 0.27 | 0.9 | 09h30 | 0.27 | 0.91 | 09h30 | 0.77 | 2.37 | 09h30 | 0.23 | 0.83 | 09h30 | 0.23 | 0.83 | 09h30 | 0.69 | 2.26 | 09h30 | 0.16 | 0.74 | 09h30 | 0.16 | 0.75 | 09h30 | 0.59 | 2.08 | 09h30 | 0.27 | 0.94 | 09h30 | 0.27 | 0.96 | 09h30 | 0.73 | 2.44 | 09h30 | 0.26 | 0.82 | 1.7286 | 09h30 | 0.25 | 0.83 | 2.2443 | 09h30 | 0.73 | 2.24 | 3.5786 | 09h30 | 0.24 | 0.78 | 1.6586 | 09h30 | 0.24 | 0.79 | 2.1371 | 09h30 | 0.71 | 2.18 | 3.4643 | 09h30 | 0.18 | 0.72 | 1.5529 | 09h30 | 0.18 | 0.72 | 1.9329 | 09h30 | 0.6 | 2.08 | 3.2171 | 09h30 | 0.1 | 0.59 | 1.3943 | 09h30 | 0.11 | 0.6 | 1.6829 | 09h30 | 0.48 | 1.82 | 2.9057 | 09h30 | 0.25 | 0.83 | 1.7329 | 09h30 | 0.25 | 0.84 | 2.2014 | 09h30 | 0.66 | 2.25 | 3.5343
10h30 | 0 | 0 | 10h30 | 0 | 0 | 10h30 | 0.74 | 2.22 | 10h30 | 0 | 0 | 10h30 | 0 | 0 | 10h30 | 0.72 | 2.15 | 10h30 | 0 | 0 | 10h30 | 0 | 0 | 10h30 | 0.65 | 2.05 | 10h30 | 0 | 0 | 10h30 | 0 | 0 | 10h30 | 0.58 | 1.9 | 10h30 | 0 | 0 | 10h30 | 0 | 0 | 10h30 | 0.61 | 2.22 | 10h30 | 0 | 0 | 0.96429 | 10h30 | 0 | 0 | 1.1614 | 10h30 | 0.68 | 2.04 | 3.3371 | 10h30 | 0 | 0 | 0.93 | 10h30 | 0 | 0 | 1.1114 | 10h30 | 0.66 | 1.97 | 3.22 | 10h30 | 0 | 0 | 0.86143 | 10h30 | 0 | 0 | 1.0271 | 10h30 | 0.57 | 1.87 | 3.0029 | 10h30 | 0 | 0 | 0.79 | 10h30 | 0 | 0 | 0.94 | 10h30 | 0.49 | 1.67 | 2.74 | 10h30 | 0 | 0 | 0.95714 | 10h30 | 0 | 0 | 1.1486 | 10h30 | 0.55 | 2.04 | 3.2229
11h30 | 0 | 0 | 11h30 | 0 | 0 | 11h30 | 0.59 | 1.82 | 11h30 | 0 | 0 | 11h30 | 0 | 0 | 11h30 | 0.56 | 1.75 | 11h30 | 0 | 0 | 11h30 | 0 | 0 | 11h30 | 0.5 | 1.65 | 11h30 | 0 | 0 | 11h30 | 0 | 0 | 11h30 | 0.44 | 1.52 | 11h30 | 0 | 0 | 11h30 | 0 | 0 | 11h30 | 0.38 | 1.81 | 11h30 | 0 | 0 | 0.82 | 11h30 | 0 | 0 | 0.92571 | 11h30 | 0.53 | 1.66 | 2.8386 | 11h30 | 0 | 0 | 0.78571 | 11h30 | 0 | 0 | 0.88857 | 11h30 | 0.51 | 1.59 | 2.7229 | 11h30 | 0 | 0 | 0.72571 | 11h30 | 0 | 0 | 0.82 | 11h30 | 0.43 | 1.48 | 2.5171 | 11h30 | 0 | 0 | 0.66429 | 11h30 | 0 | 0 | 0.75286 | 11h30 | 0.37 | 1.33 | 2.2871 | 11h30 | 0 | 0 | 0.81 | 11h30 | 0 | 0 | 0.91571 | 11h30 | 0.32 | 1.65 | 2.6514
12h30 | 0 | 0 | 12h30 | 0 | 0 | 12h30 | 0.45 | 1.48 | 12h30 | 0 | 0 | 12h30 | 0 | 0 | 12h30 | 0.43 | 1.41 | 12h30 | 0 | 0 | 12h30 | 0 | 0 | 12h30 | 0.37 | 1.3 | 12h30 | 0 | 0 | 12h30 | 0 | 0 | 12h30 | 0.32 | 1.19 | 12h30 | 0 | 0 | 12h30 | 0 | 0 | 12h30 | 0.23 | 1.46 | 12h30 | 0 | 0 | 0.71 | 12h30 | 0 | 0 | 0.77429 | 12h30 | 0.41 | 1.34 | 2.4814 | 12h30 | 0 | 0 | 0.67857 | 12h30 | 0 | 0 | 0.74143 | 12h30 | 0.38 | 1.27 | 2.36 | 12h30 | 0 | 0 | 0.62143 | 12h30 | 0 | 0 | 0.67857 | 12h30 | 0.31 | 1.15 | 2.1586 | 12h30 | 0 | 0 | 0.56571 | 12h30 | 0 | 0 | 0.62286 | 12h30 | 0.26 | 1.03 | 1.9457 | 12h30 | 0 | 0 | 0.69714 | 12h30 | 0 | 0 | 0.75857 | 12h30 | 0.2 | 1.31 | 2.2971
13h30 | 0.28 | 0.89 | 13h30 | 0 | 0 | 13h30 | 0.36 | 1.25 | 13h30 | 0.26 | 0.87 | 13h30 | 0 | 0 | 13h30 | 0.34 | 1.18 | 13h30 | 0.26 | 0.91 | 13h30 | 0 | 0 | 13h30 | 0.28 | 1.06 | 13h30 | 0.23 | 0.86 | 13h30 | 0 | 0 | 13h30 | 0.24 | 0.97 | 13h30 | 0.13 | 0.81 | 13h30 | 0 | 0 | 13h30 | 0.08 | 1.21 | 13h30 | 0.24 | 0.74 | 2.0071 | 13h30 | 0 | 0 | 0.68286 | 13h30 | 0.32 | 1.12 | 2.24 | 13h30 | 0.24 | 0.77 | 1.9514 | 13h30 | 0 | 0 | 0.65143 | 13h30 | 0.3 | 1.05 | 2.1171 | 13h30 | 0.24 | 0.83 | 1.8386 | 13h30 | 0 | 0 | 0.59143 | 13h30 | 0.23 | 0.93 | 1.9129 | 13h30 | 0.2 | 0.76 | 1.7086 | 13h30 | 0 | 0 | 0.54 | 13h30 | 0.19 | 0.82 | 1.7129 | 13h30 | 0.1 | 0.83 | 1.8757 | 13h30 | 0 | 0 | 0.66714 | 13h30 | 0.04 | 1.08 | 2.0229
14h30 | 0.57 | 1.71 | 14h30 | 0 | 0 | 14h30 | 0.33 | 1.14 | 14h30 | 0.53 | 1.62 | 14h30 | 0 | 0 | 14h30 | 0.3 | 1.07 | 14h30 | 0.48 | 1.57 | 14h30 | 0 | 0 | 14h30 | 0.24 | 0.94 | 14h30 | 0.41 | 1.45 | 14h30 | 0 | 0 | 14h30 | 0.21 | 0.85 | 14h30 | 0.23 | 1.58 | 14h30 | 0 | 0 | 14h30 | 0.08 | 1.08 | 14h30 | 0.51 | 1.52 | 3.0443 | 14h30 | 0 | 0 | 0.62286 | 14h30 | 0.29 | 1.02 | 2.0743 | 14h30 | 0.49 | 1.46 | 2.8986 | 14h30 | 0 | 0 | 0.59429 | 14h30 | 0.26 | 0.95 | 1.9571 | 14h30 | 0.43 | 1.43 | 2.6929 | 14h30 | 0 | 0 | 0.53143 | 14h30 | 0.2 | 0.82 | 1.75 | 14h30 | 0.35 | 1.27 | 2.4343 | 14h30 | 0 | 0 | 0.48143 | 14h30 | 0.19 | 0.72 | 1.5614 | 14h30 | 0.18 | 1.51 | 2.7229 | 14h30 | 0 | 0 | 0.60286 | 14h30 | 0.04 | 0.96 | 1.8643
15h30 | 0.71 | 2.11 | 15h30 | 0 | 0 | 15h30 | 0.35 | 1.15 | 15h30 | 0.66 | 1.97 | 15h30 | 0 | 0 | 15h30 | 0.32 | 1.09 | 15h30 | 0.55 | 1.77 | 15h30 | 0 | 0 | 15h30 | 0.25 | 0.95 | 15h30 | 0.47 | 1.61 | 15h30 | 0 | 0 | 15h30 | 0.22 | 0.85 | 15h30 | 0.32 | 2.01 | 15h30 | 0 | 0 | 15h30 | 0.15 | 1.09 | 15h30 | 0.65 | 1.98 | 3.2186 | 15h30 | 0 | 0 | 0.57571 | 15h30 | 0.31 | 1.03 | 1.9957 | 15h30 | 0.6 | 1.82 | 3.0071 | 15h30 | 0 | 0 | 0.54857 | 15h30 | 0.28 | 0.97 | 1.8786 | 15h30 | 0.48 | 1.6 | 2.7314 | 15h30 | 0 | 0 | 0.48429 | 15h30 | 0.22 | 0.83 | 1.66 | 15h30 | 0.4 | 1.42 | 2.4243 | 15h30 | 0 | 0 | 0.44143 | 15h30 | 0.19 | 0.73 | 1.48 | 15h30 | 0.26 | 1.81 | 2.7929 | 15h30 | 0 | 0 | 0.55429 | 15h30 | 0.11 | 0.97 | 1.7614
16h30 | 0.59 | 1.79 | 16h30 | 0 | 0 | 16h30 | 0.38 | 1.23 | 16h30 | 0.56 | 1.69 | 16h30 | 0 | 0 | 16h30 | 0.36 | 1.17 | 16h30 | 0.47 | 1.52 | 16h30 | 0 | 0 | 16h30 | 0.29 | 1.02 | 16h30 | 0.41 | 1.39 | 16h30 | 0 | 0 | 16h30 | 0.25 | 0.92 | 16h30 | 0.38 | 1.73 | 16h30 | 0 | 0 | 16h30 | 0.23 | 1.18 | 16h30 | 0.54 | 1.66 | 2.7043 | 16h30 | 0 | 0 | 0.56143 | 16h30 | 0.34 | 1.11 | 2.0229 | 16h30 | 0.51 | 1.55 | 2.5529 | 16h30 | 0 | 0 | 0.53571 | 16h30 | 0.32 | 1.05 | 1.9086 | 16h30 | 0.41 | 1.37 | 2.3143 | 16h30 | 0 | 0 | 0.46714 | 16h30 | 0.24 | 0.89 | 1.68 | 16h30 | 0.35 | 1.23 | 2.0686 | 16h30 | 0 | 0 | 0.42429 | 16h30 | 0.2 | 0.79 | 1.4914 | 16h30 | 0.32 | 1.55 | 2.4029 | 16h30 | 0 | 0 | 0.54286 | 16h30 | 0.18 | 1.05 | 1.8071
17h30 | 0.53 | 1.64 | 17h30 | 0 | 0 | 17h30 | 0.4 | 1.29 | 17h30 | 0.51 | 1.56 | 17h30 | 0 | 0 | 17h30 | 0.39 | 1.23 | 17h30 | 0.43 | 1.4 | 17h30 | 0 | 0 | 17h30 | 0.31 | 1.07 | 17h30 | 0.38 | 1.28 | 17h30 | 0 | 0 | 17h30 | 0.27 | 0.97 | 17h30 | 0.41 | 1.6 | 17h30 | 0 | 0 | 17h30 | 0.3 | 1.25 | 17h30 | 0.49 | 1.51 | 2.57 | 17h30 | 0 | 0 | 0.57429 | 17h30 | 0.36 | 1.16 | 2.15 | 17h30 | 0.46 | 1.43 | 2.45 | 17h30 | 0 | 0 | 0.54714 | 17h30 | 0.34 | 1.11 | 2.0486 | 17h30 | 0.37 | 1.25 | 2.2086 | 17h30 | 0 | 0 | 0.47714 | 17h30 | 0.26 | 0.94 | 1.7971 | 17h30 | 0.32 | 1.13 | 1.9857 | 17h30 | 0 | 0 | 0.43286 | 17h30 | 0.22 | 0.84 | 1.6 | 17h30 | 0.36 | 1.44 | 2.3743 | 17h30 | 0 | 0 | 0.56286 | 17h30 | 0.25 | 1.12 | 1.9829
18h30 | 0.5 | 1.54 | 18h30 | 0.38 | 1.12 | 18h30 | 0.42 | 1.31 | 18h30 | 0.48 | 1.48 | 18h30 | 0.32 | 1.04 | 18h30 | 0.4 | 1.26 | 18h30 | 0.4 | 1.31 | 18h30 | 0.3 | 1 | 18h30 | 0.32 | 1.08 | 18h30 | 0.36 | 1.21 | 18h30 | 0.31 | 0.98 | 18h30 | 0.28 | 0.99 | 18h30 | 0.42 | 1.51 | 18h30 | 0.33 | 1.08 | 18h30 | 0.35 | 1.28 | 18h30 | 0.46 | 1.41 | 2.5871 | 18h30 | 0.37 | 1.07 | 2.4114 | 18h30 | 0.37 | 1.18 | 2.31 | 18h30 | 0.44 | 1.35 | 2.4914 | 18h30 | 0.33 | 0.99 | 2.3429 | 18h30 | 0.36 | 1.13 | 2.2229 | 18h30 | 0.35 | 1.17 | 2.2329 | 18h30 | 0.28 | 0.87 | 2.17 | 18h30 | 0.28 | 0.96 | 1.9514 | 18h30 | 0.31 | 1.07 | 2.02 | 18h30 | 0.26 | 0.86 | 2.03 | 18h30 | 0.23 | 0.86 | 1.7471 | 18h30 | 0.38 | 1.37 | 2.4671 | 18h30 | 0.29 | 1.03 | 2.3 | 18h30 | 0.3 | 1.16 | 2.1957
19h30 | 0.29 | 1.2 | 19h30 | 0.58 | 1.88 | 19h30 | 0.23 | 1.04 | 19h30 | 0.27 | 1.15 | 19h30 | 0.51 | 1.75 | 19h30 | 0.21 | 1 | 19h30 | 0.19 | 0.98 | 19h30 | 0.43 | 1.62 | 19h30 | 0.13 | 0.82 | 19h30 | 0.15 | 0.89 | 19h30 | 0.38 | 1.5 | 19h30 | 0.09 | 0.73 | 19h30 | 0.24 | 1.19 | 19h30 | 0.43 | 1.78 | 19h30 | 0.18 | 1.03 | 19h30 | 0.24 | 1.08 | 2.1557 | 19h30 | 0.53 | 1.74 | 3.4543 | 19h30 | 0.18 | 0.92 | 1.9643 | 19h30 | 0.22 | 1.02 | 2.0729 | 19h30 | 0.48 | 1.61 | 3.3114 | 19h30 | 0.17 | 0.87 | 1.88 | 19h30 | 0.14 | 0.85 | 1.7971 | 19h30 | 0.37 | 1.42 | 3.0357 | 19h30 | 0.09 | 0.69 | 1.5943 | 19h30 | 0.1 | 0.75 | 1.59 | 19h30 | 0.3 | 1.3 | 2.7443 | 19h30 | 0.04 | 0.6 | 1.3886 | 19h30 | 0.19 | 1.05 | 2.0857 | 19h30 | 0.36 | 1.64 | 3.2043 | 19h30 | 0.14 | 0.9 | 1.8886
20h30 | 0.14 | 0.92 | 20h30 | 0.49 | 1.99 | 20h30 | 0.13 | 0.87 | 20h30 | 0.13 | 0.88 | 20h30 | 0.47 | 1.89 | 20h30 | 0.12 | 0.83 | 20h30 | 0.08 | 0.7 | 20h30 | 0.35 | 1.68 | 20h30 | 0.08 | 0.64 | 20h30 | 0.05 | 0.61 | 20h30 | 0.25 | 1.49 | 20h30 | 0.05 | 0.57 | 20h30 | 0.06 | 0.92 | 20h30 | 0.32 | 1.86 | 20h30 | 0.06 | 0.87 | 20h30 | 0.11 | 0.79 | 1.72 | 20h30 | 0.42 | 1.8 | 3.23 | 20h30 | 0.09 | 0.74 | 1.6314 | 20h30 | 0.1 | 0.74 | 1.6514 | 20h30 | 0.38 | 1.7 | 3.0557 | 20h30 | 0.09 | 0.71 | 1.5629 | 20h30 | 0.04 | 0.57 | 1.3871 | 20h30 | 0.27 | 1.5 | 2.7543 | 20h30 | 0.05 | 0.55 | 1.2957 | 20h30 | 0.02 | 0.5 | 1.2029 | 20h30 | 0.17 | 1.28 | 2.3886 | 20h30 | 0.02 | 0.48 | 1.1043 | 20h30 | 0.02 | 0.77 | 1.6786 | 20h30 | 0.25 | 1.67 | 2.9586 | 20h30 | 0.02 | 0.75 | 1.5657
21h30 | 0.09 | 0.93 | 21h30 | 0.29 | 1.53 | 21h30 | 0.08 | 0.88 | 21h30 | 0.08 | 0.89 | 21h30 | 0.28 | 1.47 | 21h30 | 0.07 | 0.84 | 21h30 | 0.02 | 0.71 | 21h30 | 0.22 | 1.28 | 21h30 | 0.01 | 0.65 | 21h30 | 0 | 0.61 | 21h30 | 0.17 | 1.14 | 21h30 | 0 | 0.57 | 21h30 | 0.05 | 0.93 | 21h30 | 0.21 | 1.47 | 21h30 | 0.04 | 0.88 | 21h30 | 0.05 | 0.79 | 1.6986 | 21h30 | 0.26 | 1.36 | 2.5186 | 21h30 | 0.04 | 0.74 | 1.6271 | 21h30 | 0.04 | 0.75 | 1.6329 | 21h30 | 0.24 | 1.3 | 2.4114 | 21h30 | 0.03 | 0.71 | 1.5629 | 21h30 | 0 | 0.56 | 1.3543 | 21h30 | 0.17 | 1.13 | 2.1471 | 21h30 | 0 | 0.53 | 1.2743 | 21h30 | 0 | 0.48 | 1.1586 | 21h30 | 0.13 | 0.96 | 1.8729 | 21h30 | 0 | 0.45 | 1.0771 | 21h30 | 0 | 0.78 | 1.6757 | 21h30 | 0.17 | 1.3 | 2.3871 | 21h30 | 0 | 0.75 | 1.5929
22h30 | 0.09 | 0.88 | 22h30 | 0.17 | 1.26 | 22h30 | 0.08 | 0.88 | 22h30 | 0.08 | 0.85 | 22h30 | 0.16 | 1.21 | 22h30 | 0.07 | 0.84 | 22h30 | 0.02 | 0.66 | 22h30 | 0.1 | 1.03 | 22h30 | 0.01 | 0.65 | 22h30 | 0 | 0.59 | 22h30 | 0.05 | 0.92 | 22h30 | 0 | 0.57 | 22h30 | 0.05 | 0.89 | 22h30 | 0.12 | 1.22 | 22h30 | 0.04 | 0.88 | 22h30 | 0.05 | 0.75 | 1.7043 | 22h30 | 0.13 | 1.1 | 2.1714 | 22h30 | 0.04 | 0.74 | 1.6586 | 22h30 | 0.04 | 0.71 | 1.6429 | 22h30 | 0.12 | 1.06 | 2.0957 | 22h30 | 0.03 | 0.71 | 1.5943 | 22h30 | 0 | 0.56 | 1.36 | 22h30 | 0.05 | 0.89 | 1.8314 | 22h30 | 0 | 0.53 | 1.3029 | 22h30 | 0 | 0.48 | 1.1643 | 22h30 | 0.01 | 0.75 | 1.5971 | 22h30 | 0 | 0.45 | 1.1029 | 22h30 | 0 | 0.75 | 1.6957 | 22h30 | 0.08 | 1.07 | 2.1086 | 22h30 | 0 | 0.75 | 1.64
23h30 | 0.04 | 0.85 | 23h30 | 0.17 | 1.1 | 23h30 | 0.03 | 0.83 | 23h30 | 0.03 | 0.82 | 23h30 | 0.16 | 1.06 | 23h30 | 0.01 | 0.79 | 23h30 | 0 | 0.63 | 23h30 | 0.1 | 0.88 | 23h30 | 0 | 0.6 | 23h30 | 0 | 0.55 | 23h30 | 0.05 | 0.78 | 23h30 | 0 | 0.51 | 23h30 | 0.02 | 0.86 | 23h30 | 0.12 | 1.08 | 23h30 | 0 | 0.84 | 23h30 | 0 | 0.72 | 1.6957 | 23h30 | 0.13 | 0.95 | 2.0229 | 23h30 | 0 | 0.69 | 1.6514 | 23h30 | 0 | 0.68 | 1.6329 | 23h30 | 0.12 | 0.91 | 1.9586 | 23h30 | 0 | 0.65 | 1.5814 | 23h30 | 0 | 0.51 | 1.3457 | 23h30 | 0.05 | 0.74 | 1.69 | 23h30 | 0 | 0.46 | 1.2929 | 23h30 | 0 | 0.42 | 1.1457 | 23h30 | 0.01 | 0.63 | 1.4843 | 23h30 | 0 | 0.37 | 1.0871 | 23h30 | 0 | 0.73 | 1.7029 | 23h30 | 0.08 | 0.93 | 1.99 | 23h30 | 0 | 0.7 | 1.6529
00h30 | 0.04 | 0.78 | 00h30 | 0 | 0.15 | 00h30 | 0.03 | 0.83 | 00h30 | 0.03 | 0.75 | 00h30 | 0 | 0.15 | 00h30 | 0.01 | 0.79 | 00h30 | 0 | 0.63 | 00h30 | 0 | 0.08 | 00h30 | 0 | 0.6 | 00h30 | 0 | 0.55 | 00h30 | 0 | 0.05 | 00h30 | 0 | 0.51 | 00h30 | 0.02 | 0.78 | 00h30 | 0 | 0.16 | 00h30 | 0 | 0.84 | 00h30 | 0 | 0.69 |  | 00h30 | 0 | 0.09 |  | 00h30 | 0 | 0.69 |  | 00h30 | 0 | 0.66 |  | 00h30 | 0 | 0.09 |  | 00h30 | 0 | 0.65 |  | 00h30 | 0 | 0.51 |  | 00h30 | 0 | 0.02 |  | 00h30 | 0 | 0.46 |  | 00h30 | 0 | 0.42 |  | 00h30 | 0 | 0 |  | 00h30 | 0 | 0.37 |  | 00h30 | 0 | 0.69 |  | 00h30 | 0 | 0.1 |  | 00h30 | 0 | 0.7
01h30 | 0 | 0.02 | 01h30 | 0 | 0 | 01h30 | 0 | 0 | 01h30 | 0 | 0 | 01h30 | 0 | 0 | 01h30 | 0 | 0 | 01h30 | 0 | 0 | 01h30 | 0 | 0 | 01h30 | 0 | 0 | 01h30 | 0 | 0 | 01h30 | 0 | 0 | 01h30 | 0 | 0 | 01h30 | 0 | 0.03 | 01h30 | 0 | 0 | 01h30 | 0 | 0.02 | 01h30 | 0 | 0 |  | 01h30 | 0 | 0 |  | 01h30 | 0 | 0 |  | 01h30 | 0 | 0 |  | 01h30 | 0 | 0 |  | 01h30 | 0 | 0 |  | 01h30 | 0 | 0 |  | 01h30 | 0 | 0 |  | 01h30 | 0 | 0 |  | 01h30 | 0 | 0 |  | 01h30 | 0 | 0 |  | 01h30 | 0 | 0 |  | 01h30 | 0 | 0 |  | 01h30 | 0 | 0 |  | 01h30 | 0 | 0
02h30 | 0 | 0.02 | 02h30 | 0 | 0.1 | 02h30 | 0 | 0 | 02h30 | 0 | 0 | 02h30 | 0 | 0.08 | 02h30 | 0 | 0 | 02h30 | 0 | 0 | 02h30 | 0 | 0 | 02h30 | 0 | 0 | 02h30 | 0 | 0 | 02h30 | 0 | 0 | 02h30 | 0 | 0 | 02h30 | 0 | 0.03 | 02h30 | 0 | 0.09 | 02h30 | 0 | 0.02 | 02h30 | 0 | 0 |  | 02h30 | 0 | 0.04 |  | 02h30 | 0 | 0 |  | 02h30 | 0 | 0 |  | 02h30 | 0 | 0.02 |  | 02h30 | 0 | 0 |  | 02h30 | 0 | 0 |  | 02h30 | 0 | 0 |  | 02h30 | 0 | 0 |  | 02h30 | 0 | 0 |  | 02h30 | 0 | 0 |  | 02h30 | 0 | 0 |  | 02h30 | 0 | 0 |  | 02h30 | 0 | 0.04 |  | 02h30 | 0 | 0
03h30 | 0 | 0.13 | 03h30 | 0 | 0.14 | 03h30 | 0 | 0.14 | 03h30 | 0 | 0.1 | 03h30 | 0 | 0.12 | 03h30 | 0 | 0.1 | 03h30 | 0 | 0 | 03h30 | 0 | 0 | 03h30 | 0 | 0 | 03h30 | 0 | 0 | 03h30 | 0 | 0 | 03h30 | 0 | 0 | 03h30 | 0 | 0.14 | 03h30 | 0 | 0.14 | 03h30 | 0 | 0.15 | 03h30 | 0 | 0.06 |  | 03h30 | 0 | 0.05 |  | 03h30 | 0 | 0.05 |  | 03h30 | 0 | 0.04 |  | 03h30 | 0 | 0.02 |  | 03h30 | 0 | 0.02 |  | 03h30 | 0 | 0 |  | 03h30 | 0 | 0 |  | 03h30 | 0 | 0 |  | 03h30 | 0 | 0 |  | 03h30 | 0 | 0 |  | 03h30 | 0 | 0 |  | 03h30 | 0 | 0.07 |  | 03h30 | 0 | 0.05 |  | 03h30 | 0 | 0.06
04h30 | 0.04 | 0.19 | 04h30 | 0.06 | 0.25 | 04h30 | 0.03 | 0.18 | 04h30 | 0.03 | 0.16 | 04h30 | 0.05 | 0.23 | 04h30 | 0.02 | 0.14 | 04h30 | 0 | 0 | 04h30 | 0 | 0.06 | 04h30 | 0 | 0 | 04h30 | 0 | 0 | 04h30 | 0 | 0 | 04h30 | 0 | 0 | 04h30 | 0.03 | 0.21 | 04h30 | 0.05 | 0.26 | 04h30 | 0.03 | 0.19 | 04h30 | 0.01 | 0.09 |  | 04h30 | 0.02 | 0.14 |  | 04h30 | 0 | 0.07 |  | 04h30 | 0 | 0.06 |  | 04h30 | 0.02 | 0.11 |  | 04h30 | 0 | 0.03 |  | 04h30 | 0 | 0 |  | 04h30 | 0 | 0 |  | 04h30 | 0 | 0 |  | 04h30 | 0 | 0 |  | 04h30 | 0 | 0 |  | 04h30 | 0 | 0 |  | 04h30 | 0 | 0.1 |  | 04h30 | 0.02 | 0.15 |  | 04h30 | 0 | 0.08
05h30 | 0.09 | 0.31 | 05h30 | 0.12 | 0.36 | 05h30 | 0.08 | 0.29 | 05h30 | 0.08 | 0.29 | 05h30 | 0.11 | 0.35 | 05h30 | 0.07 | 0.26 | 05h30 | 0 | 0.1 | 05h30 | 0.02 | 0.2 | 05h30 | 0 | 0.08 | 05h30 | 0 | 0.02 | 05h30 | 0 | 0.1 | 05h30 | 0 | 0 | 05h30 | 0.09 | 0.32 | 05h30 | 0.11 | 0.38 | 05h30 | 0.08 | 0.31 | 05h30 | 0.04 | 0.19 |  | 05h30 | 0.07 | 0.24 |  | 05h30 | 0.04 | 0.17 |  | 05h30 | 0.03 | 0.16 |  | 05h30 | 0.06 | 0.23 |  | 05h30 | 0.03 | 0.13 |  | 05h30 | 0 | 0 |  | 05h30 | 0 | 0.07 |  | 05h30 | 0 | 0 |  | 05h30 | 0 | 0 |  | 05h30 | 0 | 0 |  | 05h30 | 0 | 0 |  | 05h30 | 0.04 | 0.2 |  | 05h30 | 0.07 | 0.26 |  | 05h30 | 0.03 | 0.18
06h30 | 0.13 | 0.41 | 06h30 | 0.16 | 0.48 | 06h30 | 0.13 | 0.39 | 06h30 | 0.13 | 0.39 | 06h30 | 0.15 | 0.45 | 06h30 | 0.12 | 0.37 | 06h30 | 0.04 | 0.24 | 06h30 | 0.07 | 0.32 | 06h30 | 0.03 | 0.22 | 06h30 | 0 | 0.13 | 06h30 | 0.03 | 0.23 | 06h30 | 0 | 0.1 | 06h30 | 0.14 | 0.43 | 06h30 | 0.15 | 0.49 | 06h30 | 0.13 | 0.41 | 06h30 | 0.09 | 0.28 |  | 06h30 | 0.11 | 0.35 |  | 06h30 | 0.09 | 0.27 |  | 06h30 | 0.08 | 0.27 |  | 06h30 | 0.1 | 0.32 |  | 06h30 | 0.08 | 0.25 |  | 06h30 | 0 | 0.09 |  | 06h30 | 0.02 | 0.17 |  | 06h30 | 0 | 0.07 |  | 06h30 | 0 | 0 |  | 06h30 | 0 | 0.07 |  | 06h30 | 0 | 0 |  | 06h30 | 0.09 | 0.3 |  | 06h30 | 0.11 | 0.36 |  | 06h30 | 0.09 | 0.29
07h30 | 0.38 | 1.37 | 07h30 | 0.44 | 1.5 | 07h30 | 0.36 | 1.32 | 07h30 | 0.34 | 1.28 | 07h30 | 0.41 | 1.44 | 07h30 | 0.3 | 1.21 | 07h30 | 0.33 | 1.08 | 07h30 | 0.32 | 1.06 | 07h30 | 0.33 | 1.1 | 07h30 | 0.31 | 1.09 | 07h30 | 0.32 | 1.06 | 07h30 | 0.3 | 1.09 | 07h30 | 0.36 | 1.39 | 07h30 | 0.41 | 1.51 | 07h30 | 0.34 | 1.34 | 07h30 | 0.3 | 1.17 |  | 07h30 | 0.36 | 1.32 |  | 07h30 | 0.26 | 1.13 |  | 07h30 | 0.25 | 1.07 |  | 07h30 | 0.32 | 1.24 |  | 07h30 | 0.24 | 1.01 |  | 07h30 | 0.27 | 0.96 |  | 07h30 | 0.28 | 0.89 |  | 07h30 | 0.27 | 0.96 |  | 07h30 | 0.23 | 0.93 |  | 07h30 | 0.26 | 0.94 |  | 07h30 | 0.22 | 0.92 |  | 07h30 | 0.26 | 1.2 |  | 07h30 | 0.33 | 1.33 |  | 07h30 | 0.26 | 1.15
08h30 | 0.61 | 2.13 | 08h30 | 0.67 | 2.24 | 08h30 | 0.59 | 2.09 | 08h30 | 0.57 | 2.04 | 08h30 | 0.64 | 2.17 | 08h30 | 0.54 | 1.97 | 08h30 | 0.52 | 1.8 | 08h30 | 0.52 | 1.8 | 08h30 | 0.51 | 1.8 | 08h30 | 0.47 | 1.73 | 08h30 | 0.49 | 1.74 | 08h30 | 0.45 | 1.72 | 08h30 | 0.6 | 2.16 | 08h30 | 0.64 | 2.25 | 08h30 | 0.57 | 2.12 | 08h30 | 0.51 | 1.88 |  | 08h30 | 0.58 | 2 |  | 08h30 | 0.48 | 1.84 |  | 08h30 | 0.47 | 1.78 |  | 08h30 | 0.54 | 1.92 |  | 08h30 | 0.45 | 1.72 |  | 08h30 | 0.43 | 1.59 |  | 08h30 | 0.45 | 1.58 |  | 08h30 | 0.41 | 1.58 |  | 08h30 | 0.34 | 1.48 |  | 08h30 | 0.39 | 1.53 |  | 08h30 | 0.32 | 1.45 |  | 08h30 | 0.48 | 1.91 |  | 08h30 | 0.54 | 2.02 |  | 08h30 | 0.47 | 1.87
09h30 | 0.32 | 0.93 | 09h30 | 0.32 | 1.06 | 09h30 | 0.87 | 2.61 | 09h30 | 0.31 | 0.93 | 09h30 | 0.32 | 1.03 | 09h30 | 0.86 | 2.58 | 09h30 | 0.22 | 0.86 | 09h30 | 0.25 | 0.93 | 09h30 | 0.69 | 2.35 | 09h30 | 0.16 | 0.75 | 09h30 | 0.2 | 0.81 | 09h30 | 0.6 | 2.12 | 09h30 | 0.32 | 0.94 | 09h30 | 0.32 | 1.07 | 09h30 | 0.81 | 2.64 | 09h30 | 0.27 | 0.84 |  | 09h30 | 0.28 | 0.91 |  | 09h30 | 0.8 | 2.38 |  | 09h30 | 0.27 | 0.84 |  | 09h30 | 0.27 | 0.88 |  | 09h30 | 0.78 | 2.35 |  | 09h30 | 0.15 | 0.72 |  | 09h30 | 0.19 | 0.79 |  | 09h30 | 0.58 | 2.05 |  | 09h30 | 0.11 | 0.56 |  | 09h30 | 0.13 | 0.66 |  | 09h30 | 0.48 | 1.81 |  | 09h30 | 0.28 | 0.85 |  | 09h30 | 0.27 | 0.92 |  | 09h30 | 0.73 | 2.41
10h30 | 0 | 0 | 10h30 | 0 | 0 | 10h30 | 0.79 | 2.36 | 10h30 | 0 | 0 | 10h30 | 0 | 0 | 10h30 | 0.78 | 2.32 | 10h30 | 0 | 0 | 10h30 | 0 | 0 | 10h30 | 0.66 | 2.13 | 10h30 | 0 | 0 | 10h30 | 0 | 0 | 10h30 | 0.59 | 1.96 | 10h30 | 0 | 0 | 10h30 | 0 | 0 | 10h30 | 0.59 | 2.38 | 10h30 | 0 | 0 |  | 10h30 | 0 | 0 |  | 10h30 | 0.72 | 2.16 |  | 10h30 | 0 | 0 |  | 10h30 | 0 | 0 |  | 10h30 | 0.7 | 2.12 |  | 10h30 | 0 | 0 |  | 10h30 | 0 | 0 |  | 10h30 | 0.57 | 1.88 |  | 10h30 | 0 | 0 |  | 10h30 | 0 | 0 |  | 10h30 | 0.5 | 1.7 |  | 10h30 | 0 | 0 |  | 10h30 | 0 | 0 |  | 10h30 | 0.52 | 2.17
11h30 | 0 | 0 | 11h30 | 0 | 0 | 11h30 | 0.62 | 1.95 | 11h30 | 0 | 0 | 11h30 | 0 | 0 | 11h30 | 0.6 | 1.9 | 11h30 | 0 | 0 | 11h30 | 0 | 0 | 11h30 | 0.51 | 1.74 | 11h30 | 0 | 0 | 11h30 | 0 | 0 | 11h30 | 0.45 | 1.6 | 11h30 | 0 | 0 | 11h30 | 0 | 0 | 11h30 | 0.32 | 1.95 | 11h30 | 0 | 0 |  | 11h30 | 0 | 0 |  | 11h30 | 0.56 | 1.77 |  | 11h30 | 0 | 0 |  | 11h30 | 0 | 0 |  | 11h30 | 0.54 | 1.72 |  | 11h30 | 0 | 0 |  | 11h30 | 0 | 0 |  | 11h30 | 0.44 | 1.52 |  | 11h30 | 0 | 0 |  | 11h30 | 0 | 0 |  | 11h30 | 0.38 | 1.38 |  | 11h30 | 0 | 0 |  | 11h30 | 0 | 0 |  | 11h30 | 0.26 | 1.77
12h30 | 0 | 0 | 12h30 | 0 | 0 | 12h30 | 0.53 | 1.72 | 12h30 | 0 | 0 | 12h30 | 0 | 0 | 12h30 | 0.51 | 1.66 | 12h30 | 0 | 0 | 12h30 | 0 | 0 | 12h30 | 0.43 | 1.51 | 12h30 | 0 | 0 | 12h30 | 0 | 0 | 12h30 | 0.38 | 1.38 | 12h30 | 0 | 0 | 12h30 | 0 | 0 | 12h30 | 0.25 | 1.7 | 12h30 | 0 | 0 |  | 12h30 | 0 | 0 |  | 12h30 | 0.47 | 1.54 |  | 12h30 | 0 | 0 |  | 12h30 | 0 | 0 |  | 12h30 | 0.45 | 1.48 |  | 12h30 | 0 | 0 |  | 12h30 | 0 | 0 |  | 12h30 | 0.36 | 1.31 |  | 12h30 | 0 | 0 |  | 12h30 | 0 | 0 |  | 12h30 | 0.31 | 1.18 |  | 12h30 | 0 | 0 |  | 12h30 | 0 | 0 |  | 12h30 | 0.2 | 1.52
13h30 | 0.44 | 1.37 | 13h30 | 0 | 0 | 13h30 | 0.48 | 1.59 | 13h30 | 0.44 | 1.35 | 13h30 | 0 | 0 | 13h30 | 0.46 | 1.54 | 13h30 | 0.39 | 1.28 | 13h30 | 0 | 0 | 13h30 | 0.38 | 1.38 | 13h30 | 0.36 | 1.21 | 13h30 | 0 | 0 | 13h30 | 0.34 | 1.26 | 13h30 | 0.27 | 1.34 | 13h30 | 0 | 0 | 13h30 | 0.22 | 1.56 | 13h30 | 0.38 | 1.19 |  | 13h30 | 0 | 0 |  | 13h30 | 0.42 | 1.41 |  | 13h30 | 0.37 | 1.18 |  | 13h30 | 0 | 0 |  | 13h30 | 0.4 | 1.35 |  | 13h30 | 0.32 | 1.1 |  | 13h30 | 0 | 0 |  | 13h30 | 0.32 | 1.19 |  | 13h30 | 0.29 | 1.03 |  | 13h30 | 0 | 0 |  | 13h30 | 0.27 | 1.07 |  | 13h30 | 0.21 | 1.16 |  | 13h30 | 0 | 0 |  | 13h30 | 0.16 | 1.38
14h30 | 0.75 | 2.27 | 14h30 | 0 | 0 | 14h30 | 0.43 | 1.47 | 14h30 | 0.73 | 2.2 | 14h30 | 0 | 0 | 14h30 | 0.41 | 1.41 | 14h30 | 0.63 | 2.04 | 14h30 | 0 | 0 | 14h30 | 0.33 | 1.25 | 14h30 | 0.56 | 1.88 | 14h30 | 0 | 0 | 14h30 | 0.29 | 1.15 | 14h30 | 0.33 | 2.2 | 14h30 | 0 | 0 | 14h30 | 0.2 | 1.44 | 14h30 | 0.66 | 2.02 |  | 14h30 | 0 | 0 |  | 14h30 | 0.37 | 1.3 |  | 14h30 | 0.64 | 1.95 |  | 14h30 | 0 | 0 |  | 14h30 | 0.35 | 1.24 |  | 14h30 | 0.53 | 1.77 |  | 14h30 | 0 | 0 |  | 14h30 | 0.27 | 1.08 |  | 14h30 | 0.46 | 1.61 |  | 14h30 | 0 | 0 |  | 14h30 | 0.23 | 0.96 |  | 14h30 | 0.24 | 1.95 |  | 14h30 | 0 | 0 |  | 14h30 | 0.16 | 1.27
15h30 | 0.76 | 2.38 | 15h30 | 0 | 0 | 15h30 | 0.4 | 1.42 | 15h30 | 0.73 | 2.28 | 15h30 | 0 | 0 | 15h30 | 0.39 | 1.37 | 15h30 | 0.61 | 2.06 | 15h30 | 0 | 0 | 15h30 | 0.31 | 1.21 | 15h30 | 0.53 | 1.86 | 15h30 | 0 | 0 | 15h30 | 0.27 | 1.1 | 15h30 | 0.25 | 2.29 | 15h30 | 0 | 0 | 15h30 | 0.13 | 1.39 | 15h30 | 0.7 | 2.19 |  | 15h30 | 0 | 0 |  | 15h30 | 0.35 | 1.25 |  | 15h30 | 0.66 | 2.08 |  | 15h30 | 0 | 0 |  | 15h30 | 0.33 | 1.2 |  | 15h30 | 0.53 | 1.83 |  | 15h30 | 0 | 0 |  | 15h30 | 0.25 | 1.03 |  | 15h30 | 0.44 | 1.63 |  | 15h30 | 0 | 0 |  | 15h30 | 0.21 | 0.92 |  | 15h30 | 0.18 | 2.1 |  | 15h30 | 0 | 0 |  | 15h30 | 0.07 | 1.22
16h30 | 0.63 | 2.07 | 16h30 | 0 | 0 | 16h30 | 0.43 | 1.52 | 16h30 | 0.61 | 2 | 16h30 | 0 | 0 | 16h30 | 0.41 | 1.47 | 16h30 | 0.52 | 1.81 | 16h30 | 0 | 0 | 16h30 | 0.34 | 1.29 | 16h30 | 0.46 | 1.66 | 16h30 | 0 | 0 | 16h30 | 0.29 | 1.18 | 16h30 | 0.28 | 2 | 16h30 | 0 | 0 | 16h30 | 0.18 | 1.48 | 16h30 | 0.57 | 1.87 |  | 16h30 | 0 | 0 |  | 16h30 | 0.37 | 1.34 |  | 16h30 | 0.55 | 1.8 |  | 16h30 | 0 | 0 |  | 16h30 | 0.35 | 1.29 |  | 16h30 | 0.44 | 1.6 |  | 16h30 | 0 | 0 |  | 16h30 | 0.27 | 1.11 |  | 16h30 | 0.38 | 1.44 |  | 16h30 | 0 | 0 |  | 16h30 | 0.23 | 0.99 |  | 16h30 | 0.22 | 1.81 |  | 16h30 | 0 | 0 |  | 16h30 | 0.11 | 1.3
17h30 | 0.63 | 2.05 | 17h30 | 0 | 0 | 17h30 | 0.5 | 1.7 | 17h30 | 0.61 | 2 | 17h30 | 0 | 0 | 17h30 | 0.49 | 1.67 | 17h30 | 0.52 | 1.82 | 17h30 | 0 | 0 | 17h30 | 0.4 | 1.47 | 17h30 | 0.47 | 1.67 | 17h30 | 0 | 0 | 17h30 | 0.35 | 1.35 | 17h30 | 0.41 | 2.01 | 17h30 | 0 | 0 | 17h30 | 0.3 | 1.67 | 17h30 | 0.56 | 1.85 |  | 17h30 | 0 | 0 |  | 17h30 | 0.43 | 1.51 |  | 17h30 | 0.54 | 1.8 |  | 17h30 | 0 | 0 |  | 17h30 | 0.42 | 1.47 |  | 17h30 | 0.45 | 1.6 |  | 17h30 | 0 | 0 |  | 17h30 | 0.33 | 1.27 |  | 17h30 | 0.39 | 1.45 |  | 17h30 | 0 | 0 |  | 17h30 | 0.28 | 1.15 |  | 17h30 | 0.34 | 1.8 |  | 17h30 | 0 | 0 |  | 17h30 | 0.23 | 1.47
18h30 | 0.67 | 2.13 | 18h30 | 0.64 | 1.92 | 18h30 | 0.58 | 1.89 | 18h30 | 0.66 | 2.09 | 18h30 | 0.63 | 1.91 | 18h30 | 0.57 | 1.86 | 18h30 | 0.57 | 1.9 | 18h30 | 0.58 | 1.81 | 18h30 | 0.48 | 1.65 | 18h30 | 0.51 | 1.76 | 18h30 | 0.54 | 1.72 | 18h30 | 0.43 | 1.52 | 18h30 | 0.54 | 2.1 | 18h30 | 0.53 | 1.88 | 18h30 | 0.43 | 1.87 | 18h30 | 0.59 | 1.9 |  | 18h30 | 0.57 | 1.73 |  | 18h30 | 0.51 | 1.68 |  | 18h30 | 0.58 | 1.87 |  | 18h30 | 0.56 | 1.71 |  | 18h30 | 0.5 | 1.65 |  | 18h30 | 0.49 | 1.66 |  | 18h30 | 0.5 | 1.6 |  | 18h30 | 0.4 | 1.43 |  | 18h30 | 0.43 | 1.52 |  | 18h30 | 0.46 | 1.51 |  | 18h30 | 0.35 | 1.3 |  | 18h30 | 0.47 | 1.88 |  | 18h30 | 0.45 | 1.68 |  | 18h30 | 0.36 | 1.65
19h30 | 0.52 | 1.96 | 19h30 | 0.98 | 3.1 | 19h30 | 0.46 | 1.8 | 19h30 | 0.51 | 1.94 | 19h30 | 0.95 | 3.05 | 19h30 | 0.45 | 1.78 | 19h30 | 0.42 | 1.73 | 19h30 | 0.84 | 2.84 | 19h30 | 0.35 | 1.55 | 19h30 | 0.36 | 1.59 | 19h30 | 0.75 | 2.64 | 19h30 | 0.3 | 1.42 | 19h30 | 0.44 | 1.96 | 19h30 | 0.74 | 2.99 | 19h30 | 0.37 | 1.79 | 19h30 | 0.44 | 1.72 |  | 19h30 | 0.85 | 2.77 |  | 19h30 | 0.38 | 1.56 |  | 19h30 | 0.43 | 1.7 |  | 19h30 | 0.83 | 2.72 |  | 19h30 | 0.37 | 1.54 |  | 19h30 | 0.33 | 1.47 |  | 19h30 | 0.71 | 2.49 |  | 19h30 | 0.27 | 1.31 |  | 19h30 | 0.28 | 1.33 |  | 19h30 | 0.61 | 2.27 |  | 19h30 | 0.22 | 1.17 |  | 19h30 | 0.36 | 1.71 |  | 19h30 | 0.61 | 2.66 |  | 19h30 | 0.29 | 1.55
20h30 | 0.33 | 1.76 | 20h30 | 0.82 | 3.03 | 20h30 | 0.29 | 1.64 | 20h30 | 0.33 | 1.75 | 20h30 | 0.79 | 2.96 | 20h30 | 0.28 | 1.63 | 20h30 | 0.23 | 1.52 | 20h30 | 0.66 | 2.7 | 20h30 | 0.2 | 1.39 | 20h30 | 0.19 | 1.37 | 20h30 | 0.56 | 2.45 | 20h30 | 0.18 | 1.25 | 20h30 | 0.29 | 1.77 | 20h30 | 0.58 | 2.91 | 20h30 | 0.24 | 1.65 | 20h30 | 0.25 | 1.5 |  | 20h30 | 0.71 | 2.73 |  | 20h30 | 0.22 | 1.39 |  | 20h30 | 0.24 | 1.49 |  | 20h30 | 0.68 | 2.65 |  | 20h30 | 0.21 | 1.37 |  | 20h30 | 0.17 | 1.25 |  | 20h30 | 0.54 | 2.37 |  | 20h30 | 0.16 | 1.14 |  | 20h30 | 0.13 | 1.11 |  | 20h30 | 0.43 | 2.1 |  | 20h30 | 0.12 | 0.99 |  | 20h30 | 0.21 | 1.51 |  | 20h30 | 0.47 | 2.6 |  | 20h30 | 0.16 | 1.4
21h30 | 0.32 | 1.77 | 21h30 | 0.59 | 2.47 | 21h30 | 0.29 | 1.69 | 21h30 | 0.32 | 1.76 | 21h30 | 0.57 | 2.44 | 21h30 | 0.28 | 1.67 | 21h30 | 0.22 | 1.52 | 21h30 | 0.47 | 2.22 | 21h30 | 0.2 | 1.43 | 21h30 | 0.17 | 1.38 | 21h30 | 0.39 | 2.03 | 21h30 | 0.16 | 1.29 | 21h30 | 0.3 | 1.79 | 21h30 | 0.47 | 2.42 | 21h30 | 0.26 | 1.71 | 21h30 | 0.24 | 1.52 |  | 21h30 | 0.49 | 2.2 |  | 21h30 | 0.21 | 1.44 |  | 21h30 | 0.23 | 1.51 |  | 21h30 | 0.48 | 2.16 |  | 21h30 | 0.21 | 1.42 |  | 21h30 | 0.15 | 1.27 |  | 21h30 | 0.37 | 1.93 |  | 21h30 | 0.13 | 1.18 |  | 21h30 | 0.1 | 1.12 |  | 21h30 | 0.28 | 1.72 |  | 21h30 | 0.08 | 1.03 |  | 21h30 | 0.21 | 1.54 |  | 21h30 | 0.37 | 2.14 |  | 21h30 | 0.18 | 1.45
22h30 | 0.34 | 1.85 | 22h30 | 0.5 | 2.27 | 22h30 | 0.32 | 1.79 | 22h30 | 0.33 | 1.84 | 22h30 | 0.49 | 2.25 | 22h30 | 0.31 | 1.77 | 22h30 | 0.24 | 1.6 | 22h30 | 0.39 | 2.04 | 22h30 | 0.21 | 1.53 | 22h30 | 0.18 | 1.44 | 22h30 | 0.32 | 1.87 | 22h30 | 0.16 | 1.37 | 22h30 | 0.33 | 1.88 | 22h30 | 0.43 | 2.26 | 22h30 | 0.3 | 1.81 | 22h30 | 0.25 | 1.58 |  | 22h30 | 0.4 | 1.99 |  | 22h30 | 0.23 | 1.52 |  | 22h30 | 0.24 | 1.57 |  | 22h30 | 0.39 | 1.97 |  | 22h30 | 0.22 | 1.51 |  | 22h30 | 0.15 | 1.33 |  | 22h30 | 0.29 | 1.75 |  | 22h30 | 0.13 | 1.26 |  | 22h30 | 0.1 | 1.17 |  | 22h30 | 0.22 | 1.57 |  | 22h30 | 0.08 | 1.11 |  | 22h30 | 0.24 | 1.61 |  | 22h30 | 0.33 | 1.98 |  | 22h30 | 0.21 | 1.55
23h30 | 0.37 | 1.97 | 23h30 | 0.48 | 2.25 | 23h30 | 0.36 | 1.93 | 23h30 | 0.37 | 1.96 | 23h30 | 0.47 | 2.24 | 23h30 | 0.35 | 1.91 | 23h30 | 0.27 | 1.71 | 23h30 | 0.37 | 2.02 | 23h30 | 0.24 | 1.66 | 23h30 | 0.2 | 1.56 | 23h30 | 0.31 | 1.85 | 23h30 | 0.18 | 1.5 | 23h30 | 0.37 | 2.01 | 23h30 | 0.44 | 2.25 | 23h30 | 0.35 | 1.96 | 23h30 | 0.28 | 1.68 |  | 23h30 | 0.38 | 1.95 |  | 23h30 | 0.26 | 1.64 |  | 23h30 | 0.27 | 1.67 |  | 23h30 | 0.37 | 1.94 |  | 23h30 | 0.25 | 1.62 |  | 23h30 | 0.17 | 1.42 |  | 23h30 | 0.27 | 1.71 |  | 23h30 | 0.15 | 1.37 |  | 23h30 | 0.11 | 1.26 |  | 23h30 | 0.22 | 1.54 |  | 23h30 | 0.09 | 1.21 |  | 23h30 | 0.27 | 1.72 |  | 23h30 | 0.34 | 1.96 |  | 23h30 | 0.25 | 1.67
00h30 | 0.32 | 1.44 | 00h30 | 0.12 | 0.98 | 00h30 | 0.29 | 1.39 | 00h30 | 0.31 | 1.42 | 00h30 | 0.11 | 0.97 | 00h30 | 0.29 | 1.37 | 00h30 | 0.24 | 1.26 | 00h30 | 0.05 | 0.76 | 00h30 | 0.23 | 1.2 | 00h30 | 0.2 | 1.16 | 00h30 | 0.03 | 0.62 | 00h30 | 0.18 | 1.09 | 00h30 | 0.27 | 1.44 | 00h30 | 0.11 | 0.99 | 00h30 | 0.25 | 1.41 | 00h30 | 0.26 | 1.26 |  | 00h30 | 0.04 | 0.73 |  | 00h30 | 0.24 | 1.2 |  | 00h30 | 0.25 | 1.25 |  | 00h30 | 0.04 | 0.72 |  | 00h30 | 0.24 | 1.18 |  | 00h30 | 0.17 | 1.08 |  | 00h30 | 0.01 | 0.51 |  | 00h30 | 0.15 | 1.03 |  | 00h30 | 0.11 | 0.97 |  | 00h30 | 0 | 0.36 |  | 00h30 | 0.09 | 0.96 |  | 00h30 | 0.21 | 1.27 |  | 00h30 | 0.06 | 0.74 |  | 00h30 | 0.18 | 1.22
01h30 | 0.21 | 0.74 | 01h30 | 0.07 | 0.54 | 01h30 | 0.2 | 0.72 | 01h30 | 0.2 | 0.73 | 01h30 | 0.06 | 0.53 | 01h30 | 0.19 | 0.71 | 01h30 | 0.12 | 0.6 | 01h30 | 0 | 0.33 | 01h30 | 0.1 | 0.59 | 01h30 | 0.06 | 0.55 | 01h30 | 0 | 0.2 | 01h30 | 0.05 | 0.53 | 01h30 | 0.18 | 0.76 | 01h30 | 0.06 | 0.56 | 01h30 | 0.15 | 0.75 | 01h30 | 0.13 | 0.56 |  | 01h30 | 0.01 | 0.35 |  | 01h30 | 0.13 | 0.54 |  | 01h30 | 0.14 | 0.55 |  | 01h30 | 0.01 | 0.33 |  | 01h30 | 0.14 | 0.53 |  | 01h30 | 0.06 | 0.41 |  | 01h30 | 0 | 0.13 |  | 01h30 | 0.04 | 0.39 |  | 01h30 | 0 | 0.32 |  | 01h30 | 0 | 0.01 |  | 01h30 | 0 | 0.31 |  | 01h30 | 0.13 | 0.58 |  | 01h30 | 0.02 | 0.37 |  | 01h30 | 0.11 | 0.57
02h30 | 0.21 | 0.74 | 02h30 | 0.23 | 0.82 | 02h30 | 0.2 | 0.72 | 02h30 | 0.2 | 0.73 | 02h30 | 0.22 | 0.82 | 02h30 | 0.19 | 0.71 | 02h30 | 0.12 | 0.6 | 02h30 | 0.13 | 0.65 | 02h30 | 0.1 | 0.59 | 02h30 | 0.06 | 0.55 | 02h30 | 0.08 | 0.53 | 02h30 | 0.05 | 0.53 | 02h30 | 0.18 | 0.76 | 02h30 | 0.22 | 0.85 | 02h30 | 0.16 | 0.75 | 02h30 | 0.13 | 0.56 |  | 02h30 | 0.16 | 0.63 |  | 02h30 | 0.13 | 0.54 |  | 02h30 | 0.14 | 0.55 |  | 02h30 | 0.15 | 0.62 |  | 02h30 | 0.14 | 0.53 |  | 02h30 | 0.06 | 0.41 |  | 02h30 | 0.07 | 0.44 |  | 02h30 | 0.04 | 0.39 |  | 02h30 | 0 | 0.32 |  | 02h30 | 0.03 | 0.32 |  | 02h30 | 0 | 0.31 |  | 02h30 | 0.13 | 0.58 |  | 02h30 | 0.14 | 0.65 |  | 02h30 | 0.11 | 0.57
03h30 | 0.26 | 0.91 | 03h30 | 0.31 | 1.01 | 03h30 | 0.25 | 0.88 | 03h30 | 0.25 | 0.88 | 03h30 | 0.31 | 0.99 | 03h30 | 0.24 | 0.86 | 03h30 | 0.17 | 0.72 | 03h30 | 0.23 | 0.85 | 03h30 | 0.16 | 0.69 | 03h30 | 0.11 | 0.59 | 03h30 | 0.17 | 0.75 | 03h30 | 0.1 | 0.55 | 03h30 | 0.25 | 0.93 | 03h30 | 0.31 | 1.03 | 03h30 | 0.25 | 0.91 | 03h30 | 0.2 | 0.72 |  | 03h30 | 0.24 | 0.81 |  | 03h30 | 0.19 | 0.69 |  | 03h30 | 0.19 | 0.7 |  | 03h30 | 0.24 | 0.78 |  | 03h30 | 0.18 | 0.67 |  | 03h30 | 0.1 | 0.52 |  | 03h30 | 0.15 | 0.64 |  | 03h30 | 0.09 | 0.5 |  | 03h30 | 0.04 | 0.39 |  | 03h30 | 0.09 | 0.53 |  | 03h30 | 0.03 | 0.37 |  | 03h30 | 0.19 | 0.75 |  | 03h30 | 0.24 | 0.83 |  | 03h30 | 0.18 | 0.72
04h30 | 0.32 | 1.05 | 04h30 | 0.38 | 1.22 | 04h30 | 0.32 | 1.04 | 04h30 | 0.31 | 1.02 | 04h30 | 0.37 | 1.18 | 04h30 | 0.31 | 1 | 04h30 | 0.24 | 0.86 | 04h30 | 0.3 | 1 | 04h30 | 0.23 | 0.85 | 04h30 | 0.18 | 0.73 | 04h30 | 0.25 | 0.87 | 04h30 | 0.17 | 0.72 | 04h30 | 0.33 | 1.09 | 04h30 | 0.37 | 1.24 | 04h30 | 0.33 | 1.07 | 04h30 | 0.25 | 0.84 |  | 04h30 | 0.31 | 1.01 |  | 04h30 | 0.25 | 0.83 |  | 04h30 | 0.24 | 0.8 |  | 04h30 | 0.3 | 0.96 |  | 04h30 | 0.24 | 0.79 |  | 04h30 | 0.17 | 0.64 |  | 04h30 | 0.22 | 0.78 |  | 04h30 | 0.16 | 0.64 |  | 04h30 | 0.11 | 0.52 |  | 04h30 | 0.16 | 0.66 |  | 04h30 | 0.09 | 0.5 |  | 04h30 | 0.25 | 0.88 |  | 04h30 | 0.3 | 1.03 |  | 04h30 | 0.25 | 0.86
05h30 | 0.37 | 1.2 | 05h30 | 0.44 | 1.33 | 05h30 | 0.37 | 1.19 | 05h30 | 0.35 | 1.14 | 05h30 | 0.42 | 1.28 | 05h30 | 0.35 | 1.12 | 05h30 | 0.28 | 0.95 | 05h30 | 0.33 | 1.1 | 05h30 | 0.28 | 0.94 | 05h30 | 0.23 | 0.82 | 05h30 | 0.28 | 0.93 | 05h30 | 0.22 | 0.81 | 05h30 | 0.37 | 1.23 | 05h30 | 0.42 | 1.35 | 05h30 | 0.36 | 1.21 | 05h30 | 0.3 | 0.98 |  | 05h30 | 0.37 | 1.13 |  | 05h30 | 0.29 | 0.98 |  | 05h30 | 0.28 | 0.92 |  | 05h30 | 0.35 | 1.08 |  | 05h30 | 0.28 | 0.91 |  | 05h30 | 0.21 | 0.74 |  | 05h30 | 0.25 | 0.89 |  | 05h30 | 0.21 | 0.73 |  | 05h30 | 0.16 | 0.61 |  | 05h30 | 0.2 | 0.72 |  | 05h30 | 0.15 | 0.59 |  | 05h30 | 0.3 | 1.01 |  | 05h30 | 0.35 | 1.15 |  | 05h30 | 0.3 | 1
06h30 | 0.42 | 1.29 | 06h30 | 0.47 | 1.39 | 06h30 | 0.42 | 1.28 | 06h30 | 0.4 | 1.22 | 06h30 | 0.45 | 1.33 | 06h30 | 0.39 | 1.21 | 06h30 | 0.31 | 1.04 | 06h30 | 0.36 | 1.17 | 06h30 | 0.3 | 1.02 | 06h30 | 0.26 | 0.86 | 06h30 | 0.29 | 0.99 | 06h30 | 0.25 | 0.85 | 06h30 | 0.41 | 1.32 | 06h30 | 0.45 | 1.41 | 06h30 | 0.41 | 1.3 | 06h30 | 0.36 | 1.09 |  | 06h30 | 0.4 | 1.2 |  | 06h30 | 0.35 | 1.08 |  | 06h30 | 0.32 | 1.02 |  | 06h30 | 0.38 | 1.14 |  | 06h30 | 0.32 | 1 |  | 06h30 | 0.24 | 0.83 |  | 06h30 | 0.28 | 0.97 |  | 06h30 | 0.24 | 0.82 |  | 06h30 | 0.19 | 0.66 |  | 06h30 | 0.22 | 0.78 |  | 06h30 | 0.19 | 0.64 |  | 06h30 | 0.34 | 1.11 |  | 06h30 | 0.38 | 1.21 |  | 06h30 | 0.34 | 1.1
07h30 | 0.77 | 2.44 | 07h30 | 0.82 | 2.53 | 07h30 | 0.77 | 2.43 | 07h30 | 0.73 | 2.34 | 07h30 | 0.78 | 2.45 | 07h30 | 0.73 | 2.32 | 07h30 | 0.61 | 2.13 | 07h30 | 0.68 | 2.26 | 07h30 | 0.6 | 2.11 | 07h30 | 0.44 | 1.82 | 07h30 | 0.55 | 2.02 | 07h30 | 0.43 | 1.79 | 07h30 | 0.75 | 2.46 | 07h30 | 0.79 | 2.55 | 07h30 | 0.75 | 2.45 | 07h30 | 0.69 | 2.19 |  | 07h30 | 0.74 | 2.29 |  | 07h30 | 0.69 | 2.19 |  | 07h30 | 0.65 | 2.09 |  | 07h30 | 0.7 | 2.2 |  | 07h30 | 0.64 | 2.07 |  | 07h30 | 0.52 | 1.88 |  | 07h30 | 0.59 | 2.02 |  | 07h30 | 0.51 | 1.86 |  | 07h30 | 0.36 | 1.56 |  | 07h30 | 0.45 | 1.76 |  | 07h30 | 0.35 | 1.52 |  | 07h30 | 0.67 | 2.21 |  | 07h30 | 0.7 | 2.3 |  | 07h30 | 0.66 | 2.2
08h30 | 0.97 | 3.12 | 08h30 | 1.01 | 3.19 | 08h30 | 0.97 | 3.11 | 08h30 | 0.93 | 3 | 08h30 | 0.97 | 3.09 | 08h30 | 0.92 | 2.98 | 08h30 | 0.81 | 2.81 | 08h30 | 0.86 | 2.92 | 08h30 | 0.8 | 2.79 | 08h30 | 0.64 | 2.49 | 08h30 | 0.74 | 2.66 | 08h30 | 0.63 | 2.46 | 08h30 | 0.95 | 3.13 | 08h30 | 0.98 | 3.2 | 08h30 | 0.94 | 3.12 | 08h30 | 0.88 | 2.83 |  | 08h30 | 0.91 | 2.9 |  | 08h30 | 0.87 | 2.82 |  | 08h30 | 0.83 | 2.71 |  | 08h30 | 0.87 | 2.81 |  | 08h30 | 0.82 | 2.7 |  | 08h30 | 0.71 | 2.51 |  | 08h30 | 0.76 | 2.63 |  | 08h30 | 0.7 | 2.5 |  | 08h30 | 0.54 | 2.2 |  | 08h30 | 0.63 | 2.36 |  | 08h30 | 0.53 | 2.17 |  | 08h30 | 0.85 | 2.84 |  | 08h30 | 0.88 | 2.92 |  | 08h30 | 0.85 | 2.83
09h30 | 0.31 | 0.92 | 09h30 | 0.48 | 1.58 | 09h30 | 1.11 | 3.36 | 09h30 | 0.3 | 0.88 | 09h30 | 0.46 | 1.52 | 09h30 | 1.07 | 3.26 | 09h30 | 0.3 | 0.91 | 09h30 | 0.41 | 1.42 | 09h30 | 0.99 | 3.12 | 09h30 | 0.3 | 0.86 | 09h30 | 0.36 | 1.3 | 09h30 | 0.93 | 2.91 | 09h30 | 0.32 | 0.92 | 09h30 | 0.43 | 1.57 | 09h30 | 1.08 | 3.37 | 09h30 | 0.29 | 0.87 |  | 09h30 | 0.43 | 1.41 |  | 09h30 | 1.01 | 3.07 |  | 09h30 | 0.28 | 0.83 |  | 09h30 | 0.41 | 1.36 |  | 09h30 | 0.97 | 2.97 |  | 09h30 | 0.29 | 0.86 |  | 09h30 | 0.35 | 1.25 |  | 09h30 | 0.9 | 2.83 |  | 09h30 | 0.28 | 0.81 |  | 09h30 | 0.3 | 1.11 |  | 09h30 | 0.83 | 2.62 |  | 09h30 | 0.3 | 0.86 |  | 09h30 | 0.39 | 1.4 |  | 09h30 | 0.99 | 3.08
10h30 | 0 | 0 | 10h30 | 0 | 0 | 10h30 | 1.08 | 3.18 | 10h30 | 0 | 0 | 10h30 | 0 | 0 | 10h30 | 1.04 | 3.08 | 10h30 | 0 | 0 | 10h30 | 0 | 0 | 10h30 | 0.97 | 2.96 | 10h30 | 0 | 0 | 10h30 | 0 | 0 | 10h30 | 0.9 | 2.76 | 10h30 | 0 | 0 | 10h30 | 0 | 0 | 10h30 | 1.04 | 3.19 | 10h30 | 0 | 0 |  | 10h30 | 0 | 0 |  | 10h30 | 0.98 | 2.89 |  | 10h30 | 0 | 0 |  | 10h30 | 0 | 0 |  | 10h30 | 0.95 | 2.79 |  | 10h30 | 0 | 0 |  | 10h30 | 0 | 0 |  | 10h30 | 0.87 | 2.66 |  | 10h30 | 0 | 0 |  | 10h30 | 0 | 0 |  | 10h30 | 0.8 | 2.47 |  | 10h30 | 0 | 0 |  | 10h30 | 0 | 0 |  | 10h30 | 0.95 | 2.9
11h30 | 0 | 0 | 11h30 | 0 | 0 | 11h30 | 0.95 | 2.83 | 11h30 | 0 | 0 | 11h30 | 0 | 0 | 11h30 | 0.91 | 2.73 | 11h30 | 0 | 0 | 11h30 | 0 | 0 | 11h30 | 0.84 | 2.61 | 11h30 | 0 | 0 | 11h30 | 0 | 0 | 11h30 | 0.77 | 2.43 | 11h30 | 0 | 0 | 11h30 | 0 | 0 | 11h30 | 0.9 | 2.84 | 11h30 | 0 | 0 |  | 11h30 | 0 | 0 |  | 11h30 | 0.85 | 2.55 |  | 11h30 | 0 | 0 |  | 11h30 | 0 | 0 |  | 11h30 | 0.82 | 2.45 |  | 11h30 | 0 | 0 |  | 11h30 | 0 | 0 |  | 11h30 | 0.74 | 2.33 |  | 11h30 | 0 | 0 |  | 11h30 | 0 | 0 |  | 11h30 | 0.68 | 2.14 |  | 11h30 | 0 | 0 |  | 11h30 | 0 | 0 |  | 11h30 | 0.81 | 2.56
12h30 | 0 | 0 | 12h30 | 0 | 0 | 12h30 | 0.85 | 2.56 | 12h30 | 0 | 0 | 12h30 | 0 | 0 | 12h30 | 0.81 | 2.45 | 12h30 | 0 | 0 | 12h30 | 0 | 0 | 12h30 | 0.73 | 2.33 | 12h30 | 0 | 0 | 12h30 | 0 | 0 | 12h30 | 0.67 | 2.16 | 12h30 | 0 | 0 | 12h30 | 0 | 0 | 12h30 | 0.8 | 2.56 | 12h30 | 0 | 0 |  | 12h30 | 0 | 0 |  | 12h30 | 0.76 | 2.3 |  | 12h30 | 0 | 0 |  | 12h30 | 0 | 0 |  | 12h30 | 0.72 | 2.19 |  | 12h30 | 0 | 0 |  | 12h30 | 0 | 0 |  | 12h30 | 0.65 | 2.07 |  | 12h30 | 0 | 0 |  | 12h30 | 0 | 0 |  | 12h30 | 0.58 | 1.89 |  | 12h30 | 0 | 0 |  | 12h30 | 0 | 0 |  | 12h30 | 0.71 | 2.29
13h30 | 0.69 | 2.07 | 13h30 | 0 | 0 | 13h30 | 0.75 | 2.33 | 13h30 | 0.67 | 2.02 | 13h30 | 0 | 0 | 13h30 | 0.71 | 2.22 | 13h30 | 0.64 | 1.96 | 13h30 | 0 | 0 | 13h30 | 0.64 | 2.1 | 13h30 | 0.6 | 1.87 | 13h30 | 0 | 0 | 13h30 | 0.58 | 1.93 | 13h30 | 0.66 | 2.07 | 13h30 | 0 | 0 | 13h30 | 0.69 | 2.33 | 13h30 | 0.61 | 1.85 |  | 13h30 | 0 | 0 |  | 13h30 | 0.67 | 2.08 |  | 13h30 | 0.59 | 1.8 |  | 13h30 | 0 | 0 |  | 13h30 | 0.63 | 1.97 |  | 13h30 | 0.55 | 1.73 |  | 13h30 | 0 | 0 |  | 13h30 | 0.56 | 1.85 |  | 13h30 | 0.52 | 1.64 |  | 13h30 | 0 | 0 |  | 13h30 | 0.49 | 1.68 |  | 13h30 | 0.57 | 1.84 |  | 13h30 | 0 | 0 |  | 13h30 | 0.6 | 2.08
14h30 | 1.21 | 3.47 | 14h30 | 0 | 0 | 14h30 | 0.66 | 2.14 | 14h30 | 1.15 | 3.32 | 14h30 | 0 | 0 | 14h30 | 0.62 | 2.03 | 14h30 | 1.06 | 3.2 | 14h30 | 0 | 0 | 14h30 | 0.55 | 1.9 | 14h30 | 0.97 | 2.97 | 14h30 | 0 | 0 | 14h30 | 0.49 | 1.74 | 14h30 | 1.01 | 3.44 | 14h30 | 0 | 0 | 14h30 | 0.51 | 2.13 | 14h30 | 1.08 | 3.13 |  | 14h30 | 0 | 0 |  | 14h30 | 0.58 | 1.9 |  | 14h30 | 1.02 | 2.98 |  | 14h30 | 0 | 0 |  | 14h30 | 0.54 | 1.79 |  | 14h30 | 0.93 | 2.85 |  | 14h30 | 0 | 0 |  | 14h30 | 0.47 | 1.66 |  | 14h30 | 0.84 | 2.61 |  | 14h30 | 0 | 0 |  | 14h30 | 0.41 | 1.5 |  | 14h30 | 0.89 | 3.1 |  | 14h30 | 0 | 0 |  | 14h30 | 0.44 | 1.89
15h30 | 1.18 | 3.44 | 15h30 | 0 | 0 | 15h30 | 0.59 | 1.95 | 15h30 | 1.1 | 3.22 | 15h30 | 0 | 0 | 15h30 | 0.55 | 1.84 | 15h30 | 1 | 3.09 | 15h30 | 0 | 0 | 15h30 | 0.48 | 1.71 | 15h30 | 0.88 | 2.8 | 15h30 | 0 | 0 | 15h30 | 0.42 | 1.56 | 15h30 | 0.78 | 3.38 | 15h30 | 0 | 0 | 15h30 | 0.28 | 1.93 | 15h30 | 1.09 | 3.16 |  | 15h30 | 0 | 0 |  | 15h30 | 0.52 | 1.73 |  | 15h30 | 1 | 2.94 |  | 15h30 | 0 | 0 |  | 15h30 | 0.48 | 1.62 |  | 15h30 | 0.89 | 2.8 |  | 15h30 | 0 | 0 |  | 15h30 | 0.41 | 1.49 |  | 15h30 | 0.78 | 2.5 |  | 15h30 | 0 | 0 |  | 15h30 | 0.35 | 1.34 |  | 15h30 | 0.68 | 3.1 |  | 15h30 | 0 | 0 |  | 15h30 | 0.21 | 1.71
16h30 | 0.9 | 2.71 | 16h30 | 0 | 0 | 16h30 | 0.58 | 1.89 | 16h30 | 0.84 | 2.56 | 16h30 | 0 | 0 | 16h30 | 0.54 | 1.78 | 16h30 | 0.76 | 2.45 | 16h30 | 0 | 0 | 16h30 | 0.47 | 1.65 | 16h30 | 0.68 | 2.23 | 16h30 | 0 | 0 | 16h30 | 0.41 | 1.49 | 16h30 | 0.52 | 2.66 | 16h30 | 0 | 0 | 16h30 | 0.28 | 1.86 | 16h30 | 0.82 | 2.47 |  | 16h30 | 0 | 0 |  | 16h30 | 0.51 | 1.68 |  | 16h30 | 0.76 | 2.31 |  | 16h30 | 0 | 0 |  | 16h30 | 0.47 | 1.57 |  | 16h30 | 0.68 | 2.2 |  | 16h30 | 0 | 0 |  | 16h30 | 0.4 | 1.44 |  | 16h30 | 0.59 | 1.97 |  | 16h30 | 0 | 0 |  | 16h30 | 0.34 | 1.28 |  | 16h30 | 0.43 | 2.42 |  | 16h30 | 0 | 0 |  | 16h30 | 0.21 | 1.65
17h30 | 0.83 | 2.55 | 17h30 | 0 | 0 | 17h30 | 0.64 | 2.05 | 17h30 | 0.79 | 2.44 | 17h30 | 0 | 0 | 17h30 | 0.6 | 1.95 | 17h30 | 0.71 | 2.31 | 17h30 | 0 | 0 | 17h30 | 0.52 | 1.79 | 17h30 | 0.63 | 2.11 | 17h30 | 0 | 0 | 17h30 | 0.46 | 1.63 | 17h30 | 0.6 | 2.51 | 17h30 | 0 | 0 | 17h30 | 0.44 | 2.01 | 17h30 | 0.75 | 2.31 |  | 17h30 | 0 | 0 |  | 17h30 | 0.57 | 1.83 |  | 17h30 | 0.7 | 2.19 |  | 17h30 | 0 | 0 |  | 17h30 | 0.53 | 1.73 |  | 17h30 | 0.63 | 2.06 |  | 17h30 | 0 | 0 |  | 17h30 | 0.45 | 1.57 |  | 17h30 | 0.55 | 1.86 |  | 17h30 | 0 | 0 |  | 17h30 | 0.38 | 1.4 |  | 17h30 | 0.52 | 2.27 |  | 17h30 | 0 | 0 |  | 17h30 | 0.36 | 1.79
18h30 | 0.85 | 2.62 | 18h30 | 0.83 | 2.43 | 18h30 | 0.73 | 2.29 | 18h30 | 0.81 | 2.53 | 18h30 | 0.82 | 2.39 | 18h30 | 0.69 | 2.21 | 18h30 | 0.73 | 2.38 | 18h30 | 0.77 | 2.33 | 18h30 | 0.6 | 2.02 | 18h30 | 0.66 | 2.19 | 18h30 | 0.73 | 2.22 | 18h30 | 0.53 | 1.85 | 18h30 | 0.72 | 2.59 | 18h30 | 0.78 | 2.4 | 18h30 | 0.59 | 2.26 | 18h30 | 0.76 | 2.36 |  | 18h30 | 0.75 | 2.21 |  | 18h30 | 0.64 | 2.04 |  | 18h30 | 0.73 | 2.27 |  | 18h30 | 0.73 | 2.16 |  | 18h30 | 0.61 | 1.95 |  | 18h30 | 0.64 | 2.11 |  | 18h30 | 0.68 | 2.09 |  | 18h30 | 0.52 | 1.77 |  | 18h30 | 0.57 | 1.92 |  | 18h30 | 0.63 | 1.97 |  | 18h30 | 0.45 | 1.6 |  | 18h30 | 0.63 | 2.32 |  | 18h30 | 0.7 | 2.17 |  | 18h30 | 0.5 | 2.01
19h30 | 0.68 | 2.4 | 19h30 | 1.37 | 4.06 | 19h30 | 0.59 | 2.17 | 19h30 | 0.64 | 2.33 | 19h30 | 1.3 | 3.92 | 19h30 | 0.56 | 2.1 | 19h30 | 0.56 | 2.15 | 19h30 | 1.21 | 3.78 | 19h30 | 0.46 | 1.89 | 19h30 | 0.48 | 1.96 | 19h30 | 1.08 | 3.5 | 19h30 | 0.39 | 1.71 | 19h30 | 0.6 | 2.39 | 19h30 | 1.18 | 3.96 | 19h30 | 0.49 | 2.15 | 19h30 | 0.58 | 2.13 |  | 19h30 | 1.23 | 3.68 |  | 19h30 | 0.5 | 1.91 |  | 19h30 | 0.55 | 2.05 |  | 19h30 | 1.16 | 3.53 |  | 19h30 | 0.47 | 1.83 |  | 19h30 | 0.46 | 1.87 |  | 19h30 | 1.06 | 3.38 |  | 19h30 | 0.37 | 1.63 |  | 19h30 | 0.39 | 1.68 |  | 19h30 | 0.93 | 3.09 |  | 19h30 | 0.3 | 1.45 |  | 19h30 | 0.51 | 2.11 |  | 19h30 | 1.04 | 3.58 |  | 19h30 | 0.4 | 1.89
20h30 | 0.46 | 2.12 | 20h30 | 1.21 | 4.01 | 20h30 | 0.41 | 1.97 | 20h30 | 0.43 | 2.06 | 20h30 | 1.13 | 3.81 | 20h30 | 0.39 | 1.9 | 20h30 | 0.34 | 1.86 | 20h30 | 1.02 | 3.65 | 20h30 | 0.31 | 1.69 | 20h30 | 0.29 | 1.68 | 20h30 | 0.87 | 3.29 | 20h30 | 0.25 | 1.5 | 20h30 | 0.41 | 2.13 | 20h30 | 0.96 | 3.9 | 20h30 | 0.34 | 1.96 | 20h30 | 0.37 | 1.85 |  | 20h30 | 1.09 | 3.67 |  | 20h30 | 0.35 | 1.7 |  | 20h30 | 0.34 | 1.79 |  | 20h30 | 1 | 3.47 |  | 20h30 | 0.32 | 1.63 |  | 20h30 | 0.28 | 1.59 |  | 20h30 | 0.89 | 3.3 |  | 20h30 | 0.23 | 1.42 |  | 20h30 | 0.23 | 1.4 |  | 20h30 | 0.73 | 2.93 |  | 20h30 | 0.17 | 1.23 |  | 20h30 | 0.33 | 1.85 |  | 20h30 | 0.83 | 3.56 |  | 20h30 | 0.26 | 1.7
21h30 | 0.44 | 2.15 | 21h30 | 0.83 | 3.15 | 21h30 | 0.4 | 2.03 | 21h30 | 0.41 | 2.09 | 21h30 | 0.78 | 3.04 | 21h30 | 0.38 | 1.97 | 21h30 | 0.32 | 1.88 | 21h30 | 0.7 | 2.89 | 21h30 | 0.29 | 1.75 | 21h30 | 0.26 | 1.69 | 21h30 | 0.59 | 2.63 | 21h30 | 0.22 | 1.56 | 21h30 | 0.4 | 2.16 | 21h30 | 0.7 | 3.11 | 21h30 | 0.35 | 2.04 | 21h30 | 0.34 | 1.87 |  | 21h30 | 0.72 | 2.84 |  | 21h30 | 0.32 | 1.76 |  | 21h30 | 0.32 | 1.81 |  | 21h30 | 0.67 | 2.73 |  | 21h30 | 0.3 | 1.7 |  | 21h30 | 0.24 | 1.6 |  | 21h30 | 0.58 | 2.57 |  | 21h30 | 0.2 | 1.47 |  | 21h30 | 0.18 | 1.4 |  | 21h30 | 0.48 | 2.3 |  | 21h30 | 0.14 | 1.28 |  | 21h30 | 0.31 | 1.88 |  | 21h30 | 0.59 | 2.8 |  | 21h30 | 0.27 | 1.76
22h30 | 0.44 | 2.15 | 22h30 | 0.66 | 2.74 | 22h30 | 0.4 | 2.06 | 22h30 | 0.41 | 2.1 | 22h30 | 0.62 | 2.67 | 22h30 | 0.38 | 2.01 | 22h30 | 0.32 | 1.87 | 22h30 | 0.54 | 2.51 | 22h30 | 0.29 | 1.78 | 22h30 | 0.26 | 1.68 | 22h30 | 0.46 | 2.28 | 22h30 | 0.22 | 1.59 | 22h30 | 0.41 | 2.16 | 22h30 | 0.59 | 2.73 | 22h30 | 0.37 | 2.08 | 22h30 | 0.34 | 1.87 |  | 22h30 | 0.56 | 2.44 |  | 22h30 | 0.32 | 1.79 |  | 22h30 | 0.32 | 1.82 |  | 22h30 | 0.52 | 2.37 |  | 22h30 | 0.3 | 1.73 |  | 22h30 | 0.24 | 1.59 |  | 22h30 | 0.44 | 2.2 |  | 22h30 | 0.2 | 1.5 |  | 22h30 | 0.18 | 1.4 |  | 22h30 | 0.35 | 1.97 |  | 22h30 | 0.14 | 1.31 |  | 22h30 | 0.32 | 1.88 |  | 22h30 | 0.49 | 2.43 |  | 22h30 | 0.28 | 1.8
23h30 | 0.44 | 2.15 | 23h30 | 0.58 | 2.54 | 23h30 | 0.41 | 2.09 | 23h30 | 0.41 | 2.1 | 23h30 | 0.55 | 2.48 | 23h30 | 0.39 | 2.03 | 23h30 | 0.32 | 1.87 | 23h30 | 0.47 | 2.3 | 23h30 | 0.29 | 1.8 | 23h30 | 0.25 | 1.68 | 23h30 | 0.39 | 2.09 | 23h30 | 0.22 | 1.6 | 23h30 | 0.42 | 2.17 | 23h30 | 0.54 | 2.54 | 23h30 | 0.39 | 2.1 | 23h30 | 0.34 | 1.87 |  | 23h30 | 0.48 | 2.24 |  | 23h30 | 0.32 | 1.81 |  | 23h30 | 0.32 | 1.82 |  | 23h30 | 0.45 | 2.18 |  | 23h30 | 0.3 | 1.75 |  | 23h30 | 0.23 | 1.59 |  | 23h30 | 0.37 | 2 |  | 23h30 | 0.2 | 1.52 |  | 23h30 | 0.16 | 1.39 |  | 23h30 | 0.31 | 1.79 |  | 23h30 | 0.12 | 1.32 |  | 23h30 | 0.32 | 1.89 |  | 23h30 | 0.44 | 2.24 |  | 23h30 | 0.29 | 1.82
00h30 | 0.4 | 1.68 | 00h30 | 0.19 | 1.18 | 00h30 | 0.41 | 1.8 | 00h30 | 0.38 | 1.63 | 00h30 | 0.17 | 1.14 | 00h30 | 0.39 | 1.75 | 00h30 | 0.32 | 1.49 | 00h30 | 0.09 | 0.96 | 00h30 | 0.29 | 1.54 | 00h30 | 0.25 | 1.37 | 00h30 | 0.03 | 0.79 | 00h30 | 0.22 | 1.37 | 00h30 | 0.38 | 1.69 | 00h30 | 0.17 | 1.19 | 00h30 | 0.37 | 1.82 | 00h30 | 0.34 | 1.5 |  | 00h30 | 0.11 | 0.93 |  | 00h30 | 0.32 | 1.56 |  | 00h30 | 0.32 | 1.45 |  | 00h30 | 0.09 | 0.89 |  | 00h30 | 0.3 | 1.52 |  | 00h30 | 0.23 | 1.31 |  | 00h30 | 0.01 | 0.71 |  | 00h30 | 0.2 | 1.31 |  | 00h30 | 0.16 | 1.18 |  | 00h30 | 0 | 0.53 |  | 00h30 | 0.12 | 1.15 |  | 00h30 | 0.32 | 1.51 |  | 00h30 | 0.08 | 0.94 |  | 00h30 | 0.28 | 1.58
01h30 | 0.24 | 0.92 | 01h30 | 0.14 | 0.71 | 01h30 | 0.24 | 0.95 | 01h30 | 0.23 | 0.88 | 01h30 | 0.12 | 0.68 | 01h30 | 0.23 | 0.91 | 01h30 | 0.19 | 0.75 | 01h30 | 0.06 | 0.51 | 01h30 | 0.17 | 0.74 | 01h30 | 0.13 | 0.63 | 01h30 | 0.02 | 0.37 | 01h30 | 0.1 | 0.62 | 01h30 | 0.24 | 0.94 | 01h30 | 0.12 | 0.73 | 01h30 | 0.23 | 0.97 | 01h30 | 0.18 | 0.73 |  | 01h30 | 0.08 | 0.51 |  | 01h30 | 0.17 | 0.73 |  | 01h30 | 0.16 | 0.69 |  | 01h30 | 0.06 | 0.48 |  | 01h30 | 0.15 | 0.69 |  | 01h30 | 0.11 | 0.54 |  | 01h30 | 0.01 | 0.34 |  | 01h30 | 0.09 | 0.53 |  | 01h30 | 0.05 | 0.42 |  | 01h30 | 0 | 0.23 |  | 01h30 | 0.02 | 0.39 |  | 01h30 | 0.17 | 0.74 |  | 01h30 | 0.05 | 0.53 |  | 01h30 | 0.16 | 0.76
02h30 | 0.24 | 0.92 | 02h30 | 0.29 | 1 | 02h30 | 0.24 | 0.95 | 02h30 | 0.23 | 0.88 | 02h30 | 0.27 | 0.97 | 02h30 | 0.23 | 0.91 | 02h30 | 0.19 | 0.75 | 02h30 | 0.19 | 0.81 | 02h30 | 0.17 | 0.74 | 02h30 | 0.13 | 0.63 | 02h30 | 0.15 | 0.7 | 02h30 | 0.1 | 0.62 | 02h30 | 0.24 | 0.94 | 02h30 | 0.28 | 1.02 | 02h30 | 0.23 | 0.97 | 02h30 | 0.18 | 0.73 |  | 02h30 | 0.22 | 0.79 |  | 02h30 | 0.17 | 0.73 |  | 02h30 | 0.16 | 0.69 |  | 02h30 | 0.21 | 0.76 |  | 02h30 | 0.15 | 0.69 |  | 02h30 | 0.11 | 0.54 |  | 02h30 | 0.13 | 0.62 |  | 02h30 | 0.09 | 0.53 |  | 02h30 | 0.05 | 0.42 |  | 02h30 | 0.08 | 0.5 |  | 02h30 | 0.02 | 0.39 |  | 02h30 | 0.17 | 0.74 |  | 02h30 | 0.21 | 0.81 |  | 02h30 | 0.16 | 0.76
03h30 | 0.31 | 1.08 | 03h30 | 0.37 | 1.2 | 03h30 | 0.31 | 1.09 | 03h30 | 0.3 | 1.03 | 03h30 | 0.35 | 1.15 | 03h30 | 0.29 | 1.04 | 03h30 | 0.21 | 0.87 | 03h30 | 0.28 | 0.99 | 03h30 | 0.2 | 0.86 | 03h30 | 0.15 | 0.73 | 03h30 | 0.23 | 0.87 | 03h30 | 0.13 | 0.71 | 03h30 | 0.31 | 1.1 | 03h30 | 0.35 | 1.22 | 03h30 | 0.29 | 1.11 | 03h30 | 0.25 | 0.87 |  | 03h30 | 0.3 | 0.99 |  | 03h30 | 0.24 | 0.87 |  | 03h30 | 0.23 | 0.83 |  | 03h30 | 0.28 | 0.94 |  | 03h30 | 0.22 | 0.82 |  | 03h30 | 0.13 | 0.66 |  | 03h30 | 0.21 | 0.77 |  | 03h30 | 0.12 | 0.65 |  | 03h30 | 0.07 | 0.52 |  | 03h30 | 0.14 | 0.65 |  | 03h30 | 0.05 | 0.5 |  | 03h30 | 0.24 | 0.89 |  | 03h30 | 0.28 | 1 |  | 03h30 | 0.22 | 0.89
04h30 | 0.36 | 1.18 | 04h30 | 0.44 | 1.37 | 04h30 | 0.34 | 1.13 | 04h30 | 0.33 | 1.11 | 04h30 | 0.41 | 1.31 | 04h30 | 0.32 | 1.05 | 04h30 | 0.26 | 0.94 | 04h30 | 0.33 | 1.13 | 04h30 | 0.25 | 0.91 | 04h30 | 0.19 | 0.8 | 04h30 | 0.28 | 0.97 | 04h30 | 0.19 | 0.78 | 04h30 | 0.34 | 1.2 | 04h30 | 0.41 | 1.39 | 04h30 | 0.33 | 1.15 | 04h30 | 0.28 | 0.96 |  | 04h30 | 0.37 | 1.16 |  | 04h30 | 0.27 | 0.92 |  | 04h30 | 0.26 | 0.89 |  | 04h30 | 0.34 | 1.1 |  | 04h30 | 0.25 | 0.85 |  | 04h30 | 0.18 | 0.73 |  | 04h30 | 0.26 | 0.91 |  | 04h30 | 0.18 | 0.7 |  | 04h30 | 0.12 | 0.59 |  | 04h30 | 0.2 | 0.74 |  | 04h30 | 0.12 | 0.57 |  | 04h30 | 0.27 | 0.98 |  | 04h30 | 0.34 | 1.18 |  | 04h30 | 0.26 | 0.94
05h30 | 0.41 | 1.3 | 05h30 | 0.48 | 1.47 | 05h30 | 0.39 | 1.25 | 05h30 | 0.37 | 1.21 | 05h30 | 0.45 | 1.4 | 05h30 | 0.35 | 1.15 | 05h30 | 0.29 | 1.04 | 05h30 | 0.36 | 1.23 | 05h30 | 0.28 | 1 | 05h30 | 0.24 | 0.86 | 05h30 | 0.29 | 1.03 | 05h30 | 0.23 | 0.84 | 05h30 | 0.39 | 1.31 | 05h30 | 0.46 | 1.48 | 05h30 | 0.37 | 1.26 | 05h30 | 0.34 | 1.08 |  | 05h30 | 0.42 | 1.27 |  | 05h30 | 0.32 | 1.04 |  | 05h30 | 0.3 | 1 |  | 05h30 | 0.39 | 1.2 |  | 05h30 | 0.29 | 0.95 |  | 05h30 | 0.22 | 0.82 |  | 05h30 | 0.29 | 1.02 |  | 05h30 | 0.22 | 0.8 |  | 05h30 | 0.17 | 0.66 |  | 05h30 | 0.22 | 0.82 |  | 05h30 | 0.16 | 0.64 |  | 05h30 | 0.31 | 1.1 |  | 05h30 | 0.39 | 1.28 |  | 05h30 | 0.3 | 1.06
06h30 | 0.46 | 1.42 | 06h30 | 0.51 | 1.55 | 06h30 | 0.45 | 1.39 | 06h30 | 0.42 | 1.33 | 06h30 | 0.48 | 1.47 | 06h30 | 0.4 | 1.29 | 06h30 | 0.32 | 1.16 | 06h30 | 0.39 | 1.31 | 06h30 | 0.32 | 1.13 | 06h30 | 0.26 | 0.94 | 06h30 | 0.31 | 1.12 | 06h30 | 0.26 | 0.92 | 06h30 | 0.43 | 1.43 | 06h30 | 0.48 | 1.56 | 06h30 | 0.42 | 1.39 | 06h30 | 0.39 | 1.22 |  | 06h30 | 0.44 | 1.35 |  | 06h30 | 0.38 | 1.19 |  | 06h30 | 0.35 | 1.13 |  | 06h30 | 0.41 | 1.27 |  | 06h30 | 0.34 | 1.09 |  | 06h30 | 0.26 | 0.95 |  | 06h30 | 0.32 | 1.11 |  | 06h30 | 0.25 | 0.93 |  | 06h30 | 0.2 | 0.74 |  | 06h30 | 0.24 | 0.91 |  | 06h30 | 0.19 | 0.72 |  | 06h30 | 0.36 | 1.23 |  | 06h30 | 0.42 | 1.36 |  | 06h30 | 0.35 | 1.2
07h30 | 0.82 | 2.63 | 07h30 | 0.87 | 2.74 | 07h30 | 0.81 | 2.6 | 07h30 | 0.77 | 2.52 | 07h30 | 0.83 | 2.64 | 07h30 | 0.75 | 2.47 | 07h30 | 0.65 | 2.32 | 07h30 | 0.73 | 2.47 | 07h30 | 0.63 | 2.29 | 07h30 | 0.46 | 2.01 | 07h30 | 0.61 | 2.22 | 07h30 | 0.45 | 1.96 | 07h30 | 0.78 | 2.65 | 07h30 | 0.83 | 2.75 | 07h30 | 0.77 | 2.61 | 07h30 | 0.74 | 2.38 |  | 07h30 | 0.79 | 2.49 |  | 07h30 | 0.73 | 2.35 |  | 07h30 | 0.69 | 2.26 |  | 07h30 | 0.74 | 2.39 |  | 07h30 | 0.67 | 2.22 |  | 07h30 | 0.56 | 2.06 |  | 07h30 | 0.64 | 2.22 |  | 07h30 | 0.55 | 2.04 |  | 07h30 | 0.37 | 1.75 |  | 07h30 | 0.52 | 1.96 |  | 07h30 | 0.37 | 1.71 |  | 07h30 | 0.7 | 2.39 |  | 07h30 | 0.75 | 2.51 |  | 07h30 | 0.69 | 2.36
08h30 | 1.01 | 3.31 | 08h30 | 1.05 | 3.4 | 08h30 | 1 | 3.29 | 08h30 | 0.96 | 3.19 | 08h30 | 1 | 3.29 | 08h30 | 0.94 | 3.15 | 08h30 | 0.84 | 3 | 08h30 | 0.91 | 3.13 | 08h30 | 0.83 | 2.98 | 08h30 | 0.66 | 2.69 | 08h30 | 0.79 | 2.87 | 08h30 | 0.65 | 2.64 | 08h30 | 0.97 | 3.33 | 08h30 | 1.01 | 3.42 | 08h30 | 0.96 | 3.3 | 08h30 | 0.91 | 3.02 |  | 08h30 | 0.95 | 3.11 |  | 08h30 | 0.91 | 3 |  | 08h30 | 0.86 | 2.89 |  | 08h30 | 0.91 | 3 |  | 08h30 | 0.85 | 2.86 |  | 08h30 | 0.74 | 2.71 |  | 08h30 | 0.81 | 2.84 |  | 08h30 | 0.73 | 2.69 |  | 08h30 | 0.56 | 2.39 |  | 08h30 | 0.68 | 2.56 |  | 08h30 | 0.55 | 2.35 |  | 08h30 | 0.87 | 3.03 |  | 08h30 | 0.92 | 3.13 |  | 08h30 | 0.86 | 3.01
09h30 | 0.28 | 0.9 | 09h30 | 0.54 | 1.82 | 09h30 | 1.08 | 3.44 | 09h30 | 0.27 | 0.87 | 09h30 | 0.51 | 1.74 | 09h30 | 1.04 | 3.32 | 09h30 | 0.27 | 0.88 | 09h30 | 0.45 | 1.65 | 09h30 | 0.96 | 3.19 | 09h30 | 0.28 | 0.83 | 09h30 | 0.39 | 1.51 | 09h30 | 0.9 | 2.96 | 09h30 | 0.27 | 0.9 | 09h30 | 0.49 | 1.81 | 09h30 | 0.93 | 3.45 | 09h30 | 0.26 | 0.86 |  | 09h30 | 0.48 | 1.65 |  | 09h30 | 0.99 | 3.16 |  | 09h30 | 0.25 | 0.82 |  | 09h30 | 0.45 | 1.57 |  | 09h30 | 0.94 | 3.05 |  | 09h30 | 0.27 | 0.83 |  | 09h30 | 0.38 | 1.46 |  | 09h30 | 0.87 | 2.92 |  | 09h30 | 0.27 | 0.79 |  | 09h30 | 0.32 | 1.29 |  | 09h30 | 0.81 | 2.68 |  | 09h30 | 0.26 | 0.86 |  | 09h30 | 0.44 | 1.64 |  | 09h30 | 0.84 | 3.17
10h30 | 0 | 0 | 10h30 | 0 | 0 | 10h30 | 0.99 | 3.14 | 10h30 | 0 | 0 | 10h30 | 0 | 0 | 10h30 | 0.94 | 3.03 | 10h30 | 0 | 0 | 10h30 | 0 | 0 | 10h30 | 0.88 | 2.92 | 10h30 | 0 | 0 | 10h30 | 0 | 0 | 10h30 | 0.81 | 2.7 | 10h30 | 0 | 0 | 10h30 | 0 | 0 | 10h30 | 0.66 | 3.15 | 10h30 | 0 | 0 |  | 10h30 | 0 | 0 |  | 10h30 | 0.9 | 2.88 |  | 10h30 | 0 | 0 |  | 10h30 | 0 | 0 |  | 10h30 | 0.85 | 2.77 |  | 10h30 | 0 | 0 |  | 10h30 | 0 | 0 |  | 10h30 | 0.79 | 2.65 |  | 10h30 | 0 | 0 |  | 10h30 | 0 | 0 |  | 10h30 | 0.72 | 2.44 |  | 10h30 | 0 | 0 |  | 10h30 | 0 | 0 |  | 10h30 | 0.57 | 2.88
11h30 | 0 | 0 | 11h30 | 0 | 0 | 11h30 | 0.8 | 2.72 | 11h30 | 0 | 0 | 11h30 | 0 | 0 | 11h30 | 0.76 | 2.61 | 11h30 | 0 | 0 | 11h30 | 0 | 0 | 11h30 | 0.7 | 2.5 | 11h30 | 0 | 0 | 11h30 | 0 | 0 | 11h30 | 0.64 | 2.3 | 11h30 | 0 | 0 | 11h30 | 0 | 0 | 11h30 | 0.23 | 2.71 | 11h30 | 0 | 0 |  | 11h30 | 0 | 0 |  | 11h30 | 0.72 | 2.47 |  | 11h30 | 0 | 0 |  | 11h30 | 0 | 0 |  | 11h30 | 0.68 | 2.36 |  | 11h30 | 0 | 0 |  | 11h30 | 0 | 0 |  | 11h30 | 0.61 | 2.24 |  | 11h30 | 0 | 0 |  | 11h30 | 0 | 0 |  | 11h30 | 0.55 | 2.05 |  | 11h30 | 0 | 0 |  | 11h30 | 0 | 0 |  | 11h30 | 0.15 | 2.45
12h30 | 0 | 0 | 12h30 | 0 | 0 | 12h30 | 0.69 | 2.4 | 12h30 | 0 | 0 | 12h30 | 0 | 0 | 12h30 | 0.64 | 2.29 | 12h30 | 0 | 0 | 12h30 | 0 | 0 | 12h30 | 0.58 | 2.17 | 12h30 | 0 | 0 | 12h30 | 0 | 0 | 12h30 | 0.52 | 1.98 | 12h30 | 0 | 0 | 12h30 | 0 | 0 | 12h30 | 0.23 | 2.35 | 12h30 | 0 | 0 |  | 12h30 | 0 | 0 |  | 12h30 | 0.61 | 2.17 |  | 12h30 | 0 | 0 |  | 12h30 | 0 | 0 |  | 12h30 | 0.57 | 2.06 |  | 12h30 | 0 | 0 |  | 12h30 | 0 | 0 |  | 12h30 | 0.5 | 1.94 |  | 12h30 | 0 | 0 |  | 12h30 | 0 | 0 |  | 12h30 | 0.44 | 1.75 |  | 12h30 | 0 | 0 |  | 12h30 | 0 | 0 |  | 12h30 | 0.15 | 2.12
13h30 | 0.55 | 1.82 | 13h30 | 0 | 0 | 13h30 | 0.6 | 2.14 | 13h30 | 0.53 | 1.77 | 13h30 | 0 | 0 | 13h30 | 0.56 | 2.03 | 13h30 | 0.5 | 1.72 | 13h30 | 0 | 0 | 13h30 | 0.49 | 1.91 | 13h30 | 0.47 | 1.63 | 13h30 | 0 | 0 | 13h30 | 0.44 | 1.74 | 13h30 | 0.13 | 1.74 | 13h30 | 0 | 0 | 13h30 | 0.07 | 2.06 | 13h30 | 0.46 | 1.62 |  | 13h30 | 0 | 0 |  | 13h30 | 0.53 | 1.93 |  | 13h30 | 0.45 | 1.59 |  | 13h30 | 0 | 0 |  | 13h30 | 0.49 | 1.82 |  | 13h30 | 0.42 | 1.52 |  | 13h30 | 0 | 0 |  | 13h30 | 0.42 | 1.69 |  | 13h30 | 0.4 | 1.44 |  | 13h30 | 0 | 0 |  | 13h30 | 0.36 | 1.52 |  | 13h30 | 0.07 | 1.53 |  | 13h30 | 0 | 0 |  | 13h30 | 0 | 1.84
14h30 | 1 | 3.2 | 14h30 | 0 | 0 | 14h30 | 0.54 | 2.01 | 14h30 | 0.94 | 3.05 | 14h30 | 0 | 0 | 14h30 | 0.51 | 1.91 | 14h30 | 0.87 | 2.93 | 14h30 | 0 | 0 | 14h30 | 0.44 | 1.78 | 14h30 | 0.78 | 2.7 | 14h30 | 0 | 0 | 14h30 | 0.38 | 1.61 | 14h30 | 0.25 | 3 | 14h30 | 0 | 0 | 14h30 | 0.07 | 1.9 | 14h30 | 0.87 | 2.89 |  | 14h30 | 0 | 0 |  | 14h30 | 0.47 | 1.79 |  | 14h30 | 0.82 | 2.74 |  | 14h30 | 0 | 0 |  | 14h30 | 0.43 | 1.69 |  | 14h30 | 0.75 | 2.62 |  | 14h30 | 0 | 0 |  | 14h30 | 0.37 | 1.56 |  | 14h30 | 0.67 | 2.38 |  | 14h30 | 0 | 0 |  | 14h30 | 0.31 | 1.39 |  | 14h30 | 0.15 | 2.68 |  | 14h30 | 0 | 0 |  | 14h30 | 0 | 1.68
15h30 | 1.05 | 3.38 | 15h30 | 0 | 0 | 15h30 | 0.52 | 1.98 | 15h30 | 0.97 | 3.17 | 15h30 | 0 | 0 | 15h30 | 0.48 | 1.88 | 15h30 | 0.87 | 3.04 | 15h30 | 0 | 0 | 15h30 | 0.42 | 1.74 | 15h30 | 0.76 | 2.74 | 15h30 | 0 | 0 | 15h30 | 0.36 | 1.58 | 15h30 | 0.3 | 3.15 | 15h30 | 0 | 0 | 15h30 | 0.13 | 1.86 | 15h30 | 0.96 | 3.11 |  | 15h30 | 0 | 0 |  | 15h30 | 0.44 | 1.75 |  | 15h30 | 0.87 | 2.9 |  | 15h30 | 0 | 0 |  | 15h30 | 0.41 | 1.65 |  | 15h30 | 0.77 | 2.75 |  | 15h30 | 0 | 0 |  | 15h30 | 0.34 | 1.51 |  | 15h30 | 0.65 | 2.45 |  | 15h30 | 0 | 0 |  | 15h30 | 0.29 | 1.35 |  | 15h30 | 0.2 | 2.88 |  | 15h30 | 0 | 0 |  | 15h30 | 0.05 | 1.64
16h30 | 0.82 | 2.77 | 16h30 | 0 | 0 | 16h30 | 0.53 | 2 | 16h30 | 0.77 | 2.63 | 16h30 | 0 | 0 | 16h30 | 0.5 | 1.9 | 16h30 | 0.7 | 2.51 | 16h30 | 0 | 0 | 16h30 | 0.43 | 1.75 | 16h30 | 0.61 | 2.28 | 16h30 | 0 | 0 | 16h30 | 0.37 | 1.59 | 16h30 | 0.3 | 2.63 | 16h30 | 0 | 0 | 16h30 | 0.15 | 1.9 | 16h30 | 0.74 | 2.52 |  | 16h30 | 0 | 0 |  | 16h30 | 0.46 | 1.77 |  | 16h30 | 0.68 | 2.38 |  | 16h30 | 0 | 0 |  | 16h30 | 0.42 | 1.68 |  | 16h30 | 0.61 | 2.25 |  | 16h30 | 0 | 0 |  | 16h30 | 0.35 | 1.53 |  | 16h30 | 0.52 | 2.02 |  | 16h30 | 0 | 0 |  | 16h30 | 0.3 | 1.36 |  | 16h30 | 0.2 | 2.37 |  | 16h30 | 0 | 0 |  | 16h30 | 0.08 | 1.67
17h30 | 0.79 | 2.63 | 17h30 | 0 | 0 | 17h30 | 0.61 | 2.16 | 17h30 | 0.75 | 2.53 | 17h30 | 0 | 0 | 17h30 | 0.58 | 2.08 | 17h30 | 0.68 | 2.4 | 17h30 | 0 | 0 | 17h30 | 0.5 | 1.9 | 17h30 | 0.6 | 2.19 | 17h30 | 0 | 0 | 17h30 | 0.44 | 1.73 | 17h30 | 0.39 | 2.54 | 17h30 | 0 | 0 | 17h30 | 0.27 | 2.08 | 17h30 | 0.71 | 2.38 |  | 17h30 | 0 | 0 |  | 17h30 | 0.53 | 1.92 |  | 17h30 | 0.67 | 2.28 |  | 17h30 | 0 | 0 |  | 17h30 | 0.5 | 1.84 |  | 17h30 | 0.59 | 2.14 |  | 17h30 | 0 | 0 |  | 17h30 | 0.42 | 1.67 |  | 17h30 | 0.51 | 1.93 |  | 17h30 | 0 | 0 |  | 17h30 | 0.36 | 1.49 |  | 17h30 | 0.3 | 2.29 |  | 17h30 | 0 | 0 |  | 17h30 | 0.19 | 1.84
18h30 | 0.81 | 2.66 | 18h30 | 0.8 | 2.4 | 18h30 | 0.69 | 2.34 | 18h30 | 0.78 | 2.58 | 18h30 | 0.78 | 2.37 | 18h30 | 0.66 | 2.27 | 18h30 | 0.7 | 2.42 | 18h30 | 0.74 | 2.3 | 18h30 | 0.57 | 2.08 | 18h30 | 0.63 | 2.23 | 18h30 | 0.69 | 2.19 | 18h30 | 0.51 | 1.9 | 18h30 | 0.56 | 2.59 | 18h30 | 0.57 | 2.31 | 18h30 | 0.44 | 2.29 | 18h30 | 0.72 | 2.39 |  | 18h30 | 0.71 | 2.17 |  | 18h30 | 0.6 | 2.09 |  | 18h30 | 0.69 | 2.31 |  | 18h30 | 0.69 | 2.14 |  | 18h30 | 0.58 | 2.02 |  | 18h30 | 0.61 | 2.15 |  | 18h30 | 0.65 | 2.06 |  | 18h30 | 0.49 | 1.83 |  | 18h30 | 0.53 | 1.95 |  | 18h30 | 0.59 | 1.95 |  | 18h30 | 0.42 | 1.65 |  | 18h30 | 0.46 | 2.32 |  | 18h30 | 0.46 | 2.07 |  | 18h30 | 0.36 | 2.03
19h30 | 0.61 | 2.37 | 19h30 | 1.25 | 3.92 | 19h30 | 0.53 | 2.16 | 19h30 | 0.59 | 2.31 | 19h30 | 1.2 | 3.8 | 19h30 | 0.51 | 2.1 | 19h30 | 0.51 | 2.13 | 19h30 | 1.1 | 3.66 | 19h30 | 0.42 | 1.89 | 19h30 | 0.44 | 1.94 | 19h30 | 0.98 | 3.39 | 19h30 | 0.35 | 1.71 | 19h30 | 0.47 | 2.33 | 19h30 | 0.8 | 3.68 | 19h30 | 0.37 | 2.12 | 19h30 | 0.53 | 2.11 |  | 19h30 | 1.11 | 3.55 |  | 19h30 | 0.44 | 1.9 |  | 19h30 | 0.5 | 2.05 |  | 19h30 | 1.05 | 3.43 |  | 19h30 | 0.42 | 1.84 |  | 19h30 | 0.42 | 1.86 |  | 19h30 | 0.95 | 3.27 |  | 19h30 | 0.33 | 1.63 |  | 19h30 | 0.34 | 1.67 |  | 19h30 | 0.83 | 2.99 |  | 19h30 | 0.26 | 1.45 |  | 19h30 | 0.38 | 2.06 |  | 19h30 | 0.64 | 3.3 |  | 19h30 | 0.28 | 1.86
20h30 | 0.41 | 2.11 | 20h30 | 1.07 | 3.83 | 20h30 | 0.43 | 1.96 | 20h30 | 0.39 | 2.07 | 20h30 | 1 | 3.68 | 20h30 | 0.41 | 1.91 | 20h30 | 0.3 | 1.86 | 20h30 | 0.9 | 3.5 | 20h30 | 0.31 | 1.69 | 20h30 | 0.24 | 1.68 | 20h30 | 0.76 | 3.17 | 20h30 | 0.24 | 1.51 | 20h30 | 0.32 | 2.09 | 20h30 | 0.65 | 3.56 | 20h30 | 0.25 | 1.94 | 20h30 | 0.32 | 1.84 |  | 20h30 | 0.95 | 3.51 |  | 20h30 | 0.35 | 1.69 |  | 20h30 | 0.3 | 1.79 |  | 20h30 | 0.88 | 3.34 |  | 20h30 | 0.32 | 1.64 |  | 20h30 | 0.23 | 1.59 |  | 20h30 | 0.77 | 3.16 |  | 20h30 | 0.23 | 1.43 |  | 20h30 | 0.19 | 1.4 |  | 20h30 | 0.63 | 2.81 |  | 20h30 | 0.16 | 1.24 |  | 20h30 | 0.23 | 1.82 |  | 20h30 | 0.52 | 3.23 |  | 20h30 | 0.16 | 1.67
21h30 | 0.41 | 2.14 | 21h30 | 0.76 | 3.06 | 21h30 | 0.42 | 2.03 | 21h30 | 0.39 | 2.1 | 21h30 | 0.72 | 2.98 | 21h30 | 0.39 | 1.98 | 21h30 | 0.3 | 1.88 | 21h30 | 0.64 | 2.81 | 21h30 | 0.3 | 1.76 | 21h30 | 0.24 | 1.7 | 21h30 | 0.54 | 2.57 | 21h30 | 0.23 | 1.58 | 21h30 | 0.36 | 2.13 | 21h30 | 0.55 | 2.93 | 21h30 | 0.31 | 2.03 | 21h30 | 0.32 | 1.86 |  | 21h30 | 0.65 | 2.75 |  | 21h30 | 0.33 | 1.75 |  | 21h30 | 0.3 | 1.82 |  | 21h30 | 0.61 | 2.66 |  | 21h30 | 0.3 | 1.71 |  | 21h30 | 0.22 | 1.6 |  | 21h30 | 0.52 | 2.49 |  | 21h30 | 0.2 | 1.48 |  | 21h30 | 0.16 | 1.41 |  | 21h30 | 0.42 | 2.24 |  | 21h30 | 0.13 | 1.3 |  | 21h30 | 0.26 | 1.85 |  | 21h30 | 0.43 | 2.61 |  | 21h30 | 0.21 | 1.75
22h30 | 0.43 | 2.16 | 22h30 | 0.63 | 2.71 | 22h30 | 0.42 | 2.08 | 22h30 | 0.41 | 2.13 | 22h30 | 0.6 | 2.66 | 22h30 | 0.39 | 2.04 | 22h30 | 0.31 | 1.9 | 22h30 | 0.52 | 2.48 | 22h30 | 0.3 | 1.81 | 22h30 | 0.24 | 1.72 | 22h30 | 0.43 | 2.28 | 22h30 | 0.23 | 1.62 | 22h30 | 0.39 | 2.18 | 22h30 | 0.51 | 2.65 | 22h30 | 0.36 | 2.1 | 22h30 | 0.33 | 1.88 |  | 22h30 | 0.52 | 2.41 |  | 22h30 | 0.33 | 1.8 |  | 22h30 | 0.31 | 1.85 |  | 22h30 | 0.5 | 2.36 |  | 22h30 | 0.3 | 1.76 |  | 22h30 | 0.22 | 1.61 |  | 22h30 | 0.41 | 2.18 |  | 22h30 | 0.2 | 1.53 |  | 22h30 | 0.16 | 1.43 |  | 22h30 | 0.33 | 1.96 |  | 22h30 | 0.13 | 1.34 |  | 22h30 | 0.3 | 1.89 |  | 22h30 | 0.4 | 2.34 |  | 22h30 | 0.26 | 1.81
23h30 | 0.42 | 2.2 | 23h30 | 0.55 | 2.55 | 23h30 | 0.4 | 2.14 | 23h30 | 0.41 | 2.17 | 23h30 | 0.53 | 2.52 | 23h30 | 0.38 | 2.1 | 23h30 | 0.31 | 1.93 | 23h30 | 0.45 | 2.33 | 23h30 | 0.28 | 1.87 | 23h30 | 0.23 | 1.75 | 23h30 | 0.37 | 2.13 | 23h30 | 0.21 | 1.67 | 23h30 | 0.4 | 2.23 | 23h30 | 0.48 | 2.53 | 23h30 | 0.37 | 2.17 | 23h30 | 0.33 | 1.92 |  | 23h30 | 0.45 | 2.26 |  | 23h30 | 0.31 | 1.86 |  | 23h30 | 0.31 | 1.89 |  | 23h30 | 0.43 | 2.22 |  | 23h30 | 0.29 | 1.82 |  | 23h30 | 0.21 | 1.65 |  | 23h30 | 0.35 | 2.03 |  | 23h30 | 0.19 | 1.58 |  | 23h30 | 0.14 | 1.46 |  | 23h30 | 0.3 | 1.82 |  | 23h30 | 0.12 | 1.39 |  | 23h30 | 0.3 | 1.94 |  | 23h30 | 0.38 | 2.23 |  | 23h30 | 0.28 | 1.89
00h30 | 0.36 | 1.65 | 00h30 | 0.16 | 1.22 | 00h30 | 0.4 | 1.95 | 00h30 | 0.34 | 1.61 | 00h30 | 0.14 | 1.19 | 00h30 | 0.38 | 1.91 | 00h30 | 0.28 | 1.47 | 00h30 | 0.07 | 1 | 00h30 | 0.28 | 1.69 | 00h30 | 0.23 | 1.35 | 00h30 | 0.01 | 0.84 | 00h30 | 0.21 | 1.52 | 00h30 | 0.23 | 1.64 | 00h30 | 0.12 | 1.22 | 00h30 | 0.25 | 1.98 | 00h30 | 0.3 | 1.48 |  | 00h30 | 0.07 | 0.97 |  | 00h30 | 0.31 | 1.7 |  | 00h30 | 0.28 | 1.44 |  | 00h30 | 0.06 | 0.94 |  | 00h30 | 0.29 | 1.66 |  | 00h30 | 0.21 | 1.29 |  | 00h30 | 0 | 0.75 |  | 00h30 | 0.19 | 1.44 |  | 00h30 | 0.14 | 1.17 |  | 00h30 | 0 | 0.58 |  | 00h30 | 0.12 | 1.27 |  | 00h30 | 0.16 | 1.47 |  | 00h30 | 0.07 | 0.96 |  | 00h30 | 0.16 | 1.73
01h30 | 0.23 | 0.95 | 01h30 | 0.11 | 0.76 | 01h30 | 0.22 | 1.05 | 01h30 | 0.23 | 0.93 | 01h30 | 0.1 | 0.75 | 01h30 | 0.21 | 1.02 | 01h30 | 0.16 | 0.8 | 01h30 | 0.04 | 0.57 | 01h30 | 0.17 | 0.84 | 01h30 | 0.12 | 0.69 | 01h30 | 0 | 0.44 | 01h30 | 0.1 | 0.7 | 01h30 | 0.15 | 0.97 | 01h30 | 0.09 | 0.77 | 01h30 | 0.16 | 1.08 | 01h30 | 0.15 | 0.76 |  | 01h30 | 0.05 | 0.55 |  | 01h30 | 0.14 | 0.82 |  | 01h30 | 0.15 | 0.73 |  | 01h30 | 0.03 | 0.53 |  | 01h30 | 0.13 | 0.79 |  | 01h30 | 0.11 | 0.59 |  | 01h30 | 0 | 0.35 |  | 01h30 | 0.09 | 0.61 |  | 01h30 | 0.04 | 0.47 |  | 01h30 | 0 | 0.24 |  | 01h30 | 0.01 | 0.47 |  | 01h30 | 0.09 | 0.77 |  | 01h30 | 0.04 | 0.56 |  | 01h30 | 0.09 | 0.85
02h30 | 0.23 | 0.95 | 02h30 | 0.29 | 1.07 | 02h30 | 0.22 | 1.05 | 02h30 | 0.23 | 0.93 | 02h30 | 0.28 | 1.05 | 02h30 | 0.21 | 1.02 | 02h30 | 0.16 | 0.8 | 02h30 | 0.2 | 0.89 | 02h30 | 0.17 | 0.84 | 02h30 | 0.12 | 0.69 | 02h30 | 0.15 | 0.78 | 02h30 | 0.1 | 0.7 | 02h30 | 0.22 | 0.97 | 02h30 | 0.27 | 1.09 | 02h30 | 0.21 | 1.08 | 02h30 | 0.15 | 0.76 |  | 02h30 | 0.22 | 0.85 |  | 02h30 | 0.14 | 0.82 |  | 02h30 | 0.15 | 0.73 |  | 02h30 | 0.2 | 0.83 |  | 02h30 | 0.13 | 0.79 |  | 02h30 | 0.11 | 0.59 |  | 02h30 | 0.13 | 0.66 |  | 02h30 | 0.09 | 0.61 |  | 02h30 | 0.04 | 0.47 |  | 02h30 | 0.08 | 0.56 |  | 02h30 | 0.01 | 0.47 |  | 02h30 | 0.14 | 0.77 |  | 02h30 | 0.19 | 0.86 |  | 02h30 | 0.13 | 0.85
03h30 | 0.33 | 1.13 | 03h30 | 0.38 | 1.27 | 03h30 | 0.32 | 1.18 | 03h30 | 0.31 | 1.1 | 03h30 | 0.37 | 1.24 | 03h30 | 0.31 | 1.14 | 03h30 | 0.23 | 0.93 | 03h30 | 0.31 | 1.08 | 03h30 | 0.21 | 0.97 | 03h30 | 0.17 | 0.81 | 03h30 | 0.25 | 0.97 | 03h30 | 0.15 | 0.83 | 03h30 | 0.33 | 1.15 | 03h30 | 0.37 | 1.29 | 03h30 | 0.31 | 1.21 | 03h30 | 0.25 | 0.92 |  | 03h30 | 0.3 | 1.04 |  | 03h30 | 0.24 | 0.94 |  | 03h30 | 0.24 | 0.88 |  | 03h30 | 0.29 | 1 |  | 03h30 | 0.23 | 0.9 |  | 03h30 | 0.14 | 0.71 |  | 03h30 | 0.22 | 0.84 |  | 03h30 | 0.13 | 0.73 |  | 03h30 | 0.08 | 0.59 |  | 03h30 | 0.15 | 0.72 |  | 03h30 | 0.07 | 0.59 |  | 03h30 | 0.25 | 0.94 |  | 03h30 | 0.28 | 1.05 |  | 03h30 | 0.23 | 0.97
04h30 | 0.4 | 1.3 | 04h30 | 0.46 | 1.47 | 04h30 | 0.37 | 1.22 | 04h30 | 0.38 | 1.24 | 04h30 | 0.44 | 1.42 | 04h30 | 0.36 | 1.16 | 04h30 | 0.3 | 1.07 | 04h30 | 0.37 | 1.24 | 04h30 | 0.28 | 1.02 | 04h30 | 0.24 | 0.94 | 04h30 | 0.32 | 1.09 | 04h30 | 0.22 | 0.9 | 04h30 | 0.4 | 1.32 | 04h30 | 0.44 | 1.48 | 04h30 | 0.38 | 1.25 | 04h30 | 0.31 | 1.04 |  | 04h30 | 0.38 | 1.23 |  | 04h30 | 0.29 | 0.98 |  | 04h30 | 0.29 | 0.99 |  | 04h30 | 0.36 | 1.18 |  | 04h30 | 0.28 | 0.92 |  | 04h30 | 0.22 | 0.82 |  | 04h30 | 0.29 | 0.99 |  | 04h30 | 0.2 | 0.78 |  | 04h30 | 0.16 | 0.69 |  | 04h30 | 0.22 | 0.84 |  | 04h30 | 0.15 | 0.66 |  | 04h30 | 0.32 | 1.07 |  | 04h30 | 0.35 | 1.24 |  | 04h30 | 0.3 | 1.01
05h30 | 0.46 | 1.45 | 05h30 | 0.53 | 1.6 | 05h30 | 0.43 | 1.37 | 05h30 | 0.43 | 1.39 | 05h30 | 0.5 | 1.54 | 05h30 | 0.41 | 1.29 | 05h30 | 0.35 | 1.2 | 05h30 | 0.41 | 1.36 | 05h30 | 0.33 | 1.14 | 05h30 | 0.3 | 1.02 | 05h30 | 0.35 | 1.19 | 05h30 | 0.28 | 1 | 05h30 | 0.45 | 1.48 | 05h30 | 0.5 | 1.61 | 05h30 | 0.43 | 1.39 | 05h30 | 0.37 | 1.19 |  | 05h30 | 0.44 | 1.36 |  | 05h30 | 0.35 | 1.12 |  | 05h30 | 0.34 | 1.13 |  | 05h30 | 0.42 | 1.3 |  | 05h30 | 0.33 | 1.05 |  | 05h30 | 0.27 | 0.94 |  | 05h30 | 0.33 | 1.12 |  | 05h30 | 0.25 | 0.89 |  | 05h30 | 0.21 | 0.77 |  | 05h30 | 0.26 | 0.93 |  | 05h30 | 0.2 | 0.76 |  | 05h30 | 0.37 | 1.22 |  | 05h30 | 0.42 | 1.36 |  | 05h30 | 0.35 | 1.15
06h30 | 0.51 | 1.53 | 06h30 | 0.55 | 1.63 | 06h30 | 0.49 | 1.47 | 06h30 | 0.47 | 1.45 | 06h30 | 0.53 | 1.57 | 06h30 | 0.45 | 1.38 | 06h30 | 0.38 | 1.27 | 06h30 | 0.44 | 1.41 | 06h30 | 0.36 | 1.22 | 06h30 | 0.32 | 1.07 | 06h30 | 0.36 | 1.23 | 06h30 | 0.31 | 1.03 | 06h30 | 0.49 | 1.55 | 06h30 | 0.53 | 1.65 | 06h30 | 0.48 | 1.49 | 06h30 | 0.43 | 1.29 |  | 06h30 | 0.48 | 1.41 |  | 06h30 | 0.41 | 1.24 |  | 06h30 | 0.4 | 1.21 |  | 06h30 | 0.45 | 1.34 |  | 06h30 | 0.38 | 1.16 |  | 06h30 | 0.3 | 1.04 |  | 06h30 | 0.36 | 1.18 |  | 06h30 | 0.29 | 0.99 |  | 06h30 | 0.24 | 0.83 |  | 06h30 | 0.28 | 0.99 |  | 06h30 | 0.23 | 0.81 |  | 06h30 | 0.42 | 1.31 |  | 06h30 | 0.45 | 1.42 |  | 06h30 | 0.4 | 1.26
07h30 | 0.87 | 2.69 | 07h30 | 0.91 | 2.78 | 07h30 | 0.85 | 2.64 | 07h30 | 0.82 | 2.59 | 07h30 | 0.88 | 2.7 | 07h30 | 0.8 | 2.52 | 07h30 | 0.7 | 2.39 | 07h30 | 0.77 | 2.52 | 07h30 | 0.67 | 2.33 | 07h30 | 0.55 | 2.11 | 07h30 | 0.66 | 2.29 | 07h30 | 0.5 | 2.03 | 07h30 | 0.85 | 2.71 | 07h30 | 0.88 | 2.79 | 07h30 | 0.83 | 2.65 | 07h30 | 0.78 | 2.41 |  | 07h30 | 0.82 | 2.51 |  | 07h30 | 0.76 | 2.37 |  | 07h30 | 0.73 | 2.31 |  | 07h30 | 0.78 | 2.43 |  | 07h30 | 0.71 | 2.25 |  | 07h30 | 0.6 | 2.11 |  | 07h30 | 0.68 | 2.25 |  | 07h30 | 0.59 | 2.06 |  | 07h30 | 0.44 | 1.83 |  | 07h30 | 0.55 | 2.01 |  | 07h30 | 0.41 | 1.76 |  | 07h30 | 0.75 | 2.43 |  | 07h30 | 0.78 | 2.52 |  | 07h30 | 0.74 | 2.38
08h30 | 1.06 | 3.35 | 08h30 | 1.09 | 3.42 | 08h30 | 1.05 | 3.31 | 08h30 | 1.02 | 3.23 | 08h30 | 1.06 | 3.33 | 08h30 | 1 | 3.18 | 08h30 | 0.9 | 3.05 | 08h30 | 0.96 | 3.16 | 08h30 | 0.88 | 3 | 08h30 | 0.74 | 2.77 | 08h30 | 0.84 | 2.92 | 08h30 | 0.7 | 2.7 | 08h30 | 1.04 | 3.37 | 08h30 | 1.06 | 3.44 | 08h30 | 1.02 | 3.32 | 08h30 | 0.96 | 3.03 |  | 08h30 | 0.99 | 3.11 |  | 08h30 | 0.94 | 3 |  | 08h30 | 0.91 | 2.92 |  | 08h30 | 0.95 | 3.02 |  | 08h30 | 0.89 | 2.87 |  | 08h30 | 0.79 | 2.73 |  | 08h30 | 0.85 | 2.85 |  | 08h30 | 0.77 | 2.69 |  | 08h30 | 0.63 | 2.44 |  | 08h30 | 0.73 | 2.6 |  | 08h30 | 0.6 | 2.39 |  | 08h30 | 0.93 | 3.05 |  | 08h30 | 0.96 | 3.12 |  | 08h30 | 0.92 | 3.01
09h30 | 0.32 | 0.9 | 09h30 | 0.56 | 1.81 | 09h30 | 1.16 | 3.5 | 09h30 | 0.31 | 0.86 | 09h30 | 0.53 | 1.75 | 09h30 | 1.12 | 3.4 | 09h30 | 0.3 | 0.88 | 09h30 | 0.47 | 1.66 | 09h30 | 1.04 | 3.27 | 09h30 | 0.3 | 0.83 | 09h30 | 0.41 | 1.52 | 09h30 | 0.98 | 3.05 | 09h30 | 0.37 | 0.9 | 09h30 | 0.48 | 1.78 | 09h30 | 1.12 | 3.52 | 09h30 | 0.3 | 0.84 |  | 09h30 | 0.49 | 1.63 |  | 09h30 | 1.06 | 3.19 |  | 09h30 | 0.29 | 0.81 |  | 09h30 | 0.47 | 1.56 |  | 09h30 | 1.02 | 3.09 |  | 09h30 | 0.29 | 0.82 |  | 09h30 | 0.4 | 1.47 |  | 09h30 | 0.94 | 2.96 |  | 09h30 | 0.29 | 0.78 |  | 09h30 | 0.34 | 1.32 |  | 09h30 | 0.88 | 2.75 |  | 09h30 | 0.35 | 0.85 |  | 09h30 | 0.42 | 1.59 |  | 09h30 | 1.01 | 3.21
10h30 | 0 | 0 | 10h30 | 0 | 0 | 10h30 | 1.09 | 3.24 | 10h30 | 0 | 0 | 10h30 | 0 | 0 | 10h30 | 1.05 | 3.13 | 10h30 | 0 | 0 | 10h30 | 0 | 0 | 10h30 | 0.98 | 3.02 | 10h30 | 0 | 0 | 10h30 | 0 | 0 | 10h30 | 0.91 | 2.82 | 10h30 | 0 | 0 | 10h30 | 0 | 0 | 10h30 | 1 | 3.25 | 10h30 | 0 | 0 |  | 10h30 | 0 | 0 |  | 10h30 | 0.99 | 2.95 |  | 10h30 | 0 | 0 |  | 10h30 | 0 | 0 |  | 10h30 | 0.96 | 2.84 |  | 10h30 | 0 | 0 |  | 10h30 | 0 | 0 |  | 10h30 | 0.88 | 2.72 |  | 10h30 | 0 | 0 |  | 10h30 | 0 | 0 |  | 10h30 | 0.82 | 2.53 |  | 10h30 | 0 | 0 |  | 10h30 | 0 | 0 |  | 10h30 | 0.9 | 2.96
11h30 | 0 | 0 | 11h30 | 0 | 0 | 11h30 | 0.92 | 2.79 | 11h30 | 0 | 0 | 11h30 | 0 | 0 | 11h30 | 0.88 | 2.69 | 11h30 | 0 | 0 | 11h30 | 0 | 0 | 11h30 | 0.81 | 2.57 | 11h30 | 0 | 0 | 11h30 | 0 | 0 | 11h30 | 0.74 | 2.39 | 11h30 | 0 | 0 | 11h30 | 0 | 0 | 11h30 | 0.81 | 2.79 | 11h30 | 0 | 0 |  | 11h30 | 0 | 0 |  | 11h30 | 0.83 | 2.53 |  | 11h30 | 0 | 0 |  | 11h30 | 0 | 0 |  | 11h30 | 0.79 | 2.42 |  | 11h30 | 0 | 0 |  | 11h30 | 0 | 0 |  | 11h30 | 0.72 | 2.31 |  | 11h30 | 0 | 0 |  | 11h30 | 0 | 0 |  | 11h30 | 0.65 | 2.12 |  | 11h30 | 0 | 0 |  | 11h30 | 0 | 0 |  | 11h30 | 0.72 | 2.53
12h30 | 0 | 0 | 12h30 | 0 | 0 | 12h30 | 0.82 | 2.51 | 12h30 | 0 | 0 | 12h30 | 0 | 0 | 12h30 | 0.78 | 2.4 | 12h30 | 0 | 0 | 12h30 | 0 | 0 | 12h30 | 0.71 | 2.28 | 12h30 | 0 | 0 | 12h30 | 0 | 0 | 12h30 | 0.64 | 2.11 | 12h30 | 0 | 0 | 12h30 | 0 | 0 | 12h30 | 0.72 | 2.5 | 12h30 | 0 | 0 |  | 12h30 | 0 | 0 |  | 12h30 | 0.73 | 2.25 |  | 12h30 | 0 | 0 |  | 12h30 | 0 | 0 |  | 12h30 | 0.7 | 2.14 |  | 12h30 | 0 | 0 |  | 12h30 | 0 | 0 |  | 12h30 | 0.62 | 2.03 |  | 12h30 | 0 | 0 |  | 12h30 | 0 | 0 |  | 12h30 | 0.56 | 1.85 |  | 12h30 | 0 | 0 |  | 12h30 | 0 | 0 |  | 12h30 | 0.64 | 2.25
13h30 | 0.7 | 2.07 | 13h30 | 0 | 0 | 13h30 | 0.77 | 2.37 | 13h30 | 0.69 | 2.03 | 13h30 | 0 | 0 | 13h30 | 0.73 | 2.25 | 13h30 | 0.65 | 1.97 | 13h30 | 0 | 0 | 13h30 | 0.66 | 2.13 | 13h30 | 0.61 | 1.88 | 13h30 | 0 | 0 | 13h30 | 0.59 | 1.96 | 13h30 | 0.67 | 2.06 | 13h30 | 0 | 0 | 13h30 | 0.7 | 2.36 | 13h30 | 0.62 | 1.85 |  | 13h30 | 0 | 0 |  | 13h30 | 0.69 | 2.12 |  | 13h30 | 0.6 | 1.8 |  | 13h30 | 0 | 0 |  | 13h30 | 0.65 | 2 |  | 13h30 | 0.56 | 1.74 |  | 13h30 | 0 | 0 |  | 13h30 | 0.57 | 1.88 |  | 13h30 | 0.53 | 1.65 |  | 13h30 | 0 | 0 |  | 13h30 | 0.51 | 1.71 |  | 13h30 | 0.59 | 1.84 |  | 13h30 | 0 | 0 |  | 13h30 | 0.61 | 2.11
14h30 | 1.3 | 3.64 | 14h30 | 0 | 0 | 14h30 | 0.76 | 2.31 | 14h30 | 1.24 | 3.49 | 14h30 | 0 | 0 | 14h30 | 0.72 | 2.2 | 14h30 | 1.15 | 3.37 | 14h30 | 0 | 0 | 14h30 | 0.64 | 2.07 | 14h30 | 1.05 | 3.13 | 14h30 | 0 | 0 | 14h30 | 0.57 | 1.89 | 14h30 | 1.21 | 3.6 | 14h30 | 0 | 0 | 14h30 | 0.7 | 2.3 | 14h30 | 1.17 | 3.3 |  | 14h30 | 0 | 0 |  | 14h30 | 0.67 | 2.06 |  | 14h30 | 1.11 | 3.14 |  | 14h30 | 0 | 0 |  | 14h30 | 0.64 | 1.96 |  | 14h30 | 1.02 | 3.01 |  | 14h30 | 0 | 0 |  | 14h30 | 0.56 | 1.82 |  | 14h30 | 0.92 | 2.76 |  | 14h30 | 0 | 0 |  | 14h30 | 0.49 | 1.65 |  | 14h30 | 1.08 | 3.26 |  | 14h30 | 0 | 0 |  | 14h30 | 0.62 | 2.06
15h30 | 1.37 | 3.85 | 15h30 | 0 | 0 | 15h30 | 0.76 | 2.31 | 15h30 | 1.29 | 3.64 | 15h30 | 0 | 0 | 15h30 | 0.72 | 2.21 | 15h30 | 1.17 | 3.49 | 15h30 | 0 | 0 | 15h30 | 0.64 | 2.06 | 15h30 | 1.04 | 3.18 | 15h30 | 0 | 0 | 15h30 | 0.57 | 1.89 | 15h30 | 1.24 | 3.8 | 15h30 | 0 | 0 | 15h30 | 0.71 | 2.31 | 15h30 | 1.26 | 3.54 |  | 15h30 | 0 | 0 |  | 15h30 | 0.68 | 2.07 |  | 15h30 | 1.18 | 3.33 |  | 15h30 | 0 | 0 |  | 15h30 | 0.64 | 1.96 |  | 15h30 | 1.06 | 3.18 |  | 15h30 | 0 | 0 |  | 15h30 | 0.55 | 1.82 |  | 15h30 | 0.93 | 2.86 |  | 15h30 | 0 | 0 |  | 15h30 | 0.49 | 1.64 |  | 15h30 | 1.13 | 3.49 |  | 15h30 | 0 | 0 |  | 15h30 | 0.63 | 2.07
16h30 | 1.09 | 3.19 | 16h30 | 0 | 0 | 16h30 | 0.77 | 2.35 | 16h30 | 1.04 | 3.04 | 16h30 | 0 | 0 | 16h30 | 0.74 | 2.25 | 16h30 | 0.95 | 2.92 | 16h30 | 0 | 0 | 16h30 | 0.65 | 2.09 | 16h30 | 0.85 | 2.68 | 16h30 | 0 | 0 | 16h30 | 0.58 | 1.92 | 16h30 | 1.02 | 3.17 | 16h30 | 0 | 0 | 16h30 | 0.73 | 2.36 | 16h30 | 1 | 2.91 |  | 16h30 | 0 | 0 |  | 16h30 | 0.69 | 2.11 |  | 16h30 | 0.95 | 2.76 |  | 16h30 | 0 | 0 |  | 16h30 | 0.65 | 2 |  | 16h30 | 0.85 | 2.63 |  | 16h30 | 0 | 0 |  | 16h30 | 0.56 | 1.85 |  | 16h30 | 0.75 | 2.39 |  | 16h30 | 0 | 0 |  | 16h30 | 0.49 | 1.67 |  | 16h30 | 0.93 | 2.89 |  | 16h30 | 0 | 0 |  | 16h30 | 0.65 | 2.11
17h30 | 0.97 | 2.89 | 17h30 | 0 | 0 | 17h30 | 0.78 | 2.39 | 17h30 | 0.93 | 2.77 | 17h30 | 0 | 0 | 17h30 | 0.75 | 2.29 | 17h30 | 0.84 | 2.65 | 17h30 | 0 | 0 | 17h30 | 0.66 | 2.13 | 17h30 | 0.76 | 2.44 | 17h30 | 0 | 0 | 17h30 | 0.59 | 1.95 | 17h30 | 0.92 | 2.89 | 17h30 | 0 | 0 | 17h30 | 0.75 | 2.4 | 17h30 | 0.88 | 2.62 |  | 17h30 | 0 | 0 |  | 17h30 | 0.7 | 2.14 |  | 17h30 | 0.84 | 2.5 |  | 17h30 | 0 | 0 |  | 17h30 | 0.66 | 2.04 |  | 17h30 | 0.75 | 2.37 |  | 17h30 | 0 | 0 |  | 17h30 | 0.57 | 1.88 |  | 17h30 | 0.67 | 2.17 |  | 17h30 | 0 | 0 |  | 17h30 | 0.5 | 1.7 |  | 17h30 | 0.83 | 2.62 |  | 17h30 | 0 | 0 |  | 17h30 | 0.67 | 2.15
18h30 | 0.91 | 2.74 | 18h30 | 0.86 | 2.47 | 18h30 | 0.79 | 2.41 | 18h30 | 0.87 | 2.64 | 18h30 | 0.85 | 2.43 | 18h30 | 0.76 | 2.32 | 18h30 | 0.79 | 2.5 | 18h30 | 0.81 | 2.38 | 18h30 | 0.66 | 2.15 | 18h30 | 0.72 | 2.31 | 18h30 | 0.77 | 2.29 | 18h30 | 0.59 | 1.97 | 18h30 | 0.88 | 2.74 | 18h30 | 0.84 | 2.47 | 18h30 | 0.76 | 2.42 | 18h30 | 0.82 | 2.47 |  | 18h30 | 0.77 | 2.23 |  | 18h30 | 0.7 | 2.16 |  | 18h30 | 0.79 | 2.37 |  | 18h30 | 0.76 | 2.2 |  | 18h30 | 0.67 | 2.07 |  | 18h30 | 0.7 | 2.23 |  | 18h30 | 0.72 | 2.14 |  | 18h30 | 0.58 | 1.9 |  | 18h30 | 0.62 | 2.04 |  | 18h30 | 0.67 | 2.04 |  | 18h30 | 0.51 | 1.72 |  | 18h30 | 0.79 | 2.48 |  | 18h30 | 0.76 | 2.24 |  | 18h30 | 0.68 | 2.17
19h30 | 0.67 | 2.36 | 19h30 | 1.43 | 4.14 | 19h30 | 0.59 | 2.13 | 19h30 | 0.64 | 2.26 | 19h30 | 1.37 | 3.99 | 19h30 | 0.56 | 2.04 | 19h30 | 0.56 | 2.11 | 19h30 | 1.28 | 3.89 | 19h30 | 0.46 | 1.87 | 19h30 | 0.48 | 1.93 | 19h30 | 1.16 | 3.63 | 19h30 | 0.39 | 1.69 | 19h30 | 0.65 | 2.37 | 19h30 | 1.37 | 4.11 | 19h30 | 0.57 | 2.15 | 19h30 | 0.59 | 2.1 |  | 19h30 | 1.29 | 3.77 |  | 19h30 | 0.51 | 1.89 |  | 19h30 | 0.56 | 2.01 |  | 19h30 | 1.23 | 3.62 |  | 19h30 | 0.48 | 1.79 |  | 19h30 | 0.47 | 1.85 |  | 19h30 | 1.13 | 3.51 |  | 19h30 | 0.38 | 1.62 |  | 19h30 | 0.4 | 1.67 |  | 19h30 | 1.01 | 3.23 |  | 19h30 | 0.31 | 1.45 |  | 19h30 | 0.56 | 2.11 |  | 19h30 | 1.22 | 3.74 |  | 19h30 | 0.48 | 1.9
20h30 | 0.43 | 1.98 | 20h30 | 1.26 | 4.04 | 20h30 | 0.45 | 1.86 | 20h30 | 0.4 | 1.9 | 20h30 | 1.18 | 3.81 | 20h30 | 0.43 | 1.8 | 20h30 | 0.33 | 1.73 | 20h30 | 1.07 | 3.7 | 20h30 | 0.33 | 1.61 | 20h30 | 0.28 | 1.56 | 20h30 | 0.93 | 3.37 | 20h30 | 0.26 | 1.45 | 20h30 | 0.4 | 1.99 | 20h30 | 1.18 | 3.98 | 20h30 | 0.38 | 1.88 | 20h30 | 0.35 | 1.74 |  | 20h30 | 1.16 | 3.73 |  | 20h30 | 0.37 | 1.61 |  | 20h30 | 0.33 | 1.65 |  | 20h30 | 1.07 | 3.5 |  | 20h30 | 0.34 | 1.55 |  | 20h30 | 0.27 | 1.48 |  | 20h30 | 0.96 | 3.37 |  | 20h30 | 0.24 | 1.36 |  | 20h30 | 0.23 | 1.31 |  | 20h30 | 0.8 | 3.03 |  | 20h30 | 0.18 | 1.2 |  | 20h30 | 0.33 | 1.75 |  | 20h30 | 1.06 | 3.67 |  | 20h30 | 0.3 | 1.63
21h30 | 0.38 | 1.9 | 21h30 | 0.81 | 2.98 | 21h30 | 0.39 | 1.81 | 21h30 | 0.35 | 1.82 | 21h30 | 0.76 | 2.84 | 21h30 | 0.36 | 1.73 | 21h30 | 0.27 | 1.65 | 21h30 | 0.68 | 2.75 | 21h30 | 0.26 | 1.55 | 21h30 | 0.22 | 1.48 | 21h30 | 0.58 | 2.51 | 21h30 | 0.19 | 1.38 | 21h30 | 0.36 | 1.91 | 21h30 | 0.76 | 2.96 | 21h30 | 0.34 | 1.82 | 21h30 | 0.3 | 1.66 |  | 21h30 | 0.71 | 2.72 |  | 21h30 | 0.3 | 1.57 |  | 21h30 | 0.28 | 1.57 |  | 21h30 | 0.66 | 2.57 |  | 21h30 | 0.28 | 1.49 |  | 21h30 | 0.21 | 1.4 |  | 21h30 | 0.58 | 2.46 |  | 21h30 | 0.18 | 1.31 |  | 21h30 | 0.15 | 1.24 |  | 21h30 | 0.48 | 2.22 |  | 21h30 | 0.11 | 1.14 |  | 21h30 | 0.28 | 1.67 |  | 21h30 | 0.66 | 2.69 |  | 21h30 | 0.26 | 1.58
22h30 | 0.36 | 1.84 | 22h30 | 0.59 | 2.48 | 22h30 | 0.39 | 1.81 | 22h30 | 0.34 | 1.75 | 22h30 | 0.55 | 2.37 | 22h30 | 0.36 | 1.73 | 22h30 | 0.27 | 1.58 | 22h30 | 0.48 | 2.26 | 22h30 | 0.26 | 1.55 | 22h30 | 0.22 | 1.42 | 22h30 | 0.4 | 2.08 | 22h30 | 0.19 | 1.38 | 22h30 | 0.34 | 1.85 | 22h30 | 0.56 | 2.47 | 22h30 | 0.34 | 1.82 | 22h30 | 0.3 | 1.6 |  | 22h30 | 0.5 | 2.22 |  | 22h30 | 0.3 | 1.57 |  | 22h30 | 0.28 | 1.52 |  | 22h30 | 0.46 | 2.11 |  | 22h30 | 0.28 | 1.49 |  | 22h30 | 0.21 | 1.34 |  | 22h30 | 0.39 | 2 |  | 22h30 | 0.18 | 1.31 |  | 22h30 | 0.15 | 1.18 |  | 22h30 | 0.31 | 1.81 |  | 22h30 | 0.11 | 1.14 |  | 22h30 | 0.28 | 1.61 |  | 22h30 | 0.47 | 2.22 |  | 22h30 | 0.26 | 1.58
23h30 | 0.32 | 1.77 | 23h30 | 0.48 | 2.18 | 23h30 | 0.32 | 1.72 | 23h30 | 0.3 | 1.68 | 23h30 | 0.45 | 2.09 | 23h30 | 0.29 | 1.63 | 23h30 | 0.22 | 1.51 | 23h30 | 0.4 | 1.97 | 23h30 | 0.2 | 1.46 | 23h30 | 0.16 | 1.35 | 23h30 | 0.36 | 1.8 | 23h30 | 0.13 | 1.29 | 23h30 | 0.3 | 1.78 | 23h30 | 0.45 | 2.18 | 23h30 | 0.29 | 1.74 | 23h30 | 0.26 | 1.53 |  | 23h30 | 0.42 | 1.94 |  | 23h30 | 0.24 | 1.49 |  | 23h30 | 0.23 | 1.45 |  | 23h30 | 0.4 | 1.85 |  | 23h30 | 0.21 | 1.4 |  | 23h30 | 0.14 | 1.27 |  | 23h30 | 0.35 | 1.72 |  | 23h30 | 0.12 | 1.23 |  | 23h30 | 0.08 | 1.11 |  | 23h30 | 0.3 | 1.55 |  | 23h30 | 0.05 | 1.06 |  | 23h30 | 0.24 | 1.55 |  | 23h30 | 0.4 | 1.94 |  | 23h30 | 0.21 | 1.51
00h30 | 0.32 | 1.45 | 00h30 | 0.06 | 0.75 | 00h30 | 0.32 | 1.72 | 00h30 | 0.3 | 1.39 | 00h30 | 0.04 | 0.68 | 00h30 | 0.29 | 1.63 | 00h30 | 0.22 | 1.28 | 00h30 | 0 | 0.55 | 00h30 | 0.2 | 1.46 | 00h30 | 0.16 | 1.17 | 00h30 | 0 | 0.42 | 00h30 | 0.13 | 1.29 | 00h30 | 0.3 | 1.45 | 00h30 | 0.04 | 0.76 | 00h30 | 0.29 | 1.74 | 00h30 | 0.26 | 1.3 |  | 00h30 | 0.01 | 0.57 |  | 00h30 | 0.24 | 1.49 |  | 00h30 | 0.23 | 1.24 |  | 00h30 | 0 | 0.49 |  | 00h30 | 0.21 | 1.4 |  | 00h30 | 0.14 | 1.13 |  | 00h30 | 0 | 0.36 |  | 00h30 | 0.12 | 1.23 |  | 00h30 | 0.08 | 1.02 |  | 00h30 | 0 | 0.23 |  | 00h30 | 0.05 | 1.06 |  | 00h30 | 0.24 | 1.3 |  | 00h30 | 0 | 0.57 |  | 00h30 | 0.21 | 1.51
01h30 | 0.11 | 0.53 | 01h30 | 0.06 | 0.42 | 01h30 | 0.1 | 0.59 | 01h30 | 0.1 | 0.48 | 01h30 | 0.04 | 0.37 | 01h30 | 0.08 | 0.51 | 01h30 | 0.05 | 0.36 | 01h30 | 0 | 0.29 | 01h30 | 0.04 | 0.37 | 01h30 | 0.07 | 0.26 | 01h30 | 0 | 0.21 | 01h30 | 0 | 0.25 | 01h30 | 0.1 | 0.54 | 01h30 | 0.04 | 0.42 | 01h30 | 0.09 | 0.61 | 01h30 | 0.06 | 0.38 |  | 01h30 | 0.01 | 0.33 |  | 01h30 | 0.04 | 0.42 |  | 01h30 | 0.04 | 0.33 |  | 01h30 | 0 | 0.27 |  | 01h30 | 0.02 | 0.34 |  | 01h30 | 0 | 0.2 |  | 01h30 | 0 | 0.19 |  | 01h30 | 0 | 0.2 |  | 01h30 | 0 | 0.1 |  | 01h30 | 0 | 0.1 |  | 01h30 | 0 | 0.07 |  | 01h30 | 0.05 | 0.39 |  | 01h30 | 0 | 0.32 |  | 01h30 | 0.04 | 0.43
02h30 | 0.11 | 0.53 | 02h30 | 0 | 0 | 02h30 | 0.1 | 0.59 | 02h30 | 0.1 | 0.48 | 02h30 | 0 | 0 | 02h30 | 0.08 | 0.51 | 02h30 | 0.05 | 0.36 | 02h30 | 0 | 0 | 02h30 | 0.04 | 0.37 | 02h30 | 0.07 | 0.26 | 02h30 | 0 | 0 | 02h30 | 0 | 0.25 | 02h30 | 0.1 | 0.54 | 02h30 | 0 | 0 | 02h30 | 0.09 | 0.61 | 02h30 | 0.06 | 0.38 |  | 02h30 | 0 | 0 |  | 02h30 | 0.04 | 0.42 |  | 02h30 | 0.04 | 0.33 |  | 02h30 | 0 | 0 |  | 02h30 | 0.02 | 0.34 |  | 02h30 | 0 | 0.2 |  | 02h30 | 0 | 0 |  | 02h30 | 0 | 0.2 |  | 02h30 | 0 | 0.1 |  | 02h30 | 0 | 0 |  | 02h30 | 0 | 0.07 |  | 02h30 | 0.05 | 0.39 |  | 02h30 | 0 | 0 |  | 02h30 | 0.04 | 0.43
03h30 | 0.16 | 0.56 | 03h30 | 0 | 0 | 03h30 | 0.15 | 0.57 | 03h30 | 0.14 | 0.5 | 03h30 | 0 | 0 | 03h30 | 0.13 | 0.5 | 03h30 | 0.05 | 0.38 | 03h30 | 0 | 0 | 03h30 | 0.02 | 0.37 | 03h30 | 0 | 0.29 | 03h30 | 0 | 0 | 03h30 | 0 | 0.28 | 03h30 | 0.15 | 0.56 | 03h30 | 0 | 0 | 03h30 | 0.13 | 0.58 | 03h30 | 0.11 | 0.41 |  | 03h30 | 0 | 0 |  | 03h30 | 0.1 | 0.42 |  | 03h30 | 0.09 | 0.35 |  | 03h30 | 0 | 0 |  | 03h30 | 0.07 | 0.34 |  | 03h30 | 0 | 0.23 |  | 03h30 | 0 | 0 |  | 03h30 | 0 | 0.22 |  | 03h30 | 0 | 0.14 |  | 03h30 | 0 | 0 |  | 03h30 | 0 | 0.12 |  | 03h30 | 0.1 | 0.42 |  | 03h30 | 0 | 0 |  | 03h30 | 0.08 | 0.42
04h30 | 0.17 | 0.56 | 04h30 | 0 | 0 | 04h30 | 0.16 | 0.57 | 04h30 | 0.15 | 0.5 | 04h30 | 0 | 0 | 04h30 | 0.14 | 0.5 | 04h30 | 0.07 | 0.38 | 04h30 | 0 | 0 | 04h30 | 0.04 | 0.37 | 04h30 | 0.01 | 0.29 | 04h30 | 0 | 0 | 04h30 | 0.01 | 0.28 | 04h30 | 0.16 | 0.56 | 04h30 | 0 | 0 | 04h30 | 0.15 | 0.58 | 04h30 | 0.12 | 0.41 |  | 04h30 | 0 | 0 |  | 04h30 | 0.12 | 0.42 |  | 04h30 | 0.11 | 0.35 |  | 04h30 | 0 | 0 |  | 04h30 | 0.09 | 0.34 |  | 04h30 | 0.02 | 0.23 |  | 04h30 | 0 | 0 |  | 04h30 | 0.01 | 0.22 |  | 04h30 | 0 | 0.14 |  | 04h30 | 0 | 0 |  | 04h30 | 0 | 0.12 |  | 04h30 | 0.12 | 0.42 |  | 04h30 | 0 | 0 |  | 04h30 | 0.1 | 0.42
05h30 | 0.21 | 0.66 | 05h30 | 0 | 0 | 05h30 | 0.19 | 0.65 | 05h30 | 0.18 | 0.59 | 05h30 | 0 | 0 | 05h30 | 0.17 | 0.58 | 05h30 | 0.12 | 0.46 | 05h30 | 0 | 0 | 05h30 | 0.1 | 0.45 | 05h30 | 0.05 | 0.36 | 05h30 | 0 | 0 | 05h30 | 0.05 | 0.33 | 05h30 | 0.19 | 0.67 | 05h30 | 0 | 0 | 05h30 | 0.18 | 0.65 | 05h30 | 0.16 | 0.51 |  | 05h30 | 0 | 0 |  | 05h30 | 0.14 | 0.5 |  | 05h30 | 0.13 | 0.45 |  | 05h30 | 0 | 0 |  | 05h30 | 0.13 | 0.43 |  | 05h30 | 0.07 | 0.32 |  | 05h30 | 0 | 0 |  | 05h30 | 0.05 | 0.3 |  | 05h30 | 0.01 | 0.22 |  | 05h30 | 0 | 0 |  | 05h30 | 0 | 0.18 |  | 05h30 | 0.14 | 0.52 |  | 05h30 | 0 | 0 |  | 05h30 | 0.13 | 0.5
06h30 | 0.25 | 0.78 | 06h30 | 0 | 0 | 06h30 | 0.23 | 0.71 | 06h30 | 0.21 | 0.68 | 06h30 | 0 | 0 | 06h30 | 0.2 | 0.61 | 06h30 | 0.16 | 0.55 | 06h30 | 0 | 0 | 06h30 | 0.15 | 0.51 | 06h30 | 0.11 | 0.44 | 06h30 | 0 | 0 | 06h30 | 0.1 | 0.41 | 06h30 | 0.23 | 0.77 | 06h30 | 0 | 0 | 06h30 | 0.21 | 0.71 | 06h30 | 0.2 | 0.63 |  | 06h30 | 0 | 0 |  | 06h30 | 0.18 | 0.58 |  | 06h30 | 0.17 | 0.53 |  | 06h30 | 0 | 0 |  | 06h30 | 0.16 | 0.48 |  | 06h30 | 0.11 | 0.4 |  | 06h30 | 0 | 0 |  | 06h30 | 0.1 | 0.38 |  | 06h30 | 0.05 | 0.3 |  | 06h30 | 0 | 0 |  | 06h30 | 0.04 | 0.27 |  | 06h30 | 0.18 | 0.63 |  | 06h30 | 0 | 0 |  | 06h30 | 0.16 | 0.58
07h30 | 0.57 | 1.84 | 07h30 | 0 | 0 | 07h30 | 0.55 | 1.76 | 07h30 | 0.52 | 1.71 | 07h30 | 0 | 0 | 07h30 | 0.48 | 1.6 | 07h30 | 0.39 | 1.51 | 07h30 | 0 | 0 | 07h30 | 0.36 | 1.43 | 07h30 | 0.34 | 1.18 | 07h30 | 0 | 0 | 07h30 | 0.34 | 1.13 | 07h30 | 0.53 | 1.84 | 07h30 | 0 | 0 | 07h30 | 0.5 | 1.75 | 07h30 | 0.51 | 1.66 |  | 07h30 | 0 | 0 |  | 07h30 | 0.49 | 1.59 |  | 07h30 | 0.45 | 1.52 |  | 07h30 | 0 | 0 |  | 07h30 | 0.43 | 1.43 |  | 07h30 | 0.32 | 1.32 |  | 07h30 | 0 | 0 |  | 07h30 | 0.31 | 1.26 |  | 07h30 | 0.28 | 0.99 |  | 07h30 | 0 | 0 |  | 07h30 | 0.28 | 0.94 |  | 07h30 | 0.47 | 1.65 |  | 07h30 | 0 | 0 |  | 07h30 | 0.45 | 1.58
08h30 | 0.76 | 2.47 | 08h30 | 0.55 | 1.58 | 08h30 | 0.73 | 2.4 | 08h30 | 0.7 | 2.33 | 08h30 | 0.51 | 1.47 | 08h30 | 0.66 | 2.24 | 08h30 | 0.57 | 2.15 | 08h30 | 0.44 | 1.35 | 08h30 | 0.54 | 2.07 | 08h30 | 0.5 | 1.83 | 08h30 | 0.37 | 1.12 | 08h30 | 0.49 | 1.77 | 08h30 | 0.71 | 2.46 | 08h30 | 0.52 | 1.56 | 08h30 | 0.69 | 2.39 | 08h30 | 0.68 | 2.24 |  | 08h30 | 0.51 | 1.51 |  | 08h30 | 0.66 | 2.19 |  | 08h30 | 0.62 | 2.1 |  | 08h30 | 0.47 | 1.41 |  | 08h30 | 0.6 | 2.03 |  | 08h30 | 0.5 | 1.91 |  | 08h30 | 0.39 | 1.29 |  | 08h30 | 0.48 | 1.85 |  | 08h30 | 0.42 | 1.59 |  | 08h30 | 0.32 | 1.12 |  | 08h30 | 0.42 | 1.54 |  | 08h30 | 0.64 | 2.23 |  | 08h30 | 0.48 | 1.5 |  | 08h30 | 0.62 | 2.17
09h30 | 0.9 | 2.74 | 09h30 | 1.18 | 3.26 | 09h30 | 0.89 | 2.71 | 09h30 | 0.86 | 2.64 | 09h30 | 1.12 | 3.08 | 09h30 | 0.85 | 2.61 | 09h30 | 0.81 | 2.53 | 09h30 | 0.99 | 2.88 | 09h30 | 0.8 | 2.51 | 09h30 | 0.71 | 2.42 | 09h30 | 0.87 | 2.58 | 09h30 | 0.7 | 2.39 | 09h30 | 0.87 | 2.74 | 09h30 | 1.13 | 3.23 | 09h30 | 0.86 | 2.71 | 09h30 | 0.82 | 2.52 |  | 09h30 | 1.09 | 3.03 |  | 09h30 | 0.82 | 2.49 |  | 09h30 | 0.79 | 2.42 |  | 09h30 | 1.02 | 2.86 |  | 09h30 | 0.78 | 2.39 |  | 09h30 | 0.73 | 2.31 |  | 09h30 | 0.89 | 2.65 |  | 09h30 | 0.72 | 2.29 |  | 09h30 | 0.63 | 2.2 |  | 09h30 | 0.76 | 2.38 |  | 09h30 | 0.61 | 2.17 |  | 09h30 | 0.8 | 2.52 |  | 09h30 | 1.04 | 3.01 |  | 09h30 | 0.79 | 2.49
10h30 | 0.88 | 2.62 | 10h30 | 1.28 | 3.71 | 10h30 | 0.88 | 2.59 | 10h30 | 0.85 | 2.53 | 10h30 | 1.23 | 3.59 | 10h30 | 0.84 | 2.5 | 10h30 | 0.79 | 2.41 | 10h30 | 1.11 | 3.4 | 10h30 | 0.79 | 2.39 | 10h30 | 0.71 | 2.29 | 10h30 | 1.01 | 3.22 | 10h30 | 0.7 | 2.26 | 10h30 | 0.86 | 2.62 | 10h30 | 1.24 | 3.71 | 10h30 | 0.85 | 2.59 | 10h30 | 0.81 | 2.4 |  | 10h30 | 1.17 | 3.37 |  | 10h30 | 0.81 | 2.38 |  | 10h30 | 0.78 | 2.31 |  | 10h30 | 1.11 | 3.23 |  | 10h30 | 0.77 | 2.28 |  | 10h30 | 0.72 | 2.19 |  | 10h30 | 0.98 | 3.03 |  | 10h30 | 0.71 | 2.18 |  | 10h30 | 0.63 | 2.07 |  | 10h30 | 0.87 | 2.8 |  | 10h30 | 0.62 | 2.05 |  | 10h30 | 0.79 | 2.4 |  | 10h30 | 1.12 | 3.37 |  | 10h30 | 0.78 | 2.38
11h30 | 0.79 | 2.37 | 11h30 | 1 | 2.97 | 11h30 | 0.78 | 2.35 | 11h30 | 0.76 | 2.29 | 11h30 | 0.96 | 2.87 | 11h30 | 0.75 | 2.26 | 11h30 | 0.69 | 2.16 | 11h30 | 0.87 | 2.73 | 11h30 | 0.69 | 2.15 | 11h30 | 0.62 | 2.04 | 11h30 | 0.79 | 2.57 | 11h30 | 0.62 | 2.02 | 11h30 | 0.76 | 2.37 | 11h30 | 0.97 | 2.97 | 11h30 | 0.75 | 2.35 | 11h30 | 0.72 | 2.16 |  | 11h30 | 0.91 | 2.69 |  | 11h30 | 0.71 | 2.14 |  | 11h30 | 0.69 | 2.07 |  | 11h30 | 0.87 | 2.59 |  | 11h30 | 0.68 | 2.05 |  | 11h30 | 0.62 | 1.95 |  | 11h30 | 0.77 | 2.43 |  | 11h30 | 0.61 | 1.94 |  | 11h30 | 0.55 | 1.83 |  | 11h30 | 0.69 | 2.25 |  | 11h30 | 0.54 | 1.81 |  | 11h30 | 0.69 | 2.16 |  | 11h30 | 0.87 | 2.69 |  | 11h30 | 0.68 | 2.14
12h30 | 0.72 | 2.2 | 12h30 | 0.84 | 2.55 | 12h30 | 0.72 | 2.18 | 12h30 | 0.69 | 2.11 | 12h30 | 0.81 | 2.47 | 12h30 | 0.69 | 2.09 | 12h30 | 0.63 | 1.98 | 12h30 | 0.73 | 2.33 | 12h30 | 0.62 | 1.97 | 12h30 | 0.56 | 1.86 | 12h30 | 0.67 | 2.2 | 12h30 | 0.56 | 1.84 | 12h30 | 0.7 | 2.2 | 12h30 | 0.81 | 2.55 | 12h30 | 0.69 | 2.18 | 12h30 | 0.66 | 1.99 |  | 12h30 | 0.76 | 2.31 |  | 12h30 | 0.65 | 1.98 |  | 12h30 | 0.63 | 1.91 |  | 12h30 | 0.73 | 2.22 |  | 12h30 | 0.62 | 1.89 |  | 12h30 | 0.56 | 1.78 |  | 12h30 | 0.65 | 2.07 |  | 12h30 | 0.55 | 1.76 |  | 12h30 | 0.49 | 1.65 |  | 12h30 | 0.58 | 1.92 |  | 12h30 | 0.49 | 1.63 |  | 12h30 | 0.63 | 2 |  | 12h30 | 0.73 | 2.31 |  | 12h30 | 0.62 | 1.98
13h30 | 0.68 | 2.06 | 13h30 | 0.75 | 2.29 | 13h30 | 0.67 | 2.05 | 13h30 | 0.65 | 1.97 | 13h30 | 0.72 | 2.21 | 13h30 | 0.64 | 1.96 | 13h30 | 0.57 | 1.83 | 13h30 | 0.65 | 2.07 | 13h30 | 0.57 | 1.82 | 13h30 | 0.52 | 1.71 | 13h30 | 0.59 | 1.94 | 13h30 | 0.51 | 1.69 | 13h30 | 0.65 | 2.06 | 13h30 | 0.73 | 2.29 | 13h30 | 0.65 | 2.05 | 13h30 | 0.61 | 1.86 |  | 13h30 | 0.68 | 2.07 |  | 13h30 | 0.61 | 1.86 |  | 13h30 | 0.58 | 1.78 |  | 13h30 | 0.65 | 1.99 |  | 13h30 | 0.58 | 1.77 |  | 13h30 | 0.51 | 1.64 |  | 13h30 | 0.57 | 1.84 |  | 13h30 | 0.5 | 1.63 |  | 13h30 | 0.45 | 1.51 |  | 13h30 | 0.51 | 1.7 |  | 13h30 | 0.44 | 1.5 |  | 13h30 | 0.59 | 1.87 |  | 13h30 | 0.65 | 2.07 |  | 13h30 | 0.58 | 1.85
14h30 | 0.64 | 1.94 | 14h30 | 0.69 | 2.1 | 14h30 | 0.64 | 1.93 | 14h30 | 0.61 | 1.86 | 14h30 | 0.66 | 2.03 | 14h30 | 0.6 | 1.84 | 14h30 | 0.53 | 1.71 | 14h30 | 0.59 | 1.88 | 14h30 | 0.53 | 1.7 | 14h30 | 0.48 | 1.59 | 14h30 | 0.53 | 1.76 | 14h30 | 0.47 | 1.57 | 14h30 | 0.61 | 1.94 | 14h30 | 0.67 | 2.11 | 14h30 | 0.61 | 1.93 | 14h30 | 0.58 | 1.76 |  | 14h30 | 0.63 | 1.9 |  | 14h30 | 0.57 | 1.75 |  | 14h30 | 0.55 | 1.68 |  | 14h30 | 0.6 | 1.83 |  | 14h30 | 0.54 | 1.66 |  | 14h30 | 0.47 | 1.53 |  | 14h30 | 0.52 | 1.67 |  | 14h30 | 0.47 | 1.52 |  | 14h30 | 0.42 | 1.4 |  | 14h30 | 0.46 | 1.54 |  | 14h30 | 0.41 | 1.39 |  | 14h30 | 0.55 | 1.76 |  | 14h30 | 0.6 | 1.9 |  | 14h30 | 0.55 | 1.75
15h30 | 0.6 | 1.83 | 15h30 | 0.64 | 1.94 | 15h30 | 0.6 | 1.83 | 15h30 | 0.57 | 1.75 | 15h30 | 0.61 | 1.87 | 15h30 | 0.57 | 1.73 | 15h30 | 0.49 | 1.6 | 15h30 | 0.53 | 1.72 | 15h30 | 0.49 | 1.59 | 15h30 | 0.44 | 1.48 | 15h30 | 0.49 | 1.61 | 15h30 | 0.44 | 1.47 | 15h30 | 0.57 | 1.83 | 15h30 | 0.62 | 1.95 | 15h30 | 0.57 | 1.82 | 15h30 | 0.54 | 1.65 |  | 15h30 | 0.58 | 1.75 |  | 15h30 | 0.54 | 1.65 |  | 15h30 | 0.51 | 1.57 |  | 15h30 | 0.55 | 1.68 |  | 15h30 | 0.51 | 1.56 |  | 15h30 | 0.43 | 1.42 |  | 15h30 | 0.47 | 1.52 |  | 15h30 | 0.43 | 1.41 |  | 15h30 | 0.38 | 1.3 |  | 15h30 | 0.42 | 1.41 |  | 15h30 | 0.38 | 1.29 |  | 15h30 | 0.52 | 1.65 |  | 15h30 | 0.55 | 1.76 |  | 15h30 | 0.51 | 1.64
16h30 | 0.58 | 1.76 | 16h30 | 0.6 | 1.84 | 16h30 | 0.57 | 1.76 | 16h30 | 0.55 | 1.68 | 16h30 | 0.58 | 1.77 | 16h30 | 0.54 | 1.67 | 16h30 | 0.47 | 1.53 | 16h30 | 0.5 | 1.61 | 16h30 | 0.47 | 1.52 | 16h30 | 0.42 | 1.41 | 16h30 | 0.45 | 1.51 | 16h30 | 0.42 | 1.4 | 16h30 | 0.55 | 1.76 | 16h30 | 0.58 | 1.84 | 16h30 | 0.55 | 1.75 | 16h30 | 0.52 | 1.58 |  | 16h30 | 0.54 | 1.66 |  | 16h30 | 0.51 | 1.58 |  | 16h30 | 0.49 | 1.5 |  | 16h30 | 0.52 | 1.58 |  | 16h30 | 0.48 | 1.49 |  | 16h30 | 0.41 | 1.35 |  | 16h30 | 0.44 | 1.42 |  | 16h30 | 0.41 | 1.34 |  | 16h30 | 0.36 | 1.23 |  | 16h30 | 0.39 | 1.31 |  | 16h30 | 0.36 | 1.22 |  | 16h30 | 0.49 | 1.58 |  | 16h30 | 0.52 | 1.66 |  | 16h30 | 0.49 | 1.57
17h30 | 0.57 | 1.76 | 17h30 | 0.59 | 1.82 | 17h30 | 0.57 | 1.75 | 17h30 | 0.54 | 1.68 | 17h30 | 0.57 | 1.75 | 17h30 | 0.54 | 1.67 | 17h30 | 0.46 | 1.52 | 17h30 | 0.48 | 1.58 | 17h30 | 0.46 | 1.51 | 17h30 | 0.41 | 1.4 | 17h30 | 0.44 | 1.48 | 17h30 | 0.41 | 1.39 | 17h30 | 0.55 | 1.76 | 17h30 | 0.57 | 1.82 | 17h30 | 0.54 | 1.75 | 17h30 | 0.51 | 1.58 |  | 17h30 | 0.53 | 1.63 |  | 17h30 | 0.51 | 1.57 |  | 17h30 | 0.48 | 1.5 |  | 17h30 | 0.5 | 1.56 |  | 17h30 | 0.48 | 1.49 |  | 17h30 | 0.4 | 1.34 |  | 17h30 | 0.42 | 1.39 |  | 17h30 | 0.4 | 1.33 |  | 17h30 | 0.35 | 1.22 |  | 17h30 | 0.38 | 1.28 |  | 17h30 | 0.35 | 1.21 |  | 17h30 | 0.49 | 1.58 |  | 17h30 | 0.51 | 1.64 |  | 17h30 | 0.48 | 1.57
18h30 | 0.57 | 1.78 | 18h30 | 0.59 | 1.82 | 18h30 | 0.57 | 1.77 | 18h30 | 0.54 | 1.7 | 18h30 | 0.56 | 1.76 | 18h30 | 0.54 | 1.69 | 18h30 | 0.46 | 1.53 | 18h30 | 0.48 | 1.58 | 18h30 | 0.46 | 1.53 | 18h30 | 0.41 | 1.42 | 18h30 | 0.44 | 1.48 | 18h30 | 0.41 | 1.41 | 18h30 | 0.55 | 1.78 | 18h30 | 0.57 | 1.83 | 18h30 | 0.55 | 1.77 | 18h30 | 0.51 | 1.6 |  | 18h30 | 0.53 | 1.64 |  | 18h30 | 0.51 | 1.59 |  | 18h30 | 0.48 | 1.52 |  | 18h30 | 0.5 | 1.57 |  | 18h30 | 0.48 | 1.51 |  | 18h30 | 0.4 | 1.35 |  | 18h30 | 0.42 | 1.4 |  | 18h30 | 0.4 | 1.35 |  | 18h30 | 0.35 | 1.23 |  | 18h30 | 0.37 | 1.29 |  | 18h30 | 0.35 | 1.22 |  | 18h30 | 0.49 | 1.6 |  | 18h30 | 0.51 | 1.64 |  | 18h30 | 0.49 | 1.59
19h30 | 0.37 | 1.5 | 19h30 | 0.39 | 1.54 | 19h30 | 0.37 | 1.5 | 19h30 | 0.35 | 1.43 | 19h30 | 0.38 | 1.48 | 19h30 | 0.34 | 1.42 | 19h30 | 0.27 | 1.26 | 19h30 | 0.32 | 1.3 | 19h30 | 0.26 | 1.25 | 19h30 | 0.22 | 1.14 | 19h30 | 0.29 | 1.19 | 19h30 | 0.21 | 1.13 | 19h30 | 0.35 | 1.51 | 19h30 | 0.38 | 1.55 | 19h30 | 0.35 | 1.5 | 19h30 | 0.31 | 1.32 |  | 19h30 | 0.35 | 1.36 |  | 19h30 | 0.31 | 1.32 |  | 19h30 | 0.29 | 1.25 |  | 19h30 | 0.33 | 1.29 |  | 19h30 | 0.28 | 1.24 |  | 19h30 | 0.2 | 1.08 |  | 19h30 | 0.27 | 1.11 |  | 19h30 | 0.2 | 1.07 |  | 19h30 | 0.16 | 0.96 |  | 19h30 | 0.24 | 1 |  | 19h30 | 0.15 | 0.95 |  | 19h30 | 0.29 | 1.33 |  | 19h30 | 0.33 | 1.36 |  | 19h30 | 0.29 | 1.32
20h30 | 0.28 | 1.23 | 20h30 | 0.18 | 1.26 | 20h30 | 0.27 | 1.24 | 20h30 | 0.25 | 1.17 | 20h30 | 0.16 | 1.2 | 20h30 | 0.24 | 1.18 | 20h30 | 0.17 | 1.02 | 20h30 | 0.09 | 1.02 | 20h30 | 0.15 | 1.02 | 20h30 | 0.12 | 0.91 | 20h30 | 0.06 | 0.91 | 20h30 | 0.12 | 0.9 | 20h30 | 0.26 | 1.24 | 20h30 | 0.17 | 1.27 | 20h30 | 0.25 | 1.25 | 20h30 | 0.22 | 1.06 |  | 20h30 | 0.13 | 1.07 |  | 20h30 | 0.21 | 1.07 |  | 20h30 | 0.19 | 1.01 |  | 20h30 | 0.11 | 1.01 |  | 20h30 | 0.18 | 1.01 |  | 20h30 | 0.11 | 0.86 |  | 20h30 | 0.04 | 0.83 |  | 20h30 | 0.11 | 0.85 |  | 20h30 | 0.08 | 0.74 |  | 20h30 | 0 | 0.72 |  | 20h30 | 0.08 | 0.73 |  | 20h30 | 0.2 | 1.07 |  | 20h30 | 0.11 | 1.08 |  | 20h30 | 0.19 | 1.08
21h30 | 0.21 | 1.23 | 21h30 | 0.18 | 1.25 | 21h30 | 0.21 | 1.23 | 21h30 | 0.19 | 1.16 | 21h30 | 0.16 | 1.19 | 21h30 | 0.18 | 1.16 | 21h30 | 0.1 | 1 | 21h30 | 0.09 | 1.01 | 21h30 | 0.09 | 1 | 21h30 | 0.05 | 0.89 | 21h30 | 0.06 | 0.9 | 21h30 | 0.05 | 0.88 | 21h30 | 0.2 | 1.23 | 21h30 | 0.17 | 1.26 | 21h30 | 0.19 | 1.24 | 21h30 | 0.15 | 1.05 |  | 21h30 | 0.13 | 1.06 |  | 21h30 | 0.15 | 1.05 |  | 21h30 | 0.12 | 0.99 |  | 21h30 | 0.11 | 1 |  | 21h30 | 0.12 | 0.99 |  | 21h30 | 0.04 | 0.83 |  | 21h30 | 0.04 | 0.82 |  | 21h30 | 0.04 | 0.82 |  | 21h30 | 0 | 0.71 |  | 21h30 | 0 | 0.71 |  | 21h30 | 0 | 0.7 |  | 21h30 | 0.13 | 1.06 |  | 21h30 | 0.11 | 1.07 |  | 21h30 | 0.13 | 1.06
22h30 | 0.21 | 1.22 | 22h30 | 0.15 | 1.24 | 22h30 | 0.21 | 1.23 | 22h30 | 0.19 | 1.16 | 22h30 | 0.14 | 1.18 | 22h30 | 0.18 | 1.16 | 22h30 | 0.1 | 1 | 22h30 | 0.06 | 0.99 | 22h30 | 0.09 | 1 | 22h30 | 0.05 | 0.89 | 22h30 | 0.01 | 0.89 | 22h30 | 0.05 | 0.88 | 22h30 | 0.2 | 1.23 | 22h30 | 0.14 | 1.25 | 22h30 | 0.19 | 1.24 | 22h30 | 0.15 | 1.05 |  | 22h30 | 0.1 | 1.05 |  | 22h30 | 0.15 | 1.05 |  | 22h30 | 0.12 | 0.99 |  | 22h30 | 0.08 | 0.99 |  | 22h30 | 0.12 | 0.99 |  | 22h30 | 0.04 | 0.83 |  | 22h30 | 0 | 0.81 |  | 22h30 | 0.04 | 0.82 |  | 22h30 | 0 | 0.71 |  | 22h30 | 0 | 0.7 |  | 22h30 | 0 | 0.7 |  | 22h30 | 0.13 | 1.06 |  | 22h30 | 0.08 | 1.06 |  | 22h30 | 0.13 | 1.06
23h30 | 0.16 | 1.21 | 23h30 | 0.15 | 1.23 | 23h30 | 0.15 | 1.21 | 23h30 | 0.13 | 1.15 | 23h30 | 0.14 | 1.17 | 23h30 | 0.13 | 1.14 | 23h30 | 0.05 | 0.98 | 23h30 | 0.06 | 0.99 | 23h30 | 0.04 | 0.97 | 23h30 | 0 | 0.86 | 23h30 | 0.01 | 0.88 | 23h30 | 0 | 0.85 | 23h30 | 0.14 | 1.22 | 23h30 | 0.14 | 1.24 | 23h30 | 0.14 | 1.22 | 23h30 | 0.09 | 1.03 |  | 23h30 | 0.1 | 1.04 |  | 23h30 | 0.09 | 1.03 |  | 23h30 | 0.07 | 0.96 |  | 23h30 | 0.08 | 0.98 |  | 23h30 | 0.06 | 0.96 |  | 23h30 | 0 | 0.79 |  | 23h30 | 0 | 0.8 |  | 23h30 | 0 | 0.79 |  | 23h30 | 0 | 0.67 |  | 23h30 | 0 | 0.69 |  | 23h30 | 0 | 0.66 |  | 23h30 | 0.08 | 1.04 |  | 23h30 | 0.08 | 1.05 |  | 23h30 | 0.07 | 1.04
00h30 | 0.16 | 1.21 | 00h30 | 0 | 0.18 | 00h30 | 0.15 | 1.21 | 00h30 | 0.13 | 1.15 | 00h30 | 0 | 0.17 | 00h30 | 0.13 | 1.14 | 00h30 | 0.05 | 0.98 | 00h30 | 0 | 0.1 | 00h30 | 0.04 | 0.97 | 00h30 | 0 | 0.86 | 00h30 | 0 | 0.08 | 00h30 | 0 | 0.85 | 00h30 | 0.14 | 1.22 | 00h30 | 0 | 0.19 | 00h30 | 0.14 | 1.22 | 00h30 | 0.09 | 1.03 |  | 00h30 | 0 | 0.13 |  | 00h30 | 0.09 | 1.03 |  | 00h30 | 0.07 | 0.96 |  | 00h30 | 0 | 0.11 |  | 00h30 | 0.06 | 0.96 |  | 00h30 | 0 | 0.79 |  | 00h30 | 0 | 0.05 |  | 00h30 | 0 | 0.79 |  | 00h30 | 0 | 0.67 |  | 00h30 | 0 | 0.02 |  | 00h30 | 0 | 0.66 |  | 00h30 | 0.08 | 1.04 |  | 00h30 | 0 | 0.13 |  | 00h30 | 0.07 | 1.04
01h30 | 0.01 | 0.28 | 01h30 | 0 | 0 | 01h30 | 0.01 | 0.27 | 01h30 | 0.02 | 0.22 | 01h30 | 0 | 0 | 01h30 | 0.02 | 0.22 | 01h30 | 0 | 0.09 | 01h30 | 0 | 0 | 01h30 | 0 | 0.09 | 01h30 | 0 | 0.01 | 01h30 | 0 | 0 | 01h30 | 0 | 0.01 | 01h30 | 0.02 | 0.29 | 01h30 | 0 | 0 | 01h30 | 0.02 | 0.28 | 01h30 | 0 | 0.12 |  | 01h30 | 0 | 0 |  | 01h30 | 0 | 0.12 |  | 01h30 | 0 | 0.07 |  | 01h30 | 0 | 0 |  | 01h30 | 0 | 0.07 |  | 01h30 | 0 | 0 |  | 01h30 | 0 | 0 |  | 01h30 | 0 | 0 |  | 01h30 | 0 | 0 |  | 01h30 | 0 | 0 |  | 01h30 | 0 | 0 |  | 01h30 | 0 | 0.13 |  | 01h30 | 0 | 0 |  | 01h30 | 0 | 0.13
02h30 | 0.01 | 0.28 | 02h30 | 0.01 | 0.22 | 02h30 | 0.01 | 0.27 | 02h30 | 0.02 | 0.22 | 02h30 | 0 | 0.18 | 02h30 | 0.02 | 0.22 | 02h30 | 0 | 0.09 | 02h30 | 0 | 0.03 | 02h30 | 0 | 0.09 | 02h30 | 0 | 0.01 | 02h30 | 0 | 0 | 02h30 | 0 | 0.01 | 02h30 | 0.02 | 0.29 | 02h30 | 0 | 0.23 | 02h30 | 0.02 | 0.28 | 02h30 | 0 | 0.12 |  | 02h30 | 0 | 0.12 |  | 02h30 | 0 | 0.12 |  | 02h30 | 0 | 0.07 |  | 02h30 | 0 | 0.08 |  | 02h30 | 0 | 0.07 |  | 02h30 | 0 | 0 |  | 02h30 | 0 | 0 |  | 02h30 | 0 | 0 |  | 02h30 | 0 | 0 |  | 02h30 | 0 | 0 |  | 02h30 | 0 | 0 |  | 02h30 | 0 | 0.13 |  | 02h30 | 0 | 0.13 |  | 02h30 | 0 | 0.13
03h30 | 0.05 | 0.35 | 03h30 | 0.05 | 0.33 | 03h30 | 0.05 | 0.35 | 03h30 | 0.02 | 0.31 | 03h30 | 0.04 | 0.28 | 03h30 | 0.02 | 0.31 | 03h30 | 0 | 0.14 | 03h30 | 0 | 0.08 | 03h30 | 0 | 0.14 | 03h30 | 0 | 0.04 | 03h30 | 0 | 0 | 03h30 | 0 | 0.03 | 03h30 | 0.03 | 0.36 | 03h30 | 0.04 | 0.34 | 03h30 | 0.03 | 0.36 | 03h30 | 0.01 | 0.21 |  | 03h30 | 0.01 | 0.2 |  | 03h30 | 0.01 | 0.21 |  | 03h30 | 0 | 0.17 |  | 03h30 | 0 | 0.15 |  | 03h30 | 0 | 0.17 |  | 03h30 | 0 | 0.01 |  | 03h30 | 0 | 0 |  | 03h30 | 0 | 0.01 |  | 03h30 | 0 | 0 |  | 03h30 | 0 | 0 |  | 03h30 | 0 | 0 |  | 03h30 | 0 | 0.22 |  | 03h30 | 0.01 | 0.2 |  | 03h30 | 0 | 0.22
04h30 | 0.08 | 0.35 | 04h30 | 0.12 | 0.4 | 04h30 | 0.08 | 0.35 | 04h30 | 0.06 | 0.31 | 04h30 | 0.1 | 0.36 | 04h30 | 0.06 | 0.31 | 04h30 | 0 | 0.14 | 04h30 | 0 | 0.2 | 04h30 | 0 | 0.14 | 04h30 | 0 | 0.04 | 04h30 | 0 | 0.1 | 04h30 | 0 | 0.03 | 04h30 | 0.07 | 0.36 | 04h30 | 0.11 | 0.41 | 04h30 | 0.07 | 0.36 | 04h30 | 0.04 | 0.21 |  | 04h30 | 0.06 | 0.26 |  | 04h30 | 0.04 | 0.21 |  | 04h30 | 0.02 | 0.17 |  | 04h30 | 0.04 | 0.23 |  | 04h30 | 0.02 | 0.17 |  | 04h30 | 0 | 0.01 |  | 04h30 | 0 | 0.06 |  | 04h30 | 0 | 0.01 |  | 04h30 | 0 | 0 |  | 04h30 | 0 | 0 |  | 04h30 | 0 | 0 |  | 04h30 | 0.03 | 0.22 |  | 04h30 | 0.05 | 0.27 |  | 04h30 | 0.03 | 0.22
05h30 | 0.13 | 0.41 | 05h30 | 0.15 | 0.47 | 05h30 | 0.13 | 0.41 | 05h30 | 0.11 | 0.35 | 05h30 | 0.13 | 0.41 | 05h30 | 0.1 | 0.35 | 05h30 | 0.02 | 0.21 | 05h30 | 0.04 | 0.3 | 05h30 | 0.02 | 0.21 | 05h30 | 0 | 0.11 | 05h30 | 0 | 0.21 | 05h30 | 0 | 0.11 | 05h30 | 0.11 | 0.41 | 05h30 | 0.14 | 0.48 | 05h30 | 0.11 | 0.41 | 05h30 | 0.08 | 0.28 |  | 05h30 | 0.1 | 0.33 |  | 05h30 | 0.08 | 0.28 |  | 05h30 | 0.06 | 0.23 |  | 05h30 | 0.08 | 0.29 |  | 05h30 | 0.06 | 0.22 |  | 05h30 | 0 | 0.08 |  | 05h30 | 0 | 0.15 |  | 05h30 | 0 | 0.08 |  | 05h30 | 0 | 0 |  | 05h30 | 0 | 0.05 |  | 05h30 | 0 | 0 |  | 05h30 | 0.07 | 0.29 |  | 05h30 | 0.09 | 0.34 |  | 05h30 | 0.07 | 0.28
06h30 | 0.16 | 0.47 | 06h30 | 0.18 | 0.57 | 06h30 | 0.16 | 0.47 | 06h30 | 0.14 | 0.41 | 06h30 | 0.16 | 0.5 | 06h30 | 0.14 | 0.41 | 06h30 | 0.07 | 0.31 | 06h30 | 0.09 | 0.37 | 06h30 | 0.07 | 0.31 | 06h30 | 0.02 | 0.23 | 06h30 | 0.04 | 0.29 | 06h30 | 0.02 | 0.22 | 06h30 | 0.14 | 0.47 | 06h30 | 0.17 | 0.58 | 06h30 | 0.14 | 0.47 | 06h30 | 0.11 | 0.35 |  | 06h30 | 0.13 | 0.44 |  | 06h30 | 0.11 | 0.35 |  | 06h30 | 0.09 | 0.29 |  | 06h30 | 0.11 | 0.36 |  | 06h30 | 0.09 | 0.29 |  | 06h30 | 0.02 | 0.18 |  | 06h30 | 0.03 | 0.23 |  | 06h30 | 0.02 | 0.18 |  | 06h30 | 0 | 0.07 |  | 06h30 | 0 | 0.13 |  | 06h30 | 0 | 0.06 |  | 06h30 | 0.1 | 0.36 |  | 06h30 | 0.12 | 0.44 |  | 06h30 | 0.1 | 0.35
07h30 | 0.07 | 0.35 | 07h30 | 0.1 | 0.44 | 07h30 | 0.44 | 1.49 | 07h30 | 0.07 | 0.27 | 07h30 | 0.09 | 0.36 | 07h30 | 0.37 | 1.34 | 07h30 | 0.05 | 0.16 | 07h30 | 0.05 | 0.23 | 07h30 | 0.31 | 1.08 | 07h30 | 0.02 | 0.11 | 07h30 | 0.03 | 0.18 | 07h30 | 0.31 | 1.06 | 07h30 | 0.07 | 0.35 | 07h30 | 0.09 | 0.44 | 07h30 | 0.4 | 1.48 | 07h30 | 0.06 | 0.23 |  | 07h30 | 0.08 | 0.3 |  | 07h30 | 0.38 | 1.33 |  | 07h30 | 0.05 | 0.15 |  | 07h30 | 0.07 | 0.24 |  | 07h30 | 0.31 | 1.18 |  | 07h30 | 0.02 | 0.1 |  | 07h30 | 0.03 | 0.14 |  | 07h30 | 0.27 | 0.94 |  | 07h30 | 0 | 0.07 |  | 07h30 | 0 | 0.08 |  | 07h30 | 0.24 | 0.92 |  | 07h30 | 0.06 | 0.23 |  | 07h30 | 0.07 | 0.3 |  | 07h30 | 0.33 | 1.32
08h30 | 0.38 | 1.4 | 08h30 | 0.41 | 1.5 | 08h30 | 0.65 | 2.17 | 08h30 | 0.37 | 1.27 | 08h30 | 0.39 | 1.39 | 08h30 | 0.58 | 2.02 | 08h30 | 0.31 | 1.05 | 08h30 | 0.33 | 1.19 | 08h30 | 0.49 | 1.77 | 08h30 | 0.25 | 0.78 | 08h30 | 0.27 | 1.06 | 08h30 | 0.46 | 1.67 | 08h30 | 0.37 | 1.39 | 08h30 | 0.4 | 1.5 | 08h30 | 0.6 | 2.16 | 08h30 | 0.36 | 1.23 |  | 08h30 | 0.38 | 1.31 |  | 08h30 | 0.58 | 1.96 |  | 08h30 | 0.34 | 1.1 |  | 08h30 | 0.36 | 1.22 |  | 08h30 | 0.5 | 1.82 |  | 08h30 | 0.26 | 1 |  | 08h30 | 0.28 | 1.07 |  | 08h30 | 0.43 | 1.57 |  | 08h30 | 0.19 | 0.86 |  | 08h30 | 0.2 | 0.91 |  | 08h30 | 0.35 | 1.46 |  | 08h30 | 0.35 | 1.23 |  | 08h30 | 0.37 | 1.31 |  | 08h30 | 0.53 | 1.95
09h30 | 0.86 | 2.56 | 09h30 | 0.89 | 2.64 | 09h30 | 0.84 | 2.55 | 09h30 | 0.83 | 2.43 | 09h30 | 0.85 | 2.53 | 09h30 | 0.82 | 2.48 | 09h30 | 0.73 | 2.21 | 09h30 | 0.76 | 2.33 | 09h30 | 0.73 | 2.38 | 09h30 | 0.63 | 1.92 | 09h30 | 0.66 | 2.14 | 09h30 | 0.62 | 2.18 | 09h30 | 0.84 | 2.55 | 09h30 | 0.86 | 2.63 | 09h30 | 0.83 | 2.55 | 09h30 | 0.8 | 2.35 |  | 09h30 | 0.82 | 2.41 |  | 09h30 | 0.77 | 2.34 |  | 09h30 | 0.77 | 2.22 |  | 09h30 | 0.78 | 2.3 |  | 09h30 | 0.75 | 2.27 |  | 09h30 | 0.65 | 2.05 |  | 09h30 | 0.67 | 2.13 |  | 09h30 | 0.63 | 2.15 |  | 09h30 | 0.53 | 1.82 |  | 09h30 | 0.56 | 1.9 |  | 09h30 | 0.51 | 1.89 |  | 09h30 | 0.78 | 2.34 |  | 09h30 | 0.79 | 2.41 |  | 09h30 | 0.76 | 2.35
10h30 | 1 | 2.85 | 10h30 | 1 | 2.88 | 10h30 | 0.83 | 2.43 | 10h30 | 0.94 | 2.77 | 10h30 | 0.97 | 2.8 | 10h30 | 0.8 | 2.35 | 10h30 | 0.85 | 2.66 | 10h30 | 0.87 | 2.68 | 10h30 | 0.72 | 2.25 | 10h30 | 0.77 | 2.56 | 10h30 | 0.79 | 2.51 | 10h30 | 0.64 | 2.08 | 10h30 | 0.96 | 2.85 | 10h30 | 0.98 | 2.88 | 10h30 | 0.81 | 2.43 | 10h30 | 0.9 | 2.64 |  | 10h30 | 0.92 | 2.67 |  | 10h30 | 0.76 | 2.22 |  | 10h30 | 0.86 | 2.56 |  | 10h30 | 0.87 | 2.57 |  | 10h30 | 0.73 | 2.15 |  | 10h30 | 0.75 | 2.37 |  | 10h30 | 0.77 | 2.41 |  | 10h30 | 0.64 | 2.03 |  | 10h30 | 0.66 | 2.17 |  | 10h30 | 0.68 | 2.23 |  | 10h30 | 0.55 | 1.82 |  | 10h30 | 0.87 | 2.64 |  | 10h30 | 0.88 | 2.67 |  | 10h30 | 0.74 | 2.22
11h30 | 0.79 | 2.34 | 11h30 | 0.8 | 2.36 | 11h30 | 0.7 | 2.11 | 11h30 | 0.75 | 2.26 | 11h30 | 0.77 | 2.29 | 11h30 | 0.68 | 2.03 | 11h30 | 0.68 | 2.15 | 11h30 | 0.69 | 2.17 | 11h30 | 0.61 | 1.92 | 11h30 | 0.61 | 2.05 | 11h30 | 0.63 | 2.03 | 11h30 | 0.54 | 1.78 | 11h30 | 0.75 | 2.33 | 11h30 | 0.77 | 2.36 | 11h30 | 0.67 | 2.11 | 11h30 | 0.72 | 2.14 |  | 11h30 | 0.72 | 2.16 |  | 11h30 | 0.64 | 1.91 |  | 11h30 | 0.68 | 2.06 |  | 11h30 | 0.69 | 2.07 |  | 11h30 | 0.61 | 1.84 |  | 11h30 | 0.6 | 1.91 |  | 11h30 | 0.61 | 1.93 |  | 11h30 | 0.53 | 1.72 |  | 11h30 | 0.52 | 1.75 |  | 11h30 | 0.54 | 1.79 |  | 11h30 | 0.46 | 1.55 |  | 11h30 | 0.68 | 2.14 |  | 11h30 | 0.69 | 2.16 |  | 11h30 | 0.61 | 1.91
12h30 | 0.64 | 1.94 | 12h30 | 0.64 | 1.95 | 12h30 | 0.59 | 1.81 | 12h30 | 0.6 | 1.86 | 12h30 | 0.61 | 1.88 | 12h30 | 0.57 | 1.73 | 12h30 | 0.54 | 1.75 | 12h30 | 0.54 | 1.77 | 12h30 | 0.5 | 1.62 | 12h30 | 0.48 | 1.66 | 12h30 | 0.49 | 1.65 | 12h30 | 0.44 | 1.49 | 12h30 | 0.57 | 1.93 | 12h30 | 0.58 | 1.95 | 12h30 | 0.53 | 1.8 | 12h30 | 0.57 | 1.75 |  | 12h30 | 0.58 | 1.77 |  | 12h30 | 0.53 | 1.63 |  | 12h30 | 0.54 | 1.67 |  | 12h30 | 0.55 | 1.69 |  | 12h30 | 0.5 | 1.55 |  | 12h30 | 0.47 | 1.54 |  | 12h30 | 0.47 | 1.56 |  | 12h30 | 0.43 | 1.43 |  | 12h30 | 0.41 | 1.41 |  | 12h30 | 0.42 | 1.44 |  | 12h30 | 0.37 | 1.28 |  | 12h30 | 0.51 | 1.74 |  | 12h30 | 0.51 | 1.76 |  | 12h30 | 0.47 | 1.62
13h30 | 0.55 | 1.71 | 13h30 | 0.56 | 1.72 | 13h30 | 0.53 | 1.63 | 13h30 | 0.52 | 1.63 | 13h30 | 0.53 | 1.65 | 13h30 | 0.5 | 1.55 | 13h30 | 0.45 | 1.52 | 13h30 | 0.46 | 1.53 | 13h30 | 0.43 | 1.43 | 13h30 | 0.41 | 1.42 | 13h30 | 0.42 | 1.42 | 13h30 | 0.38 | 1.31 | 13h30 | 0.48 | 1.7 | 13h30 | 0.48 | 1.72 | 13h30 | 0.45 | 1.62 | 13h30 | 0.49 | 1.53 |  | 13h30 | 0.49 | 1.54 |  | 13h30 | 0.47 | 1.45 |  | 13h30 | 0.46 | 1.45 |  | 13h30 | 0.46 | 1.46 |  | 13h30 | 0.44 | 1.37 |  | 13h30 | 0.39 | 1.32 |  | 13h30 | 0.39 | 1.34 |  | 13h30 | 0.37 | 1.25 |  | 13h30 | 0.34 | 1.2 |  | 13h30 | 0.35 | 1.22 |  | 13h30 | 0.31 | 1.12 |  | 13h30 | 0.41 | 1.52 |  | 13h30 | 0.42 | 1.53 |  | 13h30 | 0.39 | 1.44
14h30 | 0.49 | 1.56 | 14h30 | 0.49 | 1.57 | 14h30 | 0.47 | 1.51 | 14h30 | 0.46 | 1.49 | 14h30 | 0.47 | 1.5 | 14h30 | 0.45 | 1.43 | 14h30 | 0.4 | 1.36 | 14h30 | 0.4 | 1.37 | 14h30 | 0.38 | 1.3 | 14h30 | 0.35 | 1.27 | 14h30 | 0.36 | 1.27 | 14h30 | 0.33 | 1.19 | 14h30 | 0.39 | 1.55 | 14h30 | 0.39 | 1.56 | 14h30 | 0.37 | 1.5 | 14h30 | 0.43 | 1.39 |  | 14h30 | 0.43 | 1.4 |  | 14h30 | 0.41 | 1.34 |  | 14h30 | 0.4 | 1.31 |  | 14h30 | 0.41 | 1.32 |  | 14h30 | 0.39 | 1.26 |  | 14h30 | 0.33 | 1.18 |  | 14h30 | 0.34 | 1.19 |  | 14h30 | 0.32 | 1.13 |  | 14h30 | 0.29 | 1.06 |  | 14h30 | 0.29 | 1.08 |  | 14h30 | 0.27 | 1.01 |  | 14h30 | 0.33 | 1.38 |  | 14h30 | 0.33 | 1.39 |  | 14h30 | 0.31 | 1.32
15h30 | 0.45 | 1.48 | 15h30 | 0.45 | 1.49 | 15h30 | 0.44 | 1.44 | 15h30 | 0.42 | 1.4 | 15h30 | 0.43 | 1.42 | 15h30 | 0.41 | 1.36 | 15h30 | 0.35 | 1.27 | 15h30 | 0.36 | 1.28 | 15h30 | 0.34 | 1.23 | 15h30 | 0.31 | 1.18 | 15h30 | 0.32 | 1.18 | 15h30 | 0.3 | 1.12 | 15h30 | 0.32 | 1.46 | 15h30 | 0.33 | 1.47 | 15h30 | 0.31 | 1.43 | 15h30 | 0.39 | 1.31 |  | 15h30 | 0.39 | 1.31 |  | 15h30 | 0.38 | 1.27 |  | 15h30 | 0.36 | 1.23 |  | 15h30 | 0.37 | 1.24 |  | 15h30 | 0.35 | 1.19 |  | 15h30 | 0.29 | 1.09 |  | 15h30 | 0.3 | 1.1 |  | 15h30 | 0.28 | 1.05 |  | 15h30 | 0.25 | 0.98 |  | 15h30 | 0.26 | 1 |  | 15h30 | 0.24 | 0.94 |  | 15h30 | 0.26 | 1.29 |  | 15h30 | 0.27 | 1.3 |  | 15h30 | 0.25 | 1.25
16h30 | 0.45 | 1.52 | 16h30 | 0.45 | 1.53 | 16h30 | 0.44 | 1.49 | 16h30 | 0.42 | 1.45 | 16h30 | 0.43 | 1.46 | 16h30 | 0.42 | 1.42 | 16h30 | 0.35 | 1.3 | 16h30 | 0.36 | 1.31 | 16h30 | 0.34 | 1.27 | 16h30 | 0.31 | 1.2 | 16h30 | 0.32 | 1.21 | 16h30 | 0.3 | 1.16 | 16h30 | 0.35 | 1.51 | 16h30 | 0.36 | 1.52 | 16h30 | 0.34 | 1.48 | 16h30 | 0.39 | 1.34 |  | 16h30 | 0.39 | 1.34 |  | 16h30 | 0.38 | 1.31 |  | 16h30 | 0.36 | 1.27 |  | 16h30 | 0.37 | 1.28 |  | 16h30 | 0.35 | 1.24 |  | 16h30 | 0.29 | 1.11 |  | 16h30 | 0.29 | 1.12 |  | 16h30 | 0.28 | 1.09 |  | 16h30 | 0.25 | 1 |  | 16h30 | 0.25 | 1.02 |  | 16h30 | 0.24 | 0.97 |  | 16h30 | 0.29 | 1.32 |  | 16h30 | 0.29 | 1.33 |  | 16h30 | 0.28 | 1.3
17h30 | 0.48 | 1.63 | 17h30 | 0.48 | 1.63 | 17h30 | 0.47 | 1.61 | 17h30 | 0.46 | 1.56 | 17h30 | 0.46 | 1.57 | 17h30 | 0.45 | 1.54 | 17h30 | 0.38 | 1.4 | 17h30 | 0.38 | 1.4 | 17h30 | 0.37 | 1.38 | 17h30 | 0.34 | 1.29 | 17h30 | 0.34 | 1.3 | 17h30 | 0.33 | 1.26 | 17h30 | 0.42 | 1.62 | 17h30 | 0.42 | 1.63 | 17h30 | 0.41 | 1.6 | 17h30 | 0.41 | 1.43 |  | 17h30 | 0.42 | 1.44 |  | 17h30 | 0.41 | 1.41 |  | 17h30 | 0.39 | 1.37 |  | 17h30 | 0.39 | 1.38 |  | 17h30 | 0.38 | 1.35 |  | 17h30 | 0.31 | 1.2 |  | 17h30 | 0.32 | 1.21 |  | 17h30 | 0.31 | 1.18 |  | 17h30 | 0.27 | 1.08 |  | 17h30 | 0.27 | 1.1 |  | 17h30 | 0.26 | 1.06 |  | 17h30 | 0.35 | 1.43 |  | 17h30 | 0.36 | 1.43 |  | 17h30 | 0.35 | 1.41
18h30 | 0.57 | 1.85 | 18h30 | 0.57 | 1.85 | 18h30 | 0.56 | 1.83 | 18h30 | 0.55 | 1.79 | 18h30 | 0.55 | 1.8 | 18h30 | 0.54 | 1.78 | 18h30 | 0.46 | 1.6 | 18h30 | 0.46 | 1.61 | 18h30 | 0.46 | 1.59 | 18h30 | 0.41 | 1.49 | 18h30 | 0.42 | 1.49 | 18h30 | 0.4 | 1.46 | 18h30 | 0.53 | 1.85 | 18h30 | 0.53 | 1.86 | 18h30 | 0.52 | 1.84 | 18h30 | 0.49 | 1.63 |  | 18h30 | 0.5 | 1.63 |  | 18h30 | 0.49 | 1.61 |  | 18h30 | 0.47 | 1.57 |  | 18h30 | 0.48 | 1.58 |  | 18h30 | 0.47 | 1.56 |  | 18h30 | 0.39 | 1.38 |  | 18h30 | 0.39 | 1.39 |  | 18h30 | 0.38 | 1.37 |  | 18h30 | 0.34 | 1.26 |  | 18h30 | 0.34 | 1.27 |  | 18h30 | 0.33 | 1.24 |  | 18h30 | 0.45 | 1.63 |  | 18h30 | 0.46 | 1.64 |  | 18h30 | 0.45 | 1.62
19h30 | 0.46 | 1.81 | 19h30 | 0.46 | 1.81 | 19h30 | 0.46 | 1.8 | 19h30 | 0.44 | 1.76 | 19h30 | 0.45 | 1.77 | 19h30 | 0.44 | 1.75 | 19h30 | 0.35 | 1.55 | 19h30 | 0.36 | 1.56 | 19h30 | 0.35 | 1.54 | 19h30 | 0.3 | 1.43 | 19h30 | 0.3 | 1.43 | 19h30 | 0.29 | 1.41 | 19h30 | 0.44 | 1.82 | 19h30 | 0.44 | 1.83 | 19h30 | 0.43 | 1.81 | 19h30 | 0.38 | 1.56 |  | 19h30 | 0.38 | 1.57 |  | 19h30 | 0.38 | 1.55 |  | 19h30 | 0.36 | 1.52 |  | 19h30 | 0.37 | 1.53 |  | 19h30 | 0.36 | 1.5 |  | 19h30 | 0.27 | 1.31 |  | 19h30 | 0.27 | 1.31 |  | 19h30 | 0.27 | 1.3 |  | 19h30 | 0.22 | 1.18 |  | 19h30 | 0.22 | 1.19 |  | 19h30 | 0.21 | 1.16 |  | 19h30 | 0.36 | 1.58 |  | 19h30 | 0.36 | 1.59 |  | 19h30 | 0.35 | 1.57
20h30 | 0.31 | 1.68 | 20h30 | 0.31 | 1.68 | 20h30 | 0.31 | 1.67 | 20h30 | 0.29 | 1.64 | 20h30 | 0.3 | 1.65 | 20h30 | 0.29 | 1.63 | 20h30 | 0.2 | 1.42 | 20h30 | 0.2 | 1.43 | 20h30 | 0.2 | 1.41 | 20h30 | 0.14 | 1.29 | 20h30 | 0.15 | 1.3 | 20h30 | 0.17 | 1.27 | 20h30 | 0.29 | 1.7 | 20h30 | 0.3 | 1.71 | 20h30 | 0.29 | 1.7 | 20h30 | 0.22 | 1.42 |  | 20h30 | 0.22 | 1.42 |  | 20h30 | 0.22 | 1.41 |  | 20h30 | 0.21 | 1.38 |  | 20h30 | 0.21 | 1.39 |  | 20h30 | 0.2 | 1.37 |  | 20h30 | 0.11 | 1.16 |  | 20h30 | 0.11 | 1.17 |  | 20h30 | 0.15 | 1.15 |  | 20h30 | 0.06 | 1.02 |  | 20h30 | 0.06 | 1.03 |  | 20h30 | 0.12 | 1.01 |  | 20h30 | 0.21 | 1.45 |  | 20h30 | 0.21 | 1.45 |  | 20h30 | 0.2 | 1.44
21h30 | 0.33 | 1.77 | 21h30 | 0.33 | 1.77 | 21h30 | 0.32 | 1.76 | 21h30 | 0.31 | 1.73 | 21h30 | 0.31 | 1.74 | 21h30 | 0.31 | 1.72 | 21h30 | 0.21 | 1.51 | 21h30 | 0.22 | 1.51 | 21h30 | 0.21 | 1.5 | 21h30 | 0.16 | 1.36 | 21h30 | 0.16 | 1.37 | 21h30 | 0.17 | 1.35 | 21h30 | 0.32 | 1.8 | 21h30 | 0.32 | 1.8 | 21h30 | 0.31 | 1.79 | 21h30 | 0.24 | 1.5 |  | 21h30 | 0.24 | 1.5 |  | 21h30 | 0.23 | 1.5 |  | 21h30 | 0.22 | 1.47 |  | 21h30 | 0.22 | 1.47 |  | 21h30 | 0.22 | 1.46 |  | 21h30 | 0.12 | 1.24 |  | 21h30 | 0.13 | 1.24 |  | 21h30 | 0.15 | 1.23 |  | 21h30 | 0.07 | 1.09 |  | 21h30 | 0.07 | 1.1 |  | 21h30 | 0.1 | 1.08 |  | 21h30 | 0.23 | 1.53 |  | 21h30 | 0.23 | 1.54 |  | 21h30 | 0.23 | 1.52
22h30 | 0.33 | 1.8 | 22h30 | 0.33 | 1.8 | 22h30 | 0.33 | 1.79 | 22h30 | 0.31 | 1.77 | 22h30 | 0.32 | 1.77 | 22h30 | 0.31 | 1.76 | 22h30 | 0.22 | 1.54 | 22h30 | 0.22 | 1.54 | 22h30 | 0.21 | 1.53 | 22h30 | 0.16 | 1.39 | 22h30 | 0.16 | 1.4 | 22h30 | 0.17 | 1.38 | 22h30 | 0.32 | 1.83 | 22h30 | 0.33 | 1.84 | 22h30 | 0.32 | 1.83 | 22h30 | 0.24 | 1.54 |  | 22h30 | 0.24 | 1.54 |  | 22h30 | 0.24 | 1.53 |  | 22h30 | 0.23 | 1.5 |  | 22h30 | 0.23 | 1.51 |  | 22h30 | 0.22 | 1.5 |  | 22h30 | 0.13 | 1.27 |  | 22h30 | 0.13 | 1.28 |  | 22h30 | 0.15 | 1.27 |  | 22h30 | 0.07 | 1.12 |  | 22h30 | 0.07 | 1.13 |  | 22h30 | 0.1 | 1.11 |  | 22h30 | 0.23 | 1.57 |  | 22h30 | 0.24 | 1.57 |  | 22h30 | 0.23 | 1.56
23h30 | 0.34 | 1.83 | 23h30 | 0.34 | 1.84 | 23h30 | 0.33 | 1.83 | 23h30 | 0.32 | 1.8 | 23h30 | 0.32 | 1.81 | 23h30 | 0.32 | 1.79 | 23h30 | 0.22 | 1.57 | 23h30 | 0.22 | 1.58 | 23h30 | 0.22 | 1.57 | 23h30 | 0.16 | 1.42 | 23h30 | 0.16 | 1.43 | 23h30 | 0.16 | 1.41 | 23h30 | 0.33 | 1.87 | 23h30 | 0.33 | 1.87 | 23h30 | 0.33 | 1.87 | 23h30 | 0.25 | 1.57 |  | 23h30 | 0.25 | 1.57 |  | 23h30 | 0.25 | 1.57 |  | 23h30 | 0.23 | 1.53 |  | 23h30 | 0.24 | 1.54 |  | 23h30 | 0.23 | 1.53 |  | 23h30 | 0.13 | 1.31 |  | 23h30 | 0.13 | 1.31 |  | 23h30 | 0.14 | 1.3 |  | 23h30 | 0.07 | 1.15 |  | 23h30 | 0.07 | 1.16 |  | 23h30 | 0.08 | 1.14 |  | 23h30 | 0.24 | 1.6 |  | 23h30 | 0.25 | 1.61 |  | 23h30 | 0.24 | 1.6
1998-2002 spring base | [44 empty] | 1998-2002 Best_case_spring_data
detached | [8 empty] | terace | [8 empty] | ftg | [8 empty] | mf | [8 empty] | s-detached | [8 empty] | detached | [11 empty] | terrace | [11 empty] | ftg | [11 empty] | mf | [11 empty] | s-detached
00h30 | 0.14 | 0.97 | 00h30 | 0.01 | 0.42 | 00h30 | 0.13 | 1.04 | 00h30 | 0.15 | 1 | 00h30 | 0.02 | 0.46 | 00h30 | 0.14 | 1.09 | 00h30 | 0.07 | 0.83 | 00h30 | 0 | 0.36 | 00h30 | 0.06 | 0.9 | 00h30 | 0.03 | 0.74 | 00h30 | 0 | 0.31 | 00h30 | 0 | 0.79 | 00h30 | 0.07 | 0.98 | 00h30 | 0.04 | 0.45 | 00h30 | 0.09 | 1.05 | 00h30 | 0.07 | 0.83 | 0.74 | 00h30 | 0 | 0.33 | 0.24 | 00h30 | 0.06 | 0.87 | 0.79143 | 00h30 | 0.08 | 0.85 | 0.74143 | 00h30 | 0 | 0.37 | 0.26714 | 00h30 | 0.07 | 0.9 | 0.79571 | 00h30 | 0 | 0.67 | 0.55429 | 00h30 | 0 | 0.27 | 0.19286 | 00h30 | 0 | 0.72 | 0.58571 | 00h30 | 0 | 0.57 | 0.45571 | 00h30 | 0 | 0.22 | 0.15143 | 00h30 | 0 | 0.6 | 0.47571 | 00h30 | 0.04 | 0.82 | 0.72714 | 00h30 | 0.03 | 0.36 | 0.27 | 00h30 | 0.02 | 0.86 | 0.77
01h30 | 0.05 | 0.28 | 01h30 | 0 | 0 | 01h30 | 0.04 | 0.27 | 01h30 | 0.05 | 0.3 | 01h30 | 0 | 0.02 | 01h30 | 0.05 | 0.3 | 01h30 | 0 | 0.17 | 01h30 | 0 | 0 | 01h30 | 0 | 0.17 | 01h30 | 0 | 0.13 | 01h30 | 0 | 0 | 01h30 | 0 | 0.12 | 01h30 | 0 | 0.29 | 01h30 | 0 | 0 | 01h30 | 0 | 0.3 | 01h30 | 0 | 0.12 | 0.09 | 01h30 | 0 | 0 | 0 | 01h30 | 0 | 0.11 | 0.091429 | 01h30 | 0 | 0.15 | 0.095714 | 01h30 | 0 | 0 | 0 | 01h30 | 0 | 0.14 | 0.10143 | 01h30 | 0 | 0.02 | 0.022857 | 01h30 | 0 | 0 | 0 | 01h30 | 0 | 0.01 | 0.02 | 01h30 | 0 | 0 | 0.01 | 01h30 | 0 | 0 | 0 | 01h30 | 0 | 0 | 0.0071429 | 01h30 | 0 | 0.15 | 0.10571 | 01h30 | 0 | 0 | 0 | 01h30 | 0 | 0.13 | 0.10286
02h30 | 0.05 | 0.28 | 02h30 | 0.01 | 0.19 | 02h30 | 0.04 | 0.27 | 02h30 | 0.05 | 0.3 | 02h30 | 0.02 | 0.22 | 02h30 | 0.05 | 0.3 | 02h30 | 0 | 0.17 | 02h30 | 0 | 0.01 | 02h30 | 0 | 0.17 | 02h30 | 0 | 0.13 | 02h30 | 0 | 0 | 02h30 | 0 | 0.12 | 02h30 | 0 | 0.29 | 02h30 | 0 | 0.19 | 02h30 | 0 | 0.3 | 02h30 | 0 | 0.12 | 0.09 | 02h30 | 0 | 0.08 | 0.05 | 02h30 | 0 | 0.11 | 0.091429 | 02h30 | 0 | 0.15 | 0.095714 | 02h30 | 0 | 0.11 | 0.054286 | 02h30 | 0 | 0.14 | 0.10143 | 02h30 | 0 | 0.02 | 0.022857 | 02h30 | 0 | 0 | 0 | 02h30 | 0 | 0.01 | 0.02 | 02h30 | 0 | 0 | 0.01 | 02h30 | 0 | 0 | 0 | 02h30 | 0 | 0 | 0.0071429 | 02h30 | 0 | 0.15 | 0.10571 | 02h30 | 0 | 0.08 | 0.052857 | 02h30 | 0 | 0.13 | 0.10286
03h30 | 0.04 | 0.27 | 03h30 | 0.06 | 0.32 | 03h30 | 0.03 | 0.29 | 03h30 | 0.04 | 0.31 | 03h30 | 0.06 | 0.35 | 03h30 | 0.03 | 0.32 | 03h30 | 0 | 0.06 | 03h30 | 0 | 0.09 | 03h30 | 0 | 0.07 | 03h30 | 0 | 0 | 03h30 | 0 | 0 | 03h30 | 0 | 0 | 03h30 | 0.04 | 0.29 | 03h30 | 0.05 | 0.33 | 03h30 | 0.03 | 0.31 | 03h30 | 0 | 0.15 | 0.16286 | 03h30 | 0.01 | 0.17 | 0.12143 | 03h30 | 0 | 0.16 | 0.16286 | 03h30 | 0 | 0.18 | 0.16286 | 03h30 | 0.01 | 0.2 | 0.13429 | 03h30 | 0 | 0.18 | 0.15857 | 03h30 | 0 | 0 | 0.018571 | 03h30 | 0 | 0 | 0.0014286 | 03h30 | 0 | 0 | 0.017143 | 03h30 | 0 | 0 | 0 | 03h30 | 0 | 0 | 0 | 03h30 | 0 | 0 | 0 | 03h30 | 0 | 0.16 | 0.17143 | 03h30 | 0.01 | 0.18 | 0.13143 | 03h30 | 0 | 0.17 | 0.17
04h30 | 0.08 | 0.32 | 04h30 | 0.12 | 0.4 | 04h30 | 0.07 | 0.31 | 04h30 | 0.07 | 0.34 | 04h30 | 0.12 | 0.42 | 04h30 | 0.06 | 0.32 | 04h30 | 0 | 0.1 | 04h30 | 0.02 | 0.22 | 04h30 | 0 | 0.08 | 04h30 | 0 | 0 | 04h30 | 0 | 0.08 | 04h30 | 0 | 0 | 04h30 | 0.09 | 0.34 | 04h30 | 0.11 | 0.41 | 04h30 | 0.08 | 0.33 | 04h30 | 0.04 | 0.2 | 0.26571 | 04h30 | 0.06 | 0.25 | 0.24143 | 04h30 | 0.03 | 0.19 | 0.25286 | 04h30 | 0.04 | 0.22 | 0.27 | 04h30 | 0.06 | 0.27 | 0.25429 | 04h30 | 0.03 | 0.2 | 0.24714 | 04h30 | 0 | 0 | 0.041429 | 04h30 | 0 | 0.06 | 0.042857 | 04h30 | 0 | 0 | 0.032857 | 04h30 | 0 | 0 | 0.0057143 | 04h30 | 0 | 0 | 0.0014286 | 04h30 | 0 | 0 | 0.0028571 | 04h30 | 0.03 | 0.21 | 0.27286 | 04h30 | 0.05 | 0.27 | 0.25143 | 04h30 | 0.03 | 0.21 | 0.26143
05h30 | 0.13 | 0.39 | 05h30 | 0.15 | 0.47 | 05h30 | 0.12 | 0.38 | 05h30 | 0.12 | 0.4 | 05h30 | 0.15 | 0.49 | 05h30 | 0.11 | 0.38 | 05h30 | 0.04 | 0.22 | 05h30 | 0.07 | 0.33 | 05h30 | 0.03 | 0.2 | 05h30 | 0 | 0.08 | 05h30 | 0.01 | 0.2 | 05h30 | 0 | 0.07 | 05h30 | 0.13 | 0.41 | 05h30 | 0.14 | 0.48 | 05h30 | 0.13 | 0.39 | 05h30 | 0.08 | 0.26 | 0.39571 | 05h30 | 0.1 | 0.33 | 0.36 | 05h30 | 0.08 | 0.26 | 0.38143 | 05h30 | 0.08 | 0.27 | 0.4 | 05h30 | 0.1 | 0.34 | 0.37143 | 05h30 | 0.07 | 0.26 | 0.37429 | 05h30 | 0 | 0.08 | 0.13714 | 05h30 | 0.01 | 0.17 | 0.13143 | 05h30 | 0 | 0.07 | 0.12143 | 05h30 | 0 | 0 | 0.034286 | 05h30 | 0 | 0.03 | 0.037143 | 05h30 | 0 | 0 | 0.025714 | 05h30 | 0.08 | 0.28 | 0.40429 | 05h30 | 0.09 | 0.34 | 0.36286 | 05h30 | 0.07 | 0.27 | 0.38857
06h30 | 0.15 | 0.46 | 06h30 | 0.18 | 0.56 | 06h30 | 0.15 | 0.45 | 06h30 | 0.15 | 0.46 | 06h30 | 0.17 | 0.56 | 06h30 | 0.14 | 0.44 | 06h30 | 0.09 | 0.33 | 06h30 | 0.11 | 0.39 | 06h30 | 0.08 | 0.31 | 06h30 | 0.02 | 0.2 | 06h30 | 0.05 | 0.29 | 06h30 | 0.02 | 0.18 | 06h30 | 0.16 | 0.48 | 06h30 | 0.17 | 0.57 | 06h30 | 0.15 | 0.46 | 06h30 | 0.11 | 0.33 | 0.51714 | 06h30 | 0.13 | 0.41 | 0.47 | 06h30 | 0.11 | 0.33 | 0.50286 | 06h30 | 0.11 | 0.33 | 0.50857 | 06h30 | 0.12 | 0.42 | 0.46714 | 06h30 | 0.1 | 0.32 | 0.48571 | 06h30 | 0.03 | 0.19 | 0.26143 | 06h30 | 0.05 | 0.24 | 0.23429 | 06h30 | 0.02 | 0.17 | 0.24 | 06h30 | 0 | 0.04 | 0.10429 | 06h30 | 0 | 0.1 | 0.098571 | 06h30 | 0 | 0.02 | 0.087143 | 06h30 | 0.11 | 0.35 | 0.52429 | 06h30 | 0.12 | 0.42 | 0.47143 | 06h30 | 0.1 | 0.34 | 0.51143
07h30 | 0.4 | 1.36 | 07h30 | 0.46 | 1.5 | 07h30 | 0.39 | 1.33 | 07h30 | 0.37 | 1.34 | 07h30 | 0.44 | 1.48 | 07h30 | 0.35 | 1.3 | 07h30 | 0.29 | 1.03 | 07h30 | 0.28 | 1.17 | 07h30 | 0.3 | 0.98 | 07h30 | 0.29 | 1.04 | 07h30 | 0.3 | 1.01 | 07h30 | 0.29 | 1.04 | 07h30 | 0.38 | 1.39 | 07h30 | 0.42 | 1.5 | 07h30 | 0.37 | 1.35 | 07h30 | 0.34 | 1.2 | 1.3814 | 07h30 | 0.39 | 1.32 | 1.2129 | 07h30 | 0.33 | 1.17 | 1.5429 | 07h30 | 0.31 | 1.18 | 1.3429 | 07h30 | 0.37 | 1.3 | 1.1986 | 07h30 | 0.3 | 1.14 | 1.47 | 07h30 | 0.25 | 0.83 | 1.0729 | 07h30 | 0.24 | 0.93 | 0.92143 | 07h30 | 0.26 | 0.86 | 1.2186 | 07h30 | 0.22 | 0.88 | 0.99143 | 07h30 | 0.24 | 0.88 | 0.82857 | 07h30 | 0.21 | 0.87 | 1.1429 | 07h30 | 0.3 | 1.21 | 1.3829 | 07h30 | 0.34 | 1.32 | 1.1943 | 07h30 | 0.3 | 1.18 | 1.5443
08h30 | 0.53 | 1.85 | 08h30 | 0.58 | 1.95 | 08h30 | 0.52 | 1.82 | 08h30 | 0.5 | 1.8 | 08h30 | 0.55 | 1.92 | 08h30 | 0.48 | 1.77 | 08h30 | 0.41 | 1.51 | 08h30 | 0.41 | 1.65 | 08h30 | 0.41 | 1.48 | 08h30 | 0.37 | 1.43 | 08h30 | 0.38 | 1.44 | 08h30 | 0.37 | 1.42 | 08h30 | 0.44 | 1.86 | 08h30 | 0.47 | 1.95 | 08h30 | 0.43 | 1.82 | 08h30 | 0.46 | 1.65 | 2.0086 | 08h30 | 0.5 | 1.74 | 1.9829 | 08h30 | 0.45 | 1.62 | 2.1014 | 08h30 | 0.43 | 1.6 | 1.9314 | 08h30 | 0.48 | 1.71 | 1.9286 | 08h30 | 0.42 | 1.57 | 2.0086 | 08h30 | 0.35 | 1.29 | 1.6271 | 08h30 | 0.35 | 1.37 | 1.5986 | 08h30 | 0.35 | 1.3 | 1.71 | 08h30 | 0.26 | 1.22 | 1.4 | 08h30 | 0.29 | 1.24 | 1.3514 | 08h30 | 0.25 | 1.2 | 1.49 | 08h30 | 0.36 | 1.65 | 1.9571 | 08h30 | 0.38 | 1.73 | 1.9143 | 08h30 | 0.35 | 1.62 | 2.05
09h30 | 0.2 | 0.59 | 09h30 | 0.23 | 0.81 | 09h30 | 0.64 | 1.99 | 09h30 | 0.19 | 0.56 | 09h30 | 0.22 | 0.79 | 09h30 | 0.63 | 1.95 | 09h30 | 0.17 | 0.63 | 09h30 | 0.19 | 0.68 | 09h30 | 0.55 | 1.87 | 09h30 | 0.1 | 0.5 | 09h30 | 0.12 | 0.6 | 09h30 | 0.43 | 1.58 | 09h30 | 0.14 | 0.58 | 09h30 | 0.14 | 0.8 | 09h30 | 0.42 | 1.98 | 09h30 | 0.19 | 0.56 | 1.2757 | 09h30 | 0.19 | 0.68 | 1.42 | 09h30 | 0.58 | 1.81 | 2.4586 | 09h30 | 0.19 | 0.53 | 1.2214 | 09h30 | 0.18 | 0.67 | 1.3614 | 09h30 | 0.57 | 1.77 | 2.3871 | 09h30 | 0.12 | 0.56 | 1.0686 | 09h30 | 0.14 | 0.59 | 1.15 | 09h30 | 0.46 | 1.65 | 2.1043 | 09h30 | 0.04 | 0.37 | 0.80571 | 09h30 | 0.06 | 0.43 | 0.88143 | 09h30 | 0.32 | 1.32 | 1.7014 | 09h30 | 0.12 | 0.56 | 1.1986 | 09h30 | 0.12 | 0.67 | 1.3486 | 09h30 | 0.35 | 1.8 | 2.3186
10h30 | 0 | 0 | 10h30 | 0 | 0 | 10h30 | 0.53 | 1.62 | 10h30 | 0 | 0 | 10h30 | 0 | 0 | 10h30 | 0.51 | 1.56 | 10h30 | 0 | 0 | 10h30 | 0 | 0 | 10h30 | 0.45 | 1.49 | 10h30 | 0 | 0 | 10h30 | 0 | 0 | 10h30 | 0.38 | 1.29 | 10h30 | 0 | 0 | 10h30 | 0 | 0 | 10h30 | 0.28 | 1.59 | 10h30 | 0 | 0 | 0.64429 | 10h30 | 0 | 0 | 0.8 | 10h30 | 0.48 | 1.46 | 2.0186 | 10h30 | 0 | 0 | 0.61286 | 10h30 | 0 | 0 | 0.76286 | 10h30 | 0.46 | 1.41 | 1.9429 | 10h30 | 0 | 0 | 0.56143 | 10h30 | 0 | 0 | 0.68286 | 10h30 | 0.39 | 1.31 | 1.7371 | 10h30 | 0 | 0 | 0.49714 | 10h30 | 0 | 0 | 0.60714 | 10h30 | 0.3 | 1.08 | 1.46 | 10h30 | 0 | 0 | 0.58 | 10h30 | 0 | 0 | 0.73429 | 10h30 | 0.24 | 1.43 | 1.8714
11h30 | 0 | 0 | 11h30 | 0 | 0 | 11h30 | 0.34 | 1.15 | 11h30 | 0 | 0 | 11h30 | 0 | 0 | 11h30 | 0.32 | 1.09 | 11h30 | 0 | 0 | 11h30 | 0 | 0 | 11h30 | 0.28 | 1.02 | 11h30 | 0 | 0 | 11h30 | 0 | 0 | 11h30 | 0.22 | 0.88 | 11h30 | 0 | 0 | 11h30 | 0 | 0 | 11h30 | 0 | 1.09 | 11h30 | 0 | 0 | 0.43571 | 11h30 | 0 | 0 | 0.52 | 11h30 | 0.29 | 1.01 | 1.4243 | 11h30 | 0 | 0 | 0.40714 | 11h30 | 0 | 0 | 0.49143 | 11h30 | 0.27 | 0.95 | 1.3429 | 11h30 | 0 | 0 | 0.36714 | 11h30 | 0 | 0 | 0.43571 | 11h30 | 0.22 | 0.87 | 1.1771 | 11h30 | 0 | 0 | 0.31857 | 11h30 | 0 | 0 | 0.38143 | 11h30 | 0.16 | 0.71 | 0.97571 | 11h30 | 0 | 0 | 0.37286 | 11h30 | 0 | 0 | 0.45714 | 11h30 | 0 | 0.95 | 1.2143
12h30 | 0 | 0 | 12h30 | 0 | 0 | 12h30 | 0.25 | 0.94 | 12h30 | 0 | 0 | 12h30 | 0 | 0 | 12h30 | 0.24 | 0.93 | 12h30 | 0 | 0 | 12h30 | 0 | 0 | 12h30 | 0.21 | 0.78 | 12h30 | 0 | 0 | 12h30 | 0 | 0 | 12h30 | 0.19 | 0.68 | 12h30 | 0 | 0 | 12h30 | 0 | 0 | 12h30 | 0 | 0.92 | 12h30 | 0 | 0 | 0.31 | 12h30 | 0 | 0 | 0.34571 | 12h30 | 0.21 | 0.81 | 1.18 | 12h30 | 0 | 0 | 0.29143 | 12h30 | 0 | 0 | 0.32 | 12h30 | 0.2 | 0.79 | 1.1243 | 12h30 | 0 | 0 | 0.24714 | 12h30 | 0 | 0 | 0.27571 | 12h30 | 0.18 | 0.66 | 0.97286 | 12h30 | 0 | 0 | 0.20857 | 12h30 | 0 | 0 | 0.23571 | 12h30 | 0.15 | 0.59 | 0.83571 | 12h30 | 0 | 0 | 0.26571 | 12h30 | 0 | 0 | 0.28286 | 12h30 | 0 | 0.78 | 1.0214
13h30 | 0.17 | 0.59 | 13h30 | 0 | 0 | 13h30 | 0.16 | 0.68 | 13h30 | 0.16 | 0.58 | 13h30 | 0 | 0 | 13h30 | 0.15 | 0.65 | 13h30 | 0.15 | 0.55 | 13h30 | 0 | 0 | 13h30 | 0.12 | 0.54 | 13h30 | 0.11 | 0.48 | 13h30 | 0 | 0 | 13h30 | 0.09 | 0.46 | 13h30 | 0 | 0.56 | 13h30 | 0 | 0 | 13h30 | 0 | 0.6 | 13h30 | 0.15 | 0.55 | 0.91714 | 13h30 | 0 | 0 | 0.25857 | 13h30 | 0.12 | 0.55 | 0.95429 | 13h30 | 0.14 | 0.5 | 0.87286 | 13h30 | 0 | 0 | 0.23714 | 13h30 | 0.11 | 0.51 | 0.89286 | 13h30 | 0.11 | 0.5 | 0.77286 | 13h30 | 0 | 0 | 0.19714 | 13h30 | 0.08 | 0.41 | 0.73429 | 13h30 | 0.07 | 0.36 | 0.65143 | 13h30 | 0 | 0 | 0.16714 | 13h30 | 0.04 | 0.34 | 0.59857 | 13h30 | 0 | 0.49 | 0.79 | 13h30 | 0 | 0 | 0.21429 | 13h30 | 0 | 0.47 | 0.81143
14h30 | 0.29 | 1.01 | 14h30 | 0 | 0 | 14h30 | 0.16 | 0.68 | 14h30 | 0.27 | 0.96 | 14h30 | 0 | 0 | 14h30 | 0.15 | 0.65 | 14h30 | 0.23 | 0.88 | 14h30 | 0 | 0 | 14h30 | 0.12 | 0.54 | 14h30 | 0.17 | 0.74 | 14h30 | 0 | 0 | 14h30 | 0.09 | 0.46 | 14h30 | 0 | 0.88 | 14h30 | 0 | 0 | 14h30 | 0 | 0.6 | 14h30 | 0.25 | 0.89 | 1.33 | 14h30 | 0 | 0 | 0.18714 | 14h30 | 0.12 | 0.55 | 0.94571 | 14h30 | 0.23 | 0.81 | 1.2486 | 14h30 | 0 | 0 | 0.17143 | 14h30 | 0.11 | 0.51 | 0.88571 | 14h30 | 0.17 | 0.75 | 1.0686 | 14h30 | 0 | 0 | 0.12857 | 14h30 | 0.08 | 0.41 | 0.72571 | 14h30 | 0.1 | 0.55 | 0.87429 | 14h30 | 0 | 0 | 0.10143 | 14h30 | 0.04 | 0.34 | 0.59286 | 14h30 | 0 | 0.74 | 1.1257 | 14h30 | 0 | 0 | 0.14571 | 14h30 | 0 | 0.47 | 0.80714
15h30 | 0.34 | 1.26 | 15h30 | 0 | 0 | 15h30 | 0.17 | 0.75 | 15h30 | 0.32 | 1.18 | 15h30 | 0 | 0 | 15h30 | 0.16 | 0.72 | 15h30 | 0.25 | 1.03 | 15h30 | 0 | 0 | 15h30 | 0.13 | 0.61 | 15h30 | 0.19 | 0.87 | 15h30 | 0 | 0 | 15h30 | 0.1 | 0.53 | 15h30 | 0 | 1.03 | 15h30 | 0 | 0 | 15h30 | 0 | 0.65 | 15h30 | 0.27 | 1.05 | 1.4029 | 15h30 | 0 | 0 | 0.18 | 15h30 | 0.12 | 0.61 | 0.84857 | 15h30 | 0.25 | 0.99 | 1.3057 | 15h30 | 0 | 0 | 0.16714 | 15h30 | 0.12 | 0.57 | 0.79429 | 15h30 | 0.18 | 0.82 | 1.0686 | 15h30 | 0 | 0 | 0.12571 | 15h30 | 0.08 | 0.46 | 0.62429 | 15h30 | 0.12 | 0.67 | 0.86 | 15h30 | 0 | 0 | 0.1 | 15h30 | 0.05 | 0.37 | 0.50143 | 15h30 | 0 | 0.84 | 1.16 | 15h30 | 0 | 0 | 0.14571 | 15h30 | 0 | 0.49 | 0.71714
16h30 | 0.31 | 1.19 | 16h30 | 0 | 0 | 16h30 | 0.19 | 0.82 | 16h30 | 0.31 | 1.15 | 16h30 | 0 | 0 | 16h30 | 0.19 | 0.8 | 16h30 | 0.24 | 0.99 | 16h30 | 0 | 0 | 16h30 | 0.14 | 0.68 | 16h30 | 0.19 | 0.87 | 16h30 | 0 | 0 | 16h30 | 0.11 | 0.6 | 16h30 | 0 | 1.01 | 16h30 | 0 | 0 | 16h30 | 0 | 0.7 | 16h30 | 0.25 | 0.99 | 1.2286 | 16h30 | 0 | 0 | 0.14143 | 16h30 | 0.14 | 0.67 | 0.88714 | 16h30 | 0.24 | 0.97 | 1.1671 | 16h30 | 0 | 0 | 0.13 | 16h30 | 0.14 | 0.65 | 0.84 | 16h30 | 0.17 | 0.8 | 0.95143 | 16h30 | 0 | 0 | 0.087143 | 16h30 | 0.08 | 0.52 | 0.65286 | 16h30 | 0.13 | 0.67 | 0.78143 | 16h30 | 0 | 0 | 0.065714 | 16h30 | 0.05 | 0.43 | 0.52857 | 16h30 | 0 | 0.82 | 1.0343 | 16h30 | 0 | 0 | 0.10714 | 16h30 | 0 | 0.54 | 0.75143
17h30 | 0.3 | 1.12 | 17h30 | 0 | 0 | 17h30 | 0.2 | 0.86 | 17h30 | 0.3 | 1.11 | 17h30 | 0 | 0 | 17h30 | 0.2 | 0.85 | 17h30 | 0.23 | 0.95 | 17h30 | 0 | 0 | 17h30 | 0.15 | 0.71 | 17h30 | 0.19 | 0.84 | 17h30 | 0 | 0 | 17h30 | 0.12 | 0.63 | 17h30 | 0 | 0.98 | 17h30 | 0 | 0 | 17h30 | 0 | 0.74 | 17h30 | 0.23 | 0.95 | 1.1886 | 17h30 | 0 | 0 | 0.14286 | 17h30 | 0.15 | 0.7 | 0.94714 | 17h30 | 0.23 | 0.94 | 1.1443 | 17h30 | 0 | 0 | 0.13143 | 17h30 | 0.15 | 0.7 | 0.91857 | 17h30 | 0.17 | 0.77 | 0.93286 | 17h30 | 0 | 0 | 0.088571 | 17h30 | 0.1 | 0.54 | 0.70857 | 17h30 | 0.13 | 0.65 | 0.78 | 17h30 | 0 | 0 | 0.065714 | 17h30 | 0.06 | 0.46 | 0.59 | 17h30 | 0 | 0.8 | 1.0314 | 17h30 | 0 | 0 | 0.11286 | 17h30 | 0 | 0.58 | 0.83143
18h30 | 0.33 | 1.22 | 18h30 | 0.33 | 1.1 | 18h30 | 0.26 | 1.03 | 18h30 | 0.34 | 1.24 | 18h30 | 0.33 | 1.11 | 18h30 | 0.27 | 1.05 | 18h30 | 0.27 | 1.04 | 18h30 | 0.28 | 1 | 18h30 | 0.2 | 0.86 | 18h30 | 0.23 | 0.93 | 18h30 | 0.25 | 0.92 | 18h30 | 0.17 | 0.76 | 18h30 | 0.1 | 1.11 | 18h30 | 0.13 | 1 | 18h30 | 0.05 | 0.94 | 18h30 | 0.27 | 1.04 | 1.2486 | 18h30 | 0.27 | 0.94 | 1.1786 | 18h30 | 0.21 | 0.87 | 1.0714 | 18h30 | 0.27 | 1.06 | 1.2271 | 18h30 | 0.27 | 0.95 | 1.1671 | 18h30 | 0.21 | 0.88 | 1.0557 | 18h30 | 0.2 | 0.86 | 0.98571 | 18h30 | 0.22 | 0.83 | 0.99143 | 18h30 | 0.14 | 0.68 | 0.81429 | 18h30 | 0.16 | 0.74 | 0.84 | 18h30 | 0.18 | 0.74 | 0.88143 | 18h30 | 0.11 | 0.58 | 0.69429 | 18h30 | 0.03 | 0.92 | 1.1043 | 18h30 | 0.06 | 0.82 | 1.04 | 18h30 | 0 | 0.76 | 0.95
19h30 | 0.2 | 1.11 | 19h30 | 0.39 | 1.61 | 19h30 | 0.14 | 0.97 | 19h30 | 0.21 | 1.15 | 19h30 | 0.39 | 1.65 | 19h30 | 0.15 | 1.01 | 19h30 | 0.13 | 0.92 | 19h30 | 0.3 | 1.4 | 19h30 | 0.07 | 0.78 | 19h30 | 0.09 | 0.81 | 19h30 | 0.25 | 1.24 | 19h30 | 0.06 | 0.67 | 19h30 | 0.1 | 1.03 | 19h30 | 0.13 | 1.42 | 19h30 | 0.05 | 0.89 | 19h30 | 0.13 | 0.92 | 0.96 | 19h30 | 0.29 | 1.36 | 1.6043 | 19h30 | 0.08 | 0.79 | 0.81571 | 19h30 | 0.14 | 0.97 | 0.95857 | 19h30 | 0.3 | 1.39 | 1.5843 | 19h30 | 0.09 | 0.84 | 0.81571 | 19h30 | 0.09 | 0.73 | 0.71571 | 19h30 | 0.22 | 1.13 | 1.2914 | 19h30 | 0.05 | 0.59 | 0.57571 | 19h30 | 0.07 | 0.61 | 0.57857 | 19h30 | 0.18 | 0.96 | 1.0943 | 19h30 | 0.05 | 0.48 | 0.46429 | 19h30 | 0.03 | 0.83 | 0.88143 | 19h30 | 0.06 | 1.15 | 1.4129 | 19h30 | 0 | 0.71 | 0.74286
20h30 | 0.07 | 0.92 | 20h30 | 0.23 | 1.49 | 20h30 | 0.07 | 0.82 | 20h30 | 0.07 | 0.98 | 20h30 | 0.24 | 1.54 | 20h30 | 0.07 | 0.88 | 20h30 | 0.02 | 0.73 | 20h30 | 0.12 | 1.22 | 20h30 | 0.01 | 0.62 | 20h30 | 0 | 0.61 | 20h30 | 0.06 | 1.04 | 20h30 | 0 | 0.51 | 20h30 | 0 | 0.86 | 20h30 | 0 | 1.28 | 20h30 | 0 | 0.76 | 20h30 | 0.02 | 0.73 | 0.72429 | 20h30 | 0.15 | 1.26 | 1.3814 | 20h30 | 0.02 | 0.64 | 0.64 | 20h30 | 0.03 | 0.8 | 0.73857 | 20h30 | 0.15 | 1.31 | 1.3671 | 20h30 | 0.01 | 0.7 | 0.65 | 20h30 | 0 | 0.54 | 0.48857 | 20h30 | 0.04 | 0.97 | 1.0171 | 20h30 | 0 | 0.43 | 0.41429 | 20h30 | 0 | 0.42 | 0.37143 | 20h30 | 0 | 0.76 | 0.79143 | 20h30 | 0 | 0.31 | 0.30857 | 20h30 | 0 | 0.66 | 0.68 | 20h30 | 0 | 1.04 | 1.2429 | 20h30 | 0 | 0.57 | 0.59857
21h30 | 0.05 | 0.94 | 21h30 | 0.17 | 1.28 | 21h30 | 0.04 | 0.87 | 21h30 | 0.06 | 1.02 | 21h30 | 0.17 | 1.35 | 21h30 | 0.05 | 0.94 | 21h30 | 0 | 0.75 | 21h30 | 0.11 | 1.06 | 21h30 | 0 | 0.67 | 21h30 | 0 | 0.63 | 21h30 | 0.06 | 0.91 | 21h30 | 0 | 0.55 | 21h30 | 0 | 0.9 | 21h30 | 0 | 1.16 | 21h30 | 0 | 0.83 | 21h30 | 0 | 0.75 | 0.79286 | 21h30 | 0.12 | 1.07 | 1.18 | 21h30 | 0 | 0.68 | 0.73429 | 21h30 | 0.01 | 0.83 | 0.82286 | 21h30 | 0.12 | 1.14 | 1.1971 | 21h30 | 0 | 0.76 | 0.76429 | 21h30 | 0 | 0.56 | 0.55 | 21h30 | 0.04 | 0.83 | 0.89143 | 21h30 | 0 | 0.48 | 0.49286 | 21h30 | 0 | 0.43 | 0.43143 | 21h30 | 0 | 0.67 | 0.71143 | 21h30 | 0 | 0.35 | 0.37571 | 21h30 | 0 | 0.71 | 0.77429 | 21h30 | 0 | 0.94 | 1.1014 | 21h30 | 0 | 0.63 | 0.71286
22h30 | 0.05 | 0.96 | 22h30 | 0.12 | 1.18 | 22h30 | 0.04 | 0.91 | 22h30 | 0.06 | 1.05 | 22h30 | 0.13 | 1.27 | 22h30 | 0.05 | 0.99 | 22h30 | 0 | 0.77 | 22h30 | 0.06 | 0.98 | 22h30 | 0 | 0.71 | 22h30 | 0 | 0.65 | 22h30 | 0.01 | 0.85 | 22h30 | 0 | 0.59 | 22h30 | 0 | 0.94 | 22h30 | 0 | 1.11 | 22h30 | 0 | 0.88 | 22h30 | 0 | 0.77 | 0.84286 | 22h30 | 0.07 | 0.97 | 1.0757 | 22h30 | 0 | 0.72 | 0.80286 | 22h30 | 0.01 | 0.86 | 0.88286 | 22h30 | 0.07 | 1.06 | 1.1114 | 22h30 | 0 | 0.8 | 0.83571 | 22h30 | 0 | 0.57 | 0.59429 | 22h30 | 0 | 0.76 | 0.80857 | 22h30 | 0 | 0.51 | 0.55143 | 22h30 | 0 | 0.45 | 0.46857 | 22h30 | 0 | 0.61 | 0.64429 | 22h30 | 0 | 0.38 | 0.41857 | 22h30 | 0 | 0.74 | 0.83429 | 22h30 | 0 | 0.89 | 1.0357 | 22h30 | 0 | 0.68 | 0.78857
23h30 | 0.05 | 0.99 | 23h30 | 0.12 | 1.13 | 23h30 | 0.03 | 0.94 | 23h30 | 0.06 | 1.08 | 23h30 | 0.13 | 1.22 | 23h30 | 0.04 | 1.03 | 23h30 | 0 | 0.79 | 23h30 | 0.06 | 0.94 | 23h30 | 0 | 0.74 | 23h30 | 0 | 0.67 | 23h30 | 0.01 | 0.81 | 23h30 | 0 | 0.61 | 23h30 | 0 | 0.97 | 23h30 | 0.01 | 1.09 | 23h30 | 0 | 0.93 | 23h30 | 0 | 0.79 | 0.88429 | 23h30 | 0.07 | 0.93 | 1.0686 | 23h30 | 0 | 0.75 | 0.85143 | 23h30 | 0 | 0.88 | 0.92857 | 23h30 | 0.07 | 1.02 | 1.11 | 23h30 | 0 | 0.84 | 0.88857 | 23h30 | 0 | 0.59 | 0.63714 | 23h30 | 0 | 0.72 | 0.80714 | 23h30 | 0 | 0.54 | 0.60143 | 23h30 | 0 | 0.46 | 0.50429 | 23h30 | 0 | 0.58 | 0.64429 | 23h30 | 0 | 0.41 | 0.46714 | 23h30 | 0 | 0.77 | 0.88714 | 23h30 | 0 | 0.87 | 1.04 | 23h30 | 0 | 0.72 | 0.85143
00h30 | 0.05 | 0.71 | 00h30 | 0 | 0.26 | 00h30 | 0.03 | 0.81 | 00h30 | 0.06 | 0.74 | 00h30 | 0 | 0.3 | 00h30 | 0.04 | 0.83 | 00h30 | 0 | 0.57 | 00h30 | 0 | 0.2 | 00h30 | 0 | 0.63 | 00h30 | 0 | 0.49 | 00h30 | 0 | 0.16 | 00h30 | 0 | 0.53 | 00h30 | 0 | 0.68 | 00h30 | 0.01 | 0.28 | 00h30 | 0 | 0.76 | 00h30 | 0 | 0.58 |  | 00h30 | 0 | 0.19 |  | 00h30 | 0 | 0.65 |  | 00h30 | 0 | 0.61 |  | 00h30 | 0 | 0.23 |  | 00h30 | 0 | 0.67 |  | 00h30 | 0 | 0.45 |  | 00h30 | 0 | 0.13 |  | 00h30 | 0 | 0.47 |  | 00h30 | 0 | 0.35 |  | 00h30 | 0 | 0.09 |  | 00h30 | 0 | 0.36 |  | 00h30 | 0 | 0.54 |  | 00h30 | 0 | 0.21 |  | 00h30 | 0 | 0.58
01h30 | 0 | 0.05 | 01h30 | 0 | 0 | 01h30 | 0 | 0.04 | 01h30 | 0 | 0.09 | 01h30 | 0 | 0 | 01h30 | 0 | 0.08 | 01h30 | 0 | 0 | 01h30 | 0 | 0 | 01h30 | 0 | 0 | 01h30 | 0 | 0 | 01h30 | 0 | 0 | 01h30 | 0 | 0 | 01h30 | 0 | 0.05 | 01h30 | 0 | 0 | 01h30 | 0 | 0.06 | 01h30 | 0 | 0 |  | 01h30 | 0 | 0 |  | 01h30 | 0 | 0 |  | 01h30 | 0 | 0 |  | 01h30 | 0 | 0 |  | 01h30 | 0 | 0 |  | 01h30 | 0 | 0 |  | 01h30 | 0 | 0 |  | 01h30 | 0 | 0 |  | 01h30 | 0 | 0 |  | 01h30 | 0 | 0 |  | 01h30 | 0 | 0 |  | 01h30 | 0 | 0 |  | 01h30 | 0 | 0 |  | 01h30 | 0 | 0
02h30 | 0 | 0.05 | 02h30 | 0 | 0 | 02h30 | 0 | 0.04 | 02h30 | 0 | 0.09 | 02h30 | 0 | 0.04 | 02h30 | 0 | 0.08 | 02h30 | 0 | 0 | 02h30 | 0 | 0 | 02h30 | 0 | 0 | 02h30 | 0 | 0 | 02h30 | 0 | 0 | 02h30 | 0 | 0 | 02h30 | 0 | 0.05 | 02h30 | 0 | 0 | 02h30 | 0 | 0.06 | 02h30 | 0 | 0 |  | 02h30 | 0 | 0 |  | 02h30 | 0 | 0 |  | 02h30 | 0 | 0 |  | 02h30 | 0 | 0 |  | 02h30 | 0 | 0 |  | 02h30 | 0 | 0 |  | 02h30 | 0 | 0 |  | 02h30 | 0 | 0 |  | 02h30 | 0 | 0 |  | 02h30 | 0 | 0 |  | 02h30 | 0 | 0 |  | 02h30 | 0 | 0 |  | 02h30 | 0 | 0 |  | 02h30 | 0 | 0
03h30 | 0 | 0.05 | 03h30 | 0 | 0.06 | 03h30 | 0 | 0.07 | 03h30 | 0 | 0.09 | 03h30 | 0 | 0.12 | 03h30 | 0 | 0.11 | 03h30 | 0 | 0 | 03h30 | 0 | 0 | 03h30 | 0 | 0 | 03h30 | 0 | 0 | 03h30 | 0 | 0 | 03h30 | 0 | 0 | 03h30 | 0 | 0.05 | 03h30 | 0 | 0.06 | 03h30 | 0 | 0.05 | 03h30 | 0 | 0 |  | 03h30 | 0 | 0 |  | 03h30 | 0 | 0 |  | 03h30 | 0 | 0 |  | 03h30 | 0 | 0.01 |  | 03h30 | 0 | 0 |  | 03h30 | 0 | 0 |  | 03h30 | 0 | 0 |  | 03h30 | 0 | 0 |  | 03h30 | 0 | 0 |  | 03h30 | 0 | 0 |  | 03h30 | 0 | 0 |  | 03h30 | 0 | 0 |  | 03h30 | 0 | 0 |  | 03h30 | 0 | 0
04h30 | 0.02 | 0.12 | 04h30 | 0.03 | 0.19 | 04h30 | 0.01 | 0.1 | 04h30 | 0.02 | 0.16 | 04h30 | 0.03 | 0.23 | 04h30 | 0.01 | 0.14 | 04h30 | 0 | 0 | 04h30 | 0 | 0 | 04h30 | 0 | 0 | 04h30 | 0 | 0 | 04h30 | 0 | 0 | 04h30 | 0 | 0 | 04h30 | 0 | 0.12 | 04h30 | 0.01 | 0.19 | 04h30 | 0 | 0.1 | 04h30 | 0 | 0.01 |  | 04h30 | 0 | 0.07 |  | 04h30 | 0 | 0 |  | 04h30 | 0 | 0.05 |  | 04h30 | 0 | 0.1 |  | 04h30 | 0 | 0.03 |  | 04h30 | 0 | 0 |  | 04h30 | 0 | 0 |  | 04h30 | 0 | 0 |  | 04h30 | 0 | 0 |  | 04h30 | 0 | 0 |  | 04h30 | 0 | 0 |  | 04h30 | 0 | 0.01 |  | 04h30 | 0 | 0.06 |  | 04h30 | 0 | 0
05h30 | 0.06 | 0.24 | 05h30 | 0.08 | 0.3 | 05h30 | 0.05 | 0.22 | 05h30 | 0.06 | 0.27 | 05h30 | 0.09 | 0.33 | 05h30 | 0.05 | 0.25 | 05h30 | 0 | 0.04 | 05h30 | 0 | 0.1 | 05h30 | 0 | 0.02 | 05h30 | 0 | 0 | 05h30 | 0 | 0 | 05h30 | 0 | 0 | 05h30 | 0.05 | 0.26 | 05h30 | 0.06 | 0.3 | 05h30 | 0.04 | 0.23 | 05h30 | 0.02 | 0.11 |  | 05h30 | 0.03 | 0.17 |  | 05h30 | 0.01 | 0.09 |  | 05h30 | 0.02 | 0.15 |  | 05h30 | 0.03 | 0.2 |  | 05h30 | 0.01 | 0.13 |  | 05h30 | 0 | 0 |  | 05h30 | 0 | 0 |  | 05h30 | 0 | 0 |  | 05h30 | 0 | 0 |  | 05h30 | 0 | 0 |  | 05h30 | 0 | 0 |  | 05h30 | 0 | 0.12 |  | 05h30 | 0.01 | 0.17 |  | 05h30 | 0 | 0.09
06h30 | 0.11 | 0.35 | 06h30 | 0.12 | 0.39 | 06h30 | 0.11 | 0.34 | 06h30 | 0.11 | 0.37 | 06h30 | 0.12 | 0.42 | 06h30 | 0.1 | 0.35 | 06h30 | 0.02 | 0.17 | 06h30 | 0.03 | 0.24 | 06h30 | 0.01 | 0.14 | 06h30 | 0 | 0.04 | 06h30 | 0 | 0.09 | 06h30 | 0 | 0.02 | 06h30 | 0.1 | 0.36 | 06h30 | 0.11 | 0.4 | 06h30 | 0.09 | 0.35 | 06h30 | 0.06 | 0.22 |  | 06h30 | 0.08 | 0.27 |  | 06h30 | 0.05 | 0.21 |  | 06h30 | 0.06 | 0.25 |  | 06h30 | 0.08 | 0.29 |  | 06h30 | 0.05 | 0.23 |  | 06h30 | 0 | 0.03 |  | 06h30 | 0 | 0.07 |  | 06h30 | 0 | 0.01 |  | 06h30 | 0 | 0 |  | 06h30 | 0 | 0 |  | 06h30 | 0 | 0 |  | 06h30 | 0.04 | 0.23 |  | 06h30 | 0.05 | 0.26 |  | 06h30 | 0.03 | 0.22
07h30 | 0.28 | 1.14 | 07h30 | 0.34 | 1.27 | 07h30 | 0.25 | 1.09 | 07h30 | 0.26 | 1.17 | 07h30 | 0.32 | 1.31 | 07h30 | 0.25 | 1.1 | 07h30 | 0.29 | 1.03 | 07h30 | 0.29 | 1 | 07h30 | 0.29 | 1.03 | 07h30 | 0.25 | 0.98 | 07h30 | 0.27 | 1 | 07h30 | 0.24 | 0.96 | 07h30 | 0.26 | 1.14 | 07h30 | 0.27 | 1.26 | 07h30 | 0.24 | 1.08 | 07h30 | 0.17 | 0.91 |  | 07h30 | 0.24 | 1.06 |  | 07h30 | 0.17 | 0.89 |  | 07h30 | 0.2 | 0.98 |  | 07h30 | 0.24 | 1.11 |  | 07h30 | 0.17 | 0.94 |  | 07h30 | 0.22 | 0.88 |  | 07h30 | 0.24 | 0.88 |  | 07h30 | 0.21 | 0.88 |  | 07h30 | 0.17 | 0.78 |  | 07h30 | 0.19 | 0.82 |  | 07h30 | 0.16 | 0.77 |  | 07h30 | 0.23 | 0.91 |  | 07h30 | 0.19 | 1.02 |  | 07h30 | 0.24 | 0.91
08h30 | 0.41 | 1.58 | 08h30 | 0.46 | 1.69 | 08h30 | 0.39 | 1.53 | 08h30 | 0.39 | 1.59 | 08h30 | 0.44 | 1.71 | 08h30 | 0.38 | 1.53 | 08h30 | 0.37 | 1.4 | 08h30 | 0.38 | 1.4 | 08h30 | 0.36 | 1.39 | 08h30 | 0.28 | 1.27 | 08h30 | 0.32 | 1.32 | 08h30 | 0.27 | 1.25 | 08h30 | 0.37 | 1.58 | 08h30 | 0.39 | 1.67 | 08h30 | 0.35 | 1.52 | 08h30 | 0.31 | 1.34 |  | 08h30 | 0.36 | 1.46 |  | 08h30 | 0.3 | 1.31 |  | 08h30 | 0.31 | 1.38 |  | 08h30 | 0.35 | 1.5 |  | 08h30 | 0.29 | 1.34 |  | 08h30 | 0.27 | 1.2 |  | 08h30 | 0.3 | 1.23 |  | 08h30 | 0.25 | 1.19 |  | 08h30 | 0.17 | 0.99 |  | 08h30 | 0.19 | 1.07 |  | 08h30 | 0.16 | 0.96 |  | 08h30 | 0.32 | 1.33 |  | 08h30 | 0.3 | 1.42 |  | 08h30 | 0.33 | 1.31
09h30 | 0.19 | 0.62 | 09h30 | 0.19 | 0.65 | 09h30 | 0.62 | 1.85 | 09h30 | 0.19 | 0.58 | 09h30 | 0.19 | 0.65 | 09h30 | 0.59 | 1.82 | 09h30 | 0.1 | 0.5 | 09h30 | 0.12 | 0.54 | 09h30 | 0.44 | 1.56 | 09h30 | 0.04 | 0.33 | 09h30 | 0.05 | 0.41 | 09h30 | 0.33 | 1.29 | 09h30 | 0.17 | 0.62 | 09h30 | 0.18 | 0.64 | 09h30 | 0.57 | 1.83 | 09h30 | 0.18 | 0.55 |  | 09h30 | 0.17 | 0.56 |  | 09h30 | 0.56 | 1.69 |  | 09h30 | 0.16 | 0.55 |  | 09h30 | 0.15 | 0.56 |  | 09h30 | 0.54 | 1.65 |  | 09h30 | 0.05 | 0.35 |  | 09h30 | 0.06 | 0.42 |  | 09h30 | 0.34 | 1.31 |  | 09h30 | 0 | 0.21 |  | 09h30 | 0.01 | 0.25 |  | 09h30 | 0.23 | 1.04 |  | 09h30 | 0.12 | 0.54 |  | 09h30 | 0.15 | 0.55 |  | 09h30 | 0.45 | 1.65
10h30 | 0 | 0 | 10h30 | 0 | 0 | 10h30 | 0.52 | 1.54 | 10h30 | 0 | 0 | 10h30 | 0 | 0 | 10h30 | 0.5 | 1.5 | 10h30 | 0 | 0 | 10h30 | 0 | 0 | 10h30 | 0.4 | 1.32 | 10h30 | 0 | 0 | 10h30 | 0 | 0 | 10h30 | 0.33 | 1.13 | 10h30 | 0 | 0 | 10h30 | 0 | 0 | 10h30 | 0.46 | 1.51 | 10h30 | 0 | 0 |  | 10h30 | 0 | 0 |  | 10h30 | 0.47 | 1.39 |  | 10h30 | 0 | 0 |  | 10h30 | 0 | 0 |  | 10h30 | 0.45 | 1.35 |  | 10h30 | 0 | 0 |  | 10h30 | 0 | 0 |  | 10h30 | 0.33 | 1.12 |  | 10h30 | 0 | 0 |  | 10h30 | 0 | 0 |  | 10h30 | 0.25 | 0.93 |  | 10h30 | 0 | 0 |  | 10h30 | 0 | 0 |  | 10h30 | 0.38 | 1.36
11h30 | 0 | 0 | 11h30 | 0 | 0 | 11h30 | 0.39 | 1.23 | 11h30 | 0 | 0 | 11h30 | 0 | 0 | 11h30 | 0.37 | 1.19 | 11h30 | 0 | 0 | 11h30 | 0 | 0 | 11h30 | 0.3 | 1.04 | 11h30 | 0 | 0 | 11h30 | 0 | 0 | 11h30 | 0.24 | 0.9 | 11h30 | 0 | 0 | 11h30 | 0 | 0 | 11h30 | 0.32 | 1.21 | 11h30 | 0 | 0 |  | 11h30 | 0 | 0 |  | 11h30 | 0.34 | 1.09 |  | 11h30 | 0 | 0 |  | 11h30 | 0 | 0 |  | 11h30 | 0.32 | 1.04 |  | 11h30 | 0 | 0 |  | 11h30 | 0 | 0 |  | 11h30 | 0.23 | 0.87 |  | 11h30 | 0 | 0 |  | 11h30 | 0 | 0 |  | 11h30 | 0.17 | 0.71 |  | 11h30 | 0 | 0 |  | 11h30 | 0 | 0 |  | 11h30 | 0.25 | 1.06
12h30 | 0 | 0 | 12h30 | 0 | 0 | 12h30 | 0.37 | 1.22 | 12h30 | 0 | 0 | 12h30 | 0 | 0 | 12h30 | 0.36 | 1.18 | 12h30 | 0 | 0 | 12h30 | 0 | 0 | 12h30 | 0.29 | 1.03 | 12h30 | 0 | 0 | 12h30 | 0 | 0 | 12h30 | 0.24 | 0.9 | 12h30 | 0 | 0 | 12h30 | 0 | 0 | 12h30 | 0.32 | 1.21 | 12h30 | 0 | 0 |  | 12h30 | 0 | 0 |  | 12h30 | 0.32 | 1.06 |  | 12h30 | 0 | 0 |  | 12h30 | 0 | 0 |  | 12h30 | 0.3 | 1.03 |  | 12h30 | 0 | 0 |  | 12h30 | 0 | 0 |  | 12h30 | 0.22 | 0.85 |  | 12h30 | 0 | 0 |  | 12h30 | 0 | 0 |  | 12h30 | 0.17 | 0.71 |  | 12h30 | 0 | 0 |  | 12h30 | 0 | 0 |  | 12h30 | 0.25 | 1.04
13h30 | 0.35 | 1.11 | 13h30 | 0 | 0 | 13h30 | 0.39 | 1.28 | 13h30 | 0.35 | 1.1 | 13h30 | 0 | 0 | 13h30 | 0.37 | 1.25 | 13h30 | 0.3 | 1 | 13h30 | 0 | 0 | 13h30 | 0.3 | 1.08 | 13h30 | 0.26 | 0.92 | 13h30 | 0 | 0 | 13h30 | 0.25 | 0.96 | 13h30 | 0.33 | 1.11 | 13h30 | 0 | 0 | 13h30 | 0.34 | 1.28 | 13h30 | 0.29 | 0.96 |  | 13h30 | 0 | 0 |  | 13h30 | 0.33 | 1.11 |  | 13h30 | 0.28 | 0.95 |  | 13h30 | 0 | 0 |  | 13h30 | 0.31 | 1.08 |  | 13h30 | 0.23 | 0.84 |  | 13h30 | 0 | 0 |  | 13h30 | 0.24 | 0.9 |  | 13h30 | 0.2 | 0.75 |  | 13h30 | 0 | 0 |  | 13h30 | 0.18 | 0.77 |  | 13h30 | 0.27 | 0.95 |  | 13h30 | 0 | 0 |  | 13h30 | 0.28 | 1.1
14h30 | 0.61 | 1.85 | 14h30 | 0 | 0 | 14h30 | 0.38 | 1.29 | 14h30 | 0.58 | 1.8 | 14h30 | 0 | 0 | 14h30 | 0.36 | 1.26 | 14h30 | 0.49 | 1.6 | 14h30 | 0 | 0 | 14h30 | 0.29 | 1.09 | 14h30 | 0.42 | 1.42 | 14h30 | 0 | 0 | 14h30 | 0.25 | 0.97 | 14h30 | 0.55 | 1.83 | 14h30 | 0 | 0 | 14h30 | 0.34 | 1.29 | 14h30 | 0.51 | 1.6 |  | 14h30 | 0 | 0 |  | 14h30 | 0.32 | 1.12 |  | 14h30 | 0.49 | 1.56 |  | 14h30 | 0 | 0 |  | 14h30 | 0.31 | 1.08 |  | 14h30 | 0.39 | 1.34 |  | 14h30 | 0 | 0 |  | 14h30 | 0.23 | 0.91 |  | 14h30 | 0.31 | 1.16 |  | 14h30 | 0 | 0 |  | 14h30 | 0.18 | 0.78 |  | 14h30 | 0.45 | 1.58 |  | 14h30 | 0 | 0 |  | 14h30 | 0.28 | 1.11
15h30 | 0.63 | 1.91 | 15h30 | 0 | 0 | 15h30 | 0.38 | 1.29 | 15h30 | 0.6 | 1.87 | 15h30 | 0 | 0 | 15h30 | 0.36 | 1.26 | 15h30 | 0.49 | 1.62 | 15h30 | 0 | 0 | 15h30 | 0.29 | 1.09 | 15h30 | 0.4 | 1.41 | 15h30 | 0 | 0 | 15h30 | 0.25 | 0.97 | 15h30 | 0.56 | 1.89 | 15h30 | 0 | 0 | 15h30 | 0.35 | 1.29 | 15h30 | 0.57 | 1.73 |  | 15h30 | 0 | 0 |  | 15h30 | 0.32 | 1.11 |  | 15h30 | 0.53 | 1.67 |  | 15h30 | 0 | 0 |  | 15h30 | 0.3 | 1.09 |  | 15h30 | 0.4 | 1.39 |  | 15h30 | 0 | 0 |  | 15h30 | 0.23 | 0.9 |  | 15h30 | 0.31 | 1.17 |  | 15h30 | 0 | 0 |  | 15h30 | 0.18 | 0.78 |  | 15h30 | 0.48 | 1.7 |  | 15h30 | 0 | 0 |  | 15h30 | 0.29 | 1.12
16h30 | 0.53 | 1.69 | 16h30 | 0 | 0 | 16h30 | 0.39 | 1.32 | 16h30 | 0.52 | 1.66 | 16h30 | 0 | 0 | 16h30 | 0.37 | 1.3 | 16h30 | 0.43 | 1.46 | 16h30 | 0 | 0 | 16h30 | 0.3 | 1.12 | 16h30 | 0.36 | 1.29 | 16h30 | 0 | 0 | 16h30 | 0.26 | 1 | 16h30 | 0.5 | 1.69 | 16h30 | 0 | 0 | 16h30 | 0.37 | 1.33 | 16h30 | 0.47 | 1.51 |  | 16h30 | 0 | 0 |  | 16h30 | 0.33 | 1.15 |  | 16h30 | 0.45 | 1.47 |  | 16h30 | 0 | 0 |  | 16h30 | 0.31 | 1.12 |  | 16h30 | 0.35 | 1.25 |  | 16h30 | 0 | 0 |  | 16h30 | 0.24 | 0.94 |  | 16h30 | 0.28 | 1.07 |  | 16h30 | 0 | 0 |  | 16h30 | 0.19 | 0.81 |  | 16h30 | 0.42 | 1.5 |  | 16h30 | 0 | 0 |  | 16h30 | 0.3 | 1.15
17h30 | 0.5 | 1.62 | 17h30 | 0 | 0 | 17h30 | 0.41 | 1.39 | 17h30 | 0.49 | 1.6 | 17h30 | 0 | 0 | 17h30 | 0.4 | 1.37 | 17h30 | 0.41 | 1.41 | 17h30 | 0 | 0 | 17h30 | 0.33 | 1.18 | 17h30 | 0.35 | 1.26 | 17h30 | 0 | 0 | 17h30 | 0.28 | 1.06 | 17h30 | 0.48 | 1.63 | 17h30 | 0 | 0 | 17h30 | 0.4 | 1.4 | 17h30 | 0.44 | 1.44 |  | 17h30 | 0 | 0 |  | 17h30 | 0.35 | 1.21 |  | 17h30 | 0.43 | 1.41 |  | 17h30 | 0 | 0 |  | 17h30 | 0.34 | 1.19 |  | 17h30 | 0.34 | 1.21 |  | 17h30 | 0 | 0 |  | 17h30 | 0.26 | 0.99 |  | 17h30 | 0.28 | 1.05 |  | 17h30 | 0 | 0 |  | 17h30 | 0.22 | 0.87 |  | 17h30 | 0.41 | 1.44 |  | 17h30 | 0 | 0 |  | 17h30 | 0.33 | 1.22
18h30 | 0.51 | 1.64 | 18h30 | 0.49 | 1.47 | 18h30 | 0.45 | 1.48 | 18h30 | 0.5 | 1.62 | 18h30 | 0.48 | 1.46 | 18h30 | 0.44 | 1.46 | 18h30 | 0.42 | 1.43 | 18h30 | 0.43 | 1.37 | 18h30 | 0.36 | 1.26 | 18h30 | 0.37 | 1.29 | 18h30 | 0.39 | 1.27 | 18h30 | 0.31 | 1.14 | 18h30 | 0.5 | 1.65 | 18h30 | 0.48 | 1.48 | 18h30 | 0.44 | 1.5 | 18h30 | 0.45 | 1.46 |  | 18h30 | 0.42 | 1.3 |  | 18h30 | 0.39 | 1.3 |  | 18h30 | 0.44 | 1.44 |  | 18h30 | 0.41 | 1.29 |  | 18h30 | 0.38 | 1.28 |  | 18h30 | 0.35 | 1.23 |  | 18h30 | 0.36 | 1.18 |  | 18h30 | 0.3 | 1.08 |  | 18h30 | 0.29 | 1.08 |  | 18h30 | 0.32 | 1.08 |  | 18h30 | 0.25 | 0.95 |  | 18h30 | 0.43 | 1.47 |  | 18h30 | 0.41 | 1.3 |  | 18h30 | 0.38 | 1.32
19h30 | 0.33 | 1.42 | 19h30 | 0.68 | 2.28 | 19h30 | 0.28 | 1.31 | 19h30 | 0.32 | 1.41 | 19h30 | 0.66 | 2.25 | 19h30 | 0.27 | 1.29 | 19h30 | 0.24 | 1.21 | 19h30 | 0.56 | 2.03 | 19h30 | 0.19 | 1.09 | 19h30 | 0.19 | 1.07 | 19h30 | 0.47 | 1.82 | 19h30 | 0.14 | 0.96 | 19h30 | 0.32 | 1.44 | 19h30 | 0.65 | 2.28 | 19h30 | 0.27 | 1.33 | 19h30 | 0.26 | 1.23 |  | 19h30 | 0.57 | 2 |  | 19h30 | 0.22 | 1.12 |  | 19h30 | 0.25 | 1.22 |  | 19h30 | 0.56 | 1.97 |  | 19h30 | 0.21 | 1.11 |  | 19h30 | 0.17 | 1.01 |  | 19h30 | 0.44 | 1.72 |  | 19h30 | 0.13 | 0.9 |  | 19h30 | 0.11 | 0.86 |  | 19h30 | 0.34 | 1.5 |  | 19h30 | 0.08 | 0.77 |  | 19h30 | 0.25 | 1.25 |  | 19h30 | 0.54 | 1.99 |  | 19h30 | 0.21 | 1.14
20h30 | 0.16 | 1.17 | 20h30 | 0.51 | 2.15 | 20h30 | 0.16 | 1.09 | 20h30 | 0.15 | 1.16 | 20h30 | 0.49 | 2.11 | 20h30 | 0.15 | 1.08 | 20h30 | 0.1 | 0.96 | 20h30 | 0.36 | 1.84 | 20h30 | 0.11 | 0.87 | 20h30 | 0.06 | 0.83 | 20h30 | 0.26 | 1.59 | 20h30 | 0.08 | 0.74 | 20h30 | 0.15 | 1.2 | 20h30 | 0.47 | 2.15 | 20h30 | 0.16 | 1.12 | 20h30 | 0.12 | 0.98 |  | 20h30 | 0.43 | 1.91 |  | 20h30 | 0.12 | 0.9 |  | 20h30 | 0.11 | 0.97 |  | 20h30 | 0.4 | 1.87 |  | 20h30 | 0.12 | 0.89 |  | 20h30 | 0.05 | 0.76 |  | 20h30 | 0.26 | 1.56 |  | 20h30 | 0.07 | 0.68 |  | 20h30 | 0.01 | 0.62 |  | 20h30 | 0.15 | 1.29 |  | 20h30 | 0.02 | 0.57 |  | 20h30 | 0.11 | 1 |  | 20h30 | 0.38 | 1.9 |  | 20h30 | 0.12 | 0.93
21h30 | 0.13 | 1.17 | 21h30 | 0.33 | 1.73 | 21h30 | 0.12 | 1.11 | 21h30 | 0.12 | 1.16 | 21h30 | 0.31 | 1.71 | 21h30 | 0.12 | 1.1 | 21h30 | 0.05 | 0.95 | 21h30 | 0.24 | 1.49 | 21h30 | 0.05 | 0.89 | 21h30 | 0.01 | 0.83 | 21h30 | 0.19 | 1.3 | 21h30 | 0.01 | 0.76 | 21h30 | 0.12 | 1.2 | 21h30 | 0.31 | 1.74 | 21h30 | 0.12 | 1.14 | 21h30 | 0.08 | 0.98 |  | 21h30 | 0.27 | 1.51 |  | 21h30 | 0.07 | 0.92 |  | 21h30 | 0.07 | 0.96 |  | 21h30 | 0.26 | 1.48 |  | 21h30 | 0.06 | 0.9 |  | 21h30 | 0 | 0.75 |  | 21h30 | 0.18 | 1.24 |  | 21h30 | 0 | 0.69 |  | 21h30 | 0 | 0.62 |  | 21h30 | 0.12 | 1.04 |  | 21h30 | 0 | 0.57 |  | 21h30 | 0.07 | 1 |  | 21h30 | 0.25 | 1.51 |  | 21h30 | 0.06 | 0.94
22h30 | 0.13 | 1.17 | 22h30 | 0.23 | 1.52 | 22h30 | 0.12 | 1.13 | 22h30 | 0.12 | 1.16 | 22h30 | 0.22 | 1.5 | 22h30 | 0.12 | 1.11 | 22h30 | 0.05 | 0.95 | 22h30 | 0.15 | 1.31 | 22h30 | 0.05 | 0.91 | 22h30 | 0.01 | 0.83 | 22h30 | 0.1 | 1.15 | 22h30 | 0.01 | 0.78 | 22h30 | 0.12 | 1.2 | 22h30 | 0.22 | 1.54 | 22h30 | 0.12 | 1.15 | 22h30 | 0.08 | 0.98 |  | 22h30 | 0.17 | 1.31 |  | 22h30 | 0.07 | 0.93 |  | 22h30 | 0.07 | 0.96 |  | 22h30 | 0.16 | 1.29 |  | 22h30 | 0.06 | 0.91 |  | 22h30 | 0 | 0.75 |  | 22h30 | 0.09 | 1.08 |  | 22h30 | 0 | 0.71 |  | 22h30 | 0 | 0.62 |  | 22h30 | 0.03 | 0.91 |  | 22h30 | 0 | 0.57 |  | 22h30 | 0.07 | 1 |  | 22h30 | 0.16 | 1.32 |  | 22h30 | 0.06 | 0.96
23h30 | 0.11 | 1.17 | 23h30 | 0.22 | 1.41 | 23h30 | 0.09 | 1.14 | 23h30 | 0.1 | 1.16 | 23h30 | 0.22 | 1.39 | 23h30 | 0.09 | 1.12 | 23h30 | 0.02 | 0.95 | 23h30 | 0.15 | 1.2 | 23h30 | 0.01 | 0.91 | 23h30 | 0 | 0.82 | 23h30 | 0.1 | 1.05 | 23h30 | 0 | 0.78 | 23h30 | 0.1 | 1.2 | 23h30 | 0.21 | 1.42 | 23h30 | 0.09 | 1.16 | 23h30 | 0.04 | 0.97 |  | 23h30 | 0.17 | 1.2 |  | 23h30 | 0.03 | 0.94 |  | 23h30 | 0.03 | 0.96 |  | 23h30 | 0.16 | 1.18 |  | 23h30 | 0.02 | 0.92 |  | 23h30 | 0 | 0.75 |  | 23h30 | 0.09 | 0.98 |  | 23h30 | 0 | 0.71 |  | 23h30 | 0 | 0.61 |  | 23h30 | 0.03 | 0.82 |  | 23h30 | 0 | 0.57 |  | 23h30 | 0.03 | 1 |  | 23h30 | 0.16 | 1.21 |  | 23h30 | 0.02 | 0.96
00h30 | 0.11 | 0.89 | 00h30 | 0 | 0.27 | 00h30 | 0.09 | 0.93 | 00h30 | 0.1 | 0.89 | 00h30 | 0 | 0.27 | 00h30 | 0.09 | 0.94 | 00h30 | 0.02 | 0.75 | 00h30 | 0 | 0.21 | 00h30 | 0.01 | 0.76 | 00h30 | 0 | 0.65 | 00h30 | 0 | 0.16 | 00h30 | 0 | 0.72 | 00h30 | 0.1 | 0.9 | 00h30 | 0 | 0.28 | 00h30 | 0.09 | 0.93 | 00h30 | 0.04 | 0.79 |  | 00h30 | 0 | 0.19 |  | 00h30 | 0.03 | 0.8 |  | 00h30 | 0.03 | 0.77 |  | 00h30 | 0 | 0.19 |  | 00h30 | 0.02 | 0.78 |  | 00h30 | 0 | 0.62 |  | 00h30 | 0 | 0.13 |  | 00h30 | 0 | 0.68 |  | 00h30 | 0 | 0.52 |  | 00h30 | 0 | 0.09 |  | 00h30 | 0 | 0.57 |  | 00h30 | 0.03 | 0.79 |  | 00h30 | 0 | 0.2 |  | 00h30 | 0.02 | 0.81
01h30 | 0.03 | 0.16 | 01h30 | 0 | 0 | 01h30 | 0.02 | 0.16 | 01h30 | 0.01 | 0.16 | 01h30 | 0 | 0 | 01h30 | 0 | 0.15 | 01h30 | 0 | 0.05 | 01h30 | 0 | 0 | 01h30 | 0 | 0.06 | 01h30 | 0 | 0 | 01h30 | 0 | 0 | 01h30 | 0 | 0 | 01h30 | 0.02 | 0.18 | 01h30 | 0 | 0 | 01h30 | 0.01 | 0.17 | 01h30 | 0 | 0.03 |  | 01h30 | 0 | 0 |  | 01h30 | 0 | 0.02 |  | 01h30 | 0 | 0.02 |  | 01h30 | 0 | 0 |  | 01h30 | 0 | 0.01 |  | 01h30 | 0 | 0 |  | 01h30 | 0 | 0 |  | 01h30 | 0 | 0 |  | 01h30 | 0 | 0 |  | 01h30 | 0 | 0 |  | 01h30 | 0 | 0 |  | 01h30 | 0 | 0.04 |  | 01h30 | 0 | 0 |  | 01h30 | 0 | 0.04
02h30 | 0.03 | 0.16 | 02h30 | 0.01 | 0.19 | 02h30 | 0.02 | 0.16 | 02h30 | 0.01 | 0.16 | 02h30 | 0 | 0.18 | 02h30 | 0 | 0.15 | 02h30 | 0 | 0.05 | 02h30 | 0 | 0.02 | 02h30 | 0 | 0.06 | 02h30 | 0 | 0 | 02h30 | 0 | 0 | 02h30 | 0 | 0 | 02h30 | 0.02 | 0.18 | 02h30 | 0 | 0.2 | 02h30 | 0.01 | 0.17 | 02h30 | 0 | 0.03 |  | 02h30 | 0 | 0.1 |  | 02h30 | 0 | 0.02 |  | 02h30 | 0 | 0.02 |  | 02h30 | 0 | 0.08 |  | 02h30 | 0 | 0.01 |  | 02h30 | 0 | 0 |  | 02h30 | 0 | 0 |  | 02h30 | 0 | 0 |  | 02h30 | 0 | 0 |  | 02h30 | 0 | 0 |  | 02h30 | 0 | 0 |  | 02h30 | 0 | 0.04 |  | 02h30 | 0 | 0.1 |  | 02h30 | 0 | 0.04
03h30 | 0.01 | 0.25 | 03h30 | 0.04 | 0.3 | 03h30 | 0 | 0.26 | 03h30 | 0 | 0.22 | 03h30 | 0.02 | 0.28 | 03h30 | 0 | 0.23 | 03h30 | 0 | 0.02 | 03h30 | 0 | 0.07 | 03h30 | 0 | 0.01 | 03h30 | 0 | 0 | 03h30 | 0 | 0 | 03h30 | 0 | 0 | 03h30 | 0 | 0.26 | 03h30 | 0.03 | 0.31 | 03h30 | 0 | 0.26 | 03h30 | 0 | 0.14 |  | 03h30 | 0 | 0.16 |  | 03h30 | 0 | 0.14 |  | 03h30 | 0 | 0.1 |  | 03h30 | 0 | 0.14 |  | 03h30 | 0 | 0.1 |  | 03h30 | 0 | 0 |  | 03h30 | 0 | 0 |  | 03h30 | 0 | 0 |  | 03h30 | 0 | 0 |  | 03h30 | 0 | 0 |  | 03h30 | 0 | 0 |  | 03h30 | 0 | 0.15 |  | 03h30 | 0 | 0.17 |  | 03h30 | 0 | 0.15
04h30 | 0.06 | 0.32 | 04h30 | 0.1 | 0.39 | 04h30 | 0.05 | 0.31 | 04h30 | 0.04 | 0.29 | 04h30 | 0.09 | 0.37 | 04h30 | 0.04 | 0.27 | 04h30 | 0 | 0.09 | 04h30 | 0.01 | 0.21 | 04h30 | 0 | 0.07 | 04h30 | 0 | 0 | 04h30 | 0 | 0.09 | 04h30 | 0 | 0 | 04h30 | 0.05 | 0.33 | 04h30 | 0.09 | 0.4 | 04h30 | 0.04 | 0.32 | 04h30 | 0.03 | 0.2 |  | 04h30 | 0.05 | 0.25 |  | 04h30 | 0.02 | 0.19 |  | 04h30 | 0.01 | 0.16 |  | 04h30 | 0.03 | 0.23 |  | 04h30 | 0.01 | 0.14 |  | 04h30 | 0 | 0 |  | 04h30 | 0 | 0.06 |  | 04h30 | 0 | 0 |  | 04h30 | 0 | 0 |  | 04h30 | 0 | 0 |  | 04h30 | 0 | 0 |  | 04h30 | 0.02 | 0.21 |  | 04h30 | 0.04 | 0.26 |  | 04h30 | 0.01 | 0.2
05h30 | 0.13 | 0.42 | 05h30 | 0.15 | 0.51 | 05h30 | 0.12 | 0.42 | 05h30 | 0.11 | 0.4 | 05h30 | 0.15 | 0.48 | 05h30 | 0.1 | 0.39 | 05h30 | 0.03 | 0.25 | 05h30 | 0.06 | 0.36 | 05h30 | 0.03 | 0.22 | 05h30 | 0 | 0.12 | 05h30 | 0.01 | 0.24 | 05h30 | 0 | 0.1 | 05h30 | 0.12 | 0.43 | 05h30 | 0.15 | 0.52 | 05h30 | 0.11 | 0.42 | 05h30 | 0.07 | 0.28 |  | 05h30 | 0.1 | 0.35 |  | 05h30 | 0.07 | 0.28 |  | 05h30 | 0.06 | 0.26 |  | 05h30 | 0.09 | 0.34 |  | 05h30 | 0.05 | 0.25 |  | 05h30 | 0 | 0.09 |  | 05h30 | 0 | 0.18 |  | 05h30 | 0 | 0.07 |  | 05h30 | 0 | 0 |  | 05h30 | 0 | 0.06 |  | 05h30 | 0 | 0 |  | 05h30 | 0.06 | 0.29 |  | 05h30 | 0.09 | 0.36 |  | 05h30 | 0.05 | 0.29
06h30 | 0.17 | 0.53 | 06h30 | 0.2 | 0.64 | 06h30 | 0.17 | 0.52 | 06h30 | 0.16 | 0.5 | 06h30 | 0.18 | 0.59 | 06h30 | 0.16 | 0.49 | 06h30 | 0.09 | 0.39 | 06h30 | 0.12 | 0.46 | 06h30 | 0.08 | 0.38 | 06h30 | 0.02 | 0.27 | 06h30 | 0.06 | 0.36 | 06h30 | 0.02 | 0.24 | 06h30 | 0.16 | 0.54 | 06h30 | 0.19 | 0.65 | 06h30 | 0.16 | 0.53 | 06h30 | 0.12 | 0.38 |  | 06h30 | 0.14 | 0.47 |  | 06h30 | 0.11 | 0.38 |  | 06h30 | 0.11 | 0.36 |  | 06h30 | 0.13 | 0.43 |  | 06h30 | 0.1 | 0.35 |  | 06h30 | 0.02 | 0.22 |  | 06h30 | 0.04 | 0.29 |  | 06h30 | 0.01 | 0.2 |  | 06h30 | 0 | 0.07 |  | 06h30 | 0 | 0.16 |  | 06h30 | 0 | 0.05 |  | 06h30 | 0.11 | 0.39 |  | 06h30 | 0.13 | 0.49 |  | 06h30 | 0.11 | 0.39
07h30 | 0.41 | 1.47 | 07h30 | 0.48 | 1.61 | 07h30 | 0.4 | 1.44 | 07h30 | 0.37 | 1.36 | 07h30 | 0.44 | 1.53 | 07h30 | 0.35 | 1.31 | 07h30 | 0.33 | 1.13 | 07h30 | 0.29 | 1.26 | 07h30 | 0.34 | 1.09 | 07h30 | 0.32 | 1.12 | 07h30 | 0.33 | 1.09 | 07h30 | 0.31 | 1.12 | 07h30 | 0.38 | 1.48 | 07h30 | 0.45 | 1.62 | 07h30 | 0.37 | 1.45 | 07h30 | 0.34 | 1.28 |  | 07h30 | 0.4 | 1.41 |  | 07h30 | 0.33 | 1.25 |  | 07h30 | 0.29 | 1.17 |  | 07h30 | 0.35 | 1.32 |  | 07h30 | 0.25 | 1.12 |  | 07h30 | 0.28 | 0.93 |  | 07h30 | 0.28 | 1.01 |  | 07h30 | 0.28 | 0.93 |  | 07h30 | 0.24 | 0.94 |  | 07h30 | 0.26 | 0.94 |  | 07h30 | 0.23 | 0.94 |  | 07h30 | 0.3 | 1.28 |  | 07h30 | 0.36 | 1.41 |  | 07h30 | 0.28 | 1.25
08h30 | 0.56 | 1.95 | 08h30 | 0.61 | 2.06 | 08h30 | 0.55 | 1.93 | 08h30 | 0.51 | 1.83 | 08h30 | 0.57 | 1.97 | 08h30 | 0.49 | 1.79 | 08h30 | 0.45 | 1.61 | 08h30 | 0.43 | 1.73 | 08h30 | 0.44 | 1.58 | 08h30 | 0.4 | 1.52 | 08h30 | 0.42 | 1.53 | 08h30 | 0.39 | 1.51 | 08h30 | 0.51 | 1.95 | 08h30 | 0.57 | 2.06 | 08h30 | 0.5 | 1.92 | 08h30 | 0.48 | 1.73 |  | 08h30 | 0.53 | 1.84 |  | 08h30 | 0.46 | 1.71 |  | 08h30 | 0.42 | 1.61 |  | 08h30 | 0.48 | 1.74 |  | 08h30 | 0.39 | 1.57 |  | 08h30 | 0.37 | 1.38 |  | 08h30 | 0.38 | 1.46 |  | 08h30 | 0.37 | 1.37 |  | 08h30 | 0.28 | 1.29 |  | 08h30 | 0.33 | 1.32 |  | 08h30 | 0.27 | 1.27 |  | 08h30 | 0.43 | 1.73 |  | 08h30 | 0.48 | 1.83 |  | 08h30 | 0.41 | 1.7
09h30 | 0.24 | 0.65 | 09h30 | 0.25 | 0.87 | 09h30 | 0.69 | 2.08 | 09h30 | 0.23 | 0.63 | 09h30 | 0.23 | 0.83 | 09h30 | 0.66 | 2.01 | 09h30 | 0.17 | 0.68 | 09h30 | 0.2 | 0.73 | 09h30 | 0.56 | 1.94 | 09h30 | 0.11 | 0.55 | 09h30 | 0.13 | 0.65 | 09h30 | 0.45 | 1.67 | 09h30 | 0.23 | 0.64 | 09h30 | 0.23 | 0.86 | 09h30 | 0.64 | 2.06 | 09h30 | 0.21 | 0.61 |  | 09h30 | 0.21 | 0.73 |  | 09h30 | 0.62 | 1.89 |  | 09h30 | 0.19 | 0.59 |  | 09h30 | 0.2 | 0.69 |  | 09h30 | 0.61 | 1.82 |  | 09h30 | 0.11 | 0.58 |  | 09h30 | 0.15 | 0.61 |  | 09h30 | 0.46 | 1.7 |  | 09h30 | 0.04 | 0.41 |  | 09h30 | 0.07 | 0.48 |  | 09h30 | 0.34 | 1.39 |  | 09h30 | 0.19 | 0.6 |  | 09h30 | 0.2 | 0.73 |  | 09h30 | 0.58 | 1.87
10h30 | 0 | 0 | 10h30 | 0 | 0 | 10h30 | 0.58 | 1.72 | 10h30 | 0 | 0 | 10h30 | 0 | 0 | 10h30 | 0.55 | 1.64 | 10h30 | 0 | 0 | 10h30 | 0 | 0 | 10h30 | 0.49 | 1.57 | 10h30 | 0 | 0 | 10h30 | 0 | 0 | 10h30 | 0.41 | 1.39 | 10h30 | 0 | 0 | 10h30 | 0 | 0 | 10h30 | 0.5 | 1.69 | 10h30 | 0 | 0 |  | 10h30 | 0 | 0 |  | 10h30 | 0.52 | 1.54 |  | 10h30 | 0 | 0 |  | 10h30 | 0 | 0 |  | 10h30 | 0.5 | 1.47 |  | 10h30 | 0 | 0 |  | 10h30 | 0 | 0 |  | 10h30 | 0.41 | 1.37 |  | 10h30 | 0 | 0 |  | 10h30 | 0 | 0 |  | 10h30 | 0.33 | 1.16 |  | 10h30 | 0 | 0 |  | 10h30 | 0 | 0 |  | 10h30 | 0.44 | 1.52
11h30 | 0 | 0 | 11h30 | 0 | 0 | 11h30 | 0.4 | 1.27 | 11h30 | 0 | 0 | 11h30 | 0 | 0 | 11h30 | 0.37 | 1.19 | 11h30 | 0 | 0 | 11h30 | 0 | 0 | 11h30 | 0.32 | 1.13 | 11h30 | 0 | 0 | 11h30 | 0 | 0 | 11h30 | 0.27 | 0.99 | 11h30 | 0 | 0 | 11h30 | 0 | 0 | 11h30 | 0.23 | 1.24 | 11h30 | 0 | 0 |  | 11h30 | 0 | 0 |  | 11h30 | 0.34 | 1.11 |  | 11h30 | 0 | 0 |  | 11h30 | 0 | 0 |  | 11h30 | 0.32 | 1.03 |  | 11h30 | 0 | 0 |  | 11h30 | 0 | 0 |  | 11h30 | 0.25 | 0.95 |  | 11h30 | 0 | 0 |  | 11h30 | 0 | 0 |  | 11h30 | 0.2 | 0.8 |  | 11h30 | 0 | 0 |  | 11h30 | 0 | 0 |  | 11h30 | 0.18 | 1.07
12h30 | 0 | 0 | 12h30 | 0 | 0 | 12h30 | 0.3 | 1.03 | 12h30 | 0 | 0 | 12h30 | 0 | 0 | 12h30 | 0.27 | 0.95 | 12h30 | 0 | 0 | 12h30 | 0 | 0 | 12h30 | 0.23 | 0.88 | 12h30 | 0 | 0 | 12h30 | 0 | 0 | 12h30 | 0.21 | 0.78 | 12h30 | 0 | 0 | 12h30 | 0 | 0 | 12h30 | 0.15 | 0.99 | 12h30 | 0 | 0 |  | 12h30 | 0 | 0 |  | 12h30 | 0.25 | 0.87 |  | 12h30 | 0 | 0 |  | 12h30 | 0 | 0 |  | 12h30 | 0.23 | 0.8 |  | 12h30 | 0 | 0 |  | 12h30 | 0 | 0 |  | 12h30 | 0.2 | 0.71 |  | 12h30 | 0 | 0 |  | 12h30 | 0 | 0 |  | 12h30 | 0.17 | 0.64 |  | 12h30 | 0 | 0 |  | 12h30 | 0 | 0 |  | 12h30 | 0.13 | 0.83
13h30 | 0.28 | 0.93 | 13h30 | 0 | 0 | 13h30 | 0.27 | 0.97 | 13h30 | 0.27 | 0.89 | 13h30 | 0 | 0 | 13h30 | 0.24 | 0.9 | 13h30 | 0.23 | 0.83 | 13h30 | 0 | 0 | 13h30 | 0.2 | 0.81 | 13h30 | 0.2 | 0.76 | 13h30 | 0 | 0 | 13h30 | 0.17 | 0.71 | 13h30 | 0.15 | 0.89 | 13h30 | 0 | 0 | 13h30 | 0.11 | 0.93 | 13h30 | 0.21 | 0.73 |  | 13h30 | 0 | 0 |  | 13h30 | 0.21 | 0.81 |  | 13h30 | 0.2 | 0.71 |  | 13h30 | 0 | 0 |  | 13h30 | 0.2 | 0.74 |  | 13h30 | 0.17 | 0.65 |  | 13h30 | 0 | 0 |  | 13h30 | 0.15 | 0.64 |  | 13h30 | 0.14 | 0.58 |  | 13h30 | 0 | 0 |  | 13h30 | 0.12 | 0.56 |  | 13h30 | 0.11 | 0.69 |  | 13h30 | 0 | 0 |  | 13h30 | 0.06 | 0.77
14h30 | 0.45 | 1.51 | 14h30 | 0 | 0 | 14h30 | 0.24 | 0.96 | 14h30 | 0.42 | 1.41 | 14h30 | 0 | 0 | 14h30 | 0.22 | 0.9 | 14h30 | 0.35 | 1.29 | 14h30 | 0 | 0 | 14h30 | 0.2 | 0.8 | 14h30 | 0.29 | 1.15 | 14h30 | 0 | 0 | 14h30 | 0.17 | 0.7 | 14h30 | 0.2 | 1.43 | 14h30 | 0 | 0 | 14h30 | 0.11 | 0.92 | 14h30 | 0.36 | 1.24 |  | 14h30 | 0 | 0 |  | 14h30 | 0.21 | 0.8 |  | 14h30 | 0.33 | 1.16 |  | 14h30 | 0 | 0 |  | 14h30 | 0.2 | 0.74 |  | 14h30 | 0.26 | 1.04 |  | 14h30 | 0 | 0 |  | 14h30 | 0.15 | 0.64 |  | 14h30 | 0.2 | 0.89 |  | 14h30 | 0 | 0 |  | 14h30 | 0.12 | 0.56 |  | 14h30 | 0.13 | 1.16 |  | 14h30 | 0 | 0 |  | 14h30 | 0.06 | 0.77
15h30 | 0.44 | 1.55 | 15h30 | 0 | 0 | 15h30 | 0.23 | 0.95 | 15h30 | 0.4 | 1.44 | 15h30 | 0 | 0 | 15h30 | 0.21 | 0.9 | 15h30 | 0.33 | 1.3 | 15h30 | 0 | 0 | 15h30 | 0.17 | 0.78 | 15h30 | 0.26 | 1.13 | 15h30 | 0 | 0 | 15h30 | 0.14 | 0.69 | 15h30 | 0.16 | 1.46 | 15h30 | 0 | 0 | 15h30 | 0.07 | 0.91 | 15h30 | 0.38 | 1.38 |  | 15h30 | 0 | 0 |  | 15h30 | 0.18 | 0.79 |  | 15h30 | 0.34 | 1.25 |  | 15h30 | 0 | 0 |  | 15h30 | 0.16 | 0.73 |  | 15h30 | 0.25 | 1.1 |  | 15h30 | 0 | 0 |  | 15h30 | 0.11 | 0.62 |  | 15h30 | 0.18 | 0.9 |  | 15h30 | 0 | 0 |  | 15h30 | 0.08 | 0.52 |  | 15h30 | 0.09 | 1.29 |  | 15h30 | 0 | 0 |  | 15h30 | 0.03 | 0.75
16h30 | 0.38 | 1.37 | 16h30 | 0 | 0 | 16h30 | 0.25 | 1.01 | 16h30 | 0.35 | 1.3 | 16h30 | 0 | 0 | 16h30 | 0.23 | 0.96 | 16h30 | 0.29 | 1.16 | 16h30 | 0 | 0 | 16h30 | 0.18 | 0.82 | 16h30 | 0.24 | 1.02 | 16h30 | 0 | 0 | 16h30 | 0.15 | 0.73 | 16h30 | 0.17 | 1.31 | 16h30 | 0 | 0 | 16h30 | 0.1 | 0.97 | 16h30 | 0.32 | 1.2 |  | 16h30 | 0 | 0 |  | 16h30 | 0.19 | 0.84 |  | 16h30 | 0.29 | 1.12 |  | 16h30 | 0 | 0 |  | 16h30 | 0.17 | 0.8 |  | 16h30 | 0.22 | 0.97 |  | 16h30 | 0 | 0 |  | 16h30 | 0.11 | 0.65 |  | 16h30 | 0.16 | 0.81 |  | 16h30 | 0 | 0 |  | 16h30 | 0.08 | 0.55 |  | 16h30 | 0.11 | 1.14 |  | 16h30 | 0 | 0 |  | 16h30 | 0.04 | 0.8
17h30 | 0.38 | 1.37 | 17h30 | 0 | 0 | 17h30 | 0.29 | 1.12 | 17h30 | 0.36 | 1.32 | 17h30 | 0 | 0 | 17h30 | 0.28 | 1.09 | 17h30 | 0.3 | 1.16 | 17h30 | 0 | 0 | 17h30 | 0.21 | 0.92 | 17h30 | 0.25 | 1.04 | 17h30 | 0 | 0 | 17h30 | 0.18 | 0.82 | 17h30 | 0.24 | 1.33 | 17h30 | 0 | 0 | 17h30 | 0.18 | 1.1 | 17h30 | 0.33 | 1.19 |  | 17h30 | 0 | 0 |  | 17h30 | 0.23 | 0.95 |  | 17h30 | 0.3 | 1.14 |  | 17h30 | 0 | 0 |  | 17h30 | 0.22 | 0.92 |  | 17h30 | 0.23 | 0.98 |  | 17h30 | 0 | 0 |  | 17h30 | 0.15 | 0.75 |  | 17h30 | 0.18 | 0.83 |  | 17h30 | 0 | 0 |  | 17h30 | 0.12 | 0.63 |  | 17h30 | 0.18 | 1.15 |  | 17h30 | 0 | 0 |  | 17h30 | 0.12 | 0.92
18h30 | 0.43 | 1.45 | 18h30 | 0.42 | 1.33 | 18h30 | 0.36 | 1.27 | 18h30 | 0.41 | 1.43 | 18h30 | 0.41 | 1.31 | 18h30 | 0.35 | 1.26 | 18h30 | 0.34 | 1.24 | 18h30 | 0.36 | 1.21 | 18h30 | 0.27 | 1.06 | 18h30 | 0.29 | 1.12 | 18h30 | 0.33 | 1.13 | 18h30 | 0.23 | 0.95 | 18h30 | 0.34 | 1.43 | 18h30 | 0.35 | 1.29 | 18h30 | 0.27 | 1.26 | 18h30 | 0.37 | 1.26 |  | 18h30 | 0.36 | 1.16 |  | 18h30 | 0.3 | 1.1 |  | 18h30 | 0.35 | 1.24 |  | 18h30 | 0.35 | 1.14 |  | 18h30 | 0.29 | 1.08 |  | 18h30 | 0.27 | 1.05 |  | 18h30 | 0.29 | 1.03 |  | 18h30 | 0.21 | 0.88 |  | 18h30 | 0.22 | 0.91 |  | 18h30 | 0.25 | 0.94 |  | 18h30 | 0.17 | 0.76 |  | 18h30 | 0.28 | 1.24 |  | 18h30 | 0.28 | 1.12 |  | 18h30 | 0.21 | 1.08
19h30 | 0.29 | 1.3 | 19h30 | 0.56 | 2 | 19h30 | 0.24 | 1.17 | 19h30 | 0.28 | 1.3 | 19h30 | 0.54 | 1.97 | 19h30 | 0.23 | 1.18 | 19h30 | 0.2 | 1.09 | 19h30 | 0.44 | 1.74 | 19h30 | 0.14 | 0.95 | 19h30 | 0.15 | 0.96 | 19h30 | 0.36 | 1.57 | 19h30 | 0.09 | 0.83 | 19h30 | 0.24 | 1.29 | 19h30 | 0.42 | 1.93 | 19h30 | 0.17 | 1.17 | 19h30 | 0.23 | 1.11 |  | 19h30 | 0.45 | 1.72 |  | 19h30 | 0.18 | 0.99 |  | 19h30 | 0.22 | 1.11 |  | 19h30 | 0.43 | 1.69 |  | 19h30 | 0.17 | 0.99 |  | 19h30 | 0.13 | 0.89 |  | 19h30 | 0.32 | 1.45 |  | 19h30 | 0.08 | 0.76 |  | 19h30 | 0.08 | 0.75 |  | 19h30 | 0.25 | 1.26 |  | 19h30 | 0.05 | 0.63 |  | 19h30 | 0.17 | 1.11 |  | 19h30 | 0.31 | 1.65 |  | 19h30 | 0.1 | 0.98
20h30 | 0.14 | 1.11 | 20h30 | 0.4 | 1.87 | 20h30 | 0.14 | 1.02 | 20h30 | 0.13 | 1.14 | 20h30 | 0.37 | 1.85 | 20h30 | 0.13 | 1.05 | 20h30 | 0.08 | 0.9 | 20h30 | 0.26 | 1.56 | 20h30 | 0.08 | 0.8 | 20h30 | 0.04 | 0.77 | 20h30 | 0.17 | 1.36 | 20h30 | 0.04 | 0.67 | 20h30 | 0.09 | 1.12 | 20h30 | 0.26 | 1.8 | 20h30 | 0.05 | 1.03 | 20h30 | 0.1 | 0.92 |  | 20h30 | 0.31 | 1.62 |  | 20h30 | 0.1 | 0.83 |  | 20h30 | 0.09 | 0.94 |  | 20h30 | 0.28 | 1.6 |  | 20h30 | 0.09 | 0.85 |  | 20h30 | 0.03 | 0.7 |  | 20h30 | 0.16 | 1.29 |  | 20h30 | 0.02 | 0.6 |  | 20h30 | 0 | 0.56 |  | 20h30 | 0.07 | 1.06 |  | 20h30 | 0 | 0.48 |  | 20h30 | 0.03 | 0.93 |  | 20h30 | 0.16 | 1.54 |  | 20h30 | 0 | 0.84
21h30 | 0.13 | 1.15 | 21h30 | 0.28 | 1.59 | 21h30 | 0.13 | 1.09 | 21h30 | 0.13 | 1.19 | 21h30 | 0.27 | 1.61 | 21h30 | 0.12 | 1.12 | 21h30 | 0.06 | 0.93 | 21h30 | 0.19 | 1.35 | 21h30 | 0.05 | 0.86 | 21h30 | 0.02 | 0.8 | 21h30 | 0.14 | 1.19 | 21h30 | 0 | 0.73 | 21h30 | 0.11 | 1.17 | 21h30 | 0.21 | 1.56 | 21h30 | 0.08 | 1.1 | 21h30 | 0.08 | 0.96 |  | 21h30 | 0.21 | 1.36 |  | 21h30 | 0.07 | 0.89 |  | 21h30 | 0.08 | 0.99 |  | 21h30 | 0.2 | 1.38 |  | 21h30 | 0.07 | 0.93 |  | 21h30 | 0 | 0.73 |  | 21h30 | 0.13 | 1.11 |  | 21h30 | 0 | 0.66 |  | 21h30 | 0 | 0.6 |  | 21h30 | 0.07 | 0.92 |  | 21h30 | 0 | 0.53 |  | 21h30 | 0.05 | 0.97 |  | 21h30 | 0.13 | 1.33 |  | 21h30 | 0.02 | 0.91
22h30 | 0.13 | 1.17 | 22h30 | 0.22 | 1.45 | 22h30 | 0.13 | 1.12 | 22h30 | 0.13 | 1.22 | 22h30 | 0.22 | 1.49 | 22h30 | 0.12 | 1.17 | 22h30 | 0.06 | 0.96 | 22h30 | 0.14 | 1.23 | 22h30 | 0.05 | 0.9 | 22h30 | 0.02 | 0.82 | 22h30 | 0.09 | 1.09 | 22h30 | 0 | 0.76 | 22h30 | 0.12 | 1.2 | 22h30 | 0.19 | 1.45 | 22h30 | 0.09 | 1.15 | 22h30 | 0.08 | 0.98 |  | 22h30 | 0.15 | 1.23 |  | 22h30 | 0.07 | 0.93 |  | 22h30 | 0.08 | 1.02 |  | 22h30 | 0.15 | 1.27 |  | 22h30 | 0.07 | 0.97 |  | 22h30 | 0 | 0.75 |  | 22h30 | 0.07 | 1 |  | 22h30 | 0 | 0.7 |  | 22h30 | 0 | 0.61 |  | 22h30 | 0.01 | 0.84 |  | 22h30 | 0 | 0.55 |  | 22h30 | 0.05 | 1 |  | 22h30 | 0.11 | 1.23 |  | 22h30 | 0.02 | 0.95
23h30 | 0.13 | 1.2 | 23h30 | 0.2 | 1.38 | 23h30 | 0.12 | 1.16 | 23h30 | 0.13 | 1.25 | 23h30 | 0.2 | 1.43 | 23h30 | 0.11 | 1.21 | 23h30 | 0.05 | 0.97 | 23h30 | 0.14 | 1.17 | 23h30 | 0.03 | 0.93 | 23h30 | 0 | 0.84 | 23h30 | 0.09 | 1.03 | 23h30 | 0 | 0.79 | 23h30 | 0.12 | 1.23 | 23h30 | 0.17 | 1.39 | 23h30 | 0.1 | 1.19 | 23h30 | 0.07 | 0.99 |  | 23h30 | 0.15 | 1.17 |  | 23h30 | 0.05 | 0.96 |  | 23h30 | 0.06 | 1.05 |  | 23h30 | 0.15 | 1.21 |  | 23h30 | 0.05 | 1 |  | 23h30 | 0 | 0.77 |  | 23h30 | 0.07 | 0.95 |  | 23h30 | 0 | 0.73 |  | 23h30 | 0 | 0.63 |  | 23h30 | 0.01 | 0.79 |  | 23h30 | 0 | 0.58 |  | 23h30 | 0.05 | 1.02 |  | 23h30 | 0.11 | 1.17 |  | 23h30 | 0.03 | 0.99
00h30 | 0.13 | 0.88 | 00h30 | 0 | 0.32 | 00h30 | 0.12 | 1.03 | 00h30 | 0.13 | 0.89 | 00h30 | 0 | 0.36 | 00h30 | 0.11 | 1.04 | 00h30 | 0.05 | 0.74 | 00h30 | 0 | 0.26 | 00h30 | 0.03 | 0.8 | 00h30 | 0 | 0.65 | 00h30 | 0 | 0.21 | 00h30 | 0 | 0.73 | 00h30 | 0.1 | 0.88 | 00h30 | 0.01 | 0.35 | 00h30 | 0.09 | 1.05 | 00h30 | 0.07 | 0.76 |  | 00h30 | 0 | 0.24 |  | 00h30 | 0.05 | 0.86 |  | 00h30 | 0.06 | 0.77 |  | 00h30 | 0 | 0.28 |  | 00h30 | 0.05 | 0.87 |  | 00h30 | 0 | 0.6 |  | 00h30 | 0 | 0.18 |  | 00h30 | 0 | 0.68 |  | 00h30 | 0 | 0.5 |  | 00h30 | 0 | 0.13 |  | 00h30 | 0 | 0.55 |  | 00h30 | 0.05 | 0.76 |  | 00h30 | 0 | 0.27 |  | 00h30 | 0.03 | 0.88
01h30 | 0.06 | 0.24 | 01h30 | 0 | 0 | 01h30 | 0.04 | 0.23 | 01h30 | 0.05 | 0.25 | 01h30 | 0 | 0 | 01h30 | 0.03 | 0.26 | 01h30 | 0 | 0.12 | 01h30 | 0 | 0 | 01h30 | 0 | 0.12 | 01h30 | 0 | 0.08 | 01h30 | 0 | 0 | 01h30 | 0 | 0.06 | 01h30 | 0.03 | 0.26 | 01h30 | 0 | 0 | 01h30 | 0 | 0.26 | 01h30 | 0.01 | 0.08 |  | 01h30 | 0 | 0 |  | 01h30 | 0 | 0.09 |  | 01h30 | 0 | 0.11 |  | 01h30 | 0 | 0 |  | 01h30 | 0 | 0.11 |  | 01h30 | 0 | 0 |  | 01h30 | 0 | 0 |  | 01h30 | 0 | 0 |  | 01h30 | 0 | 0 |  | 01h30 | 0 | 0 |  | 01h30 | 0 | 0 |  | 01h30 | 0 | 0.11 |  | 01h30 | 0 | 0 |  | 01h30 | 0 | 0.11
02h30 | 0.06 | 0.24 | 02h30 | 0.03 | 0.22 | 02h30 | 0.04 | 0.23 | 02h30 | 0.05 | 0.25 | 02h30 | 0.02 | 0.24 | 02h30 | 0.03 | 0.26 | 02h30 | 0 | 0.12 | 02h30 | 0 | 0.04 | 02h30 | 0 | 0.12 | 02h30 | 0 | 0.08 | 02h30 | 0 | 0 | 02h30 | 0 | 0.06 | 02h30 | 0.03 | 0.26 | 02h30 | 0.01 | 0.23 | 02h30 | 0 | 0.26 | 02h30 | 0.01 | 0.08 |  | 02h30 | 0 | 0.12 |  | 02h30 | 0 | 0.09 |  | 02h30 | 0 | 0.11 |  | 02h30 | 0 | 0.13 |  | 02h30 | 0 | 0.11 |  | 02h30 | 0 | 0 |  | 02h30 | 0 | 0 |  | 02h30 | 0 | 0 |  | 02h30 | 0 | 0 |  | 02h30 | 0 | 0 |  | 02h30 | 0 | 0 |  | 02h30 | 0 | 0.11 |  | 02h30 | 0 | 0.12 |  | 02h30 | 0 | 0.11
03h30 | 0.05 | 0.3 | 03h30 | 0.08 | 0.37 | 03h30 | 0.04 | 0.35 | 03h30 | 0.04 | 0.32 | 03h30 | 0.07 | 0.4 | 03h30 | 0.03 | 0.36 | 03h30 | 0 | 0.09 | 03h30 | 0 | 0.14 | 03h30 | 0 | 0.09 | 03h30 | 0 | 0 | 03h30 | 0 | 0.03 | 03h30 | 0 | 0 | 03h30 | 0.04 | 0.32 | 03h30 | 0.07 | 0.39 | 03h30 | 0.04 | 0.36 | 03h30 | 0 | 0.18 |  | 03h30 | 0.03 | 0.22 |  | 03h30 | 0 | 0.21 |  | 03h30 | 0 | 0.2 |  | 03h30 | 0.02 | 0.25 |  | 03h30 | 0 | 0.22 |  | 03h30 | 0 | 0 |  | 03h30 | 0 | 0.01 |  | 03h30 | 0 | 0 |  | 03h30 | 0 | 0 |  | 03h30 | 0 | 0 |  | 03h30 | 0 | 0 |  | 03h30 | 0 | 0.2 |  | 03h30 | 0.02 | 0.24 |  | 03h30 | 0 | 0.23
04h30 | 0.1 | 0.39 | 04h30 | 0.14 | 0.47 | 04h30 | 0.09 | 0.39 | 04h30 | 0.1 | 0.41 | 04h30 | 0.14 | 0.49 | 04h30 | 0.09 | 0.4 | 04h30 | 0.01 | 0.17 | 04h30 | 0.04 | 0.29 | 04h30 | 0 | 0.15 | 04h30 | 0 | 0.05 | 04h30 | 0 | 0.15 | 04h30 | 0 | 0.02 | 04h30 | 0.11 | 0.42 | 04h30 | 0.14 | 0.49 | 04h30 | 0.1 | 0.41 | 04h30 | 0.06 | 0.27 |  | 04h30 | 0.09 | 0.32 |  | 04h30 | 0.05 | 0.26 |  | 04h30 | 0.05 | 0.28 |  | 04h30 | 0.08 | 0.34 |  | 04h30 | 0.04 | 0.27 |  | 04h30 | 0 | 0.05 |  | 04h30 | 0 | 0.12 |  | 04h30 | 0 | 0.02 |  | 04h30 | 0 | 0 |  | 04h30 | 0 | 0.01 |  | 04h30 | 0 | 0 |  | 04h30 | 0.06 | 0.29 |  | 04h30 | 0.08 | 0.34 |  | 04h30 | 0.05 | 0.28
05h30 | 0.16 | 0.49 | 05h30 | 0.18 | 0.58 | 05h30 | 0.15 | 0.47 | 05h30 | 0.15 | 0.51 | 05h30 | 0.18 | 0.6 | 05h30 | 0.15 | 0.48 | 05h30 | 0.07 | 0.33 | 05h30 | 0.1 | 0.42 | 05h30 | 0.06 | 0.3 | 05h30 | 0.02 | 0.18 | 05h30 | 0.04 | 0.3 | 05h30 | 0.01 | 0.16 | 05h30 | 0.16 | 0.52 | 05h30 | 0.18 | 0.6 | 05h30 | 0.16 | 0.49 | 05h30 | 0.11 | 0.36 |  | 05h30 | 0.13 | 0.43 |  | 05h30 | 0.11 | 0.34 |  | 05h30 | 0.11 | 0.38 |  | 05h30 | 0.13 | 0.44 |  | 05h30 | 0.1 | 0.35 |  | 05h30 | 0.02 | 0.18 |  | 05h30 | 0.04 | 0.26 |  | 05h30 | 0.01 | 0.15 |  | 05h30 | 0 | 0.03 |  | 05h30 | 0 | 0.11 |  | 05h30 | 0 | 0.01 |  | 05h30 | 0.11 | 0.39 |  | 05h30 | 0.13 | 0.44 |  | 05h30 | 0.11 | 0.36
06h30 | 0.2 | 0.6 | 06h30 | 0.23 | 0.71 | 06h30 | 0.2 | 0.58 | 06h30 | 0.19 | 0.61 | 06h30 | 0.22 | 0.72 | 06h30 | 0.19 | 0.58 | 06h30 | 0.13 | 0.46 | 06h30 | 0.15 | 0.52 | 06h30 | 0.12 | 0.44 | 06h30 | 0.06 | 0.33 | 06h30 | 0.1 | 0.41 | 06h30 | 0.05 | 0.31 | 06h30 | 0.2 | 0.63 | 06h30 | 0.22 | 0.73 | 06h30 | 0.2 | 0.6 | 06h30 | 0.16 | 0.47 |  | 06h30 | 0.17 | 0.56 |  | 06h30 | 0.15 | 0.45 |  | 06h30 | 0.15 | 0.47 |  | 06h30 | 0.17 | 0.56 |  | 06h30 | 0.14 | 0.44 |  | 06h30 | 0.07 | 0.31 |  | 06h30 | 0.09 | 0.36 |  | 06h30 | 0.05 | 0.29 |  | 06h30 | 0 | 0.15 |  | 06h30 | 0.02 | 0.23 |  | 06h30 | 0 | 0.12 |  | 06h30 | 0.15 | 0.49 |  | 06h30 | 0.17 | 0.57 |  | 06h30 | 0.15 | 0.47
07h30 | 0.49 | 1.62 | 07h30 | 0.54 | 1.74 | 07h30 | 0.48 | 1.58 | 07h30 | 0.46 | 1.6 | 07h30 | 0.52 | 1.73 | 07h30 | 0.44 | 1.55 | 07h30 | 0.33 | 1.26 | 07h30 | 0.36 | 1.42 | 07h30 | 0.32 | 1.21 | 07h30 | 0.34 | 1.16 | 07h30 | 0.34 | 1.01 | 07h30 | 0.34 | 1.15 | 07h30 | 0.48 | 1.64 | 07h30 | 0.52 | 1.75 | 07h30 | 0.46 | 1.6 | 07h30 | 0.43 | 1.44 |  | 07h30 | 0.47 | 1.54 |  | 07h30 | 0.41 | 1.41 |  | 07h30 | 0.4 | 1.42 |  | 07h30 | 0.45 | 1.53 |  | 07h30 | 0.38 | 1.38 |  | 07h30 | 0.27 | 1.04 |  | 07h30 | 0.28 | 1.19 |  | 07h30 | 0.29 | 1.01 |  | 07h30 | 0.28 | 1 |  | 07h30 | 0.29 | 0.97 |  | 07h30 | 0.27 | 1 |  | 07h30 | 0.41 | 1.46 |  | 07h30 | 0.45 | 1.56 |  | 07h30 | 0.4 | 1.43
08h30 | 0.67 | 2.2 | 08h30 | 0.71 | 2.3 | 08h30 | 0.66 | 2.17 | 08h30 | 0.64 | 2.16 | 08h30 | 0.68 | 2.27 | 08h30 | 0.62 | 2.13 | 08h30 | 0.5 | 1.85 | 08h30 | 0.54 | 1.99 | 08h30 | 0.49 | 1.8 | 08h30 | 0.47 | 1.67 | 08h30 | 0.47 | 1.6 | 08h30 | 0.46 | 1.66 | 08h30 | 0.65 | 2.21 | 08h30 | 0.69 | 2.31 | 08h30 | 0.64 | 2.19 | 08h30 | 0.59 | 1.99 |  | 08h30 | 0.63 | 2.07 |  | 08h30 | 0.58 | 1.96 |  | 08h30 | 0.56 | 1.95 |  | 08h30 | 0.6 | 2.04 |  | 08h30 | 0.55 | 1.91 |  | 08h30 | 0.43 | 1.6 |  | 08h30 | 0.44 | 1.73 |  | 08h30 | 0.44 | 1.56 |  | 08h30 | 0.38 | 1.46 |  | 08h30 | 0.4 | 1.47 |  | 08h30 | 0.36 | 1.44 |  | 08h30 | 0.57 | 2 |  | 08h30 | 0.6 | 2.08 |  | 08h30 | 0.56 | 1.97
09h30 | 0.28 | 0.78 | 09h30 | 0.3 | 1.01 | 09h30 | 0.82 | 2.43 | 09h30 | 0.27 | 0.75 | 09h30 | 0.29 | 1 | 09h30 | 0.8 | 2.39 | 09h30 | 0.25 | 0.81 | 09h30 | 0.26 | 0.86 | 09h30 | 0.74 | 2.28 | 09h30 | 0.17 | 0.71 | 09h30 | 0.19 | 0.82 | 09h30 | 0.6 | 2.03 | 09h30 | 0.27 | 0.78 | 09h30 | 0.29 | 1.01 | 09h30 | 0.8 | 2.44 | 09h30 | 0.27 | 0.74 |  | 09h30 | 0.26 | 0.87 |  | 09h30 | 0.75 | 2.22 |  | 09h30 | 0.26 | 0.71 |  | 09h30 | 0.25 | 0.86 |  | 09h30 | 0.73 | 2.18 |  | 09h30 | 0.2 | 0.74 |  | 09h30 | 0.22 | 0.75 |  | 09h30 | 0.63 | 2.06 |  | 09h30 | 0.1 | 0.57 |  | 09h30 | 0.13 | 0.62 |  | 09h30 | 0.48 | 1.74 |  | 09h30 | 0.26 | 0.73 |  | 09h30 | 0.25 | 0.87 |  | 09h30 | 0.73 | 2.23
10h30 | 0 | 0 | 10h30 | 0 | 0 | 10h30 | 0.74 | 2.13 | 10h30 | 0 | 0 | 10h30 | 0 | 0 | 10h30 | 0.72 | 2.07 | 10h30 | 0 | 0 | 10h30 | 0 | 0 | 10h30 | 0.66 | 1.97 | 10h30 | 0 | 0 | 10h30 | 0 | 0 | 10h30 | 0.57 | 1.77 | 10h30 | 0 | 0 | 10h30 | 0 | 0 | 10h30 | 0.71 | 2.12 | 10h30 | 0 | 0 |  | 10h30 | 0 | 0 |  | 10h30 | 0.68 | 1.93 |  | 10h30 | 0 | 0 |  | 10h30 | 0 | 0 |  | 10h30 | 0.66 | 1.88 |  | 10h30 | 0 | 0 |  | 10h30 | 0 | 0 |  | 10h30 | 0.58 | 1.77 |  | 10h30 | 0 | 0 |  | 10h30 | 0 | 0 |  | 10h30 | 0.48 | 1.53 |  | 10h30 | 0 | 0 |  | 10h30 | 0 | 0 |  | 10h30 | 0.65 | 1.93
11h30 | 0 | 0 | 11h30 | 0 | 0 | 11h30 | 0.57 | 1.7 | 11h30 | 0 | 0 | 11h30 | 0 | 0 | 11h30 | 0.55 | 1.64 | 11h30 | 0 | 0 | 11h30 | 0 | 0 | 11h30 | 0.49 | 1.54 | 11h30 | 0 | 0 | 11h30 | 0 | 0 | 11h30 | 0.42 | 1.38 | 11h30 | 0 | 0 | 11h30 | 0 | 0 | 11h30 | 0.51 | 1.69 | 11h30 | 0 | 0 |  | 11h30 | 0 | 0 |  | 11h30 | 0.51 | 1.51 |  | 11h30 | 0 | 0 |  | 11h30 | 0 | 0 |  | 11h30 | 0.49 | 1.46 |  | 11h30 | 0 | 0 |  | 11h30 | 0 | 0 |  | 11h30 | 0.42 | 1.35 |  | 11h30 | 0 | 0 |  | 11h30 | 0 | 0 |  | 11h30 | 0.35 | 1.17 |  | 11h30 | 0 | 0 |  | 11h30 | 0 | 0 |  | 11h30 | 0.44 | 1.5
12h30 | 0 | 0 | 12h30 | 0 | 0 | 12h30 | 0.49 | 1.48 | 12h30 | 0 | 0 | 12h30 | 0 | 0 | 12h30 | 0.46 | 1.42 | 12h30 | 0 | 0 | 12h30 | 0 | 0 | 12h30 | 0.41 | 1.32 | 12h30 | 0 | 0 | 12h30 | 0 | 0 | 12h30 | 0.35 | 1.18 | 12h30 | 0 | 0 | 12h30 | 0 | 0 | 12h30 | 0.4 | 1.47 | 12h30 | 0 | 0 |  | 12h30 | 0 | 0 |  | 12h30 | 0.42 | 1.3 |  | 12h30 | 0 | 0 |  | 12h30 | 0 | 0 |  | 12h30 | 0.4 | 1.23 |  | 12h30 | 0 | 0 |  | 12h30 | 0 | 0 |  | 12h30 | 0.34 | 1.13 |  | 12h30 | 0 | 0 |  | 12h30 | 0 | 0 |  | 12h30 | 0.27 | 0.97 |  | 12h30 | 0 | 0 |  | 12h30 | 0 | 0 |  | 12h30 | 0.34 | 1.28
13h30 | 0.43 | 1.26 | 13h30 | 0 | 0 | 13h30 | 0.45 | 1.39 | 13h30 | 0.42 | 1.22 | 13h30 | 0 | 0 | 13h30 | 0.43 | 1.33 | 13h30 | 0.38 | 1.17 | 13h30 | 0 | 0 | 13h30 | 0.37 | 1.22 | 13h30 | 0.35 | 1.09 | 13h30 | 0 | 0 | 13h30 | 0.32 | 1.09 | 13h30 | 0.39 | 1.24 | 13h30 | 0 | 0 | 13h30 | 0.38 | 1.38 | 13h30 | 0.37 | 1.08 |  | 13h30 | 0 | 0 |  | 13h30 | 0.39 | 1.2 |  | 13h30 | 0.36 | 1.05 |  | 13h30 | 0 | 0 |  | 13h30 | 0.36 | 1.14 |  | 13h30 | 0.32 | 0.99 |  | 13h30 | 0 | 0 |  | 13h30 | 0.3 | 1.02 |  | 13h30 | 0.28 | 0.91 |  | 13h30 | 0 | 0 |  | 13h30 | 0.24 | 0.88 |  | 13h30 | 0.33 | 1.07 |  | 13h30 | 0 | 0 |  | 13h30 | 0.32 | 1.18
14h30 | 0.75 | 2.09 | 14h30 | 0 | 0 | 14h30 | 0.44 | 1.35 | 14h30 | 0.72 | 2.01 | 14h30 | 0 | 0 | 14h30 | 0.42 | 1.29 | 14h30 | 0.64 | 1.87 | 14h30 | 0 | 0 | 14h30 | 0.35 | 1.16 | 14h30 | 0.56 | 1.7 | 14h30 | 0 | 0 | 14h30 | 0.3 | 1.04 | 14h30 | 0.67 | 2.05 | 14h30 | 0 | 0 | 14h30 | 0.39 | 1.33 | 14h30 | 0.65 | 1.82 |  | 14h30 | 0 | 0 |  | 14h30 | 0.38 | 1.16 |  | 14h30 | 0.62 | 1.74 |  | 14h30 | 0 | 0 |  | 14h30 | 0.35 | 1.1 |  | 14h30 | 0.54 | 1.61 |  | 14h30 | 0 | 0 |  | 14h30 | 0.29 | 0.97 |  | 14h30 | 0.45 | 1.41 |  | 14h30 | 0 | 0 |  | 14h30 | 0.23 | 0.84 |  | 14h30 | 0.57 | 1.79 |  | 14h30 | 0 | 0 |  | 14h30 | 0.32 | 1.14
15h30 | 0.77 | 2.17 | 15h30 | 0 | 0 | 15h30 | 0.43 | 1.33 | 15h30 | 0.73 | 2.06 | 15h30 | 0 | 0 | 15h30 | 0.41 | 1.27 | 15h30 | 0.63 | 1.89 | 15h30 | 0 | 0 | 15h30 | 0.35 | 1.13 | 15h30 | 0.53 | 1.66 | 15h30 | 0 | 0 | 15h30 | 0.3 | 1.01 | 15h30 | 0.69 | 2.13 | 15h30 | 0 | 0 | 15h30 | 0.39 | 1.32 | 15h30 | 0.69 | 1.95 |  | 15h30 | 0 | 0 |  | 15h30 | 0.37 | 1.14 |  | 15h30 | 0.65 | 1.84 |  | 15h30 | 0 | 0 |  | 15h30 | 0.35 | 1.09 |  | 15h30 | 0.55 | 1.66 |  | 15h30 | 0 | 0 |  | 15h30 | 0.28 | 0.95 |  | 15h30 | 0.44 | 1.41 |  | 15h30 | 0 | 0 |  | 15h30 | 0.23 | 0.82 |  | 15h30 | 0.61 | 1.91 |  | 15h30 | 0 | 0 |  | 15h30 | 0.33 | 1.13
16h30 | 0.65 | 1.87 | 16h30 | 0 | 0 | 16h30 | 0.45 | 1.38 | 16h30 | 0.62 | 1.79 | 16h30 | 0 | 0 | 16h30 | 0.43 | 1.32 | 16h30 | 0.54 | 1.64 | 16h30 | 0 | 0 | 16h30 | 0.36 | 1.17 | 16h30 | 0.46 | 1.47 | 16h30 | 0 | 0 | 16h30 | 0.31 | 1.05 | 16h30 | 0.6 | 1.85 | 16h30 | 0 | 0 | 16h30 | 0.42 | 1.37 | 16h30 | 0.58 | 1.66 |  | 16h30 | 0 | 0 |  | 16h30 | 0.39 | 1.19 |  | 16h30 | 0.54 | 1.59 |  | 16h30 | 0 | 0 |  | 16h30 | 0.37 | 1.14 |  | 16h30 | 0.46 | 1.43 |  | 16h30 | 0 | 0 |  | 16h30 | 0.29 | 0.99 |  | 16h30 | 0.38 | 1.24 |  | 16h30 | 0 | 0 |  | 16h30 | 0.24 | 0.86 |  | 16h30 | 0.53 | 1.64 |  | 16h30 | 0 | 0 |  | 16h30 | 0.36 | 1.19
17h30 | 0.6 | 1.79 | 17h30 | 0 | 0 | 17h30 | 0.49 | 1.48 | 17h30 | 0.58 | 1.73 | 17h30 | 0 | 0 | 17h30 | 0.47 | 1.43 | 17h30 | 0.51 | 1.58 | 17h30 | 0 | 0 | 17h30 | 0.39 | 1.26 | 17h30 | 0.44 | 1.43 | 17h30 | 0 | 0 | 17h30 | 0.34 | 1.14 | 17h30 | 0.58 | 1.78 | 17h30 | 0 | 0 | 17h30 | 0.46 | 1.48 | 17h30 | 0.54 | 1.58 |  | 17h30 | 0 | 0 |  | 17h30 | 0.42 | 1.28 |  | 17h30 | 0.51 | 1.52 |  | 17h30 | 0 | 0 |  | 17h30 | 0.4 | 1.24 |  | 17h30 | 0.44 | 1.37 |  | 17h30 | 0 | 0 |  | 17h30 | 0.32 | 1.07 |  | 17h30 | 0.37 | 1.2 |  | 17h30 | 0 | 0 |  | 17h30 | 0.27 | 0.94 |  | 17h30 | 0.5 | 1.58 |  | 17h30 | 0 | 0 |  | 17h30 | 0.4 | 1.29
18h30 | 0.58 | 1.66 | 18h30 | 0.56 | 1.55 | 18h30 | 0.5 | 1.45 | 18h30 | 0.56 | 1.61 | 18h30 | 0.55 | 1.52 | 18h30 | 0.48 | 1.4 | 18h30 | 0.48 | 1.46 | 18h30 | 0.5 | 1.44 | 18h30 | 0.4 | 1.24 | 18h30 | 0.43 | 1.33 | 18h30 | 0.47 | 1.36 | 18h30 | 0.35 | 1.12 | 18h30 | 0.56 | 1.65 | 18h30 | 0.54 | 1.53 | 18h30 | 0.48 | 1.45 | 18h30 | 0.51 | 1.46 |  | 18h30 | 0.49 | 1.36 |  | 18h30 | 0.43 | 1.25 |  | 18h30 | 0.49 | 1.4 |  | 18h30 | 0.48 | 1.33 |  | 18h30 | 0.41 | 1.21 |  | 18h30 | 0.41 | 1.25 |  | 18h30 | 0.43 | 1.25 |  | 18h30 | 0.33 | 1.04 |  | 18h30 | 0.35 | 1.11 |  | 18h30 | 0.39 | 1.16 |  | 18h30 | 0.28 | 0.92 |  | 18h30 | 0.49 | 1.45 |  | 18h30 | 0.47 | 1.35 |  | 18h30 | 0.41 | 1.25
19h30 | 0.38 | 1.34 | 19h30 | 0.82 | 2.37 | 19h30 | 0.32 | 1.2 | 19h30 | 0.36 | 1.3 | 19h30 | 0.78 | 2.3 | 19h30 | 0.31 | 1.15 | 19h30 | 0.29 | 1.15 | 19h30 | 0.69 | 2.13 | 19h30 | 0.23 | 0.99 | 19h30 | 0.24 | 1.02 | 19h30 | 0.6 | 1.95 | 19h30 | 0.18 | 0.87 | 19h30 | 0.37 | 1.34 | 19h30 | 0.77 | 2.34 | 19h30 | 0.31 | 1.2 | 19h30 | 0.31 | 1.13 |  | 19h30 | 0.7 | 2.07 |  | 19h30 | 0.26 | 0.99 |  | 19h30 | 0.29 | 1.09 |  | 19h30 | 0.67 | 1.99 |  | 19h30 | 0.24 | 0.95 |  | 19h30 | 0.22 | 0.93 |  | 19h30 | 0.57 | 1.81 |  | 19h30 | 0.16 | 0.78 |  | 19h30 | 0.16 | 0.8 |  | 19h30 | 0.47 | 1.6 |  | 19h30 | 0.11 | 0.66 |  | 19h30 | 0.29 | 1.13 |  | 19h30 | 0.66 | 2.03 |  | 19h30 | 0.24 | 0.99
20h30 | 0.22 | 1.24 | 20h30 | 0.66 | 2.35 | 20h30 | 0.19 | 1.13 | 20h30 | 0.2 | 1.21 | 20h30 | 0.62 | 2.26 | 20h30 | 0.18 | 1.1 | 20h30 | 0.15 | 1.02 | 20h30 | 0.51 | 2.04 | 20h30 | 0.14 | 0.91 | 20h30 | 0.12 | 0.89 | 20h30 | 0.41 | 1.81 | 20h30 | 0.11 | 0.77 | 20h30 | 0.2 | 1.25 | 20h30 | 0.61 | 2.32 | 20h30 | 0.18 | 1.14 | 20h30 | 0.17 | 1.01 |  | 20h30 | 0.56 | 2.06 |  | 20h30 | 0.14 | 0.91 |  | 20h30 | 0.16 | 0.98 |  | 20h30 | 0.52 | 1.97 |  | 20h30 | 0.13 | 0.87 |  | 20h30 | 0.1 | 0.79 |  | 20h30 | 0.4 | 1.73 |  | 20h30 | 0.1 | 0.68 |  | 20h30 | 0.06 | 0.65 |  | 20h30 | 0.28 | 1.47 |  | 20h30 | 0.07 | 0.55 |  | 20h30 | 0.15 | 1.02 |  | 20h30 | 0.51 | 2.03 |  | 20h30 | 0.14 | 0.92
21h30 | 0.21 | 1.37 | 21h30 | 0.46 | 2.01 | 21h30 | 0.2 | 1.29 | 21h30 | 0.2 | 1.35 | 21h30 | 0.44 | 1.97 | 21h30 | 0.18 | 1.27 | 21h30 | 0.14 | 1.15 | 21h30 | 0.35 | 1.77 | 21h30 | 0.12 | 1.06 | 21h30 | 0.09 | 1.01 | 21h30 | 0.27 | 1.59 | 21h30 | 0.08 | 0.92 | 21h30 | 0.2 | 1.39 | 21h30 | 0.43 | 2.01 | 21h30 | 0.19 | 1.32 | 21h30 | 0.15 | 1.14 |  | 21h30 | 0.37 | 1.75 |  | 21h30 | 0.13 | 1.06 |  | 21h30 | 0.14 | 1.12 |  | 21h30 | 0.34 | 1.7 |  | 21h30 | 0.12 | 1.04 |  | 21h30 | 0.07 | 0.91 |  | 21h30 | 0.26 | 1.49 |  | 21h30 | 0.06 | 0.83 |  | 21h30 | 0.02 | 0.77 |  | 21h30 | 0.2 | 1.29 |  | 21h30 | 0.01 | 0.69 |  | 21h30 | 0.14 | 1.16 |  | 21h30 | 0.34 | 1.74 |  | 21h30 | 0.12 | 1.08
22h30 | 0.21 | 1.42 | 22h30 | 0.36 | 1.82 | 22h30 | 0.2 | 1.36 | 22h30 | 0.2 | 1.41 | 22h30 | 0.35 | 1.79 | 22h30 | 0.18 | 1.34 | 22h30 | 0.14 | 1.19 | 22h30 | 0.27 | 1.6 | 22h30 | 0.12 | 1.13 | 22h30 | 0.09 | 1.05 | 22h30 | 0.2 | 1.44 | 22h30 | 0.08 | 0.99 | 22h30 | 0.21 | 1.45 | 22h30 | 0.35 | 1.82 | 22h30 | 0.19 | 1.39 | 22h30 | 0.15 | 1.19 |  | 22h30 | 0.28 | 1.56 |  | 22h30 | 0.13 | 1.13 |  | 22h30 | 0.14 | 1.17 |  | 22h30 | 0.26 | 1.53 |  | 22h30 | 0.12 | 1.11 |  | 22h30 | 0.07 | 0.95 |  | 22h30 | 0.18 | 1.33 |  | 22h30 | 0.06 | 0.89 |  | 22h30 | 0.02 | 0.81 |  | 22h30 | 0.12 | 1.16 |  | 22h30 | 0.01 | 0.74 |  | 22h30 | 0.14 | 1.21 |  | 22h30 | 0.26 | 1.57 |  | 22h30 | 0.12 | 1.15
23h30 | 0.21 | 1.44 | 23h30 | 0.31 | 1.71 | 23h30 | 0.19 | 1.4 | 23h30 | 0.2 | 1.43 | 23h30 | 0.3 | 1.69 | 23h30 | 0.18 | 1.38 | 23h30 | 0.12 | 1.21 | 23h30 | 0.24 | 1.49 | 23h30 | 0.1 | 1.16 | 23h30 | 0.07 | 1.07 | 23h30 | 0.2 | 1.34 | 23h30 | 0.05 | 1.01 | 23h30 | 0.2 | 1.47 | 23h30 | 0.3 | 1.72 | 23h30 | 0.19 | 1.42 | 23h30 | 0.14 | 1.2 |  | 23h30 | 0.25 | 1.46 |  | 23h30 | 0.12 | 1.16 |  | 23h30 | 0.12 | 1.19 |  | 23h30 | 0.24 | 1.44 |  | 23h30 | 0.1 | 1.14 |  | 23h30 | 0.04 | 0.97 |  | 23h30 | 0.18 | 1.23 |  | 23h30 | 0.02 | 0.92 |  | 23h30 | 0 | 0.82 |  | 23h30 | 0.12 | 1.07 |  | 23h30 | 0 | 0.77 |  | 23h30 | 0.13 | 1.23 |  | 23h30 | 0.24 | 1.47 |  | 23h30 | 0.11 | 1.19
00h30 | 0.21 | 1.1 | 00h30 | 0.01 | 0.47 | 00h30 | 0.19 | 1.2 | 00h30 | 0.2 | 1.08 | 00h30 | 0 | 0.46 | 00h30 | 0.18 | 1.2 | 00h30 | 0.12 | 0.95 | 00h30 | 0 | 0.31 | 00h30 | 0.1 | 0.95 | 00h30 | 0.07 | 0.85 | 00h30 | 0 | 0.27 | 00h30 | 0.05 | 0.84 | 00h30 | 0.2 | 1.11 | 00h30 | 0.01 | 0.48 | 00h30 | 0.19 | 1.22 | 00h30 | 0.14 | 0.95 |  | 00h30 | 0 | 0.28 |  | 00h30 | 0.12 | 1 |  | 00h30 | 0.12 | 0.93 |  | 00h30 | 0 | 0.29 |  | 00h30 | 0.1 | 1 |  | 00h30 | 0.04 | 0.79 |  | 00h30 | 0 | 0.22 |  | 00h30 | 0.02 | 0.8 |  | 00h30 | 0 | 0.69 |  | 00h30 | 0 | 0.17 |  | 00h30 | 0 | 0.7 |  | 00h30 | 0.13 | 0.96 |  | 00h30 | 0 | 0.3 |  | 00h30 | 0.11 | 1.03
01h30 | 0.12 | 0.45 | 01h30 | 0 | 0.09 | 01h30 | 0.12 | 0.46 | 01h30 | 0.12 | 0.45 | 01h30 | 0 | 0.07 | 01h30 | 0.11 | 0.45 | 01h30 | 0.01 | 0.33 | 01h30 | 0 | 0 | 01h30 | 0 | 0.33 | 01h30 | 0 | 0.27 | 01h30 | 0 | 0 | 01h30 | 0 | 0.25 | 01h30 | 0.12 | 0.47 | 01h30 | 0 | 0.09 | 01h30 | 0.12 | 0.48 | 01h30 | 0.06 | 0.28 |  | 01h30 | 0 | 0 |  | 01h30 | 0.06 | 0.28 |  | 01h30 | 0.05 | 0.27 |  | 01h30 | 0 | 0 |  | 01h30 | 0.05 | 0.27 |  | 01h30 | 0 | 0.14 |  | 01h30 | 0 | 0 |  | 01h30 | 0 | 0.13 |  | 01h30 | 0 | 0.07 |  | 01h30 | 0 | 0 |  | 01h30 | 0 | 0.05 |  | 01h30 | 0.06 | 0.3 |  | 01h30 | 0 | 0 |  | 01h30 | 0.06 | 0.3
02h30 | 0.12 | 0.45 | 02h30 | 0 | 0 | 02h30 | 0.12 | 0.46 | 02h30 | 0.12 | 0.45 | 02h30 | 0 | 0 | 02h30 | 0.11 | 0.45 | 02h30 | 0.01 | 0.33 | 02h30 | 0 | 0 | 02h30 | 0 | 0.33 | 02h30 | 0 | 0.27 | 02h30 | 0 | 0 | 02h30 | 0 | 0.25 | 02h30 | 0.12 | 0.47 | 02h30 | 0 | 0 | 02h30 | 0.12 | 0.48 | 02h30 | 0.06 | 0.28 |  | 02h30 | 0 | 0 |  | 02h30 | 0.06 | 0.28 |  | 02h30 | 0.05 | 0.27 |  | 02h30 | 0 | 0 |  | 02h30 | 0.05 | 0.27 |  | 02h30 | 0 | 0.14 |  | 02h30 | 0 | 0 |  | 02h30 | 0 | 0.13 |  | 02h30 | 0 | 0.07 |  | 02h30 | 0 | 0 |  | 02h30 | 0 | 0.05 |  | 02h30 | 0.06 | 0.3 |  | 02h30 | 0 | 0 |  | 02h30 | 0.06 | 0.3
03h30 | 0.12 | 0.5 | 03h30 | 0 | 0 | 03h30 | 0.11 | 0.51 | 03h30 | 0.1 | 0.48 | 03h30 | 0 | 0 | 03h30 | 0.09 | 0.5 | 03h30 | 0.02 | 0.29 | 03h30 | 0 | 0 | 03h30 | 0.01 | 0.27 | 03h30 | 0 | 0.16 | 03h30 | 0 | 0 | 03h30 | 0 | 0.14 | 03h30 | 0.11 | 0.51 | 03h30 | 0 | 0 | 03h30 | 0.1 | 0.52 | 03h30 | 0.06 | 0.35 |  | 03h30 | 0 | 0 |  | 03h30 | 0.05 | 0.35 |  | 03h30 | 0.04 | 0.33 |  | 03h30 | 0 | 0 |  | 03h30 | 0.03 | 0.33 |  | 03h30 | 0 | 0.13 |  | 03h30 | 0 | 0 |  | 03h30 | 0 | 0.12 |  | 03h30 | 0 | 0 |  | 03h30 | 0 | 0 |  | 03h30 | 0 | 0 |  | 03h30 | 0.05 | 0.36 |  | 03h30 | 0 | 0 |  | 03h30 | 0.04 | 0.36
04h30 | 0.16 | 0.53 | 04h30 | 0 | 0 | 04h30 | 0.15 | 0.52 | 04h30 | 0.14 | 0.51 | 04h30 | 0 | 0 | 04h30 | 0.13 | 0.5 | 04h30 | 0.06 | 0.33 | 04h30 | 0 | 0 | 04h30 | 0.05 | 0.31 | 04h30 | 0.01 | 0.2 | 04h30 | 0 | 0 | 04h30 | 0 | 0.18 | 04h30 | 0.15 | 0.53 | 04h30 | 0 | 0 | 04h30 | 0.14 | 0.52 | 04h30 | 0.1 | 0.38 |  | 04h30 | 0 | 0 |  | 04h30 | 0.1 | 0.37 |  | 04h30 | 0.09 | 0.36 |  | 04h30 | 0 | 0 |  | 04h30 | 0.08 | 0.34 |  | 04h30 | 0.01 | 0.18 |  | 04h30 | 0 | 0 |  | 04h30 | 0 | 0.16 |  | 04h30 | 0 | 0.04 |  | 04h30 | 0 | 0 |  | 04h30 | 0 | 0.02 |  | 04h30 | 0.09 | 0.39 |  | 04h30 | 0 | 0 |  | 04h30 | 0.09 | 0.38
05h30 | 0.2 | 0.62 | 05h30 | 0 | 0 | 05h30 | 0.19 | 0.6 | 05h30 | 0.19 | 0.6 | 05h30 | 0 | 0 | 05h30 | 0.18 | 0.57 | 05h30 | 0.13 | 0.46 | 05h30 | 0 | 0 | 05h30 | 0.12 | 0.44 | 05h30 | 0.07 | 0.34 | 05h30 | 0 | 0 | 05h30 | 0.05 | 0.31 | 05h30 | 0.19 | 0.63 | 05h30 | 0 | 0 | 05h30 | 0.19 | 0.62 | 05h30 | 0.15 | 0.47 |  | 05h30 | 0 | 0 |  | 05h30 | 0.14 | 0.45 |  | 05h30 | 0.14 | 0.44 |  | 05h30 | 0 | 0 |  | 05h30 | 0.13 | 0.41 |  | 05h30 | 0.06 | 0.3 |  | 05h30 | 0 | 0 |  | 05h30 | 0.05 | 0.28 |  | 05h30 | 0.01 | 0.17 |  | 05h30 | 0 | 0 |  | 05h30 | 0 | 0.14 |  | 05h30 | 0.14 | 0.48 |  | 05h30 | 0 | 0 |  | 05h30 | 0.14 | 0.46
06h30 | 0.23 | 0.72 | 06h30 | 0 | 0 | 06h30 | 0.23 | 0.69 | 06h30 | 0.22 | 0.67 | 06h30 | 0 | 0 | 06h30 | 0.21 | 0.64 | 06h30 | 0.17 | 0.54 | 06h30 | 0 | 0 | 06h30 | 0.17 | 0.53 | 06h30 | 0.12 | 0.44 | 06h30 | 0 | 0 | 06h30 | 0.11 | 0.42 | 06h30 | 0.23 | 0.74 | 06h30 | 0 | 0 | 06h30 | 0.22 | 0.7 | 06h30 | 0.18 | 0.57 |  | 06h30 | 0 | 0 |  | 06h30 | 0.18 | 0.54 |  | 06h30 | 0.17 | 0.52 |  | 06h30 | 0 | 0 |  | 06h30 | 0.16 | 0.49 |  | 06h30 | 0.11 | 0.38 |  | 06h30 | 0 | 0 |  | 06h30 | 0.1 | 0.37 |  | 06h30 | 0.05 | 0.28 |  | 06h30 | 0 | 0 |  | 06h30 | 0.03 | 0.26 |  | 06h30 | 0.17 | 0.58 |  | 06h30 | 0 | 0 |  | 06h30 | 0.17 | 0.55
07h30 | 0.51 | 1.67 | 07h30 | 0 | 0 | 07h30 | 0.51 | 1.64 | 07h30 | 0.47 | 1.58 | 07h30 | 0 | 0 | 07h30 | 0.45 | 1.53 | 07h30 | 0.34 | 1.33 | 07h30 | 0 | 0 | 07h30 | 0.34 | 1.29 | 07h30 | 0.33 | 1.11 | 07h30 | 0 | 0 | 07h30 | 0.33 | 1.12 | 07h30 | 0.49 | 1.68 | 07h30 | 0 | 0 | 07h30 | 0.47 | 1.64 | 07h30 | 0.45 | 1.49 |  | 07h30 | 0 | 0 |  | 07h30 | 0.44 | 1.46 |  | 07h30 | 0.41 | 1.39 |  | 07h30 | 0 | 0 |  | 07h30 | 0.39 | 1.36 |  | 07h30 | 0.27 | 1.14 |  | 07h30 | 0 | 0 |  | 07h30 | 0.27 | 1.11 |  | 07h30 | 0.28 | 0.95 |  | 07h30 | 0 | 0 |  | 07h30 | 0.28 | 0.94 |  | 07h30 | 0.42 | 1.5 |  | 07h30 | 0 | 0 |  | 07h30 | 0.41 | 1.46
08h30 | 0.64 | 2.1 | 08h30 | 0.46 | 1.34 | 08h30 | 0.63 | 2.07 | 08h30 | 0.59 | 1.99 | 08h30 | 0.43 | 1.27 | 08h30 | 0.57 | 1.95 | 08h30 | 0.47 | 1.78 | 08h30 | 0.36 | 1.14 | 08h30 | 0.47 | 1.74 | 08h30 | 0.42 | 1.53 | 08h30 | 0.29 | 0.91 | 08h30 | 0.42 | 1.53 | 08h30 | 0.6 | 2.1 | 08h30 | 0.44 | 1.33 | 08h30 | 0.58 | 2.06 | 08h30 | 0.57 | 1.9 |  | 08h30 | 0.41 | 1.25 |  | 08h30 | 0.56 | 1.87 |  | 08h30 | 0.52 | 1.79 |  | 08h30 | 0.38 | 1.18 |  | 08h30 | 0.51 | 1.75 |  | 08h30 | 0.39 | 1.57 |  | 08h30 | 0.31 | 1.04 |  | 08h30 | 0.39 | 1.54 |  | 08h30 | 0.36 | 1.34 |  | 08h30 | 0.23 | 0.85 |  | 08h30 | 0.35 | 1.32 |  | 08h30 | 0.53 | 1.89 |  | 08h30 | 0.39 | 1.24 |  | 08h30 | 0.52 | 1.86
09h30 | 0.72 | 2.15 | 09h30 | 0.95 | 2.58 | 09h30 | 0.72 | 2.14 | 09h30 | 0.69 | 2.07 | 09h30 | 0.9 | 2.46 | 09h30 | 0.68 | 2.05 | 09h30 | 0.65 | 1.99 | 09h30 | 0.78 | 2.26 | 09h30 | 0.64 | 1.98 | 09h30 | 0.55 | 1.84 | 09h30 | 0.66 | 1.95 | 09h30 | 0.53 | 1.81 | 09h30 | 0.68 | 2.14 | 09h30 | 0.9 | 2.56 | 09h30 | 0.67 | 2.12 | 09h30 | 0.66 | 1.97 |  | 09h30 | 0.86 | 2.37 |  | 09h30 | 0.66 | 1.96 |  | 09h30 | 0.63 | 1.89 |  | 09h30 | 0.81 | 2.24 |  | 09h30 | 0.62 | 1.87 |  | 09h30 | 0.59 | 1.81 |  | 09h30 | 0.68 | 2.02 |  | 09h30 | 0.58 | 1.8 |  | 09h30 | 0.46 | 1.64 |  | 09h30 | 0.55 | 1.72 |  | 09h30 | 0.45 | 1.62 |  | 09h30 | 0.62 | 1.95 |  | 09h30 | 0.81 | 2.34 |  | 09h30 | 0.61 | 1.94
10h30 | 0.63 | 1.81 | 10h30 | 0.96 | 2.73 | 10h30 | 0.62 | 1.8 | 10h30 | 0.6 | 1.73 | 10h30 | 0.91 | 2.61 | 10h30 | 0.59 | 1.71 | 10h30 | 0.55 | 1.66 | 10h30 | 0.81 | 2.45 | 10h30 | 0.55 | 1.65 | 10h30 | 0.48 | 1.53 | 10h30 | 0.71 | 2.26 | 10h30 | 0.48 | 1.51 | 10h30 | 0.56 | 1.79 | 10h30 | 0.87 | 2.7 | 10h30 | 0.55 | 1.78 | 10h30 | 0.57 | 1.65 |  | 10h30 | 0.86 | 2.44 |  | 10h30 | 0.57 | 1.64 |  | 10h30 | 0.54 | 1.56 |  | 10h30 | 0.81 | 2.32 |  | 10h30 | 0.54 | 1.55 |  | 10h30 | 0.5 | 1.49 |  | 10h30 | 0.69 | 2.13 |  | 10h30 | 0.49 | 1.48 |  | 10h30 | 0.42 | 1.35 |  | 10h30 | 0.59 | 1.9 |  | 10h30 | 0.41 | 1.33 |  | 10h30 | 0.5 | 1.62 |  | 10h30 | 0.77 | 2.41 |  | 10h30 | 0.5 | 1.61
11h30 | 0.45 | 1.4 | 11h30 | 0.63 | 1.89 | 11h30 | 0.45 | 1.39 | 11h30 | 0.43 | 1.31 | 11h30 | 0.59 | 1.8 | 11h30 | 0.42 | 1.3 | 11h30 | 0.38 | 1.24 | 11h30 | 0.53 | 1.69 | 11h30 | 0.38 | 1.24 | 11h30 | 0.33 | 1.13 | 11h30 | 0.46 | 1.55 | 11h30 | 0.32 | 1.12 | 11h30 | 0.33 | 1.37 | 11h30 | 0.49 | 1.86 | 11h30 | 0.33 | 1.36 | 11h30 | 0.4 | 1.24 |  | 11h30 | 0.56 | 1.67 |  | 11h30 | 0.4 | 1.24 |  | 11h30 | 0.37 | 1.16 |  | 11h30 | 0.52 | 1.58 |  | 11h30 | 0.37 | 1.15 |  | 11h30 | 0.33 | 1.09 |  | 11h30 | 0.44 | 1.45 |  | 11h30 | 0.33 | 1.08 |  | 11h30 | 0.27 | 0.97 |  | 11h30 | 0.37 | 1.29 |  | 11h30 | 0.27 | 0.96 |  | 11h30 | 0.28 | 1.21 |  | 11h30 | 0.42 | 1.64 |  | 11h30 | 0.28 | 1.21
12h30 | 0.35 | 1.18 | 12h30 | 0.42 | 1.36 | 12h30 | 0.34 | 1.19 | 12h30 | 0.33 | 1.13 | 12h30 | 0.39 | 1.28 | 12h30 | 0.32 | 1.14 | 12h30 | 0.27 | 0.99 | 12h30 | 0.34 | 1.19 | 12h30 | 0.26 | 0.99 | 12h30 | 0.24 | 0.88 | 12h30 | 0.29 | 1.08 | 12h30 | 0.24 | 0.87 | 12h30 | 0.27 | 1.17 | 12h30 | 0.24 | 1.33 | 12h30 | 0.26 | 1.19 | 12h30 | 0.29 | 1.03 |  | 12h30 | 0.37 | 1.19 |  | 12h30 | 0.29 | 1.04 |  | 12h30 | 0.27 | 0.98 |  | 12h30 | 0.33 | 1.11 |  | 12h30 | 0.26 | 0.99 |  | 12h30 | 0.24 | 0.84 |  | 12h30 | 0.27 | 1 |  | 12h30 | 0.24 | 0.84 |  | 12h30 | 0.21 | 0.73 |  | 12h30 | 0.22 | 0.88 |  | 12h30 | 0.2 | 0.72 |  | 12h30 | 0.21 | 1.02 |  | 12h30 | 0.18 | 1.16 |  | 12h30 | 0.2 | 1.03
13h30 | 0.25 | 0.87 | 13h30 | 0.3 | 1 | 13h30 | 0.24 | 0.87 | 13h30 | 0.22 | 0.8 | 13h30 | 0.27 | 0.93 | 13h30 | 0.22 | 0.81 | 13h30 | 0.17 | 0.7 | 13h30 | 0.22 | 0.84 | 13h30 | 0.17 | 0.69 | 13h30 | 0.14 | 0.61 | 13h30 | 0.18 | 0.75 | 13h30 | 0.14 | 0.6 | 13h30 | 0.11 | 0.84 | 13h30 | 0.15 | 0.96 | 13h30 | 0.11 | 0.84 | 13h30 | 0.2 | 0.74 |  | 13h30 | 0.25 | 0.86 |  | 13h30 | 0.2 | 0.74 |  | 13h30 | 0.18 | 0.68 |  | 13h30 | 0.22 | 0.79 |  | 13h30 | 0.17 | 0.68 |  | 13h30 | 0.14 | 0.57 |  | 13h30 | 0.17 | 0.71 |  | 13h30 | 0.14 | 0.57 |  | 13h30 | 0.11 | 0.48 |  | 13h30 | 0.13 | 0.62 |  | 13h30 | 0.1 | 0.47 |  | 13h30 | 0.07 | 0.71 |  | 13h30 | 0.11 | 0.83 |  | 13h30 | 0.06 | 0.71
14h30 | 0.25 | 0.87 | 14h30 | 0.23 | 0.81 | 14h30 | 0.24 | 0.87 | 14h30 | 0.22 | 0.8 | 14h30 | 0.21 | 0.74 | 14h30 | 0.22 | 0.81 | 14h30 | 0.17 | 0.7 | 14h30 | 0.16 | 0.65 | 14h30 | 0.17 | 0.69 | 14h30 | 0.14 | 0.61 | 14h30 | 0.13 | 0.58 | 14h30 | 0.14 | 0.6 | 14h30 | 0.11 | 0.84 | 14h30 | 0.1 | 0.76 | 14h30 | 0.11 | 0.84 | 14h30 | 0.2 | 0.74 |  | 14h30 | 0.19 | 0.68 |  | 14h30 | 0.2 | 0.74 |  | 14h30 | 0.18 | 0.68 |  | 14h30 | 0.17 | 0.62 |  | 14h30 | 0.17 | 0.68 |  | 14h30 | 0.14 | 0.57 |  | 14h30 | 0.12 | 0.52 |  | 14h30 | 0.14 | 0.57 |  | 14h30 | 0.11 | 0.48 |  | 14h30 | 0.08 | 0.44 |  | 14h30 | 0.1 | 0.47 |  | 14h30 | 0.07 | 0.71 |  | 14h30 | 0.06 | 0.64 |  | 14h30 | 0.06 | 0.71
15h30 | 0.19 | 0.71 | 15h30 | 0.2 | 0.76 | 15h30 | 0.19 | 0.7 | 15h30 | 0.17 | 0.64 | 15h30 | 0.18 | 0.72 | 15h30 | 0.17 | 0.64 | 15h30 | 0.12 | 0.54 | 15h30 | 0.14 | 0.64 | 15h30 | 0.12 | 0.53 | 15h30 | 0.09 | 0.46 | 15h30 | 0.12 | 0.58 | 15h30 | 0.09 | 0.45 | 15h30 | 0.04 | 0.66 | 15h30 | 0.1 | 0.74 | 15h30 | 0.04 | 0.66 | 15h30 | 0.15 | 0.59 |  | 15h30 | 0.16 | 0.66 |  | 15h30 | 0.15 | 0.59 |  | 15h30 | 0.13 | 0.52 |  | 15h30 | 0.14 | 0.62 |  | 15h30 | 0.13 | 0.52 |  | 15h30 | 0.08 | 0.42 |  | 15h30 | 0.1 | 0.52 |  | 15h30 | 0.08 | 0.42 |  | 15h30 | 0.05 | 0.34 |  | 15h30 | 0.07 | 0.44 |  | 15h30 | 0.04 | 0.33 |  | 15h30 | 0 | 0.54 |  | 15h30 | 0.06 | 0.64 |  | 15h30 | 0 | 0.54
16h30 | 0.19 | 0.71 | 16h30 | 0.17 | 0.7 | 16h30 | 0.19 | 0.7 | 16h30 | 0.17 | 0.64 | 16h30 | 0.16 | 0.66 | 16h30 | 0.17 | 0.64 | 16h30 | 0.12 | 0.54 | 16h30 | 0.11 | 0.55 | 16h30 | 0.12 | 0.53 | 16h30 | 0.09 | 0.46 | 16h30 | 0.09 | 0.48 | 16h30 | 0.09 | 0.45 | 16h30 | 0.04 | 0.66 | 16h30 | 0.06 | 0.67 | 16h30 | 0.04 | 0.66 | 16h30 | 0.15 | 0.59 |  | 16h30 | 0.14 | 0.59 |  | 16h30 | 0.15 | 0.59 |  | 16h30 | 0.13 | 0.52 |  | 16h30 | 0.12 | 0.55 |  | 16h30 | 0.13 | 0.52 |  | 16h30 | 0.08 | 0.42 |  | 16h30 | 0.07 | 0.43 |  | 16h30 | 0.08 | 0.42 |  | 16h30 | 0.05 | 0.34 |  | 16h30 | 0.05 | 0.35 |  | 16h30 | 0.04 | 0.33 |  | 16h30 | 0 | 0.54 |  | 16h30 | 0.02 | 0.56 |  | 16h30 | 0 | 0.54
17h30 | 0.18 | 0.67 | 17h30 | 0.19 | 0.71 | 17h30 | 0.18 | 0.67 | 17h30 | 0.16 | 0.62 | 17h30 | 0.18 | 0.67 | 17h30 | 0.16 | 0.62 | 17h30 | 0.11 | 0.5 | 17h30 | 0.12 | 0.55 | 17h30 | 0.11 | 0.5 | 17h30 | 0.09 | 0.43 | 17h30 | 0.1 | 0.48 | 17h30 | 0.09 | 0.43 | 17h30 | 0.09 | 0.63 | 17h30 | 0.1 | 0.67 | 17h30 | 0.09 | 0.63 | 17h30 | 0.14 | 0.55 |  | 17h30 | 0.15 | 0.59 |  | 17h30 | 0.14 | 0.55 |  | 17h30 | 0.12 | 0.5 |  | 17h30 | 0.13 | 0.55 |  | 17h30 | 0.12 | 0.5 |  | 17h30 | 0.07 | 0.38 |  | 17h30 | 0.08 | 0.43 |  | 17h30 | 0.07 | 0.38 |  | 17h30 | 0.05 | 0.31 |  | 17h30 | 0.05 | 0.35 |  | 17h30 | 0.04 | 0.3 |  | 17h30 | 0.05 | 0.51 |  | 17h30 | 0.06 | 0.56 |  | 17h30 | 0.05 | 0.51
18h30 | 0.21 | 0.71 | 18h30 | 0.25 | 0.79 | 18h30 | 0.21 | 0.71 | 18h30 | 0.2 | 0.68 | 18h30 | 0.24 | 0.77 | 18h30 | 0.2 | 0.67 | 18h30 | 0.15 | 0.54 | 18h30 | 0.17 | 0.61 | 18h30 | 0.15 | 0.54 | 18h30 | 0.12 | 0.48 | 18h30 | 0.14 | 0.55 | 18h30 | 0.12 | 0.48 | 18h30 | 0.15 | 0.68 | 18h30 | 0.18 | 0.76 | 18h30 | 0.15 | 0.67 | 18h30 | 0.17 | 0.59 |  | 18h30 | 0.2 | 0.66 |  | 18h30 | 0.17 | 0.58 |  | 18h30 | 0.16 | 0.55 |  | 18h30 | 0.19 | 0.63 |  | 18h30 | 0.16 | 0.55 |  | 18h30 | 0.1 | 0.42 |  | 18h30 | 0.12 | 0.48 |  | 18h30 | 0.1 | 0.41 |  | 18h30 | 0.08 | 0.35 |  | 18h30 | 0.1 | 0.41 |  | 18h30 | 0.08 | 0.35 |  | 18h30 | 0.11 | 0.55 |  | 18h30 | 0.13 | 0.63 |  | 18h30 | 0.11 | 0.55
19h30 | 0.09 | 0.59 | 19h30 | 0.23 | 0.78 | 19h30 | 0.09 | 0.59 | 19h30 | 0.09 | 0.57 | 19h30 | 0.22 | 0.75 | 19h30 | 0.08 | 0.57 | 19h30 | 0.03 | 0.41 | 19h30 | 0.16 | 0.61 | 19h30 | 0.03 | 0.41 | 19h30 | 0.03 | 0.35 | 19h30 | 0.13 | 0.55 | 19h30 | 0.03 | 0.34 | 19h30 | 0.06 | 0.57 | 19h30 | 0.14 | 0.75 | 19h30 | 0.06 | 0.57 | 19h30 | 0.05 | 0.45 |  | 19h30 | 0.19 | 0.66 |  | 19h30 | 0.05 | 0.45 |  | 19h30 | 0.04 | 0.43 |  | 19h30 | 0.18 | 0.63 |  | 19h30 | 0.04 | 0.42 |  | 19h30 | 0.03 | 0.27 |  | 19h30 | 0.12 | 0.48 |  | 19h30 | 0.03 | 0.26 |  | 19h30 | 0.03 | 0.2 |  | 19h30 | 0.09 | 0.41 |  | 19h30 | 0.03 | 0.19 |  | 19h30 | 0.06 | 0.43 |  | 19h30 | 0.1 | 0.63 |  | 19h30 | 0.06 | 0.42
20h30 | 0.06 | 0.57 | 20h30 | 0.04 | 0.68 | 20h30 | 0.06 | 0.56 | 20h30 | 0.05 | 0.56 | 20h30 | 0.04 | 0.68 | 20h30 | 0.04 | 0.56 | 20h30 | 0 | 0.37 | 20h30 | 0 | 0.48 | 20h30 | 0 | 0.37 | 20h30 | 0 | 0.3 | 20h30 | 0 | 0.4 | 20h30 | 0 | 0.29 | 20h30 | 0 | 0.56 | 20h30 | 0 | 0.68 | 20h30 | 0 | 0.56 | 20h30 | 0.02 | 0.42 |  | 20h30 | 0 | 0.52 |  | 20h30 | 0.01 | 0.41 |  | 20h30 | 0 | 0.4 |  | 20h30 | 0 | 0.52 |  | 20h30 | 0 | 0.39 |  | 20h30 | 0 | 0.23 |  | 20h30 | 0 | 0.31 |  | 20h30 | 0 | 0.23 |  | 20h30 | 0 | 0.16 |  | 20h30 | 0 | 0.23 |  | 20h30 | 0 | 0.15 |  | 20h30 | 0 | 0.4 |  | 20h30 | 0 | 0.52 |  | 20h30 | 0 | 0.39
21h30 | 0.06 | 0.76 | 21h30 | 0.04 | 0.8 | 21h30 | 0.05 | 0.76 | 21h30 | 0.05 | 0.78 | 21h30 | 0.04 | 0.82 | 21h30 | 0.05 | 0.77 | 21h30 | 0 | 0.55 | 21h30 | 0 | 0.58 | 21h30 | 0 | 0.55 | 21h30 | 0 | 0.46 | 21h30 | 0 | 0.49 | 21h30 | 0 | 0.45 | 21h30 | 0.02 | 0.77 | 21h30 | 0 | 0.81 | 21h30 | 0.02 | 0.77 | 21h30 | 0 | 0.59 |  | 21h30 | 0 | 0.61 |  | 21h30 | 0 | 0.59 |  | 21h30 | 0 | 0.6 |  | 21h30 | 0 | 0.63 |  | 21h30 | 0 | 0.59 |  | 21h30 | 0 | 0.39 |  | 21h30 | 0 | 0.39 |  | 21h30 | 0 | 0.38 |  | 21h30 | 0 | 0.29 |  | 21h30 | 0 | 0.3 |  | 21h30 | 0 | 0.28 |  | 21h30 | 0 | 0.59 |  | 21h30 | 0 | 0.62 |  | 21h30 | 0 | 0.59
22h30 | 0.06 | 0.89 | 22h30 | 0.05 | 0.9 | 22h30 | 0.05 | 0.89 | 22h30 | 0.05 | 0.91 | 22h30 | 0.05 | 0.94 | 22h30 | 0.05 | 0.91 | 22h30 | 0 | 0.67 | 22h30 | 0 | 0.68 | 22h30 | 0 | 0.67 | 22h30 | 0 | 0.56 | 22h30 | 0 | 0.58 | 22h30 | 0 | 0.56 | 22h30 | 0.02 | 0.91 | 22h30 | 0.03 | 0.92 | 22h30 | 0.02 | 0.91 | 22h30 | 0 | 0.7 |  | 22h30 | 0 | 0.7 |  | 22h30 | 0 | 0.7 |  | 22h30 | 0 | 0.72 |  | 22h30 | 0 | 0.73 |  | 22h30 | 0 | 0.72 |  | 22h30 | 0 | 0.48 |  | 22h30 | 0 | 0.47 |  | 22h30 | 0 | 0.47 |  | 22h30 | 0 | 0.37 |  | 22h30 | 0 | 0.37 |  | 22h30 | 0 | 0.36 |  | 22h30 | 0 | 0.72 |  | 22h30 | 0 | 0.72 |  | 22h30 | 0 | 0.71
23h30 | 0.06 | 0.98 | 23h30 | 0.06 | 1 | 23h30 | 0.06 | 0.98 | 23h30 | 0.06 | 1.01 | 23h30 | 0.06 | 1.04 | 23h30 | 0.06 | 1.01 | 23h30 | 0 | 0.76 | 23h30 | 0 | 0.77 | 23h30 | 0 | 0.76 | 23h30 | 0 | 0.64 | 23h30 | 0 | 0.66 | 23h30 | 0 | 0.64 | 23h30 | 0.05 | 1.01 | 23h30 | 0.06 | 1.03 | 23h30 | 0.04 | 1.01 | 23h30 | 0 | 0.78 |  | 23h30 | 0 | 0.79 |  | 23h30 | 0 | 0.78 |  | 23h30 | 0 | 0.82 |  | 23h30 | 0 | 0.83 |  | 23h30 | 0 | 0.81 |  | 23h30 | 0 | 0.55 |  | 23h30 | 0 | 0.56 |  | 23h30 | 0 | 0.55 |  | 23h30 | 0 | 0.43 |  | 23h30 | 0 | 0.45 |  | 23h30 | 0 | 0.43 |  | 23h30 | 0 | 0.81 |  | 23h30 | 0 | 0.82 |  | 23h30 | 0 | 0.81
00h30 | 0.06 | 0.85 | 00h30 | 0.01 | 0.21 | 00h30 | 0.06 | 0.84 | 00h30 | 0.06 | 0.83 | 00h30 | 0.01 | 0.24 | 00h30 | 0.06 | 0.82 | 00h30 | 0 | 0.64 | 00h30 | 0 | 0.19 | 00h30 | 0 | 0.64 | 00h30 | 0 | 0.54 | 00h30 | 0 | 0.17 | 00h30 | 0 | 0.53 | 00h30 | 0.04 | 0.84 | 00h30 | 0.04 | 0.24 | 00h30 | 0.04 | 0.83 | 00h30 | 0 | 0.68 |  | 00h30 | 0 | 0.18 |  | 00h30 | 0 | 0.67 |  | 00h30 | 0 | 0.67 |  | 00h30 | 0 | 0.21 |  | 00h30 | 0 | 0.66 |  | 00h30 | 0 | 0.46 |  | 00h30 | 0 | 0.17 |  | 00h30 | 0 | 0.46 |  | 00h30 | 0 | 0.35 |  | 00h30 | 0 | 0.15 |  | 00h30 | 0 | 0.35 |  | 00h30 | 0 | 0.67 |  | 00h30 | 0 | 0.21 |  | 00h30 | 0 | 0.67
01h30 | 0 | 0.21 | 01h30 | 0 | 0 | 01h30 | 0 | 0.21 | 01h30 | 0 | 0.24 | 01h30 | 0 | 0 | 01h30 | 0 | 0.24 | 01h30 | 0 | 0.12 | 01h30 | 0 | 0 | 01h30 | 0 | 0.12 | 01h30 | 0 | 0.01 | 01h30 | 0 | 0 | 01h30 | 0 | 0 | 01h30 | 0 | 0.24 | 01h30 | 0 | 0 | 01h30 | 0 | 0.25 | 01h30 | 0 | 0.05 |  | 01h30 | 0 | 0 |  | 01h30 | 0 | 0.05 |  | 01h30 | 0 | 0.07 |  | 01h30 | 0 | 0 |  | 01h30 | 0 | 0.07 |  | 01h30 | 0 | 0 |  | 01h30 | 0 | 0 |  | 01h30 | 0 | 0 |  | 01h30 | 0 | 0 |  | 01h30 | 0 | 0 |  | 01h30 | 0 | 0 |  | 01h30 | 0 | 0.08 |  | 01h30 | 0 | 0 |  | 01h30 | 0 | 0.08
02h30 | 0 | 0.21 | 02h30 | 0 | 0.18 | 02h30 | 0 | 0.21 | 02h30 | 0 | 0.24 | 02h30 | 0 | 0.19 | 02h30 | 0 | 0.24 | 02h30 | 0 | 0.12 | 02h30 | 0 | 0 | 02h30 | 0 | 0.12 | 02h30 | 0 | 0.01 | 02h30 | 0 | 0 | 02h30 | 0 | 0 | 02h30 | 0 | 0.24 | 02h30 | 0 | 0.2 | 02h30 | 0 | 0.25 | 02h30 | 0 | 0.05 |  | 02h30 | 0 | 0.05 |  | 02h30 | 0 | 0.05 |  | 02h30 | 0 | 0.07 |  | 02h30 | 0 | 0.06 |  | 02h30 | 0 | 0.07 |  | 02h30 | 0 | 0 |  | 02h30 | 0 | 0 |  | 02h30 | 0 | 0 |  | 02h30 | 0 | 0 |  | 02h30 | 0 | 0 |  | 02h30 | 0 | 0 |  | 02h30 | 0 | 0.08 |  | 02h30 | 0 | 0.07 |  | 02h30 | 0 | 0.08
03h30 | 0.05 | 0.3 | 03h30 | 0.06 | 0.33 | 03h30 | 0.05 | 0.3 | 03h30 | 0.05 | 0.3 | 03h30 | 0.06 | 0.35 | 03h30 | 0.05 | 0.3 | 03h30 | 0 | 0.05 | 03h30 | 0 | 0.08 | 03h30 | 0 | 0.05 | 03h30 | 0 | 0 | 03h30 | 0 | 0 | 03h30 | 0 | 0 | 03h30 | 0.05 | 0.32 | 03h30 | 0.06 | 0.37 | 03h30 | 0.05 | 0.32 | 03h30 | 0.01 | 0.16 |  | 03h30 | 0.01 | 0.16 |  | 03h30 | 0.01 | 0.16 |  | 03h30 | 0 | 0.16 |  | 03h30 | 0.01 | 0.17 |  | 03h30 | 0 | 0.15 |  | 03h30 | 0 | 0 |  | 03h30 | 0 | 0 |  | 03h30 | 0 | 0 |  | 03h30 | 0 | 0 |  | 03h30 | 0 | 0 |  | 03h30 | 0 | 0 |  | 03h30 | 0.01 | 0.17 |  | 03h30 | 0.01 | 0.19 |  | 03h30 | 0 | 0.17
04h30 | 0.12 | 0.41 | 04h30 | 0.13 | 0.47 | 04h30 | 0.12 | 0.41 | 04h30 | 0.12 | 0.41 | 04h30 | 0.13 | 0.48 | 04h30 | 0.12 | 0.41 | 04h30 | 0.01 | 0.18 | 04h30 | 0.02 | 0.25 | 04h30 | 0.01 | 0.17 | 04h30 | 0 | 0.08 | 04h30 | 0 | 0.11 | 04h30 | 0 | 0.08 | 04h30 | 0.13 | 0.44 | 04h30 | 0.14 | 0.5 | 04h30 | 0.12 | 0.44 | 04h30 | 0.06 | 0.27 |  | 04h30 | 0.06 | 0.3 |  | 04h30 | 0.06 | 0.27 |  | 04h30 | 0.06 | 0.27 |  | 04h30 | 0.06 | 0.31 |  | 04h30 | 0.05 | 0.26 |  | 04h30 | 0 | 0.05 |  | 04h30 | 0 | 0.06 |  | 04h30 | 0 | 0.05 |  | 04h30 | 0 | 0 |  | 04h30 | 0 | 0 |  | 04h30 | 0 | 0 |  | 04h30 | 0.06 | 0.29 |  | 04h30 | 0.07 | 0.33 |  | 04h30 | 0.06 | 0.29
05h30 | 0.18 | 0.51 | 05h30 | 0.18 | 0.56 | 05h30 | 0.18 | 0.51 | 05h30 | 0.17 | 0.51 | 05h30 | 0.18 | 0.56 | 05h30 | 0.17 | 0.51 | 05h30 | 0.07 | 0.34 | 05h30 | 0.08 | 0.4 | 05h30 | 0.07 | 0.34 | 05h30 | 0.02 | 0.22 | 05h30 | 0.03 | 0.28 | 05h30 | 0.02 | 0.21 | 05h30 | 0.18 | 0.54 | 05h30 | 0.18 | 0.58 | 05h30 | 0.18 | 0.54 | 05h30 | 0.12 | 0.37 |  | 05h30 | 0.12 | 0.39 |  | 05h30 | 0.12 | 0.37 |  | 05h30 | 0.12 | 0.36 |  | 05h30 | 0.12 | 0.4 |  | 05h30 | 0.11 | 0.36 |  | 05h30 | 0.01 | 0.16 |  | 05h30 | 0.01 | 0.19 |  | 05h30 | 0 | 0.16 |  | 05h30 | 0 | 0.03 |  | 05h30 | 0 | 0.06 |  | 05h30 | 0 | 0.03 |  | 05h30 | 0.12 | 0.39 |  | 05h30 | 0.13 | 0.41 |  | 05h30 | 0.12 | 0.39
06h30 | 0.2 | 0.57 | 06h30 | 0.2 | 0.61 | 06h30 | 0.2 | 0.57 | 06h30 | 0.19 | 0.56 | 06h30 | 0.2 | 0.61 | 06h30 | 0.19 | 0.56 | 06h30 | 0.12 | 0.44 | 06h30 | 0.13 | 0.47 | 06h30 | 0.12 | 0.43 | 06h30 | 0.05 | 0.32 | 06h30 | 0.06 | 0.37 | 06h30 | 0.05 | 0.32 | 06h30 | 0.2 | 0.59 | 06h30 | 0.2 | 0.65 | 06h30 | 0.2 | 0.59 | 06h30 | 0.14 | 0.42 |  | 06h30 | 0.15 | 0.45 |  | 06h30 | 0.14 | 0.42 |  | 06h30 | 0.14 | 0.41 |  | 06h30 | 0.14 | 0.45 |  | 06h30 | 0.14 | 0.41 |  | 06h30 | 0.04 | 0.26 |  | 06h30 | 0.04 | 0.29 |  | 06h30 | 0.04 | 0.26 |  | 06h30 | 0 | 0.11 |  | 06h30 | 0 | 0.15 |  | 06h30 | 0 | 0.11 |  | 06h30 | 0.14 | 0.44 |  | 06h30 | 0.15 | 0.47 |  | 06h30 | 0.14 | 0.44
07h30 | 0.09 | 0.35 | 07h30 | 0.1 | 0.4 | 07h30 | 0.43 | 1.46 | 07h30 | 0.09 | 0.33 | 07h30 | 0.09 | 0.38 | 07h30 | 0.4 | 1.4 | 07h30 | 0.06 | 0.22 | 07h30 | 0.07 | 0.23 | 07h30 | 0.33 | 1.09 | 07h30 | 0.03 | 0.19 | 07h30 | 0.04 | 0.2 | 07h30 | 0.32 | 1.15 | 07h30 | 0.09 | 0.37 | 07h30 | 0.1 | 0.43 | 07h30 | 0.41 | 1.49 | 07h30 | 0.08 | 0.21 |  | 07h30 | 0.08 | 0.25 |  | 07h30 | 0.36 | 1.28 |  | 07h30 | 0.08 | 0.19 |  | 07h30 | 0.08 | 0.25 |  | 07h30 | 0.32 | 1.22 |  | 07h30 | 0.03 | 0.16 |  | 07h30 | 0.03 | 0.16 |  | 07h30 | 0.28 | 0.94 |  | 07h30 | 0 | 0.08 |  | 07h30 | 0 | 0.09 |  | 07h30 | 0.25 | 0.97 |  | 07h30 | 0.08 | 0.23 |  | 07h30 | 0.08 | 0.27 |  | 07h30 | 0.32 | 1.3
08h30 | 0.29 | 1.09 | 08h30 | 0.3 | 1.15 | 08h30 | 0.53 | 1.84 | 08h30 | 0.28 | 1.02 | 08h30 | 0.29 | 1.1 | 08h30 | 0.49 | 1.77 | 08h30 | 0.22 | 0.79 | 08h30 | 0.23 | 0.83 | 08h30 | 0.4 | 1.48 | 08h30 | 0.16 | 0.57 | 08h30 | 0.17 | 0.67 | 08h30 | 0.36 | 1.45 | 08h30 | 0.23 | 1.1 | 08h30 | 0.24 | 1.17 | 08h30 | 0.43 | 1.86 | 08h30 | 0.28 | 0.94 |  | 08h30 | 0.28 | 0.99 |  | 08h30 | 0.45 | 1.65 |  | 08h30 | 0.26 | 0.87 |  | 08h30 | 0.26 | 0.95 |  | 08h30 | 0.41 | 1.57 |  | 08h30 | 0.18 | 0.79 |  | 08h30 | 0.19 | 0.81 |  | 08h30 | 0.34 | 1.31 |  | 08h30 | 0.11 | 0.58 |  | 08h30 | 0.11 | 0.6 |  | 08h30 | 0.26 | 1.24 |  | 08h30 | 0.21 | 0.95 |  | 08h30 | 0.21 | 1 |  | 08h30 | 0.34 | 1.66
09h30 | 0.62 | 1.86 | 09h30 | 0.63 | 1.91 | 09h30 | 0.6 | 1.89 | 09h30 | 0.6 | 1.77 | 09h30 | 0.61 | 1.84 | 09h30 | 0.59 | 1.84 | 09h30 | 0.51 | 1.56 | 09h30 | 0.52 | 1.61 | 09h30 | 0.51 | 1.78 | 09h30 | 0.42 | 1.3 | 09h30 | 0.43 | 1.39 | 09h30 | 0.4 | 1.52 | 09h30 | 0.43 | 1.85 | 09h30 | 0.44 | 1.91 | 09h30 | 0.41 | 1.88 | 09h30 | 0.57 | 1.69 |  | 09h30 | 0.58 | 1.73 |  | 09h30 | 0.55 | 1.73 |  | 09h30 | 0.55 | 1.61 |  | 09h30 | 0.56 | 1.67 |  | 09h30 | 0.54 | 1.68 |  | 09h30 | 0.44 | 1.46 |  | 09h30 | 0.44 | 1.5 |  | 09h30 | 0.42 | 1.57 |  | 09h30 | 0.33 | 1.2 |  | 09h30 | 0.34 | 1.23 |  | 09h30 | 0.3 | 1.29 |  | 09h30 | 0.38 | 1.69 |  | 09h30 | 0.39 | 1.73 |  | 09h30 | 0.36 | 1.72
10h30 | 0.62 | 1.86 | 10h30 | 0.63 | 1.88 | 10h30 | 0.49 | 1.48 | 10h30 | 0.6 | 1.8 | 10h30 | 0.61 | 1.82 | 10h30 | 0.47 | 1.42 | 10h30 | 0.52 | 1.72 | 10h30 | 0.53 | 1.75 | 10h30 | 0.41 | 1.36 | 10h30 | 0.45 | 1.61 | 10h30 | 0.46 | 1.61 | 10h30 | 0.34 | 1.18 | 10h30 | 0.31 | 1.84 | 10h30 | 0.32 | 1.85 | 10h30 | 0.3 | 1.46 | 10h30 | 0.56 | 1.73 |  | 10h30 | 0.56 | 1.74 |  | 10h30 | 0.44 | 1.35 |  | 10h30 | 0.53 | 1.66 |  | 10h30 | 0.54 | 1.67 |  | 10h30 | 0.43 | 1.29 |  | 10h30 | 0.45 | 1.49 |  | 10h30 | 0.45 | 1.51 |  | 10h30 | 0.35 | 1.2 |  | 10h30 | 0.36 | 1.35 |  | 10h30 | 0.38 | 1.38 |  | 10h30 | 0.28 | 1.01 |  | 10h30 | 0.24 | 1.7 |  | 10h30 | 0.25 | 1.71 |  | 10h30 | 0.26 | 1.32
11h30 | 0.37 | 1.19 | 11h30 | 0.37 | 1.21 | 11h30 | 0.29 | 0.99 | 11h30 | 0.35 | 1.13 | 11h30 | 0.35 | 1.15 | 11h30 | 0.28 | 0.93 | 11h30 | 0.29 | 1.07 | 11h30 | 0.3 | 1.09 | 11h30 | 0.23 | 0.87 | 11h30 | 0.24 | 0.98 | 11h30 | 0.25 | 0.99 | 11h30 | 0.18 | 0.74 | 11h30 | 0.11 | 1.15 | 11h30 | 0.11 | 1.17 | 11h30 | 0 | 0.95 | 11h30 | 0.32 | 1.09 |  | 11h30 | 0.32 | 1.09 |  | 11h30 | 0.26 | 0.88 |  | 11h30 | 0.3 | 1.02 |  | 11h30 | 0.31 | 1.03 |  | 11h30 | 0.25 | 0.82 |  | 11h30 | 0.24 | 0.91 |  | 11h30 | 0.24 | 0.92 |  | 11h30 | 0.18 | 0.74 |  | 11h30 | 0.19 | 0.8 |  | 11h30 | 0.19 | 0.82 |  | 11h30 | 0.14 | 0.61 |  | 11h30 | 0.07 | 1.05 |  | 11h30 | 0.08 | 1.06 |  | 11h30 | 0 | 0.84
12h30 | 0.21 | 0.77 | 12h30 | 0.21 | 0.78 | 12h30 | 0.23 | 0.86 | 12h30 | 0.19 | 0.71 | 12h30 | 0.2 | 0.73 | 12h30 | 0.22 | 0.83 | 12h30 | 0.15 | 0.66 | 12h30 | 0.15 | 0.67 | 12h30 | 0.2 | 0.67 | 12h30 | 0.11 | 0.59 | 12h30 | 0.12 | 0.59 | 12h30 | 0.17 | 0.6 | 12h30 | 0 | 0.72 | 12h30 | 0 | 0.73 | 12h30 | 0 | 0.84 | 12h30 | 0.17 | 0.68 |  | 12h30 | 0.17 | 0.69 |  | 12h30 | 0.2 | 0.73 |  | 12h30 | 0.16 | 0.63 |  | 12h30 | 0.16 | 0.64 |  | 12h30 | 0.19 | 0.7 |  | 12h30 | 0.11 | 0.54 |  | 12h30 | 0.11 | 0.55 |  | 12h30 | 0.17 | 0.6 |  | 12h30 | 0.07 | 0.45 |  | 12h30 | 0.08 | 0.47 |  | 12h30 | 0.14 | 0.54 |  | 12h30 | 0 | 0.63 |  | 12h30 | 0 | 0.64 |  | 12h30 | 0 | 0.72
13h30 | 0.14 | 0.53 | 13h30 | 0.14 | 0.67 | 13h30 | 0.12 | 0.55 | 13h30 | 0.13 | 0.48 | 13h30 | 0.13 | 0.65 | 13h30 | 0.12 | 0.51 | 13h30 | 0.09 | 0.54 | 13h30 | 0.09 | 0.55 | 13h30 | 0.08 | 0.4 | 13h30 | 0.07 | 0.49 | 13h30 | 0.07 | 0.5 | 13h30 | 0.06 | 0.33 | 13h30 | 0 | 0.47 | 13h30 | 0 | 0.64 | 13h30 | 0 | 0.5 | 13h30 | 0.11 | 0.52 |  | 13h30 | 0.11 | 0.59 |  | 13h30 | 0.1 | 0.45 |  | 13h30 | 0.1 | 0.49 |  | 13h30 | 0.1 | 0.55 |  | 13h30 | 0.09 | 0.41 |  | 13h30 | 0.06 | 0.44 |  | 13h30 | 0.06 | 0.44 |  | 13h30 | 0.05 | 0.32 |  | 13h30 | 0.03 | 0.38 |  | 13h30 | 0.03 | 0.39 |  | 13h30 | 0.02 | 0.25 |  | 13h30 | 0 | 0.48 |  | 13h30 | 0 | 0.56 |  | 13h30 | 0 | 0.4
14h30 | 0.08 | 0.4 | 14h30 | 0.08 | 0.46 | 14h30 | 0.12 | 0.55 | 14h30 | 0.08 | 0.36 | 14h30 | 0.08 | 0.44 | 14h30 | 0.12 | 0.51 | 14h30 | 0.04 | 0.33 | 14h30 | 0.04 | 0.34 | 14h30 | 0.08 | 0.4 | 14h30 | 0.02 | 0.29 | 14h30 | 0.02 | 0.29 | 14h30 | 0.06 | 0.33 | 14h30 | 0 | 0.33 | 14h30 | 0 | 0.4 | 14h30 | 0 | 0.5 | 14h30 | 0.06 | 0.35 |  | 14h30 | 0.06 | 0.38 |  | 14h30 | 0.1 | 0.45 |  | 14h30 | 0.05 | 0.32 |  | 14h30 | 0.06 | 0.35 |  | 14h30 | 0.09 | 0.41 |  | 14h30 | 0.01 | 0.24 |  | 14h30 | 0.01 | 0.25 |  | 14h30 | 0.05 | 0.32 |  | 14h30 | 0 | 0.19 |  | 14h30 | 0 | 0.19 |  | 14h30 | 0.02 | 0.25 |  | 14h30 | 0 | 0.29 |  | 14h30 | 0 | 0.32 |  | 14h30 | 0 | 0.4
15h30 | 0.08 | 0.34 | 15h30 | 0.08 | 0.46 | 15h30 | 0.05 | 0.33 | 15h30 | 0.08 | 0.33 | 15h30 | 0.08 | 0.44 | 15h30 | 0.05 | 0.29 | 15h30 | 0.04 | 0.33 | 15h30 | 0.04 | 0.34 | 15h30 | 0.01 | 0.2 | 15h30 | 0.02 | 0.29 | 15h30 | 0.02 | 0.29 | 15h30 | 0 | 0.14 | 15h30 | 0 | 0.3 | 15h30 | 0 | 0.4 | 15h30 | 0 | 0.26 | 15h30 | 0.06 | 0.35 |  | 15h30 | 0.06 | 0.38 |  | 15h30 | 0.03 | 0.25 |  | 15h30 | 0.05 | 0.32 |  | 15h30 | 0.06 | 0.35 |  | 15h30 | 0.03 | 0.22 |  | 15h30 | 0.01 | 0.24 |  | 15h30 | 0.01 | 0.25 |  | 15h30 | 0 | 0.12 |  | 15h30 | 0 | 0.19 |  | 15h30 | 0 | 0.19 |  | 15h30 | 0 | 0.05 |  | 15h30 | 0 | 0.29 |  | 15h30 | 0 | 0.32 |  | 15h30 | 0 | 0.18
16h30 | 0.05 | 0.29 | 16h30 | 0.05 | 0.32 | 16h30 | 0.05 | 0.33 | 16h30 | 0.05 | 0.27 | 16h30 | 0.05 | 0.3 | 16h30 | 0.05 | 0.29 | 16h30 | 0.01 | 0.19 | 16h30 | 0.01 | 0.2 | 16h30 | 0.01 | 0.2 | 16h30 | 0 | 0.15 | 16h30 | 0 | 0.15 | 16h30 | 0 | 0.14 | 16h30 | 0 | 0.22 | 16h30 | 0 | 0.25 | 16h30 | 0 | 0.26 | 16h30 | 0.02 | 0.24 |  | 16h30 | 0.02 | 0.24 |  | 16h30 | 0.03 | 0.25 |  | 16h30 | 0.02 | 0.22 |  | 16h30 | 0.02 | 0.22 |  | 16h30 | 0.03 | 0.22 |  | 16h30 | 0 | 0.11 |  | 16h30 | 0 | 0.11 |  | 16h30 | 0 | 0.12 |  | 16h30 | 0 | 0.06 |  | 16h30 | 0 | 0.06 |  | 16h30 | 0 | 0.05 |  | 16h30 | 0 | 0.16 |  | 16h30 | 0 | 0.17 |  | 16h30 | 0 | 0.18
17h30 | 0.05 | 0.31 | 17h30 | 0.05 | 0.32 | 17h30 | 0.05 | 0.3 | 17h30 | 0.05 | 0.3 | 17h30 | 0.05 | 0.3 | 17h30 | 0.05 | 0.28 | 17h30 | 0.01 | 0.19 | 17h30 | 0.01 | 0.2 | 17h30 | 0.01 | 0.18 | 17h30 | 0 | 0.15 | 17h30 | 0 | 0.15 | 17h30 | 0 | 0.13 | 17h30 | 0 | 0.23 | 17h30 | 0 | 0.25 | 17h30 | 0 | 0.22 | 17h30 | 0.02 | 0.24 |  | 17h30 | 0.02 | 0.24 |  | 17h30 | 0.02 | 0.22 |  | 17h30 | 0.02 | 0.22 |  | 17h30 | 0.02 | 0.22 |  | 17h30 | 0.02 | 0.21 |  | 17h30 | 0 | 0.11 |  | 17h30 | 0 | 0.11 |  | 17h30 | 0 | 0.09 |  | 17h30 | 0 | 0.06 |  | 17h30 | 0 | 0.06 |  | 17h30 | 0 | 0.04 |  | 17h30 | 0 | 0.16 |  | 17h30 | 0 | 0.17 |  | 17h30 | 0 | 0.14
18h30 | 0.09 | 0.4 | 18h30 | 0.09 | 0.39 | 18h30 | 0.07 | 0.35 | 18h30 | 0.1 | 0.4 | 18h30 | 0.1 | 0.39 | 18h30 | 0.08 | 0.35 | 18h30 | 0.05 | 0.26 | 18h30 | 0.05 | 0.26 | 18h30 | 0.04 | 0.23 | 18h30 | 0.03 | 0.22 | 18h30 | 0.03 | 0.22 | 18h30 | 0.02 | 0.19 | 18h30 | 0 | 0.32 | 18h30 | 0 | 0.32 | 18h30 | 0 | 0.28 | 18h30 | 0.06 | 0.31 |  | 18h30 | 0.06 | 0.3 |  | 18h30 | 0.05 | 0.27 |  | 18h30 | 0.07 | 0.3 |  | 18h30 | 0.07 | 0.31 |  | 18h30 | 0.06 | 0.27 |  | 18h30 | 0.02 | 0.17 |  | 18h30 | 0.02 | 0.17 |  | 18h30 | 0.01 | 0.14 |  | 18h30 | 0 | 0.12 |  | 18h30 | 0.01 | 0.13 |  | 18h30 | 0 | 0.1 |  | 18h30 | 0 | 0.23 |  | 18h30 | 0 | 0.23 |  | 18h30 | 0 | 0.19
19h30 | 0.09 | 0.37 | 19h30 | 0.09 | 0.39 | 19h30 | 0.03 | 0.23 | 19h30 | 0.1 | 0.37 | 19h30 | 0.1 | 0.39 | 19h30 | 0.03 | 0.26 | 19h30 | 0.05 | 0.26 | 19h30 | 0.05 | 0.26 | 19h30 | 0.02 | 0.1 | 19h30 | 0.03 | 0.22 | 19h30 | 0.03 | 0.22 | 19h30 | 0.02 | 0.06 | 19h30 | 0 | 0.32 | 19h30 | 0 | 0.32 | 19h30 | 0 | 0.18 | 19h30 | 0.06 | 0.31 |  | 19h30 | 0.06 | 0.3 |  | 19h30 | 0.03 | 0.14 |  | 19h30 | 0.07 | 0.3 |  | 19h30 | 0.07 | 0.31 |  | 19h30 | 0.03 | 0.16 |  | 19h30 | 0.02 | 0.17 |  | 19h30 | 0.02 | 0.17 |  | 19h30 | 0.01 | 0.05 |  | 19h30 | 0 | 0.12 |  | 19h30 | 0.01 | 0.13 |  | 19h30 | 0 | 0.05 |  | 19h30 | 0 | 0.23 |  | 19h30 | 0 | 0.23 |  | 19h30 | 0 | 0.07
20h30 | 0 | 0.34 | 20h30 | 0 | 0.34 | 20h30 | 0 | 0.26 | 20h30 | 0 | 0.37 | 20h30 | 0 | 0.38 | 20h30 | 0 | 0.3 | 20h30 | 0 | 0.17 | 20h30 | 0 | 0.17 | 20h30 | 0 | 0.09 | 20h30 | 0 | 0.1 | 20h30 | 0 | 0.11 | 20h30 | 0 | 0.03 | 20h30 | 0 | 0.3 | 20h30 | 0 | 0.29 | 20h30 | 0 | 0.21 | 20h30 | 0 | 0.21 |  | 20h30 | 0 | 0.21 |  | 20h30 | 0 | 0.12 |  | 20h30 | 0 | 0.25 |  | 20h30 | 0 | 0.25 |  | 20h30 | 0 | 0.16 |  | 20h30 | 0 | 0.03 |  | 20h30 | 0 | 0.03 |  | 20h30 | 0 | 0 |  | 20h30 | 0 | 0 |  | 20h30 | 0 | 0 |  | 20h30 | 0 | 0 |  | 20h30 | 0 | 0.16 |  | 20h30 | 0 | 0.15 |  | 20h30 | 0 | 0.07
21h30 | 0 | 0.49 | 21h30 | 0 | 0.48 | 21h30 | 0 | 0.46 | 21h30 | 0 | 0.55 | 21h30 | 0 | 0.54 | 21h30 | 0 | 0.52 | 21h30 | 0 | 0.3 | 21h30 | 0 | 0.3 | 21h30 | 0 | 0.28 | 21h30 | 0 | 0.23 | 21h30 | 0 | 0.23 | 21h30 | 0 | 0.2 | 21h30 | 0 | 0.47 | 21h30 | 0 | 0.45 | 21h30 | 0 | 0.43 | 21h30 | 0 | 0.32 |  | 21h30 | 0 | 0.32 |  | 21h30 | 0 | 0.31 |  | 21h30 | 0 | 0.38 |  | 21h30 | 0 | 0.38 |  | 21h30 | 0 | 0.37 |  | 21h30 | 0 | 0.14 |  | 21h30 | 0 | 0.14 |  | 21h30 | 0 | 0.13 |  | 21h30 | 0 | 0.08 |  | 21h30 | 0 | 0.08 |  | 21h30 | 0 | 0.07 |  | 21h30 | 0 | 0.29 |  | 21h30 | 0 | 0.29 |  | 21h30 | 0 | 0.27
22h30 | 0 | 0.59 | 22h30 | 0 | 0.58 | 22h30 | 0 | 0.59 | 22h30 | 0 | 0.66 | 22h30 | 0 | 0.65 | 22h30 | 0 | 0.65 | 22h30 | 0 | 0.39 | 22h30 | 0 | 0.39 | 22h30 | 0 | 0.39 | 22h30 | 0 | 0.31 | 22h30 | 0 | 0.31 | 22h30 | 0 | 0.31 | 22h30 | 0 | 0.58 | 22h30 | 0 | 0.56 | 22h30 | 0 | 0.57 | 22h30 | 0 | 0.4 |  | 22h30 | 0 | 0.4 |  | 22h30 | 0 | 0.42 |  | 22h30 | 0 | 0.48 |  | 22h30 | 0 | 0.48 |  | 22h30 | 0 | 0.48 |  | 22h30 | 0 | 0.21 |  | 22h30 | 0 | 0.21 |  | 22h30 | 0 | 0.21 |  | 22h30 | 0 | 0.13 |  | 22h30 | 0 | 0.13 |  | 22h30 | 0 | 0.11 |  | 22h30 | 0 | 0.38 |  | 22h30 | 0 | 0.38 |  | 22h30 | 0 | 0.39
23h30 | 0 | 0.77 | 23h30 | 0 | 0.76 | 23h30 | 0 | 0.76 | 23h30 | 0 | 0.84 | 23h30 | 0 | 0.84 | 23h30 | 0 | 0.83 | 23h30 | 0 | 0.56 | 23h30 | 0 | 0.56 | 23h30 | 0 | 0.56 | 23h30 | 0 | 0.47 | 23h30 | 0 | 0.47 | 23h30 | 0 | 0.47 | 23h30 | 0 | 0.77 | 23h30 | 0 | 0.76 | 23h30 | 0 | 0.76 | 23h30 | 0 | 0.56 |  | 23h30 | 0 | 0.56 |  | 23h30 | 0 | 0.57 |  | 23h30 | 0 | 0.64 |  | 23h30 | 0 | 0.64 |  | 23h30 | 0 | 0.64 |  | 23h30 | 0 | 0.35 |  | 23h30 | 0 | 0.36 |  | 23h30 | 0 | 0.35 |  | 23h30 | 0 | 0.26 |  | 23h30 | 0 | 0.26 |  | 23h30 | 0 | 0.23 |  | 23h30 | 0 | 0.55 |  | 23h30 | 0 | 0.55 |  | 23h30 | 0 | 0.55
00h30 | 0 | 0.33 | 00h30 | 0 | 0.32 | 00h30 | 0 | 0.57 | 00h30 | 0 | 0.36 | 00h30 | 0 | 0.35 | 00h30 | 0 | 0.6 | 00h30 | 0 | 0.3 | 00h30 | 0 | 0.3 | 00h30 | 0 | 0.41 | 00h30 | 0 | 0.28 | 00h30 | 0 | 0.28 | 00h30 | 0 | 0.33 | 00h30 | 0 | 0.36 | 00h30 | 0 | 0.36 | 00h30 | 0 | 0.53 | 00h30 | 0 | 0.27 |  | 00h30 | 0 | 0.27 |  | 00h30 | 0 | 0.43 |  | 00h30 | 0 | 0.3 |  | 00h30 | 0 | 0.3 |  | 00h30 | 0 | 0.45 |  | 00h30 | 0 | 0.25 |  | 00h30 | 0 | 0.25 |  | 00h30 | 0 | 0.27 |  | 00h30 | 0 | 0.21 |  | 00h30 | 0 | 0.21 |  | 00h30 | 0 | 0.2 |  | 00h30 | 0 | 0.3 |  | 00h30 | 0 | 0.31 |  | 00h30 | 0 | 0.38
01h30 | 0 | 0 | 01h30 | 0 | 0 | 01h30 | 0 | 0.16 | 01h30 | 0 | 0 | 01h30 | 0 | 0 | 01h30 | 0 | 0.18 | 01h30 | 0 | 0 | 01h30 | 0 | 0 | 01h30 | 0 | 0 | 01h30 | 0 | 0 | 01h30 | 0 | 0 | 01h30 | 0 | 0 | 01h30 | 0 | 0 | 01h30 | 0 | 0 | 01h30 | 0 | 0.14 | 01h30 | 0 | 0 |  | 01h30 | 0 | 0 |  | 01h30 | 0 | 0.03 |  | 01h30 | 0 | 0 |  | 01h30 | 0 | 0 |  | 01h30 | 0 | 0.06 |  | 01h30 | 0 | 0 |  | 01h30 | 0 | 0 |  | 01h30 | 0 | 0 |  | 01h30 | 0 | 0 |  | 01h30 | 0 | 0 |  | 01h30 | 0 | 0 |  | 01h30 | 0 | 0 |  | 01h30 | 0 | 0 |  | 01h30 | 0 | 0
02h30 | 0 | 0.06 | 02h30 | 0 | 0.06 | 02h30 | 0 | 0.16 | 02h30 | 0 | 0.1 | 02h30 | 0 | 0.1 | 02h30 | 0 | 0.18 | 02h30 | 0 | 0 | 02h30 | 0 | 0 | 02h30 | 0 | 0 | 02h30 | 0 | 0 | 02h30 | 0 | 0 | 02h30 | 0 | 0 | 02h30 | 0 | 0.06 | 02h30 | 0 | 0.06 | 02h30 | 0 | 0.14 | 02h30 | 0 | 0 |  | 02h30 | 0 | 0 |  | 02h30 | 0 | 0.03 |  | 02h30 | 0 | 0 |  | 02h30 | 0 | 0 |  | 02h30 | 0 | 0.06 |  | 02h30 | 0 | 0 |  | 02h30 | 0 | 0 |  | 02h30 | 0 | 0 |  | 02h30 | 0 | 0 |  | 02h30 | 0 | 0 |  | 02h30 | 0 | 0 |  | 02h30 | 0 | 0 |  | 02h30 | 0 | 0 |  | 02h30 | 0 | 0
03h30 | 0.03 | 0.26 | 03h30 | 0.03 | 0.26 | 03h30 | 0.03 | 0.22 | 03h30 | 0.05 | 0.32 | 03h30 | 0.05 | 0.32 | 03h30 | 0.04 | 0.27 | 03h30 | 0 | 0.06 | 03h30 | 0 | 0.06 | 03h30 | 0 | 0.05 | 03h30 | 0 | 0 | 03h30 | 0 | 0 | 03h30 | 0 | 0 | 03h30 | 0.03 | 0.29 | 03h30 | 0.03 | 0.28 | 03h30 | 0.02 | 0.24 | 03h30 | 0 | 0.09 |  | 03h30 | 0 | 0.09 |  | 03h30 | 0 | 0.06 |  | 03h30 | 0 | 0.13 |  | 03h30 | 0 | 0.13 |  | 03h30 | 0 | 0.1 |  | 03h30 | 0 | 0 |  | 03h30 | 0 | 0 |  | 03h30 | 0 | 0 |  | 03h30 | 0 | 0 |  | 03h30 | 0 | 0 |  | 03h30 | 0 | 0 |  | 03h30 | 0 | 0.1 |  | 03h30 | 0 | 0.1 |  | 03h30 | 0 | 0.07
04h30 | 0.09 | 0.42 | 04h30 | 0.09 | 0.42 | 04h30 | 0.08 | 0.37 | 04h30 | 0.1 | 0.46 | 04h30 | 0.1 | 0.46 | 04h30 | 0.1 | 0.41 | 04h30 | 0 | 0.16 | 04h30 | 0 | 0.16 | 04h30 | 0 | 0.15 | 04h30 | 0 | 0.03 | 04h30 | 0 | 0.04 | 04h30 | 0 | 0.03 | 04h30 | 0.08 | 0.44 | 04h30 | 0.08 | 0.44 | 04h30 | 0.07 | 0.4 | 04h30 | 0.02 | 0.22 |  | 04h30 | 0.02 | 0.22 |  | 04h30 | 0.02 | 0.21 |  | 04h30 | 0.03 | 0.27 |  | 04h30 | 0.03 | 0.27 |  | 04h30 | 0.03 | 0.25 |  | 04h30 | 0 | 0 |  | 04h30 | 0 | 0 |  | 04h30 | 0 | 0 |  | 04h30 | 0 | 0 |  | 04h30 | 0 | 0 |  | 04h30 | 0 | 0 |  | 04h30 | 0.01 | 0.24 |  | 04h30 | 0.01 | 0.25 |  | 04h30 | 0 | 0.23
05h30 | 0.14 | 0.47 | 05h30 | 0.14 | 0.47 | 05h30 | 0.13 | 0.45 | 05h30 | 0.15 | 0.49 | 05h30 | 0.15 | 0.49 | 05h30 | 0.14 | 0.46 | 05h30 | 0.03 | 0.27 | 05h30 | 0.03 | 0.27 | 05h30 | 0.02 | 0.26 | 05h30 | 0 | 0.13 | 05h30 | 0 | 0.13 | 05h30 | 0 | 0.12 | 05h30 | 0.13 | 0.49 | 05h30 | 0.13 | 0.49 | 05h30 | 0.13 | 0.47 | 05h30 | 0.06 | 0.31 |  | 05h30 | 0.06 | 0.31 |  | 05h30 | 0.06 | 0.29 |  | 05h30 | 0.08 | 0.33 |  | 05h30 | 0.08 | 0.33 |  | 05h30 | 0.07 | 0.32 |  | 05h30 | 0 | 0.06 |  | 05h30 | 0 | 0.06 |  | 05h30 | 0 | 0.06 |  | 05h30 | 0 | 0 |  | 05h30 | 0 | 0 |  | 05h30 | 0 | 0 |  | 05h30 | 0.05 | 0.32 |  | 05h30 | 0.05 | 0.32 |  | 05h30 | 0.05 | 0.32
06h30 | 0.17 | 0.51 | 06h30 | 0.16 | 0.51 | 06h30 | 0.16 | 0.49 | 06h30 | 0.17 | 0.52 | 06h30 | 0.17 | 0.52 | 06h30 | 0.17 | 0.5 | 06h30 | 0.07 | 0.36 | 06h30 | 0.08 | 0.37 | 06h30 | 0.07 | 0.36 | 06h30 | 0.01 | 0.24 | 06h30 | 0.02 | 0.24 | 06h30 | 0.01 | 0.23 | 06h30 | 0.16 | 0.53 | 06h30 | 0.16 | 0.53 | 06h30 | 0.16 | 0.51 | 06h30 | 0.11 | 0.35 |  | 06h30 | 0.11 | 0.35 |  | 06h30 | 0.11 | 0.34 |  | 06h30 | 0.11 | 0.37 |  | 06h30 | 0.11 | 0.37 |  | 06h30 | 0.11 | 0.36 |  | 06h30 | 0 | 0.17 |  | 06h30 | 0 | 0.17 |  | 06h30 | 0 | 0.16 |  | 06h30 | 0 | 0.03 |  | 06h30 | 0 | 0.03 |  | 06h30 | 0 | 0.02 |  | 06h30 | 0.1 | 0.37 |  | 06h30 | 0.1 | 0.37 |  | 06h30 | 0.1 | 0.37
07h30 | 0.35 | 1.34 | 07h30 | 0.35 | 1.34 | 07h30 | 0.34 | 1.28 | 07h30 | 0.36 | 1.35 | 07h30 | 0.36 | 1.35 | 07h30 | 0.35 | 1.29 | 07h30 | 0.32 | 1.08 | 07h30 | 0.32 | 1.08 | 07h30 | 0.32 | 1.09 | 07h30 | 0.29 | 1.1 | 07h30 | 0.3 | 1.1 | 07h30 | 0.29 | 1.1 | 07h30 | 0.3 | 1.37 | 07h30 | 0.31 | 1.37 | 07h30 | 0.3 | 1.32 | 07h30 | 0.22 | 1.11 |  | 07h30 | 0.22 | 1.11 |  | 07h30 | 0.22 | 1.08 |  | 07h30 | 0.25 | 1.13 |  | 07h30 | 0.25 | 1.14 |  | 07h30 | 0.24 | 1.08 |  | 07h30 | 0.26 | 0.95 |  | 07h30 | 0.26 | 0.95 |  | 07h30 | 0.26 | 0.95 |  | 07h30 | 0.21 | 0.91 |  | 07h30 | 0.21 | 0.91 |  | 07h30 | 0.21 | 0.9 |  | 07h30 | 0.22 | 1.13 |  | 07h30 | 0.23 | 1.13 |  | 07h30 | 0.22 | 1.11
08h30 | 0.45 | 1.73 | 08h30 | 0.45 | 1.72 | 08h30 | 0.44 | 1.68 | 08h30 | 0.45 | 1.71 | 08h30 | 0.45 | 1.71 | 08h30 | 0.44 | 1.66 | 08h30 | 0.38 | 1.44 | 08h30 | 0.38 | 1.44 | 08h30 | 0.38 | 1.45 | 08h30 | 0.33 | 1.37 | 08h30 | 0.33 | 1.38 | 08h30 | 0.33 | 1.37 | 08h30 | 0.33 | 1.74 | 08h30 | 0.33 | 1.74 | 08h30 | 0.32 | 1.7 | 08h30 | 0.33 | 1.49 |  | 08h30 | 0.33 | 1.49 |  | 08h30 | 0.33 | 1.46 |  | 08h30 | 0.34 | 1.48 |  | 08h30 | 0.34 | 1.49 |  | 08h30 | 0.34 | 1.44 |  | 08h30 | 0.3 | 1.27 |  | 08h30 | 0.31 | 1.27 |  | 08h30 | 0.3 | 1.26 |  | 08h30 | 0.21 | 1.15 |  | 08h30 | 0.21 | 1.15 |  | 08h30 | 0.21 | 1.14 |  | 08h30 | 0.24 | 1.49 |  | 08h30 | 0.24 | 1.5 |  | 08h30 | 0.24 | 1.48
09h30 | 0.18 | 0.64 | 09h30 | 0.18 | 0.64 | 09h30 | 0.58 | 1.81 | 09h30 | 0.17 | 0.63 | 09h30 | 0.17 | 0.64 | 09h30 | 0.56 | 1.77 | 09h30 | 0.11 | 0.56 | 09h30 | 0.11 | 0.56 | 09h30 | 0.45 | 1.64 | 09h30 | 0.05 | 0.42 | 09h30 | 0.05 | 0.42 | 09h30 | 0.35 | 1.4 | 09h30 | 0.11 | 0.63 | 09h30 | 0.11 | 0.63 | 09h30 | 0.36 | 1.8 | 09h30 | 0.17 | 0.56 |  | 09h30 | 0.17 | 0.56 |  | 09h30 | 0.54 | 1.65 |  | 09h30 | 0.16 | 0.53 |  | 09h30 | 0.16 | 0.53 |  | 09h30 | 0.52 | 1.61 |  | 09h30 | 0.05 | 0.42 |  | 09h30 | 0.05 | 0.42 |  | 09h30 | 0.35 | 1.4 |  | 09h30 | 0 | 0.27 |  | 09h30 | 0 | 0.28 |  | 09h30 | 0.25 | 1.14 |  | 09h30 | 0.07 | 0.56 |  | 09h30 | 0.07 | 0.56 |  | 09h30 | 0.3 | 1.64
10h30 | 0 | 0 | 10h30 | 0 | 0 | 10h30 | 0.45 | 1.39 | 10h30 | 0 | 0 | 10h30 | 0 | 0 | 10h30 | 0.44 | 1.34 | 10h30 | 0 | 0 | 10h30 | 0 | 0 | 10h30 | 0.36 | 1.24 | 10h30 | 0 | 0 | 10h30 | 0 | 0 | 10h30 | 0.3 | 1.08 | 10h30 | 0 | 0 | 10h30 | 0 | 0 | 10h30 | 0.25 | 1.36 | 10h30 | 0 | 0 |  | 10h30 | 0 | 0 |  | 10h30 | 0.41 | 1.25 |  | 10h30 | 0 | 0 |  | 10h30 | 0 | 0 |  | 10h30 | 0.4 | 1.21 |  | 10h30 | 0 | 0 |  | 10h30 | 0 | 0 |  | 10h30 | 0.3 | 1.06 |  | 10h30 | 0 | 0 |  | 10h30 | 0 | 0 |  | 10h30 | 0.25 | 0.88 |  | 10h30 | 0 | 0 |  | 10h30 | 0 | 0 |  | 10h30 | 0.23 | 1.23
11h30 | 0 | 0 | 11h30 | 0 | 0 | 11h30 | 0.25 | 0.87 | 11h30 | 0 | 0 | 11h30 | 0 | 0 | 11h30 | 0.24 | 0.82 | 11h30 | 0 | 0 | 11h30 | 0 | 0 | 11h30 | 0.18 | 0.74 | 11h30 | 0 | 0 | 11h30 | 0 | 0 | 11h30 | 0.14 | 0.62 | 11h30 | 0 | 0 | 11h30 | 0 | 0 | 11h30 | 0 | 0.82 | 11h30 | 0 | 0 |  | 11h30 | 0 | 0 |  | 11h30 | 0.22 | 0.77 |  | 11h30 | 0 | 0 |  | 11h30 | 0 | 0 |  | 11h30 | 0.21 | 0.72 |  | 11h30 | 0 | 0 |  | 11h30 | 0 | 0 |  | 11h30 | 0.14 | 0.61 |  | 11h30 | 0 | 0 |  | 11h30 | 0 | 0 |  | 11h30 | 0.1 | 0.48 |  | 11h30 | 0 | 0 |  | 11h30 | 0 | 0 |  | 11h30 | 0 | 0.72
12h30 | 0 | 0 | 12h30 | 0 | 0 | 12h30 | 0.19 | 0.71 | 12h30 | 0 | 0 | 12h30 | 0 | 0 | 12h30 | 0.19 | 0.7 | 12h30 | 0 | 0 | 12h30 | 0 | 0 | 12h30 | 0.16 | 0.58 | 12h30 | 0 | 0 | 12h30 | 0 | 0 | 12h30 | 0.14 | 0.54 | 12h30 | 0 | 0 | 12h30 | 0 | 0 | 12h30 | 0 | 0.68 | 12h30 | 0 | 0 |  | 12h30 | 0 | 0 |  | 12h30 | 0.18 | 0.58 |  | 12h30 | 0 | 0 |  | 12h30 | 0 | 0 |  | 12h30 | 0.17 | 0.58 |  | 12h30 | 0 | 0 |  | 12h30 | 0 | 0 |  | 12h30 | 0.14 | 0.53 |  | 12h30 | 0 | 0 |  | 12h30 | 0 | 0 |  | 12h30 | 0.1 | 0.48 |  | 12h30 | 0 | 0 |  | 12h30 | 0 | 0 |  | 12h30 | 0 | 0.55
13h30 | 0.12 | 0.46 | 13h30 | 0 | 0 | 13h30 | 0.1 | 0.49 | 13h30 | 0.11 | 0.42 | 13h30 | 0 | 0 | 13h30 | 0.1 | 0.47 | 13h30 | 0.08 | 0.42 | 13h30 | 0 | 0 | 13h30 | 0.06 | 0.37 | 13h30 | 0.05 | 0.32 | 13h30 | 0 | 0 | 13h30 | 0.04 | 0.32 | 13h30 | 0 | 0.42 | 13h30 | 0 | 0 | 13h30 | 0 | 0.44 | 13h30 | 0.1 | 0.41 |  | 13h30 | 0 | 0 |  | 13h30 | 0.08 | 0.39 |  | 13h30 | 0.1 | 0.37 |  | 13h30 | 0 | 0 |  | 13h30 | 0.08 | 0.37 |  | 13h30 | 0.06 | 0.33 |  | 13h30 | 0 | 0 |  | 13h30 | 0.03 | 0.29 |  | 13h30 | 0.02 | 0.25 |  | 13h30 | 0 | 0 |  | 13h30 | 0 | 0.22 |  | 13h30 | 0 | 0.36 |  | 13h30 | 0 | 0 |  | 13h30 | 0 | 0.33
14h30 | 0.15 | 0.61 | 14h30 | 0 | 0 | 14h30 | 0.1 | 0.49 | 14h30 | 0.14 | 0.55 | 14h30 | 0 | 0 | 14h30 | 0.1 | 0.47 | 14h30 | 0.09 | 0.49 | 14h30 | 0 | 0 | 14h30 | 0.06 | 0.37 | 14h30 | 0.05 | 0.36 | 14h30 | 0 | 0 | 14h30 | 0.04 | 0.32 | 14h30 | 0 | 0.49 | 14h30 | 0 | 0 | 14h30 | 0 | 0.44 | 14h30 | 0.12 | 0.52 |  | 14h30 | 0 | 0 |  | 14h30 | 0.08 | 0.39 |  | 14h30 | 0.11 | 0.46 |  | 14h30 | 0 | 0 |  | 14h30 | 0.08 | 0.37 |  | 14h30 | 0.06 | 0.36 |  | 14h30 | 0 | 0 |  | 14h30 | 0.03 | 0.29 |  | 14h30 | 0.02 | 0.25 |  | 14h30 | 0 | 0 |  | 14h30 | 0 | 0.22 |  | 14h30 | 0 | 0.39 |  | 14h30 | 0 | 0 |  | 14h30 | 0 | 0.33
15h30 | 0.15 | 0.66 | 15h30 | 0 | 0 | 15h30 | 0.05 | 0.36 | 15h30 | 0.15 | 0.62 | 15h30 | 0 | 0 | 15h30 | 0.05 | 0.34 | 15h30 | 0.08 | 0.47 | 15h30 | 0 | 0 | 15h30 | 0.02 | 0.23 | 15h30 | 0.05 | 0.38 | 15h30 | 0 | 0 | 15h30 | 0 | 0.18 | 15h30 | 0 | 0.49 | 15h30 | 0 | 0 | 15h30 | 0 | 0.27 | 15h30 | 0.11 | 0.54 |  | 15h30 | 0 | 0 |  | 15h30 | 0.02 | 0.26 |  | 15h30 | 0.11 | 0.49 |  | 15h30 | 0 | 0 |  | 15h30 | 0.02 | 0.23 |  | 15h30 | 0.04 | 0.34 |  | 15h30 | 0 | 0 |  | 15h30 | 0 | 0.12 |  | 15h30 | 0.01 | 0.23 |  | 15h30 | 0 | 0 |  | 15h30 | 0 | 0.06 |  | 15h30 | 0 | 0.37 |  | 15h30 | 0 | 0 |  | 15h30 | 0 | 0.16
16h30 | 0.14 | 0.65 | 16h30 | 0 | 0 | 16h30 | 0.05 | 0.37 | 16h30 | 0.14 | 0.63 | 16h30 | 0 | 0 | 16h30 | 0.05 | 0.36 | 16h30 | 0.09 | 0.49 | 16h30 | 0 | 0 | 16h30 | 0.02 | 0.25 | 16h30 | 0.06 | 0.42 | 16h30 | 0 | 0 | 16h30 | 0 | 0.2 | 16h30 | 0 | 0.51 | 16h30 | 0 | 0 | 16h30 | 0 | 0.27 | 16h30 | 0.09 | 0.53 |  | 16h30 | 0 | 0 |  | 16h30 | 0.02 | 0.27 |  | 16h30 | 0.1 | 0.51 |  | 16h30 | 0 | 0 |  | 16h30 | 0.02 | 0.26 |  | 16h30 | 0.04 | 0.36 |  | 16h30 | 0 | 0 |  | 16h30 | 0 | 0.13 |  | 16h30 | 0.01 | 0.27 |  | 16h30 | 0 | 0 |  | 16h30 | 0 | 0.07 |  | 16h30 | 0 | 0.38 |  | 16h30 | 0 | 0 |  | 16h30 | 0 | 0.16
17h30 | 0.15 | 0.7 | 17h30 | 0 | 0 | 17h30 | 0.08 | 0.49 | 17h30 | 0.15 | 0.7 | 17h30 | 0 | 0 | 17h30 | 0.09 | 0.49 | 17h30 | 0.1 | 0.55 | 17h30 | 0 | 0 | 17h30 | 0.04 | 0.37 | 17h30 | 0.08 | 0.48 | 17h30 | 0 | 0 | 17h30 | 0.02 | 0.32 | 17h30 | 0 | 0.58 | 17h30 | 0 | 0 | 17h30 | 0 | 0.39 | 17h30 | 0.1 | 0.57 |  | 17h30 | 0 | 0 |  | 17h30 | 0.04 | 0.37 |  | 17h30 | 0.1 | 0.57 |  | 17h30 | 0 | 0 |  | 17h30 | 0.05 | 0.37 |  | 17h30 | 0.05 | 0.41 |  | 17h30 | 0 | 0 |  | 17h30 | 0 | 0.24 |  | 17h30 | 0.02 | 0.33 |  | 17h30 | 0 | 0 |  | 17h30 | 0 | 0.18 |  | 17h30 | 0 | 0.44 |  | 17h30 | 0 | 0 |  | 17h30 | 0 | 0.26
18h30 | 0.2 | 0.79 | 18h30 | 0.2 | 0.72 | 18h30 | 0.14 | 0.62 | 18h30 | 0.21 | 0.81 | 18h30 | 0.21 | 0.73 | 18h30 | 0.15 | 0.64 | 18h30 | 0.15 | 0.63 | 18h30 | 0.16 | 0.6 | 18h30 | 0.1 | 0.49 | 18h30 | 0.12 | 0.56 | 18h30 | 0.13 | 0.54 | 18h30 | 0.07 | 0.44 | 18h30 | 0 | 0.68 | 18h30 | 0.01 | 0.61 | 18h30 | 0 | 0.54 | 18h30 | 0.15 | 0.64 |  | 18h30 | 0.15 | 0.58 |  | 18h30 | 0.09 | 0.49 |  | 18h30 | 0.16 | 0.66 |  | 18h30 | 0.16 | 0.59 |  | 18h30 | 0.1 | 0.51 |  | 18h30 | 0.09 | 0.48 |  | 18h30 | 0.1 | 0.46 |  | 18h30 | 0.04 | 0.34 |  | 18h30 | 0.07 | 0.4 |  | 18h30 | 0.07 | 0.39 |  | 18h30 | 0.02 | 0.29 |  | 18h30 | 0 | 0.53 |  | 18h30 | 0 | 0.48 |  | 18h30 | 0 | 0.39
19h30 | 0.07 | 0.63 | 19h30 | 0.2 | 0.92 | 19h30 | 0.06 | 0.5 | 19h30 | 0.08 | 0.68 | 19h30 | 0.21 | 0.95 | 19h30 | 0.06 | 0.54 | 19h30 | 0.05 | 0.47 | 19h30 | 0.16 | 0.71 | 19h30 | 0.06 | 0.35 | 19h30 | 0.05 | 0.39 | 19h30 | 0.13 | 0.59 | 19h30 | 0.05 | 0.29 | 19h30 | 0 | 0.55 | 19h30 | 0.01 | 0.76 | 19h30 | 0 | 0.44 | 19h30 | 0.05 | 0.48 |  | 19h30 | 0.15 | 0.71 |  | 19h30 | 0.05 | 0.36 |  | 19h30 | 0.06 | 0.52 |  | 19h30 | 0.16 | 0.74 |  | 19h30 | 0.06 | 0.4 |  | 19h30 | 0.04 | 0.31 |  | 19h30 | 0.1 | 0.49 |  | 19h30 | 0.04 | 0.19 |  | 19h30 | 0.04 | 0.22 |  | 19h30 | 0.07 | 0.39 |  | 19h30 | 0.02 | 0.13 |  | 19h30 | 0 | 0.39 |  | 19h30 | 0 | 0.54 |  | 19h30 | 0 | 0.28
20h30 | 0 | 0.54 | 20h30 | 0.03 | 0.84 | 20h30 | 0 | 0.44 | 20h30 | 0 | 0.6 | 20h30 | 0.05 | 0.9 | 20h30 | 0 | 0.5 | 20h30 | 0 | 0.36 | 20h30 | 0 | 0.59 | 20h30 | 0 | 0.26 | 20h30 | 0 | 0.28 | 20h30 | 0 | 0.46 | 20h30 | 0 | 0.18 | 20h30 | 0 | 0.48 | 20h30 | 0 | 0.68 | 20h30 | 0 | 0.38 | 20h30 | 0 | 0.37 |  | 20h30 | 0 | 0.64 |  | 20h30 | 0 | 0.28 |  | 20h30 | 0 | 0.44 |  | 20h30 | 0 | 0.7 |  | 20h30 | 0 | 0.34 |  | 20h30 | 0 | 0.19 |  | 20h30 | 0 | 0.37 |  | 20h30 | 0 | 0.09 |  | 20h30 | 0 | 0.12 |  | 20h30 | 0 | 0.23 |  | 20h30 | 0 | 0.01 |  | 20h30 | 0 | 0.3 |  | 20h30 | 0 | 0.47 |  | 20h30 | 0 | 0.21
21h30 | 0 | 0.67 | 21h30 | 0.03 | 0.87 | 21h30 | 0 | 0.6 | 21h30 | 0 | 0.76 | 21h30 | 0.05 | 0.95 | 21h30 | 0 | 0.68 | 21h30 | 0 | 0.49 | 21h30 | 0 | 0.65 | 21h30 | 0 | 0.41 | 21h30 | 0 | 0.4 | 21h30 | 0 | 0.53 | 21h30 | 0 | 0.31 | 21h30 | 0 | 0.63 | 21h30 | 0 | 0.77 | 21h30 | 0 | 0.56 | 21h30 | 0 | 0.5 |  | 21h30 | 0 | 0.67 |  | 21h30 | 0 | 0.42 |  | 21h30 | 0 | 0.58 |  | 21h30 | 0 | 0.75 |  | 21h30 | 0 | 0.51 |  | 21h30 | 0 | 0.3 |  | 21h30 | 0 | 0.43 |  | 21h30 | 0 | 0.22 |  | 21h30 | 0 | 0.21 |  | 21h30 | 0 | 0.29 |  | 21h30 | 0 | 0.13 |  | 21h30 | 0 | 0.44 |  | 21h30 | 0 | 0.56 |  | 21h30 | 0 | 0.37
22h30 | 0 | 0.76 | 22h30 | 0.02 | 0.89 | 22h30 | 0 | 0.7 | 22h30 | 0 | 0.86 | 22h30 | 0.04 | 0.98 | 22h30 | 0 | 0.8 | 22h30 | 0 | 0.57 | 22h30 | 0 | 0.69 | 22h30 | 0 | 0.5 | 22h30 | 0 | 0.47 | 22h30 | 0 | 0.57 | 22h30 | 0 | 0.41 | 22h30 | 0 | 0.73 | 22h30 | 0 | 0.82 | 22h30 | 0 | 0.68 | 22h30 | 0 | 0.57 |  | 22h30 | 0 | 0.69 |  | 22h30 | 0 | 0.52 |  | 22h30 | 0 | 0.67 |  | 22h30 | 0 | 0.78 |  | 22h30 | 0 | 0.61 |  | 22h30 | 0 | 0.38 |  | 22h30 | 0 | 0.47 |  | 22h30 | 0 | 0.31 |  | 22h30 | 0 | 0.27 |  | 22h30 | 0 | 0.33 |  | 22h30 | 0 | 0.21 |  | 22h30 | 0 | 0.53 |  | 22h30 | 0 | 0.61 |  | 22h30 | 0 | 0.48
23h30 | 0 | 0.84 | 23h30 | 0.02 | 0.93 | 23h30 | 0 | 0.8 | 23h30 | 0.01 | 0.95 | 23h30 | 0.04 | 1.04 | 23h30 | 0 | 0.9 | 23h30 | 0 | 0.64 | 23h30 | 0 | 0.73 | 23h30 | 0 | 0.59 | 23h30 | 0 | 0.54 | 23h30 | 0 | 0.61 | 23h30 | 0 | 0.49 | 23h30 | 0 | 0.83 | 23h30 | 0 | 0.89 | 23h30 | 0 | 0.78 | 23h30 | 0 | 0.65 |  | 23h30 | 0 | 0.73 |  | 23h30 | 0 | 0.6 |  | 23h30 | 0 | 0.75 |  | 23h30 | 0 | 0.83 |  | 23h30 | 0 | 0.7 |  | 23h30 | 0 | 0.44 |  | 23h30 | 0 | 0.51 |  | 23h30 | 0 | 0.39 |  | 23h30 | 0 | 0.32 |  | 23h30 | 0 | 0.38 |  | 23h30 | 0 | 0.28 |  | 23h30 | 0 | 0.62 |  | 23h30 | 0 | 0.68 |  | 23h30 | 0 | 0.58
1998-2002_base_summer | [44 empty] | 1998-2002 Best_case_summer_data
detached | [8 empty] | terrace | [8 empty] | ftg | [8 empty] | mf | [8 empty] | s-detached | [8 empty] | detached | [11 empty] | terrace | [11 empty] | ftg | [11 empty] | mf | [11 empty] | s-detached
00h30 | 0 | 0 | 00h30 | 0 | 0 | 00h30 | 0 | 0 | 00h30 | 0 | 0 | 00h30 | 0 | 0 | 00h30 | 0 | 0 | 00h30 | 0 | 0 | 00h30 | 0 | 0 | 00h30 | 0 | 0 | 00h30 | 0 | 0 | 00h30 | 0 | 0 | 00h30 | 0 | 0 | 00h30 | 0 | 0 | 00h30 | 0 | 0 | 00h30 | 0 | 0 | 00h30 | 0 | 0 | 0.10571 | 00h30 | 0 | 0 | 0.077143 | 00h30 | 0 | 0 | 0.11714 | 00h30 | 0 | 0 | 0.11143 | 00h30 | 0 | 0 | 0.092857 | 00h30 | 0 | 0 | 0.12429 | 00h30 | 0 | 0 | 0.041429 | 00h30 | 0 | 0 | 0.042857 | 00h30 | 0 | 0 | 0.041429 | 00h30 | 0 | 0 | 0.012857 | 00h30 | 0 | 0 | 0.021429 | 00h30 | 0 | 0 | 0.01 | 00h30 | 0 | 0 | 0.11571 | 00h30 | 0 | 0 | 0.091429 | 00h30 | 0 | 0 | 0.12857
01h30 | 0 | 0 | 01h30 | 0 | 0 | 01h30 | 0 | 0 | 01h30 | 0 | 0 | 01h30 | 0 | 0 | 01h30 | 0 | 0 | 01h30 | 0 | 0 | 01h30 | 0 | 0 | 01h30 | 0 | 0 | 01h30 | 0 | 0 | 01h30 | 0 | 0 | 01h30 | 0 | 0 | 01h30 | 0 | 0 | 01h30 | 0 | 0 | 01h30 | 0 | 0 | 01h30 | 0 | 0 | 0 | 01h30 | 0 | 0 | 0 | 01h30 | 0 | 0 | 0 | 01h30 | 0 | 0 | 0 | 01h30 | 0 | 0 | 0 | 01h30 | 0 | 0 | 0 | 01h30 | 0 | 0 | 0 | 01h30 | 0 | 0 | 0 | 01h30 | 0 | 0 | 0 | 01h30 | 0 | 0 | 0 | 01h30 | 0 | 0 | 0 | 01h30 | 0 | 0 | 0 | 01h30 | 0 | 0 | 0 | 01h30 | 0 | 0 | 0 | 01h30 | 0 | 0 | 0
02h30 | 0 | 0 | 02h30 | 0 | 0 | 02h30 | 0 | 0 | 02h30 | 0 | 0 | 02h30 | 0 | 0 | 02h30 | 0 | 0 | 02h30 | 0 | 0 | 02h30 | 0 | 0 | 02h30 | 0 | 0 | 02h30 | 0 | 0 | 02h30 | 0 | 0 | 02h30 | 0 | 0 | 02h30 | 0 | 0 | 02h30 | 0 | 0 | 02h30 | 0 | 0 | 02h30 | 0 | 0 | 0 | 02h30 | 0 | 0 | 0 | 02h30 | 0 | 0 | 0 | 02h30 | 0 | 0 | 0 | 02h30 | 0 | 0 | 0 | 02h30 | 0 | 0 | 0 | 02h30 | 0 | 0 | 0 | 02h30 | 0 | 0 | 0 | 02h30 | 0 | 0 | 0 | 02h30 | 0 | 0 | 0 | 02h30 | 0 | 0 | 0 | 02h30 | 0 | 0 | 0 | 02h30 | 0 | 0 | 0 | 02h30 | 0 | 0 | 0 | 02h30 | 0 | 0 | 0
03h30 | 0 | 0 | 03h30 | 0 | 0 | 03h30 | 0 | 0 | 03h30 | 0 | 0 | 03h30 | 0 | 0 | 03h30 | 0 | 0 | 03h30 | 0 | 0 | 03h30 | 0 | 0 | 03h30 | 0 | 0 | 03h30 | 0 | 0 | 03h30 | 0 | 0 | 03h30 | 0 | 0 | 03h30 | 0 | 0 | 03h30 | 0 | 0 | 03h30 | 0 | 0 | 03h30 | 0 | 0 | 0 | 03h30 | 0 | 0 | 0 | 03h30 | 0 | 0 | 0 | 03h30 | 0 | 0 | 0 | 03h30 | 0 | 0 | 0 | 03h30 | 0 | 0 | 0 | 03h30 | 0 | 0 | 0 | 03h30 | 0 | 0 | 0 | 03h30 | 0 | 0 | 0 | 03h30 | 0 | 0 | 0 | 03h30 | 0 | 0 | 0 | 03h30 | 0 | 0 | 0 | 03h30 | 0 | 0 | 0 | 03h30 | 0 | 0 | 0 | 03h30 | 0 | 0 | 0
04h30 | 0 | 0 | 04h30 | 0 | 0 | 04h30 | 0 | 0 | 04h30 | 0 | 0 | 04h30 | 0 | 0 | 04h30 | 0 | 0 | 04h30 | 0 | 0 | 04h30 | 0 | 0 | 04h30 | 0 | 0 | 04h30 | 0 | 0 | 04h30 | 0 | 0 | 04h30 | 0 | 0 | 04h30 | 0 | 0 | 04h30 | 0 | 0 | 04h30 | 0 | 0 | 04h30 | 0 | 0 | 0 | 04h30 | 0 | 0 | 0 | 04h30 | 0 | 0 | 0 | 04h30 | 0 | 0 | 0 | 04h30 | 0 | 0 | 0 | 04h30 | 0 | 0 | 0 | 04h30 | 0 | 0 | 0 | 04h30 | 0 | 0 | 0 | 04h30 | 0 | 0 | 0 | 04h30 | 0 | 0 | 0 | 04h30 | 0 | 0 | 0 | 04h30 | 0 | 0 | 0 | 04h30 | 0 | 0 | 0 | 04h30 | 0 | 0 | 0 | 04h30 | 0 | 0 | 0
05h30 | 0 | 0 | 05h30 | 0 | 0 | 05h30 | 0 | 0 | 05h30 | 0 | 0 | 05h30 | 0 | 0 | 05h30 | 0 | 0 | 05h30 | 0 | 0 | 05h30 | 0 | 0 | 05h30 | 0 | 0 | 05h30 | 0 | 0 | 05h30 | 0 | 0 | 05h30 | 0 | 0 | 05h30 | 0 | 0 | 05h30 | 0 | 0 | 05h30 | 0 | 0 | 05h30 | 0 | 0 | 0 | 05h30 | 0 | 0 | 0 | 05h30 | 0 | 0 | 0 | 05h30 | 0 | 0 | 0 | 05h30 | 0 | 0 | 0 | 05h30 | 0 | 0 | 0 | 05h30 | 0 | 0 | 0 | 05h30 | 0 | 0 | 0 | 05h30 | 0 | 0 | 0 | 05h30 | 0 | 0 | 0 | 05h30 | 0 | 0 | 0 | 05h30 | 0 | 0 | 0 | 05h30 | 0 | 0 | 0 | 05h30 | 0 | 0 | 0 | 05h30 | 0 | 0 | 0
06h30 | 0 | 0 | 06h30 | 0 | 0 | 06h30 | 0 | 0 | 06h30 | 0 | 0 | 06h30 | 0 | 0 | 06h30 | 0 | 0 | 06h30 | 0 | 0 | 06h30 | 0 | 0 | 06h30 | 0 | 0 | 06h30 | 0 | 0 | 06h30 | 0 | 0 | 06h30 | 0 | 0 | 06h30 | 0 | 0 | 06h30 | 0 | 0 | 06h30 | 0 | 0 | 06h30 | 0 | 0 | 0 | 06h30 | 0 | 0 | 0 | 06h30 | 0 | 0 | 0 | 06h30 | 0 | 0 | 0 | 06h30 | 0 | 0 | 0 | 06h30 | 0 | 0 | 0 | 06h30 | 0 | 0 | 0 | 06h30 | 0 | 0 | 0 | 06h30 | 0 | 0 | 0 | 06h30 | 0 | 0 | 0 | 06h30 | 0 | 0 | 0 | 06h30 | 0 | 0 | 0 | 06h30 | 0 | 0 | 0 | 06h30 | 0 | 0 | 0 | 06h30 | 0 | 0 | 0
07h30 | 0.05 | 0.34 | 07h30 | 0.05 | 0.34 | 07h30 | 0.05 | 0.33 | 07h30 | 0.06 | 0.35 | 07h30 | 0.06 | 0.35 | 07h30 | 0.05 | 0.34 | 07h30 | 0 | 0.2 | 07h30 | 0 | 0.2 | 07h30 | 0 | 0.19 | 07h30 | 0 | 0.09 | 07h30 | 0 | 0.09 | 07h30 | 0 | 0.09 | 07h30 | 0.05 | 0.35 | 07h30 | 0.05 | 0.35 | 07h30 | 0.05 | 0.35 | 07h30 | 0 | 0.18 | 0.36429 | 07h30 | 0 | 0.18 | 0.26 | 07h30 | 0 | 0.18 | 0.46429 | 07h30 | 0 | 0.19 | 0.35714 | 07h30 | 0 | 0.19 | 0.25429 | 07h30 | 0 | 0.19 | 0.46 | 07h30 | 0 | 0.01 | 0.24429 | 07h30 | 0 | 0.01 | 0.16571 | 07h30 | 0 | 0.01 | 0.31143 | 07h30 | 0 | 0 | 0.16857 | 07h30 | 0 | 0 | 0.11 | 07h30 | 0 | 0 | 0.21143 | 07h30 | 0 | 0.2 | 0.37286 | 07h30 | 0 | 0.2 | 0.26429 | 07h30 | 0 | 0.19 | 0.47143
08h30 | 0.05 | 0.34 | 08h30 | 0.05 | 0.34 | 08h30 | 0.05 | 0.33 | 08h30 | 0.06 | 0.35 | 08h30 | 0.06 | 0.35 | 08h30 | 0.05 | 0.34 | 08h30 | 0 | 0.2 | 08h30 | 0 | 0.2 | 08h30 | 0 | 0.19 | 08h30 | 0 | 0.09 | 08h30 | 0 | 0.09 | 08h30 | 0 | 0.09 | 08h30 | 0.05 | 0.35 | 08h30 | 0.05 | 0.35 | 08h30 | 0.05 | 0.35 | 08h30 | 0 | 0.18 | 0.51571 | 08h30 | 0 | 0.18 | 0.46286 | 08h30 | 0 | 0.18 | 0.57 | 08h30 | 0 | 0.19 | 0.5 | 08h30 | 0 | 0.19 | 0.44429 | 08h30 | 0 | 0.19 | 0.55857 | 08h30 | 0 | 0.01 | 0.31 | 08h30 | 0 | 0.01 | 0.26857 | 08h30 | 0 | 0.01 | 0.35143 | 08h30 | 0 | 0 | 0.19 | 08h30 | 0 | 0 | 0.15143 | 08h30 | 0 | 0 | 0.21286 | 08h30 | 0 | 0.2 | 0.53 | 08h30 | 0 | 0.2 | 0.47429 | 08h30 | 0 | 0.19 | 0.58286
09h30 | 0 | 0 | 09h30 | 0 | 0 | 09h30 | 0.11 | 0.45 | 09h30 | 0 | 0 | 09h30 | 0 | 0 | 09h30 | 0.11 | 0.46 | 09h30 | 0 | 0 | 09h30 | 0 | 0 | 09h30 | 0.01 | 0.24 | 09h30 | 0 | 0 | 09h30 | 0 | 0 | 09h30 | 0 | 0.09 | 09h30 | 0 | 0 | 09h30 | 0 | 0 | 09h30 | 0.11 | 0.47 | 09h30 | 0 | 0 | 0.39429 | 09h30 | 0 | 0 | 0.40714 | 09h30 | 0.05 | 0.29 | 0.86143 | 09h30 | 0 | 0 | 0.38714 | 09h30 | 0 | 0 | 0.39286 | 09h30 | 0.05 | 0.29 | 0.81429 | 09h30 | 0 | 0 | 0.25857 | 09h30 | 0 | 0 | 0.26143 | 09h30 | 0 | 0.03 | 0.51571 | 09h30 | 0 | 0 | 0.15143 | 09h30 | 0 | 0 | 0.15429 | 09h30 | 0 | 0 | 0.3 | 09h30 | 0 | 0 | 0.40714 | 09h30 | 0 | 0 | 0.41429 | 09h30 | 0.04 | 0.31 | 0.86143
10h30 | 0 | 0 | 10h30 | 0 | 0 | 10h30 | 0.13 | 0.48 | 10h30 | 0 | 0 | 10h30 | 0 | 0 | 10h30 | 0.12 | 0.46 | 10h30 | 0 | 0 | 10h30 | 0 | 0 | 10h30 | 0.03 | 0.28 | 10h30 | 0 | 0 | 10h30 | 0 | 0 | 10h30 | 0 | 0.17 | 10h30 | 0 | 0 | 10h30 | 0 | 0 | 10h30 | 0.11 | 0.48 | 10h30 | 0 | 0 | 0.35714 | 10h30 | 0 | 0 | 0.37857 | 10h30 | 0.06 | 0.31 | 0.86 | 10h30 | 0 | 0 | 0.35857 | 10h30 | 0 | 0 | 0.37571 | 10h30 | 0.06 | 0.29 | 0.81429 | 10h30 | 0 | 0 | 0.27286 | 10h30 | 0 | 0 | 0.28429 | 10h30 | 0 | 0.09 | 0.57429 | 10h30 | 0 | 0 | 0.18857 | 10h30 | 0 | 0 | 0.19857 | 10h30 | 0 | 0 | 0.36857 | 10h30 | 0 | 0 | 0.36571 | 10h30 | 0 | 0 | 0.38571 | 10h30 | 0.05 | 0.32 | 0.85
11h30 | 0 | 0 | 11h30 | 0 | 0 | 11h30 | 0.05 | 0.27 | 11h30 | 0 | 0 | 11h30 | 0 | 0 | 11h30 | 0.05 | 0.25 | 11h30 | 0 | 0 | 11h30 | 0 | 0 | 11h30 | 0.03 | 0.13 | 11h30 | 0 | 0 | 11h30 | 0 | 0 | 11h30 | 0 | 0.08 | 11h30 | 0 | 0 | 11h30 | 0 | 0 | 11h30 | 0.03 | 0.27 | 11h30 | 0 | 0 | 0.23714 | 11h30 | 0 | 0 | 0.25286 | 11h30 | 0.02 | 0.14 | 0.55429 | 11h30 | 0 | 0 | 0.23286 | 11h30 | 0 | 0 | 0.24429 | 11h30 | 0.01 | 0.11 | 0.50571 | 11h30 | 0 | 0 | 0.17429 | 11h30 | 0 | 0 | 0.18429 | 11h30 | 0 | 0.06 | 0.37143 | 11h30 | 0 | 0 | 0.11714 | 11h30 | 0 | 0 | 0.12571 | 11h30 | 0 | 0 | 0.25857 | 11h30 | 0 | 0 | 0.23714 | 11h30 | 0 | 0 | 0.24714 | 11h30 | 0.01 | 0.13 | 0.52857
12h30 | 0 | 0 | 12h30 | 0 | 0 | 12h30 | 0.03 | 0.25 | 12h30 | 0 | 0 | 12h30 | 0 | 0 | 12h30 | 0.03 | 0.25 | 12h30 | 0 | 0 | 12h30 | 0 | 0 | 12h30 | 0 | 0.08 | 12h30 | 0 | 0 | 12h30 | 0 | 0 | 12h30 | 0 | 0 | 12h30 | 0 | 0 | 12h30 | 0 | 0 | 12h30 | 0.02 | 0.26 | 12h30 | 0 | 0 | 0.19714 | 12h30 | 0 | 0 | 0.17286 | 12h30 | 0 | 0.12 | 0.49286 | 12h30 | 0 | 0 | 0.19 | 12h30 | 0 | 0 | 0.16571 | 12h30 | 0 | 0.11 | 0.45286 | 12h30 | 0 | 0 | 0.14286 | 12h30 | 0 | 0 | 0.12286 | 12h30 | 0 | 0 | 0.31857 | 12h30 | 0 | 0 | 0.092857 | 12h30 | 0 | 0 | 0.08 | 12h30 | 0 | 0 | 0.22429 | 12h30 | 0 | 0 | 0.19286 | 12h30 | 0 | 0 | 0.16857 | 12h30 | 0 | 0.12 | 0.47286
13h30 | 0 | 0.1 | 13h30 | 0 | 0 | 13h30 | 0 | 0.1 | 13h30 | 0 | 0.08 | 13h30 | 0 | 0 | 13h30 | 0 | 0.08 | 13h30 | 0 | 0 | 13h30 | 0 | 0 | 13h30 | 0 | 0 | 13h30 | 0 | 0 | 13h30 | 0 | 0 | 13h30 | 0 | 0 | 13h30 | 0 | 0.08 | 13h30 | 0 | 0 | 13h30 | 0 | 0.09 | 13h30 | 0 | 0 | 0.29571 | 13h30 | 0 | 0 | 0.12857 | 13h30 | 0 | 0 | 0.31857 | 13h30 | 0 | 0 | 0.28 | 13h30 | 0 | 0 | 0.12143 | 13h30 | 0 | 0 | 0.29571 | 13h30 | 0 | 0 | 0.22143 | 13h30 | 0 | 0 | 0.09 | 13h30 | 0 | 0 | 0.23 | 13h30 | 0 | 0 | 0.16857 | 13h30 | 0 | 0 | 0.058571 | 13h30 | 0 | 0 | 0.16857 | 13h30 | 0 | 0 | 0.29143 | 13h30 | 0 | 0 | 0.12714 | 13h30 | 0 | 0 | 0.31429
14h30 | 0 | 0.1 | 14h30 | 0 | 0 | 14h30 | 0 | 0.1 | 14h30 | 0 | 0.08 | 14h30 | 0 | 0 | 14h30 | 0 | 0.08 | 14h30 | 0 | 0 | 14h30 | 0 | 0 | 14h30 | 0 | 0 | 14h30 | 0 | 0 | 14h30 | 0 | 0 | 14h30 | 0 | 0 | 14h30 | 0 | 0.08 | 14h30 | 0 | 0 | 14h30 | 0 | 0.09 | 14h30 | 0 | 0 | 0.37429 | 14h30 | 0 | 0 | 0.082857 | 14h30 | 0 | 0 | 0.30143 | 14h30 | 0 | 0 | 0.34857 | 14h30 | 0 | 0 | 0.078571 | 14h30 | 0 | 0 | 0.28143 | 14h30 | 0 | 0 | 0.27429 | 14h30 | 0 | 0 | 0.058571 | 14h30 | 0 | 0 | 0.21714 | 14h30 | 0 | 0 | 0.20286 | 14h30 | 0 | 0 | 0.04 | 14h30 | 0 | 0 | 0.15714 | 14h30 | 0 | 0 | 0.36143 | 14h30 | 0 | 0 | 0.08 | 14h30 | 0 | 0 | 0.29714
15h30 | 0 | 0 | 15h30 | 0 | 0 | 15h30 | 0 | 0 | 15h30 | 0 | 0 | 15h30 | 0 | 0 | 15h30 | 0 | 0 | 15h30 | 0 | 0 | 15h30 | 0 | 0 | 15h30 | 0 | 0 | 15h30 | 0 | 0 | 15h30 | 0 | 0 | 15h30 | 0 | 0 | 15h30 | 0 | 0 | 15h30 | 0 | 0 | 15h30 | 0 | 0 | 15h30 | 0 | 0 | 0.33714 | 15h30 | 0 | 0 | 0.057143 | 15h30 | 0 | 0 | 0.21286 | 15h30 | 0 | 0 | 0.30857 | 15h30 | 0 | 0 | 0.052857 | 15h30 | 0 | 0 | 0.19714 | 15h30 | 0 | 0 | 0.21857 | 15h30 | 0 | 0 | 0.035714 | 15h30 | 0 | 0 | 0.14 | 15h30 | 0 | 0 | 0.15857 | 15h30 | 0 | 0 | 0.024286 | 15h30 | 0 | 0 | 0.10571 | 15h30 | 0 | 0 | 0.32 | 15h30 | 0 | 0 | 0.054286 | 15h30 | 0 | 0 | 0.19857
16h30 | 0 | 0 | 16h30 | 0 | 0 | 16h30 | 0 | 0 | 16h30 | 0 | 0 | 16h30 | 0 | 0 | 16h30 | 0 | 0 | 16h30 | 0 | 0 | 16h30 | 0 | 0 | 16h30 | 0 | 0 | 16h30 | 0 | 0 | 16h30 | 0 | 0 | 16h30 | 0 | 0 | 16h30 | 0 | 0 | 16h30 | 0 | 0 | 16h30 | 0 | 0 | 16h30 | 0 | 0 | 0.26 | 16h30 | 0 | 0 | 0.045714 | 16h30 | 0 | 0 | 0.19571 | 16h30 | 0 | 0 | 0.23571 | 16h30 | 0 | 0 | 0.041429 | 16h30 | 0 | 0 | 0.18571 | 16h30 | 0 | 0 | 0.15286 | 16h30 | 0 | 0 | 0.025714 | 16h30 | 0 | 0 | 0.11286 | 16h30 | 0 | 0 | 0.1 | 16h30 | 0 | 0 | 0.015714 | 16h30 | 0 | 0 | 0.085714 | 16h30 | 0 | 0 | 0.24714 | 16h30 | 0 | 0 | 0.042857 | 16h30 | 0 | 0 | 0.18429
17h30 | 0 | 0.02 | 17h30 | 0 | 0 | 17h30 | 0 | 0 | 17h30 | 0 | 0.01 | 17h30 | 0 | 0 | 17h30 | 0 | 0 | 17h30 | 0 | 0 | 17h30 | 0 | 0 | 17h30 | 0 | 0 | 17h30 | 0 | 0 | 17h30 | 0 | 0 | 17h30 | 0 | 0 | 17h30 | 0 | 0 | 17h30 | 0 | 0 | 17h30 | 0 | 0 | 17h30 | 0 | 0 | 0.23571 | 17h30 | 0 | 0 | 0.054286 | 17h30 | 0 | 0 | 0.18 | 17h30 | 0 | 0 | 0.21714 | 17h30 | 0 | 0 | 0.051429 | 17h30 | 0 | 0 | 0.16857 | 17h30 | 0 | 0 | 0.12286 | 17h30 | 0 | 0 | 0.032857 | 17h30 | 0 | 0 | 0.088571 | 17h30 | 0 | 0 | 0.074286 | 17h30 | 0 | 0 | 0.02 | 17h30 | 0 | 0 | 0.057143 | 17h30 | 0 | 0 | 0.22429 | 17h30 | 0 | 0 | 0.052857 | 17h30 | 0 | 0 | 0.17
18h30 | 0 | 0.02 | 18h30 | 0 | 0 | 18h30 | 0 | 0 | 18h30 | 0 | 0.01 | 18h30 | 0 | 0 | 18h30 | 0 | 0 | 18h30 | 0 | 0 | 18h30 | 0 | 0 | 18h30 | 0 | 0 | 18h30 | 0 | 0 | 18h30 | 0 | 0 | 18h30 | 0 | 0 | 18h30 | 0 | 0 | 18h30 | 0 | 0 | 18h30 | 0 | 0 | 18h30 | 0 | 0 | 0.27714 | 18h30 | 0 | 0 | 0.28429 | 18h30 | 0 | 0 | 0.23286 | 18h30 | 0 | 0 | 0.27571 | 18h30 | 0 | 0 | 0.27857 | 18h30 | 0 | 0 | 0.22714 | 18h30 | 0 | 0 | 0.15857 | 18h30 | 0 | 0 | 0.16143 | 18h30 | 0 | 0 | 0.13 | 18h30 | 0 | 0 | 0.10286 | 18h30 | 0 | 0 | 0.094286 | 18h30 | 0 | 0 | 0.08 | 18h30 | 0 | 0 | 0.27429 | 18h30 | 0 | 0 | 0.27286 | 18h30 | 0 | 0 | 0.22714
19h30 | 0 | 0 | 19h30 | 0 | 0 | 19h30 | 0 | 0 | 19h30 | 0 | 0 | 19h30 | 0 | 0 | 19h30 | 0 | 0 | 19h30 | 0 | 0 | 19h30 | 0 | 0 | 19h30 | 0 | 0 | 19h30 | 0 | 0 | 19h30 | 0 | 0 | 19h30 | 0 | 0 | 19h30 | 0 | 0 | 19h30 | 0 | 0 | 19h30 | 0 | 0 | 19h30 | 0 | 0 | 0.13143 | 19h30 | 0 | 0 | 0.26857 | 19h30 | 0 | 0 | 0.10429 | 19h30 | 0 | 0 | 0.13571 | 19h30 | 0 | 0 | 0.26571 | 19h30 | 0 | 0 | 0.10286 | 19h30 | 0 | 0 | 0.072857 | 19h30 | 0 | 0 | 0.15286 | 19h30 | 0 | 0 | 0.052857 | 19h30 | 0 | 0 | 0.04 | 19h30 | 0 | 0 | 0.085714 | 19h30 | 0 | 0 | 0.025714 | 19h30 | 0 | 0 | 0.13429 | 19h30 | 0 | 0 | 0.25857 | 19h30 | 0 | 0 | 0.10571
20h30 | 0 | 0 | 20h30 | 0 | 0 | 20h30 | 0 | 0 | 20h30 | 0 | 0 | 20h30 | 0 | 0 | 20h30 | 0 | 0 | 20h30 | 0 | 0 | 20h30 | 0 | 0 | 20h30 | 0 | 0 | 20h30 | 0 | 0 | 20h30 | 0 | 0 | 20h30 | 0 | 0 | 20h30 | 0 | 0 | 20h30 | 0 | 0 | 20h30 | 0 | 0 | 20h30 | 0 | 0 | 0.041429 | 20h30 | 0 | 0 | 0.082857 | 20h30 | 0 | 0 | 0.035714 | 20h30 | 0 | 0 | 0.038571 | 20h30 | 0 | 0 | 0.072857 | 20h30 | 0 | 0 | 0.028571 | 20h30 | 0 | 0 | 0.0028571 | 20h30 | 0 | 0 | 0.021429 | 20h30 | 0 | 0 | 0.011429 | 20h30 | 0 | 0 | 0 | 20h30 | 0 | 0 | 0 | 20h30 | 0 | 0 | 0 | 20h30 | 0 | 0 | 0.045714 | 20h30 | 0 | 0 | 0.085714 | 20h30 | 0 | 0 | 0.034286
21h30 | 0 | 0 | 21h30 | 0 | 0 | 21h30 | 0 | 0 | 21h30 | 0 | 0 | 21h30 | 0 | 0 | 21h30 | 0 | 0 | 21h30 | 0 | 0 | 21h30 | 0 | 0 | 21h30 | 0 | 0 | 21h30 | 0 | 0 | 21h30 | 0 | 0 | 21h30 | 0 | 0 | 21h30 | 0 | 0 | 21h30 | 0 | 0 | 21h30 | 0 | 0 | 21h30 | 0 | 0 | 0.082857 | 21h30 | 0 | 0 | 0.11429 | 21h30 | 0 | 0 | 0.068571 | 21h30 | 0 | 0 | 0.092857 | 21h30 | 0 | 0 | 0.12 | 21h30 | 0 | 0 | 0.07 | 21h30 | 0 | 0 | 0.0057143 | 21h30 | 0 | 0 | 0.025714 | 21h30 | 0 | 0 | 0.01 | 21h30 | 0 | 0 | 0 | 21h30 | 0 | 0 | 0 | 21h30 | 0 | 0 | 0 | 21h30 | 0 | 0 | 0.092857 | 21h30 | 0 | 0 | 0.12714 | 21h30 | 0 | 0 | 0.077143
22h30 | 0 | 0 | 22h30 | 0 | 0 | 22h30 | 0 | 0 | 22h30 | 0 | 0.01 | 22h30 | 0 | 0.02 | 22h30 | 0 | 0 | 22h30 | 0 | 0 | 22h30 | 0 | 0 | 22h30 | 0 | 0 | 22h30 | 0 | 0 | 22h30 | 0 | 0 | 22h30 | 0 | 0 | 22h30 | 0 | 0.01 | 22h30 | 0 | 0.01 | 22h30 | 0 | 0 | 22h30 | 0 | 0 | 0.12429 | 22h30 | 0 | 0 | 0.16429 | 22h30 | 0 | 0 | 0.11 | 22h30 | 0 | 0 | 0.14143 | 22h30 | 0 | 0 | 0.18286 | 22h30 | 0 | 0 | 0.12 | 22h30 | 0 | 0 | 0.027143 | 22h30 | 0 | 0 | 0.058571 | 22h30 | 0 | 0 | 0.02 | 22h30 | 0 | 0 | 0 | 22h30 | 0 | 0 | 0.014286 | 22h30 | 0 | 0 | 0.0014286 | 22h30 | 0 | 0 | 0.14 | 22h30 | 0 | 0 | 0.17857 | 22h30 | 0 | 0 | 0.12429
23h30 | 0 | 0.1 | 23h30 | 0 | 0.1 | 23h30 | 0 | 0.08 | 23h30 | 0 | 0.13 | 23h30 | 0 | 0.13 | 23h30 | 0 | 0.1 | 23h30 | 0 | 0 | 23h30 | 0 | 0 | 23h30 | 0 | 0 | 23h30 | 0 | 0 | 23h30 | 0 | 0 | 23h30 | 0 | 0 | 23h30 | 0 | 0.12 | 23h30 | 0 | 0.12 | 23h30 | 0 | 0.1 | 23h30 | 0 | 0 | 0.17571 | 23h30 | 0 | 0 | 0.21286 | 23h30 | 0 | 0 | 0.15714 | 23h30 | 0 | 0 | 0.20143 | 23h30 | 0 | 0 | 0.24429 | 23h30 | 0 | 0 | 0.18 | 23h30 | 0 | 0 | 0.067143 | 23h30 | 0 | 0 | 0.097143 | 23h30 | 0 | 0 | 0.052857 | 23h30 | 0 | 0 | 0.014286 | 23h30 | 0 | 0 | 0.037143 | 23h30 | 0 | 0 | 0.011429 | 23h30 | 0 | 0 | 0.19571 | 23h30 | 0 | 0 | 0.23286 | 23h30 | 0 | 0 | 0.17571
00h30 | 0 | 0.1 | 00h30 | 0 | 0.1 | 00h30 | 0 | 0.08 | 00h30 | 0 | 0.12 | 00h30 | 0 | 0.12 | 00h30 | 0 | 0.1 | 00h30 | 0 | 0 | 00h30 | 0 | 0 | 00h30 | 0 | 0 | 00h30 | 0 | 0 | 00h30 | 0 | 0 | 00h30 | 0 | 0 | 00h30 | 0 | 0.11 | 00h30 | 0 | 0.11 | 00h30 | 0 | 0.1 | 00h30 | 0 | 0 |  | 00h30 | 0 | 0 |  | 00h30 | 0 | 0 |  | 00h30 | 0 | 0 |  | 00h30 | 0 | 0 |  | 00h30 | 0 | 0 |  | 00h30 | 0 | 0 |  | 00h30 | 0 | 0 |  | 00h30 | 0 | 0 |  | 00h30 | 0 | 0 |  | 00h30 | 0 | 0 |  | 00h30 | 0 | 0 |  | 00h30 | 0 | 0 |  | 00h30 | 0 | 0 |  | 00h30 | 0 | 0
01h30 | 0 | 0 | 01h30 | 0 | 0 | 01h30 | 0 | 0 | 01h30 | 0 | 0 | 01h30 | 0 | 0 | 01h30 | 0 | 0 | 01h30 | 0 | 0 | 01h30 | 0 | 0 | 01h30 | 0 | 0 | 01h30 | 0 | 0 | 01h30 | 0 | 0 | 01h30 | 0 | 0 | 01h30 | 0 | 0 | 01h30 | 0 | 0 | 01h30 | 0 | 0 | 01h30 | 0 | 0 |  | 01h30 | 0 | 0 |  | 01h30 | 0 | 0 |  | 01h30 | 0 | 0 |  | 01h30 | 0 | 0 |  | 01h30 | 0 | 0 |  | 01h30 | 0 | 0 |  | 01h30 | 0 | 0 |  | 01h30 | 0 | 0 |  | 01h30 | 0 | 0 |  | 01h30 | 0 | 0 |  | 01h30 | 0 | 0 |  | 01h30 | 0 | 0 |  | 01h30 | 0 | 0 |  | 01h30 | 0 | 0
02h30 | 0 | 0 | 02h30 | 0 | 0 | 02h30 | 0 | 0 | 02h30 | 0 | 0 | 02h30 | 0 | 0 | 02h30 | 0 | 0 | 02h30 | 0 | 0 | 02h30 | 0 | 0 | 02h30 | 0 | 0 | 02h30 | 0 | 0 | 02h30 | 0 | 0 | 02h30 | 0 | 0 | 02h30 | 0 | 0 | 02h30 | 0 | 0 | 02h30 | 0 | 0 | 02h30 | 0 | 0 |  | 02h30 | 0 | 0 |  | 02h30 | 0 | 0 |  | 02h30 | 0 | 0 |  | 02h30 | 0 | 0 |  | 02h30 | 0 | 0 |  | 02h30 | 0 | 0 |  | 02h30 | 0 | 0 |  | 02h30 | 0 | 0 |  | 02h30 | 0 | 0 |  | 02h30 | 0 | 0 |  | 02h30 | 0 | 0 |  | 02h30 | 0 | 0 |  | 02h30 | 0 | 0 |  | 02h30 | 0 | 0
03h30 | 0 | 0 | 03h30 | 0 | 0 | 03h30 | 0 | 0 | 03h30 | 0 | 0 | 03h30 | 0 | 0 | 03h30 | 0 | 0 | 03h30 | 0 | 0 | 03h30 | 0 | 0 | 03h30 | 0 | 0 | 03h30 | 0 | 0 | 03h30 | 0 | 0 | 03h30 | 0 | 0 | 03h30 | 0 | 0 | 03h30 | 0 | 0 | 03h30 | 0 | 0 | 03h30 | 0 | 0 |  | 03h30 | 0 | 0 |  | 03h30 | 0 | 0 |  | 03h30 | 0 | 0 |  | 03h30 | 0 | 0 |  | 03h30 | 0 | 0 |  | 03h30 | 0 | 0 |  | 03h30 | 0 | 0 |  | 03h30 | 0 | 0 |  | 03h30 | 0 | 0 |  | 03h30 | 0 | 0 |  | 03h30 | 0 | 0 |  | 03h30 | 0 | 0 |  | 03h30 | 0 | 0 |  | 03h30 | 0 | 0
04h30 | 0 | 0 | 04h30 | 0 | 0 | 04h30 | 0 | 0 | 04h30 | 0 | 0 | 04h30 | 0 | 0 | 04h30 | 0 | 0 | 04h30 | 0 | 0 | 04h30 | 0 | 0 | 04h30 | 0 | 0 | 04h30 | 0 | 0 | 04h30 | 0 | 0 | 04h30 | 0 | 0 | 04h30 | 0 | 0 | 04h30 | 0 | 0 | 04h30 | 0 | 0 | 04h30 | 0 | 0 |  | 04h30 | 0 | 0 |  | 04h30 | 0 | 0 |  | 04h30 | 0 | 0 |  | 04h30 | 0 | 0 |  | 04h30 | 0 | 0 |  | 04h30 | 0 | 0 |  | 04h30 | 0 | 0 |  | 04h30 | 0 | 0 |  | 04h30 | 0 | 0 |  | 04h30 | 0 | 0 |  | 04h30 | 0 | 0 |  | 04h30 | 0 | 0 |  | 04h30 | 0 | 0 |  | 04h30 | 0 | 0
05h30 | 0 | 0 | 05h30 | 0 | 0 | 05h30 | 0 | 0 | 05h30 | 0 | 0 | 05h30 | 0 | 0 | 05h30 | 0 | 0 | 05h30 | 0 | 0 | 05h30 | 0 | 0 | 05h30 | 0 | 0 | 05h30 | 0 | 0 | 05h30 | 0 | 0 | 05h30 | 0 | 0 | 05h30 | 0 | 0 | 05h30 | 0 | 0 | 05h30 | 0 | 0 | 05h30 | 0 | 0 |  | 05h30 | 0 | 0 |  | 05h30 | 0 | 0 |  | 05h30 | 0 | 0 |  | 05h30 | 0 | 0 |  | 05h30 | 0 | 0 |  | 05h30 | 0 | 0 |  | 05h30 | 0 | 0 |  | 05h30 | 0 | 0 |  | 05h30 | 0 | 0 |  | 05h30 | 0 | 0 |  | 05h30 | 0 | 0 |  | 05h30 | 0 | 0 |  | 05h30 | 0 | 0 |  | 05h30 | 0 | 0
06h30 | 0 | 0 | 06h30 | 0 | 0 | 06h30 | 0 | 0 | 06h30 | 0 | 0 | 06h30 | 0 | 0 | 06h30 | 0 | 0 | 06h30 | 0 | 0 | 06h30 | 0 | 0 | 06h30 | 0 | 0 | 06h30 | 0 | 0 | 06h30 | 0 | 0 | 06h30 | 0 | 0 | 06h30 | 0 | 0 | 06h30 | 0 | 0 | 06h30 | 0 | 0 | 06h30 | 0 | 0 |  | 06h30 | 0 | 0 |  | 06h30 | 0 | 0 |  | 06h30 | 0 | 0 |  | 06h30 | 0 | 0 |  | 06h30 | 0 | 0 |  | 06h30 | 0 | 0 |  | 06h30 | 0 | 0 |  | 06h30 | 0 | 0 |  | 06h30 | 0 | 0 |  | 06h30 | 0 | 0 |  | 06h30 | 0 | 0 |  | 06h30 | 0 | 0 |  | 06h30 | 0 | 0 |  | 06h30 | 0 | 0
07h30 | 0.08 | 0.36 | 07h30 | 0.08 | 0.36 | 07h30 | 0.07 | 0.35 | 07h30 | 0.07 | 0.35 | 07h30 | 0.08 | 0.35 | 07h30 | 0.07 | 0.35 | 07h30 | 0.01 | 0.25 | 07h30 | 0.01 | 0.25 | 07h30 | 0.01 | 0.24 | 07h30 | 0 | 0.15 | 07h30 | 0 | 0.15 | 07h30 | 0 | 0.14 | 07h30 | 0.08 | 0.36 | 07h30 | 0.08 | 0.36 | 07h30 | 0.07 | 0.36 | 07h30 | 0.02 | 0.19 |  | 07h30 | 0.02 | 0.19 |  | 07h30 | 0.02 | 0.19 |  | 07h30 | 0.02 | 0.18 |  | 07h30 | 0.02 | 0.18 |  | 07h30 | 0.01 | 0.18 |  | 07h30 | 0 | 0.06 |  | 07h30 | 0 | 0.06 |  | 07h30 | 0 | 0.06 |  | 07h30 | 0 | 0 |  | 07h30 | 0 | 0 |  | 07h30 | 0 | 0 |  | 07h30 | 0.02 | 0.19 |  | 07h30 | 0.02 | 0.19 |  | 07h30 | 0.01 | 0.19
08h30 | 0.08 | 0.4 | 08h30 | 0.08 | 0.4 | 08h30 | 0.07 | 0.39 | 08h30 | 0.07 | 0.38 | 08h30 | 0.08 | 0.38 | 08h30 | 0.07 | 0.37 | 08h30 | 0.01 | 0.25 | 08h30 | 0.01 | 0.25 | 08h30 | 0.01 | 0.24 | 08h30 | 0 | 0.15 | 08h30 | 0 | 0.15 | 08h30 | 0 | 0.14 | 08h30 | 0.08 | 0.41 | 08h30 | 0.08 | 0.41 | 08h30 | 0.07 | 0.39 | 08h30 | 0.02 | 0.19 |  | 08h30 | 0.02 | 0.19 |  | 08h30 | 0.02 | 0.19 |  | 08h30 | 0.02 | 0.18 |  | 08h30 | 0.02 | 0.18 |  | 08h30 | 0.01 | 0.18 |  | 08h30 | 0 | 0.06 |  | 08h30 | 0 | 0.06 |  | 08h30 | 0 | 0.06 |  | 08h30 | 0 | 0 |  | 08h30 | 0 | 0 |  | 08h30 | 0 | 0 |  | 08h30 | 0.02 | 0.19 |  | 08h30 | 0.02 | 0.19 |  | 08h30 | 0.01 | 0.19
09h30 | 0 | 0.04 | 09h30 | 0 | 0.04 | 09h30 | 0.16 | 0.59 | 09h30 | 0 | 0.03 | 09h30 | 0 | 0.03 | 09h30 | 0.16 | 0.56 | 09h30 | 0 | 0 | 09h30 | 0 | 0 | 09h30 | 0.06 | 0.37 | 09h30 | 0 | 0 | 09h30 | 0 | 0 | 09h30 | 0 | 0.21 | 09h30 | 0 | 0.04 | 09h30 | 0 | 0.04 | 09h30 | 0.16 | 0.6 | 09h30 | 0 | 0 |  | 09h30 | 0 | 0 |  | 09h30 | 0.1 | 0.41 |  | 09h30 | 0 | 0 |  | 09h30 | 0 | 0 |  | 09h30 | 0.09 | 0.38 |  | 09h30 | 0 | 0 |  | 09h30 | 0 | 0 |  | 09h30 | 0 | 0.15 |  | 09h30 | 0 | 0 |  | 09h30 | 0 | 0 |  | 09h30 | 0 | 0 |  | 09h30 | 0 | 0 |  | 09h30 | 0 | 0 |  | 09h30 | 0.09 | 0.42
10h30 | 0 | 0 | 10h30 | 0 | 0 | 10h30 | 0.18 | 0.6 | 10h30 | 0 | 0 | 10h30 | 0 | 0 | 10h30 | 0.17 | 0.56 | 10h30 | 0 | 0 | 10h30 | 0 | 0 | 10h30 | 0.09 | 0.41 | 10h30 | 0 | 0 | 10h30 | 0 | 0 | 10h30 | 0.02 | 0.27 | 10h30 | 0 | 0 | 10h30 | 0 | 0 | 10h30 | 0.17 | 0.6 | 10h30 | 0 | 0 |  | 10h30 | 0 | 0 |  | 10h30 | 0.12 | 0.43 |  | 10h30 | 0 | 0 |  | 10h30 | 0 | 0 |  | 10h30 | 0.11 | 0.4 |  | 10h30 | 0 | 0 |  | 10h30 | 0 | 0 |  | 10h30 | 0 | 0.21 |  | 10h30 | 0 | 0 |  | 10h30 | 0 | 0 |  | 10h30 | 0 | 0.05 |  | 10h30 | 0 | 0 |  | 10h30 | 0 | 0 |  | 10h30 | 0.1 | 0.43
11h30 | 0 | 0 | 11h30 | 0 | 0 | 11h30 | 0.11 | 0.4 | 11h30 | 0 | 0 | 11h30 | 0 | 0 | 11h30 | 0.1 | 0.38 | 11h30 | 0 | 0 | 11h30 | 0 | 0 | 11h30 | 0.05 | 0.26 | 11h30 | 0 | 0 | 11h30 | 0 | 0 | 11h30 | 0.02 | 0.17 | 11h30 | 0 | 0 | 11h30 | 0 | 0 | 11h30 | 0.09 | 0.4 | 11h30 | 0 | 0 |  | 11h30 | 0 | 0 |  | 11h30 | 0.06 | 0.26 |  | 11h30 | 0 | 0 |  | 11h30 | 0 | 0 |  | 11h30 | 0.05 | 0.23 |  | 11h30 | 0 | 0 |  | 11h30 | 0 | 0 |  | 11h30 | 0 | 0.09 |  | 11h30 | 0 | 0 |  | 11h30 | 0 | 0 |  | 11h30 | 0 | 0.05 |  | 11h30 | 0 | 0 |  | 11h30 | 0 | 0 |  | 11h30 | 0.04 | 0.26
12h30 | 0 | 0 | 12h30 | 0 | 0 | 12h30 | 0.09 | 0.37 | 12h30 | 0 | 0 | 12h30 | 0 | 0 | 12h30 | 0.09 | 0.35 | 12h30 | 0 | 0 | 12h30 | 0 | 0 | 12h30 | 0.02 | 0.22 | 12h30 | 0 | 0 | 12h30 | 0 | 0 | 12h30 | 0 | 0.11 | 12h30 | 0 | 0 | 12h30 | 0 | 0 | 12h30 | 0.08 | 0.37 | 12h30 | 0 | 0 |  | 12h30 | 0 | 0 |  | 12h30 | 0.04 | 0.24 |  | 12h30 | 0 | 0 |  | 12h30 | 0 | 0 |  | 12h30 | 0.03 | 0.22 |  | 12h30 | 0 | 0 |  | 12h30 | 0 | 0 |  | 12h30 | 0 | 0.04 |  | 12h30 | 0 | 0 |  | 12h30 | 0 | 0 |  | 12h30 | 0 | 0 |  | 12h30 | 0 | 0 |  | 12h30 | 0 | 0 |  | 12h30 | 0.03 | 0.24
13h30 | 0.02 | 0.11 | 13h30 | 0 | 0 | 13h30 | 0.01 | 0.12 | 13h30 | 0.02 | 0.09 | 13h30 | 0 | 0 | 13h30 | 0.01 | 0.1 | 13h30 | 0 | 0.01 | 13h30 | 0 | 0 | 13h30 | 0 | 0.01 | 13h30 | 0 | 0 | 13h30 | 0 | 0 | 13h30 | 0 | 0 | 13h30 | 0.01 | 0.1 | 13h30 | 0 | 0 | 13h30 | 0 | 0.11 | 13h30 | 0 | 0.03 |  | 13h30 | 0 | 0 |  | 13h30 | 0 | 0.02 |  | 13h30 | 0 | 0.01 |  | 13h30 | 0 | 0 |  | 13h30 | 0 | 0 |  | 13h30 | 0 | 0 |  | 13h30 | 0 | 0 |  | 13h30 | 0 | 0 |  | 13h30 | 0 | 0 |  | 13h30 | 0 | 0 |  | 13h30 | 0 | 0 |  | 13h30 | 0 | 0.02 |  | 13h30 | 0 | 0 |  | 13h30 | 0 | 0.02
14h30 | 0.02 | 0.12 | 14h30 | 0 | 0 | 14h30 | 0.01 | 0.12 | 14h30 | 0.02 | 0.09 | 14h30 | 0 | 0 | 14h30 | 0.01 | 0.1 | 14h30 | 0 | 0.01 | 14h30 | 0 | 0 | 14h30 | 0 | 0.01 | 14h30 | 0 | 0 | 14h30 | 0 | 0 | 14h30 | 0 | 0 | 14h30 | 0.01 | 0.11 | 14h30 | 0 | 0 | 14h30 | 0 | 0.11 | 14h30 | 0 | 0.03 |  | 14h30 | 0 | 0 |  | 14h30 | 0 | 0.02 |  | 14h30 | 0 | 0.01 |  | 14h30 | 0 | 0 |  | 14h30 | 0 | 0 |  | 14h30 | 0 | 0 |  | 14h30 | 0 | 0 |  | 14h30 | 0 | 0 |  | 14h30 | 0 | 0 |  | 14h30 | 0 | 0 |  | 14h30 | 0 | 0 |  | 14h30 | 0 | 0.02 |  | 14h30 | 0 | 0 |  | 14h30 | 0 | 0.02
15h30 | 0.06 | 0.24 | 15h30 | 0 | 0 | 15h30 | 0.04 | 0.16 | 15h30 | 0.06 | 0.22 | 15h30 | 0 | 0 | 15h30 | 0.04 | 0.16 | 15h30 | 0.02 | 0.12 | 15h30 | 0 | 0 | 15h30 | 0 | 0.08 | 15h30 | 0 | 0.05 | 15h30 | 0 | 0 | 15h30 | 0 | 0.02 | 15h30 | 0.05 | 0.24 | 15h30 | 0 | 0 | 15h30 | 0.03 | 0.17 | 15h30 | 0.02 | 0.12 |  | 15h30 | 0 | 0 |  | 15h30 | 0 | 0.06 |  | 15h30 | 0.02 | 0.09 |  | 15h30 | 0 | 0 |  | 15h30 | 0 | 0.05 |  | 15h30 | 0 | 0 |  | 15h30 | 0 | 0 |  | 15h30 | 0 | 0 |  | 15h30 | 0 | 0 |  | 15h30 | 0 | 0 |  | 15h30 | 0 | 0 |  | 15h30 | 0.01 | 0.12 |  | 15h30 | 0 | 0 |  | 15h30 | 0 | 0.06
16h30 | 0.1 | 0.34 | 16h30 | 0 | 0 | 16h30 | 0.06 | 0.25 | 16h30 | 0.1 | 0.33 | 16h30 | 0 | 0 | 16h30 | 0.07 | 0.24 | 16h30 | 0.04 | 0.22 | 16h30 | 0 | 0 | 16h30 | 0.01 | 0.15 | 16h30 | 0 | 0.1 | 16h30 | 0 | 0 | 16h30 | 0 | 0.06 | 16h30 | 0.09 | 0.35 | 16h30 | 0 | 0 | 16h30 | 0.06 | 0.26 | 16h30 | 0.04 | 0.2 |  | 16h30 | 0 | 0 |  | 16h30 | 0.02 | 0.14 |  | 16h30 | 0.04 | 0.18 |  | 16h30 | 0 | 0 |  | 16h30 | 0.03 | 0.13 |  | 16h30 | 0 | 0.02 |  | 16h30 | 0 | 0 |  | 16h30 | 0 | 0 |  | 16h30 | 0 | 0 |  | 16h30 | 0 | 0 |  | 16h30 | 0 | 0 |  | 16h30 | 0.04 | 0.2 |  | 16h30 | 0 | 0 |  | 16h30 | 0.02 | 0.14
17h30 | 0.11 | 0.38 | 17h30 | 0 | 0 | 17h30 | 0.08 | 0.3 | 17h30 | 0.11 | 0.37 | 17h30 | 0 | 0 | 17h30 | 0.08 | 0.3 | 17h30 | 0.05 | 0.26 | 17h30 | 0 | 0 | 17h30 | 0.03 | 0.19 | 17h30 | 0 | 0.15 | 17h30 | 0 | 0 | 17h30 | 0 | 0.1 | 17h30 | 0.11 | 0.39 | 17h30 | 0 | 0 | 17h30 | 0.08 | 0.31 | 17h30 | 0.06 | 0.25 |  | 17h30 | 0 | 0 |  | 17h30 | 0.04 | 0.19 |  | 17h30 | 0.06 | 0.23 |  | 17h30 | 0 | 0 |  | 17h30 | 0.05 | 0.18 |  | 17h30 | 0 | 0.07 |  | 17h30 | 0 | 0 |  | 17h30 | 0 | 0.04 |  | 17h30 | 0 | 0 |  | 17h30 | 0 | 0 |  | 17h30 | 0 | 0 |  | 17h30 | 0.06 | 0.26 |  | 17h30 | 0 | 0 |  | 17h30 | 0.04 | 0.2
18h30 | 0.14 | 0.49 | 18h30 | 0.13 | 0.45 | 18h30 | 0.12 | 0.41 | 18h30 | 0.15 | 0.49 | 18h30 | 0.14 | 0.45 | 18h30 | 0.12 | 0.41 | 18h30 | 0.09 | 0.36 | 18h30 | 0.09 | 0.33 | 18h30 | 0.08 | 0.32 | 18h30 | 0.04 | 0.27 | 18h30 | 0.04 | 0.24 | 18h30 | 0.04 | 0.24 | 18h30 | 0.15 | 0.51 | 18h30 | 0.14 | 0.46 | 18h30 | 0.12 | 0.43 | 18h30 | 0.09 | 0.35 |  | 18h30 | 0.09 | 0.32 |  | 18h30 | 0.08 | 0.29 |  | 18h30 | 0.1 | 0.34 |  | 18h30 | 0.09 | 0.32 |  | 18h30 | 0.08 | 0.29 |  | 18h30 | 0.02 | 0.19 |  | 18h30 | 0.02 | 0.17 |  | 18h30 | 0.02 | 0.17 |  | 18h30 | 0 | 0.06 |  | 18h30 | 0 | 0.06 |  | 18h30 | 0 | 0.06 |  | 18h30 | 0.09 | 0.37 |  | 18h30 | 0.09 | 0.33 |  | 18h30 | 0.08 | 0.31
19h30 | 0.07 | 0.32 | 19h30 | 0.13 | 0.45 | 19h30 | 0.06 | 0.26 | 19h30 | 0.07 | 0.33 | 19h30 | 0.14 | 0.45 | 19h30 | 0.06 | 0.26 | 19h30 | 0.06 | 0.2 | 19h30 | 0.09 | 0.33 | 19h30 | 0.06 | 0.2 | 19h30 | 0.04 | 0.19 | 19h30 | 0.04 | 0.24 | 19h30 | 0.04 | 0.18 | 19h30 | 0.08 | 0.35 | 19h30 | 0.14 | 0.46 | 19h30 | 0.07 | 0.28 | 19h30 | 0.06 | 0.19 |  | 19h30 | 0.09 | 0.32 |  | 19h30 | 0.06 | 0.18 |  | 19h30 | 0.06 | 0.2 |  | 19h30 | 0.09 | 0.32 |  | 19h30 | 0.06 | 0.19 |  | 19h30 | 0.02 | 0.15 |  | 19h30 | 0.02 | 0.17 |  | 19h30 | 0.02 | 0.13 |  | 19h30 | 0 | 0.06 |  | 19h30 | 0 | 0.06 |  | 19h30 | 0 | 0.06 |  | 19h30 | 0.06 | 0.2 |  | 19h30 | 0.09 | 0.33 |  | 19h30 | 0.06 | 0.19
20h30 | 0 | 0.15 | 20h30 | 0 | 0.27 | 20h30 | 0 | 0.1 | 20h30 | 0 | 0.16 | 20h30 | 0 | 0.27 | 20h30 | 0 | 0.1 | 20h30 | 0 | 0.01 | 20h30 | 0 | 0.09 | 20h30 | 0 | 0 | 20h30 | 0 | 0 | 20h30 | 0 | 0 | 20h30 | 0 | 0 | 20h30 | 0 | 0.18 | 20h30 | 0 | 0.29 | 20h30 | 0 | 0.13 | 20h30 | 0 | 0.01 |  | 20h30 | 0 | 0.1 |  | 20h30 | 0 | 0 |  | 20h30 | 0 | 0.02 |  | 20h30 | 0 | 0.1 |  | 20h30 | 0 | 0 |  | 20h30 | 0 | 0 |  | 20h30 | 0 | 0 |  | 20h30 | 0 | 0 |  | 20h30 | 0 | 0 |  | 20h30 | 0 | 0 |  | 20h30 | 0 | 0 |  | 20h30 | 0 | 0.03 |  | 20h30 | 0 | 0.13 |  | 20h30 | 0 | 0.01
21h30 | 0 | 0.26 | 21h30 | 0 | 0.33 | 21h30 | 0 | 0.22 | 21h30 | 0 | 0.27 | 21h30 | 0 | 0.34 | 21h30 | 0 | 0.23 | 21h30 | 0 | 0.1 | 21h30 | 0 | 0.14 | 21h30 | 0 | 0.08 | 21h30 | 0 | 0.02 | 21h30 | 0 | 0.03 | 21h30 | 0 | 0 | 21h30 | 0 | 0.29 | 21h30 | 0 | 0.37 | 21h30 | 0 | 0.25 | 21h30 | 0 | 0.11 |  | 21h30 | 0 | 0.14 |  | 21h30 | 0 | 0.08 |  | 21h30 | 0 | 0.11 |  | 21h30 | 0 | 0.14 |  | 21h30 | 0 | 0.08 |  | 21h30 | 0 | 0 |  | 21h30 | 0 | 0 |  | 21h30 | 0 | 0 |  | 21h30 | 0 | 0 |  | 21h30 | 0 | 0 |  | 21h30 | 0 | 0 |  | 21h30 | 0 | 0.14 |  | 21h30 | 0 | 0.18 |  | 21h30 | 0 | 0.11
22h30 | 0 | 0.34 | 22h30 | 0 | 0.39 | 22h30 | 0 | 0.31 | 22h30 | 0 | 0.36 | 22h30 | 0 | 0.4 | 22h30 | 0 | 0.32 | 22h30 | 0 | 0.18 | 22h30 | 0 | 0.2 | 22h30 | 0 | 0.15 | 22h30 | 0 | 0.06 | 22h30 | 0 | 0.07 | 22h30 | 0 | 0.04 | 22h30 | 0 | 0.38 | 22h30 | 0 | 0.43 | 22h30 | 0 | 0.35 | 22h30 | 0 | 0.18 |  | 22h30 | 0 | 0.2 |  | 22h30 | 0 | 0.15 |  | 22h30 | 0 | 0.19 |  | 22h30 | 0 | 0.2 |  | 22h30 | 0 | 0.16 |  | 22h30 | 0 | 0 |  | 22h30 | 0 | 0 |  | 22h30 | 0 | 0 |  | 22h30 | 0 | 0 |  | 22h30 | 0 | 0 |  | 22h30 | 0 | 0 |  | 22h30 | 0 | 0.22 |  | 22h30 | 0 | 0.24 |  | 22h30 | 0 | 0.19
23h30 | 0 | 0.4 | 23h30 | 0 | 0.44 | 23h30 | 0 | 0.37 | 23h30 | 0 | 0.41 | 23h30 | 0 | 0.45 | 23h30 | 0 | 0.39 | 23h30 | 0 | 0.24 | 23h30 | 0 | 0.26 | 23h30 | 0 | 0.21 | 23h30 | 0 | 0.11 | 23h30 | 0 | 0.12 | 23h30 | 0 | 0.09 | 23h30 | 0 | 0.44 | 23h30 | 0 | 0.48 | 23h30 | 0 | 0.41 | 23h30 | 0 | 0.24 |  | 23h30 | 0 | 0.25 |  | 23h30 | 0 | 0.21 |  | 23h30 | 0 | 0.24 |  | 23h30 | 0 | 0.26 |  | 23h30 | 0 | 0.22 |  | 23h30 | 0 | 0.03 |  | 23h30 | 0 | 0.03 |  | 23h30 | 0 | 0.02 |  | 23h30 | 0 | 0 |  | 23h30 | 0 | 0 |  | 23h30 | 0 | 0 |  | 23h30 | 0 | 0.28 |  | 23h30 | 0 | 0.29 |  | 23h30 | 0 | 0.25
00h30 | 0 | 0.27 | 00h30 | 0 | 0.11 | 00h30 | 0 | 0.24 | 00h30 | 0 | 0.27 | 00h30 | 0 | 0.12 | 00h30 | 0 | 0.24 | 00h30 | 0 | 0.15 | 00h30 | 0 | 0.1 | 00h30 | 0 | 0.14 | 00h30 | 0 | 0.07 | 00h30 | 0 | 0.08 | 00h30 | 0 | 0.06 | 00h30 | 0 | 0.29 | 00h30 | 0 | 0.12 | 00h30 | 0 | 0.26 | 00h30 | 0 | 0.16 |  | 00h30 | 0 | 0.09 |  | 00h30 | 0 | 0.14 |  | 00h30 | 0 | 0.15 |  | 00h30 | 0 | 0.1 |  | 00h30 | 0 | 0.15 |  | 00h30 | 0 | 0.03 |  | 00h30 | 0 | 0.03 |  | 00h30 | 0 | 0.02 |  | 00h30 | 0 | 0 |  | 00h30 | 0 | 0 |  | 00h30 | 0 | 0 |  | 00h30 | 0 | 0.17 |  | 00h30 | 0 | 0.1 |  | 00h30 | 0 | 0.16
01h30 | 0 | 0 | 01h30 | 0 | 0 | 01h30 | 0 | 0 | 01h30 | 0 | 0 | 01h30 | 0 | 0 | 01h30 | 0 | 0 | 01h30 | 0 | 0 | 01h30 | 0 | 0 | 01h30 | 0 | 0 | 01h30 | 0 | 0 | 01h30 | 0 | 0 | 01h30 | 0 | 0 | 01h30 | 0 | 0 | 01h30 | 0 | 0 | 01h30 | 0 | 0 | 01h30 | 0 | 0 |  | 01h30 | 0 | 0 |  | 01h30 | 0 | 0 |  | 01h30 | 0 | 0 |  | 01h30 | 0 | 0 |  | 01h30 | 0 | 0 |  | 01h30 | 0 | 0 |  | 01h30 | 0 | 0 |  | 01h30 | 0 | 0 |  | 01h30 | 0 | 0 |  | 01h30 | 0 | 0 |  | 01h30 | 0 | 0 |  | 01h30 | 0 | 0 |  | 01h30 | 0 | 0 |  | 01h30 | 0 | 0
02h30 | 0 | 0 | 02h30 | 0 | 0 | 02h30 | 0 | 0 | 02h30 | 0 | 0 | 02h30 | 0 | 0 | 02h30 | 0 | 0 | 02h30 | 0 | 0 | 02h30 | 0 | 0 | 02h30 | 0 | 0 | 02h30 | 0 | 0 | 02h30 | 0 | 0 | 02h30 | 0 | 0 | 02h30 | 0 | 0 | 02h30 | 0 | 0 | 02h30 | 0 | 0 | 02h30 | 0 | 0 |  | 02h30 | 0 | 0 |  | 02h30 | 0 | 0 |  | 02h30 | 0 | 0 |  | 02h30 | 0 | 0 |  | 02h30 | 0 | 0 |  | 02h30 | 0 | 0 |  | 02h30 | 0 | 0 |  | 02h30 | 0 | 0 |  | 02h30 | 0 | 0 |  | 02h30 | 0 | 0 |  | 02h30 | 0 | 0 |  | 02h30 | 0 | 0 |  | 02h30 | 0 | 0 |  | 02h30 | 0 | 0
03h30 | 0 | 0 | 03h30 | 0 | 0 | 03h30 | 0 | 0 | 03h30 | 0 | 0 | 03h30 | 0 | 0 | 03h30 | 0 | 0 | 03h30 | 0 | 0 | 03h30 | 0 | 0 | 03h30 | 0 | 0 | 03h30 | 0 | 0 | 03h30 | 0 | 0 | 03h30 | 0 | 0 | 03h30 | 0 | 0 | 03h30 | 0 | 0 | 03h30 | 0 | 0 | 03h30 | 0 | 0 |  | 03h30 | 0 | 0 |  | 03h30 | 0 | 0 |  | 03h30 | 0 | 0 |  | 03h30 | 0 | 0 |  | 03h30 | 0 | 0 |  | 03h30 | 0 | 0 |  | 03h30 | 0 | 0 |  | 03h30 | 0 | 0 |  | 03h30 | 0 | 0 |  | 03h30 | 0 | 0 |  | 03h30 | 0 | 0 |  | 03h30 | 0 | 0 |  | 03h30 | 0 | 0 |  | 03h30 | 0 | 0
04h30 | 0 | 0 | 04h30 | 0 | 0 | 04h30 | 0 | 0 | 04h30 | 0 | 0 | 04h30 | 0 | 0 | 04h30 | 0 | 0 | 04h30 | 0 | 0 | 04h30 | 0 | 0 | 04h30 | 0 | 0 | 04h30 | 0 | 0 | 04h30 | 0 | 0 | 04h30 | 0 | 0 | 04h30 | 0 | 0 | 04h30 | 0 | 0 | 04h30 | 0 | 0 | 04h30 | 0 | 0 |  | 04h30 | 0 | 0 |  | 04h30 | 0 | 0 |  | 04h30 | 0 | 0 |  | 04h30 | 0 | 0 |  | 04h30 | 0 | 0 |  | 04h30 | 0 | 0 |  | 04h30 | 0 | 0 |  | 04h30 | 0 | 0 |  | 04h30 | 0 | 0 |  | 04h30 | 0 | 0 |  | 04h30 | 0 | 0 |  | 04h30 | 0 | 0 |  | 04h30 | 0 | 0 |  | 04h30 | 0 | 0
05h30 | 0 | 0 | 05h30 | 0 | 0 | 05h30 | 0 | 0 | 05h30 | 0 | 0 | 05h30 | 0 | 0 | 05h30 | 0 | 0 | 05h30 | 0 | 0 | 05h30 | 0 | 0 | 05h30 | 0 | 0 | 05h30 | 0 | 0 | 05h30 | 0 | 0 | 05h30 | 0 | 0 | 05h30 | 0 | 0 | 05h30 | 0 | 0 | 05h30 | 0 | 0 | 05h30 | 0 | 0 |  | 05h30 | 0 | 0 |  | 05h30 | 0 | 0 |  | 05h30 | 0 | 0 |  | 05h30 | 0 | 0 |  | 05h30 | 0 | 0 |  | 05h30 | 0 | 0 |  | 05h30 | 0 | 0 |  | 05h30 | 0 | 0 |  | 05h30 | 0 | 0 |  | 05h30 | 0 | 0 |  | 05h30 | 0 | 0 |  | 05h30 | 0 | 0 |  | 05h30 | 0 | 0 |  | 05h30 | 0 | 0
06h30 | 0 | 0 | 06h30 | 0 | 0 | 06h30 | 0 | 0 | 06h30 | 0 | 0 | 06h30 | 0 | 0 | 06h30 | 0 | 0 | 06h30 | 0 | 0 | 06h30 | 0 | 0 | 06h30 | 0 | 0 | 06h30 | 0 | 0 | 06h30 | 0 | 0 | 06h30 | 0 | 0 | 06h30 | 0 | 0 | 06h30 | 0 | 0 | 06h30 | 0 | 0 | 06h30 | 0 | 0 |  | 06h30 | 0 | 0 |  | 06h30 | 0 | 0 |  | 06h30 | 0 | 0 |  | 06h30 | 0 | 0 |  | 06h30 | 0 | 0 |  | 06h30 | 0 | 0 |  | 06h30 | 0 | 0 |  | 06h30 | 0 | 0 |  | 06h30 | 0 | 0 |  | 06h30 | 0 | 0 |  | 06h30 | 0 | 0 |  | 06h30 | 0 | 0 |  | 06h30 | 0 | 0 |  | 06h30 | 0 | 0
07h30 | 0.14 | 0.61 | 07h30 | 0.14 | 0.62 | 07h30 | 0.14 | 0.61 | 07h30 | 0.14 | 0.6 | 07h30 | 0.14 | 0.61 | 07h30 | 0.13 | 0.6 | 07h30 | 0.09 | 0.53 | 07h30 | 0.09 | 0.54 | 07h30 | 0.09 | 0.53 | 07h30 | 0.05 | 0.46 | 07h30 | 0.05 | 0.46 | 07h30 | 0.05 | 0.45 | 07h30 | 0.14 | 0.62 | 07h30 | 0.14 | 0.63 | 07h30 | 0.14 | 0.62 | 07h30 | 0.08 | 0.44 |  | 07h30 | 0.08 | 0.44 |  | 07h30 | 0.08 | 0.44 |  | 07h30 | 0.08 | 0.43 |  | 07h30 | 0.08 | 0.43 |  | 07h30 | 0.08 | 0.43 |  | 07h30 | 0.02 | 0.37 |  | 07h30 | 0.02 | 0.37 |  | 07h30 | 0.02 | 0.37 |  | 07h30 | 0 | 0.27 |  | 07h30 | 0 | 0.27 |  | 07h30 | 0 | 0.27 |  | 07h30 | 0.08 | 0.45 |  | 07h30 | 0.08 | 0.45 |  | 07h30 | 0.08 | 0.45
08h30 | 0.18 | 0.94 | 08h30 | 0.19 | 0.95 | 08h30 | 0.17 | 0.93 | 08h30 | 0.17 | 0.9 | 08h30 | 0.17 | 0.92 | 08h30 | 0.16 | 0.89 | 08h30 | 0.09 | 0.75 | 08h30 | 0.09 | 0.76 | 08h30 | 0.09 | 0.74 | 08h30 | 0.05 | 0.58 | 08h30 | 0.05 | 0.59 | 08h30 | 0.05 | 0.57 | 08h30 | 0.18 | 0.96 | 08h30 | 0.18 | 0.98 | 08h30 | 0.17 | 0.95 | 08h30 | 0.09 | 0.69 |  | 08h30 | 0.09 | 0.7 |  | 08h30 | 0.08 | 0.69 |  | 08h30 | 0.08 | 0.66 |  | 08h30 | 0.08 | 0.66 |  | 08h30 | 0.08 | 0.65 |  | 08h30 | 0.02 | 0.49 |  | 08h30 | 0.02 | 0.5 |  | 08h30 | 0.02 | 0.49 |  | 08h30 | 0 | 0.28 |  | 08h30 | 0 | 0.28 |  | 08h30 | 0 | 0.28 |  | 08h30 | 0.08 | 0.72 |  | 08h30 | 0.09 | 0.72 |  | 08h30 | 0.08 | 0.71
09h30 | 0.04 | 0.33 | 09h30 | 0.04 | 0.34 | 09h30 | 0.34 | 1.31 | 09h30 | 0.03 | 0.3 | 09h30 | 0.03 | 0.31 | 09h30 | 0.32 | 1.25 | 09h30 | 0 | 0.22 | 09h30 | 0 | 0.22 | 09h30 | 0.23 | 1.06 | 09h30 | 0 | 0.12 | 09h30 | 0 | 0.13 | 09h30 | 0.16 | 0.85 | 09h30 | 0.04 | 0.34 | 09h30 | 0.04 | 0.35 | 09h30 | 0.34 | 1.33 | 09h30 | 0.01 | 0.26 |  | 09h30 | 0.01 | 0.26 |  | 09h30 | 0.27 | 1.13 |  | 09h30 | 0 | 0.23 |  | 09h30 | 0 | 0.23 |  | 09h30 | 0.25 | 1.06 |  | 09h30 | 0 | 0.13 |  | 09h30 | 0 | 0.13 |  | 09h30 | 0.15 | 0.83 |  | 09h30 | 0 | 0.01 |  | 09h30 | 0 | 0.01 |  | 09h30 | 0.07 | 0.57 |  | 09h30 | 0 | 0.27 |  | 09h30 | 0 | 0.27 |  | 09h30 | 0.26 | 1.15
10h30 | 0 | 0 | 10h30 | 0 | 0 | 10h30 | 0.42 | 1.36 | 10h30 | 0 | 0 | 10h30 | 0 | 0 | 10h30 | 0.4 | 1.31 | 10h30 | 0 | 0 | 10h30 | 0 | 0 | 10h30 | 0.32 | 1.17 | 10h30 | 0 | 0 | 10h30 | 0 | 0 | 10h30 | 0.25 | 1.01 | 10h30 | 0 | 0 | 10h30 | 0 | 0 | 10h30 | 0.41 | 1.37 | 10h30 | 0 | 0 |  | 10h30 | 0 | 0 |  | 10h30 | 0.35 | 1.19 |  | 10h30 | 0 | 0 |  | 10h30 | 0 | 0 |  | 10h30 | 0.33 | 1.14 |  | 10h30 | 0 | 0 |  | 10h30 | 0 | 0 |  | 10h30 | 0.24 | 0.97 |  | 10h30 | 0 | 0 |  | 10h30 | 0 | 0 |  | 10h30 | 0.14 | 0.76 |  | 10h30 | 0 | 0 |  | 10h30 | 0 | 0 |  | 10h30 | 0.34 | 1.21
11h30 | 0 | 0 | 11h30 | 0 | 0 | 11h30 | 0.36 | 1.21 | 11h30 | 0 | 0 | 11h30 | 0 | 0 | 11h30 | 0.35 | 1.16 | 11h30 | 0 | 0 | 11h30 | 0 | 0 | 11h30 | 0.28 | 1.04 | 11h30 | 0 | 0 | 11h30 | 0 | 0 | 11h30 | 0.22 | 0.91 | 11h30 | 0 | 0 | 11h30 | 0 | 0 | 11h30 | 0.35 | 1.22 | 11h30 | 0 | 0 |  | 11h30 | 0 | 0 |  | 11h30 | 0.31 | 1.05 |  | 11h30 | 0 | 0 |  | 11h30 | 0 | 0 |  | 11h30 | 0.28 | 1 |  | 11h30 | 0 | 0 |  | 11h30 | 0 | 0 |  | 11h30 | 0.2 | 0.86 |  | 11h30 | 0 | 0 |  | 11h30 | 0 | 0 |  | 11h30 | 0.13 | 0.69 |  | 11h30 | 0 | 0 |  | 11h30 | 0 | 0 |  | 11h30 | 0.29 | 1.06
12h30 | 0 | 0 | 12h30 | 0 | 0 | 12h30 | 0.33 | 1.12 | 12h30 | 0 | 0 | 12h30 | 0 | 0 | 12h30 | 0.31 | 1.07 | 12h30 | 0 | 0 | 12h30 | 0 | 0 | 12h30 | 0.26 | 0.96 | 12h30 | 0 | 0 | 12h30 | 0 | 0 | 12h30 | 0.21 | 0.84 | 12h30 | 0 | 0 | 12h30 | 0 | 0 | 12h30 | 0.32 | 1.13 | 12h30 | 0 | 0 |  | 12h30 | 0 | 0 |  | 12h30 | 0.28 | 0.96 |  | 12h30 | 0 | 0 |  | 12h30 | 0 | 0 |  | 12h30 | 0.26 | 0.92 |  | 12h30 | 0 | 0 |  | 12h30 | 0 | 0 |  | 12h30 | 0.19 | 0.79 |  | 12h30 | 0 | 0 |  | 12h30 | 0 | 0 |  | 12h30 | 0.13 | 0.65 |  | 12h30 | 0 | 0 |  | 12h30 | 0 | 0 |  | 12h30 | 0.26 | 0.97
13h30 | 0.29 | 0.93 | 13h30 | 0 | 0 | 13h30 | 0.32 | 1.09 | 13h30 | 0.28 | 0.91 | 13h30 | 0 | 0 | 13h30 | 0.31 | 1.05 | 13h30 | 0.24 | 0.85 | 13h30 | 0 | 0 | 13h30 | 0.25 | 0.94 | 13h30 | 0.21 | 0.78 | 13h30 | 0 | 0 | 13h30 | 0.21 | 0.83 | 13h30 | 0.28 | 0.94 | 13h30 | 0 | 0 | 13h30 | 0.31 | 1.1 | 13h30 | 0.23 | 0.79 |  | 13h30 | 0 | 0 |  | 13h30 | 0.27 | 0.94 |  | 13h30 | 0.22 | 0.77 |  | 13h30 | 0 | 0 |  | 13h30 | 0.25 | 0.9 |  | 13h30 | 0.18 | 0.7 |  | 13h30 | 0 | 0 |  | 13h30 | 0.19 | 0.78 |  | 13h30 | 0.14 | 0.61 |  | 13h30 | 0 | 0 |  | 13h30 | 0.13 | 0.64 |  | 13h30 | 0.22 | 0.8 |  | 13h30 | 0 | 0 |  | 13h30 | 0.26 | 0.95
14h30 | 0.48 | 1.48 | 14h30 | 0 | 0 | 14h30 | 0.3 | 1.02 | 14h30 | 0.46 | 1.42 | 14h30 | 0 | 0 | 14h30 | 0.28 | 0.98 | 14h30 | 0.38 | 1.29 | 14h30 | 0 | 0 | 14h30 | 0.23 | 0.87 | 14h30 | 0.31 | 1.14 | 14h30 | 0 | 0 | 14h30 | 0.19 | 0.76 | 14h30 | 0.46 | 1.48 | 14h30 | 0 | 0 | 14h30 | 0.29 | 1.03 | 14h30 | 0.4 | 1.28 |  | 14h30 | 0 | 0 |  | 14h30 | 0.25 | 0.88 |  | 14h30 | 0.38 | 1.22 |  | 14h30 | 0 | 0 |  | 14h30 | 0.23 | 0.84 |  | 14h30 | 0.29 | 1.07 |  | 14h30 | 0 | 0 |  | 14h30 | 0.18 | 0.72 |  | 14h30 | 0.2 | 0.88 |  | 14h30 | 0 | 0 |  | 14h30 | 0.13 | 0.6 |  | 14h30 | 0.38 | 1.28 |  | 14h30 | 0 | 0 |  | 14h30 | 0.24 | 0.89
15h30 | 0.46 | 1.4 | 15h30 | 0 | 0 | 15h30 | 0.25 | 0.86 | 15h30 | 0.43 | 1.32 | 15h30 | 0 | 0 | 15h30 | 0.23 | 0.82 | 15h30 | 0.34 | 1.18 | 15h30 | 0 | 0 | 15h30 | 0.18 | 0.72 | 15h30 | 0.27 | 1 | 15h30 | 0 | 0 | 15h30 | 0.15 | 0.63 | 15h30 | 0.44 | 1.4 | 15h30 | 0 | 0 | 15h30 | 0.24 | 0.86 | 15h30 | 0.4 | 1.25 |  | 15h30 | 0 | 0 |  | 15h30 | 0.21 | 0.74 |  | 15h30 | 0.37 | 1.16 |  | 15h30 | 0 | 0 |  | 15h30 | 0.19 | 0.69 |  | 15h30 | 0.26 | 0.98 |  | 15h30 | 0 | 0 |  | 15h30 | 0.14 | 0.59 |  | 15h30 | 0.17 | 0.77 |  | 15h30 | 0 | 0 |  | 15h30 | 0.09 | 0.48 |  | 15h30 | 0.38 | 1.24 |  | 15h30 | 0 | 0 |  | 15h30 | 0.19 | 0.74
16h30 | 0.31 | 0.96 | 16h30 | 0 | 0 | 16h30 | 0.19 | 0.65 | 16h30 | 0.29 | 0.9 | 16h30 | 0 | 0 | 16h30 | 0.18 | 0.62 | 16h30 | 0.23 | 0.8 | 16h30 | 0 | 0 | 16h30 | 0.14 | 0.55 | 16h30 | 0.17 | 0.67 | 16h30 | 0 | 0 | 16h30 | 0.1 | 0.48 | 16h30 | 0.29 | 0.95 | 16h30 | 0 | 0 | 16h30 | 0.19 | 0.65 | 16h30 | 0.27 | 0.84 |  | 16h30 | 0 | 0 |  | 16h30 | 0.16 | 0.57 |  | 16h30 | 0.24 | 0.77 |  | 16h30 | 0 | 0 |  | 16h30 | 0.15 | 0.54 |  | 16h30 | 0.17 | 0.65 |  | 16h30 | 0 | 0 |  | 16h30 | 0.09 | 0.45 |  | 16h30 | 0.1 | 0.5 |  | 16h30 | 0 | 0 |  | 16h30 | 0.06 | 0.37 |  | 16h30 | 0.25 | 0.83 |  | 16h30 | 0 | 0 |  | 16h30 | 0.16 | 0.57
17h30 | 0.23 | 0.68 | 17h30 | 0 | 0 | 17h30 | 0.16 | 0.49 | 17h30 | 0.21 | 0.63 | 17h30 | 0 | 0 | 17h30 | 0.14 | 0.45 | 17h30 | 0.16 | 0.55 | 17h30 | 0 | 0 | 17h30 | 0.1 | 0.38 | 17h30 | 0.12 | 0.45 | 17h30 | 0 | 0 | 17h30 | 0.07 | 0.32 | 17h30 | 0.21 | 0.67 | 17h30 | 0 | 0 | 17h30 | 0.15 | 0.48 | 17h30 | 0.2 | 0.58 |  | 17h30 | 0 | 0 |  | 17h30 | 0.13 | 0.41 |  | 17h30 | 0.17 | 0.52 |  | 17h30 | 0 | 0 |  | 17h30 | 0.11 | 0.37 |  | 17h30 | 0.12 | 0.43 |  | 17h30 | 0 | 0 |  | 17h30 | 0.06 | 0.29 |  | 17h30 | 0.07 | 0.31 |  | 17h30 | 0 | 0 |  | 17h30 | 0.03 | 0.21 |  | 17h30 | 0.18 | 0.57 |  | 17h30 | 0 | 0 |  | 17h30 | 0.12 | 0.4
18h30 | 0.19 | 0.58 | 18h30 | 0.21 | 0.58 | 18h30 | 0.16 | 0.49 | 18h30 | 0.17 | 0.54 | 18h30 | 0.19 | 0.53 | 18h30 | 0.14 | 0.45 | 18h30 | 0.14 | 0.48 | 18h30 | 0.14 | 0.45 | 18h30 | 0.1 | 0.38 | 18h30 | 0.11 | 0.41 | 18h30 | 0.11 | 0.36 | 18h30 | 0.06 | 0.32 | 18h30 | 0.17 | 0.57 | 18h30 | 0.2 | 0.57 | 18h30 | 0.15 | 0.48 | 18h30 | 0.16 | 0.5 |  | 18h30 | 0.19 | 0.53 |  | 18h30 | 0.13 | 0.41 |  | 18h30 | 0.14 | 0.47 |  | 18h30 | 0.17 | 0.47 |  | 18h30 | 0.11 | 0.37 |  | 18h30 | 0.1 | 0.39 |  | 18h30 | 0.11 | 0.38 |  | 18h30 | 0.06 | 0.29 |  | 18h30 | 0.07 | 0.31 |  | 18h30 | 0.06 | 0.26 |  | 18h30 | 0.02 | 0.21 |  | 18h30 | 0.15 | 0.5 |  | 18h30 | 0.17 | 0.51 |  | 18h30 | 0.12 | 0.4
19h30 | 0 | 0.2 | 19h30 | 0.21 | 0.64 | 19h30 | 0 | 0.12 | 19h30 | 0 | 0.16 | 19h30 | 0.19 | 0.56 | 19h30 | 0 | 0.08 | 19h30 | 0 | 0.09 | 19h30 | 0.14 | 0.45 | 19h30 | 0 | 0 | 19h30 | 0 | 0.03 | 19h30 | 0.11 | 0.36 | 19h30 | 0 | 0 | 19h30 | 0 | 0.19 | 19h30 | 0.2 | 0.61 | 19h30 | 0 | 0.11 | 19h30 | 0 | 0.12 |  | 19h30 | 0.19 | 0.53 |  | 19h30 | 0 | 0.04 |  | 19h30 | 0 | 0.08 |  | 19h30 | 0.17 | 0.47 |  | 19h30 | 0 | 0 |  | 19h30 | 0 | 0 |  | 19h30 | 0.11 | 0.38 |  | 19h30 | 0 | 0 |  | 19h30 | 0 | 0 |  | 19h30 | 0.06 | 0.26 |  | 19h30 | 0.01 | 0 |  | 19h30 | 0 | 0.11 |  | 19h30 | 0.17 | 0.51 |  | 19h30 | 0 | 0.02
20h30 | 0 | 0.2 | 20h30 | 0.03 | 0.45 | 20h30 | 0 | 0.12 | 20h30 | 0 | 0.16 | 20h30 | 0.01 | 0.38 | 20h30 | 0 | 0.08 | 20h30 | 0 | 0.09 | 20h30 | 0 | 0.28 | 20h30 | 0 | 0 | 20h30 | 0 | 0.03 | 20h30 | 0 | 0.17 | 20h30 | 0 | 0 | 20h30 | 0 | 0.19 | 20h30 | 0.02 | 0.43 | 20h30 | 0 | 0.11 | 20h30 | 0 | 0.12 |  | 20h30 | 0 | 0.31 |  | 20h30 | 0 | 0.04 |  | 20h30 | 0 | 0.08 |  | 20h30 | 0 | 0.24 |  | 20h30 | 0 | 0 |  | 20h30 | 0 | 0 |  | 20h30 | 0 | 0.13 |  | 20h30 | 0 | 0 |  | 20h30 | 0 | 0 |  | 20h30 | 0 | 0 |  | 20h30 | 0 | 0 |  | 20h30 | 0 | 0.11 |  | 20h30 | 0 | 0.29 |  | 20h30 | 0 | 0.02
21h30 | 0 | 0.25 | 21h30 | 0.03 | 0.47 | 21h30 | 0 | 0.18 | 21h30 | 0 | 0.22 | 21h30 | 0.01 | 0.42 | 21h30 | 0 | 0.15 | 21h30 | 0 | 0.1 | 21h30 | 0 | 0.31 | 21h30 | 0 | 0.02 | 21h30 | 0 | 0.01 | 21h30 | 0 | 0.18 | 21h30 | 0 | 0 | 21h30 | 0 | 0.25 | 21h30 | 0.02 | 0.46 | 21h30 | 0 | 0.18 | 21h30 | 0 | 0.13 |  | 21h30 | 0 | 0.32 |  | 21h30 | 0 | 0.06 |  | 21h30 | 0 | 0.1 |  | 21h30 | 0 | 0.26 |  | 21h30 | 0 | 0.03 |  | 21h30 | 0 | 0 |  | 21h30 | 0 | 0.13 |  | 21h30 | 0 | 0 |  | 21h30 | 0 | 0 |  | 21h30 | 0 | 0 |  | 21h30 | 0 | 0 |  | 21h30 | 0 | 0.14 |  | 21h30 | 0 | 0.31 |  | 21h30 | 0 | 0.06
22h30 | 0 | 0.31 | 22h30 | 0 | 0.58 | 22h30 | 0 | 0.27 | 22h30 | 0 | 0.3 | 22h30 | 0 | 0.55 | 22h30 | 0 | 0.25 | 22h30 | 0 | 0.16 | 22h30 | 0 | 0.42 | 22h30 | 0 | 0.12 | 22h30 | 0 | 0.08 | 22h30 | 0 | 0.3 | 22h30 | 0 | 0.05 | 22h30 | 0 | 0.33 | 22h30 | 0 | 0.58 | 22h30 | 0 | 0.28 | 22h30 | 0 | 0.17 |  | 22h30 | 0 | 0.42 |  | 22h30 | 0 | 0.13 |  | 22h30 | 0 | 0.15 |  | 22h30 | 0 | 0.38 |  | 22h30 | 0 | 0.11 |  | 22h30 | 0 | 0.03 |  | 22h30 | 0 | 0.23 |  | 22h30 | 0 | 0 |  | 22h30 | 0 | 0 |  | 22h30 | 0 | 0.09 |  | 22h30 | 0 | 0 |  | 22h30 | 0 | 0.18 |  | 22h30 | 0 | 0.42 |  | 22h30 | 0 | 0.14
23h30 | 0 | 0.4 | 23h30 | 0 | 0.63 | 23h30 | 0 | 0.36 | 23h30 | 0 | 0.39 | 23h30 | 0 | 0.61 | 23h30 | 0 | 0.35 | 23h30 | 0 | 0.25 | 23h30 | 0 | 0.47 | 23h30 | 0 | 0.21 | 23h30 | 0 | 0.16 | 23h30 | 0 | 0.36 | 23h30 | 0 | 0.12 | 23h30 | 0 | 0.42 | 23h30 | 0 | 0.64 | 23h30 | 0 | 0.38 | 23h30 | 0 | 0.24 |  | 23h30 | 0 | 0.46 |  | 23h30 | 0 | 0.21 |  | 23h30 | 0 | 0.23 |  | 23h30 | 0 | 0.43 |  | 23h30 | 0 | 0.19 |  | 23h30 | 0 | 0.08 |  | 23h30 | 0 | 0.28 |  | 23h30 | 0 | 0.03 |  | 23h30 | 0 | 0 |  | 23h30 | 0 | 0.15 |  | 23h30 | 0 | 0 |  | 23h30 | 0 | 0.26 |  | 23h30 | 0 | 0.47 |  | 23h30 | 0 | 0.22
00h30 | 0 | 0.33 | 00h30 | 0 | 0.12 | 00h30 | 0 | 0.27 | 00h30 | 0 | 0.31 | 00h30 | 0 | 0.13 | 00h30 | 0 | 0.25 | 00h30 | 0 | 0.18 | 00h30 | 0 | 0.08 | 00h30 | 0 | 0.11 | 00h30 | 0 | 0.09 | 00h30 | 0 | 0.07 | 00h30 | 0 | 0.07 | 00h30 | 0 | 0.34 | 00h30 | 0 | 0.13 | 00h30 | 0 | 0.28 | 00h30 | 0 | 0.2 |  | 00h30 | 0 | 0.06 |  | 00h30 | 0 | 0.14 |  | 00h30 | 0 | 0.18 |  | 00h30 | 0 | 0.08 |  | 00h30 | 0 | 0.12 |  | 00h30 | 0 | 0.05 |  | 00h30 | 0 | 0.05 |  | 00h30 | 0 | 0.03 |  | 00h30 | 0 | 0 |  | 00h30 | 0 | 0.05 |  | 00h30 | 0 | 0 |  | 00h30 | 0 | 0.21 |  | 00h30 | 0 | 0.08 |  | 00h30 | 0 | 0.15
01h30 | 0 | 0 | 01h30 | 0 | 0 | 01h30 | 0 | 0 | 01h30 | 0 | 0 | 01h30 | 0 | 0 | 01h30 | 0 | 0 | 01h30 | 0 | 0 | 01h30 | 0 | 0 | 01h30 | 0 | 0 | 01h30 | 0 | 0 | 01h30 | 0 | 0 | 01h30 | 0 | 0 | 01h30 | 0 | 0 | 01h30 | 0 | 0 | 01h30 | 0 | 0 | 01h30 | 0 | 0 |  | 01h30 | 0 | 0 |  | 01h30 | 0 | 0 |  | 01h30 | 0 | 0 |  | 01h30 | 0 | 0 |  | 01h30 | 0 | 0 |  | 01h30 | 0 | 0 |  | 01h30 | 0 | 0 |  | 01h30 | 0 | 0 |  | 01h30 | 0 | 0 |  | 01h30 | 0 | 0 |  | 01h30 | 0 | 0 |  | 01h30 | 0 | 0 |  | 01h30 | 0 | 0 |  | 01h30 | 0 | 0
02h30 | 0 | 0 | 02h30 | 0 | 0 | 02h30 | 0 | 0 | 02h30 | 0 | 0 | 02h30 | 0 | 0 | 02h30 | 0 | 0 | 02h30 | 0 | 0 | 02h30 | 0 | 0 | 02h30 | 0 | 0 | 02h30 | 0 | 0 | 02h30 | 0 | 0 | 02h30 | 0 | 0 | 02h30 | 0 | 0 | 02h30 | 0 | 0 | 02h30 | 0 | 0 | 02h30 | 0 | 0 |  | 02h30 | 0 | 0 |  | 02h30 | 0 | 0 |  | 02h30 | 0 | 0 |  | 02h30 | 0 | 0 |  | 02h30 | 0 | 0 |  | 02h30 | 0 | 0 |  | 02h30 | 0 | 0 |  | 02h30 | 0 | 0 |  | 02h30 | 0 | 0 |  | 02h30 | 0 | 0 |  | 02h30 | 0 | 0 |  | 02h30 | 0 | 0 |  | 02h30 | 0 | 0 |  | 02h30 | 0 | 0
03h30 | 0 | 0 | 03h30 | 0 | 0 | 03h30 | 0 | 0 | 03h30 | 0 | 0 | 03h30 | 0 | 0 | 03h30 | 0 | 0 | 03h30 | 0 | 0 | 03h30 | 0 | 0 | 03h30 | 0 | 0 | 03h30 | 0 | 0 | 03h30 | 0 | 0 | 03h30 | 0 | 0 | 03h30 | 0 | 0 | 03h30 | 0 | 0 | 03h30 | 0 | 0 | 03h30 | 0 | 0 |  | 03h30 | 0 | 0 |  | 03h30 | 0 | 0 |  | 03h30 | 0 | 0 |  | 03h30 | 0 | 0 |  | 03h30 | 0 | 0 |  | 03h30 | 0 | 0 |  | 03h30 | 0 | 0 |  | 03h30 | 0 | 0 |  | 03h30 | 0 | 0 |  | 03h30 | 0 | 0 |  | 03h30 | 0 | 0 |  | 03h30 | 0 | 0 |  | 03h30 | 0 | 0 |  | 03h30 | 0 | 0
04h30 | 0 | 0 | 04h30 | 0 | 0 | 04h30 | 0 | 0 | 04h30 | 0 | 0 | 04h30 | 0 | 0 | 04h30 | 0 | 0 | 04h30 | 0 | 0 | 04h30 | 0 | 0 | 04h30 | 0 | 0 | 04h30 | 0 | 0 | 04h30 | 0 | 0 | 04h30 | 0 | 0 | 04h30 | 0 | 0 | 04h30 | 0 | 0 | 04h30 | 0 | 0 | 04h30 | 0 | 0 |  | 04h30 | 0 | 0 |  | 04h30 | 0 | 0 |  | 04h30 | 0 | 0 |  | 04h30 | 0 | 0 |  | 04h30 | 0 | 0 |  | 04h30 | 0 | 0 |  | 04h30 | 0 | 0 |  | 04h30 | 0 | 0 |  | 04h30 | 0 | 0 |  | 04h30 | 0 | 0 |  | 04h30 | 0 | 0 |  | 04h30 | 0 | 0 |  | 04h30 | 0 | 0 |  | 04h30 | 0 | 0
05h30 | 0 | 0 | 05h30 | 0 | 0 | 05h30 | 0 | 0 | 05h30 | 0 | 0 | 05h30 | 0 | 0 | 05h30 | 0 | 0 | 05h30 | 0 | 0 | 05h30 | 0 | 0 | 05h30 | 0 | 0 | 05h30 | 0 | 0 | 05h30 | 0 | 0 | 05h30 | 0 | 0 | 05h30 | 0 | 0 | 05h30 | 0 | 0 | 05h30 | 0 | 0 | 05h30 | 0 | 0 |  | 05h30 | 0 | 0 |  | 05h30 | 0 | 0 |  | 05h30 | 0 | 0 |  | 05h30 | 0 | 0 |  | 05h30 | 0 | 0 |  | 05h30 | 0 | 0 |  | 05h30 | 0 | 0 |  | 05h30 | 0 | 0 |  | 05h30 | 0 | 0 |  | 05h30 | 0 | 0 |  | 05h30 | 0 | 0 |  | 05h30 | 0 | 0 |  | 05h30 | 0 | 0 |  | 05h30 | 0 | 0
06h30 | 0 | 0 | 06h30 | 0 | 0 | 06h30 | 0 | 0 | 06h30 | 0 | 0 | 06h30 | 0 | 0 | 06h30 | 0 | 0 | 06h30 | 0 | 0 | 06h30 | 0 | 0 | 06h30 | 0 | 0 | 06h30 | 0 | 0 | 06h30 | 0 | 0 | 06h30 | 0 | 0 | 06h30 | 0 | 0 | 06h30 | 0 | 0 | 06h30 | 0 | 0 | 06h30 | 0 | 0 |  | 06h30 | 0 | 0 |  | 06h30 | 0 | 0 |  | 06h30 | 0 | 0 |  | 06h30 | 0 | 0 |  | 06h30 | 0 | 0 |  | 06h30 | 0 | 0 |  | 06h30 | 0 | 0 |  | 06h30 | 0 | 0 |  | 06h30 | 0 | 0 |  | 06h30 | 0 | 0 |  | 06h30 | 0 | 0 |  | 06h30 | 0 | 0 |  | 06h30 | 0 | 0 |  | 06h30 | 0 | 0
07h30 | 0.1 | 0.43 | 07h30 | 0.11 | 0.44 | 07h30 | 0.1 | 0.42 | 07h30 | 0.09 | 0.41 | 07h30 | 0.11 | 0.43 | 07h30 | 0.09 | 0.41 | 07h30 | 0.05 | 0.35 | 07h30 | 0.07 | 0.39 | 07h30 | 0.04 | 0.35 | 07h30 | 0.02 | 0.3 | 07h30 | 0.04 | 0.33 | 07h30 | 0.01 | 0.28 | 07h30 | 0.1 | 0.43 | 07h30 | 0.11 | 0.44 | 07h30 | 0.09 | 0.42 | 07h30 | 0.05 | 0.27 |  | 07h30 | 0.06 | 0.26 |  | 07h30 | 0.05 | 0.27 |  | 07h30 | 0.04 | 0.26 |  | 07h30 | 0.05 | 0.26 |  | 07h30 | 0.04 | 0.26 |  | 07h30 | 0 | 0.21 |  | 07h30 | 0.01 | 0.24 |  | 07h30 | 0 | 0.2 |  | 07h30 | 0 | 0.14 |  | 07h30 | 0 | 0.18 |  | 07h30 | 0 | 0.13 |  | 07h30 | 0.05 | 0.27 |  | 07h30 | 0.06 | 0.26 |  | 07h30 | 0.04 | 0.27
08h30 | 0.1 | 0.48 | 08h30 | 0.11 | 0.54 | 08h30 | 0.1 | 0.47 | 08h30 | 0.09 | 0.43 | 08h30 | 0.11 | 0.49 | 08h30 | 0.09 | 0.42 | 08h30 | 0.05 | 0.35 | 08h30 | 0.07 | 0.39 | 08h30 | 0.04 | 0.35 | 08h30 | 0.02 | 0.3 | 08h30 | 0.04 | 0.33 | 08h30 | 0.01 | 0.28 | 08h30 | 0.1 | 0.47 | 08h30 | 0.11 | 0.53 | 08h30 | 0.09 | 0.46 | 08h30 | 0.05 | 0.28 |  | 08h30 | 0.06 | 0.31 |  | 08h30 | 0.05 | 0.27 |  | 08h30 | 0.04 | 0.26 |  | 08h30 | 0.05 | 0.27 |  | 08h30 | 0.04 | 0.26 |  | 08h30 | 0 | 0.21 |  | 08h30 | 0.01 | 0.24 |  | 08h30 | 0 | 0.2 |  | 08h30 | 0 | 0.14 |  | 08h30 | 0 | 0.18 |  | 08h30 | 0 | 0.13 |  | 08h30 | 0.05 | 0.27 |  | 08h30 | 0.06 | 0.3 |  | 08h30 | 0.04 | 0.27
09h30 | 0 | 0.05 | 09h30 | 0 | 0.09 | 09h30 | 0.12 | 0.57 | 09h30 | 0 | 0.02 | 09h30 | 0 | 0.06 | 09h30 | 0.1 | 0.49 | 09h30 | 0 | 0 | 09h30 | 0 | 0 | 09h30 | 0.03 | 0.38 | 09h30 | 0 | 0 | 09h30 | 0 | 0 | 09h30 | 0 | 0.26 | 09h30 | 0 | 0.05 | 09h30 | 0 | 0.09 | 09h30 | 0.1 | 0.54 | 09h30 | 0 | 0 |  | 09h30 | 0 | 0.05 |  | 09h30 | 0.07 | 0.44 |  | 09h30 | 0 | 0 |  | 09h30 | 0 | 0.01 |  | 09h30 | 0.05 | 0.37 |  | 09h30 | 0 | 0 |  | 09h30 | 0 | 0 |  | 09h30 | 0 | 0.24 |  | 09h30 | 0 | 0 |  | 09h30 | 0 | 0 |  | 09h30 | 0 | 0.09 |  | 09h30 | 0 | 0 |  | 09h30 | 0 | 0.04 |  | 09h30 | 0.05 | 0.42
10h30 | 0 | 0 | 10h30 | 0 | 0 | 10h30 | 0.12 | 0.52 | 10h30 | 0 | 0 | 10h30 | 0 | 0 | 10h30 | 0.1 | 0.48 | 10h30 | 0 | 0 | 10h30 | 0 | 0 | 10h30 | 0.03 | 0.38 | 10h30 | 0 | 0 | 10h30 | 0 | 0 | 10h30 | 0 | 0.26 | 10h30 | 0 | 0 | 10h30 | 0 | 0 | 10h30 | 0.1 | 0.51 | 10h30 | 0 | 0 |  | 10h30 | 0 | 0 |  | 10h30 | 0.07 | 0.44 |  | 10h30 | 0 | 0 |  | 10h30 | 0 | 0 |  | 10h30 | 0.05 | 0.37 |  | 10h30 | 0 | 0 |  | 10h30 | 0 | 0 |  | 10h30 | 0 | 0.24 |  | 10h30 | 0 | 0 |  | 10h30 | 0 | 0 |  | 10h30 | 0 | 0.09 |  | 10h30 | 0 | 0 |  | 10h30 | 0 | 0 |  | 10h30 | 0.05 | 0.42
11h30 | 0 | 0 | 11h30 | 0 | 0 | 11h30 | 0 | 0.14 | 11h30 | 0 | 0 | 11h30 | 0 | 0 | 11h30 | 0 | 0.09 | 11h30 | 0 | 0 | 11h30 | 0 | 0 | 11h30 | 0 | 0.04 | 11h30 | 0 | 0 | 11h30 | 0 | 0 | 11h30 | 0 | 0 | 11h30 | 0 | 0 | 11h30 | 0 | 0 | 11h30 | 0 | 0.11 | 11h30 | 0 | 0 |  | 11h30 | 0 | 0 |  | 11h30 | 0 | 0.07 |  | 11h30 | 0 | 0 |  | 11h30 | 0 | 0 |  | 11h30 | 0 | 0.01 |  | 11h30 | 0 | 0 |  | 11h30 | 0 | 0 |  | 11h30 | 0 | 0 |  | 11h30 | 0 | 0 |  | 11h30 | 0 | 0 |  | 11h30 | 0 | 0 |  | 11h30 | 0 | 0 |  | 11h30 | 0 | 0 |  | 11h30 | 0 | 0.04
12h30 | 0 | 0 | 12h30 | 0 | 0 | 12h30 | 0 | 0.14 | 12h30 | 0 | 0 | 12h30 | 0 | 0 | 12h30 | 0 | 0.09 | 12h30 | 0 | 0 | 12h30 | 0 | 0 | 12h30 | 0 | 0.04 | 12h30 | 0 | 0 | 12h30 | 0 | 0 | 12h30 | 0 | 0 | 12h30 | 0 | 0 | 12h30 | 0 | 0 | 12h30 | 0 | 0.11 | 12h30 | 0 | 0 |  | 12h30 | 0 | 0 |  | 12h30 | 0 | 0.07 |  | 12h30 | 0 | 0 |  | 12h30 | 0 | 0 |  | 12h30 | 0 | 0.01 |  | 12h30 | 0 | 0 |  | 12h30 | 0 | 0 |  | 12h30 | 0 | 0 |  | 12h30 | 0 | 0 |  | 12h30 | 0 | 0 |  | 12h30 | 0 | 0 |  | 12h30 | 0 | 0 |  | 12h30 | 0 | 0 |  | 12h30 | 0 | 0.04
13h30 | 0 | 0.03 | 13h30 | 0 | 0 | 13h30 | 0 | 0 | 13h30 | 0 | 0 | 13h30 | 0 | 0 | 13h30 | 0 | 0 | 13h30 | 0 | 0 | 13h30 | 0 | 0 | 13h30 | 0 | 0 | 13h30 | 0 | 0 | 13h30 | 0 | 0 | 13h30 | 0 | 0 | 13h30 | 0 | 0 | 13h30 | 0 | 0 | 13h30 | 0 | 0 | 13h30 | 0 | 0 |  | 13h30 | 0 | 0 |  | 13h30 | 0 | 0 |  | 13h30 | 0 | 0 |  | 13h30 | 0 | 0 |  | 13h30 | 0 | 0 |  | 13h30 | 0 | 0 |  | 13h30 | 0 | 0 |  | 13h30 | 0 | 0 |  | 13h30 | 0 | 0 |  | 13h30 | 0 | 0 |  | 13h30 | 0 | 0 |  | 13h30 | 0 | 0 |  | 13h30 | 0 | 0 |  | 13h30 | 0 | 0
14h30 | 0 | 0.03 | 14h30 | 0 | 0 | 14h30 | 0 | 0 | 14h30 | 0 | 0 | 14h30 | 0 | 0 | 14h30 | 0 | 0 | 14h30 | 0 | 0 | 14h30 | 0 | 0 | 14h30 | 0 | 0 | 14h30 | 0 | 0 | 14h30 | 0 | 0 | 14h30 | 0 | 0 | 14h30 | 0 | 0 | 14h30 | 0 | 0 | 14h30 | 0 | 0 | 14h30 | 0 | 0 |  | 14h30 | 0 | 0 |  | 14h30 | 0 | 0 |  | 14h30 | 0 | 0 |  | 14h30 | 0 | 0 |  | 14h30 | 0 | 0 |  | 14h30 | 0 | 0 |  | 14h30 | 0 | 0 |  | 14h30 | 0 | 0 |  | 14h30 | 0 | 0 |  | 14h30 | 0 | 0 |  | 14h30 | 0 | 0 |  | 14h30 | 0 | 0 |  | 14h30 | 0 | 0 |  | 14h30 | 0 | 0
15h30 | 0 | 0 | 15h30 | 0 | 0 | 15h30 | 0 | 0 | 15h30 | 0 | 0 | 15h30 | 0 | 0 | 15h30 | 0 | 0 | 15h30 | 0 | 0 | 15h30 | 0 | 0 | 15h30 | 0 | 0 | 15h30 | 0 | 0 | 15h30 | 0 | 0 | 15h30 | 0 | 0 | 15h30 | 0 | 0 | 15h30 | 0 | 0 | 15h30 | 0 | 0 | 15h30 | 0 | 0 |  | 15h30 | 0 | 0 |  | 15h30 | 0 | 0 |  | 15h30 | 0 | 0 |  | 15h30 | 0 | 0 |  | 15h30 | 0 | 0 |  | 15h30 | 0 | 0 |  | 15h30 | 0 | 0 |  | 15h30 | 0 | 0 |  | 15h30 | 0 | 0 |  | 15h30 | 0 | 0 |  | 15h30 | 0 | 0 |  | 15h30 | 0 | 0 |  | 15h30 | 0 | 0 |  | 15h30 | 0 | 0
16h30 | 0 | 0.07 | 16h30 | 0 | 0 | 16h30 | 0 | 0.03 | 16h30 | 0 | 0.08 | 16h30 | 0 | 0 | 16h30 | 0 | 0.03 | 16h30 | 0 | 0 | 16h30 | 0 | 0 | 16h30 | 0 | 0 | 16h30 | 0 | 0 | 16h30 | 0 | 0 | 16h30 | 0 | 0 | 16h30 | 0 | 0.06 | 16h30 | 0 | 0 | 16h30 | 0 | 0.02 | 16h30 | 0 | 0 |  | 16h30 | 0 | 0 |  | 16h30 | 0 | 0 |  | 16h30 | 0 | 0 |  | 16h30 | 0 | 0 |  | 16h30 | 0 | 0 |  | 16h30 | 0 | 0 |  | 16h30 | 0 | 0 |  | 16h30 | 0 | 0 |  | 16h30 | 0 | 0 |  | 16h30 | 0 | 0 |  | 16h30 | 0 | 0 |  | 16h30 | 0 | 0 |  | 16h30 | 0 | 0 |  | 16h30 | 0 | 0
17h30 | 0.01 | 0.2 | 17h30 | 0 | 0 | 17h30 | 0 | 0.14 | 17h30 | 0.01 | 0.2 | 17h30 | 0 | 0 | 17h30 | 0 | 0.15 | 17h30 | 0 | 0.06 | 17h30 | 0 | 0 | 17h30 | 0 | 0.02 | 17h30 | 0 | 0.01 | 17h30 | 0 | 0 | 17h30 | 0 | 0 | 17h30 | 0 | 0.18 | 17h30 | 0 | 0 | 17h30 | 0 | 0.12 | 17h30 | 0 | 0.08 |  | 17h30 | 0 | 0 |  | 17h30 | 0 | 0.04 |  | 17h30 | 0 | 0.07 |  | 17h30 | 0 | 0 |  | 17h30 | 0 | 0.04 |  | 17h30 | 0 | 0 |  | 17h30 | 0 | 0 |  | 17h30 | 0 | 0 |  | 17h30 | 0 | 0 |  | 17h30 | 0 | 0 |  | 17h30 | 0 | 0 |  | 17h30 | 0 | 0.06 |  | 17h30 | 0 | 0 |  | 17h30 | 0 | 0.02
18h30 | 0.04 | 0.29 | 18h30 | 0.05 | 0.25 | 18h30 | 0.03 | 0.25 | 18h30 | 0.06 | 0.3 | 18h30 | 0.06 | 0.26 | 18h30 | 0.04 | 0.26 | 18h30 | 0 | 0.15 | 18h30 | 0.01 | 0.15 | 18h30 | 0 | 0.1 | 18h30 | 0 | 0.08 | 18h30 | 0 | 0.1 | 18h30 | 0 | 0.05 | 18h30 | 0.01 | 0.28 | 18h30 | 0.02 | 0.24 | 18h30 | 0 | 0.24 | 18h30 | 0 | 0.15 |  | 18h30 | 0.01 | 0.14 |  | 18h30 | 0 | 0.11 |  | 18h30 | 0.01 | 0.16 |  | 18h30 | 0.02 | 0.15 |  | 18h30 | 0 | 0.12 |  | 18h30 | 0 | 0 |  | 18h30 | 0 | 0.02 |  | 18h30 | 0 | 0 |  | 18h30 | 0 | 0 |  | 18h30 | 0 | 0 |  | 18h30 | 0 | 0 |  | 18h30 | 0 | 0.14 |  | 18h30 | 0 | 0.13 |  | 18h30 | 0 | 0.1
19h30 | 0.04 | 0.16 | 19h30 | 0.05 | 0.25 | 19h30 | 0.03 | 0.14 | 19h30 | 0.04 | 0.17 | 19h30 | 0.06 | 0.26 | 19h30 | 0.04 | 0.15 | 19h30 | 0 | 0.09 | 19h30 | 0.01 | 0.15 | 19h30 | 0 | 0.08 | 19h30 | 0 | 0.07 | 19h30 | 0 | 0.1 | 19h30 | 0 | 0.05 | 19h30 | 0.01 | 0.16 | 19h30 | 0.02 | 0.24 | 19h30 | 0 | 0.13 | 19h30 | 0 | 0.08 |  | 19h30 | 0.01 | 0.14 |  | 19h30 | 0 | 0.08 |  | 19h30 | 0.01 | 0.09 |  | 19h30 | 0.02 | 0.15 |  | 19h30 | 0 | 0.08 |  | 19h30 | 0 | 0 |  | 19h30 | 0 | 0.02 |  | 19h30 | 0 | 0 |  | 19h30 | 0 | 0 |  | 19h30 | 0 | 0 |  | 19h30 | 0 | 0 |  | 19h30 | 0 | 0.08 |  | 19h30 | 0 | 0.13 |  | 19h30 | 0 | 0.08
20h30 | 0 | 0.04 | 20h30 | 0 | 0.1 | 20h30 | 0 | 0 | 20h30 | 0 | 0.06 | 20h30 | 0 | 0.12 | 20h30 | 0 | 0.02 | 20h30 | 0 | 0 | 20h30 | 0 | 0 | 20h30 | 0 | 0 | 20h30 | 0 | 0 | 20h30 | 0 | 0 | 20h30 | 0 | 0 | 20h30 | 0 | 0.05 | 20h30 | 0 | 0.1 | 20h30 | 0 | 0.01 | 20h30 | 0 | 0 |  | 20h30 | 0 | 0 |  | 20h30 | 0 | 0 |  | 20h30 | 0 | 0 |  | 20h30 | 0 | 0 |  | 20h30 | 0 | 0 |  | 20h30 | 0 | 0 |  | 20h30 | 0 | 0 |  | 20h30 | 0 | 0 |  | 20h30 | 0 | 0 |  | 20h30 | 0 | 0 |  | 20h30 | 0 | 0 |  | 20h30 | 0 | 0 |  | 20h30 | 0 | 0 |  | 20h30 | 0 | 0
21h30 | 0 | 0.25 | 21h30 | 0 | 0.29 | 21h30 | 0 | 0.22 | 21h30 | 0 | 0.29 | 21h30 | 0 | 0.33 | 21h30 | 0 | 0.26 | 21h30 | 0 | 0.14 | 21h30 | 0 | 0.15 | 21h30 | 0 | 0.12 | 21h30 | 0 | 0.08 | 21h30 | 0 | 0.09 | 21h30 | 0 | 0.06 | 21h30 | 0 | 0.29 | 21h30 | 0 | 0.32 | 21h30 | 0 | 0.25 | 21h30 | 0 | 0.14 |  | 21h30 | 0 | 0.14 |  | 21h30 | 0 | 0.11 |  | 21h30 | 0 | 0.17 |  | 21h30 | 0 | 0.17 |  | 21h30 | 0 | 0.14 |  | 21h30 | 0 | 0 |  | 21h30 | 0 | 0.01 |  | 21h30 | 0 | 0 |  | 21h30 | 0 | 0 |  | 21h30 | 0 | 0 |  | 21h30 | 0 | 0 |  | 21h30 | 0 | 0.16 |  | 21h30 | 0 | 0.18 |  | 21h30 | 0 | 0.13
22h30 | 0 | 0.43 | 22h30 | 0 | 0.45 | 22h30 | 0 | 0.4 | 22h30 | 0 | 0.47 | 22h30 | 0 | 0.49 | 22h30 | 0 | 0.45 | 22h30 | 0 | 0.27 | 22h30 | 0 | 0.29 | 22h30 | 0 | 0.25 | 22h30 | 0 | 0.17 | 22h30 | 0 | 0.19 | 22h30 | 0 | 0.14 | 22h30 | 0 | 0.47 | 22h30 | 0 | 0.49 | 22h30 | 0 | 0.44 | 22h30 | 0 | 0.24 |  | 22h30 | 0 | 0.25 |  | 22h30 | 0 | 0.21 |  | 22h30 | 0 | 0.28 |  | 22h30 | 0 | 0.3 |  | 22h30 | 0 | 0.25 |  | 22h30 | 0 | 0.05 |  | 22h30 | 0 | 0.07 |  | 22h30 | 0 | 0.03 |  | 22h30 | 0 | 0 |  | 22h30 | 0 | 0 |  | 22h30 | 0 | 0 |  | 22h30 | 0 | 0.28 |  | 22h30 | 0 | 0.29 |  | 22h30 | 0 | 0.25
23h30 | 0 | 0.58 | 23h30 | 0 | 0.59 | 23h30 | 0 | 0.55 | 23h30 | 0 | 0.62 | 23h30 | 0 | 0.64 | 23h30 | 0 | 0.6 | 23h30 | 0 | 0.4 | 23h30 | 0 | 0.43 | 23h30 | 0 | 0.38 | 23h30 | 0 | 0.28 | 23h30 | 0 | 0.3 | 23h30 | 0 | 0.26 | 23h30 | 0 | 0.62 | 23h30 | 0 | 0.64 | 23h30 | 0 | 0.6 | 23h30 | 0 | 0.36 |  | 23h30 | 0 | 0.38 |  | 23h30 | 0 | 0.33 |  | 23h30 | 0 | 0.4 |  | 23h30 | 0 | 0.43 |  | 23h30 | 0 | 0.38 |  | 23h30 | 0 | 0.16 |  | 23h30 | 0 | 0.17 |  | 23h30 | 0 | 0.14 |  | 23h30 | 0 | 0.04 |  | 23h30 | 0 | 0.05 |  | 23h30 | 0 | 0.03 |  | 23h30 | 0 | 0.4 |  | 23h30 | 0 | 0.42 |  | 23h30 | 0 | 0.38
00h30 | 0 | 0.37 | 00h30 | 0 | 0.33 | 00h30 | 0 | 0.37 | 00h30 | 0 | 0.38 | 00h30 | 0 | 0.35 | 00h30 | 0 | 0.39 | 00h30 | 0 | 0.27 | 00h30 | 0 | 0.28 | 00h30 | 0 | 0.25 | 00h30 | 0 | 0.19 | 00h30 | 0 | 0.2 | 00h30 | 0 | 0.18 | 00h30 | 0 | 0.39 | 00h30 | 0 | 0.36 | 00h30 | 0 | 0.4 | 00h30 | 0 | 0.26 |  | 00h30 | 0 | 0.27 |  | 00h30 | 0 | 0.23 |  | 00h30 | 0 | 0.29 |  | 00h30 | 0 | 0.3 |  | 00h30 | 0 | 0.26 |  | 00h30 | 0 | 0.11 |  | 00h30 | 0 | 0.12 |  | 00h30 | 0 | 0.1 |  | 00h30 | 0 | 0.04 |  | 00h30 | 0 | 0.05 |  | 00h30 | 0 | 0.03 |  | 00h30 | 0 | 0.29 |  | 00h30 | 0 | 0.31 |  | 00h30 | 0 | 0.26
01h30 | 0 | 0 | 01h30 | 0 | 0 | 01h30 | 0 | 0 | 01h30 | 0 | 0 | 01h30 | 0 | 0 | 01h30 | 0 | 0 | 01h30 | 0 | 0 | 01h30 | 0 | 0 | 01h30 | 0 | 0 | 01h30 | 0 | 0 | 01h30 | 0 | 0 | 01h30 | 0 | 0 | 01h30 | 0 | 0 | 01h30 | 0 | 0 | 01h30 | 0 | 0 | 01h30 | 0 | 0 |  | 01h30 | 0 | 0 |  | 01h30 | 0 | 0 |  | 01h30 | 0 | 0 |  | 01h30 | 0 | 0 |  | 01h30 | 0 | 0 |  | 01h30 | 0 | 0 |  | 01h30 | 0 | 0 |  | 01h30 | 0 | 0 |  | 01h30 | 0 | 0 |  | 01h30 | 0 | 0 |  | 01h30 | 0 | 0 |  | 01h30 | 0 | 0 |  | 01h30 | 0 | 0 |  | 01h30 | 0 | 0
02h30 | 0 | 0 | 02h30 | 0 | 0 | 02h30 | 0 | 0 | 02h30 | 0 | 0 | 02h30 | 0 | 0 | 02h30 | 0 | 0 | 02h30 | 0 | 0 | 02h30 | 0 | 0 | 02h30 | 0 | 0 | 02h30 | 0 | 0 | 02h30 | 0 | 0 | 02h30 | 0 | 0 | 02h30 | 0 | 0 | 02h30 | 0 | 0 | 02h30 | 0 | 0 | 02h30 | 0 | 0 |  | 02h30 | 0 | 0 |  | 02h30 | 0 | 0 |  | 02h30 | 0 | 0 |  | 02h30 | 0 | 0 |  | 02h30 | 0 | 0 |  | 02h30 | 0 | 0 |  | 02h30 | 0 | 0 |  | 02h30 | 0 | 0 |  | 02h30 | 0 | 0 |  | 02h30 | 0 | 0 |  | 02h30 | 0 | 0 |  | 02h30 | 0 | 0 |  | 02h30 | 0 | 0 |  | 02h30 | 0 | 0
03h30 | 0 | 0 | 03h30 | 0 | 0 | 03h30 | 0 | 0 | 03h30 | 0 | 0 | 03h30 | 0 | 0 | 03h30 | 0 | 0 | 03h30 | 0 | 0 | 03h30 | 0 | 0 | 03h30 | 0 | 0 | 03h30 | 0 | 0 | 03h30 | 0 | 0 | 03h30 | 0 | 0 | 03h30 | 0 | 0 | 03h30 | 0 | 0 | 03h30 | 0 | 0 | 03h30 | 0 | 0 |  | 03h30 | 0 | 0 |  | 03h30 | 0 | 0 |  | 03h30 | 0 | 0 |  | 03h30 | 0 | 0 |  | 03h30 | 0 | 0 |  | 03h30 | 0 | 0 |  | 03h30 | 0 | 0 |  | 03h30 | 0 | 0 |  | 03h30 | 0 | 0 |  | 03h30 | 0 | 0 |  | 03h30 | 0 | 0 |  | 03h30 | 0 | 0 |  | 03h30 | 0 | 0 |  | 03h30 | 0 | 0
04h30 | 0 | 0.04 | 04h30 | 0 | 0 | 04h30 | 0 | 0.04 | 04h30 | 0 | 0.05 | 04h30 | 0 | 0 | 04h30 | 0 | 0.05 | 04h30 | 0 | 0 | 04h30 | 0 | 0 | 04h30 | 0 | 0 | 04h30 | 0 | 0 | 04h30 | 0 | 0 | 04h30 | 0 | 0 | 04h30 | 0 | 0.07 | 04h30 | 0 | 0 | 04h30 | 0 | 0.07 | 04h30 | 0 | 0 |  | 04h30 | 0 | 0 |  | 04h30 | 0 | 0 |  | 04h30 | 0 | 0 |  | 04h30 | 0 | 0 |  | 04h30 | 0 | 0 |  | 04h30 | 0 | 0 |  | 04h30 | 0 | 0 |  | 04h30 | 0 | 0 |  | 04h30 | 0 | 0 |  | 04h30 | 0 | 0 |  | 04h30 | 0 | 0 |  | 04h30 | 0 | 0 |  | 04h30 | 0 | 0 |  | 04h30 | 0 | 0
05h30 | 0 | 0.07 | 05h30 | 0 | 0 | 05h30 | 0 | 0.06 | 05h30 | 0 | 0.08 | 05h30 | 0 | 0 | 05h30 | 0 | 0.07 | 05h30 | 0 | 0 | 05h30 | 0 | 0 | 05h30 | 0 | 0 | 05h30 | 0 | 0 | 05h30 | 0 | 0 | 05h30 | 0 | 0 | 05h30 | 0 | 0.12 | 05h30 | 0 | 0 | 05h30 | 0 | 0.11 | 05h30 | 0 | 0 |  | 05h30 | 0 | 0 |  | 05h30 | 0 | 0 |  | 05h30 | 0 | 0 |  | 05h30 | 0 | 0 |  | 05h30 | 0 | 0 |  | 05h30 | 0 | 0 |  | 05h30 | 0 | 0 |  | 05h30 | 0 | 0 |  | 05h30 | 0 | 0 |  | 05h30 | 0 | 0 |  | 05h30 | 0 | 0 |  | 05h30 | 0 | 0 |  | 05h30 | 0 | 0 |  | 05h30 | 0 | 0
06h30 | 0 | 0.03 | 06h30 | 0 | 0 | 06h30 | 0 | 0.03 | 06h30 | 0 | 0.03 | 06h30 | 0 | 0 | 06h30 | 0 | 0.02 | 06h30 | 0 | 0 | 06h30 | 0 | 0 | 06h30 | 0 | 0 | 06h30 | 0 | 0 | 06h30 | 0 | 0 | 06h30 | 0 | 0 | 06h30 | 0 | 0.06 | 06h30 | 0 | 0 | 06h30 | 0 | 0.05 | 06h30 | 0 | 0 |  | 06h30 | 0 | 0 |  | 06h30 | 0 | 0 |  | 06h30 | 0 | 0 |  | 06h30 | 0 | 0 |  | 06h30 | 0 | 0 |  | 06h30 | 0 | 0 |  | 06h30 | 0 | 0 |  | 06h30 | 0 | 0 |  | 06h30 | 0 | 0 |  | 06h30 | 0 | 0 |  | 06h30 | 0 | 0 |  | 06h30 | 0 | 0 |  | 06h30 | 0 | 0 |  | 06h30 | 0 | 0
07h30 | 0.22 | 0.75 | 07h30 | 0 | 0 | 07h30 | 0.22 | 0.75 | 07h30 | 0.22 | 0.74 | 07h30 | 0 | 0 | 07h30 | 0.22 | 0.74 | 07h30 | 0.17 | 0.67 | 07h30 | 0 | 0 | 07h30 | 0.16 | 0.67 | 07h30 | 0.13 | 0.6 | 07h30 | 0 | 0 | 07h30 | 0.12 | 0.59 | 07h30 | 0.22 | 0.76 | 07h30 | 0 | 0 | 07h30 | 0.22 | 0.76 | 07h30 | 0.15 | 0.58 |  | 07h30 | 0 | 0 |  | 07h30 | 0.15 | 0.58 |  | 07h30 | 0.15 | 0.58 |  | 07h30 | 0 | 0 |  | 07h30 | 0.15 | 0.57 |  | 07h30 | 0.1 | 0.49 |  | 07h30 | 0 | 0 |  | 07h30 | 0.09 | 0.49 |  | 07h30 | 0.05 | 0.4 |  | 07h30 | 0 | 0 |  | 07h30 | 0.04 | 0.39 |  | 07h30 | 0.16 | 0.6 |  | 07h30 | 0 | 0 |  | 07h30 | 0.15 | 0.59
08h30 | 0.22 | 0.95 | 08h30 | 0.1 | 0.51 | 08h30 | 0.22 | 0.95 | 08h30 | 0.22 | 0.92 | 08h30 | 0.1 | 0.49 | 08h30 | 0.22 | 0.92 | 08h30 | 0.17 | 0.8 | 08h30 | 0.03 | 0.39 | 08h30 | 0.16 | 0.79 | 08h30 | 0.13 | 0.63 | 08h30 | 0 | 0.27 | 08h30 | 0.12 | 0.62 | 08h30 | 0.22 | 0.96 | 08h30 | 0.1 | 0.53 | 08h30 | 0.22 | 0.95 | 08h30 | 0.15 | 0.72 |  | 08h30 | 0.04 | 0.4 |  | 08h30 | 0.15 | 0.71 |  | 08h30 | 0.15 | 0.69 |  | 08h30 | 0.04 | 0.38 |  | 08h30 | 0.15 | 0.68 |  | 08h30 | 0.1 | 0.53 |  | 08h30 | 0 | 0.27 |  | 08h30 | 0.09 | 0.52 |  | 08h30 | 0.05 | 0.4 |  | 08h30 | 0 | 0.13 |  | 08h30 | 0.04 | 0.39 |  | 08h30 | 0.16 | 0.74 |  | 08h30 | 0.04 | 0.41 |  | 08h30 | 0.15 | 0.73
09h30 | 0.26 | 1.03 | 09h30 | 0.29 | 1.03 | 09h30 | 0.26 | 1.02 | 09h30 | 0.26 | 0.98 | 09h30 | 0.29 | 0.99 | 09h30 | 0.25 | 0.96 | 09h30 | 0.19 | 0.84 | 09h30 | 0.19 | 0.84 | 09h30 | 0.18 | 0.83 | 09h30 | 0.12 | 0.65 | 09h30 | 0.11 | 0.65 | 09h30 | 0.12 | 0.64 | 09h30 | 0.26 | 1.04 | 09h30 | 0.28 | 1.04 | 09h30 | 0.25 | 1.03 | 09h30 | 0.2 | 0.84 |  | 09h30 | 0.21 | 0.84 |  | 09h30 | 0.2 | 0.84 |  | 09h30 | 0.2 | 0.79 |  | 09h30 | 0.2 | 0.79 |  | 09h30 | 0.19 | 0.78 |  | 09h30 | 0.11 | 0.62 |  | 09h30 | 0.11 | 0.63 |  | 09h30 | 0.11 | 0.61 |  | 09h30 | 0.03 | 0.43 |  | 09h30 | 0.04 | 0.41 |  | 09h30 | 0.03 | 0.42 |  | 09h30 | 0.2 | 0.86 |  | 09h30 | 0.2 | 0.85 |  | 09h30 | 0.19 | 0.85
10h30 | 0.26 | 0.83 | 10h30 | 0.3 | 1.02 | 10h30 | 0.26 | 0.82 | 10h30 | 0.26 | 0.8 | 10h30 | 0.29 | 0.97 | 10h30 | 0.25 | 0.79 | 10h30 | 0.19 | 0.72 | 10h30 | 0.22 | 0.86 | 10h30 | 0.18 | 0.71 | 10h30 | 0.12 | 0.62 | 10h30 | 0.15 | 0.7 | 10h30 | 0.12 | 0.61 | 10h30 | 0.25 | 0.82 | 10h30 | 0.28 | 1.02 | 10h30 | 0.25 | 0.81 | 10h30 | 0.2 | 0.71 |  | 10h30 | 0.22 | 0.82 |  | 10h30 | 0.2 | 0.71 |  | 10h30 | 0.2 | 0.68 |  | 10h30 | 0.22 | 0.77 |  | 10h30 | 0.19 | 0.68 |  | 10h30 | 0.11 | 0.59 |  | 10h30 | 0.13 | 0.64 |  | 10h30 | 0.11 | 0.58 |  | 10h30 | 0.03 | 0.43 |  | 10h30 | 0.05 | 0.46 |  | 10h30 | 0.03 | 0.42 |  | 10h30 | 0.2 | 0.72 |  | 10h30 | 0.21 | 0.83 |  | 10h30 | 0.19 | 0.72
11h30 | 0.14 | 0.52 | 11h30 | 0.16 | 0.63 | 11h30 | 0.14 | 0.51 | 11h30 | 0.14 | 0.49 | 11h30 | 0.16 | 0.59 | 11h30 | 0.13 | 0.48 | 11h30 | 0.09 | 0.43 | 11h30 | 0.11 | 0.52 | 11h30 | 0.08 | 0.43 | 11h30 | 0.05 | 0.35 | 11h30 | 0.06 | 0.41 | 11h30 | 0.04 | 0.34 | 11h30 | 0.11 | 0.51 | 11h30 | 0.13 | 0.63 | 11h30 | 0.11 | 0.51 | 11h30 | 0.09 | 0.41 |  | 11h30 | 0.11 | 0.48 |  | 11h30 | 0.09 | 0.41 |  | 11h30 | 0.09 | 0.38 |  | 11h30 | 0.1 | 0.44 |  | 11h30 | 0.08 | 0.37 |  | 11h30 | 0.03 | 0.31 |  | 11h30 | 0.05 | 0.35 |  | 11h30 | 0.03 | 0.3 |  | 11h30 | 0 | 0.19 |  | 11h30 | 0.01 | 0.23 |  | 11h30 | 0 | 0.19 |  | 11h30 | 0.06 | 0.42 |  | 11h30 | 0.07 | 0.48 |  | 11h30 | 0.06 | 0.41
12h30 | 0.14 | 0.52 | 12h30 | 0.08 | 0.39 | 12h30 | 0.14 | 0.51 | 12h30 | 0.14 | 0.49 | 12h30 | 0.08 | 0.36 | 12h30 | 0.13 | 0.48 | 12h30 | 0.09 | 0.43 | 12h30 | 0.05 | 0.31 | 12h30 | 0.08 | 0.43 | 12h30 | 0.05 | 0.35 | 12h30 | 0.03 | 0.24 | 12h30 | 0.04 | 0.34 | 12h30 | 0.11 | 0.51 | 12h30 | 0.04 | 0.39 | 12h30 | 0.11 | 0.51 | 12h30 | 0.09 | 0.41 |  | 12h30 | 0.05 | 0.27 |  | 12h30 | 0.09 | 0.41 |  | 12h30 | 0.09 | 0.38 |  | 12h30 | 0.05 | 0.24 |  | 12h30 | 0.08 | 0.37 |  | 12h30 | 0.03 | 0.31 |  | 12h30 | 0.02 | 0.18 |  | 12h30 | 0.03 | 0.3 |  | 12h30 | 0 | 0.19 |  | 12h30 | 0 | 0.09 |  | 12h30 | 0 | 0.19 |  | 12h30 | 0.06 | 0.42 |  | 12h30 | 0.03 | 0.27 |  | 12h30 | 0.06 | 0.41
13h30 | 0 | 0.19 | 13h30 | 0.02 | 0.26 | 13h30 | 0 | 0.18 | 13h30 | 0 | 0.16 | 13h30 | 0.02 | 0.25 | 13h30 | 0 | 0.16 | 13h30 | 0 | 0.11 | 13h30 | 0 | 0.2 | 13h30 | 0 | 0.11 | 13h30 | 0 | 0.05 | 13h30 | 0 | 0.15 | 13h30 | 0 | 0.05 | 13h30 | 0 | 0.19 | 13h30 | 0 | 0.27 | 13h30 | 0 | 0.18 | 13h30 | 0 | 0.09 |  | 13h30 | 0 | 0.17 |  | 13h30 | 0 | 0.09 |  | 13h30 | 0 | 0.07 |  | 13h30 | 0 | 0.15 |  | 13h30 | 0 | 0.06 |  | 13h30 | 0 | 0.01 |  | 13h30 | 0 | 0.1 |  | 13h30 | 0 | 0.01 |  | 13h30 | 0 | 0 |  | 13h30 | 0 | 0.04 |  | 13h30 | 0 | 0 |  | 13h30 | 0 | 0.1 |  | 13h30 | 0 | 0.18 |  | 13h30 | 0 | 0.09
14h30 | 0 | 0.19 | 14h30 | 0 | 0.04 | 14h30 | 0 | 0.18 | 14h30 | 0 | 0.16 | 14h30 | 0 | 0.03 | 14h30 | 0 | 0.16 | 14h30 | 0 | 0.11 | 14h30 | 0 | 0 | 14h30 | 0 | 0.11 | 14h30 | 0 | 0.05 | 14h30 | 0 | 0 | 14h30 | 0 | 0.05 | 14h30 | 0 | 0.19 | 14h30 | 0 | 0.04 | 14h30 | 0 | 0.18 | 14h30 | 0 | 0.09 |  | 14h30 | 0 | 0 |  | 14h30 | 0 | 0.09 |  | 14h30 | 0 | 0.07 |  | 14h30 | 0 | 0 |  | 14h30 | 0 | 0.06 |  | 14h30 | 0 | 0.01 |  | 14h30 | 0 | 0 |  | 14h30 | 0 | 0.01 |  | 14h30 | 0 | 0 |  | 14h30 | 0 | 0 |  | 14h30 | 0 | 0 |  | 14h30 | 0 | 0.1 |  | 14h30 | 0 | 0 |  | 14h30 | 0 | 0.09
15h30 | 0 | 0 | 15h30 | 0 | 0.04 | 15h30 | 0 | 0 | 15h30 | 0 | 0 | 15h30 | 0 | 0.03 | 15h30 | 0 | 0 | 15h30 | 0 | 0 | 15h30 | 0 | 0 | 15h30 | 0 | 0 | 15h30 | 0 | 0 | 15h30 | 0 | 0 | 15h30 | 0 | 0 | 15h30 | 0 | 0 | 15h30 | 0 | 0.04 | 15h30 | 0 | 0 | 15h30 | 0 | 0 |  | 15h30 | 0 | 0 |  | 15h30 | 0 | 0 |  | 15h30 | 0 | 0 |  | 15h30 | 0 | 0 |  | 15h30 | 0 | 0 |  | 15h30 | 0 | 0 |  | 15h30 | 0 | 0 |  | 15h30 | 0 | 0 |  | 15h30 | 0 | 0 |  | 15h30 | 0 | 0 |  | 15h30 | 0 | 0 |  | 15h30 | 0 | 0 |  | 15h30 | 0 | 0 |  | 15h30 | 0 | 0
16h30 | 0 | 0 | 16h30 | 0 | 0 | 16h30 | 0 | 0 | 16h30 | 0 | 0 | 16h30 | 0 | 0 | 16h30 | 0 | 0 | 16h30 | 0 | 0 | 16h30 | 0 | 0 | 16h30 | 0 | 0 | 16h30 | 0 | 0 | 16h30 | 0 | 0 | 16h30 | 0 | 0 | 16h30 | 0 | 0 | 16h30 | 0 | 0 | 16h30 | 0 | 0 | 16h30 | 0 | 0 |  | 16h30 | 0 | 0 |  | 16h30 | 0 | 0 |  | 16h30 | 0 | 0 |  | 16h30 | 0 | 0 |  | 16h30 | 0 | 0 |  | 16h30 | 0 | 0 |  | 16h30 | 0 | 0 |  | 16h30 | 0 | 0 |  | 16h30 | 0 | 0 |  | 16h30 | 0 | 0 |  | 16h30 | 0 | 0 |  | 16h30 | 0 | 0 |  | 16h30 | 0 | 0 |  | 16h30 | 0 | 0
17h30 | 0 | 0 | 17h30 | 0 | 0 | 17h30 | 0 | 0 | 17h30 | 0 | 0 | 17h30 | 0 | 0 | 17h30 | 0 | 0 | 17h30 | 0 | 0 | 17h30 | 0 | 0 | 17h30 | 0 | 0 | 17h30 | 0 | 0 | 17h30 | 0 | 0 | 17h30 | 0 | 0 | 17h30 | 0 | 0 | 17h30 | 0 | 0 | 17h30 | 0 | 0 | 17h30 | 0 | 0 |  | 17h30 | 0 | 0 |  | 17h30 | 0 | 0 |  | 17h30 | 0 | 0 |  | 17h30 | 0 | 0 |  | 17h30 | 0 | 0 |  | 17h30 | 0 | 0 |  | 17h30 | 0 | 0 |  | 17h30 | 0 | 0 |  | 17h30 | 0 | 0 |  | 17h30 | 0 | 0 |  | 17h30 | 0 | 0 |  | 17h30 | 0 | 0 |  | 17h30 | 0 | 0 |  | 17h30 | 0 | 0
18h30 | 0 | 0 | 18h30 | 0 | 0 | 18h30 | 0 | 0 | 18h30 | 0 | 0 | 18h30 | 0 | 0 | 18h30 | 0 | 0 | 18h30 | 0 | 0 | 18h30 | 0 | 0 | 18h30 | 0 | 0 | 18h30 | 0 | 0 | 18h30 | 0 | 0 | 18h30 | 0 | 0 | 18h30 | 0 | 0 | 18h30 | 0 | 0 | 18h30 | 0 | 0 | 18h30 | 0 | 0 |  | 18h30 | 0 | 0 |  | 18h30 | 0 | 0 |  | 18h30 | 0 | 0 |  | 18h30 | 0 | 0 |  | 18h30 | 0 | 0 |  | 18h30 | 0 | 0 |  | 18h30 | 0 | 0 |  | 18h30 | 0 | 0 |  | 18h30 | 0 | 0 |  | 18h30 | 0 | 0 |  | 18h30 | 0 | 0 |  | 18h30 | 0 | 0 |  | 18h30 | 0 | 0 |  | 18h30 | 0 | 0
19h30 | 0 | 0 | 19h30 | 0 | 0 | 19h30 | 0 | 0 | 19h30 | 0 | 0 | 19h30 | 0 | 0 | 19h30 | 0 | 0 | 19h30 | 0 | 0 | 19h30 | 0 | 0 | 19h30 | 0 | 0 | 19h30 | 0 | 0 | 19h30 | 0 | 0 | 19h30 | 0 | 0 | 19h30 | 0 | 0 | 19h30 | 0 | 0 | 19h30 | 0 | 0 | 19h30 | 0 | 0 |  | 19h30 | 0 | 0 |  | 19h30 | 0 | 0 |  | 19h30 | 0 | 0 |  | 19h30 | 0 | 0 |  | 19h30 | 0 | 0 |  | 19h30 | 0 | 0 |  | 19h30 | 0 | 0 |  | 19h30 | 0 | 0 |  | 19h30 | 0 | 0 |  | 19h30 | 0 | 0 |  | 19h30 | 0 | 0 |  | 19h30 | 0 | 0 |  | 19h30 | 0 | 0 |  | 19h30 | 0 | 0
20h30 | 0 | 0 | 20h30 | 0 | 0 | 20h30 | 0 | 0 | 20h30 | 0 | 0 | 20h30 | 0 | 0 | 20h30 | 0 | 0 | 20h30 | 0 | 0 | 20h30 | 0 | 0 | 20h30 | 0 | 0 | 20h30 | 0 | 0 | 20h30 | 0 | 0 | 20h30 | 0 | 0 | 20h30 | 0 | 0 | 20h30 | 0 | 0 | 20h30 | 0 | 0 | 20h30 | 0 | 0 |  | 20h30 | 0 | 0 |  | 20h30 | 0 | 0 |  | 20h30 | 0 | 0 |  | 20h30 | 0 | 0 |  | 20h30 | 0 | 0 |  | 20h30 | 0 | 0 |  | 20h30 | 0 | 0 |  | 20h30 | 0 | 0 |  | 20h30 | 0 | 0 |  | 20h30 | 0 | 0 |  | 20h30 | 0 | 0 |  | 20h30 | 0 | 0 |  | 20h30 | 0 | 0 |  | 20h30 | 0 | 0
21h30 | 0 | 0 | 21h30 | 0 | 0 | 21h30 | 0 | 0 | 21h30 | 0 | 0 | 21h30 | 0 | 0 | 21h30 | 0 | 0 | 21h30 | 0 | 0 | 21h30 | 0 | 0 | 21h30 | 0 | 0 | 21h30 | 0 | 0 | 21h30 | 0 | 0 | 21h30 | 0 | 0 | 21h30 | 0 | 0 | 21h30 | 0 | 0 | 21h30 | 0 | 0 | 21h30 | 0 | 0 |  | 21h30 | 0 | 0 |  | 21h30 | 0 | 0 |  | 21h30 | 0 | 0 |  | 21h30 | 0 | 0 |  | 21h30 | 0 | 0 |  | 21h30 | 0 | 0 |  | 21h30 | 0 | 0 |  | 21h30 | 0 | 0 |  | 21h30 | 0 | 0 |  | 21h30 | 0 | 0 |  | 21h30 | 0 | 0 |  | 21h30 | 0 | 0 |  | 21h30 | 0 | 0 |  | 21h30 | 0 | 0
22h30 | 0 | 0.01 | 22h30 | 0 | 0.02 | 22h30 | 0 | 0.01 | 22h30 | 0 | 0.06 | 22h30 | 0 | 0.08 | 22h30 | 0 | 0.06 | 22h30 | 0 | 0 | 22h30 | 0 | 0 | 22h30 | 0 | 0 | 22h30 | 0 | 0 | 22h30 | 0 | 0 | 22h30 | 0 | 0 | 22h30 | 0 | 0.04 | 22h30 | 0 | 0.05 | 22h30 | 0 | 0.04 | 22h30 | 0 | 0 |  | 22h30 | 0 | 0 |  | 22h30 | 0 | 0 |  | 22h30 | 0 | 0 |  | 22h30 | 0 | 0 |  | 22h30 | 0 | 0 |  | 22h30 | 0 | 0 |  | 22h30 | 0 | 0 |  | 22h30 | 0 | 0 |  | 22h30 | 0 | 0 |  | 22h30 | 0 | 0 |  | 22h30 | 0 | 0 |  | 22h30 | 0 | 0 |  | 22h30 | 0 | 0 |  | 22h30 | 0 | 0
23h30 | 0 | 0.13 | 23h30 | 0 | 0.14 | 23h30 | 0 | 0.13 | 23h30 | 0 | 0.21 | 23h30 | 0 | 0.23 | 23h30 | 0 | 0.2 | 23h30 | 0 | 0.01 | 23h30 | 0 | 0.03 | 23h30 | 0 | 0.01 | 23h30 | 0 | 0 | 23h30 | 0 | 0 | 23h30 | 0 | 0 | 23h30 | 0 | 0.17 | 23h30 | 0 | 0.18 | 23h30 | 0 | 0.17 | 23h30 | 0 | 0 |  | 23h30 | 0 | 0 |  | 23h30 | 0 | 0 |  | 23h30 | 0 | 0.03 |  | 23h30 | 0 | 0.05 |  | 23h30 | 0 | 0.03 |  | 23h30 | 0 | 0 |  | 23h30 | 0 | 0 |  | 23h30 | 0 | 0 |  | 23h30 | 0 | 0 |  | 23h30 | 0 | 0 |  | 23h30 | 0 | 0 |  | 23h30 | 0 | 0.01 |  | 23h30 | 0 | 0.02 |  | 23h30 | 0 | 0.01
00h30 | 0 | 0.12 | 00h30 | 0 | 0.12 | 00h30 | 0 | 0.12 | 00h30 | 0 | 0.14 | 00h30 | 0 | 0.15 | 00h30 | 0 | 0.14 | 00h30 | 0 | 0.01 | 00h30 | 0 | 0.03 | 00h30 | 0 | 0.01 | 00h30 | 0 | 0 | 00h30 | 0 | 0 | 00h30 | 0 | 0 | 00h30 | 0 | 0.13 | 00h30 | 0 | 0.13 | 00h30 | 0 | 0.13 | 00h30 | 0 | 0 |  | 00h30 | 0 | 0 |  | 00h30 | 0 | 0 |  | 00h30 | 0 | 0.03 |  | 00h30 | 0 | 0.05 |  | 00h30 | 0 | 0.03 |  | 00h30 | 0 | 0 |  | 00h30 | 0 | 0 |  | 00h30 | 0 | 0 |  | 00h30 | 0 | 0 |  | 00h30 | 0 | 0 |  | 00h30 | 0 | 0 |  | 00h30 | 0 | 0.01 |  | 00h30 | 0 | 0.02 |  | 00h30 | 0 | 0.01
01h30 | 0 | 0 | 01h30 | 0 | 0 | 01h30 | 0 | 0 | 01h30 | 0 | 0 | 01h30 | 0 | 0 | 01h30 | 0 | 0 | 01h30 | 0 | 0 | 01h30 | 0 | 0 | 01h30 | 0 | 0 | 01h30 | 0 | 0 | 01h30 | 0 | 0 | 01h30 | 0 | 0 | 01h30 | 0 | 0 | 01h30 | 0 | 0 | 01h30 | 0 | 0 | 01h30 | 0 | 0 |  | 01h30 | 0 | 0 |  | 01h30 | 0 | 0 |  | 01h30 | 0 | 0 |  | 01h30 | 0 | 0 |  | 01h30 | 0 | 0 |  | 01h30 | 0 | 0 |  | 01h30 | 0 | 0 |  | 01h30 | 0 | 0 |  | 01h30 | 0 | 0 |  | 01h30 | 0 | 0 |  | 01h30 | 0 | 0 |  | 01h30 | 0 | 0 |  | 01h30 | 0 | 0 |  | 01h30 | 0 | 0
02h30 | 0 | 0 | 02h30 | 0 | 0 | 02h30 | 0 | 0 | 02h30 | 0 | 0 | 02h30 | 0 | 0 | 02h30 | 0 | 0 | 02h30 | 0 | 0 | 02h30 | 0 | 0 | 02h30 | 0 | 0 | 02h30 | 0 | 0 | 02h30 | 0 | 0 | 02h30 | 0 | 0 | 02h30 | 0 | 0 | 02h30 | 0 | 0 | 02h30 | 0 | 0 | 02h30 | 0 | 0 |  | 02h30 | 0 | 0 |  | 02h30 | 0 | 0 |  | 02h30 | 0 | 0 |  | 02h30 | 0 | 0 |  | 02h30 | 0 | 0 |  | 02h30 | 0 | 0 |  | 02h30 | 0 | 0 |  | 02h30 | 0 | 0 |  | 02h30 | 0 | 0 |  | 02h30 | 0 | 0 |  | 02h30 | 0 | 0 |  | 02h30 | 0 | 0 |  | 02h30 | 0 | 0 |  | 02h30 | 0 | 0
03h30 | 0 | 0 | 03h30 | 0 | 0 | 03h30 | 0 | 0 | 03h30 | 0 | 0 | 03h30 | 0 | 0 | 03h30 | 0 | 0 | 03h30 | 0 | 0 | 03h30 | 0 | 0 | 03h30 | 0 | 0 | 03h30 | 0 | 0 | 03h30 | 0 | 0 | 03h30 | 0 | 0 | 03h30 | 0 | 0 | 03h30 | 0 | 0 | 03h30 | 0 | 0 | 03h30 | 0 | 0 |  | 03h30 | 0 | 0 |  | 03h30 | 0 | 0 |  | 03h30 | 0 | 0 |  | 03h30 | 0 | 0 |  | 03h30 | 0 | 0 |  | 03h30 | 0 | 0 |  | 03h30 | 0 | 0 |  | 03h30 | 0 | 0 |  | 03h30 | 0 | 0 |  | 03h30 | 0 | 0 |  | 03h30 | 0 | 0 |  | 03h30 | 0 | 0 |  | 03h30 | 0 | 0 |  | 03h30 | 0 | 0
04h30 | 0 | 0 | 04h30 | 0 | 0 | 04h30 | 0 | 0 | 04h30 | 0 | 0 | 04h30 | 0 | 0 | 04h30 | 0 | 0 | 04h30 | 0 | 0 | 04h30 | 0 | 0 | 04h30 | 0 | 0 | 04h30 | 0 | 0 | 04h30 | 0 | 0 | 04h30 | 0 | 0 | 04h30 | 0 | 0 | 04h30 | 0 | 0 | 04h30 | 0 | 0 | 04h30 | 0 | 0 |  | 04h30 | 0 | 0 |  | 04h30 | 0 | 0 |  | 04h30 | 0 | 0 |  | 04h30 | 0 | 0 |  | 04h30 | 0 | 0 |  | 04h30 | 0 | 0 |  | 04h30 | 0 | 0 |  | 04h30 | 0 | 0 |  | 04h30 | 0 | 0 |  | 04h30 | 0 | 0 |  | 04h30 | 0 | 0 |  | 04h30 | 0 | 0 |  | 04h30 | 0 | 0 |  | 04h30 | 0 | 0
05h30 | 0 | 0 | 05h30 | 0 | 0 | 05h30 | 0 | 0 | 05h30 | 0 | 0 | 05h30 | 0 | 0 | 05h30 | 0 | 0 | 05h30 | 0 | 0 | 05h30 | 0 | 0 | 05h30 | 0 | 0 | 05h30 | 0 | 0 | 05h30 | 0 | 0 | 05h30 | 0 | 0 | 05h30 | 0 | 0 | 05h30 | 0 | 0 | 05h30 | 0 | 0 | 05h30 | 0 | 0 |  | 05h30 | 0 | 0 |  | 05h30 | 0 | 0 |  | 05h30 | 0 | 0 |  | 05h30 | 0 | 0 |  | 05h30 | 0 | 0 |  | 05h30 | 0 | 0 |  | 05h30 | 0 | 0 |  | 05h30 | 0 | 0 |  | 05h30 | 0 | 0 |  | 05h30 | 0 | 0 |  | 05h30 | 0 | 0 |  | 05h30 | 0 | 0 |  | 05h30 | 0 | 0 |  | 05h30 | 0 | 0
06h30 | 0 | 0 | 06h30 | 0 | 0 | 06h30 | 0 | 0 | 06h30 | 0 | 0 | 06h30 | 0 | 0 | 06h30 | 0 | 0 | 06h30 | 0 | 0 | 06h30 | 0 | 0 | 06h30 | 0 | 0 | 06h30 | 0 | 0 | 06h30 | 0 | 0 | 06h30 | 0 | 0 | 06h30 | 0 | 0 | 06h30 | 0 | 0 | 06h30 | 0 | 0 | 06h30 | 0 | 0 |  | 06h30 | 0 | 0 |  | 06h30 | 0 | 0 |  | 06h30 | 0 | 0 |  | 06h30 | 0 | 0 |  | 06h30 | 0 | 0 |  | 06h30 | 0 | 0 |  | 06h30 | 0 | 0 |  | 06h30 | 0 | 0 |  | 06h30 | 0 | 0 |  | 06h30 | 0 | 0 |  | 06h30 | 0 | 0 |  | 06h30 | 0 | 0 |  | 06h30 | 0 | 0 |  | 06h30 | 0 | 0
07h30 | 0 | 0 | 07h30 | 0 | 0 | 07h30 | 0.19 | 0.77 | 07h30 | 0 | 0 | 07h30 | 0 | 0 | 07h30 | 0.2 | 0.8 | 07h30 | 0 | 0 | 07h30 | 0 | 0 | 07h30 | 0.13 | 0.66 | 07h30 | 0 | 0 | 07h30 | 0 | 0 | 07h30 | 0.08 | 0.55 | 07h30 | 0 | 0 | 07h30 | 0 | 0 | 07h30 | 0.2 | 0.8 | 07h30 | 0 | 0 |  | 07h30 | 0 | 0 |  | 07h30 | 0.12 | 0.58 |  | 07h30 | 0 | 0 |  | 07h30 | 0 | 0 |  | 07h30 | 0.13 | 0.62 |  | 07h30 | 0 | 0 |  | 07h30 | 0 | 0 |  | 07h30 | 0.05 | 0.45 |  | 07h30 | 0 | 0 |  | 07h30 | 0 | 0 |  | 07h30 | 0 | 0.33 |  | 07h30 | 0 | 0 |  | 07h30 | 0 | 0 |  | 07h30 | 0.13 | 0.62
08h30 | 0.12 | 0.59 | 08h30 | 0.12 | 0.6 | 08h30 | 0.24 | 1.12 | 08h30 | 0.13 | 0.64 | 08h30 | 0.14 | 0.65 | 08h30 | 0.26 | 1.18 | 08h30 | 0.05 | 0.45 | 08h30 | 0.05 | 0.46 | 08h30 | 0.13 | 0.9 | 08h30 | 0 | 0.27 | 08h30 | 0 | 0.29 | 08h30 | 0.08 | 0.68 | 08h30 | 0.13 | 0.63 | 08h30 | 0.13 | 0.64 | 08h30 | 0.25 | 1.18 | 08h30 | 0.06 | 0.47 |  | 08h30 | 0.06 | 0.48 |  | 08h30 | 0.12 | 0.83 |  | 08h30 | 0.07 | 0.51 |  | 08h30 | 0.07 | 0.52 |  | 08h30 | 0.14 | 0.89 |  | 08h30 | 0 | 0.3 |  | 08h30 | 0 | 0.31 |  | 08h30 | 0.05 | 0.57 |  | 08h30 | 0 | 0.14 |  | 08h30 | 0 | 0.15 |  | 08h30 | 0 | 0.33 |  | 08h30 | 0.07 | 0.51 |  | 08h30 | 0.07 | 0.52 |  | 08h30 | 0.14 | 0.89
09h30 | 0.38 | 1.3 | 09h30 | 0.38 | 1.31 | 09h30 | 0.36 | 1.35 | 09h30 | 0.39 | 1.36 | 09h30 | 0.4 | 1.37 | 09h30 | 0.37 | 1.41 | 09h30 | 0.26 | 1.06 | 09h30 | 0.26 | 1.07 | 09h30 | 0.24 | 1.1 | 09h30 | 0.16 | 0.79 | 09h30 | 0.17 | 0.82 | 09h30 | 0.17 | 0.85 | 09h30 | 0.39 | 1.36 | 09h30 | 0.4 | 1.37 | 09h30 | 0.37 | 1.41 | 09h30 | 0.27 | 1.06 |  | 09h30 | 0.28 | 1.08 |  | 09h30 | 0.26 | 1.09 |  | 09h30 | 0.29 | 1.12 |  | 09h30 | 0.3 | 1.14 |  | 09h30 | 0.27 | 1.15 |  | 09h30 | 0.15 | 0.79 |  | 09h30 | 0.15 | 0.8 |  | 09h30 | 0.15 | 0.8 |  | 09h30 | 0.07 | 0.52 |  | 09h30 | 0.08 | 0.54 |  | 09h30 | 0.07 | 0.53 |  | 09h30 | 0.28 | 1.13 |  | 09h30 | 0.29 | 1.14 |  | 09h30 | 0.27 | 1.16
10h30 | 0.46 | 1.52 | 10h30 | 0.46 | 1.53 | 10h30 | 0.39 | 1.27 | 10h30 | 0.46 | 1.54 | 10h30 | 0.47 | 1.56 | 10h30 | 0.39 | 1.29 | 10h30 | 0.35 | 1.29 | 10h30 | 0.35 | 1.31 | 10h30 | 0.3 | 1.09 | 10h30 | 0.26 | 1.08 | 10h30 | 0.27 | 1.1 | 10h30 | 0.22 | 0.9 | 10h30 | 0.46 | 1.56 | 10h30 | 0.46 | 1.57 | 10h30 | 0.38 | 1.3 | 10h30 | 0.35 | 1.24 |  | 10h30 | 0.36 | 1.25 |  | 10h30 | 0.31 | 1.06 |  | 10h30 | 0.36 | 1.27 |  | 10h30 | 0.36 | 1.28 |  | 10h30 | 0.31 | 1.08 |  | 10h30 | 0.23 | 0.98 |  | 10h30 | 0.23 | 0.99 |  | 10h30 | 0.2 | 0.85 |  | 10h30 | 0.13 | 0.73 |  | 10h30 | 0.13 | 0.75 |  | 10h30 | 0.12 | 0.65 |  | 10h30 | 0.35 | 1.29 |  | 10h30 | 0.36 | 1.3 |  | 10h30 | 0.3 | 1.1
11h30 | 0.32 | 1.14 | 11h30 | 0.32 | 1.15 | 11h30 | 0.28 | 1.01 | 11h30 | 0.32 | 1.15 | 11h30 | 0.32 | 1.15 | 11h30 | 0.28 | 1 | 11h30 | 0.24 | 0.98 | 11h30 | 0.25 | 0.99 | 11h30 | 0.21 | 0.86 | 11h30 | 0.18 | 0.82 | 11h30 | 0.19 | 0.83 | 11h30 | 0.16 | 0.71 | 11h30 | 0.31 | 1.16 | 11h30 | 0.31 | 1.17 | 11h30 | 0.27 | 1.02 | 11h30 | 0.24 | 0.92 |  | 11h30 | 0.25 | 0.93 |  | 11h30 | 0.22 | 0.82 |  | 11h30 | 0.24 | 0.92 |  | 11h30 | 0.24 | 0.93 |  | 11h30 | 0.21 | 0.82 |  | 11h30 | 0.15 | 0.73 |  | 11h30 | 0.15 | 0.74 |  | 11h30 | 0.13 | 0.65 |  | 11h30 | 0.08 | 0.55 |  | 11h30 | 0.08 | 0.56 |  | 11h30 | 0.08 | 0.5 |  | 11h30 | 0.23 | 0.95 |  | 11h30 | 0.23 | 0.95 |  | 11h30 | 0.2 | 0.84
12h30 | 0.23 | 0.9 | 12h30 | 0.24 | 0.91 | 12h30 | 0.21 | 0.82 | 12h30 | 0.22 | 0.89 | 12h30 | 0.23 | 0.9 | 12h30 | 0.21 | 0.81 | 12h30 | 0.17 | 0.77 | 12h30 | 0.17 | 0.77 | 12h30 | 0.16 | 0.69 | 12h30 | 0.13 | 0.64 | 12h30 | 0.13 | 0.65 | 12h30 | 0.11 | 0.57 | 12h30 | 0.21 | 0.91 | 12h30 | 0.21 | 0.92 | 12h30 | 0.2 | 0.83 | 12h30 | 0.17 | 0.71 |  | 12h30 | 0.17 | 0.72 |  | 12h30 | 0.16 | 0.65 |  | 12h30 | 0.16 | 0.7 |  | 12h30 | 0.16 | 0.71 |  | 12h30 | 0.16 | 0.64 |  | 12h30 | 0.1 | 0.56 |  | 12h30 | 0.1 | 0.56 |  | 12h30 | 0.09 | 0.51 |  | 12h30 | 0.05 | 0.41 |  | 12h30 | 0.05 | 0.42 |  | 12h30 | 0.05 | 0.38 |  | 12h30 | 0.15 | 0.72 |  | 12h30 | 0.15 | 0.73 |  | 12h30 | 0.16 | 0.66
13h30 | 0.19 | 0.76 | 13h30 | 0.19 | 0.77 | 13h30 | 0.18 | 0.71 | 13h30 | 0.18 | 0.75 | 13h30 | 0.18 | 0.75 | 13h30 | 0.17 | 0.69 | 13h30 | 0.13 | 0.64 | 13h30 | 0.14 | 0.64 | 13h30 | 0.13 | 0.59 | 13h30 | 0.1 | 0.53 | 13h30 | 0.1 | 0.54 | 13h30 | 0.09 | 0.49 | 13h30 | 0.17 | 0.77 | 13h30 | 0.17 | 0.77 | 13h30 | 0.16 | 0.71 | 13h30 | 0.13 | 0.59 |  | 13h30 | 0.13 | 0.6 |  | 13h30 | 0.13 | 0.55 |  | 13h30 | 0.12 | 0.57 |  | 13h30 | 0.12 | 0.58 |  | 13h30 | 0.12 | 0.53 |  | 13h30 | 0.07 | 0.45 |  | 13h30 | 0.07 | 0.46 |  | 13h30 | 0.06 | 0.42 |  | 13h30 | 0.03 | 0.34 |  | 13h30 | 0.03 | 0.34 |  | 13h30 | 0.03 | 0.32 |  | 13h30 | 0.11 | 0.6 |  | 13h30 | 0.11 | 0.6 |  | 13h30 | 0.11 | 0.56
14h30 | 0.15 | 0.64 | 14h30 | 0.15 | 0.64 | 14h30 | 0.17 | 0.62 | 14h30 | 0.14 | 0.62 | 14h30 | 0.14 | 0.62 | 14h30 | 0.17 | 0.63 | 14h30 | 0.1 | 0.53 | 14h30 | 0.1 | 0.53 | 14h30 | 0.13 | 0.52 | 14h30 | 0.08 | 0.44 | 14h30 | 0.08 | 0.45 | 14h30 | 0.08 | 0.45 | 14h30 | 0.13 | 0.64 | 14h30 | 0.13 | 0.64 | 14h30 | 0.16 | 0.64 | 14h30 | 0.1 | 0.48 |  | 14h30 | 0.1 | 0.48 |  | 14h30 | 0.13 | 0.51 |  | 14h30 | 0.08 | 0.46 |  | 14h30 | 0.09 | 0.46 |  | 14h30 | 0.12 | 0.51 |  | 14h30 | 0.05 | 0.36 |  | 14h30 | 0.05 | 0.36 |  | 14h30 | 0.06 | 0.4 |  | 14h30 | 0.01 | 0.27 |  | 14h30 | 0.01 | 0.27 |  | 14h30 | 0 | 0.31 |  | 14h30 | 0.08 | 0.48 |  | 14h30 | 0.08 | 0.48 |  | 14h30 | 0.11 | 0.52
15h30 | 0.09 | 0.49 | 15h30 | 0.1 | 0.5 | 15h30 | 0.1 | 0.48 | 15h30 | 0.08 | 0.47 | 15h30 | 0.08 | 0.48 | 15h30 | 0.09 | 0.46 | 15h30 | 0.05 | 0.39 | 15h30 | 0.05 | 0.4 | 15h30 | 0.06 | 0.38 | 15h30 | 0.03 | 0.32 | 15h30 | 0.03 | 0.33 | 15h30 | 0.03 | 0.31 | 15h30 | 0.08 | 0.49 | 15h30 | 0.08 | 0.49 | 15h30 | 0.08 | 0.48 | 15h30 | 0.05 | 0.35 |  | 15h30 | 0.05 | 0.35 |  | 15h30 | 0.05 | 0.35 |  | 15h30 | 0.04 | 0.33 |  | 15h30 | 0.04 | 0.33 |  | 15h30 | 0.04 | 0.34 |  | 15h30 | 0 | 0.24 |  | 15h30 | 0 | 0.25 |  | 15h30 | 0 | 0.25 |  | 15h30 | 0 | 0.17 |  | 15h30 | 0 | 0.17 |  | 15h30 | 0 | 0.17 |  | 15h30 | 0.03 | 0.34 |  | 15h30 | 0.03 | 0.35 |  | 15h30 | 0.03 | 0.35
16h30 | 0.07 | 0.42 | 16h30 | 0.07 | 0.42 | 16h30 | 0.1 | 0.48 | 16h30 | 0.06 | 0.4 | 16h30 | 0.06 | 0.4 | 16h30 | 0.09 | 0.46 | 16h30 | 0.02 | 0.32 | 16h30 | 0.02 | 0.32 | 16h30 | 0.06 | 0.38 | 16h30 | 0.01 | 0.25 | 16h30 | 0.01 | 0.25 | 16h30 | 0.03 | 0.31 | 16h30 | 0.06 | 0.41 | 16h30 | 0.06 | 0.41 | 16h30 | 0.08 | 0.48 | 16h30 | 0.03 | 0.29 |  | 16h30 | 0.03 | 0.29 |  | 16h30 | 0.05 | 0.35 |  | 16h30 | 0.02 | 0.27 |  | 16h30 | 0.02 | 0.27 |  | 16h30 | 0.04 | 0.34 |  | 16h30 | 0 | 0.18 |  | 16h30 | 0 | 0.18 |  | 16h30 | 0 | 0.25 |  | 16h30 | 0 | 0.1 |  | 16h30 | 0 | 0.11 |  | 16h30 | 0 | 0.17 |  | 16h30 | 0.02 | 0.28 |  | 16h30 | 0.02 | 0.28 |  | 16h30 | 0.03 | 0.35
17h30 | 0.09 | 0.45 | 17h30 | 0.09 | 0.46 | 17h30 | 0.1 | 0.48 | 17h30 | 0.08 | 0.44 | 17h30 | 0.08 | 0.44 | 17h30 | 0.09 | 0.46 | 17h30 | 0.04 | 0.35 | 17h30 | 0.04 | 0.35 | 17h30 | 0.05 | 0.37 | 17h30 | 0.02 | 0.28 | 17h30 | 0.02 | 0.29 | 17h30 | 0.02 | 0.3 | 17h30 | 0.08 | 0.46 | 17h30 | 0.08 | 0.46 | 17h30 | 0.09 | 0.48 | 17h30 | 0.05 | 0.33 |  | 17h30 | 0.05 | 0.33 |  | 17h30 | 0.06 | 0.35 |  | 17h30 | 0.04 | 0.32 |  | 17h30 | 0.04 | 0.32 |  | 17h30 | 0.05 | 0.33 |  | 17h30 | 0.01 | 0.21 |  | 17h30 | 0.01 | 0.22 |  | 17h30 | 0 | 0.23 |  | 17h30 | 0 | 0.14 |  | 17h30 | 0 | 0.14 |  | 17h30 | 0 | 0.16 |  | 17h30 | 0.04 | 0.33 |  | 17h30 | 0.04 | 0.33 |  | 17h30 | 0.05 | 0.35
18h30 | 0.14 | 0.61 | 18h30 | 0.14 | 0.61 | 18h30 | 0.13 | 0.59 | 18h30 | 0.13 | 0.6 | 18h30 | 0.13 | 0.6 | 18h30 | 0.12 | 0.58 | 18h30 | 0.09 | 0.48 | 18h30 | 0.1 | 0.49 | 18h30 | 0.09 | 0.47 | 18h30 | 0.06 | 0.41 | 18h30 | 0.07 | 0.42 | 18h30 | 0.06 | 0.4 | 18h30 | 0.13 | 0.61 | 18h30 | 0.13 | 0.61 | 18h30 | 0.12 | 0.59 | 18h30 | 0.09 | 0.47 |  | 18h30 | 0.09 | 0.47 |  | 18h30 | 0.09 | 0.45 |  | 18h30 | 0.09 | 0.46 |  | 18h30 | 0.09 | 0.46 |  | 18h30 | 0.08 | 0.44 |  | 18h30 | 0.05 | 0.34 |  | 18h30 | 0.05 | 0.34 |  | 18h30 | 0.04 | 0.33 |  | 18h30 | 0.01 | 0.27 |  | 18h30 | 0.01 | 0.27 |  | 18h30 | 0.01 | 0.26 |  | 18h30 | 0.09 | 0.48 |  | 18h30 | 0.09 | 0.48 |  | 18h30 | 0.08 | 0.46
19h30 | 0.1 | 0.52 | 19h30 | 0.1 | 0.52 | 19h30 | 0.04 | 0.47 | 19h30 | 0.09 | 0.53 | 19h30 | 0.09 | 0.53 | 19h30 | 0.03 | 0.46 | 19h30 | 0.06 | 0.42 | 19h30 | 0.06 | 0.42 | 19h30 | 0.03 | 0.33 | 19h30 | 0.05 | 0.35 | 19h30 | 0.05 | 0.35 | 19h30 | 0.04 | 0.25 | 19h30 | 0.09 | 0.53 | 19h30 | 0.09 | 0.54 | 19h30 | 0.03 | 0.47 | 19h30 | 0.05 | 0.4 |  | 19h30 | 0.05 | 0.4 |  | 19h30 | 0.03 | 0.32 |  | 19h30 | 0.05 | 0.41 |  | 19h30 | 0.05 | 0.41 |  | 19h30 | 0.03 | 0.31 |  | 19h30 | 0.04 | 0.29 |  | 19h30 | 0.04 | 0.29 |  | 19h30 | 0.04 | 0.18 |  | 19h30 | 0.01 | 0.21 |  | 19h30 | 0.01 | 0.21 |  | 19h30 | 0.01 | 0.1 |  | 19h30 | 0.05 | 0.41 |  | 19h30 | 0.05 | 0.42 |  | 19h30 | 0.03 | 0.32
20h30 | 0 | 0.3 | 20h30 | 0 | 0.3 | 20h30 | 0 | 0.35 | 20h30 | 0 | 0.31 | 20h30 | 0 | 0.31 | 20h30 | 0 | 0.34 | 20h30 | 0 | 0.17 | 20h30 | 0 | 0.17 | 20h30 | 0 | 0.23 | 20h30 | 0 | 0.08 | 20h30 | 0 | 0.08 | 20h30 | 0 | 0.15 | 20h30 | 0 | 0.31 | 20h30 | 0 | 0.32 | 20h30 | 0 | 0.36 | 20h30 | 0 | 0.16 |  | 20h30 | 0 | 0.17 |  | 20h30 | 0 | 0.21 |  | 20h30 | 0 | 0.17 |  | 20h30 | 0 | 0.17 |  | 20h30 | 0 | 0.2 |  | 20h30 | 0 | 0.02 |  | 20h30 | 0 | 0.02 |  | 20h30 | 0 | 0.08 |  | 20h30 | 0 | 0 |  | 20h30 | 0 | 0 |  | 20h30 | 0 | 0 |  | 20h30 | 0 | 0.18 |  | 20h30 | 0 | 0.18 |  | 20h30 | 0 | 0.21
21h30 | 0 | 0.35 | 21h30 | 0 | 0.35 | 21h30 | 0 | 0.38 | 21h30 | 0 | 0.36 | 21h30 | 0 | 0.36 | 21h30 | 0 | 0.38 | 21h30 | 0 | 0.19 | 21h30 | 0 | 0.19 | 21h30 | 0 | 0.23 | 21h30 | 0 | 0.09 | 21h30 | 0 | 0.09 | 21h30 | 0 | 0.12 | 21h30 | 0 | 0.36 | 21h30 | 0 | 0.37 | 21h30 | 0 | 0.39 | 21h30 | 0 | 0.2 |  | 21h30 | 0 | 0.2 |  | 21h30 | 0 | 0.23 |  | 21h30 | 0 | 0.21 |  | 21h30 | 0 | 0.21 |  | 21h30 | 0 | 0.23 |  | 21h30 | 0 | 0.04 |  | 21h30 | 0 | 0.04 |  | 21h30 | 0 | 0.07 |  | 21h30 | 0 | 0 |  | 21h30 | 0 | 0 |  | 21h30 | 0 | 0 |  | 21h30 | 0 | 0.21 |  | 21h30 | 0 | 0.22 |  | 21h30 | 0 | 0.24
22h30 | 0 | 0.44 | 22h30 | 0 | 0.44 | 22h30 | 0 | 0.43 | 22h30 | 0 | 0.46 | 22h30 | 0 | 0.46 | 22h30 | 0 | 0.44 | 22h30 | 0 | 0.27 | 22h30 | 0 | 0.28 | 22h30 | 0 | 0.27 | 22h30 | 0 | 0.17 | 22h30 | 0 | 0.17 | 22h30 | 0 | 0.16 | 22h30 | 0 | 0.46 | 22h30 | 0 | 0.46 | 22h30 | 0 | 0.45 | 22h30 | 0 | 0.28 |  | 22h30 | 0 | 0.28 |  | 22h30 | 0 | 0.28 |  | 22h30 | 0 | 0.29 |  | 22h30 | 0 | 0.3 |  | 22h30 | 0 | 0.29 |  | 22h30 | 0 | 0.11 |  | 22h30 | 0 | 0.11 |  | 22h30 | 0 | 0.11 |  | 22h30 | 0 | 0 |  | 22h30 | 0 | 0.01 |  | 22h30 | 0 | 0.01 |  | 22h30 | 0 | 0.3 |  | 22h30 | 0 | 0.3 |  | 22h30 | 0 | 0.29
23h30 | 0 | 0.53 | 23h30 | 0 | 0.54 | 23h30 | 0 | 0.51 | 23h30 | 0 | 0.55 | 23h30 | 0 | 0.55 | 23h30 | 0 | 0.53 | 23h30 | 0 | 0.36 | 23h30 | 0 | 0.37 | 23h30 | 0 | 0.34 | 23h30 | 0 | 0.25 | 23h30 | 0 | 0.25 | 23h30 | 0 | 0.23 | 23h30 | 0 | 0.56 | 23h30 | 0 | 0.56 | 23h30 | 0 | 0.54 | 23h30 | 0 | 0.37 |  | 23h30 | 0 | 0.37 |  | 23h30 | 0 | 0.35 |  | 23h30 | 0 | 0.38 |  | 23h30 | 0 | 0.39 |  | 23h30 | 0 | 0.36 |  | 23h30 | 0 | 0.2 |  | 23h30 | 0 | 0.2 |  | 23h30 | 0 | 0.18 |  | 23h30 | 0 | 0.06 |  | 23h30 | 0 | 0.06 |  | 23h30 | 0 | 0.05 |  | 23h30 | 0 | 0.39 |  | 23h30 | 0 | 0.39 |  | 23h30 | 0 | 0.37
00h30 | 0 | 0.14 | 00h30 | 0 | 0.14 | 00h30 | 0 | 0.46 | 00h30 | 0 | 0.14 | 00h30 | 0 | 0.14 | 00h30 | 0 | 0.47 | 00h30 | 0 | 0.11 | 00h30 | 0 | 0.11 | 00h30 | 0 | 0.3 | 00h30 | 0 | 0.1 | 00h30 | 0 | 0.1 | 00h30 | 0 | 0.19 | 00h30 | 0 | 0.15 | 00h30 | 0 | 0.14 | 00h30 | 0 | 0.48 | 00h30 | 0 | 0.12 |  | 00h30 | 0 | 0.12 |  | 00h30 | 0 | 0.31 |  | 00h30 | 0 | 0.13 |  | 00h30 | 0 | 0.12 |  | 00h30 | 0 | 0.31 |  | 00h30 | 0 | 0.1 |  | 00h30 | 0 | 0.1 |  | 00h30 | 0 | 0.14 |  | 00h30 | 0 | 0.05 |  | 00h30 | 0 | 0.05 |  | 00h30 | 0 | 0.04 |  | 00h30 | 0 | 0.13 |  | 00h30 | 0 | 0.13 |  | 00h30 | 0 | 0.32
01h30 | 0 | 0 | 01h30 | 0 | 0 | 01h30 | 0 | 0 | 01h30 | 0 | 0 | 01h30 | 0 | 0 | 01h30 | 0 | 0 | 01h30 | 0 | 0 | 01h30 | 0 | 0 | 01h30 | 0 | 0 | 01h30 | 0 | 0 | 01h30 | 0 | 0 | 01h30 | 0 | 0 | 01h30 | 0 | 0 | 01h30 | 0 | 0 | 01h30 | 0 | 0 | 01h30 | 0 | 0 |  | 01h30 | 0 | 0 |  | 01h30 | 0 | 0 |  | 01h30 | 0 | 0 |  | 01h30 | 0 | 0 |  | 01h30 | 0 | 0 |  | 01h30 | 0 | 0 |  | 01h30 | 0 | 0 |  | 01h30 | 0 | 0 |  | 01h30 | 0 | 0 |  | 01h30 | 0 | 0 |  | 01h30 | 0 | 0 |  | 01h30 | 0 | 0 |  | 01h30 | 0 | 0 |  | 01h30 | 0 | 0
02h30 | 0 | 0 | 02h30 | 0 | 0 | 02h30 | 0 | 0 | 02h30 | 0 | 0 | 02h30 | 0 | 0 | 02h30 | 0 | 0 | 02h30 | 0 | 0 | 02h30 | 0 | 0 | 02h30 | 0 | 0 | 02h30 | 0 | 0 | 02h30 | 0 | 0 | 02h30 | 0 | 0 | 02h30 | 0 | 0 | 02h30 | 0 | 0 | 02h30 | 0 | 0 | 02h30 | 0 | 0 |  | 02h30 | 0 | 0 |  | 02h30 | 0 | 0 |  | 02h30 | 0 | 0 |  | 02h30 | 0 | 0 |  | 02h30 | 0 | 0 |  | 02h30 | 0 | 0 |  | 02h30 | 0 | 0 |  | 02h30 | 0 | 0 |  | 02h30 | 0 | 0 |  | 02h30 | 0 | 0 |  | 02h30 | 0 | 0 |  | 02h30 | 0 | 0 |  | 02h30 | 0 | 0 |  | 02h30 | 0 | 0
03h30 | 0 | 0 | 03h30 | 0 | 0 | 03h30 | 0 | 0 | 03h30 | 0 | 0 | 03h30 | 0 | 0 | 03h30 | 0 | 0 | 03h30 | 0 | 0 | 03h30 | 0 | 0 | 03h30 | 0 | 0 | 03h30 | 0 | 0 | 03h30 | 0 | 0 | 03h30 | 0 | 0 | 03h30 | 0 | 0 | 03h30 | 0 | 0 | 03h30 | 0 | 0 | 03h30 | 0 | 0 |  | 03h30 | 0 | 0 |  | 03h30 | 0 | 0 |  | 03h30 | 0 | 0 |  | 03h30 | 0 | 0 |  | 03h30 | 0 | 0 |  | 03h30 | 0 | 0 |  | 03h30 | 0 | 0 |  | 03h30 | 0 | 0 |  | 03h30 | 0 | 0 |  | 03h30 | 0 | 0 |  | 03h30 | 0 | 0 |  | 03h30 | 0 | 0 |  | 03h30 | 0 | 0 |  | 03h30 | 0 | 0
04h30 | 0 | 0.04 | 04h30 | 0 | 0.04 | 04h30 | 0 | 0.01 | 04h30 | 0 | 0.03 | 04h30 | 0 | 0.04 | 04h30 | 0 | 0.01 | 04h30 | 0 | 0 | 04h30 | 0 | 0 | 04h30 | 0 | 0 | 04h30 | 0 | 0 | 04h30 | 0 | 0 | 04h30 | 0 | 0 | 04h30 | 0 | 0.05 | 04h30 | 0 | 0.05 | 04h30 | 0 | 0.03 | 04h30 | 0 | 0 |  | 04h30 | 0 | 0 |  | 04h30 | 0 | 0 |  | 04h30 | 0 | 0 |  | 04h30 | 0 | 0 |  | 04h30 | 0 | 0 |  | 04h30 | 0 | 0 |  | 04h30 | 0 | 0 |  | 04h30 | 0 | 0 |  | 04h30 | 0 | 0 |  | 04h30 | 0 | 0 |  | 04h30 | 0 | 0 |  | 04h30 | 0 | 0 |  | 04h30 | 0 | 0 |  | 04h30 | 0 | 0
05h30 | 0 | 0.07 | 05h30 | 0 | 0.07 | 05h30 | 0 | 0.03 | 05h30 | 0 | 0.06 | 05h30 | 0 | 0.06 | 05h30 | 0 | 0.02 | 05h30 | 0 | 0 | 05h30 | 0 | 0 | 05h30 | 0 | 0 | 05h30 | 0 | 0 | 05h30 | 0 | 0 | 05h30 | 0 | 0 | 05h30 | 0 | 0.09 | 05h30 | 0 | 0.09 | 05h30 | 0 | 0.05 | 05h30 | 0 | 0 |  | 05h30 | 0 | 0 |  | 05h30 | 0 | 0 |  | 05h30 | 0 | 0 |  | 05h30 | 0 | 0 |  | 05h30 | 0 | 0 |  | 05h30 | 0 | 0 |  | 05h30 | 0 | 0 |  | 05h30 | 0 | 0 |  | 05h30 | 0 | 0 |  | 05h30 | 0 | 0 |  | 05h30 | 0 | 0 |  | 05h30 | 0 | 0 |  | 05h30 | 0 | 0 |  | 05h30 | 0 | 0
06h30 | 0 | 0.03 | 06h30 | 0 | 0.03 | 06h30 | 0 | 0.02 | 06h30 | 0 | 0.02 | 06h30 | 0 | 0.02 | 06h30 | 0 | 0.01 | 06h30 | 0 | 0 | 06h30 | 0 | 0 | 06h30 | 0 | 0 | 06h30 | 0 | 0 | 06h30 | 0 | 0 | 06h30 | 0 | 0 | 06h30 | 0 | 0.03 | 06h30 | 0 | 0.03 | 06h30 | 0 | 0.02 | 06h30 | 0 | 0 |  | 06h30 | 0 | 0 |  | 06h30 | 0 | 0 |  | 06h30 | 0 | 0 |  | 06h30 | 0 | 0 |  | 06h30 | 0 | 0 |  | 06h30 | 0 | 0 |  | 06h30 | 0 | 0 |  | 06h30 | 0 | 0 |  | 06h30 | 0 | 0 |  | 06h30 | 0 | 0 |  | 06h30 | 0 | 0 |  | 06h30 | 0 | 0 |  | 06h30 | 0 | 0 |  | 06h30 | 0 | 0
07h30 | 0.18 | 0.66 | 07h30 | 0.18 | 0.66 | 07h30 | 0.17 | 0.65 | 07h30 | 0.17 | 0.64 | 07h30 | 0.17 | 0.64 | 07h30 | 0.16 | 0.63 | 07h30 | 0.12 | 0.57 | 07h30 | 0.12 | 0.57 | 07h30 | 0.12 | 0.56 | 07h30 | 0.08 | 0.49 | 07h30 | 0.08 | 0.49 | 07h30 | 0.08 | 0.48 | 07h30 | 0.17 | 0.66 | 07h30 | 0.17 | 0.66 | 07h30 | 0.17 | 0.65 | 07h30 | 0.11 | 0.48 |  | 07h30 | 0.11 | 0.48 |  | 07h30 | 0.11 | 0.48 |  | 07h30 | 0.1 | 0.47 |  | 07h30 | 0.1 | 0.47 |  | 07h30 | 0.1 | 0.46 |  | 07h30 | 0.05 | 0.4 |  | 07h30 | 0.05 | 0.4 |  | 07h30 | 0.05 | 0.39 |  | 07h30 | 0.01 | 0.31 |  | 07h30 | 0.01 | 0.31 |  | 07h30 | 0.01 | 0.31 |  | 07h30 | 0.11 | 0.48 |  | 07h30 | 0.11 | 0.48 |  | 07h30 | 0.1 | 0.48
08h30 | 0.18 | 0.84 | 08h30 | 0.18 | 0.84 | 08h30 | 0.17 | 0.83 | 08h30 | 0.17 | 0.8 | 08h30 | 0.17 | 0.8 | 08h30 | 0.16 | 0.78 | 08h30 | 0.12 | 0.66 | 08h30 | 0.12 | 0.66 | 08h30 | 0.12 | 0.64 | 08h30 | 0.08 | 0.49 | 08h30 | 0.08 | 0.49 | 08h30 | 0.08 | 0.48 | 08h30 | 0.17 | 0.83 | 08h30 | 0.17 | 0.83 | 08h30 | 0.17 | 0.81 | 08h30 | 0.11 | 0.6 |  | 08h30 | 0.11 | 0.6 |  | 08h30 | 0.11 | 0.59 |  | 08h30 | 0.1 | 0.55 |  | 08h30 | 0.1 | 0.55 |  | 08h30 | 0.1 | 0.54 |  | 08h30 | 0.05 | 0.4 |  | 08h30 | 0.05 | 0.41 |  | 08h30 | 0.05 | 0.4 |  | 08h30 | 0.01 | 0.31 |  | 08h30 | 0.01 | 0.31 |  | 08h30 | 0.01 | 0.31 |  | 08h30 | 0.11 | 0.59 |  | 08h30 | 0.11 | 0.59 |  | 08h30 | 0.1 | 0.58
09h30 | 0 | 0.18 | 09h30 | 0 | 0.19 | 09h30 | 0.21 | 0.91 | 09h30 | 0 | 0.15 | 09h30 | 0 | 0.15 | 09h30 | 0.18 | 0.83 | 09h30 | 0 | 0.09 | 09h30 | 0 | 0.09 | 09h30 | 0.12 | 0.69 | 09h30 | 0 | 0 | 09h30 | 0 | 0 | 09h30 | 0.05 | 0.5 | 09h30 | 0 | 0.17 | 09h30 | 0 | 0.17 | 09h30 | 0.18 | 0.87 | 09h30 | 0 | 0.12 |  | 09h30 | 0 | 0.12 |  | 09h30 | 0.15 | 0.73 |  | 09h30 | 0 | 0.08 |  | 09h30 | 0 | 0.08 |  | 09h30 | 0.12 | 0.65 |  | 09h30 | 0 | 0.01 |  | 09h30 | 0 | 0.01 |  | 09h30 | 0.05 | 0.49 |  | 09h30 | 0 | 0 |  | 09h30 | 0 | 0 |  | 09h30 | 0 | 0.32 |  | 09h30 | 0 | 0.11 |  | 09h30 | 0 | 0.11 |  | 09h30 | 0.12 | 0.7
10h30 | 0 | 0 | 10h30 | 0 | 0 | 10h30 | 0.21 | 0.73 | 10h30 | 0 | 0 | 10h30 | 0 | 0 | 10h30 | 0.18 | 0.69 | 10h30 | 0 | 0 | 10h30 | 0 | 0 | 10h30 | 0.12 | 0.61 | 10h30 | 0 | 0 | 10h30 | 0 | 0 | 10h30 | 0.05 | 0.5 | 10h30 | 0 | 0 | 10h30 | 0 | 0 | 10h30 | 0.18 | 0.71 | 10h30 | 0 | 0 |  | 10h30 | 0 | 0 |  | 10h30 | 0.15 | 0.62 |  | 10h30 | 0 | 0 |  | 10h30 | 0 | 0 |  | 10h30 | 0.12 | 0.57 |  | 10h30 | 0 | 0 |  | 10h30 | 0 | 0 |  | 10h30 | 0.05 | 0.48 |  | 10h30 | 0 | 0 |  | 10h30 | 0 | 0 |  | 10h30 | 0 | 0.32 |  | 10h30 | 0 | 0 |  | 10h30 | 0 | 0 |  | 10h30 | 0.12 | 0.6
11h30 | 0 | 0 | 11h30 | 0 | 0 | 11h30 | 0.1 | 0.5 | 11h30 | 0 | 0 | 11h30 | 0 | 0 | 11h30 | 0.08 | 0.46 | 11h30 | 0 | 0 | 11h30 | 0 | 0 | 11h30 | 0.05 | 0.4 | 11h30 | 0 | 0 | 11h30 | 0 | 0 | 11h30 | 0.01 | 0.33 | 11h30 | 0 | 0 | 11h30 | 0 | 0 | 11h30 | 0 | 0.48 | 11h30 | 0 | 0 |  | 11h30 | 0 | 0 |  | 11h30 | 0.05 | 0.38 |  | 11h30 | 0 | 0 |  | 11h30 | 0 | 0 |  | 11h30 | 0.03 | 0.34 |  | 11h30 | 0 | 0 |  | 11h30 | 0 | 0 |  | 11h30 | 0 | 0.28 |  | 11h30 | 0 | 0 |  | 11h30 | 0 | 0 |  | 11h30 | 0 | 0.17 |  | 11h30 | 0 | 0 |  | 11h30 | 0 | 0 |  | 11h30 | 0 | 0.36
12h30 | 0 | 0 | 12h30 | 0 | 0 | 12h30 | 0.1 | 0.5 | 12h30 | 0 | 0 | 12h30 | 0 | 0 | 12h30 | 0.08 | 0.46 | 12h30 | 0 | 0 | 12h30 | 0 | 0 | 12h30 | 0.05 | 0.4 | 12h30 | 0 | 0 | 12h30 | 0 | 0 | 12h30 | 0.01 | 0.33 | 12h30 | 0 | 0 | 12h30 | 0 | 0 | 12h30 | 0 | 0.48 | 12h30 | 0 | 0 |  | 12h30 | 0 | 0 |  | 12h30 | 0.05 | 0.38 |  | 12h30 | 0 | 0 |  | 12h30 | 0 | 0 |  | 12h30 | 0.03 | 0.34 |  | 12h30 | 0 | 0 |  | 12h30 | 0 | 0 |  | 12h30 | 0 | 0.28 |  | 12h30 | 0 | 0 |  | 12h30 | 0 | 0 |  | 12h30 | 0 | 0.17 |  | 12h30 | 0 | 0 |  | 12h30 | 0 | 0 |  | 12h30 | 0 | 0.36
13h30 | 0.02 | 0.32 | 13h30 | 0 | 0 | 13h30 | 0.01 | 0.35 | 13h30 | 0.02 | 0.31 | 13h30 | 0 | 0 | 13h30 | 0.02 | 0.33 | 13h30 | 0 | 0.26 | 13h30 | 0 | 0 | 13h30 | 0 | 0.28 | 13h30 | 0 | 0.19 | 13h30 | 0 | 0 | 13h30 | 0 | 0.22 | 13h30 | 0 | 0.3 | 13h30 | 0 | 0 | 13h30 | 0 | 0.33 | 13h30 | 0 | 0.21 |  | 13h30 | 0 | 0 |  | 13h30 | 0 | 0.23 |  | 13h30 | 0 | 0.2 |  | 13h30 | 0 | 0 |  | 13h30 | 0 | 0.21 |  | 13h30 | 0 | 0.14 |  | 13h30 | 0 | 0 |  | 13h30 | 0 | 0.15 |  | 13h30 | 0 | 0.06 |  | 13h30 | 0 | 0 |  | 13h30 | 0 | 0.06 |  | 13h30 | 0 | 0.19 |  | 13h30 | 0 | 0 |  | 13h30 | 0 | 0.21
14h30 | 0.02 | 0.4 | 14h30 | 0 | 0 | 14h30 | 0.01 | 0.35 | 14h30 | 0.02 | 0.37 | 14h30 | 0 | 0 | 14h30 | 0.02 | 0.33 | 14h30 | 0 | 0.3 | 14h30 | 0 | 0 | 14h30 | 0 | 0.28 | 14h30 | 0 | 0.21 | 14h30 | 0 | 0 | 14h30 | 0 | 0.22 | 14h30 | 0 | 0.35 | 14h30 | 0 | 0 | 14h30 | 0 | 0.33 | 14h30 | 0 | 0.24 |  | 14h30 | 0 | 0 |  | 14h30 | 0 | 0.23 |  | 14h30 | 0 | 0.22 |  | 14h30 | 0 | 0 |  | 14h30 | 0 | 0.21 |  | 14h30 | 0 | 0.14 |  | 14h30 | 0 | 0 |  | 14h30 | 0 | 0.15 |  | 14h30 | 0 | 0.06 |  | 14h30 | 0 | 0 |  | 14h30 | 0 | 0.06 |  | 14h30 | 0 | 0.19 |  | 14h30 | 0 | 0 |  | 14h30 | 0 | 0.21
15h30 | 0 | 0.3 | 15h30 | 0 | 0 | 15h30 | 0 | 0.19 | 15h30 | 0 | 0.28 | 15h30 | 0 | 0 | 15h30 | 0 | 0.18 | 15h30 | 0 | 0.2 | 15h30 | 0 | 0 | 15h30 | 0 | 0.09 | 15h30 | 0 | 0.12 | 15h30 | 0 | 0 | 15h30 | 0 | 0.05 | 15h30 | 0 | 0.25 | 15h30 | 0 | 0 | 15h30 | 0 | 0.15 | 15h30 | 0 | 0.17 |  | 15h30 | 0 | 0 |  | 15h30 | 0 | 0.08 |  | 15h30 | 0 | 0.15 |  | 15h30 | 0 | 0 |  | 15h30 | 0 | 0.07 |  | 15h30 | 0 | 0.05 |  | 15h30 | 0 | 0 |  | 15h30 | 0 | 0 |  | 15h30 | 0 | 0 |  | 15h30 | 0 | 0 |  | 15h30 | 0 | 0 |  | 15h30 | 0 | 0.12 |  | 15h30 | 0 | 0 |  | 15h30 | 0 | 0.02
16h30 | 0 | 0.23 | 16h30 | 0 | 0 | 16h30 | 0 | 0.19 | 16h30 | 0 | 0.22 | 16h30 | 0 | 0 | 16h30 | 0 | 0.18 | 16h30 | 0 | 0.16 | 16h30 | 0 | 0 | 16h30 | 0 | 0.09 | 16h30 | 0 | 0.09 | 16h30 | 0 | 0 | 16h30 | 0 | 0.05 | 16h30 | 0 | 0.2 | 16h30 | 0 | 0 | 16h30 | 0 | 0.15 | 16h30 | 0 | 0.15 |  | 16h30 | 0 | 0 |  | 16h30 | 0 | 0.08 |  | 16h30 | 0 | 0.13 |  | 16h30 | 0 | 0 |  | 16h30 | 0 | 0.07 |  | 16h30 | 0 | 0.05 |  | 16h30 | 0 | 0 |  | 16h30 | 0 | 0 |  | 16h30 | 0 | 0 |  | 16h30 | 0 | 0 |  | 16h30 | 0 | 0 |  | 16h30 | 0 | 0.11 |  | 16h30 | 0 | 0 |  | 16h30 | 0 | 0.02
17h30 | 0.01 | 0.21 | 17h30 | 0 | 0 | 17h30 | 0 | 0.15 | 17h30 | 0.02 | 0.22 | 17h30 | 0 | 0 | 17h30 | 0 | 0.17 | 17h30 | 0 | 0.14 | 17h30 | 0 | 0 | 17h30 | 0 | 0.06 | 17h30 | 0 | 0.07 | 17h30 | 0 | 0 | 17h30 | 0 | 0 | 17h30 | 0 | 0.19 | 17h30 | 0 | 0 | 17h30 | 0 | 0.14 | 17h30 | 0 | 0.1 |  | 17h30 | 0 | 0 |  | 17h30 | 0 | 0.04 |  | 17h30 | 0 | 0.11 |  | 17h30 | 0 | 0 |  | 17h30 | 0 | 0.05 |  | 17h30 | 0 | 0.02 |  | 17h30 | 0 | 0 |  | 17h30 | 0 | 0 |  | 17h30 | 0 | 0 |  | 17h30 | 0 | 0 |  | 17h30 | 0 | 0 |  | 17h30 | 0 | 0.07 |  | 17h30 | 0 | 0 |  | 17h30 | 0 | 0.01
18h30 | 0.04 | 0.25 | 18h30 | 0.05 | 0.26 | 18h30 | 0.01 | 0.18 | 18h30 | 0.06 | 0.28 | 18h30 | 0.06 | 0.29 | 18h30 | 0.03 | 0.22 | 18h30 | 0.01 | 0.17 | 18h30 | 0.02 | 0.17 | 18h30 | 0 | 0.08 | 18h30 | 0 | 0.1 | 18h30 | 0 | 0.11 | 18h30 | 0 | 0.02 | 18h30 | 0 | 0.23 | 18h30 | 0 | 0.23 | 18h30 | 0 | 0.17 | 18h30 | 0 | 0.13 |  | 18h30 | 0.01 | 0.14 |  | 18h30 | 0 | 0.07 |  | 18h30 | 0.01 | 0.15 |  | 18h30 | 0.02 | 0.16 |  | 18h30 | 0 | 0.1 |  | 18h30 | 0 | 0.02 |  | 18h30 | 0 | 0.04 |  | 18h30 | 0 | 0 |  | 18h30 | 0 | 0 |  | 18h30 | 0 | 0 |  | 18h30 | 0 | 0 |  | 18h30 | 0 | 0.1 |  | 18h30 | 0 | 0.11 |  | 18h30 | 0 | 0.04
19h30 | 0.03 | 0.06 | 19h30 | 0.05 | 0.26 | 19h30 | 0.01 | 0.02 | 19h30 | 0.04 | 0.11 | 19h30 | 0.06 | 0.29 | 19h30 | 0.03 | 0.06 | 19h30 | 0.01 | 0.03 | 19h30 | 0.02 | 0.17 | 19h30 | 0 | 0.02 | 19h30 | 0 | 0.02 | 19h30 | 0 | 0.11 | 19h30 | 0 | 0.02 | 19h30 | 0 | 0.06 | 19h30 | 0 | 0.23 | 19h30 | 0 | 0.03 | 19h30 | 0 | 0.02 |  | 19h30 | 0.01 | 0.14 |  | 19h30 | 0 | 0.02 |  | 19h30 | 0.01 | 0.04 |  | 19h30 | 0.02 | 0.16 |  | 19h30 | 0 | 0.05 |  | 19h30 | 0 | 0.01 |  | 19h30 | 0 | 0.04 |  | 19h30 | 0 | 0 |  | 19h30 | 0 | 0 |  | 19h30 | 0 | 0 |  | 19h30 | 0 | 0 |  | 19h30 | 0 | 0.03 |  | 19h30 | 0 | 0.11 |  | 19h30 | 0 | 0.04
20h30 | 0 | 0.03 | 20h30 | 0 | 0.04 | 20h30 | 0 | 0 | 20h30 | 0 | 0.05 | 20h30 | 0 | 0.1 | 20h30 | 0 | 0.01 | 20h30 | 0 | 0 | 20h30 | 0 | 0 | 20h30 | 0 | 0 | 20h30 | 0 | 0 | 20h30 | 0 | 0 | 20h30 | 0 | 0 | 20h30 | 0 | 0.01 | 20h30 | 0 | 0.03 | 20h30 | 0 | 0 | 20h30 | 0 | 0 |  | 20h30 | 0 | 0 |  | 20h30 | 0 | 0 |  | 20h30 | 0 | 0 |  | 20h30 | 0 | 0 |  | 20h30 | 0 | 0 |  | 20h30 | 0 | 0 |  | 20h30 | 0 | 0 |  | 20h30 | 0 | 0 |  | 20h30 | 0 | 0 |  | 20h30 | 0 | 0 |  | 20h30 | 0 | 0 |  | 20h30 | 0 | 0 |  | 20h30 | 0 | 0 |  | 20h30 | 0 | 0
21h30 | 0 | 0.1 | 21h30 | 0 | 0.11 | 21h30 | 0 | 0.04 | 21h30 | 0 | 0.17 | 21h30 | 0 | 0.2 | 21h30 | 0 | 0.11 | 21h30 | 0 | 0.01 | 21h30 | 0 | 0.02 | 21h30 | 0 | 0 | 21h30 | 0 | 0 | 21h30 | 0 | 0 | 21h30 | 0 | 0 | 21h30 | 0 | 0.1 | 21h30 | 0 | 0.11 | 21h30 | 0 | 0.05 | 21h30 | 0 | 0 |  | 21h30 | 0 | 0 |  | 21h30 | 0 | 0 |  | 21h30 | 0 | 0.06 |  | 21h30 | 0 | 0.06 |  | 21h30 | 0 | 0.01 |  | 21h30 | 0 | 0 |  | 21h30 | 0 | 0 |  | 21h30 | 0 | 0 |  | 21h30 | 0 | 0 |  | 21h30 | 0 | 0 |  | 21h30 | 0 | 0 |  | 21h30 | 0 | 0 |  | 21h30 | 0 | 0 |  | 21h30 | 0 | 0
22h30 | 0 | 0.13 | 22h30 | 0 | 0.17 | 22h30 | 0 | 0.09 | 22h30 | 0 | 0.25 | 22h30 | 0 | 0.28 | 22h30 | 0 | 0.2 | 22h30 | 0 | 0.01 | 22h30 | 0 | 0.04 | 22h30 | 0 | 0 | 22h30 | 0 | 0 | 22h30 | 0 | 0 | 22h30 | 0 | 0 | 22h30 | 0 | 0.16 | 22h30 | 0 | 0.18 | 22h30 | 0 | 0.11 | 22h30 | 0 | 0 |  | 22h30 | 0 | 0 |  | 22h30 | 0 | 0 |  | 22h30 | 0 | 0.08 |  | 22h30 | 0 | 0.1 |  | 22h30 | 0 | 0.03 |  | 22h30 | 0 | 0 |  | 22h30 | 0 | 0 |  | 22h30 | 0 | 0 |  | 22h30 | 0 | 0 |  | 22h30 | 0 | 0 |  | 22h30 | 0 | 0 |  | 22h30 | 0 | 0 |  | 22h30 | 0 | 0 |  | 22h30 | 0 | 0
23h30 | 0 | 0.17 | 23h30 | 0 | 0.21 | 23h30 | 0 | 0.13 | 23h30 | 0 | 0.3 | 23h30 | 0 | 0.33 | 23h30 | 0 | 0.25 | 23h30 | 0 | 0.04 | 23h30 | 0 | 0.07 | 23h30 | 0 | 0.01 | 23h30 | 0 | 0 | 23h30 | 0 | 0 | 23h30 | 0 | 0 | 23h30 | 0 | 0.2 | 23h30 | 0 | 0.23 | 23h30 | 0 | 0.16 | 23h30 | 0 | 0.02 |  | 23h30 | 0 | 0.03 |  | 23h30 | 0 | 0 |  | 23h30 | 0 | 0.13 |  | 23h30 | 0 | 0.15 |  | 23h30 | 0 | 0.08 |  | 23h30 | 0 | 0 |  | 23h30 | 0 | 0 |  | 23h30 | 0 | 0 |  | 23h30 | 0 | 0 |  | 23h30 | 0 | 0 |  | 23h30 | 0 | 0 |  | 23h30 | 0 | 0.03 |  | 23h30 | 0 | 0.04 |  | 23h30 | 0 | 0
1998-2002_autumn_base | [44 empty] | 1998-2002 Best_case_autumn_data
detached | [8 empty] | terrace | [8 empty] | ftg | [8 empty] | mf | [8 empty] | s-detached | [8 empty] | detached | [11 empty] | terrace | [11 empty] | ftg | [11 empty] | mf | [11 empty] | s-detached
00h30 | 0.04 | 0.64 | 00h30 | 0 | 0.32 | 00h30 | 0.02 | 0.67 | 00h30 | 0.04 | 0.65 | 00h30 | 0 | 0.34 | 00h30 | 0.03 | 0.68 | 00h30 | 0 | 0.53 | 00h30 | 0 | 0.28 | 00h30 | 0 | 0.54 | 00h30 | 0 | 0.46 | 00h30 | 0 | 0.23 | 00h30 | 0 | 0.46 | 00h30 | 0.01 | 0.63 | 00h30 | 0.02 | 0.34 | 00h30 | 0 | 0.64 | 00h30 | 0 | 0.52 | 0.51286 | 00h30 | 0 | 0.24 | 0.13286 | 00h30 | 0 | 0.52 | 0.57714 | 00h30 | 0 | 0.53 | 0.49857 | 00h30 | 0 | 0.26 | 0.14286 | 00h30 | 0 | 0.53 | 0.56143 | 0h30 | 0 | 0.41 | 0.40143 | 00h30 | 0 | 0.19 | 0.088571 | 00h30 | 0 | 0.39 | 0.44429 | 00h30 | 0 | 0.33 | 0.32143 | 00h30 | 0 | 0.15 | 0.058571 | 00h30 | 0 | 0.57 | 0.91714 | 00h30 | 0 | 0.5 | 0.51857 | 00h30 | 0 | 0.26 | 0.14571 | 00h30 | 0 | 0.49 | 0.58
01h30 | 0 | 0.17 | 01h30 | 0 | 0 | 01h30 | 0 | 0.17 | 01h30 | 0 | 0.18 | 01h30 | 0 | 0 | 01h30 | 0 | 0.21 | 01h30 | 0 | 0 | 01h30 | 0 | 0 | 01h30 | 0 | 0 | 01h30 | 0 | 0 | 01h30 | 0 | 0 | 01h30 | 0 | 0 | 01h30 | 0 | 0.17 | 01h30 | 0 | 0 | 01h30 | 0 | 0.18 | 01h30 | 0 | 0.02 | 0.0028571 | 01h30 | 0 | 0 | 0 | 01h30 | 0 | 0.01 | 0.0014286 | 01h30 | 0 | 0.03 | 0.0042857 | 01h30 | 0 | 0 | 0 | 01h30 | 0 | 0.02 | 0.0028571 | 01h30 | 0 | 0 | 0 | 01h30 | 0 | 0 | 0 | 01h30 | 0 | 0 | 0 | 01h30 | 0 | 0 | 0 | 01h30 | 0 | 0 | 0 | 01h30 | 0 | 0 | 0.18143 | 01h30 | 0 | 0.03 | 0.0042857 | 01h30 | 0 | 0 | 0 | 01h30 | 0 | 0.03 | 0.0057143
02h30 | 0 | 0.17 | 02h30 | 0 | 0 | 02h30 | 0 | 0.17 | 02h30 | 0 | 0.18 | 02h30 | 0 | 0 | 02h30 | 0 | 0.21 | 02h30 | 0 | 0 | 02h30 | 0 | 0 | 02h30 | 0 | 0 | 02h30 | 0 | 0 | 02h30 | 0 | 0 | 02h30 | 0 | 0 | 02h30 | 0 | 0.17 | 02h30 | 0 | 0 | 02h30 | 0 | 0.18 | 02h30 | 0 | 0.02 | 0.0028571 | 02h30 | 0 | 0 | 0 | 02h30 | 0 | 0.01 | 0.0014286 | 02h30 | 0 | 0.03 | 0.0042857 | 02h30 | 0 | 0 | 0 | 02h30 | 0 | 0.02 | 0.0028571 | 02h30 | 0 | 0 | 0 | 02h30 | 0 | 0 | 0 | 02h30 | 0 | 0 | 0 | 02h30 | 0 | 0 | 0 | 02h30 | 0 | 0 | 0 | 02h30 | 0 | 0 | 0.18143 | 02h30 | 0 | 0.03 | 0.0042857 | 02h30 | 0 | 0 | 0 | 02h30 | 0 | 0.03 | 0.0057143
03h30 | 0 | 0.04 | 03h30 | 0 | 0.06 | 03h30 | 0 | 0.04 | 03h30 | 0 | 0.04 | 03h30 | 0 | 0.06 | 03h30 | 0 | 0.03 | 03h30 | 0 | 0 | 03h30 | 0 | 0 | 03h30 | 0 | 0 | 03h30 | 0 | 0 | 03h30 | 0 | 0 | 03h30 | 0 | 0 | 03h30 | 0 | 0.05 | 03h30 | 0 | 0.06 | 03h30 | 0 | 0.04 | 03h30 | 0 | 0 | 0.0057143 | 03h30 | 0 | 0 | 0 | 03h30 | 0 | 0 | 0.0085714 | 03h30 | 0 | 0 | 0.0028571 | 03h30 | 0 | 0 | 0 | 03h30 | 0 | 0 | 0.0028571 | 03h30 | 0 | 0 | 0 | 03h30 | 0 | 0 | 0 | 03h30 | 0 | 0 | 0 | 03h30 | 0 | 0 | 0 | 03h30 | 0 | 0 | 0 | 03h30 | 0 | 0 | 0.24714 | 03h30 | 0 | 0 | 0.0085714 | 03h30 | 0 | 0 | 0 | 03h30 | 0 | 0 | 0.012857
04h30 | 0 | 0.05 | 04h30 | 0.01 | 0.13 | 04h30 | 0 | 0.04 | 04h30 | 0 | 0.05 | 04h30 | 0.01 | 0.13 | 04h30 | 0 | 0.03 | 04h30 | 0 | 0 | 04h30 | 0 | 0 | 04h30 | 0 | 0 | 04h30 | 0 | 0 | 04h30 | 0 | 0 | 04h30 | 0 | 0 | 04h30 | 0 | 0.07 | 04h30 | 0 | 0.14 | 04h30 | 0 | 0.05 | 04h30 | 0 | 0 | 0.011429 | 04h30 | 0 | 0.02 | 0.017143 | 04h30 | 0 | 0 | 0.0085714 | 04h30 | 0 | 0 | 0.0057143 | 04h30 | 0 | 0.02 | 0.0085714 | 04h30 | 0 | 0 | 0.0028571 | 04h30 | 0 | 0 | 0 | 04h30 | 0 | 0 | 0 | 04h30 | 0 | 0 | 0 | 04h30 | 0 | 0 | 0 | 04h30 | 0 | 0 | 0 | 04h30 | 0 | 0 | 0.31571 | 04h30 | 0 | 0 | 0.017143 | 04h30 | 0 | 0.02 | 0.025714 | 04h30 | 0 | 0 | 0.012857
05h30 | 0.03 | 0.15 | 05h30 | 0.05 | 0.21 | 05h30 | 0.03 | 0.13 | 05h30 | 0.03 | 0.14 | 05h30 | 0.04 | 0.2 | 05h30 | 0.02 | 0.12 | 05h30 | 0 | 0.03 | 05h30 | 0 | 0.07 | 05h30 | 0 | 0.02 | 05h30 | 0 | 0 | 05h30 | 0 | 0 | 05h30 | 0 | 0 | 05h30 | 0.02 | 0.16 | 05h30 | 0.03 | 0.22 | 05h30 | 0.02 | 0.15 | 05h30 | 0 | 0.05 | 0.042857 | 05h30 | 0.01 | 0.09 | 0.075714 | 05h30 | 0 | 0.04 | 0.034286 | 05h30 | 0 | 0.04 | 0.027143 | 05h30 | 0 | 0.08 | 0.054286 | 05h30 | 0 | 0.03 | 0.015714 | 05h30 | 0 | 0 | 0 | 05h30 | 0 | 0 | 0 | 05h30 | 0 | 0 | 0 | 05h30 | 0 | 0 | 0 | 05h30 | 0 | 0 | 0 | 05h30 | 0 | 0.03 | 0.38714 | 05h30 | 0 | 0.05 | 0.055714 | 05h30 | 0 | 0.09 | 0.084286 | 05h30 | 0 | 0.04 | 0.042857
06h30 | 0.07 | 0.24 | 06h30 | 0.08 | 0.27 | 06h30 | 0.07 | 0.23 | 06h30 | 0.07 | 0.22 | 06h30 | 0.08 | 0.26 | 06h30 | 0.06 | 0.21 | 06h30 | 0.01 | 0.12 | 06h30 | 0.02 | 0.16 | 06h30 | 0 | 0.11 | 06h30 | 0 | 0.01 | 06h30 | 0 | 0.03 | 06h30 | 0 | 0 | 06h30 | 0.06 | 0.25 | 06h30 | 0.07 | 0.28 | 06h30 | 0.06 | 0.24 | 06h30 | 0.03 | 0.13 | 0.15 | 06h30 | 0.04 | 0.15 | 0.15286 | 06h30 | 0.02 | 0.12 | 0.13286 | 06h30 | 0.02 | 0.11 | 0.11286 | 06h30 | 0.03 | 0.14 | 0.12714 | 06h30 | 0.02 | 0.1 | 0.097143 | 06h30 | 0 | 0 | 0.017143 | 06h30 | 0 | 0.02 | 0.025714 | 06h30 | 0 | 0 | 0.0085714 | 06h30 | 0 | 0 | 0 | 06h30 | 0 | 0 | 0.0014286 | 06h30 | 0 | 0.1 | 0.46429 | 06h30 | 0.01 | 0.13 | 0.15571 | 06h30 | 0.02 | 0.16 | 0.15429 | 06h30 | 0.01 | 0.12 | 0.14143
07h30 | 0.19 | 0.93 | 07h30 | 0.23 | 1.07 | 07h30 | 0.21 | 0.88 | 07h30 | 0.22 | 0.88 | 07h30 | 0.22 | 0.96 | 07h30 | 0.23 | 0.78 | 07h30 | 0.26 | 0.9 | 07h30 | 0.26 | 0.85 | 07h30 | 0.26 | 0.91 | 07h30 | 0.22 | 0.89 | 07h30 | 0.23 | 0.9 | 07h30 | 0.21 | 0.88 | 07h30 | 0.21 | 0.94 | 07h30 | 0.22 | 1.06 | 07h30 | 0.23 | 0.92 | 07h30 | 0.2 | 0.75 | 0.86857 | 07h30 | 0.15 | 0.86 | 0.73 | 07h30 | 0.21 | 0.65 | 0.97 | 07h30 | 0.21 | 0.66 | 0.87857 | 07h30 | 0.2 | 0.79 | 0.70286 | 07h30 | 0.22 | 0.66 | 1.0257 | 07h30 | 0.19 | 0.8 | 0.86 | 07h30 | 0.2 | 0.79 | 0.70714 | 07h30 | 0.19 | 0.79 | 1 | 07h30 | 0.15 | 0.71 | 0.77286 | 07h30 | 0.15 | 0.72 | 0.64571 | 07h30 | 0.24 | 0.9 | 1.54 | 07h30 | 0.21 | 0.77 | 0.89143 | 07h30 | 0.2 | 0.85 | 0.75857 | 07h30 | 0.21 | 0.66 | 0.97714
08h30 | 0.34 | 1.43 | 08h30 | 0.37 | 1.55 | 08h30 | 0.35 | 1.39 | 08h30 | 0.35 | 1.36 | 08h30 | 0.35 | 1.45 | 08h30 | 0.36 | 1.28 | 08h30 | 0.35 | 1.36 | 08h30 | 0.36 | 1.33 | 08h30 | 0.35 | 1.35 | 08h30 | 0.27 | 1.26 | 08h30 | 0.28 | 1.28 | 08h30 | 0.26 | 1.24 | 08h30 | 0.31 | 1.44 | 08h30 | 0.32 | 1.54 | 08h30 | 0.32 | 1.41 | 08h30 | 0.32 | 1.23 | 1.5771 | 08h30 | 0.3 | 1.33 | 1.5343 | 08h30 | 0.33 | 1.15 | 1.6257 | 08h30 | 0.32 | 1.13 | 1.5343 | 08h30 | 0.31 | 1.24 | 1.4629 | 08h30 | 0.32 | 1.12 | 1.61 | 08h30 | 0.25 | 1.19 | 1.4057 | 08h30 | 0.26 | 1.2 | 1.3529 | 08h30 | 0.24 | 1.17 | 1.4857 | 08h30 | 0.15 | 0.97 | 1.1643 | 08h30 | 0.16 | 1 | 1.1357 | 08h30 | 0.34 | 1.41 | 2.2686 | 08h30 | 0.28 | 1.23 | 1.5329 | 08h30 | 0.28 | 1.31 | 1.5014 | 08h30 | 0.27 | 1.15 | 1.5757
09h30 | 0.19 | 0.61 | 09h30 | 0.2 | 0.63 | 09h30 | 0.62 | 1.89 | 09h30 | 0.17 | 0.58 | 09h30 | 0.18 | 0.62 | 09h30 | 0.58 | 1.85 | 09h30 | 0.1 | 0.54 | 09h30 | 0.12 | 0.58 | 09h30 | 0.47 | 1.68 | 09h30 | 0.05 | 0.37 | 09h30 | 0.05 | 0.41 | 09h30 | 0.36 | 1.41 | 09h30 | 0.14 | 0.6 | 09h30 | 0.14 | 0.62 | 09h30 | 0.53 | 1.86 | 09h30 | 0.15 | 0.56 | 1.2257 | 09h30 | 0.17 | 0.55 | 1.2557 | 09h30 | 0.53 | 1.77 | 2.33 | 09h30 | 0.12 | 0.55 | 1.1357 | 09h30 | 0.14 | 0.53 | 1.1871 | 09h30 | 0.49 | 1.68 | 2.1786 | 09h30 | 0.06 | 0.39 | 0.92714 | 09h30 | 0.06 | 0.43 | 0.99714 | 09h30 | 0.38 | 1.44 | 1.8814 | 09h30 | 0 | 0.27 | 0.71714 | 09h30 | 0.01 | 0.28 | 0.78143 | 09h30 | 0.48 | 1.82 | 2.9057 | 09h30 | 0.08 | 0.54 | 1.1286 | 09h30 | 0.09 | 0.54 | 1.1614 | 09h30 | 0.44 | 1.75 | 2.1971
10h30 | 0 | 0 | 10h30 | 0 | 0 | 10h30 | 0.57 | 1.66 | 10h30 | 0 | 0 | 10h30 | 0 | 0 | 10h30 | 0.54 | 1.61 | 10h30 | 0 | 0 | 10h30 | 0 | 0 | 10h30 | 0.47 | 1.5 | 10h30 | 0 | 0 | 10h30 | 0 | 0 | 10h30 | 0.4 | 1.3 | 10h30 | 0 | 0 | 10h30 | 0 | 0 | 10h30 | 0.52 | 1.63 | 10h30 | 0 | 0 | 0.66857 | 10h30 | 0 | 0 | 0.75714 | 10h30 | 0.51 | 1.55 | 2.0829 | 10h30 | 0 | 0 | 0.63857 | 10h30 | 0 | 0 | 0.72714 | 10h30 | 0.48 | 1.46 | 1.9586 | 10h30 | 0 | 0 | 0.58571 | 10h30 | 0 | 0 | 0.67714 | 10h30 | 0.4 | 1.31 | 1.7629 | 10h30 | 0 | 0 | 0.51429 | 10h30 | 0 | 0 | 0.60286 | 10h30 | 0.49 | 1.67 | 2.74 | 10h30 | 0 | 0 | 0.60571 | 10h30 | 0 | 0 | 0.69 | 10h30 | 0.45 | 1.52 | 1.9343
11h30 | 0 | 0 | 11h30 | 0 | 0 | 11h30 | 0.44 | 1.3 | 11h30 | 0 | 0 | 11h30 | 0 | 0 | 11h30 | 0.41 | 1.24 | 11h30 | 0 | 0 | 11h30 | 0 | 0 | 11h30 | 0.36 | 1.16 | 11h30 | 0 | 0 | 11h30 | 0 | 0 | 11h30 | 0.3 | 1.01 | 11h30 | 0 | 0 | 11h30 | 0 | 0 | 11h30 | 0.39 | 1.28 | 11h30 | 0 | 0 | 0.5 | 11h30 | 0 | 0 | 0.54714 | 11h30 | 0.39 | 1.2 | 1.63 | 11h30 | 0 | 0 | 0.47429 | 11h30 | 0 | 0 | 0.52571 | 11h30 | 0.36 | 1.13 | 1.5271 | 11h30 | 0 | 0 | 0.43429 | 11h30 | 0 | 0 | 0.48857 | 11h30 | 0.31 | 1.02 | 1.3786 | 11h30 | 0 | 0 | 0.37857 | 11h30 | 0 | 0 | 0.43286 | 11h30 | 0.37 | 1.33 | 2.2871 | 11h30 | 0 | 0 | 0.43714 | 11h30 | 0 | 0 | 0.48429 | 11h30 | 0.35 | 1.18 | 1.4771
12h30 | 0 | 0 | 12h30 | 0 | 0 | 12h30 | 0.36 | 1.1 | 12h30 | 0 | 0 | 12h30 | 0 | 0 | 12h30 | 0.34 | 1.03 | 12h30 | 0 | 0 | 12h30 | 0 | 0 | 12h30 | 0.29 | 0.96 | 12h30 | 0 | 0 | 12h30 | 0 | 0 | 12h30 | 0.24 | 0.83 | 12h30 | 0 | 0 | 12h30 | 0 | 0 | 12h30 | 0.33 | 1.08 | 12h30 | 0 | 0 | 0.38857 | 12h30 | 0 | 0 | 0.41714 | 12h30 | 0.33 | 1 | 1.3314 | 12h30 | 0 | 0 | 0.36571 | 12h30 | 0 | 0 | 0.39714 | 12h30 | 0.3 | 0.93 | 1.2486 | 12h30 | 0 | 0 | 0.33143 | 12h30 | 0 | 0 | 0.36571 | 12h30 | 0.25 | 0.84 | 1.1314 | 12h30 | 0 | 0 | 0.28714 | 12h30 | 0 | 0 | 0.32286 | 12h30 | 0.26 | 1.03 | 1.9457 | 12h30 | 0 | 0 | 0.33286 | 12h30 | 0 | 0 | 0.36 | 12h30 | 0.29 | 0.99 | 1.2257
13h30 | 0.32 | 0.91 | 13h30 | 0 | 0 | 13h30 | 0.34 | 1.02 | 13h30 | 0.3 | 0.85 | 13h30 | 0 | 0 | 13h30 | 0.31 | 0.96 | 13h30 | 0.25 | 0.78 | 13h30 | 0 | 0 | 13h30 | 0.27 | 0.88 | 13h30 | 0.18 | 0.62 | 13h30 | 0 | 0 | 13h30 | 0.22 | 0.77 | 13h30 | 0.29 | 0.89 | 13h30 | 0 | 0 | 13h30 | 0.31 | 1.01 | 13h30 | 0.29 | 0.84 | 1.0057 | 13h30 | 0 | 0 | 0.34 | 13h30 | 0.3 | 0.93 | 1.1386 | 13h30 | 0.27 | 0.78 | 0.96 | 13h30 | 0 | 0 | 0.32286 | 13h30 | 0.28 | 0.87 | 1.0643 | 13h30 | 0.23 | 0.71 | 0.89143 | 13h30 | 0 | 0 | 0.29286 | 13h30 | 0.23 | 0.78 | 0.94286 | 13h30 | 0.17 | 0.57 | 0.76714 | 13h30 | 0 | 0 | 0.25571 | 13h30 | 0.19 | 0.82 | 1.7129 | 13h30 | 0.26 | 0.82 | 0.90286 | 13h30 | 0 | 0 | 0.28571 | 13h30 | 0.27 | 0.92 | 1.0214
14h30 | 0.56 | 1.52 | 14h30 | 0 | 0 | 14h30 | 0.31 | 0.95 | 14h30 | 0.51 | 1.41 | 14h30 | 0 | 0 | 14h30 | 0.29 | 0.89 | 14h30 | 0.44 | 1.31 | 14h30 | 0 | 0 | 14h30 | 0.24 | 0.82 | 14h30 | 0.35 | 1.09 | 14h30 | 0 | 0 | 14h30 | 0.2 | 0.72 | 14h30 | 0.5 | 1.48 | 14h30 | 0 | 0 | 14h30 | 0.29 | 0.94 | 14h30 | 0.51 | 1.39 | 1.4686 | 14h30 | 0 | 0 | 0.28286 | 14h30 | 0.28 | 0.87 | 1.0371 | 14h30 | 0.47 | 1.3 | 1.3786 | 14h30 | 0 | 0 | 0.26714 | 14h30 | 0.26 | 0.8 | 0.97143 | 14h30 | 0.39 | 1.18 | 1.2571 | 14h30 | 0 | 0 | 0.23714 | 14h30 | 0.21 | 0.72 | 0.86714 | 14h30 | 0.3 | 0.96 | 1.0657 | 14h30 | 0 | 0 | 0.20286 | 14h30 | 0.19 | 0.72 | 1.5614 | 14h30 | 0.46 | 1.35 | 1.3186 | 14h30 | 0 | 0 | 0.23143 | 14h30 | 0.25 | 0.85 | 0.92857
15h30 | 0.55 | 1.52 | 15h30 | 0 | 0 | 15h30 | 0.29 | 0.87 | 15h30 | 0.51 | 1.42 | 15h30 | 0 | 0 | 15h30 | 0.27 | 0.82 | 15h30 | 0.45 | 1.36 | 15h30 | 0 | 0 | 15h30 | 0.22 | 0.74 | 15h30 | 0.38 | 1.2 | 15h30 | 0 | 0 | 15h30 | 0.18 | 0.65 | 15h30 | 0.5 | 1.49 | 15h30 | 0 | 0 | 15h30 | 0.26 | 0.86 | 15h30 | 0.5 | 1.41 | 1.5743 | 15h30 | 0 | 0 | 0.25571 | 15h30 | 0.26 | 0.79 | 0.95429 | 15h30 | 0.46 | 1.32 | 1.4529 | 15h30 | 0 | 0 | 0.24 | 15h30 | 0.23 | 0.73 | 0.88714 | 15h30 | 0.39 | 1.21 | 1.2914 | 15h30 | 0 | 0 | 0.20714 | 15h30 | 0.19 | 0.64 | 0.77 | 15h30 | 0.32 | 1.04 | 1.0929 | 15h30 | 0 | 0 | 0.17857 | 15h30 | 0.19 | 0.73 | 1.48 | 15h30 | 0.45 | 1.38 | 1.3957 | 15h30 | 0 | 0 | 0.21143 | 15h30 | 0.23 | 0.78 | 0.85429
16h30 | 0.42 | 1.22 | 16h30 | 0 | 0 | 16h30 | 0.27 | 0.83 | 16h30 | 0.39 | 1.14 | 16h30 | 0 | 0 | 16h30 | 0.25 | 0.78 | 16h30 | 0.35 | 1.08 | 16h30 | 0 | 0 | 16h30 | 0.21 | 0.69 | 16h30 | 0.29 | 0.96 | 16h30 | 0 | 0 | 16h30 | 0.18 | 0.63 | 16h30 | 0.39 | 1.19 | 16h30 | 0 | 0 | 16h30 | 0.25 | 0.82 | 16h30 | 0.38 | 1.12 | 1.3357 | 16h30 | 0 | 0 | 0.26 | 16h30 | 0.24 | 0.75 | 0.95714 | 16h30 | 0.36 | 1.05 | 1.2543 | 16h30 | 0 | 0 | 0.25143 | 16h30 | 0.22 | 0.69 | 0.89714 | 16h30 | 0.3 | 0.96 | 1.1143 | 16h30 | 0 | 0 | 0.21429 | 16h30 | 0.19 | 0.63 | 0.77714 | 16h30 | 0.24 | 0.83 | 0.94857 | 16h30 | 0 | 0 | 0.18429 | 16h30 | 0.2 | 0.79 | 1.4914 | 16h30 | 0.35 | 1.1 | 1.2014 | 16h30 | 0 | 0 | 0.22429 | 16h30 | 0.22 | 0.74 | 0.86143
17h30 | 0.36 | 1.08 | 17h30 | 0 | 0 | 17h30 | 0.27 | 0.83 | 17h30 | 0.34 | 1.02 | 17h30 | 0 | 0 | 17h30 | 0.25 | 0.79 | 17h30 | 0.3 | 0.95 | 17h30 | 0 | 0 | 17h30 | 0.21 | 0.7 | 17h30 | 0.25 | 0.86 | 17h30 | 0 | 0 | 17h30 | 0.18 | 0.62 | 17h30 | 0.34 | 1.07 | 17h30 | 0 | 0 | 17h30 | 0.25 | 0.83 | 17h30 | 0.33 | 0.99 | 1.2957 | 17h30 | 0 | 0 | 0.31 | 17h30 | 0.24 | 0.75 | 1.0457 | 17h30 | 0.3 | 0.93 | 1.2343 | 17h30 | 0 | 0 | 0.30286 | 17h30 | 0.22 | 0.7 | 0.99286 | 17h30 | 0.26 | 0.84 | 1.0886 | 17h30 | 0 | 0 | 0.25714 | 17h30 | 0.18 | 0.62 | 0.84571 | 17h30 | 0.21 | 0.74 | 0.94143 | 17h30 | 0 | 0 | 0.22429 | 17h30 | 0.22 | 0.84 | 1.6 | 17h30 | 0.3 | 0.97 | 1.1929 | 17h30 | 0 | 0 | 0.27857 | 17h30 | 0.22 | 0.74 | 0.96286
18h30 | 0.34 | 1.03 | 18h30 | 0.32 | 0.91 | 18h30 | 0.27 | 0.86 | 18h30 | 0.32 | 0.98 | 18h30 | 0.3 | 0.85 | 18h30 | 0.26 | 0.81 | 18h30 | 0.27 | 0.9 | 18h30 | 0.27 | 0.8 | 18h30 | 0.21 | 0.72 | 18h30 | 0.24 | 0.81 | 18h30 | 0.22 | 0.67 | 18h30 | 0.18 | 0.64 | 18h30 | 0.32 | 1.02 | 18h30 | 0.3 | 0.89 | 18h30 | 0.26 | 0.85 | 18h30 | 0.3 | 0.93 | 1.3671 | 18h30 | 0.31 | 0.86 | 1.2286 | 18h30 | 0.24 | 0.77 | 1.1914 | 18h30 | 0.28 | 0.88 | 1.3243 | 18h30 | 0.28 | 0.79 | 1.1843 | 18h30 | 0.23 | 0.72 | 1.1529 | 18h30 | 0.24 | 0.79 | 1.16 | 18h30 | 0.24 | 0.73 | 1.0529 | 18h30 | 0.18 | 0.62 | 0.97714 | 18h30 | 0.19 | 0.7 | 1.0143 | 18h30 | 0.19 | 0.6 | 0.94714 | 18h30 | 0.23 | 0.86 | 1.7471 | 18h30 | 0.28 | 0.92 | 1.2971 | 18h30 | 0.28 | 0.83 | 1.1586 | 18h30 | 0.23 | 0.77 | 1.1329
19h30 | 0.12 | 0.72 | 19h30 | 0.39 | 1.31 | 19h30 | 0.08 | 0.6 | 19h30 | 0.11 | 0.67 | 19h30 | 0.35 | 1.21 | 19h30 | 0.07 | 0.56 | 19h30 | 0.06 | 0.59 | 19h30 | 0.29 | 1.13 | 19h30 | 0.02 | 0.46 | 19h30 | 0.06 | 0.51 | 19h30 | 0.22 | 0.93 | 19h30 | 0 | 0.38 | 19h30 | 0.11 | 0.71 | 19h30 | 0.35 | 1.27 | 19h30 | 0.07 | 0.6 | 19h30 | 0.09 | 0.62 | 1.0071 | 19h30 | 0.35 | 1.2 | 1.5529 | 19h30 | 0.05 | 0.51 | 0.87714 | 19h30 | 0.08 | 0.58 | 0.97571 | 19h30 | 0.3 | 1.1 | 1.48 | 19h30 | 0.03 | 0.47 | 0.84714 | 19h30 | 0.05 | 0.49 | 0.80714 | 19h30 | 0.24 | 0.99 | 1.2929 | 19h30 | 0 | 0.36 | 0.66286 | 19h30 | 0.04 | 0.4 | 0.67429 | 19h30 | 0.19 | 0.79 | 1.1129 | 19h30 | 0.04 | 0.6 | 1.3886 | 19h30 | 0.08 | 0.62 | 0.97857 | 19h30 | 0.3 | 1.16 | 1.4614 | 19h30 | 0.04 | 0.51 | 0.85571
20h30 | 0.04 | 0.47 | 20h30 | 0.21 | 1.16 | 20h30 | 0.05 | 0.51 | 20h30 | 0.03 | 0.44 | 20h30 | 0.17 | 1.08 | 20h30 | 0.04 | 0.49 | 20h30 | 0 | 0.39 | 20h30 | 0.11 | 1 | 20h30 | 0.02 | 0.4 | 20h30 | 0 | 0.32 | 20h30 | 0.05 | 0.84 | 20h30 | 0 | 0.36 | 20h30 | 0.03 | 0.46 | 20h30 | 0.17 | 1.13 | 20h30 | 0.04 | 0.51 | 20h30 | 0.02 | 0.42 | 0.70857 | 20h30 | 0.17 | 1.04 | 1.3471 | 20h30 | 0.03 | 0.43 | 0.66429 | 20h30 | 0.01 | 0.39 | 0.68857 | 20h30 | 0.12 | 0.95 | 1.2814 | 20h30 | 0.02 | 0.41 | 0.65143 | 20h30 | 0 | 0.32 | 0.53857 | 20h30 | 0.06 | 0.84 | 1.0857 | 20h30 | 0 | 0.35 | 0.49714 | 20h30 | 0 | 0.25 | 0.43143 | 20h30 | 0 | 0.67 | 0.86857 | 20h30 | 0.02 | 0.48 | 1.1043 | 20h30 | 0 | 0.42 | 0.68571 | 20h30 | 0.12 | 1.01 | 1.2643 | 20h30 | 0.03 | 0.43 | 0.64
21h30 | 0 | 0.42 | 21h30 | 0.14 | 0.83 | 21h30 | 0 | 0.42 | 21h30 | 0 | 0.39 | 21h30 | 0.13 | 0.78 | 21h30 | 0 | 0.39 | 21h30 | 0 | 0.31 | 21h30 | 0.09 | 0.7 | 21h30 | 0 | 0.29 | 21h30 | 0 | 0.24 | 21h30 | 0.05 | 0.58 | 21h30 | 0 | 0.23 | 21h30 | 0 | 0.42 | 21h30 | 0.13 | 0.82 | 21h30 | 0 | 0.42 | 21h30 | 0 | 0.34 | 0.70857 | 21h30 | 0.12 | 0.72 | 1.11 | 21h30 | 0 | 0.33 | 0.67286 | 21h30 | 0 | 0.31 | 0.69714 | 21h30 | 0.1 | 0.66 | 1.08 | 21h30 | 0 | 0.3 | 0.66429 | 21h30 | 0 | 0.22 | 0.54286 | 21h30 | 0.06 | 0.58 | 0.90714 | 21h30 | 0 | 0.21 | 0.50143 | 21h30 | 0 | 0.15 | 0.44429 | 21h30 | 0 | 0.48 | 0.74143 | 21h30 | 0 | 0.45 | 1.0771 | 21h30 | 0 | 0.34 | 0.70714 | 21h30 | 0.1 | 0.71 | 1.0714 | 21h30 | 0 | 0.33 | 0.66857
22h30 | 0 | 0.42 | 22h30 | 0.03 | 0.7 | 22h30 | 0 | 0.42 | 22h30 | 0 | 0.39 | 22h30 | 0.02 | 0.66 | 22h30 | 0 | 0.39 | 22h30 | 0 | 0.31 | 22h30 | 0 | 0.58 | 22h30 | 0 | 0.29 | 22h30 | 0 | 0.24 | 22h30 | 0 | 0.48 | 22h30 | 0 | 0.23 | 22h30 | 0 | 0.42 | 22h30 | 0.02 | 0.7 | 22h30 | 0 | 0.42 | 22h30 | 0 | 0.34 | 0.72429 | 22h30 | 0 | 0.59 | 0.94857 | 22h30 | 0 | 0.33 | 0.69143 | 22h30 | 0 | 0.31 | 0.71143 | 22h30 | 0 | 0.54 | 0.93286 | 22h30 | 0 | 0.3 | 0.68286 | 22h30 | 0 | 0.22 | 0.55286 | 22h30 | 0 | 0.46 | 0.77 | 22h30 | 0 | 0.21 | 0.51429 | 22h30 | 0 | 0.15 | 0.45143 | 22h30 | 0 | 0.36 | 0.62857 | 22h30 | 0 | 0.45 | 1.1029 | 22h30 | 0 | 0.34 | 0.72571 | 22h30 | 0 | 0.58 | 0.93571 | 22h30 | 0 | 0.33 | 0.69
23h30 | 0 | 0.52 | 23h30 | 0.03 | 0.72 | 23h30 | 0 | 0.49 | 23h30 | 0 | 0.49 | 23h30 | 0.02 | 0.69 | 23h30 | 0 | 0.46 | 23h30 | 0 | 0.38 | 23h30 | 0 | 0.59 | 23h30 | 0 | 0.34 | 23h30 | 0 | 0.31 | 23h30 | 0 | 0.5 | 23h30 | 0 | 0.27 | 23h30 | 0 | 0.53 | 23h30 | 0.02 | 0.73 | 23h30 | 0 | 0.5 | 23h30 | 0 | 0.4 | 0.72571 | 23h30 | 0 | 0.59 | 0.90571 | 23h30 | 0 | 0.37 | 0.69286 | 23h30 | 0 | 0.37 | 0.71714 | 23h30 | 0 | 0.56 | 0.89286 | 23h30 | 0 | 0.34 | 0.68429 | 23h30 | 0 | 0.26 | 0.55857 | 23h30 | 0 | 0.46 | 0.72857 | 23h30 | 0 | 0.22 | 0.52429 | 23h30 | 0 | 0.17 | 0.45143 | 23h30 | 0 | 0.36 | 0.59143 | 23h30 | 0 | 0.37 | 1.0871 | 23h30 | 0 | 0.41 | 0.74571 | 23h30 | 0 | 0.59 | 0.90286 | 23h30 | 0 | 0.38 | 0.71286
00h30 | 0 | 0.52 | 00h30 | 0 | 0.09 | 00h30 | 0 | 0.49 | 00h30 | 0 | 0.49 | 00h30 | 0 | 0.09 | 00h30 | 0 | 0.46 | 00h30 | 0 | 0.38 | 00h30 | 0 | 0.05 | 00h30 | 0 | 0.34 | 00h30 | 0 | 0.31 | 00h30 | 0 | 0.03 | 00h30 | 0 | 0.27 | 00h30 | 0 | 0.52 | 00h30 | 0 | 0.1 | 00h30 | 0 | 0.5 | 00h30 | 0 | 0.4 |  | 00h30 | 0 | 0.03 |  | 00h30 | 0 | 0.37 |  | 00h30 | 0 | 0.37 |  | 00h30 | 0 | 0.03 |  | 00h30 | 0 | 0.34 |  | 00h30 | 0 | 0.26 |  | 00h30 | 0 | 0 |  | 00h30 | 0 | 0.22 |  | 00h30 | 0 | 0.17 |  | 00h30 | 0 | 0 |  | 00h30 | 0 | 0.37 |  | 00h30 | 0 | 0.41 |  | 00h30 | 0 | 0.04 |  | 00h30 | 0 | 0.38
01h30 | 0 | 0 | 01h30 | 0 | 0 | 01h30 | 0 | 0 | 01h30 | 0 | 0 | 01h30 | 0 | 0 | 01h30 | 0 | 0 | 01h30 | 0 | 0 | 01h30 | 0 | 0 | 01h30 | 0 | 0 | 01h30 | 0 | 0 | 01h30 | 0 | 0 | 01h30 | 0 | 0 | 01h30 | 0 | 0 | 01h30 | 0 | 0 | 01h30 | 0 | 0 | 01h30 | 0 | 0 |  | 01h30 | 0 | 0 |  | 01h30 | 0 | 0 |  | 01h30 | 0 | 0 |  | 01h30 | 0 | 0 |  | 01h30 | 0 | 0 |  | 01h30 | 0 | 0 |  | 01h30 | 0 | 0 |  | 01h30 | 0 | 0 |  | 01h30 | 0 | 0 |  | 01h30 | 0 | 0 |  | 01h30 | 0 | 0 |  | 01h30 | 0 | 0 |  | 01h30 | 0 | 0 |  | 01h30 | 0 | 0
02h30 | 0 | 0 | 02h30 | 0 | 0 | 02h30 | 0 | 0 | 02h30 | 0 | 0 | 02h30 | 0 | 0 | 02h30 | 0 | 0 | 02h30 | 0 | 0 | 02h30 | 0 | 0 | 02h30 | 0 | 0 | 02h30 | 0 | 0 | 02h30 | 0 | 0 | 02h30 | 0 | 0 | 02h30 | 0 | 0 | 02h30 | 0 | 0 | 02h30 | 0 | 0 | 02h30 | 0 | 0 |  | 02h30 | 0 | 0 |  | 02h30 | 0 | 0 |  | 02h30 | 0 | 0 |  | 02h30 | 0 | 0 |  | 02h30 | 0 | 0 |  | 02h30 | 0 | 0 |  | 02h30 | 0 | 0 |  | 02h30 | 0 | 0 |  | 02h30 | 0 | 0 |  | 02h30 | 0 | 0 |  | 02h30 | 0 | 0 |  | 02h30 | 0 | 0 |  | 02h30 | 0 | 0 |  | 02h30 | 0 | 0
03h30 | 0 | 0 | 03h30 | 0 | 0 | 03h30 | 0 | 0 | 03h30 | 0 | 0 | 03h30 | 0 | 0 | 03h30 | 0 | 0 | 03h30 | 0 | 0 | 03h30 | 0 | 0 | 03h30 | 0 | 0 | 03h30 | 0 | 0 | 03h30 | 0 | 0 | 03h30 | 0 | 0 | 03h30 | 0 | 0 | 03h30 | 0 | 0 | 03h30 | 0 | 0 | 03h30 | 0 | 0 |  | 03h30 | 0 | 0 |  | 03h30 | 0 | 0 |  | 03h30 | 0 | 0 |  | 03h30 | 0 | 0 |  | 03h30 | 0 | 0 |  | 03h30 | 0 | 0 |  | 03h30 | 0 | 0 |  | 03h30 | 0 | 0 |  | 03h30 | 0 | 0 |  | 03h30 | 0 | 0 |  | 03h30 | 0 | 0 |  | 03h30 | 0 | 0 |  | 03h30 | 0 | 0 |  | 03h30 | 0 | 0
04h30 | 0 | 0.04 | 04h30 | 0.01 | 0.11 | 04h30 | 0 | 0.02 | 04h30 | 0 | 0.02 | 04h30 | 0 | 0.1 | 04h30 | 0 | 0 | 04h30 | 0 | 0 | 04h30 | 0 | 0 | 04h30 | 0 | 0 | 04h30 | 0 | 0 | 04h30 | 0 | 0 | 04h30 | 0 | 0 | 04h30 | 0 | 0.06 | 04h30 | 0.01 | 0.13 | 04h30 | 0 | 0.04 | 04h30 | 0 | 0 |  | 04h30 | 0 | 0 |  | 04h30 | 0 | 0 |  | 04h30 | 0 | 0 |  | 04h30 | 0 | 0 |  | 04h30 | 0 | 0 |  | 04h30 | 0 | 0 |  | 04h30 | 0 | 0 |  | 04h30 | 0 | 0 |  | 04h30 | 0 | 0 |  | 04h30 | 0 | 0 |  | 04h30 | 0 | 0 |  | 04h30 | 0 | 0 |  | 04h30 | 0 | 0.01 |  | 04h30 | 0 | 0
05h30 | 0.03 | 0.19 | 05h30 | 0.06 | 0.29 | 05h30 | 0.02 | 0.17 | 05h30 | 0.02 | 0.17 | 05h30 | 0.05 | 0.27 | 05h30 | 0.01 | 0.14 | 05h30 | 0 | 0.04 | 05h30 | 0 | 0.12 | 05h30 | 0 | 0.02 | 05h30 | 0 | 0 | 05h30 | 0 | 0.04 | 05h30 | 0 | 0 | 05h30 | 0.03 | 0.22 | 05h30 | 0.06 | 0.31 | 05h30 | 0.02 | 0.19 | 05h30 | 0 | 0.05 |  | 05h30 | 0.01 | 0.13 |  | 05h30 | 0 | 0.04 |  | 05h30 | 0 | 0.04 |  | 05h30 | 0 | 0.11 |  | 05h30 | 0 | 0.02 |  | 05h30 | 0 | 0 |  | 05h30 | 0 | 0 |  | 05h30 | 0 | 0 |  | 05h30 | 0 | 0 |  | 05h30 | 0 | 0 |  | 05h30 | 0 | 0 |  | 05h30 | 0 | 0.07 |  | 05h30 | 0.01 | 0.15 |  | 05h30 | 0 | 0.06
06h30 | 0.1 | 0.38 | 06h30 | 0.13 | 0.43 | 06h30 | 0.09 | 0.36 | 06h30 | 0.09 | 0.35 | 06h30 | 0.12 | 0.42 | 06h30 | 0.08 | 0.33 | 06h30 | 0.01 | 0.19 | 06h30 | 0.04 | 0.29 | 06h30 | 0 | 0.17 | 06h30 | 0 | 0.09 | 06h30 | 0 | 0.18 | 06h30 | 0 | 0.07 | 06h30 | 0.1 | 0.4 | 06h30 | 0.13 | 0.45 | 06h30 | 0.09 | 0.38 | 06h30 | 0.04 | 0.2 |  | 06h30 | 0.07 | 0.27 |  | 06h30 | 0.03 | 0.18 |  | 06h30 | 0.03 | 0.17 |  | 06h30 | 0.05 | 0.25 |  | 06h30 | 0.02 | 0.15 |  | 06h30 | 0 | 0.04 |  | 06h30 | 0 | 0.1 |  | 06h30 | 0 | 0.02 |  | 06h30 | 0 | 0 |  | 06h30 | 0 | 0.01 |  | 06h30 | 0 | 0 |  | 06h30 | 0.03 | 0.23 |  | 06h30 | 0.06 | 0.29 |  | 06h30 | 0.03 | 0.21
07h30 | 0.35 | 1.04 | 07h30 | 0.3 | 1.18 | 07h30 | 0.36 | 1.13 | 07h30 | 0.36 | 1.16 | 07h30 | 0.34 | 1.08 | 07h30 | 0.36 | 1.19 | 07h30 | 0.33 | 1.19 | 07h30 | 0.35 | 1.19 | 07h30 | 0.33 | 1.18 | 07h30 | 0.29 | 1.13 | 07h30 | 0.32 | 1.16 | 07h30 | 0.28 | 1.11 | 07h30 | 0.33 | 1.04 | 07h30 | 0.29 | 1.24 | 07h30 | 0.33 | 1.09 | 07h30 | 0.3 | 1 |  | 07h30 | 0.29 | 0.86 |  | 07h30 | 0.3 | 1.01 |  | 07h30 | 0.3 | 1.03 |  | 07h30 | 0.3 | 0.87 |  | 07h30 | 0.3 | 1.03 |  | 07h30 | 0.25 | 0.99 |  | 07h30 | 0.28 | 1.01 |  | 07h30 | 0.24 | 0.98 |  | 07h30 | 0.21 | 0.91 |  | 07h30 | 0.23 | 0.96 |  | 07h30 | 0.22 | 0.92 |  | 07h30 | 0.28 | 0.99 |  | 07h30 | 0.27 | 0.96 |  | 07h30 | 0.27 | 1.02
08h30 | 0.47 | 1.57 | 08h30 | 0.44 | 1.69 | 08h30 | 0.47 | 1.63 | 08h30 | 0.46 | 1.63 | 08h30 | 0.46 | 1.6 | 08h30 | 0.46 | 1.64 | 08h30 | 0.42 | 1.62 | 08h30 | 0.44 | 1.64 | 08h30 | 0.41 | 1.6 | 08h30 | 0.34 | 1.5 | 08h30 | 0.39 | 1.55 | 08h30 | 0.33 | 1.48 | 08h30 | 0.32 | 1.58 | 08h30 | 0.3 | 1.74 | 08h30 | 0.32 | 1.6 | 08h30 | 0.4 | 1.45 |  | 08h30 | 0.4 | 1.38 |  | 08h30 | 0.39 | 1.46 |  | 08h30 | 0.39 | 1.45 |  | 08h30 | 0.4 | 1.36 |  | 08h30 | 0.38 | 1.44 |  | 08h30 | 0.3 | 1.38 |  | 08h30 | 0.35 | 1.42 |  | 08h30 | 0.29 | 1.36 |  | 08h30 | 0.21 | 1.22 |  | 08h30 | 0.26 | 1.31 |  | 08h30 | 0.32 | 1.45 |  | 08h30 | 0.25 | 1.45 |  | 08h30 | 0.25 | 1.45 |  | 08h30 | 0.25 | 1.46
09h30 | 0.18 | 0.76 | 09h30 | 0.22 | 0.78 | 09h30 | 0.57 | 1.93 | 09h30 | 0.17 | 0.68 | 09h30 | 0.19 | 0.77 | 09h30 | 0.53 | 1.83 | 09h30 | 0.1 | 0.58 | 09h30 | 0.14 | 0.62 | 09h30 | 0.43 | 1.66 | 09h30 | 0.05 | 0.47 | 09h30 | 0.08 | 0.53 | 09h30 | 0.35 | 1.46 | 09h30 | 0.06 | 0.77 | 09h30 | 0.09 | 0.78 | 09h30 | 0.27 | 1.96 | 09h30 | 0.13 | 0.61 |  | 09h30 | 0.16 | 0.67 |  | 09h30 | 0.47 | 1.69 |  | 09h30 | 0.11 | 0.56 |  | 09h30 | 0.15 | 0.63 |  | 09h30 | 0.44 | 1.6 |  | 09h30 | 0.05 | 0.42 |  | 09h30 | 0.07 | 0.51 |  | 09h30 | 0.34 | 1.41 |  | 09h30 | 0.01 | 0.3 |  | 09h30 | 0.03 | 0.36 |  | 09h30 | 0.48 | 1.81 |  | 09h30 | 0.01 | 0.62 |  | 09h30 | 0.04 | 0.65 |  | 09h30 | 0.18 | 1.7
10h30 | 0 | 0 | 10h30 | 0 | 0 | 10h30 | 0.47 | 1.53 | 10h30 | 0 | 0 | 10h30 | 0 | 0 | 10h30 | 0.45 | 1.45 | 10h30 | 0 | 0 | 10h30 | 0 | 0 | 10h30 | 0.38 | 1.34 | 10h30 | 0 | 0 | 10h30 | 0 | 0 | 10h30 | 0.33 | 1.2 | 10h30 | 0 | 0 | 10h30 | 0 | 0 | 10h30 | 0.22 | 1.52 | 10h30 | 0 | 0 |  | 10h30 | 0 | 0 |  | 10h30 | 0.41 | 1.35 |  | 10h30 | 0 | 0 |  | 10h30 | 0 | 0 |  | 10h30 | 0.39 | 1.27 |  | 10h30 | 0 | 0 |  | 10h30 | 0 | 0 |  | 10h30 | 0.32 | 1.16 |  | 10h30 | 0 | 0 |  | 10h30 | 0 | 0 |  | 10h30 | 0.5 | 1.7 |  | 10h30 | 0 | 0 |  | 10h30 | 0 | 0 |  | 10h30 | 0.18 | 1.33
11h30 | 0 | 0 | 11h30 | 0 | 0 | 11h30 | 0.32 | 1.09 | 11h30 | 0 | 0 | 11h30 | 0 | 0 | 11h30 | 0.3 | 1.02 | 11h30 | 0 | 0 | 11h30 | 0 | 0 | 11h30 | 0.25 | 0.95 | 11h30 | 0 | 0 | 11h30 | 0 | 0 | 11h30 | 0.21 | 0.83 | 11h30 | 0 | 0 | 11h30 | 0 | 0 | 11h30 | 0.08 | 1.06 | 11h30 | 0 | 0 |  | 11h30 | 0 | 0 |  | 11h30 | 0.27 | 0.95 |  | 11h30 | 0 | 0 |  | 11h30 | 0 | 0 |  | 11h30 | 0.25 | 0.88 |  | 11h30 | 0 | 0 |  | 11h30 | 0 | 0 |  | 11h30 | 0.2 | 0.8 |  | 11h30 | 0 | 0 |  | 11h30 | 0 | 0 |  | 11h30 | 0.38 | 1.38 |  | 11h30 | 0 | 0 |  | 11h30 | 0 | 0 |  | 11h30 | 0.04 | 0.91
12h30 | 0 | 0 | 12h30 | 0 | 0 | 12h30 | 0.23 | 0.82 | 12h30 | 0 | 0 | 12h30 | 0 | 0 | 12h30 | 0.22 | 0.76 | 12h30 | 0 | 0 | 12h30 | 0 | 0 | 12h30 | 0.21 | 0.69 | 12h30 | 0 | 0 | 12h30 | 0 | 0 | 12h30 | 0.18 | 0.66 | 12h30 | 0 | 0 | 12h30 | 0 | 0 | 12h30 | 0.08 | 0.77 | 12h30 | 0 | 0 |  | 12h30 | 0 | 0 |  | 12h30 | 0.21 | 0.7 |  | 12h30 | 0 | 0 |  | 12h30 | 0 | 0 |  | 12h30 | 0.21 | 0.67 |  | 12h30 | 0 | 0 |  | 12h30 | 0 | 0 |  | 12h30 | 0.18 | 0.66 |  | 12h30 | 0 | 0 |  | 12h30 | 0 | 0 |  | 12h30 | 0.31 | 1.18 |  | 12h30 | 0 | 0 |  | 12h30 | 0 | 0 |  | 12h30 | 0.04 | 0.68
13h30 | 0.15 | 0.56 | 13h30 | 0 | 0 | 13h30 | 0.16 | 0.62 | 13h30 | 0.15 | 0.5 | 13h30 | 0 | 0 | 13h30 | 0.15 | 0.56 | 13h30 | 0.14 | 0.53 | 13h30 | 0 | 0 | 13h30 | 0.13 | 0.51 | 13h30 | 0.1 | 0.43 | 13h30 | 0 | 0 | 13h30 | 0.1 | 0.45 | 13h30 | 0 | 0.54 | 13h30 | 0 | 0 | 13h30 | 0 | 0.57 | 13h30 | 0.14 | 0.5 |  | 13h30 | 0 | 0 |  | 13h30 | 0.13 | 0.52 |  | 13h30 | 0.13 | 0.45 |  | 13h30 | 0 | 0 |  | 13h30 | 0.13 | 0.48 |  | 13h30 | 0.11 | 0.44 |  | 13h30 | 0 | 0 |  | 13h30 | 0.09 | 0.44 |  | 13h30 | 0.07 | 0.37 |  | 13h30 | 0 | 0 |  | 13h30 | 0.27 | 1.07 |  | 13h30 | 0 | 0.48 |  | 13h30 | 0 | 0 |  | 13h30 | 0 | 0.49
14h30 | 0.25 | 0.88 | 14h30 | 0 | 0 | 14h30 | 0.16 | 0.59 | 14h30 | 0.23 | 0.78 | 14h30 | 0 | 0 | 14h30 | 0.15 | 0.56 | 14h30 | 0.19 | 0.77 | 14h30 | 0 | 0 | 14h30 | 0.13 | 0.51 | 14h30 | 0.14 | 0.63 | 14h30 | 0 | 0 | 14h30 | 0.1 | 0.45 | 14h30 | 0 | 0.81 | 14h30 | 0 | 0 | 14h30 | 0 | 0.56 | 14h30 | 0.21 | 0.77 |  | 14h30 | 0 | 0 |  | 14h30 | 0.13 | 0.52 |  | 14h30 | 0.19 | 0.68 |  | 14h30 | 0 | 0 |  | 14h30 | 0.13 | 0.48 |  | 14h30 | 0.15 | 0.64 |  | 14h30 | 0 | 0 |  | 14h30 | 0.09 | 0.44 |  | 14h30 | 0.09 | 0.51 |  | 14h30 | 0 | 0 |  | 14h30 | 0.23 | 0.96 |  | 14h30 | 0 | 0.7 |  | 14h30 | 0 | 0 |  | 14h30 | 0 | 0.49
15h30 | 0.27 | 0.96 | 15h30 | 0 | 0 | 15h30 | 0.12 | 0.52 | 15h30 | 0.25 | 0.88 | 15h30 | 0 | 0 | 15h30 | 0.11 | 0.49 | 15h30 | 0.19 | 0.78 | 15h30 | 0 | 0 | 15h30 | 0.08 | 0.42 | 15h30 | 0.14 | 0.67 | 15h30 | 0 | 0 | 15h30 | 0.05 | 0.35 | 15h30 | 0 | 0.85 | 15h30 | 0 | 0 | 15h30 | 0 | 0.48 | 15h30 | 0.21 | 0.81 |  | 15h30 | 0 | 0 |  | 15h30 | 0.09 | 0.43 |  | 15h30 | 0.19 | 0.74 |  | 15h30 | 0 | 0 |  | 15h30 | 0.08 | 0.39 |  | 15h30 | 0.13 | 0.64 |  | 15h30 | 0 | 0 |  | 15h30 | 0.04 | 0.32 |  | 15h30 | 0.08 | 0.52 |  | 15h30 | 0 | 0 |  | 15h30 | 0.21 | 0.92 |  | 15h30 | 0 | 0.71 |  | 15h30 | 0 | 0 |  | 15h30 | 0 | 0.38
16h30 | 0.23 | 0.87 | 16h30 | 0 | 0 | 16h30 | 0.12 | 0.54 | 16h30 | 0.22 | 0.81 | 16h30 | 0 | 0 | 16h30 | 0.11 | 0.51 | 16h30 | 0.17 | 0.72 | 16h30 | 0 | 0 | 16h30 | 0.08 | 0.43 | 16h30 | 0.13 | 0.63 | 16h30 | 0 | 0 | 16h30 | 0.05 | 0.36 | 16h30 | 0.03 | 0.79 | 16h30 | 0 | 0 | 16h30 | 0 | 0.5 | 16h30 | 0.17 | 0.72 |  | 16h30 | 0 | 0 |  | 16h30 | 0.09 | 0.43 |  | 16h30 | 0.17 | 0.68 |  | 16h30 | 0 | 0 |  | 16h30 | 0.08 | 0.39 |  | 16h30 | 0.12 | 0.59 |  | 16h30 | 0 | 0 |  | 16h30 | 0.04 | 0.32 |  | 16h30 | 0.08 | 0.48 |  | 16h30 | 0 | 0 |  | 16h30 | 0.23 | 0.99 |  | 16h30 | 0 | 0.64 |  | 16h30 | 0 | 0 |  | 16h30 | 0 | 0.38
17h30 | 0.24 | 0.92 | 17h30 | 0 | 0 | 17h30 | 0.16 | 0.68 | 17h30 | 0.24 | 0.89 | 17h30 | 0 | 0 | 17h30 | 0.16 | 0.66 | 17h30 | 0.19 | 0.79 | 17h30 | 0 | 0 | 17h30 | 0.12 | 0.56 | 17h30 | 0.16 | 0.7 | 17h30 | 0 | 0 | 17h30 | 0.1 | 0.49 | 17h30 | 0.11 | 0.86 | 17h30 | 0 | 0 | 17h30 | 0.06 | 0.65 | 17h30 | 0.19 | 0.77 |  | 17h30 | 0 | 0 |  | 17h30 | 0.12 | 0.55 |  | 17h30 | 0.19 | 0.75 |  | 17h30 | 0 | 0 |  | 17h30 | 0.12 | 0.53 |  | 17h30 | 0.14 | 0.65 |  | 17h30 | 0 | 0 |  | 17h30 | 0.08 | 0.43 |  | 17h30 | 0.11 | 0.55 |  | 17h30 | 0 | 0 |  | 17h30 | 0.28 | 1.15 |  | 17h30 | 0.06 | 0.71 |  | 17h30 | 0 | 0 |  | 17h30 | 0.02 | 0.51
18h30 | 0.3 | 1.05 | 18h30 | 0.28 | 0.91 | 18h30 | 0.23 | 0.87 | 18h30 | 0.3 | 1.04 | 18h30 | 0.28 | 0.91 | 18h30 | 0.23 | 0.86 | 18h30 | 0.25 | 0.91 | 18h30 | 0.25 | 0.84 | 18h30 | 0.18 | 0.74 | 18h30 | 0.21 | 0.83 | 18h30 | 0.22 | 0.78 | 18h30 | 0.15 | 0.65 | 18h30 | 0.2 | 1.01 | 18h30 | 0.2 | 0.87 | 18h30 | 0.16 | 0.85 | 18h30 | 0.24 | 0.9 |  | 18h30 | 0.23 | 0.78 |  | 18h30 | 0.18 | 0.73 |  | 18h30 | 0.25 | 0.89 |  | 18h30 | 0.23 | 0.78 |  | 18h30 | 0.19 | 0.72 |  | 18h30 | 0.19 | 0.77 |  | 18h30 | 0.19 | 0.71 |  | 18h30 | 0.13 | 0.59 |  | 18h30 | 0.15 | 0.67 |  | 18h30 | 0.16 | 0.64 |  | 18h30 | 0.35 | 1.3 |  | 18h30 | 0.13 | 0.85 |  | 18h30 | 0.15 | 0.74 |  | 18h30 | 0.1 | 0.7
19h30 | 0.15 | 0.88 | 19h30 | 0.3 | 1.28 | 19h30 | 0.1 | 0.75 | 19h30 | 0.15 | 0.89 | 19h30 | 0.3 | 1.28 | 19h30 | 0.1 | 0.76 | 19h30 | 0.1 | 0.75 | 19h30 | 0.25 | 1.14 | 19h30 | 0.06 | 0.62 | 19h30 | 0.08 | 0.66 | 19h30 | 0.22 | 1.01 | 19h30 | 0.06 | 0.52 | 19h30 | 0.12 | 0.86 | 19h30 | 0.2 | 1.2 | 19h30 | 0.1 | 0.74 | 19h30 | 0.09 | 0.73 |  | 19h30 | 0.23 | 1.08 |  | 19h30 | 0.06 | 0.6 |  | 19h30 | 0.1 | 0.73 |  | 19h30 | 0.23 | 1.07 |  | 19h30 | 0.07 | 0.61 |  | 19h30 | 0.08 | 0.59 |  | 19h30 | 0.19 | 0.92 |  | 19h30 | 0.05 | 0.46 |  | 19h30 | 0.06 | 0.5 |  | 19h30 | 0.16 | 0.78 |  | 19h30 | 0.22 | 1.17 |  | 19h30 | 0.08 | 0.7 |  | 19h30 | 0.15 | 0.99 |  | 19h30 | 0.08 | 0.59
20h30 | 0.04 | 0.67 | 20h30 | 0.14 | 1.16 | 20h30 | 0.03 | 0.58 | 20h30 | 0.04 | 0.69 | 20h30 | 0.14 | 1.16 | 20h30 | 0.03 | 0.59 | 20h30 | 0.01 | 0.54 | 20h30 | 0.07 | 0.98 | 20h30 | 0 | 0.44 | 20h30 | 0 | 0.45 | 20h30 | 0.02 | 0.82 | 20h30 | 0 | 0.35 | 20h30 | 0 | 0.67 | 20h30 | 0.02 | 1.07 | 20h30 | 0 | 0.58 | 20h30 | 0.01 | 0.51 |  | 20h30 | 0.08 | 0.98 |  | 20h30 | 0 | 0.42 |  | 20h30 | 0.01 | 0.53 |  | 20h30 | 0.08 | 0.97 |  | 20h30 | 0 | 0.44 |  | 20h30 | 0 | 0.38 |  | 20h30 | 0.01 | 0.78 |  | 20h30 | 0 | 0.3 |  | 20h30 | 0 | 0.28 |  | 20h30 | 0 | 0.6 |  | 20h30 | 0.12 | 0.99 |  | 20h30 | 0 | 0.5 |  | 20h30 | 0 | 0.88 |  | 20h30 | 0 | 0.42
21h30 | 0.02 | 0.73 | 21h30 | 0.12 | 1.02 | 21h30 | 0 | 0.66 | 21h30 | 0.02 | 0.75 | 21h30 | 0.12 | 1.04 | 21h30 | 0.01 | 0.68 | 21h30 | 0 | 0.59 | 21h30 | 0.07 | 0.88 | 21h30 | 0 | 0.52 | 21h30 | 0 | 0.5 | 21h30 | 0.02 | 0.75 | 21h30 | 0 | 0.42 | 21h30 | 0 | 0.74 | 21h30 | 0.02 | 0.98 | 21h30 | 0 | 0.67 | 21h30 | 0 | 0.56 |  | 21h30 | 0.08 | 0.85 |  | 21h30 | 0 | 0.5 |  | 21h30 | 0 | 0.59 |  | 21h30 | 0.08 | 0.86 |  | 21h30 | 0 | 0.52 |  | 21h30 | 0 | 0.43 |  | 21h30 | 0.01 | 0.68 |  | 21h30 | 0 | 0.36 |  | 21h30 | 0 | 0.33 |  | 21h30 | 0 | 0.54 |  | 21h30 | 0.08 | 1.03 |  | 21h30 | 0 | 0.57 |  | 21h30 | 0 | 0.8 |  | 21h30 | 0 | 0.5
22h30 | 0.02 | 0.76 | 22h30 | 0.07 | 0.95 | 22h30 | 0 | 0.71 | 22h30 | 0.02 | 0.79 | 22h30 | 0.07 | 0.97 | 22h30 | 0.01 | 0.73 | 22h30 | 0 | 0.63 | 22h30 | 0.02 | 0.82 | 22h30 | 0 | 0.57 | 22h30 | 0 | 0.53 | 22h30 | 0 | 0.7 | 22h30 | 0 | 0.47 | 22h30 | 0 | 0.78 | 22h30 | 0.01 | 0.93 | 22h30 | 0 | 0.73 | 22h30 | 0 | 0.6 |  | 22h30 | 0.02 | 0.78 |  | 22h30 | 0 | 0.55 |  | 22h30 | 0 | 0.62 |  | 22h30 | 0.02 | 0.8 |  | 22h30 | 0 | 0.57 |  | 22h30 | 0 | 0.45 |  | 22h30 | 0 | 0.63 |  | 22h30 | 0 | 0.39 |  | 22h30 | 0 | 0.35 |  | 22h30 | 0 | 0.5 |  | 22h30 | 0.08 | 1.11 |  | 22h30 | 0 | 0.6 |  | 22h30 | 0 | 0.75 |  | 22h30 | 0 | 0.55
23h30 | 0 | 0.79 | 23h30 | 0.07 | 0.92 | 23h30 | 0 | 0.75 | 23h30 | 0 | 0.81 | 23h30 | 0.07 | 0.94 | 23h30 | 0 | 0.77 | 23h30 | 0 | 0.64 | 23h30 | 0.02 | 0.79 | 23h30 | 0 | 0.6 | 23h30 | 0 | 0.55 | 23h30 | 0 | 0.67 | 23h30 | 0 | 0.5 | 23h30 | 0 | 0.81 | 23h30 | 0.01 | 0.91 | 23h30 | 0 | 0.77 | 23h30 | 0 | 0.62 |  | 23h30 | 0.02 | 0.74 |  | 23h30 | 0 | 0.58 |  | 23h30 | 0 | 0.64 |  | 23h30 | 0.02 | 0.76 |  | 23h30 | 0 | 0.6 |  | 23h30 | 0 | 0.47 |  | 23h30 | 0 | 0.6 |  | 23h30 | 0 | 0.42 |  | 23h30 | 0 | 0.37 |  | 23h30 | 0 | 0.48 |  | 23h30 | 0.09 | 1.21 |  | 23h30 | 0 | 0.63 |  | 23h30 | 0 | 0.73 |  | 23h30 | 0 | 0.59
00h30 | 0 | 0.61 | 00h30 | 0 | 0.2 | 00h30 | 0 | 0.65 | 00h30 | 0 | 0.61 | 00h30 | 0 | 0.21 | 00h30 | 0 | 0.65 | 00h30 | 0 | 0.51 | 00h30 | 0 | 0.16 | 00h30 | 0 | 0.54 | 00h30 | 0 | 0.44 | 00h30 | 0 | 0.13 | 00h30 | 0 | 0.45 | 00h30 | 0 | 0.61 | 00h30 | 0 | 0.22 | 00h30 | 0 | 0.65 | 00h30 | 0 | 0.5 |  | 00h30 | 0 | 0.12 |  | 00h30 | 0 | 0.53 |  | 00h30 | 0 | 0.5 |  | 00h30 | 0 | 0.14 |  | 00h30 | 0 | 0.52 |  | 00h30 | 0 | 0.4 |  | 00h30 | 0 | 0.09 |  | 00h30 | 0 | 0.39 |  | 00h30 | 0 | 0.33 |  | 00h30 | 0 | 0.05 |  | 00h30 | 0.09 | 0.96 |  | 00h30 | 0 | 0.5 |  | 00h30 | 0 | 0.14 |  | 00h30 | 0 | 0.52
01h30 | 0 | 0 | 01h30 | 0 | 0 | 01h30 | 0 | 0 | 01h30 | 0 | 0 | 01h30 | 0 | 0 | 01h30 | 0 | 0 | 01h30 | 0 | 0 | 01h30 | 0 | 0 | 01h30 | 0 | 0 | 01h30 | 0 | 0 | 01h30 | 0 | 0 | 01h30 | 0 | 0 | 01h30 | 0 | 0 | 01h30 | 0 | 0 | 01h30 | 0 | 0 | 01h30 | 0 | 0 |  | 01h30 | 0 | 0 |  | 01h30 | 0 | 0 |  | 01h30 | 0 | 0 |  | 01h30 | 0 | 0 |  | 01h30 | 0 | 0 |  | 01h30 | 0 | 0 |  | 01h30 | 0 | 0 |  | 01h30 | 0 | 0 |  | 01h30 | 0 | 0 |  | 01h30 | 0 | 0 |  | 01h30 | 0 | 0.31 |  | 01h30 | 0 | 0 |  | 01h30 | 0 | 0 |  | 01h30 | 0 | 0
02h30 | 0 | 0 | 02h30 | 0 | 0 | 02h30 | 0 | 0 | 02h30 | 0 | 0 | 02h30 | 0 | 0 | 02h30 | 0 | 0 | 02h30 | 0 | 0 | 02h30 | 0 | 0 | 02h30 | 0 | 0 | 02h30 | 0 | 0 | 02h30 | 0 | 0 | 02h30 | 0 | 0 | 02h30 | 0 | 0 | 02h30 | 0 | 0 | 02h30 | 0 | 0 | 02h30 | 0 | 0 |  | 02h30 | 0 | 0 |  | 02h30 | 0 | 0 |  | 02h30 | 0 | 0 |  | 02h30 | 0 | 0 |  | 02h30 | 0 | 0 |  | 02h30 | 0 | 0 |  | 02h30 | 0 | 0 |  | 02h30 | 0 | 0 |  | 02h30 | 0 | 0 |  | 02h30 | 0 | 0 |  | 02h30 | 0 | 0.31 |  | 02h30 | 0 | 0 |  | 02h30 | 0 | 0 |  | 02h30 | 0 | 0
03h30 | 0 | 0 | 03h30 | 0 | 0 | 03h30 | 0 | 0 | 03h30 | 0 | 0 | 03h30 | 0 | 0 | 03h30 | 0 | 0 | 03h30 | 0 | 0 | 03h30 | 0 | 0 | 03h30 | 0 | 0 | 03h30 | 0 | 0 | 03h30 | 0 | 0 | 03h30 | 0 | 0 | 03h30 | 0 | 0 | 03h30 | 0 | 0 | 03h30 | 0 | 0 | 03h30 | 0 | 0 |  | 03h30 | 0 | 0 |  | 03h30 | 0 | 0 |  | 03h30 | 0 | 0 |  | 03h30 | 0 | 0 |  | 03h30 | 0 | 0 |  | 03h30 | 0 | 0 |  | 03h30 | 0 | 0 |  | 03h30 | 0 | 0 |  | 03h30 | 0 | 0 |  | 03h30 | 0 | 0 |  | 03h30 | 0.03 | 0.37 |  | 03h30 | 0 | 0 |  | 03h30 | 0 | 0 |  | 03h30 | 0 | 0
04h30 | 0 | 0 | 04h30 | 0 | 0 | 04h30 | 0 | 0 | 04h30 | 0 | 0 | 04h30 | 0 | 0 | 04h30 | 0 | 0 | 04h30 | 0 | 0 | 04h30 | 0 | 0 | 04h30 | 0 | 0 | 04h30 | 0 | 0 | 04h30 | 0 | 0 | 04h30 | 0 | 0 | 04h30 | 0 | 0 | 04h30 | 0 | 0 | 04h30 | 0 | 0 | 04h30 | 0 | 0 |  | 04h30 | 0 | 0 |  | 04h30 | 0 | 0 |  | 04h30 | 0 | 0 |  | 04h30 | 0 | 0 |  | 04h30 | 0 | 0 |  | 04h30 | 0 | 0 |  | 04h30 | 0 | 0 |  | 04h30 | 0 | 0 |  | 04h30 | 0 | 0 |  | 04h30 | 0 | 0 |  | 04h30 | 0.09 | 0.5 |  | 04h30 | 0 | 0 |  | 04h30 | 0 | 0 |  | 04h30 | 0 | 0
05h30 | 0 | 0 | 05h30 | 0 | 0 | 05h30 | 0 | 0 | 05h30 | 0 | 0 | 05h30 | 0 | 0 | 05h30 | 0 | 0 | 05h30 | 0 | 0 | 05h30 | 0 | 0 | 05h30 | 0 | 0 | 05h30 | 0 | 0 | 05h30 | 0 | 0 | 05h30 | 0 | 0 | 05h30 | 0 | 0 | 05h30 | 0 | 0 | 05h30 | 0 | 0 | 05h30 | 0 | 0 |  | 05h30 | 0 | 0 |  | 05h30 | 0 | 0 |  | 05h30 | 0 | 0 |  | 05h30 | 0 | 0 |  | 05h30 | 0 | 0 |  | 05h30 | 0 | 0 |  | 05h30 | 0 | 0 |  | 05h30 | 0 | 0 |  | 05h30 | 0 | 0 |  | 05h30 | 0 | 0 |  | 05h30 | 0.15 | 0.59 |  | 05h30 | 0 | 0 |  | 05h30 | 0 | 0 |  | 05h30 | 0 | 0
06h30 | 0 | 0 | 06h30 | 0 | 0 | 06h30 | 0 | 0 | 06h30 | 0 | 0 | 06h30 | 0 | 0 | 06h30 | 0 | 0 | 06h30 | 0 | 0 | 06h30 | 0 | 0 | 06h30 | 0 | 0 | 06h30 | 0 | 0 | 06h30 | 0 | 0 | 06h30 | 0 | 0 | 06h30 | 0 | 0 | 06h30 | 0 | 0 | 06h30 | 0 | 0 | 06h30 | 0 | 0 |  | 06h30 | 0 | 0 |  | 06h30 | 0 | 0 |  | 06h30 | 0 | 0 |  | 06h30 | 0 | 0 |  | 06h30 | 0 | 0 |  | 06h30 | 0 | 0 |  | 06h30 | 0 | 0 |  | 06h30 | 0 | 0 |  | 06h30 | 0 | 0 |  | 06h30 | 0 | 0 |  | 06h30 | 0.19 | 0.64 |  | 06h30 | 0 | 0 |  | 06h30 | 0 | 0 |  | 06h30 | 0 | 0
07h30 | 0.21 | 0.74 | 07h30 | 0.21 | 0.75 | 07h30 | 0.21 | 0.74 | 07h30 | 0.21 | 0.74 | 07h30 | 0.21 | 0.75 | 07h30 | 0.2 | 0.74 | 07h30 | 0.17 | 0.69 | 07h30 | 0.18 | 0.71 | 07h30 | 0.17 | 0.69 | 07h30 | 0.14 | 0.63 | 07h30 | 0.15 | 0.66 | 07h30 | 0.13 | 0.62 | 07h30 | 0.21 | 0.76 | 07h30 | 0.21 | 0.76 | 07h30 | 0.2 | 0.75 | 07h30 | 0.15 | 0.55 |  | 07h30 | 0.15 | 0.49 |  | 07h30 | 0.15 | 0.56 |  | 07h30 | 0.15 | 0.56 |  | 07h30 | 0.16 | 0.52 |  | 07h30 | 0.15 | 0.56 |  | 07h30 | 0.11 | 0.53 |  | 07h30 | 0.12 | 0.54 |  | 07h30 | 0.11 | 0.52 |  | 07h30 | 0.08 | 0.47 |  | 07h30 | 0.09 | 0.49 |  | 07h30 | 0.35 | 1.52 |  | 07h30 | 0.15 | 0.57 |  | 07h30 | 0.15 | 0.52 |  | 07h30 | 0.15 | 0.57
08h30 | 0.34 | 1.26 | 08h30 | 0.35 | 1.3 | 08h30 | 0.33 | 1.25 | 08h30 | 0.32 | 1.23 | 08h30 | 0.34 | 1.27 | 08h30 | 0.31 | 1.21 | 08h30 | 0.24 | 1.1 | 08h30 | 0.27 | 1.16 | 08h30 | 0.23 | 1.08 | 08h30 | 0.17 | 0.95 | 08h30 | 0.2 | 1.01 | 08h30 | 0.15 | 0.92 | 08h30 | 0.33 | 1.28 | 08h30 | 0.34 | 1.31 | 08h30 | 0.32 | 1.26 | 08h30 | 0.25 | 1 |  | 08h30 | 0.27 | 1 |  | 08h30 | 0.24 | 1 |  | 08h30 | 0.24 | 0.98 |  | 08h30 | 0.26 | 0.99 |  | 08h30 | 0.23 | 0.96 |  | 08h30 | 0.15 | 0.86 |  | 08h30 | 0.17 | 0.91 |  | 08h30 | 0.14 | 0.84 |  | 08h30 | 0.08 | 0.7 |  | 08h30 | 0.1 | 0.76 |  | 08h30 | 0.53 | 2.17 |  | 08h30 | 0.24 | 1.02 |  | 08h30 | 0.25 | 1.02 |  | 08h30 | 0.23 | 1.01
09h30 | 0.13 | 0.52 | 09h30 | 0.14 | 0.55 | 09h30 | 0.52 | 1.67 | 09h30 | 0.12 | 0.48 | 09h30 | 0.13 | 0.52 | 09h30 | 0.5 | 1.6 | 09h30 | 0.07 | 0.41 | 09h30 | 0.08 | 0.44 | 09h30 | 0.4 | 1.43 | 09h30 | 0.03 | 0.31 | 09h30 | 0.04 | 0.35 | 09h30 | 0.31 | 1.23 | 09h30 | 0.12 | 0.52 | 09h30 | 0.13 | 0.55 | 09h30 | 0.5 | 1.68 | 09h30 | 0.1 | 0.45 |  | 09h30 | 0.11 | 0.51 |  | 09h30 | 0.45 | 1.5 |  | 09h30 | 0.09 | 0.42 |  | 09h30 | 0.1 | 0.47 |  | 09h30 | 0.43 | 1.43 |  | 09h30 | 0.03 | 0.33 |  | 09h30 | 0.05 | 0.37 |  | 09h30 | 0.32 | 1.24 |  | 09h30 | 0 | 0.23 |  | 09h30 | 0 | 0.26 |  | 09h30 | 0.83 | 2.62 |  | 09h30 | 0.09 | 0.45 |  | 09h30 | 0.09 | 0.5 |  | 09h30 | 0.43 | 1.51
10h30 | 0 | 0 | 10h30 | 0 | 0 | 10h30 | 0.54 | 1.59 | 10h30 | 0 | 0 | 10h30 | 0 | 0 | 10h30 | 0.52 | 1.53 | 10h30 | 0 | 0 | 10h30 | 0 | 0 | 10h30 | 0.45 | 1.41 | 10h30 | 0 | 0 | 10h30 | 0 | 0 | 10h30 | 0.39 | 1.26 | 10h30 | 0 | 0 | 10h30 | 0 | 0 | 10h30 | 0.53 | 1.59 | 10h30 | 0 | 0 |  | 10h30 | 0 | 0 |  | 10h30 | 0.49 | 1.43 |  | 10h30 | 0 | 0 |  | 10h30 | 0 | 0 |  | 10h30 | 0.46 | 1.37 |  | 10h30 | 0 | 0 |  | 10h30 | 0 | 0 |  | 10h30 | 0.39 | 1.24 |  | 10h30 | 0 | 0 |  | 10h30 | 0 | 0 |  | 10h30 | 0.8 | 2.47 |  | 10h30 | 0 | 0 |  | 10h30 | 0 | 0 |  | 10h30 | 0.46 | 1.44
11h30 | 0 | 0 | 11h30 | 0 | 0 | 11h30 | 0.46 | 1.38 | 11h30 | 0 | 0 | 11h30 | 0 | 0 | 11h30 | 0.45 | 1.32 | 11h30 | 0 | 0 | 11h30 | 0 | 0 | 11h30 | 0.39 | 1.22 | 11h30 | 0 | 0 | 11h30 | 0 | 0 | 11h30 | 0.33 | 1.1 | 11h30 | 0 | 0 | 11h30 | 0 | 0 | 11h30 | 0.45 | 1.38 | 11h30 | 0 | 0 |  | 11h30 | 0 | 0 |  | 11h30 | 0.41 | 1.23 |  | 11h30 | 0 | 0 |  | 11h30 | 0 | 0 |  | 11h30 | 0.39 | 1.17 |  | 11h30 | 0 | 0 |  | 11h30 | 0 | 0 |  | 11h30 | 0.33 | 1.06 |  | 11h30 | 0 | 0 |  | 11h30 | 0 | 0 |  | 11h30 | 0.68 | 2.14 |  | 11h30 | 0 | 0 |  | 11h30 | 0 | 0 |  | 11h30 | 0.39 | 1.23
12h30 | 0 | 0 | 12h30 | 0 | 0 | 12h30 | 0.42 | 1.25 | 12h30 | 0 | 0 | 12h30 | 0 | 0 | 12h30 | 0.4 | 1.2 | 12h30 | 0 | 0 | 12h30 | 0 | 0 | 12h30 | 0.35 | 1.11 | 12h30 | 0 | 0 | 12h30 | 0 | 0 | 12h30 | 0.3 | 1 | 12h30 | 0 | 0 | 12h30 | 0 | 0 | 12h30 | 0.4 | 1.25 | 12h30 | 0 | 0 |  | 12h30 | 0 | 0 |  | 12h30 | 0.37 | 1.1 |  | 12h30 | 0 | 0 |  | 12h30 | 0 | 0 |  | 12h30 | 0.35 | 1.05 |  | 12h30 | 0 | 0 |  | 12h30 | 0 | 0 |  | 12h30 | 0.29 | 0.95 |  | 12h30 | 0 | 0 |  | 12h30 | 0 | 0 |  | 12h30 | 0.58 | 1.89 |  | 12h30 | 0 | 0 |  | 12h30 | 0 | 0 |  | 12h30 | 0.35 | 1.1
13h30 | 0.31 | 0.93 | 13h30 | 0 | 0 | 13h30 | 0.38 | 1.15 | 13h30 | 0.31 | 0.92 | 13h30 | 0 | 0 | 13h30 | 0.37 | 1.1 | 13h30 | 0.28 | 0.88 | 13h30 | 0 | 0 | 13h30 | 0.32 | 1.01 | 13h30 | 0.26 | 0.83 | 13h30 | 0 | 0 | 13h30 | 0.27 | 0.91 | 13h30 | 0.31 | 0.93 | 13h30 | 0 | 0 | 13h30 | 0.37 | 1.15 | 13h30 | 0.23 | 0.8 |  | 13h30 | 0 | 0 |  | 13h30 | 0.34 | 1.01 |  | 13h30 | 0.25 | 0.79 |  | 13h30 | 0 | 0 |  | 13h30 | 0.32 | 0.96 |  | 13h30 | 0.23 | 0.74 |  | 13h30 | 0 | 0 |  | 13h30 | 0.27 | 0.86 |  | 13h30 | 0.21 | 0.69 |  | 13h30 | 0 | 0 |  | 13h30 | 0.49 | 1.68 |  | 13h30 | 0.24 | 0.8 |  | 13h30 | 0 | 0 |  | 13h30 | 0.32 | 1.01
14h30 | 0.57 | 1.58 | 14h30 | 0 | 0 | 14h30 | 0.35 | 1.06 | 14h30 | 0.55 | 1.52 | 14h30 | 0 | 0 | 14h30 | 0.34 | 1.01 | 14h30 | 0.49 | 1.43 | 14h30 | 0 | 0 | 14h30 | 0.29 | 0.92 | 14h30 | 0.43 | 1.3 | 14h30 | 0 | 0 | 14h30 | 0.25 | 0.83 | 14h30 | 0.55 | 1.57 | 14h30 | 0 | 0 | 14h30 | 0.34 | 1.06 | 14h30 | 0.48 | 1.39 |  | 14h30 | 0 | 0 |  | 14h30 | 0.31 | 0.93 |  | 14h30 | 0.46 | 1.33 |  | 14h30 | 0 | 0 |  | 14h30 | 0.29 | 0.88 |  | 14h30 | 0.41 | 1.22 |  | 14h30 | 0 | 0 |  | 14h30 | 0.24 | 0.78 |  | 14h30 | 0.34 | 1.09 |  | 14h30 | 0 | 0 |  | 14h30 | 0.41 | 1.5 |  | 14h30 | 0.46 | 1.38 |  | 14h30 | 0 | 0 |  | 14h30 | 0.29 | 0.92
15h30 | 0.62 | 1.7 | 15h30 | 0 | 0 | 15h30 | 0.33 | 1.02 | 15h30 | 0.58 | 1.61 | 15h30 | 0 | 0 | 15h30 | 0.32 | 0.97 | 15h30 | 0.5 | 1.48 | 15h30 | 0 | 0 | 15h30 | 0.27 | 0.88 | 15h30 | 0.43 | 1.32 | 15h30 | 0 | 0 | 15h30 | 0.23 | 0.79 | 15h30 | 0.58 | 1.69 | 15h30 | 0 | 0 | 15h30 | 0.32 | 1.02 | 15h30 | 0.58 | 1.56 |  | 15h30 | 0 | 0 |  | 15h30 | 0.29 | 0.89 |  | 15h30 | 0.53 | 1.46 |  | 15h30 | 0 | 0 |  | 15h30 | 0.28 | 0.84 |  | 15h30 | 0.44 | 1.32 |  | 15h30 | 0 | 0 |  | 15h30 | 0.22 | 0.75 |  | 15h30 | 0.36 | 1.14 |  | 15h30 | 0 | 0 |  | 15h30 | 0.35 | 1.34 |  | 15h30 | 0.53 | 1.54 |  | 15h30 | 0 | 0 |  | 15h30 | 0.28 | 0.89
16h30 | 0.49 | 1.42 | 16h30 | 0 | 0 | 16h30 | 0.33 | 1.01 | 16h30 | 0.47 | 1.35 | 16h30 | 0 | 0 | 16h30 | 0.31 | 0.97 | 16h30 | 0.41 | 1.25 | 16h30 | 0 | 0 | 16h30 | 0.26 | 0.87 | 16h30 | 0.35 | 1.12 | 16h30 | 0 | 0 | 16h30 | 0.23 | 0.78 | 16h30 | 0.47 | 1.41 | 16h30 | 0 | 0 | 16h30 | 0.32 | 1.02 | 16h30 | 0.45 | 1.29 |  | 16h30 | 0 | 0 |  | 16h30 | 0.29 | 0.89 |  | 16h30 | 0.42 | 1.22 |  | 16h30 | 0 | 0 |  | 16h30 | 0.27 | 0.85 |  | 16h30 | 0.35 | 1.11 |  | 16h30 | 0 | 0 |  | 16h30 | 0.22 | 0.75 |  | 16h30 | 0.29 | 0.97 |  | 16h30 | 0 | 0 |  | 16h30 | 0.34 | 1.28 |  | 16h30 | 0.43 | 1.28 |  | 16h30 | 0 | 0 |  | 16h30 | 0.27 | 0.9
17h30 | 0.43 | 1.29 | 17h30 | 0 | 0 | 17h30 | 0.33 | 1.03 | 17h30 | 0.41 | 1.24 | 17h30 | 0 | 0 | 17h30 | 0.32 | 0.99 | 17h30 | 0.36 | 1.14 | 17h30 | 0 | 0 | 17h30 | 0.27 | 0.89 | 17h30 | 0.31 | 1.03 | 17h30 | 0 | 0 | 17h30 | 0.23 | 0.8 | 17h30 | 0.42 | 1.29 | 17h30 | 0 | 0 | 17h30 | 0.32 | 1.04 | 17h30 | 0.39 | 1.17 |  | 17h30 | 0 | 0 |  | 17h30 | 0.29 | 0.92 |  | 17h30 | 0.37 | 1.11 |  | 17h30 | 0 | 0 |  | 17h30 | 0.28 | 0.87 |  | 17h30 | 0.31 | 1.01 |  | 17h30 | 0 | 0 |  | 17h30 | 0.22 | 0.77 |  | 17h30 | 0.26 | 0.89 |  | 17h30 | 0 | 0 |  | 17h30 | 0.38 | 1.4 |  | 17h30 | 0.38 | 1.17 |  | 17h30 | 0 | 0 |  | 17h30 | 0.28 | 0.92
18h30 | 0.41 | 1.25 | 18h30 | 0.34 | 0.91 | 18h30 | 0.35 | 1.08 | 18h30 | 0.4 | 1.21 | 18h30 | 0.31 | 0.81 | 18h30 | 0.33 | 1.04 | 18h30 | 0.35 | 1.11 | 18h30 | 0.27 | 0.85 | 18h30 | 0.28 | 0.93 | 18h30 | 0.3 | 1.01 | 18h30 | 0.26 | 0.87 | 18h30 | 0.24 | 0.84 | 18h30 | 0.4 | 1.26 | 18h30 | 0.31 | 0.89 | 18h30 | 0.34 | 1.08 | 18h30 | 0.37 | 1.12 |  | 18h30 | 0.32 | 0.88 |  | 18h30 | 0.3 | 0.95 |  | 18h30 | 0.35 | 1.08 |  | 18h30 | 0.29 | 0.83 |  | 18h30 | 0.29 | 0.91 |  | 18h30 | 0.3 | 0.97 |  | 18h30 | 0.25 | 0.73 |  | 18h30 | 0.24 | 0.8 |  | 18h30 | 0.25 | 0.87 |  | 18h30 | 0.22 | 0.72 |  | 18h30 | 0.45 | 1.6 |  | 18h30 | 0.36 | 1.13 |  | 18h30 | 0.29 | 0.87 |  | 18h30 | 0.29 | 0.96
19h30 | 0.21 | 0.98 | 19h30 | 0.48 | 1.53 | 19h30 | 0.17 | 0.86 | 19h30 | 0.2 | 0.94 | 19h30 | 0.44 | 1.41 | 19h30 | 0.15 | 0.82 | 19h30 | 0.15 | 0.84 | 19h30 | 0.37 | 1.38 | 19h30 | 0.1 | 0.71 | 19h30 | 0.11 | 0.74 | 19h30 | 0.32 | 1.29 | 19h30 | 0.06 | 0.62 | 19h30 | 0.2 | 0.99 | 19h30 | 0.44 | 1.51 | 19h30 | 0.16 | 0.87 | 19h30 | 0.17 | 0.85 |  | 19h30 | 0.43 | 1.4 |  | 19h30 | 0.12 | 0.73 |  | 19h30 | 0.16 | 0.81 |  | 19h30 | 0.38 | 1.31 |  | 19h30 | 0.11 | 0.69 |  | 19h30 | 0.1 | 0.7 |  | 19h30 | 0.31 | 1.17 |  | 19h30 | 0.05 | 0.58 |  | 19h30 | 0.07 | 0.6 |  | 19h30 | 0.24 | 1.06 |  | 19h30 | 0.3 | 1.45 |  | 19h30 | 0.16 | 0.86 |  | 19h30 | 0.39 | 1.39 |  | 19h30 | 0.11 | 0.74
20h30 | 0.1 | 0.73 | 20h30 | 0.37 | 1.66 | 20h30 | 0.09 | 0.64 | 20h30 | 0.09 | 0.7 | 20h30 | 0.35 | 1.61 | 20h30 | 0.08 | 0.61 | 20h30 | 0.06 | 0.59 | 20h30 | 0.28 | 1.46 | 20h30 | 0.04 | 0.51 | 20h30 | 0.03 | 0.49 | 20h30 | 0.19 | 1.24 | 20h30 | 0.01 | 0.44 | 20h30 | 0.09 | 0.74 | 20h30 | 0.35 | 1.65 | 20h30 | 0.09 | 0.66 | 20h30 | 0.07 | 0.59 |  | 20h30 | 0.3 | 1.45 |  | 20h30 | 0.06 | 0.53 |  | 20h30 | 0.06 | 0.56 |  | 20h30 | 0.27 | 1.37 |  | 20h30 | 0.05 | 0.5 |  | 20h30 | 0.02 | 0.46 |  | 20h30 | 0.2 | 1.26 |  | 20h30 | 0.01 | 0.41 |  | 20h30 | 0 | 0.39 |  | 20h30 | 0.11 | 1.04 |  | 20h30 | 0.17 | 1.23 |  | 20h30 | 0.06 | 0.6 |  | 20h30 | 0.28 | 1.44 |  | 20h30 | 0.05 | 0.53
21h30 | 0.06 | 0.78 | 21h30 | 0.23 | 1.32 | 21h30 | 0.04 | 0.71 | 21h30 | 0.05 | 0.75 | 21h30 | 0.22 | 1.28 | 21h30 | 0.03 | 0.68 | 21h30 | 0 | 0.63 | 21h30 | 0.18 | 1.16 | 21h30 | 0 | 0.57 | 21h30 | 0 | 0.53 | 21h30 | 0.14 | 1 | 21h30 | 0 | 0.49 | 21h30 | 0.05 | 0.79 | 21h30 | 0.22 | 1.32 | 21h30 | 0.04 | 0.73 | 21h30 | 0.02 | 0.63 |  | 21h30 | 0.19 | 1.13 |  | 21h30 | 0 | 0.57 |  | 21h30 | 0 | 0.6 |  | 21h30 | 0.18 | 1.08 |  | 21h30 | 0 | 0.55 |  | 21h30 | 0 | 0.49 |  | 21h30 | 0.14 | 0.98 |  | 21h30 | 0 | 0.44 |  | 21h30 | 0 | 0.4 |  | 21h30 | 0.09 | 0.81 |  | 21h30 | 0.14 | 1.28 |  | 21h30 | 0.01 | 0.64 |  | 21h30 | 0.18 | 1.14 |  | 21h30 | 0 | 0.59
22h30 | 0.06 | 0.82 | 22h30 | 0.15 | 1.16 | 22h30 | 0.04 | 0.77 | 22h30 | 0.05 | 0.79 | 22h30 | 0.14 | 1.13 | 22h30 | 0.03 | 0.74 | 22h30 | 0 | 0.67 | 22h30 | 0.1 | 1.01 | 22h30 | 0 | 0.61 | 22h30 | 0 | 0.57 | 22h30 | 0.06 | 0.89 | 22h30 | 0 | 0.52 | 22h30 | 0.05 | 0.84 | 22h30 | 0.14 | 1.18 | 22h30 | 0.04 | 0.79 | 22h30 | 0.02 | 0.66 |  | 22h30 | 0.1 | 0.98 |  | 22h30 | 0 | 0.61 |  | 22h30 | 0 | 0.63 |  | 22h30 | 0.09 | 0.95 |  | 22h30 | 0 | 0.58 |  | 22h30 | 0 | 0.51 |  | 22h30 | 0.04 | 0.84 |  | 22h30 | 0 | 0.45 |  | 22h30 | 0 | 0.41 |  | 22h30 | 0 | 0.7 |  | 22h30 | 0.14 | 1.31 |  | 22h30 | 0.01 | 0.68 |  | 22h30 | 0.09 | 0.99 |  | 22h30 | 0 | 0.63
23h30 | 0.03 | 0.85 | 23h30 | 0.15 | 1.08 | 23h30 | 0.01 | 0.81 | 23h30 | 0.02 | 0.82 | 23h30 | 0.14 | 1.05 | 23h30 | 0 | 0.78 | 23h30 | 0 | 0.69 | 23h30 | 0.1 | 0.93 | 23h30 | 0 | 0.65 | 23h30 | 0 | 0.6 | 23h30 | 0.06 | 0.82 | 23h30 | 0 | 0.55 | 23h30 | 0.02 | 0.87 | 23h30 | 0.14 | 1.1 | 23h30 | 0.01 | 0.83 | 23h30 | 0 | 0.68 |  | 23h30 | 0.1 | 0.9 |  | 23h30 | 0 | 0.64 |  | 23h30 | 0 | 0.66 |  | 23h30 | 0.09 | 0.87 |  | 23h30 | 0 | 0.61 |  | 23h30 | 0 | 0.52 |  | 23h30 | 0.04 | 0.76 |  | 23h30 | 0 | 0.48 |  | 23h30 | 0 | 0.42 |  | 23h30 | 0 | 0.64 |  | 23h30 | 0.12 | 1.32 |  | 23h30 | 0 | 0.71 |  | 23h30 | 0.09 | 0.92 |  | 23h30 | 0 | 0.67
00h30 | 0.03 | 0.73 | 00h30 | 0 | 0.2 | 00h30 | 0.01 | 0.72 | 00h30 | 0.02 | 0.71 | 00h30 | 0 | 0.2 | 00h30 | 0 | 0.7 | 00h30 | 0 | 0.62 | 00h30 | 0 | 0.15 | 00h30 | 0 | 0.6 | 00h30 | 0 | 0.55 | 00h30 | 0 | 0.11 | 00h30 | 0 | 0.51 | 00h30 | 0.02 | 0.74 | 00h30 | 0 | 0.21 | 00h30 | 0.01 | 0.73 | 00h30 | 0 | 0.63 |  | 00h30 | 0 | 0.13 |  | 00h30 | 0 | 0.61 |  | 00h30 | 0 | 0.6 |  | 00h30 | 0 | 0.12 |  | 00h30 | 0 | 0.58 |  | 00h30 | 0 | 0.5 |  | 00h30 | 0 | 0.08 |  | 00h30 | 0 | 0.46 |  | 00h30 | 0 | 0.41 |  | 00h30 | 0 | 0.05 |  | 00h30 | 0.12 | 1.15 |  | 00h30 | 0 | 0.64 |  | 00h30 | 0 | 0.14 |  | 00h30 | 0 | 0.62
01h30 | 0 | 0 | 01h30 | 0 | 0 | 01h30 | 0 | 0 | 01h30 | 0 | 0 | 01h30 | 0 | 0 | 01h30 | 0 | 0 | 01h30 | 0 | 0 | 01h30 | 0 | 0 | 01h30 | 0 | 0 | 01h30 | 0 | 0 | 01h30 | 0 | 0 | 01h30 | 0 | 0 | 01h30 | 0 | 0 | 01h30 | 0 | 0 | 01h30 | 0 | 0 | 01h30 | 0 | 0 |  | 01h30 | 0 | 0 |  | 01h30 | 0 | 0 |  | 01h30 | 0 | 0 |  | 01h30 | 0 | 0 |  | 01h30 | 0 | 0 |  | 01h30 | 0 | 0 |  | 01h30 | 0 | 0 |  | 01h30 | 0 | 0 |  | 01h30 | 0 | 0 |  | 01h30 | 0 | 0 |  | 01h30 | 0.02 | 0.39 |  | 01h30 | 0 | 0 |  | 01h30 | 0 | 0 |  | 01h30 | 0 | 0
02h30 | 0 | 0 | 02h30 | 0 | 0.02 | 02h30 | 0 | 0 | 02h30 | 0 | 0 | 02h30 | 0 | 0 | 02h30 | 0 | 0 | 02h30 | 0 | 0 | 02h30 | 0 | 0 | 02h30 | 0 | 0 | 02h30 | 0 | 0 | 02h30 | 0 | 0 | 02h30 | 0 | 0 | 02h30 | 0 | 0 | 02h30 | 0 | 0.03 | 02h30 | 0 | 0 | 02h30 | 0 | 0 |  | 02h30 | 0 | 0 |  | 02h30 | 0 | 0 |  | 02h30 | 0 | 0 |  | 02h30 | 0 | 0 |  | 02h30 | 0 | 0 |  | 02h30 | 0 | 0 |  | 02h30 | 0 | 0 |  | 02h30 | 0 | 0 |  | 02h30 | 0 | 0 |  | 02h30 | 0 | 0 |  | 02h30 | 0.02 | 0.39 |  | 02h30 | 0 | 0 |  | 02h30 | 0 | 0 |  | 02h30 | 0 | 0
03h30 | 0 | 0.05 | 03h30 | 0 | 0.06 | 03h30 | 0 | 0.04 | 03h30 | 0 | 0.02 | 03h30 | 0 | 0.04 | 03h30 | 0 | 0.01 | 03h30 | 0 | 0 | 03h30 | 0 | 0 | 03h30 | 0 | 0 | 03h30 | 0 | 0 | 03h30 | 0 | 0 | 03h30 | 0 | 0 | 03h30 | 0 | 0.06 | 03h30 | 0 | 0.08 | 03h30 | 0 | 0.05 | 03h30 | 0 | 0 |  | 03h30 | 0 | 0 |  | 03h30 | 0 | 0 |  | 03h30 | 0 | 0 |  | 03h30 | 0 | 0 |  | 03h30 | 0 | 0 |  | 03h30 | 0 | 0 |  | 03h30 | 0 | 0 |  | 03h30 | 0 | 0 |  | 03h30 | 0 | 0 |  | 03h30 | 0 | 0 |  | 03h30 | 0.05 | 0.5 |  | 03h30 | 0 | 0 |  | 03h30 | 0 | 0 |  | 03h30 | 0 | 0
04h30 | 0 | 0.07 | 04h30 | 0.02 | 0.15 | 04h30 | 0 | 0.05 | 04h30 | 0 | 0.03 | 04h30 | 0.01 | 0.12 | 04h30 | 0 | 0.01 | 04h30 | 0 | 0 | 04h30 | 0 | 0.01 | 04h30 | 0 | 0 | 04h30 | 0 | 0 | 04h30 | 0 | 0 | 04h30 | 0 | 0 | 04h30 | 0 | 0.08 | 04h30 | 0.02 | 0.17 | 04h30 | 0 | 0.07 | 04h30 | 0 | 0 |  | 04h30 | 0 | 0.04 |  | 04h30 | 0 | 0 |  | 04h30 | 0 | 0 |  | 04h30 | 0 | 0.01 |  | 04h30 | 0 | 0 |  | 04h30 | 0 | 0 |  | 04h30 | 0 | 0 |  | 04h30 | 0 | 0 |  | 04h30 | 0 | 0 |  | 04h30 | 0 | 0 |  | 04h30 | 0.12 | 0.57 |  | 04h30 | 0 | 0 |  | 04h30 | 0 | 0.05 |  | 04h30 | 0 | 0
05h30 | 0.03 | 0.14 | 05h30 | 0.06 | 0.22 | 05h30 | 0.02 | 0.13 | 05h30 | 0.02 | 0.1 | 05h30 | 0.05 | 0.2 | 05h30 | 0.01 | 0.08 | 05h30 | 0 | 0 | 05h30 | 0 | 0.08 | 05h30 | 0 | 0 | 05h30 | 0 | 0 | 05h30 | 0 | 0.01 | 05h30 | 0 | 0 | 05h30 | 0.02 | 0.16 | 05h30 | 0.05 | 0.23 | 05h30 | 0.02 | 0.14 | 05h30 | 0 | 0.03 |  | 05h30 | 0.01 | 0.11 |  | 05h30 | 0 | 0.02 |  | 05h30 | 0 | 0 |  | 05h30 | 0 | 0.07 |  | 05h30 | 0 | 0 |  | 05h30 | 0 | 0 |  | 05h30 | 0 | 0 |  | 05h30 | 0 | 0 |  | 05h30 | 0 | 0 |  | 05h30 | 0 | 0 |  | 05h30 | 0.16 | 0.64 |  | 05h30 | 0 | 0.04 |  | 05h30 | 0.01 | 0.12 |  | 05h30 | 0 | 0.03
06h30 | 0.06 | 0.2 | 06h30 | 0.08 | 0.24 | 06h30 | 0.06 | 0.19 | 06h30 | 0.05 | 0.17 | 06h30 | 0.07 | 0.22 | 06h30 | 0.04 | 0.15 | 06h30 | 0 | 0.06 | 06h30 | 0.01 | 0.14 | 06h30 | 0 | 0.04 | 06h30 | 0 | 0 | 06h30 | 0 | 0.04 | 06h30 | 0 | 0 | 06h30 | 0.05 | 0.21 | 06h30 | 0.08 | 0.26 | 06h30 | 0.05 | 0.2 | 06h30 | 0.02 | 0.09 |  | 06h30 | 0.04 | 0.14 |  | 06h30 | 0.01 | 0.07 |  | 06h30 | 0 | 0.04 |  | 06h30 | 0.02 | 0.11 |  | 06h30 | 0 | 0.03 |  | 06h30 | 0 | 0 |  | 06h30 | 0 | 0.02 |  | 06h30 | 0 | 0 |  | 06h30 | 0 | 0 |  | 06h30 | 0 | 0 |  | 06h30 | 0.19 | 0.72 |  | 06h30 | 0.01 | 0.1 |  | 06h30 | 0.03 | 0.15 |  | 06h30 | 0.01 | 0.09
07h30 | 0.21 | 0.85 | 07h30 | 0.26 | 1.05 | 07h30 | 0.2 | 0.76 | 07h30 | 0.25 | 0.75 | 07h30 | 0.21 | 0.92 | 07h30 | 0.25 | 0.83 | 07h30 | 0.25 | 0.9 | 07h30 | 0.26 | 0.84 | 07h30 | 0.25 | 0.9 | 07h30 | 0.22 | 0.86 | 07h30 | 0.24 | 0.88 | 07h30 | 0.21 | 0.85 | 07h30 | 0.23 | 0.89 | 07h30 | 0.22 | 1.06 | 07h30 | 0.24 | 0.85 | 07h30 | 0.21 | 0.62 |  | 07h30 | 0.16 | 0.87 |  | 07h30 | 0.22 | 0.67 |  | 07h30 | 0.23 | 0.75 |  | 07h30 | 0.19 | 0.75 |  | 07h30 | 0.23 | 0.78 |  | 07h30 | 0.19 | 0.76 |  | 07h30 | 0.21 | 0.77 |  | 07h30 | 0.18 | 0.75 |  | 07h30 | 0.15 | 0.69 |  | 07h30 | 0.17 | 0.73 |  | 07h30 | 0.37 | 1.71 |  | 07h30 | 0.22 | 0.65 |  | 07h30 | 0.19 | 0.88 |  | 07h30 | 0.23 | 0.64
08h30 | 0.38 | 1.45 | 08h30 | 0.43 | 1.62 | 08h30 | 0.38 | 1.38 | 08h30 | 0.4 | 1.34 | 08h30 | 0.39 | 1.5 | 08h30 | 0.4 | 1.39 | 08h30 | 0.37 | 1.41 | 08h30 | 0.39 | 1.41 | 08h30 | 0.36 | 1.41 | 08h30 | 0.3 | 1.3 | 08h30 | 0.34 | 1.36 | 08h30 | 0.28 | 1.27 | 08h30 | 0.39 | 1.48 | 08h30 | 0.4 | 1.63 | 08h30 | 0.4 | 1.44 | 08h30 | 0.36 | 1.2 |  | 08h30 | 0.33 | 1.41 |  | 08h30 | 0.36 | 1.23 |  | 08h30 | 0.35 | 1.26 |  | 08h30 | 0.34 | 1.29 |  | 08h30 | 0.35 | 1.26 |  | 08h30 | 0.27 | 1.19 |  | 08h30 | 0.31 | 1.26 |  | 08h30 | 0.26 | 1.17 |  | 08h30 | 0.19 | 1.02 |  | 08h30 | 0.23 | 1.12 |  | 08h30 | 0.55 | 2.35 |  | 08h30 | 0.35 | 1.22 |  | 08h30 | 0.34 | 1.43 |  | 08h30 | 0.35 | 1.21
09h30 | 0.21 | 0.67 | 09h30 | 0.22 | 0.7 | 09h30 | 0.67 | 2.06 | 09h30 | 0.18 | 0.65 | 09h30 | 0.21 | 0.69 | 09h30 | 0.61 | 1.92 | 09h30 | 0.12 | 0.57 | 09h30 | 0.15 | 0.64 | 09h30 | 0.51 | 1.75 | 09h30 | 0.08 | 0.43 | 09h30 | 0.1 | 0.52 | 09h30 | 0.41 | 1.54 | 09h30 | 0.19 | 0.66 | 09h30 | 0.22 | 0.71 | 09h30 | 0.62 | 2.02 | 09h30 | 0.16 | 0.64 |  | 09h30 | 0.2 | 0.61 |  | 09h30 | 0.57 | 1.85 |  | 09h30 | 0.13 | 0.55 |  | 09h30 | 0.17 | 0.59 |  | 09h30 | 0.52 | 1.69 |  | 09h30 | 0.08 | 0.44 |  | 09h30 | 0.1 | 0.51 |  | 09h30 | 0.42 | 1.52 |  | 09h30 | 0.03 | 0.34 |  | 09h30 | 0.06 | 0.4 |  | 09h30 | 0.81 | 2.68 |  | 09h30 | 0.14 | 0.63 |  | 09h30 | 0.18 | 0.62 |  | 09h30 | 0.54 | 1.87
10h30 | 0 | 0 | 10h30 | 0 | 0 | 10h30 | 0.66 | 1.93 | 10h30 | 0 | 0 | 10h30 | 0 | 0 | 10h30 | 0.62 | 1.83 | 10h30 | 0 | 0 | 10h30 | 0 | 0 | 10h30 | 0.55 | 1.71 | 10h30 | 0 | 0 | 10h30 | 0 | 0 | 10h30 | 0.48 | 1.55 | 10h30 | 0 | 0 | 10h30 | 0 | 0 | 10h30 | 0.63 | 1.91 | 10h30 | 0 | 0 |  | 10h30 | 0 | 0 |  | 10h30 | 0.58 | 1.74 |  | 10h30 | 0 | 0 |  | 10h30 | 0 | 0 |  | 10h30 | 0.55 | 1.62 |  | 10h30 | 0 | 0 |  | 10h30 | 0 | 0 |  | 10h30 | 0.48 | 1.5 |  | 10h30 | 0 | 0 |  | 10h30 | 0 | 0 |  | 10h30 | 0.72 | 2.44 |  | 10h30 | 0 | 0 |  | 10h30 | 0 | 0 |  | 10h30 | 0.56 | 1.75
11h30 | 0 | 0 | 11h30 | 0 | 0 | 11h30 | 0.57 | 1.69 | 11h30 | 0 | 0 | 11h30 | 0 | 0 | 11h30 | 0.53 | 1.6 | 11h30 | 0 | 0 | 11h30 | 0 | 0 | 11h30 | 0.48 | 1.5 | 11h30 | 0 | 0 | 11h30 | 0 | 0 | 11h30 | 0.42 | 1.37 | 11h30 | 0 | 0 | 11h30 | 0 | 0 | 11h30 | 0.54 | 1.68 | 11h30 | 0 | 0 |  | 11h30 | 0 | 0 |  | 11h30 | 0.5 | 1.51 |  | 11h30 | 0 | 0 |  | 11h30 | 0 | 0 |  | 11h30 | 0.47 | 1.42 |  | 11h30 | 0 | 0 |  | 11h30 | 0 | 0 |  | 11h30 | 0.41 | 1.32 |  | 11h30 | 0 | 0 |  | 11h30 | 0 | 0 |  | 11h30 | 0.55 | 2.05 |  | 11h30 | 0 | 0 |  | 11h30 | 0 | 0 |  | 11h30 | 0.48 | 1.52
12h30 | 0 | 0 | 12h30 | 0 | 0 | 12h30 | 0.49 | 1.47 | 12h30 | 0 | 0 | 12h30 | 0 | 0 | 12h30 | 0.46 | 1.39 | 12h30 | 0 | 0 | 12h30 | 0 | 0 | 12h30 | 0.41 | 1.31 | 12h30 | 0 | 0 | 12h30 | 0 | 0 | 12h30 | 0.36 | 1.19 | 12h30 | 0 | 0 | 12h30 | 0 | 0 | 12h30 | 0.47 | 1.46 | 12h30 | 0 | 0 |  | 12h30 | 0 | 0 |  | 12h30 | 0.43 | 1.31 |  | 12h30 | 0 | 0 |  | 12h30 | 0 | 0 |  | 12h30 | 0.41 | 1.23 |  | 12h30 | 0 | 0 |  | 12h30 | 0 | 0 |  | 12h30 | 0.35 | 1.14 |  | 12h30 | 0 | 0 |  | 12h30 | 0 | 0 |  | 12h30 | 0.44 | 1.75 |  | 12h30 | 0 | 0 |  | 12h30 | 0 | 0 |  | 12h30 | 0.41 | 1.32
13h30 | 0.31 | 0.99 | 13h30 | 0 | 0 | 13h30 | 0.44 | 1.31 | 13h30 | 0.32 | 0.99 | 13h30 | 0 | 0 | 13h30 | 0.41 | 1.24 | 13h30 | 0.3 | 0.97 | 13h30 | 0 | 0 | 13h30 | 0.36 | 1.15 | 13h30 | 0.29 | 0.92 | 13h30 | 0 | 0 | 13h30 | 0.32 | 1.05 | 13h30 | 0.31 | 0.99 | 13h30 | 0 | 0 | 13h30 | 0.42 | 1.3 | 13h30 | 0.28 | 0.86 |  | 13h30 | 0 | 0 |  | 13h30 | 0.39 | 1.16 |  | 13h30 | 0.25 | 0.85 |  | 13h30 | 0 | 0 |  | 13h30 | 0.36 | 1.09 |  | 13h30 | 0.25 | 0.82 |  | 13h30 | 0 | 0 |  | 13h30 | 0.31 | 1 |  | 13h30 | 0.23 | 0.77 |  | 13h30 | 0 | 0 |  | 13h30 | 0.36 | 1.52 |  | 13h30 | 0.28 | 0.86 |  | 13h30 | 0 | 0 |  | 13h30 | 0.37 | 1.16
14h30 | 0.63 | 1.79 | 14h30 | 0 | 0 | 14h30 | 0.4 | 1.2 | 14h30 | 0.61 | 1.72 | 14h30 | 0 | 0 | 14h30 | 0.37 | 1.13 | 14h30 | 0.56 | 1.65 | 14h30 | 0 | 0 | 14h30 | 0.33 | 1.05 | 14h30 | 0.5 | 1.52 | 14h30 | 0 | 0 | 14h30 | 0.29 | 0.95 | 14h30 | 0.61 | 1.77 | 14h30 | 0 | 0 | 14h30 | 0.38 | 1.19 | 14h30 | 0.57 | 1.59 |  | 14h30 | 0 | 0 |  | 14h30 | 0.35 | 1.06 |  | 14h30 | 0.52 | 1.51 |  | 14h30 | 0 | 0 |  | 14h30 | 0.33 | 0.99 |  | 14h30 | 0.48 | 1.43 |  | 14h30 | 0 | 0 |  | 14h30 | 0.28 | 0.9 |  | 14h30 | 0.41 | 1.29 |  | 14h30 | 0 | 0 |  | 14h30 | 0.31 | 1.39 |  | 14h30 | 0.55 | 1.58 |  | 14h30 | 0 | 0 |  | 14h30 | 0.33 | 1.06
15h30 | 0.76 | 2.05 | 15h30 | 0 | 0 | 15h30 | 0.39 | 1.17 | 15h30 | 0.7 | 1.92 | 15h30 | 0 | 0 | 15h30 | 0.36 | 1.11 | 15h30 | 0.61 | 1.8 | 15h30 | 0 | 0 | 15h30 | 0.31 | 1.02 | 15h30 | 0.53 | 1.62 | 15h30 | 0 | 0 | 15h30 | 0.28 | 0.93 | 15h30 | 0.71 | 2.02 | 15h30 | 0 | 0 | 15h30 | 0.37 | 1.16 | 15h30 | 0.68 | 1.89 |  | 15h30 | 0 | 0 |  | 15h30 | 0.34 | 1.03 |  | 15h30 | 0.63 | 1.73 |  | 15h30 | 0 | 0 |  | 15h30 | 0.31 | 0.96 |  | 15h30 | 0.54 | 1.62 |  | 15h30 | 0 | 0 |  | 15h30 | 0.26 | 0.88 |  | 15h30 | 0.46 | 1.42 |  | 15h30 | 0 | 0 |  | 15h30 | 0.29 | 1.35 |  | 15h30 | 0.64 | 1.86 |  | 15h30 | 0 | 0 |  | 15h30 | 0.32 | 1.03
16h30 | 0.6 | 1.7 | 16h30 | 0 | 0 | 16h30 | 0.39 | 1.2 | 16h30 | 0.56 | 1.61 | 16h30 | 0 | 0 | 16h30 | 0.37 | 1.14 | 16h30 | 0.5 | 1.52 | 16h30 | 0 | 0 | 16h30 | 0.32 | 1.04 | 16h30 | 0.44 | 1.38 | 16h30 | 0 | 0 | 16h30 | 0.28 | 0.95 | 16h30 | 0.57 | 1.69 | 16h30 | 0 | 0 | 16h30 | 0.37 | 1.2 | 16h30 | 0.54 | 1.56 |  | 16h30 | 0 | 0 |  | 16h30 | 0.34 | 1.05 |  | 16h30 | 0.5 | 1.44 |  | 16h30 | 0 | 0 |  | 16h30 | 0.32 | 0.99 |  | 16h30 | 0.44 | 1.35 |  | 16h30 | 0 | 0 |  | 16h30 | 0.27 | 0.9 |  | 16h30 | 0.38 | 1.2 |  | 16h30 | 0 | 0 |  | 16h30 | 0.3 | 1.36 |  | 16h30 | 0.51 | 1.54 |  | 16h30 | 0 | 0 |  | 16h30 | 0.33 | 1.06
17h30 | 0.51 | 1.5 | 17h30 | 0 | 0 | 17h30 | 0.38 | 1.18 | 17h30 | 0.48 | 1.43 | 17h30 | 0 | 0 | 17h30 | 0.36 | 1.12 | 17h30 | 0.42 | 1.34 | 17h30 | 0 | 0 | 17h30 | 0.31 | 1.02 | 17h30 | 0.38 | 1.22 | 17h30 | 0 | 0 | 17h30 | 0.27 | 0.93 | 17h30 | 0.48 | 1.49 | 17h30 | 0 | 0 | 17h30 | 0.36 | 1.18 | 17h30 | 0.46 | 1.36 |  | 17h30 | 0 | 0 |  | 17h30 | 0.34 | 1.05 |  | 17h30 | 0.43 | 1.28 |  | 17h30 | 0 | 0 |  | 17h30 | 0.31 | 0.99 |  | 17h30 | 0.37 | 1.19 |  | 17h30 | 0 | 0 |  | 17h30 | 0.26 | 0.89 |  | 17h30 | 0.32 | 1.07 |  | 17h30 | 0 | 0 |  | 17h30 | 0.36 | 1.49 |  | 17h30 | 0.43 | 1.36 |  | 17h30 | 0 | 0 |  | 17h30 | 0.32 | 1.05
18h30 | 0.44 | 1.32 | 18h30 | 0.37 | 0.96 | 18h30 | 0.36 | 1.11 | 18h30 | 0.42 | 1.26 | 18h30 | 0.33 | 0.82 | 18h30 | 0.34 | 1.06 | 18h30 | 0.37 | 1.18 | 18h30 | 0.29 | 0.91 | 18h30 | 0.29 | 0.96 | 18h30 | 0.32 | 1.07 | 18h30 | 0.28 | 0.89 | 18h30 | 0.25 | 0.87 | 18h30 | 0.42 | 1.32 | 18h30 | 0.34 | 0.94 | 18h30 | 0.34 | 1.12 | 18h30 | 0.4 | 1.21 |  | 18h30 | 0.36 | 0.93 |  | 18h30 | 0.32 | 1 |  | 18h30 | 0.37 | 1.14 |  | 18h30 | 0.33 | 0.88 |  | 18h30 | 0.3 | 0.94 |  | 18h30 | 0.32 | 1.05 |  | 18h30 | 0.28 | 0.81 |  | 18h30 | 0.25 | 0.84 |  | 18h30 | 0.28 | 0.94 |  | 18h30 | 0.24 | 0.79 |  | 18h30 | 0.42 | 1.65 |  | 18h30 | 0.38 | 1.21 |  | 18h30 | 0.33 | 0.94 |  | 18h30 | 0.3 | 1
19h30 | 0.21 | 0.95 | 19h30 | 0.53 | 1.62 | 19h30 | 0.15 | 0.81 | 19h30 | 0.19 | 0.9 | 19h30 | 0.48 | 1.47 | 19h30 | 0.13 | 0.76 | 19h30 | 0.14 | 0.81 | 19h30 | 0.42 | 1.5 | 19h30 | 0.08 | 0.65 | 19h30 | 0.1 | 0.71 | 19h30 | 0.36 | 1.38 | 19h30 | 0.04 | 0.57 | 19h30 | 0.19 | 0.95 | 19h30 | 0.49 | 1.6 | 19h30 | 0.14 | 0.81 | 19h30 | 0.17 | 0.84 |  | 19h30 | 0.49 | 1.52 |  | 19h30 | 0.11 | 0.7 |  | 19h30 | 0.15 | 0.78 |  | 19h30 | 0.44 | 1.41 |  | 19h30 | 0.09 | 0.65 |  | 19h30 | 0.1 | 0.69 |  | 19h30 | 0.37 | 1.31 |  | 19h30 | 0.04 | 0.54 |  | 19h30 | 0.06 | 0.59 |  | 19h30 | 0.29 | 1.2 |  | 19h30 | 0.26 | 1.45 |  | 19h30 | 0.15 | 0.84 |  | 19h30 | 0.45 | 1.5 |  | 19h30 | 0.1 | 0.7
20h30 | 0.11 | 0.7 | 20h30 | 0.43 | 1.79 | 20h30 | 0.08 | 0.61 | 20h30 | 0.09 | 0.65 | 20h30 | 0.4 | 1.73 | 20h30 | 0.07 | 0.58 | 20h30 | 0.06 | 0.57 | 20h30 | 0.35 | 1.62 | 20h30 | 0.05 | 0.5 | 20h30 | 0.03 | 0.5 | 20h30 | 0.26 | 1.42 | 20h30 | 0.02 | 0.46 | 20h30 | 0.1 | 0.7 | 20h30 | 0.41 | 1.77 | 20h30 | 0.08 | 0.62 | 20h30 | 0.08 | 0.6 |  | 20h30 | 0.36 | 1.6 |  | 20h30 | 0.06 | 0.52 |  | 20h30 | 0.06 | 0.55 |  | 20h30 | 0.32 | 1.49 |  | 20h30 | 0.06 | 0.5 |  | 20h30 | 0.03 | 0.49 |  | 20h30 | 0.26 | 1.41 |  | 20h30 | 0.02 | 0.44 |  | 20h30 | 0 | 0.42 |  | 20h30 | 0.18 | 1.21 |  | 20h30 | 0.16 | 1.24 |  | 20h30 | 0.07 | 0.6 |  | 20h30 | 0.33 | 1.57 |  | 20h30 | 0.06 | 0.53
21h30 | 0.05 | 0.73 | 21h30 | 0.26 | 1.36 | 21h30 | 0.03 | 0.66 | 21h30 | 0.04 | 0.68 | 21h30 | 0.25 | 1.31 | 21h30 | 0.02 | 0.62 | 21h30 | 0 | 0.59 | 21h30 | 0.22 | 1.22 | 21h30 | 0 | 0.53 | 21h30 | 0 | 0.51 | 21h30 | 0.18 | 1.07 | 21h30 | 0 | 0.46 | 21h30 | 0.04 | 0.73 | 21h30 | 0.25 | 1.35 | 21h30 | 0.02 | 0.67 | 21h30 | 0.01 | 0.61 |  | 21h30 | 0.22 | 1.19 |  | 21h30 | 0 | 0.55 |  | 21h30 | 0 | 0.56 |  | 21h30 | 0.2 | 1.12 |  | 21h30 | 0 | 0.51 |  | 21h30 | 0 | 0.47 |  | 21h30 | 0.17 | 1.04 |  | 21h30 | 0 | 0.42 |  | 21h30 | 0 | 0.39 |  | 21h30 | 0.13 | 0.89 |  | 21h30 | 0.13 | 1.3 |  | 21h30 | 0 | 0.61 |  | 21h30 | 0.21 | 1.18 |  | 21h30 | 0 | 0.56
22h30 | 0.05 | 0.73 | 22h30 | 0.14 | 1.13 | 22h30 | 0.03 | 0.68 | 22h30 | 0.04 | 0.7 | 22h30 | 0.13 | 1.09 | 22h30 | 0.02 | 0.63 | 22h30 | 0 | 0.59 | 22h30 | 0.1 | 1 | 22h30 | 0 | 0.53 | 22h30 | 0 | 0.51 | 22h30 | 0.06 | 0.88 | 22h30 | 0 | 0.46 | 22h30 | 0.04 | 0.75 | 22h30 | 0.14 | 1.13 | 22h30 | 0.02 | 0.69 | 22h30 | 0.01 | 0.61 |  | 22h30 | 0.1 | 0.97 |  | 22h30 | 0 | 0.55 |  | 22h30 | 0 | 0.56 |  | 22h30 | 0.09 | 0.92 |  | 22h30 | 0 | 0.51 |  | 22h30 | 0 | 0.47 |  | 22h30 | 0.05 | 0.84 |  | 22h30 | 0 | 0.42 |  | 22h30 | 0 | 0.39 |  | 22h30 | 0.01 | 0.72 |  | 22h30 | 0.13 | 1.34 |  | 22h30 | 0 | 0.61 |  | 22h30 | 0.09 | 0.97 |  | 22h30 | 0 | 0.56
23h30 | 0.02 | 0.78 | 23h30 | 0.14 | 1.04 | 23h30 | 0 | 0.73 | 23h30 | 0 | 0.74 | 23h30 | 0.13 | 1.02 | 23h30 | 0 | 0.69 | 23h30 | 0 | 0.62 | 23h30 | 0.1 | 0.91 | 23h30 | 0 | 0.57 | 23h30 | 0 | 0.53 | 23h30 | 0.06 | 0.81 | 23h30 | 0 | 0.48 | 23h30 | 0.01 | 0.79 | 23h30 | 0.14 | 1.06 | 23h30 | 0 | 0.75 | 23h30 | 0 | 0.63 |  | 23h30 | 0.1 | 0.89 |  | 23h30 | 0 | 0.58 |  | 23h30 | 0 | 0.59 |  | 23h30 | 0.09 | 0.85 |  | 23h30 | 0 | 0.54 |  | 23h30 | 0 | 0.48 |  | 23h30 | 0.05 | 0.75 |  | 23h30 | 0 | 0.43 |  | 23h30 | 0 | 0.39 |  | 23h30 | 0.01 | 0.64 |  | 23h30 | 0.12 | 1.39 |  | 23h30 | 0 | 0.65 |  | 23h30 | 0.09 | 0.9 |  | 23h30 | 0 | 0.6
00h30 | 0.02 | 0.75 | 00h30 | 0 | 0.15 | 00h30 | 0 | 0.72 | 00h30 | 0 | 0.72 | 00h30 | 0 | 0.15 | 00h30 | 0 | 0.68 | 00h30 | 0 | 0.62 | 00h30 | 0 | 0.11 | 00h30 | 0 | 0.57 | 00h30 | 0 | 0.53 | 00h30 | 0 | 0.08 | 00h30 | 0 | 0.48 | 00h30 | 0.01 | 0.76 | 00h30 | 0 | 0.16 | 00h30 | 0 | 0.73 | 00h30 | 0 | 0.63 |  | 00h30 | 0 | 0.09 |  | 00h30 | 0 | 0.58 |  | 00h30 | 0 | 0.59 |  | 00h30 | 0 | 0.08 |  | 00h30 | 0 | 0.54 |  | 00h30 | 0 | 0.48 |  | 00h30 | 0 | 0.04 |  | 00h30 | 0 | 0.43 |  | 00h30 | 0 | 0.39 |  | 00h30 | 0 | 0.01 |  | 00h30 | 0.12 | 1.27 |  | 00h30 | 0 | 0.65 |  | 00h30 | 0 | 0.1 |  | 00h30 | 0 | 0.6
01h30 | 0 | 0 | 01h30 | 0 | 0 | 01h30 | 0 | 0 | 01h30 | 0 | 0 | 01h30 | 0 | 0 | 01h30 | 0 | 0 | 01h30 | 0 | 0 | 01h30 | 0 | 0 | 01h30 | 0 | 0 | 01h30 | 0 | 0 | 01h30 | 0 | 0 | 01h30 | 0 | 0 | 01h30 | 0 | 0 | 01h30 | 0 | 0 | 01h30 | 0 | 0 | 01h30 | 0 | 0 |  | 01h30 | 0 | 0 |  | 01h30 | 0 | 0 |  | 01h30 | 0 | 0 |  | 01h30 | 0 | 0 |  | 01h30 | 0 | 0 |  | 01h30 | 0 | 0 |  | 01h30 | 0 | 0 |  | 01h30 | 0 | 0 |  | 01h30 | 0 | 0 |  | 01h30 | 0 | 0 |  | 01h30 | 0.01 | 0.47 |  | 01h30 | 0 | 0 |  | 01h30 | 0 | 0 |  | 01h30 | 0 | 0
02h30 | 0 | 0 | 02h30 | 0 | 0 | 02h30 | 0 | 0 | 02h30 | 0 | 0 | 02h30 | 0 | 0 | 02h30 | 0 | 0 | 02h30 | 0 | 0 | 02h30 | 0 | 0 | 02h30 | 0 | 0 | 02h30 | 0 | 0 | 02h30 | 0 | 0 | 02h30 | 0 | 0 | 02h30 | 0 | 0 | 02h30 | 0 | 0 | 02h30 | 0 | 0 | 02h30 | 0 | 0 |  | 02h30 | 0 | 0 |  | 02h30 | 0 | 0 |  | 02h30 | 0 | 0 |  | 02h30 | 0 | 0 |  | 02h30 | 0 | 0 |  | 02h30 | 0 | 0 |  | 02h30 | 0 | 0 |  | 02h30 | 0 | 0 |  | 02h30 | 0 | 0 |  | 02h30 | 0 | 0 |  | 02h30 | 0.01 | 0.47 |  | 02h30 | 0 | 0 |  | 02h30 | 0 | 0 |  | 02h30 | 0 | 0
03h30 | 0 | 0.05 | 03h30 | 0 | 0 | 03h30 | 0 | 0.03 | 03h30 | 0 | 0.02 | 03h30 | 0 | 0 | 03h30 | 0 | 0 | 03h30 | 0 | 0 | 03h30 | 0 | 0 | 03h30 | 0 | 0 | 03h30 | 0 | 0 | 03h30 | 0 | 0 | 03h30 | 0 | 0 | 03h30 | 0 | 0.05 | 03h30 | 0 | 0 | 03h30 | 0 | 0.04 | 03h30 | 0 | 0 |  | 03h30 | 0 | 0 |  | 03h30 | 0 | 0 |  | 03h30 | 0 | 0 |  | 03h30 | 0 | 0 |  | 03h30 | 0 | 0 |  | 03h30 | 0 | 0 |  | 03h30 | 0 | 0 |  | 03h30 | 0 | 0 |  | 03h30 | 0 | 0 |  | 03h30 | 0 | 0 |  | 03h30 | 0.07 | 0.59 |  | 03h30 | 0 | 0.01 |  | 03h30 | 0 | 0 |  | 03h30 | 0 | 0
04h30 | 0 | 0.07 | 04h30 | 0 | 0 | 04h30 | 0 | 0.05 | 04h30 | 0 | 0.02 | 04h30 | 0 | 0 | 04h30 | 0 | 0 | 04h30 | 0 | 0 | 04h30 | 0 | 0 | 04h30 | 0 | 0 | 04h30 | 0 | 0 | 04h30 | 0 | 0 | 04h30 | 0 | 0 | 04h30 | 0 | 0.08 | 04h30 | 0 | 0 | 04h30 | 0 | 0.06 | 04h30 | 0 | 0 |  | 04h30 | 0 | 0 |  | 04h30 | 0 | 0 |  | 04h30 | 0 | 0 |  | 04h30 | 0 | 0 |  | 04h30 | 0 | 0 |  | 04h30 | 0 | 0 |  | 04h30 | 0 | 0 |  | 04h30 | 0 | 0 |  | 04h30 | 0 | 0 |  | 04h30 | 0 | 0 |  | 04h30 | 0.15 | 0.66 |  | 04h30 | 0 | 0.01 |  | 04h30 | 0 | 0 |  | 04h30 | 0 | 0
05h30 | 0.04 | 0.18 | 05h30 | 0 | 0 | 05h30 | 0.04 | 0.17 | 05h30 | 0.03 | 0.14 | 05h30 | 0 | 0 | 05h30 | 0.02 | 0.12 | 05h30 | 0 | 0.04 | 05h30 | 0 | 0 | 05h30 | 0 | 0.03 | 05h30 | 0 | 0 | 05h30 | 0 | 0 | 05h30 | 0 | 0 | 05h30 | 0.04 | 0.2 | 05h30 | 0 | 0 | 05h30 | 0.03 | 0.18 | 05h30 | 0 | 0.05 |  | 05h30 | 0 | 0 |  | 05h30 | 0 | 0.05 |  | 05h30 | 0 | 0.03 |  | 05h30 | 0 | 0 |  | 05h30 | 0 | 0.02 |  | 05h30 | 0 | 0 |  | 05h30 | 0 | 0 |  | 05h30 | 0 | 0 |  | 05h30 | 0 | 0 |  | 05h30 | 0 | 0 |  | 05h30 | 0.2 | 0.76 |  | 05h30 | 0 | 0.07 |  | 05h30 | 0 | 0 |  | 05h30 | 0 | 0.06
06h30 | 0.1 | 0.32 | 06h30 | 0 | 0 | 06h30 | 0.09 | 0.31 | 06h30 | 0.09 | 0.29 | 06h30 | 0 | 0 | 06h30 | 0.08 | 0.28 | 06h30 | 0.02 | 0.17 | 06h30 | 0 | 0 | 06h30 | 0.01 | 0.15 | 06h30 | 0 | 0.07 | 06h30 | 0 | 0 | 06h30 | 0 | 0.05 | 06h30 | 0.09 | 0.33 | 06h30 | 0 | 0 | 06h30 | 0.09 | 0.32 | 06h30 | 0.05 | 0.18 |  | 06h30 | 0 | 0 |  | 06h30 | 0.04 | 0.17 |  | 06h30 | 0.03 | 0.15 |  | 06h30 | 0 | 0 |  | 06h30 | 0.02 | 0.13 |  | 06h30 | 0 | 0.04 |  | 06h30 | 0 | 0 |  | 06h30 | 0 | 0.02 |  | 06h30 | 0 | 0 |  | 06h30 | 0 | 0 |  | 06h30 | 0.23 | 0.81 |  | 06h30 | 0.04 | 0.2 |  | 06h30 | 0 | 0 |  | 06h30 | 0.03 | 0.19
07h30 | 0.27 | 1.07 | 07h30 | 0 | 0 | 07h30 | 0.25 | 1.02 | 07h30 | 0.3 | 0.94 | 07h30 | 0 | 0 | 07h30 | 0.31 | 0.94 | 07h30 | 0.31 | 1.07 | 07h30 | 0 | 0 | 07h30 | 0.31 | 1.07 | 07h30 | 0.28 | 1.04 | 07h30 | 0 | 0 | 07h30 | 0.27 | 1.03 | 07h30 | 0.25 | 1.11 | 07h30 | 0 | 0 | 07h30 | 0.27 | 1.07 | 07h30 | 0.25 | 0.78 |  | 07h30 | 0 | 0 |  | 07h30 | 0.26 | 0.77 |  | 07h30 | 0.27 | 0.87 |  | 07h30 | 0 | 0 |  | 07h30 | 0.28 | 0.91 |  | 07h30 | 0.25 | 0.93 |  | 07h30 | 0 | 0 |  | 07h30 | 0.24 | 0.92 |  | 07h30 | 0.21 | 0.86 |  | 07h30 | 0 | 0 |  | 07h30 | 0.41 | 1.76 |  | 07h30 | 0.24 | 0.87 |  | 07h30 | 0 | 0 |  | 07h30 | 0.24 | 0.8
08h30 | 0.44 | 1.66 | 08h30 | 0.32 | 1.01 | 08h30 | 0.42 | 1.62 | 08h30 | 0.45 | 1.54 | 08h30 | 0.3 | 0.95 | 08h30 | 0.45 | 1.53 | 08h30 | 0.43 | 1.6 | 08h30 | 0.25 | 0.86 | 08h30 | 0.42 | 1.59 | 08h30 | 0.37 | 1.5 | 08h30 | 0.21 | 0.61 | 08h30 | 0.35 | 1.49 | 08h30 | 0.28 | 1.7 | 08h30 | 0.2 | 1.01 | 08h30 | 0.29 | 1.66 | 08h30 | 0.39 | 1.37 |  | 08h30 | 0.27 | 0.95 |  | 08h30 | 0.4 | 1.35 |  | 08h30 | 0.39 | 1.39 |  | 08h30 | 0.26 | 0.9 |  | 08h30 | 0.39 | 1.41 |  | 08h30 | 0.33 | 1.39 |  | 08h30 | 0.2 | 0.82 |  | 08h30 | 0.32 | 1.38 |  | 08h30 | 0.25 | 1.24 |  | 08h30 | 0.15 | 0.7 |  | 08h30 | 0.6 | 2.39 |  | 08h30 | 0.24 | 1.43 |  | 08h30 | 0.15 | 0.96 |  | 08h30 | 0.24 | 1.38
09h30 | 0.68 | 2.1 | 09h30 | 0.71 | 2.07 | 09h30 | 0.68 | 2.11 | 09h30 | 0.63 | 2.07 | 09h30 | 0.68 | 1.98 | 09h30 | 0.62 | 2.05 | 09h30 | 0.52 | 1.87 | 09h30 | 0.59 | 1.85 | 09h30 | 0.51 | 1.84 | 09h30 | 0.44 | 1.66 | 09h30 | 0.51 | 1.57 | 09h30 | 0.42 | 1.63 | 09h30 | 0.36 | 2.09 | 09h30 | 0.41 | 2.07 | 09h30 | 0.34 | 2.09 | 09h30 | 0.59 | 1.95 |  | 09h30 | 0.63 | 1.89 |  | 09h30 | 0.57 | 1.94 |  | 09h30 | 0.54 | 1.82 |  | 09h30 | 0.59 | 1.8 |  | 09h30 | 0.52 | 1.77 |  | 09h30 | 0.43 | 1.61 |  | 09h30 | 0.5 | 1.67 |  | 09h30 | 0.41 | 1.58 |  | 09h30 | 0.34 | 1.4 |  | 09h30 | 0.42 | 1.47 |  | 09h30 | 0.88 | 2.75 |  | 09h30 | 0.27 | 1.92 |  | 09h30 | 0.33 | 1.89 |  | 09h30 | 0.25 | 1.93
10h30 | 0.59 | 1.8 | 10h30 | 0.76 | 2.35 | 10h30 | 0.59 | 1.8 | 10h30 | 0.56 | 1.76 | 10h30 | 0.74 | 2.29 | 10h30 | 0.56 | 1.75 | 10h30 | 0.49 | 1.63 | 10h30 | 0.66 | 2.18 | 10h30 | 0.48 | 1.62 | 10h30 | 0.43 | 1.48 | 10h30 | 0.59 | 2.09 | 10h30 | 0.42 | 1.46 | 10h30 | 0.29 | 1.78 | 10h30 | 0.42 | 2.34 | 10h30 | 0.28 | 1.78 | 10h30 | 0.52 | 1.65 |  | 10h30 | 0.67 | 2.07 |  | 10h30 | 0.52 | 1.65 |  | 10h30 | 0.49 | 1.56 |  | 10h30 | 0.64 | 2 |  | 10h30 | 0.48 | 1.53 |  | 10h30 | 0.42 | 1.42 |  | 10h30 | 0.56 | 1.87 |  | 10h30 | 0.41 | 1.4 |  | 10h30 | 0.35 | 1.27 |  | 10h30 | 0.48 | 1.71 |  | 10h30 | 0.82 | 2.53 |  | 10h30 | 0.23 | 1.62 |  | 10h30 | 0.34 | 2.06 |  | 10h30 | 0.23 | 1.63
11h30 | 0.46 | 1.47 | 11h30 | 0.56 | 1.77 | 11h30 | 0.46 | 1.47 | 11h30 | 0.44 | 1.43 | 11h30 | 0.54 | 1.72 | 11h30 | 0.44 | 1.42 | 11h30 | 0.39 | 1.33 | 11h30 | 0.48 | 1.65 | 11h30 | 0.38 | 1.32 | 11h30 | 0.34 | 1.21 | 11h30 | 0.43 | 1.56 | 11h30 | 0.33 | 1.19 | 11h30 | 0.25 | 1.44 | 11h30 | 0.33 | 1.75 | 11h30 | 0.24 | 1.44 | 11h30 | 0.4 | 1.32 |  | 11h30 | 0.48 | 1.55 |  | 11h30 | 0.4 | 1.32 |  | 11h30 | 0.38 | 1.25 |  | 11h30 | 0.47 | 1.49 |  | 11h30 | 0.37 | 1.22 |  | 11h30 | 0.32 | 1.14 |  | 11h30 | 0.41 | 1.41 |  | 11h30 | 0.32 | 1.13 |  | 11h30 | 0.27 | 1.02 |  | 11h30 | 0.35 | 1.28 |  | 11h30 | 0.65 | 2.12 |  | 11h30 | 0.19 | 1.29 |  | 11h30 | 0.26 | 1.53 |  | 11h30 | 0.19 | 1.29
12h30 | 0.38 | 1.26 | 12h30 | 0.44 | 1.44 | 12h30 | 0.38 | 1.26 | 12h30 | 0.37 | 1.22 | 12h30 | 0.42 | 1.39 | 12h30 | 0.37 | 1.21 | 12h30 | 0.32 | 1.13 | 12h30 | 0.38 | 1.33 | 12h30 | 0.32 | 1.12 | 12h30 | 0.28 | 1.03 | 12h30 | 0.33 | 1.25 | 12h30 | 0.27 | 1.02 | 12h30 | 0.23 | 1.23 | 12h30 | 0.26 | 1.42 | 12h30 | 0.23 | 1.23 | 12h30 | 0.33 | 1.11 |  | 12h30 | 0.37 | 1.25 |  | 12h30 | 0.33 | 1.11 |  | 12h30 | 0.31 | 1.05 |  | 12h30 | 0.36 | 1.2 |  | 12h30 | 0.31 | 1.03 |  | 12h30 | 0.26 | 0.96 |  | 12h30 | 0.31 | 1.13 |  | 12h30 | 0.26 | 0.95 |  | 12h30 | 0.22 | 0.85 |  | 12h30 | 0.27 | 1.02 |  | 12h30 | 0.56 | 1.85 |  | 12h30 | 0.19 | 1.08 |  | 12h30 | 0.2 | 1.23 |  | 12h30 | 0.19 | 1.08
13h30 | 0.32 | 1.11 | 13h30 | 0.35 | 1.23 | 13h30 | 0.32 | 1.11 | 13h30 | 0.31 | 1.07 | 13h30 | 0.35 | 1.19 | 13h30 | 0.31 | 1.06 | 13h30 | 0.27 | 0.99 | 13h30 | 0.3 | 1.12 | 13h30 | 0.26 | 0.98 | 13h30 | 0.23 | 0.89 | 13h30 | 0.27 | 1.04 | 13h30 | 0.22 | 0.88 | 13h30 | 0.16 | 1.09 | 13h30 | 0.18 | 1.21 | 13h30 | 0.15 | 1.08 | 13h30 | 0.27 | 0.97 |  | 13h30 | 0.3 | 1.05 |  | 13h30 | 0.27 | 0.96 |  | 13h30 | 0.26 | 0.91 |  | 13h30 | 0.29 | 1.01 |  | 13h30 | 0.26 | 0.9 |  | 13h30 | 0.21 | 0.83 |  | 13h30 | 0.25 | 0.94 |  | 13h30 | 0.21 | 0.82 |  | 13h30 | 0.17 | 0.73 |  | 13h30 | 0.21 | 0.85 |  | 13h30 | 0.51 | 1.71 |  | 13h30 | 0.11 | 0.94 |  | 13h30 | 0.12 | 1.04 |  | 13h30 | 0.1 | 0.94
14h30 | 0.26 | 0.96 | 14h30 | 0.28 | 1.04 | 14h30 | 0.26 | 0.96 | 14h30 | 0.26 | 0.92 | 14h30 | 0.28 | 1 | 14h30 | 0.25 | 0.91 | 14h30 | 0.23 | 0.84 | 14h30 | 0.24 | 0.93 | 14h30 | 0.23 | 0.83 | 14h30 | 0.21 | 0.75 | 14h30 | 0.21 | 0.86 | 14h30 | 0.2 | 0.74 | 14h30 | 0.16 | 0.94 | 14h30 | 0.11 | 1.02 | 14h30 | 0.15 | 0.94 | 14h30 | 0.22 | 0.82 |  | 14h30 | 0.24 | 0.89 |  | 14h30 | 0.22 | 0.82 |  | 14h30 | 0.22 | 0.78 |  | 14h30 | 0.23 | 0.85 |  | 14h30 | 0.22 | 0.77 |  | 14h30 | 0.2 | 0.7 |  | 14h30 | 0.19 | 0.78 |  | 14h30 | 0.19 | 0.7 |  | 14h30 | 0.17 | 0.65 |  | 14h30 | 0.15 | 0.69 |  | 14h30 | 0.49 | 1.65 |  | 14h30 | 0.11 | 0.8 |  | 14h30 | 0.06 | 0.87 |  | 14h30 | 0.1 | 0.8
15h30 | 0.22 | 0.85 | 15h30 | 0.24 | 0.91 | 15h30 | 0.22 | 0.85 | 15h30 | 0.22 | 0.82 | 15h30 | 0.24 | 0.88 | 15h30 | 0.22 | 0.81 | 15h30 | 0.18 | 0.74 | 15h30 | 0.2 | 0.8 | 15h30 | 0.18 | 0.73 | 15h30 | 0.16 | 0.66 | 15h30 | 0.17 | 0.74 | 15h30 | 0.15 | 0.65 | 15h30 | 0.11 | 0.83 | 15h30 | 0.1 | 0.89 | 15h30 | 0.1 | 0.83 | 15h30 | 0.18 | 0.73 |  | 15h30 | 0.2 | 0.78 |  | 15h30 | 0.18 | 0.73 |  | 15h30 | 0.18 | 0.69 |  | 15h30 | 0.19 | 0.74 |  | 15h30 | 0.18 | 0.68 |  | 15h30 | 0.15 | 0.61 |  | 15h30 | 0.15 | 0.66 |  | 15h30 | 0.15 | 0.61 |  | 15h30 | 0.12 | 0.54 |  | 15h30 | 0.12 | 0.59 |  | 15h30 | 0.49 | 1.64 |  | 15h30 | 0.06 | 0.71 |  | 15h30 | 0.06 | 0.76 |  | 15h30 | 0.06 | 0.7
16h30 | 0.22 | 0.84 | 16h30 | 0.23 | 0.89 | 16h30 | 0.22 | 0.84 | 16h30 | 0.21 | 0.81 | 16h30 | 0.23 | 0.86 | 16h30 | 0.21 | 0.81 | 16h30 | 0.18 | 0.73 | 16h30 | 0.18 | 0.78 | 16h30 | 0.18 | 0.72 | 16h30 | 0.16 | 0.65 | 16h30 | 0.16 | 0.71 | 16h30 | 0.15 | 0.64 | 16h30 | 0.11 | 0.82 | 16h30 | 0.12 | 0.87 | 16h30 | 0.11 | 0.82 | 16h30 | 0.18 | 0.72 |  | 16h30 | 0.18 | 0.75 |  | 16h30 | 0.18 | 0.72 |  | 16h30 | 0.18 | 0.68 |  | 16h30 | 0.18 | 0.73 |  | 16h30 | 0.18 | 0.68 |  | 16h30 | 0.15 | 0.61 |  | 16h30 | 0.14 | 0.64 |  | 16h30 | 0.15 | 0.61 |  | 16h30 | 0.12 | 0.54 |  | 16h30 | 0.11 | 0.57 |  | 16h30 | 0.49 | 1.67 |  | 16h30 | 0.06 | 0.7 |  | 16h30 | 0.08 | 0.74 |  | 16h30 | 0.06 | 0.69
17h30 | 0.25 | 0.96 | 17h30 | 0.26 | 1 | 17h30 | 0.25 | 0.96 | 17h30 | 0.25 | 0.94 | 17h30 | 0.27 | 0.98 | 17h30 | 0.25 | 0.94 | 17h30 | 0.21 | 0.84 | 17h30 | 0.22 | 0.88 | 17h30 | 0.21 | 0.83 | 17h30 | 0.18 | 0.75 | 17h30 | 0.19 | 0.81 | 17h30 | 0.18 | 0.75 | 17h30 | 0.17 | 0.95 | 17h30 | 0.19 | 0.99 | 17h30 | 0.17 | 0.94 | 17h30 | 0.21 | 0.83 |  | 17h30 | 0.22 | 0.85 |  | 17h30 | 0.21 | 0.82 |  | 17h30 | 0.21 | 0.8 |  | 17h30 | 0.22 | 0.84 |  | 17h30 | 0.21 | 0.79 |  | 17h30 | 0.17 | 0.7 |  | 17h30 | 0.17 | 0.73 |  | 17h30 | 0.16 | 0.7 |  | 17h30 | 0.13 | 0.62 |  | 17h30 | 0.14 | 0.65 |  | 17h30 | 0.5 | 1.7 |  | 17h30 | 0.12 | 0.81 |  | 17h30 | 0.14 | 0.84 |  | 17h30 | 0.12 | 0.81
18h30 | 0.33 | 1.17 | 18h30 | 0.34 | 1.2 | 18h30 | 0.33 | 1.17 | 18h30 | 0.33 | 1.16 | 18h30 | 0.35 | 1.19 | 18h30 | 0.33 | 1.15 | 18h30 | 0.28 | 1.03 | 18h30 | 0.29 | 1.07 | 18h30 | 0.27 | 1.03 | 18h30 | 0.24 | 0.94 | 18h30 | 0.25 | 0.98 | 18h30 | 0.23 | 0.93 | 18h30 | 0.27 | 1.17 | 18h30 | 0.29 | 1.2 | 18h30 | 0.27 | 1.16 | 18h30 | 0.28 | 1.01 |  | 18h30 | 0.29 | 1.03 |  | 18h30 | 0.28 | 1.01 |  | 18h30 | 0.28 | 0.99 |  | 18h30 | 0.29 | 1.03 |  | 18h30 | 0.28 | 0.99 |  | 18h30 | 0.22 | 0.87 |  | 18h30 | 0.24 | 0.9 |  | 18h30 | 0.22 | 0.86 |  | 18h30 | 0.18 | 0.77 |  | 18h30 | 0.2 | 0.81 |  | 18h30 | 0.51 | 1.72 |  | 18h30 | 0.22 | 1.01 |  | 18h30 | 0.24 | 1.04 |  | 18h30 | 0.22 | 1.01
19h30 | 0.21 | 1.08 | 19h30 | 0.25 | 1.1 | 19h30 | 0.21 | 1.08 | 19h30 | 0.21 | 1.07 | 19h30 | 0.25 | 1.1 | 19h30 | 0.21 | 1.07 | 19h30 | 0.15 | 0.93 | 19h30 | 0.21 | 0.96 | 19h30 | 0.15 | 0.93 | 19h30 | 0.1 | 0.83 | 19h30 | 0.18 | 0.87 | 19h30 | 0.1 | 0.83 | 19h30 | 0.18 | 1.09 | 19h30 | 0.21 | 1.12 | 19h30 | 0.17 | 1.09 | 19h30 | 0.15 | 0.91 |  | 19h30 | 0.21 | 0.92 |  | 19h30 | 0.15 | 0.9 |  | 19h30 | 0.15 | 0.9 |  | 19h30 | 0.21 | 0.92 |  | 19h30 | 0.15 | 0.89 |  | 19h30 | 0.09 | 0.75 |  | 19h30 | 0.16 | 0.78 |  | 19h30 | 0.08 | 0.75 |  | 19h30 | 0.05 | 0.64 |  | 19h30 | 0.14 | 0.69 |  | 19h30 | 0.31 | 1.45 |  | 19h30 | 0.12 | 0.92 |  | 19h30 | 0.17 | 0.94 |  | 19h30 | 0.11 | 0.91
20h30 | 0.13 | 0.92 | 20h30 | 0.08 | 0.94 | 20h30 | 0.13 | 0.92 | 20h30 | 0.13 | 0.93 | 20h30 | 0.08 | 0.95 | 20h30 | 0.13 | 0.92 | 20h30 | 0.08 | 0.78 | 20h30 | 0.03 | 0.8 | 20h30 | 0.08 | 0.77 | 20h30 | 0.05 | 0.67 | 20h30 | 0 | 0.7 | 20h30 | 0.04 | 0.67 | 20h30 | 0.07 | 0.94 | 20h30 | 0.06 | 0.97 | 20h30 | 0.07 | 0.94 | 20h30 | 0.08 | 0.74 |  | 20h30 | 0.02 | 0.75 |  | 20h30 | 0.08 | 0.74 |  | 20h30 | 0.08 | 0.74 |  | 20h30 | 0.03 | 0.76 |  | 20h30 | 0.08 | 0.73 |  | 20h30 | 0.03 | 0.59 |  | 20h30 | 0 | 0.61 |  | 20h30 | 0.03 | 0.58 |  | 20h30 | 0 | 0.49 |  | 20h30 | 0 | 0.51 |  | 20h30 | 0.18 | 1.2 |  | 20h30 | 0.02 | 0.76 |  | 20h30 | 0.01 | 0.78 |  | 20h30 | 0.02 | 0.76
21h30 | 0.11 | 1.01 | 21h30 | 0.08 | 1.02 | 21h30 | 0.11 | 1.01 | 21h30 | 0.12 | 1.02 | 21h30 | 0.08 | 1.04 | 21h30 | 0.12 | 1.01 | 21h30 | 0.06 | 0.86 | 21h30 | 0.03 | 0.88 | 21h30 | 0.06 | 0.86 | 21h30 | 0.01 | 0.75 | 21h30 | 0 | 0.78 | 21h30 | 0.01 | 0.75 | 21h30 | 0.09 | 1.04 | 21h30 | 0.07 | 1.06 | 21h30 | 0.09 | 1.03 | 21h30 | 0.06 | 0.82 |  | 21h30 | 0.02 | 0.83 |  | 21h30 | 0.06 | 0.82 |  | 21h30 | 0.06 | 0.82 |  | 21h30 | 0.03 | 0.84 |  | 21h30 | 0.06 | 0.82 |  | 21h30 | 0 | 0.66 |  | 21h30 | 0 | 0.68 |  | 21h30 | 0 | 0.66 |  | 21h30 | 0 | 0.56 |  | 21h30 | 0 | 0.58 |  | 21h30 | 0.11 | 1.14 |  | 21h30 | 0.03 | 0.85 |  | 21h30 | 0.01 | 0.86 |  | 21h30 | 0.02 | 0.84
22h30 | 0.11 | 1.01 | 22h30 | 0.06 | 1.02 | 22h30 | 0.11 | 1.01 | 22h30 | 0.12 | 1.02 | 22h30 | 0.07 | 1.03 | 22h30 | 0.12 | 1.01 | 22h30 | 0.06 | 0.86 | 22h30 | 0.01 | 0.87 | 22h30 | 0.06 | 0.85 | 22h30 | 0.01 | 0.75 | 22h30 | 0 | 0.77 | 22h30 | 0.01 | 0.74 | 22h30 | 0.09 | 1.04 | 22h30 | 0.07 | 1.06 | 22h30 | 0.09 | 1.04 | 22h30 | 0.06 | 0.82 |  | 22h30 | 0.01 | 0.83 |  | 22h30 | 0.06 | 0.82 |  | 22h30 | 0.06 | 0.83 |  | 22h30 | 0.01 | 0.85 |  | 22h30 | 0.06 | 0.82 |  | 22h30 | 0 | 0.67 |  | 22h30 | 0 | 0.68 |  | 22h30 | 0 | 0.67 |  | 22h30 | 0 | 0.56 |  | 22h30 | 0 | 0.58 |  | 22h30 | 0.11 | 1.14 |  | 22h30 | 0.03 | 0.86 |  | 22h30 | 0 | 0.87 |  | 22h30 | 0.02 | 0.85
23h30 | 0.05 | 0.94 | 23h30 | 0.06 | 0.95 | 23h30 | 0.05 | 0.94 | 23h30 | 0.06 | 0.94 | 23h30 | 0.07 | 0.96 | 23h30 | 0.06 | 0.94 | 23h30 | 0 | 0.79 | 23h30 | 0.01 | 0.8 | 23h30 | 0 | 0.78 | 23h30 | 0 | 0.68 | 23h30 | 0 | 0.7 | 23h30 | 0 | 0.67 | 23h30 | 0.05 | 0.97 | 23h30 | 0.06 | 0.99 | 23h30 | 0.05 | 0.97 | 23h30 | 0 | 0.77 |  | 23h30 | 0.01 | 0.78 |  | 23h30 | 0 | 0.77 |  | 23h30 | 0 | 0.77 |  | 23h30 | 0.01 | 0.79 |  | 23h30 | 0 | 0.77 |  | 23h30 | 0 | 0.62 |  | 23h30 | 0 | 0.63 |  | 23h30 | 0 | 0.61 |  | 23h30 | 0 | 0.5 |  | 23h30 | 0 | 0.52 |  | 23h30 | 0.05 | 1.06 |  | 23h30 | 0 | 0.8 |  | 23h30 | 0 | 0.82 |  | 23h30 | 0 | 0.8
00h30 | 0.05 | 0.81 | 00h30 | 0 | 0.16 | 00h30 | 0.05 | 0.8 | 00h30 | 0.06 | 0.8 | 00h30 | 0 | 0.17 | 00h30 | 0.06 | 0.79 | 00h30 | 0 | 0.69 | 00h30 | 0 | 0.12 | 00h30 | 0 | 0.69 | 00h30 | 0 | 0.64 | 00h30 | 0 | 0.09 | 00h30 | 0 | 0.64 | 00h30 | 0.05 | 0.83 | 00h30 | 0 | 0.18 | 00h30 | 0.05 | 0.82 | 00h30 | 0 | 0.68 |  | 00h30 | 0 | 0.12 |  | 00h30 | 0 | 0.68 |  | 00h30 | 0 | 0.68 |  | 00h30 | 0 | 0.13 |  | 00h30 | 0 | 0.68 |  | 00h30 | 0 | 0.61 |  | 00h30 | 0 | 0.07 |  | 00h30 | 0 | 0.6 |  | 00h30 | 0 | 0.5 |  | 00h30 | 0 | 0.04 |  | 00h30 | 0.05 | 1.06 |  | 00h30 | 0 | 0.7 |  | 00h30 | 0 | 0.13 |  | 00h30 | 0 | 0.7
01h30 | 0 | 0 | 01h30 | 0 | 0 | 01h30 | 0 | 0 | 01h30 | 0 | 0 | 01h30 | 0 | 0 | 01h30 | 0 | 0 | 01h30 | 0 | 0 | 01h30 | 0 | 0 | 01h30 | 0 | 0 | 01h30 | 0 | 0 | 01h30 | 0 | 0 | 01h30 | 0 | 0 | 01h30 | 0 | 0 | 01h30 | 0 | 0 | 01h30 | 0 | 0 | 01h30 | 0 | 0 |  | 01h30 | 0 | 0 |  | 01h30 | 0 | 0 |  | 01h30 | 0 | 0 |  | 01h30 | 0 | 0 |  | 01h30 | 0 | 0 |  | 01h30 | 0 | 0 |  | 01h30 | 0 | 0 |  | 01h30 | 0 | 0 |  | 01h30 | 0 | 0 |  | 01h30 | 0 | 0 |  | 01h30 | 0 | 0.07 |  | 01h30 | 0 | 0 |  | 01h30 | 0 | 0 |  | 01h30 | 0 | 0
02h30 | 0 | 0 | 02h30 | 0 | 0 | 02h30 | 0 | 0 | 02h30 | 0 | 0 | 02h30 | 0 | 0 | 02h30 | 0 | 0 | 02h30 | 0 | 0 | 02h30 | 0 | 0 | 02h30 | 0 | 0 | 02h30 | 0 | 0 | 02h30 | 0 | 0 | 02h30 | 0 | 0 | 02h30 | 0 | 0 | 02h30 | 0 | 0 | 02h30 | 0 | 0 | 02h30 | 0 | 0 |  | 02h30 | 0 | 0 |  | 02h30 | 0 | 0 |  | 02h30 | 0 | 0 |  | 02h30 | 0 | 0 |  | 02h30 | 0 | 0 |  | 02h30 | 0 | 0 |  | 02h30 | 0 | 0 |  | 02h30 | 0 | 0 |  | 02h30 | 0 | 0 |  | 02h30 | 0 | 0 |  | 02h30 | 0 | 0.07 |  | 02h30 | 0 | 0 |  | 02h30 | 0 | 0 |  | 02h30 | 0 | 0
03h30 | 0 | 0.09 | 03h30 | 0 | 0.02 | 03h30 | 0 | 0.09 | 03h30 | 0 | 0.07 | 03h30 | 0 | 0.01 | 03h30 | 0 | 0.07 | 03h30 | 0 | 0 | 03h30 | 0 | 0 | 03h30 | 0 | 0 | 03h30 | 0 | 0 | 03h30 | 0 | 0 | 03h30 | 0 | 0 | 03h30 | 0 | 0.11 | 03h30 | 0 | 0.04 | 03h30 | 0 | 0.1 | 03h30 | 0 | 0.04 |  | 03h30 | 0 | 0 |  | 03h30 | 0 | 0.04 |  | 03h30 | 0 | 0.02 |  | 03h30 | 0 | 0 |  | 03h30 | 0 | 0.02 |  | 03h30 | 0 | 0 |  | 03h30 | 0 | 0 |  | 03h30 | 0 | 0 |  | 03h30 | 0 | 0 |  | 03h30 | 0 | 0 |  | 03h30 | 0 | 0.12 |  | 03h30 | 0 | 0.05 |  | 03h30 | 0 | 0 |  | 03h30 | 0 | 0.05
04h30 | 0 | 0.1 | 04h30 | 0.01 | 0.12 | 04h30 | 0 | 0.1 | 04h30 | 0 | 0.07 | 04h30 | 0 | 0.1 | 04h30 | 0 | 0.07 | 04h30 | 0 | 0 | 04h30 | 0 | 0 | 04h30 | 0 | 0 | 04h30 | 0 | 0 | 04h30 | 0 | 0 | 04h30 | 0 | 0 | 04h30 | 0 | 0.12 | 04h30 | 0.01 | 0.14 | 04h30 | 0 | 0.12 | 04h30 | 0 | 0.04 |  | 04h30 | 0 | 0.02 |  | 04h30 | 0 | 0.04 |  | 04h30 | 0 | 0.02 |  | 04h30 | 0 | 0 |  | 04h30 | 0 | 0.02 |  | 04h30 | 0 | 0 |  | 04h30 | 0 | 0 |  | 04h30 | 0 | 0 |  | 04h30 | 0 | 0 |  | 04h30 | 0 | 0 |  | 04h30 | 0 | 0.12 |  | 04h30 | 0 | 0.05 |  | 04h30 | 0 | 0.04 |  | 04h30 | 0 | 0.05
05h30 | 0.02 | 0.13 | 05h30 | 0.03 | 0.18 | 05h30 | 0.02 | 0.13 | 05h30 | 0.01 | 0.1 | 05h30 | 0.02 | 0.16 | 05h30 | 0.01 | 0.1 | 05h30 | 0 | 0 | 05h30 | 0 | 0.03 | 05h30 | 0 | 0 | 05h30 | 0 | 0 | 05h30 | 0 | 0 | 05h30 | 0 | 0 | 05h30 | 0.02 | 0.15 | 05h30 | 0.03 | 0.2 | 05h30 | 0.02 | 0.15 | 05h30 | 0 | 0.01 |  | 05h30 | 0 | 0.06 |  | 05h30 | 0 | 0.01 |  | 05h30 | 0 | 0 |  | 05h30 | 0 | 0.04 |  | 05h30 | 0 | 0 |  | 05h30 | 0 | 0 |  | 05h30 | 0 | 0 |  | 05h30 | 0 | 0 |  | 05h30 | 0 | 0 |  | 05h30 | 0 | 0 |  | 05h30 | 0 | 0.18 |  | 05h30 | 0 | 0.03 |  | 05h30 | 0 | 0.08 |  | 05h30 | 0 | 0.03
06h30 | 0.06 | 0.2 | 06h30 | 0.07 | 0.22 | 06h30 | 0.06 | 0.2 | 06h30 | 0.05 | 0.17 | 06h30 | 0.06 | 0.2 | 06h30 | 0.05 | 0.17 | 06h30 | 0 | 0.07 | 06h30 | 0.01 | 0.11 | 06h30 | 0 | 0.07 | 06h30 | 0 | 0 | 06h30 | 0 | 0.02 | 06h30 | 0 | 0 | 06h30 | 0.06 | 0.21 | 06h30 | 0.07 | 0.23 | 06h30 | 0.06 | 0.21 | 06h30 | 0.02 | 0.09 |  | 06h30 | 0.03 | 0.12 |  | 06h30 | 0.02 | 0.09 |  | 06h30 | 0.01 | 0.06 |  | 06h30 | 0.02 | 0.1 |  | 06h30 | 0.01 | 0.06 |  | 06h30 | 0 | 0 |  | 06h30 | 0 | 0 |  | 06h30 | 0 | 0 |  | 06h30 | 0 | 0 |  | 06h30 | 0 | 0 |  | 06h30 | 0.04 | 0.27 |  | 06h30 | 0.02 | 0.1 |  | 06h30 | 0.02 | 0.13 |  | 06h30 | 0.02 | 0.1
07h30 | 0.04 | 0.07 | 07h30 | 0.04 | 0.13 | 07h30 | 0.21 | 0.92 | 07h30 | 0.04 | 0.07 | 07h30 | 0.04 | 0.13 | 07h30 | 0.26 | 0.82 | 07h30 | 0 | 0.07 | 07h30 | 0.01 | 0.08 | 07h30 | 0.28 | 0.95 | 07h30 | 0 | 0 | 07h30 | 0 | 0.02 | 07h30 | 0.24 | 0.93 | 07h30 | 0.04 | 0.07 | 07h30 | 0.04 | 0.14 | 07h30 | 0.23 | 0.97 | 07h30 | 0.02 | 0.07 |  | 07h30 | 0.03 | 0.07 |  | 07h30 | 0.22 | 0.67 |  | 07h30 | 0.01 | 0.06 |  | 07h30 | 0.02 | 0.06 |  | 07h30 | 0.24 | 0.79 |  | 07h30 | 0 | 0 |  | 07h30 | 0 | 0 |  | 07h30 | 0.21 | 0.82 |  | 07h30 | 0 | 0 |  | 07h30 | 0 | 0 |  | 07h30 | 0.28 | 0.94 |  | 07h30 | 0.02 | 0.07 |  | 07h30 | 0.02 | 0.08 |  | 07h30 | 0.23 | 0.69
08h30 | 0.31 | 0.95 | 08h30 | 0.31 | 1.06 | 08h30 | 0.41 | 1.55 | 08h30 | 0.28 | 0.92 | 08h30 | 0.29 | 1.02 | 08h30 | 0.43 | 1.44 | 08h30 | 0.22 | 0.89 | 08h30 | 0.23 | 0.92 | 08h30 | 0.41 | 1.51 | 08h30 | 0.17 | 0.67 | 08h30 | 0.18 | 0.74 | 08h30 | 0.33 | 1.39 | 08h30 | 0.29 | 0.94 | 08h30 | 0.3 | 1.06 | 08h30 | 0.41 | 1.59 | 08h30 | 0.26 | 0.94 |  | 08h30 | 0.27 | 0.95 |  | 08h30 | 0.38 | 1.28 |  | 08h30 | 0.24 | 0.88 |  | 08h30 | 0.25 | 0.91 |  | 08h30 | 0.38 | 1.33 |  | 08h30 | 0.17 | 0.74 |  | 08h30 | 0.18 | 0.77 |  | 08h30 | 0.31 | 1.29 |  | 08h30 | 0.11 | 0.61 |  | 08h30 | 0.12 | 0.64 |  | 08h30 | 0.42 | 1.54 |  | 08h30 | 0.25 | 0.93 |  | 08h30 | 0.26 | 0.96 |  | 08h30 | 0.38 | 1.3
09h30 | 0.69 | 1.92 | 09h30 | 0.69 | 1.99 | 09h30 | 0.69 | 2.07 | 09h30 | 0.64 | 1.86 | 09h30 | 0.66 | 1.92 | 09h30 | 0.64 | 2.03 | 09h30 | 0.55 | 1.76 | 09h30 | 0.57 | 1.81 | 09h30 | 0.54 | 1.85 | 09h30 | 0.46 | 1.5 | 09h30 | 0.48 | 1.58 | 09h30 | 0.44 | 1.61 | 09h30 | 0.63 | 1.91 | 09h30 | 0.64 | 1.99 | 09h30 | 0.63 | 2.06 | 09h30 | 0.6 | 1.81 |  | 09h30 | 0.63 | 1.82 |  | 09h30 | 0.6 | 1.92 |  | 09h30 | 0.56 | 1.7 |  | 09h30 | 0.58 | 1.77 |  | 09h30 | 0.55 | 1.78 |  | 09h30 | 0.47 | 1.54 |  | 09h30 | 0.48 | 1.59 |  | 09h30 | 0.45 | 1.59 |  | 09h30 | 0.36 | 1.31 |  | 09h30 | 0.38 | 1.37 |  | 09h30 | 0.61 | 2.17 |  | 09h30 | 0.55 | 1.8 |  | 09h30 | 0.57 | 1.83 |  | 09h30 | 0.54 | 1.93
10h30 | 0.7 | 2.14 | 10h30 | 0.71 | 2.13 | 10h30 | 0.62 | 1.82 | 10h30 | 0.68 | 2.06 | 10h30 | 0.69 | 2.05 | 10h30 | 0.58 | 1.77 | 10h30 | 0.63 | 1.97 | 10h30 | 0.63 | 2 | 10h30 | 0.52 | 1.65 | 10h30 | 0.54 | 1.84 | 10h30 | 0.56 | 1.87 | 10h30 | 0.45 | 1.48 | 10h30 | 0.57 | 2.15 | 10h30 | 0.58 | 2.14 | 10h30 | 0.48 | 1.81 | 10h30 | 0.63 | 1.88 |  | 10h30 | 0.64 | 1.92 |  | 10h30 | 0.55 | 1.67 |  | 10h30 | 0.61 | 1.81 |  | 10h30 | 0.61 | 1.84 |  | 10h30 | 0.51 | 1.56 |  | 10h30 | 0.53 | 1.73 |  | 10h30 | 0.54 | 1.77 |  | 10h30 | 0.44 | 1.44 |  | 10h30 | 0.44 | 1.54 |  | 10h30 | 0.45 | 1.58 |  | 10h30 | 0.62 | 2.05 |  | 10h30 | 0.5 | 1.89 |  | 10h30 | 0.5 | 1.93 |  | 10h30 | 0.41 | 1.67
11h30 | 0.48 | 1.54 | 11h30 | 0.49 | 1.54 | 11h30 | 0.43 | 1.37 | 11h30 | 0.46 | 1.47 | 11h30 | 0.46 | 1.47 | 11h30 | 0.41 | 1.32 | 11h30 | 0.42 | 1.41 | 11h30 | 0.42 | 1.43 | 11h30 | 0.35 | 1.23 | 11h30 | 0.36 | 1.3 | 11h30 | 0.37 | 1.32 | 11h30 | 0.3 | 1.1 | 11h30 | 0.28 | 1.53 | 11h30 | 0.29 | 1.53 | 11h30 | 0.24 | 1.35 | 11h30 | 0.43 | 1.35 |  | 11h30 | 0.43 | 1.37 |  | 11h30 | 0.38 | 1.24 |  | 11h30 | 0.4 | 1.29 |  | 11h30 | 0.41 | 1.31 |  | 11h30 | 0.35 | 1.15 |  | 11h30 | 0.35 | 1.23 |  | 11h30 | 0.35 | 1.25 |  | 11h30 | 0.3 | 1.06 |  | 11h30 | 0.28 | 1.08 |  | 11h30 | 0.29 | 1.11 |  | 11h30 | 0.54 | 1.81 |  | 11h30 | 0.23 | 1.35 |  | 11h30 | 0.23 | 1.37 |  | 11h30 | 0.18 | 1.23
12h30 | 0.33 | 1.14 | 12h30 | 0.34 | 1.14 | 12h30 | 0.31 | 1.05 | 12h30 | 0.31 | 1.08 | 12h30 | 0.32 | 1.08 | 12h30 | 0.29 | 0.99 | 12h30 | 0.28 | 1.03 | 12h30 | 0.28 | 1.04 | 12h30 | 0.24 | 0.92 | 12h30 | 0.23 | 0.94 | 12h30 | 0.24 | 0.95 | 12h30 | 0.21 | 0.81 | 12h30 | 0.14 | 1.12 | 12h30 | 0.14 | 1.12 | 12h30 | 0.17 | 1.02 | 12h30 | 0.29 | 0.99 |  | 12h30 | 0.29 | 1.01 |  | 12h30 | 0.26 | 0.93 |  | 12h30 | 0.27 | 0.93 |  | 12h30 | 0.27 | 0.95 |  | 12h30 | 0.24 | 0.85 |  | 12h30 | 0.22 | 0.88 |  | 12h30 | 0.23 | 0.89 |  | 12h30 | 0.21 | 0.78 |  | 12h30 | 0.17 | 0.77 |  | 12h30 | 0.18 | 0.79 |  | 12h30 | 0.49 | 1.63 |  | 12h30 | 0.09 | 0.97 |  | 12h30 | 0.1 | 0.99 |  | 12h30 | 0.15 | 0.91
13h30 | 0.26 | 0.94 | 13h30 | 0.26 | 0.94 | 13h30 | 0.25 | 0.88 | 13h30 | 0.24 | 0.88 | 13h30 | 0.25 | 0.88 | 13h30 | 0.23 | 0.82 | 13h30 | 0.21 | 0.83 | 13h30 | 0.21 | 0.84 | 13h30 | 0.19 | 0.75 | 13h30 | 0.17 | 0.75 | 13h30 | 0.17 | 0.76 | 13h30 | 0.15 | 0.66 | 13h30 | 0.09 | 0.91 | 13h30 | 0.09 | 0.91 | 13h30 | 0.1 | 0.84 | 13h30 | 0.22 | 0.8 |  | 13h30 | 0.22 | 0.81 |  | 13h30 | 0.2 | 0.76 |  | 13h30 | 0.2 | 0.74 |  | 13h30 | 0.2 | 0.76 |  | 13h30 | 0.18 | 0.69 |  | 13h30 | 0.16 | 0.69 |  | 13h30 | 0.16 | 0.7 |  | 13h30 | 0.15 | 0.62 |  | 13h30 | 0.12 | 0.59 |  | 13h30 | 0.12 | 0.61 |  | 13h30 | 0.44 | 1.5 |  | 13h30 | 0.06 | 0.77 |  | 13h30 | 0.06 | 0.78 |  | 13h30 | 0.06 | 0.73
14h30 | 0.21 | 0.8 | 14h30 | 0.21 | 0.8 | 14h30 | 0.21 | 0.76 | 14h30 | 0.19 | 0.74 | 14h30 | 0.2 | 0.75 | 14h30 | 0.2 | 0.71 | 14h30 | 0.16 | 0.69 | 14h30 | 0.16 | 0.69 | 14h30 | 0.19 | 0.64 | 14h30 | 0.13 | 0.61 | 14h30 | 0.13 | 0.62 | 14h30 | 0.15 | 0.61 | 14h30 | 0.07 | 0.77 | 14h30 | 0.07 | 0.77 | 14h30 | 0.1 | 0.73 | 14h30 | 0.17 | 0.68 |  | 14h30 | 0.17 | 0.68 |  | 14h30 | 0.19 | 0.65 |  | 14h30 | 0.16 | 0.62 |  | 14h30 | 0.16 | 0.63 |  | 14h30 | 0.18 | 0.61 |  | 14h30 | 0.12 | 0.56 |  | 14h30 | 0.12 | 0.57 |  | 14h30 | 0.15 | 0.59 |  | 14h30 | 0.08 | 0.48 |  | 14h30 | 0.09 | 0.49 |  | 14h30 | 0.41 | 1.39 |  | 14h30 | 0.04 | 0.64 |  | 14h30 | 0.04 | 0.65 |  | 14h30 | 0.06 | 0.64
15h30 | 0.2 | 0.76 | 15h30 | 0.2 | 0.77 | 15h30 | 0.19 | 0.74 | 15h30 | 0.18 | 0.72 | 15h30 | 0.19 | 0.72 | 15h30 | 0.18 | 0.69 | 15h30 | 0.15 | 0.65 | 15h30 | 0.15 | 0.65 | 15h30 | 0.15 | 0.61 | 15h30 | 0.12 | 0.58 | 15h30 | 0.12 | 0.59 | 15h30 | 0.12 | 0.56 | 15h30 | 0.07 | 0.73 | 15h30 | 0.07 | 0.74 | 15h30 | 0.08 | 0.71 | 15h30 | 0.16 | 0.64 |  | 15h30 | 0.16 | 0.65 |  | 15h30 | 0.17 | 0.62 |  | 15h30 | 0.14 | 0.59 |  | 15h30 | 0.15 | 0.6 |  | 15h30 | 0.15 | 0.58 |  | 15h30 | 0.1 | 0.53 |  | 15h30 | 0.11 | 0.53 |  | 15h30 | 0.11 | 0.52 |  | 15h30 | 0.07 | 0.45 |  | 15h30 | 0.08 | 0.46 |  | 15h30 | 0.38 | 1.29 |  | 15h30 | 0.04 | 0.61 |  | 15h30 | 0.04 | 0.62 |  | 15h30 | 0.04 | 0.6
16h30 | 0.22 | 0.84 | 16h30 | 0.23 | 0.84 | 16h30 | 0.22 | 0.82 | 16h30 | 0.21 | 0.8 | 16h30 | 0.21 | 0.8 | 16h30 | 0.2 | 0.78 | 16h30 | 0.17 | 0.72 | 16h30 | 0.17 | 0.72 | 16h30 | 0.16 | 0.69 | 16h30 | 0.14 | 0.64 | 16h30 | 0.14 | 0.65 | 16h30 | 0.13 | 0.6 | 16h30 | 0.1 | 0.82 | 16h30 | 0.11 | 0.82 | 16h30 | 0.09 | 0.79 | 16h30 | 0.18 | 0.71 |  | 16h30 | 0.18 | 0.71 |  | 16h30 | 0.17 | 0.69 |  | 16h30 | 0.17 | 0.67 |  | 16h30 | 0.17 | 0.68 |  | 16h30 | 0.16 | 0.65 |  | 16h30 | 0.13 | 0.58 |  | 16h30 | 0.13 | 0.59 |  | 16h30 | 0.11 | 0.55 |  | 16h30 | 0.09 | 0.5 |  | 16h30 | 0.1 | 0.51 |  | 16h30 | 0.36 | 1.22 |  | 16h30 | 0.06 | 0.69 |  | 16h30 | 0.06 | 0.69 |  | 16h30 | 0.05 | 0.66
17h30 | 0.28 | 0.99 | 17h30 | 0.28 | 1 | 17h30 | 0.28 | 0.98 | 17h30 | 0.27 | 0.97 | 17h30 | 0.28 | 0.97 | 17h30 | 0.27 | 0.95 | 17h30 | 0.22 | 0.86 | 17h30 | 0.23 | 0.86 | 17h30 | 0.21 | 0.84 | 17h30 | 0.19 | 0.78 | 17h30 | 0.19 | 0.79 | 17h30 | 0.18 | 0.74 | 17h30 | 0.17 | 0.98 | 17h30 | 0.17 | 0.98 | 17h30 | 0.17 | 0.95 | 17h30 | 0.24 | 0.85 |  | 17h30 | 0.24 | 0.86 |  | 17h30 | 0.23 | 0.84 |  | 17h30 | 0.23 | 0.82 |  | 17h30 | 0.23 | 0.83 |  | 17h30 | 0.21 | 0.8 |  | 17h30 | 0.18 | 0.72 |  | 17h30 | 0.18 | 0.72 |  | 17h30 | 0.16 | 0.68 |  | 17h30 | 0.14 | 0.63 |  | 17h30 | 0.14 | 0.64 |  | 17h30 | 0.35 | 1.21 |  | 17h30 | 0.12 | 0.84 |  | 17h30 | 0.13 | 0.84 |  | 17h30 | 0.12 | 0.82
18h30 | 0.36 | 1.19 | 18h30 | 0.36 | 1.19 | 18h30 | 0.35 | 1.18 | 18h30 | 0.35 | 1.17 | 18h30 | 0.35 | 1.18 | 18h30 | 0.34 | 1.16 | 18h30 | 0.29 | 1.05 | 18h30 | 0.3 | 1.05 | 18h30 | 0.28 | 1.03 | 18h30 | 0.25 | 0.96 | 18h30 | 0.26 | 0.96 | 18h30 | 0.24 | 0.92 | 18h30 | 0.28 | 1.19 | 18h30 | 0.28 | 1.19 | 18h30 | 0.27 | 1.17 | 18h30 | 0.3 | 1.03 |  | 18h30 | 0.31 | 1.04 |  | 18h30 | 0.3 | 1.02 |  | 18h30 | 0.3 | 1.02 |  | 18h30 | 0.3 | 1.02 |  | 18h30 | 0.29 | 1 |  | 18h30 | 0.24 | 0.89 |  | 18h30 | 0.24 | 0.89 |  | 18h30 | 0.23 | 0.86 |  | 18h30 | 0.2 | 0.79 |  | 18h30 | 0.2 | 0.8 |  | 18h30 | 0.35 | 1.22 |  | 18h30 | 0.22 | 1.03 |  | 18h30 | 0.22 | 1.03 |  | 18h30 | 0.21 | 1.01
19h30 | 0.23 | 1.1 | 19h30 | 0.23 | 1.1 | 19h30 | 0.22 | 1.09 | 19h30 | 0.23 | 1.09 | 19h30 | 0.23 | 1.1 | 19h30 | 0.22 | 1.08 | 19h30 | 0.2 | 0.95 | 19h30 | 0.2 | 0.95 | 19h30 | 0.15 | 0.93 | 19h30 | 0.17 | 0.85 | 19h30 | 0.17 | 0.86 | 19h30 | 0.11 | 0.82 | 19h30 | 0.2 | 1.1 | 19h30 | 0.2 | 1.11 | 19h30 | 0.17 | 1.09 | 19h30 | 0.2 | 0.93 |  | 19h30 | 0.19 | 0.93 |  | 19h30 | 0.17 | 0.92 |  | 19h30 | 0.19 | 0.92 |  | 19h30 | 0.19 | 0.92 |  | 19h30 | 0.16 | 0.91 |  | 19h30 | 0.15 | 0.77 |  | 19h30 | 0.16 | 0.77 |  | 19h30 | 0.09 | 0.75 |  | 19h30 | 0.12 | 0.67 |  | 19h30 | 0.13 | 0.68 |  | 19h30 | 0.15 | 0.95 |  | 19h30 | 0.16 | 0.93 |  | 19h30 | 0.16 | 0.93 |  | 19h30 | 0.11 | 0.92
20h30 | 0.07 | 0.95 | 20h30 | 0.07 | 0.95 | 20h30 | 0.13 | 0.95 | 20h30 | 0.07 | 0.96 | 20h30 | 0.07 | 0.96 | 20h30 | 0.12 | 0.95 | 20h30 | 0.02 | 0.8 | 20h30 | 0.03 | 0.8 | 20h30 | 0.08 | 0.79 | 20h30 | 0 | 0.69 | 20h30 | 0 | 0.7 | 20h30 | 0.04 | 0.67 | 20h30 | 0.06 | 0.97 | 20h30 | 0.06 | 0.97 | 20h30 | 0.05 | 0.96 | 20h30 | 0.02 | 0.77 |  | 20h30 | 0.02 | 0.77 |  | 20h30 | 0.09 | 0.76 |  | 20h30 | 0.02 | 0.77 |  | 20h30 | 0.02 | 0.78 |  | 20h30 | 0.08 | 0.76 |  | 20h30 | 0 | 0.61 |  | 20h30 | 0 | 0.61 |  | 20h30 | 0.03 | 0.6 |  | 20h30 | 0 | 0.5 |  | 20h30 | 0 | 0.51 |  | 20h30 | 0.08 | 0.73 |  | 20h30 | 0 | 0.78 |  | 20h30 | 0 | 0.79 |  | 20h30 | 0.01 | 0.77
21h30 | 0.08 | 1.03 | 21h30 | 0.08 | 1.03 | 21h30 | 0.11 | 1.03 | 21h30 | 0.08 | 1.04 | 21h30 | 0.08 | 1.05 | 21h30 | 0.11 | 1.04 | 21h30 | 0.02 | 0.87 | 21h30 | 0.03 | 0.88 | 21h30 | 0.06 | 0.87 | 21h30 | 0 | 0.76 | 21h30 | 0 | 0.77 | 21h30 | 0.01 | 0.75 | 21h30 | 0.07 | 1.06 | 21h30 | 0.07 | 1.06 | 21h30 | 0.08 | 1.05 | 21h30 | 0.02 | 0.84 |  | 21h30 | 0.02 | 0.84 |  | 21h30 | 0.06 | 0.84 |  | 21h30 | 0.02 | 0.85 |  | 21h30 | 0.02 | 0.86 |  | 21h30 | 0.06 | 0.84 |  | 21h30 | 0 | 0.68 |  | 21h30 | 0 | 0.68 |  | 21h30 | 0 | 0.67 |  | 21h30 | 0 | 0.57 |  | 21h30 | 0 | 0.57 |  | 21h30 | 0 | 0.7 |  | 21h30 | 0 | 0.86 |  | 21h30 | 0 | 0.87 |  | 21h30 | 0.02 | 0.86
22h30 | 0.08 | 1.05 | 22h30 | 0.08 | 1.06 | 22h30 | 0.11 | 1.05 | 22h30 | 0.08 | 1.07 | 22h30 | 0.08 | 1.07 | 22h30 | 0.11 | 1.06 | 22h30 | 0.01 | 0.89 | 22h30 | 0.02 | 0.9 | 22h30 | 0.06 | 0.89 | 22h30 | 0 | 0.78 | 22h30 | 0 | 0.79 | 22h30 | 0.01 | 0.77 | 22h30 | 0.07 | 1.08 | 22h30 | 0.07 | 1.08 | 22h30 | 0.08 | 1.08 | 22h30 | 0.02 | 0.87 |  | 22h30 | 0.02 | 0.87 |  | 22h30 | 0.06 | 0.86 |  | 22h30 | 0.02 | 0.88 |  | 22h30 | 0.02 | 0.88 |  | 22h30 | 0.06 | 0.87 |  | 22h30 | 0 | 0.7 |  | 22h30 | 0 | 0.7 |  | 22h30 | 0 | 0.69 |  | 22h30 | 0 | 0.59 |  | 22h30 | 0 | 0.59 |  | 22h30 | 0 | 0.7 |  | 22h30 | 0.01 | 0.89 |  | 22h30 | 0.01 | 0.9 |  | 22h30 | 0.02 | 0.89
23h30 | 0.07 | 1.05 | 23h30 | 0.07 | 1.05 | 23h30 | 0.08 | 1.04 | 23h30 | 0.07 | 1.06 | 23h30 | 0.07 | 1.06 | 23h30 | 0.08 | 1.05 | 23h30 | 0.01 | 0.89 | 23h30 | 0.02 | 0.89 | 23h30 | 0.02 | 0.88 | 23h30 | 0 | 0.78 | 23h30 | 0 | 0.78 | 23h30 | 0 | 0.76 | 23h30 | 0.07 | 1.08 | 23h30 | 0.07 | 1.08 | 23h30 | 0.07 | 1.07 | 23h30 | 0.02 | 0.87 |  | 23h30 | 0.02 | 0.87 |  | 23h30 | 0.02 | 0.86 |  | 23h30 | 0.02 | 0.87 |  | 23h30 | 0.02 | 0.88 |  | 23h30 | 0.02 | 0.87 |  | 23h30 | 0 | 0.7 |  | 23h30 | 0 | 0.7 |  | 23h30 | 0 | 0.69 |  | 23h30 | 0 | 0.58 |  | 23h30 | 0 | 0.59 |  | 23h30 | 0 | 0.66 |  | 23h30 | 0.01 | 0.9 |  | 23h30 | 0.01 | 0.9 |  | 23h30 | 0.01 | 0.89
00h30 | 0.01 | 0.27 | 00h30 | 0.01 | 0.24 | 00h30 | 0.08 | 0.87 | 00h30 | 0 | 0.29 | 00h30 | 0 | 0.26 | 00h30 | 0.08 | 0.86 | 00h30 | 0 | 0.19 | 00h30 | 0 | 0.19 | 00h30 | 0.02 | 0.74 | 00h30 | 0 | 0.17 | 00h30 | 0 | 0.16 | 00h30 | 0 | 0.66 | 00h30 | 0.01 | 0.28 | 00h30 | 0.01 | 0.25 | 00h30 | 0.07 | 0.89 | 00h30 | 0 | 0.23 |  | 00h30 | 0 | 0.2 |  | 00h30 | 0.02 | 0.73 |  | 00h30 | 0 | 0.22 |  | 00h30 | 0 | 0.24 |  | 00h30 | 0.02 | 0.72 |  | 00h30 | 0 | 0.15 |  | 00h30 | 0 | 0.15 |  | 00h30 | 0 | 0.62 |  | 00h30 | 0 | 0.12 |  | 00h30 | 0 | 0.11 |  | 00h30 | 0 | 0.66 |  | 00h30 | 0 | 0.23 |  | 00h30 | 0 | 0.21 |  | 00h30 | 0.01 | 0.74
01h30 | 0 | 0 | 01h30 | 0 | 0 | 01h30 | 0.01 | 0.12 | 01h30 | 0 | 0 | 01h30 | 0 | 0 | 01h30 | 0 | 0.12 | 01h30 | 0 | 0 | 01h30 | 0 | 0 | 01h30 | 0 | 0.04 | 01h30 | 0 | 0 | 01h30 | 0 | 0 | 01h30 | 0 | 0 | 01h30 | 0 | 0 | 01h30 | 0 | 0 | 01h30 | 0 | 0.14 | 01h30 | 0 | 0 |  | 01h30 | 0 | 0 |  | 01h30 | 0 | 0 |  | 01h30 | 0 | 0 |  | 01h30 | 0 | 0 |  | 01h30 | 0 | 0 |  | 01h30 | 0 | 0 |  | 01h30 | 0 | 0 |  | 01h30 | 0 | 0 |  | 01h30 | 0 | 0 |  | 01h30 | 0 | 0 |  | 01h30 | 0 | 0 |  | 01h30 | 0 | 0 |  | 01h30 | 0 | 0 |  | 01h30 | 0 | 0.01
02h30 | 0 | 0 | 02h30 | 0 | 0.01 | 02h30 | 0.01 | 0.12 | 02h30 | 0 | 0 | 02h30 | 0 | 0 | 02h30 | 0 | 0.12 | 02h30 | 0 | 0 | 02h30 | 0 | 0 | 02h30 | 0 | 0.04 | 02h30 | 0 | 0 | 02h30 | 0 | 0 | 02h30 | 0 | 0 | 02h30 | 0 | 0.02 | 02h30 | 0 | 0.03 | 02h30 | 0 | 0.14 | 02h30 | 0 | 0 |  | 02h30 | 0 | 0 |  | 02h30 | 0 | 0 |  | 02h30 | 0 | 0 |  | 02h30 | 0 | 0 |  | 02h30 | 0 | 0 |  | 02h30 | 0 | 0 |  | 02h30 | 0 | 0 |  | 02h30 | 0 | 0 |  | 02h30 | 0 | 0 |  | 02h30 | 0 | 0 |  | 02h30 | 0 | 0 |  | 02h30 | 0 | 0 |  | 02h30 | 0 | 0 |  | 02h30 | 0 | 0.01
03h30 | 0 | 0.06 | 03h30 | 0 | 0.06 | 03h30 | 0 | 0.13 | 03h30 | 0 | 0.04 | 03h30 | 0 | 0.04 | 03h30 | 0 | 0.11 | 03h30 | 0 | 0 | 03h30 | 0 | 0 | 03h30 | 0 | 0 | 03h30 | 0 | 0 | 03h30 | 0 | 0 | 03h30 | 0 | 0 | 03h30 | 0 | 0.08 | 03h30 | 0 | 0.08 | 03h30 | 0 | 0.15 | 03h30 | 0 | 0 |  | 03h30 | 0 | 0 |  | 03h30 | 0 | 0.02 |  | 03h30 | 0 | 0 |  | 03h30 | 0 | 0 |  | 03h30 | 0 | 0 |  | 03h30 | 0 | 0 |  | 03h30 | 0 | 0 |  | 03h30 | 0 | 0 |  | 03h30 | 0 | 0 |  | 03h30 | 0 | 0 |  | 03h30 | 0 | 0 |  | 03h30 | 0 | 0 |  | 03h30 | 0 | 0 |  | 03h30 | 0 | 0.04
04h30 | 0.02 | 0.15 | 04h30 | 0.02 | 0.15 | 04h30 | 0.01 | 0.13 | 04h30 | 0.01 | 0.13 | 04h30 | 0.01 | 0.13 | 04h30 | 0 | 0.11 | 04h30 | 0 | 0.01 | 04h30 | 0 | 0.01 | 04h30 | 0 | 0 | 04h30 | 0 | 0 | 04h30 | 0 | 0 | 04h30 | 0 | 0 | 04h30 | 0.01 | 0.17 | 04h30 | 0.01 | 0.17 | 04h30 | 0 | 0.15 | 04h30 | 0 | 0.04 |  | 04h30 | 0 | 0.04 |  | 04h30 | 0 | 0.02 |  | 04h30 | 0 | 0.02 |  | 04h30 | 0 | 0.03 |  | 04h30 | 0 | 0 |  | 04h30 | 0 | 0 |  | 04h30 | 0 | 0 |  | 04h30 | 0 | 0 |  | 04h30 | 0 | 0 |  | 04h30 | 0 | 0 |  | 04h30 | 0 | 0 |  | 04h30 | 0 | 0.06 |  | 04h30 | 0 | 0.06 |  | 04h30 | 0 | 0.04
05h30 | 0.05 | 0.21 | 05h30 | 0.05 | 0.21 | 05h30 | 0.03 | 0.16 | 05h30 | 0.04 | 0.19 | 05h30 | 0.04 | 0.19 | 05h30 | 0.02 | 0.14 | 05h30 | 0 | 0.07 | 05h30 | 0 | 0.07 | 05h30 | 0 | 0.03 | 05h30 | 0 | 0 | 05h30 | 0 | 0 | 05h30 | 0 | 0 | 05h30 | 0.04 | 0.22 | 05h30 | 0.04 | 0.22 | 05h30 | 0.03 | 0.18 | 05h30 | 0.01 | 0.1 |  | 05h30 | 0.01 | 0.1 |  | 05h30 | 0.01 | 0.07 |  | 05h30 | 0 | 0.08 |  | 05h30 | 0 | 0.08 |  | 05h30 | 0 | 0.04 |  | 05h30 | 0 | 0 |  | 05h30 | 0 | 0 |  | 05h30 | 0 | 0 |  | 05h30 | 0 | 0 |  | 05h30 | 0 | 0 |  | 05h30 | 0 | 0 |  | 05h30 | 0.01 | 0.12 |  | 05h30 | 0.01 | 0.12 |  | 05h30 | 0 | 0.08
06h30 | 0.08 | 0.27 | 06h30 | 0.08 | 0.27 | 06h30 | 0.07 | 0.23 | 06h30 | 0.07 | 0.24 | 06h30 | 0.07 | 0.25 | 06h30 | 0.06 | 0.21 | 06h30 | 0.02 | 0.16 | 06h30 | 0.02 | 0.16 | 06h30 | 0.01 | 0.13 | 06h30 | 0 | 0.05 | 06h30 | 0 | 0.05 | 06h30 | 0 | 0.03 | 06h30 | 0.08 | 0.28 | 06h30 | 0.08 | 0.28 | 06h30 | 0.07 | 0.24 | 06h30 | 0.04 | 0.16 |  | 06h30 | 0.05 | 0.16 |  | 06h30 | 0.04 | 0.14 |  | 06h30 | 0.03 | 0.14 |  | 06h30 | 0.03 | 0.14 |  | 06h30 | 0.02 | 0.12 |  | 06h30 | 0 | 0.04 |  | 06h30 | 0 | 0.04 |  | 06h30 | 0 | 0.02 |  | 06h30 | 0 | 0 |  | 06h30 | 0 | 0 |  | 06h30 | 0 | 0.06 |  | 06h30 | 0.04 | 0.18 |  | 06h30 | 0.04 | 0.18 |  | 06h30 | 0.03 | 0.15
07h30 | 0.3 | 1.17 | 07h30 | 0.3 | 1.17 | 07h30 | 0.24 | 1.06 | 07h30 | 0.24 | 1.04 | 07h30 | 0.24 | 1.05 | 07h30 | 0.23 | 0.95 | 07h30 | 0.28 | 0.89 | 07h30 | 0.28 | 0.89 | 07h30 | 0.28 | 0.91 | 07h30 | 0.25 | 0.94 | 07h30 | 0.25 | 0.94 | 07h30 | 0.25 | 0.94 | 07h30 | 0.27 | 1.18 | 07h30 | 0.27 | 1.18 | 07h30 | 0.24 | 1.07 | 07h30 | 0.2 | 0.98 |  | 07h30 | 0.2 | 0.98 |  | 07h30 | 0.19 | 0.91 |  | 07h30 | 0.18 | 0.87 |  | 07h30 | 0.19 | 0.87 |  | 07h30 | 0.21 | 0.82 |  | 07h30 | 0.22 | 0.8 |  | 07h30 | 0.23 | 0.8 |  | 07h30 | 0.22 | 0.83 |  | 07h30 | 0.18 | 0.79 |  | 07h30 | 0.19 | 0.79 |  | 07h30 | 0.24 | 0.92 |  | 07h30 | 0.2 | 1 |  | 07h30 | 0.19 | 1 |  | 07h30 | 0.2 | 0.93
08h30 | 0.47 | 1.73 | 08h30 | 0.47 | 1.73 | 08h30 | 0.42 | 1.63 | 08h30 | 0.41 | 1.6 | 08h30 | 0.41 | 1.61 | 08h30 | 0.4 | 1.51 | 08h30 | 0.41 | 1.46 | 08h30 | 0.41 | 1.46 | 08h30 | 0.41 | 1.46 | 08h30 | 0.34 | 1.41 | 08h30 | 0.34 | 1.41 | 08h30 | 0.34 | 1.4 | 08h30 | 0.41 | 1.73 | 08h30 | 0.41 | 1.73 | 08h30 | 0.38 | 1.64 | 08h30 | 0.36 | 1.51 |  | 08h30 | 0.36 | 1.52 |  | 08h30 | 0.36 | 1.45 |  | 08h30 | 0.33 | 1.39 |  | 08h30 | 0.34 | 1.39 |  | 08h30 | 0.36 | 1.34 |  | 08h30 | 0.32 | 1.3 |  | 08h30 | 0.32 | 1.3 |  | 08h30 | 0.32 | 1.31 |  | 08h30 | 0.23 | 1.17 |  | 08h30 | 0.23 | 1.17 |  | 08h30 | 0.35 | 1.46 |  | 08h30 | 0.32 | 1.52 |  | 08h30 | 0.32 | 1.53 |  | 08h30 | 0.33 | 1.47
09h30 | 0.22 | 0.71 | 09h30 | 0.22 | 0.72 | 09h30 | 0.66 | 2.01 | 09h30 | 0.21 | 0.7 | 09h30 | 0.22 | 0.7 | 09h30 | 0.63 | 1.96 | 09h30 | 0.15 | 0.67 | 09h30 | 0.15 | 0.68 | 09h30 | 0.53 | 1.88 | 09h30 | 0.09 | 0.52 | 09h30 | 0.09 | 0.52 | 09h30 | 0.43 | 1.61 | 09h30 | 0.18 | 0.72 | 09h30 | 0.18 | 0.73 | 09h30 | 0.53 | 2.01 | 09h30 | 0.2 | 0.63 |  | 09h30 | 0.2 | 0.64 |  | 09h30 | 0.6 | 1.85 |  | 09h30 | 0.19 | 0.61 |  | 09h30 | 0.18 | 0.61 |  | 09h30 | 0.56 | 1.79 |  | 09h30 | 0.1 | 0.54 |  | 09h30 | 0.1 | 0.54 |  | 09h30 | 0.44 | 1.63 |  | 09h30 | 0.05 | 0.38 |  | 09h30 | 0.05 | 0.38 |  | 09h30 | 0.51 | 1.89 |  | 09h30 | 0.16 | 0.64 |  | 09h30 | 0.16 | 0.64 |  | 09h30 | 0.46 | 1.85
10h30 | 0 | 0 | 10h30 | 0 | 0 | 10h30 | 0.57 | 1.76 | 10h30 | 0 | 0 | 10h30 | 0 | 0 | 10h30 | 0.54 | 1.7 | 10h30 | 0 | 0 | 10h30 | 0 | 0 | 10h30 | 0.48 | 1.63 | 10h30 | 0 | 0 | 10h30 | 0 | 0 | 10h30 | 0.41 | 1.45 | 10h30 | 0 | 0 | 10h30 | 0 | 0 | 10h30 | 0.37 | 1.75 | 10h30 | 0 | 0 |  | 10h30 | 0 | 0 |  | 10h30 | 0.52 | 1.61 |  | 10h30 | 0 | 0 |  | 10h30 | 0 | 0 |  | 10h30 | 0.48 | 1.55 |  | 10h30 | 0 | 0 |  | 10h30 | 0 | 0 |  | 10h30 | 0.41 | 1.44 |  | 10h30 | 0 | 0 |  | 10h30 | 0 | 0 |  | 10h30 | 0.55 | 1.82 |  | 10h30 | 0 | 0 |  | 10h30 | 0 | 0 |  | 10h30 | 0.31 | 1.6
11h30 | 0 | 0 | 11h30 | 0 | 0 | 11h30 | 0.41 | 1.39 | 11h30 | 0 | 0 | 11h30 | 0 | 0 | 11h30 | 0.38 | 1.33 | 11h30 | 0 | 0 | 11h30 | 0 | 0 | 11h30 | 0.33 | 1.27 | 11h30 | 0 | 0 | 11h30 | 0 | 0 | 11h30 | 0.28 | 1.13 | 11h30 | 0 | 0 | 11h30 | 0 | 0 | 11h30 | 0.16 | 1.38 | 11h30 | 0 | 0 |  | 11h30 | 0 | 0 |  | 11h30 | 0.36 | 1.25 |  | 11h30 | 0 | 0 |  | 11h30 | 0 | 0 |  | 11h30 | 0.33 | 1.2 |  | 11h30 | 0 | 0 |  | 11h30 | 0 | 0 |  | 11h30 | 0.28 | 1.11 |  | 11h30 | 0 | 0 |  | 11h30 | 0 | 0 |  | 11h30 | 0.46 | 1.55 |  | 11h30 | 0 | 0 |  | 11h30 | 0 | 0 |  | 11h30 | 0.11 | 1.24
12h30 | 0 | 0 | 12h30 | 0 | 0 | 12h30 | 0.29 | 1.11 | 12h30 | 0 | 0 | 12h30 | 0 | 0 | 12h30 | 0.26 | 1.06 | 12h30 | 0 | 0 | 12h30 | 0 | 0 | 12h30 | 0.24 | 1 | 12h30 | 0 | 0 | 12h30 | 0 | 0 | 12h30 | 0.22 | 0.88 | 12h30 | 0 | 0 | 12h30 | 0 | 0 | 12h30 | 0.14 | 1.09 | 12h30 | 0 | 0 |  | 12h30 | 0 | 0 |  | 12h30 | 0.25 | 0.99 |  | 12h30 | 0 | 0 |  | 12h30 | 0 | 0 |  | 12h30 | 0.23 | 0.93 |  | 12h30 | 0 | 0 |  | 12h30 | 0 | 0 |  | 12h30 | 0.21 | 0.85 |  | 12h30 | 0 | 0 |  | 12h30 | 0 | 0 |  | 12h30 | 0.37 | 1.28 |  | 12h30 | 0 | 0 |  | 12h30 | 0 | 0 |  | 12h30 | 0.11 | 0.96
13h30 | 0.19 | 0.76 | 13h30 | 0 | 0 | 13h30 | 0.22 | 0.95 | 13h30 | 0.2 | 0.76 | 13h30 | 0 | 0 | 13h30 | 0.19 | 0.89 | 13h30 | 0.17 | 0.74 | 13h30 | 0 | 0 | 13h30 | 0.17 | 0.83 | 13h30 | 0.16 | 0.69 | 13h30 | 0 | 0 | 13h30 | 0.15 | 0.73 | 13h30 | 0.03 | 0.75 | 13h30 | 0 | 0 | 13h30 | 0 | 0.91 | 13h30 | 0.19 | 0.65 |  | 13h30 | 0 | 0 |  | 13h30 | 0.18 | 0.82 |  | 13h30 | 0.17 | 0.67 |  | 13h30 | 0 | 0 |  | 13h30 | 0.16 | 0.77 |  | 13h30 | 0.16 | 0.66 |  | 13h30 | 0 | 0 |  | 13h30 | 0.13 | 0.69 |  | 13h30 | 0.11 | 0.57 |  | 13h30 | 0 | 0 |  | 13h30 | 0.31 | 1.12 |  | 13h30 | 0 | 0.7 |  | 13h30 | 0 | 0 |  | 13h30 | 0 | 0.78
14h30 | 0.36 | 1.33 | 14h30 | 0 | 0 | 14h30 | 0.2 | 0.87 | 14h30 | 0.34 | 1.28 | 14h30 | 0 | 0 | 14h30 | 0.19 | 0.82 | 14h30 | 0.3 | 1.23 | 14h30 | 0 | 0 | 14h30 | 0.17 | 0.75 | 14h30 | 0.25 | 1.1 | 14h30 | 0 | 0 | 14h30 | 0.15 | 0.67 | 14h30 | 0.08 | 1.26 | 14h30 | 0 | 0 | 14h30 | 0 | 0.83 | 14h30 | 0.32 | 1.16 |  | 14h30 | 0 | 0 |  | 14h30 | 0.18 | 0.75 |  | 14h30 | 0.29 | 1.12 |  | 14h30 | 0 | 0 |  | 14h30 | 0.16 | 0.7 |  | 14h30 | 0.25 | 1.07 |  | 14h30 | 0 | 0 |  | 14h30 | 0.13 | 0.65 |  | 14h30 | 0.18 | 0.91 |  | 14h30 | 0 | 0 |  | 14h30 | 0.27 | 1.01 |  | 14h30 | 0.03 | 1.13 |  | 14h30 | 0 | 0 |  | 14h30 | 0 | 0.71
15h30 | 0.4 | 1.48 | 15h30 | 0 | 0 | 15h30 | 0.18 | 0.84 | 15h30 | 0.36 | 1.37 | 15h30 | 0 | 0 | 15h30 | 0.17 | 0.79 | 15h30 | 0.31 | 1.31 | 15h30 | 0 | 0 | 15h30 | 0.14 | 0.72 | 15h30 | 0.25 | 1.14 | 15h30 | 0 | 0 | 15h30 | 0.11 | 0.63 | 15h30 | 0.1 | 1.37 | 15h30 | 0 | 0 | 15h30 | 0.02 | 0.79 | 15h30 | 0.34 | 1.33 |  | 15h30 | 0 | 0 |  | 15h30 | 0.15 | 0.71 |  | 15h30 | 0.3 | 1.21 |  | 15h30 | 0 | 0 |  | 15h30 | 0.13 | 0.67 |  | 15h30 | 0.24 | 1.12 |  | 15h30 | 0 | 0 |  | 15h30 | 0.1 | 0.6 |  | 15h30 | 0.18 | 0.95 |  | 15h30 | 0 | 0 |  | 15h30 | 0.24 | 0.94 |  | 15h30 | 0.05 | 1.19 |  | 15h30 | 0 | 0 |  | 15h30 | 0 | 0.67
16h30 | 0.31 | 1.22 | 16h30 | 0 | 0 | 16h30 | 0.18 | 0.84 | 16h30 | 0.28 | 1.15 | 16h30 | 0 | 0 | 16h30 | 0.17 | 0.8 | 16h30 | 0.24 | 1.09 | 16h30 | 0 | 0 | 16h30 | 0.14 | 0.71 | 16h30 | 0.19 | 0.95 | 16h30 | 0 | 0 | 16h30 | 0.11 | 0.63 | 16h30 | 0.11 | 1.15 | 16h30 | 0 | 0 | 16h30 | 0.04 | 0.79 | 16h30 | 0.25 | 1.08 |  | 16h30 | 0 | 0 |  | 16h30 | 0.15 | 0.71 |  | 16h30 | 0.23 | 1.01 |  | 16h30 | 0 | 0 |  | 16h30 | 0.13 | 0.67 |  | 16h30 | 0.18 | 0.93 |  | 16h30 | 0 | 0 |  | 16h30 | 0.1 | 0.6 |  | 16h30 | 0.13 | 0.79 |  | 16h30 | 0 | 0 |  | 16h30 | 0.24 | 0.97 |  | 16h30 | 0.06 | 0.99 |  | 16h30 | 0 | 0 |  | 16h30 | 0 | 0.67
17h30 | 0.29 | 1.18 | 17h30 | 0 | 0 | 17h30 | 0.21 | 0.93 | 17h30 | 0.28 | 1.14 | 17h30 | 0 | 0 | 17h30 | 0.2 | 0.9 | 17h30 | 0.24 | 1.06 | 17h30 | 0 | 0 | 17h30 | 0.16 | 0.8 | 17h30 | 0.2 | 0.94 | 17h30 | 0 | 0 | 17h30 | 0.13 | 0.71 | 17h30 | 0.15 | 1.13 | 17h30 | 0 | 0 | 17h30 | 0.1 | 0.9 | 17h30 | 0.24 | 1.04 |  | 17h30 | 0 | 0 |  | 17h30 | 0.16 | 0.8 |  | 17h30 | 0.23 | 0.99 |  | 17h30 | 0 | 0 |  | 17h30 | 0.15 | 0.77 |  | 17h30 | 0.18 | 0.9 |  | 17h30 | 0 | 0 |  | 17h30 | 0.11 | 0.66 |  | 17h30 | 0.14 | 0.78 |  | 17h30 | 0 | 0 |  | 17h30 | 0.26 | 1.06 |  | 17h30 | 0.1 | 0.98 |  | 17h30 | 0 | 0 |  | 17h30 | 0.05 | 0.76
18h30 | 0.36 | 1.33 | 18h30 | 0.34 | 1.14 | 18h30 | 0.29 | 1.15 | 18h30 | 0.35 | 1.3 | 18h30 | 0.34 | 1.13 | 18h30 | 0.28 | 1.13 | 18h30 | 0.31 | 1.2 | 18h30 | 0.31 | 1.08 | 18h30 | 0.23 | 1.01 | 18h30 | 0.26 | 1.08 | 18h30 | 0.27 | 1.01 | 18h30 | 0.19 | 0.91 | 18h30 | 0.26 | 1.3 | 18h30 | 0.27 | 1.11 | 18h30 | 0.21 | 1.14 | 18h30 | 0.31 | 1.17 |  | 18h30 | 0.28 | 0.98 |  | 18h30 | 0.24 | 1 |  | 18h30 | 0.3 | 1.14 |  | 18h30 | 0.27 | 0.97 |  | 18h30 | 0.23 | 0.98 |  | 18h30 | 0.24 | 1.03 |  | 18h30 | 0.24 | 0.92 |  | 18h30 | 0.18 | 0.84 |  | 18h30 | 0.2 | 0.91 |  | 18h30 | 0.21 | 0.85 |  | 18h30 | 0.33 | 1.24 |  | 18h30 | 0.2 | 1.14 |  | 18h30 | 0.2 | 0.95 |  | 18h30 | 0.15 | 0.98
19h30 | 0.27 | 1.29 | 19h30 | 0.46 | 1.82 | 19h30 | 0.21 | 1.16 | 19h30 | 0.26 | 1.28 | 19h30 | 0.45 | 1.79 | 19h30 | 0.21 | 1.15 | 19h30 | 0.21 | 1.15 | 19h30 | 0.39 | 1.68 | 19h30 | 0.14 | 1.01 | 19h30 | 0.16 | 1.03 | 19h30 | 0.31 | 1.52 | 19h30 | 0.1 | 0.9 | 19h30 | 0.21 | 1.28 | 19h30 | 0.32 | 1.75 | 19h30 | 0.15 | 1.16 | 19h30 | 0.2 | 1.1 |  | 19h30 | 0.36 | 1.56 |  | 19h30 | 0.15 | 0.97 |  | 19h30 | 0.2 | 1.08 |  | 19h30 | 0.35 | 1.53 |  | 19h30 | 0.14 | 0.96 |  | 19h30 | 0.14 | 0.95 |  | 19h30 | 0.28 | 1.4 |  | 19h30 | 0.08 | 0.81 |  | 19h30 | 0.09 | 0.83 |  | 19h30 | 0.21 | 1.23 |  | 19h30 | 0.21 | 1.16 |  | 19h30 | 0.15 | 1.08 |  | 19h30 | 0.21 | 1.49 |  | 19h30 | 0.1 | 0.97
20h30 | 0.13 | 1.17 | 20h30 | 0.36 | 1.85 | 20h30 | 0.13 | 1.08 | 20h30 | 0.13 | 1.17 | 20h30 | 0.34 | 1.81 | 20h30 | 0.12 | 1.08 | 20h30 | 0.09 | 1.02 | 20h30 | 0.27 | 1.66 | 20h30 | 0.07 | 0.92 | 20h30 | 0.06 | 0.91 | 20h30 | 0.18 | 1.46 | 20h30 | 0.04 | 0.81 | 20h30 | 0.1 | 1.18 | 20h30 | 0.21 | 1.77 | 20h30 | 0.06 | 1.09 | 20h30 | 0.09 | 0.96 |  | 20h30 | 0.28 | 1.61 |  | 20h30 | 0.07 | 0.86 |  | 20h30 | 0.08 | 0.96 |  | 20h30 | 0.25 | 1.56 |  | 20h30 | 0.06 | 0.87 |  | 20h30 | 0.04 | 0.8 |  | 20h30 | 0.17 | 1.39 |  | 20h30 | 0.01 | 0.7 |  | 20h30 | 0.01 | 0.68 |  | 20h30 | 0.08 | 1.17 |  | 20h30 | 0.12 | 1.01 |  | 20h30 | 0.03 | 0.96 |  | 20h30 | 0.12 | 1.52 |  | 20h30 | 0 | 0.87
21h30 | 0.13 | 1.19 | 21h30 | 0.27 | 1.59 | 21h30 | 0.12 | 1.13 | 21h30 | 0.13 | 1.21 | 21h30 | 0.26 | 1.58 | 21h30 | 0.12 | 1.14 | 21h30 | 0.08 | 1.04 | 21h30 | 0.19 | 1.44 | 21h30 | 0.06 | 0.97 | 21h30 | 0.04 | 0.92 | 21h30 | 0.14 | 1.27 | 21h30 | 0.02 | 0.85 | 21h30 | 0.11 | 1.21 | 21h30 | 0.19 | 1.56 | 21h30 | 0.09 | 1.15 | 21h30 | 0.07 | 0.98 |  | 21h30 | 0.19 | 1.37 |  | 21h30 | 0.06 | 0.92 |  | 21h30 | 0.07 | 1 |  | 21h30 | 0.18 | 1.35 |  | 21h30 | 0.06 | 0.93 |  | 21h30 | 0.02 | 0.83 |  | 21h30 | 0.13 | 1.2 |  | 21h30 | 0 | 0.75 |  | 21h30 | 0 | 0.71 |  | 21h30 | 0.08 | 1.02 |  | 21h30 | 0.1 | 1.08 |  | 21h30 | 0.04 | 1 |  | 21h30 | 0.11 | 1.33 |  | 21h30 | 0.02 | 0.94
22h30 | 0.13 | 1.19 | 22h30 | 0.21 | 1.44 | 22h30 | 0.12 | 1.14 | 22h30 | 0.13 | 1.21 | 22h30 | 0.2 | 1.44 | 22h30 | 0.12 | 1.16 | 22h30 | 0.08 | 1.04 | 22h30 | 0.14 | 1.3 | 22h30 | 0.06 | 0.98 | 22h30 | 0.04 | 0.92 | 22h30 | 0.09 | 1.15 | 22h30 | 0.02 | 0.86 | 22h30 | 0.12 | 1.22 | 22h30 | 0.17 | 1.43 | 22h30 | 0.1 | 1.17 | 22h30 | 0.07 | 0.99 |  | 22h30 | 0.14 | 1.23 |  | 22h30 | 0.06 | 0.94 |  | 22h30 | 0.07 | 1 |  | 22h30 | 0.13 | 1.23 |  | 22h30 | 0.06 | 0.95 |  | 22h30 | 0.02 | 0.83 |  | 22h30 | 0.08 | 1.07 |  | 22h30 | 0 | 0.77 |  | 22h30 | 0 | 0.71 |  | 22h30 | 0.02 | 0.92 |  | 22h30 | 0.1 | 1.11 |  | 22h30 | 0.04 | 1.01 |  | 22h30 | 0.09 | 1.21 |  | 22h30 | 0.02 | 0.96
23h30 | 0.14 | 1.24 | 23h30 | 0.19 | 1.4 | 23h30 | 0.12 | 1.2 | 23h30 | 0.13 | 1.25 | 23h30 | 0.19 | 1.41 | 23h30 | 0.12 | 1.21 | 23h30 | 0.08 | 1.08 | 23h30 | 0.14 | 1.26 | 23h30 | 0.06 | 1.03 | 23h30 | 0.03 | 0.96 | 23h30 | 0.09 | 1.12 | 23h30 | 0.01 | 0.91 | 23h30 | 0.13 | 1.27 | 23h30 | 0.17 | 1.41 | 23h30 | 0.12 | 1.23 | 23h30 | 0.07 | 1.02 |  | 23h30 | 0.14 | 1.18 |  | 23h30 | 0.05 | 0.98 |  | 23h30 | 0.07 | 1.03 |  | 23h30 | 0.13 | 1.18 |  | 23h30 | 0.05 | 0.99 |  | 23h30 | 0 | 0.86 |  | 23h30 | 0.08 | 1.03 |  | 23h30 | 0 | 0.82 |  | 23h30 | 0 | 0.73 |  | 23h30 | 0.02 | 0.88 |  | 23h30 | 0.08 | 1.14 |  | 23h30 | 0.06 | 1.05 |  | 23h30 | 0.09 | 1.18 |  | 23h30 | 0.04 | 1.01
1998-2002_base_winter_2 | [44 empty] | 1998-2002 Best_case_win_2_data
detached | [8 empty] | terrace | [8 empty] | tfg | [8 empty] | mf | [8 empty] | s-detached | [8 empty] | detached | [11 empty] | terrace | [11 empty] | ftg | [11 empty] | mf | [11 empty] | s-detached
00h30 | 0.23 | 1.15 | 00h30 | 0.02 | 0.6 | 00h30 | 0.25 | 1.35 | 00h30 | 0.22 | 1.12 | 00h30 | 0.02 | 0.56 | 00h30 | 0.23 | 1.31 | 00h30 | 0.17 | 1.03 | 00h30 | 0 | 0.45 | 00h30 | 0.16 | 1.18 | 00h30 | 0.13 | 0.95 | 0h30 | 0 | 0.33 | 00h30 | 0.11 | 1.05 | 00h30 | 0.2 | 1.16 | 0h30 | 0.03 | 0.61 | 00h30 | 0.22 | 1.37 | 00h30 | 0.17 | 1.01 | 0.79286 | 00h30 | 0.06 | 0.87 | 0.79143 | 00h30 | 0.17 | 1.15 | 0.89857 | 00h30 | 0.06 | 0.79 | 0.52714 | 00h30 | 0 | 0.2 | 0.09 | 00h30 | 0.05 | 0.82 | 0.59857 | 00h30 | 0.1 | 0.89 | 0.62857 | 00h30 | 0 | 0.26 | 0.12714 | 00h30 | 0.08 | 0.98 | 0.71 | 00h30 | 0.04 | 0.81 | 0.52286 | 00h30 | 0 | 0.22 | 0.095714 | 00h30 | 0.02 | 0.85 | 0.59143 | 00h30 | 0.15 | 1.02 | 0.79286 | 00h30 | 0 | 0.4 | 0.20286 | 00h30 | 0.14 | 1.17 | 0.89857
01h30 | 0.13 | 0.48 | 01h30 | 0 | 0.22 | 01h30 | 0.12 | 0.51 | 01h30 | 0.13 | 0.47 | 01h30 | 0 | 0.18 | 01h30 | 0.13 | 0.49 | 01h30 | 0.05 | 0.38 | 01h30 | 0 | 0.08 | 01h30 | 0.03 | 0.39 | 01h30 | 0 | 0.33 | 01h30 | 0 | 0.01 | 01h30 | 0 | 0.31 | 01h30 | 0.12 | 0.5 | 01h30 | 0 | 0.23 | 01h30 | 0.13 | 0.54 | 01h30 | 0.06 | 0.32 | 0.11 | 01h30 | 0 | 0.11 | 0.091429 | 01h30 | 0.06 | 0.33 | 0.11143 | 01h30 | 0 | 0.09 | 0.024286 | 01h30 | 0 | 0 | 0 | 01h30 | 0 | 0.07 | 0.021429 | 01h30 | 0 | 0.21 | 0.061429 | 01h30 | 0 | 0 | 0 | 01h30 | 0 | 0.2 | 0.058571 | 01h30 | 0 | 0.14 | 0.04 | 01h30 | 0 | 0 | 0 | 01h30 | 0 | 0.12 | 0.035714 | 01h30 | 0.07 | 0.34 | 0.11714 | 01h30 | 0 | 0.07 | 0.02 | 01h30 | 0.07 | 0.36 | 0.12
02h30 | 0.13 | 0.48 | 02h30 | 0.1 | 0.47 | 02h30 | 0.12 | 0.51 | 02h30 | 0.13 | 0.47 | 02h30 | 0.09 | 0.44 | 02h30 | 0.13 | 0.49 | 02h30 | 0.05 | 0.38 | 02h30 | 0.04 | 0.31 | 02h30 | 0.03 | 0.39 | 02h30 | 0 | 0.33 | 02h30 | 0 | 0.23 | 02h30 | 0 | 0.31 | 02h30 | 0.12 | 0.5 | 02h30 | 0.08 | 0.48 | 02h30 | 0.13 | 0.54 | 02h30 | 0.06 | 0.32 | 0.11 | 02h30 | 0 | 0.11 | 0.091429 | 02h30 | 0.06 | 0.33 | 0.11143 | 02h30 | 0 | 0.09 | 0.024286 | 02h30 | 0 | 0.09 | 0.014286 | 02h30 | 0 | 0.07 | 0.021429 | 02h30 | 0 | 0.21 | 0.061429 | 02h30 | 0 | 0.18 | 0.041429 | 02h30 | 0 | 0.2 | 0.058571 | 02h30 | 0 | 0.14 | 0.04 | 02h30 | 0 | 0.1 | 0.017143 | 02h30 | 0 | 0.12 | 0.035714 | 02h30 | 0.07 | 0.34 | 0.11714 | 02h30 | 0.04 | 0.32 | 0.095714 | 02h30 | 0.07 | 0.36 | 0.12
03h30 | 0.13 | 0.52 | 03h30 | 0.17 | 0.57 | 03h30 | 0.12 | 0.54 | 03h30 | 0.11 | 0.49 | 03h30 | 0.15 | 0.55 | 03h30 | 0.1 | 0.51 | 03h30 | 0.05 | 0.36 | 03h30 | 0.08 | 0.46 | 03h30 | 0.04 | 0.39 | 03h30 | 0 | 0.26 | 03h30 | 0.03 | 0.36 | 03h30 | 0 | 0.27 | 03h30 | 0.11 | 0.53 | 03h30 | 0.15 | 0.58 | 03h30 | 0.11 | 0.55 | 03h30 | 0.07 | 0.36 | 0.14 | 03h30 | 0 | 0.16 | 0.16286 | 03h30 | 0.06 | 0.37 | 0.13857 | 03h30 | 0 | 0.1 | 0.034286 | 03h30 | 0 | 0.16 | 0.04 | 03h30 | 0 | 0.1 | 0.034286 | 03h30 | 0 | 0.21 | 0.068571 | 03h30 | 0.01 | 0.28 | 0.081429 | 03h30 | 0 | 0.22 | 0.07 | 03h30 | 0 | 0.1 | 0.035714 | 03h30 | 0 | 0.17 | 0.044286 | 03h30 | 0 | 0.1 | 0.035714 | 03h30 | 0.06 | 0.37 | 0.13857 | 03h30 | 0.09 | 0.42 | 0.15 | 03h30 | 0.04 | 0.39 | 0.13857
04h30 | 0.16 | 0.56 | 04h30 | 0.21 | 0.67 | 04h30 | 0.15 | 0.54 | 04h30 | 0.14 | 0.53 | 04h30 | 0.2 | 0.63 | 04h30 | 0.12 | 0.51 | 04h30 | 0.08 | 0.41 | 04h30 | 0.14 | 0.56 | 04h30 | 0.07 | 0.39 | 04h30 | 0.03 | 0.3 | 04h30 | 0.09 | 0.46 | 04h30 | 0.02 | 0.28 | 04h30 | 0.15 | 0.57 | 04h30 | 0.2 | 0.67 | 04h30 | 0.14 | 0.55 | 04h30 | 0.11 | 0.39 | 0.17429 | 04h30 | 0.03 | 0.19 | 0.25286 | 04h30 | 0.1 | 0.37 | 0.16714 | 04h30 | 0.02 | 0.14 | 0.055714 | 04h30 | 0.05 | 0.25 | 0.085714 | 04h30 | 0.01 | 0.12 | 0.05 | 04h30 | 0.03 | 0.25 | 0.092857 | 04h30 | 0.07 | 0.38 | 0.13143 | 04h30 | 0.02 | 0.23 | 0.088571 | 04h30 | 0 | 0.13 | 0.048571 | 04h30 | 0.02 | 0.27 | 0.084286 | 04h30 | 0 | 0.11 | 0.045714 | 04h30 | 0.1 | 0.41 | 0.17571 | 04h30 | 0.14 | 0.51 | 0.2 | 04h30 | 0.08 | 0.39 | 0.16714
05h30 | 0.17 | 0.55 | 05h30 | 0.22 | 0.69 | 05h30 | 0.16 | 0.53 | 05h30 | 0.16 | 0.51 | 05h30 | 0.2 | 0.63 | 05h30 | 0.14 | 0.48 | 05h30 | 0.11 | 0.42 | 05h30 | 0.15 | 0.55 | 05h30 | 0.1 | 0.39 | 05h30 | 0.06 | 0.32 | 05h30 | 0.11 | 0.45 | 05h30 | 0.05 | 0.28 | 05h30 | 0.16 | 0.56 | 05h30 | 0.2 | 0.7 | 05h30 | 0.15 | 0.54 | 05h30 | 0.12 | 0.41 | 0.22857 | 05h30 | 0.08 | 0.26 | 0.38143 | 05h30 | 0.12 | 0.39 | 0.22143 | 05h30 | 0.04 | 0.17 | 0.08 | 05h30 | 0.08 | 0.26 | 0.11 | 05h30 | 0.02 | 0.14 | 0.072857 | 05h30 | 0.06 | 0.28 | 0.13 | 05h30 | 0.1 | 0.39 | 0.15429 | 05h30 | 0.04 | 0.25 | 0.12143 | 05h30 | 0 | 0.17 | 0.071429 | 05h30 | 0.04 | 0.29 | 0.10857 | 05h30 | 0 | 0.14 | 0.067143 | 05h30 | 0.12 | 0.42 | 0.23 | 05h30 | 0.15 | 0.55 | 0.24 | 05h30 | 0.11 | 0.4 | 0.22
06h30 | 0.17 | 0.55 | 06h30 | 0.23 | 0.67 | 06h30 | 0.16 | 0.53 | 06h30 | 0.15 | 0.47 | 06h30 | 0.2 | 0.6 | 06h30 | 0.14 | 0.48 | 06h30 | 0.12 | 0.4 | 06h30 | 0.15 | 0.52 | 06h30 | 0.11 | 0.39 | 06h30 | 0.08 | 0.32 | 06h30 | 0.11 | 0.41 | 06h30 | 0.07 | 0.29 | 06h30 | 0.16 | 0.55 | 06h30 | 0.2 | 0.67 | 06h30 | 0.15 | 0.54 | 06h30 | 0.13 | 0.42 | 0.27714 | 06h30 | 0.11 | 0.33 | 0.50286 | 06h30 | 0.13 | 0.39 | 0.26857 | 06h30 | 0.05 | 0.17 | 0.095714 | 06h30 | 0.08 | 0.24 | 0.11857 | 06h30 | 0.05 | 0.16 | 0.092857 | 06h30 | 0.07 | 0.28 | 0.15857 | 06h30 | 0.1 | 0.39 | 0.17571 | 06h30 | 0.07 | 0.26 | 0.15286 | 06h30 | 0.02 | 0.19 | 0.095714 | 06h30 | 0.06 | 0.27 | 0.12 | 06h30 | 0.01 | 0.17 | 0.09 | 06h30 | 0.12 | 0.43 | 0.27857 | 06h30 | 0.16 | 0.55 | 0.27143 | 06h30 | 0.11 | 0.4 | 0.26714
07h30 | 0.47 | 1.54 | 07h30 | 0.53 | 1.68 | 07h30 | 0.45 | 1.52 | 07h30 | 0.41 | 1.41 | 07h30 | 0.48 | 1.57 | 07h30 | 0.37 | 1.41 | 07h30 | 0.31 | 1.29 | 07h30 | 0.4 | 1.48 | 07h30 | 0.31 | 1.25 | 07h30 | 0.3 | 1 | 07h30 | 0.29 | 1.25 | 07h30 | 0.3 | 1.05 | 07h30 | 0.43 | 1.54 | 07h30 | 0.49 | 1.67 | 07h30 | 0.4 | 1.53 | 07h30 | 0.41 | 1.38 | 0.93857 | 07h30 | 0.33 | 1.17 | 1.5429 | 07h30 | 0.4 | 1.34 | 1.1329 | 07h30 | 0.18 | 0.87 | 0.63571 | 07h30 | 0.28 | 1.07 | 0.56714 | 07h30 | 0.21 | 0.85 | 0.77857 | 07h30 | 0.27 | 1.11 | 0.77429 | 07h30 | 0.33 | 1.3 | 0.67429 | 07h30 | 0.25 | 1.06 | 0.94571 | 07h30 | 0.25 | 0.87 | 0.65429 | 07h30 | 0.24 | 1.03 | 0.55143 | 07h30 | 0.26 | 0.89 | 0.79429 | 07h30 | 0.37 | 1.37 | 0.94571 | 07h30 | 0.43 | 1.51 | 0.82857 | 07h30 | 0.35 | 1.34 | 1.1229
08h30 | 0.66 | 2.18 | 08h30 | 0.71 | 2.29 | 08h30 | 0.64 | 2.15 | 08h30 | 0.6 | 2.04 | 08h30 | 0.66 | 2.17 | 08h30 | 0.57 | 2.02 | 08h30 | 0.5 | 1.93 | 08h30 | 0.58 | 2.09 | 08h30 | 0.5 | 1.89 | 08h30 | 0.46 | 1.64 | 08h30 | 0.47 | 1.86 | 08h30 | 0.45 | 1.66 | 08h30 | 0.62 | 2.17 | 08h30 | 0.67 | 2.28 | 08h30 | 0.59 | 2.14 | 08h30 | 0.59 | 1.97 | 1.6943 | 08h30 | 0.45 | 1.62 | 2.1014 | 08h30 | 0.58 | 1.94 | 1.8071 | 08h30 | 0.36 | 1.44 | 1.1786 | 08h30 | 0.44 | 1.61 | 1.2114 | 08h30 | 0.38 | 1.41 | 1.2543 | 08h30 | 0.45 | 1.72 | 1.3957 | 08h30 | 0.5 | 1.87 | 1.3957 | 08h30 | 0.42 | 1.67 | 1.4871 | 08h30 | 0.39 | 1.46 | 1.15 | 08h30 | 0.39 | 1.61 | 1.1586 | 08h30 | 0.39 | 1.46 | 1.2371 | 08h30 | 0.54 | 1.97 | 1.68 | 08h30 | 0.6 | 2.07 | 1.6757 | 08h30 | 0.53 | 1.93 | 1.7771
09h30 | 0.23 | 0.66 | 09h30 | 0.33 | 1.1 | 09h30 | 0.83 | 2.48 | 09h30 | 0.22 | 0.64 | 09h30 | 0.31 | 1.04 | 09h30 | 0.8 | 2.38 | 09h30 | 0.23 | 0.68 | 09h30 | 0.27 | 1 | 09h30 | 0.76 | 2.36 | 09h30 | 0.2 | 0.68 | 09h30 | 0.24 | 0.89 | 09h30 | 0.66 | 2.21 | 09h30 | 0.23 | 0.66 | 09h30 | 0.31 | 1.09 | 09h30 | 0.81 | 2.48 | 09h30 | 0.22 | 0.64 | 1.4071 | 09h30 | 0.58 | 1.81 | 2.4586 | 09h30 | 0.76 | 2.3 | 2.5414 | 09h30 | 0.22 | 0.62 | 1.0343 | 09h30 | 0.22 | 0.73 | 1.1229 | 09h30 | 0.66 | 1.97 | 1.9471 | 09h30 | 0.22 | 0.65 | 1.1857 | 09h30 | 0.23 | 0.85 | 1.2786 | 09h30 | 0.69 | 2.17 | 2.1571 | 09h30 | 0.16 | 0.64 | 0.99 | 09h30 | 0.19 | 0.76 | 1.0857 | 09h30 | 0.57 | 2 | 1.87 | 09h30 | 0.22 | 0.63 | 1.3829 | 09h30 | 0.26 | 0.97 | 1.4943 | 09h30 | 0.74 | 2.3 | 2.5114
10h30 | 0 | 0 | 10h30 | 0 | 0 | 10h30 | 0.82 | 2.38 | 10h30 | 0 | 0 | 10h30 | 0 | 0 | 10h30 | 0.79 | 2.29 | 10h30 | 0 | 0 | 10h30 | 0 | 0 | 10h30 | 0.75 | 2.24 | 10h30 | 0 | 0 | 10h30 | 0 | 0 | 10h30 | 0.67 | 2.1 | 10h30 | 0 | 0 | 10h30 | 0 | 0 | 10h30 | 0.79 | 2.38 | 10h30 | 0 | 0 | 0.97714 | 10h30 | 0.48 | 1.46 | 2.0186 | 10h30 | 0.75 | 2.19 | 2.4629 | 10h30 | 0 | 0 | 0.8 | 10h30 | 0 | 0 | 0.88143 | 10h30 | 0.64 | 1.86 | 1.97 | 10h30 | 0 | 0 | 0.89429 | 10h30 | 0 | 0 | 0.98286 | 10h30 | 0.68 | 2.06 | 2.16 | 10h30 | 0 | 0 | 0.81429 | 10h30 | 0 | 0 | 0.9 | 10h30 | 0.59 | 1.9 | 1.9286 | 10h30 | 0 | 0 | 0.97143 | 10h30 | 0 | 0 | 1.0729 | 10h30 | 0.73 | 2.2 | 2.4343
11h30 | 0 | 0 | 11h30 | 0 | 0 | 11h30 | 0.71 | 2.12 | 11h30 | 0 | 0 | 11h30 | 0 | 0 | 11h30 | 0.68 | 2.03 | 11h30 | 0 | 0 | 11h30 | 0 | 0 | 11h30 | 0.64 | 1.97 | 11h30 | 0 | 0 | 11h30 | 0 | 0 | 11h30 | 0.57 | 1.84 | 11h30 | 0 | 0 | 11h30 | 0 | 0 | 11h30 | 0.69 | 2.12 | 11h30 | 0 | 0 | 0.85 | 11h30 | 0.29 | 1.01 | 1.4243 | 11h30 | 0.65 | 1.94 | 2.15 | 11h30 | 0 | 0 | 0.68714 | 11h30 | 0 | 0 | 0.73571 | 11h30 | 0.54 | 1.61 | 1.7071 | 11h30 | 0 | 0 | 0.77571 | 11h30 | 0 | 0 | 0.82714 | 11h30 | 0.58 | 1.8 | 1.8843 | 11h30 | 0 | 0 | 0.70429 | 11h30 | 0 | 0 | 0.75857 | 11h30 | 0.5 | 1.65 | 1.6857 | 11h30 | 0 | 0 | 0.84714 | 11h30 | 0 | 0 | 0.90286 | 11h30 | 0.63 | 1.94 | 2.1114
12h30 | 0 | 0 | 12h30 | 0 | 0 | 12h30 | 0.63 | 1.88 | 12h30 | 0 | 0 | 12h30 | 0 | 0 | 12h30 | 0.6 | 1.8 | 12h30 | 0 | 0 | 12h30 | 0 | 0 | 12h30 | 0.55 | 1.73 | 12h30 | 0 | 0 | 12h30 | 0 | 0 | 12h30 | 0.49 | 1.6 | 12h30 | 0 | 0 | 12h30 | 0 | 0 | 12h30 | 0.6 | 1.88 | 12h30 | 0 | 0 | 0.78714 | 12h30 | 0.21 | 0.81 | 1.18 | 12h30 | 0.57 | 1.72 | 1.95 | 12h30 | 0 | 0 | 0.63286 | 12h30 | 0 | 0 | 0.66429 | 12h30 | 0.47 | 1.4 | 1.5343 | 12h30 | 0 | 0 | 0.71429 | 12h30 | 0 | 0 | 0.74714 | 12h30 | 0.49 | 1.57 | 1.6914 | 12h30 | 0 | 0 | 0.64857 | 12h30 | 0 | 0 | 0.68429 | 12h30 | 0.43 | 1.43 | 1.5143 | 12h30 | 0 | 0 | 0.78714 | 12h30 | 0 | 0 | 0.82 | 12h30 | 0.54 | 1.72 | 1.9043
13h30 | 0.39 | 1.27 | 13h30 | 0 | 0 | 13h30 | 0.56 | 1.68 | 13h30 | 0.4 | 1.27 | 13h30 | 0 | 0 | 13h30 | 0.53 | 1.59 | 13h30 | 0.39 | 1.24 | 13h30 | 0 | 0 | 13h30 | 0.48 | 1.52 | 13h30 | 0.38 | 1.2 | 13h30 | 0 | 0 | 13h30 | 0.43 | 1.4 | 13h30 | 0.39 | 1.27 | 13h30 | 0 | 0 | 13h30 | 0.53 | 1.67 | 13h30 | 0.36 | 1.14 | 1.5629 | 13h30 | 0.12 | 0.55 | 0.95429 | 13h30 | 0.51 | 1.53 | 1.7914 | 13h30 | 0.32 | 1.03 | 1.2757 | 13h30 | 0 | 0 | 0.61714 | 13h30 | 0.41 | 1.24 | 1.3971 | 13h30 | 0.35 | 1.12 | 1.41 | 13h30 | 0 | 0 | 0.69857 | 13h30 | 0.43 | 1.37 | 1.5371 | 13h30 | 0.31 | 1.06 | 1.29 | 13h30 | 0 | 0 | 0.63714 | 13h30 | 0.37 | 1.25 | 1.3729 | 13h30 | 0.37 | 1.16 | 1.5314 | 13h30 | 0 | 0 | 0.77143 | 13h30 | 0.48 | 1.52 | 1.7343
14h30 | 0.83 | 2.37 | 14h30 | 0 | 0 | 14h30 | 0.51 | 1.55 | 14h30 | 0.8 | 2.28 | 14h30 | 0 | 0 | 14h30 | 0.48 | 1.46 | 14h30 | 0.76 | 2.22 | 14h30 | 0 | 0 | 14h30 | 0.43 | 1.39 | 14h30 | 0.69 | 2.08 | 14h30 | 0 | 0 | 14h30 | 0.38 | 1.27 | 14h30 | 0.8 | 2.36 | 14h30 | 0 | 0 | 14h30 | 0.49 | 1.54 | 14h30 | 0.77 | 2.17 | 2.2043 | 14h30 | 0.12 | 0.55 | 0.94571 | 14h30 | 0.47 | 1.41 | 1.6586 | 14h30 | 0.65 | 1.84 | 1.7543 | 14h30 | 0 | 0 | 0.57714 | 14h30 | 0.37 | 1.13 | 1.2871 | 14h30 | 0.68 | 2.02 | 1.9171 | 14h30 | 0 | 0 | 0.65143 | 14h30 | 0.39 | 1.25 | 1.4114 | 14h30 | 0.6 | 1.86 | 1.7229 | 14h30 | 0 | 0 | 0.59429 | 14h30 | 0.33 | 1.13 | 1.2614 | 14h30 | 0.74 | 2.16 | 2.1214 | 14h30 | 0 | 0 | 0.72571 | 14h30 | 0.44 | 1.4 | 1.6043
15h30 | 0.98 | 2.68 | 15h30 | 0 | 0 | 15h30 | 0.49 | 1.49 | 15h30 | 0.91 | 2.49 | 15h30 | 0 | 0 | 15h30 | 0.46 | 1.4 | 15h30 | 0.84 | 2.43 | 15h30 | 0 | 0 | 15h30 | 0.41 | 1.32 | 15h30 | 0.73 | 2.22 | 15h30 | 0 | 0 | 15h30 | 0.36 | 1.21 | 15h30 | 0.93 | 2.64 | 15h30 | 0 | 0 | 15h30 | 0.46 | 1.48 | 15h30 | 0.91 | 2.51 | 2.4086 | 15h30 | 0.12 | 0.61 | 0.84857 | 15h30 | 0.44 | 1.35 | 1.6129 | 15h30 | 0.75 | 2.04 | 1.8929 | 15h30 | 0 | 0 | 0.55429 | 15h30 | 0.35 | 1.07 | 1.2443 | 15h30 | 0.77 | 2.25 | 2.0457 | 15h30 | 0 | 0 | 0.62 | 15h30 | 0.36 | 1.18 | 1.3643 | 15h30 | 0.67 | 2.03 | 1.8114 | 15h30 | 0 | 0 | 0.56571 | 15h30 | 0.31 | 1.07 | 1.2186 | 15h30 | 0.85 | 2.46 | 2.3029 | 15h30 | 0 | 0 | 0.69571 | 15h30 | 0.42 | 1.34 | 1.5643
16h30 | 0.73 | 2.09 | 16h30 | 0 | 0 | 16h30 | 0.47 | 1.43 | 16h30 | 0.68 | 1.96 | 16h30 | 0 | 0 | 16h30 | 0.44 | 1.35 | 16h30 | 0.63 | 1.91 | 16h30 | 0 | 0 | 16h30 | 0.38 | 1.26 | 16h30 | 0.56 | 1.76 | 16h30 | 0 | 0 | 16h30 | 0.34 | 1.15 | 16h30 | 0.69 | 2.07 | 16h30 | 0 | 0 | 16h30 | 0.44 | 1.43 | 16h30 | 0.68 | 1.94 | 2.1143 | 16h30 | 0.14 | 0.67 | 0.88714 | 16h30 | 0.42 | 1.3 | 1.6557 | 16h30 | 0.56 | 1.59 | 1.6757 | 16h30 | 0 | 0 | 0.54714 | 16h30 | 0.33 | 1.03 | 1.2843 | 16h30 | 0.57 | 1.75 | 1.82 | 16h30 | 0 | 0 | 0.61286 | 16h30 | 0.34 | 1.13 | 1.3986 | 16h30 | 0.51 | 1.59 | 1.6271 | 16h30 | 0 | 0 | 0.55714 | 16h30 | 0.29 | 1.02 | 1.25 | 16h30 | 0.63 | 1.92 | 2.0543 | 16h30 | 0 | 0 | 0.69 | 16h30 | 0.4 | 1.29 | 1.6171
17h30 | 0.61 | 1.79 | 17h30 | 0 | 0 | 17h30 | 0.45 | 1.39 | 17h30 | 0.57 | 1.69 | 17h30 | 0 | 0 | 17h30 | 0.43 | 1.31 | 17h30 | 0.52 | 1.63 | 17h30 | 0 | 0 | 17h30 | 0.37 | 1.22 | 17h30 | 0.47 | 1.51 | 17h30 | 0 | 0 | 17h30 | 0.33 | 1.11 | 17h30 | 0.58 | 1.78 | 17h30 | 0 | 0 | 17h30 | 0.43 | 1.39 | 17h30 | 0.56 | 1.65 | 2.0014 | 17h30 | 0.15 | 0.7 | 0.94714 | 17h30 | 0.41 | 1.26 | 1.7129 | 17h30 | 0.46 | 1.35 | 1.59 | 17h30 | 0 | 0 | 0.54286 | 17h30 | 0.32 | 1 | 1.3314 | 17h30 | 0.47 | 1.49 | 1.7286 | 17h30 | 0 | 0 | 0.60429 | 17h30 | 0.33 | 1.09 | 1.45 | 17h30 | 0.42 | 1.35 | 1.5571 | 17h30 | 0 | 0 | 0.54857 | 17h30 | 0.28 | 0.98 | 1.2986 | 17h30 | 0.53 | 1.64 | 1.9629 | 17h30 | 0 | 0 | 0.68429 | 17h30 | 0.39 | 1.26 | 1.6843
18h30 | 0.56 | 1.67 | 18h30 | 0.52 | 1.44 | 18h30 | 0.46 | 1.41 | 18h30 | 0.53 | 1.59 | 18h30 | 0.47 | 1.32 | 18h30 | 0.43 | 1.34 | 18h30 | 0.48 | 1.52 | 18h30 | 0.43 | 1.27 | 18h30 | 0.38 | 1.24 | 18h30 | 0.43 | 1.4 | 18h30 | 0.35 | 1.14 | 18h30 | 0.33 | 1.13 | 18h30 | 0.54 | 1.67 | 18h30 | 0.48 | 1.41 | 18h30 | 0.44 | 1.41 | 18h30 | 0.51 | 1.53 | 1.94 | 18h30 | 0.21 | 0.87 | 1.0714 | 18h30 | 0.41 | 1.28 | 1.7471 | 18h30 | 0.42 | 1.25 | 1.5486 | 18h30 | 0.4 | 1.11 | 1.4143 | 18h30 | 0.33 | 1.01 | 1.3686 | 18h30 | 0.43 | 1.37 | 1.68 | 18h30 | 0.41 | 1.22 | 1.5586 | 18h30 | 0.33 | 1.1 | 1.4829 | 18h30 | 0.38 | 1.25 | 1.5157 | 18h30 | 0.35 | 1.07 | 1.4371 | 18h30 | 0.29 | 0.99 | 1.3343 | 18h30 | 0.49 | 1.52 | 1.9186 | 18h30 | 0.46 | 1.33 | 1.6829 | 18h30 | 0.39 | 1.27 | 1.7257
19h30 | 0.34 | 1.33 | 19h30 | 0.79 | 2.35 | 19h30 | 0.27 | 1.15 | 19h30 | 0.31 | 1.26 | 19h30 | 0.72 | 2.17 | 19h30 | 0.24 | 1.08 | 19h30 | 0.26 | 1.17 | 19h30 | 0.65 | 2.12 | 19h30 | 0.18 | 0.97 | 19h30 | 0.21 | 1.06 | 19h30 | 0.54 | 1.92 | 19h30 | 0.14 | 0.87 | 19h30 | 0.32 | 1.33 | 19h30 | 0.73 | 2.3 | 19h30 | 0.25 | 1.15 | 19h30 | 0.29 | 1.19 | 1.44 | 19h30 | 0.08 | 0.79 | 0.81571 | 19h30 | 0.22 | 1.01 | 1.3029 | 19h30 | 0.2 | 0.91 | 1.0586 | 19h30 | 0.57 | 1.77 | 1.6843 | 19h30 | 0.13 | 0.74 | 0.92714 | 19h30 | 0.21 | 1.02 | 1.1871 | 19h30 | 0.6 | 1.96 | 1.8714 | 19h30 | 0.14 | 0.83 | 1.0414 | 19h30 | 0.16 | 0.91 | 1.0343 | 19h30 | 0.5 | 1.74 | 1.6629 | 19h30 | 0.09 | 0.73 | 0.90571 | 19h30 | 0.27 | 1.18 | 1.4314 | 19h30 | 0.67 | 2.13 | 2.0886 | 19h30 | 0.2 | 1.01 | 1.2986
20h30 | 0.19 | 0.98 | 20h30 | 0.62 | 2.27 | 20h30 | 0.2 | 1.03 | 20h30 | 0.18 | 0.91 | 20h30 | 0.57 | 2.15 | 20h30 | 0.17 | 0.96 | 20h30 | 0.14 | 0.83 | 20h30 | 0.53 | 2.13 | 20h30 | 0.11 | 0.87 | 20h30 | 0.11 | 0.76 | 20h30 | 0.47 | 1.97 | 20h30 | 0.08 | 0.76 | 20h30 | 0.18 | 0.98 | 20h30 | 0.58 | 2.25 | 20h30 | 0.18 | 1.03 | 20h30 | 0.16 | 0.84 | 1.0129 | 20h30 | 0.02 | 0.64 | 0.64 | 20h30 | 0.14 | 0.89 | 0.96714 | 20h30 | 0.1 | 0.66 | 0.67857 | 20h30 | 0.41 | 1.72 | 1.4157 | 20h30 | 0.07 | 0.6 | 0.63 | 20h30 | 0.11 | 0.74 | 0.79286 | 20h30 | 0.45 | 1.93 | 1.58 | 20h30 | 0.08 | 0.71 | 0.73857 | 20h30 | 0.08 | 0.66 | 0.66286 | 20h30 | 0.37 | 1.76 | 1.3386 | 20h30 | 0.06 | 0.6 | 0.61571 | 20h30 | 0.15 | 0.84 | 1.0043 | 20h30 | 0.52 | 2.07 | 1.8771 | 20h30 | 0.12 | 0.9 | 0.96143
21h30 | 0.11 | 0.91 | 21h30 | 0.36 | 1.64 | 21h30 | 0.1 | 0.92 | 21h30 | 0.09 | 0.85 | 21h30 | 0.33 | 1.56 | 21h30 | 0.08 | 0.85 | 21h30 | 0.04 | 0.75 | 21h30 | 0.3 | 1.52 | 21h30 | 0.02 | 0.74 | 21h30 | 0.01 | 0.67 | 21h30 | 0.27 | 1.4 | 21h30 | 0 | 0.64 | 21h30 | 0.1 | 0.91 | 21h30 | 0.34 | 1.63 | 21h30 | 0.08 | 0.92 | 21h30 | 0.07 | 0.78 | 0.94857 | 21h30 | 0 | 0.68 | 0.73429 | 21h30 | 0.05 | 0.78 | 0.90857 | 21h30 | 0 | 0.56 | 0.62 | 21h30 | 0.24 | 1.19 | 1.0914 | 21h30 | 0 | 0.49 | 0.57714 | 21h30 | 0 | 0.64 | 0.73 | 21h30 | 0.27 | 1.35 | 1.2429 | 21h30 | 0 | 0.6 | 0.69 | 21h30 | 0 | 0.55 | 0.61143 | 21h30 | 0.22 | 1.22 | 1.06 | 21h30 | 0 | 0.49 | 0.57286 | 21h30 | 0.06 | 0.78 | 0.95143 | 21h30 | 0.3 | 1.47 | 1.4814 | 21h30 | 0.03 | 0.78 | 0.90714
22h30 | 0.11 | 0.87 | 22h30 | 0.21 | 1.33 | 22h30 | 0.1 | 0.92 | 22h30 | 0.09 | 0.82 | 22h30 | 0.19 | 1.26 | 22h30 | 0.08 | 0.85 | 22h30 | 0.04 | 0.75 | 22h30 | 0.15 | 1.21 | 22h30 | 0.02 | 0.74 | 22h30 | 0.01 | 0.67 | 22h30 | 0.12 | 1.11 | 22h30 | 0 | 0.64 | 22h30 | 0.1 | 0.88 | 22h30 | 0.19 | 1.32 | 22h30 | 0.08 | 0.92 | 22h30 | 0.07 | 0.78 | 0.93857 | 22h30 | 0 | 0.72 | 0.80286 | 22h30 | 0.05 | 0.78 | 0.90714 | 22h30 | 0 | 0.56 | 0.61143 | 22h30 | 0.09 | 0.91 | 0.85286 | 22h30 | 0 | 0.49 | 0.57714 | 22h30 | 0 | 0.64 | 0.72 | 22h30 | 0.11 | 1.05 | 1 | 22h30 | 0 | 0.6 | 0.69143 | 22h30 | 0 | 0.55 | 0.60714 | 22h30 | 0.07 | 0.94 | 0.84143 | 22h30 | 0 | 0.49 | 0.57429 | 22h30 | 0.06 | 0.78 | 0.94 | 22h30 | 0.15 | 1.17 | 1.2329 | 22h30 | 0.03 | 0.78 | 0.90714
23h30 | 0.05 | 0.84 | 23h30 | 0.21 | 1.15 | 23h30 | 0.03 | 0.82 | 23h30 | 0.03 | 0.8 | 23h30 | 0.19 | 1.09 | 23h30 | 0 | 0.76 | 23h30 | 0 | 0.7 | 23h30 | 0.15 | 1.02 | 23h30 | 0 | 0.65 | 23h30 | 0 | 0.61 | 23h30 | 0.12 | 0.93 | 23h30 | 0 | 0.55 | 23h30 | 0.04 | 0.85 | 23h30 | 0.19 | 1.15 | 23h30 | 0.01 | 0.83 | 23h30 | 0 | 0.73 | 0.90143 | 23h30 | 0 | 0.75 | 0.85143 | 23h30 | 0 | 0.68 | 0.86714 | 23h30 | 0 | 0.47 | 0.58 | 23h30 | 0.09 | 0.78 | 0.78429 | 23h30 | 0 | 0.41 | 0.54714 | 23h30 | 0 | 0.56 | 0.69571 | 23h30 | 0.11 | 0.87 | 0.91429 | 23h30 | 0 | 0.5 | 0.66 | 23h30 | 0 | 0.46 | 0.57857 | 23h30 | 0.07 | 0.79 | 0.77143 | 23h30 | 0 | 0.4 | 0.54143 | 23h30 | 0 | 0.73 | 0.90714 | 23h30 | 0.15 | 1 | 1.1486 | 23h30 | 0 | 0.68 | 0.87429
00h30 | 0.05 | 0.84 | 00h30 | 0 | 0.1 | 00h30 | 0.03 | 0.82 | 00h30 | 0.03 | 0.8 | 00h30 | 0 | 0.1 | 00h30 | 0 | 0.76 | 00h30 | 0 | 0.7 | 00h30 | 0 | 0.06 | 00h30 | 0 | 0.65 | 00h30 | 0 | 0.61 | 00h30 | 0 | 0.04 | 00h30 | 0 | 0.55 | 00h30 | 0.04 | 0.84 | 00h30 | 0 | 0.11 | 00h30 | 0.01 | 0.83 | 00h30 | 0 | 0.73 |  | 00h30 | 0 | 0.65 |  | 00h30 | 0 | 0.68 |  | 00h30 | 0 | 0.47 |  | 00h30 | 0 | 0 |  | 00h30 | 0 | 0.41 |  | 00h30 | 0 | 0.56 |  | 00h30 | 0 | 0 |  | 00h30 | 0 | 0.5 |  | 00h30 | 0 | 0.46 |  | 00h30 | 0 | 0 |  | 00h30 | 0 | 0.4 |  | 00h30 | 0 | 0.73 |  | 00h30 | 0 | 0.05 |  | 00h30 | 0 | 0.68
01h30 | 0 | 0 | 01h30 | 0 | 0 | 01h30 | 0 | 0 | 01h30 | 0 | 0 | 01h30 | 0 | 0 | 01h30 | 0 | 0 | 01h30 | 0 | 0 | 01h30 | 0 | 0 | 01h30 | 0 | 0 | 01h30 | 0 | 0 | 01h30 | 0 | 0 | 01h30 | 0 | 0 | 01h30 | 0 | 0 | 01h30 | 0 | 0 | 01h30 | 0 | 0 | 01h30 | 0 | 0 |  | 01h30 | 0 | 0 |  | 01h30 | 0 | 0 |  | 01h30 | 0 | 0 |  | 01h30 | 0 | 0 |  | 01h30 | 0 | 0 |  | 01h30 | 0 | 0 |  | 01h30 | 0 | 0 |  | 01h30 | 0 | 0 |  | 01h30 | 0 | 0 |  | 01h30 | 0 | 0 |  | 01h30 | 0 | 0 |  | 01h30 | 0 | 0 |  | 01h30 | 0 | 0 |  | 01h30 | 0 | 0
02h30 | 0 | 0 | 02h30 | 0 | 0 | 02h30 | 0 | 0 | 02h30 | 0 | 0 | 02h30 | 0 | 0 | 02h30 | 0 | 0 | 02h30 | 0 | 0 | 02h30 | 0 | 0 | 02h30 | 0 | 0 | 02h30 | 0 | 0 | 02h30 | 0 | 0 | 02h30 | 0 | 0 | 02h30 | 0 | 0 | 02h30 | 0 | 0 | 02h30 | 0 | 0 | 02h30 | 0 | 0 |  | 02h30 | 0 | 0 |  | 02h30 | 0 | 0 |  | 02h30 | 0 | 0 |  | 02h30 | 0 | 0 |  | 02h30 | 0 | 0 |  | 02h30 | 0 | 0 |  | 02h30 | 0 | 0 |  | 02h30 | 0 | 0 |  | 02h30 | 0 | 0 |  | 02h30 | 0 | 0 |  | 02h30 | 0 | 0 |  | 02h30 | 0 | 0 |  | 02h30 | 0 | 0 |  | 02h30 | 0 | 0
03h30 | 0 | 0 | 03h30 | 0 | 0 | 03h30 | 0 | 0 | 03h30 | 0 | 0 | 03h30 | 0 | 0 | 03h30 | 0 | 0 | 03h30 | 0 | 0 | 03h30 | 0 | 0 | 03h30 | 0 | 0 | 03h30 | 0 | 0 | 03h30 | 0 | 0 | 03h30 | 0 | 0 | 03h30 | 0 | 0 | 03h30 | 0 | 0 | 03h30 | 0 | 0 | 03h30 | 0 | 0 |  | 03h30 | 0 | 0 |  | 03h30 | 0 | 0 |  | 03h30 | 0 | 0 |  | 03h30 | 0 | 0 |  | 03h30 | 0 | 0 |  | 03h30 | 0 | 0 |  | 03h30 | 0 | 0 |  | 03h30 | 0 | 0 |  | 03h30 | 0 | 0 |  | 03h30 | 0 | 0 |  | 03h30 | 0 | 0 |  | 03h30 | 0 | 0 |  | 03h30 | 0 | 0 |  | 03h30 | 0 | 0
04h30 | 0 | 0 | 04h30 | 0 | 0 | 04h30 | 0 | 0 | 04h30 | 0 | 0 | 04h30 | 0 | 0 | 04h30 | 0 | 0 | 04h30 | 0 | 0 | 04h30 | 0 | 0 | 04h30 | 0 | 0 | 04h30 | 0 | 0 | 04h30 | 0 | 0 | 04h30 | 0 | 0 | 04h30 | 0 | 0 | 04h30 | 0 | 0 | 04h30 | 0 | 0 | 04h30 | 0 | 0 |  | 04h30 | 0 | 0 |  | 04h30 | 0 | 0 |  | 04h30 | 0 | 0 |  | 04h30 | 0 | 0 |  | 04h30 | 0 | 0 |  | 04h30 | 0 | 0 |  | 04h30 | 0 | 0 |  | 04h30 | 0 | 0 |  | 04h30 | 0 | 0 |  | 04h30 | 0 | 0 |  | 04h30 | 0 | 0 |  | 04h30 | 0 | 0 |  | 04h30 | 0 | 0 |  | 04h30 | 0 | 0
05h30 | 0 | 0 | 05h30 | 0 | 0 | 05h30 | 0 | 0 | 05h30 | 0 | 0 | 05h30 | 0 | 0 | 05h30 | 0 | 0 | 05h30 | 0 | 0 | 05h30 | 0 | 0 | 05h30 | 0 | 0 | 05h30 | 0 | 0 | 05h30 | 0 | 0 | 05h30 | 0 | 0 | 05h30 | 0 | 0 | 05h30 | 0 | 0 | 05h30 | 0 | 0 | 05h30 | 0 | 0 |  | 05h30 | 0.01 | 0.09 |  | 05h30 | 0 | 0 |  | 05h30 | 0 | 0 |  | 05h30 | 0 | 0 |  | 05h30 | 0 | 0 |  | 05h30 | 0 | 0 |  | 05h30 | 0 | 0 |  | 05h30 | 0 | 0 |  | 05h30 | 0 | 0 |  | 05h30 | 0 | 0 |  | 05h30 | 0 | 0 |  | 05h30 | 0 | 0 |  | 05h30 | 0 | 0 |  | 05h30 | 0 | 0
06h30 | 0 | 0 | 06h30 | 0 | 0 | 06h30 | 0 | 0 | 06h30 | 0 | 0 | 06h30 | 0 | 0 | 06h30 | 0 | 0 | 06h30 | 0 | 0 | 06h30 | 0 | 0 | 06h30 | 0 | 0 | 06h30 | 0 | 0 | 06h30 | 0 | 0 | 06h30 | 0 | 0 | 06h30 | 0 | 0 | 06h30 | 0 | 0 | 06h30 | 0 | 0 | 06h30 | 0 | 0 |  | 06h30 | 0.05 | 0.21 |  | 06h30 | 0 | 0 |  | 06h30 | 0 | 0 |  | 06h30 | 0 | 0 |  | 06h30 | 0 | 0 |  | 06h30 | 0 | 0 |  | 06h30 | 0 | 0 |  | 06h30 | 0 | 0 |  | 06h30 | 0 | 0 |  | 06h30 | 0 | 0 |  | 06h30 | 0 | 0 |  | 06h30 | 0 | 0 |  | 06h30 | 0 | 0 |  | 06h30 | 0 | 0
07h30 | 0.15 | 0.46 | 07h30 | 0.13 | 0.64 | 07h30 | 0.15 | 0.49 | 07h30 | 0.15 | 0.53 | 07h30 | 0.15 | 0.58 | 07h30 | 0.15 | 0.54 | 07h30 | 0.13 | 0.54 | 07h30 | 0.14 | 0.56 | 07h30 | 0.12 | 0.54 | 07h30 | 0.11 | 0.51 | 07h30 | 0.13 | 0.52 | 07h30 | 0.1 | 0.5 | 07h30 | 0.16 | 0.48 | 07h30 | 0.15 | 0.64 | 07h30 | 0.15 | 0.5 | 07h30 | 0.08 | 0.53 |  | 07h30 | 0.17 | 0.89 |  | 07h30 | 0.08 | 0.48 |  | 07h30 | 0.05 | 0.36 |  | 07h30 | 0.03 | 0.43 |  | 07h30 | 0.05 | 0.33 |  | 07h30 | 0.08 | 0.41 |  | 07h30 | 0.08 | 0.47 |  | 07h30 | 0.07 | 0.4 |  | 07h30 | 0.05 | 0.37 |  | 07h30 | 0.07 | 0.4 |  | 07h30 | 0.05 | 0.36 |  | 07h30 | 0.09 | 0.53 |  | 07h30 | 0.09 | 0.6 |  | 07h30 | 0.1 | 0.48
08h30 | 0.28 | 0.99 | 08h30 | 0.29 | 1.19 | 08h30 | 0.26 | 0.99 | 08h30 | 0.25 | 0.98 | 08h30 | 0.28 | 1.09 | 08h30 | 0.24 | 0.96 | 08h30 | 0.18 | 0.9 | 08h30 | 0.22 | 1 | 08h30 | 0.16 | 0.87 | 08h30 | 0.12 | 0.79 | 08h30 | 0.18 | 0.89 | 08h30 | 0.1 | 0.76 | 08h30 | 0.26 | 0.99 | 08h30 | 0.29 | 1.19 | 08h30 | 0.25 | 0.99 | 08h30 | 0.19 | 0.93 |  | 08h30 | 0.3 | 1.31 |  | 08h30 | 0.18 | 0.88 |  | 08h30 | 0.08 | 0.6 |  | 08h30 | 0.1 | 0.74 |  | 08h30 | 0.07 | 0.55 |  | 08h30 | 0.1 | 0.7 |  | 08h30 | 0.14 | 0.82 |  | 08h30 | 0.09 | 0.68 |  | 08h30 | 0.05 | 0.59 |  | 08h30 | 0.09 | 0.7 |  | 08h30 | 0.05 | 0.55 |  | 08h30 | 0.18 | 0.93 |  | 08h30 | 0.21 | 1.06 |  | 08h30 | 0.17 | 0.87
09h30 | 0.12 | 0.52 | 09h30 | 0.16 | 0.55 | 09h30 | 0.49 | 1.62 | 09h30 | 0.1 | 0.45 | 09h30 | 0.13 | 0.52 | 09h30 | 0.44 | 1.48 | 09h30 | 0.05 | 0.36 | 09h30 | 0.08 | 0.44 | 09h30 | 0.35 | 1.29 | 09h30 | 0.01 | 0.28 | 09h30 | 0.05 | 0.38 | 09h30 | 0.27 | 1.12 | 09h30 | 0.11 | 0.52 | 09h30 | 0.14 | 0.54 | 09h30 | 0.46 | 1.61 | 09h30 | 0.11 | 0.41 |  | 09h30 | 0.56 | 1.69 |  | 09h30 | 0.45 | 1.42 |  | 09h30 | 0.03 | 0.24 |  | 09h30 | 0.07 | 0.31 |  | 09h30 | 0.28 | 1.03 |  | 09h30 | 0.02 | 0.29 |  | 09h30 | 0.06 | 0.35 |  | 09h30 | 0.28 | 1.14 |  | 09h30 | 0 | 0.21 |  | 09h30 | 0.02 | 0.3 |  | 09h30 | 0.21 | 0.96 |  | 09h30 | 0.09 | 0.4 |  | 09h30 | 0.12 | 0.46 |  | 09h30 | 0.41 | 1.42
10h30 | 0 | 0 | 10h30 | 0 | 0 | 10h30 | 0.52 | 1.55 | 10h30 | 0 | 0 | 10h30 | 0 | 0 | 10h30 | 0.49 | 1.45 | 10h30 | 0 | 0 | 10h30 | 0 | 0 | 10h30 | 0.41 | 1.31 | 10h30 | 0 | 0 | 10h30 | 0 | 0 | 10h30 | 0.35 | 1.18 | 10h30 | 0 | 0 | 10h30 | 0 | 0 | 10h30 | 0.49 | 1.54 | 10h30 | 0 | 0 |  | 10h30 | 0.47 | 1.39 |  | 10h30 | 0.48 | 1.39 |  | 10h30 | 0 | 0 |  | 10h30 | 0 | 0 |  | 10h30 | 0.36 | 1.08 |  | 10h30 | 0 | 0 |  | 10h30 | 0 | 0 |  | 10h30 | 0.36 | 1.17 |  | 10h30 | 0 | 0 |  | 10h30 | 0 | 0 |  | 10h30 | 0.29 | 1.04 |  | 10h30 | 0 | 0 |  | 10h30 | 0 | 0 |  | 10h30 | 0.45 | 1.39
11h30 | 0 | 0 | 11h30 | 0 | 0 | 11h30 | 0.44 | 1.33 | 11h30 | 0 | 0 | 11h30 | 0 | 0 | 11h30 | 0.41 | 1.25 | 11h30 | 0 | 0 | 11h30 | 0 | 0 | 11h30 | 0.35 | 1.13 | 11h30 | 0 | 0 | 11h30 | 0 | 0 | 11h30 | 0.3 | 1.03 | 11h30 | 0 | 0 | 11h30 | 0 | 0 | 11h30 | 0.42 | 1.32 | 11h30 | 0 | 0 |  | 11h30 | 0.34 | 1.09 |  | 11h30 | 0.4 | 1.19 |  | 11h30 | 0 | 0 |  | 11h30 | 0 | 0 |  | 11h30 | 0.3 | 0.93 |  | 11h30 | 0 | 0 |  | 11h30 | 0 | 0 |  | 11h30 | 0.31 | 1.01 |  | 11h30 | 0 | 0 |  | 11h30 | 0 | 0 |  | 11h30 | 0.25 | 0.9 |  | 11h30 | 0 | 0 |  | 11h30 | 0 | 0 |  | 11h30 | 0.37 | 1.19
12h30 | 0 | 0 | 12h30 | 0 | 0 | 12h30 | 0.39 | 1.18 | 12h30 | 0 | 0 | 12h30 | 0 | 0 | 12h30 | 0.36 | 1.12 | 12h30 | 0 | 0 | 12h30 | 0 | 0 | 12h30 | 0.31 | 1.01 | 12h30 | 0 | 0 | 12h30 | 0 | 0 | 12h30 | 0.27 | 0.92 | 12h30 | 0 | 0 | 12h30 | 0 | 0 | 12h30 | 0.35 | 1.18 | 12h30 | 0 | 0 |  | 12h30 | 0.32 | 1.06 |  | 12h30 | 0.35 | 1.05 |  | 12h30 | 0 | 0 |  | 12h30 | 0 | 0 |  | 12h30 | 0.26 | 0.82 |  | 12h30 | 0 | 0 |  | 12h30 | 0 | 0 |  | 12h30 | 0.26 | 0.89 |  | 12h30 | 0 | 0 |  | 12h30 | 0 | 0 |  | 12h30 | 0.22 | 0.79 |  | 12h30 | 0 | 0 |  | 12h30 | 0 | 0 |  | 12h30 | 0.31 | 1.05
13h30 | 0.23 | 0.73 | 13h30 | 0 | 0 | 13h30 | 0.34 | 1.07 | 13h30 | 0.23 | 0.75 | 13h30 | 0 | 0 | 13h30 | 0.32 | 1.01 | 13h30 | 0.22 | 0.74 | 13h30 | 0 | 0 | 13h30 | 0.26 | 0.9 | 13h30 | 0.21 | 0.71 | 13h30 | 0 | 0 | 13h30 | 0.23 | 0.82 | 13h30 | 0.22 | 0.73 | 13h30 | 0 | 0 | 13h30 | 0.29 | 1.06 | 13h30 | 0.23 | 0.67 |  | 13h30 | 0.33 | 1.11 |  | 13h30 | 0.3 | 0.94 |  | 13h30 | 0.17 | 0.52 |  | 13h30 | 0 | 0 |  | 13h30 | 0.22 | 0.72 |  | 13h30 | 0.18 | 0.63 |  | 13h30 | 0 | 0 |  | 13h30 | 0.22 | 0.78 |  | 13h30 | 0.16 | 0.58 |  | 13h30 | 0 | 0 |  | 13h30 | 0.18 | 0.7 |  | 13h30 | 0.2 | 0.67 |  | 13h30 | 0 | 0 |  | 13h30 | 0.25 | 0.94
14h30 | 0.46 | 1.37 | 14h30 | 0 | 0 | 14h30 | 0.29 | 0.98 | 14h30 | 0.43 | 1.34 | 14h30 | 0 | 0 | 14h30 | 0.27 | 0.93 | 14h30 | 0.39 | 1.25 | 14h30 | 0 | 0 | 14h30 | 0.22 | 0.82 | 14h30 | 0.34 | 1.16 | 14h30 | 0 | 0 | 14h30 | 0.19 | 0.75 | 14h30 | 0.41 | 1.37 | 14h30 | 0 | 0 | 14h30 | 0.25 | 0.98 | 14h30 | 0.43 | 1.24 |  | 14h30 | 0.32 | 1.12 |  | 14h30 | 0.25 | 0.86 |  | 14h30 | 0.31 | 0.95 |  | 14h30 | 0 | 0 |  | 14h30 | 0.18 | 0.65 |  | 14h30 | 0.32 | 1.08 |  | 14h30 | 0 | 0 |  | 14h30 | 0.18 | 0.7 |  | 14h30 | 0.27 | 0.97 |  | 14h30 | 0 | 0 |  | 14h30 | 0.15 | 0.63 |  | 14h30 | 0.37 | 1.23 |  | 14h30 | 0 | 0 |  | 14h30 | 0.21 | 0.86
15h30 | 0.54 | 1.67 | 15h30 | 0 | 0 | 15h30 | 0.26 | 0.95 | 15h30 | 0.5 | 1.54 | 15h30 | 0 | 0 | 15h30 | 0.25 | 0.9 | 15h30 | 0.41 | 1.36 | 15h30 | 0 | 0 | 15h30 | 0.2 | 0.79 | 15h30 | 0.34 | 1.22 | 15h30 | 0 | 0 | 15h30 | 0.17 | 0.72 | 15h30 | 0.47 | 1.64 | 15h30 | 0 | 0 | 15h30 | 0.23 | 0.95 | 15h30 | 0.47 | 1.48 |  | 15h30 | 0.32 | 1.11 |  | 15h30 | 0.22 | 0.83 |  | 15h30 | 0.35 | 1.16 |  | 15h30 | 0 | 0 |  | 15h30 | 0.15 | 0.62 |  | 15h30 | 0.35 | 1.22 |  | 15h30 | 0 | 0 |  | 15h30 | 0.16 | 0.67 |  | 15h30 | 0.29 | 1.07 |  | 15h30 | 0 | 0 |  | 15h30 | 0.13 | 0.6 |  | 15h30 | 0.41 | 1.45 |  | 15h30 | 0 | 0 |  | 15h30 | 0.19 | 0.82
16h30 | 0.43 | 1.42 | 16h30 | 0 | 0 | 16h30 | 0.27 | 0.99 | 16h30 | 0.4 | 1.33 | 16h30 | 0 | 0 | 16h30 | 0.26 | 0.95 | 16h30 | 0.34 | 1.19 | 16h30 | 0 | 0 | 16h30 | 0.21 | 0.83 | 16h30 | 0.29 | 1.08 | 16h30 | 0 | 0 | 16h30 | 0.18 | 0.76 | 16h30 | 0.39 | 1.4 | 16h30 | 0 | 0 | 16h30 | 0.24 | 0.99 | 16h30 | 0.37 | 1.26 |  | 16h30 | 0.33 | 1.15 |  | 16h30 | 0.23 | 0.87 |  | 16h30 | 0.28 | 0.99 |  | 16h30 | 0 | 0 |  | 16h30 | 0.16 | 0.66 |  | 16h30 | 0.29 | 1.05 |  | 16h30 | 0 | 0 |  | 16h30 | 0.16 | 0.71 |  | 16h30 | 0.24 | 0.94 |  | 16h30 | 0 | 0 |  | 16h30 | 0.13 | 0.63 |  | 16h30 | 0.34 | 1.25 |  | 16h30 | 0 | 0 |  | 16h30 | 0.2 | 0.87
17h30 | 0.43 | 1.38 | 17h30 | 0 | 0 | 17h30 | 0.32 | 1.11 | 17h30 | 0.41 | 1.32 | 17h30 | 0 | 0 | 17h30 | 0.31 | 1.07 | 17h30 | 0.34 | 1.18 | 17h30 | 0 | 0 | 17h30 | 0.25 | 0.94 | 17h30 | 0.3 | 1.09 | 17h30 | 0 | 0 | 17h30 | 0.22 | 0.86 | 17h30 | 0.4 | 1.38 | 17h30 | 0 | 0 | 17h30 | 0.3 | 1.11 | 17h30 | 0.37 | 1.22 |  | 17h30 | 0.35 | 1.21 |  | 17h30 | 0.28 | 0.97 |  | 17h30 | 0.28 | 0.97 |  | 17h30 | 0 | 0 |  | 17h30 | 0.2 | 0.74 |  | 17h30 | 0.29 | 1.04 |  | 17h30 | 0 | 0 |  | 17h30 | 0.21 | 0.81 |  | 17h30 | 0.25 | 0.94 |  | 17h30 | 0 | 0 |  | 17h30 | 0.17 | 0.73 |  | 17h30 | 0.35 | 1.22 |  | 17h30 | 0 | 0 |  | 17h30 | 0.26 | 0.98
18h30 | 0.43 | 1.37 | 18h30 | 0.38 | 1.14 | 18h30 | 0.36 | 1.19 | 18h30 | 0.42 | 1.33 | 18h30 | 0.37 | 1.13 | 18h30 | 0.35 | 1.16 | 18h30 | 0.36 | 1.19 | 18h30 | 0.34 | 1.07 | 18h30 | 0.29 | 1.02 | 18h30 | 0.32 | 1.1 | 18h30 | 0.32 | 1.03 | 18h30 | 0.26 | 0.94 | 18h30 | 0.42 | 1.38 | 18h30 | 0.37 | 1.14 | 18h30 | 0.35 | 1.2 | 18h30 | 0.38 | 1.22 |  | 18h30 | 0.39 | 1.3 |  | 18h30 | 0.32 | 1.05 |  | 18h30 | 0.3 | 0.97 |  | 18h30 | 0.26 | 0.87 |  | 18h30 | 0.24 | 0.81 |  | 18h30 | 0.31 | 1.05 |  | 18h30 | 0.29 | 0.94 |  | 18h30 | 0.24 | 0.88 |  | 18h30 | 0.26 | 0.95 |  | 18h30 | 0.27 | 0.89 |  | 18h30 | 0.21 | 0.8 |  | 18h30 | 0.37 | 1.23 |  | 18h30 | 0.32 | 1 |  | 18h30 | 0.3 | 1.06
19h30 | 0.25 | 1.12 | 19h30 | 0.51 | 1.76 | 19h30 | 0.2 | 0.99 | 19h30 | 0.24 | 1.09 | 19h30 | 0.49 | 1.72 | 19h30 | 0.19 | 0.97 | 19h30 | 0.18 | 0.95 | 19h30 | 0.42 | 1.59 | 19h30 | 0.13 | 0.82 | 19h30 | 0.14 | 0.86 | 19h30 | 0.37 | 1.48 | 19h30 | 0.09 | 0.74 | 19h30 | 0.24 | 1.14 | 19h30 | 0.49 | 1.76 | 19h30 | 0.19 | 1.01 | 19h30 | 0.2 | 0.97 |  | 19h30 | 0.22 | 1.12 |  | 19h30 | 0.15 | 0.84 |  | 19h30 | 0.11 | 0.72 |  | 19h30 | 0.31 | 1.25 |  | 19h30 | 0.07 | 0.6 |  | 19h30 | 0.12 | 0.79 |  | 19h30 | 0.34 | 1.36 |  | 19h30 | 0.08 | 0.67 |  | 19h30 | 0.08 | 0.7 |  | 19h30 | 0.28 | 1.25 |  | 19h30 | 0.06 | 0.59 |  | 19h30 | 0.19 | 0.98 |  | 19h30 | 0.41 | 1.54 |  | 19h30 | 0.14 | 0.86
20h30 | 0.12 | 0.88 | 20h30 | 0.38 | 1.72 | 20h30 | 0.11 | 0.79 | 20h30 | 0.11 | 0.86 | 20h30 | 0.35 | 1.66 | 20h30 | 0.1 | 0.76 | 20h30 | 0.07 | 0.71 | 20h30 | 0.26 | 1.47 | 20h30 | 0.06 | 0.62 | 20h30 | 0.04 | 0.62 | 20h30 | 0.19 | 1.33 | 20h30 | 0.03 | 0.53 | 20h30 | 0.11 | 0.9 | 20h30 | 0.34 | 1.71 | 20h30 | 0.1 | 0.81 | 20h30 | 0.08 | 0.72 |  | 20h30 | 0.12 | 0.9 |  | 20h30 | 0.08 | 0.63 |  | 20h30 | 0.03 | 0.47 |  | 20h30 | 0.18 | 1.17 |  | 20h30 | 0.02 | 0.4 |  | 20h30 | 0.03 | 0.55 |  | 20h30 | 0.18 | 1.27 |  | 20h30 | 0.02 | 0.46 |  | 20h30 | 0 | 0.46 |  | 20h30 | 0.11 | 1.12 |  | 20h30 | 0 | 0.39 |  | 20h30 | 0.07 | 0.74 |  | 20h30 | 0.27 | 1.53 |  | 20h30 | 0.07 | 0.65
21h30 | 0.08 | 0.9 | 21h30 | 0.24 | 1.38 | 21h30 | 0.07 | 0.83 | 21h30 | 0.07 | 0.87 | 21h30 | 0.23 | 1.34 | 21h30 | 0.06 | 0.8 | 21h30 | 0.02 | 0.72 | 21h30 | 0.18 | 1.19 | 21h30 | 0 | 0.66 | 21h30 | 0 | 0.63 | 21h30 | 0.15 | 1.08 | 21h30 | 0 | 0.57 | 21h30 | 0.07 | 0.92 | 21h30 | 0.23 | 1.39 | 21h30 | 0.06 | 0.85 | 21h30 | 0.03 | 0.73 |  | 21h30 | 0.07 | 0.92 |  | 21h30 | 0.02 | 0.67 |  | 21h30 | 0 | 0.48 |  | 21h30 | 0.13 | 0.9 |  | 21h30 | 0 | 0.42 |  | 21h30 | 0 | 0.56 |  | 21h30 | 0.14 | 1 |  | 21h30 | 0 | 0.5 |  | 21h30 | 0 | 0.47 |  | 21h30 | 0.1 | 0.89 |  | 21h30 | 0 | 0.42 |  | 21h30 | 0.03 | 0.75 |  | 21h30 | 0.19 | 1.21 |  | 21h30 | 0.02 | 0.69
22h30 | 0.08 | 0.9 | 22h30 | 0.15 | 1.2 | 22h30 | 0.07 | 0.84 | 22h30 | 0.07 | 0.87 | 22h30 | 0.14 | 1.17 | 22h30 | 0.06 | 0.82 | 22h30 | 0.02 | 0.72 | 22h30 | 0.09 | 1.03 | 22h30 | 0 | 0.67 | 22h30 | 0 | 0.63 | 22h30 | 0.06 | 0.93 | 22h30 | 0 | 0.58 | 22h30 | 0.07 | 0.92 | 22h30 | 0.15 | 1.21 | 22h30 | 0.06 | 0.87 | 22h30 | 0.03 | 0.73 |  | 22h30 | 0.07 | 0.93 |  | 22h30 | 0.02 | 0.68 |  | 22h30 | 0 | 0.48 |  | 22h30 | 0.03 | 0.75 |  | 22h30 | 0 | 0.42 |  | 22h30 | 0 | 0.56 |  | 22h30 | 0.05 | 0.86 |  | 22h30 | 0 | 0.51 |  | 22h30 | 0 | 0.47 |  | 22h30 | 0.01 | 0.75 |  | 22h30 | 0 | 0.42 |  | 22h30 | 0.03 | 0.75 |  | 22h30 | 0.1 | 1.04 |  | 22h30 | 0.02 | 0.71
23h30 | 0.04 | 0.9 | 23h30 | 0.15 | 1.1 | 23h30 | 0.03 | 0.86 | 23h30 | 0.04 | 0.88 | 23h30 | 0.14 | 1.08 | 23h30 | 0.02 | 0.83 | 23h30 | 0 | 0.72 | 23h30 | 0.09 | 0.94 | 23h30 | 0 | 0.68 | 23h30 | 0 | 0.63 | 23h30 | 0.06 | 0.85 | 23h30 | 0 | 0.59 | 23h30 | 0.04 | 0.92 | 23h30 | 0.15 | 1.12 | 23h30 | 0.03 | 0.88 | 23h30 | 0 | 0.73 |  | 23h30 | 0.03 | 0.94 |  | 23h30 | 0 | 0.69 |  | 23h30 | 0 | 0.47 |  | 23h30 | 0.03 | 0.67 |  | 23h30 | 0 | 0.43 |  | 23h30 | 0 | 0.56 |  | 23h30 | 0.05 | 0.77 |  | 23h30 | 0 | 0.52 |  | 23h30 | 0 | 0.46 |  | 23h30 | 0.01 | 0.67 |  | 23h30 | 0 | 0.42 |  | 23h30 | 0 | 0.75 |  | 23h30 | 0.1 | 0.95 |  | 23h30 | 0 | 0.71
00h30 | 0.04 | 0.74 | 00h30 | 0 | 0.19 | 00h30 | 0.03 | 0.73 | 00h30 | 0.04 | 0.72 | 00h30 | 0 | 0.19 | 00h30 | 0.02 | 0.7 | 00h30 | 0 | 0.62 | 00h30 | 0 | 0.14 | 00h30 | 0 | 0.61 | 00h30 | 0 | 0.56 | 00h30 | 0 | 0.11 | 00h30 | 0 | 0.54 | 00h30 | 0.04 | 0.75 | 00h30 | 0 | 0.2 | 00h30 | 0.03 | 0.74 | 00h30 | 0 | 0.63 |  | 00h30 | 0.03 | 0.8 |  | 00h30 | 0 | 0.62 |  | 00h30 | 0 | 0.46 |  | 00h30 | 0 | 0.03 |  | 00h30 | 0 | 0.43 |  | 00h30 | 0 | 0.51 |  | 00h30 | 0 | 0.07 |  | 00h30 | 0 | 0.5 |  | 00h30 | 0 | 0.45 |  | 00h30 | 0 | 0.04 |  | 00h30 | 0 | 0.42 |  | 00h30 | 0 | 0.64 |  | 00h30 | 0 | 0.13 |  | 00h30 | 0 | 0.63
01h30 | 0 | 0 | 01h30 | 0 | 0 | 01h30 | 0 | 0 | 01h30 | 0 | 0 | 01h30 | 0 | 0 | 01h30 | 0 | 0 | 01h30 | 0 | 0 | 01h30 | 0 | 0 | 01h30 | 0 | 0 | 01h30 | 0 | 0 | 01h30 | 0 | 0 | 01h30 | 0 | 0 | 01h30 | 0 | 0 | 01h30 | 0 | 0 | 01h30 | 0 | 0 | 01h30 | 0 | 0 |  | 01h30 | 0 | 0.02 |  | 01h30 | 0 | 0 |  | 01h30 | 0 | 0 |  | 01h30 | 0 | 0 |  | 01h30 | 0 | 0 |  | 01h30 | 0 | 0 |  | 01h30 | 0 | 0 |  | 01h30 | 0 | 0 |  | 01h30 | 0 | 0 |  | 01h30 | 0 | 0 |  | 01h30 | 0 | 0 |  | 01h30 | 0 | 0 |  | 01h30 | 0 | 0 |  | 01h30 | 0 | 0
02h30 | 0 | 0 | 02h30 | 0 | 0.01 | 02h30 | 0 | 0 | 02h30 | 0 | 0 | 02h30 | 0 | 0 | 02h30 | 0 | 0 | 02h30 | 0 | 0 | 02h30 | 0 | 0 | 02h30 | 0 | 0 | 02h30 | 0 | 0 | 02h30 | 0 | 0 | 02h30 | 0 | 0 | 02h30 | 0 | 0 | 02h30 | 0 | 0.02 | 02h30 | 0 | 0 | 02h30 | 0 | 0 |  | 02h30 | 0 | 0.02 |  | 02h30 | 0 | 0 |  | 02h30 | 0 | 0 |  | 02h30 | 0 | 0 |  | 02h30 | 0 | 0 |  | 02h30 | 0 | 0 |  | 02h30 | 0 | 0 |  | 02h30 | 0 | 0 |  | 02h30 | 0 | 0 |  | 02h30 | 0 | 0 |  | 02h30 | 0 | 0 |  | 02h30 | 0 | 0 |  | 02h30 | 0 | 0 |  | 02h30 | 0 | 0
03h30 | 0 | 0.03 | 03h30 | 0 | 0.03 | 03h30 | 0 | 0.02 | 03h30 | 0 | 0 | 03h30 | 0 | 0.01 | 03h30 | 0 | 0 | 03h30 | 0 | 0 | 03h30 | 0 | 0 | 03h30 | 0 | 0 | 03h30 | 0 | 0 | 03h30 | 0 | 0 | 03h30 | 0 | 0 | 03h30 | 0 | 0.04 | 03h30 | 0 | 0.05 | 03h30 | 0 | 0.03 | 03h30 | 0 | 0 |  | 03h30 | 0 | 0.14 |  | 03h30 | 0 | 0 |  | 03h30 | 0 | 0 |  | 03h30 | 0 | 0 |  | 03h30 | 0 | 0 |  | 03h30 | 0 | 0 |  | 03h30 | 0 | 0 |  | 03h30 | 0 | 0 |  | 03h30 | 0 | 0 |  | 03h30 | 0 | 0 |  | 03h30 | 0 | 0 |  | 03h30 | 0 | 0 |  | 03h30 | 0 | 0 |  | 03h30 | 0 | 0
04h30 | 0 | 0.07 | 04h30 | 0.02 | 0.15 | 04h30 | 0 | 0.05 | 04h30 | 0 | 0.03 | 04h30 | 0.01 | 0.12 | 04h30 | 0 | 0.02 | 04h30 | 0 | 0 | 04h30 | 0 | 0.01 | 04h30 | 0 | 0 | 04h30 | 0 | 0 | 04h30 | 0 | 0 | 04h30 | 0 | 0 | 04h30 | 0 | 0.08 | 04h30 | 0.01 | 0.16 | 04h30 | 0 | 0.07 | 04h30 | 0 | 0 |  | 04h30 | 0.02 | 0.19 |  | 04h30 | 0 | 0 |  | 04h30 | 0 | 0 |  | 04h30 | 0 | 0 |  | 04h30 | 0 | 0 |  | 04h30 | 0 | 0 |  | 04h30 | 0 | 0 |  | 04h30 | 0 | 0 |  | 04h30 | 0 | 0 |  | 04h30 | 0 | 0 |  | 04h30 | 0 | 0 |  | 04h30 | 0 | 0 |  | 04h30 | 0 | 0.05 |  | 04h30 | 0 | 0
05h30 | 0.03 | 0.18 | 05h30 | 0.06 | 0.25 | 05h30 | 0.03 | 0.16 | 05h30 | 0.02 | 0.14 | 05h30 | 0.05 | 0.23 | 05h30 | 0.01 | 0.12 | 05h30 | 0 | 0.02 | 05h30 | 0 | 0.1 | 05h30 | 0 | 0.01 | 05h30 | 0 | 0 | 05h30 | 0 | 0.02 | 05h30 | 0 | 0 | 05h30 | 0.02 | 0.19 | 05h30 | 0.05 | 0.27 | 05h30 | 0.02 | 0.18 | 05h30 | 0 | 0.05 |  | 05h30 | 0.07 | 0.28 |  | 05h30 | 0 | 0.04 |  | 05h30 | 0 | 0 |  | 05h30 | 0 | 0 |  | 05h30 | 0 | 0 |  | 05h30 | 0 | 0 |  | 05h30 | 0 | 0 |  | 05h30 | 0 | 0 |  | 05h30 | 0 | 0 |  | 05h30 | 0 | 0 |  | 05h30 | 0 | 0 |  | 05h30 | 0 | 0.06 |  | 05h30 | 0.01 | 0.15 |  | 05h30 | 0 | 0.05
06h30 | 0.08 | 0.26 | 06h30 | 0.1 | 0.31 | 06h30 | 0.07 | 0.25 | 06h30 | 0.06 | 0.23 | 06h30 | 0.09 | 0.29 | 06h30 | 0.05 | 0.22 | 06h30 | 0 | 0.1 | 06h30 | 0.02 | 0.19 | 06h30 | 0 | 0.09 | 06h30 | 0 | 0.01 | 06h30 | 0 | 0.09 | 06h30 | 0 | 0 | 06h30 | 0.07 | 0.27 | 06h30 | 0.09 | 0.32 | 06h30 | 0.06 | 0.26 | 06h30 | 0.03 | 0.14 |  | 06h30 | 0.11 | 0.38 |  | 06h30 | 0.03 | 0.13 |  | 06h30 | 0 | 0 |  | 06h30 | 0 | 0 |  | 06h30 | 0 | 0 |  | 06h30 | 0 | 0 |  | 06h30 | 0 | 0.05 |  | 06h30 | 0 | 0 |  | 06h30 | 0 | 0 |  | 06h30 | 0 | 0 |  | 06h30 | 0 | 0 |  | 06h30 | 0.02 | 0.16 |  | 06h30 | 0.05 | 0.21 |  | 06h30 | 0.02 | 0.15
07h30 | 0.23 | 1.01 | 07h30 | 0.29 | 1.18 | 07h30 | 0.21 | 0.97 | 07h30 | 0.27 | 0.89 | 07h30 | 0.24 | 1.08 | 07h30 | 0.28 | 0.85 | 07h30 | 0.28 | 0.98 | 07h30 | 0.28 | 0.92 | 07h30 | 0.28 | 0.98 | 07h30 | 0.25 | 0.95 | 07h30 | 0.27 | 0.96 | 07h30 | 0.24 | 0.94 | 07h30 | 0.24 | 1.03 | 07h30 | 0.25 | 1.2 | 07h30 | 0.26 | 1 | 07h30 | 0.22 | 0.74 |  | 07h30 | 0.33 | 1.25 |  | 07h30 | 0.23 | 0.71 |  | 07h30 | 0.19 | 0.73 |  | 07h30 | 0.21 | 0.77 |  | 07h30 | 0.19 | 0.72 |  | 07h30 | 0.21 | 0.85 |  | 07h30 | 0.23 | 0.83 |  | 07h30 | 0.21 | 0.84 |  | 07h30 | 0.18 | 0.77 |  | 07h30 | 0.2 | 0.82 |  | 07h30 | 0.17 | 0.76 |  | 07h30 | 0.24 | 0.83 |  | 07h30 | 0.18 | 1 |  | 07h30 | 0.25 | 0.73
08h30 | 0.42 | 1.66 | 08h30 | 0.47 | 1.81 | 08h30 | 0.4 | 1.62 | 08h30 | 0.43 | 1.54 | 08h30 | 0.43 | 1.71 | 08h30 | 0.43 | 1.5 | 08h30 | 0.41 | 1.56 | 08h30 | 0.43 | 1.55 | 08h30 | 0.4 | 1.55 | 08h30 | 0.33 | 1.46 | 08h30 | 0.38 | 1.5 | 08h30 | 0.32 | 1.44 | 08h30 | 0.42 | 1.69 | 08h30 | 0.44 | 1.83 | 08h30 | 0.43 | 1.65 | 08h30 | 0.38 | 1.38 |  | 08h30 | 0.46 | 1.71 |  | 08h30 | 0.39 | 1.35 |  | 08h30 | 0.27 | 1.14 |  | 08h30 | 0.31 | 1.24 |  | 08h30 | 0.25 | 1.12 |  | 08h30 | 0.3 | 1.35 |  | 08h30 | 0.34 | 1.38 |  | 08h30 | 0.29 | 1.33 |  | 08h30 | 0.22 | 1.18 |  | 08h30 | 0.27 | 1.28 |  | 08h30 | 0.21 | 1.15 |  | 08h30 | 0.38 | 1.45 |  | 08h30 | 0.35 | 1.6 |  | 08h30 | 0.38 | 1.37
09h30 | 0.24 | 0.77 | 09h30 | 0.24 | 0.81 | 09h30 | 0.73 | 2.25 | 09h30 | 0.21 | 0.77 | 09h30 | 0.23 | 0.8 | 09h30 | 0.66 | 2.2 | 09h30 | 0.13 | 0.66 | 09h30 | 0.16 | 0.73 | 09h30 | 0.55 | 1.97 | 09h30 | 0.09 | 0.52 | 09h30 | 0.11 | 0.61 | 09h30 | 0.46 | 1.74 | 09h30 | 0.22 | 0.78 | 09h30 | 0.24 | 0.82 | 09h30 | 0.68 | 2.25 | 09h30 | 0.19 | 0.73 |  | 09h30 | 0.62 | 1.89 |  | 09h30 | 0.62 | 2.09 |  | 09h30 | 0.08 | 0.41 |  | 09h30 | 0.1 | 0.47 |  | 09h30 | 0.42 | 1.49 |  | 09h30 | 0.09 | 0.51 |  | 09h30 | 0.11 | 0.6 |  | 09h30 | 0.45 | 1.71 |  | 09h30 | 0.04 | 0.4 |  | 09h30 | 0.07 | 0.46 |  | 09h30 | 0.35 | 1.49 |  | 09h30 | 0.17 | 0.71 |  | 09h30 | 0.21 | 0.71 |  | 09h30 | 0.59 | 2.1
10h30 | 0 | 0 | 10h30 | 0 | 0 | 10h30 | 0.7 | 2.1 | 10h30 | 0 | 0 | 10h30 | 0 | 0 | 10h30 | 0.66 | 2.06 | 10h30 | 0 | 0 | 10h30 | 0 | 0 | 10h30 | 0.58 | 1.89 | 10h30 | 0 | 0 | 10h30 | 0 | 0 | 10h30 | 0.51 | 1.72 | 10h30 | 0 | 0 | 10h30 | 0 | 0 | 10h30 | 0.66 | 2.11 | 10h30 | 0 | 0 |  | 10h30 | 0.52 | 1.54 |  | 10h30 | 0.62 | 1.94 |  | 10h30 | 0 | 0 |  | 10h30 | 0 | 0 |  | 10h30 | 0.48 | 1.48 |  | 10h30 | 0 | 0 |  | 10h30 | 0 | 0 |  | 10h30 | 0.5 | 1.67 |  | 10h30 | 0 | 0 |  | 10h30 | 0 | 0 |  | 10h30 | 0.43 | 1.5 |  | 10h30 | 0 | 0 |  | 10h30 | 0 | 0 |  | 10h30 | 0.59 | 1.95
11h30 | 0 | 0 | 11h30 | 0 | 0 | 11h30 | 0.61 | 1.86 | 11h30 | 0 | 0 | 11h30 | 0 | 0 | 11h30 | 0.57 | 1.81 | 11h30 | 0 | 0 | 11h30 | 0 | 0 | 11h30 | 0.51 | 1.68 | 11h30 | 0 | 0 | 11h30 | 0 | 0 | 11h30 | 0.45 | 1.54 | 11h30 | 0 | 0 | 11h30 | 0 | 0 | 11h30 | 0.57 | 1.86 | 11h30 | 0 | 0 |  | 11h30 | 0.34 | 1.11 |  | 11h30 | 0.53 | 1.69 |  | 11h30 | 0 | 0 |  | 11h30 | 0 | 0 |  | 11h30 | 0.42 | 1.31 |  | 11h30 | 0 | 0 |  | 11h30 | 0 | 0 |  | 11h30 | 0.44 | 1.47 |  | 11h30 | 0 | 0 |  | 11h30 | 0 | 0 |  | 11h30 | 0.38 | 1.33 |  | 11h30 | 0 | 0 |  | 11h30 | 0 | 0 |  | 11h30 | 0.51 | 1.7
12h30 | 0 | 0 | 12h30 | 0 | 0 | 12h30 | 0.54 | 1.68 | 12h30 | 0 | 0 | 12h30 | 0 | 0 | 12h30 | 0.51 | 1.62 | 12h30 | 0 | 0 | 12h30 | 0 | 0 | 12h30 | 0.46 | 1.51 | 12h30 | 0 | 0 | 12h30 | 0 | 0 | 12h30 | 0.41 | 1.39 | 12h30 | 0 | 0 | 12h30 | 0 | 0 | 12h30 | 0.51 | 1.68 | 12h30 | 0 | 0 |  | 12h30 | 0.25 | 0.87 |  | 12h30 | 0.48 | 1.51 |  | 12h30 | 0 | 0 |  | 12h30 | 0 | 0 |  | 12h30 | 0.37 | 1.18 |  | 12h30 | 0 | 0 |  | 12h30 | 0 | 0 |  | 12h30 | 0.39 | 1.31 |  | 12h30 | 0 | 0 |  | 12h30 | 0 | 0 |  | 12h30 | 0.34 | 1.19 |  | 12h30 | 0 | 0 |  | 12h30 | 0 | 0 |  | 12h30 | 0.45 | 1.51
13h30 | 0.4 | 1.22 | 13h30 | 0 | 0 | 13h30 | 0.47 | 1.46 | 13h30 | 0.39 | 1.2 | 13h30 | 0 | 0 | 13h30 | 0.44 | 1.4 | 13h30 | 0.36 | 1.15 | 13h30 | 0 | 0 | 13h30 | 0.39 | 1.29 | 13h30 | 0.33 | 1.09 | 13h30 | 0 | 0 | 13h30 | 0.34 | 1.18 | 13h30 | 0.39 | 1.22 | 13h30 | 0 | 0 | 13h30 | 0.44 | 1.46 | 13h30 | 0.34 | 1.08 |  | 13h30 | 0.21 | 0.81 |  | 13h30 | 0.41 | 1.32 |  | 13h30 | 0.29 | 0.92 |  | 13h30 | 0 | 0 |  | 13h30 | 0.32 | 1.02 |  | 13h30 | 0.3 | 1 |  | 13h30 | 0 | 0 |  | 13h30 | 0.33 | 1.13 |  | 13h30 | 0.27 | 0.94 |  | 13h30 | 0 | 0 |  | 13h30 | 0.28 | 1.02 |  | 13h30 | 0.33 | 1.08 |  | 13h30 | 0 | 0 |  | 13h30 | 0.39 | 1.31
14h30 | 0.72 | 2.04 | 14h30 | 0 | 0 | 14h30 | 0.41 | 1.28 | 14h30 | 0.68 | 1.96 | 14h30 | 0 | 0 | 14h30 | 0.38 | 1.22 | 14h30 | 0.61 | 1.86 | 14h30 | 0 | 0 | 14h30 | 0.33 | 1.11 | 14h30 | 0.55 | 1.71 | 14h30 | 0 | 0 | 14h30 | 0.29 | 1.01 | 14h30 | 0.68 | 2.03 | 14h30 | 0 | 0 | 14h30 | 0.38 | 1.28 | 14h30 | 0.64 | 1.84 |  | 14h30 | 0.21 | 0.8 |  | 14h30 | 0.36 | 1.15 |  | 14h30 | 0.5 | 1.49 |  | 14h30 | 0 | 0 |  | 14h30 | 0.27 | 0.88 |  | 14h30 | 0.52 | 1.64 |  | 14h30 | 0 | 0 |  | 14h30 | 0.28 | 0.97 |  | 14h30 | 0.46 | 1.48 |  | 14h30 | 0 | 0 |  | 14h30 | 0.24 | 0.87 |  | 14h30 | 0.59 | 1.83 |  | 14h30 | 0 | 0 |  | 14h30 | 0.33 | 1.15
15h30 | 0.77 | 2.18 | 15h30 | 0 | 0 | 15h30 | 0.39 | 1.25 | 15h30 | 0.72 | 2.07 | 15h30 | 0 | 0 | 15h30 | 0.37 | 1.19 | 15h30 | 0.63 | 1.93 | 15h30 | 0 | 0 | 15h30 | 0.32 | 1.08 | 15h30 | 0.55 | 1.74 | 15h30 | 0 | 0 | 15h30 | 0.27 | 0.98 | 15h30 | 0.72 | 2.16 | 15h30 | 0 | 0 | 15h30 | 0.37 | 1.25 | 15h30 | 0.71 | 2.04 |  | 15h30 | 0.18 | 0.79 |  | 15h30 | 0.35 | 1.12 |  | 15h30 | 0.54 | 1.58 |  | 15h30 | 0 | 0 |  | 15h30 | 0.26 | 0.85 |  | 15h30 | 0.56 | 1.74 |  | 15h30 | 0 | 0 |  | 15h30 | 0.27 | 0.94 |  | 15h30 | 0.48 | 1.54 |  | 15h30 | 0 | 0 |  | 15h30 | 0.23 | 0.84 |  | 15h30 | 0.66 | 2.01 |  | 15h30 | 0 | 0 |  | 15h30 | 0.32 | 1.12
16h30 | 0.64 | 1.87 | 16h30 | 0 | 0 | 16h30 | 0.42 | 1.34 | 16h30 | 0.6 | 1.79 | 16h30 | 0 | 0 | 16h30 | 0.4 | 1.28 | 16h30 | 0.53 | 1.68 | 16h30 | 0 | 0 | 16h30 | 0.34 | 1.17 | 16h30 | 0.47 | 1.53 | 16h30 | 0 | 0 | 16h30 | 0.3 | 1.06 | 16h30 | 0.61 | 1.87 | 16h30 | 0 | 0 | 16h30 | 0.4 | 1.34 | 16h30 | 0.58 | 1.72 |  | 16h30 | 0.19 | 0.84 |  | 16h30 | 0.38 | 1.2 |  | 16h30 | 0.45 | 1.35 |  | 16h30 | 0 | 0 |  | 16h30 | 0.28 | 0.92 |  | 16h30 | 0.47 | 1.51 |  | 16h30 | 0 | 0 |  | 16h30 | 0.29 | 1.02 |  | 16h30 | 0.41 | 1.35 |  | 16h30 | 0 | 0 |  | 16h30 | 0.25 | 0.91 |  | 16h30 | 0.55 | 1.71 |  | 16h30 | 0 | 0 |  | 16h30 | 0.35 | 1.2
17h30 | 0.59 | 1.77 | 17h30 | 0 | 0 | 17h30 | 0.46 | 1.44 | 17h30 | 0.56 | 1.71 | 17h30 | 0 | 0 | 17h30 | 0.44 | 1.38 | 17h30 | 0.5 | 1.6 | 17h30 | 0 | 0 | 17h30 | 0.38 | 1.26 | 17h30 | 0.45 | 1.47 | 17h30 | 0 | 0 | 17h30 | 0.33 | 1.16 | 17h30 | 0.57 | 1.77 | 17h30 | 0 | 0 | 17h30 | 0.44 | 1.45 | 17h30 | 0.53 | 1.61 |  | 17h30 | 0.23 | 0.95 |  | 17h30 | 0.41 | 1.28 |  | 17h30 | 0.42 | 1.28 |  | 17h30 | 0 | 0 |  | 17h30 | 0.31 | 0.99 |  | 17h30 | 0.44 | 1.42 |  | 17h30 | 0 | 0 |  | 17h30 | 0.32 | 1.1 |  | 17h30 | 0.38 | 1.29 |  | 17h30 | 0 | 0 |  | 17h30 | 0.28 | 0.99 |  | 17h30 | 0.51 | 1.61 |  | 17h30 | 0 | 0 |  | 17h30 | 0.39 | 1.29
18h30 | 0.55 | 1.68 | 18h30 | 0.47 | 1.38 | 18h30 | 0.47 | 1.45 | 18h30 | 0.53 | 1.62 | 18h30 | 0.46 | 1.38 | 18h30 | 0.45 | 1.4 | 18h30 | 0.47 | 1.51 | 18h30 | 0.44 | 1.34 | 18h30 | 0.39 | 1.28 | 18h30 | 0.42 | 1.39 | 18h30 | 0.42 | 1.29 | 18h30 | 0.34 | 1.17 | 18h30 | 0.54 | 1.68 | 18h30 | 0.47 | 1.39 | 18h30 | 0.46 | 1.47 | 18h30 | 0.5 | 1.52 |  | 18h30 | 0.3 | 1.1 |  | 18h30 | 0.42 | 1.3 |  | 18h30 | 0.39 | 1.21 |  | 18h30 | 0.35 | 1.09 |  | 18h30 | 0.32 | 1.01 |  | 18h30 | 0.41 | 1.34 |  | 18h30 | 0.38 | 1.18 |  | 18h30 | 0.33 | 1.12 |  | 18h30 | 0.36 | 1.22 |  | 18h30 | 0.35 | 1.13 |  | 18h30 | 0.29 | 1.01 |  | 18h30 | 0.48 | 1.52 |  | 18h30 | 0.4 | 1.23 |  | 18h30 | 0.4 | 1.31
19h30 | 0.32 | 1.3 | 19h30 | 0.7 | 2.2 | 19h30 | 0.26 | 1.15 | 19h30 | 0.3 | 1.25 | 19h30 | 0.67 | 2.13 | 19h30 | 0.24 | 1.1 | 19h30 | 0.24 | 1.14 | 19h30 | 0.61 | 2.05 | 19h30 | 0.18 | 0.97 | 19h30 | 0.2 | 1.03 | 19h30 | 0.54 | 1.9 | 19h30 | 0.14 | 0.87 | 19h30 | 0.31 | 1.31 | 19h30 | 0.68 | 2.19 | 19h30 | 0.25 | 1.16 | 19h30 | 0.27 | 1.15 |  | 19h30 | 0.18 | 0.99 |  | 19h30 | 0.21 | 1 |  | 19h30 | 0.17 | 0.86 |  | 19h30 | 0.47 | 1.62 |  | 19h30 | 0.12 | 0.72 |  | 19h30 | 0.19 | 0.98 |  | 19h30 | 0.51 | 1.81 |  | 19h30 | 0.13 | 0.82 |  | 19h30 | 0.14 | 0.87 |  | 19h30 | 0.44 | 1.64 |  | 19h30 | 0.09 | 0.72 |  | 19h30 | 0.26 | 1.16 |  | 19h30 | 0.59 | 1.96 |  | 19h30 | 0.2 | 1.01
20h30 | 0.17 | 0.96 | 20h30 | 0.57 | 2.13 | 20h30 | 0.14 | 0.85 | 20h30 | 0.16 | 0.92 | 20h30 | 0.52 | 2.01 | 20h30 | 0.13 | 0.8 | 20h30 | 0.12 | 0.8 | 20h30 | 0.43 | 1.91 | 20h30 | 0.1 | 0.68 | 20h30 | 0.09 | 0.69 | 20h30 | 0.34 | 1.7 | 20h30 | 0.07 | 0.62 | 20h30 | 0.16 | 0.97 | 20h30 | 0.52 | 2.11 | 20h30 | 0.13 | 0.86 | 20h30 | 0.14 | 0.82 |  | 20h30 | 0.1 | 0.83 |  | 20h30 | 0.11 | 0.71 |  | 20h30 | 0.07 | 0.59 |  | 20h30 | 0.33 | 1.51 |  | 20h30 | 0.06 | 0.52 |  | 20h30 | 0.08 | 0.66 |  | 20h30 | 0.36 | 1.71 |  | 20h30 | 0.06 | 0.59 |  | 20h30 | 0.05 | 0.59 |  | 20h30 | 0.26 | 1.49 |  | 20h30 | 0.03 | 0.51 |  | 20h30 | 0.13 | 0.82 |  | 20h30 | 0.47 | 1.95 |  | 20h30 | 0.11 | 0.72
21h30 | 0.1 | 0.91 | 21h30 | 0.33 | 1.57 | 21h30 | 0.07 | 0.83 | 21h30 | 0.08 | 0.86 | 21h30 | 0.31 | 1.48 | 21h30 | 0.06 | 0.78 | 21h30 | 0.03 | 0.74 | 21h30 | 0.27 | 1.4 | 21h30 | 0.01 | 0.66 | 21h30 | 0 | 0.64 | 21h30 | 0.22 | 1.25 | 21h30 | 0 | 0.58 | 21h30 | 0.09 | 0.92 | 21h30 | 0.31 | 1.56 | 21h30 | 0.07 | 0.84 | 21h30 | 0.06 | 0.76 |  | 21h30 | 0.07 | 0.89 |  | 21h30 | 0.03 | 0.69 |  | 21h30 | 0 | 0.52 |  | 21h30 | 0.21 | 1.06 |  | 21h30 | 0 | 0.46 |  | 21h30 | 0 | 0.6 |  | 21h30 | 0.23 | 1.23 |  | 21h30 | 0 | 0.54 |  | 21h30 | 0 | 0.51 |  | 21h30 | 0.18 | 1.07 |  | 21h30 | 0 | 0.45 |  | 21h30 | 0.05 | 0.77 |  | 21h30 | 0.28 | 1.41 |  | 21h30 | 0.03 | 0.7
22h30 | 0.1 | 0.87 | 22h30 | 0.19 | 1.27 | 22h30 | 0.07 | 0.81 | 22h30 | 0.08 | 0.82 | 22h30 | 0.17 | 1.21 | 22h30 | 0.06 | 0.76 | 22h30 | 0.03 | 0.71 | 22h30 | 0.13 | 1.12 | 22h30 | 0.01 | 0.63 | 22h30 | 0 | 0.64 | 22h30 | 0.09 | 1 | 22h30 | 0 | 0.58 | 22h30 | 0.09 | 0.88 | 22h30 | 0.18 | 1.27 | 22h30 | 0.07 | 0.82 | 22h30 | 0.06 | 0.74 |  | 22h30 | 0.07 | 0.93 |  | 22h30 | 0.03 | 0.67 |  | 22h30 | 0 | 0.52 |  | 22h30 | 0.07 | 0.82 |  | 22h30 | 0 | 0.46 |  | 22h30 | 0 | 0.6 |  | 22h30 | 0.09 | 0.96 |  | 22h30 | 0 | 0.54 |  | 22h30 | 0 | 0.51 |  | 22h30 | 0.04 | 0.83 |  | 22h30 | 0 | 0.45 |  | 22h30 | 0.05 | 0.75 |  | 22h30 | 0.14 | 1.12 |  | 22h30 | 0.03 | 0.68
23h30 | 0.05 | 0.87 | 23h30 | 0.19 | 1.14 | 23h30 | 0.03 | 0.82 | 23h30 | 0.04 | 0.83 | 23h30 | 0.17 | 1.09 | 23h30 | 0.02 | 0.78 | 23h30 | 0 | 0.71 | 23h30 | 0.13 | 0.99 | 23h30 | 0 | 0.65 | 23h30 | 0 | 0.62 | 23h30 | 0.09 | 0.88 | 23h30 | 0 | 0.56 | 23h30 | 0.04 | 0.88 | 23h30 | 0.18 | 1.14 | 23h30 | 0.02 | 0.84 | 23h30 | 0 | 0.73 |  | 23h30 | 0.05 | 0.96 |  | 23h30 | 0 | 0.68 |  | 23h30 | 0 | 0.47 |  | 23h30 | 0.07 | 0.73 |  | 23h30 | 0 | 0.42 |  | 23h30 | 0 | 0.57 |  | 23h30 | 0.09 | 0.83 |  | 23h30 | 0 | 0.51 |  | 23h30 | 0 | 0.47 |  | 23h30 | 0.04 | 0.73 |  | 23h30 | 0 | 0.41 |  | 23h30 | 0 | 0.74 |  | 23h30 | 0.14 | 0.99 |  | 23h30 | 0 | 0.69
00h30 | 0.05 | 0.84 | 00h30 | 0 | 0.11 | 00h30 | 0.03 | 0.76 | 00h30 | 0.04 | 0.8 | 00h30 | 0 | 0.11 | 00h30 | 0.02 | 0.73 | 00h30 | 0 | 0.71 | 00h30 | 0 | 0.07 | 00h30 | 0 | 0.64 | 00h30 | 0 | 0.62 | 00h30 | 0 | 0.04 | 00h30 | 0 | 0.56 | 00h30 | 0.04 | 0.84 | 00h30 | 0 | 0.12 | 00h30 | 0.02 | 0.77 | 00h30 | 0 | 0.73 |  | 00h30 | 0.05 | 0.86 |  | 00h30 | 0 | 0.66 |  | 00h30 | 0 | 0.47 |  | 00h30 | 0 | 0 |  | 00h30 | 0 | 0.42 |  | 00h30 | 0 | 0.57 |  | 00h30 | 0 | 0.01 |  | 00h30 | 0 | 0.51 |  | 00h30 | 0 | 0.47 |  | 00h30 | 0 | 0 |  | 00h30 | 0 | 0.41 |  | 00h30 | 0 | 0.74 |  | 00h30 | 0 | 0.06 |  | 00h30 | 0 | 0.67
01h30 | 0 | 0 | 01h30 | 0 | 0 | 01h30 | 0 | 0 | 01h30 | 0 | 0 | 01h30 | 0 | 0 | 01h30 | 0 | 0 | 01h30 | 0 | 0 | 01h30 | 0 | 0 | 01h30 | 0 | 0 | 01h30 | 0 | 0 | 01h30 | 0 | 0 | 01h30 | 0 | 0 | 01h30 | 0 | 0 | 01h30 | 0 | 0 | 01h30 | 0 | 0 | 01h30 | 0 | 0 |  | 01h30 | 0 | 0.09 |  | 01h30 | 0 | 0 |  | 01h30 | 0 | 0 |  | 01h30 | 0 | 0 |  | 01h30 | 0 | 0 |  | 01h30 | 0 | 0 |  | 01h30 | 0 | 0 |  | 01h30 | 0 | 0 |  | 01h30 | 0 | 0 |  | 01h30 | 0 | 0 |  | 01h30 | 0 | 0 |  | 01h30 | 0 | 0 |  | 01h30 | 0 | 0 |  | 01h30 | 0 | 0
02h30 | 0 | 0 | 02h30 | 0 | 0 | 02h30 | 0 | 0 | 02h30 | 0 | 0 | 02h30 | 0 | 0 | 02h30 | 0 | 0 | 02h30 | 0 | 0 | 02h30 | 0 | 0 | 02h30 | 0 | 0 | 02h30 | 0 | 0 | 02h30 | 0 | 0 | 02h30 | 0 | 0 | 02h30 | 0 | 0 | 02h30 | 0 | 0 | 02h30 | 0 | 0 | 02h30 | 0 | 0 |  | 02h30 | 0 | 0.09 |  | 02h30 | 0 | 0 |  | 02h30 | 0 | 0 |  | 02h30 | 0 | 0 |  | 02h30 | 0 | 0 |  | 02h30 | 0 | 0 |  | 02h30 | 0 | 0 |  | 02h30 | 0 | 0 |  | 02h30 | 0 | 0 |  | 02h30 | 0 | 0 |  | 02h30 | 0 | 0 |  | 02h30 | 0 | 0 |  | 02h30 | 0 | 0 |  | 02h30 | 0 | 0
03h30 | 0 | 0 | 03h30 | 0 | 0 | 03h30 | 0 | 0 | 03h30 | 0 | 0 | 03h30 | 0 | 0 | 03h30 | 0 | 0 | 03h30 | 0 | 0 | 03h30 | 0 | 0 | 03h30 | 0 | 0 | 03h30 | 0 | 0 | 03h30 | 0 | 0 | 03h30 | 0 | 0 | 03h30 | 0 | 0 | 03h30 | 0 | 0 | 03h30 | 0 | 0 | 03h30 | 0 | 0 |  | 03h30 | 0 | 0.21 |  | 03h30 | 0 | 0 |  | 03h30 | 0 | 0 |  | 03h30 | 0 | 0 |  | 03h30 | 0 | 0 |  | 03h30 | 0 | 0 |  | 03h30 | 0 | 0 |  | 03h30 | 0 | 0 |  | 03h30 | 0 | 0 |  | 03h30 | 0 | 0 |  | 03h30 | 0 | 0 |  | 03h30 | 0 | 0 |  | 03h30 | 0 | 0 |  | 03h30 | 0 | 0
04h30 | 0 | 0 | 04h30 | 0 | 0 | 04h30 | 0 | 0 | 04h30 | 0 | 0 | 04h30 | 0 | 0 | 04h30 | 0 | 0 | 04h30 | 0 | 0 | 04h30 | 0 | 0 | 04h30 | 0 | 0 | 04h30 | 0 | 0 | 04h30 | 0 | 0 | 04h30 | 0 | 0 | 04h30 | 0 | 0 | 04h30 | 0 | 0 | 04h30 | 0 | 0 | 04h30 | 0 | 0 |  | 04h30 | 0.05 | 0.26 |  | 04h30 | 0 | 0 |  | 04h30 | 0 | 0 |  | 04h30 | 0 | 0 |  | 04h30 | 0 | 0 |  | 04h30 | 0 | 0 |  | 04h30 | 0 | 0 |  | 04h30 | 0 | 0 |  | 04h30 | 0 | 0 |  | 04h30 | 0 | 0 |  | 04h30 | 0 | 0 |  | 04h30 | 0 | 0 |  | 04h30 | 0 | 0 |  | 04h30 | 0 | 0
05h30 | 0 | 0 | 05h30 | 0 | 0.02 | 05h30 | 0 | 0 | 05h30 | 0 | 0 | 05h30 | 0 | 0 | 05h30 | 0 | 0 | 05h30 | 0 | 0 | 05h30 | 0 | 0 | 05h30 | 0 | 0 | 05h30 | 0 | 0 | 05h30 | 0 | 0 | 05h30 | 0 | 0 | 05h30 | 0 | 0 | 05h30 | 0 | 0.03 | 05h30 | 0 | 0 | 05h30 | 0 | 0 |  | 05h30 | 0.11 | 0.34 |  | 05h30 | 0 | 0 |  | 05h30 | 0 | 0 |  | 05h30 | 0 | 0 |  | 05h30 | 0 | 0 |  | 05h30 | 0 | 0 |  | 05h30 | 0 | 0 |  | 05h30 | 0 | 0 |  | 05h30 | 0 | 0 |  | 05h30 | 0 | 0 |  | 05h30 | 0 | 0 |  | 05h30 | 0 | 0 |  | 05h30 | 0 | 0 |  | 05h30 | 0 | 0
06h30 | 0 | 0 | 06h30 | 0 | 0.02 | 06h30 | 0 | 0 | 06h30 | 0 | 0 | 06h30 | 0 | 0 | 06h30 | 0 | 0 | 06h30 | 0 | 0 | 06h30 | 0 | 0 | 06h30 | 0 | 0 | 06h30 | 0 | 0 | 06h30 | 0 | 0 | 06h30 | 0 | 0 | 06h30 | 0 | 0 | 06h30 | 0 | 0.03 | 06h30 | 0 | 0 | 06h30 | 0 | 0 |  | 06h30 | 0.15 | 0.45 |  | 06h30 | 0 | 0 |  | 06h30 | 0 | 0 |  | 06h30 | 0 | 0 |  | 06h30 | 0 | 0 |  | 06h30 | 0 | 0 |  | 06h30 | 0 | 0 |  | 06h30 | 0 | 0 |  | 06h30 | 0 | 0 |  | 06h30 | 0 | 0 |  | 06h30 | 0 | 0 |  | 06h30 | 0 | 0 |  | 06h30 | 0 | 0 |  | 06h30 | 0 | 0
07h30 | 0.16 | 0.55 | 07h30 | 0.15 | 0.68 | 07h30 | 0.16 | 0.55 | 07h30 | 0.16 | 0.58 | 07h30 | 0.16 | 0.54 | 07h30 | 0.16 | 0.58 | 07h30 | 0.14 | 0.57 | 07h30 | 0.15 | 0.59 | 07h30 | 0.13 | 0.57 | 07h30 | 0.11 | 0.54 | 07h30 | 0.13 | 0.54 | 07h30 | 0.11 | 0.53 | 07h30 | 0.16 | 0.56 | 07h30 | 0.16 | 0.68 | 07h30 | 0.16 | 0.56 | 07h30 | 0.09 | 0.5 |  | 07h30 | 0.41 | 1.41 |  | 07h30 | 0.09 | 0.47 |  | 07h30 | 0.06 | 0.33 |  | 07h30 | 0.05 | 0.44 |  | 07h30 | 0.06 | 0.29 |  | 07h30 | 0.08 | 0.44 |  | 07h30 | 0.09 | 0.48 |  | 07h30 | 0.08 | 0.44 |  | 07h30 | 0.06 | 0.4 |  | 07h30 | 0.08 | 0.43 |  | 07h30 | 0.05 | 0.39 |  | 07h30 | 0.1 | 0.51 |  | 07h30 | 0.09 | 0.6 |  | 07h30 | 0.1 | 0.48
08h30 | 0.31 | 1.13 | 08h30 | 0.33 | 1.27 | 08h30 | 0.3 | 1.11 | 08h30 | 0.28 | 1.09 | 08h30 | 0.31 | 1.13 | 08h30 | 0.28 | 1.08 | 08h30 | 0.21 | 1 | 08h30 | 0.25 | 1.09 | 08h30 | 0.2 | 0.98 | 08h30 | 0.15 | 0.88 | 08h30 | 0.2 | 0.96 | 08h30 | 0.13 | 0.85 | 08h30 | 0.3 | 1.13 | 08h30 | 0.32 | 1.28 | 08h30 | 0.29 | 1.12 | 08h30 | 0.22 | 0.98 |  | 08h30 | 0.58 | 1.96 |  | 08h30 | 0.21 | 0.95 |  | 08h30 | 0.1 | 0.63 |  | 08h30 | 0.13 | 0.78 |  | 08h30 | 0.09 | 0.58 |  | 08h30 | 0.13 | 0.79 |  | 08h30 | 0.17 | 0.88 |  | 08h30 | 0.12 | 0.77 |  | 08h30 | 0.06 | 0.65 |  | 08h30 | 0.11 | 0.76 |  | 08h30 | 0.05 | 0.63 |  | 08h30 | 0.21 | 0.99 |  | 08h30 | 0.23 | 1.12 |  | 08h30 | 0.2 | 0.95
09h30 | 0.15 | 0.58 | 09h30 | 0.18 | 0.6 | 09h30 | 0.54 | 1.76 | 09h30 | 0.12 | 0.51 | 09h30 | 0.15 | 0.6 | 09h30 | 0.49 | 1.62 | 09h30 | 0.07 | 0.43 | 09h30 | 0.1 | 0.5 | 09h30 | 0.39 | 1.44 | 09h30 | 0.03 | 0.34 | 09h30 | 0.07 | 0.42 | 09h30 | 0.31 | 1.24 | 09h30 | 0.13 | 0.57 | 09h30 | 0.16 | 0.59 | 09h30 | 0.5 | 1.75 | 09h30 | 0.13 | 0.48 |  | 09h30 | 0.75 | 2.22 |  | 09h30 | 0.5 | 1.57 |  | 09h30 | 0.04 | 0.29 |  | 09h30 | 0.08 | 0.35 |  | 09h30 | 0.31 | 1.13 |  | 09h30 | 0.04 | 0.35 |  | 09h30 | 0.08 | 0.41 |  | 09h30 | 0.32 | 1.25 |  | 09h30 | 0 | 0.26 |  | 09h30 | 0.04 | 0.33 |  | 09h30 | 0.23 | 1.05 |  | 09h30 | 0.11 | 0.47 |  | 09h30 | 0.14 | 0.52 |  | 09h30 | 0.45 | 1.56
10h30 | 0 | 0 | 10h30 | 0 | 0 | 10h30 | 0.54 | 1.64 | 10h30 | 0 | 0 | 10h30 | 0 | 0 | 10h30 | 0.5 | 1.54 | 10h30 | 0 | 0 | 10h30 | 0 | 0 | 10h30 | 0.43 | 1.4 | 10h30 | 0 | 0 | 10h30 | 0 | 0 | 10h30 | 0.37 | 1.26 | 10h30 | 0 | 0 | 10h30 | 0 | 0 | 10h30 | 0.47 | 1.63 | 10h30 | 0 | 0 |  | 10h30 | 0.68 | 1.93 |  | 10h30 | 0.49 | 1.48 |  | 10h30 | 0 | 0 |  | 10h30 | 0 | 0 |  | 10h30 | 0.36 | 1.14 |  | 10h30 | 0 | 0 |  | 10h30 | 0 | 0 |  | 10h30 | 0.37 | 1.24 |  | 10h30 | 0 | 0 |  | 10h30 | 0 | 0 |  | 10h30 | 0.31 | 1.09 |  | 10h30 | 0 | 0 |  | 10h30 | 0 | 0 |  | 10h30 | 0.42 | 1.47
11h30 | 0 | 0 | 11h30 | 0 | 0 | 11h30 | 0.42 | 1.35 | 11h30 | 0 | 0 | 11h30 | 0 | 0 | 11h30 | 0.39 | 1.27 | 11h30 | 0 | 0 | 11h30 | 0 | 0 | 11h30 | 0.33 | 1.16 | 11h30 | 0 | 0 | 11h30 | 0 | 0 | 11h30 | 0.28 | 1.04 | 11h30 | 0 | 0 | 11h30 | 0 | 0 | 11h30 | 0.27 | 1.34 | 11h30 | 0 | 0 |  | 11h30 | 0.51 | 1.51 |  | 11h30 | 0.37 | 1.21 |  | 11h30 | 0 | 0 |  | 11h30 | 0 | 0 |  | 11h30 | 0.27 | 0.92 |  | 11h30 | 0 | 0 |  | 11h30 | 0 | 0 |  | 11h30 | 0.28 | 1.01 |  | 11h30 | 0 | 0 |  | 11h30 | 0 | 0 |  | 11h30 | 0.23 | 0.89 |  | 11h30 | 0 | 0 |  | 11h30 | 0 | 0 |  | 11h30 | 0.22 | 1.2
12h30 | 0 | 0 | 12h30 | 0 | 0 | 12h30 | 0.33 | 1.15 | 12h30 | 0 | 0 | 12h30 | 0 | 0 | 12h30 | 0.31 | 1.08 | 12h30 | 0 | 0 | 12h30 | 0 | 0 | 12h30 | 0.26 | 0.98 | 12h30 | 0 | 0 | 12h30 | 0 | 0 | 12h30 | 0.22 | 0.88 | 12h30 | 0 | 0 | 12h30 | 0 | 0 | 12h30 | 0.18 | 1.14 | 12h30 | 0 | 0 |  | 12h30 | 0.42 | 1.3 |  | 12h30 | 0.29 | 1.02 |  | 12h30 | 0 | 0 |  | 12h30 | 0 | 0 |  | 12h30 | 0.2 | 0.76 |  | 12h30 | 0 | 0 |  | 12h30 | 0 | 0 |  | 12h30 | 0.21 | 0.84 |  | 12h30 | 0 | 0 |  | 12h30 | 0 | 0 |  | 12h30 | 0.17 | 0.74 |  | 12h30 | 0 | 0 |  | 12h30 | 0 | 0 |  | 12h30 | 0.15 | 1
13h30 | 0.23 | 0.79 | 13h30 | 0 | 0 | 13h30 | 0.28 | 1.02 | 13h30 | 0.23 | 0.79 | 13h30 | 0 | 0 | 13h30 | 0.26 | 0.97 | 13h30 | 0.21 | 0.75 | 13h30 | 0 | 0 | 13h30 | 0.21 | 0.86 | 13h30 | 0.19 | 0.71 | 13h30 | 0 | 0 | 13h30 | 0.18 | 0.78 | 13h30 | 0.09 | 0.78 | 13h30 | 0 | 0 | 13h30 | 0.06 | 1 | 13h30 | 0.2 | 0.65 |  | 13h30 | 0.39 | 1.2 |  | 13h30 | 0.24 | 0.9 |  | 13h30 | 0.14 | 0.57 |  | 13h30 | 0 | 0 |  | 13h30 | 0.16 | 0.66 |  | 13h30 | 0.16 | 0.61 |  | 13h30 | 0 | 0 |  | 13h30 | 0.17 | 0.73 |  | 13h30 | 0.14 | 0.58 |  | 13h30 | 0 | 0 |  | 13h30 | 0.13 | 0.64 |  | 13h30 | 0.05 | 0.64 |  | 13h30 | 0 | 0 |  | 13h30 | 0.02 | 0.87
14h30 | 0.41 | 1.38 | 14h30 | 0 | 0 | 14h30 | 0.24 | 0.93 | 14h30 | 0.39 | 1.32 | 14h30 | 0 | 0 | 14h30 | 0.22 | 0.87 | 14h30 | 0.33 | 1.22 | 14h30 | 0 | 0 | 14h30 | 0.18 | 0.77 | 14h30 | 0.29 | 1.11 | 14h30 | 0 | 0 | 14h30 | 0.15 | 0.7 | 14h30 | 0.13 | 1.32 | 14h30 | 0 | 0 | 14h30 | 0.06 | 0.89 | 14h30 | 0.36 | 1.19 |  | 14h30 | 0.38 | 1.16 |  | 14h30 | 0.2 | 0.81 |  | 14h30 | 0.24 | 0.94 |  | 14h30 | 0 | 0 |  | 14h30 | 0.14 | 0.59 |  | 14h30 | 0.26 | 1.02 |  | 14h30 | 0 | 0 |  | 14h30 | 0.15 | 0.65 |  | 14h30 | 0.21 | 0.92 |  | 14h30 | 0 | 0 |  | 14h30 | 0.12 | 0.57 |  | 14h30 | 0.07 | 1.13 |  | 14h30 | 0 | 0 |  | 14h30 | 0.02 | 0.77
15h30 | 0.48 | 1.6 | 15h30 | 0 | 0 | 15h30 | 0.24 | 0.94 | 15h30 | 0.43 | 1.49 | 15h30 | 0 | 0 | 15h30 | 0.22 | 0.89 | 15h30 | 0.36 | 1.34 | 15h30 | 0 | 0 | 15h30 | 0.17 | 0.78 | 15h30 | 0.29 | 1.19 | 15h30 | 0 | 0 | 15h30 | 0.15 | 0.7 | 15h30 | 0.16 | 1.52 | 15h30 | 0 | 0 | 15h30 | 0.09 | 0.89 | 15h30 | 0.42 | 1.46 |  | 15h30 | 0.37 | 1.14 |  | 15h30 | 0.2 | 0.81 |  | 15h30 | 0.29 | 1.09 |  | 15h30 | 0 | 0 |  | 15h30 | 0.13 | 0.59 |  | 15h30 | 0.3 | 1.18 |  | 15h30 | 0 | 0 |  | 15h30 | 0.14 | 0.65 |  | 15h30 | 0.23 | 1.02 |  | 15h30 | 0 | 0 |  | 15h30 | 0.11 | 0.57 |  | 15h30 | 0.11 | 1.37 |  | 15h30 | 0 | 0 |  | 15h30 | 0.04 | 0.76
16h30 | 0.44 | 1.45 | 16h30 | 0 | 0 | 16h30 | 0.28 | 1.05 | 16h30 | 0.41 | 1.38 | 16h30 | 0 | 0 | 16h30 | 0.27 | 1.01 | 16h30 | 0.34 | 1.24 | 16h30 | 0 | 0 | 16h30 | 0.21 | 0.88 | 16h30 | 0.29 | 1.12 | 16h30 | 0 | 0 | 16h30 | 0.18 | 0.8 | 16h30 | 0.24 | 1.4 | 16h30 | 0 | 0 | 16h30 | 0.15 | 1.01 | 16h30 | 0.38 | 1.31 |  | 16h30 | 0.39 | 1.19 |  | 16h30 | 0.24 | 0.92 |  | 16h30 | 0.28 | 1 |  | 16h30 | 0 | 0 |  | 16h30 | 0.16 | 0.69 |  | 16h30 | 0.29 | 1.09 |  | 16h30 | 0 | 0 |  | 16h30 | 0.17 | 0.75 |  | 16h30 | 0.23 | 0.96 |  | 16h30 | 0 | 0 |  | 16h30 | 0.13 | 0.66 |  | 16h30 | 0.19 | 1.25 |  | 16h30 | 0 | 0 |  | 16h30 | 0.11 | 0.88
17h30 | 0.43 | 1.41 | 17h30 | 0 | 0 | 17h30 | 0.33 | 1.15 | 17h30 | 0.41 | 1.36 | 17h30 | 0 | 0 | 17h30 | 0.32 | 1.11 | 17h30 | 0.35 | 1.23 | 17h30 | 0 | 0 | 17h30 | 0.26 | 0.98 | 17h30 | 0.3 | 1.12 | 17h30 | 0 | 0 | 17h30 | 0.22 | 0.89 | 17h30 | 0.31 | 1.38 | 17h30 | 0 | 0 | 17h30 | 0.22 | 1.12 | 17h30 | 0.38 | 1.27 |  | 17h30 | 0.42 | 1.28 |  | 17h30 | 0.29 | 1.01 |  | 17h30 | 0.29 | 0.99 |  | 17h30 | 0 | 0 |  | 17h30 | 0.2 | 0.78 |  | 17h30 | 0.3 | 1.08 |  | 17h30 | 0 | 0 |  | 17h30 | 0.21 | 0.84 |  | 17h30 | 0.25 | 0.96 |  | 17h30 | 0 | 0 |  | 17h30 | 0.17 | 0.75 |  | 17h30 | 0.26 | 1.23 |  | 17h30 | 0 | 0 |  | 17h30 | 0.17 | 0.98
18h30 | 0.44 | 1.41 | 18h30 | 0.38 | 1.19 | 18h30 | 0.37 | 1.24 | 18h30 | 0.42 | 1.37 | 18h30 | 0.38 | 1.18 | 18h30 | 0.35 | 1.2 | 18h30 | 0.36 | 1.24 | 18h30 | 0.35 | 1.12 | 18h30 | 0.29 | 1.06 | 18h30 | 0.32 | 1.14 | 18h30 | 0.32 | 1.07 | 18h30 | 0.26 | 0.97 | 18h30 | 0.36 | 1.39 | 18h30 | 0.32 | 1.17 | 18h30 | 0.28 | 1.21 | 18h30 | 0.38 | 1.26 |  | 18h30 | 0.43 | 1.25 |  | 18h30 | 0.32 | 1.09 |  | 18h30 | 0.3 | 1 |  | 18h30 | 0.27 | 0.9 |  | 18h30 | 0.24 | 0.85 |  | 18h30 | 0.3 | 1.08 |  | 18h30 | 0.29 | 0.98 |  | 18h30 | 0.24 | 0.91 |  | 18h30 | 0.26 | 0.98 |  | 18h30 | 0.26 | 0.92 |  | 18h30 | 0.2 | 0.82 |  | 18h30 | 0.31 | 1.24 |  | 18h30 | 0.27 | 1.02 |  | 18h30 | 0.23 | 1.07
19h30 | 0.25 | 1.16 | 19h30 | 0.52 | 1.83 | 19h30 | 0.2 | 1.03 | 19h30 | 0.23 | 1.12 | 19h30 | 0.5 | 1.79 | 19h30 | 0.19 | 1 | 19h30 | 0.17 | 0.98 | 19h30 | 0.42 | 1.65 | 19h30 | 0.12 | 0.86 | 19h30 | 0.13 | 0.89 | 19h30 | 0.36 | 1.51 | 19h30 | 0.09 | 0.77 | 19h30 | 0.2 | 1.15 | 19h30 | 0.38 | 1.76 | 19h30 | 0.14 | 1.02 | 19h30 | 0.19 | 1 |  | 19h30 | 0.26 | 0.99 |  | 19h30 | 0.15 | 0.88 |  | 19h30 | 0.11 | 0.75 |  | 19h30 | 0.31 | 1.28 |  | 19h30 | 0.07 | 0.64 |  | 19h30 | 0.12 | 0.82 |  | 19h30 | 0.33 | 1.41 |  | 19h30 | 0.07 | 0.7 |  | 19h30 | 0.09 | 0.72 |  | 19h30 | 0.26 | 1.27 |  | 19h30 | 0.06 | 0.61 |  | 19h30 | 0.15 | 0.99 |  | 19h30 | 0.3 | 1.54 |  | 19h30 | 0.12 | 0.87
20h30 | 0.1 | 0.9 | 20h30 | 0.38 | 1.76 | 20h30 | 0.1 | 0.81 | 20h30 | 0.09 | 0.87 | 20h30 | 0.35 | 1.7 | 20h30 | 0.09 | 0.78 | 20h30 | 0.05 | 0.73 | 20h30 | 0.25 | 1.51 | 20h30 | 0.05 | 0.64 | 20h30 | 0.02 | 0.63 | 20h30 | 0.18 | 1.34 | 20h30 | 0.02 | 0.55 | 20h30 | 0.04 | 0.9 | 20h30 | 0.23 | 1.67 | 20h30 | 0.01 | 0.81 | 20h30 | 0.07 | 0.74 |  | 20h30 | 0.14 | 0.91 |  | 20h30 | 0.07 | 0.65 |  | 20h30 | 0.01 | 0.49 |  | 20h30 | 0.16 | 1.17 |  | 20h30 | 0 | 0.41 |  | 20h30 | 0.02 | 0.57 |  | 20h30 | 0.17 | 1.3 |  | 20h30 | 0.01 | 0.48 |  | 20h30 | 0 | 0.47 |  | 20h30 | 0.09 | 1.11 |  | 20h30 | 0 | 0.39 |  | 20h30 | 0 | 0.74 |  | 20h30 | 0.15 | 1.48 |  | 20h30 | 0 | 0.65
21h30 | 0.08 | 0.94 | 21h30 | 0.24 | 1.44 | 21h30 | 0.07 | 0.88 | 21h30 | 0.07 | 0.92 | 21h30 | 0.23 | 1.4 | 21h30 | 0.06 | 0.85 | 21h30 | 0.02 | 0.77 | 21h30 | 0.18 | 1.25 | 21h30 | 0.01 | 0.7 | 21h30 | 0 | 0.67 | 21h30 | 0.14 | 1.12 | 21h30 | 0 | 0.61 | 21h30 | 0.04 | 0.95 | 21h30 | 0.17 | 1.4 | 21h30 | 0.02 | 0.88 | 21h30 | 0.03 | 0.77 |  | 21h30 | 0.13 | 1.06 |  | 21h30 | 0.03 | 0.71 |  | 21h30 | 0 | 0.52 |  | 21h30 | 0.12 | 0.93 |  | 21h30 | 0 | 0.46 |  | 21h30 | 0 | 0.6 |  | 21h30 | 0.13 | 1.05 |  | 21h30 | 0 | 0.53 |  | 21h30 | 0 | 0.49 |  | 21h30 | 0.09 | 0.9 |  | 21h30 | 0 | 0.44 |  | 21h30 | 0 | 0.78 |  | 21h30 | 0.12 | 1.21 |  | 21h30 | 0 | 0.71
22h30 | 0.08 | 0.98 | 22h30 | 0.17 | 1.3 | 22h30 | 0.07 | 0.93 | 22h30 | 0.07 | 0.96 | 22h30 | 0.16 | 1.27 | 22h30 | 0.06 | 0.91 | 22h30 | 0.02 | 0.81 | 22h30 | 0.11 | 1.13 | 22h30 | 0.01 | 0.76 | 22h30 | 0 | 0.71 | 22h30 | 0.07 | 1.01 | 22h30 | 0 | 0.66 | 22h30 | 0.04 | 1 | 22h30 | 0.13 | 1.28 | 22h30 | 0.02 | 0.94 | 22h30 | 0.03 | 0.8 |  | 22h30 | 0.13 | 1.13 |  | 22h30 | 0.03 | 0.76 |  | 22h30 | 0 | 0.54 |  | 22h30 | 0.04 | 0.82 |  | 22h30 | 0 | 0.49 |  | 22h30 | 0 | 0.63 |  | 22h30 | 0.05 | 0.93 |  | 22h30 | 0 | 0.58 |  | 22h30 | 0 | 0.52 |  | 22h30 | 0.01 | 0.8 |  | 22h30 | 0 | 0.47 |  | 22h30 | 0 | 0.82 |  | 22h30 | 0.07 | 1.09 |  | 22h30 | 0 | 0.76
23h30 | 0.06 | 1.01 | 23h30 | 0.17 | 1.22 | 23h30 | 0.05 | 0.97 | 23h30 | 0.05 | 0.99 | 23h30 | 0.16 | 1.2 | 23h30 | 0.04 | 0.95 | 23h30 | 0 | 0.84 | 23h30 | 0.11 | 1.06 | 23h30 | 0 | 0.79 | 23h30 | 0 | 0.73 | 23h30 | 0.07 | 0.95 | 23h30 | 0 | 0.69 | 23h30 | 0.04 | 1.03 | 23h30 | 0.13 | 1.22 | 23h30 | 0.03 | 0.99 | 23h30 | 0.01 | 0.83 |  | 23h30 | 0.12 | 1.16 |  | 23h30 | 0 | 0.79 |  | 23h30 | 0 | 0.56 |  | 23h30 | 0.04 | 0.75 |  | 23h30 | 0 | 0.52 |  | 23h30 | 0 | 0.65 |  | 23h30 | 0.05 | 0.86 |  | 23h30 | 0 | 0.61 |  | 23h30 | 0 | 0.54 |  | 23h30 | 0.01 | 0.74 |  | 23h30 | 0 | 0.5 |  | 23h30 | 0 | 0.84 |  | 23h30 | 0.07 | 1.03 |  | 23h30 | 0 | 0.8
00h30 | 0.06 | 0.79 | 00h30 | 0 | 0.24 | 00h30 | 0.05 | 0.79 | 00h30 | 0.05 | 0.76 | 00h30 | 0 | 0.24 | 00h30 | 0.04 | 0.76 | 00h30 | 0 | 0.66 | 00h30 | 0 | 0.19 | 00h30 | 0 | 0.66 | 00h30 | 0 | 0.59 | 00h30 | 0 | 0.16 | 00h30 | 0 | 0.59 | 00h30 | 0.04 | 0.79 | 00h30 | 0 | 0.26 | 00h30 | 0.03 | 0.8 | 00h30 | 0.01 | 0.68 |  | 00h30 | 0.12 | 1 |  | 00h30 | 0 | 0.68 |  | 00h30 | 0 | 0.49 |  | 00h30 | 0 | 0.08 |  | 00h30 | 0 | 0.48 |  | 00h30 | 0 | 0.55 |  | 00h30 | 0 | 0.12 |  | 00h30 | 0 | 0.55 |  | 00h30 | 0 | 0.47 |  | 00h30 | 0 | 0.08 |  | 00h30 | 0 | 0.46 |  | 00h30 | 0 | 0.68 |  | 00h30 | 0 | 0.18 |  | 00h30 | 0 | 0.69
01h30 | 0 | 0.08 | 01h30 | 0 | 0 | 01h30 | 0 | 0.07 | 01h30 | 0 | 0.07 | 01h30 | 0 | 0 | 01h30 | 0 | 0.06 | 01h30 | 0 | 0 | 01h30 | 0 | 0 | 01h30 | 0 | 0 | 01h30 | 0 | 0 | 01h30 | 0 | 0 | 01h30 | 0 | 0 | 01h30 | 0 | 0.1 | 01h30 | 0 | 0 | 01h30 | 0 | 0.09 | 01h30 | 0 | 0 |  | 01h30 | 0.06 | 0.28 |  | 01h30 | 0 | 0 |  | 01h30 | 0 | 0 |  | 01h30 | 0 | 0 |  | 01h30 | 0 | 0 |  | 01h30 | 0 | 0 |  | 01h30 | 0 | 0 |  | 01h30 | 0 | 0 |  | 01h30 | 0 | 0 |  | 01h30 | 0 | 0 |  | 01h30 | 0 | 0 |  | 01h30 | 0 | 0 |  | 01h30 | 0 | 0 |  | 01h30 | 0 | 0
02h30 | 0 | 0.08 | 02h30 | 0 | 0 | 02h30 | 0 | 0.07 | 02h30 | 0 | 0.07 | 02h30 | 0 | 0 | 02h30 | 0 | 0.06 | 02h30 | 0 | 0 | 02h30 | 0 | 0 | 02h30 | 0 | 0 | 02h30 | 0 | 0 | 02h30 | 0 | 0 | 02h30 | 0 | 0 | 02h30 | 0 | 0.1 | 02h30 | 0 | 0 | 02h30 | 0 | 0.09 | 02h30 | 0 | 0 |  | 02h30 | 0.06 | 0.28 |  | 02h30 | 0 | 0 |  | 02h30 | 0 | 0 |  | 02h30 | 0 | 0 |  | 02h30 | 0 | 0 |  | 02h30 | 0 | 0 |  | 02h30 | 0 | 0 |  | 02h30 | 0 | 0 |  | 02h30 | 0 | 0 |  | 02h30 | 0 | 0 |  | 02h30 | 0 | 0 |  | 02h30 | 0 | 0 |  | 02h30 | 0 | 0 |  | 02h30 | 0 | 0
03h30 | 0 | 0.12 | 03h30 | 0 | 0 | 03h30 | 0 | 0.11 | 03h30 | 0 | 0.08 | 03h30 | 0 | 0 | 03h30 | 0 | 0.07 | 03h30 | 0 | 0 | 03h30 | 0 | 0 | 03h30 | 0 | 0 | 03h30 | 0 | 0 | 03h30 | 0 | 0 | 03h30 | 0 | 0 | 03h30 | 0 | 0.13 | 03h30 | 0 | 0 | 03h30 | 0 | 0.12 | 03h30 | 0 | 0.03 |  | 03h30 | 0.05 | 0.35 |  | 03h30 | 0 | 0.02 |  | 03h30 | 0 | 0 |  | 03h30 | 0 | 0 |  | 03h30 | 0 | 0 |  | 03h30 | 0 | 0 |  | 03h30 | 0 | 0 |  | 03h30 | 0 | 0 |  | 03h30 | 0 | 0 |  | 03h30 | 0 | 0 |  | 03h30 | 0 | 0 |  | 03h30 | 0 | 0.03 |  | 03h30 | 0 | 0 |  | 03h30 | 0 | 0.03
04h30 | 0.04 | 0.22 | 04h30 | 0 | 0 | 04h30 | 0.03 | 0.21 | 04h30 | 0.03 | 0.18 | 04h30 | 0 | 0 | 04h30 | 0.02 | 0.16 | 04h30 | 0 | 0.06 | 04h30 | 0 | 0 | 04h30 | 0 | 0.05 | 04h30 | 0 | 0 | 04h30 | 0 | 0 | 04h30 | 0 | 0 | 04h30 | 0.04 | 0.23 | 04h30 | 0 | 0 | 04h30 | 0.03 | 0.22 | 04h30 | 0.01 | 0.1 |  | 04h30 | 0.1 | 0.37 |  | 04h30 | 0 | 0.09 |  | 04h30 | 0 | 0 |  | 04h30 | 0 | 0 |  | 04h30 | 0 | 0 |  | 04h30 | 0 | 0 |  | 04h30 | 0 | 0 |  | 04h30 | 0 | 0 |  | 04h30 | 0 | 0 |  | 04h30 | 0 | 0 |  | 04h30 | 0 | 0 |  | 04h30 | 0 | 0.12 |  | 04h30 | 0 | 0 |  | 04h30 | 0 | 0.1
05h30 | 0.1 | 0.36 | 05h30 | 0 | 0 | 05h30 | 0.09 | 0.35 | 05h30 | 0.08 | 0.33 | 05h30 | 0 | 0 | 05h30 | 0.07 | 0.31 | 05h30 | 0.02 | 0.2 | 05h30 | 0 | 0 | 05h30 | 0.01 | 0.18 | 05h30 | 0 | 0.08 | 05h30 | 0 | 0 | 05h30 | 0 | 0.07 | 05h30 | 0.09 | 0.37 | 05h30 | 0 | 0 | 05h30 | 0.09 | 0.36 | 05h30 | 0.05 | 0.23 |  | 05h30 | 0.14 | 0.45 |  | 05h30 | 0.04 | 0.22 |  | 05h30 | 0 | 0 |  | 05h30 | 0 | 0 |  | 05h30 | 0 | 0 |  | 05h30 | 0 | 0.06 |  | 05h30 | 0 | 0 |  | 05h30 | 0 | 0.05 |  | 05h30 | 0 | 0 |  | 05h30 | 0 | 0 |  | 05h30 | 0 | 0 |  | 05h30 | 0.04 | 0.25 |  | 05h30 | 0 | 0 |  | 05h30 | 0.03 | 0.23
06h30 | 0.12 | 0.4 | 06h30 | 0 | 0 | 06h30 | 0.12 | 0.39 | 06h30 | 0.11 | 0.37 | 06h30 | 0 | 0 | 06h30 | 0.11 | 0.36 | 06h30 | 0.05 | 0.28 | 06h30 | 0 | 0 | 06h30 | 0.04 | 0.27 | 06h30 | 0 | 0.16 | 06h30 | 0 | 0 | 06h30 | 0 | 0.14 | 06h30 | 0.12 | 0.42 | 06h30 | 0 | 0 | 06h30 | 0.12 | 0.41 | 06h30 | 0.08 | 0.28 |  | 06h30 | 0.18 | 0.54 |  | 06h30 | 0.08 | 0.27 |  | 06h30 | 0 | 0.01 |  | 06h30 | 0 | 0 |  | 06h30 | 0 | 0 |  | 06h30 | 0 | 0.14 |  | 06h30 | 0 | 0 |  | 06h30 | 0 | 0.12 |  | 06h30 | 0 | 0.01 |  | 06h30 | 0 | 0 |  | 06h30 | 0 | 0 |  | 06h30 | 0.08 | 0.3 |  | 06h30 | 0 | 0 |  | 06h30 | 0.07 | 0.28
07h30 | 0.34 | 1.3 | 07h30 | 0 | 0 | 07h30 | 0.32 | 1.27 | 07h30 | 0.27 | 1.18 | 07h30 | 0 | 0 | 07h30 | 0.27 | 1.12 | 07h30 | 0.3 | 0.99 | 07h30 | 0 | 0 | 07h30 | 0.3 | 1.01 | 07h30 | 0.29 | 1.04 | 07h30 | 0 | 0 | 07h30 | 0.28 | 1.04 | 07h30 | 0.32 | 1.32 | 07h30 | 0 | 0 | 07h30 | 0.29 | 1.29 | 07h30 | 0.25 | 1.12 |  | 07h30 | 0.44 | 1.46 |  | 07h30 | 0.23 | 1.1 |  | 07h30 | 0.22 | 0.84 |  | 07h30 | 0 | 0 |  | 07h30 | 0.22 | 0.84 |  | 07h30 | 0.25 | 0.87 |  | 07h30 | 0 | 0 |  | 07h30 | 0.25 | 0.89 |  | 07h30 | 0.21 | 0.9 |  | 07h30 | 0 | 0 |  | 07h30 | 0.21 | 0.89 |  | 07h30 | 0.23 | 1.15 |  | 07h30 | 0 | 0 |  | 07h30 | 0.22 | 1.11
08h30 | 0.55 | 2 | 08h30 | 0.39 | 1.23 | 08h30 | 0.53 | 1.98 | 08h30 | 0.48 | 1.88 | 08h30 | 0.37 | 1.17 | 08h30 | 0.47 | 1.83 | 08h30 | 0.47 | 1.69 | 08h30 | 0.31 | 1.06 | 08h30 | 0.47 | 1.7 | 08h30 | 0.42 | 1.64 | 08h30 | 0.25 | 0.89 | 08h30 | 0.41 | 1.63 | 08h30 | 0.52 | 2.01 | 08h30 | 0.37 | 1.23 | 08h30 | 0.5 | 1.99 | 08h30 | 0.45 | 1.78 |  | 08h30 | 0.56 | 1.87 |  | 08h30 | 0.43 | 1.76 |  | 08h30 | 0.35 | 1.36 |  | 08h30 | 0.23 | 0.86 |  | 08h30 | 0.33 | 1.35 |  | 08h30 | 0.4 | 1.5 |  | 08h30 | 0.26 | 0.98 |  | 08h30 | 0.38 | 1.5 |  | 08h30 | 0.3 | 1.42 |  | 08h30 | 0.19 | 0.84 |  | 08h30 | 0.29 | 1.41 |  | 08h30 | 0.42 | 1.8 |  | 08h30 | 0.33 | 1.15 |  | 08h30 | 0.41 | 1.77
09h30 | 0.8 | 2.47 | 09h30 | 0.89 | 2.58 | 09h30 | 0.8 | 2.46 | 09h30 | 0.8 | 2.43 | 09h30 | 0.85 | 2.48 | 09h30 | 0.79 | 2.44 | 09h30 | 0.69 | 2.36 | 09h30 | 0.75 | 2.31 | 09h30 | 0.68 | 2.34 | 09h30 | 0.58 | 2.09 | 09h30 | 0.64 | 2.06 | 09h30 | 0.56 | 2.06 | 09h30 | 0.79 | 2.49 | 09h30 | 0.86 | 2.59 | 09h30 | 0.8 | 2.48 | 09h30 | 0.75 | 2.27 |  | 09h30 | 0.66 | 1.96 |  | 09h30 | 0.75 | 2.27 |  | 09h30 | 0.53 | 1.78 |  | 09h30 | 0.6 | 1.83 |  | 09h30 | 0.52 | 1.75 |  | 09h30 | 0.58 | 2.11 |  | 09h30 | 0.65 | 2.09 |  | 09h30 | 0.57 | 2.08 |  | 09h30 | 0.47 | 1.81 |  | 09h30 | 0.54 | 1.84 |  | 09h30 | 0.46 | 1.78 |  | 09h30 | 0.74 | 2.29 |  | 09h30 | 0.77 | 2.37 |  | 09h30 | 0.73 | 2.29
10h30 | 0.8 | 2.37 | 10h30 | 1.01 | 3.01 | 10h30 | 0.8 | 2.37 | 10h30 | 0.79 | 2.33 | 10h30 | 0.98 | 2.94 | 10h30 | 0.79 | 2.33 | 10h30 | 0.71 | 2.25 | 10h30 | 0.88 | 2.79 | 10h30 | 0.7 | 2.23 | 10h30 | 0.63 | 2.04 | 10h30 | 0.79 | 2.59 | 10h30 | 0.62 | 2.02 | 10h30 | 0.79 | 2.39 | 10h30 | 0.98 | 3.04 | 10h30 | 0.79 | 2.39 | 10h30 | 0.74 | 2.18 |  | 10h30 | 0.57 | 1.64 |  | 10h30 | 0.74 | 2.17 |  | 10h30 | 0.57 | 1.74 |  | 10h30 | 0.71 | 2.15 |  | 10h30 | 0.57 | 1.72 |  | 10h30 | 0.62 | 2.02 |  | 10h30 | 0.77 | 2.46 |  | 10h30 | 0.61 | 2 |  | 10h30 | 0.54 | 1.8 |  | 10h30 | 0.67 | 2.24 |  | 10h30 | 0.53 | 1.78 |  | 10h30 | 0.73 | 2.2 |  | 10h30 | 0.88 | 2.73 |  | 10h30 | 0.72 | 2.19
11h30 | 0.73 | 2.19 | 11h30 | 0.84 | 2.54 | 11h30 | 0.73 | 2.19 | 11h30 | 0.72 | 2.14 | 11h30 | 0.82 | 2.48 | 11h30 | 0.71 | 2.14 | 11h30 | 0.65 | 2.05 | 11h30 | 0.75 | 2.36 | 11h30 | 0.64 | 2.04 | 11h30 | 0.58 | 1.88 | 11h30 | 0.67 | 2.2 | 11h30 | 0.57 | 1.86 | 11h30 | 0.72 | 2.21 | 11h30 | 0.82 | 2.56 | 11h30 | 0.72 | 2.2 | 11h30 | 0.67 | 1.99 |  | 11h30 | 0.4 | 1.24 |  | 11h30 | 0.67 | 1.98 |  | 11h30 | 0.52 | 1.58 |  | 11h30 | 0.6 | 1.82 |  | 11h30 | 0.51 | 1.56 |  | 11h30 | 0.57 | 1.83 |  | 11h30 | 0.65 | 2.09 |  | 11h30 | 0.56 | 1.81 |  | 11h30 | 0.49 | 1.64 |  | 11h30 | 0.58 | 1.91 |  | 11h30 | 0.49 | 1.63 |  | 11h30 | 0.65 | 2.01 |  | 11h30 | 0.74 | 2.3 |  | 11h30 | 0.65 | 2
12h30 | 0.71 | 2.15 | 12h30 | 0.77 | 2.36 | 12h30 | 0.71 | 2.15 | 12h30 | 0.7 | 2.11 | 12h30 | 0.75 | 2.31 | 12h30 | 0.69 | 2.1 | 12h30 | 0.63 | 2 | 12h30 | 0.69 | 2.19 | 12h30 | 0.62 | 1.99 | 12h30 | 0.56 | 1.84 | 12h30 | 0.62 | 2.05 | 12h30 | 0.56 | 1.83 | 12h30 | 0.7 | 2.18 | 12h30 | 0.76 | 2.39 | 12h30 | 0.7 | 2.17 | 12h30 | 0.64 | 1.94 |  | 12h30 | 0.29 | 1.04 |  | 12h30 | 0.64 | 1.94 |  | 12h30 | 0.5 | 1.54 |  | 12h30 | 0.55 | 1.69 |  | 12h30 | 0.5 | 1.52 |  | 12h30 | 0.55 | 1.77 |  | 12h30 | 0.6 | 1.93 |  | 12h30 | 0.54 | 1.76 |  | 12h30 | 0.48 | 1.6 |  | 12h30 | 0.53 | 1.78 |  | 12h30 | 0.48 | 1.59 |  | 12h30 | 0.63 | 1.97 |  | 12h30 | 0.68 | 2.14 |  | 12h30 | 0.63 | 1.96
13h30 | 0.7 | 2.13 | 13h30 | 0.74 | 2.27 | 13h30 | 0.7 | 2.13 | 13h30 | 0.68 | 2.08 | 13h30 | 0.72 | 2.22 | 13h30 | 0.68 | 2.08 | 13h30 | 0.61 | 1.97 | 13h30 | 0.65 | 2.1 | 13h30 | 0.61 | 1.96 | 13h30 | 0.55 | 1.82 | 13h30 | 0.59 | 1.96 | 13h30 | 0.55 | 1.81 | 13h30 | 0.68 | 2.16 | 13h30 | 0.72 | 2.29 | 13h30 | 0.68 | 2.16 | 13h30 | 0.63 | 1.92 |  | 13h30 | 0.2 | 0.74 |  | 13h30 | 0.63 | 1.91 |  | 13h30 | 0.49 | 1.5 |  | 13h30 | 0.52 | 1.61 |  | 13h30 | 0.48 | 1.49 |  | 13h30 | 0.53 | 1.74 |  | 13h30 | 0.57 | 1.85 |  | 13h30 | 0.53 | 1.73 |  | 13h30 | 0.47 | 1.58 |  | 13h30 | 0.51 | 1.7 |  | 13h30 | 0.47 | 1.57 |  | 13h30 | 0.61 | 1.94 |  | 13h30 | 0.64 | 2.05 |  | 13h30 | 0.61 | 1.94
14h30 | 0.66 | 2.04 | 14h30 | 0.69 | 2.13 | 14h30 | 0.66 | 2.03 | 14h30 | 0.65 | 1.98 | 14h30 | 0.67 | 2.08 | 14h30 | 0.64 | 1.98 | 14h30 | 0.58 | 1.86 | 14h30 | 0.61 | 1.96 | 14h30 | 0.58 | 1.86 | 14h30 | 0.52 | 1.73 | 14h30 | 0.55 | 1.83 | 14h30 | 0.52 | 1.72 | 14h30 | 0.65 | 2.06 | 14h30 | 0.68 | 2.15 | 14h30 | 0.65 | 2.05 | 14h30 | 0.59 | 1.82 |  | 14h30 | 0.2 | 0.74 |  | 14h30 | 0.59 | 1.82 |  | 14h30 | 0.46 | 1.42 |  | 14h30 | 0.48 | 1.5 |  | 14h30 | 0.46 | 1.42 |  | 14h30 | 0.5 | 1.64 |  | 14h30 | 0.53 | 1.72 |  | 14h30 | 0.5 | 1.63 |  | 14h30 | 0.44 | 1.5 |  | 14h30 | 0.47 | 1.58 |  | 14h30 | 0.44 | 1.49 |  | 14h30 | 0.58 | 1.84 |  | 14h30 | 0.6 | 1.92 |  | 14h30 | 0.57 | 1.83
15h30 | 0.64 | 1.97 | 15h30 | 0.66 | 2.04 | 15h30 | 0.64 | 1.97 | 15h30 | 0.62 | 1.92 | 15h30 | 0.64 | 1.99 | 15h30 | 0.62 | 1.91 | 15h30 | 0.55 | 1.8 | 15h30 | 0.57 | 1.86 | 15h30 | 0.55 | 1.79 | 15h30 | 0.5 | 1.66 | 15h30 | 0.52 | 1.74 | 15h30 | 0.5 | 1.66 | 15h30 | 0.62 | 1.99 | 15h30 | 0.64 | 2.06 | 15h30 | 0.62 | 1.99 | 15h30 | 0.57 | 1.75 |  | 15h30 | 0.15 | 0.59 |  | 15h30 | 0.57 | 1.75 |  | 15h30 | 0.44 | 1.38 |  | 15h30 | 0.46 | 1.44 |  | 15h30 | 0.44 | 1.37 |  | 15h30 | 0.48 | 1.57 |  | 15h30 | 0.49 | 1.63 |  | 15h30 | 0.47 | 1.57 |  | 15h30 | 0.42 | 1.43 |  | 15h30 | 0.44 | 1.5 |  | 15h30 | 0.42 | 1.43 |  | 15h30 | 0.55 | 1.77 |  | 15h30 | 0.56 | 1.83 |  | 15h30 | 0.55 | 1.77
16h30 | 0.65 | 2.02 | 16h30 | 0.67 | 2.06 | 16h30 | 0.65 | 2.01 | 16h30 | 0.63 | 1.96 | 16h30 | 0.65 | 2.01 | 16h30 | 0.63 | 1.95 | 16h30 | 0.56 | 1.83 | 16h30 | 0.58 | 1.88 | 16h30 | 0.56 | 1.83 | 16h30 | 0.51 | 1.7 | 16h30 | 0.53 | 1.75 | 16h30 | 0.5 | 1.69 | 16h30 | 0.64 | 2.04 | 16h30 | 0.65 | 2.09 | 16h30 | 0.63 | 2.03 | 16h30 | 0.57 | 1.79 |  | 16h30 | 0.15 | 0.59 |  | 16h30 | 0.57 | 1.79 |  | 16h30 | 0.45 | 1.42 |  | 16h30 | 0.46 | 1.46 |  | 16h30 | 0.45 | 1.41 |  | 16h30 | 0.48 | 1.6 |  | 16h30 | 0.5 | 1.64 |  | 16h30 | 0.48 | 1.6 |  | 16h30 | 0.43 | 1.46 |  | 16h30 | 0.44 | 1.51 |  | 16h30 | 0.43 | 1.46 |  | 16h30 | 0.56 | 1.81 |  | 16h30 | 0.57 | 1.85 |  | 16h30 | 0.56 | 1.81
17h30 | 0.66 | 2.04 | 17h30 | 0.67 | 2.08 | 17h30 | 0.66 | 2.04 | 17h30 | 0.64 | 1.99 | 17h30 | 0.65 | 2.03 | 17h30 | 0.64 | 1.98 | 17h30 | 0.57 | 1.85 | 17h30 | 0.58 | 1.89 | 17h30 | 0.57 | 1.85 | 17h30 | 0.52 | 1.72 | 17h30 | 0.53 | 1.76 | 17h30 | 0.51 | 1.71 | 17h30 | 0.65 | 2.07 | 17h30 | 0.66 | 2.1 | 17h30 | 0.65 | 2.06 | 17h30 | 0.59 | 1.82 |  | 17h30 | 0.14 | 0.55 |  | 17h30 | 0.59 | 1.82 |  | 17h30 | 0.46 | 1.44 |  | 17h30 | 0.47 | 1.47 |  | 17h30 | 0.46 | 1.43 |  | 17h30 | 0.49 | 1.62 |  | 17h30 | 0.5 | 1.66 |  | 17h30 | 0.49 | 1.62 |  | 17h30 | 0.44 | 1.48 |  | 17h30 | 0.45 | 1.52 |  | 17h30 | 0.43 | 1.48 |  | 17h30 | 0.57 | 1.84 |  | 17h30 | 0.58 | 1.87 |  | 17h30 | 0.57 | 1.84
18h30 | 0.67 | 2.05 | 18h30 | 0.68 | 2.08 | 18h30 | 0.67 | 2.05 | 18h30 | 0.65 | 1.99 | 18h30 | 0.66 | 2.02 | 18h30 | 0.64 | 1.99 | 18h30 | 0.57 | 1.86 | 18h30 | 0.58 | 1.88 | 18h30 | 0.57 | 1.85 | 18h30 | 0.52 | 1.72 | 18h30 | 0.53 | 1.76 | 18h30 | 0.52 | 1.72 | 18h30 | 0.66 | 2.07 | 18h30 | 0.67 | 2.1 | 18h30 | 0.65 | 2.07 | 18h30 | 0.59 | 1.83 |  | 18h30 | 0.17 | 0.58 |  | 18h30 | 0.59 | 1.82 |  | 18h30 | 0.47 | 1.45 |  | 18h30 | 0.47 | 1.47 |  | 18h30 | 0.46 | 1.44 |  | 18h30 | 0.5 | 1.63 |  | 18h30 | 0.51 | 1.65 |  | 18h30 | 0.5 | 1.63 |  | 18h30 | 0.44 | 1.49 |  | 18h30 | 0.45 | 1.52 |  | 18h30 | 0.44 | 1.49 |  | 18h30 | 0.58 | 1.85 |  | 18h30 | 0.59 | 1.87 |  | 18h30 | 0.58 | 1.85
19h30 | 0.47 | 1.79 | 19h30 | 0.48 | 1.81 | 19h30 | 0.47 | 1.79 | 19h30 | 0.45 | 1.73 | 19h30 | 0.46 | 1.76 | 19h30 | 0.45 | 1.73 | 19h30 | 0.38 | 1.6 | 19h30 | 0.39 | 1.62 | 19h30 | 0.38 | 1.59 | 19h30 | 0.33 | 1.46 | 19h30 | 0.34 | 1.49 | 19h30 | 0.32 | 1.45 | 19h30 | 0.46 | 1.81 | 19h30 | 0.47 | 1.84 | 19h30 | 0.46 | 1.81 | 19h30 | 0.4 | 1.56 |  | 19h30 | 0.05 | 0.45 |  | 19h30 | 0.4 | 1.56 |  | 19h30 | 0.27 | 1.18 |  | 19h30 | 0.28 | 1.21 |  | 19h30 | 0.27 | 1.18 |  | 19h30 | 0.31 | 1.37 |  | 19h30 | 0.31 | 1.39 |  | 19h30 | 0.3 | 1.37 |  | 19h30 | 0.25 | 1.23 |  | 19h30 | 0.26 | 1.25 |  | 19h30 | 0.25 | 1.22 |  | 19h30 | 0.39 | 1.59 |  | 19h30 | 0.39 | 1.6 |  | 19h30 | 0.39 | 1.58
20h30 | 0.27 | 1.55 | 20h30 | 0.28 | 1.56 | 20h30 | 0.27 | 1.55 | 20h30 | 0.25 | 1.49 | 20h30 | 0.26 | 1.51 | 20h30 | 0.25 | 1.48 | 20h30 | 0.2 | 1.35 | 20h30 | 0.19 | 1.37 | 20h30 | 0.2 | 1.35 | 20h30 | 0.17 | 1.21 | 20h30 | 0.14 | 1.24 | 20h30 | 0.17 | 1.21 | 20h30 | 0.26 | 1.57 | 20h30 | 0.27 | 1.59 | 20h30 | 0.26 | 1.57 | 20h30 | 0.21 | 1.32 |  | 20h30 | 0.01 | 0.41 |  | 20h30 | 0.21 | 1.31 |  | 20h30 | 0.14 | 0.93 |  | 20h30 | 0.08 | 0.95 |  | 20h30 | 0.14 | 0.93 |  | 20h30 | 0.16 | 1.12 |  | 20h30 | 0.11 | 1.13 |  | 20h30 | 0.16 | 1.12 |  | 20h30 | 0.12 | 0.98 |  | 20h30 | 0.06 | 1 |  | 20h30 | 0.12 | 0.97 |  | 20h30 | 0.2 | 1.34 |  | 20h30 | 0.19 | 1.35 |  | 20h30 | 0.2 | 1.33
21h30 | 0.27 | 1.59 | 21h30 | 0.27 | 1.6 | 21h30 | 0.27 | 1.59 | 21h30 | 0.25 | 1.52 | 21h30 | 0.25 | 1.54 | 21h30 | 0.25 | 1.52 | 21h30 | 0.19 | 1.39 | 21h30 | 0.18 | 1.4 | 21h30 | 0.18 | 1.39 | 21h30 | 0.15 | 1.25 | 21h30 | 0.13 | 1.27 | 21h30 | 0.14 | 1.24 | 21h30 | 0.26 | 1.61 | 21h30 | 0.26 | 1.63 | 21h30 | 0.26 | 1.61 | 21h30 | 0.2 | 1.35 |  | 21h30 | 0 | 0.59 |  | 21h30 | 0.2 | 1.35 |  | 21h30 | 0.1 | 0.96 |  | 21h30 | 0.07 | 0.98 |  | 21h30 | 0.1 | 0.96 |  | 21h30 | 0.13 | 1.15 |  | 21h30 | 0.1 | 1.16 |  | 21h30 | 0.13 | 1.15 |  | 21h30 | 0.08 | 1 |  | 21h30 | 0.05 | 1.02 |  | 21h30 | 0.08 | 1 |  | 21h30 | 0.19 | 1.37 |  | 21h30 | 0.18 | 1.39 |  | 21h30 | 0.19 | 1.37
22h30 | 0.25 | 1.57 | 22h30 | 0.26 | 1.59 | 22h30 | 0.25 | 1.57 | 22h30 | 0.23 | 1.51 | 22h30 | 0.24 | 1.53 | 22h30 | 0.23 | 1.5 | 22h30 | 0.19 | 1.38 | 22h30 | 0.16 | 1.39 | 22h30 | 0.18 | 1.37 | 22h30 | 0.15 | 1.23 | 22h30 | 0.11 | 1.25 | 22h30 | 0.14 | 1.23 | 22h30 | 0.24 | 1.6 | 22h30 | 0.25 | 1.61 | 22h30 | 0.24 | 1.59 | 22h30 | 0.2 | 1.34 |  | 22h30 | 0 | 0.7 |  | 22h30 | 0.2 | 1.34 |  | 22h30 | 0.1 | 0.94 |  | 22h30 | 0.05 | 0.96 |  | 22h30 | 0.1 | 0.94 |  | 22h30 | 0.13 | 1.14 |  | 22h30 | 0.08 | 1.15 |  | 22h30 | 0.13 | 1.13 |  | 22h30 | 0.08 | 0.99 |  | 22h30 | 0.03 | 1.01 |  | 22h30 | 0.08 | 0.99 |  | 22h30 | 0.19 | 1.36 |  | 22h30 | 0.17 | 1.37 |  | 22h30 | 0.19 | 1.36
23h30 | 0.24 | 1.58 | 23h30 | 0.25 | 1.59 | 23h30 | 0.24 | 1.58 | 23h30 | 0.22 | 1.51 | 23h30 | 0.23 | 1.52 | 23h30 | 0.22 | 1.5 | 23h30 | 0.16 | 1.38 | 23h30 | 0.16 | 1.39 | 23h30 | 0.16 | 1.38 | 23h30 | 0.11 | 1.23 | 23h30 | 0.1 | 1.25 | 23h30 | 0.11 | 1.23 | 23h30 | 0.23 | 1.6 | 23h30 | 0.24 | 1.61 | 23h30 | 0.23 | 1.6 | 23h30 | 0.18 | 1.34 |  | 23h30 | 0 | 0.78 |  | 23h30 | 0.18 | 1.33 |  | 23h30 | 0.06 | 0.94 |  | 23h30 | 0.04 | 0.96 |  | 23h30 | 0.06 | 0.94 |  | 23h30 | 0.09 | 1.13 |  | 23h30 | 0.07 | 1.15 |  | 23h30 | 0.09 | 1.13 |  | 23h30 | 0.03 | 0.99 |  | 23h30 | 0.03 | 1.01 |  | 23h30 | 0.03 | 0.98 |  | 23h30 | 0.16 | 1.36 |  | 23h30 | 0.16 | 1.37 |  | 23h30 | 0.16 | 1.35
00h30 | 0.23 | 1.18 | 00h30 | 0.06 | 0.48 | 00h30 | 0.23 | 1.17 | 00h30 | 0.22 | 1.12 | 00h30 | 0.06 | 0.45 | 00h30 | 0.22 | 1.12 | 00h30 | 0.16 | 1.03 | 00h30 | 0.03 | 0.41 | 00h30 | 0.16 | 1.03 | 00h30 | 0.11 | 0.96 | 00h30 | 0.01 | 0.37 | 00h30 | 0.11 | 0.95 | 00h30 | 0.22 | 1.19 | 00h30 | 0.06 | 0.49 | 00h30 | 0.22 | 1.19 | 00h30 | 0.18 | 1.01 |  | 00h30 | 0 | 0.67 |  | 00h30 | 0.18 | 1.01 |  | 00h30 | 0.06 | 0.8 |  | 00h30 | 0 | 0.27 |  | 00h30 | 0.06 | 0.8 |  | 00h30 | 0.09 | 0.9 |  | 00h30 | 0.01 | 0.33 |  | 00h30 | 0.09 | 0.9 |  | 00h30 | 0.03 | 0.82 |  | 00h30 | 0 | 0.28 |  | 00h30 | 0.03 | 0.82 |  | 00h30 | 0.16 | 1.02 |  | 00h30 | 0.03 | 0.4 |  | 00h30 | 0.16 | 1.02
01h30 | 0.14 | 0.5 | 01h30 | 0 | 0.16 | 01h30 | 0.13 | 0.5 | 01h30 | 0.12 | 0.47 | 01h30 | 0 | 0.12 | 01h30 | 0.12 | 0.47 | 01h30 | 0.05 | 0.39 | 01h30 | 0 | 0.03 | 01h30 | 0.05 | 0.39 | 01h30 | 0 | 0.33 | 01h30 | 0 | 0 | 01h30 | 0 | 0.33 | 01h30 | 0.13 | 0.52 | 01h30 | 0 | 0.17 | 01h30 | 0.13 | 0.52 | 01h30 | 0.06 | 0.33 |  | 01h30 | 0 | 0.05 |  | 01h30 | 0.06 | 0.33 |  | 01h30 | 0 | 0.08 |  | 01h30 | 0 | 0 |  | 01h30 | 0 | 0.08 |  | 01h30 | 0 | 0.22 |  | 01h30 | 0 | 0 |  | 01h30 | 0 | 0.21 |  | 01h30 | 0 | 0.14 |  | 01h30 | 0 | 0 |  | 01h30 | 0 | 0.13 |  | 01h30 | 0.07 | 0.34 |  | 01h30 | 0 | 0.07 |  | 01h30 | 0.07 | 0.34
02h30 | 0.14 | 0.5 | 02h30 | 0.07 | 0.46 | 02h30 | 0.13 | 0.5 | 02h30 | 0.12 | 0.47 | 02h30 | 0.05 | 0.4 | 02h30 | 0.12 | 0.47 | 02h30 | 0.05 | 0.39 | 02h30 | 0 | 0.26 | 02h30 | 0.05 | 0.39 | 02h30 | 0 | 0.33 | 02h30 | 0 | 0.15 | 02h30 | 0 | 0.33 | 02h30 | 0.13 | 0.52 | 02h30 | 0.05 | 0.48 | 02h30 | 0.13 | 0.52 | 02h30 | 0.06 | 0.33 |  | 02h30 | 0 | 0.05 |  | 02h30 | 0.06 | 0.33 |  | 02h30 | 0 | 0.08 |  | 02h30 | 0 | 0.01 |  | 02h30 | 0 | 0.08 |  | 02h30 | 0 | 0.22 |  | 02h30 | 0 | 0.11 |  | 02h30 | 0 | 0.21 |  | 02h30 | 0 | 0.14 |  | 02h30 | 0 | 0.02 |  | 02h30 | 0 | 0.13 |  | 02h30 | 0.07 | 0.34 |  | 02h30 | 0.01 | 0.3 |  | 02h30 | 0.07 | 0.34
03h30 | 0.14 | 0.6 | 03h30 | 0.16 | 0.63 | 03h30 | 0.14 | 0.59 | 03h30 | 0.12 | 0.54 | 03h30 | 0.14 | 0.59 | 03h30 | 0.12 | 0.54 | 03h30 | 0.06 | 0.43 | 03h30 | 0.06 | 0.47 | 03h30 | 0.06 | 0.43 | 03h30 | 0.01 | 0.32 | 03h30 | 0.02 | 0.35 | 03h30 | 0.01 | 0.31 | 03h30 | 0.13 | 0.61 | 03h30 | 0.15 | 0.65 | 03h30 | 0.13 | 0.61 | 03h30 | 0.09 | 0.43 |  | 03h30 | 0.01 | 0.16 |  | 03h30 | 0.09 | 0.43 |  | 03h30 | 0 | 0.14 |  | 03h30 | 0 | 0.12 |  | 03h30 | 0 | 0.14 |  | 03h30 | 0 | 0.27 |  | 03h30 | 0.01 | 0.27 |  | 03h30 | 0 | 0.27 |  | 03h30 | 0 | 0.15 |  | 03h30 | 0 | 0.14 |  | 03h30 | 0 | 0.15 |  | 03h30 | 0.07 | 0.44 |  | 03h30 | 0.08 | 0.46 |  | 03h30 | 0.07 | 0.44
04h30 | 0.19 | 0.65 | 04h30 | 0.22 | 0.73 | 04h30 | 0.19 | 0.65 | 04h30 | 0.16 | 0.6 | 04h30 | 0.2 | 0.68 | 04h30 | 0.16 | 0.6 | 04h30 | 0.1 | 0.51 | 04h30 | 0.14 | 0.6 | 04h30 | 0.1 | 0.51 | 04h30 | 0.04 | 0.39 | 04h30 | 0.07 | 0.49 | 04h30 | 0.04 | 0.39 | 04h30 | 0.17 | 0.66 | 04h30 | 0.21 | 0.74 | 04h30 | 0.17 | 0.66 | 04h30 | 0.13 | 0.48 |  | 04h30 | 0.06 | 0.27 |  | 04h30 | 0.13 | 0.48 |  | 04h30 | 0.03 | 0.2 |  | 04h30 | 0.04 | 0.26 |  | 04h30 | 0.03 | 0.19 |  | 04h30 | 0.04 | 0.33 |  | 04h30 | 0.06 | 0.41 |  | 04h30 | 0.04 | 0.33 |  | 04h30 | 0 | 0.21 |  | 04h30 | 0.01 | 0.29 |  | 04h30 | 0 | 0.21 |  | 04h30 | 0.11 | 0.49 |  | 04h30 | 0.14 | 0.56 |  | 04h30 | 0.11 | 0.49
05h30 | 0.22 | 0.74 | 05h30 | 0.25 | 0.83 | 05h30 | 0.22 | 0.74 | 05h30 | 0.2 | 0.67 | 05h30 | 0.23 | 0.75 | 05h30 | 0.2 | 0.67 | 05h30 | 0.15 | 0.6 | 05h30 | 0.18 | 0.67 | 05h30 | 0.15 | 0.6 | 05h30 | 0.1 | 0.49 | 05h30 | 0.13 | 0.57 | 05h30 | 0.1 | 0.48 | 05h30 | 0.21 | 0.74 | 05h30 | 0.24 | 0.84 | 05h30 | 0.21 | 0.74 | 05h30 | 0.17 | 0.57 |  | 05h30 | 0.12 | 0.37 |  | 05h30 | 0.17 | 0.57 |  | 05h30 | 0.07 | 0.28 |  | 05h30 | 0.09 | 0.34 |  | 05h30 | 0.07 | 0.28 |  | 05h30 | 0.09 | 0.42 |  | 05h30 | 0.11 | 0.48 |  | 05h30 | 0.09 | 0.42 |  | 05h30 | 0.03 | 0.3 |  | 05h30 | 0.05 | 0.38 |  | 05h30 | 0.03 | 0.3 |  | 05h30 | 0.15 | 0.57 |  | 05h30 | 0.17 | 0.65 |  | 05h30 | 0.15 | 0.57
06h30 | 0.25 | 0.82 | 06h30 | 0.28 | 0.9 | 06h30 | 0.25 | 0.82 | 06h30 | 0.22 | 0.72 | 06h30 | 0.25 | 0.81 | 06h30 | 0.22 | 0.72 | 06h30 | 0.18 | 0.66 | 06h30 | 0.2 | 0.73 | 06h30 | 0.18 | 0.66 | 06h30 | 0.14 | 0.55 | 06h30 | 0.16 | 0.6 | 06h30 | 0.14 | 0.55 | 06h30 | 0.23 | 0.82 | 06h30 | 0.26 | 0.9 | 06h30 | 0.23 | 0.82 | 06h30 | 0.2 | 0.66 |  | 06h30 | 0.14 | 0.42 |  | 06h30 | 0.19 | 0.66 |  | 06h30 | 0.1 | 0.34 |  | 06h30 | 0.12 | 0.39 |  | 06h30 | 0.1 | 0.34 |  | 06h30 | 0.13 | 0.49 |  | 06h30 | 0.14 | 0.55 |  | 06h30 | 0.13 | 0.49 |  | 06h30 | 0.07 | 0.38 |  | 06h30 | 0.09 | 0.42 |  | 06h30 | 0.07 | 0.38 |  | 06h30 | 0.18 | 0.66 |  | 06h30 | 0.2 | 0.73 |  | 06h30 | 0.18 | 0.66
07h30 | 0.11 | 0.64 | 07h30 | 0.15 | 0.69 | 07h30 | 0.55 | 1.85 | 07h30 | 0.07 | 0.53 | 07h30 | 0.13 | 0.6 | 07h30 | 0.48 | 1.69 | 07h30 | 0.07 | 0.47 | 07h30 | 0.09 | 0.54 | 07h30 | 0.4 | 1.59 | 07h30 | 0.07 | 0.32 | 07h30 | 0.08 | 0.37 | 07h30 | 0.36 | 1.13 | 07h30 | 0.09 | 0.64 | 07h30 | 0.14 | 0.69 | 07h30 | 0.51 | 1.84 | 07h30 | 0.07 | 0.48 |  | 07h30 | 0.36 | 1.28 |  | 07h30 | 0.49 | 1.65 |  | 07h30 | 0.06 | 0.13 |  | 07h30 | 0.07 | 0.19 |  | 07h30 | 0.25 | 1.07 |  | 07h30 | 0.07 | 0.31 |  | 07h30 | 0.08 | 0.37 |  | 07h30 | 0.32 | 1.38 |  | 07h30 | 0.04 | 0.16 |  | 07h30 | 0.05 | 0.21 |  | 07h30 | 0.29 | 0.96 |  | 07h30 | 0.07 | 0.48 |  | 07h30 | 0.1 | 0.54 |  | 07h30 | 0.44 | 1.65
08h30 | 0.42 | 1.69 | 08h30 | 0.47 | 1.75 | 08h30 | 0.76 | 2.49 | 08h30 | 0.36 | 1.55 | 08h30 | 0.43 | 1.62 | 08h30 | 0.69 | 2.33 | 08h30 | 0.35 | 1.47 | 08h30 | 0.38 | 1.55 | 08h30 | 0.6 | 2.25 | 08h30 | 0.32 | 1.18 | 08h30 | 0.34 | 1.31 | 08h30 | 0.53 | 1.82 | 08h30 | 0.38 | 1.69 | 08h30 | 0.44 | 1.75 | 08h30 | 0.71 | 2.49 | 08h30 | 0.37 | 1.5 |  | 08h30 | 0.45 | 1.65 |  | 08h30 | 0.67 | 2.26 |  | 08h30 | 0.32 | 0.97 |  | 08h30 | 0.33 | 1.07 |  | 08h30 | 0.44 | 1.66 |  | 08h30 | 0.35 | 1.27 |  | 08h30 | 0.36 | 1.35 |  | 08h30 | 0.51 | 2 |  | 08h30 | 0.27 | 0.97 |  | 08h30 | 0.29 | 1.08 |  | 08h30 | 0.44 | 1.6 |  | 08h30 | 0.36 | 1.5 |  | 08h30 | 0.4 | 1.55 |  | 08h30 | 0.63 | 2.26
09h30 | 0.95 | 2.86 | 09h30 | 0.97 | 2.91 | 09h30 | 0.93 | 2.81 | 09h30 | 0.89 | 2.71 | 09h30 | 0.93 | 2.77 | 09h30 | 0.9 | 2.71 | 09h30 | 0.84 | 2.64 | 09h30 | 0.87 | 2.71 | 09h30 | 0.85 | 2.66 | 09h30 | 0.75 | 2.35 | 09h30 | 0.78 | 2.45 | 09h30 | 0.75 | 2.57 | 09h30 | 0.91 | 2.86 | 09h30 | 0.94 | 2.9 | 09h30 | 0.91 | 2.82 | 09h30 | 0.88 | 2.63 |  | 09h30 | 0.55 | 1.73 |  | 09h30 | 0.85 | 2.58 |  | 09h30 | 0.74 | 2.06 |  | 09h30 | 0.75 | 2.14 |  | 09h30 | 0.74 | 2.18 |  | 09h30 | 0.79 | 2.4 |  | 09h30 | 0.8 | 2.46 |  | 09h30 | 0.78 | 2.42 |  | 09h30 | 0.67 | 2.1 |  | 09h30 | 0.69 | 2.19 |  | 09h30 | 0.66 | 2.32 |  | 09h30 | 0.84 | 2.62 |  | 09h30 | 0.87 | 2.67 |  | 09h30 | 0.83 | 2.59
10h30 | 1.11 | 3.11 | 10h30 | 1.11 | 3.13 | 10h30 | 0.92 | 2.69 | 10h30 | 1.07 | 3.01 | 10h30 | 1.07 | 3.03 | 10h30 | 0.88 | 2.59 | 10h30 | 0.99 | 2.96 | 10h30 | 1 | 2.98 | 10h30 | 0.84 | 2.53 | 10h30 | 0.89 | 2.8 | 10h30 | 0.9 | 2.82 | 10h30 | 0.75 | 2.42 | 10h30 | 1.08 | 3.12 | 10h30 | 1.08 | 3.14 | 10h30 | 0.89 | 2.7 | 10h30 | 1.03 | 2.89 |  | 10h30 | 0.44 | 1.35 |  | 10h30 | 0.84 | 2.46 |  | 10h30 | 0.82 | 2.47 |  | 10h30 | 0.83 | 2.48 |  | 10h30 | 0.72 | 2.06 |  | 10h30 | 0.89 | 2.73 |  | 10h30 | 0.9 | 2.75 |  | 10h30 | 0.76 | 2.31 |  | 10h30 | 0.79 | 2.57 |  | 10h30 | 0.81 | 2.58 |  | 10h30 | 0.67 | 2.18 |  | 10h30 | 0.98 | 2.89 |  | 10h30 | 0.99 | 2.91 |  | 10h30 | 0.82 | 2.47
11h30 | 0.92 | 2.67 | 11h30 | 0.92 | 2.68 | 11h30 | 0.82 | 2.44 | 11h30 | 0.89 | 2.57 | 11h30 | 0.89 | 2.59 | 11h30 | 0.79 | 2.35 | 11h30 | 0.82 | 2.52 | 11h30 | 0.83 | 2.54 | 11h30 | 0.74 | 2.28 | 11h30 | 0.74 | 2.36 | 11h30 | 0.75 | 2.38 | 11h30 | 0.66 | 2.15 | 11h30 | 0.89 | 2.68 | 11h30 | 0.89 | 2.69 | 11h30 | 0.79 | 2.45 | 11h30 | 0.84 | 2.45 |  | 11h30 | 0.26 | 0.88 |  | 11h30 | 0.75 | 2.22 |  | 11h30 | 0.67 | 2.04 |  | 11h30 | 0.68 | 2.05 |  | 11h30 | 0.62 | 1.82 |  | 11h30 | 0.73 | 2.3 |  | 11h30 | 0.74 | 2.31 |  | 11h30 | 0.66 | 2.06 |  | 11h30 | 0.66 | 2.14 |  | 11h30 | 0.66 | 2.16 |  | 11h30 | 0.59 | 1.93 |  | 11h30 | 0.81 | 2.46 |  | 11h30 | 0.81 | 2.47 |  | 11h30 | 0.72 | 2.23
12h30 | 0.81 | 2.41 | 12h30 | 0.81 | 2.42 | 12h30 | 0.76 | 2.28 | 12h30 | 0.78 | 2.31 | 12h30 | 0.78 | 2.33 | 12h30 | 0.73 | 2.19 | 12h30 | 0.72 | 2.25 | 12h30 | 0.73 | 2.27 | 12h30 | 0.67 | 2.11 | 12h30 | 0.65 | 2.1 | 12h30 | 0.66 | 2.12 | 12h30 | 0.61 | 1.98 | 12h30 | 0.79 | 2.41 | 12h30 | 0.79 | 2.43 | 12h30 | 0.74 | 2.29 | 12h30 | 0.74 | 2.19 |  | 12h30 | 0.2 | 0.73 |  | 12h30 | 0.69 | 2.07 |  | 12h30 | 0.59 | 1.8 |  | 12h30 | 0.6 | 1.81 |  | 12h30 | 0.56 | 1.67 |  | 12h30 | 0.64 | 2.04 |  | 12h30 | 0.65 | 2.05 |  | 12h30 | 0.6 | 1.9 |  | 12h30 | 0.57 | 1.89 |  | 12h30 | 0.58 | 1.9 |  | 12h30 | 0.53 | 1.76 |  | 12h30 | 0.71 | 2.2 |  | 12h30 | 0.71 | 2.21 |  | 12h30 | 0.66 | 2.07
13h30 | 0.75 | 2.24 | 13h30 | 0.75 | 2.25 | 13h30 | 0.72 | 2.16 | 13h30 | 0.72 | 2.15 | 13h30 | 0.72 | 2.16 | 13h30 | 0.69 | 2.07 | 13h30 | 0.66 | 2.08 | 13h30 | 0.66 | 2.09 | 13h30 | 0.63 | 1.98 | 13h30 | 0.59 | 1.93 | 13h30 | 0.6 | 1.94 | 13h30 | 0.57 | 1.85 | 13h30 | 0.73 | 2.25 | 13h30 | 0.73 | 2.26 | 13h30 | 0.7 | 2.17 | 13h30 | 0.68 | 2.03 |  | 13h30 | 0.1 | 0.45 |  | 13h30 | 0.65 | 1.95 |  | 13h30 | 0.54 | 1.64 |  | 13h30 | 0.54 | 1.65 |  | 13h30 | 0.52 | 1.56 |  | 13h30 | 0.58 | 1.87 |  | 13h30 | 0.59 | 1.88 |  | 13h30 | 0.56 | 1.78 |  | 13h30 | 0.52 | 1.72 |  | 13h30 | 0.52 | 1.73 |  | 13h30 | 0.49 | 1.63 |  | 13h30 | 0.65 | 2.04 |  | 13h30 | 0.66 | 2.05 |  | 13h30 | 0.63 | 1.96
14h30 | 0.71 | 2.13 | 14h30 | 0.71 | 2.14 | 14h30 | 0.69 | 2.07 | 14h30 | 0.68 | 2.04 | 14h30 | 0.68 | 2.05 | 14h30 | 0.66 | 1.99 | 14h30 | 0.62 | 1.96 | 14h30 | 0.62 | 1.96 | 14h30 | 0.6 | 1.89 | 14h30 | 0.55 | 1.81 | 14h30 | 0.56 | 1.82 | 14h30 | 0.53 | 1.75 | 14h30 | 0.69 | 2.14 | 14h30 | 0.69 | 2.14 | 14h30 | 0.67 | 2.08 | 14h30 | 0.64 | 1.93 |  | 14h30 | 0.1 | 0.45 |  | 14h30 | 0.62 | 1.88 |  | 14h30 | 0.51 | 1.54 |  | 14h30 | 0.51 | 1.55 |  | 14h30 | 0.49 | 1.49 |  | 14h30 | 0.55 | 1.75 |  | 14h30 | 0.55 | 1.76 |  | 14h30 | 0.53 | 1.69 |  | 14h30 | 0.48 | 1.61 |  | 14h30 | 0.49 | 1.62 |  | 14h30 | 0.47 | 1.55 |  | 14h30 | 0.62 | 1.94 |  | 14h30 | 0.62 | 1.94 |  | 14h30 | 0.6 | 1.88
15h30 | 0.68 | 2.06 | 15h30 | 0.69 | 2.07 | 15h30 | 0.67 | 2.03 | 15h30 | 0.65 | 1.98 | 15h30 | 0.66 | 1.98 | 15h30 | 0.64 | 1.94 | 15h30 | 0.59 | 1.88 | 15h30 | 0.59 | 1.89 | 15h30 | 0.58 | 1.84 | 15h30 | 0.53 | 1.74 | 15h30 | 0.53 | 1.75 | 15h30 | 0.52 | 1.7 | 15h30 | 0.66 | 2.07 | 15h30 | 0.66 | 2.08 | 15h30 | 0.65 | 2.03 | 15h30 | 0.62 | 1.87 |  | 15h30 | 0.03 | 0.25 |  | 15h30 | 0.6 | 1.83 |  | 15h30 | 0.49 | 1.48 |  | 15h30 | 0.49 | 1.49 |  | 15h30 | 0.48 | 1.44 |  | 15h30 | 0.52 | 1.68 |  | 15h30 | 0.53 | 1.69 |  | 15h30 | 0.51 | 1.64 |  | 15h30 | 0.46 | 1.54 |  | 15h30 | 0.47 | 1.55 |  | 15h30 | 0.45 | 1.5 |  | 15h30 | 0.6 | 1.88 |  | 15h30 | 0.6 | 1.88 |  | 15h30 | 0.58 | 1.84
16h30 | 0.66 | 2.01 | 16h30 | 0.66 | 2.02 | 16h30 | 0.65 | 1.99 | 16h30 | 0.63 | 1.93 | 16h30 | 0.64 | 1.93 | 16h30 | 0.62 | 1.9 | 16h30 | 0.57 | 1.82 | 16h30 | 0.57 | 1.83 | 16h30 | 0.56 | 1.79 | 16h30 | 0.51 | 1.68 | 16h30 | 0.51 | 1.69 | 16h30 | 0.5 | 1.65 | 16h30 | 0.64 | 2.02 | 16h30 | 0.65 | 2.03 | 16h30 | 0.63 | 1.99 | 16h30 | 0.6 | 1.82 |  | 16h30 | 0.03 | 0.25 |  | 16h30 | 0.59 | 1.79 |  | 16h30 | 0.47 | 1.44 |  | 16h30 | 0.47 | 1.44 |  | 16h30 | 0.46 | 1.41 |  | 16h30 | 0.5 | 1.63 |  | 16h30 | 0.51 | 1.64 |  | 16h30 | 0.49 | 1.6 |  | 16h30 | 0.44 | 1.49 |  | 16h30 | 0.45 | 1.5 |  | 16h30 | 0.43 | 1.46 |  | 16h30 | 0.58 | 1.83 |  | 16h30 | 0.58 | 1.83 |  | 16h30 | 0.57 | 1.8
17h30 | 0.64 | 1.95 | 17h30 | 0.64 | 1.96 | 17h30 | 0.63 | 1.93 | 17h30 | 0.61 | 1.87 | 17h30 | 0.62 | 1.87 | 17h30 | 0.61 | 1.85 | 17h30 | 0.55 | 1.76 | 17h30 | 0.55 | 1.77 | 17h30 | 0.54 | 1.74 | 17h30 | 0.49 | 1.63 | 17h30 | 0.49 | 1.63 | 17h30 | 0.48 | 1.6 | 17h30 | 0.62 | 1.96 | 17h30 | 0.62 | 1.97 | 17h30 | 0.62 | 1.94 | 17h30 | 0.58 | 1.77 |  | 17h30 | 0.02 | 0.22 |  | 17h30 | 0.57 | 1.75 |  | 17h30 | 0.45 | 1.39 |  | 17h30 | 0.46 | 1.4 |  | 17h30 | 0.45 | 1.37 |  | 17h30 | 0.48 | 1.57 |  | 17h30 | 0.49 | 1.58 |  | 17h30 | 0.48 | 1.55 |  | 17h30 | 0.43 | 1.44 |  | 17h30 | 0.43 | 1.44 |  | 17h30 | 0.42 | 1.41 |  | 17h30 | 0.56 | 1.77 |  | 17h30 | 0.56 | 1.78 |  | 17h30 | 0.55 | 1.76
18h30 | 0.62 | 1.89 | 18h30 | 0.62 | 1.9 | 18h30 | 0.61 | 1.88 | 18h30 | 0.59 | 1.81 | 18h30 | 0.59 | 1.81 | 18h30 | 0.58 | 1.79 | 18h30 | 0.53 | 1.7 | 18h30 | 0.53 | 1.71 | 18h30 | 0.52 | 1.69 | 18h30 | 0.47 | 1.57 | 18h30 | 0.47 | 1.58 | 18h30 | 0.46 | 1.55 | 18h30 | 0.6 | 1.9 | 18h30 | 0.6 | 1.9 | 18h30 | 0.59 | 1.89 | 18h30 | 0.56 | 1.71 |  | 18h30 | 0.05 | 0.27 |  | 18h30 | 0.55 | 1.69 |  | 18h30 | 0.44 | 1.35 |  | 18h30 | 0.44 | 1.35 |  | 18h30 | 0.43 | 1.33 |  | 18h30 | 0.46 | 1.52 |  | 18h30 | 0.46 | 1.52 |  | 18h30 | 0.46 | 1.5 |  | 18h30 | 0.41 | 1.38 |  | 18h30 | 0.41 | 1.39 |  | 18h30 | 0.4 | 1.36 |  | 18h30 | 0.54 | 1.71 |  | 18h30 | 0.54 | 1.72 |  | 18h30 | 0.53 | 1.7
19h30 | 0.4 | 1.59 | 19h30 | 0.41 | 1.59 | 19h30 | 0.4 | 1.58 | 19h30 | 0.37 | 1.5 | 19h30 | 0.38 | 1.51 | 19h30 | 0.37 | 1.49 | 19h30 | 0.32 | 1.4 | 19h30 | 0.33 | 1.4 | 19h30 | 0.31 | 1.39 | 19h30 | 0.29 | 1.27 | 19h30 | 0.29 | 1.28 | 19h30 | 0.25 | 1.26 | 19h30 | 0.38 | 1.6 | 19h30 | 0.39 | 1.6 | 19h30 | 0.38 | 1.58 | 19h30 | 0.34 | 1.4 |  | 19h30 | 0.03 | 0.14 |  | 19h30 | 0.34 | 1.39 |  | 19h30 | 0.25 | 1.06 |  | 19h30 | 0.26 | 1.06 |  | 19h30 | 0.23 | 1.04 |  | 19h30 | 0.28 | 1.21 |  | 19h30 | 0.29 | 1.21 |  | 19h30 | 0.24 | 1.2 |  | 19h30 | 0.24 | 1.08 |  | 19h30 | 0.24 | 1.09 |  | 19h30 | 0.19 | 1.07 |  | 19h30 | 0.32 | 1.41 |  | 19h30 | 0.34 | 1.41 |  | 19h30 | 0.32 | 1.4
20h30 | 0.19 | 1.32 | 20h30 | 0.19 | 1.32 | 20h30 | 0.27 | 1.31 | 20h30 | 0.16 | 1.24 | 20h30 | 0.17 | 1.24 | 20h30 | 0.24 | 1.23 | 20h30 | 0.1 | 1.13 | 20h30 | 0.11 | 1.13 | 20h30 | 0.18 | 1.12 | 20h30 | 0.06 | 1 | 20h30 | 0.07 | 1.01 | 20h30 | 0.14 | 0.99 | 20h30 | 0.17 | 1.33 | 20h30 | 0.18 | 1.33 | 20h30 | 0.25 | 1.32 | 20h30 | 0.13 | 1.13 |  | 20h30 | 0 | 0.12 |  | 20h30 | 0.21 | 1.12 |  | 20h30 | 0.03 | 0.78 |  | 20h30 | 0.04 | 0.79 |  | 20h30 | 0.12 | 0.77 |  | 20h30 | 0.05 | 0.94 |  | 20h30 | 0.06 | 0.94 |  | 20h30 | 0.12 | 0.93 |  | 20h30 | 0.01 | 0.81 |  | 20h30 | 0.01 | 0.81 |  | 20h30 | 0.1 | 0.8 |  | 20h30 | 0.11 | 1.14 |  | 20h30 | 0.12 | 1.14 |  | 20h30 | 0.19 | 1.13
21h30 | 0.17 | 1.31 | 21h30 | 0.19 | 1.31 | 21h30 | 0.21 | 1.3 | 21h30 | 0.14 | 1.22 | 21h30 | 0.17 | 1.23 | 21h30 | 0.19 | 1.22 | 21h30 | 0.1 | 1.12 | 21h30 | 0.11 | 1.12 | 21h30 | 0.12 | 1.11 | 21h30 | 0.06 | 0.99 | 21h30 | 0.07 | 0.99 | 21h30 | 0.07 | 0.98 | 21h30 | 0.15 | 1.31 | 21h30 | 0.18 | 1.32 | 21h30 | 0.2 | 1.31 | 21h30 | 0.12 | 1.11 |  | 21h30 | 0 | 0.31 |  | 21h30 | 0.15 | 1.11 |  | 21h30 | 0.03 | 0.77 |  | 21h30 | 0.04 | 0.77 |  | 21h30 | 0.05 | 0.76 |  | 21h30 | 0.05 | 0.92 |  | 21h30 | 0.06 | 0.92 |  | 21h30 | 0.06 | 0.91 |  | 21h30 | 0.01 | 0.79 |  | 21h30 | 0.01 | 0.8 |  | 21h30 | 0.02 | 0.78 |  | 21h30 | 0.11 | 1.12 |  | 21h30 | 0.12 | 1.12 |  | 21h30 | 0.13 | 1.11
22h30 | 0.15 | 1.28 | 22h30 | 0.16 | 1.28 | 22h30 | 0.21 | 1.27 | 22h30 | 0.12 | 1.2 | 22h30 | 0.14 | 1.2 | 22h30 | 0.19 | 1.19 | 22h30 | 0.08 | 1.09 | 22h30 | 0.08 | 1.09 | 22h30 | 0.12 | 1.08 | 22h30 | 0.03 | 0.96 | 22h30 | 0.03 | 0.97 | 22h30 | 0.07 | 0.95 | 22h30 | 0.13 | 1.29 | 22h30 | 0.15 | 1.29 | 22h30 | 0.2 | 1.28 | 22h30 | 0.1 | 1.09 |  | 22h30 | 0 | 0.42 |  | 22h30 | 0.15 | 1.08 |  | 22h30 | 0 | 0.75 |  | 22h30 | 0 | 0.75 |  | 22h30 | 0.05 | 0.75 |  | 22h30 | 0.01 | 0.89 |  | 22h30 | 0.02 | 0.89 |  | 22h30 | 0.06 | 0.89 |  | 22h30 | 0 | 0.76 |  | 22h30 | 0 | 0.77 |  | 22h30 | 0.02 | 0.77 |  | 22h30 | 0.08 | 1.09 |  | 22h30 | 0.09 | 1.09 |  | 22h30 | 0.13 | 1.08
23h30 | 0.14 | 1.25 | 23h30 | 0.16 | 1.25 | 23h30 | 0.16 | 1.24 | 23h30 | 0.11 | 1.17 | 23h30 | 0.14 | 1.17 | 23h30 | 0.13 | 1.16 | 23h30 | 0.08 | 1.06 | 23h30 | 0.08 | 1.06 | 23h30 | 0.07 | 1.05 | 23h30 | 0.03 | 0.93 | 23h30 | 0.03 | 0.94 | 23h30 | 0.02 | 0.92 | 23h30 | 0.12 | 1.26 | 23h30 | 0.15 | 1.26 | 23h30 | 0.14 | 1.25 | 23h30 | 0.1 | 1.06 |  | 23h30 | 0 | 0.57 |  | 23h30 | 0.1 | 1.05 |  | 23h30 | 0 | 0.72 |  | 23h30 | 0 | 0.73 |  | 23h30 | 0 | 0.72 |  | 23h30 | 0.01 | 0.87 |  | 23h30 | 0.02 | 0.87 |  | 23h30 | 0 | 0.86 |  | 23h30 | 0 | 0.74 |  | 23h30 | 0 | 0.74 |  | 23h30 | 0 | 0.73 |  | 23h30 | 0.08 | 1.07 |  | 23h30 | 0.09 | 1.07 |  | 23h30 | 0.08 | 1.06
00h30 | 0.02 | 0.58 | 00h30 | 0 | 0.28 | 00h30 | 0.16 | 1.21 | 00h30 | 0 | 0.51 | 00h30 | 0 | 0.23 | 00h30 | 0.13 | 1.14 | 00h30 | 0 | 0.39 | 00h30 | 0 | 0.16 | 00h30 | 0.07 | 1.03 | 00h30 | 0 | 0.28 | 00h30 | 0 | 0.11 | 00h30 | 0.02 | 0.91 | 00h30 | 0.01 | 0.59 | 00h30 | 0 | 0.29 | 00h30 | 0.14 | 1.22 | 00h30 | 0 | 0.4 |  | 00h30 | 0 | 0.43 |  | 00h30 | 0.1 | 1.04 |  | 00h30 | 0 | 0.09 |  | 00h30 | 0 | 0.05 |  | 00h30 | 0 | 0.72 |  | 00h30 | 0 | 0.23 |  | 00h30 | 0 | 0.09 |  | 00h30 | 0 | 0.86 |  | 00h30 | 0 | 0.11 |  | 00h30 | 0 | 0.05 |  | 00h30 | 0 | 0.73 |  | 00h30 | 0 | 0.41 |  | 00h30 | 0 | 0.17 |  | 00h30 | 0.08 | 1.05
01h30 | 0 | 0 | 01h30 | 0 | 0 | 01h30 | 0 | 0 | 01h30 | 0 | 0 | 01h30 | 0 | 0 | 01h30 | 0 | 0 | 01h30 | 0 | 0 | 01h30 | 0 | 0 | 01h30 | 0 | 0 | 01h30 | 0 | 0 | 01h30 | 0 | 0 | 01h30 | 0 | 0 | 01h30 | 0 | 0 | 01h30 | 0 | 0 | 01h30 | 0 | 0 | 01h30 | 0 | 0 |  | 01h30 | 0 | 0.03 |  | 01h30 | 0 | 0 |  | 01h30 | 0 | 0 |  | 01h30 | 0 | 0 |  | 01h30 | 0 | 0 |  | 01h30 | 0 | 0 |  | 01h30 | 0 | 0 |  | 01h30 | 0 | 0 |  | 01h30 | 0 | 0 |  | 01h30 | 0 | 0 |  | 01h30 | 0 | 0 |  | 01h30 | 0 | 0 |  | 01h30 | 0 | 0 |  | 01h30 | 0 | 0
02h30 | 0 | 0 | 02h30 | 0 | 0 | 02h30 | 0 | 0 | 02h30 | 0 | 0 | 02h30 | 0 | 0 | 02h30 | 0 | 0 | 02h30 | 0 | 0 | 02h30 | 0 | 0 | 02h30 | 0 | 0 | 02h30 | 0 | 0 | 02h30 | 0 | 0 | 02h30 | 0 | 0 | 02h30 | 0 | 0 | 02h30 | 0 | 0 | 02h30 | 0 | 0 | 02h30 | 0 | 0 |  | 02h30 | 0 | 0.03 |  | 02h30 | 0 | 0 |  | 02h30 | 0 | 0 |  | 02h30 | 0 | 0 |  | 02h30 | 0 | 0 |  | 02h30 | 0 | 0 |  | 02h30 | 0 | 0 |  | 02h30 | 0 | 0 |  | 02h30 | 0 | 0 |  | 02h30 | 0 | 0 |  | 02h30 | 0 | 0 |  | 02h30 | 0 | 0 |  | 02h30 | 0 | 0 |  | 02h30 | 0 | 0
03h30 | 0 | 0 | 03h30 | 0 | 0 | 03h30 | 0 | 0 | 03h30 | 0 | 0 | 03h30 | 0 | 0 | 03h30 | 0 | 0 | 03h30 | 0 | 0 | 03h30 | 0 | 0 | 03h30 | 0 | 0 | 03h30 | 0 | 0 | 03h30 | 0 | 0 | 03h30 | 0 | 0 | 03h30 | 0 | 0 | 03h30 | 0 | 0 | 03h30 | 0 | 0 | 03h30 | 0 | 0 |  | 03h30 | 0 | 0.06 |  | 03h30 | 0 | 0 |  | 03h30 | 0 | 0 |  | 03h30 | 0 | 0 |  | 03h30 | 0 | 0 |  | 03h30 | 0 | 0 |  | 03h30 | 0 | 0 |  | 03h30 | 0 | 0 |  | 03h30 | 0 | 0 |  | 03h30 | 0 | 0 |  | 03h30 | 0 | 0 |  | 03h30 | 0 | 0 |  | 03h30 | 0 | 0 |  | 03h30 | 0 | 0
04h30 | 0 | 0 | 04h30 | 0 | 0 | 04h30 | 0 | 0 | 04h30 | 0 | 0 | 04h30 | 0 | 0 | 04h30 | 0 | 0 | 04h30 | 0 | 0 | 04h30 | 0 | 0 | 04h30 | 0 | 0 | 04h30 | 0 | 0 | 04h30 | 0 | 0 | 04h30 | 0 | 0 | 04h30 | 0 | 0 | 04h30 | 0 | 0 | 04h30 | 0 | 0 | 04h30 | 0 | 0 |  | 04h30 | 0.02 | 0.21 |  | 04h30 | 0 | 0 |  | 04h30 | 0 | 0 |  | 04h30 | 0 | 0 |  | 04h30 | 0 | 0 |  | 04h30 | 0 | 0 |  | 04h30 | 0 | 0 |  | 04h30 | 0 | 0 |  | 04h30 | 0 | 0 |  | 04h30 | 0 | 0 |  | 04h30 | 0 | 0 |  | 04h30 | 0 | 0 |  | 04h30 | 0 | 0 |  | 04h30 | 0 | 0
05h30 | 0 | 0 | 05h30 | 0 | 0 | 05h30 | 0 | 0 | 05h30 | 0 | 0 | 05h30 | 0 | 0 | 05h30 | 0 | 0 | 05h30 | 0 | 0 | 05h30 | 0 | 0 | 05h30 | 0 | 0 | 05h30 | 0 | 0 | 05h30 | 0 | 0 | 05h30 | 0 | 0 | 05h30 | 0 | 0 | 05h30 | 0 | 0 | 05h30 | 0 | 0 | 05h30 | 0 | 0 |  | 05h30 | 0.06 | 0.29 |  | 05h30 | 0 | 0 |  | 05h30 | 0 | 0 |  | 05h30 | 0 | 0 |  | 05h30 | 0 | 0 |  | 05h30 | 0 | 0 |  | 05h30 | 0 | 0 |  | 05h30 | 0 | 0 |  | 05h30 | 0 | 0 |  | 05h30 | 0 | 0 |  | 05h30 | 0 | 0 |  | 05h30 | 0 | 0 |  | 05h30 | 0 | 0 |  | 05h30 | 0 | 0
06h30 | 0 | 0 | 06h30 | 0 | 0 | 06h30 | 0 | 0 | 06h30 | 0 | 0 | 06h30 | 0 | 0 | 06h30 | 0 | 0 | 06h30 | 0 | 0 | 06h30 | 0 | 0 | 06h30 | 0 | 0 | 06h30 | 0 | 0 | 06h30 | 0 | 0 | 06h30 | 0 | 0 | 06h30 | 0 | 0 | 06h30 | 0 | 0 | 06h30 | 0 | 0 | 06h30 | 0 | 0 |  | 06h30 | 0.11 | 0.34 |  | 06h30 | 0 | 0 |  | 06h30 | 0 | 0 |  | 06h30 | 0 | 0 |  | 06h30 | 0 | 0 |  | 06h30 | 0 | 0 |  | 06h30 | 0 | 0 |  | 06h30 | 0 | 0 |  | 06h30 | 0 | 0 |  | 06h30 | 0 | 0 |  | 06h30 | 0 | 0 |  | 06h30 | 0 | 0 |  | 06h30 | 0 | 0 |  | 06h30 | 0 | 0
07h30 | 0.14 | 0.62 | 07h30 | 0.14 | 0.64 | 07h30 | 0.14 | 0.62 | 07h30 | 0.1 | 0.53 | 07h30 | 0.1 | 0.54 | 07h30 | 0.1 | 0.53 | 07h30 | 0.08 | 0.45 | 07h30 | 0.08 | 0.47 | 07h30 | 0.06 | 0.43 | 07h30 | 0.04 | 0.36 | 07h30 | 0.03 | 0.37 | 07h30 | 0.04 | 0.34 | 07h30 | 0.11 | 0.6 | 07h30 | 0.11 | 0.61 | 07h30 | 0.11 | 0.59 | 07h30 | 0.13 | 0.57 |  | 07h30 | 0.22 | 1.08 |  | 07h30 | 0.12 | 0.54 |  | 07h30 | 0.05 | 0.38 |  | 07h30 | 0.05 | 0.38 |  | 07h30 | 0.04 | 0.33 |  | 07h30 | 0.05 | 0.42 |  | 07h30 | 0.04 | 0.42 |  | 07h30 | 0.04 | 0.39 |  | 07h30 | 0.01 | 0.31 |  | 07h30 | 0.01 | 0.32 |  | 07h30 | 0 | 0.28 |  | 07h30 | 0.1 | 0.55 |  | 07h30 | 0.1 | 0.56 |  | 07h30 | 0.08 | 0.53
08h30 | 0.24 | 1.03 | 08h30 | 0.24 | 1.05 | 08h30 | 0.23 | 1 | 08h30 | 0.18 | 0.88 | 08h30 | 0.18 | 0.9 | 08h30 | 0.16 | 0.85 | 08h30 | 0.11 | 0.76 | 08h30 | 0.12 | 0.78 | 08h30 | 0.09 | 0.71 | 08h30 | 0.04 | 0.6 | 08h30 | 0.04 | 0.62 | 08h30 | 0.04 | 0.56 | 08h30 | 0.2 | 0.99 | 08h30 | 0.2 | 1.01 | 08h30 | 0.18 | 0.96 | 08h30 | 0.2 | 0.92 |  | 08h30 | 0.33 | 1.46 |  | 08h30 | 0.18 | 0.87 |  | 08h30 | 0.06 | 0.57 |  | 08h30 | 0.06 | 0.58 |  | 08h30 | 0.04 | 0.51 |  | 08h30 | 0.06 | 0.65 |  | 08h30 | 0.06 | 0.66 |  | 08h30 | 0.05 | 0.6 |  | 08h30 | 0.01 | 0.48 |  | 08h30 | 0.01 | 0.49 |  | 08h30 | 0 | 0.43 |  | 08h30 | 0.15 | 0.88 |  | 08h30 | 0.16 | 0.9 |  | 08h30 | 0.13 | 0.84
09h30 | 0.1 | 0.41 | 09h30 | 0.1 | 0.41 | 09h30 | 0.42 | 1.37 | 09h30 | 0.08 | 0.35 | 09h30 | 0.08 | 0.36 | 09h30 | 0.38 | 1.25 | 09h30 | 0.04 | 0.31 | 09h30 | 0.04 | 0.31 | 09h30 | 0.3 | 1.14 | 09h30 | 0 | 0.24 | 09h30 | 0 | 0.25 | 09h30 | 0.23 | 0.99 | 09h30 | 0.08 | 0.39 | 09h30 | 0.08 | 0.4 | 09h30 | 0.39 | 1.35 | 09h30 | 0.07 | 0.34 |  | 09h30 | 0.54 | 1.65 |  | 09h30 | 0.38 | 1.25 |  | 09h30 | 0.01 | 0.19 |  | 09h30 | 0.01 | 0.2 |  | 09h30 | 0.25 | 0.9 |  | 09h30 | 0.01 | 0.24 |  | 09h30 | 0.02 | 0.24 |  | 09h30 | 0.25 | 0.99 |  | 09h30 | 0 | 0.17 |  | 09h30 | 0 | 0.17 |  | 09h30 | 0.18 | 0.83 |  | 09h30 | 0.06 | 0.33 |  | 09h30 | 0.06 | 0.33 |  | 09h30 | 0.35 | 1.22
10h30 | 0 | 0 | 10h30 | 0 | 0 | 10h30 | 0.47 | 1.37 | 10h30 | 0 | 0 | 10h30 | 0 | 0 | 10h30 | 0.43 | 1.28 | 10h30 | 0 | 0 | 10h30 | 0 | 0 | 10h30 | 0.37 | 1.19 | 10h30 | 0 | 0 | 10h30 | 0 | 0 | 10h30 | 0.31 | 1.07 | 10h30 | 0 | 0 | 10h30 | 0 | 0 | 10h30 | 0.44 | 1.35 | 10h30 | 0 | 0 |  | 10h30 | 0.41 | 1.25 |  | 10h30 | 0.43 | 1.26 |  | 10h30 | 0 | 0 |  | 10h30 | 0 | 0 |  | 10h30 | 0.33 | 0.99 |  | 10h30 | 0 | 0 |  | 10h30 | 0 | 0 |  | 10h30 | 0.33 | 1.06 |  | 10h30 | 0 | 0 |  | 10h30 | 0 | 0 |  | 10h30 | 0.26 | 0.93 |  | 10h30 | 0 | 0 |  | 10h30 | 0 | 0 |  | 10h30 | 0.4 | 1.24
11h30 | 0 | 0 | 11h30 | 0 | 0 | 11h30 | 0.4 | 1.19 | 11h30 | 0 | 0 | 11h30 | 0 | 0 | 11h30 | 0.37 | 1.12 | 11h30 | 0 | 0 | 11h30 | 0 | 0 | 11h30 | 0.31 | 1.03 | 11h30 | 0 | 0 | 11h30 | 0 | 0 | 11h30 | 0.27 | 0.93 | 11h30 | 0 | 0 | 11h30 | 0 | 0 | 11h30 | 0.37 | 1.18 | 11h30 | 0 | 0 |  | 11h30 | 0.22 | 0.77 |  | 11h30 | 0.36 | 1.09 |  | 11h30 | 0 | 0 |  | 11h30 | 0 | 0 |  | 11h30 | 0.28 | 0.86 |  | 11h30 | 0 | 0 |  | 11h30 | 0 | 0 |  | 11h30 | 0.28 | 0.92 |  | 11h30 | 0 | 0 |  | 11h30 | 0 | 0 |  | 11h30 | 0.22 | 0.81 |  | 11h30 | 0 | 0 |  | 11h30 | 0 | 0 |  | 11h30 | 0.34 | 1.08
12h30 | 0 | 0 | 12h30 | 0 | 0 | 12h30 | 0.36 | 1.09 | 12h30 | 0 | 0 | 12h30 | 0 | 0 | 12h30 | 0.33 | 1.03 | 12h30 | 0 | 0 | 12h30 | 0 | 0 | 12h30 | 0.28 | 0.93 | 12h30 | 0 | 0 | 12h30 | 0 | 0 | 12h30 | 0.24 | 0.84 | 12h30 | 0 | 0 | 12h30 | 0 | 0 | 12h30 | 0.34 | 1.08 | 12h30 | 0 | 0 |  | 12h30 | 0.18 | 0.58 |  | 12h30 | 0.33 | 0.99 |  | 12h30 | 0 | 0 |  | 12h30 | 0 | 0 |  | 12h30 | 0.25 | 0.78 |  | 12h30 | 0 | 0 |  | 12h30 | 0 | 0 |  | 12h30 | 0.25 | 0.83 |  | 12h30 | 0 | 0 |  | 12h30 | 0 | 0 |  | 12h30 | 0.2 | 0.73 |  | 12h30 | 0 | 0 |  | 12h30 | 0 | 0 |  | 12h30 | 0.3 | 0.98
13h30 | 0.28 | 0.8 | 13h30 | 0 | 0 | 13h30 | 0.34 | 1.03 | 13h30 | 0.26 | 0.73 | 13h30 | 0 | 0 | 13h30 | 0.31 | 0.98 | 13h30 | 0.22 | 0.7 | 13h30 | 0 | 0 | 13h30 | 0.26 | 0.87 | 13h30 | 0.18 | 0.6 | 13h30 | 0 | 0 | 13h30 | 0.23 | 0.79 | 13h30 | 0.26 | 0.78 | 13h30 | 0 | 0 | 13h30 | 0.32 | 1.02 | 13h30 | 0.26 | 0.75 |  | 13h30 | 0.08 | 0.39 |  | 13h30 | 0.31 | 0.94 |  | 13h30 | 0.21 | 0.59 |  | 13h30 | 0 | 0 |  | 13h30 | 0.24 | 0.74 |  | 13h30 | 0.2 | 0.6 |  | 13h30 | 0 | 0 |  | 13h30 | 0.23 | 0.77 |  | 13h30 | 0.15 | 0.55 |  | 13h30 | 0 | 0 |  | 13h30 | 0.19 | 0.69 |  | 13h30 | 0.25 | 0.73 |  | 13h30 | 0 | 0 |  | 13h30 | 0.29 | 0.93
14h30 | 0.52 | 1.44 | 14h30 | 0 | 0 | 14h30 | 0.32 | 1 | 14h30 | 0.48 | 1.33 | 14h30 | 0 | 0 | 14h30 | 0.3 | 0.95 | 14h30 | 0.4 | 1.23 | 14h30 | 0 | 0 | 14h30 | 0.25 | 0.84 | 14h30 | 0.34 | 1.09 | 14h30 | 0 | 0 | 14h30 | 0.22 | 0.76 | 14h30 | 0.49 | 1.41 | 14h30 | 0 | 0 | 14h30 | 0.31 | 0.99 | 14h30 | 0.48 | 1.33 |  | 14h30 | 0.08 | 0.39 |  | 14h30 | 0.29 | 0.9 |  | 14h30 | 0.38 | 1.05 |  | 14h30 | 0 | 0 |  | 14h30 | 0.23 | 0.71 |  | 14h30 | 0.36 | 1.08 |  | 14h30 | 0 | 0 |  | 14h30 | 0.22 | 0.74 |  | 14h30 | 0.29 | 0.97 |  | 14h30 | 0 | 0 |  | 14h30 | 0.18 | 0.66 |  | 14h30 | 0.45 | 1.3 |  | 14h30 | 0 | 0 |  | 14h30 | 0.27 | 0.9
15h30 | 0.58 | 1.65 | 15h30 | 0 | 0 | 15h30 | 0.33 | 1.02 | 15h30 | 0.54 | 1.57 | 15h30 | 0 | 0 | 15h30 | 0.31 | 0.98 | 15h30 | 0.46 | 1.42 | 15h30 | 0 | 0 | 15h30 | 0.26 | 0.87 | 15h30 | 0.41 | 1.31 | 15h30 | 0 | 0 | 15h30 | 0.23 | 0.79 | 15h30 | 0.55 | 1.64 | 15h30 | 0 | 0 | 15h30 | 0.32 | 1.02 | 15h30 | 0.53 | 1.52 |  | 15h30 | 0.02 | 0.26 |  | 15h30 | 0.3 | 0.92 |  | 15h30 | 0.42 | 1.24 |  | 15h30 | 0 | 0 |  | 15h30 | 0.23 | 0.73 |  | 15h30 | 0.41 | 1.29 |  | 15h30 | 0 | 0 |  | 15h30 | 0.23 | 0.76 |  | 15h30 | 0.35 | 1.15 |  | 15h30 | 0 | 0 |  | 15h30 | 0.19 | 0.68 |  | 15h30 | 0.5 | 1.5 |  | 15h30 | 0 | 0 |  | 15h30 | 0.28 | 0.92
16h30 | 0.5 | 1.47 | 16h30 | 0 | 0 | 16h30 | 0.35 | 1.09 | 16h30 | 0.47 | 1.41 | 16h30 | 0 | 0 | 16h30 | 0.34 | 1.06 | 16h30 | 0.41 | 1.28 | 16h30 | 0 | 0 | 16h30 | 0.28 | 0.93 | 16h30 | 0.36 | 1.18 | 16h30 | 0 | 0 | 16h30 | 0.25 | 0.86 | 16h30 | 0.48 | 1.46 | 16h30 | 0 | 0 | 16h30 | 0.34 | 1.1 | 16h30 | 0.45 | 1.33 |  | 16h30 | 0.02 | 0.27 |  | 16h30 | 0.31 | 0.98 |  | 16h30 | 0.36 | 1.09 |  | 16h30 | 0 | 0 |  | 16h30 | 0.25 | 0.78 |  | 16h30 | 0.36 | 1.15 |  | 16h30 | 0 | 0 |  | 16h30 | 0.24 | 0.81 |  | 16h30 | 0.31 | 1.03 |  | 16h30 | 0 | 0 |  | 16h30 | 0.21 | 0.74 |  | 16h30 | 0.43 | 1.33 |  | 16h30 | 0 | 0 |  | 16h30 | 0.3 | 0.98
17h30 | 0.45 | 1.38 | 17h30 | 0 | 0 | 17h30 | 0.37 | 1.14 | 17h30 | 0.44 | 1.34 | 17h30 | 0 | 0 | 17h30 | 0.35 | 1.11 | 17h30 | 0.38 | 1.21 | 17h30 | 0 | 0 | 17h30 | 0.3 | 0.98 | 17h30 | 0.34 | 1.12 | 17h30 | 0 | 0 | 17h30 | 0.26 | 0.9 | 17h30 | 0.44 | 1.38 | 17h30 | 0 | 0 | 17h30 | 0.36 | 1.15 | 17h30 | 0.41 | 1.25 |  | 17h30 | 0.04 | 0.37 |  | 17h30 | 0.33 | 1.02 |  | 17h30 | 0.33 | 1.02 |  | 17h30 | 0 | 0 |  | 17h30 | 0.26 | 0.81 |  | 17h30 | 0.33 | 1.08 |  | 17h30 | 0 | 0 |  | 17h30 | 0.25 | 0.85 |  | 17h30 | 0.29 | 0.98 |  | 17h30 | 0 | 0 |  | 17h30 | 0.22 | 0.78 |  | 17h30 | 0.4 | 1.25 |  | 17h30 | 0 | 0 |  | 17h30 | 0.32 | 1.03
18h30 | 0.44 | 1.34 | 18h30 | 0.26 | 0.96 | 18h30 | 0.38 | 1.17 | 18h30 | 0.42 | 1.3 | 18h30 | 0.3 | 0.99 | 18h30 | 0.37 | 1.14 | 18h30 | 0.36 | 1.17 | 18h30 | 0.31 | 0.98 | 18h30 | 0.31 | 1.01 | 18h30 | 0.33 | 1.09 | 18h30 | 0.29 | 0.94 | 18h30 | 0.27 | 0.94 | 18h30 | 0.43 | 1.34 | 18h30 | 0.29 | 0.99 | 18h30 | 0.37 | 1.19 | 18h30 | 0.39 | 1.2 |  | 18h30 | 0.09 | 0.49 |  | 18h30 | 0.34 | 1.05 |  | 18h30 | 0.31 | 0.98 |  | 18h30 | 0.24 | 0.68 |  | 18h30 | 0.27 | 0.84 |  | 18h30 | 0.32 | 1.04 |  | 18h30 | 0.24 | 0.84 |  | 18h30 | 0.26 | 0.88 |  | 18h30 | 0.28 | 0.95 |  | 18h30 | 0.24 | 0.81 |  | 18h30 | 0.23 | 0.81 |  | 18h30 | 0.38 | 1.21 |  | 18h30 | 0.27 | 0.76 |  | 18h30 | 0.33 | 1.06
19h30 | 0.24 | 1.07 | 19h30 | 0.44 | 1.61 | 19h30 | 0.2 | 0.96 | 19h30 | 0.23 | 1.04 | 19h30 | 0.44 | 1.58 | 19h30 | 0.19 | 0.93 | 19h30 | 0.17 | 0.91 | 19h30 | 0.4 | 1.48 | 19h30 | 0.13 | 0.79 | 19h30 | 0.13 | 0.83 | 19h30 | 0.34 | 1.37 | 19h30 | 0.1 | 0.71 | 19h30 | 0.23 | 1.08 | 19h30 | 0.44 | 1.62 | 19h30 | 0.19 | 0.97 | 19h30 | 0.19 | 0.93 |  | 19h30 | 0.05 | 0.36 |  | 19h30 | 0.15 | 0.82 |  | 19h30 | 0.12 | 0.7 |  | 19h30 | 0.3 | 1.1 |  | 19h30 | 0.08 | 0.6 |  | 19h30 | 0.12 | 0.77 |  | 19h30 | 0.31 | 1.27 |  | 19h30 | 0.08 | 0.66 |  | 19h30 | 0.09 | 0.68 |  | 19h30 | 0.26 | 1.16 |  | 19h30 | 0.08 | 0.58 |  | 19h30 | 0.19 | 0.94 |  | 19h30 | 0.39 | 1.35 |  | 19h30 | 0.15 | 0.84
20h30 | 0.1 | 0.8 | 20h30 | 0.43 | 1.71 | 20h30 | 0.09 | 0.72 | 20h30 | 0.09 | 0.78 | 20h30 | 0.37 | 1.6 | 20h30 | 0.08 | 0.7 | 20h30 | 0.05 | 0.64 | 20h30 | 0.26 | 1.41 | 20h30 | 0.04 | 0.56 | 20h30 | 0.03 | 0.56 | 20h30 | 0.18 | 1.25 | 20h30 | 0.01 | 0.48 | 20h30 | 0.09 | 0.82 | 20h30 | 0.39 | 1.69 | 20h30 | 0.08 | 0.74 | 20h30 | 0.07 | 0.66 |  | 20h30 | 0 | 0.28 |  | 20h30 | 0.06 | 0.58 |  | 20h30 | 0.02 | 0.43 |  | 20h30 | 0.2 | 1.2 |  | 20h30 | 0.01 | 0.36 |  | 20h30 | 0.02 | 0.5 |  | 20h30 | 0.21 | 1.24 |  | 20h30 | 0.01 | 0.42 |  | 20h30 | 0 | 0.41 |  | 20h30 | 0.12 | 1.06 |  | 20h30 | 0 | 0.34 |  | 20h30 | 0.07 | 0.68 |  | 20h30 | 0.32 | 1.58 |  | 20h30 | 0.06 | 0.6
21h30 | 0.04 | 0.77 | 21h30 | 0.25 | 1.29 | 21h30 | 0.03 | 0.71 | 21h30 | 0.03 | 0.74 | 21h30 | 0.23 | 1.22 | 21h30 | 0.02 | 0.68 | 21h30 | 0 | 0.6 | 21h30 | 0.17 | 1.07 | 21h30 | 0 | 0.54 | 21h30 | 0 | 0.52 | 21h30 | 0.13 | 0.95 | 21h30 | 0 | 0.46 | 21h30 | 0.04 | 0.78 | 21h30 | 0.23 | 1.28 | 21h30 | 0.02 | 0.73 | 21h30 | 0 | 0.63 |  | 21h30 | 0 | 0.42 |  | 21h30 | 0 | 0.57 |  | 21h30 | 0 | 0.4 |  | 21h30 | 0.14 | 0.86 |  | 21h30 | 0 | 0.34 |  | 21h30 | 0 | 0.46 |  | 21h30 | 0.14 | 0.92 |  | 21h30 | 0 | 0.41 |  | 21h30 | 0 | 0.38 |  | 21h30 | 0.09 | 0.78 |  | 21h30 | 0 | 0.33 |  | 21h30 | 0 | 0.65 |  | 21h30 | 0.2 | 1.17 |  | 21h30 | 0 | 0.59
22h30 | 0.04 | 0.74 | 22h30 | 0.13 | 1.07 | 22h30 | 0.03 | 0.7 | 22h30 | 0.03 | 0.72 | 22h30 | 0.12 | 1.02 | 22h30 | 0.02 | 0.67 | 22h30 | 0 | 0.58 | 22h30 | 0.06 | 0.88 | 22h30 | 0 | 0.53 | 22h30 | 0 | 0.5 | 22h30 | 0.03 | 0.78 | 22h30 | 0 | 0.45 | 22h30 | 0.04 | 0.76 | 22h30 | 0.12 | 1.07 | 22h30 | 0.02 | 0.72 | 22h30 | 0 | 0.6 |  | 22h30 | 0 | 0.52 |  | 22h30 | 0 | 0.56 |  | 22h30 | 0 | 0.39 |  | 22h30 | 0.01 | 0.67 |  | 22h30 | 0 | 0.34 |  | 22h30 | 0 | 0.44 |  | 22h30 | 0.02 | 0.74 |  | 22h30 | 0 | 0.4 |  | 22h30 | 0 | 0.37 |  | 22h30 | 0 | 0.63 |  | 22h30 | 0 | 0.33 |  | 22h30 | 0 | 0.62 |  | 22h30 | 0.08 | 0.95 |  | 22h30 | 0 | 0.58
23h30 | 0 | 0.74 | 23h30 | 0.13 | 0.96 | 23h30 | 0 | 0.71 | 23h30 | 0 | 0.72 | 23h30 | 0.12 | 0.92 | 23h30 | 0 | 0.68 | 23h30 | 0 | 0.57 | 23h30 | 0.06 | 0.79 | 23h30 | 0 | 0.54 | 23h30 | 0 | 0.49 | 23h30 | 0.03 | 0.69 | 23h30 | 0 | 0.46 | 23h30 | 0 | 0.76 | 23h30 | 0.12 | 0.97 | 23h30 | 0 | 0.73 | 23h30 | 0 | 0.6 |  | 23h30 | 0 | 0.6 |  | 23h30 | 0 | 0.57 |  | 23h30 | 0 | 0.37 |  | 23h30 | 0.01 | 0.59 |  | 23h30 | 0 | 0.33 |  | 23h30 | 0 | 0.43 |  | 23h30 | 0.02 | 0.64 |  | 23h30 | 0 | 0.4 |  | 23h30 | 0 | 0.36 |  | 23h30 | 0 | 0.56 |  | 23h30 | 0 | 0.32 |  | 23h30 | 0 | 0.62 |  | 23h30 | 0.08 | 0.84 |  | 23h30 | 0 | 0.59