## Graphical input
INPUT
Details of operation
| CHP | mini |  | Hours of operation | 4920
| # of CHP | 10 |  | Running Time | 56.16%
| Housing | 80 |  | % Heat Wasted | 38.79%
|  |  |  | Summer CHP % | 0
type "micro" for WhisperGen, "mini" for Baxi Dachs
"1" for large house, "8" for tenement and "80" for high rise
Day
| Start of summer | 130 | 130
| End of summer | 290 | 290

## Summary
Cost of Natual Gas | 0.04 | £/yr
Cost of Electricity | 0.14 | £/yr
Maintenance Cost of CHP | 0.006 | £/kWh elec
Old System
Boiler Efficiency | 0.65
Total Electricity Demand | 94019.6504 | kWh
Total Heat Demand | 477491 | kWh
Cost
Boiler Fuel Cost | 66848.74 | £/yr
Cost of Electricity | 13162.7511 | £/yr
Total Running Cost | 80011.4911 | £/year
| 1538.6825 | £/wk
Cost (£/wk/flat) | 19.2335
New System
Grid Electricity | -103026.3496 | kWh
Cost of Electricity | 0 | £/yr
Boiler | 14143.3538 | £/yr
CHP Fuel Cost | 38922.6667 | £/yr
CHP maintainance cost | 1576.368 | £/yr
CHP running cost | 40499.0347 | £/yr
Total Running cost | 54642.3885 | Cost per year
| 1050.8152 | £/wk
Cost (£/wk/flat) | 13.1352
Annual Cost Savings | 317.1138
Installation Cost | 4325
Payback Period | 13.6386 | years
Carbon Analysis
Gas | 0.206 | kg/kWh
Grid | 0.562 | kg/kWh
| Old (kg cabon/year) | New | Saving
Heat Carbon | 268349.942 | 155138.6091 | 113211.3329
Power Carbon | 52839.0435 | 0 | 52839.0435
Total |  |  | 166050.3765
|  |  | 166.0504 | tonnes

## Work Sheet
| Electricity Demand | Heat Demand | CHP Power Supply | CHP heat supply
day | Elec | Heat | Elec | Heat | Heat Wasted
1 | 257.5881 | 2225.7802 | 1281.6 | 3000 | 774.2198 | 0
2 | 257.5881 | 2487.4858 | 1281.6 | 3000 | 512.5142 | 0
3 | 257.5881 | 2560.5675 | 1281.6 | 3000 | 439.4325 | 0
4 | 257.5881 | 2607.8537 | 1281.6 | 3000 | 392.1463 | 0
5 | 257.5881 | 2533.1659 | 1281.6 | 3000 | 466.8341 | 0
6 | 257.5881 | 2713.1299 | 1281.6 | 3000 | 286.8701 | 0
7 | 257.5881 | 2863.7173 | 1281.6 | 3000 | 136.2827 | 0
8 | 257.5881 | 3096.1295 | 1281.6 | 3000 | 0 | 96.1295
9 | 257.5881 | 2769.0219 | 1281.6 | 3000 | 230.9781 | 0
10 | 257.5881 | 2506.0393 | 1281.6 | 3000 | 493.9607 | 0
11 | 257.5881 | 2178.9715 | 1281.6 | 3000 | 821.0285 | 0
12 | 257.5881 | 2188.7347 | 1281.6 | 3000 | 811.2653 | 0
13 | 257.5881 | 1981.2679 | 1281.6 | 3000 | 1018.7321 | 0
14 | 257.5881 | 2306.2015 | 1281.6 | 3000 | 693.7985 | 0
15 | 257.5881 | 2490.6474 | 1281.6 | 3000 | 509.3526 | 0
16 | 257.5881 | 2445.1192 | 1281.6 | 3000 | 554.8808 | 0
17 | 257.5881 | 2256.5061 | 1281.6 | 3000 | 743.4939 | 0
18 | 257.5881 | 1694.0381 | 1281.6 | 3000 | 1305.9619 | 0
19 | 257.5881 | 1742.7785 | 1281.6 | 3000 | 1257.2215 | 0
20 | 257.5881 | 1937.5665 | 1281.6 | 3000 | 1062.4335 | 0
21 | 257.5881 | 1975.8636 | 1281.6 | 3000 | 1024.1364 | 0
22 | 257.5881 | 2094.1117 | 1281.6 | 3000 | 905.8883 | 0
23 | 257.5881 | 1991.1795 | 1281.6 | 3000 | 1008.8205 | 0
24 | 257.5881 | 1863.8554 | 1281.6 | 3000 | 1136.1446 | 0
25 | 257.5881 | 1845.1681 | 1281.6 | 3000 | 1154.8319 | 0
26 | 257.5881 | 1919.1035 | 1281.6 | 3000 | 1080.8965 | 0
27 | 257.5881 | 1658.6531 | 1281.6 | 3000 | 1341.3469 | 0
28 | 257.5881 | 1577.0236 | 1281.6 | 3000 | 1422.9764 | 0
29 | 257.5881 | 1454.0222 | 1281.6 | 3000 | 1545.9778 | 0
30 | 257.5881 | 1645.4641 | 1281.6 | 3000 | 1354.5359 | 0
31 | 257.5881 | 1680.4549 | 1281.6 | 3000 | 1319.5451 | 0
32 | 257.5881 | 1407.4884 | 1281.6 | 3000 | 1592.5116 | 0
33 | 257.5881 | 1283.3947 | 1281.6 | 3000 | 1716.6053 | 0
34 | 257.5881 | 1550.823 | 1281.6 | 3000 | 1449.177 | 0
35 | 257.5881 | 2028.2611 | 1281.6 | 3000 | 971.7389 | 0
36 | 257.5881 | 2045.6172 | 1281.6 | 3000 | 954.3828 | 0
37 | 257.5881 | 2159.2062 | 1281.6 | 3000 | 840.7938 | 0
38 | 257.5881 | 2062.1884 | 1281.6 | 3000 | 937.8116 | 0
39 | 257.5881 | 2151.1358 | 1281.6 | 3000 | 848.8642 | 0
40 | 257.5881 | 2156.4027 | 1281.6 | 3000 | 843.5973 | 0
41 | 257.5881 | 2281.2453 | 1281.6 | 3000 | 718.7547 | 0
42 | 257.5881 | 2173.285 | 1281.6 | 3000 | 826.715 | 0
43 | 257.5881 | 2296.9085 | 1281.6 | 3000 | 703.0915 | 0
44 | 257.5881 | 2531.9179 | 1281.6 | 3000 | 468.0821 | 0
45 | 257.5881 | 2457.2121 | 1281.6 | 3000 | 542.7879 | 0
46 | 257.5881 | 2102.0192 | 1281.6 | 3000 | 897.9808 | 0
47 | 257.5881 | 1923.5673 | 1281.6 | 3000 | 1076.4327 | 0
48 | 257.5881 | 2214.5808 | 1281.6 | 3000 | 785.4192 | 0
49 | 257.5881 | 2094.9003 | 1281.6 | 3000 | 905.0997 | 0
50 | 257.5881 | 1757.201 | 1281.6 | 3000 | 1242.799 | 0
51 | 257.5881 | 1757.3565 | 1281.6 | 3000 | 1242.6435 | 0
52 | 257.5881 | 1788.9108 | 1281.6 | 3000 | 1211.0892 | 0
53 | 257.5881 | 1647.3524 | 1281.6 | 3000 | 1352.6476 | 0
54 | 257.5881 | 1988.282 | 1281.6 | 3000 | 1011.718 | 0
55 | 257.5881 | 2009.3314 | 1281.6 | 3000 | 990.6686 | 0
56 | 257.5881 | 1691.0502 | 1281.6 | 3000 | 1308.9498 | 0
57 | 257.5881 | 1736.3288 | 1281.6 | 3000 | 1263.6712 | 0
58 | 257.5881 | 1756.9007 | 1281.6 | 3000 | 1243.0993 | 0
59 | 257.5881 | 1712.7001 | 1281.6 | 3000 | 1287.2999 | 0
60 | 257.5881 | 1809.1174 | 1281.6 | 3000 | 1190.8826 | 0
61 | 257.5881 | 1603.5642 | 1281.6 | 3000 | 1396.4358 | 0
62 | 257.5881 | 1666.2097 | 1281.6 | 3000 | 1333.7903 | 0
63 | 257.5881 | 1753.1314 | 1281.6 | 3000 | 1246.8686 | 0
64 | 257.5881 | 1590.784 | 1281.6 | 3000 | 1409.216 | 0
65 | 257.5881 | 1368.2653 | 1281.6 | 3000 | 1631.7347 | 0
66 | 257.5881 | 1701.4791 | 1281.6 | 3000 | 1298.5209 | 0
67 | 257.5881 | 1614.9191 | 1281.6 | 3000 | 1385.0809 | 0
68 | 257.5881 | 1397.2151 | 1281.6 | 3000 | 1602.7849 | 0
69 | 257.5881 | 1718.752 | 1281.6 | 3000 | 1281.248 | 0
70 | 257.5881 | 1955.1144 | 1281.6 | 3000 | 1044.8856 | 0
71 | 257.5881 | 1863.2911 | 1281.6 | 3000 | 1136.7089 | 0
72 | 257.5881 | 1896.3936 | 1281.6 | 3000 | 1103.6064 | 0
73 | 257.5881 | 1276.7025 | 1281.6 | 3000 | 1723.2975 | 0
74 | 257.5881 | 1560.9914 | 1281.6 | 3000 | 1439.0086 | 0
75 | 257.5881 | 1639.3327 | 1281.6 | 3000 | 1360.6673 | 0
76 | 257.5881 | 1596.0581 | 1281.6 | 3000 | 1403.9419 | 0
77 | 257.5881 | 1719.3923 | 1281.6 | 3000 | 1280.6077 | 0
78 | 257.5881 | 1391.2465 | 1281.6 | 3000 | 1608.7535 | 0
79 | 257.5881 | 1334.5081 | 1281.6 | 3000 | 1665.4919 | 0
80 | 257.5881 | 1138.1429 | 1281.6 | 3000 | 1861.8571 | 0
81 | 257.5881 | 1464.6465 | 1281.6 | 3000 | 1535.3535 | 0
82 | 257.5881 | 1640.3745 | 1281.6 | 3000 | 1359.6255 | 0
83 | 257.5881 | 1600.7173 | 1281.6 | 3000 | 1399.2827 | 0
84 | 257.5881 | 1489.3024 | 1281.6 | 3000 | 1510.6976 | 0
85 | 257.5881 | 1769.6954 | 1281.6 | 3000 | 1230.3046 | 0
86 | 257.5881 | 1881.0849 | 1281.6 | 3000 | 1118.9151 | 0
87 | 257.5881 | 1936.796 | 1281.6 | 3000 | 1063.204 | 0
88 | 257.5881 | 1838.1794 | 1281.6 | 3000 | 1161.8206 | 0
89 | 257.5881 | 1813.6645 | 1281.6 | 3000 | 1186.3355 | 0
90 | 257.5881 | 2193.8967 | 1281.6 | 3000 | 806.1033 | 0
91 | 257.5881 | 1934.2277 | 1281.6 | 3000 | 1065.7723 | 0
92 | 257.5881 | 1472.7855 | 1281.6 | 3000 | 1527.2145 | 0
93 | 257.5881 | 1388.2513 | 1281.6 | 3000 | 1611.7487 | 0
94 | 257.5881 | 1221.3207 | 1281.6 | 3000 | 1778.6793 | 0
95 | 257.5881 | 1410.111 | 1281.6 | 3000 | 1589.889 | 0
96 | 257.5881 | 1916.6907 | 1281.6 | 3000 | 1083.3093 | 0
97 | 257.5881 | 1948.4222 | 1281.6 | 3000 | 1051.5778 | 0
98 | 257.5881 | 1920.5938 | 1281.6 | 3000 | 1079.4062 | 0
99 | 257.5881 | 1647.3379 | 1281.6 | 3000 | 1352.6621 | 0
100 | 257.5881 | 1766.1612 | 1281.6 | 3000 | 1233.8388 | 0
101 | 257.5881 | 1868.9993 | 1281.6 | 3000 | 1131.0007 | 0
102 | 257.5881 | 1859.7352 | 1281.6 | 3000 | 1140.2648 | 0
103 | 257.5881 | 1648.1482 | 1281.6 | 3000 | 1351.8518 | 0
104 | 257.5881 | 1603.8463 | 1281.6 | 3000 | 1396.1537 | 0
105 | 257.5881 | 1582.1204 | 1281.6 | 3000 | 1417.8796 | 0
106 | 257.5881 | 1369.4916 | 1281.6 | 3000 | 1630.5084 | 0
107 | 257.5881 | 757.5526 | 1281.6 | 3000 | 2242.4474 | 0
108 | 257.5881 | 1677.5683 | 1281.6 | 3000 | 1322.4317 | 0
109 | 257.5881 | 1184.3403 | 1281.6 | 3000 | 1815.6597 | 0
110 | 257.5881 | 1343.9385 | 1281.6 | 3000 | 1656.0615 | 0
111 | 257.5881 | 1943.159 | 1281.6 | 3000 | 1056.841 | 0
112 | 257.5881 | 1778.9486 | 1281.6 | 3000 | 1221.0514 | 0
113 | 257.5881 | 1779.6684 | 1281.6 | 3000 | 1220.3316 | 0
114 | 257.5881 | 1537.0372 | 1281.6 | 3000 | 1462.9628 | 0
115 | 257.5881 | 1734.6033 | 1281.6 | 3000 | 1265.3967 | 0
116 | 257.5881 | 1341.8694 | 1281.6 | 3000 | 1658.1306 | 0
117 | 257.5881 | 1195.887 | 1281.6 | 3000 | 1804.113 | 0
118 | 257.5881 | 1249.6519 | 1281.6 | 3000 | 1750.3481 | 0
119 | 257.5881 | 1282.5591 | 1281.6 | 3000 | 1717.4409 | 0
120 | 257.5881 | 836.5088 | 1281.6 | 3000 | 2163.4912 | 0
121 | 257.5881 | 1797.777 | 1281.6 | 3000 | 1202.223 | 0
122 | 257.5881 | 1921.3824 | 1281.6 | 3000 | 1078.6176 | 0
123 | 257.5881 | 1544.5758 | 1281.6 | 3000 | 1455.4242 | 0
124 | 257.5881 | 1385.191 | 1281.6 | 3000 | 1614.809 | 0
125 | 257.5881 | 1391.6986 | 1281.6 | 3000 | 1608.3014 | 0
126 | 257.5881 | 1290.9477 | 1281.6 | 3000 | 1709.0523 | 0
127 | 257.5881 | 1339.699 | 1281.6 | 3000 | 1660.301 | 0
128 | 257.5881 | 1046.2727 | 1281.6 | 3000 | 1953.7273 | 0
129 | 257.5881 | 902.0772 | 1281.6 | 3000 | 2097.9228 | 0
130 | 257.5881 | 634.4861 | 0 | 0 | 0 | 634.4861
131 | 257.5881 | 357.971 | 0 | 0 | 0 | 357.971
132 | 257.5881 | 470.0442 | 0 | 0 | 0 | 470.0442
133 | 257.5881 | 870.4614 | 0 | 0 | 0 | 870.4614
134 | 257.5881 | 1163.9275 | 0 | 0 | 0 | 1163.9275
135 | 257.5881 | 1157.7165 | 0 | 0 | 0 | 1157.7165
136 | 257.5881 | 926.4329 | 0 | 0 | 0 | 926.4329
137 | 257.5881 | 1220.8251 | 0 | 0 | 0 | 1220.8251
138 | 257.5881 | 1422.3522 | 0 | 0 | 0 | 1422.3522
139 | 257.5881 | 1244.7286 | 0 | 0 | 0 | 1244.7286
140 | 257.5881 | 1031.9913 | 0 | 0 | 0 | 1031.9913
141 | 257.5881 | 902.8151 | 0 | 0 | 0 | 902.8151
142 | 257.5881 | 959.0109 | 0 | 0 | 0 | 959.0109
143 | 257.5881 | 1084.9206 | 0 | 0 | 0 | 1084.9206
144 | 257.5881 | 1143.8367 | 0 | 0 | 0 | 1143.8367
145 | 257.5881 | 1220.3259 | 0 | 0 | 0 | 1220.3259
146 | 257.5881 | 1068.6714 | 0 | 0 | 0 | 1068.6714
147 | 257.5881 | 793.1402 | 0 | 0 | 0 | 793.1402
148 | 257.5881 | 743.5027 | 0 | 0 | 0 | 743.5027
149 | 257.5881 | 891.3228 | 0 | 0 | 0 | 891.3228
150 | 257.5881 | 1120.7579 | 0 | 0 | 0 | 1120.7579
151 | 257.5881 | 1080.8185 | 0 | 0 | 0 | 1080.8185
152 | 257.5881 | 884.1351 | 0 | 0 | 0 | 884.1351
153 | 257.5881 | 825.6459 | 0 | 0 | 0 | 825.6459
154 | 257.5881 | 582.8591 | 0 | 0 | 0 | 582.8591
155 | 257.5881 | 445.7681 | 0 | 0 | 0 | 445.7681
156 | 257.5881 | 381.7877 | 0 | 0 | 0 | 381.7877
157 | 257.5881 | 287.6566 | 0 | 0 | 0 | 287.6566
158 | 257.5881 | 810.7785 | 0 | 0 | 0 | 810.7785
159 | 257.5881 | 1012.0632 | 0 | 0 | 0 | 1012.0632
160 | 257.5881 | 758.938 | 0 | 0 | 0 | 758.938
161 | 257.5881 | 913.8228 | 0 | 0 | 0 | 913.8228
162 | 257.5881 | 1123.2068 | 0 | 0 | 0 | 1123.2068
163 | 257.5881 | 695.9162 | 0 | 0 | 0 | 695.9162
164 | 257.5881 | 594.0403 | 0 | 0 | 0 | 594.0403
165 | 257.5881 | 503.2915 | 0 | 0 | 0 | 503.2915
166 | 257.5881 | 774.6591 | 0 | 0 | 0 | 774.6591
167 | 257.5881 | 743.0144 | 0 | 0 | 0 | 743.0144
168 | 257.5881 | 1053.0118 | 0 | 0 | 0 | 1053.0118
169 | 257.5881 | 665.1542 | 0 | 0 | 0 | 665.1542
170 | 257.5881 | 436.5908 | 0 | 0 | 0 | 436.5908
171 | 257.5881 | 567.7168 | 0 | 0 | 0 | 567.7168
172 | 257.5881 | 384.3018 | 0 | 0 | 0 | 384.3018
173 | 257.5881 | 245.7964 | 0 | 0 | 0 | 245.7964
174 | 257.5881 | 653.2675 | 0 | 0 | 0 | 653.2675
175 | 257.5881 | 633.513 | 0 | 0 | 0 | 633.513
176 | 257.5881 | 725.8463 | 0 | 0 | 0 | 725.8463
177 | 257.5881 | 497.5218 | 0 | 0 | 0 | 497.5218
178 | 257.5881 | 515.2179 | 0 | 0 | 0 | 515.2179
179 | 257.5881 | 404.9678 | 0 | 0 | 0 | 404.9678
180 | 257.5881 | 361.3966 | 0 | 0 | 0 | 361.3966
181 | 257.5881 | 443.7713 | 0 | 0 | 0 | 443.7713
182 | 257.5881 | 273.245 | 0 | 0 | 0 | 273.245
183 | 257.5881 | 324.4163 | 0 | 0 | 0 | 324.4163
184 | 257.5881 | 570.3791 | 0 | 0 | 0 | 570.3791
185 | 257.5881 | 505.0133 | 0 | 0 | 0 | 505.0133
186 | 257.5881 | 329.4878 | 0 | 0 | 0 | 329.4878
187 | 257.5881 | 284.6614 | 0 | 0 | 0 | 284.6614
188 | 257.5881 | 200.507 | 0 | 0 | 0 | 200.507
189 | 257.5881 | 458.002 | 0 | 0 | 0 | 458.002
190 | 257.5881 | 316.2519 | 0 | 0 | 0 | 316.2519
191 | 257.5881 | 158.0066 | 0 | 0 | 0 | 158.0066
192 | 257.5881 | 183.8237 | 0 | 0 | 0 | 183.8237
193 | 257.5881 | 229.8511 | 0 | 0 | 0 | 229.8511
194 | 257.5881 | 177.9527 | 0 | 0 | 0 | 177.9527
195 | 257.5881 | 189.456 | 0 | 0 | 0 | 189.456
196 | 257.5881 | 222.3776 | 0 | 0 | 0 | 222.3776
197 | 257.5881 | 168.3812 | 0 | 0 | 0 | 168.3812
198 | 257.5881 | 128.1922 | 0 | 0 | 0 | 128.1922
199 | 257.5881 | 128.3261 | 0 | 0 | 0 | 128.3261
200 | 257.5881 | 222.667 | 0 | 0 | 0 | 222.667
201 | 257.5881 | 240.1099 | 0 | 0 | 0 | 240.1099
202 | 257.5881 | 314.0308 | 0 | 0 | 0 | 314.0308
203 | 257.5881 | 238.7209 | 0 | 0 | 0 | 238.7209
204 | 257.5881 | 307.8053 | 0 | 0 | 0 | 307.8053
205 | 257.5881 | 173.8362 | 0 | 0 | 0 | 173.8362
206 | 257.5881 | 223.4484 | 0 | 0 | 0 | 223.4484
207 | 257.5881 | 183.7152 | 0 | 0 | 0 | 183.7152
208 | 257.5881 | 218.4021 | 0 | 0 | 0 | 218.4021
209 | 257.5881 | 405.8577 | 0 | 0 | 0 | 405.8577
210 | 257.5881 | 413.7725 | 0 | 0 | 0 | 413.7725
211 | 257.5881 | 164.5359 | 0 | 0 | 0 | 164.5359
212 | 257.5881 | 185.6107 | 0 | 0 | 0 | 185.6107
213 | 257.5881 | 158.8024 | 0 | 0 | 0 | 158.8024
214 | 257.5881 | 666.9303 | 0 | 0 | 0 | 666.9303
215 | 257.5881 | 648.6626 | 0 | 0 | 0 | 648.6626
216 | 257.5881 | 706.2113 | 0 | 0 | 0 | 706.2113
217 | 257.5881 | 639.8326 | 0 | 0 | 0 | 639.8326
218 | 257.5881 | 531.6516 | 0 | 0 | 0 | 531.6516
219 | 257.5881 | 273.2052 | 0 | 0 | 0 | 273.2052
220 | 257.5881 | 226.8957 | 0 | 0 | 0 | 226.8957
221 | 257.5881 | 250.6401 | 0 | 0 | 0 | 250.6401
222 | 257.5881 | 401.2962 | 0 | 0 | 0 | 401.2962
223 | 257.5881 | 500.0177 | 0 | 0 | 0 | 500.0177
224 | 257.5881 | 735.1032 | 0 | 0 | 0 | 735.1032
225 | 257.5881 | 671.2639 | 0 | 0 | 0 | 671.2639
226 | 257.5881 | 537.15 | 0 | 0 | 0 | 537.15
227 | 257.5881 | 754.391 | 0 | 0 | 0 | 754.391
228 | 257.5881 | 563.4447 | 0 | 0 | 0 | 563.4447
229 | 257.5881 | 481.8911 | 0 | 0 | 0 | 481.8911
230 | 257.5881 | 450.1523 | 0 | 0 | 0 | 450.1523
231 | 257.5881 | 726.7398 | 0 | 0 | 0 | 726.7398
232 | 257.5881 | 571.7103 | 0 | 0 | 0 | 571.7103
233 | 257.5881 | 456.783 | 0 | 0 | 0 | 456.783
234 | 257.5881 | 342.2282 | 0 | 0 | 0 | 342.2282
235 | 257.5881 | 359.0888 | 0 | 0 | 0 | 359.0888
236 | 257.5881 | 411.121 | 0 | 0 | 0 | 411.121
237 | 257.5881 | 304.2603 | 0 | 0 | 0 | 304.2603
238 | 257.5881 | 209.7819 | 0 | 0 | 0 | 209.7819
239 | 257.5881 | 301.0517 | 0 | 0 | 0 | 301.0517
240 | 257.5881 | 379.0675 | 0 | 0 | 0 | 379.0675
241 | 257.5881 | 375.8806 | 0 | 0 | 0 | 375.8806
242 | 257.5881 | 428.8063 | 0 | 0 | 0 | 428.8063
243 | 257.5881 | 367.2351 | 0 | 0 | 0 | 367.2351
244 | 257.5881 | 592.1412 | 0 | 0 | 0 | 592.1412
245 | 257.5881 | 519.0451 | 0 | 0 | 0 | 519.0451
246 | 257.5881 | 700.0871 | 0 | 0 | 0 | 700.0871
247 | 257.5881 | 638.0854 | 0 | 0 | 0 | 638.0854
248 | 257.5881 | 694.9649 | 0 | 0 | 0 | 694.9649
249 | 257.5881 | 866.8983 | 0 | 0 | 0 | 866.8983
250 | 257.5881 | 999.6774 | 0 | 0 | 0 | 999.6774
251 | 257.5881 | 1003.179 | 0 | 0 | 0 | 1003.179
252 | 257.5881 | 905.5101 | 0 | 0 | 0 | 905.5101
253 | 257.5881 | 768.3395 | 0 | 0 | 0 | 768.3395
254 | 257.5881 | 687.9725 | 0 | 0 | 0 | 687.9725
255 | 257.5881 | 637.966 | 0 | 0 | 0 | 637.966
256 | 257.5881 | 657.706 | 0 | 0 | 0 | 657.706
257 | 257.5881 | 729.9737 | 0 | 0 | 0 | 729.9737
258 | 257.5881 | 891.2396 | 0 | 0 | 0 | 891.2396
259 | 257.5881 | 965.8912 | 0 | 0 | 0 | 965.8912
260 | 257.5881 | 906.1431 | 0 | 0 | 0 | 906.1431
261 | 257.5881 | 734.6076 | 0 | 0 | 0 | 734.6076
262 | 257.5881 | 868.5153 | 0 | 0 | 0 | 868.5153
263 | 257.5881 | 1022.7128 | 0 | 0 | 0 | 1022.7128
264 | 257.5881 | 1134.3266 | 0 | 0 | 0 | 1134.3266
265 | 257.5881 | 945.2505 | 0 | 0 | 0 | 945.2505
266 | 257.5881 | 918.6773 | 0 | 0 | 0 | 918.6773
267 | 257.5881 | 533.822 | 0 | 0 | 0 | 533.822
268 | 257.5881 | 547.1991 | 0 | 0 | 0 | 547.1991
269 | 257.5881 | 434.0442 | 0 | 0 | 0 | 434.0442
270 | 257.5881 | 568.8996 | 0 | 0 | 0 | 568.8996
271 | 257.5881 | 451.4257 | 0 | 0 | 0 | 451.4257
272 | 257.5881 | 733.649 | 0 | 0 | 0 | 733.649
273 | 257.5881 | 859.8879 | 0 | 0 | 0 | 859.8879
274 | 257.5881 | 791.7511 | 0 | 0 | 0 | 791.7511
275 | 257.5881 | 1045.5818 | 0 | 0 | 0 | 1045.5818
276 | 257.5881 | 988.3225 | 0 | 0 | 0 | 988.3225
277 | 257.5881 | 1217.7539 | 0 | 0 | 0 | 1217.7539
278 | 257.5881 | 1202.3295 | 0 | 0 | 0 | 1202.3295
279 | 257.5881 | 804.4011 | 0 | 0 | 0 | 804.4011
280 | 257.5881 | 682.6984 | 0 | 0 | 0 | 682.6984
281 | 257.5881 | 491.7919 | 0 | 0 | 0 | 491.7919
282 | 257.5881 | 611.0998 | 0 | 0 | 0 | 611.0998
283 | 257.5881 | 665.4508 | 0 | 0 | 0 | 665.4508
284 | 257.5881 | 746.5702 | 0 | 0 | 0 | 746.5702
285 | 257.5881 | 1134.739 | 0 | 0 | 0 | 1134.739
286 | 257.5881 | 1223.8854 | 0 | 0 | 0 | 1223.8854
287 | 257.5881 | 1065.9837 | 0 | 0 | 0 | 1065.9837
288 | 257.5881 | 1173.2748 | 0 | 0 | 0 | 1173.2748
289 | 257.5881 | 1156.4975 | 0 | 0 | 0 | 1156.4975
290 | 257.5881 | 1392.6066 | 1281.6 | 3000 | 1607.3934 | 0
291 | 257.5881 | 1719.1933 | 1281.6 | 3000 | 1280.8067 | 0
292 | 257.5881 | 1254.3798 | 1281.6 | 3000 | 1745.6202 | 0
293 | 257.5881 | 834.389 | 1281.6 | 3000 | 2165.611 | 0
294 | 257.5881 | 1231.6374 | 1281.6 | 3000 | 1768.3626 | 0
295 | 257.5881 | 1366.3952 | 1281.6 | 3000 | 1633.6048 | 0
296 | 257.5881 | 1329.5631 | 1281.6 | 3000 | 1670.4369 | 0
297 | 257.5881 | 1287.3955 | 1281.6 | 3000 | 1712.6045 | 0
298 | 257.5881 | 1018.9977 | 1281.6 | 3000 | 1981.0023 | 0
299 | 257.5881 | 1195.565 | 1281.6 | 3000 | 1804.435 | 0
300 | 257.5881 | 1434.4595 | 1281.6 | 3000 | 1565.5405 | 0
301 | 257.5881 | 1825.515 | 1281.6 | 3000 | 1174.485 | 0
302 | 257.5881 | 1693.2206 | 1281.6 | 3000 | 1306.7794 | 0
303 | 257.5881 | 1688.8508 | 1281.6 | 3000 | 1311.1492 | 0
304 | 257.5881 | 1631.9569 | 1281.6 | 3000 | 1368.0431 | 0
305 | 257.5881 | 1794.6661 | 1281.6 | 3000 | 1205.3339 | 0
306 | 257.5881 | 1685.1322 | 1281.6 | 3000 | 1314.8678 | 0
307 | 257.5881 | 1732.3099 | 1281.6 | 3000 | 1267.6901 | 0
308 | 257.5881 | 1789.8622 | 1281.6 | 3000 | 1210.1378 | 0
309 | 257.5881 | 1966.3065 | 1281.6 | 3000 | 1033.6935 | 0
310 | 257.5881 | 1841.9342 | 1281.6 | 3000 | 1158.0658 | 0
311 | 257.5881 | 1915.3233 | 1281.6 | 3000 | 1084.6767 | 0
312 | 257.5881 | 1901.628 | 1281.6 | 3000 | 1098.372 | 0
313 | 257.5881 | 1954.0906 | 1281.6 | 3000 | 1045.9094 | 0
314 | 257.5881 | 1871.2095 | 1281.6 | 3000 | 1128.7905 | 0
315 | 257.5881 | 1172.7141 | 1281.6 | 3000 | 1827.2859 | 0
316 | 257.5881 | 1791.6275 | 1281.6 | 3000 | 1208.3725 | 0
317 | 257.5881 | 1482.3028 | 1281.6 | 3000 | 1517.6972 | 0
318 | 257.5881 | 1635.7045 | 1281.6 | 3000 | 1364.2955 | 0
319 | 257.5881 | 2012.8837 | 1281.6 | 3000 | 987.1163 | 0
320 | 257.5881 | 2084.1928 | 1281.6 | 3000 | 915.8072 | 0
321 | 257.5881 | 2314.9555 | 1281.6 | 3000 | 685.0445 | 0
322 | 257.5881 | 2291.1207 | 1281.6 | 3000 | 708.8793 | 0
323 | 257.5881 | 1959.6144 | 1281.6 | 3000 | 1040.3856 | 0
324 | 257.5881 | 1814.0949 | 1281.6 | 3000 | 1185.9051 | 0
325 | 257.5881 | 1928.798 | 1281.6 | 3000 | 1071.202 | 0
326 | 257.5881 | 1736.875 | 1281.6 | 3000 | 1263.125 | 0
327 | 257.5881 | 1892.2915 | 1281.6 | 3000 | 1107.7085 | 0
328 | 257.5881 | 2126.0385 | 1281.6 | 3000 | 873.9615 | 0
329 | 257.5881 | 2196.248 | 1281.6 | 3000 | 803.752 | 0
330 | 257.5881 | 2430.2808 | 1281.6 | 3000 | 569.7192 | 0
331 | 257.5881 | 2232.5447 | 1281.6 | 3000 | 767.4553 | 0
332 | 257.5881 | 1536.4729 | 1281.6 | 3000 | 1463.5271 | 0
333 | 257.5881 | 1892.8052 | 1281.6 | 3000 | 1107.1948 | 0
334 | 257.5881 | 1742.0732 | 1281.6 | 3000 | 1257.9268 | 0
335 | 257.5881 | 1592.6434 | 1281.6 | 3000 | 1407.3566 | 0
336 | 257.5881 | 1686.0727 | 1281.6 | 3000 | 1313.9273 | 0
337 | 257.5881 | 1722.2138 | 1281.6 | 3000 | 1277.7862 | 0
338 | 257.5881 | 1925.6726 | 1281.6 | 3000 | 1074.3274 | 0
339 | 257.5881 | 1566.3125 | 1281.6 | 3000 | 1433.6875 | 0
340 | 257.5881 | 2220.7086 | 1281.6 | 3000 | 779.2914 | 0
341 | 257.5881 | 2661.7054 | 1281.6 | 3000 | 338.2946 | 0
342 | 257.5881 | 2897.3588 | 1281.6 | 3000 | 102.6412 | 0
343 | 257.5881 | 2759.2948 | 1281.6 | 3000 | 240.7052 | 0
344 | 257.5881 | 2568.4353 | 1281.6 | 3000 | 431.5647 | 0
345 | 257.5881 | 2610.6391 | 1281.6 | 3000 | 389.3609 | 0
346 | 257.5881 | 1992.6445 | 1281.6 | 3000 | 1007.3555 | 0
347 | 257.5881 | 2187.0056 | 1281.6 | 3000 | 812.9944 | 0
348 | 257.5881 | 1952.0432 | 1281.6 | 3000 | 1047.9568 | 0
349 | 257.5881 | 1832.3445 | 1281.6 | 3000 | 1167.6555 | 0
350 | 257.5881 | 2283.4338 | 1281.6 | 3000 | 716.5662 | 0
351 | 257.5881 | 2602.1708 | 1281.6 | 3000 | 397.8292 | 0
352 | 257.5881 | 2444.0015 | 1281.6 | 3000 | 555.9985 | 0
353 | 257.5881 | 2456.8178 | 1281.6 | 3000 | 543.1822 | 0
354 | 257.5881 | 2597.9349 | 1281.6 | 3000 | 402.0651 | 0
355 | 257.5881 | 2081.4726 | 1281.6 | 3000 | 918.5274 | 0
356 | 257.5881 | 1465.4857 | 1281.6 | 3000 | 1534.5143 | 0
357 | 257.5881 | 1390.8269 | 1281.6 | 3000 | 1609.1731 | 0
358 | 257.5881 | 1777.0676 | 1281.6 | 3000 | 1222.9324 | 0
359 | 257.5881 | 1953.8483 | 1281.6 | 3000 | 1046.1517 | 0
360 | 257.5881 | 2062.8612 | 1281.6 | 3000 | 937.1388 | 0
361 | 257.5881 | 1980.5951 | 1281.6 | 3000 | 1019.4049 | 0
362 | 257.5881 | 2110.8673 | 1281.6 | 3000 | 889.1327 | 0
363 | 257.5881 | 2517.1084 | 1281.6 | 3000 | 482.8916 | 0
364 | 257.5881 | 2488.2238 | 1281.6 | 3000 | 511.7762 | 0
365 | 257.5881 | 2445.821 | 1281.6 | 3000 | 554.179 | 0
Total | 94019.6504 | 477491 | 262728 | 615000 |  | 101023.9556
| Elect | Heat | CHP Electr | Heat
New Sys
Old Sys
Natural Gas
Electricity

## Profiles
Daily Electricity Readings |  |  |  |  | Annual Heat Consumption kWh | [5 empty] | Annual Elec Consumption kWh |  |  | CHP - WhisperGen |  | 1 | kWe | CHP - Baxi Dachs |  | 5.34 | kWe | CHP - EC Power |  | 13 | kWe
| 8 Houses | 80 Houses | Daily Total |  |  |  | 8 Houses | 80 Houses |  |  |  | 8 Houses | 80 Houses |  | kWh | 7 | to 1 H:P |  | kWh | 2.3408 | to 1 H:P |  | kWh | 2.2308 | to 1 H:P
hour | Elec | Elec |  | kWh e | day | heat |  |  |  |  | day |  |  | Day | Power | Heat |  | Day | Power | Heat |  | Day | Power | Heat
0:00 | 1272 | 12720 | #REF! | #REF! | 1 | 30.7652 | 222.578 | 2225.7802 |  |  | 1 | 25.7588 | 257.5881 | 1 | 240 | 1680 |  | 1 | 1281.6 | 3000 |  | 1 | 3120 | 7303.3708
0:05 | 1269.6 | 12696 | 8 Houses | 25.7588 | 2 | 34.3826 | 248.7486 | 2487.4858 | Annual Total | kWh th | 2 | 25.7588 | 257.5881 | 2 | 240 | 1680 |  | 2 | 1281.6 | 3000 |  | 2 | 3120 | 7303.3708
0:10 | 1303.2 | 13032 | 80 Houses | 257.5881 | 3 | 35.3927 | 256.0567 | 2560.5675 | Merit Data | 6599.9806 | 3 | 25.7588 | 257.5881 | 3 | 240 | 1680 |  | 3 | 1281.6 | 3000 |  | 3 | 3120 | 7303.3708
0:15 | 1341.6 | 13416 |  |  | 4 | 36.0463 | 260.7854 | 2607.8537 | 8 Houses | 47749.1 | 4 | 25.7588 | 257.5881 | 4 | 240 | 1680 |  | 4 | 1281.6 | 3000 |  | 4 | 3120 | 7303.3708
0:20 | 1334.4 | 13344 | Annual Total |  | 5 | 35.014 | 253.3166 | 2533.1659 | 80 Houses | 477491 | 5 | 25.7588 | 257.5881 | 5 | 240 | 1680 |  | 5 | 1281.6 | 3000 |  | 5 | 3120 | 7303.3708
0:25 | 1250.4 | 12504 | #REF! | #REF! | 6 | 37.5014 | 271.313 | 2713.1299 | 65m2 house | 5968.6375 | 6 | 25.7588 | 257.5881 | 6 | 240 | 1680 |  | 6 | 1281.6 | 3000 |  | 6 | 3120 | 7303.3708
0:30 | 1243.2 | 12432 | 8 Houses | 9401.965 | 7 | 39.5829 | 286.3717 | 2863.7173 |  |  | 7 | 25.7588 | 257.5881 | 7 | 240 | 1680 |  | 7 | 1281.6 | 3000 |  | 7 | 3120 | 7303.3708
0:35 | 1281.6 | 12816 | 80 Houses | 94019.6504 | 8 | 42.7953 | 309.6129 | 3096.1295 |  |  | 8 | 25.7588 | 257.5881 | 8 | 240 | 1680 |  | 8 | 1281.6 | 3000 |  | 8 | 3120 | 7303.3708
0:40 | 1036.8 | 10368 |  |  | 9 | 38.274 | 276.9022 | 2769.0219 |  |  | 9 | 25.7588 | 257.5881 | 9 | 240 | 1680 |  | 9 | 1281.6 | 3000 |  | 9 | 3120 | 7303.3708
0:45 | 907.2 | 9072 |  |  | 10 | 34.639 | 250.6039 | 2506.0393 |  |  | 10 | 25.7588 | 257.5881 | 10 | 240 | 1680 |  | 10 | 1281.6 | 3000 |  | 10 | 3120 | 7303.3708
0:50 | 849.6 | 8496 |  |  | 11 | 30.1182 | 217.8971 | 2178.9715 |  |  | 11 | 25.7588 | 257.5881 | 11 | 240 | 1680 |  | 11 | 1281.6 | 3000 |  | 11 | 3120 | 7303.3708
0:55 | 825.6 | 8256 |  |  | 12 | 30.2532 | 218.8735 | 2188.7347 |  |  | 12 | 25.7588 | 257.5881 | 12 | 240 | 1680 |  | 12 | 1281.6 | 3000 |  | 12 | 3120 | 7303.3708
1:00 | 724.8 | 7248 |  |  | 13 | 27.3855 | 198.1268 | 1981.2679 |  |  | 13 | 25.7588 | 257.5881 | 13 | 240 | 1680 |  | 13 | 1281.6 | 3000 |  | 13 | 3120 | 7303.3708
1:05 | 722.4 | 7224 |  |  | 14 | 31.8768 | 230.6201 | 2306.2015 |  |  | 14 | 25.7588 | 257.5881 | 14 | 240 | 1680 |  | 14 | 1281.6 | 3000 |  | 14 | 3120 | 7303.3708
1:10 | 741.6 | 7416 |  |  | 15 | 34.4263 | 249.0647 | 2490.6474 |  |  | 15 | 25.7588 | 257.5881 | 15 | 240 | 1680 |  | 15 | 1281.6 | 3000 |  | 15 | 3120 | 7303.3708
1:15 | 700.8 | 7008 |  |  | 16 | 33.797 | 244.5119 | 2445.1192 |  |  | 16 | 25.7588 | 257.5881 | 16 | 240 | 1680 |  | 16 | 1281.6 | 3000 |  | 16 | 3120 | 7303.3708
1:20 | 676.8 | 6768 |  |  | 17 | 31.1899 | 225.6506 | 2256.5061 |  |  | 17 | 25.7588 | 257.5881 | 17 | 240 | 1680 |  | 17 | 1281.6 | 3000 |  | 17 | 3120 | 7303.3708
1:25 | 696 | 6960 |  |  | 18 | 23.4154 | 169.4038 | 1694.0381 |  |  | 18 | 25.7588 | 257.5881 | 18 | 240 | 1680 |  | 18 | 1281.6 | 3000 |  | 18 | 3120 | 7303.3708
1:30 | 691.2 | 6912 |  |  | 19 | 24.0891 | 174.2779 | 1742.7785 |  |  | 19 | 25.7588 | 257.5881 | 19 | 240 | 1680 |  | 19 | 1281.6 | 3000 |  | 19 | 3120 | 7303.3708
1:35 | 669.6 | 6696 |  |  | 20 | 26.7814 | 193.7567 | 1937.5665 |  |  | 20 | 25.7588 | 257.5881 | 20 | 240 | 1680 |  | 20 | 1281.6 | 3000 |  | 20 | 3120 | 7303.3708
1:40 | 691.2 | 6912 |  |  | 21 | 27.3108 | 197.5864 | 1975.8636 |  |  | 21 | 25.7588 | 257.5881 | 21 | 240 | 1680 |  | 21 | 1281.6 | 3000 |  | 21 | 3120 | 7303.3708
1:45 | 693.6 | 6936 |  |  | 22 | 28.9453 | 209.4112 | 2094.1117 |  |  | 22 | 25.7588 | 257.5881 | 22 | 240 | 1680 |  | 22 | 1281.6 | 3000 |  | 22 | 3120 | 7303.3708
1:50 | 681.6 | 6816 |  |  | 23 | 27.5225 | 199.1179 | 1991.1795 |  |  | 23 | 25.7588 | 257.5881 | 23 | 240 | 1680 |  | 23 | 1281.6 | 3000 |  | 23 | 3120 | 7303.3708
1:55 | 681.6 | 6816 |  |  | 24 | 25.7626 | 186.3855 | 1863.8554 |  |  | 24 | 25.7588 | 257.5881 | 24 | 240 | 1680 |  | 24 | 1281.6 | 3000 |  | 24 | 3120 | 7303.3708
2:00 | 681.6 | 6816 |  |  | 25 | 25.5043 | 184.5168 | 1845.1681 |  |  | 25 | 25.7588 | 257.5881 | 25 | 240 | 1680 |  | 25 | 1281.6 | 3000 |  | 25 | 3120 | 7303.3708
2:05 | 648 | 6480 |  |  | 26 | 26.5263 | 191.9103 | 1919.1035 |  |  | 26 | 25.7588 | 257.5881 | 26 | 240 | 1680 |  | 26 | 1281.6 | 3000 |  | 26 | 3120 | 7303.3708
2:10 | 648 | 6480 |  |  | 27 | 22.9262 | 165.8653 | 1658.6531 |  |  | 27 | 25.7588 | 257.5881 | 27 | 240 | 1680 |  | 27 | 1281.6 | 3000 |  | 27 | 3120 | 7303.3708
2:15 | 590.4 | 5904 |  |  | 28 | 21.798 | 157.7024 | 1577.0236 |  |  | 28 | 25.7588 | 257.5881 | 28 | 240 | 1680 |  | 28 | 1281.6 | 3000 |  | 28 | 3120 | 7303.3708
2:20 | 552 | 5520 |  |  | 29 | 20.0978 | 145.4022 | 1454.0222 |  |  | 29 | 25.7588 | 257.5881 | 29 | 240 | 1680 |  | 29 | 1281.6 | 3000 |  | 29 | 3120 | 7303.3708
2:25 | 580.8 | 5808 |  |  | 30 | 22.744 | 164.5464 | 1645.4641 |  |  | 30 | 25.7588 | 257.5881 | 30 | 240 | 1680 |  | 30 | 1281.6 | 3000 |  | 30 | 3120 | 7303.3708
2:30 | 583.2 | 5832 |  |  | 31 | 23.2276 | 168.0455 | 1680.4549 |  |  | 31 | 25.7588 | 257.5881 | 31 | 240 | 1680 |  | 31 | 1281.6 | 3000 |  | 31 | 3120 | 7303.3708
2:35 | 621.6 | 6216 |  |  | 32 | 19.4546 | 140.7488 | 1407.4884 |  |  | 32 | 25.7588 | 257.5881 | 32 | 240 | 1680 |  | 32 | 1281.6 | 3000 |  | 32 | 3120 | 7303.3708
2:40 | 619.2 | 6192 |  |  | 33 | 17.7394 | 128.3395 | 1283.3947 |  |  | 33 | 25.7588 | 257.5881 | 33 | 240 | 1680 |  | 33 | 1281.6 | 3000 |  | 33 | 3120 | 7303.3708
2:45 | 614.4 | 6144 |  |  | 34 | 21.4358 | 155.0823 | 1550.823 |  |  | 34 | 25.7588 | 257.5881 | 34 | 240 | 1680 |  | 34 | 1281.6 | 3000 |  | 34 | 3120 | 7303.3708
2:50 | 588 | 5880 |  |  | 35 | 28.035 | 202.8261 | 2028.2611 |  |  | 35 | 25.7588 | 257.5881 | 35 | 240 | 1680 |  | 35 | 1281.6 | 3000 |  | 35 | 3120 | 7303.3708
2:55 | 552 | 5520 |  |  | 36 | 28.275 | 204.5617 | 2045.6172 |  |  | 36 | 25.7588 | 257.5881 | 36 | 240 | 1680 |  | 36 | 1281.6 | 3000 |  | 36 | 3120 | 7303.3708
3:00 | 600 | 6000 |  |  | 37 | 29.845 | 215.9206 | 2159.2062 |  |  | 37 | 25.7588 | 257.5881 | 37 | 240 | 1680 |  | 37 | 1281.6 | 3000 |  | 37 | 3120 | 7303.3708
3:05 | 554.4 | 5544 |  |  | 38 | 28.504 | 206.2188 | 2062.1884 |  |  | 38 | 25.7588 | 257.5881 | 38 | 240 | 1680 |  | 38 | 1281.6 | 3000 |  | 38 | 3120 | 7303.3708
3:10 | 554.4 | 5544 |  |  | 39 | 29.7335 | 215.1136 | 2151.1358 |  |  | 39 | 25.7588 | 257.5881 | 39 | 240 | 1680 |  | 39 | 1281.6 | 3000 |  | 39 | 3120 | 7303.3708
3:15 | 590.4 | 5904 |  |  | 40 | 29.8062 | 215.6403 | 2156.4027 |  |  | 40 | 25.7588 | 257.5881 | 40 | 240 | 1680 |  | 40 | 1281.6 | 3000 |  | 40 | 3120 | 7303.3708
3:20 | 583.2 | 5832 |  |  | 41 | 31.5318 | 228.1245 | 2281.2453 |  |  | 41 | 25.7588 | 257.5881 | 41 | 240 | 1680 |  | 41 | 1281.6 | 3000 |  | 41 | 3120 | 7303.3708
3:25 | 484.8 | 4848 |  |  | 42 | 30.0396 | 217.3285 | 2173.285 |  |  | 42 | 25.7588 | 257.5881 | 42 | 240 | 1680 |  | 42 | 1281.6 | 3000 |  | 42 | 3120 | 7303.3708
3:30 | 556.8 | 5568 |  |  | 43 | 31.7483 | 229.6908 | 2296.9085 |  |  | 43 | 25.7588 | 257.5881 | 43 | 240 | 1680 |  | 43 | 1281.6 | 3000 |  | 43 | 3120 | 7303.3708
3:35 | 525.6 | 5256 |  |  | 44 | 34.9967 | 253.1918 | 2531.9179 |  |  | 44 | 25.7588 | 257.5881 | 44 | 240 | 1680 |  | 44 | 1281.6 | 3000 |  | 44 | 3120 | 7303.3708
3:40 | 556.8 | 5568 |  |  | 45 | 33.9641 | 245.7212 | 2457.2121 |  |  | 45 | 25.7588 | 257.5881 | 45 | 240 | 1680 |  | 45 | 1281.6 | 3000 |  | 45 | 3120 | 7303.3708
3:45 | 568.8 | 5688 |  |  | 46 | 29.0545 | 210.2019 | 2102.0192 |  |  | 46 | 25.7588 | 257.5881 | 46 | 240 | 1680 |  | 46 | 1281.6 | 3000 |  | 46 | 3120 | 7303.3708
3:50 | 609.6 | 6096 |  |  | 47 | 26.5879 | 192.3567 | 1923.5673 |  |  | 47 | 25.7588 | 257.5881 | 47 | 240 | 1680 |  | 47 | 1281.6 | 3000 |  | 47 | 3120 | 7303.3708
3:55 | 544.8 | 5448 |  |  | 48 | 30.6104 | 221.4581 | 2214.5808 |  |  | 48 | 25.7588 | 257.5881 | 48 | 240 | 1680 |  | 48 | 1281.6 | 3000 |  | 48 | 3120 | 7303.3708
4:00 | 465.6 | 4656 |  |  | 49 | 28.9562 | 209.49 | 2094.9003 |  |  | 49 | 25.7588 | 257.5881 | 49 | 240 | 1680 |  | 49 | 1281.6 | 3000 |  | 49 | 3120 | 7303.3708
4:05 | 549.6 | 5496 |  |  | 50 | 24.2884 | 175.7201 | 1757.201 |  |  | 50 | 25.7588 | 257.5881 | 50 | 240 | 1680 |  | 50 | 1281.6 | 3000 |  | 50 | 3120 | 7303.3708
4:10 | 518.4 | 5184 |  |  | 51 | 24.2905 | 175.7357 | 1757.3565 |  |  | 51 | 25.7588 | 257.5881 | 51 | 240 | 1680 |  | 51 | 1281.6 | 3000 |  | 51 | 3120 | 7303.3708
4:15 | 549.6 | 5496 |  |  | 52 | 24.7267 | 178.8911 | 1788.9108 |  |  | 52 | 25.7588 | 257.5881 | 52 | 240 | 1680 |  | 52 | 1281.6 | 3000 |  | 52 | 3120 | 7303.3708
4:20 | 518.4 | 5184 |  |  | 53 | 22.7701 | 164.7352 | 1647.3524 |  |  | 53 | 25.7588 | 257.5881 | 53 | 240 | 1680 |  | 53 | 1281.6 | 3000 |  | 53 | 3120 | 7303.3708
4:25 | 552 | 5520 |  |  | 54 | 27.4825 | 198.8282 | 1988.282 |  |  | 54 | 25.7588 | 257.5881 | 54 | 240 | 1680 |  | 54 | 1281.6 | 3000 |  | 54 | 3120 | 7303.3708
4:30 | 516 | 5160 |  |  | 55 | 27.7734 | 200.9331 | 2009.3314 |  |  | 55 | 25.7588 | 257.5881 | 55 | 240 | 1680 |  | 55 | 1281.6 | 3000 |  | 55 | 3120 | 7303.3708
4:35 | 576 | 5760 |  |  | 56 | 23.3741 | 169.105 | 1691.0502 |  |  | 56 | 25.7588 | 257.5881 | 56 | 240 | 1680 |  | 56 | 1281.6 | 3000 |  | 56 | 3120 | 7303.3708
4:40 | 552 | 5520 |  |  | 57 | 23.9999 | 173.6329 | 1736.3288 |  |  | 57 | 25.7588 | 257.5881 | 57 | 240 | 1680 |  | 57 | 1281.6 | 3000 |  | 57 | 3120 | 7303.3708
4:45 | 544.8 | 5448 |  |  | 58 | 24.2843 | 175.6901 | 1756.9007 |  |  | 58 | 25.7588 | 257.5881 | 58 | 240 | 1680 |  | 58 | 1281.6 | 3000 |  | 58 | 3120 | 7303.3708
4:50 | 583.2 | 5832 |  |  | 59 | 23.6733 | 171.27 | 1712.7001 |  |  | 59 | 25.7588 | 257.5881 | 59 | 240 | 1680 |  | 59 | 1281.6 | 3000 |  | 59 | 3120 | 7303.3708
4:55 | 528 | 5280 |  |  | 60 | 25.006 | 180.9117 | 1809.1174 |  |  | 60 | 25.7588 | 257.5881 | 60 | 240 | 1680 |  | 60 | 1281.6 | 3000 |  | 60 | 3120 | 7303.3708
5:00 | 525.6 | 5256 |  |  | 61 | 22.1648 | 160.3564 | 1603.5642 |  |  | 61 | 25.7588 | 257.5881 | 61 | 240 | 1680 |  | 61 | 1281.6 | 3000 |  | 61 | 3120 | 7303.3708
5:05 | 520.8 | 5208 |  |  | 62 | 23.0307 | 166.621 | 1666.2097 |  |  | 62 | 25.7588 | 257.5881 | 62 | 240 | 1680 |  | 62 | 1281.6 | 3000 |  | 62 | 3120 | 7303.3708
5:10 | 525.6 | 5256 |  |  | 63 | 24.2322 | 175.3131 | 1753.1314 |  |  | 63 | 25.7588 | 257.5881 | 63 | 240 | 1680 |  | 63 | 1281.6 | 3000 |  | 63 | 3120 | 7303.3708
5:15 | 520.8 | 5208 |  |  | 64 | 21.9882 | 159.0784 | 1590.784 |  |  | 64 | 25.7588 | 257.5881 | 64 | 240 | 1680 |  | 64 | 1281.6 | 3000 |  | 64 | 3120 | 7303.3708
5:20 | 573.6 | 5736 |  |  | 65 | 18.9124 | 136.8265 | 1368.2653 |  |  | 65 | 25.7588 | 257.5881 | 65 | 240 | 1680 |  | 65 | 1281.6 | 3000 |  | 65 | 3120 | 7303.3708
5:25 | 564 | 5640 |  |  | 66 | 23.5182 | 170.1479 | 1701.4791 |  |  | 66 | 25.7588 | 257.5881 | 66 | 240 | 1680 |  | 66 | 1281.6 | 3000 |  | 66 | 3120 | 7303.3708
5:30 | 597.6 | 5976 |  |  | 67 | 22.3218 | 161.4919 | 1614.9191 |  |  | 67 | 25.7588 | 257.5881 | 67 | 240 | 1680 |  | 67 | 1281.6 | 3000 |  | 67 | 3120 | 7303.3708
5:35 | 566.4 | 5664 |  |  | 68 | 19.3126 | 139.7215 | 1397.2151 |  |  | 68 | 25.7588 | 257.5881 | 68 | 240 | 1680 |  | 68 | 1281.6 | 3000 |  | 68 | 3120 | 7303.3708
5:40 | 590.4 | 5904 |  |  | 69 | 23.7569 | 171.8752 | 1718.752 |  |  | 69 | 25.7588 | 257.5881 | 69 | 240 | 1680 |  | 69 | 1281.6 | 3000 |  | 69 | 3120 | 7303.3708
5:45 | 525.6 | 5256 |  |  | 70 | 27.024 | 195.5114 | 1955.1144 |  |  | 70 | 25.7588 | 257.5881 | 70 | 240 | 1680 |  | 70 | 1281.6 | 3000 |  | 70 | 3120 | 7303.3708
5:50 | 499.2 | 4992 |  |  | 71 | 25.7548 | 186.3291 | 1863.2911 |  |  | 71 | 25.7588 | 257.5881 | 71 | 240 | 1680 |  | 71 | 1281.6 | 3000 |  | 71 | 3120 | 7303.3708
5:55 | 492 | 4920 |  |  | 72 | 26.2124 | 189.6394 | 1896.3936 |  |  | 72 | 25.7588 | 257.5881 | 72 | 240 | 1680 |  | 72 | 1281.6 | 3000 |  | 72 | 3120 | 7303.3708
6:00 | 523.2 | 5232 |  |  | 73 | 17.6469 | 127.6703 | 1276.7025 |  |  | 73 | 25.7588 | 257.5881 | 73 | 240 | 1680 |  | 73 | 1281.6 | 3000 |  | 73 | 3120 | 7303.3708
6:05 | 487.2 | 4872 |  |  | 74 | 21.5764 | 156.0991 | 1560.9914 |  |  | 74 | 25.7588 | 257.5881 | 74 | 240 | 1680 |  | 74 | 1281.6 | 3000 |  | 74 | 3120 | 7303.3708
6:10 | 580.8 | 5808 |  |  | 75 | 22.6592 | 163.9333 | 1639.3327 |  |  | 75 | 25.7588 | 257.5881 | 75 | 240 | 1680 |  | 75 | 1281.6 | 3000 |  | 75 | 3120 | 7303.3708
6:15 | 470.4 | 4704 |  |  | 76 | 22.0611 | 159.6058 | 1596.0581 |  |  | 76 | 25.7588 | 257.5881 | 76 | 240 | 1680 |  | 76 | 1281.6 | 3000 |  | 76 | 3120 | 7303.3708
6:20 | 508.8 | 5088 |  |  | 77 | 23.7658 | 171.9392 | 1719.3923 |  |  | 77 | 25.7588 | 257.5881 | 77 | 240 | 1680 |  | 77 | 1281.6 | 3000 |  | 77 | 3120 | 7303.3708
6:25 | 595.2 | 5952 |  |  | 78 | 19.2301 | 139.1246 | 1391.2465 |  |  | 78 | 25.7588 | 257.5881 | 78 | 240 | 1680 |  | 78 | 1281.6 | 3000 |  | 78 | 3120 | 7303.3708
6:30 | 715.6 | 7156 |  |  | 79 | 18.4459 | 133.4508 | 1334.5081 |  |  | 79 | 25.7588 | 257.5881 | 79 | 240 | 1680 |  | 79 | 1281.6 | 3000 |  | 79 | 3120 | 7303.3708
6:35 | 537.6 | 5376 |  |  | 80 | 15.7317 | 113.8143 | 1138.1429 |  |  | 80 | 25.7588 | 257.5881 | 80 | 240 | 1680 |  | 80 | 1281.6 | 3000 |  | 80 | 3120 | 7303.3708
6:40 | 564 | 5640 |  |  | 81 | 20.2447 | 146.4646 | 1464.6465 |  |  | 81 | 25.7588 | 257.5881 | 81 | 240 | 1680 |  | 81 | 1281.6 | 3000 |  | 81 | 3120 | 7303.3708
6:45 | 657.6 | 6576 |  |  | 82 | 22.6736 | 164.0375 | 1640.3745 |  |  | 82 | 25.7588 | 257.5881 | 82 | 240 | 1680 |  | 82 | 1281.6 | 3000 |  | 82 | 3120 | 7303.3708
6:50 | 633.6 | 6336 |  |  | 83 | 22.1255 | 160.0717 | 1600.7173 |  |  | 83 | 25.7588 | 257.5881 | 83 | 240 | 1680 |  | 83 | 1281.6 | 3000 |  | 83 | 3120 | 7303.3708
6:55 | 466.2 | 4662 |  |  | 84 | 20.5855 | 148.9302 | 1489.3024 |  |  | 84 | 25.7588 | 257.5881 | 84 | 240 | 1680 |  | 84 | 1281.6 | 3000 |  | 84 | 3120 | 7303.3708
7:00 | 532.8 | 5328 |  |  | 85 | 24.4611 | 176.9695 | 1769.6954 |  |  | 85 | 25.7588 | 257.5881 | 85 | 240 | 1680 |  | 85 | 1281.6 | 3000 |  | 85 | 3120 | 7303.3708
7:05 | 532.8 | 5328 |  |  | 86 | 26.0008 | 188.1085 | 1881.0849 |  |  | 86 | 25.7588 | 257.5881 | 86 | 240 | 1680 |  | 86 | 1281.6 | 3000 |  | 86 | 3120 | 7303.3708
7:10 | 565.2 | 5652 |  |  | 87 | 26.7708 | 193.6796 | 1936.796 |  |  | 87 | 25.7588 | 257.5881 | 87 | 240 | 1680 |  | 87 | 1281.6 | 3000 |  | 87 | 3120 | 7303.3708
7:15 | 983.1 | 9831 |  |  | 88 | 25.4077 | 183.8179 | 1838.1794 |  |  | 88 | 25.7588 | 257.5881 | 88 | 240 | 1680 |  | 88 | 1281.6 | 3000 |  | 88 | 3120 | 7303.3708
7:20 | 1267.5 | 12675 |  |  | 89 | 25.0689 | 181.3664 | 1813.6645 |  |  | 89 | 25.7588 | 257.5881 | 89 | 240 | 1680 |  | 89 | 1281.6 | 3000 |  | 89 | 3120 | 7303.3708
7:25 | 1022.4 | 10224 |  |  | 90 | 30.3245 | 219.3897 | 2193.8967 |  |  | 90 | 25.7588 | 257.5881 | 90 | 240 | 1680 |  | 90 | 1281.6 | 3000 |  | 90 | 3120 | 7303.3708
7:30 | 1069.2 | 10692 |  |  | 91 | 26.7353 | 193.4228 | 1934.2277 |  |  | 91 | 25.7588 | 257.5881 | 91 | 240 | 1680 |  | 91 | 1281.6 | 3000 |  | 91 | 3120 | 7303.3708
7:35 | 1168.2 | 11682 |  |  | 92 | 20.3572 | 147.2786 | 1472.7855 |  |  | 92 | 25.7588 | 257.5881 | 92 | 240 | 1680 |  | 92 | 1281.6 | 3000 |  | 92 | 3120 | 7303.3708
7:40 | 993.6 | 9936 |  |  | 93 | 19.1887 | 138.8251 | 1388.2513 |  |  | 93 | 25.7588 | 257.5881 | 93 | 240 | 1680 |  | 93 | 1281.6 | 3000 |  | 93 | 3120 | 7303.3708
7:45 | 932.4 | 9324 |  |  | 94 | 16.8814 | 122.1321 | 1221.3207 |  |  | 94 | 25.7588 | 257.5881 | 94 | 240 | 1680 |  | 94 | 1281.6 | 3000 |  | 94 | 3120 | 7303.3708
7:50 | 862.2 | 8622 |  |  | 95 | 19.4908 | 141.0111 | 1410.111 |  |  | 95 | 25.7588 | 257.5881 | 95 | 240 | 1680 |  | 95 | 1281.6 | 3000 |  | 95 | 3120 | 7303.3708
7:55 | 1048.2 | 10482 |  |  | 96 | 26.4929 | 191.6691 | 1916.6907 |  |  | 96 | 25.7588 | 257.5881 | 96 | 240 | 1680 |  | 96 | 1281.6 | 3000 |  | 96 | 3120 | 7303.3708
8:00 | 766.8 | 7668 |  |  | 97 | 26.9315 | 194.8422 | 1948.4222 |  |  | 97 | 25.7588 | 257.5881 | 97 | 240 | 1680 |  | 97 | 1281.6 | 3000 |  | 97 | 3120 | 7303.3708
8:05 | 824.4 | 8244 |  |  | 98 | 26.5468 | 192.0594 | 1920.5938 |  |  | 98 | 25.7588 | 257.5881 | 98 | 240 | 1680 |  | 98 | 1281.6 | 3000 |  | 98 | 3120 | 7303.3708
8:10 | 1062.3 | 10623 |  |  | 99 | 22.7699 | 164.7338 | 1647.3379 |  |  | 99 | 25.7588 | 257.5881 | 99 | 240 | 1680 |  | 99 | 1281.6 | 3000 |  | 99 | 3120 | 7303.3708
8:15 | 936.3 | 9363 |  |  | 100 | 24.4123 | 176.6161 | 1766.1612 |  |  | 100 | 25.7588 | 257.5881 | 100 | 240 | 1680 |  | 100 | 1281.6 | 3000 |  | 100 | 3120 | 7303.3708
8:20 | 966.6 | 9666 |  |  | 101 | 25.8337 | 186.8999 | 1868.9993 |  |  | 101 | 25.7588 | 257.5881 | 101 | 240 | 1680 |  | 101 | 1281.6 | 3000 |  | 101 | 3120 | 7303.3708
8:25 | 901.8 | 9018 |  |  | 102 | 25.7056 | 185.9735 | 1859.7352 |  |  | 102 | 25.7588 | 257.5881 | 102 | 240 | 1680 |  | 102 | 1281.6 | 3000 |  | 102 | 3120 | 7303.3708
8:30 | 876.6 | 8766 |  |  | 103 | 22.7811 | 164.8148 | 1648.1482 |  |  | 103 | 25.7588 | 257.5881 | 103 | 240 | 1680 |  | 103 | 1281.6 | 3000 |  | 103 | 3120 | 7303.3708
8:35 | 851.4 | 8514 |  |  | 104 | 22.1687 | 160.3846 | 1603.8463 |  |  | 104 | 25.7588 | 257.5881 | 104 | 240 | 1680 |  | 104 | 1281.6 | 3000 |  | 104 | 3120 | 7303.3708
8:40 | 941.4 | 9414 |  |  | 105 | 21.8684 | 158.212 | 1582.1204 |  |  | 105 | 25.7588 | 257.5881 | 105 | 240 | 1680 |  | 105 | 1281.6 | 3000 |  | 105 | 3120 | 7303.3708
8:45 | 860.4 | 8604 |  |  | 106 | 18.9294 | 136.9492 | 1369.4916 |  |  | 106 | 25.7588 | 257.5881 | 106 | 240 | 1680 |  | 106 | 1281.6 | 3000 |  | 106 | 3120 | 7303.3708
8:50 | 887.4 | 8874 |  |  | 107 | 10.471 | 75.7553 | 757.5526 |  |  | 107 | 25.7588 | 257.5881 | 107 | 240 | 1680 |  | 107 | 1281.6 | 3000 |  | 107 | 3120 | 7303.3708
8:55 | 934.2 | 9342 |  |  | 108 | 23.1877 | 167.7568 | 1677.5683 |  |  | 108 | 25.7588 | 257.5881 | 108 | 240 | 1680 |  | 108 | 1281.6 | 3000 |  | 108 | 3120 | 7303.3708
9:00 | 1119.6 | 11196 |  |  | 109 | 16.3702 | 118.434 | 1184.3403 |  |  | 109 | 25.7588 | 257.5881 | 109 | 240 | 1680 |  | 109 | 1281.6 | 3000 |  | 109 | 3120 | 7303.3708
9:05 | 981 | 9810 |  |  | 110 | 18.5762 | 134.3939 | 1343.9385 |  |  | 110 | 25.7588 | 257.5881 | 110 | 240 | 1680 |  | 110 | 1281.6 | 3000 |  | 110 | 3120 | 7303.3708
9:10 | 1020.6 | 10206 |  |  | 111 | 26.8588 | 194.3159 | 1943.159 |  |  | 111 | 25.7588 | 257.5881 | 111 | 240 | 1680 |  | 111 | 1281.6 | 3000 |  | 111 | 3120 | 7303.3708
9:15 | 1119.6 | 11196 |  |  | 112 | 24.589 | 177.8949 | 1778.9486 |  |  | 112 | 25.7588 | 257.5881 | 112 | 240 | 1680 |  | 112 | 1281.6 | 3000 |  | 112 | 3120 | 7303.3708
9:20 | 1244.1 | 12441 |  |  | 113 | 24.5989 | 177.9668 | 1779.6684 |  |  | 113 | 25.7588 | 257.5881 | 113 | 240 | 1680 |  | 113 | 1281.6 | 3000 |  | 113 | 3120 | 7303.3708
9:25 | 1310.7 | 13107 |  |  | 114 | 21.2452 | 153.7037 | 1537.0372 |  |  | 114 | 25.7588 | 257.5881 | 114 | 240 | 1680 |  | 114 | 1281.6 | 3000 |  | 114 | 3120 | 7303.3708
9:30 | 1063.8 | 10638 |  |  | 115 | 23.9761 | 173.4603 | 1734.6033 |  |  | 115 | 25.7588 | 257.5881 | 115 | 240 | 1680 |  | 115 | 1281.6 | 3000 |  | 115 | 3120 | 7303.3708
9:35 | 1092.6 | 10926 |  |  | 116 | 18.5476 | 134.1869 | 1341.8694 |  |  | 116 | 25.7588 | 257.5881 | 116 | 240 | 1680 |  | 116 | 1281.6 | 3000 |  | 116 | 3120 | 7303.3708
9:40 | 1031.4 | 10314 |  |  | 117 | 16.5298 | 119.5887 | 1195.887 |  |  | 117 | 25.7588 | 257.5881 | 117 | 240 | 1680 |  | 117 | 1281.6 | 3000 |  | 117 | 3120 | 7303.3708
9:45 | 1114.5 | 11145 |  |  | 118 | 17.273 | 124.9652 | 1249.6519 |  |  | 118 | 25.7588 | 257.5881 | 118 | 240 | 1680 |  | 118 | 1281.6 | 3000 |  | 118 | 3120 | 7303.3708
9:50 | 1094.4 | 10944 |  |  | 119 | 17.7278 | 128.2559 | 1282.5591 |  |  | 119 | 25.7588 | 257.5881 | 119 | 240 | 1680 |  | 119 | 1281.6 | 3000 |  | 119 | 3120 | 7303.3708
9:55 | 1037.1 | 10371 |  |  | 120 | 11.5624 | 83.6509 | 836.5088 |  |  | 120 | 25.7588 | 257.5881 | 120 | 240 | 1680 |  | 120 | 1281.6 | 3000 |  | 120 | 3120 | 7303.3708
10:00 | 1338 | 13380 |  |  | 121 | 24.8493 | 179.7777 | 1797.777 |  |  | 121 | 25.7588 | 257.5881 | 121 | 240 | 1680 |  | 121 | 1281.6 | 3000 |  | 121 | 3120 | 7303.3708
10:05 | 1366.5 | 13665 |  |  | 122 | 26.5577 | 192.1382 | 1921.3824 |  |  | 122 | 25.7588 | 257.5881 | 122 | 240 | 1680 |  | 122 | 1281.6 | 3000 |  | 122 | 3120 | 7303.3708
10:10 | 1429.8 | 14298 |  |  | 123 | 21.3495 | 154.4576 | 1544.5758 |  |  | 123 | 25.7588 | 257.5881 | 123 | 240 | 1680 |  | 123 | 1281.6 | 3000 |  | 123 | 3120 | 7303.3708
10:15 | 1260.3 | 12603 |  |  | 124 | 19.1464 | 138.5191 | 1385.191 |  |  | 124 | 25.7588 | 257.5881 | 124 | 240 | 1680 |  | 124 | 1281.6 | 3000 |  | 124 | 3120 | 7303.3708
10:20 | 1145.1 | 11451 |  |  | 125 | 19.2364 | 139.1699 | 1391.6986 |  |  | 125 | 25.7588 | 257.5881 | 125 | 240 | 1680 |  | 125 | 1281.6 | 3000 |  | 125 | 3120 | 7303.3708
10:25 | 1350.9 | 13509 |  |  | 126 | 17.8438 | 129.0948 | 1290.9477 |  |  | 126 | 25.7588 | 257.5881 | 126 | 240 | 1680 |  | 126 | 1281.6 | 3000 |  | 126 | 3120 | 7303.3708
10:30 | 1228.2 | 12282 |  |  | 127 | 18.5176 | 133.9699 | 1339.699 |  |  | 127 | 25.7588 | 257.5881 | 127 | 240 | 1680 |  | 127 | 1281.6 | 3000 |  | 127 | 3120 | 7303.3708
10:35 | 1399.2 | 13992 |  |  | 128 | 14.4618 | 104.6273 | 1046.2727 |  |  | 128 | 25.7588 | 257.5881 | 128 | 240 | 1680 |  | 128 | 1281.6 | 3000 |  | 128 | 3120 | 7303.3708
10:40 | 1428.3 | 14283 |  |  | 129 | 12.4687 | 90.2077 | 902.0772 |  |  | 129 | 25.7588 | 257.5881 | 129 | 240 | 1680 |  | 129 | 1281.6 | 3000 |  | 129 | 3120 | 7303.3708
10:45 | 1182.9 | 11829 |  |  | 130 | 8.77 | 63.4486 | 634.4861 |  |  | 130 | 25.7588 | 257.5881 | 130 | 0 | 0 |  | 130 | 0 | 0 |  | 130 | 0 | 0
10:50 | 1132.5 | 11325 |  |  | 131 | 4.9479 | 35.7971 | 357.971 |  |  | 131 | 25.7588 | 257.5881 | 131 | 0 | 0 |  | 131 | 0 | 0 |  | 131 | 0 | 0
10:55 | 1298.1 | 12981 |  |  | 132 | 6.497 | 47.0044 | 470.0442 |  |  | 132 | 25.7588 | 257.5881 | 132 | 0 | 0 |  | 132 | 0 | 0 |  | 132 | 0 | 0
11:00 | 1242.3 | 12423 |  |  | 133 | 12.0317 | 87.0461 | 870.4614 |  |  | 133 | 25.7588 | 257.5881 | 133 | 0 | 0 |  | 133 | 0 | 0 |  | 133 | 0 | 0
11:05 | 1195.5 | 11955 |  |  | 134 | 16.088 | 116.3928 | 1163.9275 |  |  | 134 | 25.7588 | 257.5881 | 134 | 0 | 0 |  | 134 | 0 | 0 |  | 134 | 0 | 0
11:10 | 1354.5 | 13545 |  |  | 135 | 16.0022 | 115.7717 | 1157.7165 |  |  | 135 | 25.7588 | 257.5881 | 135 | 0 | 0 |  | 135 | 0 | 0 |  | 135 | 0 | 0
11:15 | 1613.4 | 16134 |  |  | 136 | 12.8054 | 92.6433 | 926.4329 |  |  | 136 | 25.7588 | 257.5881 | 136 | 0 | 0 |  | 136 | 0 | 0 |  | 136 | 0 | 0
11:20 | 1146.6 | 11466 |  |  | 137 | 16.8745 | 122.0825 | 1220.8251 |  |  | 137 | 25.7588 | 257.5881 | 137 | 0 | 0 |  | 137 | 0 | 0 |  | 137 | 0 | 0
11:25 | 916.2 | 9162 |  |  | 138 | 19.66 | 142.2352 | 1422.3522 |  |  | 138 | 25.7588 | 257.5881 | 138 | 0 | 0 |  | 138 | 0 | 0 |  | 138 | 0 | 0
11:30 | 1267.2 | 12672 |  |  | 139 | 17.2049 | 124.4729 | 1244.7286 |  |  | 139 | 25.7588 | 257.5881 | 139 | 0 | 0 |  | 139 | 0 | 0 |  | 139 | 0 | 0
11:35 | 1188.3 | 11883 |  |  | 140 | 14.2644 | 103.1991 | 1031.9913 |  |  | 140 | 25.7588 | 257.5881 | 140 | 0 | 0 |  | 140 | 0 | 0 |  | 140 | 0 | 0
11:40 | 1208.1 | 12081 |  |  | 141 | 12.4789 | 90.2815 | 902.8151 |  |  | 141 | 25.7588 | 257.5881 | 141 | 0 | 0 |  | 141 | 0 | 0 |  | 141 | 0 | 0
11:45 | 979.2 | 9792 |  |  | 142 | 13.2556 | 95.9011 | 959.0109 |  |  | 142 | 25.7588 | 257.5881 | 142 | 0 | 0 |  | 142 | 0 | 0 |  | 142 | 0 | 0
11:50 | 1245.9 | 12459 |  |  | 143 | 14.996 | 108.4921 | 1084.9206 |  |  | 143 | 25.7588 | 257.5881 | 143 | 0 | 0 |  | 143 | 0 | 0 |  | 143 | 0 | 0
11:55 | 1254.9 | 12549 |  |  | 144 | 15.8103 | 114.3837 | 1143.8367 |  |  | 144 | 25.7588 | 257.5881 | 144 | 0 | 0 |  | 144 | 0 | 0 |  | 144 | 0 | 0
12:00 | 1359.3 | 13593 |  |  | 145 | 16.8676 | 122.0326 | 1220.3259 |  |  | 145 | 25.7588 | 257.5881 | 145 | 0 | 0 |  | 145 | 0 | 0 |  | 145 | 0 | 0
12:05 | 1215.3 | 12153 |  |  | 146 | 14.7714 | 106.8671 | 1068.6714 |  |  | 146 | 25.7588 | 257.5881 | 146 | 0 | 0 |  | 146 | 0 | 0 |  | 146 | 0 | 0
12:10 | 1188.6 | 11886 |  |  | 147 | 10.9629 | 79.314 | 793.1402 |  |  | 147 | 25.7588 | 257.5881 | 147 | 0 | 0 |  | 147 | 0 | 0 |  | 147 | 0 | 0
12:15 | 1242.6 | 12426 |  |  | 148 | 10.2768 | 74.3503 | 743.5027 |  |  | 148 | 25.7588 | 257.5881 | 148 | 0 | 0 |  | 148 | 0 | 0 |  | 148 | 0 | 0
12:20 | 1149 | 11490 |  |  | 149 | 12.3201 | 89.1323 | 891.3228 |  |  | 149 | 25.7588 | 257.5881 | 149 | 0 | 0 |  | 149 | 0 | 0 |  | 149 | 0 | 0
12:25 | 1010.1 | 10101 |  |  | 150 | 15.4914 | 112.0758 | 1120.7579 |  |  | 150 | 25.7588 | 257.5881 | 150 | 0 | 0 |  | 150 | 0 | 0 |  | 150 | 0 | 0
12:30 | 972.3 | 9723 |  |  | 151 | 14.9393 | 108.0819 | 1080.8185 |  |  | 151 | 25.7588 | 257.5881 | 151 | 0 | 0 |  | 151 | 0 | 0 |  | 151 | 0 | 0
12:35 | 1066.2 | 10662 |  |  | 152 | 12.2207 | 88.4135 | 884.1351 |  |  | 152 | 25.7588 | 257.5881 | 152 | 0 | 0 |  | 152 | 0 | 0 |  | 152 | 0 | 0
12:40 | 871.5 | 8715 |  |  | 153 | 11.4123 | 82.5646 | 825.6459 |  |  | 153 | 25.7588 | 257.5881 | 153 | 0 | 0 |  | 153 | 0 | 0 |  | 153 | 0 | 0
12:45 | 1100.1 | 11001 |  |  | 154 | 8.0564 | 58.2859 | 582.8591 |  |  | 154 | 25.7588 | 257.5881 | 154 | 0 | 0 |  | 154 | 0 | 0 |  | 154 | 0 | 0
12:50 | 883.8 | 8838 |  |  | 155 | 6.1615 | 44.5768 | 445.7681 |  |  | 155 | 25.7588 | 257.5881 | 155 | 0 | 0 |  | 155 | 0 | 0 |  | 155 | 0 | 0
12:55 | 1177.2 | 11772 |  |  | 156 | 5.2771 | 38.1788 | 381.7877 |  |  | 156 | 25.7588 | 257.5881 | 156 | 0 | 0 |  | 156 | 0 | 0 |  | 156 | 0 | 0
13:00 | 1020.9 | 10209 |  |  | 157 | 3.976 | 28.7657 | 287.6566 |  |  | 157 | 25.7588 | 257.5881 | 157 | 0 | 0 |  | 157 | 0 | 0 |  | 157 | 0 | 0
13:05 | 1202.7 | 12027 |  |  | 158 | 11.2067 | 81.0778 | 810.7785 |  |  | 158 | 25.7588 | 257.5881 | 158 | 0 | 0 |  | 158 | 0 | 0 |  | 158 | 0 | 0
13:10 | 1380.9 | 13809 |  |  | 159 | 13.989 | 101.2063 | 1012.0632 |  |  | 159 | 25.7588 | 257.5881 | 159 | 0 | 0 |  | 159 | 0 | 0 |  | 159 | 0 | 0
13:15 | 1134.3 | 11343 |  |  | 160 | 10.4902 | 75.8938 | 758.938 |  |  | 160 | 25.7588 | 257.5881 | 160 | 0 | 0 |  | 160 | 0 | 0 |  | 160 | 0 | 0
13:20 | 1227.9 | 12279 |  |  | 161 | 12.6311 | 91.3823 | 913.8228 |  |  | 161 | 25.7588 | 257.5881 | 161 | 0 | 0 |  | 161 | 0 | 0 |  | 161 | 0 | 0
13:25 | 1024.5 | 10245 |  |  | 162 | 15.5252 | 112.3207 | 1123.2068 |  |  | 162 | 25.7588 | 257.5881 | 162 | 0 | 0 |  | 162 | 0 | 0 |  | 162 | 0 | 0
13:30 | 1107.3 | 11073 |  |  | 163 | 9.6191 | 69.5916 | 695.9162 |  |  | 163 | 25.7588 | 257.5881 | 163 | 0 | 0 |  | 163 | 0 | 0 |  | 163 | 0 | 0
13:35 | 1112.7 | 11127 |  |  | 164 | 8.211 | 59.404 | 594.0403 |  |  | 164 | 25.7588 | 257.5881 | 164 | 0 | 0 |  | 164 | 0 | 0 |  | 164 | 0 | 0
13:40 | 1157.4 | 11574 |  |  | 165 | 6.9566 | 50.3291 | 503.2915 |  |  | 165 | 25.7588 | 257.5881 | 165 | 0 | 0 |  | 165 | 0 | 0 |  | 165 | 0 | 0
13:45 | 948.6 | 9486 |  |  | 166 | 10.7075 | 77.4659 | 774.6591 |  |  | 166 | 25.7588 | 257.5881 | 166 | 0 | 0 |  | 166 | 0 | 0 |  | 166 | 0 | 0
13:50 | 973.8 | 9738 |  |  | 167 | 10.2701 | 74.3014 | 743.0144 |  |  | 167 | 25.7588 | 257.5881 | 167 | 0 | 0 |  | 167 | 0 | 0 |  | 167 | 0 | 0
13:55 | 990 | 9900 |  |  | 168 | 14.5549 | 105.3012 | 1053.0118 |  |  | 168 | 25.7588 | 257.5881 | 168 | 0 | 0 |  | 168 | 0 | 0 |  | 168 | 0 | 0
14:00 | 1029.6 | 10296 |  |  | 169 | 9.1939 | 66.5154 | 665.1542 |  |  | 169 | 25.7588 | 257.5881 | 169 | 0 | 0 |  | 169 | 0 | 0 |  | 169 | 0 | 0
14:05 | 918 | 9180 |  |  | 170 | 6.0347 | 43.6591 | 436.5908 |  |  | 170 | 25.7588 | 257.5881 | 170 | 0 | 0 |  | 170 | 0 | 0 |  | 170 | 0 | 0
14:10 | 984.9 | 9849 |  |  | 171 | 7.8471 | 56.7717 | 567.7168 |  |  | 171 | 25.7588 | 257.5881 | 171 | 0 | 0 |  | 171 | 0 | 0 |  | 171 | 0 | 0
14:15 | 1004.4 | 10044 |  |  | 172 | 5.3119 | 38.4302 | 384.3018 |  |  | 172 | 25.7588 | 257.5881 | 172 | 0 | 0 |  | 172 | 0 | 0 |  | 172 | 0 | 0
14:20 | 1193.7 | 11937 |  |  | 173 | 3.3975 | 24.5796 | 245.7964 |  |  | 173 | 25.7588 | 257.5881 | 173 | 0 | 0 |  | 173 | 0 | 0 |  | 173 | 0 | 0
14:25 | 1145.1 | 11451 |  |  | 174 | 9.0296 | 65.3267 | 653.2675 |  |  | 174 | 25.7588 | 257.5881 | 174 | 0 | 0 |  | 174 | 0 | 0 |  | 174 | 0 | 0
14:30 | 1164.9 | 11649 |  |  | 175 | 8.7566 | 63.3513 | 633.513 |  |  | 175 | 25.7588 | 257.5881 | 175 | 0 | 0 |  | 175 | 0 | 0 |  | 175 | 0 | 0
14:35 | 1325.4 | 13254 |  |  | 176 | 10.0328 | 72.5846 | 725.8463 |  |  | 176 | 25.7588 | 257.5881 | 176 | 0 | 0 |  | 176 | 0 | 0 |  | 176 | 0 | 0
14:40 | 1294.8 | 12948 |  |  | 177 | 6.8769 | 49.7522 | 497.5218 |  |  | 177 | 25.7588 | 257.5881 | 177 | 0 | 0 |  | 177 | 0 | 0 |  | 177 | 0 | 0
14:45 | 1347 | 13470 |  |  | 178 | 7.1215 | 51.5218 | 515.2179 |  |  | 178 | 25.7588 | 257.5881 | 178 | 0 | 0 |  | 178 | 0 | 0 |  | 178 | 0 | 0
14:50 | 1347 | 13470 |  |  | 179 | 5.5976 | 40.4968 | 404.9678 |  |  | 179 | 25.7588 | 257.5881 | 179 | 0 | 0 |  | 179 | 0 | 0 |  | 179 | 0 | 0
14:55 | 1224.6 | 12246 |  |  | 180 | 4.9953 | 36.1397 | 361.3966 |  |  | 180 | 25.7588 | 257.5881 | 180 | 0 | 0 |  | 180 | 0 | 0 |  | 180 | 0 | 0
15:00 | 1231.8 | 12318 |  |  | 181 | 6.1339 | 44.3771 | 443.7713 |  |  | 181 | 25.7588 | 257.5881 | 181 | 0 | 0 |  | 181 | 0 | 0 |  | 181 | 0 | 0
15:05 | 1114.8 | 11148 |  |  | 182 | 3.7769 | 27.3245 | 273.245 |  |  | 182 | 25.7588 | 257.5881 | 182 | 0 | 0 |  | 182 | 0 | 0 |  | 182 | 0 | 0
15:10 | 956.1 | 9561 |  |  | 183 | 4.4841 | 32.4416 | 324.4163 |  |  | 183 | 25.7588 | 257.5881 | 183 | 0 | 0 |  | 183 | 0 | 0 |  | 183 | 0 | 0
15:15 | 1154.4 | 11544 |  |  | 184 | 7.8839 | 57.0379 | 570.3791 |  |  | 184 | 25.7588 | 257.5881 | 184 | 0 | 0 |  | 184 | 0 | 0 |  | 184 | 0 | 0
15:20 | 1064.1 | 10641 |  |  | 185 | 6.9804 | 50.5013 | 505.0133 |  |  | 185 | 25.7588 | 257.5881 | 185 | 0 | 0 |  | 185 | 0 | 0 |  | 185 | 0 | 0
15:25 | 855.3 | 8553 |  |  | 186 | 4.5542 | 32.9488 | 329.4878 |  |  | 186 | 25.7588 | 257.5881 | 186 | 0 | 0 |  | 186 | 0 | 0 |  | 186 | 0 | 0
15:30 | 1011.9 | 10119 |  |  | 187 | 3.9346 | 28.4661 | 284.6614 |  |  | 187 | 25.7588 | 257.5881 | 187 | 0 | 0 |  | 187 | 0 | 0 |  | 187 | 0 | 0
15:35 | 991.8 | 9918 |  |  | 188 | 2.7715 | 20.0507 | 200.507 |  |  | 188 | 25.7588 | 257.5881 | 188 | 0 | 0 |  | 188 | 0 | 0 |  | 188 | 0 | 0
15:40 | 1496.4 | 14964 |  |  | 189 | 6.3306 | 45.8002 | 458.002 |  |  | 189 | 25.7588 | 257.5881 | 189 | 0 | 0 |  | 189 | 0 | 0 |  | 189 | 0 | 0
15:45 | 1458.3 | 14583 |  |  | 190 | 4.3713 | 31.6252 | 316.2519 |  |  | 190 | 25.7588 | 257.5881 | 190 | 0 | 0 |  | 190 | 0 | 0 |  | 190 | 0 | 0
15:50 | 1391.7 | 13917 |  |  | 191 | 2.184 | 15.8007 | 158.0066 |  |  | 191 | 25.7588 | 257.5881 | 191 | 0 | 0 |  | 191 | 0 | 0 |  | 191 | 0 | 0
15:55 | 1559.4 | 15594 |  |  | 192 | 2.5408 | 18.3824 | 183.8237 |  |  | 192 | 25.7588 | 257.5881 | 192 | 0 | 0 |  | 192 | 0 | 0 |  | 192 | 0 | 0
16:00 | 1741.2 | 17412 |  |  | 193 | 3.177 | 22.9851 | 229.8511 |  |  | 193 | 25.7588 | 257.5881 | 193 | 0 | 0 |  | 193 | 0 | 0 |  | 193 | 0 | 0
16:05 | 1272.9 | 12729 |  |  | 194 | 2.4597 | 17.7953 | 177.9527 |  |  | 194 | 25.7588 | 257.5881 | 194 | 0 | 0 |  | 194 | 0 | 0 |  | 194 | 0 | 0
16:10 | 1173.9 | 11739 |  |  | 195 | 2.6187 | 18.9456 | 189.456 |  |  | 195 | 25.7588 | 257.5881 | 195 | 0 | 0 |  | 195 | 0 | 0 |  | 195 | 0 | 0
16:15 | 1105.5 | 11055 |  |  | 196 | 3.0737 | 22.2378 | 222.3776 |  |  | 196 | 25.7588 | 257.5881 | 196 | 0 | 0 |  | 196 | 0 | 0 |  | 196 | 0 | 0
16:20 | 1173.9 | 11739 |  |  | 197 | 2.3274 | 16.8381 | 168.3812 |  |  | 197 | 25.7588 | 257.5881 | 197 | 0 | 0 |  | 197 | 0 | 0 |  | 197 | 0 | 0
16:25 | 1080.3 | 10803 |  |  | 198 | 1.7719 | 12.8192 | 128.1922 |  |  | 198 | 25.7588 | 257.5881 | 198 | 0 | 0 |  | 198 | 0 | 0 |  | 198 | 0 | 0
16:30 | 1049.7 | 10497 |  |  | 199 | 1.7737 | 12.8326 | 128.3261 |  |  | 199 | 25.7588 | 257.5881 | 199 | 0 | 0 |  | 199 | 0 | 0 |  | 199 | 0 | 0
16:35 | 974.1 | 9741 |  |  | 200 | 3.0777 | 22.2667 | 222.667 |  |  | 200 | 25.7588 | 257.5881 | 200 | 0 | 0 |  | 200 | 0 | 0 |  | 200 | 0 | 0
16:40 | 911.1 | 9111 |  |  | 201 | 3.3188 | 24.011 | 240.1099 |  |  | 201 | 25.7588 | 257.5881 | 201 | 0 | 0 |  | 201 | 0 | 0 |  | 201 | 0 | 0
16:45 | 1010.1 | 10101 |  |  | 202 | 4.3406 | 31.4031 | 314.0308 |  |  | 202 | 25.7588 | 257.5881 | 202 | 0 | 0 |  | 202 | 0 | 0 |  | 202 | 0 | 0
16:50 | 1208.1 | 12081 |  |  | 203 | 3.2997 | 23.8721 | 238.7209 |  |  | 203 | 25.7588 | 257.5881 | 203 | 0 | 0 |  | 203 | 0 | 0 |  | 203 | 0 | 0
16:55 | 1040.7 | 10407 |  |  | 204 | 4.2546 | 30.7805 | 307.8053 |  |  | 204 | 25.7588 | 257.5881 | 204 | 0 | 0 |  | 204 | 0 | 0 |  | 204 | 0 | 0
17:00 | 1006.2 | 10062 |  |  | 205 | 2.4028 | 17.3836 | 173.8362 |  |  | 205 | 25.7588 | 257.5881 | 205 | 0 | 0 |  | 205 | 0 | 0 |  | 205 | 0 | 0
17:05 | 993.6 | 9936 |  |  | 206 | 3.0886 | 22.3448 | 223.4484 |  |  | 206 | 25.7588 | 257.5881 | 206 | 0 | 0 |  | 206 | 0 | 0 |  | 206 | 0 | 0
17:10 | 1078.8 | 10788 |  |  | 207 | 2.5394 | 18.3715 | 183.7152 |  |  | 207 | 25.7588 | 257.5881 | 207 | 0 | 0 |  | 207 | 0 | 0 |  | 207 | 0 | 0
17:15 | 1073.1 | 10731 |  |  | 208 | 3.0188 | 21.8402 | 218.4021 |  |  | 208 | 25.7588 | 257.5881 | 208 | 0 | 0 |  | 208 | 0 | 0 |  | 208 | 0 | 0
17:20 | 1149 | 11490 |  |  | 209 | 5.6098 | 40.5858 | 405.8577 |  |  | 209 | 25.7588 | 257.5881 | 209 | 0 | 0 |  | 209 | 0 | 0 |  | 209 | 0 | 0
17:25 | 1217.4 | 12174 |  |  | 210 | 5.7192 | 41.3772 | 413.7725 |  |  | 210 | 25.7588 | 257.5881 | 210 | 0 | 0 |  | 210 | 0 | 0 |  | 210 | 0 | 0
17:30 | 1203 | 12030 |  |  | 211 | 2.2742 | 16.4536 | 164.5359 |  |  | 211 | 25.7588 | 257.5881 | 211 | 0 | 0 |  | 211 | 0 | 0 |  | 211 | 0 | 0
17:35 | 1336.5 | 13365 |  |  | 212 | 2.5655 | 18.5611 | 185.6107 |  |  | 212 | 25.7588 | 257.5881 | 212 | 0 | 0 |  | 212 | 0 | 0 |  | 212 | 0 | 0
17:40 | 1154.4 | 11544 |  |  | 213 | 2.195 | 15.8802 | 158.8024 |  |  | 213 | 25.7588 | 257.5881 | 213 | 0 | 0 |  | 213 | 0 | 0 |  | 213 | 0 | 0
17:45 | 1404.6 | 14046 |  |  | 214 | 9.2185 | 66.693 | 666.9303 |  |  | 214 | 25.7588 | 257.5881 | 214 | 0 | 0 |  | 214 | 0 | 0 |  | 214 | 0 | 0
17:50 | 1206.6 | 12066 |  |  | 215 | 8.9659 | 64.8663 | 648.6626 |  |  | 215 | 25.7588 | 257.5881 | 215 | 0 | 0 |  | 215 | 0 | 0 |  | 215 | 0 | 0
17:55 | 1212 | 12120 |  |  | 216 | 9.7614 | 70.6211 | 706.2113 |  |  | 216 | 25.7588 | 257.5881 | 216 | 0 | 0 |  | 216 | 0 | 0 |  | 216 | 0 | 0
18:00 | 1285.8 | 12858 |  |  | 217 | 8.8439 | 63.9833 | 639.8326 |  |  | 217 | 25.7588 | 257.5881 | 217 | 0 | 0 |  | 217 | 0 | 0 |  | 217 | 0 | 0
18:05 | 1610.1 | 16101 |  |  | 218 | 7.3486 | 53.1652 | 531.6516 |  |  | 218 | 25.7588 | 257.5881 | 218 | 0 | 0 |  | 218 | 0 | 0 |  | 218 | 0 | 0
18:10 | 1487.1 | 14871 |  |  | 219 | 3.7763 | 27.3205 | 273.2052 |  |  | 219 | 25.7588 | 257.5881 | 219 | 0 | 0 |  | 219 | 0 | 0 |  | 219 | 0 | 0
18:15 | 1301.7 | 13017 |  |  | 220 | 3.1362 | 22.6896 | 226.8957 |  |  | 220 | 25.7588 | 257.5881 | 220 | 0 | 0 |  | 220 | 0 | 0 |  | 220 | 0 | 0
18:20 | 1431.3 | 14313 |  |  | 221 | 3.4644 | 25.064 | 250.6401 |  |  | 221 | 25.7588 | 257.5881 | 221 | 0 | 0 |  | 221 | 0 | 0 |  | 221 | 0 | 0
18:25 | 1608 | 16080 |  |  | 222 | 5.5468 | 40.1296 | 401.2962 |  |  | 222 | 25.7588 | 257.5881 | 222 | 0 | 0 |  | 222 | 0 | 0 |  | 222 | 0 | 0
18:30 | 1517.7 | 15177 |  |  | 223 | 6.9113 | 50.0018 | 500.0177 |  |  | 223 | 25.7588 | 257.5881 | 223 | 0 | 0 |  | 223 | 0 | 0 |  | 223 | 0 | 0
18:35 | 1386 | 13860 |  |  | 224 | 10.1608 | 73.5103 | 735.1032 |  |  | 224 | 25.7588 | 257.5881 | 224 | 0 | 0 |  | 224 | 0 | 0 |  | 224 | 0 | 0
18:40 | 1368.3 | 13683 |  |  | 225 | 9.2783 | 67.1264 | 671.2639 |  |  | 225 | 25.7588 | 257.5881 | 225 | 0 | 0 |  | 225 | 0 | 0 |  | 225 | 0 | 0
18:45 | 1550.1 | 15501 |  |  | 226 | 7.4246 | 53.715 | 537.15 |  |  | 226 | 25.7588 | 257.5881 | 226 | 0 | 0 |  | 226 | 0 | 0 |  | 226 | 0 | 0
18:50 | 1350.3 | 13503 |  |  | 227 | 10.4274 | 75.4391 | 754.391 |  |  | 227 | 25.7588 | 257.5881 | 227 | 0 | 0 |  | 227 | 0 | 0 |  | 227 | 0 | 0
18:55 | 1289.1 | 12891 |  |  | 228 | 7.7881 | 56.3445 | 563.4447 |  |  | 228 | 25.7588 | 257.5881 | 228 | 0 | 0 |  | 228 | 0 | 0 |  | 228 | 0 | 0
19:00 | 1386.6 | 13866 |  |  | 229 | 6.6608 | 48.1891 | 481.8911 |  |  | 229 | 25.7588 | 257.5881 | 229 | 0 | 0 |  | 229 | 0 | 0 |  | 229 | 0 | 0
19:05 | 1260 | 12600 |  |  | 230 | 6.2221 | 45.0152 | 450.1523 |  |  | 230 | 25.7588 | 257.5881 | 230 | 0 | 0 |  | 230 | 0 | 0 |  | 230 | 0 | 0
19:10 | 1305.3 | 13053 |  |  | 231 | 10.0451 | 72.674 | 726.7398 |  |  | 231 | 25.7588 | 257.5881 | 231 | 0 | 0 |  | 231 | 0 | 0 |  | 231 | 0 | 0
19:15 | 1350.3 | 13503 |  |  | 232 | 7.9023 | 57.171 | 571.7103 |  |  | 232 | 25.7588 | 257.5881 | 232 | 0 | 0 |  | 232 | 0 | 0 |  | 232 | 0 | 0
19:20 | 1320 | 13200 |  |  | 233 | 6.3137 | 45.6783 | 456.783 |  |  | 233 | 25.7588 | 257.5881 | 233 | 0 | 0 |  | 233 | 0 | 0 |  | 233 | 0 | 0
19:25 | 1181.1 | 11811 |  |  | 234 | 4.7303 | 34.2228 | 342.2282 |  |  | 234 | 25.7588 | 257.5881 | 234 | 0 | 0 |  | 234 | 0 | 0 |  | 234 | 0 | 0
19:30 | 1355.7 | 13557 |  |  | 235 | 4.9634 | 35.9089 | 359.0888 |  |  | 235 | 25.7588 | 257.5881 | 235 | 0 | 0 |  | 235 | 0 | 0 |  | 235 | 0 | 0
19:35 | 1456.5 | 14565 |  |  | 236 | 5.6826 | 41.1121 | 411.121 |  |  | 236 | 25.7588 | 257.5881 | 236 | 0 | 0 |  | 236 | 0 | 0 |  | 236 | 0 | 0
19:40 | 1245.6 | 12456 |  |  | 237 | 4.2055 | 30.426 | 304.2603 |  |  | 237 | 25.7588 | 257.5881 | 237 | 0 | 0 |  | 237 | 0 | 0 |  | 237 | 0 | 0
19:45 | 1474.2 | 14742 |  |  | 238 | 2.8996 | 20.9782 | 209.7819 |  |  | 238 | 25.7588 | 257.5881 | 238 | 0 | 0 |  | 238 | 0 | 0 |  | 238 | 0 | 0
19:50 | 1737.3 | 17373 |  |  | 239 | 4.1612 | 30.1052 | 301.0517 |  |  | 239 | 25.7588 | 257.5881 | 239 | 0 | 0 |  | 239 | 0 | 0 |  | 239 | 0 | 0
19:55 | 1568.1 | 15681 |  |  | 240 | 5.2396 | 37.9067 | 379.0675 |  |  | 240 | 25.7588 | 257.5881 | 240 | 0 | 0 |  | 240 | 0 | 0 |  | 240 | 0 | 0
20:00 | 1486.8 | 14868 |  |  | 241 | 5.1955 | 37.5881 | 375.8806 |  |  | 241 | 25.7588 | 257.5881 | 241 | 0 | 0 |  | 241 | 0 | 0 |  | 241 | 0 | 0
20:05 | 1632.6 | 16326 |  |  | 242 | 5.9271 | 42.8806 | 428.8063 |  |  | 242 | 25.7588 | 257.5881 | 242 | 0 | 0 |  | 242 | 0 | 0 |  | 242 | 0 | 0
20:10 | 1497.6 | 14976 |  |  | 243 | 5.076 | 36.7235 | 367.2351 |  |  | 243 | 25.7588 | 257.5881 | 243 | 0 | 0 |  | 243 | 0 | 0 |  | 243 | 0 | 0
20:15 | 1701.3 | 17013 |  |  | 244 | 8.1847 | 59.2141 | 592.1412 |  |  | 244 | 25.7588 | 257.5881 | 244 | 0 | 0 |  | 244 | 0 | 0 |  | 244 | 0 | 0
20:20 | 1766.1 | 17661 |  |  | 245 | 7.1743 | 51.9045 | 519.0451 |  |  | 245 | 25.7588 | 257.5881 | 245 | 0 | 0 |  | 245 | 0 | 0 |  | 245 | 0 | 0
20:25 | 1549.8 | 15498 |  |  | 246 | 9.6768 | 70.0087 | 700.0871 |  |  | 246 | 25.7588 | 257.5881 | 246 | 0 | 0 |  | 246 | 0 | 0 |  | 246 | 0 | 0
20:30 | 1632.6 | 16326 |  |  | 247 | 8.8198 | 63.8085 | 638.0854 |  |  | 247 | 25.7588 | 257.5881 | 247 | 0 | 0 |  | 247 | 0 | 0 |  | 247 | 0 | 0
20:35 | 1477.8 | 14778 |  |  | 248 | 9.6059 | 69.4965 | 694.9649 |  |  | 248 | 25.7588 | 257.5881 | 248 | 0 | 0 |  | 248 | 0 | 0 |  | 248 | 0 | 0
20:40 | 1521 | 15210 |  |  | 249 | 11.9825 | 86.6898 | 866.8983 |  |  | 249 | 25.7588 | 257.5881 | 249 | 0 | 0 |  | 249 | 0 | 0 |  | 249 | 0 | 0
20:45 | 1524.6 | 15246 |  |  | 250 | 13.8178 | 99.9677 | 999.6774 |  |  | 250 | 25.7588 | 257.5881 | 250 | 0 | 0 |  | 250 | 0 | 0 |  | 250 | 0 | 0
20:50 | 1749.6 | 17496 |  |  | 251 | 13.8661 | 100.3179 | 1003.179 |  |  | 251 | 25.7588 | 257.5881 | 251 | 0 | 0 |  | 251 | 0 | 0 |  | 251 | 0 | 0
20:55 | 1931.7 | 19317 |  |  | 252 | 12.5161 | 90.551 | 905.5101 |  |  | 252 | 25.7588 | 257.5881 | 252 | 0 | 0 |  | 252 | 0 | 0 |  | 252 | 0 | 0
21:00 | 1742.4 | 17424 |  |  | 253 | 10.6202 | 76.834 | 768.3395 |  |  | 253 | 25.7588 | 257.5881 | 253 | 0 | 0 |  | 253 | 0 | 0 |  | 253 | 0 | 0
21:05 | 1645.2 | 16452 |  |  | 254 | 9.5093 | 68.7973 | 687.9725 |  |  | 254 | 25.7588 | 257.5881 | 254 | 0 | 0 |  | 254 | 0 | 0 |  | 254 | 0 | 0
21:10 | 1530 | 15300 |  |  | 255 | 8.8181 | 63.7966 | 637.966 |  |  | 255 | 25.7588 | 257.5881 | 255 | 0 | 0 |  | 255 | 0 | 0 |  | 255 | 0 | 0
21:15 | 1684.8 | 16848 |  |  | 256 | 9.0909 | 65.7706 | 657.706 |  |  | 256 | 25.7588 | 257.5881 | 256 | 0 | 0 |  | 256 | 0 | 0 |  | 256 | 0 | 0
21:20 | 1472.4 | 14724 |  |  | 257 | 10.0899 | 72.9974 | 729.9737 |  |  | 257 | 25.7588 | 257.5881 | 257 | 0 | 0 |  | 257 | 0 | 0 |  | 257 | 0 | 0
21:25 | 1407.6 | 14076 |  |  | 258 | 12.3189 | 89.124 | 891.2396 |  |  | 258 | 25.7588 | 257.5881 | 258 | 0 | 0 |  | 258 | 0 | 0 |  | 258 | 0 | 0
21:30 | 1494 | 14940 |  |  | 259 | 13.3507 | 96.5891 | 965.8912 |  |  | 259 | 25.7588 | 257.5881 | 259 | 0 | 0 |  | 259 | 0 | 0 |  | 259 | 0 | 0
21:35 | 1470.6 | 14706 |  |  | 260 | 12.5249 | 90.6143 | 906.1431 |  |  | 260 | 25.7588 | 257.5881 | 260 | 0 | 0 |  | 260 | 0 | 0 |  | 260 | 0 | 0
21:40 | 1485 | 14850 |  |  | 261 | 10.1539 | 73.4608 | 734.6076 |  |  | 261 | 25.7588 | 257.5881 | 261 | 0 | 0 |  | 261 | 0 | 0 |  | 261 | 0 | 0
21:45 | 1389.6 | 13896 |  |  | 262 | 12.0048 | 86.8515 | 868.5153 |  |  | 262 | 25.7588 | 257.5881 | 262 | 0 | 0 |  | 262 | 0 | 0 |  | 262 | 0 | 0
21:50 | 1364.4 | 13644 |  |  | 263 | 14.1362 | 102.2713 | 1022.7128 |  |  | 263 | 25.7588 | 257.5881 | 263 | 0 | 0 |  | 263 | 0 | 0 |  | 263 | 0 | 0
21:55 | 1494 | 14940 |  |  | 264 | 15.6789 | 113.4327 | 1134.3266 |  |  | 264 | 25.7588 | 257.5881 | 264 | 0 | 0 |  | 264 | 0 | 0 |  | 264 | 0 | 0
22:00 | 1591.5 | 15915 |  |  | 265 | 13.0655 | 94.525 | 945.2505 |  |  | 265 | 25.7588 | 257.5881 | 265 | 0 | 0 |  | 265 | 0 | 0 |  | 265 | 0 | 0
22:05 | 1418.4 | 14184 |  |  | 266 | 12.6982 | 91.8677 | 918.6773 |  |  | 266 | 25.7588 | 257.5881 | 266 | 0 | 0 |  | 266 | 0 | 0 |  | 266 | 0 | 0
22:10 | 1564.2 | 15642 |  |  | 267 | 7.3786 | 53.3822 | 533.822 |  |  | 267 | 25.7588 | 257.5881 | 267 | 0 | 0 |  | 267 | 0 | 0 |  | 267 | 0 | 0
22:15 | 1427.4 | 14274 |  |  | 268 | 7.5635 | 54.7199 | 547.1991 |  |  | 268 | 25.7588 | 257.5881 | 268 | 0 | 0 |  | 268 | 0 | 0 |  | 268 | 0 | 0
22:20 | 1301.4 | 13014 |  |  | 269 | 5.9995 | 43.4044 | 434.0442 |  |  | 269 | 25.7588 | 257.5881 | 269 | 0 | 0 |  | 269 | 0 | 0 |  | 269 | 0 | 0
22:25 | 1357.2 | 13572 |  |  | 270 | 7.8635 | 56.89 | 568.8996 |  |  | 270 | 25.7588 | 257.5881 | 270 | 0 | 0 |  | 270 | 0 | 0 |  | 270 | 0 | 0
22:30 | 1447.2 | 14472 |  |  | 271 | 6.2397 | 45.1426 | 451.4257 |  |  | 271 | 25.7588 | 257.5881 | 271 | 0 | 0 |  | 271 | 0 | 0 |  | 271 | 0 | 0
22:35 | 1623.6 | 16236 |  |  | 272 | 10.1407 | 73.3649 | 733.649 |  |  | 272 | 25.7588 | 257.5881 | 272 | 0 | 0 |  | 272 | 0 | 0 |  | 272 | 0 | 0
22:40 | 1766.1 | 17661 |  |  | 273 | 11.8856 | 85.9888 | 859.8879 |  |  | 273 | 25.7588 | 257.5881 | 273 | 0 | 0 |  | 273 | 0 | 0 |  | 273 | 0 | 0
22:45 | 1546.2 | 15462 |  |  | 274 | 10.9437 | 79.1751 | 791.7511 |  |  | 274 | 25.7588 | 257.5881 | 274 | 0 | 0 |  | 274 | 0 | 0 |  | 274 | 0 | 0
22:50 | 1546.2 | 15462 |  |  | 275 | 14.4522 | 104.5582 | 1045.5818 |  |  | 275 | 25.7588 | 257.5881 | 275 | 0 | 0 |  | 275 | 0 | 0 |  | 275 | 0 | 0
22:55 | 1654.5 | 16545 |  |  | 276 | 13.6608 | 98.8322 | 988.3225 |  |  | 276 | 25.7588 | 257.5881 | 276 | 0 | 0 |  | 276 | 0 | 0 |  | 276 | 0 | 0
23:00 | 1467 | 14670 |  |  | 277 | 16.832 | 121.7754 | 1217.7539 |  |  | 277 | 25.7588 | 257.5881 | 277 | 0 | 0 |  | 277 | 0 | 0 |  | 277 | 0 | 0
23:05 | 1510.2 | 15102 |  |  | 278 | 16.6188 | 120.2329 | 1202.3295 |  |  | 278 | 25.7588 | 257.5881 | 278 | 0 | 0 |  | 278 | 0 | 0 |  | 278 | 0 | 0
23:10 | 1654.2 | 16542 |  |  | 279 | 11.1186 | 80.4401 | 804.4011 |  |  | 279 | 25.7588 | 257.5881 | 279 | 0 | 0 |  | 279 | 0 | 0 |  | 279 | 0 | 0
23:15 | 1523.1 | 15231 |  |  | 280 | 9.4364 | 68.2698 | 682.6984 |  |  | 280 | 25.7588 | 257.5881 | 280 | 0 | 0 |  | 280 | 0 | 0 |  | 280 | 0 | 0
23:20 | 1357.2 | 13572 |  |  | 281 | 6.7976 | 49.1792 | 491.7919 |  |  | 281 | 25.7588 | 257.5881 | 281 | 0 | 0 |  | 281 | 0 | 0 |  | 281 | 0 | 0
23:25 | 1263.6 | 12636 |  |  | 282 | 8.4467 | 61.11 | 611.0998 |  |  | 282 | 25.7588 | 257.5881 | 282 | 0 | 0 |  | 282 | 0 | 0 |  | 282 | 0 | 0
23:30 | 1256.4 | 12564 |  |  | 283 | 9.198 | 66.5451 | 665.4508 |  |  | 283 | 25.7588 | 257.5881 | 283 | 0 | 0 |  | 283 | 0 | 0 |  | 283 | 0 | 0
23:35 | 1220.4 | 12204 |  |  | 284 | 10.3193 | 74.657 | 746.5702 |  |  | 284 | 25.7588 | 257.5881 | 284 | 0 | 0 |  | 284 | 0 | 0 |  | 284 | 0 | 0
23:40 | 1173.6 | 11736 |  |  | 285 | 15.6846 | 113.4739 | 1134.739 |  |  | 285 | 25.7588 | 257.5881 | 285 | 0 | 0 |  | 285 | 0 | 0 |  | 285 | 0 | 0
23:45 | 1112.4 | 11124 |  |  | 286 | 16.9168 | 122.3885 | 1223.8854 |  |  | 286 | 25.7588 | 257.5881 | 286 | 0 | 0 |  | 286 | 0 | 0 |  | 286 | 0 | 0
23:50 | 1044 | 10440 |  |  | 287 | 14.7342 | 106.5984 | 1065.9837 |  |  | 287 | 25.7588 | 257.5881 | 287 | 0 | 0 |  | 287 | 0 | 0 |  | 287 | 0 | 0
23:55 | 1063.8 | 10638 |  |  | 288 | 16.2172 | 117.3275 | 1173.2748 |  |  | 288 | 25.7588 | 257.5881 | 288 | 0 | 0 |  | 288 | 0 | 0 |  | 288 | 0 | 0
[5 empty] | 289 | 15.9854 | 115.6497 | 1156.4975 |  |  | 289 | 25.7588 | 257.5881 | 289 | 0 | 0 |  | 289 | 0 | 0 |  | 289 | 0 | 0
[5 empty] | 290 | 19.2489 | 139.2607 | 1392.6066 |  |  | 290 | 25.7588 | 257.5881 | 290 | 240 | 1680 |  | 290 | 1281.6 | 3000 |  | 290 | 3120 | 7303.3708
[5 empty] | 291 | 23.763 | 171.9193 | 1719.1933 |  |  | 291 | 25.7588 | 257.5881 | 291 | 240 | 1680 |  | 291 | 1281.6 | 3000 |  | 291 | 3120 | 7303.3708
[5 empty] | 292 | 17.3383 | 125.438 | 1254.3798 |  |  | 292 | 25.7588 | 257.5881 | 292 | 240 | 1680 |  | 292 | 1281.6 | 3000 |  | 292 | 3120 | 7303.3708
[5 empty] | 293 | 11.5331 | 83.4389 | 834.389 |  |  | 293 | 25.7588 | 257.5881 | 293 | 240 | 1680 |  | 293 | 1281.6 | 3000 |  | 293 | 3120 | 7303.3708
[5 empty] | 294 | 17.0239 | 123.1637 | 1231.6374 |  |  | 294 | 25.7588 | 257.5881 | 294 | 240 | 1680 |  | 294 | 1281.6 | 3000 |  | 294 | 3120 | 7303.3708
[5 empty] | 295 | 18.8866 | 136.6395 | 1366.3952 |  |  | 295 | 25.7588 | 257.5881 | 295 | 240 | 1680 |  | 295 | 1281.6 | 3000 |  | 295 | 3120 | 7303.3708
[5 empty] | 296 | 18.3775 | 132.9563 | 1329.5631 |  |  | 296 | 25.7588 | 257.5881 | 296 | 240 | 1680 |  | 296 | 1281.6 | 3000 |  | 296 | 3120 | 7303.3708
[5 empty] | 297 | 17.7947 | 128.7395 | 1287.3955 |  |  | 297 | 25.7588 | 257.5881 | 297 | 240 | 1680 |  | 297 | 1281.6 | 3000 |  | 297 | 3120 | 7303.3708
[5 empty] | 298 | 14.0848 | 101.8998 | 1018.9977 |  |  | 298 | 25.7588 | 257.5881 | 298 | 240 | 1680 |  | 298 | 1281.6 | 3000 |  | 298 | 3120 | 7303.3708
[5 empty] | 299 | 16.5253 | 119.5565 | 1195.565 |  |  | 299 | 25.7588 | 257.5881 | 299 | 240 | 1680 |  | 299 | 1281.6 | 3000 |  | 299 | 3120 | 7303.3708
[5 empty] | 300 | 19.8274 | 143.446 | 1434.4595 |  |  | 300 | 25.7588 | 257.5881 | 300 | 240 | 1680 |  | 300 | 1281.6 | 3000 |  | 300 | 3120 | 7303.3708
[5 empty] | 301 | 25.2326 | 182.5515 | 1825.515 |  |  | 301 | 25.7588 | 257.5881 | 301 | 240 | 1680 |  | 301 | 1281.6 | 3000 |  | 301 | 3120 | 7303.3708
[5 empty] | 302 | 23.4041 | 169.3221 | 1693.2206 |  |  | 302 | 25.7588 | 257.5881 | 302 | 240 | 1680 |  | 302 | 1281.6 | 3000 |  | 302 | 3120 | 7303.3708
[5 empty] | 303 | 23.3437 | 168.8851 | 1688.8508 |  |  | 303 | 25.7588 | 257.5881 | 303 | 240 | 1680 |  | 303 | 1281.6 | 3000 |  | 303 | 3120 | 7303.3708
[5 empty] | 304 | 22.5572 | 163.1957 | 1631.9569 |  |  | 304 | 25.7588 | 257.5881 | 304 | 240 | 1680 |  | 304 | 1281.6 | 3000 |  | 304 | 3120 | 7303.3708
[5 empty] | 305 | 24.8062 | 179.4666 | 1794.6661 |  |  | 305 | 25.7588 | 257.5881 | 305 | 240 | 1680 |  | 305 | 1281.6 | 3000 |  | 305 | 3120 | 7303.3708
[5 empty] | 306 | 23.2922 | 168.5132 | 1685.1322 |  |  | 306 | 25.7588 | 257.5881 | 306 | 240 | 1680 |  | 306 | 1281.6 | 3000 |  | 306 | 3120 | 7303.3708
[5 empty] | 307 | 23.9444 | 173.231 | 1732.3099 |  |  | 307 | 25.7588 | 257.5881 | 307 | 240 | 1680 |  | 307 | 1281.6 | 3000 |  | 307 | 3120 | 7303.3708
[5 empty] | 308 | 24.7399 | 178.9862 | 1789.8622 |  |  | 308 | 25.7588 | 257.5881 | 308 | 240 | 1680 |  | 308 | 1281.6 | 3000 |  | 308 | 3120 | 7303.3708
[5 empty] | 309 | 27.1787 | 196.6306 | 1966.3065 |  |  | 309 | 25.7588 | 257.5881 | 309 | 240 | 1680 |  | 309 | 1281.6 | 3000 |  | 309 | 3120 | 7303.3708
[5 empty] | 310 | 25.4596 | 184.1934 | 1841.9342 |  |  | 310 | 25.7588 | 257.5881 | 310 | 240 | 1680 |  | 310 | 1281.6 | 3000 |  | 310 | 3120 | 7303.3708
[5 empty] | 311 | 26.474 | 191.5323 | 1915.3233 |  |  | 311 | 25.7588 | 257.5881 | 311 | 240 | 1680 |  | 311 | 1281.6 | 3000 |  | 311 | 3120 | 7303.3708
[5 empty] | 312 | 26.2847 | 190.1628 | 1901.628 |  |  | 312 | 25.7588 | 257.5881 | 312 | 240 | 1680 |  | 312 | 1281.6 | 3000 |  | 312 | 3120 | 7303.3708
[5 empty] | 313 | 27.0099 | 195.4091 | 1954.0906 |  |  | 313 | 25.7588 | 257.5881 | 313 | 240 | 1680 |  | 313 | 1281.6 | 3000 |  | 313 | 3120 | 7303.3708
[5 empty] | 314 | 25.8642 | 187.121 | 1871.2095 |  |  | 314 | 25.7588 | 257.5881 | 314 | 240 | 1680 |  | 314 | 1281.6 | 3000 |  | 314 | 3120 | 7303.3708
[5 empty] | 315 | 16.2095 | 117.2714 | 1172.7141 |  |  | 315 | 25.7588 | 257.5881 | 315 | 240 | 1680 |  | 315 | 1281.6 | 3000 |  | 315 | 3120 | 7303.3708
[5 empty] | 316 | 24.7643 | 179.1627 | 1791.6275 |  |  | 316 | 25.7588 | 257.5881 | 316 | 240 | 1680 |  | 316 | 1281.6 | 3000 |  | 316 | 3120 | 7303.3708
[5 empty] | 317 | 20.4887 | 148.2303 | 1482.3028 |  |  | 317 | 25.7588 | 257.5881 | 317 | 240 | 1680 |  | 317 | 1281.6 | 3000 |  | 317 | 3120 | 7303.3708
[5 empty] | 318 | 22.609 | 163.5704 | 1635.7045 |  |  | 318 | 25.7588 | 257.5881 | 318 | 240 | 1680 |  | 318 | 1281.6 | 3000 |  | 318 | 3120 | 7303.3708
[5 empty] | 319 | 27.8225 | 201.2884 | 2012.8837 |  |  | 319 | 25.7588 | 257.5881 | 319 | 240 | 1680 |  | 319 | 1281.6 | 3000 |  | 319 | 3120 | 7303.3708
[5 empty] | 320 | 28.8082 | 208.4193 | 2084.1928 |  |  | 320 | 25.7588 | 257.5881 | 320 | 240 | 1680 |  | 320 | 1281.6 | 3000 |  | 320 | 3120 | 7303.3708
[5 empty] | 321 | 31.9978 | 231.4956 | 2314.9555 |  |  | 321 | 25.7588 | 257.5881 | 321 | 240 | 1680 |  | 321 | 1281.6 | 3000 |  | 321 | 3120 | 7303.3708
[5 empty] | 322 | 31.6684 | 229.1121 | 2291.1207 |  |  | 322 | 25.7588 | 257.5881 | 322 | 240 | 1680 |  | 322 | 1281.6 | 3000 |  | 322 | 3120 | 7303.3708
[5 empty] | 323 | 27.0862 | 195.9614 | 1959.6144 |  |  | 323 | 25.7588 | 257.5881 | 323 | 240 | 1680 |  | 323 | 1281.6 | 3000 |  | 323 | 3120 | 7303.3708
[5 empty] | 324 | 25.0748 | 181.4095 | 1814.0949 |  |  | 324 | 25.7588 | 257.5881 | 324 | 240 | 1680 |  | 324 | 1281.6 | 3000 |  | 324 | 3120 | 7303.3708
[5 empty] | 325 | 26.6603 | 192.8798 | 1928.798 |  |  | 325 | 25.7588 | 257.5881 | 325 | 240 | 1680 |  | 325 | 1281.6 | 3000 |  | 325 | 3120 | 7303.3708
[5 empty] | 326 | 24.0074 | 173.6875 | 1736.875 |  |  | 326 | 25.7588 | 257.5881 | 326 | 240 | 1680 |  | 326 | 1281.6 | 3000 |  | 326 | 3120 | 7303.3708
[5 empty] | 327 | 26.1557 | 189.2292 | 1892.2915 |  |  | 327 | 25.7588 | 257.5881 | 327 | 240 | 1680 |  | 327 | 1281.6 | 3000 |  | 327 | 3120 | 7303.3708
[5 empty] | 328 | 29.3865 | 212.6039 | 2126.0385 |  |  | 328 | 25.7588 | 257.5881 | 328 | 240 | 1680 |  | 328 | 1281.6 | 3000 |  | 328 | 3120 | 7303.3708
[5 empty] | 329 | 30.357 | 219.6248 | 2196.248 |  |  | 329 | 25.7588 | 257.5881 | 329 | 240 | 1680 |  | 329 | 1281.6 | 3000 |  | 329 | 3120 | 7303.3708
[5 empty] | 330 | 33.5919 | 243.0281 | 2430.2808 |  |  | 330 | 25.7588 | 257.5881 | 330 | 240 | 1680 |  | 330 | 1281.6 | 3000 |  | 330 | 3120 | 7303.3708
[5 empty] | 331 | 30.8587 | 223.2545 | 2232.5447 |  |  | 331 | 25.7588 | 257.5881 | 331 | 240 | 1680 |  | 331 | 1281.6 | 3000 |  | 331 | 3120 | 7303.3708
[5 empty] | 332 | 21.2374 | 153.6473 | 1536.4729 |  |  | 332 | 25.7588 | 257.5881 | 332 | 240 | 1680 |  | 332 | 1281.6 | 3000 |  | 332 | 3120 | 7303.3708
[5 empty] | 333 | 26.1627 | 189.2805 | 1892.8052 |  |  | 333 | 25.7588 | 257.5881 | 333 | 240 | 1680 |  | 333 | 1281.6 | 3000 |  | 333 | 3120 | 7303.3708
[5 empty] | 334 | 24.0793 | 174.2073 | 1742.0732 |  |  | 334 | 25.7588 | 257.5881 | 334 | 240 | 1680 |  | 334 | 1281.6 | 3000 |  | 334 | 3120 | 7303.3708
[5 empty] | 335 | 22.0139 | 159.2643 | 1592.6434 |  |  | 335 | 25.7588 | 257.5881 | 335 | 240 | 1680 |  | 335 | 1281.6 | 3000 |  | 335 | 3120 | 7303.3708
[5 empty] | 336 | 23.3053 | 168.6073 | 1686.0727 |  |  | 336 | 25.7588 | 257.5881 | 336 | 240 | 1680 |  | 336 | 1281.6 | 3000 |  | 336 | 3120 | 7303.3708
[5 empty] | 337 | 23.8048 | 172.2214 | 1722.2138 |  |  | 337 | 25.7588 | 257.5881 | 337 | 240 | 1680 |  | 337 | 1281.6 | 3000 |  | 337 | 3120 | 7303.3708
[5 empty] | 338 | 26.617 | 192.5673 | 1925.6726 |  |  | 338 | 25.7588 | 257.5881 | 338 | 240 | 1680 |  | 338 | 1281.6 | 3000 |  | 338 | 3120 | 7303.3708
[5 empty] | 339 | 21.6499 | 156.6313 | 1566.3125 |  |  | 339 | 25.7588 | 257.5881 | 339 | 240 | 1680 |  | 339 | 1281.6 | 3000 |  | 339 | 3120 | 7303.3708
[5 empty] | 340 | 30.6951 | 222.0709 | 2220.7086 |  |  | 340 | 25.7588 | 257.5881 | 340 | 240 | 1680 |  | 340 | 1281.6 | 3000 |  | 340 | 3120 | 7303.3708
[5 empty] | 341 | 36.7906 | 266.1705 | 2661.7054 |  |  | 341 | 25.7588 | 257.5881 | 341 | 240 | 1680 |  | 341 | 1281.6 | 3000 |  | 341 | 3120 | 7303.3708
[5 empty] | 342 | 40.0479 | 289.7359 | 2897.3588 |  |  | 342 | 25.7588 | 257.5881 | 342 | 240 | 1680 |  | 342 | 1281.6 | 3000 |  | 342 | 3120 | 7303.3708
[5 empty] | 343 | 38.1395 | 275.9295 | 2759.2948 |  |  | 343 | 25.7588 | 257.5881 | 343 | 240 | 1680 |  | 343 | 1281.6 | 3000 |  | 343 | 3120 | 7303.3708
[5 empty] | 344 | 35.5014 | 256.8435 | 2568.4353 |  |  | 344 | 25.7588 | 257.5881 | 344 | 240 | 1680 |  | 344 | 1281.6 | 3000 |  | 344 | 3120 | 7303.3708
[5 empty] | 345 | 36.0848 | 261.0639 | 2610.6391 |  |  | 345 | 25.7588 | 257.5881 | 345 | 240 | 1680 |  | 345 | 1281.6 | 3000 |  | 345 | 3120 | 7303.3708
[5 empty] | 346 | 27.5428 | 199.2645 | 1992.6445 |  |  | 346 | 25.7588 | 257.5881 | 346 | 240 | 1680 |  | 346 | 1281.6 | 3000 |  | 346 | 3120 | 7303.3708
[5 empty] | 347 | 30.2293 | 218.7006 | 2187.0056 |  |  | 347 | 25.7588 | 257.5881 | 347 | 240 | 1680 |  | 347 | 1281.6 | 3000 |  | 347 | 3120 | 7303.3708
[5 empty] | 348 | 26.9815 | 195.2043 | 1952.0432 |  |  | 348 | 25.7588 | 257.5881 | 348 | 240 | 1680 |  | 348 | 1281.6 | 3000 |  | 348 | 3120 | 7303.3708
[5 empty] | 349 | 25.327 | 183.2345 | 1832.3445 |  |  | 349 | 25.7588 | 257.5881 | 349 | 240 | 1680 |  | 349 | 1281.6 | 3000 |  | 349 | 3120 | 7303.3708
[5 empty] | 350 | 31.5621 | 228.3434 | 2283.4338 |  |  | 350 | 25.7588 | 257.5881 | 350 | 240 | 1680 |  | 350 | 1281.6 | 3000 |  | 350 | 3120 | 7303.3708
[5 empty] | 351 | 35.9678 | 260.2171 | 2602.1708 |  |  | 351 | 25.7588 | 257.5881 | 351 | 240 | 1680 |  | 351 | 1281.6 | 3000 |  | 351 | 3120 | 7303.3708
[5 empty] | 352 | 33.7815 | 244.4001 | 2444.0015 |  |  | 352 | 25.7588 | 257.5881 | 352 | 240 | 1680 |  | 352 | 1281.6 | 3000 |  | 352 | 3120 | 7303.3708
[5 empty] | 353 | 33.9586 | 245.6818 | 2456.8178 |  |  | 353 | 25.7588 | 257.5881 | 353 | 240 | 1680 |  | 353 | 1281.6 | 3000 |  | 353 | 3120 | 7303.3708
[5 empty] | 354 | 35.9092 | 259.7935 | 2597.9349 |  |  | 354 | 25.7588 | 257.5881 | 354 | 240 | 1680 |  | 354 | 1281.6 | 3000 |  | 354 | 3120 | 7303.3708
[5 empty] | 355 | 28.7706 | 208.1473 | 2081.4726 |  |  | 355 | 25.7588 | 257.5881 | 355 | 240 | 1680 |  | 355 | 1281.6 | 3000 |  | 355 | 3120 | 7303.3708
[5 empty] | 356 | 20.2563 | 146.5486 | 1465.4857 |  |  | 356 | 25.7588 | 257.5881 | 356 | 240 | 1680 |  | 356 | 1281.6 | 3000 |  | 356 | 3120 | 7303.3708
[5 empty] | 357 | 19.2243 | 139.0827 | 1390.8269 |  |  | 357 | 25.7588 | 257.5881 | 357 | 240 | 1680 |  | 357 | 1281.6 | 3000 |  | 357 | 3120 | 7303.3708
[5 empty] | 358 | 24.563 | 177.7068 | 1777.0676 |  |  | 358 | 25.7588 | 257.5881 | 358 | 240 | 1680 |  | 358 | 1281.6 | 3000 |  | 358 | 3120 | 7303.3708
[5 empty] | 359 | 27.0065 | 195.3848 | 1953.8483 |  |  | 359 | 25.7588 | 257.5881 | 359 | 240 | 1680 |  | 359 | 1281.6 | 3000 |  | 359 | 3120 | 7303.3708
[5 empty] | 360 | 28.5133 | 206.2861 | 2062.8612 |  |  | 360 | 25.7588 | 257.5881 | 360 | 240 | 1680 |  | 360 | 1281.6 | 3000 |  | 360 | 3120 | 7303.3708
[5 empty] | 361 | 27.3762 | 198.0595 | 1980.5951 |  |  | 361 | 25.7588 | 257.5881 | 361 | 240 | 1680 |  | 361 | 1281.6 | 3000 |  | 361 | 3120 | 7303.3708
[5 empty] | 362 | 29.1769 | 211.0867 | 2110.8673 |  |  | 362 | 25.7588 | 257.5881 | 362 | 240 | 1680 |  | 362 | 1281.6 | 3000 |  | 362 | 3120 | 7303.3708
[5 empty] | 363 | 34.792 | 251.7108 | 2517.1084 |  |  | 363 | 25.7588 | 257.5881 | 363 | 240 | 1680 |  | 363 | 1281.6 | 3000 |  | 363 | 3120 | 7303.3708
[5 empty] | 364 | 34.3927 | 248.8224 | 2488.2238 |  |  | 364 | 25.7588 | 257.5881 | 364 | 240 | 1680 |  | 364 | 1281.6 | 3000 |  | 364 | 3120 | 7303.3708
[5 empty] | 365 | 33.8066 | 244.5821 | 2445.821 |  |  | 365 | 25.7588 | 257.5881 | 365 | 240 | 1680 |  | 365 | 1281.6 | 3000 |  | 365 | 3120 | 7303.3708