## palermo consptn
| heating (kWh) | cooling (kWh) | cooling (kWh) | cooling (kWh) | cooling (kWh) | cooling (kWh) | cooling (kWh) | cooling (kWh) | pre cooling-heating (kWh)
time (hours) | base | low inf | high inf | high inf -0.75 win | high inf -0.5 win | high inf -0.5 win-buried pipe 18hr/day | high inf -0.5 win-buried pipe 9hr/day | high inf -0.5win-therm wall-27C control | heat recovery exchanger | improvements
00h30 | 0.07 | 0 | 0 | 0 | 0 | 0 | 0 | 0 | 0.015 | % south window area decrease for shading effect in summer period
01h30 | 0 | 0 | 0 | 0 | 0 | 0 | 0 | 0 | 0.015 | earth to air heat exchange through burried pipes
02h30 | 0 | 0 | 0 | 0 | 0 | 0 | 0 | 0 | 0.015 | ventilation from 0.3->varied with high natural night ventilation
03h30 | 0 | 0 | 0 | 0 | 0 | 0 | 0 | 0 | 0.015 | thermal mass increase in walls
04h30 | 0 | 0 | 0 | 0 | 0 | 0 | 0 | 0 | 0.015 | heat recovery 90% thermal reduction | -0.015 | kWh/h
05h30 | 0 | 0 | 0 | 0 | 0 | 0 | 0 | 0 | 0.015 | we introduced an all day heat recovery from november-march & 10-19:00 from june-oktober based on scheduled inf rates around the year
06h30 | 0 | 0 | 0 | 0 | 0 | 0 | 0 | 0 | 0.015
07h30 | 0.23 | 0 | 0 | 0 | 0 | 0 | 0 | 0 | 0.015
08h30 | 0.34 | 0 | 0 | 0 | 0 | 0 | 0 | 0 | 0.015
09h30 | 0.23 | 0 | 0 | 0 | 0 | 0 | 0 | 0 | 0.015
10h30 | 0.12 | 0 | 0 | 0 | 0 | 0 | 0 | 0 | 0.015
11h30 | 0.01 | 0 | 0 | 0 | 0 | 0 | 0 | 0 | 0.015
12h30 | 0 | 0 | 0 | 0 | 0 | 0 | 0 | 0 | 0.015
13h30 | 0 | 0 | 0 | 0 | 0 | 0 | 0 | 0 | 0.015
14h30 | 0 | 0 | 0 | 0 | 0 | 0 | 0 | 0 | 0.015
15h30 | 0 | 0 | 0 | 0 | 0 | 0 | 0 | 0 | 0.015
16h30 | 0 | 0 | 0 | 0 | 0 | 0 | 0 | 0 | 0.015
17h30 | 0 | 0 | 0 | 0 | 0 | 0 | 0 | 0 | 0.015
18h30 | 0 | 0 | 0 | 0 | 0 | 0 | 0 | 0 | 0.015
19h30 | 0 | 0 | 0 | 0 | 0 | 0 | 0 | 0 | 0.015
20h30 | 0 | 0 | 0 | 0 | 0 | 0 | 0 | 0 | 0.015
21h30 | 0 | 0 | 0 | 0 | 0 | 0 | 0 | 0 | 0.015
22h30 | 0 | 0 | 0 | 0 | 0 | 0 | 0 | 0 | 0.015
23h30 | 0 | 0 | 0 | 0 | 0 | 0 | 0 | 0 | 0.015
00h30 | 0 | 0 | 0 | 0 | 0 | 0 | 0 | 0 | 0.015
01h30 | 0 | 0 | 0 | 0 | 0 | 0 | 0 | 0 | 0.015
02h30 | 0 | 0 | 0 | 0 | 0 | 0 | 0 | 0 | 0.015
03h30 | 0 | 0 | 0 | 0 | 0 | 0 | 0 | 0 | 0.015
04h30 | 0 | 0 | 0 | 0 | 0 | 0 | 0 | 0 | 0.015
05h30 | 0 | 0 | 0 | 0 | 0 | 0 | 0 | 0 | 0.015
06h30 | 0 | 0 | 0 | 0 | 0 | 0 | 0 | 0 | 0.015
07h30 | 0.02 | 0 | 0 | 0 | 0 | 0 | 0 | 0 | 0.015
08h30 | 0.11 | 0 | 0 | 0 | 0 | 0 | 0 | 0 | 0.015
09h30 | 0.17 | 0 | 0 | 0 | 0 | 0 | 0 | 0 | 0.015
10h30 | 0.14 | 0 | 0 | 0 | 0 | 0 | 0 | 0 | 0.015
11h30 | 0.11 | 0 | 0 | 0 | 0 | 0 | 0 | 0 | 0.015
12h30 | 0.1 | 0 | 0 | 0 | 0 | 0 | 0 | 0 | 0.015
13h30 | 0.07 | 0 | 0 | 0 | 0 | 0 | 0 | 0 | 0.015
14h30 | 0.02 | 0 | 0 | 0 | 0 | 0 | 0 | 0 | 0.015
15h30 | 0 | 0 | 0 | 0 | 0 | 0 | 0 | 0 | 0.015
16h30 | 0 | 0 | 0 | 0 | 0 | 0 | 0 | 0 | 0.015
17h30 | 0 | 0 | 0 | 0 | 0 | 0 | 0 | 0 | 0.015
18h30 | 0 | 0 | 0 | 0 | 0 | 0 | 0 | 0 | 0.015
19h30 | 0.02 | 0 | 0 | 0 | 0 | 0 | 0 | 0 | 0.015
20h30 | 0.05 | 0 | 0 | 0 | 0 | 0 | 0 | 0 | 0.015
21h30 | 0.07 | 0 | 0 | 0 | 0 | 0 | 0 | 0 | 0.015
22h30 | 0.09 | 0 | 0 | 0 | 0 | 0 | 0 | 0 | 0.015
23h30 | 0.1 | 0 | 0 | 0 | 0 | 0 | 0 | 0 | 0.015
00h30 | 0.06 | 0 | 0 | 0 | 0 | 0 | 0 | 0 | 0.015
01h30 | 0 | 0 | 0 | 0 | 0 | 0 | 0 | 0 | 0.015
02h30 | 0 | 0 | 0 | 0 | 0 | 0 | 0 | 0 | 0.015
03h30 | 0 | 0 | 0 | 0 | 0 | 0 | 0 | 0 | 0.015
04h30 | 0 | 0 | 0 | 0 | 0 | 0 | 0 | 0 | 0.015
05h30 | 0 | 0 | 0 | 0 | 0 | 0 | 0 | 0 | 0.015
06h30 | 0 | 0 | 0 | 0 | 0 | 0 | 0 | 0 | 0.015
07h30 | 0.09 | 0 | 0 | 0 | 0 | 0 | 0 | 0 | 0.015
08h30 | 0.19 | 0 | 0 | 0 | 0 | 0 | 0 | 0 | 0.015
09h30 | 0.2 | 0 | 0 | 0 | 0 | 0 | 0 | 0 | 0.015
10h30 | 0.1 | 0 | 0 | 0 | 0 | 0 | 0 | 0 | 0.015
11h30 | 0.01 | 0 | 0 | 0 | 0 | 0 | 0 | 0 | 0.015
12h30 | 0 | 0 | 0 | 0 | 0 | 0 | 0 | 0 | 0.015
13h30 | 0 | 0 | 0 | 0 | 0 | 0 | 0 | 0 | 0.015
14h30 | 0 | 0 | 0 | 0 | 0 | 0 | 0 | 0 | 0.015
15h30 | 0 | 0 | 0 | 0 | 0 | 0 | 0 | 0 | 0.015
16h30 | 0 | 0 | 0 | 0 | 0 | 0 | 0 | 0 | 0.015
17h30 | 0 | 0 | 0 | 0 | 0 | 0 | 0 | 0 | 0.015
18h30 | 0 | 0 | 0 | 0 | 0 | 0 | 0 | 0 | 0.015
19h30 | 0 | 0 | 0 | 0 | 0 | 0 | 0 | 0 | 0.015
20h30 | 0 | 0 | 0 | 0 | 0 | 0 | 0 | 0 | 0.015
21h30 | 0 | 0 | 0 | 0 | 0 | 0 | 0 | 0 | 0.015
22h30 | 0 | 0 | 0 | 0 | 0 | 0 | 0 | 0 | 0.015
23h30 | 0 | 0 | 0 | 0 | 0 | 0 | 0 | 0 | 0.015
00h30 | 0 | 0 | 0 | 0 | 0 | 0 | 0 | 0 | 0.015
01h30 | 0 | 0 | 0 | 0 | 0 | 0 | 0 | 0 | 0.015
02h30 | 0 | 0 | 0 | 0 | 0 | 0 | 0 | 0 | 0.015
03h30 | 0 | 0 | 0 | 0 | 0 | 0 | 0 | 0 | 0.015
04h30 | 0 | 0 | 0 | 0 | 0 | 0 | 0 | 0 | 0.015
05h30 | 0 | 0 | 0 | 0 | 0 | 0 | 0 | 0 | 0.015
06h30 | 0 | 0 | 0 | 0 | 0 | 0 | 0 | 0 | 0.015
07h30 | 0 | 0 | 0 | 0 | 0 | 0 | 0 | 0 | 0.015
08h30 | 0.07 | 0 | 0 | 0 | 0 | 0 | 0 | 0 | 0.015
09h30 | 0.11 | 0 | 0 | 0 | 0 | 0 | 0 | 0 | 0.015
10h30 | 0.03 | 0 | 0 | 0 | 0 | 0 | 0 | 0 | 0.015
11h30 | 0 | 0 | 0 | 0 | 0 | 0 | 0 | 0 | 0.015
12h30 | 0 | 0 | 0 | 0 | 0 | 0 | 0 | 0 | 0.015
13h30 | 0 | 0 | 0 | 0 | 0 | 0 | 0 | 0 | 0.015
14h30 | 0 | 0 | 0 | 0 | 0 | 0 | 0 | 0 | 0.015
15h30 | 0 | 0 | 0 | 0 | 0 | 0 | 0 | 0 | 0.015
16h30 | 0 | 0 | 0 | 0 | 0 | 0 | 0 | 0 | 0.015
17h30 | 0 | 0 | 0 | 0 | 0 | 0 | 0 | 0 | 0.015
18h30 | 0 | 0 | 0 | 0 | 0 | 0 | 0 | 0 | 0.015
19h30 | 0 | 0 | 0 | 0 | 0 | 0 | 0 | 0 | 0.015
20h30 | 0 | 0 | 0 | 0 | 0 | 0 | 0 | 0 | 0.015
21h30 | 0 | 0 | 0 | 0 | 0 | 0 | 0 | 0 | 0.015
22h30 | 0 | 0 | 0 | 0 | 0 | 0 | 0 | 0 | 0.015
23h30 | 0 | 0 | 0 | 0 | 0 | 0 | 0 | 0 | 0.015
00h30 | 0 | 0 | 0 | 0 | 0 | 0 | 0 | 0 | 0.015
01h30 | 0 | 0 | 0 | 0 | 0 | 0 | 0 | 0 | 0.015
02h30 | 0 | 0 | 0 | 0 | 0 | 0 | 0 | 0 | 0.015
03h30 | 0 | 0 | 0 | 0 | 0 | 0 | 0 | 0 | 0.015
04h30 | 0 | 0 | 0 | 0 | 0 | 0 | 0 | 0 | 0.015
05h30 | 0 | 0 | 0 | 0 | 0 | 0 | 0 | 0 | 0.015
06h30 | 0 | 0 | 0 | 0 | 0 | 0 | 0 | 0 | 0.015
07h30 | 0 | 0 | 0 | 0 | 0 | 0 | 0 | 0 | 0.015
08h30 | 0.02 | 0 | 0 | 0 | 0 | 0 | 0 | 0 | 0.015
09h30 | 0.08 | 0 | 0 | 0 | 0 | 0 | 0 | 0 | 0.015
10h30 | 0.09 | 0 | 0 | 0 | 0 | 0 | 0 | 0 | 0.015
11h30 | 0.07 | 0 | 0 | 0 | 0 | 0 | 0 | 0 | 0.015
12h30 | 0.06 | 0 | 0 | 0 | 0 | 0 | 0 | 0 | 0.015
13h30 | 0.04 | 0 | 0 | 0 | 0 | 0 | 0 | 0 | 0.015
14h30 | 0.04 | 0 | 0 | 0 | 0 | 0 | 0 | 0 | 0.015
15h30 | 0.05 | 0 | 0 | 0 | 0 | 0 | 0 | 0 | 0.015
16h30 | 0.07 | 0 | 0 | 0 | 0 | 0 | 0 | 0 | 0.015
17h30 | 0.07 | 0 | 0 | 0 | 0 | 0 | 0 | 0 | 0.015
18h30 | 0.06 | 0 | 0 | 0 | 0 | 0 | 0 | 0 | 0.015
19h30 | 0.07 | 0 | 0 | 0 | 0 | 0 | 0 | 0 | 0.015
20h30 | 0.08 | 0 | 0 | 0 | 0 | 0 | 0 | 0 | 0.015
21h30 | 0.08 | 0 | 0 | 0 | 0 | 0 | 0 | 0 | 0.015
22h30 | 0.09 | 0 | 0 | 0 | 0 | 0 | 0 | 0 | 0.015
23h30 | 0.09 | 0 | 0 | 0 | 0 | 0 | 0 | 0 | 0.015
00h30 | 0.05 | 0 | 0 | 0 | 0 | 0 | 0 | 0 | 0.015
01h30 | 0 | 0 | 0 | 0 | 0 | 0 | 0 | 0 | 0.015
02h30 | 0 | 0 | 0 | 0 | 0 | 0 | 0 | 0 | 0.015
03h30 | 0 | 0 | 0 | 0 | 0 | 0 | 0 | 0 | 0.015
04h30 | 0 | 0 | 0 | 0 | 0 | 0 | 0 | 0 | 0.015
05h30 | 0 | 0 | 0 | 0 | 0 | 0 | 0 | 0 | 0.015
06h30 | 0 | 0 | 0 | 0 | 0 | 0 | 0 | 0 | 0.015
07h30 | 0.06 | 0 | 0 | 0 | 0 | 0 | 0 | 0 | 0.015
08h30 | 0.06 | 0 | 0 | 0 | 0 | 0 | 0 | 0 | 0.015
09h30 | 0 | 0 | 0 | 0 | 0 | 0 | 0 | 0 | 0.015
10h30 | 0 | 0 | 0 | 0 | 0 | 0 | 0 | 0 | 0.015
11h30 | 0 | 0 | 0 | 0 | 0 | 0 | 0 | 0 | 0.015
12h30 | 0 | 0 | 0 | 0 | 0 | 0 | 0 | 0 | 0.015
13h30 | 0 | 0 | 0 | 0 | 0 | 0 | 0 | 0 | 0.015
14h30 | 0 | 0 | 0 | 0 | 0 | 0 | 0 | 0 | 0.015
15h30 | 0 | 0 | 0 | 0 | 0 | 0 | 0 | 0 | 0.015
16h30 | 0 | 0 | 0 | 0 | 0 | 0 | 0 | 0 | 0.015
17h30 | 0 | 0 | 0 | 0 | 0 | 0 | 0 | 0 | 0.015
18h30 | 0 | 0 | 0 | 0 | 0 | 0 | 0 | 0 | 0.015
19h30 | 0 | 0 | 0 | 0 | 0 | 0 | 0 | 0 | 0.015
20h30 | 0 | 0 | 0 | 0 | 0 | 0 | 0 | 0 | 0.015
21h30 | 0 | 0 | 0 | 0 | 0 | 0 | 0 | 0 | 0.015
22h30 | 0 | 0 | 0 | 0 | 0 | 0 | 0 | 0 | 0.015
23h30 | 0 | 0 | 0 | 0 | 0 | 0 | 0 | 0 | 0.015
00h30 | 0 | 0 | 0 | 0 | 0 | 0 | 0 | 0 | 0.015
01h30 | 0 | 0 | 0 | 0 | 0 | 0 | 0 | 0 | 0.015
02h30 | 0 | 0 | 0 | 0 | 0 | 0 | 0 | 0 | 0.015
03h30 | 0 | 0 | 0 | 0 | 0 | 0 | 0 | 0 | 0.015
04h30 | 0 | 0 | 0 | 0 | 0 | 0 | 0 | 0 | 0.015
05h30 | 0 | 0 | 0 | 0 | 0 | 0 | 0 | 0 | 0.015
06h30 | 0 | 0 | 0 | 0 | 0 | 0 | 0 | 0 | 0.015
07h30 | 0 | 0 | 0 | 0 | 0 | 0 | 0 | 0 | 0.015
08h30 | 0 | 0 | 0 | 0 | 0 | 0 | 0 | 0 | 0.015
09h30 | 0 | 0 | 0 | 0 | 0 | 0 | 0 | 0 | 0.015
10h30 | 0 | 0 | 0 | 0 | 0 | 0 | 0 | 0 | 0.015
11h30 | 0 | 0 | 0 | 0 | 0 | 0 | 0 | 0 | 0.015
12h30 | 0 | 0 | 0 | 0 | 0 | 0 | 0 | 0 | 0.015
13h30 | 0 | 0 | 0 | 0 | 0 | 0 | 0 | 0 | 0.015
14h30 | 0 | 0 | 0 | 0 | 0 | 0 | 0 | 0 | 0.015
15h30 | 0 | 0 | 0 | 0 | 0 | 0 | 0 | 0 | 0.015
16h30 | 0 | 0 | 0 | 0 | 0 | 0 | 0 | 0 | 0.015
17h30 | 0 | 0 | 0 | 0 | 0 | 0 | 0 | 0 | 0.015
18h30 | 0 | 0 | 0 | 0 | 0 | 0 | 0 | 0 | 0.015
19h30 | 0 | 0 | 0 | 0 | 0 | 0 | 0 | 0 | 0.015
20h30 | 0 | 0 | 0 | 0 | 0 | 0 | 0 | 0 | 0.015
21h30 | 0 | 0 | 0 | 0 | 0 | 0 | 0 | 0 | 0.015
22h30 | 0 | 0 | 0 | 0 | 0 | 0 | 0 | 0 | 0.015
23h30 | 0 | 0 | 0 | 0 | 0 | 0 | 0 | 0 | 0.015
00h30 | 0 | 0 | 0 | 0 | 0 | 0 | 0 | 0 | 0.015
01h30 | 0 | 0 | 0 | 0 | 0 | 0 | 0 | 0 | 0.015
02h30 | 0 | 0 | 0 | 0 | 0 | 0 | 0 | 0 | 0.015
03h30 | 0 | 0 | 0 | 0 | 0 | 0 | 0 | 0 | 0.015
04h30 | 0 | 0 | 0 | 0 | 0 | 0 | 0 | 0 | 0.015
05h30 | 0 | 0 | 0 | 0 | 0 | 0 | 0 | 0 | 0.015
06h30 | 0 | 0 | 0 | 0 | 0 | 0 | 0 | 0 | 0.015
07h30 | 0 | 0 | 0 | 0 | 0 | 0 | 0 | 0 | 0.015
08h30 | 0.01 | 0 | 0 | 0 | 0 | 0 | 0 | 0 | 0.015
09h30 | 0.05 | 0 | 0 | 0 | 0 | 0 | 0 | 0 | 0.015
10h30 | 0.05 | 0 | 0 | 0 | 0 | 0 | 0 | 0 | 0.015
11h30 | 0.01 | 0 | 0 | 0 | 0 | 0 | 0 | 0 | 0.015
12h30 | 0 | 0 | 0 | 0 | 0 | 0 | 0 | 0 | 0.015
13h30 | 0 | 0 | 0 | 0 | 0 | 0 | 0 | 0 | 0.015
14h30 | 0 | 0 | 0 | 0 | 0 | 0 | 0 | 0 | 0.015
15h30 | 0 | 0 | 0 | 0 | 0 | 0 | 0 | 0 | 0.015
16h30 | 0 | 0 | 0 | 0 | 0 | 0 | 0 | 0 | 0.015
17h30 | 0 | 0 | 0 | 0 | 0 | 0 | 0 | 0 | 0.015
18h30 | 0 | 0 | 0 | 0 | 0 | 0 | 0 | 0 | 0.015
19h30 | 0 | 0 | 0 | 0 | 0 | 0 | 0 | 0 | 0.015
20h30 | 0 | 0 | 0 | 0 | 0 | 0 | 0 | 0 | 0.015
21h30 | 0 | 0 | 0 | 0 | 0 | 0 | 0 | 0 | 0.015
22h30 | 0 | 0 | 0 | 0 | 0 | 0 | 0 | 0 | 0.015
23h30 | 0 | 0 | 0 | 0 | 0 | 0 | 0 | 0 | 0.015
00h30 | 0 | 0 | 0 | 0 | 0 | 0 | 0 | 0 | 0.015
01h30 | 0 | 0 | 0 | 0 | 0 | 0 | 0 | 0 | 0.015
02h30 | 0 | 0 | 0 | 0 | 0 | 0 | 0 | 0 | 0.015
03h30 | 0 | 0 | 0 | 0 | 0 | 0 | 0 | 0 | 0.015
04h30 | 0 | 0 | 0 | 0 | 0 | 0 | 0 | 0 | 0.015
05h30 | 0 | 0 | 0 | 0 | 0 | 0 | 0 | 0 | 0.015
06h30 | 0 | 0 | 0 | 0 | 0 | 0 | 0 | 0 | 0.015
07h30 | 0 | 0 | 0 | 0 | 0 | 0 | 0 | 0 | 0.015
08h30 | 0.04 | 0 | 0 | 0 | 0 | 0 | 0 | 0 | 0.015
09h30 | 0.09 | 0 | 0 | 0 | 0 | 0 | 0 | 0 | 0.015
10h30 | 0.04 | 0 | 0 | 0 | 0 | 0 | 0 | 0 | 0.015
11h30 | 0 | 0 | 0 | 0 | 0 | 0 | 0 | 0 | 0.015
12h30 | 0 | 0 | 0 | 0 | 0 | 0 | 0 | 0 | 0.015
13h30 | 0 | 0 | 0 | 0 | 0 | 0 | 0 | 0 | 0.015
14h30 | 0 | 0 | 0 | 0 | 0 | 0 | 0 | 0 | 0.015
15h30 | 0 | 0 | 0 | 0 | 0 | 0 | 0 | 0 | 0.015
16h30 | 0 | 0 | 0 | 0 | 0 | 0 | 0 | 0 | 0.015
17h30 | 0 | 0 | 0 | 0 | 0 | 0 | 0 | 0 | 0.015
18h30 | 0 | 0 | 0 | 0 | 0 | 0 | 0 | 0 | 0.015
19h30 | 0 | 0 | 0 | 0 | 0 | 0 | 0 | 0 | 0.015
20h30 | 0 | 0 | 0 | 0 | 0 | 0 | 0 | 0 | 0.015
21h30 | 0 | 0 | 0 | 0 | 0 | 0 | 0 | 0 | 0.015
22h30 | 0 | 0 | 0 | 0 | 0 | 0 | 0 | 0 | 0.015
23h30 | 0 | 0 | 0 | 0 | 0 | 0 | 0 | 0 | 0.015
00h30 | 0 | 0 | 0 | 0 | 0 | 0 | 0 | 0 | 0.015
01h30 | 0 | 0 | 0 | 0 | 0 | 0 | 0 | 0 | 0.015
02h30 | 0 | 0 | 0 | 0 | 0 | 0 | 0 | 0 | 0.015
03h30 | 0 | 0 | 0 | 0 | 0 | 0 | 0 | 0 | 0.015
04h30 | 0 | 0 | 0 | 0 | 0 | 0 | 0 | 0 | 0.015
05h30 | 0 | 0 | 0 | 0 | 0 | 0 | 0 | 0 | 0.015
06h30 | 0 | 0 | 0 | 0 | 0 | 0 | 0 | 0 | 0.015
07h30 | 0 | 0 | 0 | 0 | 0 | 0 | 0 | 0 | 0.015
08h30 | 0.04 | 0 | 0 | 0 | 0 | 0 | 0 | 0 | 0.015
09h30 | 0.07 | 0 | 0 | 0 | 0 | 0 | 0 | 0 | 0.015
10h30 | 0.03 | 0 | 0 | 0 | 0 | 0 | 0 | 0 | 0.015
11h30 | 0 | 0 | 0 | 0 | 0 | 0 | 0 | 0 | 0.015
12h30 | 0 | 0 | 0 | 0 | 0 | 0 | 0 | 0 | 0.015
13h30 | 0 | 0 | 0 | 0 | 0 | 0 | 0 | 0 | 0.015
14h30 | 0 | 0 | 0 | 0 | 0 | 0 | 0 | 0 | 0.015
15h30 | 0 | 0 | 0 | 0 | 0 | 0 | 0 | 0 | 0.015
16h30 | 0 | 0 | 0 | 0 | 0 | 0 | 0 | 0 | 0.015
17h30 | 0 | 0 | 0 | 0 | 0 | 0 | 0 | 0 | 0.015
18h30 | 0 | 0 | 0 | 0 | 0 | 0 | 0 | 0 | 0.015
19h30 | 0 | 0 | 0 | 0 | 0 | 0 | 0 | 0 | 0.015
20h30 | 0 | 0 | 0 | 0 | 0 | 0 | 0 | 0 | 0.015
21h30 | 0 | 0 | 0 | 0 | 0 | 0 | 0 | 0 | 0.015
22h30 | 0 | 0 | 0 | 0 | 0 | 0 | 0 | 0 | 0.015
23h30 | 0 | 0 | 0 | 0 | 0 | 0 | 0 | 0 | 0.015
00h30 | 0 | 0 | 0 | 0 | 0 | 0 | 0 | 0 | 0.015
01h30 | 0 | 0 | 0 | 0 | 0 | 0 | 0 | 0 | 0.015
02h30 | 0 | 0 | 0 | 0 | 0 | 0 | 0 | 0 | 0.015
03h30 | 0 | 0 | 0 | 0 | 0 | 0 | 0 | 0 | 0.015
04h30 | 0 | 0 | 0 | 0 | 0 | 0 | 0 | 0 | 0.015
05h30 | 0 | 0 | 0 | 0 | 0 | 0 | 0 | 0 | 0.015
06h30 | 0 | 0 | 0 | 0 | 0 | 0 | 0 | 0 | 0.015
07h30 | 0 | 0 | 0 | 0 | 0 | 0 | 0 | 0 | 0.015
08h30 | 0.02 | 0 | 0 | 0 | 0 | 0 | 0 | 0 | 0.015
09h30 | 0.03 | 0 | 0 | 0 | 0 | 0 | 0 | 0 | 0.015
10h30 | 0.02 | 0 | 0 | 0 | 0 | 0 | 0 | 0 | 0.015
11h30 | 0 | 0 | 0 | 0 | 0 | 0 | 0 | 0 | 0.015
12h30 | 0 | 0 | 0 | 0 | 0 | 0 | 0 | 0 | 0.015
13h30 | 0 | 0 | 0 | 0 | 0 | 0 | 0 | 0 | 0.015
14h30 | 0 | 0 | 0 | 0 | 0 | 0 | 0 | 0 | 0.015
15h30 | 0 | 0 | 0 | 0 | 0 | 0 | 0 | 0 | 0.015
16h30 | 0 | 0 | 0 | 0 | 0 | 0 | 0 | 0 | 0.015
17h30 | 0 | 0 | 0 | 0 | 0 | 0 | 0 | 0 | 0.015
18h30 | 0 | 0 | 0 | 0 | 0 | 0 | 0 | 0 | 0.015
19h30 | 0 | 0 | 0 | 0 | 0 | 0 | 0 | 0 | 0.015
20h30 | 0 | 0 | 0 | 0 | 0 | 0 | 0 | 0 | 0.015
21h30 | 0 | 0 | 0 | 0 | 0 | 0 | 0 | 0 | 0.015
22h30 | 0 | 0 | 0 | 0 | 0 | 0 | 0 | 0 | 0.015
23h30 | 0 | 0 | 0 | 0 | 0 | 0 | 0 | 0 | 0.015
00h30 | 0 | 0 | 0 | 0 | 0 | 0 | 0 | 0 | 0.015
01h30 | 0 | 0 | 0 | 0 | 0 | 0 | 0 | 0 | 0.015
02h30 | 0 | 0 | 0 | 0 | 0 | 0 | 0 | 0 | 0.015
03h30 | 0 | 0 | 0 | 0 | 0 | 0 | 0 | 0 | 0.015
04h30 | 0 | 0 | 0 | 0 | 0 | 0 | 0 | 0 | 0.015
05h30 | 0 | 0 | 0 | 0 | 0 | 0 | 0 | 0 | 0.015
06h30 | 0 | 0 | 0 | 0 | 0 | 0 | 0 | 0 | 0.015
07h30 | 0 | 0 | 0 | 0 | 0 | 0 | 0 | 0 | 0.015
08h30 | 0.01 | 0 | 0 | 0 | 0 | 0 | 0 | 0 | 0.015
09h30 | 0.02 | 0 | 0 | 0 | 0 | 0 | 0 | 0 | 0.015
10h30 | 0.01 | 0 | 0 | 0 | 0 | 0 | 0 | 0 | 0.015
11h30 | 0 | 0 | 0 | 0 | 0 | 0 | 0 | 0 | 0.015
12h30 | 0 | 0 | 0 | 0 | 0 | 0 | 0 | 0 | 0.015
13h30 | 0 | 0 | 0 | 0 | 0 | 0 | 0 | 0 | 0.015
14h30 | 0 | 0 | 0 | 0 | 0 | 0 | 0 | 0 | 0.015
15h30 | 0 | 0 | 0 | 0 | 0 | 0 | 0 | 0 | 0.015
16h30 | 0 | 0 | 0 | 0 | 0 | 0 | 0 | 0 | 0.015
17h30 | 0 | 0 | 0 | 0 | 0 | 0 | 0 | 0 | 0.015
18h30 | 0 | 0 | 0 | 0 | 0 | 0 | 0 | 0 | 0.015
19h30 | 0 | 0 | 0 | 0 | 0 | 0 | 0 | 0 | 0.015
20h30 | 0 | 0 | 0 | 0 | 0 | 0 | 0 | 0 | 0.015
21h30 | 0 | 0 | 0 | 0 | 0 | 0 | 0 | 0 | 0.015
22h30 | 0 | 0 | 0 | 0 | 0 | 0 | 0 | 0 | 0.015
23h30 | 0 | 0 | 0 | 0 | 0 | 0 | 0 | 0 | 0.015
00h30 | 0 | 0 | 0 | 0 | 0 | 0 | 0 | 0 | 0.015
01h30 | 0 | 0 | 0 | 0 | 0 | 0 | 0 | 0 | 0.015
02h30 | 0 | 0 | 0 | 0 | 0 | 0 | 0 | 0 | 0.015
03h30 | 0 | 0 | 0 | 0 | 0 | 0 | 0 | 0 | 0.015
04h30 | 0 | 0 | 0 | 0 | 0 | 0 | 0 | 0 | 0.015
05h30 | 0 | 0 | 0 | 0 | 0 | 0 | 0 | 0 | 0.015
06h30 | 0 | 0 | 0 | 0 | 0 | 0 | 0 | 0 | 0.015
07h30 | 0 | 0 | 0 | 0 | 0 | 0 | 0 | 0 | 0.015
08h30 | 0 | 0 | 0 | 0 | 0 | 0 | 0 | 0 | 0.015
09h30 | 0 | 0 | 0 | 0 | 0 | 0 | 0 | 0 | 0.015
10h30 | 0 | 0 | 0 | 0 | 0 | 0 | 0 | 0 | 0.015
11h30 | 0 | 0 | 0 | 0 | 0 | 0 | 0 | 0 | 0.015
12h30 | 0 | 0 | 0 | 0 | 0 | 0 | 0 | 0 | 0.015
13h30 | 0 | 0 | 0 | 0 | 0 | 0 | 0 | 0 | 0.015
14h30 | 0 | 0 | 0 | 0 | 0 | 0 | 0 | 0 | 0.015
15h30 | 0 | 0 | 0 | 0 | 0 | 0 | 0 | 0 | 0.015
16h30 | 0 | 0 | 0 | 0 | 0 | 0 | 0 | 0 | 0.015
17h30 | 0 | 0 | 0 | 0 | 0 | 0 | 0 | 0 | 0.015
18h30 | 0 | 0 | 0 | 0 | 0 | 0 | 0 | 0 | 0.015
19h30 | 0 | 0 | 0 | 0 | 0 | 0 | 0 | 0 | 0.015
20h30 | 0 | 0 | 0 | 0 | 0 | 0 | 0 | 0 | 0.015
21h30 | 0 | 0 | 0 | 0 | 0 | 0 | 0 | 0 | 0.015
22h30 | 0 | 0 | 0 | 0 | 0 | 0 | 0 | 0 | 0.015
23h30 | 0 | 0 | 0 | 0 | 0 | 0 | 0 | 0 | 0.015
00h30 | 0 | 0 | 0 | 0 | 0 | 0 | 0 | 0 | 0.015
01h30 | 0 | 0 | 0 | 0 | 0 | 0 | 0 | 0 | 0.015
02h30 | 0 | 0 | 0 | 0 | 0 | 0 | 0 | 0 | 0.015
03h30 | 0 | 0 | 0 | 0 | 0 | 0 | 0 | 0 | 0.015
04h30 | 0 | 0 | 0 | 0 | 0 | 0 | 0 | 0 | 0.015
05h30 | 0 | 0 | 0 | 0 | 0 | 0 | 0 | 0 | 0.015
06h30 | 0 | 0 | 0 | 0 | 0 | 0 | 0 | 0 | 0.015
07h30 | 0 | 0 | 0 | 0 | 0 | 0 | 0 | 0 | 0.015
08h30 | 0 | 0 | 0 | 0 | 0 | 0 | 0 | 0 | 0.015
09h30 | 0 | 0 | 0 | 0 | 0 | 0 | 0 | 0 | 0.015
10h30 | 0 | 0 | 0 | 0 | 0 | 0 | 0 | 0 | 0.015
11h30 | 0 | 0 | 0 | 0 | 0 | 0 | 0 | 0 | 0.015
12h30 | 0 | 0 | 0 | 0 | 0 | 0 | 0 | 0 | 0.015
13h30 | 0 | 0 | 0 | 0 | 0 | 0 | 0 | 0 | 0.015
14h30 | 0 | 0 | 0 | 0 | 0 | 0 | 0 | 0 | 0.015
15h30 | 0 | 0 | 0 | 0 | 0 | 0 | 0 | 0 | 0.015
16h30 | 0 | 0 | 0 | 0 | 0 | 0 | 0 | 0 | 0.015
17h30 | 0 | 0 | 0 | 0 | 0 | 0 | 0 | 0 | 0.015
18h30 | 0 | 0 | 0 | 0 | 0 | 0 | 0 | 0 | 0.015
19h30 | 0 | 0 | 0 | 0 | 0 | 0 | 0 | 0 | 0.015
20h30 | 0 | 0 | 0 | 0 | 0 | 0 | 0 | 0 | 0.015
21h30 | 0 | 0 | 0 | 0 | 0 | 0 | 0 | 0 | 0.015
22h30 | 0 | 0 | 0 | 0 | 0 | 0 | 0 | 0 | 0.015
23h30 | 0 | 0 | 0 | 0 | 0 | 0 | 0 | 0 | 0.015
00h30 | 0 | 0 | 0 | 0 | 0 | 0 | 0 | 0 | 0.015
01h30 | 0 | 0 | 0 | 0 | 0 | 0 | 0 | 0 | 0.015
02h30 | 0 | 0 | 0 | 0 | 0 | 0 | 0 | 0 | 0.015
03h30 | 0 | 0 | 0 | 0 | 0 | 0 | 0 | 0 | 0.015
04h30 | 0 | 0 | 0 | 0 | 0 | 0 | 0 | 0 | 0.015
05h30 | 0 | 0 | 0 | 0 | 0 | 0 | 0 | 0 | 0.015
06h30 | 0 | 0 | 0 | 0 | 0 | 0 | 0 | 0 | 0.015
07h30 | 0 | 0 | 0 | 0 | 0 | 0 | 0 | 0 | 0.015
08h30 | 0 | 0 | 0 | 0 | 0 | 0 | 0 | 0 | 0.015
09h30 | 0 | 0 | 0 | 0 | 0 | 0 | 0 | 0 | 0.015
10h30 | 0 | 0 | 0 | 0 | 0 | 0 | 0 | 0 | 0.015
11h30 | 0 | 0 | 0 | 0 | 0 | 0 | 0 | 0 | 0.015
12h30 | 0 | 0 | 0 | 0 | 0 | 0 | 0 | 0 | 0.015
13h30 | 0 | 0 | 0 | 0 | 0 | 0 | 0 | 0 | 0.015
14h30 | 0 | 0 | 0 | 0 | 0 | 0 | 0 | 0 | 0.015
15h30 | 0 | 0 | 0 | 0 | 0 | 0 | 0 | 0 | 0.015
16h30 | 0 | 0 | 0 | 0 | 0 | 0 | 0 | 0 | 0.015
17h30 | 0 | 0 | 0 | 0 | 0 | 0 | 0 | 0 | 0.015
18h30 | 0 | 0 | 0 | 0 | 0 | 0 | 0 | 0 | 0.015
19h30 | 0 | 0 | 0 | 0 | 0 | 0 | 0 | 0 | 0.015
20h30 | 0 | 0 | 0 | 0 | 0 | 0 | 0 | 0 | 0.015
21h30 | 0 | 0 | 0 | 0 | 0 | 0 | 0 | 0 | 0.015
22h30 | 0 | 0 | 0 | 0 | 0 | 0 | 0 | 0 | 0.015
23h30 | 0 | 0 | 0 | 0 | 0 | 0 | 0 | 0 | 0.015
00h30 | 0 | 0 | 0 | 0 | 0 | 0 | 0 | 0 | 0.015
01h30 | 0 | 0 | 0 | 0 | 0 | 0 | 0 | 0 | 0.015
02h30 | 0 | 0 | 0 | 0 | 0 | 0 | 0 | 0 | 0.015
03h30 | 0 | 0 | 0 | 0 | 0 | 0 | 0 | 0 | 0.015
04h30 | 0 | 0 | 0 | 0 | 0 | 0 | 0 | 0 | 0.015
05h30 | 0 | 0 | 0 | 0 | 0 | 0 | 0 | 0 | 0.015
06h30 | 0 | 0 | 0 | 0 | 0 | 0 | 0 | 0 | 0.015
07h30 | 0 | 0 | 0 | 0 | 0 | 0 | 0 | 0 | 0.015
08h30 | 0.05 | 0 | 0 | 0 | 0 | 0 | 0 | 0 | 0.015
09h30 | 0.09 | 0 | 0 | 0 | 0 | 0 | 0 | 0 | 0.015
10h30 | 0.03 | 0 | 0 | 0 | 0 | 0 | 0 | 0 | 0.015
11h30 | 0 | 0 | 0 | 0 | 0 | 0 | 0 | 0 | 0.015
12h30 | 0 | 0 | 0 | 0 | 0 | 0 | 0 | 0 | 0.015
13h30 | 0 | 0 | 0 | 0 | 0 | 0 | 0 | 0 | 0.015
14h30 | 0 | 0 | 0 | 0 | 0 | 0 | 0 | 0 | 0.015
15h30 | 0 | 0 | 0 | 0 | 0 | 0 | 0 | 0 | 0.015
16h30 | 0 | 0 | 0 | 0 | 0 | 0 | 0 | 0 | 0.015
17h30 | 0 | 0 | 0 | 0 | 0 | 0 | 0 | 0 | 0.015
18h30 | 0 | 0 | 0 | 0 | 0 | 0 | 0 | 0 | 0.015
19h30 | 0 | 0 | 0 | 0 | 0 | 0 | 0 | 0 | 0.015
20h30 | 0 | 0 | 0 | 0 | 0 | 0 | 0 | 0 | 0.015
21h30 | 0 | 0 | 0 | 0 | 0 | 0 | 0 | 0 | 0.015
22h30 | 0 | 0 | 0 | 0 | 0 | 0 | 0 | 0 | 0.015
23h30 | 0 | 0 | 0 | 0 | 0 | 0 | 0 | 0 | 0.015
00h30 | 0 | 0 | 0 | 0 | 0 | 0 | 0 | 0 | 0.015
01h30 | 0 | 0 | 0 | 0 | 0 | 0 | 0 | 0 | 0.015
02h30 | 0 | 0 | 0 | 0 | 0 | 0 | 0 | 0 | 0.015
03h30 | 0 | 0 | 0 | 0 | 0 | 0 | 0 | 0 | 0.015
04h30 | 0 | 0 | 0 | 0 | 0 | 0 | 0 | 0 | 0.015
05h30 | 0 | 0 | 0 | 0 | 0 | 0 | 0 | 0 | 0.015
06h30 | 0 | 0 | 0 | 0 | 0 | 0 | 0 | 0 | 0.015
07h30 | 0 | 0 | 0 | 0 | 0 | 0 | 0 | 0 | 0.015
08h30 | 0 | 0 | 0 | 0 | 0 | 0 | 0 | 0 | 0.015
09h30 | 0 | 0 | 0 | 0 | 0 | 0 | 0 | 0 | 0.015
10h30 | 0 | 0 | 0 | 0 | 0 | 0 | 0 | 0 | 0.015
11h30 | 0 | 0 | 0 | 0 | 0 | 0 | 0 | 0 | 0.015
12h30 | 0 | 0 | 0 | 0 | 0 | 0 | 0 | 0 | 0.015
13h30 | 0 | 0 | 0 | 0 | 0 | 0 | 0 | 0 | 0.015
14h30 | 0 | 0 | 0 | 0 | 0 | 0 | 0 | 0 | 0.015
15h30 | 0 | 0 | 0 | 0 | 0 | 0 | 0 | 0 | 0.015
16h30 | 0 | 0 | 0 | 0 | 0 | 0 | 0 | 0 | 0.015
17h30 | 0 | 0 | 0 | 0 | 0 | 0 | 0 | 0 | 0.015
18h30 | 0 | 0 | 0 | 0 | 0 | 0 | 0 | 0 | 0.015
19h30 | 0 | 0 | 0 | 0 | 0 | 0 | 0 | 0 | 0.015
20h30 | 0 | 0 | 0 | 0 | 0 | 0 | 0 | 0 | 0.015
21h30 | 0 | 0 | 0 | 0 | 0 | 0 | 0 | 0 | 0.015
22h30 | 0 | 0 | 0 | 0 | 0 | 0 | 0 | 0 | 0.015
23h30 | 0 | 0 | 0 | 0 | 0 | 0 | 0 | 0 | 0.015
00h30 | 0 | 0 | 0 | 0 | 0 | 0 | 0 | 0 | 0.015
01h30 | 0 | 0 | 0 | 0 | 0 | 0 | 0 | 0 | 0.015
02h30 | 0 | 0 | 0 | 0 | 0 | 0 | 0 | 0 | 0.015
03h30 | 0 | 0 | 0 | 0 | 0 | 0 | 0 | 0 | 0.015
04h30 | 0 | 0 | 0 | 0 | 0 | 0 | 0 | 0 | 0.015
05h30 | 0 | 0 | 0 | 0 | 0 | 0 | 0 | 0 | 0.015
06h30 | 0 | 0 | 0 | 0 | 0 | 0 | 0 | 0 | 0.015
07h30 | 0 | 0 | 0 | 0 | 0 | 0 | 0 | 0 | 0.015
08h30 | 0 | 0 | 0 | 0 | 0 | 0 | 0 | 0 | 0.015
09h30 | 0 | 0 | 0 | 0 | 0 | 0 | 0 | 0 | 0.015
10h30 | 0 | 0 | 0 | 0 | 0 | 0 | 0 | 0 | 0.015
11h30 | 0 | 0 | 0 | 0 | 0 | 0 | 0 | 0 | 0.015
12h30 | 0 | 0 | 0 | 0 | 0 | 0 | 0 | 0 | 0.015
13h30 | 0 | 0 | 0 | 0 | 0 | 0 | 0 | 0 | 0.015
14h30 | 0 | 0 | 0 | 0 | 0 | 0 | 0 | 0 | 0.015
15h30 | 0 | 0 | 0 | 0 | 0 | 0 | 0 | 0 | 0.015
16h30 | 0 | 0 | 0 | 0 | 0 | 0 | 0 | 0 | 0.015
17h30 | 0 | 0 | 0 | 0 | 0 | 0 | 0 | 0 | 0.015
18h30 | 0 | 0 | 0 | 0 | 0 | 0 | 0 | 0 | 0.015
19h30 | 0 | 0 | 0 | 0 | 0 | 0 | 0 | 0 | 0.015
20h30 | 0 | 0 | 0 | 0 | 0 | 0 | 0 | 0 | 0.015
21h30 | 0 | 0 | 0 | 0 | 0 | 0 | 0 | 0 | 0.015
22h30 | 0 | 0 | 0 | 0 | 0 | 0 | 0 | 0 | 0.015
23h30 | 0 | 0 | 0 | 0 | 0 | 0 | 0 | 0 | 0.015
00h30 | 0 | 0 | 0 | 0 | 0 | 0 | 0 | 0 | 0.015
01h30 | 0 | 0 | 0 | 0 | 0 | 0 | 0 | 0 | 0.015
02h30 | 0 | 0 | 0 | 0 | 0 | 0 | 0 | 0 | 0.015
03h30 | 0 | 0 | 0 | 0 | 0 | 0 | 0 | 0 | 0.015
04h30 | 0 | 0 | 0 | 0 | 0 | 0 | 0 | 0 | 0.015
05h30 | 0 | 0 | 0 | 0 | 0 | 0 | 0 | 0 | 0.015
06h30 | 0 | 0 | 0 | 0 | 0 | 0 | 0 | 0 | 0.015
07h30 | 0 | 0 | 0 | 0 | 0 | 0 | 0 | 0 | 0.015
08h30 | 0 | 0 | 0 | 0 | 0 | 0 | 0 | 0 | 0.015
09h30 | 0 | 0 | 0 | 0 | 0 | 0 | 0 | 0 | 0.015
10h30 | 0 | 0 | 0 | 0 | 0 | 0 | 0 | 0 | 0.015
11h30 | 0 | 0 | 0 | 0 | 0 | 0 | 0 | 0 | 0.015
12h30 | 0 | 0 | 0 | 0 | 0 | 0 | 0 | 0 | 0.015
13h30 | 0 | 0 | 0 | 0 | 0 | 0 | 0 | 0 | 0.015
14h30 | 0 | 0 | 0 | 0 | 0 | 0 | 0 | 0 | 0.015
15h30 | 0 | 0 | 0 | 0 | 0 | 0 | 0 | 0 | 0.015
16h30 | 0 | 0 | 0 | 0 | 0 | 0 | 0 | 0 | 0.015
17h30 | 0 | 0 | 0 | 0 | 0 | 0 | 0 | 0 | 0.015
18h30 | 0 | 0 | 0 | 0 | 0 | 0 | 0 | 0 | 0.015
19h30 | 0 | 0 | 0 | 0 | 0 | 0 | 0 | 0 | 0.015
20h30 | 0 | 0 | 0 | 0 | 0 | 0 | 0 | 0 | 0.015
21h30 | 0 | 0 | 0 | 0 | 0 | 0 | 0 | 0 | 0.015
22h30 | 0 | 0 | 0 | 0 | 0 | 0 | 0 | 0 | 0.015
23h30 | 0 | 0 | 0 | 0 | 0 | 0 | 0 | 0 | 0.015
00h30 | 0 | 0 | 0 | 0 | 0 | 0 | 0 | 0 | 0.015
01h30 | 0 | 0 | 0 | 0 | 0 | 0 | 0 | 0 | 0.015
02h30 | 0 | 0 | 0 | 0 | 0 | 0 | 0 | 0 | 0.015
03h30 | 0 | 0 | 0 | 0 | 0 | 0 | 0 | 0 | 0.015
04h30 | 0 | 0 | 0 | 0 | 0 | 0 | 0 | 0 | 0.015
05h30 | 0 | 0 | 0 | 0 | 0 | 0 | 0 | 0 | 0.015
06h30 | 0 | 0 | 0 | 0 | 0 | 0 | 0 | 0 | 0.015
07h30 | 0 | 0 | 0 | 0 | 0 | 0 | 0 | 0 | 0.015
08h30 | 0 | 0 | 0 | 0 | 0 | 0 | 0 | 0 | 0.015
09h30 | 0 | 0 | 0 | 0 | 0 | 0 | 0 | 0 | 0.015
10h30 | 0 | 0 | 0 | 0 | 0 | 0 | 0 | 0 | 0.015
11h30 | 0 | 0 | 0 | 0 | 0 | 0 | 0 | 0 | 0.015
12h30 | 0 | 0 | 0 | 0 | 0 | 0 | 0 | 0 | 0.015
13h30 | 0 | 0 | 0 | 0 | 0 | 0 | 0 | 0 | 0.015
14h30 | 0 | 0 | 0 | 0 | 0 | 0 | 0 | 0 | 0.015
15h30 | 0 | 0 | 0 | 0 | 0 | 0 | 0 | 0 | 0.015
16h30 | 0 | 0 | 0 | 0 | 0 | 0 | 0 | 0 | 0.015
17h30 | 0 | 0 | 0 | 0 | 0 | 0 | 0 | 0 | 0.015
18h30 | 0 | 0 | 0 | 0 | 0 | 0 | 0 | 0 | 0.015
19h30 | 0 | 0 | 0 | 0 | 0 | 0 | 0 | 0 | 0.015
20h30 | 0 | 0 | 0 | 0 | 0 | 0 | 0 | 0 | 0.015
21h30 | 0 | 0 | 0 | 0 | 0 | 0 | 0 | 0 | 0.015
22h30 | 0 | 0 | 0 | 0 | 0 | 0 | 0 | 0 | 0.015
23h30 | 0 | 0 | 0 | 0 | 0 | 0 | 0 | 0 | 0.015
00h30 | 0 | 0 | 0 | 0 | 0 | 0 | 0 | 0 | 0.015
01h30 | 0 | 0 | 0 | 0 | 0 | 0 | 0 | 0 | 0.015
02h30 | 0 | 0 | 0 | 0 | 0 | 0 | 0 | 0 | 0.015
03h30 | 0 | 0 | 0 | 0 | 0 | 0 | 0 | 0 | 0.015
04h30 | 0 | 0 | 0 | 0 | 0 | 0 | 0 | 0 | 0.015
05h30 | 0 | 0 | 0 | 0 | 0 | 0 | 0 | 0 | 0.015
06h30 | 0 | 0 | 0 | 0 | 0 | 0 | 0 | 0 | 0.015
07h30 | 0 | 0 | 0 | 0 | 0 | 0 | 0 | 0 | 0.015
08h30 | 0 | 0 | 0 | 0 | 0 | 0 | 0 | 0 | 0.015
09h30 | 0 | 0 | 0 | 0 | 0 | 0 | 0 | 0 | 0.015
10h30 | 0 | 0 | 0 | 0 | 0 | 0 | 0 | 0 | 0.015
11h30 | 0 | 0 | 0 | 0 | 0 | 0 | 0 | 0 | 0.015
12h30 | 0 | 0 | 0 | 0 | 0 | 0 | 0 | 0 | 0.015
13h30 | 0 | 0 | 0 | 0 | 0 | 0 | 0 | 0 | 0.015
14h30 | 0 | 0 | 0 | 0 | 0 | 0 | 0 | 0 | 0.015
15h30 | 0 | 0 | 0 | 0 | 0 | 0 | 0 | 0 | 0.015
16h30 | 0 | 0 | 0 | 0 | 0 | 0 | 0 | 0 | 0.015
17h30 | 0 | 0 | 0 | 0 | 0 | 0 | 0 | 0 | 0.015
18h30 | 0 | 0 | 0 | 0 | 0 | 0 | 0 | 0 | 0.015
19h30 | 0 | 0 | 0 | 0 | 0 | 0 | 0 | 0 | 0.015
20h30 | 0 | 0 | 0 | 0 | 0 | 0 | 0 | 0 | 0.015
21h30 | 0 | 0 | 0 | 0 | 0 | 0 | 0 | 0 | 0.015
22h30 | 0 | 0 | 0 | 0 | 0 | 0 | 0 | 0 | 0.015
23h30 | 0.01 | 0 | 0 | 0 | 0 | 0 | 0 | 0 | 0.015
00h30 | 0.01 | 0 | 0 | 0 | 0 | 0 | 0 | 0 | 0.015
01h30 | 0 | 0 | 0 | 0 | 0 | 0 | 0 | 0 | 0.015
02h30 | 0 | 0 | 0 | 0 | 0 | 0 | 0 | 0 | 0.015
03h30 | 0 | 0 | 0 | 0 | 0 | 0 | 0 | 0 | 0.015
04h30 | 0 | 0 | 0 | 0 | 0 | 0 | 0 | 0 | 0.015
05h30 | 0 | 0 | 0 | 0 | 0 | 0 | 0 | 0 | 0.015
06h30 | 0 | 0 | 0 | 0 | 0 | 0 | 0 | 0 | 0.015
07h30 | 0.01 | 0 | 0 | 0 | 0 | 0 | 0 | 0 | 0.015
08h30 | 0.08 | 0 | 0 | 0 | 0 | 0 | 0 | 0 | 0.015
09h30 | 0.13 | 0 | 0 | 0 | 0 | 0 | 0 | 0 | 0.015
10h30 | 0.05 | 0 | 0 | 0 | 0 | 0 | 0 | 0 | 0.015
11h30 | 0 | 0 | 0 | 0 | 0 | 0 | 0 | 0 | 0.015
12h30 | 0 | 0 | 0 | 0 | 0 | 0 | 0 | 0 | 0.015
13h30 | 0 | 0 | 0 | 0 | 0 | 0 | 0 | 0 | 0.015
14h30 | 0 | 0 | 0 | 0 | 0 | 0 | 0 | 0 | 0.015
15h30 | 0 | 0 | 0 | 0 | 0 | 0 | 0 | 0 | 0.015
16h30 | 0 | 0 | 0 | 0 | 0 | 0 | 0 | 0 | 0.015
17h30 | 0 | 0 | 0 | 0 | 0 | 0 | 0 | 0 | 0.015
18h30 | 0 | 0 | 0 | 0 | 0 | 0 | 0 | 0 | 0.015
19h30 | 0 | 0 | 0 | 0 | 0 | 0 | 0 | 0 | 0.015
20h30 | 0 | 0 | 0 | 0 | 0 | 0 | 0 | 0 | 0.015
21h30 | 0 | 0 | 0 | 0 | 0 | 0 | 0 | 0 | 0.015
22h30 | 0 | 0 | 0 | 0 | 0 | 0 | 0 | 0 | 0.015
23h30 | 0 | 0 | 0 | 0 | 0 | 0 | 0 | 0 | 0.015
00h30 | 0 | 0 | 0 | 0 | 0 | 0 | 0 | 0 | 0.015
01h30 | 0 | 0 | 0 | 0 | 0 | 0 | 0 | 0 | 0.015
02h30 | 0 | 0 | 0 | 0 | 0 | 0 | 0 | 0 | 0.015
03h30 | 0 | 0 | 0 | 0 | 0 | 0 | 0 | 0 | 0.015
04h30 | 0 | 0 | 0 | 0 | 0 | 0 | 0 | 0 | 0.015
05h30 | 0 | 0 | 0 | 0 | 0 | 0 | 0 | 0 | 0.015
06h30 | 0 | 0 | 0 | 0 | 0 | 0 | 0 | 0 | 0.015
07h30 | 0 | 0 | 0 | 0 | 0 | 0 | 0 | 0 | 0.015
08h30 | 0.05 | 0 | 0 | 0 | 0 | 0 | 0 | 0 | 0.015
09h30 | 0.1 | 0 | 0 | 0 | 0 | 0 | 0 | 0 | 0.015
10h30 | 0.06 | 0 | 0 | 0 | 0 | 0 | 0 | 0 | 0.015
11h30 | 0.01 | 0 | 0 | 0 | 0 | 0 | 0 | 0 | 0.015
12h30 | 0 | 0 | 0 | 0 | 0 | 0 | 0 | 0 | 0.015
13h30 | 0 | 0 | 0 | 0 | 0 | 0 | 0 | 0 | 0.015
14h30 | 0 | 0 | 0 | 0 | 0 | 0 | 0 | 0 | 0.015
15h30 | 0 | 0 | 0 | 0 | 0 | 0 | 0 | 0 | 0.015
16h30 | 0 | 0 | 0 | 0 | 0 | 0 | 0 | 0 | 0.015
17h30 | 0 | 0 | 0 | 0 | 0 | 0 | 0 | 0 | 0.015
18h30 | 0 | 0 | 0 | 0 | 0 | 0 | 0 | 0 | 0.015
19h30 | 0 | 0 | 0 | 0 | 0 | 0 | 0 | 0 | 0.015
20h30 | 0 | 0 | 0 | 0 | 0 | 0 | 0 | 0 | 0.015
21h30 | 0 | 0 | 0 | 0 | 0 | 0 | 0 | 0 | 0.015
22h30 | 0 | 0 | 0 | 0 | 0 | 0 | 0 | 0 | 0.015
23h30 | 0 | 0 | 0 | 0 | 0 | 0 | 0 | 0 | 0.015
00h30 | 0 | 0 | 0 | 0 | 0 | 0 | 0 | 0 | 0.015
01h30 | 0 | 0 | 0 | 0 | 0 | 0 | 0 | 0 | 0.015
02h30 | 0 | 0 | 0 | 0 | 0 | 0 | 0 | 0 | 0.015
03h30 | 0 | 0 | 0 | 0 | 0 | 0 | 0 | 0 | 0.015
04h30 | 0 | 0 | 0 | 0 | 0 | 0 | 0 | 0 | 0.015
05h30 | 0 | 0 | 0 | 0 | 0 | 0 | 0 | 0 | 0.015
06h30 | 0 | 0 | 0 | 0 | 0 | 0 | 0 | 0 | 0.015
07h30 | 0 | 0 | 0 | 0 | 0 | 0 | 0 | 0 | 0.015
08h30 | 0 | 0 | 0 | 0 | 0 | 0 | 0 | 0 | 0.015
09h30 | 0.04 | 0 | 0 | 0 | 0 | 0 | 0 | 0 | 0.015
10h30 | 0.04 | 0 | 0 | 0 | 0 | 0 | 0 | 0 | 0.015
11h30 | 0.01 | 0 | 0 | 0 | 0 | 0 | 0 | 0 | 0.015
12h30 | 0 | 0 | 0 | 0 | 0 | 0 | 0 | 0 | 0.015
13h30 | 0 | 0 | 0 | 0 | 0 | 0 | 0 | 0 | 0.015
14h30 | 0 | 0 | 0 | 0 | 0 | 0 | 0 | 0 | 0.015
15h30 | 0 | 0 | 0 | 0 | 0 | 0 | 0 | 0 | 0.015
16h30 | 0 | 0 | 0 | 0 | 0 | 0 | 0 | 0 | 0.015
17h30 | 0 | 0 | 0 | 0 | 0 | 0 | 0 | 0 | 0.015
18h30 | 0 | 0 | 0 | 0 | 0 | 0 | 0 | 0 | 0.015
19h30 | 0.01 | 0 | 0 | 0 | 0 | 0 | 0 | 0 | 0.015
20h30 | 0.02 | 0 | 0 | 0 | 0 | 0 | 0 | 0 | 0.015
21h30 | 0.03 | 0 | 0 | 0 | 0 | 0 | 0 | 0 | 0.015
22h30 | 0.04 | 0 | 0 | 0 | 0 | 0 | 0 | 0 | 0.015
23h30 | 0.05 | 0 | 0 | 0 | 0 | 0 | 0 | 0 | 0.015
00h30 | 0.03 | 0 | 0 | 0 | 0 | 0 | 0 | 0 | 0.015
01h30 | 0 | 0 | 0 | 0 | 0 | 0 | 0 | 0 | 0.015
02h30 | 0 | 0 | 0 | 0 | 0 | 0 | 0 | 0 | 0.015
03h30 | 0 | 0 | 0 | 0 | 0 | 0 | 0 | 0 | 0.015
04h30 | 0 | 0 | 0 | 0 | 0 | 0 | 0 | 0 | 0.015
05h30 | 0 | 0 | 0 | 0 | 0 | 0 | 0 | 0 | 0.015
06h30 | 0 | 0 | 0 | 0 | 0 | 0 | 0 | 0 | 0.015
07h30 | 0.02 | 0 | 0 | 0 | 0 | 0 | 0 | 0 | 0.015
08h30 | 0.1 | 0 | 0 | 0 | 0 | 0 | 0 | 0 | 0.015
09h30 | 0.14 | 0 | 0 | 0 | 0 | 0 | 0 | 0 | 0.015
10h30 | 0.06 | 0 | 0 | 0 | 0 | 0 | 0 | 0 | 0.015
11h30 | 0 | 0 | 0 | 0 | 0 | 0 | 0 | 0 | 0.015
12h30 | 0 | 0 | 0 | 0 | 0 | 0 | 0 | 0 | 0.015
13h30 | 0 | 0 | 0 | 0 | 0 | 0 | 0 | 0 | 0.015
14h30 | 0 | 0 | 0 | 0 | 0 | 0 | 0 | 0 | 0.015
15h30 | 0 | 0 | 0 | 0 | 0 | 0 | 0 | 0 | 0.015
16h30 | 0 | 0 | 0 | 0 | 0 | 0 | 0 | 0 | 0.015
17h30 | 0 | 0 | 0 | 0 | 0 | 0 | 0 | 0 | 0.015
18h30 | 0 | 0 | 0 | 0 | 0 | 0 | 0 | 0 | 0.015
19h30 | 0 | 0 | 0 | 0 | 0 | 0 | 0 | 0 | 0.015
20h30 | 0 | 0 | 0 | 0 | 0 | 0 | 0 | 0 | 0.015
21h30 | 0 | 0 | 0 | 0 | 0 | 0 | 0 | 0 | 0.015
22h30 | 0 | 0 | 0 | 0 | 0 | 0 | 0 | 0 | 0.015
23h30 | 0.01 | 0 | 0 | 0 | 0 | 0 | 0 | 0 | 0.015
00h30 | 0.01 | 0 | 0 | 0 | 0 | 0 | 0 | 0 | 0.015
01h30 | 0 | 0 | 0 | 0 | 0 | 0 | 0 | 0 | 0.015
02h30 | 0 | 0 | 0 | 0 | 0 | 0 | 0 | 0 | 0.015
03h30 | 0 | 0 | 0 | 0 | 0 | 0 | 0 | 0 | 0.015
04h30 | 0 | 0 | 0 | 0 | 0 | 0 | 0 | 0 | 0.015
05h30 | 0 | 0 | 0 | 0 | 0 | 0 | 0 | 0 | 0.015
06h30 | 0 | 0 | 0 | 0 | 0 | 0 | 0 | 0 | 0.015
07h30 | 0.01 | 0 | 0 | 0 | 0 | 0 | 0 | 0 | 0.015
08h30 | 0.08 | 0 | 0 | 0 | 0 | 0 | 0 | 0 | 0.015
09h30 | 0.11 | 0 | 0 | 0 | 0 | 0 | 0 | 0 | 0.015
10h30 | 0.04 | 0 | 0 | 0 | 0 | 0 | 0 | 0 | 0.015
11h30 | 0 | 0 | 0 | 0 | 0 | 0 | 0 | 0 | 0.015
12h30 | 0 | 0 | 0 | 0 | 0 | 0 | 0 | 0 | 0.015
13h30 | 0 | 0 | 0 | 0 | 0 | 0 | 0 | 0 | 0.015
14h30 | 0 | 0 | 0 | 0 | 0 | 0 | 0 | 0 | 0.015
15h30 | 0 | 0 | 0 | 0 | 0 | 0 | 0 | 0 | 0.015
16h30 | 0 | 0 | 0 | 0 | 0 | 0 | 0 | 0 | 0.015
17h30 | 0 | 0 | 0 | 0 | 0 | 0 | 0 | 0 | 0.015
18h30 | 0 | 0 | 0 | 0 | 0 | 0 | 0 | 0 | 0.015
19h30 | 0 | 0 | 0 | 0 | 0 | 0 | 0 | 0 | 0.015
20h30 | 0 | 0 | 0 | 0 | 0 | 0 | 0 | 0 | 0.015
21h30 | 0 | 0 | 0 | 0 | 0 | 0 | 0 | 0 | 0.015
22h30 | 0 | 0 | 0 | 0 | 0 | 0 | 0 | 0 | 0.015
23h30 | 0 | 0 | 0 | 0 | 0 | 0 | 0 | 0 | 0.015
00h30 | 0 | 0 | 0 | 0 | 0 | 0 | 0 | 0 | 0.015
01h30 | 0 | 0 | 0 | 0 | 0 | 0 | 0 | 0 | 0.015
02h30 | 0 | 0 | 0 | 0 | 0 | 0 | 0 | 0 | 0.015
03h30 | 0 | 0 | 0 | 0 | 0 | 0 | 0 | 0 | 0.015
04h30 | 0 | 0 | 0 | 0 | 0 | 0 | 0 | 0 | 0.015
05h30 | 0 | 0 | 0 | 0 | 0 | 0 | 0 | 0 | 0.015
06h30 | 0 | 0 | 0 | 0 | 0 | 0 | 0 | 0 | 0.015
07h30 | 0 | 0 | 0 | 0 | 0 | 0 | 0 | 0 | 0.015
08h30 | 0 | 0 | 0 | 0 | 0 | 0 | 0 | 0 | 0.015
09h30 | 0 | 0 | 0 | 0 | 0 | 0 | 0 | 0 | 0.015
10h30 | 0 | 0 | 0 | 0 | 0 | 0 | 0 | 0 | 0.015
11h30 | 0 | 0 | 0 | 0 | 0 | 0 | 0 | 0 | 0.015
12h30 | 0 | 0 | 0 | 0 | 0 | 0 | 0 | 0 | 0.015
13h30 | 0 | 0 | 0 | 0 | 0 | 0 | 0 | 0 | 0.015
14h30 | 0 | 0 | 0 | 0 | 0 | 0 | 0 | 0 | 0.015
15h30 | 0 | 0 | 0 | 0 | 0 | 0 | 0 | 0 | 0.015
16h30 | 0 | 0 | 0 | 0 | 0 | 0 | 0 | 0 | 0.015
17h30 | 0 | 0 | 0 | 0 | 0 | 0 | 0 | 0 | 0.015
18h30 | 0 | 0 | 0 | 0 | 0 | 0 | 0 | 0 | 0.015
19h30 | 0 | 0 | 0 | 0 | 0 | 0 | 0 | 0 | 0.015
20h30 | 0 | 0 | 0 | 0 | 0 | 0 | 0 | 0 | 0.015
21h30 | 0 | 0 | 0 | 0 | 0 | 0 | 0 | 0 | 0.015
22h30 | 0 | 0 | 0 | 0 | 0 | 0 | 0 | 0 | 0.015
23h30 | 0 | 0 | 0 | 0 | 0 | 0 | 0 | 0 | 0.015
00h30 | 0 | 0 | 0 | 0 | 0 | 0 | 0 | 0 | 0.015
01h30 | 0 | 0 | 0 | 0 | 0 | 0 | 0 | 0 | 0.015
02h30 | 0 | 0 | 0 | 0 | 0 | 0 | 0 | 0 | 0.015
03h30 | 0 | 0 | 0 | 0 | 0 | 0 | 0 | 0 | 0.015
04h30 | 0 | 0 | 0 | 0 | 0 | 0 | 0 | 0 | 0.015
05h30 | 0 | 0 | 0 | 0 | 0 | 0 | 0 | 0 | 0.015
06h30 | 0 | 0 | 0 | 0 | 0 | 0 | 0 | 0 | 0.015
07h30 | 0 | 0 | 0 | 0 | 0 | 0 | 0 | 0 | 0.015
08h30 | 0 | 0 | 0 | 0 | 0 | 0 | 0 | 0 | 0.015
09h30 | 0 | 0 | 0 | 0 | 0 | 0 | 0 | 0 | 0.015
10h30 | 0 | 0 | 0 | 0 | 0 | 0 | 0 | 0 | 0.015
11h30 | 0 | 0 | 0 | 0 | 0 | 0 | 0 | 0 | 0.015
12h30 | 0 | 0 | 0 | 0 | 0 | 0 | 0 | 0 | 0.015
13h30 | 0 | 0 | 0 | 0 | 0 | 0 | 0 | 0 | 0.015
14h30 | 0 | 0 | 0 | 0 | 0 | 0 | 0 | 0 | 0.015
15h30 | 0 | 0 | 0 | 0 | 0 | 0 | 0 | 0 | 0.015
16h30 | 0 | 0 | 0 | 0 | 0 | 0 | 0 | 0 | 0.015
17h30 | 0 | 0 | 0 | 0 | 0 | 0 | 0 | 0 | 0.015
18h30 | 0 | 0 | 0 | 0 | 0 | 0 | 0 | 0 | 0.015
19h30 | 0 | 0 | 0 | 0 | 0 | 0 | 0 | 0 | 0.015
20h30 | 0 | 0 | 0 | 0 | 0 | 0 | 0 | 0 | 0.015
21h30 | 0 | 0 | 0 | 0 | 0 | 0 | 0 | 0 | 0.015
22h30 | 0 | 0 | 0 | 0 | 0 | 0 | 0 | 0 | 0.015
23h30 | 0 | 0 | 0 | 0 | 0 | 0 | 0 | 0 | 0.015
00h30 | 0 | 0 | 0 | 0 | 0 | 0 | 0 | 0 | 0.015
01h30 | 0 | 0 | 0 | 0 | 0 | 0 | 0 | 0 | 0.015
02h30 | 0 | 0 | 0 | 0 | 0 | 0 | 0 | 0 | 0.015
03h30 | 0 | 0 | 0 | 0 | 0 | 0 | 0 | 0 | 0.015
04h30 | 0 | 0 | 0 | 0 | 0 | 0 | 0 | 0 | 0.015
05h30 | 0 | 0 | 0 | 0 | 0 | 0 | 0 | 0 | 0.015
06h30 | 0 | 0 | 0 | 0 | 0 | 0 | 0 | 0 | 0.015
07h30 | 0 | 0 | 0 | 0 | 0 | 0 | 0 | 0 | 0.015
08h30 | 0.08 | 0 | 0 | 0 | 0 | 0 | 0 | 0 | 0.015
09h30 | 0.15 | 0 | 0 | 0 | 0 | 0 | 0 | 0 | 0.015
10h30 | 0.14 | 0 | 0 | 0 | 0 | 0 | 0 | 0 | 0.015
11h30 | 0.1 | 0 | 0 | 0 | 0 | 0 | 0 | 0 | 0.015
12h30 | 0.06 | 0 | 0 | 0 | 0 | 0 | 0 | 0 | 0.015
13h30 | 0.02 | 0 | 0 | 0 | 0 | 0 | 0 | 0 | 0.015
14h30 | 0 | 0 | 0 | 0 | 0 | 0 | 0 | 0 | 0.015
15h30 | 0.01 | 0 | 0 | 0 | 0 | 0 | 0 | 0 | 0.015
16h30 | 0.04 | 0 | 0 | 0 | 0 | 0 | 0 | 0 | 0.015
17h30 | 0.05 | 0 | 0 | 0 | 0 | 0 | 0 | 0 | 0.015
18h30 | 0.04 | 0 | 0 | 0 | 0 | 0 | 0 | 0 | 0.015
19h30 | 0.06 | 0 | 0 | 0 | 0 | 0 | 0 | 0 | 0.015
20h30 | 0.08 | 0 | 0 | 0 | 0 | 0 | 0 | 0 | 0.015
21h30 | 0.08 | 0 | 0 | 0 | 0 | 0 | 0 | 0 | 0.015
22h30 | 0.09 | 0 | 0 | 0 | 0 | 0 | 0 | 0 | 0.015
23h30 | 0.1 | 0 | 0 | 0 | 0 | 0 | 0 | 0 | 0.015
00h30 | 0.05 | 0 | 0 | 0 | 0 | 0 | 0 | 0 | 0.015
01h30 | 0 | 0 | 0 | 0 | 0 | 0 | 0 | 0 | 0.015
02h30 | 0 | 0 | 0 | 0 | 0 | 0 | 0 | 0 | 0.015
03h30 | 0 | 0 | 0 | 0 | 0 | 0 | 0 | 0 | 0.015
04h30 | 0 | 0 | 0 | 0 | 0 | 0 | 0 | 0 | 0.015
05h30 | 0 | 0 | 0 | 0 | 0 | 0 | 0 | 0 | 0.015
06h30 | 0 | 0 | 0 | 0 | 0 | 0 | 0 | 0 | 0.015
07h30 | 0.06 | 0 | 0 | 0 | 0 | 0 | 0 | 0 | 0.015
08h30 | 0.16 | 0 | 0 | 0 | 0 | 0 | 0 | 0 | 0.015
09h30 | 0.22 | 0 | 0 | 0 | 0 | 0 | 0 | 0 | 0.015
10h30 | 0.19 | 0 | 0 | 0 | 0 | 0 | 0 | 0 | 0.015
11h30 | 0.15 | 0 | 0 | 0 | 0 | 0 | 0 | 0 | 0.015
12h30 | 0.11 | 0 | 0 | 0 | 0 | 0 | 0 | 0 | 0.015
13h30 | 0.06 | 0 | 0 | 0 | 0 | 0 | 0 | 0 | 0.015
14h30 | 0.03 | 0 | 0 | 0 | 0 | 0 | 0 | 0 | 0.015
15h30 | 0.02 | 0 | 0 | 0 | 0 | 0 | 0 | 0 | 0.015
16h30 | 0.04 | 0 | 0 | 0 | 0 | 0 | 0 | 0 | 0.015
17h30 | 0.04 | 0 | 0 | 0 | 0 | 0 | 0 | 0 | 0.015
18h30 | 0.04 | 0 | 0 | 0 | 0 | 0 | 0 | 0 | 0.015
19h30 | 0.07 | 0 | 0 | 0 | 0 | 0 | 0 | 0 | 0.015
20h30 | 0.09 | 0 | 0 | 0 | 0 | 0 | 0 | 0 | 0.015
21h30 | 0.1 | 0 | 0 | 0 | 0 | 0 | 0 | 0 | 0.015
22h30 | 0.11 | 0 | 0 | 0 | 0 | 0 | 0 | 0 | 0.015
23h30 | 0.12 | 0 | 0 | 0 | 0 | 0 | 0 | 0 | 0.015
00h30 | 0.07 | 0 | 0 | 0 | 0 | 0 | 0 | 0 | 0.015
01h30 | 0 | 0 | 0 | 0 | 0 | 0 | 0 | 0 | 0.015
02h30 | 0 | 0 | 0 | 0 | 0 | 0 | 0 | 0 | 0.015
03h30 | 0 | 0 | 0 | 0 | 0 | 0 | 0 | 0 | 0.015
04h30 | 0 | 0 | 0 | 0 | 0 | 0 | 0 | 0 | 0.015
05h30 | 0 | 0 | 0 | 0 | 0 | 0 | 0 | 0 | 0.015
06h30 | 0 | 0 | 0 | 0 | 0 | 0 | 0 | 0 | 0.015
07h30 | 0.09 | 0 | 0 | 0 | 0 | 0 | 0 | 0 | 0.015
08h30 | 0.2 | 0 | 0 | 0 | 0 | 0 | 0 | 0 | 0.015
09h30 | 0.19 | 0 | 0 | 0 | 0 | 0 | 0 | 0 | 0.015
10h30 | 0.09 | 0 | 0 | 0 | 0 | 0 | 0 | 0 | 0.015
11h30 | 0 | 0 | 0 | 0 | 0 | 0 | 0 | 0 | 0.015
12h30 | 0 | 0 | 0 | 0 | 0 | 0 | 0 | 0 | 0.015
13h30 | 0 | 0 | 0 | 0 | 0 | 0 | 0 | 0 | 0.015
14h30 | 0 | 0 | 0 | 0 | 0 | 0 | 0 | 0 | 0.015
15h30 | 0 | 0 | 0 | 0 | 0 | 0 | 0 | 0 | 0.015
16h30 | 0 | 0 | 0 | 0 | 0 | 0 | 0 | 0 | 0.015
17h30 | 0 | 0 | 0 | 0 | 0 | 0 | 0 | 0 | 0.015
18h30 | 0 | 0 | 0 | 0 | 0 | 0 | 0 | 0 | 0.015
19h30 | 0 | 0 | 0 | 0 | 0 | 0 | 0 | 0 | 0.015
20h30 | 0.01 | 0 | 0 | 0 | 0 | 0 | 0 | 0 | 0.015
21h30 | 0.04 | 0 | 0 | 0 | 0 | 0 | 0 | 0 | 0.015
22h30 | 0.06 | 0 | 0 | 0 | 0 | 0 | 0 | 0 | 0.015
23h30 | 0.07 | 0 | 0 | 0 | 0 | 0 | 0 | 0 | 0.015
00h30 | 0.04 | 0 | 0 | 0 | 0 | 0 | 0 | 0 | 0.015
01h30 | 0 | 0 | 0 | 0 | 0 | 0 | 0 | 0 | 0.015
02h30 | 0 | 0 | 0 | 0 | 0 | 0 | 0 | 0 | 0.015
03h30 | 0 | 0 | 0 | 0 | 0 | 0 | 0 | 0 | 0.015
04h30 | 0 | 0 | 0 | 0 | 0 | 0 | 0 | 0 | 0.015
05h30 | 0 | 0 | 0 | 0 | 0 | 0 | 0 | 0 | 0.015
06h30 | 0 | 0 | 0 | 0 | 0 | 0 | 0 | 0 | 0.015
07h30 | 0.06 | 0 | 0 | 0 | 0 | 0 | 0 | 0 | 0.015
08h30 | 0.16 | 0 | 0 | 0 | 0 | 0 | 0 | 0 | 0.015
09h30 | 0.18 | 0 | 0 | 0 | 0 | 0 | 0 | 0 | 0.015
10h30 | 0.1 | 0 | 0 | 0 | 0 | 0 | 0 | 0 | 0.015
11h30 | 0.01 | 0 | 0 | 0 | 0 | 0 | 0 | 0 | 0.015
12h30 | 0 | 0 | 0 | 0 | 0 | 0 | 0 | 0 | 0.015
13h30 | 0 | 0 | 0 | 0 | 0 | 0 | 0 | 0 | 0.015
14h30 | 0 | 0 | 0 | 0 | 0 | 0 | 0 | 0 | 0.015
15h30 | 0 | 0 | 0 | 0 | 0 | 0 | 0 | 0 | 0.015
16h30 | 0 | 0 | 0 | 0 | 0 | 0 | 0 | 0 | 0.015
17h30 | 0 | 0 | 0 | 0 | 0 | 0 | 0 | 0 | 0.015
18h30 | 0 | 0 | 0 | 0 | 0 | 0 | 0 | 0 | 0.015
19h30 | 0 | 0 | 0 | 0 | 0 | 0 | 0 | 0 | 0.015
20h30 | 0 | 0 | 0 | 0 | 0 | 0 | 0 | 0 | 0.015
21h30 | 0 | 0 | 0 | 0 | 0 | 0 | 0 | 0 | 0.015
22h30 | 0 | 0 | 0 | 0 | 0 | 0 | 0 | 0 | 0.015
23h30 | 0 | 0 | 0 | 0 | 0 | 0 | 0 | 0 | 0.015
00h30 | 0 | 0 | 0 | 0 | 0 | 0 | 0 | 0 | 0.015
01h30 | 0 | 0 | 0 | 0 | 0 | 0 | 0 | 0 | 0.015
02h30 | 0 | 0 | 0 | 0 | 0 | 0 | 0 | 0 | 0.015
03h30 | 0 | 0 | 0 | 0 | 0 | 0 | 0 | 0 | 0.015
04h30 | 0 | 0 | 0 | 0 | 0 | 0 | 0 | 0 | 0.015
05h30 | 0 | 0 | 0 | 0 | 0 | 0 | 0 | 0 | 0.015
06h30 | 0 | 0 | 0 | 0 | 0 | 0 | 0 | 0 | 0.015
07h30 | 0 | 0 | 0 | 0 | 0 | 0 | 0 | 0 | 0.015
08h30 | 0.06 | 0 | 0 | 0 | 0 | 0 | 0 | 0 | 0.015
09h30 | 0.1 | 0 | 0 | 0 | 0 | 0 | 0 | 0 | 0.015
10h30 | 0.04 | 0 | 0 | 0 | 0 | 0 | 0 | 0 | 0.015
11h30 | 0 | 0 | 0 | 0 | 0 | 0 | 0 | 0 | 0.015
12h30 | 0 | 0 | 0 | 0 | 0 | 0 | 0 | 0 | 0.015
13h30 | 0 | 0 | 0 | 0 | 0 | 0 | 0 | 0 | 0.015
14h30 | 0 | 0 | 0 | 0 | 0 | 0 | 0 | 0 | 0.015
15h30 | 0 | 0 | 0 | 0 | 0 | 0 | 0 | 0 | 0.015
16h30 | 0 | 0 | 0 | 0 | 0 | 0 | 0 | 0 | 0.015
17h30 | 0 | 0 | 0 | 0 | 0 | 0 | 0 | 0 | 0.015
18h30 | 0 | 0 | 0 | 0 | 0 | 0 | 0 | 0 | 0.015
19h30 | 0 | 0 | 0 | 0 | 0 | 0 | 0 | 0 | 0.015
20h30 | 0 | 0 | 0 | 0 | 0 | 0 | 0 | 0 | 0.015
21h30 | 0 | 0 | 0 | 0 | 0 | 0 | 0 | 0 | 0.015
22h30 | 0 | 0 | 0 | 0 | 0 | 0 | 0 | 0 | 0.015
23h30 | 0 | 0 | 0 | 0 | 0 | 0 | 0 | 0 | 0.015
00h30 | 0 | 0 | 0 | 0 | 0 | 0 | 0 | 0 | 0.015
01h30 | 0 | 0 | 0 | 0 | 0 | 0 | 0 | 0 | 0.015
02h30 | 0 | 0 | 0 | 0 | 0 | 0 | 0 | 0 | 0.015
03h30 | 0 | 0 | 0 | 0 | 0 | 0 | 0 | 0 | 0.015
04h30 | 0 | 0 | 0 | 0 | 0 | 0 | 0 | 0 | 0.015
05h30 | 0 | 0 | 0 | 0 | 0 | 0 | 0 | 0 | 0.015
06h30 | 0 | 0 | 0 | 0 | 0 | 0 | 0 | 0 | 0.015
07h30 | 0 | 0 | 0 | 0 | 0 | 0 | 0 | 0 | 0.015
08h30 | 0 | 0 | 0 | 0 | 0 | 0 | 0 | 0 | 0.015
09h30 | 0 | 0 | 0 | 0 | 0 | 0 | 0 | 0 | 0.015
10h30 | 0 | 0 | 0 | 0 | 0 | 0 | 0 | 0 | 0.015
11h30 | 0 | 0 | 0 | 0 | 0 | 0 | 0 | 0 | 0.015
12h30 | 0 | 0 | 0 | 0 | 0 | 0 | 0 | 0 | 0.015
13h30 | 0 | 0 | 0 | 0 | 0 | 0 | 0 | 0 | 0.015
14h30 | 0 | 0 | 0 | 0 | 0 | 0 | 0 | 0 | 0.015
15h30 | 0 | 0 | 0 | 0 | 0 | 0 | 0 | 0 | 0.015
16h30 | 0 | 0 | 0 | 0 | 0 | 0 | 0 | 0 | 0.015
17h30 | 0 | 0 | 0 | 0 | 0 | 0 | 0 | 0 | 0.015
18h30 | 0 | 0 | 0 | 0 | 0 | 0 | 0 | 0 | 0.015
19h30 | 0 | 0 | 0 | 0 | 0 | 0 | 0 | 0 | 0.015
20h30 | 0 | 0 | 0 | 0 | 0 | 0 | 0 | 0 | 0.015
21h30 | 0 | 0 | 0 | 0 | 0 | 0 | 0 | 0 | 0.015
22h30 | 0 | 0 | 0 | 0 | 0 | 0 | 0 | 0 | 0.015
23h30 | 0 | 0 | 0 | 0 | 0 | 0 | 0 | 0 | 0.015
00h30 | 0 | 0 | 0 | 0 | 0 | 0 | 0 | 0 | 0.015
01h30 | 0 | 0 | 0 | 0 | 0 | 0 | 0 | 0 | 0.015
02h30 | 0 | 0 | 0 | 0 | 0 | 0 | 0 | 0 | 0.015
03h30 | 0 | 0 | 0 | 0 | 0 | 0 | 0 | 0 | 0.015
04h30 | 0 | 0 | 0 | 0 | 0 | 0 | 0 | 0 | 0.015
05h30 | 0 | 0 | 0 | 0 | 0 | 0 | 0 | 0 | 0.015
06h30 | 0 | 0 | 0 | 0 | 0 | 0 | 0 | 0 | 0.015
07h30 | 0 | 0 | 0 | 0 | 0 | 0 | 0 | 0 | 0.015
08h30 | 0 | 0 | 0 | 0 | 0 | 0 | 0 | 0 | 0.015
09h30 | 0 | 0 | 0 | 0 | 0 | 0 | 0 | 0 | 0.015
10h30 | 0 | 0 | 0 | 0 | 0 | 0 | 0 | 0 | 0.015
11h30 | 0 | 0 | 0 | 0 | 0 | 0 | 0 | 0 | 0.015
12h30 | 0 | 0 | 0 | 0 | 0 | 0 | 0 | 0 | 0.015
13h30 | 0 | 0 | 0 | 0 | 0 | 0 | 0 | 0 | 0.015
14h30 | 0 | 0 | 0 | 0 | 0 | 0 | 0 | 0 | 0.015
15h30 | 0 | 0 | 0 | 0 | 0 | 0 | 0 | 0 | 0.015
16h30 | 0 | 0 | 0 | 0 | 0 | 0 | 0 | 0 | 0.015
17h30 | 0 | 0 | 0 | 0 | 0 | 0 | 0 | 0 | 0.015
18h30 | 0 | 0 | 0 | 0 | 0 | 0 | 0 | 0 | 0.015
19h30 | 0 | 0 | 0 | 0 | 0 | 0 | 0 | 0 | 0.015
20h30 | 0 | 0 | 0 | 0 | 0 | 0 | 0 | 0 | 0.015
21h30 | 0 | 0 | 0 | 0 | 0 | 0 | 0 | 0 | 0.015
22h30 | 0 | 0 | 0 | 0 | 0 | 0 | 0 | 0 | 0.015
23h30 | 0 | 0 | 0 | 0 | 0 | 0 | 0 | 0 | 0.015
00h30 | 0 | 0 | 0 | 0 | 0 | 0 | 0 | 0 | 0.015
01h30 | 0 | 0 | 0 | 0 | 0 | 0 | 0 | 0 | 0.015
02h30 | 0 | 0 | 0 | 0 | 0 | 0 | 0 | 0 | 0.015
03h30 | 0 | 0 | 0 | 0 | 0 | 0 | 0 | 0 | 0.015
04h30 | 0 | 0 | 0 | 0 | 0 | 0 | 0 | 0 | 0.015
05h30 | 0 | 0 | 0 | 0 | 0 | 0 | 0 | 0 | 0.015
06h30 | 0 | 0 | 0 | 0 | 0 | 0 | 0 | 0 | 0.015
07h30 | 0 | 0 | 0 | 0 | 0 | 0 | 0 | 0 | 0.015
08h30 | 0.06 | 0 | 0 | 0 | 0 | 0 | 0 | 0 | 0.015
09h30 | 0.1 | 0 | 0 | 0 | 0 | 0 | 0 | 0 | 0.015
10h30 | 0.04 | 0 | 0 | 0 | 0 | 0 | 0 | 0 | 0.015
11h30 | 0 | 0 | 0 | 0 | 0 | 0 | 0 | 0 | 0.015
12h30 | 0 | 0 | 0 | 0 | 0 | 0 | 0 | 0 | 0.015
13h30 | 0 | 0 | 0 | 0 | 0 | 0 | 0 | 0 | 0.015
14h30 | 0 | 0 | 0 | 0 | 0 | 0 | 0 | 0 | 0.015
15h30 | 0 | 0 | 0 | 0 | 0 | 0 | 0 | 0 | 0.015
16h30 | 0 | 0 | 0 | 0 | 0 | 0 | 0 | 0 | 0.015
17h30 | 0 | 0 | 0 | 0 | 0 | 0 | 0 | 0 | 0.015
18h30 | 0 | 0 | 0 | 0 | 0 | 0 | 0 | 0 | 0.015
19h30 | 0 | 0 | 0 | 0 | 0 | 0 | 0 | 0 | 0.015
20h30 | 0 | 0 | 0 | 0 | 0 | 0 | 0 | 0 | 0.015
21h30 | 0 | 0 | 0 | 0 | 0 | 0 | 0 | 0 | 0.015
22h30 | 0 | 0 | 0 | 0 | 0 | 0 | 0 | 0 | 0.015
23h30 | 0 | 0 | 0 | 0 | 0 | 0 | 0 | 0 | 0.015
00h30 | 0 | 0 | 0 | 0 | 0 | 0 | 0 | 0 | 0.015
01h30 | 0 | 0 | 0 | 0 | 0 | 0 | 0 | 0 | 0.015
02h30 | 0 | 0 | 0 | 0 | 0 | 0 | 0 | 0 | 0.015
03h30 | 0 | 0 | 0 | 0 | 0 | 0 | 0 | 0 | 0.015
04h30 | 0 | 0 | 0 | 0 | 0 | 0 | 0 | 0 | 0.015
05h30 | 0 | 0 | 0 | 0 | 0 | 0 | 0 | 0 | 0.015
06h30 | 0 | 0 | 0 | 0 | 0 | 0 | 0 | 0 | 0.015
07h30 | 0 | 0 | 0 | 0 | 0 | 0 | 0 | 0 | 0.015
08h30 | 0.05 | 0 | 0 | 0 | 0 | 0 | 0 | 0 | 0.015
09h30 | 0.09 | 0 | 0 | 0 | 0 | 0 | 0 | 0 | 0.015
10h30 | 0.05 | 0 | 0 | 0 | 0 | 0 | 0 | 0 | 0.015
11h30 | 0 | 0 | 0 | 0 | 0 | 0 | 0 | 0 | 0.015
12h30 | 0 | 0 | 0 | 0 | 0 | 0 | 0 | 0 | 0.015
13h30 | 0 | 0 | 0 | 0 | 0 | 0 | 0 | 0 | 0.015
14h30 | 0 | 0 | 0 | 0 | 0 | 0 | 0 | 0 | 0.015
15h30 | 0 | 0 | 0 | 0 | 0 | 0 | 0 | 0 | 0.015
16h30 | 0 | 0 | 0 | 0 | 0 | 0 | 0 | 0 | 0.015
17h30 | 0 | 0 | 0 | 0 | 0 | 0 | 0 | 0 | 0.015
18h30 | 0 | 0 | 0 | 0 | 0 | 0 | 0 | 0 | 0.015
19h30 | 0 | 0 | 0 | 0 | 0 | 0 | 0 | 0 | 0.015
20h30 | 0 | 0 | 0 | 0 | 0 | 0 | 0 | 0 | 0.015
21h30 | 0 | 0 | 0 | 0 | 0 | 0 | 0 | 0 | 0.015
22h30 | 0 | 0 | 0 | 0 | 0 | 0 | 0 | 0 | 0.015
23h30 | 0 | 0 | 0 | 0 | 0 | 0 | 0 | 0 | 0.015
00h30 | 0 | 0 | 0 | 0 | 0 | 0 | 0 | 0 | 0.015
01h30 | 0 | 0 | 0 | 0 | 0 | 0 | 0 | 0 | 0.015
02h30 | 0 | 0 | 0 | 0 | 0 | 0 | 0 | 0 | 0.015
03h30 | 0 | 0 | 0 | 0 | 0 | 0 | 0 | 0 | 0.015
04h30 | 0 | 0 | 0 | 0 | 0 | 0 | 0 | 0 | 0.015
05h30 | 0 | 0 | 0 | 0 | 0 | 0 | 0 | 0 | 0.015
06h30 | 0 | 0 | 0 | 0 | 0 | 0 | 0 | 0 | 0.015
07h30 | 0 | 0 | 0 | 0 | 0 | 0 | 0 | 0 | 0.015
08h30 | 0.01 | 0 | 0 | 0 | 0 | 0 | 0 | 0 | 0.015
09h30 | 0.01 | 0 | 0 | 0 | 0 | 0 | 0 | 0 | 0.015
10h30 | 0 | 0 | 0 | 0 | 0 | 0 | 0 | 0 | 0.015
11h30 | 0 | 0 | 0 | 0 | 0 | 0 | 0 | 0 | 0.015
12h30 | 0 | 0 | 0 | 0 | 0 | 0 | 0 | 0 | 0.015
13h30 | 0 | 0 | 0 | 0 | 0 | 0 | 0 | 0 | 0.015
14h30 | 0 | 0 | 0 | 0 | 0 | 0 | 0 | 0 | 0.015
15h30 | 0 | 0 | 0 | 0 | 0 | 0 | 0 | 0 | 0.015
16h30 | 0 | 0 | 0 | 0 | 0 | 0 | 0 | 0 | 0.015
17h30 | 0 | 0 | 0 | 0 | 0 | 0 | 0 | 0 | 0.015
18h30 | 0 | 0 | 0 | 0 | 0 | 0 | 0 | 0 | 0.015
19h30 | 0 | 0 | 0 | 0 | 0 | 0 | 0 | 0 | 0.015
20h30 | 0 | 0 | 0 | 0 | 0 | 0 | 0 | 0 | 0.015
21h30 | 0 | 0 | 0 | 0 | 0 | 0 | 0 | 0 | 0.015
22h30 | 0 | 0 | 0 | 0 | 0 | 0 | 0 | 0 | 0.015
23h30 | 0 | 0 | 0 | 0 | 0 | 0 | 0 | 0 | 0.015
00h30 | 0 | 0 | 0 | 0 | 0 | 0 | 0 | 0 | 0.015
01h30 | 0 | 0 | 0 | 0 | 0 | 0 | 0 | 0 | 0.015
02h30 | 0 | 0 | 0 | 0 | 0 | 0 | 0 | 0 | 0.015
03h30 | 0 | 0 | 0 | 0 | 0 | 0 | 0 | 0 | 0.015
04h30 | 0 | 0 | 0 | 0 | 0 | 0 | 0 | 0 | 0.015
05h30 | 0 | 0 | 0 | 0 | 0 | 0 | 0 | 0 | 0.015
06h30 | 0 | 0 | 0 | 0 | 0 | 0 | 0 | 0 | 0.015
07h30 | 0 | 0 | 0 | 0 | 0 | 0 | 0 | 0 | 0.015
08h30 | 0 | 0 | 0 | 0 | 0 | 0 | 0 | 0 | 0.015
09h30 | 0 | 0 | 0 | 0 | 0 | 0 | 0 | 0 | 0.015
10h30 | 0 | 0 | 0 | 0 | 0 | 0 | 0 | 0 | 0.015
11h30 | 0 | 0 | 0 | 0 | 0 | 0 | 0 | 0 | 0.015
12h30 | 0 | 0 | 0 | 0 | 0 | 0 | 0 | 0 | 0.015
13h30 | 0 | 0 | 0 | 0 | 0 | 0 | 0 | 0 | 0.015
14h30 | 0 | 0 | 0 | 0 | 0 | 0 | 0 | 0 | 0.015
15h30 | 0 | 0 | 0 | 0 | 0 | 0 | 0 | 0 | 0.015
16h30 | 0 | 0 | 0 | 0 | 0 | 0 | 0 | 0 | 0.015
17h30 | 0 | 0 | 0 | 0 | 0 | 0 | 0 | 0 | 0.015
18h30 | 0 | 0 | 0 | 0 | 0 | 0 | 0 | 0 | 0.015
19h30 | 0 | 0 | 0 | 0 | 0 | 0 | 0 | 0 | 0.015
20h30 | 0 | 0 | 0 | 0 | 0 | 0 | 0 | 0 | 0.015
21h30 | 0 | 0 | 0 | 0 | 0 | 0 | 0 | 0 | 0.015
22h30 | 0 | 0 | 0 | 0 | 0 | 0 | 0 | 0 | 0.015
23h30 | 0 | 0 | 0 | 0 | 0 | 0 | 0 | 0 | 0.015
00h30 | 0 | 0 | 0 | 0 | 0 | 0 | 0 | 0 | 0.015
01h30 | 0 | 0 | 0 | 0 | 0 | 0 | 0 | 0 | 0.015
02h30 | 0 | 0 | 0 | 0 | 0 | 0 | 0 | 0 | 0.015
03h30 | 0 | 0 | 0 | 0 | 0 | 0 | 0 | 0 | 0.015
04h30 | 0 | 0 | 0 | 0 | 0 | 0 | 0 | 0 | 0.015
05h30 | 0 | 0 | 0 | 0 | 0 | 0 | 0 | 0 | 0.015
06h30 | 0 | 0 | 0 | 0 | 0 | 0 | 0 | 0 | 0.015
07h30 | 0 | 0 | 0 | 0 | 0 | 0 | 0 | 0 | 0.015
08h30 | 0 | 0 | 0 | 0 | 0 | 0 | 0 | 0 | 0.015
09h30 | 0 | 0 | 0 | 0 | 0 | 0 | 0 | 0 | 0.015
10h30 | 0 | 0 | 0 | 0 | 0 | 0 | 0 | 0 | 0.015
11h30 | 0 | 0 | 0 | 0 | 0 | 0 | 0 | 0 | 0.015
12h30 | 0 | 0 | 0 | 0 | 0 | 0 | 0 | 0 | 0.015
13h30 | 0 | 0 | 0 | 0 | 0 | 0 | 0 | 0 | 0.015
14h30 | 0 | 0 | 0 | 0 | 0 | 0 | 0 | 0 | 0.015
15h30 | 0 | 0 | 0 | 0 | 0 | 0 | 0 | 0 | 0.015
16h30 | 0 | 0 | 0 | 0 | 0 | 0 | 0 | 0 | 0.015
17h30 | 0 | 0 | 0 | 0 | 0 | 0 | 0 | 0 | 0.015
18h30 | 0 | 0 | 0 | 0 | 0 | 0 | 0 | 0 | 0.015
19h30 | 0 | 0 | 0 | 0 | 0 | 0 | 0 | 0 | 0.015
20h30 | 0 | 0 | 0 | 0 | 0 | 0 | 0 | 0 | 0.015
21h30 | 0 | 0 | 0 | 0 | 0 | 0 | 0 | 0 | 0.015
22h30 | 0 | 0 | 0 | 0 | 0 | 0 | 0 | 0 | 0.015
23h30 | 0 | 0 | 0 | 0 | 0 | 0 | 0 | 0 | 0.015
00h30 | 0 | 0 | 0 | 0 | 0 | 0 | 0 | 0 | 0.015
01h30 | 0 | 0 | 0 | 0 | 0 | 0 | 0 | 0 | 0.015
02h30 | 0 | 0 | 0 | 0 | 0 | 0 | 0 | 0 | 0.015
03h30 | 0 | 0 | 0 | 0 | 0 | 0 | 0 | 0 | 0.015
04h30 | 0 | 0 | 0 | 0 | 0 | 0 | 0 | 0 | 0.015
05h30 | 0 | 0 | 0 | 0 | 0 | 0 | 0 | 0 | 0.015
06h30 | 0 | 0 | 0 | 0 | 0 | 0 | 0 | 0 | 0.015
07h30 | 0 | 0 | 0 | 0 | 0 | 0 | 0 | 0 | 0.015
08h30 | 0 | 0 | 0 | 0 | 0 | 0 | 0 | 0 | 0.015
09h30 | 0 | 0 | 0 | 0 | 0 | 0 | 0 | 0 | 0.015
10h30 | 0 | 0 | 0 | 0 | 0 | 0 | 0 | 0 | 0.015
11h30 | 0 | 0 | 0 | 0 | 0 | 0 | 0 | 0 | 0.015
12h30 | 0 | 0 | 0 | 0 | 0 | 0 | 0 | 0 | 0.015
13h30 | 0 | 0 | 0 | 0 | 0 | 0 | 0 | 0 | 0.015
14h30 | 0 | 0 | 0 | 0 | 0 | 0 | 0 | 0 | 0.015
15h30 | 0 | 0 | 0 | 0 | 0 | 0 | 0 | 0 | 0.015
16h30 | 0 | 0 | 0 | 0 | 0 | 0 | 0 | 0 | 0.015
17h30 | 0 | 0 | 0 | 0 | 0 | 0 | 0 | 0 | 0.015
18h30 | 0 | 0 | 0 | 0 | 0 | 0 | 0 | 0 | 0.015
19h30 | 0 | 0 | 0 | 0 | 0 | 0 | 0 | 0 | 0.015
20h30 | 0 | 0 | 0 | 0 | 0 | 0 | 0 | 0 | 0.015
21h30 | 0 | 0 | 0 | 0 | 0 | 0 | 0 | 0 | 0.015
22h30 | 0 | 0 | 0 | 0 | 0 | 0 | 0 | 0 | 0.015
23h30 | 0 | 0 | 0 | 0 | 0 | 0 | 0 | 0 | 0.015
00h30 | 0 | 0 | 0 | 0 | 0 | 0 | 0 | 0 | 0.015
01h30 | 0 | 0 | 0 | 0 | 0 | 0 | 0 | 0 | 0.015
02h30 | 0 | 0 | 0 | 0 | 0 | 0 | 0 | 0 | 0.015
03h30 | 0 | 0 | 0 | 0 | 0 | 0 | 0 | 0 | 0.015
04h30 | 0 | 0 | 0 | 0 | 0 | 0 | 0 | 0 | 0.015
05h30 | 0 | 0 | 0 | 0 | 0 | 0 | 0 | 0 | 0.015
06h30 | 0 | 0 | 0 | 0 | 0 | 0 | 0 | 0 | 0.015
07h30 | 0 | 0 | 0 | 0 | 0 | 0 | 0 | 0 | 0.015
08h30 | 0 | 0 | 0 | 0 | 0 | 0 | 0 | 0 | 0.015
09h30 | 0 | 0 | 0 | 0 | 0 | 0 | 0 | 0 | 0.015
10h30 | 0 | 0 | 0 | 0 | 0 | 0 | 0 | 0 | 0.015
11h30 | 0 | 0 | 0 | 0 | 0 | 0 | 0 | 0 | 0.015
12h30 | 0 | 0 | 0 | 0 | 0 | 0 | 0 | 0 | 0.015
13h30 | 0 | 0 | 0 | 0 | 0 | 0 | 0 | 0 | 0.015
14h30 | 0 | 0 | 0 | 0 | 0 | 0 | 0 | 0 | 0.015
15h30 | 0 | -0.05 | 0 | 0 | 0 | 0 | 0 | 0 | 0.015
16h30 | 0 | -0.06 | 0 | 0 | 0 | 0 | 0 | 0 | 0.015
17h30 | 0 | -0.01 | 0 | 0 | 0 | 0 | 0 | 0 | 0.015
18h30 | 0 | 0 | 0 | 0 | 0 | 0 | 0 | 0 | 0.015
19h30 | 0 | 0 | 0 | 0 | 0 | 0 | 0 | 0 | 0.015
20h30 | 0 | 0 | 0 | 0 | 0 | 0 | 0 | 0 | 0.015
21h30 | 0 | 0 | 0 | 0 | 0 | 0 | 0 | 0 | 0.015
22h30 | 0 | 0 | 0 | 0 | 0 | 0 | 0 | 0 | 0.015
23h30 | 0 | 0 | 0 | 0 | 0 | 0 | 0 | 0 | 0.015
00h30 | 0 | 0 | 0 | 0 | 0 | 0 | 0 | 0 | 0.015
01h30 | 0 | 0 | 0 | 0 | 0 | 0 | 0 | 0 | 0.015
02h30 | 0 | 0 | 0 | 0 | 0 | 0 | 0 | 0 | 0.015
03h30 | 0 | 0 | 0 | 0 | 0 | 0 | 0 | 0 | 0.015
04h30 | 0 | 0 | 0 | 0 | 0 | 0 | 0 | 0 | 0.015
05h30 | 0 | 0 | 0 | 0 | 0 | 0 | 0 | 0 | 0.015
06h30 | 0 | 0 | 0 | 0 | 0 | 0 | 0 | 0 | 0.015
07h30 | 0 | 0 | 0 | 0 | 0 | 0 | 0 | 0 | 0.015
08h30 | 0 | 0 | 0 | 0 | 0 | 0 | 0 | 0 | 0.015
09h30 | 0 | 0 | 0 | 0 | 0 | 0 | 0 | 0 | 0.015
10h30 | 0 | 0 | 0 | 0 | 0 | 0 | 0 | 0 | 0.015
11h30 | 0 | 0 | 0 | 0 | 0 | 0 | 0 | 0 | 0.015
12h30 | 0 | 0 | 0 | 0 | 0 | 0 | 0 | 0 | 0.015
13h30 | 0 | 0 | 0 | 0 | 0 | 0 | 0 | 0 | 0.015
14h30 | 0 | -0.01 | 0 | 0 | 0 | 0 | 0 | 0 | 0.015
15h30 | 0 | -0.1 | 0 | 0 | 0 | 0 | 0 | 0 | 0.015
16h30 | 0 | -0.13 | 0 | 0 | 0 | 0 | 0 | 0 | 0.015
17h30 | 0 | -0.1 | 0 | 0 | 0 | 0 | 0 | 0 | 0.015
18h30 | 0 | -0.06 | 0 | 0 | 0 | 0 | 0 | 0 | 0.015
19h30 | 0 | 0 | 0 | 0 | 0 | 0 | 0 | 0 | 0.015
20h30 | 0 | 0 | 0 | 0 | 0 | 0 | 0 | 0 | 0.015
21h30 | 0 | 0 | 0 | 0 | 0 | 0 | 0 | 0 | 0.015
22h30 | 0 | 0 | 0 | 0 | 0 | 0 | 0 | 0 | 0.015
23h30 | 0 | 0 | 0 | 0 | 0 | 0 | 0 | 0 | 0.015
00h30 | 0 | 0 | 0 | 0 | 0 | 0 | 0 | 0 | 0.015
01h30 | 0 | 0 | 0 | 0 | 0 | 0 | 0 | 0 | 0.015
02h30 | 0 | 0 | 0 | 0 | 0 | 0 | 0 | 0 | 0.015
03h30 | 0 | 0 | 0 | 0 | 0 | 0 | 0 | 0 | 0.015
04h30 | 0 | 0 | 0 | 0 | 0 | 0 | 0 | 0 | 0.015
05h30 | 0 | 0 | 0 | 0 | 0 | 0 | 0 | 0 | 0.015
06h30 | 0 | 0 | 0 | 0 | 0 | 0 | 0 | 0 | 0.015
07h30 | 0 | 0 | 0 | 0 | 0 | 0 | 0 | 0 | 0.015
08h30 | 0 | 0 | 0 | 0 | 0 | 0 | 0 | 0 | 0.015
09h30 | 0 | 0 | 0 | 0 | 0 | 0 | 0 | 0 | 0.015
10h30 | 0 | 0 | 0 | 0 | 0 | 0 | 0 | 0 | 0.015
11h30 | 0 | 0 | 0 | 0 | 0 | 0 | 0 | 0 | 0.015
12h30 | 0 | 0 | 0 | 0 | 0 | 0 | 0 | 0 | 0.015
13h30 | 0 | 0 | 0 | 0 | 0 | 0 | 0 | 0 | 0.015
14h30 | 0 | -0.15 | 0 | 0 | 0 | 0 | 0 | 0 | 0.015
15h30 | 0 | -0.32 | 0 | 0 | 0 | 0 | 0 | 0 | 0.015
16h30 | 0 | -0.3 | 0 | 0 | 0 | 0 | 0 | 0 | 0.015
17h30 | 0 | -0.25 | 0 | 0 | 0 | 0 | 0 | 0 | 0.015
18h30 | 0 | -0.12 | 0 | 0 | 0 | 0 | 0 | 0 | 0.015
19h30 | 0 | 0 | 0 | 0 | 0 | 0 | 0 | 0 | 0.015
20h30 | 0 | 0 | 0 | 0 | 0 | 0 | 0 | 0 | 0.015
21h30 | 0 | 0 | 0 | 0 | 0 | 0 | 0 | 0 | 0.015
22h30 | 0 | 0 | 0 | 0 | 0 | 0 | 0 | 0 | 0.015
23h30 | 0 | 0 | 0 | 0 | 0 | 0 | 0 | 0 | 0.015
00h30 | 0 | 0 | 0 | 0 | 0 | 0 | 0 | 0 | 0.015
01h30 | 0 | 0 | 0 | 0 | 0 | 0 | 0 | 0 | 0.015
02h30 | 0 | 0 | 0 | 0 | 0 | 0 | 0 | 0 | 0.015
03h30 | 0 | 0 | 0 | 0 | 0 | 0 | 0 | 0 | 0.015
04h30 | 0 | 0 | 0 | 0 | 0 | 0 | 0 | 0 | 0.015
05h30 | 0 | 0 | 0 | 0 | 0 | 0 | 0 | 0 | 0.015
06h30 | 0 | 0 | 0 | 0 | 0 | 0 | 0 | 0 | 0.015
07h30 | 0 | 0 | 0 | 0 | 0 | 0 | 0 | 0 | 0.015
08h30 | 0 | 0 | 0 | 0 | 0 | 0 | 0 | 0 | 0.015
09h30 | 0 | 0 | 0 | 0 | 0 | 0 | 0 | 0 | 0.015
10h30 | 0 | 0 | 0 | 0 | 0 | 0 | 0 | 0 | 0.015
11h30 | 0 | 0 | 0 | 0 | 0 | 0 | 0 | 0 | 0.015
12h30 | 0 | 0 | 0 | 0 | 0 | 0 | 0 | 0 | 0.015
13h30 | 0 | 0 | 0 | 0 | 0 | 0 | 0 | 0 | 0.015
14h30 | 0 | 0 | 0 | 0 | 0 | 0 | 0 | 0 | 0.015
15h30 | 0 | 0 | 0 | 0 | 0 | 0 | 0 | 0 | 0.015
16h30 | 0 | 0 | 0 | 0 | 0 | 0 | 0 | 0 | 0.015
17h30 | 0 | 0 | 0 | 0 | 0 | 0 | 0 | 0 | 0.015
18h30 | 0 | 0 | 0 | 0 | 0 | 0 | 0 | 0 | 0.015
19h30 | 0 | 0 | 0 | 0 | 0 | 0 | 0 | 0 | 0.015
20h30 | 0 | 0 | 0 | 0 | 0 | 0 | 0 | 0 | 0.015
21h30 | 0 | 0 | 0 | 0 | 0 | 0 | 0 | 0 | 0.015
22h30 | 0 | 0 | 0 | 0 | 0 | 0 | 0 | 0 | 0.015
23h30 | 0 | 0 | 0 | 0 | 0 | 0 | 0 | 0 | 0.015
00h30 | 0 | 0 | 0 | 0 | 0 | 0 | 0 | 0 | 0.015
01h30 | 0 | 0 | 0 | 0 | 0 | 0 | 0 | 0 | 0.015
02h30 | 0 | 0 | 0 | 0 | 0 | 0 | 0 | 0 | 0.015
03h30 | 0 | 0 | 0 | 0 | 0 | 0 | 0 | 0 | 0.015
04h30 | 0 | 0 | 0 | 0 | 0 | 0 | 0 | 0 | 0.015
05h30 | 0 | 0 | 0 | 0 | 0 | 0 | 0 | 0 | 0.015
06h30 | 0 | 0 | 0 | 0 | 0 | 0 | 0 | 0 | 0.015
07h30 | 0 | 0 | 0 | 0 | 0 | 0 | 0 | 0 | 0.015
08h30 | 0 | 0 | 0 | 0 | 0 | 0 | 0 | 0 | 0.015
09h30 | 0 | 0 | 0 | 0 | 0 | 0 | 0 | 0 | 0.015
10h30 | 0 | 0 | 0 | 0 | 0 | 0 | 0 | 0 | 0.015
11h30 | 0 | 0 | 0 | 0 | 0 | 0 | 0 | 0 | 0.015
12h30 | 0 | 0 | 0 | 0 | 0 | 0 | 0 | 0 | 0.015
13h30 | 0 | 0 | 0 | 0 | 0 | 0 | 0 | 0 | 0.015
14h30 | 0 | 0 | 0 | 0 | 0 | 0 | 0 | 0 | 0.015
15h30 | 0 | 0 | 0 | 0 | 0 | 0 | 0 | 0 | 0.015
16h30 | 0 | 0 | 0 | 0 | 0 | 0 | 0 | 0 | 0.015
17h30 | 0 | 0 | 0 | 0 | 0 | 0 | 0 | 0 | 0.015
18h30 | 0 | 0 | 0 | 0 | 0 | 0 | 0 | 0 | 0.015
19h30 | 0 | 0 | 0 | 0 | 0 | 0 | 0 | 0 | 0.015
20h30 | 0 | 0 | 0 | 0 | 0 | 0 | 0 | 0 | 0.015
21h30 | 0 | 0 | 0 | 0 | 0 | 0 | 0 | 0 | 0.015
22h30 | 0 | 0 | 0 | 0 | 0 | 0 | 0 | 0 | 0.015
23h30 | 0 | 0 | 0 | 0 | 0 | 0 | 0 | 0 | 0.015
00h30 | 0 | 0 | 0 | 0 | 0 | 0 | 0 | 0 | 0.015
01h30 | 0 | 0 | 0 | 0 | 0 | 0 | 0 | 0 | 0.015
02h30 | 0 | 0 | 0 | 0 | 0 | 0 | 0 | 0 | 0.015
03h30 | 0 | 0 | 0 | 0 | 0 | 0 | 0 | 0 | 0.015
04h30 | 0 | 0 | 0 | 0 | 0 | 0 | 0 | 0 | 0.015
05h30 | 0 | 0 | 0 | 0 | 0 | 0 | 0 | 0 | 0.015
06h30 | 0 | 0 | 0 | 0 | 0 | 0 | 0 | 0 | 0.015
07h30 | 0 | 0 | 0 | 0 | 0 | 0 | 0 | 0 | 0.015
08h30 | 0 | 0 | 0 | 0 | 0 | 0 | 0 | 0 | 0.015
09h30 | 0 | 0 | 0 | 0 | 0 | 0 | 0 | 0 | 0.015
10h30 | 0 | 0 | 0 | 0 | 0 | 0 | 0 | 0 | 0.015
11h30 | 0 | 0 | 0 | 0 | 0 | 0 | 0 | 0 | 0.015
12h30 | 0 | 0 | 0 | 0 | 0 | 0 | 0 | 0 | 0.015
13h30 | 0 | 0 | 0 | 0 | 0 | 0 | 0 | 0 | 0.015
14h30 | 0 | 0 | 0 | 0 | 0 | 0 | 0 | 0 | 0.015
15h30 | 0 | 0 | 0 | 0 | 0 | 0 | 0 | 0 | 0.015
16h30 | 0 | 0 | 0 | 0 | 0 | 0 | 0 | 0 | 0.015
17h30 | 0 | 0 | 0 | 0 | 0 | 0 | 0 | 0 | 0.015
18h30 | 0 | 0 | 0 | 0 | 0 | 0 | 0 | 0 | 0.015
19h30 | 0 | 0 | 0 | 0 | 0 | 0 | 0 | 0 | 0.015
20h30 | 0 | 0 | 0 | 0 | 0 | 0 | 0 | 0 | 0.015
21h30 | 0 | 0 | 0 | 0 | 0 | 0 | 0 | 0 | 0.015
22h30 | 0 | 0 | 0 | 0 | 0 | 0 | 0 | 0 | 0.015
23h30 | 0 | 0 | 0 | 0 | 0 | 0 | 0 | 0 | 0.015
00h30 | 0 | 0 | 0 | 0 | 0 | 0 | 0 | 0 | 0.015
01h30 | 0 | 0 | 0 | 0 | 0 | 0 | 0 | 0 | 0.015
02h30 | 0 | 0 | 0 | 0 | 0 | 0 | 0 | 0 | 0.015
03h30 | 0 | 0 | 0 | 0 | 0 | 0 | 0 | 0 | 0.015
04h30 | 0 | 0 | 0 | 0 | 0 | 0 | 0 | 0 | 0.015
05h30 | 0 | 0 | 0 | 0 | 0 | 0 | 0 | 0 | 0.015
06h30 | 0 | 0 | 0 | 0 | 0 | 0 | 0 | 0 | 0.015
07h30 | 0 | 0 | 0 | 0 | 0 | 0 | 0 | 0 | 0.015
08h30 | 0 | 0 | 0 | 0 | 0 | 0 | 0 | 0 | 0.015
09h30 | 0 | 0 | 0 | 0 | 0 | 0 | 0 | 0 | 0.015
10h30 | 0 | 0 | 0 | 0 | 0 | 0 | 0 | 0 | 0.015
11h30 | 0 | 0 | 0 | 0 | 0 | 0 | 0 | 0 | 0.015
12h30 | 0 | 0 | 0 | 0 | 0 | 0 | 0 | 0 | 0.015
13h30 | 0 | 0 | 0 | 0 | 0 | 0 | 0 | 0 | 0.015
14h30 | 0 | 0 | 0 | 0 | 0 | 0 | 0 | 0 | 0.015
15h30 | 0 | 0 | 0 | 0 | 0 | 0 | 0 | 0 | 0.015
16h30 | 0 | 0 | 0 | 0 | 0 | 0 | 0 | 0 | 0.015
17h30 | 0 | 0 | 0 | 0 | 0 | 0 | 0 | 0 | 0.015
18h30 | 0 | 0 | 0 | 0 | 0 | 0 | 0 | 0 | 0.015
19h30 | 0 | 0 | 0 | 0 | 0 | 0 | 0 | 0 | 0.015
20h30 | 0 | 0 | 0 | 0 | 0 | 0 | 0 | 0 | 0.015
21h30 | 0 | 0 | 0 | 0 | 0 | 0 | 0 | 0 | 0.015
22h30 | 0 | 0 | 0 | 0 | 0 | 0 | 0 | 0 | 0.015
23h30 | 0 | 0 | 0 | 0 | 0 | 0 | 0 | 0 | 0.015
00h30 | 0 | 0 | 0 | 0 | 0 | 0 | 0 | 0 | 0.015
01h30 | 0 | 0 | 0 | 0 | 0 | 0 | 0 | 0 | 0.015
02h30 | 0 | 0 | 0 | 0 | 0 | 0 | 0 | 0 | 0.015
03h30 | 0 | 0 | 0 | 0 | 0 | 0 | 0 | 0 | 0.015
04h30 | 0 | 0 | 0 | 0 | 0 | 0 | 0 | 0 | 0.015
05h30 | 0 | 0 | 0 | 0 | 0 | 0 | 0 | 0 | 0.015
06h30 | 0 | 0 | 0 | 0 | 0 | 0 | 0 | 0 | 0.015
07h30 | 0 | 0 | 0 | 0 | 0 | 0 | 0 | 0 | 0.015
08h30 | 0 | 0 | 0 | 0 | 0 | 0 | 0 | 0 | 0.015
09h30 | 0 | 0 | 0 | 0 | 0 | 0 | 0 | 0 | 0.015
10h30 | 0 | 0 | 0 | 0 | 0 | 0 | 0 | 0 | 0.015
11h30 | 0 | 0 | 0 | 0 | 0 | 0 | 0 | 0 | 0.015
12h30 | 0 | 0 | 0 | 0 | 0 | 0 | 0 | 0 | 0.015
13h30 | 0 | 0 | 0 | 0 | 0 | 0 | 0 | 0 | 0.015
14h30 | 0 | 0 | 0 | 0 | 0 | 0 | 0 | 0 | 0.015
15h30 | 0 | 0 | 0 | 0 | 0 | 0 | 0 | 0 | 0.015
16h30 | 0 | 0 | 0 | 0 | 0 | 0 | 0 | 0 | 0.015
17h30 | 0 | 0 | 0 | 0 | 0 | 0 | 0 | 0 | 0.015
18h30 | 0 | 0 | 0 | 0 | 0 | 0 | 0 | 0 | 0.015
19h30 | 0 | 0 | 0 | 0 | 0 | 0 | 0 | 0 | 0.015
20h30 | 0 | 0 | 0 | 0 | 0 | 0 | 0 | 0 | 0.015
21h30 | 0 | 0 | 0 | 0 | 0 | 0 | 0 | 0 | 0.015
22h30 | 0 | 0 | 0 | 0 | 0 | 0 | 0 | 0 | 0.015
23h30 | 0 | 0 | 0 | 0 | 0 | 0 | 0 | 0 | 0.015
00h30 | 0 | 0 | 0 | 0 | 0 | 0 | 0 | 0 | 0.015
01h30 | 0 | 0 | 0 | 0 | 0 | 0 | 0 | 0 | 0.015
02h30 | 0 | 0 | 0 | 0 | 0 | 0 | 0 | 0 | 0.015
03h30 | 0 | 0 | 0 | 0 | 0 | 0 | 0 | 0 | 0.015
04h30 | 0 | 0 | 0 | 0 | 0 | 0 | 0 | 0 | 0.015
05h30 | 0 | 0 | 0 | 0 | 0 | 0 | 0 | 0 | 0.015
06h30 | 0 | 0 | 0 | 0 | 0 | 0 | 0 | 0 | 0.015
07h30 | 0 | 0 | 0 | 0 | 0 | 0 | 0 | 0 | 0.015
08h30 | 0 | 0 | 0 | 0 | 0 | 0 | 0 | 0 | 0.015
09h30 | 0 | 0 | 0 | 0 | 0 | 0 | 0 | 0 | 0.015
10h30 | 0 | 0 | 0 | 0 | 0 | 0 | 0 | 0 | 0.015
11h30 | 0 | 0 | 0 | 0 | 0 | 0 | 0 | 0 | 0.015
12h30 | 0 | 0 | 0 | 0 | 0 | 0 | 0 | 0 | 0.015
13h30 | 0 | 0 | 0 | 0 | 0 | 0 | 0 | 0 | 0.015
14h30 | 0 | 0 | 0 | 0 | 0 | 0 | 0 | 0 | 0.015
15h30 | 0 | 0 | 0 | 0 | 0 | 0 | 0 | 0 | 0.015
16h30 | 0 | 0 | 0 | 0 | 0 | 0 | 0 | 0 | 0.015
17h30 | 0 | 0 | 0 | 0 | 0 | 0 | 0 | 0 | 0.015
18h30 | 0 | 0 | 0 | 0 | 0 | 0 | 0 | 0 | 0.015
19h30 | 0 | 0 | 0 | 0 | 0 | 0 | 0 | 0 | 0.015
20h30 | 0 | 0 | 0 | 0 | 0 | 0 | 0 | 0 | 0.015
21h30 | 0 | 0 | 0 | 0 | 0 | 0 | 0 | 0 | 0.015
22h30 | 0 | 0 | 0 | 0 | 0 | 0 | 0 | 0 | 0.015
23h30 | 0 | 0 | 0 | 0 | 0 | 0 | 0 | 0 | 0.015
00h30 | 0 | 0 | 0 | 0 | 0 | 0 | 0 | 0 | 0.015
01h30 | 0 | 0 | 0 | 0 | 0 | 0 | 0 | 0 | 0.015
02h30 | 0 | 0 | 0 | 0 | 0 | 0 | 0 | 0 | 0.015
03h30 | 0 | 0 | 0 | 0 | 0 | 0 | 0 | 0 | 0.015
04h30 | 0 | 0 | 0 | 0 | 0 | 0 | 0 | 0 | 0.015
05h30 | 0 | 0 | 0 | 0 | 0 | 0 | 0 | 0 | 0.015
06h30 | 0 | 0 | 0 | 0 | 0 | 0 | 0 | 0 | 0.015
07h30 | 0 | 0 | 0 | 0 | 0 | 0 | 0 | 0 | 0.015
08h30 | 0.01 | 0 | 0 | 0 | 0 | 0 | 0 | 0 | 0.015
09h30 | 0.05 | 0 | 0 | 0 | 0 | 0 | 0 | 0 | 0.015
10h30 | 0.05 | 0 | 0 | 0 | 0 | 0 | 0 | 0 | 0.015
11h30 | 0.01 | 0 | 0 | 0 | 0 | 0 | 0 | 0 | 0.015
12h30 | 0 | 0 | 0 | 0 | 0 | 0 | 0 | 0 | 0.015
13h30 | 0 | 0 | 0 | 0 | 0 | 0 | 0 | 0 | 0.015
14h30 | 0 | 0 | 0 | 0 | 0 | 0 | 0 | 0 | 0.015
15h30 | 0 | 0 | 0 | 0 | 0 | 0 | 0 | 0 | 0.015
16h30 | 0 | 0 | 0 | 0 | 0 | 0 | 0 | 0 | 0.015
17h30 | 0 | 0 | 0 | 0 | 0 | 0 | 0 | 0 | 0.015
18h30 | 0 | 0 | 0 | 0 | 0 | 0 | 0 | 0 | 0.015
19h30 | 0 | 0 | 0 | 0 | 0 | 0 | 0 | 0 | 0.015
20h30 | 0 | 0 | 0 | 0 | 0 | 0 | 0 | 0 | 0.015
21h30 | 0.01 | 0 | 0 | 0 | 0 | 0 | 0 | 0 | 0.015
22h30 | 0.02 | 0 | 0 | 0 | 0 | 0 | 0 | 0 | 0.015
23h30 | 0.04 | 0 | 0 | 0 | 0 | 0 | 0 | 0 | 0.015
00h30 | 0.03 | 0 | 0 | 0 | 0 | 0 | 0 | 0 | 0.015
01h30 | 0 | 0 | 0 | 0 | 0 | 0 | 0 | 0 | 0.015
02h30 | 0 | 0 | 0 | 0 | 0 | 0 | 0 | 0 | 0.015
03h30 | 0 | 0 | 0 | 0 | 0 | 0 | 0 | 0 | 0.015
04h30 | 0 | 0 | 0 | 0 | 0 | 0 | 0 | 0 | 0.015
05h30 | 0 | 0 | 0 | 0 | 0 | 0 | 0 | 0 | 0.015
06h30 | 0 | 0 | 0 | 0 | 0 | 0 | 0 | 0 | 0.015
07h30 | 0.03 | 0 | 0 | 0 | 0 | 0 | 0 | 0 | 0.015
08h30 | 0.13 | 0 | 0 | 0 | 0 | 0 | 0 | 0 | 0.015
09h30 | 0.18 | 0 | 0 | 0 | 0 | 0 | 0 | 0 | 0.015
10h30 | 0.13 | 0 | 0 | 0 | 0 | 0 | 0 | 0 | 0.015
11h30 | 0.07 | 0 | 0 | 0 | 0 | 0 | 0 | 0 | 0.015
12h30 | 0.02 | 0 | 0 | 0 | 0 | 0 | 0 | 0 | 0.015
13h30 | 0 | 0 | 0 | 0 | 0 | 0 | 0 | 0 | 0.015
14h30 | 0 | 0 | 0 | 0 | 0 | 0 | 0 | 0 | 0.015
15h30 | 0 | 0 | 0 | 0 | 0 | 0 | 0 | 0 | 0.015
16h30 | 0 | 0 | 0 | 0 | 0 | 0 | 0 | 0 | 0.015
17h30 | 0 | 0 | 0 | 0 | 0 | 0 | 0 | 0 | 0.015
18h30 | 0 | 0 | 0 | 0 | 0 | 0 | 0 | 0 | 0.015
19h30 | 0 | 0 | 0 | 0 | 0 | 0 | 0 | 0 | 0.015
20h30 | 0 | 0 | 0 | 0 | 0 | 0 | 0 | 0 | 0.015
21h30 | 0.01 | 0 | 0 | 0 | 0 | 0 | 0 | 0 | 0.015
22h30 | 0.04 | 0 | 0 | 0 | 0 | 0 | 0 | 0 | 0.015
23h30 | 0.06 | 0 | 0 | 0 | 0 | 0 | 0 | 0 | 0.015
00h30 | 0.04 | 0 | 0 | 0 | 0 | 0 | 0 | 0 | 0.015
01h30 | 0 | 0 | 0 | 0 | 0 | 0 | 0 | 0 | 0.015
02h30 | 0 | 0 | 0 | 0 | 0 | 0 | 0 | 0 | 0.015
03h30 | 0 | 0 | 0 | 0 | 0 | 0 | 0 | 0 | 0.015
04h30 | 0 | 0 | 0 | 0 | 0 | 0 | 0 | 0 | 0.015
05h30 | 0 | 0 | 0 | 0 | 0 | 0 | 0 | 0 | 0.015
06h30 | 0 | 0 | 0 | 0 | 0 | 0 | 0 | 0 | 0.015
07h30 | 0.06 | 0 | 0 | 0 | 0 | 0 | 0 | 0 | 0.015
08h30 | 0.15 | 0 | 0 | 0 | 0 | 0 | 0 | 0 | 0.015
09h30 | 0.17 | 0 | 0 | 0 | 0 | 0 | 0 | 0 | 0.015
10h30 | 0.1 | 0 | 0 | 0 | 0 | 0 | 0 | 0 | 0.015
11h30 | 0.02 | 0 | 0 | 0 | 0 | 0 | 0 | 0 | 0.015
12h30 | 0 | 0 | 0 | 0 | 0 | 0 | 0 | 0 | 0.015
13h30 | 0 | 0 | 0 | 0 | 0 | 0 | 0 | 0 | 0.015
14h30 | 0 | 0 | 0 | 0 | 0 | 0 | 0 | 0 | 0.015
15h30 | 0 | 0 | 0 | 0 | 0 | 0 | 0 | 0 | 0.015
16h30 | 0 | 0 | 0 | 0 | 0 | 0 | 0 | 0 | 0.015
17h30 | 0 | 0 | 0 | 0 | 0 | 0 | 0 | 0 | 0.015
18h30 | 0 | 0 | 0 | 0 | 0 | 0 | 0 | 0 | 0.015
19h30 | 0 | 0 | 0 | 0 | 0 | 0 | 0 | 0 | 0.015
20h30 | 0.02 | 0 | 0 | 0 | 0 | 0 | 0 | 0 | 0.015
21h30 | 0.06 | 0 | 0 | 0 | 0 | 0 | 0 | 0 | 0.015
22h30 | 0.08 | 0 | 0 | 0 | 0 | 0 | 0 | 0 | 0.015
23h30 | 0.09 | 0 | 0 | 0 | 0 | 0 | 0 | 0 | 0.015
00h30 | 0.05 | 0 | 0 | 0 | 0 | 0 | 0 | 0 | 0.015
01h30 | 0 | 0 | 0 | 0 | 0 | 0 | 0 | 0 | 0.015
02h30 | 0 | 0 | 0 | 0 | 0 | 0 | 0 | 0 | 0.015
03h30 | 0 | 0 | 0 | 0 | 0 | 0 | 0 | 0 | 0.015
04h30 | 0 | 0 | 0 | 0 | 0 | 0 | 0 | 0 | 0.015
05h30 | 0 | 0 | 0 | 0 | 0 | 0 | 0 | 0 | 0.015
06h30 | 0 | 0 | 0 | 0 | 0 | 0 | 0 | 0 | 0.015
07h30 | 0.08 | 0 | 0 | 0 | 0 | 0 | 0 | 0 | 0.015
08h30 | 0.18 | 0 | 0 | 0 | 0 | 0 | 0 | 0 | 0.015
09h30 | 0.17 | 0 | 0 | 0 | 0 | 0 | 0 | 0 | 0.015
10h30 | 0.07 | 0 | 0 | 0 | 0 | 0 | 0 | 0 | 0.015
11h30 | 0 | 0 | 0 | 0 | 0 | 0 | 0 | 0 | 0.015
12h30 | 0 | 0 | 0 | 0 | 0 | 0 | 0 | 0 | 0.015
13h30 | 0 | 0 | 0 | 0 | 0 | 0 | 0 | 0 | 0.015
14h30 | 0 | 0 | 0 | 0 | 0 | 0 | 0 | 0 | 0.015
15h30 | 0 | 0 | 0 | 0 | 0 | 0 | 0 | 0 | 0.015
16h30 | 0 | 0 | 0 | 0 | 0 | 0 | 0 | 0 | 0.015
17h30 | 0 | 0 | 0 | 0 | 0 | 0 | 0 | 0 | 0.015
18h30 | 0 | 0 | 0 | 0 | 0 | 0 | 0 | 0 | 0.015
19h30 | 0 | 0 | 0 | 0 | 0 | 0 | 0 | 0 | 0.015
20h30 | 0 | 0 | 0 | 0 | 0 | 0 | 0 | 0 | 0.015
21h30 | 0 | 0 | 0 | 0 | 0 | 0 | 0 | 0 | 0.015
22h30 | 0 | 0 | 0 | 0 | 0 | 0 | 0 | 0 | 0.015
23h30 | 0 | 0 | 0 | 0 | 0 | 0 | 0 | 0 | 0.015
00h30 | 0 | 0 | 0 | 0 | 0 | 0 | 0 | 0 | 0.015
01h30 | 0 | 0 | 0 | 0 | 0 | 0 | 0 | 0 | 0.015
02h30 | 0 | 0 | 0 | 0 | 0 | 0 | 0 | 0 | 0.015
03h30 | 0 | 0 | 0 | 0 | 0 | 0 | 0 | 0 | 0.015
04h30 | 0 | 0 | 0 | 0 | 0 | 0 | 0 | 0 | 0.015
05h30 | 0 | 0 | 0 | 0 | 0 | 0 | 0 | 0 | 0.015
06h30 | 0 | 0 | 0 | 0 | 0 | 0 | 0 | 0 | 0.015
07h30 | 0 | 0 | 0 | 0 | 0 | 0 | 0 | 0 | 0.015
08h30 | 0 | 0 | 0 | 0 | 0 | 0 | 0 | 0 | 0.015
09h30 | 0 | 0 | 0 | 0 | 0 | 0 | 0 | 0 | 0.015
10h30 | 0 | 0 | 0 | 0 | 0 | 0 | 0 | 0 | 0.015
11h30 | 0 | 0 | 0 | 0 | 0 | 0 | 0 | 0 | 0.015
12h30 | 0 | 0 | 0 | 0 | 0 | 0 | 0 | 0 | 0.015
13h30 | 0 | 0 | 0 | 0 | 0 | 0 | 0 | 0 | 0.015
14h30 | 0 | 0 | 0 | 0 | 0 | 0 | 0 | 0 | 0.015
15h30 | 0 | 0 | 0 | 0 | 0 | 0 | 0 | 0 | 0.015
16h30 | 0 | 0 | 0 | 0 | 0 | 0 | 0 | 0 | 0.015
17h30 | 0 | 0 | 0 | 0 | 0 | 0 | 0 | 0 | 0.015
18h30 | 0 | 0 | 0 | 0 | 0 | 0 | 0 | 0 | 0.015
19h30 | 0 | 0 | 0 | 0 | 0 | 0 | 0 | 0 | 0.015
20h30 | 0 | 0 | 0 | 0 | 0 | 0 | 0 | 0 | 0.015
21h30 | 0 | 0 | 0 | 0 | 0 | 0 | 0 | 0 | 0.015
22h30 | 0 | 0 | 0 | 0 | 0 | 0 | 0 | 0 | 0.015
23h30 | 0 | 0 | 0 | 0 | 0 | 0 | 0 | 0 | 0.015
00h30 | 0 | 0 | 0 | 0 | 0 | 0 | 0 | 0 | 0.015
01h30 | 0 | 0 | 0 | 0 | 0 | 0 | 0 | 0 | 0.015
02h30 | 0 | 0 | 0 | 0 | 0 | 0 | 0 | 0 | 0.015
03h30 | 0 | 0 | 0 | 0 | 0 | 0 | 0 | 0 | 0.015
04h30 | 0 | 0 | 0 | 0 | 0 | 0 | 0 | 0 | 0.015
05h30 | 0 | 0 | 0 | 0 | 0 | 0 | 0 | 0 | 0.015
06h30 | 0 | 0 | 0 | 0 | 0 | 0 | 0 | 0 | 0.015
07h30 | 0 | 0 | 0 | 0 | 0 | 0 | 0 | 0 | 0.015
08h30 | 0 | 0 | 0 | 0 | 0 | 0 | 0 | 0 | 0.015
09h30 | 0 | 0 | 0 | 0 | 0 | 0 | 0 | 0 | 0.015
10h30 | 0 | 0 | 0 | 0 | 0 | 0 | 0 | 0 | 0.015
11h30 | 0 | 0 | 0 | 0 | 0 | 0 | 0 | 0 | 0.015
12h30 | 0 | 0 | 0 | 0 | 0 | 0 | 0 | 0 | 0.015
13h30 | 0 | 0 | 0 | 0 | 0 | 0 | 0 | 0 | 0.015
14h30 | 0 | 0 | 0 | 0 | 0 | 0 | 0 | 0 | 0.015
15h30 | 0 | 0 | 0 | 0 | 0 | 0 | 0 | 0 | 0.015
16h30 | 0 | 0 | 0 | 0 | 0 | 0 | 0 | 0 | 0.015
17h30 | 0 | 0 | 0 | 0 | 0 | 0 | 0 | 0 | 0.015
18h30 | 0 | 0 | 0 | 0 | 0 | 0 | 0 | 0 | 0.015
19h30 | 0 | 0 | 0 | 0 | 0 | 0 | 0 | 0 | 0.015
20h30 | 0 | 0 | 0 | 0 | 0 | 0 | 0 | 0 | 0.015
21h30 | 0 | 0 | 0 | 0 | 0 | 0 | 0 | 0 | 0.015
22h30 | 0 | 0 | 0 | 0 | 0 | 0 | 0 | 0 | 0.015
23h30 | 0 | 0 | 0 | 0 | 0 | 0 | 0 | 0 | 0.015
00h30 | 0 | 0 | 0 | 0 | 0 | 0 | 0 | 0 | 0.015
01h30 | 0 | 0 | 0 | 0 | 0 | 0 | 0 | 0 | 0.015
02h30 | 0 | 0 | 0 | 0 | 0 | 0 | 0 | 0 | 0.015
03h30 | 0 | 0 | 0 | 0 | 0 | 0 | 0 | 0 | 0.015
04h30 | 0 | 0 | 0 | 0 | 0 | 0 | 0 | 0 | 0.015
05h30 | 0 | 0 | 0 | 0 | 0 | 0 | 0 | 0 | 0.015
06h30 | 0 | 0 | 0 | 0 | 0 | 0 | 0 | 0 | 0.015
07h30 | 0 | 0 | 0 | 0 | 0 | 0 | 0 | 0 | 0.015
08h30 | 0.05 | 0 | 0 | 0 | 0 | 0 | 0 | 0 | 0.015
09h30 | 0.05 | 0 | 0 | 0 | 0 | 0 | 0 | 0 | 0.015
10h30 | 0.01 | 0 | 0 | 0 | 0 | 0 | 0 | 0 | 0.015
11h30 | 0 | 0 | 0 | 0 | 0 | 0 | 0 | 0 | 0.015
12h30 | 0 | 0 | 0 | 0 | 0 | 0 | 0 | 0 | 0.015
13h30 | 0 | 0 | 0 | 0 | 0 | 0 | 0 | 0 | 0.015
14h30 | 0 | 0 | 0 | 0 | 0 | 0 | 0 | 0 | 0.015
15h30 | 0 | 0 | 0 | 0 | 0 | 0 | 0 | 0 | 0.015
16h30 | 0 | 0 | 0 | 0 | 0 | 0 | 0 | 0 | 0.015
17h30 | 0 | 0 | 0 | 0 | 0 | 0 | 0 | 0 | 0.015
18h30 | 0 | 0 | 0 | 0 | 0 | 0 | 0 | 0 | 0.015
19h30 | 0 | 0 | 0 | 0 | 0 | 0 | 0 | 0 | 0.015
20h30 | 0 | 0 | 0 | 0 | 0 | 0 | 0 | 0 | 0.015
21h30 | 0 | 0 | 0 | 0 | 0 | 0 | 0 | 0 | 0.015
22h30 | 0 | 0 | 0 | 0 | 0 | 0 | 0 | 0 | 0.015
23h30 | 0 | 0 | 0 | 0 | 0 | 0 | 0 | 0 | 0.015
00h30 | 0 | 0 | 0 | 0 | 0 | 0 | 0 | 0 | 0.015
01h30 | 0 | 0 | 0 | 0 | 0 | 0 | 0 | 0 | 0.015
02h30 | 0 | 0 | 0 | 0 | 0 | 0 | 0 | 0 | 0.015
03h30 | 0 | 0 | 0 | 0 | 0 | 0 | 0 | 0 | 0.015
04h30 | 0 | 0 | 0 | 0 | 0 | 0 | 0 | 0 | 0.015
05h30 | 0 | 0 | 0 | 0 | 0 | 0 | 0 | 0 | 0.015
06h30 | 0 | 0 | 0 | 0 | 0 | 0 | 0 | 0 | 0.015
07h30 | 0 | 0 | 0 | 0 | 0 | 0 | 0 | 0 | 0.015
08h30 | 0 | 0 | 0 | 0 | 0 | 0 | 0 | 0 | 0.015
09h30 | 0 | 0 | 0 | 0 | 0 | 0 | 0 | 0 | 0.015
10h30 | 0 | 0 | 0 | 0 | 0 | 0 | 0 | 0 | 0.015
11h30 | 0 | 0 | 0 | 0 | 0 | 0 | 0 | 0 | 0.015
12h30 | 0 | 0 | 0 | 0 | 0 | 0 | 0 | 0 | 0.015
13h30 | 0 | 0 | 0 | 0 | 0 | 0 | 0 | 0 | 0.015
14h30 | 0 | 0 | 0 | 0 | 0 | 0 | 0 | 0 | 0.015
15h30 | 0 | 0 | 0 | 0 | 0 | 0 | 0 | 0 | 0.015
16h30 | 0 | 0 | 0 | 0 | 0 | 0 | 0 | 0 | 0.015
17h30 | 0 | 0 | 0 | 0 | 0 | 0 | 0 | 0 | 0.015
18h30 | 0 | 0 | 0 | 0 | 0 | 0 | 0 | 0 | 0.015
19h30 | 0 | 0 | 0 | 0 | 0 | 0 | 0 | 0 | 0.015
20h30 | 0 | 0 | 0 | 0 | 0 | 0 | 0 | 0 | 0.015
21h30 | 0 | 0 | 0 | 0 | 0 | 0 | 0 | 0 | 0.015
22h30 | 0 | 0 | 0 | 0 | 0 | 0 | 0 | 0 | 0.015
23h30 | 0 | 0 | 0 | 0 | 0 | 0 | 0 | 0 | 0.015
00h30 | 0 | 0 | 0 | 0 | 0 | 0 | 0 | 0 | 0.015
01h30 | 0 | 0 | 0 | 0 | 0 | 0 | 0 | 0 | 0.015
02h30 | 0 | 0 | 0 | 0 | 0 | 0 | 0 | 0 | 0.015
03h30 | 0 | 0 | 0 | 0 | 0 | 0 | 0 | 0 | 0.015
04h30 | 0 | 0 | 0 | 0 | 0 | 0 | 0 | 0 | 0.015
05h30 | 0 | 0 | 0 | 0 | 0 | 0 | 0 | 0 | 0.015
06h30 | 0 | 0 | 0 | 0 | 0 | 0 | 0 | 0 | 0.015
07h30 | 0 | 0 | 0 | 0 | 0 | 0 | 0 | 0 | 0.015
08h30 | 0 | 0 | 0 | 0 | 0 | 0 | 0 | 0 | 0.015
09h30 | 0 | 0 | 0 | 0 | 0 | 0 | 0 | 0 | 0.015
10h30 | 0 | 0 | 0 | 0 | 0 | 0 | 0 | 0 | 0.015
11h30 | 0 | 0 | 0 | 0 | 0 | 0 | 0 | 0 | 0.015
12h30 | 0 | 0 | 0 | 0 | 0 | 0 | 0 | 0 | 0.015
13h30 | 0 | 0 | 0 | 0 | 0 | 0 | 0 | 0 | 0.015
14h30 | 0 | 0 | 0 | 0 | 0 | 0 | 0 | 0 | 0.015
15h30 | 0 | 0 | 0 | 0 | 0 | 0 | 0 | 0 | 0.015
16h30 | 0 | 0 | 0 | 0 | 0 | 0 | 0 | 0 | 0.015
17h30 | 0 | 0 | 0 | 0 | 0 | 0 | 0 | 0 | 0.015
18h30 | 0 | 0 | 0 | 0 | 0 | 0 | 0 | 0 | 0.015
19h30 | 0 | 0 | 0 | 0 | 0 | 0 | 0 | 0 | 0.015
20h30 | 0 | 0 | 0 | 0 | 0 | 0 | 0 | 0 | 0.015
21h30 | 0 | 0 | 0 | 0 | 0 | 0 | 0 | 0 | 0.015
22h30 | 0 | 0 | 0 | 0 | 0 | 0 | 0 | 0 | 0.015
23h30 | 0 | 0 | 0 | 0 | 0 | 0 | 0 | 0 | 0.015
00h30 | 0 | 0 | 0 | 0 | 0 | 0 | 0 | 0 | 0.015
01h30 | 0 | 0 | 0 | 0 | 0 | 0 | 0 | 0 | 0.015
02h30 | 0 | 0 | 0 | 0 | 0 | 0 | 0 | 0 | 0.015
03h30 | 0 | 0 | 0 | 0 | 0 | 0 | 0 | 0 | 0.015
04h30 | 0 | 0 | 0 | 0 | 0 | 0 | 0 | 0 | 0.015
05h30 | 0 | 0 | 0 | 0 | 0 | 0 | 0 | 0 | 0.015
06h30 | 0 | 0 | 0 | 0 | 0 | 0 | 0 | 0 | 0.015
07h30 | 0 | 0 | 0 | 0 | 0 | 0 | 0 | 0 | 0.015
08h30 | 0 | 0 | 0 | 0 | 0 | 0 | 0 | 0 | 0.015
09h30 | 0.01 | 0 | 0 | 0 | 0 | 0 | 0 | 0 | 0.015
10h30 | 0.01 | 0 | 0 | 0 | 0 | 0 | 0 | 0 | 0.015
11h30 | 0 | 0 | 0 | 0 | 0 | 0 | 0 | 0 | 0.015
12h30 | 0 | 0 | 0 | 0 | 0 | 0 | 0 | 0 | 0.015
13h30 | 0 | 0 | 0 | 0 | 0 | 0 | 0 | 0 | 0.015
14h30 | 0 | 0 | 0 | 0 | 0 | 0 | 0 | 0 | 0.015
15h30 | 0 | 0 | 0 | 0 | 0 | 0 | 0 | 0 | 0.015
16h30 | 0 | 0 | 0 | 0 | 0 | 0 | 0 | 0 | 0.015
17h30 | 0 | 0 | 0 | 0 | 0 | 0 | 0 | 0 | 0.015
18h30 | 0 | 0 | 0 | 0 | 0 | 0 | 0 | 0 | 0.015
19h30 | 0 | 0 | 0 | 0 | 0 | 0 | 0 | 0 | 0.015
20h30 | 0 | 0 | 0 | 0 | 0 | 0 | 0 | 0 | 0.015
21h30 | 0 | 0 | 0 | 0 | 0 | 0 | 0 | 0 | 0.015
22h30 | 0 | 0 | 0 | 0 | 0 | 0 | 0 | 0 | 0.015
23h30 | 0 | 0 | 0 | 0 | 0 | 0 | 0 | 0 | 0.015
00h30 | 0 | 0 | 0 | 0 | 0 | 0 | 0 | 0 | 0.015
01h30 | 0 | 0 | 0 | 0 | 0 | 0 | 0 | 0 | 0.015
02h30 | 0 | 0 | 0 | 0 | 0 | 0 | 0 | 0 | 0.015
03h30 | 0 | 0 | 0 | 0 | 0 | 0 | 0 | 0 | 0.015
04h30 | 0 | 0 | 0 | 0 | 0 | 0 | 0 | 0 | 0.015
05h30 | 0 | 0 | 0 | 0 | 0 | 0 | 0 | 0 | 0.015
06h30 | 0 | 0 | 0 | 0 | 0 | 0 | 0 | 0 | 0.015
07h30 | 0 | 0 | 0 | 0 | 0 | 0 | 0 | 0 | 0.015
08h30 | 0 | 0 | 0 | 0 | 0 | 0 | 0 | 0 | 0.015
09h30 | 0 | 0 | 0 | 0 | 0 | 0 | 0 | 0 | 0.015
10h30 | 0 | 0 | 0 | 0 | 0 | 0 | 0 | 0 | 0.015
11h30 | 0 | 0 | 0 | 0 | 0 | 0 | 0 | 0 | 0.015
12h30 | 0 | 0 | 0 | 0 | 0 | 0 | 0 | 0 | 0.015
13h30 | 0 | 0 | 0 | 0 | 0 | 0 | 0 | 0 | 0.015
14h30 | 0 | 0 | 0 | 0 | 0 | 0 | 0 | 0 | 0.015
15h30 | 0 | 0 | 0 | 0 | 0 | 0 | 0 | 0 | 0.015
16h30 | 0 | 0 | 0 | 0 | 0 | 0 | 0 | 0 | 0.015
17h30 | 0 | 0 | 0 | 0 | 0 | 0 | 0 | 0 | 0.015
18h30 | 0 | 0 | 0 | 0 | 0 | 0 | 0 | 0 | 0.015
19h30 | 0 | 0 | 0 | 0 | 0 | 0 | 0 | 0 | 0.015
20h30 | 0 | 0 | 0 | 0 | 0 | 0 | 0 | 0 | 0.015
21h30 | 0 | 0 | 0 | 0 | 0 | 0 | 0 | 0 | 0.015
22h30 | 0 | 0 | 0 | 0 | 0 | 0 | 0 | 0 | 0.015
23h30 | 0 | 0 | 0 | 0 | 0 | 0 | 0 | 0 | 0.015
00h30 | 0 | 0 | 0 | 0 | 0 | 0 | 0 | 0 | 0.015
01h30 | 0 | 0 | 0 | 0 | 0 | 0 | 0 | 0 | 0.015
02h30 | 0 | 0 | 0 | 0 | 0 | 0 | 0 | 0 | 0.015
03h30 | 0 | 0 | 0 | 0 | 0 | 0 | 0 | 0 | 0.015
04h30 | 0 | 0 | 0 | 0 | 0 | 0 | 0 | 0 | 0.015
05h30 | 0 | 0 | 0 | 0 | 0 | 0 | 0 | 0 | 0.015
06h30 | 0 | 0 | 0 | 0 | 0 | 0 | 0 | 0 | 0.015
07h30 | 0 | 0 | 0 | 0 | 0 | 0 | 0 | 0 | 0.015
08h30 | 0 | 0 | 0 | 0 | 0 | 0 | 0 | 0 | 0.015
09h30 | 0 | 0 | 0 | 0 | 0 | 0 | 0 | 0 | 0.015
10h30 | 0 | 0 | 0 | 0 | 0 | 0 | 0 | 0 | 0.015
11h30 | 0 | 0 | 0 | 0 | 0 | 0 | 0 | 0 | 0.015
12h30 | 0 | 0 | 0 | 0 | 0 | 0 | 0 | 0 | 0.015
13h30 | 0 | 0 | 0 | 0 | 0 | 0 | 0 | 0 | 0.015
14h30 | 0 | 0 | 0 | 0 | 0 | 0 | 0 | 0 | 0.015
15h30 | 0 | 0 | 0 | 0 | 0 | 0 | 0 | 0 | 0.015
16h30 | 0 | 0 | 0 | 0 | 0 | 0 | 0 | 0 | 0.015
17h30 | 0 | 0 | 0 | 0 | 0 | 0 | 0 | 0 | 0.015
18h30 | 0 | 0 | 0 | 0 | 0 | 0 | 0 | 0 | 0.015
19h30 | 0 | 0 | 0 | 0 | 0 | 0 | 0 | 0 | 0.015
20h30 | 0 | 0 | 0 | 0 | 0 | 0 | 0 | 0 | 0.015
21h30 | 0 | 0 | 0 | 0 | 0 | 0 | 0 | 0 | 0.015
22h30 | 0 | 0 | 0 | 0 | 0 | 0 | 0 | 0 | 0.015
23h30 | 0 | 0 | 0 | 0 | 0 | 0 | 0 | 0 | 0.015
00h30 | 0 | 0 | 0 | 0 | 0 | 0 | 0 | 0 | 0.015
01h30 | 0 | 0 | 0 | 0 | 0 | 0 | 0 | 0 | 0.015
02h30 | 0 | 0 | 0 | 0 | 0 | 0 | 0 | 0 | 0.015
03h30 | 0 | 0 | 0 | 0 | 0 | 0 | 0 | 0 | 0.015
04h30 | 0 | 0 | 0 | 0 | 0 | 0 | 0 | 0 | 0.015
05h30 | 0 | 0 | 0 | 0 | 0 | 0 | 0 | 0 | 0.015
06h30 | 0 | 0 | 0 | 0 | 0 | 0 | 0 | 0 | 0.015
07h30 | 0 | 0 | 0 | 0 | 0 | 0 | 0 | 0 | 0.015
08h30 | 0 | 0 | 0 | 0 | 0 | 0 | 0 | 0 | 0.015
09h30 | 0 | 0 | 0 | 0 | 0 | 0 | 0 | 0 | 0.015
10h30 | 0 | 0 | 0 | 0 | 0 | 0 | 0 | 0 | 0.015
11h30 | 0 | 0 | 0 | 0 | 0 | 0 | 0 | 0 | 0.015
12h30 | 0 | 0 | 0 | 0 | 0 | 0 | 0 | 0 | 0.015
13h30 | 0 | 0 | 0 | 0 | 0 | 0 | 0 | 0 | 0.015
14h30 | 0 | 0 | 0 | 0 | 0 | 0 | 0 | 0 | 0.015
15h30 | 0 | 0 | 0 | 0 | 0 | 0 | 0 | 0 | 0.015
16h30 | 0 | 0 | 0 | 0 | 0 | 0 | 0 | 0 | 0.015
17h30 | 0 | 0 | 0 | 0 | 0 | 0 | 0 | 0 | 0.015
18h30 | 0 | 0 | 0 | 0 | 0 | 0 | 0 | 0 | 0.015
19h30 | 0 | 0 | 0 | 0 | 0 | 0 | 0 | 0 | 0.015
20h30 | 0 | 0 | 0 | 0 | 0 | 0 | 0 | 0 | 0.015
21h30 | 0 | 0 | 0 | 0 | 0 | 0 | 0 | 0 | 0.015
22h30 | 0 | 0 | 0 | 0 | 0 | 0 | 0 | 0 | 0.015
23h30 | 0 | 0 | 0 | 0 | 0 | 0 | 0 | 0 | 0.015
00h30 | 0 | 0 | 0 | 0 | 0 | 0 | 0 | 0 | 0.015
01h30 | 0 | 0 | 0 | 0 | 0 | 0 | 0 | 0 | 0.015
02h30 | 0 | 0 | 0 | 0 | 0 | 0 | 0 | 0 | 0.015
03h30 | 0 | 0 | 0 | 0 | 0 | 0 | 0 | 0 | 0.015
04h30 | 0 | 0 | 0 | 0 | 0 | 0 | 0 | 0 | 0.015
05h30 | 0 | 0 | 0 | 0 | 0 | 0 | 0 | 0 | 0.015
06h30 | 0 | 0 | 0 | 0 | 0 | 0 | 0 | 0 | 0.015
07h30 | 0 | 0 | 0 | 0 | 0 | 0 | 0 | 0 | 0.015
08h30 | 0 | 0 | 0 | 0 | 0 | 0 | 0 | 0 | 0.015
09h30 | 0 | 0 | 0 | 0 | 0 | 0 | 0 | 0 | 0.015
10h30 | 0 | 0 | 0 | 0 | 0 | 0 | 0 | 0 | 0.015
11h30 | 0 | 0 | 0 | 0 | 0 | 0 | 0 | 0 | 0.015
12h30 | 0 | 0 | 0 | 0 | 0 | 0 | 0 | 0 | 0.015
13h30 | 0 | -0.05 | 0 | 0 | 0 | 0 | 0 | 0 | 0.015
14h30 | 0 | -0.21 | 0 | 0 | 0 | 0 | 0 | 0 | 0.015
15h30 | 0 | -0.38 | 0 | 0 | 0 | 0 | 0 | 0 | 0.015
16h30 | 0 | -0.43 | 0 | 0 | 0 | 0 | 0 | 0 | 0.015
17h30 | 0 | -0.47 | 0 | 0 | 0 | 0 | 0 | 0 | 0.015
18h30 | 0 | -0.39 | 0 | 0 | 0 | 0 | 0 | 0 | 0.015
19h30 | 0 | -0.14 | 0 | 0 | 0 | 0 | 0 | 0 | 0.015
20h30 | 0 | 0 | 0 | 0 | 0 | 0 | 0 | 0 | 0.015
21h30 | 0 | 0 | 0 | 0 | 0 | 0 | 0 | 0 | 0.015
22h30 | 0 | 0 | 0 | 0 | 0 | 0 | 0 | 0 | 0.015
23h30 | 0 | 0 | 0 | 0 | 0 | 0 | 0 | 0 | 0.015
00h30 | 0 | 0 | 0 | 0 | 0 | 0 | 0 | 0 | 0.015
01h30 | 0 | 0 | 0 | 0 | 0 | 0 | 0 | 0 | 0.015
02h30 | 0 | 0 | 0 | 0 | 0 | 0 | 0 | 0 | 0.015
03h30 | 0 | 0 | 0 | 0 | 0 | 0 | 0 | 0 | 0.015
04h30 | 0 | 0 | 0 | 0 | 0 | 0 | 0 | 0 | 0.015
05h30 | 0 | 0 | 0 | 0 | 0 | 0 | 0 | 0 | 0.015
06h30 | 0 | 0 | 0 | 0 | 0 | 0 | 0 | 0 | 0.015
07h30 | 0 | 0 | 0 | 0 | 0 | 0 | 0 | 0 | 0.015
08h30 | 0 | 0 | 0 | 0 | 0 | 0 | 0 | 0 | 0.015
09h30 | 0 | 0 | 0 | 0 | 0 | 0 | 0 | 0 | 0.015
10h30 | 0 | 0 | 0 | 0 | 0 | 0 | 0 | 0 | 0.015
11h30 | 0 | 0 | 0 | 0 | 0 | 0 | 0 | 0 | 0.015
12h30 | 0 | 0 | 0 | 0 | 0 | 0 | 0 | 0 | 0.015
13h30 | 0 | 0 | 0 | 0 | 0 | 0 | 0 | 0 | 0.015
14h30 | 0 | 0 | 0 | 0 | 0 | 0 | 0 | 0 | 0.015
15h30 | 0 | 0 | 0 | 0 | 0 | 0 | 0 | 0 | 0.015
16h30 | 0 | 0 | 0 | 0 | 0 | 0 | 0 | 0 | 0.015
17h30 | 0 | 0 | 0 | 0 | 0 | 0 | 0 | 0 | 0.015
18h30 | 0 | 0 | 0 | 0 | 0 | 0 | 0 | 0 | 0.015
19h30 | 0 | 0 | 0 | 0 | 0 | 0 | 0 | 0 | 0.015
20h30 | 0 | 0 | 0 | 0 | 0 | 0 | 0 | 0 | 0.015
21h30 | 0 | 0 | 0 | 0 | 0 | 0 | 0 | 0 | 0.015
22h30 | 0 | 0 | 0 | 0 | 0 | 0 | 0 | 0 | 0.015
23h30 | 0 | 0 | 0 | 0 | 0 | 0 | 0 | 0 | 0.015
00h30 | 0 | 0 | 0 | 0 | 0 | 0 | 0 | 0 | 0.015
01h30 | 0 | 0 | 0 | 0 | 0 | 0 | 0 | 0 | 0.015
02h30 | 0 | 0 | 0 | 0 | 0 | 0 | 0 | 0 | 0.015
03h30 | 0 | 0 | 0 | 0 | 0 | 0 | 0 | 0 | 0.015
04h30 | 0 | 0 | 0 | 0 | 0 | 0 | 0 | 0 | 0.015
05h30 | 0 | 0 | 0 | 0 | 0 | 0 | 0 | 0 | 0.015
06h30 | 0 | 0 | 0 | 0 | 0 | 0 | 0 | 0 | 0.015
07h30 | 0 | 0 | 0 | 0 | 0 | 0 | 0 | 0 | 0.015
08h30 | 0 | 0 | 0 | 0 | 0 | 0 | 0 | 0 | 0.015
09h30 | 0 | 0 | 0 | 0 | 0 | 0 | 0 | 0 | 0.015
10h30 | 0 | 0 | 0 | 0 | 0 | 0 | 0 | 0 | 0.015
11h30 | 0 | 0 | 0 | 0 | 0 | 0 | 0 | 0 | 0.015
12h30 | 0 | 0 | 0 | 0 | 0 | 0 | 0 | 0 | 0.015
13h30 | 0 | 0 | 0 | 0 | 0 | 0 | 0 | 0 | 0.015
14h30 | 0 | 0 | 0 | 0 | 0 | 0 | 0 | 0 | 0.015
15h30 | 0 | 0 | 0 | 0 | 0 | 0 | 0 | 0 | 0.015
16h30 | 0 | 0 | 0 | 0 | 0 | 0 | 0 | 0 | 0.015
17h30 | 0 | 0 | 0 | 0 | 0 | 0 | 0 | 0 | 0.015
18h30 | 0 | 0 | 0 | 0 | 0 | 0 | 0 | 0 | 0.015
19h30 | 0 | 0 | 0 | 0 | 0 | 0 | 0 | 0 | 0.015
20h30 | 0 | 0 | 0 | 0 | 0 | 0 | 0 | 0 | 0.015
21h30 | 0 | 0 | 0 | 0 | 0 | 0 | 0 | 0 | 0.015
22h30 | 0 | 0 | 0 | 0 | 0 | 0 | 0 | 0 | 0.015
23h30 | 0 | 0 | 0 | 0 | 0 | 0 | 0 | 0 | 0.015
00h30 | 0 | 0 | 0 | 0 | 0 | 0 | 0 | 0 | 0.015
01h30 | 0 | 0 | 0 | 0 | 0 | 0 | 0 | 0 | 0.015
02h30 | 0 | 0 | 0 | 0 | 0 | 0 | 0 | 0 | 0.015
03h30 | 0 | 0 | 0 | 0 | 0 | 0 | 0 | 0 | 0.015
04h30 | 0 | 0 | 0 | 0 | 0 | 0 | 0 | 0 | 0.015
05h30 | 0 | 0 | 0 | 0 | 0 | 0 | 0 | 0 | 0.015
06h30 | 0 | 0 | 0 | 0 | 0 | 0 | 0 | 0 | 0.015
07h30 | 0 | 0 | 0 | 0 | 0 | 0 | 0 | 0 | 0.015
08h30 | 0 | 0 | 0 | 0 | 0 | 0 | 0 | 0 | 0.015
09h30 | 0 | 0 | 0 | 0 | 0 | 0 | 0 | 0 | 0.015
10h30 | 0 | 0 | 0 | 0 | 0 | 0 | 0 | 0 | 0.015
11h30 | 0 | 0 | 0 | 0 | 0 | 0 | 0 | 0 | 0.015
12h30 | 0 | 0 | 0 | 0 | 0 | 0 | 0 | 0 | 0.015
13h30 | 0 | 0 | 0 | 0 | 0 | 0 | 0 | 0 | 0.015
14h30 | 0 | 0 | 0 | 0 | 0 | 0 | 0 | 0 | 0.015
15h30 | 0 | 0 | 0 | 0 | 0 | 0 | 0 | 0 | 0.015
16h30 | 0 | 0 | 0 | 0 | 0 | 0 | 0 | 0 | 0.015
17h30 | 0 | 0 | 0 | 0 | 0 | 0 | 0 | 0 | 0.015
18h30 | 0 | 0 | 0 | 0 | 0 | 0 | 0 | 0 | 0.015
19h30 | 0 | 0 | 0 | 0 | 0 | 0 | 0 | 0 | 0.015
20h30 | 0 | 0 | 0 | 0 | 0 | 0 | 0 | 0 | 0.015
21h30 | 0 | 0 | 0 | 0 | 0 | 0 | 0 | 0 | 0.015
22h30 | 0 | 0 | 0 | 0 | 0 | 0 | 0 | 0 | 0.015
23h30 | 0 | 0 | 0 | 0 | 0 | 0 | 0 | 0 | 0.015
00h30 | 0 | 0 | 0 | 0 | 0 | 0 | 0 | 0 | 0.015
01h30 | 0 | 0 | 0 | 0 | 0 | 0 | 0 | 0 | 0.015
02h30 | 0 | 0 | 0 | 0 | 0 | 0 | 0 | 0 | 0.015
03h30 | 0 | 0 | 0 | 0 | 0 | 0 | 0 | 0 | 0.015
04h30 | 0 | 0 | 0 | 0 | 0 | 0 | 0 | 0 | 0.015
05h30 | 0 | 0 | 0 | 0 | 0 | 0 | 0 | 0 | 0.015
06h30 | 0 | 0 | 0 | 0 | 0 | 0 | 0 | 0 | 0.015
07h30 | 0 | 0 | 0 | 0 | 0 | 0 | 0 | 0 | 0.015
08h30 | 0 | 0 | 0 | 0 | 0 | 0 | 0 | 0 | 0.015
09h30 | 0 | 0 | 0 | 0 | 0 | 0 | 0 | 0 | 0.015
10h30 | 0 | 0 | 0 | 0 | 0 | 0 | 0 | 0 | 0.015
11h30 | 0 | 0 | 0 | 0 | 0 | 0 | 0 | 0 | 0.015
12h30 | 0 | 0 | 0 | 0 | 0 | 0 | 0 | 0 | 0.015
13h30 | 0 | 0 | 0 | 0 | 0 | 0 | 0 | 0 | 0.015
14h30 | 0 | 0 | 0 | 0 | 0 | 0 | 0 | 0 | 0.015
15h30 | 0 | 0 | 0 | 0 | 0 | 0 | 0 | 0 | 0.015
16h30 | 0 | 0 | 0 | 0 | 0 | 0 | 0 | 0 | 0.015
17h30 | 0 | 0 | 0 | 0 | 0 | 0 | 0 | 0 | 0.015
18h30 | 0 | 0 | 0 | 0 | 0 | 0 | 0 | 0 | 0.015
19h30 | 0 | 0 | 0 | 0 | 0 | 0 | 0 | 0 | 0.015
20h30 | 0 | 0 | 0 | 0 | 0 | 0 | 0 | 0 | 0.015
21h30 | 0 | 0 | 0 | 0 | 0 | 0 | 0 | 0 | 0.015
22h30 | 0 | 0 | 0 | 0 | 0 | 0 | 0 | 0 | 0.015
23h30 | 0 | 0 | 0 | 0 | 0 | 0 | 0 | 0 | 0.015
00h30 | 0 | 0 | 0 | 0 | 0 | 0 | 0 | 0 | 0.015
01h30 | 0 | 0 | 0 | 0 | 0 | 0 | 0 | 0 | 0.015
02h30 | 0 | 0 | 0 | 0 | 0 | 0 | 0 | 0 | 0.015
03h30 | 0 | 0 | 0 | 0 | 0 | 0 | 0 | 0 | 0.015
04h30 | 0 | 0 | 0 | 0 | 0 | 0 | 0 | 0 | 0.015
05h30 | 0 | 0 | 0 | 0 | 0 | 0 | 0 | 0 | 0.015
06h30 | 0 | 0 | 0 | 0 | 0 | 0 | 0 | 0 | 0.015
07h30 | 0 | 0 | 0 | 0 | 0 | 0 | 0 | 0 | 0.015
08h30 | 0 | 0 | 0 | 0 | 0 | 0 | 0 | 0 | 0.015
09h30 | 0 | 0 | 0 | 0 | 0 | 0 | 0 | 0 | 0.015
10h30 | 0 | 0 | 0 | 0 | 0 | 0 | 0 | 0 | 0.015
11h30 | 0 | 0 | 0 | 0 | 0 | 0 | 0 | 0 | 0.015
12h30 | 0 | 0 | 0 | 0 | 0 | 0 | 0 | 0 | 0.015
13h30 | 0 | 0 | 0 | 0 | 0 | 0 | 0 | 0 | 0.015
14h30 | 0 | 0 | 0 | 0 | 0 | 0 | 0 | 0 | 0.015
15h30 | 0 | 0 | 0 | 0 | 0 | 0 | 0 | 0 | 0.015
16h30 | 0 | 0 | 0 | 0 | 0 | 0 | 0 | 0 | 0.015
17h30 | 0 | 0 | 0 | 0 | 0 | 0 | 0 | 0 | 0.015
18h30 | 0 | 0 | 0 | 0 | 0 | 0 | 0 | 0 | 0.015
19h30 | 0 | 0 | 0 | 0 | 0 | 0 | 0 | 0 | 0.015
20h30 | 0 | 0 | 0 | 0 | 0 | 0 | 0 | 0 | 0.015
21h30 | 0 | 0 | 0 | 0 | 0 | 0 | 0 | 0 | 0.015
22h30 | 0 | 0 | 0 | 0 | 0 | 0 | 0 | 0 | 0.015
23h30 | 0 | 0 | 0 | 0 | 0 | 0 | 0 | 0 | 0.015
00h30 | 0 | 0 | 0 | 0 | 0 | 0 | 0 | 0 | 0.015
01h30 | 0 | 0 | 0 | 0 | 0 | 0 | 0 | 0 | 0.015
02h30 | 0 | 0 | 0 | 0 | 0 | 0 | 0 | 0 | 0.015
03h30 | 0 | 0 | 0 | 0 | 0 | 0 | 0 | 0 | 0.015
04h30 | 0 | 0 | 0 | 0 | 0 | 0 | 0 | 0 | 0.015
05h30 | 0 | 0 | 0 | 0 | 0 | 0 | 0 | 0 | 0.015
06h30 | 0 | 0 | 0 | 0 | 0 | 0 | 0 | 0 | 0.015
07h30 | 0 | 0 | 0 | 0 | 0 | 0 | 0 | 0 | 0.015
08h30 | 0 | 0 | 0 | 0 | 0 | 0 | 0 | 0 | 0.015
09h30 | 0 | 0 | 0 | 0 | 0 | 0 | 0 | 0 | 0.015
10h30 | 0 | 0 | 0 | 0 | 0 | 0 | 0 | 0 | 0.015
11h30 | 0 | 0 | 0 | 0 | 0 | 0 | 0 | 0 | 0.015
12h30 | 0 | 0 | 0 | 0 | 0 | 0 | 0 | 0 | 0.015
13h30 | 0 | 0 | 0 | 0 | 0 | 0 | 0 | 0 | 0.015
14h30 | 0 | 0 | 0 | 0 | 0 | 0 | 0 | 0 | 0.015
15h30 | 0 | 0 | 0 | 0 | 0 | 0 | 0 | 0 | 0.015
16h30 | 0 | 0 | 0 | 0 | 0 | 0 | 0 | 0 | 0.015
17h30 | 0 | 0 | 0 | 0 | 0 | 0 | 0 | 0 | 0.015
18h30 | 0 | 0 | 0 | 0 | 0 | 0 | 0 | 0 | 0.015
19h30 | 0 | 0 | 0 | 0 | 0 | 0 | 0 | 0 | 0.015
20h30 | 0 | 0 | 0 | 0 | 0 | 0 | 0 | 0 | 0.015
21h30 | 0 | 0 | 0 | 0 | 0 | 0 | 0 | 0 | 0.015
22h30 | 0 | 0 | 0 | 0 | 0 | 0 | 0 | 0 | 0.015
23h30 | 0 | 0 | 0 | 0 | 0 | 0 | 0 | 0 | 0.015
00h30 | 0 | 0 | 0 | 0 | 0 | 0 | 0 | 0 | 0.015
01h30 | 0 | 0 | 0 | 0 | 0 | 0 | 0 | 0 | 0.015
02h30 | 0 | 0 | 0 | 0 | 0 | 0 | 0 | 0 | 0.015
03h30 | 0 | 0 | 0 | 0 | 0 | 0 | 0 | 0 | 0.015
04h30 | 0 | 0 | 0 | 0 | 0 | 0 | 0 | 0 | 0.015
05h30 | 0 | 0 | 0 | 0 | 0 | 0 | 0 | 0 | 0.015
06h30 | 0 | 0 | 0 | 0 | 0 | 0 | 0 | 0 | 0.015
07h30 | 0 | 0 | 0 | 0 | 0 | 0 | 0 | 0 | 0.015
08h30 | 0 | 0 | 0 | 0 | 0 | 0 | 0 | 0 | 0.015
09h30 | 0 | 0 | 0 | 0 | 0 | 0 | 0 | 0 | 0.015
10h30 | 0 | 0 | 0 | 0 | 0 | 0 | 0 | 0 | 0.015
11h30 | 0 | 0 | 0 | 0 | 0 | 0 | 0 | 0 | 0.015
12h30 | 0 | 0 | 0 | 0 | 0 | 0 | 0 | 0 | 0.015
13h30 | 0 | 0 | 0 | 0 | 0 | 0 | 0 | 0 | 0.015
14h30 | 0 | 0 | 0 | 0 | 0 | 0 | 0 | 0 | 0.015
15h30 | 0 | 0 | 0 | 0 | 0 | 0 | 0 | 0 | 0.015
16h30 | 0 | 0 | 0 | 0 | 0 | 0 | 0 | 0 | 0.015
17h30 | 0 | 0 | 0 | 0 | 0 | 0 | 0 | 0 | 0.015
18h30 | 0 | 0 | 0 | 0 | 0 | 0 | 0 | 0 | 0.015
19h30 | 0 | 0 | 0 | 0 | 0 | 0 | 0 | 0 | 0.015
20h30 | 0 | 0 | 0 | 0 | 0 | 0 | 0 | 0 | 0.015
21h30 | 0 | 0 | 0 | 0 | 0 | 0 | 0 | 0 | 0.015
22h30 | 0 | 0 | 0 | 0 | 0 | 0 | 0 | 0 | 0.015
23h30 | 0 | 0 | 0 | 0 | 0 | 0 | 0 | 0 | 0.015
00h30 | 0 | 0 | 0 | 0 | 0 | 0 | 0 | 0 | 0.015
01h30 | 0 | 0 | 0 | 0 | 0 | 0 | 0 | 0 | 0.015
02h30 | 0 | 0 | 0 | 0 | 0 | 0 | 0 | 0 | 0.015
03h30 | 0 | 0 | 0 | 0 | 0 | 0 | 0 | 0 | 0.015
04h30 | 0 | 0 | 0 | 0 | 0 | 0 | 0 | 0 | 0.015
05h30 | 0 | 0 | 0 | 0 | 0 | 0 | 0 | 0 | 0.015
06h30 | 0 | 0 | 0 | 0 | 0 | 0 | 0 | 0 | 0.015
07h30 | 0 | 0 | 0 | 0 | 0 | 0 | 0 | 0 | 0.015
08h30 | 0 | 0 | 0 | 0 | 0 | 0 | 0 | 0 | 0.015
09h30 | 0 | 0 | 0 | 0 | 0 | 0 | 0 | 0 | 0.015
10h30 | 0 | 0 | 0 | 0 | 0 | 0 | 0 | 0 | 0.015
11h30 | 0 | 0 | 0 | 0 | 0 | 0 | 0 | 0 | 0.015
12h30 | 0 | 0 | 0 | 0 | 0 | 0 | 0 | 0 | 0.015
13h30 | 0 | 0 | 0 | 0 | 0 | 0 | 0 | 0 | 0.015
14h30 | 0 | 0 | 0 | 0 | 0 | 0 | 0 | 0 | 0.015
15h30 | 0 | 0 | 0 | 0 | 0 | 0 | 0 | 0 | 0.015
16h30 | 0 | 0 | 0 | 0 | 0 | 0 | 0 | 0 | 0.015
17h30 | 0 | 0 | 0 | 0 | 0 | 0 | 0 | 0 | 0.015
18h30 | 0 | 0 | 0 | 0 | 0 | 0 | 0 | 0 | 0.015
19h30 | 0 | 0 | 0 | 0 | 0 | 0 | 0 | 0 | 0.015
20h30 | 0 | 0 | 0 | 0 | 0 | 0 | 0 | 0 | 0.015
21h30 | 0 | 0 | 0 | 0 | 0 | 0 | 0 | 0 | 0.015
22h30 | 0 | 0 | 0 | 0 | 0 | 0 | 0 | 0 | 0.015
23h30 | 0 | 0 | 0 | 0 | 0 | 0 | 0 | 0 | 0.015
00h30 | 0 | 0 | 0 | 0 | 0 | 0 | 0 | 0 | 0.015
01h30 | 0 | 0 | 0 | 0 | 0 | 0 | 0 | 0 | 0.015
02h30 | 0 | 0 | 0 | 0 | 0 | 0 | 0 | 0 | 0.015
03h30 | 0 | 0 | 0 | 0 | 0 | 0 | 0 | 0 | 0.015
04h30 | 0 | 0 | 0 | 0 | 0 | 0 | 0 | 0 | 0.015
05h30 | 0 | 0 | 0 | 0 | 0 | 0 | 0 | 0 | 0.015
06h30 | 0 | 0 | 0 | 0 | 0 | 0 | 0 | 0 | 0.015
07h30 | 0 | 0 | 0 | 0 | 0 | 0 | 0 | 0 | 0.015
08h30 | 0 | 0 | 0 | 0 | 0 | 0 | 0 | 0 | 0.015
09h30 | 0 | 0 | 0 | 0 | 0 | 0 | 0 | 0 | 0.015
10h30 | 0 | 0 | 0 | 0 | 0 | 0 | 0 | 0 | 0.015
11h30 | 0 | 0 | 0 | 0 | 0 | 0 | 0 | 0 | 0.015
12h30 | 0 | 0 | 0 | 0 | 0 | 0 | 0 | 0 | 0.015
13h30 | 0 | 0 | 0 | 0 | 0 | 0 | 0 | 0 | 0.015
14h30 | 0 | 0 | 0 | 0 | 0 | 0 | 0 | 0 | 0.015
15h30 | 0 | 0 | 0 | 0 | 0 | 0 | 0 | 0 | 0.015
16h30 | 0 | 0 | 0 | 0 | 0 | 0 | 0 | 0 | 0.015
17h30 | 0 | 0 | 0 | 0 | 0 | 0 | 0 | 0 | 0.015
18h30 | 0 | 0 | 0 | 0 | 0 | 0 | 0 | 0 | 0.015
19h30 | 0 | 0 | 0 | 0 | 0 | 0 | 0 | 0 | 0.015
20h30 | 0 | 0 | 0 | 0 | 0 | 0 | 0 | 0 | 0.015
21h30 | 0 | 0 | 0 | 0 | 0 | 0 | 0 | 0 | 0.015
22h30 | 0 | 0 | 0 | 0 | 0 | 0 | 0 | 0 | 0.015
23h30 | 0 | 0 | 0 | 0 | 0 | 0 | 0 | 0 | 0.015
00h30 | 0 | 0 | 0 | 0 | 0 | 0 | 0 | 0 | 0.015
01h30 | 0 | 0 | 0 | 0 | 0 | 0 | 0 | 0 | 0.015
02h30 | 0 | 0 | 0 | 0 | 0 | 0 | 0 | 0 | 0.015
03h30 | 0 | 0 | 0 | 0 | 0 | 0 | 0 | 0 | 0.015
04h30 | 0 | 0 | 0 | 0 | 0 | 0 | 0 | 0 | 0.015
05h30 | 0 | 0 | 0 | 0 | 0 | 0 | 0 | 0 | 0.015
06h30 | 0 | 0 | 0 | 0 | 0 | 0 | 0 | 0 | 0.015
07h30 | 0 | 0 | 0 | 0 | 0 | 0 | 0 | 0 | 0.015
08h30 | 0 | 0 | 0 | 0 | 0 | 0 | 0 | 0 | 0.015
09h30 | 0 | 0 | 0 | 0 | 0 | 0 | 0 | 0 | 0.015
10h30 | 0 | 0 | 0 | 0 | 0 | 0 | 0 | 0 | 0.015
11h30 | 0 | 0 | 0 | 0 | 0 | 0 | 0 | 0 | 0.015
12h30 | 0 | 0 | 0 | 0 | 0 | 0 | 0 | 0 | 0.015
13h30 | 0 | 0 | 0 | 0 | 0 | 0 | 0 | 0 | 0.015
14h30 | 0 | 0 | 0 | 0 | 0 | 0 | 0 | 0 | 0.015
15h30 | 0 | 0 | 0 | 0 | 0 | 0 | 0 | 0 | 0.015
16h30 | 0 | 0 | 0 | 0 | 0 | 0 | 0 | 0 | 0.015
17h30 | 0 | 0 | 0 | 0 | 0 | 0 | 0 | 0 | 0.015
18h30 | 0 | 0 | 0 | 0 | 0 | 0 | 0 | 0 | 0.015
19h30 | 0 | 0 | 0 | 0 | 0 | 0 | 0 | 0 | 0.015
20h30 | 0 | 0 | 0 | 0 | 0 | 0 | 0 | 0 | 0.015
21h30 | 0 | 0 | 0 | 0 | 0 | 0 | 0 | 0 | 0.015
22h30 | 0 | 0 | 0 | 0 | 0 | 0 | 0 | 0 | 0.015
23h30 | 0 | 0 | 0 | 0 | 0 | 0 | 0 | 0 | 0.015
00h30 | 0 | 0 | 0 | 0 | 0 | 0 | 0 | 0 | 0.015
01h30 | 0 | 0 | 0 | 0 | 0 | 0 | 0 | 0 | 0.015
02h30 | 0 | 0 | 0 | 0 | 0 | 0 | 0 | 0 | 0.015
03h30 | 0 | 0 | 0 | 0 | 0 | 0 | 0 | 0 | 0.015
04h30 | 0 | 0 | 0 | 0 | 0 | 0 | 0 | 0 | 0.015
05h30 | 0 | 0 | 0 | 0 | 0 | 0 | 0 | 0 | 0.015
06h30 | 0 | 0 | 0 | 0 | 0 | 0 | 0 | 0 | 0.015
07h30 | 0 | 0 | 0 | 0 | 0 | 0 | 0 | 0 | 0.015
08h30 | 0 | 0 | 0 | 0 | 0 | 0 | 0 | 0 | 0.015
09h30 | 0 | 0 | 0 | 0 | 0 | 0 | 0 | 0 | 0.015
10h30 | 0 | 0 | 0 | 0 | 0 | 0 | 0 | 0 | 0.015
11h30 | 0 | 0 | 0 | 0 | 0 | 0 | 0 | 0 | 0.015
12h30 | 0 | 0 | 0 | 0 | 0 | 0 | 0 | 0 | 0.015
13h30 | 0 | 0 | 0 | 0 | 0 | 0 | 0 | 0 | 0.015
14h30 | 0 | 0 | 0 | 0 | 0 | 0 | 0 | 0 | 0.015
15h30 | 0 | 0 | 0 | 0 | 0 | 0 | 0 | 0 | 0.015
16h30 | 0 | 0 | 0 | 0 | 0 | 0 | 0 | 0 | 0.015
17h30 | 0 | 0 | 0 | 0 | 0 | 0 | 0 | 0 | 0.015
18h30 | 0 | 0 | 0 | 0 | 0 | 0 | 0 | 0 | 0.015
19h30 | 0 | 0 | 0 | 0 | 0 | 0 | 0 | 0 | 0.015
20h30 | 0 | 0 | 0 | 0 | 0 | 0 | 0 | 0 | 0.015
21h30 | 0 | 0 | 0 | 0 | 0 | 0 | 0 | 0 | 0.015
22h30 | 0 | 0 | 0 | 0 | 0 | 0 | 0 | 0 | 0.015
23h30 | 0 | 0 | 0 | 0 | 0 | 0 | 0 | 0 | 0.015
00h30 | 0 | 0 | 0 | 0 | 0 | 0 | 0 | 0 | 0.015
01h30 | 0 | 0 | 0 | 0 | 0 | 0 | 0 | 0 | 0.015
02h30 | 0 | 0 | 0 | 0 | 0 | 0 | 0 | 0 | 0.015
03h30 | 0 | 0 | 0 | 0 | 0 | 0 | 0 | 0 | 0.015
04h30 | 0 | 0 | 0 | 0 | 0 | 0 | 0 | 0 | 0.015
05h30 | 0 | 0 | 0 | 0 | 0 | 0 | 0 | 0 | 0.015
06h30 | 0 | 0 | 0 | 0 | 0 | 0 | 0 | 0 | 0.015
07h30 | 0 | 0 | 0 | 0 | 0 | 0 | 0 | 0 | 0.015
08h30 | 0 | 0 | 0 | 0 | 0 | 0 | 0 | 0 | 0.015
09h30 | 0 | 0 | 0 | 0 | 0 | 0 | 0 | 0 | 0.015
10h30 | 0 | 0 | 0 | 0 | 0 | 0 | 0 | 0 | 0.015
11h30 | 0 | 0 | 0 | 0 | 0 | 0 | 0 | 0 | 0.015
12h30 | 0 | 0 | 0 | 0 | 0 | 0 | 0 | 0 | 0.015
13h30 | 0 | 0 | 0 | 0 | 0 | 0 | 0 | 0 | 0.015
14h30 | 0 | 0 | 0 | 0 | 0 | 0 | 0 | 0 | 0.015
15h30 | 0 | 0 | 0 | 0 | 0 | 0 | 0 | 0 | 0.015
16h30 | 0 | -0.01 | 0 | 0 | 0 | 0 | 0 | 0 | 0.015
17h30 | 0 | -0.01 | 0 | 0 | 0 | 0 | 0 | 0 | 0.015
18h30 | 0 | -0.01 | 0 | 0 | 0 | 0 | 0 | 0 | 0.015
19h30 | 0 | 0 | 0 | 0 | 0 | 0 | 0 | 0 | 0.015
20h30 | 0 | 0 | 0 | 0 | 0 | 0 | 0 | 0 | 0.015
21h30 | 0 | 0 | 0 | 0 | 0 | 0 | 0 | 0 | 0.015
22h30 | 0 | 0 | 0 | 0 | 0 | 0 | 0 | 0 | 0.015
23h30 | 0 | 0 | 0 | 0 | 0 | 0 | 0 | 0 | 0.015
00h30 | 0 | 0 | 0 | 0 | 0 | 0 | 0 | 0 | 0.015
01h30 | 0 | 0 | 0 | 0 | 0 | 0 | 0 | 0 | 0.015
02h30 | 0 | 0 | 0 | 0 | 0 | 0 | 0 | 0 | 0.015
03h30 | 0 | 0 | 0 | 0 | 0 | 0 | 0 | 0 | 0.015
04h30 | 0 | 0 | 0 | 0 | 0 | 0 | 0 | 0 | 0.015
05h30 | 0 | 0 | 0 | 0 | 0 | 0 | 0 | 0 | 0.015
06h30 | 0 | 0 | 0 | 0 | 0 | 0 | 0 | 0 | 0.015
07h30 | 0 | 0 | 0 | 0 | 0 | 0 | 0 | 0 | 0.015
08h30 | 0 | 0 | 0 | 0 | 0 | 0 | 0 | 0 | 0.015
09h30 | 0 | 0 | 0 | 0 | 0 | 0 | 0 | 0 | 0.015
10h30 | 0 | 0 | 0 | 0 | 0 | 0 | 0 | 0 | 0.015
11h30 | 0 | 0 | 0 | 0 | 0 | 0 | 0 | 0 | 0.015
12h30 | 0 | 0 | 0 | 0 | 0 | 0 | 0 | 0 | 0.015
13h30 | 0 | -0.06 | 0 | 0 | 0 | 0 | 0 | 0 | 0.015
14h30 | 0 | -0.18 | 0 | 0 | 0 | 0 | 0 | 0 | 0.015
15h30 | 0 | -0.28 | 0 | 0 | 0 | 0 | 0 | 0 | 0.015
16h30 | 0 | -0.27 | 0 | 0 | 0 | 0 | 0 | 0 | 0.015
17h30 | 0 | -0.11 | 0 | 0 | 0 | 0 | 0 | 0 | 0.015
18h30 | 0 | -0.01 | 0 | 0 | 0 | 0 | 0 | 0 | 0.015
19h30 | 0 | 0 | 0 | 0 | 0 | 0 | 0 | 0 | 0.015
20h30 | 0 | 0 | 0 | 0 | 0 | 0 | 0 | 0 | 0.015
21h30 | 0 | 0 | 0 | 0 | 0 | 0 | 0 | 0 | 0.015
22h30 | 0 | 0 | 0 | 0 | 0 | 0 | 0 | 0 | 0.015
23h30 | 0 | 0 | 0 | 0 | 0 | 0 | 0 | 0 | 0.015
00h30 | 0 | 0 | 0 | 0 | 0 | 0 | 0 | 0 | 0.015
01h30 | 0 | 0 | 0 | 0 | 0 | 0 | 0 | 0 | 0.015
02h30 | 0 | 0 | 0 | 0 | 0 | 0 | 0 | 0 | 0.015
03h30 | 0 | 0 | 0 | 0 | 0 | 0 | 0 | 0 | 0.015
04h30 | 0 | 0 | 0 | 0 | 0 | 0 | 0 | 0 | 0.015
05h30 | 0 | 0 | 0 | 0 | 0 | 0 | 0 | 0 | 0.015
06h30 | 0 | 0 | 0 | 0 | 0 | 0 | 0 | 0 | 0.015
07h30 | 0 | 0 | 0 | 0 | 0 | 0 | 0 | 0 | 0.015
08h30 | 0 | 0 | 0 | 0 | 0 | 0 | 0 | 0 | 0.015
09h30 | 0 | 0 | 0 | 0 | 0 | 0 | 0 | 0 | 0.015
10h30 | 0 | 0 | 0 | 0 | 0 | 0 | 0 | 0 | 0.015
11h30 | 0 | 0 | 0 | 0 | 0 | 0 | 0 | 0 | 0.015
12h30 | 0 | 0 | 0 | 0 | 0 | 0 | 0 | 0 | 0.015
13h30 | 0 | 0 | 0 | 0 | 0 | 0 | 0 | 0 | 0.015
14h30 | 0 | -0.02 | 0 | 0 | 0 | 0 | 0 | 0 | 0.015
15h30 | 0 | -0.02 | 0 | 0 | 0 | 0 | 0 | 0 | 0.015
16h30 | 0 | 0 | 0 | 0 | 0 | 0 | 0 | 0 | 0.015
17h30 | 0 | 0 | 0 | 0 | 0 | 0 | 0 | 0 | 0.015
18h30 | 0 | 0 | 0 | 0 | 0 | 0 | 0 | 0 | 0.015
19h30 | 0 | 0 | 0 | 0 | 0 | 0 | 0 | 0 | 0.015
20h30 | 0 | 0 | 0 | 0 | 0 | 0 | 0 | 0 | 0.015
21h30 | 0 | 0 | 0 | 0 | 0 | 0 | 0 | 0 | 0.015
22h30 | 0 | 0 | 0 | 0 | 0 | 0 | 0 | 0 | 0.015
23h30 | 0 | 0 | 0 | 0 | 0 | 0 | 0 | 0 | 0.015
00h30 | 0 | 0 | 0 | 0 | 0 | 0 | 0 | 0 | 0.015
01h30 | 0 | 0 | 0 | 0 | 0 | 0 | 0 | 0 | 0.015
02h30 | 0 | 0 | 0 | 0 | 0 | 0 | 0 | 0 | 0.015
03h30 | 0 | 0 | 0 | 0 | 0 | 0 | 0 | 0 | 0.015
04h30 | 0 | 0 | 0 | 0 | 0 | 0 | 0 | 0 | 0.015
05h30 | 0 | 0 | 0 | 0 | 0 | 0 | 0 | 0 | 0.015
06h30 | 0 | 0 | 0 | 0 | 0 | 0 | 0 | 0 | 0.015
07h30 | 0 | 0 | 0 | 0 | 0 | 0 | 0 | 0 | 0.015
08h30 | 0 | 0 | 0 | 0 | 0 | 0 | 0 | 0 | 0.015
09h30 | 0 | 0 | 0 | 0 | 0 | 0 | 0 | 0 | 0.015
10h30 | 0 | 0 | 0 | 0 | 0 | 0 | 0 | 0 | 0.015
11h30 | 0 | 0 | 0 | 0 | 0 | 0 | 0 | 0 | 0.015
12h30 | 0 | 0 | 0 | 0 | 0 | 0 | 0 | 0 | 0.015
13h30 | 0 | 0 | 0 | 0 | 0 | 0 | 0 | 0 | 0.015
14h30 | 0 | 0 | 0 | 0 | 0 | 0 | 0 | 0 | 0.015
15h30 | 0 | 0 | 0 | 0 | 0 | 0 | 0 | 0 | 0.015
16h30 | 0 | 0 | 0 | 0 | 0 | 0 | 0 | 0 | 0.015
17h30 | 0 | 0 | 0 | 0 | 0 | 0 | 0 | 0 | 0.015
18h30 | 0 | 0 | 0 | 0 | 0 | 0 | 0 | 0 | 0.015
19h30 | 0 | 0 | 0 | 0 | 0 | 0 | 0 | 0 | 0.015
20h30 | 0 | 0 | 0 | 0 | 0 | 0 | 0 | 0 | 0.015
21h30 | 0 | 0 | 0 | 0 | 0 | 0 | 0 | 0 | 0.015
22h30 | 0 | 0 | 0 | 0 | 0 | 0 | 0 | 0 | 0.015
23h30 | 0 | 0 | 0 | 0 | 0 | 0 | 0 | 0 | 0.015
00h30 | 0 | 0 | 0 | 0 | 0 | 0 | 0 | 0 | 0.015
01h30 | 0 | 0 | 0 | 0 | 0 | 0 | 0 | 0 | 0.015
02h30 | 0 | 0 | 0 | 0 | 0 | 0 | 0 | 0 | 0.015
03h30 | 0 | 0 | 0 | 0 | 0 | 0 | 0 | 0 | 0.015
04h30 | 0 | 0 | 0 | 0 | 0 | 0 | 0 | 0 | 0.015
05h30 | 0 | 0 | 0 | 0 | 0 | 0 | 0 | 0 | 0.015
06h30 | 0 | 0 | 0 | 0 | 0 | 0 | 0 | 0 | 0.015
07h30 | 0 | 0 | 0 | 0 | 0 | 0 | 0 | 0 | 0.015
08h30 | 0 | 0 | 0 | 0 | 0 | 0 | 0 | 0 | 0.015
09h30 | 0 | 0 | 0 | 0 | 0 | 0 | 0 | 0 | 0.015
10h30 | 0 | 0 | 0 | 0 | 0 | 0 | 0 | 0 | 0.015
11h30 | 0 | 0 | 0 | 0 | 0 | 0 | 0 | 0 | 0.015
12h30 | 0 | 0 | 0 | 0 | 0 | 0 | 0 | 0 | 0.015
13h30 | 0 | 0 | 0 | 0 | 0 | 0 | 0 | 0 | 0.015
14h30 | 0 | 0 | 0 | 0 | 0 | 0 | 0 | 0 | 0.015
15h30 | 0 | 0 | 0 | 0 | 0 | 0 | 0 | 0 | 0.015
16h30 | 0 | 0 | 0 | 0 | 0 | 0 | 0 | 0 | 0.015
17h30 | 0 | 0 | 0 | 0 | 0 | 0 | 0 | 0 | 0.015
18h30 | 0 | 0 | 0 | 0 | 0 | 0 | 0 | 0 | 0.015
19h30 | 0 | 0 | 0 | 0 | 0 | 0 | 0 | 0 | 0.015
20h30 | 0 | 0 | 0 | 0 | 0 | 0 | 0 | 0 | 0.015
21h30 | 0 | 0 | 0 | 0 | 0 | 0 | 0 | 0 | 0.015
22h30 | 0 | 0 | 0 | 0 | 0 | 0 | 0 | 0 | 0.015
23h30 | 0 | 0 | 0 | 0 | 0 | 0 | 0 | 0 | 0.015
00h30 | 0 | 0 | 0 | 0 | 0 | 0 | 0 | 0 | 0.015
01h30 | 0 | 0 | 0 | 0 | 0 | 0 | 0 | 0 | 0.015
02h30 | 0 | 0 | 0 | 0 | 0 | 0 | 0 | 0 | 0.015
03h30 | 0 | 0 | 0 | 0 | 0 | 0 | 0 | 0 | 0.015
04h30 | 0 | 0 | 0 | 0 | 0 | 0 | 0 | 0 | 0.015
05h30 | 0 | 0 | 0 | 0 | 0 | 0 | 0 | 0 | 0.015
06h30 | 0 | 0 | 0 | 0 | 0 | 0 | 0 | 0 | 0.015
07h30 | 0 | 0 | 0 | 0 | 0 | 0 | 0 | 0 | 0.015
08h30 | 0 | 0 | 0 | 0 | 0 | 0 | 0 | 0 | 0.015
09h30 | 0 | 0 | 0 | 0 | 0 | 0 | 0 | 0 | 0.015
10h30 | 0 | 0 | 0 | 0 | 0 | 0 | 0 | 0 | 0.015
11h30 | 0 | 0 | 0 | 0 | 0 | 0 | 0 | 0 | 0.015
12h30 | 0 | 0 | 0 | 0 | 0 | 0 | 0 | 0 | 0.015
13h30 | 0 | 0 | 0 | 0 | 0 | 0 | 0 | 0 | 0.015
14h30 | 0 | 0 | 0 | 0 | 0 | 0 | 0 | 0 | 0.015
15h30 | 0 | 0 | 0 | 0 | 0 | 0 | 0 | 0 | 0.015
16h30 | 0 | 0 | 0 | 0 | 0 | 0 | 0 | 0 | 0.015
17h30 | 0 | 0 | 0 | 0 | 0 | 0 | 0 | 0 | 0.015
18h30 | 0 | 0 | 0 | 0 | 0 | 0 | 0 | 0 | 0.015
19h30 | 0 | 0 | 0 | 0 | 0 | 0 | 0 | 0 | 0.015
20h30 | 0 | 0 | 0 | 0 | 0 | 0 | 0 | 0 | 0.015
21h30 | 0 | 0 | 0 | 0 | 0 | 0 | 0 | 0 | 0.015
22h30 | 0 | 0 | 0 | 0 | 0 | 0 | 0 | 0 | 0.015
23h30 | 0 | 0 | 0 | 0 | 0 | 0 | 0 | 0 | 0.015
00h30 | 0 | 0 | 0 | 0 | 0 | 0 | 0 | 0 | 0.015
01h30 | 0 | 0 | 0 | 0 | 0 | 0 | 0 | 0 | 0.015
02h30 | 0 | 0 | 0 | 0 | 0 | 0 | 0 | 0 | 0.015
03h30 | 0 | 0 | 0 | 0 | 0 | 0 | 0 | 0 | 0.015
04h30 | 0 | 0 | 0 | 0 | 0 | 0 | 0 | 0 | 0.015
05h30 | 0 | 0 | 0 | 0 | 0 | 0 | 0 | 0 | 0.015
06h30 | 0 | 0 | 0 | 0 | 0 | 0 | 0 | 0 | 0.015
07h30 | 0 | 0 | 0 | 0 | 0 | 0 | 0 | 0 | 0.015
08h30 | 0 | 0 | 0 | 0 | 0 | 0 | 0 | 0 | 0.015
09h30 | 0 | 0 | 0 | 0 | 0 | 0 | 0 | 0 | 0.015
10h30 | 0 | 0 | 0 | 0 | 0 | 0 | 0 | 0 | 0.015
11h30 | 0 | 0 | 0 | 0 | 0 | 0 | 0 | 0 | 0.015
12h30 | 0 | 0 | 0 | 0 | 0 | 0 | 0 | 0 | 0.015
13h30 | 0 | 0 | 0 | 0 | 0 | 0 | 0 | 0 | 0.015
14h30 | 0 | 0 | 0 | 0 | 0 | 0 | 0 | 0 | 0.015
15h30 | 0 | 0 | 0 | 0 | 0 | 0 | 0 | 0 | 0.015
16h30 | 0 | 0 | 0 | 0 | 0 | 0 | 0 | 0 | 0.015
17h30 | 0 | 0 | 0 | 0 | 0 | 0 | 0 | 0 | 0.015
18h30 | 0 | 0 | 0 | 0 | 0 | 0 | 0 | 0 | 0.015
19h30 | 0 | 0 | 0 | 0 | 0 | 0 | 0 | 0 | 0.015
20h30 | 0 | 0 | 0 | 0 | 0 | 0 | 0 | 0 | 0.015
21h30 | 0 | 0 | 0 | 0 | 0 | 0 | 0 | 0 | 0.015
22h30 | 0 | 0 | 0 | 0 | 0 | 0 | 0 | 0 | 0.015
23h30 | 0 | 0 | 0 | 0 | 0 | 0 | 0 | 0 | 0.015
00h30 | 0 | 0 | 0 | 0 | 0 | 0 | 0 | 0 | 0.015
01h30 | 0 | 0 | 0 | 0 | 0 | 0 | 0 | 0 | 0.015
02h30 | 0 | 0 | 0 | 0 | 0 | 0 | 0 | 0 | 0.015
03h30 | 0 | 0 | 0 | 0 | 0 | 0 | 0 | 0 | 0.015
04h30 | 0 | 0 | 0 | 0 | 0 | 0 | 0 | 0 | 0.015
05h30 | 0 | 0 | 0 | 0 | 0 | 0 | 0 | 0 | 0.015
06h30 | 0 | 0 | 0 | 0 | 0 | 0 | 0 | 0 | 0.015
07h30 | 0 | 0 | 0 | 0 | 0 | 0 | 0 | 0 | 0.015
08h30 | 0 | 0 | 0 | 0 | 0 | 0 | 0 | 0 | 0.015
09h30 | 0 | 0 | 0 | 0 | 0 | 0 | 0 | 0 | 0.015
10h30 | 0 | 0 | 0 | 0 | 0 | 0 | 0 | 0 | 0.015
11h30 | 0 | 0 | 0 | 0 | 0 | 0 | 0 | 0 | 0.015
12h30 | 0 | 0 | 0 | 0 | 0 | 0 | 0 | 0 | 0.015
13h30 | 0 | 0 | 0 | 0 | 0 | 0 | 0 | 0 | 0.015
14h30 | 0 | 0 | 0 | 0 | 0 | 0 | 0 | 0 | 0.015
15h30 | 0 | 0 | 0 | 0 | 0 | 0 | 0 | 0 | 0.015
16h30 | 0 | 0 | 0 | 0 | 0 | 0 | 0 | 0 | 0.015
17h30 | 0 | 0 | 0 | 0 | 0 | 0 | 0 | 0 | 0.015
18h30 | 0 | 0 | 0 | 0 | 0 | 0 | 0 | 0 | 0.015
19h30 | 0 | 0 | 0 | 0 | 0 | 0 | 0 | 0 | 0.015
20h30 | 0 | 0 | 0 | 0 | 0 | 0 | 0 | 0 | 0.015
21h30 | 0 | 0 | 0 | 0 | 0 | 0 | 0 | 0 | 0.015
22h30 | 0 | 0 | 0 | 0 | 0 | 0 | 0 | 0 | 0.015
23h30 | 0 | 0 | 0 | 0 | 0 | 0 | 0 | 0 | 0.015
00h30 | 0 | 0 | 0 | 0 | 0 | 0 | 0 | 0 | 0.015
01h30 | 0 | 0 | 0 | 0 | 0 | 0 | 0 | 0 | 0.015
02h30 | 0 | 0 | 0 | 0 | 0 | 0 | 0 | 0 | 0.015
03h30 | 0 | 0 | 0 | 0 | 0 | 0 | 0 | 0 | 0.015
04h30 | 0 | 0 | 0 | 0 | 0 | 0 | 0 | 0 | 0.015
05h30 | 0 | 0 | 0 | 0 | 0 | 0 | 0 | 0 | 0.015
06h30 | 0 | 0 | 0 | 0 | 0 | 0 | 0 | 0 | 0.015
07h30 | 0 | 0 | 0 | 0 | 0 | 0 | 0 | 0 | 0.015
08h30 | 0 | 0 | 0 | 0 | 0 | 0 | 0 | 0 | 0.015
09h30 | 0 | 0 | 0 | 0 | 0 | 0 | 0 | 0 | 0.015
10h30 | 0 | 0 | 0 | 0 | 0 | 0 | 0 | 0 | 0.015
11h30 | 0 | 0 | 0 | 0 | 0 | 0 | 0 | 0 | 0.015
12h30 | 0 | 0 | 0 | 0 | 0 | 0 | 0 | 0 | 0.015
13h30 | 0 | 0 | 0 | 0 | 0 | 0 | 0 | 0 | 0.015
14h30 | 0 | 0 | 0 | 0 | 0 | 0 | 0 | 0 | 0.015
15h30 | 0 | 0 | 0 | 0 | 0 | 0 | 0 | 0 | 0.015
16h30 | 0 | 0 | 0 | 0 | 0 | 0 | 0 | 0 | 0.015
17h30 | 0 | 0 | 0 | 0 | 0 | 0 | 0 | 0 | 0.015
18h30 | 0 | 0 | 0 | 0 | 0 | 0 | 0 | 0 | 0.015
19h30 | 0 | 0 | 0 | 0 | 0 | 0 | 0 | 0 | 0.015
20h30 | 0 | 0 | 0 | 0 | 0 | 0 | 0 | 0 | 0.015
21h30 | 0 | 0 | 0 | 0 | 0 | 0 | 0 | 0 | 0.015
22h30 | 0 | 0 | 0 | 0 | 0 | 0 | 0 | 0 | 0.015
23h30 | 0 | 0 | 0 | 0 | 0 | 0 | 0 | 0 | 0.015
00h30 | 0 | 0 | 0 | 0 | 0 | 0 | 0 | 0 | 0.015
01h30 | 0 | 0 | 0 | 0 | 0 | 0 | 0 | 0 | 0.015
02h30 | 0 | 0 | 0 | 0 | 0 | 0 | 0 | 0 | 0.015
03h30 | 0 | 0 | 0 | 0 | 0 | 0 | 0 | 0 | 0.015
04h30 | 0 | 0 | 0 | 0 | 0 | 0 | 0 | 0 | 0.015
05h30 | 0 | 0 | 0 | 0 | 0 | 0 | 0 | 0 | 0.015
06h30 | 0 | 0 | 0 | 0 | 0 | 0 | 0 | 0 | 0.015
07h30 | 0 | 0 | 0 | 0 | 0 | 0 | 0 | 0 | 0.015
08h30 | 0 | 0 | 0 | 0 | 0 | 0 | 0 | 0 | 0.015
09h30 | 0 | 0 | 0 | 0 | 0 | 0 | 0 | 0 | 0.015
10h30 | 0 | 0 | 0 | 0 | 0 | 0 | 0 | 0 | 0.015
11h30 | 0 | 0 | 0 | 0 | 0 | 0 | 0 | 0 | 0.015
12h30 | 0 | 0 | 0 | 0 | 0 | 0 | 0 | 0 | 0.015
13h30 | 0 | 0 | 0 | 0 | 0 | 0 | 0 | 0 | 0.015
14h30 | 0 | 0 | 0 | 0 | 0 | 0 | 0 | 0 | 0.015
15h30 | 0 | 0 | 0 | 0 | 0 | 0 | 0 | 0 | 0.015
16h30 | 0 | 0 | 0 | 0 | 0 | 0 | 0 | 0 | 0.015
17h30 | 0 | 0 | 0 | 0 | 0 | 0 | 0 | 0 | 0.015
18h30 | 0 | 0 | 0 | 0 | 0 | 0 | 0 | 0 | 0.015
19h30 | 0 | 0 | 0 | 0 | 0 | 0 | 0 | 0 | 0.015
20h30 | 0 | 0 | 0 | 0 | 0 | 0 | 0 | 0 | 0.015
21h30 | 0 | 0 | 0 | 0 | 0 | 0 | 0 | 0 | 0.015
22h30 | 0 | 0 | 0 | 0 | 0 | 0 | 0 | 0 | 0.015
23h30 | 0 | 0 | 0 | 0 | 0 | 0 | 0 | 0 | 0.015
00h30 | 0 | 0 | 0 | 0 | 0 | 0 | 0 | 0 | 0.015
01h30 | 0 | 0 | 0 | 0 | 0 | 0 | 0 | 0 | 0.015
02h30 | 0 | 0 | 0 | 0 | 0 | 0 | 0 | 0 | 0.015
03h30 | 0 | 0 | 0 | 0 | 0 | 0 | 0 | 0 | 0.015
04h30 | 0 | 0 | 0 | 0 | 0 | 0 | 0 | 0 | 0.015
05h30 | 0 | 0 | 0 | 0 | 0 | 0 | 0 | 0 | 0.015
06h30 | 0 | 0 | 0 | 0 | 0 | 0 | 0 | 0 | 0.015
07h30 | 0 | 0 | 0 | 0 | 0 | 0 | 0 | 0 | 0.015
08h30 | 0 | 0 | 0 | 0 | 0 | 0 | 0 | 0 | 0.015
09h30 | 0 | 0 | 0 | 0 | 0 | 0 | 0 | 0 | 0.015
10h30 | 0 | 0 | 0 | 0 | 0 | 0 | 0 | 0 | 0.015
11h30 | 0 | 0 | 0 | 0 | 0 | 0 | 0 | 0 | 0.015
12h30 | 0 | 0 | 0 | 0 | 0 | 0 | 0 | 0 | 0.015
13h30 | 0 | 0 | 0 | 0 | 0 | 0 | 0 | 0 | 0.015
14h30 | 0 | 0 | 0 | 0 | 0 | 0 | 0 | 0 | 0.015
15h30 | 0 | 0 | 0 | 0 | 0 | 0 | 0 | 0 | 0.015
16h30 | 0 | 0 | 0 | 0 | 0 | 0 | 0 | 0 | 0.015
17h30 | 0 | 0 | 0 | 0 | 0 | 0 | 0 | 0 | 0.015
18h30 | 0 | 0 | 0 | 0 | 0 | 0 | 0 | 0 | 0.015
19h30 | 0 | 0 | 0 | 0 | 0 | 0 | 0 | 0 | 0.015
20h30 | 0 | 0 | 0 | 0 | 0 | 0 | 0 | 0 | 0.015
21h30 | 0 | 0 | 0 | 0 | 0 | 0 | 0 | 0 | 0.015
22h30 | 0 | 0 | 0 | 0 | 0 | 0 | 0 | 0 | 0.015
23h30 | 0 | 0 | 0 | 0 | 0 | 0 | 0 | 0 | 0.015
00h30 | 0 | 0 | 0 | 0 | 0 | 0 | 0 | 0 | 0.015
01h30 | 0 | 0 | 0 | 0 | 0 | 0 | 0 | 0 | 0.015
02h30 | 0 | 0 | 0 | 0 | 0 | 0 | 0 | 0 | 0.015
03h30 | 0 | 0 | 0 | 0 | 0 | 0 | 0 | 0 | 0.015
04h30 | 0 | 0 | 0 | 0 | 0 | 0 | 0 | 0 | 0.015
05h30 | 0 | 0 | 0 | 0 | 0 | 0 | 0 | 0 | 0.015
06h30 | 0 | 0 | 0 | 0 | 0 | 0 | 0 | 0 | 0.015
07h30 | 0 | 0 | 0 | 0 | 0 | 0 | 0 | 0 | 0.015
08h30 | 0 | 0 | 0 | 0 | 0 | 0 | 0 | 0 | 0.015
09h30 | 0 | 0 | 0 | 0 | 0 | 0 | 0 | 0 | 0.015
10h30 | 0 | 0 | 0 | 0 | 0 | 0 | 0 | 0 | 0.015
11h30 | 0 | 0 | 0 | 0 | 0 | 0 | 0 | 0 | 0.015
12h30 | 0 | 0 | 0 | 0 | 0 | 0 | 0 | 0 | 0.015
13h30 | 0 | 0 | 0 | 0 | 0 | 0 | 0 | 0 | 0.015
14h30 | 0 | 0 | 0 | 0 | 0 | 0 | 0 | 0 | 0.015
15h30 | 0 | -0.07 | 0 | 0 | 0 | 0 | 0 | 0 | 0.015
16h30 | 0 | -0.2 | 0 | 0 | 0 | 0 | 0 | 0 | 0.015
17h30 | 0 | -0.38 | 0 | 0 | 0 | 0 | 0 | 0 | 0.015
18h30 | 0 | -0.42 | 0 | 0 | 0 | 0 | 0 | 0 | 0.015
19h30 | 0 | -0.17 | 0 | 0 | 0 | 0 | 0 | 0 | 0.015
20h30 | 0 | 0 | 0 | 0 | 0 | 0 | 0 | 0 | 0.015
21h30 | 0 | 0 | 0 | 0 | 0 | 0 | 0 | 0 | 0.015
22h30 | 0 | 0 | 0 | 0 | 0 | 0 | 0 | 0 | 0.015
23h30 | 0 | 0 | 0 | 0 | 0 | 0 | 0 | 0 | 0.015
00h30 | 0 | 0 | 0 | 0 | 0 | 0 | 0 | 0 | 0.015
01h30 | 0 | 0 | 0 | 0 | 0 | 0 | 0 | 0 | 0.015
02h30 | 0 | 0 | 0 | 0 | 0 | 0 | 0 | 0 | 0.015
03h30 | 0 | 0 | 0 | 0 | 0 | 0 | 0 | 0 | 0.015
04h30 | 0 | 0 | 0 | 0 | 0 | 0 | 0 | 0 | 0.015
05h30 | 0 | 0 | 0 | 0 | 0 | 0 | 0 | 0 | 0.015
06h30 | 0 | 0 | 0 | 0 | 0 | 0 | 0 | 0 | 0.015
07h30 | 0 | 0 | 0 | 0 | 0 | 0 | 0 | 0 | 0.015
08h30 | 0 | 0 | 0 | 0 | 0 | 0 | 0 | 0 | 0.015
09h30 | 0 | 0 | 0 | 0 | 0 | 0 | 0 | 0 | 0.015
10h30 | 0 | 0 | 0 | 0 | 0 | 0 | 0 | 0 | 0.015
11h30 | 0 | 0 | 0 | 0 | 0 | 0 | 0 | 0 | 0.015
12h30 | 0 | 0 | 0 | 0 | 0 | 0 | 0 | 0 | 0.015
13h30 | 0 | -0.1 | 0 | 0 | 0 | 0 | 0 | 0 | 0.015
14h30 | 0 | -0.26 | 0 | 0 | 0 | 0 | 0 | 0 | 0.015
15h30 | 0 | -0.42 | 0 | 0 | 0 | 0 | 0 | 0 | 0.015
16h30 | 0 | -0.52 | 0 | 0 | 0 | 0 | 0 | 0 | 0.015
17h30 | 0 | -0.66 | 0 | 0 | 0 | 0 | 0 | 0 | 0.015
18h30 | 0 | -0.67 | 0 | 0 | 0 | 0 | 0 | 0 | 0.015
19h30 | 0 | -0.39 | 0 | 0 | 0 | 0 | 0 | 0 | 0.015
20h30 | 0 | -0.11 | 0 | 0 | 0 | 0 | 0 | 0 | 0.015
21h30 | 0 | 0 | 0 | 0 | 0 | 0 | 0 | 0 | 0.015
22h30 | 0 | 0 | 0 | 0 | 0 | 0 | 0 | 0 | 0.015
23h30 | 0 | 0 | 0 | 0 | 0 | 0 | 0 | 0 | 0.015
00h30 | 0 | 0 | 0 | 0 | 0 | 0 | 0 | 0 | 0.015
01h30 | 0 | 0 | 0 | 0 | 0 | 0 | 0 | 0 | 0.015
02h30 | 0 | 0 | 0 | 0 | 0 | 0 | 0 | 0 | 0.015
03h30 | 0 | 0 | 0 | 0 | 0 | 0 | 0 | 0 | 0.015
04h30 | 0 | 0 | 0 | 0 | 0 | 0 | 0 | 0 | 0.015
05h30 | 0 | 0 | 0 | 0 | 0 | 0 | 0 | 0 | 0.015
06h30 | 0 | 0 | 0 | 0 | 0 | 0 | 0 | 0 | 0.015
07h30 | 0 | 0 | 0 | 0 | 0 | 0 | 0 | 0 | 0.015
08h30 | 0 | 0 | 0 | 0 | 0 | 0 | 0 | 0 | 0.015
09h30 | 0 | 0 | 0 | 0 | 0 | 0 | 0 | 0 | 0.015
10h30 | 0 | 0 | 0 | 0 | 0 | 0 | 0 | 0 | 0.015
11h30 | 0 | 0 | 0 | 0 | 0 | 0 | 0 | 0 | 0.015
12h30 | 0 | -0.12 | 0 | 0 | 0 | 0 | 0 | 0 | 0.015
13h30 | 0 | -0.32 | 0 | 0 | 0 | 0 | 0 | 0 | 0.015
14h30 | 0 | -0.47 | 0 | 0 | 0 | 0 | 0 | 0 | 0.015
15h30 | 0 | -0.57 | 0 | 0 | 0 | 0 | 0 | 0 | 0.015
16h30 | 0 | -0.63 | 0 | 0 | 0 | 0 | 0 | 0 | 0.015
17h30 | 0 | -0.74 | 0 | 0 | 0 | 0 | 0 | 0 | 0.015
18h30 | 0 | -0.74 | 0 | 0 | 0 | 0 | 0 | 0 | 0.015
19h30 | 0 | -0.47 | 0 | 0 | 0 | 0 | 0 | 0 | 0.015
20h30 | 0 | -0.16 | 0 | 0 | 0 | 0 | 0 | 0 | 0.015
21h30 | 0 | -0.01 | 0 | 0 | 0 | 0 | 0 | 0 | 0.015
22h30 | 0 | 0 | 0 | 0 | 0 | 0 | 0 | 0 | 0.015
23h30 | 0 | 0 | 0 | 0 | 0 | 0 | 0 | 0 | 0.015
00h30 | 0 | 0 | 0 | 0 | 0 | 0 | 0 | 0 | 0.015
01h30 | 0 | 0 | 0 | 0 | 0 | 0 | 0 | 0 | 0.015
02h30 | 0 | 0 | 0 | 0 | 0 | 0 | 0 | 0 | 0.015
03h30 | 0 | 0 | 0 | 0 | 0 | 0 | 0 | 0 | 0.015
04h30 | 0 | 0 | 0 | 0 | 0 | 0 | 0 | 0 | 0.015
05h30 | 0 | 0 | 0 | 0 | 0 | 0 | 0 | 0 | 0.015
06h30 | 0 | 0 | 0 | 0 | 0 | 0 | 0 | 0 | 0.015
07h30 | 0 | 0 | 0 | 0 | 0 | 0 | 0 | 0 | 0.015
08h30 | 0 | 0 | 0 | 0 | 0 | 0 | 0 | 0 | 0.015
09h30 | 0 | 0 | 0 | 0 | 0 | 0 | 0 | 0 | 0.015
10h30 | 0 | -0.12 | 0 | 0 | 0 | 0 | 0 | 0 | 0.015
11h30 | 0 | -0.27 | 0 | 0 | 0 | 0 | 0 | 0 | 0.015
12h30 | 0 | -0.39 | 0 | 0 | 0 | 0 | 0 | 0 | 0.015
13h30 | 0 | -0.53 | 0 | 0 | 0 | 0 | 0 | 0 | 0.015
14h30 | 0 | -0.62 | 0 | 0 | 0 | 0 | 0 | 0 | 0.015
15h30 | 0 | -0.71 | 0 | 0 | 0 | 0 | 0 | 0 | 0.015
16h30 | 0 | -0.79 | 0 | 0 | 0 | 0 | 0 | 0 | 0.015
17h30 | 0 | -0.71 | 0 | 0 | 0 | 0 | 0 | 0 | 0.015
18h30 | 0 | -0.53 | 0 | 0 | 0 | 0 | 0 | 0 | 0.015
19h30 | 0 | -0.44 | 0 | 0 | 0 | 0 | 0 | 0 | 0.015
20h30 | 0 | -0.27 | 0 | 0 | 0 | 0 | 0 | 0 | 0.015
21h30 | 0 | -0.06 | 0 | 0 | 0 | 0 | 0 | 0 | 0.015
22h30 | 0 | 0 | 0 | 0 | 0 | 0 | 0 | 0 | 0.015
23h30 | 0 | 0 | 0 | 0 | 0 | 0 | 0 | 0 | 0.015
00h30 | 0 | 0 | 0 | 0 | 0 | 0 | 0 | 0 | 0
01h30 | 0 | 0 | 0 | 0 | 0 | 0 | 0 | 0 | 0
02h30 | 0 | 0 | 0 | 0 | 0 | 0 | 0 | 0 | 0
03h30 | 0 | 0 | 0 | 0 | 0 | 0 | 0 | 0 | 0
04h30 | 0 | 0 | 0 | 0 | 0 | 0 | 0 | 0 | 0
05h30 | 0 | 0 | 0 | 0 | 0 | 0 | 0 | 0 | 0
06h30 | 0 | 0 | 0 | 0 | 0 | 0 | 0 | 0 | 0
07h30 | 0 | 0 | 0 | 0 | 0 | 0 | 0 | 0 | 0
08h30 | 0 | 0 | 0 | 0 | 0 | 0 | 0 | 0 | 0
09h30 | 0 | 0 | 0 | 0 | 0 | 0 | 0 | 0 | 0
10h30 | 0 | -0.16 | 0 | 0 | 0 | 0 | 0 | 0 | 0
11h30 | 0 | -0.35 | 0 | 0 | 0 | 0 | 0 | 0 | 0
12h30 | 0 | -0.46 | 0 | 0 | 0 | 0 | 0 | 0 | 0
13h30 | 0 | -0.59 | 0 | 0 | 0 | 0 | 0 | 0 | 0
14h30 | 0 | -0.7 | 0 | 0 | 0 | 0 | 0 | 0 | 0
15h30 | 0 | -0.78 | 0 | 0 | 0 | 0 | 0 | 0 | 0
16h30 | 0 | -0.85 | 0 | 0 | 0 | 0 | 0 | 0 | 0
17h30 | 0 | -0.75 | 0 | 0 | 0 | 0 | 0 | 0 | 0
18h30 | 0 | -0.53 | 0 | 0 | 0 | 0 | 0 | 0 | 0
19h30 | 0 | -0.42 | 0 | 0 | 0 | 0 | 0 | 0 | 0
20h30 | 0 | -0.25 | 0 | 0 | 0 | 0 | 0 | 0 | 0
21h30 | 0 | -0.06 | 0 | 0 | 0 | 0 | 0 | 0 | 0
22h30 | 0 | 0 | 0 | 0 | 0 | 0 | 0 | 0 | 0
23h30 | 0 | 0 | 0 | 0 | 0 | 0 | 0 | 0 | 0
00h30 | 0 | 0 | 0 | 0 | 0 | 0 | 0 | 0 | 0
01h30 | 0 | 0 | 0 | 0 | 0 | 0 | 0 | 0 | 0
02h30 | 0 | 0 | 0 | 0 | 0 | 0 | 0 | 0 | 0
03h30 | 0 | 0 | 0 | 0 | 0 | 0 | 0 | 0 | 0
04h30 | 0 | 0 | 0 | 0 | 0 | 0 | 0 | 0 | 0
05h30 | 0 | 0 | 0 | 0 | 0 | 0 | 0 | 0 | 0
06h30 | 0 | 0 | 0 | 0 | 0 | 0 | 0 | 0 | 0
07h30 | 0 | 0 | 0 | 0 | 0 | 0 | 0 | 0 | 0
08h30 | 0 | 0 | 0 | 0 | 0 | 0 | 0 | 0 | 0
09h30 | 0 | 0 | 0 | 0 | 0 | 0 | 0 | 0 | 0
10h30 | 0 | 0 | 0 | 0 | 0 | 0 | 0 | 0 | 0
11h30 | 0 | 0 | 0 | 0 | 0 | 0 | 0 | 0 | 0
12h30 | 0 | 0 | 0 | 0 | 0 | 0 | 0 | 0 | 0
13h30 | 0 | 0 | 0 | 0 | 0 | 0 | 0 | 0 | 0
14h30 | 0 | 0 | 0 | 0 | 0 | 0 | 0 | 0 | 0
15h30 | 0 | 0 | 0 | 0 | 0 | 0 | 0 | 0 | 0
16h30 | 0 | 0 | 0 | 0 | 0 | 0 | 0 | 0 | 0
17h30 | 0 | 0 | 0 | 0 | 0 | 0 | 0 | 0 | 0
18h30 | 0 | 0 | 0 | 0 | 0 | 0 | 0 | 0 | 0
19h30 | 0 | 0 | 0 | 0 | 0 | 0 | 0 | 0 | 0
20h30 | 0 | 0 | 0 | 0 | 0 | 0 | 0 | 0 | 0
21h30 | 0 | 0 | 0 | 0 | 0 | 0 | 0 | 0 | 0
22h30 | 0 | 0 | 0 | 0 | 0 | 0 | 0 | 0 | 0
23h30 | 0 | 0 | 0 | 0 | 0 | 0 | 0 | 0 | 0
00h30 | 0 | 0 | 0 | 0 | 0 | 0 | 0 | 0 | 0
01h30 | 0 | 0 | 0 | 0 | 0 | 0 | 0 | 0 | 0
02h30 | 0 | 0 | 0 | 0 | 0 | 0 | 0 | 0 | 0
03h30 | 0 | 0 | 0 | 0 | 0 | 0 | 0 | 0 | 0
04h30 | 0 | 0 | 0 | 0 | 0 | 0 | 0 | 0 | 0
05h30 | 0 | 0 | 0 | 0 | 0 | 0 | 0 | 0 | 0
06h30 | 0 | 0 | 0 | 0 | 0 | 0 | 0 | 0 | 0
07h30 | 0 | 0 | 0 | 0 | 0 | 0 | 0 | 0 | 0
08h30 | 0 | 0 | 0 | 0 | 0 | 0 | 0 | 0 | 0
09h30 | 0 | 0 | 0 | 0 | 0 | 0 | 0 | 0 | 0
10h30 | 0 | 0 | 0 | 0 | 0 | 0 | 0 | 0 | 0
11h30 | 0 | 0 | 0 | 0 | 0 | 0 | 0 | 0 | 0
12h30 | 0 | 0 | 0 | 0 | 0 | 0 | 0 | 0 | 0
13h30 | 0 | 0 | 0 | 0 | 0 | 0 | 0 | 0 | 0
14h30 | 0 | 0 | 0 | 0 | 0 | 0 | 0 | 0 | 0
15h30 | 0 | 0 | 0 | 0 | 0 | 0 | 0 | 0 | 0
16h30 | 0 | 0 | 0 | 0 | 0 | 0 | 0 | 0 | 0
17h30 | 0 | 0 | 0 | 0 | 0 | 0 | 0 | 0 | 0
18h30 | 0 | 0 | 0 | 0 | 0 | 0 | 0 | 0 | 0
19h30 | 0 | 0 | 0 | 0 | 0 | 0 | 0 | 0 | 0
20h30 | 0 | 0 | 0 | 0 | 0 | 0 | 0 | 0 | 0
21h30 | 0 | 0 | 0 | 0 | 0 | 0 | 0 | 0 | 0
22h30 | 0 | 0 | 0 | 0 | 0 | 0 | 0 | 0 | 0
23h30 | 0 | 0 | 0 | 0 | 0 | 0 | 0 | 0 | 0
00h30 | 0 | 0 | 0 | 0 | 0 | 0 | 0 | 0 | 0
01h30 | 0 | 0 | 0 | 0 | 0 | 0 | 0 | 0 | 0
02h30 | 0 | 0 | 0 | 0 | 0 | 0 | 0 | 0 | 0
03h30 | 0 | 0 | 0 | 0 | 0 | 0 | 0 | 0 | 0
04h30 | 0 | 0 | 0 | 0 | 0 | 0 | 0 | 0 | 0
05h30 | 0 | 0 | 0 | 0 | 0 | 0 | 0 | 0 | 0
06h30 | 0 | 0 | 0 | 0 | 0 | 0 | 0 | 0 | 0
07h30 | 0 | 0 | 0 | 0 | 0 | 0 | 0 | 0 | 0
08h30 | 0 | 0 | 0 | 0 | 0 | 0 | 0 | 0 | 0
09h30 | 0 | 0 | 0 | 0 | 0 | 0 | 0 | 0 | 0
10h30 | 0 | 0 | 0 | 0 | 0 | 0 | 0 | 0 | 0
11h30 | 0 | 0 | 0 | 0 | 0 | 0 | 0 | 0 | 0
12h30 | 0 | 0 | 0 | 0 | 0 | 0 | 0 | 0 | 0
13h30 | 0 | 0 | 0 | 0 | 0 | 0 | 0 | 0 | 0
14h30 | 0 | 0 | 0 | 0 | 0 | 0 | 0 | 0 | 0
15h30 | 0 | 0 | 0 | 0 | 0 | 0 | 0 | 0 | 0
16h30 | 0 | 0 | 0 | 0 | 0 | 0 | 0 | 0 | 0
17h30 | 0 | 0 | 0 | 0 | 0 | 0 | 0 | 0 | 0
18h30 | 0 | 0 | 0 | 0 | 0 | 0 | 0 | 0 | 0
19h30 | 0 | 0 | 0 | 0 | 0 | 0 | 0 | 0 | 0
20h30 | 0 | 0 | 0 | 0 | 0 | 0 | 0 | 0 | 0
21h30 | 0 | 0 | 0 | 0 | 0 | 0 | 0 | 0 | 0
22h30 | 0 | 0 | 0 | 0 | 0 | 0 | 0 | 0 | 0
23h30 | 0 | 0 | 0 | 0 | 0 | 0 | 0 | 0 | 0
00h30 | 0 | 0 | 0 | 0 | 0 | 0 | 0 | 0 | 0
01h30 | 0 | 0 | 0 | 0 | 0 | 0 | 0 | 0 | 0
02h30 | 0 | 0 | 0 | 0 | 0 | 0 | 0 | 0 | 0
03h30 | 0 | 0 | 0 | 0 | 0 | 0 | 0 | 0 | 0
04h30 | 0 | 0 | 0 | 0 | 0 | 0 | 0 | 0 | 0
05h30 | 0 | 0 | 0 | 0 | 0 | 0 | 0 | 0 | 0
06h30 | 0 | 0 | 0 | 0 | 0 | 0 | 0 | 0 | 0
07h30 | 0 | 0 | 0 | 0 | 0 | 0 | 0 | 0 | 0
08h30 | 0 | 0 | 0 | 0 | 0 | 0 | 0 | 0 | 0
09h30 | 0 | 0 | 0 | 0 | 0 | 0 | 0 | 0 | 0
10h30 | 0 | 0 | 0 | 0 | 0 | 0 | 0 | 0 | 0
11h30 | 0 | 0 | 0 | 0 | 0 | 0 | 0 | 0 | 0
12h30 | 0 | 0 | 0 | 0 | 0 | 0 | 0 | 0 | 0
13h30 | 0 | 0 | 0 | 0 | 0 | 0 | 0 | 0 | 0
14h30 | 0 | 0 | 0 | 0 | 0 | 0 | 0 | 0 | 0
15h30 | 0 | 0 | 0 | 0 | 0 | 0 | 0 | 0 | 0
16h30 | 0 | 0 | 0 | 0 | 0 | 0 | 0 | 0 | 0
17h30 | 0 | -0.06 | 0 | 0 | 0 | 0 | 0 | 0 | 0
18h30 | 0 | -0.11 | 0 | 0 | 0 | 0 | 0 | 0 | 0
19h30 | 0 | -0.05 | 0 | 0 | 0 | 0 | 0 | 0 | 0
20h30 | 0 | 0 | 0 | 0 | 0 | 0 | 0 | 0 | 0
21h30 | 0 | 0 | 0 | 0 | 0 | 0 | 0 | 0 | 0
22h30 | 0 | 0 | 0 | 0 | 0 | 0 | 0 | 0 | 0
23h30 | 0 | 0 | 0 | 0 | 0 | 0 | 0 | 0 | 0
00h30 | 0 | 0 | 0 | 0 | 0 | 0 | 0 | 0 | 0
01h30 | 0 | 0 | 0 | 0 | 0 | 0 | 0 | 0 | 0
02h30 | 0 | 0 | 0 | 0 | 0 | 0 | 0 | 0 | 0
03h30 | 0 | 0 | 0 | 0 | 0 | 0 | 0 | 0 | 0
04h30 | 0 | 0 | 0 | 0 | 0 | 0 | 0 | 0 | 0
05h30 | 0 | 0 | 0 | 0 | 0 | 0 | 0 | 0 | 0
06h30 | 0 | 0 | 0 | 0 | 0 | 0 | 0 | 0 | 0
07h30 | 0 | 0 | 0 | 0 | 0 | 0 | 0 | 0 | 0
08h30 | 0 | 0 | 0 | 0 | 0 | 0 | 0 | 0 | 0
09h30 | 0 | 0 | 0 | 0 | 0 | 0 | 0 | 0 | 0
10h30 | 0 | 0 | 0 | 0 | 0 | 0 | 0 | 0 | 0
11h30 | 0 | 0 | 0 | 0 | 0 | 0 | 0 | 0 | 0
12h30 | 0 | 0 | 0 | 0 | 0 | 0 | 0 | 0 | 0
13h30 | 0 | 0 | 0 | 0 | 0 | 0 | 0 | 0 | 0
14h30 | 0 | 0 | 0 | 0 | 0 | 0 | 0 | 0 | 0
15h30 | 0 | -0.07 | 0 | 0 | 0 | 0 | 0 | 0 | 0
16h30 | 0 | -0.14 | 0 | 0 | 0 | 0 | 0 | 0 | 0
17h30 | 0 | -0.2 | 0 | 0 | 0 | 0 | 0 | 0 | 0
18h30 | 0 | -0.13 | 0 | 0 | 0 | 0 | 0 | 0 | 0
19h30 | 0 | 0 | 0 | 0 | 0 | 0 | 0 | 0 | 0
20h30 | 0 | 0 | 0 | 0 | 0 | 0 | 0 | 0 | 0
21h30 | 0 | 0 | 0 | 0 | 0 | 0 | 0 | 0 | 0
22h30 | 0 | 0 | 0 | 0 | 0 | 0 | 0 | 0 | 0
23h30 | 0 | 0 | 0 | 0 | 0 | 0 | 0 | 0 | 0
00h30 | 0 | 0 | 0 | 0 | 0 | 0 | 0 | 0 | 0
01h30 | 0 | 0 | 0 | 0 | 0 | 0 | 0 | 0 | 0
02h30 | 0 | 0 | 0 | 0 | 0 | 0 | 0 | 0 | 0
03h30 | 0 | 0 | 0 | 0 | 0 | 0 | 0 | 0 | 0
04h30 | 0 | 0 | 0 | 0 | 0 | 0 | 0 | 0 | 0
05h30 | 0 | 0 | 0 | 0 | 0 | 0 | 0 | 0 | 0
06h30 | 0 | 0 | 0 | 0 | 0 | 0 | 0 | 0 | 0
07h30 | 0 | 0 | 0 | 0 | 0 | 0 | 0 | 0 | 0
08h30 | 0 | 0 | 0 | 0 | 0 | 0 | 0 | 0 | 0
09h30 | 0 | 0 | 0 | 0 | 0 | 0 | 0 | 0 | 0
10h30 | 0 | 0 | 0 | 0 | 0 | 0 | 0 | 0 | 0
11h30 | 0 | 0 | 0 | 0 | 0 | 0 | 0 | 0 | 0
12h30 | 0 | 0 | 0 | 0 | 0 | 0 | 0 | 0 | 0
13h30 | 0 | 0 | 0 | 0 | 0 | 0 | 0 | 0 | 0
14h30 | 0 | -0.08 | 0 | 0 | 0 | 0 | 0 | 0 | 0
15h30 | 0 | -0.22 | 0 | 0 | 0 | 0 | 0 | 0 | 0
16h30 | 0 | -0.28 | 0 | 0 | 0 | 0 | 0 | 0 | 0
17h30 | 0 | -0.22 | 0 | 0 | 0 | 0 | 0 | 0 | 0
18h30 | 0 | -0.08 | 0 | 0 | 0 | 0 | 0 | 0 | 0
19h30 | 0 | 0 | 0 | 0 | 0 | 0 | 0 | 0 | 0
20h30 | 0 | 0 | 0 | 0 | 0 | 0 | 0 | 0 | 0
21h30 | 0 | 0 | 0 | 0 | 0 | 0 | 0 | 0 | 0
22h30 | 0 | 0 | 0 | 0 | 0 | 0 | 0 | 0 | 0
23h30 | 0 | 0 | 0 | 0 | 0 | 0 | 0 | 0 | 0
00h30 | 0 | 0 | 0 | 0 | 0 | 0 | 0 | 0 | 0
01h30 | 0 | 0 | 0 | 0 | 0 | 0 | 0 | 0 | 0
02h30 | 0 | 0 | 0 | 0 | 0 | 0 | 0 | 0 | 0
03h30 | 0 | 0 | 0 | 0 | 0 | 0 | 0 | 0 | 0
04h30 | 0 | 0 | 0 | 0 | 0 | 0 | 0 | 0 | 0
05h30 | 0 | 0 | 0 | 0 | 0 | 0 | 0 | 0 | 0
06h30 | 0 | 0 | 0 | 0 | 0 | 0 | 0 | 0 | 0
07h30 | 0 | 0 | 0 | 0 | 0 | 0 | 0 | 0 | 0
08h30 | 0 | 0 | 0 | 0 | 0 | 0 | 0 | 0 | 0
09h30 | 0 | 0 | 0 | 0 | 0 | 0 | 0 | 0 | 0
10h30 | 0 | 0 | 0 | 0 | 0 | 0 | 0 | 0 | 0
11h30 | 0 | 0 | 0 | 0 | 0 | 0 | 0 | 0 | 0
12h30 | 0 | 0 | 0 | 0 | 0 | 0 | 0 | 0 | 0
13h30 | 0 | 0 | 0 | 0 | 0 | 0 | 0 | 0 | 0
14h30 | 0 | -0.3 | 0 | 0 | 0 | 0 | 0 | 0 | 0
15h30 | 0 | -0.56 | 0 | 0 | 0 | 0 | 0 | 0 | 0
16h30 | 0 | -0.58 | 0 | 0 | 0 | 0 | 0 | 0 | 0
17h30 | 0 | -0.53 | 0 | 0 | 0 | 0 | 0 | 0 | 0
18h30 | 0 | -0.37 | 0 | 0 | 0 | 0 | 0 | 0 | 0
19h30 | 0 | -0.26 | 0 | 0 | 0 | 0 | 0 | 0 | 0
20h30 | 0 | -0.11 | 0 | 0 | 0 | 0 | 0 | 0 | 0
21h30 | 0 | -0.01 | 0 | 0 | 0 | 0 | 0 | 0 | 0
22h30 | 0 | 0 | 0 | 0 | 0 | 0 | 0 | 0 | 0
23h30 | 0 | 0 | 0 | 0 | 0 | 0 | 0 | 0 | 0
00h30 | 0 | 0 | 0 | 0 | 0 | 0 | 0 | 0 | 0
01h30 | 0 | 0 | 0 | 0 | 0 | 0 | 0 | 0 | 0
02h30 | 0 | 0 | 0 | 0 | 0 | 0 | 0 | 0 | 0
03h30 | 0 | 0 | 0 | 0 | 0 | 0 | 0 | 0 | 0
04h30 | 0 | 0 | 0 | 0 | 0 | 0 | 0 | 0 | 0
05h30 | 0 | 0 | 0 | 0 | 0 | 0 | 0 | 0 | 0
06h30 | 0 | 0 | 0 | 0 | 0 | 0 | 0 | 0 | 0
07h30 | 0 | 0 | 0 | 0 | 0 | 0 | 0 | 0 | 0
08h30 | 0 | 0 | 0 | 0 | 0 | 0 | 0 | 0 | 0
09h30 | 0 | 0 | 0 | 0 | 0 | 0 | 0 | 0 | 0
10h30 | 0 | 0 | 0 | 0 | 0 | 0 | 0 | 0 | 0
11h30 | 0 | 0 | 0 | 0 | 0 | 0 | 0 | 0 | 0
12h30 | 0 | -0.09 | 0 | 0 | 0 | 0 | 0 | 0 | 0
13h30 | 0 | -0.27 | 0 | 0 | 0 | 0 | 0 | 0 | 0
14h30 | 0 | -0.42 | 0 | 0 | 0 | 0 | 0 | 0 | 0
15h30 | 0 | -0.53 | 0 | 0 | 0 | 0 | 0 | 0 | 0
16h30 | 0 | -0.58 | 0 | 0 | 0 | 0 | 0 | 0 | 0
17h30 | 0 | -0.69 | 0 | 0 | 0 | 0 | 0 | 0 | 0
18h30 | 0 | -0.71 | 0 | 0 | 0 | 0 | 0 | 0 | 0
19h30 | 0 | -0.47 | 0 | 0 | 0 | 0 | 0 | 0 | 0
20h30 | 0 | -0.16 | 0 | 0 | 0 | 0 | 0 | 0 | 0
21h30 | 0 | -0.01 | 0 | 0 | 0 | 0 | 0 | 0 | 0
22h30 | 0 | 0 | 0 | 0 | 0 | 0 | 0 | 0 | 0
23h30 | 0 | 0 | 0 | 0 | 0 | 0 | 0 | 0 | 0
00h30 | 0 | 0 | 0 | 0 | 0 | 0 | 0 | 0 | 0
01h30 | 0 | 0 | 0 | 0 | 0 | 0 | 0 | 0 | 0
02h30 | 0 | 0 | 0 | 0 | 0 | 0 | 0 | 0 | 0
03h30 | 0 | 0 | 0 | 0 | 0 | 0 | 0 | 0 | 0
04h30 | 0 | 0 | 0 | 0 | 0 | 0 | 0 | 0 | 0
05h30 | 0 | 0 | 0 | 0 | 0 | 0 | 0 | 0 | 0
06h30 | 0 | 0 | 0 | 0 | 0 | 0 | 0 | 0 | 0
07h30 | 0 | 0 | 0 | 0 | 0 | 0 | 0 | 0 | 0
08h30 | 0 | 0 | 0 | 0 | 0 | 0 | 0 | 0 | 0
09h30 | 0 | 0 | 0 | 0 | 0 | 0 | 0 | 0 | 0
10h30 | 0 | 0 | 0 | 0 | 0 | 0 | 0 | 0 | 0
11h30 | 0 | 0 | 0 | 0 | 0 | 0 | 0 | 0 | 0
12h30 | 0 | 0 | 0 | 0 | 0 | 0 | 0 | 0 | 0
13h30 | 0 | -0.14 | 0 | 0 | 0 | 0 | 0 | 0 | 0
14h30 | 0 | -0.31 | 0 | 0 | 0 | 0 | 0 | 0 | 0
15h30 | 0 | -0.39 | 0 | 0 | 0 | 0 | 0 | 0 | 0
16h30 | 0 | -0.41 | 0 | 0 | 0 | 0 | 0 | 0 | 0
17h30 | 0 | -0.2 | 0 | 0 | 0 | 0 | 0 | 0 | 0
18h30 | 0 | 0 | 0 | 0 | 0 | 0 | 0 | 0 | 0
19h30 | 0 | 0 | 0 | 0 | 0 | 0 | 0 | 0 | 0
20h30 | 0 | 0 | 0 | 0 | 0 | 0 | 0 | 0 | 0
21h30 | 0 | 0 | 0 | 0 | 0 | 0 | 0 | 0 | 0
22h30 | 0 | 0 | 0 | 0 | 0 | 0 | 0 | 0 | 0
23h30 | 0 | 0 | 0 | 0 | 0 | 0 | 0 | 0 | 0
00h30 | 0 | 0 | 0 | 0 | 0 | 0 | 0 | 0 | 0
01h30 | 0 | 0 | 0 | 0 | 0 | 0 | 0 | 0 | 0
02h30 | 0 | 0 | 0 | 0 | 0 | 0 | 0 | 0 | 0
03h30 | 0 | 0 | 0 | 0 | 0 | 0 | 0 | 0 | 0
04h30 | 0 | 0 | 0 | 0 | 0 | 0 | 0 | 0 | 0
05h30 | 0 | 0 | 0 | 0 | 0 | 0 | 0 | 0 | 0
06h30 | 0 | 0 | 0 | 0 | 0 | 0 | 0 | 0 | 0
07h30 | 0 | 0 | 0 | 0 | 0 | 0 | 0 | 0 | 0
08h30 | 0 | 0 | 0 | 0 | 0 | 0 | 0 | 0 | 0
09h30 | 0 | 0 | 0 | 0 | 0 | 0 | 0 | 0 | 0
10h30 | 0 | 0 | 0 | 0 | 0 | 0 | 0 | 0 | 0
11h30 | 0 | 0 | 0 | 0 | 0 | 0 | 0 | 0 | 0
12h30 | 0 | 0 | 0 | 0 | 0 | 0 | 0 | 0 | 0
13h30 | 0 | 0 | 0 | 0 | 0 | 0 | 0 | 0 | 0
14h30 | 0 | 0 | 0 | 0 | 0 | 0 | 0 | 0 | 0
15h30 | 0 | 0 | 0 | 0 | 0 | 0 | 0 | 0 | 0
16h30 | 0 | 0 | 0 | 0 | 0 | 0 | 0 | 0 | 0
17h30 | 0 | 0 | 0 | 0 | 0 | 0 | 0 | 0 | 0
18h30 | 0 | 0 | 0 | 0 | 0 | 0 | 0 | 0 | 0
19h30 | 0 | 0 | 0 | 0 | 0 | 0 | 0 | 0 | 0
20h30 | 0 | 0 | 0 | 0 | 0 | 0 | 0 | 0 | 0
21h30 | 0 | 0 | 0 | 0 | 0 | 0 | 0 | 0 | 0
22h30 | 0 | 0 | 0 | 0 | 0 | 0 | 0 | 0 | 0
23h30 | 0 | 0 | 0 | 0 | 0 | 0 | 0 | 0 | 0
00h30 | 0 | 0 | 0 | 0 | 0 | 0 | 0 | 0 | 0
01h30 | 0 | 0 | 0 | 0 | 0 | 0 | 0 | 0 | 0
02h30 | 0 | 0 | 0 | 0 | 0 | 0 | 0 | 0 | 0
03h30 | 0 | 0 | 0 | 0 | 0 | 0 | 0 | 0 | 0
04h30 | 0 | 0 | 0 | 0 | 0 | 0 | 0 | 0 | 0
05h30 | 0 | 0 | 0 | 0 | 0 | 0 | 0 | 0 | 0
06h30 | 0 | 0 | 0 | 0 | 0 | 0 | 0 | 0 | 0
07h30 | 0 | 0 | 0 | 0 | 0 | 0 | 0 | 0 | 0
08h30 | 0 | 0 | 0 | 0 | 0 | 0 | 0 | 0 | 0
09h30 | 0 | 0 | 0 | 0 | 0 | 0 | 0 | 0 | 0
10h30 | 0 | 0 | 0 | 0 | 0 | 0 | 0 | 0 | 0
11h30 | 0 | 0 | 0 | 0 | 0 | 0 | 0 | 0 | 0
12h30 | 0 | 0 | 0 | 0 | 0 | 0 | 0 | 0 | 0
13h30 | 0 | 0 | 0 | 0 | 0 | 0 | 0 | 0 | 0
14h30 | 0 | 0 | 0 | 0 | 0 | 0 | 0 | 0 | 0
15h30 | 0 | 0 | 0 | 0 | 0 | 0 | 0 | 0 | 0
16h30 | 0 | 0 | 0 | 0 | 0 | 0 | 0 | 0 | 0
17h30 | 0 | -0.11 | 0 | 0 | 0 | 0 | 0 | 0 | 0
18h30 | 0 | -0.15 | 0 | 0 | 0 | 0 | 0 | 0 | 0
19h30 | 0 | -0.04 | 0 | 0 | 0 | 0 | 0 | 0 | 0
20h30 | 0 | 0 | 0 | 0 | 0 | 0 | 0 | 0 | 0
21h30 | 0 | 0 | 0 | 0 | 0 | 0 | 0 | 0 | 0
22h30 | 0 | 0 | 0 | 0 | 0 | 0 | 0 | 0 | 0
23h30 | 0 | 0 | 0 | 0 | 0 | 0 | 0 | 0 | 0
00h30 | 0 | 0 | 0 | 0 | 0 | 0 | 0 | 0 | 0
01h30 | 0 | 0 | 0 | 0 | 0 | 0 | 0 | 0 | 0
02h30 | 0 | 0 | 0 | 0 | 0 | 0 | 0 | 0 | 0
03h30 | 0 | 0 | 0 | 0 | 0 | 0 | 0 | 0 | 0
04h30 | 0 | 0 | 0 | 0 | 0 | 0 | 0 | 0 | 0
05h30 | 0 | 0 | 0 | 0 | 0 | 0 | 0 | 0 | 0
06h30 | 0 | 0 | 0 | 0 | 0 | 0 | 0 | 0 | 0
07h30 | 0 | 0 | 0 | 0 | 0 | 0 | 0 | 0 | 0
08h30 | 0 | 0 | 0 | 0 | 0 | 0 | 0 | 0 | 0
09h30 | 0 | 0 | 0 | 0 | 0 | 0 | 0 | 0 | 0
10h30 | 0 | 0 | 0 | 0 | 0 | 0 | 0 | 0 | 0
11h30 | 0 | 0 | 0 | 0 | 0 | 0 | 0 | 0 | 0
12h30 | 0 | -0.02 | 0 | 0 | 0 | 0 | 0 | 0 | 0
13h30 | 0 | -0.15 | 0 | 0 | 0 | 0 | 0 | 0 | 0
14h30 | 0 | -0.32 | 0 | 0 | 0 | 0 | 0 | 0 | 0
15h30 | 0 | -0.19 | 0 | 0 | 0 | 0 | 0 | 0 | 0
16h30 | 0 | -0.44 | 0 | 0 | 0 | 0 | 0 | 0 | 0
17h30 | 0 | -0.78 | 0 | 0 | 0 | 0 | 0 | 0 | 0
18h30 | 0 | -0.69 | 0 | 0 | 0 | 0 | 0 | 0 | 0
19h30 | 0 | -0.47 | 0 | 0 | 0 | 0 | 0 | 0 | 0
20h30 | 0 | -0.17 | 0 | 0 | 0 | 0 | 0 | 0 | 0
21h30 | 0 | -0.05 | 0 | 0 | 0 | 0 | 0 | 0 | 0
22h30 | 0 | 0 | 0 | 0 | 0 | 0 | 0 | 0 | 0
23h30 | 0 | 0 | 0 | 0 | 0 | 0 | 0 | 0 | 0
00h30 | 0 | 0 | 0 | 0 | 0 | 0 | 0 | 0 | 0
01h30 | 0 | 0 | 0 | 0 | 0 | 0 | 0 | 0 | 0
02h30 | 0 | 0 | 0 | 0 | 0 | 0 | 0 | 0 | 0
03h30 | 0 | 0 | 0 | 0 | 0 | 0 | 0 | 0 | 0
04h30 | 0 | 0 | 0 | 0 | 0 | 0 | 0 | 0 | 0
05h30 | 0 | 0 | 0 | 0 | 0 | 0 | 0 | 0 | 0
06h30 | 0 | 0 | 0 | 0 | 0 | 0 | 0 | 0 | 0
07h30 | 0 | 0 | 0 | 0 | 0 | 0 | 0 | 0 | 0
08h30 | 0 | 0 | 0 | 0 | 0 | 0 | 0 | 0 | 0
09h30 | 0 | 0 | 0 | 0 | 0 | 0 | 0 | 0 | 0
10h30 | 0 | 0 | 0 | 0 | 0 | 0 | 0 | 0 | 0
11h30 | 0 | 0 | 0 | 0 | 0 | 0 | 0 | 0 | 0
12h30 | 0 | 0 | 0 | 0 | 0 | 0 | 0 | 0 | 0
13h30 | 0 | 0 | 0 | 0 | 0 | 0 | 0 | 0 | 0
14h30 | 0 | 0 | 0 | 0 | 0 | 0 | 0 | 0 | 0
15h30 | 0 | 0 | 0 | 0 | 0 | 0 | 0 | 0 | 0
16h30 | 0 | 0 | 0 | 0 | 0 | 0 | 0 | 0 | 0
17h30 | 0 | 0 | 0 | 0 | 0 | 0 | 0 | 0 | 0
18h30 | 0 | 0 | 0 | 0 | 0 | 0 | 0 | 0 | 0
19h30 | 0 | 0 | 0 | 0 | 0 | 0 | 0 | 0 | 0
20h30 | 0 | 0 | 0 | 0 | 0 | 0 | 0 | 0 | 0
21h30 | 0 | 0 | 0 | 0 | 0 | 0 | 0 | 0 | 0
22h30 | 0 | 0 | 0 | 0 | 0 | 0 | 0 | 0 | 0
23h30 | 0 | 0 | 0 | 0 | 0 | 0 | 0 | 0 | 0
00h30 | 0 | 0 | 0 | 0 | 0 | 0 | 0 | 0 | 0
01h30 | 0 | 0 | 0 | 0 | 0 | 0 | 0 | 0 | 0
02h30 | 0 | 0 | 0 | 0 | 0 | 0 | 0 | 0 | 0
03h30 | 0 | 0 | 0 | 0 | 0 | 0 | 0 | 0 | 0
04h30 | 0 | 0 | 0 | 0 | 0 | 0 | 0 | 0 | 0
05h30 | 0 | 0 | 0 | 0 | 0 | 0 | 0 | 0 | 0
06h30 | 0 | 0 | 0 | 0 | 0 | 0 | 0 | 0 | 0
07h30 | 0 | 0 | 0 | 0 | 0 | 0 | 0 | 0 | 0
08h30 | 0 | 0 | 0 | 0 | 0 | 0 | 0 | 0 | 0
09h30 | 0 | 0 | 0 | 0 | 0 | 0 | 0 | 0 | 0
10h30 | 0 | 0 | 0 | 0 | 0 | 0 | 0 | 0 | 0
11h30 | 0 | 0 | 0 | 0 | 0 | 0 | 0 | 0 | 0
12h30 | 0 | -0.03 | 0 | 0 | 0 | 0 | 0 | 0 | 0
13h30 | 0 | -0.15 | 0 | 0 | 0 | 0 | 0 | 0 | 0
14h30 | 0 | -0.29 | 0 | 0 | 0 | 0 | 0 | 0 | 0
15h30 | 0 | -0.4 | 0 | 0 | 0 | 0 | 0 | 0 | 0
16h30 | 0 | -0.48 | 0 | 0 | 0 | 0 | 0 | 0 | 0
17h30 | 0 | -0.47 | 0 | 0 | 0 | 0 | 0 | 0 | 0
18h30 | 0 | -0.35 | 0 | 0 | 0 | 0 | 0 | 0 | 0
19h30 | 0 | -0.23 | 0 | 0 | 0 | 0 | 0 | 0 | 0
20h30 | 0 | -0.11 | 0 | 0 | 0 | 0 | 0 | 0 | 0
21h30 | 0 | 0 | 0 | 0 | 0 | 0 | 0 | 0 | 0
22h30 | 0 | 0 | 0 | 0 | 0 | 0 | 0 | 0 | 0
23h30 | 0 | 0 | 0 | 0 | 0 | 0 | 0 | 0 | 0
00h30 | 0 | 0 | 0 | 0 | 0 | 0 | 0 | 0 | 0
01h30 | 0 | 0 | 0 | 0 | 0 | 0 | 0 | 0 | 0
02h30 | 0 | 0 | 0 | 0 | 0 | 0 | 0 | 0 | 0
03h30 | 0 | 0 | 0 | 0 | 0 | 0 | 0 | 0 | 0
04h30 | 0 | 0 | 0 | 0 | 0 | 0 | 0 | 0 | 0
05h30 | 0 | 0 | 0 | 0 | 0 | 0 | 0 | 0 | 0
06h30 | 0 | 0 | 0 | 0 | 0 | 0 | 0 | 0 | 0
07h30 | 0 | 0 | 0 | 0 | 0 | 0 | 0 | 0 | 0
08h30 | 0 | 0 | 0 | 0 | 0 | 0 | 0 | 0 | 0
09h30 | 0 | 0 | 0 | 0 | 0 | 0 | 0 | 0 | 0
10h30 | 0 | 0 | 0 | 0 | 0 | 0 | 0 | 0 | 0
11h30 | 0 | 0 | 0 | 0 | 0 | 0 | 0 | 0 | 0
12h30 | 0 | 0 | 0 | 0 | 0 | 0 | 0 | 0 | 0
13h30 | 0 | 0 | 0 | 0 | 0 | 0 | 0 | 0 | 0
14h30 | 0 | 0 | 0 | 0 | 0 | 0 | 0 | 0 | 0
15h30 | 0 | 0 | 0 | 0 | 0 | 0 | 0 | 0 | 0
16h30 | 0 | 0 | 0 | 0 | 0 | 0 | 0 | 0 | 0
17h30 | 0 | 0 | 0 | 0 | 0 | 0 | 0 | 0 | 0
18h30 | 0 | 0 | 0 | 0 | 0 | 0 | 0 | 0 | 0
19h30 | 0 | 0 | 0 | 0 | 0 | 0 | 0 | 0 | 0
20h30 | 0 | 0 | 0 | 0 | 0 | 0 | 0 | 0 | 0
21h30 | 0 | 0 | 0 | 0 | 0 | 0 | 0 | 0 | 0
22h30 | 0 | 0 | 0 | 0 | 0 | 0 | 0 | 0 | 0
23h30 | 0 | 0 | 0 | 0 | 0 | 0 | 0 | 0 | 0
00h30 | 0 | 0 | 0 | 0 | 0 | 0 | 0 | 0 | 0
01h30 | 0 | 0 | 0 | 0 | 0 | 0 | 0 | 0 | 0
02h30 | 0 | 0 | 0 | 0 | 0 | 0 | 0 | 0 | 0
03h30 | 0 | 0 | 0 | 0 | 0 | 0 | 0 | 0 | 0
04h30 | 0 | 0 | 0 | 0 | 0 | 0 | 0 | 0 | 0
05h30 | 0 | 0 | 0 | 0 | 0 | 0 | 0 | 0 | 0
06h30 | 0 | 0 | 0 | 0 | 0 | 0 | 0 | 0 | 0
07h30 | 0 | 0 | 0 | 0 | 0 | 0 | 0 | 0 | 0
08h30 | 0 | 0 | 0 | 0 | 0 | 0 | 0 | 0 | 0
09h30 | 0 | 0 | 0 | 0 | 0 | 0 | 0 | 0 | 0
10h30 | 0 | 0 | 0 | 0 | 0 | 0 | 0 | 0 | 0
11h30 | 0 | 0 | 0 | 0 | 0 | 0 | 0 | 0 | 0
12h30 | 0 | 0 | 0 | 0 | 0 | 0 | 0 | 0 | 0
13h30 | 0 | 0 | 0 | 0 | 0 | 0 | 0 | 0 | 0
14h30 | 0 | 0 | 0 | 0 | 0 | 0 | 0 | 0 | 0
15h30 | 0 | -0.03 | 0 | 0 | 0 | 0 | 0 | 0 | 0
16h30 | 0 | -0.14 | 0 | 0 | 0 | 0 | 0 | 0 | 0
17h30 | 0 | -0.34 | 0 | 0 | 0 | 0 | 0 | 0 | 0
18h30 | 0 | -0.4 | 0 | 0 | 0 | 0 | 0 | 0 | 0
19h30 | 0 | -0.17 | 0 | 0 | 0 | 0 | 0 | 0 | 0
20h30 | 0 | -0.01 | 0 | 0 | 0 | 0 | 0 | 0 | 0
21h30 | 0 | 0 | 0 | 0 | 0 | 0 | 0 | 0 | 0
22h30 | 0 | 0 | 0 | 0 | 0 | 0 | 0 | 0 | 0
23h30 | 0 | 0 | 0 | 0 | 0 | 0 | 0 | 0 | 0
00h30 | 0 | 0 | 0 | 0 | 0 | 0 | 0 | 0 | 0
01h30 | 0 | 0 | 0 | 0 | 0 | 0 | 0 | 0 | 0
02h30 | 0 | 0 | 0 | 0 | 0 | 0 | 0 | 0 | 0
03h30 | 0 | 0 | 0 | 0 | 0 | 0 | 0 | 0 | 0
04h30 | 0 | 0 | 0 | 0 | 0 | 0 | 0 | 0 | 0
05h30 | 0 | 0 | 0 | 0 | 0 | 0 | 0 | 0 | 0
06h30 | 0 | 0 | 0 | 0 | 0 | 0 | 0 | 0 | 0
07h30 | 0 | 0 | 0 | 0 | 0 | 0 | 0 | 0 | 0
08h30 | 0 | 0 | 0 | 0 | 0 | 0 | 0 | 0 | 0
09h30 | 0 | 0 | 0 | 0 | 0 | 0 | 0 | 0 | 0
10h30 | 0 | 0 | 0 | 0 | 0 | 0 | 0 | 0 | 0
11h30 | 0 | 0 | 0 | 0 | 0 | 0 | 0 | 0 | 0
12h30 | 0 | 0 | 0 | 0 | 0 | 0 | 0 | 0 | 0
13h30 | 0 | 0 | 0 | 0 | 0 | 0 | 0 | 0 | 0
14h30 | 0 | -0.08 | 0 | 0 | 0 | 0 | 0 | 0 | 0
15h30 | 0 | -0.22 | 0 | 0 | 0 | 0 | 0 | 0 | 0
16h30 | 0 | -0.3 | 0 | 0 | 0 | 0 | 0 | 0 | 0
17h30 | 0 | -0.44 | 0 | 0 | 0 | 0 | 0 | 0 | 0
18h30 | 0 | -0.46 | 0 | 0 | 0 | 0 | 0 | 0 | 0
19h30 | 0 | -0.22 | 0 | 0 | 0 | 0 | 0 | 0 | 0
20h30 | 0 | -0.04 | 0 | 0 | 0 | 0 | 0 | 0 | 0
21h30 | 0 | 0 | 0 | 0 | 0 | 0 | 0 | 0 | 0
22h30 | 0 | 0 | 0 | 0 | 0 | 0 | 0 | 0 | 0
23h30 | 0 | 0 | 0 | 0 | 0 | 0 | 0 | 0 | 0
00h30 | 0 | 0 | 0 | 0 | 0 | 0 | 0 | 0 | 0
01h30 | 0 | 0 | 0 | 0 | 0 | 0 | 0 | 0 | 0
02h30 | 0 | 0 | 0 | 0 | 0 | 0 | 0 | 0 | 0
03h30 | 0 | 0 | 0 | 0 | 0 | 0 | 0 | 0 | 0
04h30 | 0 | 0 | 0 | 0 | 0 | 0 | 0 | 0 | 0
05h30 | 0 | 0 | 0 | 0 | 0 | 0 | 0 | 0 | 0
06h30 | 0 | 0 | 0 | 0 | 0 | 0 | 0 | 0 | 0
07h30 | 0 | 0 | 0 | 0 | 0 | 0 | 0 | 0 | 0
08h30 | 0 | 0 | 0 | 0 | 0 | 0 | 0 | 0 | 0
09h30 | 0 | 0 | 0 | 0 | 0 | 0 | 0 | 0 | 0
10h30 | 0 | 0 | 0 | 0 | 0 | 0 | 0 | 0 | 0
11h30 | 0 | 0 | 0 | 0 | 0 | 0 | 0 | 0 | 0
12h30 | 0 | 0 | 0 | 0 | 0 | 0 | 0 | 0 | 0
13h30 | 0 | -0.09 | 0 | 0 | 0 | 0 | 0 | 0 | 0
14h30 | 0 | -0.23 | 0 | 0 | 0 | 0 | 0 | 0 | 0
15h30 | 0 | -0.36 | 0 | 0 | 0 | 0 | 0 | 0 | 0
16h30 | 0 | -0.48 | 0 | 0 | 0 | 0 | 0 | 0 | 0
17h30 | 0 | -0.63 | 0 | 0 | 0 | 0 | 0 | 0 | 0
18h30 | 0 | -0.65 | 0 | 0 | 0 | 0 | 0 | 0 | 0
19h30 | 0 | -0.42 | 0 | 0 | 0 | 0 | 0 | 0 | 0
20h30 | 0 | -0.13 | 0 | 0 | 0 | 0 | 0 | 0 | 0
21h30 | 0 | 0 | 0 | 0 | 0 | 0 | 0 | 0 | 0
22h30 | 0 | 0 | 0 | 0 | 0 | 0 | 0 | 0 | 0
23h30 | 0 | 0 | 0 | 0 | 0 | 0 | 0 | 0 | 0
00h30 | 0 | 0 | 0 | 0 | 0 | 0 | 0 | 0 | 0
01h30 | 0 | 0 | 0 | 0 | 0 | 0 | 0 | 0 | 0
02h30 | 0 | 0 | 0 | 0 | 0 | 0 | 0 | 0 | 0
03h30 | 0 | 0 | 0 | 0 | 0 | 0 | 0 | 0 | 0
04h30 | 0 | 0 | 0 | 0 | 0 | 0 | 0 | 0 | 0
05h30 | 0 | 0 | 0 | 0 | 0 | 0 | 0 | 0 | 0
06h30 | 0 | 0 | 0 | 0 | 0 | 0 | 0 | 0 | 0
07h30 | 0 | 0 | 0 | 0 | 0 | 0 | 0 | 0 | 0
08h30 | 0 | 0 | 0 | 0 | 0 | 0 | 0 | 0 | 0
09h30 | 0 | 0 | 0 | 0 | 0 | 0 | 0 | 0 | 0
10h30 | 0 | 0 | 0 | 0 | 0 | 0 | 0 | 0 | 0
11h30 | 0 | 0 | 0 | 0 | 0 | 0 | 0 | 0 | 0
12h30 | 0 | -0.09 | 0 | 0 | 0 | 0 | 0 | 0 | 0
13h30 | 0 | -0.24 | 0 | 0 | 0 | 0 | 0 | 0 | 0
14h30 | 0 | -0.36 | 0 | 0 | 0 | 0 | 0 | 0 | 0
15h30 | 0 | -0.21 | 0 | 0 | 0 | 0 | 0 | 0 | 0
16h30 | 0 | -0.47 | 0 | 0 | 0 | 0 | 0 | 0 | 0
17h30 | 0 | -0.81 | 0 | 0 | 0 | 0 | 0 | 0 | 0
18h30 | 0 | -0.72 | 0 | 0 | 0 | 0 | 0 | 0 | 0
19h30 | 0 | -0.52 | 0 | 0 | 0 | 0 | 0 | 0 | 0
20h30 | 0 | -0.21 | 0 | 0 | 0 | 0 | 0 | 0 | 0
21h30 | 0 | -0.08 | 0 | 0 | 0 | 0 | 0 | 0 | 0
22h30 | 0 | 0 | 0 | 0 | 0 | 0 | 0 | 0 | 0
23h30 | 0 | 0 | 0 | 0 | 0 | 0 | 0 | 0 | 0
00h30 | 0 | 0 | 0 | 0 | 0 | 0 | 0 | 0 | 0
01h30 | 0 | 0 | 0 | 0 | 0 | 0 | 0 | 0 | 0
02h30 | 0 | 0 | 0 | 0 | 0 | 0 | 0 | 0 | 0
03h30 | 0 | 0 | 0 | 0 | 0 | 0 | 0 | 0 | 0
04h30 | 0 | 0 | 0 | 0 | 0 | 0 | 0 | 0 | 0
05h30 | 0 | 0 | 0 | 0 | 0 | 0 | 0 | 0 | 0
06h30 | 0 | 0 | 0 | 0 | 0 | 0 | 0 | 0 | 0
07h30 | 0 | 0 | 0 | 0 | 0 | 0 | 0 | 0 | 0
08h30 | 0 | 0 | 0 | 0 | 0 | 0 | 0 | 0 | 0
09h30 | 0 | 0 | 0 | 0 | 0 | 0 | 0 | 0 | 0
10h30 | 0 | -0.14 | 0 | 0 | 0 | 0 | 0 | 0 | 0
11h30 | 0 | -0.24 | 0 | 0 | 0 | 0 | 0 | 0 | 0
12h30 | 0 | -0.28 | 0 | 0 | 0 | 0 | 0 | 0 | 0
13h30 | 0 | -0.38 | 0 | 0 | 0 | 0 | 0 | 0 | 0
14h30 | 0 | -0.47 | 0 | 0 | 0 | 0 | 0 | 0 | 0
15h30 | 0 | -0.57 | 0 | 0 | 0 | 0 | 0 | 0 | 0
16h30 | 0 | -0.68 | 0 | 0 | 0 | 0 | 0 | 0 | 0
17h30 | 0 | -0.63 | 0 | 0 | 0 | 0 | 0 | 0 | 0
18h30 | 0 | -0.46 | 0 | 0 | 0 | 0 | 0 | 0 | 0
19h30 | 0 | -0.39 | 0 | 0 | 0 | 0 | 0 | 0 | 0
20h30 | 0 | -0.24 | 0 | 0 | 0 | 0 | 0 | 0 | 0
21h30 | 0 | -0.05 | 0 | 0 | 0 | 0 | 0 | 0 | 0
22h30 | 0 | 0 | 0 | 0 | 0 | 0 | 0 | 0 | 0
23h30 | 0 | 0 | 0 | 0 | 0 | 0 | 0 | 0 | 0
00h30 | 0 | 0 | 0 | 0 | 0 | 0 | 0 | 0 | 0
01h30 | 0 | 0 | 0 | 0 | 0 | 0 | 0 | 0 | 0
02h30 | 0 | 0 | 0 | 0 | 0 | 0 | 0 | 0 | 0
03h30 | 0 | 0 | 0 | 0 | 0 | 0 | 0 | 0 | 0
04h30 | 0 | 0 | 0 | 0 | 0 | 0 | 0 | 0 | 0
05h30 | 0 | 0 | 0 | 0 | 0 | 0 | 0 | 0 | 0
06h30 | 0 | 0 | 0 | 0 | 0 | 0 | 0 | 0 | 0
07h30 | 0 | 0 | 0 | 0 | 0 | 0 | 0 | 0 | 0
08h30 | 0 | 0 | 0 | 0 | 0 | 0 | 0 | 0 | 0
09h30 | 0 | 0 | 0 | 0 | 0 | 0 | 0 | 0 | 0
10h30 | 0 | -0.16 | 0 | 0 | 0 | 0 | 0 | 0 | 0
11h30 | 0 | -0.28 | 0 | 0 | 0 | 0 | 0 | 0 | 0
12h30 | 0 | -0.29 | 0 | 0 | 0 | 0 | 0 | 0 | 0
13h30 | 0 | -0.38 | 0 | 0 | 0 | 0 | 0 | 0 | 0
14h30 | 0 | -0.47 | 0 | 0 | 0 | 0 | 0 | 0 | 0
15h30 | 0 | -0.53 | 0 | 0 | 0 | 0 | 0 | 0 | 0
16h30 | 0 | -0.46 | 0 | 0 | 0 | 0 | 0 | 0 | 0
17h30 | 0 | -0.24 | 0 | 0 | 0 | 0 | 0 | 0 | 0
18h30 | 0 | -0.04 | 0 | 0 | 0 | 0 | 0 | 0 | 0
19h30 | 0 | 0 | 0 | 0 | 0 | 0 | 0 | 0 | 0
20h30 | 0 | 0 | 0 | 0 | 0 | 0 | 0 | 0 | 0
21h30 | 0 | 0 | 0 | 0 | 0 | 0 | 0 | 0 | 0
22h30 | 0 | 0 | 0 | 0 | 0 | 0 | 0 | 0 | 0
23h30 | 0 | 0 | 0 | 0 | 0 | 0 | 0 | 0 | 0
00h30 | 0 | 0 | 0 | 0 | 0 | 0 | 0 | 0 | 0
01h30 | 0 | 0 | 0 | 0 | 0 | 0 | 0 | 0 | 0
02h30 | 0 | 0 | 0 | 0 | 0 | 0 | 0 | 0 | 0
03h30 | 0 | 0 | 0 | 0 | 0 | 0 | 0 | 0 | 0
04h30 | 0 | 0 | 0 | 0 | 0 | 0 | 0 | 0 | 0
05h30 | 0 | 0 | 0 | 0 | 0 | 0 | 0 | 0 | 0
06h30 | 0 | 0 | 0 | 0 | 0 | 0 | 0 | 0 | 0
07h30 | 0 | 0 | 0 | 0 | 0 | 0 | 0 | 0 | 0
08h30 | 0 | 0 | 0 | 0 | 0 | 0 | 0 | 0 | 0
09h30 | 0 | 0 | 0 | 0 | 0 | 0 | 0 | 0 | 0
10h30 | 0 | 0 | 0 | 0 | 0 | 0 | 0 | 0 | 0
11h30 | 0 | 0 | 0 | 0 | 0 | 0 | 0 | 0 | 0
12h30 | 0 | -0.06 | 0 | 0 | 0 | 0 | 0 | 0 | 0
13h30 | 0 | -0.2 | 0 | 0 | 0 | 0 | 0 | 0 | 0
14h30 | 0 | -0.33 | 0 | 0 | 0 | 0 | 0 | 0 | 0
15h30 | 0 | -0.44 | 0 | 0 | 0 | 0 | 0 | 0 | 0
16h30 | 0 | -0.52 | 0 | 0 | 0 | 0 | 0 | 0 | 0
17h30 | 0 | -0.65 | 0 | 0 | 0 | 0 | 0 | 0 | 0
18h30 | 0 | -0.69 | 0 | 0 | 0 | 0 | 0 | 0 | 0
19h30 | 0 | -0.46 | 0 | 0 | 0 | 0 | 0 | 0 | 0
20h30 | 0 | -0.16 | 0 | 0 | 0 | 0 | 0 | 0 | 0
21h30 | 0 | -0.01 | 0 | 0 | 0 | 0 | 0 | 0 | 0
22h30 | 0 | 0 | 0 | 0 | 0 | 0 | 0 | 0 | 0
23h30 | 0 | 0 | 0 | 0 | 0 | 0 | 0 | 0 | 0
00h30 | 0 | 0 | 0 | 0 | 0 | 0 | 0 | 0 | 0
01h30 | 0 | 0 | 0 | 0 | 0 | 0 | 0 | 0 | 0
02h30 | 0 | 0 | 0 | 0 | 0 | 0 | 0 | 0 | 0
03h30 | 0 | 0 | 0 | 0 | 0 | 0 | 0 | 0 | 0
04h30 | 0 | 0 | 0 | 0 | 0 | 0 | 0 | 0 | 0
05h30 | 0 | 0 | 0 | 0 | 0 | 0 | 0 | 0 | 0
06h30 | 0 | 0 | 0 | 0 | 0 | 0 | 0 | 0 | 0
07h30 | 0 | 0 | 0 | 0 | 0 | 0 | 0 | 0 | 0
08h30 | 0 | 0 | 0 | 0 | 0 | 0 | 0 | 0 | 0
09h30 | 0 | 0 | 0 | 0 | 0 | 0 | 0 | 0 | 0
10h30 | 0 | 0 | 0 | 0 | 0 | 0 | 0 | 0 | 0
11h30 | 0 | 0 | 0 | 0 | 0 | 0 | 0 | 0 | 0
12h30 | 0 | 0 | 0 | 0 | 0 | 0 | 0 | 0 | 0
13h30 | 0 | 0 | 0 | 0 | 0 | 0 | 0 | 0 | 0
14h30 | 0 | 0 | 0 | 0 | 0 | 0 | 0 | 0 | 0
15h30 | 0 | 0 | 0 | 0 | 0 | 0 | 0 | 0 | 0
16h30 | 0 | 0 | 0 | 0 | 0 | 0 | 0 | 0 | 0
17h30 | 0 | 0 | 0 | 0 | 0 | 0 | 0 | 0 | 0
18h30 | 0 | 0 | 0 | 0 | 0 | 0 | 0 | 0 | 0
19h30 | 0 | 0 | 0 | 0 | 0 | 0 | 0 | 0 | 0
20h30 | 0 | -0.35 | 0 | 0 | 0 | 0 | 0 | 0 | 0
21h30 | 0 | -0.37 | 0 | 0 | 0 | 0 | 0 | 0 | 0
22h30 | 0 | -0.07 | 0 | 0 | 0 | 0 | 0 | 0 | 0
23h30 | 0 | -0.05 | 0 | 0 | 0 | 0 | 0 | 0 | 0
00h30 | 0 | 0 | 0 | 0 | 0 | 0 | 0 | 0 | 0
01h30 | 0 | 0 | 0 | 0 | 0 | 0 | 0 | 0 | 0
02h30 | 0 | 0 | 0 | 0 | 0 | 0 | 0 | 0 | 0
03h30 | 0 | 0 | 0 | 0 | 0 | 0 | 0 | 0 | 0
04h30 | 0 | 0 | 0 | 0 | 0 | 0 | 0 | 0 | 0
05h30 | 0 | 0 | 0 | 0 | 0 | 0 | 0 | 0 | 0
06h30 | 0 | 0 | 0 | 0 | 0 | 0 | 0 | 0 | 0
07h30 | 0 | 0 | 0 | 0 | 0 | 0 | 0 | 0 | 0
08h30 | 0 | 0 | 0 | 0 | 0 | 0 | 0 | 0 | 0
09h30 | 0 | 0 | 0 | 0 | 0 | 0 | 0 | 0 | 0
10h30 | 0 | 0 | 0 | 0 | 0 | 0 | 0 | 0 | 0
11h30 | 0 | 0 | 0 | 0 | 0 | 0 | 0 | 0 | 0
12h30 | 0 | 0 | 0 | 0 | 0 | 0 | 0 | 0 | 0
13h30 | 0 | 0 | 0 | 0 | 0 | 0 | 0 | 0 | 0
14h30 | 0 | 0 | 0 | 0 | 0 | 0 | 0 | 0 | 0
15h30 | 0 | 0 | 0 | 0 | 0 | 0 | 0 | 0 | 0
16h30 | 0 | 0 | 0 | 0 | 0 | 0 | 0 | 0 | 0
17h30 | 0 | 0 | 0 | 0 | 0 | 0 | 0 | 0 | 0
18h30 | 0 | 0 | 0 | 0 | 0 | 0 | 0 | 0 | 0
19h30 | 0 | 0 | 0 | 0 | 0 | 0 | 0 | 0 | 0
20h30 | 0 | 0 | 0 | 0 | 0 | 0 | 0 | 0 | 0
21h30 | 0 | 0 | 0 | 0 | 0 | 0 | 0 | 0 | 0
22h30 | 0 | 0 | 0 | 0 | 0 | 0 | 0 | 0 | 0
23h30 | 0 | 0 | 0 | 0 | 0 | 0 | 0 | 0 | 0
00h30 | 0 | 0 | 0 | 0 | 0 | 0 | 0 | 0 | 0
01h30 | 0 | 0 | 0 | 0 | 0 | 0 | 0 | 0 | 0
02h30 | 0 | 0 | 0 | 0 | 0 | 0 | 0 | 0 | 0
03h30 | 0 | 0 | 0 | 0 | 0 | 0 | 0 | 0 | 0
04h30 | 0 | 0 | 0 | 0 | 0 | 0 | 0 | 0 | 0
05h30 | 0 | 0 | 0 | 0 | 0 | 0 | 0 | 0 | 0
06h30 | 0 | 0 | 0 | 0 | 0 | 0 | 0 | 0 | 0
07h30 | 0 | 0 | 0 | 0 | 0 | 0 | 0 | 0 | 0
08h30 | 0 | 0 | 0 | 0 | 0 | 0 | 0 | 0 | 0
09h30 | 0 | 0 | 0 | 0 | 0 | 0 | 0 | 0 | 0
10h30 | 0 | 0 | 0 | 0 | 0 | 0 | 0 | 0 | 0
11h30 | 0 | 0 | 0 | 0 | 0 | 0 | 0 | 0 | 0
12h30 | 0 | 0 | 0 | 0 | 0 | 0 | 0 | 0 | 0
13h30 | 0 | 0 | 0 | 0 | 0 | 0 | 0 | 0 | 0
14h30 | 0 | 0 | 0 | 0 | 0 | 0 | 0 | 0 | 0
15h30 | 0 | 0 | 0 | 0 | 0 | 0 | 0 | 0 | 0
16h30 | 0 | 0 | 0 | 0 | 0 | 0 | 0 | 0 | 0
17h30 | 0 | 0 | 0 | 0 | 0 | 0 | 0 | 0 | 0
18h30 | 0 | -0.5 | 0 | 0 | 0 | 0 | 0 | 0 | 0
19h30 | 0 | -0.68 | 0 | 0 | 0 | 0 | 0 | 0 | 0
20h30 | 0 | -0.27 | 0 | 0 | 0 | 0 | 0 | 0 | 0
21h30 | 0 | -0.09 | 0 | 0 | 0 | 0 | 0 | 0 | 0
22h30 | 0 | 0 | 0 | 0 | 0 | 0 | 0 | 0 | 0
23h30 | 0 | 0 | 0 | 0 | 0 | 0 | 0 | 0 | 0
00h30 | 0 | 0 | 0 | 0 | 0 | 0 | 0 | 0 | 0
01h30 | 0 | 0 | 0 | 0 | 0 | 0 | 0 | 0 | 0
02h30 | 0 | 0 | 0 | 0 | 0 | 0 | 0 | 0 | 0
03h30 | 0 | 0 | 0 | 0 | 0 | 0 | 0 | 0 | 0
04h30 | 0 | 0 | 0 | 0 | 0 | 0 | 0 | 0 | 0
05h30 | 0 | 0 | 0 | 0 | 0 | 0 | 0 | 0 | 0
06h30 | 0 | 0 | 0 | 0 | 0 | 0 | 0 | 0 | 0
07h30 | 0 | 0 | 0 | 0 | 0 | 0 | 0 | 0 | 0
08h30 | 0 | 0 | 0 | 0 | 0 | 0 | 0 | 0 | 0
09h30 | 0 | 0 | 0 | 0 | 0 | 0 | 0 | 0 | 0
10h30 | 0 | 0 | 0 | 0 | 0 | 0 | 0 | 0 | 0
11h30 | 0 | 0 | 0 | 0 | 0 | 0 | 0 | 0 | 0
12h30 | 0 | -0.18 | 0 | 0 | 0 | 0 | 0 | 0 | 0
13h30 | 0 | -0.38 | 0 | 0 | 0 | 0 | 0 | 0 | 0
14h30 | 0 | -0.48 | 0 | 0 | 0 | 0 | 0 | 0 | 0
15h30 | 0 | -0.56 | 0 | 0 | 0 | 0 | 0 | 0 | 0
16h30 | 0 | -0.54 | 0 | 0 | 0 | 0 | 0 | 0 | 0
17h30 | 0 | -0.57 | 0 | 0 | 0 | 0 | 0 | 0 | 0
18h30 | 0 | -0.3 | 0 | 0 | 0 | 0 | 0 | 0 | 0
19h30 | 0 | 0 | 0 | 0 | 0 | 0 | 0 | 0 | 0
20h30 | 0 | 0 | 0 | 0 | 0 | 0 | 0 | 0 | 0
21h30 | 0 | 0 | 0 | 0 | 0 | 0 | 0 | 0 | 0
22h30 | 0 | 0 | 0 | 0 | 0 | 0 | 0 | 0 | 0
23h30 | 0 | 0 | 0 | 0 | 0 | 0 | 0 | 0 | 0
00h30 | 0 | 0 | 0 | 0 | 0 | 0 | 0 | 0 | 0
01h30 | 0 | 0 | 0 | 0 | 0 | 0 | 0 | 0 | 0
02h30 | 0 | 0 | 0 | 0 | 0 | 0 | 0 | 0 | 0
03h30 | 0 | 0 | 0 | 0 | 0 | 0 | 0 | 0 | 0
04h30 | 0 | 0 | 0 | 0 | 0 | 0 | 0 | 0 | 0
05h30 | 0 | 0 | 0 | 0 | 0 | 0 | 0 | 0 | 0
06h30 | 0 | 0 | 0 | 0 | 0 | 0 | 0 | 0 | 0
07h30 | 0 | 0 | 0 | 0 | 0 | 0 | 0 | 0 | 0
08h30 | 0 | 0 | 0 | 0 | 0 | 0 | 0 | 0 | 0
09h30 | 0 | 0 | 0 | 0 | 0 | 0 | 0 | 0 | 0
10h30 | 0 | -0.06 | 0 | 0 | 0 | 0 | 0 | 0 | 0
11h30 | 0 | -0.13 | 0 | 0 | 0 | 0 | 0 | 0 | 0
12h30 | 0 | -0.22 | 0 | 0 | 0 | 0 | 0 | 0 | 0
13h30 | 0 | -0.34 | 0 | 0 | 0 | 0 | 0 | 0 | 0
14h30 | 0 | -0.42 | 0 | 0 | 0 | 0 | 0 | 0 | 0
15h30 | 0 | -0.42 | 0 | 0 | 0 | 0 | 0 | 0 | 0
16h30 | 0 | -0.3 | 0 | 0 | 0 | 0 | 0 | 0 | 0
17h30 | 0 | -0.1 | 0 | 0 | 0 | 0 | 0 | 0 | 0
18h30 | 0 | 0 | 0 | 0 | 0 | 0 | 0 | 0 | 0
19h30 | 0 | 0 | 0 | 0 | 0 | 0 | 0 | 0 | 0
20h30 | 0 | 0 | 0 | 0 | 0 | 0 | 0 | 0 | 0
21h30 | 0 | 0 | 0 | 0 | 0 | 0 | 0 | 0 | 0
22h30 | 0 | 0 | 0 | 0 | 0 | 0 | 0 | 0 | 0
23h30 | 0 | 0 | 0 | 0 | 0 | 0 | 0 | 0 | 0
00h30 | 0 | 0 | 0 | 0 | 0 | 0 | 0 | 0 | 0
01h30 | 0 | 0 | 0 | 0 | 0 | 0 | 0 | 0 | 0
02h30 | 0 | 0 | 0 | 0 | 0 | 0 | 0 | 0 | 0
03h30 | 0 | 0 | 0 | 0 | 0 | 0 | 0 | 0 | 0
04h30 | 0 | 0 | 0 | 0 | 0 | 0 | 0 | 0 | 0
05h30 | 0 | 0 | 0 | 0 | 0 | 0 | 0 | 0 | 0
06h30 | 0 | 0 | 0 | 0 | 0 | 0 | 0 | 0 | 0
07h30 | 0 | 0 | 0 | 0 | 0 | 0 | 0 | 0 | 0
08h30 | 0 | 0 | 0 | 0 | 0 | 0 | 0 | 0 | 0
09h30 | 0 | 0 | 0 | 0 | 0 | 0 | 0 | 0 | 0
10h30 | 0 | 0 | 0 | 0 | 0 | 0 | 0 | 0 | 0
11h30 | 0 | 0 | 0 | 0 | 0 | 0 | 0 | 0 | 0
12h30 | 0 | 0 | 0 | 0 | 0 | 0 | 0 | 0 | 0
13h30 | 0 | 0 | 0 | 0 | 0 | 0 | 0 | 0 | 0
14h30 | 0 | 0 | 0 | 0 | 0 | 0 | 0 | 0 | 0
15h30 | 0 | -0.04 | 0 | 0 | 0 | 0 | 0 | 0 | 0
16h30 | 0 | -0.16 | 0 | 0 | 0 | 0 | 0 | 0 | 0
17h30 | 0 | -0.26 | 0 | 0 | 0 | 0 | 0 | 0 | 0
18h30 | 0 | -0.2 | 0 | 0 | 0 | 0 | 0 | 0 | 0
19h30 | 0 | -0.12 | 0 | 0 | 0 | 0 | 0 | 0 | 0
20h30 | 0 | -0.06 | 0 | 0 | 0 | 0 | 0 | 0 | 0
21h30 | 0 | 0 | 0 | 0 | 0 | 0 | 0 | 0 | 0
22h30 | 0 | 0 | 0 | 0 | 0 | 0 | 0 | 0 | 0
23h30 | 0 | 0 | 0 | 0 | 0 | 0 | 0 | 0 | 0
00h30 | 0 | 0 | 0 | 0 | 0 | 0 | 0 | 0 | 0
01h30 | 0 | 0 | 0 | 0 | 0 | 0 | 0 | 0 | 0
02h30 | 0 | 0 | 0 | 0 | 0 | 0 | 0 | 0 | 0
03h30 | 0 | 0 | 0 | 0 | 0 | 0 | 0 | 0 | 0
04h30 | 0 | 0 | 0 | 0 | 0 | 0 | 0 | 0 | 0
05h30 | 0 | 0 | 0 | 0 | 0 | 0 | 0 | 0 | 0
06h30 | 0 | 0 | 0 | 0 | 0 | 0 | 0 | 0 | 0
07h30 | 0 | 0 | 0 | 0 | 0 | 0 | 0 | 0 | 0
08h30 | 0 | 0 | 0 | 0 | 0 | 0 | 0 | 0 | 0
09h30 | 0 | 0 | 0 | 0 | 0 | 0 | 0 | 0 | 0
10h30 | 0 | 0 | 0 | 0 | 0 | 0 | 0 | 0 | 0
11h30 | 0 | 0 | 0 | 0 | 0 | 0 | 0 | 0 | 0
12h30 | 0 | 0 | 0 | 0 | 0 | 0 | 0 | 0 | 0
13h30 | 0 | -0.06 | 0 | 0 | 0 | 0 | 0 | 0 | 0
14h30 | 0 | -0.19 | 0 | 0 | 0 | 0 | 0 | 0 | 0
15h30 | 0 | -0.33 | 0 | 0 | 0 | 0 | 0 | 0 | 0
16h30 | 0 | -0.48 | 0 | 0 | 0 | 0 | 0 | 0 | 0
17h30 | 0 | -0.64 | 0 | 0 | 0 | 0 | 0 | 0 | 0
18h30 | 0 | -0.66 | 0 | 0 | 0 | 0 | 0 | 0 | 0
19h30 | 0 | -0.49 | 0 | 0 | 0 | 0 | 0 | 0 | 0
20h30 | 0 | -0.21 | 0 | 0 | 0 | 0 | 0 | 0 | 0
21h30 | 0 | -0.02 | 0 | 0 | 0 | 0 | 0 | 0 | 0
22h30 | 0 | 0 | 0 | 0 | 0 | 0 | 0 | 0 | 0
23h30 | 0 | 0 | 0 | 0 | 0 | 0 | 0 | 0 | 0
00h30 | 0 | 0 | 0 | 0 | 0 | 0 | 0 | 0 | 0
01h30 | 0 | 0 | 0 | 0 | 0 | 0 | 0 | 0 | 0
02h30 | 0 | 0 | 0 | 0 | 0 | 0 | 0 | 0 | 0
03h30 | 0 | 0 | 0 | 0 | 0 | 0 | 0 | 0 | 0
04h30 | 0 | 0 | 0 | 0 | 0 | 0 | 0 | 0 | 0
05h30 | 0 | 0 | 0 | 0 | 0 | 0 | 0 | 0 | 0
06h30 | 0 | 0 | 0 | 0 | 0 | 0 | 0 | 0 | 0
07h30 | 0 | 0 | 0 | 0 | 0 | 0 | 0 | 0 | 0
08h30 | 0 | 0 | 0 | 0 | 0 | 0 | 0 | 0 | 0
09h30 | 0 | 0 | 0 | 0 | 0 | 0 | 0 | 0 | 0
10h30 | 0 | 0 | 0 | 0 | 0 | 0 | 0 | 0 | 0
11h30 | 0 | 0 | 0 | 0 | 0 | 0 | 0 | 0 | 0
12h30 | 0 | 0 | 0 | 0 | 0 | 0 | 0 | 0 | 0
13h30 | 0 | 0 | 0 | 0 | 0 | 0 | 0 | 0 | 0
14h30 | 0 | 0 | 0 | 0 | 0 | 0 | 0 | 0 | 0
15h30 | 0 | 0 | 0 | 0 | 0 | 0 | 0 | 0 | 0
16h30 | 0 | 0 | 0 | 0 | 0 | 0 | 0 | 0 | 0
17h30 | 0 | 0 | 0 | 0 | 0 | 0 | 0 | 0 | 0
18h30 | 0 | 0 | 0 | 0 | 0 | 0 | 0 | 0 | 0
19h30 | 0 | 0 | 0 | 0 | 0 | 0 | 0 | 0 | 0
20h30 | 0 | 0 | 0 | 0 | 0 | 0 | 0 | 0 | 0
21h30 | 0 | 0 | 0 | 0 | 0 | 0 | 0 | 0 | 0
22h30 | 0 | 0 | 0 | 0 | 0 | 0 | 0 | 0 | 0
23h30 | 0 | 0 | 0 | 0 | 0 | 0 | 0 | 0 | 0
00h30 | 0 | 0 | 0 | 0 | 0 | 0 | 0 | 0 | 0
01h30 | 0 | 0 | 0 | 0 | 0 | 0 | 0 | 0 | 0
02h30 | 0 | 0 | 0 | 0 | 0 | 0 | 0 | 0 | 0
03h30 | 0 | 0 | 0 | 0 | 0 | 0 | 0 | 0 | 0
04h30 | 0 | 0 | 0 | 0 | 0 | 0 | 0 | 0 | 0
05h30 | 0 | 0 | 0 | 0 | 0 | 0 | 0 | 0 | 0
06h30 | 0 | 0 | 0 | 0 | 0 | 0 | 0 | 0 | 0
07h30 | 0 | 0 | 0 | 0 | 0 | 0 | 0 | 0 | 0
08h30 | 0 | 0 | 0 | 0 | 0 | 0 | 0 | 0 | 0
09h30 | 0 | 0 | 0 | 0 | 0 | 0 | 0 | 0 | 0
10h30 | 0 | 0 | 0 | 0 | 0 | 0 | 0 | 0 | 0
11h30 | 0 | 0 | 0 | 0 | 0 | 0 | 0 | 0 | 0
12h30 | 0 | 0 | 0 | 0 | 0 | 0 | 0 | 0 | 0
13h30 | 0 | 0 | 0 | 0 | 0 | 0 | 0 | 0 | 0
14h30 | 0 | 0 | 0 | 0 | 0 | 0 | 0 | 0 | 0
15h30 | 0 | 0 | 0 | 0 | 0 | 0 | 0 | 0 | 0
16h30 | 0 | 0 | 0 | 0 | 0 | 0 | 0 | 0 | 0
17h30 | 0 | -0.2 | 0 | 0 | 0 | 0 | 0 | 0 | 0
18h30 | 0 | -0.39 | 0 | 0 | 0 | 0 | 0 | 0 | 0
19h30 | 0 | -0.25 | 0 | 0 | 0 | 0 | 0 | 0 | 0
20h30 | 0 | -0.06 | 0 | 0 | 0 | 0 | 0 | 0 | 0
21h30 | 0 | 0 | 0 | 0 | 0 | 0 | 0 | 0 | 0
22h30 | 0 | 0 | 0 | 0 | 0 | 0 | 0 | 0 | 0
23h30 | 0 | 0 | 0 | 0 | 0 | 0 | 0 | 0 | 0
00h30 | 0 | 0 | 0 | 0 | 0 | 0 | 0 | 0 | 0
01h30 | 0 | 0 | 0 | 0 | 0 | 0 | 0 | 0 | 0
02h30 | 0 | 0 | 0 | 0 | 0 | 0 | 0 | 0 | 0
03h30 | 0 | 0 | 0 | 0 | 0 | 0 | 0 | 0 | 0
04h30 | 0 | 0 | 0 | 0 | 0 | 0 | 0 | 0 | 0
05h30 | 0 | 0 | 0 | 0 | 0 | 0 | 0 | 0 | 0
06h30 | 0 | 0 | 0 | 0 | 0 | 0 | 0 | 0 | 0
07h30 | 0 | 0 | 0 | 0 | 0 | 0 | 0 | 0 | 0
08h30 | 0 | 0 | 0 | 0 | 0 | 0 | 0 | 0 | 0
09h30 | 0 | 0 | 0 | 0 | 0 | 0 | 0 | 0 | 0
10h30 | 0 | 0 | 0 | 0 | 0 | 0 | 0 | 0 | 0
11h30 | 0 | 0 | 0 | 0 | 0 | 0 | 0 | 0 | 0
12h30 | 0 | 0 | 0 | 0 | 0 | 0 | 0 | 0 | 0
13h30 | 0 | 0 | 0 | 0 | 0 | 0 | 0 | 0 | 0
14h30 | 0 | 0 | 0 | 0 | 0 | 0 | 0 | 0 | 0
15h30 | 0 | 0 | 0 | 0 | 0 | 0 | 0 | 0 | 0
16h30 | 0 | 0 | 0 | 0 | 0 | 0 | 0 | 0 | 0
17h30 | 0 | 0 | 0 | 0 | 0 | 0 | 0 | 0 | 0
18h30 | 0 | 0 | 0 | 0 | 0 | 0 | 0 | 0 | 0
19h30 | 0 | 0 | 0 | 0 | 0 | 0 | 0 | 0 | 0
20h30 | 0 | 0 | 0 | 0 | 0 | 0 | 0 | 0 | 0
21h30 | 0 | 0 | 0 | 0 | 0 | 0 | 0 | 0 | 0
22h30 | 0 | 0 | 0 | 0 | 0 | 0 | 0 | 0 | 0
23h30 | 0 | 0 | 0 | 0 | 0 | 0 | 0 | 0 | 0
00h30 | 0 | 0 | 0 | 0 | 0 | 0 | 0 | 0 | 0
01h30 | 0 | 0 | 0 | 0 | 0 | 0 | 0 | 0 | 0
02h30 | 0 | 0 | 0 | 0 | 0 | 0 | 0 | 0 | 0
03h30 | 0 | 0 | 0 | 0 | 0 | 0 | 0 | 0 | 0
04h30 | 0 | 0 | 0 | 0 | 0 | 0 | 0 | 0 | 0
05h30 | 0 | 0 | 0 | 0 | 0 | 0 | 0 | 0 | 0
06h30 | 0 | 0 | 0 | 0 | 0 | 0 | 0 | 0 | 0
07h30 | 0 | 0 | 0 | 0 | 0 | 0 | 0 | 0 | 0
08h30 | 0 | 0 | 0 | 0 | 0 | 0 | 0 | 0 | 0
09h30 | 0 | 0 | 0 | 0 | 0 | 0 | 0 | 0 | 0
10h30 | 0 | 0 | 0 | 0 | 0 | 0 | 0 | 0 | 0
11h30 | 0 | 0 | 0 | 0 | 0 | 0 | 0 | 0 | 0
12h30 | 0 | 0 | 0 | 0 | 0 | 0 | 0 | 0 | 0
13h30 | 0 | 0 | 0 | 0 | 0 | 0 | 0 | 0 | 0
14h30 | 0 | 0 | 0 | 0 | 0 | 0 | 0 | 0 | 0
15h30 | 0 | 0 | 0 | 0 | 0 | 0 | 0 | 0 | 0
16h30 | 0 | 0 | 0 | 0 | 0 | 0 | 0 | 0 | 0
17h30 | 0 | 0 | 0 | 0 | 0 | 0 | 0 | 0 | 0
18h30 | 0 | 0 | 0 | 0 | 0 | 0 | 0 | 0 | 0
19h30 | 0 | 0 | 0 | 0 | 0 | 0 | 0 | 0 | 0
20h30 | 0 | 0 | 0 | 0 | 0 | 0 | 0 | 0 | 0
21h30 | 0 | 0 | 0 | 0 | 0 | 0 | 0 | 0 | 0
22h30 | 0 | 0 | 0 | 0 | 0 | 0 | 0 | 0 | 0
23h30 | 0 | 0 | 0 | 0 | 0 | 0 | 0 | 0 | 0
00h30 | 0 | 0 | 0 | 0 | 0 | 0 | 0 | 0 | 0
01h30 | 0 | 0 | 0 | 0 | 0 | 0 | 0 | 0 | 0
02h30 | 0 | 0 | 0 | 0 | 0 | 0 | 0 | 0 | 0
03h30 | 0 | 0 | 0 | 0 | 0 | 0 | 0 | 0 | 0
04h30 | 0 | 0 | 0 | 0 | 0 | 0 | 0 | 0 | 0
05h30 | 0 | 0 | 0 | 0 | 0 | 0 | 0 | 0 | 0
06h30 | 0 | 0 | 0 | 0 | 0 | 0 | 0 | 0 | 0
07h30 | 0 | 0 | 0 | 0 | 0 | 0 | 0 | 0 | 0
08h30 | 0 | 0 | 0 | 0 | 0 | 0 | 0 | 0 | 0
09h30 | 0 | 0 | 0 | 0 | 0 | 0 | 0 | 0 | 0
10h30 | 0 | 0 | 0 | 0 | 0 | 0 | 0 | 0 | 0
11h30 | 0 | 0 | 0 | 0 | 0 | 0 | 0 | 0 | 0
12h30 | 0 | 0 | 0 | 0 | 0 | 0 | 0 | 0 | 0
13h30 | 0 | 0 | 0 | 0 | 0 | 0 | 0 | 0 | 0
14h30 | 0 | 0 | 0 | 0 | 0 | 0 | 0 | 0 | 0
15h30 | 0 | -0.03 | 0 | 0 | 0 | 0 | 0 | 0 | 0
16h30 | 0 | -0.17 | 0 | 0 | 0 | 0 | 0 | 0 | 0
17h30 | 0 | -0.25 | 0 | 0 | 0 | 0 | 0 | 0 | 0
18h30 | 0 | -0.19 | 0 | 0 | 0 | 0 | 0 | 0 | 0
19h30 | 0 | -0.18 | 0 | 0 | 0 | 0 | 0 | 0 | 0
20h30 | 0 | -0.1 | 0 | 0 | 0 | 0 | 0 | 0 | 0
21h30 | 0 | 0 | 0 | 0 | 0 | 0 | 0 | 0 | 0
22h30 | 0 | 0 | 0 | 0 | 0 | 0 | 0 | 0 | 0
23h30 | 0 | 0 | 0 | 0 | 0 | 0 | 0 | 0 | 0
00h30 | 0 | 0 | 0 | 0 | 0 | 0 | 0 | 0 | 0
01h30 | 0 | 0 | 0 | 0 | 0 | 0 | 0 | 0 | 0
02h30 | 0 | 0 | 0 | 0 | 0 | 0 | 0 | 0 | 0
03h30 | 0 | 0 | 0 | 0 | 0 | 0 | 0 | 0 | 0
04h30 | 0 | 0 | 0 | 0 | 0 | 0 | 0 | 0 | 0
05h30 | 0 | 0 | 0 | 0 | 0 | 0 | 0 | 0 | 0
06h30 | 0 | 0 | 0 | 0 | 0 | 0 | 0 | 0 | 0
07h30 | 0 | 0 | 0 | 0 | 0 | 0 | 0 | 0 | 0
08h30 | 0 | 0 | 0 | 0 | 0 | 0 | 0 | 0 | 0
09h30 | 0 | 0 | 0 | 0 | 0 | 0 | 0 | 0 | 0
10h30 | 0 | 0 | 0 | 0 | 0 | 0 | 0 | 0 | 0
11h30 | 0 | 0 | 0 | 0 | 0 | 0 | 0 | 0 | 0
12h30 | 0 | 0 | 0 | 0 | 0 | 0 | 0 | 0 | 0
13h30 | 0 | 0 | 0 | 0 | 0 | 0 | 0 | 0 | 0
14h30 | 0 | 0 | 0 | 0 | 0 | 0 | 0 | 0 | 0
15h30 | 0 | 0 | 0 | 0 | 0 | 0 | 0 | 0 | 0
16h30 | 0 | 0 | 0 | 0 | 0 | 0 | 0 | 0 | 0
17h30 | 0 | 0 | 0 | 0 | 0 | 0 | 0 | 0 | 0
18h30 | 0 | 0 | 0 | 0 | 0 | 0 | 0 | 0 | 0
19h30 | 0 | 0 | 0 | 0 | 0 | 0 | 0 | 0 | 0
20h30 | 0 | 0 | 0 | 0 | 0 | 0 | 0 | 0 | 0
21h30 | 0 | 0 | 0 | 0 | 0 | 0 | 0 | 0 | 0
22h30 | 0 | 0 | 0 | 0 | 0 | 0 | 0 | 0 | 0
23h30 | 0 | 0 | 0 | 0 | 0 | 0 | 0 | 0 | 0
00h30 | 0 | 0 | 0 | 0 | 0 | 0 | 0 | 0 | 0
01h30 | 0 | 0 | 0 | 0 | 0 | 0 | 0 | 0 | 0
02h30 | 0 | 0 | 0 | 0 | 0 | 0 | 0 | 0 | 0
03h30 | 0 | 0 | 0 | 0 | 0 | 0 | 0 | 0 | 0
04h30 | 0 | 0 | 0 | 0 | 0 | 0 | 0 | 0 | 0
05h30 | 0 | 0 | 0 | 0 | 0 | 0 | 0 | 0 | 0
06h30 | 0 | 0 | 0 | 0 | 0 | 0 | 0 | 0 | 0
07h30 | 0 | 0 | 0 | 0 | 0 | 0 | 0 | 0 | 0
08h30 | 0 | 0 | 0 | 0 | 0 | 0 | 0 | 0 | 0
09h30 | 0 | 0 | 0 | 0 | 0 | 0 | 0 | 0 | 0
10h30 | 0 | 0 | 0 | 0 | 0 | 0 | 0 | 0 | 0
11h30 | 0 | 0 | 0 | 0 | 0 | 0 | 0 | 0 | 0
12h30 | 0 | 0 | 0 | 0 | 0 | 0 | 0 | 0 | 0
13h30 | 0 | 0 | 0 | 0 | 0 | 0 | 0 | 0 | 0
14h30 | 0 | 0 | 0 | 0 | 0 | 0 | 0 | 0 | 0
15h30 | 0 | 0 | 0 | 0 | 0 | 0 | 0 | 0 | 0
16h30 | 0 | -0.28 | 0 | 0 | 0 | 0 | 0 | 0 | 0
17h30 | 0 | -0.56 | 0 | 0 | 0 | 0 | 0 | 0 | 0
18h30 | 0 | -0.58 | 0 | 0 | 0 | 0 | 0 | 0 | 0
19h30 | 0 | -0.43 | 0 | 0 | 0 | 0 | 0 | 0 | 0
20h30 | 0 | -0.15 | 0 | 0 | 0 | 0 | 0 | 0 | 0
21h30 | 0 | -0.01 | 0 | 0 | 0 | 0 | 0 | 0 | 0
22h30 | 0 | 0 | 0 | 0 | 0 | 0 | 0 | 0 | 0
23h30 | 0 | 0 | 0 | 0 | 0 | 0 | 0 | 0 | 0
00h30 | 0 | 0 | 0 | 0 | 0 | 0 | 0 | 0 | 0
01h30 | 0 | 0 | 0 | 0 | 0 | 0 | 0 | 0 | 0
02h30 | 0 | 0 | 0 | 0 | 0 | 0 | 0 | 0 | 0
03h30 | 0 | 0 | 0 | 0 | 0 | 0 | 0 | 0 | 0
04h30 | 0 | 0 | 0 | 0 | 0 | 0 | 0 | 0 | 0
05h30 | 0 | 0 | 0 | 0 | 0 | 0 | 0 | 0 | 0
06h30 | 0 | 0 | 0 | 0 | 0 | 0 | 0 | 0 | 0
07h30 | 0 | 0 | 0 | 0 | 0 | 0 | 0 | 0 | 0
08h30 | 0 | 0 | 0 | 0 | 0 | 0 | 0 | 0 | 0
09h30 | 0 | 0 | 0 | 0 | 0 | 0 | 0 | 0 | 0
10h30 | 0 | 0 | 0 | 0 | 0 | 0 | 0 | 0 | 0
11h30 | 0 | 0 | 0 | 0 | 0 | 0 | 0 | 0 | 0
12h30 | 0 | 0 | 0 | 0 | 0 | 0 | 0 | 0 | 0
13h30 | 0 | 0 | 0 | 0 | 0 | 0 | 0 | 0 | 0
14h30 | 0 | 0 | 0 | 0 | 0 | 0 | 0 | 0 | 0
15h30 | 0 | 0 | 0 | 0 | 0 | 0 | 0 | 0 | 0
16h30 | 0 | -0.43 | 0 | 0 | 0 | 0 | 0 | 0 | 0
17h30 | 0 | -0.76 | 0 | 0 | 0 | 0 | 0 | 0 | 0
18h30 | 0 | -0.67 | 0 | 0 | 0 | 0 | 0 | 0 | 0
19h30 | 0 | -0.56 | 0 | 0 | 0 | 0 | 0 | 0 | 0
20h30 | 0 | -0.32 | 0 | 0 | 0 | 0 | 0 | 0 | 0
21h30 | 0 | -0.11 | 0 | 0 | 0 | 0 | 0 | 0 | 0
22h30 | 0 | 0 | 0 | 0 | 0 | 0 | 0 | 0 | 0
23h30 | 0 | 0 | 0 | 0 | 0 | 0 | 0 | 0 | 0
00h30 | 0 | 0 | 0 | 0 | 0 | 0 | 0 | 0 | 0
01h30 | 0 | 0 | 0 | 0 | 0 | 0 | 0 | 0 | 0
02h30 | 0 | 0 | 0 | 0 | 0 | 0 | 0 | 0 | 0
03h30 | 0 | 0 | 0 | 0 | 0 | 0 | 0 | 0 | 0
04h30 | 0 | 0 | 0 | 0 | 0 | 0 | 0 | 0 | 0
05h30 | 0 | 0 | 0 | 0 | 0 | 0 | 0 | 0 | 0
06h30 | 0 | 0 | 0 | 0 | 0 | 0 | 0 | 0 | 0
07h30 | 0 | 0 | 0 | 0 | 0 | 0 | 0 | 0 | 0
08h30 | 0 | 0 | 0 | 0 | 0 | 0 | 0 | 0 | 0
09h30 | 0 | 0 | 0 | 0 | 0 | 0 | 0 | 0 | 0
10h30 | 0 | 0 | 0 | 0 | 0 | 0 | 0 | 0 | 0
11h30 | 0 | 0 | 0 | 0 | 0 | 0 | 0 | 0 | 0
12h30 | 0 | 0 | 0 | 0 | 0 | 0 | 0 | 0 | 0
13h30 | 0 | 0 | 0 | 0 | 0 | 0 | 0 | 0 | 0
14h30 | 0 | 0 | 0 | 0 | 0 | 0 | 0 | 0 | 0
15h30 | 0 | 0 | 0 | 0 | 0 | 0 | 0 | 0 | 0
16h30 | 0 | 0 | 0 | 0 | 0 | 0 | 0 | 0 | 0
17h30 | 0 | -0.59 | 0 | 0 | 0 | 0 | 0 | 0 | 0
18h30 | 0 | -0.92 | 0 | 0 | 0 | 0 | 0 | 0 | 0
19h30 | 0 | -0.58 | 0 | 0 | 0 | 0 | 0 | 0 | 0
20h30 | 0 | -0.4 | 0 | 0 | 0 | 0 | 0 | 0 | 0
21h30 | 0 | -0.17 | 0 | 0 | 0 | 0 | 0 | 0 | 0
22h30 | 0 | -0.02 | 0 | 0 | 0 | 0 | 0 | 0 | 0
23h30 | 0 | 0 | 0 | 0 | 0 | 0 | 0 | 0 | 0
00h30 | 0 | 0 | 0 | 0 | 0 | 0 | 0 | 0 | 0
01h30 | 0 | 0 | 0 | 0 | 0 | 0 | 0 | 0 | 0
02h30 | 0 | 0 | 0 | 0 | 0 | 0 | 0 | 0 | 0
03h30 | 0 | 0 | 0 | 0 | 0 | 0 | 0 | 0 | 0
04h30 | 0 | 0 | 0 | 0 | 0 | 0 | 0 | 0 | 0
05h30 | 0 | 0 | 0 | 0 | 0 | 0 | 0 | 0 | 0
06h30 | 0 | 0 | 0 | 0 | 0 | 0 | 0 | 0 | 0
07h30 | 0 | 0 | 0 | 0 | 0 | 0 | 0 | 0 | 0
08h30 | 0 | 0 | 0 | 0 | 0 | 0 | 0 | 0 | 0
09h30 | 0 | 0 | 0 | 0 | 0 | 0 | 0 | 0 | 0
10h30 | 0 | 0 | 0 | 0 | 0 | 0 | 0 | 0 | 0
11h30 | 0 | 0 | 0 | 0 | 0 | 0 | 0 | 0 | 0
12h30 | 0 | 0 | 0 | 0 | 0 | 0 | 0 | 0 | 0
13h30 | 0 | 0 | 0 | 0 | 0 | 0 | 0 | 0 | 0
14h30 | 0 | 0 | 0 | 0 | 0 | 0 | 0 | 0 | 0
15h30 | 0 | 0 | 0 | 0 | 0 | 0 | 0 | 0 | 0
16h30 | 0 | 0 | 0 | 0 | 0 | 0 | 0 | 0 | 0
17h30 | 0 | -0.61 | 0 | 0 | 0 | 0 | 0 | 0 | 0
18h30 | 0 | -0.98 | 0 | 0 | 0 | 0 | 0 | 0 | 0
19h30 | 0 | -0.65 | 0 | 0 | 0 | 0 | 0 | 0 | 0
20h30 | 0 | -0.49 | 0 | 0 | 0 | 0 | 0 | 0 | 0
21h30 | 0 | -0.27 | 0 | 0 | 0 | 0 | 0 | 0 | 0
22h30 | 0 | -0.11 | 0 | 0 | 0 | 0 | 0 | 0 | 0
23h30 | 0 | -0.05 | 0 | 0 | 0 | 0 | 0 | 0 | 0
00h30 | 0 | 0 | 0 | 0 | 0 | 0 | 0 | 0 | 0
01h30 | 0 | 0 | 0 | 0 | 0 | 0 | 0 | 0 | 0
02h30 | 0 | 0 | 0 | 0 | 0 | 0 | 0 | 0 | 0
03h30 | 0 | 0 | 0 | 0 | 0 | 0 | 0 | 0 | 0
04h30 | 0 | 0 | 0 | 0 | 0 | 0 | 0 | 0 | 0
05h30 | 0 | 0 | 0 | 0 | 0 | 0 | 0 | 0 | 0
06h30 | 0 | 0 | 0 | 0 | 0 | 0 | 0 | 0 | 0
07h30 | 0 | 0 | 0 | 0 | 0 | 0 | 0 | 0 | 0
08h30 | 0 | 0 | 0 | 0 | 0 | 0 | 0 | 0 | 0
09h30 | 0 | 0 | 0 | 0 | 0 | 0 | 0 | 0 | 0
10h30 | 0 | 0 | 0 | 0 | 0 | 0 | 0 | 0 | 0
11h30 | 0 | 0 | 0 | 0 | 0 | 0 | 0 | 0 | 0
12h30 | 0 | 0 | 0 | 0 | 0 | 0 | 0 | 0 | 0
13h30 | 0 | 0 | 0 | 0 | 0 | 0 | 0 | 0 | 0
14h30 | 0 | 0 | 0 | 0 | 0 | 0 | 0 | 0 | 0
15h30 | 0 | 0 | 0 | 0 | 0 | 0 | 0 | 0 | 0
16h30 | 0 | 0 | 0 | 0 | 0 | 0 | 0 | 0 | 0
17h30 | 0 | 0 | 0 | 0 | 0 | 0 | 0 | 0 | 0
18h30 | 0 | 0 | 0 | 0 | 0 | 0 | 0 | 0 | 0
19h30 | 0 | 0 | 0 | 0 | 0 | 0 | 0 | 0 | 0
20h30 | 0 | -0.5 | 0 | 0 | 0 | 0 | 0 | 0 | 0
21h30 | 0 | -0.75 | 0 | 0 | 0 | 0 | 0 | 0 | 0
22h30 | 0 | -0.46 | 0 | 0 | 0 | 0 | 0 | 0 | 0
23h30 | 0 | -0.25 | 0 | 0 | 0 | 0 | 0 | 0 | 0
00h30 | 0 | -0.05 | 0 | 0 | 0 | 0 | 0 | 0 | 0
01h30 | 0 | 0 | 0 | 0 | 0 | 0 | 0 | 0 | 0
02h30 | 0 | 0 | 0 | 0 | 0 | 0 | 0 | 0 | 0
03h30 | 0 | 0 | 0 | 0 | 0 | 0 | 0 | 0 | 0
04h30 | 0 | 0 | 0 | 0 | 0 | 0 | 0 | 0 | 0
05h30 | 0 | 0 | 0 | 0 | 0 | 0 | 0 | 0 | 0
06h30 | 0 | 0 | 0 | 0 | 0 | 0 | 0 | 0 | 0
07h30 | 0 | 0 | 0 | 0 | 0 | 0 | 0 | 0 | 0
08h30 | 0 | 0 | 0 | 0 | 0 | 0 | 0 | 0 | 0
09h30 | 0 | 0 | 0 | 0 | 0 | 0 | 0 | 0 | 0
10h30 | 0 | 0 | 0 | 0 | 0 | 0 | 0 | 0 | 0
11h30 | 0 | 0 | 0 | 0 | 0 | 0 | 0 | 0 | 0
12h30 | 0 | 0 | 0 | 0 | 0 | 0 | 0 | 0 | 0
13h30 | 0 | 0 | 0 | 0 | 0 | 0 | 0 | 0 | 0
14h30 | 0 | 0 | 0 | 0 | 0 | 0 | 0 | 0 | 0
15h30 | 0 | 0 | 0 | 0 | 0 | 0 | 0 | 0 | 0
16h30 | 0 | 0 | 0 | 0 | 0 | 0 | 0 | 0 | 0
17h30 | 0 | 0 | 0 | 0 | 0 | 0 | 0 | 0 | 0
18h30 | 0 | 0 | 0 | 0 | 0 | 0 | 0 | 0 | 0
19h30 | 0 | 0 | 0 | 0 | 0 | 0 | 0 | 0 | 0
20h30 | 0 | 0 | 0 | 0 | 0 | 0 | 0 | 0 | 0
21h30 | 0 | -0.5 | 0 | 0 | 0 | 0 | 0 | 0 | 0
22h30 | 0 | -0.73 | 0 | 0 | 0 | 0 | 0 | 0 | 0
23h30 | 0 | -0.45 | 0 | 0 | 0 | 0 | 0 | 0 | 0
00h30 | 0 | -0.22 | 0 | 0 | 0 | 0 | 0 | 0 | 0
01h30 | 0 | 0 | 0 | 0 | 0 | 0 | 0 | 0 | 0
02h30 | 0 | 0 | 0 | 0 | 0 | 0 | 0 | 0 | 0
03h30 | 0 | 0 | 0 | 0 | 0 | 0 | 0 | 0 | 0
04h30 | 0 | 0 | 0 | 0 | 0 | 0 | 0 | 0 | 0
05h30 | 0 | 0 | 0 | 0 | 0 | 0 | 0 | 0 | 0
06h30 | 0 | 0 | 0 | 0 | 0 | 0 | 0 | 0 | 0
07h30 | 0 | 0 | 0 | 0 | 0 | 0 | 0 | 0 | 0
08h30 | 0 | 0 | 0 | 0 | 0 | 0 | 0 | 0 | 0
09h30 | 0 | 0 | 0 | 0 | 0 | 0 | 0 | 0 | 0
10h30 | 0 | 0 | 0 | 0 | 0 | 0 | 0 | 0 | 0
11h30 | 0 | 0 | 0 | 0 | 0 | 0 | 0 | 0 | 0
12h30 | 0 | 0 | 0 | 0 | 0 | 0 | 0 | 0 | 0
13h30 | 0 | 0 | 0 | 0 | 0 | 0 | 0 | 0 | 0
14h30 | 0 | 0 | 0 | 0 | 0 | 0 | 0 | 0 | 0
15h30 | 0 | 0 | 0 | 0 | 0 | 0 | 0 | 0 | 0
16h30 | 0 | 0 | 0 | 0 | 0 | 0 | 0 | 0 | 0
17h30 | 0 | 0 | 0 | 0 | 0 | 0 | 0 | 0 | 0
18h30 | 0 | 0 | 0 | 0 | 0 | 0 | 0 | 0 | 0
19h30 | 0 | 0 | 0 | 0 | 0 | 0 | 0 | 0 | 0
20h30 | 0 | 0 | 0 | 0 | 0 | 0 | 0 | 0 | 0
21h30 | 0 | -0.5 | 0 | 0 | 0 | 0 | 0 | 0 | 0
22h30 | 0 | -0.84 | 0 | 0 | 0 | 0 | 0 | 0 | 0
23h30 | 0 | -0.6 | 0 | 0 | 0 | 0 | 0 | 0 | 0
00h30 | 0 | -0.26 | 0 | 0 | 0 | 0 | 0 | 0 | 0
01h30 | 0 | 0 | 0 | 0 | 0 | 0 | 0 | 0 | 0
02h30 | 0 | 0 | 0 | 0 | 0 | 0 | 0 | 0 | 0
03h30 | 0 | 0 | 0 | 0 | 0 | 0 | 0 | 0 | 0
04h30 | 0 | 0 | 0 | 0 | 0 | 0 | 0 | 0 | 0
05h30 | 0 | 0 | 0 | 0 | 0 | 0 | 0 | 0 | 0
06h30 | 0 | 0 | 0 | 0 | 0 | 0 | 0 | 0 | 0
07h30 | 0 | 0 | 0 | 0 | 0 | 0 | 0 | 0 | 0
08h30 | 0 | 0 | 0 | 0 | 0 | 0 | 0 | 0 | 0
09h30 | 0 | 0 | 0 | 0 | 0 | 0 | 0 | 0 | 0
10h30 | 0 | 0 | 0 | 0 | 0 | 0 | 0 | 0 | 0
11h30 | 0 | -0.5 | 0 | 0 | 0 | 0 | 0 | 0 | 0
12h30 | 0 | -0.88 | 0 | 0 | 0 | 0 | 0 | 0 | 0
13h30 | 0 | -0.86 | 0 | 0 | 0 | 0 | 0 | 0 | 0
14h30 | 0 | -0.9 | 0 | 0 | 0 | 0 | 0 | 0 | 0
15h30 | 0 | -0.94 | 0 | 0 | 0 | 0 | 0 | 0 | 0
16h30 | 0 | -0.92 | 0 | 0 | 0 | 0 | 0 | 0 | 0
17h30 | 0 | -0.41 | 0 | 0 | 0 | 0 | 0 | 0 | 0
18h30 | 0 | 0 | 0 | 0 | 0 | 0 | 0 | 0 | 0
19h30 | 0 | 0 | 0 | 0 | 0 | 0 | 0 | 0 | 0
20h30 | 0 | 0 | 0 | 0 | 0 | 0 | 0 | 0 | 0
21h30 | 0 | 0 | 0 | 0 | 0 | 0 | 0 | 0 | 0
22h30 | 0 | 0 | 0 | 0 | 0 | 0 | 0 | 0 | 0
23h30 | 0 | 0 | 0 | 0 | 0 | 0 | 0 | 0 | 0
00h30 | 0 | 0 | 0 | 0 | 0 | 0 | 0 | 0 | 0
01h30 | 0 | 0 | 0 | 0 | 0 | 0 | 0 | 0 | 0
02h30 | 0 | 0 | 0 | 0 | 0 | 0 | 0 | 0 | 0
03h30 | 0 | 0 | 0 | 0 | 0 | 0 | 0 | 0 | 0
04h30 | 0 | 0 | 0 | 0 | 0 | 0 | 0 | 0 | 0
05h30 | 0 | 0 | 0 | 0 | 0 | 0 | 0 | 0 | 0
06h30 | 0 | 0 | 0 | 0 | 0 | 0 | 0 | 0 | 0
07h30 | 0 | 0 | 0 | 0 | 0 | 0 | 0 | 0 | 0
08h30 | 0 | 0 | 0 | 0 | 0 | 0 | 0 | 0 | 0
09h30 | 0 | 0 | 0 | 0 | 0 | 0 | 0 | 0 | 0
10h30 | 0 | 0 | 0 | 0 | 0 | 0 | 0 | 0 | 0
11h30 | 0 | 0 | 0 | 0 | 0 | 0 | 0 | 0 | 0
12h30 | 0 | 0 | 0 | 0 | 0 | 0 | 0 | 0 | 0
13h30 | 0 | 0 | 0 | 0 | 0 | 0 | 0 | 0 | 0
14h30 | 0 | 0 | 0 | 0 | 0 | 0 | 0 | 0 | 0
15h30 | 0 | 0 | 0 | 0 | 0 | 0 | 0 | 0 | 0
16h30 | 0 | 0 | 0 | 0 | 0 | 0 | 0 | 0 | 0
17h30 | 0 | 0 | 0 | 0 | 0 | 0 | 0 | 0 | 0
18h30 | 0 | 0 | 0 | 0 | 0 | 0 | 0 | 0 | 0
19h30 | 0 | 0 | 0 | 0 | 0 | 0 | 0 | 0 | 0
20h30 | 0 | 0 | 0 | 0 | 0 | 0 | 0 | 0 | 0
21h30 | 0 | -0.41 | 0 | 0 | 0 | 0 | 0 | 0 | 0
22h30 | 0 | -0.54 | 0 | 0 | 0 | 0 | 0 | 0 | 0
23h30 | 0 | -0.29 | 0 | 0 | 0 | 0 | 0 | 0 | 0
00h30 | 0 | -0.15 | 0 | 0 | 0 | 0 | 0 | 0 | 0
01h30 | 0 | 0 | 0 | 0 | 0 | 0 | 0 | 0 | 0
02h30 | 0 | 0 | 0 | 0 | 0 | 0 | 0 | 0 | 0
03h30 | 0 | 0 | 0 | 0 | 0 | 0 | 0 | 0 | 0
04h30 | 0 | 0 | 0 | 0 | 0 | 0 | 0 | 0 | 0
05h30 | 0 | 0 | 0 | 0 | 0 | 0 | 0 | 0 | 0
06h30 | 0 | 0 | 0 | 0 | 0 | 0 | 0 | 0 | 0
07h30 | 0 | 0 | 0 | 0 | 0 | 0 | 0 | 0 | 0
08h30 | 0 | 0 | 0 | 0 | 0 | 0 | 0 | 0 | 0
09h30 | 0 | 0 | 0 | 0 | 0 | 0 | 0 | 0 | 0
10h30 | 0 | 0 | 0 | 0 | 0 | 0 | 0 | 0 | 0
11h30 | 0 | 0 | 0 | 0 | 0 | 0 | 0 | 0 | 0
12h30 | 0 | 0 | 0 | 0 | 0 | 0 | 0 | 0 | 0
13h30 | 0 | 0 | 0 | 0 | 0 | 0 | 0 | 0 | 0
14h30 | 0 | 0 | 0 | 0 | 0 | 0 | 0 | 0 | 0
15h30 | 0 | 0 | 0 | 0 | 0 | 0 | 0 | 0 | 0
16h30 | 0 | 0 | 0 | 0 | 0 | 0 | 0 | 0 | 0
17h30 | 0 | 0 | 0 | 0 | 0 | 0 | 0 | 0 | 0
18h30 | 0 | 0 | 0 | 0 | 0 | 0 | 0 | 0 | 0
19h30 | 0 | 0 | 0 | 0 | 0 | 0 | 0 | 0 | 0
20h30 | 0 | 0 | 0 | 0 | 0 | 0 | 0 | 0 | 0
21h30 | 0 | -0.5 | 0 | 0 | 0 | 0 | 0 | 0 | 0
22h30 | 0 | -0.67 | 0 | 0 | 0 | 0 | 0 | 0 | 0
23h30 | 0 | -0.35 | 0 | 0 | 0 | 0 | 0 | 0 | 0
00h30 | 0 | -0.19 | 0 | 0 | 0 | 0 | 0 | 0 | 0
01h30 | 0 | 0 | 0 | 0 | 0 | 0 | 0 | 0 | 0
02h30 | 0 | 0 | 0 | 0 | 0 | 0 | 0 | 0 | 0
03h30 | 0 | 0 | 0 | 0 | 0 | 0 | 0 | 0 | 0
04h30 | 0 | 0 | 0 | 0 | 0 | 0 | 0 | 0 | 0
05h30 | 0 | 0 | 0 | 0 | 0 | 0 | 0 | 0 | 0
06h30 | 0 | 0 | 0 | 0 | 0 | 0 | 0 | 0 | 0
07h30 | 0 | 0 | 0 | 0 | 0 | 0 | 0 | 0 | 0
08h30 | 0 | 0 | 0 | 0 | 0 | 0 | 0 | 0 | 0
09h30 | 0 | 0 | 0 | 0 | 0 | 0 | 0 | 0 | 0
10h30 | 0 | 0 | 0 | 0 | 0 | 0 | 0 | 0 | 0
11h30 | 0 | 0 | 0 | 0 | 0 | 0 | 0 | 0 | 0
12h30 | 0 | 0 | 0 | 0 | 0 | 0 | 0 | 0 | 0
13h30 | 0 | 0 | 0 | 0 | 0 | 0 | 0 | 0 | 0
14h30 | 0 | 0 | 0 | 0 | 0 | 0 | 0 | 0 | 0
15h30 | 0 | 0 | 0 | 0 | 0 | 0 | 0 | 0 | 0
16h30 | 0 | 0 | 0 | 0 | 0 | 0 | 0 | 0 | 0
17h30 | 0 | 0 | 0 | 0 | 0 | 0 | 0 | 0 | 0
18h30 | 0 | 0 | 0 | 0 | 0 | 0 | 0 | 0 | 0
19h30 | 0 | -0.5 | 0 | 0 | 0 | 0 | 0 | 0 | 0
20h30 | 0 | -0.79 | 0 | 0 | 0 | 0 | 0 | 0 | 0
21h30 | 0 | -0.51 | 0 | 0 | 0 | 0 | 0 | 0 | 0
22h30 | 0 | -0.31 | 0 | 0 | 0 | 0 | 0 | 0 | 0
23h30 | 0 | -0.21 | 0 | 0 | 0 | 0 | 0 | 0 | 0
00h30 | 0 | -0.12 | 0 | 0 | 0 | 0 | 0 | 0 | 0
01h30 | 0 | 0 | 0 | 0 | 0 | 0 | 0 | 0 | 0
02h30 | 0 | 0 | 0 | 0 | 0 | 0 | 0 | 0 | 0
03h30 | 0 | 0 | 0 | 0 | 0 | 0 | 0 | 0 | 0
04h30 | 0 | 0 | 0 | 0 | 0 | 0 | 0 | 0 | 0
05h30 | 0 | 0 | 0 | 0 | 0 | 0 | 0 | 0 | 0
06h30 | 0 | 0 | 0 | 0 | 0 | 0 | 0 | 0 | 0
07h30 | 0 | 0 | 0 | 0 | 0 | 0 | 0 | 0 | 0
08h30 | 0 | 0 | 0 | 0 | 0 | 0 | 0 | 0 | 0
09h30 | 0 | 0 | 0 | 0 | 0 | 0 | 0 | 0 | 0
10h30 | 0 | 0 | 0 | 0 | 0 | 0 | 0 | 0 | 0
11h30 | 0 | 0 | 0 | 0 | 0 | 0 | 0 | 0 | 0
12h30 | 0 | 0 | 0 | 0 | 0 | 0 | 0 | 0 | 0
13h30 | 0 | 0 | 0 | 0 | 0 | 0 | 0 | 0 | 0
14h30 | 0 | 0 | 0 | 0 | 0 | 0 | 0 | 0 | 0
15h30 | 0 | 0 | 0 | 0 | 0 | 0 | 0 | 0 | 0
16h30 | 0 | 0 | 0 | 0 | 0 | 0 | 0 | 0 | 0
17h30 | 0 | -0.67 | 0 | 0 | 0 | 0 | 0 | 0 | 0
18h30 | 0 | -1.15 | 0 | 0 | 0 | 0 | 0 | 0 | 0
19h30 | 0 | -0.85 | 0 | 0 | 0 | 0 | 0 | 0 | 0
20h30 | 0 | -0.74 | 0 | 0 | 0 | 0 | 0 | 0 | 0
21h30 | 0 | -0.5 | 0 | 0 | 0 | 0 | 0 | 0 | 0
22h30 | 0 | -0.31 | 0 | 0 | 0 | 0 | 0 | 0 | 0
23h30 | 0 | -0.22 | 0 | 0 | 0 | 0 | 0 | 0 | 0
00h30 | 0 | -0.04 | 0 | 0 | 0 | 0 | 0 | 0 | 0
01h30 | 0 | 0 | 0 | 0 | 0 | 0 | 0 | 0 | 0
02h30 | 0 | 0 | 0 | 0 | 0 | 0 | 0 | 0 | 0
03h30 | 0 | 0 | 0 | 0 | 0 | 0 | 0 | 0 | 0
04h30 | 0 | 0 | 0 | 0 | 0 | 0 | 0 | 0 | 0
05h30 | 0 | 0 | 0 | 0 | 0 | 0 | 0 | 0 | 0
06h30 | 0 | 0 | 0 | 0 | 0 | 0 | 0 | 0 | 0
07h30 | 0 | -0.02 | 0 | 0 | 0 | 0 | 0 | 0 | 0
08h30 | 0 | -0.23 | 0 | 0 | 0 | 0 | 0 | 0 | 0
09h30 | 0 | -0.22 | 0 | 0 | 0 | 0 | 0 | 0 | 0
10h30 | 0 | 0 | 0 | 0 | 0 | 0 | 0 | 0 | 0
11h30 | 0 | 0 | 0 | 0 | 0 | 0 | 0 | 0 | 0
12h30 | 0 | 0 | 0 | 0 | 0 | 0 | 0 | 0 | 0
13h30 | 0 | 0 | 0 | 0 | 0 | 0 | 0 | 0 | 0
14h30 | 0 | 0 | 0 | 0 | 0 | 0 | 0 | 0 | 0
15h30 | 0 | 0 | 0 | 0 | 0 | 0 | 0 | 0 | 0
16h30 | 0 | -0.64 | 0 | 0 | 0 | 0 | 0 | 0 | 0
17h30 | 0 | -0.99 | 0 | 0 | 0 | 0 | 0 | 0 | 0
18h30 | 0 | -0.73 | 0 | 0 | 0 | 0 | 0 | 0 | 0
19h30 | 0 | -0.75 | 0 | 0 | 0 | 0 | 0 | 0 | 0
20h30 | 0 | -0.64 | 0 | 0 | 0 | 0 | 0 | 0 | 0
21h30 | 0 | -0.45 | 0 | 0 | 0 | 0 | 0 | 0 | 0
22h30 | 0 | -0.31 | 0 | 0 | 0 | 0 | 0 | 0 | 0
23h30 | 0 | -0.19 | 0 | 0 | 0 | 0 | 0 | 0 | 0
00h30 | 0 | -0.07 | 0 | 0 | 0 | 0 | 0 | 0 | 0
01h30 | 0 | 0 | 0 | 0 | 0 | 0 | 0 | 0 | 0
02h30 | 0 | 0 | 0 | 0 | 0 | 0 | 0 | 0 | 0
03h30 | 0 | 0 | 0 | 0 | 0 | 0 | 0 | 0 | 0
04h30 | 0 | 0 | 0 | 0 | 0 | 0 | 0 | 0 | 0
05h30 | 0 | 0 | 0 | 0 | 0 | 0 | 0 | 0 | 0
06h30 | 0 | 0 | 0 | 0 | 0 | 0 | 0 | 0 | 0
07h30 | 0 | 0 | 0 | 0 | 0 | 0 | 0 | 0 | 0
08h30 | 0 | -0.2 | 0 | 0 | 0 | 0 | 0 | 0 | 0
09h30 | 0 | -0.2 | 0 | 0 | 0 | 0 | 0 | 0 | 0
10h30 | 0 | 0 | 0 | 0 | 0 | 0 | 0 | 0 | 0
11h30 | 0 | 0 | 0 | 0 | 0 | 0 | 0 | 0 | 0
12h30 | 0 | 0 | 0 | 0 | 0 | 0 | 0 | 0 | 0
13h30 | 0 | 0 | 0 | 0 | 0 | 0 | 0 | 0 | 0
14h30 | 0 | 0 | 0 | 0 | 0 | 0 | 0 | 0 | 0
15h30 | 0 | 0 | 0 | 0 | 0 | 0 | 0 | 0 | 0
16h30 | 0 | 0 | 0 | 0 | 0 | 0 | 0 | 0 | 0
17h30 | 0 | 0 | 0 | 0 | 0 | 0 | 0 | 0 | 0
18h30 | 0 | -0.61 | 0 | 0 | 0 | 0 | 0 | 0 | 0
19h30 | 0 | -1 | 0 | 0 | 0 | 0 | 0 | 0 | 0
20h30 | 0 | -0.7 | 0 | 0 | 0 | 0 | 0 | 0 | 0
21h30 | 0 | -0.55 | 0 | 0 | 0 | 0 | 0 | 0 | 0
22h30 | 0 | -0.39 | 0 | 0 | 0 | 0 | 0 | 0 | 0
23h30 | 0 | -0.25 | 0 | 0 | 0 | 0 | 0 | 0 | 0
00h30 | 0 | -0.09 | 0 | 0 | 0 | 0 | 0 | 0 | 0
01h30 | 0 | 0 | 0 | 0 | 0 | 0 | 0 | 0 | 0
02h30 | 0 | 0 | 0 | 0 | 0 | 0 | 0 | 0 | 0
03h30 | 0 | 0 | 0 | 0 | 0 | 0 | 0 | 0 | 0
04h30 | 0 | 0 | 0 | 0 | 0 | 0 | 0 | 0 | 0
05h30 | 0 | 0 | 0 | 0 | 0 | 0 | 0 | 0 | 0
06h30 | 0 | 0 | 0 | 0 | 0 | 0 | 0 | 0 | 0
07h30 | 0 | -0.01 | 0 | 0 | 0 | 0 | 0 | 0 | 0
08h30 | 0 | -0.01 | 0 | 0 | 0 | 0 | 0 | 0 | 0
09h30 | 0 | 0 | 0 | 0 | 0 | 0 | 0 | 0 | 0
10h30 | 0 | 0 | 0 | 0 | 0 | 0 | 0 | 0 | 0
11h30 | 0 | 0 | 0 | 0 | 0 | 0 | 0 | 0 | 0
12h30 | 0 | 0 | 0 | 0 | 0 | 0 | 0 | 0 | 0
13h30 | 0 | 0 | 0 | 0 | 0 | 0 | 0 | 0 | 0
14h30 | 0 | 0 | 0 | 0 | 0 | 0 | 0 | 0 | 0
15h30 | 0 | 0 | 0 | 0 | 0 | 0 | 0 | 0 | 0
16h30 | 0 | 0 | 0 | 0 | 0 | 0 | 0 | 0 | 0
17h30 | 0 | 0 | 0 | 0 | 0 | 0 | 0 | 0 | 0
18h30 | 0 | 0 | 0 | 0 | 0 | 0 | 0 | 0 | 0
19h30 | 0 | 0 | 0 | 0 | 0 | 0 | 0 | 0 | 0
20h30 | 0 | 0 | 0 | 0 | 0 | 0 | 0 | 0 | 0
21h30 | 0 | -0.45 | 0 | 0 | 0 | 0 | 0 | 0 | 0
22h30 | 0 | -0.57 | 0 | 0 | 0 | 0 | 0 | 0 | 0
23h30 | 0 | -0.27 | 0 | 0 | 0 | 0 | 0 | 0 | 0
00h30 | 0 | -0.15 | 0 | 0 | 0 | 0 | 0 | 0 | 0
01h30 | 0 | 0 | 0 | 0 | 0 | 0 | 0 | 0 | 0
02h30 | 0 | 0 | 0 | 0 | 0 | 0 | 0 | 0 | 0
03h30 | 0 | 0 | 0 | 0 | 0 | 0 | 0 | 0 | 0
04h30 | 0 | 0 | 0 | 0 | 0 | 0 | 0 | 0 | 0
05h30 | 0 | 0 | 0 | 0 | 0 | 0 | 0 | 0 | 0
06h30 | 0 | 0 | 0 | 0 | 0 | 0 | 0 | 0 | 0
07h30 | 0 | 0 | 0 | 0 | 0 | 0 | 0 | 0 | 0
08h30 | 0 | 0 | 0 | 0 | 0 | 0 | 0 | 0 | 0
09h30 | 0 | 0 | 0 | 0 | 0 | 0 | 0 | 0 | 0
10h30 | 0 | 0 | 0 | 0 | 0 | 0 | 0 | 0 | 0
11h30 | 0 | 0 | 0 | 0 | 0 | 0 | 0 | 0 | 0
12h30 | 0 | 0 | 0 | 0 | 0 | 0 | 0 | 0 | 0
13h30 | 0 | 0 | 0 | 0 | 0 | 0 | 0 | 0 | 0
14h30 | 0 | 0 | 0 | 0 | 0 | 0 | 0 | 0 | 0
15h30 | 0 | 0 | 0 | 0 | 0 | 0 | 0 | 0 | 0
16h30 | 0 | 0 | 0 | 0 | 0 | 0 | 0 | 0 | 0
17h30 | 0 | 0 | 0 | 0 | 0 | 0 | 0 | 0 | 0
18h30 | 0 | 0 | 0 | 0 | 0 | 0 | 0 | 0 | 0
19h30 | 0 | 0 | 0 | 0 | 0 | 0 | 0 | 0 | 0
20h30 | 0 | 0 | 0 | 0 | 0 | 0 | 0 | 0 | 0
21h30 | 0 | -0.5 | 0 | 0 | 0 | 0 | 0 | 0 | 0
22h30 | 0 | -0.74 | 0 | 0 | 0 | 0 | 0 | 0 | 0
23h30 | 0 | -0.46 | 0 | 0 | 0 | 0 | 0 | 0 | 0
00h30 | 0 | -0.22 | 0 | 0 | 0 | 0 | 0 | 0 | 0
01h30 | 0 | 0 | 0 | 0 | 0 | 0 | 0 | 0 | 0
02h30 | 0 | 0 | 0 | 0 | 0 | 0 | 0 | 0 | 0
03h30 | 0 | 0 | 0 | 0 | 0 | 0 | 0 | 0 | 0
04h30 | 0 | 0 | 0 | 0 | 0 | 0 | 0 | 0 | 0
05h30 | 0 | 0 | 0 | 0 | 0 | 0 | 0 | 0 | 0
06h30 | 0 | 0 | 0 | 0 | 0 | 0 | 0 | 0 | 0
07h30 | 0 | 0 | 0 | 0 | 0 | 0 | 0 | 0 | 0
08h30 | 0 | 0 | 0 | 0 | 0 | 0 | 0 | 0 | 0
09h30 | 0 | 0 | 0 | 0 | 0 | 0 | 0 | 0 | 0
10h30 | 0 | 0 | 0 | 0 | 0 | 0 | 0 | 0 | 0
11h30 | 0 | 0 | 0 | 0 | 0 | 0 | 0 | 0 | 0
12h30 | 0 | 0 | 0 | 0 | 0 | 0 | 0 | 0 | 0
13h30 | 0 | 0 | 0 | 0 | 0 | 0 | 0 | 0 | 0
14h30 | 0 | 0 | 0 | 0 | 0 | 0 | 0 | 0 | 0
15h30 | 0 | 0 | 0 | 0 | 0 | 0 | 0 | 0 | 0
16h30 | 0 | 0 | 0 | 0 | 0 | 0 | 0 | 0 | 0
17h30 | 0 | 0 | 0 | 0 | 0 | 0 | 0 | 0 | 0
18h30 | 0 | 0 | 0 | 0 | 0 | 0 | 0 | 0 | 0
19h30 | 0 | 0 | 0 | 0 | 0 | 0 | 0 | 0 | 0
20h30 | 0 | 0 | 0 | 0 | 0 | 0 | 0 | 0 | 0
21h30 | 0 | -0.5 | 0 | 0 | 0 | 0 | 0 | 0 | 0
22h30 | 0 | -0.82 | 0 | 0 | 0 | 0 | 0 | 0 | 0
23h30 | 0 | -0.58 | 0 | 0 | 0 | 0 | 0 | 0 | 0
00h30 | 0 | -0.26 | 0 | 0 | 0 | 0 | 0 | 0 | 0
01h30 | 0 | 0 | 0 | 0 | 0 | 0 | 0 | 0 | 0
02h30 | 0 | 0 | 0 | 0 | 0 | 0 | 0 | 0 | 0
03h30 | 0 | 0 | 0 | 0 | 0 | 0 | 0 | 0 | 0
04h30 | 0 | 0 | 0 | 0 | 0 | 0 | 0 | 0 | 0
05h30 | 0 | 0 | 0 | 0 | 0 | 0 | 0 | 0 | 0
06h30 | 0 | 0 | 0 | 0 | 0 | 0 | 0 | 0 | 0
07h30 | 0 | 0 | 0 | 0 | 0 | 0 | 0 | 0 | 0
08h30 | 0 | 0 | 0 | 0 | 0 | 0 | 0 | 0 | 0
09h30 | 0 | 0 | 0 | 0 | 0 | 0 | 0 | 0 | 0
10h30 | 0 | 0 | 0 | 0 | 0 | 0 | 0 | 0 | 0
11h30 | 0 | 0 | 0 | 0 | 0 | 0 | 0 | 0 | 0
12h30 | 0 | 0 | 0 | 0 | 0 | 0 | 0 | 0 | 0
13h30 | 0 | 0 | 0 | 0 | 0 | 0 | 0 | 0 | 0
14h30 | 0 | 0 | 0 | 0 | 0 | 0 | 0 | 0 | 0
15h30 | 0 | 0 | 0 | 0 | 0 | 0 | 0 | 0 | 0
16h30 | 0 | 0 | 0 | 0 | 0 | 0 | 0 | 0 | 0
17h30 | 0 | 0 | 0 | 0 | 0 | 0 | 0 | 0 | 0
18h30 | 0 | 0 | 0 | 0 | 0 | 0 | 0 | 0 | 0
19h30 | 0 | 0 | 0 | 0 | 0 | 0 | 0 | 0 | 0
20h30 | 0 | 0 | 0 | 0 | 0 | 0 | 0 | 0 | 0
21h30 | 0 | 0 | 0 | 0 | 0 | 0 | 0 | 0 | 0
22h30 | 0 | 0 | 0 | 0 | 0 | 0 | 0 | 0 | 0
23h30 | 0 | -0.39 | 0 | 0 | 0 | 0 | 0 | 0 | 0
00h30 | 0 | -0.39 | 0 | 0 | 0 | 0 | 0 | 0 | 0
01h30 | 0 | 0 | 0 | 0 | 0 | 0 | 0 | 0 | 0
02h30 | 0 | 0 | 0 | 0 | 0 | 0 | 0 | 0 | 0
03h30 | 0 | 0 | 0 | 0 | 0 | 0 | 0 | 0 | 0
04h30 | 0 | 0 | 0 | 0 | 0 | 0 | 0 | 0 | 0
05h30 | 0 | 0 | 0 | 0 | 0 | 0 | 0 | 0 | 0
06h30 | 0 | 0 | 0 | 0 | 0 | 0 | 0 | 0 | 0
07h30 | 0 | -0.2 | 0 | 0 | 0 | 0 | 0 | 0 | 0
08h30 | 0 | -0.2 | 0 | 0 | 0 | 0 | 0 | 0 | 0
09h30 | 0 | 0 | 0 | 0 | 0 | 0 | 0 | 0 | 0
10h30 | 0 | 0 | 0 | 0 | 0 | 0 | 0 | 0 | 0
11h30 | 0 | 0 | 0 | 0 | 0 | 0 | 0 | 0 | 0
12h30 | 0 | 0 | 0 | 0 | 0 | 0 | 0 | 0 | 0
13h30 | 0 | 0 | 0 | 0 | 0 | 0 | 0 | 0 | 0
14h30 | 0 | 0 | 0 | 0 | 0 | 0 | 0 | 0 | 0
15h30 | 0 | 0 | 0 | 0 | 0 | 0 | 0 | 0 | 0
16h30 | 0 | 0 | 0 | 0 | 0 | 0 | 0 | 0 | 0
17h30 | 0 | 0 | 0 | 0 | 0 | 0 | 0 | 0 | 0
18h30 | 0 | -0.6 | 0 | 0 | 0 | 0 | 0 | 0 | 0
19h30 | 0 | -1.03 | 0 | 0 | 0 | 0 | 0 | 0 | 0
20h30 | 0 | -0.73 | 0 | 0 | 0 | 0 | 0 | 0 | 0
21h30 | 0 | -0.54 | 0 | 0 | 0 | 0 | 0 | 0 | 0
22h30 | 0 | -0.24 | 0 | 0 | 0 | 0 | 0 | 0 | 0
23h30 | 0 | 0 | 0 | 0 | 0 | 0 | 0 | 0 | 0
00h30 | 0 | 0 | 0 | 0 | 0 | 0 | 0 | 0 | 0
01h30 | 0 | 0 | 0 | 0 | 0 | 0 | 0 | 0 | 0
02h30 | 0 | 0 | 0 | 0 | 0 | 0 | 0 | 0 | 0
03h30 | 0 | 0 | 0 | 0 | 0 | 0 | 0 | 0 | 0
04h30 | 0 | 0 | 0 | 0 | 0 | 0 | 0 | 0 | 0
05h30 | 0 | 0 | 0 | 0 | 0 | 0 | 0 | 0 | 0
06h30 | 0 | 0 | 0 | 0 | 0 | 0 | 0 | 0 | 0
07h30 | 0 | 0 | 0 | 0 | 0 | 0 | 0 | 0 | 0
08h30 | 0 | 0 | 0 | 0 | 0 | 0 | 0 | 0 | 0
09h30 | 0 | 0 | 0 | 0 | 0 | 0 | 0 | 0 | 0
10h30 | 0 | 0 | 0 | 0 | 0 | 0 | 0 | 0 | 0
11h30 | 0 | 0 | 0 | 0 | 0 | 0 | 0 | 0 | 0
12h30 | 0 | 0 | 0 | 0 | 0 | 0 | 0 | 0 | 0
13h30 | 0 | 0 | 0 | 0 | 0 | 0 | 0 | 0 | 0
14h30 | 0 | 0 | 0 | 0 | 0 | 0 | 0 | 0 | 0
15h30 | 0 | 0 | 0 | 0 | 0 | 0 | 0 | 0 | 0
16h30 | 0 | 0 | 0 | 0 | 0 | 0 | 0 | 0 | 0
17h30 | 0 | 0 | 0 | 0 | 0 | 0 | 0 | 0 | 0
18h30 | 0 | 0 | 0 | 0 | 0 | 0 | 0 | 0 | 0
19h30 | 0 | 0 | 0 | 0 | 0 | 0 | 0 | 0 | 0
20h30 | 0 | 0 | 0 | 0 | 0 | 0 | 0 | 0 | 0
21h30 | 0 | -0.5 | 0 | 0 | 0 | 0 | 0 | 0 | 0
22h30 | 0 | -0.77 | 0 | 0 | 0 | 0 | 0 | 0 | 0
23h30 | 0 | -0.49 | 0 | 0 | 0 | 0 | 0 | 0 | 0
00h30 | 0 | -0.23 | 0 | 0 | 0 | 0 | 0 | 0 | 0
01h30 | 0 | 0 | 0 | 0 | 0 | 0 | 0 | 0 | 0
02h30 | 0 | 0 | 0 | 0 | 0 | 0 | 0 | 0 | 0
03h30 | 0 | 0 | 0 | 0 | 0 | 0 | 0 | 0 | 0
04h30 | 0 | 0 | 0 | 0 | 0 | 0 | 0 | 0 | 0
05h30 | 0 | 0 | 0 | 0 | 0 | 0 | 0 | 0 | 0
06h30 | 0 | 0 | 0 | 0 | 0 | 0 | 0 | 0 | 0
07h30 | 0 | 0 | 0 | 0 | 0 | 0 | 0 | 0 | 0
08h30 | 0 | 0 | 0 | 0 | 0 | 0 | 0 | 0 | 0
09h30 | 0 | 0 | 0 | 0 | 0 | 0 | 0 | 0 | 0
10h30 | 0 | 0 | 0 | 0 | 0 | 0 | 0 | 0 | 0
11h30 | 0 | 0 | 0 | 0 | 0 | 0 | 0 | 0 | 0
12h30 | 0 | 0 | 0 | 0 | 0 | 0 | 0 | 0 | 0
13h30 | 0 | 0 | 0 | 0 | 0 | 0 | 0 | 0 | 0
14h30 | 0 | 0 | 0 | 0 | 0 | 0 | 0 | 0 | 0
15h30 | 0 | -0.64 | 0 | 0 | 0 | 0 | 0 | 0 | 0
16h30 | 0 | -1.14 | 0 | 0 | 0 | 0 | 0 | 0 | 0
17h30 | 0 | -1 | 0 | 0 | 0 | 0 | 0 | 0 | 0
18h30 | 0 | -0.85 | 0 | 0 | 0 | 0 | 0 | 0 | 0
19h30 | 0 | -0.34 | 0 | 0 | 0 | 0 | 0 | 0 | 0
20h30 | 0 | 0 | 0 | 0 | 0 | 0 | 0 | 0 | 0
21h30 | 0 | 0 | 0 | 0 | 0 | 0 | 0 | 0 | 0
22h30 | 0 | 0 | 0 | 0 | 0 | 0 | 0 | 0 | 0
23h30 | 0 | 0 | 0 | 0 | 0 | 0 | 0 | 0 | 0
00h30 | 0 | 0 | 0 | 0 | 0 | 0 | 0 | 0 | 0
01h30 | 0 | 0 | 0 | 0 | 0 | 0 | 0 | 0 | 0
02h30 | 0 | 0 | 0 | 0 | 0 | 0 | 0 | 0 | 0
03h30 | 0 | 0 | 0 | 0 | 0 | 0 | 0 | 0 | 0
04h30 | 0 | 0 | 0 | 0 | 0 | 0 | 0 | 0 | 0
05h30 | 0 | 0 | 0 | 0 | 0 | 0 | 0 | 0 | 0
06h30 | 0 | 0 | 0 | 0 | 0 | 0 | 0 | 0 | 0
07h30 | 0 | 0 | 0 | 0 | 0 | 0 | 0 | 0 | 0
08h30 | 0 | 0 | 0 | 0 | 0 | 0 | 0 | 0 | 0
09h30 | 0 | -0.31 | 0 | 0 | 0 | 0 | 0 | 0 | 0
10h30 | 0 | -0.55 | 0 | 0 | 0 | 0 | 0 | 0 | 0
11h30 | 0 | -0.56 | 0 | 0 | 0 | 0 | 0 | 0 | 0
12h30 | 0 | -0.58 | 0 | 0 | 0 | 0 | 0 | 0 | 0
13h30 | 0 | -0.56 | 0 | 0 | 0 | 0 | 0 | 0 | 0
14h30 | 0 | -0.52 | 0 | 0 | 0 | 0 | 0 | 0 | 0
15h30 | 0 | -0.48 | 0 | 0 | 0 | 0 | 0 | 0 | 0
16h30 | 0 | -0.42 | 0 | 0 | 0 | 0 | 0 | 0 | 0
17h30 | 0 | -0.47 | 0 | 0 | 0 | 0 | 0 | 0 | 0
18h30 | 0 | -0.5 | 0 | 0 | 0 | 0 | 0 | 0 | 0
19h30 | 0 | -0.37 | 0 | 0 | 0 | 0 | 0 | 0 | 0
20h30 | 0 | -0.19 | 0 | 0 | 0 | 0 | 0 | 0 | 0
21h30 | 0 | 0 | 0 | 0 | 0 | 0 | 0 | 0 | 0
22h30 | 0 | 0 | 0 | 0 | 0 | 0 | 0 | 0 | 0
23h30 | 0 | 0 | 0 | 0 | 0 | 0 | 0 | 0 | 0
00h30 | 0 | 0 | 0 | 0 | 0 | 0 | 0 | 0 | 0
01h30 | 0 | 0 | 0 | 0 | 0 | 0 | 0 | 0 | 0
02h30 | 0 | 0 | 0 | 0 | 0 | 0 | 0 | 0 | 0
03h30 | 0 | 0 | 0 | 0 | 0 | 0 | 0 | 0 | 0
04h30 | 0 | 0 | 0 | 0 | 0 | 0 | 0 | 0 | 0
05h30 | 0 | 0 | 0 | 0 | 0 | 0 | 0 | 0 | 0
06h30 | 0 | 0 | 0 | 0 | 0 | 0 | 0 | 0 | 0
07h30 | 0 | 0 | 0 | 0 | 0 | 0 | 0 | 0 | 0
08h30 | 0 | 0 | 0 | 0 | 0 | 0 | 0 | 0 | 0
09h30 | 0 | 0 | 0 | 0 | 0 | 0 | 0 | 0 | 0
10h30 | 0 | 0 | 0 | 0 | 0 | 0 | 0 | 0 | 0
11h30 | 0 | 0 | 0 | 0 | 0 | 0 | 0 | 0 | 0
12h30 | 0 | 0 | 0 | 0 | 0 | 0 | 0 | 0 | 0
13h30 | 0 | 0 | 0 | 0 | 0 | 0 | 0 | 0 | 0
14h30 | 0 | 0 | 0 | 0 | 0 | 0 | 0 | 0 | 0
15h30 | 0 | 0 | 0 | 0 | 0 | 0 | 0 | 0 | 0
16h30 | 0 | 0 | 0 | 0 | 0 | 0 | 0 | 0 | 0
17h30 | 0 | 0 | 0 | 0 | 0 | 0 | 0 | 0 | 0
18h30 | 0 | 0 | 0 | 0 | 0 | 0 | 0 | 0 | 0
19h30 | 0 | 0 | 0 | 0 | 0 | 0 | 0 | 0 | 0
20h30 | 0 | 0 | 0 | 0 | 0 | 0 | 0 | 0 | 0
21h30 | 0 | -0.5 | 0 | 0 | 0 | 0 | 0 | 0 | 0
22h30 | 0 | -0.73 | 0 | 0 | 0 | 0 | 0 | 0 | 0
23h30 | 0 | -0.45 | 0 | 0 | 0 | 0 | 0 | 0 | 0
00h30 | 0 | -0.22 | 0 | 0 | 0 | 0 | 0 | 0 | 0
01h30 | 0 | 0 | 0 | 0 | 0 | 0 | 0 | 0 | 0
02h30 | 0 | 0 | 0 | 0 | 0 | 0 | 0 | 0 | 0
03h30 | 0 | 0 | 0 | 0 | 0 | 0 | 0 | 0 | 0
04h30 | 0 | 0 | 0 | 0 | 0 | 0 | 0 | 0 | 0
05h30 | 0 | 0 | 0 | 0 | 0 | 0 | 0 | 0 | 0
06h30 | 0 | 0 | 0 | 0 | 0 | 0 | 0 | 0 | 0
07h30 | 0 | 0 | 0 | 0 | 0 | 0 | 0 | 0 | 0
08h30 | 0 | 0 | 0 | 0 | 0 | 0 | 0 | 0 | 0
09h30 | 0 | 0 | 0 | 0 | 0 | 0 | 0 | 0 | 0
10h30 | 0 | 0 | 0 | 0 | 0 | 0 | 0 | 0 | 0
11h30 | 0 | 0 | 0 | 0 | 0 | 0 | 0 | 0 | 0
12h30 | 0 | 0 | 0 | 0 | 0 | 0 | 0 | 0 | 0
13h30 | 0 | 0 | 0 | 0 | 0 | 0 | 0 | 0 | 0
14h30 | 0 | 0 | 0 | 0 | 0 | 0 | 0 | 0 | 0
15h30 | 0 | 0 | 0 | 0 | 0 | 0 | 0 | 0 | 0
16h30 | 0 | 0 | 0 | 0 | 0 | 0 | 0 | 0 | 0
17h30 | 0 | 0 | 0 | 0 | 0 | 0 | 0 | 0 | 0
18h30 | 0 | 0 | 0 | 0 | 0 | 0 | 0 | 0 | 0
19h30 | 0 | 0 | 0 | 0 | 0 | 0 | 0 | 0 | 0
20h30 | 0 | 0 | 0 | 0 | 0 | 0 | 0 | 0 | 0
21h30 | 0 | 0 | 0 | 0 | 0 | 0 | 0 | 0 | 0
22h30 | 0 | 0 | 0 | 0 | 0 | 0 | 0 | 0 | 0
23h30 | 0 | -0.5 | 0 | 0 | 0 | 0 | 0 | 0 | 0
00h30 | 0 | -0.5 | 0 | 0 | 0 | 0 | 0 | 0 | 0
01h30 | 0 | 0 | 0 | 0 | 0 | 0 | 0 | 0 | 0
02h30 | 0 | 0 | 0 | 0 | 0 | 0 | 0 | 0 | 0
03h30 | 0 | 0 | 0 | 0 | 0 | 0 | 0 | 0 | 0
04h30 | 0 | 0 | 0 | 0 | 0 | 0 | 0 | 0 | 0
05h30 | 0 | 0 | 0 | 0 | 0 | 0 | 0 | 0 | 0
06h30 | 0 | 0 | 0 | 0 | 0 | 0 | 0 | 0 | 0
07h30 | 0 | 0 | 0 | 0 | 0 | 0 | 0 | 0 | 0
08h30 | 0 | 0 | 0 | 0 | 0 | 0 | 0 | 0 | 0
09h30 | 0 | 0 | 0 | 0 | 0 | 0 | 0 | 0 | 0
10h30 | 0 | -0.5 | 0 | 0 | 0 | 0 | 0 | 0 | 0
11h30 | 0 | -0.87 | 0 | 0 | 0 | 0 | 0 | 0 | 0
12h30 | 0 | -0.78 | 0 | 0 | 0 | 0 | 0 | 0 | 0
13h30 | 0 | -0.79 | 0 | 0 | 0 | 0 | 0 | 0 | 0
14h30 | 0 | -0.88 | 0 | 0 | 0 | 0 | 0 | 0 | 0
15h30 | 0 | -0.97 | 0 | 0 | 0 | 0 | 0 | 0 | 0
16h30 | 0 | -1.04 | 0 | 0 | 0 | 0 | 0 | 0 | 0
17h30 | 0 | -1.13 | 0 | 0 | 0 | 0 | 0 | 0 | 0
18h30 | 0 | -0.57 | 0 | 0 | 0 | 0 | 0 | 0 | 0
19h30 | 0 | 0 | 0 | 0 | 0 | 0 | 0 | 0 | 0
20h30 | 0 | 0 | 0 | 0 | 0 | 0 | 0 | 0 | 0
21h30 | 0 | 0 | 0 | 0 | 0 | 0 | 0 | 0 | 0
22h30 | 0 | 0 | 0 | 0 | 0 | 0 | 0 | 0 | 0
23h30 | 0 | 0 | 0 | 0 | 0 | 0 | 0 | 0 | 0
00h30 | 0 | 0 | 0 | 0 | 0 | 0 | 0 | 0 | 0
01h30 | 0 | 0 | 0 | 0 | 0 | 0 | 0 | 0 | 0
02h30 | 0 | 0 | 0 | 0 | 0 | 0 | 0 | 0 | 0
03h30 | 0 | 0 | 0 | 0 | 0 | 0 | 0 | 0 | 0
04h30 | 0 | 0 | 0 | 0 | 0 | 0 | 0 | 0 | 0
05h30 | 0 | 0 | 0 | 0 | 0 | 0 | 0 | 0 | 0
06h30 | 0 | 0 | 0 | 0 | 0 | 0 | 0 | 0 | 0
07h30 | 0 | 0 | 0 | 0 | 0 | 0 | 0 | 0 | 0
08h30 | 0 | 0 | 0 | 0 | 0 | 0 | 0 | 0 | 0
09h30 | 0 | 0 | 0 | 0 | 0 | 0 | 0 | 0 | 0.015
10h30 | 0 | 0 | 0 | 0 | 0 | 0 | 0 | 0 | 0.015
11h30 | 0 | 0 | 0 | 0 | 0 | 0 | 0 | 0 | 0.015
12h30 | 0 | 0 | 0 | 0 | 0 | 0 | 0 | 0 | 0.015
13h30 | 0 | 0 | 0 | 0 | 0 | 0 | 0 | 0 | 0.015
14h30 | 0 | 0 | 0 | 0 | 0 | 0 | 0 | 0 | 0.015
15h30 | 0 | 0 | 0 | 0 | 0 | 0 | 0 | 0 | 0.015
16h30 | 0 | 0 | 0 | 0 | 0 | 0 | 0 | 0 | 0.015
17h30 | 0 | 0 | 0 | 0 | 0 | 0 | 0 | 0 | 0.015
18h30 | 0 | 0 | 0 | 0 | 0 | 0 | 0 | 0 | 0
19h30 | 0 | 0 | 0 | 0 | 0 | 0 | 0 | 0 | 0
20h30 | 0 | 0 | 0 | 0 | 0 | 0 | 0 | 0 | 0
21h30 | 0 | 0 | 0 | 0 | 0 | 0 | 0 | 0 | 0
22h30 | 0 | 0 | 0 | 0 | 0 | 0 | 0 | 0 | 0
23h30 | 0 | -0.54 | 0 | 0 | 0 | 0 | 0 | 0 | 0
00h30 | 0 | -0.54 | 0 | 0 | 0 | 0 | 0 | 0 | 0
01h30 | 0 | 0 | 0 | 0 | 0 | 0 | 0 | 0 | 0
02h30 | 0 | 0 | 0 | 0 | 0 | 0 | 0 | 0 | 0
03h30 | 0 | 0 | 0 | 0 | 0 | 0 | 0 | 0 | 0
04h30 | 0 | 0 | 0 | 0 | 0 | 0 | 0 | 0 | 0
05h30 | 0 | 0 | 0 | 0 | 0 | 0 | 0 | 0 | 0
06h30 | 0 | 0 | 0 | 0 | 0 | 0 | 0 | 0 | 0
07h30 | 0 | -0.52 | 0 | 0 | 0 | 0 | 0 | 0 | 0
08h30 | 0 | -0.52 | 0 | 0 | 0 | 0 | 0 | 0 | 0
09h30 | 0 | 0 | 0 | 0 | 0 | 0 | 0 | 0 | 0.015
10h30 | 0 | 0 | 0 | 0 | 0 | 0 | 0 | 0 | 0.015
11h30 | 0 | 0 | 0 | 0 | 0 | 0 | 0 | 0 | 0.015
12h30 | 0 | 0 | 0 | 0 | 0 | 0 | 0 | 0 | 0.015
13h30 | 0 | 0 | 0 | 0 | 0 | 0 | 0 | 0 | 0.015
14h30 | 0 | 0 | 0 | 0 | 0 | 0 | 0 | 0 | 0.015
15h30 | 0 | 0 | 0 | 0 | 0 | 0 | 0 | 0 | 0.015
16h30 | 0 | 0 | 0 | 0 | 0 | 0 | 0 | 0 | 0.015
17h30 | 0 | 0 | 0 | 0 | 0 | 0 | 0 | 0 | 0.015
18h30 | 0 | 0 | 0 | 0 | 0 | 0 | 0 | 0 | 0
19h30 | 0 | 0 | 0 | 0 | 0 | 0 | 0 | 0 | 0
20h30 | 0 | 0 | 0 | 0 | 0 | 0 | 0 | 0 | 0
21h30 | 0 | 0 | 0 | 0 | 0 | 0 | 0 | 0 | 0
22h30 | 0 | 0 | 0 | 0 | 0 | 0 | 0 | 0 | 0
23h30 | 0 | -0.56 | 0 | 0 | 0 | 0 | 0 | 0 | 0
00h30 | 0 | -0.56 | 0 | 0 | 0 | 0 | 0 | 0 | 0
01h30 | 0 | 0 | 0 | 0 | 0 | 0 | 0 | 0 | 0
02h30 | 0 | 0 | 0 | 0 | 0 | 0 | 0 | 0 | 0
03h30 | 0 | 0 | 0 | 0 | 0 | 0 | 0 | 0 | 0
04h30 | 0 | 0 | 0 | 0 | 0 | 0 | 0 | 0 | 0
05h30 | 0 | 0 | 0 | 0 | 0 | 0 | 0 | 0 | 0
06h30 | 0 | 0 | 0 | 0 | 0 | 0 | 0 | 0 | 0
07h30 | 0 | 0 | 0 | 0 | 0 | 0 | 0 | 0 | 0
08h30 | 0 | 0 | 0 | 0 | 0 | 0 | 0 | 0 | 0
09h30 | 0 | 0 | 0 | 0 | 0 | 0 | 0 | 0 | 0.015
10h30 | 0 | 0 | 0 | 0 | 0 | 0 | 0 | 0 | 0.015
11h30 | 0 | 0 | 0 | 0 | 0 | 0 | 0 | 0 | 0.015
12h30 | 0 | 0 | 0 | 0 | 0 | 0 | 0 | 0 | 0.015
13h30 | 0 | 0 | 0 | 0 | 0 | 0 | 0 | 0 | 0.015
14h30 | 0 | 0 | 0 | 0 | 0 | 0 | 0 | 0 | 0.015
15h30 | 0 | 0 | 0 | 0 | 0 | 0 | 0 | 0 | 0.015
16h30 | 0 | 0 | 0 | 0 | 0 | 0 | 0 | 0 | 0.015
17h30 | 0 | 0 | 0 | 0 | 0 | 0 | 0 | 0 | 0.015
18h30 | 0 | 0 | 0 | 0 | 0 | 0 | 0 | 0 | 0
19h30 | 0 | 0 | 0 | 0 | 0 | 0 | 0 | 0 | 0
20h30 | 0 | 0 | 0 | 0 | 0 | 0 | 0 | 0 | 0
21h30 | 0 | 0 | 0 | 0 | 0 | 0 | 0 | 0 | 0
22h30 | 0 | 0 | 0 | 0 | 0 | 0 | 0 | 0 | 0
23h30 | 0 | 0 | 0 | 0 | 0 | 0 | 0 | 0 | 0
00h30 | 0 | 0 | 0 | 0 | 0 | 0 | 0 | 0 | 0
01h30 | 0 | 0 | 0 | 0 | 0 | 0 | 0 | 0 | 0
02h30 | 0 | 0 | 0 | 0 | 0 | 0 | 0 | 0 | 0
03h30 | 0 | 0 | 0 | 0 | 0 | 0 | 0 | 0 | 0
04h30 | 0 | 0 | 0 | 0 | 0 | 0 | 0 | 0 | 0
05h30 | 0 | 0 | 0 | 0 | 0 | 0 | 0 | 0 | 0
06h30 | 0 | 0 | 0 | 0 | 0 | 0 | 0 | 0 | 0
07h30 | 0 | 0 | 0 | 0 | 0 | 0 | 0 | 0 | 0
08h30 | 0 | 0 | 0 | 0 | 0 | 0 | 0 | 0 | 0
09h30 | 0 | 0 | 0 | 0 | 0 | 0 | 0 | 0 | 0.015
10h30 | 0 | 0 | 0 | 0 | 0 | 0 | 0 | 0 | 0.015
11h30 | 0 | 0 | 0 | 0 | 0 | 0 | 0 | 0 | 0.015
12h30 | 0 | 0 | 0 | 0 | 0 | 0 | 0 | 0 | 0.015
13h30 | 0 | 0 | 0 | 0 | 0 | 0 | 0 | 0 | 0.015
14h30 | 0 | 0 | 0 | 0 | 0 | 0 | 0 | 0 | 0.015
15h30 | 0 | 0 | 0 | 0 | 0 | 0 | 0 | 0 | 0.015
16h30 | 0 | 0 | 0 | 0 | 0 | 0 | 0 | 0 | 0.015
17h30 | 0 | 0 | 0 | 0 | 0 | 0 | 0 | 0 | 0.015
18h30 | 0 | 0 | 0 | 0 | 0 | 0 | 0 | 0 | 0
19h30 | 0 | 0 | 0 | 0 | 0 | 0 | 0 | 0 | 0
20h30 | 0 | 0 | 0 | 0 | 0 | 0 | 0 | 0 | 0
21h30 | 0 | 0 | 0 | 0 | 0 | 0 | 0 | 0 | 0
22h30 | 0 | 0 | 0 | 0 | 0 | 0 | 0 | 0 | 0
23h30 | 0 | 0 | 0 | 0 | 0 | 0 | 0 | 0 | 0
00h30 | 0 | 0 | 0 | 0 | 0 | 0 | 0 | 0 | 0
01h30 | 0 | 0 | 0 | 0 | 0 | 0 | 0 | 0 | 0
02h30 | 0 | 0 | 0 | 0 | 0 | 0 | 0 | 0 | 0
03h30 | 0 | 0 | 0 | 0 | 0 | 0 | 0 | 0 | 0
04h30 | 0 | 0 | 0 | 0 | 0 | 0 | 0 | 0 | 0
05h30 | 0 | 0 | 0 | 0 | 0 | 0 | 0 | 0 | 0
06h30 | 0 | 0 | 0 | 0 | 0 | 0 | 0 | 0 | 0
07h30 | 0 | 0 | 0 | 0 | 0 | 0 | 0 | 0 | 0
08h30 | 0 | 0 | 0 | 0 | 0 | 0 | 0 | 0 | 0
09h30 | 0 | 0 | 0 | 0 | 0 | 0 | 0 | 0 | 0.015
10h30 | 0 | 0 | 0 | 0 | 0 | 0 | 0 | 0 | 0.015
11h30 | 0 | 0 | 0 | 0 | 0 | 0 | 0 | 0 | 0.015
12h30 | 0 | 0 | 0 | 0 | 0 | 0 | 0 | 0 | 0.015
13h30 | 0 | 0 | 0 | 0 | 0 | 0 | 0 | 0 | 0.015
14h30 | 0 | 0 | 0 | 0 | 0 | 0 | 0 | 0 | 0.015
15h30 | 0 | -0.81 | -0.17 | 0 | 0 | 0 | 0 | 0 | 0.015
16h30 | 0 | -1.4 | -0.34 | -0.02 | 0 | 0 | 0 | 0 | 0.015
17h30 | 0 | -0.58 | -0.17 | -0.02 | 0 | 0 | 0 | 0 | 0.015
18h30 | 0 | 0 | 0 | 0 | 0 | 0 | 0 | 0 | 0
19h30 | 0 | 0 | 0 | 0 | 0 | 0 | 0 | 0 | 0
20h30 | 0 | 0 | 0 | 0 | 0 | 0 | 0 | 0 | 0
21h30 | 0 | 0 | 0 | 0 | 0 | 0 | 0 | 0 | 0
22h30 | 0 | 0 | 0 | 0 | 0 | 0 | 0 | 0 | 0
23h30 | 0 | 0 | 0 | 0 | 0 | 0 | 0 | 0 | 0
00h30 | 0 | 0 | 0 | 0 | 0 | 0 | 0 | 0 | 0
01h30 | 0 | 0 | 0 | 0 | 0 | 0 | 0 | 0 | 0
02h30 | 0 | 0 | 0 | 0 | 0 | 0 | 0 | 0 | 0
03h30 | 0 | 0 | 0 | 0 | 0 | 0 | 0 | 0 | 0
04h30 | 0 | 0 | 0 | 0 | 0 | 0 | 0 | 0 | 0
05h30 | 0 | 0 | 0 | 0 | 0 | 0 | 0 | 0 | 0
06h30 | 0 | 0 | 0 | 0 | 0 | 0 | 0 | 0 | 0
07h30 | 0 | 0 | 0 | 0 | 0 | 0 | 0 | 0 | 0
08h30 | 0 | 0 | 0 | 0 | 0 | 0 | 0 | 0 | 0
09h30 | 0 | 0 | 0 | 0 | 0 | 0 | 0 | 0 | 0.015
10h30 | 0 | 0 | 0 | 0 | 0 | 0 | 0 | 0 | 0.015
11h30 | 0 | 0 | 0 | 0 | 0 | 0 | 0 | 0 | 0.015
12h30 | 0 | 0 | 0 | 0 | 0 | 0 | 0 | 0 | 0.015
13h30 | 0 | 0 | 0 | 0 | 0 | 0 | 0 | 0 | 0.015
14h30 | 0 | 0 | 0 | 0 | 0 | 0 | 0 | 0 | 0.015
15h30 | 0 | 0 | 0 | 0 | 0 | 0 | 0 | 0 | 0.015
16h30 | 0 | 0 | 0 | 0 | 0 | 0 | 0 | 0 | 0.015
17h30 | 0 | 0 | 0 | 0 | 0 | 0 | 0 | 0 | 0.015
18h30 | 0 | 0 | 0 | 0 | 0 | 0 | 0 | 0 | 0
19h30 | 0 | 0 | 0 | 0 | 0 | 0 | 0 | 0 | 0
20h30 | 0 | 0 | 0 | 0 | 0 | 0 | 0 | 0 | 0
21h30 | 0 | 0 | 0 | 0 | 0 | 0 | 0 | 0 | 0
22h30 | 0 | 0 | 0 | 0 | 0 | 0 | 0 | 0 | 0
23h30 | 0 | 0 | 0 | 0 | 0 | 0 | 0 | 0 | 0
00h30 | 0 | 0 | 0 | 0 | 0 | 0 | 0 | 0 | 0
01h30 | 0 | 0 | 0 | 0 | 0 | 0 | 0 | 0 | 0
02h30 | 0 | 0 | 0 | 0 | 0 | 0 | 0 | 0 | 0
03h30 | 0 | 0 | 0 | 0 | 0 | 0 | 0 | 0 | 0
04h30 | 0 | 0 | 0 | 0 | 0 | 0 | 0 | 0 | 0
05h30 | 0 | 0 | 0 | 0 | 0 | 0 | 0 | 0 | 0
06h30 | 0 | 0 | 0 | 0 | 0 | 0 | 0 | 0 | 0
07h30 | 0 | 0 | 0 | 0 | 0 | 0 | 0 | 0 | 0
08h30 | 0 | 0 | 0 | 0 | 0 | 0 | 0 | 0 | 0
09h30 | 0 | 0 | 0 | 0 | 0 | 0 | 0 | 0 | 0.015
10h30 | 0 | 0 | 0 | 0 | 0 | 0 | 0 | 0 | 0.015
11h30 | 0 | 0 | 0 | 0 | 0 | 0 | 0 | 0 | 0.015
12h30 | 0 | 0 | 0 | 0 | 0 | 0 | 0 | 0 | 0.015
13h30 | 0 | 0 | 0 | 0 | 0 | 0 | 0 | 0 | 0.015
14h30 | 0 | 0 | 0 | 0 | 0 | 0 | 0 | 0 | 0.015
15h30 | 0 | 0 | 0 | 0 | 0 | 0 | 0 | 0 | 0.015
16h30 | 0 | 0 | 0 | 0 | 0 | 0 | 0 | 0 | 0.015
17h30 | 0 | 0 | 0 | 0 | 0 | 0 | 0 | 0 | 0.015
18h30 | 0 | 0 | 0 | 0 | 0 | 0 | 0 | 0 | 0
19h30 | 0 | 0 | 0 | 0 | 0 | 0 | 0 | 0 | 0
20h30 | 0 | 0 | 0 | 0 | 0 | 0 | 0 | 0 | 0
21h30 | 0 | 0 | 0 | 0 | 0 | 0 | 0 | 0 | 0
22h30 | 0 | 0 | 0 | 0 | 0 | 0 | 0 | 0 | 0
23h30 | 0 | 0 | 0 | 0 | 0 | 0 | 0 | 0 | 0
00h30 | 0 | 0 | 0 | 0 | 0 | 0 | 0 | 0 | 0
01h30 | 0 | 0 | 0 | 0 | 0 | 0 | 0 | 0 | 0
02h30 | 0 | 0 | 0 | 0 | 0 | 0 | 0 | 0 | 0
03h30 | 0 | 0 | 0 | 0 | 0 | 0 | 0 | 0 | 0
04h30 | 0 | 0 | 0 | 0 | 0 | 0 | 0 | 0 | 0
05h30 | 0 | 0 | 0 | 0 | 0 | 0 | 0 | 0 | 0
06h30 | 0 | 0 | 0 | 0 | 0 | 0 | 0 | 0 | 0
07h30 | 0 | 0 | 0 | 0 | 0 | 0 | 0 | 0 | 0
08h30 | 0 | 0 | 0 | 0 | 0 | 0 | 0 | 0 | 0
09h30 | 0 | 0 | 0 | 0 | 0 | 0 | 0 | 0 | 0.015
10h30 | 0 | 0 | 0 | 0 | 0 | 0 | 0 | 0 | 0.015
11h30 | 0 | 0 | 0 | 0 | 0 | 0 | 0 | 0 | 0.015
12h30 | 0 | 0 | 0 | 0 | 0 | 0 | 0 | 0 | 0.015
13h30 | 0 | 0 | 0 | 0 | 0 | 0 | 0 | 0 | 0.015
14h30 | 0 | 0 | 0 | 0 | 0 | 0 | 0 | 0 | 0.015
15h30 | 0 | 0 | 0 | 0 | 0 | 0 | 0 | 0 | 0.015
16h30 | 0 | 0 | 0 | 0 | 0 | 0 | 0 | 0 | 0.015
17h30 | 0 | 0 | 0 | 0 | 0 | 0 | 0 | 0 | 0.015
18h30 | 0 | 0 | 0 | 0 | 0 | 0 | 0 | 0 | 0
19h30 | 0 | 0 | 0 | 0 | 0 | 0 | 0 | 0 | 0
20h30 | 0 | 0 | 0 | 0 | 0 | 0 | 0 | 0 | 0
21h30 | 0 | 0 | 0 | 0 | 0 | 0 | 0 | 0 | 0
22h30 | 0 | 0 | 0 | 0 | 0 | 0 | 0 | 0 | 0
23h30 | 0 | 0 | 0 | 0 | 0 | 0 | 0 | 0 | 0
00h30 | 0 | 0 | 0 | 0 | 0 | 0 | 0 | 0 | 0
01h30 | 0 | 0 | 0 | 0 | 0 | 0 | 0 | 0 | 0
02h30 | 0 | 0 | 0 | 0 | 0 | 0 | 0 | 0 | 0
03h30 | 0 | 0 | 0 | 0 | 0 | 0 | 0 | 0 | 0
04h30 | 0 | 0 | 0 | 0 | 0 | 0 | 0 | 0 | 0
05h30 | 0 | 0 | 0 | 0 | 0 | 0 | 0 | 0 | 0
06h30 | 0 | 0 | 0 | 0 | 0 | 0 | 0 | 0 | 0
07h30 | 0 | 0 | 0 | 0 | 0 | 0 | 0 | 0 | 0
08h30 | 0 | 0 | 0 | 0 | 0 | 0 | 0 | 0 | 0
09h30 | 0 | -0.74 | -0.14 | 0 | 0 | 0 | 0 | 0 | 0.015
10h30 | 0 | -1.24 | -0.33 | -0.07 | 0 | 0 | 0 | 0 | 0.015
11h30 | 0 | -1.05 | -0.27 | -0.07 | 0 | 0 | 0 | 0 | 0.015
12h30 | 0 | -0.55 | -0.08 | 0 | 0 | 0 | 0 | 0 | 0.015
13h30 | 0 | 0 | 0 | 0 | 0 | 0 | 0 | 0 | 0.015
14h30 | 0 | 0 | 0 | 0 | 0 | 0 | 0 | 0 | 0.015
15h30 | 0 | 0 | 0 | 0 | 0 | 0 | 0 | 0 | 0.015
16h30 | 0 | 0 | 0 | 0 | 0 | 0 | 0 | 0 | 0.015
17h30 | 0 | 0 | 0 | 0 | 0 | 0 | 0 | 0 | 0.015
18h30 | 0 | 0 | 0 | 0 | 0 | 0 | 0 | 0 | 0
19h30 | 0 | 0 | 0 | 0 | 0 | 0 | 0 | 0 | 0
20h30 | 0 | 0 | 0 | 0 | 0 | 0 | 0 | 0 | 0
21h30 | 0 | 0 | 0 | 0 | 0 | 0 | 0 | 0 | 0
22h30 | 0 | 0 | 0 | 0 | 0 | 0 | 0 | 0 | 0
23h30 | 0 | 0 | 0 | 0 | 0 | 0 | 0 | 0 | 0
00h30 | 0 | 0 | 0 | 0 | 0 | 0 | 0 | 0 | 0
01h30 | 0 | 0 | 0 | 0 | 0 | 0 | 0 | 0 | 0
02h30 | 0 | 0 | 0 | 0 | 0 | 0 | 0 | 0 | 0
03h30 | 0 | 0 | 0 | 0 | 0 | 0 | 0 | 0 | 0
04h30 | 0 | 0 | 0 | 0 | 0 | 0 | 0 | 0 | 0
05h30 | 0 | 0 | 0 | 0 | 0 | 0 | 0 | 0 | 0
06h30 | 0 | 0 | 0 | 0 | 0 | 0 | 0 | 0 | 0
07h30 | 0 | 0 | 0 | 0 | 0 | 0 | 0 | 0 | 0
08h30 | 0 | 0 | 0 | 0 | 0 | 0 | 0 | 0 | 0
09h30 | 0 | -0.74 | -0.17 | -0.06 | 0 | 0 | 0 | 0 | 0.015
10h30 | 0 | -0.74 | -0.17 | -0.06 | 0 | 0 | 0 | 0 | 0.015
11h30 | 0 | -0.64 | -0.26 | -0.07 | 0 | 0 | 0 | 0 | 0.015
12h30 | 0 | -1.14 | -0.4 | -0.08 | 0 | 0 | 0 | 0 | 0.015
13h30 | 0 | -1.11 | -0.38 | -0.09 | 0 | 0 | 0 | 0 | 0.015
14h30 | 0 | -1.15 | -0.46 | -0.17 | 0 | 0 | 0 | 0 | 0.015
15h30 | 0 | -0.54 | -0.21 | -0.1 | 0 | 0 | 0 | 0 | 0.015
16h30 | 0 | 0 | 0 | 0 | 0 | 0 | 0 | 0 | 0.015
17h30 | 0 | 0 | 0 | 0 | 0 | 0 | 0 | 0 | 0.015
18h30 | 0 | 0 | 0 | 0 | 0 | 0 | 0 | 0 | 0
19h30 | 0 | 0 | 0 | 0 | 0 | 0 | 0 | 0 | 0
20h30 | 0 | 0 | 0 | 0 | 0 | 0 | 0 | 0 | 0
21h30 | 0 | 0 | 0 | 0 | 0 | 0 | 0 | 0 | 0
22h30 | 0 | 0 | 0 | 0 | 0 | 0 | 0 | 0 | 0
23h30 | 0 | 0 | 0 | 0 | 0 | 0 | 0 | 0 | 0
00h30 | 0 | 0 | 0 | 0 | 0 | 0 | 0 | 0 | 0
01h30 | 0 | 0 | 0 | 0 | 0 | 0 | 0 | 0 | 0
02h30 | 0 | 0 | 0 | 0 | 0 | 0 | 0 | 0 | 0
03h30 | 0 | 0 | 0 | 0 | 0 | 0 | 0 | 0 | 0
04h30 | 0 | 0 | 0 | 0 | 0 | 0 | 0 | 0 | 0
05h30 | 0 | 0 | 0 | 0 | 0 | 0 | 0 | 0 | 0
06h30 | 0 | 0 | 0 | 0 | 0 | 0 | 0 | 0 | 0
07h30 | 0 | 0 | 0 | 0 | 0 | 0 | 0 | 0 | 0
08h30 | 0 | 0 | 0 | 0 | 0 | 0 | 0 | 0 | 0
09h30 | 0 | 0 | 0 | 0 | 0 | 0 | 0 | 0 | 0.015
10h30 | 0 | 0 | 0 | 0 | 0 | 0 | 0 | 0 | 0.015
11h30 | 0 | 0 | 0 | 0 | 0 | 0 | 0 | 0 | 0.015
12h30 | 0 | 0 | 0 | 0 | 0 | 0 | 0 | 0 | 0.015
13h30 | 0 | 0 | 0 | 0 | 0 | 0 | 0 | 0 | 0.015
14h30 | 0 | 0 | 0 | 0 | 0 | 0 | 0 | 0 | 0.015
15h30 | 0 | 0 | 0 | 0 | 0 | 0 | 0 | 0 | 0.015
16h30 | 0 | 0 | 0 | 0 | 0 | 0 | 0 | 0 | 0.015
17h30 | 0 | 0 | 0 | 0 | 0 | 0 | 0 | 0 | 0.015
18h30 | 0 | 0 | 0 | 0 | 0 | 0 | 0 | 0 | 0
19h30 | 0 | 0 | 0 | 0 | 0 | 0 | 0 | 0 | 0
20h30 | 0 | 0 | 0 | 0 | 0 | 0 | 0 | 0 | 0
21h30 | 0 | 0 | 0 | 0 | 0 | 0 | 0 | 0 | 0
22h30 | 0 | 0 | 0 | 0 | 0 | 0 | 0 | 0 | 0
23h30 | 0 | 0 | 0 | 0 | 0 | 0 | 0 | 0 | 0
00h30 | 0 | 0 | 0 | 0 | 0 | 0 | 0 | 0 | 0
01h30 | 0 | 0 | 0 | 0 | 0 | 0 | 0 | 0 | 0
02h30 | 0 | 0 | 0 | 0 | 0 | 0 | 0 | 0 | 0
03h30 | 0 | 0 | 0 | 0 | 0 | 0 | 0 | 0 | 0
04h30 | 0 | 0 | 0 | 0 | 0 | 0 | 0 | 0 | 0
05h30 | 0 | 0 | 0 | 0 | 0 | 0 | 0 | 0 | 0
06h30 | 0 | -0.57 | 0 | 0 | 0 | 0 | 0 | 0 | 0
07h30 | 0 | -1.04 | 0 | 0 | 0 | 0 | 0 | 0 | 0
08h30 | 0 | -0.97 | -0.05 | 0 | 0 | 0 | 0 | 0 | 0
09h30 | 0 | -0.88 | -0.05 | 0 | 0 | 0 | 0 | 0 | 0.015
10h30 | 0 | -0.81 | -0.01 | 0 | 0 | 0 | 0 | 0 | 0.015
11h30 | 0 | -0.43 | -0.01 | 0 | 0 | 0 | 0 | 0 | 0.015
12h30 | 0 | 0 | 0 | 0 | 0 | 0 | 0 | 0 | 0.015
13h30 | 0 | -0.59 | -0.3 | -0.06 | 0 | 0 | 0 | 0 | 0.015
14h30 | 0 | -1.15 | -0.56 | -0.19 | 0 | 0 | 0 | 0 | 0.015
15h30 | 0 | -1.16 | -0.63 | -0.33 | 0 | 0 | 0 | 0 | 0.015
16h30 | 0 | -1.2 | -0.7 | -0.46 | -0.02 | -0.02 | -0.02 | 0 | 0.015
17h30 | 0 | -0.6 | -0.33 | -0.25 | -0.17 | -0.17 | -0.17 | 0 | 0.015
18h30 | 0 | 0 | 0 | 0 | -0.17 | -0.17 | -0.17 | 0 | 0
19h30 | 0 | 0 | 0 | 0 | 0 | 0 | 0 | 0 | 0
20h30 | 0 | 0 | 0 | 0 | 0 | 0 | 0 | 0 | 0
21h30 | 0 | 0 | 0 | 0 | 0 | 0 | 0 | 0 | 0
22h30 | 0 | 0 | 0 | 0 | 0 | 0 | 0 | 0 | 0
23h30 | 0 | 0 | 0 | 0 | 0 | 0 | 0 | 0 | 0
00h30 | 0 | 0 | 0 | 0 | 0 | 0 | 0 | 0 | 0
01h30 | 0 | 0 | 0 | 0 | 0 | 0 | 0 | 0 | 0
02h30 | 0 | 0 | 0 | 0 | 0 | 0 | 0 | 0 | 0
03h30 | 0 | 0 | 0 | 0 | 0 | 0 | 0 | 0 | 0
04h30 | 0 | 0 | 0 | 0 | 0 | 0 | 0 | 0 | 0
05h30 | 0 | 0 | 0 | 0 | 0 | 0 | 0 | 0 | 0
06h30 | 0 | 0 | 0 | 0 | 0 | 0 | 0 | 0 | 0
07h30 | 0 | 0 | 0 | 0 | 0 | 0 | 0 | 0 | 0
08h30 | 0 | 0 | 0 | 0 | 0 | 0 | 0 | 0 | 0
09h30 | 0 | 0 | 0 | 0 | 0 | 0 | 0 | 0 | 0.015
10h30 | 0 | 0 | 0 | 0 | 0 | 0 | 0 | 0 | 0.015
11h30 | 0 | 0 | 0 | 0 | 0 | 0 | 0 | 0 | 0.015
12h30 | 0 | 0 | 0 | 0 | 0 | 0 | 0 | 0 | 0.015
13h30 | 0 | 0 | 0 | 0 | 0 | 0 | 0 | 0 | 0.015
14h30 | 0 | 0 | 0 | 0 | 0 | 0 | 0 | 0 | 0.015
15h30 | 0 | 0 | 0 | 0 | 0 | 0 | 0 | 0 | 0.015
16h30 | 0 | 0 | 0 | 0 | 0 | 0 | 0 | 0 | 0.015
17h30 | 0 | 0 | 0 | 0 | 0 | 0 | 0 | 0 | 0.015
18h30 | 0 | 0 | 0 | 0 | 0 | 0 | 0 | 0 | 0
19h30 | 0 | 0 | 0 | 0 | 0 | 0 | 0 | 0 | 0
20h30 | 0 | 0 | 0 | 0 | 0 | 0 | 0 | 0 | 0
21h30 | 0 | 0 | 0 | 0 | 0 | 0 | 0 | 0 | 0
22h30 | 0 | 0 | 0 | 0 | 0 | 0 | 0 | 0 | 0
23h30 | 0 | 0 | 0 | 0 | 0 | 0 | 0 | 0 | 0
00h30 | 0 | 0 | 0 | 0 | 0 | 0 | 0 | 0 | 0
01h30 | 0 | 0 | 0 | 0 | 0 | 0 | 0 | 0 | 0
02h30 | 0 | 0 | 0 | 0 | 0 | 0 | 0 | 0 | 0
03h30 | 0 | 0 | 0 | 0 | 0 | 0 | 0 | 0 | 0
04h30 | 0 | 0 | 0 | 0 | 0 | 0 | 0 | 0 | 0
05h30 | 0 | 0 | 0 | 0 | 0 | 0 | 0 | 0 | 0
06h30 | 0 | 0 | 0 | 0 | 0 | 0 | 0 | 0 | 0
07h30 | 0 | 0 | 0 | 0 | 0 | 0 | 0 | 0 | 0
08h30 | 0 | 0 | 0 | 0 | 0 | 0 | 0 | 0 | 0
09h30 | 0 | 0 | 0 | 0 | 0 | 0 | 0 | 0 | 0.015
10h30 | 0 | 0 | 0 | 0 | 0 | 0 | 0 | 0 | 0.015
11h30 | 0 | 0 | 0 | 0 | 0 | 0 | 0 | 0 | 0.015
12h30 | 0 | 0 | 0 | 0 | 0 | 0 | 0 | 0 | 0.015
13h30 | 0 | 0 | 0 | 0 | 0 | 0 | 0 | 0 | 0.015
14h30 | 0 | 0 | 0 | 0 | 0 | 0 | 0 | 0 | 0.015
15h30 | 0 | 0 | 0 | 0 | 0 | 0 | 0 | 0 | 0.015
16h30 | 0 | 0 | 0 | 0 | 0 | 0 | 0 | 0 | 0.015
17h30 | 0 | 0 | 0 | 0 | 0 | 0 | 0 | 0 | 0.015
18h30 | 0 | 0 | 0 | 0 | 0 | 0 | 0 | 0 | 0
19h30 | 0 | 0 | 0 | 0 | 0 | 0 | 0 | 0 | 0
20h30 | 0 | 0 | 0 | 0 | 0 | 0 | 0 | 0 | 0
21h30 | 0 | 0 | 0 | 0 | 0 | 0 | 0 | 0 | 0
22h30 | 0 | 0 | 0 | 0 | 0 | 0 | 0 | 0 | 0
23h30 | 0 | 0 | 0 | 0 | 0 | 0 | 0 | 0 | 0
00h30 | 0 | 0 | 0 | 0 | 0 | 0 | 0 | 0 | 0
01h30 | 0 | 0 | 0 | 0 | 0 | 0 | 0 | 0 | 0
02h30 | 0 | 0 | 0 | 0 | 0 | 0 | 0 | 0 | 0
03h30 | 0 | 0 | 0 | 0 | 0 | 0 | 0 | 0 | 0
04h30 | 0 | 0 | 0 | 0 | 0 | 0 | 0 | 0 | 0
05h30 | 0 | 0 | 0 | 0 | 0 | 0 | 0 | 0 | 0
06h30 | 0 | 0 | 0 | 0 | 0 | 0 | 0 | 0 | 0
07h30 | 0 | 0 | 0 | 0 | 0 | 0 | 0 | 0 | 0
08h30 | 0 | 0 | 0 | 0 | 0 | 0 | 0 | 0 | 0
09h30 | 0 | 0 | 0 | 0 | 0 | 0 | 0 | 0 | 0.015
10h30 | 0 | 0 | 0 | 0 | 0 | 0 | 0 | 0 | 0.015
11h30 | 0 | 0 | 0 | 0 | 0 | 0 | 0 | 0 | 0.015
12h30 | 0 | 0 | 0 | 0 | 0 | 0 | 0 | 0 | 0.015
13h30 | 0 | 0 | 0 | 0 | 0 | 0 | 0 | 0 | 0.015
14h30 | 0 | 0 | 0 | 0 | 0 | 0 | 0 | 0 | 0.015
15h30 | 0 | 0 | 0 | 0 | 0 | 0 | 0 | 0 | 0.015
16h30 | 0 | 0 | 0 | 0 | 0 | 0 | 0 | 0 | 0.015
17h30 | 0 | 0 | 0 | 0 | 0 | 0 | 0 | 0 | 0.015
18h30 | 0 | 0 | 0 | 0 | 0 | 0 | 0 | 0 | 0
19h30 | 0 | 0 | 0 | 0 | 0 | 0 | 0 | 0 | 0
20h30 | 0 | 0 | 0 | 0 | 0 | 0 | 0 | 0 | 0
21h30 | 0 | 0 | 0 | 0 | 0 | 0 | 0 | 0 | 0
22h30 | 0 | 0 | 0 | 0 | 0 | 0 | 0 | 0 | 0
23h30 | 0 | 0 | 0 | 0 | 0 | 0 | 0 | 0 | 0
00h30 | 0 | 0 | 0 | 0 | 0 | 0 | 0 | 0 | 0
01h30 | 0 | 0 | 0 | 0 | 0 | 0 | 0 | 0 | 0
02h30 | 0 | 0 | 0 | 0 | 0 | 0 | 0 | 0 | 0
03h30 | 0 | 0 | 0 | 0 | 0 | 0 | 0 | 0 | 0
04h30 | 0 | 0 | 0 | 0 | 0 | 0 | 0 | 0 | 0
05h30 | 0 | 0 | 0 | 0 | 0 | 0 | 0 | 0 | 0
06h30 | 0 | 0 | 0 | 0 | 0 | 0 | 0 | 0 | 0
07h30 | 0 | 0 | 0 | 0 | 0 | 0 | 0 | 0 | 0
08h30 | 0 | 0 | 0 | 0 | 0 | 0 | 0 | 0 | 0
09h30 | 0 | 0 | 0 | 0 | 0 | 0 | 0 | 0 | 0.015
10h30 | 0 | 0 | 0 | 0 | 0 | 0 | 0 | 0 | 0.015
11h30 | 0 | 0 | 0 | 0 | 0 | 0 | 0 | 0 | 0.015
12h30 | 0 | 0 | 0 | 0 | 0 | 0 | 0 | 0 | 0.015
13h30 | 0 | 0 | 0 | 0 | 0 | 0 | 0 | 0 | 0.015
14h30 | 0 | 0 | 0 | 0 | 0 | 0 | 0 | 0 | 0.015
15h30 | 0 | 0 | 0 | 0 | 0 | 0 | 0 | 0 | 0.015
16h30 | 0 | 0 | 0 | 0 | 0 | 0 | 0 | 0 | 0.015
17h30 | 0 | 0 | 0 | 0 | 0 | 0 | 0 | 0 | 0.015
18h30 | 0 | 0 | 0 | 0 | 0 | 0 | 0 | 0 | 0
19h30 | 0 | 0 | 0 | 0 | 0 | 0 | 0 | 0 | 0
20h30 | 0 | 0 | 0 | 0 | 0 | 0 | 0 | 0 | 0
21h30 | 0 | 0 | 0 | 0 | 0 | 0 | 0 | 0 | 0
22h30 | 0 | 0 | 0 | 0 | 0 | 0 | 0 | 0 | 0
23h30 | 0 | 0 | 0 | 0 | 0 | 0 | 0 | 0 | 0
00h30 | 0 | 0 | 0 | 0 | 0 | 0 | 0 | 0 | 0
01h30 | 0 | 0 | 0 | 0 | 0 | 0 | 0 | 0 | 0
02h30 | 0 | 0 | 0 | 0 | 0 | 0 | 0 | 0 | 0
03h30 | 0 | 0 | 0 | 0 | 0 | 0 | 0 | 0 | 0
04h30 | 0 | 0 | 0 | 0 | 0 | 0 | 0 | 0 | 0
05h30 | 0 | 0 | 0 | 0 | 0 | 0 | 0 | 0 | 0
06h30 | 0 | 0 | 0 | 0 | 0 | 0 | 0 | 0 | 0
07h30 | 0 | 0 | 0 | 0 | 0 | 0 | 0 | 0 | 0
08h30 | 0 | 0 | 0 | 0 | 0 | 0 | 0 | 0 | 0
09h30 | 0 | 0 | 0 | 0 | 0 | 0 | 0 | 0 | 0.015
10h30 | 0 | 0 | 0 | 0 | 0 | 0 | 0 | 0 | 0.015
11h30 | 0 | 0 | 0 | 0 | 0 | 0 | 0 | 0 | 0.015
12h30 | 0 | -0.69 | -0.17 | 0 | 0 | 0 | 0 | 0 | 0.015
13h30 | 0 | -0.69 | -0.17 | 0 | 0 | 0 | 0 | 0 | 0.015
14h30 | 0 | 0 | 0 | 0 | 0 | 0 | 0 | 0 | 0.015
15h30 | 0 | 0 | 0 | 0 | 0 | 0 | 0 | 0 | 0.015
16h30 | 0 | 0 | 0 | 0 | 0 | 0 | 0 | 0 | 0.015
17h30 | 0 | 0 | 0 | 0 | 0 | 0 | 0 | 0 | 0.015
18h30 | 0 | 0 | 0 | 0 | 0 | 0 | 0 | 0 | 0
19h30 | 0 | 0 | 0 | 0 | 0 | 0 | 0 | 0 | 0
20h30 | 0 | 0 | 0 | 0 | 0 | 0 | 0 | 0 | 0
21h30 | 0 | 0 | 0 | 0 | 0 | 0 | 0 | 0 | 0
22h30 | 0 | 0 | 0 | 0 | 0 | 0 | 0 | 0 | 0
23h30 | 0 | 0 | 0 | 0 | 0 | 0 | 0 | 0 | 0
00h30 | 0 | 0 | 0 | 0 | 0 | 0 | 0 | 0 | 0
01h30 | 0 | 0 | 0 | 0 | 0 | 0 | 0 | 0 | 0
02h30 | 0 | 0 | 0 | 0 | 0 | 0 | 0 | 0 | 0
03h30 | 0 | 0 | 0 | 0 | 0 | 0 | 0 | 0 | 0
04h30 | 0 | 0 | 0 | 0 | 0 | 0 | 0 | 0 | 0
05h30 | 0 | 0 | 0 | 0 | 0 | 0 | 0 | 0 | 0
06h30 | 0 | 0 | 0 | 0 | 0 | 0 | 0 | 0 | 0
07h30 | 0 | 0 | 0 | 0 | 0 | 0 | 0 | 0 | 0
08h30 | 0 | 0 | 0 | 0 | 0 | 0 | 0 | 0 | 0
09h30 | 0 | 0 | 0 | 0 | 0 | 0 | 0 | 0 | 0.015
10h30 | 0 | 0 | 0 | 0 | 0 | 0 | 0 | 0 | 0.015
11h30 | 0 | 0 | 0 | 0 | 0 | 0 | 0 | 0 | 0.015
12h30 | 0 | 0 | 0 | 0 | 0 | 0 | 0 | 0 | 0.015
13h30 | 0 | -0.71 | -0.2 | 0 | 0 | 0 | 0 | 0 | 0.015
14h30 | 0 | -1.29 | -0.42 | -0.05 | 0 | 0 | 0 | 0 | 0.015
15h30 | 0 | -1.2 | -0.52 | -0.19 | 0 | 0 | 0 | 0 | 0.015
16h30 | 0 | -0.62 | -0.29 | -0.14 | 0 | 0 | 0 | 0 | 0.015
17h30 | 0 | 0 | 0 | 0 | 0 | 0 | 0 | 0 | 0.015
18h30 | 0 | 0 | 0 | 0 | 0 | 0 | 0 | 0 | 0
19h30 | 0 | 0 | 0 | 0 | 0 | 0 | 0 | 0 | 0
20h30 | 0 | 0 | 0 | 0 | 0 | 0 | 0 | 0 | 0
21h30 | 0 | 0 | 0 | 0 | 0 | 0 | 0 | 0 | 0
22h30 | 0 | 0 | 0 | 0 | 0 | 0 | 0 | 0 | 0
23h30 | 0 | 0 | 0 | 0 | 0 | 0 | 0 | 0 | 0
00h30 | 0 | 0 | 0 | 0 | 0 | 0 | 0 | 0 | 0
01h30 | 0 | 0 | 0 | 0 | 0 | 0 | 0 | 0 | 0
02h30 | 0 | 0 | 0 | 0 | 0 | 0 | 0 | 0 | 0
03h30 | 0 | 0 | 0 | 0 | 0 | 0 | 0 | 0 | 0
04h30 | 0 | 0 | 0 | 0 | 0 | 0 | 0 | 0 | 0
05h30 | 0 | 0 | 0 | 0 | 0 | 0 | 0 | 0 | 0
06h30 | 0 | 0 | 0 | 0 | 0 | 0 | 0 | 0 | 0
07h30 | 0 | 0 | 0 | 0 | 0 | 0 | 0 | 0 | 0
08h30 | 0 | 0 | 0 | 0 | 0 | 0 | 0 | 0 | 0
09h30 | 0 | 0 | 0 | 0 | 0 | 0 | 0 | 0 | 0.015
10h30 | 0 | 0 | 0 | 0 | 0 | 0 | 0 | 0 | 0.015
11h30 | 0 | -0.59 | -0.15 | 0 | 0 | 0 | 0 | 0 | 0.015
12h30 | 0 | -1.09 | -0.28 | 0 | 0 | 0 | 0 | 0 | 0.015
13h30 | 0 | -1.06 | -0.29 | 0 | 0 | 0 | 0 | 0 | 0.015
14h30 | 0 | -1.11 | -0.35 | -0.07 | 0 | 0 | 0 | 0 | 0.015
15h30 | 0 | -1.18 | -0.52 | -0.26 | 0 | 0 | 0 | 0 | 0.015
16h30 | 0 | -1.24 | -0.67 | -0.46 | -0.01 | -0.01 | -0.01 | 0 | 0.015
17h30 | 0 | -1.28 | -0.83 | -0.65 | -0.17 | -0.17 | -0.17 | 0 | 0.015
18h30 | 0 | -1.25 | -0.89 | -0.72 | -0.45 | -0.45 | -0.45 | 0 | 0
19h30 | 0 | -1.13 | -0.77 | -0.65 | -0.54 | -0.54 | -0.54 | 0 | 0
20h30 | 0 | -1.04 | -0.7 | -0.57 | -0.5 | -0.5 | -0.5 | 0 | 0
21h30 | 0 | -0.95 | -0.53 | -0.4 | -0.43 | -0.43 | -0.43 | 0 | 0
22h30 | 0 | -0.45 | -0.22 | -0.14 | -0.26 | -0.26 | -0.26 | 0 | 0
23h30 | 0 | 0 | 0 | 0 | -0.07 | -0.07 | -0.07 | 0 | 0
00h30 | 0 | 0 | 0 | 0 | 0 | 0 | 0 | 0 | 0
01h30 | 0 | 0 | 0 | 0 | 0 | 0 | 0 | 0 | 0
02h30 | 0 | 0 | 0 | 0 | 0 | 0 | 0 | 0 | 0
03h30 | 0 | 0 | 0 | 0 | 0 | 0 | 0 | 0 | 0
04h30 | 0 | 0 | 0 | 0 | 0 | 0 | 0 | 0 | 0
05h30 | 0 | 0 | 0 | 0 | 0 | 0 | 0 | 0 | 0
06h30 | 0 | 0 | 0 | 0 | 0 | 0 | 0 | 0 | 0
07h30 | 0 | 0 | 0 | 0 | 0 | 0 | 0 | 0 | 0
08h30 | 0 | -0.5 | 0 | 0 | 0 | 0 | 0 | 0 | 0
09h30 | 0 | -0.88 | -0.06 | 0 | 0 | 0 | 0 | 0 | 0.015
10h30 | 0 | -0.85 | -0.2 | -0.03 | 0 | 0 | 0 | 0 | 0.015
11h30 | 0 | -0.93 | -0.33 | -0.1 | 0 | 0 | 0 | 0 | 0.015
12h30 | 0 | -0.96 | -0.42 | -0.17 | 0 | 0 | 0 | 0 | 0.015
13h30 | 0 | -1 | -0.51 | -0.25 | 0 | 0 | 0 | 0 | 0.015
14h30 | 0 | -1.06 | -0.62 | -0.36 | 0 | 0 | 0 | 0 | 0.015
15h30 | 0 | -1.14 | -0.74 | -0.52 | -0.06 | -0.06 | -0.06 | 0 | 0.015
16h30 | 0 | -1.2 | -0.81 | -0.63 | -0.25 | -0.25 | -0.25 | 0 | 0.015
17h30 | 0 | -1.24 | -0.93 | -0.76 | -0.41 | -0.41 | -0.41 | 0 | 0.015
18h30 | 0 | -1.2 | -0.98 | -0.82 | -0.57 | -0.57 | -0.57 | 0 | 0
19h30 | 0 | -1.09 | -0.85 | -0.73 | -0.65 | -0.65 | -0.65 | 0 | 0
20h30 | 0 | -0.98 | -0.74 | -0.64 | -0.58 | -0.58 | -0.58 | 0 | 0
21h30 | 0 | -0.49 | -0.34 | -0.29 | -0.51 | -0.51 | -0.51 | 0 | 0
22h30 | 0 | 0 | 0 | 0 | -0.23 | -0.23 | -0.23 | 0 | 0
23h30 | 0 | 0 | 0 | 0 | 0 | 0 | 0 | 0 | 0
00h30 | 0 | 0 | 0 | 0 | 0 | 0 | 0 | 0 | 0
01h30 | 0 | 0 | 0 | 0 | 0 | 0 | 0 | 0 | 0
02h30 | 0 | 0 | 0 | 0 | 0 | 0 | 0 | 0 | 0
03h30 | 0 | 0 | 0 | 0 | 0 | 0 | 0 | 0 | 0
04h30 | 0 | 0 | 0 | 0 | 0 | 0 | 0 | 0 | 0
05h30 | 0 | -0.29 | -0.06 | -0.01 | 0 | 0 | 0 | 0 | 0
06h30 | 0 | -0.48 | -0.19 | -0.11 | 0 | 0 | 0 | 0 | 0
07h30 | 0 | -0.48 | -0.24 | -0.15 | -0.05 | -0.05 | -0.05 | 0 | 0
08h30 | 0 | -0.29 | -0.1 | -0.06 | -0.06 | -0.06 | -0.06 | 0 | 0
09h30 | 0 | 0 | 0 | 0 | -0.01 | -0.01 | -0.01 | 0 | 0.015
10h30 | 0 | 0 | 0 | 0 | 0 | 0 | 0 | 0 | 0.015
11h30 | 0 | 0 | 0 | 0 | 0 | 0 | 0 | 0 | 0.015
12h30 | 0 | 0 | 0 | 0 | 0 | 0 | 0 | 0 | 0.015
13h30 | 0 | 0 | 0 | 0 | 0 | 0 | 0 | 0 | 0.015
14h30 | 0 | 0 | 0 | 0 | 0 | 0 | 0 | 0 | 0.015
15h30 | 0 | 0 | 0 | 0 | 0 | 0 | 0 | 0 | 0.015
16h30 | 0 | 0 | 0 | 0 | 0 | 0 | 0 | 0 | 0.015
17h30 | 0 | 0 | 0 | 0 | 0 | 0 | 0 | 0 | 0.015
18h30 | 0 | 0 | 0 | 0 | 0 | 0 | 0 | 0 | 0
19h30 | 0 | 0 | 0 | 0 | 0 | 0 | 0 | 0 | 0
20h30 | 0 | 0 | 0 | 0 | 0 | 0 | 0 | 0 | 0
21h30 | 0 | 0 | 0 | 0 | 0 | 0 | 0 | 0 | 0
22h30 | 0 | 0 | 0 | 0 | 0 | 0 | 0 | 0 | 0
23h30 | 0 | 0 | 0 | 0 | 0 | 0 | 0 | 0 | 0
00h30 | 0 | 0 | 0 | 0 | 0 | 0 | 0 | 0 | 0
01h30 | 0 | 0 | 0 | 0 | 0 | 0 | 0 | 0 | 0
02h30 | 0 | 0 | 0 | 0 | 0 | 0 | 0 | 0 | 0
03h30 | 0 | 0 | 0 | 0 | 0 | 0 | 0 | 0 | 0
04h30 | 0 | 0 | 0 | 0 | 0 | 0 | 0 | 0 | 0
05h30 | 0 | 0 | 0 | 0 | 0 | 0 | 0 | 0 | 0
06h30 | 0 | 0 | 0 | 0 | 0 | 0 | 0 | 0 | 0
07h30 | 0 | 0 | 0 | 0 | 0 | 0 | 0 | 0 | 0
08h30 | 0 | 0 | 0 | 0 | 0 | 0 | 0 | 0 | 0
09h30 | 0 | 0 | 0 | 0 | 0 | 0 | 0 | 0 | 0.015
10h30 | 0 | -0.54 | -0.2 | -0.05 | 0 | 0 | 0 | 0 | 0.015
11h30 | 0 | -1.04 | -0.39 | -0.13 | 0 | 0 | 0 | 0 | 0.015
12h30 | 0 | -1 | -0.42 | -0.18 | 0 | 0 | 0 | 0 | 0.015
13h30 | 0 | -1 | -0.47 | -0.21 | 0 | 0 | 0 | 0 | 0.015
14h30 | 0 | -1.06 | -0.55 | -0.29 | 0 | 0 | 0 | 0 | 0.015
15h30 | 0 | -1.14 | -0.71 | -0.49 | -0.03 | -0.03 | -0.03 | 0 | 0.015
16h30 | 0 | -1.2 | -0.82 | -0.64 | -0.24 | -0.24 | -0.24 | 0 | 0.015
17h30 | 0 | -1.24 | -0.95 | -0.78 | -0.43 | -0.43 | -0.43 | 0 | 0.015
18h30 | 0 | -1.21 | -1 | -0.85 | -0.6 | -0.6 | -0.6 | 0 | 0
19h30 | 0 | -1.09 | -0.84 | -0.72 | -0.69 | -0.69 | -0.69 | 0 | 0
20h30 | 0 | -0.5 | -0.37 | -0.33 | -0.58 | -0.58 | -0.58 | 0 | 0
21h30 | 0 | 0 | 0 | 0 | -0.27 | -0.27 | -0.27 | 0 | 0
22h30 | 0 | 0 | 0 | 0 | 0 | 0 | 0 | 0 | 0
23h30 | 0 | 0 | 0 | 0 | 0 | 0 | 0 | 0 | 0
00h30 | 0 | 0 | 0 | 0 | 0 | 0 | 0 | 0 | 0
01h30 | 0 | 0 | 0 | 0 | 0 | 0 | 0 | 0 | 0
02h30 | 0 | 0 | 0 | 0 | 0 | 0 | 0 | 0 | 0
03h30 | 0 | 0 | 0 | 0 | 0 | 0 | 0 | 0 | 0
04h30 | 0 | 0 | 0 | 0 | 0 | 0 | 0 | 0 | 0
05h30 | 0 | 0 | 0 | 0 | 0 | 0 | 0 | 0 | 0
06h30 | 0 | 0 | 0 | 0 | 0 | 0 | 0 | 0 | 0
07h30 | 0 | 0 | 0 | 0 | 0 | 0 | 0 | 0 | 0
08h30 | 0 | 0 | 0 | 0 | 0 | 0 | 0 | 0 | 0
09h30 | 0 | 0 | 0 | 0 | 0 | 0 | 0 | 0 | 0.015
10h30 | 0 | 0 | 0 | 0 | 0 | 0 | 0 | 0 | 0.015
11h30 | 0 | 0 | 0 | 0 | 0 | 0 | 0 | 0 | 0.015
12h30 | 0 | -0.57 | -0.32 | -0.13 | 0 | 0 | 0 | 0 | 0.015
13h30 | 0 | -1.07 | -0.53 | -0.23 | 0 | 0 | 0 | 0 | 0.015
14h30 | 0 | -1.07 | -0.5 | -0.25 | 0 | 0 | 0 | 0 | 0.015
15h30 | 0 | -1.14 | -0.66 | -0.45 | -0.02 | -0.02 | -0.02 | 0 | 0.015
16h30 | 0 | -1.2 | -0.79 | -0.61 | -0.22 | -0.22 | -0.22 | 0 | 0.015
17h30 | 0 | -1.17 | -0.77 | -0.61 | -0.42 | -0.42 | -0.42 | 0 | 0.015
18h30 | 0 | -1.03 | -0.67 | -0.53 | -0.44 | -0.44 | -0.44 | 0 | 0
19h30 | 0 | -1 | -0.72 | -0.6 | -0.38 | -0.38 | -0.38 | 0 | 0
20h30 | 0 | -0.95 | -0.79 | -0.69 | -0.47 | -0.47 | -0.47 | 0 | 0
21h30 | 0 | -0.87 | -0.64 | -0.53 | -0.59 | -0.59 | -0.59 | 0 | 0
22h30 | 0 | -0.41 | -0.25 | -0.21 | -0.43 | -0.43 | -0.43 | 0 | 0
23h30 | 0 | 0 | 0 | 0 | -0.17 | -0.17 | -0.17 | 0 | 0
00h30 | 0 | 0 | 0 | 0 | 0 | 0 | 0 | 0 | 0
01h30 | 0 | 0 | 0 | 0 | 0 | 0 | 0 | 0 | 0
02h30 | 0 | 0 | 0 | 0 | 0 | 0 | 0 | 0 | 0
03h30 | 0 | 0 | 0 | 0 | 0 | 0 | 0 | 0 | 0
04h30 | 0 | 0 | 0 | 0 | 0 | 0 | 0 | 0 | 0
05h30 | 0 | 0 | 0 | 0 | 0 | 0 | 0 | 0 | 0
06h30 | 0 | 0 | 0 | 0 | 0 | 0 | 0 | 0 | 0
07h30 | 0 | 0 | 0 | 0 | 0 | 0 | 0 | 0 | 0
08h30 | 0 | 0 | 0 | 0 | 0 | 0 | 0 | 0 | 0
09h30 | 0 | 0 | 0 | 0 | 0 | 0 | 0 | 0 | 0.015
10h30 | 0 | 0 | 0 | 0 | 0 | 0 | 0 | 0 | 0.015
11h30 | 0 | 0 | 0 | 0 | 0 | 0 | 0 | 0 | 0.015
12h30 | 0 | 0 | 0 | 0 | 0 | 0 | 0 | 0 | 0.015
13h30 | 0 | 0 | 0 | 0 | 0 | 0 | 0 | 0 | 0.015
14h30 | 0 | -0.66 | -0.46 | -0.25 | 0 | 0 | 0 | 0 | 0.015
15h30 | 0 | -1.22 | -0.82 | -0.53 | -0.05 | -0.05 | -0.05 | 0 | 0.015
16h30 | 0 | -1.21 | -0.81 | -0.62 | -0.23 | -0.23 | -0.23 | 0 | 0.015
17h30 | 0 | -1.17 | -0.78 | -0.61 | -0.42 | -0.42 | -0.42 | 0 | 0.015
18h30 | 0 | -1.03 | -0.67 | -0.52 | -0.44 | -0.44 | -0.44 | 0 | 0
19h30 | 0 | -0.5 | -0.35 | -0.25 | -0.38 | -0.38 | -0.38 | 0 | 0
20h30 | 0 | 0 | 0 | 0 | -0.15 | -0.15 | -0.15 | 0 | 0
21h30 | 0 | 0 | 0 | 0 | 0 | 0 | 0 | 0 | 0
22h30 | 0 | 0 | 0 | 0 | 0 | 0 | 0 | 0 | 0
23h30 | 0 | 0 | 0 | 0 | 0 | 0 | 0 | 0 | 0
00h30 | 0 | 0 | 0 | 0 | 0 | 0 | 0 | 0 | 0
01h30 | 0 | 0 | 0 | 0 | 0 | 0 | 0 | 0 | 0
02h30 | 0 | 0 | 0 | 0 | 0 | 0 | 0 | 0 | 0
03h30 | 0 | 0 | 0 | 0 | 0 | 0 | 0 | 0 | 0
04h30 | 0 | 0 | 0 | 0 | 0 | 0 | 0 | 0 | 0
05h30 | 0 | 0 | 0 | 0 | 0 | 0 | 0 | 0 | 0
06h30 | 0 | 0 | 0 | 0 | 0 | 0 | 0 | 0 | 0
07h30 | 0 | 0 | 0 | 0 | 0 | 0 | 0 | 0 | 0
08h30 | 0 | 0 | 0 | 0 | 0 | 0 | 0 | 0 | 0
09h30 | 0 | 0 | 0 | 0 | 0 | 0 | 0 | 0 | 0.015
10h30 | 0 | 0 | 0 | 0 | 0 | 0 | 0 | 0 | 0.015
11h30 | 0 | -0.52 | -0.24 | -0.08 | 0 | 0 | 0 | 0 | 0.015
12h30 | 0 | -1.02 | -0.42 | -0.16 | 0 | 0 | 0 | 0 | 0.015
13h30 | 0 | -1 | -0.41 | -0.18 | 0 | 0 | 0 | 0 | 0.015
14h30 | 0 | -1.02 | -0.47 | -0.25 | 0 | 0 | 0 | 0 | 0.015
15h30 | 0 | -1.11 | -0.65 | -0.43 | -0.03 | -0.03 | -0.03 | 0 | 0.015
16h30 | 0 | -1.13 | -0.77 | -0.59 | -0.21 | -0.21 | -0.21 | 0 | 0.015
17h30 | 0 | -1.17 | -0.9 | -0.75 | -0.41 | -0.41 | -0.41 | 0 | 0.015
18h30 | 0 | -1.19 | -0.96 | -0.83 | -0.6 | -0.6 | -0.6 | 0 | 0
19h30 | 0 | -0.57 | -0.42 | -0.38 | -0.69 | -0.69 | -0.69 | 0 | 0
20h30 | 0 | 0 | 0 | 0 | -0.31 | -0.31 | -0.31 | 0 | 0
21h30 | 0 | 0 | 0 | 0 | 0 | 0 | 0 | 0 | 0
22h30 | 0 | 0 | 0 | 0 | 0 | 0 | 0 | 0 | 0
23h30 | 0 | 0 | 0 | 0 | 0 | 0 | 0 | 0 | 0
00h30 | 0 | 0 | 0 | 0 | 0 | 0 | 0 | 0 | 0
01h30 | 0 | 0 | 0 | 0 | 0 | 0 | 0 | 0 | 0
02h30 | 0 | 0 | 0 | 0 | 0 | 0 | 0 | 0 | 0
03h30 | 0 | 0 | 0 | 0 | 0 | 0 | 0 | 0 | 0
04h30 | 0 | 0 | 0 | 0 | 0 | 0 | 0 | 0 | 0
05h30 | 0 | 0 | 0 | 0 | 0 | 0 | 0 | 0 | 0
06h30 | 0 | 0 | 0 | 0 | 0 | 0 | 0 | 0 | 0
07h30 | 0 | 0 | 0 | 0 | 0 | 0 | 0 | 0 | 0
08h30 | 0 | 0 | 0 | 0 | 0 | 0 | 0 | 0 | 0
09h30 | 0 | 0 | 0 | 0 | 0 | 0 | 0 | 0 | 0.015
10h30 | 0 | 0 | 0 | 0 | 0 | 0 | 0 | 0 | 0.015
11h30 | 0 | 0 | 0 | 0 | 0 | 0 | 0 | 0 | 0.015
12h30 | 0 | -0.53 | -0.29 | -0.11 | 0 | 0 | 0 | 0 | 0.015
13h30 | 0 | -1.03 | -0.49 | -0.21 | 0 | 0 | 0 | 0 | 0.015
14h30 | 0 | -1.05 | -0.49 | -0.25 | 0 | 0 | 0 | 0 | 0.015
15h30 | 0 | -1.07 | -0.63 | -0.43 | -0.03 | -0.03 | -0.03 | 0 | 0.015
16h30 | 0 | -1.13 | -0.77 | -0.59 | -0.22 | -0.22 | -0.22 | 0 | 0.015
17h30 | 0 | -1.2 | -0.89 | -0.75 | -0.41 | -0.41 | -0.41 | 0 | 0.015
18h30 | 0 | -0.6 | -0.48 | -0.43 | -0.59 | -0.59 | -0.59 | 0 | 0
19h30 | 0 | 0 | 0 | 0 | -0.37 | -0.37 | -0.37 | 0 | 0
20h30 | 0 | 0 | 0 | 0 | 0 | 0 | 0 | 0 | 0
21h30 | 0 | 0 | 0 | 0 | 0 | 0 | 0 | 0 | 0
22h30 | 0 | 0 | 0 | 0 | 0 | 0 | 0 | 0 | 0
23h30 | 0 | 0 | 0 | 0 | 0 | 0 | 0 | 0 | 0
00h30 | 0 | 0 | 0 | 0 | 0 | 0 | 0 | 0 | 0
01h30 | 0 | 0 | 0 | 0 | 0 | 0 | 0 | 0 | 0
02h30 | 0 | 0 | 0 | 0 | 0 | 0 | 0 | 0 | 0
03h30 | 0 | 0 | 0 | 0 | 0 | 0 | 0 | 0 | 0
04h30 | 0 | 0 | 0 | 0 | 0 | 0 | 0 | 0 | 0
05h30 | 0 | 0 | 0 | 0 | 0 | 0 | 0 | 0 | 0
06h30 | 0 | 0 | 0 | 0 | 0 | 0 | 0 | 0 | 0
07h30 | 0 | 0 | 0 | 0 | 0 | 0 | 0 | 0 | 0
08h30 | 0 | 0 | 0 | 0 | 0 | 0 | 0 | 0 | 0
09h30 | 0 | 0 | 0 | 0 | 0 | 0 | 0 | 0 | 0.015
10h30 | 0 | 0 | 0 | 0 | 0 | 0 | 0 | 0 | 0.015
11h30 | 0 | 0 | 0 | 0 | 0 | 0 | 0 | 0 | 0.015
12h30 | 0 | 0 | 0 | 0 | 0 | 0 | 0 | 0 | 0.015
13h30 | 0 | 0 | 0 | 0 | 0 | 0 | 0 | 0 | 0.015
14h30 | 0 | -0.66 | -0.4 | -0.19 | 0 | 0 | 0 | 0 | 0.015
15h30 | 0 | -1.22 | -0.76 | -0.47 | 0 | 0 | 0 | 0 | 0.015
16h30 | 0 | -1.21 | -0.79 | -0.59 | -0.17 | -0.17 | -0.17 | 0 | 0.015
17h30 | 0 | -1.24 | -0.9 | -0.74 | -0.38 | -0.38 | -0.38 | 0 | 0.015
18h30 | 0 | -0.6 | -0.47 | -0.42 | -0.58 | -0.58 | -0.58 | 0 | 0
19h30 | 0 | 0 | 0 | 0 | -0.37 | -0.37 | -0.37 | 0 | 0
20h30 | 0 | 0 | 0 | 0 | 0 | 0 | 0 | 0 | 0
21h30 | 0 | 0 | 0 | 0 | 0 | 0 | 0 | 0 | 0
22h30 | 0 | 0 | 0 | 0 | 0 | 0 | 0 | 0 | 0
23h30 | 0 | 0 | 0 | 0 | 0 | 0 | 0 | 0 | 0
00h30 | 0 | 0 | 0 | 0 | 0 | 0 | 0 | 0 | 0
01h30 | 0 | 0 | 0 | 0 | 0 | 0 | 0 | 0 | 0
02h30 | 0 | 0 | 0 | 0 | 0 | 0 | 0 | 0 | 0
03h30 | 0 | 0 | 0 | 0 | 0 | 0 | 0 | 0 | 0
04h30 | 0 | 0 | 0 | 0 | 0 | 0 | 0 | 0 | 0
05h30 | 0 | 0 | 0 | 0 | 0 | 0 | 0 | 0 | 0
06h30 | 0 | 0 | 0 | 0 | 0 | 0 | 0 | 0 | 0
07h30 | 0 | 0 | 0 | 0 | 0 | 0 | 0 | 0 | 0
08h30 | 0 | 0 | 0 | 0 | 0 | 0 | 0 | 0 | 0
09h30 | 0 | 0 | 0 | 0 | 0 | 0 | 0 | 0 | 0.015
10h30 | 0 | 0 | 0 | 0 | 0 | 0 | 0 | 0 | 0.015
11h30 | 0 | 0 | 0 | 0 | 0 | 0 | 0 | 0 | 0.015
12h30 | 0 | 0 | 0 | 0 | 0 | 0 | 0 | 0 | 0.015
13h30 | 0 | -0.59 | -0.41 | -0.21 | 0 | 0 | 0 | 0 | 0.015
14h30 | 0 | -1.13 | -0.68 | -0.37 | -0.01 | -0.01 | -0.01 | 0 | 0.015
15h30 | 0 | -1.15 | -0.75 | -0.51 | -0.08 | -0.08 | -0.08 | 0 | 0.015
16h30 | 0 | -1.22 | -0.83 | -0.65 | -0.28 | -0.28 | -0.28 | 0 | 0.015
17h30 | 0 | -1.25 | -0.96 | -0.8 | -0.46 | -0.46 | -0.46 | 0 | 0.015
18h30 | 0 | -1.22 | -1.01 | -0.86 | -0.63 | -0.63 | -0.63 | 0 | 0
19h30 | 0 | -0.57 | -0.41 | -0.38 | -0.72 | -0.72 | -0.72 | 0 | 0
20h30 | 0 | 0 | 0 | 0 | -0.34 | -0.34 | -0.34 | 0 | 0
21h30 | 0 | 0 | 0 | 0 | 0 | 0 | 0 | 0 | 0
22h30 | 0 | 0 | 0 | 0 | 0 | 0 | 0 | 0 | 0
23h30 | 0 | 0 | 0 | 0 | 0 | 0 | 0 | 0 | 0
00h30 | 0 | 0 | 0 | 0 | 0 | 0 | 0 | 0 | 0
01h30 | 0 | 0 | 0 | 0 | 0 | 0 | 0 | 0 | 0
02h30 | 0 | 0 | 0 | 0 | 0 | 0 | 0 | 0 | 0
03h30 | 0 | 0 | 0 | 0 | 0 | 0 | 0 | 0 | 0
04h30 | 0 | 0 | 0 | 0 | 0 | 0 | 0 | 0 | 0
05h30 | 0 | 0 | 0 | 0 | 0 | 0 | 0 | 0 | 0
06h30 | 0 | 0 | 0 | 0 | 0 | 0 | 0 | 0 | 0
07h30 | 0 | 0 | 0 | 0 | 0 | 0 | 0 | 0 | 0
08h30 | 0 | 0 | 0 | 0 | 0 | 0 | 0 | 0 | 0
09h30 | 0 | 0 | 0 | 0 | 0 | 0 | 0 | 0 | 0.015
10h30 | 0 | 0 | 0 | 0 | 0 | 0 | 0 | 0 | 0.015
11h30 | 0 | 0 | 0 | 0 | 0 | 0 | 0 | 0 | 0.015
12h30 | 0 | -0.55 | -0.39 | -0.21 | 0 | 0 | 0 | 0 | 0.015
13h30 | 0 | -1.05 | -0.65 | -0.35 | -0.03 | -0.03 | -0.03 | 0 | 0.015
14h30 | 0 | -1.07 | -0.61 | -0.35 | -0.07 | -0.07 | -0.07 | 0 | 0.015
15h30 | 0 | -1.14 | -0.74 | -0.53 | -0.13 | -0.13 | -0.13 | 0 | 0.015
16h30 | 0 | -1.2 | -0.85 | -0.68 | -0.32 | -0.32 | -0.32 | 0 | 0.015
17h30 | 0 | -1.24 | -0.98 | -0.82 | -0.5 | -0.5 | -0.5 | 0 | 0.015
18h30 | 0 | -1.21 | -1.03 | -0.89 | -0.67 | -0.67 | -0.67 | 0 | 0
19h30 | 0 | -1.1 | -0.89 | -0.76 | -0.75 | -0.75 | -0.75 | 0 | 0
20h30 | 0 | -0.98 | -0.75 | -0.66 | -0.65 | -0.65 | -0.65 | 0 | 0
21h30 | 0 | -0.48 | -0.39 | -0.32 | -0.56 | -0.56 | -0.56 | 0 | 0
22h30 | 0 | 0 | 0 | 0 | -0.26 | -0.26 | -0.26 | 0 | 0
23h30 | 0 | 0 | 0 | 0 | 0 | 0 | 0 | 0 | 0
00h30 | 0 | 0 | 0 | 0 | 0 | 0 | 0 | 0 | 0
01h30 | 0 | 0 | 0 | 0 | 0 | 0 | 0 | 0 | 0
02h30 | 0 | 0 | 0 | 0 | 0 | 0 | 0 | 0 | 0
03h30 | 0 | 0 | 0 | 0 | 0 | 0 | 0 | 0 | 0
04h30 | 0 | 0 | 0 | 0 | 0 | 0 | 0 | 0 | 0
05h30 | 0 | 0 | 0 | 0 | 0 | 0 | 0 | 0 | 0
06h30 | 0 | 0 | 0 | 0 | 0 | 0 | 0 | 0 | 0
07h30 | 0 | 0 | 0 | 0 | 0 | 0 | 0 | 0 | 0
08h30 | 0 | 0 | 0 | 0 | 0 | 0 | 0 | 0 | 0
09h30 | 0 | 0 | 0 | 0 | 0 | 0 | 0 | 0 | 0.015
10h30 | 0 | -0.6 | -0.5 | -0.5 | 0 | 0 | 0 | 0 | 0.015
11h30 | 0 | -1.1 | -0.87 | -0.71 | -0.4 | -0.4 | -0.4 | 0 | 0.015
12h30 | 0 | -1 | -0.76 | -0.49 | -0.51 | -0.51 | -0.51 | 0 | 0.015
13h30 | 0 | -1 | -0.71 | -0.48 | -0.27 | -0.27 | -0.27 | 0 | 0.015
14h30 | 0 | -1.07 | -0.78 | -0.55 | -0.26 | -0.26 | -0.26 | 0 | 0.015
15h30 | 0 | -1.14 | -0.87 | -0.67 | -0.34 | -0.34 | -0.34 | 0 | 0.015
16h30 | 0 | -1.21 | -0.95 | -0.79 | -0.48 | -0.48 | -0.48 | 0 | 0.015
17h30 | 0 | -1.17 | -0.93 | -0.78 | -0.62 | -0.62 | -0.62 | 0 | 0.015
18h30 | 0 | -1.05 | -0.83 | -0.69 | -0.63 | -0.63 | -0.63 | 0 | 0
19h30 | 0 | -1 | -0.84 | -0.72 | -0.55 | -0.55 | -0.55 | 0 | 0
20h30 | 0 | -0.97 | -0.86 | -0.76 | -0.61 | -0.61 | -0.61 | 0 | 0
21h30 | 0 | -0.89 | -0.74 | -0.66 | -0.67 | -0.67 | -0.67 | 0 | 0
22h30 | 0 | -0.41 | -0.29 | -0.24 | -0.57 | -0.57 | -0.57 | 0 | 0
23h30 | 0 | 0 | 0 | 0 | -0.21 | -0.21 | -0.21 | 0 | 0
00h30 | 0 | 0 | 0 | 0 | 0 | 0 | 0 | 0 | 0
01h30 | 0 | 0 | 0 | 0 | 0 | 0 | 0 | 0 | 0
02h30 | 0 | 0 | 0 | 0 | 0 | 0 | 0 | 0 | 0
03h30 | 0 | 0 | 0 | 0 | 0 | 0 | 0 | 0 | 0
04h30 | 0 | 0 | 0 | 0 | 0 | 0 | 0 | 0 | 0
05h30 | 0 | 0 | 0 | 0 | 0 | 0 | 0 | 0 | 0
06h30 | 0 | 0 | 0 | 0 | 0 | 0 | 0 | 0 | 0
07h30 | 0 | 0 | 0 | 0 | 0 | 0 | 0 | 0 | 0
08h30 | 0 | 0 | 0 | 0 | 0 | 0 | 0 | 0 | 0
09h30 | 0 | 0 | 0 | 0 | 0 | 0 | 0 | 0 | 0.015
10h30 | 0 | 0 | 0 | 0 | 0 | 0 | 0 | 0 | 0.015
11h30 | 0 | 0 | 0 | 0 | 0 | 0 | 0 | 0 | 0.015
12h30 | 0 | -0.03 | -0.47 | -0.31 | 0 | 0 | 0 | 0 | 0.015
13h30 | 0 | -0.03 | -0.47 | -0.31 | -0.14 | 0 | 0 | 0 | 0.015
14h30 | 0 | 0 | 0 | 0 | -0.14 | 0 | 0 | 0 | 0.015
15h30 | 0 | 0 | 0 | 0 | 0 | 0 | 0 | 0 | 0.015
16h30 | 0 | 0 | 0 | 0 | 0 | 0 | 0 | 0 | 0.015
17h30 | 0 | 0 | 0 | 0 | 0 | 0 | 0 | 0 | 0.015
18h30 | 0 | 0 | 0 | 0 | 0 | 0 | 0 | 0 | 0
19h30 | 0 | 0 | 0 | 0 | 0 | 0 | 0 | 0 | 0
20h30 | 0 | 0 | 0 | 0 | 0 | 0 | 0 | 0 | 0
21h30 | 0 | 0 | 0 | 0 | 0 | 0 | 0 | 0 | 0
22h30 | 0 | 0 | 0 | 0 | 0 | 0 | 0 | 0 | 0
23h30 | 0 | 0 | 0 | 0 | 0 | 0 | 0 | 0 | 0
00h30 | 0 | 0 | 0 | 0 | 0 | 0 | 0 | 0 | 0
01h30 | 0 | 0 | 0 | 0 | 0 | 0 | 0 | 0 | 0
02h30 | 0 | 0 | 0 | 0 | 0 | 0 | 0 | 0 | 0
03h30 | 0 | 0 | 0 | 0 | 0 | 0 | 0 | 0 | 0
04h30 | 0 | 0 | 0 | 0 | 0 | 0 | 0 | 0 | 0
05h30 | 0 | 0 | 0 | 0 | 0 | 0 | 0 | 0 | 0
06h30 | 0 | 0 | 0 | 0 | 0 | 0 | 0 | 0 | 0
07h30 | 0 | 0 | 0 | 0 | 0 | 0 | 0 | 0 | 0
08h30 | 0 | 0 | 0 | 0 | 0 | 0 | 0 | 0 | 0
09h30 | 0 | -0.21 | -0.22 | -0.11 | 0 | 0 | 0 | 0 | 0.015
10h30 | 0 | -0.71 | -0.46 | -0.27 | 0 | 0 | 0 | 0 | 0.015
11h30 | 0 | -1.04 | -0.54 | -0.35 | -0.08 | 0 | 0 | 0 | 0.015
12h30 | 0 | -1.11 | -0.58 | -0.36 | -0.15 | 0 | 0 | 0 | 0.015
13h30 | 0 | -1.21 | -0.62 | -0.39 | -0.15 | 0 | 0 | 0 | 0.015
14h30 | 0 | -1.32 | -0.69 | -0.46 | -0.17 | 0 | 0 | 0 | 0.015
15h30 | 0 | -1.38 | -0.81 | -0.62 | -0.26 | 0 | 0 | 0 | 0.015
16h30 | 0 | -1.41 | -0.89 | -0.72 | -0.43 | 0 | 0 | 0 | 0.015
17h30 | 0 | -1.42 | -1.02 | -0.87 | -0.56 | 0 | 0 | -0.14 | 0.015
18h30 | 0 | -1.38 | -1.08 | -0.94 | -0.72 | 0 | 0 | -0.31 | 0
19h30 | 0 | -1.24 | -0.98 | -0.85 | -0.8 | 0 | 0 | -0.17 | 0
20h30 | 0 | -1.07 | -0.85 | -0.75 | -0.73 | 0 | 0 | 0 | 0
21h30 | 0 | -0.79 | -0.7 | -0.62 | -0.65 | 0 | 0 | 0 | 0
22h30 | 0 | -0.29 | -0.34 | -0.28 | -0.53 | 0 | 0 | 0 | 0
23h30 | 0 | 0 | 0 | 0 | -0.23 | 0 | 0 | 0 | 0
00h30 | 0 | 0 | 0 | 0 | 0 | 0 | 0 | 0 | 0
01h30 | 0 | 0 | 0 | 0 | 0 | 0 | 0 | 0 | 0
02h30 | 0 | 0 | 0 | 0 | 0 | 0 | 0 | 0 | 0
03h30 | 0 | 0 | 0 | 0 | 0 | 0 | 0 | 0 | 0
04h30 | 0 | 0 | 0 | 0 | 0 | 0 | 0 | 0 | 0
05h30 | 0 | 0 | 0 | 0 | 0 | 0 | 0 | 0 | 0
06h30 | 0 | 0 | 0 | 0 | 0 | 0 | 0 | 0 | 0
07h30 | 0 | -0.28 | -0.22 | -0.16 | 0 | 0 | 0 | 0 | 0
08h30 | 0 | -0.73 | -0.51 | -0.4 | -0.09 | 0 | 0 | 0 | 0
09h30 | 0 | -0.96 | -0.59 | -0.47 | -0.29 | 0 | 0 | 0 | 0.015
10h30 | 0 | -1 | -0.61 | -0.46 | -0.35 | 0 | 0 | 0 | 0.015
11h30 | 0 | -1.04 | -0.65 | -0.47 | -0.31 | 0 | 0 | 0 | 0.015
12h30 | 0 | -1.11 | -0.67 | -0.46 | -0.3 | 0 | 0 | 0 | 0.015
13h30 | 0 | -1.23 | -0.69 | -0.48 | -0.27 | 0 | 0 | 0 | 0.015
14h30 | 0 | -1.36 | -0.78 | -0.57 | -0.28 | 0 | 0 | 0 | 0.015
15h30 | 0 | -1.45 | -0.87 | -0.69 | -0.36 | 0 | 0 | 0 | 0.015
16h30 | 0 | -1.52 | -0.94 | -0.78 | -0.51 | 0 | 0 | -0.01 | 0.015
17h30 | 0 | -1.53 | -1.07 | -0.93 | -0.62 | 0 | 0 | -0.22 | 0.015
18h30 | 0 | -1.46 | -1.13 | -0.99 | -0.79 | 0 | 0 | -0.38 | 0
19h30 | 0 | -1.28 | -1.01 | -0.89 | -0.86 | 0 | 0 | -0.18 | 0
20h30 | 0 | -1.08 | -0.86 | -0.76 | -0.78 | -0.14 | 0 | 0 | 0
21h30 | 0 | -0.5 | -0.37 | -0.34 | -0.68 | -0.14 | 0 | 0 | 0
22h30 | 0 | 0 | 0 | 0 | -0.31 | 0 | 0 | 0 | 0
23h30 | 0 | 0 | 0 | 0 | 0 | 0 | 0 | 0 | 0
00h30 | 0 | 0 | 0 | 0 | 0 | 0 | 0 | 0 | 0
01h30 | 0 | 0 | 0 | 0 | 0 | 0 | 0 | 0 | 0
02h30 | 0 | 0 | 0 | 0 | 0 | 0 | 0 | 0 | 0
03h30 | 0 | 0 | 0 | 0 | 0 | 0 | 0 | 0 | 0
04h30 | 0 | 0 | 0 | 0 | 0 | 0 | 0 | 0 | 0
05h30 | 0 | 0 | 0 | 0 | 0 | 0 | 0 | 0 | 0
06h30 | 0 | 0 | 0 | 0 | 0 | 0 | 0 | 0 | 0
07h30 | 0 | -0.28 | -0.01 | 0 | 0 | 0 | 0 | 0 | 0
08h30 | 0 | -0.78 | -0.33 | -0.26 | 0 | 0 | 0 | 0 | 0
09h30 | 0 | -1.07 | -0.6 | -0.48 | -0.19 | 0 | 0 | 0 | 0.015
10h30 | 0 | -1.24 | -0.64 | -0.5 | -0.35 | 0 | 0 | 0 | 0.015
11h30 | 0 | -1.34 | -0.64 | -0.47 | -0.36 | 0 | 0 | 0 | 0.015
12h30 | 0 | -1.36 | -0.64 | -0.45 | -0.3 | 0 | 0 | 0 | 0.015
13h30 | 0 | -1.41 | -0.68 | -0.47 | -0.26 | 0 | 0 | 0 | 0.015
14h30 | 0 | -1.49 | -0.79 | -0.58 | -0.27 | 0 | 0 | 0 | 0.015
15h30 | 0 | -1.59 | -0.9 | -0.71 | -0.37 | 0 | 0 | 0 | 0.015
16h30 | 0 | -1.62 | -0.96 | -0.8 | -0.53 | 0 | 0 | -0.06 | 0.015
17h30 | 0 | -1.65 | -1.08 | -0.93 | -0.64 | 0 | 0 | -0.28 | 0.015
18h30 | 0 | -1.52 | -1.12 | -0.99 | -0.78 | 0 | 0 | -0.23 | 0
19h30 | 0 | -1.23 | -0.97 | -0.87 | -0.86 | 0 | 0 | 0 | 0
20h30 | 0 | -0.55 | -0.4 | -0.35 | -0.75 | 0 | 0 | 0 | 0
21h30 | 0 | 0 | 0 | 0 | -0.31 | 0 | 0 | 0 | 0
22h30 | 0 | 0 | 0 | 0 | 0 | 0 | 0 | 0 | 0
23h30 | 0 | 0 | 0 | 0 | 0 | 0 | 0 | 0 | 0
00h30 | 0 | 0 | 0 | 0 | 0 | 0 | 0 | 0 | 0
01h30 | 0 | 0 | 0 | 0 | 0 | 0 | 0 | 0 | 0
02h30 | 0 | 0 | 0 | 0 | 0 | 0 | 0 | 0 | 0
03h30 | 0 | 0 | 0 | 0 | 0 | 0 | 0 | 0 | 0
04h30 | 0 | 0 | 0 | 0 | 0 | 0 | 0 | 0 | 0
05h30 | 0 | 0 | 0 | 0 | 0 | 0 | 0 | 0 | 0
06h30 | 0 | 0 | 0 | 0 | 0 | 0 | 0 | 0 | 0
07h30 | 0 | -0.53 | -0.13 | -0.07 | 0 | 0 | 0 | 0 | 0
08h30 | 0 | -1.03 | -0.47 | -0.37 | -0.02 | -0.04 | 0 | 0 | 0
09h30 | 0 | -1.01 | -0.61 | -0.5 | -0.27 | -0.04 | 0 | 0 | 0.015
10h30 | 0 | -1.03 | -0.63 | -0.49 | -0.39 | 0 | 0 | 0 | 0.015
11h30 | 0 | -1.06 | -0.68 | -0.51 | -0.35 | 0 | 0 | 0 | 0.015
12h30 | 0 | -1.09 | -0.72 | -0.52 | -0.35 | 0 | 0 | 0 | 0.015
13h30 | 0 | -1.14 | -0.76 | -0.55 | -0.33 | 0 | 0 | 0 | 0.015
14h30 | 0 | -1.22 | -0.85 | -0.64 | -0.34 | 0 | 0 | 0 | 0.015
15h30 | 0 | -1.26 | -0.95 | -0.75 | -0.43 | 0 | 0 | 0 | 0.015
16h30 | 0 | -1.26 | -0.98 | -0.81 | -0.57 | 0 | 0 | 0 | 0.015
17h30 | 0 | -0.62 | -0.52 | -0.45 | -0.65 | 0 | 0 | 0 | 0.015
18h30 | 0 | 0 | 0 | 0 | -0.38 | 0 | 0 | 0 | 0
19h30 | 0 | 0 | 0 | 0 | 0 | 0 | 0 | 0 | 0
20h30 | 0 | 0 | 0 | 0 | 0 | 0 | 0 | 0 | 0
21h30 | 0 | 0 | 0 | 0 | 0 | 0 | 0 | 0 | 0
22h30 | 0 | 0 | 0 | 0 | 0 | 0 | 0 | 0 | 0
23h30 | 0 | 0 | 0 | 0 | 0 | 0 | 0 | 0 | 0
00h30 | 0 | 0 | 0 | 0 | 0 | 0 | 0 | 0 | 0
01h30 | 0 | 0 | 0 | 0 | 0 | 0 | 0 | 0 | 0
02h30 | 0 | 0 | 0 | 0 | 0 | 0 | 0 | 0 | 0
03h30 | 0 | 0 | 0 | 0 | 0 | 0 | 0 | 0 | 0
04h30 | 0 | 0 | 0 | 0 | 0 | 0 | 0 | 0 | 0
05h30 | 0 | 0 | 0 | 0 | 0 | 0 | 0 | 0 | 0
06h30 | 0 | 0 | 0 | 0 | 0 | 0 | 0 | 0 | 0
07h30 | 0 | 0 | 0 | 0 | 0 | 0 | 0 | 0 | 0
08h30 | 0 | 0 | 0 | 0 | 0 | 0 | 0 | 0 | 0
09h30 | 0 | 0 | 0 | 0 | 0 | 0 | 0 | 0 | 0.015
10h30 | 0 | 0 | 0 | 0 | 0 | 0 | 0 | 0 | 0.015
11h30 | 0 | 0 | 0 | 0 | 0 | 0 | 0 | 0 | 0.015
12h30 | 0 | -0.5 | -0.5 | -0.45 | 0 | 0 | 0 | 0 | 0.015
13h30 | 0 | -0.5 | -0.5 | -0.45 | -0.27 | 0 | 0 | 0 | 0.015
14h30 | 0 | 0 | 0 | 0 | -0.27 | 0 | 0 | 0 | 0.015
15h30 | 0 | -0.6 | -0.67 | -0.6 | 0 | 0 | 0 | 0 | 0.015
16h30 | 0 | -0.6 | -0.67 | -0.6 | -0.52 | 0 | 0 | 0 | 0.015
17h30 | 0 | 0 | 0 | 0 | -0.52 | 0 | 0 | 0 | 0.015
18h30 | 0 | 0 | 0 | 0 | 0 | 0 | 0 | 0 | 0
19h30 | 0 | 0 | 0 | 0 | 0 | 0 | 0 | 0 | 0
20h30 | 0 | 0 | 0 | 0 | 0 | 0 | 0 | 0 | 0
21h30 | 0 | 0 | 0 | 0 | 0 | 0 | 0 | 0 | 0
22h30 | 0 | 0 | 0 | 0 | 0 | 0 | 0 | 0 | 0
23h30 | 0 | 0 | 0 | 0 | 0 | 0 | 0 | 0 | 0
00h30 | 0 | 0 | 0 | 0 | 0 | 0 | 0 | 0 | 0
01h30 | 0 | 0 | 0 | 0 | 0 | 0 | 0 | 0 | 0
02h30 | 0 | 0 | 0 | 0 | 0 | 0 | 0 | 0 | 0
03h30 | 0 | 0 | 0 | 0 | 0 | 0 | 0 | 0 | 0
04h30 | 0 | 0 | 0 | 0 | 0 | 0 | 0 | 0 | 0
05h30 | 0 | 0 | 0 | 0 | 0 | 0 | 0 | 0 | 0
06h30 | 0 | 0 | 0 | 0 | 0 | 0 | 0 | 0 | 0
07h30 | 0 | 0 | 0 | 0 | 0 | 0 | 0 | 0 | 0
08h30 | 0 | 0 | 0 | 0 | 0 | 0 | 0 | 0 | 0
09h30 | 0 | 0 | 0 | 0 | 0 | 0 | 0 | 0 | 0.015
10h30 | 0 | 0 | 0 | 0 | 0 | 0 | 0 | 0 | 0.015
11h30 | 0 | 0 | 0 | 0 | 0 | 0 | 0 | 0 | 0.015
12h30 | 0 | -0.5 | -0.52 | -0.48 | 0 | 0 | 0 | 0 | 0.015
13h30 | 0 | -0.99 | -1 | -0.76 | -0.28 | 0 | 0 | 0 | 0.015
14h30 | 0 | -0.49 | -0.48 | -0.29 | -0.45 | 0 | 0 | 0 | 0.015
15h30 | 0 | -0.59 | -0.63 | -0.58 | -0.16 | 0 | 0 | 0 | 0.015
16h30 | 0 | -1.04 | -1.09 | -0.95 | -0.45 | 0 | 0 | 0 | 0.015
17h30 | 0 | -0.45 | -0.46 | -0.37 | -0.72 | 0 | 0 | 0 | 0.015
18h30 | 0 | 0 | 0 | 0 | -0.27 | 0 | 0 | 0 | 0
19h30 | 0 | 0 | 0 | 0 | 0 | 0 | 0 | 0 | 0
20h30 | 0 | 0 | 0 | 0 | 0 | 0 | 0 | 0 | 0
21h30 | 0 | 0 | 0 | 0 | 0 | 0 | 0 | 0 | 0
22h30 | 0 | 0 | 0 | 0 | 0 | 0 | 0 | 0 | 0
23h30 | 0 | 0 | 0 | 0 | 0 | 0 | 0 | 0 | 0
00h30 | 0 | 0 | 0 | 0 | 0 | 0 | 0 | 0 | 0
01h30 | 0 | 0 | 0 | 0 | 0 | 0 | 0 | 0 | 0
02h30 | 0 | 0 | 0 | 0 | 0 | 0 | 0 | 0 | 0
03h30 | 0 | 0 | 0 | 0 | 0 | 0 | 0 | 0 | 0
04h30 | 0 | 0 | 0 | 0 | 0 | 0 | 0 | 0 | 0
05h30 | 0 | 0 | 0 | 0 | 0 | 0 | 0 | 0 | 0
06h30 | 0 | 0 | 0 | 0 | 0 | 0 | 0 | 0 | 0
07h30 | 0 | 0 | 0 | 0 | 0 | 0 | 0 | 0 | 0
08h30 | 0 | 0 | 0 | 0 | 0 | 0 | 0 | 0 | 0
09h30 | 0 | 0 | 0 | 0 | 0 | 0 | 0 | 0 | 0.015
10h30 | 0 | 0 | 0 | 0 | 0 | 0 | 0 | 0 | 0.015
11h30 | 0 | 0 | 0 | 0 | 0 | 0 | 0 | 0 | 0.015
12h30 | 0 | -0.38 | -0.5 | -0.35 | 0 | 0 | 0 | 0 | 0.015
13h30 | 0 | -0.88 | -0.87 | -0.56 | -0.15 | 0 | 0 | 0 | 0.015
14h30 | 0 | -1.06 | -0.85 | -0.53 | -0.25 | 0 | 0 | 0 | 0.015
15h30 | 0 | -0.56 | -0.47 | -0.32 | -0.28 | 0 | 0 | 0 | 0.015
16h30 | 0 | 0 | 0 | 0 | -0.19 | 0 | 0 | 0 | 0.015
17h30 | 0 | 0 | 0 | 0 | 0 | 0 | 0 | 0 | 0.015
18h30 | 0 | 0 | 0 | 0 | 0 | 0 | 0 | 0 | 0
19h30 | 0 | 0 | 0 | 0 | 0 | 0 | 0 | 0 | 0
20h30 | 0 | 0 | 0 | 0 | 0 | 0 | 0 | 0 | 0
21h30 | 0 | 0 | 0 | 0 | 0 | 0 | 0 | 0 | 0
22h30 | 0 | 0 | 0 | 0 | 0 | 0 | 0 | 0 | 0
23h30 | 0 | 0 | 0 | 0 | 0 | 0 | 0 | 0 | 0
00h30 | 0 | 0 | 0 | 0 | 0 | 0 | 0 | 0 | 0
01h30 | 0 | 0 | 0 | 0 | 0 | 0 | 0 | 0 | 0
02h30 | 0 | 0 | 0 | 0 | 0 | 0 | 0 | 0 | 0
03h30 | 0 | 0 | 0 | 0 | 0 | 0 | 0 | 0 | 0
04h30 | 0 | 0 | 0 | 0 | 0 | 0 | 0 | 0 | 0
05h30 | 0 | 0 | 0 | 0 | 0 | 0 | 0 | 0 | 0
06h30 | 0 | 0 | 0 | 0 | 0 | 0 | 0 | 0 | 0
07h30 | 0 | 0 | 0 | 0 | 0 | 0 | 0 | 0 | 0
08h30 | 0 | 0 | 0 | 0 | 0 | 0 | 0 | 0 | 0
09h30 | 0 | -0.24 | -0.16 | -0.05 | 0 | 0 | 0 | 0 | 0.015
10h30 | 0 | -0.66 | -0.39 | -0.18 | 0 | 0 | 0 | 0 | 0.015
11h30 | 0 | -0.92 | -0.5 | -0.28 | -0.02 | 0 | 0 | 0 | 0.015
12h30 | 0 | -1 | -0.56 | -0.32 | -0.06 | 0 | 0 | 0 | 0.015
13h30 | 0 | -1.06 | -0.62 | -0.37 | -0.1 | 0 | 0 | 0 | 0.015
14h30 | 0 | -1.17 | -0.71 | -0.46 | -0.13 | 0 | 0 | 0 | 0.015
15h30 | 0 | -1.29 | -0.83 | -0.61 | -0.22 | 0 | 0 | 0 | 0.015
16h30 | 0 | -1.39 | -0.9 | -0.72 | -0.4 | 0 | 0 | 0 | 0.015
17h30 | 0 | -1.4 | -1.02 | -0.85 | -0.54 | 0 | 0 | 0 | 0.015
18h30 | 0 | -1.27 | -1.06 | -0.91 | -0.68 | 0 | 0 | 0 | 0
19h30 | 0 | -0.58 | -0.49 | -0.43 | -0.76 | 0 | 0 | 0 | 0
20h30 | 0 | 0 | 0 | 0 | -0.35 | 0 | 0 | 0 | 0
21h30 | 0 | 0 | 0 | 0 | 0 | 0 | 0 | 0 | 0
22h30 | 0 | 0 | 0 | 0 | 0 | 0 | 0 | 0 | 0
23h30 | 0 | 0 | 0 | 0 | 0 | 0 | 0 | 0 | 0
00h30 | 0 | 0 | 0 | 0 | 0 | 0 | 0 | 0 | 0
01h30 | 0 | 0 | 0 | 0 | 0 | 0 | 0 | 0 | 0
02h30 | 0 | 0 | 0 | 0 | 0 | 0 | 0 | 0 | 0
03h30 | 0 | 0 | 0 | 0 | 0 | 0 | 0 | 0 | 0
04h30 | 0 | 0 | 0 | 0 | 0 | 0 | 0 | 0 | 0
05h30 | 0 | 0 | 0 | 0 | 0 | 0 | 0 | 0 | 0
06h30 | 0 | 0 | 0 | 0 | 0 | 0 | 0 | 0 | 0
07h30 | 0 | 0 | 0 | 0 | 0 | 0 | 0 | 0 | 0
08h30 | 0 | 0 | 0 | 0 | 0 | 0 | 0 | 0 | 0
09h30 | 0 | -0.3 | -0.18 | -0.08 | 0 | 0 | 0 | 0 | 0.015
10h30 | 0 | -0.79 | -0.42 | -0.23 | 0 | 0 | 0 | 0 | 0.015
11h30 | 0 | -0.99 | -0.49 | -0.3 | -0.06 | 0 | 0 | 0 | 0.015
12h30 | 0 | -1.03 | -0.53 | -0.32 | -0.1 | 0 | 0 | 0 | 0.015
13h30 | 0 | -1.09 | -0.56 | -0.34 | -0.11 | 0 | 0 | 0 | 0.015
14h30 | 0 | -1.17 | -0.65 | -0.42 | -0.12 | 0 | 0 | 0 | 0.015
15h30 | 0 | -1.25 | -0.77 | -0.57 | -0.21 | 0 | 0 | 0 | 0.015
16h30 | 0 | -1.35 | -0.85 | -0.69 | -0.38 | 0 | 0 | 0 | 0.015
17h30 | 0 | -1.44 | -0.99 | -0.83 | -0.52 | 0 | 0 | -0.2 | 0.015
18h30 | 0 | -1.39 | -1.05 | -0.9 | -0.68 | 0 | 0 | -0.2 | 0
19h30 | 0 | -1.24 | -0.94 | -0.81 | -0.77 | -0.01 | 0 | 0 | 0
20h30 | 0 | -1.09 | -0.81 | -0.71 | -0.7 | -0.25 | 0 | 0 | 0
21h30 | 0 | -0.91 | -0.66 | -0.58 | -0.62 | -0.27 | 0 | 0 | 0
22h30 | 0 | -0.41 | -0.3 | -0.25 | -0.49 | -0.04 | 0 | 0 | 0
23h30 | 0 | 0 | 0 | 0 | -0.2 | 0 | 0 | 0 | 0
00h30 | 0 | 0 | 0 | 0 | 0 | 0 | 0 | 0 | 0
01h30 | 0 | 0 | 0 | 0 | 0 | 0 | 0 | 0 | 0
02h30 | 0 | 0 | 0 | 0 | 0 | 0 | 0 | 0 | 0
03h30 | 0 | 0 | 0 | 0 | 0 | 0 | 0 | 0 | 0
04h30 | 0 | 0 | 0 | 0 | 0 | 0 | 0 | 0 | 0
05h30 | 0 | 0 | 0 | 0 | 0 | 0 | 0 | 0 | 0
06h30 | 0 | 0 | 0 | 0 | 0 | 0 | 0 | 0 | 0
07h30 | 0 | 0 | 0 | 0 | 0 | 0 | 0 | 0 | 0
08h30 | 0 | -0.5 | -0.28 | -0.2 | 0 | 0 | 0 | 0 | 0
09h30 | 0 | -1 | -0.49 | -0.36 | -0.13 | 0 | 0 | 0 | 0.015
10h30 | 0 | -1 | -0.53 | -0.37 | -0.21 | 0 | 0 | 0 | 0.015
11h30 | 0 | -1.03 | -0.59 | -0.41 | -0.22 | 0 | 0 | 0 | 0.015
12h30 | 0 | -1.1 | -0.65 | -0.43 | -0.23 | 0 | 0 | 0 | 0.015
13h30 | 0 | -1.2 | -0.71 | -0.48 | -0.23 | 0 | 0 | 0 | 0.015
14h30 | 0 | -1.25 | -0.83 | -0.59 | -0.26 | 0 | 0 | 0 | 0.015
15h30 | 0 | -1.24 | -0.91 | -0.69 | -0.37 | 0 | 0 | 0 | 0.015
16h30 | 0 | -1.23 | -0.93 | -0.75 | -0.5 | 0 | 0 | 0 | 0.015
17h30 | 0 | -0.62 | -0.5 | -0.41 | -0.58 | 0 | 0 | 0 | 0.015
18h30 | 0 | -0.82 | -0.67 | -0.64 | -0.32 | 0 | 0 | -0.29 | 0
19h30 | 0 | -0.82 | -0.67 | -0.64 | -0.61 | 0 | 0 | -0.29 | 0
20h30 | 0 | 0 | 0 | 0 | -0.61 | 0 | 0 | 0 | 0
21h30 | 0 | 0 | 0 | 0 | 0 | 0 | 0 | 0 | 0
22h30 | 0 | 0 | 0 | 0 | 0 | 0 | 0 | 0 | 0
23h30 | 0 | 0 | 0 | 0 | 0 | 0 | 0 | 0 | 0
00h30 | 0 | 0 | 0 | 0 | 0 | 0 | 0 | 0 | 0
01h30 | 0 | 0 | 0 | 0 | 0 | 0 | 0 | 0 | 0
02h30 | 0 | 0 | 0 | 0 | 0 | 0 | 0 | 0 | 0
03h30 | 0 | 0 | 0 | 0 | 0 | 0 | 0 | 0 | 0
04h30 | 0 | 0 | 0 | 0 | 0 | 0 | 0 | 0 | 0
05h30 | 0 | 0 | 0 | 0 | 0 | 0 | 0 | 0 | 0
06h30 | 0 | 0 | 0 | 0 | 0 | 0 | 0 | 0 | 0
07h30 | 0 | 0 | 0 | 0 | 0 | 0 | 0 | 0 | 0
08h30 | 0 | 0 | 0 | 0 | 0 | 0 | 0 | 0 | 0
09h30 | 0 | -0.29 | -0.24 | -0.14 | 0 | 0 | 0 | 0 | 0.015
10h30 | 0 | -0.79 | -0.53 | -0.35 | -0.05 | 0 | 0 | 0 | 0.015
11h30 | 0 | -1.02 | -0.61 | -0.41 | -0.17 | 0 | 0 | 0 | 0.015
12h30 | 0 | -1.06 | -0.7 | -0.47 | -0.22 | 0 | 0 | 0 | 0.015
13h30 | 0 | -1.09 | -0.76 | -0.52 | -0.25 | 0 | 0 | 0 | 0.015
14h30 | 0 | -1.16 | -0.86 | -0.61 | -0.29 | 0 | 0 | 0 | 0.015
15h30 | 0 | -1.23 | -0.94 | -0.73 | -0.39 | 0 | 0 | 0 | 0.015
16h30 | 0 | -1.26 | -0.96 | -0.78 | -0.52 | 0 | 0 | 0 | 0.015
17h30 | 0 | -1.23 | -1.05 | -0.89 | -0.6 | 0 | 0 | 0 | 0.015
18h30 | 0 | -0.6 | -0.57 | -0.48 | -0.72 | 0 | 0 | 0 | 0
19h30 | 0 | 0 | 0 | 0 | -0.4 | 0 | 0 | 0 | 0
20h30 | 0 | 0 | 0 | 0 | 0 | 0 | 0 | 0 | 0
21h30 | 0 | 0 | 0 | 0 | 0 | 0 | 0 | 0 | 0
22h30 | 0 | 0 | 0 | 0 | 0 | 0 | 0 | 0 | 0
23h30 | 0 | 0 | 0 | 0 | 0 | 0 | 0 | 0 | 0
00h30 | 0 | 0 | 0 | 0 | 0 | 0 | 0 | 0 | 0
01h30 | 0 | 0 | 0 | 0 | 0 | 0 | 0 | 0 | 0
02h30 | 0 | 0 | 0 | 0 | 0 | 0 | 0 | 0 | 0
03h30 | 0 | 0 | 0 | 0 | 0 | 0 | 0 | 0 | 0
04h30 | 0 | 0 | 0 | 0 | 0 | 0 | 0 | 0 | 0
05h30 | 0 | 0 | 0 | 0 | 0 | 0 | 0 | 0 | 0
06h30 | 0 | 0 | 0 | 0 | 0 | 0 | 0 | 0 | 0
07h30 | 0 | 0 | 0 | 0 | 0 | 0 | 0 | 0 | 0
08h30 | 0 | -0.5 | -0.33 | -0.25 | 0 | -0.04 | 0 | 0 | 0
09h30 | 0 | -1 | -0.57 | -0.42 | -0.17 | -0.05 | 0 | 0 | 0.015
10h30 | 0 | -1 | -0.57 | -0.41 | -0.28 | -0.01 | 0 | 0 | 0.015
11h30 | 0 | -1.06 | -0.63 | -0.44 | -0.26 | 0 | 0 | 0 | 0.015
12h30 | 0 | -1.1 | -0.66 | -0.45 | -0.26 | 0 | 0 | 0 | 0.015
13h30 | 0 | -1.15 | -0.69 | -0.47 | -0.25 | 0 | 0 | 0 | 0.015
14h30 | 0 | -1.24 | -0.78 | -0.56 | -0.26 | 0 | 0 | 0 | 0.015
15h30 | 0 | -1.27 | -0.88 | -0.68 | -0.34 | 0 | 0 | 0 | 0.015
16h30 | 0 | -1.35 | -0.94 | -0.78 | -0.5 | 0 | 0 | 0 | 0.015
17h30 | 0 | -1.45 | -1.07 | -0.93 | -0.61 | 0 | 0 | -0.27 | 0.015
18h30 | 0 | -1.43 | -1.12 | -0.98 | -0.78 | 0 | 0 | -0.45 | 0
19h30 | 0 | -1.23 | -0.97 | -0.86 | -0.85 | -0.14 | 0 | -0.18 | 0
20h30 | 0 | -1.07 | -0.84 | -0.75 | -0.75 | -0.42 | 0 | 0 | 0
21h30 | 0 | -0.53 | -0.43 | -0.39 | -0.66 | -0.28 | 0 | 0 | 0
22h30 | 0 | 0 | 0 | 0 | -0.34 | 0 | 0 | 0 | 0
23h30 | 0 | 0 | 0 | 0 | 0 | 0 | 0 | 0 | 0
00h30 | 0 | 0 | 0 | 0 | 0 | 0 | 0 | 0 | 0
01h30 | 0 | 0 | 0 | 0 | 0 | 0 | 0 | 0 | 0
02h30 | 0 | 0 | 0 | 0 | 0 | 0 | 0 | 0 | 0
03h30 | 0 | 0 | 0 | 0 | 0 | 0 | 0 | 0 | 0
04h30 | 0 | 0 | 0 | 0 | 0 | 0 | 0 | 0 | 0
05h30 | 0 | 0 | 0 | 0 | 0 | 0 | 0 | 0 | 0
06h30 | 0 | 0 | 0 | 0 | 0 | 0 | 0 | 0 | 0
07h30 | 0 | -0.5 | -0.08 | -0.02 | 0 | 0 | 0 | 0 | 0
08h30 | 0 | -1.12 | -0.51 | -0.4 | 0 | -0.2 | 0 | 0 | 0
09h30 | 0 | -1.26 | -0.9 | -0.79 | -0.31 | -0.47 | 0 | 0 | 0.015
10h30 | 0 | -1.31 | -0.94 | -0.82 | -0.66 | -0.28 | 0 | 0 | 0.015
11h30 | 0 | -1.32 | -0.77 | -0.61 | -0.69 | 0 | 0 | 0 | 0.015
12h30 | 0 | -1.31 | -0.7 | -0.49 | -0.44 | 0 | 0 | 0 | 0.015
13h30 | 0 | -1.36 | -0.72 | -0.5 | -0.29 | 0 | 0 | 0 | 0.015
14h30 | 0 | -1.44 | -0.81 | -0.59 | -0.29 | 0 | 0 | 0 | 0.015
15h30 | 0 | -1.52 | -0.89 | -0.7 | -0.38 | 0 | 0 | 0 | 0.015
16h30 | 0 | -1.59 | -0.95 | -0.79 | -0.51 | 0 | 0 | -0.14 | 0.015
17h30 | 0 | -1.54 | -0.93 | -0.78 | -0.63 | 0 | 0 | -0.2 | 0.015
18h30 | 0 | -1.36 | -0.8 | -0.68 | -0.63 | 0 | 0 | -0.07 | 0
19h30 | 0 | -1.19 | -0.81 | -0.69 | -0.55 | 0 | 0 | 0 | 0
20h30 | 0 | -1.1 | -0.83 | -0.74 | -0.59 | -0.28 | 0 | 0 | 0
21h30 | 0 | -0.99 | -0.72 | -0.65 | -0.65 | -0.37 | 0 | 0 | 0
22h30 | 0 | -0.47 | -0.28 | -0.24 | -0.57 | -0.09 | 0 | 0 | 0
23h30 | 0 | 0 | 0 | 0 | -0.21 | 0 | 0 | 0 | 0
00h30 | 0 | 0 | 0 | 0 | 0 | 0 | 0 | 0 | 0
01h30 | 0 | 0 | 0 | 0 | 0 | 0 | 0 | 0 | 0
02h30 | 0 | 0 | 0 | 0 | 0 | 0 | 0 | 0 | 0
03h30 | 0 | 0 | 0 | 0 | 0 | 0 | 0 | 0 | 0
04h30 | 0 | 0 | 0 | 0 | 0 | 0 | 0 | 0 | 0
05h30 | 0 | 0 | 0 | 0 | 0 | 0 | 0 | 0 | 0
06h30 | 0 | -0.4 | -0.14 | -0.11 | 0 | -0.01 | 0 | 0 | 0
07h30 | 0 | -0.97 | -0.41 | -0.35 | -0.07 | -0.15 | 0 | 0 | 0
08h30 | 0 | -1.23 | -0.77 | -0.72 | -0.28 | -0.49 | 0 | 0 | 0
09h30 | 0 | -1.41 | -1.06 | -1.03 | -0.63 | -0.79 | 0 | -0.1 | 0.015
10h30 | 0 | -1.45 | -1.04 | -0.96 | -0.93 | -0.45 | 0 | -0.18 | 0.015
11h30 | 0 | -1.41 | -0.85 | -0.68 | -0.84 | 0 | 0 | -0.08 | 0.015
12h30 | 0 | -1.46 | -0.8 | -0.59 | -0.52 | 0 | 0 | 0 | 0.015
13h30 | 0 | -1.48 | -0.82 | -0.6 | -0.39 | 0 | 0 | 0 | 0.015
14h30 | 0 | -1.49 | -0.9 | -0.68 | -0.39 | 0 | 0 | 0 | 0.015
15h30 | 0 | -1.53 | -0.99 | -0.79 | -0.47 | 0 | 0 | -0.06 | 0.015
16h30 | 0 | -1.55 | -1.02 | -0.86 | -0.6 | 0 | 0 | -0.21 | 0.015
17h30 | 0 | -1.52 | -0.99 | -0.84 | -0.7 | 0 | 0 | -0.24 | 0.015
18h30 | 0 | -1.41 | -0.87 | -0.73 | -0.69 | 0 | 0 | -0.16 | 0
19h30 | 0 | -1.27 | -0.87 | -0.77 | -0.6 | -0.08 | 0 | -0.07 | 0
20h30 | 0 | -1.14 | -0.89 | -0.8 | -0.65 | -0.41 | 0 | 0 | 0
21h30 | 0 | -1.05 | -0.79 | -0.71 | -0.71 | -0.49 | 0 | 0 | 0
22h30 | 0 | -0.52 | -0.35 | -0.32 | -0.63 | -0.16 | 0 | 0 | 0
23h30 | 0 | 0 | 0 | 0 | -0.29 | 0 | 0 | 0 | 0
00h30 | 0 | 0 | 0 | 0 | 0 | 0 | 0 | 0 | 0
01h30 | 0 | 0 | 0 | 0 | 0 | 0 | 0 | 0 | 0
02h30 | 0 | 0 | 0 | 0 | 0 | 0 | 0 | 0 | 0
03h30 | 0 | 0 | 0 | 0 | 0 | 0 | 0 | 0 | 0
04h30 | 0 | 0 | 0 | 0 | 0 | 0 | 0 | 0 | 0
05h30 | 0 | 0 | 0 | 0 | 0 | 0 | 0 | 0 | 0
06h30 | 0 | -0.35 | -0.14 | -0.1 | 0 | -0.02 | 0 | 0 | 0
07h30 | 0 | -0.92 | -0.46 | -0.38 | -0.06 | -0.19 | 0 | 0 | 0
08h30 | 0 | -1.11 | -0.71 | -0.63 | -0.31 | -0.42 | 0 | 0 | 0
09h30 | 0 | -1.08 | -0.77 | -0.66 | -0.54 | -0.44 | 0 | 0 | 0.015
10h30 | 0 | -1.15 | -0.77 | -0.62 | -0.55 | -0.19 | 0 | 0 | 0.015
11h30 | 0 | -1.22 | -0.78 | -0.61 | -0.48 | 0 | 0 | 0 | 0.015
12h30 | 0 | -1.26 | -0.81 | -0.6 | -0.44 | 0 | 0 | 0 | 0.015
13h30 | 0 | -1.33 | -0.82 | -0.61 | -0.41 | 0 | 0 | 0 | 0.015
14h30 | 0 | -1.42 | -0.91 | -0.7 | -0.4 | 0 | 0 | 0 | 0.015
15h30 | 0 | -1.48 | -0.99 | -0.8 | -0.49 | 0 | 0 | -0.05 | 0.015
16h30 | 0 | -1.51 | -1.03 | -0.86 | -0.61 | 0 | 0 | -0.2 | 0.015
17h30 | 0 | -1.5 | -1.14 | -0.99 | -0.7 | -0.04 | 0 | -0.15 | 0.015
18h30 | 0 | -1.4 | -1.17 | -1.04 | -0.85 | -0.05 | 0 | 0 | 0
19h30 | 0 | -1.24 | -1.02 | -0.91 | -0.91 | -0.28 | 0 | 0 | 0
20h30 | 0 | -0.57 | -0.45 | -0.41 | -0.81 | -0.27 | 0 | 0 | 0
21h30 | 0 | 0 | 0 | 0 | -0.36 | 0 | 0 | 0 | 0
22h30 | 0 | -0.5 | -0.58 | -0.56 | 0 | -0.52 | 0 | 0 | 0
23h30 | 0 | -1.03 | -1.22 | -1.2 | -0.55 | -1.14 | 0 | 0 | 0
00h30 | 0 | -0.53 | -0.65 | -0.64 | -1.18 | -0.62 | 0 | 0 | 0
01h30 | 0 | 0 | 0 | 0 | -0.63 | 0 | 0 | 0 | 0
02h30 | 0 | 0 | 0 | 0 | 0 | 0 | 0 | 0 | 0
03h30 | 0 | 0 | 0 | 0 | 0 | 0 | 0 | 0 | 0
04h30 | 0 | 0 | 0 | 0 | 0 | 0 | 0 | 0 | 0
05h30 | 0 | 0 | 0 | 0 | 0 | 0 | 0 | 0 | 0
06h30 | 0 | -0.19 | 0 | 0 | 0 | 0 | 0 | 0 | 0
07h30 | 0 | -0.76 | -0.29 | -0.23 | 0 | -0.08 | 0 | 0 | 0
08h30 | 0 | -1.11 | -0.67 | -0.58 | -0.16 | -0.36 | 0 | 0 | 0
09h30 | 0 | -1.19 | -0.77 | -0.67 | -0.47 | -0.47 | 0 | 0 | 0.015
10h30 | 0 | -1.32 | -0.78 | -0.64 | -0.56 | -0.19 | 0 | 0 | 0.015
11h30 | 0 | -1.41 | -0.79 | -0.62 | -0.5 | 0 | 0 | 0 | 0.015
12h30 | 0 | -1.5 | -0.83 | -0.63 | -0.45 | 0 | 0 | 0 | 0.015
13h30 | 0 | -1.5 | -0.9 | -0.69 | -0.45 | 0 | 0 | 0 | 0.015
14h30 | 0 | -1.38 | -0.95 | -0.73 | -0.49 | 0 | 0 | -0.02 | 0.015
15h30 | 0 | -1.44 | -0.95 | -0.74 | -0.53 | 0 | 0 | -0.05 | 0.015
16h30 | 0 | -1.66 | -0.89 | -0.71 | -0.55 | 0 | 0 | -0.08 | 0.015
17h30 | 0 | -1.55 | -0.93 | -0.79 | -0.54 | 0 | 0 | -0.19 | 0.015
18h30 | 0 | -1.24 | -0.97 | -0.84 | -0.64 | 0 | 0 | -0.14 | 0
19h30 | 0 | -1.19 | -0.92 | -0.79 | -0.7 | -0.14 | 0 | -0.07 | 0
20h30 | 0 | -1.24 | -0.9 | -0.79 | -0.67 | -0.46 | 0 | -0.09 | 0
21h30 | 0 | -1.32 | -0.89 | -0.79 | -0.69 | -0.57 | 0 | -0.06 | 0
22h30 | 0 | -1.47 | -1.44 | -1.39 | -0.7 | -1.24 | 0 | -0.7 | 0
23h30 | 0 | -1.52 | -2 | -2 | -1.34 | -2 | 0 | -1.28 | 0
00h30 | 0 | -1.35 | -1.95 | -1.94 | -2 | -1.92 | -0.73 | -0.89 | 0
01h30 | 0 | -1.26 | -1.88 | -1.85 | -1.93 | -1.81 | -1.57 | -0.51 | 0
02h30 | 0 | -1.18 | -1.59 | -1.56 | -1.84 | -1.53 | -1.41 | -0.23 | 0
03h30 | 0 | -1.09 | -1.36 | -1.34 | -1.55 | -1.3 | -1.21 | 0 | 0
04h30 | 0 | -1.1 | -1.41 | -1.38 | -1.33 | -1.35 | -1.27 | 0 | 0
05h30 | 0 | -1.12 | -1.49 | -1.47 | -1.37 | -1.43 | -1.36 | -0.01 | 0
06h30 | 0 | -1.15 | -1.06 | -1.03 | -1.45 | -0.97 | -0.74 | -0.01 | 0
07h30 | 0 | -1.25 | -0.72 | -0.66 | -1 | -0.5 | 0 | -0.06 | 0
08h30 | 0 | -1.3 | -0.93 | -0.84 | -0.58 | -0.67 | 0 | -0.13 | 0
09h30 | 0 | -1.28 | -0.92 | -0.82 | -0.74 | -0.64 | 0 | -0.13 | 0.015
10h30 | 0 | -1.33 | -0.94 | -0.8 | -0.71 | -0.26 | 0 | -0.07 | 0.015
11h30 | 0 | -1.34 | -0.92 | -0.74 | -0.66 | 0 | 0 | -0.05 | 0.015
12h30 | 0 | -1.34 | -0.92 | -0.71 | -0.56 | 0 | 0 | -0.04 | 0.015
13h30 | 0 | -1.33 | -0.97 | -0.74 | -0.5 | 0 | 0 | -0.04 | 0.015
14h30 | 0 | -1.28 | -1.02 | -0.81 | -0.52 | 0 | 0 | -0.03 | 0.015
15h30 | 0 | -1.33 | -1.08 | -0.89 | -0.6 | 0 | 0 | -0.15 | 0.015
16h30 | 0 | -1.4 | -1.09 | -0.93 | -0.69 | -0.01 | 0 | -0.15 | 0.015
17h30 | 0 | -1.37 | -1.17 | -1.04 | -0.75 | -0.06 | 0 | 0 | 0.015
18h30 | 0 | -1.27 | -1.18 | -1.08 | -0.89 | -0.07 | 0 | 0 | 0
19h30 | 0 | -1.13 | -1.03 | -0.93 | -0.95 | -0.3 | 0 | 0 | 0
20h30 | 0 | -1.04 | -0.89 | -0.8 | -0.81 | -0.62 | 0 | 0 | 0
21h30 | 0 | -0.95 | -0.78 | -0.7 | -0.71 | -0.52 | 0 | 0 | 0
22h30 | 0 | -0.95 | -0.72 | -0.64 | -0.62 | -0.47 | 0 | 0 | 0
23h30 | 0 | -0.89 | -0.75 | -0.67 | -0.56 | -0.52 | 0 | 0 | 0
00h30 | 0 | -0.72 | -0.69 | -0.61 | -0.6 | -0.45 | 0 | 0 | 0
01h30 | 0 | -0.33 | -0.31 | -0.28 | -0.54 | -0.21 | 0 | 0 | 0
02h30 | 0 | 0 | 0 | 0 | -0.25 | 0 | 0 | 0 | 0
03h30 | 0 | 0 | 0 | 0 | 0 | 0 | 0 | 0 | 0
04h30 | 0 | 0 | 0 | 0 | 0 | 0 | 0 | 0 | 0
05h30 | 0 | 0 | 0 | 0 | 0 | 0 | 0 | 0 | 0
06h30 | 0 | 0 | 0 | 0 | 0 | 0 | 0 | 0 | 0
07h30 | 0 | -0.44 | -0.32 | -0.25 | 0 | -0.15 | 0 | 0 | 0
08h30 | 0 | -0.94 | -0.66 | -0.56 | -0.2 | -0.38 | 0 | 0 | 0
09h30 | 0 | -1.03 | -0.69 | -0.59 | -0.46 | -0.41 | 0 | 0 | 0.015
10h30 | 0 | -1.09 | -0.75 | -0.6 | -0.48 | -0.18 | 0 | 0 | 0.015
11h30 | 0 | -1.12 | -0.83 | -0.65 | -0.46 | 0 | 0 | 0 | 0.015
12h30 | 0 | -1.16 | -0.88 | -0.67 | -0.47 | 0 | 0 | 0 | 0.015
13h30 | 0 | -1.22 | -0.94 | -0.72 | -0.47 | 0 | 0 | 0 | 0.015
14h30 | 0 | -1.3 | -1.05 | -0.81 | -0.49 | 0 | 0 | -0.07 | 0.015
15h30 | 0 | -1.39 | -1.1 | -0.9 | -0.59 | 0 | 0 | -0.23 | 0.015
16h30 | 0 | -1.44 | -1.1 | -0.93 | -0.7 | -0.03 | 0 | -0.17 | 0.015
17h30 | 0 | -1.4 | -1.16 | -1.05 | -0.76 | -0.09 | 0 | 0 | 0.015
18h30 | 0 | -0.68 | -0.62 | -0.58 | -0.9 | -0.06 | 0 | 0 | 0
19h30 | 0 | 0 | 0 | 0 | -0.5 | 0 | 0 | 0 | 0
20h30 | 0 | 0 | 0 | 0 | 0 | 0 | 0 | 0 | 0
21h30 | 0 | 0 | 0 | 0 | 0 | 0 | 0 | 0 | 0
22h30 | 0 | 0 | 0 | 0 | 0 | 0 | 0 | 0 | 0
23h30 | 0 | 0 | 0 | 0 | 0 | 0 | 0 | 0 | 0
00h30 | 0 | 0 | 0 | 0 | 0 | 0 | 0 | 0 | 0
01h30 | 0 | 0 | 0 | 0 | 0 | 0 | 0 | 0 | 0
02h30 | 0 | 0 | 0 | 0 | 0 | 0 | 0 | 0 | 0
03h30 | 0 | 0 | 0 | 0 | 0 | 0 | 0 | 0 | 0
04h30 | 0 | 0 | 0 | 0 | 0 | 0 | 0 | 0 | 0
05h30 | 0 | 0 | 0 | 0 | 0 | 0 | 0 | 0 | 0
06h30 | 0 | 0 | 0 | 0 | 0 | 0 | 0 | 0 | 0
07h30 | 0 | -0.47 | -0.27 | -0.21 | 0 | -0.07 | 0 | 0 | 0
08h30 | 0 | -0.97 | -0.64 | -0.53 | -0.15 | -0.32 | 0 | 0 | 0
09h30 | 0 | -1.08 | -0.77 | -0.65 | -0.42 | -0.44 | 0 | 0 | 0.015
10h30 | 0 | -1.16 | -0.8 | -0.65 | -0.53 | -0.19 | 0 | 0 | 0.015
11h30 | 0 | -1.15 | -0.81 | -0.63 | -0.5 | 0 | 0 | 0 | 0.015
12h30 | 0 | -1.14 | -0.82 | -0.61 | -0.45 | 0 | 0 | 0 | 0.015
13h30 | 0 | -1.14 | -0.84 | -0.62 | -0.4 | 0 | 0 | 0 | 0.015
14h30 | 0 | -1.18 | -0.93 | -0.7 | -0.4 | 0 | 0 | 0 | 0.015
15h30 | 0 | -1.23 | -1.02 | -0.81 | -0.49 | 0 | 0 | 0 | 0.015
16h30 | 0 | -1.26 | -1.04 | -0.88 | -0.61 | 0 | 0 | 0 | 0.015
17h30 | 0 | -0.63 | -0.53 | -0.45 | -0.71 | 0 | 0 | 0 | 0.015
18h30 | 0 | 0 | 0 | 0 | -0.37 | 0 | 0 | 0 | 0
19h30 | 0 | 0 | 0 | 0 | 0 | 0 | 0 | 0 | 0
20h30 | 0 | 0 | 0 | 0 | 0 | 0 | 0 | 0 | 0
21h30 | 0 | 0 | 0 | 0 | 0 | 0 | 0 | 0 | 0
22h30 | 0 | 0 | 0 | 0 | 0 | 0 | 0 | 0 | 0
23h30 | 0 | 0 | 0 | 0 | 0 | 0 | 0 | 0 | 0
00h30 | 0 | 0 | 0 | 0 | 0 | 0 | 0 | 0 | 0
01h30 | 0 | 0 | 0 | 0 | 0 | 0 | 0 | 0 | 0
02h30 | 0 | 0 | 0 | 0 | 0 | 0 | 0 | 0 | 0
03h30 | 0 | 0 | 0 | 0 | 0 | 0 | 0 | 0 | 0
04h30 | 0 | 0 | 0 | 0 | 0 | 0 | 0 | 0 | 0
05h30 | 0 | 0 | 0 | 0 | 0 | 0 | 0 | 0 | 0
06h30 | 0 | 0 | 0 | 0 | 0 | 0 | 0 | 0 | 0
07h30 | 0 | -0.34 | -0.14 | -0.07 | 0 | 0 | 0 | 0 | 0
08h30 | 0 | -0.88 | -0.56 | -0.45 | -0.01 | -0.24 | 0 | 0 | 0
09h30 | 0 | -1.09 | -0.92 | -0.79 | -0.34 | -0.51 | 0 | 0 | 0.015
10h30 | 0 | -1.1 | -0.99 | -0.85 | -0.65 | -0.27 | 0 | 0 | 0.015
11h30 | 0 | -1.13 | -0.88 | -0.71 | -0.69 | 0 | 0 | -0.02 | 0.015
12h30 | 0 | -1.23 | -0.84 | -0.63 | -0.54 | 0 | 0 | -0.02 | 0.015
13h30 | 0 | -1.27 | -0.88 | -0.66 | -0.42 | 0 | 0 | -0.02 | 0.015
14h30 | 0 | -1.23 | -0.93 | -0.7 | -0.44 | 0 | 0 | -0.02 | 0.015
15h30 | 0 | -1.19 | -0.96 | -0.74 | -0.48 | 0 | 0 | 0 | 0.015
16h30 | 0 | -1.16 | -0.95 | -0.76 | -0.52 | 0 | 0 | 0 | 0.015
17h30 | 0 | -1.17 | -0.89 | -0.73 | -0.58 | 0 | 0 | 0 | 0.015
18h30 | 0 | -1.02 | -0.78 | -0.64 | -0.56 | 0 | 0 | 0 | 0
19h30 | 0 | -0.44 | -0.38 | -0.32 | -0.49 | 0 | 0 | 0 | 0
20h30 | 0 | 0 | 0 | 0 | -0.27 | 0 | 0 | 0 | 0
21h30 | 0 | 0 | 0 | 0 | 0 | 0 | 0 | 0 | 0
22h30 | 0 | 0 | 0 | 0 | 0 | 0 | 0 | 0 | 0
23h30 | 0 | 0 | 0 | 0 | 0 | 0 | 0 | 0 | 0
00h30 | 0 | 0 | 0 | 0 | 0 | 0 | 0 | 0 | 0
01h30 | 0 | 0 | 0 | 0 | 0 | 0 | 0 | 0 | 0
02h30 | 0 | 0 | 0 | 0 | 0 | 0 | 0 | 0 | 0
03h30 | 0 | 0 | 0 | 0 | 0 | 0 | 0 | 0 | 0
04h30 | 0 | 0 | 0 | 0 | 0 | 0 | 0 | 0 | 0
05h30 | 0 | 0 | 0 | 0 | 0 | 0 | 0 | 0 | 0
06h30 | 0 | 0 | 0 | 0 | 0 | 0 | 0 | 0 | 0
07h30 | 0 | -0.21 | -0.03 | 0 | 0 | 0 | 0 | 0 | 0
08h30 | 0 | -0.72 | -0.35 | -0.3 | 0 | -0.12 | 0 | 0 | 0
09h30 | 0 | -1.14 | -0.76 | -0.67 | -0.22 | -0.37 | 0 | 0 | 0.015
10h30 | 0 | -1.23 | -0.92 | -0.79 | -0.53 | -0.25 | 0 | -0.08 | 0.015
11h30 | 0 | -1.24 | -0.83 | -0.64 | -0.64 | 0 | 0 | -0.08 | 0.015
12h30 | 0 | -1.28 | -0.8 | -0.56 | -0.46 | 0 | 0 | 0 | 0.015
13h30 | 0 | -1.28 | -0.86 | -0.61 | -0.34 | 0 | 0 | 0 | 0.015
14h30 | 0 | -1.33 | -0.94 | -0.71 | -0.38 | 0 | 0 | -0.05 | 0.015
15h30 | 0 | -1.42 | -1 | -0.78 | -0.47 | 0 | 0 | -0.15 | 0.015
16h30 | 0 | -1.48 | -1.01 | -0.83 | -0.57 | 0 | 0 | -0.28 | 0.015
17h30 | 0 | -1.48 | -0.95 | -0.78 | -0.65 | 0 | 0 | -0.29 | 0.015
18h30 | 0 | -1.43 | -0.82 | -0.68 | -0.62 | 0 | 0 | -0.23 | 0
19h30 | 0 | -1.29 | -0.86 | -0.73 | -0.54 | -0.04 | 0 | -0.11 | 0
20h30 | 0 | -1.13 | -0.89 | -0.79 | -0.61 | -0.34 | 0 | 0 | 0
21h30 | 0 | -1.02 | -0.77 | -0.68 | -0.69 | -0.43 | 0 | 0 | 0
22h30 | 0 | -1 | -0.73 | -0.64 | -0.59 | -0.39 | 0 | 0 | 0
23h30 | 0 | -0.5 | -0.42 | -0.38 | -0.55 | -0.27 | 0 | 0 | 0
00h30 | 0 | 0 | 0 | 0 | -0.33 | 0 | 0 | 0 | 0
01h30 | 0 | 0 | 0 | 0 | 0 | 0 | 0 | 0 | 0
02h30 | 0 | 0 | 0 | 0 | 0 | 0 | 0 | 0 | 0
03h30 | 0 | 0 | 0 | 0 | 0 | 0 | 0 | 0 | 0
04h30 | 0 | 0 | 0 | 0 | 0 | 0 | 0 | 0 | 0
05h30 | 0 | 0 | 0 | 0 | 0 | 0 | 0 | 0 | 0
06h30 | 0 | -0.22 | 0 | 0 | 0 | 0 | 0 | 0 | 0
07h30 | 0 | -0.78 | -0.27 | -0.21 | 0 | -0.07 | 0 | 0 | 0
08h30 | 0 | -1.16 | -0.69 | -0.59 | -0.15 | -0.35 | 0 | 0 | 0
09h30 | 0 | -1.28 | -0.86 | -0.75 | -0.48 | -0.51 | 0 | 0 | 0.015
10h30 | 0 | -1.37 | -0.88 | -0.73 | -0.63 | -0.23 | 0 | -0.02 | 0.015
11h30 | 0 | -1.41 | -0.84 | -0.65 | -0.57 | 0 | 0 | -0.02 | 0.015
12h30 | 0 | -1.45 | -0.83 | -0.61 | -0.46 | 0 | 0 | 0 | 0.015
13h30 | 0 | -1.48 | -0.87 | -0.63 | -0.39 | 0 | 0 | -0.01 | 0.015
14h30 | 0 | -1.54 | -0.95 | -0.71 | -0.4 | 0 | 0 | -0.07 | 0.015
15h30 | 0 | -1.74 | -1.03 | -0.82 | -0.47 | 0 | 0 | -0.26 | 0.015
16h30 | 0 | -1.9 | -1.07 | -0.89 | -0.61 | -0.01 | 0 | -0.43 | 0.015
17h30 | 0 | -1.88 | -1.16 | -1.02 | -0.72 | -0.07 | 0 | -0.58 | 0.015
18h30 | 0 | -1.68 | -1.19 | -1.06 | -0.86 | -0.07 | 0 | -0.61 | 0
19h30 | 0 | -1.47 | -1.12 | -1.02 | -0.92 | -0.4 | 0 | -0.52 | 0
20h30 | 0 | -1.46 | -1.09 | -1.02 | -0.9 | -0.82 | 0 | -0.49 | 0
21h30 | 0 | -1.37 | -0.98 | -0.91 | -0.93 | -0.73 | 0 | -0.32 | 0
22h30 | 0 | -1.17 | -1.07 | -1.02 | -0.83 | -0.88 | 0 | -0.09 | 0
23h30 | 0 | -0.53 | -0.63 | -0.62 | -0.97 | -0.59 | 0 | 0 | 0
00h30 | 0 | -0.54 | -0.52 | -0.48 | -0.61 | -0.4 | 0 | 0 | 0
01h30 | 0 | -1.09 | -1.19 | -1.14 | -0.44 | -1.05 | -0.64 | 0 | 0
02h30 | 0 | -1.07 | -1.2 | -1.16 | -1.1 | -1.07 | -0.86 | 0 | 0
03h30 | 0 | -0.52 | -0.53 | -0.5 | -1.12 | -0.42 | -0.22 | 0 | 0
04h30 | 0 | -0.52 | -0.52 | -0.48 | -0.46 | -0.4 | -0.22 | 0 | 0
05h30 | 0 | -1.04 | -1.17 | -1.12 | -0.44 | -1.03 | -0.87 | 0 | 0
06h30 | 0 | -1.14 | -0.99 | -0.94 | -1.09 | -0.86 | -0.65 | 0 | 0
07h30 | 0 | -1.29 | -0.71 | -0.65 | -0.91 | -0.5 | 0 | -0.01 | 0
08h30 | 0 | -1.35 | -0.87 | -0.82 | -0.58 | -0.66 | 0 | -0.13 | 0
09h30 | 0 | -1.41 | -0.97 | -0.87 | -0.74 | -0.67 | 0 | -0.22 | 0.015
10h30 | 0 | -1.52 | -0.97 | -0.88 | -0.76 | -0.29 | 0 | -0.2 | 0.015
11h30 | 0 | -1.6 | -0.96 | -0.8 | -0.72 | 0 | 0 | -0.18 | 0.015
12h30 | 0 | -1.67 | -0.96 | -0.76 | -0.6 | 0 | 0 | -0.17 | 0.015
13h30 | 0 | -1.68 | -1 | -0.77 | -0.53 | 0 | 0 | -0.17 | 0.015
14h30 | 0 | -1.63 | -1.07 | -0.85 | -0.54 | 0 | 0 | -0.21 | 0.015
15h30 | 0 | -1.6 | -1.12 | -0.93 | -0.62 | -0.02 | 0 | -0.33 | 0.015
16h30 | 0 | -1.57 | -1.14 | -0.96 | -0.72 | -0.03 | 0 | -0.42 | 0.015
17h30 | 0 | -1.51 | -1.18 | -1.03 | -0.77 | -0.06 | 0 | -0.5 | 0.015
18h30 | 0 | -1.38 | -1.14 | -1.03 | -0.87 | -0.04 | 0 | -0.29 | 0
19h30 | 0 | -1.21 | -1 | -0.9 | -0.89 | -0.27 | 0 | 0 | 0
20h30 | 0 | -1.1 | -0.92 | -0.81 | -0.79 | -0.62 | 0 | 0 | 0
21h30 | 0 | -1.06 | -0.83 | -0.73 | -0.71 | -0.55 | 0 | 0 | 0
22h30 | 0 | -1.04 | -0.97 | -0.87 | -0.64 | -0.77 | 0 | 0 | 0
23h30 | 0 | -1.05 | -1.25 | -1.23 | -0.82 | -1.19 | 0 | 0 | 0
00h30 | 0 | -1.09 | -1.31 | -1.28 | -1.21 | -1.25 | -0.09 | 0 | 0
01h30 | 0 | -1.09 | -1.27 | -1.2 | -1.27 | -1.12 | -0.61 | 0 | 0
02h30 | 0 | -1.06 | -1.2 | -1.13 | -1.15 | -1.01 | -0.8 | 0 | 0
03h30 | 0 | -1 | -1.01 | -0.95 | -1.06 | -0.83 | -0.64 | 0 | 0
04h30 | 0 | -0.96 | -0.89 | -0.83 | -0.89 | -0.72 | -0.55 | 0 | 0
05h30 | 0 | -0.96 | -0.9 | -0.84 | -0.78 | -0.73 | -0.57 | 0 | 0
06h30 | 0 | -0.98 | -0.66 | -0.61 | -0.79 | -0.51 | -0.39 | 0 | 0
07h30 | 0 | -1.05 | -0.51 | -0.44 | -0.56 | -0.32 | 0 | 0 | 0
08h30 | 0 | -1.07 | -0.6 | -0.52 | -0.38 | -0.39 | 0 | 0 | 0
09h30 | 0 | -1.02 | -0.57 | -0.48 | -0.45 | -0.33 | 0 | 0 | 0.015
10h30 | 0 | -1.06 | -0.62 | -0.49 | -0.38 | -0.09 | 0 | 0 | 0.015
11h30 | 0 | -1.14 | -0.76 | -0.58 | -0.35 | 0 | 0 | 0 | 0.015
12h30 | 0 | -1.2 | -0.88 | -0.66 | -0.41 | 0 | 0 | -0.01 | 0.015
13h30 | 0 | -1.27 | -0.94 | -0.7 | -0.45 | 0 | 0 | -0.05 | 0.015
14h30 | 0 | -1.35 | -1.01 | -0.79 | -0.48 | 0 | 0 | -0.13 | 0.015
15h30 | 0 | -1.45 | -1.07 | -0.87 | -0.56 | 0 | 0 | -0.28 | 0.015
16h30 | 0 | -1.52 | -1.09 | -0.92 | -0.67 | -0.01 | 0 | -0.41 | 0.015
17h30 | 0 | -1.5 | -1.17 | -1.02 | -0.74 | -0.07 | 0 | -0.21 | 0.015
18h30 | 0 | -1.37 | -1.17 | -1.05 | -0.87 | -0.06 | 0 | 0 | 0
19h30 | 0 | -1.2 | -1.02 | -0.9 | -0.91 | -0.29 | 0 | 0 | 0
20h30 | 0 | -1.07 | -0.87 | -0.79 | -0.79 | -0.61 | 0 | 0 | 0
21h30 | 0 | -0.51 | -0.43 | -0.42 | -0.69 | -0.33 | 0 | 0 | 0
22h30 | 0 | 0 | 0 | 0 | -0.38 | 0 | 0 | 0 | 0
23h30 | 0 | 0 | 0 | 0 | 0 | 0 | 0 | 0 | 0
00h30 | 0 | 0 | 0 | 0 | 0 | 0 | 0 | 0 | 0
01h30 | 0 | 0 | 0 | 0 | 0 | 0 | 0 | 0 | 0
02h30 | 0 | 0 | 0 | 0 | 0 | 0 | 0 | 0 | 0
03h30 | 0 | 0 | 0 | 0 | 0 | 0 | 0 | 0 | 0
04h30 | 0 | 0 | 0 | 0 | 0 | 0 | 0 | 0 | 0
05h30 | 0 | 0 | 0 | 0 | 0 | 0 | 0 | 0 | 0
06h30 | 0 | 0 | 0 | 0 | 0 | 0 | 0 | 0 | 0
07h30 | 0 | -0.44 | -0.26 | -0.2 | 0 | -0.1 | 0 | 0 | 0
08h30 | 0 | -0.94 | -0.6 | -0.5 | -0.14 | -0.32 | 0 | 0 | 0
09h30 | 0 | -1.02 | -0.68 | -0.57 | -0.4 | -0.38 | 0 | 0 | 0.015
10h30 | 0 | -1.07 | -0.75 | -0.59 | -0.45 | -0.16 | 0 | 0 | 0.015
11h30 | 0 | -1.11 | -0.85 | -0.65 | -0.44 | 0 | 0 | 0 | 0.015
12h30 | 0 | -1.13 | -0.91 | -0.68 | -0.46 | 0 | 0 | 0 | 0.015
13h30 | 0 | -1.16 | -0.95 | -0.71 | -0.45 | 0 | 0 | 0 | 0.015
14h30 | 0 | -1.25 | -1.03 | -0.78 | -0.47 | 0 | 0 | 0 | 0.015
15h30 | 0 | -1.35 | -1.1 | -0.88 | -0.55 | 0 | 0 | -0.22 | 0.015
16h30 | 0 | -1.39 | -1.1 | -0.91 | -0.66 | -0.01 | 0 | -0.22 | 0.015
17h30 | 0 | -1.35 | -1.15 | -1.02 | -0.73 | -0.05 | 0 | 0 | 0.015
18h30 | 0 | -1.24 | -1.17 | -1.04 | -0.86 | -0.04 | 0 | 0 | 0
19h30 | 0 | -0.58 | -0.56 | -0.49 | -0.9 | 0 | 0 | 0 | 0
20h30 | 0 | 0 | 0 | 0 | -0.44 | 0 | 0 | 0 | 0
21h30 | 0 | 0 | 0 | 0 | 0 | 0 | 0 | 0 | 0
22h30 | 0 | 0 | 0 | 0 | 0 | 0 | 0 | 0 | 0
23h30 | 0 | 0 | 0 | 0 | 0 | 0 | 0 | 0 | 0
00h30 | 0 | 0 | 0 | 0 | 0 | 0 | 0 | 0 | 0
01h30 | 0 | 0 | 0 | 0 | 0 | 0 | 0 | 0 | 0
02h30 | 0 | 0 | 0 | 0 | 0 | 0 | 0 | 0 | 0
03h30 | 0 | 0 | 0 | 0 | 0 | 0 | 0 | 0 | 0
04h30 | 0 | 0 | 0 | 0 | 0 | 0 | 0 | 0 | 0
05h30 | 0 | 0 | 0 | 0 | 0 | 0 | 0 | 0 | 0
06h30 | 0 | 0 | 0 | 0 | 0 | 0 | 0 | 0 | 0
07h30 | 0 | -0.51 | -0.26 | -0.2 | 0 | -0.09 | 0 | 0 | 0
08h30 | 0 | -1.01 | -0.62 | -0.51 | -0.14 | -0.31 | 0 | 0 | 0
09h30 | 0 | -1 | -0.69 | -0.56 | -0.4 | -0.37 | 0 | 0 | 0.015
10h30 | 0 | -1.04 | -0.73 | -0.57 | -0.44 | -0.14 | 0 | 0 | 0.015
11h30 | 0 | -1.1 | -0.83 | -0.63 | -0.41 | 0 | 0 | 0 | 0.015
12h30 | 0 | -1.15 | -0.9 | -0.67 | -0.43 | 0 | 0 | 0 | 0.015
13h30 | 0 | -1.25 | -0.95 | -0.7 | -0.44 | 0 | 0 | -0.03 | 0.015
14h30 | 0 | -1.35 | -1.03 | -0.78 | -0.46 | 0 | 0 | -0.12 | 0.015
15h30 | 0 | -1.43 | -1.09 | -0.88 | -0.55 | 0 | 0 | -0.27 | 0.015
16h30 | 0 | -1.51 | -1.11 | -0.93 | -0.67 | -0.02 | 0 | -0.4 | 0.015
17h30 | 0 | -1.5 | -1.18 | -1.04 | -0.74 | -0.07 | 0 | -0.21 | 0.015
18h30 | 0 | -1.36 | -1.19 | -1.07 | -0.88 | -0.07 | 0 | 0 | 0
19h30 | 0 | -1.18 | -1.03 | -0.92 | -0.94 | -0.3 | 0 | 0 | 0
20h30 | 0 | -0.55 | -0.46 | -0.4 | -0.81 | -0.29 | 0 | 0 | 0
21h30 | 0 | -0.5 | -0.5 | -0.49 | -0.34 | -0.35 | 0 | 0 | 0
22h30 | 0 | -0.5 | -0.5 | -0.49 | -0.43 | -0.35 | 0 | 0 | 0
23h30 | 0 | 0 | 0 | 0 | -0.43 | 0 | 0 | 0 | 0
00h30 | 0 | 0 | 0 | 0 | 0 | 0 | 0 | 0 | 0
01h30 | 0 | 0 | 0 | 0 | 0 | 0 | 0 | 0 | 0
02h30 | 0 | 0 | 0 | 0 | 0 | 0 | 0 | 0 | 0
03h30 | 0 | 0 | 0 | 0 | 0 | 0 | 0 | 0 | 0
04h30 | 0 | 0 | 0 | 0 | 0 | 0 | 0 | 0 | 0
05h30 | 0 | 0 | 0 | 0 | 0 | 0 | 0 | 0 | 0
06h30 | 0 | -0.11 | 0 | 0 | 0 | 0 | 0 | 0 | 0
07h30 | 0 | -0.64 | -0.31 | -0.24 | 0 | -0.13 | 0 | 0 | 0
08h30 | 0 | -1.09 | -0.7 | -0.59 | -0.18 | -0.41 | 0 | 0 | 0
09h30 | 0 | -1.19 | -0.95 | -0.89 | -0.49 | -0.72 | 0 | 0 | 0.015
10h30 | 0 | -1.18 | -1.02 | -0.92 | -0.8 | -0.44 | 0 | 0 | 0.015
11h30 | 0 | -1.12 | -0.93 | -0.75 | -0.79 | 0 | 0 | 0 | 0.015
12h30 | 0 | -1.19 | -0.92 | -0.69 | -0.56 | 0 | 0 | -0.07 | 0.015
13h30 | 0 | -1.29 | -0.96 | -0.72 | -0.46 | 0 | 0 | -0.13 | 0.015
14h30 | 0 | -1.36 | -1.05 | -0.8 | -0.48 | 0 | 0 | -0.16 | 0.015
15h30 | 0 | -1.44 | -1.13 | -0.9 | -0.56 | 0 | 0 | -0.3 | 0.015
16h30 | 0 | -1.52 | -1.13 | -0.94 | -0.68 | -0.03 | 0 | -0.43 | 0.015
17h30 | 0 | -1.48 | -1.06 | -0.89 | -0.76 | -0.03 | 0 | -0.23 | 0.015
18h30 | 0 | -1.35 | -0.91 | -0.77 | -0.73 | 0 | 0 | 0 | 0
19h30 | 0 | -1.21 | -0.89 | -0.77 | -0.63 | -0.16 | 0 | 0 | 0
20h30 | 0 | -1.1 | -0.91 | -0.82 | -0.66 | -0.5 | 0 | 0 | 0
21h30 | 0 | -0.53 | -0.4 | -0.35 | -0.71 | -0.34 | 0 | 0 | 0
22h30 | 0 | 0 | 0 | 0 | -0.31 | 0 | 0 | 0 | 0
23h30 | 0 | 0 | 0 | 0 | 0 | 0 | 0 | 0 | 0
00h30 | 0 | 0 | 0 | 0 | 0 | 0 | 0 | 0 | 0
01h30 | 0 | 0 | 0 | 0 | 0 | 0 | 0 | 0 | 0
02h30 | 0 | 0 | 0 | 0 | 0 | 0 | 0 | 0 | 0
03h30 | 0 | 0 | 0 | 0 | 0 | 0 | 0 | 0 | 0
04h30 | 0 | 0 | 0 | 0 | 0 | 0 | 0 | 0 | 0
05h30 | 0 | 0 | 0 | 0 | 0 | 0 | 0 | 0 | 0
06h30 | 0 | 0 | 0 | 0 | 0 | 0 | 0 | 0 | 0
07h30 | 0 | -0.27 | -0.04 | -0.02 | 0 | 0 | 0 | 0 | 0
08h30 | 0 | -0.8 | -0.43 | -0.38 | 0 | -0.25 | 0 | 0 | 0
09h30 | 0 | -1.15 | -0.9 | -0.81 | -0.29 | -0.58 | 0 | 0 | 0.015
10h30 | 0 | -1.18 | -1.01 | -0.89 | -0.68 | -0.33 | 0 | -0.16 | 0.015
11h30 | 0 | -1.14 | -0.92 | -0.73 | -0.74 | 0 | 0 | -0.16 | 0.015
12h30 | 0 | -1.19 | -0.91 | -0.66 | -0.54 | 0 | 0 | -0.03 | 0.015
13h30 | 0 | -1.26 | -0.96 | -0.7 | -0.43 | 0 | 0 | -0.06 | 0.015
14h30 | 0 | -1.36 | -1.02 | -0.78 | -0.45 | 0 | 0 | -0.13 | 0.015
15h30 | 0 | -1.41 | -1.11 | -0.89 | -0.54 | 0 | 0 | -0.28 | 0.015
16h30 | 0 | -1.43 | -1.12 | -0.92 | -0.66 | -0.01 | 0 | -0.17 | 0.015
17h30 | 0 | -1.43 | -1.05 | -0.88 | -0.74 | -0.01 | 0 | 0 | 0.015
18h30 | 0 | -1.3 | -0.89 | -0.75 | -0.71 | 0 | 0 | 0 | 0
19h30 | 0 | -1.14 | -0.86 | -0.73 | -0.61 | -0.11 | 0 | 0 | 0
20h30 | 0 | -1.05 | -0.87 | -0.77 | -0.62 | -0.42 | 0 | 0 | 0
21h30 | 0 | -0.5 | -0.41 | -0.39 | -0.67 | -0.31 | 0 | 0 | 0
22h30 | 0 | 0 | 0 | 0 | -0.34 | 0 | 0 | 0 | 0
23h30 | 0 | 0 | 0 | 0 | 0 | 0 | 0 | 0 | 0
00h30 | 0 | 0 | 0 | 0 | 0 | 0 | 0 | 0 | 0
01h30 | 0 | 0 | 0 | 0 | 0 | 0 | 0 | 0 | 0
02h30 | 0 | 0 | 0 | 0 | 0 | 0 | 0 | 0 | 0
03h30 | 0 | 0 | 0 | 0 | 0 | 0 | 0 | 0 | 0
04h30 | 0 | 0 | 0 | 0 | 0 | 0 | 0 | 0 | 0
05h30 | 0 | 0 | 0 | 0 | 0 | 0 | 0 | 0 | 0
06h30 | 0 | 0 | 0 | 0 | 0 | 0 | 0 | 0 | 0
07h30 | 0 | -0.51 | -0.17 | -0.11 | 0 | 0 | 0 | 0 | 0
08h30 | 0 | -1.01 | -0.53 | -0.42 | -0.05 | -0.23 | 0 | 0 | 0
09h30 | 0 | -1.04 | -0.68 | -0.56 | -0.31 | -0.35 | 0 | 0 | 0.015
10h30 | 0 | -1.12 | -0.73 | -0.57 | -0.44 | -0.12 | 0 | 0 | 0.015
11h30 | 0 | -1.23 | -0.81 | -0.6 | -0.42 | 0 | 0 | 0 | 0.015
12h30 | 0 | -1.33 | -0.87 | -0.63 | -0.41 | 0 | 0 | -0.02 | 0.015
13h30 | 0 | -1.38 | -0.91 | -0.66 | -0.4 | 0 | 0 | -0.05 | 0.015
14h30 | 0 | -1.38 | -0.98 | -0.74 | -0.41 | 0 | 0 | -0.11 | 0.015
15h30 | 0 | -1.46 | -1.06 | -0.85 | -0.5 | 0 | 0 | -0.26 | 0.015
16h30 | 0 | -1.54 | -1.09 | -0.9 | -0.62 | -0.01 | 0 | -0.39 | 0.015
17h30 | 0 | -1.5 | -1.17 | -1.01 | -0.72 | -0.06 | 0 | -0.53 | 0.015
18h30 | 0 | -1.4 | -1.18 | -1.04 | -0.85 | -0.05 | 0 | -0.32 | 0
19h30 | 0 | -1.23 | -1.02 | -0.9 | -0.9 | -0.28 | 0 | 0 | 0
20h30 | 0 | -0.58 | -0.45 | -0.38 | -0.78 | -0.28 | 0 | 0 | 0
21h30 | 0 | -0.5 | -0.5 | -0.46 | -0.33 | -0.31 | 0 | 0 | 0
22h30 | 0 | -0.5 | -0.5 | -0.46 | -0.4 | -0.31 | 0 | 0 | 0
23h30 | 0 | 0 | 0 | 0 | -0.4 | 0 | 0 | 0 | 0
00h30 | 0 | 0 | 0 | 0 | 0 | 0 | 0 | 0 | 0
01h30 | 0 | 0 | 0 | 0 | 0 | 0 | 0 | 0 | 0
02h30 | 0 | 0 | 0 | 0 | 0 | 0 | 0 | 0 | 0
03h30 | 0 | 0 | 0 | 0 | 0 | 0 | 0 | 0 | 0
04h30 | 0 | 0 | 0 | 0 | 0 | 0 | 0 | 0 | 0
05h30 | 0 | 0 | 0 | 0 | 0 | 0 | 0 | 0 | 0
06h30 | 0 | 0 | 0 | 0 | 0 | 0 | 0 | 0 | 0
07h30 | 0 | -0.53 | -0.15 | -0.09 | 0 | 0 | 0 | 0 | 0
08h30 | 0 | -1.03 | -0.45 | -0.35 | -0.03 | -0.18 | 0 | 0 | 0
09h30 | 0 | -1.04 | -0.66 | -0.55 | -0.25 | -0.35 | 0 | 0 | 0.015
10h30 | 0 | -1.1 | -0.75 | -0.59 | -0.44 | -0.17 | 0 | 0 | 0.015
11h30 | 0 | -1.15 | -0.86 | -0.65 | -0.43 | 0 | 0 | 0 | 0.015
12h30 | 0 | -1.19 | -0.92 | -0.68 | -0.45 | 0 | 0 | -0.01 | 0.015
13h30 | 0 | -1.26 | -0.96 | -0.72 | -0.44 | 0 | 0 | -0.06 | 0.015
14h30 | 0 | -1.36 | -1.06 | -0.83 | -0.47 | 0 | 0 | -0.14 | 0.015
15h30 | 0 | -1.47 | -1.15 | -0.93 | -0.57 | 0 | 0 | -0.31 | 0.015
16h30 | 0 | -1.58 | -1.14 | -0.96 | -0.7 | -0.03 | 0 | -0.44 | 0.015
17h30 | 0 | -1.59 | -1.17 | -1.05 | -0.76 | -0.08 | 0 | -0.55 | 0.015
18h30 | 0 | -1.42 | -1.19 | -1.08 | -0.89 | -0.08 | 0 | -0.34 | 0
19h30 | 0 | -1.22 | -1.06 | -0.93 | -0.94 | -0.32 | 0 | 0 | 0
20h30 | 0 | -1.1 | -0.92 | -0.82 | -0.82 | -0.63 | 0 | 0 | 0
21h30 | 0 | -1.02 | -0.81 | -0.72 | -0.71 | -0.55 | 0 | 0 | 0
22h30 | 0 | -1 | -0.79 | -0.69 | -0.63 | -0.52 | 0 | 0 | 0
23h30 | 0 | -1 | -0.86 | -0.77 | -0.61 | -0.61 | 0 | 0 | 0
00h30 | 0 | -0.91 | -0.93 | -0.84 | -0.69 | -0.68 | 0 | 0 | 0
01h30 | 0 | -0.93 | -1.03 | -0.96 | -0.76 | -0.81 | -0.44 | 0 | 0
02h30 | 0 | -1.05 | -1.19 | -1.13 | -0.88 | -1 | -0.81 | 0 | 0
03h30 | 0 | -1.06 | -1.24 | -1.19 | -1.06 | -1.08 | -0.91 | 0 | 0
04h30 | 0 | -1.05 | -1.23 | -1.17 | -1.14 | -1.07 | -0.91 | 0 | 0
05h30 | 0 | -1.03 | -1.19 | -1.14 | -1.12 | -1.03 | -0.88 | 0 | 0
06h30 | 0 | -1.05 | -0.82 | -0.77 | -1.08 | -0.66 | -0.51 | 0 | 0
07h30 | 0 | -1.11 | -0.61 | -0.55 | -0.7 | -0.43 | 0 | 0 | 0
08h30 | 0 | -1.1 | -0.76 | -0.69 | -0.48 | -0.55 | 0 | 0 | 0
09h30 | 0 | -1.09 | -0.81 | -0.71 | -0.6 | -0.54 | 0 | -0.04 | 0.015
10h30 | 0 | -1.16 | -0.91 | -0.75 | -0.59 | -0.22 | 0 | -0.1 | 0.015
11h30 | 0 | -1.21 | -0.97 | -0.79 | -0.59 | 0 | 0 | -0.14 | 0.015
12h30 | 0 | -1.26 | -1 | -0.8 | -0.59 | 0 | 0 | -0.16 | 0.015
13h30 | 0 | -1.33 | -1.02 | -0.83 | -0.57 | 0 | 0 | -0.17 | 0.015
14h30 | 0 | -1.42 | -1.09 | -0.92 | -0.58 | 0 | 0 | -0.23 | 0.015
15h30 | 0 | -1.53 | -1.17 | -1.01 | -0.67 | -0.04 | 0 | -0.39 | 0.015
16h30 | 0 | -1.6 | -1.21 | -1.01 | -0.77 | -0.08 | 0 | -0.5 | 0.015
17h30 | 0 | -1.6 | -1.23 | -1.1 | -0.83 | -0.13 | -0.03 | -0.61 | 0.015
18h30 | 0 | -1.53 | -1.21 | -1.12 | -0.94 | -0.11 | -0.03 | -0.64 | 0
19h30 | 0 | -1.39 | -1.12 | -1.02 | -0.97 | -0.42 | 0 | -0.55 | 0
20h30 | 0 | -1.26 | -1.04 | -0.95 | -0.91 | -0.78 | 0 | -0.43 | 0
21h30 | 0 | -1.18 | -0.94 | -0.86 | -0.85 | -0.69 | 0 | -0.18 | 0
22h30 | 0 | -1.13 | -1.12 | -1.09 | -0.77 | -0.94 | 0 | 0 | 0
23h30 | 0 | -1.09 | -1.35 | -1.32 | -1.03 | -1.29 | 0 | 0 | 0
00h30 | 0 | -1.12 | -1.37 | -1.35 | -1.31 | -1.32 | -0.27 | 0 | 0
01h30 | 0 | -1.14 | -1.39 | -1.37 | -1.34 | -1.34 | -0.93 | 0 | 0
02h30 | 0 | -1.13 | -1.37 | -1.35 | -1.36 | -1.32 | -1.2 | 0 | 0
03h30 | 0 | -1.11 | -1.35 | -1.33 | -1.34 | -1.3 | -1.2 | 0 | 0
04h30 | 0 | -1.08 | -1.3 | -1.28 | -1.32 | -1.22 | -1.07 | 0 | 0
05h30 | 0 | -1.04 | -1.15 | -1.12 | -1.25 | -1.02 | -0.87 | 0 | 0
06h30 | 0 | -0.99 | -0.76 | -0.7 | -1.06 | -0.61 | -0.44 | 0 | 0
07h30 | 0 | -1.04 | -0.64 | -0.57 | -0.65 | -0.45 | 0 | 0 | 0
08h30 | 0 | -1.08 | -0.8 | -0.73 | -0.5 | -0.6 | 0 | 0 | 0
09h30 | 0 | -1.08 | -0.88 | -0.77 | -0.65 | -0.59 | 0 | 0 | 0.015
10h30 | 0 | -1.16 | -0.97 | -0.81 | -0.65 | -0.28 | 0 | -0.13 | 0.015
11h30 | 0 | -1.22 | -1 | -0.84 | -0.65 | 0 | 0 | -0.24 | 0.015
12h30 | 0 | -1.29 | -1.01 | -0.88 | -0.64 | 0 | 0 | -0.24 | 0.015
13h30 | 0 | -1.38 | -1.05 | -0.92 | -0.64 | 0 | 0 | -0.27 | 0.015
14h30 | 0 | -1.48 | -1.12 | -1.03 | -0.66 | -0.01 | 0 | -0.35 | 0.015
15h30 | 0 | -1.53 | -1.17 | -1.07 | -0.77 | -0.04 | 0 | -0.46 | 0.015
16h30 | 0 | -1.53 | -1.19 | -1.03 | -0.84 | -0.05 | 0 | -0.5 | 0.015
17h30 | 0 | -1.53 | -1.2 | -1.07 | -0.83 | -0.08 | -0.01 | -0.59 | 0.015
18h30 | 0 | -1.5 | -1.17 | -1.1 | -0.92 | -0.09 | -0.01 | -0.66 | 0
19h30 | 0 | -1.39 | -1.11 | -1.05 | -0.97 | -0.45 | 0 | -0.58 | 0
20h30 | 0 | -1.3 | -1.06 | -1 | -0.92 | -0.85 | 0 | -0.47 | 0
21h30 | 0 | -1.24 | -0.99 | -0.92 | -0.9 | -0.77 | 0 | -0.32 | 0
22h30 | 0 | -1.17 | -1.19 | -1.15 | -0.83 | -1.04 | 0 | -0.23 | 0
23h30 | 0 | -1.12 | -1.41 | -1.39 | -1.1 | -1.36 | 0 | -0.24 | 0
00h30 | 0 | -1.13 | -1.4 | -1.37 | -1.37 | -1.35 | -0.34 | -0.11 | 0
01h30 | 0 | -1.14 | -1.38 | -1.36 | -1.36 | -1.33 | -0.98 | 0 | 0
02h30 | 0 | -1.12 | -1.33 | -1.31 | -1.34 | -1.28 | -1.13 | 0 | 0
03h30 | 0 | -1.09 | -1.28 | -1.25 | -1.29 | -1.19 | -1.04 | 0 | 0
04h30 | 0 | -1.06 | -1.2 | -1.15 | -1.23 | -1.06 | -0.91 | 0 | 0
05h30 | 0 | -1.03 | -1.08 | -1.01 | -1.1 | -0.93 | -0.78 | 0 | 0
06h30 | 0 | -1 | -0.76 | -0.69 | -0.96 | -0.6 | -0.43 | 0 | 0
07h30 | 0 | -1.08 | -0.68 | -0.61 | -0.63 | -0.5 | 0 | 0 | 0
08h30 | 0 | -1.12 | -0.86 | -0.78 | -0.53 | -0.66 | 0 | 0 | 0
09h30 | 0 | -1.14 | -0.93 | -0.83 | -0.69 | -0.67 | 0 | -0.14 | 0.015
10h30 | 0 | -1.23 | -1 | -0.86 | -0.71 | -0.33 | 0 | -0.26 | 0.015
11h30 | 0 | -1.3 | -1 | -0.87 | -0.7 | 0 | 0 | -0.26 | 0.015
12h30 | 0 | -1.37 | -1.01 | -0.88 | -0.66 | 0 | 0 | -0.27 | 0.015
13h30 | 0 | -1.44 | -1.05 | -0.92 | -0.64 | 0 | 0 | -0.3 | 0.015
14h30 | 0 | -1.52 | -1.12 | -1.03 | -0.66 | -0.02 | 0 | -0.37 | 0.015
15h30 | 0 | -1.6 | -1.17 | -1.08 | -0.77 | -0.05 | 0 | -0.5 | 0.015
16h30 | 0 | -1.62 | -1.2 | -1.05 | -0.84 | -0.07 | 0 | -0.55 | 0.015
17h30 | 0 | -1.6 | -1.22 | -1.1 | -0.84 | -0.12 | -0.04 | -0.64 | 0.015
18h30 | 0 | -1.54 | -1.21 | -1.14 | -0.95 | -0.13 | -0.05 | -0.69 | 0
19h30 | 0 | -1.41 | -1.14 | -1.08 | -1 | -0.49 | -0.01 | -0.62 | 0
20h30 | 0 | -1.3 | -1.08 | -1.01 | -0.96 | -0.86 | 0 | -0.52 | 0
21h30 | 0 | -1.23 | -1.01 | -0.92 | -0.91 | -0.79 | 0 | -0.35 | 0
22h30 | 0 | -1.18 | -1.22 | -1.16 | -0.83 | -1.07 | 0 | -0.27 | 0
23h30 | 0 | -1.14 | -1.46 | -1.44 | -1.12 | -1.41 | 0 | -0.32 | 0
00h30 | 0 | -1.18 | -1.5 | -1.48 | -1.42 | -1.45 | -0.57 | -0.21 | 0
01h30 | 0 | -1.2 | -1.52 | -1.5 | -1.46 | -1.47 | -1.29 | -0.11 | 0
02h30 | 0 | -1.17 | -1.47 | -1.44 | -1.48 | -1.42 | -1.36 | -0.14 | 0
03h30 | 0 | -1.14 | -1.41 | -1.39 | -1.43 | -1.37 | -1.32 | -0.04 | 0
04h30 | 0 | -1.12 | -1.38 | -1.36 | -1.38 | -1.34 | -1.3 | 0 | 0
05h30 | 0 | -1.11 | -1.37 | -1.35 | -1.34 | -1.33 | -1.29 | 0 | 0
06h30 | 0 | -1.04 | -0.94 | -0.89 | -1.34 | -0.85 | -0.67 | 0 | 0
07h30 | 0 | -1.05 | -0.68 | -0.61 | -0.85 | -0.5 | 0 | 0 | 0
08h30 | 0 | -1.2 | -0.98 | -0.91 | -0.53 | -0.78 | 0 | -0.25 | 0
09h30 | 0 | -1.32 | -1.13 | -1.09 | -0.81 | -1 | 0 | -0.56 | 0.015
10h30 | 0 | -1.33 | -1.08 | -1.06 | -1.01 | -0.55 | 0 | -0.6 | 0.015
11h30 | 0 | -1.32 | -1 | -0.96 | -0.96 | 0 | 0 | -0.46 | 0.015
12h30 | 0 | -1.39 | -1.03 | -0.95 | -0.76 | 0 | 0 | -0.34 | 0.015
13h30 | 0 | -1.45 | -1.08 | -0.97 | -0.69 | 0 | 0 | -0.37 | 0.015
14h30 | 0 | -1.48 | -1.11 | -1.02 | -0.71 | 0 | 0 | -0.42 | 0.015
15h30 | 0 | -1.49 | -1.1 | -0.98 | -0.78 | 0 | 0 | -0.43 | 0.015
16h30 | 0 | -0.74 | -0.54 | -0.45 | -0.77 | 0 | 0 | -0.21 | 0.015
17h30 | 0 | -0.55 | -0.57 | -0.53 | -0.36 | 0 | 0 | 0 | 0.015
18h30 | 0 | -1.22 | -0.9 | -0.79 | -0.46 | 0 | 0 | -0.12 | 0
19h30 | 0 | -1.32 | -0.88 | -0.78 | -0.65 | -0.16 | 0 | -0.3 | 0
20h30 | 0 | -1.28 | -1.04 | -0.93 | -0.67 | -0.56 | 0 | -0.36 | 0
21h30 | 0 | -1.24 | -0.99 | -0.88 | -0.84 | -0.71 | 0 | -0.28 | 0
22h30 | 0 | -1.18 | -1.23 | -1.18 | -0.79 | -1.02 | 0 | -0.28 | 0
23h30 | 0 | -1.12 | -1.47 | -1.44 | -1.13 | -1.4 | 0 | -0.35 | 0
00h30 | 0 | -1.14 | -1.46 | -1.43 | -1.42 | -1.4 | -0.43 | -0.2 | 0
01h30 | 0 | -1.15 | -1.45 | -1.42 | -1.42 | -1.39 | -1.11 | -0.05 | 0
02h30 | 0 | -1.13 | -1.4 | -1.37 | -1.4 | -1.34 | -1.28 | -0.03 | 0
03h30 | 0 | -1.08 | -1.28 | -1.25 | -1.36 | -1.14 | -1.08 | 0 | 0
04h30 | 0 | -1.03 | -1.08 | -1.02 | -1.22 | -0.92 | -0.78 | 0 | 0
05h30 | 0 | -0.96 | -0.96 | -0.89 | -0.97 | -0.78 | -0.65 | 0 | 0
06h30 | 0 | -0.91 | -0.7 | -0.63 | -0.82 | -0.52 | -0.34 | 0 | 0
07h30 | 0 | -1.02 | -0.64 | -0.58 | -0.56 | -0.47 | 0 | 0 | 0
08h30 | 0 | -1.19 | -0.93 | -0.87 | -0.51 | -0.76 | 0 | -0.24 | 0
09h30 | 0 | -1.32 | -1.09 | -1.04 | -0.79 | -1 | 0 | -0.54 | 0.015
10h30 | 0 | -1.33 | -1.1 | -1.05 | -0.97 | -0.54 | 0 | -0.6 | 0.015
11h30 | 0 | -1.31 | -1 | -0.93 | -0.93 | 0 | 0 | -0.46 | 0.015
12h30 | 0 | -1.37 | -1.01 | -0.91 | -0.73 | 0 | 0 | -0.33 | 0.015
13h30 | 0 | -1.44 | -1.07 | -0.94 | -0.66 | 0 | 0 | -0.34 | 0.015
14h30 | 0 | -1.53 | -1.13 | -1.03 | -0.67 | -0.03 | 0 | -0.41 | 0.015
15h30 | 0 | -1.63 | -1.21 | -1.11 | -0.76 | -0.08 | -0.02 | -0.53 | 0.015
16h30 | 0 | -1.7 | -1.27 | -1.1 | -0.87 | -0.14 | -0.06 | -0.62 | 0.015
17h30 | 0 | -1.67 | -1.24 | -1.03 | -0.9 | -0.13 | -0.05 | -0.57 | 0.015
18h30 | 0 | -1.56 | -1.06 | -0.88 | -0.86 | -0.05 | -0.01 | -0.44 | 0
19h30 | 0 | -1.44 | -1.04 | -0.92 | -0.73 | -0.4 | 0 | -0.5 | 0
20h30 | 0 | -1.36 | -1.09 | -1.03 | -0.82 | -0.86 | 0 | -0.57 | 0
21h30 | 0 | -1.29 | -1.04 | -0.96 | -0.95 | -0.81 | 0 | -0.41 | 0
22h30 | 0 | -1.22 | -1.25 | -1.2 | -0.86 | -1.08 | 0 | -0.34 | 0
23h30 | 0 | -1.15 | -1.45 | -1.42 | -1.17 | -1.39 | 0 | -0.34 | 0
00h30 | 0 | -1.14 | -1.39 | -1.36 | -1.4 | -1.34 | -0.34 | -0.15 | 0
01h30 | 0 | -1.14 | -1.33 | -1.3 | -1.35 | -1.25 | -0.91 | 0 | 0
02h30 | 0 | -1.09 | -1.19 | -1.13 | -1.29 | -1.06 | -0.89 | 0 | 0
03h30 | 0 | -0.99 | -0.97 | -0.89 | -1.08 | -0.79 | -0.64 | 0 | 0
04h30 | 0 | -0.97 | -0.91 | -0.83 | -0.82 | -0.73 | -0.6 | 0 | 0
05h30 | 0 | -1.04 | -1.09 | -1.03 | -0.77 | -0.94 | -0.82 | 0 | 0
06h30 | 0 | -1.09 | -0.88 | -0.82 | -0.96 | -0.73 | -0.54 | 0 | 0
07h30 | 0 | -1.17 | -0.75 | -0.66 | -0.76 | -0.56 | 0 | -0.09 | 0
08h30 | 0 | -1.19 | -0.93 | -0.83 | -0.59 | -0.71 | 0 | -0.26 | 0
09h30 | 0 | -1.21 | -0.96 | -0.89 | -0.74 | -0.74 | 0 | -0.32 | 0.015
10h30 | 0 | -1.29 | -1 | -0.93 | -0.77 | -0.37 | 0 | -0.31 | 0.015
11h30 | 0 | -1.35 | -1 | -0.93 | -0.76 | 0 | 0 | -0.34 | 0.015
12h30 | 0 | -1.42 | -1.02 | -0.93 | -0.71 | -0.01 | 0 | -0.35 | 0.015
13h30 | 0 | -1.49 | -1.07 | -0.95 | -0.68 | -0.01 | 0 | -0.36 | 0.015
14h30 | 0 | -1.57 | -1.14 | -1.05 | -0.69 | -0.03 | 0 | -0.43 | 0.015
15h30 | 0 | -1.66 | -1.22 | -1.13 | -0.79 | -0.09 | -0.03 | -0.57 | 0.015
16h30 | 0 | -1.71 | -1.27 | -1.12 | -0.89 | -0.14 | -0.06 | -0.63 | 0.015
17h30 | 0 | -1.69 | -1.28 | -1.14 | -0.91 | -0.18 | -0.1 | -0.72 | 0.015
18h30 | 0 | -1.6 | -1.22 | -1.15 | -1.01 | -0.18 | -0.09 | -0.74 | 0
19h30 | 0 | -1.47 | -1.15 | -1.08 | -1.03 | -0.53 | -0.02 | -0.67 | 0
20h30 | 0 | -1.36 | -1.1 | -1.05 | -0.99 | -0.92 | 0 | -0.58 | 0
21h30 | 0 | -1.3 | -1.04 | -0.98 | -0.96 | -0.85 | 0 | -0.43 | 0
22h30 | 0 | -1.23 | -1.28 | -1.22 | -0.89 | -1.14 | 0 | -0.38 | 0
23h30 | 0 | -1.18 | -1.52 | -1.49 | -1.2 | -1.47 | 0 | -0.44 | 0
00h30 | 0 | -1.19 | -1.51 | -1.48 | -1.47 | -1.46 | -0.58 | -0.27 | 0
01h30 | 0 | -1.2 | -1.49 | -1.46 | -1.46 | -1.44 | -1.28 | -0.11 | 0
02h30 | 0 | -1.17 | -1.44 | -1.41 | -1.45 | -1.39 | -1.34 | -0.06 | 0
03h30 | 0 | -1.15 | -1.38 | -1.36 | -1.4 | -1.34 | -1.29 | 0 | 0
04h30 | 0 | -1.13 | -1.36 | -1.34 | -1.34 | -1.32 | -1.28 | 0 | 0
05h30 | 0 | -1.13 | -1.37 | -1.35 | -1.32 | -1.33 | -1.3 | 0 | 0
06h30 | 0 | -1.14 | -1 | -0.95 | -1.33 | -0.89 | -0.67 | 0 | 0
07h30 | 0 | -1.2 | -0.78 | -0.69 | -0.9 | -0.59 | 0 | -0.16 | 0
08h30 | 0 | -1.21 | -0.93 | -0.84 | -0.61 | -0.73 | 0 | -0.33 | 0
09h30 | 0 | -1.21 | -0.98 | -0.9 | -0.75 | -0.75 | 0 | -0.35 | 0.015
10h30 | 0 | -1.29 | -1 | -0.96 | -0.78 | -0.38 | 0 | -0.34 | 0.015
11h30 | 0 | -1.36 | -1.01 | -0.96 | -0.78 | 0 | 0 | -0.38 | 0.015
12h30 | 0 | -1.43 | -1.04 | -0.96 | -0.74 | -0.02 | 0 | -0.38 | 0.015
13h30 | 0 | -1.49 | -1.08 | -0.99 | -0.71 | -0.02 | 0 | -0.39 | 0.015
14h30 | 0 | -1.54 | -1.15 | -1.06 | -0.72 | -0.04 | 0 | -0.46 | 0.015
15h30 | 0 | -1.6 | -1.22 | -1.13 | -0.83 | -0.09 | -0.03 | -0.58 | 0.015
16h30 | 0 | -1.61 | -1.23 | -1.1 | -0.9 | -0.11 | -0.04 | -0.6 | 0.015
17h30 | 0 | -1.57 | -1.21 | -1.1 | -0.89 | -0.12 | -0.04 | -0.66 | 0.015
18h30 | 0 | -1.48 | -1.15 | -1.09 | -0.95 | -0.1 | -0.03 | -0.7 | 0
19h30 | 0 | -1.38 | -1.09 | -1.04 | -0.96 | -0.47 | 0 | -0.6 | 0
20h30 | 0 | -1.3 | -1.06 | -1.01 | -0.92 | -0.88 | 0 | -0.46 | 0
21h30 | 0 | -1.26 | -1.03 | -0.96 | -0.91 | -0.83 | 0 | -0.34 | 0
22h30 | 0 | -1.21 | -1.26 | -1.19 | -0.85 | -1.1 | 0 | -0.34 | 0
23h30 | 0 | -1.16 | -1.48 | -1.45 | -1.15 | -1.43 | 0 | -0.39 | 0
00h30 | 0 | -1.17 | -1.48 | -1.45 | -1.43 | -1.43 | -0.57 | -0.24 | 0
01h30 | 0 | -1.19 | -1.49 | -1.46 | -1.44 | -1.44 | -1.28 | -0.11 | 0
02h30 | 0 | -1.17 | -1.46 | -1.43 | -1.45 | -1.41 | -1.36 | -0.15 | 0
03h30 | 0 | -1.16 | -1.43 | -1.4 | -1.42 | -1.38 | -1.34 | -0.11 | 0
04h30 | 0 | -1.15 | -1.43 | -1.4 | -1.39 | -1.39 | -1.35 | -0.1 | 0
05h30 | 0 | -1.15 | -1.46 | -1.43 | -1.39 | -1.41 | -1.38 | -0.13 | 0
06h30 | 0 | -1.15 | -1.05 | -1 | -1.42 | -0.94 | -0.72 | -0.08 | 0
07h30 | 0 | -1.19 | -0.78 | -0.69 | -0.95 | -0.6 | 0 | -0.19 | 0
08h30 | 0 | -1.21 | -0.96 | -0.87 | -0.62 | -0.76 | 0 | -0.36 | 0
09h30 | 0 | -1.22 | -1 | -0.92 | -0.77 | -0.77 | 0 | -0.37 | 0.015
10h30 | 0 | -1.29 | -1.01 | -0.97 | -0.79 | -0.38 | 0 | -0.37 | 0.015
11h30 | 0 | -1.33 | -1.01 | -0.97 | -0.79 | 0 | 0 | -0.39 | 0.015
12h30 | 0 | -1.37 | -1.04 | -0.97 | -0.75 | -0.03 | 0 | -0.38 | 0.015
13h30 | 0 | -1.44 | -1.08 | -0.99 | -0.71 | -0.03 | 0 | -0.39 | 0.015
14h30 | 0 | -1.52 | -1.15 | -1.05 | -0.71 | -0.04 | 0 | -0.45 | 0.015
15h30 | 0 | -1.63 | -1.23 | -1.12 | -0.81 | -0.11 | -0.05 | -0.58 | 0.015
16h30 | 0 | -1.72 | -1.3 | -1.14 | -0.9 | -0.17 | -0.1 | -0.67 | 0.015
17h30 | 0 | -1.73 | -1.32 | -1.21 | -0.94 | -0.23 | -0.15 | -0.77 | 0.015
18h30 | 0 | -1.66 | -1.26 | -1.2 | -1.05 | -0.23 | -0.14 | -0.8 | 0
19h30 | 0 | -1.52 | -1.18 | -1.13 | -1.09 | -0.59 | -0.04 | -0.71 | 0
20h30 | 0 | -1.4 | -1.12 | -1.07 | -1.03 | -0.98 | 0 | -0.62 | 0
21h30 | 0 | -1.32 | -1.06 | -0.99 | -1 | -0.89 | 0 | -0.48 | 0
22h30 | 0 | -1.25 | -1.3 | -1.24 | -0.9 | -1.17 | 0 | -0.44 | 0
23h30 | 0 | -1.19 | -1.55 | -1.52 | -1.19 | -1.5 | 0 | -0.5 | 0
00h30 | 0 | -1.21 | -1.55 | -1.52 | -1.51 | -1.5 | -0.69 | -0.35 | 0
01h30 | 0 | -1.23 | -1.55 | -1.53 | -1.5 | -1.51 | -1.43 | -0.21 | 0
02h30 | 0 | -1.21 | -1.52 | -1.5 | -1.51 | -1.48 | -1.43 | -0.25 | 0
03h30 | 0 | -1.19 | -1.49 | -1.46 | -1.48 | -1.44 | -1.41 | -0.2 | 0
04h30 | 0 | -1.18 | -1.48 | -1.45 | -1.45 | -1.44 | -1.4 | -0.18 | 0
05h30 | 0 | -1.17 | -1.48 | -1.46 | -1.44 | -1.44 | -1.41 | -0.18 | 0
06h30 | 0 | -1.14 | -1.05 | -0.99 | -1.44 | -0.94 | -0.72 | -0.1 | 0
07h30 | 0 | -1.16 | -0.77 | -0.68 | -0.96 | -0.59 | 0 | 0 | 0
08h30 | 0 | -1.17 | -0.94 | -0.83 | -0.6 | -0.73 | 0 | -0.23 | 0
09h30 | 0 | -1.16 | -0.99 | -0.89 | -0.74 | -0.75 | 0 | -0.39 | 0.015
10h30 | 0 | -1.24 | -1.01 | -0.95 | -0.76 | -0.37 | 0 | -0.34 | 0.015
11h30 | 0 | -1.31 | -1.01 | -0.98 | -0.77 | 0 | 0 | -0.39 | 0.015
12h30 | 0 | -1.39 | -1.05 | -0.99 | -0.75 | -0.04 | 0 | -0.42 | 0.015
13h30 | 0 | -1.45 | -1.1 | -1.02 | -0.74 | -0.04 | 0 | -0.44 | 0.015
14h30 | 0 | -1.5 | -1.16 | -1.08 | -0.76 | -0.06 | 0 | -0.51 | 0.015
15h30 | 0 | -1.57 | -1.23 | -1.14 | -0.87 | -0.12 | -0.04 | -0.6 | 0.015
16h30 | 0 | -1.6 | -1.25 | -1.14 | -0.92 | -0.13 | -0.06 | -0.63 | 0.015
17h30 | 0 | -1.58 | -1.25 | -1.15 | -0.91 | -0.16 | -0.08 | -0.71 | 0.015
18h30 | 0 | -1.52 | -1.19 | -1.13 | -0.99 | -0.16 | -0.07 | -0.74 | 0
19h30 | 0 | -1.4 | -1.12 | -1.07 | -1.01 | -0.52 | -0.01 | -0.65 | 0
20h30 | 0 | -1.29 | -1.07 | -1.03 | -0.95 | -0.91 | 0 | -0.53 | 0
21h30 | 0 | -1.22 | -1.03 | -0.95 | -0.92 | -0.84 | 0 | -0.37 | 0
22h30 | 0 | -1.16 | -1.2 | -1.12 | -0.85 | -1.05 | 0 | -0.28 | 0
23h30 | 0 | -1.12 | -1.36 | -1.33 | -1.07 | -1.31 | 0 | -0.14 | 0
00h30 | 0 | -1.13 | -1.36 | -1.33 | -1.31 | -1.31 | -0.42 | 0 | 0
01h30 | 0 | -1.15 | -1.38 | -1.35 | -1.31 | -1.33 | -1.08 | 0 | 0
02h30 | 0 | -1.14 | -1.37 | -1.34 | -1.33 | -1.32 | -1.27 | 0 | 0
03h30 | 0 | -1.13 | -1.35 | -1.33 | -1.32 | -1.31 | -1.27 | 0 | 0
04h30 | 0 | -1.12 | -1.35 | -1.33 | -1.31 | -1.31 | -1.28 | 0 | 0
05h30 | 0 | -1.12 | -1.37 | -1.34 | -1.31 | -1.32 | -1.3 | 0 | 0
06h30 | 0 | -0.96 | -0.95 | -0.9 | -1.33 | -0.85 | -0.67 | 0 | 0
07h30 | 0 | -0.95 | -0.65 | -0.57 | -0.85 | -0.48 | 0 | 0 | 0
08h30 | 0 | -1.05 | -0.82 | -0.71 | -0.49 | -0.61 | 0 | 0 | 0
09h30 | 0 | -1.05 | -0.89 | -0.74 | -0.62 | -0.6 | 0 | 0 | 0.015
10h30 | 0 | -1.14 | -0.96 | -0.8 | -0.61 | -0.29 | 0 | -0.21 | 0.015
11h30 | 0 | -1.22 | -1 | -0.88 | -0.63 | 0 | 0 | -0.38 | 0.015
12h30 | 0 | -1.29 | -1.04 | -0.94 | -0.66 | -0.01 | 0 | -0.39 | 0.015
13h30 | 0 | -1.36 | -1.08 | -1 | -0.69 | -0.01 | 0 | -0.42 | 0.015
14h30 | 0 | -1.42 | -1.15 | -1.06 | -0.72 | -0.03 | 0 | -0.49 | 0.015
15h30 | 0 | -1.5 | -1.21 | -1.11 | -0.82 | -0.09 | -0.03 | -0.58 | 0.015
16h30 | 0 | -1.56 | -1.26 | -1.11 | -0.89 | -0.13 | -0.06 | -0.63 | 0.015
17h30 | 0 | -1.58 | -1.28 | -1.16 | -0.89 | -0.17 | -0.1 | -0.73 | 0.015
18h30 | 0 | -1.53 | -1.23 | -1.17 | -1 | -0.17 | -0.09 | -0.76 | 0
19h30 | 0 | -1.39 | -1.14 | -1.08 | -1.02 | -0.51 | -0.02 | -0.66 | 0
20h30 | 0 | -1.25 | -1.07 | -0.99 | -0.95 | -0.87 | 0 | -0.29 | 0
21h30 | 0 | -1.15 | -0.98 | -0.89 | -0.89 | -0.77 | 0 | 0 | 0
22h30 | 0 | -1.08 | -1.05 | -0.98 | -0.79 | -0.91 | 0 | 0 | 0
23h30 | 0 | -1.03 | -1.14 | -1.11 | -0.93 | -1.09 | 0 | 0 | 0
00h30 | 0 | -1.04 | -1.02 | -0.95 | -1.09 | -0.9 | -0.03 | 0 | 0
01h30 | 0 | -0.95 | -0.84 | -0.74 | -0.91 | -0.65 | -0.3 | 0 | 0
02h30 | 0 | -0.8 | -0.68 | -0.58 | -0.66 | -0.49 | -0.38 | 0 | 0
03h30 | 0 | -0.38 | -0.3 | -0.26 | -0.5 | -0.22 | -0.11 | 0 | 0
04h30 | 0 | 0 | 0 | 0 | -0.23 | 0 | 0 | 0 | 0
05h30 | 0 | 0 | 0 | 0 | 0 | 0 | 0 | 0 | 0
06h30 | 0 | 0 | 0 | 0 | 0 | 0 | 0 | 0 | 0
07h30 | 0 | -0.55 | -0.5 | -0.42 | 0 | -0.34 | 0 | 0 | 0
08h30 | 0 | -1.13 | -1 | -0.87 | -0.35 | -0.74 | 0 | 0 | 0
09h30 | 0 | -1.23 | -1.1 | -1.02 | -0.75 | -0.94 | 0 | 0 | 0.015
10h30 | 0 | -1.24 | -1.09 | -1.07 | -0.95 | -0.55 | 0 | -0.43 | 0.015
11h30 | 0 | -1.24 | -1.01 | -0.97 | -0.94 | 0 | 0 | -0.59 | 0.015
12h30 | 0 | -1.31 | -1.04 | -0.97 | -0.75 | -0.01 | 0 | -0.39 | 0.015
13h30 | 0 | -1.39 | -1.1 | -1.01 | -0.7 | -0.01 | 0 | -0.41 | 0.015
14h30 | 0 | -1.48 | -1.16 | -1.07 | -0.72 | -0.04 | 0 | -0.5 | 0.015
15h30 | 0 | -1.59 | -1.24 | -1.14 | -0.82 | -0.11 | -0.05 | -0.6 | 0.015
16h30 | 0 | -1.67 | -1.3 | -1.14 | -0.91 | -0.17 | -0.1 | -0.67 | 0.015
17h30 | 0 | -1.64 | -1.26 | -1.05 | -0.93 | -0.14 | -0.08 | -0.6 | 0.015
18h30 | 0 | -1.53 | -1.08 | -0.87 | -0.87 | -0.05 | -0.03 | -0.45 | 0
19h30 | 0 | -1.4 | -1.03 | -0.92 | -0.72 | -0.39 | 0 | -0.51 | 0
20h30 | 0 | -1.29 | -1.07 | -1 | -0.79 | -0.83 | 0 | -0.55 | 0
21h30 | 0 | -1.21 | -1 | -0.91 | -0.89 | -0.78 | 0 | -0.28 | 0
22h30 | 0 | -1.13 | -1.13 | -1.07 | -0.81 | -0.96 | 0 | 0 | 0
23h30 | 0 | -1.08 | -1.27 | -1.24 | -1.02 | -1.21 | 0 | 0 | 0
00h30 | 0 | -1.08 | -1.24 | -1.2 | -1.22 | -1.16 | -0.17 | 0 | 0
01h30 | 0 | -1.09 | -1.23 | -1.15 | -1.14 | -1.04 | -0.66 | 0 | 0
02h30 | 0 | -1.07 | -1.19 | -1.09 | -1.07 | -0.99 | -0.86 | 0 | 0
03h30 | 0 | -1.06 | -1.12 | -1.03 | -1.01 | -0.93 | -0.82 | 0 | 0
04h30 | 0 | -1.03 | -1.02 | -0.94 | -0.96 | -0.85 | -0.75 | 0 | 0
05h30 | 0 | -0.99 | -0.97 | -0.88 | -0.87 | -0.8 | -0.71 | 0 | 0
06h30 | 0 | -0.98 | -0.73 | -0.65 | -0.83 | -0.56 | -0.41 | 0 | 0
07h30 | 0 | -1.06 | -0.63 | -0.56 | -0.59 | -0.47 | 0 | 0 | 0
08h30 | 0 | -1.16 | -0.89 | -0.85 | -0.5 | -0.73 | 0 | 0 | 0
09h30 | 0 | -1.24 | -1.09 | -1.03 | -0.75 | -0.94 | 0 | 0 | 0.015
10h30 | 0 | -1.23 | -1.08 | -1.06 | -0.96 | -0.49 | 0 | -0.46 | 0.015
11h30 | 0 | -1.22 | -1.01 | -0.97 | -0.94 | 0 | 0 | -0.62 | 0.015
12h30 | 0 | -1.27 | -1.04 | -0.96 | -0.76 | -0.01 | 0 | -0.4 | 0.015
13h30 | 0 | -1.34 | -1.09 | -0.98 | -0.69 | -0.01 | 0 | -0.39 | 0.015
14h30 | 0 | -1.41 | -1.15 | -1.05 | -0.69 | -0.03 | 0 | -0.46 | 0.015
15h30 | 0 | -1.51 | -1.23 | -1.12 | -0.79 | -0.09 | -0.04 | -0.56 | 0.015
16h30 | 0 | -1.59 | -1.29 | -1.12 | -0.88 | -0.15 | -0.09 | -0.65 | 0.015
17h30 | 0 | -1.59 | -1.25 | -1.04 | -0.91 | -0.14 | -0.08 | -0.59 | 0.015
18h30 | 0 | -1.51 | -1.07 | -0.88 | -0.86 | -0.05 | -0.03 | -0.46 | 0
19h30 | 0 | -1.39 | -1.04 | -0.92 | -0.73 | -0.38 | 0 | -0.51 | 0
20h30 | 0 | -1.29 | -1.08 | -0.99 | -0.79 | -0.81 | 0 | -0.55 | 0
21h30 | 0 | -1.2 | -0.99 | -0.9 | -0.89 | -0.76 | 0 | -0.29 | 0
22h30 | 0 | -1.14 | -1.14 | -1.09 | -0.81 | -0.97 | 0 | 0 | 0
23h30 | 0 | -1.1 | -1.34 | -1.31 | -1.05 | -1.28 | 0 | 0 | 0
00h30 | 0 | -1.12 | -1.36 | -1.33 | -1.29 | -1.3 | -0.36 | 0 | 0
01h30 | 0 | -1.12 | -1.3 | -1.24 | -1.31 | -1.14 | -0.85 | 0 | 0
02h30 | 0 | -0.98 | -0.99 | -0.91 | -1.19 | -0.81 | -0.66 | 0 | 0
03h30 | 0 | -0.43 | -0.38 | -0.34 | -0.83 | -0.32 | -0.17 | 0 | 0
04h30 | 0 | 0 | 0 | 0 | -0.3 | 0 | 0 | 0 | 0
05h30 | 0 | 0 | 0 | 0 | 0 | 0 | 0 | 0 | 0
06h30 | 0 | 0 | 0 | 0 | 0 | 0 | 0 | 0 | 0
07h30 | 0 | 0 | 0 | 0 | 0 | 0 | 0 | 0 | 0
08h30 | 0 | -0.52 | -0.5 | -0.5 | 0 | -0.43 | 0 | 0 | 0
09h30 | 0 | -1.07 | -1 | -0.89 | -0.43 | -0.71 | 0 | 0 | 0.015
10h30 | 0 | -1.16 | -1 | -0.89 | -0.74 | -0.28 | 0 | -0.2 | 0.015
11h30 | 0 | -1.22 | -1 | -0.94 | -0.69 | 0 | 0 | -0.35 | 0.015
12h30 | 0 | -1.29 | -1.04 | -0.94 | -0.7 | -0.03 | 0 | -0.35 | 0.015
13h30 | 0 | -1.37 | -1.09 | -0.98 | -0.69 | -0.03 | 0 | -0.37 | 0.015
14h30 | 0 | -1.47 | -1.16 | -1.05 | -0.7 | -0.04 | 0 | -0.45 | 0.015
15h30 | 0 | -1.59 | -1.23 | -1.11 | -0.81 | -0.1 | -0.03 | -0.58 | 0.015
16h30 | 0 | -1.66 | -1.28 | -1.14 | -0.9 | -0.14 | -0.07 | -0.65 | 0.015
17h30 | 0 | -1.66 | -1.29 | -1.2 | -0.91 | -0.18 | -0.11 | -0.74 | 0.015
18h30 | 0 | -1.58 | -1.22 | -1.16 | -1.01 | -0.15 | -0.08 | -0.75 | 0
19h30 | 0 | -1.43 | -1.13 | -1.05 | -1.02 | -0.49 | -0.01 | -0.64 | 0
20h30 | 0 | -1.31 | -1.07 | -1.01 | -0.93 | -0.87 | 0 | -0.53 | 0
21h30 | 0 | -1.23 | -1.02 | -0.93 | -0.9 | -0.8 | 0 | -0.36 | 0
22h30 | 0 | -1.17 | -1.21 | -1.12 | -0.83 | -1.04 | 0 | -0.29 | 0
23h30 | 0 | -1.13 | -1.42 | -1.39 | -1.04 | -1.37 | 0 | -0.3 | 0
00h30 | 0 | -1.15 | -1.44 | -1.41 | -1.37 | -1.39 | -0.5 | -0.16 | 0
01h30 | 0 | -1.17 | -1.45 | -1.42 | -1.39 | -1.4 | -1.19 | -0.04 | 0
02h30 | 0 | -1.15 | -1.43 | -1.4 | -1.4 | -1.38 | -1.33 | -0.09 | 0
03h30 | 0 | -1.14 | -1.4 | -1.38 | -1.38 | -1.36 | -1.32 | -0.06 | 0
04h30 | 0 | -1.08 | -1.23 | -1.18 | -1.36 | -1.12 | -1.03 | 0 | 0
05h30 | 0 | -0.53 | -0.54 | -0.5 | -1.14 | -0.45 | -0.35 | 0 | 0
06h30 | 0 | 0 | 0 | 0 | -0.47 | 0 | 0 | 0 | 0
07h30 | 0 | -0.53 | -0.51 | -0.43 | 0 | -0.35 | 0 | 0 | 0
08h30 | 0 | -1.06 | -0.93 | -0.8 | -0.35 | -0.66 | 0 | 0 | 0
09h30 | 0 | -1.09 | -0.93 | -0.82 | -0.69 | -0.66 | 0 | -0.15 | 0.015
10h30 | 0 | -1.19 | -1 | -0.89 | -0.69 | -0.34 | 0 | -0.31 | 0.015
11h30 | 0 | -1.24 | -1.01 | -0.94 | -0.7 | 0 | 0 | -0.35 | 0.015
12h30 | 0 | -1.3 | -1.04 | -0.97 | -0.71 | -0.01 | 0 | -0.36 | 0.015
13h30 | 0 | -1.37 | -1.09 | -0.99 | -0.69 | -0.01 | 0 | -0.39 | 0.015
14h30 | 0 | -1.47 | -1.16 | -1.07 | -0.72 | -0.04 | 0 | -0.46 | 0.015
15h30 | 0 | -1.58 | -1.24 | -1.16 | -0.82 | -0.11 | -0.04 | -0.6 | 0.015
16h30 | 0 | -1.66 | -1.3 | -1.16 | -0.91 | -0.16 | -0.09 | -0.65 | 0.015
17h30 | 0 | -1.66 | -1.31 | -1.18 | -0.92 | -0.21 | -0.13 | -0.75 | 0.015
18h30 | 0 | -1.56 | -1.24 | -1.16 | -1.03 | -0.18 | -0.1 | -0.76 | 0
19h30 | 0 | -1.41 | -1.13 | -1.06 | -1.03 | -0.5 | -0.01 | -0.65 | 0
20h30 | 0 | -1.31 | -1.07 | -1.02 | -0.95 | -0.89 | 0 | -0.54 | 0
21h30 | 0 | -1.26 | -1.03 | -0.95 | -0.92 | -0.83 | 0 | -0.39 | 0
22h30 | 0 | -1.21 | -1.28 | -1.22 | -0.85 | -1.13 | 0 | -0.38 | 0
23h30 | 0 | -1.18 | -1.57 | -1.54 | -1.17 | -1.52 | 0 | -0.5 | 0
00h30 | 0 | -1.13 | -1.32 | -1.24 | -1.52 | -1.2 | -0.07 | -0.3 | 0
01h30 | 0 | -1.05 | -1.04 | -0.93 | -1.19 | -0.83 | -0.47 | 0 | 0
02h30 | 0 | -1.04 | -1.03 | -0.93 | -0.84 | -0.83 | -0.67 | 0 | 0
03h30 | 0 | -0.99 | -0.98 | -0.89 | -0.86 | -0.8 | -0.67 | 0 | 0
04h30 | 0 | -0.91 | -0.86 | -0.76 | -0.82 | -0.68 | -0.56 | 0 | 0
05h30 | 0 | -0.76 | -0.67 | -0.58 | -0.69 | -0.51 | -0.4 | 0 | 0
06h30 | 0 | -0.29 | -0.27 | -0.24 | -0.52 | -0.18 | -0.22 | 0 | 0
07h30 | 0 | -0.55 | -0.51 | -0.44 | -0.21 | -0.35 | 0 | 0 | 0
08h30 | 0 | -1.05 | -0.92 | -0.79 | -0.37 | -0.66 | 0 | 0 | 0
09h30 | 0 | -1.07 | -0.9 | -0.79 | -0.68 | -0.64 | 0 | 0 | 0.015
10h30 | 0 | -1.17 | -1 | -0.87 | -0.66 | -0.33 | 0 | -0.2 | 0.015
11h30 | 0 | -1.27 | -1.01 | -0.93 | -0.68 | 0 | 0 | -0.39 | 0.015
12h30 | 0 | -1.36 | -1.04 | -0.99 | -0.71 | -0.02 | 0 | -0.39 | 0.015
13h30 | 0 | -1.46 | -1.1 | -1.01 | -0.72 | -0.02 | 0 | -0.42 | 0.015
14h30 | 0 | -1.57 | -1.17 | -1.07 | -0.74 | -0.06 | 0 | -0.51 | 0.015
15h30 | 0 | -1.67 | -1.21 | -1.12 | -0.84 | -0.1 | -0.01 | -0.6 | 0.015
16h30 | 0 | -1.67 | -1.19 | -1.06 | -0.91 | -0.07 | -0.01 | -0.6 | 0.015
17h30 | 0 | -1.61 | -1.17 | -1.05 | -0.84 | -0.08 | -0.02 | -0.65 | 0.015
18h30 | 0 | -1.53 | -1.13 | -1.05 | -0.9 | -0.09 | -0.02 | -0.7 | 0
19h30 | 0 | -1.41 | -1.08 | -1.01 | -0.93 | -0.47 | 0 | -0.6 | 0
20h30 | 0 | -1.32 | -1.05 | -1 | -0.9 | -0.88 | 0 | -0.46 | 0
21h30 | 0 | -1.25 | -1.02 | -0.94 | -0.91 | -0.82 | 0 | -0.33 | 0
22h30 | 0 | -1.19 | -1.23 | -1.15 | -0.84 | -1.06 | 0 | -0.3 | 0
23h30 | 0 | -1.13 | -1.43 | -1.39 | -1.12 | -1.37 | 0 | -0.32 | 0
00h30 | 0 | -1.14 | -1.41 | -1.37 | -1.37 | -1.35 | -0.42 | -0.15 | 0
01h30 | 0 | -1.15 | -1.38 | -1.35 | -1.35 | -1.33 | -1.07 | 0 | 0
02h30 | 0 | -1.12 | -1.33 | -1.3 | -1.33 | -1.28 | -1.18 | 0 | 0
03h30 | 0 | -1.09 | -1.27 | -1.24 | -1.28 | -1.2 | -1.11 | 0 | 0
04h30 | 0 | -1.06 | -1.16 | -1.09 | -1.23 | -1.03 | -0.91 | 0 | 0
05h30 | 0 | -0.93 | -0.93 | -0.84 | -1.04 | -0.76 | -0.64 | 0 | 0
06h30 | 0 | -0.79 | -0.64 | -0.55 | -0.77 | -0.47 | -0.3 | 0 | 0
07h30 | 0 | -0.94 | -0.67 | -0.56 | -0.48 | -0.48 | 0 | 0 | 0
08h30 | 0 | -1.12 | -0.88 | -0.77 | -0.49 | -0.66 | 0 | -0.17 | 0
09h30 | 0 | -1.19 | -0.96 | -0.87 | -0.67 | -0.73 | 0 | -0.31 | 0.015
10h30 | 0 | -1.29 | -1 | -0.94 | -0.74 | -0.38 | 0 | -0.33 | 0.015
11h30 | 0 | -1.34 | -1.01 | -0.95 | -0.75 | 0 | 0 | -0.38 | 0.015
12h30 | 0 | -1.38 | -1.05 | -0.96 | -0.72 | -0.02 | 0 | -0.39 | 0.015
13h30 | 0 | -1.43 | -1.09 | -0.98 | -0.7 | -0.02 | 0 | -0.42 | 0.015
14h30 | 0 | -1.5 | -1.15 | -1.07 | -0.73 | -0.04 | 0 | -0.49 | 0.015
15h30 | 0 | -1.6 | -1.24 | -1.16 | -0.84 | -0.12 | -0.05 | -0.61 | 0.015
16h30 | 0 | -1.67 | -1.3 | -1.17 | -0.93 | -0.17 | -0.1 | -0.67 | 0.015
17h30 | 0 | -1.68 | -1.31 | -1.19 | -0.94 | -0.22 | -0.14 | -0.76 | 0.015
18h30 | 0 | -1.6 | -1.24 | -1.17 | -1.04 | -0.19 | -0.11 | -0.76 | 0
19h30 | 0 | -1.44 | -1.13 | -1.07 | -1.04 | -0.52 | -0.02 | -0.66 | 0
20h30 | 0 | -1.34 | -1.08 | -1.03 | -0.96 | -0.92 | 0 | -0.55 | 0
21h30 | 0 | -1.28 | -1.03 | -0.96 | -0.93 | -0.85 | 0 | -0.4 | 0
22h30 | 0 | -1.21 | -1.24 | -1.17 | -0.86 | -1.1 | 0 | -0.34 | 0
23h30 | 0 | -1.15 | -1.45 | -1.42 | -1.14 | -1.4 | 0 | -0.35 | 0
00h30 | 0 | -1.16 | -1.42 | -1.39 | -1.4 | -1.37 | -0.47 | -0.16 | 0
01h30 | 0 | -1.16 | -1.4 | -1.37 | -1.38 | -1.35 | -1.13 | 0 | 0
02h30 | 0 | -1.13 | -1.35 | -1.32 | -1.35 | -1.3 | -1.21 | 0 | 0
03h30 | 0 | -1.11 | -1.29 | -1.26 | -1.3 | -1.22 | -1.13 | 0 | 0
04h30 | 0 | -1.07 | -1.2 | -1.14 | -1.24 | -1.08 | -0.96 | 0 | 0
05h30 | 0 | -0.99 | -1.01 | -0.92 | -1.09 | -0.84 | -0.73 | 0 | 0
06h30 | 0 | -0.89 | -0.69 | -0.61 | -0.85 | -0.53 | -0.35 | 0 | 0
07h30 | 0 | -1 | -0.68 | -0.59 | -0.53 | -0.51 | 0 | 0 | 0
08h30 | 0 | -1.11 | -0.88 | -0.78 | -0.52 | -0.67 | 0 | 0 | 0
09h30 | 0 | -1.16 | -0.96 | -0.87 | -0.68 | -0.72 | 0 | -0.21 | 0.015
10h30 | 0 | -1.24 | -1 | -0.95 | -0.74 | -0.38 | 0 | -0.38 | 0.015
11h30 | 0 | -1.29 | -1.01 | -0.98 | -0.76 | 0 | 0 | -0.4 | 0.015
12h30 | 0 | -1.34 | -1.06 | -1 | -0.75 | -0.04 | 0 | -0.41 | 0.015
13h30 | 0 | -1.41 | -1.11 | -1.02 | -0.74 | -0.04 | 0 | -0.42 | 0.015
14h30 | 0 | -1.51 | -1.18 | -1.08 | -0.75 | -0.06 | -0.01 | -0.49 | 0.015
15h30 | 0 | -1.62 | -1.26 | -1.17 | -0.86 | -0.14 | -0.06 | -0.63 | 0.015
16h30 | 0 | -1.7 | -1.32 | -1.2 | -0.95 | -0.18 | -0.12 | -0.69 | 0.015
17h30 | 0 | -1.7 | -1.33 | -1.21 | -0.96 | -0.24 | -0.16 | -0.77 | 0.015
18h30 | 0 | -1.61 | -1.25 | -1.18 | -1.05 | -0.21 | -0.12 | -0.78 | 0
19h30 | 0 | -1.45 | -1.14 | -1.09 | -1.05 | -0.54 | -0.02 | -0.67 | 0
20h30 | 0 | -1.34 | -1.09 | -1.04 | -0.97 | -0.93 | 0 | -0.57 | 0
21h30 | 0 | -1.28 | -1.04 | -0.98 | -0.94 | -0.86 | 0 | -0.41 | 0
22h30 | 0 | -1.22 | -1.27 | -1.21 | -0.88 | -1.13 | 0 | -0.37 | 0
23h30 | 0 | -1.17 | -1.5 | -1.47 | -1.17 | -1.45 | 0 | -0.42 | 0
00h30 | 0 | -1.19 | -1.5 | -1.47 | -1.45 | -1.45 | -0.62 | -0.27 | 0
01h30 | 0 | -1.2 | -1.51 | -1.48 | -1.45 | -1.46 | -1.34 | -0.14 | 0
02h30 | 0 | -1.18 | -1.46 | -1.43 | -1.46 | -1.41 | -1.37 | -0.16 | 0
03h30 | 0 | -1.16 | -1.42 | -1.39 | -1.42 | -1.37 | -1.34 | -0.05 | 0
04h30 | 0 | -1.14 | -1.39 | -1.36 | -1.37 | -1.34 | -1.31 | 0 | 0
05h30 | 0 | -1.11 | -1.34 | -1.32 | -1.34 | -1.3 | -1.27 | 0 | 0
06h30 | 0 | -1.12 | -0.97 | -0.91 | -1.3 | -0.86 | -0.64 | 0 | 0
07h30 | 0 | -1.19 | -0.78 | -0.69 | -0.86 | -0.6 | 0 | -0.17 | 0
08h30 | 0 | -1.29 | -1.04 | -0.98 | -0.61 | -0.88 | 0 | -0.44 | 0
09h30 | 0 | -1.4 | -1.17 | -1.13 | -0.89 | -1.07 | 0 | -0.68 | 0.015
10h30 | 0 | -1.4 | -1.12 | -1.08 | -1.07 | -0.56 | 0 | -0.76 | 0.015
11h30 | 0 | -1.37 | -1.04 | -1 | -1.02 | -0.01 | 0 | -0.6 | 0.015
12h30 | 0 | -1.41 | -1.08 | -1 | -0.85 | -0.07 | 0 | -0.46 | 0.015
13h30 | 0 | -1.47 | -1.13 | -1.03 | -0.79 | -0.06 | 0 | -0.47 | 0.015
14h30 | 0 | -1.55 | -1.2 | -1.11 | -0.79 | -0.1 | -0.03 | -0.55 | 0.015
15h30 | 0 | -1.66 | -1.28 | -1.19 | -0.9 | -0.18 | -0.1 | -0.66 | 0.015
16h30 | 0 | -1.72 | -1.34 | -1.23 | -0.98 | -0.2 | -0.15 | -0.72 | 0.015
17h30 | 0 | -1.69 | -1.31 | -1.14 | -0.99 | -0.18 | -0.13 | -0.63 | 0.015
18h30 | 0 | -1.57 | -1.15 | -0.94 | -0.92 | -0.06 | -0.05 | -0.48 | 0
19h30 | 0 | -1.43 | -1.07 | -0.94 | -0.77 | -0.44 | 0 | -0.52 | 0
20h30 | 0 | -1.34 | -1.09 | -1.04 | -0.82 | -0.92 | 0 | -0.56 | 0
21h30 | 0 | -1.27 | -1.04 | -0.97 | -0.94 | -0.84 | 0 | -0.41 | 0
22h30 | 0 | -1.21 | -1.25 | -1.19 | -0.87 | -1.09 | 0 | -0.35 | 0
23h30 | 0 | -1.16 | -1.48 | -1.45 | -1.13 | -1.43 | 0 | -0.4 | 0
00h30 | 0 | -1.19 | -1.5 | -1.47 | -1.43 | -1.45 | -0.63 | -0.27 | 0
01h30 | 0 | -1.21 | -1.51 | -1.48 | -1.45 | -1.46 | -1.35 | -0.14 | 0
02h30 | 0 | -1.19 | -1.49 | -1.46 | -1.46 | -1.44 | -1.4 | -0.2 | 0
03h30 | 0 | -1.18 | -1.47 | -1.44 | -1.44 | -1.42 | -1.38 | -0.16 | 0
04h30 | 0 | -1.16 | -1.43 | -1.41 | -1.42 | -1.39 | -1.36 | -0.12 | 0
05h30 | 0 | -1.14 | -1.41 | -1.39 | -1.39 | -1.37 | -1.34 | -0.09 | 0
06h30 | 0 | -1.16 | -1.04 | -0.97 | -1.37 | -0.93 | -0.69 | -0.05 | 0
07h30 | 0 | -1.2 | -0.76 | -0.68 | -0.93 | -0.58 | 0 | -0.18 | 0
08h30 | 0 | -1.25 | -0.98 | -0.93 | -0.6 | -0.81 | 0 | -0.4 | 0
09h30 | 0 | -1.31 | -1.13 | -1.09 | -0.82 | -0.99 | 0 | -0.58 | 0.015
10h30 | 0 | -1.3 | -1.1 | -1.06 | -1 | -0.52 | 0 | -0.66 | 0.015
11h30 | 0 | -1.3 | -1.04 | -1 | -0.98 | 0 | 0 | -0.56 | 0.015
12h30 | 0 | -1.38 | -1.08 | -1 | -0.82 | -0.06 | 0 | -0.46 | 0.015
13h30 | 0 | -1.45 | -1.13 | -1.04 | -0.78 | -0.06 | 0 | -0.48 | 0.015
14h30 | 0 | -1.53 | -1.2 | -1.11 | -0.81 | -0.09 | -0.02 | -0.56 | 0.015
15h30 | 0 | -1.63 | -1.28 | -1.19 | -0.9 | -0.17 | -0.09 | -0.66 | 0.015
16h30 | 0 | -1.69 | -1.33 | -1.22 | -0.97 | -0.19 | -0.14 | -0.7 | 0.015
17h30 | 0 | -1.65 | -1.29 | -1.12 | -0.98 | -0.16 | -0.11 | -0.62 | 0.015
18h30 | 0 | -1.52 | -1.12 | -0.91 | -0.91 | -0.05 | -0.04 | -0.47 | 0
19h30 | 0 | -1.38 | -1.05 | -0.93 | -0.74 | -0.39 | 0 | -0.49 | 0
20h30 | 0 | -1.28 | -1.07 | -1.02 | -0.79 | -0.85 | 0 | -0.51 | 0
21h30 | 0 | -1.21 | -1.03 | -0.93 | -0.9 | -0.8 | 0 | -0.18 | 0
22h30 | 0 | -1.15 | -1.18 | -1.09 | -0.83 | -0.99 | 0 | 0 | 0
23h30 | 0 | -1.11 | -1.34 | -1.31 | -1.04 | -1.28 | 0 | 0 | 0
00h30 | 0 | -1.13 | -1.36 | -1.33 | -1.29 | -1.3 | -0.41 | 0 | 0
01h30 | 0 | -1.15 | -1.37 | -1.34 | -1.31 | -1.31 | -1.06 | 0 | 0
02h30 | 0 | -1.13 | -1.35 | -1.32 | -1.32 | -1.29 | -1.24 | 0 | 0
03h30 | 0 | -1.12 | -1.32 | -1.3 | -1.3 | -1.27 | -1.22 | 0 | 0
04h30 | 0 | -1.1 | -1.3 | -1.27 | -1.28 | -1.25 | -1.18 | 0 | 0
05h30 | 0 | -1.09 | -1.29 | -1.27 | -1.26 | -1.25 | -1.17 | 0 | 0
06h30 | 0 | -1.1 | -0.95 | -0.88 | -1.25 | -0.84 | -0.63 | 0 | 0
07h30 | 0 | -1.16 | -0.74 | -0.65 | -0.84 | -0.55 | 0 | 0 | 0
08h30 | 0 | -1.16 | -0.92 | -0.82 | -0.57 | -0.69 | 0 | -0.24 | 0
09h30 | 0 | -1.16 | -0.97 | -0.86 | -0.7 | -0.71 | 0 | -0.38 | 0.015
10h30 | 0 | -1.24 | -1.01 | -0.94 | -0.72 | -0.36 | 0 | -0.35 | 0.015
11h30 | 0 | -1.31 | -1.02 | -0.99 | -0.74 | 0 | 0 | -0.42 | 0.015
12h30 | 0 | -1.38 | -1.07 | -1 | -0.74 | -0.05 | 0 | -0.45 | 0.015
13h30 | 0 | -1.44 | -1.12 | -1.03 | -0.74 | -0.05 | 0 | -0.48 | 0.015
14h30 | 0 | -1.52 | -1.19 | -1.1 | -0.77 | -0.07 | -0.02 | -0.56 | 0.015
15h30 | 0 | -1.61 | -1.28 | -1.18 | -0.88 | -0.15 | -0.08 | -0.67 | 0.015
16h30 | 0 | -1.67 | -1.33 | -1.21 | -0.96 | -0.18 | -0.13 | -0.7 | 0.015
17h30 | 0 | -1.65 | -1.33 | -1.22 | -0.96 | -0.22 | -0.16 | -0.77 | 0.015
18h30 | 0 | -1.54 | -1.25 | -1.18 | -1.05 | -0.18 | -0.11 | -0.77 | 0
19h30 | 0 | -1.39 | -1.13 | -1.08 | -1.05 | -0.5 | -0.02 | -0.66 | 0
20h30 | 0 | -1.28 | -1.07 | -1.02 | -0.94 | -0.88 | 0 | -0.53 | 0
21h30 | 0 | -1.22 | -1.03 | -0.94 | -0.89 | -0.82 | 0 | -0.37 | 0
22h30 | 0 | -1.16 | -1.19 | -1.11 | -0.83 | -1.03 | 0 | -0.12 | 0
23h30 | 0 | -1.11 | -1.34 | -1.31 | -1.06 | -1.28 | 0 | 0 | 0
00h30 | 0 | -1.12 | -1.33 | -1.3 | -1.29 | -1.27 | -0.35 | 0 | 0
01h30 | 0 | -1.13 | -1.3 | -1.27 | -1.28 | -1.21 | -0.93 | 0 | 0
02h30 | 0 | -1.09 | -1.21 | -1.13 | -1.23 | -1.05 | -0.92 | 0 | 0
03h30 | 0 | -0.95 | -0.94 | -0.84 | -1.07 | -0.74 | -0.64 | 0 | 0
04h30 | 0 | -0.78 | -0.66 | -0.56 | -0.75 | -0.47 | -0.39 | 0 | 0
05h30 | 0 | -0.36 | -0.29 | -0.23 | -0.48 | -0.21 | -0.11 | 0 | 0
06h30 | 0 | 0 | 0 | 0 | -0.2 | 0 | 0 | 0 | 0
07h30 | 0 | -0.55 | -0.53 | -0.44 | 0 | -0.35 | 0 | 0 | 0
08h30 | 0 | -1.06 | -0.96 | -0.81 | -0.37 | -0.67 | 0 | 0 | 0
09h30 | 0 | -1.09 | -0.93 | -0.84 | -0.68 | -0.68 | 0 | 0 | 0.015
10h30 | 0 | -1.21 | -1 | -0.94 | -0.69 | -0.36 | 0 | -0.26 | 0.015
11h30 | 0 | -1.34 | -1.03 | -0.97 | -0.73 | -0.01 | 0 | -0.46 | 0.015
12h30 | 0 | -1.41 | -1.07 | -1 | -0.75 | -0.05 | 0 | -0.45 | 0.015
13h30 | 0 | -1.45 | -1.12 | -1.02 | -0.74 | -0.04 | 0 | -0.46 | 0.015
14h30 | 0 | -1.53 | -1.19 | -1.09 | -0.76 | -0.07 | -0.01 | -0.53 | 0.015
15h30 | 0 | -1.63 | -1.27 | -1.18 | -0.86 | -0.15 | -0.08 | -0.65 | 0.015
16h30 | 0 | -1.69 | -1.33 | -1.21 | -0.96 | -0.19 | -0.13 | -0.72 | 0.015
17h30 | 0 | -1.69 | -1.34 | -1.22 | -0.97 | -0.24 | -0.17 | -0.79 | 0.015
18h30 | 0 | -1.59 | -1.26 | -1.19 | -1.06 | -0.21 | -0.12 | -0.78 | 0
19h30 | 0 | -1.44 | -1.15 | -1.09 | -1.05 | -0.53 | -0.03 | -0.68 | 0
20h30 | 0 | -1.33 | -1.09 | -1.04 | -0.97 | -0.92 | 0 | -0.57 | 0
21h30 | 0 | -1.27 | -1.04 | -0.97 | -0.94 | -0.85 | 0 | -0.41 | 0
22h30 | 0 | -1.2 | -1.24 | -1.17 | -0.86 | -1.1 | 0 | -0.34 | 0
23h30 | 0 | -1.14 | -1.44 | -1.4 | -1.14 | -1.38 | 0 | -0.34 | 0
00h30 | 0 | -1.16 | -1.42 | -1.39 | -1.38 | -1.37 | -0.5 | -0.15 | 0
01h30 | 0 | -1.19 | -1.48 | -1.45 | -1.37 | -1.43 | -1.24 | -0.08 | 0
02h30 | 0 | -1.22 | -1.57 | -1.54 | -1.43 | -1.52 | -1.48 | -0.28 | 0
03h30 | 0 | -1.24 | -1.66 | -1.63 | -1.52 | -1.61 | -1.58 | -0.43 | 0
04h30 | 0 | -1.25 | -1.71 | -1.68 | -1.61 | -1.66 | -1.63 | -0.51 | 0
05h30 | 0 | -1.23 | -1.67 | -1.64 | -1.66 | -1.62 | -1.6 | -0.49 | 0
06h30 | 0 | -1.23 | -1.19 | -1.13 | -1.63 | -1.08 | -0.8 | -0.36 | 0
07h30 | 0 | -1.29 | -0.87 | -0.76 | -1.07 | -0.67 | 0 | -0.33 | 0
08h30 | 0 | -1.28 | -0.99 | -0.94 | -0.68 | -0.81 | 0 | -0.44 | 0
09h30 | 0 | -1.27 | -1.02 | -1 | -0.82 | -0.84 | 0 | -0.46 | 0.015
10h30 | 0 | -1.35 | -1.04 | -1 | -0.85 | -0.41 | 0 | -0.44 | 0.015
11h30 | 0 | -1.4 | -1.04 | -1 | -0.86 | 0 | 0 | -0.46 | 0.015
12h30 | 0 | -1.46 | -1.08 | -1 | -0.8 | -0.08 | 0 | -0.47 | 0.015
13h30 | 0 | -1.52 | -1.13 | -1.04 | -0.77 | -0.08 | 0 | -0.5 | 0.015
14h30 | 0 | -1.59 | -1.2 | -1.11 | -0.8 | -0.12 | -0.03 | -0.59 | 0.015
15h30 | 0 | -1.68 | -1.28 | -1.19 | -0.91 | -0.19 | -0.1 | -0.68 | 0.015
16h30 | 0 | -1.71 | -1.32 | -1.22 | -0.99 | -0.18 | -0.13 | -0.71 | 0.015
17h30 | 0 | -1.66 | -1.3 | -1.21 | -0.97 | -0.21 | -0.14 | -0.75 | 0.015
18h30 | 0 | -1.54 | -1.22 | -1.15 | -1.03 | -0.18 | -0.1 | -0.76 | 0
19h30 | 0 | -1.39 | -1.12 | -1.06 | -1.02 | -0.52 | -0.02 | -0.65 | 0
20h30 | 0 | -1.3 | -1.08 | -1.03 | -0.95 | -0.9 | 0 | -0.51 | 0
21h30 | 0 | -1.25 | -1.03 | -0.97 | -0.92 | -0.85 | 0 | -0.38 | 0
22h30 | 0 | -1.19 | -1.21 | -1.15 | -0.85 | -1.07 | 0 | -0.31 | 0
23h30 | 0 | -1.12 | -1.37 | -1.33 | -1.07 | -1.31 | 0 | -0.16 | 0
00h30 | 0 | -1.12 | -1.31 | -1.27 | -1.31 | -1.25 | -0.32 | 0 | 0
01h30 | 0 | -1.13 | -1.3 | -1.27 | -1.25 | -1.25 | -0.95 | 0 | 0
02h30 | 0 | -1.12 | -1.3 | -1.27 | -1.25 | -1.25 | -1.16 | 0 | 0
03h30 | 0 | -1.11 | -1.3 | -1.27 | -1.25 | -1.25 | -1.17 | 0 | 0
04h30 | 0 | -1.09 | -1.28 | -1.25 | -1.25 | -1.22 | -1.12 | 0 | 0
05h30 | 0 | -1.07 | -1.23 | -1.16 | -1.22 | -1.09 | -1 | 0 | 0
06h30 | 0 | -1.06 | -0.89 | -0.79 | -1.1 | -0.7 | -0.52 | 0 | 0
07h30 | 0 | -1.1 | -0.71 | -0.6 | -0.71 | -0.51 | 0 | 0 | 0
08h30 | 0 | -1.08 | -0.85 | -0.75 | -0.52 | -0.63 | 0 | 0 | 0
09h30 | 0 | -1.06 | -0.91 | -0.75 | -0.63 | -0.6 | 0 | 0 | 0.015
10h30 | 0 | -1.12 | -0.98 | -0.8 | -0.61 | -0.28 | 0 | 0 | 0.015
11h30 | 0 | -1.18 | -1.01 | -0.9 | -0.6 | 0 | 0 | 0 | 0.015
12h30 | 0 | -1.24 | -1.05 | -0.98 | -0.65 | -0.03 | 0 | -0.34 | 0.015
13h30 | 0 | -1.31 | -1.12 | -1.02 | -0.71 | -0.03 | 0 | -0.56 | 0.015
14h30 | 0 | -1.39 | -1.18 | -1.08 | -0.76 | -0.05 | 0 | -0.55 | 0.015
15h30 | 0 | -1.45 | -1.22 | -1.13 | -0.86 | -0.08 | -0.02 | -0.6 | 0.015
16h30 | 0 | -1.46 | -1.22 | -1.1 | -0.9 | -0.07 | -0.02 | -0.6 | 0.015
17h30 | 0 | -1.45 | -1.22 | -1.11 | -0.86 | -0.1 | -0.04 | -0.67 | 0.015
18h30 | 0 | -1.38 | -1.17 | -1.1 | -0.93 | -0.09 | -0.04 | -0.34 | 0
19h30 | 0 | -1.25 | -1.08 | -0.99 | -0.95 | -0.4 | 0 | 0 | 0
20h30 | 0 | -1.15 | -1.02 | -0.92 | -0.86 | -0.78 | 0 | 0 | 0
21h30 | 0 | -1.08 | -0.96 | -0.83 | -0.79 | -0.69 | 0 | 0 | 0
22h30 | 0 | -1.03 | -1.02 | -0.92 | -0.71 | -0.83 | 0 | 0 | 0
23h30 | 0 | -1.01 | -1.12 | -1.08 | -0.85 | -1.05 | 0 | 0 | 0
00h30 | 0 | -1.03 | -1.15 | -1.07 | -1.06 | -1.02 | -0.1 | 0 | 0
01h30 | 0 | -1.06 | -1.14 | -1.03 | -1.02 | -0.93 | -0.55 | 0 | 0
02h30 | 0 | -1.05 | -1.11 | -1 | -0.94 | -0.9 | -0.78 | 0 | 0
03h30 | 0 | -1.03 | -1.08 | -0.98 | -0.92 | -0.89 | -0.77 | 0 | 0
04h30 | 0 | -0.96 | -0.94 | -0.86 | -0.89 | -0.77 | -0.68 | 0 | 0
05h30 | 0 | -0.81 | -0.77 | -0.67 | -0.78 | -0.59 | -0.5 | 0 | 0
06h30 | 0 | -0.7 | -0.57 | -0.49 | -0.6 | -0.4 | -0.28 | 0 | 0
07h30 | 0 | -0.86 | -0.59 | -0.5 | -0.41 | -0.4 | 0 | 0 | 0
08h30 | 0 | -1.03 | -0.8 | -0.68 | -0.41 | -0.55 | 0 | 0 | 0
09h30 | 0 | -1.03 | -0.91 | -0.76 | -0.56 | -0.6 | 0 | 0 | 0.015
10h30 | 0 | -1.1 | -0.98 | -0.84 | -0.61 | -0.28 | 0 | 0 | 0.015
11h30 | 0 | -1.17 | -1 | -0.93 | -0.63 | 0 | 0 | -0.29 | 0.015
12h30 | 0 | -1.23 | -1.04 | -0.97 | -0.66 | -0.03 | 0 | -0.47 | 0.015
13h30 | 0 | -1.31 | -1.1 | -1.01 | -0.67 | -0.03 | 0 | -0.43 | 0.015
14h30 | 0 | -1.39 | -1.18 | -1.08 | -0.7 | -0.04 | 0 | -0.5 | 0.015
15h30 | 0 | -1.49 | -1.26 | -1.17 | -0.82 | -0.11 | -0.05 | -0.65 | 0.015
16h30 | 0 | -1.55 | -1.31 | -1.18 | -0.91 | -0.16 | -0.1 | -0.69 | 0.015
17h30 | 0 | -1.53 | -1.31 | -1.19 | -0.93 | -0.19 | -0.12 | -0.75 | 0.015
18h30 | 0 | -1.42 | -1.23 | -1.15 | -1.01 | -0.13 | -0.08 | -0.45 | 0
19h30 | 0 | -1.26 | -1.1 | -1 | -0.99 | -0.42 | 0 | 0 | 0
20h30 | 0 | -1.18 | -1.04 | -0.93 | -0.87 | -0.79 | 0 | 0 | 0
21h30 | 0 | -1.14 | -0.99 | -0.87 | -0.81 | -0.74 | 0 | 0 | 0
22h30 | 0 | -1.08 | -1.06 | -0.98 | -0.76 | -0.88 | 0 | 0 | 0
23h30 | 0 | -1.01 | -1.08 | -1.04 | -0.9 | -0.96 | 0 | 0 | 0
00h30 | 0 | -0.5 | -0.5 | -0.48 | -0.97 | -0.41 | 0 | 0 | 0
01h30 | 0 | 0 | 0 | 0 | -0.42 | 0 | 0 | 0 | 0
02h30 | 0 | 0 | 0 | 0 | 0 | 0 | 0 | 0 | 0
03h30 | 0 | 0 | 0 | 0 | 0 | 0 | 0 | 0 | 0
04h30 | 0 | 0 | 0 | 0 | 0 | 0 | 0 | 0 | 0
05h30 | 0 | 0 | 0 | 0 | 0 | 0 | 0 | 0 | 0
06h30 | 0 | 0 | 0 | 0 | 0 | 0 | 0 | 0 | 0
07h30 | 0 | 0 | 0 | 0 | 0 | 0 | 0 | 0 | 0
08h30 | 0 | 0 | 0 | 0 | 0 | 0 | 0 | 0 | 0
09h30 | 0 | 0 | 0 | 0 | 0 | 0 | 0 | 0 | 0.015
10h30 | 0 | -0.55 | -0.61 | -0.55 | 0 | 0 | 0 | 0 | 0.015
11h30 | 0 | -1.1 | -1.12 | -1.05 | -0.51 | 0 | 0 | 0 | 0.015
12h30 | 0 | -1.17 | -1.09 | -1.01 | -0.93 | -0.08 | 0 | 0 | 0.015
13h30 | 0 | -1.26 | -1.14 | -1.03 | -0.81 | -0.08 | 0 | 0 | 0.015
14h30 | 0 | -1.35 | -1.2 | -1.1 | -0.77 | -0.08 | 0 | -0.44 | 0.015
15h30 | 0 | -1.47 | -1.28 | -1.19 | -0.87 | -0.14 | -0.05 | -0.75 | 0.015
16h30 | 0 | -1.54 | -1.34 | -1.22 | -0.95 | -0.16 | -0.09 | -0.69 | 0.015
17h30 | 0 | -1.5 | -1.3 | -1.11 | -0.96 | -0.14 | -0.07 | -0.59 | 0.015
18h30 | 0 | -1.37 | -1.12 | -0.89 | -0.88 | -0.04 | -0.02 | -0.21 | 0
19h30 | 0 | -1.25 | -1.02 | -0.89 | -0.71 | -0.31 | 0 | 0 | 0
20h30 | 0 | -1.17 | -1.04 | -0.95 | -0.73 | -0.71 | 0 | 0 | 0
21h30 | 0 | -1.09 | -1 | -0.88 | -0.81 | -0.69 | 0 | 0 | 0
22h30 | 0 | -1.04 | -1.05 | -0.97 | -0.75 | -0.83 | 0 | 0 | 0
23h30 | 0 | -1.03 | -1.1 | -1.06 | -0.87 | -0.97 | 0 | 0 | 0
00h30 | 0 | -0.9 | -0.94 | -0.86 | -1.01 | -0.75 | 0 | 0 | 0
01h30 | 0 | -0.4 | -0.43 | -0.35 | -0.79 | -0.32 | 0 | 0 | 0
02h30 | 0 | 0 | 0 | 0 | -0.33 | 0 | 0 | 0 | 0
03h30 | 0 | 0 | 0 | 0 | 0 | 0 | 0 | 0 | 0
04h30 | 0 | 0 | 0 | 0 | 0 | 0 | 0 | 0 | 0
05h30 | 0 | 0 | 0 | 0 | 0 | 0 | 0 | 0 | 0
06h30 | 0 | 0 | 0 | 0 | 0 | 0 | 0 | 0 | 0
07h30 | 0 | 0 | 0 | 0 | 0 | 0 | 0 | 0 | 0
08h30 | 0 | 0 | 0 | 0 | 0 | 0 | 0 | 0 | 0
09h30 | 0 | -0.61 | -0.63 | -0.6 | 0 | -0.56 | 0 | 0 | 0.015
10h30 | 0 | -1.14 | -1.13 | -1.1 | -0.56 | -0.56 | 0 | 0 | 0.015
11h30 | 0 | -1.13 | -1.05 | -1 | -0.98 | -0.01 | 0 | 0 | 0.015
12h30 | 0 | -1.2 | -1.09 | -1 | -0.8 | -0.03 | 0 | 0 | 0.015
13h30 | 0 | -1.28 | -1.14 | -1.04 | -0.75 | -0.02 | 0 | -0.37 | 0.015
14h30 | 0 | -1.37 | -1.21 | -1.1 | -0.78 | -0.05 | 0 | -0.63 | 0.015
15h30 | 0 | -1.48 | -1.29 | -1.19 | -0.85 | -0.13 | -0.05 | -0.66 | 0.015
16h30 | 0 | -1.53 | -1.34 | -1.22 | -0.97 | -0.17 | -0.09 | -0.68 | 0.015
17h30 | 0 | -1.49 | -1.3 | -1.12 | -0.97 | -0.14 | -0.07 | -0.28 | 0.015
18h30 | 0 | -1.35 | -1.13 | -0.9 | -0.88 | -0.05 | -0.02 | 0 | 0
19h30 | 0 | -1.21 | -1.03 | -0.87 | -0.71 | -0.29 | 0 | 0 | 0
20h30 | 0 | -1.12 | -1.05 | -0.93 | -0.71 | -0.67 | 0 | 0 | 0
21h30 | 0 | -1.05 | -0.94 | -0.82 | -0.79 | -0.66 | 0 | 0 | 0
22h30 | 0 | -1.02 | -0.94 | -0.8 | -0.7 | -0.63 | 0 | 0 | 0
23h30 | 0 | -0.94 | -0.93 | -0.79 | -0.67 | -0.63 | 0 | 0 | 0
00h30 | 0 | -0.44 | -0.43 | -0.38 | -0.67 | -0.27 | 0 | 0 | 0
01h30 | 0 | 0 | 0 | 0 | -0.34 | 0 | 0 | 0 | 0
02h30 | 0 | 0 | 0 | 0 | 0 | 0 | 0 | 0 | 0
03h30 | 0 | 0 | 0 | 0 | 0 | 0 | 0 | 0 | 0
04h30 | 0 | 0 | 0 | 0 | 0 | 0 | 0 | 0 | 0
05h30 | 0 | 0 | 0 | 0 | 0 | 0 | 0 | 0 | 0
06h30 | 0 | 0 | 0 | 0 | 0 | 0 | 0 | 0 | 0
07h30 | 0 | 0 | 0 | 0 | 0 | 0 | 0 | 0 | 0
08h30 | 0 | 0 | 0 | 0 | 0 | 0 | 0 | 0 | 0
09h30 | 0 | -0.5 | -0.51 | -0.5 | 0 | -0.37 | 0 | 0 | 0.015
10h30 | 0 | -1.02 | -1.01 | -0.94 | -0.4 | -0.37 | 0 | 0 | 0.015
11h30 | 0 | -1.08 | -1.04 | -0.94 | -0.69 | 0 | 0 | 0 | 0.015
12h30 | 0 | -1.15 | -1.08 | -1 | -0.69 | 0 | 0 | 0 | 0.015
13h30 | 0 | -1.23 | -1.13 | -1.03 | -0.72 | 0 | 0 | 0 | 0.015
14h30 | 0 | -1.33 | -1.2 | -1.1 | -0.75 | -0.04 | 0 | 0 | 0.015
15h30 | 0 | -1.46 | -1.28 | -1.17 | -0.86 | -0.11 | -0.03 | -0.56 | 0.015
16h30 | 0 | -1.55 | -1.32 | -1.18 | -0.95 | -0.15 | -0.06 | -0.82 | 0.015
17h30 | 0 | -1.53 | -1.31 | -1.18 | -0.95 | -0.17 | -0.09 | -0.74 | 0.015
18h30 | 0 | -1.42 | -1.23 | -1.15 | -1 | -0.13 | -0.06 | -0.75 | 0
19h30 | 0 | -1.28 | -1.11 | -1.04 | -0.99 | -0.43 | 0 | -0.28 | 0
20h30 | 0 | -1.17 | -1.05 | -0.96 | -0.88 | -0.8 | 0 | 0 | 0
21h30 | 0 | -1.12 | -1 | -0.88 | -0.82 | -0.74 | 0 | 0 | 0
22h30 | 0 | -1.06 | -1.08 | -1 | -0.75 | -0.89 | 0 | 0 | 0
23h30 | 0 | -1.02 | -1.16 | -1.12 | -0.96 | -1.09 | 0 | 0 | 0
00h30 | 0 | -1.03 | -1.11 | -1.02 | -1.09 | -0.97 | -0.04 | 0 | 0
01h30 | 0 | -0.95 | -0.97 | -0.84 | -0.93 | -0.72 | -0.33 | 0 | 0
02h30 | 0 | -0.75 | -0.7 | -0.58 | -0.74 | -0.47 | -0.35 | 0 | 0
03h30 | 0 | -0.33 | -0.27 | -0.22 | -0.49 | -0.18 | -0.06 | 0 | 0
04h30 | 0 | 0 | 0 | 0 | -0.13 | 0 | 0 | 0 | 0
05h30 | 0 | 0 | 0 | 0 | 0 | 0 | 0 | 0 | 0
06h30 | 0 | 0 | 0 | 0 | 0 | 0 | 0 | 0 | 0
07h30 | 0 | 0 | 0 | 0 | 0 | 0 | 0 | 0 | 0
08h30 | 0 | 0 | 0 | 0 | 0 | 0 | 0 | 0 | 0
09h30 | 0 | 0 | 0 | 0 | 0 | 0 | 0 | 0 | 0.015
10h30 | 0 | 0 | 0 | 0 | 0 | 0 | 0 | 0 | 0.015
11h30 | 0 | 0 | 0 | 0 | 0 | 0 | 0 | 0 | 0.015
12h30 | 0 | 0 | 0 | 0 | 0 | 0 | 0 | 0 | 0.015
13h30 | 0 | -0.6 | -0.72 | -0.64 | 0 | 0 | 0 | 0 | 0.015
14h30 | 0 | -1.21 | -1.3 | -1.17 | -0.56 | -0.01 | 0 | 0 | 0.015
15h30 | 0 | -1.29 | -1.24 | -1.14 | -0.97 | -0.03 | 0 | 0 | 0.015
16h30 | 0 | -1.33 | -1.24 | -1.12 | -0.92 | -0.03 | 0 | 0 | 0.015
17h30 | 0 | -1.3 | -1.22 | -1.11 | -0.86 | -0.04 | 0 | 0 | 0.015
18h30 | 0 | -1.24 | -1.16 | -1.09 | -0.92 | -0.04 | 0 | 0 | 0
19h30 | 0 | -1.14 | -1.07 | -0.99 | -0.93 | -0.33 | 0 | 0 | 0
20h30 | 0 | -1.07 | -1.05 | -0.94 | -0.82 | -0.7 | 0 | 0 | 0
21h30 | 0 | -1.02 | -0.91 | -0.79 | -0.78 | -0.61 | 0 | 0 | 0
22h30 | 0 | -1.01 | -0.91 | -0.79 | -0.67 | -0.6 | 0 | 0 | 0
23h30 | 0 | -0.5 | -0.5 | -0.46 | -0.66 | -0.35 | 0 | 0 | 0
00h30 | 0 | 0 | 0 | 0 | -0.33 | 0 | 0 | 0 | 0
01h30 | 0 | 0 | 0 | 0 | 0 | 0 | 0 | 0 | 0
02h30 | 0 | 0 | 0 | 0 | 0 | 0 | 0 | 0 | 0
03h30 | 0 | 0 | 0 | 0 | 0 | 0 | 0 | 0 | 0
04h30 | 0 | 0 | 0 | 0 | 0 | 0 | 0 | 0 | 0
05h30 | 0 | 0 | 0 | 0 | 0 | 0 | 0 | 0 | 0
06h30 | 0 | 0 | 0 | 0 | 0 | 0 | 0 | 0 | 0
07h30 | 0 | 0 | 0 | 0 | 0 | 0 | 0 | 0 | 0
08h30 | 0 | 0 | 0 | 0 | 0 | 0 | 0 | 0 | 0
09h30 | 0 | 0 | 0 | 0 | 0 | 0 | 0 | 0 | 0.015
10h30 | 0 | -0.51 | -0.53 | -0.5 | 0 | 0 | 0 | 0 | 0.015
11h30 | 0 | -1.06 | -1.04 | -0.99 | -0.37 | 0 | 0 | 0 | 0.015
12h30 | 0 | -1.15 | -1.07 | -0.99 | -0.68 | -0.02 | 0 | 0 | 0.015
13h30 | 0 | -1.24 | -1.13 | -1.02 | -0.67 | -0.02 | 0 | 0 | 0.015
14h30 | 0 | -1.31 | -1.2 | -1.09 | -0.71 | -0.03 | 0 | 0 | 0.015
15h30 | 0 | -1.38 | -1.26 | -1.16 | -0.83 | -0.08 | 0 | 0 | 0.015
16h30 | 0 | -1.42 | -1.29 | -1.17 | -0.9 | -0.09 | 0 | 0 | 0.015
17h30 | 0 | -1.4 | -1.28 | -1.16 | -0.88 | -0.11 | -0.01 | 0 | 0.015
18h30 | 0 | -1.32 | -1.2 | -1.12 | -0.94 | -0.07 | -0.01 | 0 | 0
19h30 | 0 | -1.2 | -1.09 | -0.98 | -0.94 | -0.36 | 0 | 0 | 0
20h30 | 0 | -1.11 | -1.02 | -0.91 | -0.83 | -0.73 | 0 | 0 | 0
21h30 | 0 | -1.06 | -0.98 | -0.82 | -0.76 | -0.64 | 0 | 0 | 0
22h30 | 0 | -1.01 | -1.03 | -0.9 | -0.68 | -0.75 | 0 | 0 | 0
23h30 | 0 | -1 | -1.08 | -1.04 | -0.81 | -0.92 | 0 | 0 | 0
00h30 | 0 | -0.91 | -1 | -0.91 | -0.96 | -0.79 | 0 | 0 | 0
01h30 | 0 | -0.79 | -0.88 | -0.75 | -0.82 | -0.62 | -0.24 | 0 | 0
02h30 | 0 | -0.73 | -0.75 | -0.62 | -0.64 | -0.5 | -0.34 | 0 | 0
03h30 | 0 | -0.62 | -0.62 | -0.5 | -0.53 | -0.38 | -0.22 | 0 | 0
04h30 | 0 | -0.27 | -0.28 | -0.22 | -0.41 | -0.15 | -0.12 | 0 | 0
05h30 | 0 | 0 | 0 | 0 | -0.16 | 0 | 0 | 0 | 0
06h30 | 0 | 0 | 0 | 0 | 0 | 0 | 0 | 0 | 0
07h30 | 0 | 0 | 0 | 0 | 0 | 0 | 0 | 0 | 0
08h30 | 0 | -0.5 | -0.5 | -0.44 | 0 | -0.33 | 0 | 0 | 0
09h30 | 0 | -1 | -0.98 | -0.78 | -0.35 | -0.54 | 0 | 0 | 0.015
10h30 | 0 | -1.04 | -0.98 | -0.82 | -0.58 | -0.21 | 0 | 0 | 0.015
11h30 | 0 | -1.1 | -1.01 | -0.96 | -0.58 | 0 | 0 | 0 | 0.015
12h30 | 0 | -1.18 | -1.07 | -0.98 | -0.66 | -0.04 | 0 | 0 | 0.015
13h30 | 0 | -1.28 | -1.13 | -1.02 | -0.7 | -0.04 | 0 | -0.32 | 0.015
14h30 | 0 | -1.37 | -1.21 | -1.1 | -0.73 | -0.05 | 0 | -0.56 | 0.015
15h30 | 0 | -1.48 | -1.28 | -1.18 | -0.86 | -0.12 | -0.03 | -0.63 | 0.015
16h30 | 0 | -1.54 | -1.32 | -1.21 | -0.95 | -0.15 | -0.05 | -0.65 | 0.015
17h30 | 0 | -1.52 | -1.31 | -1.21 | -0.94 | -0.16 | -0.07 | -0.71 | 0.015
18h30 | 0 | -1.42 | -1.22 | -1.15 | -1 | -0.11 | -0.05 | -0.72 | 0
19h30 | 0 | -1.27 | -1.11 | -1.02 | -0.99 | -0.41 | 0 | -0.29 | 0
20h30 | 0 | -1.16 | -1.04 | -0.95 | -0.87 | -0.78 | 0 | 0 | 0
21h30 | 0 | -1.1 | -0.99 | -0.86 | -0.81 | -0.7 | 0 | 0 | 0
22h30 | 0 | -0.52 | -0.48 | -0.39 | -0.74 | -0.3 | 0 | 0 | 0
23h30 | 0 | 0 | 0 | 0 | -0.31 | 0 | 0 | 0 | 0
00h30 | 0 | 0 | 0 | 0 | 0 | 0 | 0 | 0 | 0
01h30 | 0 | 0 | 0 | 0 | 0 | 0 | 0 | 0 | 0
02h30 | 0 | 0 | 0 | 0 | 0 | 0 | 0 | 0 | 0
03h30 | 0 | 0 | 0 | 0 | 0 | 0 | 0 | 0 | 0
04h30 | 0 | 0 | 0 | 0 | 0 | 0 | 0 | 0 | 0
05h30 | 0 | 0 | 0 | 0 | 0 | 0 | 0 | 0 | 0
06h30 | 0 | 0 | 0 | 0 | 0 | 0 | 0 | 0 | 0
07h30 | 0 | 0 | 0 | 0 | 0 | 0 | 0 | 0 | 0
08h30 | 0 | -0.5 | -0.47 | -0.35 | 0 | -0.24 | 0 | 0 | 0
09h30 | 0 | -1 | -0.91 | -0.67 | -0.26 | -0.44 | 0 | 0 | 0.015
10h30 | 0 | -1.07 | -0.94 | -0.78 | -0.47 | -0.2 | 0 | 0 | 0.015
11h30 | 0 | -1.14 | -1 | -0.9 | -0.53 | 0 | 0 | 0 | 0.015
12h30 | 0 | -1.22 | -1.04 | -0.94 | -0.59 | -0.07 | 0 | -0.22 | 0.015
13h30 | 0 | -1.3 | -1.11 | -1 | -0.62 | -0.07 | 0 | -0.37 | 0.015
14h30 | 0 | -1.4 | -1.19 | -1.07 | -0.65 | -0.09 | 0 | -0.41 | 0.015
15h30 | 0 | -1.52 | -1.27 | -1.16 | -0.76 | -0.16 | -0.05 | -0.55 | 0.015
16h30 | 0 | -1.6 | -1.31 | -1.17 | -0.87 | -0.17 | -0.09 | -0.63 | 0.015
17h30 | 0 | -1.62 | -1.3 | -1.19 | -0.89 | -0.21 | -0.12 | -0.68 | 0.015
18h30 | 0 | -1.56 | -1.22 | -1.14 | -0.97 | -0.18 | -0.08 | -0.71 | 0
19h30 | 0 | -1.44 | -1.12 | -1.05 | -0.95 | -0.5 | -0.01 | -0.6 | 0
20h30 | 0 | -1.34 | -1.08 | -1.02 | -0.89 | -0.86 | 0 | -0.48 | 0
21h30 | 0 | -1.26 | -1.03 | -0.94 | -0.89 | -0.8 | 0 | -0.32 | 0
22h30 | 0 | -1.18 | -1.22 | -1.13 | -0.81 | -1.04 | 0 | -0.25 | 0
23h30 | 0 | -1.1 | -1.38 | -1.34 | -1.04 | -1.31 | 0 | -0.15 | 0
00h30 | 0 | -0.68 | -1.29 | -1.25 | -1.31 | -1.2 | -0.21 | 0 | 0
01h30 | 0 | -0.54 | -1.15 | -1.05 | -1.21 | -0.94 | -0.57 | 0 | 0
02h30 | 0 | -0.57 | -0.88 | -0.75 | -0.96 | -0.64 | -0.51 | 0 | 0
03h30 | 0 | -0.28 | -0.36 | -0.31 | -0.65 | -0.26 | -0.14 | 0 | 0
04h30 | 0 | 0 | 0 | 0 | -0.28 | 0 | 0 | 0 | 0
05h30 | 0 | 0 | 0 | 0 | 0 | 0 | 0 | 0 | 0
06h30 | 0 | 0 | 0 | 0 | 0 | 0 | 0 | 0 | 0
07h30 | 0 | 0 | 0 | 0 | 0 | 0 | 0 | 0 | 0
08h30 | 0 | -0.61 | -0.55 | -0.52 | 0 | -0.41 | 0 | 0 | 0
09h30 | 0 | -1.16 | -1.1 | -1.04 | -0.43 | -0.85 | 0 | 0 | 0.015
10h30 | 0 | -1.11 | -1.08 | -1.02 | -0.87 | -0.46 | 0 | 0 | 0.015
11h30 | 0 | -1.08 | -1.04 | -1 | -0.92 | -0.03 | 0 | 0 | 0.015
12h30 | 0 | -1.11 | -1.08 | -1 | -0.8 | -0.11 | -0.01 | 0 | 0.015
13h30 | 0 | -1.17 | -1.14 | -1.03 | -0.73 | -0.12 | -0.01 | 0 | 0.015
14h30 | 0 | -1.25 | -1.22 | -1.11 | -0.75 | -0.15 | -0.03 | 0 | 0.015
15h30 | 0 | -1.32 | -1.29 | -1.19 | -0.86 | -0.2 | -0.09 | -0.56 | 0.015
16h30 | 0 | -1.35 | -1.32 | -1.22 | -0.95 | -0.18 | -0.12 | -0.8 | 0.015
17h30 | 0 | -1.29 | -1.27 | -1.08 | -0.94 | -0.14 | -0.07 | -0.24 | 0.015
18h30 | 0 | -1.16 | -1.1 | -0.86 | -0.83 | -0.03 | -0.01 | 0 | 0
19h30 | 0 | -1.06 | -1.02 | -0.85 | -0.66 | -0.32 | 0 | 0 | 0
20h30 | 0 | -1.01 | -1.03 | -0.92 | -0.69 | -0.7 | 0 | 0 | 0
21h30 | 0 | -0.99 | -0.99 | -0.85 | -0.78 | -0.68 | 0 | 0 | 0
22h30 | 0 | -0.89 | -1.06 | -0.94 | -0.71 | -0.83 | 0 | 0 | 0
23h30 | 0 | -0.81 | -1.13 | -1.09 | -0.84 | -1.05 | 0 | 0 | 0
00h30 | 0 | -0.64 | -1.09 | -1.01 | -1.05 | -0.94 | -0.07 | 0 | 0
01h30 | 0 | -0.51 | -1.08 | -0.95 | -0.96 | -0.84 | -0.48 | 0 | 0
02h30 | 0 | -0.55 | -1.08 | -0.95 | -0.85 | -0.84 | -0.72 | 0 | 0
03h30 | 0 | -0.52 | -1.08 | -0.96 | -0.85 | -0.85 | -0.75 | 0 | 0
04h30 | 0 | -0.49 | -1.05 | -0.94 | -0.86 | -0.83 | -0.74 | 0 | 0
05h30 | 0 | -0.46 | -0.92 | -0.81 | -0.85 | -0.72 | -0.63 | 0 | 0
06h30 | 0 | -0.46 | -0.66 | -0.57 | -0.74 | -0.47 | -0.34 | 0 | 0
07h30 | 0 | -0.54 | -0.56 | -0.48 | -0.48 | -0.38 | 0 | 0 | 0
08h30 | 0 | -0.67 | -0.71 | -0.64 | -0.38 | -0.52 | 0 | 0 | 0
09h30 | 0 | -0.79 | -0.84 | -0.77 | -0.53 | -0.64 | 0 | 0 | 0.015
10h30 | 0 | -0.79 | -0.81 | -0.69 | -0.65 | -0.3 | 0 | 0 | 0.015
11h30 | 0 | -0.71 | -0.68 | -0.5 | -0.57 | 0 | 0 | 0 | 0.015
12h30 | 0 | -0.69 | -0.65 | -0.45 | -0.36 | 0 | 0 | 0 | 0.015
13h30 | 0 | -0.73 | -0.69 | -0.49 | -0.29 | 0 | 0 | 0 | 0.015
14h30 | 0 | -0.37 | -0.36 | -0.24 | -0.31 | 0 | 0 | 0 | 0.015
15h30 | 0 | 0 | 0 | 0 | -0.13 | 0 | 0 | 0 | 0.015
16h30 | 0 | 0 | 0 | 0 | 0 | 0 | 0 | 0 | 0.015
17h30 | 0 | 0 | 0 | 0 | 0 | 0 | 0 | 0 | 0.015
18h30 | 0 | -0.5 | -0.49 | -0.35 | 0 | 0 | 0 | 0 | 0
19h30 | 0 | -0.86 | -0.83 | -0.61 | -0.24 | 0 | 0 | 0 | 0
20h30 | 0 | -0.36 | -0.33 | -0.26 | -0.43 | 0 | 0 | 0 | 0
21h30 | 0 | 0 | 0 | 0 | -0.19 | 0 | 0 | 0 | 0
22h30 | 0 | 0 | 0 | 0 | 0 | 0 | 0 | 0 | 0
23h30 | 0 | 0 | 0 | 0 | 0 | 0 | 0 | 0 | 0
00h30 | 0 | 0 | 0 | 0 | 0 | 0 | 0 | 0 | 0
01h30 | 0 | 0 | 0 | 0 | 0 | 0 | 0 | 0 | 0
02h30 | 0 | 0 | 0 | 0 | 0 | 0 | 0 | 0 | 0
03h30 | 0 | 0 | 0 | 0 | 0 | 0 | 0 | 0 | 0
04h30 | 0 | 0 | 0 | 0 | 0 | 0 | 0 | 0 | 0
05h30 | 0 | 0 | 0 | 0 | 0 | 0 | 0 | 0 | 0
06h30 | 0 | 0 | 0 | 0 | 0 | 0 | 0 | 0 | 0
07h30 | 0 | 0 | 0 | 0 | 0 | 0 | 0 | 0 | 0
08h30 | 0 | -0.45 | -0.32 | -0.23 | 0 | -0.09 | 0 | 0 | 0
09h30 | 0 | -0.72 | -0.56 | -0.39 | -0.16 | -0.13 | 0 | 0 | 0.015
10h30 | 0 | -0.75 | -0.67 | -0.46 | -0.24 | -0.04 | 0 | 0 | 0.015
11h30 | 0 | -0.98 | -0.9 | -0.64 | -0.27 | 0 | 0 | 0 | 0.015
12h30 | 0 | -1.02 | -0.97 | -0.78 | -0.39 | 0 | 0 | 0 | 0.015
13h30 | 0 | -1.06 | -1.04 | -0.88 | -0.48 | 0 | 0 | 0 | 0.015
14h30 | 0 | -1.14 | -1.12 | -0.98 | -0.56 | 0 | 0 | 0 | 0.015
15h30 | 0 | -1.19 | -1.17 | -1.03 | -0.67 | -0.01 | 0 | 0 | 0.015
16h30 | 0 | -1.19 | -1.17 | -0.98 | -0.75 | -0.01 | 0 | 0 | 0.015
17h30 | 0 | -1.16 | -1.14 | -0.98 | -0.73 | -0.01 | 0 | 0 | 0.015
18h30 | 0 | -1.09 | -1.08 | -0.95 | -0.77 | -0.01 | 0 | 0 | 0
19h30 | 0 | -0.98 | -0.97 | -0.83 | -0.78 | -0.22 | 0 | 0 | 0
20h30 | 0 | -0.88 | -0.88 | -0.73 | -0.7 | -0.49 | 0 | 0 | 0
21h30 | 0 | -0.77 | -0.76 | -0.62 | -0.62 | -0.42 | 0 | 0 | 0
22h30 | 0 | -0.68 | -0.71 | -0.57 | -0.5 | -0.38 | 0 | 0 | 0
23h30 | 0 | -0.34 | -0.38 | -0.31 | -0.46 | -0.23 | 0 | 0 | 0
00h30 | 0 | 0 | 0 | 0 | -0.26 | 0 | 0 | 0 | 0
01h30 | 0 | 0 | 0 | 0 | 0 | 0 | 0 | 0 | 0
02h30 | 0 | 0 | 0 | 0 | 0 | 0 | 0 | 0 | 0
03h30 | 0 | 0 | 0 | 0 | 0 | 0 | 0 | 0 | 0
04h30 | 0 | 0 | 0 | 0 | 0 | 0 | 0 | 0 | 0
05h30 | 0 | 0 | 0 | 0 | 0 | 0 | 0 | 0 | 0
06h30 | 0 | 0 | 0 | 0 | 0 | 0 | 0 | 0 | 0
07h30 | 0 | 0 | 0 | 0 | 0 | 0 | 0 | 0 | 0
08h30 | 0 | 0 | 0 | 0 | 0 | 0 | 0 | 0 | 0
09h30 | 0 | 0 | 0 | 0 | 0 | 0 | 0 | 0 | 0.015
10h30 | 0 | -0.56 | -0.5 | -0.47 | 0 | 0 | 0 | 0 | 0.015
11h30 | 0 | -1.07 | -1 | -0.89 | -0.3 | 0 | 0 | 0 | 0.015
12h30 | 0 | -1.09 | -1.04 | -0.91 | -0.56 | -0.03 | 0 | 0 | 0.015
13h30 | 0 | -1.15 | -1.1 | -1 | -0.59 | -0.03 | 0 | 0 | 0.015
14h30 | 0 | -1.2 | -1.17 | -1.06 | -0.64 | -0.03 | 0 | 0 | 0.015
15h30 | 0 | -1.25 | -1.22 | -1.1 | -0.75 | -0.05 | 0 | 0 | 0.015
16h30 | 0 | -1.25 | -1.21 | -1.06 | -0.82 | -0.04 | 0 | 0 | 0.015
17h30 | 0 | -1.21 | -1.18 | -1.05 | -0.78 | -0.04 | 0 | 0 | 0.015
18h30 | 0 | -1.15 | -1.12 | -1.02 | -0.83 | -0.03 | 0 | 0 | 0
19h30 | 0 | -1.06 | -1.01 | -0.87 | -0.83 | -0.28 | 0 | 0 | 0
20h30 | 0 | -0.96 | -0.91 | -0.75 | -0.73 | -0.56 | 0 | 0 | 0
21h30 | 0 | -0.46 | -0.44 | -0.36 | -0.62 | -0.28 | 0 | 0 | 0
22h30 | 0 | 0 | 0 | 0 | -0.3 | 0 | 0 | 0 | 0
23h30 | 0 | 0 | 0 | 0 | 0 | 0 | 0 | 0 | 0
00h30 | 0 | 0 | 0 | 0 | 0 | 0 | 0 | 0 | 0
01h30 | 0 | -0.49 | -0.28 | -0.19 | 0 | -0.11 | 0 | 0 | 0
02h30 | 0 | -0.75 | -0.57 | -0.42 | -0.13 | -0.27 | -0.04 | 0 | 0
03h30 | 0 | -0.52 | -0.52 | -0.4 | -0.32 | -0.27 | -0.1 | 0 | 0
04h30 | 0 | -0.48 | -0.51 | -0.41 | -0.31 | -0.28 | -0.13 | 0 | 0
05h30 | 0 | -0.42 | -0.48 | -0.39 | -0.32 | -0.28 | -0.14 | 0 | 0
06h30 | 0 | -0.42 | -0.44 | -0.35 | -0.31 | -0.24 | -0.06 | 0 | 0
07h30 | 0 | -0.56 | -0.52 | -0.42 | -0.27 | -0.3 | 0 | 0 | 0
08h30 | 0 | -0.73 | -0.7 | -0.57 | -0.33 | -0.41 | 0 | 0 | 0
09h30 | 0 | -0.84 | -0.84 | -0.66 | -0.45 | -0.46 | 0 | 0 | 0.015
10h30 | 0 | -0.95 | -0.93 | -0.78 | -0.49 | -0.2 | 0 | 0 | 0.015
11h30 | 0 | -1.02 | -1 | -0.93 | -0.55 | 0 | 0 | 0 | 0.015
12h30 | 0 | -1.07 | -1.05 | -0.97 | -0.63 | -0.08 | 0 | 0 | 0.015
13h30 | 0 | -1.14 | -1.12 | -1.01 | -0.67 | -0.08 | 0 | 0 | 0.015
14h30 | 0 | -1.21 | -1.19 | -1.08 | -0.71 | -0.1 | 0 | 0 | 0.015
15h30 | 0 | -1.27 | -1.26 | -1.16 | -0.83 | -0.16 | -0.03 | 0 | 0.015
16h30 | 0 | -1.29 | -1.28 | -1.16 | -0.91 | -0.13 | -0.05 | 0 | 0.015
17h30 | 0 | -1.26 | -1.25 | -1.14 | -0.89 | -0.13 | -0.05 | 0 | 0.015
18h30 | 0 | -1.18 | -1.16 | -1.08 | -0.92 | -0.09 | -0.03 | 0 | 0
19h30 | 0 | -1.06 | -1.05 | -0.92 | -0.91 | -0.36 | 0 | 0 | 0
20h30 | 0 | -1 | -0.97 | -0.81 | -0.78 | -0.65 | 0 | 0 | 0
21h30 | 0 | -0.5 | -0.47 | -0.39 | -0.67 | -0.32 | 0 | 0 | 0
22h30 | 0 | 0 | 0 | 0 | -0.34 | 0 | 0 | 0 | 0
23h30 | 0 | 0 | 0 | 0 | 0 | 0 | 0 | 0 | 0
00h30 | 0 | 0 | 0 | 0 | 0 | 0 | 0 | 0 | 0
01h30 | 0 | 0 | 0 | 0 | 0 | 0 | 0 | 0 | 0
02h30 | 0 | 0 | 0 | 0 | 0 | 0 | 0 | 0 | 0
03h30 | 0 | 0 | 0 | 0 | 0 | 0 | 0 | 0 | 0
04h30 | 0 | 0 | 0 | 0 | 0 | 0 | 0 | 0 | 0
05h30 | 0 | 0 | 0 | 0 | 0 | 0 | 0 | 0 | 0
06h30 | 0 | 0 | 0 | 0 | 0 | 0 | 0 | 0 | 0
07h30 | 0 | 0 | 0 | 0 | 0 | 0 | 0 | 0 | 0
08h30 | 0 | 0 | 0 | 0 | 0 | 0 | 0 | 0 | 0
09h30 | 0 | -0.55 | -0.5 | -0.49 | 0 | -0.33 | 0 | 0 | 0.015
10h30 | 0 | -1.07 | -1 | -0.93 | -0.34 | -0.33 | 0 | 0 | 0.015
11h30 | 0 | -1.09 | -1.04 | -0.94 | -0.65 | -0.06 | 0 | 0 | 0.015
12h30 | 0 | -1.14 | -1.09 | -1 | -0.68 | -0.11 | 0 | 0 | 0.015
13h30 | 0 | -1.19 | -1.15 | -1.04 | -0.73 | -0.12 | 0 | 0 | 0.015
14h30 | 0 | -1.26 | -1.23 | -1.11 | -0.77 | -0.15 | -0.02 | 0 | 0.015
15h30 | 0 | -1.34 | -1.3 | -1.19 | -0.88 | -0.18 | -0.07 | 0 | 0.015
16h30 | 0 | -1.35 | -1.32 | -1.19 | -0.97 | -0.17 | -0.08 | 0 | 0.015
17h30 | 0 | -1.32 | -1.28 | -1.17 | -0.93 | -0.19 | -0.09 | 0 | 0.015
18h30 | 0 | -1.23 | -1.2 | -1.11 | -0.97 | -0.15 | -0.05 | 0 | 0
19h30 | 0 | -1.1 | -1.07 | -0.98 | -0.95 | -0.4 | 0 | 0 | 0
20h30 | 0 | -1.03 | -1.02 | -0.86 | -0.81 | -0.69 | 0 | 0 | 0
21h30 | 0 | -0.5 | -0.5 | -0.41 | -0.71 | -0.33 | 0 | 0 | 0
22h30 | 0 | 0 | 0 | 0 | -0.3 | 0 | 0 | 0 | 0
23h30 | 0 | 0 | 0 | 0 | 0 | 0 | 0 | 0 | 0
00h30 | 0 | 0 | 0 | 0 | 0 | 0 | 0 | 0 | 0
01h30 | 0 | 0 | 0 | 0 | 0 | 0 | 0 | 0 | 0
02h30 | 0 | 0 | 0 | 0 | 0 | 0 | 0 | 0 | 0
03h30 | 0 | 0 | 0 | 0 | 0 | 0 | 0 | 0 | 0
04h30 | 0 | 0 | 0 | 0 | 0 | 0 | 0 | 0 | 0
05h30 | 0 | 0 | 0 | 0 | 0 | 0 | 0 | 0 | 0
06h30 | 0 | 0 | 0 | 0 | 0 | 0 | 0 | 0 | 0
07h30 | 0 | 0 | 0 | 0 | 0 | 0 | 0 | 0 | 0
08h30 | 0 | 0 | 0 | 0 | 0 | 0 | 0 | 0 | 0
09h30 | 0 | -0.58 | -0.5 | -0.38 | 0 | -0.21 | 0 | 0 | 0.015
10h30 | 0 | -1.11 | -1 | -0.81 | -0.23 | -0.21 | 0 | 0 | 0.015
11h30 | 0 | -1.12 | -1.03 | -0.93 | -0.51 | -0.03 | 0 | 0 | 0.015
12h30 | 0 | -1.16 | -1.06 | -1 | -0.61 | -0.08 | 0 | 0 | 0.015
13h30 | 0 | -1.2 | -1.13 | -1.02 | -0.65 | -0.09 | 0 | 0 | 0.015
14h30 | 0 | -1.28 | -1.21 | -1.08 | -0.69 | -0.11 | -0.01 | 0 | 0.015
15h30 | 0 | -1.35 | -1.28 | -1.17 | -0.8 | -0.15 | -0.05 | 0 | 0.015
16h30 | 0 | -1.36 | -1.3 | -1.15 | -0.91 | -0.14 | -0.07 | 0 | 0.015
17h30 | 0 | -1.32 | -1.26 | -1.13 | -0.88 | -0.15 | -0.07 | 0 | 0.015
18h30 | 0 | -1.23 | -1.18 | -1.08 | -0.92 | -0.11 | -0.04 | 0 | 0
19h30 | 0 | -1.11 | -1.07 | -0.96 | -0.91 | -0.39 | 0 | 0 | 0
20h30 | 0 | -1.04 | -1.01 | -0.86 | -0.8 | -0.69 | 0 | 0 | 0
21h30 | 0 | -1 | -0.93 | -0.75 | -0.71 | -0.59 | 0 | 0 | 0
22h30 | 0 | -0.5 | -0.43 | -0.35 | -0.6 | -0.25 | 0 | 0 | 0
23h30 | 0 | 0 | 0 | 0 | -0.29 | 0 | 0 | 0 | 0
00h30 | 0 | 0 | 0 | 0 | 0 | 0 | 0 | 0 | 0
01h30 | 0 | 0 | 0 | 0 | 0 | 0 | 0 | 0 | 0
02h30 | 0 | 0 | 0 | 0 | 0 | 0 | 0 | 0 | 0
03h30 | 0 | 0 | 0 | 0 | 0 | 0 | 0 | 0 | 0
04h30 | 0 | 0 | 0 | 0 | 0 | 0 | 0 | 0 | 0
05h30 | 0 | 0 | 0 | 0 | 0 | 0 | 0 | 0 | 0
06h30 | 0 | 0 | 0 | 0 | 0 | 0 | 0 | 0 | 0
07h30 | 0 | 0 | 0 | 0 | 0 | 0 | 0 | 0 | 0
08h30 | 0 | -0.64 | -0.52 | -0.43 | 0 | -0.33 | 0 | 0 | 0
09h30 | 0 | -1.21 | -1.07 | -0.95 | -0.32 | -0.73 | 0 | 0 | 0.015
10h30 | 0 | -1.14 | -1.06 | -1.02 | -0.74 | -0.4 | 0 | 0 | 0.015
11h30 | 0 | -1.11 | -1.03 | -1 | -0.85 | -0.01 | 0 | 0 | 0.015
12h30 | 0 | -1.15 | -1.08 | -1 | -0.76 | -0.1 | 0 | 0 | 0.015
13h30 | 0 | -1.2 | -1.15 | -1.02 | -0.68 | -0.11 | 0 | 0 | 0.015
14h30 | 0 | -1.28 | -1.22 | -1.1 | -0.72 | -0.14 | -0.03 | 0 | 0.015
15h30 | 0 | -1.35 | -1.28 | -1.17 | -0.84 | -0.18 | -0.07 | 0 | 0.015
16h30 | 0 | -1.36 | -1.3 | -1.18 | -0.92 | -0.14 | -0.08 | 0 | 0.015
17h30 | 0 | -1.29 | -1.23 | -1.03 | -0.9 | -0.08 | -0.04 | 0 | 0.015
18h30 | 0 | -1.16 | -1.06 | -0.8 | -0.77 | 0 | 0 | 0 | 0
19h30 | 0 | -1.06 | -0.97 | -0.79 | -0.59 | -0.23 | 0 | 0 | 0
20h30 | 0 | -1.02 | -0.99 | -0.82 | -0.62 | -0.54 | 0 | 0 | 0
21h30 | 0 | -0.52 | -0.49 | -0.39 | -0.67 | -0.3 | 0 | 0 | 0
22h30 | 0 | 0 | 0 | 0 | -0.32 | 0 | 0 | 0 | 0
23h30 | 0 | 0 | 0 | 0 | 0 | 0 | 0 | 0 | 0
00h30 | 0 | 0 | 0 | 0 | 0 | 0 | 0 | 0 | 0
01h30 | 0 | 0 | 0 | 0 | 0 | 0 | 0 | 0 | 0
02h30 | 0 | 0 | 0 | 0 | 0 | 0 | 0 | 0 | 0
03h30 | 0 | 0 | 0 | 0 | 0 | 0 | 0 | 0 | 0
04h30 | 0 | 0 | 0 | 0 | 0 | 0 | 0 | 0 | 0
05h30 | 0 | 0 | 0 | 0 | 0 | 0 | 0 | 0 | 0
06h30 | 0 | 0 | 0 | 0 | 0 | 0 | 0 | 0 | 0
07h30 | 0 | 0 | 0 | 0 | 0 | 0 | 0 | 0 | 0
08h30 | 0 | 0 | 0 | 0 | 0 | 0 | 0 | 0 | 0
09h30 | 0 | 0 | 0 | 0 | 0 | 0 | 0 | 0 | 0.015
10h30 | 0 | 0 | 0 | 0 | 0 | 0 | 0 | 0 | 0.015
11h30 | 0 | -0.75 | -0.63 | -0.55 | 0 | 0 | 0 | 0 | 0.015
12h30 | 0 | -1.34 | -1.18 | -1.05 | -0.5 | -0.13 | 0 | 0 | 0.015
13h30 | 0 | -1.27 | -1.18 | -1.06 | -0.88 | -0.13 | 0 | 0 | 0.015
14h30 | 0 | -1.34 | -1.25 | -1.13 | -0.82 | -0.14 | -0.02 | 0 | 0.015
15h30 | 0 | -1.41 | -1.31 | -1.19 | -0.87 | -0.2 | -0.07 | 0 | 0.015
16h30 | 0 | -1.42 | -1.33 | -1.2 | -0.96 | -0.14 | -0.08 | 0 | 0.015
17h30 | 0 | -1.34 | -1.26 | -1.09 | -0.93 | -0.09 | -0.04 | 0 | 0.015
18h30 | 0 | -1.21 | -1.1 | -0.86 | -0.8 | 0 | 0 | 0 | 0
19h30 | 0 | -1.1 | -1.02 | -0.84 | -0.63 | -0.26 | 0 | 0 | 0
20h30 | 0 | -1.07 | -1.04 | -0.93 | -0.65 | -0.6 | 0 | 0 | 0
21h30 | 0 | -1.02 | -0.94 | -0.8 | -0.74 | -0.59 | 0 | 0 | 0
22h30 | 0 | -1.02 | -0.92 | -0.72 | -0.65 | -0.52 | 0 | 0 | 0
23h30 | 0 | -0.5 | -0.48 | -0.35 | -0.56 | -0.28 | 0 | 0 | 0
00h30 | 0 | 0 | 0 | 0 | -0.21 | 0 | 0 | 0 | 0
01h30 | 0 | 0 | 0 | 0 | 0 | 0 | 0 | 0 | 0
02h30 | 0 | 0 | 0 | 0 | 0 | 0 | 0 | 0 | 0
03h30 | 0 | 0 | 0 | 0 | 0 | 0 | 0 | 0 | 0
04h30 | 0 | 0 | 0 | 0 | 0 | 0 | 0 | 0 | 0
05h30 | 0 | 0 | 0 | 0 | 0 | 0 | 0 | 0 | 0
06h30 | 0 | 0 | 0 | 0 | 0 | 0 | 0 | 0 | 0
07h30 | 0 | 0 | 0 | 0 | 0 | 0 | 0 | 0 | 0
08h30 | 0 | 0 | 0 | 0 | 0 | 0 | 0 | 0 | 0
09h30 | 0 | 0 | 0 | 0 | 0 | 0 | 0 | 0 | 0.015
10h30 | 0 | -0.66 | -0.54 | -0.5 | 0 | 0 | 0 | 0 | 0.015
11h30 | 0 | -1.22 | -1.07 | -1 | -0.39 | 0 | 0 | 0 | 0.015
12h30 | 0 | -1.2 | -1.1 | -1 | -0.71 | -0.11 | 0 | 0 | 0.015
13h30 | 0 | -1.25 | -1.17 | -1.03 | -0.7 | -0.12 | 0 | 0 | 0.015
14h30 | 0 | -1.32 | -1.24 | -1.12 | -0.74 | -0.16 | -0.03 | 0 | 0.015
15h30 | 0 | -1.4 | -1.32 | -1.2 | -0.86 | -0.2 | -0.08 | 0 | 0.015
16h30 | 0 | -1.42 | -1.33 | -1.22 | -0.95 | -0.16 | -0.1 | -0.56 | 0.015
17h30 | 0 | -1.37 | -1.3 | -1.2 | -0.93 | -0.18 | -0.1 | -0.86 | 0.015
18h30 | 0 | -1.27 | -1.2 | -1.12 | -0.96 | -0.15 | -0.06 | -0.66 | 0
19h30 | 0 | -1.14 | -1.11 | -1.03 | -0.93 | -0.46 | 0 | -0.57 | 0
20h30 | 0 | -1.06 | -1.05 | -0.98 | -0.85 | -0.79 | 0 | -0.21 | 0
21h30 | 0 | -1.04 | -1.02 | -0.87 | -0.8 | -0.69 | 0 | 0 | 0
22h30 | 0 | -0.99 | -1.02 | -0.85 | -0.7 | -0.67 | 0 | 0 | 0
23h30 | 0 | -0.99 | -1.02 | -0.89 | -0.69 | -0.72 | 0 | 0 | 0
00h30 | 0 | -0.5 | -0.5 | -0.42 | -0.73 | -0.33 | 0 | 0 | 0
01h30 | 0 | 0 | 0 | 0 | -0.34 | 0 | 0 | 0 | 0
02h30 | 0 | 0 | 0 | 0 | 0 | 0 | 0 | 0 | 0
03h30 | 0 | 0 | 0 | 0 | 0 | 0 | 0 | 0 | 0
04h30 | 0 | 0 | 0 | 0 | 0 | 0 | 0 | 0 | 0
05h30 | 0 | 0 | 0 | 0 | 0 | 0 | 0 | 0 | 0
06h30 | 0 | 0 | 0 | 0 | 0 | 0 | 0 | 0 | 0
07h30 | 0 | 0 | 0 | 0 | 0 | 0 | 0 | 0 | 0
08h30 | 0 | 0 | 0 | 0 | 0 | 0 | 0 | 0 | 0
09h30 | 0 | -0.59 | -0.5 | -0.45 | 0 | -0.26 | 0 | 0 | 0.015
10h30 | 0 | -1.13 | -1 | -0.87 | -0.27 | -0.26 | 0 | 0 | 0.015
11h30 | 0 | -1.14 | -1.04 | -0.93 | -0.55 | -0.06 | 0 | 0 | 0.015
12h30 | 0 | -1.18 | -1.09 | -1 | -0.63 | -0.12 | -0.01 | 0 | 0.015
13h30 | 0 | -1.23 | -1.16 | -1.04 | -0.68 | -0.13 | -0.02 | -0.26 | 0.015
14h30 | 0 | -1.31 | -1.24 | -1.11 | -0.73 | -0.17 | -0.04 | -0.48 | 0.015
15h30 | 0 | -1.39 | -1.31 | -1.19 | -0.84 | -0.19 | -0.09 | -0.57 | 0.015
16h30 | 0 | -1.4 | -1.33 | -1.19 | -0.96 | -0.18 | -0.11 | -0.59 | 0.015
17h30 | 0 | -1.36 | -1.29 | -1.16 | -0.93 | -0.18 | -0.1 | -0.61 | 0.015
18h30 | 0 | -1.26 | -1.2 | -1.11 | -0.95 | -0.15 | -0.06 | -0.64 | 0
19h30 | 0 | -1.13 | -1.1 | -1.03 | -0.92 | -0.45 | 0 | -0.49 | 0
20h30 | 0 | -1.05 | -1.05 | -0.98 | -0.84 | -0.8 | 0 | -0.32 | 0
21h30 | 0 | -1 | -1.01 | -0.9 | -0.82 | -0.73 | 0 | -0.09 | 0
22h30 | 0 | -1 | -1.21 | -1.11 | -0.74 | -1 | 0 | -0.1 | 0
23h30 | 0 | -0.96 | -1.46 | -1.41 | -1.04 | -1.38 | 0 | -0.27 | 0
00h30 | 0 | -0.77 | -1.57 | -1.52 | -1.38 | -1.49 | -0.72 | -0.23 | 0
01h30 | 0 | -0.67 | -1.63 | -1.59 | -1.5 | -1.56 | -1.5 | -0.22 | 0
02h30 | 0 | -0.67 | -1.63 | -1.58 | -1.56 | -1.56 | -1.52 | -0.32 | 0
03h30 | 0 | -0.64 | -1.77 | -1.73 | -1.56 | -1.7 | -1.67 | -0.5 | 0
04h30 | 0 | -0.6 | -1.82 | -1.78 | -1.71 | -1.76 | -1.73 | -0.59 | 0
05h30 | 0 | -0.56 | -1.62 | -1.59 | -1.76 | -1.56 | -1.54 | -0.38 | 0
06h30 | 0 | -0.55 | -1.11 | -1.03 | -1.56 | -0.96 | -0.74 | -0.14 | 0
07h30 | 0 | -0.68 | -0.76 | -0.62 | -0.96 | -0.5 | 0 | 0 | 0
08h30 | 0 | -0.82 | -0.9 | -0.75 | -0.5 | -0.61 | 0 | 0 | 0
09h30 | 0 | -0.88 | -0.94 | -0.75 | -0.61 | -0.56 | 0 | 0 | 0.015
10h30 | 0 | -0.96 | -0.95 | -0.82 | -0.56 | -0.22 | 0 | 0 | 0.015
11h30 | 0 | -1.03 | -1.02 | -0.95 | -0.56 | 0 | 0 | 0 | 0.015
12h30 | 0 | -1.08 | -1.07 | -0.96 | -0.63 | -0.08 | 0 | 0 | 0.015
13h30 | 0 | -1.14 | -1.13 | -1.02 | -0.68 | -0.08 | 0 | 0 | 0.015
14h30 | 0 | -1.21 | -1.19 | -1.08 | -0.73 | -0.11 | -0.01 | 0 | 0.015
15h30 | 0 | -1.27 | -1.26 | -1.15 | -0.84 | -0.16 | -0.06 | 0 | 0.015
16h30 | 0 | -1.29 | -1.28 | -1.17 | -0.91 | -0.13 | -0.08 | 0 | 0.015
17h30 | 0 | -1.26 | -1.25 | -1.15 | -0.89 | -0.14 | -0.08 | 0 | 0.015
18h30 | 0 | -1.18 | -1.17 | -1.09 | -0.92 | -0.12 | -0.05 | 0 | 0
19h30 | 0 | -1.06 | -1.05 | -0.95 | -0.91 | -0.38 | 0 | 0 | 0
20h30 | 0 | -0.51 | -0.5 | -0.43 | -0.78 | -0.34 | 0 | 0 | 0
21h30 | 0 | 0 | 0 | 0 | -0.34 | 0 | 0 | 0 | 0
22h30 | 0 | 0 | 0 | 0 | 0 | 0 | 0 | 0 | 0
23h30 | 0 | 0 | 0 | 0 | 0 | 0 | 0 | 0 | 0
00h30 | 0 | 0 | 0 | 0 | 0 | 0 | 0 | 0 | 0
01h30 | 0 | 0 | 0 | 0 | 0 | 0 | 0 | 0 | 0
02h30 | 0 | 0 | 0 | 0 | 0 | 0 | 0 | 0 | 0
03h30 | 0 | 0 | 0 | 0 | 0 | 0 | 0 | 0 | 0
04h30 | 0 | 0 | 0 | 0 | 0 | 0 | 0 | 0 | 0
05h30 | 0 | 0 | 0 | 0 | 0 | 0 | 0 | 0 | 0
06h30 | 0 | 0 | 0 | 0 | 0 | 0 | 0 | 0 | 0
07h30 | 0 | 0 | 0 | 0 | 0 | 0 | 0 | 0 | 0
08h30 | 0 | 0 | 0 | 0 | 0 | 0 | 0 | 0 | 0
09h30 | 0 | 0 | 0 | 0 | 0 | 0 | 0 | 0 | 0.015
10h30 | 0 | 0 | 0 | 0 | 0 | 0 | 0 | 0 | 0.015
11h30 | 0 | 0 | 0 | 0 | 0 | 0 | 0 | 0 | 0.015
12h30 | 0 | 0 | 0 | 0 | 0 | 0 | 0 | 0 | 0.015
13h30 | 0 | 0 | 0 | 0 | 0 | 0 | 0 | 0 | 0.015
14h30 | 0 | 0 | 0 | 0 | 0 | 0 | 0 | 0 | 0.015
15h30 | 0 | 0 | 0 | 0 | 0 | 0 | 0 | 0 | 0.015
16h30 | 0 | 0 | 0 | 0 | 0 | 0 | 0 | 0 | 0.015
17h30 | 0 | 0 | 0 | 0 | 0 | 0 | 0 | 0 | 0.015
18h30 | 0 | 0 | 0 | 0 | 0 | 0 | 0 | 0 | 0
19h30 | 0 | 0 | 0 | 0 | 0 | 0 | 0 | 0 | 0
20h30 | 0 | 0 | 0 | 0 | 0 | 0 | 0 | 0 | 0
21h30 | 0 | 0 | 0 | 0 | 0 | 0 | 0 | 0 | 0
22h30 | 0 | 0 | 0 | 0 | 0 | 0 | 0 | 0 | 0
23h30 | 0 | 0 | 0 | 0 | 0 | 0 | 0 | 0 | 0
00h30 | 0 | 0 | 0 | 0 | 0 | 0 | 0 | 0 | 0
01h30 | 0 | 0 | 0 | 0 | 0 | 0 | 0 | 0 | 0
02h30 | 0 | 0 | 0 | 0 | 0 | 0 | 0 | 0 | 0
03h30 | 0 | 0 | 0 | 0 | 0 | 0 | 0 | 0 | 0
04h30 | 0 | 0 | 0 | 0 | 0 | 0 | 0 | 0 | 0
05h30 | 0 | 0 | 0 | 0 | 0 | 0 | 0 | 0 | 0
06h30 | 0 | 0 | 0 | 0 | 0 | 0 | 0 | 0 | 0
07h30 | 0 | 0 | 0 | 0 | 0 | 0 | 0 | 0 | 0
08h30 | 0 | 0 | 0 | 0 | 0 | 0 | 0 | 0 | 0
09h30 | 0 | 0 | 0 | 0 | 0 | 0 | 0 | 0 | 0.015
10h30 | 0 | 0 | 0 | 0 | 0 | 0 | 0 | 0 | 0.015
11h30 | 0 | 0 | 0 | 0 | 0 | 0 | 0 | 0 | 0.015
12h30 | 0 | 0 | 0 | 0 | 0 | 0 | 0 | 0 | 0.015
13h30 | 0 | 0 | 0 | 0 | 0 | 0 | 0 | 0 | 0.015
14h30 | 0 | 0 | 0 | 0 | 0 | 0 | 0 | 0 | 0.015
15h30 | 0 | 0 | 0 | 0 | 0 | 0 | 0 | 0 | 0.015
16h30 | 0 | 0 | 0 | 0 | 0 | 0 | 0 | 0 | 0.015
17h30 | 0 | 0 | 0 | 0 | 0 | 0 | 0 | 0 | 0.015
18h30 | 0 | 0 | 0 | 0 | 0 | 0 | 0 | 0 | 0
19h30 | 0 | 0 | 0 | 0 | 0 | 0 | 0 | 0 | 0
20h30 | 0 | 0 | 0 | 0 | 0 | 0 | 0 | 0 | 0
21h30 | 0 | 0 | 0 | 0 | 0 | 0 | 0 | 0 | 0
22h30 | 0 | 0 | 0 | 0 | 0 | 0 | 0 | 0 | 0
23h30 | 0 | 0 | 0 | 0 | 0 | 0 | 0 | 0 | 0
00h30 | 0 | 0 | 0 | 0 | 0 | 0 | 0 | 0 | 0
01h30 | 0 | 0 | 0 | 0 | 0 | 0 | 0 | 0 | 0
02h30 | 0 | 0 | 0 | 0 | 0 | 0 | 0 | 0 | 0
03h30 | 0 | 0 | 0 | 0 | 0 | 0 | 0 | 0 | 0
04h30 | 0 | 0 | 0 | 0 | 0 | 0 | 0 | 0 | 0
05h30 | 0 | 0 | 0 | 0 | 0 | 0 | 0 | 0 | 0
06h30 | 0 | 0 | 0 | 0 | 0 | 0 | 0 | 0 | 0
07h30 | 0 | 0 | 0 | 0 | 0 | 0 | 0 | 0 | 0
08h30 | 0 | 0 | 0 | 0 | 0 | 0 | 0 | 0 | 0
09h30 | 0 | 0 | 0 | 0 | 0 | 0 | 0 | 0 | 0.015
10h30 | 0 | 0 | 0 | 0 | 0 | 0 | 0 | 0 | 0.015
11h30 | 0 | 0 | 0 | 0 | 0 | 0 | 0 | 0 | 0.015
12h30 | 0 | 0 | 0 | 0 | 0 | 0 | 0 | 0 | 0.015
13h30 | 0 | 0 | 0 | 0 | 0 | 0 | 0 | 0 | 0.015
14h30 | 0 | 0 | 0 | 0 | 0 | 0 | 0 | 0 | 0.015
15h30 | 0 | 0 | 0 | 0 | 0 | 0 | 0 | 0 | 0.015
16h30 | 0 | 0 | 0 | 0 | 0 | 0 | 0 | 0 | 0.015
17h30 | 0 | 0 | 0 | 0 | 0 | 0 | 0 | 0 | 0.015
18h30 | 0 | 0 | 0 | 0 | 0 | 0 | 0 | 0 | 0
19h30 | 0 | 0 | 0 | 0 | 0 | 0 | 0 | 0 | 0
20h30 | 0 | 0 | 0 | 0 | 0 | 0 | 0 | 0 | 0
21h30 | 0 | 0 | 0 | 0 | 0 | 0 | 0 | 0 | 0
22h30 | 0 | 0 | 0 | 0 | 0 | 0 | 0 | 0 | 0
23h30 | 0 | 0 | 0 | 0 | 0 | 0 | 0 | 0 | 0
00h30 | 0 | 0 | 0 | 0 | 0 | 0 | 0 | 0 | 0
01h30 | 0 | 0 | 0 | 0 | 0 | 0 | 0 | 0 | 0
02h30 | 0 | 0 | 0 | 0 | 0 | 0 | 0 | 0 | 0
03h30 | 0 | 0 | 0 | 0 | 0 | 0 | 0 | 0 | 0
04h30 | 0 | 0 | 0 | 0 | 0 | 0 | 0 | 0 | 0
05h30 | 0 | 0 | 0 | 0 | 0 | 0 | 0 | 0 | 0
06h30 | 0 | 0 | 0 | 0 | 0 | 0 | 0 | 0 | 0
07h30 | 0 | 0 | 0 | 0 | 0 | 0 | 0 | 0 | 0
08h30 | 0 | 0 | 0 | 0 | 0 | 0 | 0 | 0 | 0
09h30 | 0 | 0 | 0 | 0 | 0 | 0 | 0 | 0 | 0.015
10h30 | 0 | 0 | 0 | 0 | 0 | 0 | 0 | 0 | 0.015
11h30 | 0 | 0 | 0 | 0 | 0 | 0 | 0 | 0 | 0.015
12h30 | 0 | -1 | -0.77 | -0.64 | 0 | -0.06 | 0 | 0 | 0.015
13h30 | 0 | -1.81 | -1.4 | -1.2 | -0.51 | -0.06 | 0 | 0 | 0.015
14h30 | 0 | -1.73 | -1.38 | -1.21 | -1.01 | -0.07 | 0 | 0 | 0.015
15h30 | 0 | -1.75 | -1.44 | -1.28 | -1.06 | -0.12 | -0.04 | -0.42 | 0.015
16h30 | 0 | -1.72 | -1.44 | -1.29 | -1.09 | -0.11 | -0.05 | -0.62 | 0.015
17h30 | 0 | -1.6 | -1.34 | -1.21 | -1.04 | -0.06 | -0.02 | -0.42 | 0.015
18h30 | 0 | -1.43 | -1.2 | -1.03 | -0.89 | 0 | 0 | -0.31 | 0
19h30 | 0 | -1.31 | -1.15 | -1 | -0.69 | -0.24 | 0 | -0.33 | 0
20h30 | 0 | -1.25 | -1.16 | -1.07 | -0.8 | -0.65 | 0 | -0.34 | 0
21h30 | 0 | -1.19 | -1.11 | -1.05 | -0.98 | -0.73 | 0 | -0.24 | 0
22h30 | 0 | -1.16 | -1.45 | -1.39 | -0.93 | -1.15 | 0 | -0.35 | 0
23h30 | 0 | -1.13 | -1.82 | -1.76 | -1.28 | -1.66 | 0 | -0.62 | 0
00h30 | 0 | -1.14 | -1.86 | -1.8 | -1.7 | -1.72 | -0.8 | -0.59 | 0
01h30 | 0 | -1.14 | -1.91 | -1.86 | -1.75 | -1.78 | -1.69 | -0.56 | 0
02h30 | 0 | -1.12 | -1.92 | -1.86 | -1.81 | -1.78 | -1.73 | -0.63 | 0
03h30 | 0 | -1.11 | -1.92 | -1.86 | -1.82 | -1.79 | -1.75 | -0.64 | 0
04h30 | 0 | -1.08 | -1.85 | -1.8 | -1.82 | -1.73 | -1.7 | -0.58 | 0
05h30 | 0 | -1.05 | -1.71 | -1.66 | -1.76 | -1.59 | -1.56 | -0.38 | 0
06h30 | 0 | -0.99 | -1.26 | -1.14 | -1.62 | -0.96 | -0.77 | -0.18 | 0
07h30 | 0 | -1.02 | -0.98 | -0.78 | -1.03 | -0.48 | 0 | -0.08 | 0
08h30 | 0 | -1.03 | -1.03 | -0.88 | -0.6 | -0.59 | 0 | -0.1 | 0
09h30 | 0 | -1.03 | -1.03 | -0.89 | -0.71 | -0.53 | 0 | -0.07 | 0.015
10h30 | 0 | -1.04 | -1.01 | -0.82 | -0.64 | -0.22 | 0 | -0.05 | 0.015
11h30 | 0 | -1.04 | -1.01 | -0.74 | -0.56 | 0 | 0 | -0.03 | 0.015
12h30 | 0 | -1.06 | -1 | -0.72 | -0.47 | 0 | 0 | -0.03 | 0.015
13h30 | 0 | -1.06 | -1 | -0.72 | -0.44 | 0 | 0 | -0.05 | 0.015
14h30 | 0 | -1.08 | -1.02 | -0.76 | -0.45 | 0 | 0 | -0.05 | 0.015
15h30 | 0 | -0.58 | -0.52 | -0.4 | -0.48 | 0 | 0 | 0 | 0.015
16h30 | 0 | 0 | 0 | 0 | -0.27 | 0 | 0 | 0 | 0.015
17h30 | 0 | 0 | 0 | 0 | 0 | 0 | 0 | 0 | 0.015
18h30 | 0 | 0 | 0 | 0 | 0 | 0 | 0 | 0 | 0
19h30 | 0 | 0 | 0 | 0 | 0 | 0 | 0 | 0 | 0
20h30 | 0 | 0 | 0 | 0 | 0 | 0 | 0 | 0 | 0
21h30 | 0 | 0 | 0 | 0 | 0 | 0 | 0 | 0 | 0
22h30 | 0 | 0 | 0 | 0 | 0 | 0 | 0 | 0 | 0
23h30 | 0 | 0 | 0 | 0 | 0 | 0 | 0 | 0 | 0
00h30 | 0 | 0 | 0 | 0 | 0 | 0 | 0 | 0 | 0
01h30 | 0 | 0 | 0 | 0 | 0 | 0 | 0 | 0 | 0
02h30 | 0 | 0 | 0 | 0 | 0 | 0 | 0 | 0 | 0
03h30 | 0 | 0 | 0 | 0 | 0 | 0 | 0 | 0 | 0
04h30 | 0 | 0 | 0 | 0 | 0 | 0 | 0 | 0 | 0
05h30 | 0 | 0 | 0 | 0 | 0 | 0 | 0 | 0 | 0
06h30 | 0 | 0 | 0 | 0 | 0 | 0 | 0 | 0 | 0
07h30 | 0 | 0 | 0 | 0 | 0 | 0 | 0 | 0 | 0
08h30 | 0 | 0 | 0 | 0 | 0 | 0 | 0 | 0 | 0
09h30 | 0 | 0 | 0 | 0 | 0 | 0 | 0 | 0 | 0.015
10h30 | 0 | 0 | 0 | 0 | 0 | 0 | 0 | 0 | 0.015
11h30 | 0 | 0 | 0 | 0 | 0 | 0 | 0 | 0 | 0.015
12h30 | 0 | 0 | 0 | 0 | 0 | 0 | 0 | 0 | 0.015
13h30 | 0 | 0 | 0 | 0 | 0 | 0 | 0 | 0 | 0.015
14h30 | 0 | 0 | 0 | 0 | 0 | 0 | 0 | 0 | 0.015
15h30 | 0 | 0 | 0 | 0 | 0 | 0 | 0 | 0 | 0.015
16h30 | 0 | 0 | 0 | 0 | 0 | 0 | 0 | 0 | 0.015
17h30 | 0 | 0 | 0 | 0 | 0 | 0 | 0 | 0 | 0.015
18h30 | 0 | 0 | 0 | 0 | 0 | 0 | 0 | 0 | 0
19h30 | 0 | 0 | 0 | 0 | 0 | 0 | 0 | 0 | 0
20h30 | 0 | 0 | 0 | 0 | 0 | 0 | 0 | 0 | 0
21h30 | 0 | 0 | 0 | 0 | 0 | 0 | 0 | 0 | 0
22h30 | 0 | 0 | 0 | 0 | 0 | 0 | 0 | 0 | 0
23h30 | 0 | 0 | 0 | 0 | 0 | 0 | 0 | 0 | 0
00h30 | 0 | 0 | 0 | 0 | 0 | 0 | 0 | 0 | 0
01h30 | 0 | 0 | 0 | 0 | 0 | 0 | 0 | 0 | 0
02h30 | 0 | 0 | 0 | 0 | 0 | 0 | 0 | 0 | 0
03h30 | 0 | 0 | 0 | 0 | 0 | 0 | 0 | 0 | 0
04h30 | 0 | 0 | 0 | 0 | 0 | 0 | 0 | 0 | 0
05h30 | 0 | 0 | 0 | 0 | 0 | 0 | 0 | 0 | 0
06h30 | 0 | 0 | 0 | 0 | 0 | 0 | 0 | 0 | 0
07h30 | 0 | 0 | 0 | 0 | 0 | 0 | 0 | 0 | 0
08h30 | 0 | 0 | 0 | 0 | 0 | 0 | 0 | 0 | 0
09h30 | 0 | 0 | 0 | 0 | 0 | 0 | 0 | 0 | 0.015
10h30 | 0 | 0 | 0 | 0 | 0 | 0 | 0 | 0 | 0.015
11h30 | 0 | 0 | 0 | 0 | 0 | 0 | 0 | 0 | 0.015
12h30 | 0 | 0 | 0 | 0 | 0 | 0 | 0 | 0 | 0.015
13h30 | 0 | 0 | 0 | 0 | 0 | 0 | 0 | 0 | 0.015
14h30 | 0 | 0 | 0 | 0 | 0 | 0 | 0 | 0 | 0.015
15h30 | 0 | 0 | 0 | 0 | 0 | 0 | 0 | 0 | 0.015
16h30 | 0 | 0 | 0 | 0 | 0 | 0 | 0 | 0 | 0.015
17h30 | 0 | 0 | 0 | 0 | 0 | 0 | 0 | 0 | 0.015
18h30 | 0 | 0 | 0 | 0 | 0 | 0 | 0 | 0 | 0
19h30 | 0 | 0 | 0 | 0 | 0 | 0 | 0 | 0 | 0
20h30 | 0 | 0 | 0 | 0 | 0 | 0 | 0 | 0 | 0
21h30 | 0 | 0 | 0 | 0 | 0 | 0 | 0 | 0 | 0
22h30 | 0 | 0 | 0 | 0 | 0 | 0 | 0 | 0 | 0
23h30 | 0 | 0 | 0 | 0 | 0 | 0 | 0 | 0 | 0
00h30 | 0 | 0 | 0 | 0 | 0 | 0 | 0 | 0 | 0
01h30 | 0 | 0 | 0 | 0 | 0 | 0 | 0 | 0 | 0
02h30 | 0 | 0 | 0 | 0 | 0 | 0 | 0 | 0 | 0
03h30 | 0 | 0 | 0 | 0 | 0 | 0 | 0 | 0 | 0
04h30 | 0 | 0 | 0 | 0 | 0 | 0 | 0 | 0 | 0
05h30 | 0 | 0 | 0 | 0 | 0 | 0 | 0 | 0 | 0
06h30 | 0 | 0 | 0 | 0 | 0 | 0 | 0 | 0 | 0
07h30 | 0 | 0 | 0 | 0 | 0 | 0 | 0 | 0 | 0
08h30 | 0 | 0 | 0 | 0 | 0 | 0 | 0 | 0 | 0
09h30 | 0 | 0 | 0 | 0 | 0 | 0 | 0 | 0 | 0.015
10h30 | 0 | 0 | 0 | 0 | 0 | 0 | 0 | 0 | 0.015
11h30 | 0 | 0 | 0 | 0 | 0 | 0 | 0 | 0 | 0.015
12h30 | 0 | 0 | 0 | 0 | 0 | 0 | 0 | 0 | 0.015
13h30 | 0 | 0 | 0 | 0 | 0 | 0 | 0 | 0 | 0.015
14h30 | 0 | 0 | 0 | 0 | 0 | 0 | 0 | 0 | 0.015
15h30 | 0 | 0 | 0 | 0 | 0 | 0 | 0 | 0 | 0.015
16h30 | 0 | 0 | 0 | 0 | 0 | 0 | 0 | 0 | 0.015
17h30 | 0 | 0 | 0 | 0 | 0 | 0 | 0 | 0 | 0.015
18h30 | 0 | 0 | 0 | 0 | 0 | 0 | 0 | 0 | 0
19h30 | 0 | 0 | 0 | 0 | 0 | 0 | 0 | 0 | 0
20h30 | 0 | 0 | 0 | 0 | 0 | 0 | 0 | 0 | 0
21h30 | 0 | 0 | 0 | 0 | 0 | 0 | 0 | 0 | 0
22h30 | 0 | 0 | 0 | 0 | 0 | 0 | 0 | 0 | 0
23h30 | 0 | 0 | 0 | 0 | 0 | 0 | 0 | 0 | 0
00h30 | 0 | 0 | 0 | 0 | 0 | 0 | 0 | 0 | 0
01h30 | 0 | 0 | 0 | 0 | 0 | 0 | 0 | 0 | 0
02h30 | 0 | 0 | 0 | 0 | 0 | 0 | 0 | 0 | 0
03h30 | 0 | 0 | 0 | 0 | 0 | 0 | 0 | 0 | 0
04h30 | 0 | 0 | 0 | 0 | 0 | 0 | 0 | 0 | 0
05h30 | 0 | 0 | 0 | 0 | 0 | 0 | 0 | 0 | 0
06h30 | 0 | 0 | 0 | 0 | 0 | 0 | 0 | 0 | 0
07h30 | 0 | 0 | 0 | 0 | 0 | 0 | 0 | 0 | 0
08h30 | 0 | 0 | 0 | 0 | 0 | 0 | 0 | 0 | 0
09h30 | 0 | 0 | 0 | 0 | 0 | 0 | 0 | 0 | 0.015
10h30 | 0 | 0 | 0 | 0 | 0 | 0 | 0 | 0 | 0.015
11h30 | 0 | 0 | 0 | 0 | 0 | 0 | 0 | 0 | 0.015
12h30 | 0 | 0 | 0 | 0 | 0 | 0 | 0 | 0 | 0.015
13h30 | 0 | 0 | 0 | 0 | 0 | 0 | 0 | 0 | 0.015
14h30 | 0 | 0 | 0 | 0 | 0 | 0 | 0 | 0 | 0.015
15h30 | 0 | 0 | 0 | 0 | 0 | 0 | 0 | 0 | 0.015
16h30 | 0 | 0 | 0 | 0 | 0 | 0 | 0 | 0 | 0.015
17h30 | 0 | 0 | 0 | 0 | 0 | 0 | 0 | 0 | 0.015
18h30 | 0 | 0 | 0 | 0 | 0 | 0 | 0 | 0 | 0
19h30 | 0 | 0 | 0 | 0 | 0 | 0 | 0 | 0 | 0
20h30 | 0 | 0 | 0 | 0 | 0 | 0 | 0 | 0 | 0
21h30 | 0 | 0 | 0 | 0 | 0 | 0 | 0 | 0 | 0
22h30 | 0 | 0 | 0 | 0 | 0 | 0 | 0 | 0 | 0
23h30 | 0 | 0 | 0 | 0 | 0 | 0 | 0 | 0 | 0
00h30 | 0 | 0 | 0 | 0 | 0 | 0 | 0 | 0 | 0
01h30 | 0 | 0 | 0 | 0 | 0 | 0 | 0 | 0 | 0
02h30 | 0 | 0 | 0 | 0 | 0 | 0 | 0 | 0 | 0
03h30 | 0 | 0 | 0 | 0 | 0 | 0 | 0 | 0 | 0
04h30 | 0 | 0 | 0 | 0 | 0 | 0 | 0 | 0 | 0
05h30 | 0 | 0 | 0 | 0 | 0 | 0 | 0 | 0 | 0
06h30 | 0 | 0 | 0 | 0 | 0 | 0 | 0 | 0 | 0
07h30 | 0 | 0 | 0 | 0 | 0 | 0 | 0 | 0 | 0
08h30 | 0 | 0 | 0 | 0 | 0 | 0 | 0 | 0 | 0
09h30 | 0 | 0 | 0 | 0 | 0 | 0 | 0 | 0 | 0.015
10h30 | 0 | 0 | 0 | 0 | 0 | 0 | 0 | 0 | 0.015
11h30 | 0 | 0 | 0 | 0 | 0 | 0 | 0 | 0 | 0.015
12h30 | 0 | 0 | 0 | 0 | 0 | 0 | 0 | 0 | 0.015
13h30 | 0 | 0 | 0 | 0 | 0 | 0 | 0 | 0 | 0.015
14h30 | 0 | 0 | 0 | 0 | 0 | 0 | 0 | 0 | 0.015
15h30 | 0 | 0 | 0 | 0 | 0 | 0 | 0 | 0 | 0.015
16h30 | 0 | 0 | 0 | 0 | 0 | 0 | 0 | 0 | 0.015
17h30 | 0 | 0 | 0 | 0 | 0 | 0 | 0 | 0 | 0.015
18h30 | 0 | 0 | 0 | 0 | 0 | 0 | 0 | 0 | 0
19h30 | 0 | 0 | 0 | 0 | 0 | 0 | 0 | 0 | 0
20h30 | 0 | 0 | 0 | 0 | 0 | 0 | 0 | 0 | 0
21h30 | 0 | 0 | 0 | 0 | 0 | 0 | 0 | 0 | 0
22h30 | 0 | 0 | 0 | 0 | 0 | 0 | 0 | 0 | 0
23h30 | 0 | 0 | 0 | 0 | 0 | 0 | 0 | 0 | 0
00h30 | 0 | 0 | 0 | 0 | 0 | 0 | 0 | 0 | 0
01h30 | 0 | 0 | 0 | 0 | 0 | 0 | 0 | 0 | 0
02h30 | 0 | 0 | 0 | 0 | 0 | 0 | 0 | 0 | 0
03h30 | 0 | 0 | 0 | 0 | 0 | 0 | 0 | 0 | 0
04h30 | 0 | 0 | 0 | 0 | 0 | 0 | 0 | 0 | 0
05h30 | 0 | 0 | 0 | 0 | 0 | 0 | 0 | 0 | 0
06h30 | 0 | 0 | 0 | 0 | 0 | 0 | 0 | 0 | 0
07h30 | 0 | 0 | 0 | 0 | 0 | 0 | 0 | 0 | 0
08h30 | 0 | 0 | 0 | 0 | 0 | 0 | 0 | 0 | 0
09h30 | 0 | 0 | 0 | 0 | 0 | 0 | 0 | 0 | 0.015
10h30 | 0 | 0 | 0 | 0 | 0 | 0 | 0 | 0 | 0.015
11h30 | 0 | 0 | 0 | 0 | 0 | 0 | 0 | 0 | 0.015
12h30 | 0 | 0 | 0 | 0 | 0 | 0 | 0 | 0 | 0.015
13h30 | 0 | 0 | 0 | 0 | 0 | 0 | 0 | 0 | 0.015
14h30 | 0 | 0 | 0 | 0 | 0 | 0 | 0 | 0 | 0.015
15h30 | 0 | 0 | 0 | 0 | 0 | 0 | 0 | 0 | 0.015
16h30 | 0 | 0 | 0 | 0 | 0 | 0 | 0 | 0 | 0.015
17h30 | 0 | 0 | 0 | 0 | 0 | 0 | 0 | 0 | 0.015
18h30 | 0 | 0 | 0 | 0 | 0 | 0 | 0 | 0 | 0
19h30 | 0 | 0 | 0 | 0 | 0 | 0 | 0 | 0 | 0
20h30 | 0 | 0 | 0 | 0 | 0 | 0 | 0 | 0 | 0
21h30 | 0 | 0 | 0 | 0 | 0 | 0 | 0 | 0 | 0
22h30 | 0 | 0 | 0 | 0 | 0 | 0 | 0 | 0 | 0
23h30 | 0 | 0 | 0 | 0 | 0 | 0 | 0 | 0 | 0
00h30 | 0 | 0 | 0 | 0 | 0 | 0 | 0 | 0 | 0
01h30 | 0 | 0 | 0 | 0 | 0 | 0 | 0 | 0 | 0
02h30 | 0 | 0 | 0 | 0 | 0 | 0 | 0 | 0 | 0
03h30 | 0 | 0 | 0 | 0 | 0 | 0 | 0 | 0 | 0
04h30 | 0 | 0 | 0 | 0 | 0 | 0 | 0 | 0 | 0
05h30 | 0 | -0.98 | -0.53 | -0.35 | 0 | 0 | 0 | 0 | 0
06h30 | 0 | -1.61 | -1 | -0.68 | -0.16 | -0.16 | 0 | 0 | 0
07h30 | 0 | -1.38 | -0.99 | -0.72 | -0.4 | -0.23 | 0 | 0 | 0
08h30 | 0 | -1.33 | -1.02 | -0.83 | -0.47 | -0.21 | 0 | 0 | 0
09h30 | 0 | -0.57 | -0.5 | -0.45 | -0.52 | -0.14 | 0 | 0 | 0.015
10h30 | 0 | 0 | 0 | 0 | -0.3 | 0 | 0 | 0 | 0.015
11h30 | 0 | 0 | 0 | 0 | 0 | 0 | 0 | 0 | 0.015
12h30 | 0 | 0 | 0 | 0 | 0 | 0 | 0 | 0 | 0.015
13h30 | 0 | 0 | 0 | 0 | 0 | 0 | 0 | 0 | 0.015
14h30 | 0 | 0 | 0 | 0 | 0 | 0 | 0 | 0 | 0.015
15h30 | 0 | 0 | 0 | 0 | 0 | 0 | 0 | 0 | 0.015
16h30 | 0 | 0 | 0 | 0 | 0 | 0 | 0 | 0 | 0.015
17h30 | 0 | 0 | 0 | 0 | 0 | 0 | 0 | 0 | 0.015
18h30 | 0 | 0 | 0 | 0 | 0 | 0 | 0 | 0 | 0
19h30 | 0 | 0 | 0 | 0 | 0 | 0 | 0 | 0 | 0
20h30 | 0 | 0 | 0 | 0 | 0 | 0 | 0 | 0 | 0
21h30 | 0 | 0 | 0 | 0 | 0 | 0 | 0 | 0 | 0
22h30 | 0 | 0 | 0 | 0 | 0 | 0 | 0 | 0 | 0
23h30 | 0 | 0 | 0 | 0 | 0 | 0 | 0 | 0 | 0
00h30 | 0 | 0 | 0 | 0 | 0 | 0 | 0 | 0 | 0
01h30 | 0 | 0 | 0 | 0 | 0 | 0 | 0 | 0 | 0
02h30 | 0 | 0 | 0 | 0 | 0 | 0 | 0 | 0 | 0
03h30 | 0 | 0 | 0 | 0 | 0 | 0 | 0 | 0 | 0
04h30 | 0 | 0 | 0 | 0 | 0 | 0 | 0 | 0 | 0
05h30 | 0 | 0 | 0 | 0 | 0 | 0 | 0 | 0 | 0
06h30 | 0 | 0 | 0 | 0 | 0 | 0 | 0 | 0 | 0
07h30 | 0 | 0 | 0 | 0 | 0 | 0 | 0 | 0 | 0
08h30 | 0 | 0 | 0 | 0 | 0 | 0 | 0 | 0 | 0
09h30 | 0 | 0 | 0 | 0 | 0 | 0 | 0 | 0 | 0.015
10h30 | 0 | 0 | 0 | 0 | 0 | 0 | 0 | 0 | 0.015
11h30 | 0 | 0 | 0 | 0 | 0 | 0 | 0 | 0 | 0.015
12h30 | 0 | 0 | 0 | 0 | 0 | 0 | 0 | 0 | 0.015
13h30 | 0 | 0 | 0 | 0 | 0 | 0 | 0 | 0 | 0.015
14h30 | 0 | 0 | 0 | 0 | 0 | 0 | 0 | 0 | 0.015
15h30 | 0 | 0 | 0 | 0 | 0 | 0 | 0 | 0 | 0.015
16h30 | 0 | 0 | 0 | 0 | 0 | 0 | 0 | 0 | 0.015
17h30 | 0 | 0 | 0 | 0 | 0 | 0 | 0 | 0 | 0.015
18h30 | 0 | 0 | 0 | 0 | 0 | 0 | 0 | 0 | 0
19h30 | 0 | 0 | 0 | 0 | 0 | 0 | 0 | 0 | 0
20h30 | 0 | 0 | 0 | 0 | 0 | 0 | 0 | 0 | 0
21h30 | 0 | 0 | 0 | 0 | 0 | 0 | 0 | 0 | 0
22h30 | 0 | 0 | 0 | 0 | 0 | 0 | 0 | 0 | 0
23h30 | 0 | 0 | 0 | 0 | 0 | 0 | 0 | 0 | 0
00h30 | 0 | 0 | 0 | 0 | 0 | 0 | 0 | 0 | 0
01h30 | 0 | 0 | 0 | 0 | 0 | 0 | 0 | 0 | 0
02h30 | 0 | 0 | 0 | 0 | 0 | 0 | 0 | 0 | 0
03h30 | 0 | 0 | 0 | 0 | 0 | 0 | 0 | 0 | 0
04h30 | 0 | 0 | 0 | 0 | 0 | 0 | 0 | 0 | 0
05h30 | 0 | 0 | 0 | 0 | 0 | 0 | 0 | 0 | 0
06h30 | 0 | 0 | 0 | 0 | 0 | 0 | 0 | 0 | 0
07h30 | 0 | 0 | 0 | 0 | 0 | 0 | 0 | 0 | 0
08h30 | 0 | 0 | 0 | 0 | 0 | 0 | 0 | 0 | 0
09h30 | 0 | 0 | 0 | 0 | 0 | 0 | 0 | 0 | 0.015
10h30 | 0 | 0 | 0 | 0 | 0 | 0 | 0 | 0 | 0.015
11h30 | 0 | 0 | 0 | 0 | 0 | 0 | 0 | 0 | 0.015
12h30 | 0 | 0 | 0 | 0 | 0 | 0 | 0 | 0 | 0.015
13h30 | 0 | 0 | 0 | 0 | 0 | 0 | 0 | 0 | 0.015
14h30 | 0 | 0 | 0 | 0 | 0 | 0 | 0 | 0 | 0.015
15h30 | 0 | -0.94 | -0.58 | -0.5 | 0 | 0 | 0 | 0 | 0.015
16h30 | 0 | -1.54 | -1.02 | -0.73 | -0.2 | 0 | 0 | 0 | 0.015
17h30 | 0 | -1.29 | -0.93 | -0.61 | -0.27 | 0 | 0 | 0 | 0.015
18h30 | 0 | -1.25 | -0.94 | -0.61 | -0.26 | 0 | 0 | 0 | 0
19h30 | 0 | -1.19 | -0.66 | -0.36 | -0.31 | 0 | 0 | 0 | 0
20h30 | 0 | -1.14 | -0.32 | -0.13 | -0.12 | 0 | 0 | 0 | 0
21h30 | 0 | -1.11 | -0.17 | 0 | 0 | 0 | 0 | 0 | 0
22h30 | 0 | -1.1 | -0.07 | 0 | 0 | 0 | 0 | 0 | 0
23h30 | 0 | -1.07 | 0 | 0 | 0 | 0 | 0 | 0 | 0
00h30 | 0 | -0.57 | 0 | 0 | 0 | 0 | 0 | 0 | 0
01h30 | 0 | 0 | 0 | 0 | 0 | 0 | 0 | 0 | 0
02h30 | 0 | 0 | 0 | 0 | 0 | 0 | 0 | 0 | 0
03h30 | 0 | 0 | 0 | 0 | 0 | 0 | 0 | 0 | 0
04h30 | 0 | 0 | 0 | 0 | 0 | 0 | 0 | 0 | 0
05h30 | 0 | 0 | 0 | 0 | 0 | 0 | 0 | 0 | 0
06h30 | 0 | 0 | 0 | 0 | 0 | 0 | 0 | 0 | 0
07h30 | 0 | -0.67 | 0 | 0 | 0 | 0 | 0 | 0 | 0
08h30 | 0 | -1.12 | 0 | 0 | 0 | 0 | 0 | 0 | 0
09h30 | 0 | -0.95 | 0 | 0 | 0 | 0 | 0 | 0 | 0.015
10h30 | 0 | -0.99 | 0 | 0 | 0 | 0 | 0 | 0 | 0.015
11h30 | 0 | -0.5 | 0 | 0 | 0 | 0 | 0 | 0 | 0.015
12h30 | 0 | 0 | 0 | 0 | 0 | 0 | 0 | 0 | 0.015
13h30 | 0 | 0 | 0 | 0 | 0 | 0 | 0 | 0 | 0.015
14h30 | 0 | 0 | 0 | 0 | 0 | 0 | 0 | 0 | 0.015
15h30 | 0 | 0 | 0 | 0 | 0 | 0 | 0 | 0 | 0.015
16h30 | 0 | 0 | 0 | 0 | 0 | 0 | 0 | 0 | 0.015
17h30 | 0 | 0 | 0 | 0 | 0 | 0 | 0 | 0 | 0.015
18h30 | 0 | 0 | 0 | 0 | 0 | 0 | 0 | 0 | 0
19h30 | 0 | 0 | 0 | 0 | 0 | 0 | 0 | 0 | 0
20h30 | 0 | 0 | 0 | 0 | 0 | 0 | 0 | 0 | 0
21h30 | 0 | 0 | 0 | 0 | 0 | 0 | 0 | 0 | 0
22h30 | 0 | 0 | 0 | 0 | 0 | 0 | 0 | 0 | 0
23h30 | 0 | 0 | 0 | 0 | 0 | 0 | 0 | 0 | 0
00h30 | 0 | 0 | 0 | 0 | 0 | 0 | 0 | 0 | 0
01h30 | 0 | 0 | 0 | 0 | 0 | 0 | 0 | 0 | 0
02h30 | 0 | 0 | 0 | 0 | 0 | 0 | 0 | 0 | 0
03h30 | 0 | 0 | 0 | 0 | 0 | 0 | 0 | 0 | 0
04h30 | 0 | 0 | 0 | 0 | 0 | 0 | 0 | 0 | 0
05h30 | 0 | 0 | 0 | 0 | 0 | 0 | 0 | 0 | 0
06h30 | 0 | 0 | 0 | 0 | 0 | 0 | 0 | 0 | 0
07h30 | 0 | 0 | 0 | 0 | 0 | 0 | 0 | 0 | 0
08h30 | 0 | 0 | 0 | 0 | 0 | 0 | 0 | 0 | 0
09h30 | 0 | 0 | 0 | 0 | 0 | 0 | 0 | 0 | 0.015
10h30 | 0 | 0 | 0 | 0 | 0 | 0 | 0 | 0 | 0.015
11h30 | 0 | 0 | 0 | 0 | 0 | 0 | 0 | 0 | 0.015
12h30 | 0 | 0 | 0 | 0 | 0 | 0 | 0 | 0 | 0.015
13h30 | 0 | 0 | 0 | 0 | 0 | 0 | 0 | 0 | 0.015
14h30 | 0 | 0 | 0 | 0 | 0 | 0 | 0 | 0 | 0.015
15h30 | 0 | 0 | 0 | 0 | 0 | 0 | 0 | 0 | 0.015
16h30 | 0 | 0 | 0 | 0 | 0 | 0 | 0 | 0 | 0.015
17h30 | 0 | 0 | 0 | 0 | 0 | 0 | 0 | 0 | 0.015
18h30 | 0 | 0 | 0 | 0 | 0 | 0 | 0 | 0 | 0
19h30 | 0 | 0 | 0 | 0 | 0 | 0 | 0 | 0 | 0
20h30 | 0 | 0 | 0 | 0 | 0 | 0 | 0 | 0 | 0
21h30 | 0 | 0 | 0 | 0 | 0 | 0 | 0 | 0 | 0
22h30 | 0 | 0 | 0 | 0 | 0 | 0 | 0 | 0 | 0
23h30 | 0 | 0 | 0 | 0 | 0 | 0 | 0 | 0 | 0
00h30 | 0 | 0 | 0 | 0 | 0 | 0 | 0 | 0 | 0
01h30 | 0 | 0 | 0 | 0 | 0 | 0 | 0 | 0 | 0
02h30 | 0 | 0 | 0 | 0 | 0 | 0 | 0 | 0 | 0
03h30 | 0 | 0 | 0 | 0 | 0 | 0 | 0 | 0 | 0
04h30 | 0 | 0 | 0 | 0 | 0 | 0 | 0 | 0 | 0
05h30 | 0 | 0 | 0 | 0 | 0 | 0 | 0 | 0 | 0
06h30 | 0 | 0 | 0 | 0 | 0 | 0 | 0 | 0 | 0
07h30 | 0 | 0 | 0 | 0 | 0 | 0 | 0 | 0 | 0
08h30 | 0 | 0 | 0 | 0 | 0 | 0 | 0 | 0 | 0
09h30 | 0 | 0 | 0 | 0 | 0 | 0 | 0 | 0 | 0.015
10h30 | 0 | 0 | 0 | 0 | 0 | 0 | 0 | 0 | 0.015
11h30 | 0 | 0 | 0 | 0 | 0 | 0 | 0 | 0 | 0.015
12h30 | 0 | 0 | 0 | 0 | 0 | 0 | 0 | 0 | 0.015
13h30 | 0 | 0 | 0 | 0 | 0 | 0 | 0 | 0 | 0.015
14h30 | 0 | 0 | 0 | 0 | 0 | 0 | 0 | 0 | 0.015
15h30 | 0 | 0 | 0 | 0 | 0 | 0 | 0 | 0 | 0.015
16h30 | 0 | 0 | 0 | 0 | 0 | 0 | 0 | 0 | 0.015
17h30 | 0 | 0 | 0 | 0 | 0 | 0 | 0 | 0 | 0.015
18h30 | 0 | 0 | 0 | 0 | 0 | 0 | 0 | 0 | 0
19h30 | 0 | 0 | 0 | 0 | 0 | 0 | 0 | 0 | 0
20h30 | 0 | 0 | 0 | 0 | 0 | 0 | 0 | 0 | 0
21h30 | 0 | 0 | 0 | 0 | 0 | 0 | 0 | 0 | 0
22h30 | 0 | 0 | 0 | 0 | 0 | 0 | 0 | 0 | 0
23h30 | 0 | 0 | 0 | 0 | 0 | 0 | 0 | 0 | 0
00h30 | 0 | 0 | 0 | 0 | 0 | 0 | 0 | 0 | 0
01h30 | 0 | 0 | 0 | 0 | 0 | 0 | 0 | 0 | 0
02h30 | 0 | 0 | 0 | 0 | 0 | 0 | 0 | 0 | 0
03h30 | 0 | 0 | 0 | 0 | 0 | 0 | 0 | 0 | 0
04h30 | 0 | 0 | 0 | 0 | 0 | 0 | 0 | 0 | 0
05h30 | 0 | 0 | 0 | 0 | 0 | 0 | 0 | 0 | 0
06h30 | 0 | 0 | 0 | 0 | 0 | 0 | 0 | 0 | 0
07h30 | 0 | 0 | 0 | 0 | 0 | 0 | 0 | 0 | 0
08h30 | 0 | 0 | 0 | 0 | 0 | 0 | 0 | 0 | 0
09h30 | 0 | 0 | 0 | 0 | 0 | 0 | 0 | 0 | 0.015
10h30 | 0 | 0 | 0 | 0 | 0 | 0 | 0 | 0 | 0.015
11h30 | 0 | 0 | 0 | 0 | 0 | 0 | 0 | 0 | 0.015
12h30 | 0 | 0 | 0 | 0 | 0 | 0 | 0 | 0 | 0.015
13h30 | 0 | 0 | 0 | 0 | 0 | 0 | 0 | 0 | 0.015
14h30 | 0 | 0 | 0 | 0 | 0 | 0 | 0 | 0 | 0.015
15h30 | 0 | 0 | 0 | 0 | 0 | 0 | 0 | 0 | 0.015
16h30 | 0 | 0 | 0 | 0 | 0 | 0 | 0 | 0 | 0.015
17h30 | 0 | 0 | 0 | 0 | 0 | 0 | 0 | 0 | 0.015
18h30 | 0 | 0 | 0 | 0 | 0 | 0 | 0 | 0 | 0
19h30 | 0 | 0 | 0 | 0 | 0 | 0 | 0 | 0 | 0
20h30 | 0 | 0 | 0 | 0 | 0 | 0 | 0 | 0 | 0
21h30 | 0 | 0 | 0 | 0 | 0 | 0 | 0 | 0 | 0
22h30 | 0 | 0 | 0 | 0 | 0 | 0 | 0 | 0 | 0
23h30 | 0 | 0 | 0 | 0 | 0 | 0 | 0 | 0 | 0
00h30 | 0 | 0 | 0 | 0 | 0 | 0 | 0 | 0 | 0
01h30 | 0 | 0 | 0 | 0 | 0 | 0 | 0 | 0 | 0
02h30 | 0 | 0 | 0 | 0 | 0 | 0 | 0 | 0 | 0
03h30 | 0 | 0 | 0 | 0 | 0 | 0 | 0 | 0 | 0
04h30 | 0 | 0 | 0 | 0 | 0 | 0 | 0 | 0 | 0
05h30 | 0 | 0 | 0 | 0 | 0 | 0 | 0 | 0 | 0
06h30 | 0 | 0 | 0 | 0 | 0 | 0 | 0 | 0 | 0
07h30 | 0 | 0 | 0 | 0 | 0 | 0 | 0 | 0 | 0
08h30 | 0 | -0.59 | -0.06 | 0 | 0 | 0 | 0 | 0 | 0
09h30 | 0 | -1.09 | -0.17 | 0 | 0 | 0 | 0 | 0 | 0.015
10h30 | 0 | -1.04 | -0.31 | 0 | 0 | 0 | 0 | 0 | 0.015
11h30 | 0 | -1.05 | -0.42 | -0.04 | 0 | 0 | 0 | 0 | 0.015
12h30 | 0 | -1.07 | -0.48 | -0.11 | 0 | 0 | 0 | 0 | 0.015
13h30 | 0 | -1.1 | -0.58 | -0.2 | 0 | 0 | 0 | 0 | 0.015
14h30 | 0 | -1.16 | -0.74 | -0.34 | 0 | 0 | 0 | 0 | 0.015
15h30 | 0 | -1.24 | -0.92 | -0.51 | 0 | 0 | 0 | 0 | 0.015
16h30 | 0 | -1.26 | -0.98 | -0.61 | -0.04 | -0.04 | -0.04 | 0 | 0.015
17h30 | 0 | -1.2 | -0.93 | -0.67 | -0.19 | -0.19 | -0.19 | 0 | 0.015
18h30 | 0 | -0.56 | -0.46 | -0.35 | -0.38 | -0.38 | -0.38 | 0 | 0
19h30 | 0 | 0 | 0 | 0 | -0.23 | -0.23 | -0.23 | 0 | 0
20h30 | 0 | 0 | 0 | 0 | 0 | 0 | 0 | 0 | 0
21h30 | 0 | 0 | 0 | 0 | 0 | 0 | 0 | 0 | 0
22h30 | 0 | 0 | 0 | 0 | 0 | 0 | 0 | 0 | 0
23h30 | 0 | 0 | 0 | 0 | 0 | 0 | 0 | 0 | 0
00h30 | 0 | 0 | 0 | 0 | 0 | 0 | 0 | 0 | 0
01h30 | 0 | 0 | 0 | 0 | 0 | 0 | 0 | 0 | 0
02h30 | 0 | 0 | 0 | 0 | 0 | 0 | 0 | 0 | 0
03h30 | 0 | 0 | 0 | 0 | 0 | 0 | 0 | 0 | 0
04h30 | 0 | 0 | 0 | 0 | 0 | 0 | 0 | 0 | 0
05h30 | 0 | 0 | 0 | 0 | 0 | 0 | 0 | 0 | 0
06h30 | 0 | 0 | 0 | 0 | 0 | 0 | 0 | 0 | 0
07h30 | 0 | -0.53 | 0 | 0 | 0 | 0 | 0 | 0 | 0
08h30 | 0 | -1.03 | -0.22 | -0.06 | 0 | 0 | 0 | 0 | 0
09h30 | 0 | -1 | -0.6 | -0.29 | 0 | 0 | 0 | 0 | 0.015
10h30 | 0 | -1.01 | -0.88 | -0.55 | -0.02 | -0.02 | -0.02 | 0 | 0.015
11h30 | 0 | -1.07 | -1 | -0.7 | -0.13 | -0.13 | -0.13 | 0 | 0.015
12h30 | 0 | -1.15 | -1 | -0.8 | -0.22 | -0.22 | -0.22 | 0 | 0.015
13h30 | 0 | -1.24 | -1.05 | -0.91 | -0.27 | -0.27 | -0.27 | 0 | 0.015
14h30 | 0 | -1.33 | -1.17 | -1.02 | -0.35 | -0.35 | -0.35 | 0 | 0.015
15h30 | 0 | -1.39 | -1.24 | -1.09 | -0.48 | -0.48 | -0.48 | 0 | 0.015
16h30 | 0 | -1.38 | -1.23 | -1.06 | -0.63 | -0.63 | -0.63 | 0 | 0.015
17h30 | 0 | -1.28 | -1.15 | -0.97 | -0.67 | -0.67 | -0.67 | 0 | 0.015
18h30 | 0 | -1.15 | -1.04 | -0.89 | -0.65 | -0.65 | -0.65 | 0 | 0
19h30 | 0 | -1.04 | -0.97 | -0.73 | -0.64 | -0.64 | -0.64 | 0 | 0
20h30 | 0 | -1 | -0.85 | -0.55 | -0.49 | -0.49 | -0.49 | 0 | 0
21h30 | 0 | -0.5 | -0.38 | -0.24 | -0.33 | -0.33 | -0.33 | 0 | 0
22h30 | 0 | 0 | 0 | 0 | -0.14 | -0.14 | -0.14 | 0 | 0
23h30 | 0 | 0 | 0 | 0 | 0 | 0 | 0 | 0 | 0
00h30 | 0 | 0 | 0 | 0 | 0 | 0 | 0 | 0 | 0
01h30 | 0 | 0 | 0 | 0 | 0 | 0 | 0 | 0 | 0
02h30 | 0 | 0 | 0 | 0 | 0 | 0 | 0 | 0 | 0
03h30 | 0 | 0 | 0 | 0 | 0 | 0 | 0 | 0 | 0
04h30 | 0 | 0 | 0 | 0 | 0 | 0 | 0 | 0 | 0
05h30 | 0 | 0 | 0 | 0 | 0 | 0 | 0 | 0 | 0
06h30 | 0 | 0 | 0 | 0 | 0 | 0 | 0 | 0 | 0
07h30 | 0 | -0.52 | -0.06 | 0 | 0 | 0 | 0 | 0 | 0
08h30 | 0 | -1.02 | -0.34 | -0.14 | 0 | 0 | 0 | 0 | 0
09h30 | 0 | -1 | -0.67 | -0.38 | 0 | 0 | 0 | 0 | 0.015
10h30 | 0 | -1 | -0.89 | -0.57 | -0.09 | -0.09 | -0.09 | 0 | 0.015
11h30 | 0 | -1.03 | -1 | -0.62 | -0.22 | -0.22 | -0.22 | 0 | 0.015
12h30 | 0 | -0.53 | -0.5 | -0.29 | -0.24 | -0.24 | -0.24 | 0 | 0.015
13h30 | 0 | 0 | 0 | 0 | -0.11 | -0.11 | -0.11 | 0 | 0.015
14h30 | 0 | 0 | 0 | 0 | 0 | 0 | 0 | 0 | 0.015
15h30 | 0 | -0.57 | -0.5 | -0.26 | 0 | 0 | 0 | 0 | 0.015
16h30 | 0 | -1.05 | -0.73 | -0.36 | -0.02 | -0.02 | -0.02 | 0 | 0.015
17h30 | 0 | -0.48 | -0.23 | -0.1 | -0.02 | -0.02 | -0.02 | 0 | 0.015
18h30 | 0 | 0 | 0 | 0 | 0 | 0 | 0 | 0 | 0
19h30 | 0 | 0 | 0 | 0 | 0 | 0 | 0 | 0 | 0
20h30 | 0 | 0 | 0 | 0 | 0 | 0 | 0 | 0 | 0
21h30 | 0 | 0 | 0 | 0 | 0 | 0 | 0 | 0 | 0
22h30 | 0 | 0 | 0 | 0 | 0 | 0 | 0 | 0 | 0
23h30 | 0 | 0 | 0 | 0 | 0 | 0 | 0 | 0 | 0
00h30 | 0 | 0 | 0 | 0 | 0 | 0 | 0 | 0 | 0
01h30 | 0 | 0 | 0 | 0 | 0 | 0 | 0 | 0 | 0
02h30 | 0 | 0 | 0 | 0 | 0 | 0 | 0 | 0 | 0
03h30 | 0 | 0 | 0 | 0 | 0 | 0 | 0 | 0 | 0
04h30 | 0 | 0 | 0 | 0 | 0 | 0 | 0 | 0 | 0
05h30 | 0 | 0 | 0 | 0 | 0 | 0 | 0 | 0 | 0
06h30 | 0 | 0 | 0 | 0 | 0 | 0 | 0 | 0 | 0
07h30 | 0 | 0 | 0 | 0 | 0 | 0 | 0 | 0 | 0
08h30 | 0 | 0 | 0 | 0 | 0 | 0 | 0 | 0 | 0
09h30 | 0 | 0 | 0 | 0 | 0 | 0 | 0 | 0 | 0.015
10h30 | 0 | 0 | 0 | 0 | 0 | 0 | 0 | 0 | 0.015
11h30 | 0 | 0 | 0 | 0 | 0 | 0 | 0 | 0 | 0.015
12h30 | 0 | -0.65 | -0.5 | -0.35 | 0 | 0 | 0 | 0 | 0.015
13h30 | 0 | -1.24 | -1 | -0.68 | 0 | 0 | 0 | 0 | 0.015
14h30 | 0 | -1.27 | -1.08 | -0.75 | -0.07 | -0.07 | -0.07 | 0 | 0.015
15h30 | 0 | -0.68 | -0.58 | -0.42 | -0.21 | -0.21 | -0.21 | 0 | 0.015
16h30 | 0 | 0 | 0 | 0 | -0.14 | -0.14 | -0.14 | 0 | 0.015
17h30 | 0 | 0 | 0 | 0 | 0 | 0 | 0 | 0 | 0.015
18h30 | 0 | 0 | 0 | 0 | 0 | 0 | 0 | 0 | 0
19h30 | 0 | 0 | 0 | 0 | 0 | 0 | 0 | 0 | 0
20h30 | 0 | 0 | 0 | 0 | 0 | 0 | 0 | 0 | 0
21h30 | 0 | 0 | 0 | 0 | 0 | 0 | 0 | 0 | 0
22h30 | 0 | 0 | 0 | 0 | 0 | 0 | 0 | 0 | 0
23h30 | 0 | 0 | 0 | 0 | 0 | 0 | 0 | 0 | 0
00h30 | 0 | 0 | 0 | 0 | 0 | 0 | 0 | 0 | 0
01h30 | 0 | 0 | 0 | 0 | 0 | 0 | 0 | 0 | 0
02h30 | 0 | 0 | 0 | 0 | 0 | 0 | 0 | 0 | 0
03h30 | 0 | 0 | 0 | 0 | 0 | 0 | 0 | 0 | 0
04h30 | 0 | 0 | 0 | 0 | 0 | 0 | 0 | 0 | 0
05h30 | 0 | 0 | 0 | 0 | 0 | 0 | 0 | 0 | 0
06h30 | 0 | 0 | 0 | 0 | 0 | 0 | 0 | 0 | 0
07h30 | 0 | 0 | 0 | 0 | 0 | 0 | 0 | 0 | 0
08h30 | 0 | 0 | 0 | 0 | 0 | 0 | 0 | 0 | 0
09h30 | 0 | 0 | 0 | 0 | 0 | 0 | 0 | 0 | 0.015
10h30 | 0 | 0 | 0 | 0 | 0 | 0 | 0 | 0 | 0.015
11h30 | 0 | -0.65 | -0.5 | -0.28 | 0 | 0 | 0 | 0 | 0.015
12h30 | 0 | -1.23 | -1 | -0.58 | 0 | 0 | 0 | 0 | 0.015
13h30 | 0 | -1.25 | -1.02 | -0.69 | 0 | 0 | 0 | 0 | 0.015
14h30 | 0 | -1.33 | -1.1 | -0.81 | -0.09 | -0.09 | -0.09 | 0 | 0.015
15h30 | 0 | -0.66 | -0.58 | -0.42 | -0.25 | -0.25 | -0.25 | 0 | 0.015
16h30 | 0 | 0 | 0 | 0 | -0.16 | -0.16 | -0.16 | 0 | 0.015
17h30 | 0 | 0 | 0 | 0 | 0 | 0 | 0 | 0 | 0.015
18h30 | 0 | 0 | 0 | 0 | 0 | 0 | 0 | 0 | 0
19h30 | 0 | 0 | 0 | 0 | 0 | 0 | 0 | 0 | 0
20h30 | 0 | 0 | 0 | 0 | 0 | 0 | 0 | 0 | 0
21h30 | 0 | 0 | 0 | 0 | 0 | 0 | 0 | 0 | 0
22h30 | 0 | 0 | 0 | 0 | 0 | 0 | 0 | 0 | 0
23h30 | 0 | 0 | 0 | 0 | 0 | 0 | 0 | 0 | 0
00h30 | 0 | 0 | 0 | 0 | 0 | 0 | 0 | 0 | 0
01h30 | 0 | 0 | 0 | 0 | 0 | 0 | 0 | 0 | 0
02h30 | 0 | 0 | 0 | 0 | 0 | 0 | 0 | 0 | 0
03h30 | 0 | 0 | 0 | 0 | 0 | 0 | 0 | 0 | 0
04h30 | 0 | 0 | 0 | 0 | 0 | 0 | 0 | 0 | 0
05h30 | 0 | 0 | 0 | 0 | 0 | 0 | 0 | 0 | 0
06h30 | 0 | 0 | 0 | 0 | 0 | 0 | 0 | 0 | 0
07h30 | 0 | 0 | 0 | 0 | 0 | 0 | 0 | 0 | 0
08h30 | 0 | 0 | 0 | 0 | 0 | 0 | 0 | 0 | 0
09h30 | 0 | 0 | 0 | 0 | 0 | 0 | 0 | 0 | 0.015
10h30 | 0 | 0 | 0 | 0 | 0 | 0 | 0 | 0 | 0.015
11h30 | 0 | 0 | 0 | 0 | 0 | 0 | 0 | 0 | 0.015
12h30 | 0 | 0 | 0 | 0 | 0 | 0 | 0 | 0 | 0.015
13h30 | 0 | 0 | 0 | 0 | 0 | 0 | 0 | 0 | 0.015
14h30 | 0 | 0 | 0 | 0 | 0 | 0 | 0 | 0 | 0.015
15h30 | 0 | 0 | 0 | 0 | 0 | 0 | 0 | 0 | 0.015
16h30 | 0 | 0 | 0 | 0 | 0 | 0 | 0 | 0 | 0.015
17h30 | 0 | 0 | 0 | 0 | 0 | 0 | 0 | 0 | 0.015
18h30 | 0 | 0 | 0 | 0 | 0 | 0 | 0 | 0 | 0
19h30 | 0 | 0 | 0 | 0 | 0 | 0 | 0 | 0 | 0
20h30 | 0 | 0 | 0 | 0 | 0 | 0 | 0 | 0 | 0
21h30 | 0 | 0 | 0 | 0 | 0 | 0 | 0 | 0 | 0
22h30 | 0 | 0 | 0 | 0 | 0 | 0 | 0 | 0 | 0
23h30 | 0 | 0 | 0 | 0 | 0 | 0 | 0 | 0 | 0
00h30 | 0 | 0 | 0 | 0 | 0 | 0 | 0 | 0 | 0
01h30 | 0 | 0 | 0 | 0 | 0 | 0 | 0 | 0 | 0
02h30 | 0 | 0 | 0 | 0 | 0 | 0 | 0 | 0 | 0
03h30 | 0 | 0 | 0 | 0 | 0 | 0 | 0 | 0 | 0
04h30 | 0 | 0 | 0 | 0 | 0 | 0 | 0 | 0 | 0
05h30 | 0 | 0 | 0 | 0 | 0 | 0 | 0 | 0 | 0
06h30 | 0 | 0 | 0 | 0 | 0 | 0 | 0 | 0 | 0
07h30 | 0 | 0 | 0 | 0 | 0 | 0 | 0 | 0 | 0
08h30 | 0 | 0 | 0 | 0 | 0 | 0 | 0 | 0 | 0
09h30 | 0 | 0 | 0 | 0 | 0 | 0 | 0 | 0 | 0.015
10h30 | 0 | 0 | 0 | 0 | 0 | 0 | 0 | 0 | 0.015
11h30 | 0 | 0 | 0 | 0 | 0 | 0 | 0 | 0 | 0.015
12h30 | 0 | 0 | 0 | 0 | 0 | 0 | 0 | 0 | 0.015
13h30 | 0 | 0 | 0 | 0 | 0 | 0 | 0 | 0 | 0.015
14h30 | 0 | 0 | 0 | 0 | 0 | 0 | 0 | 0 | 0.015
15h30 | 0 | 0 | 0 | 0 | 0 | 0 | 0 | 0 | 0.015
16h30 | 0 | 0 | 0 | 0 | 0 | 0 | 0 | 0 | 0.015
17h30 | 0 | 0 | 0 | 0 | 0 | 0 | 0 | 0 | 0.015
18h30 | 0 | 0 | 0 | 0 | 0 | 0 | 0 | 0 | 0
19h30 | 0 | -0.66 | -0.25 | 0 | 0 | 0 | 0 | 0 | 0
20h30 | 0 | -1.16 | -0.25 | 0 | 0 | 0 | 0 | 0 | 0
21h30 | 0 | -1 | 0 | 0 | 0 | 0 | 0 | 0 | 0
22h30 | 0 | -1 | 0 | 0 | 0 | 0 | 0 | 0 | 0
23h30 | 0 | -0.92 | 0 | 0 | 0 | 0 | 0 | 0 | 0
00h30 | 0 | -0.42 | 0 | 0 | 0 | 0 | 0 | 0 | 0
01h30 | 0 | 0 | 0 | 0 | 0 | 0 | 0 | 0 | 0
02h30 | 0 | 0 | 0 | 0 | 0 | 0 | 0 | 0 | 0
03h30 | 0 | 0 | 0 | 0 | 0 | 0 | 0 | 0 | 0
04h30 | 0 | 0 | 0 | 0 | 0 | 0 | 0 | 0 | 0
05h30 | 0 | 0 | 0 | 0 | 0 | 0 | 0 | 0 | 0
06h30 | 0 | 0 | 0 | 0 | 0 | 0 | 0 | 0 | 0
07h30 | 0 | -0.48 | 0 | 0 | 0 | 0 | 0 | 0 | 0
08h30 | 0 | -0.74 | 0 | 0 | 0 | 0 | 0 | 0 | 0
09h30 | 0 | -0.25 | 0 | 0 | 0 | 0 | 0 | 0 | 0.015
10h30 | 0 | 0 | 0 | 0 | 0 | 0 | 0 | 0 | 0.015
11h30 | 0 | 0 | 0 | 0 | 0 | 0 | 0 | 0 | 0.015
12h30 | 0 | 0 | 0 | 0 | 0 | 0 | 0 | 0 | 0.015
13h30 | 0 | 0 | 0 | 0 | 0 | 0 | 0 | 0 | 0.015
14h30 | 0 | 0 | 0 | 0 | 0 | 0 | 0 | 0 | 0.015
15h30 | 0 | 0 | 0 | 0 | 0 | 0 | 0 | 0 | 0.015
16h30 | 0 | 0 | 0 | 0 | 0 | 0 | 0 | 0 | 0.015
17h30 | 0 | 0 | 0 | 0 | 0 | 0 | 0 | 0 | 0.015
18h30 | 0 | 0 | 0 | 0 | 0 | 0 | 0 | 0 | 0
19h30 | 0 | 0 | 0 | 0 | 0 | 0 | 0 | 0 | 0
20h30 | 0 | 0 | 0 | 0 | 0 | 0 | 0 | 0 | 0
21h30 | 0 | 0 | 0 | 0 | 0 | 0 | 0 | 0 | 0
22h30 | 0 | 0 | 0 | 0 | 0 | 0 | 0 | 0 | 0
23h30 | 0 | 0 | 0 | 0 | 0 | 0 | 0 | 0 | 0
00h30 | 0 | 0 | 0 | 0 | 0 | 0 | 0 | 0 | 0
01h30 | 0 | 0 | 0 | 0 | 0 | 0 | 0 | 0 | 0
02h30 | 0 | 0 | 0 | 0 | 0 | 0 | 0 | 0 | 0
03h30 | 0 | 0 | 0 | 0 | 0 | 0 | 0 | 0 | 0
04h30 | 0 | 0 | 0 | 0 | 0 | 0 | 0 | 0 | 0
05h30 | 0 | 0 | 0 | 0 | 0 | 0 | 0 | 0 | 0
06h30 | 0 | 0 | 0 | 0 | 0 | 0 | 0 | 0 | 0
07h30 | 0 | 0 | 0 | 0 | 0 | 0 | 0 | 0 | 0
08h30 | 0 | 0 | 0 | 0 | 0 | 0 | 0 | 0 | 0
09h30 | 0 | 0 | 0 | 0 | 0 | 0 | 0 | 0 | 0.015
10h30 | 0 | 0 | 0 | 0 | 0 | 0 | 0 | 0 | 0.015
11h30 | 0 | 0 | 0 | 0 | 0 | 0 | 0 | 0 | 0.015
12h30 | 0 | 0 | 0 | 0 | 0 | 0 | 0 | 0 | 0.015
13h30 | 0 | 0 | 0 | 0 | 0 | 0 | 0 | 0 | 0.015
14h30 | 0 | 0 | 0 | 0 | 0 | 0 | 0 | 0 | 0.015
15h30 | 0 | 0 | 0 | 0 | 0 | 0 | 0 | 0 | 0.015
16h30 | 0 | 0 | 0 | 0 | 0 | 0 | 0 | 0 | 0.015
17h30 | 0 | 0 | 0 | 0 | 0 | 0 | 0 | 0 | 0.015
18h30 | 0 | 0 | 0 | 0 | 0 | 0 | 0 | 0 | 0
19h30 | 0 | 0 | 0 | 0 | 0 | 0 | 0 | 0 | 0
20h30 | 0 | 0 | 0 | 0 | 0 | 0 | 0 | 0 | 0
21h30 | 0 | 0 | 0 | 0 | 0 | 0 | 0 | 0 | 0
22h30 | 0 | 0 | 0 | 0 | 0 | 0 | 0 | 0 | 0
23h30 | 0 | 0 | 0 | 0 | 0 | 0 | 0 | 0 | 0
00h30 | 0 | 0 | 0 | 0 | 0 | 0 | 0 | 0 | 0
01h30 | 0 | 0 | 0 | 0 | 0 | 0 | 0 | 0 | 0
02h30 | 0 | 0 | 0 | 0 | 0 | 0 | 0 | 0 | 0
03h30 | 0 | 0 | 0 | 0 | 0 | 0 | 0 | 0 | 0
04h30 | 0 | 0 | 0 | 0 | 0 | 0 | 0 | 0 | 0
05h30 | 0 | 0 | 0 | 0 | 0 | 0 | 0 | 0 | 0
06h30 | 0 | 0 | 0 | 0 | 0 | 0 | 0 | 0 | 0
07h30 | 0 | -0.57 | 0 | 0 | 0 | 0 | 0 | 0 | 0
08h30 | 0 | -0.57 | 0 | 0 | 0 | 0 | 0 | 0 | 0
09h30 | 0 | 0 | 0 | 0 | 0 | 0 | 0 | 0 | 0.015
10h30 | 0 | 0 | 0 | 0 | 0 | 0 | 0 | 0 | 0.015
11h30 | 0 | 0 | 0 | 0 | 0 | 0 | 0 | 0 | 0.015
12h30 | 0 | 0 | 0 | 0 | 0 | 0 | 0 | 0 | 0.015
13h30 | 0 | 0 | 0 | 0 | 0 | 0 | 0 | 0 | 0.015
14h30 | 0 | 0 | 0 | 0 | 0 | 0 | 0 | 0 | 0.015
15h30 | 0 | 0 | 0 | 0 | 0 | 0 | 0 | 0 | 0.015
16h30 | 0 | 0 | 0 | 0 | 0 | 0 | 0 | 0 | 0.015
17h30 | 0 | 0 | 0 | 0 | 0 | 0 | 0 | 0 | 0.015
18h30 | 0 | 0 | 0 | 0 | 0 | 0 | 0 | 0 | 0
19h30 | 0 | 0 | 0 | 0 | 0 | 0 | 0 | 0 | 0
20h30 | 0 | 0 | 0 | 0 | 0 | 0 | 0 | 0 | 0
21h30 | 0 | 0 | 0 | 0 | 0 | 0 | 0 | 0 | 0
22h30 | 0 | 0 | 0 | 0 | 0 | 0 | 0 | 0 | 0
23h30 | 0 | 0 | 0 | 0 | 0 | 0 | 0 | 0 | 0
00h30 | 0 | 0 | 0 | 0 | 0 | 0 | 0 | 0 | 0
01h30 | 0 | 0 | 0 | 0 | 0 | 0 | 0 | 0 | 0
02h30 | 0 | 0 | 0 | 0 | 0 | 0 | 0 | 0 | 0
03h30 | 0 | 0 | 0 | 0 | 0 | 0 | 0 | 0 | 0
04h30 | 0 | 0 | 0 | 0 | 0 | 0 | 0 | 0 | 0
05h30 | 0 | 0 | 0 | 0 | 0 | 0 | 0 | 0 | 0
06h30 | 0 | 0 | 0 | 0 | 0 | 0 | 0 | 0 | 0
07h30 | 0 | 0 | 0 | 0 | 0 | 0 | 0 | 0 | 0
08h30 | 0 | 0 | 0 | 0 | 0 | 0 | 0 | 0 | 0
09h30 | 0 | 0 | 0 | 0 | 0 | 0 | 0 | 0 | 0.015
10h30 | 0 | 0 | 0 | 0 | 0 | 0 | 0 | 0 | 0.015
11h30 | 0 | 0 | 0 | 0 | 0 | 0 | 0 | 0 | 0.015
12h30 | 0 | 0 | 0 | 0 | 0 | 0 | 0 | 0 | 0.015
13h30 | 0 | 0 | 0 | 0 | 0 | 0 | 0 | 0 | 0.015
14h30 | 0 | 0 | 0 | 0 | 0 | 0 | 0 | 0 | 0.015
15h30 | 0 | 0 | 0 | 0 | 0 | 0 | 0 | 0 | 0.015
16h30 | 0 | 0 | 0 | 0 | 0 | 0 | 0 | 0 | 0.015
17h30 | 0 | 0 | 0 | 0 | 0 | 0 | 0 | 0 | 0.015
18h30 | 0 | 0 | 0 | 0 | 0 | 0 | 0 | 0 | 0
19h30 | 0 | 0 | 0 | 0 | 0 | 0 | 0 | 0 | 0
20h30 | 0 | 0 | 0 | 0 | 0 | 0 | 0 | 0 | 0
21h30 | 0 | 0 | 0 | 0 | 0 | 0 | 0 | 0 | 0
22h30 | 0 | 0 | 0 | 0 | 0 | 0 | 0 | 0 | 0
23h30 | 0 | 0 | 0 | 0 | 0 | 0 | 0 | 0 | 0
00h30 | 0 | 0 | 0 | 0 | 0 | 0 | 0 | 0 | 0
01h30 | 0 | 0 | 0 | 0 | 0 | 0 | 0 | 0 | 0
02h30 | 0 | 0 | 0 | 0 | 0 | 0 | 0 | 0 | 0
03h30 | 0 | 0 | 0 | 0 | 0 | 0 | 0 | 0 | 0
04h30 | 0 | 0 | 0 | 0 | 0 | 0 | 0 | 0 | 0
05h30 | 0 | 0 | 0 | 0 | 0 | 0 | 0 | 0 | 0
06h30 | 0 | 0 | 0 | 0 | 0 | 0 | 0 | 0 | 0
07h30 | 0 | 0 | 0 | 0 | 0 | 0 | 0 | 0 | 0
08h30 | 0 | 0 | 0 | 0 | 0 | 0 | 0 | 0 | 0
09h30 | 0 | 0 | 0 | 0 | 0 | 0 | 0 | 0 | 0.015
10h30 | 0 | 0 | 0 | 0 | 0 | 0 | 0 | 0 | 0.015
11h30 | 0 | 0 | 0 | 0 | 0 | 0 | 0 | 0 | 0.015
12h30 | 0 | 0 | 0 | 0 | 0 | 0 | 0 | 0 | 0.015
13h30 | 0 | 0 | 0 | 0 | 0 | 0 | 0 | 0 | 0.015
14h30 | 0 | 0 | 0 | 0 | 0 | 0 | 0 | 0 | 0.015
15h30 | 0 | 0 | 0 | 0 | 0 | 0 | 0 | 0 | 0.015
16h30 | 0 | 0 | 0 | 0 | 0 | 0 | 0 | 0 | 0.015
17h30 | 0 | 0 | 0 | 0 | 0 | 0 | 0 | 0 | 0.015
18h30 | 0 | 0 | 0 | 0 | 0 | 0 | 0 | 0 | 0
19h30 | 0 | 0 | 0 | 0 | 0 | 0 | 0 | 0 | 0
20h30 | 0 | 0 | 0 | 0 | 0 | 0 | 0 | 0 | 0
21h30 | 0 | 0 | 0 | 0 | 0 | 0 | 0 | 0 | 0
22h30 | 0 | 0 | 0 | 0 | 0 | 0 | 0 | 0 | 0
23h30 | 0 | 0 | 0 | 0 | 0 | 0 | 0 | 0 | 0
00h30 | 0 | 0 | 0 | 0 | 0 | 0 | 0 | 0 | 0
01h30 | 0 | 0 | 0 | 0 | 0 | 0 | 0 | 0 | 0
02h30 | 0 | 0 | 0 | 0 | 0 | 0 | 0 | 0 | 0
03h30 | 0 | 0 | 0 | 0 | 0 | 0 | 0 | 0 | 0
04h30 | 0 | 0 | 0 | 0 | 0 | 0 | 0 | 0 | 0
05h30 | 0 | 0 | 0 | 0 | 0 | 0 | 0 | 0 | 0
06h30 | 0 | 0 | 0 | 0 | 0 | 0 | 0 | 0 | 0
07h30 | 0 | 0 | 0 | 0 | 0 | 0 | 0 | 0 | 0
08h30 | 0 | 0 | 0 | 0 | 0 | 0 | 0 | 0 | 0
09h30 | 0 | 0 | 0 | 0 | 0 | 0 | 0 | 0 | 0.015
10h30 | 0 | 0 | 0 | 0 | 0 | 0 | 0 | 0 | 0.015
11h30 | 0 | 0 | 0 | 0 | 0 | 0 | 0 | 0 | 0.015
12h30 | 0 | 0 | 0 | 0 | 0 | 0 | 0 | 0 | 0.015
13h30 | 0 | 0 | 0 | 0 | 0 | 0 | 0 | 0 | 0.015
14h30 | 0 | 0 | 0 | 0 | 0 | 0 | 0 | 0 | 0.015
15h30 | 0 | 0 | 0 | 0 | 0 | 0 | 0 | 0 | 0.015
16h30 | 0 | 0 | 0 | 0 | 0 | 0 | 0 | 0 | 0.015
17h30 | 0 | 0 | 0 | 0 | 0 | 0 | 0 | 0 | 0.015
18h30 | 0 | 0 | 0 | 0 | 0 | 0 | 0 | 0 | 0
19h30 | 0 | 0 | 0 | 0 | 0 | 0 | 0 | 0 | 0
20h30 | 0 | 0 | 0 | 0 | 0 | 0 | 0 | 0 | 0
21h30 | 0 | 0 | 0 | 0 | 0 | 0 | 0 | 0 | 0
22h30 | 0 | 0 | 0 | 0 | 0 | 0 | 0 | 0 | 0
23h30 | 0 | 0 | 0 | 0 | 0 | 0 | 0 | 0 | 0
00h30 | 0 | 0 | 0 | 0 | 0 | 0 | 0 | 0 | 0
01h30 | 0 | 0 | 0 | 0 | 0 | 0 | 0 | 0 | 0
02h30 | 0 | 0 | 0 | 0 | 0 | 0 | 0 | 0 | 0
03h30 | 0 | 0 | 0 | 0 | 0 | 0 | 0 | 0 | 0
04h30 | 0 | 0 | 0 | 0 | 0 | 0 | 0 | 0 | 0
05h30 | 0 | 0 | 0 | 0 | 0 | 0 | 0 | 0 | 0
06h30 | 0 | 0 | 0 | 0 | 0 | 0 | 0 | 0 | 0
07h30 | 0 | 0 | 0 | 0 | 0 | 0 | 0 | 0 | 0
08h30 | 0 | 0 | 0 | 0 | 0 | 0 | 0 | 0 | 0
09h30 | 0 | 0 | 0 | 0 | 0 | 0 | 0 | 0 | 0.015
10h30 | 0 | 0 | 0 | 0 | 0 | 0 | 0 | 0 | 0.015
11h30 | 0 | 0 | 0 | 0 | 0 | 0 | 0 | 0 | 0.015
12h30 | 0 | 0 | 0 | 0 | 0 | 0 | 0 | 0 | 0.015
13h30 | 0 | 0 | 0 | 0 | 0 | 0 | 0 | 0 | 0.015
14h30 | 0 | 0 | 0 | 0 | 0 | 0 | 0 | 0 | 0.015
15h30 | 0 | 0 | 0 | 0 | 0 | 0 | 0 | 0 | 0.015
16h30 | 0 | 0 | 0 | 0 | 0 | 0 | 0 | 0 | 0.015
17h30 | 0 | 0 | 0 | 0 | 0 | 0 | 0 | 0 | 0.015
18h30 | 0 | 0 | 0 | 0 | 0 | 0 | 0 | 0 | 0
19h30 | 0 | 0 | 0 | 0 | 0 | 0 | 0 | 0 | 0
20h30 | 0 | 0 | 0 | 0 | 0 | 0 | 0 | 0 | 0
21h30 | 0 | 0 | 0 | 0 | 0 | 0 | 0 | 0 | 0
22h30 | 0 | 0 | 0 | 0 | 0 | 0 | 0 | 0 | 0
23h30 | 0 | 0 | 0 | 0 | 0 | 0 | 0 | 0 | 0
00h30 | 0 | 0 | 0 | 0 | 0 | 0 | 0 | 0 | 0
01h30 | 0 | 0 | 0 | 0 | 0 | 0 | 0 | 0 | 0
02h30 | 0 | 0 | 0 | 0 | 0 | 0 | 0 | 0 | 0
03h30 | 0 | 0 | 0 | 0 | 0 | 0 | 0 | 0 | 0
04h30 | 0 | 0 | 0 | 0 | 0 | 0 | 0 | 0 | 0
05h30 | 0 | 0 | 0 | 0 | 0 | 0 | 0 | 0 | 0
06h30 | 0 | 0 | 0 | 0 | 0 | 0 | 0 | 0 | 0
07h30 | 0 | -0.77 | 0 | 0 | 0 | 0 | 0 | 0 | 0
08h30 | 0 | -0.77 | 0 | 0 | 0 | 0 | 0 | 0 | 0
09h30 | 0 | 0 | 0 | 0 | 0 | 0 | 0 | 0 | 0.015
10h30 | 0 | 0 | 0 | 0 | 0 | 0 | 0 | 0 | 0.015
11h30 | 0 | 0 | 0 | 0 | 0 | 0 | 0 | 0 | 0.015
12h30 | 0 | 0 | 0 | 0 | 0 | 0 | 0 | 0 | 0.015
13h30 | 0 | 0 | 0 | 0 | 0 | 0 | 0 | 0 | 0.015
14h30 | 0 | 0 | 0 | 0 | 0 | 0 | 0 | 0 | 0.015
15h30 | 0 | 0 | 0 | 0 | 0 | 0 | 0 | 0 | 0.015
16h30 | 0 | 0 | 0 | 0 | 0 | 0 | 0 | 0 | 0.015
17h30 | 0 | 0 | 0 | 0 | 0 | 0 | 0 | 0 | 0.015
18h30 | 0 | 0 | 0 | 0 | 0 | 0 | 0 | 0 | 0
19h30 | 0 | 0 | 0 | 0 | 0 | 0 | 0 | 0 | 0
20h30 | 0 | 0 | 0 | 0 | 0 | 0 | 0 | 0 | 0
21h30 | 0 | -0.9 | -0.29 | 0 | 0 | 0 | 0 | 0 | 0
22h30 | 0 | -1.46 | -0.29 | 0 | 0 | 0 | 0 | 0 | 0
23h30 | 0 | -1.21 | 0 | 0 | 0 | 0 | 0 | 0 | 0
00h30 | 0 | -0.64 | 0 | 0 | 0 | 0 | 0 | 0 | 0
01h30 | 0 | 0 | 0 | 0 | 0 | 0 | 0 | 0 | 0
02h30 | 0 | 0 | 0 | 0 | 0 | 0 | 0 | 0 | 0
03h30 | 0 | 0 | 0 | 0 | 0 | 0 | 0 | 0 | 0
04h30 | 0 | 0 | 0 | 0 | 0 | 0 | 0 | 0 | 0
05h30 | 0 | 0 | 0 | 0 | 0 | 0 | 0 | 0 | 0
06h30 | 0 | 0 | 0 | 0 | 0 | 0 | 0 | 0 | 0
07h30 | 0 | -0.73 | 0 | 0 | 0 | 0 | 0 | 0 | 0
08h30 | 0 | -0.73 | 0 | 0 | 0 | 0 | 0 | 0 | 0
09h30 | 0 | 0 | 0 | 0 | 0 | 0 | 0 | 0 | 0.015
10h30 | 0 | 0 | 0 | 0 | 0 | 0 | 0 | 0 | 0.015
11h30 | 0 | 0 | 0 | 0 | 0 | 0 | 0 | 0 | 0.015
12h30 | 0 | 0 | 0 | 0 | 0 | 0 | 0 | 0 | 0.015
13h30 | 0 | 0 | 0 | 0 | 0 | 0 | 0 | 0 | 0.015
14h30 | 0 | 0 | 0 | 0 | 0 | 0 | 0 | 0 | 0.015
15h30 | 0 | 0 | 0 | 0 | 0 | 0 | 0 | 0 | 0.015
16h30 | 0 | 0 | 0 | 0 | 0 | 0 | 0 | 0 | 0.015
17h30 | 0 | 0 | 0 | 0 | 0 | 0 | 0 | 0 | 0.015
18h30 | 0 | 0 | 0 | 0 | 0 | 0 | 0 | 0 | 0
19h30 | 0 | 0 | 0 | 0 | 0 | 0 | 0 | 0 | 0
20h30 | 0 | 0 | 0 | 0 | 0 | 0 | 0 | 0 | 0
21h30 | 0 | -0.86 | -0.19 | 0 | 0 | 0 | 0 | 0 | 0
22h30 | 0 | -1.41 | -0.19 | 0 | 0 | 0 | 0 | 0 | 0
23h30 | 0 | -1.17 | 0 | 0 | 0 | 0 | 0 | 0 | 0
00h30 | 0 | -0.62 | 0 | 0 | 0 | 0 | 0 | 0 | 0
01h30 | 0 | 0 | 0 | 0 | 0 | 0 | 0 | 0 | 0
02h30 | 0 | 0 | 0 | 0 | 0 | 0 | 0 | 0 | 0
03h30 | 0 | 0 | 0 | 0 | 0 | 0 | 0 | 0 | 0
04h30 | 0 | 0 | 0 | 0 | 0 | 0 | 0 | 0 | 0
05h30 | 0 | 0 | 0 | 0 | 0 | 0 | 0 | 0 | 0
06h30 | 0 | 0 | 0 | 0 | 0 | 0 | 0 | 0 | 0
07h30 | 0 | -0.7 | 0 | 0 | 0 | 0 | 0 | 0 | 0
08h30 | 0 | -0.7 | 0 | 0 | 0 | 0 | 0 | 0 | 0
09h30 | 0 | 0 | 0 | 0 | 0 | 0 | 0 | 0 | 0.015
10h30 | 0 | 0 | 0 | 0 | 0 | 0 | 0 | 0 | 0.015
11h30 | 0 | 0 | 0 | 0 | 0 | 0 | 0 | 0 | 0.015
12h30 | 0 | 0 | 0 | 0 | 0 | 0 | 0 | 0 | 0.015
13h30 | 0 | 0 | 0 | 0 | 0 | 0 | 0 | 0 | 0.015
14h30 | 0 | 0 | 0 | 0 | 0 | 0 | 0 | 0 | 0.015
15h30 | 0 | 0 | 0 | 0 | 0 | 0 | 0 | 0 | 0.015
16h30 | 0 | 0 | 0 | 0 | 0 | 0 | 0 | 0 | 0.015
17h30 | 0 | 0 | 0 | 0 | 0 | 0 | 0 | 0 | 0.015
18h30 | 0 | 0 | 0 | 0 | 0 | 0 | 0 | 0 | 0
19h30 | 0 | 0 | 0 | 0 | 0 | 0 | 0 | 0 | 0
20h30 | 0 | 0 | 0 | 0 | 0 | 0 | 0 | 0 | 0
21h30 | 0 | 0 | 0 | 0 | 0 | 0 | 0 | 0 | 0
22h30 | 0 | 0 | 0 | 0 | 0 | 0 | 0 | 0 | 0
23h30 | 0 | -0.79 | 0 | 0 | 0 | 0 | 0 | 0 | 0
00h30 | 0 | -0.79 | 0 | 0 | 0 | 0 | 0 | 0 | 0
01h30 | 0 | 0 | 0 | 0 | 0 | 0 | 0 | 0 | 0
02h30 | 0 | 0 | 0 | 0 | 0 | 0 | 0 | 0 | 0
03h30 | 0 | 0 | 0 | 0 | 0 | 0 | 0 | 0 | 0
04h30 | 0 | 0 | 0 | 0 | 0 | 0 | 0 | 0 | 0
05h30 | 0 | 0 | 0 | 0 | 0 | 0 | 0 | 0 | 0
06h30 | 0 | 0 | 0 | 0 | 0 | 0 | 0 | 0 | 0
07h30 | 0 | 0 | 0 | 0 | 0 | 0 | 0 | 0 | 0
08h30 | 0 | 0 | 0 | 0 | 0 | 0 | 0 | 0 | 0
09h30 | 0 | 0 | 0 | 0 | 0 | 0 | 0 | 0 | 0.015
10h30 | 0 | 0 | 0 | 0 | 0 | 0 | 0 | 0 | 0.015
11h30 | 0 | 0 | 0 | 0 | 0 | 0 | 0 | 0 | 0.015
12h30 | 0 | 0 | 0 | 0 | 0 | 0 | 0 | 0 | 0.015
13h30 | 0 | 0 | 0 | 0 | 0 | 0 | 0 | 0 | 0.015
14h30 | 0 | 0 | 0 | 0 | 0 | 0 | 0 | 0 | 0.015
15h30 | 0 | 0 | 0 | 0 | 0 | 0 | 0 | 0 | 0.015
16h30 | 0 | 0 | 0 | 0 | 0 | 0 | 0 | 0 | 0.015
17h30 | 0 | 0 | 0 | 0 | 0 | 0 | 0 | 0 | 0.015
18h30 | 0 | 0 | 0 | 0 | 0 | 0 | 0 | 0 | 0
19h30 | 0 | 0 | 0 | 0 | 0 | 0 | 0 | 0 | 0
20h30 | 0 | 0 | 0 | 0 | 0 | 0 | 0 | 0 | 0
21h30 | 0 | 0 | 0 | 0 | 0 | 0 | 0 | 0 | 0
22h30 | 0 | 0 | 0 | 0 | 0 | 0 | 0 | 0 | 0
23h30 | 0 | 0 | 0 | 0 | 0 | 0 | 0 | 0 | 0
00h30 | 0 | 0 | 0 | 0 | 0 | 0 | 0 | 0 | 0
01h30 | 0 | 0 | 0 | 0 | 0 | 0 | 0 | 0 | 0
02h30 | 0 | 0 | 0 | 0 | 0 | 0 | 0 | 0 | 0
03h30 | 0 | 0 | 0 | 0 | 0 | 0 | 0 | 0 | 0
04h30 | 0 | 0 | 0 | 0 | 0 | 0 | 0 | 0 | 0
05h30 | 0 | 0 | 0 | 0 | 0 | 0 | 0 | 0 | 0
06h30 | 0 | 0 | 0 | 0 | 0 | 0 | 0 | 0 | 0
07h30 | 0 | 0 | 0 | 0 | 0 | 0 | 0 | 0 | 0
08h30 | 0 | 0 | 0 | 0 | 0 | 0 | 0 | 0 | 0
09h30 | 0 | 0 | 0 | 0 | 0 | 0 | 0 | 0 | 0.015
10h30 | 0 | 0 | 0 | 0 | 0 | 0 | 0 | 0 | 0.015
11h30 | 0 | 0 | 0 | 0 | 0 | 0 | 0 | 0 | 0.015
12h30 | 0 | 0 | 0 | 0 | 0 | 0 | 0 | 0 | 0.015
13h30 | 0 | 0 | 0 | 0 | 0 | 0 | 0 | 0 | 0.015
14h30 | 0 | 0 | 0 | 0 | 0 | 0 | 0 | 0 | 0.015
15h30 | 0 | 0 | 0 | 0 | 0 | 0 | 0 | 0 | 0.015
16h30 | 0 | 0 | 0 | 0 | 0 | 0 | 0 | 0 | 0.015
17h30 | 0 | 0 | 0 | 0 | 0 | 0 | 0 | 0 | 0.015
18h30 | 0 | 0 | 0 | 0 | 0 | 0 | 0 | 0 | 0
19h30 | 0 | 0 | 0 | 0 | 0 | 0 | 0 | 0 | 0
20h30 | 0 | 0 | 0 | 0 | 0 | 0 | 0 | 0 | 0
21h30 | 0 | 0 | 0 | 0 | 0 | 0 | 0 | 0 | 0
22h30 | 0 | 0 | 0 | 0 | 0 | 0 | 0 | 0 | 0
23h30 | 0 | 0 | 0 | 0 | 0 | 0 | 0 | 0 | 0
00h30 | 0 | 0 | 0 | 0 | 0 | 0 | 0 | 0 | 0
01h30 | 0 | 0 | 0 | 0 | 0 | 0 | 0 | 0 | 0
02h30 | 0 | 0 | 0 | 0 | 0 | 0 | 0 | 0 | 0
03h30 | 0 | 0 | 0 | 0 | 0 | 0 | 0 | 0 | 0
04h30 | 0 | 0 | 0 | 0 | 0 | 0 | 0 | 0 | 0
05h30 | 0 | 0 | 0 | 0 | 0 | 0 | 0 | 0 | 0
06h30 | 0 | 0 | 0 | 0 | 0 | 0 | 0 | 0 | 0
07h30 | 0 | 0 | 0 | 0 | 0 | 0 | 0 | 0 | 0
08h30 | 0 | 0 | 0 | 0 | 0 | 0 | 0 | 0 | 0
09h30 | 0 | 0 | 0 | 0 | 0 | 0 | 0 | 0 | 0.015
10h30 | 0 | 0 | 0 | 0 | 0 | 0 | 0 | 0 | 0.015
11h30 | 0 | 0 | 0 | 0 | 0 | 0 | 0 | 0 | 0.015
12h30 | 0 | 0 | 0 | 0 | 0 | 0 | 0 | 0 | 0.015
13h30 | 0 | 0 | 0 | 0 | 0 | 0 | 0 | 0 | 0.015
14h30 | 0 | 0 | 0 | 0 | 0 | 0 | 0 | 0 | 0.015
15h30 | 0 | 0 | 0 | 0 | 0 | 0 | 0 | 0 | 0.015
16h30 | 0 | 0 | 0 | 0 | 0 | 0 | 0 | 0 | 0.015
17h30 | 0 | 0 | 0 | 0 | 0 | 0 | 0 | 0 | 0.015
18h30 | 0 | 0 | 0 | 0 | 0 | 0 | 0 | 0 | 0
19h30 | 0 | 0 | 0 | 0 | 0 | 0 | 0 | 0 | 0
20h30 | 0 | 0 | 0 | 0 | 0 | 0 | 0 | 0 | 0
21h30 | 0 | 0 | 0 | 0 | 0 | 0 | 0 | 0 | 0
22h30 | 0 | 0 | 0 | 0 | 0 | 0 | 0 | 0 | 0
23h30 | 0 | 0 | 0 | 0 | 0 | 0 | 0 | 0 | 0
00h30 | 0 | 0 | 0 | 0 | 0 | 0 | 0 | 0 | 0
01h30 | 0 | 0 | 0 | 0 | 0 | 0 | 0 | 0 | 0
02h30 | 0 | 0 | 0 | 0 | 0 | 0 | 0 | 0 | 0
03h30 | 0 | 0 | 0 | 0 | 0 | 0 | 0 | 0 | 0
04h30 | 0 | 0 | 0 | 0 | 0 | 0 | 0 | 0 | 0
05h30 | 0 | 0 | 0 | 0 | 0 | 0 | 0 | 0 | 0
06h30 | 0 | 0 | 0 | 0 | 0 | 0 | 0 | 0 | 0
07h30 | 0 | 0 | 0 | 0 | 0 | 0 | 0 | 0 | 0
08h30 | 0 | 0 | 0 | 0 | 0 | 0 | 0 | 0 | 0
09h30 | 0 | 0 | 0 | 0 | 0 | 0 | 0 | 0 | 0.015
10h30 | 0 | 0 | 0 | 0 | 0 | 0 | 0 | 0 | 0.015
11h30 | 0 | 0 | 0 | 0 | 0 | 0 | 0 | 0 | 0.015
12h30 | 0 | 0 | 0 | 0 | 0 | 0 | 0 | 0 | 0.015
13h30 | 0 | 0 | 0 | 0 | 0 | 0 | 0 | 0 | 0.015
14h30 | 0 | 0 | 0 | 0 | 0 | 0 | 0 | 0 | 0.015
15h30 | 0 | 0 | 0 | 0 | 0 | 0 | 0 | 0 | 0.015
16h30 | 0 | 0 | 0 | 0 | 0 | 0 | 0 | 0 | 0.015
17h30 | 0 | -0.58 | 0 | 0 | 0 | 0 | 0 | 0 | 0.015
18h30 | 0 | -1.07 | 0 | 0 | 0 | 0 | 0 | 0 | 0
19h30 | 0 | -0.97 | 0 | 0 | 0 | 0 | 0 | 0 | 0
20h30 | 0 | -0.94 | 0 | 0 | 0 | 0 | 0 | 0 | 0
21h30 | 0 | -0.82 | 0 | 0 | 0 | 0 | 0 | 0 | 0
22h30 | 0 | -0.71 | 0 | 0 | 0 | 0 | 0 | 0 | 0
23h30 | 0 | -0.64 | 0 | 0 | 0 | 0 | 0 | 0 | 0
00h30 | 0 | -0.3 | 0 | 0 | 0 | 0 | 0 | 0 | 0
01h30 | 0 | 0 | 0 | 0 | 0 | 0 | 0 | 0 | 0
02h30 | 0 | 0 | 0 | 0 | 0 | 0 | 0 | 0 | 0
03h30 | 0 | 0 | 0 | 0 | 0 | 0 | 0 | 0 | 0
04h30 | 0 | 0 | 0 | 0 | 0 | 0 | 0 | 0 | 0
05h30 | 0 | 0 | 0 | 0 | 0 | 0 | 0 | 0 | 0
06h30 | 0 | 0 | 0 | 0 | 0 | 0 | 0 | 0 | 0
07h30 | 0 | 0 | 0 | 0 | 0 | 0 | 0 | 0 | 0
08h30 | 0 | 0 | 0 | 0 | 0 | 0 | 0 | 0 | 0
09h30 | 0 | 0 | 0 | 0 | 0 | 0 | 0 | 0 | 0.015
10h30 | 0 | 0 | 0 | 0 | 0 | 0 | 0 | 0 | 0.015
11h30 | 0 | 0 | 0 | 0 | 0 | 0 | 0 | 0 | 0.015
12h30 | 0 | 0 | 0 | 0 | 0 | 0 | 0 | 0 | 0.015
13h30 | 0 | 0 | 0 | 0 | 0 | 0 | 0 | 0 | 0.015
14h30 | 0 | 0 | 0 | 0 | 0 | 0 | 0 | 0 | 0.015
15h30 | 0 | 0 | 0 | 0 | 0 | 0 | 0 | 0 | 0.015
16h30 | 0 | 0 | 0 | 0 | 0 | 0 | 0 | 0 | 0.015
17h30 | 0 | 0 | 0 | 0 | 0 | 0 | 0 | 0 | 0.015
18h30 | 0 | 0 | 0 | 0 | 0 | 0 | 0 | 0 | 0
19h30 | 0 | 0 | 0 | 0 | 0 | 0 | 0 | 0 | 0
20h30 | 0 | 0 | 0 | 0 | 0 | 0 | 0 | 0 | 0
21h30 | 0 | 0 | 0 | 0 | 0 | 0 | 0 | 0 | 0
22h30 | 0 | 0 | 0 | 0 | 0 | 0 | 0 | 0 | 0
23h30 | 0 | 0 | 0 | 0 | 0 | 0 | 0 | 0 | 0
00h30 | 0 | 0 | 0 | 0 | 0 | 0 | 0 | 0 | 0
01h30 | 0 | 0 | 0 | 0 | 0 | 0 | 0 | 0 | 0
02h30 | 0 | 0 | 0 | 0 | 0 | 0 | 0 | 0 | 0
03h30 | 0 | 0 | 0 | 0 | 0 | 0 | 0 | 0 | 0
04h30 | 0 | 0 | 0 | 0 | 0 | 0 | 0 | 0 | 0
05h30 | 0 | 0 | 0 | 0 | 0 | 0 | 0 | 0 | 0
06h30 | 0 | 0 | 0 | 0 | 0 | 0 | 0 | 0 | 0
07h30 | 0 | 0 | 0 | 0 | 0 | 0 | 0 | 0 | 0
08h30 | 0 | 0 | 0 | 0 | 0 | 0 | 0 | 0 | 0
09h30 | 0 | 0 | 0 | 0 | 0 | 0 | 0 | 0 | 0.015
10h30 | 0 | 0 | 0 | 0 | 0 | 0 | 0 | 0 | 0.015
11h30 | 0 | 0 | 0 | 0 | 0 | 0 | 0 | 0 | 0.015
12h30 | 0 | 0 | 0 | 0 | 0 | 0 | 0 | 0 | 0.015
13h30 | 0 | 0 | 0 | 0 | 0 | 0 | 0 | 0 | 0.015
14h30 | 0 | 0 | 0 | 0 | 0 | 0 | 0 | 0 | 0.015
15h30 | 0 | 0 | 0 | 0 | 0 | 0 | 0 | 0 | 0.015
16h30 | 0 | 0 | 0 | 0 | 0 | 0 | 0 | 0 | 0.015
17h30 | 0 | 0 | 0 | 0 | 0 | 0 | 0 | 0 | 0.015
18h30 | 0 | 0 | 0 | 0 | 0 | 0 | 0 | 0 | 0
19h30 | 0 | 0 | 0 | 0 | 0 | 0 | 0 | 0 | 0
20h30 | 0 | 0 | 0 | 0 | 0 | 0 | 0 | 0 | 0
21h30 | 0 | 0 | 0 | 0 | 0 | 0 | 0 | 0 | 0
22h30 | 0 | 0 | 0 | 0 | 0 | 0 | 0 | 0 | 0
23h30 | 0 | 0 | 0 | 0 | 0 | 0 | 0 | 0 | 0
00h30 | 0 | 0 | 0 | 0 | 0 | 0 | 0 | 0 | 0
01h30 | 0 | 0 | 0 | 0 | 0 | 0 | 0 | 0 | 0
02h30 | 0 | 0 | 0 | 0 | 0 | 0 | 0 | 0 | 0
03h30 | 0 | 0 | 0 | 0 | 0 | 0 | 0 | 0 | 0
04h30 | 0 | 0 | 0 | 0 | 0 | 0 | 0 | 0 | 0
05h30 | 0 | 0 | 0 | 0 | 0 | 0 | 0 | 0 | 0
06h30 | 0 | 0 | 0 | 0 | 0 | 0 | 0 | 0 | 0
07h30 | 0 | 0 | 0 | 0 | 0 | 0 | 0 | 0 | 0
08h30 | 0 | 0 | 0 | 0 | 0 | 0 | 0 | 0 | 0
09h30 | 0 | 0 | 0 | 0 | 0 | 0 | 0 | 0 | 0.015
10h30 | 0 | 0 | 0 | 0 | 0 | 0 | 0 | 0 | 0.015
11h30 | 0 | 0 | 0 | 0 | 0 | 0 | 0 | 0 | 0.015
12h30 | 0 | 0 | 0 | 0 | 0 | 0 | 0 | 0 | 0.015
13h30 | 0 | 0 | 0 | 0 | 0 | 0 | 0 | 0 | 0.015
14h30 | 0 | 0 | 0 | 0 | 0 | 0 | 0 | 0 | 0.015
15h30 | 0 | 0 | 0 | 0 | 0 | 0 | 0 | 0 | 0.015
16h30 | 0 | 0 | 0 | 0 | 0 | 0 | 0 | 0 | 0.015
17h30 | 0 | 0 | 0 | 0 | 0 | 0 | 0 | 0 | 0.015
18h30 | 0 | 0 | 0 | 0 | 0 | 0 | 0 | 0 | 0
19h30 | 0 | 0 | 0 | 0 | 0 | 0 | 0 | 0 | 0
20h30 | 0 | 0 | 0 | 0 | 0 | 0 | 0 | 0 | 0
21h30 | 0 | 0 | 0 | 0 | 0 | 0 | 0 | 0 | 0
22h30 | 0 | 0 | 0 | 0 | 0 | 0 | 0 | 0 | 0
23h30 | 0 | 0 | 0 | 0 | 0 | 0 | 0 | 0 | 0
00h30 | 0 | 0 | 0 | 0 | 0 | 0 | 0 | 0 | 0
01h30 | 0 | 0 | 0 | 0 | 0 | 0 | 0 | 0 | 0
02h30 | 0 | 0 | 0 | 0 | 0 | 0 | 0 | 0 | 0
03h30 | 0 | 0 | 0 | 0 | 0 | 0 | 0 | 0 | 0
04h30 | 0 | 0 | 0 | 0 | 0 | 0 | 0 | 0 | 0
05h30 | 0 | 0 | 0 | 0 | 0 | 0 | 0 | 0 | 0
06h30 | 0 | 0 | 0 | 0 | 0 | 0 | 0 | 0 | 0
07h30 | 0 | 0 | 0 | 0 | 0 | 0 | 0 | 0 | 0
08h30 | 0 | 0 | 0 | 0 | 0 | 0 | 0 | 0 | 0
09h30 | 0 | 0 | 0 | 0 | 0 | 0 | 0 | 0 | 0.015
10h30 | 0 | 0 | 0 | 0 | 0 | 0 | 0 | 0 | 0.015
11h30 | 0 | 0 | 0 | 0 | 0 | 0 | 0 | 0 | 0.015
12h30 | 0 | 0 | 0 | 0 | 0 | 0 | 0 | 0 | 0.015
13h30 | 0 | 0 | 0 | 0 | 0 | 0 | 0 | 0 | 0.015
14h30 | 0 | 0 | 0 | 0 | 0 | 0 | 0 | 0 | 0.015
15h30 | 0 | 0 | 0 | 0 | 0 | 0 | 0 | 0 | 0.015
16h30 | 0 | 0 | 0 | 0 | 0 | 0 | 0 | 0 | 0.015
17h30 | 0 | 0 | 0 | 0 | 0 | 0 | 0 | 0 | 0.015
18h30 | 0 | 0 | 0 | 0 | 0 | 0 | 0 | 0 | 0
19h30 | 0 | 0 | 0 | 0 | 0 | 0 | 0 | 0 | 0
20h30 | 0 | 0 | 0 | 0 | 0 | 0 | 0 | 0 | 0
21h30 | 0 | 0 | 0 | 0 | 0 | 0 | 0 | 0 | 0
22h30 | 0 | 0 | 0 | 0 | 0 | 0 | 0 | 0 | 0
23h30 | 0 | 0 | 0 | 0 | 0 | 0 | 0 | 0 | 0
00h30 | 0 | 0 | 0 | 0 | 0 | 0 | 0 | 0 | 0
01h30 | 0 | 0 | 0 | 0 | 0 | 0 | 0 | 0 | 0
02h30 | 0 | 0 | 0 | 0 | 0 | 0 | 0 | 0 | 0
03h30 | 0 | 0 | 0 | 0 | 0 | 0 | 0 | 0 | 0
04h30 | 0 | 0 | 0 | 0 | 0 | 0 | 0 | 0 | 0
05h30 | 0 | 0 | 0 | 0 | 0 | 0 | 0 | 0 | 0
06h30 | 0 | 0 | 0 | 0 | 0 | 0 | 0 | 0 | 0
07h30 | 0 | 0 | 0 | 0 | 0 | 0 | 0 | 0 | 0
08h30 | 0 | 0 | 0 | 0 | 0 | 0 | 0 | 0 | 0
09h30 | 0 | 0 | 0 | 0 | 0 | 0 | 0 | 0 | 0.015
10h30 | 0 | 0 | 0 | 0 | 0 | 0 | 0 | 0 | 0.015
11h30 | 0 | 0 | 0 | 0 | 0 | 0 | 0 | 0 | 0.015
12h30 | 0 | 0 | 0 | 0 | 0 | 0 | 0 | 0 | 0.015
13h30 | 0 | 0 | 0 | 0 | 0 | 0 | 0 | 0 | 0.015
14h30 | 0 | 0 | 0 | 0 | 0 | 0 | 0 | 0 | 0.015
15h30 | 0 | 0 | 0 | 0 | 0 | 0 | 0 | 0 | 0.015
16h30 | 0 | 0 | 0 | 0 | 0 | 0 | 0 | 0 | 0.015
17h30 | 0 | 0 | 0 | 0 | 0 | 0 | 0 | 0 | 0.015
18h30 | 0 | 0 | 0 | 0 | 0 | 0 | 0 | 0 | 0
19h30 | 0 | 0 | 0 | 0 | 0 | 0 | 0 | 0 | 0
20h30 | 0 | 0 | 0 | 0 | 0 | 0 | 0 | 0 | 0
21h30 | 0 | 0 | 0 | 0 | 0 | 0 | 0 | 0 | 0
22h30 | 0 | 0 | 0 | 0 | 0 | 0 | 0 | 0 | 0
23h30 | 0 | 0 | 0 | 0 | 0 | 0 | 0 | 0 | 0
00h30 | 0 | 0 | 0 | 0 | 0 | 0 | 0 | 0 | 0
01h30 | 0 | 0 | 0 | 0 | 0 | 0 | 0 | 0 | 0
02h30 | 0 | 0 | 0 | 0 | 0 | 0 | 0 | 0 | 0
03h30 | 0 | 0 | 0 | 0 | 0 | 0 | 0 | 0 | 0
04h30 | 0 | 0 | 0 | 0 | 0 | 0 | 0 | 0 | 0
05h30 | 0 | 0 | 0 | 0 | 0 | 0 | 0 | 0 | 0
06h30 | 0 | 0 | 0 | 0 | 0 | 0 | 0 | 0 | 0
07h30 | 0 | 0 | 0 | 0 | 0 | 0 | 0 | 0 | 0
08h30 | 0 | 0 | 0 | 0 | 0 | 0 | 0 | 0 | 0
09h30 | 0 | 0 | 0 | 0 | 0 | 0 | 0 | 0 | 0.015
10h30 | 0 | 0 | 0 | 0 | 0 | 0 | 0 | 0 | 0.015
11h30 | 0 | 0 | 0 | 0 | 0 | 0 | 0 | 0 | 0.015
12h30 | 0 | 0 | 0 | 0 | 0 | 0 | 0 | 0 | 0.015
13h30 | 0 | 0 | 0 | 0 | 0 | 0 | 0 | 0 | 0.015
14h30 | 0 | 0 | 0 | 0 | 0 | 0 | 0 | 0 | 0.015
15h30 | 0 | 0 | 0 | 0 | 0 | 0 | 0 | 0 | 0.015
16h30 | 0 | 0 | 0 | 0 | 0 | 0 | 0 | 0 | 0.015
17h30 | 0 | 0 | 0 | 0 | 0 | 0 | 0 | 0 | 0.015
18h30 | 0 | 0 | 0 | 0 | 0 | 0 | 0 | 0 | 0
19h30 | 0 | 0 | 0 | 0 | 0 | 0 | 0 | 0 | 0
20h30 | 0 | 0 | 0 | 0 | 0 | 0 | 0 | 0 | 0
21h30 | 0 | 0 | 0 | 0 | 0 | 0 | 0 | 0 | 0
22h30 | 0 | 0 | 0 | 0 | 0 | 0 | 0 | 0 | 0
23h30 | 0 | 0 | 0 | 0 | 0 | 0 | 0 | 0 | 0
00h30 | 0 | 0 | 0 | 0 | 0 | 0 | 0 | 0 | 0
01h30 | 0 | 0 | 0 | 0 | 0 | 0 | 0 | 0 | 0
02h30 | 0 | 0 | 0 | 0 | 0 | 0 | 0 | 0 | 0
03h30 | 0 | 0 | 0 | 0 | 0 | 0 | 0 | 0 | 0
04h30 | 0 | 0 | 0 | 0 | 0 | 0 | 0 | 0 | 0
05h30 | 0 | 0 | 0 | 0 | 0 | 0 | 0 | 0 | 0
06h30 | 0 | -0.57 | 0 | 0 | 0 | 0 | 0 | 0 | 0
07h30 | 0 | -1.07 | 0 | 0 | 0 | 0 | 0 | 0 | 0
08h30 | 0 | -1.06 | 0 | 0 | 0 | 0 | 0 | 0 | 0
09h30 | 0 | -1.15 | -0.35 | -0.06 | 0 | 0 | 0 | 0 | 0.015
10h30 | 0 | -1.17 | -0.85 | -0.32 | 0 | 0 | 0 | 0 | 0.015
11h30 | 0 | -1.18 | -1 | -0.44 | 0 | 0 | 0 | 0 | 0.015
12h30 | 0 | -1.24 | -1 | -0.49 | 0 | 0 | 0 | 0 | 0.015
13h30 | 0 | -1.33 | -1.01 | -0.63 | 0 | 0 | 0 | 0 | 0.015
14h30 | 0 | -1.39 | -1.09 | -0.73 | 0 | 0 | 0 | 0 | 0.015
15h30 | 0 | -1.38 | -1.13 | -0.75 | -0.01 | -0.01 | -0.01 | 0 | 0.015
16h30 | 0 | -1.3 | -1.06 | -0.65 | -0.09 | -0.09 | -0.09 | 0 | 0.015
17h30 | 0 | -1.16 | -0.9 | -0.43 | -0.13 | -0.13 | -0.13 | 0 | 0.015
18h30 | 0 | -1.04 | -0.61 | -0.18 | -0.05 | -0.05 | -0.05 | 0 | 0
19h30 | 0 | -1.01 | -0.52 | -0.14 | 0 | 0 | 0 | 0 | 0
20h30 | 0 | -1 | -0.59 | -0.25 | 0 | 0 | 0 | 0 | 0
21h30 | 0 | -1 | -0.55 | -0.23 | 0 | 0 | 0 | 0 | 0
22h30 | 0 | -1 | -0.7 | -0.4 | 0 | 0 | 0 | 0 | 0
23h30 | 0 | -0.93 | -0.84 | -0.58 | -0.15 | -0.15 | -0.15 | 0 | 0
00h30 | 0 | -0.43 | -0.41 | -0.24 | -0.32 | -0.32 | -0.32 | 0 | 0
01h30 | 0 | 0 | 0 | 0 | -0.17 | -0.17 | -0.17 | 0 | 0
02h30 | 0 | 0 | 0 | 0 | 0 | 0 | 0 | 0 | 0
03h30 | 0 | 0 | 0 | 0 | 0 | 0 | 0 | 0 | 0
04h30 | 0 | 0 | 0 | 0 | 0 | 0 | 0 | 0 | 0
05h30 | 0 | 0 | 0 | 0 | 0 | 0 | 0 | 0 | 0
06h30 | 0 | -0.45 | -0.02 | 0 | 0 | 0 | 0 | 0 | 0
07h30 | 0 | -0.76 | -0.13 | 0 | 0 | 0 | 0 | 0 | 0
08h30 | 0 | -0.62 | -0.17 | 0 | 0 | 0 | 0 | 0 | 0
09h30 | 0 | -0.44 | -0.09 | 0 | 0 | 0 | 0 | 0 | 0.015
10h30 | 0 | -0.37 | -0.02 | 0 | 0 | 0 | 0 | 0 | 0.015
11h30 | 0 | -0.48 | -0.04 | 0 | 0 | 0 | 0 | 0 | 0.015
12h30 | 0 | -0.62 | -0.13 | 0 | 0 | 0 | 0 | 0 | 0.015
13h30 | 0 | -0.71 | -0.24 | 0 | 0 | 0 | 0 | 0 | 0.015
14h30 | 0 | -0.72 | -0.28 | 0 | 0 | 0 | 0 | 0 | 0.015
15h30 | 0 | -0.64 | -0.22 | 0 | 0 | 0 | 0 | 0 | 0.015
16h30 | 0 | -0.5 | -0.11 | 0 | 0 | 0 | 0 | 0 | 0.015
17h30 | 0 | -0.49 | -0.12 | 0 | 0 | 0 | 0 | 0 | 0.015
18h30 | 0 | -0.23 | -0.11 | 0 | 0 | 0 | 0 | 0 | 0
19h30 | 0 | 0 | 0 | 0 | 0 | 0 | 0 | 0 | 0
20h30 | 0 | 0 | 0 | 0 | 0 | 0 | 0 | 0 | 0
21h30 | 0 | 0 | 0 | 0 | 0 | 0 | 0 | 0 | 0
22h30 | 0 | 0 | 0 | 0 | 0 | 0 | 0 | 0 | 0
23h30 | 0 | 0 | 0 | 0 | 0 | 0 | 0 | 0 | 0
00h30 | 0 | 0 | 0 | 0 | 0 | 0 | 0 | 0 | 0
01h30 | 0 | 0 | 0 | 0 | 0 | 0 | 0 | 0 | 0
02h30 | 0 | 0 | 0 | 0 | 0 | 0 | 0 | 0 | 0
03h30 | 0 | 0 | 0 | 0 | 0 | 0 | 0 | 0 | 0
04h30 | 0 | 0 | 0 | 0 | 0 | 0 | 0 | 0 | 0
05h30 | 0 | 0 | 0 | 0 | 0 | 0 | 0 | 0 | 0
06h30 | 0 | 0 | 0 | 0 | 0 | 0 | 0 | 0 | 0
07h30 | 0 | 0 | 0 | 0 | 0 | 0 | 0 | 0 | 0
08h30 | 0 | 0 | 0 | 0 | 0 | 0 | 0 | 0 | 0
09h30 | 0 | 0 | 0 | 0 | 0 | 0 | 0 | 0 | 0.015
10h30 | 0 | 0 | 0 | 0 | 0 | 0 | 0 | 0 | 0.015
11h30 | 0 | 0 | 0 | 0 | 0 | 0 | 0 | 0 | 0.015
12h30 | 0 | 0 | 0 | 0 | 0 | 0 | 0 | 0 | 0.015
13h30 | 0 | 0 | 0 | 0 | 0 | 0 | 0 | 0 | 0.015
14h30 | 0 | 0 | 0 | 0 | 0 | 0 | 0 | 0 | 0.015
15h30 | 0 | 0 | 0 | 0 | 0 | 0 | 0 | 0 | 0.015
16h30 | 0 | 0 | 0 | 0 | 0 | 0 | 0 | 0 | 0.015
17h30 | 0 | 0 | 0 | 0 | 0 | 0 | 0 | 0 | 0.015
18h30 | 0 | 0 | 0 | 0 | 0 | 0 | 0 | 0 | 0
19h30 | 0 | 0 | 0 | 0 | 0 | 0 | 0 | 0 | 0
20h30 | 0 | 0 | 0 | 0 | 0 | 0 | 0 | 0 | 0
21h30 | 0 | 0 | 0 | 0 | 0 | 0 | 0 | 0 | 0
22h30 | 0 | 0 | 0 | 0 | 0 | 0 | 0 | 0 | 0
23h30 | 0 | 0 | 0 | 0 | 0 | 0 | 0 | 0 | 0
00h30 | 0 | 0 | 0 | 0 | 0 | 0 | 0 | 0 | 0
01h30 | 0 | 0 | 0 | 0 | 0 | 0 | 0 | 0 | 0
02h30 | 0 | 0 | 0 | 0 | 0 | 0 | 0 | 0 | 0
03h30 | 0 | 0 | 0 | 0 | 0 | 0 | 0 | 0 | 0
04h30 | 0 | 0 | 0 | 0 | 0 | 0 | 0 | 0 | 0
05h30 | 0 | 0 | 0 | 0 | 0 | 0 | 0 | 0 | 0
06h30 | 0 | 0 | 0 | 0 | 0 | 0 | 0 | 0 | 0
07h30 | 0 | -0.42 | 0 | 0 | 0 | 0 | 0 | 0 | 0
08h30 | 0 | -0.42 | 0 | 0 | 0 | 0 | 0 | 0 | 0
09h30 | 0 | 0 | 0 | 0 | 0 | 0 | 0 | 0 | 0.015
10h30 | 0 | 0 | 0 | 0 | 0 | 0 | 0 | 0 | 0.015
11h30 | 0 | 0 | 0 | 0 | 0 | 0 | 0 | 0 | 0.015
12h30 | 0 | 0 | 0 | 0 | 0 | 0 | 0 | 0 | 0.015
13h30 | 0 | 0 | 0 | 0 | 0 | 0 | 0 | 0 | 0.015
14h30 | 0 | 0 | 0 | 0 | 0 | 0 | 0 | 0 | 0.015
15h30 | 0 | 0 | 0 | 0 | 0 | 0 | 0 | 0 | 0.015
16h30 | 0 | 0 | 0 | 0 | 0 | 0 | 0 | 0 | 0.015
17h30 | 0 | 0 | 0 | 0 | 0 | 0 | 0 | 0 | 0.015
18h30 | 0 | -0.52 | -0.11 | 0 | 0 | 0 | 0 | 0 | 0
19h30 | 0 | -0.94 | -0.11 | 0 | 0 | 0 | 0 | 0 | 0
20h30 | 0 | -0.7 | 0 | 0 | 0 | 0 | 0 | 0 | 0
21h30 | 0 | -0.48 | 0 | 0 | 0 | 0 | 0 | 0 | 0
22h30 | 0 | -0.37 | 0 | 0 | 0 | 0 | 0 | 0 | 0
23h30 | 0 | -0.28 | 0 | 0 | 0 | 0 | 0 | 0 | 0
00h30 | 0 | -0.1 | 0 | 0 | 0 | 0 | 0 | 0 | 0.015
01h30 | 0 | 0 | 0 | 0 | 0 | 0 | 0 | 0 | 0.015
02h30 | 0 | 0 | 0 | 0 | 0 | 0 | 0 | 0 | 0.015
03h30 | 0 | 0 | 0 | 0 | 0 | 0 | 0 | 0 | 0.015
04h30 | 0 | 0 | 0 | 0 | 0 | 0 | 0 | 0 | 0.015
05h30 | 0 | 0 | 0 | 0 | 0 | 0 | 0 | 0 | 0.015
06h30 | 0 | 0 | 0 | 0 | 0 | 0 | 0 | 0 | 0.015
07h30 | 0 | 0 | 0 | 0 | 0 | 0 | 0 | 0 | 0.015
08h30 | 0 | -0.01 | 0 | 0 | 0 | 0 | 0 | 0 | 0.015
09h30 | 0 | -0.01 | 0 | 0 | 0 | 0 | 0 | 0 | 0.015
10h30 | 0 | 0 | 0 | 0 | 0 | 0 | 0 | 0 | 0.015
11h30 | 0 | 0 | 0 | 0 | 0 | 0 | 0 | 0 | 0.015
12h30 | 0 | 0 | 0 | 0 | 0 | 0 | 0 | 0 | 0.015
13h30 | 0 | 0 | 0 | 0 | 0 | 0 | 0 | 0 | 0.015
14h30 | 0 | 0 | 0 | 0 | 0 | 0 | 0 | 0 | 0.015
15h30 | 0 | 0 | 0 | 0 | 0 | 0 | 0 | 0 | 0.015
16h30 | 0 | 0 | 0 | 0 | 0 | 0 | 0 | 0 | 0.015
17h30 | 0 | 0 | 0 | 0 | 0 | 0 | 0 | 0 | 0.015
18h30 | 0 | 0 | 0 | 0 | 0 | 0 | 0 | 0 | 0.015
19h30 | 0 | 0 | 0 | 0 | 0 | 0 | 0 | 0 | 0.015
20h30 | 0 | 0 | 0 | 0 | 0 | 0 | 0 | 0 | 0.015
21h30 | 0 | 0 | 0 | 0 | 0 | 0 | 0 | 0 | 0.015
22h30 | 0 | 0 | 0 | 0 | 0 | 0 | 0 | 0 | 0.015
23h30 | 0 | 0 | 0 | 0 | 0 | 0 | 0 | 0 | 0.015
00h30 | 0 | 0 | 0 | 0 | 0 | 0 | 0 | 0 | 0.015
01h30 | 0 | 0 | 0 | 0 | 0 | 0 | 0 | 0 | 0.015
02h30 | 0 | 0 | 0 | 0 | 0 | 0 | 0 | 0 | 0.015
03h30 | 0 | 0 | 0 | 0 | 0 | 0 | 0 | 0 | 0.015
04h30 | 0 | 0 | 0 | 0 | 0 | 0 | 0 | 0 | 0.015
05h30 | 0 | 0 | 0 | 0 | 0 | 0 | 0 | 0 | 0.015
06h30 | 0 | 0 | 0 | 0 | 0 | 0 | 0 | 0 | 0.015
07h30 | 0 | 0 | 0 | 0 | 0 | 0 | 0 | 0 | 0.015
08h30 | 0 | 0 | 0 | 0 | 0 | 0 | 0 | 0 | 0.015
09h30 | 0 | 0 | 0 | 0 | 0 | 0 | 0 | 0 | 0.015
10h30 | 0 | 0 | 0 | 0 | 0 | 0 | 0 | 0 | 0.015
11h30 | 0 | 0 | 0 | 0 | 0 | 0 | 0 | 0 | 0.015
12h30 | 0 | 0 | 0 | 0 | 0 | 0 | 0 | 0 | 0.015
13h30 | 0 | 0 | 0 | 0 | 0 | 0 | 0 | 0 | 0.015
14h30 | 0 | 0 | 0 | 0 | 0 | 0 | 0 | 0 | 0.015
15h30 | 0 | 0 | 0 | 0 | 0 | 0 | 0 | 0 | 0.015
16h30 | 0 | 0 | 0 | 0 | 0 | 0 | 0 | 0 | 0.015
17h30 | 0 | 0 | 0 | 0 | 0 | 0 | 0 | 0 | 0.015
18h30 | 0 | 0 | 0 | 0 | 0 | 0 | 0 | 0 | 0.015
19h30 | 0 | 0 | 0 | 0 | 0 | 0 | 0 | 0 | 0.015
20h30 | 0 | 0 | 0 | 0 | 0 | 0 | 0 | 0 | 0.015
21h30 | 0 | 0 | 0 | 0 | 0 | 0 | 0 | 0 | 0.015
22h30 | 0 | 0 | 0 | 0 | 0 | 0 | 0 | 0 | 0.015
23h30 | 0 | 0 | 0 | 0 | 0 | 0 | 0 | 0 | 0.015
00h30 | 0 | 0 | 0 | 0 | 0 | 0 | 0 | 0 | 0.015
01h30 | 0 | 0 | 0 | 0 | 0 | 0 | 0 | 0 | 0.015
02h30 | 0 | 0 | 0 | 0 | 0 | 0 | 0 | 0 | 0.015
03h30 | 0 | 0 | 0 | 0 | 0 | 0 | 0 | 0 | 0.015
04h30 | 0 | 0 | 0 | 0 | 0 | 0 | 0 | 0 | 0.015
05h30 | 0 | 0 | 0 | 0 | 0 | 0 | 0 | 0 | 0.015
06h30 | 0 | 0 | 0 | 0 | 0 | 0 | 0 | 0 | 0.015
07h30 | 0 | 0 | 0 | 0 | 0 | 0 | 0 | 0 | 0.015
08h30 | 0 | 0 | 0 | 0 | 0 | 0 | 0 | 0 | 0.015
09h30 | 0 | 0 | 0 | 0 | 0 | 0 | 0 | 0 | 0.015
10h30 | 0 | 0 | 0 | 0 | 0 | 0 | 0 | 0 | 0.015
11h30 | 0 | 0 | 0 | 0 | 0 | 0 | 0 | 0 | 0.015
12h30 | 0 | 0 | 0 | 0 | 0 | 0 | 0 | 0 | 0.015
13h30 | 0 | 0 | 0 | 0 | 0 | 0 | 0 | 0 | 0.015
14h30 | 0 | 0 | 0 | 0 | 0 | 0 | 0 | 0 | 0.015
15h30 | 0 | 0 | 0 | 0 | 0 | 0 | 0 | 0 | 0.015
16h30 | 0 | 0 | 0 | 0 | 0 | 0 | 0 | 0 | 0.015
17h30 | 0 | 0 | 0 | 0 | 0 | 0 | 0 | 0 | 0.015
18h30 | 0 | 0 | 0 | 0 | 0 | 0 | 0 | 0 | 0.015
19h30 | 0 | 0 | 0 | 0 | 0 | 0 | 0 | 0 | 0.015
20h30 | 0 | 0 | 0 | 0 | 0 | 0 | 0 | 0 | 0.015
21h30 | 0 | 0 | 0 | 0 | 0 | 0 | 0 | 0 | 0.015
22h30 | 0 | 0 | 0 | 0 | 0 | 0 | 0 | 0 | 0.015
23h30 | 0 | 0 | 0 | 0 | 0 | 0 | 0 | 0 | 0.015
00h30 | 0 | 0 | 0 | 0 | 0 | 0 | 0 | 0 | 0.015
01h30 | 0 | 0 | 0 | 0 | 0 | 0 | 0 | 0 | 0.015
02h30 | 0 | 0 | 0 | 0 | 0 | 0 | 0 | 0 | 0.015
03h30 | 0 | 0 | 0 | 0 | 0 | 0 | 0 | 0 | 0.015
04h30 | 0 | 0 | 0 | 0 | 0 | 0 | 0 | 0 | 0.015
05h30 | 0 | 0 | 0 | 0 | 0 | 0 | 0 | 0 | 0.015
06h30 | 0 | 0 | 0 | 0 | 0 | 0 | 0 | 0 | 0.015
07h30 | 0 | 0 | 0 | 0 | 0 | 0 | 0 | 0 | 0.015
08h30 | 0 | 0 | 0 | 0 | 0 | 0 | 0 | 0 | 0.015
09h30 | 0 | 0 | 0 | 0 | 0 | 0 | 0 | 0 | 0.015
10h30 | 0 | 0 | 0 | 0 | 0 | 0 | 0 | 0 | 0.015
11h30 | 0 | 0 | 0 | 0 | 0 | 0 | 0 | 0 | 0.015
12h30 | 0 | 0 | 0 | 0 | 0 | 0 | 0 | 0 | 0.015
13h30 | 0 | 0 | 0 | 0 | 0 | 0 | 0 | 0 | 0.015
14h30 | 0 | 0 | 0 | 0 | 0 | 0 | 0 | 0 | 0.015
15h30 | 0 | 0 | 0 | 0 | 0 | 0 | 0 | 0 | 0.015
16h30 | 0 | 0 | 0 | 0 | 0 | 0 | 0 | 0 | 0.015
17h30 | 0 | 0 | 0 | 0 | 0 | 0 | 0 | 0 | 0.015
18h30 | 0 | 0 | 0 | 0 | 0 | 0 | 0 | 0 | 0.015
19h30 | 0 | 0 | 0 | 0 | 0 | 0 | 0 | 0 | 0.015
20h30 | 0 | 0 | 0 | 0 | 0 | 0 | 0 | 0 | 0.015
21h30 | 0 | 0 | 0 | 0 | 0 | 0 | 0 | 0 | 0.015
22h30 | 0 | 0 | 0 | 0 | 0 | 0 | 0 | 0 | 0.015
23h30 | 0 | 0 | 0 | 0 | 0 | 0 | 0 | 0 | 0.015
00h30 | 0 | 0 | 0 | 0 | 0 | 0 | 0 | 0 | 0.015
01h30 | 0 | 0 | 0 | 0 | 0 | 0 | 0 | 0 | 0.015
02h30 | 0 | 0 | 0 | 0 | 0 | 0 | 0 | 0 | 0.015
03h30 | 0 | 0 | 0 | 0 | 0 | 0 | 0 | 0 | 0.015
04h30 | 0 | 0 | 0 | 0 | 0 | 0 | 0 | 0 | 0.015
05h30 | 0 | 0 | 0 | 0 | 0 | 0 | 0 | 0 | 0.015
06h30 | 0 | 0 | 0 | 0 | 0 | 0 | 0 | 0 | 0.015
07h30 | 0 | 0 | 0 | 0 | 0 | 0 | 0 | 0 | 0.015
08h30 | 0 | 0 | 0 | 0 | 0 | 0 | 0 | 0 | 0.015
09h30 | 0 | 0 | 0 | 0 | 0 | 0 | 0 | 0 | 0.015
10h30 | 0 | 0 | 0 | 0 | 0 | 0 | 0 | 0 | 0.015
11h30 | 0 | 0 | 0 | 0 | 0 | 0 | 0 | 0 | 0.015
12h30 | 0 | 0 | 0 | 0 | 0 | 0 | 0 | 0 | 0.015
13h30 | 0 | 0 | 0 | 0 | 0 | 0 | 0 | 0 | 0.015
14h30 | 0 | 0 | 0 | 0 | 0 | 0 | 0 | 0 | 0.015
15h30 | 0 | 0 | 0 | 0 | 0 | 0 | 0 | 0 | 0.015
16h30 | 0 | 0 | 0 | 0 | 0 | 0 | 0 | 0 | 0.015
17h30 | 0 | 0 | 0 | 0 | 0 | 0 | 0 | 0 | 0.015
18h30 | 0 | 0 | 0 | 0 | 0 | 0 | 0 | 0 | 0.015
19h30 | 0 | 0 | 0 | 0 | 0 | 0 | 0 | 0 | 0.015
20h30 | 0 | 0 | 0 | 0 | 0 | 0 | 0 | 0 | 0.015
21h30 | 0 | 0 | 0 | 0 | 0 | 0 | 0 | 0 | 0.015
22h30 | 0 | 0 | 0 | 0 | 0 | 0 | 0 | 0 | 0.015
23h30 | 0 | 0 | 0 | 0 | 0 | 0 | 0 | 0 | 0.015
00h30 | 0 | 0 | 0 | 0 | 0 | 0 | 0 | 0 | 0.015
01h30 | 0 | 0 | 0 | 0 | 0 | 0 | 0 | 0 | 0.015
02h30 | 0 | 0 | 0 | 0 | 0 | 0 | 0 | 0 | 0.015
03h30 | 0 | 0 | 0 | 0 | 0 | 0 | 0 | 0 | 0.015
04h30 | 0 | 0 | 0 | 0 | 0 | 0 | 0 | 0 | 0.015
05h30 | 0 | 0 | 0 | 0 | 0 | 0 | 0 | 0 | 0.015
06h30 | 0 | 0 | 0 | 0 | 0 | 0 | 0 | 0 | 0.015
07h30 | 0 | 0 | 0 | 0 | 0 | 0 | 0 | 0 | 0.015
08h30 | 0 | 0 | 0 | 0 | 0 | 0 | 0 | 0 | 0.015
09h30 | 0 | 0 | 0 | 0 | 0 | 0 | 0 | 0 | 0.015
10h30 | 0 | 0 | 0 | 0 | 0 | 0 | 0 | 0 | 0.015
11h30 | 0 | 0 | 0 | 0 | 0 | 0 | 0 | 0 | 0.015
12h30 | 0 | 0 | 0 | 0 | 0 | 0 | 0 | 0 | 0.015
13h30 | 0 | 0 | 0 | 0 | 0 | 0 | 0 | 0 | 0.015
14h30 | 0 | 0 | 0 | 0 | 0 | 0 | 0 | 0 | 0.015
15h30 | 0 | 0 | 0 | 0 | 0 | 0 | 0 | 0 | 0.015
16h30 | 0 | 0 | 0 | 0 | 0 | 0 | 0 | 0 | 0.015
17h30 | 0 | -0.44 | 0 | 0 | 0 | 0 | 0 | 0 | 0.015
18h30 | 0 | -0.51 | 0 | 0 | 0 | 0 | 0 | 0 | 0.015
19h30 | 0 | -0.15 | 0 | 0 | 0 | 0 | 0 | 0 | 0.015
20h30 | 0 | -0.07 | 0 | 0 | 0 | 0 | 0 | 0 | 0.015
21h30 | 0 | 0 | 0 | 0 | 0 | 0 | 0 | 0 | 0.015
22h30 | 0 | 0 | 0 | 0 | 0 | 0 | 0 | 0 | 0.015
23h30 | 0 | 0 | 0 | 0 | 0 | 0 | 0 | 0 | 0.015
00h30 | 0 | 0 | 0 | 0 | 0 | 0 | 0 | 0 | 0.015
01h30 | 0 | 0 | 0 | 0 | 0 | 0 | 0 | 0 | 0.015
02h30 | 0 | 0 | 0 | 0 | 0 | 0 | 0 | 0 | 0.015
03h30 | 0 | 0 | 0 | 0 | 0 | 0 | 0 | 0 | 0.015
04h30 | 0 | 0 | 0 | 0 | 0 | 0 | 0 | 0 | 0.015
05h30 | 0 | 0 | 0 | 0 | 0 | 0 | 0 | 0 | 0.015
06h30 | 0 | 0 | 0 | 0 | 0 | 0 | 0 | 0 | 0.015
07h30 | 0 | 0 | 0 | 0 | 0 | 0 | 0 | 0 | 0.015
08h30 | 0 | 0 | 0 | 0 | 0 | 0 | 0 | 0 | 0.015
09h30 | 0 | 0 | 0 | 0 | 0 | 0 | 0 | 0 | 0.015
10h30 | 0 | -0.03 | 0 | 0 | 0 | 0 | 0 | 0 | 0.015
11h30 | 0 | -0.31 | 0 | 0 | 0 | 0 | 0 | 0 | 0.015
12h30 | 0 | -0.63 | 0 | 0 | 0 | 0 | 0 | 0 | 0.015
13h30 | 0 | -0.34 | 0 | 0 | 0 | 0 | 0 | 0 | 0.015
14h30 | 0 | 0 | 0 | 0 | 0 | 0 | 0 | 0 | 0.015
15h30 | 0 | 0 | 0 | 0 | 0 | 0 | 0 | 0 | 0.015
16h30 | 0 | 0 | 0 | 0 | 0 | 0 | 0 | 0 | 0.015
17h30 | 0 | 0 | 0 | 0 | 0 | 0 | 0 | 0 | 0.015
18h30 | 0 | 0 | 0 | 0 | 0 | 0 | 0 | 0 | 0.015
19h30 | 0 | -0.09 | 0 | 0 | 0 | 0 | 0 | 0 | 0.015
20h30 | 0 | -0.09 | 0 | 0 | 0 | 0 | 0 | 0 | 0.015
21h30 | 0 | 0 | 0 | 0 | 0 | 0 | 0 | 0 | 0.015
22h30 | 0 | 0 | 0 | 0 | 0 | 0 | 0 | 0 | 0.015
23h30 | 0 | 0 | 0 | 0 | 0 | 0 | 0 | 0 | 0.015
00h30 | 0 | 0 | 0 | 0 | 0 | 0 | 0 | 0 | 0.015
01h30 | 0 | 0 | 0 | 0 | 0 | 0 | 0 | 0 | 0.015
02h30 | 0 | 0 | 0 | 0 | 0 | 0 | 0 | 0 | 0.015
03h30 | 0 | 0 | 0 | 0 | 0 | 0 | 0 | 0 | 0.015
04h30 | 0 | 0 | 0 | 0 | 0 | 0 | 0 | 0 | 0.015
05h30 | 0 | 0 | 0 | 0 | 0 | 0 | 0 | 0 | 0.015
06h30 | 0 | 0 | 0 | 0 | 0 | 0 | 0 | 0 | 0.015
07h30 | 0 | 0 | 0 | 0 | 0 | 0 | 0 | 0 | 0.015
08h30 | 0 | 0 | 0 | 0 | 0 | 0 | 0 | 0 | 0.015
09h30 | 0 | 0 | 0 | 0 | 0 | 0 | 0 | 0 | 0.015
10h30 | 0 | 0 | 0 | 0 | 0 | 0 | 0 | 0 | 0.015
11h30 | 0 | 0 | 0 | 0 | 0 | 0 | 0 | 0 | 0.015
12h30 | 0 | 0 | 0 | 0 | 0 | 0 | 0 | 0 | 0.015
13h30 | 0 | 0 | 0 | 0 | 0 | 0 | 0 | 0 | 0.015
14h30 | 0 | 0 | 0 | 0 | 0 | 0 | 0 | 0 | 0.015
15h30 | 0 | 0 | 0 | 0 | 0 | 0 | 0 | 0 | 0.015
16h30 | 0 | 0 | 0 | 0 | 0 | 0 | 0 | 0 | 0.015
17h30 | 0 | 0 | 0 | 0 | 0 | 0 | 0 | 0 | 0.015
18h30 | 0 | 0 | 0 | 0 | 0 | 0 | 0 | 0 | 0.015
19h30 | 0 | 0 | 0 | 0 | 0 | 0 | 0 | 0 | 0.015
20h30 | 0 | 0 | 0 | 0 | 0 | 0 | 0 | 0 | 0.015
21h30 | 0 | 0 | 0 | 0 | 0 | 0 | 0 | 0 | 0.015
22h30 | 0 | 0 | 0 | 0 | 0 | 0 | 0 | 0 | 0.015
23h30 | 0 | 0 | 0 | 0 | 0 | 0 | 0 | 0 | 0.015
00h30 | 0 | 0 | 0 | 0 | 0 | 0 | 0 | 0 | 0.015
01h30 | 0 | 0 | 0 | 0 | 0 | 0 | 0 | 0 | 0.015
02h30 | 0 | 0 | 0 | 0 | 0 | 0 | 0 | 0 | 0.015
03h30 | 0 | 0 | 0 | 0 | 0 | 0 | 0 | 0 | 0.015
04h30 | 0 | 0 | 0 | 0 | 0 | 0 | 0 | 0 | 0.015
05h30 | 0 | 0 | 0 | 0 | 0 | 0 | 0 | 0 | 0.015
06h30 | 0 | 0 | 0 | 0 | 0 | 0 | 0 | 0 | 0.015
07h30 | 0 | 0 | 0 | 0 | 0 | 0 | 0 | 0 | 0.015
08h30 | 0 | 0 | 0 | 0 | 0 | 0 | 0 | 0 | 0.015
09h30 | 0 | 0 | 0 | 0 | 0 | 0 | 0 | 0 | 0.015
10h30 | 0 | 0 | 0 | 0 | 0 | 0 | 0 | 0 | 0.015
11h30 | 0 | 0 | 0 | 0 | 0 | 0 | 0 | 0 | 0.015
12h30 | 0 | 0 | 0 | 0 | 0 | 0 | 0 | 0 | 0.015
13h30 | 0 | 0 | 0 | 0 | 0 | 0 | 0 | 0 | 0.015
14h30 | 0 | 0 | 0 | 0 | 0 | 0 | 0 | 0 | 0.015
15h30 | 0 | 0 | 0 | 0 | 0 | 0 | 0 | 0 | 0.015
16h30 | 0 | 0 | 0 | 0 | 0 | 0 | 0 | 0 | 0.015
17h30 | 0 | 0 | 0 | 0 | 0 | 0 | 0 | 0 | 0.015
18h30 | 0 | 0 | 0 | 0 | 0 | 0 | 0 | 0 | 0.015
19h30 | 0 | 0 | 0 | 0 | 0 | 0 | 0 | 0 | 0.015
20h30 | 0 | 0 | 0 | 0 | 0 | 0 | 0 | 0 | 0.015
21h30 | 0 | 0 | 0 | 0 | 0 | 0 | 0 | 0 | 0.015
22h30 | 0 | 0 | 0 | 0 | 0 | 0 | 0 | 0 | 0.015
23h30 | 0 | 0 | 0 | 0 | 0 | 0 | 0 | 0 | 0.015
00h30 | 0 | 0 | 0 | 0 | 0 | 0 | 0 | 0 | 0.015
01h30 | 0 | 0 | 0 | 0 | 0 | 0 | 0 | 0 | 0.015
02h30 | 0 | 0 | 0 | 0 | 0 | 0 | 0 | 0 | 0.015
03h30 | 0 | 0 | 0 | 0 | 0 | 0 | 0 | 0 | 0.015
04h30 | 0 | 0 | 0 | 0 | 0 | 0 | 0 | 0 | 0.015
05h30 | 0 | 0 | 0 | 0 | 0 | 0 | 0 | 0 | 0.015
06h30 | 0 | 0 | 0 | 0 | 0 | 0 | 0 | 0 | 0.015
07h30 | 0 | 0 | 0 | 0 | 0 | 0 | 0 | 0 | 0.015
08h30 | 0 | 0 | 0 | 0 | 0 | 0 | 0 | 0 | 0.015
09h30 | 0 | 0 | 0 | 0 | 0 | 0 | 0 | 0 | 0.015
10h30 | 0 | 0 | 0 | 0 | 0 | 0 | 0 | 0 | 0.015
11h30 | 0 | 0 | 0 | 0 | 0 | 0 | 0 | 0 | 0.015
12h30 | 0 | 0 | 0 | 0 | 0 | 0 | 0 | 0 | 0.015
13h30 | 0 | 0 | 0 | 0 | 0 | 0 | 0 | 0 | 0.015
14h30 | 0 | 0 | 0 | 0 | 0 | 0 | 0 | 0 | 0.015
15h30 | 0 | 0 | 0 | 0 | 0 | 0 | 0 | 0 | 0.015
16h30 | 0 | 0 | 0 | 0 | 0 | 0 | 0 | 0 | 0.015
17h30 | 0 | 0 | 0 | 0 | 0 | 0 | 0 | 0 | 0.015
18h30 | 0 | -0.35 | 0 | 0 | 0 | 0 | 0 | 0 | 0.015
19h30 | 0 | -0.54 | 0 | 0 | 0 | 0 | 0 | 0 | 0.015
20h30 | 0 | -0.4 | 0 | 0 | 0 | 0 | 0 | 0 | 0.015
21h30 | 0 | -0.31 | 0 | 0 | 0 | 0 | 0 | 0 | 0.015
22h30 | 0 | -0.23 | 0 | 0 | 0 | 0 | 0 | 0 | 0.015
23h30 | 0 | -0.17 | 0 | 0 | 0 | 0 | 0 | 0 | 0.015
00h30 | 0 | -0.03 | 0 | 0 | 0 | 0 | 0 | 0 | 0.015
01h30 | 0 | 0 | 0 | 0 | 0 | 0 | 0 | 0 | 0.015
02h30 | 0 | 0 | 0 | 0 | 0 | 0 | 0 | 0 | 0.015
03h30 | 0 | 0 | 0 | 0 | 0 | 0 | 0 | 0 | 0.015
04h30 | 0 | 0 | 0 | 0 | 0 | 0 | 0 | 0 | 0.015
05h30 | 0 | 0 | 0 | 0 | 0 | 0 | 0 | 0 | 0.015
06h30 | 0 | 0 | 0 | 0 | 0 | 0 | 0 | 0 | 0.015
07h30 | 0 | 0 | 0 | 0 | 0 | 0 | 0 | 0 | 0.015
08h30 | 0 | 0 | 0 | 0 | 0 | 0 | 0 | 0 | 0.015
09h30 | 0 | 0 | 0 | 0 | 0 | 0 | 0 | 0 | 0.015
10h30 | 0 | 0 | 0 | 0 | 0 | 0 | 0 | 0 | 0.015
11h30 | 0 | 0 | 0 | 0 | 0 | 0 | 0 | 0 | 0.015
12h30 | 0 | 0 | 0 | 0 | 0 | 0 | 0 | 0 | 0.015
13h30 | 0 | 0 | 0 | 0 | 0 | 0 | 0 | 0 | 0.015
14h30 | 0 | 0 | 0 | 0 | 0 | 0 | 0 | 0 | 0.015
15h30 | 0 | 0 | 0 | 0 | 0 | 0 | 0 | 0 | 0.015
16h30 | 0 | 0 | 0 | 0 | 0 | 0 | 0 | 0 | 0.015
17h30 | 0 | 0 | 0 | 0 | 0 | 0 | 0 | 0 | 0.015
18h30 | 0 | 0 | 0 | 0 | 0 | 0 | 0 | 0 | 0.015
19h30 | 0 | 0 | 0 | 0 | 0 | 0 | 0 | 0 | 0.015
20h30 | 0 | 0 | 0 | 0 | 0 | 0 | 0 | 0 | 0.015
21h30 | 0 | 0 | 0 | 0 | 0 | 0 | 0 | 0 | 0.015
22h30 | 0 | 0 | 0 | 0 | 0 | 0 | 0 | 0 | 0.015
23h30 | 0 | 0 | 0 | 0 | 0 | 0 | 0 | 0 | 0.015
00h30 | 0 | 0 | 0 | 0 | 0 | 0 | 0 | 0 | 0.015
01h30 | 0 | 0 | 0 | 0 | 0 | 0 | 0 | 0 | 0.015
02h30 | 0 | 0 | 0 | 0 | 0 | 0 | 0 | 0 | 0.015
03h30 | 0 | 0 | 0 | 0 | 0 | 0 | 0 | 0 | 0.015
04h30 | 0 | 0 | 0 | 0 | 0 | 0 | 0 | 0 | 0.015
05h30 | 0 | 0 | 0 | 0 | 0 | 0 | 0 | 0 | 0.015
06h30 | 0 | 0 | 0 | 0 | 0 | 0 | 0 | 0 | 0.015
07h30 | 0 | 0 | 0 | 0 | 0 | 0 | 0 | 0 | 0.015
08h30 | 0 | 0 | 0 | 0 | 0 | 0 | 0 | 0 | 0.015
09h30 | 0 | 0 | 0 | 0 | 0 | 0 | 0 | 0 | 0.015
10h30 | 0 | 0 | 0 | 0 | 0 | 0 | 0 | 0 | 0.015
11h30 | 0 | 0 | 0 | 0 | 0 | 0 | 0 | 0 | 0.015
12h30 | 0 | 0 | 0 | 0 | 0 | 0 | 0 | 0 | 0.015
13h30 | 0 | 0 | 0 | 0 | 0 | 0 | 0 | 0 | 0.015
14h30 | 0 | 0 | 0 | 0 | 0 | 0 | 0 | 0 | 0.015
15h30 | 0 | 0 | 0 | 0 | 0 | 0 | 0 | 0 | 0.015
16h30 | 0 | 0 | 0 | 0 | 0 | 0 | 0 | 0 | 0.015
17h30 | 0 | 0 | 0 | 0 | 0 | 0 | 0 | 0 | 0.015
18h30 | 0 | -0.14 | 0 | 0 | 0 | 0 | 0 | 0 | 0.015
19h30 | 0 | -0.14 | 0 | 0 | 0 | 0 | 0 | 0 | 0.015
20h30 | 0 | 0 | 0 | 0 | 0 | 0 | 0 | 0 | 0.015
21h30 | 0 | 0 | 0 | 0 | 0 | 0 | 0 | 0 | 0.015
22h30 | 0 | 0 | 0 | 0 | 0 | 0 | 0 | 0 | 0.015
23h30 | 0 | 0 | 0 | 0 | 0 | 0 | 0 | 0 | 0.015
00h30 | 0 | 0 | 0 | 0 | 0 | 0 | 0 | 0 | 0.015
01h30 | 0 | 0 | 0 | 0 | 0 | 0 | 0 | 0 | 0.015
02h30 | 0 | 0 | 0 | 0 | 0 | 0 | 0 | 0 | 0.015
03h30 | 0 | 0 | 0 | 0 | 0 | 0 | 0 | 0 | 0.015
04h30 | 0 | 0 | 0 | 0 | 0 | 0 | 0 | 0 | 0.015
05h30 | 0 | 0 | 0 | 0 | 0 | 0 | 0 | 0 | 0.015
06h30 | 0 | 0 | 0 | 0 | 0 | 0 | 0 | 0 | 0.015
07h30 | 0 | 0 | 0 | 0 | 0 | 0 | 0 | 0 | 0.015
08h30 | 0 | 0 | 0 | 0 | 0 | 0 | 0 | 0 | 0.015
09h30 | 0 | 0 | 0 | 0 | 0 | 0 | 0 | 0 | 0.015
10h30 | 0 | -0.02 | 0 | 0 | 0 | 0 | 0 | 0 | 0.015
11h30 | 0 | -0.33 | 0 | 0 | 0 | 0 | 0 | 0 | 0.015
12h30 | 0 | -0.32 | 0 | 0 | 0 | 0 | 0 | 0 | 0.015
13h30 | 0 | 0 | 0 | 0 | 0 | 0 | 0 | 0 | 0.015
14h30 | 0 | 0 | 0 | 0 | 0 | 0 | 0 | 0 | 0.015
15h30 | 0 | 0 | 0 | 0 | 0 | 0 | 0 | 0 | 0.015
16h30 | 0 | 0 | 0 | 0 | 0 | 0 | 0 | 0 | 0.015
17h30 | 0 | 0 | 0 | 0 | 0 | 0 | 0 | 0 | 0.015
18h30 | 0 | 0 | 0 | 0 | 0 | 0 | 0 | 0 | 0.015
19h30 | 0 | 0 | 0 | 0 | 0 | 0 | 0 | 0 | 0.015
20h30 | 0 | 0 | 0 | 0 | 0 | 0 | 0 | 0 | 0.015
21h30 | 0 | 0 | 0 | 0 | 0 | 0 | 0 | 0 | 0.015
22h30 | 0 | 0 | 0 | 0 | 0 | 0 | 0 | 0 | 0.015
23h30 | 0 | 0 | 0 | 0 | 0 | 0 | 0 | 0 | 0.015
00h30 | 0 | 0 | 0 | 0 | 0 | 0 | 0 | 0 | 0.015
01h30 | 0 | 0 | 0 | 0 | 0 | 0 | 0 | 0 | 0.015
02h30 | 0 | 0 | 0 | 0 | 0 | 0 | 0 | 0 | 0.015
03h30 | 0 | 0 | 0 | 0 | 0 | 0 | 0 | 0 | 0.015
04h30 | 0 | 0 | 0 | 0 | 0 | 0 | 0 | 0 | 0.015
05h30 | 0 | 0 | 0 | 0 | 0 | 0 | 0 | 0 | 0.015
06h30 | 0 | 0 | 0 | 0 | 0 | 0 | 0 | 0 | 0.015
07h30 | 0 | 0 | 0 | 0 | 0 | 0 | 0 | 0 | 0.015
08h30 | 0 | 0 | 0 | 0 | 0 | 0 | 0 | 0 | 0.015
09h30 | 0 | 0 | 0 | 0 | 0 | 0 | 0 | 0 | 0.015
10h30 | 0 | 0 | 0 | 0 | 0 | 0 | 0 | 0 | 0.015
11h30 | 0 | 0 | 0 | 0 | 0 | 0 | 0 | 0 | 0.015
12h30 | 0 | 0 | 0 | 0 | 0 | 0 | 0 | 0 | 0.015
13h30 | 0 | 0 | 0 | 0 | 0 | 0 | 0 | 0 | 0.015
14h30 | 0 | 0 | 0 | 0 | 0 | 0 | 0 | 0 | 0.015
15h30 | 0 | 0 | 0 | 0 | 0 | 0 | 0 | 0 | 0.015
16h30 | 0 | 0 | 0 | 0 | 0 | 0 | 0 | 0 | 0.015
17h30 | 0 | 0 | 0 | 0 | 0 | 0 | 0 | 0 | 0.015
18h30 | 0 | 0 | 0 | 0 | 0 | 0 | 0 | 0 | 0.015
19h30 | 0 | 0 | 0 | 0 | 0 | 0 | 0 | 0 | 0.015
20h30 | 0 | 0 | 0 | 0 | 0 | 0 | 0 | 0 | 0.015
21h30 | 0 | 0 | 0 | 0 | 0 | 0 | 0 | 0 | 0.015
22h30 | 0 | 0 | 0 | 0 | 0 | 0 | 0 | 0 | 0.015
23h30 | 0 | 0 | 0 | 0 | 0 | 0 | 0 | 0 | 0.015
00h30 | 0 | 0 | 0 | 0 | 0 | 0 | 0 | 0 | 0.015
01h30 | 0 | 0 | 0 | 0 | 0 | 0 | 0 | 0 | 0.015
02h30 | 0 | 0 | 0 | 0 | 0 | 0 | 0 | 0 | 0.015
03h30 | 0 | 0 | 0 | 0 | 0 | 0 | 0 | 0 | 0.015
04h30 | 0 | 0 | 0 | 0 | 0 | 0 | 0 | 0 | 0.015
05h30 | 0 | 0 | 0 | 0 | 0 | 0 | 0 | 0 | 0.015
06h30 | 0 | 0 | 0 | 0 | 0 | 0 | 0 | 0 | 0.015
07h30 | 0 | 0 | 0 | 0 | 0 | 0 | 0 | 0 | 0.015
08h30 | 0 | 0 | 0 | 0 | 0 | 0 | 0 | 0 | 0.015
09h30 | 0 | 0 | 0 | 0 | 0 | 0 | 0 | 0 | 0.015
10h30 | 0 | 0 | 0 | 0 | 0 | 0 | 0 | 0 | 0.015
11h30 | 0 | 0 | 0 | 0 | 0 | 0 | 0 | 0 | 0.015
12h30 | 0 | 0 | 0 | 0 | 0 | 0 | 0 | 0 | 0.015
13h30 | 0 | 0 | 0 | 0 | 0 | 0 | 0 | 0 | 0.015
14h30 | 0 | 0 | 0 | 0 | 0 | 0 | 0 | 0 | 0.015
15h30 | 0 | 0 | 0 | 0 | 0 | 0 | 0 | 0 | 0.015
16h30 | 0 | 0 | 0 | 0 | 0 | 0 | 0 | 0 | 0.015
17h30 | 0 | 0 | 0 | 0 | 0 | 0 | 0 | 0 | 0.015
18h30 | 0 | 0 | 0 | 0 | 0 | 0 | 0 | 0 | 0.015
19h30 | 0 | 0 | 0 | 0 | 0 | 0 | 0 | 0 | 0.015
20h30 | 0 | 0 | 0 | 0 | 0 | 0 | 0 | 0 | 0.015
21h30 | 0 | 0 | 0 | 0 | 0 | 0 | 0 | 0 | 0.015
22h30 | 0 | 0 | 0 | 0 | 0 | 0 | 0 | 0 | 0.015
23h30 | 0 | 0 | 0 | 0 | 0 | 0 | 0 | 0 | 0.015
00h30 | 0 | 0 | 0 | 0 | 0 | 0 | 0 | 0 | 0.015
01h30 | 0 | 0 | 0 | 0 | 0 | 0 | 0 | 0 | 0.015
02h30 | 0 | 0 | 0 | 0 | 0 | 0 | 0 | 0 | 0.015
03h30 | 0 | 0 | 0 | 0 | 0 | 0 | 0 | 0 | 0.015
04h30 | 0 | 0 | 0 | 0 | 0 | 0 | 0 | 0 | 0.015
05h30 | 0 | 0 | 0 | 0 | 0 | 0 | 0 | 0 | 0.015
06h30 | 0 | 0 | 0 | 0 | 0 | 0 | 0 | 0 | 0.015
07h30 | 0 | 0 | 0 | 0 | 0 | 0 | 0 | 0 | 0.015
08h30 | 0 | 0 | 0 | 0 | 0 | 0 | 0 | 0 | 0.015
09h30 | 0 | 0 | 0 | 0 | 0 | 0 | 0 | 0 | 0.015
10h30 | 0 | 0 | 0 | 0 | 0 | 0 | 0 | 0 | 0.015
11h30 | 0 | 0 | 0 | 0 | 0 | 0 | 0 | 0 | 0.015
12h30 | 0 | 0 | 0 | 0 | 0 | 0 | 0 | 0 | 0.015
13h30 | 0 | 0 | 0 | 0 | 0 | 0 | 0 | 0 | 0.015
14h30 | 0 | 0 | 0 | 0 | 0 | 0 | 0 | 0 | 0.015
15h30 | 0 | 0 | 0 | 0 | 0 | 0 | 0 | 0 | 0.015
16h30 | 0 | 0 | 0 | 0 | 0 | 0 | 0 | 0 | 0.015
17h30 | 0 | 0 | 0 | 0 | 0 | 0 | 0 | 0 | 0.015
18h30 | 0 | 0 | 0 | 0 | 0 | 0 | 0 | 0 | 0.015
19h30 | 0 | 0 | 0 | 0 | 0 | 0 | 0 | 0 | 0.015
20h30 | 0 | 0 | 0 | 0 | 0 | 0 | 0 | 0 | 0.015
21h30 | 0 | 0 | 0 | 0 | 0 | 0 | 0 | 0 | 0.015
22h30 | 0 | 0 | 0 | 0 | 0 | 0 | 0 | 0 | 0.015
23h30 | 0 | 0 | 0 | 0 | 0 | 0 | 0 | 0 | 0.015
00h30 | 0 | 0 | 0 | 0 | 0 | 0 | 0 | 0 | 0.015
01h30 | 0 | 0 | 0 | 0 | 0 | 0 | 0 | 0 | 0.015
02h30 | 0 | 0 | 0 | 0 | 0 | 0 | 0 | 0 | 0.015
03h30 | 0 | 0 | 0 | 0 | 0 | 0 | 0 | 0 | 0.015
04h30 | 0 | 0 | 0 | 0 | 0 | 0 | 0 | 0 | 0.015
05h30 | 0 | 0 | 0 | 0 | 0 | 0 | 0 | 0 | 0.015
06h30 | 0 | 0 | 0 | 0 | 0 | 0 | 0 | 0 | 0.015
07h30 | 0 | 0 | 0 | 0 | 0 | 0 | 0 | 0 | 0.015
08h30 | 0 | 0 | 0 | 0 | 0 | 0 | 0 | 0 | 0.015
09h30 | 0 | 0 | 0 | 0 | 0 | 0 | 0 | 0 | 0.015
10h30 | 0 | 0 | 0 | 0 | 0 | 0 | 0 | 0 | 0.015
11h30 | 0 | 0 | 0 | 0 | 0 | 0 | 0 | 0 | 0.015
12h30 | 0 | 0 | 0 | 0 | 0 | 0 | 0 | 0 | 0.015
13h30 | 0 | 0 | 0 | 0 | 0 | 0 | 0 | 0 | 0.015
14h30 | 0 | 0 | 0 | 0 | 0 | 0 | 0 | 0 | 0.015
15h30 | 0 | 0 | 0 | 0 | 0 | 0 | 0 | 0 | 0.015
16h30 | 0 | 0 | 0 | 0 | 0 | 0 | 0 | 0 | 0.015
17h30 | 0 | 0 | 0 | 0 | 0 | 0 | 0 | 0 | 0.015
18h30 | 0 | 0 | 0 | 0 | 0 | 0 | 0 | 0 | 0.015
19h30 | 0 | 0 | 0 | 0 | 0 | 0 | 0 | 0 | 0.015
20h30 | 0 | 0 | 0 | 0 | 0 | 0 | 0 | 0 | 0.015
21h30 | 0 | 0 | 0 | 0 | 0 | 0 | 0 | 0 | 0.015
22h30 | 0 | 0 | 0 | 0 | 0 | 0 | 0 | 0 | 0.015
23h30 | 0 | 0 | 0 | 0 | 0 | 0 | 0 | 0 | 0.015
00h30 | 0 | 0 | 0 | 0 | 0 | 0 | 0 | 0 | 0.015
01h30 | 0 | 0 | 0 | 0 | 0 | 0 | 0 | 0 | 0.015
02h30 | 0 | 0 | 0 | 0 | 0 | 0 | 0 | 0 | 0.015
03h30 | 0 | 0 | 0 | 0 | 0 | 0 | 0 | 0 | 0.015
04h30 | 0 | 0 | 0 | 0 | 0 | 0 | 0 | 0 | 0.015
05h30 | 0 | 0 | 0 | 0 | 0 | 0 | 0 | 0 | 0.015
06h30 | 0 | 0 | 0 | 0 | 0 | 0 | 0 | 0 | 0.015
07h30 | 0 | 0 | 0 | 0 | 0 | 0 | 0 | 0 | 0.015
08h30 | 0 | 0 | 0 | 0 | 0 | 0 | 0 | 0 | 0.015
09h30 | 0 | 0 | 0 | 0 | 0 | 0 | 0 | 0 | 0.015
10h30 | 0 | 0 | 0 | 0 | 0 | 0 | 0 | 0 | 0.015
11h30 | 0 | 0 | 0 | 0 | 0 | 0 | 0 | 0 | 0.015
12h30 | 0 | 0 | 0 | 0 | 0 | 0 | 0 | 0 | 0.015
13h30 | 0 | 0 | 0 | 0 | 0 | 0 | 0 | 0 | 0.015
14h30 | 0 | 0 | 0 | 0 | 0 | 0 | 0 | 0 | 0.015
15h30 | 0 | 0 | 0 | 0 | 0 | 0 | 0 | 0 | 0.015
16h30 | 0 | 0 | 0 | 0 | 0 | 0 | 0 | 0 | 0.015
17h30 | 0 | 0 | 0 | 0 | 0 | 0 | 0 | 0 | 0.015
18h30 | 0 | 0 | 0 | 0 | 0 | 0 | 0 | 0 | 0.015
19h30 | 0 | 0 | 0 | 0 | 0 | 0 | 0 | 0 | 0.015
20h30 | 0 | 0 | 0 | 0 | 0 | 0 | 0 | 0 | 0.015
21h30 | 0 | 0 | 0 | 0 | 0 | 0 | 0 | 0 | 0.015
22h30 | 0 | 0 | 0 | 0 | 0 | 0 | 0 | 0 | 0.015
23h30 | 0 | 0 | 0 | 0 | 0 | 0 | 0 | 0 | 0.015
00h30 | 0 | 0 | 0 | 0 | 0 | 0 | 0 | 0 | 0.015
01h30 | 0 | 0 | 0 | 0 | 0 | 0 | 0 | 0 | 0.015
02h30 | 0 | 0 | 0 | 0 | 0 | 0 | 0 | 0 | 0.015
03h30 | 0 | 0 | 0 | 0 | 0 | 0 | 0 | 0 | 0.015
04h30 | 0 | 0 | 0 | 0 | 0 | 0 | 0 | 0 | 0.015
05h30 | 0 | 0 | 0 | 0 | 0 | 0 | 0 | 0 | 0.015
06h30 | 0 | 0 | 0 | 0 | 0 | 0 | 0 | 0 | 0.015
07h30 | 0 | 0 | 0 | 0 | 0 | 0 | 0 | 0 | 0.015
08h30 | 0 | 0 | 0 | 0 | 0 | 0 | 0 | 0 | 0.015
09h30 | 0 | 0 | 0 | 0 | 0 | 0 | 0 | 0 | 0.015
10h30 | 0 | 0 | 0 | 0 | 0 | 0 | 0 | 0 | 0.015
11h30 | 0 | 0 | 0 | 0 | 0 | 0 | 0 | 0 | 0.015
12h30 | 0 | 0 | 0 | 0 | 0 | 0 | 0 | 0 | 0.015
13h30 | 0 | 0 | 0 | 0 | 0 | 0 | 0 | 0 | 0.015
14h30 | 0 | 0 | 0 | 0 | 0 | 0 | 0 | 0 | 0.015
15h30 | 0 | 0 | 0 | 0 | 0 | 0 | 0 | 0 | 0.015
16h30 | 0 | 0 | 0 | 0 | 0 | 0 | 0 | 0 | 0.015
17h30 | 0 | 0 | 0 | 0 | 0 | 0 | 0 | 0 | 0.015
18h30 | 0 | 0 | 0 | 0 | 0 | 0 | 0 | 0 | 0.015
19h30 | 0 | 0 | 0 | 0 | 0 | 0 | 0 | 0 | 0.015
20h30 | 0 | 0 | 0 | 0 | 0 | 0 | 0 | 0 | 0.015
21h30 | 0 | 0 | 0 | 0 | 0 | 0 | 0 | 0 | 0.015
22h30 | 0 | 0 | 0 | 0 | 0 | 0 | 0 | 0 | 0.015
23h30 | 0 | 0 | 0 | 0 | 0 | 0 | 0 | 0 | 0.015
00h30 | 0 | 0 | 0 | 0 | 0 | 0 | 0 | 0 | 0.015
01h30 | 0 | 0 | 0 | 0 | 0 | 0 | 0 | 0 | 0.015
02h30 | 0 | 0 | 0 | 0 | 0 | 0 | 0 | 0 | 0.015
03h30 | 0 | 0 | 0 | 0 | 0 | 0 | 0 | 0 | 0.015
04h30 | 0 | 0 | 0 | 0 | 0 | 0 | 0 | 0 | 0.015
05h30 | 0 | 0 | 0 | 0 | 0 | 0 | 0 | 0 | 0.015
06h30 | 0 | 0 | 0 | 0 | 0 | 0 | 0 | 0 | 0.015
07h30 | 0 | 0 | 0 | 0 | 0 | 0 | 0 | 0 | 0.015
08h30 | 0 | 0 | 0 | 0 | 0 | 0 | 0 | 0 | 0.015
09h30 | 0 | 0 | 0 | 0 | 0 | 0 | 0 | 0 | 0.015
10h30 | 0 | 0 | 0 | 0 | 0 | 0 | 0 | 0 | 0.015
11h30 | 0 | 0 | 0 | 0 | 0 | 0 | 0 | 0 | 0.015
12h30 | 0 | 0 | 0 | 0 | 0 | 0 | 0 | 0 | 0.015
13h30 | 0 | 0 | 0 | 0 | 0 | 0 | 0 | 0 | 0.015
14h30 | 0 | 0 | 0 | 0 | 0 | 0 | 0 | 0 | 0.015
15h30 | 0 | 0 | 0 | 0 | 0 | 0 | 0 | 0 | 0.015
16h30 | 0 | 0 | 0 | 0 | 0 | 0 | 0 | 0 | 0.015
17h30 | 0 | 0 | 0 | 0 | 0 | 0 | 0 | 0 | 0.015
18h30 | 0 | 0 | 0 | 0 | 0 | 0 | 0 | 0 | 0.015
19h30 | 0 | 0 | 0 | 0 | 0 | 0 | 0 | 0 | 0.015
20h30 | 0 | 0 | 0 | 0 | 0 | 0 | 0 | 0 | 0.015
21h30 | 0 | 0 | 0 | 0 | 0 | 0 | 0 | 0 | 0.015
22h30 | 0 | 0 | 0 | 0 | 0 | 0 | 0 | 0 | 0.015
23h30 | 0 | 0 | 0 | 0 | 0 | 0 | 0 | 0 | 0.015
00h30 | 0 | 0 | 0 | 0 | 0 | 0 | 0 | 0 | 0.015
01h30 | 0 | 0 | 0 | 0 | 0 | 0 | 0 | 0 | 0.015
02h30 | 0 | 0 | 0 | 0 | 0 | 0 | 0 | 0 | 0.015
03h30 | 0 | 0 | 0 | 0 | 0 | 0 | 0 | 0 | 0.015
04h30 | 0 | 0 | 0 | 0 | 0 | 0 | 0 | 0 | 0.015
05h30 | 0 | 0 | 0 | 0 | 0 | 0 | 0 | 0 | 0.015
06h30 | 0 | 0 | 0 | 0 | 0 | 0 | 0 | 0 | 0.015
07h30 | 0 | 0 | 0 | 0 | 0 | 0 | 0 | 0 | 0.015
08h30 | 0 | 0 | 0 | 0 | 0 | 0 | 0 | 0 | 0.015
09h30 | 0 | 0 | 0 | 0 | 0 | 0 | 0 | 0 | 0.015
10h30 | 0 | 0 | 0 | 0 | 0 | 0 | 0 | 0 | 0.015
11h30 | 0 | 0 | 0 | 0 | 0 | 0 | 0 | 0 | 0.015
12h30 | 0 | 0 | 0 | 0 | 0 | 0 | 0 | 0 | 0.015
13h30 | 0 | 0 | 0 | 0 | 0 | 0 | 0 | 0 | 0.015
14h30 | 0 | 0 | 0 | 0 | 0 | 0 | 0 | 0 | 0.015
15h30 | 0 | 0 | 0 | 0 | 0 | 0 | 0 | 0 | 0.015
16h30 | 0 | 0 | 0 | 0 | 0 | 0 | 0 | 0 | 0.015
17h30 | 0 | 0 | 0 | 0 | 0 | 0 | 0 | 0 | 0.015
18h30 | 0 | 0 | 0 | 0 | 0 | 0 | 0 | 0 | 0.015
19h30 | 0 | 0 | 0 | 0 | 0 | 0 | 0 | 0 | 0.015
20h30 | 0 | 0 | 0 | 0 | 0 | 0 | 0 | 0 | 0.015
21h30 | 0 | 0 | 0 | 0 | 0 | 0 | 0 | 0 | 0.015
22h30 | 0 | 0 | 0 | 0 | 0 | 0 | 0 | 0 | 0.015
23h30 | 0 | 0 | 0 | 0 | 0 | 0 | 0 | 0 | 0.015
00h30 | 0 | 0 | 0 | 0 | 0 | 0 | 0 | 0 | 0.015
01h30 | 0 | 0 | 0 | 0 | 0 | 0 | 0 | 0 | 0.015
02h30 | 0 | 0 | 0 | 0 | 0 | 0 | 0 | 0 | 0.015
03h30 | 0 | 0 | 0 | 0 | 0 | 0 | 0 | 0 | 0.015
04h30 | 0 | 0 | 0 | 0 | 0 | 0 | 0 | 0 | 0.015
05h30 | 0 | 0 | 0 | 0 | 0 | 0 | 0 | 0 | 0.015
06h30 | 0 | 0 | 0 | 0 | 0 | 0 | 0 | 0 | 0.015
07h30 | 0 | 0 | 0 | 0 | 0 | 0 | 0 | 0 | 0.015
08h30 | 0 | 0 | 0 | 0 | 0 | 0 | 0 | 0 | 0.015
09h30 | 0 | 0 | 0 | 0 | 0 | 0 | 0 | 0 | 0.015
10h30 | 0 | 0 | 0 | 0 | 0 | 0 | 0 | 0 | 0.015
11h30 | 0 | 0 | 0 | 0 | 0 | 0 | 0 | 0 | 0.015
12h30 | 0 | 0 | 0 | 0 | 0 | 0 | 0 | 0 | 0.015
13h30 | 0 | 0 | 0 | 0 | 0 | 0 | 0 | 0 | 0.015
14h30 | 0 | 0 | 0 | 0 | 0 | 0 | 0 | 0 | 0.015
15h30 | 0 | 0 | 0 | 0 | 0 | 0 | 0 | 0 | 0.015
16h30 | 0 | 0 | 0 | 0 | 0 | 0 | 0 | 0 | 0.015
17h30 | 0 | 0 | 0 | 0 | 0 | 0 | 0 | 0 | 0.015
18h30 | 0 | 0 | 0 | 0 | 0 | 0 | 0 | 0 | 0.015
19h30 | 0 | 0 | 0 | 0 | 0 | 0 | 0 | 0 | 0.015
20h30 | 0 | 0 | 0 | 0 | 0 | 0 | 0 | 0 | 0.015
21h30 | 0 | 0 | 0 | 0 | 0 | 0 | 0 | 0 | 0.015
22h30 | 0 | 0 | 0 | 0 | 0 | 0 | 0 | 0 | 0.015
23h30 | 0 | 0 | 0 | 0 | 0 | 0 | 0 | 0 | 0.015
00h30 | 0 | 0 | 0 | 0 | 0 | 0 | 0 | 0 | 0.015
01h30 | 0 | 0 | 0 | 0 | 0 | 0 | 0 | 0 | 0.015
02h30 | 0 | 0 | 0 | 0 | 0 | 0 | 0 | 0 | 0.015
03h30 | 0 | 0 | 0 | 0 | 0 | 0 | 0 | 0 | 0.015
04h30 | 0 | 0 | 0 | 0 | 0 | 0 | 0 | 0 | 0.015
05h30 | 0 | 0 | 0 | 0 | 0 | 0 | 0 | 0 | 0.015
06h30 | 0 | 0 | 0 | 0 | 0 | 0 | 0 | 0 | 0.015
07h30 | 0 | 0 | 0 | 0 | 0 | 0 | 0 | 0 | 0.015
08h30 | 0 | 0 | 0 | 0 | 0 | 0 | 0 | 0 | 0.015
09h30 | 0 | 0 | 0 | 0 | 0 | 0 | 0 | 0 | 0.015
10h30 | 0 | 0 | 0 | 0 | 0 | 0 | 0 | 0 | 0.015
11h30 | 0 | 0 | 0 | 0 | 0 | 0 | 0 | 0 | 0.015
12h30 | 0 | -0.05 | 0 | 0 | 0 | 0 | 0 | 0 | 0.015
13h30 | 0 | -0.3 | 0 | 0 | 0 | 0 | 0 | 0 | 0.015
14h30 | 0 | -0.53 | 0 | 0 | 0 | 0 | 0 | 0 | 0.015
15h30 | 0 | -0.56 | 0 | 0 | 0 | 0 | 0 | 0 | 0.015
16h30 | 0 | -0.41 | 0 | 0 | 0 | 0 | 0 | 0 | 0.015
17h30 | 0 | -0.24 | 0 | 0 | 0 | 0 | 0 | 0 | 0.015
18h30 | 0 | -0.11 | 0 | 0 | 0 | 0 | 0 | 0 | 0.015
19h30 | 0 | 0 | 0 | 0 | 0 | 0 | 0 | 0 | 0.015
20h30 | 0 | 0 | 0 | 0 | 0 | 0 | 0 | 0 | 0.015
21h30 | 0 | 0 | 0 | 0 | 0 | 0 | 0 | 0 | 0.015
22h30 | 0 | 0 | 0 | 0 | 0 | 0 | 0 | 0 | 0.015
23h30 | 0 | 0 | 0 | 0 | 0 | 0 | 0 | 0 | 0.015
00h30 | 0 | 0 | 0 | 0 | 0 | 0 | 0 | 0 | 0.015
01h30 | 0 | 0 | 0 | 0 | 0 | 0 | 0 | 0 | 0.015
02h30 | 0 | 0 | 0 | 0 | 0 | 0 | 0 | 0 | 0.015
03h30 | 0 | 0 | 0 | 0 | 0 | 0 | 0 | 0 | 0.015
04h30 | 0 | 0 | 0 | 0 | 0 | 0 | 0 | 0 | 0.015
05h30 | 0 | 0 | 0 | 0 | 0 | 0 | 0 | 0 | 0.015
06h30 | 0 | 0 | 0 | 0 | 0 | 0 | 0 | 0 | 0.015
07h30 | 0 | 0 | 0 | 0 | 0 | 0 | 0 | 0 | 0.015
08h30 | 0 | 0 | 0 | 0 | 0 | 0 | 0 | 0 | 0.015
09h30 | 0 | 0 | 0 | 0 | 0 | 0 | 0 | 0 | 0.015
10h30 | 0 | 0 | 0 | 0 | 0 | 0 | 0 | 0 | 0.015
11h30 | 0 | 0 | 0 | 0 | 0 | 0 | 0 | 0 | 0.015
12h30 | 0 | -0.23 | 0 | 0 | 0 | 0 | 0 | 0 | 0.015
13h30 | 0 | -0.55 | 0 | 0 | 0 | 0 | 0 | 0 | 0.015
14h30 | 0 | -0.68 | 0 | 0 | 0 | 0 | 0 | 0 | 0.015
15h30 | 0 | -0.66 | 0 | 0 | 0 | 0 | 0 | 0 | 0.015
16h30 | 0 | -0.48 | 0 | 0 | 0 | 0 | 0 | 0 | 0.015
17h30 | 0 | -0.18 | 0 | 0 | 0 | 0 | 0 | 0 | 0.015
18h30 | 0 | 0 | 0 | 0 | 0 | 0 | 0 | 0 | 0.015
19h30 | 0 | 0 | 0 | 0 | 0 | 0 | 0 | 0 | 0.015
20h30 | 0 | 0 | 0 | 0 | 0 | 0 | 0 | 0 | 0.015
21h30 | 0 | 0 | 0 | 0 | 0 | 0 | 0 | 0 | 0.015
22h30 | 0 | 0 | 0 | 0 | 0 | 0 | 0 | 0 | 0.015
23h30 | 0 | 0 | 0 | 0 | 0 | 0 | 0 | 0 | 0.015
00h30 | 0 | 0 | 0 | 0 | 0 | 0 | 0 | 0 | 0.015
01h30 | 0 | 0 | 0 | 0 | 0 | 0 | 0 | 0 | 0.015
02h30 | 0 | 0 | 0 | 0 | 0 | 0 | 0 | 0 | 0.015
03h30 | 0 | 0 | 0 | 0 | 0 | 0 | 0 | 0 | 0.015
04h30 | 0 | 0 | 0 | 0 | 0 | 0 | 0 | 0 | 0.015
05h30 | 0 | 0 | 0 | 0 | 0 | 0 | 0 | 0 | 0.015
06h30 | 0 | 0 | 0 | 0 | 0 | 0 | 0 | 0 | 0.015
07h30 | 0 | 0 | 0 | 0 | 0 | 0 | 0 | 0 | 0.015
08h30 | 0 | 0 | 0 | 0 | 0 | 0 | 0 | 0 | 0.015
09h30 | 0 | 0 | 0 | 0 | 0 | 0 | 0 | 0 | 0.015
10h30 | 0 | 0 | 0 | 0 | 0 | 0 | 0 | 0 | 0.015
11h30 | 0 | 0 | 0 | 0 | 0 | 0 | 0 | 0 | 0.015
12h30 | 0 | 0 | 0 | 0 | 0 | 0 | 0 | 0 | 0.015
13h30 | 0 | 0 | 0 | 0 | 0 | 0 | 0 | 0 | 0.015
14h30 | 0 | 0 | 0 | 0 | 0 | 0 | 0 | 0 | 0.015
15h30 | 0 | 0 | 0 | 0 | 0 | 0 | 0 | 0 | 0.015
16h30 | 0 | 0 | 0 | 0 | 0 | 0 | 0 | 0 | 0.015
17h30 | 0 | 0 | 0 | 0 | 0 | 0 | 0 | 0 | 0.015
18h30 | 0 | 0 | 0 | 0 | 0 | 0 | 0 | 0 | 0.015
19h30 | 0 | 0 | 0 | 0 | 0 | 0 | 0 | 0 | 0.015
20h30 | 0 | 0 | 0 | 0 | 0 | 0 | 0 | 0 | 0.015
21h30 | 0 | 0 | 0 | 0 | 0 | 0 | 0 | 0 | 0.015
22h30 | 0 | 0 | 0 | 0 | 0 | 0 | 0 | 0 | 0.015
23h30 | 0 | 0 | 0 | 0 | 0 | 0 | 0 | 0 | 0.015
00h30 | 0 | 0 | 0 | 0 | 0 | 0 | 0 | 0 | 0.015
01h30 | 0 | 0 | 0 | 0 | 0 | 0 | 0 | 0 | 0.015
02h30 | 0 | 0 | 0 | 0 | 0 | 0 | 0 | 0 | 0.015
03h30 | 0 | 0 | 0 | 0 | 0 | 0 | 0 | 0 | 0.015
04h30 | 0 | 0 | 0 | 0 | 0 | 0 | 0 | 0 | 0.015
05h30 | 0 | 0 | 0 | 0 | 0 | 0 | 0 | 0 | 0.015
06h30 | 0 | 0 | 0 | 0 | 0 | 0 | 0 | 0 | 0.015
07h30 | 0 | 0 | 0 | 0 | 0 | 0 | 0 | 0 | 0.015
08h30 | 0 | 0 | 0 | 0 | 0 | 0 | 0 | 0 | 0.015
09h30 | 0 | 0 | 0 | 0 | 0 | 0 | 0 | 0 | 0.015
10h30 | 0 | 0 | 0 | 0 | 0 | 0 | 0 | 0 | 0.015
11h30 | 0 | 0 | 0 | 0 | 0 | 0 | 0 | 0 | 0.015
12h30 | 0 | 0 | 0 | 0 | 0 | 0 | 0 | 0 | 0.015
13h30 | 0 | -0.16 | 0 | 0 | 0 | 0 | 0 | 0 | 0.015
14h30 | 0 | -0.37 | 0 | 0 | 0 | 0 | 0 | 0 | 0.015
15h30 | 0 | -0.42 | 0 | 0 | 0 | 0 | 0 | 0 | 0.015
16h30 | 0 | -0.28 | 0 | 0 | 0 | 0 | 0 | 0 | 0.015
17h30 | 0 | -0.13 | 0 | 0 | 0 | 0 | 0 | 0 | 0.015
18h30 | 0 | -0.06 | 0 | 0 | 0 | 0 | 0 | 0 | 0.015
19h30 | 0 | 0 | 0 | 0 | 0 | 0 | 0 | 0 | 0.015
20h30 | 0 | 0 | 0 | 0 | 0 | 0 | 0 | 0 | 0.015
21h30 | 0 | 0 | 0 | 0 | 0 | 0 | 0 | 0 | 0.015
22h30 | 0 | 0 | 0 | 0 | 0 | 0 | 0 | 0 | 0.015
23h30 | 0 | 0 | 0 | 0 | 0 | 0 | 0 | 0 | 0.015
00h30 | 0 | 0 | 0 | 0 | 0 | 0 | 0 | 0 | 0.015
01h30 | 0 | 0 | 0 | 0 | 0 | 0 | 0 | 0 | 0.015
02h30 | 0 | 0 | 0 | 0 | 0 | 0 | 0 | 0 | 0.015
03h30 | 0 | 0 | 0 | 0 | 0 | 0 | 0 | 0 | 0.015
04h30 | 0 | 0 | 0 | 0 | 0 | 0 | 0 | 0 | 0.015
05h30 | 0 | 0 | 0 | 0 | 0 | 0 | 0 | 0 | 0.015
06h30 | 0 | 0 | 0 | 0 | 0 | 0 | 0 | 0 | 0.015
07h30 | 0 | 0 | 0 | 0 | 0 | 0 | 0 | 0 | 0.015
08h30 | 0 | 0 | 0 | 0 | 0 | 0 | 0 | 0 | 0.015
09h30 | 0 | 0 | 0 | 0 | 0 | 0 | 0 | 0 | 0.015
10h30 | 0 | 0 | 0 | 0 | 0 | 0 | 0 | 0 | 0.015
11h30 | 0 | 0 | 0 | 0 | 0 | 0 | 0 | 0 | 0.015
12h30 | 0 | 0 | 0 | 0 | 0 | 0 | 0 | 0 | 0.015
13h30 | 0 | 0 | 0 | 0 | 0 | 0 | 0 | 0 | 0.015
14h30 | 0 | 0 | 0 | 0 | 0 | 0 | 0 | 0 | 0.015
15h30 | 0 | 0 | 0 | 0 | 0 | 0 | 0 | 0 | 0.015
16h30 | 0 | 0 | 0 | 0 | 0 | 0 | 0 | 0 | 0.015
17h30 | 0 | 0 | 0 | 0 | 0 | 0 | 0 | 0 | 0.015
18h30 | 0 | 0 | 0 | 0 | 0 | 0 | 0 | 0 | 0.015
19h30 | 0 | 0 | 0 | 0 | 0 | 0 | 0 | 0 | 0.015
20h30 | 0 | 0 | 0 | 0 | 0 | 0 | 0 | 0 | 0.015
21h30 | 0 | 0 | 0 | 0 | 0 | 0 | 0 | 0 | 0.015
22h30 | 0 | 0 | 0 | 0 | 0 | 0 | 0 | 0 | 0.015
23h30 | 0 | 0 | 0 | 0 | 0 | 0 | 0 | 0 | 0.015
00h30 | 0 | 0 | 0 | 0 | 0 | 0 | 0 | 0 | 0.015
01h30 | 0 | 0 | 0 | 0 | 0 | 0 | 0 | 0 | 0.015
02h30 | 0 | 0 | 0 | 0 | 0 | 0 | 0 | 0 | 0.015
03h30 | 0 | 0 | 0 | 0 | 0 | 0 | 0 | 0 | 0.015
04h30 | 0 | 0 | 0 | 0 | 0 | 0 | 0 | 0 | 0.015
05h30 | 0 | 0 | 0 | 0 | 0 | 0 | 0 | 0 | 0.015
06h30 | 0 | 0 | 0 | 0 | 0 | 0 | 0 | 0 | 0.015
07h30 | 0 | 0 | 0 | 0 | 0 | 0 | 0 | 0 | 0.015
08h30 | 0 | 0 | 0 | 0 | 0 | 0 | 0 | 0 | 0.015
09h30 | 0 | 0 | 0 | 0 | 0 | 0 | 0 | 0 | 0.015
10h30 | 0 | 0 | 0 | 0 | 0 | 0 | 0 | 0 | 0.015
11h30 | 0 | 0 | 0 | 0 | 0 | 0 | 0 | 0 | 0.015
12h30 | 0 | 0 | 0 | 0 | 0 | 0 | 0 | 0 | 0.015
13h30 | 0 | 0 | 0 | 0 | 0 | 0 | 0 | 0 | 0.015
14h30 | 0 | 0 | 0 | 0 | 0 | 0 | 0 | 0 | 0.015
15h30 | 0 | 0 | 0 | 0 | 0 | 0 | 0 | 0 | 0.015
16h30 | 0 | 0 | 0 | 0 | 0 | 0 | 0 | 0 | 0.015
17h30 | 0 | 0 | 0 | 0 | 0 | 0 | 0 | 0 | 0.015
18h30 | 0 | 0 | 0 | 0 | 0 | 0 | 0 | 0 | 0.015
19h30 | 0 | 0 | 0 | 0 | 0 | 0 | 0 | 0 | 0.015
20h30 | 0 | 0 | 0 | 0 | 0 | 0 | 0 | 0 | 0.015
21h30 | 0 | 0 | 0 | 0 | 0 | 0 | 0 | 0 | 0.015
22h30 | 0 | 0 | 0 | 0 | 0 | 0 | 0 | 0 | 0.015
23h30 | 0 | 0 | 0 | 0 | 0 | 0 | 0 | 0 | 0.015
00h30 | 0 | 0 | 0 | 0 | 0 | 0 | 0 | 0 | 0.015
01h30 | 0 | 0 | 0 | 0 | 0 | 0 | 0 | 0 | 0.015
02h30 | 0 | 0 | 0 | 0 | 0 | 0 | 0 | 0 | 0.015
03h30 | 0 | 0 | 0 | 0 | 0 | 0 | 0 | 0 | 0.015
04h30 | 0 | 0 | 0 | 0 | 0 | 0 | 0 | 0 | 0.015
05h30 | 0 | 0 | 0 | 0 | 0 | 0 | 0 | 0 | 0.015
06h30 | 0 | 0 | 0 | 0 | 0 | 0 | 0 | 0 | 0.015
07h30 | 0 | 0 | 0 | 0 | 0 | 0 | 0 | 0 | 0.015
08h30 | 0 | 0 | 0 | 0 | 0 | 0 | 0 | 0 | 0.015
09h30 | 0 | 0 | 0 | 0 | 0 | 0 | 0 | 0 | 0.015
10h30 | 0 | 0 | 0 | 0 | 0 | 0 | 0 | 0 | 0.015
11h30 | 0 | 0 | 0 | 0 | 0 | 0 | 0 | 0 | 0.015
12h30 | 0 | 0 | 0 | 0 | 0 | 0 | 0 | 0 | 0.015
13h30 | 0 | 0 | 0 | 0 | 0 | 0 | 0 | 0 | 0.015
14h30 | 0 | 0 | 0 | 0 | 0 | 0 | 0 | 0 | 0.015
15h30 | 0 | 0 | 0 | 0 | 0 | 0 | 0 | 0 | 0.015
16h30 | 0 | 0 | 0 | 0 | 0 | 0 | 0 | 0 | 0.015
17h30 | 0 | 0 | 0 | 0 | 0 | 0 | 0 | 0 | 0.015
18h30 | 0 | 0 | 0 | 0 | 0 | 0 | 0 | 0 | 0.015
19h30 | 0 | 0 | 0 | 0 | 0 | 0 | 0 | 0 | 0.015
20h30 | 0 | 0 | 0 | 0 | 0 | 0 | 0 | 0 | 0.015
21h30 | 0 | 0 | 0 | 0 | 0 | 0 | 0 | 0 | 0.015
22h30 | 0 | 0 | 0 | 0 | 0 | 0 | 0 | 0 | 0.015
23h30 | 0 | 0 | 0 | 0 | 0 | 0 | 0 | 0 | 0.015
00h30 | 0 | 0 | 0 | 0 | 0 | 0 | 0 | 0 | 0.015
01h30 | 0 | 0 | 0 | 0 | 0 | 0 | 0 | 0 | 0.015
02h30 | 0 | 0 | 0 | 0 | 0 | 0 | 0 | 0 | 0.015
03h30 | 0 | 0 | 0 | 0 | 0 | 0 | 0 | 0 | 0.015
04h30 | 0 | 0 | 0 | 0 | 0 | 0 | 0 | 0 | 0.015
05h30 | 0 | 0 | 0 | 0 | 0 | 0 | 0 | 0 | 0.015
06h30 | 0 | 0 | 0 | 0 | 0 | 0 | 0 | 0 | 0.015
07h30 | 0 | 0 | 0 | 0 | 0 | 0 | 0 | 0 | 0.015
08h30 | 0 | 0 | 0 | 0 | 0 | 0 | 0 | 0 | 0.015
09h30 | 0 | 0 | 0 | 0 | 0 | 0 | 0 | 0 | 0.015
10h30 | 0 | 0 | 0 | 0 | 0 | 0 | 0 | 0 | 0.015
11h30 | 0 | 0 | 0 | 0 | 0 | 0 | 0 | 0 | 0.015
12h30 | 0 | 0 | 0 | 0 | 0 | 0 | 0 | 0 | 0.015
13h30 | 0 | 0 | 0 | 0 | 0 | 0 | 0 | 0 | 0.015
14h30 | 0 | 0 | 0 | 0 | 0 | 0 | 0 | 0 | 0.015
15h30 | 0 | 0 | 0 | 0 | 0 | 0 | 0 | 0 | 0.015
16h30 | 0 | 0 | 0 | 0 | 0 | 0 | 0 | 0 | 0.015
17h30 | 0 | 0 | 0 | 0 | 0 | 0 | 0 | 0 | 0.015
18h30 | 0 | 0 | 0 | 0 | 0 | 0 | 0 | 0 | 0.015
19h30 | 0 | 0 | 0 | 0 | 0 | 0 | 0 | 0 | 0.015
20h30 | 0 | 0 | 0 | 0 | 0 | 0 | 0 | 0 | 0.015
21h30 | 0 | 0 | 0 | 0 | 0 | 0 | 0 | 0 | 0.015
22h30 | 0 | 0 | 0 | 0 | 0 | 0 | 0 | 0 | 0.015
23h30 | 0 | 0 | 0 | 0 | 0 | 0 | 0 | 0 | 0.015
00h30 | 0 | 0 | 0 | 0 | 0 | 0 | 0 | 0 | 0.015
01h30 | 0 | 0 | 0 | 0 | 0 | 0 | 0 | 0 | 0.015
02h30 | 0 | 0 | 0 | 0 | 0 | 0 | 0 | 0 | 0.015
03h30 | 0 | 0 | 0 | 0 | 0 | 0 | 0 | 0 | 0.015
04h30 | 0 | 0 | 0 | 0 | 0 | 0 | 0 | 0 | 0.015
05h30 | 0 | 0 | 0 | 0 | 0 | 0 | 0 | 0 | 0.015
06h30 | 0 | 0 | 0 | 0 | 0 | 0 | 0 | 0 | 0.015
07h30 | 0 | 0 | 0 | 0 | 0 | 0 | 0 | 0 | 0.015
08h30 | 0 | 0 | 0 | 0 | 0 | 0 | 0 | 0 | 0.015
09h30 | 0 | 0 | 0 | 0 | 0 | 0 | 0 | 0 | 0.015
10h30 | 0 | 0 | 0 | 0 | 0 | 0 | 0 | 0 | 0.015
11h30 | 0 | 0 | 0 | 0 | 0 | 0 | 0 | 0 | 0.015
12h30 | 0 | 0 | 0 | 0 | 0 | 0 | 0 | 0 | 0.015
13h30 | 0 | 0 | 0 | 0 | 0 | 0 | 0 | 0 | 0.015
14h30 | 0 | 0 | 0 | 0 | 0 | 0 | 0 | 0 | 0.015
15h30 | 0 | 0 | 0 | 0 | 0 | 0 | 0 | 0 | 0.015
16h30 | 0 | 0 | 0 | 0 | 0 | 0 | 0 | 0 | 0.015
17h30 | 0 | 0 | 0 | 0 | 0 | 0 | 0 | 0 | 0.015
18h30 | 0.03 | 0 | 0 | 0 | 0 | 0 | 0 | 0 | 0.015
19h30 | 0.03 | 0 | 0 | 0 | 0 | 0 | 0 | 0 | 0.015
20h30 | 0.01 | 0 | 0 | 0 | 0 | 0 | 0 | 0 | 0.015
21h30 | 0.02 | 0 | 0 | 0 | 0 | 0 | 0 | 0 | 0.015
22h30 | 0.02 | 0 | 0 | 0 | 0 | 0 | 0 | 0 | 0.015
23h30 | 0.03 | 0 | 0 | 0 | 0 | 0 | 0 | 0 | 0.015
00h30 | 0.02 | 0 | 0 | 0 | 0 | 0 | 0 | 0 | 0.015
01h30 | 0 | 0 | 0 | 0 | 0 | 0 | 0 | 0 | 0.015
02h30 | 0 | 0 | 0 | 0 | 0 | 0 | 0 | 0 | 0.015
03h30 | 0 | 0 | 0 | 0 | 0 | 0 | 0 | 0 | 0.015
04h30 | 0 | 0 | 0 | 0 | 0 | 0 | 0 | 0 | 0.015
05h30 | 0 | 0 | 0 | 0 | 0 | 0 | 0 | 0 | 0.015
06h30 | 0 | 0 | 0 | 0 | 0 | 0 | 0 | 0 | 0.015
07h30 | 0 | 0 | 0 | 0 | 0 | 0 | 0 | 0 | 0.015
08h30 | 0 | 0 | 0 | 0 | 0 | 0 | 0 | 0 | 0.015
09h30 | 0 | 0 | 0 | 0 | 0 | 0 | 0 | 0 | 0.015
10h30 | 0 | 0 | 0 | 0 | 0 | 0 | 0 | 0 | 0.015
11h30 | 0 | 0 | 0 | 0 | 0 | 0 | 0 | 0 | 0.015
12h30 | 0 | 0 | 0 | 0 | 0 | 0 | 0 | 0 | 0.015
13h30 | 0 | 0 | 0 | 0 | 0 | 0 | 0 | 0 | 0.015
14h30 | 0 | 0 | 0 | 0 | 0 | 0 | 0 | 0 | 0.015
15h30 | 0 | 0 | 0 | 0 | 0 | 0 | 0 | 0 | 0.015
16h30 | 0 | 0 | 0 | 0 | 0 | 0 | 0 | 0 | 0.015
17h30 | 0 | 0 | 0 | 0 | 0 | 0 | 0 | 0 | 0.015
18h30 | 0 | 0 | 0 | 0 | 0 | 0 | 0 | 0 | 0.015
19h30 | 0 | 0 | 0 | 0 | 0 | 0 | 0 | 0 | 0.015
20h30 | 0 | 0 | 0 | 0 | 0 | 0 | 0 | 0 | 0.015
21h30 | 0 | 0 | 0 | 0 | 0 | 0 | 0 | 0 | 0.015
22h30 | 0 | 0 | 0 | 0 | 0 | 0 | 0 | 0 | 0.015
23h30 | 0 | 0 | 0 | 0 | 0 | 0 | 0 | 0 | 0.015
00h30 | 0 | 0 | 0 | 0 | 0 | 0 | 0 | 0 | 0.015
01h30 | 0 | 0 | 0 | 0 | 0 | 0 | 0 | 0 | 0.015
02h30 | 0 | 0 | 0 | 0 | 0 | 0 | 0 | 0 | 0.015
03h30 | 0 | 0 | 0 | 0 | 0 | 0 | 0 | 0 | 0.015
04h30 | 0 | 0 | 0 | 0 | 0 | 0 | 0 | 0 | 0.015
05h30 | 0 | 0 | 0 | 0 | 0 | 0 | 0 | 0 | 0.015
06h30 | 0 | 0 | 0 | 0 | 0 | 0 | 0 | 0 | 0.015
07h30 | 0 | 0 | 0 | 0 | 0 | 0 | 0 | 0 | 0.015
08h30 | 0 | 0 | 0 | 0 | 0 | 0 | 0 | 0 | 0.015
09h30 | 0 | 0 | 0 | 0 | 0 | 0 | 0 | 0 | 0.015
10h30 | 0 | 0 | 0 | 0 | 0 | 0 | 0 | 0 | 0.015
11h30 | 0 | 0 | 0 | 0 | 0 | 0 | 0 | 0 | 0.015
12h30 | 0 | 0 | 0 | 0 | 0 | 0 | 0 | 0 | 0.015
13h30 | 0 | 0 | 0 | 0 | 0 | 0 | 0 | 0 | 0.015
14h30 | 0 | 0 | 0 | 0 | 0 | 0 | 0 | 0 | 0.015
15h30 | 0 | 0 | 0 | 0 | 0 | 0 | 0 | 0 | 0.015
16h30 | 0 | 0 | 0 | 0 | 0 | 0 | 0 | 0 | 0.015
17h30 | 0 | 0 | 0 | 0 | 0 | 0 | 0 | 0 | 0.015
18h30 | 0 | 0 | 0 | 0 | 0 | 0 | 0 | 0 | 0.015
19h30 | 0 | 0 | 0 | 0 | 0 | 0 | 0 | 0 | 0.015
20h30 | 0 | 0 | 0 | 0 | 0 | 0 | 0 | 0 | 0.015
21h30 | 0 | 0 | 0 | 0 | 0 | 0 | 0 | 0 | 0.015
22h30 | 0 | 0 | 0 | 0 | 0 | 0 | 0 | 0 | 0.015
23h30 | 0 | 0 | 0 | 0 | 0 | 0 | 0 | 0 | 0.015
00h30 | 0 | 0 | 0 | 0 | 0 | 0 | 0 | 0 | 0.015
01h30 | 0 | 0 | 0 | 0 | 0 | 0 | 0 | 0 | 0.015
02h30 | 0 | 0 | 0 | 0 | 0 | 0 | 0 | 0 | 0.015
03h30 | 0 | 0 | 0 | 0 | 0 | 0 | 0 | 0 | 0.015
04h30 | 0 | 0 | 0 | 0 | 0 | 0 | 0 | 0 | 0.015
05h30 | 0 | 0 | 0 | 0 | 0 | 0 | 0 | 0 | 0.015
06h30 | 0 | 0 | 0 | 0 | 0 | 0 | 0 | 0 | 0.015
07h30 | 0 | 0 | 0 | 0 | 0 | 0 | 0 | 0 | 0.015
08h30 | 0 | 0 | 0 | 0 | 0 | 0 | 0 | 0 | 0.015
09h30 | 0 | 0 | 0 | 0 | 0 | 0 | 0 | 0 | 0.015
10h30 | 0 | 0 | 0 | 0 | 0 | 0 | 0 | 0 | 0.015
11h30 | 0 | 0 | 0 | 0 | 0 | 0 | 0 | 0 | 0.015
12h30 | 0 | 0 | 0 | 0 | 0 | 0 | 0 | 0 | 0.015
13h30 | 0 | 0 | 0 | 0 | 0 | 0 | 0 | 0 | 0.015
14h30 | 0 | 0 | 0 | 0 | 0 | 0 | 0 | 0 | 0.015
15h30 | 0 | 0 | 0 | 0 | 0 | 0 | 0 | 0 | 0.015
16h30 | 0 | 0 | 0 | 0 | 0 | 0 | 0 | 0 | 0.015
17h30 | 0 | 0 | 0 | 0 | 0 | 0 | 0 | 0 | 0.015
18h30 | 0 | 0 | 0 | 0 | 0 | 0 | 0 | 0 | 0.015
19h30 | 0 | 0 | 0 | 0 | 0 | 0 | 0 | 0 | 0.015
20h30 | 0 | 0 | 0 | 0 | 0 | 0 | 0 | 0 | 0.015
21h30 | 0 | 0 | 0 | 0 | 0 | 0 | 0 | 0 | 0.015
22h30 | 0 | 0 | 0 | 0 | 0 | 0 | 0 | 0 | 0.015
23h30 | 0 | 0 | 0 | 0 | 0 | 0 | 0 | 0 | 0.015
00h30 | 0 | 0 | 0 | 0 | 0 | 0 | 0 | 0 | 0.015
01h30 | 0 | 0 | 0 | 0 | 0 | 0 | 0 | 0 | 0.015
02h30 | 0 | 0 | 0 | 0 | 0 | 0 | 0 | 0 | 0.015
03h30 | 0 | 0 | 0 | 0 | 0 | 0 | 0 | 0 | 0.015
04h30 | 0 | 0 | 0 | 0 | 0 | 0 | 0 | 0 | 0.015
05h30 | 0 | 0 | 0 | 0 | 0 | 0 | 0 | 0 | 0.015
06h30 | 0 | 0 | 0 | 0 | 0 | 0 | 0 | 0 | 0.015
07h30 | 0 | 0 | 0 | 0 | 0 | 0 | 0 | 0 | 0.015
08h30 | 0 | 0 | 0 | 0 | 0 | 0 | 0 | 0 | 0.015
09h30 | 0.02 | 0 | 0 | 0 | 0 | 0 | 0 | 0 | 0.015
10h30 | 0.02 | 0 | 0 | 0 | 0 | 0 | 0 | 0 | 0.015
11h30 | 0.01 | 0 | 0 | 0 | 0 | 0 | 0 | 0 | 0.015
12h30 | 0.01 | 0 | 0 | 0 | 0 | 0 | 0 | 0 | 0.015
13h30 | 0 | 0 | 0 | 0 | 0 | 0 | 0 | 0 | 0.015
14h30 | 0 | 0 | 0 | 0 | 0 | 0 | 0 | 0 | 0.015
15h30 | 0 | 0 | 0 | 0 | 0 | 0 | 0 | 0 | 0.015
16h30 | 0.01 | 0 | 0 | 0 | 0 | 0 | 0 | 0 | 0.015
17h30 | 0.01 | 0 | 0 | 0 | 0 | 0 | 0 | 0 | 0.015
18h30 | 0 | 0 | 0 | 0 | 0 | 0 | 0 | 0 | 0.015
19h30 | 0.01 | 0 | 0 | 0 | 0 | 0 | 0 | 0 | 0.015
20h30 | 0.03 | 0 | 0 | 0 | 0 | 0 | 0 | 0 | 0.015
21h30 | 0.03 | 0 | 0 | 0 | 0 | 0 | 0 | 0 | 0.015
22h30 | 0.04 | 0 | 0 | 0 | 0 | 0 | 0 | 0 | 0.015
23h30 | 0.05 | 0 | 0 | 0 | 0 | 0 | 0 | 0 | 0.015
00h30 | 0.03 | 0 | 0 | 0 | 0 | 0 | 0 | 0 | 0.015
01h30 | 0 | 0 | 0 | 0 | 0 | 0 | 0 | 0 | 0.015
02h30 | 0 | 0 | 0 | 0 | 0 | 0 | 0 | 0 | 0.015
03h30 | 0 | 0 | 0 | 0 | 0 | 0 | 0 | 0 | 0.015
04h30 | 0 | 0 | 0 | 0 | 0 | 0 | 0 | 0 | 0.015
05h30 | 0 | 0 | 0 | 0 | 0 | 0 | 0 | 0 | 0.015
06h30 | 0 | 0 | 0 | 0 | 0 | 0 | 0 | 0 | 0.015
07h30 | 0.01 | 0 | 0 | 0 | 0 | 0 | 0 | 0 | 0.015
08h30 | 0.08 | 0 | 0 | 0 | 0 | 0 | 0 | 0 | 0.015
09h30 | 0.13 | 0 | 0 | 0 | 0 | 0 | 0 | 0 | 0.015
10h30 | 0.09 | 0 | 0 | 0 | 0 | 0 | 0 | 0 | 0.015
11h30 | 0.05 | 0 | 0 | 0 | 0 | 0 | 0 | 0 | 0.015
12h30 | 0.03 | 0 | 0 | 0 | 0 | 0 | 0 | 0 | 0.015
13h30 | 0.01 | 0 | 0 | 0 | 0 | 0 | 0 | 0 | 0.015
14h30 | 0.01 | 0 | 0 | 0 | 0 | 0 | 0 | 0 | 0.015
15h30 | 0.02 | 0 | 0 | 0 | 0 | 0 | 0 | 0 | 0.015
16h30 | 0.05 | 0 | 0 | 0 | 0 | 0 | 0 | 0 | 0.015
17h30 | 0.05 | 0 | 0 | 0 | 0 | 0 | 0 | 0 | 0.015
18h30 | 0.04 | 0 | 0 | 0 | 0 | 0 | 0 | 0 | 0.015
19h30 | 0.06 | 0 | 0 | 0 | 0 | 0 | 0 | 0 | 0.015
20h30 | 0.07 | 0 | 0 | 0 | 0 | 0 | 0 | 0 | 0.015
21h30 | 0.07 | 0 | 0 | 0 | 0 | 0 | 0 | 0 | 0.015
22h30 | 0.08 | 0 | 0 | 0 | 0 | 0 | 0 | 0 | 0.015
23h30 | 0.08 | 0 | 0 | 0 | 0 | 0 | 0 | 0 | 0.015
00h30 | 0.04 | 0 | 0 | 0 | 0 | 0 | 0 | 0 | 0.015
01h30 | 0 | 0 | 0 | 0 | 0 | 0 | 0 | 0 | 0.015
02h30 | 0 | 0 | 0 | 0 | 0 | 0 | 0 | 0 | 0.015
03h30 | 0 | 0 | 0 | 0 | 0 | 0 | 0 | 0 | 0.015
04h30 | 0 | 0 | 0 | 0 | 0 | 0 | 0 | 0 | 0.015
05h30 | 0 | 0 | 0 | 0 | 0 | 0 | 0 | 0 | 0.015
06h30 | 0 | 0 | 0 | 0 | 0 | 0 | 0 | 0 | 0.015
07h30 | 0.04 | 0 | 0 | 0 | 0 | 0 | 0 | 0 | 0.015
08h30 | 0.12 | 0 | 0 | 0 | 0 | 0 | 0 | 0 | 0.015
09h30 | 0.17 | 0 | 0 | 0 | 0 | 0 | 0 | 0 | 0.015
10h30 | 0.13 | 0 | 0 | 0 | 0 | 0 | 0 | 0 | 0.015
11h30 | 0.08 | 0 | 0 | 0 | 0 | 0 | 0 | 0 | 0.015
12h30 | 0.04 | 0 | 0 | 0 | 0 | 0 | 0 | 0 | 0.015
13h30 | 0.01 | 0 | 0 | 0 | 0 | 0 | 0 | 0 | 0.015
14h30 | 0 | 0 | 0 | 0 | 0 | 0 | 0 | 0 | 0.015
15h30 | 0 | 0 | 0 | 0 | 0 | 0 | 0 | 0 | 0.015
16h30 | 0 | 0 | 0 | 0 | 0 | 0 | 0 | 0 | 0.015
17h30 | 0 | 0 | 0 | 0 | 0 | 0 | 0 | 0 | 0.015
18h30 | 0 | 0 | 0 | 0 | 0 | 0 | 0 | 0 | 0.015
19h30 | 0 | 0 | 0 | 0 | 0 | 0 | 0 | 0 | 0.015
20h30 | 0 | 0 | 0 | 0 | 0 | 0 | 0 | 0 | 0.015
21h30 | 0.02 | 0 | 0 | 0 | 0 | 0 | 0 | 0 | 0.015
22h30 | 0.03 | 0 | 0 | 0 | 0 | 0 | 0 | 0 | 0.015
23h30 | 0.05 | 0 | 0 | 0 | 0 | 0 | 0 | 0 | 0.015
00h30 | 0.03 | 0 | 0 | 0 | 0 | 0 | 0 | 0 | 0.015
01h30 | 0 | 0 | 0 | 0 | 0 | 0 | 0 | 0 | 0.015
02h30 | 0 | 0 | 0 | 0 | 0 | 0 | 0 | 0 | 0.015
03h30 | 0 | 0 | 0 | 0 | 0 | 0 | 0 | 0 | 0.015
04h30 | 0 | 0 | 0 | 0 | 0 | 0 | 0 | 0 | 0.015
05h30 | 0 | 0 | 0 | 0 | 0 | 0 | 0 | 0 | 0.015
06h30 | 0 | 0 | 0 | 0 | 0 | 0 | 0 | 0 | 0.015
07h30 | 0.03 | 0 | 0 | 0 | 0 | 0 | 0 | 0 | 0.015
08h30 | 0.03 | 0 | 0 | 0 | 0 | 0 | 0 | 0 | 0.015
09h30 | 0 | 0 | 0 | 0 | 0 | 0 | 0 | 0 | 0.015
10h30 | 0 | 0 | 0 | 0 | 0 | 0 | 0 | 0 | 0.015
11h30 | 0 | 0 | 0 | 0 | 0 | 0 | 0 | 0 | 0.015
12h30 | 0 | 0 | 0 | 0 | 0 | 0 | 0 | 0 | 0.015
13h30 | 0 | 0 | 0 | 0 | 0 | 0 | 0 | 0 | 0.015
14h30 | 0 | 0 | 0 | 0 | 0 | 0 | 0 | 0 | 0.015
15h30 | 0 | 0 | 0 | 0 | 0 | 0 | 0 | 0 | 0.015
16h30 | 0 | 0 | 0 | 0 | 0 | 0 | 0 | 0 | 0.015
17h30 | 0 | 0 | 0 | 0 | 0 | 0 | 0 | 0 | 0.015
18h30 | 0 | 0 | 0 | 0 | 0 | 0 | 0 | 0 | 0.015
19h30 | 0 | 0 | 0 | 0 | 0 | 0 | 0 | 0 | 0.015
20h30 | 0 | 0 | 0 | 0 | 0 | 0 | 0 | 0 | 0.015
21h30 | 0 | 0 | 0 | 0 | 0 | 0 | 0 | 0 | 0.015
22h30 | 0 | 0 | 0 | 0 | 0 | 0 | 0 | 0 | 0.015
23h30 | 0 | 0 | 0 | 0 | 0 | 0 | 0 | 0 | 0.015
00h30 | 0 | 0 | 0 | 0 | 0 | 0 | 0 | 0 | 0.015
01h30 | 0 | 0 | 0 | 0 | 0 | 0 | 0 | 0 | 0.015
02h30 | 0 | 0 | 0 | 0 | 0 | 0 | 0 | 0 | 0.015
03h30 | 0 | 0 | 0 | 0 | 0 | 0 | 0 | 0 | 0.015
04h30 | 0 | 0 | 0 | 0 | 0 | 0 | 0 | 0 | 0.015
05h30 | 0 | 0 | 0 | 0 | 0 | 0 | 0 | 0 | 0.015
06h30 | 0 | 0 | 0 | 0 | 0 | 0 | 0 | 0 | 0.015
07h30 | 0 | 0 | 0 | 0 | 0 | 0 | 0 | 0 | 0.015
08h30 | 0 | 0 | 0 | 0 | 0 | 0 | 0 | 0 | 0.015
09h30 | 0 | 0 | 0 | 0 | 0 | 0 | 0 | 0 | 0.015
10h30 | 0 | 0 | 0 | 0 | 0 | 0 | 0 | 0 | 0.015
11h30 | 0 | 0 | 0 | 0 | 0 | 0 | 0 | 0 | 0.015
12h30 | 0 | 0 | 0 | 0 | 0 | 0 | 0 | 0 | 0.015
13h30 | 0 | 0 | 0 | 0 | 0 | 0 | 0 | 0 | 0.015
14h30 | 0 | 0 | 0 | 0 | 0 | 0 | 0 | 0 | 0.015
15h30 | 0 | 0 | 0 | 0 | 0 | 0 | 0 | 0 | 0.015
16h30 | 0 | 0 | 0 | 0 | 0 | 0 | 0 | 0 | 0.015
17h30 | 0 | 0 | 0 | 0 | 0 | 0 | 0 | 0 | 0.015
18h30 | 0 | 0 | 0 | 0 | 0 | 0 | 0 | 0 | 0.015
19h30 | 0 | 0 | 0 | 0 | 0 | 0 | 0 | 0 | 0.015
20h30 | 0 | 0 | 0 | 0 | 0 | 0 | 0 | 0 | 0.015
21h30 | 0 | 0 | 0 | 0 | 0 | 0 | 0 | 0 | 0.015
22h30 | 0 | 0 | 0 | 0 | 0 | 0 | 0 | 0 | 0.015
23h30 | 0 | 0 | 0 | 0 | 0 | 0 | 0 | 0 | 0.015
00h30 | 0 | 0 | 0 | 0 | 0 | 0 | 0 | 0 | 0.015
01h30 | 0 | 0 | 0 | 0 | 0 | 0 | 0 | 0 | 0.015
02h30 | 0 | 0 | 0 | 0 | 0 | 0 | 0 | 0 | 0.015
03h30 | 0 | 0 | 0 | 0 | 0 | 0 | 0 | 0 | 0.015
04h30 | 0 | 0 | 0 | 0 | 0 | 0 | 0 | 0 | 0.015
05h30 | 0 | 0 | 0 | 0 | 0 | 0 | 0 | 0 | 0.015
06h30 | 0 | 0 | 0 | 0 | 0 | 0 | 0 | 0 | 0.015
07h30 | 0 | 0 | 0 | 0 | 0 | 0 | 0 | 0 | 0.015
08h30 | 0 | 0 | 0 | 0 | 0 | 0 | 0 | 0 | 0.015
09h30 | 0 | 0 | 0 | 0 | 0 | 0 | 0 | 0 | 0.015
10h30 | 0 | 0 | 0 | 0 | 0 | 0 | 0 | 0 | 0.015
11h30 | 0 | 0 | 0 | 0 | 0 | 0 | 0 | 0 | 0.015
12h30 | 0 | 0 | 0 | 0 | 0 | 0 | 0 | 0 | 0.015
13h30 | 0 | 0 | 0 | 0 | 0 | 0 | 0 | 0 | 0.015
14h30 | 0 | 0 | 0 | 0 | 0 | 0 | 0 | 0 | 0.015
15h30 | 0 | 0 | 0 | 0 | 0 | 0 | 0 | 0 | 0.015
16h30 | 0 | 0 | 0 | 0 | 0 | 0 | 0 | 0 | 0.015
17h30 | 0 | 0 | 0 | 0 | 0 | 0 | 0 | 0 | 0.015
18h30 | 0 | 0 | 0 | 0 | 0 | 0 | 0 | 0 | 0.015
19h30 | 0 | 0 | 0 | 0 | 0 | 0 | 0 | 0 | 0.015
20h30 | 0 | 0 | 0 | 0 | 0 | 0 | 0 | 0 | 0.015
21h30 | 0 | 0 | 0 | 0 | 0 | 0 | 0 | 0 | 0.015
22h30 | 0 | 0 | 0 | 0 | 0 | 0 | 0 | 0 | 0.015
23h30 | 0 | 0 | 0 | 0 | 0 | 0 | 0 | 0 | 0.015
00h30 | 0 | 0 | 0 | 0 | 0 | 0 | 0 | 0 | 0.015
01h30 | 0 | 0 | 0 | 0 | 0 | 0 | 0 | 0 | 0.015
02h30 | 0 | 0 | 0 | 0 | 0 | 0 | 0 | 0 | 0.015
03h30 | 0 | 0 | 0 | 0 | 0 | 0 | 0 | 0 | 0.015
04h30 | 0 | 0 | 0 | 0 | 0 | 0 | 0 | 0 | 0.015
05h30 | 0 | 0 | 0 | 0 | 0 | 0 | 0 | 0 | 0.015
06h30 | 0 | 0 | 0 | 0 | 0 | 0 | 0 | 0 | 0.015
07h30 | 0 | 0 | 0 | 0 | 0 | 0 | 0 | 0 | 0.015
08h30 | 0.03 | 0 | 0 | 0 | 0 | 0 | 0 | 0 | 0.015
09h30 | 0.04 | 0 | 0 | 0 | 0 | 0 | 0 | 0 | 0.015
10h30 | 0.01 | 0 | 0 | 0 | 0 | 0 | 0 | 0 | 0.015
11h30 | 0 | 0 | 0 | 0 | 0 | 0 | 0 | 0 | 0.015
12h30 | 0 | 0 | 0 | 0 | 0 | 0 | 0 | 0 | 0.015
13h30 | 0 | 0 | 0 | 0 | 0 | 0 | 0 | 0 | 0.015
14h30 | 0 | 0 | 0 | 0 | 0 | 0 | 0 | 0 | 0.015
15h30 | 0 | 0 | 0 | 0 | 0 | 0 | 0 | 0 | 0.015
16h30 | 0 | 0 | 0 | 0 | 0 | 0 | 0 | 0 | 0.015
17h30 | 0 | 0 | 0 | 0 | 0 | 0 | 0 | 0 | 0.015
18h30 | 0 | 0 | 0 | 0 | 0 | 0 | 0 | 0 | 0.015
19h30 | 0 | 0 | 0 | 0 | 0 | 0 | 0 | 0 | 0.015
20h30 | 0 | 0 | 0 | 0 | 0 | 0 | 0 | 0 | 0.015
21h30 | 0 | 0 | 0 | 0 | 0 | 0 | 0 | 0 | 0.015
22h30 | 0 | 0 | 0 | 0 | 0 | 0 | 0 | 0 | 0.015
23h30 | 0 | 0 | 0 | 0 | 0 | 0 | 0 | 0 | 0.015
00h30 | 0 | 0 | 0 | 0 | 0 | 0 | 0 | 0 | 0.015
01h30 | 0 | 0 | 0 | 0 | 0 | 0 | 0 | 0 | 0.015
02h30 | 0 | 0 | 0 | 0 | 0 | 0 | 0 | 0 | 0.015
03h30 | 0 | 0 | 0 | 0 | 0 | 0 | 0 | 0 | 0.015
04h30 | 0 | 0 | 0 | 0 | 0 | 0 | 0 | 0 | 0.015
05h30 | 0 | 0 | 0 | 0 | 0 | 0 | 0 | 0 | 0.015
06h30 | 0 | 0 | 0 | 0 | 0 | 0 | 0 | 0 | 0.015
07h30 | 0 | 0 | 0 | 0 | 0 | 0 | 0 | 0 | 0.015
08h30 | 0 | 0 | 0 | 0 | 0 | 0 | 0 | 0 | 0.015
09h30 | 0 | 0 | 0 | 0 | 0 | 0 | 0 | 0 | 0.015
10h30 | 0 | 0 | 0 | 0 | 0 | 0 | 0 | 0 | 0.015
11h30 | 0 | 0 | 0 | 0 | 0 | 0 | 0 | 0 | 0.015
12h30 | 0 | 0 | 0 | 0 | 0 | 0 | 0 | 0 | 0.015
13h30 | 0 | 0 | 0 | 0 | 0 | 0 | 0 | 0 | 0.015
14h30 | 0 | 0 | 0 | 0 | 0 | 0 | 0 | 0 | 0.015
15h30 | 0 | 0 | 0 | 0 | 0 | 0 | 0 | 0 | 0.015
16h30 | 0 | 0 | 0 | 0 | 0 | 0 | 0 | 0 | 0.015
17h30 | 0 | 0 | 0 | 0 | 0 | 0 | 0 | 0 | 0.015
18h30 | 0 | 0 | 0 | 0 | 0 | 0 | 0 | 0 | 0.015
19h30 | 0 | 0 | 0 | 0 | 0 | 0 | 0 | 0 | 0.015
20h30 | 0 | 0 | 0 | 0 | 0 | 0 | 0 | 0 | 0.015
21h30 | 0 | 0 | 0 | 0 | 0 | 0 | 0 | 0 | 0.015
22h30 | 0 | 0 | 0 | 0 | 0 | 0 | 0 | 0 | 0.015
23h30 | 0 | 0 | 0 | 0 | 0 | 0 | 0 | 0 | 0.015
00h30 | 0 | 0 | 0 | 0 | 0 | 0 | 0 | 0 | 0.015
01h30 | 0 | 0 | 0 | 0 | 0 | 0 | 0 | 0 | 0.015
02h30 | 0 | 0 | 0 | 0 | 0 | 0 | 0 | 0 | 0.015
03h30 | 0 | 0 | 0 | 0 | 0 | 0 | 0 | 0 | 0.015
04h30 | 0 | 0 | 0 | 0 | 0 | 0 | 0 | 0 | 0.015
05h30 | 0 | 0 | 0 | 0 | 0 | 0 | 0 | 0 | 0.015
06h30 | 0 | 0 | 0 | 0 | 0 | 0 | 0 | 0 | 0.015
07h30 | 0 | 0 | 0 | 0 | 0 | 0 | 0 | 0 | 0.015
08h30 | 0 | 0 | 0 | 0 | 0 | 0 | 0 | 0 | 0.015
09h30 | 0.01 | 0 | 0 | 0 | 0 | 0 | 0 | 0 | 0.015
10h30 | 0.01 | 0 | 0 | 0 | 0 | 0 | 0 | 0 | 0.015
11h30 | 0.01 | 0 | 0 | 0 | 0 | 0 | 0 | 0 | 0.015
12h30 | 0 | 0 | 0 | 0 | 0 | 0 | 0 | 0 | 0.015
13h30 | 0 | 0 | 0 | 0 | 0 | 0 | 0 | 0 | 0.015
14h30 | 0 | 0 | 0 | 0 | 0 | 0 | 0 | 0 | 0.015
15h30 | 0 | 0 | 0 | 0 | 0 | 0 | 0 | 0 | 0.015
16h30 | 0 | 0 | 0 | 0 | 0 | 0 | 0 | 0 | 0.015
17h30 | 0 | 0 | 0 | 0 | 0 | 0 | 0 | 0 | 0.015
18h30 | 0 | 0 | 0 | 0 | 0 | 0 | 0 | 0 | 0.015
19h30 | 0.01 | 0 | 0 | 0 | 0 | 0 | 0 | 0 | 0.015
20h30 | 0.02 | 0 | 0 | 0 | 0 | 0 | 0 | 0 | 0.015
21h30 | 0.03 | 0 | 0 | 0 | 0 | 0 | 0 | 0 | 0.015
22h30 | 0.03 | 0 | 0 | 0 | 0 | 0 | 0 | 0 | 0.015
23h30 | 0.04 | 0 | 0 | 0 | 0 | 0 | 0 | 0 | 0.015
00h30 | 0.02 | 0 | 0 | 0 | 0 | 0 | 0 | 0 | 0.015
01h30 | 0 | 0 | 0 | 0 | 0 | 0 | 0 | 0 | 0.015
02h30 | 0 | 0 | 0 | 0 | 0 | 0 | 0 | 0 | 0.015
03h30 | 0 | 0 | 0 | 0 | 0 | 0 | 0 | 0 | 0.015
04h30 | 0 | 0 | 0 | 0 | 0 | 0 | 0 | 0 | 0.015
05h30 | 0 | 0 | 0 | 0 | 0 | 0 | 0 | 0 | 0.015
06h30 | 0 | 0 | 0 | 0 | 0 | 0 | 0 | 0 | 0.015
07h30 | 0 | 0 | 0 | 0 | 0 | 0 | 0 | 0 | 0.015
08h30 | 0.06 | 0 | 0 | 0 | 0 | 0 | 0 | 0 | 0.015
09h30 | 0.1 | 0 | 0 | 0 | 0 | 0 | 0 | 0 | 0.015
10h30 | 0.04 | 0 | 0 | 0 | 0 | 0 | 0 | 0 | 0.015
11h30 | 0 | 0 | 0 | 0 | 0 | 0 | 0 | 0 | 0.015
12h30 | 0 | 0 | 0 | 0 | 0 | 0 | 0 | 0 | 0.015
13h30 | 0 | 0 | 0 | 0 | 0 | 0 | 0 | 0 | 0.015
14h30 | 0 | 0 | 0 | 0 | 0 | 0 | 0 | 0 | 0.015
15h30 | 0 | 0 | 0 | 0 | 0 | 0 | 0 | 0 | 0.015
16h30 | 0 | 0 | 0 | 0 | 0 | 0 | 0 | 0 | 0.015
17h30 | 0 | 0 | 0 | 0 | 0 | 0 | 0 | 0 | 0.015
18h30 | 0 | 0 | 0 | 0 | 0 | 0 | 0 | 0 | 0.015
19h30 | 0 | 0 | 0 | 0 | 0 | 0 | 0 | 0 | 0.015
20h30 | 0 | 0 | 0 | 0 | 0 | 0 | 0 | 0 | 0.015
21h30 | 0 | 0 | 0 | 0 | 0 | 0 | 0 | 0 | 0.015
22h30 | 0 | 0 | 0 | 0 | 0 | 0 | 0 | 0 | 0.015
23h30 | 0 | 0 | 0 | 0 | 0 | 0 | 0 | 0 | 0.015
00h30 | 0 | 0 | 0 | 0 | 0 | 0 | 0 | 0 | 0.015
01h30 | 0 | 0 | 0 | 0 | 0 | 0 | 0 | 0 | 0.015
02h30 | 0 | 0 | 0 | 0 | 0 | 0 | 0 | 0 | 0.015
03h30 | 0 | 0 | 0 | 0 | 0 | 0 | 0 | 0 | 0.015
04h30 | 0 | 0 | 0 | 0 | 0 | 0 | 0 | 0 | 0.015
05h30 | 0 | 0 | 0 | 0 | 0 | 0 | 0 | 0 | 0.015
06h30 | 0 | 0 | 0 | 0 | 0 | 0 | 0 | 0 | 0.015
07h30 | 0 | 0 | 0 | 0 | 0 | 0 | 0 | 0 | 0.015
08h30 | 0 | 0 | 0 | 0 | 0 | 0 | 0 | 0 | 0.015
09h30 | 0 | 0 | 0 | 0 | 0 | 0 | 0 | 0 | 0.015
10h30 | 0 | 0 | 0 | 0 | 0 | 0 | 0 | 0 | 0.015
11h30 | 0 | 0 | 0 | 0 | 0 | 0 | 0 | 0 | 0.015
12h30 | 0 | 0 | 0 | 0 | 0 | 0 | 0 | 0 | 0.015
13h30 | 0 | 0 | 0 | 0 | 0 | 0 | 0 | 0 | 0.015
14h30 | 0 | 0 | 0 | 0 | 0 | 0 | 0 | 0 | 0.015
15h30 | 0 | 0 | 0 | 0 | 0 | 0 | 0 | 0 | 0.015
16h30 | 0 | 0 | 0 | 0 | 0 | 0 | 0 | 0 | 0.015
17h30 | 0 | 0 | 0 | 0 | 0 | 0 | 0 | 0 | 0.015
18h30 | 0 | 0 | 0 | 0 | 0 | 0 | 0 | 0 | 0.015
19h30 | 0 | 0 | 0 | 0 | 0 | 0 | 0 | 0 | 0.015
20h30 | 0 | 0 | 0 | 0 | 0 | 0 | 0 | 0 | 0.015
21h30 | 0 | 0 | 0 | 0 | 0 | 0 | 0 | 0 | 0.015
22h30 | 0 | 0 | 0 | 0 | 0 | 0 | 0 | 0 | 0.015
23h30 | 0 | 0 | 0 | 0 | 0 | 0 | 0 | 0 | 0.015
00h30 | 0 | 0 | 0 | 0 | 0 | 0 | 0 | 0 | 0.015
01h30 | 0 | 0 | 0 | 0 | 0 | 0 | 0 | 0 | 0.015
02h30 | 0 | 0 | 0 | 0 | 0 | 0 | 0 | 0 | 0.015
03h30 | 0 | 0 | 0 | 0 | 0 | 0 | 0 | 0 | 0.015
04h30 | 0 | 0 | 0 | 0 | 0 | 0 | 0 | 0 | 0.015
05h30 | 0 | 0 | 0 | 0 | 0 | 0 | 0 | 0 | 0.015
06h30 | 0 | 0 | 0 | 0 | 0 | 0 | 0 | 0 | 0.015
07h30 | 0 | 0 | 0 | 0 | 0 | 0 | 0 | 0 | 0.015
08h30 | 0 | 0 | 0 | 0 | 0 | 0 | 0 | 0 | 0.015
09h30 | 0 | 0 | 0 | 0 | 0 | 0 | 0 | 0 | 0.015
10h30 | 0 | 0 | 0 | 0 | 0 | 0 | 0 | 0 | 0.015
11h30 | 0 | 0 | 0 | 0 | 0 | 0 | 0 | 0 | 0.015
12h30 | 0 | 0 | 0 | 0 | 0 | 0 | 0 | 0 | 0.015
13h30 | 0 | 0 | 0 | 0 | 0 | 0 | 0 | 0 | 0.015
14h30 | 0 | 0 | 0 | 0 | 0 | 0 | 0 | 0 | 0.015
15h30 | 0 | 0 | 0 | 0 | 0 | 0 | 0 | 0 | 0.015
16h30 | 0 | 0 | 0 | 0 | 0 | 0 | 0 | 0 | 0.015
17h30 | 0 | 0 | 0 | 0 | 0 | 0 | 0 | 0 | 0.015
18h30 | 0 | 0 | 0 | 0 | 0 | 0 | 0 | 0 | 0.015
19h30 | 0 | 0 | 0 | 0 | 0 | 0 | 0 | 0 | 0.015
20h30 | 0 | 0 | 0 | 0 | 0 | 0 | 0 | 0 | 0.015
21h30 | 0 | 0 | 0 | 0 | 0 | 0 | 0 | 0 | 0.015
22h30 | 0 | 0 | 0 | 0 | 0 | 0 | 0 | 0 | 0.015
23h30 | 0.01 | 0 | 0 | 0 | 0 | 0 | 0 | 0 | 0.015
00h30 | 0.01 | 0 | 0 | 0 | 0 | 0 | 0 | 0 | 0.015
01h30 | 0 | 0 | 0 | 0 | 0 | 0 | 0 | 0 | 0.015
02h30 | 0 | 0 | 0 | 0 | 0 | 0 | 0 | 0 | 0.015
03h30 | 0 | 0 | 0 | 0 | 0 | 0 | 0 | 0 | 0.015
04h30 | 0 | 0 | 0 | 0 | 0 | 0 | 0 | 0 | 0.015
05h30 | 0 | 0 | 0 | 0 | 0 | 0 | 0 | 0 | 0.015
06h30 | 0 | 0 | 0 | 0 | 0 | 0 | 0 | 0 | 0.015
07h30 | 0 | 0 | 0 | 0 | 0 | 0 | 0 | 0 | 0.015
08h30 | 0.04 | 0 | 0 | 0 | 0 | 0 | 0 | 0 | 0.015
09h30 | 0.09 | 0 | 0 | 0 | 0 | 0 | 0 | 0 | 0.015
10h30 | 0.07 | 0 | 0 | 0 | 0 | 0 | 0 | 0 | 0.015
11h30 | 0.03 | 0 | 0 | 0 | 0 | 0 | 0 | 0 | 0.015
12h30 | 0.01 | 0 | 0 | 0 | 0 | 0 | 0 | 0 | 0.015
13h30 | 0 | 0 | 0 | 0 | 0 | 0 | 0 | 0 | 0.015
14h30 | 0 | 0 | 0 | 0 | 0 | 0 | 0 | 0 | 0.015
15h30 | 0 | 0 | 0 | 0 | 0 | 0 | 0 | 0 | 0.015
16h30 | 0.02 | 0 | 0 | 0 | 0 | 0 | 0 | 0 | 0.015
17h30 | 0.03 | 0 | 0 | 0 | 0 | 0 | 0 | 0 | 0.015
18h30 | 0.02 | 0 | 0 | 0 | 0 | 0 | 0 | 0 | 0.015
19h30 | 0.03 | 0 | 0 | 0 | 0 | 0 | 0 | 0 | 0.015
20h30 | 0.04 | 0 | 0 | 0 | 0 | 0 | 0 | 0 | 0.015
21h30 | 0.05 | 0 | 0 | 0 | 0 | 0 | 0 | 0 | 0.015
22h30 | 0.06 | 0 | 0 | 0 | 0 | 0 | 0 | 0 | 0.015
23h30 | 0.06 | 0 | 0 | 0 | 0 | 0 | 0 | 0 | 0.015
00h30 | 0.03 | 0 | 0 | 0 | 0 | 0 | 0 | 0 | 0.015
01h30 | 0 | 0 | 0 | 0 | 0 | 0 | 0 | 0 | 0.015
02h30 | 0 | 0 | 0 | 0 | 0 | 0 | 0 | 0 | 0.015
03h30 | 0 | 0 | 0 | 0 | 0 | 0 | 0 | 0 | 0.015
04h30 | 0 | 0 | 0 | 0 | 0 | 0 | 0 | 0 | 0.015
05h30 | 0 | 0 | 0 | 0 | 0 | 0 | 0 | 0 | 0.015
06h30 | 0 | 0 | 0 | 0 | 0 | 0 | 0 | 0 | 0.015
07h30 | 0.02 | 0 | 0 | 0 | 0 | 0 | 0 | 0 | 0.015
08h30 | 0.09 | 0 | 0 | 0 | 0 | 0 | 0 | 0 | 0.015
09h30 | 0.08 | 0 | 0 | 0 | 0 | 0 | 0 | 0 | 0.015
10h30 | 0.02 | 0 | 0 | 0 | 0 | 0 | 0 | 0 | 0.015
11h30 | 0 | 0 | 0 | 0 | 0 | 0 | 0 | 0 | 0.015
12h30 | 0 | 0 | 0 | 0 | 0 | 0 | 0 | 0 | 0.015
13h30 | 0 | 0 | 0 | 0 | 0 | 0 | 0 | 0 | 0.015
14h30 | 0 | 0 | 0 | 0 | 0 | 0 | 0 | 0 | 0.015
15h30 | 0 | 0 | 0 | 0 | 0 | 0 | 0 | 0 | 0.015
16h30 | 0 | 0 | 0 | 0 | 0 | 0 | 0 | 0 | 0.015
17h30 | 0 | 0 | 0 | 0 | 0 | 0 | 0 | 0 | 0.015
18h30 | 0 | 0 | 0 | 0 | 0 | 0 | 0 | 0 | 0.015
19h30 | 0 | 0 | 0 | 0 | 0 | 0 | 0 | 0 | 0.015
20h30 | 0 | 0 | 0 | 0 | 0 | 0 | 0 | 0 | 0.015
21h30 | 0 | 0 | 0 | 0 | 0 | 0 | 0 | 0 | 0.015
22h30 | 0 | 0 | 0 | 0 | 0 | 0 | 0 | 0 | 0.015
23h30 | 0 | 0 | 0 | 0 | 0 | 0 | 0 | 0 | 0.015
00h30 | 0 | 0 | 0 | 0 | 0 | 0 | 0 | 0 | 0.015
01h30 | 0 | 0 | 0 | 0 | 0 | 0 | 0 | 0 | 0.015
02h30 | 0 | 0 | 0 | 0 | 0 | 0 | 0 | 0 | 0.015
03h30 | 0 | 0 | 0 | 0 | 0 | 0 | 0 | 0 | 0.015
04h30 | 0 | 0 | 0 | 0 | 0 | 0 | 0 | 0 | 0.015
05h30 | 0 | 0 | 0 | 0 | 0 | 0 | 0 | 0 | 0.015
06h30 | 0 | 0 | 0 | 0 | 0 | 0 | 0 | 0 | 0.015
07h30 | 0 | 0 | 0 | 0 | 0 | 0 | 0 | 0 | 0.015
08h30 | 0 | 0 | 0 | 0 | 0 | 0 | 0 | 0 | 0.015
09h30 | 0 | 0 | 0 | 0 | 0 | 0 | 0 | 0 | 0.015
10h30 | 0 | 0 | 0 | 0 | 0 | 0 | 0 | 0 | 0.015
11h30 | 0 | 0 | 0 | 0 | 0 | 0 | 0 | 0 | 0.015
12h30 | 0 | 0 | 0 | 0 | 0 | 0 | 0 | 0 | 0.015
13h30 | 0 | 0 | 0 | 0 | 0 | 0 | 0 | 0 | 0.015
14h30 | 0 | 0 | 0 | 0 | 0 | 0 | 0 | 0 | 0.015
15h30 | 0 | 0 | 0 | 0 | 0 | 0 | 0 | 0 | 0.015
16h30 | 0 | 0 | 0 | 0 | 0 | 0 | 0 | 0 | 0.015
17h30 | 0 | 0 | 0 | 0 | 0 | 0 | 0 | 0 | 0.015
18h30 | 0 | 0 | 0 | 0 | 0 | 0 | 0 | 0 | 0.015
19h30 | 0 | 0 | 0 | 0 | 0 | 0 | 0 | 0 | 0.015
20h30 | 0 | 0 | 0 | 0 | 0 | 0 | 0 | 0 | 0.015
21h30 | 0 | 0 | 0 | 0 | 0 | 0 | 0 | 0 | 0.015
22h30 | 0 | 0 | 0 | 0 | 0 | 0 | 0 | 0 | 0.015
23h30 | 0 | 0 | 0 | 0 | 0 | 0 | 0 | 0 | 0.015
00h30 | 0 | 0 | 0 | 0 | 0 | 0 | 0 | 0 | 0.015
01h30 | 0 | 0 | 0 | 0 | 0 | 0 | 0 | 0 | 0.015
02h30 | 0 | 0 | 0 | 0 | 0 | 0 | 0 | 0 | 0.015
03h30 | 0 | 0 | 0 | 0 | 0 | 0 | 0 | 0 | 0.015
04h30 | 0 | 0 | 0 | 0 | 0 | 0 | 0 | 0 | 0.015
05h30 | 0 | 0 | 0 | 0 | 0 | 0 | 0 | 0 | 0.015
06h30 | 0 | 0 | 0 | 0 | 0 | 0 | 0 | 0 | 0.015
07h30 | 0 | 0 | 0 | 0 | 0 | 0 | 0 | 0 | 0.015
08h30 | 0 | 0 | 0 | 0 | 0 | 0 | 0 | 0 | 0.015
09h30 | 0 | 0 | 0 | 0 | 0 | 0 | 0 | 0 | 0.015
10h30 | 0 | 0 | 0 | 0 | 0 | 0 | 0 | 0 | 0.015
11h30 | 0 | 0 | 0 | 0 | 0 | 0 | 0 | 0 | 0.015
12h30 | 0 | 0 | 0 | 0 | 0 | 0 | 0 | 0 | 0.015
13h30 | 0 | 0 | 0 | 0 | 0 | 0 | 0 | 0 | 0.015
14h30 | 0 | 0 | 0 | 0 | 0 | 0 | 0 | 0 | 0.015
15h30 | 0 | 0 | 0 | 0 | 0 | 0 | 0 | 0 | 0.015
16h30 | 0 | 0 | 0 | 0 | 0 | 0 | 0 | 0 | 0.015
17h30 | 0 | 0 | 0 | 0 | 0 | 0 | 0 | 0 | 0.015
18h30 | 0 | 0 | 0 | 0 | 0 | 0 | 0 | 0 | 0.015
19h30 | 0 | 0 | 0 | 0 | 0 | 0 | 0 | 0 | 0.015
20h30 | 0 | 0 | 0 | 0 | 0 | 0 | 0 | 0 | 0.015
21h30 | 0 | 0 | 0 | 0 | 0 | 0 | 0 | 0 | 0.015
22h30 | 0 | 0 | 0 | 0 | 0 | 0 | 0 | 0 | 0.015
23h30 | 0 | 0 | 0 | 0 | 0 | 0 | 0 | 0 | 0.015
00h30 | 0 | 0 | 0 | 0 | 0 | 0 | 0 | 0 | 0.015
01h30 | 0 | 0 | 0 | 0 | 0 | 0 | 0 | 0 | 0.015
02h30 | 0 | 0 | 0 | 0 | 0 | 0 | 0 | 0 | 0.015
03h30 | 0 | 0 | 0 | 0 | 0 | 0 | 0 | 0 | 0.015
04h30 | 0 | 0 | 0 | 0 | 0 | 0 | 0 | 0 | 0.015
05h30 | 0 | 0 | 0 | 0 | 0 | 0 | 0 | 0 | 0.015
06h30 | 0 | 0 | 0 | 0 | 0 | 0 | 0 | 0 | 0.015
07h30 | 0 | 0 | 0 | 0 | 0 | 0 | 0 | 0 | 0.015
08h30 | 0 | 0 | 0 | 0 | 0 | 0 | 0 | 0 | 0.015
09h30 | 0 | 0 | 0 | 0 | 0 | 0 | 0 | 0 | 0.015
10h30 | 0 | 0 | 0 | 0 | 0 | 0 | 0 | 0 | 0.015
11h30 | 0 | 0 | 0 | 0 | 0 | 0 | 0 | 0 | 0.015
12h30 | 0 | 0 | 0 | 0 | 0 | 0 | 0 | 0 | 0.015
13h30 | 0 | 0 | 0 | 0 | 0 | 0 | 0 | 0 | 0.015
14h30 | 0 | 0 | 0 | 0 | 0 | 0 | 0 | 0 | 0.015
15h30 | 0 | 0 | 0 | 0 | 0 | 0 | 0 | 0 | 0.015
16h30 | 0 | 0 | 0 | 0 | 0 | 0 | 0 | 0 | 0.015
17h30 | 0 | 0 | 0 | 0 | 0 | 0 | 0 | 0 | 0.015
18h30 | 0 | 0 | 0 | 0 | 0 | 0 | 0 | 0 | 0.015
19h30 | 0 | 0 | 0 | 0 | 0 | 0 | 0 | 0 | 0.015
20h30 | 0 | 0 | 0 | 0 | 0 | 0 | 0 | 0 | 0.015
21h30 | 0 | 0 | 0 | 0 | 0 | 0 | 0 | 0 | 0.015
22h30 | 0 | 0 | 0 | 0 | 0 | 0 | 0 | 0 | 0.015
23h30 | 0 | 0 | 0 | 0 | 0 | 0 | 0 | 0 | 0.015
00h30 | 0 | 0 | 0 | 0 | 0 | 0 | 0 | 0 | 0.015
01h30 | 0 | 0 | 0 | 0 | 0 | 0 | 0 | 0 | 0.015
02h30 | 0 | 0 | 0 | 0 | 0 | 0 | 0 | 0 | 0.015
03h30 | 0 | 0 | 0 | 0 | 0 | 0 | 0 | 0 | 0.015
04h30 | 0 | 0 | 0 | 0 | 0 | 0 | 0 | 0 | 0.015
05h30 | 0 | 0 | 0 | 0 | 0 | 0 | 0 | 0 | 0.015
06h30 | 0 | 0 | 0 | 0 | 0 | 0 | 0 | 0 | 0.015
07h30 | 0 | 0 | 0 | 0 | 0 | 0 | 0 | 0 | 0.015
08h30 | 0 | 0 | 0 | 0 | 0 | 0 | 0 | 0 | 0.015
09h30 | 0 | 0 | 0 | 0 | 0 | 0 | 0 | 0 | 0.015
10h30 | 0 | 0 | 0 | 0 | 0 | 0 | 0 | 0 | 0.015
11h30 | 0 | 0 | 0 | 0 | 0 | 0 | 0 | 0 | 0.015
12h30 | 0 | 0 | 0 | 0 | 0 | 0 | 0 | 0 | 0.015
13h30 | 0 | 0 | 0 | 0 | 0 | 0 | 0 | 0 | 0.015
14h30 | 0 | 0 | 0 | 0 | 0 | 0 | 0 | 0 | 0.015
15h30 | 0 | 0 | 0 | 0 | 0 | 0 | 0 | 0 | 0.015
16h30 | 0 | 0 | 0 | 0 | 0 | 0 | 0 | 0 | 0.015
17h30 | 0 | 0 | 0 | 0 | 0 | 0 | 0 | 0 | 0.015
18h30 | 0 | 0 | 0 | 0 | 0 | 0 | 0 | 0 | 0.015
19h30 | 0 | 0 | 0 | 0 | 0 | 0 | 0 | 0 | 0.015
20h30 | 0 | 0 | 0 | 0 | 0 | 0 | 0 | 0 | 0.015
21h30 | 0 | 0 | 0 | 0 | 0 | 0 | 0 | 0 | 0.015
22h30 | 0 | 0 | 0 | 0 | 0 | 0 | 0 | 0 | 0.015
23h30 | 0 | 0 | 0 | 0 | 0 | 0 | 0 | 0 | 0.015
00h30 | 0 | 0 | 0 | 0 | 0 | 0 | 0 | 0 | 0.015
01h30 | 0 | 0 | 0 | 0 | 0 | 0 | 0 | 0 | 0.015
02h30 | 0 | 0 | 0 | 0 | 0 | 0 | 0 | 0 | 0.015
03h30 | 0 | 0 | 0 | 0 | 0 | 0 | 0 | 0 | 0.015
04h30 | 0 | 0 | 0 | 0 | 0 | 0 | 0 | 0 | 0.015
05h30 | 0 | 0 | 0 | 0 | 0 | 0 | 0 | 0 | 0.015
06h30 | 0 | 0 | 0 | 0 | 0 | 0 | 0 | 0 | 0.015
07h30 | 0 | 0 | 0 | 0 | 0 | 0 | 0 | 0 | 0.015
08h30 | 0 | 0 | 0 | 0 | 0 | 0 | 0 | 0 | 0.015
09h30 | 0 | 0 | 0 | 0 | 0 | 0 | 0 | 0 | 0.015
10h30 | 0 | 0 | 0 | 0 | 0 | 0 | 0 | 0 | 0.015
11h30 | 0 | 0 | 0 | 0 | 0 | 0 | 0 | 0 | 0.015
12h30 | 0 | 0 | 0 | 0 | 0 | 0 | 0 | 0 | 0.015
13h30 | 0 | 0 | 0 | 0 | 0 | 0 | 0 | 0 | 0.015
14h30 | 0 | 0 | 0 | 0 | 0 | 0 | 0 | 0 | 0.015
15h30 | 0 | 0 | 0 | 0 | 0 | 0 | 0 | 0 | 0.015
16h30 | 0 | 0 | 0 | 0 | 0 | 0 | 0 | 0 | 0.015
17h30 | 0 | 0 | 0 | 0 | 0 | 0 | 0 | 0 | 0.015
18h30 | 0 | 0 | 0 | 0 | 0 | 0 | 0 | 0 | 0.015
19h30 | 0 | 0 | 0 | 0 | 0 | 0 | 0 | 0 | 0.015
20h30 | 0 | 0 | 0 | 0 | 0 | 0 | 0 | 0 | 0.015
21h30 | 0 | 0 | 0 | 0 | 0 | 0 | 0 | 0 | 0.015
22h30 | 0 | 0 | 0 | 0 | 0 | 0 | 0 | 0 | 0.015
23h30 | 0 | 0 | 0 | 0 | 0 | 0 | 0 | 0 | 0.015
00h30 | 0 | 0 | 0 | 0 | 0 | 0 | 0 | 0 | 0.015
01h30 | 0 | 0 | 0 | 0 | 0 | 0 | 0 | 0 | 0.015
02h30 | 0 | 0 | 0 | 0 | 0 | 0 | 0 | 0 | 0.015
03h30 | 0 | 0 | 0 | 0 | 0 | 0 | 0 | 0 | 0.015
04h30 | 0 | 0 | 0 | 0 | 0 | 0 | 0 | 0 | 0.015
05h30 | 0 | 0 | 0 | 0 | 0 | 0 | 0 | 0 | 0.015
06h30 | 0 | 0 | 0 | 0 | 0 | 0 | 0 | 0 | 0.015
07h30 | 0 | 0 | 0 | 0 | 0 | 0 | 0 | 0 | 0.015
08h30 | 0 | 0 | 0 | 0 | 0 | 0 | 0 | 0 | 0.015
09h30 | 0 | 0 | 0 | 0 | 0 | 0 | 0 | 0 | 0.015
10h30 | 0 | 0 | 0 | 0 | 0 | 0 | 0 | 0 | 0.015
11h30 | 0 | 0 | 0 | 0 | 0 | 0 | 0 | 0 | 0.015
12h30 | 0 | 0 | 0 | 0 | 0 | 0 | 0 | 0 | 0.015
13h30 | 0 | 0 | 0 | 0 | 0 | 0 | 0 | 0 | 0.015
14h30 | 0 | 0 | 0 | 0 | 0 | 0 | 0 | 0 | 0.015
15h30 | 0 | 0 | 0 | 0 | 0 | 0 | 0 | 0 | 0.015
16h30 | 0 | 0 | 0 | 0 | 0 | 0 | 0 | 0 | 0.015
17h30 | 0 | 0 | 0 | 0 | 0 | 0 | 0 | 0 | 0.015
18h30 | 0 | 0 | 0 | 0 | 0 | 0 | 0 | 0 | 0.015
19h30 | 0 | 0 | 0 | 0 | 0 | 0 | 0 | 0 | 0.015
20h30 | 0 | 0 | 0 | 0 | 0 | 0 | 0 | 0 | 0.015
21h30 | 0 | 0 | 0 | 0 | 0 | 0 | 0 | 0 | 0.015
22h30 | 0 | 0 | 0 | 0 | 0 | 0 | 0 | 0 | 0.015
23h30 | 0 | 0 | 0 | 0 | 0 | 0 | 0 | 0 | 0.015
00h30 | 0 | 0 | 0 | 0 | 0 | 0 | 0 | 0 | 0.015
01h30 | 0 | 0 | 0 | 0 | 0 | 0 | 0 | 0 | 0.015
02h30 | 0 | 0 | 0 | 0 | 0 | 0 | 0 | 0 | 0.015
03h30 | 0 | 0 | 0 | 0 | 0 | 0 | 0 | 0 | 0.015
04h30 | 0 | 0 | 0 | 0 | 0 | 0 | 0 | 0 | 0.015
05h30 | 0 | 0 | 0 | 0 | 0 | 0 | 0 | 0 | 0.015
06h30 | 0 | 0 | 0 | 0 | 0 | 0 | 0 | 0 | 0.015
07h30 | 0 | 0 | 0 | 0 | 0 | 0 | 0 | 0 | 0.015
08h30 | 0 | 0 | 0 | 0 | 0 | 0 | 0 | 0 | 0.015
09h30 | 0 | 0 | 0 | 0 | 0 | 0 | 0 | 0 | 0.015
10h30 | 0 | 0 | 0 | 0 | 0 | 0 | 0 | 0 | 0.015
11h30 | 0 | 0 | 0 | 0 | 0 | 0 | 0 | 0 | 0.015
12h30 | 0 | 0 | 0 | 0 | 0 | 0 | 0 | 0 | 0.015
13h30 | 0 | 0 | 0 | 0 | 0 | 0 | 0 | 0 | 0.015
14h30 | 0 | 0 | 0 | 0 | 0 | 0 | 0 | 0 | 0.015
15h30 | 0 | 0 | 0 | 0 | 0 | 0 | 0 | 0 | 0.015
16h30 | 0 | 0 | 0 | 0 | 0 | 0 | 0 | 0 | 0.015
17h30 | 0 | 0 | 0 | 0 | 0 | 0 | 0 | 0 | 0.015
18h30 | 0 | 0 | 0 | 0 | 0 | 0 | 0 | 0 | 0.015
19h30 | 0 | 0 | 0 | 0 | 0 | 0 | 0 | 0 | 0.015
20h30 | 0 | 0 | 0 | 0 | 0 | 0 | 0 | 0 | 0.015
21h30 | 0 | 0 | 0 | 0 | 0 | 0 | 0 | 0 | 0.015
22h30 | 0 | 0 | 0 | 0 | 0 | 0 | 0 | 0 | 0.015
23h30 | 0 | 0 | 0 | 0 | 0 | 0 | 0 | 0 | 0.015
00h30 | 0 | 0 | 0 | 0 | 0 | 0 | 0 | 0 | 0.015
01h30 | 0 | 0 | 0 | 0 | 0 | 0 | 0 | 0 | 0.015
02h30 | 0 | 0 | 0 | 0 | 0 | 0 | 0 | 0 | 0.015
03h30 | 0 | 0 | 0 | 0 | 0 | 0 | 0 | 0 | 0.015
04h30 | 0 | 0 | 0 | 0 | 0 | 0 | 0 | 0 | 0.015
05h30 | 0 | 0 | 0 | 0 | 0 | 0 | 0 | 0 | 0.015
06h30 | 0 | 0 | 0 | 0 | 0 | 0 | 0 | 0 | 0.015
07h30 | 0 | 0 | 0 | 0 | 0 | 0 | 0 | 0 | 0.015
08h30 | 0 | 0 | 0 | 0 | 0 | 0 | 0 | 0 | 0.015
09h30 | 0 | 0 | 0 | 0 | 0 | 0 | 0 | 0 | 0.015
10h30 | 0 | 0 | 0 | 0 | 0 | 0 | 0 | 0 | 0.015
11h30 | 0 | 0 | 0 | 0 | 0 | 0 | 0 | 0 | 0.015
12h30 | 0 | 0 | 0 | 0 | 0 | 0 | 0 | 0 | 0.015
13h30 | 0 | 0 | 0 | 0 | 0 | 0 | 0 | 0 | 0.015
14h30 | 0 | 0 | 0 | 0 | 0 | 0 | 0 | 0 | 0.015
15h30 | 0 | 0 | 0 | 0 | 0 | 0 | 0 | 0 | 0.015
16h30 | 0 | 0 | 0 | 0 | 0 | 0 | 0 | 0 | 0.015
17h30 | 0 | 0 | 0 | 0 | 0 | 0 | 0 | 0 | 0.015
18h30 | 0 | 0 | 0 | 0 | 0 | 0 | 0 | 0 | 0.015
19h30 | 0 | 0 | 0 | 0 | 0 | 0 | 0 | 0 | 0.015
20h30 | 0 | 0 | 0 | 0 | 0 | 0 | 0 | 0 | 0.015
21h30 | 0 | 0 | 0 | 0 | 0 | 0 | 0 | 0 | 0.015
22h30 | 0 | 0 | 0 | 0 | 0 | 0 | 0 | 0 | 0.015
23h30 | 0 | 0 | 0 | 0 | 0 | 0 | 0 | 0 | 0.015
00h30 | 0 | 0 | 0 | 0 | 0 | 0 | 0 | 0 | 0.015
01h30 | 0 | 0 | 0 | 0 | 0 | 0 | 0 | 0 | 0.015
02h30 | 0 | 0 | 0 | 0 | 0 | 0 | 0 | 0 | 0.015
03h30 | 0 | 0 | 0 | 0 | 0 | 0 | 0 | 0 | 0.015
04h30 | 0 | 0 | 0 | 0 | 0 | 0 | 0 | 0 | 0.015
05h30 | 0 | 0 | 0 | 0 | 0 | 0 | 0 | 0 | 0.015
06h30 | 0 | 0 | 0 | 0 | 0 | 0 | 0 | 0 | 0.015
07h30 | 0 | 0 | 0 | 0 | 0 | 0 | 0 | 0 | 0.015
08h30 | 0 | 0 | 0 | 0 | 0 | 0 | 0 | 0 | 0.015
09h30 | 0 | 0 | 0 | 0 | 0 | 0 | 0 | 0 | 0.015
10h30 | 0 | 0 | 0 | 0 | 0 | 0 | 0 | 0 | 0.015
11h30 | 0 | 0 | 0 | 0 | 0 | 0 | 0 | 0 | 0.015
12h30 | 0 | 0 | 0 | 0 | 0 | 0 | 0 | 0 | 0.015
13h30 | 0 | 0 | 0 | 0 | 0 | 0 | 0 | 0 | 0.015
14h30 | 0 | 0 | 0 | 0 | 0 | 0 | 0 | 0 | 0.015
15h30 | 0 | 0 | 0 | 0 | 0 | 0 | 0 | 0 | 0.015
16h30 | 0 | 0 | 0 | 0 | 0 | 0 | 0 | 0 | 0.015
17h30 | 0 | 0 | 0 | 0 | 0 | 0 | 0 | 0 | 0.015
18h30 | 0 | 0 | 0 | 0 | 0 | 0 | 0 | 0 | 0.015
19h30 | 0 | 0 | 0 | 0 | 0 | 0 | 0 | 0 | 0.015
20h30 | 0 | 0 | 0 | 0 | 0 | 0 | 0 | 0 | 0.015
21h30 | 0 | 0 | 0 | 0 | 0 | 0 | 0 | 0 | 0.015
22h30 | 0 | 0 | 0 | 0 | 0 | 0 | 0 | 0 | 0.015
23h30 | 0 | 0 | 0 | 0 | 0 | 0 | 0 | 0 | 0.015
00h30 | 0 | 0 | 0 | 0 | 0 | 0 | 0 | 0 | 0.015
01h30 | 0 | 0 | 0 | 0 | 0 | 0 | 0 | 0 | 0.015
02h30 | 0 | 0 | 0 | 0 | 0 | 0 | 0 | 0 | 0.015
03h30 | 0 | 0 | 0 | 0 | 0 | 0 | 0 | 0 | 0.015
04h30 | 0 | 0 | 0 | 0 | 0 | 0 | 0 | 0 | 0.015
05h30 | 0 | 0 | 0 | 0 | 0 | 0 | 0 | 0 | 0.015
06h30 | 0 | 0 | 0 | 0 | 0 | 0 | 0 | 0 | 0.015
07h30 | 0 | 0 | 0 | 0 | 0 | 0 | 0 | 0 | 0.015
08h30 | 0 | 0 | 0 | 0 | 0 | 0 | 0 | 0 | 0.015
09h30 | 0.02 | 0 | 0 | 0 | 0 | 0 | 0 | 0 | 0.015
10h30 | 0.02 | 0 | 0 | 0 | 0 | 0 | 0 | 0 | 0.015
11h30 | 0.01 | 0 | 0 | 0 | 0 | 0 | 0 | 0 | 0.015
12h30 | 0 | 0 | 0 | 0 | 0 | 0 | 0 | 0 | 0.015
13h30 | 0 | 0 | 0 | 0 | 0 | 0 | 0 | 0 | 0.015
14h30 | 0 | 0 | 0 | 0 | 0 | 0 | 0 | 0 | 0.015
15h30 | 0 | 0 | 0 | 0 | 0 | 0 | 0 | 0 | 0.015
16h30 | 0 | 0 | 0 | 0 | 0 | 0 | 0 | 0 | 0.015
17h30 | 0 | 0 | 0 | 0 | 0 | 0 | 0 | 0 | 0.015
18h30 | 0 | 0 | 0 | 0 | 0 | 0 | 0 | 0 | 0.015
19h30 | 0 | 0 | 0 | 0 | 0 | 0 | 0 | 0 | 0.015
20h30 | 0 | 0 | 0 | 0 | 0 | 0 | 0 | 0 | 0.015
21h30 | 0.02 | 0 | 0 | 0 | 0 | 0 | 0 | 0 | 0.015
22h30 | 0.03 | 0 | 0 | 0 | 0 | 0 | 0 | 0 | 0.015
23h30 | 0.04 | 0 | 0 | 0 | 0 | 0 | 0 | 0 | 0.015
00h30 | 0.02 | 0 | 0 | 0 | 0 | 0 | 0 | 0 | 0.015
01h30 | 0 | 0 | 0 | 0 | 0 | 0 | 0 | 0 | 0.015
02h30 | 0 | 0 | 0 | 0 | 0 | 0 | 0 | 0 | 0.015
03h30 | 0 | 0 | 0 | 0 | 0 | 0 | 0 | 0 | 0.015
04h30 | 0 | 0 | 0 | 0 | 0 | 0 | 0 | 0 | 0.015
05h30 | 0 | 0 | 0 | 0 | 0 | 0 | 0 | 0 | 0.015
06h30 | 0 | 0 | 0 | 0 | 0 | 0 | 0 | 0 | 0.015
07h30 | 0 | 0 | 0 | 0 | 0 | 0 | 0 | 0 | 0.015
08h30 | 0 | 0 | 0 | 0 | 0 | 0 | 0 | 0 | 0.015
09h30 | 0 | 0 | 0 | 0 | 0 | 0 | 0 | 0 | 0.015
10h30 | 0 | 0 | 0 | 0 | 0 | 0 | 0 | 0 | 0.015
11h30 | 0 | 0 | 0 | 0 | 0 | 0 | 0 | 0 | 0.015
12h30 | 0 | 0 | 0 | 0 | 0 | 0 | 0 | 0 | 0.015
13h30 | 0 | 0 | 0 | 0 | 0 | 0 | 0 | 0 | 0.015
14h30 | 0 | 0 | 0 | 0 | 0 | 0 | 0 | 0 | 0.015
15h30 | 0 | 0 | 0 | 0 | 0 | 0 | 0 | 0 | 0.015
16h30 | 0 | 0 | 0 | 0 | 0 | 0 | 0 | 0 | 0.015
17h30 | 0 | 0 | 0 | 0 | 0 | 0 | 0 | 0 | 0.015
18h30 | 0 | 0 | 0 | 0 | 0 | 0 | 0 | 0 | 0.015
19h30 | 0 | 0 | 0 | 0 | 0 | 0 | 0 | 0 | 0.015
20h30 | 0 | 0 | 0 | 0 | 0 | 0 | 0 | 0 | 0.015
21h30 | 0 | 0 | 0 | 0 | 0 | 0 | 0 | 0 | 0.015
22h30 | 0 | 0 | 0 | 0 | 0 | 0 | 0 | 0 | 0.015
23h30 | 0 | 0 | 0 | 0 | 0 | 0 | 0 | 0 | 0.015
00h30 | 0 | 0 | 0 | 0 | 0 | 0 | 0 | 0 | 0.015
01h30 | 0 | 0 | 0 | 0 | 0 | 0 | 0 | 0 | 0.015
02h30 | 0 | 0 | 0 | 0 | 0 | 0 | 0 | 0 | 0.015
03h30 | 0 | 0 | 0 | 0 | 0 | 0 | 0 | 0 | 0.015
04h30 | 0 | 0 | 0 | 0 | 0 | 0 | 0 | 0 | 0.015
05h30 | 0 | 0 | 0 | 0 | 0 | 0 | 0 | 0 | 0.015
06h30 | 0 | 0 | 0 | 0 | 0 | 0 | 0 | 0 | 0.015
07h30 | 0 | 0 | 0 | 0 | 0 | 0 | 0 | 0 | 0.015
08h30 | 0 | 0 | 0 | 0 | 0 | 0 | 0 | 0 | 0.015
09h30 | 0 | 0 | 0 | 0 | 0 | 0 | 0 | 0 | 0.015
10h30 | 0 | 0 | 0 | 0 | 0 | 0 | 0 | 0 | 0.015
11h30 | 0 | 0 | 0 | 0 | 0 | 0 | 0 | 0 | 0.015
12h30 | 0 | 0 | 0 | 0 | 0 | 0 | 0 | 0 | 0.015
13h30 | 0 | 0 | 0 | 0 | 0 | 0 | 0 | 0 | 0.015
14h30 | 0 | 0 | 0 | 0 | 0 | 0 | 0 | 0 | 0.015
15h30 | 0 | 0 | 0 | 0 | 0 | 0 | 0 | 0 | 0.015
16h30 | 0 | 0 | 0 | 0 | 0 | 0 | 0 | 0 | 0.015
17h30 | 0 | 0 | 0 | 0 | 0 | 0 | 0 | 0 | 0.015
18h30 | 0 | 0 | 0 | 0 | 0 | 0 | 0 | 0 | 0.015
19h30 | 0 | 0 | 0 | 0 | 0 | 0 | 0 | 0 | 0.015
20h30 | 0 | 0 | 0 | 0 | 0 | 0 | 0 | 0 | 0.015
21h30 | 0 | 0 | 0 | 0 | 0 | 0 | 0 | 0 | 0.015
22h30 | 0 | 0 | 0 | 0 | 0 | 0 | 0 | 0 | 0.015
23h30 | 0 | 0 | 0 | 0 | 0 | 0 | 0 | 0 | 0.015
00h30 | 0 | 0 | 0 | 0 | 0 | 0 | 0 | 0 | 0.015
01h30 | 0 | 0 | 0 | 0 | 0 | 0 | 0 | 0 | 0.015
02h30 | 0 | 0 | 0 | 0 | 0 | 0 | 0 | 0 | 0.015
03h30 | 0 | 0 | 0 | 0 | 0 | 0 | 0 | 0 | 0.015
04h30 | 0 | 0 | 0 | 0 | 0 | 0 | 0 | 0 | 0.015
05h30 | 0 | 0 | 0 | 0 | 0 | 0 | 0 | 0 | 0.015
06h30 | 0 | 0 | 0 | 0 | 0 | 0 | 0 | 0 | 0.015
07h30 | 0 | 0 | 0 | 0 | 0 | 0 | 0 | 0 | 0.015
08h30 | 0 | 0 | 0 | 0 | 0 | 0 | 0 | 0 | 0.015
09h30 | 0 | 0 | 0 | 0 | 0 | 0 | 0 | 0 | 0.015
10h30 | 0 | 0 | 0 | 0 | 0 | 0 | 0 | 0 | 0.015
11h30 | 0 | 0 | 0 | 0 | 0 | 0 | 0 | 0 | 0.015
12h30 | 0 | 0 | 0 | 0 | 0 | 0 | 0 | 0 | 0.015
13h30 | 0 | 0 | 0 | 0 | 0 | 0 | 0 | 0 | 0.015
14h30 | 0 | 0 | 0 | 0 | 0 | 0 | 0 | 0 | 0.015
15h30 | 0 | 0 | 0 | 0 | 0 | 0 | 0 | 0 | 0.015
16h30 | 0 | 0 | 0 | 0 | 0 | 0 | 0 | 0 | 0.015
17h30 | 0 | 0 | 0 | 0 | 0 | 0 | 0 | 0 | 0.015
18h30 | 0 | 0 | 0 | 0 | 0 | 0 | 0 | 0 | 0.015
19h30 | 0 | 0 | 0 | 0 | 0 | 0 | 0 | 0 | 0.015
20h30 | 0 | 0 | 0 | 0 | 0 | 0 | 0 | 0 | 0.015
21h30 | 0 | 0 | 0 | 0 | 0 | 0 | 0 | 0 | 0.015
22h30 | 0 | 0 | 0 | 0 | 0 | 0 | 0 | 0 | 0.015
23h30 | 0 | 0 | 0 | 0 | 0 | 0 | 0 | 0 | 0.015
| 16.94 | -1962.52 | -1465.49 | -1278.34 | -1050.36 | -590.63 | -231.54 | -232.51 | 75.015

## palermo clim01 data
year hour | Diffuse solar on the horizontal (W/m2) | External dry bulb temperature (Tenths DEG.C) | External dry bulb temperature ( DEG.C) | Direct normal solar intensity (W/m**2) | Prevailing wind speed (Tenths m/s) | Wind direction (clockwise deg from north) | Relative humidity (%) | # ascii climate file from C:\ESRU\esp-r\climate\ita_palermo_iwec binary db
0 | 0 | 89 | 8.9 | 0 | 0 | 0 | 72 | defined in: H:\Esru\ita_palermo_iwec.a
1 | 0 | 83 | 8.3 | 0 | 0 | 0 | 68
2 | 0 | 79 | 7.9 | 0 | 0 | 0 | 65
3 | 0 | 77 | 7.7 | 0 | 0 | 0 | 64
4 | 0 | 75 | 7.5 | 0 | 0 | 0 | 64
5 | 0 | 74 | 7.4 | 0 | 0 | 0 | 64
6 | 0 | 80 | 8 | 0 | 0 | 0 | 64
7 | 8 | 76 | 7.6 | 0 | 0 | 0 | 66
8 | 47 | 72 | 7.2 | 259 | 0 | 0 | 69
9 | 104 | 68 | 6.8 | 417 | 0 | 0 | 71
10 | 123 | 82 | 8.2 | 561 | 5 | 0 | 70
11 | 111 | 96 | 9.6 | 669 | 10 | 0 | 68
12 | 110 | 110 | 11 | 682 | 15 | 60 | 66
13 | 111 | 113 | 11.3 | 626 | 10 | 60 | 66
14 | 106 | 117 | 11.7 | 495 | 5 | 60 | 65
15 | 82 | 120 | 12 | 265 | 0 | 0 | 64
16 | 22 | 115 | 11.5 | 0 | 0 | 0 | 65
17 | 0 | 109 | 10.9 | 0 | 0 | 0 | 67
18 | 0 | 104 | 10.4 | 0 | 0 | 0 | 68
19 | 0 | 101 | 10.1 | 0 | 10 | 0 | 71
20 | 0 | 97 | 9.7 | 0 | 21 | 0 | 73
21 | 0 | 94 | 9.4 | 0 | 31 | 120 | 76
22 | 0 | 93 | 9.3 | 0 | 31 | 120 | 77
23 | 0 | 93 | 9.3 | 0 | 31 | 120 | 77
24 | 0 | 92 | 9.2 | 0 | 31 | 120 | 77
25 | 0 | 91 | 9.1 | 0 | 21 | 120 | 79
26 | 0 | 91 | 9.1 | 0 | 10 | 120 | 81
27 | 0 | 90 | 9 | 0 | 0 | 0 | 83
28 | 0 | 90 | 9 | 0 | 10 | 0 | 84
29 | 0 | 90 | 9 | 0 | 21 | 0 | 85
30 | 0 | 90 | 9 | 0 | 31 | 120 | 85
31 | 8 | 91 | 9.1 | 0 | 21 | 120 | 82
32 | 57 | 91 | 9.1 | 107 | 10 | 120 | 78
33 | 125 | 92 | 9.2 | 19 | 0 | 0 | 73
34 | 170 | 99 | 9.9 | 27 | 12 | 0 | 70
35 | 190 | 105 | 10.5 | 9 | 24 | 0 | 67
36 | 174 | 112 | 11.2 | 2 | 36 | 160 | 63
37 | 196 | 117 | 11.7 | 163 | 29 | 160 | 62
38 | 141 | 121 | 12.1 | 304 | 22 | 160 | 61
39 | 91 | 126 | 12.6 | 215 | 15 | 180 | 60
40 | 21 | 122 | 12.2 | 0 | 17 | 180 | 62
41 | 0 | 118 | 11.8 | 0 | 19 | 180 | 65
42 | 0 | 114 | 11.4 | 0 | 21 | 170 | 67
43 | 0 | 115 | 11.5 | 0 | 14 | 170 | 69
44 | 0 | 115 | 11.5 | 0 | 7 | 170 | 70
45 | 0 | 116 | 11.6 | 0 | 0 | 0 | 71
46 | 0 | 113 | 11.3 | 0 | 0 | 0 | 76
47 | 0 | 109 | 10.9 | 0 | 0 | 0 | 81
48 | 0 | 106 | 10.6 | 0 | 0 | 0 | 86
49 | 0 | 105 | 10.5 | 0 | 0 | 0 | 84
50 | 0 | 103 | 10.3 | 0 | 0 | 0 | 82
51 | 0 | 102 | 10.2 | 0 | 0 | 0 | 79
52 | 0 | 101 | 10.1 | 0 | 0 | 0 | 79
53 | 0 | 101 | 10.1 | 0 | 0 | 0 | 79
54 | 0 | 100 | 10 | 0 | 0 | 0 | 79
55 | 7 | 100 | 10 | 0 | 0 | 0 | 79
56 | 50 | 100 | 10 | 214 | 0 | 0 | 80
57 | 108 | 100 | 10 | 384 | 0 | 0 | 80
58 | 131 | 111 | 11.1 | 527 | 0 | 0 | 75
59 | 119 | 121 | 12.1 | 643 | 0 | 0 | 70
60 | 114 | 132 | 13.2 | 669 | 0 | 0 | 66
61 | 129 | 131 | 13.1 | 567 | 7 | 0 | 67
62 | 128 | 129 | 12.9 | 388 | 14 | 0 | 68
63 | 96 | 128 | 12.8 | 135 | 21 | 180 | 69
64 | 22 | 127 | 12.7 | 0 | 23 | 180 | 70
65 | 0 | 125 | 12.5 | 0 | 24 | 180 | 71
66 | 0 | 124 | 12.4 | 0 | 26 | 150 | 72
67 | 0 | 118 | 11.8 | 0 | 17 | 150 | 72
68 | 0 | 112 | 11.2 | 0 | 9 | 150 | 73
69 | 0 | 106 | 10.6 | 0 | 0 | 0 | 73
70 | 0 | 103 | 10.3 | 0 | 5 | 0 | 73
71 | 0 | 101 | 10.1 | 0 | 10 | 0 | 72
72 | 0 | 98 | 9.8 | 0 | 15 | 160 | 72
73 | 0 | 99 | 9.9 | 0 | 15 | 160 | 74
74 | 0 | 99 | 9.9 | 0 | 15 | 160 | 77
75 | 0 | 100 | 10 | 0 | 15 | 160 | 79
76 | 0 | 99 | 9.9 | 0 | 10 | 160 | 82
77 | 0 | 97 | 9.7 | 0 | 5 | 160 | 85
78 | 0 | 96 | 9.6 | 0 | 0 | 0 | 88
79 | 8 | 101 | 10.1 | 0 | 0 | 0 | 84
80 | 47 | 107 | 10.7 | 251 | 0 | 0 | 81
81 | 109 | 112 | 11.2 | 383 | 0 | 0 | 77
82 | 131 | 117 | 11.7 | 526 | 12 | 0 | 74
83 | 119 | 123 | 12.3 | 643 | 24 | 0 | 71
84 | 114 | 128 | 12.8 | 670 | 36 | 190 | 68
85 | 149 | 131 | 13.1 | 503 | 33 | 190 | 69
86 | 146 | 133 | 13.3 | 274 | 29 | 190 | 70
87 | 89 | 136 | 13.6 | 53 | 26 | 210 | 63
88 | 17 | 135 | 13.5 | 0 | 36 | 210 | 73
89 | 0 | 135 | 13.5 | 0 | 47 | 210 | 75
90 | 0 | 134 | 13.4 | 0 | 57 | 230 | 78
91 | 0 | 133 | 13.3 | 0 | 55 | 230 | 78
92 | 0 | 131 | 13.1 | 0 | 53 | 230 | 78
93 | 0 | 130 | 13 | 0 | 51 | 220 | 78
94 | 0 | 133 | 13.3 | 0 | 58 | 220 | 78
95 | 0 | 135 | 13.5 | 0 | 65 | 220 | 79
96 | 0 | 138 | 13.8 | 0 | 72 | 230 | 79
97 | 0 | 138 | 13.8 | 0 | 74 | 230 | 80
98 | 0 | 138 | 13.8 | 0 | 75 | 230 | 80
99 | 0 | 138 | 13.8 | 0 | 77 | 240 | 79
100 | 0 | 138 | 13.8 | 0 | 74 | 240 | 80
101 | 0 | 138 | 13.8 | 0 | 70 | 240 | 80
102 | 0 | 138 | 13.8 | 0 | 67 | 250 | 80
103 | 4 | 139 | 13.9 | 0 | 53 | 250 | 82
104 | 42 | 139 | 13.9 | 0 | 40 | 250 | 82
105 | 93 | 140 | 14 | 0 | 26 | 260 | 83
106 | 141 | 141 | 14.1 | 0 | 24 | 260 | 84
107 | 170 | 141 | 14.1 | 2 | 23 | 260 | 85
108 | 174 | 142 | 14.2 | 2 | 21 | 260 | 85
109 | 156 | 143 | 14.3 | 1 | 24 | 260 | 86
110 | 115 | 143 | 14.3 | 0 | 28 | 260 | 86
111 | 59 | 144 | 14.4 | 0 | 31 | 260 | 87
112 | 10 | 144 | 14.4 | 0 | 31 | 260 | 87
113 | 0 | 144 | 14.4 | 0 | 31 | 260 | 88
114 | 0 | 144 | 14.4 | 0 | 31 | 280 | 88
115 | 0 | 145 | 14.5 | 0 | 21 | 280 | 87
116 | 0 | 145 | 14.5 | 0 | 10 | 280 | 85
117 | 0 | 146 | 14.6 | 0 | 0 | 0 | 84
118 | 0 | 145 | 14.5 | 0 | 5 | 0 | 85
119 | 0 | 143 | 14.3 | 0 | 10 | 0 | 85
120 | 0 | 142 | 14.2 | 0 | 15 | 310 | 86
121 | 0 | 141 | 14.1 | 0 | 10 | 310 | 87
122 | 0 | 139 | 13.9 | 0 | 5 | 310 | 87
123 | 0 | 138 | 13.8 | 0 | 0 | 0 | 88
124 | 0 | 133 | 13.3 | 0 | 0 | 0 | 87
125 | 0 | 127 | 12.7 | 0 | 0 | 0 | 86
126 | 0 | 122 | 12.2 | 0 | 0 | 0 | 85
127 | 7 | 125 | 12.5 | 0 | 0 | 0 | 84
128 | 50 | 129 | 12.9 | 223 | 0 | 0 | 84
129 | 110 | 132 | 13.2 | 379 | 0 | 0 | 83
130 | 134 | 136 | 13.6 | 520 | 15 | 0 | 83
131 | 111 | 140 | 14 | 659 | 31 | 0 | 82
132 | 111 | 144 | 14.4 | 675 | 46 | 60 | 82
133 | 111 | 146 | 14.6 | 628 | 44 | 60 | 82
134 | 106 | 148 | 14.8 | 508 | 43 | 60 | 82
135 | 89 | 150 | 15 | 264 | 41 | 60 | 82
136 | 25 | 150 | 15 | 0 | 35 | 60 | 82
137 | 0 | 150 | 15 | 0 | 30 | 60 | 77
138 | 0 | 140 | 14 | 0 | 41 | 70 | 88
139 | 0 | 137 | 13.7 | 0 | 27 | 70 | 87
140 | 0 | 135 | 13.5 | 0 | 14 | 70 | 87
141 | 0 | 132 | 13.2 | 0 | 0 | 0 | 86
142 | 0 | 130 | 13 | 0 | 0 | 0 | 87
143 | 0 | 128 | 12.8 | 0 | 0 | 0 | 88
144 | 0 | 126 | 12.6 | 0 | 0 | 0 | 89
145 | 0 | 126 | 12.6 | 0 | 0 | 0 | 90
146 | 0 | 126 | 12.6 | 0 | 0 | 0 | 90
147 | 0 | 126 | 12.6 | 0 | 0 | 0 | 89
148 | 0 | 121 | 12.1 | 0 | 0 | 0 | 91
149 | 0 | 117 | 11.7 | 0 | 0 | 0 | 92
150 | 0 | 112 | 11.2 | 0 | 0 | 0 | 94
151 | 8 | 117 | 11.7 | 0 | 0 | 0 | 92
152 | 55 | 121 | 12.1 | 146 | 0 | 0 | 91
153 | 130 | 126 | 12.6 | 101 | 0 | 0 | 89
154 | 186 | 126 | 12.6 | 305 | 17 | 0 | 87
155 | 153 | 126 | 12.6 | 561 | 34 | 0 | 85
156 | 116 | 126 | 12.6 | 673 | 51 | 210 | 82
157 | 131 | 133 | 13.3 | 569 | 44 | 210 | 80
158 | 146 | 139 | 13.9 | 305 | 38 | 210 | 78
159 | 93 | 146 | 14.6 | 56 | 31 | 220 | 76
160 | 18 | 146 | 14.6 | 0 | 33 | 220 | 76
161 | 0 | 145 | 14.5 | 0 | 36 | 220 | 75
162 | 0 | 145 | 14.5 | 0 | 38 | 220 | 75
163 | 0 | 145 | 14.5 | 0 | 41 | 220 | 75
164 | 0 | 144 | 14.4 | 0 | 44 | 220 | 74
165 | 0 | 144 | 14.4 | 0 | 46 | 180 | 74
166 | 0 | 143 | 14.3 | 0 | 48 | 180 | 74
167 | 0 | 143 | 14.3 | 0 | 49 | 180 | 74
168 | 0 | 142 | 14.2 | 0 | 51 | 180 | 73
169 | 0 | 141 | 14.1 | 0 | 49 | 180 | 71
170 | 0 | 141 | 14.1 | 0 | 48 | 180 | 68
171 | 0 | 140 | 14 | 0 | 46 | 180 | 66
172 | 0 | 139 | 13.9 | 0 | 43 | 180 | 66
173 | 0 | 139 | 13.9 | 0 | 39 | 180 | 67
174 | 0 | 138 | 13.8 | 0 | 36 | 170 | 68
175 | 6 | 139 | 13.9 | 0 | 38 | 170 | 68
176 | 60 | 139 | 13.9 | 0 | 39 | 170 | 68
177 | 127 | 140 | 14 | 17 | 41 | 180 | 68
178 | 190 | 145 | 14.5 | 139 | 43 | 180 | 69
179 | 211 | 149 | 14.9 | 281 | 44 | 180 | 69
180 | 190 | 154 | 15.4 | 413 | 46 | 180 | 68
181 | 193 | 152 | 15.2 | 277 | 51 | 180 | 71
182 | 161 | 150 | 15 | 118 | 57 | 180 | 73
183 | 87 | 148 | 14.8 | 3 | 62 | 240 | 75
184 | 18 | 147 | 14.7 | 0 | 64 | 240 | 77
185 | 0 | 145 | 14.5 | 0 | 65 | 240 | 79
186 | 0 | 144 | 14.4 | 0 | 67 | 250 | 81
187 | 0 | 143 | 14.3 | 0 | 76 | 250 | 77
188 | 0 | 143 | 14.3 | 0 | 84 | 250 | 73
189 | 0 | 142 | 14.2 | 0 | 93 | 250 | 69
190 | 0 | 139 | 13.9 | 0 | 93 | 250 | 69
191 | 0 | 137 | 13.7 | 0 | 93 | 250 | 68
192 | 0 | 134 | 13.4 | 0 | 93 | 240 | 67
193 | 0 | 134 | 13.4 | 0 | 89 | 240 | 67
194 | 0 | 134 | 13.4 | 0 | 86 | 240 | 67
195 | 0 | 134 | 13.4 | 0 | 82 | 250 | 67
196 | 0 | 132 | 13.2 | 0 | 67 | 250 | 66
197 | 0 | 130 | 13 | 0 | 51 | 250 | 66
198 | 0 | 128 | 12.8 | 0 | 36 | 160 | 65
199 | 6 | 128 | 12.8 | 0 | 24 | 160 | 65
200 | 59 | 128 | 12.8 | 89 | 12 | 160 | 65
201 | 141 | 128 | 12.8 | 155 | 0 | 0 | 65
202 | 173 | 129 | 12.9 | 326 | 0 | 0 | 65
203 | 178 | 131 | 13.1 | 449 | 0 | 0 | 65
204 | 154 | 132 | 13.2 | 548 | 0 | 0 | 65
205 | 193 | 133 | 13.3 | 310 | 21 | 0 | 67
206 | 161 | 133 | 13.3 | 93 | 41 | 0 | 70
207 | 64 | 134 | 13.4 | 0 | 62 | 50 | 72
208 | 11 | 129 | 12.9 | 0 | 41 | 50 | 76
209 | 0 | 123 | 12.3 | 0 | 21 | 50 | 81
210 | 0 | 118 | 11.8 | 0 | 0 | 0 | 85
211 | 0 | 118 | 11.8 | 0 | 0 | 0 | 85
212 | 0 | 118 | 11.8 | 0 | 0 | 0 | 85
213 | 0 | 118 | 11.8 | 0 | 0 | 0 | 85
214 | 0 | 121 | 12.1 | 0 | 0 | 0 | 83
215 | 0 | 123 | 12.3 | 0 | 0 | 0 | 81
216 | 0 | 126 | 12.6 | 0 | 0 | 0 | 79
217 | 0 | 128 | 12.8 | 0 | 10 | 0 | 80
218 | 0 | 130 | 13 | 0 | 21 | 0 | 80
219 | 0 | 132 | 13.2 | 0 | 31 | 50 | 81
220 | 0 | 135 | 13.5 | 0 | 29 | 50 | 78
221 | 0 | 137 | 13.7 | 0 | 28 | 50 | 74
222 | 0 | 140 | 14 | 0 | 26 | 40 | 71
223 | 7 | 139 | 13.9 | 0 | 17 | 40 | 73
224 | 68 | 137 | 13.7 | 103 | 9 | 40 | 75
225 | 110 | 136 | 13.6 | 386 | 0 | 0 | 77
226 | 141 | 140 | 14 | 471 | 10 | 0 | 78
227 | 180 | 144 | 14.4 | 423 | 21 | 0 | 78
228 | 204 | 148 | 14.8 | 315 | 31 | 40 | 78
229 | 191 | 148 | 14.8 | 288 | 36 | 40 | 78
230 | 192 | 148 | 14.8 | 130 | 41 | 40 | 78
231 | 101 | 148 | 14.8 | 114 | 46 | 50 | 78
232 | 25 | 145 | 14.5 | 0 | 44 | 50 | 76
233 | 0 | 143 | 14.3 | 0 | 43 | 50 | 74
234 | 0 | 140 | 14 | 0 | 41 | 40 | 72
235 | 0 | 137 | 13.7 | 0 | 32 | 40 | 73
236 | 0 | 135 | 13.5 | 0 | 24 | 40 | 73
237 | 0 | 132 | 13.2 | 0 | 15 | 40 | 74
238 | 0 | 132 | 13.2 | 0 | 10 | 40 | 73
239 | 0 | 132 | 13.2 | 0 | 5 | 40 | 72
240 | 0 | 132 | 13.2 | 0 | 0 | 0 | 71
241 | 0 | 133 | 13.3 | 0 | 12 | 0 | 70
242 | 0 | 133 | 13.3 | 0 | 24 | 0 | 68
243 | 0 | 134 | 13.4 | 0 | 36 | 30 | 67
244 | 0 | 130 | 13 | 0 | 24 | 30 | 69
245 | 0 | 126 | 12.6 | 0 | 12 | 30 | 70
246 | 0 | 122 | 12.2 | 0 | 0 | 0 | 72
247 | 8 | 127 | 12.7 | 0 | 14 | 0 | 71
248 | 69 | 131 | 13.1 | 115 | 27 | 0 | 69
249 | 116 | 136 | 13.6 | 346 | 41 | 30 | 67
250 | 145 | 137 | 13.7 | 453 | 39 | 30 | 67
251 | 200 | 137 | 13.7 | 408 | 38 | 30 | 66
252 | 212 | 138 | 13.8 | 383 | 36 | 30 | 66
253 | 190 | 139 | 13.9 | 324 | 38 | 30 | 65
254 | 170 | 139 | 13.9 | 174 | 39 | 30 | 65
255 | 102 | 140 | 14 | 53 | 41 | 30 | 65
256 | 22 | 137 | 13.7 | 0 | 39 | 30 | 66
257 | 0 | 135 | 13.5 | 0 | 38 | 30 | 67
258 | 0 | 132 | 13.2 | 0 | 36 | 30 | 68
259 | 0 | 131 | 13.1 | 0 | 24 | 30 | 69
260 | 0 | 129 | 12.9 | 0 | 12 | 30 | 69
261 | 0 | 128 | 12.8 | 0 | 0 | 0 | 70
262 | 0 | 126 | 12.6 | 0 | 0 | 0 | 71
263 | 0 | 124 | 12.4 | 0 | 0 | 0 | 73
264 | 0 | 122 | 12.2 | 0 | 0 | 0 | 74
265 | 0 | 118 | 11.8 | 0 | 0 | 0 | 77
266 | 0 | 114 | 11.4 | 0 | 0 | 0 | 80
267 | 0 | 110 | 11 | 0 | 0 | 0 | 83
268 | 0 | 109 | 10.9 | 0 | 5 | 0 | 83
269 | 0 | 109 | 10.9 | 0 | 10 | 0 | 82
270 | 0 | 108 | 10.8 | 0 | 15 | 30 | 82
271 | 8 | 111 | 11.1 | 0 | 13 | 30 | 79
272 | 69 | 115 | 11.5 | 125 | 12 | 30 | 76
273 | 116 | 118 | 11.8 | 349 | 10 | 50 | 73
274 | 140 | 123 | 12.3 | 508 | 17 | 50 | 72
275 | 123 | 127 | 12.7 | 646 | 24 | 50 | 70
276 | 115 | 132 | 13.2 | 688 | 31 | 50 | 69
277 | 153 | 133 | 13.3 | 522 | 34 | 50 | 69
278 | 155 | 133 | 13.3 | 293 | 38 | 50 | 69
279 | 100 | 134 | 13.4 | 67 | 41 | 50 | 69
280 | 24 | 133 | 13.3 | 0 | 39 | 50 | 70
281 | 0 | 131 | 13.1 | 0 | 38 | 50 | 71
282 | 0 | 130 | 13 | 0 | 36 | 50 | 73
283 | 0 | 127 | 12.7 | 0 | 36 | 50 | 73
284 | 0 | 125 | 12.5 | 0 | 36 | 50 | 72
285 | 0 | 122 | 12.2 | 0 | 36 | 50 | 72
286 | 0 | 121 | 12.1 | 0 | 38 | 50 | 73
287 | 0 | 121 | 12.1 | 0 | 39 | 50 | 73
288 | 0 | 120 | 12 | 0 | 41 | 50 | 74
289 | 0 | 119 | 11.9 | 0 | 41 | 50 | 74
290 | 0 | 119 | 11.9 | 0 | 41 | 50 | 74
291 | 0 | 118 | 11.8 | 0 | 41 | 60 | 74
292 | 0 | 116 | 11.6 | 0 | 27 | 60 | 75
293 | 0 | 114 | 11.4 | 0 | 14 | 60 | 76
294 | 0 | 112 | 11.2 | 0 | 0 | 0 | 76
295 | 8 | 107 | 10.7 | 0 | 0 | 0 | 78
296 | 69 | 103 | 10.3 | 148 | 0 | 0 | 79
297 | 107 | 98 | 9.8 | 426 | 0 | 0 | 80
298 | 127 | 108 | 10.8 | 567 | 0 | 0 | 76
299 | 116 | 118 | 11.8 | 674 | 0 | 0 | 72
300 | 115 | 128 | 12.8 | 692 | 0 | 0 | 69
301 | 112 | 128 | 12.8 | 655 | 7 | 0 | 70
302 | 111 | 128 | 12.8 | 533 | 14 | 0 | 71
303 | 88 | 128 | 12.8 | 332 | 21 | 70 | 72
304 | 33 | 126 | 12.6 | 20 | 14 | 70 | 73
305 | 0 | 123 | 12.3 | 0 | 7 | 70 | 73
306 | 0 | 121 | 12.1 | 0 | 0 | 0 | 74
307 | 0 | 119 | 11.9 | 0 | 0 | 0 | 74
308 | 0 | 116 | 11.6 | 0 | 0 | 0 | 74
309 | 0 | 114 | 11.4 | 0 | 0 | 0 | 73
310 | 0 | 109 | 10.9 | 0 | 0 | 0 | 76
311 | 0 | 103 | 10.3 | 0 | 0 | 0 | 79
312 | 0 | 98 | 9.8 | 0 | 0 | 0 | 82
313 | 0 | 97 | 9.7 | 0 | 0 | 0 | 82
314 | 0 | 97 | 9.7 | 0 | 0 | 0 | 82
315 | 0 | 96 | 9.6 | 0 | 0 | 0 | 81
316 | 0 | 91 | 9.1 | 0 | 3 | 0 | 82
317 | 0 | 87 | 8.7 | 0 | 7 | 0 | 84
318 | 0 | 82 | 8.2 | 0 | 10 | 150 | 85
319 | 9 | 81 | 8.1 | 0 | 27 | 150 | 83
320 | 70 | 81 | 8.1 | 157 | 45 | 150 | 81
321 | 106 | 80 | 8 | 438 | 62 | 200 | 80
322 | 130 | 97 | 9.7 | 566 | 69 | 200 | 74
323 | 125 | 115 | 11.5 | 642 | 75 | 200 | 69
324 | 154 | 132 | 13.2 | 564 | 82 | 180 | 64
325 | 180 | 132 | 13.2 | 405 | 80 | 180 | 67
326 | 168 | 132 | 13.2 | 222 | 79 | 180 | 70
327 | 106 | 132 | 13.2 | 57 | 77 | 250 | 73
328 | 24 | 131 | 13.1 | 0 | 68 | 250 | 72
329 | 0 | 131 | 13.1 | 0 | 60 | 250 | 71
330 | 0 | 130 | 13 | 0 | 51 | 210 | 71
331 | 0 | 131 | 13.1 | 0 | 65 | 210 | 72
332 | 0 | 133 | 13.3 | 0 | 79 | 210 | 74
333 | 0 | 134 | 13.4 | 0 | 93 | 240 | 75
334 | 0 | 133 | 13.3 | 0 | 103 | 240 | 71
335 | 0 | 133 | 13.3 | 0 | 113 | 240 | 68
336 | 0 | 132 | 13.2 | 0 | 123 | 250 | 64
337 | 0 | 132 | 13.2 | 0 | 121 | 250 | 63
338 | 0 | 132 | 13.2 | 0 | 120 | 250 | 63
339 | 0 | 132 | 13.2 | 0 | 118 | 250 | 62
340 | 0 | 133 | 13.3 | 0 | 122 | 250 | 65
341 | 0 | 133 | 13.3 | 0 | 125 | 250 | 68
342 | 0 | 134 | 13.4 | 0 | 129 | 250 | 70
343 | 4 | 133 | 13.3 | 0 | 119 | 250 | 71
344 | 39 | 133 | 13.3 | 0 | 108 | 250 | 72
345 | 99 | 132 | 13.2 | 0 | 98 | 250 | 73
346 | 149 | 133 | 13.3 | 1 | 117 | 250 | 73
347 | 177 | 133 | 13.3 | 7 | 135 | 250 | 74
348 | 183 | 134 | 13.4 | 8 | 154 | 250 | 75
349 | 167 | 135 | 13.5 | 6 | 147 | 250 | 76
350 | 128 | 135 | 13.5 | 0 | 141 | 250 | 77
351 | 71 | 136 | 13.6 | 0 | 134 | 260 | 78
352 | 16 | 137 | 13.7 | 0 | 130 | 260 | 78
353 | 0 | 137 | 13.7 | 0 | 127 | 260 | 77
354 | 0 | 138 | 13.8 | 0 | 123 | 260 | 76
355 | 0 | 139 | 13.9 | 0 | 96 | 260 | 76
356 | 0 | 141 | 14.1 | 0 | 68 | 260 | 76
357 | 0 | 142 | 14.2 | 0 | 41 | 270 | 75
358 | 0 | 141 | 14.1 | 0 | 50 | 270 | 74
359 | 0 | 139 | 13.9 | 0 | 58 | 270 | 73
360 | 0 | 138 | 13.8 | 0 | 67 | 310 | 72
361 | 0 | 138 | 13.8 | 0 | 72 | 310 | 73
362 | 0 | 138 | 13.8 | 0 | 77 | 310 | 74
363 | 0 | 138 | 13.8 | 0 | 82 | 310 | 74
364 | 0 | 138 | 13.8 | 0 | 74 | 310 | 74
365 | 0 | 138 | 13.8 | 0 | 65 | 310 | 74
366 | 0 | 138 | 13.8 | 0 | 57 | 290 | 74
367 | 8 | 139 | 13.9 | 0 | 55 | 290 | 76
368 | 71 | 139 | 13.9 | 102 | 53 | 290 | 77
369 | 119 | 140 | 14 | 351 | 51 | 240 | 78
370 | 152 | 143 | 14.3 | 464 | 46 | 240 | 76
371 | 157 | 145 | 14.5 | 543 | 41 | 240 | 73
372 | 194 | 148 | 14.8 | 487 | 36 | 200 | 70
373 | 179 | 148 | 14.8 | 479 | 45 | 200 | 71
374 | 125 | 148 | 14.8 | 483 | 53 | 200 | 73
375 | 93 | 148 | 14.8 | 317 | 62 | 250 | 74
376 | 36 | 145 | 14.5 | 37 | 48 | 250 | 77
377 | 0 | 143 | 14.3 | 0 | 35 | 250 | 80
378 | 0 | 140 | 14 | 0 | 21 | 210 | 83
379 | 0 | 139 | 13.9 | 0 | 14 | 210 | 80
380 | 0 | 139 | 13.9 | 0 | 7 | 210 | 76
381 | 0 | 138 | 13.8 | 0 | 0 | 0 | 72
382 | 0 | 137 | 13.7 | 0 | 5 | 0 | 74
383 | 0 | 135 | 13.5 | 0 | 10 | 0 | 76
384 | 0 | 134 | 13.4 | 0 | 15 | 180 | 78
385 | 0 | 132 | 13.2 | 0 | 10 | 180 | 79
386 | 0 | 130 | 13 | 0 | 5 | 180 | 80
387 | 0 | 128 | 12.8 | 0 | 0 | 0 | 81
388 | 0 | 129 | 12.9 | 0 | 7 | 0 | 81
389 | 0 | 131 | 13.1 | 0 | 14 | 0 | 81
390 | 0 | 132 | 13.2 | 0 | 21 | 180 | 80
391 | 9 | 132 | 13.2 | 0 | 14 | 180 | 81
392 | 72 | 132 | 13.2 | 145 | 7 | 180 | 83
393 | 109 | 132 | 13.2 | 427 | 0 | 0 | 84
394 | 130 | 141 | 14.1 | 566 | 9 | 0 | 81
395 | 107 | 149 | 14.9 | 698 | 17 | 0 | 77
396 | 110 | 158 | 15.8 | 706 | 26 | 180 | 74
397 | 114 | 156 | 15.6 | 652 | 40 | 180 | 79
398 | 115 | 154 | 15.4 | 524 | 53 | 180 | 84
399 | 90 | 152 | 15.2 | 335 | 67 | 260 | 90
400 | 39 | 151 | 15.1 | 30 | 60 | 260 | 89
401 | 0 | 149 | 14.9 | 0 | 53 | 260 | 87
402 | 0 | 148 | 14.8 | 0 | 46 | 250 | 86
403 | 0 | 143 | 14.3 | 0 | 41 | 250 | 85
404 | 0 | 139 | 13.9 | 0 | 36 | 250 | 84
405 | 0 | 134 | 13.4 | 0 | 31 | 210 | 83
406 | 0 | 133 | 13.3 | 0 | 34 | 210 | 83
407 | 0 | 131 | 13.1 | 0 | 38 | 210 | 83
408 | 0 | 130 | 13 | 0 | 41 | 180 | 83
409 | 0 | 129 | 12.9 | 0 | 36 | 180 | 84
410 | 0 | 129 | 12.9 | 0 | 31 | 180 | 84
411 | 0 | 128 | 12.8 | 0 | 26 | 180 | 84
412 | 0 | 128 | 12.8 | 0 | 38 | 180 | 83
413 | 0 | 128 | 12.8 | 0 | 50 | 180 | 82
414 | 0 | 128 | 12.8 | 0 | 62 | 180 | 81
415 | 9 | 129 | 12.9 | 0 | 53 | 180 | 81
416 | 73 | 131 | 13.1 | 125 | 45 | 180 | 81
417 | 125 | 132 | 13.2 | 294 | 36 | 170 | 81
418 | 159 | 139 | 13.9 | 439 | 46 | 170 | 78
419 | 159 | 145 | 14.5 | 557 | 57 | 170 | 76
420 | 133 | 152 | 15.2 | 648 | 67 | 180 | 73
421 | 120 | 153 | 15.3 | 644 | 69 | 180 | 74
422 | 116 | 153 | 15.3 | 541 | 70 | 180 | 75
423 | 87 | 154 | 15.4 | 373 | 72 | 210 | 76
424 | 39 | 151 | 15.1 | 58 | 72 | 210 | 76
425 | 1 | 149 | 14.9 | 0 | 72 | 210 | 75
426 | 0 | 146 | 14.6 | 0 | 72 | 210 | 75
427 | 0 | 143 | 14.3 | 0 | 72 | 210 | 75
428 | 0 | 141 | 14.1 | 0 | 72 | 210 | 75
429 | 0 | 138 | 13.8 | 0 | 72 | 160 | 74
430 | 0 | 141 | 14.1 | 0 | 77 | 160 | 66
431 | 0 | 145 | 14.5 | 0 | 82 | 160 | 58
432 | 0 | 148 | 14.8 | 0 | 87 | 180 | 50
433 | 0 | 149 | 14.9 | 0 | 91 | 180 | 48
434 | 0 | 151 | 15.1 | 0 | 94 | 180 | 46
435 | 0 | 152 | 15.2 | 0 | 98 | 170 | 44
436 | 0 | 152 | 15.2 | 0 | 100 | 170 | 47
437 | 0 | 152 | 15.2 | 0 | 101 | 170 | 50
438 | 0 | 152 | 15.2 | 0 | 103 | 180 | 53
439 | 10 | 152 | 15.2 | 0 | 100 | 180 | 56
440 | 73 | 152 | 15.2 | 152 | 96 | 180 | 59
441 | 120 | 152 | 15.2 | 361 | 93 | 180 | 62
442 | 170 | 156 | 15.6 | 363 | 93 | 180 | 61
443 | 237 | 160 | 16 | 202 | 93 | 180 | 60
444 | 234 | 164 | 16.4 | 70 | 93 | 190 | 59
445 | 230 | 165 | 16.5 | 248 | 96 | 190 | 60
446 | 148 | 165 | 16.5 | 419 | 100 | 190 | 61
447 | 95 | 166 | 16.6 | 351 | 103 | 210 | 62
448 | 40 | 161 | 16.1 | 46 | 106 | 210 | 68
449 | 1 | 155 | 15.5 | 0 | 110 | 210 | 74
450 | 0 | 150 | 15 | 0 | 113 | 220 | 80
451 | 0 | 147 | 14.7 | 0 | 116 | 220 | 79
452 | 0 | 145 | 14.5 | 0 | 120 | 220 | 78
453 | 0 | 142 | 14.2 | 0 | 123 | 240 | 77
454 | 0 | 141 | 14.1 | 0 | 127 | 240 | 76
455 | 0 | 139 | 13.9 | 0 | 130 | 240 | 75
456 | 0 | 138 | 13.8 | 0 | 134 | 250 | 74
457 | 0 | 134 | 13.4 | 0 | 130 | 250 | 74
458 | 0 | 130 | 13 | 0 | 127 | 250 | 74
459 | 0 | 126 | 12.6 | 0 | 123 | 240 | 74
460 | 0 | 128 | 12.8 | 0 | 127 | 240 | 71
461 | 0 | 131 | 13.1 | 0 | 130 | 240 | 69
462 | 0 | 133 | 13.3 | 0 | 134 | 250 | 67
463 | 5 | 131 | 13.1 | 0 | 130 | 250 | 69
464 | 53 | 130 | 13 | 0 | 127 | 250 | 71
465 | 137 | 128 | 12.8 | 22 | 123 | 300 | 73
466 | 201 | 124 | 12.4 | 114 | 115 | 300 | 76
467 | 245 | 120 | 12 | 189 | 106 | 300 | 79
468 | 227 | 116 | 11.6 | 309 | 98 | 330 | 82
469 | 233 | 110 | 11 | 184 | 102 | 310 | 82
470 | 179 | 112 | 11.2 | 103 | 97 | 310 | 85
471 | 106 | 114 | 11.4 | 11 | 93 | 310 | 83
472 | 30 | 113 | 11.3 | 0 | 80 | 310 | 78
473 | 1 | 111 | 11.1 | 0 | 66 | 340 | 73
474 | 0 | 110 | 11 | 0 | 93 | 340 | 67
475 | 0 | 103 | 10.3 | 0 | 100 | 340 | 72
476 | 0 | 95 | 9.5 | 0 | 106 | 340 | 76
477 | 0 | 88 | 8.8 | 0 | 113 | 30 | 80
478 | 0 | 91 | 9.1 | 0 | 120 | 30 | 78
479 | 0 | 93 | 9.3 | 0 | 127 | 30 | 75
480 | 0 | 96 | 9.6 | 0 | 134 | 360 | 73
481 | 0 | 93 | 9.3 | 0 | 121 | 360 | 75
482 | 0 | 89 | 8.9 | 0 | 108 | 360 | 77
483 | 0 | 86 | 8.6 | 0 | 95 | 360 | 79
484 | 0 | 83 | 8.3 | 0 | 83 | 360 | 81
485 | 0 | 79 | 7.9 | 0 | 70 | 360 | 84
486 | 0 | 76 | 7.6 | 0 | 57 | 50 | 86
487 | 7 | 81 | 8.1 | 0 | 52 | 50 | 77
488 | 67 | 87 | 8.7 | 40 | 46 | 50 | 68
489 | 149 | 92 | 9.2 | 96 | 41 | 20 | 60
490 | 203 | 85 | 8.5 | 158 | 74 | 20 | 59
491 | 251 | 77 | 7.7 | 155 | 106 | 20 | 57
492 | 261 | 70 | 7 | 159 | 139 | 20 | 56
493 | 247 | 71 | 7.1 | 55 | 144 | 20 | 62
494 | 167 | 71 | 7.1 | 26 | 149 | 20 | 68
495 | 81 | 72 | 7.2 | 0 | 154 | 20 | 74
496 | 24 | 75 | 7.5 | 0 | 144 | 20 | 70
497 | 1 | 79 | 7.9 | 0 | 133 | 20 | 65
498 | 0 | 82 | 8.2 | 0 | 123 | 20 | 61
499 | 0 | 84 | 8.4 | 0 | 123 | 20 | 60
500 | 0 | 86 | 8.6 | 0 | 123 | 20 | 59
501 | 0 | 88 | 8.8 | 0 | 123 | 340 | 59
502 | 0 | 89 | 8.9 | 0 | 113 | 340 | 57
503 | 0 | 89 | 8.9 | 0 | 103 | 340 | 56
504 | 0 | 90 | 9 | 0 | 93 | 20 | 54
505 | 0 | 90 | 9 | 0 | 89 | 20 | 54
506 | 0 | 90 | 9 | 0 | 86 | 20 | 54
507 | 0 | 90 | 9 | 0 | 82 | 20 | 54
508 | 0 | 88 | 8.8 | 0 | 80 | 20 | 54
509 | 0 | 86 | 8.6 | 0 | 79 | 20 | 55
510 | 0 | 84 | 8.4 | 0 | 77 | 20 | 55
511 | 10 | 88 | 8.8 | 0 | 72 | 20 | 57
512 | 76 | 92 | 9.2 | 119 | 67 | 20 | 59
513 | 130 | 96 | 9.6 | 303 | 62 | 20 | 61
514 | 171 | 100 | 10 | 375 | 56 | 20 | 62
515 | 231 | 104 | 10.4 | 322 | 51 | 20 | 64
516 | 222 | 108 | 10.8 | 331 | 46 | 330 | 65
517 | 226 | 111 | 11.1 | 273 | 62 | 330 | 69
518 | 203 | 113 | 11.3 | 185 | 77 | 330 | 73
519 | 131 | 116 | 11.6 | 109 | 93 | 340 | 76
520 | 44 | 119 | 11.9 | 2 | 86 | 340 | 77
521 | 1 | 121 | 12.1 | 0 | 79 | 340 | 78
522 | 0 | 124 | 12.4 | 0 | 72 | 340 | 78
523 | 0 | 126 | 12.6 | 0 | 67 | 340 | 80
524 | 0 | 128 | 12.8 | 0 | 62 | 340 | 82
525 | 0 | 130 | 13 | 0 | 57 | 360 | 83
526 | 0 | 130 | 13 | 0 | 55 | 360 | 84
527 | 0 | 130 | 13 | 0 | 53 | 360 | 85
528 | 0 | 130 | 13 | 0 | 51 | 360 | 86
529 | 0 | 130 | 13 | 0 | 48 | 360 | 86
530 | 0 | 130 | 13 | 0 | 44 | 360 | 87
531 | 0 | 130 | 13 | 0 | 41 | 360 | 87
532 | 0 | 130 | 13 | 0 | 38 | 360 | 87
533 | 0 | 130 | 13 | 0 | 34 | 360 | 87
534 | 0 | 130 | 13 | 0 | 31 | 360 | 87
535 | 9 | 130 | 13 | 0 | 26 | 360 | 87
536 | 74 | 130 | 13 | 49 | 20 | 360 | 87
537 | 144 | 130 | 13 | 113 | 15 | 330 | 87
538 | 205 | 133 | 13.3 | 215 | 10 | 330 | 85
539 | 217 | 135 | 13.5 | 343 | 5 | 330 | 83
540 | 208 | 138 | 13.8 | 431 | 0 | 0 | 81
541 | 169 | 138 | 13.8 | 501 | 0 | 0 | 81
542 | 161 | 138 | 13.8 | 419 | 0 | 0 | 80
543 | 100 | 138 | 13.8 | 351 | 0 | 0 | 79
544 | 45 | 136 | 13.6 | 72 | 0 | 0 | 80
545 | 1 | 134 | 13.4 | 0 | 0 | 0 | 80
546 | 0 | 132 | 13.2 | 0 | 0 | 0 | 80
547 | 0 | 131 | 13.1 | 0 | 0 | 0 | 80
548 | 0 | 131 | 13.1 | 0 | 0 | 0 | 81
549 | 0 | 130 | 13 | 0 | 0 | 0 | 81
550 | 0 | 127 | 12.7 | 0 | 0 | 0 | 82
551 | 0 | 123 | 12.3 | 0 | 0 | 0 | 84
552 | 0 | 120 | 12 | 0 | 0 | 0 | 85
553 | 0 | 123 | 12.3 | 0 | 0 | 0 | 82
554 | 0 | 125 | 12.5 | 0 | 0 | 0 | 79
555 | 0 | 128 | 12.8 | 0 | 0 | 0 | 77
556 | 0 | 128 | 12.8 | 0 | 5 | 0 | 76
557 | 0 | 128 | 12.8 | 0 | 10 | 0 | 75
558 | 0 | 128 | 12.8 | 0 | 15 | 330 | 75
559 | 6 | 129 | 12.9 | 0 | 10 | 330 | 74
560 | 62 | 129 | 12.9 | 0 | 5 | 330 | 73
561 | 147 | 130 | 13 | 8 | 0 | 0 | 73
562 | 213 | 131 | 13.1 | 25 | 12 | 0 | 73
563 | 247 | 133 | 13.3 | 44 | 24 | 0 | 74
564 | 257 | 134 | 13.4 | 46 | 36 | 340 | 75
565 | 229 | 135 | 13.5 | 10 | 33 | 340 | 73
566 | 161 | 135 | 13.5 | 3 | 29 | 340 | 72
567 | 85 | 136 | 13.6 | 0 | 26 | 50 | 70
568 | 27 | 135 | 13.5 | 0 | 28 | 50 | 72
569 | 1 | 133 | 13.3 | 0 | 29 | 50 | 74
570 | 0 | 132 | 13.2 | 0 | 31 | 30 | 76
571 | 0 | 132 | 13.2 | 0 | 21 | 30 | 74
572 | 0 | 132 | 13.2 | 0 | 10 | 30 | 73
573 | 0 | 132 | 13.2 | 0 | 0 | 0 | 72
574 | 0 | 132 | 13.2 | 0 | 0 | 0 | 72
575 | 0 | 132 | 13.2 | 0 | 0 | 0 | 72
576 | 0 | 132 | 13.2 | 0 | 0 | 0 | 72
577 | 0 | 131 | 13.1 | 0 | 0 | 0 | 73
578 | 0 | 129 | 12.9 | 0 | 0 | 0 | 74
579 | 0 | 128 | 12.8 | 0 | 0 | 0 | 75
580 | 0 | 128 | 12.8 | 0 | 41 | 60 | 72
581 | 0 | 128 | 12.8 | 0 | 21 | 60 | 74
582 | 0 | 128 | 12.8 | 0 | 0 | 0 | 77
583 | 10 | 128 | 12.8 | 0 | 0 | 0 | 77
584 | 78 | 128 | 12.8 | 94 | 0 | 0 | 78
585 | 139 | 128 | 12.8 | 285 | 0 | 0 | 79
586 | 203 | 131 | 13.1 | 285 | 0 | 0 | 78
587 | 273 | 135 | 13.5 | 188 | 0 | 0 | 78
588 | 265 | 138 | 13.8 | 158 | 0 | 0 | 77
589 | 267 | 137 | 13.7 | 104 | 17 | 0 | 79
590 | 204 | 137 | 13.7 | 106 | 34 | 0 | 81
591 | 130 | 136 | 13.6 | 60 | 51 | 360 | 83
592 | 46 | 135 | 13.5 | 0 | 49 | 360 | 84
593 | 2 | 133 | 13.3 | 0 | 48 | 360 | 84
594 | 0 | 132 | 13.2 | 0 | 46 | 360 | 84
595 | 0 | 132 | 13.2 | 0 | 41 | 360 | 83
596 | 0 | 132 | 13.2 | 0 | 36 | 360 | 83
597 | 0 | 132 | 13.2 | 0 | 31 | 360 | 82
598 | 0 | 132 | 13.2 | 0 | 21 | 360 | 82
599 | 0 | 132 | 13.2 | 0 | 10 | 360 | 81
600 | 0 | 132 | 13.2 | 0 | 0 | 0 | 81
601 | 0 | 130 | 13 | 0 | 0 | 0 | 82
602 | 0 | 128 | 12.8 | 0 | 0 | 0 | 83
603 | 0 | 126 | 12.6 | 0 | 0 | 0 | 83
604 | 0 | 122 | 12.2 | 0 | 0 | 0 | 84
605 | 0 | 118 | 11.8 | 0 | 0 | 0 | 85
606 | 0 | 114 | 11.4 | 0 | 0 | 0 | 85
607 | 11 | 113 | 11.3 | 0 | 0 | 0 | 87
608 | 79 | 113 | 11.3 | 167 | 0 | 0 | 88
609 | 122 | 112 | 11.2 | 431 | 0 | 0 | 89
610 | 138 | 117 | 11.7 | 570 | 0 | 0 | 87
611 | 185 | 123 | 12.3 | 547 | 0 | 0 | 85
612 | 163 | 128 | 12.8 | 582 | 0 | 0 | 83
613 | 173 | 131 | 13.1 | 506 | 10 | 0 | 81
614 | 161 | 133 | 13.3 | 395 | 21 | 0 | 79
615 | 142 | 136 | 13.6 | 165 | 31 | 360 | 77
616 | 49 | 134 | 13.4 | 5 | 21 | 360 | 78
617 | 1 | 132 | 13.2 | 0 | 10 | 360 | 78
618 | 0 | 130 | 13 | 0 | 0 | 0 | 79
619 | 0 | 129 | 12.9 | 0 | 10 | 0 | 77
620 | 0 | 129 | 12.9 | 0 | 21 | 0 | 75
621 | 0 | 128 | 12.8 | 0 | 31 | 360 | 74
622 | 0 | 127 | 12.7 | 0 | 21 | 360 | 75
623 | 0 | 127 | 12.7 | 0 | 10 | 360 | 76
624 | 0 | 126 | 12.6 | 0 | 0 | 0 | 78
625 | 0 | 125 | 12.5 | 0 | 0 | 0 | 78
626 | 0 | 123 | 12.3 | 0 | 0 | 0 | 78
627 | 0 | 122 | 12.2 | 0 | 0 | 0 | 78
628 | 0 | 121 | 12.1 | 0 | 0 | 0 | 78
629 | 0 | 121 | 12.1 | 0 | 0 | 0 | 78
630 | 0 | 120 | 12 | 0 | 0 | 0 | 78
631 | 7 | 121 | 12.1 | 0 | 10 | 0 | 79
632 | 66 | 121 | 12.1 | 0 | 21 | 0 | 79
633 | 152 | 122 | 12.2 | 8 | 31 | 50 | 80
634 | 211 | 125 | 12.5 | 82 | 33 | 50 | 78
635 | 256 | 129 | 12.9 | 123 | 34 | 50 | 77
636 | 284 | 132 | 13.2 | 133 | 36 | 50 | 76
637 | 272 | 132 | 13.2 | 105 | 38 | 50 | 76
638 | 209 | 131 | 13.1 | 109 | 39 | 50 | 77
639 | 135 | 131 | 13.1 | 63 | 41 | 50 | 77
640 | 47 | 131 | 13.1 | 0 | 43 | 50 | 78
641 | 2 | 130 | 13 | 0 | 44 | 50 | 78
642 | 0 | 130 | 13 | 0 | 46 | 40 | 79
643 | 0 | 129 | 12.9 | 0 | 31 | 40 | 78
644 | 0 | 129 | 12.9 | 0 | 15 | 40 | 76
645 | 0 | 128 | 12.8 | 0 | 0 | 0 | 75
646 | 0 | 129 | 12.9 | 0 | 0 | 0 | 75
647 | 0 | 129 | 12.9 | 0 | 0 | 0 | 76
648 | 0 | 130 | 13 | 0 | 0 | 0 | 77
649 | 0 | 127 | 12.7 | 0 | 0 | 0 | 78
650 | 0 | 125 | 12.5 | 0 | 0 | 0 | 79
651 | 0 | 122 | 12.2 | 0 | 0 | 0 | 80
652 | 0 | 121 | 12.1 | 0 | 0 | 0 | 81
653 | 0 | 119 | 11.9 | 0 | 0 | 0 | 81
654 | 0 | 118 | 11.8 | 0 | 0 | 0 | 82
655 | 8 | 119 | 11.9 | 0 | 0 | 0 | 83
656 | 73 | 119 | 11.9 | 26 | 0 | 0 | 84
657 | 154 | 120 | 12 | 110 | 0 | 0 | 85
658 | 219 | 125 | 12.5 | 68 | 9 | 0 | 83
659 | 248 | 131 | 13.1 | 10 | 17 | 0 | 81
660 | 202 | 136 | 13.6 | 10 | 26 | 190 | 79
661 | 238 | 140 | 14 | 138 | 22 | 190 | 78
662 | 184 | 144 | 14.4 | 287 | 19 | 190 | 77
663 | 113 | 148 | 14.8 | 323 | 15 | 210 | 76
664 | 57 | 145 | 14.5 | 54 | 20 | 210 | 78
665 | 3 | 143 | 14.3 | 0 | 26 | 210 | 81
666 | 0 | 140 | 14 | 0 | 31 | 90 | 83
667 | 0 | 135 | 13.5 | 0 | 21 | 90 | 84
668 | 0 | 131 | 13.1 | 0 | 10 | 90 | 86
669 | 0 | 126 | 12.6 | 0 | 0 | 0 | 87
670 | 0 | 125 | 12.5 | 0 | 0 | 0 | 88
671 | 0 | 125 | 12.5 | 0 | 0 | 0 | 88
672 | 0 | 124 | 12.4 | 0 | 0 | 0 | 89
673 | 0 | 127 | 12.7 | 0 | 0 | 0 | 89
674 | 0 | 129 | 12.9 | 0 | 0 | 0 | 89
675 | 0 | 132 | 13.2 | 0 | 0 | 0 | 89
676 | 0 | 133 | 13.3 | 0 | 0 | 0 | 89
677 | 0 | 135 | 13.5 | 0 | 0 | 0 | 88
678 | 0 | 136 | 13.6 | 0 | 0 | 0 | 88
679 | 5 | 135 | 13.5 | 0 | 0 | 0 | 89
680 | 49 | 133 | 13.3 | 0 | 0 | 0 | 89
681 | 113 | 132 | 13.2 | 0 | 0 | 0 | 90
682 | 185 | 135 | 13.5 | 11 | 0 | 0 | 85
683 | 250 | 139 | 13.9 | 10 | 0 | 0 | 80
684 | 256 | 142 | 14.2 | 67 | 0 | 0 | 74
685 | 240 | 141 | 14.1 | 10 | 0 | 0 | 78
686 | 171 | 139 | 13.9 | 4 | 0 | 0 | 81
687 | 92 | 138 | 13.8 | 0 | 0 | 0 | 84
688 | 30 | 138 | 13.8 | 0 | 0 | 0 | 84
689 | 1 | 138 | 13.8 | 0 | 0 | 0 | 84
690 | 0 | 138 | 13.8 | 0 | 0 | 0 | 83
691 | 0 | 139 | 13.9 | 0 | 0 | 0 | 82
692 | 0 | 139 | 13.9 | 0 | 0 | 0 | 81
693 | 0 | 140 | 14 | 0 | 0 | 0 | 79
694 | 0 | 137 | 13.7 | 0 | 15 | 0 | 81
695 | 0 | 135 | 13.5 | 0 | 31 | 0 | 82
696 | 0 | 132 | 13.2 | 0 | 46 | 220 | 84
697 | 0 | 133 | 13.3 | 0 | 48 | 220 | 84
698 | 0 | 133 | 13.3 | 0 | 49 | 220 | 85
699 | 0 | 134 | 13.4 | 0 | 51 | 220 | 85
700 | 0 | 135 | 13.5 | 0 | 49 | 220 | 87
701 | 0 | 135 | 13.5 | 0 | 48 | 220 | 88
702 | 0 | 136 | 13.6 | 0 | 46 | 250 | 89
703 | 6 | 137 | 13.7 | 0 | 55 | 250 | 88
704 | 50 | 139 | 13.9 | 0 | 63 | 250 | 87
705 | 114 | 140 | 14 | 0 | 72 | 250 | 85
706 | 187 | 141 | 14.1 | 11 | 81 | 250 | 86
707 | 244 | 141 | 14.1 | 25 | 89 | 250 | 87
708 | 256 | 142 | 14.2 | 68 | 98 | 250 | 88
709 | 247 | 143 | 14.3 | 46 | 86 | 250 | 87
710 | 206 | 143 | 14.3 | 16 | 74 | 250 | 86
711 | 127 | 144 | 14.4 | 12 | 62 | 220 | 85
712 | 50 | 143 | 14.3 | 0 | 65 | 220 | 86
713 | 3 | 143 | 14.3 | 0 | 69 | 220 | 86
714 | 0 | 142 | 14.2 | 0 | 72 | 210 | 87
715 | 0 | 141 | 14.1 | 0 | 75 | 210 | 85
716 | 0 | 139 | 13.9 | 0 | 79 | 210 | 84
717 | 0 | 138 | 13.8 | 0 | 82 | 190 | 83
718 | 0 | 139 | 13.9 | 0 | 82 | 190 | 81
719 | 0 | 141 | 14.1 | 0 | 82 | 190 | 79
720 | 0 | 142 | 14.2 | 0 | 82 | 200 | 77
721 | 0 | 142 | 14.2 | 0 | 82 | 200 | 78
722 | 0 | 142 | 14.2 | 0 | 82 | 200 | 78
723 | 0 | 142 | 14.2 | 0 | 82 | 220 | 77
724 | 0 | 141 | 14.1 | 0 | 82 | 220 | 80
725 | 0 | 141 | 14.1 | 0 | 82 | 220 | 82
726 | 0 | 140 | 14 | 0 | 82 | 240 | 84
727 | 13 | 141 | 14.1 | 0 | 80 | 240 | 84
728 | 78 | 141 | 14.1 | 193 | 79 | 240 | 84
729 | 132 | 142 | 14.2 | 412 | 77 | 260 | 83
730 | 157 | 141 | 14.1 | 509 | 96 | 260 | 78
731 | 202 | 141 | 14.1 | 455 | 115 | 260 | 72
732 | 247 | 140 | 14 | 320 | 134 | 300 | 66
733 | 258 | 139 | 13.9 | 192 | 132 | 300 | 68
734 | 203 | 137 | 13.7 | 112 | 131 | 300 | 70
735 | 128 | 136 | 13.6 | 18 | 129 | 300 | 71
736 | 41 | 131 | 13.1 | 0 | 131 | 300 | 76
737 | 2 | 127 | 12.7 | 0 | 132 | 300 | 81
738 | 0 | 124 | 12.4 | 0 | 134 | 310 | 83
739 | 0 | 125 | 12.5 | 0 | 127 | 310 | 81
740 | 0 | 126 | 12.6 | 0 | 120 | 310 | 78
741 | 0 | 127 | 12.7 | 0 | 114 | 310 | 75
742 | 0 | 127 | 12.7 | 0 | 107 | 310 | 73
743 | 0 | 125 | 12.5 | 0 | 100 | 310 | 71
744 | 0 | 122 | 12.2 | 0 | 36 | 70 | 70
745 | 0 | 119 | 11.9 | 0 | 38 | 70 | 69
746 | 0 | 116 | 11.6 | 0 | 39 | 70 | 68
747 | 0 | 113 | 11.3 | 0 | 41 | 70 | 67
748 | 0 | 112 | 11.2 | 0 | 41 | 70 | 67
749 | 0 | 111 | 11.1 | 0 | 41 | 70 | 66
750 | 0 | 110 | 11 | 0 | 41 | 60 | 70
751 | 12 | 127 | 12.7 | 0 | 50 | 60 | 63
752 | 87 | 143 | 14.3 | 99 | 58 | 60 | 56
753 | 151 | 160 | 16 | 272 | 67 | 50 | 50
754 | 185 | 152 | 15.2 | 410 | 65 | 50 | 52
755 | 186 | 144 | 14.4 | 519 | 64 | 50 | 54
756 | 173 | 136 | 13.6 | 579 | 62 | 50 | 56
757 | 209 | 135 | 13.5 | 472 | 62 | 50 | 57
758 | 155 | 135 | 13.5 | 459 | 62 | 50 | 58
759 | 120 | 134 | 13.4 | 312 | 62 | 50 | 59
760 | 64 | 120 | 12 | 60 | 53 | 50 | 62
761 | 4 | 114 | 11.4 | 0 | 45 | 50 | 65
762 | 0 | 108 | 10.8 | 0 | 36 | 60 | 69
763 | 0 | 108 | 10.8 | 0 | 43 | 60 | 70
764 | 0 | 108 | 10.8 | 0 | 50 | 60 | 71
765 | 0 | 108 | 10.8 | 0 | 57 | 50 | 72
766 | 0 | 109 | 10.9 | 0 | 57 | 50 | 74
767 | 0 | 111 | 11.1 | 0 | 57 | 50 | 75
768 | 0 | 112 | 11.2 | 0 | 57 | 60 | 76
769 | 0 | 109 | 10.9 | 0 | 77 | 60 | 72
770 | 0 | 107 | 10.7 | 0 | 98 | 60 | 67
771 | 0 | 104 | 10.4 | 0 | 118 | 70 | 61
772 | 0 | 99 | 9.9 | 0 | 127 | 70 | 59
773 | 0 | 93 | 9.3 | 0 | 135 | 70 | 57
774 | 0 | 88 | 8.8 | 0 | 144 | 60 | 54
775 | 14 | 90 | 9 | 0 | 134 | 60 | 53
776 | 77 | 93 | 9.3 | 193 | 124 | 60 | 52
777 | 159 | 95 | 9.5 | 308 | 113 | 60 | 51
778 | 207 | 98 | 9.8 | 407 | 103 | 60 | 51
779 | 244 | 100 | 10 | 440 | 93 | 70 | 50
780 | 251 | 100 | 10 | 452 | 93 | 70 | 52
781 | 239 | 98 | 9.8 | 427 | 86 | 70 | 52
782 | 206 | 96 | 9.6 | 360 | 79 | 70 | 52
783 | 134 | 94 | 9.4 | 283 | 72 | 50 | 51
784 | 69 | 89 | 8.9 | 46 | 57 | 50 | 52
785 | 5 | 83 | 8.3 | 0 | 41 | 50 | 53
786 | 0 | 78 | 7.8 | 0 | 26 | 80 | 55
787 | 0 | 75 | 7.5 | 0 | 25 | 80 | 56
788 | 0 | 73 | 7.3 | 0 | 24 | 80 | 57
789 | 0 | 70 | 7 | 0 | 23 | 80 | 58
790 | 0 | 67 | 6.7 | 0 | 23 | 80 | 59
791 | 0 | 65 | 6.5 | 0 | 22 | 80 | 61
792 | 0 | 62 | 6.2 | 0 | 21 | 80 | 62
793 | 0 | 57 | 5.7 | 0 | 21 | 80 | 64
794 | 0 | 53 | 5.3 | 0 | 21 | 80 | 66
795 | 0 | 48 | 4.8 | 0 | 21 | 140 | 68
796 | 0 | 70 | 7 | 0 | 15 | 200 | 61
797 | 0 | 60 | 6 | 0 | 20 | 200 | 65
798 | 0 | 50 | 5 | 0 | 26 | 160 | 69
799 | 15 | 59 | 5.9 | 0 | 24 | 160 | 71
800 | 90 | 67 | 6.7 | 164 | 23 | 160 | 73
801 | 145 | 76 | 7.6 | 349 | 21 | 150 | 75
802 | 160 | 91 | 9.1 | 530 | 21 | 150 | 66
803 | 139 | 105 | 10.5 | 674 | 21 | 150 | 59
804 | 120 | 120 | 12 | 736 | 21 | 250 | 53
805 | 130 | 119 | 11.9 | 679 | 21 | 250 | 52
806 | 137 | 119 | 11.9 | 554 | 21 | 250 | 52
807 | 116 | 118 | 11.8 | 372 | 21 | 250 | 52
808 | 61 | 112 | 11.2 | 104 | 21 | 250 | 56
809 | 5 | 106 | 10.6 | 0 | 21 | 250 | 61
810 | 0 | 100 | 10 | 0 | 21 | 180 | 65
811 | 0 | 99 | 9.9 | 0 | 28 | 180 | 70
812 | 0 | 97 | 9.7 | 0 | 34 | 180 | 74
813 | 0 | 96 | 9.6 | 0 | 41 | 160 | 79
814 | 0 | 101 | 10.1 | 0 | 48 | 160 | 78
815 | 0 | 105 | 10.5 | 0 | 55 | 160 | 78
816 | 0 | 110 | 11 | 0 | 62 | 190 | 77
817 | 0 | 111 | 11.1 | 0 | 72 | 190 | 78
818 | 0 | 113 | 11.3 | 0 | 83 | 190 | 78
819 | 0 | 114 | 11.4 | 0 | 93 | 240 | 77
820 | 0 | 119 | 11.9 | 0 | 67 | 240 | 77
821 | 0 | 125 | 12.5 | 0 | 41 | 240 | 76
822 | 0 | 130 | 13 | 0 | 15 | 250 | 75
823 | 11 | 131 | 13.1 | 0 | 48 | 250 | 76
824 | 81 | 133 | 13.3 | 44 | 80 | 250 | 78
825 | 165 | 134 | 13.4 | 102 | 113 | 270 | 79
826 | 245 | 138 | 13.8 | 111 | 106 | 270 | 77
827 | 302 | 142 | 14.2 | 103 | 100 | 270 | 75
828 | 265 | 146 | 14.6 | 192 | 93 | 270 | 72
829 | 292 | 140 | 14 | 101 | 93 | 270 | 77
830 | 227 | 137 | 13.7 | 104 | 86 | 270 | 78
831 | 151 | 135 | 13.5 | 61 | 80 | 270 | 80
832 | 60 | 132 | 13.2 | 0 | 73 | 270 | 81
833 | 4 | 130 | 13 | 0 | 67 | 260 | 82
834 | 0 | 124 | 12.4 | 0 | 57 | 260 | 80
835 | 0 | 121 | 12.1 | 0 | 48 | 260 | 83
836 | 0 | 119 | 11.9 | 0 | 40 | 260 | 86
837 | 0 | 116 | 11.6 | 0 | 31 | 180 | 89
838 | 0 | 119 | 11.9 | 0 | 34 | 180 | 88
839 | 0 | 121 | 12.1 | 0 | 38 | 180 | 86
840 | 0 | 124 | 12.4 | 0 | 41 | 290 | 85
841 | 0 | 122 | 12.2 | 0 | 34 | 290 | 86
842 | 0 | 120 | 12 | 0 | 26 | 180 | 88
843 | 0 | 116 | 11.6 | 0 | 21 | 160 | 89
844 | 0 | 111 | 11.1 | 0 | 17 | 160 | 90
845 | 0 | 105 | 10.5 | 0 | 14 | 160 | 90
846 | 0 | 100 | 10 | 0 | 10 | 180 | 91
847 | 14 | 111 | 11.1 | 0 | 12 | 180 | 89
848 | 92 | 121 | 12.1 | 81 | 13 | 180 | 86
849 | 172 | 132 | 13.2 | 172 | 15 | 200 | 83
850 | 268 | 137 | 13.7 | 136 | 20 | 200 | 78
851 | 312 | 143 | 14.3 | 127 | 26 | 200 | 72
852 | 267 | 148 | 14.8 | 194 | 31 | 300 | 67
853 | 269 | 147 | 14.7 | 223 | 43 | 300 | 67
854 | 191 | 146 | 14.6 | 314 | 39 | 300 | 68
855 | 134 | 146 | 14.6 | 266 | 36 | 300 | 70
856 | 70 | 140 | 14 | 52 | 32 | 300 | 72
857 | 6 | 135 | 13.5 | 0 | 28 | 300 | 74
858 | 0 | 128 | 12.8 | 0 | 23 | 300 | 74
859 | 0 | 125 | 12.5 | 0 | 18 | 300 | 75
860 | 0 | 121 | 12.1 | 0 | 14 | 300 | 76
861 | 0 | 118 | 11.8 | 0 | 10 | 140 | 76
862 | 0 | 119 | 11.9 | 0 | 26 | 140 | 79
863 | 0 | 120 | 12 | 0 | 41 | 170 | 82
864 | 0 | 116 | 11.6 | 0 | 41 | 170 | 80
865 | 0 | 117 | 11.7 | 0 | 39 | 170 | 78
866 | 0 | 119 | 11.9 | 0 | 38 | 170 | 75
867 | 0 | 120 | 12 | 0 | 36 | 180 | 72
868 | 0 | 124 | 12.4 | 0 | 36 | 180 | 73
869 | 0 | 127 | 12.7 | 0 | 36 | 180 | 73
870 | 0 | 131 | 13.1 | 0 | 36 | 170 | 73
871 | 15 | 137 | 13.7 | 0 | 33 | 170 | 72
872 | 93 | 142 | 14.2 | 70 | 29 | 170 | 70
873 | 183 | 148 | 14.8 | 68 | 26 | 160 | 69
874 | 240 | 151 | 15.1 | 167 | 22 | 160 | 66
875 | 280 | 155 | 15.5 | 222 | 19 | 160 | 63
876 | 261 | 158 | 15.8 | 311 | 15 | 300 | 61
877 | 211 | 160 | 16 | 473 | 36 | 250 | 59
878 | 143 | 160 | 16 | 549 | 33 | 250 | 63
879 | 123 | 160 | 16 | 389 | 31 | 280 | 66
880 | 74 | 151 | 15.1 | 102 | 28 | 280 | 72
881 | 7 | 141 | 14.1 | 0 | 24 | 280 | 77
882 | 0 | 132 | 13.2 | 0 | 21 | 180 | 83
883 | 0 | 126 | 12.6 | 0 | 19 | 180 | 85
884 | 0 | 121 | 12.1 | 0 | 17 | 180 | 87
885 | 0 | 115 | 11.5 | 0 | 15 | 160 | 88
886 | 0 | 110 | 11 | 0 | 13 | 160 | 89
887 | 0 | 105 | 10.5 | 0 | 12 | 160 | 91
888 | 0 | 100 | 10 | 0 | 10 | 220 | 92
889 | 0 | 98 | 9.8 | 0 | 15 | 220 | 92
890 | 0 | 96 | 9.6 | 0 | 21 | 220 | 92
891 | 0 | 94 | 9.4 | 0 | 26 | 170 | 92
892 | 0 | 97 | 9.7 | 0 | 34 | 170 | 90
893 | 0 | 100 | 10 | 0 | 41 | 170 | 87
894 | 0 | 105 | 10.5 | 0 | 10 | 150 | 86
895 | 18 | 110 | 11 | 0 | 12 | 150 | 86
896 | 95 | 115 | 11.5 | 192 | 13 | 150 | 85
897 | 139 | 120 | 12 | 432 | 15 | 240 | 89
898 | 150 | 125 | 12.5 | 592 | 18 | 240 | 82
899 | 137 | 129 | 12.9 | 697 | 20 | 240 | 80
900 | 127 | 134 | 13.4 | 733 | 23 | 240 | 77
901 | 134 | 139 | 13.9 | 686 | 26 | 240 | 75
902 | 136 | 143 | 14.3 | 579 | 28 | 240 | 75
903 | 125 | 148 | 14.8 | 386 | 31 | 20 | 74
904 | 76 | 142 | 14.2 | 99 | 29 | 20 | 79
905 | 7 | 136 | 13.6 | 0 | 28 | 20 | 83
906 | 0 | 130 | 13 | 0 | 26 | 60 | 87
907 | 0 | 129 | 12.9 | 0 | 28 | 60 | 88
908 | 0 | 129 | 12.9 | 0 | 29 | 60 | 89
909 | 0 | 128 | 12.8 | 0 | 31 | 70 | 89
910 | 0 | 125 | 12.5 | 0 | 33 | 70 | 89
911 | 0 | 123 | 12.3 | 0 | 34 | 70 | 89
912 | 0 | 120 | 12 | 0 | 36 | 50 | 89
913 | 0 | 115 | 11.5 | 0 | 24 | 50 | 90
914 | 0 | 109 | 10.9 | 0 | 12 | 50 | 90
915 | 0 | 104 | 10.4 | 0 | 0 | 0 | 90
916 | 0 | 97 | 9.7 | 0 | 0 | 0 | 94
917 | 0 | 90 | 9 | 0 | 0 | 0 | 93
918 | 0 | 94 | 9.4 | 0 | 15 | 170 | 93
919 | 18 | 101 | 10.1 | 0 | 10 | 170 | 93
920 | 98 | 109 | 10.9 | 164 | 5 | 170 | 92
921 | 153 | 116 | 11.6 | 354 | 0 | 0 | 91
922 | 181 | 123 | 12.3 | 464 | 15 | 250 | 88
923 | 201 | 131 | 13.1 | 495 | 28 | 250 | 84
924 | 218 | 138 | 13.8 | 467 | 41 | 40 | 81
925 | 242 | 139 | 13.9 | 406 | 38 | 40 | 81
926 | 201 | 139 | 13.9 | 383 | 34 | 40 | 81
927 | 135 | 140 | 14 | 321 | 31 | 40 | 80
928 | 77 | 136 | 13.6 | 83 | 29 | 40 | 82
929 | 8 | 132 | 13.2 | 0 | 28 | 40 | 83
930 | 0 | 128 | 12.8 | 0 | 26 | 70 | 85
931 | 0 | 123 | 12.3 | 0 | 28 | 70 | 86
932 | 0 | 117 | 11.7 | 0 | 29 | 70 | 88
933 | 0 | 112 | 11.2 | 0 | 31 | 110 | 89
934 | 0 | 101 | 10.1 | 0 | 15 | 110 | 88
935 | 0 | 90 | 9 | 0 | 0 | 0 | 87
936 | 0 | 90 | 9 | 0 | 0 | 0 | 90
937 | 0 | 90 | 9 | 0 | 21 | 170 | 93
938 | 0 | 89 | 8.9 | 0 | 10 | 170 | 92
939 | 0 | 88 | 8.8 | 0 | 0 | 0 | 90
940 | 0 | 84 | 8.4 | 0 | 7 | 0 | 91
941 | 0 | 80 | 8 | 0 | 14 | 0 | 92
942 | 0 | 76 | 7.6 | 0 | 21 | 170 | 92
943 | 19 | 87 | 8.7 | 0 | 19 | 170 | 91
944 | 107 | 99 | 9.9 | 167 | 17 | 170 | 90
945 | 141 | 110 | 11 | 442 | 15 | 210 | 89
946 | 150 | 121 | 12.1 | 603 | 15 | 210 | 81
947 | 138 | 132 | 13.2 | 705 | 15 | 210 | 73
948 | 126 | 143 | 14.3 | 745 | 15 | 290 | 67
949 | 134 | 141 | 14.1 | 698 | 25 | 290 | 71
950 | 134 | 140 | 14 | 598 | 36 | 290 | 76
951 | 126 | 138 | 13.8 | 402 | 46 | 30 | 80
952 | 80 | 134 | 13.4 | 116 | 41 | 30 | 83
953 | 9 | 129 | 12.9 | 0 | 36 | 30 | 85
954 | 0 | 125 | 12.5 | 0 | 31 | 80 | 86
955 | 0 | 115 | 11.5 | 0 | 31 | 80 | 87
956 | 0 | 106 | 10.6 | 0 | 31 | 80 | 88
957 | 0 | 96 | 9.6 | 0 | 31 | 180 | 88
958 | 0 | 100 | 10 | 0 | 31 | 170 | 71
959 | 0 | 99 | 9.9 | 0 | 23 | 170 | 81
960 | 0 | 98 | 9.8 | 0 | 15 | 50 | 79
961 | 0 | 99 | 9.9 | 0 | 24 | 50 | 80
962 | 0 | 101 | 10.1 | 0 | 32 | 50 | 82
963 | 0 | 102 | 10.2 | 0 | 41 | 160 | 83
964 | 0 | 103 | 10.3 | 0 | 43 | 160 | 72
965 | 0 | 105 | 10.5 | 0 | 44 | 160 | 61
966 | 0 | 106 | 10.6 | 0 | 46 | 170 | 50
967 | 20 | 115 | 11.5 | 0 | 45 | 170 | 52
968 | 109 | 124 | 12.4 | 173 | 44 | 170 | 54
969 | 142 | 133 | 13.3 | 448 | 44 | 10 | 56
970 | 154 | 142 | 14.2 | 596 | 43 | 10 | 57
971 | 135 | 151 | 15.1 | 700 | 42 | 10 | 58
972 | 145 | 160 | 16 | 693 | 41 | 250 | 59
973 | 159 | 156 | 15.6 | 625 | 43 | 250 | 62
974 | 162 | 152 | 15.2 | 504 | 44 | 250 | 65
975 | 138 | 148 | 14.8 | 331 | 46 | 300 | 69
976 | 81 | 144 | 14.4 | 84 | 34 | 300 | 73
977 | 8 | 140 | 14 | 0 | 21 | 130 | 77
978 | 0 | 130 | 13 | 0 | 26 | 160 | 79
979 | 0 | 130 | 13 | 0 | 36 | 160 | 78
980 | 0 | 130 | 13 | 0 | 47 | 160 | 76
981 | 0 | 130 | 13 | 0 | 57 | 190 | 75
982 | 0 | 129 | 12.9 | 0 | 55 | 190 | 77
983 | 0 | 127 | 12.7 | 0 | 53 | 190 | 80
984 | 0 | 126 | 12.6 | 0 | 51 | 190 | 82
985 | 0 | 122 | 12.2 | 0 | 49 | 190 | 82
986 | 0 | 118 | 11.8 | 0 | 48 | 190 | 82
987 | 0 | 114 | 11.4 | 0 | 46 | 180 | 82
988 | 0 | 113 | 11.3 | 0 | 46 | 180 | 80
989 | 0 | 111 | 11.1 | 0 | 46 | 180 | 79
990 | 0 | 110 | 11 | 0 | 46 | 190 | 77
991 | 21 | 122 | 12.2 | 0 | 50 | 190 | 74
992 | 111 | 135 | 13.5 | 176 | 53 | 190 | 70
993 | 143 | 147 | 14.7 | 453 | 57 | 190 | 66
994 | 152 | 160 | 16 | 608 | 46 | 210 | 68
995 | 141 | 160 | 16 | 706 | 41 | 230 | 68
996 | 127 | 160 | 16 | 748 | 46 | 230 | 62
997 | 127 | 157 | 15.7 | 715 | 51 | 230 | 67
998 | 141 | 155 | 15.5 | 586 | 57 | 230 | 71
999 | 124 | 152 | 15.2 | 406 | 62 | 290 | 76
1000 | 79 | 140 | 14 | 106 | 51 | 290 | 82
1001 | 8 | 140 | 14 | 0 | 31 | 290 | 82
1002 | 0 | 140 | 14 | 0 | 10 | 240 | 81
1003 | 0 | 137 | 13.7 | 0 | 13 | 240 | 82
1004 | 0 | 134 | 13.4 | 0 | 17 | 240 | 83
1005 | 0 | 131 | 13.1 | 0 | 21 | 100 | 83
1006 | 0 | 120 | 12 | 0 | 24 | 100 | 82
1007 | 0 | 121 | 12.1 | 0 | 27 | 100 | 83
1008 | 0 | 123 | 12.3 | 0 | 31 | 180 | 84
1009 | 0 | 122 | 12.2 | 0 | 33 | 180 | 82
1010 | 0 | 122 | 12.2 | 0 | 34 | 180 | 79
1011 | 0 | 121 | 12.1 | 0 | 36 | 160 | 77
1012 | 0 | 121 | 12.1 | 0 | 39 | 160 | 76
1013 | 0 | 122 | 12.2 | 0 | 43 | 160 | 75
1014 | 0 | 122 | 12.2 | 0 | 46 | 170 | 74
1015 | 21 | 130 | 13 | 0 | 36 | 170 | 67
1016 | 113 | 136 | 13.6 | 176 | 41 | 170 | 70
1017 | 144 | 142 | 14.2 | 455 | 46 | 200 | 72
1018 | 154 | 149 | 14.9 | 609 | 44 | 200 | 69
1019 | 134 | 155 | 15.5 | 712 | 43 | 200 | 67
1020 | 148 | 162 | 16.2 | 693 | 41 | 240 | 64
1021 | 144 | 157 | 15.7 | 667 | 38 | 240 | 69
1022 | 151 | 151 | 15.1 | 556 | 34 | 240 | 73
1023 | 135 | 146 | 14.6 | 384 | 31 | 350 | 78
1024 | 85 | 141 | 14.1 | 91 | 31 | 350 | 81
1025 | 9 | 137 | 13.7 | 0 | 31 | 350 | 84
1026 | 0 | 132 | 13.2 | 0 | 31 | 50 | 87
1027 | 0 | 131 | 13.1 | 0 | 33 | 50 | 89
1028 | 0 | 131 | 13.1 | 0 | 34 | 50 | 90
1029 | 0 | 130 | 13 | 0 | 36 | 220 | 91
1030 | 0 | 126 | 12.6 | 0 | 29 | 220 | 89
1031 | 0 | 122 | 12.2 | 0 | 22 | 220 | 87
1032 | 0 | 118 | 11.8 | 0 | 15 | 190 | 85
1033 | 0 | 112 | 11.2 | 0 | 15 | 190 | 87
1034 | 0 | 106 | 10.6 | 0 | 15 | 190 | 89
1035 | 0 | 100 | 10 | 0 | 15 | 180 | 92
1036 | 0 | 100 | 10 | 0 | 15 | 180 | 92
1037 | 0 | 100 | 10 | 0 | 15 | 180 | 92
1038 | 0 | 100 | 10 | 0 | 15 | 170 | 92
1039 | 23 | 90 | 9 | 0 | 26 | 180 | 93
1040 | 115 | 111 | 11.1 | 181 | 13 | 180 | 92
1041 | 148 | 132 | 13.2 | 450 | 0 | 0 | 89
1042 | 140 | 140 | 14 | 637 | 7 | 0 | 83
1043 | 143 | 148 | 14.8 | 708 | 14 | 0 | 77
1044 | 131 | 156 | 15.6 | 747 | 21 | 20 | 71
1045 | 129 | 161 | 16.1 | 717 | 17 | 20 | 69
1046 | 141 | 167 | 16.7 | 595 | 14 | 20 | 66
1047 | 136 | 172 | 17.2 | 390 | 10 | 10 | 63
1048 | 88 | 166 | 16.6 | 110 | 36 | 10 | 68
1049 | 10 | 160 | 16 | 0 | 62 | 190 | 72
1050 | 0 | 170 | 17 | 0 | 72 | 180 | 38
1051 | 0 | 170 | 17 | 0 | 103 | 200 | 36
1052 | 0 | 158 | 15.8 | 0 | 100 | 200 | 49
1053 | 0 | 146 | 14.6 | 0 | 98 | 180 | 62
1054 | 0 | 149 | 14.9 | 0 | 91 | 180 | 67
1055 | 0 | 153 | 15.3 | 0 | 84 | 180 | 72
1056 | 0 | 156 | 15.6 | 0 | 77 | 230 | 77
1057 | 0 | 145 | 14.5 | 0 | 113 | 250 | 78
1058 | 0 | 135 | 13.5 | 0 | 85 | 250 | 79
1059 | 0 | 124 | 12.4 | 0 | 57 | 250 | 80
1060 | 0 | 120 | 12 | 0 | 64 | 250 | 82
1061 | 0 | 116 | 11.6 | 0 | 70 | 250 | 83
1062 | 0 | 112 | 11.2 | 0 | 77 | 200 | 84
1063 | 12 | 116 | 11.6 | 0 | 97 | 200 | 78
1064 | 94 | 120 | 12 | 24 | 118 | 270 | 71
1065 | 187 | 116 | 11.6 | 116 | 134 | 290 | 78
1066 | 272 | 124 | 12.4 | 118 | 120 | 290 | 74
1067 | 279 | 132 | 13.2 | 197 | 107 | 290 | 70
1068 | 289 | 140 | 14 | 201 | 93 | 280 | 66
1069 | 271 | 138 | 13.8 | 194 | 83 | 280 | 66
1070 | 254 | 135 | 13.5 | 113 | 72 | 280 | 67
1071 | 168 | 133 | 13.3 | 94 | 62 | 290 | 67
1072 | 85 | 129 | 12.9 | 31 | 62 | 290 | 69
1073 | 10 | 126 | 12.6 | 0 | 62 | 290 | 70
1074 | 0 | 122 | 12.2 | 0 | 62 | 320 | 71
1075 | 0 | 124 | 12.4 | 0 | 65 | 320 | 72
1076 | 0 | 126 | 12.6 | 0 | 69 | 320 | 72
1077 | 0 | 128 | 12.8 | 0 | 72 | 320 | 73
1078 | 0 | 127 | 12.7 | 0 | 67 | 320 | 76
1079 | 0 | 127 | 12.7 | 0 | 62 | 320 | 80
1080 | 0 | 126 | 12.6 | 0 | 57 | 320 | 83
1081 | 0 | 130 | 13 | 0 | 64 | 320 | 88
1082 | 0 | 120 | 12 | 0 | 72 | 360 | 88
1083 | 0 | 122 | 12.2 | 0 | 72 | 360 | 87
1084 | 0 | 120 | 12 | 0 | 77 | 10 | 88
1085 | 0 | 125 | 12.5 | 0 | 77 | 10 | 88
1086 | 0 | 130 | 13 | 0 | 77 | 10 | 87
1087 | 17 | 133 | 13.3 | 0 | 79 | 10 | 87
1088 | 84 | 135 | 13.5 | 124 | 80 | 10 | 88
1089 | 191 | 138 | 13.8 | 111 | 82 | 360 | 88
1090 | 245 | 141 | 14.1 | 266 | 77 | 360 | 86
1091 | 252 | 144 | 14.4 | 419 | 72 | 360 | 85
1092 | 208 | 147 | 14.7 | 569 | 67 | 350 | 83
1093 | 195 | 147 | 14.7 | 554 | 53 | 350 | 83
1094 | 170 | 148 | 14.8 | 499 | 40 | 350 | 83
1095 | 137 | 148 | 14.8 | 371 | 26 | 10 | 82
1096 | 86 | 146 | 14.6 | 123 | 28 | 10 | 84
1097 | 11 | 144 | 14.4 | 0 | 29 | 10 | 86
1098 | 0 | 142 | 14.2 | 0 | 31 | 320 | 88
1099 | 0 | 137 | 13.7 | 0 | 33 | 320 | 88
1100 | 0 | 133 | 13.3 | 0 | 34 | 320 | 88
1101 | 0 | 128 | 12.8 | 0 | 36 | 290 | 87
1102 | 0 | 123 | 12.3 | 0 | 33 | 290 | 89
1103 | 0 | 119 | 11.9 | 0 | 29 | 290 | 90
1104 | 0 | 114 | 11.4 | 0 | 26 | 170 | 91
1105 | 0 | 116 | 11.6 | 0 | 29 | 170 | 90
1106 | 0 | 118 | 11.8 | 0 | 33 | 170 | 89
1107 | 0 | 120 | 12 | 0 | 36 | 200 | 88
1108 | 0 | 117 | 11.7 | 0 | 38 | 200 | 86
1109 | 0 | 115 | 11.5 | 0 | 39 | 200 | 84
1110 | 0 | 112 | 11.2 | 0 | 41 | 170 | 82
1111 | 26 | 119 | 11.9 | 0 | 46 | 170 | 79
1112 | 116 | 127 | 12.7 | 214 | 52 | 170 | 77
1113 | 149 | 134 | 13.4 | 471 | 57 | 210 | 75
1114 | 158 | 141 | 14.1 | 617 | 62 | 210 | 72
1115 | 149 | 149 | 14.9 | 689 | 67 | 210 | 70
1116 | 202 | 156 | 15.6 | 584 | 72 | 230 | 67
1117 | 224 | 156 | 15.6 | 479 | 67 | 230 | 67
1118 | 214 | 156 | 15.6 | 347 | 62 | 230 | 66
1119 | 171 | 156 | 15.6 | 183 | 57 | 230 | 66
1120 | 90 | 152 | 15.2 | 54 | 62 | 230 | 64
1121 | 11 | 148 | 14.8 | 0 | 67 | 230 | 63
1122 | 0 | 144 | 14.4 | 0 | 72 | 200 | 61
1123 | 0 | 140 | 14 | 0 | 82 | 200 | 59
1124 | 0 | 136 | 13.6 | 0 | 93 | 200 | 57
1125 | 0 | 132 | 13.2 | 0 | 103 | 190 | 54
1126 | 0 | 133 | 13.3 | 0 | 101 | 190 | 58
1127 | 0 | 135 | 13.5 | 0 | 100 | 190 | 62
1128 | 0 | 136 | 13.6 | 0 | 98 | 190 | 65
1129 | 0 | 135 | 13.5 | 0 | 94 | 190 | 68
1130 | 0 | 135 | 13.5 | 0 | 91 | 190 | 70
1131 | 0 | 134 | 13.4 | 0 | 87 | 190 | 73
1132 | 0 | 137 | 13.7 | 0 | 87 | 190 | 75
1133 | 0 | 140 | 14 | 0 | 88 | 260 | 77
1134 | 0 | 136 | 13.6 | 0 | 103 | 260 | 79
1135 | 25 | 136 | 13.6 | 0 | 103 | 260 | 77
1136 | 111 | 137 | 13.7 | 167 | 103 | 260 | 75
1137 | 178 | 137 | 13.7 | 310 | 103 | 260 | 72
1138 | 215 | 138 | 13.8 | 400 | 100 | 260 | 70
1139 | 238 | 139 | 13.9 | 433 | 96 | 260 | 68
1140 | 253 | 140 | 14 | 418 | 92 | 260 | 66
1141 | 260 | 136 | 13.6 | 357 | 89 | 260 | 63
1142 | 219 | 133 | 13.3 | 309 | 86 | 260 | 62
1143 | 177 | 130 | 13 | 177 | 82 | 290 | 61
1144 | 90 | 127 | 12.7 | 45 | 84 | 290 | 61
1145 | 10 | 123 | 12.3 | 0 | 85 | 290 | 61
1146 | 0 | 120 | 12 | 0 | 87 | 280 | 61
1147 | 0 | 121 | 12.1 | 0 | 85 | 280 | 62
1148 | 0 | 121 | 12.1 | 0 | 84 | 280 | 62
1149 | 0 | 122 | 12.2 | 0 | 82 | 280 | 62
1150 | 0 | 120 | 12 | 0 | 89 | 280 | 62
1151 | 0 | 118 | 11.8 | 0 | 96 | 280 | 61
1152 | 0 | 116 | 11.6 | 0 | 103 | 310 | 61
1153 | 0 | 114 | 11.4 | 0 | 103 | 310 | 58
1154 | 0 | 112 | 11.2 | 0 | 103 | 310 | 54
1155 | 0 | 110 | 11 | 0 | 103 | 310 | 51
1156 | 0 | 108 | 10.8 | 0 | 103 | 310 | 47
1157 | 0 | 106 | 10.6 | 0 | 103 | 310 | 43
1158 | 0 | 104 | 10.4 | 0 | 103 | 350 | 40
1159 | 29 | 106 | 10.6 | 0 | 92 | 350 | 38
1160 | 123 | 108 | 10.8 | 180 | 82 | 350 | 38
1161 | 187 | 110 | 11 | 358 | 72 | 360 | 39
1162 | 228 | 113 | 11.3 | 461 | 62 | 360 | 38
1163 | 246 | 115 | 11.5 | 518 | 51 | 360 | 38
1164 | 168 | 118 | 11.8 | 661 | 41 | 20 | 39
1165 | 149 | 120 | 12 | 674 | 36 | 20 | 37
1166 | 223 | 122 | 12.2 | 455 | 28 | 20 | 37
1167 | 165 | 124 | 12.4 | 365 | 21 | 20 | 38
1168 | 103 | 116 | 11.6 | 108 | 21 | 20 | 42
1169 | 13 | 108 | 10.8 | 0 | 21 | 20 | 46
1170 | 0 | 100 | 10 | 0 | 21 | 90 | 50
1171 | 0 | 100 | 10 | 0 | 21 | 90 | 48
1172 | 0 | 100 | 10 | 0 | 21 | 90 | 47
1173 | 0 | 100 | 10 | 0 | 21 | 90 | 46
1174 | 0 | 101 | 10.1 | 0 | 14 | 90 | 45
1175 | 0 | 101 | 10.1 | 0 | 7 | 90 | 45
1176 | 0 | 102 | 10.2 | 0 | 0 | 0 | 46
1177 | 0 | 98 | 9.8 | 0 | 9 | 0 | 47
1178 | 0 | 93 | 9.3 | 0 | 17 | 0 | 48
1179 | 0 | 89 | 8.9 | 0 | 26 | 70 | 49
1180 | 0 | 91 | 9.1 | 0 | 41 | 70 | 49
1181 | 0 | 94 | 9.4 | 0 | 57 | 70 | 50
1182 | 0 | 96 | 9.6 | 0 | 72 | 80 | 51
1183 | 23 | 99 | 9.9 | 0 | 69 | 80 | 49
1184 | 105 | 103 | 10.3 | 2 | 65 | 80 | 48
1185 | 148 | 106 | 10.6 | 0 | 62 | 90 | 47
1186 | 200 | 108 | 10.8 | 14 | 64 | 90 | 48
1187 | 239 | 110 | 11 | 7 | 67 | 70 | 50
1188 | 241 | 112 | 11.2 | 19 | 93 | 70 | 57
1189 | 225 | 106 | 10.6 | 17 | 103 | 70 | 61
1190 | 188 | 100 | 10 | 8 | 113 | 60 | 66
1191 | 128 | 98 | 9.8 | 0 | 103 | 70 | 68
1192 | 56 | 96 | 9.6 | 0 | 96 | 70 | 67
1193 | 6 | 94 | 9.4 | 0 | 89 | 70 | 66
1194 | 0 | 92 | 9.2 | 0 | 82 | 70 | 65
1195 | 0 | 93 | 9.3 | 0 | 75 | 70 | 66
1196 | 0 | 93 | 9.3 | 0 | 69 | 70 | 66
1197 | 0 | 94 | 9.4 | 0 | 62 | 80 | 67
1198 | 0 | 95 | 9.5 | 0 | 60 | 80 | 68
1199 | 0 | 95 | 9.5 | 0 | 59 | 80 | 69
1200 | 0 | 96 | 9.6 | 0 | 57 | 80 | 69
1201 | 0 | 94 | 9.4 | 0 | 53 | 80 | 71
1202 | 0 | 92 | 9.2 | 0 | 50 | 80 | 72
1203 | 0 | 90 | 9 | 0 | 46 | 100 | 73
1204 | 0 | 86 | 8.6 | 0 | 43 | 100 | 76
1205 | 0 | 82 | 8.2 | 0 | 39 | 100 | 79
1206 | 0 | 78 | 7.8 | 0 | 36 | 70 | 82
1207 | 14 | 84 | 8.4 | 0 | 39 | 70 | 79
1208 | 77 | 90 | 9 | 0 | 43 | 70 | 77
1209 | 149 | 96 | 9.6 | 1 | 46 | 70 | 74
1210 | 234 | 101 | 10.1 | 6 | 55 | 70 | 70
1211 | 299 | 107 | 10.7 | 19 | 63 | 70 | 66
1212 | 314 | 112 | 11.2 | 65 | 72 | 80 | 62
1213 | 279 | 112 | 11.2 | 85 | 77 | 80 | 63
1214 | 243 | 111 | 11.1 | 51 | 82 | 80 | 64
1215 | 174 | 111 | 11.1 | 17 | 87 | 70 | 65
1216 | 80 | 107 | 10.7 | 0 | 73 | 70 | 70
1217 | 9 | 102 | 10.2 | 0 | 60 | 70 | 75
1218 | 0 | 98 | 9.8 | 0 | 46 | 70 | 80
1219 | 0 | 100 | 10 | 0 | 67 | 60 | 71
1220 | 0 | 97 | 9.7 | 0 | 54 | 60 | 77
1221 | 0 | 94 | 9.4 | 0 | 41 | 70 | 83
1222 | 0 | 94 | 9.4 | 0 | 34 | 70 | 85
1223 | 0 | 94 | 9.4 | 0 | 28 | 70 | 86
1224 | 0 | 94 | 9.4 | 0 | 21 | 80 | 88
1225 | 0 | 92 | 9.2 | 0 | 31 | 80 | 88
1226 | 0 | 90 | 9 | 0 | 41 | 70 | 87
1227 | 0 | 86 | 8.6 | 0 | 82 | 80 | 90
1228 | 0 | 87 | 8.7 | 0 | 91 | 80 | 84
1229 | 0 | 87 | 8.7 | 0 | 99 | 80 | 79
1230 | 0 | 88 | 8.8 | 0 | 108 | 80 | 73
1231 | 17 | 91 | 9.1 | 0 | 106 | 80 | 69
1232 | 100 | 94 | 9.4 | 0 | 105 | 80 | 65
1233 | 194 | 97 | 9.7 | 40 | 103 | 70 | 61
1234 | 269 | 97 | 9.7 | 90 | 93 | 70 | 59
1235 | 327 | 96 | 9.6 | 119 | 82 | 70 | 56
1236 | 364 | 96 | 9.6 | 125 | 72 | 60 | 54
1237 | 282 | 95 | 9.5 | 251 | 79 | 60 | 60
1238 | 296 | 93 | 9.3 | 146 | 86 | 60 | 65
1239 | 199 | 92 | 9.2 | 154 | 93 | 50 | 71
1240 | 96 | 88 | 8.8 | 21 | 96 | 50 | 64
1241 | 10 | 84 | 8.4 | 0 | 100 | 50 | 56
1242 | 0 | 80 | 8 | 0 | 103 | 50 | 48
1243 | 0 | 83 | 8.3 | 0 | 103 | 50 | 46
1244 | 0 | 85 | 8.5 | 0 | 103 | 50 | 44
1245 | 0 | 88 | 8.8 | 0 | 103 | 40 | 45
1246 | 0 | 89 | 8.9 | 0 | 108 | 40 | 45
1247 | 0 | 90 | 9 | 0 | 113 | 40 | 45
1248 | 0 | 80 | 8 | 0 | 118 | 30 | 53
1249 | 0 | 85 | 8.5 | 0 | 123 | 30 | 53
1250 | 0 | 91 | 9.1 | 0 | 129 | 30 | 53
1251 | 0 | 96 | 9.6 | 0 | 134 | 30 | 53
1252 | 0 | 95 | 9.5 | 0 | 127 | 30 | 53
1253 | 0 | 93 | 9.3 | 0 | 120 | 30 | 53
1254 | 0 | 92 | 9.2 | 0 | 113 | 30 | 53
1255 | 29 | 94 | 9.4 | 0 | 120 | 30 | 53
1256 | 129 | 95 | 9.5 | 85 | 127 | 30 | 53
1257 | 224 | 97 | 9.7 | 184 | 134 | 30 | 53
1258 | 272 | 99 | 9.9 | 206 | 125 | 30 | 54
1259 | 330 | 100 | 10 | 120 | 117 | 30 | 54
1260 | 320 | 102 | 10.2 | 66 | 108 | 30 | 55
1261 | 291 | 101 | 10.1 | 122 | 108 | 30 | 55
1262 | 271 | 100 | 10 | 96 | 108 | 30 | 55
1263 | 201 | 99 | 9.9 | 74 | 108 | 20 | 55
1264 | 95 | 99 | 9.9 | 9 | 108 | 20 | 52
1265 | 11 | 100 | 10 | 0 | 108 | 30 | 50
1266 | 0 | 100 | 10 | 0 | 118 | 20 | 50
1267 | 0 | 101 | 10.1 | 0 | 111 | 20 | 50
1268 | 0 | 103 | 10.3 | 0 | 105 | 20 | 49
1269 | 0 | 104 | 10.4 | 0 | 98 | 40 | 49
1270 | 0 | 104 | 10.4 | 0 | 100 | 40 | 52
1271 | 0 | 104 | 10.4 | 0 | 101 | 40 | 54
1272 | 0 | 104 | 10.4 | 0 | 103 | 20 | 57
1273 | 0 | 100 | 10 | 0 | 91 | 20 | 59
1274 | 0 | 96 | 9.6 | 0 | 79 | 20 | 62
1275 | 0 | 92 | 9.2 | 0 | 67 | 50 | 64
1276 | 0 | 95 | 9.5 | 0 | 60 | 50 | 63
1277 | 0 | 97 | 9.7 | 0 | 53 | 50 | 62
1278 | 0 | 100 | 10 | 0 | 46 | 50 | 61
1279 | 38 | 107 | 10.7 | 0 | 48 | 50 | 67
1280 | 132 | 113 | 11.3 | 198 | 49 | 50 | 72
1281 | 166 | 120 | 12 | 461 | 51 | 40 | 76
1282 | 166 | 123 | 12.3 | 584 | 49 | 40 | 66
1283 | 247 | 125 | 12.5 | 474 | 48 | 40 | 55
1284 | 301 | 128 | 12.8 | 335 | 46 | 30 | 45
1285 | 244 | 128 | 12.8 | 465 | 43 | 30 | 46
1286 | 174 | 128 | 12.8 | 541 | 39 | 30 | 48
1287 | 138 | 128 | 12.8 | 462 | 36 | 350 | 49
1288 | 107 | 124 | 12.4 | 170 | 39 | 350 | 52
1289 | 18 | 120 | 12 | 0 | 41 | 360 | 54
1290 | 0 | 114 | 11.4 | 0 | 72 | 350 | 57
1291 | 0 | 112 | 11.2 | 0 | 67 | 350 | 56
1292 | 0 | 110 | 11 | 0 | 62 | 350 | 56
1293 | 0 | 108 | 10.8 | 0 | 57 | 350 | 56
1294 | 0 | 108 | 10.8 | 0 | 53 | 350 | 58
1295 | 0 | 109 | 10.9 | 0 | 50 | 350 | 60
1296 | 0 | 109 | 10.9 | 0 | 46 | 330 | 62
1297 | 0 | 109 | 10.9 | 0 | 46 | 330 | 64
1298 | 0 | 110 | 11 | 0 | 46 | 330 | 66
1299 | 0 | 109 | 10.9 | 0 | 41 | 330 | 67
1300 | 0 | 109 | 10.9 | 0 | 36 | 330 | 68
1301 | 0 | 109 | 10.9 | 0 | 31 | 330 | 69
1302 | 0 | 108 | 10.8 | 0 | 26 | 350 | 70
1303 | 42 | 114 | 11.4 | 2 | 24 | 350 | 68
1304 | 123 | 120 | 12 | 217 | 23 | 350 | 67
1305 | 186 | 126 | 12.6 | 343 | 21 | 330 | 65
1306 | 206 | 130 | 13 | 505 | 26 | 330 | 63
1307 | 208 | 134 | 13.4 | 608 | 31 | 330 | 62
1308 | 172 | 138 | 13.8 | 701 | 36 | 340 | 60
1309 | 139 | 138 | 13.8 | 736 | 31 | 340 | 62
1310 | 138 | 138 | 13.8 | 661 | 26 | 340 | 64
1311 | 142 | 138 | 13.8 | 473 | 21 | 320 | 66
1312 | 109 | 134 | 13.4 | 175 | 18 | 320 | 69
1313 | 18 | 130 | 13 | 0 | 15 | 320 | 72
1314 | 0 | 124 | 12.4 | 0 | 21 | 330 | 74
1315 | 0 | 120 | 12 | 0 | 36 | 10 | 76
1316 | 0 | 113 | 11.3 | 0 | 34 | 10 | 78
1317 | 0 | 107 | 10.7 | 0 | 33 | 10 | 80
1318 | 0 | 100 | 10 | 0 | 31 | 40 | 82
1319 | 0 | 106 | 10.6 | 0 | 41 | 40 | 80
1320 | 0 | 112 | 11.2 | 0 | 51 | 60 | 77
1321 | 0 | 104 | 10.4 | 0 | 39 | 60 | 80
1322 | 0 | 96 | 9.6 | 0 | 27 | 60 | 83
1323 | 0 | 88 | 8.8 | 0 | 15 | 130 | 85
1324 | 0 | 83 | 8.3 | 0 | 15 | 130 | 86
1325 | 0 | 79 | 7.9 | 0 | 15 | 130 | 86
1326 | 1 | 74 | 7.4 | 0 | 15 | 180 | 85
1327 | 45 | 93 | 9.3 | 17 | 10 | 180 | 78
1328 | 138 | 111 | 11.1 | 163 | 5 | 180 | 71
1329 | 218 | 130 | 13 | 122 | 0 | 0 | 65
1330 | 284 | 133 | 13.3 | 81 | 0 | 0 | 65
1331 | 312 | 137 | 13.7 | 19 | 0 | 0 | 66
1332 | 260 | 140 | 14 | 7 | 0 | 0 | 66
1333 | 235 | 139 | 13.9 | 18 | 7 | 0 | 67
1334 | 198 | 137 | 13.7 | 9 | 14 | 0 | 68
1335 | 138 | 136 | 13.6 | 0 | 21 | 40 | 69
1336 | 64 | 133 | 13.3 | 0 | 29 | 40 | 73
1337 | 8 | 131 | 13.1 | 0 | 38 | 40 | 77
1338 | 0 | 128 | 12.8 | 0 | 46 | 70 | 81
1339 | 0 | 126 | 12.6 | 0 | 38 | 70 | 79
1340 | 0 | 124 | 12.4 | 0 | 29 | 70 | 76
1341 | 0 | 122 | 12.2 | 0 | 21 | 160 | 74
1342 | 0 | 123 | 12.3 | 0 | 23 | 160 | 75
1343 | 0 | 123 | 12.3 | 0 | 24 | 160 | 75
1344 | 0 | 124 | 12.4 | 0 | 26 | 170 | 76
1345 | 0 | 120 | 12 | 0 | 21 | 170 | 78
1346 | 0 | 116 | 11.6 | 0 | 15 | 170 | 79
1347 | 0 | 112 | 11.2 | 0 | 10 | 10 | 80
1348 | 0 | 108 | 10.8 | 0 | 12 | 10 | 82
1349 | 0 | 104 | 10.4 | 0 | 13 | 10 | 84
1350 | 1 | 100 | 10 | 0 | 15 | 150 | 86
1351 | 46 | 114 | 11.4 | 13 | 19 | 150 | 80
1352 | 137 | 128 | 12.8 | 247 | 22 | 150 | 75
1353 | 159 | 142 | 14.2 | 515 | 26 | 210 | 69
1354 | 147 | 144 | 14.4 | 682 | 31 | 210 | 67
1355 | 158 | 146 | 14.6 | 711 | 36 | 210 | 64
1356 | 218 | 148 | 14.8 | 601 | 41 | 70 | 61
1357 | 218 | 149 | 14.9 | 549 | 46 | 70 | 65
1358 | 208 | 151 | 15.1 | 452 | 52 | 70 | 69
1359 | 174 | 152 | 15.2 | 308 | 57 | 40 | 73
1360 | 113 | 145 | 14.5 | 128 | 53 | 40 | 76
1361 | 19 | 139 | 13.9 | 0 | 50 | 40 | 80
1362 | 0 | 132 | 13.2 | 0 | 46 | 60 | 83
1363 | 0 | 125 | 12.5 | 0 | 31 | 60 | 83
1364 | 0 | 117 | 11.7 | 0 | 15 | 60 | 83
1365 | 0 | 110 | 11 | 0 | 0 | 0 | 82
1366 | 0 | 105 | 10.5 | 0 | 7 | 0 | 85
1367 | 0 | 100 | 10 | 0 | 15 | 210 | 87
1368 | 0 | 104 | 10.4 | 0 | 15 | 220 | 83
1369 | 0 | 103 | 10.3 | 0 | 15 | 220 | 84
1370 | 0 | 101 | 10.1 | 0 | 15 | 220 | 85
1371 | 0 | 100 | 10 | 0 | 15 | 210 | 86
1372 | 0 | 103 | 10.3 | 0 | 10 | 210 | 88
1373 | 0 | 107 | 10.7 | 0 | 5 | 210 | 91
1374 | 1 | 110 | 11 | 0 | 0 | 0 | 93
1375 | 47 | 105 | 10.5 | 13 | 7 | 0 | 99
1376 | 140 | 100 | 10 | 235 | 15 | 210 | 87
1377 | 166 | 142 | 14.2 | 501 | 10 | 250 | 81
1378 | 163 | 143 | 14.3 | 637 | 14 | 250 | 80
1379 | 188 | 143 | 14.3 | 629 | 17 | 250 | 78
1380 | 266 | 144 | 14.4 | 472 | 21 | 330 | 76
1381 | 312 | 143 | 14.3 | 256 | 35 | 330 | 78
1382 | 262 | 143 | 14.3 | 89 | 48 | 330 | 79
1383 | 141 | 142 | 14.2 | 0 | 62 | 50 | 81
1384 | 99 | 141 | 14.1 | 8 | 57 | 50 | 78
1385 | 17 | 139 | 13.9 | 0 | 51 | 50 | 75
1386 | 0 | 138 | 13.8 | 0 | 46 | 50 | 72
1387 | 0 | 134 | 13.4 | 0 | 38 | 50 | 74
1388 | 0 | 129 | 12.9 | 0 | 29 | 50 | 75
1389 | 0 | 125 | 12.5 | 0 | 21 | 280 | 77
1390 | 0 | 121 | 12.1 | 0 | 14 | 280 | 79
1391 | 0 | 116 | 11.6 | 0 | 7 | 280 | 82
1392 | 0 | 112 | 11.2 | 0 | 0 | 0 | 84
1393 | 0 | 111 | 11.1 | 0 | 0 | 0 | 86
1394 | 0 | 109 | 10.9 | 0 | 0 | 0 | 89
1395 | 0 | 108 | 10.8 | 0 | 0 | 0 | 91
1396 | 0 | 111 | 11.1 | 0 | 0 | 0 | 90
1397 | 0 | 115 | 11.5 | 0 | 0 | 0 | 90
1398 | 1 | 118 | 11.8 | 0 | 0 | 0 | 89
1399 | 35 | 126 | 12.6 | 0 | 5 | 0 | 80
1400 | 136 | 134 | 13.4 | 121 | 10 | 0 | 72
1401 | 201 | 142 | 14.2 | 339 | 15 | 180 | 64
1402 | 268 | 144 | 14.4 | 302 | 31 | 180 | 68
1403 | 353 | 146 | 14.6 | 147 | 46 | 180 | 71
1404 | 324 | 148 | 14.8 | 79 | 62 | 40 | 74
1405 | 298 | 145 | 14.5 | 84 | 64 | 40 | 76
1406 | 262 | 143 | 14.3 | 52 | 65 | 40 | 77
1407 | 192 | 140 | 14 | 18 | 67 | 60 | 77
1408 | 102 | 139 | 13.9 | 5 | 58 | 60 | 80
1409 | 15 | 137 | 13.7 | 0 | 50 | 60 | 82
1410 | 0 | 131 | 13.1 | 0 | 41 | 60 | 88
1411 | 0 | 133 | 13.3 | 0 | 36 | 60 | 86
1412 | 0 | 134 | 13.4 | 0 | 31 | 60 | 85
1413 | 0 | 134 | 13.4 | 0 | 26 | 50 | 84
1414 | 0 | 133 | 13.3 | 0 | 22 | 50 | 83
1415 | 0 | 131 | 13.1 | 0 | 17 | 50 | 82
1416 | 0 | 130 | 13 | 0 | 0 | 0 | 81
1417 | 0 | 131 | 13.1 | 0 | 10 | 0 | 79
1418 | 0 | 135 | 13.5 | 0 | 21 | 120 | 75
1419 | 0 | 144 | 14.4 | 0 | 41 | 90 | 69
1420 | 0 | 155 | 15.5 | 0 | 34 | 90 | 63
1421 | 0 | 167 | 16.7 | 0 | 26 | 180 | 58
1422 | 1 | 192 | 19.2 | 0 | 67 | 120 | 47
1423 | 33 | 180 | 18 | 0 | 45 | 120 | 58
1424 | 108 | 168 | 16.8 | 0 | 22 | 120 | 70
1425 | 178 | 156 | 15.6 | 6 | 0 | 0 | 84
1426 | 233 | 177 | 17.7 | 10 | 65 | 0 | 67
1427 | 259 | 199 | 19.9 | 23 | 130 | 0 | 52
1428 | 268 | 220 | 22 | 24 | 195 | 150 | 40
1429 | 252 | 218 | 21.8 | 23 | 187 | 150 | 42
1430 | 216 | 216 | 21.6 | 14 | 179 | 150 | 44
1431 | 157 | 214 | 21.4 | 7 | 170 | 150 | 45
1432 | 83 | 212 | 21.2 | 0 | 162 | 150 | 47
1433 | 14 | 210 | 21 | 0 | 154 | 150 | 49
1434 | 0 | 214 | 21.4 | 0 | 170 | 150 | 49
1435 | 0 | 212 | 21.2 | 0 | 152 | 150 | 50
1436 | 0 | 210 | 21 | 0 | 134 | 190 | 53
1437 | 0 | 214 | 21.4 | 0 | 113 | 170 | 49
1438 | 0 | 213 | 21.3 | 0 | 110 | 170 | 49
1439 | 0 | 211 | 21.1 | 0 | 106 | 170 | 49
1440 | 0 | 210 | 21 | 0 | 103 | 160 | 49
1441 | 0 | 206 | 20.6 | 0 | 94 | 160 | 49
1442 | 0 | 202 | 20.2 | 0 | 86 | 160 | 50
1443 | 0 | 198 | 19.8 | 0 | 77 | 180 | 51
1444 | 0 | 197 | 19.7 | 0 | 79 | 180 | 50
1445 | 0 | 197 | 19.7 | 0 | 80 | 180 | 50
1446 | 3 | 196 | 19.6 | 0 | 82 | 170 | 49
1447 | 57 | 195 | 19.5 | 169 | 86 | 170 | 49
1448 | 105 | 195 | 19.5 | 467 | 89 | 170 | 49
1449 | 130 | 194 | 19.4 | 615 | 93 | 180 | 49
1450 | 155 | 196 | 19.6 | 662 | 86 | 180 | 49
1451 | 190 | 198 | 19.8 | 641 | 79 | 180 | 50
1452 | 242 | 200 | 20 | 555 | 72 | 210 | 50
1453 | 185 | 201 | 20.1 | 633 | 72 | 210 | 54
1454 | 170 | 201 | 20.1 | 603 | 72 | 210 | 58
1455 | 131 | 202 | 20.2 | 552 | 72 | 230 | 62
1456 | 82 | 194 | 19.4 | 429 | 69 | 230 | 65
1457 | 31 | 186 | 18.6 | 42 | 67 | 230 | 68
1458 | 0 | 178 | 17.8 | 0 | 64 | 230 | 71
1459 | 0 | 170 | 17 | 0 | 62 | 230 | 75
1460 | 0 | 162 | 16.2 | 0 | 59 | 230 | 79
1461 | 0 | 154 | 15.4 | 0 | 57 | 210 | 82
1462 | 0 | 160 | 16 | 0 | 55 | 210 | 76
1463 | 0 | 166 | 16.6 | 0 | 53 | 210 | 71
1464 | 0 | 172 | 17.2 | 0 | 51 | 180 | 65
1465 | 0 | 171 | 17.1 | 0 | 53 | 180 | 66
1466 | 0 | 171 | 17.1 | 0 | 55 | 180 | 66
1467 | 0 | 170 | 17 | 0 | 57 | 200 | 67
1468 | 0 | 165 | 16.5 | 0 | 59 | 200 | 71
1469 | 0 | 159 | 15.9 | 0 | 60 | 200 | 76
1470 | 3 | 154 | 15.4 | 0 | 62 | 180 | 80
1471 | 59 | 158 | 15.8 | 122 | 70 | 180 | 78
1472 | 119 | 163 | 16.3 | 418 | 79 | 180 | 75
1473 | 115 | 167 | 16.7 | 678 | 87 | 200 | 73
1474 | 118 | 171 | 17.1 | 775 | 77 | 200 | 71
1475 | 125 | 176 | 17.6 | 810 | 67 | 200 | 68
1476 | 129 | 180 | 18 | 815 | 57 | 200 | 66
1477 | 131 | 182 | 18.2 | 780 | 59 | 200 | 64
1478 | 140 | 184 | 18.4 | 690 | 60 | 200 | 61
1479 | 128 | 186 | 18.6 | 564 | 62 | 210 | 59
1480 | 91 | 181 | 18.1 | 396 | 59 | 210 | 62
1481 | 31 | 175 | 17.5 | 56 | 57 | 210 | 65
1482 | 0 | 170 | 17 | 0 | 54 | 210 | 68
1483 | 0 | 165 | 16.5 | 0 | 51 | 210 | 71
1484 | 0 | 159 | 15.9 | 0 | 49 | 210 | 75
1485 | 0 | 154 | 15.4 | 0 | 46 | 210 | 78
1486 | 0 | 152 | 15.2 | 0 | 48 | 210 | 80
1487 | 0 | 150 | 15 | 0 | 49 | 210 | 82
1488 | 0 | 148 | 14.8 | 0 | 51 | 180 | 84
1489 | 0 | 147 | 14.7 | 0 | 55 | 180 | 85
1490 | 0 | 145 | 14.5 | 0 | 58 | 180 | 87
1491 | 0 | 144 | 14.4 | 0 | 62 | 210 | 88
1492 | 0 | 141 | 14.1 | 0 | 55 | 210 | 89
1493 | 0 | 139 | 13.9 | 0 | 48 | 210 | 91
1494 | 3 | 136 | 13.6 | 0 | 41 | 230 | 92
1495 | 61 | 141 | 14.1 | 128 | 43 | 230 | 88
1496 | 131 | 145 | 14.5 | 342 | 44 | 230 | 84
1497 | 167 | 150 | 15 | 489 | 46 | 210 | 80
1498 | 244 | 155 | 15.5 | 425 | 41 | 210 | 81
1499 | 320 | 159 | 15.9 | 312 | 36 | 210 | 81
1500 | 370 | 164 | 16.4 | 182 | 31 | 240 | 81
1501 | 309 | 167 | 16.7 | 312 | 38 | 240 | 74
1502 | 238 | 169 | 16.9 | 403 | 44 | 240 | 67
1503 | 155 | 172 | 17.2 | 458 | 51 | 220 | 60
1504 | 97 | 166 | 16.6 | 362 | 47 | 220 | 64
1505 | 35 | 159 | 15.9 | 39 | 43 | 220 | 68
1506 | 0 | 153 | 15.3 | 0 | 39 | 220 | 72
1507 | 0 | 146 | 14.6 | 0 | 35 | 220 | 77
1508 | 0 | 140 | 14 | 0 | 31 | 220 | 94
1509 | 0 | 132 | 13.2 | 0 | 36 | 180 | 87
1510 | 0 | 122 | 12.2 | 0 | 34 | 180 | 89
1511 | 0 | 111 | 11.1 | 0 | 33 | 180 | 90
1512 | 0 | 101 | 10.1 | 0 | 31 | 170 | 91
1513 | 0 | 110 | 11 | 0 | 31 | 170 | 86
1514 | 0 | 120 | 12 | 0 | 31 | 170 | 82
1515 | 0 | 114 | 11.4 | 0 | 15 | 170 | 84
1516 | 0 | 109 | 10.9 | 0 | 10 | 170 | 87
1517 | 0 | 103 | 10.3 | 0 | 5 | 170 | 90
1518 | 5 | 98 | 9.8 | 0 | 0 | 0 | 93
1519 | 61 | 106 | 10.6 | 215 | 10 | 0 | 93
1520 | 115 | 114 | 11.4 | 498 | 21 | 0 | 93
1521 | 104 | 122 | 12.2 | 733 | 31 | 50 | 93
1522 | 100 | 131 | 13.1 | 834 | 34 | 50 | 87
1523 | 108 | 141 | 14.1 | 864 | 38 | 50 | 81
1524 | 111 | 150 | 15 | 870 | 41 | 40 | 76
1525 | 109 | 151 | 15.1 | 848 | 48 | 40 | 76
1526 | 126 | 151 | 15.1 | 742 | 55 | 40 | 75
1527 | 141 | 152 | 15.2 | 544 | 62 | 50 | 74
1528 | 94 | 149 | 14.9 | 392 | 52 | 50 | 76
1529 | 33 | 145 | 14.5 | 66 | 41 | 50 | 77
1530 | 0 | 142 | 14.2 | 0 | 31 | 60 | 77
1531 | 0 | 133 | 13.3 | 0 | 28 | 60 | 81
1532 | 0 | 125 | 12.5 | 0 | 25 | 60 | 85
1533 | 0 | 116 | 11.6 | 0 | 21 | 60 | 89
1534 | 0 | 113 | 11.3 | 0 | 18 | 60 | 90
1535 | 0 | 110 | 11 | 0 | 15 | 60 | 94
1536 | 0 | 110 | 11 | 0 | 0 | 0 | 91
1537 | 0 | 109 | 10.9 | 0 | 0 | 0 | 91
1538 | 0 | 109 | 10.9 | 0 | 0 | 0 | 91
1539 | 0 | 108 | 10.8 | 0 | 0 | 0 | 91
1540 | 0 | 104 | 10.4 | 0 | 0 | 0 | 92
1541 | 0 | 100 | 10 | 0 | 0 | 0 | 87
1542 | 4 | 106 | 10.6 | 0 | 41 | 60 | 89
1543 | 67 | 111 | 11.1 | 95 | 31 | 60 | 91
1544 | 138 | 115 | 11.5 | 320 | 20 | 60 | 93
1545 | 171 | 120 | 12 | 491 | 10 | 70 | 95
1546 | 247 | 127 | 12.7 | 448 | 7 | 70 | 92
1547 | 293 | 136 | 13.6 | 406 | 7 | 70 | 89
1548 | 322 | 145 | 14.5 | 338 | 7 | 70 | 85
1549 | 338 | 148 | 14.8 | 176 | 8 | 70 | 85
1550 | 269 | 150 | 15 | 72 | 9 | 70 | 85
1551 | 165 | 153 | 15.3 | 7 | 9 | 70 | 85
1552 | 90 | 150 | 15 | 0 | 0 | 0 | 82
1553 | 18 | 150 | 15 | 0 | 0 | 0 | 77
1554 | 0 | 148 | 14.8 | 0 | 0 | 0 | 80
1555 | 0 | 147 | 14.7 | 0 | 14 | 0 | 77
1556 | 0 | 147 | 14.7 | 0 | 27 | 0 | 74
1557 | 0 | 146 | 14.6 | 0 | 41 | 70 | 70
1558 | 0 | 151 | 15.1 | 0 | 27 | 70 | 71
1559 | 0 | 155 | 15.5 | 0 | 14 | 70 | 72
1560 | 0 | 160 | 16 | 0 | 0 | 0 | 73
1561 | 0 | 153 | 15.3 | 0 | 0 | 0 | 75
1562 | 0 | 147 | 14.7 | 0 | 0 | 0 | 78
1563 | 0 | 140 | 14 | 0 | 0 | 0 | 80
1564 | 0 | 133 | 13.3 | 0 | 0 | 0 | 82
1565 | 0 | 127 | 12.7 | 0 | 0 | 0 | 85
1566 | 2 | 120 | 12 | 0 | 0 | 0 | 87
1567 | 42 | 126 | 12.6 | 0 | 7 | 0 | 88
1568 | 120 | 132 | 13.2 | 0 | 14 | 0 | 88
1569 | 191 | 138 | 13.8 | 7 | 21 | 180 | 88
1570 | 246 | 140 | 14 | 11 | 21 | 180 | 88
1571 | 278 | 147 | 14.7 | 12 | 26 | 180 | 89
1572 | 286 | 154 | 15.4 | 12 | 31 | 60 | 88
1573 | 269 | 156 | 15.6 | 12 | 34 | 60 | 89
1574 | 228 | 158 | 15.8 | 10 | 38 | 60 | 90
1575 | 168 | 160 | 16 | 3 | 41 | 30 | 90
1576 | 122 | 156 | 15.6 | 17 | 41 | 30 | 88
1577 | 32 | 152 | 15.2 | 0 | 41 | 30 | 86
1578 | 0 | 148 | 14.8 | 0 | 41 | 50 | 84
1579 | 0 | 144 | 14.4 | 0 | 31 | 50 | 85
1580 | 0 | 140 | 14 | 0 | 21 | 40 | 82
1581 | 0 | 134 | 13.4 | 0 | 0 | 0 | 89
1582 | 0 | 133 | 13.3 | 0 | 12 | 0 | 90
1583 | 0 | 131 | 13.1 | 0 | 24 | 0 | 91
1584 | 0 | 130 | 13 | 0 | 36 | 340 | 91
1585 | 0 | 130 | 13 | 0 | 34 | 340 | 91
1586 | 0 | 130 | 13 | 0 | 33 | 340 | 91
1587 | 0 | 130 | 13 | 0 | 31 | 320 | 91
1588 | 0 | 130 | 13 | 0 | 36 | 320 | 91
1589 | 0 | 130 | 13 | 0 | 41 | 320 | 91
1590 | 3 | 130 | 13 | 0 | 46 | 340 | 91
1591 | 44 | 131 | 13.1 | 0 | 41 | 340 | 91
1592 | 122 | 133 | 13.3 | 0 | 36 | 340 | 91
1593 | 193 | 134 | 13.4 | 8 | 31 | 330 | 91
1594 | 248 | 134 | 13.4 | 11 | 37 | 330 | 91
1595 | 281 | 134 | 13.4 | 12 | 43 | 330 | 91
1596 | 289 | 134 | 13.4 | 12 | 49 | 330 | 91
1597 | 272 | 134 | 13.4 | 12 | 55 | 330 | 91
1598 | 230 | 134 | 13.4 | 10 | 61 | 330 | 91
1599 | 170 | 134 | 13.4 | 3 | 67 | 300 | 91
1600 | 93 | 133 | 13.3 | 0 | 60 | 300 | 92
1601 | 20 | 131 | 13.1 | 0 | 53 | 300 | 93
1602 | 0 | 130 | 13 | 0 | 46 | 300 | 94
1603 | 0 | 130 | 13 | 0 | 39 | 300 | 92
1604 | 0 | 130 | 13 | 0 | 33 | 300 | 91
1605 | 0 | 130 | 13 | 0 | 26 | 290 | 89
1606 | 0 | 129 | 12.9 | 0 | 28 | 290 | 90
1607 | 0 | 129 | 12.9 | 0 | 29 | 290 | 90
1608 | 0 | 128 | 12.8 | 0 | 31 | 280 | 89
1609 | 0 | 125 | 12.5 | 0 | 21 | 280 | 90
1610 | 0 | 123 | 12.3 | 0 | 10 | 280 | 90
1611 | 0 | 120 | 12 | 0 | 0 | 0 | 91
1612 | 0 | 120 | 12 | 0 | 0 | 0 | 89
1613 | 0 | 120 | 12 | 0 | 0 | 0 | 89
1614 | 4 | 120 | 12 | 0 | 0 | 0 | 89
1615 | 70 | 121 | 12.1 | 25 | 10 | 0 | 88
1616 | 161 | 123 | 12.3 | 177 | 21 | 0 | 86
1617 | 227 | 124 | 12.4 | 323 | 31 | 220 | 85
1618 | 262 | 131 | 13.1 | 389 | 26 | 220 | 84
1619 | 298 | 137 | 13.7 | 397 | 20 | 220 | 83
1620 | 327 | 144 | 14.4 | 371 | 15 | 220 | 82
1621 | 266 | 152 | 15.2 | 484 | 20 | 220 | 79
1622 | 181 | 160 | 16 | 586 | 26 | 250 | 72
1623 | 136 | 152 | 15.2 | 567 | 21 | 250 | 80
1624 | 119 | 151 | 15.1 | 270 | 26 | 250 | 81
1625 | 38 | 150 | 15 | 0 | 31 | 330 | 77
1626 | 0 | 142 | 14.2 | 0 | 36 | 30 | 85
1627 | 0 | 140 | 14 | 0 | 24 | 30 | 86
1628 | 0 | 138 | 13.8 | 0 | 12 | 30 | 87
1629 | 0 | 136 | 13.6 | 0 | 0 | 0 | 88
1630 | 0 | 133 | 13.3 | 0 | 0 | 0 | 89
1631 | 0 | 131 | 13.1 | 0 | 0 | 0 | 90
1632 | 0 | 128 | 12.8 | 0 | 0 | 0 | 91
1633 | 0 | 124 | 12.4 | 0 | 0 | 0 | 91
1634 | 0 | 120 | 12 | 0 | 0 | 0 | 91
1635 | 0 | 116 | 11.6 | 0 | 0 | 0 | 91
1636 | 0 | 117 | 11.7 | 0 | 0 | 0 | 91
1637 | 0 | 117 | 11.7 | 0 | 0 | 0 | 91
1638 | 3 | 118 | 11.8 | 0 | 0 | 0 | 91
1639 | 47 | 123 | 12.3 | 0 | 0 | 0 | 91
1640 | 127 | 129 | 12.9 | 0 | 0 | 0 | 91
1641 | 199 | 134 | 13.4 | 4 | 0 | 0 | 91
1642 | 252 | 144 | 14.4 | 11 | 12 | 0 | 84
1643 | 285 | 154 | 15.4 | 12 | 24 | 0 | 78
1644 | 293 | 164 | 16.4 | 13 | 36 | 210 | 72
1645 | 275 | 164 | 16.4 | 12 | 43 | 210 | 73
1646 | 234 | 164 | 16.4 | 10 | 50 | 210 | 74
1647 | 173 | 164 | 16.4 | 3 | 57 | 90 | 75
1648 | 96 | 152 | 15.2 | 0 | 45 | 90 | 79
1649 | 22 | 140 | 14 | 0 | 33 | 90 | 83
1650 | 0 | 128 | 12.8 | 0 | 21 | 340 | 87
1651 | 0 | 126 | 12.6 | 0 | 40 | 340 | 88
1652 | 0 | 124 | 12.4 | 0 | 58 | 340 | 88
1653 | 0 | 122 | 12.2 | 0 | 77 | 180 | 89
1654 | 0 | 123 | 12.3 | 0 | 63 | 180 | 88
1655 | 0 | 123 | 12.3 | 0 | 50 | 180 | 86
1656 | 0 | 124 | 12.4 | 0 | 36 | 260 | 85
1657 | 0 | 127 | 12.7 | 0 | 49 | 260 | 85
1658 | 0 | 130 | 13 | 0 | 62 | 260 | 88
1659 | 0 | 129 | 12.9 | 0 | 58 | 260 | 89
1660 | 0 | 128 | 12.8 | 0 | 54 | 260 | 91
1661 | 0 | 127 | 12.7 | 0 | 50 | 260 | 94
1662 | 5 | 126 | 12.6 | 0 | 46 | 250 | 97
1663 | 63 | 126 | 12.6 | 0 | 62 | 250 | 94
1664 | 145 | 126 | 12.6 | 4 | 77 | 250 | 90
1665 | 201 | 126 | 12.6 | 6 | 93 | 240 | 87
1666 | 318 | 133 | 13.3 | 24 | 90 | 240 | 85
1667 | 360 | 140 | 14 | 123 | 88 | 260 | 82
1668 | 391 | 148 | 14.8 | 182 | 77 | 250 | 80
1669 | 327 | 145 | 14.5 | 312 | 79 | 250 | 80
1670 | 253 | 143 | 14.3 | 402 | 80 | 250 | 80
1671 | 166 | 140 | 14 | 459 | 82 | 260 | 79
1672 | 111 | 135 | 13.5 | 330 | 68 | 260 | 79
1673 | 44 | 131 | 13.1 | 46 | 55 | 260 | 79
1674 | 0 | 126 | 12.6 | 0 | 41 | 250 | 79
1675 | 0 | 110 | 11 | 0 | 41 | 250 | 87
1676 | 0 | 108 | 10.8 | 0 | 46 | 250 | 85
1677 | 0 | 106 | 10.6 | 0 | 51 | 210 | 84
1678 | 0 | 108 | 10.8 | 0 | 51 | 210 | 81
1679 | 0 | 110 | 11 | 0 | 51 | 210 | 78
1680 | 0 | 112 | 11.2 | 0 | 51 | 190 | 80
1681 | 0 | 112 | 11.2 | 0 | 49 | 190 | 76
1682 | 0 | 112 | 11.2 | 0 | 46 | 190 | 77
1683 | 0 | 112 | 11.2 | 0 | 44 | 190 | 77
1684 | 0 | 112 | 11.2 | 0 | 41 | 190 | 78
1685 | 0 | 112 | 11.2 | 0 | 38 | 190 | 79
1686 | 9 | 112 | 11.2 | 0 | 36 | 170 | 80
1687 | 79 | 115 | 11.5 | 165 | 38 | 170 | 79
1688 | 151 | 119 | 11.9 | 287 | 39 | 170 | 77
1689 | 263 | 122 | 12.2 | 174 | 41 | 200 | 76
1690 | 346 | 128 | 12.8 | 208 | 36 | 200 | 75
1691 | 338 | 134 | 13.4 | 322 | 31 | 200 | 74
1692 | 333 | 140 | 14 | 375 | 26 | 220 | 73
1693 | 253 | 125 | 12.5 | 571 | 13 | 220 | 81
1694 | 156 | 111 | 11.1 | 710 | 0 | 0 | 90
1695 | 225 | 138 | 13.8 | 267 | 21 | 270 | 81
1696 | 148 | 133 | 13.3 | 130 | 14 | 270 | 83
1697 | 42 | 127 | 12.7 | 5 | 7 | 270 | 85
1698 | 0 | 122 | 12.2 | 0 | 0 | 0 | 87
1699 | 0 | 120 | 12 | 0 | 0 | 0 | 87
1700 | 0 | 118 | 11.8 | 0 | 0 | 0 | 87
1701 | 0 | 116 | 11.6 | 0 | 0 | 0 | 87
1702 | 0 | 111 | 11.1 | 0 | 0 | 0 | 88
1703 | 0 | 105 | 10.5 | 0 | 0 | 0 | 88
1704 | 0 | 100 | 10 | 0 | 0 | 0 | 88
1705 | 0 | 101 | 10.1 | 0 | 5 | 0 | 86
1706 | 0 | 103 | 10.3 | 0 | 10 | 0 | 84
1707 | 0 | 104 | 10.4 | 0 | 15 | 0 | 83
1708 | 0 | 105 | 10.5 | 0 | 21 | 0 | 81
1709 | 0 | 107 | 10.7 | 0 | 26 | 0 | 79
1710 | 10 | 108 | 10.8 | 0 | 31 | 170 | 77
1711 | 88 | 117 | 11.7 | 195 | 38 | 170 | 78
1712 | 131 | 127 | 12.7 | 505 | 44 | 170 | 78
1713 | 130 | 136 | 13.6 | 711 | 51 | 180 | 77
1714 | 118 | 143 | 14.3 | 809 | 49 | 180 | 75
1715 | 154 | 149 | 14.9 | 781 | 48 | 180 | 73
1716 | 210 | 156 | 15.6 | 687 | 46 | 210 | 71
1717 | 210 | 160 | 16 | 643 | 41 | 230 | 68
1718 | 187 | 158 | 15.8 | 587 | 46 | 230 | 73
1719 | 164 | 155 | 15.5 | 470 | 51 | 210 | 76
1720 | 108 | 153 | 15.3 | 349 | 34 | 210 | 79
1721 | 45 | 150 | 15 | 69 | 17 | 210 | 81
1722 | 1 | 148 | 14.8 | 0 | 0 | 0 | 84
1723 | 0 | 137 | 13.7 | 0 | 3 | 0 | 85
1724 | 0 | 125 | 12.5 | 0 | 7 | 0 | 86
1725 | 0 | 114 | 11.4 | 0 | 10 | 220 | 86
1726 | 0 | 114 | 11.4 | 0 | 7 | 220 | 85
1727 | 0 | 114 | 11.4 | 0 | 3 | 220 | 83
1728 | 0 | 114 | 11.4 | 0 | 0 | 0 | 82
1729 | 0 | 110 | 11 | 0 | 0 | 0 | 82
1730 | 0 | 110 | 11 | 0 | 0 | 0 | 81
1731 | 0 | 110 | 11 | 0 | 0 | 0 | 80
1732 | 0 | 105 | 10.5 | 0 | 0 | 0 | 82
1733 | 0 | 99 | 9.9 | 0 | 0 | 0 | 84
1734 | 8 | 94 | 9.4 | 0 | 0 | 0 | 86
1735 | 82 | 100 | 10 | 59 | 0 | 0 | 87
1736 | 179 | 100 | 10 | 142 | 0 | 0 | 87
1737 | 285 | 124 | 12.4 | 145 | 0 | 0 | 76
1738 | 352 | 140 | 14 | 206 | 0 | 0 | 77
1739 | 344 | 152 | 15.2 | 320 | 21 | 0 | 68
1740 | 339 | 164 | 16.4 | 373 | 41 | 50 | 65
1741 | 353 | 159 | 15.9 | 210 | 44 | 50 | 72
1742 | 292 | 155 | 15.5 | 85 | 48 | 50 | 79
1743 | 177 | 150 | 15 | 8 | 51 | 50 | 86
1744 | 101 | 149 | 14.9 | 0 | 34 | 50 | 87
1745 | 26 | 147 | 14.7 | 0 | 17 | 50 | 87
1746 | 0 | 146 | 14.6 | 0 | 0 | 0 | 88
1747 | 0 | 144 | 14.4 | 0 | 0 | 0 | 86
1748 | 0 | 142 | 14.2 | 0 | 0 | 0 | 85
1749 | 0 | 140 | 14 | 0 | 0 | 0 | 83
1750 | 0 | 137 | 13.7 | 0 | 0 | 0 | 83
1751 | 0 | 135 | 13.5 | 0 | 0 | 0 | 82
1752 | 0 | 132 | 13.2 | 0 | 0 | 0 | 81
1753 | 0 | 130 | 13 | 0 | 0 | 0 | 88
1754 | 0 | 124 | 12.4 | 0 | 0 | 0 | 85
1755 | 0 | 118 | 11.8 | 0 | 0 | 0 | 89
1756 | 0 | 118 | 11.8 | 0 | 9 | 0 | 87
1757 | 0 | 118 | 11.8 | 0 | 17 | 0 | 85
1758 | 7 | 118 | 11.8 | 0 | 26 | 190 | 82
1759 | 77 | 122 | 12.2 | 44 | 29 | 190 | 78
1760 | 177 | 126 | 12.6 | 119 | 33 | 190 | 75
1761 | 272 | 130 | 13 | 175 | 36 | 190 | 71
1762 | 318 | 140 | 14 | 183 | 24 | 190 | 71
1763 | 359 | 150 | 15 | 140 | 12 | 190 | 70
1764 | 382 | 160 | 16 | 73 | 0 | 0 | 69
1765 | 319 | 155 | 15.5 | 75 | 9 | 0 | 75
1766 | 255 | 151 | 15.1 | 44 | 17 | 0 | 82
1767 | 179 | 146 | 14.6 | 6 | 26 | 300 | 88
1768 | 103 | 141 | 14.1 | 0 | 24 | 300 | 89
1769 | 26 | 136 | 13.6 | 0 | 23 | 300 | 91
1770 | 0 | 131 | 13.1 | 0 | 21 | 20 | 92
1771 | 0 | 135 | 13.5 | 0 | 41 | 20 | 85
1772 | 0 | 140 | 14 | 0 | 62 | 220 | 72
1773 | 0 | 116 | 11.6 | 0 | 36 | 220 | 87
1774 | 0 | 110 | 11 | 0 | 31 | 220 | 87
1775 | 0 | 110 | 11 | 0 | 15 | 220 | 89
1776 | 0 | 110 | 11 | 0 | 0 | 0 | 89
1777 | 0 | 112 | 11.2 | 0 | 9 | 0 | 86
1778 | 0 | 114 | 11.4 | 0 | 17 | 0 | 83
1779 | 0 | 116 | 11.6 | 0 | 26 | 220 | 80
1780 | 0 | 110 | 11 | 0 | 26 | 80 | 87
1781 | 0 | 111 | 11.1 | 0 | 21 | 80 | 84
1782 | 13 | 112 | 11.2 | 0 | 16 | 80 | 84
1783 | 95 | 112 | 11.2 | 179 | 10 | 80 | 84
1784 | 141 | 113 | 11.3 | 453 | 5 | 80 | 84
1785 | 167 | 114 | 11.4 | 602 | 0 | 0 | 84
1786 | 168 | 127 | 12.7 | 697 | 23 | 0 | 82
1787 | 190 | 140 | 14 | 709 | 46 | 50 | 82
1788 | 196 | 150 | 15 | 710 | 57 | 50 | 78
1789 | 182 | 151 | 15.1 | 704 | 127 | 50 | 80
1790 | 153 | 151 | 15.1 | 682 | 197 | 50 | 81
1791 | 133 | 152 | 15.2 | 596 | 267 | 10 | 82
1792 | 99 | 151 | 15.1 | 438 | 165 | 10 | 82
1793 | 49 | 150 | 15 | 111 | 62 | 60 | 82
1794 | 1 | 142 | 14.2 | 0 | 41 | 50 | 85
1795 | 0 | 137 | 13.7 | 0 | 40 | 50 | 87
1796 | 0 | 133 | 13.3 | 0 | 39 | 50 | 89
1797 | 0 | 128 | 12.8 | 0 | 38 | 50 | 85
1798 | 0 | 128 | 12.8 | 0 | 38 | 50 | 89
1799 | 0 | 128 | 12.8 | 0 | 37 | 50 | 88
1800 | 0 | 128 | 12.8 | 0 | 36 | 60 | 87
1801 | 0 | 127 | 12.7 | 0 | 24 | 60 | 87
1802 | 0 | 127 | 12.7 | 0 | 12 | 60 | 87
1803 | 0 | 126 | 12.6 | 0 | 0 | 0 | 87
1804 | 0 | 127 | 12.7 | 0 | 3 | 0 | 86
1805 | 0 | 127 | 12.7 | 0 | 7 | 0 | 86
1806 | 14 | 128 | 12.8 | 0 | 10 | 60 | 85
1807 | 98 | 132 | 13.2 | 168 | 15 | 60 | 86
1808 | 147 | 136 | 13.6 | 378 | 21 | 60 | 87
1809 | 235 | 140 | 14 | 347 | 26 | 50 | 88
1810 | 294 | 143 | 14.3 | 400 | 33 | 50 | 87
1811 | 275 | 147 | 14.7 | 509 | 39 | 50 | 87
1812 | 275 | 150 | 15 | 546 | 46 | 50 | 86
1813 | 248 | 151 | 15.1 | 576 | 34 | 50 | 85
1814 | 194 | 151 | 15.1 | 602 | 22 | 50 | 84
1815 | 142 | 152 | 15.2 | 580 | 10 | 40 | 82
1816 | 98 | 149 | 14.9 | 476 | 7 | 40 | 82
1817 | 50 | 147 | 14.7 | 149 | 3 | 40 | 82
1818 | 1 | 144 | 14.4 | 0 | 0 | 0 | 82
1819 | 0 | 137 | 13.7 | 0 | 0 | 0 | 84
1820 | 0 | 130 | 13 | 0 | 0 | 0 | 82
1821 | 0 | 128 | 12.8 | 0 | 0 | 0 | 87
1822 | 0 | 121 | 12.1 | 0 | 0 | 0 | 89
1823 | 0 | 113 | 11.3 | 0 | 0 | 0 | 90
1824 | 0 | 106 | 10.6 | 0 | 0 | 0 | 91
1825 | 0 | 104 | 10.4 | 0 | 0 | 0 | 91
1826 | 0 | 102 | 10.2 | 0 | 0 | 0 | 91
1827 | 0 | 100 | 10 | 0 | 0 | 0 | 90
1828 | 0 | 100 | 10 | 0 | 0 | 0 | 87
1829 | 0 | 98 | 9.8 | 0 | 0 | 0 | 89
1830 | 14 | 96 | 9.6 | 0 | 0 | 0 | 88
1831 | 100 | 105 | 10.5 | 186 | 9 | 0 | 89
1832 | 138 | 115 | 11.5 | 491 | 17 | 0 | 89
1833 | 148 | 124 | 12.4 | 676 | 26 | 190 | 89
1834 | 151 | 132 | 13.2 | 762 | 26 | 190 | 85
1835 | 151 | 140 | 14 | 804 | 26 | 190 | 82
1836 | 130 | 148 | 14.8 | 839 | 26 | 270 | 78
1837 | 191 | 150 | 15 | 696 | 31 | 300 | 77
1838 | 229 | 148 | 14.8 | 509 | 39 | 300 | 84
1839 | 219 | 146 | 14.6 | 301 | 46 | 30 | 88
1840 | 140 | 142 | 14.2 | 160 | 31 | 30 | 86
1841 | 48 | 138 | 13.8 | 0 | 15 | 30 | 84
1842 | 1 | 134 | 13.4 | 0 | 0 | 0 | 81
1843 | 0 | 128 | 12.8 | 0 | 0 | 0 | 84
1844 | 0 | 122 | 12.2 | 0 | 0 | 0 | 86
1845 | 0 | 116 | 11.6 | 0 | 0 | 0 | 89
1846 | 0 | 111 | 11.1 | 0 | 0 | 0 | 89
1847 | 0 | 107 | 10.7 | 0 | 0 | 0 | 88
1848 | 0 | 102 | 10.2 | 0 | 0 | 0 | 88
1849 | 0 | 103 | 10.3 | 0 | 0 | 0 | 88
1850 | 0 | 105 | 10.5 | 0 | 0 | 0 | 87
1851 | 0 | 106 | 10.6 | 0 | 0 | 0 | 86
1852 | 0 | 108 | 10.8 | 0 | 0 | 0 | 86
1853 | 0 | 110 | 11 | 0 | 0 | 0 | 85
1854 | 17 | 112 | 11.2 | 0 | 0 | 0 | 84
1855 | 103 | 116 | 11.6 | 177 | 0 | 0 | 84
1856 | 161 | 120 | 12 | 359 | 0 | 0 | 88
1857 | 230 | 148 | 14.8 | 368 | 26 | 120 | 72
1858 | 263 | 149 | 14.9 | 482 | 36 | 120 | 71
1859 | 267 | 151 | 15.1 | 578 | 47 | 120 | 70
1860 | 214 | 152 | 15.2 | 695 | 57 | 70 | 69
1861 | 321 | 147 | 14.7 | 409 | 38 | 70 | 73
1862 | 311 | 143 | 14.3 | 161 | 19 | 70 | 77
1863 | 179 | 138 | 13.8 | 20 | 0 | 0 | 81
1864 | 108 | 134 | 13.4 | 0 | 0 | 0 | 81
1865 | 30 | 129 | 12.9 | 0 | 0 | 0 | 81
1866 | 1 | 125 | 12.5 | 0 | 0 | 0 | 81
1867 | 0 | 121 | 12.1 | 0 | 0 | 0 | 86
1868 | 0 | 116 | 11.6 | 0 | 0 | 0 | 90
1869 | 0 | 112 | 11.2 | 0 | 0 | 0 | 95
1870 | 0 | 116 | 11.6 | 0 | 0 | 0 | 92
1871 | 0 | 120 | 12 | 0 | 0 | 0 | 90
1872 | 0 | 124 | 12.4 | 0 | 0 | 0 | 87
1873 | 0 | 121 | 12.1 | 0 | 0 | 0 | 87
1874 | 0 | 117 | 11.7 | 0 | 0 | 0 | 87
1875 | 0 | 114 | 11.4 | 0 | 0 | 0 | 86
1876 | 0 | 111 | 11.1 | 0 | 10 | 0 | 86
1877 | 0 | 109 | 10.9 | 0 | 21 | 0 | 86
1878 | 11 | 106 | 10.6 | 0 | 31 | 60 | 86
1879 | 86 | 113 | 11.3 | 28 | 34 | 60 | 85
1880 | 183 | 119 | 11.9 | 58 | 38 | 60 | 84
1881 | 260 | 126 | 12.6 | 93 | 41 | 60 | 82
1882 | 357 | 131 | 13.1 | 100 | 44 | 60 | 82
1883 | 410 | 135 | 13.5 | 133 | 48 | 60 | 82
1884 | 401 | 140 | 14 | 199 | 51 | 50 | 81
1885 | 347 | 142 | 14.2 | 312 | 55 | 50 | 79
1886 | 270 | 144 | 14.4 | 402 | 58 | 50 | 76
1887 | 179 | 146 | 14.6 | 464 | 62 | 40 | 74
1888 | 137 | 142 | 14.2 | 260 | 57 | 40 | 74
1889 | 55 | 138 | 13.8 | 32 | 51 | 40 | 75
1890 | 1 | 134 | 13.4 | 0 | 46 | 50 | 75
1891 | 0 | 132 | 13.2 | 0 | 36 | 50 | 78
1892 | 0 | 130 | 13 | 0 | 26 | 50 | 88
1893 | 0 | 128 | 12.8 | 0 | 0 | 0 | 85
1894 | 0 | 127 | 12.7 | 0 | 7 | 0 | 86
1895 | 0 | 127 | 12.7 | 0 | 14 | 0 | 86
1896 | 0 | 126 | 12.6 | 0 | 21 | 50 | 87
1897 | 0 | 124 | 12.4 | 0 | 14 | 50 | 87
1898 | 0 | 122 | 12.2 | 0 | 7 | 50 | 87
1899 | 0 | 120 | 12 | 0 | 0 | 0 | 87
1900 | 0 | 120 | 12 | 0 | 0 | 0 | 87
1901 | 0 | 120 | 12 | 0 | 15 | 0 | 87
1902 | 18 | 120 | 12 | 0 | 31 | 30 | 87
1903 | 108 | 125 | 12.5 | 175 | 15 | 30 | 84
1904 | 161 | 130 | 13 | 412 | 0 | 0 | 88
1905 | 186 | 134 | 13.4 | 560 | 8 | 0 | 80
1906 | 209 | 138 | 13.8 | 632 | 15 | 0 | 78
1907 | 208 | 142 | 14.2 | 688 | 23 | 0 | 76
1908 | 203 | 146 | 14.6 | 711 | 31 | 30 | 74
1909 | 286 | 145 | 14.5 | 490 | 34 | 30 | 73
1910 | 309 | 145 | 14.5 | 250 | 38 | 30 | 72
1911 | 230 | 144 | 14.4 | 73 | 41 | 270 | 71
1912 | 139 | 140 | 14 | 6 | 44 | 270 | 72
1913 | 37 | 136 | 13.6 | 0 | 48 | 270 | 72
1914 | 1 | 132 | 13.2 | 0 | 51 | 260 | 73
1915 | 0 | 127 | 12.7 | 0 | 55 | 260 | 77
1916 | 0 | 123 | 12.3 | 0 | 58 | 260 | 82
1917 | 0 | 118 | 11.8 | 0 | 62 | 180 | 87
1918 | 0 | 117 | 11.7 | 0 | 79 | 180 | 81
1919 | 0 | 117 | 11.7 | 0 | 96 | 180 | 74
1920 | 0 | 116 | 11.6 | 0 | 113 | 250 | 67
1921 | 0 | 112 | 11.2 | 0 | 110 | 250 | 70
1922 | 0 | 108 | 10.8 | 0 | 106 | 250 | 72
1923 | 0 | 104 | 10.4 | 0 | 103 | 250 | 75
1924 | 0 | 101 | 10.1 | 0 | 100 | 250 | 78
1925 | 0 | 97 | 9.7 | 0 | 96 | 250 | 82
1926 | 9 | 94 | 9.4 | 0 | 93 | 250 | 86
1927 | 71 | 110 | 11 | 0 | 62 | 180 | 71
1928 | 153 | 114 | 11.4 | 3 | 67 | 180 | 74
1929 | 219 | 118 | 11.8 | 19 | 72 | 220 | 72
1930 | 271 | 121 | 12.1 | 24 | 75 | 220 | 75
1931 | 314 | 125 | 12.5 | 8 | 79 | 220 | 78
1932 | 321 | 128 | 12.8 | 8 | 82 | 220 | 81
1933 | 339 | 119 | 11.9 | 15 | 77 | 220 | 83
1934 | 318 | 111 | 11.1 | 22 | 72 | 220 | 84
1935 | 241 | 102 | 10.2 | 58 | 67 | 180 | 86
1936 | 150 | 103 | 10.3 | 19 | 67 | 180 | 85
1937 | 47 | 103 | 10.3 | 0 | 67 | 180 | 84
1938 | 1 | 104 | 10.4 | 0 | 67 | 190 | 83
1939 | 0 | 103 | 10.3 | 0 | 60 | 190 | 84
1940 | 0 | 101 | 10.1 | 0 | 53 | 190 | 85
1941 | 0 | 100 | 10 | 0 | 46 | 180 | 86
1942 | 0 | 100 | 10 | 0 | 44 | 180 | 86
1943 | 0 | 99 | 9.9 | 0 | 41 | 180 | 86
1944 | 0 | 99 | 9.9 | 0 | 38 | 180 | 86
1945 | 0 | 99 | 9.9 | 0 | 36 | 180 | 86
1946 | 0 | 98 | 9.8 | 0 | 33 | 180 | 86
1947 | 0 | 98 | 9.8 | 0 | 31 | 200 | 86
1948 | 0 | 93 | 9.3 | 0 | 21 | 200 | 86
1949 | 0 | 89 | 8.9 | 0 | 10 | 200 | 87
1950 | 18 | 84 | 8.4 | 0 | 0 | 0 | 87
1951 | 106 | 93 | 9.3 | 149 | 0 | 0 | 88
1952 | 182 | 103 | 10.3 | 290 | 0 | 0 | 89
1953 | 254 | 112 | 11.2 | 344 | 0 | 0 | 89
1954 | 297 | 117 | 11.7 | 420 | 7 | 0 | 87
1955 | 320 | 121 | 12.1 | 471 | 14 | 0 | 85
1956 | 317 | 126 | 12.6 | 510 | 21 | 30 | 83
1957 | 287 | 131 | 13.1 | 492 | 28 | 30 | 81
1958 | 274 | 135 | 13.5 | 405 | 34 | 30 | 78
1959 | 220 | 140 | 14 | 320 | 41 | 340 | 75
1960 | 154 | 138 | 13.8 | 176 | 27 | 340 | 77
1961 | 58 | 136 | 13.6 | 25 | 14 | 340 | 78
1962 | 2 | 134 | 13.4 | 0 | 0 | 0 | 79
1963 | 0 | 127 | 12.7 | 0 | 15 | 0 | 79
1964 | 0 | 120 | 12 | 0 | 31 | 290 | 78
1965 | 0 | 120 | 12 | 0 | 31 | 290 | 78
1966 | 0 | 113 | 11.3 | 0 | 31 | 290 | 82
1967 | 0 | 107 | 10.7 | 0 | 31 | 290 | 86
1968 | 0 | 100 | 10 | 0 | 31 | 200 | 90
1969 | 0 | 101 | 10.1 | 0 | 33 | 200 | 84
1970 | 0 | 103 | 10.3 | 0 | 34 | 200 | 78
1971 | 0 | 104 | 10.4 | 0 | 36 | 170 | 72
1972 | 0 | 108 | 10.8 | 0 | 41 | 170 | 74
1973 | 0 | 112 | 11.2 | 0 | 46 | 170 | 76
1974 | 19 | 116 | 11.6 | 0 | 51 | 180 | 78
1975 | 108 | 121 | 12.1 | 103 | 55 | 180 | 81
1976 | 221 | 127 | 12.7 | 79 | 58 | 180 | 83
1977 | 285 | 132 | 13.2 | 67 | 62 | 200 | 85
1978 | 346 | 142 | 14.2 | 81 | 62 | 200 | 82
1979 | 374 | 152 | 15.2 | 98 | 62 | 200 | 79
1980 | 382 | 162 | 16.2 | 98 | 62 | 190 | 76
1981 | 376 | 160 | 16 | 97 | 64 | 190 | 77
1982 | 324 | 158 | 15.8 | 111 | 65 | 190 | 77
1983 | 264 | 156 | 15.6 | 81 | 67 | 190 | 77
1984 | 164 | 154 | 15.4 | 59 | 69 | 190 | 78
1985 | 57 | 152 | 15.2 | 7 | 70 | 190 | 78
1986 | 2 | 150 | 15 | 0 | 72 | 180 | 78
1987 | 0 | 150 | 15 | 0 | 72 | 180 | 75
1988 | 0 | 150 | 15 | 0 | 72 | 170 | 72
1989 | 0 | 154 | 15.4 | 0 | 82 | 190 | 66
1990 | 0 | 156 | 15.6 | 0 | 98 | 190 | 63
1991 | 0 | 158 | 15.8 | 0 | 113 | 190 | 60
1992 | 0 | 160 | 16 | 0 | 129 | 180 | 57
1993 | 0 | 167 | 16.7 | 0 | 134 | 180 | 56
1994 | 0 | 173 | 17.3 | 0 | 139 | 180 | 54
1995 | 0 | 180 | 18 | 0 | 144 | 100 | 52
1996 | 0 | 183 | 18.3 | 0 | 135 | 100 | 51
1997 | 0 | 185 | 18.5 | 0 | 127 | 100 | 50
1998 | 24 | 188 | 18.8 | 8 | 118 | 180 | 49
1999 | 117 | 191 | 19.1 | 249 | 127 | 180 | 51
2000 | 140 | 193 | 19.3 | 531 | 135 | 180 | 53
2001 | 163 | 196 | 19.6 | 639 | 144 | 180 | 54
2002 | 172 | 203 | 20.3 | 724 | 121 | 180 | 55
2003 | 153 | 210 | 21 | 799 | 98 | 180 | 56
2004 | 143 | 218 | 21.8 | 828 | 98 | 190 | 56
2005 | 188 | 217 | 21.7 | 724 | 88 | 190 | 56
2006 | 193 | 217 | 21.7 | 621 | 77 | 190 | 56
2007 | 182 | 216 | 21.6 | 470 | 67 | 220 | 56
2008 | 130 | 207 | 20.7 | 321 | 70 | 220 | 59
2009 | 61 | 197 | 19.7 | 81 | 74 | 220 | 62
2010 | 3 | 188 | 18.8 | 0 | 77 | 180 | 65
2011 | 0 | 184 | 18.4 | 0 | 64 | 180 | 66
2012 | 0 | 180 | 18 | 0 | 51 | 180 | 64
2013 | 0 | 174 | 17.4 | 0 | 57 | 200 | 69
2014 | 0 | 175 | 17.5 | 0 | 47 | 200 | 68
2015 | 0 | 175 | 17.5 | 0 | 36 | 200 | 68
2016 | 0 | 176 | 17.6 | 0 | 26 | 180 | 67
2017 | 0 | 165 | 16.5 | 0 | 17 | 180 | 74
2018 | 0 | 155 | 15.5 | 0 | 9 | 180 | 81
2019 | 0 | 144 | 14.4 | 0 | 0 | 0 | 88
2020 | 0 | 140 | 14 | 0 | 9 | 0 | 88
2021 | 0 | 142 | 14.2 | 0 | 17 | 0 | 92
2022 | 21 | 144 | 14.4 | 0 | 26 | 100 | 92
2023 | 106 | 149 | 14.9 | 129 | 28 | 100 | 90
2024 | 224 | 155 | 15.5 | 83 | 29 | 100 | 88
2025 | 286 | 160 | 16 | 71 | 31 | 50 | 86
2026 | 368 | 166 | 16.6 | 104 | 38 | 50 | 80
2027 | 398 | 172 | 17.2 | 165 | 44 | 50 | 75
2028 | 337 | 178 | 17.8 | 295 | 51 | 40 | 69
2029 | 391 | 169 | 16.9 | 105 | 61 | 40 | 75
2030 | 314 | 159 | 15.9 | 35 | 72 | 40 | 81
2031 | 193 | 150 | 15 | 9 | 82 | 40 | 88
2032 | 117 | 145 | 14.5 | 0 | 92 | 40 | 88
2033 | 37 | 141 | 14.1 | 0 | 103 | 40 | 88
2034 | 2 | 136 | 13.6 | 0 | 113 | 340 | 88
2035 | 0 | 129 | 12.9 | 0 | 87 | 340 | 88
2036 | 0 | 121 | 12.1 | 0 | 62 | 340 | 89
2037 | 0 | 114 | 11.4 | 0 | 36 | 350 | 89
2038 | 0 | 113 | 11.3 | 0 | 24 | 350 | 89
2039 | 0 | 111 | 11.1 | 0 | 12 | 350 | 89
2040 | 0 | 110 | 11 | 0 | 0 | 0 | 89
2041 | 0 | 110 | 11 | 0 | 51 | 310 | 82
2042 | 0 | 108 | 10.8 | 0 | 33 | 310 | 76
2043 | 0 | 106 | 10.6 | 0 | 15 | 340 | 70
2044 | 0 | 111 | 11.1 | 0 | 36 | 340 | 72
2045 | 0 | 117 | 11.7 | 0 | 56 | 340 | 74
2046 | 11 | 122 | 12.2 | 0 | 77 | 310 | 76
2047 | 100 | 125 | 12.5 | 76 | 72 | 310 | 76
2048 | 197 | 129 | 12.9 | 253 | 67 | 310 | 77
2049 | 233 | 132 | 13.2 | 475 | 62 | 320 | 77
2050 | 248 | 136 | 13.6 | 575 | 58 | 320 | 73
2051 | 245 | 140 | 14 | 646 | 55 | 320 | 69
2052 | 227 | 144 | 14.4 | 694 | 51 | 300 | 65
2053 | 291 | 147 | 14.7 | 523 | 60 | 300 | 65
2054 | 307 | 149 | 14.9 | 338 | 68 | 300 | 66
2055 | 252 | 152 | 15.2 | 174 | 77 | 310 | 67
2056 | 178 | 148 | 14.8 | 103 | 80 | 310 | 67
2057 | 68 | 144 | 14.4 | 29 | 84 | 310 | 66
2058 | 3 | 140 | 14 | 0 | 87 | 330 | 66
2059 | 0 | 140 | 14 | 0 | 85 | 330 | 66
2060 | 0 | 140 | 14 | 0 | 84 | 330 | 66
2061 | 0 | 140 | 14 | 0 | 82 | 350 | 66
2062 | 0 | 138 | 13.8 | 0 | 86 | 350 | 71
2063 | 0 | 136 | 13.6 | 0 | 89 | 350 | 76
2064 | 0 | 134 | 13.4 | 0 | 93 | 350 | 81
2065 | 0 | 135 | 13.5 | 0 | 93 | 350 | 82
2066 | 0 | 137 | 13.7 | 0 | 93 | 350 | 83
2067 | 0 | 138 | 13.8 | 0 | 93 | 350 | 83
2068 | 0 | 138 | 13.8 | 0 | 83 | 350 | 85
2069 | 0 | 138 | 13.8 | 0 | 72 | 350 | 86
2070 | 29 | 138 | 13.8 | 4 | 62 | 20 | 88
2071 | 108 | 142 | 14.2 | 316 | 52 | 20 | 87
2072 | 120 | 146 | 14.6 | 595 | 41 | 20 | 87
2073 | 141 | 150 | 15 | 702 | 31 | 30 | 77
2074 | 176 | 153 | 15.3 | 722 | 29 | 30 | 86
2075 | 191 | 155 | 15.5 | 733 | 28 | 30 | 85
2076 | 204 | 158 | 15.8 | 718 | 26 | 30 | 77
2077 | 167 | 159 | 15.9 | 768 | 22 | 30 | 83
2078 | 126 | 159 | 15.9 | 787 | 19 | 30 | 81
2079 | 103 | 160 | 16 | 731 | 15 | 30 | 79
2080 | 99 | 157 | 15.7 | 536 | 19 | 30 | 81
2081 | 64 | 155 | 15.5 | 183 | 22 | 30 | 82
2082 | 5 | 152 | 15.2 | 0 | 26 | 30 | 84
2083 | 0 | 141 | 14.1 | 0 | 13 | 30 | 88
2084 | 0 | 130 | 13 | 0 | 0 | 0 | 88
2085 | 0 | 132 | 13.2 | 0 | 15 | 30 | 87
2086 | 0 | 127 | 12.7 | 0 | 10 | 30 | 88
2087 | 0 | 121 | 12.1 | 0 | 5 | 30 | 88
2088 | 0 | 116 | 11.6 | 0 | 0 | 0 | 89
2089 | 0 | 116 | 11.6 | 0 | 0 | 0 | 89
2090 | 0 | 116 | 11.6 | 0 | 0 | 0 | 89
2091 | 0 | 116 | 11.6 | 0 | 0 | 0 | 89
2092 | 0 | 115 | 11.5 | 0 | 0 | 0 | 89
2093 | 0 | 113 | 11.3 | 0 | 0 | 0 | 89
2094 | 31 | 112 | 11.2 | 18 | 0 | 0 | 89
2095 | 117 | 119 | 11.9 | 322 | 0 | 0 | 87
2096 | 123 | 127 | 12.7 | 629 | 0 | 0 | 85
2097 | 122 | 134 | 13.4 | 776 | 0 | 0 | 83
2098 | 120 | 142 | 14.2 | 850 | 0 | 0 | 83
2099 | 116 | 150 | 15 | 883 | 0 | 0 | 88
2100 | 122 | 156 | 15.6 | 878 | 15 | 30 | 84
2101 | 108 | 159 | 15.9 | 881 | 10 | 30 | 78
2102 | 110 | 163 | 16.3 | 831 | 5 | 30 | 71
2103 | 110 | 166 | 16.6 | 728 | 0 | 0 | 65
2104 | 110 | 180 | 18 | 512 | 0 | 0 | 59
2105 | 65 | 169 | 16.9 | 189 | 0 | 0 | 70
2106 | 5 | 158 | 15.8 | 0 | 0 | 0 | 79
2107 | 0 | 149 | 14.9 | 0 | 0 | 0 | 82
2108 | 0 | 141 | 14.1 | 0 | 0 | 0 | 84
2109 | 0 | 132 | 13.2 | 0 | 0 | 0 | 87
2110 | 0 | 129 | 12.9 | 0 | 7 | 0 | 87
2111 | 0 | 125 | 12.5 | 0 | 14 | 0 | 87
2112 | 0 | 122 | 12.2 | 0 | 21 | 30 | 87
2113 | 0 | 120 | 12 | 0 | 14 | 30 | 87
2114 | 0 | 118 | 11.8 | 0 | 7 | 30 | 87
2115 | 0 | 116 | 11.6 | 0 | 0 | 0 | 87
2116 | 0 | 117 | 11.7 | 0 | 0 | 0 | 88
2117 | 0 | 119 | 11.9 | 0 | 0 | 0 | 88
2118 | 33 | 120 | 12 | 19 | 0 | 0 | 89
2119 | 123 | 130 | 13 | 277 | 0 | 0 | 87
2120 | 148 | 140 | 14 | 506 | 0 | 0 | 86
2121 | 225 | 150 | 15 | 494 | 0 | 0 | 84
2122 | 227 | 155 | 15.5 | 625 | 9 | 0 | 80
2123 | 195 | 159 | 15.9 | 741 | 17 | 0 | 76
2124 | 164 | 164 | 16.4 | 810 | 26 | 330 | 72
2125 | 137 | 164 | 16.4 | 821 | 27 | 330 | 73
2126 | 135 | 163 | 16.3 | 769 | 28 | 330 | 74
2127 | 114 | 163 | 16.3 | 697 | 28 | 330 | 75
2128 | 107 | 163 | 16.3 | 502 | 29 | 330 | 77
2129 | 67 | 162 | 16.2 | 176 | 30 | 330 | 78
2130 | 5 | 162 | 16.2 | 0 | 31 | 270 | 79
2131 | 0 | 153 | 15.3 | 0 | 26 | 270 | 82
2132 | 0 | 143 | 14.3 | 0 | 20 | 270 | 84
2133 | 0 | 134 | 13.4 | 0 | 15 | 270 | 87
2134 | 0 | 134 | 13.4 | 0 | 10 | 270 | 87
2135 | 0 | 134 | 13.4 | 0 | 5 | 270 | 87
2136 | 0 | 134 | 13.4 | 0 | 0 | 0 | 87
2137 | 0 | 128 | 12.8 | 0 | 7 | 0 | 85
2138 | 0 | 122 | 12.2 | 0 | 14 | 0 | 83
2139 | 0 | 116 | 11.6 | 0 | 21 | 220 | 80
2140 | 0 | 114 | 11.4 | 0 | 23 | 220 | 83
2141 | 0 | 112 | 11.2 | 0 | 24 | 220 | 86
2142 | 35 | 110 | 11 | 27 | 26 | 220 | 89
2143 | 123 | 124 | 12.4 | 305 | 21 | 220 | 86
2144 | 125 | 138 | 13.8 | 609 | 15 | 220 | 83
2145 | 132 | 152 | 15.2 | 738 | 10 | 220 | 80
2146 | 151 | 156 | 15.6 | 786 | 17 | 220 | 79
2147 | 148 | 160 | 16 | 824 | 24 | 220 | 78
2148 | 151 | 164 | 16.4 | 824 | 31 | 260 | 77
2149 | 128 | 163 | 16.3 | 841 | 34 | 260 | 78
2150 | 122 | 163 | 16.3 | 803 | 38 | 260 | 78
2151 | 102 | 162 | 16.2 | 739 | 41 | 280 | 78
2152 | 102 | 161 | 16.1 | 534 | 41 | 280 | 79
2153 | 68 | 160 | 16 | 190 | 41 | 270 | 82
2154 | 6 | 158 | 15.8 | 0 | 31 | 270 | 85
2155 | 0 | 152 | 15.2 | 0 | 21 | 270 | 84
2156 | 0 | 146 | 14.6 | 0 | 10 | 270 | 84
2157 | 0 | 138 | 13.8 | 0 | 0 | 0 | 83
2158 | 0 | 129 | 12.9 | 0 | 7 | 0 | 80
2159 | 0 | 117 | 11.7 | 0 | 14 | 0 | 76
2160 | 0 | 105 | 10.5 | 0 | 15 | 150 | 70
2161 | 0 | 94 | 9.4 | 0 | 17 | 150 | 63
2162 | 0 | 87 | 8.7 | 0 | 19 | 150 | 58
2163 | 0 | 82 | 8.2 | 0 | 21 | 160 | 52
2164 | 0 | 80 | 8 | 0 | 17 | 160 | 48
2165 | 0 | 78 | 7.8 | 0 | 14 | 160 | 44
2166 | 36 | 84 | 8.4 | 5 | 10 | 120 | 41
2167 | 114 | 99 | 9.9 | 320 | 13 | 120 | 41
2168 | 170 | 115 | 11.5 | 526 | 17 | 120 | 43
2169 | 159 | 130 | 13 | 716 | 20 | 240 | 47
2170 | 150 | 137 | 13.7 | 813 | 20 | 240 | 45
2171 | 135 | 145 | 14.5 | 868 | 21 | 240 | 46
2172 | 139 | 152 | 15.2 | 867 | 21 | 10 | 48
2173 | 130 | 151 | 15.1 | 856 | 31 | 10 | 45
2174 | 123 | 151 | 15.1 | 808 | 41 | 10 | 43
2175 | 124 | 150 | 15 | 690 | 51 | 20 | 41
2176 | 125 | 147 | 14.7 | 447 | 37 | 20 | 42
2177 | 75 | 145 | 14.5 | 110 | 24 | 20 | 44
2178 | 5 | 142 | 14.2 | 0 | 10 | 60 | 46
2179 | 0 | 130 | 13 | 0 | 41 | 200 | 58
2180 | 0 | 123 | 12.3 | 0 | 28 | 200 | 64
2181 | 0 | 116 | 11.6 | 0 | 15 | 170 | 73
2182 | 0 | 113 | 11.3 | 0 | 12 | 170 | 73
2183 | 0 | 110 | 11 | 0 | 10 | 120 | 71
2184 | 0 | 104 | 10.4 | 0 | 21 | 30 | 73
2185 | 0 | 107 | 10.7 | 0 | 17 | 30 | 75
2186 | 0 | 111 | 11.1 | 0 | 14 | 30 | 78
2187 | 0 | 114 | 11.4 | 0 | 10 | 360 | 80
2188 | 0 | 123 | 12.3 | 0 | 34 | 360 | 73
2189 | 0 | 133 | 13.3 | 0 | 58 | 360 | 66
2190 | 37 | 142 | 14.2 | 0 | 82 | 170 | 60
2191 | 122 | 148 | 14.8 | 211 | 84 | 170 | 63
2192 | 247 | 154 | 15.4 | 187 | 85 | 170 | 65
2193 | 331 | 160 | 16 | 145 | 87 | 170 | 66
2194 | 389 | 161 | 16.1 | 92 | 89 | 170 | 69
2195 | 420 | 163 | 16.3 | 7 | 91 | 170 | 72
2196 | 330 | 164 | 16.4 | 12 | 93 | 190 | 75
2197 | 313 | 149 | 14.9 | 7 | 77 | 190 | 77
2198 | 257 | 135 | 13.5 | 21 | 62 | 190 | 78
2199 | 197 | 120 | 12 | 9 | 46 | 210 | 78
2200 | 119 | 122 | 12.2 | 0 | 51 | 210 | 77
2201 | 39 | 124 | 12.4 | 0 | 57 | 210 | 76
2202 | 2 | 126 | 12.6 | 0 | 62 | 240 | 75
2203 | 0 | 123 | 12.3 | 0 | 70 | 240 | 74
2204 | 0 | 119 | 11.9 | 0 | 79 | 240 | 74
2205 | 0 | 116 | 11.6 | 0 | 87 | 260 | 73
2206 | 0 | 116 | 11.6 | 0 | 77 | 260 | 73
2207 | 0 | 116 | 11.6 | 0 | 67 | 260 | 73
2208 | 0 | 116 | 11.6 | 0 | 57 | 190 | 72
2209 | 0 | 115 | 11.5 | 0 | 62 | 190 | 72
2210 | 0 | 113 | 11.3 | 0 | 67 | 190 | 73
2211 | 0 | 112 | 11.2 | 0 | 72 | 180 | 73
2212 | 0 | 110 | 11 | 0 | 66 | 180 | 71
2213 | 0 | 114 | 11.4 | 0 | 69 | 180 | 66
2214 | 37 | 118 | 11.8 | 0 | 72 | 180 | 61
2215 | 126 | 121 | 12.1 | 196 | 84 | 180 | 62
2216 | 207 | 123 | 12.3 | 303 | 96 | 180 | 63
2217 | 271 | 126 | 12.6 | 348 | 108 | 210 | 64
2218 | 342 | 124 | 12.4 | 320 | 111 | 210 | 65
2219 | 418 | 123 | 12.3 | 243 | 115 | 210 | 66
2220 | 434 | 121 | 12.1 | 192 | 118 | 250 | 67
2221 | 397 | 119 | 11.9 | 115 | 115 | 250 | 68
2222 | 333 | 118 | 11.8 | 22 | 111 | 250 | 69
2223 | 199 | 116 | 11.6 | 10 | 108 | 230 | 70
2224 | 120 | 111 | 11.1 | 0 | 105 | 230 | 76
2225 | 40 | 105 | 10.5 | 0 | 101 | 230 | 82
2226 | 2 | 100 | 10 | 0 | 98 | 220 | 88
2227 | 0 | 107 | 10.7 | 0 | 106 | 220 | 87
2228 | 0 | 113 | 11.3 | 0 | 115 | 220 | 86
2229 | 0 | 120 | 12 | 0 | 123 | 260 | 85
2230 | 0 | 122 | 12.2 | 0 | 120 | 260 | 84
2231 | 0 | 124 | 12.4 | 0 | 116 | 260 | 82
2232 | 0 | 126 | 12.6 | 0 | 113 | 270 | 81
2233 | 0 | 130 | 13 | 0 | 118 | 270 | 82
2234 | 0 | 128 | 12.8 | 0 | 100 | 270 | 81
2235 | 0 | 126 | 12.6 | 0 | 82 | 280 | 83
2236 | 0 | 120 | 12 | 0 | 72 | 280 | 82
2237 | 0 | 122 | 12.2 | 0 | 63 | 280 | 88
2238 | 31 | 125 | 12.5 | 0 | 54 | 280 | 87
2239 | 130 | 127 | 12.7 | 46 | 45 | 280 | 87
2240 | 239 | 130 | 13 | 50 | 36 | 290 | 88
2241 | 303 | 136 | 13.6 | 71 | 31 | 270 | 84
2242 | 385 | 138 | 13.8 | 147 | 35 | 270 | 83
2243 | 423 | 141 | 14.1 | 233 | 40 | 270 | 81
2244 | 400 | 143 | 14.3 | 340 | 44 | 270 | 80
2245 | 327 | 145 | 14.5 | 452 | 48 | 270 | 78
2246 | 245 | 148 | 14.8 | 528 | 53 | 270 | 77
2247 | 216 | 150 | 15 | 465 | 57 | 260 | 75
2248 | 144 | 143 | 14.3 | 354 | 55 | 260 | 77
2249 | 78 | 137 | 13.7 | 86 | 53 | 260 | 78
2250 | 6 | 130 | 13 | 0 | 51 | 270 | 79
2251 | 0 | 130 | 13 | 0 | 49 | 270 | 77
2252 | 0 | 129 | 12.9 | 0 | 48 | 270 | 74
2253 | 0 | 129 | 12.9 | 0 | 46 | 190 | 72
2254 | 0 | 131 | 13.1 | 0 | 51 | 190 | 70
2255 | 0 | 132 | 13.2 | 0 | 57 | 190 | 68
2256 | 0 | 134 | 13.4 | 0 | 62 | 180 | 66
2257 | 0 | 135 | 13.5 | 0 | 77 | 180 | 70
2258 | 0 | 135 | 13.5 | 0 | 93 | 180 | 74
2259 | 0 | 136 | 13.6 | 0 | 108 | 190 | 77
2260 | 0 | 130 | 13 | 0 | 92 | 190 | 84
2261 | 0 | 140 | 14 | 0 | 82 | 190 | 77
2262 | 19 | 136 | 13.6 | 0 | 67 | 200 | 88
2263 | 104 | 137 | 13.7 | 0 | 74 | 200 | 86
2264 | 210 | 139 | 13.9 | 27 | 80 | 200 | 85
2265 | 308 | 140 | 14 | 66 | 87 | 260 | 83
2266 | 352 | 143 | 14.3 | 272 | 91 | 260 | 79
2267 | 307 | 147 | 14.7 | 504 | 94 | 260 | 75
2268 | 291 | 150 | 15 | 618 | 98 | 270 | 71
2269 | 228 | 151 | 15.1 | 665 | 89 | 270 | 68
2270 | 196 | 153 | 15.3 | 639 | 81 | 270 | 65
2271 | 174 | 154 | 15.4 | 545 | 72 | 290 | 62
2272 | 139 | 147 | 14.7 | 396 | 69 | 290 | 62
2273 | 80 | 140 | 14 | 111 | 66 | 290 | 63
2274 | 7 | 136 | 13.6 | 0 | 67 | 290 | 62
2275 | 0 | 133 | 13.3 | 0 | 69 | 290 | 66
2276 | 0 | 131 | 13.1 | 0 | 70 | 290 | 70
2277 | 0 | 128 | 12.8 | 0 | 72 | 330 | 75
2278 | 0 | 124 | 12.4 | 0 | 60 | 330 | 79
2279 | 0 | 120 | 12 | 0 | 48 | 330 | 83
2280 | 0 | 116 | 11.6 | 0 | 36 | 310 | 87
2281 | 0 | 119 | 11.9 | 0 | 41 | 310 | 87
2282 | 0 | 123 | 12.3 | 0 | 46 | 310 | 86
2283 | 0 | 126 | 12.6 | 0 | 51 | 320 | 86
2284 | 0 | 126 | 12.6 | 0 | 51 | 320 | 86
2285 | 1 | 126 | 12.6 | 0 | 51 | 320 | 85
2286 | 44 | 126 | 12.6 | 7 | 51 | 320 | 85
2287 | 129 | 133 | 13.3 | 245 | 46 | 320 | 81
2288 | 196 | 141 | 14.1 | 418 | 41 | 320 | 77
2289 | 211 | 148 | 14.8 | 579 | 36 | 290 | 73
2290 | 229 | 149 | 14.9 | 672 | 30 | 290 | 72
2291 | 192 | 150 | 15 | 779 | 25 | 260 | 67
2292 | 160 | 158 | 15.8 | 833 | 26 | 250 | 67
2293 | 202 | 156 | 15.6 | 731 | 28 | 250 | 68
2294 | 238 | 154 | 15.4 | 562 | 29 | 250 | 68
2295 | 244 | 152 | 15.2 | 334 | 31 | 250 | 69
2296 | 172 | 150 | 15 | 131 | 33 | 250 | 69
2297 | 62 | 148 | 14.8 | 0 | 34 | 250 | 69
2298 | 3 | 146 | 14.6 | 0 | 36 | 180 | 69
2299 | 0 | 150 | 15 | 0 | 46 | 180 | 77
2300 | 0 | 150 | 15 | 0 | 49 | 180 | 71
2301 | 0 | 150 | 15 | 0 | 51 | 200 | 72
2302 | 0 | 150 | 15 | 0 | 51 | 200 | 74
2303 | 0 | 150 | 15 | 0 | 51 | 200 | 76
2304 | 0 | 150 | 15 | 0 | 51 | 200 | 77
2305 | 0 | 151 | 15.1 | 0 | 56 | 200 | 78
2306 | 0 | 151 | 15.1 | 0 | 62 | 200 | 79
2307 | 0 | 152 | 15.2 | 0 | 67 | 210 | 80
2308 | 0 | 152 | 15.2 | 0 | 65 | 210 | 80
2309 | 1 | 152 | 15.2 | 0 | 64 | 210 | 80
2310 | 48 | 152 | 15.2 | 36 | 62 | 210 | 80
2311 | 133 | 155 | 15.5 | 265 | 64 | 210 | 82
2312 | 191 | 157 | 15.7 | 392 | 65 | 210 | 84
2313 | 291 | 160 | 16 | 324 | 67 | 230 | 86
2314 | 299 | 166 | 16.6 | 468 | 64 | 230 | 83
2315 | 306 | 172 | 17.2 | 553 | 60 | 230 | 80
2316 | 257 | 178 | 17.8 | 655 | 57 | 250 | 77
2317 | 279 | 181 | 18.1 | 580 | 53 | 250 | 77
2318 | 238 | 183 | 18.3 | 539 | 50 | 250 | 76
2319 | 212 | 186 | 18.6 | 422 | 46 | 220 | 75
2320 | 147 | 180 | 18 | 326 | 56 | 240 | 83
2321 | 78 | 176 | 17.6 | 101 | 53 | 240 | 78
2322 | 7 | 172 | 17.2 | 0 | 50 | 240 | 79
2323 | 0 | 168 | 16.8 | 0 | 47 | 240 | 80
2324 | 0 | 164 | 16.4 | 0 | 44 | 240 | 80
2325 | 0 | 160 | 16 | 0 | 41 | 200 | 81
2326 | 0 | 160 | 16 | 0 | 30 | 180 | 82
2327 | 0 | 160 | 16 | 0 | 41 | 180 | 82
2328 | 0 | 142 | 14.2 | 0 | 51 | 190 | 90
2329 | 0 | 142 | 14.2 | 0 | 49 | 190 | 89
2330 | 0 | 142 | 14.2 | 0 | 48 | 190 | 89
2331 | 0 | 142 | 14.2 | 0 | 46 | 200 | 88
2332 | 0 | 141 | 14.1 | 0 | 51 | 200 | 87
2333 | 1 | 140 | 14 | 0 | 56 | 220 | 82
2334 | 51 | 150 | 15 | 49 | 51 | 200 | 80
2335 | 128 | 163 | 16.3 | 336 | 51 | 200 | 73
2336 | 183 | 175 | 17.5 | 523 | 51 | 200 | 66
2337 | 176 | 188 | 18.8 | 697 | 51 | 220 | 60
2338 | 141 | 191 | 19.1 | 822 | 46 | 220 | 60
2339 | 136 | 193 | 19.3 | 861 | 41 | 220 | 61
2340 | 139 | 196 | 19.6 | 862 | 36 | 240 | 61
2341 | 132 | 191 | 19.1 | 847 | 45 | 240 | 65
2342 | 139 | 187 | 18.7 | 779 | 53 | 240 | 70
2343 | 129 | 182 | 18.2 | 678 | 62 | 260 | 75
2344 | 124 | 173 | 17.3 | 464 | 50 | 260 | 79
2345 | 79 | 165 | 16.5 | 142 | 38 | 260 | 84
2346 | 8 | 156 | 15.6 | 0 | 26 | 230 | 88
2347 | 0 | 163 | 16.3 | 0 | 28 | 230 | 82
2348 | 0 | 170 | 17 | 0 | 30 | 210 | 72
2349 | 0 | 168 | 16.8 | 0 | 31 | 210 | 74
2350 | 0 | 160 | 16 | 0 | 41 | 210 | 77
2351 | 0 | 157 | 15.7 | 0 | 36 | 210 | 80
2352 | 0 | 154 | 15.4 | 0 | 31 | 220 | 82
2353 | 0 | 147 | 14.7 | 0 | 28 | 220 | 85
2354 | 0 | 140 | 14 | 0 | 25 | 160 | 88
2355 | 0 | 134 | 13.4 | 0 | 21 | 250 | 90
2356 | 0 | 135 | 13.5 | 0 | 14 | 250 | 90
2357 | 1 | 135 | 13.5 | 0 | 7 | 250 | 90
2358 | 53 | 136 | 13.6 | 55 | 0 | 0 | 89
2359 | 142 | 150 | 15 | 295 | 0 | 0 | 88
2360 | 161 | 154 | 15.4 | 523 | 21 | 0 | 87
2361 | 247 | 159 | 15.9 | 474 | 41 | 20 | 88
2362 | 293 | 162 | 16.2 | 505 | 43 | 20 | 85
2363 | 386 | 164 | 16.4 | 440 | 44 | 20 | 81
2364 | 392 | 167 | 16.7 | 441 | 46 | 30 | 78
2365 | 281 | 164 | 16.4 | 582 | 42 | 30 | 79
2366 | 189 | 162 | 16.2 | 663 | 38 | 30 | 81
2367 | 165 | 159 | 15.9 | 598 | 33 | 30 | 82
2368 | 126 | 156 | 15.6 | 456 | 29 | 30 | 83
2369 | 80 | 154 | 15.4 | 151 | 25 | 30 | 85
2370 | 8 | 151 | 15.1 | 0 | 21 | 30 | 86
2371 | 0 | 148 | 14.8 | 0 | 21 | 30 | 87
2372 | 0 | 145 | 14.5 | 0 | 21 | 30 | 89
2373 | 0 | 142 | 14.2 | 0 | 21 | 150 | 90
2374 | 0 | 137 | 13.7 | 0 | 23 | 150 | 90
2375 | 0 | 131 | 13.1 | 0 | 24 | 150 | 90
2376 | 0 | 126 | 12.6 | 0 | 26 | 210 | 89
2377 | 0 | 126 | 12.6 | 0 | 22 | 210 | 90
2378 | 0 | 126 | 12.6 | 0 | 19 | 210 | 90
2379 | 0 | 126 | 12.6 | 0 | 15 | 350 | 89
2380 | 0 | 123 | 12.3 | 0 | 12 | 350 | 90
2381 | 2 | 120 | 12 | 0 | 10 | 40 | 94
2382 | 55 | 122 | 12.2 | 36 | 10 | 180 | 89
2383 | 139 | 143 | 14.3 | 251 | 32 | 180 | 79
2384 | 216 | 165 | 16.5 | 341 | 55 | 180 | 70
2385 | 304 | 186 | 18.6 | 319 | 77 | 170 | 62
2386 | 394 | 189 | 18.9 | 300 | 74 | 170 | 64
2387 | 432 | 191 | 19.1 | 305 | 70 | 170 | 66
2388 | 438 | 194 | 19.4 | 305 | 67 | 180 | 67
2389 | 347 | 189 | 18.9 | 407 | 60 | 180 | 70
2390 | 294 | 185 | 18.5 | 422 | 53 | 180 | 73
2391 | 227 | 180 | 18 | 403 | 46 | 300 | 75
2392 | 174 | 185 | 18.5 | 193 | 56 | 300 | 69
2393 | 76 | 190 | 19 | 14 | 66 | 210 | 60
2394 | 5 | 200 | 20 | 0 | 77 | 200 | 56
2395 | 0 | 201 | 20.1 | 0 | 87 | 200 | 52
2396 | 0 | 201 | 20.1 | 0 | 98 | 200 | 48
2397 | 0 | 202 | 20.2 | 0 | 108 | 190 | 44
2398 | 0 | 197 | 19.7 | 0 | 117 | 190 | 46
2399 | 0 | 191 | 19.1 | 0 | 125 | 190 | 48
2400 | 0 | 186 | 18.6 | 0 | 134 | 180 | 50
2401 | 0 | 183 | 18.3 | 0 | 124 | 180 | 54
2402 | 0 | 179 | 17.9 | 0 | 113 | 180 | 57
2403 | 0 | 176 | 17.6 | 0 | 103 | 210 | 61
2404 | 0 | 173 | 17.3 | 0 | 98 | 210 | 65
2405 | 2 | 171 | 17.1 | 0 | 92 | 210 | 69
2406 | 57 | 168 | 16.8 | 58 | 87 | 200 | 72
2407 | 148 | 180 | 18 | 280 | 108 | 190 | 68
2408 | 160 | 189 | 18.9 | 537 | 90 | 190 | 63
2409 | 202 | 198 | 19.8 | 605 | 72 | 200 | 59
2410 | 284 | 210 | 21 | 550 | 87 | 220 | 43
2411 | 342 | 220 | 22 | 472 | 72 | 220 | 53
2412 | 394 | 210 | 21 | 358 | 72 | 230 | 60
2413 | 387 | 210 | 21 | 298 | 72 | 230 | 56
2414 | 372 | 211 | 21.1 | 194 | 61 | 230 | 60
2415 | 283 | 212 | 21.2 | 140 | 51 | 230 | 60
2416 | 158 | 210 | 21 | 345 | 41 | 230 | 60
2417 | 88 | 190 | 19 | 136 | 62 | 190 | 47
2418 | 6 | 196 | 19.6 | 0 | 62 | 200 | 65
2419 | 0 | 194 | 19.4 | 0 | 62 | 200 | 59
2420 | 0 | 192 | 19.2 | 0 | 62 | 200 | 53
2421 | 0 | 190 | 19 | 0 | 62 | 190 | 47
2422 | 0 | 189 | 18.9 | 0 | 62 | 190 | 47
2423 | 0 | 187 | 18.7 | 0 | 62 | 190 | 47
2424 | 0 | 186 | 18.6 | 0 | 62 | 190 | 46
2425 | 0 | 188 | 18.8 | 0 | 64 | 190 | 46
2426 | 0 | 190 | 19 | 0 | 66 | 200 | 43
2427 | 0 | 186 | 18.6 | 0 | 65 | 200 | 46
2428 | 0 | 183 | 18.3 | 0 | 64 | 200 | 46
2429 | 2 | 180 | 18 | 0 | 63 | 200 | 47
2430 | 58 | 176 | 17.6 | 28 | 62 | 200 | 48
2431 | 153 | 180 | 18 | 135 | 41 | 200 | 45
2432 | 245 | 180 | 18 | 80 | 46 | 200 | 54
2433 | 260 | 180 | 18 | 7 | 51 | 220 | 58
2434 | 354 | 190 | 19 | 15 | 41 | 250 | 56
2435 | 426 | 188 | 18.8 | 24 | 44 | 250 | 60
2436 | 422 | 186 | 18.6 | 86 | 46 | 280 | 62
2437 | 368 | 181 | 18.1 | 164 | 39 | 280 | 65
2438 | 362 | 177 | 17.7 | 134 | 33 | 280 | 67
2439 | 279 | 172 | 17.2 | 151 | 26 | 290 | 69
2440 | 181 | 168 | 16.8 | 102 | 21 | 290 | 73
2441 | 80 | 164 | 16.4 | 7 | 15 | 290 | 78
2442 | 7 | 160 | 16 | 0 | 10 | 100 | 82
2443 | 0 | 160 | 16 | 0 | 15 | 100 | 82
2444 | 0 | 160 | 16 | 0 | 20 | 350 | 82
2445 | 0 | 156 | 15.6 | 0 | 31 | 60 | 82
2446 | 0 | 150 | 15 | 0 | 25 | 250 | 82
2447 | 0 | 150 | 15 | 0 | 15 | 210 | 82
2448 | 0 | 150 | 15 | 0 | 15 | 210 | 86
2449 | 0 | 147 | 14.7 | 0 | 19 | 210 | 88
2450 | 0 | 145 | 14.5 | 0 | 22 | 210 | 89
2451 | 0 | 142 | 14.2 | 0 | 26 | 230 | 91
2452 | 0 | 139 | 13.9 | 0 | 21 | 230 | 90
2453 | 3 | 137 | 13.7 | 0 | 15 | 230 | 90
2454 | 61 | 134 | 13.4 | 76 | 10 | 180 | 89
2455 | 136 | 148 | 14.8 | 338 | 15 | 180 | 80
2456 | 172 | 162 | 16.2 | 509 | 21 | 180 | 72
2457 | 236 | 176 | 17.6 | 506 | 26 | 240 | 64
2458 | 295 | 179 | 17.9 | 557 | 25 | 240 | 63
2459 | 254 | 181 | 18.1 | 681 | 24 | 240 | 63
2460 | 220 | 184 | 18.4 | 748 | 23 | 240 | 62
2461 | 146 | 187 | 18.7 | 825 | 23 | 240 | 61
2462 | 141 | 189 | 18.9 | 782 | 22 | 240 | 60
2463 | 130 | 192 | 19.2 | 690 | 21 | 290 | 59
2464 | 138 | 188 | 18.8 | 452 | 17 | 290 | 60
2465 | 91 | 184 | 18.4 | 138 | 14 | 290 | 60
2466 | 10 | 180 | 18 | 0 | 10 | 190 | 59
2467 | 0 | 175 | 17.5 | 0 | 14 | 190 | 59
2468 | 0 | 169 | 16.9 | 0 | 17 | 190 | 57
2469 | 0 | 164 | 16.4 | 0 | 21 | 150 | 56
2470 | 0 | 161 | 16.1 | 0 | 17 | 150 | 62
2471 | 0 | 159 | 15.9 | 0 | 14 | 150 | 67
2472 | 0 | 156 | 15.6 | 0 | 10 | 310 | 73
2473 | 0 | 140 | 14 | 0 | 0 | 0 | 82
2474 | 0 | 137 | 13.7 | 0 | 7 | 0 | 80
2475 | 0 | 134 | 13.4 | 0 | 15 | 100 | 80
2476 | 0 | 132 | 13.2 | 0 | 7 | 100 | 80
2477 | 3 | 130 | 13 | 0 | 0 | 0 | 82
2478 | 64 | 134 | 13.4 | 53 | 10 | 180 | 77
2479 | 147 | 147 | 14.7 | 261 | 12 | 180 | 79
2480 | 212 | 159 | 15.9 | 367 | 13 | 180 | 80
2481 | 313 | 172 | 17.2 | 315 | 15 | 250 | 81
2482 | 401 | 180 | 18 | 195 | 36 | 40 | 68
2483 | 403 | 179 | 17.9 | 103 | 36 | 40 | 78
2484 | 346 | 178 | 17.8 | 12 | 36 | 210 | 78
2485 | 401 | 187 | 18.7 | 28 | 38 | 210 | 68
2486 | 363 | 197 | 19.7 | 95 | 39 | 210 | 59
2487 | 294 | 206 | 20.6 | 133 | 41 | 130 | 51
2488 | 173 | 210 | 21 | 62 | 51 | 190 | 53
2489 | 63 | 196 | 19.6 | 0 | 36 | 190 | 62
2490 | 4 | 182 | 18.2 | 0 | 21 | 160 | 71
2491 | 0 | 170 | 17 | 0 | 15 | 200 | 72
2492 | 0 | 162 | 16.2 | 0 | 12 | 200 | 79
2493 | 0 | 154 | 15.4 | 0 | 10 | 230 | 82
2494 | 0 | 154 | 15.4 | 0 | 10 | 240 | 83
2495 | 0 | 154 | 15.4 | 0 | 26 | 240 | 84
2496 | 0 | 154 | 15.4 | 0 | 41 | 210 | 84
2497 | 0 | 157 | 15.7 | 0 | 41 | 210 | 85
2498 | 0 | 159 | 15.9 | 0 | 41 | 210 | 86
2499 | 0 | 162 | 16.2 | 0 | 41 | 240 | 86
2500 | 0 | 157 | 15.7 | 0 | 38 | 240 | 88
2501 | 3 | 153 | 15.3 | 0 | 34 | 240 | 89
2502 | 62 | 148 | 14.8 | 13 | 31 | 260 | 90
2503 | 155 | 152 | 15.2 | 192 | 33 | 260 | 86
2504 | 234 | 156 | 15.6 | 330 | 36 | 260 | 82
2505 | 267 | 160 | 16 | 463 | 38 | 260 | 78
2506 | 292 | 164 | 16.4 | 543 | 41 | 260 | 74
2507 | 285 | 168 | 16.8 | 614 | 44 | 260 | 70
2508 | 250 | 172 | 17.2 | 677 | 46 | 260 | 67
2509 | 208 | 172 | 17.2 | 713 | 55 | 260 | 68
2510 | 181 | 172 | 17.2 | 697 | 63 | 260 | 68
2511 | 148 | 172 | 17.2 | 639 | 72 | 280 | 69
2512 | 134 | 164 | 16.4 | 448 | 72 | 280 | 72
2513 | 87 | 156 | 15.6 | 156 | 72 | 280 | 75
2514 | 11 | 148 | 14.8 | 0 | 72 | 280 | 78
2515 | 0 | 143 | 14.3 | 0 | 51 | 280 | 80
2516 | 0 | 139 | 13.9 | 0 | 31 | 280 | 82
2517 | 0 | 134 | 13.4 | 0 | 10 | 220 | 84
2518 | 0 | 130 | 13 | 0 | 15 | 220 | 88
2519 | 0 | 130 | 13 | 0 | 20 | 150 | 88
2520 | 0 | 124 | 12.4 | 0 | 26 | 170 | 87
2521 | 0 | 127 | 12.7 | 0 | 21 | 170 | 87
2522 | 0 | 131 | 13.1 | 0 | 15 | 170 | 87
2523 | 0 | 134 | 13.4 | 0 | 10 | 110 | 87
2524 | 0 | 136 | 13.6 | 0 | 14 | 110 | 87
2525 | 2 | 138 | 13.8 | 0 | 17 | 110 | 86
2526 | 34 | 140 | 14 | 0 | 21 | 60 | 85
2527 | 120 | 140 | 14 | 0 | 23 | 60 | 86
2528 | 218 | 141 | 14.1 | 12 | 24 | 60 | 87
2529 | 291 | 141 | 14.1 | 51 | 26 | 60 | 88
2530 | 389 | 141 | 14.1 | 31 | 28 | 60 | 88
2531 | 390 | 142 | 14.2 | 99 | 29 | 60 | 89
2532 | 398 | 142 | 14.2 | 118 | 31 | 40 | 90
2533 | 394 | 145 | 14.5 | 90 | 33 | 40 | 85
2534 | 348 | 149 | 14.9 | 73 | 34 | 40 | 81
2535 | 266 | 152 | 15.2 | 64 | 36 | 40 | 76
2536 | 165 | 150 | 15 | 12 | 36 | 40 | 82
2537 | 58 | 146 | 14.6 | 0 | 41 | 40 | 79
2538 | 5 | 142 | 14.2 | 0 | 46 | 300 | 81
2539 | 0 | 139 | 13.9 | 0 | 44 | 300 | 83
2540 | 0 | 135 | 13.5 | 0 | 43 | 300 | 84
2541 | 0 | 132 | 13.2 | 0 | 41 | 70 | 86
2542 | 0 | 130 | 13 | 0 | 43 | 70 | 86
2543 | 0 | 128 | 12.8 | 0 | 44 | 70 | 85
2544 | 0 | 126 | 12.6 | 0 | 46 | 30 | 85
2545 | 0 | 125 | 12.5 | 0 | 41 | 30 | 85
2546 | 0 | 125 | 12.5 | 0 | 36 | 30 | 85
2547 | 0 | 124 | 12.4 | 0 | 31 | 50 | 85
2548 | 0 | 127 | 12.7 | 0 | 41 | 50 | 85
2549 | 3 | 129 | 12.9 | 0 | 52 | 50 | 84
2550 | 49 | 132 | 13.2 | 0 | 62 | 40 | 83
2551 | 158 | 139 | 13.9 | 100 | 50 | 40 | 80
2552 | 249 | 146 | 14.6 | 263 | 38 | 40 | 77
2553 | 282 | 153 | 15.3 | 450 | 26 | 100 | 74
2554 | 326 | 152 | 15.2 | 506 | 28 | 100 | 75
2555 | 306 | 151 | 15.1 | 593 | 29 | 100 | 75
2556 | 270 | 150 | 15 | 656 | 31 | 200 | 76
2557 | 227 | 153 | 15.3 | 693 | 33 | 200 | 73
2558 | 185 | 157 | 15.7 | 694 | 34 | 200 | 70
2559 | 159 | 160 | 16 | 626 | 36 | 360 | 67
2560 | 148 | 157 | 15.7 | 424 | 38 | 360 | 68
2561 | 96 | 153 | 15.3 | 135 | 39 | 360 | 69
2562 | 12 | 150 | 15 | 0 | 41 | 360 | 70
2563 | 0 | 147 | 14.7 | 0 | 39 | 360 | 73
2564 | 0 | 145 | 14.5 | 0 | 38 | 360 | 77
2565 | 0 | 142 | 14.2 | 0 | 36 | 360 | 81
2566 | 0 | 140 | 14 | 0 | 36 | 360 | 82
2567 | 0 | 137 | 13.7 | 0 | 28 | 360 | 80
2568 | 0 | 135 | 13.5 | 0 | 21 | 340 | 79
2569 | 0 | 131 | 13.1 | 0 | 21 | 340 | 82
2570 | 0 | 126 | 12.6 | 0 | 21 | 340 | 85
2571 | 0 | 122 | 12.2 | 0 | 21 | 170 | 87
2572 | 0 | 121 | 12.1 | 0 | 24 | 170 | 87
2573 | 5 | 121 | 12.1 | 0 | 28 | 170 | 87
2574 | 72 | 120 | 12 | 69 | 31 | 180 | 87
2575 | 151 | 132 | 13.2 | 295 | 29 | 180 | 83
2576 | 215 | 144 | 14.4 | 419 | 28 | 180 | 80
2577 | 266 | 156 | 15.6 | 473 | 26 | 240 | 76
2578 | 363 | 159 | 15.9 | 439 | 26 | 240 | 75
2579 | 406 | 163 | 16.3 | 436 | 26 | 240 | 74
2580 | 411 | 166 | 16.6 | 435 | 26 | 290 | 73
2581 | 369 | 167 | 16.7 | 470 | 26 | 290 | 72
2582 | 253 | 169 | 16.9 | 558 | 26 | 290 | 70
2583 | 194 | 170 | 17 | 532 | 26 | 220 | 69
2584 | 162 | 165 | 16.5 | 348 | 26 | 220 | 69
2585 | 96 | 159 | 15.9 | 97 | 26 | 220 | 70
2586 | 11 | 154 | 15.4 | 0 | 26 | 320 | 71
2587 | 0 | 153 | 15.3 | 0 | 24 | 320 | 73
2588 | 0 | 151 | 15.1 | 0 | 23 | 320 | 76
2589 | 0 | 150 | 15 | 0 | 21 | 330 | 78
2590 | 0 | 140 | 14 | 0 | 23 | 330 | 82
2591 | 0 | 129 | 12.9 | 0 | 24 | 330 | 85
2592 | 0 | 119 | 11.9 | 0 | 26 | 150 | 89
2593 | 0 | 119 | 11.9 | 0 | 34 | 150 | 85
2594 | 0 | 120 | 12 | 0 | 41 | 160 | 88
2595 | 0 | 120 | 12 | 0 | 33 | 160 | 78
2596 | 0 | 120 | 12 | 0 | 25 | 150 | 88
2597 | 6 | 118 | 11.8 | 0 | 30 | 150 | 73
2598 | 76 | 116 | 11.6 | 101 | 36 | 150 | 70
2599 | 138 | 135 | 13.5 | 401 | 31 | 150 | 61
2600 | 156 | 155 | 15.5 | 623 | 26 | 150 | 53
2601 | 153 | 174 | 17.4 | 760 | 21 | 270 | 46
2602 | 166 | 175 | 17.5 | 811 | 21 | 270 | 49
2603 | 161 | 175 | 17.5 | 848 | 21 | 270 | 53
2604 | 164 | 176 | 17.6 | 846 | 21 | 330 | 56
2605 | 154 | 174 | 17.4 | 832 | 21 | 330 | 58
2606 | 145 | 171 | 17.1 | 785 | 21 | 330 | 60
2607 | 144 | 169 | 16.9 | 676 | 21 | 10 | 62
2608 | 143 | 167 | 16.7 | 458 | 21 | 10 | 65
2609 | 98 | 164 | 16.4 | 147 | 21 | 10 | 67
2610 | 13 | 162 | 16.2 | 0 | 21 | 30 | 69
2611 | 0 | 154 | 15.4 | 0 | 19 | 30 | 70
2612 | 0 | 146 | 14.6 | 0 | 17 | 30 | 71
2613 | 0 | 138 | 13.8 | 0 | 15 | 160 | 72
2614 | 0 | 135 | 13.5 | 0 | 15 | 160 | 70
2615 | 0 | 131 | 13.1 | 0 | 15 | 160 | 68
2616 | 0 | 128 | 12.8 | 0 | 15 | 200 | 66
2617 | 0 | 125 | 12.5 | 0 | 10 | 200 | 68
2618 | 0 | 123 | 12.3 | 0 | 5 | 200 | 69
2619 | 0 | 120 | 12 | 0 | 0 | 0 | 69
2620 | 0 | 123 | 12.3 | 0 | 5 | 0 | 68
2621 | 6 | 127 | 12.7 | 0 | 10 | 0 | 66
2622 | 77 | 130 | 13 | 105 | 15 | 160 | 65
2623 | 140 | 142 | 14.2 | 400 | 17 | 160 | 67
2624 | 160 | 154 | 15.4 | 613 | 19 | 160 | 69
2625 | 147 | 166 | 16.6 | 762 | 21 | 10 | 70
2626 | 171 | 172 | 17.2 | 802 | 19 | 10 | 59
2627 | 160 | 177 | 17.7 | 851 | 17 | 10 | 49
2628 | 156 | 183 | 18.3 | 862 | 15 | 330 | 39
2629 | 145 | 185 | 18.5 | 851 | 19 | 330 | 37
2630 | 136 | 188 | 18.8 | 807 | 22 | 330 | 36
2631 | 137 | 190 | 19 | 697 | 26 | 10 | 34
2632 | 141 | 183 | 18.3 | 476 | 22 | 10 | 37
2633 | 99 | 177 | 17.7 | 159 | 19 | 10 | 41
2634 | 14 | 170 | 17 | 0 | 15 | 50 | 44
2635 | 0 | 160 | 16 | 0 | 20 | 70 | 55
2636 | 0 | 151 | 15.1 | 0 | 17 | 70 | 44
2637 | 0 | 142 | 14.2 | 0 | 15 | 90 | 44
2638 | 0 | 138 | 13.8 | 0 | 10 | 90 | 48
2639 | 0 | 134 | 13.4 | 0 | 5 | 90 | 53
2640 | 0 | 130 | 13 | 0 | 0 | 0 | 57
2641 | 0 | 125 | 12.5 | 0 | 0 | 0 | 63
2642 | 0 | 119 | 11.9 | 0 | 0 | 0 | 68
2643 | 0 | 114 | 11.4 | 0 | 0 | 0 | 73
2644 | 0 | 118 | 11.8 | 0 | 0 | 0 | 72
2645 | 7 | 122 | 12.2 | 0 | 0 | 0 | 71
2646 | 78 | 126 | 12.6 | 116 | 0 | 0 | 70
2647 | 141 | 135 | 13.5 | 405 | 4 | 0 | 67
2648 | 158 | 144 | 14.4 | 622 | 7 | 0 | 64
2649 | 158 | 153 | 15.3 | 753 | 10 | 0 | 61
2650 | 170 | 162 | 16.2 | 807 | 14 | 0 | 58
2651 | 163 | 171 | 17.1 | 846 | 17 | 0 | 55
2652 | 164 | 180 | 18 | 847 | 21 | 10 | 52
2653 | 157 | 179 | 17.9 | 829 | 29 | 10 | 59
2654 | 152 | 179 | 17.9 | 776 | 38 | 10 | 65
2655 | 136 | 178 | 17.8 | 687 | 46 | 50 | 71
2656 | 132 | 172 | 17.2 | 488 | 46 | 50 | 76
2657 | 93 | 166 | 16.6 | 186 | 46 | 50 | 80
2658 | 14 | 160 | 16 | 0 | 46 | 50 | 85
2659 | 0 | 155 | 15.5 | 0 | 43 | 50 | 83
2660 | 0 | 149 | 14.9 | 0 | 39 | 50 | 80
2661 | 0 | 144 | 14.4 | 0 | 36 | 210 | 77
2662 | 0 | 136 | 13.6 | 0 | 24 | 210 | 79
2663 | 0 | 128 | 12.8 | 0 | 12 | 210 | 80
2664 | 0 | 120 | 12 | 0 | 0 | 0 | 80
2665 | 0 | 118 | 11.8 | 0 | 0 | 0 | 81
2666 | 0 | 116 | 11.6 | 0 | 0 | 0 | 81
2667 | 0 | 114 | 11.4 | 0 | 0 | 0 | 82
2668 | 0 | 122 | 12.2 | 0 | 5 | 0 | 85
2669 | 8 | 130 | 13 | 0 | 10 | 0 | 88
2670 | 74 | 138 | 13.8 | 144 | 15 | 70 | 91
2671 | 144 | 149 | 14.9 | 397 | 25 | 70 | 81
2672 | 140 | 161 | 16.1 | 652 | 36 | 70 | 73
2673 | 164 | 172 | 17.2 | 743 | 46 | 200 | 65
2674 | 155 | 173 | 17.3 | 819 | 55 | 200 | 69
2675 | 152 | 175 | 17.5 | 851 | 63 | 200 | 74
2676 | 156 | 176 | 17.6 | 849 | 72 | 30 | 77
2677 | 218 | 178 | 17.8 | 716 | 74 | 30 | 77
2678 | 338 | 180 | 18 | 355 | 77 | 40 | 73
2679 | 273 | 174 | 17.4 | 62 | 64 | 40 | 80
2680 | 171 | 171 | 17.1 | 13 | 51 | 40 | 83
2681 | 64 | 167 | 16.7 | 0 | 39 | 40 | 86
2682 | 6 | 164 | 16.4 | 0 | 26 | 100 | 88
2683 | 0 | 157 | 15.7 | 0 | 13 | 100 | 89
2684 | 0 | 150 | 15 | 0 | 0 | 0 | 94
2685 | 0 | 146 | 14.6 | 0 | 26 | 180 | 90
2686 | 0 | 143 | 14.3 | 0 | 31 | 180 | 90
2687 | 0 | 139 | 13.9 | 0 | 36 | 180 | 90
2688 | 0 | 136 | 13.6 | 0 | 41 | 210 | 89
2689 | 0 | 133 | 13.3 | 0 | 34 | 210 | 91
2690 | 0 | 131 | 13.1 | 0 | 28 | 210 | 92
2691 | 0 | 128 | 12.8 | 0 | 21 | 190 | 94
2692 | 0 | 125 | 12.5 | 0 | 21 | 190 | 100
2693 | 8 | 123 | 12.3 | 0 | 20 | 190 | 100
2694 | 81 | 120 | 12 | 92 | 20 | 150 | 88
2695 | 169 | 160 | 16 | 322 | 24 | 150 | 82
2696 | 175 | 164 | 16.4 | 569 | 28 | 150 | 85
2697 | 181 | 167 | 16.7 | 693 | 33 | 150 | 82
2698 | 197 | 171 | 17.1 | 743 | 37 | 150 | 79
2699 | 199 | 174 | 17.4 | 772 | 41 | 20 | 80
2700 | 198 | 178 | 17.8 | 778 | 46 | 20 | 73
2701 | 202 | 179 | 17.9 | 736 | 55 | 20 | 73
2702 | 211 | 179 | 17.9 | 648 | 63 | 20 | 74
2703 | 204 | 180 | 18 | 520 | 72 | 40 | 74
2704 | 145 | 176 | 17.6 | 436 | 56 | 40 | 75
2705 | 95 | 172 | 17.2 | 179 | 41 | 20 | 77
2706 | 15 | 168 | 16.8 | 0 | 36 | 40 | 78
2707 | 0 | 164 | 16.4 | 0 | 28 | 40 | 79
2708 | 0 | 160 | 16 | 0 | 20 | 40 | 82
2709 | 0 | 147 | 14.7 | 0 | 10 | 160 | 86
2710 | 0 | 143 | 14.3 | 0 | 14 | 160 | 86
2711 | 0 | 138 | 13.8 | 0 | 17 | 160 | 87
2712 | 0 | 134 | 13.4 | 0 | 21 | 200 | 87
2713 | 0 | 130 | 13 | 0 | 20 | 200 | 88
2714 | 0 | 129 | 12.9 | 0 | 10 | 200 | 88
2715 | 0 | 128 | 12.8 | 0 | 0 | 0 | 87
2716 | 0 | 135 | 13.5 | 0 | 9 | 0 | 88
2717 | 9 | 143 | 14.3 | 0 | 17 | 0 | 89
2718 | 77 | 150 | 15 | 154 | 26 | 50 | 90
2719 | 147 | 160 | 16 | 399 | 24 | 50 | 85
2720 | 144 | 170 | 17 | 647 | 23 | 50 | 81
2721 | 155 | 180 | 18 | 753 | 21 | 250 | 76
2722 | 159 | 190 | 19 | 815 | 26 | 250 | 67
2723 | 151 | 200 | 20 | 856 | 31 | 250 | 58
2724 | 171 | 210 | 21 | 838 | 36 | 30 | 49
2725 | 162 | 212 | 21.2 | 823 | 33 | 30 | 52
2726 | 155 | 214 | 21.4 | 773 | 29 | 30 | 54
2727 | 138 | 216 | 21.6 | 688 | 26 | 60 | 56
2728 | 133 | 211 | 21.1 | 494 | 31 | 60 | 55
2729 | 104 | 207 | 20.7 | 161 | 36 | 60 | 53
2730 | 16 | 202 | 20.2 | 0 | 41 | 200 | 52
2731 | 0 | 191 | 19.1 | 0 | 31 | 200 | 59
2732 | 0 | 181 | 18.1 | 0 | 20 | 200 | 67
2733 | 0 | 170 | 17 | 0 | 10 | 110 | 76
2734 | 0 | 163 | 16.3 | 0 | 10 | 110 | 77
2735 | 0 | 155 | 15.5 | 0 | 10 | 110 | 77
2736 | 0 | 148 | 14.8 | 0 | 10 | 180 | 78
2737 | 0 | 148 | 14.8 | 0 | 10 | 180 | 77
2738 | 0 | 149 | 14.9 | 0 | 10 | 180 | 75
2739 | 0 | 149 | 14.9 | 0 | 10 | 180 | 73
2740 | 0 | 153 | 15.3 | 0 | 14 | 180 | 72
2741 | 8 | 158 | 15.8 | 0 | 19 | 180 | 70
2742 | 75 | 162 | 16.2 | 18 | 23 | 200 | 68
2743 | 176 | 171 | 17.1 | 72 | 27 | 200 | 60
2744 | 260 | 179 | 17.9 | 105 | 32 | 200 | 53
2745 | 336 | 188 | 18.8 | 88 | 36 | 60 | 46
2746 | 410 | 194 | 19.4 | 52 | 38 | 60 | 48
2747 | 457 | 200 | 20 | 14 | 41 | 60 | 49
2748 | 437 | 206 | 20.6 | 11 | 44 | 60 | 49
2749 | 387 | 207 | 20.7 | 9 | 46 | 60 | 53
2750 | 308 | 208 | 20.8 | 12 | 49 | 60 | 56
2751 | 222 | 209 | 20.9 | 6 | 51 | 20 | 60
2752 | 142 | 204 | 20.4 | 0 | 41 | 20 | 65
2753 | 59 | 200 | 20 | 0 | 31 | 20 | 69
2754 | 6 | 196 | 19.6 | 0 | 21 | 230 | 74
2755 | 0 | 191 | 19.1 | 0 | 23 | 230 | 74
2756 | 0 | 185 | 18.5 | 0 | 24 | 230 | 73
2757 | 0 | 180 | 18 | 0 | 26 | 180 | 72
2758 | 0 | 177 | 17.7 | 0 | 22 | 180 | 75
2759 | 0 | 173 | 17.3 | 0 | 19 | 180 | 78
2760 | 0 | 170 | 17 | 0 | 15 | 80 | 80
2761 | 0 | 167 | 16.7 | 0 | 13 | 80 | 82
2762 | 0 | 165 | 16.5 | 0 | 12 | 80 | 84
2763 | 0 | 162 | 16.2 | 0 | 10 | 110 | 86
2764 | 0 | 159 | 15.9 | 0 | 14 | 110 | 84
2765 | 10 | 157 | 15.7 | 0 | 17 | 110 | 82
2766 | 82 | 154 | 15.4 | 92 | 21 | 170 | 79
2767 | 177 | 169 | 16.9 | 305 | 19 | 170 | 72
2768 | 175 | 185 | 18.5 | 593 | 17 | 170 | 65
2769 | 164 | 200 | 20 | 747 | 15 | 350 | 59
2770 | 170 | 201 | 20.1 | 788 | 24 | 350 | 63
2771 | 337 | 203 | 20.3 | 564 | 32 | 350 | 66
2772 | 430 | 204 | 20.4 | 337 | 41 | 20 | 70
2773 | 317 | 203 | 20.3 | 557 | 48 | 20 | 69
2774 | 191 | 202 | 20.2 | 707 | 55 | 20 | 68
2775 | 141 | 201 | 20.1 | 683 | 62 | 40 | 67
2776 | 136 | 197 | 19.7 | 488 | 48 | 40 | 73
2777 | 98 | 192 | 19.2 | 195 | 35 | 40 | 78
2778 | 17 | 188 | 18.8 | 0 | 21 | 230 | 84
2779 | 0 | 181 | 18.1 | 0 | 19 | 230 | 85
2780 | 0 | 175 | 17.5 | 0 | 17 | 230 | 86
2781 | 0 | 168 | 16.8 | 0 | 15 | 230 | 87
2782 | 0 | 165 | 16.5 | 0 | 10 | 230 | 85
2783 | 0 | 163 | 16.3 | 0 | 5 | 230 | 83
2784 | 0 | 160 | 16 | 0 | 0 | 0 | 81
2785 | 0 | 161 | 16.1 | 0 | 0 | 0 | 72
2786 | 0 | 163 | 16.3 | 0 | 0 | 0 | 63
2787 | 0 | 164 | 16.4 | 0 | 0 | 0 | 54
2788 | 0 | 150 | 15 | 0 | 0 | 0 | 59
2789 | 11 | 167 | 16.7 | 0 | 4 | 0 | 51
2790 | 89 | 184 | 18.4 | 142 | 8 | 0 | 45
2791 | 147 | 200 | 20 | 424 | 13 | 0 | 40
2792 | 162 | 217 | 21.7 | 634 | 17 | 0 | 35
2793 | 159 | 234 | 23.4 | 763 | 21 | 20 | 31
2794 | 158 | 242 | 24.2 | 823 | 19 | 20 | 31
2795 | 205 | 249 | 24.9 | 779 | 17 | 20 | 31
2796 | 294 | 257 | 25.7 | 643 | 15 | 20 | 31
2797 | 353 | 265 | 26.5 | 482 | 14 | 20 | 32
2798 | 359 | 272 | 27.2 | 311 | 12 | 20 | 32
2799 | 291 | 280 | 28 | 166 | 10 | 230 | 31
2800 | 222 | 270 | 27 | 90 | 72 | 70 | 34
2801 | 105 | 258 | 25.8 | 43 | 61 | 70 | 34
2802 | 14 | 246 | 24.6 | 0 | 51 | 60 | 36
2803 | 0 | 228 | 22.8 | 0 | 36 | 60 | 47
2804 | 0 | 210 | 21 | 0 | 20 | 60 | 61
2805 | 0 | 192 | 19.2 | 0 | 5 | 210 | 77
2806 | 0 | 187 | 18.7 | 0 | 12 | 210 | 80
2807 | 0 | 181 | 18.1 | 0 | 19 | 210 | 83
2808 | 0 | 176 | 17.6 | 0 | 26 | 180 | 85
2809 | 0 | 175 | 17.5 | 0 | 22 | 180 | 84
2810 | 0 | 175 | 17.5 | 0 | 19 | 180 | 82
2811 | 0 | 174 | 17.4 | 0 | 15 | 190 | 80
2812 | 0 | 172 | 17.2 | 0 | 22 | 190 | 83
2813 | 6 | 170 | 17 | 0 | 29 | 190 | 85
2814 | 68 | 168 | 16.8 | 0 | 36 | 340 | 87
2815 | 178 | 170 | 17 | 78 | 37 | 340 | 86
2816 | 279 | 172 | 17.2 | 187 | 38 | 340 | 84
2817 | 346 | 174 | 17.4 | 303 | 38 | 340 | 82
2818 | 331 | 176 | 17.6 | 465 | 39 | 340 | 81
2819 | 349 | 178 | 17.8 | 532 | 40 | 340 | 79
2820 | 302 | 180 | 18 | 625 | 41 | 20 | 77
2821 | 371 | 177 | 17.7 | 401 | 31 | 20 | 79
2822 | 378 | 175 | 17.5 | 138 | 20 | 20 | 81
2823 | 215 | 172 | 17.2 | 20 | 10 | 340 | 83
2824 | 144 | 170 | 17 | 0 | 15 | 310 | 82
2825 | 61 | 160 | 16 | 0 | 17 | 310 | 86
2826 | 7 | 150 | 15 | 0 | 19 | 310 | 90
2827 | 0 | 151 | 15.1 | 0 | 22 | 310 | 90
2828 | 0 | 151 | 15.1 | 0 | 24 | 310 | 90
2829 | 0 | 152 | 15.2 | 0 | 26 | 210 | 90
2830 | 0 | 146 | 14.6 | 0 | 23 | 210 | 92
2831 | 0 | 140 | 14 | 0 | 20 | 70 | 94
2832 | 0 | 146 | 14.6 | 0 | 0 | 0 | 90
2833 | 0 | 143 | 14.3 | 0 | 7 | 0 | 89
2834 | 0 | 139 | 13.9 | 0 | 14 | 0 | 87
2835 | 0 | 136 | 13.6 | 0 | 21 | 180 | 85
2836 | 0 | 141 | 14.1 | 0 | 24 | 180 | 85
2837 | 11 | 145 | 14.5 | 0 | 28 | 180 | 83
2838 | 87 | 150 | 15 | 101 | 31 | 190 | 82
2839 | 189 | 170 | 17 | 146 | 30 | 210 | 77
2840 | 279 | 170 | 17 | 80 | 41 | 210 | 78
2841 | 280 | 170 | 17 | 12 | 51 | 260 | 81
2842 | 385 | 173 | 17.3 | 5 | 48 | 260 | 78
2843 | 464 | 175 | 17.5 | 7 | 44 | 260 | 75
2844 | 437 | 178 | 17.8 | 91 | 41 | 270 | 73
2845 | 382 | 180 | 18 | 292 | 44 | 270 | 73
2846 | 322 | 182 | 18.2 | 412 | 48 | 270 | 74
2847 | 210 | 184 | 18.4 | 519 | 51 | 290 | 75
2848 | 154 | 177 | 17.7 | 420 | 64 | 290 | 77
2849 | 102 | 170 | 17 | 178 | 77 | 270 | 77
2850 | 18 | 160 | 16 | 0 | 51 | 270 | 83
2851 | 0 | 155 | 15.5 | 0 | 37 | 270 | 85
2852 | 0 | 151 | 15.1 | 0 | 24 | 270 | 85
2853 | 0 | 146 | 14.6 | 0 | 10 | 160 | 86
2854 | 0 | 141 | 14.1 | 0 | 14 | 160 | 85
2855 | 0 | 135 | 13.5 | 0 | 17 | 160 | 84
2856 | 0 | 130 | 13 | 0 | 21 | 170 | 83
2857 | 0 | 130 | 13 | 0 | 25 | 170 | 81
2858 | 0 | 130 | 13 | 0 | 30 | 160 | 77
2859 | 0 | 131 | 13.1 | 0 | 15 | 190 | 77
2860 | 0 | 130 | 13 | 0 | 36 | 160 | 82
2861 | 12 | 144 | 14.4 | 0 | 18 | 160 | 88
2862 | 88 | 158 | 15.8 | 103 | 0 | 0 | 88
2863 | 183 | 162 | 16.2 | 308 | 14 | 0 | 84
2864 | 180 | 166 | 16.6 | 592 | 27 | 0 | 80
2865 | 169 | 170 | 17 | 743 | 41 | 20 | 76
2866 | 163 | 173 | 17.3 | 815 | 43 | 20 | 72
2867 | 150 | 177 | 17.7 | 859 | 44 | 20 | 68
2868 | 149 | 180 | 18 | 863 | 46 | 20 | 64
2869 | 148 | 180 | 18 | 839 | 46 | 30 | 68
2870 | 151 | 184 | 18.4 | 779 | 56 | 30 | 72
2871 | 144 | 189 | 18.9 | 681 | 67 | 30 | 75
2872 | 139 | 182 | 18.2 | 493 | 64 | 30 | 77
2873 | 102 | 176 | 17.6 | 205 | 60 | 30 | 80
2874 | 19 | 168 | 16.8 | 0 | 57 | 50 | 83
2875 | 0 | 165 | 16.5 | 0 | 53 | 50 | 85
2876 | 0 | 163 | 16.3 | 0 | 50 | 50 | 86
2877 | 0 | 162 | 16.2 | 0 | 46 | 60 | 84
2878 | 0 | 164 | 16.4 | 0 | 32 | 60 | 80
2879 | 0 | 167 | 16.7 | 0 | 19 | 60 | 75
2880 | 0 | 171 | 17.1 | 0 | 36 | 200 | 73
2881 | 0 | 173 | 17.3 | 0 | 39 | 200 | 73
2882 | 0 | 174 | 17.4 | 0 | 43 | 200 | 76
2883 | 0 | 172 | 17.2 | 0 | 46 | 360 | 81
2884 | 0 | 169 | 16.9 | 0 | 36 | 360 | 86
2885 | 6 | 167 | 16.7 | 0 | 25 | 360 | 89
2886 | 57 | 168 | 16.8 | 0 | 15 | 40 | 86
2887 | 156 | 171 | 17.1 | 10 | 13 | 40 | 83
2888 | 249 | 174 | 17.4 | 59 | 12 | 40 | 81
2889 | 360 | 177 | 17.7 | 70 | 10 | 340 | 78
2890 | 413 | 182 | 18.2 | 32 | 22 | 340 | 78
2891 | 370 | 188 | 18.8 | 62 | 34 | 340 | 79
2892 | 339 | 193 | 19.3 | 40 | 46 | 360 | 79
2893 | 336 | 191 | 19.1 | 18 | 53 | 360 | 83
2894 | 291 | 189 | 18.9 | 16 | 60 | 360 | 87
2895 | 229 | 187 | 18.7 | 9 | 67 | 290 | 91
2896 | 196 | 180 | 18 | 38 | 58 | 290 | 92
2897 | 103 | 172 | 17.2 | 59 | 50 | 290 | 93
2898 | 18 | 165 | 16.5 | 0 | 41 | 30 | 94
2899 | 0 | 163 | 16.3 | 0 | 50 | 30 | 94
2900 | 0 | 160 | 16 | 0 | 58 | 30 | 93
2901 | 0 | 158 | 15.8 | 0 | 67 | 50 | 93
2902 | 0 | 156 | 15.6 | 0 | 62 | 50 | 93
2903 | 0 | 153 | 15.3 | 0 | 56 | 50 | 92
2904 | 0 | 151 | 15.1 | 0 | 51 | 50 | 92
2905 | 0 | 150 | 15 | 0 | 44 | 50 | 91
2906 | 0 | 149 | 14.9 | 0 | 38 | 50 | 90
2907 | 0 | 148 | 14.8 | 0 | 31 | 50 | 89
2908 | 0 | 150 | 15 | 0 | 26 | 50 | 90
2909 | 14 | 151 | 15.1 | 0 | 20 | 50 | 92
2910 | 91 | 153 | 15.3 | 103 | 15 | 220 | 93
2911 | 207 | 161 | 16.1 | 84 | 17 | 220 | 89
2912 | 276 | 169 | 16.9 | 63 | 19 | 220 | 85
2913 | 286 | 177 | 17.7 | 13 | 21 | 280 | 82
2914 | 332 | 174 | 17.4 | 18 | 43 | 280 | 84
2915 | 352 | 171 | 17.1 | 25 | 65 | 280 | 87
2916 | 353 | 168 | 16.8 | 25 | 87 | 30 | 90
2917 | 351 | 177 | 17.7 | 297 | 103 | 30 | 82
2918 | 284 | 185 | 18.5 | 499 | 118 | 30 | 75
2919 | 154 | 194 | 19.4 | 667 | 134 | 30 | 68
2920 | 136 | 189 | 18.9 | 513 | 130 | 30 | 70
2921 | 103 | 185 | 18.5 | 241 | 125 | 30 | 72
2922 | 22 | 180 | 18 | 0 | 121 | 30 | 75
2923 | 0 | 176 | 17.6 | 0 | 117 | 30 | 77
2924 | 0 | 172 | 17.2 | 0 | 112 | 30 | 80
2925 | 0 | 167 | 16.7 | 0 | 108 | 60 | 82
2926 | 0 | 164 | 16.4 | 0 | 79 | 60 | 83
2927 | 0 | 161 | 16.1 | 0 | 50 | 60 | 84
2928 | 0 | 158 | 15.8 | 0 | 21 | 70 | 85
2929 | 0 | 153 | 15.3 | 0 | 17 | 70 | 87
2930 | 0 | 149 | 14.9 | 0 | 14 | 70 | 90
2931 | 0 | 144 | 14.4 | 0 | 10 | 10 | 92
2932 | 0 | 148 | 14.8 | 0 | 19 | 10 | 92
2933 | 15 | 153 | 15.3 | 0 | 27 | 10 | 93
2934 | 92 | 157 | 15.7 | 105 | 36 | 20 | 93
2935 | 195 | 166 | 16.6 | 146 | 38 | 20 | 90
2936 | 290 | 175 | 17.5 | 124 | 39 | 20 | 87
2937 | 362 | 184 | 18.4 | 69 | 41 | 240 | 84
2938 | 414 | 190 | 19 | 32 | 32 | 240 | 83
2939 | 371 | 196 | 19.6 | 61 | 24 | 240 | 82
2940 | 352 | 202 | 20.2 | 26 | 15 | 340 | 81
2941 | 337 | 201 | 20.1 | 18 | 17 | 340 | 81
2942 | 292 | 200 | 20 | 16 | 19 | 340 | 80
2943 | 231 | 199 | 19.9 | 9 | 21 | 30 | 80
2944 | 204 | 201 | 20.1 | 100 | 53 | 30 | 78
2945 | 111 | 204 | 20.4 | 127 | 86 | 30 | 75
2946 | 22 | 206 | 20.6 | 0 | 118 | 200 | 73
2947 | 0 | 201 | 20.1 | 0 | 96 | 200 | 77
2948 | 0 | 195 | 19.5 | 0 | 73 | 200 | 82
2949 | 0 | 190 | 19 | 0 | 51 | 160 | 87
2950 | 0 | 184 | 18.4 | 0 | 66 | 160 | 88
2951 | 0 | 178 | 17.8 | 0 | 80 | 160 | 89
2952 | 0 | 172 | 17.2 | 0 | 95 | 160 | 90
2953 | 0 | 166 | 16.6 | 0 | 110 | 160 | 92
2954 | 0 | 160 | 16 | 0 | 124 | 160 | 93
2955 | 0 | 154 | 15.4 | 0 | 139 | 240 | 94
2956 | 0 | 154 | 15.4 | 0 | 139 | 240 | 92
2957 | 8 | 154 | 15.4 | 0 | 139 | 240 | 91
2958 | 61 | 154 | 15.4 | 0 | 139 | 220 | 89
2959 | 143 | 156 | 15.6 | 1 | 144 | 220 | 90
2960 | 223 | 157 | 15.7 | 7 | 149 | 220 | 91
2961 | 289 | 159 | 15.9 | 11 | 154 | 250 | 92
2962 | 334 | 162 | 16.2 | 18 | 146 | 250 | 88
2963 | 354 | 166 | 16.6 | 25 | 137 | 250 | 83
2964 | 356 | 169 | 16.9 | 25 | 129 | 240 | 79
2965 | 404 | 173 | 17.3 | 105 | 132 | 240 | 76
2966 | 344 | 176 | 17.6 | 240 | 136 | 240 | 72
2967 | 279 | 180 | 18 | 307 | 139 | 250 | 69
2968 | 210 | 177 | 17.7 | 188 | 134 | 250 | 72
2969 | 109 | 175 | 17.5 | 78 | 128 | 250 | 74
2970 | 17 | 172 | 17.2 | 0 | 123 | 250 | 77
2971 | 0 | 167 | 16.7 | 0 | 108 | 250 | 81
2972 | 0 | 162 | 16.2 | 0 | 92 | 250 | 84
2973 | 0 | 157 | 15.7 | 0 | 77 | 220 | 88
2974 | 0 | 156 | 15.6 | 0 | 82 | 220 | 87
2975 | 0 | 156 | 15.6 | 0 | 88 | 220 | 87
2976 | 0 | 155 | 15.5 | 0 | 93 | 210 | 86
2977 | 0 | 155 | 15.5 | 0 | 89 | 210 | 87
2978 | 0 | 155 | 15.5 | 0 | 86 | 210 | 88
2979 | 0 | 155 | 15.5 | 0 | 82 | 210 | 88
2980 | 0 | 157 | 15.7 | 0 | 80 | 210 | 88
2981 | 17 | 160 | 16 | 0 | 79 | 210 | 87
2982 | 99 | 162 | 16.2 | 201 | 77 | 210 | 86
2983 | 155 | 172 | 17.2 | 445 | 79 | 210 | 79
2984 | 153 | 182 | 18.2 | 653 | 80 | 210 | 73
2985 | 175 | 192 | 19.2 | 728 | 82 | 240 | 68
2986 | 189 | 191 | 19.1 | 764 | 83 | 240 | 70
2987 | 217 | 189 | 18.9 | 753 | 83 | 240 | 72
2988 | 236 | 188 | 18.8 | 725 | 84 | 240 | 75
2989 | 191 | 186 | 18.6 | 767 | 82 | 240 | 74
2990 | 146 | 185 | 18.5 | 783 | 80 | 240 | 74
2991 | 136 | 183 | 18.3 | 712 | 77 | 240 | 74
2992 | 122 | 180 | 18 | 569 | 75 | 240 | 74
2993 | 103 | 177 | 17.7 | 277 | 73 | 240 | 74
2994 | 25 | 173 | 17.3 | 0 | 71 | 240 | 75
2995 | 0 | 167 | 16.7 | 0 | 66 | 240 | 79
2996 | 0 | 160 | 16 | 0 | 62 | 240 | 83
2997 | 0 | 154 | 15.4 | 0 | 57 | 220 | 87
2998 | 0 | 153 | 15.3 | 0 | 55 | 220 | 86
2999 | 0 | 153 | 15.3 | 0 | 53 | 220 | 84
3000 | 0 | 152 | 15.2 | 0 | 51 | 180 | 83
3001 | 0 | 150 | 15 | 0 | 53 | 180 | 84
3002 | 0 | 147 | 14.7 | 0 | 55 | 180 | 85
3003 | 0 | 145 | 14.5 | 0 | 57 | 190 | 86
3004 | 0 | 149 | 14.9 | 0 | 57 | 190 | 84
3005 | 16 | 152 | 15.2 | 0 | 57 | 190 | 82
3006 | 96 | 156 | 15.6 | 112 | 57 | 180 | 80
3007 | 199 | 163 | 16.3 | 179 | 60 | 180 | 76
3008 | 296 | 169 | 16.9 | 197 | 64 | 180 | 73
3009 | 386 | 176 | 17.6 | 175 | 67 | 200 | 70
3010 | 382 | 174 | 17.4 | 217 | 69 | 200 | 77
3011 | 498 | 172 | 17.2 | 80 | 70 | 200 | 85
3012 | 445 | 170 | 17 | 91 | 72 | 190 | 93
3013 | 417 | 168 | 16.8 | 89 | 57 | 190 | 94
3014 | 360 | 165 | 16.5 | 88 | 41 | 190 | 96
3015 | 290 | 163 | 16.3 | 68 | 26 | 210 | 97
3016 | 208 | 163 | 16.3 | 166 | 19 | 210 | 93
3017 | 133 | 163 | 16.3 | 82 | 12 | 210 | 90
3018 | 24 | 163 | 16.3 | 0 | 5 | 310 | 86
3019 | 0 | 159 | 15.9 | 0 | 3 | 310 | 89
3020 | 0 | 156 | 15.6 | 0 | 2 | 310 | 92
3021 | 0 | 152 | 15.2 | 0 | 0 | 0 | 95
3022 | 0 | 149 | 14.9 | 0 | 4 | 0 | 95
3023 | 0 | 147 | 14.7 | 0 | 7 | 0 | 96
3024 | 0 | 144 | 14.4 | 0 | 10 | 0 | 96
3025 | 0 | 142 | 14.2 | 0 | 14 | 0 | 97
3026 | 0 | 140 | 14 | 0 | 17 | 0 | 97
3027 | 0 | 138 | 13.8 | 0 | 21 | 120 | 98
3028 | 0 | 144 | 14.4 | 0 | 16 | 120 | 96
3029 | 16 | 149 | 14.9 | 0 | 10 | 120 | 95
3030 | 98 | 154 | 15.4 | 112 | 5 | 130 | 93
3031 | 191 | 160 | 16 | 237 | 19 | 130 | 92
3032 | 264 | 166 | 16.6 | 338 | 32 | 130 | 91
3033 | 310 | 172 | 17.2 | 417 | 46 | 130 | 90
3034 | 348 | 178 | 17.8 | 461 | 60 | 130 | 89
3035 | 353 | 184 | 18.4 | 503 | 73 | 130 | 88
3036 | 352 | 190 | 19 | 518 | 87 | 30 | 87
3037 | 292 | 190 | 19 | 598 | 89 | 30 | 83
3038 | 192 | 190 | 19 | 691 | 91 | 30 | 80
3039 | 147 | 190 | 19 | 679 | 93 | 50 | 77
3040 | 133 | 185 | 18.5 | 537 | 87 | 50 | 78
3041 | 106 | 181 | 18.1 | 269 | 81 | 50 | 79
3042 | 27 | 176 | 17.6 | 0 | 75 | 50 | 80
3043 | 0 | 171 | 17.1 | 0 | 69 | 50 | 82
3044 | 0 | 167 | 16.7 | 0 | 63 | 50 | 83
3045 | 0 | 162 | 16.2 | 0 | 57 | 60 | 84
3046 | 0 | 157 | 15.7 | 0 | 41 | 60 | 86
3047 | 0 | 151 | 15.1 | 0 | 26 | 60 | 88
3048 | 0 | 146 | 14.6 | 0 | 10 | 130 | 90
3049 | 0 | 144 | 14.4 | 0 | 12 | 130 | 90
3050 | 0 | 141 | 14.1 | 0 | 13 | 130 | 91
3051 | 0 | 139 | 13.9 | 0 | 15 | 130 | 92
3052 | 0 | 145 | 14.5 | 0 | 12 | 130 | 91
3053 | 20 | 151 | 15.1 | 0 | 8 | 130 | 91
3054 | 102 | 157 | 15.7 | 226 | 5 | 180 | 90
3055 | 151 | 167 | 16.7 | 479 | 20 | 180 | 86
3056 | 146 | 178 | 17.8 | 679 | 36 | 180 | 82
3057 | 158 | 188 | 18.8 | 750 | 51 | 30 | 79
3058 | 185 | 191 | 19.1 | 773 | 61 | 30 | 77
3059 | 197 | 193 | 19.3 | 787 | 72 | 30 | 76
3060 | 198 | 196 | 19.6 | 787 | 82 | 30 | 75
3061 | 190 | 195 | 19.5 | 772 | 84 | 30 | 79
3062 | 164 | 193 | 19.3 | 749 | 85 | 30 | 83
3063 | 123 | 192 | 19.2 | 714 | 87 | 70 | 87
3064 | 136 | 187 | 18.7 | 530 | 74 | 70 | 88
3065 | 107 | 182 | 18.2 | 268 | 61 | 70 | 89
3066 | 28 | 177 | 17.7 | 0 | 49 | 70 | 90
3067 | 0 | 172 | 17.2 | 0 | 36 | 70 | 91
3068 | 0 | 167 | 16.7 | 0 | 23 | 70 | 92
3069 | 0 | 162 | 16.2 | 0 | 10 | 90 | 93
3070 | 0 | 157 | 15.7 | 0 | 4 | 90 | 94
3071 | 0 | 153 | 15.3 | 0 | 0 | 90 | 96
3072 | 0 | 148 | 14.8 | 0 | 0 | 90 | 98
3073 | 0 | 145 | 14.5 | 0 | 0 | 90 | 98
3074 | 0 | 143 | 14.3 | 0 | 5 | 90 | 99
3075 | 0 | 140 | 14 | 0 | 11 | 90 | 100
3076 | 0 | 146 | 14.6 | 0 | 11 | 90 | 100
3077 | 21 | 153 | 15.3 | 0 | 10 | 90 | 99
3078 | 103 | 159 | 15.9 | 227 | 9 | 90 | 98
3079 | 151 | 170 | 17 | 481 | 25 | 90 | 92
3080 | 140 | 180 | 18 | 696 | 41 | 90 | 86
3081 | 142 | 191 | 19.1 | 793 | 57 | 30 | 81
3082 | 148 | 193 | 19.3 | 839 | 59 | 30 | 82
3083 | 157 | 196 | 19.6 | 853 | 60 | 30 | 83
3084 | 96 | 198 | 19.8 | 920 | 62 | 20 | 84
3085 | 152 | 199 | 19.9 | 838 | 57 | 20 | 82
3086 | 133 | 200 | 20 | 811 | 51 | 20 | 79
3087 | 139 | 201 | 20.1 | 710 | 46 | 40 | 77
3088 | 141 | 192 | 19.2 | 515 | 41 | 40 | 82
3089 | 111 | 184 | 18.4 | 226 | 36 | 40 | 88
3090 | 26 | 175 | 17.5 | 0 | 31 | 10 | 94
3091 | 0 | 170 | 17 | 0 | 26 | 10 | 94
3092 | 0 | 165 | 16.5 | 0 | 20 | 10 | 94
3093 | 0 | 160 | 16 | 0 | 15 | 60 | 94
3094 | 0 | 158 | 15.8 | 0 | 17 | 60 | 93
3095 | 0 | 155 | 15.5 | 0 | 19 | 60 | 93
3096 | 0 | 153 | 15.3 | 0 | 21 | 190 | 92
3097 | 0 | 150 | 15 | 0 | 21 | 190 | 90
3098 | 0 | 148 | 14.8 | 0 | 21 | 190 | 87
3099 | 0 | 145 | 14.5 | 0 | 21 | 190 | 84
3100 | 0 | 152 | 15.2 | 0 | 11 | 190 | 86
3101 | 21 | 159 | 15.9 | 0 | 2 | 190 | 87
3102 | 104 | 166 | 16.6 | 230 | 0 | 190 | 88
3103 | 151 | 177 | 17.7 | 485 | 0 | 190 | 81
3104 | 140 | 188 | 18.8 | 700 | 2 | 190 | 75
3105 | 140 | 200 | 20 | 799 | 6 | 190 | 70
3106 | 147 | 203 | 20.3 | 842 | 13 | 190 | 73
3107 | 157 | 207 | 20.7 | 854 | 19 | 190 | 77
3108 | 98 | 210 | 21 | 917 | 26 | 320 | 80
3109 | 105 | 205 | 20.5 | 889 | 24 | 320 | 84
3110 | 98 | 200 | 20 | 850 | 23 | 320 | 88
3111 | 115 | 195 | 19.5 | 736 | 21 | 360 | 93
3112 | 123 | 191 | 19.1 | 553 | 21 | 360 | 87
3113 | 111 | 187 | 18.7 | 243 | 21 | 360 | 80
3114 | 29 | 183 | 18.3 | 0 | 21 | 70 | 73
3115 | 0 | 179 | 17.9 | 0 | 16 | 70 | 79
3116 | 0 | 176 | 17.6 | 0 | 10 | 70 | 86
3117 | 0 | 172 | 17.2 | 0 | 5 | 60 | 93
3118 | 0 | 168 | 16.8 | 0 | 8 | 60 | 92
3119 | 0 | 165 | 16.5 | 0 | 10 | 60 | 92
3120 | 0 | 161 | 16.1 | 0 | 13 | 60 | 92
3121 | 0 | 158 | 15.8 | 0 | 16 | 60 | 91
3122 | 0 | 154 | 15.4 | 0 | 18 | 60 | 90
3123 | 0 | 151 | 15.1 | 0 | 21 | 190 | 90
3124 | 0 | 158 | 15.8 | 0 | 14 | 190 | 89
3125 | 22 | 165 | 16.5 | 0 | 7 | 190 | 89
3126 | 105 | 172 | 17.2 | 230 | 0 | 0 | 88
3127 | 152 | 183 | 18.3 | 485 | 5 | 0 | 78
3128 | 140 | 195 | 19.5 | 702 | 10 | 0 | 69
3129 | 138 | 206 | 20.6 | 804 | 15 | 350 | 61
3130 | 145 | 209 | 20.9 | 847 | 25 | 350 | 65
3131 | 155 | 213 | 21.3 | 858 | 36 | 350 | 69
3132 | 159 | 216 | 21.6 | 853 | 46 | 20 | 73
3133 | 152 | 213 | 21.3 | 840 | 44 | 20 | 72
3134 | 131 | 211 | 21.1 | 817 | 41 | 20 | 71
3135 | 135 | 209 | 20.9 | 722 | 38 | 20 | 70
3136 | 125 | 206 | 20.6 | 574 | 36 | 20 | 68
3137 | 109 | 203 | 20.3 | 284 | 33 | 20 | 67
3138 | 32 | 201 | 20.1 | 0 | 31 | 100 | 66
3139 | 0 | 193 | 19.3 | 0 | 29 | 100 | 74
3140 | 0 | 184 | 18.4 | 0 | 28 | 100 | 84
3141 | 0 | 176 | 17.6 | 0 | 26 | 100 | 94
3142 | 0 | 170 | 17 | 0 | 17 | 100 | 92
3143 | 0 | 164 | 16.4 | 0 | 9 | 100 | 91
3144 | 0 | 158 | 15.8 | 0 | 0 | 0 | 88
3145 | 0 | 156 | 15.6 | 0 | 3 | 0 | 89
3146 | 0 | 154 | 15.4 | 0 | 7 | 0 | 89
3147 | 0 | 152 | 15.2 | 0 | 10 | 260 | 90
3148 | 0 | 160 | 16 | 0 | 10 | 260 | 90
3149 | 23 | 167 | 16.7 | 0 | 10 | 260 | 91
3150 | 106 | 175 | 17.5 | 232 | 10 | 270 | 91
3151 | 153 | 187 | 18.7 | 485 | 17 | 270 | 79
3152 | 140 | 198 | 19.8 | 701 | 24 | 270 | 69
3153 | 139 | 210 | 21 | 804 | 31 | 360 | 59
3154 | 144 | 215 | 21.5 | 849 | 36 | 360 | 61
3155 | 152 | 219 | 21.9 | 862 | 41 | 360 | 62
3156 | 155 | 224 | 22.4 | 859 | 46 | 130 | 63
3157 | 150 | 226 | 22.6 | 844 | 44 | 130 | 63
3158 | 130 | 227 | 22.7 | 819 | 43 | 130 | 62
3159 | 136 | 229 | 22.9 | 722 | 41 | 130 | 62
3160 | 126 | 222 | 22.2 | 571 | 39 | 130 | 67
3161 | 110 | 214 | 21.4 | 283 | 38 | 130 | 72
3162 | 33 | 207 | 20.7 | 0 | 36 | 50 | 78
3163 | 0 | 201 | 20.1 | 0 | 29 | 50 | 80
3164 | 0 | 194 | 19.4 | 0 | 22 | 50 | 81
3165 | 0 | 188 | 18.8 | 0 | 15 | 270 | 83
3166 | 0 | 184 | 18.4 | 0 | 12 | 270 | 84
3167 | 0 | 180 | 18 | 0 | 8 | 270 | 85
3168 | 0 | 176 | 17.6 | 0 | 5 | 180 | 86
3169 | 0 | 172 | 17.2 | 0 | 7 | 180 | 84
3170 | 0 | 169 | 16.9 | 0 | 8 | 180 | 82
3171 | 0 | 165 | 16.5 | 0 | 10 | 240 | 80
3172 | 0 | 177 | 17.7 | 0 | 7 | 240 | 74
3173 | 23 | 188 | 18.8 | 0 | 3 | 240 | 69
3174 | 107 | 200 | 20 | 236 | 0 | 0 | 64
3175 | 152 | 210 | 21 | 492 | 13 | 0 | 59
3176 | 139 | 220 | 22 | 705 | 27 | 0 | 55
3177 | 139 | 230 | 23 | 804 | 40 | 0 | 51
3178 | 142 | 236 | 23.6 | 853 | 50 | 0 | 49
3179 | 151 | 241 | 24.1 | 865 | 60 | 0 | 47
3180 | 162 | 247 | 24.7 | 848 | 70 | 0 | 46
3181 | 178 | 244 | 24.4 | 796 | 71 | 0 | 49
3182 | 195 | 242 | 24.2 | 703 | 71 | 0 | 52
3183 | 209 | 239 | 23.9 | 553 | 72 | 90 | 55
3184 | 149 | 233 | 23.3 | 508 | 62 | 90 | 56
3185 | 111 | 228 | 22.8 | 282 | 51 | 90 | 58
3186 | 35 | 222 | 22.2 | 2 | 41 | 110 | 59
3187 | 0 | 210 | 21 | 0 | 27 | 110 | 65
3188 | 0 | 199 | 19.9 | 0 | 14 | 110 | 72
3189 | 0 | 187 | 18.7 | 0 | 0 | 0 | 79
3190 | 0 | 181 | 18.1 | 0 | 0 | 0 | 80
3191 | 0 | 176 | 17.6 | 0 | 0 | 0 | 82
3192 | 0 | 170 | 17 | 0 | 0 | 0 | 84
3193 | 0 | 169 | 16.9 | 0 | 5 | 0 | 84
3194 | 0 | 168 | 16.8 | 0 | 10 | 0 | 85
3195 | 0 | 167 | 16.7 | 0 | 15 | 110 | 86
3196 | 0 | 175 | 17.5 | 0 | 15 | 110 | 86
3197 | 24 | 182 | 18.2 | 0 | 15 | 110 | 87
3198 | 109 | 190 | 19 | 233 | 15 | 260 | 87
3199 | 156 | 205 | 20.5 | 481 | 29 | 260 | 78
3200 | 145 | 219 | 21.9 | 691 | 44 | 260 | 71
3201 | 147 | 234 | 23.4 | 788 | 58 | 260 | 64
3202 | 148 | 246 | 24.6 | 843 | 68 | 260 | 53
3203 | 164 | 259 | 25.9 | 843 | 79 | 260 | 44
3204 | 224 | 271 | 27.1 | 752 | 89 | 260 | 36
3205 | 328 | 270 | 27 | 551 | 87 | 260 | 37
3206 | 353 | 270 | 27 | 359 | 84 | 260 | 39
3207 | 312 | 269 | 26.9 | 171 | 82 | 140 | 40
3208 | 218 | 258 | 25.8 | 98 | 74 | 140 | 46
3209 | 117 | 248 | 24.8 | 12 | 65 | 140 | 52
3210 | 20 | 237 | 23.7 | 0 | 57 | 140 | 59
3211 | 0 | 226 | 22.6 | 0 | 48 | 140 | 67
3212 | 0 | 216 | 21.6 | 0 | 40 | 140 | 75
3213 | 0 | 205 | 20.5 | 0 | 31 | 90 | 85
3214 | 0 | 201 | 20.1 | 0 | 27 | 90 | 86
3215 | 0 | 197 | 19.7 | 0 | 24 | 90 | 87
3216 | 0 | 193 | 19.3 | 0 | 21 | 90 | 88
3217 | 0 | 189 | 18.9 | 0 | 17 | 90 | 90
3218 | 0 | 185 | 18.5 | 0 | 13 | 90 | 91
3219 | 0 | 181 | 18.1 | 0 | 10 | 130 | 92
3220 | 0 | 187 | 18.7 | 0 | 7 | 130 | 84
3221 | 22 | 194 | 19.4 | 0 | 3 | 130 | 77
3222 | 95 | 200 | 20 | 248 | 0 | 0 | 70
3223 | 165 | 208 | 20.8 | 444 | 10 | 0 | 73
3224 | 137 | 215 | 21.5 | 699 | 21 | 0 | 75
3225 | 119 | 223 | 22.3 | 821 | 31 | 30 | 78
3226 | 120 | 231 | 23.1 | 861 | 36 | 30 | 68
3227 | 285 | 239 | 23.9 | 669 | 41 | 30 | 59
3228 | 385 | 247 | 24.7 | 491 | 46 | 90 | 50
3229 | 430 | 237 | 23.7 | 290 | 36 | 90 | 60
3230 | 367 | 226 | 22.6 | 133 | 25 | 90 | 70
3231 | 226 | 216 | 21.6 | 27 | 15 | 360 | 82
3232 | 189 | 212 | 21.2 | 39 | 16 | 360 | 84
3233 | 118 | 207 | 20.7 | 9 | 17 | 360 | 86
3234 | 26 | 202 | 20.2 | 0 | 18 | 360 | 88
3235 | 0 | 198 | 19.8 | 0 | 19 | 360 | 90
3236 | 0 | 193 | 19.3 | 0 | 20 | 360 | 92
3237 | 0 | 189 | 18.9 | 0 | 21 | 350 | 95
3238 | 0 | 188 | 18.8 | 0 | 17 | 350 | 95
3239 | 0 | 187 | 18.7 | 0 | 14 | 350 | 94
3240 | 0 | 186 | 18.6 | 0 | 10 | 350 | 94
3241 | 0 | 185 | 18.5 | 0 | 7 | 350 | 94
3242 | 0 | 184 | 18.4 | 0 | 4 | 350 | 94
3243 | 0 | 183 | 18.3 | 0 | 0 | 0 | 94
3244 | 0 | 187 | 18.7 | 0 | 4 | 0 | 93
3245 | 21 | 190 | 19 | 0 | 7 | 0 | 91
3246 | 109 | 193 | 19.3 | 83 | 10 | 0 | 90
3247 | 213 | 197 | 19.7 | 110 | 14 | 0 | 88
3248 | 327 | 200 | 20 | 67 | 17 | 0 | 87
3249 | 353 | 204 | 20.4 | 93 | 21 | 280 | 86
3250 | 420 | 207 | 20.7 | 132 | 21 | 280 | 86
3251 | 438 | 210 | 21 | 192 | 21 | 280 | 87
3252 | 537 | 213 | 21.3 | 131 | 21 | 280 | 87
3253 | 479 | 216 | 21.6 | 195 | 21 | 280 | 88
3254 | 347 | 219 | 21.9 | 310 | 21 | 280 | 88
3255 | 273 | 222 | 22.2 | 322 | 21 | 30 | 88
3256 | 190 | 214 | 21.4 | 300 | 26 | 30 | 89
3257 | 125 | 206 | 20.6 | 150 | 31 | 30 | 90
3258 | 34 | 198 | 19.8 | 0 | 36 | 360 | 90
3259 | 0 | 195 | 19.5 | 0 | 36 | 360 | 91
3260 | 0 | 192 | 19.2 | 0 | 36 | 360 | 92
3261 | 0 | 189 | 18.9 | 0 | 36 | 360 | 93
3262 | 0 | 187 | 18.7 | 0 | 33 | 360 | 92
3263 | 0 | 184 | 18.4 | 0 | 29 | 360 | 92
3264 | 0 | 182 | 18.2 | 0 | 26 | 340 | 92
3265 | 0 | 183 | 18.3 | 0 | 26 | 340 | 91
3266 | 0 | 183 | 18.3 | 0 | 26 | 340 | 91
3267 | 0 | 184 | 18.4 | 0 | 26 | 340 | 91
3268 | 0 | 185 | 18.5 | 0 | 26 | 340 | 91
3269 | 26 | 185 | 18.5 | 0 | 26 | 340 | 90
3270 | 103 | 186 | 18.6 | 228 | 26 | 210 | 90
3271 | 166 | 192 | 19.2 | 399 | 30 | 210 | 89
3272 | 194 | 197 | 19.7 | 524 | 34 | 210 | 88
3273 | 247 | 202 | 20.2 | 540 | 38 | 210 | 87
3274 | 314 | 208 | 20.8 | 502 | 43 | 210 | 86
3275 | 327 | 213 | 21.3 | 492 | 47 | 210 | 85
3276 | 375 | 219 | 21.9 | 412 | 51 | 310 | 84
3277 | 400 | 215 | 21.5 | 320 | 55 | 310 | 85
3278 | 355 | 210 | 21 | 268 | 60 | 310 | 87
3279 | 325 | 206 | 20.6 | 148 | 64 | 310 | 89
3280 | 219 | 202 | 20.2 | 98 | 68 | 310 | 90
3281 | 113 | 197 | 19.7 | 31 | 73 | 310 | 92
3282 | 22 | 193 | 19.3 | 0 | 77 | 280 | 94
3283 | 0 | 186 | 18.6 | 0 | 60 | 280 | 93
3284 | 0 | 178 | 17.8 | 0 | 43 | 280 | 92
3285 | 0 | 171 | 17.1 | 0 | 26 | 300 | 91
3286 | 0 | 172 | 17.2 | 0 | 30 | 300 | 91
3287 | 0 | 173 | 17.3 | 0 | 34 | 300 | 92
3288 | 0 | 173 | 17.3 | 0 | 38 | 300 | 92
3289 | 0 | 174 | 17.4 | 0 | 43 | 300 | 92
3290 | 0 | 175 | 17.5 | 0 | 47 | 300 | 93
3291 | 0 | 176 | 17.6 | 0 | 51 | 330 | 93
3292 | 0 | 180 | 18 | 0 | 53 | 330 | 91
3293 | 24 | 184 | 18.4 | 0 | 55 | 330 | 88
3294 | 103 | 188 | 18.8 | 194 | 57 | 330 | 86
3295 | 188 | 192 | 19.2 | 340 | 59 | 330 | 81
3296 | 219 | 196 | 19.6 | 506 | 60 | 330 | 77
3297 | 252 | 200 | 20 | 595 | 62 | 330 | 73
3298 | 249 | 205 | 20.5 | 680 | 64 | 330 | 69
3299 | 260 | 209 | 20.9 | 711 | 65 | 330 | 65
3300 | 202 | 213 | 21.3 | 786 | 67 | 340 | 61
3301 | 191 | 208 | 20.8 | 776 | 65 | 340 | 61
3302 | 164 | 203 | 20.3 | 757 | 64 | 340 | 61
3303 | 158 | 198 | 19.8 | 674 | 62 | 350 | 61
3304 | 149 | 191 | 19.1 | 509 | 60 | 350 | 62
3305 | 119 | 183 | 18.3 | 251 | 59 | 350 | 63
3306 | 39 | 176 | 17.6 | 2 | 57 | 360 | 64
3307 | 0 | 172 | 17.2 | 0 | 48 | 360 | 68
3308 | 0 | 169 | 16.9 | 0 | 40 | 360 | 71
3309 | 0 | 165 | 16.5 | 0 | 31 | 20 | 75
3310 | 0 | 165 | 16.5 | 0 | 29 | 20 | 75
3311 | 0 | 164 | 16.4 | 0 | 28 | 20 | 75
3312 | 0 | 164 | 16.4 | 0 | 26 | 360 | 75
3313 | 0 | 159 | 15.9 | 0 | 22 | 360 | 80
3314 | 0 | 154 | 15.4 | 0 | 19 | 360 | 85
3315 | 0 | 149 | 14.9 | 0 | 15 | 320 | 90
3316 | 0 | 156 | 15.6 | 0 | 18 | 320 | 86
3317 | 29 | 164 | 16.4 | 0 | 20 | 320 | 82
3318 | 111 | 172 | 17.2 | 243 | 23 | 320 | 78
3319 | 167 | 179 | 17.9 | 449 | 26 | 320 | 74
3320 | 168 | 187 | 18.7 | 625 | 28 | 320 | 71
3321 | 212 | 194 | 19.4 | 649 | 31 | 350 | 68
3322 | 258 | 194 | 19.4 | 665 | 31 | 350 | 67
3323 | 248 | 194 | 19.4 | 713 | 31 | 350 | 66
3324 | 235 | 194 | 19.4 | 736 | 31 | 350 | 65
3325 | 210 | 194 | 19.4 | 745 | 31 | 350 | 64
3326 | 172 | 194 | 19.4 | 743 | 31 | 350 | 63
3327 | 158 | 194 | 19.4 | 674 | 31 | 350 | 62
3328 | 142 | 188 | 18.8 | 534 | 33 | 350 | 63
3329 | 117 | 181 | 18.1 | 274 | 34 | 350 | 64
3330 | 40 | 175 | 17.5 | 14 | 36 | 40 | 66
3331 | 1 | 171 | 17.1 | 0 | 34 | 40 | 70
3332 | 0 | 166 | 16.6 | 0 | 33 | 40 | 74
3333 | 0 | 162 | 16.2 | 0 | 31 | 70 | 78
3334 | 0 | 162 | 16.2 | 0 | 21 | 70 | 74
3335 | 0 | 163 | 16.3 | 0 | 10 | 70 | 69
3336 | 0 | 163 | 16.3 | 0 | 0 | 0 | 65
3337 | 0 | 164 | 16.4 | 0 | 2 | 0 | 66
3338 | 0 | 166 | 16.6 | 0 | 3 | 0 | 67
3339 | 0 | 167 | 16.7 | 0 | 5 | 0 | 68
3340 | 0 | 168 | 16.8 | 0 | 7 | 0 | 69
3341 | 30 | 170 | 17 | 0 | 8 | 0 | 70
3342 | 110 | 171 | 17.1 | 256 | 10 | 160 | 71
3343 | 156 | 179 | 17.9 | 496 | 12 | 160 | 69
3344 | 144 | 187 | 18.7 | 702 | 13 | 160 | 66
3345 | 144 | 195 | 19.5 | 798 | 15 | 340 | 64
3346 | 149 | 197 | 19.7 | 842 | 25 | 340 | 66
3347 | 162 | 200 | 20 | 849 | 36 | 340 | 67
3348 | 173 | 202 | 20.2 | 833 | 46 | 20 | 69
3349 | 181 | 206 | 20.6 | 794 | 56 | 20 | 71
3350 | 188 | 210 | 21 | 723 | 67 | 50 | 73
3351 | 163 | 199 | 19.9 | 662 | 77 | 140 | 74
3352 | 147 | 196 | 19.6 | 518 | 74 | 140 | 80
3353 | 119 | 192 | 19.2 | 268 | 70 | 140 | 82
3354 | 41 | 189 | 18.9 | 15 | 67 | 50 | 84
3355 | 1 | 187 | 18.7 | 0 | 52 | 50 | 80
3356 | 0 | 184 | 18.4 | 0 | 36 | 50 | 77
3357 | 0 | 182 | 18.2 | 0 | 21 | 50 | 73
3358 | 0 | 176 | 17.6 | 0 | 16 | 50 | 78
3359 | 0 | 170 | 17 | 0 | 10 | 50 | 85
3360 | 0 | 164 | 16.4 | 0 | 5 | 140 | 91
3361 | 0 | 158 | 15.8 | 0 | 5 | 140 | 91
3362 | 0 | 152 | 15.2 | 0 | 5 | 140 | 92
3363 | 0 | 146 | 14.6 | 0 | 5 | 170 | 92
3364 | 0 | 154 | 15.4 | 0 | 3 | 170 | 89
3365 | 30 | 162 | 16.2 | 0 | 2 | 170 | 86
3366 | 105 | 170 | 17 | 200 | 0 | 0 | 83
3367 | 241 | 182 | 18.2 | 126 | 3 | 0 | 78
3368 | 300 | 195 | 19.5 | 97 | 7 | 0 | 73
3369 | 300 | 207 | 20.7 | 11 | 10 | 310 | 69
3370 | 403 | 208 | 20.8 | 85 | 21 | 310 | 69
3371 | 416 | 210 | 21 | 222 | 32 | 310 | 68
3372 | 463 | 212 | 21.2 | 274 | 44 | 310 | 68
3373 | 372 | 213 | 21.3 | 421 | 55 | 310 | 68
3374 | 286 | 214 | 21.4 | 518 | 66 | 310 | 67
3375 | 198 | 216 | 21.6 | 575 | 77 | 50 | 67
3376 | 205 | 211 | 21.1 | 326 | 74 | 50 | 71
3377 | 128 | 205 | 20.5 | 127 | 70 | 50 | 76
3378 | 31 | 200 | 20 | 0 | 67 | 60 | 81
3379 | 0 | 195 | 19.5 | 0 | 53 | 60 | 84
3380 | 0 | 190 | 19 | 0 | 40 | 60 | 88
3381 | 0 | 185 | 18.5 | 0 | 26 | 330 | 92
3382 | 0 | 184 | 18.4 | 0 | 22 | 330 | 93
3383 | 0 | 183 | 18.3 | 0 | 19 | 330 | 94
3384 | 0 | 182 | 18.2 | 0 | 15 | 210 | 96
3385 | 0 | 175 | 17.5 | 0 | 10 | 210 | 95
3386 | 0 | 169 | 16.9 | 0 | 5 | 210 | 95
3387 | 0 | 162 | 16.2 | 0 | 0 | 0 | 94
3388 | 0 | 173 | 17.3 | 0 | 0 | 0 | 91
3389 | 32 | 183 | 18.3 | 0 | 0 | 0 | 87
3390 | 112 | 194 | 19.4 | 251 | 0 | 0 | 84
3391 | 160 | 202 | 20.2 | 483 | 12 | 0 | 79
3392 | 150 | 210 | 21 | 687 | 24 | 0 | 74
3393 | 152 | 218 | 21.8 | 782 | 36 | 10 | 70
3394 | 155 | 219 | 21.9 | 832 | 46 | 10 | 67
3395 | 161 | 219 | 21.9 | 851 | 57 | 10 | 65
3396 | 160 | 220 | 22 | 854 | 67 | 30 | 62
3397 | 153 | 220 | 22 | 843 | 69 | 30 | 59
3398 | 132 | 220 | 22 | 821 | 70 | 30 | 55
3399 | 138 | 220 | 22 | 728 | 72 | 30 | 52
3400 | 126 | 216 | 21.6 | 590 | 65 | 30 | 51
3401 | 113 | 211 | 21.1 | 317 | 58 | 30 | 50
3402 | 43 | 207 | 20.7 | 35 | 51 | 50 | 49
3403 | 1 | 199 | 19.9 | 0 | 34 | 50 | 52
3404 | 0 | 191 | 19.1 | 0 | 17 | 50 | 54
3405 | 0 | 183 | 18.3 | 0 | 0 | 0 | 57
3406 | 0 | 178 | 17.8 | 0 | 1 | 0 | 60
3407 | 0 | 173 | 17.3 | 0 | 2 | 0 | 63
3408 | 0 | 168 | 16.8 | 0 | 2 | 0 | 65
3409 | 0 | 164 | 16.4 | 0 | 3 | 0 | 69
3410 | 0 | 159 | 15.9 | 0 | 4 | 0 | 72
3411 | 0 | 154 | 15.4 | 0 | 5 | 200 | 75
3412 | 0 | 168 | 16.8 | 0 | 10 | 200 | 68
3413 | 33 | 182 | 18.2 | 0 | 15 | 200 | 62
3414 | 123 | 196 | 19.6 | 225 | 21 | 200 | 56
3415 | 154 | 210 | 21 | 505 | 26 | 200 | 51
3416 | 171 | 224 | 22.4 | 664 | 31 | 200 | 46
3417 | 162 | 238 | 23.8 | 779 | 36 | 260 | 42
3418 | 150 | 231 | 23.1 | 841 | 33 | 260 | 54
3419 | 164 | 223 | 22.3 | 846 | 29 | 260 | 68
3420 | 109 | 216 | 21.6 | 902 | 26 | 160 | 82
3421 | 113 | 220 | 22 | 879 | 22 | 160 | 79
3422 | 99 | 223 | 22.3 | 854 | 19 | 160 | 77
3423 | 110 | 227 | 22.7 | 761 | 15 | 20 | 74
3424 | 111 | 218 | 21.8 | 611 | 15 | 20 | 80
3425 | 106 | 210 | 21 | 334 | 15 | 20 | 87
3426 | 44 | 201 | 20.1 | 31 | 15 | 160 | 94
3427 | 1 | 196 | 19.6 | 0 | 10 | 160 | 93
3428 | 0 | 190 | 19 | 0 | 5 | 160 | 91
3429 | 0 | 185 | 18.5 | 0 | 0 | 0 | 89
3430 | 0 | 180 | 18 | 0 | 0 | 0 | 83
3431 | 0 | 175 | 17.5 | 0 | 0 | 0 | 77
3432 | 0 | 170 | 17 | 0 | 0 | 0 | 71
3433 | 0 | 173 | 17.3 | 0 | 5 | 0 | 70
3434 | 0 | 175 | 17.5 | 0 | 10 | 0 | 69
3435 | 0 | 178 | 17.8 | 0 | 15 | 130 | 68
3436 | 0 | 185 | 18.5 | 0 | 13 | 130 | 65
3437 | 34 | 191 | 19.1 | 0 | 12 | 130 | 63
3438 | 113 | 198 | 19.8 | 256 | 10 | 230 | 67
3439 | 159 | 205 | 20.5 | 490 | 14 | 230 | 58
3440 | 159 | 212 | 21.2 | 665 | 19 | 230 | 55
3441 | 187 | 219 | 21.9 | 704 | 23 | 230 | 53
3442 | 299 | 226 | 22.6 | 593 | 27 | 230 | 56
3443 | 394 | 233 | 23.3 | 468 | 32 | 230 | 59
3444 | 433 | 240 | 24 | 356 | 36 | 340 | 62
3445 | 433 | 230 | 23 | 290 | 46 | 340 | 65
3446 | 392 | 220 | 22 | 229 | 57 | 340 | 69
3447 | 334 | 210 | 21 | 146 | 67 | 70 | 73
3448 | 227 | 215 | 21.5 | 96 | 60 | 70 | 70
3449 | 127 | 220 | 22 | 14 | 53 | 70 | 66
3450 | 28 | 225 | 22.5 | 0 | 46 | 60 | 63
3451 | 1 | 218 | 21.8 | 0 | 38 | 60 | 72
3452 | 0 | 210 | 21 | 0 | 29 | 60 | 81
3453 | 0 | 203 | 20.3 | 0 | 21 | 150 | 92
3454 | 0 | 196 | 19.6 | 0 | 19 | 150 | 94
3455 | 0 | 189 | 18.9 | 0 | 17 | 150 | 96
3456 | 0 | 182 | 18.2 | 0 | 15 | 70 | 99
3457 | 0 | 179 | 17.9 | 0 | 41 | 70 | 98
3458 | 0 | 177 | 17.7 | 0 | 67 | 70 | 96
3459 | 0 | 174 | 17.4 | 0 | 93 | 330 | 94
3460 | 0 | 178 | 17.8 | 0 | 65 | 330 | 94
3461 | 27 | 182 | 18.2 | 0 | 38 | 330 | 93
3462 | 112 | 186 | 18.6 | 182 | 10 | 250 | 92
3463 | 179 | 188 | 18.8 | 317 | 19 | 250 | 91
3464 | 269 | 191 | 19.1 | 319 | 29 | 250 | 91
3465 | 412 | 193 | 19.3 | 207 | 38 | 250 | 91
3466 | 477 | 195 | 19.5 | 157 | 48 | 250 | 91
3467 | 445 | 198 | 19.8 | 167 | 57 | 250 | 90
3468 | 440 | 200 | 20 | 104 | 67 | 290 | 90
3469 | 432 | 202 | 20.2 | 174 | 72 | 290 | 90
3470 | 361 | 203 | 20.3 | 266 | 77 | 290 | 90
3471 | 274 | 205 | 20.5 | 330 | 82 | 280 | 90
3472 | 197 | 199 | 19.9 | 302 | 87 | 280 | 89
3473 | 134 | 193 | 19.3 | 158 | 93 | 280 | 88
3474 | 44 | 187 | 18.7 | 1 | 98 | 260 | 86
3475 | 1 | 188 | 18.8 | 0 | 94 | 260 | 87
3476 | 0 | 188 | 18.8 | 0 | 89 | 260 | 87
3477 | 0 | 189 | 18.9 | 0 | 85 | 260 | 88
3478 | 0 | 190 | 19 | 0 | 81 | 260 | 88
3479 | 0 | 190 | 19 | 0 | 76 | 260 | 89
3480 | 0 | 191 | 19.1 | 0 | 72 | 240 | 89
3481 | 0 | 189 | 18.9 | 0 | 75 | 240 | 89
3482 | 0 | 188 | 18.8 | 0 | 79 | 240 | 90
3483 | 0 | 186 | 18.6 | 0 | 82 | 250 | 90
3484 | 0 | 190 | 19 | 0 | 68 | 250 | 86
3485 | 33 | 195 | 19.5 | 0 | 55 | 250 | 82
3486 | 103 | 199 | 19.9 | 254 | 41 | 220 | 78
3487 | 161 | 202 | 20.2 | 403 | 43 | 220 | 82
3488 | 245 | 206 | 20.6 | 407 | 44 | 220 | 85
3489 | 329 | 209 | 20.9 | 358 | 46 | 280 | 89
3490 | 334 | 213 | 21.3 | 480 | 50 | 280 | 85
3491 | 313 | 216 | 21.6 | 584 | 53 | 280 | 82
3492 | 288 | 220 | 22 | 650 | 57 | 300 | 78
3493 | 238 | 220 | 22 | 678 | 55 | 300 | 78
3494 | 196 | 219 | 21.9 | 673 | 53 | 300 | 78
3495 | 172 | 219 | 21.9 | 613 | 51 | 300 | 78
3496 | 153 | 212 | 21.2 | 481 | 48 | 300 | 82
3497 | 116 | 206 | 20.6 | 269 | 44 | 300 | 87
3498 | 44 | 199 | 19.9 | 32 | 41 | 310 | 92
3499 | 1 | 195 | 19.5 | 0 | 34 | 310 | 93
3500 | 0 | 190 | 19 | 0 | 28 | 310 | 93
3501 | 0 | 186 | 18.6 | 0 | 21 | 250 | 94
3502 | 0 | 182 | 18.2 | 0 | 19 | 250 | 88
3503 | 0 | 179 | 17.9 | 0 | 17 | 250 | 81
3504 | 0 | 175 | 17.5 | 0 | 15 | 170 | 74
3505 | 0 | 169 | 16.9 | 0 | 17 | 170 | 79
3506 | 0 | 163 | 16.3 | 0 | 19 | 170 | 84
3507 | 0 | 157 | 15.7 | 0 | 21 | 210 | 88
3508 | 0 | 168 | 16.8 | 0 | 26 | 210 | 83
3509 | 36 | 180 | 18 | 4 | 31 | 210 | 78
3510 | 115 | 191 | 19.1 | 256 | 36 | 250 | 74
3511 | 162 | 200 | 20 | 487 | 36 | 250 | 73
3512 | 152 | 210 | 21 | 686 | 36 | 250 | 71
3513 | 155 | 219 | 21.9 | 779 | 36 | 20 | 70
3514 | 159 | 225 | 22.5 | 827 | 38 | 20 | 67
3515 | 166 | 231 | 23.1 | 844 | 41 | 20 | 64
3516 | 166 | 237 | 23.7 | 845 | 44 | 20 | 61
3517 | 160 | 243 | 24.3 | 831 | 46 | 20 | 58
3518 | 141 | 249 | 24.9 | 807 | 49 | 20 | 55
3519 | 146 | 255 | 25.5 | 714 | 51 | 50 | 53
3520 | 132 | 255 | 25.5 | 579 | 51 | 50 | 53
3521 | 122 | 255 | 25.5 | 300 | 51 | 50 | 53
3522 | 48 | 255 | 25.5 | 35 | 51 | 50 | 53
3523 | 2 | 236 | 23.6 | 0 | 39 | 50 | 65
3524 | 0 | 216 | 21.6 | 0 | 27 | 50 | 78
3525 | 0 | 197 | 19.7 | 0 | 15 | 180 | 95
3526 | 0 | 198 | 19.8 | 0 | 16 | 180 | 90
3527 | 0 | 199 | 19.9 | 0 | 17 | 180 | 86
3528 | 0 | 200 | 20 | 0 | 18 | 180 | 81
3529 | 0 | 202 | 20.2 | 0 | 19 | 180 | 77
3530 | 0 | 203 | 20.3 | 0 | 20 | 180 | 72
3531 | 0 | 204 | 20.4 | 0 | 21 | 340 | 68
3532 | 0 | 208 | 20.8 | 0 | 21 | 340 | 69
3533 | 32 | 211 | 21.1 | 0 | 21 | 340 | 70
3534 | 104 | 215 | 21.5 | 254 | 21 | 290 | 71
3535 | 179 | 230 | 23 | 363 | 23 | 290 | 59
3536 | 278 | 246 | 24.6 | 339 | 24 | 290 | 48
3537 | 370 | 261 | 26.1 | 268 | 26 | 290 | 39
3538 | 451 | 273 | 27.3 | 153 | 46 | 290 | 38
3539 | 422 | 286 | 28.6 | 102 | 67 | 290 | 37
3540 | 369 | 298 | 29.8 | 22 | 87 | 180 | 36
3541 | 344 | 298 | 29.8 | 25 | 84 | 180 | 38
3542 | 306 | 299 | 29.9 | 16 | 80 | 180 | 39
3543 | 247 | 299 | 29.9 | 9 | 77 | 170 | 41
3544 | 171 | 289 | 28.9 | 4 | 70 | 170 | 45
3545 | 89 | 279 | 27.9 | 0 | 64 | 170 | 50
3546 | 22 | 269 | 26.9 | 0 | 57 | 240 | 55
3547 | 1 | 259 | 25.9 | 0 | 62 | 240 | 60
3548 | 0 | 249 | 24.9 | 0 | 67 | 240 | 66
3549 | 0 | 239 | 23.9 | 0 | 72 | 230 | 72
3550 | 0 | 231 | 23.1 | 0 | 69 | 230 | 77
3551 | 0 | 222 | 22.2 | 0 | 65 | 230 | 83
3552 | 0 | 214 | 21.4 | 0 | 62 | 190 | 89
3553 | 0 | 211 | 21.1 | 0 | 60 | 190 | 90
3554 | 0 | 207 | 20.7 | 0 | 59 | 190 | 91
3555 | 0 | 204 | 20.4 | 0 | 57 | 210 | 92
3556 | 0 | 204 | 20.4 | 0 | 57 | 210 | 92
3557 | 30 | 204 | 20.4 | 0 | 57 | 210 | 92
3558 | 117 | 204 | 20.4 | 120 | 57 | 210 | 92
3559 | 205 | 212 | 21.2 | 246 | 53 | 210 | 83
3560 | 257 | 221 | 22.1 | 373 | 49 | 210 | 74
3561 | 315 | 229 | 22.9 | 431 | 45 | 210 | 66
3562 | 362 | 236 | 23.6 | 465 | 50 | 210 | 64
3563 | 365 | 243 | 24.3 | 513 | 55 | 210 | 61
3564 | 364 | 250 | 25 | 530 | 60 | 210 | 59
3565 | 272 | 245 | 24.5 | 636 | 52 | 210 | 63
3566 | 168 | 241 | 24.1 | 730 | 44 | 210 | 67
3567 | 140 | 237 | 23.7 | 699 | 35 | 210 | 71
3568 | 108 | 228 | 22.8 | 615 | 25 | 210 | 78
3569 | 110 | 218 | 21.8 | 337 | 15 | 210 | 85
3570 | 49 | 209 | 20.9 | 45 | 5 | 300 | 93
3571 | 2 | 201 | 20.1 | 0 | 6 | 300 | 98
3572 | 0 | 193 | 19.3 | 0 | 7 | 300 | 100
3573 | 0 | 184 | 18.4 | 0 | 8 | 300 | 100
3574 | 0 | 180 | 18 | 0 | 4 | 300 | 100
3575 | 0 | 176 | 17.6 | 0 | 0 | 300 | 100
3576 | 0 | 172 | 17.2 | 0 | 0 | 300 | 100
3577 | 0 | 174 | 17.4 | 0 | 0 | 300 | 100
3578 | 0 | 175 | 17.5 | 0 | 0 | 300 | 100
3579 | 0 | 176 | 17.6 | 0 | 0 | 300 | 100
3580 | 0 | 183 | 18.3 | 0 | 0 | 300 | 100
3581 | 37 | 189 | 18.9 | 13 | 1 | 300 | 96
3582 | 119 | 195 | 19.5 | 244 | 5 | 230 | 90
3583 | 141 | 202 | 20.2 | 526 | 10 | 230 | 83
3584 | 155 | 208 | 20.8 | 680 | 15 | 230 | 77
3585 | 156 | 215 | 21.5 | 776 | 21 | 230 | 71
3586 | 159 | 222 | 22.2 | 827 | 26 | 230 | 66
3587 | 165 | 228 | 22.8 | 846 | 31 | 230 | 61
3588 | 164 | 235 | 23.5 | 850 | 36 | 20 | 56
3589 | 154 | 232 | 23.2 | 839 | 38 | 20 | 60
3590 | 143 | 228 | 22.8 | 805 | 39 | 20 | 63
3591 | 149 | 225 | 22.5 | 709 | 41 | 20 | 67
3592 | 135 | 222 | 22.2 | 575 | 43 | 20 | 71
3593 | 110 | 218 | 21.8 | 344 | 44 | 20 | 75
3594 | 50 | 215 | 21.5 | 48 | 46 | 50 | 79
3595 | 2 | 209 | 20.9 | 0 | 34 | 50 | 81
3596 | 0 | 202 | 20.2 | 0 | 22 | 50 | 84
3597 | 0 | 196 | 19.6 | 0 | 10 | 170 | 86
3598 | 0 | 192 | 19.2 | 0 | 8 | 170 | 84
3599 | 0 | 187 | 18.7 | 0 | 7 | 170 | 82
3600 | 0 | 183 | 18.3 | 0 | 5 | 90 | 79
3601 | 0 | 183 | 18.3 | 0 | 6 | 90 | 83
3602 | 0 | 183 | 18.3 | 0 | 7 | 90 | 86
3603 | 0 | 182 | 18.2 | 0 | 8 | 90 | 89
3604 | 0 | 189 | 18.9 | 0 | 19 | 90 | 86
3605 | 38 | 195 | 19.5 | 12 | 31 | 90 | 84
3606 | 120 | 201 | 20.1 | 245 | 42 | 90 | 81
3607 | 165 | 217 | 21.7 | 480 | 46 | 90 | 71
3608 | 154 | 232 | 23.2 | 682 | 49 | 90 | 62
3609 | 154 | 248 | 24.8 | 780 | 53 | 90 | 54
3610 | 159 | 259 | 25.9 | 828 | 56 | 90 | 52
3611 | 168 | 269 | 26.9 | 841 | 60 | 90 | 50
3612 | 178 | 280 | 28 | 827 | 63 | 90 | 47
3613 | 159 | 273 | 27.3 | 831 | 57 | 90 | 48
3614 | 142 | 267 | 26.7 | 806 | 52 | 90 | 48
3615 | 147 | 261 | 26.1 | 715 | 46 | 60 | 48
3616 | 133 | 257 | 25.7 | 582 | 36 | 60 | 49
3617 | 125 | 253 | 25.3 | 305 | 25 | 60 | 51
3618 | 52 | 243 | 24.3 | 42 | 15 | 210 | 54
3619 | 2 | 234 | 23.4 | 0 | 12 | 210 | 57
3620 | 0 | 225 | 22.5 | 0 | 8 | 210 | 60
3621 | 0 | 216 | 21.6 | 0 | 5 | 40 | 63
3622 | 0 | 206 | 20.6 | 0 | 3 | 40 | 65
3623 | 0 | 198 | 19.8 | 0 | 2 | 40 | 66
3624 | 0 | 192 | 19.2 | 0 | 41 | 70 | 66
3625 | 0 | 188 | 18.8 | 0 | 36 | 70 | 65
3626 | 0 | 186 | 18.6 | 0 | 31 | 50 | 64
3627 | 0 | 185 | 18.5 | 0 | 26 | 50 | 63
3628 | 0 | 186 | 18.6 | 0 | 25 | 50 | 63
3629 | 37 | 185 | 18.5 | 0 | 24 | 50 | 64
3630 | 105 | 193 | 19.3 | 258 | 23 | 50 | 67
3631 | 187 | 195 | 19.5 | 388 | 23 | 50 | 69
3632 | 216 | 198 | 19.8 | 533 | 22 | 50 | 72
3633 | 236 | 200 | 20 | 616 | 21 | 350 | 74
3634 | 238 | 202 | 20.2 | 703 | 28 | 350 | 74
3635 | 237 | 204 | 20.4 | 752 | 34 | 350 | 73
3636 | 177 | 206 | 20.6 | 828 | 41 | 340 | 72
3637 | 159 | 206 | 20.6 | 831 | 38 | 340 | 70
3638 | 143 | 206 | 20.6 | 805 | 34 | 340 | 68
3639 | 147 | 206 | 20.6 | 714 | 31 | 340 | 67
3640 | 133 | 205 | 20.5 | 582 | 31 | 340 | 66
3641 | 126 | 203 | 20.3 | 304 | 31 | 340 | 66
3642 | 53 | 202 | 20.2 | 43 | 31 | 10 | 65
3643 | 2 | 199 | 19.9 | 0 | 28 | 10 | 68
3644 | 0 | 195 | 19.5 | 0 | 24 | 10 | 71
3645 | 0 | 192 | 19.2 | 0 | 21 | 40 | 74
3646 | 0 | 190 | 19 | 0 | 17 | 40 | 75
3647 | 0 | 188 | 18.8 | 0 | 14 | 40 | 77
3648 | 0 | 186 | 18.6 | 0 | 10 | 90 | 79
3649 | 0 | 190 | 19 | 0 | 10 | 170 | 78
3650 | 0 | 181 | 18.1 | 0 | 10 | 170 | 83
3651 | 0 | 172 | 17.2 | 0 | 10 | 180 | 89
3652 | 1 | 161 | 16.1 | 0 | 7 | 180 | 92
3653 | 38 | 150 | 15 | 16 | 5 | 170 | 88
3654 | 118 | 162 | 16.2 | 255 | 21 | 200 | 85
3655 | 163 | 176 | 17.6 | 487 | 21 | 200 | 68
3656 | 183 | 190 | 19 | 637 | 21 | 200 | 54
3657 | 194 | 204 | 20.4 | 717 | 21 | 340 | 42
3658 | 207 | 210 | 21 | 758 | 46 | 30 | 45
3659 | 196 | 210 | 21 | 794 | 56 | 30 | 50
3660 | 211 | 210 | 21 | 777 | 67 | 20 | 60
3661 | 195 | 210 | 21 | 772 | 58 | 20 | 59
3662 | 178 | 210 | 21 | 739 | 50 | 20 | 64
3663 | 172 | 210 | 21 | 655 | 41 | 360 | 69
3664 | 141 | 208 | 20.8 | 558 | 34 | 360 | 71
3665 | 127 | 206 | 20.6 | 301 | 28 | 360 | 73
3666 | 53 | 204 | 20.4 | 45 | 21 | 300 | 74
3667 | 2 | 201 | 20.1 | 0 | 17 | 300 | 76
3668 | 0 | 198 | 19.8 | 0 | 14 | 300 | 78
3669 | 0 | 195 | 19.5 | 0 | 10 | 300 | 79
3670 | 0 | 192 | 19.2 | 0 | 7 | 300 | 81
3671 | 0 | 189 | 18.9 | 0 | 4 | 300 | 82
3672 | 0 | 186 | 18.6 | 0 | 0 | 0 | 84
3673 | 0 | 185 | 18.5 | 0 | 12 | 0 | 76
3674 | 0 | 183 | 18.3 | 0 | 24 | 0 | 68
3675 | 0 | 182 | 18.2 | 0 | 36 | 190 | 60
3676 | 1 | 200 | 20 | 0 | 21 | 190 | 19
3677 | 36 | 200 | 20 | 0 | 18 | 190 | 54
3678 | 125 | 200 | 20 | 39 | 15 | 40 | 54
3679 | 221 | 200 | 20 | 46 | 5 | 20 | 83
3680 | 271 | 200 | 20 | 57 | 26 | 20 | 73
3681 | 311 | 232 | 23.2 | 9 | 46 | 190 | 21
3682 | 401 | 230 | 23 | 15 | 46 | 210 | 41
3683 | 408 | 230 | 23 | 91 | 41 | 210 | 53
3684 | 543 | 248 | 24.8 | 8 | 36 | 240 | 34
3685 | 588 | 242 | 24.2 | 14 | 36 | 240 | 43
3686 | 398 | 236 | 23.6 | 231 | 36 | 240 | 52
3687 | 297 | 230 | 23 | 308 | 36 | 30 | 61
3688 | 208 | 227 | 22.7 | 320 | 31 | 280 | 62
3689 | 142 | 225 | 22.5 | 194 | 23 | 280 | 70
3690 | 53 | 222 | 22.2 | 28 | 15 | 50 | 74
3691 | 2 | 220 | 22 | 0 | 31 | 50 | 78
3692 | 0 | 215 | 21.5 | 0 | 15 | 50 | 74
3693 | 0 | 210 | 21 | 0 | 0 | 0 | 75
3694 | 0 | 207 | 20.7 | 0 | 7 | 0 | 77
3695 | 0 | 203 | 20.3 | 0 | 14 | 0 | 80
3696 | 0 | 200 | 20 | 0 | 21 | 190 | 82
3697 | 0 | 194 | 19.4 | 0 | 14 | 190 | 84
3698 | 0 | 188 | 18.8 | 0 | 7 | 190 | 86
3699 | 0 | 182 | 18.2 | 0 | 0 | 0 | 87
3700 | 1 | 182 | 18.2 | 0 | 0 | 0 | 88
3701 | 39 | 182 | 18.2 | 16 | 0 | 0 | 88
3702 | 119 | 182 | 18.2 | 250 | 0 | 0 | 89
3703 | 167 | 191 | 19.1 | 475 | 7 | 0 | 83
3704 | 157 | 199 | 19.9 | 676 | 14 | 0 | 78
3705 | 159 | 208 | 20.8 | 772 | 21 | 290 | 74
3706 | 161 | 219 | 21.9 | 824 | 23 | 290 | 65
3707 | 170 | 230 | 23 | 838 | 26 | 360 | 65
3708 | 164 | 234 | 23.4 | 850 | 26 | 10 | 53
3709 | 152 | 237 | 23.7 | 843 | 28 | 10 | 52
3710 | 140 | 240 | 24 | 811 | 31 | 30 | 50
3711 | 148 | 238 | 23.8 | 716 | 51 | 40 | 51
3712 | 136 | 236 | 23.6 | 580 | 41 | 40 | 58
3713 | 128 | 234 | 23.4 | 303 | 31 | 40 | 64
3714 | 54 | 232 | 23.2 | 56 | 21 | 250 | 70
3715 | 3 | 227 | 22.7 | 0 | 23 | 250 | 71
3716 | 0 | 221 | 22.1 | 0 | 24 | 250 | 72
3717 | 0 | 216 | 21.6 | 0 | 26 | 220 | 73
3718 | 0 | 215 | 21.5 | 0 | 21 | 220 | 76
3719 | 0 | 213 | 21.3 | 0 | 15 | 220 | 78
3720 | 0 | 212 | 21.2 | 0 | 10 | 50 | 80
3721 | 0 | 211 | 21.1 | 0 | 7 | 50 | 82
3722 | 0 | 209 | 20.9 | 0 | 3 | 50 | 84
3723 | 0 | 208 | 20.8 | 0 | 0 | 0 | 86
3724 | 1 | 207 | 20.7 | 0 | 7 | 0 | 86
3725 | 39 | 207 | 20.7 | 0 | 14 | 0 | 85
3726 | 119 | 206 | 20.6 | 172 | 21 | 40 | 85
3727 | 203 | 216 | 21.6 | 303 | 26 | 40 | 74
3728 | 264 | 226 | 22.6 | 404 | 31 | 40 | 64
3729 | 297 | 236 | 23.6 | 484 | 36 | 20 | 55
3730 | 295 | 239 | 23.9 | 626 | 41 | 20 | 61
3731 | 180 | 243 | 24.3 | 815 | 46 | 20 | 66
3732 | 118 | 246 | 24.6 | 889 | 51 | 60 | 71
3733 | 184 | 248 | 24.8 | 784 | 53 | 60 | 69
3734 | 257 | 250 | 25 | 584 | 55 | 60 | 66
3735 | 301 | 252 | 25.2 | 300 | 57 | 60 | 63
3736 | 232 | 251 | 25.1 | 170 | 55 | 60 | 64
3737 | 129 | 249 | 24.9 | 65 | 53 | 60 | 64
3738 | 35 | 248 | 24.8 | 0 | 51 | 50 | 64
3739 | 2 | 243 | 24.3 | 0 | 46 | 50 | 67
3740 | 0 | 239 | 23.9 | 0 | 41 | 50 | 69
3741 | 0 | 234 | 23.4 | 0 | 36 | 50 | 72
3742 | 0 | 229 | 22.9 | 0 | 31 | 50 | 75
3743 | 0 | 225 | 22.5 | 0 | 26 | 50 | 78
3744 | 0 | 220 | 22 | 0 | 21 | 70 | 81
3745 | 0 | 217 | 21.7 | 0 | 26 | 70 | 83
3746 | 0 | 213 | 21.3 | 0 | 31 | 70 | 85
3747 | 0 | 210 | 21 | 0 | 36 | 70 | 88
3748 | 0 | 213 | 21.3 | 0 | 32 | 70 | 85
3749 | 16 | 216 | 21.6 | 0 | 29 | 70 | 83
3750 | 79 | 219 | 21.9 | 0 | 26 | 70 | 80
3751 | 158 | 222 | 22.2 | 5 | 22 | 70 | 78
3752 | 235 | 225 | 22.5 | 9 | 18 | 70 | 75
3753 | 290 | 228 | 22.8 | 25 | 15 | 310 | 73
3754 | 406 | 227 | 22.7 | 57 | 17 | 310 | 74
3755 | 465 | 225 | 22.5 | 126 | 19 | 310 | 76
3756 | 439 | 224 | 22.4 | 242 | 21 | 340 | 77
3757 | 411 | 231 | 23.1 | 241 | 35 | 340 | 75
3758 | 445 | 239 | 23.9 | 132 | 48 | 340 | 73
3759 | 361 | 246 | 24.6 | 115 | 62 | 270 | 71
3760 | 244 | 237 | 23.7 | 114 | 52 | 270 | 76
3761 | 139 | 229 | 22.9 | 65 | 41 | 270 | 81
3762 | 44 | 220 | 22 | 0 | 31 | 260 | 87
3763 | 2 | 217 | 21.7 | 0 | 24 | 260 | 87
3764 | 0 | 213 | 21.3 | 0 | 17 | 260 | 87
3765 | 0 | 210 | 21 | 0 | 10 | 250 | 86
3766 | 0 | 207 | 20.7 | 0 | 12 | 250 | 86
3767 | 0 | 203 | 20.3 | 0 | 13 | 250 | 86
3768 | 0 | 200 | 20 | 0 | 15 | 190 | 86
3769 | 0 | 200 | 20 | 0 | 15 | 190 | 85
3770 | 0 | 200 | 20 | 0 | 15 | 190 | 84
3771 | 0 | 200 | 20 | 0 | 15 | 230 | 82
3772 | 1 | 201 | 20.1 | 0 | 24 | 230 | 84
3773 | 27 | 203 | 20.3 | 0 | 32 | 230 | 85
3774 | 79 | 204 | 20.4 | 0 | 41 | 280 | 86
3775 | 185 | 204 | 20.4 | 39 | 41 | 280 | 84
3776 | 299 | 204 | 20.4 | 100 | 41 | 280 | 83
3777 | 363 | 204 | 20.4 | 215 | 41 | 260 | 81
3778 | 364 | 209 | 20.9 | 421 | 48 | 260 | 78
3779 | 355 | 215 | 21.5 | 561 | 55 | 260 | 75
3780 | 234 | 220 | 22 | 746 | 62 | 290 | 72
3781 | 155 | 219 | 21.9 | 809 | 58 | 290 | 74
3782 | 147 | 219 | 21.9 | 773 | 55 | 290 | 75
3783 | 143 | 218 | 21.8 | 695 | 51 | 300 | 76
3784 | 153 | 217 | 21.7 | 507 | 44 | 300 | 78
3785 | 134 | 215 | 21.5 | 237 | 38 | 300 | 80
3786 | 52 | 214 | 21.4 | 32 | 31 | 280 | 81
3787 | 3 | 210 | 21 | 0 | 36 | 260 | 83
3788 | 0 | 207 | 20.7 | 0 | 28 | 260 | 85
3789 | 0 | 204 | 20.4 | 0 | 21 | 230 | 86
3790 | 0 | 200 | 20 | 0 | 24 | 230 | 86
3791 | 0 | 196 | 19.6 | 0 | 28 | 230 | 86
3792 | 0 | 192 | 19.2 | 0 | 31 | 260 | 86
3793 | 0 | 194 | 19.4 | 0 | 26 | 260 | 86
3794 | 0 | 196 | 19.6 | 0 | 20 | 260 | 86
3795 | 0 | 198 | 19.8 | 0 | 15 | 260 | 86
3796 | 1 | 199 | 19.9 | 0 | 13 | 260 | 86
3797 | 37 | 199 | 19.9 | 0 | 12 | 260 | 86
3798 | 118 | 200 | 20 | 176 | 10 | 260 | 86
3799 | 183 | 205 | 20.5 | 359 | 14 | 260 | 81
3800 | 231 | 211 | 21.1 | 489 | 17 | 260 | 76
3801 | 265 | 216 | 21.6 | 576 | 21 | 290 | 71
3802 | 274 | 220 | 22 | 634 | 23 | 290 | 66
3803 | 295 | 224 | 22.4 | 644 | 24 | 290 | 60
3804 | 295 | 228 | 22.8 | 648 | 26 | 300 | 55
3805 | 278 | 228 | 22.8 | 638 | 21 | 300 | 65
3806 | 206 | 228 | 22.8 | 663 | 15 | 300 | 74
3807 | 182 | 228 | 22.8 | 600 | 10 | 240 | 83
3808 | 162 | 227 | 22.7 | 476 | 7 | 240 | 81
3809 | 129 | 227 | 22.7 | 264 | 3 | 240 | 78
3810 | 57 | 226 | 22.6 | 33 | 0 | 0 | 75
3811 | 3 | 223 | 22.3 | 0 | 0 | 0 | 76
3812 | 0 | 219 | 21.9 | 0 | 0 | 0 | 78
3813 | 0 | 216 | 21.6 | 0 | 0 | 0 | 79
3814 | 0 | 213 | 21.3 | 0 | 7 | 0 | 80
3815 | 0 | 209 | 20.9 | 0 | 14 | 0 | 82
3816 | 0 | 206 | 20.6 | 0 | 21 | 200 | 83
3817 | 0 | 208 | 20.8 | 0 | 28 | 200 | 71
3818 | 0 | 210 | 21 | 0 | 34 | 200 | 60
3819 | 0 | 212 | 21.2 | 0 | 41 | 200 | 49
3820 | 1 | 217 | 21.7 | 0 | 43 | 200 | 44
3821 | 41 | 223 | 22.3 | 12 | 44 | 200 | 40
3822 | 130 | 228 | 22.8 | 223 | 46 | 190 | 35
3823 | 160 | 237 | 23.7 | 497 | 48 | 190 | 35
3824 | 177 | 247 | 24.7 | 654 | 49 | 190 | 35
3825 | 168 | 256 | 25.6 | 769 | 51 | 220 | 35
3826 | 156 | 253 | 25.3 | 832 | 46 | 220 | 45
3827 | 170 | 251 | 25.1 | 838 | 41 | 220 | 55
3828 | 115 | 248 | 24.8 | 893 | 36 | 280 | 65
3829 | 104 | 248 | 24.8 | 889 | 35 | 280 | 62
3830 | 150 | 247 | 24.7 | 796 | 34 | 280 | 58
3831 | 153 | 247 | 24.7 | 707 | 33 | 280 | 55
3832 | 137 | 247 | 24.7 | 582 | 33 | 280 | 51
3833 | 131 | 246 | 24.6 | 310 | 32 | 280 | 48
3834 | 59 | 246 | 24.6 | 55 | 31 | 30 | 44
3835 | 4 | 237 | 23.7 | 0 | 24 | 30 | 52
3836 | 0 | 229 | 22.9 | 0 | 17 | 30 | 60
3837 | 0 | 220 | 22 | 0 | 10 | 220 | 70
3838 | 0 | 215 | 21.5 | 0 | 10 | 220 | 74
3839 | 0 | 211 | 21.1 | 0 | 10 | 220 | 79
3840 | 0 | 206 | 20.6 | 0 | 10 | 170 | 85
3841 | 0 | 206 | 20.6 | 0 | 7 | 170 | 85
3842 | 0 | 206 | 20.6 | 0 | 3 | 170 | 84
3843 | 0 | 206 | 20.6 | 0 | 0 | 0 | 85
3844 | 1 | 209 | 20.9 | 0 | 0 | 0 | 83
3845 | 39 | 211 | 21.1 | 21 | 0 | 0 | 81
3846 | 123 | 214 | 21.4 | 235 | 0 | 0 | 80
3847 | 169 | 231 | 23.1 | 469 | 19 | 0 | 62
3848 | 155 | 249 | 24.9 | 681 | 38 | 0 | 46
3849 | 169 | 266 | 26.6 | 767 | 57 | 200 | 33
3850 | 210 | 242 | 24.2 | 752 | 15 | 330 | 37
3851 | 165 | 276 | 27.6 | 848 | 28 | 330 | 29
3852 | 147 | 310 | 31 | 876 | 41 | 40 | 23
3853 | 153 | 290 | 29 | 843 | 39 | 40 | 36
3854 | 166 | 270 | 27 | 775 | 38 | 40 | 52
3855 | 123 | 250 | 25 | 744 | 36 | 20 | 70
3856 | 121 | 247 | 24.7 | 602 | 29 | 20 | 73
3857 | 123 | 245 | 24.5 | 318 | 22 | 20 | 77
3858 | 57 | 242 | 24.2 | 53 | 15 | 330 | 80
3859 | 4 | 234 | 23.4 | 0 | 19 | 330 | 82
3860 | 0 | 226 | 22.6 | 0 | 22 | 330 | 84
3861 | 0 | 218 | 21.8 | 0 | 26 | 260 | 87
3862 | 0 | 216 | 21.6 | 0 | 21 | 260 | 86
3863 | 0 | 214 | 21.4 | 0 | 15 | 260 | 85
3864 | 0 | 212 | 21.2 | 0 | 10 | 160 | 85
3865 | 0 | 209 | 20.9 | 0 | 15 | 160 | 85
3866 | 0 | 205 | 20.5 | 0 | 21 | 160 | 85
3867 | 0 | 202 | 20.2 | 0 | 26 | 320 | 84
3868 | 1 | 204 | 20.4 | 0 | 33 | 320 | 85
3869 | 38 | 206 | 20.6 | 0 | 39 | 320 | 85
3870 | 122 | 208 | 20.8 | 111 | 46 | 60 | 85
3871 | 197 | 215 | 21.5 | 344 | 51 | 60 | 82
3872 | 182 | 221 | 22.1 | 617 | 57 | 60 | 80
3873 | 175 | 228 | 22.8 | 745 | 62 | 30 | 78
3874 | 123 | 233 | 23.3 | 857 | 62 | 30 | 77
3875 | 121 | 239 | 23.9 | 882 | 64 | 30 | 77
3876 | 124 | 244 | 24.4 | 880 | 67 | 50 | 76
3877 | 134 | 244 | 24.4 | 842 | 70 | 50 | 76
3878 | 248 | 244 | 24.4 | 624 | 74 | 50 | 75
3879 | 266 | 244 | 24.4 | 427 | 77 | 50 | 74
3880 | 234 | 200 | 20 | 199 | 67 | 40 | 100
3881 | 131 | 219 | 21.9 | 42 | 44 | 40 | 86
3882 | 28 | 238 | 23.8 | 0 | 21 | 270 | 77
3883 | 2 | 234 | 23.4 | 0 | 21 | 270 | 79
3884 | 0 | 230 | 23 | 0 | 21 | 270 | 81
3885 | 0 | 226 | 22.6 | 0 | 21 | 60 | 84
3886 | 0 | 223 | 22.3 | 0 | 18 | 60 | 85
3887 | 0 | 220 | 22 | 0 | 15 | 20 | 83
3888 | 0 | 220 | 22 | 0 | 62 | 300 | 87
3889 | 0 | 221 | 22.1 | 0 | 72 | 300 | 87
3890 | 0 | 221 | 22.1 | 0 | 83 | 300 | 88
3891 | 0 | 222 | 22.2 | 0 | 93 | 160 | 88
3892 | 0 | 235 | 23.5 | 0 | 93 | 160 | 69
3893 | 21 | 247 | 24.7 | 0 | 93 | 160 | 52
3894 | 109 | 260 | 26 | 5 | 93 | 170 | 38
3895 | 198 | 258 | 25.8 | 17 | 74 | 170 | 40
3896 | 267 | 256 | 25.6 | 16 | 55 | 170 | 42
3897 | 302 | 254 | 25.4 | 12 | 36 | 210 | 45
3898 | 408 | 252 | 25.2 | 83 | 36 | 210 | 48
3899 | 469 | 250 | 25 | 164 | 36 | 20 | 74
3900 | 444 | 250 | 25 | 291 | 82 | 230 | 74
3901 | 385 | 255 | 25.5 | 411 | 77 | 230 | 54
3902 | 301 | 261 | 26.1 | 505 | 72 | 230 | 53
3903 | 228 | 266 | 26.6 | 542 | 67 | 210 | 52
3904 | 144 | 254 | 25.4 | 525 | 72 | 210 | 61
3905 | 128 | 242 | 24.2 | 294 | 77 | 210 | 72
3906 | 60 | 230 | 23 | 47 | 82 | 280 | 84
3907 | 4 | 225 | 22.5 | 0 | 49 | 280 | 82
3908 | 0 | 220 | 22 | 0 | 15 | 200 | 88
3909 | 0 | 220 | 22 | 0 | 26 | 260 | 74
3910 | 0 | 217 | 21.7 | 0 | 17 | 260 | 77
3911 | 0 | 215 | 21.5 | 0 | 9 | 260 | 80
3912 | 0 | 212 | 21.2 | 0 | 0 | 0 | 83
3913 | 0 | 211 | 21.1 | 0 | 0 | 0 | 84
3914 | 0 | 210 | 21 | 0 | 0 | 0 | 84
3915 | 0 | 209 | 20.9 | 0 | 0 | 0 | 85
3916 | 1 | 208 | 20.8 | 0 | 5 | 0 | 85
3917 | 37 | 207 | 20.7 | 0 | 10 | 0 | 86
3918 | 118 | 206 | 20.6 | 54 | 15 | 30 | 86
3919 | 220 | 207 | 20.7 | 45 | 32 | 30 | 85
3920 | 279 | 207 | 20.7 | 41 | 50 | 30 | 83
3921 | 299 | 208 | 20.8 | 13 | 67 | 20 | 81
3922 | 411 | 209 | 20.9 | 191 | 64 | 20 | 81
3923 | 363 | 211 | 21.1 | 456 | 60 | 20 | 80
3924 | 335 | 212 | 21.2 | 601 | 57 | 30 | 78
3925 | 208 | 215 | 21.5 | 728 | 53 | 30 | 76
3926 | 206 | 217 | 21.7 | 692 | 50 | 30 | 73
3927 | 174 | 220 | 22 | 653 | 46 | 20 | 70
3928 | 152 | 217 | 21.7 | 539 | 50 | 20 | 73
3929 | 124 | 215 | 21.5 | 325 | 53 | 20 | 76
3930 | 59 | 212 | 21.2 | 66 | 57 | 30 | 78
3931 | 4 | 208 | 20.8 | 0 | 51 | 30 | 81
3932 | 0 | 204 | 20.4 | 0 | 51 | 30 | 84
3933 | 0 | 200 | 20 | 0 | 51 | 40 | 86
3934 | 0 | 200 | 20 | 0 | 41 | 40 | 86
3935 | 0 | 200 | 20 | 0 | 31 | 40 | 88
3936 | 0 | 198 | 19.8 | 0 | 31 | 50 | 86
3937 | 0 | 204 | 20.4 | 0 | 40 | 50 | 70
3938 | 0 | 210 | 21 | 0 | 48 | 50 | 54
3939 | 0 | 216 | 21.6 | 0 | 57 | 60 | 40
3940 | 1 | 210 | 21 | 0 | 41 | 50 | 43
3941 | 40 | 210 | 21 | 15 | 36 | 80 | 56
3942 | 130 | 206 | 20.6 | 215 | 26 | 60 | 51
3943 | 164 | 215 | 21.5 | 482 | 36 | 60 | 49
3944 | 181 | 223 | 22.3 | 642 | 47 | 60 | 47
3945 | 173 | 232 | 23.2 | 757 | 57 | 50 | 46
3946 | 170 | 240 | 24 | 808 | 57 | 50 | 54
3947 | 221 | 237 | 23.7 | 757 | 62 | 50 | 60
3948 | 297 | 234 | 23.4 | 640 | 67 | 50 | 69
3949 | 387 | 230 | 23 | 408 | 62 | 40 | 65
3950 | 385 | 227 | 22.7 | 169 | 46 | 40 | 76
3951 | 239 | 224 | 22.4 | 28 | 31 | 40 | 79
3952 | 179 | 227 | 22.7 | 3 | 33 | 40 | 76
3953 | 98 | 229 | 22.9 | 0 | 34 | 40 | 74
3954 | 29 | 232 | 23.2 | 0 | 36 | 220 | 72
3955 | 2 | 228 | 22.8 | 0 | 41 | 220 | 76
3956 | 0 | 224 | 22.4 | 0 | 46 | 220 | 81
3957 | 0 | 220 | 22 | 0 | 51 | 190 | 86
3958 | 0 | 221 | 22.1 | 0 | 44 | 190 | 82
3959 | 0 | 221 | 22.1 | 0 | 38 | 190 | 78
3960 | 0 | 222 | 22.2 | 0 | 31 | 200 | 75
3961 | 0 | 225 | 22.5 | 0 | 42 | 200 | 69
3962 | 0 | 228 | 22.8 | 0 | 53 | 200 | 63
3963 | 0 | 231 | 23.1 | 0 | 64 | 200 | 58
3964 | 1 | 234 | 23.4 | 0 | 76 | 200 | 52
3965 | 37 | 237 | 23.7 | 0 | 87 | 200 | 47
3966 | 122 | 240 | 24 | 164 | 98 | 180 | 42
3967 | 185 | 241 | 24.1 | 398 | 98 | 180 | 48
3968 | 195 | 241 | 24.1 | 608 | 98 | 180 | 55
3969 | 163 | 242 | 24.2 | 763 | 98 | 200 | 61
3970 | 119 | 244 | 24.4 | 864 | 96 | 200 | 66
3971 | 119 | 246 | 24.6 | 884 | 95 | 200 | 70
3972 | 124 | 248 | 24.8 | 880 | 93 | 270 | 74
3973 | 192 | 243 | 24.3 | 772 | 84 | 270 | 76
3974 | 264 | 239 | 23.9 | 575 | 76 | 270 | 78
3975 | 308 | 234 | 23.4 | 295 | 67 | 270 | 79
3976 | 173 | 230 | 23 | 446 | 50 | 270 | 82
3977 | 116 | 226 | 22.6 | 345 | 32 | 270 | 84
3978 | 61 | 222 | 22.2 | 64 | 15 | 240 | 87
3979 | 4 | 218 | 21.8 | 0 | 15 | 240 | 85
3980 | 0 | 214 | 21.4 | 0 | 15 | 240 | 83
3981 | 0 | 210 | 21 | 0 | 15 | 200 | 81
3982 | 0 | 208 | 20.8 | 0 | 19 | 200 | 84
3983 | 0 | 206 | 20.6 | 0 | 22 | 200 | 86
3984 | 0 | 204 | 20.4 | 0 | 26 | 170 | 88
3985 | 0 | 203 | 20.3 | 0 | 21 | 170 | 85
3986 | 0 | 201 | 20.1 | 0 | 15 | 170 | 82
3987 | 0 | 200 | 20 | 0 | 10 | 170 | 79
3988 | 1 | 200 | 20 | 0 | 12 | 170 | 79
3989 | 40 | 200 | 20 | 9 | 13 | 170 | 79
3990 | 104 | 200 | 20 | 277 | 15 | 200 | 79
3991 | 183 | 207 | 20.7 | 407 | 20 | 200 | 75
3992 | 212 | 213 | 21.3 | 544 | 26 | 200 | 72
3993 | 229 | 220 | 22 | 620 | 31 | 250 | 68
3994 | 413 | 223 | 22.3 | 440 | 31 | 250 | 65
3995 | 374 | 225 | 22.5 | 474 | 31 | 250 | 63
3996 | 438 | 228 | 22.8 | 355 | 31 | 280 | 60
3997 | 408 | 229 | 22.9 | 357 | 21 | 280 | 63
3998 | 413 | 229 | 22.9 | 281 | 10 | 280 | 65
3999 | 305 | 230 | 23 | 302 | 0 | 0 | 67
4000 | 253 | 228 | 22.8 | 200 | 10 | 0 | 69
4001 | 150 | 226 | 22.6 | 128 | 21 | 0 | 71
4002 | 58 | 224 | 22.4 | 3 | 31 | 300 | 72
4003 | 4 | 217 | 21.7 | 0 | 26 | 300 | 76
4004 | 0 | 211 | 21.1 | 0 | 20 | 300 | 80
4005 | 0 | 204 | 20.4 | 0 | 15 | 60 | 84
4006 | 0 | 204 | 20.4 | 0 | 17 | 60 | 84
4007 | 0 | 204 | 20.4 | 0 | 19 | 60 | 83
4008 | 0 | 204 | 20.4 | 0 | 21 | 60 | 82
4009 | 0 | 202 | 20.2 | 0 | 14 | 60 | 80
4010 | 0 | 200 | 20 | 0 | 7 | 60 | 78
4011 | 0 | 198 | 19.8 | 0 | 0 | 0 | 76
4012 | 1 | 195 | 19.5 | 0 | 5 | 0 | 76
4013 | 40 | 191 | 19.1 | 3 | 10 | 0 | 77
4014 | 108 | 188 | 18.8 | 241 | 15 | 240 | 77
4015 | 190 | 197 | 19.7 | 370 | 17 | 240 | 77
4016 | 220 | 205 | 20.5 | 517 | 19 | 240 | 76
4017 | 216 | 214 | 21.4 | 634 | 21 | 250 | 75
4018 | 298 | 230 | 23 | 588 | 26 | 310 | 61
4019 | 361 | 244 | 24.4 | 536 | 44 | 310 | 56
4020 | 375 | 258 | 25.8 | 504 | 62 | 40 | 48
4021 | 348 | 240 | 24 | 483 | 57 | 50 | 50
4022 | 324 | 239 | 23.9 | 416 | 54 | 50 | 67
4023 | 295 | 238 | 23.8 | 315 | 51 | 40 | 74
4024 | 173 | 234 | 23.4 | 448 | 46 | 40 | 77
4025 | 116 | 230 | 23 | 346 | 41 | 40 | 83
4026 | 62 | 230 | 23 | 67 | 51 | 40 | 81
4027 | 5 | 225 | 22.5 | 0 | 44 | 40 | 84
4028 | 0 | 219 | 21.9 | 0 | 38 | 40 | 87
4029 | 0 | 214 | 21.4 | 0 | 31 | 210 | 91
4030 | 0 | 211 | 21.1 | 0 | 21 | 210 | 90
4031 | 0 | 209 | 20.9 | 0 | 10 | 210 | 89
4032 | 0 | 206 | 20.6 | 0 | 0 | 0 | 88
4033 | 0 | 206 | 20.6 | 0 | 5 | 0 | 83
4034 | 0 | 206 | 20.6 | 0 | 10 | 0 | 77
4035 | 0 | 206 | 20.6 | 0 | 15 | 210 | 71
4036 | 1 | 206 | 20.6 | 0 | 10 | 210 | 76
4037 | 39 | 206 | 20.6 | 15 | 5 | 210 | 81
4038 | 123 | 206 | 20.6 | 228 | 0 | 0 | 86
4039 | 151 | 212 | 21.2 | 496 | 10 | 0 | 84
4040 | 151 | 218 | 21.8 | 675 | 21 | 0 | 82
4041 | 137 | 224 | 22.4 | 790 | 31 | 10 | 81
4042 | 149 | 233 | 23.3 | 830 | 45 | 10 | 68
4043 | 171 | 241 | 24.1 | 834 | 58 | 10 | 57
4044 | 167 | 250 | 25 | 846 | 72 | 40 | 47
4045 | 326 | 251 | 25.1 | 603 | 62 | 40 | 52
4046 | 399 | 253 | 25.3 | 267 | 51 | 40 | 56
4047 | 240 | 254 | 25.4 | 29 | 41 | 40 | 61
4048 | 210 | 248 | 24.8 | 40 | 43 | 40 | 66
4049 | 144 | 242 | 24.2 | 15 | 44 | 40 | 72
4050 | 51 | 236 | 23.6 | 0 | 46 | 240 | 78
4051 | 4 | 228 | 22.8 | 0 | 34 | 240 | 83
4052 | 0 | 220 | 22 | 0 | 21 | 190 | 88
4053 | 0 | 218 | 21.8 | 0 | 10 | 180 | 88
4054 | 0 | 219 | 21.9 | 0 | 7 | 180 | 75
4055 | 0 | 219 | 21.9 | 0 | 3 | 180 | 61
4056 | 0 | 220 | 22 | 0 | 0 | 0 | 47
4057 | 0 | 221 | 22.1 | 0 | 0 | 0 | 50
4058 | 0 | 223 | 22.3 | 0 | 0 | 0 | 54
4059 | 0 | 224 | 22.4 | 0 | 0 | 0 | 57
4060 | 1 | 223 | 22.3 | 0 | 3 | 0 | 58
4061 | 40 | 221 | 22.1 | 7 | 7 | 0 | 59
4062 | 103 | 220 | 22 | 277 | 10 | 60 | 59
4063 | 176 | 230 | 23 | 435 | 12 | 60 | 59
4064 | 168 | 240 | 24 | 643 | 15 | 290 | 61
4065 | 170 | 250 | 25 | 747 | 15 | 340 | 58
4066 | 190 | 250 | 25 | 783 | 36 | 30 | 54
4067 | 185 | 253 | 25.3 | 812 | 54 | 30 | 59
4068 | 126 | 256 | 25.6 | 877 | 72 | 60 | 59
4069 | 111 | 257 | 25.7 | 879 | 67 | 60 | 58
4070 | 110 | 259 | 25.9 | 842 | 62 | 60 | 58
4071 | 121 | 260 | 26 | 752 | 57 | 60 | 58
4072 | 119 | 260 | 26 | 616 | 57 | 60 | 58
4073 | 137 | 264 | 26.4 | 302 | 46 | 60 | 52
4074 | 61 | 268 | 26.8 | 69 | 36 | 240 | 49
4075 | 5 | 263 | 26.3 | 0 | 24 | 240 | 58
4076 | 0 | 259 | 25.9 | 0 | 12 | 240 | 67
4077 | 0 | 254 | 25.4 | 0 | 0 | 0 | 77
4078 | 0 | 247 | 24.7 | 0 | 0 | 0 | 74
4079 | 0 | 239 | 23.9 | 0 | 0 | 0 | 71
4080 | 0 | 232 | 23.2 | 0 | 0 | 0 | 67
4081 | 0 | 232 | 23.2 | 0 | 5 | 0 | 68
4082 | 0 | 232 | 23.2 | 0 | 10 | 0 | 69
4083 | 0 | 232 | 23.2 | 0 | 15 | 130 | 70
4084 | 1 | 229 | 22.9 | 0 | 13 | 130 | 76
4085 | 31 | 227 | 22.7 | 0 | 12 | 130 | 81
4086 | 77 | 224 | 22.4 | 0 | 10 | 180 | 87
4087 | 201 | 239 | 23.9 | 79 | 22 | 180 | 72
4088 | 295 | 255 | 25.5 | 245 | 34 | 180 | 59
4089 | 302 | 270 | 27 | 470 | 46 | 20 | 48
4090 | 315 | 260 | 26 | 523 | 51 | 30 | 61
4091 | 374 | 280 | 28 | 502 | 41 | 40 | 40
4092 | 378 | 276 | 27.6 | 504 | 46 | 40 | 36
4093 | 320 | 279 | 27.9 | 613 | 44 | 40 | 37
4094 | 175 | 281 | 28.1 | 762 | 43 | 40 | 37
4095 | 153 | 284 | 28.4 | 714 | 41 | 30 | 37
4096 | 139 | 281 | 28.1 | 586 | 38 | 30 | 41
4097 | 136 | 279 | 27.9 | 314 | 34 | 30 | 45
4098 | 61 | 276 | 27.6 | 79 | 31 | 40 | 50
4099 | 5 | 265 | 26.5 | 0 | 31 | 40 | 60
4100 | 0 | 253 | 25.3 | 0 | 31 | 40 | 73
4101 | 0 | 242 | 24.2 | 0 | 31 | 60 | 86
4102 | 0 | 241 | 24.1 | 0 | 20 | 60 | 82
4103 | 0 | 240 | 24 | 0 | 10 | 70 | 83
4104 | 0 | 244 | 24.4 | 0 | 15 | 80 | 73
4105 | 0 | 243 | 24.3 | 0 | 39 | 80 | 64
4106 | 0 | 241 | 24.1 | 0 | 63 | 80 | 54
4107 | 0 | 240 | 24 | 0 | 87 | 180 | 44
4108 | 1 | 247 | 24.7 | 0 | 75 | 180 | 42
4109 | 31 | 255 | 25.5 | 0 | 63 | 180 | 41
4110 | 78 | 262 | 26.2 | 0 | 51 | 230 | 39
4111 | 176 | 253 | 25.3 | 10 | 43 | 230 | 54
4112 | 277 | 245 | 24.5 | 41 | 34 | 230 | 70
4113 | 357 | 236 | 23.6 | 87 | 26 | 10 | 87
4114 | 447 | 236 | 23.6 | 56 | 26 | 10 | 87
4115 | 449 | 242 | 24.2 | 160 | 44 | 10 | 84
4116 | 443 | 248 | 24.8 | 235 | 62 | 290 | 81
4117 | 352 | 247 | 24.7 | 439 | 48 | 290 | 83
4118 | 268 | 245 | 24.5 | 568 | 35 | 290 | 84
4119 | 155 | 244 | 24.4 | 674 | 21 | 350 | 86
4120 | 168 | 241 | 24.1 | 471 | 17 | 350 | 86
4121 | 145 | 237 | 23.7 | 201 | 14 | 350 | 87
4122 | 59 | 234 | 23.4 | 9 | 10 | 360 | 87
4123 | 4 | 229 | 22.9 | 0 | 7 | 360 | 87
4124 | 0 | 225 | 22.5 | 0 | 3 | 360 | 87
4125 | 0 | 220 | 22 | 0 | 0 | 0 | 87
4126 | 0 | 215 | 21.5 | 0 | 0 | 0 | 88
4127 | 0 | 210 | 21 | 0 | 0 | 0 | 88
4128 | 0 | 214 | 21.4 | 0 | 0 | 0 | 86
4129 | 0 | 217 | 21.7 | 0 | 12 | 0 | 84
4130 | 0 | 220 | 22 | 0 | 24 | 0 | 83
4131 | 0 | 212 | 21.2 | 0 | 36 | 40 | 85
4132 | 1 | 212 | 21.2 | 0 | 41 | 40 | 85
4133 | 38 | 212 | 21.2 | 0 | 46 | 40 | 85
4134 | 110 | 212 | 21.2 | 244 | 51 | 80 | 85
4135 | 175 | 225 | 22.5 | 439 | 46 | 80 | 64
4136 | 157 | 237 | 23.7 | 671 | 41 | 80 | 46
4137 | 166 | 250 | 25 | 769 | 36 | 240 | 31
4138 | 173 | 251 | 25.1 | 813 | 46 | 240 | 37
4139 | 164 | 251 | 25.1 | 846 | 57 | 240 | 44
4140 | 171 | 252 | 25.2 | 838 | 67 | 50 | 50
4141 | 158 | 255 | 25.5 | 836 | 62 | 50 | 45
4142 | 146 | 257 | 25.7 | 805 | 56 | 50 | 40
4143 | 168 | 260 | 26 | 691 | 51 | 60 | 35
4144 | 157 | 260 | 26 | 558 | 56 | 60 | 34
4145 | 134 | 260 | 26 | 326 | 62 | 60 | 33
4146 | 64 | 260 | 26 | 72 | 67 | 60 | 31
4147 | 5 | 251 | 25.1 | 0 | 58 | 60 | 43
4148 | 0 | 243 | 24.3 | 0 | 50 | 60 | 57
4149 | 0 | 234 | 23.4 | 0 | 41 | 230 | 72
4150 | 0 | 232 | 23.2 | 0 | 27 | 230 | 73
4151 | 0 | 230 | 23 | 0 | 14 | 230 | 75
4152 | 0 | 228 | 22.8 | 0 | 0 | 0 | 76
4153 | 0 | 222 | 22.2 | 0 | 0 | 0 | 76
4154 | 0 | 216 | 21.6 | 0 | 0 | 0 | 75
4155 | 0 | 210 | 21 | 0 | 0 | 0 | 74
4156 | 1 | 209 | 20.9 | 0 | 3 | 0 | 74
4157 | 39 | 209 | 20.9 | 3 | 7 | 0 | 74
4158 | 119 | 208 | 20.8 | 231 | 10 | 170 | 74
4159 | 172 | 213 | 21.3 | 451 | 12 | 170 | 71
4160 | 160 | 218 | 21.8 | 661 | 13 | 170 | 68
4161 | 162 | 223 | 22.3 | 761 | 15 | 310 | 65
4162 | 168 | 237 | 23.7 | 809 | 37 | 310 | 63
4163 | 115 | 250 | 25 | 889 | 60 | 310 | 62
4164 | 120 | 264 | 26.4 | 886 | 82 | 60 | 60
4165 | 108 | 269 | 26.9 | 884 | 82 | 60 | 54
4166 | 153 | 273 | 27.3 | 793 | 82 | 60 | 49
4167 | 156 | 278 | 27.8 | 707 | 82 | 60 | 43
4168 | 141 | 279 | 27.9 | 583 | 70 | 60 | 44
4169 | 137 | 279 | 27.9 | 314 | 58 | 60 | 46
4170 | 62 | 280 | 28 | 81 | 46 | 60 | 47
4171 | 5 | 272 | 27.2 | 0 | 34 | 60 | 50
4172 | 0 | 264 | 26.4 | 0 | 22 | 60 | 54
4173 | 0 | 256 | 25.6 | 0 | 10 | 260 | 59
4174 | 0 | 247 | 24.7 | 0 | 7 | 260 | 66
4175 | 0 | 237 | 23.7 | 0 | 3 | 260 | 75
4176 | 0 | 228 | 22.8 | 0 | 0 | 0 | 84
4177 | 0 | 225 | 22.5 | 0 | 0 | 0 | 80
4178 | 0 | 221 | 22.1 | 0 | 0 | 0 | 76
4179 | 0 | 218 | 21.8 | 0 | 0 | 0 | 71
4180 | 1 | 214 | 21.4 | 0 | 0 | 0 | 74
4181 | 39 | 210 | 21 | 1 | 0 | 0 | 77
4182 | 121 | 206 | 20.6 | 222 | 0 | 0 | 80
4183 | 172 | 217 | 21.7 | 448 | 5 | 0 | 72
4184 | 161 | 229 | 22.9 | 659 | 10 | 0 | 65
4185 | 162 | 240 | 24 | 761 | 15 | 300 | 58
4186 | 168 | 242 | 24.2 | 809 | 26 | 300 | 61
4187 | 115 | 245 | 24.5 | 889 | 37 | 300 | 64
4188 | 120 | 247 | 24.7 | 886 | 49 | 300 | 67
4189 | 114 | 249 | 24.9 | 874 | 60 | 300 | 69
4190 | 117 | 252 | 25.2 | 829 | 71 | 300 | 72
4191 | 129 | 254 | 25.4 | 737 | 82 | 50 | 74
4192 | 122 | 253 | 25.3 | 609 | 75 | 50 | 74
4193 | 126 | 253 | 25.3 | 337 | 69 | 50 | 74
4194 | 64 | 252 | 25.2 | 74 | 62 | 60 | 74
4195 | 5 | 248 | 24.8 | 0 | 46 | 60 | 72
4196 | 0 | 244 | 24.4 | 0 | 31 | 60 | 69
4197 | 0 | 240 | 24 | 0 | 15 | 90 | 65
4198 | 0 | 236 | 23.6 | 0 | 10 | 90 | 72
4199 | 0 | 232 | 23.2 | 0 | 5 | 90 | 79
4200 | 0 | 228 | 22.8 | 0 | 0 | 0 | 86
4201 | 0 | 224 | 22.4 | 0 | 14 | 0 | 85
4202 | 0 | 220 | 22 | 0 | 27 | 0 | 84
4203 | 0 | 216 | 21.6 | 0 | 41 | 70 | 83
4204 | 1 | 216 | 21.6 | 0 | 41 | 70 | 80
4205 | 38 | 216 | 21.6 | 0 | 41 | 70 | 77
4206 | 121 | 216 | 21.6 | 220 | 41 | 60 | 74
4207 | 151 | 225 | 22.5 | 487 | 46 | 60 | 77
4208 | 152 | 233 | 23.3 | 666 | 52 | 60 | 78
4209 | 141 | 242 | 24.2 | 778 | 57 | 30 | 80
4210 | 156 | 249 | 24.9 | 816 | 55 | 30 | 72
4211 | 119 | 255 | 25.5 | 882 | 53 | 30 | 65
4212 | 117 | 262 | 26.2 | 890 | 51 | 30 | 58
4213 | 111 | 262 | 26.2 | 879 | 49 | 30 | 60
4214 | 114 | 262 | 26.2 | 835 | 48 | 30 | 62
4215 | 126 | 262 | 26.2 | 743 | 46 | 30 | 64
4216 | 121 | 262 | 26.2 | 613 | 44 | 30 | 66
4217 | 127 | 262 | 26.2 | 338 | 43 | 30 | 68
4218 | 64 | 262 | 26.2 | 74 | 41 | 30 | 70
4219 | 5 | 250 | 25 | 0 | 39 | 30 | 78
4220 | 0 | 242 | 24.2 | 0 | 38 | 30 | 82
4221 | 0 | 234 | 23.4 | 0 | 36 | 40 | 89
4222 | 0 | 232 | 23.2 | 0 | 34 | 40 | 89
4223 | 0 | 230 | 23 | 0 | 33 | 40 | 90
4224 | 0 | 228 | 22.8 | 0 | 31 | 60 | 90
4225 | 0 | 226 | 22.6 | 0 | 21 | 60 | 90
4226 | 0 | 224 | 22.4 | 0 | 10 | 60 | 89
4227 | 0 | 222 | 22.2 | 0 | 0 | 0 | 88
4228 | 1 | 220 | 22 | 0 | 3 | 0 | 89
4229 | 38 | 218 | 21.8 | 0 | 7 | 0 | 89
4230 | 121 | 216 | 21.6 | 216 | 10 | 240 | 88
4231 | 152 | 223 | 22.3 | 482 | 22 | 240 | 88
4232 | 154 | 229 | 22.9 | 662 | 34 | 240 | 87
4233 | 142 | 236 | 23.6 | 775 | 46 | 20 | 86
4234 | 131 | 243 | 24.3 | 842 | 58 | 20 | 82
4235 | 128 | 249 | 24.9 | 869 | 70 | 20 | 78
4236 | 129 | 256 | 25.6 | 871 | 82 | 40 | 75
4237 | 122 | 255 | 25.5 | 862 | 86 | 40 | 77
4238 | 123 | 255 | 25.5 | 820 | 89 | 40 | 79
4239 | 132 | 254 | 25.4 | 731 | 93 | 50 | 81
4240 | 125 | 253 | 25.3 | 603 | 88 | 50 | 84
4241 | 127 | 251 | 25.1 | 333 | 82 | 50 | 86
4242 | 64 | 250 | 25 | 73 | 77 | 60 | 88
4243 | 5 | 246 | 24.6 | 0 | 55 | 60 | 89
4244 | 0 | 242 | 24.2 | 0 | 32 | 60 | 89
4245 | 0 | 238 | 23.8 | 0 | 10 | 130 | 90
4246 | 0 | 235 | 23.5 | 0 | 10 | 130 | 90
4247 | 0 | 233 | 23.3 | 0 | 10 | 130 | 89
4248 | 0 | 230 | 23 | 0 | 10 | 180 | 89
4249 | 0 | 225 | 22.5 | 0 | 12 | 180 | 88
4250 | 0 | 219 | 21.9 | 0 | 13 | 180 | 88
4251 | 0 | 214 | 21.4 | 0 | 15 | 220 | 88
4252 | 1 | 212 | 21.2 | 0 | 22 | 220 | 87
4253 | 37 | 210 | 21 | 0 | 29 | 220 | 86
4254 | 120 | 208 | 20.8 | 215 | 36 | 230 | 85
4255 | 151 | 215 | 21.5 | 483 | 33 | 230 | 84
4256 | 152 | 223 | 22.3 | 664 | 29 | 230 | 84
4257 | 140 | 230 | 23 | 779 | 26 | 260 | 83
4258 | 131 | 235 | 23.5 | 842 | 34 | 260 | 84
4259 | 133 | 239 | 23.9 | 861 | 43 | 260 | 85
4260 | 144 | 244 | 24.4 | 849 | 51 | 30 | 85
4261 | 134 | 248 | 24.8 | 843 | 43 | 30 | 82
4262 | 131 | 252 | 25.2 | 805 | 34 | 30 | 80
4263 | 136 | 256 | 25.6 | 720 | 26 | 350 | 78
4264 | 128 | 253 | 25.3 | 594 | 24 | 350 | 78
4265 | 128 | 251 | 25.1 | 330 | 23 | 350 | 79
4266 | 64 | 248 | 24.8 | 71 | 21 | 320 | 79
4267 | 5 | 244 | 24.4 | 0 | 15 | 320 | 83
4268 | 0 | 240 | 24 | 0 | 10 | 300 | 89
4269 | 0 | 238 | 23.8 | 0 | 0 | 0 | 89
4270 | 0 | 236 | 23.6 | 0 | 7 | 0 | 89
4271 | 0 | 234 | 23.4 | 0 | 14 | 0 | 89
4272 | 0 | 232 | 23.2 | 0 | 21 | 70 | 89
4273 | 0 | 230 | 23 | 0 | 26 | 50 | 89
4274 | 0 | 231 | 23.1 | 0 | 23 | 50 | 89
4275 | 0 | 232 | 23.2 | 0 | 21 | 180 | 89
4276 | 0 | 227 | 22.7 | 0 | 24 | 180 | 88
4277 | 37 | 223 | 22.3 | 0 | 28 | 180 | 88
4278 | 120 | 218 | 21.8 | 213 | 31 | 220 | 87
4279 | 151 | 225 | 22.5 | 482 | 29 | 220 | 80
4280 | 151 | 233 | 23.3 | 667 | 28 | 220 | 74
4281 | 135 | 240 | 24 | 789 | 26 | 330 | 68
4282 | 123 | 243 | 24.3 | 854 | 34 | 330 | 69
4283 | 121 | 245 | 24.5 | 879 | 43 | 330 | 70
4284 | 125 | 248 | 24.8 | 878 | 51 | 30 | 72
4285 | 118 | 251 | 25.1 | 867 | 46 | 30 | 73
4286 | 120 | 253 | 25.3 | 824 | 41 | 30 | 75
4287 | 131 | 256 | 25.6 | 734 | 36 | 20 | 76
4288 | 125 | 260 | 26 | 603 | 46 | 30 | 79
4289 | 127 | 256 | 25.6 | 336 | 51 | 30 | 77
4290 | 64 | 252 | 25.2 | 74 | 57 | 40 | 79
4291 | 5 | 249 | 24.9 | 0 | 48 | 40 | 80
4292 | 0 | 245 | 24.5 | 0 | 40 | 40 | 81
4293 | 0 | 242 | 24.2 | 0 | 31 | 60 | 83
4294 | 0 | 240 | 24 | 0 | 21 | 60 | 84
4295 | 0 | 238 | 23.8 | 0 | 10 | 60 | 85
4296 | 0 | 236 | 23.6 | 0 | 0 | 0 | 86
4297 | 0 | 234 | 23.4 | 0 | 3 | 0 | 86
4298 | 0 | 232 | 23.2 | 0 | 7 | 0 | 87
4299 | 0 | 230 | 23 | 0 | 10 | 180 | 87
4300 | 0 | 227 | 22.7 | 0 | 17 | 180 | 87
4301 | 36 | 223 | 22.3 | 0 | 24 | 180 | 87
4302 | 107 | 220 | 22 | 252 | 31 | 220 | 87
4303 | 152 | 227 | 22.7 | 477 | 28 | 220 | 84
4304 | 153 | 233 | 23.3 | 661 | 24 | 220 | 81
4305 | 140 | 240 | 24 | 778 | 21 | 330 | 78
4306 | 129 | 244 | 24.4 | 844 | 31 | 330 | 77
4307 | 126 | 248 | 24.8 | 872 | 41 | 330 | 76
4308 | 128 | 252 | 25.2 | 873 | 51 | 30 | 74
4309 | 122 | 256 | 25.6 | 862 | 58 | 30 | 76
4310 | 124 | 260 | 26 | 819 | 65 | 30 | 77
4311 | 133 | 264 | 26.4 | 729 | 72 | 40 | 78
4312 | 126 | 262 | 26.2 | 601 | 65 | 40 | 79
4313 | 128 | 260 | 26 | 333 | 58 | 40 | 81
4314 | 64 | 258 | 25.8 | 73 | 51 | 50 | 82
4315 | 5 | 255 | 25.5 | 0 | 49 | 50 | 85
4316 | 0 | 251 | 25.1 | 0 | 48 | 50 | 88
4317 | 0 | 248 | 24.8 | 0 | 46 | 220 | 91
4318 | 0 | 247 | 24.7 | 0 | 38 | 220 | 91
4319 | 0 | 245 | 24.5 | 0 | 31 | 220 | 90
4320 | 0 | 244 | 24.4 | 0 | 23 | 220 | 90
4321 | 0 | 243 | 24.3 | 0 | 15 | 220 | 89
4322 | 0 | 241 | 24.1 | 0 | 8 | 220 | 89
4323 | 0 | 240 | 24 | 0 | 0 | 0 | 88
4324 | 0 | 240 | 24 | 0 | 5 | 0 | 87
4325 | 35 | 240 | 24 | 0 | 10 | 0 | 86
4326 | 107 | 240 | 24 | 247 | 15 | 170 | 84
4327 | 152 | 243 | 24.3 | 472 | 20 | 170 | 83
4328 | 155 | 247 | 24.7 | 655 | 26 | 170 | 81
4329 | 144 | 250 | 25 | 771 | 31 | 10 | 80
4330 | 131 | 255 | 25.5 | 840 | 41 | 10 | 76
4331 | 128 | 259 | 25.9 | 869 | 52 | 10 | 73
4332 | 129 | 264 | 26.4 | 872 | 62 | 50 | 70
4333 | 120 | 267 | 26.7 | 865 | 52 | 50 | 68
4334 | 120 | 271 | 27.1 | 825 | 41 | 50 | 66
4335 | 129 | 274 | 27.4 | 737 | 31 | 20 | 64
4336 | 124 | 273 | 27.3 | 605 | 34 | 20 | 68
4337 | 128 | 273 | 27.3 | 333 | 38 | 20 | 73
4338 | 64 | 271 | 27.1 | 72 | 41 | 50 | 78
4339 | 5 | 265 | 26.5 | 0 | 32 | 50 | 78
4340 | 0 | 259 | 25.9 | 0 | 24 | 50 | 78
4341 | 0 | 251 | 25.1 | 0 | 15 | 210 | 78
4342 | 0 | 242 | 24.2 | 0 | 10 | 210 | 78
4343 | 0 | 231 | 23.1 | 0 | 5 | 210 | 77
4344 | 0 | 219 | 21.9 | 0 | 0 | 0 | 77
4345 | 0 | 209 | 20.9 | 0 | 5 | 0 | 78
4346 | 0 | 201 | 20.1 | 0 | 10 | 0 | 78
4347 | 0 | 197 | 19.7 | 0 | 15 | 130 | 79
4348 | 0 | 195 | 19.5 | 0 | 26 | 160 | 80
4349 | 34 | 193 | 19.3 | 0 | 21 | 180 | 79
4350 | 100 | 214 | 21.4 | 268 | 26 | 210 | 71
4351 | 171 | 227 | 22.7 | 437 | 26 | 210 | 64
4352 | 160 | 240 | 24 | 653 | 26 | 260 | 57
4353 | 164 | 243 | 24.3 | 752 | 21 | 310 | 60
4354 | 168 | 250 | 25 | 806 | 26 | 330 | 57
4355 | 116 | 250 | 25 | 887 | 41 | 10 | 61
4356 | 117 | 251 | 25.1 | 889 | 36 | 10 | 60
4357 | 113 | 250 | 25 | 875 | 36 | 350 | 65
4358 | 115 | 250 | 25 | 834 | 31 | 350 | 65
4359 | 127 | 250 | 25 | 743 | 36 | 350 | 65
4360 | 121 | 250 | 25 | 614 | 41 | 350 | 65
4361 | 127 | 250 | 25 | 340 | 46 | 20 | 61
4362 | 64 | 242 | 24.2 | 74 | 51 | 30 | 66
4363 | 5 | 236 | 23.6 | 0 | 56 | 30 | 70
4364 | 0 | 230 | 23 | 0 | 62 | 60 | 73
4365 | 0 | 231 | 23.1 | 0 | 51 | 70 | 71
4366 | 0 | 230 | 23 | 0 | 41 | 70 | 69
4367 | 0 | 220 | 22 | 0 | 26 | 80 | 73
4368 | 0 | 214 | 21.4 | 0 | 15 | 150 | 76
4369 | 0 | 212 | 21.2 | 0 | 12 | 150 | 77
4370 | 0 | 210 | 21 | 0 | 10 | 150 | 78
4371 | 0 | 205 | 20.5 | 0 | 7 | 150 | 80
4372 | 0 | 200 | 20 | 0 | 5 | 150 | 83
4373 | 34 | 200 | 20 | 0 | 0 | 0 | 83
4374 | 106 | 224 | 22.4 | 247 | 15 | 230 | 74
4375 | 150 | 237 | 23.7 | 477 | 15 | 230 | 68
4376 | 150 | 249 | 24.9 | 665 | 15 | 230 | 63
4377 | 135 | 262 | 26.2 | 786 | 15 | 340 | 59
4378 | 185 | 280 | 28 | 787 | 15 | 340 | 48
4379 | 117 | 283 | 28.3 | 885 | 49 | 340 | 52
4380 | 123 | 287 | 28.7 | 880 | 82 | 50 | 55
4381 | 116 | 290 | 29 | 871 | 62 | 60 | 55
4382 | 120 | 290 | 29 | 825 | 72 | 50 | 58
4383 | 130 | 284 | 28.4 | 735 | 82 | 50 | 62
4384 | 125 | 280 | 28 | 604 | 82 | 60 | 66
4385 | 128 | 278 | 27.8 | 332 | 49 | 60 | 70
4386 | 64 | 277 | 27.7 | 71 | 15 | 290 | 75
4387 | 5 | 269 | 26.9 | 0 | 17 | 290 | 73
4388 | 0 | 260 | 26 | 0 | 19 | 290 | 72
4389 | 0 | 252 | 25.2 | 0 | 21 | 210 | 70
4390 | 0 | 245 | 24.5 | 0 | 24 | 210 | 76
4391 | 0 | 238 | 23.8 | 0 | 28 | 210 | 82
4392 | 0 | 231 | 23.1 | 0 | 31 | 50 | 88
4393 | 0 | 230 | 23 | 0 | 15 | 50 | 83
4394 | 0 | 230 | 23 | 0 | 0 | 0 | 78
4395 | 0 | 231 | 23.1 | 0 | 10 | 200 | 69
4396 | 0 | 235 | 23.5 | 0 | 15 | 200 | 71
4397 | 33 | 240 | 24 | 0 | 21 | 240 | 74
4398 | 108 | 251 | 25.1 | 215 | 10 | 310 | 95
4399 | 162 | 256 | 25.6 | 424 | 20 | 310 | 91
4400 | 164 | 261 | 26.1 | 612 | 31 | 310 | 87
4401 | 183 | 266 | 26.6 | 694 | 41 | 20 | 83
4402 | 184 | 270 | 27 | 768 | 43 | 20 | 78
4403 | 137 | 275 | 27.5 | 854 | 44 | 20 | 73
4404 | 132 | 279 | 27.9 | 866 | 46 | 20 | 68
4405 | 123 | 290 | 29 | 860 | 62 | 20 | 62
4406 | 124 | 290 | 29 | 818 | 59 | 20 | 64
4407 | 133 | 290 | 29 | 728 | 57 | 60 | 66
4408 | 126 | 286 | 28.6 | 602 | 50 | 60 | 65
4409 | 128 | 282 | 28.2 | 333 | 43 | 60 | 64
4410 | 64 | 278 | 27.8 | 72 | 36 | 50 | 63
4411 | 5 | 267 | 26.7 | 0 | 31 | 50 | 72
4412 | 0 | 255 | 25.5 | 0 | 26 | 50 | 82
4413 | 0 | 244 | 24.4 | 0 | 21 | 80 | 92
4414 | 0 | 240 | 24 | 0 | 31 | 290 | 89
4415 | 0 | 230 | 23 | 0 | 26 | 220 | 89
4416 | 0 | 229 | 22.9 | 0 | 21 | 220 | 93
4417 | 0 | 230 | 23 | 0 | 21 | 150 | 94
4418 | 0 | 223 | 22.3 | 0 | 15 | 150 | 91
4419 | 0 | 217 | 21.7 | 0 | 10 | 50 | 87
4420 | 0 | 210 | 21 | 0 | 10 | 50 | 83
4421 | 32 | 220 | 22 | 0 | 5 | 50 | 83
4422 | 106 | 240 | 24 | 238 | 0 | 0 | 83
4423 | 151 | 260 | 26 | 468 | 10 | 0 | 70
4424 | 153 | 270 | 27 | 655 | 26 | 270 | 66
4425 | 138 | 286 | 28.6 | 779 | 31 | 240 | 56
4426 | 151 | 300 | 30 | 822 | 21 | 290 | 46
4427 | 122 | 300 | 30 | 877 | 15 | 290 | 46
4428 | 138 | 300 | 30 | 858 | 17 | 290 | 49
4429 | 148 | 300 | 30 | 821 | 19 | 290 | 52
4430 | 187 | 300 | 30 | 721 | 21 | 10 | 55
4431 | 156 | 301 | 30.1 | 675 | 31 | 20 | 57
4432 | 143 | 290 | 29 | 552 | 26 | 20 | 55
4433 | 132 | 300 | 30 | 308 | 21 | 360 | 52
4434 | 64 | 269 | 26.9 | 60 | 21 | 10 | 85
4435 | 5 | 260 | 26 | 0 | 0 | 0 | 89
4436 | 0 | 250 | 25 | 0 | 21 | 260 | 94
4437 | 0 | 245 | 24.5 | 0 | 21 | 260 | 92
4438 | 0 | 240 | 24 | 0 | 5 | 260 | 94
4439 | 0 | 240 | 24 | 0 | 0 | 0 | 94
4440 | 0 | 228 | 22.8 | 0 | 10 | 230 | 90
4441 | 0 | 229 | 22.9 | 0 | 20 | 230 | 89
4442 | 0 | 230 | 23 | 0 | 31 | 320 | 89
4443 | 0 | 231 | 23.1 | 0 | 5 | 50 | 91
4444 | 0 | 220 | 22 | 0 | 15 | 50 | 94
4445 | 28 | 220 | 22 | 0 | 26 | 200 | 94
4446 | 98 | 255 | 25.5 | 266 | 41 | 220 | 45
4447 | 152 | 260 | 26 | 463 | 67 | 230 | 70
4448 | 162 | 263 | 26.3 | 630 | 64 | 230 | 74
4449 | 181 | 267 | 26.7 | 695 | 61 | 280 | 79
4450 | 186 | 267 | 26.7 | 749 | 57 | 280 | 80
4451 | 194 | 268 | 26.8 | 769 | 54 | 280 | 81
4452 | 198 | 268 | 26.8 | 769 | 51 | 300 | 83
4453 | 183 | 270 | 27 | 767 | 31 | 300 | 79
4454 | 173 | 270 | 27 | 731 | 26 | 310 | 84
4455 | 161 | 261 | 26.1 | 664 | 41 | 340 | 87
4456 | 172 | 255 | 25.5 | 461 | 41 | 340 | 90
4457 | 147 | 250 | 25 | 195 | 41 | 10 | 94
4458 | 63 | 248 | 24.8 | 27 | 51 | 10 | 90
4459 | 4 | 244 | 24.4 | 0 | 55 | 10 | 89
4460 | 0 | 241 | 24.1 | 0 | 58 | 10 | 89
4461 | 0 | 237 | 23.7 | 0 | 62 | 10 | 89
4462 | 0 | 240 | 24 | 0 | 62 | 30 | 78
4463 | 0 | 230 | 23 | 0 | 51 | 50 | 78
4464 | 0 | 228 | 22.8 | 0 | 41 | 60 | 78
4465 | 0 | 224 | 22.4 | 0 | 28 | 60 | 78
4466 | 0 | 220 | 22 | 0 | 15 | 60 | 78
4467 | 0 | 218 | 21.8 | 0 | 36 | 350 | 83
4468 | 0 | 220 | 22 | 0 | 15 | 350 | 83
4469 | 27 | 220 | 22 | 0 | 26 | 300 | 83
4470 | 109 | 229 | 22.9 | 182 | 87 | 290 | 83
4471 | 172 | 230 | 23 | 329 | 72 | 280 | 73
4472 | 236 | 238 | 23.8 | 418 | 85 | 280 | 74
4473 | 256 | 246 | 24.6 | 512 | 98 | 300 | 75
4474 | 310 | 248 | 24.8 | 520 | 91 | 300 | 70
4475 | 318 | 249 | 24.9 | 549 | 84 | 300 | 65
4476 | 325 | 251 | 25.1 | 548 | 77 | 290 | 61
4477 | 296 | 250 | 25 | 557 | 74 | 290 | 61
4478 | 275 | 250 | 25 | 525 | 72 | 280 | 61
4479 | 220 | 254 | 25.4 | 555 | 57 | 280 | 56
4480 | 228 | 250 | 25 | 319 | 36 | 270 | 57
4481 | 153 | 244 | 24.4 | 213 | 39 | 270 | 58
4482 | 65 | 238 | 23.8 | 48 | 41 | 320 | 58
4483 | 5 | 230 | 23 | 0 | 31 | 310 | 65
4484 | 0 | 220 | 22 | 0 | 31 | 320 | 64
4485 | 0 | 217 | 21.7 | 0 | 31 | 340 | 69
4486 | 0 | 217 | 21.7 | 0 | 33 | 340 | 70
4487 | 0 | 216 | 21.6 | 0 | 34 | 340 | 72
4488 | 0 | 216 | 21.6 | 0 | 36 | 350 | 73
4489 | 0 | 218 | 21.8 | 0 | 34 | 350 | 74
4490 | 0 | 219 | 21.9 | 0 | 33 | 350 | 74
4491 | 0 | 221 | 22.1 | 0 | 31 | 340 | 75
4492 | 0 | 220 | 22 | 0 | 41 | 340 | 78
4493 | 26 | 220 | 22 | 0 | 26 | 320 | 78
4494 | 108 | 231 | 23.1 | 182 | 15 | 330 | 73
4495 | 171 | 240 | 24 | 328 | 26 | 290 | 69
4496 | 208 | 239 | 23.9 | 514 | 31 | 290 | 71
4497 | 209 | 239 | 23.9 | 664 | 36 | 300 | 74
4498 | 195 | 245 | 24.5 | 733 | 38 | 300 | 72
4499 | 232 | 250 | 25 | 712 | 39 | 300 | 70
4500 | 268 | 256 | 25.6 | 664 | 41 | 300 | 68
4501 | 269 | 253 | 25.3 | 617 | 46 | 300 | 63
4502 | 319 | 250 | 25 | 474 | 51 | 310 | 57
4503 | 244 | 253 | 25.3 | 462 | 46 | 310 | 71
4504 | 194 | 251 | 25.1 | 377 | 51 | 310 | 70
4505 | 146 | 250 | 25 | 200 | 57 | 300 | 69
4506 | 63 | 238 | 23.8 | 44 | 67 | 290 | 75
4507 | 5 | 229 | 22.9 | 0 | 77 | 290 | 79
4508 | 0 | 220 | 22 | 0 | 87 | 280 | 83
4509 | 0 | 221 | 22.1 | 0 | 82 | 280 | 75
4510 | 0 | 220 | 22 | 0 | 57 | 280 | 73
4511 | 0 | 220 | 22 | 0 | 41 | 280 | 73
4512 | 0 | 217 | 21.7 | 0 | 57 | 290 | 74
4513 | 0 | 213 | 21.3 | 0 | 44 | 290 | 74
4514 | 0 | 210 | 21 | 0 | 31 | 260 | 73
4515 | 0 | 206 | 20.6 | 0 | 21 | 180 | 78
4516 | 0 | 200 | 20 | 0 | 31 | 170 | 78
4517 | 28 | 200 | 20 | 0 | 26 | 160 | 78
4518 | 105 | 219 | 21.9 | 210 | 21 | 180 | 76
4519 | 158 | 230 | 23 | 429 | 10 | 180 | 69
4520 | 158 | 233 | 23.3 | 624 | 12 | 180 | 70
4521 | 172 | 236 | 23.6 | 710 | 15 | 280 | 72
4522 | 175 | 240 | 24 | 766 | 21 | 310 | 74
4523 | 180 | 247 | 24.7 | 788 | 35 | 310 | 72
4524 | 185 | 253 | 25.3 | 788 | 48 | 310 | 71
4525 | 174 | 260 | 26 | 781 | 62 | 40 | 70
4526 | 164 | 260 | 26 | 748 | 72 | 30 | 70
4527 | 133 | 250 | 25 | 733 | 77 | 40 | 65
4528 | 124 | 250 | 25 | 605 | 77 | 40 | 69
4529 | 128 | 250 | 25 | 332 | 72 | 40 | 65
4530 | 64 | 243 | 24.3 | 68 | 51 | 40 | 70
4531 | 5 | 236 | 23.6 | 0 | 46 | 40 | 74
4532 | 0 | 230 | 23 | 0 | 41 | 50 | 78
4533 | 0 | 220 | 22 | 0 | 21 | 50 | 88
4534 | 0 | 220 | 22 | 0 | 13 | 50 | 81
4535 | 0 | 220 | 22 | 0 | 5 | 50 | 73
4536 | 0 | 210 | 21 | 0 | 7 | 50 | 76
4537 | 0 | 200 | 20 | 0 | 10 | 50 | 78
4538 | 0 | 210 | 21 | 0 | 21 | 160 | 69
4539 | 0 | 194 | 19.4 | 0 | 5 | 130 | 77
4540 | 0 | 190 | 19 | 0 | 0 | 0 | 78
4541 | 28 | 204 | 20.4 | 0 | 5 | 0 | 71
4542 | 97 | 219 | 21.9 | 250 | 10 | 200 | 65
4543 | 169 | 240 | 24 | 423 | 5 | 200 | 61
4544 | 154 | 250 | 25 | 648 | 31 | 250 | 61
4545 | 157 | 255 | 25.5 | 740 | 21 | 300 | 67
4546 | 169 | 260 | 26 | 776 | 31 | 350 | 58
4547 | 174 | 264 | 26.4 | 797 | 49 | 350 | 58
4548 | 179 | 269 | 26.9 | 796 | 67 | 50 | 59
4549 | 170 | 270 | 27 | 786 | 77 | 50 | 62
4550 | 157 | 273 | 27.3 | 759 | 68 | 50 | 55
4551 | 185 | 277 | 27.7 | 639 | 60 | 50 | 49
4552 | 161 | 280 | 28 | 523 | 51 | 40 | 42
4553 | 141 | 270 | 27 | 282 | 46 | 60 | 45
4554 | 64 | 257 | 25.7 | 59 | 57 | 60 | 57
4555 | 5 | 248 | 24.8 | 0 | 41 | 60 | 59
4556 | 0 | 240 | 24 | 0 | 26 | 60 | 61
4557 | 0 | 237 | 23.7 | 0 | 21 | 230 | 47
4558 | 0 | 230 | 23 | 0 | 0 | 0 | 53
4559 | 0 | 220 | 22 | 0 | 0 | 0 | 57
4560 | 0 | 213 | 21.3 | 0 | 10 | 170 | 64
4561 | 0 | 210 | 21 | 0 | 15 | 170 | 64
4562 | 0 | 210 | 21 | 0 | 0 | 0 | 64
4563 | 0 | 209 | 20.9 | 0 | 31 | 200 | 67
4564 | 0 | 210 | 21 | 0 | 5 | 200 | 69
4565 | 25 | 221 | 22.1 | 0 | 13 | 200 | 65
4566 | 111 | 233 | 23.3 | 78 | 21 | 220 | 61
4567 | 198 | 250 | 25 | 342 | 10 | 220 | 57
4568 | 196 | 250 | 25 | 565 | 21 | 250 | 57
4569 | 191 | 255 | 25.5 | 698 | 39 | 250 | 61
4570 | 164 | 260 | 26 | 797 | 57 | 250 | 64
4571 | 128 | 266 | 26.6 | 865 | 75 | 250 | 67
4572 | 132 | 271 | 27.1 | 865 | 93 | 40 | 70
4573 | 126 | 271 | 27.1 | 854 | 100 | 40 | 72
4574 | 128 | 270 | 27 | 811 | 106 | 40 | 75
4575 | 136 | 270 | 27 | 721 | 113 | 60 | 78
4576 | 128 | 275 | 27.5 | 594 | 92 | 60 | 70
4577 | 128 | 280 | 28 | 326 | 72 | 60 | 62
4578 | 63 | 270 | 27 | 64 | 41 | 240 | 73
4579 | 5 | 270 | 27 | 0 | 51 | 190 | 62
4580 | 0 | 255 | 25.5 | 0 | 46 | 210 | 76
4581 | 0 | 255 | 25.5 | 0 | 46 | 210 | 76
4582 | 0 | 250 | 25 | 0 | 46 | 230 | 83
4583 | 0 | 241 | 24.1 | 0 | 34 | 230 | 86
4584 | 0 | 233 | 23.3 | 0 | 21 | 220 | 88
4585 | 0 | 231 | 23.1 | 0 | 14 | 220 | 89
4586 | 0 | 229 | 22.9 | 0 | 7 | 220 | 91
4587 | 0 | 227 | 22.7 | 0 | 0 | 0 | 92
4588 | 0 | 220 | 22 | 0 | 0 | 0 | 94
4589 | 26 | 230 | 23 | 0 | 10 | 0 | 94
4590 | 104 | 248 | 24.8 | 196 | 5 | 140 | 92
4591 | 160 | 250 | 25 | 413 | 41 | 20 | 83
4592 | 162 | 260 | 26 | 609 | 46 | 20 | 79
4593 | 181 | 264 | 26.4 | 690 | 77 | 30 | 82
4594 | 212 | 267 | 26.7 | 717 | 82 | 30 | 80
4595 | 193 | 270 | 27 | 769 | 87 | 30 | 79
4596 | 312 | 274 | 27.4 | 611 | 72 | 20 | 76
4597 | 310 | 280 | 28 | 532 | 72 | 20 | 74
4598 | 261 | 271 | 27.1 | 565 | 77 | 20 | 74
4599 | 201 | 262 | 26.2 | 574 | 82 | 40 | 73
4600 | 149 | 256 | 25.6 | 522 | 85 | 40 | 73
4601 | 121 | 250 | 25 | 326 | 87 | 40 | 74
4602 | 63 | 294 | 29.4 | 62 | 72 | 30 | 57
4603 | 5 | 240 | 24 | 0 | 46 | 40 | 78
4604 | 0 | 235 | 23.5 | 0 | 44 | 40 | 83
4605 | 0 | 230 | 23 | 0 | 41 | 20 | 88
4606 | 0 | 230 | 23 | 0 | 34 | 20 | 88
4607 | 0 | 230 | 23 | 0 | 26 | 20 | 89
4608 | 0 | 225 | 22.5 | 0 | 26 | 20 | 91
4609 | 0 | 220 | 22 | 0 | 15 | 20 | 94
4610 | 0 | 219 | 21.9 | 0 | 23 | 20 | 92
4611 | 0 | 218 | 21.8 | 0 | 31 | 60 | 91
4612 | 0 | 224 | 22.4 | 0 | 28 | 60 | 88
4613 | 25 | 229 | 22.9 | 0 | 26 | 60 | 86
4614 | 105 | 235 | 23.5 | 183 | 23 | 60 | 83
4615 | 166 | 241 | 24.1 | 382 | 20 | 60 | 81
4616 | 183 | 246 | 24.6 | 550 | 18 | 60 | 79
4617 | 214 | 252 | 25.2 | 614 | 15 | 10 | 77
4618 | 293 | 261 | 26.1 | 564 | 31 | 10 | 75
4619 | 313 | 270 | 27 | 546 | 46 | 10 | 74
4620 | 318 | 265 | 26.5 | 565 | 41 | 10 | 74
4621 | 278 | 265 | 26.5 | 599 | 41 | 10 | 76
4622 | 251 | 265 | 26.5 | 589 | 41 | 10 | 77
4623 | 203 | 265 | 26.5 | 569 | 41 | 10 | 79
4624 | 177 | 259 | 25.9 | 438 | 34 | 10 | 81
4625 | 143 | 254 | 25.4 | 219 | 28 | 10 | 84
4626 | 61 | 248 | 24.8 | 26 | 21 | 350 | 86
4627 | 4 | 240 | 24 | 0 | 5 | 350 | 89
4628 | 0 | 240 | 24 | 0 | 10 | 350 | 89
4629 | 0 | 230 | 23 | 0 | 5 | 350 | 94
4630 | 0 | 230 | 23 | 0 | 0 | 0 | 94
4631 | 0 | 230 | 23 | 0 | 5 | 0 | 94
4632 | 0 | 224 | 22.4 | 0 | 5 | 70 | 97
4633 | 0 | 222 | 22.2 | 0 | 15 | 70 | 99
4634 | 0 | 220 | 22 | 0 | 26 | 60 | 100
4635 | 0 | 224 | 22.4 | 0 | 36 | 60 | 89
4636 | 0 | 230 | 23 | 0 | 41 | 80 | 89
4637 | 24 | 230 | 23 | 0 | 21 | 110 | 78
4638 | 102 | 244 | 24.4 | 213 | 41 | 40 | 75
4639 | 150 | 250 | 25 | 449 | 41 | 40 | 74
4640 | 152 | 260 | 26 | 647 | 36 | 30 | 65
4641 | 143 | 262 | 26.2 | 765 | 62 | 30 | 70
4642 | 135 | 260 | 26 | 828 | 77 | 40 | 79
4643 | 133 | 280 | 28 | 858 | 82 | 40 | 70
4644 | 133 | 268 | 26.8 | 863 | 82 | 50 | 72
4645 | 128 | 280 | 28 | 852 | 87 | 50 | 70
4646 | 125 | 270 | 27 | 815 | 77 | 50 | 70
4647 | 136 | 267 | 26.7 | 720 | 82 | 70 | 78
4648 | 128 | 270 | 27 | 592 | 82 | 60 | 70
4649 | 138 | 280 | 28 | 299 | 87 | 70 | 48
4650 | 61 | 272 | 27.2 | 68 | 82 | 60 | 51
4651 | 5 | 260 | 26 | 0 | 77 | 60 | 61
4652 | 0 | 260 | 26 | 0 | 72 | 70 | 54
4653 | 0 | 250 | 25 | 0 | 57 | 60 | 62
4654 | 0 | 240 | 24 | 0 | 0 | 0 | 65
4655 | 0 | 230 | 23 | 0 | 15 | 0 | 69
4656 | 0 | 229 | 22.9 | 0 | 0 | 0 | 67
4657 | 0 | 220 | 22 | 0 | 15 | 0 | 69
4658 | 0 | 221 | 22.1 | 0 | 12 | 0 | 71
4659 | 0 | 223 | 22.3 | 0 | 10 | 80 | 74
4660 | 0 | 210 | 21 | 0 | 21 | 210 | 78
4661 | 24 | 229 | 22.9 | 0 | 26 | 210 | 69
4662 | 101 | 248 | 24.8 | 212 | 31 | 340 | 62
4663 | 149 | 264 | 26.4 | 451 | 23 | 340 | 60
4664 | 152 | 280 | 28 | 646 | 15 | 340 | 58
4665 | 138 | 279 | 27.9 | 773 | 26 | 20 | 56
4666 | 185 | 300 | 30 | 781 | 31 | 20 | 43
4667 | 120 | 290 | 29 | 877 | 36 | 30 | 52
4668 | 129 | 294 | 29.4 | 868 | 46 | 30 | 58
4669 | 121 | 293 | 29.3 | 862 | 46 | 30 | 57
4670 | 121 | 293 | 29.3 | 821 | 46 | 30 | 56
4671 | 131 | 292 | 29.2 | 731 | 46 | 30 | 55
4672 | 127 | 290 | 29 | 593 | 41 | 40 | 58
4673 | 128 | 277 | 27.7 | 317 | 49 | 40 | 71
4674 | 61 | 264 | 26.4 | 58 | 57 | 60 | 85
4675 | 4 | 262 | 26.2 | 0 | 39 | 60 | 77
4676 | 0 | 260 | 26 | 0 | 21 | 210 | 70
4677 | 0 | 252 | 25.2 | 0 | 36 | 220 | 61
4678 | 0 | 250 | 25 | 0 | 26 | 220 | 65
4679 | 0 | 244 | 24.4 | 0 | 18 | 220 | 67
4680 | 0 | 238 | 23.8 | 0 | 10 | 150 | 68
4681 | 0 | 236 | 23.6 | 0 | 12 | 150 | 65
4682 | 0 | 233 | 23.3 | 0 | 13 | 150 | 63
4683 | 0 | 231 | 23.1 | 0 | 15 | 160 | 60
4684 | 0 | 240 | 24 | 0 | 10 | 160 | 74
4685 | 23 | 250 | 25 | 0 | 36 | 40 | 74
4686 | 101 | 260 | 26 | 206 | 31 | 40 | 70
4687 | 150 | 270 | 27 | 444 | 26 | 240 | 66
4688 | 152 | 284 | 28.4 | 644 | 26 | 240 | 57
4689 | 138 | 298 | 29.8 | 772 | 26 | 250 | 50
4690 | 155 | 301 | 30.1 | 811 | 29 | 250 | 50
4691 | 123 | 303 | 30.3 | 872 | 33 | 250 | 51
4692 | 126 | 306 | 30.6 | 873 | 36 | 10 | 51
4693 | 121 | 299 | 29.9 | 862 | 33 | 10 | 54
4694 | 123 | 293 | 29.3 | 818 | 31 | 10 | 58
4695 | 133 | 286 | 28.6 | 725 | 28 | 10 | 62
4696 | 129 | 280 | 28 | 587 | 26 | 20 | 66
4697 | 128 | 276 | 27.6 | 314 | 31 | 20 | 73
4698 | 61 | 272 | 27.2 | 56 | 36 | 30 | 81
4699 | 4 | 266 | 26.6 | 0 | 31 | 30 | 85
4700 | 0 | 260 | 26 | 0 | 26 | 60 | 89
4701 | 0 | 260 | 26 | 0 | 5 | 230 | 89
4702 | 0 | 250 | 25 | 0 | 10 | 230 | 89
4703 | 0 | 240 | 24 | 0 | 15 | 230 | 94
4704 | 0 | 240 | 24 | 0 | 15 | 200 | 96
4705 | 0 | 240 | 24 | 0 | 15 | 200 | 94
4706 | 0 | 236 | 23.6 | 0 | 12 | 200 | 96
4707 | 0 | 232 | 23.2 | 0 | 10 | 190 | 98
4708 | 0 | 230 | 23 | 0 | 31 | 60 | 78
4709 | 21 | 250 | 25 | 0 | 41 | 50 | 94
4710 | 100 | 255 | 25.5 | 198 | 41 | 50 | 92
4711 | 151 | 270 | 27 | 435 | 36 | 60 | 79
4712 | 157 | 271 | 27.1 | 628 | 59 | 60 | 82
4713 | 152 | 272 | 27.2 | 744 | 82 | 40 | 86
4714 | 170 | 280 | 28 | 785 | 93 | 50 | 79
4715 | 139 | 282 | 28.2 | 847 | 98 | 50 | 77
4716 | 141 | 285 | 28.5 | 850 | 103 | 50 | 75
4717 | 134 | 287 | 28.7 | 841 | 105 | 50 | 75
4718 | 133 | 290 | 29 | 800 | 108 | 50 | 74
4719 | 138 | 279 | 27.9 | 713 | 108 | 40 | 78
4720 | 134 | 280 | 28 | 572 | 103 | 40 | 84
4721 | 128 | 270 | 27 | 309 | 93 | 50 | 89
4722 | 60 | 267 | 26.7 | 54 | 77 | 60 | 84
4723 | 4 | 260 | 26 | 0 | 21 | 250 | 94
4724 | 0 | 250 | 25 | 0 | 5 | 250 | 100
4725 | 0 | 244 | 24.4 | 0 | 15 | 230 | 96
4726 | 0 | 260 | 26 | 0 | 36 | 190 | 74
4727 | 0 | 270 | 27 | 0 | 51 | 210 | 70
4728 | 0 | 242 | 24.2 | 0 | 15 | 80 | 85
4729 | 0 | 240 | 24 | 0 | 31 | 10 | 89
4730 | 0 | 240 | 24 | 0 | 41 | 40 | 94
4731 | 0 | 237 | 23.7 | 0 | 15 | 160 | 88
4732 | 0 | 233 | 23.3 | 0 | 15 | 160 | 88
4733 | 21 | 230 | 23 | 0 | 15 | 160 | 89
4734 | 104 | 255 | 25.5 | 182 | 26 | 190 | 79
4735 | 158 | 267 | 26.7 | 401 | 31 | 190 | 74
4736 | 233 | 278 | 27.8 | 403 | 36 | 190 | 70
4737 | 350 | 290 | 29 | 201 | 41 | 260 | 66
4738 | 477 | 296 | 29.6 | 112 | 36 | 260 | 65
4739 | 440 | 303 | 30.3 | 172 | 31 | 260 | 64
4740 | 513 | 309 | 30.9 | 77 | 26 | 110 | 63
4741 | 473 | 294 | 29.4 | 63 | 51 | 110 | 70
4742 | 395 | 280 | 28 | 61 | 77 | 40 | 79
4743 | 332 | 305 | 30.5 | 39 | 85 | 40 | 58
4744 | 239 | 330 | 33 | 22 | 93 | 200 | 41
4745 | 143 | 280 | 28 | 20 | 57 | 70 | 79
4746 | 47 | 266 | 26.6 | 0 | 57 | 60 | 98
4747 | 2 | 277 | 27.7 | 0 | 95 | 60 | 75
4748 | 0 | 289 | 28.9 | 0 | 132 | 60 | 54
4749 | 0 | 300 | 30 | 0 | 170 | 180 | 36
4750 | 0 | 340 | 34 | 0 | 113 | 180 | 30
4751 | 0 | 320 | 32 | 0 | 134 | 230 | 36
4752 | 0 | 291 | 29.1 | 0 | 118 | 240 | 44
4753 | 0 | 290 | 29 | 0 | 118 | 240 | 43
4754 | 0 | 270 | 27 | 0 | 108 | 230 | 54
4755 | 0 | 272 | 27.2 | 0 | 97 | 230 | 64
4756 | 0 | 275 | 27.5 | 0 | 87 | 200 | 73
4757 | 11 | 280 | 28 | 0 | 118 | 190 | 70
4758 | 105 | 275 | 27.5 | 139 | 87 | 200 | 73
4759 | 168 | 290 | 29 | 300 | 82 | 210 | 74
4760 | 186 | 290 | 29 | 558 | 82 | 220 | 74
4761 | 219 | 294 | 29.4 | 595 | 88 | 220 | 74
4762 | 282 | 292 | 29.2 | 582 | 87 | 220 | 77
4763 | 294 | 290 | 29 | 596 | 87 | 220 | 79
4764 | 312 | 288 | 28.8 | 574 | 87 | 220 | 82
4765 | 254 | 276 | 27.6 | 640 | 100 | 220 | 90
4766 | 207 | 264 | 26.4 | 664 | 114 | 220 | 99
4767 | 178 | 272 | 27.2 | 631 | 118 | 280 | 89
4768 | 156 | 265 | 26.5 | 510 | 113 | 280 | 91
4769 | 131 | 259 | 25.9 | 280 | 108 | 280 | 94
4770 | 59 | 252 | 25.2 | 44 | 103 | 280 | 96
4771 | 4 | 252 | 25.2 | 0 | 82 | 280 | 91
4772 | 0 | 251 | 25.1 | 0 | 62 | 280 | 86
4773 | 0 | 251 | 25.1 | 0 | 41 | 210 | 80
4774 | 0 | 252 | 25.2 | 0 | 44 | 210 | 75
4775 | 0 | 253 | 25.3 | 0 | 48 | 210 | 70
4776 | 0 | 254 | 25.4 | 0 | 51 | 220 | 65
4777 | 0 | 250 | 25 | 0 | 49 | 220 | 75
4778 | 0 | 247 | 24.7 | 0 | 48 | 220 | 86
4779 | 0 | 243 | 24.3 | 0 | 46 | 220 | 96
4780 | 0 | 244 | 24.4 | 0 | 34 | 220 | 94
4781 | 18 | 244 | 24.4 | 0 | 22 | 220 | 92
4782 | 104 | 245 | 24.5 | 103 | 10 | 180 | 90
4783 | 179 | 253 | 25.3 | 276 | 19 | 180 | 85
4784 | 233 | 261 | 26.1 | 399 | 27 | 180 | 81
4785 | 256 | 269 | 26.9 | 497 | 36 | 250 | 77
4786 | 305 | 270 | 27 | 514 | 43 | 250 | 76
4787 | 313 | 270 | 27 | 543 | 50 | 250 | 74
4788 | 322 | 271 | 27.1 | 541 | 57 | 290 | 73
4789 | 279 | 273 | 27.3 | 638 | 60 | 290 | 70
4790 | 167 | 274 | 27.4 | 753 | 64 | 290 | 68
4791 | 133 | 276 | 27.6 | 724 | 67 | 280 | 66
4792 | 129 | 267 | 26.7 | 585 | 69 | 280 | 68
4793 | 126 | 259 | 25.9 | 312 | 70 | 280 | 71
4794 | 58 | 250 | 25 | 53 | 72 | 280 | 74
4795 | 4 | 248 | 24.8 | 0 | 60 | 280 | 76
4796 | 0 | 245 | 24.5 | 0 | 48 | 280 | 77
4797 | 0 | 243 | 24.3 | 0 | 36 | 250 | 79
4798 | 0 | 238 | 23.8 | 0 | 29 | 250 | 74
4799 | 0 | 233 | 23.3 | 0 | 22 | 250 | 69
4800 | 0 | 228 | 22.8 | 0 | 15 | 200 | 64
4801 | 0 | 229 | 22.9 | 0 | 34 | 200 | 64
4802 | 0 | 229 | 22.9 | 0 | 53 | 200 | 65
4803 | 0 | 230 | 23 | 0 | 72 | 200 | 65
4804 | 0 | 235 | 23.5 | 0 | 63 | 200 | 65
4805 | 20 | 239 | 23.9 | 0 | 55 | 200 | 65
4806 | 101 | 244 | 24.4 | 180 | 46 | 230 | 65
4807 | 148 | 256 | 25.6 | 439 | 53 | 230 | 63
4808 | 151 | 268 | 26.8 | 641 | 60 | 230 | 61
4809 | 140 | 280 | 28 | 766 | 67 | 250 | 59
4810 | 157 | 276 | 27.6 | 804 | 61 | 250 | 61
4811 | 130 | 273 | 27.3 | 860 | 55 | 250 | 64
4812 | 140 | 269 | 26.9 | 851 | 49 | 250 | 67
4813 | 143 | 265 | 26.5 | 826 | 43 | 250 | 69
4814 | 176 | 262 | 26.2 | 735 | 37 | 250 | 72
4815 | 157 | 258 | 25.8 | 665 | 31 | 290 | 75
4816 | 157 | 254 | 25.4 | 502 | 28 | 290 | 77
4817 | 132 | 250 | 25 | 260 | 24 | 290 | 79
4818 | 57 | 246 | 24.6 | 30 | 21 | 330 | 81
4819 | 3 | 240 | 24 | 0 | 14 | 330 | 85
4820 | 0 | 234 | 23.4 | 0 | 7 | 330 | 90
4821 | 0 | 228 | 22.8 | 0 | 0 | 0 | 95
4822 | 0 | 225 | 22.5 | 0 | 5 | 0 | 95
4823 | 0 | 223 | 22.3 | 0 | 10 | 0 | 96
4824 | 0 | 220 | 22 | 0 | 15 | 80 | 97
4825 | 0 | 222 | 22.2 | 0 | 19 | 80 | 95
4826 | 0 | 224 | 22.4 | 0 | 24 | 80 | 94
4827 | 0 | 227 | 22.7 | 0 | 28 | 80 | 92
4828 | 0 | 229 | 22.9 | 0 | 32 | 80 | 90
4829 | 18 | 231 | 23.1 | 0 | 37 | 80 | 89
4830 | 102 | 233 | 23.3 | 134 | 41 | 230 | 87
4831 | 159 | 260 | 26 | 379 | 36 | 250 | 65
4832 | 181 | 260 | 26 | 570 | 51 | 290 | 65
4833 | 219 | 261 | 26.1 | 590 | 21 | 260 | 69
4834 | 340 | 269 | 26.9 | 439 | 31 | 260 | 66
4835 | 449 | 277 | 27.7 | 242 | 41 | 260 | 64
4836 | 449 | 285 | 28.5 | 88 | 51 | 340 | 62
4837 | 481 | 278 | 27.8 | 73 | 51 | 340 | 68
4838 | 423 | 270 | 27 | 114 | 51 | 340 | 75
4839 | 376 | 263 | 26.3 | 91 | 51 | 20 | 82
4840 | 210 | 260 | 26 | 332 | 36 | 10 | 79
4841 | 142 | 260 | 26 | 182 | 72 | 30 | 84
4842 | 55 | 251 | 25.1 | 10 | 51 | 40 | 92
4843 | 3 | 246 | 24.6 | 0 | 36 | 40 | 93
4844 | 0 | 242 | 24.2 | 0 | 21 | 80 | 95
4845 | 0 | 237 | 23.7 | 0 | 0 | 0 | 96
4846 | 0 | 230 | 23 | 0 | 0 | 0 | 94
4847 | 0 | 230 | 23 | 0 | 10 | 0 | 89
4848 | 0 | 220 | 22 | 0 | 0 | 0 | 84
4849 | 0 | 220 | 22 | 0 | 10 | 0 | 88
4850 | 0 | 220 | 22 | 0 | 10 | 0 | 100
4851 | 0 | 220 | 22 | 0 | 10 | 140 | 100
4852 | 0 | 220 | 22 | 0 | 0 | 0 | 100
4853 | 18 | 233 | 23.3 | 0 | 0 | 0 | 98
4854 | 102 | 247 | 24.7 | 98 | 0 | 0 | 96
4855 | 177 | 253 | 25.3 | 272 | 2 | 0 | 92
4856 | 232 | 260 | 26 | 395 | 5 | 0 | 89
4857 | 258 | 278 | 27.8 | 490 | 62 | 50 | 82
4858 | 304 | 284 | 28.4 | 509 | 69 | 50 | 83
4859 | 312 | 290 | 29 | 537 | 77 | 50 | 84
4860 | 315 | 285 | 28.5 | 558 | 87 | 50 | 84
4861 | 277 | 280 | 28 | 592 | 98 | 60 | 84
4862 | 251 | 281 | 28.1 | 581 | 200 | 60 | 85
4863 | 204 | 283 | 28.3 | 557 | 303 | 10 | 86
4864 | 143 | 282 | 28.2 | 528 | 212 | 10 | 85
4865 | 127 | 282 | 28.2 | 295 | 122 | 10 | 85
4866 | 56 | 281 | 28.1 | 46 | 31 | 290 | 85
4867 | 3 | 270 | 27 | 0 | 31 | 290 | 89
4868 | 0 | 260 | 26 | 0 | 31 | 250 | 94
4869 | 0 | 257 | 25.7 | 0 | 31 | 30 | 91
4870 | 0 | 254 | 25.4 | 0 | 28 | 30 | 93
4871 | 0 | 250 | 25 | 0 | 25 | 30 | 94
4872 | 0 | 247 | 24.7 | 0 | 21 | 30 | 96
4873 | 0 | 243 | 24.3 | 0 | 18 | 30 | 98
4874 | 0 | 240 | 24 | 0 | 15 | 30 | 100
4875 | 0 | 231 | 23.1 | 0 | 0 | 0 | 96
4876 | 0 | 230 | 23 | 0 | 5 | 0 | 94
4877 | 18 | 240 | 24 | 0 | 5 | 0 | 94
4878 | 99 | 255 | 25.5 | 168 | 0 | 0 | 87
4879 | 149 | 270 | 27 | 424 | 26 | 10 | 79
4880 | 154 | 290 | 29 | 626 | 5 | 10 | 70
4881 | 148 | 301 | 30.1 | 747 | 15 | 360 | 68
4882 | 166 | 302 | 30.2 | 787 | 31 | 360 | 67
4883 | 136 | 303 | 30.3 | 850 | 46 | 360 | 66
4884 | 138 | 304 | 30.4 | 853 | 62 | 40 | 65
4885 | 133 | 300 | 30 | 840 | 67 | 50 | 70
4886 | 137 | 300 | 30 | 789 | 77 | 60 | 79
4887 | 139 | 324 | 32.4 | 708 | 41 | 70 | 64
4888 | 135 | 317 | 31.7 | 564 | 54 | 70 | 67
4889 | 125 | 310 | 31 | 299 | 67 | 60 | 70
4890 | 55 | 282 | 28.2 | 43 | 31 | 240 | 92
4891 | 3 | 291 | 29.1 | 0 | 44 | 240 | 74
4892 | 0 | 300 | 30 | 0 | 57 | 210 | 59
4893 | 0 | 283 | 28.3 | 0 | 43 | 210 | 69
4894 | 0 | 267 | 26.7 | 0 | 29 | 210 | 81
4895 | 0 | 250 | 25 | 0 | 15 | 210 | 94
4896 | 0 | 260 | 26 | 0 | 49 | 210 | 77
4897 | 0 | 270 | 27 | 0 | 82 | 180 | 62
4898 | 0 | 260 | 26 | 0 | 41 | 180 | 75
4899 | 0 | 250 | 25 | 0 | 0 | 0 | 89
4900 | 0 | 260 | 26 | 0 | 1 | 0 | 83
4901 | 17 | 270 | 27 | 0 | 2 | 0 | 77
4902 | 100 | 280 | 28 | 117 | 3 | 0 | 72
4903 | 170 | 290 | 29 | 304 | 4 | 0 | 67
4904 | 223 | 300 | 30 | 422 | 5 | 0 | 62
4905 | 224 | 309 | 30.9 | 593 | 36 | 20 | 54
4906 | 260 | 314 | 31.4 | 648 | 45 | 20 | 55
4907 | 210 | 319 | 31.9 | 756 | 53 | 20 | 57
4908 | 148 | 324 | 32.4 | 837 | 62 | 40 | 58
4909 | 154 | 311 | 31.1 | 808 | 64 | 40 | 67
4910 | 186 | 299 | 29.9 | 716 | 65 | 40 | 77
4911 | 167 | 286 | 28.6 | 642 | 67 | 330 | 88
4912 | 196 | 279 | 27.9 | 386 | 64 | 330 | 89
4913 | 141 | 273 | 27.3 | 148 | 62 | 330 | 91
4914 | 44 | 266 | 26.6 | 0 | 59 | 330 | 93
4915 | 2 | 260 | 26 | 0 | 57 | 280 | 94
4916 | 0 | 260 | 26 | 0 | 26 | 260 | 94
4917 | 0 | 260 | 26 | 0 | 46 | 200 | 94
4918 | 0 | 265 | 26.5 | 0 | 28 | 200 | 91
4919 | 0 | 270 | 27 | 0 | 10 | 200 | 89
4920 | 0 | 267 | 26.7 | 0 | 36 | 200 | 88
4921 | 0 | 264 | 26.4 | 0 | 61 | 200 | 86
4922 | 0 | 262 | 26.2 | 0 | 87 | 200 | 85
4923 | 0 | 259 | 25.9 | 0 | 113 | 250 | 84
4924 | 0 | 259 | 25.9 | 0 | 85 | 250 | 84
4925 | 10 | 260 | 26 | 0 | 57 | 210 | 84
4926 | 78 | 260 | 26 | 0 | 57 | 210 | 84
4927 | 170 | 265 | 26.5 | 41 | 62 | 210 | 81
4928 | 281 | 270 | 27 | 35 | 67 | 250 | 79
4929 | 311 | 264 | 26.4 | 295 | 77 | 250 | 87
4930 | 326 | 270 | 27 | 486 | 82 | 260 | 79
4931 | 284 | 273 | 27.3 | 650 | 85 | 260 | 80
4932 | 197 | 277 | 27.7 | 784 | 87 | 270 | 81
4933 | 159 | 278 | 27.8 | 798 | 90 | 270 | 80
4934 | 194 | 280 | 28 | 699 | 93 | 270 | 79
4935 | 164 | 281 | 28.1 | 647 | 87 | 260 | 82
4936 | 152 | 280 | 28 | 510 | 87 | 270 | 79
4937 | 127 | 270 | 27 | 274 | 62 | 240 | 79
4938 | 51 | 263 | 26.3 | 9 | 77 | 250 | 80
4939 | 2 | 259 | 25.9 | 0 | 72 | 250 | 81
4940 | 0 | 254 | 25.4 | 0 | 67 | 240 | 83
4941 | 0 | 250 | 25 | 0 | 72 | 240 | 84
4942 | 0 | 250 | 25 | 0 | 51 | 230 | 84
4943 | 0 | 250 | 25 | 0 | 62 | 210 | 83
4944 | 0 | 246 | 24.6 | 0 | 57 | 230 | 90
4945 | 0 | 240 | 24 | 0 | 87 | 250 | 94
4946 | 0 | 238 | 23.8 | 0 | 80 | 250 | 95
4947 | 0 | 237 | 23.7 | 0 | 72 | 250 | 96
4948 | 0 | 240 | 24 | 0 | 67 | 270 | 94
4949 | 15 | 240 | 24 | 0 | 51 | 260 | 94
4950 | 98 | 246 | 24.6 | 123 | 41 | 250 | 92
4951 | 163 | 253 | 25.3 | 337 | 41 | 250 | 89
4952 | 192 | 260 | 26 | 505 | 41 | 250 | 86
4953 | 215 | 267 | 26.7 | 598 | 41 | 270 | 84
4954 | 236 | 268 | 26.8 | 666 | 41 | 270 | 81
4955 | 230 | 270 | 27 | 725 | 41 | 300 | 79
4956 | 190 | 265 | 26.5 | 774 | 36 | 310 | 77
4957 | 179 | 267 | 26.7 | 766 | 39 | 310 | 78
4958 | 169 | 270 | 27 | 731 | 41 | 330 | 79
4959 | 162 | 271 | 27.1 | 652 | 26 | 340 | 79
4960 | 156 | 265 | 26.5 | 493 | 26 | 340 | 81
4961 | 133 | 258 | 25.8 | 238 | 26 | 340 | 84
4962 | 50 | 252 | 25.2 | 31 | 26 | 30 | 87
4963 | 2 | 250 | 25 | 0 | 15 | 30 | 83
4964 | 0 | 240 | 24 | 0 | 21 | 30 | 89
4965 | 0 | 239 | 23.9 | 0 | 26 | 40 | 91
4966 | 0 | 240 | 24 | 0 | 21 | 30 | 94
4967 | 0 | 237 | 23.7 | 0 | 18 | 30 | 94
4968 | 0 | 234 | 23.4 | 0 | 15 | 50 | 95
4969 | 0 | 237 | 23.7 | 0 | 18 | 50 | 94
4970 | 0 | 240 | 24 | 0 | 21 | 50 | 94
4971 | 0 | 233 | 23.3 | 0 | 21 | 60 | 98
4972 | 0 | 230 | 23 | 0 | 21 | 50 | 100
4973 | 14 | 240 | 24 | 0 | 21 | 60 | 94
4974 | 96 | 243 | 24.3 | 143 | 36 | 40 | 92
4975 | 153 | 260 | 26 | 385 | 46 | 40 | 84
4976 | 160 | 260 | 26 | 591 | 62 | 40 | 84
4977 | 175 | 260 | 26 | 687 | 62 | 30 | 84
4978 | 207 | 270 | 27 | 715 | 51 | 30 | 79
4979 | 189 | 270 | 27 | 768 | 57 | 20 | 79
4980 | 195 | 274 | 27.4 | 765 | 67 | 30 | 81
4981 | 166 | 280 | 28 | 787 | 62 | 20 | 79
4982 | 150 | 280 | 28 | 765 | 77 | 30 | 84
4983 | 142 | 280 | 28 | 696 | 64 | 30 | 81
4984 | 136 | 280 | 28 | 556 | 51 | 30 | 79
4985 | 123 | 270 | 27 | 294 | 46 | 20 | 79
4986 | 52 | 261 | 26.1 | 35 | 46 | 40 | 89
4987 | 2 | 255 | 25.5 | 0 | 31 | 40 | 94
4988 | 0 | 250 | 25 | 0 | 15 | 40 | 100
4989 | 0 | 251 | 25.1 | 0 | 5 | 80 | 96
4990 | 0 | 250 | 25 | 0 | 5 | 80 | 94
4991 | 0 | 240 | 24 | 0 | 0 | 0 | 100
4992 | 0 | 235 | 23.5 | 0 | 5 | 170 | 99
4993 | 0 | 230 | 23 | 0 | 10 | 170 | 100
4994 | 0 | 230 | 23 | 0 | 5 | 170 | 100
4995 | 0 | 230 | 23 | 0 | 0 | 0 | 99
4996 | 0 | 240 | 24 | 0 | 10 | 0 | 94
4997 | 15 | 240 | 24 | 0 | 5 | 0 | 94
4998 | 96 | 251 | 25.1 | 140 | 10 | 140 | 95
4999 | 153 | 260 | 26 | 382 | 41 | 30 | 89
5000 | 170 | 265 | 26.5 | 590 | 44 | 30 | 83
5001 | 178 | 270 | 27 | 706 | 46 | 30 | 77
5002 | 144 | 270 | 27 | 806 | 51 | 30 | 78
5003 | 188 | 270 | 27 | 768 | 57 | 30 | 79
5004 | 195 | 281 | 28.1 | 765 | 62 | 20 | 78
5005 | 192 | 280 | 28 | 751 | 62 | 20 | 74
5006 | 165 | 280 | 28 | 736 | 62 | 30 | 70
5007 | 137 | 279 | 27.9 | 711 | 62 | 20 | 69
5008 | 131 | 280 | 28 | 566 | 57 | 30 | 70
5009 | 122 | 270 | 27 | 296 | 57 | 30 | 70
5010 | 51 | 268 | 26.8 | 34 | 51 | 30 | 64
5011 | 2 | 260 | 26 | 0 | 41 | 50 | 65
5012 | 0 | 260 | 26 | 0 | 36 | 50 | 65
5013 | 0 | 250 | 25 | 0 | 36 | 60 | 71
5014 | 0 | 250 | 25 | 0 | 33 | 60 | 72
5015 | 0 | 250 | 25 | 0 | 31 | 70 | 74
5016 | 0 | 242 | 24.2 | 0 | 36 | 60 | 74
5017 | 0 | 236 | 23.6 | 0 | 18 | 60 | 72
5018 | 0 | 230 | 23 | 0 | 0 | 0 | 69
5019 | 0 | 222 | 22.2 | 0 | 15 | 110 | 74
5020 | 0 | 220 | 22 | 0 | 10 | 110 | 73
5021 | 15 | 220 | 22 | 0 | 10 | 110 | 78
5022 | 94 | 242 | 24.2 | 156 | 0 | 0 | 75
5023 | 144 | 251 | 25.1 | 421 | 7 | 0 | 75
5024 | 150 | 260 | 26 | 627 | 15 | 0 | 74
5025 | 143 | 270 | 27 | 750 | 51 | 20 | 79
5026 | 166 | 272 | 27.2 | 783 | 55 | 20 | 77
5027 | 154 | 274 | 27.4 | 820 | 58 | 20 | 76
5028 | 191 | 276 | 27.6 | 771 | 62 | 20 | 75
5029 | 192 | 280 | 28 | 751 | 57 | 20 | 74
5030 | 167 | 280 | 28 | 731 | 57 | 20 | 74
5031 | 147 | 272 | 27.2 | 681 | 51 | 20 | 81
5032 | 137 | 270 | 27 | 548 | 51 | 20 | 79
5033 | 122 | 270 | 27 | 289 | 51 | 20 | 79
5034 | 50 | 259 | 25.9 | 29 | 51 | 40 | 90
5035 | 2 | 255 | 25.5 | 0 | 41 | 40 | 89
5036 | 0 | 252 | 25.2 | 0 | 31 | 50 | 88
5037 | 0 | 248 | 24.8 | 0 | 36 | 60 | 87
5038 | 0 | 244 | 24.4 | 0 | 29 | 60 | 84
5039 | 0 | 240 | 24 | 0 | 22 | 60 | 82
5040 | 0 | 236 | 23.6 | 0 | 15 | 80 | 80
5041 | 0 | 233 | 23.3 | 0 | 17 | 80 | 83
5042 | 0 | 231 | 23.1 | 0 | 19 | 80 | 86
5043 | 0 | 228 | 22.8 | 0 | 21 | 40 | 88
5044 | 0 | 220 | 22 | 0 | 10 | 40 | 100
5045 | 14 | 230 | 23 | 0 | 15 | 40 | 100
5046 | 93 | 249 | 24.9 | 143 | 21 | 50 | 91
5047 | 146 | 260 | 26 | 407 | 31 | 30 | 84
5048 | 142 | 270 | 27 | 636 | 51 | 20 | 79
5049 | 141 | 270 | 27 | 754 | 51 | 20 | 74
5050 | 163 | 280 | 28 | 789 | 57 | 20 | 74
5051 | 130 | 287 | 28.7 | 857 | 67 | 20 | 67
5052 | 128 | 295 | 29.5 | 865 | 77 | 30 | 60
5053 | 138 | 287 | 28.7 | 836 | 69 | 30 | 67
5054 | 128 | 280 | 28 | 803 | 62 | 20 | 74
5055 | 134 | 285 | 28.5 | 710 | 62 | 20 | 74
5056 | 134 | 279 | 27.9 | 556 | 58 | 20 | 77
5057 | 116 | 272 | 27.2 | 300 | 55 | 20 | 80
5058 | 49 | 266 | 26.6 | 27 | 51 | 20 | 84
5059 | 2 | 260 | 26 | 0 | 41 | 30 | 89
5060 | 0 | 250 | 25 | 0 | 21 | 40 | 94
5061 | 0 | 251 | 25.1 | 0 | 10 | 100 | 94
5062 | 0 | 250 | 25 | 0 | 5 | 100 | 94
5063 | 0 | 245 | 24.5 | 0 | 13 | 100 | 96
5064 | 0 | 241 | 24.1 | 0 | 21 | 50 | 98
5065 | 0 | 237 | 23.7 | 0 | 14 | 50 | 97
5066 | 0 | 233 | 23.3 | 0 | 7 | 50 | 97
5067 | 0 | 229 | 22.9 | 0 | 0 | 0 | 96
5068 | 0 | 230 | 23 | 0 | 0 | 0 | 94
5069 | 14 | 220 | 22 | 0 | 5 | 0 | 94
5070 | 92 | 245 | 24.5 | 150 | 5 | 210 | 81
5071 | 144 | 260 | 26 | 413 | 5 | 210 | 84
5072 | 142 | 260 | 26 | 634 | 10 | 210 | 89
5073 | 145 | 271 | 27.1 | 745 | 15 | 310 | 84
5074 | 169 | 272 | 27.2 | 777 | 20 | 310 | 83
5075 | 158 | 274 | 27.4 | 813 | 26 | 310 | 83
5076 | 195 | 275 | 27.5 | 764 | 31 | 10 | 83
5077 | 194 | 277 | 27.7 | 746 | 36 | 10 | 81
5078 | 168 | 280 | 28 | 727 | 41 | 10 | 79
5079 | 160 | 282 | 28.2 | 650 | 46 | 20 | 75
5080 | 149 | 290 | 29 | 506 | 51 | 20 | 70
5081 | 118 | 277 | 27.7 | 283 | 49 | 20 | 78
5082 | 48 | 262 | 26.2 | 22 | 46 | 30 | 88
5083 | 1 | 259 | 25.9 | 0 | 41 | 40 | 89
5084 | 0 | 256 | 25.6 | 0 | 23 | 40 | 89
5085 | 0 | 254 | 25.4 | 0 | 5 | 90 | 90
5086 | 0 | 253 | 25.3 | 0 | 5 | 90 | 89
5087 | 0 | 255 | 25.5 | 0 | 10 | 90 | 87
5088 | 0 | 258 | 25.8 | 0 | 10 | 330 | 84
5089 | 0 | 262 | 26.2 | 0 | 14 | 330 | 82
5090 | 0 | 264 | 26.4 | 0 | 17 | 330 | 80
5091 | 0 | 265 | 26.5 | 0 | 21 | 330 | 79
5092 | 0 | 264 | 26.4 | 0 | 14 | 330 | 78
5093 | 12 | 264 | 26.4 | 0 | 7 | 330 | 78
5094 | 92 | 264 | 26.4 | 82 | 0 | 0 | 78
5095 | 162 | 267 | 26.7 | 311 | 3 | 0 | 76
5096 | 195 | 269 | 26.9 | 507 | 7 | 0 | 74
5097 | 202 | 272 | 27.2 | 648 | 10 | 280 | 73
5098 | 186 | 275 | 27.5 | 747 | 15 | 280 | 71
5099 | 148 | 277 | 27.7 | 828 | 21 | 280 | 69
5100 | 140 | 280 | 28 | 847 | 26 | 300 | 67
5101 | 146 | 282 | 28.2 | 822 | 28 | 300 | 67
5102 | 132 | 284 | 28.4 | 793 | 29 | 300 | 68
5103 | 136 | 286 | 28.6 | 702 | 31 | 310 | 68
5104 | 148 | 284 | 28.4 | 507 | 31 | 310 | 69
5105 | 126 | 282 | 28.2 | 224 | 31 | 310 | 71
5106 | 44 | 280 | 28 | 0 | 31 | 350 | 72
5107 | 1 | 277 | 27.7 | 0 | 26 | 350 | 73
5108 | 0 | 273 | 27.3 | 0 | 20 | 350 | 75
5109 | 0 | 270 | 27 | 0 | 15 | 70 | 77
5110 | 0 | 270 | 27 | 0 | 13 | 70 | 77
5111 | 0 | 270 | 27 | 0 | 12 | 70 | 78
5112 | 0 | 270 | 27 | 0 | 10 | 70 | 78
5113 | 0 | 269 | 26.9 | 0 | 7 | 70 | 78
5114 | 0 | 269 | 26.9 | 0 | 3 | 70 | 78
5115 | 0 | 268 | 26.8 | 0 | 0 | 0 | 78
5116 | 0 | 265 | 26.5 | 0 | 7 | 0 | 80
5117 | 13 | 261 | 26.1 | 0 | 14 | 0 | 81
5118 | 91 | 258 | 25.8 | 130 | 21 | 60 | 82
5119 | 147 | 262 | 26.2 | 389 | 21 | 60 | 81
5120 | 147 | 266 | 26.6 | 617 | 21 | 60 | 80
5121 | 182 | 270 | 27 | 691 | 21 | 320 | 78
5122 | 163 | 274 | 27.4 | 772 | 23 | 320 | 76
5123 | 207 | 278 | 27.8 | 737 | 24 | 320 | 73
5124 | 299 | 282 | 28.2 | 617 | 26 | 20 | 71
5125 | 307 | 286 | 28.6 | 548 | 34 | 20 | 70
5126 | 307 | 290 | 29 | 440 | 41 | 20 | 70
5127 | 287 | 284 | 28.4 | 299 | 41 | 30 | 73
5128 | 198 | 283 | 28.3 | 308 | 44 | 30 | 72
5129 | 136 | 283 | 28.3 | 165 | 48 | 30 | 72
5130 | 45 | 282 | 28.2 | 2 | 51 | 50 | 72
5131 | 1 | 280 | 28 | 0 | 43 | 50 | 74
5132 | 0 | 278 | 27.8 | 0 | 34 | 50 | 76
5133 | 0 | 276 | 27.6 | 0 | 26 | 60 | 78
5134 | 0 | 274 | 27.4 | 0 | 19 | 60 | 77
5135 | 0 | 272 | 27.2 | 0 | 12 | 60 | 76
5136 | 0 | 270 | 27 | 0 | 5 | 140 | 74
5137 | 0 | 268 | 26.8 | 0 | 8 | 140 | 76
5138 | 0 | 266 | 26.6 | 0 | 12 | 140 | 78
5139 | 0 | 264 | 26.4 | 0 | 15 | 130 | 81
5140 | 0 | 262 | 26.2 | 0 | 10 | 130 | 80
5141 | 13 | 260 | 26 | 0 | 5 | 130 | 80
5142 | 90 | 258 | 25.8 | 139 | 0 | 0 | 80
5143 | 144 | 264 | 26.4 | 402 | 10 | 0 | 78
5144 | 143 | 270 | 27 | 628 | 21 | 360 | 74
5145 | 147 | 278 | 27.8 | 737 | 51 | 40 | 74
5146 | 151 | 282 | 28.2 | 790 | 56 | 40 | 74
5147 | 168 | 286 | 28.6 | 796 | 62 | 40 | 73
5148 | 191 | 290 | 29 | 768 | 67 | 30 | 72
5149 | 277 | 291 | 29.1 | 615 | 65 | 30 | 71
5150 | 282 | 293 | 29.3 | 492 | 64 | 30 | 71
5151 | 299 | 294 | 29.4 | 280 | 62 | 40 | 70
5152 | 171 | 289 | 28.9 | 410 | 58 | 40 | 74
5153 | 110 | 285 | 28.5 | 289 | 55 | 40 | 78
5154 | 43 | 280 | 28 | 24 | 51 | 40 | 83
5155 | 1 | 278 | 27.8 | 0 | 46 | 40 | 83
5156 | 0 | 276 | 27.6 | 0 | 41 | 40 | 83
5157 | 0 | 274 | 27.4 | 0 | 36 | 60 | 83
5158 | 0 | 275 | 27.5 | 0 | 24 | 60 | 82
5159 | 0 | 275 | 27.5 | 0 | 12 | 60 | 82
5160 | 0 | 276 | 27.6 | 0 | 0 | 0 | 81
5161 | 0 | 274 | 27.4 | 0 | 3 | 0 | 83
5162 | 0 | 272 | 27.2 | 0 | 7 | 0 | 84
5163 | 0 | 270 | 27 | 0 | 10 | 160 | 85
5164 | 0 | 270 | 27 | 0 | 15 | 160 | 82
5165 | 12 | 270 | 27 | 0 | 21 | 210 | 79
5166 | 89 | 256 | 25.6 | 125 | 10 | 200 | 84
5167 | 148 | 263 | 26.3 | 374 | 12 | 200 | 80
5168 | 157 | 271 | 27.1 | 585 | 13 | 200 | 76
5169 | 170 | 278 | 27.8 | 689 | 15 | 270 | 73
5170 | 216 | 282 | 28.2 | 678 | 27 | 270 | 74
5171 | 269 | 286 | 28.6 | 621 | 39 | 270 | 75
5172 | 305 | 290 | 29 | 548 | 51 | 30 | 76
5173 | 421 | 290 | 29 | 281 | 39 | 30 | 78
5174 | 370 | 290 | 29 | 120 | 27 | 30 | 79
5175 | 227 | 290 | 29 | 25 | 15 | 290 | 80
5176 | 201 | 230 | 23 | 60 | 10 | 50 | 100
5177 | 135 | 258 | 25.8 | 22 | 5 | 50 | 91
5178 | 36 | 286 | 28.6 | 0 | 0 | 0 | 75
5179 | 1 | 284 | 28.4 | 0 | 0 | 0 | 78
5180 | 0 | 282 | 28.2 | 0 | 0 | 0 | 81
5181 | 0 | 280 | 28 | 0 | 0 | 0 | 84
5182 | 0 | 278 | 27.8 | 0 | 0 | 0 | 83
5183 | 0 | 276 | 27.6 | 0 | 0 | 0 | 83
5184 | 0 | 274 | 27.4 | 0 | 0 | 0 | 82
5185 | 0 | 272 | 27.2 | 0 | 5 | 0 | 82
5186 | 0 | 270 | 27 | 0 | 10 | 150 | 84
5187 | 0 | 262 | 26.2 | 0 | 0 | 0 | 86
5188 | 0 | 260 | 26 | 0 | 3 | 0 | 85
5189 | 12 | 258 | 25.8 | 0 | 7 | 0 | 85
5190 | 88 | 256 | 25.6 | 136 | 10 | 180 | 85
5191 | 142 | 264 | 26.4 | 404 | 14 | 180 | 83
5192 | 140 | 272 | 27.2 | 632 | 17 | 180 | 80
5193 | 142 | 280 | 28 | 745 | 21 | 260 | 78
5194 | 165 | 283 | 28.3 | 781 | 24 | 260 | 79
5195 | 141 | 287 | 28.7 | 836 | 28 | 260 | 80
5196 | 152 | 290 | 29 | 826 | 31 | 340 | 80
5197 | 153 | 291 | 29.1 | 807 | 31 | 340 | 76
5198 | 135 | 293 | 29.3 | 784 | 31 | 340 | 72
5199 | 136 | 294 | 29.4 | 698 | 31 | 340 | 68
5200 | 143 | 291 | 29.1 | 512 | 31 | 340 | 72
5201 | 120 | 289 | 28.9 | 236 | 31 | 340 | 75
5202 | 40 | 286 | 28.6 | 0 | 31 | 30 | 79
5203 | 1 | 284 | 28.4 | 0 | 21 | 30 | 79
5204 | 0 | 282 | 28.2 | 0 | 10 | 30 | 80
5205 | 0 | 280 | 28 | 0 | 0 | 0 | 80
5206 | 0 | 276 | 27.6 | 0 | 0 | 0 | 81
5207 | 0 | 272 | 27.2 | 0 | 0 | 0 | 82
5208 | 0 | 268 | 26.8 | 0 | 0 | 0 | 84
5209 | 0 | 264 | 26.4 | 0 | 5 | 0 | 83
5210 | 0 | 260 | 26 | 0 | 10 | 0 | 83
5211 | 0 | 256 | 25.6 | 0 | 15 | 170 | 82
5212 | 0 | 259 | 25.9 | 0 | 13 | 170 | 83
5213 | 11 | 263 | 26.3 | 0 | 12 | 170 | 83
5214 | 87 | 266 | 26.6 | 130 | 10 | 190 | 84
5215 | 142 | 271 | 27.1 | 399 | 12 | 190 | 79
5216 | 140 | 277 | 27.7 | 632 | 13 | 190 | 75
5217 | 139 | 282 | 28.2 | 751 | 15 | 330 | 71
5218 | 159 | 286 | 28.6 | 791 | 19 | 330 | 70
5219 | 130 | 290 | 29 | 853 | 22 | 330 | 69
5220 | 133 | 294 | 29.4 | 855 | 26 | 310 | 69
5221 | 150 | 295 | 29.5 | 812 | 22 | 310 | 71
5222 | 188 | 295 | 29.5 | 697 | 19 | 310 | 73
5223 | 197 | 296 | 29.6 | 550 | 15 | 350 | 75
5224 | 163 | 293 | 29.3 | 430 | 20 | 350 | 77
5225 | 121 | 289 | 28.9 | 208 | 26 | 350 | 79
5226 | 39 | 286 | 28.6 | 0 | 31 | 340 | 81
5227 | 1 | 284 | 28.4 | 0 | 24 | 340 | 82
5228 | 0 | 282 | 28.2 | 0 | 17 | 340 | 82
5229 | 0 | 280 | 28 | 0 | 10 | 250 | 83
5230 | 0 | 278 | 27.8 | 0 | 14 | 250 | 82
5231 | 0 | 276 | 27.6 | 0 | 17 | 250 | 81
5232 | 0 | 274 | 27.4 | 0 | 21 | 230 | 81
5233 | 0 | 272 | 27.2 | 0 | 17 | 230 | 78
5234 | 0 | 270 | 27 | 0 | 14 | 230 | 76
5235 | 0 | 268 | 26.8 | 0 | 10 | 190 | 73
5236 | 0 | 269 | 26.9 | 0 | 10 | 190 | 72
5237 | 10 | 270 | 27 | 0 | 10 | 190 | 70
5238 | 86 | 268 | 26.8 | 99 | 10 | 190 | 71
5239 | 151 | 272 | 27.2 | 343 | 14 | 190 | 70
5240 | 183 | 277 | 27.7 | 529 | 19 | 190 | 68
5241 | 198 | 281 | 28.1 | 650 | 23 | 190 | 66
5242 | 182 | 285 | 28.5 | 749 | 27 | 190 | 65
5243 | 145 | 290 | 29 | 830 | 32 | 190 | 63
5244 | 137 | 294 | 29.4 | 848 | 36 | 320 | 61
5245 | 208 | 292 | 29.2 | 729 | 32 | 320 | 64
5246 | 240 | 290 | 29 | 598 | 29 | 320 | 66
5247 | 247 | 288 | 28.8 | 424 | 26 | 320 | 68
5248 | 216 | 286 | 28.6 | 212 | 22 | 320 | 71
5249 | 120 | 284 | 28.4 | 53 | 18 | 320 | 73
5250 | 22 | 282 | 28.2 | 0 | 15 | 320 | 76
5251 | 0 | 281 | 28.1 | 0 | 14 | 320 | 76
5252 | 0 | 279 | 27.9 | 0 | 13 | 320 | 77
5253 | 0 | 278 | 27.8 | 0 | 12 | 320 | 77
5254 | 0 | 277 | 27.7 | 0 | 12 | 320 | 78
5255 | 0 | 275 | 27.5 | 0 | 11 | 320 | 79
5256 | 0 | 274 | 27.4 | 0 | 10 | 200 | 79
5257 | 0 | 273 | 27.3 | 0 | 8 | 200 | 77
5258 | 0 | 272 | 27.2 | 0 | 6 | 200 | 75
5259 | 0 | 271 | 27.1 | 0 | 4 | 200 | 72
5260 | 0 | 273 | 27.3 | 0 | 7 | 200 | 71
5261 | 10 | 274 | 27.4 | 0 | 11 | 200 | 69
5262 | 85 | 267 | 26.7 | 118 | 10 | 200 | 71
5263 | 141 | 272 | 27.2 | 393 | 14 | 200 | 67
5264 | 160 | 277 | 27.7 | 597 | 17 | 200 | 64
5265 | 169 | 282 | 28.2 | 714 | 21 | 330 | 61
5266 | 152 | 284 | 28.4 | 801 | 21 | 330 | 62
5267 | 122 | 285 | 28.5 | 864 | 21 | 330 | 63
5268 | 126 | 287 | 28.7 | 865 | 21 | 330 | 64
5269 | 133 | 289 | 28.9 | 838 | 21 | 330 | 64
5270 | 121 | 290 | 29 | 806 | 21 | 330 | 65
5271 | 129 | 292 | 29.2 | 709 | 21 | 330 | 66
5272 | 134 | 291 | 29.1 | 535 | 20 | 330 | 67
5273 | 110 | 290 | 29 | 272 | 19 | 330 | 68
5274 | 38 | 289 | 28.9 | 0 | 18 | 330 | 69
5275 | 0 | 286 | 28.6 | 0 | 14 | 330 | 70
5276 | 0 | 283 | 28.3 | 0 | 11 | 330 | 72
5277 | 0 | 281 | 28.1 | 0 | 7 | 330 | 73
5278 | 0 | 279 | 27.9 | 0 | 8 | 330 | 73
5279 | 0 | 277 | 27.7 | 0 | 8 | 330 | 73
5280 | 0 | 276 | 27.6 | 0 | 9 | 330 | 74
5281 | 0 | 275 | 27.5 | 0 | 8 | 330 | 74
5282 | 0 | 274 | 27.4 | 0 | 8 | 330 | 74
5283 | 0 | 273 | 27.3 | 0 | 7 | 330 | 75
5284 | 0 | 274 | 27.4 | 0 | 15 | 330 | 75
5285 | 10 | 274 | 27.4 | 0 | 22 | 330 | 75
5286 | 84 | 262 | 26.2 | 108 | 20 | 330 | 82
5287 | 147 | 267 | 26.7 | 353 | 24 | 330 | 79
5288 | 166 | 271 | 27.1 | 552 | 27 | 330 | 76
5289 | 187 | 275 | 27.5 | 647 | 31 | 330 | 73
5290 | 203 | 279 | 27.9 | 695 | 34 | 330 | 71
5291 | 223 | 284 | 28.4 | 705 | 38 | 330 | 68
5292 | 233 | 288 | 28.8 | 697 | 42 | 330 | 66
5293 | 274 | 287 | 28.7 | 611 | 41 | 330 | 67
5294 | 239 | 286 | 28.6 | 573 | 40 | 330 | 68
5295 | 242 | 285 | 28.5 | 436 | 39 | 330 | 69
5296 | 184 | 284 | 28.4 | 320 | 38 | 330 | 70
5297 | 122 | 283 | 28.3 | 124 | 37 | 330 | 71
5298 | 29 | 282 | 28.2 | 0 | 36 | 30 | 72
5299 | 0 | 279 | 27.9 | 0 | 29 | 30 | 73
5300 | 0 | 275 | 27.5 | 0 | 22 | 30 | 73
5301 | 0 | 272 | 27.2 | 0 | 15 | 10 | 74
5302 | 0 | 271 | 27.1 | 0 | 15 | 10 | 73
5303 | 0 | 269 | 26.9 | 0 | 15 | 10 | 72
5304 | 0 | 268 | 26.8 | 0 | 15 | 50 | 71
5305 | 0 | 268 | 26.8 | 0 | 15 | 50 | 73
5306 | 0 | 268 | 26.8 | 0 | 15 | 50 | 74
5307 | 0 | 268 | 26.8 | 0 | 15 | 360 | 75
5308 | 0 | 269 | 26.9 | 0 | 25 | 360 | 76
5309 | 9 | 270 | 27 | 0 | 36 | 20 | 74
5310 | 82 | 252 | 25.2 | 65 | 31 | 10 | 84
5311 | 166 | 257 | 25.7 | 242 | 33 | 10 | 80
5312 | 218 | 261 | 26.1 | 391 | 34 | 10 | 75
5313 | 250 | 266 | 26.6 | 486 | 36 | 10 | 71
5314 | 285 | 271 | 27.1 | 524 | 38 | 10 | 67
5315 | 291 | 275 | 27.5 | 557 | 39 | 10 | 63
5316 | 299 | 280 | 28 | 557 | 41 | 340 | 59
5317 | 295 | 280 | 28 | 558 | 40 | 340 | 58
5318 | 231 | 280 | 28 | 594 | 39 | 340 | 58
5319 | 187 | 280 | 28 | 567 | 38 | 340 | 57
5320 | 151 | 280 | 28 | 461 | 38 | 340 | 56
5321 | 114 | 280 | 28 | 227 | 37 | 340 | 55
5322 | 34 | 280 | 28 | 0 | 36 | 10 | 55
5323 | 0 | 275 | 27.5 | 0 | 33 | 10 | 58
5324 | 0 | 269 | 26.9 | 0 | 29 | 10 | 63
5325 | 0 | 264 | 26.4 | 0 | 26 | 320 | 67
5326 | 0 | 261 | 26.1 | 0 | 22 | 320 | 68
5327 | 0 | 259 | 25.9 | 0 | 19 | 320 | 69
5328 | 0 | 256 | 25.6 | 0 | 15 | 150 | 69
5329 | 0 | 254 | 25.4 | 0 | 15 | 150 | 70
5330 | 0 | 252 | 25.2 | 0 | 15 | 150 | 70
5331 | 0 | 250 | 25 | 0 | 15 | 80 | 70
5332 | 0 | 249 | 24.9 | 0 | 10 | 80 | 73
5333 | 9 | 249 | 24.9 | 0 | 5 | 80 | 75
5334 | 82 | 248 | 24.8 | 90 | 0 | 0 | 77
5335 | 148 | 255 | 25.5 | 339 | 7 | 0 | 71
5336 | 180 | 261 | 26.1 | 531 | 14 | 0 | 65
5337 | 191 | 268 | 26.8 | 660 | 21 | 350 | 60
5338 | 181 | 273 | 27.3 | 733 | 29 | 350 | 60
5339 | 215 | 277 | 27.7 | 715 | 38 | 350 | 59
5340 | 249 | 282 | 28.2 | 669 | 46 | 20 | 59
5341 | 219 | 284 | 28.4 | 706 | 46 | 20 | 60
5342 | 141 | 286 | 28.6 | 766 | 46 | 20 | 61
5343 | 130 | 288 | 28.8 | 700 | 46 | 30 | 61
5344 | 142 | 287 | 28.7 | 492 | 46 | 30 | 62
5345 | 115 | 285 | 28.5 | 198 | 46 | 30 | 63
5346 | 29 | 284 | 28.4 | 0 | 46 | 20 | 64
5347 | 0 | 279 | 27.9 | 0 | 39 | 20 | 68
5348 | 0 | 275 | 27.5 | 0 | 33 | 20 | 72
5349 | 0 | 270 | 27 | 0 | 26 | 40 | 76
5350 | 0 | 267 | 26.7 | 0 | 22 | 40 | 76
5351 | 0 | 265 | 26.5 | 0 | 19 | 40 | 76
5352 | 0 | 262 | 26.2 | 0 | 15 | 70 | 76
5353 | 0 | 261 | 26.1 | 0 | 15 | 70 | 76
5354 | 0 | 261 | 26.1 | 0 | 15 | 70 | 76
5355 | 0 | 260 | 26 | 0 | 15 | 60 | 76
5356 | 0 | 259 | 25.9 | 0 | 13 | 60 | 77
5357 | 9 | 259 | 25.9 | 0 | 12 | 60 | 77
5358 | 81 | 258 | 25.8 | 87 | 10 | 130 | 78
5359 | 145 | 261 | 26.1 | 350 | 14 | 130 | 74
5360 | 168 | 265 | 26.5 | 564 | 17 | 130 | 70
5361 | 173 | 268 | 26.8 | 700 | 21 | 330 | 66
5362 | 158 | 271 | 27.1 | 787 | 21 | 330 | 65
5363 | 130 | 275 | 27.5 | 850 | 21 | 330 | 65
5364 | 132 | 278 | 27.8 | 851 | 21 | 360 | 64
5365 | 134 | 279 | 27.9 | 833 | 24 | 360 | 63
5366 | 119 | 279 | 27.9 | 807 | 28 | 360 | 62
5367 | 125 | 280 | 28 | 710 | 31 | 360 | 61
5368 | 130 | 281 | 28.1 | 532 | 34 | 360 | 61
5369 | 106 | 281 | 28.1 | 261 | 38 | 360 | 60
5370 | 31 | 282 | 28.2 | 0 | 41 | 30 | 60
5371 | 0 | 278 | 27.8 | 0 | 39 | 30 | 63
5372 | 0 | 274 | 27.4 | 0 | 38 | 30 | 66
5373 | 0 | 270 | 27 | 0 | 36 | 60 | 69
5374 | 0 | 269 | 26.9 | 0 | 27 | 60 | 69
5375 | 0 | 269 | 26.9 | 0 | 19 | 60 | 70
5376 | 0 | 268 | 26.8 | 0 | 10 | 70 | 70
5377 | 0 | 261 | 26.1 | 0 | 7 | 70 | 72
5378 | 0 | 255 | 25.5 | 0 | 3 | 70 | 75
5379 | 0 | 248 | 24.8 | 0 | 0 | 0 | 77
5380 | 0 | 245 | 24.5 | 0 | 0 | 0 | 79
5381 | 9 | 243 | 24.3 | 0 | 0 | 0 | 82
5382 | 80 | 240 | 24 | 115 | 0 | 0 | 84
5383 | 137 | 249 | 24.9 | 393 | 5 | 0 | 78
5384 | 135 | 259 | 25.9 | 633 | 10 | 0 | 73
5385 | 167 | 268 | 26.8 | 710 | 15 | 300 | 67
5386 | 152 | 272 | 27.2 | 796 | 27 | 300 | 70
5387 | 139 | 276 | 27.6 | 841 | 39 | 300 | 72
5388 | 130 | 280 | 28 | 854 | 51 | 30 | 75
5389 | 144 | 283 | 28.3 | 816 | 55 | 30 | 71
5390 | 179 | 287 | 28.7 | 704 | 58 | 30 | 68
5391 | 190 | 290 | 29 | 552 | 62 | 40 | 65
5392 | 140 | 289 | 28.9 | 475 | 64 | 40 | 65
5393 | 111 | 287 | 28.7 | 220 | 65 | 40 | 66
5394 | 29 | 286 | 28.6 | 0 | 67 | 50 | 66
5395 | 0 | 282 | 28.2 | 0 | 53 | 50 | 69
5396 | 0 | 278 | 27.8 | 0 | 40 | 50 | 73
5397 | 0 | 274 | 27.4 | 0 | 26 | 80 | 77
5398 | 0 | 273 | 27.3 | 0 | 23 | 80 | 77
5399 | 0 | 273 | 27.3 | 0 | 21 | 80 | 77
5400 | 0 | 272 | 27.2 | 0 | 18 | 80 | 77
5401 | 0 | 271 | 27.1 | 0 | 15 | 80 | 77
5402 | 0 | 271 | 27.1 | 0 | 13 | 80 | 77
5403 | 0 | 270 | 27 | 0 | 10 | 180 | 77
5404 | 0 | 260 | 26 | 0 | 15 | 180 | 80
5405 | 8 | 250 | 25 | 0 | 21 | 220 | 83
5406 | 79 | 246 | 24.6 | 112 | 10 | 210 | 84
5407 | 136 | 255 | 25.5 | 389 | 14 | 210 | 81
5408 | 137 | 263 | 26.3 | 626 | 17 | 210 | 78
5409 | 137 | 272 | 27.2 | 748 | 21 | 270 | 76
5410 | 159 | 275 | 27.5 | 784 | 26 | 270 | 75
5411 | 160 | 277 | 27.7 | 807 | 31 | 270 | 75
5412 | 182 | 280 | 28 | 773 | 36 | 350 | 74
5413 | 166 | 283 | 28.3 | 778 | 41 | 350 | 74
5414 | 137 | 285 | 28.5 | 770 | 46 | 350 | 73
5415 | 132 | 288 | 28.8 | 688 | 51 | 30 | 72
5416 | 132 | 286 | 28.6 | 516 | 53 | 30 | 73
5417 | 108 | 284 | 28.4 | 235 | 55 | 30 | 73
5418 | 27 | 282 | 28.2 | 0 | 57 | 50 | 73
5419 | 0 | 281 | 28.1 | 0 | 41 | 50 | 74
5420 | 0 | 279 | 27.9 | 0 | 26 | 50 | 76
5421 | 0 | 278 | 27.8 | 0 | 10 | 120 | 77
5422 | 0 | 279 | 27.9 | 0 | 18 | 120 | 75
5423 | 0 | 280 | 28 | 0 | 26 | 200 | 74
5424 | 0 | 258 | 25.8 | 0 | 10 | 180 | 81
5425 | 0 | 258 | 25.8 | 0 | 14 | 180 | 78
5426 | 0 | 258 | 25.8 | 0 | 17 | 180 | 75
5427 | 0 | 258 | 25.8 | 0 | 21 | 60 | 72
5428 | 0 | 255 | 25.5 | 0 | 21 | 60 | 75
5429 | 8 | 253 | 25.3 | 0 | 21 | 60 | 77
5430 | 78 | 250 | 25 | 109 | 21 | 150 | 80
5431 | 137 | 256 | 25.6 | 381 | 21 | 150 | 78
5432 | 154 | 262 | 26.2 | 575 | 21 | 150 | 75
5433 | 210 | 268 | 26.8 | 590 | 21 | 310 | 73
5434 | 244 | 275 | 27.5 | 652 | 23 | 310 | 67
5435 | 192 | 281 | 28.1 | 768 | 24 | 310 | 62
5436 | 127 | 288 | 28.8 | 857 | 26 | 30 | 57
5437 | 271 | 293 | 29.3 | 632 | 24 | 30 | 54
5438 | 300 | 297 | 29.7 | 436 | 23 | 30 | 51
5439 | 297 | 302 | 30.2 | 164 | 21 | 320 | 48
5440 | 238 | 297 | 29.7 | 111 | 23 | 320 | 54
5441 | 117 | 293 | 29.3 | 94 | 24 | 320 | 60
5442 | 22 | 288 | 28.8 | 0 | 26 | 60 | 67
5443 | 0 | 285 | 28.5 | 0 | 22 | 60 | 70
5444 | 0 | 281 | 28.1 | 0 | 19 | 60 | 73
5445 | 0 | 278 | 27.8 | 0 | 15 | 70 | 76
5446 | 0 | 275 | 27.5 | 0 | 13 | 70 | 74
5447 | 0 | 273 | 27.3 | 0 | 12 | 70 | 73
5448 | 0 | 270 | 27 | 0 | 10 | 180 | 71
5449 | 0 | 268 | 26.8 | 0 | 7 | 180 | 72
5450 | 0 | 266 | 26.6 | 0 | 3 | 180 | 72
5451 | 0 | 264 | 26.4 | 0 | 0 | 0 | 72
5452 | 0 | 260 | 26 | 0 | 0 | 0 | 76
5453 | 7 | 256 | 25.6 | 0 | 0 | 0 | 79
5454 | 77 | 252 | 25.2 | 105 | 0 | 0 | 83
5455 | 136 | 263 | 26.3 | 378 | 5 | 0 | 78
5456 | 154 | 273 | 27.3 | 572 | 10 | 0 | 73
5457 | 209 | 284 | 28.4 | 589 | 15 | 280 | 68
5458 | 280 | 285 | 28.5 | 521 | 20 | 280 | 70
5459 | 402 | 285 | 28.5 | 343 | 26 | 280 | 73
5460 | 441 | 286 | 28.6 | 203 | 31 | 340 | 75
5461 | 324 | 287 | 28.7 | 490 | 29 | 340 | 74
5462 | 213 | 287 | 28.7 | 654 | 28 | 340 | 73
5463 | 132 | 288 | 28.8 | 689 | 26 | 10 | 72
5464 | 133 | 287 | 28.7 | 504 | 28 | 10 | 72
5465 | 107 | 287 | 28.7 | 206 | 29 | 10 | 72
5466 | 22 | 286 | 28.6 | 0 | 31 | 50 | 72
5467 | 0 | 283 | 28.3 | 0 | 26 | 50 | 74
5468 | 0 | 281 | 28.1 | 0 | 21 | 50 | 76
5469 | 0 | 278 | 27.8 | 0 | 15 | 50 | 78
5470 | 0 | 275 | 27.5 | 0 | 10 | 50 | 80
5471 | 0 | 273 | 27.3 | 0 | 5 | 50 | 82
5472 | 0 | 270 | 27 | 0 | 0 | 0 | 84
5473 | 0 | 268 | 26.8 | 0 | 7 | 0 | 85
5474 | 0 | 266 | 26.6 | 0 | 14 | 0 | 86
5475 | 0 | 264 | 26.4 | 0 | 21 | 170 | 86
5476 | 0 | 261 | 26.1 | 0 | 19 | 170 | 89
5477 | 7 | 257 | 25.7 | 0 | 17 | 170 | 91
5478 | 76 | 254 | 25.4 | 102 | 15 | 170 | 93
5479 | 135 | 262 | 26.2 | 379 | 14 | 170 | 87
5480 | 139 | 270 | 27 | 614 | 12 | 170 | 82
5481 | 143 | 278 | 27.8 | 731 | 10 | 280 | 77
5482 | 165 | 279 | 27.9 | 770 | 14 | 280 | 78
5483 | 152 | 281 | 28.1 | 817 | 17 | 280 | 78
5484 | 142 | 282 | 28.2 | 833 | 21 | 340 | 78
5485 | 145 | 285 | 28.5 | 809 | 21 | 340 | 76
5486 | 130 | 287 | 28.7 | 779 | 21 | 340 | 74
5487 | 131 | 290 | 29 | 683 | 21 | 40 | 72
5488 | 134 | 289 | 28.9 | 493 | 24 | 40 | 73
5489 | 105 | 287 | 28.7 | 208 | 28 | 40 | 73
5490 | 21 | 286 | 28.6 | 0 | 31 | 60 | 74
5491 | 0 | 283 | 28.3 | 0 | 26 | 60 | 76
5492 | 0 | 281 | 28.1 | 0 | 20 | 60 | 78
5493 | 0 | 278 | 27.8 | 0 | 15 | 60 | 80
5494 | 0 | 277 | 27.7 | 0 | 13 | 60 | 79
5495 | 0 | 275 | 27.5 | 0 | 12 | 60 | 79
5496 | 0 | 274 | 27.4 | 0 | 10 | 30 | 78
5497 | 0 | 273 | 27.3 | 0 | 8 | 30 | 80
5498 | 0 | 271 | 27.1 | 0 | 7 | 30 | 81
5499 | 0 | 270 | 27 | 0 | 5 | 80 | 82
5500 | 0 | 269 | 26.9 | 0 | 7 | 80 | 83
5501 | 7 | 267 | 26.7 | 0 | 8 | 80 | 83
5502 | 75 | 266 | 26.6 | 98 | 10 | 70 | 84
5503 | 135 | 272 | 27.2 | 378 | 14 | 70 | 79
5504 | 158 | 278 | 27.8 | 582 | 17 | 70 | 74
5505 | 168 | 284 | 28.4 | 702 | 21 | 350 | 70
5506 | 153 | 285 | 28.5 | 790 | 28 | 350 | 71
5507 | 138 | 287 | 28.7 | 838 | 34 | 350 | 71
5508 | 141 | 288 | 28.8 | 839 | 41 | 20 | 72
5509 | 134 | 289 | 28.9 | 828 | 38 | 20 | 71
5510 | 123 | 289 | 28.9 | 791 | 34 | 20 | 71
5511 | 130 | 290 | 29 | 685 | 31 | 10 | 70
5512 | 133 | 289 | 28.9 | 492 | 38 | 10 | 72
5513 | 104 | 287 | 28.7 | 205 | 44 | 10 | 74
5514 | 20 | 286 | 28.6 | 0 | 51 | 40 | 76
5515 | 0 | 283 | 28.3 | 0 | 44 | 40 | 78
5516 | 0 | 279 | 27.9 | 0 | 38 | 40 | 81
5517 | 0 | 276 | 27.6 | 0 | 31 | 50 | 83
5518 | 0 | 275 | 27.5 | 0 | 29 | 50 | 82
5519 | 0 | 275 | 27.5 | 0 | 28 | 50 | 81
5520 | 0 | 274 | 27.4 | 0 | 26 | 30 | 80
5521 | 0 | 273 | 27.3 | 0 | 28 | 30 | 79
5522 | 0 | 273 | 27.3 | 0 | 29 | 30 | 79
5523 | 0 | 272 | 27.2 | 0 | 31 | 350 | 78
5524 | 0 | 271 | 27.1 | 0 | 33 | 350 | 78
5525 | 6 | 271 | 27.1 | 0 | 34 | 350 | 77
5526 | 72 | 270 | 27 | 48 | 36 | 360 | 77
5527 | 155 | 271 | 27.1 | 252 | 38 | 360 | 76
5528 | 209 | 271 | 27.1 | 424 | 39 | 360 | 75
5529 | 208 | 272 | 27.2 | 586 | 41 | 30 | 74
5530 | 223 | 277 | 27.7 | 660 | 43 | 30 | 71
5531 | 228 | 281 | 28.1 | 704 | 44 | 30 | 68
5532 | 185 | 286 | 28.6 | 769 | 46 | 30 | 65
5533 | 172 | 287 | 28.7 | 762 | 46 | 30 | 64
5534 | 149 | 287 | 28.7 | 737 | 46 | 30 | 63
5535 | 146 | 288 | 28.8 | 643 | 46 | 30 | 62
5536 | 141 | 286 | 28.6 | 454 | 44 | 30 | 63
5537 | 104 | 284 | 28.4 | 179 | 43 | 30 | 64
5538 | 19 | 282 | 28.2 | 0 | 41 | 30 | 65
5539 | 0 | 278 | 27.8 | 0 | 34 | 30 | 67
5540 | 0 | 274 | 27.4 | 0 | 28 | 30 | 68
5541 | 0 | 270 | 27 | 0 | 21 | 70 | 69
5542 | 0 | 269 | 26.9 | 0 | 19 | 70 | 69
5543 | 0 | 269 | 26.9 | 0 | 17 | 70 | 69
5544 | 0 | 268 | 26.8 | 0 | 15 | 70 | 69
5545 | 0 | 267 | 26.7 | 0 | 13 | 70 | 69
5546 | 0 | 267 | 26.7 | 0 | 12 | 70 | 69
5547 | 0 | 266 | 26.6 | 0 | 10 | 70 | 68
5548 | 0 | 266 | 26.6 | 0 | 7 | 70 | 70
5549 | 6 | 266 | 26.6 | 0 | 3 | 70 | 71
5550 | 73 | 266 | 26.6 | 81 | 0 | 0 | 73
5551 | 139 | 269 | 26.9 | 337 | 15 | 0 | 72
5552 | 161 | 273 | 27.3 | 534 | 31 | 0 | 71
5553 | 195 | 276 | 27.6 | 604 | 46 | 50 | 71
5554 | 222 | 279 | 27.9 | 660 | 41 | 50 | 70
5555 | 229 | 283 | 28.3 | 702 | 36 | 50 | 69
5556 | 187 | 286 | 28.6 | 765 | 31 | 20 | 68
5557 | 159 | 286 | 28.6 | 782 | 34 | 20 | 70
5558 | 132 | 286 | 28.6 | 770 | 38 | 20 | 71
5559 | 129 | 286 | 28.6 | 682 | 41 | 20 | 72
5560 | 132 | 284 | 28.4 | 486 | 41 | 20 | 74
5561 | 101 | 281 | 28.1 | 196 | 41 | 20 | 75
5562 | 19 | 279 | 27.9 | 0 | 41 | 40 | 77
5563 | 0 | 277 | 27.7 | 0 | 32 | 40 | 79
5564 | 0 | 274 | 27.4 | 0 | 24 | 40 | 80
5565 | 0 | 272 | 27.2 | 0 | 15 | 60 | 82
5566 | 0 | 270 | 27 | 0 | 10 | 60 | 82
5567 | 0 | 268 | 26.8 | 0 | 5 | 60 | 81
5568 | 0 | 266 | 26.6 | 0 | 0 | 0 | 81
5569 | 0 | 263 | 26.3 | 0 | 0 | 0 | 83
5570 | 0 | 260 | 26 | 0 | 0 | 0 | 79
5571 | 0 | 254 | 25.4 | 0 | 0 | 0 | 88
5572 | 0 | 252 | 25.2 | 0 | 3 | 0 | 88
5573 | 6 | 250 | 25 | 0 | 7 | 0 | 88
5574 | 72 | 248 | 24.8 | 89 | 10 | 170 | 88
5575 | 132 | 255 | 25.5 | 378 | 12 | 170 | 81
5576 | 151 | 263 | 26.3 | 591 | 13 | 170 | 76
5577 | 164 | 270 | 27 | 706 | 15 | 290 | 70
5578 | 147 | 280 | 28 | 799 | 18 | 290 | 66
5579 | 127 | 290 | 29 | 854 | 21 | 290 | 58
5580 | 131 | 288 | 28.8 | 854 | 46 | 310 | 61
5581 | 127 | 288 | 28.8 | 836 | 34 | 310 | 66
5582 | 145 | 288 | 28.8 | 760 | 22 | 310 | 70
5583 | 125 | 288 | 28.8 | 689 | 10 | 290 | 75
5584 | 128 | 287 | 28.7 | 499 | 10 | 290 | 74
5585 | 99 | 285 | 28.5 | 205 | 10 | 290 | 72
5586 | 18 | 284 | 28.4 | 0 | 10 | 230 | 71
5587 | 0 | 282 | 28.2 | 0 | 15 | 230 | 71
5588 | 0 | 280 | 28 | 0 | 21 | 160 | 74
5589 | 0 | 276 | 27.6 | 0 | 10 | 190 | 72
5590 | 0 | 274 | 27.4 | 0 | 14 | 190 | 73
5591 | 0 | 272 | 27.2 | 0 | 17 | 190 | 75
5592 | 0 | 270 | 27 | 0 | 21 | 200 | 77
5593 | 0 | 275 | 27.5 | 0 | 40 | 200 | 61
5594 | 0 | 279 | 27.9 | 0 | 58 | 200 | 45
5595 | 0 | 284 | 28.4 | 0 | 77 | 190 | 30
5596 | 0 | 284 | 28.4 | 0 | 77 | 190 | 30
5597 | 5 | 281 | 28.1 | 0 | 64 | 190 | 47
5598 | 71 | 278 | 27.8 | 88 | 51 | 200 | 63
5599 | 130 | 281 | 28.1 | 380 | 56 | 200 | 62
5600 | 150 | 283 | 28.3 | 594 | 62 | 200 | 62
5601 | 162 | 286 | 28.6 | 709 | 67 | 220 | 61
5602 | 129 | 289 | 28.9 | 814 | 69 | 220 | 64
5603 | 182 | 291 | 29.1 | 763 | 70 | 220 | 67
5604 | 276 | 294 | 29.4 | 623 | 72 | 250 | 70
5605 | 212 | 293 | 29.3 | 686 | 67 | 250 | 70
5606 | 188 | 293 | 29.3 | 669 | 62 | 250 | 71
5607 | 146 | 292 | 29.2 | 632 | 57 | 250 | 71
5608 | 164 | 288 | 28.8 | 365 | 47 | 250 | 75
5609 | 101 | 284 | 28.4 | 117 | 36 | 250 | 79
5610 | 14 | 280 | 28 | 0 | 26 | 270 | 83
5611 | 0 | 279 | 27.9 | 0 | 41 | 270 | 83
5612 | 0 | 277 | 27.7 | 0 | 57 | 270 | 83
5613 | 0 | 276 | 27.6 | 0 | 72 | 50 | 83
5614 | 0 | 272 | 27.2 | 0 | 62 | 50 | 83
5615 | 0 | 268 | 26.8 | 0 | 51 | 50 | 82
5616 | 0 | 264 | 26.4 | 0 | 41 | 50 | 82
5617 | 0 | 265 | 26.5 | 0 | 50 | 50 | 77
5618 | 0 | 265 | 26.5 | 0 | 58 | 50 | 72
5619 | 0 | 266 | 26.6 | 0 | 67 | 40 | 67
5620 | 0 | 264 | 26.4 | 0 | 99 | 40 | 67
5621 | 5 | 262 | 26.2 | 0 | 132 | 40 | 66
5622 | 70 | 260 | 26 | 76 | 164 | 10 | 65
5623 | 141 | 261 | 26.1 | 307 | 144 | 10 | 61
5624 | 187 | 263 | 26.3 | 425 | 123 | 10 | 56
5625 | 313 | 264 | 26.4 | 311 | 103 | 30 | 52
5626 | 320 | 267 | 26.7 | 451 | 96 | 30 | 50
5627 | 335 | 269 | 26.9 | 525 | 89 | 30 | 48
5628 | 286 | 272 | 27.2 | 624 | 82 | 30 | 46
5629 | 321 | 273 | 27.3 | 517 | 82 | 30 | 47
5630 | 316 | 275 | 27.5 | 403 | 82 | 30 | 48
5631 | 275 | 276 | 27.6 | 272 | 82 | 30 | 48
5632 | 167 | 274 | 27.4 | 334 | 82 | 30 | 50
5633 | 100 | 272 | 27.2 | 164 | 82 | 30 | 51
5634 | 16 | 270 | 27 | 0 | 82 | 40 | 52
5635 | 0 | 267 | 26.7 | 0 | 82 | 40 | 54
5636 | 0 | 263 | 26.3 | 0 | 82 | 40 | 55
5637 | 0 | 260 | 26 | 0 | 82 | 20 | 57
5638 | 0 | 260 | 26 | 0 | 72 | 20 | 58
5639 | 0 | 260 | 26 | 0 | 77 | 30 | 58
5640 | 0 | 260 | 26 | 0 | 67 | 30 | 58
5641 | 0 | 260 | 26 | 0 | 65 | 30 | 58
5642 | 0 | 260 | 26 | 0 | 64 | 30 | 58
5643 | 0 | 260 | 26 | 0 | 62 | 30 | 58
5644 | 0 | 257 | 25.7 | 0 | 59 | 30 | 59
5645 | 5 | 255 | 25.5 | 0 | 57 | 30 | 61
5646 | 69 | 252 | 25.2 | 85 | 54 | 30 | 63
5647 | 142 | 256 | 25.6 | 345 | 51 | 30 | 62
5648 | 146 | 260 | 26 | 600 | 49 | 30 | 61
5649 | 157 | 264 | 26.4 | 718 | 46 | 40 | 60
5650 | 137 | 267 | 26.7 | 814 | 43 | 40 | 57
5651 | 117 | 271 | 27.1 | 869 | 39 | 40 | 55
5652 | 168 | 274 | 27.4 | 816 | 36 | 30 | 52
5653 | 112 | 275 | 27.5 | 858 | 34 | 30 | 54
5654 | 133 | 275 | 27.5 | 780 | 33 | 30 | 56
5655 | 117 | 276 | 27.6 | 704 | 31 | 30 | 58
5656 | 123 | 273 | 27.3 | 501 | 36 | 30 | 60
5657 | 94 | 271 | 27.1 | 194 | 41 | 30 | 62
5658 | 16 | 268 | 26.8 | 0 | 46 | 50 | 65
5659 | 0 | 268 | 26.8 | 0 | 38 | 50 | 65
5660 | 0 | 268 | 26.8 | 0 | 29 | 50 | 66
5661 | 0 | 268 | 26.8 | 0 | 21 | 60 | 67
5662 | 0 | 261 | 26.1 | 0 | 21 | 60 | 69
5663 | 0 | 255 | 25.5 | 0 | 21 | 60 | 72
5664 | 0 | 248 | 24.8 | 0 | 21 | 70 | 74
5665 | 0 | 248 | 24.8 | 0 | 19 | 70 | 75
5666 | 0 | 248 | 24.8 | 0 | 17 | 70 | 75
5667 | 0 | 248 | 24.8 | 0 | 15 | 70 | 76
5668 | 0 | 243 | 24.3 | 0 | 14 | 70 | 76
5669 | 5 | 237 | 23.7 | 0 | 12 | 70 | 76
5670 | 68 | 232 | 23.2 | 81 | 10 | 150 | 76
5671 | 142 | 237 | 23.7 | 341 | 14 | 150 | 73
5672 | 146 | 241 | 24.1 | 598 | 17 | 150 | 70
5673 | 157 | 246 | 24.6 | 717 | 21 | 320 | 67
5674 | 140 | 253 | 25.3 | 808 | 28 | 320 | 68
5675 | 124 | 261 | 26.1 | 856 | 34 | 320 | 69
5676 | 128 | 268 | 26.8 | 854 | 41 | 40 | 69
5677 | 120 | 270 | 27 | 843 | 48 | 40 | 68
5678 | 137 | 272 | 27.2 | 769 | 55 | 40 | 66
5679 | 118 | 274 | 27.4 | 696 | 62 | 30 | 65
5680 | 123 | 273 | 27.3 | 493 | 58 | 30 | 68
5681 | 92 | 271 | 27.1 | 187 | 55 | 30 | 70
5682 | 15 | 270 | 27 | 0 | 51 | 40 | 73
5683 | 0 | 270 | 27 | 0 | 46 | 50 | 74
5684 | 0 | 265 | 26.5 | 0 | 31 | 50 | 79
5685 | 0 | 260 | 26 | 0 | 15 | 60 | 84
5686 | 0 | 260 | 26 | 0 | 0 | 0 | 79
5687 | 0 | 257 | 25.7 | 0 | 0 | 0 | 77
5688 | 0 | 254 | 25.4 | 0 | 0 | 0 | 74
5689 | 0 | 250 | 25 | 0 | 0 | 0 | 78
5690 | 0 | 246 | 24.6 | 0 | 0 | 0 | 82
5691 | 0 | 242 | 24.2 | 0 | 0 | 0 | 86
5692 | 0 | 241 | 24.1 | 0 | 0 | 0 | 86
5693 | 4 | 241 | 24.1 | 0 | 0 | 0 | 87
5694 | 67 | 240 | 24 | 77 | 0 | 0 | 87
5695 | 142 | 245 | 24.5 | 334 | 4 | 0 | 86
5696 | 150 | 250 | 25 | 584 | 7 | 0 | 84
5697 | 164 | 255 | 25.5 | 699 | 10 | 0 | 83
5698 | 151 | 260 | 26 | 786 | 14 | 0 | 81
5699 | 138 | 265 | 26.5 | 831 | 17 | 0 | 80
5700 | 144 | 270 | 27 | 827 | 21 | 350 | 78
5701 | 128 | 271 | 27.1 | 827 | 23 | 350 | 75
5702 | 140 | 273 | 27.3 | 762 | 24 | 350 | 72
5703 | 119 | 274 | 27.4 | 691 | 26 | 20 | 69
5704 | 123 | 271 | 27.1 | 488 | 31 | 20 | 71
5705 | 91 | 269 | 26.9 | 181 | 36 | 20 | 72
5706 | 14 | 266 | 26.6 | 0 | 41 | 30 | 74
5707 | 0 | 263 | 26.3 | 0 | 32 | 30 | 76
5708 | 0 | 259 | 25.9 | 0 | 24 | 30 | 78
5709 | 0 | 256 | 25.6 | 0 | 15 | 60 | 81
5710 | 0 | 253 | 25.3 | 0 | 10 | 60 | 82
5711 | 0 | 251 | 25.1 | 0 | 5 | 60 | 82
5712 | 0 | 248 | 24.8 | 0 | 0 | 0 | 83
5713 | 0 | 245 | 24.5 | 0 | 0 | 0 | 83
5714 | 0 | 241 | 24.1 | 0 | 0 | 0 | 83
5715 | 0 | 238 | 23.8 | 0 | 0 | 0 | 83
5716 | 0 | 239 | 23.9 | 0 | 0 | 0 | 83
5717 | 4 | 241 | 24.1 | 0 | 0 | 0 | 84
5718 | 66 | 242 | 24.2 | 73 | 0 | 0 | 84
5719 | 130 | 246 | 24.6 | 354 | 8 | 0 | 83
5720 | 138 | 249 | 24.9 | 583 | 17 | 0 | 82
5721 | 172 | 253 | 25.3 | 649 | 26 | 0 | 81
5722 | 229 | 257 | 25.7 | 631 | 34 | 0 | 80
5723 | 286 | 260 | 26 | 577 | 43 | 0 | 79
5724 | 306 | 264 | 26.4 | 526 | 51 | 50 | 78
5725 | 256 | 267 | 26.7 | 597 | 54 | 50 | 77
5726 | 203 | 270 | 27 | 630 | 57 | 50 | 74
5727 | 151 | 278 | 27.8 | 612 | 72 | 50 | 73
5728 | 131 | 276 | 27.6 | 444 | 62 | 50 | 74
5729 | 90 | 273 | 27.3 | 159 | 53 | 50 | 75
5730 | 13 | 271 | 27.1 | 0 | 44 | 50 | 75
5731 | 0 | 269 | 26.9 | 0 | 34 | 50 | 76
5732 | 0 | 266 | 26.6 | 0 | 24 | 50 | 77
5733 | 0 | 264 | 26.4 | 0 | 15 | 40 | 78
5734 | 0 | 262 | 26.2 | 0 | 12 | 40 | 80
5735 | 0 | 260 | 26 | 0 | 8 | 40 | 82
5736 | 0 | 258 | 25.8 | 0 | 5 | 160 | 84
5737 | 0 | 255 | 25.5 | 0 | 5 | 160 | 83
5738 | 0 | 251 | 25.1 | 0 | 5 | 160 | 83
5739 | 0 | 248 | 24.8 | 0 | 5 | 180 | 83
5740 | 0 | 247 | 24.7 | 0 | 5 | 180 | 83
5741 | 4 | 245 | 24.5 | 0 | 5 | 180 | 83
5742 | 63 | 244 | 24.4 | 31 | 5 | 250 | 83
5743 | 149 | 245 | 24.5 | 212 | 12 | 250 | 83
5744 | 204 | 245 | 24.5 | 360 | 19 | 250 | 82
5745 | 271 | 246 | 24.6 | 398 | 26 | 250 | 82
5746 | 333 | 247 | 24.7 | 394 | 32 | 250 | 81
5747 | 372 | 247 | 24.7 | 379 | 39 | 250 | 81
5748 | 380 | 248 | 24.8 | 361 | 46 | 30 | 80
5749 | 356 | 254 | 25.4 | 356 | 41 | 30 | 78
5750 | 316 | 260 | 26 | 328 | 36 | 30 | 75
5751 | 245 | 266 | 26.6 | 298 | 31 | 30 | 72
5752 | 193 | 265 | 26.5 | 182 | 28 | 30 | 73
5753 | 89 | 263 | 26.3 | 85 | 24 | 30 | 73
5754 | 11 | 262 | 26.2 | 0 | 21 | 30 | 74
5755 | 0 | 261 | 26.1 | 0 | 14 | 30 | 73
5756 | 0 | 259 | 25.9 | 0 | 7 | 30 | 72
5757 | 0 | 258 | 25.8 | 0 | 0 | 0 | 71
5758 | 0 | 254 | 25.4 | 0 | 0 | 0 | 72
5759 | 0 | 250 | 25 | 0 | 0 | 0 | 74
5760 | 0 | 246 | 24.6 | 0 | 0 | 0 | 76
5761 | 0 | 243 | 24.3 | 0 | 0 | 0 | 80
5762 | 0 | 239 | 23.9 | 0 | 0 | 0 | 85
5763 | 0 | 236 | 23.6 | 0 | 0 | 0 | 90
5764 | 0 | 235 | 23.5 | 0 | 2 | 0 | 88
5765 | 3 | 233 | 23.3 | 0 | 3 | 0 | 85
5766 | 61 | 232 | 23.2 | 30 | 5 | 170 | 82
5767 | 146 | 238 | 23.8 | 234 | 10 | 170 | 81
5768 | 204 | 244 | 24.4 | 398 | 15 | 170 | 79
5769 | 217 | 250 | 25 | 539 | 21 | 170 | 77
5770 | 238 | 256 | 25.6 | 602 | 26 | 170 | 76
5771 | 265 | 262 | 26.2 | 618 | 31 | 170 | 74
5772 | 239 | 268 | 26.8 | 660 | 36 | 30 | 73
5773 | 217 | 268 | 26.8 | 660 | 38 | 30 | 72
5774 | 210 | 267 | 26.7 | 603 | 39 | 30 | 71
5775 | 172 | 267 | 26.7 | 540 | 41 | 30 | 71
5776 | 139 | 267 | 26.7 | 385 | 43 | 30 | 70
5777 | 87 | 266 | 26.6 | 126 | 44 | 30 | 69
5778 | 11 | 266 | 26.6 | 0 | 46 | 40 | 68
5779 | 0 | 264 | 26.4 | 0 | 36 | 40 | 70
5780 | 0 | 262 | 26.2 | 0 | 25 | 40 | 72
5781 | 0 | 260 | 26 | 0 | 15 | 70 | 74
5782 | 0 | 259 | 25.9 | 0 | 13 | 70 | 75
5783 | 0 | 257 | 25.7 | 0 | 12 | 70 | 76
5784 | 0 | 256 | 25.6 | 0 | 10 | 70 | 78
5785 | 0 | 255 | 25.5 | 0 | 7 | 70 | 78
5786 | 0 | 253 | 25.3 | 0 | 3 | 70 | 78
5787 | 0 | 252 | 25.2 | 0 | 0 | 0 | 79
5788 | 0 | 249 | 24.9 | 0 | 3 | 0 | 79
5789 | 3 | 245 | 24.5 | 0 | 7 | 0 | 80
5790 | 61 | 242 | 24.2 | 48 | 10 | 160 | 81
5791 | 145 | 247 | 24.7 | 273 | 14 | 160 | 80
5792 | 182 | 251 | 25.1 | 479 | 19 | 160 | 79
5793 | 182 | 256 | 25.6 | 633 | 23 | 160 | 77
5794 | 194 | 261 | 26.1 | 699 | 27 | 160 | 76
5795 | 181 | 265 | 26.5 | 754 | 32 | 160 | 75
5796 | 175 | 270 | 27 | 770 | 36 | 10 | 74
5797 | 162 | 272 | 27.2 | 760 | 39 | 10 | 73
5798 | 165 | 274 | 27.4 | 698 | 43 | 10 | 72
5799 | 139 | 276 | 27.6 | 623 | 46 | 30 | 72
5800 | 128 | 275 | 27.5 | 434 | 44 | 30 | 73
5801 | 85 | 273 | 27.3 | 143 | 43 | 30 | 74
5802 | 10 | 272 | 27.2 | 0 | 41 | 40 | 76
5803 | 0 | 269 | 26.9 | 0 | 38 | 40 | 78
5804 | 0 | 265 | 26.5 | 0 | 34 | 40 | 80
5805 | 0 | 262 | 26.2 | 0 | 31 | 60 | 82
5806 | 0 | 243 | 24.3 | 0 | 28 | 60 | 85
5807 | 0 | 224 | 22.4 | 0 | 26 | 60 | 88
5808 | 0 | 205 | 20.5 | 0 | 23 | 60 | 90
5809 | 0 | 218 | 21.8 | 0 | 20 | 60 | 86
5810 | 0 | 231 | 23.1 | 0 | 18 | 60 | 82
5811 | 0 | 244 | 24.4 | 0 | 15 | 180 | 78
5812 | 0 | 241 | 24.1 | 0 | 10 | 180 | 79
5813 | 3 | 237 | 23.7 | 0 | 5 | 180 | 80
5814 | 61 | 234 | 23.4 | 69 | 0 | 0 | 81
5815 | 137 | 243 | 24.3 | 331 | 12 | 0 | 74
5816 | 144 | 253 | 25.3 | 591 | 24 | 0 | 68
5817 | 152 | 262 | 26.2 | 717 | 36 | 20 | 61
5818 | 134 | 266 | 26.6 | 812 | 41 | 20 | 60
5819 | 115 | 270 | 27 | 865 | 46 | 20 | 59
5820 | 116 | 274 | 27.4 | 867 | 51 | 40 | 58
5821 | 113 | 276 | 27.6 | 847 | 55 | 40 | 62
5822 | 128 | 278 | 27.8 | 772 | 58 | 40 | 66
5823 | 117 | 280 | 28 | 680 | 62 | 60 | 70
5824 | 119 | 283 | 28.3 | 468 | 48 | 60 | 68
5825 | 82 | 285 | 28.5 | 153 | 35 | 60 | 66
5826 | 10 | 290 | 29 | 0 | 21 | 200 | 61
5827 | 0 | 287 | 28.7 | 0 | 41 | 200 | 62
5828 | 0 | 283 | 28.3 | 0 | 33 | 200 | 63
5829 | 0 | 279 | 27.9 | 0 | 26 | 200 | 65
5830 | 0 | 274 | 27.4 | 0 | 18 | 200 | 68
5831 | 0 | 269 | 26.9 | 0 | 10 | 60 | 70
5832 | 0 | 263 | 26.3 | 0 | 21 | 50 | 72
5833 | 0 | 258 | 25.8 | 0 | 14 | 50 | 73
5834 | 0 | 254 | 25.4 | 0 | 7 | 50 | 73
5835 | 0 | 250 | 25 | 0 | 0 | 0 | 73
5836 | 0 | 247 | 24.7 | 0 | 0 | 0 | 73
5837 | 2 | 243 | 24.3 | 0 | 0 | 0 | 74
5838 | 50 | 240 | 24 | 72 | 0 | 0 | 74
5839 | 144 | 247 | 24.7 | 260 | 0 | 0 | 74
5840 | 170 | 253 | 25.3 | 511 | 0 | 0 | 74
5841 | 174 | 260 | 26 | 663 | 0 | 0 | 74
5842 | 159 | 262 | 26.2 | 764 | 10 | 0 | 72
5843 | 140 | 264 | 26.4 | 821 | 21 | 0 | 70
5844 | 140 | 266 | 26.6 | 825 | 31 | 40 | 68
5845 | 135 | 268 | 26.8 | 805 | 33 | 40 | 68
5846 | 147 | 270 | 27 | 727 | 34 | 40 | 68
5847 | 150 | 272 | 27.2 | 598 | 36 | 50 | 68
5848 | 146 | 271 | 27.1 | 361 | 24 | 50 | 69
5849 | 82 | 269 | 26.9 | 97 | 12 | 50 | 70
5850 | 8 | 268 | 26.8 | 0 | 0 | 0 | 70
5851 | 0 | 266 | 26.6 | 0 | 0 | 0 | 71
5852 | 0 | 264 | 26.4 | 0 | 0 | 0 | 72
5853 | 0 | 262 | 26.2 | 0 | 0 | 0 | 72
5854 | 0 | 261 | 26.1 | 0 | 0 | 0 | 72
5855 | 0 | 259 | 25.9 | 0 | 0 | 0 | 72
5856 | 0 | 258 | 25.8 | 0 | 0 | 0 | 72
5857 | 0 | 259 | 25.9 | 0 | 5 | 0 | 72
5858 | 0 | 259 | 25.9 | 0 | 10 | 0 | 72
5859 | 0 | 260 | 26 | 0 | 15 | 270 | 72
5860 | 0 | 259 | 25.9 | 0 | 17 | 270 | 72
5861 | 2 | 257 | 25.7 | 0 | 19 | 270 | 72
5862 | 46 | 256 | 25.6 | 0 | 21 | 190 | 71
5863 | 135 | 260 | 26 | 54 | 26 | 190 | 70
5864 | 229 | 264 | 26.4 | 17 | 31 | 190 | 69
5865 | 243 | 268 | 26.8 | 13 | 36 | 180 | 67
5866 | 288 | 265 | 26.5 | 23 | 27 | 180 | 69
5867 | 315 | 261 | 26.1 | 25 | 19 | 180 | 71
5868 | 318 | 258 | 25.8 | 25 | 10 | 170 | 73
5869 | 297 | 252 | 25.2 | 24 | 7 | 170 | 73
5870 | 262 | 246 | 24.6 | 9 | 3 | 170 | 72
5871 | 196 | 240 | 24 | 5 | 0 | 0 | 71
5872 | 155 | 245 | 24.5 | 52 | 5 | 0 | 73
5873 | 75 | 249 | 24.9 | 4 | 10 | 0 | 74
5874 | 7 | 254 | 25.4 | 0 | 15 | 200 | 76
5875 | 0 | 252 | 25.2 | 0 | 15 | 200 | 74
5876 | 0 | 250 | 25 | 0 | 15 | 200 | 71
5877 | 0 | 248 | 24.8 | 0 | 15 | 170 | 69
5878 | 0 | 248 | 24.8 | 0 | 10 | 170 | 70
5879 | 0 | 248 | 24.8 | 0 | 5 | 170 | 70
5880 | 0 | 248 | 24.8 | 0 | 0 | 0 | 71
5881 | 0 | 247 | 24.7 | 0 | 0 | 0 | 70
5882 | 0 | 247 | 24.7 | 0 | 0 | 0 | 70
5883 | 0 | 246 | 24.6 | 0 | 0 | 0 | 69
5884 | 0 | 245 | 24.5 | 0 | 0 | 0 | 70
5885 | 2 | 245 | 24.5 | 0 | 0 | 0 | 71
5886 | 42 | 244 | 24.4 | 0 | 0 | 0 | 72
5887 | 144 | 248 | 24.8 | 78 | 0 | 0 | 73
5888 | 239 | 252 | 25.2 | 185 | 0 | 0 | 73
5889 | 296 | 256 | 25.6 | 297 | 0 | 0 | 73
5890 | 335 | 258 | 25.8 | 373 | 5 | 0 | 74
5891 | 313 | 260 | 26 | 472 | 10 | 0 | 74
5892 | 297 | 262 | 26.2 | 519 | 15 | 300 | 74
5893 | 277 | 262 | 26.2 | 510 | 17 | 300 | 74
5894 | 263 | 262 | 26.2 | 448 | 19 | 300 | 74
5895 | 214 | 262 | 26.2 | 375 | 21 | 290 | 74
5896 | 167 | 261 | 26.1 | 190 | 19 | 290 | 74
5897 | 74 | 259 | 25.9 | 24 | 17 | 290 | 74
5898 | 6 | 258 | 25.8 | 0 | 15 | 280 | 73
5899 | 0 | 257 | 25.7 | 0 | 15 | 280 | 73
5900 | 0 | 255 | 25.5 | 0 | 15 | 280 | 73
5901 | 0 | 254 | 25.4 | 0 | 15 | 280 | 73
5902 | 0 | 252 | 25.2 | 0 | 15 | 280 | 73
5903 | 0 | 250 | 25 | 0 | 15 | 280 | 74
5904 | 0 | 248 | 24.8 | 0 | 15 | 280 | 74
5905 | 0 | 246 | 24.6 | 0 | 10 | 280 | 74
5906 | 0 | 244 | 24.4 | 0 | 5 | 280 | 74
5907 | 0 | 242 | 24.2 | 0 | 0 | 0 | 74
5908 | 0 | 239 | 23.9 | 0 | 7 | 0 | 71
5909 | 2 | 235 | 23.5 | 0 | 14 | 0 | 69
5910 | 52 | 232 | 23.2 | 0 | 21 | 180 | 66
5911 | 135 | 237 | 23.7 | 207 | 21 | 180 | 66
5912 | 207 | 242 | 24.2 | 357 | 21 | 180 | 66
5913 | 226 | 247 | 24.7 | 504 | 21 | 180 | 66
5914 | 236 | 252 | 25.2 | 589 | 21 | 180 | 66
5915 | 260 | 257 | 25.7 | 610 | 21 | 180 | 66
5916 | 257 | 262 | 26.2 | 625 | 21 | 340 | 65
5917 | 245 | 260 | 26 | 590 | 23 | 340 | 64
5918 | 230 | 258 | 25.8 | 515 | 24 | 340 | 63
5919 | 209 | 256 | 25.6 | 383 | 26 | 310 | 62
5920 | 169 | 255 | 25.5 | 213 | 24 | 310 | 62
5921 | 74 | 253 | 25.3 | 51 | 23 | 310 | 62
5922 | 6 | 252 | 25.2 | 0 | 21 | 300 | 62
5923 | 0 | 251 | 25.1 | 0 | 21 | 300 | 62
5924 | 0 | 251 | 25.1 | 0 | 21 | 300 | 61
5925 | 0 | 250 | 25 | 0 | 21 | 330 | 61
5926 | 0 | 250 | 25 | 0 | 23 | 330 | 63
5927 | 0 | 250 | 25 | 0 | 24 | 330 | 66
5928 | 0 | 250 | 25 | 0 | 26 | 330 | 68
5929 | 0 | 251 | 25.1 | 0 | 28 | 330 | 71
5930 | 0 | 251 | 25.1 | 0 | 29 | 330 | 73
5931 | 0 | 252 | 25.2 | 0 | 31 | 330 | 75
5932 | 0 | 252 | 25.2 | 0 | 26 | 330 | 75
5933 | 2 | 252 | 25.2 | 0 | 20 | 330 | 74
5934 | 50 | 252 | 25.2 | 24 | 15 | 20 | 73
5935 | 128 | 255 | 25.5 | 262 | 10 | 20 | 71
5936 | 184 | 257 | 25.7 | 448 | 5 | 20 | 68
5937 | 176 | 260 | 26 | 634 | 0 | 0 | 65
5938 | 191 | 261 | 26.1 | 676 | 0 | 0 | 63
5939 | 266 | 263 | 26.3 | 593 | 0 | 0 | 61
5940 | 291 | 264 | 26.4 | 527 | 0 | 0 | 58
5941 | 242 | 262 | 26.2 | 594 | 10 | 0 | 58
5942 | 197 | 260 | 26 | 609 | 21 | 0 | 58
5943 | 140 | 258 | 25.8 | 583 | 31 | 30 | 58
5944 | 158 | 256 | 25.6 | 269 | 41 | 30 | 57
5945 | 71 | 254 | 25.4 | 54 | 52 | 30 | 55
5946 | 5 | 252 | 25.2 | 0 | 62 | 30 | 53
5947 | 0 | 251 | 25.1 | 0 | 60 | 30 | 54
5948 | 0 | 251 | 25.1 | 0 | 59 | 30 | 56
5949 | 0 | 250 | 25 | 0 | 57 | 360 | 57
5950 | 0 | 250 | 25 | 0 | 53 | 360 | 58
5951 | 0 | 250 | 25 | 0 | 50 | 360 | 59
5952 | 0 | 250 | 25 | 0 | 46 | 20 | 61
5953 | 0 | 249 | 24.9 | 0 | 43 | 20 | 61
5954 | 0 | 247 | 24.7 | 0 | 39 | 20 | 61
5955 | 0 | 246 | 24.6 | 0 | 36 | 30 | 60
5956 | 0 | 245 | 24.5 | 0 | 34 | 30 | 62
5957 | 1 | 243 | 24.3 | 0 | 33 | 30 | 63
5958 | 49 | 242 | 24.2 | 20 | 31 | 40 | 64
5959 | 128 | 246 | 24.6 | 248 | 31 | 40 | 64
5960 | 193 | 250 | 25 | 408 | 31 | 40 | 65
5961 | 201 | 254 | 25.4 | 560 | 31 | 40 | 65
5962 | 209 | 255 | 25.5 | 651 | 33 | 40 | 62
5963 | 213 | 257 | 25.7 | 699 | 34 | 40 | 60
5964 | 172 | 258 | 25.8 | 763 | 36 | 40 | 58
5965 | 162 | 259 | 25.9 | 746 | 36 | 40 | 58
5966 | 161 | 259 | 25.9 | 678 | 36 | 40 | 58
5967 | 153 | 260 | 26 | 556 | 36 | 40 | 58
5968 | 138 | 259 | 25.9 | 338 | 34 | 40 | 56
5969 | 69 | 257 | 25.7 | 81 | 33 | 40 | 55
5970 | 5 | 256 | 25.6 | 0 | 31 | 40 | 54
5971 | 0 | 253 | 25.3 | 0 | 29 | 40 | 56
5972 | 0 | 251 | 25.1 | 0 | 28 | 40 | 57
5973 | 0 | 248 | 24.8 | 0 | 26 | 40 | 59
5974 | 0 | 246 | 24.6 | 0 | 21 | 40 | 59
5975 | 0 | 244 | 24.4 | 0 | 15 | 40 | 59
5976 | 0 | 242 | 24.2 | 0 | 10 | 50 | 59
5977 | 0 | 240 | 24 | 0 | 7 | 50 | 60
5978 | 0 | 238 | 23.8 | 0 | 3 | 50 | 61
5979 | 0 | 236 | 23.6 | 0 | 0 | 0 | 62
5980 | 0 | 231 | 23.1 | 0 | 0 | 0 | 64
5981 | 1 | 225 | 22.5 | 0 | 0 | 0 | 66
5982 | 48 | 220 | 22 | 42 | 0 | 0 | 68
5983 | 147 | 231 | 23.1 | 232 | 10 | 0 | 64
5984 | 187 | 241 | 24.1 | 470 | 21 | 0 | 61
5985 | 177 | 252 | 25.2 | 656 | 31 | 50 | 57
5986 | 146 | 253 | 25.3 | 778 | 33 | 50 | 60
5987 | 128 | 253 | 25.3 | 834 | 34 | 50 | 62
5988 | 130 | 254 | 25.4 | 833 | 36 | 290 | 65
5989 | 130 | 255 | 25.5 | 804 | 43 | 290 | 66
5990 | 149 | 256 | 25.6 | 703 | 50 | 290 | 67
5991 | 157 | 257 | 25.7 | 543 | 57 | 280 | 69
5992 | 142 | 258 | 25.8 | 308 | 50 | 280 | 70
5993 | 68 | 259 | 25.9 | 59 | 43 | 280 | 71
5994 | 5 | 260 | 26 | 0 | 36 | 270 | 72
5995 | 0 | 257 | 25.7 | 0 | 33 | 270 | 72
5996 | 0 | 255 | 25.5 | 0 | 29 | 270 | 72
5997 | 0 | 252 | 25.2 | 0 | 26 | 180 | 72
5998 | 0 | 249 | 24.9 | 0 | 29 | 180 | 72
5999 | 0 | 247 | 24.7 | 0 | 33 | 180 | 72
6000 | 0 | 244 | 24.4 | 0 | 36 | 180 | 72
6001 | 0 | 242 | 24.2 | 0 | 38 | 180 | 73
6002 | 0 | 240 | 24 | 0 | 39 | 180 | 73
6003 | 0 | 238 | 23.8 | 0 | 41 | 160 | 74
6004 | 0 | 239 | 23.9 | 0 | 41 | 160 | 73
6005 | 1 | 239 | 23.9 | 0 | 41 | 160 | 73
6006 | 46 | 240 | 24 | 44 | 41 | 160 | 72
6007 | 137 | 245 | 24.5 | 247 | 41 | 160 | 72
6008 | 174 | 251 | 25.1 | 474 | 41 | 160 | 71
6009 | 174 | 256 | 25.6 | 630 | 41 | 200 | 71
6010 | 184 | 259 | 25.9 | 702 | 39 | 200 | 67
6011 | 173 | 263 | 26.3 | 752 | 38 | 200 | 64
6012 | 173 | 266 | 26.6 | 756 | 36 | 250 | 61
6013 | 164 | 265 | 26.5 | 737 | 34 | 250 | 64
6014 | 167 | 265 | 26.5 | 661 | 33 | 250 | 67
6015 | 158 | 264 | 26.4 | 534 | 31 | 270 | 70
6016 | 142 | 261 | 26.1 | 291 | 33 | 270 | 71
6017 | 66 | 259 | 25.9 | 45 | 34 | 270 | 72
6018 | 4 | 256 | 25.6 | 0 | 36 | 30 | 73
6019 | 0 | 254 | 25.4 | 0 | 33 | 30 | 75
6020 | 0 | 252 | 25.2 | 0 | 29 | 30 | 76
6021 | 0 | 250 | 25 | 0 | 26 | 30 | 77
6022 | 0 | 247 | 24.7 | 0 | 17 | 30 | 76
6023 | 0 | 243 | 24.3 | 0 | 9 | 30 | 76
6024 | 0 | 240 | 24 | 0 | 0 | 0 | 76
6025 | 0 | 237 | 23.7 | 0 | 0 | 0 | 76
6026 | 0 | 235 | 23.5 | 0 | 0 | 0 | 76
6027 | 0 | 232 | 23.2 | 0 | 0 | 0 | 76
6028 | 0 | 231 | 23.1 | 0 | 0 | 0 | 76
6029 | 1 | 229 | 22.9 | 0 | 0 | 0 | 76
6030 | 45 | 228 | 22.8 | 42 | 0 | 0 | 76
6031 | 135 | 235 | 23.5 | 255 | 0 | 0 | 76
6032 | 165 | 241 | 24.1 | 502 | 0 | 0 | 75
6033 | 166 | 248 | 24.8 | 663 | 0 | 0 | 74
6034 | 151 | 250 | 25 | 765 | 6 | 0 | 73
6035 | 134 | 253 | 25.3 | 821 | 12 | 0 | 73
6036 | 135 | 255 | 25.5 | 821 | 18 | 0 | 72
6037 | 132 | 257 | 25.7 | 797 | 24 | 0 | 71
6038 | 143 | 260 | 26 | 712 | 30 | 0 | 70
6039 | 141 | 262 | 26.2 | 578 | 36 | 30 | 70
6040 | 136 | 263 | 26.3 | 319 | 24 | 30 | 70
6041 | 64 | 263 | 26.3 | 55 | 12 | 30 | 70
6042 | 4 | 264 | 26.4 | 0 | 0 | 0 | 70
6043 | 0 | 261 | 26.1 | 0 | 0 | 0 | 70
6044 | 0 | 259 | 25.9 | 0 | 0 | 0 | 70
6045 | 0 | 256 | 25.6 | 0 | 0 | 0 | 70
6046 | 0 | 251 | 25.1 | 0 | 5 | 0 | 72
6047 | 0 | 247 | 24.7 | 0 | 10 | 0 | 73
6048 | 0 | 242 | 24.2 | 0 | 15 | 50 | 75
6049 | 0 | 240 | 24 | 0 | 10 | 50 | 75
6050 | 0 | 238 | 23.8 | 0 | 5 | 50 | 75
6051 | 0 | 236 | 23.6 | 0 | 0 | 0 | 74
6052 | 0 | 235 | 23.5 | 0 | 0 | 0 | 74
6053 | 1 | 233 | 23.3 | 0 | 0 | 0 | 74
6054 | 45 | 232 | 23.2 | 35 | 0 | 0 | 74
6055 | 138 | 238 | 23.8 | 241 | 10 | 0 | 72
6056 | 165 | 244 | 24.4 | 501 | 21 | 0 | 71
6057 | 165 | 250 | 25 | 665 | 31 | 180 | 69
6058 | 149 | 254 | 25.4 | 769 | 33 | 180 | 68
6059 | 129 | 258 | 25.8 | 827 | 34 | 180 | 66
6060 | 130 | 262 | 26.2 | 829 | 36 | 50 | 64
6061 | 126 | 265 | 26.5 | 805 | 36 | 50 | 65
6062 | 139 | 267 | 26.7 | 719 | 36 | 50 | 66
6063 | 137 | 270 | 27 | 584 | 36 | 60 | 67
6064 | 133 | 273 | 27.3 | 319 | 36 | 60 | 65
6065 | 62 | 277 | 27.7 | 51 | 36 | 60 | 64
6066 | 3 | 280 | 28 | 0 | 36 | 180 | 62
6067 | 0 | 273 | 27.3 | 0 | 45 | 180 | 64
6068 | 0 | 265 | 26.5 | 0 | 53 | 180 | 65
6069 | 0 | 258 | 25.8 | 0 | 62 | 190 | 67
6070 | 0 | 255 | 25.5 | 0 | 41 | 190 | 67
6071 | 0 | 253 | 25.3 | 0 | 21 | 190 | 67
6072 | 0 | 250 | 25 | 0 | 0 | 0 | 67
6073 | 0 | 243 | 24.3 | 0 | 7 | 0 | 68
6074 | 0 | 235 | 23.5 | 0 | 14 | 0 | 69
6075 | 0 | 228 | 22.8 | 0 | 21 | 160 | 70
6076 | 0 | 230 | 23 | 0 | 14 | 160 | 72
6077 | 1 | 232 | 23.2 | 0 | 7 | 160 | 74
6078 | 44 | 234 | 23.4 | 29 | 0 | 0 | 76
6079 | 137 | 241 | 24.1 | 238 | 9 | 0 | 77
6080 | 166 | 247 | 24.7 | 494 | 17 | 0 | 78
6081 | 166 | 254 | 25.4 | 658 | 26 | 250 | 78
6082 | 152 | 259 | 25.9 | 761 | 29 | 250 | 74
6083 | 133 | 265 | 26.5 | 820 | 33 | 250 | 70
6084 | 130 | 270 | 27 | 828 | 36 | 20 | 62
6085 | 126 | 271 | 27.1 | 803 | 38 | 20 | 64
6086 | 137 | 273 | 27.3 | 720 | 39 | 20 | 62
6087 | 136 | 274 | 27.4 | 584 | 41 | 30 | 60
6088 | 132 | 274 | 27.4 | 316 | 31 | 30 | 62
6089 | 59 | 274 | 27.4 | 48 | 20 | 30 | 65
6090 | 3 | 274 | 27.4 | 0 | 10 | 60 | 67
6091 | 0 | 273 | 27.3 | 0 | 29 | 60 | 65
6092 | 0 | 271 | 27.1 | 0 | 48 | 60 | 63
6093 | 0 | 270 | 27 | 0 | 67 | 200 | 61
6094 | 0 | 273 | 27.3 | 0 | 96 | 200 | 55
6095 | 0 | 277 | 27.7 | 0 | 125 | 200 | 50
6096 | 0 | 280 | 28 | 0 | 154 | 180 | 45
6097 | 0 | 280 | 28 | 0 | 143 | 180 | 45
6098 | 0 | 280 | 28 | 0 | 133 | 180 | 48
6099 | 0 | 294 | 29.4 | 0 | 98 | 180 | 42
6100 | 0 | 285 | 28.5 | 0 | 94 | 180 | 50
6101 | 1 | 277 | 27.7 | 0 | 91 | 180 | 57
6102 | 41 | 268 | 26.8 | 0 | 87 | 180 | 66
6103 | 130 | 269 | 26.9 | 173 | 76 | 180 | 66
6104 | 205 | 270 | 27 | 318 | 66 | 200 | 66
6105 | 250 | 258 | 25.8 | 419 | 62 | 350 | 73
6106 | 295 | 258 | 25.8 | 433 | 58 | 350 | 72
6107 | 338 | 258 | 25.8 | 400 | 55 | 350 | 69
6108 | 357 | 258 | 25.8 | 351 | 51 | 340 | 67
6109 | 275 | 259 | 25.9 | 494 | 48 | 340 | 65
6110 | 189 | 259 | 25.9 | 583 | 44 | 340 | 63
6111 | 165 | 260 | 26 | 505 | 41 | 350 | 61
6112 | 131 | 258 | 25.8 | 302 | 39 | 350 | 61
6113 | 57 | 256 | 25.6 | 42 | 38 | 350 | 61
6114 | 2 | 254 | 25.4 | 0 | 36 | 30 | 61
6115 | 0 | 252 | 25.2 | 0 | 24 | 30 | 61
6116 | 0 | 250 | 25 | 0 | 12 | 30 | 62
6117 | 0 | 248 | 24.8 | 0 | 0 | 0 | 62
6118 | 0 | 245 | 24.5 | 0 | 0 | 0 | 62
6119 | 0 | 243 | 24.3 | 0 | 0 | 0 | 62
6120 | 0 | 240 | 24 | 0 | 0 | 0 | 62
6121 | 0 | 238 | 23.8 | 0 | 0 | 0 | 63
6122 | 0 | 236 | 23.6 | 0 | 0 | 0 | 63
6123 | 0 | 234 | 23.4 | 0 | 0 | 0 | 62
6124 | 0 | 232 | 23.2 | 0 | 0 | 0 | 64
6125 | 1 | 230 | 23 | 0 | 0 | 0 | 66
6126 | 44 | 228 | 22.8 | 2 | 0 | 0 | 68
6127 | 123 | 231 | 23.1 | 250 | 6 | 0 | 67
6128 | 180 | 235 | 23.5 | 425 | 12 | 0 | 66
6129 | 184 | 238 | 23.8 | 576 | 18 | 0 | 65
6130 | 238 | 241 | 24.1 | 574 | 24 | 0 | 64
6131 | 262 | 245 | 24.5 | 567 | 30 | 0 | 63
6132 | 276 | 248 | 24.8 | 531 | 36 | 20 | 62
6133 | 258 | 249 | 24.9 | 516 | 38 | 20 | 61
6134 | 267 | 249 | 24.9 | 412 | 39 | 20 | 60
6135 | 208 | 250 | 25 | 341 | 41 | 20 | 59
6136 | 150 | 247 | 24.7 | 194 | 43 | 20 | 59
6137 | 57 | 245 | 24.5 | 9 | 44 | 20 | 59
6138 | 2 | 242 | 24.2 | 0 | 46 | 50 | 59
6139 | 0 | 241 | 24.1 | 0 | 41 | 50 | 59
6140 | 0 | 239 | 23.9 | 0 | 36 | 50 | 60
6141 | 0 | 238 | 23.8 | 0 | 31 | 50 | 61
6142 | 0 | 236 | 23.6 | 0 | 33 | 50 | 61
6143 | 0 | 234 | 23.4 | 0 | 34 | 50 | 61
6144 | 0 | 232 | 23.2 | 0 | 36 | 70 | 62
6145 | 0 | 230 | 23 | 0 | 33 | 70 | 62
6146 | 0 | 228 | 22.8 | 0 | 29 | 70 | 63
6147 | 0 | 226 | 22.6 | 0 | 26 | 70 | 63
6148 | 0 | 225 | 22.5 | 0 | 29 | 70 | 65
6149 | 0 | 223 | 22.3 | 0 | 33 | 70 | 66
6150 | 43 | 222 | 22.2 | 8 | 36 | 70 | 65
6151 | 131 | 230 | 23 | 243 | 38 | 70 | 64
6152 | 184 | 238 | 23.8 | 455 | 39 | 70 | 62
6153 | 171 | 246 | 24.6 | 652 | 41 | 80 | 60
6154 | 181 | 247 | 24.7 | 725 | 44 | 80 | 60
6155 | 165 | 249 | 24.9 | 782 | 48 | 80 | 60
6156 | 166 | 250 | 25 | 783 | 51 | 40 | 60
6157 | 159 | 250 | 25 | 760 | 56 | 40 | 60
6158 | 166 | 250 | 25 | 672 | 62 | 40 | 60
6159 | 156 | 250 | 25 | 533 | 67 | 40 | 60
6160 | 136 | 248 | 24.8 | 276 | 64 | 40 | 61
6161 | 53 | 246 | 24.6 | 26 | 60 | 40 | 61
6162 | 2 | 244 | 24.4 | 0 | 57 | 50 | 61
6163 | 0 | 242 | 24.2 | 0 | 50 | 50 | 62
6164 | 0 | 240 | 24 | 0 | 43 | 50 | 63
6165 | 0 | 238 | 23.8 | 0 | 36 | 60 | 63
6166 | 0 | 236 | 23.6 | 0 | 24 | 60 | 64
6167 | 0 | 234 | 23.4 | 0 | 12 | 60 | 65
6168 | 0 | 232 | 23.2 | 0 | 0 | 0 | 66
6169 | 0 | 228 | 22.8 | 0 | 0 | 0 | 68
6170 | 0 | 224 | 22.4 | 0 | 0 | 0 | 69
6171 | 0 | 220 | 22 | 0 | 0 | 0 | 71
6172 | 0 | 217 | 21.7 | 0 | 0 | 0 | 72
6173 | 0 | 215 | 21.5 | 0 | 0 | 0 | 72
6174 | 42 | 212 | 21.2 | 3 | 0 | 0 | 73
6175 | 132 | 221 | 22.1 | 233 | 10 | 0 | 72
6176 | 162 | 229 | 22.9 | 494 | 21 | 0 | 72
6177 | 160 | 238 | 23.8 | 665 | 31 | 50 | 71
6178 | 142 | 244 | 24.4 | 772 | 33 | 50 | 69
6179 | 123 | 250 | 25 | 830 | 36 | 50 | 65
6180 | 125 | 246 | 24.6 | 828 | 36 | 50 | 70
6181 | 149 | 247 | 24.7 | 767 | 39 | 50 | 70
6182 | 133 | 249 | 24.9 | 715 | 43 | 50 | 70
6183 | 137 | 250 | 25 | 561 | 46 | 50 | 69
6184 | 125 | 250 | 25 | 295 | 48 | 50 | 69
6185 | 50 | 250 | 25 | 25 | 49 | 50 | 69
6186 | 1 | 250 | 25 | 0 | 51 | 50 | 68
6187 | 0 | 248 | 24.8 | 0 | 34 | 50 | 69
6188 | 0 | 246 | 24.6 | 0 | 17 | 50 | 69
6189 | 0 | 244 | 24.4 | 0 | 0 | 0 | 70
6190 | 0 | 239 | 23.9 | 0 | 0 | 0 | 70
6191 | 0 | 235 | 23.5 | 0 | 0 | 0 | 70
6192 | 0 | 230 | 23 | 0 | 0 | 0 | 70
6193 | 0 | 227 | 22.7 | 0 | 0 | 0 | 72
6194 | 0 | 223 | 22.3 | 0 | 0 | 0 | 73
6195 | 0 | 220 | 22 | 0 | 0 | 0 | 74
6196 | 0 | 216 | 21.6 | 0 | 0 | 0 | 74
6197 | 0 | 212 | 21.2 | 0 | 0 | 0 | 74
6198 | 41 | 208 | 20.8 | 0 | 0 | 0 | 74
6199 | 128 | 216 | 21.6 | 239 | 0 | 0 | 73
6200 | 161 | 224 | 22.4 | 494 | 0 | 0 | 72
6201 | 158 | 232 | 23.2 | 667 | 0 | 0 | 70
6202 | 140 | 239 | 23.9 | 774 | 12 | 0 | 69
6203 | 123 | 245 | 24.5 | 830 | 24 | 0 | 68
6204 | 123 | 252 | 25.2 | 830 | 36 | 60 | 66
6205 | 146 | 259 | 25.9 | 771 | 24 | 60 | 61
6206 | 130 | 265 | 26.5 | 720 | 12 | 60 | 56
6207 | 156 | 272 | 27.2 | 524 | 0 | 0 | 52
6208 | 132 | 279 | 27.9 | 267 | 3 | 0 | 46
6209 | 49 | 287 | 28.7 | 14 | 7 | 0 | 41
6210 | 1 | 294 | 29.4 | 0 | 10 | 170 | 36
6211 | 0 | 292 | 29.2 | 0 | 41 | 170 | 36
6212 | 0 | 290 | 29 | 0 | 72 | 170 | 36
6213 | 0 | 288 | 28.8 | 0 | 103 | 180 | 36
6214 | 0 | 289 | 28.9 | 0 | 105 | 180 | 36
6215 | 0 | 289 | 28.9 | 0 | 106 | 180 | 36
6216 | 0 | 290 | 29 | 0 | 108 | 180 | 36
6217 | 0 | 291 | 29.1 | 0 | 110 | 180 | 36
6218 | 0 | 291 | 29.1 | 0 | 111 | 180 | 36
6219 | 0 | 292 | 29.2 | 0 | 113 | 180 | 36
6220 | 0 | 286 | 28.6 | 0 | 90 | 180 | 38
6221 | 0 | 280 | 28 | 0 | 66 | 210 | 42
6222 | 35 | 270 | 27 | 0 | 77 | 200 | 42
6223 | 130 | 280 | 28 | 102 | 72 | 220 | 45
6224 | 243 | 285 | 28.5 | 78 | 69 | 220 | 44
6225 | 277 | 290 | 29 | 80 | 67 | 190 | 46
6226 | 351 | 293 | 29.3 | 22 | 64 | 190 | 45
6227 | 346 | 297 | 29.7 | 19 | 60 | 190 | 44
6228 | 316 | 300 | 30 | 3 | 57 | 200 | 42
6229 | 339 | 283 | 28.3 | 42 | 71 | 200 | 53
6230 | 310 | 267 | 26.7 | 80 | 84 | 200 | 65
6231 | 236 | 250 | 25 | 103 | 98 | 250 | 78
6232 | 145 | 245 | 24.5 | 63 | 77 | 250 | 78
6233 | 40 | 241 | 24.1 | 0 | 57 | 250 | 78
6234 | 1 | 236 | 23.6 | 0 | 36 | 300 | 77
6235 | 0 | 233 | 23.3 | 0 | 46 | 300 | 76
6236 | 0 | 231 | 23.1 | 0 | 57 | 300 | 74
6237 | 0 | 228 | 22.8 | 0 | 67 | 250 | 72
6238 | 0 | 229 | 22.9 | 0 | 72 | 250 | 67
6239 | 0 | 231 | 23.1 | 0 | 77 | 250 | 62
6240 | 0 | 232 | 23.2 | 0 | 82 | 270 | 56
6241 | 0 | 231 | 23.1 | 0 | 77 | 270 | 59
6242 | 0 | 229 | 22.9 | 0 | 72 | 270 | 62
6243 | 0 | 228 | 22.8 | 0 | 67 | 290 | 64
6244 | 0 | 229 | 22.9 | 0 | 65 | 290 | 64
6245 | 0 | 229 | 22.9 | 0 | 64 | 290 | 64
6246 | 36 | 230 | 23 | 0 | 62 | 300 | 64
6247 | 115 | 231 | 23.1 | 222 | 58 | 300 | 61
6248 | 205 | 231 | 23.1 | 321 | 55 | 300 | 58
6249 | 252 | 232 | 23.2 | 411 | 51 | 300 | 55
6250 | 280 | 233 | 23.3 | 473 | 51 | 300 | 56
6251 | 358 | 235 | 23.5 | 419 | 51 | 300 | 57
6252 | 360 | 236 | 23.6 | 418 | 51 | 310 | 58
6253 | 295 | 237 | 23.7 | 455 | 53 | 310 | 58
6254 | 256 | 239 | 23.9 | 411 | 55 | 310 | 59
6255 | 197 | 240 | 24 | 334 | 57 | 310 | 59
6256 | 134 | 237 | 23.7 | 164 | 53 | 310 | 60
6257 | 40 | 235 | 23.5 | 0 | 50 | 310 | 61
6258 | 0 | 232 | 23.2 | 0 | 46 | 340 | 62
6259 | 0 | 231 | 23.1 | 0 | 39 | 340 | 61
6260 | 0 | 231 | 23.1 | 0 | 33 | 340 | 61
6261 | 0 | 230 | 23 | 0 | 26 | 340 | 61
6262 | 0 | 228 | 22.8 | 0 | 17 | 340 | 61
6263 | 0 | 226 | 22.6 | 0 | 9 | 340 | 61
6264 | 0 | 224 | 22.4 | 0 | 0 | 0 | 61
6265 | 0 | 221 | 22.1 | 0 | 0 | 0 | 62
6266 | 0 | 217 | 21.7 | 0 | 0 | 0 | 62
6267 | 0 | 214 | 21.4 | 0 | 0 | 0 | 62
6268 | 0 | 213 | 21.3 | 0 | 0 | 0 | 63
6269 | 0 | 211 | 21.1 | 0 | 0 | 0 | 64
6270 | 32 | 210 | 21 | 0 | 0 | 0 | 64
6271 | 117 | 217 | 21.7 | 185 | 0 | 0 | 62
6272 | 208 | 225 | 22.5 | 295 | 0 | 0 | 60
6273 | 264 | 232 | 23.2 | 390 | 0 | 0 | 58
6274 | 318 | 234 | 23.4 | 395 | 14 | 0 | 58
6275 | 394 | 236 | 23.6 | 321 | 27 | 0 | 58
6276 | 370 | 238 | 23.8 | 322 | 41 | 320 | 59
6277 | 334 | 238 | 23.8 | 349 | 39 | 320 | 59
6278 | 273 | 238 | 23.8 | 358 | 38 | 320 | 60
6279 | 195 | 238 | 23.8 | 332 | 36 | 330 | 60
6280 | 134 | 236 | 23.6 | 167 | 36 | 330 | 61
6281 | 39 | 234 | 23.4 | 0 | 36 | 330 | 62
6282 | 0 | 232 | 23.2 | 0 | 36 | 330 | 63
6283 | 0 | 231 | 23.1 | 0 | 36 | 330 | 64
6284 | 0 | 231 | 23.1 | 0 | 36 | 330 | 65
6285 | 0 | 230 | 23 | 0 | 36 | 340 | 66
6286 | 0 | 230 | 23 | 0 | 34 | 340 | 66
6287 | 0 | 230 | 23 | 0 | 33 | 340 | 66
6288 | 0 | 230 | 23 | 0 | 31 | 330 | 66
6289 | 0 | 229 | 22.9 | 0 | 29 | 330 | 67
6290 | 0 | 229 | 22.9 | 0 | 28 | 330 | 67
6291 | 0 | 228 | 22.8 | 0 | 26 | 330 | 68
6292 | 0 | 228 | 22.8 | 0 | 28 | 330 | 67
6293 | 0 | 228 | 22.8 | 0 | 29 | 330 | 67
6294 | 31 | 228 | 22.8 | 0 | 31 | 310 | 66
6295 | 115 | 230 | 23 | 201 | 29 | 310 | 66
6296 | 199 | 232 | 23.2 | 343 | 28 | 310 | 66
6297 | 223 | 234 | 23.4 | 503 | 26 | 310 | 65
6298 | 239 | 236 | 23.6 | 577 | 26 | 310 | 65
6299 | 221 | 238 | 23.8 | 643 | 26 | 310 | 65
6300 | 221 | 240 | 24 | 643 | 26 | 260 | 65
6301 | 217 | 241 | 24.1 | 592 | 29 | 260 | 65
6302 | 218 | 241 | 24.1 | 480 | 33 | 260 | 66
6303 | 181 | 242 | 24.2 | 353 | 36 | 280 | 67
6304 | 126 | 240 | 24 | 167 | 36 | 280 | 69
6305 | 35 | 238 | 23.8 | 0 | 36 | 280 | 70
6306 | 0 | 236 | 23.6 | 0 | 36 | 280 | 72
6307 | 0 | 235 | 23.5 | 0 | 38 | 280 | 73
6308 | 0 | 235 | 23.5 | 0 | 39 | 280 | 74
6309 | 0 | 234 | 23.4 | 0 | 41 | 330 | 75
6310 | 0 | 233 | 23.3 | 0 | 43 | 330 | 74
6311 | 0 | 233 | 23.3 | 0 | 44 | 330 | 73
6312 | 0 | 232 | 23.2 | 0 | 46 | 30 | 72
6313 | 0 | 236 | 23.6 | 0 | 43 | 30 | 70
6314 | 0 | 240 | 24 | 0 | 39 | 30 | 65
6315 | 0 | 232 | 23.2 | 0 | 36 | 30 | 70
6316 | 0 | 231 | 23.1 | 0 | 35 | 30 | 70
6317 | 0 | 229 | 22.9 | 0 | 34 | 30 | 70
6318 | 32 | 228 | 22.8 | 0 | 33 | 30 | 69
6319 | 115 | 232 | 23.2 | 227 | 33 | 30 | 68
6320 | 167 | 235 | 23.5 | 440 | 32 | 30 | 67
6321 | 158 | 239 | 23.9 | 636 | 31 | 20 | 66
6322 | 162 | 240 | 24 | 715 | 31 | 20 | 66
6323 | 153 | 241 | 24.1 | 763 | 31 | 20 | 66
6324 | 153 | 242 | 24.2 | 763 | 31 | 20 | 66
6325 | 168 | 243 | 24.3 | 708 | 29 | 20 | 67
6326 | 148 | 243 | 24.3 | 654 | 28 | 20 | 68
6327 | 144 | 244 | 24.4 | 499 | 26 | 20 | 68
6328 | 118 | 242 | 24.2 | 242 | 17 | 20 | 70
6329 | 36 | 240 | 24 | 0 | 9 | 20 | 73
6330 | 0 | 238 | 23.8 | 0 | 0 | 0 | 75
6331 | 0 | 236 | 23.6 | 0 | 0 | 0 | 75
6332 | 0 | 234 | 23.4 | 0 | 0 | 0 | 76
6333 | 0 | 232 | 23.2 | 0 | 0 | 0 | 76
6334 | 0 | 229 | 22.9 | 0 | 0 | 0 | 77
6335 | 0 | 225 | 22.5 | 0 | 0 | 0 | 77
6336 | 0 | 222 | 22.2 | 0 | 0 | 0 | 77
6337 | 0 | 220 | 22 | 0 | 0 | 0 | 77
6338 | 0 | 218 | 21.8 | 0 | 0 | 0 | 77
6339 | 0 | 216 | 21.6 | 0 | 0 | 0 | 77
6340 | 0 | 215 | 21.5 | 0 | 0 | 0 | 77
6341 | 0 | 215 | 21.5 | 0 | 0 | 0 | 77
6342 | 32 | 214 | 21.4 | 0 | 0 | 0 | 76
6343 | 112 | 221 | 22.1 | 246 | 0 | 0 | 74
6344 | 162 | 229 | 22.9 | 455 | 0 | 0 | 72
6345 | 158 | 236 | 23.6 | 634 | 0 | 0 | 70
6346 | 145 | 238 | 23.8 | 751 | 0 | 0 | 71
6347 | 119 | 240 | 24 | 826 | 0 | 0 | 71
6348 | 117 | 242 | 24.2 | 831 | 0 | 0 | 71
6349 | 140 | 242 | 24.2 | 766 | 10 | 0 | 71
6350 | 126 | 242 | 24.2 | 706 | 21 | 0 | 71
6351 | 134 | 242 | 24.2 | 530 | 31 | 360 | 71
6352 | 115 | 241 | 24.1 | 246 | 24 | 360 | 71
6353 | 33 | 239 | 23.9 | 0 | 17 | 360 | 71
6354 | 0 | 238 | 23.8 | 0 | 10 | 360 | 71
6355 | 0 | 237 | 23.7 | 0 | 14 | 360 | 72
6356 | 0 | 235 | 23.5 | 0 | 17 | 360 | 73
6357 | 0 | 234 | 23.4 | 0 | 21 | 20 | 73
6358 | 0 | 231 | 23.1 | 0 | 14 | 20 | 74
6359 | 0 | 227 | 22.7 | 0 | 7 | 20 | 74
6360 | 0 | 224 | 22.4 | 0 | 0 | 0 | 74
6361 | 0 | 223 | 22.3 | 0 | 0 | 0 | 76
6362 | 0 | 223 | 22.3 | 0 | 0 | 0 | 79
6363 | 0 | 222 | 22.2 | 0 | 0 | 0 | 81
6364 | 0 | 218 | 21.8 | 0 | 0 | 0 | 82
6365 | 0 | 214 | 21.4 | 0 | 0 | 0 | 83
6366 | 31 | 210 | 21 | 0 | 0 | 0 | 76
6367 | 122 | 219 | 21.9 | 223 | 12 | 0 | 78
6368 | 152 | 229 | 22.9 | 493 | 24 | 0 | 73
6369 | 149 | 238 | 23.8 | 669 | 36 | 30 | 68
6370 | 132 | 241 | 24.1 | 776 | 45 | 30 | 70
6371 | 116 | 243 | 24.3 | 829 | 53 | 30 | 72
6372 | 118 | 246 | 24.6 | 826 | 62 | 40 | 74
6373 | 140 | 248 | 24.8 | 763 | 64 | 40 | 73
6374 | 125 | 250 | 25 | 705 | 66 | 50 | 74
6375 | 132 | 248 | 24.8 | 533 | 67 | 50 | 73
6376 | 107 | 246 | 24.6 | 269 | 57 | 50 | 74
6377 | 31 | 244 | 24.4 | 0 | 46 | 50 | 74
6378 | 0 | 242 | 24.2 | 0 | 36 | 60 | 75
6379 | 0 | 241 | 24.1 | 0 | 24 | 60 | 75
6380 | 0 | 241 | 24.1 | 0 | 12 | 60 | 76
6381 | 0 | 240 | 24 | 0 | 0 | 0 | 76
6382 | 0 | 236 | 23.6 | 0 | 0 | 0 | 76
6383 | 0 | 232 | 23.2 | 0 | 0 | 0 | 77
6384 | 0 | 228 | 22.8 | 0 | 0 | 0 | 77
6385 | 0 | 225 | 22.5 | 0 | 0 | 0 | 77
6386 | 0 | 223 | 22.3 | 0 | 0 | 0 | 77
6387 | 0 | 220 | 22 | 0 | 0 | 0 | 77
6388 | 0 | 240 | 24 | 0 | 9 | 0 | 67
6389 | 0 | 260 | 26 | 0 | 17 | 0 | 58
6390 | 30 | 280 | 28 | 0 | 26 | 120 | 51
6391 | 120 | 267 | 26.7 | 223 | 17 | 120 | 57
6392 | 151 | 253 | 25.3 | 493 | 9 | 120 | 64
6393 | 149 | 240 | 24 | 667 | 0 | 0 | 71
6394 | 132 | 242 | 24.2 | 775 | 5 | 0 | 72
6395 | 115 | 244 | 24.4 | 829 | 10 | 0 | 72
6396 | 116 | 246 | 24.6 | 828 | 15 | 120 | 73
6397 | 138 | 247 | 24.7 | 764 | 22 | 120 | 72
6398 | 123 | 247 | 24.7 | 706 | 29 | 120 | 72
6399 | 130 | 248 | 24.8 | 532 | 36 | 20 | 72
6400 | 106 | 248 | 24.8 | 264 | 34 | 20 | 71
6401 | 28 | 248 | 24.8 | 0 | 33 | 20 | 71
6402 | 0 | 248 | 24.8 | 0 | 31 | 50 | 70
6403 | 0 | 244 | 24.4 | 0 | 21 | 50 | 72
6404 | 0 | 240 | 24 | 0 | 10 | 50 | 73
6405 | 0 | 236 | 23.6 | 0 | 0 | 0 | 75
6406 | 0 | 232 | 23.2 | 0 | 0 | 0 | 76
6407 | 0 | 228 | 22.8 | 0 | 0 | 0 | 77
6408 | 0 | 224 | 22.4 | 0 | 0 | 0 | 77
6409 | 0 | 224 | 22.4 | 0 | 0 | 0 | 77
6410 | 0 | 221 | 22.1 | 0 | 0 | 0 | 77
6411 | 0 | 218 | 21.8 | 0 | 0 | 0 | 77
6412 | 0 | 218 | 21.8 | 0 | 0 | 0 | 77
6413 | 0 | 218 | 21.8 | 0 | 0 | 0 | 77
6414 | 28 | 218 | 21.8 | 0 | 0 | 0 | 77
6415 | 119 | 224 | 22.4 | 219 | 0 | 0 | 78
6416 | 151 | 230 | 23 | 489 | 0 | 0 | 78
6417 | 149 | 236 | 23.6 | 663 | 0 | 0 | 78
6418 | 133 | 239 | 23.9 | 770 | 3 | 0 | 78
6419 | 119 | 241 | 24.1 | 819 | 7 | 0 | 78
6420 | 124 | 244 | 24.4 | 809 | 10 | 50 | 78
6421 | 143 | 245 | 24.5 | 749 | 10 | 50 | 76
6422 | 126 | 247 | 24.7 | 693 | 10 | 50 | 74
6423 | 131 | 248 | 24.8 | 521 | 10 | 50 | 72
6424 | 108 | 247 | 24.7 | 244 | 7 | 50 | 72
6425 | 26 | 245 | 24.5 | 0 | 3 | 50 | 73
6426 | 0 | 244 | 24.4 | 0 | 0 | 0 | 73
6427 | 0 | 241 | 24.1 | 0 | 0 | 0 | 74
6428 | 0 | 237 | 23.7 | 0 | 0 | 0 | 74
6429 | 0 | 234 | 23.4 | 0 | 0 | 0 | 75
6430 | 0 | 233 | 23.3 | 0 | 5 | 0 | 75
6431 | 0 | 231 | 23.1 | 0 | 10 | 0 | 76
6432 | 0 | 230 | 23 | 0 | 15 | 30 | 76
6433 | 0 | 231 | 23.1 | 0 | 20 | 30 | 76
6434 | 0 | 231 | 23.1 | 0 | 26 | 30 | 76
6435 | 0 | 232 | 23.2 | 0 | 31 | 20 | 76
6436 | 0 | 231 | 23.1 | 0 | 33 | 20 | 77
6437 | 0 | 231 | 23.1 | 0 | 34 | 20 | 77
6438 | 11 | 230 | 23 | 0 | 36 | 20 | 78
6439 | 73 | 230 | 23 | 0 | 44 | 20 | 74
6440 | 151 | 231 | 23.1 | 2 | 53 | 20 | 70
6441 | 220 | 231 | 23.1 | 6 | 62 | 20 | 65
6442 | 269 | 231 | 23.1 | 10 | 70 | 20 | 61
6443 | 291 | 232 | 23.2 | 15 | 79 | 20 | 57
6444 | 291 | 232 | 23.2 | 16 | 87 | 50 | 53
6445 | 268 | 215 | 21.5 | 10 | 106 | 50 | 59
6446 | 218 | 199 | 19.9 | 7 | 125 | 50 | 65
6447 | 150 | 182 | 18.2 | 1 | 144 | 60 | 72
6448 | 71 | 183 | 18.3 | 0 | 128 | 60 | 71
6449 | 9 | 184 | 18.4 | 0 | 113 | 60 | 69
6450 | 0 | 185 | 18.5 | 0 | 97 | 60 | 68
6451 | 0 | 186 | 18.6 | 0 | 82 | 60 | 67
6452 | 0 | 187 | 18.7 | 0 | 67 | 60 | 65
6453 | 0 | 188 | 18.8 | 0 | 51 | 100 | 64
6454 | 0 | 179 | 17.9 | 0 | 39 | 100 | 69
6455 | 0 | 171 | 17.1 | 0 | 27 | 100 | 74
6456 | 0 | 162 | 16.2 | 0 | 15 | 70 | 80
6457 | 0 | 167 | 16.7 | 0 | 25 | 70 | 77
6458 | 0 | 171 | 17.1 | 0 | 36 | 70 | 73
6459 | 0 | 176 | 17.6 | 0 | 46 | 70 | 70
6460 | 0 | 176 | 17.6 | 0 | 46 | 70 | 68
6461 | 0 | 176 | 17.6 | 0 | 46 | 70 | 66
6462 | 10 | 176 | 17.6 | 0 | 46 | 70 | 64
6463 | 83 | 179 | 17.9 | 0 | 45 | 70 | 67
6464 | 184 | 182 | 18.2 | 20 | 44 | 70 | 69
6465 | 262 | 185 | 18.5 | 82 | 44 | 70 | 71
6466 | 352 | 188 | 18.8 | 89 | 43 | 70 | 73
6467 | 396 | 191 | 19.1 | 122 | 42 | 70 | 75
6468 | 392 | 194 | 19.4 | 164 | 41 | 90 | 77
6469 | 357 | 204 | 20.4 | 194 | 48 | 90 | 78
6470 | 337 | 214 | 21.4 | 134 | 55 | 90 | 79
6471 | 213 | 224 | 22.4 | 174 | 62 | 170 | 79
6472 | 115 | 224 | 22.4 | 124 | 48 | 170 | 78
6473 | 21 | 224 | 22.4 | 0 | 35 | 170 | 78
6474 | 0 | 224 | 22.4 | 0 | 21 | 150 | 77
6475 | 0 | 215 | 21.5 | 0 | 23 | 150 | 76
6476 | 0 | 205 | 20.5 | 0 | 24 | 150 | 74
6477 | 0 | 196 | 19.6 | 0 | 26 | 60 | 71
6478 | 0 | 198 | 19.8 | 0 | 21 | 60 | 70
6479 | 0 | 200 | 20 | 0 | 15 | 60 | 70
6480 | 0 | 202 | 20.2 | 0 | 10 | 150 | 69
6481 | 0 | 200 | 20 | 0 | 19 | 150 | 65
6482 | 0 | 198 | 19.8 | 0 | 27 | 150 | 62
6483 | 0 | 196 | 19.6 | 0 | 36 | 70 | 58
6484 | 0 | 197 | 19.7 | 0 | 31 | 70 | 58
6485 | 0 | 199 | 19.9 | 0 | 26 | 70 | 57
6486 | 20 | 200 | 20 | 0 | 21 | 90 | 57
6487 | 107 | 207 | 20.7 | 159 | 14 | 90 | 54
6488 | 189 | 215 | 21.5 | 326 | 7 | 90 | 51
6489 | 205 | 222 | 22.2 | 521 | 0 | 0 | 48
6490 | 304 | 224 | 22.4 | 396 | 12 | 0 | 50
6491 | 381 | 225 | 22.5 | 218 | 24 | 0 | 52
6492 | 360 | 227 | 22.7 | 76 | 36 | 50 | 53
6493 | 343 | 229 | 22.9 | 96 | 27 | 50 | 55
6494 | 285 | 230 | 23 | 114 | 19 | 50 | 56
6495 | 217 | 232 | 23.2 | 76 | 10 | 240 | 58
6496 | 121 | 231 | 23.1 | 45 | 7 | 240 | 57
6497 | 18 | 229 | 22.9 | 0 | 3 | 240 | 57
6498 | 0 | 228 | 22.8 | 0 | 0 | 0 | 56
6499 | 0 | 222 | 22.2 | 0 | 9 | 0 | 60
6500 | 0 | 216 | 21.6 | 0 | 17 | 0 | 64
6501 | 0 | 210 | 21 | 0 | 26 | 210 | 69
6502 | 0 | 207 | 20.7 | 0 | 17 | 210 | 71
6503 | 0 | 203 | 20.3 | 0 | 9 | 210 | 73
6504 | 0 | 200 | 20 | 0 | 0 | 0 | 75
6505 | 0 | 195 | 19.5 | 0 | 31 | 0 | 76
6506 | 0 | 191 | 19.1 | 0 | 62 | 0 | 77
6507 | 0 | 186 | 18.6 | 0 | 93 | 80 | 77
6508 | 0 | 189 | 18.9 | 0 | 62 | 80 | 74
6509 | 0 | 191 | 19.1 | 0 | 31 | 80 | 72
6510 | 9 | 194 | 19.4 | 0 | 0 | 0 | 69
6511 | 90 | 199 | 19.9 | 0 | 9 | 0 | 71
6512 | 195 | 203 | 20.3 | 66 | 17 | 0 | 72
6513 | 287 | 208 | 20.8 | 153 | 26 | 250 | 74
6514 | 348 | 221 | 22.1 | 89 | 34 | 250 | 62
6515 | 330 | 233 | 23.3 | 65 | 43 | 250 | 52
6516 | 289 | 246 | 24.6 | 12 | 51 | 160 | 43
6517 | 325 | 245 | 24.5 | 73 | 39 | 160 | 49
6518 | 281 | 245 | 24.5 | 153 | 27 | 160 | 54
6519 | 232 | 244 | 24.4 | 118 | 15 | 160 | 59
6520 | 104 | 239 | 23.9 | 51 | 10 | 160 | 61
6521 | 13 | 233 | 23.3 | 0 | 5 | 160 | 63
6522 | 0 | 228 | 22.8 | 0 | 0 | 0 | 65
6523 | 0 | 227 | 22.7 | 0 | 0 | 0 | 66
6524 | 0 | 225 | 22.5 | 0 | 0 | 0 | 67
6525 | 0 | 224 | 22.4 | 0 | 0 | 0 | 68
6526 | 0 | 223 | 22.3 | 0 | 12 | 0 | 70
6527 | 0 | 223 | 22.3 | 0 | 24 | 0 | 71
6528 | 0 | 222 | 22.2 | 0 | 36 | 150 | 72
6529 | 0 | 224 | 22.4 | 0 | 38 | 150 | 73
6530 | 0 | 226 | 22.6 | 0 | 39 | 150 | 73
6531 | 0 | 228 | 22.8 | 0 | 41 | 170 | 73
6532 | 0 | 229 | 22.9 | 0 | 43 | 170 | 72
6533 | 0 | 229 | 22.9 | 0 | 44 | 170 | 70
6534 | 23 | 230 | 23 | 0 | 46 | 180 | 69
6535 | 129 | 233 | 23.3 | 155 | 34 | 180 | 68
6536 | 147 | 237 | 23.7 | 476 | 22 | 180 | 68
6537 | 148 | 240 | 24 | 636 | 10 | 190 | 68
6538 | 186 | 243 | 24.3 | 645 | 15 | 190 | 67
6539 | 218 | 245 | 24.5 | 609 | 21 | 190 | 66
6540 | 249 | 248 | 24.8 | 526 | 26 | 50 | 64
6541 | 262 | 249 | 24.9 | 436 | 29 | 50 | 65
6542 | 238 | 249 | 24.9 | 340 | 33 | 50 | 65
6543 | 197 | 250 | 25 | 187 | 36 | 60 | 65
6544 | 107 | 250 | 25 | 102 | 34 | 60 | 65
6545 | 17 | 250 | 25 | 0 | 33 | 60 | 65
6546 | 0 | 247 | 24.7 | 0 | 31 | 180 | 66
6547 | 0 | 244 | 24.4 | 0 | 33 | 180 | 68
6548 | 0 | 240 | 24 | 0 | 34 | 180 | 70
6549 | 0 | 236 | 23.6 | 0 | 36 | 180 | 72
6550 | 0 | 233 | 23.3 | 0 | 36 | 180 | 73
6551 | 0 | 232 | 23.2 | 0 | 36 | 180 | 75
6552 | 0 | 231 | 23.1 | 0 | 26 | 240 | 76
6553 | 0 | 232 | 23.2 | 0 | 22 | 240 | 78
6554 | 0 | 233 | 23.3 | 0 | 19 | 240 | 78
6555 | 0 | 233 | 23.3 | 0 | 15 | 100 | 78
6556 | 0 | 233 | 23.3 | 0 | 12 | 100 | 77
6557 | 0 | 232 | 23.2 | 0 | 8 | 100 | 77
6558 | 23 | 233 | 23.3 | 0 | 5 | 110 | 72
6559 | 108 | 245 | 24.5 | 184 | 10 | 110 | 68
6560 | 209 | 256 | 25.6 | 201 | 16 | 110 | 64
6561 | 292 | 268 | 26.8 | 148 | 21 | 250 | 61
6562 | 368 | 270 | 27 | 99 | 28 | 250 | 68
6563 | 388 | 271 | 27.1 | 75 | 34 | 250 | 74
6564 | 357 | 273 | 27.3 | 67 | 41 | 30 | 81
6565 | 318 | 270 | 27 | 271 | 41 | 30 | 81
6566 | 216 | 266 | 26.6 | 450 | 41 | 30 | 81
6567 | 127 | 263 | 26.3 | 503 | 41 | 50 | 81
6568 | 98 | 258 | 25.8 | 183 | 36 | 50 | 85
6569 | 15 | 253 | 25.3 | 0 | 31 | 50 | 90
6570 | 0 | 248 | 24.8 | 0 | 26 | 50 | 95
6571 | 0 | 247 | 24.7 | 0 | 26 | 50 | 94
6572 | 0 | 247 | 24.7 | 0 | 26 | 50 | 93
6573 | 0 | 246 | 24.6 | 0 | 26 | 90 | 92
6574 | 0 | 245 | 24.5 | 0 | 19 | 90 | 89
6575 | 0 | 243 | 24.3 | 0 | 12 | 90 | 86
6576 | 0 | 242 | 24.2 | 0 | 5 | 80 | 83
6577 | 0 | 243 | 24.3 | 0 | 17 | 80 | 83
6578 | 0 | 243 | 24.3 | 0 | 29 | 80 | 83
6579 | 0 | 244 | 24.4 | 0 | 41 | 280 | 83
6580 | 0 | 241 | 24.1 | 0 | 38 | 280 | 88
6581 | 0 | 239 | 23.9 | 0 | 34 | 280 | 93
6582 | 24 | 236 | 23.6 | 0 | 31 | 260 | 98
6583 | 126 | 251 | 25.1 | 189 | 26 | 260 | 83
6584 | 130 | 267 | 26.7 | 540 | 20 | 260 | 69
6585 | 125 | 282 | 28.2 | 710 | 15 | 260 | 58
6586 | 107 | 280 | 28 | 810 | 15 | 260 | 63
6587 | 122 | 277 | 27.7 | 819 | 15 | 260 | 68
6588 | 124 | 275 | 27.5 | 813 | 15 | 20 | 74
6589 | 114 | 276 | 27.6 | 792 | 22 | 20 | 70
6590 | 100 | 278 | 27.8 | 739 | 29 | 20 | 67
6591 | 106 | 279 | 27.9 | 569 | 36 | 70 | 64
6592 | 87 | 276 | 27.6 | 270 | 36 | 70 | 60
6593 | 17 | 274 | 27.4 | 0 | 36 | 60 | 57
6594 | 0 | 271 | 27.1 | 0 | 21 | 40 | 53
6595 | 0 | 262 | 26.2 | 0 | 24 | 40 | 67
6596 | 0 | 254 | 25.4 | 0 | 28 | 40 | 82
6597 | 0 | 245 | 24.5 | 0 | 31 | 70 | 98
6598 | 0 | 242 | 24.2 | 0 | 34 | 70 | 96
6599 | 0 | 240 | 24 | 0 | 38 | 70 | 95
6600 | 0 | 237 | 23.7 | 0 | 41 | 230 | 94
6601 | 0 | 235 | 23.5 | 0 | 31 | 230 | 94
6602 | 0 | 234 | 23.4 | 0 | 20 | 230 | 94
6603 | 0 | 232 | 23.2 | 0 | 10 | 70 | 95
6604 | 0 | 235 | 23.5 | 0 | 15 | 70 | 93
6605 | 0 | 237 | 23.7 | 0 | 21 | 70 | 91
6606 | 22 | 240 | 24 | 0 | 26 | 230 | 89
6607 | 102 | 253 | 25.3 | 229 | 26 | 230 | 77
6608 | 151 | 266 | 26.6 | 438 | 26 | 230 | 67
6609 | 159 | 279 | 27.9 | 593 | 26 | 70 | 58
6610 | 277 | 269 | 26.9 | 397 | 52 | 70 | 63
6611 | 360 | 260 | 26 | 152 | 77 | 70 | 69
6612 | 265 | 250 | 25 | 33 | 103 | 290 | 76
6613 | 255 | 250 | 25 | 10 | 103 | 290 | 76
6614 | 206 | 250 | 25 | 7 | 103 | 290 | 76
6615 | 168 | 252 | 25.2 | 62 | 15 | 50 | 68
6616 | 78 | 251 | 25.1 | 0 | 20 | 50 | 67
6617 | 8 | 250 | 25 | 0 | 26 | 50 | 65
6618 | 0 | 249 | 24.9 | 0 | 31 | 280 | 64
6619 | 0 | 245 | 24.5 | 0 | 43 | 280 | 71
6620 | 0 | 241 | 24.1 | 0 | 55 | 280 | 79
6621 | 0 | 237 | 23.7 | 0 | 67 | 320 | 87
6622 | 0 | 234 | 23.4 | 0 | 60 | 320 | 83
6623 | 0 | 230 | 23 | 0 | 53 | 320 | 79
6624 | 0 | 227 | 22.7 | 0 | 46 | 190 | 74
6625 | 0 | 217 | 21.7 | 0 | 39 | 190 | 82
6626 | 0 | 206 | 20.6 | 0 | 33 | 190 | 91
6627 | 0 | 196 | 19.6 | 0 | 26 | 140 | 100
6628 | 0 | 201 | 20.1 | 0 | 28 | 140 | 98
6629 | 0 | 205 | 20.5 | 0 | 29 | 140 | 95
6630 | 21 | 210 | 21 | 0 | 31 | 190 | 93
6631 | 102 | 220 | 22 | 214 | 51 | 210 | 88
6632 | 144 | 228 | 22.8 | 420 | 54 | 210 | 83
6633 | 198 | 237 | 23.7 | 469 | 57 | 260 | 78
6634 | 196 | 242 | 24.2 | 603 | 59 | 260 | 75
6635 | 169 | 247 | 24.7 | 708 | 60 | 260 | 73
6636 | 140 | 252 | 25.2 | 768 | 62 | 290 | 71
6637 | 150 | 251 | 25.1 | 693 | 64 | 290 | 70
6638 | 161 | 251 | 25.1 | 555 | 65 | 290 | 70
6639 | 144 | 250 | 25 | 371 | 67 | 290 | 69
6640 | 92 | 245 | 24.5 | 169 | 57 | 290 | 71
6641 | 15 | 240 | 24 | 0 | 48 | 290 | 74
6642 | 0 | 234 | 23.4 | 0 | 38 | 290 | 76
6643 | 0 | 229 | 22.9 | 0 | 29 | 290 | 78
6644 | 0 | 224 | 22.4 | 0 | 19 | 290 | 81
6645 | 0 | 219 | 21.9 | 0 | 10 | 220 | 84
6646 | 0 | 220 | 22 | 0 | 21 | 280 | 88
6647 | 0 | 217 | 21.7 | 0 | 21 | 280 | 88
6648 | 0 | 214 | 21.4 | 0 | 21 | 170 | 88
6649 | 0 | 208 | 20.8 | 0 | 23 | 170 | 91
6650 | 0 | 203 | 20.3 | 0 | 24 | 170 | 94
6651 | 0 | 197 | 19.7 | 0 | 26 | 160 | 97
6652 | 0 | 205 | 20.5 | 0 | 32 | 160 | 92
6653 | 0 | 213 | 21.3 | 0 | 38 | 160 | 88
6654 | 21 | 220 | 22 | 0 | 44 | 160 | 83
6655 | 121 | 228 | 22.8 | 168 | 50 | 160 | 79
6656 | 136 | 236 | 23.6 | 494 | 56 | 160 | 76
6657 | 139 | 244 | 24.4 | 659 | 62 | 50 | 72
6658 | 127 | 249 | 24.9 | 756 | 74 | 50 | 68
6659 | 142 | 253 | 25.3 | 769 | 86 | 50 | 65
6660 | 140 | 258 | 25.8 | 770 | 98 | 60 | 61
6661 | 128 | 255 | 25.5 | 749 | 98 | 60 | 61
6662 | 116 | 251 | 25.1 | 686 | 98 | 60 | 62
6663 | 110 | 248 | 24.8 | 529 | 98 | 70 | 62
6664 | 83 | 244 | 24.4 | 241 | 89 | 70 | 64
6665 | 15 | 240 | 24 | 0 | 81 | 70 | 65
6666 | 0 | 236 | 23.6 | 0 | 72 | 80 | 67
6667 | 0 | 231 | 23.1 | 0 | 63 | 80 | 68
6668 | 0 | 226 | 22.6 | 0 | 55 | 80 | 70
6669 | 0 | 221 | 22.1 | 0 | 46 | 80 | 71
6670 | 0 | 220 | 22 | 0 | 44 | 80 | 75
6671 | 0 | 216 | 21.6 | 0 | 37 | 80 | 76
6672 | 0 | 213 | 21.3 | 0 | 30 | 80 | 76
6673 | 0 | 210 | 21 | 0 | 33 | 80 | 79
6674 | 0 | 207 | 20.7 | 0 | 36 | 80 | 81
6675 | 0 | 204 | 20.4 | 0 | 39 | 80 | 84
6676 | 0 | 207 | 20.7 | 0 | 38 | 80 | 82
6677 | 0 | 210 | 21 | 0 | 38 | 80 | 80
6678 | 19 | 213 | 21.3 | 0 | 38 | 80 | 78
6679 | 100 | 220 | 22 | 193 | 30 | 80 | 74
6680 | 159 | 228 | 22.8 | 370 | 23 | 80 | 70
6681 | 193 | 236 | 23.6 | 477 | 15 | 180 | 67
6682 | 189 | 238 | 23.8 | 613 | 22 | 180 | 66
6683 | 160 | 241 | 24.1 | 720 | 29 | 180 | 66
6684 | 132 | 243 | 24.3 | 780 | 36 | 20 | 65
6685 | 132 | 243 | 24.3 | 731 | 38 | 20 | 66
6686 | 113 | 242 | 24.2 | 665 | 39 | 20 | 67
6687 | 122 | 242 | 24.2 | 462 | 41 | 20 | 68
6688 | 86 | 235 | 23.5 | 187 | 51 | 20 | 70
6689 | 13 | 229 | 22.9 | 0 | 62 | 20 | 72
6690 | 0 | 222 | 22.2 | 0 | 72 | 30 | 74
6691 | 0 | 218 | 21.8 | 0 | 69 | 30 | 73
6692 | 0 | 214 | 21.4 | 0 | 65 | 30 | 72
6693 | 0 | 210 | 21 | 0 | 62 | 40 | 71
6694 | 0 | 207 | 20.7 | 0 | 52 | 40 | 71
6695 | 0 | 203 | 20.3 | 0 | 41 | 40 | 72
6696 | 0 | 200 | 20 | 0 | 31 | 60 | 72
6697 | 0 | 201 | 20.1 | 0 | 40 | 60 | 73
6698 | 0 | 201 | 20.1 | 0 | 48 | 60 | 73
6699 | 0 | 202 | 20.2 | 0 | 57 | 330 | 74
6700 | 0 | 200 | 20 | 0 | 55 | 330 | 73
6701 | 0 | 199 | 19.9 | 0 | 53 | 330 | 71
6702 | 14 | 197 | 19.7 | 0 | 51 | 300 | 70
6703 | 81 | 205 | 20.5 | 109 | 34 | 300 | 64
6704 | 199 | 214 | 21.4 | 47 | 17 | 300 | 60
6705 | 259 | 222 | 22.2 | 68 | 0 | 0 | 55
6706 | 318 | 220 | 22 | 24 | 26 | 0 | 58
6707 | 295 | 219 | 21.9 | 44 | 51 | 0 | 61
6708 | 266 | 217 | 21.7 | 25 | 77 | 60 | 64
6709 | 327 | 214 | 21.4 | 133 | 75 | 60 | 64
6710 | 240 | 212 | 21.2 | 324 | 74 | 60 | 63
6711 | 132 | 209 | 20.9 | 436 | 72 | 60 | 63
6712 | 86 | 203 | 20.3 | 188 | 65 | 60 | 64
6713 | 13 | 197 | 19.7 | 0 | 58 | 60 | 66
6714 | 0 | 191 | 19.1 | 0 | 51 | 60 | 67
6715 | 0 | 189 | 18.9 | 0 | 51 | 60 | 68
6716 | 0 | 187 | 18.7 | 0 | 51 | 60 | 68
6717 | 0 | 184 | 18.4 | 0 | 50 | 60 | 69
6718 | 0 | 182 | 18.2 | 0 | 47 | 60 | 71
6719 | 0 | 180 | 18 | 0 | 43 | 60 | 73
6720 | 0 | 178 | 17.8 | 0 | 39 | 60 | 74
6721 | 0 | 178 | 17.8 | 0 | 46 | 60 | 77
6722 | 0 | 178 | 17.8 | 0 | 54 | 60 | 79
6723 | 0 | 178 | 17.8 | 0 | 61 | 60 | 81
6724 | 0 | 177 | 17.7 | 0 | 62 | 60 | 82
6725 | 0 | 176 | 17.6 | 0 | 63 | 60 | 83
6726 | 14 | 175 | 17.5 | 0 | 63 | 60 | 84
6727 | 96 | 182 | 18.2 | 54 | 56 | 60 | 81
6728 | 198 | 189 | 18.9 | 49 | 48 | 60 | 79
6729 | 271 | 196 | 19.6 | 42 | 41 | 40 | 76
6730 | 324 | 199 | 19.9 | 224 | 46 | 40 | 73
6731 | 298 | 203 | 20.3 | 431 | 52 | 40 | 71
6732 | 210 | 206 | 20.6 | 634 | 57 | 70 | 68
6733 | 200 | 206 | 20.6 | 585 | 40 | 70 | 69
6734 | 187 | 206 | 20.6 | 482 | 22 | 70 | 71
6735 | 146 | 206 | 20.6 | 347 | 5 | 60 | 72
6736 | 86 | 206 | 20.6 | 141 | 17 | 60 | 73
6737 | 11 | 205 | 20.5 | 0 | 29 | 60 | 74
6738 | 0 | 205 | 20.5 | 0 | 41 | 60 | 75
6739 | 0 | 204 | 20.4 | 0 | 42 | 60 | 75
6740 | 0 | 204 | 20.4 | 0 | 43 | 60 | 75
6741 | 0 | 203 | 20.3 | 0 | 44 | 60 | 75
6742 | 0 | 203 | 20.3 | 0 | 44 | 60 | 76
6743 | 0 | 202 | 20.2 | 0 | 45 | 60 | 76
6744 | 0 | 202 | 20.2 | 0 | 46 | 80 | 76
6745 | 0 | 201 | 20.1 | 0 | 50 | 80 | 77
6746 | 0 | 201 | 20.1 | 0 | 53 | 80 | 77
6747 | 0 | 200 | 20 | 0 | 57 | 90 | 78
6748 | 0 | 199 | 19.9 | 0 | 59 | 90 | 79
6749 | 0 | 199 | 19.9 | 0 | 60 | 90 | 79
6750 | 19 | 198 | 19.8 | 0 | 62 | 80 | 80
6751 | 98 | 204 | 20.4 | 237 | 62 | 80 | 77
6752 | 147 | 209 | 20.9 | 464 | 62 | 80 | 75
6753 | 149 | 215 | 21.5 | 638 | 62 | 80 | 73
6754 | 153 | 218 | 21.8 | 716 | 67 | 80 | 69
6755 | 158 | 222 | 22.2 | 744 | 72 | 80 | 66
6756 | 156 | 225 | 22.5 | 744 | 77 | 60 | 63
6757 | 157 | 223 | 22.3 | 691 | 80 | 60 | 62
6758 | 145 | 222 | 22.2 | 604 | 84 | 60 | 62
6759 | 129 | 220 | 22 | 433 | 87 | 70 | 61
6760 | 82 | 215 | 21.5 | 206 | 80 | 70 | 63
6761 | 12 | 211 | 21.1 | 0 | 74 | 70 | 64
6762 | 0 | 206 | 20.6 | 0 | 67 | 70 | 66
6763 | 0 | 203 | 20.3 | 0 | 60 | 70 | 67
6764 | 0 | 200 | 20 | 0 | 53 | 70 | 68
6765 | 0 | 197 | 19.7 | 0 | 46 | 60 | 69
6766 | 0 | 200 | 20 | 0 | 51 | 70 | 68
6767 | 0 | 190 | 19 | 0 | 31 | 80 | 73
6768 | 0 | 194 | 19.4 | 0 | 15 | 110 | 71
6769 | 0 | 184 | 18.4 | 0 | 15 | 110 | 74
6770 | 0 | 175 | 17.5 | 0 | 15 | 110 | 78
6771 | 0 | 165 | 16.5 | 0 | 15 | 150 | 81
6772 | 0 | 168 | 16.8 | 0 | 15 | 150 | 82
6773 | 0 | 171 | 17.1 | 0 | 15 | 150 | 83
6774 | 19 | 174 | 17.4 | 0 | 15 | 140 | 84
6775 | 96 | 188 | 18.8 | 249 | 13 | 140 | 79
6776 | 142 | 202 | 20.2 | 478 | 12 | 140 | 75
6777 | 128 | 216 | 21.6 | 673 | 10 | 350 | 71
6778 | 152 | 221 | 22.1 | 715 | 22 | 350 | 71
6779 | 130 | 225 | 22.5 | 779 | 34 | 350 | 70
6780 | 130 | 230 | 23 | 776 | 46 | 40 | 70
6781 | 125 | 230 | 23 | 734 | 55 | 40 | 71
6782 | 110 | 231 | 23.1 | 660 | 63 | 40 | 72
6783 | 116 | 231 | 23.1 | 455 | 72 | 60 | 73
6784 | 78 | 226 | 22.6 | 170 | 63 | 60 | 75
6785 | 10 | 222 | 22.2 | 0 | 55 | 60 | 77
6786 | 0 | 217 | 21.7 | 0 | 46 | 70 | 79
6787 | 0 | 210 | 21 | 0 | 36 | 70 | 80
6788 | 0 | 204 | 20.4 | 0 | 25 | 70 | 82
6789 | 0 | 197 | 19.7 | 0 | 15 | 130 | 83
6790 | 0 | 198 | 19.8 | 0 | 17 | 130 | 83
6791 | 0 | 198 | 19.8 | 0 | 19 | 130 | 83
6792 | 0 | 199 | 19.9 | 0 | 21 | 90 | 83
6793 | 0 | 193 | 19.3 | 0 | 19 | 90 | 85
6794 | 0 | 186 | 18.6 | 0 | 17 | 90 | 87
6795 | 0 | 180 | 18 | 0 | 15 | 190 | 89
6796 | 0 | 178 | 17.8 | 0 | 17 | 190 | 90
6797 | 0 | 175 | 17.5 | 0 | 19 | 190 | 91
6798 | 18 | 173 | 17.3 | 0 | 21 | 190 | 93
6799 | 110 | 191 | 19.1 | 185 | 21 | 190 | 90
6800 | 120 | 210 | 21 | 529 | 21 | 190 | 86
6801 | 113 | 228 | 22.8 | 692 | 21 | 10 | 83
6802 | 162 | 229 | 22.9 | 664 | 24 | 10 | 81
6803 | 202 | 230 | 23 | 598 | 28 | 10 | 80
6804 | 271 | 232 | 23.2 | 436 | 31 | 10 | 79
6805 | 276 | 233 | 23.3 | 300 | 34 | 10 | 78
6806 | 243 | 234 | 23.4 | 151 | 38 | 10 | 76
6807 | 150 | 235 | 23.5 | 58 | 41 | 50 | 75
6808 | 79 | 230 | 23 | 9 | 39 | 50 | 77
6809 | 8 | 225 | 22.5 | 0 | 38 | 50 | 80
6810 | 0 | 220 | 22 | 0 | 36 | 70 | 83
6811 | 0 | 216 | 21.6 | 0 | 27 | 70 | 84
6812 | 0 | 213 | 21.3 | 0 | 19 | 70 | 85
6813 | 0 | 209 | 20.9 | 0 | 10 | 160 | 86
6814 | 0 | 208 | 20.8 | 0 | 14 | 160 | 86
6815 | 0 | 207 | 20.7 | 0 | 17 | 160 | 86
6816 | 0 | 206 | 20.6 | 0 | 21 | 190 | 86
6817 | 0 | 201 | 20.1 | 0 | 16 | 190 | 86
6818 | 0 | 196 | 19.6 | 0 | 10 | 190 | 86
6819 | 0 | 191 | 19.1 | 0 | 5 | 90 | 86
6820 | 0 | 192 | 19.2 | 0 | 7 | 90 | 89
6821 | 0 | 193 | 19.3 | 0 | 8 | 90 | 92
6822 | 18 | 194 | 19.4 | 0 | 10 | 200 | 95
6823 | 109 | 208 | 20.8 | 185 | 19 | 200 | 88
6824 | 116 | 223 | 22.3 | 545 | 27 | 200 | 82
6825 | 130 | 237 | 23.7 | 683 | 36 | 60 | 76
6826 | 92 | 239 | 23.9 | 823 | 48 | 60 | 75
6827 | 102 | 242 | 24.2 | 837 | 60 | 60 | 73
6828 | 101 | 244 | 24.4 | 835 | 72 | 40 | 72
6829 | 94 | 241 | 24.1 | 810 | 72 | 40 | 70
6830 | 90 | 239 | 23.9 | 734 | 72 | 40 | 69
6831 | 91 | 236 | 23.6 | 559 | 72 | 40 | 67
6832 | 69 | 229 | 22.9 | 236 | 69 | 40 | 71
6833 | 9 | 222 | 22.2 | 0 | 65 | 40 | 75
6834 | 0 | 215 | 21.5 | 0 | 62 | 50 | 79
6835 | 0 | 213 | 21.3 | 0 | 57 | 50 | 79
6836 | 0 | 211 | 21.1 | 0 | 51 | 50 | 79
6837 | 0 | 209 | 20.9 | 0 | 46 | 70 | 79
6838 | 0 | 209 | 20.9 | 0 | 41 | 70 | 77
6839 | 0 | 210 | 21 | 0 | 36 | 70 | 74
6840 | 0 | 210 | 21 | 0 | 31 | 90 | 72
6841 | 0 | 210 | 21 | 0 | 31 | 90 | 72
6842 | 0 | 210 | 21 | 0 | 31 | 90 | 72
6843 | 0 | 210 | 21 | 0 | 31 | 90 | 72
6844 | 0 | 206 | 20.6 | 0 | 31 | 90 | 75
6845 | 0 | 203 | 20.3 | 0 | 31 | 90 | 78
6846 | 16 | 199 | 19.9 | 0 | 31 | 80 | 82
6847 | 93 | 208 | 20.8 | 213 | 36 | 80 | 77
6848 | 143 | 218 | 21.8 | 448 | 41 | 80 | 73
6849 | 143 | 227 | 22.7 | 638 | 46 | 90 | 69
6850 | 147 | 230 | 23 | 717 | 50 | 90 | 67
6851 | 152 | 234 | 23.4 | 743 | 53 | 90 | 66
6852 | 151 | 237 | 23.7 | 742 | 57 | 30 | 64
6853 | 137 | 236 | 23.6 | 719 | 60 | 30 | 64
6854 | 121 | 234 | 23.4 | 653 | 64 | 30 | 64
6855 | 112 | 233 | 23.3 | 479 | 67 | 30 | 64
6856 | 73 | 225 | 22.5 | 197 | 55 | 30 | 64
6857 | 8 | 216 | 21.6 | 0 | 43 | 30 | 64
6858 | 0 | 208 | 20.8 | 0 | 31 | 60 | 64
6859 | 0 | 209 | 20.9 | 0 | 41 | 60 | 66
6860 | 0 | 210 | 21 | 0 | 51 | 80 | 69
6861 | 0 | 210 | 21 | 0 | 51 | 80 | 71
6862 | 0 | 210 | 21 | 0 | 37 | 80 | 71
6863 | 0 | 211 | 21.1 | 0 | 24 | 80 | 70
6864 | 0 | 211 | 21.1 | 0 | 10 | 170 | 70
6865 | 0 | 202 | 20.2 | 0 | 8 | 170 | 73
6866 | 0 | 193 | 19.3 | 0 | 7 | 170 | 75
6867 | 0 | 184 | 18.4 | 0 | 5 | 210 | 78
6868 | 0 | 180 | 18 | 0 | 5 | 210 | 80
6869 | 0 | 176 | 17.6 | 0 | 5 | 210 | 83
6870 | 16 | 172 | 17.2 | 0 | 5 | 140 | 85
6871 | 90 | 190 | 19 | 249 | 12 | 140 | 78
6872 | 138 | 208 | 20.8 | 467 | 19 | 140 | 72
6873 | 162 | 226 | 22.6 | 567 | 26 | 260 | 66
6874 | 153 | 231 | 23.1 | 707 | 41 | 260 | 65
6875 | 135 | 236 | 23.6 | 786 | 57 | 260 | 63
6876 | 123 | 241 | 24.1 | 805 | 72 | 50 | 62
6877 | 116 | 238 | 23.8 | 773 | 77 | 50 | 62
6878 | 110 | 236 | 23.6 | 686 | 82 | 50 | 62
6879 | 110 | 233 | 23.3 | 479 | 87 | 60 | 63
6880 | 71 | 227 | 22.7 | 193 | 79 | 60 | 63
6881 | 8 | 221 | 22.1 | 0 | 70 | 60 | 62
6882 | 0 | 215 | 21.5 | 0 | 62 | 80 | 62
6883 | 0 | 214 | 21.4 | 0 | 53 | 80 | 62
6884 | 0 | 213 | 21.3 | 0 | 45 | 80 | 63
6885 | 0 | 212 | 21.2 | 0 | 36 | 10 | 63
6886 | 0 | 210 | 21 | 0 | 27 | 10 | 62
6887 | 0 | 207 | 20.7 | 0 | 19 | 10 | 62
6888 | 0 | 205 | 20.5 | 0 | 10 | 150 | 61
6889 | 0 | 192 | 19.2 | 0 | 12 | 150 | 66
6890 | 0 | 179 | 17.9 | 0 | 13 | 150 | 72
6891 | 0 | 166 | 16.6 | 0 | 15 | 170 | 78
6892 | 0 | 167 | 16.7 | 0 | 17 | 170 | 76
6893 | 0 | 168 | 16.8 | 0 | 19 | 170 | 75
6894 | 15 | 169 | 16.9 | 0 | 21 | 150 | 73
6895 | 89 | 180 | 18 | 235 | 22 | 150 | 71
6896 | 136 | 191 | 19.1 | 473 | 23 | 150 | 70
6897 | 137 | 201 | 20.1 | 649 | 23 | 150 | 68
6898 | 140 | 212 | 21.2 | 727 | 24 | 150 | 66
6899 | 146 | 223 | 22.3 | 751 | 25 | 150 | 65
6900 | 145 | 234 | 23.4 | 747 | 26 | 350 | 63
6901 | 132 | 231 | 23.1 | 724 | 29 | 350 | 63
6902 | 117 | 228 | 22.8 | 656 | 33 | 350 | 62
6903 | 108 | 225 | 22.5 | 481 | 36 | 10 | 62
6904 | 69 | 218 | 21.8 | 182 | 31 | 10 | 64
6905 | 7 | 212 | 21.2 | 0 | 26 | 10 | 67
6906 | 0 | 205 | 20.5 | 0 | 21 | 360 | 70
6907 | 0 | 197 | 19.7 | 0 | 17 | 360 | 72
6908 | 0 | 190 | 19 | 0 | 14 | 360 | 73
6909 | 0 | 182 | 18.2 | 0 | 10 | 160 | 75
6910 | 0 | 179 | 17.9 | 0 | 15 | 160 | 77
6911 | 0 | 175 | 17.5 | 0 | 21 | 160 | 79
6912 | 0 | 172 | 17.2 | 0 | 26 | 180 | 81
6913 | 0 | 171 | 17.1 | 0 | 28 | 180 | 82
6914 | 0 | 170 | 17 | 0 | 29 | 180 | 84
6915 | 0 | 169 | 16.9 | 0 | 31 | 180 | 85
6916 | 0 | 171 | 17.1 | 0 | 31 | 180 | 84
6917 | 0 | 172 | 17.2 | 0 | 31 | 180 | 83
6918 | 14 | 174 | 17.4 | 0 | 31 | 180 | 82
6919 | 88 | 189 | 18.9 | 208 | 28 | 180 | 79
6920 | 140 | 203 | 20.3 | 439 | 25 | 180 | 75
6921 | 145 | 218 | 21.8 | 619 | 22 | 180 | 72
6922 | 114 | 223 | 22.3 | 754 | 22 | 180 | 71
6923 | 127 | 227 | 22.7 | 768 | 22 | 180 | 70
6924 | 124 | 232 | 23.2 | 769 | 22 | 180 | 69
6925 | 112 | 230 | 23 | 750 | 24 | 180 | 70
6926 | 103 | 227 | 22.7 | 676 | 25 | 180 | 70
6927 | 107 | 225 | 22.5 | 473 | 26 | 10 | 70
6928 | 68 | 218 | 21.8 | 175 | 24 | 10 | 72
6929 | 6 | 211 | 21.1 | 0 | 22 | 10 | 73
6930 | 0 | 204 | 20.4 | 0 | 21 | 10 | 75
6931 | 0 | 197 | 19.7 | 0 | 19 | 10 | 77
6932 | 0 | 190 | 19 | 0 | 17 | 10 | 78
6933 | 0 | 183 | 18.3 | 0 | 15 | 160 | 80
6934 | 0 | 176 | 17.6 | 0 | 18 | 160 | 83
6935 | 0 | 170 | 17 | 0 | 21 | 160 | 85
6936 | 0 | 163 | 16.3 | 0 | 24 | 160 | 87
6937 | 0 | 160 | 16 | 0 | 22 | 160 | 90
6938 | 0 | 156 | 15.6 | 0 | 20 | 160 | 92
6939 | 0 | 152 | 15.2 | 0 | 17 | 160 | 95
6940 | 0 | 155 | 15.5 | 0 | 13 | 160 | 92
6941 | 0 | 159 | 15.9 | 0 | 9 | 160 | 90
6942 | 14 | 162 | 16.2 | 0 | 5 | 160 | 88
6943 | 85 | 183 | 18.3 | 246 | 10 | 160 | 82
6944 | 127 | 204 | 20.4 | 501 | 16 | 160 | 76
6945 | 121 | 225 | 22.5 | 691 | 21 | 10 | 71
6946 | 82 | 226 | 22.6 | 834 | 32 | 10 | 70
6947 | 93 | 227 | 22.7 | 844 | 43 | 10 | 70
6948 | 96 | 228 | 22.8 | 834 | 54 | 10 | 69
6949 | 94 | 229 | 22.9 | 793 | 65 | 10 | 69
6950 | 96 | 230 | 23 | 696 | 76 | 10 | 68
6951 | 93 | 231 | 23.1 | 505 | 87 | 70 | 68
6952 | 66 | 226 | 22.6 | 161 | 66 | 70 | 68
6953 | 5 | 222 | 22.2 | 0 | 46 | 80 | 68
6954 | 0 | 217 | 21.7 | 0 | 36 | 80 | 69
6955 | 0 | 211 | 21.1 | 0 | 24 | 80 | 70
6956 | 0 | 205 | 20.5 | 0 | 12 | 80 | 72
6957 | 0 | 199 | 19.9 | 0 | 0 | 0 | 73
6958 | 0 | 193 | 19.3 | 0 | 7 | 0 | 75
6959 | 0 | 188 | 18.8 | 0 | 14 | 0 | 77
6960 | 0 | 182 | 18.2 | 0 | 21 | 180 | 79
6961 | 0 | 179 | 17.9 | 0 | 21 | 180 | 82
6962 | 0 | 177 | 17.7 | 0 | 21 | 180 | 84
6963 | 0 | 174 | 17.4 | 0 | 21 | 170 | 87
6964 | 0 | 183 | 18.3 | 0 | 19 | 170 | 83
6965 | 0 | 192 | 19.2 | 0 | 17 | 170 | 80
6966 | 14 | 201 | 20.1 | 0 | 15 | 130 | 77
6967 | 84 | 211 | 21.1 | 242 | 17 | 130 | 74
6968 | 126 | 220 | 22 | 499 | 19 | 130 | 71
6969 | 122 | 229 | 22.9 | 688 | 21 | 280 | 68
6970 | 120 | 230 | 23 | 764 | 25 | 280 | 67
6971 | 170 | 230 | 23 | 685 | 29 | 280 | 66
6972 | 247 | 231 | 23.1 | 491 | 33 | 280 | 65
6973 | 278 | 232 | 23.2 | 272 | 38 | 280 | 64
6974 | 224 | 232 | 23.2 | 97 | 42 | 280 | 64
6975 | 111 | 233 | 23.3 | 0 | 46 | 130 | 63
6976 | 38 | 230 | 23 | 0 | 46 | 130 | 65
6977 | 2 | 226 | 22.6 | 0 | 46 | 130 | 67
6978 | 0 | 223 | 22.3 | 0 | 46 | 130 | 70
6979 | 0 | 219 | 21.9 | 0 | 32 | 130 | 69
6980 | 0 | 214 | 21.4 | 0 | 19 | 130 | 68
6981 | 0 | 210 | 21 | 0 | 5 | 110 | 67
6982 | 0 | 210 | 21 | 0 | 7 | 110 | 67
6983 | 0 | 211 | 21.1 | 0 | 8 | 110 | 66
6984 | 0 | 211 | 21.1 | 0 | 10 | 10 | 66
6985 | 0 | 191 | 19.1 | 0 | 15 | 220 | 76
6986 | 0 | 191 | 19.1 | 0 | 15 | 220 | 76
6987 | 0 | 191 | 19.1 | 0 | 15 | 220 | 76
6988 | 0 | 193 | 19.3 | 0 | 12 | 220 | 76
6989 | 0 | 195 | 19.5 | 0 | 8 | 220 | 76
6990 | 5 | 197 | 19.7 | 0 | 5 | 140 | 76
6991 | 61 | 206 | 20.6 | 0 | 10 | 140 | 72
6992 | 154 | 215 | 21.5 | 21 | 16 | 140 | 69
6993 | 235 | 224 | 22.4 | 66 | 21 | 290 | 66
6994 | 289 | 225 | 22.5 | 75 | 23 | 290 | 67
6995 | 316 | 226 | 22.6 | 76 | 26 | 290 | 68
6996 | 330 | 227 | 22.7 | 49 | 28 | 290 | 70
6997 | 293 | 228 | 22.8 | 47 | 31 | 290 | 71
6998 | 226 | 229 | 22.9 | 44 | 33 | 290 | 72
6999 | 145 | 230 | 23 | 18 | 36 | 30 | 73
7000 | 55 | 225 | 22.5 | 0 | 33 | 30 | 76
7001 | 3 | 220 | 22 | 0 | 31 | 70 | 78
7002 | 0 | 218 | 21.8 | 0 | 5 | 160 | 74
7003 | 0 | 210 | 21 | 0 | 8 | 160 | 74
7004 | 0 | 202 | 20.2 | 0 | 12 | 160 | 75
7005 | 0 | 194 | 19.4 | 0 | 15 | 130 | 75
7006 | 0 | 197 | 19.7 | 0 | 12 | 130 | 75
7007 | 0 | 199 | 19.9 | 0 | 8 | 130 | 76
7008 | 0 | 202 | 20.2 | 0 | 5 | 80 | 76
7009 | 0 | 203 | 20.3 | 0 | 8 | 80 | 76
7010 | 0 | 205 | 20.5 | 0 | 12 | 80 | 77
7011 | 0 | 206 | 20.6 | 0 | 15 | 190 | 77
7012 | 0 | 201 | 20.1 | 0 | 19 | 190 | 77
7013 | 0 | 195 | 19.5 | 0 | 22 | 190 | 76
7014 | 9 | 190 | 19 | 0 | 26 | 210 | 76
7015 | 79 | 204 | 20.4 | 121 | 18 | 210 | 72
7016 | 155 | 219 | 21.9 | 283 | 10 | 70 | 68
7017 | 183 | 233 | 23.3 | 454 | 31 | 20 | 64
7018 | 200 | 234 | 23.4 | 563 | 34 | 20 | 63
7019 | 166 | 236 | 23.6 | 686 | 38 | 20 | 63
7020 | 143 | 237 | 23.7 | 739 | 41 | 30 | 62
7021 | 148 | 235 | 23.5 | 660 | 51 | 30 | 65
7022 | 136 | 232 | 23.2 | 547 | 62 | 30 | 68
7023 | 124 | 230 | 23 | 321 | 72 | 60 | 71
7024 | 61 | 225 | 22.5 | 82 | 50 | 60 | 72
7025 | 3 | 220 | 22 | 0 | 27 | 60 | 73
7026 | 0 | 215 | 21.5 | 0 | 5 | 160 | 74
7027 | 0 | 212 | 21.2 | 0 | 7 | 160 | 74
7028 | 0 | 210 | 21 | 0 | 8 | 160 | 74
7029 | 0 | 207 | 20.7 | 0 | 10 | 100 | 74
7030 | 0 | 204 | 20.4 | 0 | 14 | 100 | 74
7031 | 0 | 201 | 20.1 | 0 | 17 | 100 | 73
7032 | 0 | 198 | 19.8 | 0 | 21 | 170 | 73
7033 | 0 | 195 | 19.5 | 0 | 24 | 170 | 81
7034 | 0 | 193 | 19.3 | 0 | 28 | 170 | 89
7035 | 0 | 190 | 19 | 0 | 31 | 170 | 98
7036 | 0 | 188 | 18.8 | 0 | 26 | 170 | 98
7037 | 0 | 185 | 18.5 | 0 | 20 | 170 | 98
7038 | 5 | 183 | 18.3 | 0 | 15 | 190 | 99
7039 | 57 | 192 | 19.2 | 0 | 21 | 190 | 95
7040 | 142 | 200 | 20 | 25 | 27 | 190 | 91
7041 | 217 | 208 | 20.8 | 65 | 48 | 190 | 87
7042 | 291 | 208 | 20.8 | 84 | 53 | 190 | 86
7043 | 328 | 208 | 20.8 | 119 | 58 | 190 | 85
7044 | 349 | 207 | 20.7 | 124 | 63 | 190 | 84
7045 | 285 | 205 | 20.5 | 103 | 62 | 190 | 86
7046 | 202 | 202 | 20.2 | 71 | 62 | 190 | 87
7047 | 120 | 200 | 20 | 10 | 62 | 190 | 89
7048 | 38 | 192 | 19.2 | 0 | 58 | 190 | 92
7049 | 1 | 183 | 18.3 | 0 | 55 | 190 | 95
7050 | 0 | 175 | 17.5 | 0 | 51 | 310 | 99
7051 | 0 | 176 | 17.6 | 0 | 46 | 310 | 99
7052 | 0 | 176 | 17.6 | 0 | 41 | 310 | 99
7053 | 0 | 177 | 17.7 | 0 | 36 | 190 | 99
7054 | 0 | 178 | 17.8 | 0 | 62 | 190 | 99
7055 | 0 | 180 | 18 | 0 | 87 | 190 | 99
7056 | 0 | 181 | 18.1 | 0 | 113 | 250 | 99
7057 | 0 | 185 | 18.5 | 0 | 86 | 250 | 93
7058 | 0 | 190 | 19 | 0 | 58 | 250 | 87
7059 | 0 | 194 | 19.4 | 0 | 31 | 160 | 81
7060 | 0 | 195 | 19.5 | 0 | 38 | 160 | 79
7061 | 0 | 196 | 19.6 | 0 | 44 | 160 | 78
7062 | 6 | 197 | 19.7 | 0 | 51 | 70 | 76
7063 | 70 | 204 | 20.4 | 0 | 65 | 70 | 75
7064 | 161 | 211 | 21.1 | 26 | 79 | 70 | 75
7065 | 230 | 218 | 21.8 | 62 | 93 | 50 | 74
7066 | 298 | 220 | 22 | 47 | 93 | 50 | 74
7067 | 326 | 223 | 22.3 | 49 | 93 | 50 | 74
7068 | 321 | 225 | 22.5 | 48 | 93 | 60 | 74
7069 | 256 | 227 | 22.7 | 48 | 76 | 60 | 74
7070 | 182 | 228 | 22.8 | 27 | 58 | 60 | 75
7071 | 103 | 230 | 23 | 0 | 41 | 40 | 75
7072 | 32 | 223 | 22.3 | 0 | 50 | 40 | 80
7073 | 1 | 215 | 21.5 | 0 | 58 | 40 | 85
7074 | 0 | 208 | 20.8 | 0 | 67 | 20 | 91
7075 | 0 | 208 | 20.8 | 0 | 62 | 20 | 89
7076 | 0 | 209 | 20.9 | 0 | 56 | 20 | 87
7077 | 0 | 209 | 20.9 | 0 | 51 | 50 | 85
7078 | 0 | 209 | 20.9 | 0 | 56 | 50 | 86
7079 | 0 | 209 | 20.9 | 0 | 62 | 50 | 87
7080 | 0 | 209 | 20.9 | 0 | 67 | 40 | 88
7081 | 0 | 207 | 20.7 | 0 | 55 | 40 | 88
7082 | 0 | 206 | 20.6 | 0 | 43 | 40 | 88
7083 | 0 | 204 | 20.4 | 0 | 31 | 80 | 88
7084 | 0 | 203 | 20.3 | 0 | 29 | 80 | 86
7085 | 0 | 202 | 20.2 | 0 | 28 | 80 | 83
7086 | 10 | 201 | 20.1 | 0 | 26 | 90 | 81
7087 | 88 | 211 | 21.1 | 131 | 21 | 90 | 78
7088 | 120 | 221 | 22.1 | 438 | 15 | 90 | 76
7089 | 111 | 231 | 23.1 | 634 | 10 | 270 | 73
7090 | 175 | 231 | 23.1 | 573 | 22 | 270 | 72
7091 | 227 | 231 | 23.1 | 486 | 34 | 270 | 71
7092 | 262 | 231 | 23.1 | 369 | 46 | 330 | 70
7093 | 239 | 230 | 23 | 315 | 39 | 330 | 72
7094 | 217 | 228 | 22.8 | 191 | 33 | 330 | 74
7095 | 139 | 227 | 22.7 | 107 | 26 | 320 | 77
7096 | 52 | 221 | 22.1 | 10 | 28 | 320 | 79
7097 | 2 | 216 | 21.6 | 0 | 29 | 320 | 81
7098 | 0 | 210 | 21 | 0 | 31 | 290 | 83
7099 | 0 | 208 | 20.8 | 0 | 29 | 290 | 85
7100 | 0 | 206 | 20.6 | 0 | 28 | 290 | 86
7101 | 0 | 204 | 20.4 | 0 | 26 | 200 | 88
7102 | 0 | 206 | 20.6 | 0 | 41 | 200 | 85
7103 | 0 | 208 | 20.8 | 0 | 57 | 200 | 82
7104 | 0 | 210 | 21 | 0 | 72 | 190 | 79
7105 | 0 | 210 | 21 | 0 | 70 | 190 | 80
7106 | 0 | 211 | 21.1 | 0 | 69 | 190 | 80
7107 | 0 | 211 | 21.1 | 0 | 67 | 190 | 81
7108 | 0 | 210 | 21 | 0 | 70 | 190 | 82
7109 | 0 | 208 | 20.8 | 0 | 74 | 190 | 83
7110 | 6 | 207 | 20.7 | 0 | 77 | 260 | 84
7111 | 68 | 210 | 21 | 5 | 80 | 260 | 81
7112 | 154 | 214 | 21.4 | 70 | 84 | 260 | 79
7113 | 232 | 217 | 21.7 | 112 | 87 | 260 | 76
7114 | 310 | 220 | 22 | 105 | 91 | 260 | 74
7115 | 344 | 224 | 22.4 | 122 | 95 | 260 | 71
7116 | 316 | 227 | 22.7 | 179 | 98 | 290 | 69
7117 | 259 | 226 | 22.6 | 279 | 93 | 290 | 66
7118 | 179 | 225 | 22.5 | 357 | 87 | 290 | 64
7119 | 129 | 224 | 22.4 | 277 | 82 | 280 | 61
7120 | 52 | 221 | 22.1 | 86 | 82 | 280 | 62
7121 | 2 | 218 | 21.8 | 0 | 82 | 280 | 62
7122 | 0 | 215 | 21.5 | 0 | 82 | 280 | 62
7123 | 0 | 212 | 21.2 | 0 | 82 | 280 | 63
7124 | 0 | 209 | 20.9 | 0 | 82 | 280 | 63
7125 | 0 | 206 | 20.6 | 0 | 82 | 280 | 64
7126 | 0 | 206 | 20.6 | 0 | 87 | 280 | 64
7127 | 0 | 205 | 20.5 | 0 | 93 | 280 | 63
7128 | 0 | 205 | 20.5 | 0 | 98 | 270 | 63
7129 | 0 | 203 | 20.3 | 0 | 94 | 270 | 63
7130 | 0 | 202 | 20.2 | 0 | 91 | 270 | 64
7131 | 0 | 200 | 20 | 0 | 87 | 290 | 64
7132 | 0 | 197 | 19.7 | 0 | 77 | 290 | 64
7133 | 0 | 193 | 19.3 | 0 | 67 | 290 | 64
7134 | 4 | 190 | 19 | 0 | 57 | 290 | 63
7135 | 65 | 196 | 19.6 | 30 | 50 | 290 | 63
7136 | 156 | 202 | 20.2 | 195 | 43 | 290 | 63
7137 | 195 | 208 | 20.8 | 414 | 36 | 240 | 63
7138 | 229 | 207 | 20.7 | 449 | 43 | 240 | 68
7139 | 255 | 207 | 20.7 | 438 | 50 | 240 | 72
7140 | 259 | 206 | 20.6 | 411 | 57 | 260 | 77
7141 | 224 | 209 | 20.9 | 395 | 53 | 260 | 73
7142 | 181 | 212 | 21.2 | 335 | 50 | 260 | 69
7143 | 133 | 215 | 21.5 | 195 | 46 | 230 | 65
7144 | 50 | 210 | 21 | 58 | 44 | 230 | 68
7145 | 2 | 206 | 20.6 | 0 | 43 | 230 | 71
7146 | 0 | 201 | 20.1 | 0 | 41 | 210 | 75
7147 | 0 | 200 | 20 | 0 | 48 | 210 | 76
7148 | 0 | 200 | 20 | 0 | 55 | 210 | 76
7149 | 0 | 199 | 19.9 | 0 | 62 | 190 | 77
7150 | 0 | 197 | 19.7 | 0 | 62 | 190 | 78
7151 | 0 | 196 | 19.6 | 0 | 62 | 190 | 78
7152 | 0 | 194 | 19.4 | 0 | 62 | 190 | 79
7153 | 0 | 193 | 19.3 | 0 | 65 | 190 | 78
7154 | 0 | 192 | 19.2 | 0 | 69 | 190 | 77
7155 | 0 | 191 | 19.1 | 0 | 72 | 200 | 77
7156 | 0 | 189 | 18.9 | 0 | 63 | 200 | 78
7157 | 0 | 187 | 18.7 | 0 | 55 | 200 | 79
7158 | 9 | 185 | 18.5 | 0 | 46 | 200 | 80
7159 | 67 | 190 | 19 | 221 | 41 | 190 | 78
7160 | 125 | 202 | 20.2 | 423 | 46 | 190 | 72
7161 | 138 | 214 | 21.4 | 577 | 51 | 200 | 66
7162 | 184 | 221 | 22.1 | 573 | 46 | 200 | 66
7163 | 212 | 228 | 22.8 | 548 | 41 | 200 | 65
7164 | 217 | 235 | 23.5 | 512 | 36 | 250 | 65
7165 | 187 | 239 | 23.9 | 525 | 41 | 250 | 63
7166 | 150 | 243 | 24.3 | 492 | 46 | 250 | 61
7167 | 104 | 247 | 24.7 | 387 | 51 | 220 | 59
7168 | 49 | 237 | 23.7 | 106 | 48 | 220 | 63
7169 | 1 | 226 | 22.6 | 0 | 44 | 220 | 68
7170 | 0 | 216 | 21.6 | 0 | 41 | 190 | 74
7171 | 0 | 217 | 21.7 | 0 | 43 | 190 | 75
7172 | 0 | 218 | 21.8 | 0 | 44 | 190 | 76
7173 | 0 | 219 | 21.9 | 0 | 46 | 190 | 77
7174 | 0 | 218 | 21.8 | 0 | 50 | 190 | 77
7175 | 0 | 217 | 21.7 | 0 | 53 | 190 | 76
7176 | 0 | 216 | 21.6 | 0 | 57 | 190 | 76
7177 | 0 | 217 | 21.7 | 0 | 55 | 190 | 74
7178 | 0 | 219 | 21.9 | 0 | 53 | 190 | 72
7179 | 0 | 220 | 22 | 0 | 51 | 220 | 70
7180 | 0 | 220 | 22 | 0 | 53 | 220 | 69
7181 | 0 | 220 | 22 | 0 | 55 | 220 | 69
7182 | 7 | 220 | 22 | 0 | 57 | 230 | 69
7183 | 71 | 225 | 22.5 | 146 | 45 | 230 | 70
7184 | 122 | 230 | 23 | 381 | 33 | 230 | 72
7185 | 139 | 235 | 23.5 | 543 | 21 | 20 | 73
7186 | 144 | 237 | 23.7 | 632 | 28 | 20 | 73
7187 | 157 | 239 | 23.9 | 655 | 34 | 20 | 73
7188 | 149 | 241 | 24.1 | 671 | 41 | 40 | 73
7189 | 125 | 240 | 24 | 676 | 39 | 40 | 76
7190 | 112 | 238 | 23.8 | 605 | 38 | 40 | 79
7191 | 82 | 237 | 23.7 | 472 | 36 | 40 | 83
7192 | 48 | 232 | 23.2 | 103 | 27 | 40 | 82
7193 | 1 | 228 | 22.8 | 0 | 19 | 40 | 81
7194 | 0 | 223 | 22.3 | 0 | 10 | 180 | 80
7195 | 0 | 220 | 22 | 0 | 7 | 180 | 83
7196 | 0 | 217 | 21.7 | 0 | 3 | 180 | 86
7197 | 0 | 214 | 21.4 | 0 | 0 | 0 | 89
7198 | 0 | 200 | 20 | 0 | 0 | 0 | 88
7199 | 0 | 197 | 19.7 | 0 | 5 | 0 | 93
7200 | 0 | 195 | 19.5 | 0 | 10 | 80 | 97
7201 | 0 | 191 | 19.1 | 0 | 8 | 80 | 98
7202 | 0 | 187 | 18.7 | 0 | 7 | 80 | 98
7203 | 0 | 183 | 18.3 | 0 | 5 | 150 | 99
7204 | 0 | 190 | 19 | 0 | 15 | 40 | 94
7205 | 0 | 221 | 22.1 | 0 | 56 | 40 | 65
7206 | 8 | 252 | 25.2 | 0 | 98 | 180 | 43
7207 | 63 | 260 | 26 | 246 | 96 | 180 | 42
7208 | 111 | 269 | 26.9 | 496 | 95 | 180 | 40
7209 | 107 | 277 | 27.7 | 695 | 93 | 190 | 39
7210 | 103 | 280 | 28 | 786 | 89 | 190 | 42
7211 | 104 | 284 | 28.4 | 814 | 86 | 190 | 45
7212 | 105 | 287 | 28.7 | 806 | 82 | 180 | 47
7213 | 109 | 284 | 28.4 | 739 | 84 | 180 | 47
7214 | 140 | 280 | 28 | 507 | 85 | 180 | 46
7215 | 123 | 277 | 27.7 | 204 | 87 | 180 | 46
7216 | 44 | 274 | 27.4 | 23 | 94 | 180 | 44
7217 | 1 | 272 | 27.2 | 0 | 101 | 180 | 43
7218 | 0 | 269 | 26.9 | 0 | 108 | 190 | 41
7219 | 0 | 270 | 27 | 0 | 106 | 190 | 40
7220 | 0 | 272 | 27.2 | 0 | 105 | 190 | 38
7221 | 0 | 273 | 27.3 | 0 | 103 | 180 | 37
7222 | 0 | 261 | 26.1 | 0 | 98 | 180 | 38
7223 | 0 | 255 | 25.5 | 0 | 96 | 180 | 42
7224 | 0 | 249 | 24.9 | 0 | 94 | 180 | 46
7225 | 0 | 243 | 24.3 | 0 | 86 | 180 | 48
7226 | 0 | 237 | 23.7 | 0 | 77 | 180 | 51
7227 | 0 | 232 | 23.2 | 0 | 69 | 180 | 53
7228 | 0 | 235 | 23.5 | 0 | 73 | 180 | 56
7229 | 0 | 250 | 25 | 0 | 93 | 180 | 49
7230 | 4 | 265 | 26.5 | 0 | 112 | 180 | 43
7231 | 49 | 270 | 27 | 0 | 109 | 180 | 42
7232 | 122 | 274 | 27.4 | 2 | 106 | 180 | 42
7233 | 175 | 279 | 27.9 | 3 | 103 | 190 | 41
7234 | 229 | 276 | 27.6 | 40 | 103 | 190 | 45
7235 | 266 | 273 | 27.3 | 69 | 103 | 190 | 50
7236 | 288 | 270 | 27 | 73 | 103 | 220 | 54
7237 | 233 | 267 | 26.7 | 60 | 88 | 220 | 57
7238 | 169 | 263 | 26.3 | 25 | 72 | 220 | 59
7239 | 91 | 260 | 26 | 0 | 57 | 190 | 61
7240 | 24 | 256 | 25.6 | 0 | 53 | 190 | 65
7241 | 0 | 251 | 25.1 | 0 | 50 | 190 | 69
7242 | 0 | 247 | 24.7 | 0 | 46 | 220 | 73
7243 | 0 | 242 | 24.2 | 0 | 44 | 220 | 73
7244 | 0 | 238 | 23.8 | 0 | 43 | 220 | 74
7245 | 0 | 233 | 23.3 | 0 | 41 | 220 | 74
7246 | 0 | 226 | 22.6 | 0 | 39 | 220 | 77
7247 | 0 | 218 | 21.8 | 0 | 38 | 220 | 80
7248 | 0 | 211 | 21.1 | 0 | 36 | 310 | 84
7249 | 0 | 206 | 20.6 | 0 | 29 | 310 | 85
7250 | 0 | 201 | 20.1 | 0 | 22 | 310 | 87
7251 | 0 | 196 | 19.6 | 0 | 15 | 220 | 89
7252 | 0 | 198 | 19.8 | 0 | 20 | 220 | 92
7253 | 0 | 199 | 19.9 | 0 | 26 | 220 | 96
7254 | 5 | 201 | 20.1 | 0 | 31 | 30 | 99
7255 | 66 | 204 | 20.4 | 98 | 34 | 30 | 93
7256 | 120 | 208 | 20.8 | 360 | 38 | 30 | 87
7257 | 117 | 211 | 21.1 | 601 | 41 | 40 | 82
7258 | 116 | 214 | 21.4 | 705 | 44 | 40 | 80
7259 | 106 | 217 | 21.7 | 768 | 48 | 40 | 77
7260 | 100 | 220 | 22 | 784 | 51 | 40 | 75
7261 | 103 | 219 | 21.9 | 724 | 46 | 40 | 74
7262 | 95 | 219 | 21.9 | 625 | 41 | 40 | 74
7263 | 93 | 218 | 21.8 | 393 | 36 | 50 | 73
7264 | 43 | 210 | 21 | 76 | 39 | 50 | 76
7265 | 1 | 203 | 20.3 | 0 | 43 | 50 | 80
7266 | 0 | 195 | 19.5 | 0 | 46 | 50 | 84
7267 | 0 | 193 | 19.3 | 0 | 44 | 50 | 83
7268 | 0 | 192 | 19.2 | 0 | 43 | 50 | 83
7269 | 0 | 190 | 19 | 0 | 41 | 50 | 82
7270 | 0 | 190 | 19 | 0 | 38 | 50 | 80
7271 | 0 | 191 | 19.1 | 0 | 34 | 50 | 79
7272 | 0 | 191 | 19.1 | 0 | 31 | 30 | 78
7273 | 0 | 188 | 18.8 | 0 | 28 | 30 | 78
7274 | 0 | 184 | 18.4 | 0 | 24 | 30 | 79
7275 | 0 | 181 | 18.1 | 0 | 21 | 60 | 79
7276 | 0 | 182 | 18.2 | 0 | 19 | 60 | 80
7277 | 0 | 184 | 18.4 | 0 | 17 | 60 | 80
7278 | 3 | 185 | 18.5 | 0 | 15 | 110 | 81
7279 | 53 | 188 | 18.8 | 0 | 17 | 110 | 80
7280 | 134 | 192 | 19.2 | 11 | 19 | 110 | 79
7281 | 203 | 195 | 19.5 | 10 | 21 | 110 | 78
7282 | 243 | 199 | 19.9 | 9 | 22 | 110 | 78
7283 | 249 | 202 | 20.2 | 11 | 24 | 110 | 77
7284 | 230 | 206 | 20.6 | 8 | 26 | 60 | 76
7285 | 259 | 205 | 20.5 | 177 | 33 | 60 | 77
7286 | 170 | 204 | 20.4 | 387 | 39 | 60 | 77
7287 | 90 | 203 | 20.3 | 424 | 46 | 40 | 78
7288 | 41 | 199 | 19.9 | 92 | 43 | 40 | 79
7289 | 0 | 194 | 19.4 | 0 | 39 | 40 | 81
7290 | 0 | 186 | 18.6 | 0 | 36 | 60 | 83
7291 | 0 | 182 | 18.2 | 0 | 27 | 60 | 84
7292 | 0 | 177 | 17.7 | 0 | 19 | 60 | 86
7293 | 0 | 175 | 17.5 | 0 | 10 | 110 | 87
7294 | 0 | 177 | 17.7 | 0 | 12 | 110 | 86
7295 | 0 | 181 | 18.1 | 0 | 13 | 110 | 85
7296 | 0 | 186 | 18.6 | 0 | 0 | 0 | 83
7297 | 0 | 190 | 19 | 0 | 0 | 0 | 80
7298 | 0 | 192 | 19.2 | 0 | 0 | 0 | 79
7299 | 0 | 190 | 19 | 0 | 0 | 0 | 78
7300 | 0 | 187 | 18.7 | 0 | 0 | 0 | 78
7301 | 0 | 184 | 18.4 | 0 | 0 | 0 | 78
7302 | 3 | 180 | 18 | 0 | 0 | 0 | 76
7303 | 57 | 183 | 18.3 | 6 | 0 | 0 | 76
7304 | 140 | 187 | 18.7 | 138 | 0 | 0 | 75
7305 | 216 | 190 | 19 | 223 | 0 | 0 | 74
7306 | 307 | 192 | 19.2 | 157 | 8 | 0 | 72
7307 | 298 | 194 | 19.4 | 198 | 17 | 0 | 71
7308 | 294 | 196 | 19.6 | 160 | 26 | 0 | 69
7309 | 257 | 198 | 19.8 | 115 | 34 | 0 | 68
7310 | 189 | 200 | 20 | 67 | 43 | 0 | 66
7311 | 107 | 202 | 20.2 | 5 | 51 | 60 | 65
7312 | 27 | 201 | 20.1 | 0 | 48 | 60 | 65
7313 | 0 | 201 | 20.1 | 0 | 44 | 60 | 65
7314 | 0 | 200 | 20 | 0 | 41 | 70 | 65
7315 | 0 | 199 | 19.9 | 0 | 41 | 70 | 66
7316 | 0 | 199 | 19.9 | 0 | 41 | 70 | 66
7317 | 0 | 198 | 19.8 | 0 | 41 | 90 | 67
7318 | 0 | 199 | 19.9 | 0 | 27 | 90 | 67
7319 | 0 | 199 | 19.9 | 0 | 14 | 90 | 67
7320 | 0 | 200 | 20 | 0 | 0 | 0 | 67
7321 | 0 | 195 | 19.5 | 0 | 0 | 0 | 71
7322 | 0 | 191 | 19.1 | 0 | 0 | 0 | 76
7323 | 0 | 186 | 18.6 | 0 | 0 | 0 | 80
7324 | 0 | 186 | 18.6 | 0 | 0 | 0 | 80
7325 | 0 | 186 | 18.6 | 0 | 0 | 0 | 80
7326 | 2 | 186 | 18.6 | 0 | 0 | 0 | 80
7327 | 35 | 189 | 18.9 | 0 | 10 | 0 | 79
7328 | 121 | 193 | 19.3 | 4 | 21 | 0 | 77
7329 | 209 | 196 | 19.6 | 28 | 31 | 80 | 76
7330 | 266 | 198 | 19.8 | 37 | 21 | 80 | 75
7331 | 277 | 200 | 20 | 67 | 10 | 80 | 75
7332 | 272 | 202 | 20.2 | 67 | 0 | 0 | 74
7333 | 235 | 204 | 20.4 | 22 | 0 | 0 | 74
7334 | 159 | 206 | 20.6 | 6 | 0 | 0 | 74
7335 | 76 | 208 | 20.8 | 0 | 0 | 0 | 74
7336 | 15 | 205 | 20.5 | 0 | 0 | 0 | 78
7337 | 0 | 203 | 20.3 | 0 | 0 | 0 | 81
7338 | 0 | 200 | 20 | 0 | 0 | 0 | 85
7339 | 0 | 197 | 19.7 | 0 | 0 | 0 | 85
7340 | 0 | 195 | 19.5 | 0 | 0 | 0 | 85
7341 | 0 | 192 | 19.2 | 0 | 0 | 0 | 85
7342 | 0 | 189 | 18.9 | 0 | 0 | 0 | 85
7343 | 0 | 187 | 18.7 | 0 | 0 | 0 | 85
7344 | 0 | 184 | 18.4 | 0 | 0 | 0 | 85
7345 | 0 | 184 | 18.4 | 0 | 0 | 0 | 85
7346 | 0 | 184 | 18.4 | 0 | 0 | 0 | 85
7347 | 0 | 184 | 18.4 | 0 | 0 | 0 | 85
7348 | 0 | 183 | 18.3 | 0 | 0 | 0 | 85
7349 | 0 | 183 | 18.3 | 0 | 0 | 0 | 84
7350 | 2 | 182 | 18.2 | 0 | 0 | 0 | 84
7351 | 48 | 186 | 18.6 | 0 | 0 | 0 | 84
7352 | 134 | 190 | 19 | 25 | 0 | 0 | 85
7353 | 206 | 194 | 19.4 | 29 | 0 | 0 | 85
7354 | 247 | 198 | 19.8 | 19 | 0 | 0 | 83
7355 | 249 | 202 | 20.2 | 12 | 0 | 0 | 81
7356 | 211 | 206 | 20.6 | 17 | 0 | 0 | 78
7357 | 190 | 205 | 20.5 | 3 | 0 | 0 | 79
7358 | 140 | 203 | 20.3 | 0 | 0 | 0 | 79
7359 | 74 | 202 | 20.2 | 0 | 0 | 0 | 80
7360 | 15 | 201 | 20.1 | 0 | 0 | 0 | 80
7361 | 0 | 199 | 19.9 | 0 | 0 | 0 | 80
7362 | 0 | 198 | 19.8 | 0 | 0 | 0 | 81
7363 | 0 | 195 | 19.5 | 0 | 0 | 0 | 81
7364 | 0 | 193 | 19.3 | 0 | 0 | 0 | 81
7365 | 0 | 190 | 19 | 0 | 0 | 0 | 81
7366 | 0 | 190 | 19 | 0 | 0 | 0 | 82
7367 | 0 | 190 | 19 | 0 | 0 | 0 | 82
7368 | 0 | 190 | 19 | 0 | 0 | 0 | 82
7369 | 0 | 189 | 18.9 | 0 | 0 | 0 | 82
7370 | 0 | 189 | 18.9 | 0 | 0 | 0 | 82
7371 | 0 | 188 | 18.8 | 0 | 0 | 0 | 82
7372 | 0 | 187 | 18.7 | 0 | 0 | 0 | 82
7373 | 0 | 185 | 18.5 | 0 | 0 | 0 | 82
7374 | 1 | 184 | 18.4 | 0 | 0 | 0 | 82
7375 | 40 | 184 | 18.4 | 0 | 0 | 0 | 82
7376 | 127 | 184 | 18.4 | 102 | 0 | 0 | 82
7377 | 202 | 184 | 18.4 | 236 | 0 | 0 | 82
7378 | 215 | 189 | 18.9 | 390 | 0 | 0 | 81
7379 | 227 | 193 | 19.3 | 463 | 0 | 0 | 80
7380 | 180 | 198 | 19.8 | 569 | 0 | 0 | 79
7381 | 167 | 199 | 19.9 | 539 | 0 | 0 | 79
7382 | 136 | 199 | 19.9 | 469 | 0 | 0 | 79
7383 | 96 | 200 | 20 | 296 | 0 | 0 | 79
7384 | 33 | 199 | 19.9 | 0 | 0 | 0 | 79
7385 | 0 | 197 | 19.7 | 0 | 0 | 0 | 79
7386 | 0 | 196 | 19.6 | 0 | 0 | 0 | 79
7387 | 0 | 193 | 19.3 | 0 | 0 | 0 | 80
7388 | 0 | 191 | 19.1 | 0 | 0 | 0 | 80
7389 | 0 | 188 | 18.8 | 0 | 0 | 0 | 80
7390 | 0 | 187 | 18.7 | 0 | 0 | 0 | 81
7391 | 0 | 187 | 18.7 | 0 | 0 | 0 | 81
7392 | 0 | 186 | 18.6 | 0 | 0 | 0 | 81
7393 | 0 | 183 | 18.3 | 0 | 9 | 0 | 82
7394 | 0 | 181 | 18.1 | 0 | 17 | 0 | 82
7395 | 0 | 178 | 17.8 | 0 | 26 | 310 | 83
7396 | 0 | 178 | 17.8 | 0 | 13 | 310 | 83
7397 | 0 | 178 | 17.8 | 0 | 0 | 0 | 83
7398 | 2 | 176 | 17.6 | 0 | 0 | 0 | 83
7399 | 45 | 177 | 17.7 | 0 | 0 | 0 | 83
7400 | 130 | 177 | 17.7 | 24 | 0 | 0 | 83
7401 | 208 | 178 | 17.8 | 15 | 0 | 0 | 83
7402 | 255 | 180 | 18 | 126 | 12 | 0 | 82
7403 | 295 | 182 | 18.2 | 184 | 24 | 0 | 80
7404 | 260 | 184 | 18.4 | 298 | 36 | 220 | 79
7405 | 224 | 188 | 18.8 | 289 | 39 | 220 | 76
7406 | 219 | 192 | 19.2 | 130 | 43 | 220 | 73
7407 | 112 | 196 | 19.6 | 112 | 46 | 280 | 70
7408 | 26 | 194 | 19.4 | 0 | 38 | 280 | 70
7409 | 0 | 192 | 19.2 | 0 | 29 | 280 | 69
7410 | 0 | 190 | 19 | 0 | 21 | 330 | 69
7411 | 0 | 188 | 18.8 | 0 | 28 | 330 | 70
7412 | 0 | 186 | 18.6 | 0 | 34 | 330 | 71
7413 | 0 | 184 | 18.4 | 0 | 41 | 320 | 73
7414 | 0 | 185 | 18.5 | 0 | 44 | 320 | 72
7415 | 0 | 187 | 18.7 | 0 | 48 | 320 | 72
7416 | 0 | 188 | 18.8 | 0 | 51 | 310 | 72
7417 | 0 | 189 | 18.9 | 0 | 51 | 310 | 72
7418 | 0 | 189 | 18.9 | 0 | 51 | 310 | 72
7419 | 0 | 190 | 19 | 0 | 51 | 330 | 72
7420 | 0 | 190 | 19 | 0 | 49 | 330 | 71
7421 | 0 | 190 | 19 | 0 | 48 | 330 | 69
7422 | 2 | 190 | 19 | 0 | 46 | 340 | 67
7423 | 53 | 189 | 18.9 | 35 | 36 | 340 | 64
7424 | 126 | 189 | 18.9 | 229 | 25 | 340 | 61
7425 | 166 | 188 | 18.8 | 377 | 15 | 350 | 62
7426 | 205 | 189 | 18.9 | 429 | 22 | 350 | 59
7427 | 210 | 191 | 19.1 | 470 | 29 | 350 | 59
7428 | 226 | 192 | 19.2 | 435 | 36 | 20 | 59
7429 | 219 | 193 | 19.3 | 393 | 36 | 20 | 57
7430 | 148 | 193 | 19.3 | 400 | 36 | 20 | 56
7431 | 100 | 194 | 19.4 | 246 | 36 | 50 | 53
7432 | 29 | 191 | 19.1 | 0 | 24 | 50 | 55
7433 | 0 | 189 | 18.9 | 0 | 12 | 50 | 57
7434 | 0 | 186 | 18.6 | 0 | 0 | 0 | 59
7435 | 0 | 184 | 18.4 | 0 | 9 | 0 | 60
7436 | 0 | 182 | 18.2 | 0 | 17 | 0 | 62
7437 | 0 | 180 | 18 | 0 | 26 | 50 | 63
7438 | 0 | 178 | 17.8 | 0 | 17 | 50 | 64
7439 | 0 | 176 | 17.6 | 0 | 9 | 50 | 66
7440 | 0 | 174 | 17.4 | 0 | 0 | 0 | 67
7441 | 0 | 171 | 17.1 | 0 | 0 | 0 | 69
7442 | 0 | 167 | 16.7 | 0 | 0 | 0 | 71
7443 | 0 | 164 | 16.4 | 0 | 0 | 0 | 72
7444 | 0 | 161 | 16.1 | 0 | 0 | 0 | 74
7445 | 0 | 159 | 15.9 | 0 | 0 | 0 | 77
7446 | 2 | 156 | 15.6 | 0 | 0 | 0 | 79
7447 | 53 | 163 | 16.3 | 65 | 0 | 0 | 72
7448 | 112 | 171 | 17.1 | 338 | 0 | 0 | 65
7449 | 147 | 178 | 17.8 | 501 | 0 | 0 | 59
7450 | 160 | 181 | 18.1 | 575 | 10 | 0 | 63
7451 | 198 | 185 | 18.5 | 525 | 21 | 0 | 67
7452 | 216 | 188 | 18.8 | 444 | 31 | 50 | 71
7453 | 231 | 192 | 19.2 | 269 | 21 | 50 | 66
7454 | 181 | 196 | 19.6 | 126 | 10 | 50 | 61
7455 | 96 | 200 | 20 | 5 | 0 | 0 | 56
7456 | 18 | 198 | 19.8 | 0 | 0 | 0 | 59
7457 | 0 | 196 | 19.6 | 0 | 0 | 0 | 62
7458 | 0 | 194 | 19.4 | 0 | 0 | 0 | 64
7459 | 0 | 188 | 18.8 | 0 | 0 | 0 | 67
7460 | 0 | 182 | 18.2 | 0 | 0 | 0 | 69
7461 | 0 | 176 | 17.6 | 0 | 0 | 0 | 71
7462 | 0 | 177 | 17.7 | 0 | 0 | 0 | 72
7463 | 0 | 179 | 17.9 | 0 | 0 | 0 | 74
7464 | 0 | 180 | 18 | 0 | 0 | 0 | 74
7465 | 0 | 178 | 17.8 | 0 | 0 | 0 | 75
7466 | 0 | 176 | 17.6 | 0 | 0 | 0 | 75
7467 | 0 | 174 | 17.4 | 0 | 0 | 0 | 74
7468 | 0 | 177 | 17.7 | 0 | 0 | 0 | 73
7469 | 0 | 179 | 17.9 | 0 | 0 | 0 | 72
7470 | 1 | 182 | 18.2 | 0 | 0 | 0 | 70
7471 | 37 | 186 | 18.6 | 0 | 0 | 0 | 69
7472 | 123 | 190 | 19 | 59 | 0 | 0 | 68
7473 | 202 | 194 | 19.4 | 126 | 0 | 0 | 67
7474 | 234 | 204 | 20.4 | 316 | 27 | 0 | 60
7475 | 206 | 214 | 21.4 | 508 | 55 | 0 | 52
7476 | 167 | 224 | 22.4 | 623 | 82 | 150 | 46
7477 | 170 | 222 | 22.2 | 496 | 70 | 150 | 49
7478 | 173 | 220 | 22 | 250 | 58 | 150 | 53
7479 | 103 | 218 | 21.8 | 56 | 46 | 170 | 56
7480 | 21 | 216 | 21.6 | 0 | 49 | 170 | 57
7481 | 0 | 215 | 21.5 | 0 | 53 | 170 | 57
7482 | 0 | 213 | 21.3 | 0 | 57 | 170 | 57
7483 | 0 | 211 | 21.1 | 0 | 60 | 170 | 58
7484 | 0 | 210 | 21 | 0 | 64 | 170 | 58
7485 | 0 | 208 | 20.8 | 0 | 67 | 150 | 58
7486 | 0 | 209 | 20.9 | 0 | 81 | 150 | 58
7487 | 0 | 209 | 20.9 | 0 | 94 | 150 | 57
7488 | 0 | 210 | 21 | 0 | 108 | 160 | 57
7489 | 0 | 210 | 21 | 0 | 111 | 160 | 57
7490 | 0 | 210 | 21 | 0 | 115 | 160 | 57
7491 | 0 | 210 | 21 | 0 | 118 | 160 | 57
7492 | 0 | 209 | 20.9 | 0 | 116 | 160 | 58
7493 | 0 | 209 | 20.9 | 0 | 115 | 160 | 59
7494 | 2 | 208 | 20.8 | 0 | 113 | 160 | 60
7495 | 50 | 210 | 21 | 63 | 115 | 160 | 59
7496 | 115 | 212 | 21.2 | 324 | 116 | 160 | 58
7497 | 123 | 214 | 21.4 | 558 | 118 | 160 | 56
7498 | 117 | 220 | 22 | 686 | 110 | 160 | 56
7499 | 124 | 226 | 22.6 | 716 | 101 | 160 | 55
7500 | 124 | 232 | 23.2 | 710 | 93 | 170 | 54
7501 | 117 | 236 | 23.6 | 661 | 88 | 170 | 53
7502 | 119 | 240 | 24 | 513 | 82 | 170 | 53
7503 | 98 | 244 | 24.4 | 265 | 77 | 170 | 52
7504 | 26 | 237 | 23.7 | 0 | 75 | 170 | 55
7505 | 0 | 231 | 23.1 | 0 | 74 | 170 | 57
7506 | 0 | 224 | 22.4 | 0 | 72 | 160 | 60
7507 | 0 | 220 | 22 | 0 | 60 | 160 | 63
7508 | 0 | 216 | 21.6 | 0 | 48 | 160 | 66
7509 | 0 | 212 | 21.2 | 0 | 36 | 170 | 69
7510 | 0 | 207 | 20.7 | 0 | 24 | 170 | 70
7511 | 0 | 203 | 20.3 | 0 | 12 | 170 | 71
7512 | 0 | 198 | 19.8 | 0 | 0 | 0 | 72
7513 | 0 | 198 | 19.8 | 0 | 1 | 0 | 72
7514 | 0 | 198 | 19.8 | 0 | 2 | 0 | 73
7515 | 0 | 198 | 19.8 | 0 | 3 | 0 | 73
7516 | 0 | 198 | 19.8 | 0 | 2 | 0 | 74
7517 | 0 | 198 | 19.8 | 0 | 1 | 0 | 75
7518 | 1 | 198 | 19.8 | 0 | 0 | 0 | 76
7519 | 48 | 201 | 20.1 | 50 | 0 | 0 | 74
7520 | 115 | 203 | 20.3 | 287 | 0 | 0 | 72
7521 | 144 | 206 | 20.6 | 452 | 0 | 0 | 71
7522 | 166 | 206 | 20.6 | 533 | 0 | 0 | 72
7523 | 178 | 206 | 20.6 | 560 | 0 | 0 | 74
7524 | 178 | 206 | 20.6 | 553 | 0 | 0 | 75
7525 | 220 | 207 | 20.7 | 300 | 9 | 0 | 73
7526 | 173 | 207 | 20.7 | 93 | 17 | 0 | 71
7527 | 66 | 208 | 20.8 | 0 | 26 | 80 | 69
7528 | 10 | 200 | 20 | 0 | 17 | 80 | 74
7529 | 0 | 192 | 19.2 | 0 | 9 | 80 | 79
7530 | 0 | 184 | 18.4 | 0 | 0 | 0 | 84
7531 | 0 | 182 | 18.2 | 0 | 0 | 0 | 82
7532 | 0 | 180 | 18 | 0 | 0 | 0 | 80
7533 | 0 | 178 | 17.8 | 0 | 0 | 0 | 78
7534 | 0 | 179 | 17.9 | 0 | 0 | 0 | 78
7535 | 0 | 179 | 17.9 | 0 | 0 | 0 | 78
7536 | 0 | 180 | 18 | 0 | 0 | 0 | 78
7537 | 0 | 180 | 18 | 0 | 0 | 0 | 79
7538 | 0 | 180 | 18 | 0 | 0 | 0 | 80
7539 | 0 | 180 | 18 | 0 | 0 | 0 | 80
7540 | 0 | 181 | 18.1 | 0 | 0 | 0 | 81
7541 | 0 | 181 | 18.1 | 0 | 0 | 0 | 81
7542 | 1 | 182 | 18.2 | 0 | 0 | 0 | 82
7543 | 27 | 185 | 18.5 | 0 | 0 | 0 | 80
7544 | 94 | 189 | 18.9 | 0 | 0 | 0 | 77
7545 | 143 | 192 | 19.2 | 0 | 0 | 0 | 75
7546 | 187 | 195 | 19.5 | 3 | 0 | 0 | 71
7547 | 209 | 197 | 19.7 | 4 | 0 | 0 | 67
7548 | 206 | 200 | 20 | 4 | 0 | 0 | 63
7549 | 178 | 199 | 19.9 | 2 | 12 | 0 | 65
7550 | 128 | 199 | 19.9 | 0 | 24 | 0 | 68
7551 | 65 | 198 | 19.8 | 0 | 36 | 30 | 70
7552 | 10 | 197 | 19.7 | 0 | 24 | 30 | 69
7553 | 0 | 197 | 19.7 | 0 | 12 | 30 | 68
7554 | 0 | 196 | 19.6 | 0 | 0 | 0 | 67
7555 | 0 | 193 | 19.3 | 0 | 10 | 0 | 70
7556 | 0 | 189 | 18.9 | 0 | 21 | 0 | 72
7557 | 0 | 186 | 18.6 | 0 | 31 | 90 | 75
7558 | 0 | 184 | 18.4 | 0 | 21 | 90 | 76
7559 | 0 | 182 | 18.2 | 0 | 10 | 90 | 78
7560 | 0 | 180 | 18 | 0 | 0 | 0 | 79
7561 | 0 | 180 | 18 | 0 | 0 | 0 | 79
7562 | 0 | 180 | 18 | 0 | 0 | 0 | 79
7563 | 0 | 180 | 18 | 0 | 0 | 0 | 79
7564 | 0 | 179 | 17.9 | 0 | 10 | 0 | 80
7565 | 0 | 177 | 17.7 | 0 | 21 | 0 | 80
7566 | 0 | 176 | 17.6 | 0 | 31 | 190 | 80
7567 | 29 | 181 | 18.1 | 0 | 21 | 190 | 78
7568 | 113 | 185 | 18.5 | 91 | 10 | 190 | 75
7569 | 185 | 190 | 19 | 232 | 0 | 0 | 72
7570 | 207 | 191 | 19.1 | 348 | 0 | 0 | 70
7571 | 216 | 193 | 19.3 | 412 | 0 | 0 | 67
7572 | 202 | 194 | 19.4 | 452 | 0 | 0 | 65
7573 | 190 | 195 | 19.5 | 380 | 10 | 0 | 66
7574 | 173 | 195 | 19.5 | 227 | 21 | 0 | 67
7575 | 100 | 196 | 19.6 | 109 | 31 | 60 | 68
7576 | 19 | 193 | 19.3 | 0 | 21 | 60 | 69
7577 | 0 | 191 | 19.1 | 0 | 10 | 60 | 71
7578 | 0 | 188 | 18.8 | 0 | 0 | 0 | 72
7579 | 0 | 186 | 18.6 | 0 | 0 | 0 | 73
7580 | 0 | 184 | 18.4 | 0 | 0 | 0 | 73
7581 | 0 | 182 | 18.2 | 0 | 0 | 0 | 74
7582 | 0 | 180 | 18 | 0 | 0 | 0 | 75
7583 | 0 | 178 | 17.8 | 0 | 0 | 0 | 76
7584 | 0 | 176 | 17.6 | 0 | 0 | 0 | 76
7585 | 0 | 172 | 17.2 | 0 | 0 | 0 | 77
7586 | 0 | 168 | 16.8 | 0 | 0 | 0 | 77
7587 | 0 | 164 | 16.4 | 0 | 0 | 0 | 78
7588 | 0 | 163 | 16.3 | 0 | 0 | 0 | 78
7589 | 0 | 163 | 16.3 | 0 | 0 | 0 | 78
7590 | 1 | 162 | 16.2 | 0 | 0 | 0 | 77
7591 | 43 | 160 | 16 | 46 | 0 | 0 | 77
7592 | 108 | 169 | 16.9 | 316 | 0 | 0 | 73
7593 | 117 | 178 | 17.8 | 559 | 0 | 0 | 68
7594 | 113 | 183 | 18.3 | 683 | 7 | 0 | 65
7595 | 132 | 187 | 18.7 | 676 | 14 | 0 | 61
7596 | 167 | 192 | 19.2 | 569 | 21 | 140 | 58
7597 | 163 | 193 | 19.3 | 507 | 23 | 140 | 59
7598 | 130 | 195 | 19.5 | 423 | 24 | 140 | 60
7599 | 95 | 196 | 19.6 | 211 | 26 | 110 | 61
7600 | 22 | 194 | 19.4 | 0 | 17 | 110 | 63
7601 | 0 | 192 | 19.2 | 0 | 9 | 110 | 65
7602 | 0 | 190 | 19 | 0 | 0 | 0 | 66
7603 | 0 | 190 | 19 | 0 | 22 | 0 | 64
7604 | 0 | 190 | 19 | 0 | 45 | 0 | 61
7605 | 0 | 190 | 19 | 0 | 67 | 170 | 58
7606 | 0 | 190 | 19 | 0 | 82 | 170 | 57
7607 | 0 | 190 | 19 | 0 | 98 | 170 | 57
7608 | 0 | 190 | 19 | 0 | 113 | 160 | 56
7609 | 0 | 190 | 19 | 0 | 108 | 160 | 59
7610 | 0 | 190 | 19 | 0 | 103 | 160 | 61
7611 | 0 | 190 | 19 | 0 | 98 | 170 | 64
7612 | 0 | 190 | 19 | 0 | 91 | 170 | 65
7613 | 0 | 190 | 19 | 0 | 84 | 170 | 65
7614 | 0 | 190 | 19 | 0 | 77 | 160 | 66
7615 | 19 | 191 | 19.1 | 0 | 87 | 160 | 66
7616 | 78 | 193 | 19.3 | 0 | 98 | 160 | 67
7617 | 139 | 194 | 19.4 | 0 | 108 | 180 | 67
7618 | 182 | 196 | 19.6 | 3 | 110 | 180 | 68
7619 | 204 | 198 | 19.8 | 3 | 111 | 180 | 68
7620 | 201 | 200 | 20 | 3 | 113 | 220 | 68
7621 | 173 | 191 | 19.1 | 2 | 106 | 220 | 69
7622 | 124 | 183 | 18.3 | 0 | 100 | 220 | 69
7623 | 62 | 174 | 17.4 | 0 | 93 | 260 | 79
7624 | 9 | 177 | 17.7 | 0 | 86 | 260 | 66
7625 | 0 | 179 | 17.9 | 0 | 79 | 260 | 61
7626 | 0 | 182 | 18.2 | 0 | 72 | 250 | 57
7627 | 0 | 178 | 17.8 | 0 | 65 | 250 | 60
7628 | 0 | 174 | 17.4 | 0 | 58 | 250 | 63
7629 | 0 | 170 | 17 | 0 | 51 | 210 | 66
7630 | 0 | 173 | 17.3 | 0 | 61 | 210 | 62
7631 | 0 | 177 | 17.7 | 0 | 72 | 210 | 59
7632 | 0 | 180 | 18 | 0 | 82 | 250 | 55
7633 | 0 | 178 | 17.8 | 0 | 75 | 250 | 56
7634 | 0 | 176 | 17.6 | 0 | 69 | 250 | 57
7635 | 0 | 174 | 17.4 | 0 | 62 | 260 | 57
7636 | 0 | 173 | 17.3 | 0 | 55 | 260 | 59
7637 | 0 | 173 | 17.3 | 0 | 48 | 260 | 60
7638 | 0 | 172 | 17.2 | 0 | 41 | 260 | 61
7639 | 32 | 171 | 17.1 | 0 | 35 | 260 | 62
7640 | 120 | 171 | 17.1 | 98 | 28 | 260 | 63
7641 | 182 | 170 | 17 | 224 | 21 | 190 | 64
7642 | 258 | 175 | 17.5 | 149 | 29 | 190 | 63
7643 | 266 | 181 | 18.1 | 122 | 38 | 190 | 61
7644 | 247 | 186 | 18.6 | 64 | 46 | 180 | 60
7645 | 210 | 181 | 18.1 | 21 | 43 | 180 | 65
7646 | 139 | 175 | 17.5 | 4 | 39 | 180 | 70
7647 | 61 | 170 | 17 | 0 | 36 | 180 | 75
7648 | 9 | 166 | 16.6 | 0 | 36 | 180 | 76
7649 | 0 | 162 | 16.2 | 0 | 36 | 180 | 77
7650 | 0 | 158 | 15.8 | 0 | 36 | 200 | 78
7651 | 0 | 158 | 15.8 | 0 | 46 | 200 | 74
7652 | 0 | 158 | 15.8 | 0 | 57 | 200 | 70
7653 | 0 | 158 | 15.8 | 0 | 67 | 180 | 66
7654 | 0 | 155 | 15.5 | 0 | 57 | 180 | 68
7655 | 0 | 153 | 15.3 | 0 | 46 | 180 | 69
7656 | 0 | 150 | 15 | 0 | 36 | 180 | 71
7657 | 0 | 147 | 14.7 | 0 | 39 | 180 | 72
7658 | 0 | 145 | 14.5 | 0 | 43 | 180 | 73
7659 | 0 | 142 | 14.2 | 0 | 46 | 180 | 73
7660 | 0 | 139 | 13.9 | 0 | 46 | 180 | 75
7661 | 0 | 137 | 13.7 | 0 | 46 | 180 | 77
7662 | 0 | 134 | 13.4 | 0 | 46 | 160 | 79
7663 | 17 | 133 | 13.3 | 0 | 46 | 160 | 79
7664 | 75 | 131 | 13.1 | 0 | 46 | 160 | 80
7665 | 136 | 130 | 13 | 0 | 46 | 200 | 80
7666 | 177 | 133 | 13.3 | 7 | 41 | 200 | 78
7667 | 198 | 137 | 13.7 | 10 | 36 | 200 | 76
7668 | 195 | 140 | 14 | 10 | 31 | 170 | 74
7669 | 169 | 145 | 14.5 | 6 | 34 | 170 | 72
7670 | 122 | 149 | 14.9 | 0 | 38 | 170 | 69
7671 | 60 | 154 | 15.4 | 0 | 41 | 180 | 67
7672 | 9 | 149 | 14.9 | 0 | 32 | 180 | 70
7673 | 0 | 145 | 14.5 | 0 | 24 | 180 | 74
7674 | 0 | 140 | 14 | 0 | 15 | 280 | 78
7675 | 0 | 138 | 13.8 | 0 | 27 | 280 | 80
7676 | 0 | 136 | 13.6 | 0 | 39 | 280 | 81
7677 | 0 | 134 | 13.4 | 0 | 51 | 170 | 82
7678 | 0 | 133 | 13.3 | 0 | 46 | 170 | 84
7679 | 0 | 131 | 13.1 | 0 | 41 | 170 | 86
7680 | 0 | 130 | 13 | 0 | 36 | 190 | 87
7681 | 0 | 137 | 13.7 | 0 | 39 | 190 | 80
7682 | 0 | 145 | 14.5 | 0 | 43 | 190 | 74
7683 | 0 | 152 | 15.2 | 0 | 46 | 330 | 68
7684 | 0 | 150 | 15 | 0 | 25 | 330 | 67
7685 | 0 | 152 | 15.2 | 0 | 28 | 330 | 72
7686 | 0 | 154 | 15.4 | 0 | 31 | 330 | 74
7687 | 20 | 149 | 14.9 | 0 | 34 | 330 | 76
7688 | 84 | 143 | 14.3 | 0 | 38 | 330 | 78
7689 | 134 | 138 | 13.8 | 0 | 41 | 290 | 79
7690 | 176 | 141 | 14.1 | 7 | 44 | 290 | 77
7691 | 196 | 145 | 14.5 | 10 | 48 | 290 | 75
7692 | 194 | 148 | 14.8 | 9 | 51 | 180 | 72
7693 | 168 | 146 | 14.6 | 6 | 51 | 180 | 74
7694 | 121 | 144 | 14.4 | 0 | 51 | 180 | 76
7695 | 59 | 142 | 14.2 | 0 | 51 | 30 | 77
7696 | 10 | 139 | 13.9 | 0 | 46 | 30 | 79
7697 | 0 | 135 | 13.5 | 0 | 41 | 30 | 81
7698 | 0 | 132 | 13.2 | 0 | 36 | 160 | 83
7699 | 0 | 137 | 13.7 | 0 | 72 | 160 | 79
7700 | 0 | 143 | 14.3 | 0 | 108 | 160 | 76
7701 | 0 | 148 | 14.8 | 0 | 144 | 340 | 72
7702 | 0 | 146 | 14.6 | 0 | 134 | 340 | 65
7703 | 0 | 144 | 14.4 | 0 | 123 | 340 | 58
7704 | 0 | 142 | 14.2 | 0 | 113 | 340 | 51
7705 | 0 | 141 | 14.1 | 0 | 122 | 340 | 53
7706 | 0 | 141 | 14.1 | 0 | 130 | 340 | 55
7707 | 0 | 140 | 14 | 0 | 139 | 10 | 57
7708 | 0 | 135 | 13.5 | 0 | 137 | 10 | 62
7709 | 0 | 129 | 12.9 | 0 | 136 | 10 | 68
7710 | 0 | 124 | 12.4 | 0 | 134 | 30 | 73
7711 | 15 | 127 | 12.7 | 0 | 120 | 30 | 71
7712 | 73 | 129 | 12.9 | 0 | 107 | 30 | 68
7713 | 133 | 132 | 13.2 | 0 | 93 | 30 | 66
7714 | 175 | 137 | 13.7 | 7 | 98 | 30 | 61
7715 | 196 | 141 | 14.1 | 10 | 103 | 30 | 57
7716 | 193 | 146 | 14.6 | 10 | 108 | 340 | 54
7717 | 201 | 147 | 14.7 | 32 | 106 | 340 | 53
7718 | 159 | 147 | 14.7 | 61 | 105 | 340 | 53
7719 | 93 | 148 | 14.8 | 34 | 103 | 330 | 53
7720 | 15 | 147 | 14.7 | 0 | 91 | 330 | 54
7721 | 0 | 145 | 14.5 | 0 | 79 | 330 | 54
7722 | 0 | 144 | 14.4 | 0 | 67 | 360 | 55
7723 | 0 | 144 | 14.4 | 0 | 60 | 360 | 54
7724 | 0 | 144 | 14.4 | 0 | 53 | 360 | 53
7725 | 0 | 144 | 14.4 | 0 | 46 | 10 | 52
7726 | 0 | 145 | 14.5 | 0 | 43 | 10 | 49
7727 | 0 | 145 | 14.5 | 0 | 39 | 10 | 47
7728 | 0 | 146 | 14.6 | 0 | 36 | 360 | 45
7729 | 0 | 147 | 14.7 | 0 | 33 | 360 | 44
7730 | 0 | 147 | 14.7 | 0 | 29 | 360 | 44
7731 | 0 | 148 | 14.8 | 0 | 26 | 10 | 43
7732 | 0 | 148 | 14.8 | 0 | 31 | 10 | 44
7733 | 0 | 148 | 14.8 | 0 | 36 | 10 | 46
7734 | 0 | 148 | 14.8 | 0 | 41 | 330 | 47
7735 | 34 | 152 | 15.2 | 4 | 38 | 330 | 49
7736 | 111 | 156 | 15.6 | 243 | 34 | 330 | 51
7737 | 133 | 160 | 16 | 490 | 31 | 330 | 52
7738 | 122 | 163 | 16.3 | 644 | 33 | 330 | 52
7739 | 127 | 167 | 16.7 | 680 | 34 | 330 | 51
7740 | 132 | 170 | 17 | 656 | 36 | 330 | 51
7741 | 132 | 171 | 17.1 | 588 | 24 | 330 | 52
7742 | 126 | 171 | 17.1 | 442 | 12 | 330 | 53
7743 | 85 | 172 | 17.2 | 234 | 0 | 0 | 54
7744 | 19 | 171 | 17.1 | 0 | 12 | 0 | 57
7745 | 0 | 171 | 17.1 | 0 | 24 | 0 | 59
7746 | 0 | 170 | 17 | 0 | 36 | 330 | 62
7747 | 0 | 170 | 17 | 0 | 34 | 330 | 62
7748 | 0 | 170 | 17 | 0 | 33 | 330 | 61
7749 | 0 | 170 | 17 | 0 | 31 | 330 | 61
7750 | 0 | 170 | 17 | 0 | 26 | 330 | 61
7751 | 0 | 170 | 17 | 0 | 20 | 330 | 61
7752 | 0 | 170 | 17 | 0 | 15 | 330 | 61
7753 | 0 | 169 | 16.9 | 0 | 10 | 330 | 62
7754 | 0 | 169 | 16.9 | 0 | 5 | 330 | 64
7755 | 0 | 168 | 16.8 | 0 | 0 | 0 | 65
7756 | 0 | 165 | 16.5 | 0 | 0 | 0 | 67
7757 | 0 | 163 | 16.3 | 0 | 0 | 0 | 69
7758 | 0 | 160 | 16 | 0 | 0 | 0 | 71
7759 | 29 | 159 | 15.9 | 0 | 0 | 0 | 73
7760 | 93 | 157 | 15.7 | 226 | 0 | 0 | 75
7761 | 145 | 156 | 15.6 | 350 | 0 | 0 | 76
7762 | 177 | 161 | 16.1 | 421 | 0 | 0 | 74
7763 | 200 | 167 | 16.7 | 435 | 0 | 0 | 72
7764 | 198 | 172 | 17.2 | 432 | 0 | 0 | 71
7765 | 156 | 173 | 17.3 | 479 | 0 | 0 | 69
7766 | 126 | 175 | 17.5 | 415 | 0 | 0 | 68
7767 | 80 | 176 | 17.6 | 248 | 0 | 0 | 67
7768 | 19 | 171 | 17.1 | 0 | 0 | 0 | 68
7769 | 0 | 167 | 16.7 | 0 | 0 | 0 | 70
7770 | 0 | 162 | 16.2 | 0 | 0 | 0 | 71
7771 | 0 | 161 | 16.1 | 0 | 0 | 0 | 72
7772 | 0 | 159 | 15.9 | 0 | 0 | 0 | 73
7773 | 0 | 158 | 15.8 | 0 | 0 | 0 | 74
7774 | 0 | 153 | 15.3 | 0 | 0 | 0 | 77
7775 | 0 | 149 | 14.9 | 0 | 0 | 0 | 79
7776 | 0 | 144 | 14.4 | 0 | 0 | 0 | 82
7777 | 0 | 145 | 14.5 | 0 | 0 | 0 | 81
7778 | 0 | 145 | 14.5 | 0 | 0 | 0 | 81
7779 | 0 | 146 | 14.6 | 0 | 0 | 0 | 80
7780 | 0 | 143 | 14.3 | 0 | 0 | 0 | 81
7781 | 0 | 139 | 13.9 | 0 | 0 | 0 | 82
7782 | 0 | 136 | 13.6 | 0 | 0 | 0 | 83
7783 | 31 | 140 | 14 | 0 | 0 | 0 | 82
7784 | 98 | 144 | 14.4 | 277 | 0 | 0 | 81
7785 | 134 | 148 | 14.8 | 467 | 0 | 0 | 80
7786 | 128 | 155 | 15.5 | 604 | 0 | 0 | 75
7787 | 164 | 163 | 16.3 | 554 | 0 | 0 | 70
7788 | 204 | 170 | 17 | 417 | 0 | 0 | 65
7789 | 182 | 172 | 17.2 | 363 | 12 | 0 | 66
7790 | 160 | 174 | 17.4 | 217 | 24 | 0 | 67
7791 | 89 | 176 | 17.6 | 93 | 36 | 20 | 67
7792 | 14 | 173 | 17.3 | 0 | 29 | 20 | 69
7793 | 0 | 169 | 16.9 | 0 | 22 | 20 | 70
7794 | 0 | 166 | 16.6 | 0 | 15 | 20 | 72
7795 | 0 | 163 | 16.3 | 0 | 10 | 20 | 72
7796 | 0 | 159 | 15.9 | 0 | 5 | 20 | 72
7797 | 0 | 156 | 15.6 | 0 | 0 | 0 | 72
7798 | 0 | 154 | 15.4 | 0 | 0 | 0 | 73
7799 | 0 | 152 | 15.2 | 0 | 0 | 0 | 74
7800 | 0 | 150 | 15 | 0 | 0 | 0 | 74
7801 | 0 | 151 | 15.1 | 0 | 0 | 0 | 73
7802 | 0 | 153 | 15.3 | 0 | 0 | 0 | 71
7803 | 0 | 154 | 15.4 | 0 | 0 | 0 | 70
7804 | 0 | 152 | 15.2 | 0 | 0 | 0 | 73
7805 | 0 | 150 | 15 | 0 | 0 | 0 | 77
7806 | 0 | 148 | 14.8 | 0 | 0 | 0 | 80
7807 | 24 | 152 | 15.2 | 0 | 0 | 0 | 79
7808 | 93 | 156 | 15.6 | 192 | 0 | 0 | 79
7809 | 157 | 160 | 16 | 307 | 0 | 0 | 78
7810 | 188 | 165 | 16.5 | 367 | 0 | 0 | 74
7811 | 215 | 171 | 17.1 | 350 | 0 | 0 | 71
7812 | 215 | 176 | 17.6 | 315 | 0 | 0 | 67
7813 | 176 | 175 | 17.5 | 369 | 12 | 0 | 68
7814 | 135 | 173 | 17.3 | 340 | 24 | 0 | 68
7815 | 89 | 172 | 17.2 | 173 | 36 | 70 | 69
7816 | 16 | 171 | 17.1 | 0 | 24 | 70 | 69
7817 | 0 | 169 | 16.9 | 0 | 12 | 70 | 70
7818 | 0 | 168 | 16.8 | 0 | 0 | 0 | 70
7819 | 0 | 163 | 16.3 | 0 | 0 | 0 | 72
7820 | 0 | 157 | 15.7 | 0 | 0 | 0 | 73
7821 | 0 | 152 | 15.2 | 0 | 0 | 0 | 74
7822 | 0 | 154 | 15.4 | 0 | 0 | 0 | 75
7823 | 0 | 156 | 15.6 | 0 | 0 | 0 | 74
7824 | 0 | 158 | 15.8 | 0 | 0 | 0 | 74
7825 | 0 | 156 | 15.6 | 0 | 0 | 0 | 75
7826 | 0 | 154 | 15.4 | 0 | 0 | 0 | 77
7827 | 0 | 152 | 15.2 | 0 | 0 | 0 | 78
7828 | 0 | 151 | 15.1 | 0 | 0 | 0 | 78
7829 | 0 | 151 | 15.1 | 0 | 0 | 0 | 78
7830 | 0 | 150 | 15 | 0 | 0 | 0 | 78
7831 | 27 | 148 | 14.8 | 0 | 0 | 0 | 78
7832 | 110 | 146 | 14.6 | 180 | 0 | 0 | 78
7833 | 138 | 144 | 14.4 | 399 | 0 | 0 | 78
7834 | 146 | 154 | 15.4 | 559 | 0 | 0 | 74
7835 | 125 | 164 | 16.4 | 676 | 0 | 0 | 70
7836 | 119 | 174 | 17.4 | 686 | 0 | 0 | 66
7837 | 120 | 176 | 17.6 | 617 | 9 | 0 | 65
7838 | 107 | 178 | 17.8 | 491 | 17 | 0 | 64
7839 | 84 | 180 | 18 | 228 | 26 | 70 | 64
7840 | 18 | 177 | 17.7 | 0 | 17 | 70 | 63
7841 | 0 | 175 | 17.5 | 0 | 9 | 70 | 61
7842 | 0 | 172 | 17.2 | 0 | 0 | 0 | 60
7843 | 0 | 166 | 16.6 | 0 | 0 | 0 | 65
7844 | 0 | 160 | 16 | 0 | 0 | 0 | 70
7845 | 0 | 154 | 15.4 | 0 | 0 | 0 | 75
7846 | 0 | 149 | 14.9 | 0 | 0 | 0 | 75
7847 | 0 | 145 | 14.5 | 0 | 0 | 0 | 75
7848 | 0 | 140 | 14 | 0 | 0 | 0 | 75
7849 | 0 | 141 | 14.1 | 0 | 0 | 0 | 74
7850 | 0 | 141 | 14.1 | 0 | 0 | 0 | 73
7851 | 0 | 142 | 14.2 | 0 | 0 | 0 | 72
7852 | 0 | 141 | 14.1 | 0 | 0 | 0 | 71
7853 | 0 | 141 | 14.1 | 0 | 0 | 0 | 70
7854 | 0 | 140 | 14 | 0 | 0 | 0 | 69
7855 | 26 | 141 | 14.1 | 0 | 0 | 0 | 73
7856 | 108 | 141 | 14.1 | 177 | 0 | 0 | 76
7857 | 143 | 142 | 14.2 | 332 | 0 | 0 | 78
7858 | 173 | 152 | 15.2 | 464 | 14 | 0 | 76
7859 | 141 | 162 | 16.2 | 622 | 27 | 0 | 73
7860 | 114 | 172 | 17.2 | 686 | 41 | 160 | 70
7861 | 124 | 175 | 17.5 | 592 | 39 | 160 | 67
7862 | 116 | 179 | 17.9 | 436 | 38 | 160 | 65
7863 | 91 | 182 | 18.2 | 149 | 36 | 180 | 62
7864 | 17 | 175 | 17.5 | 0 | 34 | 180 | 65
7865 | 0 | 169 | 16.9 | 0 | 33 | 180 | 68
7866 | 0 | 162 | 16.2 | 0 | 31 | 180 | 70
7867 | 0 | 160 | 16 | 0 | 34 | 180 | 68
7868 | 0 | 158 | 15.8 | 0 | 38 | 180 | 66
7869 | 0 | 156 | 15.6 | 0 | 41 | 160 | 63
7870 | 0 | 157 | 15.7 | 0 | 43 | 160 | 62
7871 | 0 | 159 | 15.9 | 0 | 44 | 160 | 62
7872 | 0 | 160 | 16 | 0 | 46 | 160 | 61
7873 | 0 | 160 | 16 | 0 | 50 | 160 | 62
7874 | 0 | 160 | 16 | 0 | 53 | 160 | 62
7875 | 0 | 160 | 16 | 0 | 57 | 150 | 63
7876 | 0 | 161 | 16.1 | 0 | 52 | 150 | 65
7877 | 0 | 161 | 16.1 | 0 | 46 | 150 | 67
7878 | 0 | 162 | 16.2 | 0 | 41 | 160 | 69
7879 | 19 | 164 | 16.4 | 0 | 48 | 160 | 67
7880 | 87 | 166 | 16.6 | 58 | 55 | 160 | 65
7881 | 156 | 168 | 16.8 | 35 | 62 | 160 | 63
7882 | 204 | 172 | 17.2 | 16 | 55 | 160 | 63
7883 | 210 | 176 | 17.6 | 10 | 48 | 160 | 62
7884 | 185 | 180 | 18 | 2 | 41 | 170 | 62
7885 | 177 | 181 | 18.1 | 10 | 43 | 170 | 64
7886 | 138 | 181 | 18.1 | 11 | 44 | 170 | 66
7887 | 73 | 182 | 18.2 | 0 | 46 | 200 | 67
7888 | 10 | 176 | 17.6 | 0 | 31 | 200 | 69
7889 | 0 | 170 | 17 | 0 | 15 | 200 | 71
7890 | 0 | 164 | 16.4 | 0 | 0 | 0 | 73
7891 | 0 | 160 | 16 | 0 | 0 | 0 | 75
7892 | 0 | 156 | 15.6 | 0 | 0 | 0 | 76
7893 | 0 | 152 | 15.2 | 0 | 0 | 0 | 77
7894 | 0 | 151 | 15.1 | 0 | 5 | 0 | 77
7895 | 0 | 150 | 15 | 0 | 10 | 0 | 77
7896 | 0 | 149 | 14.9 | 0 | 15 | 0 | 78
7897 | 0 | 148 | 14.8 | 0 | 21 | 0 | 78
7898 | 0 | 147 | 14.7 | 0 | 26 | 0 | 78
7899 | 0 | 146 | 14.6 | 0 | 31 | 160 | 78
7900 | 0 | 145 | 14.5 | 0 | 33 | 160 | 79
7901 | 0 | 143 | 14.3 | 0 | 34 | 160 | 80
7902 | 0 | 142 | 14.2 | 0 | 36 | 160 | 81
7903 | 24 | 144 | 14.4 | 0 | 24 | 160 | 79
7904 | 105 | 146 | 14.6 | 200 | 12 | 160 | 77
7905 | 127 | 148 | 14.8 | 463 | 0 | 0 | 74
7906 | 119 | 155 | 15.5 | 628 | 5 | 0 | 70
7907 | 117 | 163 | 16.3 | 687 | 10 | 0 | 66
7908 | 117 | 170 | 17 | 684 | 15 | 170 | 62
7909 | 119 | 171 | 17.1 | 614 | 19 | 170 | 61
7910 | 117 | 173 | 17.3 | 456 | 22 | 170 | 61
7911 | 79 | 174 | 17.4 | 232 | 26 | 60 | 61
7912 | 17 | 170 | 17 | 0 | 22 | 60 | 63
7913 | 0 | 166 | 16.6 | 0 | 17 | 60 | 66
7914 | 0 | 162 | 16.2 | 0 | 13 | 60 | 68
7915 | 0 | 158 | 15.8 | 0 | 9 | 60 | 71
7916 | 0 | 154 | 15.4 | 0 | 4 | 60 | 74
7917 | 0 | 150 | 15 | 0 | 0 | 0 | 77
7918 | 0 | 155 | 15.5 | 0 | 15 | 0 | 72
7919 | 0 | 161 | 16.1 | 0 | 31 | 0 | 68
7920 | 0 | 166 | 16.6 | 0 | 46 | 140 | 64
7921 | 0 | 169 | 16.9 | 0 | 46 | 140 | 62
7922 | 0 | 171 | 17.1 | 0 | 46 | 140 | 60
7923 | 0 | 174 | 17.4 | 0 | 46 | 160 | 57
7924 | 0 | 173 | 17.3 | 0 | 44 | 160 | 58
7925 | 0 | 172 | 17.2 | 0 | 41 | 160 | 59
7926 | 0 | 171 | 17.1 | 0 | 38 | 160 | 60
7927 | 9 | 170 | 17 | 0 | 36 | 160 | 61
7928 | 60 | 169 | 16.9 | 0 | 33 | 160 | 62
7929 | 118 | 168 | 16.8 | 0 | 31 | 80 | 63
7930 | 184 | 173 | 17.3 | 4 | 45 | 80 | 58
7931 | 232 | 177 | 17.7 | 10 | 58 | 80 | 52
7932 | 227 | 182 | 18.2 | 63 | 72 | 150 | 47
7933 | 200 | 186 | 18.6 | 48 | 74 | 150 | 45
7934 | 149 | 190 | 19 | 16 | 75 | 150 | 43
7935 | 72 | 194 | 19.4 | 0 | 77 | 130 | 40
7936 | 11 | 183 | 18.3 | 0 | 87 | 130 | 48
7937 | 0 | 173 | 17.3 | 0 | 98 | 130 | 57
7938 | 0 | 162 | 16.2 | 0 | 108 | 160 | 66
7939 | 0 | 159 | 15.9 | 0 | 114 | 160 | 66
7940 | 0 | 155 | 15.5 | 0 | 120 | 160 | 66
7941 | 0 | 152 | 15.2 | 0 | 126 | 160 | 65
7942 | 0 | 149 | 14.9 | 0 | 132 | 160 | 65
7943 | 0 | 145 | 14.5 | 0 | 138 | 160 | 64
7944 | 0 | 142 | 14.2 | 0 | 144 | 170 | 63
7945 | 0 | 139 | 13.9 | 0 | 127 | 170 | 64
7946 | 0 | 137 | 13.7 | 0 | 110 | 170 | 65
7947 | 0 | 134 | 13.4 | 0 | 93 | 170 | 67
7948 | 0 | 135 | 13.5 | 0 | 93 | 170 | 68
7949 | 0 | 137 | 13.7 | 0 | 93 | 170 | 70
7950 | 0 | 138 | 13.8 | 0 | 93 | 160 | 71
7951 | 12 | 137 | 13.7 | 0 | 88 | 160 | 74
7952 | 83 | 137 | 13.7 | 25 | 82 | 160 | 76
7953 | 160 | 136 | 13.6 | 114 | 77 | 160 | 78
7954 | 216 | 142 | 14.2 | 154 | 88 | 160 | 74
7955 | 259 | 148 | 14.8 | 153 | 100 | 160 | 70
7956 | 272 | 153 | 15.3 | 139 | 111 | 160 | 66
7957 | 210 | 158 | 15.8 | 152 | 107 | 160 | 64
7958 | 153 | 162 | 16.2 | 89 | 102 | 160 | 62
7959 | 78 | 167 | 16.7 | 8 | 97 | 160 | 61
7960 | 11 | 162 | 16.2 | 0 | 99 | 160 | 66
7961 | 0 | 157 | 15.7 | 0 | 101 | 160 | 73
7962 | 0 | 152 | 15.2 | 0 | 103 | 250 | 79
7963 | 0 | 154 | 15.4 | 0 | 89 | 250 | 77
7964 | 0 | 156 | 15.6 | 0 | 76 | 250 | 75
7965 | 0 | 158 | 15.8 | 0 | 62 | 250 | 73
7966 | 0 | 156 | 15.6 | 0 | 67 | 250 | 75
7967 | 0 | 154 | 15.4 | 0 | 72 | 250 | 77
7968 | 0 | 152 | 15.2 | 0 | 77 | 190 | 78
7969 | 0 | 151 | 15.1 | 0 | 74 | 190 | 79
7970 | 0 | 151 | 15.1 | 0 | 70 | 190 | 80
7971 | 0 | 150 | 15 | 0 | 67 | 180 | 80
7972 | 0 | 149 | 14.9 | 0 | 57 | 180 | 83
7973 | 0 | 149 | 14.9 | 0 | 46 | 180 | 85
7974 | 0 | 148 | 14.8 | 0 | 36 | 180 | 88
7975 | 11 | 149 | 14.9 | 0 | 41 | 180 | 86
7976 | 65 | 151 | 15.1 | 0 | 46 | 180 | 85
7977 | 115 | 152 | 15.2 | 0 | 51 | 180 | 83
7978 | 191 | 155 | 15.5 | 27 | 63 | 180 | 80
7979 | 229 | 157 | 15.7 | 96 | 75 | 180 | 77
7980 | 238 | 160 | 16 | 151 | 87 | 230 | 74
7981 | 224 | 161 | 16.1 | 98 | 79 | 230 | 72
7982 | 159 | 161 | 16.1 | 83 | 70 | 230 | 70
7983 | 83 | 162 | 16.2 | 17 | 62 | 220 | 67
7984 | 12 | 159 | 15.9 | 0 | 58 | 220 | 68
7985 | 0 | 155 | 15.5 | 0 | 55 | 220 | 68
7986 | 0 | 152 | 15.2 | 0 | 51 | 180 | 69
7987 | 0 | 151 | 15.1 | 0 | 53 | 180 | 69
7988 | 0 | 149 | 14.9 | 0 | 55 | 180 | 69
7989 | 0 | 148 | 14.8 | 0 | 57 | 170 | 69
7990 | 0 | 147 | 14.7 | 0 | 48 | 170 | 69
7991 | 0 | 145 | 14.5 | 0 | 40 | 170 | 70
7992 | 0 | 144 | 14.4 | 0 | 31 | 170 | 70
7993 | 0 | 147 | 14.7 | 0 | 26 | 170 | 69
7994 | 0 | 149 | 14.9 | 0 | 20 | 170 | 67
7995 | 0 | 152 | 15.2 | 0 | 15 | 170 | 66
7996 | 0 | 152 | 15.2 | 0 | 22 | 170 | 67
7997 | 0 | 152 | 15.2 | 0 | 29 | 170 | 68
7998 | 0 | 152 | 15.2 | 0 | 36 | 170 | 69
7999 | 8 | 152 | 15.2 | 0 | 37 | 170 | 68
8000 | 56 | 152 | 15.2 | 0 | 38 | 170 | 68
8001 | 114 | 152 | 15.2 | 0 | 38 | 170 | 68
8002 | 157 | 152 | 15.2 | 4 | 39 | 170 | 67
8003 | 179 | 152 | 15.2 | 7 | 40 | 170 | 67
8004 | 177 | 152 | 15.2 | 7 | 41 | 60 | 66
8005 | 153 | 148 | 14.8 | 3 | 51 | 60 | 70
8006 | 108 | 144 | 14.4 | 0 | 62 | 60 | 73
8007 | 50 | 140 | 14 | 0 | 72 | 280 | 77
8008 | 6 | 136 | 13.6 | 0 | 48 | 280 | 81
8009 | 0 | 132 | 13.2 | 0 | 24 | 280 | 86
8010 | 0 | 129 | 12.9 | 0 | 0 | 0 | 88
8011 | 0 | 128 | 12.8 | 0 | 15 | 0 | 86
8012 | 0 | 127 | 12.7 | 0 | 31 | 0 | 85
8013 | 0 | 127 | 12.7 | 0 | 46 | 220 | 84
8014 | 0 | 127 | 12.7 | 0 | 43 | 220 | 83
8015 | 0 | 128 | 12.8 | 0 | 39 | 220 | 83
8016 | 0 | 129 | 12.9 | 0 | 51 | 200 | 84
8017 | 0 | 130 | 13 | 0 | 46 | 200 | 86
8018 | 0 | 130 | 13 | 0 | 41 | 200 | 87
8019 | 0 | 129 | 12.9 | 0 | 36 | 230 | 88
8020 | 0 | 128 | 12.8 | 0 | 34 | 230 | 88
8021 | 0 | 126 | 12.6 | 0 | 33 | 230 | 88
8022 | 0 | 120 | 12 | 0 | 31 | 230 | 88
8023 | 12 | 124 | 12.4 | 0 | 28 | 230 | 87
8024 | 66 | 128 | 12.8 | 0 | 26 | 230 | 86
8025 | 125 | 131 | 13.1 | 1 | 23 | 230 | 85
8026 | 166 | 135 | 13.5 | 9 | 20 | 230 | 84
8027 | 190 | 139 | 13.9 | 4 | 18 | 230 | 83
8028 | 189 | 143 | 14.3 | 4 | 15 | 10 | 82
8029 | 173 | 140 | 14 | 11 | 31 | 10 | 82
8030 | 132 | 137 | 13.7 | 14 | 46 | 10 | 83
8031 | 72 | 134 | 13.4 | 0 | 62 | 10 | 83
8032 | 12 | 131 | 13.1 | 0 | 77 | 10 | 83
8033 | 0 | 128 | 12.8 | 0 | 92 | 10 | 83
8034 | 0 | 125 | 12.5 | 0 | 108 | 350 | 84
8035 | 0 | 126 | 12.6 | 0 | 77 | 350 | 77
8036 | 0 | 126 | 12.6 | 0 | 46 | 350 | 70
8037 | 0 | 127 | 12.7 | 0 | 15 | 300 | 64
8038 | 0 | 129 | 12.9 | 0 | 31 | 300 | 70
8039 | 0 | 130 | 13 | 0 | 46 | 300 | 75
8040 | 0 | 132 | 13.2 | 0 | 62 | 320 | 81
8041 | 0 | 135 | 13.5 | 0 | 76 | 320 | 83
8042 | 0 | 137 | 13.7 | 0 | 89 | 320 | 86
8043 | 0 | 140 | 14 | 0 | 103 | 280 | 88
8044 | 0 | 140 | 14 | 0 | 106 | 280 | 87
8045 | 0 | 141 | 14.1 | 0 | 110 | 280 | 86
8046 | 0 | 141 | 14.1 | 0 | 113 | 300 | 85
8047 | 13 | 138 | 13.8 | 0 | 86 | 300 | 88
8048 | 76 | 134 | 13.4 | 31 | 58 | 300 | 91
8049 | 150 | 131 | 13.1 | 65 | 31 | 200 | 94
8050 | 203 | 142 | 14.2 | 158 | 46 | 200 | 84
8051 | 235 | 152 | 15.2 | 229 | 62 | 200 | 75
8052 | 200 | 163 | 16.3 | 364 | 77 | 260 | 67
8053 | 147 | 162 | 16.2 | 467 | 74 | 260 | 71
8054 | 102 | 161 | 16.1 | 482 | 70 | 260 | 76
8055 | 66 | 160 | 16 | 351 | 67 | 260 | 81
8056 | 18 | 158 | 15.8 | 0 | 65 | 260 | 82
8057 | 0 | 156 | 15.6 | 0 | 64 | 260 | 83
8058 | 0 | 154 | 15.4 | 0 | 62 | 210 | 84
8059 | 0 | 155 | 15.5 | 0 | 71 | 210 | 84
8060 | 0 | 157 | 15.7 | 0 | 81 | 210 | 83
8061 | 0 | 158 | 15.8 | 0 | 90 | 210 | 83
8062 | 0 | 159 | 15.9 | 0 | 99 | 210 | 83
8063 | 0 | 161 | 16.1 | 0 | 109 | 210 | 82
8064 | 0 | 162 | 16.2 | 0 | 118 | 210 | 82
8065 | 0 | 156 | 15.6 | 0 | 111 | 210 | 85
8066 | 0 | 149 | 14.9 | 0 | 105 | 210 | 89
8067 | 0 | 143 | 14.3 | 0 | 98 | 210 | 92
8068 | 0 | 145 | 14.5 | 0 | 94 | 210 | 91
8069 | 0 | 148 | 14.8 | 0 | 91 | 210 | 90
8070 | 0 | 150 | 15 | 0 | 87 | 220 | 88
8071 | 15 | 149 | 14.9 | 0 | 103 | 220 | 83
8072 | 83 | 149 | 14.9 | 96 | 118 | 220 | 79
8073 | 150 | 148 | 14.8 | 228 | 134 | 280 | 74
8074 | 175 | 149 | 14.9 | 387 | 137 | 280 | 67
8075 | 158 | 150 | 15 | 545 | 141 | 280 | 59
8076 | 131 | 151 | 15.1 | 647 | 144 | 260 | 52
8077 | 93 | 150 | 15 | 695 | 139 | 260 | 56
8078 | 80 | 149 | 14.9 | 619 | 135 | 260 | 61
8079 | 61 | 148 | 14.8 | 420 | 130 | 260 | 65
8080 | 22 | 144 | 14.4 | 0 | 136 | 260 | 66
8081 | 0 | 141 | 14.1 | 0 | 142 | 260 | 68
8082 | 0 | 137 | 13.7 | 0 | 148 | 260 | 69
8083 | 0 | 137 | 13.7 | 0 | 150 | 260 | 68
8084 | 0 | 136 | 13.6 | 0 | 151 | 260 | 68
8085 | 0 | 136 | 13.6 | 0 | 153 | 260 | 68
8086 | 0 | 136 | 13.6 | 0 | 155 | 260 | 68
8087 | 0 | 135 | 13.5 | 0 | 157 | 260 | 67
8088 | 0 | 135 | 13.5 | 0 | 159 | 270 | 67
8089 | 0 | 133 | 13.3 | 0 | 156 | 270 | 68
8090 | 0 | 132 | 13.2 | 0 | 152 | 270 | 68
8091 | 0 | 130 | 13 | 0 | 149 | 270 | 69
8092 | 0 | 128 | 12.8 | 0 | 142 | 270 | 68
8093 | 0 | 126 | 12.6 | 0 | 135 | 270 | 67
8094 | 0 | 124 | 12.4 | 0 | 128 | 270 | 66
8095 | 22 | 126 | 12.6 | 0 | 110 | 270 | 68
8096 | 86 | 127 | 12.7 | 159 | 93 | 270 | 69
8097 | 164 | 129 | 12.9 | 129 | 75 | 270 | 70
8098 | 229 | 135 | 13.5 | 110 | 72 | 270 | 66
8099 | 257 | 141 | 14.1 | 102 | 68 | 270 | 62
8100 | 243 | 147 | 14.7 | 108 | 65 | 270 | 58
8101 | 209 | 144 | 14.4 | 90 | 52 | 270 | 60
8102 | 142 | 141 | 14.1 | 89 | 39 | 270 | 62
8103 | 80 | 138 | 13.8 | 15 | 26 | 190 | 65
8104 | 12 | 135 | 13.5 | 0 | 23 | 190 | 67
8105 | 0 | 131 | 13.1 | 0 | 21 | 190 | 69
8106 | 0 | 128 | 12.8 | 0 | 18 | 190 | 71
8107 | 0 | 125 | 12.5 | 0 | 15 | 190 | 73
8108 | 0 | 121 | 12.1 | 0 | 13 | 190 | 75
8109 | 0 | 118 | 11.8 | 0 | 10 | 100 | 78
8110 | 0 | 119 | 11.9 | 0 | 10 | 100 | 76
8111 | 0 | 120 | 12 | 0 | 10 | 100 | 75
8112 | 0 | 121 | 12.1 | 0 | 10 | 160 | 74
8113 | 0 | 120 | 12 | 0 | 11 | 160 | 75
8114 | 0 | 120 | 12 | 0 | 12 | 160 | 77
8115 | 0 | 120 | 12 | 0 | 12 | 160 | 78
8116 | 0 | 119 | 11.9 | 0 | 13 | 160 | 79
8117 | 0 | 118 | 11.8 | 0 | 14 | 160 | 81
8118 | 0 | 118 | 11.8 | 0 | 15 | 180 | 82
8119 | 15 | 126 | 12.6 | 0 | 15 | 180 | 84
8120 | 75 | 133 | 13.3 | 17 | 15 | 180 | 86
8121 | 120 | 141 | 14.1 | 0 | 15 | 170 | 87
8122 | 163 | 147 | 14.7 | 3 | 15 | 170 | 85
8123 | 186 | 154 | 15.4 | 4 | 15 | 170 | 84
8124 | 185 | 160 | 16 | 4 | 15 | 40 | 82
8125 | 161 | 159 | 15.9 | 3 | 10 | 40 | 85
8126 | 117 | 159 | 15.9 | 0 | 5 | 40 | 87
8127 | 58 | 158 | 15.8 | 0 | 0 | 0 | 90
8128 | 9 | 151 | 15.1 | 0 | 22 | 0 | 92
8129 | 0 | 145 | 14.5 | 0 | 45 | 0 | 94
8130 | 0 | 138 | 13.8 | 0 | 67 | 210 | 96
8131 | 0 | 135 | 13.5 | 0 | 56 | 210 | 95
8132 | 0 | 132 | 13.2 | 0 | 45 | 210 | 94
8133 | 0 | 128 | 12.8 | 0 | 33 | 210 | 94
8134 | 0 | 125 | 12.5 | 0 | 22 | 210 | 93
8135 | 0 | 122 | 12.2 | 0 | 11 | 210 | 92
8136 | 0 | 119 | 11.9 | 0 | 0 | 0 | 91
8137 | 0 | 119 | 11.9 | 0 | 2 | 0 | 92
8138 | 0 | 120 | 12 | 0 | 3 | 0 | 93
8139 | 0 | 120 | 12 | 0 | 5 | 160 | 94
8140 | 0 | 121 | 12.1 | 0 | 8 | 160 | 93
8141 | 0 | 121 | 12.1 | 0 | 12 | 160 | 92
8142 | 0 | 122 | 12.2 | 0 | 15 | 190 | 91
8143 | 14 | 130 | 13 | 0 | 10 | 190 | 90
8144 | 68 | 139 | 13.9 | 80 | 5 | 190 | 88
8145 | 153 | 147 | 14.7 | 41 | 0 | 0 | 87
8146 | 199 | 146 | 14.6 | 44 | 13 | 0 | 88
8147 | 222 | 145 | 14.5 | 31 | 26 | 0 | 89
8148 | 213 | 143 | 14.3 | 24 | 38 | 0 | 90
8149 | 178 | 142 | 14.2 | 16 | 51 | 0 | 91
8150 | 124 | 141 | 14.1 | 3 | 64 | 0 | 93
8151 | 58 | 140 | 14 | 0 | 77 | 80 | 94
8152 | 10 | 143 | 14.3 | 0 | 82 | 80 | 90
8153 | 0 | 147 | 14.7 | 0 | 88 | 80 | 86
8154 | 0 | 150 | 15 | 0 | 93 | 40 | 82
8155 | 0 | 149 | 14.9 | 0 | 93 | 40 | 79
8156 | 0 | 147 | 14.7 | 0 | 93 | 40 | 76
8157 | 0 | 146 | 14.6 | 0 | 93 | 50 | 72
8158 | 0 | 143 | 14.3 | 0 | 95 | 50 | 75
8159 | 0 | 139 | 13.9 | 0 | 96 | 50 | 77
8160 | 0 | 136 | 13.6 | 0 | 98 | 10 | 80
8161 | 0 | 133 | 13.3 | 0 | 89 | 10 | 77
8162 | 0 | 130 | 13 | 0 | 81 | 10 | 74
8163 | 0 | 127 | 12.7 | 0 | 72 | 20 | 71
8164 | 0 | 128 | 12.8 | 0 | 70 | 20 | 70
8165 | 0 | 130 | 13 | 0 | 69 | 20 | 70
8166 | 0 | 131 | 13.1 | 0 | 67 | 10 | 70
8167 | 15 | 132 | 13.2 | 0 | 65 | 10 | 71
8168 | 81 | 132 | 13.2 | 51 | 64 | 10 | 71
8169 | 149 | 133 | 13.3 | 51 | 62 | 20 | 72
8170 | 206 | 135 | 13.5 | 53 | 67 | 20 | 72
8171 | 235 | 137 | 13.7 | 56 | 72 | 20 | 72
8172 | 234 | 139 | 13.9 | 56 | 77 | 340 | 72
8173 | 197 | 135 | 13.5 | 195 | 79 | 340 | 70
8174 | 125 | 132 | 13.2 | 324 | 80 | 340 | 69
8175 | 70 | 128 | 12.8 | 288 | 82 | 320 | 67
8176 | 18 | 126 | 12.6 | 0 | 84 | 320 | 65
8177 | 0 | 123 | 12.3 | 0 | 85 | 320 | 63
8178 | 0 | 121 | 12.1 | 0 | 87 | 340 | 61
8179 | 0 | 121 | 12.1 | 0 | 82 | 340 | 61
8180 | 0 | 122 | 12.2 | 0 | 77 | 340 | 61
8181 | 0 | 122 | 12.2 | 0 | 72 | 320 | 61
8182 | 0 | 119 | 11.9 | 0 | 65 | 320 | 62
8183 | 0 | 115 | 11.5 | 0 | 58 | 320 | 63
8184 | 0 | 112 | 11.2 | 0 | 51 | 340 | 63
8185 | 0 | 113 | 11.3 | 0 | 41 | 340 | 62
8186 | 0 | 115 | 11.5 | 0 | 31 | 340 | 61
8187 | 0 | 116 | 11.6 | 0 | 21 | 320 | 60
8188 | 0 | 119 | 11.9 | 0 | 36 | 320 | 61
8189 | 0 | 123 | 12.3 | 0 | 52 | 320 | 62
8190 | 0 | 126 | 12.6 | 0 | 67 | 340 | 63
8191 | 15 | 128 | 12.8 | 0 | 60 | 340 | 61
8192 | 82 | 131 | 13.1 | 130 | 53 | 340 | 59
8193 | 128 | 133 | 13.3 | 320 | 46 | 340 | 57
8194 | 162 | 138 | 13.8 | 408 | 34 | 340 | 56
8195 | 163 | 142 | 14.2 | 492 | 22 | 340 | 55
8196 | 151 | 147 | 14.7 | 542 | 10 | 320 | 55
8197 | 165 | 145 | 14.5 | 447 | 15 | 320 | 57
8198 | 110 | 142 | 14.2 | 442 | 21 | 320 | 60
8199 | 69 | 140 | 14 | 294 | 26 | 320 | 63
8200 | 20 | 131 | 13.1 | 0 | 26 | 320 | 66
8201 | 0 | 122 | 12.2 | 0 | 26 | 320 | 70
8202 | 0 | 113 | 11.3 | 0 | 26 | 320 | 74
8203 | 0 | 105 | 10.5 | 0 | 26 | 320 | 79
8204 | 0 | 96 | 9.6 | 0 | 26 | 320 | 84
8205 | 0 | 87 | 8.7 | 0 | 26 | 150 | 88
8206 | 0 | 84 | 8.4 | 0 | 24 | 150 | 90
8207 | 0 | 80 | 8 | 0 | 23 | 150 | 92
8208 | 0 | 77 | 7.7 | 0 | 21 | 150 | 93
8209 | 0 | 81 | 8.1 | 0 | 23 | 150 | 94
8210 | 0 | 85 | 8.5 | 0 | 26 | 150 | 94
8211 | 0 | 88 | 8.8 | 0 | 28 | 150 | 94
8212 | 0 | 92 | 9.2 | 0 | 31 | 150 | 94
8213 | 0 | 96 | 9.6 | 0 | 33 | 150 | 94
8214 | 0 | 100 | 10 | 0 | 36 | 160 | 93
8215 | 22 | 114 | 11.4 | 0 | 27 | 160 | 90
8216 | 84 | 128 | 12.8 | 303 | 19 | 160 | 86
8217 | 78 | 142 | 14.2 | 633 | 10 | 170 | 83
8218 | 74 | 153 | 15.3 | 755 | 15 | 170 | 78
8219 | 94 | 163 | 16.3 | 720 | 21 | 170 | 73
8220 | 150 | 174 | 17.4 | 533 | 26 | 220 | 68
8221 | 184 | 165 | 16.5 | 287 | 38 | 220 | 75
8222 | 142 | 156 | 15.6 | 101 | 50 | 220 | 83
8223 | 58 | 147 | 14.7 | 0 | 62 | 230 | 91
8224 | 15 | 143 | 14.3 | 0 | 51 | 230 | 89
8225 | 0 | 139 | 13.9 | 0 | 41 | 180 | 87
8226 | 0 | 139 | 13.9 | 0 | 41 | 180 | 87
8227 | 0 | 137 | 13.7 | 0 | 39 | 180 | 88
8228 | 0 | 135 | 13.5 | 0 | 38 | 180 | 88
8229 | 0 | 132 | 13.2 | 0 | 36 | 180 | 89
8230 | 0 | 130 | 13 | 0 | 34 | 180 | 90
8231 | 0 | 128 | 12.8 | 0 | 33 | 180 | 91
8232 | 0 | 126 | 12.6 | 0 | 31 | 200 | 92
8233 | 0 | 127 | 12.7 | 0 | 35 | 200 | 91
8234 | 0 | 128 | 12.8 | 0 | 40 | 200 | 91
8235 | 0 | 129 | 12.9 | 0 | 44 | 200 | 90
8236 | 0 | 131 | 13.1 | 0 | 48 | 200 | 89
8237 | 0 | 132 | 13.2 | 0 | 53 | 200 | 89
8238 | 0 | 133 | 13.3 | 0 | 57 | 200 | 88
8239 | 15 | 136 | 13.6 | 0 | 53 | 200 | 88
8240 | 65 | 140 | 14 | 73 | 50 | 200 | 89
8241 | 115 | 143 | 14.3 | 0 | 46 | 230 | 89
8242 | 179 | 150 | 15 | 17 | 41 | 230 | 84
8243 | 212 | 156 | 15.6 | 62 | 36 | 230 | 80
8244 | 221 | 163 | 16.3 | 98 | 32 | 230 | 75
8245 | 214 | 154 | 15.4 | 74 | 32 | 230 | 80
8246 | 164 | 145 | 14.5 | 69 | 32 | 230 | 85
8247 | 88 | 136 | 13.6 | 48 | 33 | 230 | 90
8248 | 19 | 127 | 12.7 | 0 | 20 | 230 | 90
8249 | 0 | 117 | 11.7 | 0 | 7 | 230 | 90
8250 | 0 | 109 | 10.9 | 0 | 0 | 0 | 90
8251 | 0 | 108 | 10.8 | 0 | 0 | 0 | 90
8252 | 0 | 107 | 10.7 | 0 | 0 | 0 | 89
8253 | 0 | 106 | 10.6 | 0 | 0 | 0 | 87
8254 | 0 | 106 | 10.6 | 0 | 5 | 0 | 89
8255 | 0 | 106 | 10.6 | 0 | 10 | 0 | 90
8256 | 0 | 106 | 10.6 | 0 | 15 | 140 | 90
8257 | 0 | 108 | 10.8 | 0 | 15 | 140 | 91
8258 | 0 | 110 | 11 | 0 | 15 | 140 | 92
8259 | 0 | 111 | 11.1 | 0 | 15 | 140 | 92
8260 | 0 | 113 | 11.3 | 0 | 15 | 140 | 92
8261 | 0 | 115 | 11.5 | 0 | 15 | 140 | 93
8262 | 0 | 117 | 11.7 | 0 | 15 | 170 | 93
8263 | 15 | 126 | 12.6 | 0 | 13 | 170 | 93
8264 | 78 | 136 | 13.6 | 195 | 12 | 170 | 93
8265 | 119 | 145 | 14.5 | 397 | 10 | 170 | 92
8266 | 124 | 153 | 15.3 | 547 | 12 | 170 | 88
8267 | 121 | 162 | 16.2 | 628 | 13 | 170 | 84
8268 | 108 | 170 | 17 | 672 | 15 | 250 | 80
8269 | 104 | 167 | 16.7 | 631 | 20 | 250 | 81
8270 | 93 | 165 | 16.5 | 532 | 26 | 250 | 83
8271 | 61 | 162 | 16.2 | 369 | 31 | 280 | 84
8272 | 20 | 152 | 15.2 | 0 | 33 | 280 | 87
8273 | 0 | 143 | 14.3 | 0 | 34 | 280 | 90
8274 | 0 | 133 | 13.3 | 0 | 36 | 220 | 92
8275 | 0 | 135 | 13.5 | 0 | 39 | 220 | 90
8276 | 0 | 138 | 13.8 | 0 | 43 | 220 | 87
8277 | 0 | 140 | 14 | 0 | 46 | 180 | 84
8278 | 0 | 144 | 14.4 | 0 | 48 | 180 | 85
8279 | 0 | 147 | 14.7 | 0 | 49 | 180 | 87
8280 | 0 | 151 | 15.1 | 0 | 51 | 200 | 88
8281 | 0 | 151 | 15.1 | 0 | 51 | 200 | 88
8282 | 0 | 151 | 15.1 | 0 | 51 | 200 | 88
8283 | 0 | 150 | 15 | 0 | 51 | 200 | 89
8284 | 0 | 150 | 15 | 0 | 51 | 200 | 89
8285 | 0 | 150 | 15 | 0 | 51 | 200 | 89
8286 | 0 | 150 | 15 | 0 | 51 | 210 | 89
8287 | 8 | 154 | 15.4 | 0 | 58 | 210 | 88
8288 | 55 | 158 | 15.8 | 0 | 65 | 210 | 88
8289 | 113 | 162 | 16.2 | 0 | 72 | 210 | 87
8290 | 185 | 165 | 16.5 | 37 | 79 | 210 | 87
8291 | 218 | 167 | 16.7 | 121 | 86 | 210 | 87
8292 | 225 | 170 | 17 | 188 | 93 | 220 | 87
8293 | 222 | 170 | 17 | 104 | 90 | 220 | 87
8294 | 140 | 169 | 16.9 | 141 | 86 | 220 | 87
8295 | 79 | 169 | 16.9 | 59 | 82 | 220 | 87
8296 | 13 | 169 | 16.9 | 0 | 79 | 220 | 87
8297 | 0 | 168 | 16.8 | 0 | 75 | 220 | 87
8298 | 0 | 168 | 16.8 | 0 | 72 | 210 | 87
8299 | 0 | 166 | 16.6 | 0 | 60 | 210 | 89
8300 | 0 | 165 | 16.5 | 0 | 48 | 210 | 90
8301 | 0 | 163 | 16.3 | 0 | 36 | 230 | 92
8302 | 0 | 160 | 16 | 0 | 43 | 230 | 92
8303 | 0 | 156 | 15.6 | 0 | 50 | 230 | 92
8304 | 0 | 153 | 15.3 | 0 | 57 | 240 | 92
8305 | 0 | 153 | 15.3 | 0 | 59 | 240 | 90
8306 | 0 | 152 | 15.2 | 0 | 60 | 240 | 88
8307 | 0 | 152 | 15.2 | 0 | 62 | 270 | 85
8308 | 0 | 147 | 14.7 | 0 | 58 | 270 | 89
8309 | 0 | 143 | 14.3 | 0 | 55 | 270 | 92
8310 | 0 | 138 | 13.8 | 0 | 51 | 270 | 96
8311 | 8 | 140 | 14 | 0 | 50 | 270 | 91
8312 | 55 | 142 | 14.2 | 0 | 49 | 270 | 87
8313 | 113 | 143 | 14.3 | 0 | 49 | 270 | 83
8314 | 155 | 145 | 14.5 | 8 | 48 | 270 | 79
8315 | 177 | 147 | 14.7 | 11 | 47 | 270 | 75
8316 | 178 | 149 | 14.9 | 11 | 46 | 270 | 71
8317 | 157 | 149 | 14.9 | 8 | 41 | 270 | 71
8318 | 116 | 148 | 14.8 | 0 | 36 | 270 | 70
8319 | 58 | 148 | 14.8 | 0 | 31 | 250 | 70
8320 | 9 | 144 | 14.4 | 0 | 28 | 250 | 76
8321 | 0 | 141 | 14.1 | 0 | 24 | 250 | 84
8322 | 0 | 137 | 13.7 | 0 | 21 | 310 | 91
8323 | 0 | 136 | 13.6 | 0 | 21 | 310 | 91
8324 | 0 | 135 | 13.5 | 0 | 21 | 310 | 91
8325 | 0 | 134 | 13.4 | 0 | 21 | 80 | 91
8326 | 0 | 136 | 13.6 | 0 | 40 | 80 | 84
8327 | 0 | 138 | 13.8 | 0 | 58 | 80 | 77
8328 | 0 | 140 | 14 | 0 | 77 | 60 | 71
8329 | 0 | 140 | 14 | 0 | 77 | 60 | 75
8330 | 0 | 139 | 13.9 | 0 | 77 | 60 | 78
8331 | 0 | 139 | 13.9 | 0 | 77 | 50 | 82
8332 | 0 | 138 | 13.8 | 0 | 80 | 50 | 77
8333 | 0 | 137 | 13.7 | 0 | 84 | 50 | 72
8334 | 0 | 136 | 13.6 | 0 | 87 | 60 | 67
8335 | 12 | 137 | 13.7 | 0 | 85 | 60 | 68
8336 | 76 | 137 | 13.7 | 119 | 84 | 60 | 68
8337 | 124 | 138 | 13.8 | 308 | 82 | 60 | 69
8338 | 150 | 140 | 14 | 444 | 91 | 60 | 66
8339 | 146 | 143 | 14.3 | 563 | 99 | 60 | 63
8340 | 111 | 145 | 14.5 | 675 | 108 | 30 | 61
8341 | 95 | 143 | 14.3 | 675 | 93 | 30 | 61
8342 | 92 | 140 | 14 | 568 | 77 | 30 | 62
8343 | 62 | 138 | 13.8 | 403 | 62 | 20 | 62
8344 | 20 | 127 | 12.7 | 0 | 48 | 20 | 70
8345 | 0 | 117 | 11.7 | 0 | 35 | 20 | 79
8346 | 0 | 106 | 10.6 | 0 | 21 | 120 | 89
8347 | 0 | 103 | 10.3 | 0 | 36 | 120 | 89
8348 | 0 | 101 | 10.1 | 0 | 52 | 120 | 89
8349 | 0 | 98 | 9.8 | 0 | 67 | 350 | 89
8350 | 0 | 100 | 10 | 0 | 66 | 350 | 84
8351 | 0 | 103 | 10.3 | 0 | 65 | 350 | 80
8352 | 0 | 106 | 10.6 | 0 | 64 | 350 | 76
8353 | 0 | 108 | 10.8 | 0 | 64 | 350 | 72
8354 | 0 | 110 | 11 | 0 | 63 | 350 | 68
8355 | 0 | 113 | 11.3 | 0 | 62 | 320 | 65
8356 | 0 | 112 | 11.2 | 0 | 64 | 320 | 62
8357 | 0 | 112 | 11.2 | 0 | 65 | 320 | 60
8358 | 0 | 111 | 11.1 | 0 | 67 | 320 | 58
8359 | 16 | 113 | 11.3 | 0 | 65 | 320 | 64
8360 | 80 | 114 | 11.4 | 194 | 63 | 320 | 70
8361 | 111 | 116 | 11.6 | 395 | 61 | 320 | 75
8362 | 173 | 117 | 11.7 | 362 | 71 | 320 | 76
8363 | 182 | 119 | 11.9 | 384 | 80 | 320 | 76
8364 | 192 | 121 | 12.1 | 333 | 90 | 320 | 77
8365 | 198 | 119 | 11.9 | 197 | 84 | 320 | 80
8366 | 155 | 118 | 11.8 | 89 | 78 | 320 | 83
8367 | 78 | 116 | 11.6 | 18 | 72 | 190 | 86
8368 | 13 | 117 | 11.7 | 0 | 72 | 190 | 85
8369 | 0 | 119 | 11.9 | 0 | 72 | 190 | 84
8370 | 0 | 120 | 12 | 0 | 72 | 200 | 83
8371 | 0 | 121 | 12.1 | 0 | 73 | 200 | 82
8372 | 0 | 121 | 12.1 | 0 | 74 | 200 | 81
8373 | 0 | 122 | 12.2 | 0 | 74 | 200 | 80
8374 | 0 | 123 | 12.3 | 0 | 75 | 200 | 79
8375 | 0 | 123 | 12.3 | 0 | 76 | 200 | 78
8376 | 0 | 124 | 12.4 | 0 | 77 | 200 | 77
8377 | 0 | 127 | 12.7 | 0 | 77 | 200 | 75
8378 | 0 | 129 | 12.9 | 0 | 77 | 200 | 74
8379 | 0 | 132 | 13.2 | 0 | 77 | 200 | 72
8380 | 0 | 132 | 13.2 | 0 | 69 | 200 | 68
8381 | 0 | 132 | 13.2 | 0 | 61 | 200 | 64
8382 | 0 | 132 | 13.2 | 0 | 53 | 200 | 60
8383 | 7 | 135 | 13.5 | 0 | 42 | 200 | 64
8384 | 56 | 138 | 13.8 | 0 | 32 | 200 | 68
8385 | 126 | 141 | 14.1 | 11 | 21 | 200 | 72
8386 | 185 | 142 | 14.2 | 18 | 24 | 200 | 71
8387 | 222 | 143 | 14.3 | 25 | 27 | 200 | 69
8388 | 219 | 144 | 14.4 | 58 | 30 | 200 | 68
8389 | 198 | 144 | 14.4 | 48 | 25 | 200 | 67
8390 | 145 | 143 | 14.3 | 48 | 20 | 200 | 67
8391 | 80 | 143 | 14.3 | 11 | 15 | 60 | 67
8392 | 13 | 141 | 14.1 | 0 | 13 | 60 | 70
8393 | 0 | 139 | 13.9 | 0 | 12 | 60 | 73
8394 | 0 | 136 | 13.6 | 0 | 10 | 60 | 76
8395 | 0 | 134 | 13.4 | 0 | 8 | 60 | 80
8396 | 0 | 132 | 13.2 | 0 | 7 | 60 | 83
8397 | 0 | 130 | 13 | 0 | 5 | 150 | 86
8398 | 0 | 139 | 13.9 | 0 | 31 | 150 | 80
8399 | 0 | 148 | 14.8 | 0 | 56 | 150 | 74
8400 | 0 | 157 | 15.7 | 0 | 82 | 170 | 69
8401 | 0 | 160 | 16 | 0 | 84 | 170 | 67
8402 | 0 | 162 | 16.2 | 0 | 85 | 170 | 64
8403 | 0 | 165 | 16.5 | 0 | 87 | 170 | 62
8404 | 0 | 164 | 16.4 | 0 | 75 | 170 | 60
8405 | 0 | 164 | 16.4 | 0 | 63 | 170 | 59
8406 | 0 | 163 | 16.3 | 0 | 51 | 170 | 57
8407 | 9 | 165 | 16.5 | 0 | 37 | 170 | 63
8408 | 65 | 168 | 16.8 | 37 | 24 | 170 | 68
8409 | 131 | 170 | 17 | 69 | 10 | 270 | 74
8410 | 189 | 169 | 16.9 | 44 | 12 | 270 | 75
8411 | 214 | 168 | 16.8 | 31 | 14 | 270 | 75
8412 | 207 | 167 | 16.7 | 24 | 15 | 270 | 76
8413 | 175 | 167 | 16.7 | 16 | 17 | 270 | 77
8414 | 123 | 166 | 16.6 | 3 | 19 | 270 | 77
8415 | 59 | 165 | 16.5 | 0 | 21 | 70 | 78
8416 | 11 | 161 | 16.1 | 0 | 16 | 70 | 78
8417 | 0 | 156 | 15.6 | 0 | 10 | 70 | 78
8418 | 0 | 152 | 15.2 | 0 | 5 | 60 | 79
8419 | 0 | 143 | 14.3 | 0 | 5 | 60 | 83
8420 | 0 | 135 | 13.5 | 0 | 5 | 60 | 87
8421 | 0 | 126 | 12.6 | 0 | 5 | 160 | 91
8422 | 0 | 125 | 12.5 | 0 | 5 | 160 | 88
8423 | 0 | 123 | 12.3 | 0 | 5 | 160 | 84
8424 | 0 | 122 | 12.2 | 0 | 5 | 170 | 81
8425 | 0 | 118 | 11.8 | 0 | 7 | 170 | 85
8426 | 0 | 114 | 11.4 | 0 | 8 | 170 | 88
8427 | 0 | 110 | 11 | 0 | 10 | 110 | 92
8428 | 0 | 117 | 11.7 | 0 | 9 | 110 | 91
8429 | 0 | 124 | 12.4 | 0 | 8 | 110 | 89
8430 | 0 | 131 | 13.1 | 0 | 7 | 110 | 87
8431 | 16 | 138 | 13.8 | 0 | 7 | 110 | 85
8432 | 66 | 145 | 14.5 | 335 | 6 | 110 | 84
8433 | 76 | 152 | 15.2 | 615 | 5 | 110 | 82
8434 | 66 | 158 | 15.8 | 772 | 10 | 110 | 74
8435 | 79 | 165 | 16.5 | 794 | 16 | 110 | 66
8436 | 78 | 171 | 17.1 | 800 | 21 | 60 | 59
8437 | 89 | 167 | 16.7 | 706 | 17 | 60 | 67
8438 | 120 | 164 | 16.4 | 404 | 14 | 60 | 75
8439 | 75 | 160 | 16 | 129 | 10 | 110 | 83
8440 | 18 | 171 | 17.1 | 0 | 36 | 110 | 68
8441 | 0 | 183 | 18.3 | 0 | 61 | 110 | 54
8442 | 0 | 194 | 19.4 | 0 | 87 | 160 | 42
8443 | 0 | 196 | 19.6 | 0 | 104 | 160 | 39
8444 | 0 | 198 | 19.8 | 0 | 122 | 160 | 36
8445 | 0 | 200 | 20 | 0 | 139 | 180 | 33
8446 | 0 | 203 | 20.3 | 0 | 139 | 180 | 33
8447 | 0 | 206 | 20.6 | 0 | 139 | 180 | 32
8448 | 0 | 209 | 20.9 | 0 | 139 | 180 | 32
8449 | 0 | 204 | 20.4 | 0 | 139 | 180 | 34
8450 | 0 | 200 | 20 | 0 | 139 | 180 | 37
8451 | 0 | 195 | 19.5 | 0 | 139 | 180 | 39
8452 | 0 | 197 | 19.7 | 0 | 129 | 180 | 38
8453 | 0 | 198 | 19.8 | 0 | 118 | 180 | 37
8454 | 0 | 200 | 20 | 0 | 108 | 190 | 36
8455 | 14 | 198 | 19.8 | 0 | 97 | 190 | 41
8456 | 77 | 196 | 19.6 | 242 | 86 | 190 | 47
8457 | 73 | 194 | 19.4 | 606 | 74 | 190 | 53
8458 | 81 | 193 | 19.3 | 724 | 63 | 190 | 58
8459 | 73 | 191 | 19.1 | 801 | 52 | 190 | 64
8460 | 73 | 189 | 18.9 | 804 | 41 | 60 | 70
8461 | 76 | 190 | 19 | 738 | 45 | 60 | 70
8462 | 92 | 192 | 19.2 | 517 | 48 | 60 | 71
8463 | 79 | 193 | 19.3 | 178 | 52 | 60 | 71
8464 | 18 | 197 | 19.7 | 0 | 72 | 60 | 63
8465 | 0 | 201 | 20.1 | 0 | 92 | 60 | 56
8466 | 0 | 205 | 20.5 | 0 | 112 | 60 | 48
8467 | 0 | 209 | 20.9 | 0 | 127 | 60 | 44
8468 | 0 | 213 | 21.3 | 0 | 143 | 60 | 40
8469 | 0 | 217 | 21.7 | 0 | 159 | 180 | 36
8470 | 0 | 211 | 21.1 | 0 | 159 | 180 | 42
8471 | 0 | 206 | 20.6 | 0 | 159 | 180 | 48
8472 | 0 | 200 | 20 | 0 | 159 | 170 | 55
8473 | 0 | 196 | 19.6 | 0 | 139 | 170 | 61
8474 | 0 | 193 | 19.3 | 0 | 118 | 170 | 67
8475 | 0 | 189 | 18.9 | 0 | 98 | 200 | 74
8476 | 0 | 173 | 17.3 | 0 | 82 | 200 | 79
8477 | 0 | 156 | 15.6 | 0 | 67 | 200 | 85
8478 | 0 | 140 | 14 | 0 | 51 | 210 | 91
8479 | 8 | 144 | 14.4 | 0 | 55 | 210 | 90
8480 | 67 | 149 | 14.9 | 102 | 58 | 210 | 89
8481 | 126 | 153 | 15.3 | 280 | 62 | 190 | 88
8482 | 159 | 155 | 15.5 | 352 | 61 | 190 | 86
8483 | 183 | 158 | 15.8 | 370 | 60 | 190 | 85
8484 | 185 | 160 | 16 | 371 | 59 | 190 | 83
8485 | 164 | 162 | 16.2 | 357 | 59 | 190 | 82
8486 | 139 | 165 | 16.5 | 278 | 58 | 190 | 80
8487 | 77 | 167 | 16.7 | 204 | 57 | 230 | 79
8488 | 20 | 160 | 16 | 0 | 59 | 230 | 81
8489 | 0 | 153 | 15.3 | 0 | 62 | 230 | 83
8490 | 0 | 146 | 14.6 | 0 | 64 | 10 | 86
8491 | 0 | 148 | 14.8 | 0 | 67 | 10 | 83
8492 | 0 | 149 | 14.9 | 0 | 69 | 10 | 81
8493 | 0 | 151 | 15.1 | 0 | 72 | 190 | 78
8494 | 0 | 146 | 14.6 | 0 | 74 | 190 | 81
8495 | 0 | 142 | 14.2 | 0 | 75 | 190 | 85
8496 | 0 | 137 | 13.7 | 0 | 77 | 280 | 88
8497 | 0 | 135 | 13.5 | 0 | 78 | 280 | 89
8498 | 0 | 134 | 13.4 | 0 | 79 | 280 | 90
8499 | 0 | 132 | 13.2 | 0 | 80 | 280 | 91
8500 | 0 | 126 | 12.6 | 0 | 80 | 280 | 92
8501 | 0 | 120 | 12 | 0 | 81 | 280 | 93
8502 | 0 | 114 | 11.4 | 0 | 82 | 280 | 94
8503 | 6 | 123 | 12.3 | 0 | 95 | 280 | 90
8504 | 49 | 131 | 13.1 | 0 | 109 | 280 | 86
8505 | 108 | 140 | 14 | 0 | 123 | 260 | 82
8506 | 182 | 129 | 12.9 | 163 | 113 | 260 | 87
8507 | 186 | 117 | 11.7 | 396 | 103 | 260 | 93
8508 | 151 | 106 | 10.6 | 581 | 93 | 260 | 99
8509 | 119 | 121 | 12.1 | 584 | 89 | 260 | 90
8510 | 106 | 137 | 13.7 | 470 | 86 | 260 | 82
8511 | 71 | 152 | 15.2 | 297 | 82 | 250 | 74
8512 | 22 | 150 | 15 | 0 | 82 | 250 | 76
8513 | 0 | 147 | 14.7 | 0 | 82 | 250 | 78
8514 | 0 | 145 | 14.5 | 0 | 82 | 250 | 80
8515 | 0 | 145 | 14.5 | 0 | 82 | 250 | 82
8516 | 0 | 145 | 14.5 | 0 | 82 | 250 | 84
8517 | 0 | 145 | 14.5 | 0 | 82 | 260 | 86
8518 | 0 | 141 | 14.1 | 0 | 74 | 260 | 86
8519 | 0 | 138 | 13.8 | 0 | 65 | 260 | 87
8520 | 0 | 134 | 13.4 | 0 | 57 | 200 | 88
8521 | 0 | 130 | 13 | 0 | 57 | 200 | 86
8522 | 0 | 126 | 12.6 | 0 | 57 | 200 | 83
8523 | 0 | 122 | 12.2 | 0 | 57 | 200 | 81
8524 | 0 | 121 | 12.1 | 0 | 52 | 200 | 81
8525 | 0 | 121 | 12.1 | 0 | 46 | 200 | 82
8526 | 0 | 120 | 12 | 0 | 41 | 180 | 82
8527 | 13 | 128 | 12.8 | 0 | 43 | 180 | 80
8528 | 75 | 137 | 13.7 | 216 | 44 | 180 | 78
8529 | 89 | 145 | 14.5 | 518 | 46 | 200 | 76
8530 | 107 | 151 | 15.1 | 611 | 44 | 200 | 75
8531 | 111 | 156 | 15.6 | 661 | 43 | 200 | 73
8532 | 105 | 162 | 16.2 | 679 | 41 | 220 | 72
8533 | 119 | 161 | 16.1 | 585 | 48 | 220 | 70
8534 | 106 | 161 | 16.1 | 472 | 55 | 220 | 68
8535 | 71 | 160 | 16 | 301 | 62 | 250 | 66
8536 | 21 | 150 | 15 | 0 | 53 | 250 | 70
8537 | 0 | 140 | 14 | 0 | 45 | 250 | 75
8538 | 0 | 130 | 13 | 0 | 36 | 180 | 80
8539 | 0 | 131 | 13.1 | 0 | 38 | 180 | 81
8540 | 0 | 131 | 13.1 | 0 | 39 | 180 | 83
8541 | 0 | 132 | 13.2 | 0 | 41 | 170 | 84
8542 | 0 | 134 | 13.4 | 0 | 41 | 170 | 85
8543 | 0 | 137 | 13.7 | 0 | 41 | 170 | 87
8544 | 0 | 139 | 13.9 | 0 | 41 | 190 | 88
8545 | 0 | 141 | 14.1 | 0 | 43 | 190 | 88
8546 | 0 | 143 | 14.3 | 0 | 44 | 190 | 88
8547 | 0 | 144 | 14.4 | 0 | 46 | 190 | 87
8548 | 0 | 146 | 14.6 | 0 | 46 | 190 | 89
8549 | 0 | 148 | 14.8 | 0 | 46 | 190 | 91
8550 | 0 | 150 | 15 | 0 | 46 | 200 | 93
8551 | 8 | 152 | 15.2 | 0 | 46 | 200 | 90
8552 | 58 | 153 | 15.3 | 0 | 46 | 200 | 87
8553 | 107 | 155 | 15.5 | 0 | 46 | 190 | 84
8554 | 151 | 159 | 15.9 | 2 | 48 | 190 | 85
8555 | 176 | 164 | 16.4 | 4 | 49 | 190 | 85
8556 | 179 | 168 | 16.8 | 4 | 51 | 180 | 86
8557 | 166 | 165 | 16.5 | 10 | 45 | 180 | 88
8558 | 132 | 163 | 16.3 | 6 | 39 | 180 | 89
8559 | 73 | 160 | 16 | 0 | 33 | 180 | 91
8560 | 13 | 158 | 15.8 | 0 | 27 | 180 | 93
8561 | 0 | 155 | 15.5 | 0 | 21 | 180 | 95
8562 | 0 | 153 | 15.3 | 0 | 15 | 180 | 97
8563 | 0 | 152 | 15.2 | 0 | 13 | 180 | 96
8564 | 0 | 150 | 15 | 0 | 12 | 180 | 94
8565 | 0 | 149 | 14.9 | 0 | 10 | 170 | 93
8566 | 0 | 148 | 14.8 | 0 | 8 | 170 | 93
8567 | 0 | 147 | 14.7 | 0 | 7 | 170 | 93
8568 | 0 | 146 | 14.6 | 0 | 5 | 250 | 94
8569 | 0 | 144 | 14.4 | 0 | 3 | 250 | 94
8570 | 0 | 142 | 14.2 | 0 | 2 | 250 | 94
8571 | 0 | 140 | 14 | 0 | 0 | 0 | 94
8572 | 0 | 139 | 13.9 | 0 | 2 | 0 | 94
8573 | 0 | 137 | 13.7 | 0 | 3 | 0 | 94
8574 | 0 | 136 | 13.6 | 0 | 5 | 220 | 94
8575 | 6 | 136 | 13.6 | 0 | 12 | 220 | 93
8576 | 61 | 135 | 13.5 | 0 | 19 | 220 | 92
8577 | 129 | 135 | 13.5 | 61 | 26 | 110 | 91
8578 | 191 | 140 | 14 | 53 | 22 | 110 | 92
8579 | 222 | 145 | 14.5 | 57 | 19 | 110 | 93
8580 | 226 | 150 | 15 | 57 | 15 | 170 | 94
8581 | 200 | 150 | 15 | 54 | 22 | 170 | 94
8582 | 152 | 150 | 15 | 36 | 29 | 170 | 93
8583 | 83 | 150 | 15 | 14 | 36 | 70 | 93
8584 | 15 | 146 | 14.6 | 0 | 41 | 70 | 92
8585 | 0 | 143 | 14.3 | 0 | 46 | 70 | 90
8586 | 0 | 139 | 13.9 | 0 | 51 | 60 | 89
8587 | 0 | 137 | 13.7 | 0 | 51 | 60 | 87
8588 | 0 | 135 | 13.5 | 0 | 51 | 60 | 86
8589 | 0 | 133 | 13.3 | 0 | 51 | 50 | 84
8590 | 0 | 131 | 13.1 | 0 | 46 | 50 | 85
8591 | 0 | 128 | 12.8 | 0 | 41 | 50 | 86
8592 | 0 | 126 | 12.6 | 0 | 36 | 40 | 86
8593 | 0 | 126 | 12.6 | 0 | 38 | 40 | 87
8594 | 0 | 126 | 12.6 | 0 | 41 | 40 | 87
8595 | 0 | 126 | 12.6 | 0 | 44 | 40 | 87
8596 | 0 | 126 | 12.6 | 0 | 46 | 40 | 87
8597 | 0 | 126 | 12.6 | 0 | 49 | 40 | 87
8598 | 0 | 126 | 12.6 | 0 | 51 | 20 | 86
8599 | 12 | 127 | 12.7 | 0 | 37 | 20 | 87
8600 | 74 | 129 | 12.9 | 191 | 24 | 20 | 87
8601 | 104 | 130 | 13 | 414 | 10 | 80 | 86
8602 | 124 | 137 | 13.7 | 534 | 14 | 80 | 82
8603 | 124 | 144 | 14.4 | 618 | 17 | 80 | 77
8604 | 112 | 151 | 15.1 | 668 | 21 | 10 | 73
8605 | 98 | 150 | 15 | 666 | 17 | 10 | 73
8606 | 95 | 149 | 14.9 | 566 | 14 | 10 | 74
8607 | 64 | 148 | 14.8 | 414 | 10 | 50 | 74
8608 | 25 | 136 | 13.6 | 19 | 10 | 50 | 80
8609 | 0 | 123 | 12.3 | 0 | 10 | 50 | 85
8610 | 0 | 111 | 11.1 | 0 | 10 | 150 | 92
8611 | 0 | 108 | 10.8 | 0 | 14 | 150 | 92
8612 | 0 | 104 | 10.4 | 0 | 17 | 150 | 93
8613 | 0 | 101 | 10.1 | 0 | 21 | 150 | 93
8614 | 0 | 97 | 9.7 | 0 | 17 | 150 | 93
8615 | 0 | 93 | 9.3 | 0 | 14 | 150 | 92
8616 | 0 | 89 | 8.9 | 0 | 10 | 150 | 92
8617 | 0 | 95 | 9.5 | 0 | 15 | 150 | 90
8618 | 0 | 101 | 10.1 | 0 | 20 | 150 | 88
8619 | 0 | 106 | 10.6 | 0 | 26 | 150 | 86
8620 | 0 | 112 | 11.2 | 0 | 31 | 150 | 84
8621 | 0 | 118 | 11.8 | 0 | 36 | 150 | 82
8622 | 0 | 124 | 12.4 | 0 | 41 | 180 | 80
8623 | 13 | 135 | 13.5 | 0 | 41 | 180 | 77
8624 | 73 | 145 | 14.5 | 257 | 41 | 180 | 73
8625 | 73 | 156 | 15.6 | 596 | 41 | 190 | 70
8626 | 90 | 158 | 15.8 | 677 | 53 | 190 | 70
8627 | 102 | 159 | 15.9 | 697 | 65 | 190 | 69
8628 | 111 | 161 | 16.1 | 669 | 77 | 190 | 68
8629 | 155 | 160 | 16 | 442 | 80 | 190 | 70
8630 | 155 | 158 | 15.8 | 184 | 84 | 190 | 72
8631 | 85 | 157 | 15.7 | 15 | 87 | 190 | 74
8632 | 15 | 155 | 15.5 | 0 | 87 | 190 | 73
8633 | 0 | 153 | 15.3 | 0 | 87 | 190 | 73
8634 | 0 | 151 | 15.1 | 0 | 87 | 190 | 72
8635 | 0 | 151 | 15.1 | 0 | 81 | 190 | 73
8636 | 0 | 151 | 15.1 | 0 | 75 | 190 | 73
8637 | 0 | 151 | 15.1 | 0 | 69 | 190 | 73
8638 | 0 | 151 | 15.1 | 0 | 63 | 190 | 73
8639 | 0 | 151 | 15.1 | 0 | 57 | 190 | 74
8640 | 0 | 151 | 15.1 | 0 | 51 | 200 | 74
8641 | 0 | 147 | 14.7 | 0 | 37 | 200 | 75
8642 | 0 | 144 | 14.4 | 0 | 24 | 200 | 77
8643 | 0 | 140 | 14 | 0 | 10 | 190 | 78
8644 | 0 | 132 | 13.2 | 0 | 14 | 190 | 83
8645 | 0 | 124 | 12.4 | 0 | 19 | 190 | 87
8646 | 0 | 115 | 11.5 | 0 | 23 | 190 | 93
8647 | 6 | 117 | 11.7 | 0 | 27 | 190 | 92
8648 | 54 | 119 | 11.9 | 0 | 32 | 190 | 91
8649 | 106 | 121 | 12.1 | 0 | 36 | 170 | 91
8650 | 150 | 120 | 12 | 7 | 33 | 170 | 90
8651 | 175 | 118 | 11.8 | 11 | 29 | 170 | 89
8652 | 178 | 117 | 11.7 | 11 | 26 | 190 | 88
8653 | 182 | 117 | 11.7 | 6 | 36 | 190 | 88
8654 | 147 | 117 | 11.7 | 17 | 47 | 190 | 87
8655 | 86 | 117 | 11.7 | 13 | 57 | 260 | 87
8656 | 17 | 118 | 11.8 | 0 | 62 | 260 | 88
8657 | 0 | 119 | 11.9 | 0 | 67 | 260 | 90
8658 | 0 | 120 | 12 | 0 | 72 | 280 | 91
8659 | 0 | 120 | 12 | 0 | 75 | 280 | 88
8660 | 0 | 120 | 12 | 0 | 79 | 280 | 86
8661 | 0 | 120 | 12 | 0 | 82 | 270 | 84
8662 | 0 | 124 | 12.4 | 0 | 89 | 270 | 81
8663 | 0 | 129 | 12.9 | 0 | 96 | 270 | 79
8664 | 0 | 133 | 13.3 | 0 | 103 | 290 | 77
8665 | 0 | 132 | 13.2 | 0 | 103 | 290 | 76
8666 | 0 | 131 | 13.1 | 0 | 103 | 290 | 74
8667 | 0 | 130 | 13 | 0 | 103 | 290 | 73
8668 | 0 | 119 | 11.9 | 0 | 88 | 290 | 78
8669 | 0 | 109 | 10.9 | 0 | 72 | 290 | 83
8670 | 0 | 98 | 9.8 | 0 | 57 | 290 | 88
8671 | 7 | 103 | 10.3 | 0 | 64 | 290 | 84
8672 | 60 | 108 | 10.8 | 0 | 71 | 290 | 80
8673 | 124 | 113 | 11.3 | 14 | 77 | 290 | 76
8674 | 166 | 118 | 11.8 | 23 | 84 | 290 | 73
8675 | 189 | 123 | 12.3 | 9 | 91 | 290 | 69
8676 | 182 | 128 | 12.8 | 6 | 98 | 270 | 66
8677 | 184 | 126 | 12.6 | 7 | 100 | 270 | 73
8678 | 148 | 123 | 12.3 | 17 | 101 | 270 | 80
8679 | 87 | 121 | 12.1 | 13 | 103 | 260 | 88
8680 | 16 | 122 | 12.2 | 0 | 94 | 260 | 85
8681 | 0 | 124 | 12.4 | 0 | 86 | 260 | 83
8682 | 0 | 125 | 12.5 | 0 | 77 | 320 | 81
8683 | 0 | 121 | 12.1 | 0 | 58 | 320 | 82
8684 | 0 | 118 | 11.8 | 0 | 40 | 320 | 83
8685 | 0 | 114 | 11.4 | 0 | 21 | 320 | 83
8686 | 0 | 113 | 11.3 | 0 | 26 | 320 | 81
8687 | 0 | 113 | 11.3 | 0 | 31 | 320 | 79
8688 | 0 | 112 | 11.2 | 0 | 36 | 170 | 77
8689 | 0 | 114 | 11.4 | 0 | 50 | 170 | 76
8690 | 0 | 117 | 11.7 | 0 | 63 | 170 | 76
8691 | 0 | 119 | 11.9 | 0 | 77 | 290 | 75
8692 | 0 | 120 | 12 | 0 | 72 | 290 | 74
8693 | 0 | 122 | 12.2 | 0 | 67 | 290 | 74
8694 | 0 | 123 | 12.3 | 0 | 62 | 280 | 73
8695 | 10 | 125 | 12.5 | 0 | 53 | 280 | 75
8696 | 46 | 127 | 12.7 | 273 | 45 | 280 | 77
8697 | 115 | 129 | 12.9 | 308 | 36 | 210 | 79
8698 | 156 | 134 | 13.4 | 362 | 36 | 210 | 76
8699 | 204 | 139 | 13.9 | 332 | 36 | 210 | 74
8700 | 208 | 144 | 14.4 | 334 | 36 | 210 | 71
8701 | 186 | 144 | 14.4 | 322 | 36 | 210 | 71
8702 | 144 | 144 | 14.4 | 287 | 36 | 210 | 71
8703 | 81 | 144 | 14.4 | 223 | 36 | 210 | 71
8704 | 24 | 139 | 13.9 | 0 | 36 | 210 | 77
8705 | 0 | 135 | 13.5 | 0 | 36 | 210 | 84
8706 | 0 | 130 | 13 | 0 | 36 | 190 | 90
8707 | 0 | 131 | 13.1 | 0 | 31 | 190 | 86
8708 | 0 | 131 | 13.1 | 0 | 26 | 190 | 82
8709 | 0 | 132 | 13.2 | 0 | 21 | 170 | 78
8710 | 0 | 133 | 13.3 | 0 | 23 | 170 | 79
8711 | 0 | 135 | 13.5 | 0 | 24 | 170 | 80
8712 | 0 | 136 | 13.6 | 0 | 26 | 180 | 81
8713 | 0 | 137 | 13.7 | 0 | 33 | 180 | 79
8714 | 0 | 137 | 13.7 | 0 | 40 | 180 | 76
8715 | 0 | 138 | 13.8 | 0 | 47 | 180 | 73
8716 | 0 | 138 | 13.8 | 0 | 45 | 180 | 71
8717 | 0 | 138 | 13.8 | 0 | 42 | 180 | 68
8718 | 0 | 138 | 13.8 | 0 | 40 | 180 | 66
8719 | 12 | 133 | 13.3 | 0 | 28 | 180 | 73
8720 | 73 | 127 | 12.7 | 250 | 17 | 180 | 82
8721 | 65 | 122 | 12.2 | 638 | 5 | 200 | 90
8722 | 77 | 125 | 12.5 | 741 | 9 | 200 | 88
8723 | 79 | 129 | 12.9 | 793 | 14 | 200 | 86
8724 | 80 | 132 | 13.2 | 799 | 18 | 200 | 83
8725 | 76 | 136 | 13.6 | 768 | 22 | 200 | 81
8726 | 73 | 139 | 13.9 | 671 | 27 | 200 | 79
8727 | 58 | 143 | 14.3 | 483 | 31 | 60 | 77
8728 | 25 | 135 | 13.5 | 94 | 22 | 60 | 80
8729 | 0 | 128 | 12.8 | 0 | 14 | 60 | 84
8730 | 0 | 120 | 12 | 0 | 5 | 60 | 87
8731 | 0 | 117 | 11.7 | 0 | 7 | 60 | 86
8732 | 0 | 114 | 11.4 | 0 | 8 | 60 | 84
8733 | 0 | 111 | 11.1 | 0 | 10 | 150 | 83
8734 | 0 | 118 | 11.8 | 0 | 8 | 150 | 82
8735 | 0 | 125 | 12.5 | 0 | 7 | 150 | 81
8736 | 0 | 132 | 13.2 | 0 | 5 | 40 | 80
8737 | 0 | 136 | 13.6 | 0 | 12 | 40 | 73
8738 | 0 | 141 | 14.1 | 0 | 19 | 40 | 66
8739 | 0 | 145 | 14.5 | 0 | 26 | 40 | 60
8740 | 0 | 150 | 15 | 0 | 32 | 40 | 54
8741 | 0 | 154 | 15.4 | 0 | 39 | 40 | 48
8742 | 0 | 159 | 15.9 | 0 | 46 | 170 | 43
8743 | 11 | 152 | 15.2 | 0 | 38 | 170 | 52
8744 | 73 | 145 | 14.5 | 136 | 29 | 170 | 62
8745 | 127 | 138 | 13.8 | 68 | 21 | 200 | 73
8746 | 186 | 148 | 14.8 | 21 | 14 | 200 | 71
8747 | 203 | 157 | 15.7 | 7 | 7 | 200 | 68
8748 | 183 | 167 | 16.7 | 3 | 0 | 0 | 66
8749 | 185 | 164 | 16.4 | 7 | 2 | 0 | 70
8750 | 148 | 162 | 16.2 | 24 | 3 | 0 | 73
8751 | 89 | 159 | 15.9 | 16 | 5 | 50 | 77
8752 | 17 | 146 | 14.6 | 0 | 10 | 50 | 79
8753 | 0 | 133 | 13.3 | 0 | 16 | 50 | 81
8754 | 0 | 118 | 11.8 | 0 | 21 | 170 | 85
8755 | 0 | 114 | 11.4 | 0 | 14 | 170 | 86
8756 | 0 | 110 | 11 | 0 | 7 | 170 | 87
8757 | 0 | 106 | 10.6 | 0 | 0 | 0 | 86
8758 | 0 | 101 | 10.1 | 0 | 1 | 0 | 83
8759 | 0 | 95 | 9.5 | 0 | 1 | 0 | 78
Avverage | 77.4943 | 188.1668 | 18.8167 | 173.1618 | 37.9847 | 139.6952 | 74.4332

## Glasgow consmptn
| heating (kWh) |  |  | pre heating (kWh) | improvements
time | base-25C | 180% win-25C | 180% win-27C-ins floor | heat recovery exchanger | % south window area
00h30 | 0.36 | 0.34 | 0.24 | 0.015 | max comfort temperature 25->27C
01h30 | 0 | 0 | 0 | 0.015 | ventilation from 0.3->varied with high natural night ventilation
02h30 | 0 | 0 | 0 | 0.015 | floor insulation
03h30 | 0 | 0 | 0 | 0.015 | heat recovery 90% thermal reduction | 0.015 | kWh/h
04h30 | 0 | 0 | 0 | 0.015 | we introduced an all day heat recovery from med october-med june based on scheduled inf rates around the year
05h30 | 0 | 0 | 0 | 0.015
06h30 | 0 | 0 | 0 | 0.015
07h30 | 0.81 | 0.77 | 0.64 | 0.015
08h30 | 1.05 | 1 | 0.77 | 0.015
09h30 | 0.53 | 0.43 | 0.23 | 0.015
10h30 | 0.43 | 0.29 | 0.13 | 0.015
11h30 | 0.38 | 0.21 | 0.05 | 0.015
12h30 | 0.31 | 0.13 | 0.03 | 0.015
13h30 | 0.3 | 0.1 | 0 | 0.015
14h30 | 0.34 | 0.15 | 0 | 0.015
15h30 | 0.41 | 0.24 | 0.08 | 0.015
16h30 | 0.47 | 0.31 | 0.14 | 0.015
17h30 | 0.53 | 0.35 | 0.18 | 0.015
18h30 | 0.58 | 0.38 | 0.21 | 0.015
19h30 | 0.51 | 0.36 | 0.19 | 0.015
20h30 | 0.42 | 0.33 | 0.17 | 0.015
21h30 | 0.42 | 0.33 | 0.17 | 0.015
22h30 | 0.42 | 0.34 | 0.18 | 0.015
23h30 | 0.42 | 0.34 | 0.18 | 0.015
00h30 | 0.27 | 0.22 | 0.11 | 0.015
01h30 | 0 | 0 | 0 | 0.015
02h30 | 0 | 0 | 0 | 0.015
03h30 | 0 | 0 | 0 | 0.015
04h30 | 0 | 0 | 0 | 0.015
05h30 | 0 | 0 | 0 | 0.015
06h30 | 0 | 0 | 0 | 0.015
07h30 | 0 | 0.71 | 0.41 | 0.015
08h30 | 0 | 0.96 | 0.59 | 0.015
09h30 | 1 | 0.51 | 0.33 | 0.015
10h30 | 1.26 | 0.34 | 0.16 | 0.015
11h30 | 0.6 | 0.16 | 0.01 | 0.015
12h30 | 0.44 | 0.09 | 0 | 0.015
13h30 | 0.33 | 0 | 0 | 0.015
14h30 | 0.32 | 0 | 0 | 0.015
15h30 | 0.41 | 0.03 | 0 | 0.015
16h30 | 0.52 | 0.08 | 0 | 0.015
17h30 | 0.52 | 0.16 | 0 | 0.015
18h30 | 0.48 | 0.18 | 0 | 0.015
19h30 | 0.49 | 0.2 | 0 | 0.015
20h30 | 0.49 | 0.22 | 0.01 | 0.015
21h30 | 0.49 | 0.24 | 0.03 | 0.015
22h30 | 0.5 | 0.25 | 0.05 | 0.015
23h30 | 0.5 | 0.26 | 0.07 | 0.015
00h30 | 0.34 | 0.15 | 0.04 | 0.015
01h30 | 0 | 0 | 0 | 0.015
02h30 | 0 | 0 | 0 | 0.015
03h30 | 0 | 0 | 0 | 0.015
04h30 | 0 | 0 | 0 | 0.015
05h30 | 0 | 0 | 0 | 0.015
06h30 | 0 | 0 | 0 | 0.015
07h30 | 0 | 0.57 | 0.13 | 0.015
08h30 | 0 | 0.76 | 0.24 | 0.015
09h30 | 0.96 | 0.41 | 0.21 | 0.015
10h30 | 1.19 | 0.28 | 0.1 | 0.015
11h30 | 0.55 | 0.11 | 0 | 0.015
12h30 | 0.43 | 0.05 | 0 | 0.015
13h30 | 0.36 | 0 | 0 | 0.015
14h30 | 0.35 | 0 | 0 | 0.015
15h30 | 0.41 | 0.04 | 0 | 0.015
16h30 | 0.5 | 0.11 | 0 | 0.015
17h30 | 0.5 | 0.16 | 0 | 0.015
18h30 | 0.46 | 0.17 | 0 | 0.015
19h30 | 0.47 | 0.2 | 0 | 0.015
20h30 | 0.48 | 0.22 | 0 | 0.015
21h30 | 0.48 | 0.23 | 0.01 | 0.015
22h30 | 0.49 | 0.24 | 0.03 | 0.015
23h30 | 0.49 | 0.25 | 0.05 | 0.015
00h30 | 0.33 | 0.14 | 0.03 | 0.015
01h30 | 0 | 0 | 0 | 0.015
02h30 | 0 | 0 | 0 | 0.015
03h30 | 0 | 0 | 0 | 0.015
04h30 | 0 | 0 | 0 | 0.015
05h30 | 0 | 0 | 0 | 0.015
06h30 | 0 | 0 | 0 | 0.015
07h30 | 0 | 0.53 | 0.08 | 0.015
08h30 | 0 | 0.72 | 0.2 | 0.015
09h30 | 0.98 | 0.51 | 0.24 | 0.015
10h30 | 1.34 | 0.46 | 0.21 | 0.015
11h30 | 0.81 | 0.34 | 0.16 | 0.015
12h30 | 0.66 | 0.3 | 0.11 | 0.015
13h30 | 0.67 | 0.28 | 0.11 | 0.015
14h30 | 0.75 | 0.32 | 0.15 | 0.015
15h30 | 0.82 | 0.35 | 0.18 | 0.015
16h30 | 0.87 | 0.38 | 0.21 | 0.015
17h30 | 0.74 | 0.37 | 0.2 | 0.015
18h30 | 0.59 | 0.34 | 0.17 | 0.015
19h30 | 0.59 | 0.34 | 0.18 | 0.015
20h30 | 0.58 | 0.35 | 0.19 | 0.015
21h30 | 0.58 | 0.35 | 0.19 | 0.015
22h30 | 0.58 | 0.35 | 0.2 | 0.015
23h30 | 0.57 | 0.35 | 0.2 | 0.015
00h30 | 0.39 | 0.21 | 0.11 | 0.015
01h30 | 0 | 0 | 0 | 0.015
02h30 | 0 | 0 | 0 | 0.015
03h30 | 0 | 0 | 0 | 0.015
04h30 | 0 | 0 | 0 | 0.015
05h30 | 0 | 0 | 0 | 0.015
06h30 | 0 | 0 | 0 | 0.015
07h30 | 0 | 0.72 | 0.45 | 0.015
08h30 | 0 | 1 | 0.66 | 0.015
09h30 | 1 | 0.78 | 0.56 | 0.015
10h30 | 1.54 | 0.7 | 0.51 | 0.015
11h30 | 1.22 | 0.65 | 0.45 | 0.015
12h30 | 1.11 | 0.62 | 0.43 | 0.015
13h30 | 1.04 | 0.6 | 0.43 | 0.015
14h30 | 1.01 | 0.61 | 0.44 | 0.015
15h30 | 1.01 | 0.63 | 0.46 | 0.015
16h30 | 1.02 | 0.67 | 0.5 | 0.015
17h30 | 0.87 | 0.53 | 0.38 | 0.015
18h30 | 0.7 | 0.47 | 0.3 | 0.015
19h30 | 0.69 | 0.45 | 0.27 | 0.015
20h30 | 0.69 | 0.45 | 0.28 | 0.015
21h30 | 0.69 | 0.43 | 0.27 | 0.015
22h30 | 0.67 | 0.44 | 0.27 | 0.015
23h30 | 0.67 | 0.43 | 0.27 | 0.015
00h30 | 0.42 | 0.27 | 0.16 | 0.015
01h30 | 0 | 0 | 0 | 0.015
02h30 | 0 | 0 | 0 | 0.015
03h30 | 0 | 0 | 0 | 0.015
04h30 | 0 | 0 | 0 | 0.015
05h30 | 0 | 0 | 0 | 0.015
06h30 | 0 | 0 | 0 | 0.015
07h30 | 0 | 0.76 | 0.63 | 0.015
08h30 | 0 | 1.13 | 0.9 | 0.015
09h30 | 1 | 0.96 | 0.75 | 0.015
10h30 | 1.63 | 0.86 | 0.67 | 0.015
11h30 | 1.34 | 0.79 | 0.61 | 0.015
12h30 | 1.19 | 0.74 | 0.57 | 0.015
13h30 | 1.1 | 0.72 | 0.56 | 0.015
14h30 | 1.08 | 0.73 | 0.57 | 0.015
15h30 | 1.09 | 0.76 | 0.59 | 0.015
16h30 | 1.09 | 0.78 | 0.63 | 0.015
17h30 | 0.94 | 0.65 | 0.5 | 0.015
18h30 | 0.78 | 0.54 | 0.41 | 0.015
19h30 | 0.76 | 0.53 | 0.39 | 0.015
20h30 | 0.74 | 0.53 | 0.39 | 0.015
21h30 | 0.73 | 0.5 | 0.37 | 0.015
22h30 | 0.73 | 0.5 | 0.37 | 0.015
23h30 | 0.71 | 0.5 | 0.36 | 0.015
00h30 | 0.43 | 0.35 | 0.25 | 0.015
01h30 | 0 | 0 | 0 | 0.015
02h30 | 0 | 0 | 0 | 0.015
03h30 | 0 | 0 | 0 | 0.015
04h30 | 0 | 0 | 0 | 0.015
05h30 | 0 | 0 | 0 | 0.015
06h30 | 0 | 0 | 0 | 0.015
07h30 | 0.8 | 0.79 | 0.66 | 0.015
08h30 | 0.97 | 1.05 | 0.82 | 0.015
09h30 | 0.64 | 0.72 | 0.52 | 0.015
10h30 | 0.71 | 0.76 | 0.58 | 0.015
11h30 | 0.8 | 0.83 | 0.67 | 0.015
12h30 | 0.78 | 0.79 | 0.62 | 0.015
13h30 | 0.76 | 0.75 | 0.6 | 0.015
14h30 | 0.75 | 0.74 | 0.58 | 0.015
15h30 | 0.78 | 0.77 | 0.62 | 0.015
16h30 | 0.82 | 0.83 | 0.67 | 0.015
17h30 | 0.84 | 0.85 | 0.71 | 0.015
18h30 | 0.86 | 0.87 | 0.73 | 0.015
19h30 | 0.72 | 0.73 | 0.59 | 0.015
20h30 | 0.62 | 0.58 | 0.46 | 0.015
21h30 | 0.58 | 0.57 | 0.45 | 0.015
22h30 | 0.58 | 0.57 | 0.45 | 0.015
23h30 | 0.56 | 0.56 | 0.43 | 0.015
00h30 | 0.39 | 0.39 | 0.31 | 0.015
01h30 | 0 | 0 | 0 | 0.015
02h30 | 0 | 0 | 0 | 0.015
03h30 | 0 | 0 | 0 | 0.015
04h30 | 0 | 0 | 0 | 0.015
05h30 | 0 | 0 | 0 | 0.015
06h30 | 0 | 0 | 0 | 0.015
07h30 | 0.85 | 0.81 | 0.68 | 0.015
08h30 | 1.15 | 1.11 | 0.9 | 0.015
09h30 | 0.79 | 0.78 | 0.59 | 0.015
10h30 | 0.8 | 0.77 | 0.58 | 0.015
11h30 | 0.85 | 0.78 | 0.61 | 0.015
12h30 | 0.77 | 0.64 | 0.51 | 0.015
13h30 | 0.67 | 0.52 | 0.38 | 0.015
14h30 | 0.67 | 0.5 | 0.36 | 0.015
15h30 | 0.74 | 0.59 | 0.45 | 0.015
16h30 | 0.82 | 0.72 | 0.56 | 0.015
17h30 | 0.87 | 0.8 | 0.64 | 0.015
18h30 | 0.89 | 0.84 | 0.69 | 0.015
19h30 | 0.75 | 0.71 | 0.56 | 0.015
20h30 | 0.63 | 0.57 | 0.42 | 0.015
21h30 | 0.62 | 0.58 | 0.42 | 0.015
22h30 | 0.61 | 0.58 | 0.42 | 0.015
23h30 | 0.6 | 0.57 | 0.42 | 0.015
00h30 | 0.41 | 0.4 | 0.3 | 0.015
01h30 | 0 | 0 | 0 | 0.015
02h30 | 0 | 0 | 0 | 0.015
03h30 | 0 | 0 | 0 | 0.015
04h30 | 0 | 0 | 0 | 0.015
05h30 | 0 | 0 | 0 | 0.015
06h30 | 0 | 0 | 0 | 0.015
07h30 | 0 | 0.82 | 0.69 | 0.015
08h30 | 0.02 | 1.29 | 1.07 | 0.015
09h30 | 1.02 | 1.14 | 0.95 | 0.015
10h30 | 1.86 | 1.03 | 0.85 | 0.015
11h30 | 1.67 | 0.94 | 0.77 | 0.015
12h30 | 1.37 | 0.78 | 0.62 | 0.015
13h30 | 1.18 | 0.64 | 0.49 | 0.015
14h30 | 1.16 | 0.68 | 0.52 | 0.015
15h30 | 1.2 | 0.77 | 0.62 | 0.015
16h30 | 1.22 | 0.83 | 0.68 | 0.015
17h30 | 1.06 | 0.72 | 0.57 | 0.015
18h30 | 0.89 | 0.57 | 0.45 | 0.015
19h30 | 0.87 | 0.57 | 0.43 | 0.015
20h30 | 0.85 | 0.57 | 0.43 | 0.015
21h30 | 0.83 | 0.56 | 0.42 | 0.015
22h30 | 0.81 | 0.56 | 0.42 | 0.015
23h30 | 0.8 | 0.55 | 0.42 | 0.015
00h30 | 0.45 | 0.39 | 0.31 | 0.015
01h30 | 0 | 0 | 0 | 0.015
02h30 | 0 | 0 | 0 | 0.015
03h30 | 0 | 0 | 0 | 0.015
04h30 | 0 | 0 | 0 | 0.015
05h30 | 0 | 0 | 0 | 0.015
06h30 | 0 | 0 | 0 | 0.015
07h30 | 0 | 0.81 | 0.69 | 0.015
08h30 | 0 | 1.26 | 1.05 | 0.015
09h30 | 1 | 1.11 | 0.92 | 0.015
10h30 | 1.79 | 1 | 0.83 | 0.015
11h30 | 1.54 | 0.91 | 0.75 | 0.015
12h30 | 1.32 | 0.85 | 0.69 | 0.015
13h30 | 1.21 | 0.82 | 0.66 | 0.015
14h30 | 1.18 | 0.81 | 0.67 | 0.015
15h30 | 1.18 | 0.84 | 0.69 | 0.015
16h30 | 1.17 | 0.87 | 0.73 | 0.015
17h30 | 1.01 | 0.73 | 0.58 | 0.015
18h30 | 0.84 | 0.58 | 0.45 | 0.015
19h30 | 0.81 | 0.56 | 0.44 | 0.015
20h30 | 0.79 | 0.56 | 0.44 | 0.015
21h30 | 0.78 | 0.55 | 0.42 | 0.015
22h30 | 0.77 | 0.55 | 0.42 | 0.015
23h30 | 0.75 | 0.54 | 0.42 | 0.015
00h30 | 0.42 | 0.39 | 0.3 | 0.015
01h30 | 0 | 0 | 0 | 0.015
02h30 | 0 | 0 | 0 | 0.015
03h30 | 0 | 0 | 0 | 0.015
04h30 | 0 | 0 | 0 | 0.015
05h30 | 0 | 0 | 0 | 0.015
06h30 | 0 | 0 | 0 | 0.015
07h30 | 0 | 0.79 | 0.67 | 0.015
08h30 | 0 | 1.22 | 1 | 0.015
09h30 | 1 | 0.96 | 0.77 | 0.015
10h30 | 1.52 | 0.71 | 0.55 | 0.015
11h30 | 1.1 | 0.51 | 0.36 | 0.015
12h30 | 1 | 0.49 | 0.35 | 0.015
13h30 | 0.98 | 0.55 | 0.4 | 0.015
14h30 | 0.99 | 0.61 | 0.44 | 0.015
15h30 | 1 | 0.66 | 0.5 | 0.015
16h30 | 1.02 | 0.71 | 0.55 | 0.015
17h30 | 0.88 | 0.6 | 0.44 | 0.015
18h30 | 0.72 | 0.49 | 0.34 | 0.015
19h30 | 0.71 | 0.48 | 0.33 | 0.015
20h30 | 0.69 | 0.48 | 0.34 | 0.015
21h30 | 0.69 | 0.48 | 0.32 | 0.015
22h30 | 0.69 | 0.48 | 0.33 | 0.015
23h30 | 0.68 | 0.47 | 0.33 | 0.015
00h30 | 0.42 | 0.32 | 0.22 | 0.015
01h30 | 0 | 0 | 0 | 0.015
02h30 | 0 | 0 | 0 | 0.015
03h30 | 0 | 0 | 0 | 0.015
04h30 | 0 | 0 | 0 | 0.015
05h30 | 0 | 0 | 0 | 0.015
06h30 | 0 | 0 | 0 | 0.015
07h30 | 0 | 0.78 | 0.65 | 0.015
08h30 | 0 | 1.17 | 0.94 | 0.015
09h30 | 1 | 0.9 | 0.71 | 0.015
10h30 | 1.43 | 0.67 | 0.51 | 0.015
11h30 | 0.9 | 0.4 | 0.25 | 0.015
12h30 | 0.74 | 0.37 | 0.22 | 0.015
13h30 | 0.78 | 0.39 | 0.24 | 0.015
14h30 | 0.86 | 0.43 | 0.27 | 0.015
15h30 | 0.91 | 0.51 | 0.34 | 0.015
16h30 | 0.94 | 0.59 | 0.42 | 0.015
17h30 | 0.8 | 0.49 | 0.33 | 0.015
18h30 | 0.65 | 0.4 | 0.26 | 0.015
19h30 | 0.64 | 0.4 | 0.26 | 0.015
20h30 | 0.64 | 0.4 | 0.26 | 0.015
21h30 | 0.63 | 0.4 | 0.26 | 0.015
22h30 | 0.63 | 0.4 | 0.27 | 0.015
23h30 | 0.62 | 0.4 | 0.27 | 0.015
00h30 | 0.39 | 0.26 | 0.17 | 0.015
01h30 | 0 | 0 | 0 | 0.015
02h30 | 0 | 0 | 0 | 0.015
03h30 | 0 | 0 | 0 | 0.015
04h30 | 0 | 0 | 0 | 0.015
05h30 | 0 | 0 | 0 | 0.015
06h30 | 0 | 0 | 0 | 0.015
07h30 | 0 | 0.75 | 0.6 | 0.015
08h30 | 0 | 1.08 | 0.82 | 0.015
09h30 | 0.99 | 0.87 | 0.67 | 0.015
10h30 | 1.48 | 0.77 | 0.58 | 0.015
11h30 | 1.14 | 0.69 | 0.52 | 0.015
12h30 | 1.04 | 0.64 | 0.49 | 0.015
13h30 | 0.96 | 0.62 | 0.46 | 0.015
14h30 | 0.94 | 0.61 | 0.46 | 0.015
15h30 | 0.92 | 0.62 | 0.46 | 0.015
16h30 | 0.93 | 0.65 | 0.5 | 0.015
17h30 | 0.8 | 0.53 | 0.38 | 0.015
18h30 | 0.65 | 0.47 | 0.33 | 0.015
19h30 | 0.63 | 0.45 | 0.31 | 0.015
20h30 | 0.63 | 0.46 | 0.31 | 0.015
21h30 | 0.62 | 0.43 | 0.29 | 0.015
22h30 | 0.62 | 0.44 | 0.3 | 0.015
23h30 | 0.61 | 0.43 | 0.29 | 0.015
00h30 | 0.4 | 0.29 | 0.19 | 0.015
01h30 | 0 | 0 | 0 | 0.015
02h30 | 0 | 0 | 0 | 0.015
03h30 | 0 | 0 | 0 | 0.015
04h30 | 0 | 0 | 0 | 0.015
05h30 | 0 | 0 | 0 | 0.015
06h30 | 0 | 0 | 0 | 0.015
07h30 | 0.76 | 0.76 | 0.62 | 0.015
08h30 | 0.89 | 0.93 | 0.69 | 0.015
09h30 | 0.44 | 0.45 | 0.24 | 0.015
10h30 | 0.45 | 0.41 | 0.24 | 0.015
11h30 | 0.43 | 0.36 | 0.21 | 0.015
12h30 | 0.39 | 0.3 | 0.15 | 0.015
13h30 | 0.33 | 0.23 | 0.08 | 0.015
14h30 | 0.33 | 0.23 | 0.08 | 0.015
15h30 | 0.38 | 0.28 | 0.13 | 0.015
16h30 | 0.44 | 0.34 | 0.19 | 0.015
17h30 | 0.52 | 0.41 | 0.23 | 0.015
18h30 | 0.57 | 0.47 | 0.28 | 0.015
19h30 | 0.49 | 0.42 | 0.25 | 0.015
20h30 | 0.41 | 0.35 | 0.2 | 0.015
21h30 | 0.4 | 0.35 | 0.21 | 0.015
22h30 | 0.4 | 0.36 | 0.21 | 0.015
23h30 | 0.4 | 0.36 | 0.21 | 0.015
00h30 | 0.26 | 0.23 | 0.14 | 0.015
01h30 | 0 | 0 | 0 | 0.015
02h30 | 0 | 0 | 0 | 0.015
03h30 | 0 | 0 | 0 | 0.015
04h30 | 0 | 0 | 0 | 0.015
05h30 | 0 | 0 | 0 | 0.015
06h30 | 0 | 0 | 0 | 0.015
07h30 | 0.77 | 0.72 | 0.49 | 0.015
08h30 | 0.92 | 0.85 | 0.55 | 0.015
09h30 | 0.54 | 0.49 | 0.28 | 0.015
10h30 | 0.6 | 0.55 | 0.35 | 0.015
11h30 | 0.7 | 0.64 | 0.45 | 0.015
12h30 | 0.68 | 0.61 | 0.44 | 0.015
13h30 | 0.67 | 0.6 | 0.42 | 0.015
14h30 | 0.67 | 0.61 | 0.44 | 0.015
15h30 | 0.7 | 0.64 | 0.47 | 0.015
16h30 | 0.72 | 0.68 | 0.51 | 0.015
17h30 | 0.75 | 0.71 | 0.54 | 0.015
18h30 | 0.76 | 0.72 | 0.56 | 0.015
19h30 | 0.6 | 0.58 | 0.42 | 0.015
20h30 | 0.53 | 0.5 | 0.34 | 0.015
21h30 | 0.5 | 0.48 | 0.31 | 0.015
22h30 | 0.5 | 0.48 | 0.32 | 0.015
23h30 | 0.48 | 0.46 | 0.31 | 0.015
00h30 | 0.32 | 0.31 | 0.21 | 0.015
01h30 | 0 | 0 | 0 | 0.015
02h30 | 0 | 0 | 0 | 0.015
03h30 | 0 | 0 | 0 | 0.015
04h30 | 0 | 0 | 0 | 0.015
05h30 | 0 | 0 | 0 | 0.015
06h30 | 0 | 0 | 0 | 0.015
07h30 | 0 | 0.77 | 0.63 | 0.015
08h30 | 0 | 1.14 | 0.91 | 0.015
09h30 | 1 | 0.96 | 0.76 | 0.015
10h30 | 1.71 | 0.86 | 0.67 | 0.015
11h30 | 1.41 | 0.77 | 0.6 | 0.015
12h30 | 1.23 | 0.72 | 0.56 | 0.015
13h30 | 1.12 | 0.69 | 0.53 | 0.015
14h30 | 1.09 | 0.7 | 0.54 | 0.015
15h30 | 1.1 | 0.72 | 0.57 | 0.015
16h30 | 1.1 | 0.75 | 0.61 | 0.015
17h30 | 0.95 | 0.63 | 0.48 | 0.015
18h30 | 0.78 | 0.52 | 0.39 | 0.015
19h30 | 0.75 | 0.51 | 0.37 | 0.015
20h30 | 0.74 | 0.51 | 0.37 | 0.015
21h30 | 0.73 | 0.5 | 0.35 | 0.015
22h30 | 0.71 | 0.5 | 0.35 | 0.015
23h30 | 0.7 | 0.49 | 0.34 | 0.015
00h30 | 0.4 | 0.33 | 0.24 | 0.015
01h30 | 0 | 0 | 0 | 0.015
02h30 | 0 | 0 | 0 | 0.015
03h30 | 0 | 0 | 0 | 0.015
04h30 | 0 | 0 | 0 | 0.015
05h30 | 0 | 0 | 0 | 0.015
06h30 | 0 | 0 | 0 | 0.015
07h30 | 0 | 0.78 | 0.64 | 0.015
08h30 | 0 | 1.16 | 0.94 | 0.015
09h30 | 1 | 0.99 | 0.8 | 0.015
10h30 | 1.62 | 0.88 | 0.7 | 0.015
11h30 | 1.32 | 0.79 | 0.62 | 0.015
12h30 | 1.18 | 0.73 | 0.57 | 0.015
13h30 | 1.08 | 0.7 | 0.54 | 0.015
14h30 | 1.06 | 0.71 | 0.55 | 0.015
15h30 | 1.05 | 0.73 | 0.59 | 0.015
16h30 | 1.06 | 0.76 | 0.62 | 0.015
17h30 | 0.9 | 0.63 | 0.49 | 0.015
18h30 | 0.74 | 0.53 | 0.4 | 0.015
19h30 | 0.72 | 0.51 | 0.37 | 0.015
20h30 | 0.7 | 0.51 | 0.37 | 0.015
21h30 | 0.68 | 0.48 | 0.35 | 0.015
22h30 | 0.67 | 0.48 | 0.35 | 0.015
23h30 | 0.65 | 0.47 | 0.33 | 0.015
00h30 | 0.4 | 0.32 | 0.23 | 0.015
01h30 | 0 | 0 | 0 | 0.015
02h30 | 0 | 0 | 0 | 0.015
03h30 | 0 | 0 | 0 | 0.015
04h30 | 0 | 0 | 0 | 0.015
05h30 | 0 | 0 | 0 | 0.015
06h30 | 0 | 0 | 0 | 0.015
07h30 | 0 | 0.76 | 0.63 | 0.015
08h30 | 0 | 1.11 | 0.88 | 0.015
09h30 | 0.99 | 0.91 | 0.72 | 0.015
10h30 | 1.5 | 0.8 | 0.61 | 0.015
11h30 | 1.16 | 0.71 | 0.54 | 0.015
12h30 | 1.04 | 0.65 | 0.5 | 0.015
13h30 | 0.95 | 0.6 | 0.45 | 0.015
14h30 | 0.93 | 0.61 | 0.45 | 0.015
15h30 | 0.94 | 0.64 | 0.48 | 0.015
16h30 | 0.95 | 0.68 | 0.52 | 0.015
17h30 | 0.81 | 0.55 | 0.4 | 0.015
18h30 | 0.64 | 0.47 | 0.33 | 0.015
19h30 | 0.61 | 0.44 | 0.3 | 0.015
20h30 | 0.59 | 0.44 | 0.3 | 0.015
21h30 | 0.59 | 0.42 | 0.27 | 0.015
22h30 | 0.58 | 0.42 | 0.27 | 0.015
23h30 | 0.56 | 0.4 | 0.25 | 0.015
00h30 | 0.37 | 0.26 | 0.16 | 0.015
01h30 | 0 | 0 | 0 | 0.015
02h30 | 0 | 0 | 0 | 0.015
03h30 | 0 | 0 | 0 | 0.015
04h30 | 0 | 0 | 0 | 0.015
05h30 | 0 | 0 | 0 | 0.015
06h30 | 0 | 0 | 0 | 0.015
07h30 | 0 | 0.73 | 0.56 | 0.015
08h30 | 0 | 1.03 | 0.77 | 0.015
09h30 | 0.96 | 0.82 | 0.62 | 0.015
10h30 | 1.39 | 0.69 | 0.51 | 0.015
11h30 | 1.02 | 0.61 | 0.44 | 0.015
12h30 | 0.92 | 0.57 | 0.41 | 0.015
13h30 | 0.83 | 0.51 | 0.35 | 0.015
14h30 | 0.79 | 0.5 | 0.35 | 0.015
15h30 | 0.81 | 0.52 | 0.36 | 0.015
16h30 | 0.84 | 0.55 | 0.4 | 0.015
17h30 | 0.71 | 0.46 | 0.29 | 0.015
18h30 | 0.57 | 0.41 | 0.25 | 0.015
19h30 | 0.56 | 0.39 | 0.24 | 0.015
20h30 | 0.56 | 0.4 | 0.24 | 0.015
21h30 | 0.55 | 0.37 | 0.24 | 0.015
22h30 | 0.54 | 0.38 | 0.24 | 0.015
23h30 | 0.54 | 0.38 | 0.24 | 0.015
00h30 | 0.36 | 0.24 | 0.15 | 0.015
01h30 | 0 | 0 | 0 | 0.015
02h30 | 0 | 0 | 0 | 0.015
03h30 | 0 | 0 | 0 | 0.015
04h30 | 0 | 0 | 0 | 0.015
05h30 | 0 | 0 | 0 | 0.015
06h30 | 0 | 0 | 0 | 0.015
07h30 | 0 | 0.73 | 0.54 | 0.015
08h30 | 0 | 1.04 | 0.75 | 0.015
09h30 | 0.96 | 0.83 | 0.63 | 0.015
10h30 | 1.39 | 0.7 | 0.52 | 0.015
11h30 | 1 | 0.57 | 0.39 | 0.015
12h30 | 0.89 | 0.53 | 0.37 | 0.015
13h30 | 0.82 | 0.5 | 0.35 | 0.015
14h30 | 0.81 | 0.51 | 0.36 | 0.015
15h30 | 0.84 | 0.55 | 0.39 | 0.015
16h30 | 0.86 | 0.59 | 0.43 | 0.015
17h30 | 0.72 | 0.47 | 0.31 | 0.015
18h30 | 0.56 | 0.41 | 0.25 | 0.015
19h30 | 0.54 | 0.39 | 0.23 | 0.015
20h30 | 0.54 | 0.39 | 0.24 | 0.015
21h30 | 0.53 | 0.37 | 0.23 | 0.015
22h30 | 0.53 | 0.37 | 0.24 | 0.015
23h30 | 0.52 | 0.37 | 0.23 | 0.015
00h30 | 0.35 | 0.24 | 0.15 | 0.015
01h30 | 0 | 0 | 0 | 0.015
02h30 | 0 | 0 | 0 | 0.015
03h30 | 0 | 0 | 0 | 0.015
04h30 | 0 | 0 | 0 | 0.015
05h30 | 0 | 0 | 0 | 0.015
06h30 | 0 | 0 | 0 | 0.015
07h30 | 0.71 | 0.72 | 0.5 | 0.015
08h30 | 0.81 | 0.84 | 0.55 | 0.015
09h30 | 0.35 | 0.36 | 0.17 | 0.015
10h30 | 0.39 | 0.37 | 0.19 | 0.015
11h30 | 0.44 | 0.37 | 0.22 | 0.015
12h30 | 0.41 | 0.32 | 0.17 | 0.015
13h30 | 0.32 | 0.25 | 0.09 | 0.015
14h30 | 0.3 | 0.21 | 0.07 | 0.015
15h30 | 0.32 | 0.24 | 0.09 | 0.015
16h30 | 0.37 | 0.3 | 0.15 | 0.015
17h30 | 0.43 | 0.36 | 0.19 | 0.015
18h30 | 0.48 | 0.41 | 0.22 | 0.015
19h30 | 0.42 | 0.38 | 0.2 | 0.015
20h30 | 0.37 | 0.32 | 0.17 | 0.015
21h30 | 0.37 | 0.33 | 0.18 | 0.015
22h30 | 0.38 | 0.33 | 0.18 | 0.015
23h30 | 0.38 | 0.34 | 0.19 | 0.015
00h30 | 0.24 | 0.22 | 0.12 | 0.015
01h30 | 0 | 0 | 0 | 0.015
02h30 | 0 | 0 | 0 | 0.015
03h30 | 0 | 0 | 0 | 0.015
04h30 | 0 | 0 | 0 | 0.015
05h30 | 0 | 0 | 0 | 0.015
06h30 | 0 | 0 | 0 | 0.015
07h30 | 0.74 | 0.7 | 0.42 | 0.015
08h30 | 0.88 | 0.82 | 0.46 | 0.015
09h30 | 0.44 | 0.36 | 0.14 | 0.015
10h30 | 0.45 | 0.36 | 0.16 | 0.015
11h30 | 0.41 | 0.32 | 0.16 | 0.015
12h30 | 0.37 | 0.26 | 0.1 | 0.015
13h30 | 0.33 | 0.21 | 0.05 | 0.015
14h30 | 0.34 | 0.22 | 0.07 | 0.015
15h30 | 0.38 | 0.27 | 0.11 | 0.015
16h30 | 0.44 | 0.32 | 0.16 | 0.015
17h30 | 0.49 | 0.36 | 0.19 | 0.015
18h30 | 0.53 | 0.41 | 0.22 | 0.015
19h30 | 0.46 | 0.37 | 0.2 | 0.015
20h30 | 0.39 | 0.32 | 0.17 | 0.015
21h30 | 0.38 | 0.32 | 0.17 | 0.015
22h30 | 0.38 | 0.33 | 0.17 | 0.015
23h30 | 0.38 | 0.33 | 0.18 | 0.015
00h30 | 0.24 | 0.21 | 0.11 | 0.015
01h30 | 0 | 0 | 0 | 0.015
02h30 | 0 | 0 | 0 | 0.015
03h30 | 0 | 0 | 0 | 0.015
04h30 | 0 | 0 | 0 | 0.015
05h30 | 0 | 0 | 0 | 0.015
06h30 | 0 | 0 | 0 | 0.015
07h30 | 0 | 0.69 | 0.36 | 0.015
08h30 | 0 | 0.91 | 0.52 | 0.015
09h30 | 0.98 | 0.69 | 0.46 | 0.015
10h30 | 1.46 | 0.62 | 0.41 | 0.015
11h30 | 1.08 | 0.53 | 0.34 | 0.015
12h30 | 0.94 | 0.5 | 0.31 | 0.015
13h30 | 0.83 | 0.43 | 0.25 | 0.015
14h30 | 0.81 | 0.43 | 0.25 | 0.015
15h30 | 0.84 | 0.45 | 0.28 | 0.015
16h30 | 0.87 | 0.5 | 0.32 | 0.015
17h30 | 0.74 | 0.4 | 0.25 | 0.015
18h30 | 0.59 | 0.36 | 0.21 | 0.015
19h30 | 0.58 | 0.36 | 0.21 | 0.015
20h30 | 0.57 | 0.36 | 0.22 | 0.015
21h30 | 0.56 | 0.36 | 0.21 | 0.015
22h30 | 0.55 | 0.36 | 0.22 | 0.015
23h30 | 0.55 | 0.36 | 0.22 | 0.015
00h30 | 0.35 | 0.22 | 0.13 | 0.015
01h30 | 0 | 0 | 0 | 0.015
02h30 | 0 | 0 | 0 | 0.015
03h30 | 0 | 0 | 0 | 0.015
04h30 | 0 | 0 | 0 | 0.015
05h30 | 0 | 0 | 0 | 0.015
06h30 | 0 | 0 | 0 | 0.015
07h30 | 0 | 0.71 | 0.46 | 0.015
08h30 | 0 | 0.98 | 0.65 | 0.015
09h30 | 0.96 | 0.76 | 0.54 | 0.015
10h30 | 1.4 | 0.65 | 0.46 | 0.015
11h30 | 1.03 | 0.56 | 0.39 | 0.015
12h30 | 0.93 | 0.55 | 0.37 | 0.015
13h30 | 0.86 | 0.52 | 0.35 | 0.015
14h30 | 0.84 | 0.52 | 0.35 | 0.015
15h30 | 0.85 | 0.54 | 0.37 | 0.015
16h30 | 0.88 | 0.57 | 0.41 | 0.015
17h30 | 0.73 | 0.45 | 0.3 | 0.015
18h30 | 0.58 | 0.41 | 0.24 | 0.015
19h30 | 0.56 | 0.38 | 0.23 | 0.015
20h30 | 0.56 | 0.38 | 0.23 | 0.015
21h30 | 0.55 | 0.37 | 0.23 | 0.015
22h30 | 0.54 | 0.37 | 0.23 | 0.015
23h30 | 0.54 | 0.37 | 0.23 | 0.015
00h30 | 0.37 | 0.23 | 0.14 | 0.015
01h30 | 0 | 0 | 0 | 0.015
02h30 | 0 | 0 | 0 | 0.015
03h30 | 0 | 0 | 0 | 0.015
04h30 | 0 | 0 | 0 | 0.015
05h30 | 0 | 0 | 0 | 0.015
06h30 | 0 | 0 | 0 | 0.015
07h30 | 0 | 0.73 | 0.52 | 0.015
08h30 | 0 | 1.01 | 0.73 | 0.015
09h30 | 0.96 | 0.81 | 0.59 | 0.015
10h30 | 1.41 | 0.7 | 0.51 | 0.015
11h30 | 1.05 | 0.61 | 0.44 | 0.015
12h30 | 0.95 | 0.57 | 0.41 | 0.015
13h30 | 0.85 | 0.52 | 0.36 | 0.015
14h30 | 0.81 | 0.51 | 0.35 | 0.015
15h30 | 0.81 | 0.52 | 0.36 | 0.015
16h30 | 0.85 | 0.56 | 0.4 | 0.015
17h30 | 0.72 | 0.45 | 0.29 | 0.015
18h30 | 0.58 | 0.41 | 0.25 | 0.015
19h30 | 0.56 | 0.39 | 0.23 | 0.015
20h30 | 0.56 | 0.4 | 0.24 | 0.015
21h30 | 0.55 | 0.37 | 0.23 | 0.015
22h30 | 0.54 | 0.38 | 0.24 | 0.015
23h30 | 0.53 | 0.37 | 0.23 | 0.015
00h30 | 0.35 | 0.24 | 0.15 | 0.015
01h30 | 0 | 0 | 0 | 0.015
02h30 | 0 | 0 | 0 | 0.015
03h30 | 0 | 0 | 0 | 0.015
04h30 | 0 | 0 | 0 | 0.015
05h30 | 0 | 0 | 0 | 0.015
06h30 | 0 | 0 | 0 | 0.015
07h30 | 0 | 0.72 | 0.5 | 0.015
08h30 | 0 | 0.98 | 0.69 | 0.015
09h30 | 0.94 | 0.67 | 0.46 | 0.015
10h30 | 1.24 | 0.53 | 0.36 | 0.015
11h30 | 0.84 | 0.46 | 0.28 | 0.015
12h30 | 0.83 | 0.46 | 0.28 | 0.015
13h30 | 0.8 | 0.46 | 0.29 | 0.015
14h30 | 0.79 | 0.47 | 0.3 | 0.015
15h30 | 0.8 | 0.48 | 0.32 | 0.015
16h30 | 0.82 | 0.53 | 0.36 | 0.015
17h30 | 0.69 | 0.43 | 0.27 | 0.015
18h30 | 0.56 | 0.38 | 0.23 | 0.015
19h30 | 0.55 | 0.37 | 0.23 | 0.015
20h30 | 0.54 | 0.37 | 0.23 | 0.015
21h30 | 0.54 | 0.37 | 0.23 | 0.015
22h30 | 0.54 | 0.37 | 0.23 | 0.015
23h30 | 0.52 | 0.37 | 0.23 | 0.015
00h30 | 0.36 | 0.23 | 0.14 | 0.015
01h30 | 0 | 0 | 0 | 0.015
02h30 | 0 | 0 | 0 | 0.015
03h30 | 0 | 0 | 0 | 0.015
04h30 | 0 | 0 | 0 | 0.015
05h30 | 0 | 0 | 0 | 0.015
06h30 | 0 | 0 | 0 | 0.015
07h30 | 0 | 0.72 | 0.51 | 0.015
08h30 | 0 | 1.01 | 0.7 | 0.015
09h30 | 0.95 | 0.78 | 0.58 | 0.015
10h30 | 1.37 | 0.68 | 0.49 | 0.015
11h30 | 1 | 0.6 | 0.41 | 0.015
12h30 | 0.91 | 0.56 | 0.39 | 0.015
13h30 | 0.83 | 0.52 | 0.36 | 0.015
14h30 | 0.81 | 0.52 | 0.36 | 0.015
15h30 | 0.81 | 0.54 | 0.38 | 0.015
16h30 | 0.83 | 0.57 | 0.4 | 0.015
17h30 | 0.68 | 0.44 | 0.28 | 0.015
18h30 | 0.53 | 0.4 | 0.24 | 0.015
19h30 | 0.51 | 0.36 | 0.22 | 0.015
20h30 | 0.51 | 0.37 | 0.23 | 0.015
21h30 | 0.5 | 0.36 | 0.22 | 0.015
22h30 | 0.5 | 0.36 | 0.22 | 0.015
23h30 | 0.48 | 0.36 | 0.22 | 0.015
00h30 | 0.33 | 0.23 | 0.14 | 0.015
01h30 | 0 | 0 | 0 | 0.015
02h30 | 0 | 0 | 0 | 0.015
03h30 | 0 | 0 | 0 | 0.015
04h30 | 0 | 0 | 0 | 0.015
05h30 | 0 | 0 | 0 | 0.015
06h30 | 0 | 0 | 0 | 0.015
07h30 | 0.69 | 0.7 | 0.44 | 0.015
08h30 | 0.78 | 0.82 | 0.49 | 0.015
09h30 | 0.39 | 0.43 | 0.22 | 0.015
10h30 | 0.44 | 0.46 | 0.27 | 0.015
11h30 | 0.52 | 0.54 | 0.36 | 0.015
12h30 | 0.51 | 0.53 | 0.35 | 0.015
13h30 | 0.49 | 0.49 | 0.31 | 0.015
14h30 | 0.49 | 0.49 | 0.31 | 0.015
15h30 | 0.5 | 0.5 | 0.34 | 0.015
16h30 | 0.52 | 0.54 | 0.37 | 0.015
17h30 | 0.54 | 0.56 | 0.4 | 0.015
18h30 | 0.55 | 0.58 | 0.42 | 0.015
19h30 | 0.41 | 0.44 | 0.28 | 0.015
20h30 | 0.37 | 0.38 | 0.22 | 0.015
21h30 | 0.36 | 0.35 | 0.21 | 0.015
22h30 | 0.36 | 0.35 | 0.21 | 0.015
23h30 | 0.36 | 0.35 | 0.21 | 0.015
00h30 | 0.23 | 0.22 | 0.13 | 0.015
01h30 | 0 | 0 | 0 | 0.015
02h30 | 0 | 0 | 0 | 0.015
03h30 | 0 | 0 | 0 | 0.015
04h30 | 0 | 0 | 0 | 0.015
05h30 | 0 | 0 | 0 | 0.015
06h30 | 0 | 0 | 0 | 0.015
07h30 | 0.72 | 0.7 | 0.45 | 0.015
08h30 | 0.84 | 0.82 | 0.49 | 0.015
09h30 | 0.43 | 0.43 | 0.22 | 0.015
10h30 | 0.46 | 0.46 | 0.27 | 0.015
11h30 | 0.55 | 0.52 | 0.35 | 0.015
12h30 | 0.53 | 0.49 | 0.32 | 0.015
13h30 | 0.43 | 0.36 | 0.21 | 0.015
14h30 | 0.41 | 0.34 | 0.18 | 0.015
15h30 | 0.41 | 0.34 | 0.18 | 0.015
16h30 | 0.45 | 0.38 | 0.21 | 0.015
17h30 | 0.5 | 0.44 | 0.28 | 0.015
18h30 | 0.53 | 0.5 | 0.32 | 0.015
19h30 | 0.43 | 0.4 | 0.26 | 0.015
20h30 | 0.37 | 0.34 | 0.19 | 0.015
21h30 | 0.36 | 0.33 | 0.19 | 0.015
22h30 | 0.36 | 0.34 | 0.19 | 0.015
23h30 | 0.36 | 0.33 | 0.19 | 0.015
00h30 | 0.23 | 0.21 | 0.12 | 0.015
01h30 | 0 | 0 | 0 | 0.015
02h30 | 0 | 0 | 0 | 0.015
03h30 | 0 | 0 | 0 | 0.015
04h30 | 0 | 0 | 0 | 0.015
05h30 | 0 | 0 | 0 | 0.015
06h30 | 0 | 0 | 0 | 0.015
07h30 | 0 | 0.69 | 0.38 | 0.015
08h30 | 0 | 0.91 | 0.55 | 0.015
09h30 | 0.95 | 0.69 | 0.47 | 0.015
10h30 | 1.39 | 0.61 | 0.41 | 0.015
11h30 | 1.01 | 0.53 | 0.35 | 0.015
12h30 | 0.91 | 0.51 | 0.33 | 0.015
13h30 | 0.83 | 0.47 | 0.29 | 0.015
14h30 | 0.81 | 0.47 | 0.29 | 0.015
15h30 | 0.82 | 0.49 | 0.31 | 0.015
16h30 | 0.83 | 0.51 | 0.34 | 0.015
17h30 | 0.69 | 0.39 | 0.25 | 0.015
18h30 | 0.54 | 0.36 | 0.21 | 0.015
19h30 | 0.53 | 0.34 | 0.2 | 0.015
20h30 | 0.52 | 0.35 | 0.21 | 0.015
21h30 | 0.51 | 0.35 | 0.2 | 0.015
22h30 | 0.51 | 0.35 | 0.21 | 0.015
23h30 | 0.5 | 0.35 | 0.21 | 0.015
00h30 | 0.33 | 0.22 | 0.13 | 0.015
01h30 | 0 | 0 | 0 | 0.015
02h30 | 0 | 0 | 0 | 0.015
03h30 | 0 | 0 | 0 | 0.015
04h30 | 0 | 0 | 0 | 0.015
05h30 | 0 | 0 | 0 | 0.015
06h30 | 0 | 0 | 0 | 0.015
07h30 | 0 | 0.71 | 0.44 | 0.015
08h30 | 0 | 0.96 | 0.62 | 0.015
09h30 | 0.95 | 0.74 | 0.52 | 0.015
10h30 | 1.35 | 0.64 | 0.44 | 0.015
11h30 | 0.9 | 0.45 | 0.27 | 0.015
12h30 | 0.74 | 0.41 | 0.23 | 0.015
13h30 | 0.69 | 0.38 | 0.21 | 0.015
14h30 | 0.71 | 0.39 | 0.22 | 0.015
15h30 | 0.72 | 0.4 | 0.22 | 0.015
16h30 | 0.76 | 0.43 | 0.26 | 0.015
17h30 | 0.65 | 0.38 | 0.23 | 0.015
18h30 | 0.53 | 0.35 | 0.2 | 0.015
19h30 | 0.52 | 0.36 | 0.2 | 0.015
20h30 | 0.52 | 0.36 | 0.21 | 0.015
21h30 | 0.52 | 0.36 | 0.21 | 0.015
22h30 | 0.51 | 0.36 | 0.21 | 0.015
23h30 | 0.5 | 0.36 | 0.21 | 0.015
00h30 | 0.33 | 0.23 | 0.13 | 0.015
01h30 | 0 | 0 | 0 | 0.015
02h30 | 0 | 0 | 0 | 0.015
03h30 | 0 | 0 | 0 | 0.015
04h30 | 0 | 0 | 0 | 0.015
05h30 | 0 | 0 | 0 | 0.015
06h30 | 0 | 0 | 0 | 0.015
07h30 | 0 | 0.72 | 0.44 | 0.015
08h30 | 0 | 0.98 | 0.62 | 0.015
09h30 | 0.95 | 0.74 | 0.5 | 0.015
10h30 | 1.35 | 0.64 | 0.44 | 0.015
11h30 | 0.97 | 0.55 | 0.36 | 0.015
12h30 | 0.82 | 0.51 | 0.33 | 0.015
13h30 | 0.68 | 0.38 | 0.2 | 0.015
14h30 | 0.64 | 0.36 | 0.19 | 0.015
15h30 | 0.62 | 0.34 | 0.18 | 0.015
16h30 | 0.67 | 0.36 | 0.2 | 0.015
17h30 | 0.58 | 0.35 | 0.19 | 0.015
18h30 | 0.48 | 0.33 | 0.17 | 0.015
19h30 | 0.48 | 0.34 | 0.18 | 0.015
20h30 | 0.47 | 0.34 | 0.18 | 0.015
21h30 | 0.47 | 0.34 | 0.18 | 0.015
22h30 | 0.47 | 0.34 | 0.19 | 0.015
23h30 | 0.47 | 0.34 | 0.19 | 0.015
00h30 | 0.31 | 0.22 | 0.12 | 0.015
01h30 | 0 | 0 | 0 | 0.015
02h30 | 0 | 0 | 0 | 0.015
03h30 | 0 | 0 | 0 | 0.015
04h30 | 0 | 0 | 0 | 0.015
05h30 | 0 | 0 | 0 | 0.015
06h30 | 0 | 0 | 0 | 0.015
07h30 | 0 | 0.7 | 0.35 | 0.015
08h30 | 0 | 0.9 | 0.49 | 0.015
09h30 | 0.92 | 0.65 | 0.42 | 0.015
10h30 | 1.27 | 0.6 | 0.38 | 0.015
11h30 | 0.88 | 0.51 | 0.3 | 0.015
12h30 | 0.79 | 0.49 | 0.29 | 0.015
13h30 | 0.73 | 0.45 | 0.25 | 0.015
14h30 | 0.71 | 0.45 | 0.25 | 0.015
15h30 | 0.72 | 0.45 | 0.27 | 0.015
16h30 | 0.74 | 0.47 | 0.28 | 0.015
17h30 | 0.6 | 0.38 | 0.23 | 0.015
18h30 | 0.49 | 0.35 | 0.19 | 0.015
19h30 | 0.47 | 0.34 | 0.19 | 0.015
20h30 | 0.46 | 0.35 | 0.19 | 0.015
21h30 | 0.46 | 0.34 | 0.19 | 0.015
22h30 | 0.46 | 0.34 | 0.19 | 0.015
23h30 | 0.45 | 0.34 | 0.19 | 0.015
00h30 | 0.3 | 0.22 | 0.12 | 0.015
01h30 | 0 | 0 | 0 | 0.015
02h30 | 0 | 0 | 0 | 0.015
03h30 | 0 | 0 | 0 | 0.015
04h30 | 0 | 0 | 0 | 0.015
05h30 | 0 | 0 | 0 | 0.015
06h30 | 0 | 0 | 0 | 0.015
07h30 | 0 | 0.69 | 0.35 | 0.015
08h30 | 0 | 0.89 | 0.49 | 0.015
09h30 | 0.91 | 0.62 | 0.38 | 0.015
10h30 | 1.22 | 0.56 | 0.33 | 0.015
11h30 | 0.83 | 0.47 | 0.27 | 0.015
12h30 | 0.68 | 0.44 | 0.24 | 0.015
13h30 | 0.47 | 0.29 | 0.13 | 0.015
14h30 | 0.43 | 0.24 | 0.08 | 0.015
15h30 | 0.48 | 0.25 | 0.09 | 0.015
16h30 | 0.57 | 0.3 | 0.14 | 0.015
17h30 | 0.51 | 0.31 | 0.15 | 0.015
18h30 | 0.45 | 0.29 | 0.13 | 0.015
19h30 | 0.45 | 0.3 | 0.14 | 0.015
20h30 | 0.45 | 0.31 | 0.15 | 0.015
21h30 | 0.45 | 0.31 | 0.15 | 0.015
22h30 | 0.46 | 0.32 | 0.16 | 0.015
23h30 | 0.46 | 0.32 | 0.17 | 0.015
00h30 | 0.31 | 0.21 | 0.1 | 0.015
01h30 | 0 | 0 | 0 | 0.015
02h30 | 0 | 0 | 0 | 0.015
03h30 | 0 | 0 | 0 | 0.015
04h30 | 0 | 0 | 0 | 0.015
05h30 | 0 | 0 | 0 | 0.015
06h30 | 0 | 0 | 0 | 0.015
07h30 | 0.7 | 0.7 | 0.34 | 0.015
08h30 | 0.8 | 0.8 | 0.37 | 0.015
09h30 | 0.25 | 0.23 | 0.04 | 0.015
10h30 | 0.21 | 0.13 | 0.01 | 0.015
11h30 | 0.2 | 0.04 | 0 | 0.015
12h30 | 0.16 | 0.04 | 0 | 0.015
13h30 | 0.14 | 0 | 0 | 0.015
14h30 | 0.14 | 0 | 0 | 0.015
15h30 | 0.16 | 0.01 | 0 | 0.015
16h30 | 0.22 | 0.04 | 0 | 0.015
17h30 | 0.28 | 0.13 | 0 | 0.015
18h30 | 0.33 | 0.21 | 0 | 0.015
19h30 | 0.32 | 0.21 | 0 | 0.015
20h30 | 0.3 | 0.2 | 0 | 0.015
21h30 | 0.3 | 0.21 | 0 | 0.015
22h30 | 0.31 | 0.23 | 0 | 0.015
23h30 | 0.31 | 0.23 | 0.01 | 0.015
00h30 | 0.21 | 0.13 | 0.01 | 0.015
01h30 | 0 | 0 | 0 | 0.015
02h30 | 0 | 0 | 0 | 0.015
03h30 | 0 | 0 | 0 | 0.015
04h30 | 0 | 0 | 0 | 0.015
05h30 | 0 | 0 | 0 | 0.015
06h30 | 0 | 0 | 0 | 0.015
07h30 | 0.67 | 0.48 | 0.02 | 0.015
08h30 | 0.78 | 0.56 | 0.02 | 0.015
09h30 | 0.29 | 0.2 | 0 | 0.015
10h30 | 0.31 | 0.21 | 0.01 | 0.015
11h30 | 0.33 | 0.2 | 0.01 | 0.015
12h30 | 0.28 | 0.11 | 0 | 0.015
13h30 | 0.24 | 0.06 | 0 | 0.015
14h30 | 0.24 | 0.06 | 0 | 0.015
15h30 | 0.28 | 0.12 | 0 | 0.015
16h30 | 0.33 | 0.19 | 0 | 0.015
17h30 | 0.37 | 0.25 | 0.02 | 0.015
18h30 | 0.4 | 0.28 | 0.05 | 0.015
19h30 | 0.38 | 0.27 | 0.06 | 0.015
20h30 | 0.35 | 0.25 | 0.04 | 0.015
21h30 | 0.35 | 0.26 | 0.05 | 0.015
22h30 | 0.36 | 0.27 | 0.07 | 0.015
23h30 | 0.36 | 0.27 | 0.08 | 0.015
00h30 | 0.23 | 0.17 | 0.04 | 0.015
01h30 | 0 | 0 | 0 | 0.015
02h30 | 0 | 0 | 0 | 0.015
03h30 | 0 | 0 | 0 | 0.015
04h30 | 0 | 0 | 0 | 0.015
05h30 | 0 | 0 | 0 | 0.015
06h30 | 0 | 0 | 0 | 0.015
07h30 | 0 | 0.58 | 0.12 | 0.015
08h30 | 0 | 0.77 | 0.23 | 0.015
09h30 | 0.98 | 0.55 | 0.26 | 0.015
10h30 | 1.41 | 0.51 | 0.25 | 0.015
11h30 | 1 | 0.44 | 0.21 | 0.015
12h30 | 0.91 | 0.42 | 0.2 | 0.015
13h30 | 0.83 | 0.39 | 0.19 | 0.015
14h30 | 0.79 | 0.38 | 0.19 | 0.015
15h30 | 0.79 | 0.37 | 0.19 | 0.015
16h30 | 0.81 | 0.39 | 0.21 | 0.015
17h30 | 0.69 | 0.37 | 0.2 | 0.015
18h30 | 0.54 | 0.34 | 0.17 | 0.015
19h30 | 0.54 | 0.35 | 0.18 | 0.015
20h30 | 0.54 | 0.35 | 0.18 | 0.015
21h30 | 0.54 | 0.35 | 0.19 | 0.015
22h30 | 0.53 | 0.36 | 0.19 | 0.015
23h30 | 0.52 | 0.36 | 0.19 | 0.015
00h30 | 0.34 | 0.22 | 0.11 | 0.015
01h30 | 0 | 0 | 0 | 0.015
02h30 | 0 | 0 | 0 | 0.015
03h30 | 0 | 0 | 0 | 0.015
04h30 | 0 | 0 | 0 | 0.015
05h30 | 0 | 0 | 0 | 0.015
06h30 | 0 | 0 | 0 | 0.015
07h30 | 0 | 0.71 | 0.39 | 0.015
08h30 | 0 | 0.96 | 0.56 | 0.015
09h30 | 0.98 | 0.71 | 0.46 | 0.015
10h30 | 1.42 | 0.63 | 0.4 | 0.015
11h30 | 1.03 | 0.55 | 0.34 | 0.015
12h30 | 0.93 | 0.53 | 0.32 | 0.015
13h30 | 0.84 | 0.47 | 0.27 | 0.015
14h30 | 0.8 | 0.45 | 0.26 | 0.015
15h30 | 0.79 | 0.44 | 0.24 | 0.015
16h30 | 0.82 | 0.46 | 0.27 | 0.015
17h30 | 0.72 | 0.4 | 0.24 | 0.015
18h30 | 0.59 | 0.38 | 0.22 | 0.015
19h30 | 0.59 | 0.38 | 0.23 | 0.015
20h30 | 0.6 | 0.39 | 0.23 | 0.015
21h30 | 0.6 | 0.39 | 0.23 | 0.015
22h30 | 0.6 | 0.4 | 0.24 | 0.015
23h30 | 0.6 | 0.4 | 0.24 | 0.015
00h30 | 0.4 | 0.25 | 0.14 | 0.015
01h30 | 0 | 0 | 0 | 0.015
02h30 | 0 | 0 | 0 | 0.015
03h30 | 0 | 0 | 0 | 0.015
04h30 | 0 | 0 | 0 | 0.015
05h30 | 0 | 0 | 0 | 0.015
06h30 | 0 | 0 | 0 | 0.015
07h30 | 0 | 0.76 | 0.57 | 0.015
08h30 | 0 | 1.01 | 0.71 | 0.015
09h30 | 0.97 | 0.51 | 0.28 | 0.015
10h30 | 1.17 | 0.27 | 0.15 | 0.015
11h30 | 0.5 | 0.09 | 0 | 0.015
12h30 | 0.4 | 0.07 | 0 | 0.015
13h30 | 0.35 | 0.02 | 0 | 0.015
14h30 | 0.33 | 0.02 | 0 | 0.015
15h30 | 0.32 | 0.02 | 0 | 0.015
16h30 | 0.35 | 0.03 | 0 | 0.015
17h30 | 0.39 | 0.1 | 0 | 0.015
18h30 | 0.41 | 0.15 | 0 | 0.015
19h30 | 0.44 | 0.19 | 0 | 0.015
20h30 | 0.45 | 0.22 | 0 | 0.015
21h30 | 0.45 | 0.24 | 0.01 | 0.015
22h30 | 0.46 | 0.25 | 0.02 | 0.015
23h30 | 0.46 | 0.26 | 0.04 | 0.015
00h30 | 0.32 | 0.16 | 0.03 | 0.015
01h30 | 0 | 0 | 0 | 0.015
02h30 | 0 | 0 | 0 | 0.015
03h30 | 0 | 0 | 0 | 0.015
04h30 | 0 | 0 | 0 | 0.015
05h30 | 0 | 0 | 0 | 0.015
06h30 | 0 | 0 | 0 | 0.015
07h30 | 0 | 0.55 | 0.06 | 0.015
08h30 | 0 | 0.74 | 0.17 | 0.015
09h30 | 0.95 | 0.53 | 0.22 | 0.015
10h30 | 1.31 | 0.5 | 0.21 | 0.015
11h30 | 0.91 | 0.41 | 0.19 | 0.015
12h30 | 0.82 | 0.4 | 0.18 | 0.015
13h30 | 0.76 | 0.36 | 0.18 | 0.015
14h30 | 0.75 | 0.36 | 0.18 | 0.015
15h30 | 0.76 | 0.38 | 0.19 | 0.015
16h30 | 0.8 | 0.4 | 0.21 | 0.015
17h30 | 0.67 | 0.37 | 0.2 | 0.015
18h30 | 0.56 | 0.35 | 0.17 | 0.015
19h30 | 0.54 | 0.35 | 0.18 | 0.015
20h30 | 0.54 | 0.36 | 0.19 | 0.015
21h30 | 0.53 | 0.36 | 0.19 | 0.015
22h30 | 0.53 | 0.36 | 0.19 | 0.015
23h30 | 0.53 | 0.36 | 0.2 | 0.015
00h30 | 0.35 | 0.22 | 0.11 | 0.015
01h30 | 0 | 0 | 0 | 0.015
02h30 | 0 | 0 | 0 | 0.015
03h30 | 0 | 0 | 0 | 0.015
04h30 | 0 | 0 | 0 | 0.015
05h30 | 0 | 0 | 0 | 0.015
06h30 | 0 | 0 | 0 | 0.015
07h30 | 0 | 0.73 | 0.42 | 0.015
08h30 | 0 | 0.99 | 0.61 | 0.015
09h30 | 0.99 | 0.75 | 0.5 | 0.015
10h30 | 1.43 | 0.65 | 0.42 | 0.015
11h30 | 1.04 | 0.56 | 0.35 | 0.015
12h30 | 0.94 | 0.54 | 0.33 | 0.015
13h30 | 0.86 | 0.49 | 0.3 | 0.015
14h30 | 0.84 | 0.49 | 0.3 | 0.015
15h30 | 0.85 | 0.51 | 0.31 | 0.015
16h30 | 0.87 | 0.54 | 0.35 | 0.015
17h30 | 0.74 | 0.44 | 0.28 | 0.015
18h30 | 0.6 | 0.4 | 0.24 | 0.015
19h30 | 0.6 | 0.39 | 0.24 | 0.015
20h30 | 0.59 | 0.4 | 0.24 | 0.015
21h30 | 0.58 | 0.4 | 0.24 | 0.015
22h30 | 0.58 | 0.4 | 0.24 | 0.015
23h30 | 0.58 | 0.4 | 0.24 | 0.015
00h30 | 0.39 | 0.25 | 0.15 | 0.015
01h30 | 0 | 0 | 0 | 0.015
02h30 | 0 | 0 | 0 | 0.015
03h30 | 0 | 0 | 0 | 0.015
04h30 | 0 | 0 | 0 | 0.015
05h30 | 0 | 0 | 0 | 0.015
06h30 | 0 | 0 | 0 | 0.015
07h30 | 0.75 | 0.75 | 0.54 | 0.015
08h30 | 0.88 | 0.89 | 0.6 | 0.015
09h30 | 0.48 | 0.5 | 0.27 | 0.015
10h30 | 0.52 | 0.52 | 0.31 | 0.015
11h30 | 0.6 | 0.59 | 0.39 | 0.015
12h30 | 0.59 | 0.56 | 0.37 | 0.015
13h30 | 0.57 | 0.52 | 0.34 | 0.015
14h30 | 0.57 | 0.52 | 0.34 | 0.015
15h30 | 0.58 | 0.54 | 0.36 | 0.015
16h30 | 0.61 | 0.58 | 0.39 | 0.015
17h30 | 0.65 | 0.63 | 0.44 | 0.015
18h30 | 0.68 | 0.67 | 0.48 | 0.015
19h30 | 0.54 | 0.54 | 0.35 | 0.015
20h30 | 0.48 | 0.46 | 0.28 | 0.015
21h30 | 0.45 | 0.44 | 0.26 | 0.015
22h30 | 0.46 | 0.44 | 0.27 | 0.015
23h30 | 0.44 | 0.42 | 0.26 | 0.015
00h30 | 0.28 | 0.27 | 0.17 | 0.015
01h30 | 0 | 0 | 0 | 0.015
02h30 | 0 | 0 | 0 | 0.015
03h30 | 0 | 0 | 0 | 0.015
04h30 | 0 | 0 | 0 | 0.015
05h30 | 0 | 0 | 0 | 0.015
06h30 | 0 | 0 | 0 | 0.015
07h30 | 0.81 | 0.78 | 0.63 | 0.015
08h30 | 0.97 | 0.92 | 0.69 | 0.015
09h30 | 0.43 | 0.35 | 0.16 | 0.015
10h30 | 0.42 | 0.33 | 0.16 | 0.015
11h30 | 0.43 | 0.33 | 0.16 | 0.015
12h30 | 0.38 | 0.24 | 0.11 | 0.015
13h30 | 0.27 | 0.08 | 0 | 0.015
14h30 | 0.16 | 0.05 | 0 | 0.015
15h30 | 0.05 | 0 | 0 | 0.015
16h30 | 0.09 | 0 | 0 | 0.015
17h30 | 0.24 | 0.05 | 0 | 0.015
18h30 | 0.35 | 0.11 | 0 | 0.015
19h30 | 0.37 | 0.19 | 0 | 0.015
20h30 | 0.35 | 0.2 | 0 | 0.015
21h30 | 0.36 | 0.23 | 0.01 | 0.015
22h30 | 0.36 | 0.25 | 0.02 | 0.015
23h30 | 0.37 | 0.26 | 0.04 | 0.015
00h30 | 0.24 | 0.15 | 0.03 | 0.015
01h30 | 0 | 0 | 0 | 0.015
02h30 | 0 | 0 | 0 | 0.015
03h30 | 0 | 0 | 0 | 0.015
04h30 | 0 | 0 | 0 | 0.015
05h30 | 0 | 0 | 0 | 0.015
06h30 | 0 | 0 | 0 | 0.015
07h30 | 0 | 0.62 | 0.12 | 0.015
08h30 | 0 | 0.8 | 0.22 | 0.015
09h30 | 0.98 | 0.46 | 0.21 | 0.015
10h30 | 1.37 | 0.43 | 0.19 | 0.015
11h30 | 0.96 | 0.39 | 0.18 | 0.015
12h30 | 0.91 | 0.39 | 0.18 | 0.015
13h30 | 0.85 | 0.36 | 0.17 | 0.015
14h30 | 0.84 | 0.37 | 0.18 | 0.015
15h30 | 0.85 | 0.38 | 0.19 | 0.015
16h30 | 0.88 | 0.43 | 0.22 | 0.015
17h30 | 0.76 | 0.4 | 0.21 | 0.015
18h30 | 0.62 | 0.37 | 0.19 | 0.015
19h30 | 0.62 | 0.37 | 0.2 | 0.015
20h30 | 0.62 | 0.38 | 0.2 | 0.015
21h30 | 0.61 | 0.38 | 0.21 | 0.015
22h30 | 0.61 | 0.38 | 0.21 | 0.015
23h30 | 0.61 | 0.38 | 0.22 | 0.015
00h30 | 0.38 | 0.23 | 0.12 | 0.015
01h30 | 0 | 0 | 0 | 0.015
02h30 | 0 | 0 | 0 | 0.015
03h30 | 0 | 0 | 0 | 0.015
04h30 | 0 | 0 | 0 | 0.015
05h30 | 0 | 0 | 0 | 0.015
06h30 | 0 | 0 | 0 | 0.015
07h30 | 0 | 0.75 | 0.52 | 0.015
08h30 | 0 | 1.05 | 0.7 | 0.015
09h30 | 1 | 0.65 | 0.4 | 0.015
10h30 | 1.32 | 0.47 | 0.27 | 0.015
11h30 | 0.7 | 0.32 | 0.14 | 0.015
12h30 | 0.54 | 0.21 | 0.08 | 0.015
13h30 | 0.45 | 0.12 | 0 | 0.015
14h30 | 0.35 | 0.09 | 0 | 0.015
15h30 | 0.25 | 0 | 0 | 0.015
16h30 | 0.26 | 0 | 0 | 0.015
17h30 | 0.36 | 0.05 | 0 | 0.015
18h30 | 0.42 | 0.09 | 0 | 0.015
19h30 | 0.46 | 0.18 | 0 | 0.015
20h30 | 0.47 | 0.22 | 0 | 0.015
21h30 | 0.48 | 0.24 | 0.02 | 0.015
22h30 | 0.48 | 0.26 | 0.04 | 0.015
23h30 | 0.48 | 0.27 | 0.06 | 0.015
00h30 | 0.33 | 0.17 | 0.04 | 0.015
01h30 | 0 | 0 | 0 | 0.015
02h30 | 0 | 0 | 0 | 0.015
03h30 | 0 | 0 | 0 | 0.015
04h30 | 0 | 0 | 0 | 0.015
05h30 | 0 | 0 | 0 | 0.015
06h30 | 0 | 0 | 0 | 0.015
07h30 | 0 | 0.61 | 0.13 | 0.015
08h30 | 0 | 0.79 | 0.23 | 0.015
09h30 | 0.95 | 0.45 | 0.21 | 0.015
10h30 | 1.18 | 0.36 | 0.13 | 0.015
11h30 | 0.55 | 0.17 | 0.02 | 0.015
12h30 | 0.43 | 0.08 | 0 | 0.015
13h30 | 0.37 | 0.01 | 0 | 0.015
14h30 | 0.35 | 0.01 | 0 | 0.015
15h30 | 0.4 | 0.08 | 0 | 0.015
16h30 | 0.47 | 0.15 | 0 | 0.015
17h30 | 0.48 | 0.19 | 0 | 0.015
18h30 | 0.46 | 0.2 | 0 | 0.015
19h30 | 0.46 | 0.22 | 0 | 0.015
20h30 | 0.47 | 0.24 | 0.01 | 0.015
21h30 | 0.47 | 0.25 | 0.03 | 0.015
22h30 | 0.47 | 0.26 | 0.05 | 0.015
23h30 | 0.47 | 0.27 | 0.06 | 0.015
00h30 | 0.32 | 0.16 | 0.03 | 0.015
01h30 | 0 | 0 | 0 | 0.015
02h30 | 0 | 0 | 0 | 0.015
03h30 | 0 | 0 | 0 | 0.015
04h30 | 0 | 0 | 0 | 0.015
05h30 | 0 | 0 | 0 | 0.015
06h30 | 0 | 0 | 0 | 0.015
07h30 | 0 | 0.52 | 0.05 | 0.015
08h30 | 0 | 0.7 | 0.15 | 0.015
09h30 | 0.94 | 0.47 | 0.21 | 0.015
10h30 | 1.28 | 0.44 | 0.2 | 0.015
11h30 | 0.87 | 0.37 | 0.18 | 0.015
12h30 | 0.71 | 0.34 | 0.14 | 0.015
13h30 | 0.56 | 0.28 | 0.1 | 0.015
14h30 | 0.57 | 0.28 | 0.09 | 0.015
15h30 | 0.64 | 0.3 | 0.12 | 0.015
16h30 | 0.7 | 0.33 | 0.15 | 0.015
17h30 | 0.6 | 0.33 | 0.15 | 0.015
18h30 | 0.51 | 0.31 | 0.13 | 0.015
19h30 | 0.51 | 0.32 | 0.14 | 0.015
20h30 | 0.51 | 0.32 | 0.15 | 0.015
21h30 | 0.51 | 0.33 | 0.15 | 0.015
22h30 | 0.5 | 0.33 | 0.16 | 0.015
23h30 | 0.5 | 0.33 | 0.16 | 0.015
00h30 | 0.33 | 0.2 | 0.09 | 0.015
01h30 | 0 | 0 | 0 | 0.015
02h30 | 0 | 0 | 0 | 0.015
03h30 | 0 | 0 | 0 | 0.015
04h30 | 0 | 0 | 0 | 0.015
05h30 | 0 | 0 | 0 | 0.015
06h30 | 0 | 0 | 0 | 0.015
07h30 | 0 | 0.69 | 0.3 | 0.015
08h30 | 0 | 0.89 | 0.44 | 0.015
09h30 | 0.96 | 0.62 | 0.36 | 0.015
10h30 | 1.35 | 0.57 | 0.33 | 0.015
11h30 | 0.95 | 0.48 | 0.25 | 0.015
12h30 | 0.87 | 0.47 | 0.24 | 0.015
13h30 | 0.8 | 0.42 | 0.21 | 0.015
14h30 | 0.79 | 0.42 | 0.22 | 0.015
15h30 | 0.81 | 0.43 | 0.22 | 0.015
16h30 | 0.83 | 0.45 | 0.26 | 0.015
17h30 | 0.71 | 0.4 | 0.24 | 0.015
18h30 | 0.58 | 0.37 | 0.21 | 0.015
19h30 | 0.57 | 0.37 | 0.21 | 0.015
20h30 | 0.58 | 0.38 | 0.22 | 0.015
21h30 | 0.58 | 0.38 | 0.22 | 0.015
22h30 | 0.57 | 0.38 | 0.23 | 0.015
23h30 | 0.57 | 0.39 | 0.23 | 0.015
00h30 | 0.39 | 0.24 | 0.13 | 0.015
01h30 | 0 | 0 | 0 | 0.015
02h30 | 0 | 0 | 0 | 0.015
03h30 | 0 | 0 | 0 | 0.015
04h30 | 0 | 0 | 0 | 0.015
05h30 | 0 | 0 | 0 | 0.015
06h30 | 0 | 0 | 0 | 0.015
07h30 | 0.77 | 0.75 | 0.52 | 0.015
08h30 | 0.89 | 0.87 | 0.56 | 0.015
09h30 | 0.34 | 0.31 | 0.11 | 0.015
10h30 | 0.34 | 0.27 | 0.09 | 0.015
11h30 | 0.33 | 0.21 | 0.03 | 0.015
12h30 | 0.21 | 0.12 | 0 | 0.015
13h30 | 0.05 | 0 | 0 | 0.015
14h30 | 0.05 | 0 | 0 | 0.015
15h30 | 0.14 | 0 | 0 | 0.015
16h30 | 0.23 | 0 | 0 | 0.015
17h30 | 0.31 | 0.09 | 0 | 0.015
18h30 | 0.36 | 0.17 | 0 | 0.015
19h30 | 0.35 | 0.19 | 0 | 0.015
20h30 | 0.32 | 0.18 | 0 | 0.015
21h30 | 0.33 | 0.2 | 0 | 0.015
22h30 | 0.34 | 0.21 | 0 | 0.015
23h30 | 0.34 | 0.22 | 0 | 0.015
00h30 | 0.22 | 0.13 | 0 | 0.015
01h30 | 0 | 0 | 0 | 0.015
02h30 | 0 | 0 | 0 | 0.015
03h30 | 0 | 0 | 0 | 0.015
04h30 | 0 | 0 | 0 | 0.015
05h30 | 0 | 0 | 0 | 0.015
06h30 | 0 | 0 | 0 | 0.015
07h30 | 0.69 | 0.4 | 0 | 0.015
08h30 | 0.79 | 0.47 | 0 | 0.015
09h30 | 0.29 | 0.18 | 0 | 0.015
10h30 | 0.33 | 0.23 | 0.03 | 0.015
11h30 | 0.41 | 0.3 | 0.07 | 0.015
12h30 | 0.41 | 0.29 | 0.08 | 0.015
13h30 | 0.39 | 0.28 | 0.08 | 0.015
14h30 | 0.38 | 0.27 | 0.07 | 0.015
15h30 | 0.37 | 0.26 | 0.07 | 0.015
16h30 | 0.4 | 0.28 | 0.09 | 0.015
17h30 | 0.44 | 0.31 | 0.13 | 0.015
18h30 | 0.48 | 0.34 | 0.15 | 0.015
19h30 | 0.44 | 0.33 | 0.14 | 0.015
20h30 | 0.39 | 0.3 | 0.12 | 0.015
21h30 | 0.38 | 0.3 | 0.12 | 0.015
22h30 | 0.39 | 0.3 | 0.13 | 0.015
23h30 | 0.38 | 0.31 | 0.13 | 0.015
00h30 | 0.24 | 0.18 | 0.07 | 0.015
01h30 | 0 | 0 | 0 | 0.015
02h30 | 0 | 0 | 0 | 0.015
03h30 | 0 | 0 | 0 | 0.015
04h30 | 0 | 0 | 0 | 0.015
05h30 | 0 | 0 | 0 | 0.015
06h30 | 0 | 0 | 0 | 0.015
07h30 | 0 | 0.6 | 0.17 | 0.015
08h30 | 0 | 0.73 | 0.24 | 0.015
09h30 | 0.9 | 0.3 | 0.1 | 0.015
10h30 | 1.13 | 0.24 | 0.04 | 0.015
11h30 | 0.67 | 0.24 | 0.05 | 0.015
12h30 | 0.63 | 0.26 | 0.08 | 0.015
13h30 | 0.63 | 0.27 | 0.09 | 0.015
14h30 | 0.63 | 0.28 | 0.1 | 0.015
15h30 | 0.66 | 0.3 | 0.12 | 0.015
16h30 | 0.69 | 0.32 | 0.14 | 0.015
17h30 | 0.58 | 0.31 | 0.13 | 0.015
18h30 | 0.51 | 0.29 | 0.11 | 0.015
19h30 | 0.5 | 0.3 | 0.12 | 0.015
20h30 | 0.5 | 0.3 | 0.13 | 0.015
21h30 | 0.48 | 0.3 | 0.13 | 0.015
22h30 | 0.47 | 0.3 | 0.13 | 0.015
23h30 | 0.46 | 0.3 | 0.13 | 0.015
00h30 | 0.3 | 0.19 | 0.08 | 0.015
01h30 | 0 | 0 | 0 | 0.015
02h30 | 0 | 0 | 0 | 0.015
03h30 | 0 | 0 | 0 | 0.015
04h30 | 0 | 0 | 0 | 0.015
05h30 | 0 | 0 | 0 | 0.015
06h30 | 0 | 0 | 0 | 0.015
07h30 | 0 | 0.64 | 0.22 | 0.015
08h30 | 0 | 0.83 | 0.33 | 0.015
09h30 | 0.93 | 0.43 | 0.23 | 0.015
10h30 | 1.15 | 0.32 | 0.14 | 0.015
11h30 | 0.54 | 0.2 | 0.02 | 0.015
12h30 | 0.43 | 0.12 | 0 | 0.015
13h30 | 0.35 | 0.03 | 0 | 0.015
14h30 | 0.31 | 0.03 | 0 | 0.015
15h30 | 0.29 | 0 | 0 | 0.015
16h30 | 0.34 | 0.02 | 0 | 0.015
17h30 | 0.38 | 0.1 | 0 | 0.015
18h30 | 0.39 | 0.13 | 0 | 0.015
19h30 | 0.41 | 0.17 | 0 | 0.015
20h30 | 0.42 | 0.2 | 0 | 0.015
21h30 | 0.43 | 0.21 | 0 | 0.015
22h30 | 0.43 | 0.22 | 0 | 0.015
23h30 | 0.43 | 0.23 | 0.01 | 0.015
00h30 | 0.29 | 0.14 | 0.01 | 0.015
01h30 | 0 | 0 | 0 | 0.015
02h30 | 0 | 0 | 0 | 0.015
03h30 | 0 | 0 | 0 | 0.015
04h30 | 0 | 0 | 0 | 0.015
05h30 | 0 | 0 | 0 | 0.015
06h30 | 0 | 0 | 0 | 0.015
07h30 | 0 | 0.43 | 0.01 | 0.015
08h30 | 0 | 0.6 | 0.09 | 0.015
09h30 | 0.9 | 0.41 | 0.16 | 0.015
10h30 | 1.18 | 0.38 | 0.15 | 0.015
11h30 | 0.74 | 0.33 | 0.13 | 0.015
12h30 | 0.67 | 0.31 | 0.12 | 0.015
13h30 | 0.61 | 0.3 | 0.11 | 0.015
14h30 | 0.61 | 0.3 | 0.11 | 0.015
15h30 | 0.62 | 0.31 | 0.12 | 0.015
16h30 | 0.66 | 0.32 | 0.14 | 0.015
17h30 | 0.54 | 0.31 | 0.13 | 0.015
18h30 | 0.47 | 0.29 | 0.1 | 0.015
19h30 | 0.46 | 0.29 | 0.11 | 0.015
20h30 | 0.46 | 0.29 | 0.12 | 0.015
21h30 | 0.45 | 0.29 | 0.12 | 0.015
22h30 | 0.45 | 0.3 | 0.12 | 0.015
23h30 | 0.45 | 0.3 | 0.13 | 0.015
00h30 | 0.3 | 0.18 | 0.06 | 0.015
01h30 | 0 | 0 | 0 | 0.015
02h30 | 0 | 0 | 0 | 0.015
03h30 | 0 | 0 | 0 | 0.015
04h30 | 0 | 0 | 0 | 0.015
05h30 | 0 | 0 | 0 | 0.015
06h30 | 0 | 0 | 0 | 0.015
07h30 | 0 | 0.58 | 0.15 | 0.015
08h30 | 0 | 0.74 | 0.24 | 0.015
09h30 | 0.89 | 0.38 | 0.18 | 0.015
10h30 | 1.08 | 0.28 | 0.09 | 0.015
11h30 | 0.5 | 0.17 | 0 | 0.015
12h30 | 0.44 | 0.14 | 0 | 0.015
13h30 | 0.42 | 0.14 | 0 | 0.015
14h30 | 0.39 | 0.11 | 0 | 0.015
15h30 | 0.34 | 0.08 | 0 | 0.015
16h30 | 0.37 | 0.11 | 0 | 0.015
17h30 | 0.39 | 0.15 | 0 | 0.015
18h30 | 0.4 | 0.17 | 0 | 0.015
19h30 | 0.42 | 0.21 | 0.01 | 0.015
20h30 | 0.43 | 0.23 | 0.02 | 0.015
21h30 | 0.44 | 0.24 | 0.04 | 0.015
22h30 | 0.44 | 0.25 | 0.06 | 0.015
23h30 | 0.45 | 0.26 | 0.07 | 0.015
00h30 | 0.3 | 0.17 | 0.04 | 0.015
01h30 | 0 | 0 | 0 | 0.015
02h30 | 0 | 0 | 0 | 0.015
03h30 | 0 | 0 | 0 | 0.015
04h30 | 0 | 0 | 0 | 0.015
05h30 | 0 | 0 | 0 | 0.015
06h30 | 0 | 0 | 0 | 0.015
07h30 | 0 | 0.56 | 0.1 | 0.015
08h30 | 0 | 0.72 | 0.18 | 0.015
09h30 | 0.89 | 0.37 | 0.15 | 0.015
10h30 | 1.09 | 0.28 | 0.07 | 0.015
11h30 | 0.52 | 0.19 | 0 | 0.015
12h30 | 0.45 | 0.14 | 0 | 0.015
13h30 | 0.39 | 0.09 | 0 | 0.015
14h30 | 0.38 | 0.09 | 0 | 0.015
15h30 | 0.41 | 0.14 | 0 | 0.015
16h30 | 0.47 | 0.21 | 0 | 0.015
17h30 | 0.46 | 0.22 | 0.01 | 0.015
18h30 | 0.44 | 0.22 | 0.02 | 0.015
19h30 | 0.45 | 0.24 | 0.04 | 0.015
20h30 | 0.45 | 0.25 | 0.06 | 0.015
21h30 | 0.45 | 0.26 | 0.07 | 0.015
22h30 | 0.45 | 0.27 | 0.08 | 0.015
23h30 | 0.45 | 0.27 | 0.09 | 0.015
00h30 | 0.3 | 0.18 | 0.05 | 0.015
01h30 | 0 | 0 | 0 | 0.015
02h30 | 0 | 0 | 0 | 0.015
03h30 | 0 | 0 | 0 | 0.015
04h30 | 0 | 0 | 0 | 0.015
05h30 | 0 | 0 | 0 | 0.015
06h30 | 0 | 0 | 0 | 0.015
07h30 | 0.64 | 0.54 | 0.09 | 0.015
08h30 | 0.73 | 0.63 | 0.11 | 0.015
09h30 | 0.31 | 0.24 | 0.04 | 0.015
10h30 | 0.35 | 0.29 | 0.09 | 0.015
11h30 | 0.42 | 0.34 | 0.16 | 0.015
12h30 | 0.41 | 0.33 | 0.15 | 0.015
13h30 | 0.36 | 0.31 | 0.13 | 0.015
14h30 | 0.35 | 0.29 | 0.12 | 0.015
15h30 | 0.35 | 0.29 | 0.12 | 0.015
16h30 | 0.38 | 0.32 | 0.14 | 0.015
17h30 | 0.42 | 0.34 | 0.17 | 0.015
18h30 | 0.45 | 0.36 | 0.19 | 0.015
19h30 | 0.41 | 0.35 | 0.17 | 0.015
20h30 | 0.36 | 0.31 | 0.14 | 0.015
21h30 | 0.37 | 0.32 | 0.15 | 0.015
22h30 | 0.37 | 0.32 | 0.15 | 0.015
23h30 | 0.37 | 0.32 | 0.15 | 0.015
00h30 | 0.24 | 0.2 | 0.09 | 0.015
01h30 | 0 | 0 | 0 | 0.015
02h30 | 0 | 0 | 0 | 0.015
03h30 | 0 | 0 | 0 | 0.015
04h30 | 0 | 0 | 0 | 0.015
05h30 | 0 | 0 | 0 | 0.015
06h30 | 0 | 0 | 0 | 0.015
07h30 | 0.73 | 0.67 | 0.26 | 0.015
08h30 | 0.85 | 0.77 | 0.29 | 0.015
09h30 | 0.37 | 0.28 | 0.08 | 0.015
10h30 | 0.4 | 0.31 | 0.12 | 0.015
11h30 | 0.43 | 0.34 | 0.16 | 0.015
12h30 | 0.4 | 0.28 | 0.1 | 0.015
13h30 | 0.34 | 0.22 | 0.05 | 0.015
14h30 | 0.35 | 0.24 | 0.06 | 0.015
15h30 | 0.37 | 0.27 | 0.1 | 0.015
16h30 | 0.4 | 0.31 | 0.14 | 0.015
17h30 | 0.45 | 0.34 | 0.17 | 0.015
18h30 | 0.5 | 0.37 | 0.19 | 0.015
19h30 | 0.45 | 0.35 | 0.18 | 0.015
20h30 | 0.39 | 0.32 | 0.15 | 0.015
21h30 | 0.39 | 0.32 | 0.15 | 0.015
22h30 | 0.39 | 0.33 | 0.16 | 0.015
23h30 | 0.4 | 0.33 | 0.16 | 0.015
00h30 | 0.25 | 0.21 | 0.1 | 0.015
01h30 | 0 | 0 | 0 | 0.015
02h30 | 0 | 0 | 0 | 0.015
03h30 | 0 | 0 | 0 | 0.015
04h30 | 0 | 0 | 0 | 0.015
05h30 | 0 | 0 | 0 | 0.015
06h30 | 0 | 0 | 0 | 0.015
07h30 | 0 | 0.7 | 0.31 | 0.015
08h30 | 0 | 0.88 | 0.43 | 0.015
09h30 | 0.98 | 0.59 | 0.34 | 0.015
10h30 | 1.39 | 0.54 | 0.31 | 0.015
11h30 | 0.96 | 0.44 | 0.22 | 0.015
12h30 | 0.86 | 0.42 | 0.21 | 0.015
13h30 | 0.78 | 0.37 | 0.19 | 0.015
14h30 | 0.76 | 0.38 | 0.19 | 0.015
15h30 | 0.77 | 0.37 | 0.19 | 0.015
16h30 | 0.8 | 0.39 | 0.21 | 0.015
17h30 | 0.68 | 0.36 | 0.2 | 0.015
18h30 | 0.53 | 0.34 | 0.17 | 0.015
19h30 | 0.53 | 0.34 | 0.18 | 0.015
20h30 | 0.53 | 0.35 | 0.19 | 0.015
21h30 | 0.52 | 0.35 | 0.19 | 0.015
22h30 | 0.5 | 0.35 | 0.19 | 0.015
23h30 | 0.5 | 0.35 | 0.19 | 0.015
00h30 | 0.33 | 0.22 | 0.11 | 0.015
01h30 | 0 | 0 | 0 | 0.015
02h30 | 0 | 0 | 0 | 0.015
03h30 | 0 | 0 | 0 | 0.015
04h30 | 0 | 0 | 0 | 0.015
05h30 | 0 | 0 | 0 | 0.015
06h30 | 0 | 0 | 0 | 0.015
07h30 | 0 | 0.7 | 0.33 | 0.015
08h30 | 0 | 0.86 | 0.42 | 0.015
09h30 | 0.9 | 0.4 | 0.2 | 0.015
10h30 | 1.1 | 0.29 | 0.11 | 0.015
11h30 | 0.5 | 0.16 | 0 | 0.015
12h30 | 0.41 | 0.11 | 0 | 0.015
13h30 | 0.35 | 0.04 | 0 | 0.015
14h30 | 0.3 | 0.04 | 0 | 0.015
15h30 | 0.27 | 0 | 0 | 0.015
16h30 | 0.31 | 0 | 0 | 0.015
17h30 | 0.35 | 0.08 | 0 | 0.015
18h30 | 0.37 | 0.12 | 0 | 0.015
19h30 | 0.4 | 0.17 | 0 | 0.015
20h30 | 0.41 | 0.2 | 0 | 0.015
21h30 | 0.42 | 0.21 | 0 | 0.015
22h30 | 0.42 | 0.23 | 0 | 0.015
23h30 | 0.43 | 0.24 | 0.02 | 0.015
00h30 | 0.29 | 0.15 | 0.02 | 0.015
01h30 | 0 | 0 | 0 | 0.015
02h30 | 0 | 0 | 0 | 0.015
03h30 | 0 | 0 | 0 | 0.015
04h30 | 0 | 0 | 0 | 0.015
05h30 | 0 | 0 | 0 | 0.015
06h30 | 0 | 0 | 0 | 0.015
07h30 | 0 | 0.46 | 0.02 | 0.015
08h30 | 0 | 0.59 | 0.07 | 0.015
09h30 | 0.85 | 0.3 | 0.07 | 0.015
10h30 | 1.02 | 0.18 | 0.01 | 0.015
11h30 | 0.45 | 0.08 | 0 | 0.015
12h30 | 0.38 | 0.06 | 0 | 0.015
13h30 | 0.32 | 0 | 0 | 0.015
14h30 | 0.26 | 0 | 0 | 0.015
15h30 | 0.2 | 0 | 0 | 0.015
16h30 | 0.22 | 0 | 0 | 0.015
17h30 | 0.28 | 0 | 0 | 0.015
18h30 | 0.32 | 0.01 | 0 | 0.015
19h30 | 0.35 | 0.08 | 0 | 0.015
20h30 | 0.37 | 0.13 | 0 | 0.015
21h30 | 0.38 | 0.15 | 0 | 0.015
22h30 | 0.39 | 0.16 | 0 | 0.015
23h30 | 0.39 | 0.18 | 0 | 0.015
00h30 | 0.27 | 0.1 | 0 | 0.015
01h30 | 0 | 0 | 0 | 0.015
02h30 | 0 | 0 | 0 | 0.015
03h30 | 0 | 0 | 0 | 0.015
04h30 | 0 | 0 | 0 | 0.015
05h30 | 0 | 0 | 0 | 0.015
06h30 | 0 | 0 | 0 | 0.015
07h30 | 0 | 0.24 | 0 | 0.015
08h30 | 0 | 0.36 | 0 | 0.015
09h30 | 0.81 | 0.23 | 0 | 0.015
10h30 | 0.95 | 0.12 | 0 | 0.015
11h30 | 0.39 | 0.01 | 0 | 0.015
12h30 | 0.34 | 0.01 | 0 | 0.015
13h30 | 0.31 | 0 | 0 | 0.015
14h30 | 0.3 | 0 | 0 | 0.015
15h30 | 0.29 | 0 | 0 | 0.015
16h30 | 0.3 | 0.01 | 0 | 0.015
17h30 | 0.31 | 0.04 | 0 | 0.015
18h30 | 0.33 | 0.07 | 0 | 0.015
19h30 | 0.35 | 0.11 | 0 | 0.015
20h30 | 0.36 | 0.14 | 0 | 0.015
21h30 | 0.37 | 0.15 | 0 | 0.015
22h30 | 0.38 | 0.17 | 0 | 0.015
23h30 | 0.38 | 0.18 | 0 | 0.015
00h30 | 0.26 | 0.1 | 0 | 0.015
01h30 | 0 | 0 | 0 | 0.015
02h30 | 0 | 0 | 0 | 0.015
03h30 | 0 | 0 | 0 | 0.015
04h30 | 0 | 0 | 0 | 0.015
05h30 | 0 | 0 | 0 | 0.015
06h30 | 0 | 0 | 0 | 0.015
07h30 | 0 | 0.25 | 0 | 0.015
08h30 | 0 | 0.38 | 0 | 0.015
09h30 | 0.81 | 0.25 | 0 | 0.015
10h30 | 0.96 | 0.13 | 0 | 0.015
11h30 | 0.39 | 0.04 | 0 | 0.015
12h30 | 0.36 | 0.03 | 0 | 0.015
13h30 | 0.35 | 0.06 | 0 | 0.015
14h30 | 0.36 | 0.08 | 0 | 0.015
15h30 | 0.38 | 0.11 | 0 | 0.015
16h30 | 0.4 | 0.15 | 0 | 0.015
17h30 | 0.4 | 0.16 | 0 | 0.015
18h30 | 0.37 | 0.15 | 0 | 0.015
19h30 | 0.38 | 0.17 | 0 | 0.015
20h30 | 0.39 | 0.19 | 0 | 0.015
21h30 | 0.39 | 0.19 | 0 | 0.015
22h30 | 0.4 | 0.2 | 0 | 0.015
23h30 | 0.4 | 0.21 | 0 | 0.015
00h30 | 0.26 | 0.13 | 0 | 0.015
01h30 | 0 | 0 | 0 | 0.015
02h30 | 0 | 0 | 0 | 0.015
03h30 | 0 | 0 | 0 | 0.015
04h30 | 0 | 0 | 0 | 0.015
05h30 | 0 | 0 | 0 | 0.015
06h30 | 0 | 0 | 0 | 0.015
07h30 | 0.46 | 0.32 | 0 | 0.015
08h30 | 0.52 | 0.38 | 0 | 0.015
09h30 | 0.19 | 0.14 | 0 | 0.015
10h30 | 0.21 | 0.12 | 0 | 0.015
11h30 | 0.22 | 0.07 | 0 | 0.015
12h30 | 0.14 | 0.03 | 0 | 0.015
13h30 | 0.06 | 0 | 0 | 0.015
14h30 | 0.05 | 0 | 0 | 0.015
15h30 | 0 | 0 | 0 | 0.015
16h30 | 0 | 0 | 0 | 0.015
17h30 | 0.11 | 0 | 0 | 0.015
18h30 | 0.2 | 0 | 0 | 0.015
19h30 | 0.22 | 0 | 0 | 0.015
20h30 | 0.21 | 0.02 | 0 | 0.015
21h30 | 0.23 | 0.06 | 0 | 0.015
22h30 | 0.24 | 0.09 | 0 | 0.015
23h30 | 0.25 | 0.1 | 0 | 0.015
00h30 | 0.15 | 0.06 | 0 | 0.015
01h30 | 0 | 0 | 0 | 0.015
02h30 | 0 | 0 | 0 | 0.015
03h30 | 0 | 0 | 0 | 0.015
04h30 | 0 | 0 | 0 | 0.015
05h30 | 0 | 0 | 0 | 0.015
06h30 | 0 | 0 | 0 | 0.015
07h30 | 0.45 | 0.11 | 0 | 0.015
08h30 | 0.53 | 0.15 | 0 | 0.015
09h30 | 0.21 | 0.08 | 0 | 0.015
10h30 | 0.25 | 0.12 | 0 | 0.015
11h30 | 0.31 | 0.17 | 0 | 0.015
12h30 | 0.29 | 0.15 | 0 | 0.015
13h30 | 0.27 | 0.13 | 0 | 0.015
14h30 | 0.26 | 0.12 | 0 | 0.015
15h30 | 0.23 | 0.09 | 0 | 0.015
16h30 | 0.2 | 0.06 | 0 | 0.015
17h30 | 0.24 | 0.1 | 0 | 0.015
18h30 | 0.31 | 0.17 | 0 | 0.015
19h30 | 0.31 | 0.18 | 0 | 0.015
20h30 | 0.29 | 0.17 | 0 | 0.015
21h30 | 0.3 | 0.19 | 0 | 0.015
22h30 | 0.3 | 0.2 | 0 | 0.015
23h30 | 0.31 | 0.21 | 0 | 0.015
00h30 | 0.19 | 0.12 | 0 | 0.015
01h30 | 0 | 0 | 0 | 0.015
02h30 | 0 | 0 | 0 | 0.015
03h30 | 0 | 0 | 0 | 0.015
04h30 | 0 | 0 | 0 | 0.015
05h30 | 0 | 0 | 0 | 0.015
06h30 | 0 | 0 | 0 | 0.015
07h30 | 0 | 0.33 | 0 | 0.015
08h30 | 0 | 0.47 | 0 | 0.015
09h30 | 0.88 | 0.32 | 0 | 0.015
10h30 | 1.1 | 0.28 | 0 | 0.015
11h30 | 0.6 | 0.23 | 0 | 0.015
12h30 | 0.53 | 0.2 | 0 | 0.015
13h30 | 0.41 | 0.14 | 0 | 0.015
14h30 | 0.34 | 0.08 | 0 | 0.015
15h30 | 0.3 | 0.02 | 0 | 0.015
16h30 | 0.35 | 0.06 | 0 | 0.015
17h30 | 0.38 | 0.12 | 0 | 0.015
18h30 | 0.38 | 0.14 | 0 | 0.015
19h30 | 0.4 | 0.17 | 0 | 0.015
20h30 | 0.41 | 0.19 | 0 | 0.015
21h30 | 0.41 | 0.2 | 0 | 0.015
22h30 | 0.42 | 0.21 | 0 | 0.015
23h30 | 0.42 | 0.22 | 0 | 0.015
00h30 | 0.28 | 0.13 | 0 | 0.015
01h30 | 0 | 0 | 0 | 0.015
02h30 | 0 | 0 | 0 | 0.015
03h30 | 0 | 0 | 0 | 0.015
04h30 | 0 | 0 | 0 | 0.015
05h30 | 0 | 0 | 0 | 0.015
06h30 | 0 | 0 | 0 | 0.015
07h30 | 0 | 0.35 | 0 | 0.015
08h30 | 0 | 0.49 | 0 | 0.015
09h30 | 0.86 | 0.32 | 0.01 | 0.015
10h30 | 1.05 | 0.25 | 0.01 | 0.015
11h30 | 0.49 | 0.18 | 0 | 0.015
12h30 | 0.41 | 0.1 | 0 | 0.015
13h30 | 0.33 | 0 | 0 | 0.015
14h30 | 0.31 | 0 | 0 | 0.015
15h30 | 0.34 | 0.04 | 0 | 0.015
16h30 | 0.39 | 0.09 | 0 | 0.015
17h30 | 0.4 | 0.13 | 0 | 0.015
18h30 | 0.39 | 0.14 | 0 | 0.015
19h30 | 0.4 | 0.17 | 0 | 0.015
20h30 | 0.4 | 0.19 | 0 | 0.015
21h30 | 0.4 | 0.19 | 0 | 0.015
22h30 | 0.41 | 0.21 | 0 | 0.015
23h30 | 0.41 | 0.21 | 0 | 0.015
00h30 | 0.27 | 0.13 | 0 | 0.015
01h30 | 0 | 0 | 0 | 0.015
02h30 | 0 | 0 | 0 | 0.015
03h30 | 0 | 0 | 0 | 0.015
04h30 | 0 | 0 | 0 | 0.015
05h30 | 0 | 0 | 0 | 0.015
06h30 | 0 | 0 | 0 | 0.015
07h30 | 0 | 0.31 | 0 | 0.015
08h30 | 0 | 0.45 | 0 | 0.015
09h30 | 0.85 | 0.31 | 0.01 | 0.015
10h30 | 1.03 | 0.25 | 0.01 | 0.015
11h30 | 0.47 | 0.14 | 0 | 0.015
12h30 | 0.39 | 0.07 | 0 | 0.015
13h30 | 0.35 | 0.05 | 0 | 0.015
14h30 | 0.36 | 0.07 | 0 | 0.015
15h30 | 0.38 | 0.11 | 0 | 0.015
16h30 | 0.41 | 0.15 | 0 | 0.015
17h30 | 0.4 | 0.16 | 0 | 0.015
18h30 | 0.39 | 0.16 | 0 | 0.015
19h30 | 0.4 | 0.19 | 0 | 0.015
20h30 | 0.41 | 0.2 | 0 | 0.015
21h30 | 0.41 | 0.21 | 0 | 0.015
22h30 | 0.42 | 0.22 | 0 | 0.015
23h30 | 0.42 | 0.23 | 0 | 0.015
00h30 | 0.28 | 0.14 | 0 | 0.015
01h30 | 0 | 0 | 0 | 0.015
02h30 | 0 | 0 | 0 | 0.015
03h30 | 0 | 0 | 0 | 0.015
04h30 | 0 | 0 | 0 | 0.015
05h30 | 0 | 0 | 0 | 0.015
06h30 | 0 | 0 | 0 | 0.015
07h30 | 0 | 0.35 | 0 | 0.015
08h30 | 0 | 0.5 | 0.02 | 0.015
09h30 | 0.84 | 0.33 | 0.05 | 0.015
10h30 | 1.03 | 0.28 | 0.03 | 0.015
11h30 | 0.54 | 0.23 | 0 | 0.015
12h30 | 0.49 | 0.2 | 0 | 0.015
13h30 | 0.42 | 0.18 | 0 | 0.015
14h30 | 0.42 | 0.17 | 0 | 0.015
15h30 | 0.42 | 0.18 | 0 | 0.015
16h30 | 0.44 | 0.21 | 0 | 0.015
17h30 | 0.42 | 0.21 | 0 | 0.015
18h30 | 0.4 | 0.21 | 0 | 0.015
19h30 | 0.41 | 0.22 | 0.01 | 0.015
20h30 | 0.42 | 0.24 | 0.02 | 0.015
21h30 | 0.42 | 0.24 | 0.03 | 0.015
22h30 | 0.43 | 0.25 | 0.04 | 0.015
23h30 | 0.43 | 0.26 | 0.05 | 0.015
00h30 | 0.28 | 0.16 | 0.03 | 0.015
01h30 | 0 | 0 | 0 | 0.015
02h30 | 0 | 0 | 0 | 0.015
03h30 | 0 | 0 | 0 | 0.015
04h30 | 0 | 0 | 0 | 0.015
05h30 | 0 | 0 | 0 | 0.015
06h30 | 0 | 0 | 0 | 0.015
07h30 | 0 | 0.36 | 0 | 0.015
08h30 | 0 | 0.46 | 0.01 | 0.015
09h30 | 0.79 | 0.21 | 0.01 | 0.015
10h30 | 0.92 | 0.11 | 0 | 0.015
11h30 | 0.35 | 0 | 0 | 0.015
12h30 | 0.27 | 0 | 0 | 0.015
13h30 | 0.18 | 0 | 0 | 0.015
14h30 | 0.14 | 0 | 0 | 0.015
15h30 | 0.11 | 0 | 0 | 0.015
16h30 | 0.14 | 0 | 0 | 0.015
17h30 | 0.2 | 0 | 0 | 0.015
18h30 | 0.25 | 0 | 0 | 0.015
19h30 | 0.29 | 0 | 0 | 0.015
20h30 | 0.31 | 0 | 0 | 0.015
21h30 | 0.32 | 0.03 | 0 | 0.015
22h30 | 0.34 | 0.06 | 0 | 0.015
23h30 | 0.34 | 0.09 | 0 | 0.015
00h30 | 0.23 | 0.05 | 0 | 0.015
01h30 | 0 | 0 | 0 | 0.015
02h30 | 0 | 0 | 0 | 0.015
03h30 | 0 | 0 | 0 | 0.015
04h30 | 0 | 0 | 0 | 0.015
05h30 | 0 | 0 | 0 | 0.015
06h30 | 0 | 0 | 0 | 0.015
07h30 | 0.3 | 0.08 | 0 | 0.015
08h30 | 0.34 | 0.08 | 0 | 0.015
09h30 | 0.11 | 0 | 0 | 0.015
10h30 | 0.12 | 0 | 0 | 0.015
11h30 | 0.12 | 0 | 0 | 0.015
12h30 | 0.08 | 0 | 0 | 0.015
13h30 | 0.03 | 0 | 0 | 0.015
14h30 | 0.03 | 0 | 0 | 0.015
15h30 | 0 | 0 | 0 | 0.015
16h30 | 0 | 0 | 0 | 0.015
17h30 | 0.08 | 0 | 0 | 0.015
18h30 | 0.17 | 0 | 0 | 0.015
19h30 | 0.19 | 0 | 0 | 0.015
20h30 | 0.19 | 0 | 0 | 0.015
21h30 | 0.2 | 0 | 0 | 0.015
22h30 | 0.22 | 0 | 0 | 0.015
23h30 | 0.23 | 0.03 | 0 | 0.015
00h30 | 0.13 | 0.03 | 0 | 0.015
01h30 | 0 | 0 | 0 | 0.015
02h30 | 0 | 0 | 0 | 0.015
03h30 | 0 | 0 | 0 | 0.015
04h30 | 0 | 0 | 0 | 0.015
05h30 | 0 | 0 | 0 | 0.015
06h30 | 0 | 0 | 0 | 0.015
07h30 | 0.29 | 0.03 | 0 | 0.015
08h30 | 0.31 | 0.03 | 0 | 0.015
09h30 | 0.04 | 0 | 0 | 0.015
10h30 | 0.02 | 0 | 0 | 0.015
11h30 | 0.07 | 0 | 0 | 0.015
12h30 | 0.08 | 0 | 0 | 0.015
13h30 | 0.07 | 0 | 0 | 0.015
14h30 | 0.05 | 0 | 0 | 0.015
15h30 | 0.09 | 0 | 0 | 0.015
16h30 | 0.16 | 0 | 0 | 0.015
17h30 | 0.22 | 0 | 0 | 0.015
18h30 | 0.26 | 0 | 0 | 0.015
19h30 | 0.25 | 0 | 0 | 0.015
20h30 | 0.23 | 0 | 0 | 0.015
21h30 | 0.24 | 0.02 | 0 | 0.015
22h30 | 0.25 | 0.05 | 0 | 0.015
23h30 | 0.26 | 0.06 | 0 | 0.015
00h30 | 0.16 | 0.04 | 0 | 0.015
01h30 | 0 | 0 | 0 | 0.015
02h30 | 0 | 0 | 0 | 0.015
03h30 | 0 | 0 | 0 | 0.015
04h30 | 0 | 0 | 0 | 0.015
05h30 | 0 | 0 | 0 | 0.015
06h30 | 0 | 0 | 0 | 0.015
07h30 | 0 | 0.06 | 0 | 0.015
08h30 | 0 | 0.13 | 0 | 0.015
09h30 | 0.8 | 0.12 | 0 | 0.015
10h30 | 0.94 | 0.04 | 0 | 0.015
11h30 | 0.35 | 0 | 0 | 0.015
12h30 | 0.24 | 0 | 0 | 0.015
13h30 | 0.14 | 0 | 0 | 0.015
14h30 | 0.12 | 0 | 0 | 0.015
15h30 | 0.19 | 0 | 0 | 0.015
16h30 | 0.28 | 0 | 0 | 0.015
17h30 | 0.3 | 0 | 0 | 0.015
18h30 | 0.3 | 0 | 0 | 0.015
19h30 | 0.33 | 0 | 0 | 0.015
20h30 | 0.35 | 0 | 0 | 0.015
21h30 | 0.35 | 0 | 0 | 0.015
22h30 | 0.37 | 0.01 | 0 | 0.015
23h30 | 0.37 | 0.04 | 0 | 0.015
00h30 | 0.25 | 0.03 | 0 | 0.015
01h30 | 0 | 0 | 0 | 0.015
02h30 | 0 | 0 | 0 | 0.015
03h30 | 0 | 0 | 0 | 0.015
04h30 | 0 | 0 | 0 | 0.015
05h30 | 0 | 0 | 0 | 0.015
06h30 | 0 | 0 | 0 | 0.015
07h30 | 0 | 0.03 | 0 | 0.015
08h30 | 0 | 0.08 | 0 | 0.015
09h30 | 0.72 | 0.08 | 0 | 0.015
10h30 | 0.86 | 0.05 | 0 | 0.015
11h30 | 0.38 | 0.01 | 0 | 0.015
12h30 | 0.3 | 0 | 0 | 0.015
13h30 | 0.2 | 0 | 0 | 0.015
14h30 | 0.14 | 0 | 0 | 0.015
15h30 | 0.09 | 0 | 0 | 0.015
16h30 | 0.12 | 0 | 0 | 0.015
17h30 | 0.19 | 0 | 0 | 0.015
18h30 | 0.23 | 0 | 0 | 0.015
19h30 | 0.26 | 0 | 0 | 0.015
20h30 | 0.28 | 0 | 0 | 0.015
21h30 | 0.29 | 0 | 0 | 0.015
22h30 | 0.31 | 0 | 0 | 0.015
23h30 | 0.32 | 0.01 | 0 | 0.015
00h30 | 0.21 | 0.01 | 0 | 0.015
01h30 | 0 | 0 | 0 | 0.015
02h30 | 0 | 0 | 0 | 0.015
03h30 | 0 | 0 | 0 | 0.015
04h30 | 0 | 0 | 0 | 0.015
05h30 | 0 | 0 | 0 | 0.015
06h30 | 0 | 0 | 0 | 0.015
07h30 | 0 | 0.02 | 0 | 0.015
08h30 | 0 | 0.1 | 0 | 0.015
09h30 | 0.77 | 0.15 | 0 | 0.015
10h30 | 0.92 | 0.09 | 0 | 0.015
11h30 | 0.37 | 0.02 | 0 | 0.015
12h30 | 0.27 | 0 | 0 | 0.015
13h30 | 0.17 | 0 | 0 | 0.015
14h30 | 0.12 | 0 | 0 | 0.015
15h30 | 0.06 | 0 | 0 | 0.015
16h30 | 0.06 | 0 | 0 | 0.015
17h30 | 0.13 | 0 | 0 | 0.015
18h30 | 0.19 | 0 | 0 | 0.015
19h30 | 0.24 | 0 | 0 | 0.015
20h30 | 0.27 | 0 | 0 | 0.015
21h30 | 0.29 | 0 | 0 | 0.015
22h30 | 0.3 | 0 | 0 | 0.015
23h30 | 0.31 | 0 | 0 | 0.015
00h30 | 0.2 | 0 | 0 | 0.015
01h30 | 0 | 0 | 0 | 0.015
02h30 | 0 | 0 | 0 | 0.015
03h30 | 0 | 0 | 0 | 0.015
04h30 | 0 | 0 | 0 | 0.015
05h30 | 0 | 0 | 0 | 0.015
06h30 | 0 | 0 | 0 | 0.015
07h30 | 0 | 0 | 0 | 0.015
08h30 | 0 | 0.03 | 0 | 0.015
09h30 | 0.48 | 0.03 | 0 | 0.015
10h30 | 0.59 | 0 | 0 | 0.015
11h30 | 0.31 | 0 | 0 | 0.015
12h30 | 0.28 | 0 | 0 | 0.015
13h30 | 0.22 | 0 | 0 | 0.015
14h30 | 0.14 | 0 | 0 | 0.015
15h30 | 0.08 | 0 | 0 | 0.015
16h30 | 0.1 | 0 | 0 | 0.015
17h30 | 0.17 | 0 | 0 | 0.015
18h30 | 0.22 | 0 | 0 | 0.015
19h30 | 0.26 | 0 | 0 | 0.015
20h30 | 0.28 | 0 | 0 | 0.015
21h30 | 0.29 | 0 | 0 | 0.015
22h30 | 0.3 | 0 | 0 | 0.015
23h30 | 0.31 | 0 | 0 | 0.015
00h30 | 0.21 | 0 | 0 | 0.015
01h30 | 0 | 0 | 0 | 0.015
02h30 | 0 | 0 | 0 | 0.015
03h30 | 0 | 0 | 0 | 0.015
04h30 | 0 | 0 | 0 | 0.015
05h30 | 0 | 0 | 0 | 0.015
06h30 | 0 | 0 | 0 | 0.015
07h30 | 0 | 0.02 | 0 | 0.015
08h30 | 0 | 0.1 | 0 | 0.015
09h30 | 0.78 | 0.15 | 0 | 0.015
10h30 | 0.93 | 0.11 | 0 | 0.015
11h30 | 0.42 | 0.08 | 0 | 0.015
12h30 | 0.37 | 0.05 | 0 | 0.015
13h30 | 0.34 | 0.03 | 0 | 0.015
14h30 | 0.33 | 0.03 | 0 | 0.015
15h30 | 0.33 | 0.04 | 0 | 0.015
16h30 | 0.35 | 0.07 | 0 | 0.015
17h30 | 0.35 | 0.08 | 0 | 0.015
18h30 | 0.33 | 0.08 | 0 | 0.015
19h30 | 0.34 | 0.11 | 0 | 0.015
20h30 | 0.35 | 0.13 | 0 | 0.015
21h30 | 0.36 | 0.14 | 0 | 0.015
22h30 | 0.36 | 0.15 | 0 | 0.015
23h30 | 0.37 | 0.16 | 0 | 0.015
00h30 | 0.24 | 0.08 | 0 | 0.015
01h30 | 0 | 0 | 0 | 0.015
02h30 | 0 | 0 | 0 | 0.015
03h30 | 0 | 0 | 0 | 0.015
04h30 | 0 | 0 | 0 | 0.015
05h30 | 0 | 0 | 0 | 0.015
06h30 | 0 | 0 | 0 | 0.015
07h30 | 0.26 | 0.09 | 0 | 0.015
08h30 | 0.26 | 0.09 | 0 | 0.015
09h30 | 0.01 | 0 | 0 | 0.015
10h30 | 0.01 | 0 | 0 | 0.015
11h30 | 0.04 | 0 | 0 | 0.015
12h30 | 0.04 | 0 | 0 | 0.015
13h30 | 0 | 0 | 0 | 0.015
14h30 | 0 | 0 | 0 | 0.015
15h30 | 0 | 0 | 0 | 0.015
16h30 | 0 | 0 | 0 | 0.015
17h30 | 0.05 | 0 | 0 | 0.015
18h30 | 0.12 | 0 | 0 | 0.015
19h30 | 0.15 | 0 | 0 | 0.015
20h30 | 0.15 | 0 | 0 | 0.015
21h30 | 0.17 | 0 | 0 | 0.015
22h30 | 0.19 | 0 | 0 | 0.015
23h30 | 0.2 | 0 | 0 | 0.015
00h30 | 0.11 | 0 | 0 | 0.015
01h30 | 0 | 0 | 0 | 0.015
02h30 | 0 | 0 | 0 | 0.015
03h30 | 0 | 0 | 0 | 0.015
04h30 | 0 | 0 | 0 | 0.015
05h30 | 0 | 0 | 0 | 0.015
06h30 | 0 | 0 | 0 | 0.015
07h30 | 0.23 | 0 | 0 | 0.015
08h30 | 0.27 | 0 | 0 | 0.015
09h30 | 0.09 | 0 | 0 | 0.015
10h30 | 0.08 | 0 | 0 | 0.015
11h30 | 0.09 | 0 | 0 | 0.015
12h30 | 0.05 | 0 | 0 | 0.015
13h30 | 0 | 0 | 0 | 0.015
14h30 | 0 | 0 | 0 | 0.015
15h30 | 0 | 0 | 0 | 0.015
16h30 | 0 | 0 | 0 | 0.015
17h30 | 0.02 | 0 | 0 | 0.015
18h30 | 0.09 | 0 | 0 | 0.015
19h30 | 0.13 | 0 | 0 | 0.015
20h30 | 0.13 | 0 | 0 | 0.015
21h30 | 0.15 | 0 | 0 | 0.015
22h30 | 0.16 | 0 | 0 | 0.015
23h30 | 0.18 | 0 | 0 | 0.015
00h30 | 0.1 | 0 | 0 | 0.015
01h30 | 0 | 0 | 0 | 0.015
02h30 | 0 | 0 | 0 | 0.015
03h30 | 0 | 0 | 0 | 0.015
04h30 | 0 | 0 | 0 | 0.015
05h30 | 0 | 0 | 0 | 0.015
06h30 | 0 | 0 | 0 | 0.015
07h30 | 0 | 0 | 0 | 0.015
08h30 | 0 | 0 | 0 | 0.015
09h30 | 0.67 | 0 | 0 | 0.015
10h30 | 0.8 | 0 | 0 | 0.015
11h30 | 0.32 | 0 | 0 | 0.015
12h30 | 0.23 | 0 | 0 | 0.015
13h30 | 0.14 | 0 | 0 | 0.015
14h30 | 0.1 | 0 | 0 | 0.015
15h30 | 0.11 | 0 | 0 | 0.015
16h30 | 0.17 | 0 | 0 | 0.015
17h30 | 0.22 | 0 | 0 | 0.015
18h30 | 0.23 | 0 | 0 | 0.015
19h30 | 0.26 | 0 | 0 | 0.015
20h30 | 0.27 | 0 | 0 | 0.015
21h30 | 0.28 | 0 | 0 | 0.015
22h30 | 0.29 | 0 | 0 | 0.015
23h30 | 0.3 | 0 | 0 | 0.015
00h30 | 0.2 | 0 | 0 | 0.015
01h30 | 0 | 0 | 0 | 0.015
02h30 | 0 | 0 | 0 | 0.015
03h30 | 0 | 0 | 0 | 0.015
04h30 | 0 | 0 | 0 | 0.015
05h30 | 0 | 0 | 0 | 0.015
06h30 | 0 | 0 | 0 | 0.015
07h30 | 0 | 0 | 0 | 0.015
08h30 | 0 | 0.01 | 0 | 0.015
09h30 | 0.57 | 0.01 | 0 | 0.015
10h30 | 0.67 | 0 | 0 | 0.015
11h30 | 0.26 | 0 | 0 | 0.015
12h30 | 0.18 | 0 | 0 | 0.015
13h30 | 0.1 | 0 | 0 | 0.015
14h30 | 0.08 | 0 | 0 | 0.015
15h30 | 0.02 | 0 | 0 | 0.015
16h30 | 0.02 | 0 | 0 | 0.015
17h30 | 0.06 | 0 | 0 | 0.015
18h30 | 0.1 | 0 | 0 | 0.015
19h30 | 0.17 | 0 | 0 | 0.015
20h30 | 0.2 | 0 | 0 | 0.015
21h30 | 0.22 | 0 | 0 | 0.015
22h30 | 0.24 | 0 | 0 | 0.015
23h30 | 0.25 | 0 | 0 | 0.015
00h30 | 0.16 | 0 | 0 | 0.015
01h30 | 0 | 0 | 0 | 0.015
02h30 | 0 | 0 | 0 | 0.015
03h30 | 0 | 0 | 0 | 0.015
04h30 | 0 | 0 | 0 | 0.015
05h30 | 0 | 0 | 0 | 0.015
06h30 | 0 | 0 | 0 | 0.015
07h30 | 0 | 0 | 0 | 0.015
08h30 | 0 | 0 | 0 | 0.015
09h30 | 0.38 | 0 | 0 | 0.015
10h30 | 0.49 | 0 | 0 | 0.015
11h30 | 0.27 | 0 | 0 | 0.015
12h30 | 0.22 | 0 | 0 | 0.015
13h30 | 0.16 | 0 | 0 | 0.015
14h30 | 0.11 | 0 | 0 | 0.015
15h30 | 0.09 | 0 | 0 | 0.015
16h30 | 0.15 | 0 | 0 | 0.015
17h30 | 0.2 | 0 | 0 | 0.015
18h30 | 0.22 | 0 | 0 | 0.015
19h30 | 0.24 | 0 | 0 | 0.015
20h30 | 0.26 | 0 | 0 | 0.015
21h30 | 0.27 | 0 | 0 | 0.015
22h30 | 0.28 | 0 | 0 | 0.015
23h30 | 0.29 | 0 | 0 | 0.015
00h30 | 0.19 | 0 | 0 | 0.015
01h30 | 0 | 0 | 0 | 0.015
02h30 | 0 | 0 | 0 | 0.015
03h30 | 0 | 0 | 0 | 0.015
04h30 | 0 | 0 | 0 | 0.015
05h30 | 0 | 0 | 0 | 0.015
06h30 | 0 | 0 | 0 | 0.015
07h30 | 0 | 0 | 0 | 0.015
08h30 | 0 | 0 | 0 | 0.015
09h30 | 0.37 | 0 | 0 | 0.015
10h30 | 0.44 | 0 | 0 | 0.015
11h30 | 0.2 | 0 | 0 | 0.015
12h30 | 0.14 | 0 | 0 | 0.015
13h30 | 0.07 | 0 | 0 | 0.015
14h30 | 0.06 | 0 | 0 | 0.015
15h30 | 0 | 0 | 0 | 0.015
16h30 | 0 | 0 | 0 | 0.015
17h30 | 0.05 | 0 | 0 | 0.015
18h30 | 0.09 | 0 | 0 | 0.015
19h30 | 0.17 | 0 | 0 | 0.015
20h30 | 0.22 | 0 | 0 | 0.015
21h30 | 0.23 | 0 | 0 | 0.015
22h30 | 0.25 | 0 | 0 | 0.015
23h30 | 0.26 | 0 | 0 | 0.015
00h30 | 0.16 | 0 | 0 | 0.015
01h30 | 0 | 0 | 0 | 0.015
02h30 | 0 | 0 | 0 | 0.015
03h30 | 0 | 0 | 0 | 0.015
04h30 | 0 | 0 | 0 | 0.015
05h30 | 0 | 0 | 0 | 0.015
06h30 | 0 | 0 | 0 | 0.015
07h30 | 0 | 0 | 0 | 0.015
08h30 | 0 | 0 | 0 | 0.015
09h30 | 0.28 | 0 | 0 | 0.015
10h30 | 0.36 | 0 | 0 | 0.015
11h30 | 0.19 | 0 | 0 | 0.015
12h30 | 0.12 | 0 | 0 | 0.015
13h30 | 0.06 | 0 | 0 | 0.015
14h30 | 0.05 | 0 | 0 | 0.015
15h30 | 0.09 | 0 | 0 | 0.015
16h30 | 0.13 | 0 | 0 | 0.015
17h30 | 0.16 | 0 | 0 | 0.015
18h30 | 0.19 | 0 | 0 | 0.015
19h30 | 0.22 | 0 | 0 | 0.015
20h30 | 0.24 | 0 | 0 | 0.015
21h30 | 0.25 | 0 | 0 | 0.015
22h30 | 0.26 | 0 | 0 | 0.015
23h30 | 0.27 | 0 | 0 | 0.015
00h30 | 0.17 | 0 | 0 | 0.015
01h30 | 0 | 0 | 0 | 0.015
02h30 | 0 | 0 | 0 | 0.015
03h30 | 0 | 0 | 0 | 0.015
04h30 | 0 | 0 | 0 | 0.015
05h30 | 0 | 0 | 0 | 0.015
06h30 | 0 | 0 | 0 | 0.015
07h30 | 0.1 | 0 | 0 | 0.015
08h30 | 0.1 | 0 | 0 | 0.015
09h30 | 0.01 | 0 | 0 | 0.015
10h30 | 0.02 | 0 | 0 | 0.015
11h30 | 0.04 | 0 | 0 | 0.015
12h30 | 0.03 | 0 | 0 | 0.015
13h30 | 0 | 0 | 0 | 0.015
14h30 | 0 | 0 | 0 | 0.015
15h30 | 0 | 0 | 0 | 0.015
16h30 | 0 | 0 | 0 | 0.015
17h30 | 0 | 0 | 0 | 0.015
18h30 | 0 | 0 | 0 | 0.015
19h30 | 0.01 | 0 | 0 | 0.015
20h30 | 0.03 | 0 | 0 | 0.015
21h30 | 0.07 | 0 | 0 | 0.015
22h30 | 0.09 | 0 | 0 | 0.015
23h30 | 0.11 | 0 | 0 | 0.015
00h30 | 0.06 | 0 | 0 | 0.015
01h30 | 0 | 0 | 0 | 0.015
02h30 | 0 | 0 | 0 | 0.015
03h30 | 0 | 0 | 0 | 0.015
04h30 | 0 | 0 | 0 | 0.015
05h30 | 0 | 0 | 0 | 0.015
06h30 | 0 | 0 | 0 | 0.015
07h30 | 0.08 | 0 | 0 | 0.015
08h30 | 0.09 | 0 | 0 | 0.015
09h30 | 0.01 | 0 | 0 | 0.015
10h30 | 0.02 | 0 | 0 | 0.015
11h30 | 0.03 | 0 | 0 | 0.015
12h30 | 0.02 | 0 | 0 | 0.015
13h30 | 0 | 0 | 0 | 0.015
14h30 | 0 | 0 | 0 | 0.015
15h30 | 0 | 0 | 0 | 0.015
16h30 | 0 | 0 | 0 | 0.015
17h30 | 0 | 0 | 0 | 0.015
18h30 | 0.05 | 0 | 0 | 0.015
19h30 | 0.1 | 0 | 0 | 0.015
20h30 | 0.11 | 0 | 0 | 0.015
21h30 | 0.14 | 0 | 0 | 0.015
22h30 | 0.15 | 0 | 0 | 0.015
23h30 | 0.16 | 0 | 0 | 0.015
00h30 | 0.08 | 0 | 0 | 0.015
01h30 | 0 | 0 | 0 | 0.015
02h30 | 0 | 0 | 0 | 0.015
03h30 | 0 | 0 | 0 | 0.015
04h30 | 0 | 0 | 0 | 0.015
05h30 | 0 | 0 | 0 | 0.015
06h30 | 0 | 0 | 0 | 0.015
07h30 | 0 | 0 | 0 | 0.015
08h30 | 0 | 0 | 0 | 0.015
09h30 | 0.67 | 0 | 0 | 0.015
10h30 | 0.81 | 0 | 0 | 0.015
11h30 | 0.34 | 0 | 0 | 0.015
12h30 | 0.24 | 0 | 0 | 0.015
13h30 | 0.15 | 0 | 0 | 0.015
14h30 | 0.1 | 0 | 0 | 0.015
15h30 | 0.06 | 0 | 0 | 0.015
16h30 | 0.07 | 0 | 0 | 0.015
17h30 | 0.14 | 0 | 0 | 0.015
18h30 | 0.21 | 0 | 0 | 0.015
19h30 | 0.26 | 0 | 0 | 0.015
20h30 | 0.29 | 0 | 0 | 0.015
21h30 | 0.3 | 0 | 0 | 0.015
22h30 | 0.31 | 0 | 0 | 0.015
23h30 | 0.31 | 0 | 0 | 0.015
00h30 | 0.2 | 0 | 0 | 0.015
01h30 | 0 | 0 | 0 | 0.015
02h30 | 0 | 0 | 0 | 0.015
03h30 | 0 | 0 | 0 | 0.015
04h30 | 0 | 0 | 0 | 0.015
05h30 | 0 | 0 | 0 | 0.015
06h30 | 0 | 0 | 0 | 0.015
07h30 | 0 | 0 | 0 | 0.015
08h30 | 0 | 0 | 0 | 0.015
09h30 | 0.47 | 0 | 0 | 0.015
10h30 | 0.57 | 0 | 0 | 0.015
11h30 | 0.26 | 0 | 0 | 0.015
12h30 | 0.2 | 0 | 0 | 0.015
13h30 | 0.14 | 0 | 0 | 0.015
14h30 | 0.11 | 0 | 0 | 0.015
15h30 | 0.06 | 0 | 0 | 0.015
16h30 | 0.06 | 0 | 0 | 0.015
17h30 | 0.1 | 0 | 0 | 0.015
18h30 | 0.16 | 0 | 0 | 0.015
19h30 | 0.23 | 0 | 0 | 0.015
20h30 | 0.27 | 0 | 0 | 0.015
21h30 | 0.28 | 0 | 0 | 0.015
22h30 | 0.3 | 0 | 0 | 0.015
23h30 | 0.31 | 0 | 0 | 0.015
00h30 | 0.2 | 0 | 0 | 0.015
01h30 | 0 | 0 | 0 | 0.015
02h30 | 0 | 0 | 0 | 0.015
03h30 | 0 | 0 | 0 | 0.015
04h30 | 0 | 0 | 0 | 0.015
05h30 | 0 | 0 | 0 | 0.015
06h30 | 0 | 0 | 0 | 0.015
07h30 | 0 | 0 | 0 | 0.015
08h30 | 0 | 0 | 0 | 0.015
09h30 | 0.65 | 0 | 0 | 0.015
10h30 | 0.77 | 0 | 0 | 0.015
11h30 | 0.31 | 0 | 0 | 0.015
12h30 | 0.24 | 0 | 0 | 0.015
13h30 | 0.17 | 0 | 0 | 0.015
14h30 | 0.12 | 0 | 0 | 0.015
15h30 | 0.06 | 0 | 0 | 0.015
16h30 | 0.06 | 0 | 0 | 0.015
17h30 | 0.11 | 0 | 0 | 0.015
18h30 | 0.17 | 0 | 0 | 0.015
19h30 | 0.24 | 0 | 0 | 0.015
20h30 | 0.27 | 0 | 0 | 0.015
21h30 | 0.29 | 0 | 0 | 0.015
22h30 | 0.3 | 0 | 0 | 0.015
23h30 | 0.31 | 0 | 0 | 0.015
00h30 | 0.2 | 0 | 0 | 0.015
01h30 | 0 | 0 | 0 | 0.015
02h30 | 0 | 0 | 0 | 0.015
03h30 | 0 | 0 | 0 | 0.015
04h30 | 0 | 0 | 0 | 0.015
05h30 | 0 | 0 | 0 | 0.015
06h30 | 0 | 0 | 0 | 0.015
07h30 | 0 | 0 | 0 | 0.015
08h30 | 0 | 0 | 0 | 0.015
09h30 | 0.4 | 0 | 0 | 0.015
10h30 | 0.48 | 0 | 0 | 0.015
11h30 | 0.22 | 0 | 0 | 0.015
12h30 | 0.15 | 0 | 0 | 0.015
13h30 | 0.08 | 0 | 0 | 0.015
14h30 | 0.07 | 0 | 0 | 0.015
15h30 | 0 | 0 | 0 | 0.015
16h30 | 0 | 0 | 0 | 0.015
17h30 | 0.05 | 0 | 0 | 0.015
18h30 | 0.1 | 0 | 0 | 0.015
19h30 | 0.19 | 0 | 0 | 0.015
20h30 | 0.23 | 0 | 0 | 0.015
21h30 | 0.25 | 0 | 0 | 0.015
22h30 | 0.27 | 0 | 0 | 0.015
23h30 | 0.28 | 0 | 0 | 0.015
00h30 | 0.17 | 0 | 0 | 0.015
01h30 | 0 | 0 | 0 | 0.015
02h30 | 0 | 0 | 0 | 0.015
03h30 | 0 | 0 | 0 | 0.015
04h30 | 0 | 0 | 0 | 0.015
05h30 | 0 | 0 | 0 | 0.015
06h30 | 0 | 0 | 0 | 0.015
07h30 | 0 | 0 | 0 | 0.015
08h30 | 0 | 0 | 0 | 0.015
09h30 | 0.4 | 0 | 0 | 0.015
10h30 | 0.51 | 0 | 0 | 0.015
11h30 | 0.27 | 0 | 0 | 0.015
12h30 | 0.21 | 0 | 0 | 0.015
13h30 | 0.13 | 0 | 0 | 0.015
14h30 | 0.09 | 0 | 0 | 0.015
15h30 | 0.01 | 0 | 0 | 0.015
16h30 | 0.01 | 0 | 0 | 0.015
17h30 | 0.04 | 0 | 0 | 0.015
18h30 | 0.09 | 0 | 0 | 0.015
19h30 | 0.19 | 0 | 0 | 0.015
20h30 | 0.24 | 0 | 0 | 0.015
21h30 | 0.25 | 0 | 0 | 0.015
22h30 | 0.27 | 0 | 0 | 0.015
23h30 | 0.28 | 0 | 0 | 0.015
00h30 | 0.17 | 0 | 0 | 0.015
01h30 | 0 | 0 | 0 | 0.015
02h30 | 0 | 0 | 0 | 0.015
03h30 | 0 | 0 | 0 | 0.015
04h30 | 0 | 0 | 0 | 0.015
05h30 | 0 | 0 | 0 | 0.015
06h30 | 0 | 0 | 0 | 0.015
07h30 | 0.11 | 0 | 0 | 0.015
08h30 | 0.11 | 0 | 0 | 0.015
09h30 | 0.01 | 0 | 0 | 0.015
10h30 | 0.02 | 0 | 0 | 0.015
11h30 | 0.06 | 0 | 0 | 0.015
12h30 | 0.04 | 0 | 0 | 0.015
13h30 | 0.02 | 0 | 0 | 0.015
14h30 | 0.02 | 0 | 0 | 0.015
15h30 | 0.06 | 0 | 0 | 0.015
16h30 | 0.11 | 0 | 0 | 0.015
17h30 | 0.16 | 0 | 0 | 0.015
18h30 | 0.2 | 0 | 0 | 0.015
19h30 | 0.2 | 0 | 0 | 0.015
20h30 | 0.18 | 0 | 0 | 0.015
21h30 | 0.19 | 0 | 0 | 0.015
22h30 | 0.2 | 0 | 0 | 0.015
23h30 | 0.21 | 0 | 0 | 0.015
00h30 | 0.13 | 0 | 0 | 0.015
01h30 | 0 | 0 | 0 | 0.015
02h30 | 0 | 0 | 0 | 0.015
03h30 | 0 | 0 | 0 | 0.015
04h30 | 0 | 0 | 0 | 0.015
05h30 | 0 | 0 | 0 | 0.015
06h30 | 0 | 0 | 0 | 0.015
07h30 | 0.26 | 0 | 0 | 0.015
08h30 | 0.31 | 0 | 0 | 0.015
09h30 | 0.14 | 0 | 0 | 0.015
10h30 | 0.19 | 0 | 0 | 0.015
11h30 | 0.25 | 0 | 0 | 0.015
12h30 | 0.24 | 0 | 0 | 0.015
13h30 | 0.23 | 0 | 0 | 0.015
14h30 | 0.23 | 0 | 0 | 0.015
15h30 | 0.24 | 0 | 0 | 0.015
16h30 | 0.25 | 0.02 | 0 | 0.015
17h30 | 0.27 | 0.06 | 0 | 0.015
18h30 | 0.3 | 0.09 | 0 | 0.015
19h30 | 0.28 | 0.09 | 0 | 0.015
20h30 | 0.26 | 0.07 | 0 | 0.015
21h30 | 0.26 | 0.09 | 0 | 0.015
22h30 | 0.27 | 0.1 | 0 | 0.015
23h30 | 0.28 | 0.11 | 0 | 0.015
00h30 | 0.17 | 0.06 | 0 | 0.015
01h30 | 0 | 0 | 0 | 0.015
02h30 | 0 | 0 | 0 | 0.015
03h30 | 0 | 0 | 0 | 0.015
04h30 | 0 | 0 | 0 | 0.015
05h30 | 0 | 0 | 0 | 0.015
06h30 | 0 | 0 | 0 | 0.015
07h30 | 0 | 0.05 | 0 | 0.015
08h30 | 0 | 0.1 | 0 | 0.015
09h30 | 0.75 | 0.07 | 0 | 0.015
10h30 | 0.88 | 0.02 | 0 | 0.015
11h30 | 0.36 | 0 | 0 | 0.015
12h30 | 0.33 | 0 | 0 | 0.015
13h30 | 0.31 | 0 | 0 | 0.015
14h30 | 0.29 | 0 | 0 | 0.015
15h30 | 0.28 | 0 | 0 | 0.015
16h30 | 0.31 | 0 | 0 | 0.015
17h30 | 0.32 | 0 | 0 | 0.015
18h30 | 0.31 | 0 | 0 | 0.015
19h30 | 0.33 | 0.04 | 0 | 0.015
20h30 | 0.34 | 0.06 | 0 | 0.015
21h30 | 0.35 | 0.08 | 0 | 0.015
22h30 | 0.35 | 0.1 | 0 | 0.015
23h30 | 0.35 | 0.11 | 0 | 0.015
00h30 | 0.23 | 0.06 | 0 | 0.015
01h30 | 0 | 0 | 0 | 0.015
02h30 | 0 | 0 | 0 | 0.015
03h30 | 0 | 0 | 0 | 0.015
04h30 | 0 | 0 | 0 | 0.015
05h30 | 0 | 0 | 0 | 0.015
06h30 | 0 | 0 | 0 | 0.015
07h30 | 0 | 0.07 | 0 | 0.015
08h30 | 0 | 0.17 | 0 | 0.015
09h30 | 0.79 | 0.2 | 0 | 0.015
10h30 | 0.95 | 0.15 | 0 | 0.015
11h30 | 0.4 | 0.06 | 0 | 0.015
12h30 | 0.33 | 0.01 | 0 | 0.015
13h30 | 0.3 | 0 | 0 | 0.015
14h30 | 0.31 | 0 | 0 | 0.015
15h30 | 0.33 | 0.04 | 0 | 0.015
16h30 | 0.35 | 0.07 | 0 | 0.015
17h30 | 0.34 | 0.08 | 0 | 0.015
18h30 | 0.32 | 0.08 | 0 | 0.015
19h30 | 0.33 | 0.1 | 0 | 0.015
20h30 | 0.34 | 0.12 | 0 | 0.015
21h30 | 0.35 | 0.13 | 0 | 0.015
22h30 | 0.35 | 0.14 | 0 | 0.015
23h30 | 0.35 | 0.15 | 0 | 0.015
00h30 | 0.24 | 0.08 | 0 | 0.015
01h30 | 0 | 0 | 0 | 0.015
02h30 | 0 | 0 | 0 | 0.015
03h30 | 0 | 0 | 0 | 0.015
04h30 | 0 | 0 | 0 | 0.015
05h30 | 0 | 0 | 0 | 0.015
06h30 | 0 | 0 | 0 | 0.015
07h30 | 0 | 0.09 | 0 | 0.015
08h30 | 0 | 0.19 | 0 | 0.015
09h30 | 0.77 | 0.21 | 0 | 0.015
10h30 | 0.92 | 0.15 | 0 | 0.015
11h30 | 0.38 | 0.07 | 0 | 0.015
12h30 | 0.31 | 0.03 | 0 | 0.015
13h30 | 0.23 | 0 | 0 | 0.015
14h30 | 0.17 | 0 | 0 | 0.015
15h30 | 0.14 | 0 | 0 | 0.015
16h30 | 0.17 | 0 | 0 | 0.015
17h30 | 0.21 | 0 | 0 | 0.015
18h30 | 0.24 | 0 | 0 | 0.015
19h30 | 0.28 | 0 | 0 | 0.015
20h30 | 0.3 | 0.02 | 0 | 0.015
21h30 | 0.32 | 0.06 | 0 | 0.015
22h30 | 0.33 | 0.08 | 0 | 0.015
23h30 | 0.34 | 0.1 | 0 | 0.015
00h30 | 0.23 | 0.06 | 0 | 0.015
01h30 | 0 | 0 | 0 | 0.015
02h30 | 0 | 0 | 0 | 0.015
03h30 | 0 | 0 | 0 | 0.015
04h30 | 0 | 0 | 0 | 0.015
05h30 | 0 | 0 | 0 | 0.015
06h30 | 0 | 0 | 0 | 0.015
07h30 | 0 | 0.08 | 0 | 0.015
08h30 | 0 | 0.18 | 0 | 0.015
09h30 | 0.79 | 0.21 | 0 | 0.015
10h30 | 0.97 | 0.19 | 0 | 0.015
11h30 | 0.5 | 0.16 | 0 | 0.015
12h30 | 0.46 | 0.14 | 0 | 0.015
13h30 | 0.42 | 0.13 | 0 | 0.015
14h30 | 0.41 | 0.13 | 0 | 0.015
15h30 | 0.4 | 0.14 | 0 | 0.015
16h30 | 0.41 | 0.16 | 0 | 0.015
17h30 | 0.38 | 0.15 | 0 | 0.015
18h30 | 0.36 | 0.14 | 0 | 0.015
19h30 | 0.38 | 0.17 | 0 | 0.015
20h30 | 0.39 | 0.19 | 0 | 0.015
21h30 | 0.4 | 0.2 | 0 | 0.015
22h30 | 0.4 | 0.21 | 0 | 0.015
23h30 | 0.41 | 0.22 | 0 | 0.015
00h30 | 0.26 | 0.12 | 0 | 0.015
01h30 | 0 | 0 | 0 | 0.015
02h30 | 0 | 0 | 0 | 0.015
03h30 | 0 | 0 | 0 | 0.015
04h30 | 0 | 0 | 0 | 0.015
05h30 | 0 | 0 | 0 | 0.015
06h30 | 0 | 0 | 0 | 0.015
07h30 | 0 | 0.32 | 0 | 0.015
08h30 | 0 | 0.45 | 0 | 0.015
09h30 | 0.84 | 0.31 | 0 | 0.015
10h30 | 1.03 | 0.27 | 0 | 0.015
11h30 | 0.57 | 0.24 | 0 | 0.015
12h30 | 0.52 | 0.22 | 0 | 0.015
13h30 | 0.47 | 0.2 | 0 | 0.015
14h30 | 0.46 | 0.2 | 0 | 0.015
15h30 | 0.46 | 0.2 | 0 | 0.015
16h30 | 0.48 | 0.22 | 0 | 0.015
17h30 | 0.42 | 0.22 | 0 | 0.015
18h30 | 0.41 | 0.2 | 0 | 0.015
19h30 | 0.42 | 0.23 | 0 | 0.015
20h30 | 0.43 | 0.24 | 0 | 0.015
21h30 | 0.43 | 0.25 | 0 | 0.015
22h30 | 0.44 | 0.26 | 0 | 0.015
23h30 | 0.44 | 0.27 | 0 | 0.015
00h30 | 0.29 | 0.16 | 0 | 0.015
01h30 | 0 | 0 | 0 | 0.015
02h30 | 0 | 0 | 0 | 0.015
03h30 | 0 | 0 | 0 | 0.015
04h30 | 0 | 0 | 0 | 0.015
05h30 | 0 | 0 | 0 | 0.015
06h30 | 0 | 0 | 0 | 0.015
07h30 | 0.58 | 0.48 | 0 | 0.015
08h30 | 0.64 | 0.54 | 0 | 0.015
09h30 | 0.21 | 0.16 | 0 | 0.015
10h30 | 0.24 | 0.16 | 0 | 0.015
11h30 | 0.27 | 0.16 | 0 | 0.015
12h30 | 0.23 | 0.1 | 0 | 0.015
13h30 | 0.19 | 0.05 | 0 | 0.015
14h30 | 0.13 | 0.05 | 0 | 0.015
15h30 | 0.08 | 0 | 0 | 0.015
16h30 | 0.09 | 0 | 0 | 0.015
17h30 | 0.14 | 0.02 | 0 | 0.015
18h30 | 0.23 | 0.07 | 0 | 0.015
19h30 | 0.26 | 0.13 | 0 | 0.015
20h30 | 0.26 | 0.14 | 0 | 0.015
21h30 | 0.27 | 0.17 | 0 | 0.015
22h30 | 0.28 | 0.19 | 0 | 0.015
23h30 | 0.29 | 0.2 | 0 | 0.015
00h30 | 0.19 | 0.12 | 0 | 0.015
01h30 | 0 | 0 | 0 | 0.015
02h30 | 0 | 0 | 0 | 0.015
03h30 | 0 | 0 | 0 | 0.015
04h30 | 0 | 0 | 0 | 0.015
05h30 | 0 | 0 | 0 | 0.015
06h30 | 0 | 0 | 0 | 0.015
07h30 | 0.58 | 0.35 | 0 | 0.015
08h30 | 0.65 | 0.38 | 0 | 0.015
09h30 | 0.2 | 0.1 | 0 | 0.015
10h30 | 0.24 | 0.13 | 0 | 0.015
11h30 | 0.29 | 0.18 | 0 | 0.015
12h30 | 0.26 | 0.12 | 0 | 0.015
13h30 | 0.2 | 0.04 | 0 | 0.015
14h30 | 0.16 | 0.03 | 0 | 0.015
15h30 | 0.15 | 0.01 | 0 | 0.015
16h30 | 0.21 | 0.04 | 0 | 0.015
17h30 | 0.28 | 0.13 | 0 | 0.015
18h30 | 0.32 | 0.18 | 0 | 0.015
19h30 | 0.31 | 0.19 | 0 | 0.015
20h30 | 0.29 | 0.18 | 0 | 0.015
21h30 | 0.3 | 0.19 | 0 | 0.015
22h30 | 0.3 | 0.2 | 0 | 0.015
23h30 | 0.31 | 0.21 | 0 | 0.015
00h30 | 0.19 | 0.12 | 0 | 0.015
01h30 | 0 | 0 | 0 | 0.015
02h30 | 0 | 0 | 0 | 0.015
03h30 | 0 | 0 | 0 | 0.015
04h30 | 0 | 0 | 0 | 0.015
05h30 | 0 | 0 | 0 | 0.015
06h30 | 0 | 0 | 0 | 0.015
07h30 | 0 | 0.32 | 0 | 0.015
08h30 | 0 | 0.45 | 0 | 0.015
09h30 | 0.86 | 0.3 | 0 | 0.015
10h30 | 1.09 | 0.27 | 0 | 0.015
11h30 | 0.57 | 0.22 | 0 | 0.015
12h30 | 0.49 | 0.17 | 0 | 0.015
13h30 | 0.45 | 0.15 | 0 | 0.015
14h30 | 0.44 | 0.16 | 0 | 0.015
15h30 | 0.45 | 0.17 | 0 | 0.015
16h30 | 0.48 | 0.2 | 0 | 0.015
17h30 | 0.45 | 0.2 | 0 | 0.015
18h30 | 0.41 | 0.19 | 0 | 0.015
19h30 | 0.42 | 0.21 | 0 | 0.015
20h30 | 0.43 | 0.22 | 0 | 0.015
21h30 | 0.43 | 0.23 | 0 | 0.015
22h30 | 0.43 | 0.24 | 0 | 0.015
23h30 | 0.43 | 0.25 | 0 | 0.015
00h30 | 0.28 | 0.15 | 0 | 0.015
01h30 | 0 | 0 | 0 | 0.015
02h30 | 0 | 0 | 0 | 0.015
03h30 | 0 | 0 | 0 | 0.015
04h30 | 0 | 0 | 0 | 0.015
05h30 | 0 | 0 | 0 | 0.015
06h30 | 0 | 0 | 0 | 0.015
07h30 | 0 | 0.42 | 0 | 0.015
08h30 | 0 | 0.56 | 0.02 | 0.015
09h30 | 0.86 | 0.33 | 0.05 | 0.015
10h30 | 1.08 | 0.3 | 0.05 | 0.015
11h30 | 0.57 | 0.25 | 0.01 | 0.015
12h30 | 0.5 | 0.2 | 0 | 0.015
13h30 | 0.45 | 0.17 | 0 | 0.015
14h30 | 0.45 | 0.18 | 0 | 0.015
15h30 | 0.47 | 0.19 | 0 | 0.015
16h30 | 0.49 | 0.22 | 0 | 0.015
17h30 | 0.45 | 0.22 | 0 | 0.015
18h30 | 0.42 | 0.21 | 0 | 0.015
19h30 | 0.43 | 0.23 | 0.01 | 0.015
20h30 | 0.44 | 0.25 | 0.02 | 0.015
21h30 | 0.44 | 0.25 | 0.04 | 0.015
22h30 | 0.44 | 0.26 | 0.05 | 0.015
23h30 | 0.44 | 0.27 | 0.06 | 0.015
00h30 | 0.29 | 0.17 | 0.04 | 0.015
01h30 | 0 | 0 | 0 | 0.015
02h30 | 0 | 0 | 0 | 0.015
03h30 | 0 | 0 | 0 | 0.015
04h30 | 0 | 0 | 0 | 0.015
05h30 | 0 | 0 | 0 | 0.015
06h30 | 0 | 0 | 0 | 0.015
07h30 | 0 | 0.49 | 0.01 | 0.015
08h30 | 0 | 0.63 | 0.08 | 0.015
09h30 | 0.87 | 0.37 | 0.13 | 0.015
10h30 | 1.09 | 0.33 | 0.1 | 0.015
11h30 | 0.59 | 0.26 | 0.06 | 0.015
12h30 | 0.51 | 0.22 | 0.02 | 0.015
13h30 | 0.46 | 0.19 | 0 | 0.015
14h30 | 0.47 | 0.2 | 0 | 0.015
15h30 | 0.49 | 0.21 | 0.01 | 0.015
16h30 | 0.52 | 0.24 | 0.04 | 0.015
17h30 | 0.46 | 0.23 | 0.04 | 0.015
18h30 | 0.42 | 0.22 | 0.03 | 0.015
19h30 | 0.44 | 0.24 | 0.05 | 0.015
20h30 | 0.44 | 0.26 | 0.07 | 0.015
21h30 | 0.44 | 0.27 | 0.08 | 0.015
22h30 | 0.45 | 0.28 | 0.09 | 0.015
23h30 | 0.45 | 0.28 | 0.1 | 0.015
00h30 | 0.29 | 0.17 | 0.05 | 0.015
01h30 | 0 | 0 | 0 | 0.015
02h30 | 0 | 0 | 0 | 0.015
03h30 | 0 | 0 | 0 | 0.015
04h30 | 0 | 0 | 0 | 0.015
05h30 | 0 | 0 | 0 | 0.015
06h30 | 0 | 0 | 0 | 0.015
07h30 | 0 | 0.52 | 0.04 | 0.015
08h30 | 0 | 0.67 | 0.11 | 0.015
09h30 | 0.87 | 0.38 | 0.15 | 0.015
10h30 | 1.08 | 0.34 | 0.13 | 0.015
11h30 | 0.58 | 0.27 | 0.08 | 0.015
12h30 | 0.49 | 0.2 | 0.03 | 0.015
13h30 | 0.39 | 0.13 | 0 | 0.015
14h30 | 0.39 | 0.14 | 0 | 0.015
15h30 | 0.42 | 0.17 | 0 | 0.015
16h30 | 0.45 | 0.2 | 0.01 | 0.015
17h30 | 0.42 | 0.21 | 0.01 | 0.015
18h30 | 0.4 | 0.2 | 0.01 | 0.015
19h30 | 0.41 | 0.22 | 0.03 | 0.015
20h30 | 0.42 | 0.24 | 0.05 | 0.015
21h30 | 0.42 | 0.25 | 0.07 | 0.015
22h30 | 0.43 | 0.26 | 0.08 | 0.015
23h30 | 0.43 | 0.27 | 0.08 | 0.015
00h30 | 0.28 | 0.17 | 0.05 | 0.015
01h30 | 0 | 0 | 0 | 0.015
02h30 | 0 | 0 | 0 | 0.015
03h30 | 0 | 0 | 0 | 0.015
04h30 | 0 | 0 | 0 | 0.015
05h30 | 0 | 0 | 0 | 0.015
06h30 | 0 | 0 | 0 | 0.015
07h30 | 0 | 0.47 | 0.03 | 0.015
08h30 | 0 | 0.6 | 0.1 | 0.015
09h30 | 0.84 | 0.33 | 0.13 | 0.015
10h30 | 1 | 0.22 | 0.06 | 0.015
11h30 | 0.38 | 0.04 | 0 | 0.015
12h30 | 0.24 | 0.01 | 0 | 0.015
13h30 | 0.14 | 0 | 0 | 0.015
14h30 | 0.12 | 0 | 0 | 0.015
15h30 | 0.09 | 0 | 0 | 0.015
16h30 | 0.09 | 0 | 0 | 0.015
17h30 | 0.13 | 0 | 0 | 0.015
18h30 | 0.19 | 0 | 0 | 0.015
19h30 | 0.26 | 0 | 0 | 0.015
20h30 | 0.29 | 0 | 0 | 0.015
21h30 | 0.31 | 0.02 | 0 | 0.015
22h30 | 0.32 | 0.06 | 0 | 0.015
23h30 | 0.33 | 0.09 | 0 | 0.015
00h30 | 0.23 | 0.05 | 0 | 0.015
01h30 | 0 | 0 | 0 | 0.015
02h30 | 0 | 0 | 0 | 0.015
03h30 | 0 | 0 | 0 | 0.015
04h30 | 0 | 0 | 0 | 0.015
05h30 | 0 | 0 | 0 | 0.015
06h30 | 0 | 0 | 0 | 0.015
07h30 | 0.29 | 0.07 | 0 | 0.015
08h30 | 0.33 | 0.09 | 0 | 0.015
09h30 | 0.13 | 0.03 | 0 | 0.015
10h30 | 0.18 | 0.07 | 0 | 0.015
11h30 | 0.22 | 0.09 | 0 | 0.015
12h30 | 0.17 | 0.03 | 0 | 0.015
13h30 | 0.12 | 0 | 0 | 0.015
14h30 | 0.1 | 0 | 0 | 0.015
15h30 | 0.12 | 0 | 0 | 0.015
16h30 | 0.16 | 0 | 0 | 0.015
17h30 | 0.19 | 0.04 | 0 | 0.015
18h30 | 0.23 | 0.09 | 0 | 0.015
19h30 | 0.23 | 0.11 | 0 | 0.015
20h30 | 0.22 | 0.1 | 0 | 0.015
21h30 | 0.23 | 0.12 | 0 | 0.015
22h30 | 0.24 | 0.14 | 0 | 0.015
23h30 | 0.25 | 0.15 | 0 | 0.015
00h30 | 0.16 | 0.08 | 0 | 0.015
01h30 | 0 | 0 | 0 | 0.015
02h30 | 0 | 0 | 0 | 0.015
03h30 | 0 | 0 | 0 | 0.015
04h30 | 0 | 0 | 0 | 0.015
05h30 | 0 | 0 | 0 | 0.015
06h30 | 0 | 0 | 0 | 0.015
07h30 | 0.42 | 0.12 | 0 | 0.015
08h30 | 0.47 | 0.14 | 0 | 0.015
09h30 | 0.14 | 0.02 | 0 | 0.015
10h30 | 0.15 | 0 | 0 | 0.015
11h30 | 0.13 | 0 | 0 | 0.015
12h30 | 0.08 | 0 | 0 | 0.015
13h30 | 0 | 0 | 0 | 0.015
14h30 | 0 | 0 | 0 | 0.015
15h30 | 0 | 0 | 0 | 0.015
16h30 | 0 | 0 | 0 | 0.015
17h30 | 0.04 | 0 | 0 | 0.015
18h30 | 0.11 | 0 | 0 | 0.015
19h30 | 0.15 | 0 | 0 | 0.015
20h30 | 0.15 | 0 | 0 | 0.015
21h30 | 0.17 | 0 | 0 | 0.015
22h30 | 0.19 | 0 | 0 | 0.015
23h30 | 0.2 | 0.01 | 0 | 0.015
00h30 | 0.11 | 0.01 | 0 | 0.015
01h30 | 0 | 0 | 0 | 0.015
02h30 | 0 | 0 | 0 | 0.015
03h30 | 0 | 0 | 0 | 0.015
04h30 | 0 | 0 | 0 | 0.015
05h30 | 0 | 0 | 0 | 0.015
06h30 | 0 | 0 | 0 | 0.015
07h30 | 0 | 0 | 0 | 0.015
08h30 | 0 | 0 | 0 | 0.015
09h30 | 0.48 | 0 | 0 | 0.015
10h30 | 0.56 | 0 | 0 | 0.015
11h30 | 0.21 | 0 | 0 | 0.015
12h30 | 0.12 | 0 | 0 | 0.015
13h30 | 0.01 | 0 | 0 | 0.015
14h30 | 0.01 | 0 | 0 | 0.015
15h30 | 0 | 0 | 0 | 0.015
16h30 | 0 | 0 | 0 | 0.015
17h30 | 0.05 | 0 | 0 | 0.015
18h30 | 0.08 | 0 | 0 | 0.015
19h30 | 0.14 | 0 | 0 | 0.015
20h30 | 0.18 | 0 | 0 | 0.015
21h30 | 0.19 | 0 | 0 | 0.015
22h30 | 0.21 | 0 | 0 | 0.015
23h30 | 0.22 | 0 | 0 | 0.015
00h30 | 0.14 | 0 | 0 | 0.015
01h30 | 0 | 0 | 0 | 0.015
02h30 | 0 | 0 | 0 | 0.015
03h30 | 0 | 0 | 0 | 0.015
04h30 | 0 | 0 | 0 | 0.015
05h30 | 0 | 0 | 0 | 0.015
06h30 | 0 | 0 | 0 | 0.015
07h30 | 0 | 0 | 0 | 0.015
08h30 | 0 | 0 | 0 | 0.015
09h30 | 0.48 | 0 | 0 | 0.015
10h30 | 0.56 | 0 | 0 | 0.015
11h30 | 0.2 | 0 | 0 | 0.015
12h30 | 0.12 | 0 | 0 | 0.015
13h30 | 0.03 | 0 | 0 | 0.015
14h30 | 0.03 | 0 | 0 | 0.015
15h30 | 0.1 | 0 | 0 | 0.015
16h30 | 0.16 | 0 | 0 | 0.015
17h30 | 0.18 | 0 | 0 | 0.015
18h30 | 0.18 | 0 | 0 | 0.015
19h30 | 0.21 | 0 | 0 | 0.015
20h30 | 0.24 | 0 | 0 | 0.015
21h30 | 0.25 | 0 | 0 | 0.015
22h30 | 0.26 | 0 | 0 | 0.015
23h30 | 0.28 | 0 | 0 | 0.015
00h30 | 0.17 | 0 | 0 | 0.015
01h30 | 0 | 0 | 0 | 0.015
02h30 | 0 | 0 | 0 | 0.015
03h30 | 0 | 0 | 0 | 0.015
04h30 | 0 | 0 | 0 | 0.015
05h30 | 0 | 0 | 0 | 0.015
06h30 | 0 | 0 | 0 | 0.015
07h30 | 0 | 0 | 0 | 0.015
08h30 | 0 | 0 | 0 | 0.015
09h30 | 0.62 | 0 | 0 | 0.015
10h30 | 0.74 | 0 | 0 | 0.015
11h30 | 0.31 | 0 | 0 | 0.015
12h30 | 0.22 | 0 | 0 | 0.015
13h30 | 0.12 | 0 | 0 | 0.015
14h30 | 0.09 | 0 | 0 | 0.015
15h30 | 0.1 | 0 | 0 | 0.015
16h30 | 0.16 | 0 | 0 | 0.015
17h30 | 0.19 | 0 | 0 | 0.015
18h30 | 0.2 | 0 | 0 | 0.015
19h30 | 0.22 | 0 | 0 | 0.015
20h30 | 0.24 | 0 | 0 | 0.015
21h30 | 0.25 | 0 | 0 | 0.015
22h30 | 0.26 | 0 | 0 | 0.015
23h30 | 0.27 | 0 | 0 | 0.015
00h30 | 0.18 | 0 | 0 | 0.015
01h30 | 0 | 0 | 0 | 0.015
02h30 | 0 | 0 | 0 | 0.015
03h30 | 0 | 0 | 0 | 0.015
04h30 | 0 | 0 | 0 | 0.015
05h30 | 0 | 0 | 0 | 0.015
06h30 | 0 | 0 | 0 | 0.015
07h30 | 0 | 0 | 0 | 0.015
08h30 | 0 | 0 | 0 | 0.015
09h30 | 0.56 | 0 | 0 | 0.015
10h30 | 0.67 | 0 | 0 | 0.015
11h30 | 0.28 | 0 | 0 | 0.015
12h30 | 0.19 | 0 | 0 | 0.015
13h30 | 0.1 | 0 | 0 | 0.015
14h30 | 0.08 | 0 | 0 | 0.015
15h30 | 0.07 | 0 | 0 | 0.015
16h30 | 0.11 | 0 | 0 | 0.015
17h30 | 0.16 | 0 | 0 | 0.015
18h30 | 0.17 | 0 | 0 | 0.015
19h30 | 0.21 | 0 | 0 | 0.015
20h30 | 0.23 | 0 | 0 | 0.015
21h30 | 0.24 | 0 | 0 | 0.015
22h30 | 0.26 | 0 | 0 | 0.015
23h30 | 0.27 | 0 | 0 | 0.015
00h30 | 0.18 | 0 | 0 | 0.015
01h30 | 0 | 0 | 0 | 0.015
02h30 | 0 | 0 | 0 | 0.015
03h30 | 0 | 0 | 0 | 0.015
04h30 | 0 | 0 | 0 | 0.015
05h30 | 0 | 0 | 0 | 0.015
06h30 | 0 | 0 | 0 | 0.015
07h30 | 0 | 0 | 0 | 0.015
08h30 | 0 | 0 | 0 | 0.015
09h30 | 0.58 | 0.01 | 0 | 0.015
10h30 | 0.68 | 0 | 0 | 0.015
11h30 | 0.27 | 0 | 0 | 0.015
12h30 | 0.18 | 0 | 0 | 0.015
13h30 | 0.11 | 0 | 0 | 0.015
14h30 | 0.11 | 0 | 0 | 0.015
15h30 | 0.13 | 0 | 0 | 0.015
16h30 | 0.15 | 0 | 0 | 0.015
17h30 | 0.17 | 0 | 0 | 0.015
18h30 | 0.2 | 0 | 0 | 0.015
19h30 | 0.24 | 0 | 0 | 0.015
20h30 | 0.27 | 0 | 0 | 0.015
21h30 | 0.29 | 0 | 0 | 0.015
22h30 | 0.3 | 0 | 0 | 0.015
23h30 | 0.31 | 0 | 0 | 0.015
00h30 | 0.2 | 0 | 0 | 0.015
01h30 | 0 | 0 | 0 | 0.015
02h30 | 0 | 0 | 0 | 0.015
03h30 | 0 | 0 | 0 | 0.015
04h30 | 0 | 0 | 0 | 0.015
05h30 | 0 | 0 | 0 | 0.015
06h30 | 0 | 0 | 0 | 0.015
07h30 | 0.11 | 0 | 0 | 0.015
08h30 | 0.13 | 0 | 0 | 0.015
09h30 | 0.07 | 0 | 0 | 0.015
10h30 | 0.11 | 0 | 0 | 0.015
11h30 | 0.13 | 0 | 0 | 0.015
12h30 | 0.07 | 0 | 0 | 0.015
13h30 | 0.01 | 0 | 0 | 0.015
14h30 | 0.02 | 0 | 0 | 0.015
15h30 | 0.09 | 0 | 0 | 0.015
16h30 | 0.14 | 0 | 0 | 0.015
17h30 | 0.18 | 0 | 0 | 0.015
18h30 | 0.21 | 0 | 0 | 0.015
19h30 | 0.21 | 0 | 0 | 0.015
20h30 | 0.19 | 0 | 0 | 0.015
21h30 | 0.21 | 0 | 0 | 0.015
22h30 | 0.22 | 0.01 | 0 | 0.015
23h30 | 0.22 | 0.04 | 0 | 0.015
00h30 | 0.13 | 0.02 | 0 | 0.015
01h30 | 0 | 0 | 0 | 0.015
02h30 | 0 | 0 | 0 | 0.015
03h30 | 0 | 0 | 0 | 0.015
04h30 | 0 | 0 | 0 | 0.015
05h30 | 0 | 0 | 0 | 0.015
06h30 | 0 | 0 | 0 | 0.015
07h30 | 0.26 | 0.01 | 0 | 0.015
08h30 | 0.31 | 0.01 | 0 | 0.015
09h30 | 0.13 | 0 | 0 | 0.015
10h30 | 0.18 | 0.01 | 0 | 0.015
11h30 | 0.22 | 0.01 | 0 | 0.015
12h30 | 0.16 | 0 | 0 | 0.015
13h30 | 0.11 | 0 | 0 | 0.015
14h30 | 0.13 | 0 | 0 | 0.015
15h30 | 0.17 | 0 | 0 | 0.015
16h30 | 0.19 | 0 | 0 | 0.015
17h30 | 0.21 | 0 | 0 | 0.015
18h30 | 0.24 | 0.03 | 0 | 0.015
19h30 | 0.25 | 0.05 | 0 | 0.015
20h30 | 0.24 | 0.06 | 0 | 0.015
21h30 | 0.25 | 0.08 | 0 | 0.015
22h30 | 0.26 | 0.1 | 0 | 0.015
23h30 | 0.27 | 0.11 | 0 | 0.015
00h30 | 0.16 | 0.06 | 0 | 0.015
01h30 | 0 | 0 | 0 | 0.015
02h30 | 0 | 0 | 0 | 0.015
03h30 | 0 | 0 | 0 | 0.015
04h30 | 0 | 0 | 0 | 0.015
05h30 | 0 | 0 | 0 | 0.015
06h30 | 0 | 0 | 0 | 0.015
07h30 | 0 | 0.04 | 0 | 0.015
08h30 | 0 | 0.09 | 0 | 0.015
09h30 | 0.74 | 0.09 | 0 | 0.015
10h30 | 0.88 | 0.04 | 0 | 0.015
11h30 | 0.38 | 0 | 0 | 0.015
12h30 | 0.32 | 0 | 0 | 0.015
13h30 | 0.28 | 0 | 0 | 0.015
14h30 | 0.29 | 0 | 0 | 0.015
15h30 | 0.31 | 0 | 0 | 0.015
16h30 | 0.34 | 0 | 0 | 0.015
17h30 | 0.33 | 0.01 | 0 | 0.015
18h30 | 0.32 | 0.02 | 0 | 0.015
19h30 | 0.34 | 0.06 | 0 | 0.015
20h30 | 0.36 | 0.08 | 0 | 0.015
21h30 | 0.36 | 0.1 | 0 | 0.015
22h30 | 0.37 | 0.12 | 0 | 0.015
23h30 | 0.38 | 0.13 | 0 | 0.015
00h30 | 0.24 | 0.07 | 0 | 0.015
01h30 | 0 | 0 | 0 | 0.015
02h30 | 0 | 0 | 0 | 0.015
03h30 | 0 | 0 | 0 | 0.015
04h30 | 0 | 0 | 0 | 0.015
05h30 | 0 | 0 | 0 | 0.015
06h30 | 0 | 0 | 0 | 0.015
07h30 | 0 | 0.08 | 0 | 0.015
08h30 | 0 | 0.18 | 0 | 0.015
09h30 | 0.8 | 0.21 | 0 | 0.015
10h30 | 0.96 | 0.16 | 0 | 0.015
11h30 | 0.43 | 0.1 | 0 | 0.015
12h30 | 0.36 | 0.04 | 0 | 0.015
13h30 | 0.3 | 0 | 0 | 0.015
14h30 | 0.27 | 0 | 0 | 0.015
15h30 | 0.24 | 0 | 0 | 0.015
16h30 | 0.26 | 0 | 0 | 0.015
17h30 | 0.28 | 0 | 0 | 0.015
18h30 | 0.29 | 0.01 | 0 | 0.015
19h30 | 0.32 | 0.06 | 0 | 0.015
20h30 | 0.34 | 0.1 | 0 | 0.015
21h30 | 0.36 | 0.12 | 0 | 0.015
22h30 | 0.37 | 0.14 | 0 | 0.015
23h30 | 0.38 | 0.15 | 0 | 0.015
00h30 | 0.25 | 0.09 | 0 | 0.015
01h30 | 0 | 0 | 0 | 0.015
02h30 | 0 | 0 | 0 | 0.015
03h30 | 0 | 0 | 0 | 0.015
04h30 | 0 | 0 | 0 | 0.015
05h30 | 0 | 0 | 0 | 0.015
06h30 | 0 | 0 | 0 | 0.015
07h30 | 0 | 0.06 | 0 | 0.015
08h30 | 0 | 0.11 | 0 | 0.015
09h30 | 0.55 | 0.09 | 0 | 0.015
10h30 | 0.63 | 0.03 | 0 | 0.015
11h30 | 0.23 | 0 | 0 | 0.015
12h30 | 0.15 | 0 | 0 | 0.015
13h30 | 0.06 | 0 | 0 | 0.015
14h30 | 0.06 | 0 | 0 | 0.015
15h30 | 0.03 | 0 | 0 | 0.015
16h30 | 0.04 | 0 | 0 | 0.015
17h30 | 0.12 | 0 | 0 | 0.015
18h30 | 0.17 | 0 | 0 | 0.015
19h30 | 0.22 | 0 | 0 | 0.015
20h30 | 0.25 | 0 | 0 | 0.015
21h30 | 0.26 | 0 | 0 | 0.015
22h30 | 0.27 | 0 | 0 | 0.015
23h30 | 0.28 | 0 | 0 | 0.015
00h30 | 0.18 | 0 | 0 | 0.015
01h30 | 0 | 0 | 0 | 0.015
02h30 | 0 | 0 | 0 | 0.015
03h30 | 0 | 0 | 0 | 0.015
04h30 | 0 | 0 | 0 | 0.015
05h30 | 0 | 0 | 0 | 0.015
06h30 | 0 | 0 | 0 | 0.015
07h30 | 0 | 0 | 0 | 0.015
08h30 | 0 | 0.03 | 0 | 0.015
09h30 | 0.52 | 0.03 | 0 | 0.015
10h30 | 0.59 | 0 | 0 | 0.015
11h30 | 0.18 | 0 | 0 | 0.015
12h30 | 0.11 | 0 | 0 | 0.015
13h30 | 0.02 | 0 | 0 | 0.015
14h30 | 0.02 | 0 | 0 | 0.015
15h30 | 0 | 0 | 0 | 0.015
16h30 | 0 | 0 | 0 | 0.015
17h30 | 0 | 0 | 0 | 0.015
18h30 | 0 | 0 | 0 | 0.015
19h30 | 0 | 0 | 0 | 0.015
20h30 | 0 | 0 | 0 | 0.015
21h30 | 0.06 | 0 | 0 | 0.015
22h30 | 0.12 | 0 | 0 | 0.015
23h30 | 0.15 | 0 | 0 | 0.015
00h30 | 0.09 | 0 | 0 | 0.015
01h30 | 0 | 0 | 0 | 0.015
02h30 | 0 | 0 | 0 | 0.015
03h30 | 0 | 0 | 0 | 0.015
04h30 | 0 | 0 | 0 | 0.015
05h30 | 0 | 0 | 0 | 0.015
06h30 | 0 | 0 | 0 | 0.015
07h30 | 0 | 0 | 0 | 0.015
08h30 | 0 | 0 | 0 | 0.015
09h30 | 0.19 | 0 | 0 | 0.015
10h30 | 0.25 | 0 | 0 | 0.015
11h30 | 0.13 | 0 | 0 | 0.015
12h30 | 0.07 | 0 | 0 | 0.015
13h30 | 0.04 | 0 | 0 | 0.015
14h30 | 0.05 | 0 | 0 | 0.015
15h30 | 0.1 | 0 | 0 | 0.015
16h30 | 0.15 | 0 | 0 | 0.015
17h30 | 0.16 | 0 | 0 | 0.015
18h30 | 0.16 | 0 | 0 | 0.015
19h30 | 0.18 | 0 | 0 | 0.015
20h30 | 0.2 | 0 | 0 | 0.015
21h30 | 0.21 | 0 | 0 | 0.015
22h30 | 0.22 | 0 | 0 | 0.015
23h30 | 0.23 | 0 | 0 | 0.015
00h30 | 0.15 | 0 | 0 | 0.015
01h30 | 0 | 0 | 0 | 0.015
02h30 | 0 | 0 | 0 | 0.015
03h30 | 0 | 0 | 0 | 0.015
04h30 | 0 | 0 | 0 | 0.015
05h30 | 0 | 0 | 0 | 0.015
06h30 | 0 | 0 | 0 | 0.015
07h30 | 0.03 | 0 | 0 | 0.015
08h30 | 0.03 | 0 | 0 | 0.015
09h30 | 0 | 0 | 0 | 0.015
10h30 | 0.02 | 0 | 0 | 0.015
11h30 | 0.05 | 0 | 0 | 0.015
12h30 | 0.03 | 0 | 0 | 0.015
13h30 | 0 | 0 | 0 | 0.015
14h30 | 0 | 0 | 0 | 0.015
15h30 | 0.02 | 0 | 0 | 0.015
16h30 | 0.05 | 0 | 0 | 0.015
17h30 | 0.09 | 0 | 0 | 0.015
18h30 | 0.13 | 0 | 0 | 0.015
19h30 | 0.13 | 0 | 0 | 0.015
20h30 | 0.13 | 0 | 0 | 0.015
21h30 | 0.14 | 0 | 0 | 0.015
22h30 | 0.16 | 0 | 0 | 0.015
23h30 | 0.17 | 0 | 0 | 0.015
00h30 | 0.09 | 0 | 0 | 0.015
01h30 | 0 | 0 | 0 | 0.015
02h30 | 0 | 0 | 0 | 0.015
03h30 | 0 | 0 | 0 | 0.015
04h30 | 0 | 0 | 0 | 0.015
05h30 | 0 | 0 | 0 | 0.015
06h30 | 0 | 0 | 0 | 0.015
07h30 | 0.07 | 0 | 0 | 0.015
08h30 | 0.07 | 0 | 0 | 0.015
09h30 | 0 | 0 | 0 | 0.015
10h30 | 0 | 0 | 0 | 0.015
11h30 | 0 | 0 | 0 | 0.015
12h30 | 0 | 0 | 0 | 0.015
13h30 | 0 | 0 | 0 | 0.015
14h30 | 0 | 0 | 0 | 0.015
15h30 | 0 | 0 | 0 | 0.015
16h30 | 0 | 0 | 0 | 0.015
17h30 | 0.02 | 0 | 0 | 0.015
18h30 | 0.06 | 0 | 0 | 0.015
19h30 | 0.07 | 0 | 0 | 0.015
20h30 | 0.06 | 0 | 0 | 0.015
21h30 | 0.08 | 0 | 0 | 0.015
22h30 | 0.09 | 0 | 0 | 0.015
23h30 | 0.11 | 0 | 0 | 0.015
00h30 | 0.06 | 0 | 0 | 0.015
01h30 | 0 | 0 | 0 | 0.015
02h30 | 0 | 0 | 0 | 0.015
03h30 | 0 | 0 | 0 | 0.015
04h30 | 0 | 0 | 0 | 0.015
05h30 | 0 | 0 | 0 | 0.015
06h30 | 0 | 0 | 0 | 0.015
07h30 | 0 | 0 | 0 | 0.015
08h30 | 0 | 0 | 0 | 0.015
09h30 | 0.27 | 0 | 0 | 0.015
10h30 | 0.33 | 0 | 0 | 0.015
11h30 | 0.14 | 0 | 0 | 0.015
12h30 | 0.08 | 0 | 0 | 0.015
13h30 | 0 | 0 | 0 | 0.015
14h30 | 0 | 0 | 0 | 0.015
15h30 | 0 | 0 | 0 | 0.015
16h30 | 0 | 0 | 0 | 0.015
17h30 | 0 | 0 | 0 | 0.015
18h30 | 0 | 0 | 0 | 0.015
19h30 | 0.05 | 0 | 0 | 0.015
20h30 | 0.1 | 0 | 0 | 0.015
21h30 | 0.13 | 0 | 0 | 0.015
22h30 | 0.16 | 0 | 0 | 0.015
23h30 | 0.17 | 0 | 0 | 0.015
00h30 | 0.1 | 0 | 0 | 0.015
01h30 | 0 | 0 | 0 | 0.015
02h30 | 0 | 0 | 0 | 0.015
03h30 | 0 | 0 | 0 | 0.015
04h30 | 0 | 0 | 0 | 0.015
05h30 | 0 | 0 | 0 | 0.015
06h30 | 0 | 0 | 0 | 0.015
07h30 | 0 | 0 | 0 | 0.015
08h30 | 0 | 0 | 0 | 0.015
09h30 | 0.15 | 0 | 0 | 0.015
10h30 | 0.17 | 0 | 0 | 0.015
11h30 | 0.04 | 0 | 0 | 0.015
12h30 | 0.03 | 0 | 0 | 0.015
13h30 | 0 | 0 | 0 | 0.015
14h30 | 0 | 0 | 0 | 0.015
15h30 | 0 | 0 | 0 | 0.015
16h30 | 0 | 0 | 0 | 0.015
17h30 | 0 | 0 | 0 | 0.015
18h30 | 0 | 0 | 0 | 0.015
19h30 | 0.03 | 0 | 0 | 0.015
20h30 | 0.07 | 0 | 0 | 0.015
21h30 | 0.11 | 0 | 0 | 0.015
22h30 | 0.14 | 0 | 0 | 0.015
23h30 | 0.15 | 0 | 0 | 0.015
00h30 | 0.09 | 0 | 0 | 0.015
01h30 | 0 | 0 | 0 | 0.015
02h30 | 0 | 0 | 0 | 0.015
03h30 | 0 | 0 | 0 | 0.015
04h30 | 0 | 0 | 0 | 0.015
05h30 | 0 | 0 | 0 | 0.015
06h30 | 0 | 0 | 0 | 0.015
07h30 | 0 | 0 | 0 | 0.015
08h30 | 0 | 0 | 0 | 0.015
09h30 | 0.1 | 0 | 0 | 0.015
10h30 | 0.1 | 0 | 0 | 0.015
11h30 | 0 | 0 | 0 | 0.015
12h30 | 0 | 0 | 0 | 0.015
13h30 | 0 | 0 | 0 | 0.015
14h30 | 0 | 0 | 0 | 0.015
15h30 | 0 | 0 | 0 | 0.015
16h30 | 0 | 0 | 0 | 0.015
17h30 | 0 | 0 | 0 | 0.015
18h30 | 0 | 0 | 0 | 0.015
19h30 | 0 | 0 | 0 | 0.015
20h30 | 0 | 0 | 0 | 0.015
21h30 | 0.04 | 0 | 0 | 0.015
22h30 | 0.07 | 0 | 0 | 0.015
23h30 | 0.09 | 0 | 0 | 0.015
00h30 | 0.05 | 0 | 0 | 0.015
01h30 | 0 | 0 | 0 | 0.015
02h30 | 0 | 0 | 0 | 0.015
03h30 | 0 | 0 | 0 | 0.015
04h30 | 0 | 0 | 0 | 0.015
05h30 | 0 | 0 | 0 | 0.015
06h30 | 0 | 0 | 0 | 0.015
07h30 | 0 | 0 | 0 | 0.015
08h30 | 0 | 0 | 0 | 0.015
09h30 | 0.13 | 0 | 0 | 0.015
10h30 | 0.16 | 0 | 0 | 0.015
11h30 | 0.08 | 0 | 0 | 0.015
12h30 | 0.05 | 0 | 0 | 0.015
13h30 | 0 | 0 | 0 | 0.015
14h30 | 0 | 0 | 0 | 0.015
15h30 | 0 | 0 | 0 | 0.015
16h30 | 0.02 | 0 | 0 | 0.015
17h30 | 0.04 | 0 | 0 | 0.015
18h30 | 0.05 | 0 | 0 | 0.015
19h30 | 0.08 | 0 | 0 | 0.015
20h30 | 0.11 | 0 | 0 | 0.015
21h30 | 0.12 | 0 | 0 | 0.015
22h30 | 0.14 | 0 | 0 | 0.015
23h30 | 0.14 | 0 | 0 | 0.015
00h30 | 0.09 | 0 | 0 | 0.015
01h30 | 0 | 0 | 0 | 0.015
02h30 | 0 | 0 | 0 | 0.015
03h30 | 0 | 0 | 0 | 0.015
04h30 | 0 | 0 | 0 | 0.015
05h30 | 0 | 0 | 0 | 0.015
06h30 | 0 | 0 | 0 | 0.015
07h30 | 0 | 0 | 0 | 0.015
08h30 | 0 | 0 | 0 | 0.015
09h30 | 0.14 | 0 | 0 | 0.015
10h30 | 0.18 | 0 | 0 | 0.015
11h30 | 0.09 | 0 | 0 | 0.015
12h30 | 0.06 | 0 | 0 | 0.015
13h30 | 0 | 0 | 0 | 0.015
14h30 | 0 | 0 | 0 | 0.015
15h30 | 0.01 | 0 | 0 | 0.015
16h30 | 0.03 | 0 | 0 | 0.015
17h30 | 0.06 | 0 | 0 | 0.015
18h30 | 0.07 | 0 | 0 | 0.015
19h30 | 0.1 | 0 | 0 | 0.015
20h30 | 0.13 | 0 | 0 | 0.015
21h30 | 0.14 | 0 | 0 | 0.015
22h30 | 0.16 | 0 | 0 | 0.015
23h30 | 0.16 | 0 | 0 | 0.015
00h30 | 0.1 | 0 | 0 | 0.015
01h30 | 0 | 0 | 0 | 0.015
02h30 | 0 | 0 | 0 | 0.015
03h30 | 0 | 0 | 0 | 0.015
04h30 | 0 | 0 | 0 | 0.015
05h30 | 0 | 0 | 0 | 0.015
06h30 | 0 | 0 | 0 | 0.015
07h30 | 0 | 0 | 0 | 0.015
08h30 | 0 | 0 | 0 | 0.015
09h30 | 0 | 0 | 0 | 0.015
10h30 | 0 | 0 | 0 | 0.015
11h30 | 0 | 0 | 0 | 0.015
12h30 | 0 | 0 | 0 | 0.015
13h30 | 0 | 0 | 0 | 0.015
14h30 | 0 | 0 | 0 | 0.015
15h30 | 0 | 0 | 0 | 0.015
16h30 | 0 | 0 | 0 | 0.015
17h30 | 0 | 0 | 0 | 0.015
18h30 | 0 | 0 | 0 | 0.015
19h30 | 0 | 0 | 0 | 0.015
20h30 | 0 | 0 | 0 | 0.015
21h30 | 0 | 0 | 0 | 0.015
22h30 | 0 | 0 | 0 | 0.015
23h30 | 0 | 0 | 0 | 0.015
00h30 | 0 | 0 | 0 | 0.015
01h30 | 0 | 0 | 0 | 0.015
02h30 | 0 | 0 | 0 | 0.015
03h30 | 0 | 0 | 0 | 0.015
04h30 | 0 | 0 | 0 | 0.015
05h30 | 0 | 0 | 0 | 0.015
06h30 | 0 | 0 | 0 | 0.015
07h30 | 0 | 0 | 0 | 0.015
08h30 | 0 | 0 | 0 | 0.015
09h30 | 0 | 0 | 0 | 0.015
10h30 | 0 | 0 | 0 | 0.015
11h30 | 0 | 0 | 0 | 0.015
12h30 | 0 | 0 | 0 | 0.015
13h30 | 0 | 0 | 0 | 0.015
14h30 | 0 | 0 | 0 | 0.015
15h30 | 0 | 0 | 0 | 0.015
16h30 | 0 | 0 | 0 | 0.015
17h30 | 0 | 0 | 0 | 0.015
18h30 | 0 | 0 | 0 | 0.015
19h30 | 0 | 0 | 0 | 0.015
20h30 | 0 | 0 | 0 | 0.015
21h30 | 0 | 0 | 0 | 0.015
22h30 | 0 | 0 | 0 | 0.015
23h30 | 0 | 0 | 0 | 0.015
00h30 | 0 | 0 | 0 | 0.015
01h30 | 0 | 0 | 0 | 0.015
02h30 | 0 | 0 | 0 | 0.015
03h30 | 0 | 0 | 0 | 0.015
04h30 | 0 | 0 | 0 | 0.015
05h30 | 0 | 0 | 0 | 0.015
06h30 | 0 | 0 | 0 | 0.015
07h30 | 0 | 0 | 0 | 0.015
08h30 | 0 | 0 | 0 | 0.015
09h30 | 0.08 | 0 | 0 | 0.015
10h30 | 0.08 | 0 | 0 | 0.015
11h30 | 0 | 0 | 0 | 0.015
12h30 | 0 | 0 | 0 | 0.015
13h30 | 0 | 0 | 0 | 0.015
14h30 | 0 | 0 | 0 | 0.015
15h30 | 0 | 0 | 0 | 0.015
16h30 | 0 | 0 | 0 | 0.015
17h30 | 0 | 0 | 0 | 0.015
18h30 | 0 | 0 | 0 | 0.015
19h30 | 0 | 0 | 0 | 0.015
20h30 | 0 | 0 | 0 | 0.015
21h30 | 0 | 0 | 0 | 0.015
22h30 | 0 | 0 | 0 | 0.015
23h30 | 0.02 | 0 | 0 | 0.015
00h30 | 0.02 | 0 | 0 | 0.015
01h30 | 0 | 0 | 0 | 0.015
02h30 | 0 | 0 | 0 | 0.015
03h30 | 0 | 0 | 0 | 0.015
04h30 | 0 | 0 | 0 | 0.015
05h30 | 0 | 0 | 0 | 0.015
06h30 | 0 | 0 | 0 | 0.015
07h30 | 0 | 0 | 0 | 0.015
08h30 | 0 | 0 | 0 | 0.015
09h30 | 0.05 | 0 | 0 | 0.015
10h30 | 0.05 | 0 | 0 | 0.015
11h30 | 0 | 0 | 0 | 0.015
12h30 | 0 | 0 | 0 | 0.015
13h30 | 0 | 0 | 0 | 0.015
14h30 | 0 | 0 | 0 | 0.015
15h30 | 0 | 0 | 0 | 0.015
16h30 | 0 | 0 | 0 | 0.015
17h30 | 0 | 0 | 0 | 0.015
18h30 | 0 | 0 | 0 | 0.015
19h30 | 0 | 0 | 0 | 0.015
20h30 | 0 | 0 | 0 | 0.015
21h30 | 0 | 0 | 0 | 0.015
22h30 | 0 | 0 | 0 | 0.015
23h30 | 0 | 0 | 0 | 0.015
00h30 | 0 | 0 | 0 | 0.015
01h30 | 0 | 0 | 0 | 0.015
02h30 | 0 | 0 | 0 | 0.015
03h30 | 0 | 0 | 0 | 0.015
04h30 | 0 | 0 | 0 | 0.015
05h30 | 0 | 0 | 0 | 0.015
06h30 | 0 | 0 | 0 | 0.015
07h30 | 0 | 0 | 0 | 0.015
08h30 | 0 | 0 | 0 | 0.015
09h30 | 0 | 0 | 0 | 0.015
10h30 | 0 | 0 | 0 | 0.015
11h30 | 0 | 0 | 0 | 0.015
12h30 | 0 | 0 | 0 | 0.015
13h30 | 0 | 0 | 0 | 0.015
14h30 | 0 | 0 | 0 | 0.015
15h30 | 0 | 0 | 0 | 0.015
16h30 | 0 | 0 | 0 | 0.015
17h30 | 0 | 0 | 0 | 0.015
18h30 | 0 | 0 | 0 | 0.015
19h30 | 0 | 0 | 0 | 0.015
20h30 | 0 | 0 | 0 | 0.015
21h30 | 0 | 0 | 0 | 0.015
22h30 | 0 | 0 | 0 | 0.015
23h30 | 0 | 0 | 0 | 0.015
00h30 | 0 | 0 | 0 | 0.015
01h30 | 0 | 0 | 0 | 0.015
02h30 | 0 | 0 | 0 | 0.015
03h30 | 0 | 0 | 0 | 0.015
04h30 | 0 | 0 | 0 | 0.015
05h30 | 0 | 0 | 0 | 0.015
06h30 | 0 | 0 | 0 | 0.015
07h30 | 0 | 0 | 0 | 0.015
08h30 | 0 | 0 | 0 | 0.015
09h30 | 0 | 0 | 0 | 0.015
10h30 | 0 | 0 | 0 | 0.015
11h30 | 0 | 0 | 0 | 0.015
12h30 | 0 | 0 | 0 | 0.015
13h30 | 0 | 0 | 0 | 0.015
14h30 | 0 | 0 | 0 | 0.015
15h30 | 0 | 0 | 0 | 0.015
16h30 | 0 | 0 | 0 | 0.015
17h30 | 0 | 0 | 0 | 0.015
18h30 | 0 | 0 | 0 | 0.015
19h30 | 0 | 0 | 0 | 0.015
20h30 | 0 | 0 | 0 | 0.015
21h30 | 0 | 0 | 0 | 0.015
22h30 | 0 | 0 | 0 | 0.015
23h30 | 0 | 0 | 0 | 0.015
00h30 | 0 | 0 | 0 | 0.015
01h30 | 0 | 0 | 0 | 0.015
02h30 | 0 | 0 | 0 | 0.015
03h30 | 0 | 0 | 0 | 0.015
04h30 | 0 | 0 | 0 | 0.015
05h30 | 0 | 0 | 0 | 0.015
06h30 | 0 | 0 | 0 | 0.015
07h30 | 0 | 0 | 0 | 0.015
08h30 | 0 | 0 | 0 | 0.015
09h30 | 0 | 0 | 0 | 0.015
10h30 | 0 | 0 | 0 | 0.015
11h30 | 0 | 0 | 0 | 0.015
12h30 | 0 | 0 | 0 | 0.015
13h30 | 0 | 0 | 0 | 0.015
14h30 | 0 | 0 | 0 | 0.015
15h30 | 0 | 0 | 0 | 0.015
16h30 | 0 | 0 | 0 | 0.015
17h30 | 0 | 0 | 0 | 0.015
18h30 | 0 | 0 | 0 | 0.015
19h30 | 0 | 0 | 0 | 0.015
20h30 | 0 | 0 | 0 | 0.015
21h30 | 0 | 0 | 0 | 0.015
22h30 | 0 | 0 | 0 | 0.015
23h30 | 0 | 0 | 0 | 0.015
00h30 | 0 | 0 | 0 | 0.015
01h30 | 0 | 0 | 0 | 0.015
02h30 | 0 | 0 | 0 | 0.015
03h30 | 0 | 0 | 0 | 0.015
04h30 | 0 | 0 | 0 | 0.015
05h30 | 0 | 0 | 0 | 0.015
06h30 | 0 | 0 | 0 | 0.015
07h30 | 0 | 0 | 0 | 0.015
08h30 | 0 | 0 | 0 | 0.015
09h30 | 0 | 0 | 0 | 0.015
10h30 | 0 | 0 | 0 | 0.015
11h30 | 0 | 0 | 0 | 0.015
12h30 | 0 | 0 | 0 | 0.015
13h30 | 0 | 0 | 0 | 0.015
14h30 | 0 | 0 | 0 | 0.015
15h30 | 0 | 0 | 0 | 0.015
16h30 | 0 | 0 | 0 | 0.015
17h30 | 0 | 0 | 0 | 0.015
18h30 | 0 | 0 | 0 | 0.015
19h30 | 0 | 0 | 0 | 0.015
20h30 | 0 | 0 | 0 | 0.015
21h30 | 0 | 0 | 0 | 0.015
22h30 | 0 | 0 | 0 | 0.015
23h30 | 0 | 0 | 0 | 0.015
00h30 | 0 | 0 | 0 | 0.015
01h30 | 0 | 0 | 0 | 0.015
02h30 | 0 | 0 | 0 | 0.015
03h30 | 0 | 0 | 0 | 0.015
04h30 | 0 | 0 | 0 | 0.015
05h30 | 0 | 0 | 0 | 0.015
06h30 | 0 | 0 | 0 | 0.015
07h30 | 0 | 0 | 0 | 0.015
08h30 | 0 | 0 | 0 | 0.015
09h30 | 0 | 0 | 0 | 0.015
10h30 | 0 | 0 | 0 | 0.015
11h30 | 0 | 0 | 0 | 0.015
12h30 | 0 | 0 | 0 | 0.015
13h30 | 0 | 0 | 0 | 0.015
14h30 | 0 | 0 | 0 | 0.015
15h30 | 0 | 0 | 0 | 0.015
16h30 | 0 | 0 | 0 | 0.015
17h30 | 0 | 0 | 0 | 0.015
18h30 | 0 | 0 | 0 | 0.015
19h30 | 0 | 0 | 0 | 0.015
20h30 | 0 | 0 | 0 | 0.015
21h30 | 0 | 0 | 0 | 0.015
22h30 | 0 | 0 | 0 | 0.015
23h30 | 0 | 0 | 0 | 0.015
00h30 | 0 | 0 | 0 | 0.015
01h30 | 0 | 0 | 0 | 0.015
02h30 | 0 | 0 | 0 | 0.015
03h30 | 0 | 0 | 0 | 0.015
04h30 | 0 | 0 | 0 | 0.015
05h30 | 0 | 0 | 0 | 0.015
06h30 | 0 | 0 | 0 | 0.015
07h30 | 0 | 0 | 0 | 0.015
08h30 | 0 | 0 | 0 | 0.015
09h30 | 0 | 0 | 0 | 0.015
10h30 | 0 | 0 | 0 | 0.015
11h30 | 0 | 0 | 0 | 0.015
12h30 | 0 | 0 | 0 | 0.015
13h30 | 0 | 0 | 0 | 0.015
14h30 | 0 | 0 | 0 | 0.015
15h30 | 0 | 0 | 0 | 0.015
16h30 | 0 | 0 | 0 | 0.015
17h30 | 0 | 0 | 0 | 0.015
18h30 | 0 | 0 | 0 | 0.015
19h30 | 0 | 0 | 0 | 0.015
20h30 | 0 | 0 | 0 | 0.015
21h30 | 0 | 0 | 0 | 0.015
22h30 | 0.01 | 0 | 0 | 0.015
23h30 | 0.02 | 0 | 0 | 0.015
00h30 | 0.02 | 0 | 0 | 0.015
01h30 | 0 | 0 | 0 | 0.015
02h30 | 0 | 0 | 0 | 0.015
03h30 | 0 | 0 | 0 | 0.015
04h30 | 0 | 0 | 0 | 0.015
05h30 | 0 | 0 | 0 | 0.015
06h30 | 0 | 0 | 0 | 0.015
07h30 | 0 | 0 | 0 | 0.015
08h30 | 0 | 0 | 0 | 0.015
09h30 | 0.01 | 0 | 0 | 0.015
10h30 | 0.01 | 0 | 0 | 0.015
11h30 | 0 | 0 | 0 | 0.015
12h30 | 0 | 0 | 0 | 0.015
13h30 | 0 | 0 | 0 | 0.015
14h30 | 0 | 0 | 0 | 0.015
15h30 | 0 | 0 | 0 | 0.015
16h30 | 0 | 0 | 0 | 0.015
17h30 | 0 | 0 | 0 | 0.015
18h30 | 0 | 0 | 0 | 0.015
19h30 | 0 | 0 | 0 | 0.015
20h30 | 0 | 0 | 0 | 0.015
21h30 | 0 | 0 | 0 | 0.015
22h30 | 0 | 0 | 0 | 0.015
23h30 | 0 | 0 | 0 | 0.015
00h30 | 0 | 0 | 0 | 0.015
01h30 | 0 | 0 | 0 | 0.015
02h30 | 0 | 0 | 0 | 0.015
03h30 | 0 | 0 | 0 | 0.015
04h30 | 0 | 0 | 0 | 0.015
05h30 | 0 | 0 | 0 | 0.015
06h30 | 0 | 0 | 0 | 0.015
07h30 | 0 | 0 | 0 | 0.015
08h30 | 0 | 0 | 0 | 0.015
09h30 | 0.03 | 0 | 0 | 0.015
10h30 | 0.03 | 0 | 0 | 0.015
11h30 | 0 | 0 | 0 | 0.015
12h30 | 0 | 0 | 0 | 0.015
13h30 | 0 | 0 | 0 | 0.015
14h30 | 0 | 0 | 0 | 0.015
15h30 | 0 | 0 | 0 | 0.015
16h30 | 0 | 0 | 0 | 0.015
17h30 | 0 | 0 | 0 | 0.015
18h30 | 0 | 0 | 0 | 0.015
19h30 | 0 | 0 | 0 | 0.015
20h30 | 0.01 | 0 | 0 | 0.015
21h30 | 0.03 | 0 | 0 | 0.015
22h30 | 0.06 | 0 | 0 | 0.015
23h30 | 0.07 | 0 | 0 | 0.015
00h30 | 0.04 | 0 | 0 | 0.015
01h30 | 0 | 0 | 0 | 0.015
02h30 | 0 | 0 | 0 | 0.015
03h30 | 0 | 0 | 0 | 0.015
04h30 | 0 | 0 | 0 | 0.015
05h30 | 0 | 0 | 0 | 0.015
06h30 | 0 | 0 | 0 | 0.015
07h30 | 0 | 0 | 0 | 0.015
08h30 | 0 | 0 | 0 | 0.015
09h30 | 0.08 | 0 | 0 | 0.015
10h30 | 0.08 | 0 | 0 | 0.015
11h30 | 0 | 0 | 0 | 0.015
12h30 | 0 | 0 | 0 | 0.015
13h30 | 0 | 0 | 0 | 0.015
14h30 | 0 | 0 | 0 | 0.015
15h30 | 0 | 0 | 0 | 0.015
16h30 | 0 | 0 | 0 | 0.015
17h30 | 0 | 0 | 0 | 0.015
18h30 | 0 | 0 | 0 | 0.015
19h30 | 0 | 0 | 0 | 0.015
20h30 | 0 | 0 | 0 | 0.015
21h30 | 0.02 | 0 | 0 | 0.015
22h30 | 0.04 | 0 | 0 | 0.015
23h30 | 0.06 | 0 | 0 | 0.015
00h30 | 0.04 | 0 | 0 | 0.015
01h30 | 0 | 0 | 0 | 0.015
02h30 | 0 | 0 | 0 | 0.015
03h30 | 0 | 0 | 0 | 0.015
04h30 | 0 | 0 | 0 | 0.015
05h30 | 0 | 0 | 0 | 0.015
06h30 | 0 | 0 | 0 | 0.015
07h30 | 0 | 0 | 0 | 0.015
08h30 | 0 | 0 | 0 | 0.015
09h30 | 0.07 | 0 | 0 | 0.015
10h30 | 0.08 | 0 | 0 | 0.015
11h30 | 0.03 | 0 | 0 | 0.015
12h30 | 0.02 | 0 | 0 | 0.015
13h30 | 0 | 0 | 0 | 0.015
14h30 | 0 | 0 | 0 | 0.015
15h30 | 0 | 0 | 0 | 0.015
16h30 | 0 | 0 | 0 | 0.015
17h30 | 0 | 0 | 0 | 0.015
18h30 | 0 | 0 | 0 | 0.015
19h30 | 0.03 | 0 | 0 | 0.015
20h30 | 0.06 | 0 | 0 | 0.015
21h30 | 0.08 | 0 | 0 | 0.015
22h30 | 0.1 | 0 | 0 | 0.015
23h30 | 0.11 | 0 | 0 | 0.015
00h30 | 0.07 | 0 | 0 | 0.015
01h30 | 0 | 0 | 0 | 0.015
02h30 | 0 | 0 | 0 | 0.015
03h30 | 0 | 0 | 0 | 0.015
04h30 | 0 | 0 | 0 | 0.015
05h30 | 0 | 0 | 0 | 0.015
06h30 | 0 | 0 | 0 | 0.015
07h30 | 0 | 0 | 0 | 0.015
08h30 | 0 | 0 | 0 | 0.015
09h30 | 0 | 0 | 0 | 0.015
10h30 | 0 | 0 | 0 | 0.015
11h30 | 0 | 0 | 0 | 0.015
12h30 | 0 | 0 | 0 | 0.015
13h30 | 0 | 0 | 0 | 0.015
14h30 | 0 | 0 | 0 | 0.015
15h30 | 0 | 0 | 0 | 0.015
16h30 | 0 | 0 | 0 | 0.015
17h30 | 0 | 0 | 0 | 0.015
18h30 | 0 | 0 | 0 | 0.015
19h30 | 0 | 0 | 0 | 0.015
20h30 | 0 | 0 | 0 | 0.015
21h30 | 0 | 0 | 0 | 0.015
22h30 | 0 | 0 | 0 | 0.015
23h30 | 0 | 0 | 0 | 0.015
00h30 | 0 | 0 | 0 | 0.015
01h30 | 0 | 0 | 0 | 0.015
02h30 | 0 | 0 | 0 | 0.015
03h30 | 0 | 0 | 0 | 0.015
04h30 | 0 | 0 | 0 | 0.015
05h30 | 0 | 0 | 0 | 0.015
06h30 | 0 | 0 | 0 | 0.015
07h30 | 0 | 0 | 0 | 0.015
08h30 | 0 | 0 | 0 | 0.015
09h30 | 0 | 0 | 0 | 0.015
10h30 | 0 | 0 | 0 | 0.015
11h30 | 0 | 0 | 0 | 0.015
12h30 | 0 | 0 | 0 | 0.015
13h30 | 0 | 0 | 0 | 0.015
14h30 | 0 | 0 | 0 | 0.015
15h30 | 0 | 0 | 0 | 0.015
16h30 | 0 | 0 | 0 | 0.015
17h30 | 0 | 0 | 0 | 0.015
18h30 | 0 | 0 | 0 | 0.015
19h30 | 0 | 0 | 0 | 0.015
20h30 | 0 | 0 | 0 | 0.015
21h30 | 0 | 0 | 0 | 0.015
22h30 | 0 | 0 | 0 | 0.015
23h30 | 0 | 0 | 0 | 0.015
00h30 | 0 | 0 | 0 | 0.015
01h30 | 0 | 0 | 0 | 0.015
02h30 | 0 | 0 | 0 | 0.015
03h30 | 0 | 0 | 0 | 0.015
04h30 | 0 | 0 | 0 | 0.015
05h30 | 0 | 0 | 0 | 0.015
06h30 | 0 | 0 | 0 | 0.015
07h30 | 0 | 0 | 0 | 0.015
08h30 | 0 | 0 | 0 | 0.015
09h30 | 0.01 | 0 | 0 | 0.015
10h30 | 0.01 | 0 | 0 | 0.015
11h30 | 0 | 0 | 0 | 0.015
12h30 | 0 | 0 | 0 | 0.015
13h30 | 0 | 0 | 0 | 0.015
14h30 | 0 | 0 | 0 | 0.015
15h30 | 0 | 0 | 0 | 0.015
16h30 | 0 | 0 | 0 | 0.015
17h30 | 0 | 0 | 0 | 0.015
18h30 | 0 | 0 | 0 | 0.015
19h30 | 0 | 0 | 0 | 0.015
20h30 | 0 | 0 | 0 | 0.015
21h30 | 0 | 0 | 0 | 0.015
22h30 | 0 | 0 | 0 | 0.015
23h30 | 0 | 0 | 0 | 0.015
00h30 | 0 | 0 | 0 | 0.015
01h30 | 0 | 0 | 0 | 0.015
02h30 | 0 | 0 | 0 | 0.015
03h30 | 0 | 0 | 0 | 0.015
04h30 | 0 | 0 | 0 | 0.015
05h30 | 0 | 0 | 0 | 0.015
06h30 | 0 | 0 | 0 | 0.015
07h30 | 0 | 0 | 0 | 0.015
08h30 | 0 | 0 | 0 | 0.015
09h30 | 0 | 0 | 0 | 0.015
10h30 | 0 | 0 | 0 | 0.015
11h30 | 0 | 0 | 0 | 0.015
12h30 | 0 | 0 | 0 | 0.015
13h30 | 0 | 0 | 0 | 0.015
14h30 | 0 | 0 | 0 | 0.015
15h30 | 0 | 0 | 0 | 0.015
16h30 | 0 | 0 | 0 | 0.015
17h30 | 0 | 0 | 0 | 0.015
18h30 | 0 | 0 | 0 | 0.015
19h30 | 0 | 0 | 0 | 0.015
20h30 | 0 | 0 | 0 | 0.015
21h30 | 0 | 0 | 0 | 0.015
22h30 | 0 | 0 | 0 | 0.015
23h30 | 0 | 0 | 0 | 0.015
00h30 | 0 | 0 | 0 | 0.015
01h30 | 0 | 0 | 0 | 0.015
02h30 | 0 | 0 | 0 | 0.015
03h30 | 0 | 0 | 0 | 0.015
04h30 | 0 | 0 | 0 | 0.015
05h30 | 0 | 0 | 0 | 0.015
06h30 | 0 | 0 | 0 | 0.015
07h30 | 0 | 0 | 0 | 0.015
08h30 | 0 | 0 | 0 | 0.015
09h30 | 0.01 | 0 | 0 | 0.015
10h30 | 0.01 | 0 | 0 | 0.015
11h30 | 0 | 0 | 0 | 0.015
12h30 | 0 | 0 | 0 | 0.015
13h30 | 0 | 0 | 0 | 0.015
14h30 | 0 | 0 | 0 | 0.015
15h30 | 0 | 0 | 0 | 0.015
16h30 | 0 | 0 | 0 | 0.015
17h30 | 0 | 0 | 0 | 0.015
18h30 | 0 | 0 | 0 | 0.015
19h30 | 0 | 0 | 0 | 0.015
20h30 | 0 | 0 | 0 | 0.015
21h30 | 0 | 0 | 0 | 0.015
22h30 | 0 | 0 | 0 | 0.015
23h30 | 0.02 | 0 | 0 | 0.015
00h30 | 0.02 | 0 | 0 | 0.015
01h30 | 0 | 0 | 0 | 0.015
02h30 | 0 | 0 | 0 | 0.015
03h30 | 0 | 0 | 0 | 0.015
04h30 | 0 | 0 | 0 | 0.015
05h30 | 0 | 0 | 0 | 0.015
06h30 | 0 | 0 | 0 | 0.015
07h30 | 0 | 0 | 0 | 0.015
08h30 | 0 | 0 | 0 | 0.015
09h30 | 0.02 | 0 | 0 | 0.015
10h30 | 0.02 | 0 | 0 | 0.015
11h30 | 0 | 0 | 0 | 0.015
12h30 | 0 | 0 | 0 | 0.015
13h30 | 0 | 0 | 0 | 0.015
14h30 | 0 | 0 | 0 | 0.015
15h30 | 0 | 0 | 0 | 0.015
16h30 | 0 | 0 | 0 | 0.015
17h30 | 0 | 0 | 0 | 0.015
18h30 | 0 | 0 | 0 | 0.015
19h30 | 0 | 0 | 0 | 0.015
20h30 | 0 | 0 | 0 | 0.015
21h30 | 0 | 0 | 0 | 0.015
22h30 | 0 | 0 | 0 | 0.015
23h30 | 0.02 | 0 | 0 | 0.015
00h30 | 0.02 | 0 | 0 | 0.015
01h30 | 0 | 0 | 0 | 0.015
02h30 | 0 | 0 | 0 | 0.015
03h30 | 0 | 0 | 0 | 0.015
04h30 | 0 | 0 | 0 | 0.015
05h30 | 0 | 0 | 0 | 0.015
06h30 | 0 | 0 | 0 | 0.015
07h30 | 0 | 0 | 0 | 0.015
08h30 | 0 | 0 | 0 | 0.015
09h30 | 0 | 0 | 0 | 0.015
10h30 | 0 | 0 | 0 | 0.015
11h30 | 0 | 0 | 0 | 0.015
12h30 | 0 | 0 | 0 | 0.015
13h30 | 0 | 0 | 0 | 0.015
14h30 | 0 | 0 | 0 | 0.015
15h30 | 0 | 0 | 0 | 0.015
16h30 | 0 | 0 | 0 | 0.015
17h30 | 0 | 0 | 0 | 0.015
18h30 | 0 | 0 | 0 | 0.015
19h30 | 0 | 0 | 0 | 0.015
20h30 | 0 | 0 | 0 | 0.015
21h30 | 0 | 0 | 0 | 0.015
22h30 | 0 | 0 | 0 | 0.015
23h30 | 0 | 0 | 0 | 0.015
00h30 | 0 | 0 | 0 | 0.015
01h30 | 0 | 0 | 0 | 0.015
02h30 | 0 | 0 | 0 | 0.015
03h30 | 0 | 0 | 0 | 0.015
04h30 | 0 | 0 | 0 | 0.015
05h30 | 0 | 0 | 0 | 0.015
06h30 | 0 | 0 | 0 | 0.015
07h30 | 0 | 0 | 0 | 0.015
08h30 | 0 | 0 | 0 | 0.015
09h30 | 0 | 0 | 0 | 0.015
10h30 | 0 | 0 | 0 | 0.015
11h30 | 0 | 0 | 0 | 0.015
12h30 | 0 | 0 | 0 | 0.015
13h30 | 0 | 0 | 0 | 0.015
14h30 | 0 | 0 | 0 | 0.015
15h30 | 0 | 0 | 0 | 0.015
16h30 | 0 | 0 | 0 | 0.015
17h30 | 0 | 0 | 0 | 0.015
18h30 | 0 | 0 | 0 | 0.015
19h30 | 0 | 0 | 0 | 0.015
20h30 | 0 | 0 | 0 | 0.015
21h30 | 0 | 0 | 0 | 0.015
22h30 | 0 | 0 | 0 | 0.015
23h30 | 0 | 0 | 0 | 0.015
00h30 | 0 | 0 | 0 | 0.015
01h30 | 0 | 0 | 0 | 0.015
02h30 | 0 | 0 | 0 | 0.015
03h30 | 0 | 0 | 0 | 0.015
04h30 | 0 | 0 | 0 | 0.015
05h30 | 0 | 0 | 0 | 0.015
06h30 | 0 | 0 | 0 | 0.015
07h30 | 0 | 0 | 0 | 0.015
08h30 | 0 | 0 | 0 | 0.015
09h30 | 0 | 0 | 0 | 0.015
10h30 | 0 | 0 | 0 | 0.015
11h30 | 0 | 0 | 0 | 0.015
12h30 | 0 | 0 | 0 | 0.015
13h30 | 0 | 0 | 0 | 0.015
14h30 | 0 | 0 | 0 | 0.015
15h30 | 0 | 0 | 0 | 0.015
16h30 | 0 | 0 | 0 | 0.015
17h30 | 0 | 0 | 0 | 0.015
18h30 | 0 | 0 | 0 | 0.015
19h30 | 0 | 0 | 0 | 0.015
20h30 | 0 | 0 | 0 | 0.015
21h30 | 0 | 0 | 0 | 0.015
22h30 | 0 | 0 | 0 | 0.015
23h30 | 0 | 0 | 0 | 0.015
00h30 | 0 | 0 | 0 | 0.015
01h30 | 0 | 0 | 0 | 0.015
02h30 | 0 | 0 | 0 | 0.015
03h30 | 0 | 0 | 0 | 0.015
04h30 | 0 | 0 | 0 | 0.015
05h30 | 0 | 0 | 0 | 0.015
06h30 | 0 | 0 | 0 | 0.015
07h30 | 0 | 0 | 0 | 0.015
08h30 | 0 | 0 | 0 | 0.015
09h30 | 0 | 0 | 0 | 0.015
10h30 | 0 | 0 | 0 | 0.015
11h30 | 0 | 0 | 0 | 0.015
12h30 | 0 | 0 | 0 | 0.015
13h30 | 0 | 0 | 0 | 0.015
14h30 | 0 | 0 | 0 | 0.015
15h30 | 0 | 0 | 0 | 0.015
16h30 | 0 | 0 | 0 | 0.015
17h30 | 0 | 0 | 0 | 0.015
18h30 | 0 | 0 | 0 | 0.015
19h30 | 0 | 0 | 0 | 0.015
20h30 | 0 | 0 | 0 | 0.015
21h30 | 0 | 0 | 0 | 0.015
22h30 | 0 | 0 | 0 | 0.015
23h30 | 0 | 0 | 0 | 0.015
00h30 | 0 | 0 | 0 | 0.015
01h30 | 0 | 0 | 0 | 0.015
02h30 | 0 | 0 | 0 | 0.015
03h30 | 0 | 0 | 0 | 0.015
04h30 | 0 | 0 | 0 | 0.015
05h30 | 0 | 0 | 0 | 0.015
06h30 | 0 | 0 | 0 | 0.015
07h30 | 0 | 0 | 0 | 0.015
08h30 | 0 | 0 | 0 | 0.015
09h30 | 0 | 0 | 0 | 0.015
10h30 | 0 | 0 | 0 | 0.015
11h30 | 0 | 0 | 0 | 0.015
12h30 | 0 | 0 | 0 | 0.015
13h30 | 0 | 0 | 0 | 0.015
14h30 | 0 | 0 | 0 | 0.015
15h30 | 0 | 0 | 0 | 0.015
16h30 | 0 | 0 | 0 | 0.015
17h30 | 0 | 0 | 0 | 0.015
18h30 | 0 | 0 | 0 | 0.015
19h30 | 0 | 0 | 0 | 0.015
20h30 | 0 | 0 | 0 | 0.015
21h30 | 0 | 0 | 0 | 0.015
22h30 | 0 | 0 | 0 | 0.015
23h30 | 0 | 0 | 0 | 0.015
00h30 | 0 | 0 | 0 | 0.015
01h30 | 0 | 0 | 0 | 0.015
02h30 | 0 | 0 | 0 | 0.015
03h30 | 0 | 0 | 0 | 0.015
04h30 | 0 | 0 | 0 | 0.015
05h30 | 0 | 0 | 0 | 0.015
06h30 | 0 | 0 | 0 | 0.015
07h30 | 0 | 0 | 0 | 0.015
08h30 | 0 | 0 | 0 | 0.015
09h30 | 0 | 0 | 0 | 0.015
10h30 | 0 | 0 | 0 | 0.015
11h30 | 0 | 0 | 0 | 0.015
12h30 | 0 | 0 | 0 | 0.015
13h30 | 0 | 0 | 0 | 0.015
14h30 | 0 | 0 | 0 | 0.015
15h30 | 0 | 0 | 0 | 0.015
16h30 | 0 | 0 | 0 | 0.015
17h30 | 0 | 0 | 0 | 0.015
18h30 | 0 | 0 | 0 | 0.015
19h30 | 0 | 0 | 0 | 0.015
20h30 | 0 | 0 | 0 | 0.015
21h30 | 0 | 0 | 0 | 0.015
22h30 | 0 | 0 | 0 | 0.015
23h30 | 0 | 0 | 0 | 0.015
00h30 | 0 | 0 | 0 | 0.015
01h30 | 0 | 0 | 0 | 0.015
02h30 | 0 | 0 | 0 | 0.015
03h30 | 0 | 0 | 0 | 0.015
04h30 | 0 | 0 | 0 | 0.015
05h30 | 0 | 0 | 0 | 0.015
06h30 | 0 | 0 | 0 | 0.015
07h30 | 0 | 0 | 0 | 0.015
08h30 | 0 | 0 | 0 | 0.015
09h30 | 0 | 0 | 0 | 0.015
10h30 | 0 | 0 | 0 | 0.015
11h30 | 0 | 0 | 0 | 0.015
12h30 | 0 | 0 | 0 | 0.015
13h30 | 0 | 0 | 0 | 0.015
14h30 | 0 | 0 | 0 | 0.015
15h30 | 0 | 0 | 0 | 0.015
16h30 | 0 | 0 | 0 | 0.015
17h30 | 0 | 0 | 0 | 0.015
18h30 | 0 | 0 | 0 | 0.015
19h30 | 0 | 0 | 0 | 0.015
20h30 | 0 | 0 | 0 | 0.015
21h30 | 0 | 0 | 0 | 0.015
22h30 | 0 | 0 | 0 | 0.015
23h30 | 0 | 0 | 0 | 0.015
00h30 | 0 | 0 | 0 | 0.015
01h30 | 0 | 0 | 0 | 0.015
02h30 | 0 | 0 | 0 | 0.015
03h30 | 0 | 0 | 0 | 0.015
04h30 | 0 | 0 | 0 | 0.015
05h30 | 0 | 0 | 0 | 0.015
06h30 | 0 | 0 | 0 | 0.015
07h30 | 0 | 0 | 0 | 0.015
08h30 | 0 | 0 | 0 | 0.015
09h30 | 0 | 0 | 0 | 0.015
10h30 | 0 | 0 | 0 | 0.015
11h30 | 0 | 0 | 0 | 0.015
12h30 | 0 | 0 | 0 | 0.015
13h30 | 0 | 0 | 0 | 0.015
14h30 | 0 | 0 | 0 | 0.015
15h30 | 0 | 0 | 0 | 0.015
16h30 | 0 | 0 | 0 | 0.015
17h30 | 0 | 0 | 0 | 0.015
18h30 | 0 | 0 | 0 | 0.015
19h30 | 0 | 0 | 0 | 0.015
20h30 | 0 | 0 | 0 | 0.015
21h30 | 0 | 0 | 0 | 0.015
22h30 | 0 | 0 | 0 | 0.015
23h30 | 0 | 0 | 0 | 0.015
00h30 | 0 | 0 | 0 | 0.015
01h30 | 0 | 0 | 0 | 0.015
02h30 | 0 | 0 | 0 | 0.015
03h30 | 0 | 0 | 0 | 0.015
04h30 | 0 | 0 | 0 | 0.015
05h30 | 0 | 0 | 0 | 0.015
06h30 | 0 | 0 | 0 | 0.015
07h30 | 0 | 0 | 0 | 0.015
08h30 | 0 | 0 | 0 | 0.015
09h30 | 0 | 0 | 0 | 0.015
10h30 | 0 | 0 | 0 | 0.015
11h30 | 0 | 0 | 0 | 0.015
12h30 | 0 | 0 | 0 | 0.015
13h30 | 0 | 0 | 0 | 0.015
14h30 | 0 | 0 | 0 | 0.015
15h30 | 0 | 0 | 0 | 0.015
16h30 | 0 | 0 | 0 | 0.015
17h30 | 0 | 0 | 0 | 0.015
18h30 | 0 | 0 | 0 | 0.015
19h30 | 0 | 0 | 0 | 0.015
20h30 | 0 | 0 | 0 | 0.015
21h30 | 0 | 0 | 0 | 0.015
22h30 | 0 | 0 | 0 | 0.015
23h30 | 0 | 0 | 0 | 0.015
00h30 | 0 | 0 | 0 | 0.015
01h30 | 0 | 0 | 0 | 0.015
02h30 | 0 | 0 | 0 | 0.015
03h30 | 0 | 0 | 0 | 0.015
04h30 | 0 | 0 | 0 | 0.015
05h30 | 0 | 0 | 0 | 0.015
06h30 | 0 | 0 | 0 | 0.015
07h30 | 0 | 0 | 0 | 0.015
08h30 | 0 | 0 | 0 | 0.015
09h30 | 0 | 0 | 0 | 0.015
10h30 | 0 | 0 | 0 | 0.015
11h30 | 0 | 0 | 0 | 0.015
12h30 | 0 | 0 | 0 | 0.015
13h30 | 0 | 0 | 0 | 0.015
14h30 | 0 | 0 | 0 | 0.015
15h30 | 0 | 0 | 0 | 0.015
16h30 | 0 | 0 | 0 | 0.015
17h30 | 0 | 0 | 0 | 0.015
18h30 | 0 | 0 | 0 | 0.015
19h30 | 0 | 0 | 0 | 0.015
20h30 | 0 | 0 | 0 | 0.015
21h30 | 0 | 0 | 0 | 0.015
22h30 | 0 | 0 | 0 | 0.015
23h30 | 0 | 0 | 0 | 0.015
00h30 | 0 | 0 | 0 | 0.015
01h30 | 0 | 0 | 0 | 0.015
02h30 | 0 | 0 | 0 | 0.015
03h30 | 0 | 0 | 0 | 0.015
04h30 | 0 | 0 | 0 | 0.015
05h30 | 0 | 0 | 0 | 0.015
06h30 | 0 | 0 | 0 | 0.015
07h30 | 0 | 0 | 0 | 0.015
08h30 | 0 | 0 | 0 | 0.015
09h30 | 0 | 0 | 0 | 0.015
10h30 | 0 | 0 | 0 | 0.015
11h30 | 0 | 0 | 0 | 0.015
12h30 | 0 | 0 | 0 | 0.015
13h30 | 0 | 0 | 0 | 0.015
14h30 | 0 | 0 | 0 | 0.015
15h30 | 0 | 0 | 0 | 0.015
16h30 | 0 | 0 | 0 | 0.015
17h30 | 0 | 0 | 0 | 0.015
18h30 | 0 | 0 | 0 | 0.015
19h30 | 0 | 0 | 0 | 0.015
20h30 | 0 | 0 | 0 | 0.015
21h30 | 0 | 0 | 0 | 0.015
22h30 | 0 | 0 | 0 | 0.015
23h30 | 0 | 0 | 0 | 0.015
00h30 | 0 | 0 | 0 | 0.015
01h30 | 0 | 0 | 0 | 0.015
02h30 | 0 | 0 | 0 | 0.015
03h30 | 0 | 0 | 0 | 0.015
04h30 | 0 | 0 | 0 | 0.015
05h30 | 0 | 0 | 0 | 0.015
06h30 | 0 | 0 | 0 | 0.015
07h30 | 0 | 0 | 0 | 0.015
08h30 | 0 | 0 | 0 | 0.015
09h30 | 0 | 0 | 0 | 0.015
10h30 | 0 | 0 | 0 | 0.015
11h30 | 0 | 0 | 0 | 0.015
12h30 | 0 | 0 | 0 | 0.015
13h30 | 0 | 0 | 0 | 0.015
14h30 | 0 | 0 | 0 | 0.015
15h30 | 0 | 0 | 0 | 0.015
16h30 | 0 | 0 | 0 | 0.015
17h30 | 0 | 0 | 0 | 0.015
18h30 | 0 | 0 | 0 | 0.015
19h30 | 0 | 0 | 0 | 0.015
20h30 | 0 | 0 | 0 | 0.015
21h30 | 0 | 0 | 0 | 0.015
22h30 | 0 | 0 | 0 | 0.015
23h30 | 0 | 0 | 0 | 0.015
00h30 | 0 | 0 | 0 | 0.015
01h30 | 0 | 0 | 0 | 0.015
02h30 | 0 | 0 | 0 | 0.015
03h30 | 0 | 0 | 0 | 0.015
04h30 | 0 | 0 | 0 | 0.015
05h30 | 0 | 0 | 0 | 0.015
06h30 | 0 | 0 | 0 | 0.015
07h30 | 0 | 0 | 0 | 0.015
08h30 | 0 | 0 | 0 | 0.015
09h30 | 0 | 0 | 0 | 0.015
10h30 | 0 | 0 | 0 | 0.015
11h30 | 0 | 0 | 0 | 0.015
12h30 | 0 | 0 | 0 | 0.015
13h30 | 0 | 0 | 0 | 0.015
14h30 | 0 | 0 | 0 | 0.015
15h30 | 0 | 0 | 0 | 0.015
16h30 | 0 | 0 | 0 | 0.015
17h30 | 0 | 0 | 0 | 0.015
18h30 | 0 | 0 | 0 | 0.015
19h30 | 0 | 0 | 0 | 0.015
20h30 | 0 | 0 | 0 | 0.015
21h30 | 0 | 0 | 0 | 0.015
22h30 | 0 | 0 | 0 | 0.015
23h30 | 0 | 0 | 0 | 0.015
00h30 | 0 | 0 | 0 | 0.015
01h30 | 0 | 0 | 0 | 0.015
02h30 | 0 | 0 | 0 | 0.015
03h30 | 0 | 0 | 0 | 0.015
04h30 | 0 | 0 | 0 | 0.015
05h30 | 0 | 0 | 0 | 0.015
06h30 | 0 | 0 | 0 | 0.015
07h30 | 0 | 0 | 0 | 0.015
08h30 | 0 | 0 | 0 | 0.015
09h30 | 0 | 0 | 0 | 0.015
10h30 | 0 | 0 | 0 | 0.015
11h30 | 0 | 0 | 0 | 0.015
12h30 | 0 | 0 | 0 | 0.015
13h30 | 0 | 0 | 0 | 0.015
14h30 | 0 | 0 | 0 | 0.015
15h30 | 0 | 0 | 0 | 0.015
16h30 | 0 | 0 | 0 | 0.015
17h30 | 0 | 0 | 0 | 0.015
18h30 | 0 | 0 | 0 | 0.015
19h30 | 0 | 0 | 0 | 0.015
20h30 | 0 | 0 | 0 | 0.015
21h30 | 0 | 0 | 0 | 0.015
22h30 | 0 | 0 | 0 | 0.015
23h30 | 0 | 0 | 0 | 0.015
00h30 | 0 | 0 | 0 | 0.015
01h30 | 0 | 0 | 0 | 0.015
02h30 | 0 | 0 | 0 | 0.015
03h30 | 0 | 0 | 0 | 0.015
04h30 | 0 | 0 | 0 | 0.015
05h30 | 0 | 0 | 0 | 0.015
06h30 | 0 | 0 | 0 | 0.015
07h30 | 0 | 0 | 0 | 0.015
08h30 | 0 | 0 | 0 | 0.015
09h30 | 0 | 0 | 0 | 0.015
10h30 | 0 | 0 | 0 | 0.015
11h30 | 0 | 0 | 0 | 0.015
12h30 | 0 | 0 | 0 | 0.015
13h30 | 0 | 0 | 0 | 0.015
14h30 | 0 | 0 | 0 | 0.015
15h30 | 0 | 0 | 0 | 0.015
16h30 | 0 | 0 | 0 | 0.015
17h30 | 0 | 0 | 0 | 0.015
18h30 | 0 | 0 | 0 | 0.015
19h30 | 0 | 0 | 0 | 0.015
20h30 | 0 | 0 | 0 | 0.015
21h30 | 0 | 0 | 0 | 0.015
22h30 | 0 | 0 | 0 | 0.015
23h30 | 0 | 0 | 0 | 0.015
00h30 | 0 | 0 | 0 | 0.015
01h30 | 0 | 0 | 0 | 0.015
02h30 | 0 | 0 | 0 | 0.015
03h30 | 0 | 0 | 0 | 0.015
04h30 | 0 | 0 | 0 | 0.015
05h30 | 0 | 0 | 0 | 0.015
06h30 | 0 | 0 | 0 | 0.015
07h30 | 0 | 0 | 0 | 0.015
08h30 | 0 | 0 | 0 | 0.015
09h30 | 0 | 0 | 0 | 0.015
10h30 | 0 | 0 | 0 | 0.015
11h30 | 0 | 0 | 0 | 0.015
12h30 | 0 | 0 | 0 | 0.015
13h30 | 0 | 0 | 0 | 0.015
14h30 | 0 | 0 | 0 | 0.015
15h30 | 0 | 0 | 0 | 0.015
16h30 | 0 | 0 | 0 | 0.015
17h30 | 0 | 0 | 0 | 0.015
18h30 | 0 | 0 | 0 | 0.015
19h30 | 0 | 0 | 0 | 0.015
20h30 | 0 | 0 | 0 | 0.015
21h30 | 0 | 0 | 0 | 0.015
22h30 | 0 | 0 | 0 | 0.015
23h30 | 0 | 0 | 0 | 0.015
00h30 | 0 | 0 | 0 | 0.015
01h30 | 0 | 0 | 0 | 0.015
02h30 | 0 | 0 | 0 | 0.015
03h30 | 0 | 0 | 0 | 0.015
04h30 | 0 | 0 | 0 | 0.015
05h30 | 0 | 0 | 0 | 0.015
06h30 | 0 | 0 | 0 | 0.015
07h30 | 0 | 0 | 0 | 0.015
08h30 | 0 | 0 | 0 | 0.015
09h30 | 0 | 0 | 0 | 0.015
10h30 | 0 | 0 | 0 | 0.015
11h30 | 0 | 0 | 0 | 0.015
12h30 | 0 | 0 | 0 | 0.015
13h30 | 0 | 0 | 0 | 0.015
14h30 | 0 | 0 | 0 | 0.015
15h30 | 0 | 0 | 0 | 0.015
16h30 | 0 | 0 | 0 | 0.015
17h30 | 0 | 0 | 0 | 0.015
18h30 | 0 | 0 | 0 | 0.015
19h30 | 0 | 0 | 0 | 0.015
20h30 | 0 | 0 | 0 | 0.015
21h30 | 0 | 0 | 0 | 0.015
22h30 | 0 | 0 | 0 | 0.015
23h30 | 0 | 0 | 0 | 0.015
00h30 | 0 | 0 | 0 | 0.015
01h30 | 0 | 0 | 0 | 0.015
02h30 | 0 | 0 | 0 | 0.015
03h30 | 0 | 0 | 0 | 0.015
04h30 | 0 | 0 | 0 | 0.015
05h30 | 0 | 0 | 0 | 0.015
06h30 | 0 | 0 | 0 | 0.015
07h30 | 0 | 0 | 0 | 0.015
08h30 | 0 | 0 | 0 | 0.015
09h30 | 0 | 0 | 0 | 0.015
10h30 | 0 | 0 | 0 | 0.015
11h30 | 0 | 0 | 0 | 0.015
12h30 | 0 | 0 | 0 | 0.015
13h30 | 0 | 0 | 0 | 0.015
14h30 | 0 | 0 | 0 | 0.015
15h30 | 0 | 0 | 0 | 0.015
16h30 | 0 | 0 | 0 | 0.015
17h30 | 0 | 0 | 0 | 0.015
18h30 | 0 | 0 | 0 | 0.015
19h30 | 0 | 0 | 0 | 0.015
20h30 | 0 | 0 | 0 | 0.015
21h30 | 0 | 0 | 0 | 0.015
22h30 | 0 | 0 | 0 | 0.015
23h30 | 0 | 0 | 0 | 0.015
00h30 | 0 | 0 | 0 | 0.015
01h30 | 0 | 0 | 0 | 0.015
02h30 | 0 | 0 | 0 | 0.015
03h30 | 0 | 0 | 0 | 0.015
04h30 | 0 | 0 | 0 | 0.015
05h30 | 0 | 0 | 0 | 0.015
06h30 | 0 | 0 | 0 | 0.015
07h30 | 0 | 0 | 0 | 0.015
08h30 | 0 | 0 | 0 | 0.015
09h30 | 0 | 0 | 0 | 0.015
10h30 | 0 | 0 | 0 | 0.015
11h30 | 0 | 0 | 0 | 0.015
12h30 | 0 | 0 | 0 | 0.015
13h30 | 0 | 0 | 0 | 0.015
14h30 | 0 | 0 | 0 | 0.015
15h30 | 0 | 0 | 0 | 0.015
16h30 | 0 | 0 | 0 | 0.015
17h30 | 0 | 0 | 0 | 0.015
18h30 | 0 | 0 | 0 | 0.015
19h30 | 0 | 0 | 0 | 0.015
20h30 | 0 | 0 | 0 | 0.015
21h30 | 0 | 0 | 0 | 0.015
22h30 | 0 | 0 | 0 | 0.015
23h30 | 0 | 0 | 0 | 0.015
00h30 | 0 | 0 | 0 | 0.015
01h30 | 0 | 0 | 0 | 0.015
02h30 | 0 | 0 | 0 | 0.015
03h30 | 0 | 0 | 0 | 0.015
04h30 | 0 | 0 | 0 | 0.015
05h30 | 0 | 0 | 0 | 0.015
06h30 | 0 | 0 | 0 | 0.015
07h30 | 0 | 0 | 0 | 0.015
08h30 | 0 | 0 | 0 | 0.015
09h30 | 0 | 0 | 0 | 0.015
10h30 | 0 | 0 | 0 | 0.015
11h30 | 0 | 0 | 0 | 0.015
12h30 | 0 | 0 | 0 | 0.015
13h30 | 0 | 0 | 0 | 0.015
14h30 | 0 | 0 | 0 | 0.015
15h30 | 0 | 0 | 0 | 0.015
16h30 | 0 | 0 | 0 | 0.015
17h30 | 0 | 0 | 0 | 0.015
18h30 | 0 | 0 | 0 | 0.015
19h30 | 0 | 0 | 0 | 0.015
20h30 | 0 | 0 | 0 | 0.015
21h30 | 0 | 0 | 0 | 0.015
22h30 | 0 | 0 | 0 | 0.015
23h30 | 0 | 0 | 0 | 0.015
00h30 | 0 | 0 | 0 | 0.015
01h30 | 0 | 0 | 0 | 0.015
02h30 | 0 | 0 | 0 | 0.015
03h30 | 0 | 0 | 0 | 0.015
04h30 | 0 | 0 | 0 | 0.015
05h30 | 0 | 0 | 0 | 0.015
06h30 | 0 | 0 | 0 | 0.015
07h30 | 0 | 0 | 0 | 0.015
08h30 | 0 | 0 | 0 | 0.015
09h30 | 0 | 0 | 0 | 0.015
10h30 | 0 | 0 | 0 | 0.015
11h30 | 0 | 0 | 0 | 0.015
12h30 | 0 | 0 | 0 | 0.015
13h30 | 0 | 0 | 0 | 0.015
14h30 | 0 | 0 | 0 | 0.015
15h30 | 0 | 0 | 0 | 0.015
16h30 | 0 | 0 | 0 | 0.015
17h30 | 0 | 0 | 0 | 0.015
18h30 | 0 | 0 | 0 | 0.015
19h30 | 0 | 0 | 0 | 0.015
20h30 | 0 | 0 | 0 | 0.015
21h30 | 0 | 0 | 0 | 0.015
22h30 | 0 | 0 | 0 | 0.015
23h30 | 0 | 0 | 0 | 0.015
00h30 | 0 | 0 | 0 | 0
01h30 | 0 | 0 | 0 | 0
02h30 | 0 | 0 | 0 | 0
03h30 | 0 | 0 | 0 | 0
04h30 | 0 | 0 | 0 | 0
05h30 | 0 | 0 | 0 | 0
06h30 | 0 | 0 | 0 | 0
07h30 | 0 | 0 | 0 | 0
08h30 | 0 | 0 | 0 | 0
09h30 | 0 | 0 | 0 | 0
10h30 | 0 | 0 | 0 | 0
11h30 | 0 | 0 | 0 | 0
12h30 | 0 | 0 | 0 | 0
13h30 | 0 | 0 | 0 | 0
14h30 | 0 | 0 | 0 | 0
15h30 | 0 | 0 | 0 | 0
16h30 | 0 | 0 | 0 | 0
17h30 | 0 | 0 | 0 | 0
18h30 | 0 | 0 | 0 | 0
19h30 | 0 | 0 | 0 | 0
20h30 | 0 | 0 | 0 | 0
21h30 | 0 | 0 | 0 | 0
22h30 | 0 | 0 | 0 | 0
23h30 | 0 | 0 | 0 | 0
00h30 | 0 | 0 | 0 | 0
01h30 | 0 | 0 | 0 | 0
02h30 | 0 | 0 | 0 | 0
03h30 | 0 | 0 | 0 | 0
04h30 | 0 | 0 | 0 | 0
05h30 | 0 | 0 | 0 | 0
06h30 | 0 | 0 | 0 | 0
07h30 | 0 | 0 | 0 | 0
08h30 | 0 | 0 | 0 | 0
09h30 | 0 | 0 | 0 | 0
10h30 | 0 | 0 | 0 | 0
11h30 | 0 | 0 | 0 | 0
12h30 | 0 | 0 | 0 | 0
13h30 | 0 | 0 | 0 | 0
14h30 | 0 | 0 | 0 | 0
15h30 | 0 | 0 | 0 | 0
16h30 | 0 | 0 | 0 | 0
17h30 | 0 | 0 | 0 | 0
18h30 | 0 | 0 | 0 | 0
19h30 | 0 | 0 | 0 | 0
20h30 | 0 | 0 | 0 | 0
21h30 | 0 | 0 | 0 | 0
22h30 | 0 | 0 | 0 | 0
23h30 | 0 | 0 | 0 | 0
00h30 | 0 | 0 | 0 | 0
01h30 | 0 | 0 | 0 | 0
02h30 | 0 | 0 | 0 | 0
03h30 | 0 | 0 | 0 | 0
04h30 | 0 | 0 | 0 | 0
05h30 | 0 | 0 | 0 | 0
06h30 | 0 | 0 | 0 | 0
07h30 | 0 | 0 | 0 | 0
08h30 | 0 | 0 | 0 | 0
09h30 | 0 | 0 | 0 | 0
10h30 | 0 | 0 | 0 | 0
11h30 | 0 | 0 | 0 | 0
12h30 | 0 | 0 | 0 | 0
13h30 | 0 | 0 | 0 | 0
14h30 | 0 | 0 | 0 | 0
15h30 | 0 | 0 | 0 | 0
16h30 | 0 | 0 | 0 | 0
17h30 | 0 | 0 | 0 | 0
18h30 | 0 | 0 | 0 | 0
19h30 | 0 | 0 | 0 | 0
20h30 | 0 | 0 | 0 | 0
21h30 | 0 | 0 | 0 | 0
22h30 | 0 | 0 | 0 | 0
23h30 | 0 | 0 | 0 | 0
00h30 | 0 | 0 | 0 | 0
01h30 | 0 | 0 | 0 | 0
02h30 | 0 | 0 | 0 | 0
03h30 | 0 | 0 | 0 | 0
04h30 | 0 | 0 | 0 | 0
05h30 | 0 | 0 | 0 | 0
06h30 | 0 | 0 | 0 | 0
07h30 | 0 | 0 | 0 | 0
08h30 | 0 | 0 | 0 | 0
09h30 | 0 | 0 | 0 | 0
10h30 | 0 | 0 | 0 | 0
11h30 | 0 | 0 | 0 | 0
12h30 | 0 | 0 | 0 | 0
13h30 | 0 | 0 | 0 | 0
14h30 | 0 | 0 | 0 | 0
15h30 | 0 | 0 | 0 | 0
16h30 | 0 | 0 | 0 | 0
17h30 | 0 | 0 | 0 | 0
18h30 | 0 | 0 | 0 | 0
19h30 | 0 | 0 | 0 | 0
20h30 | 0 | 0 | 0 | 0
21h30 | 0 | 0 | 0 | 0
22h30 | 0 | 0 | 0 | 0
23h30 | 0 | 0 | 0 | 0
00h30 | 0 | 0 | 0 | 0
01h30 | 0 | 0 | 0 | 0
02h30 | 0 | 0 | 0 | 0
03h30 | 0 | 0 | 0 | 0
04h30 | 0 | 0 | 0 | 0
05h30 | 0 | 0 | 0 | 0
06h30 | 0 | 0 | 0 | 0
07h30 | 0 | 0 | 0 | 0
08h30 | 0 | 0 | 0 | 0
09h30 | 0 | 0 | 0 | 0
10h30 | 0 | 0 | 0 | 0
11h30 | 0 | 0 | 0 | 0
12h30 | 0 | 0 | 0 | 0
13h30 | 0 | 0 | 0 | 0
14h30 | 0 | 0 | 0 | 0
15h30 | 0 | 0 | 0 | 0
16h30 | 0 | 0 | 0 | 0
17h30 | 0 | 0 | 0 | 0
18h30 | 0 | 0 | 0 | 0
19h30 | 0 | 0 | 0 | 0
20h30 | 0 | 0 | 0 | 0
21h30 | 0 | 0 | 0 | 0
22h30 | 0 | 0 | 0 | 0
23h30 | 0 | 0 | 0 | 0
00h30 | 0 | 0 | 0 | 0
01h30 | 0 | 0 | 0 | 0
02h30 | 0 | 0 | 0 | 0
03h30 | 0 | 0 | 0 | 0
04h30 | 0 | 0 | 0 | 0
05h30 | 0 | 0 | 0 | 0
06h30 | 0 | 0 | 0 | 0
07h30 | 0 | 0 | 0 | 0
08h30 | 0 | 0 | 0 | 0
09h30 | 0 | 0 | 0 | 0
10h30 | 0 | 0 | 0 | 0
11h30 | 0 | 0 | 0 | 0
12h30 | 0 | 0 | 0 | 0
13h30 | 0 | 0 | 0 | 0
14h30 | 0 | 0 | 0 | 0
15h30 | 0 | 0 | 0 | 0
16h30 | 0 | 0 | 0 | 0
17h30 | 0 | 0 | 0 | 0
18h30 | 0 | 0 | 0 | 0
19h30 | 0 | 0 | 0 | 0
20h30 | 0 | 0 | 0 | 0
21h30 | 0 | 0 | 0 | 0
22h30 | 0 | 0 | 0 | 0
23h30 | 0 | 0 | 0 | 0
00h30 | 0 | 0 | 0 | 0
01h30 | 0 | 0 | 0 | 0
02h30 | 0 | 0 | 0 | 0
03h30 | 0 | 0 | 0 | 0
04h30 | 0 | 0 | 0 | 0
05h30 | 0 | 0 | 0 | 0
06h30 | 0 | 0 | 0 | 0
07h30 | 0 | 0 | 0 | 0
08h30 | 0 | 0 | 0 | 0
09h30 | 0 | 0 | 0 | 0
10h30 | 0 | 0 | 0 | 0
11h30 | 0 | 0 | 0 | 0
12h30 | 0 | 0 | 0 | 0
13h30 | 0 | 0 | 0 | 0
14h30 | 0 | 0 | 0 | 0
15h30 | 0 | 0 | 0 | 0
16h30 | 0 | 0 | 0 | 0
17h30 | 0 | 0 | 0 | 0
18h30 | 0 | 0 | 0 | 0
19h30 | 0 | 0 | 0 | 0
20h30 | 0 | 0 | 0 | 0
21h30 | 0 | 0 | 0 | 0
22h30 | 0 | 0 | 0 | 0
23h30 | 0 | 0 | 0 | 0
00h30 | 0 | 0 | 0 | 0
01h30 | 0 | 0 | 0 | 0
02h30 | 0 | 0 | 0 | 0
03h30 | 0 | 0 | 0 | 0
04h30 | 0 | 0 | 0 | 0
05h30 | 0 | 0 | 0 | 0
06h30 | 0 | 0 | 0 | 0
07h30 | 0 | 0 | 0 | 0
08h30 | 0 | 0 | 0 | 0
09h30 | 0 | 0 | 0 | 0
10h30 | 0 | 0 | 0 | 0
11h30 | 0 | 0 | 0 | 0
12h30 | 0 | 0 | 0 | 0
13h30 | 0 | 0 | 0 | 0
14h30 | 0 | 0 | 0 | 0
15h30 | 0 | 0 | 0 | 0
16h30 | 0 | 0 | 0 | 0
17h30 | 0 | 0 | 0 | 0
18h30 | 0 | 0 | 0 | 0
19h30 | 0 | 0 | 0 | 0
20h30 | 0 | 0 | 0 | 0
21h30 | 0 | 0 | 0 | 0
22h30 | 0 | 0 | 0 | 0
23h30 | 0 | 0 | 0 | 0
00h30 | 0 | 0 | 0 | 0
01h30 | 0 | 0 | 0 | 0
02h30 | 0 | 0 | 0 | 0
03h30 | 0 | 0 | 0 | 0
04h30 | 0 | 0 | 0 | 0
05h30 | 0 | 0 | 0 | 0
06h30 | 0 | 0 | 0 | 0
07h30 | 0 | 0 | 0 | 0
08h30 | 0 | 0 | 0 | 0
09h30 | 0 | 0 | 0 | 0
10h30 | 0 | 0 | 0 | 0
11h30 | 0 | 0 | 0 | 0
12h30 | 0 | 0 | 0 | 0
13h30 | 0 | 0 | 0 | 0
14h30 | 0 | 0 | 0 | 0
15h30 | 0 | 0 | 0 | 0
16h30 | 0 | 0 | 0 | 0
17h30 | 0 | 0 | 0 | 0
18h30 | 0 | 0 | 0 | 0
19h30 | 0 | 0 | 0 | 0
20h30 | 0 | 0 | 0 | 0
21h30 | 0 | 0 | 0 | 0
22h30 | 0 | 0 | 0 | 0
23h30 | 0 | 0 | 0 | 0
00h30 | 0 | 0 | 0 | 0
01h30 | 0 | 0 | 0 | 0
02h30 | 0 | 0 | 0 | 0
03h30 | 0 | 0 | 0 | 0
04h30 | 0 | 0 | 0 | 0
05h30 | 0 | 0 | 0 | 0
06h30 | 0 | 0 | 0 | 0
07h30 | 0 | 0 | 0 | 0
08h30 | 0 | 0 | 0 | 0
09h30 | 0 | 0 | 0 | 0
10h30 | 0 | 0 | 0 | 0
11h30 | 0 | 0 | 0 | 0
12h30 | 0 | 0 | 0 | 0
13h30 | 0 | 0 | 0 | 0
14h30 | 0 | 0 | 0 | 0
15h30 | 0 | 0 | 0 | 0
16h30 | 0 | 0 | 0 | 0
17h30 | 0 | 0 | 0 | 0
18h30 | 0 | 0 | 0 | 0
19h30 | 0 | 0 | 0 | 0
20h30 | 0 | 0 | 0 | 0
21h30 | 0 | 0 | 0 | 0
22h30 | 0 | 0 | 0 | 0
23h30 | 0 | 0 | 0 | 0
00h30 | 0 | 0 | 0 | 0
01h30 | 0 | 0 | 0 | 0
02h30 | 0 | 0 | 0 | 0
03h30 | 0 | 0 | 0 | 0
04h30 | 0 | 0 | 0 | 0
05h30 | 0 | 0 | 0 | 0
06h30 | 0 | 0 | 0 | 0
07h30 | 0 | 0 | 0 | 0
08h30 | 0 | 0 | 0 | 0
09h30 | 0 | 0 | 0 | 0
10h30 | 0 | 0 | 0 | 0
11h30 | 0 | 0 | 0 | 0
12h30 | 0 | 0 | 0 | 0
13h30 | 0 | 0 | 0 | 0
14h30 | 0 | 0 | 0 | 0
15h30 | 0 | 0 | 0 | 0
16h30 | 0 | 0 | 0 | 0
17h30 | 0 | 0 | 0 | 0
18h30 | 0 | 0 | 0 | 0
19h30 | 0 | 0 | 0 | 0
20h30 | 0 | 0 | 0 | 0
21h30 | 0 | 0 | 0 | 0
22h30 | 0 | 0 | 0 | 0
23h30 | 0 | 0 | 0 | 0
00h30 | 0 | 0 | 0 | 0
01h30 | 0 | 0 | 0 | 0
02h30 | 0 | 0 | 0 | 0
03h30 | 0 | 0 | 0 | 0
04h30 | 0 | 0 | 0 | 0
05h30 | 0 | 0 | 0 | 0
06h30 | 0 | 0 | 0 | 0
07h30 | 0 | 0 | 0 | 0
08h30 | 0 | 0 | 0 | 0
09h30 | 0 | 0 | 0 | 0
10h30 | 0 | 0 | 0 | 0
11h30 | 0 | 0 | 0 | 0
12h30 | 0 | 0 | 0 | 0
13h30 | 0 | 0 | 0 | 0
14h30 | 0 | 0 | 0 | 0
15h30 | 0 | 0 | 0 | 0
16h30 | 0 | 0 | 0 | 0
17h30 | 0 | 0 | 0 | 0
18h30 | 0 | 0 | 0 | 0
19h30 | 0 | 0 | 0 | 0
20h30 | 0 | 0 | 0 | 0
21h30 | 0 | 0 | 0 | 0
22h30 | 0 | 0 | 0 | 0
23h30 | 0 | 0 | 0 | 0
00h30 | 0 | 0 | 0 | 0
01h30 | 0 | 0 | 0 | 0
02h30 | 0 | 0 | 0 | 0
03h30 | 0 | 0 | 0 | 0
04h30 | 0 | 0 | 0 | 0
05h30 | 0 | 0 | 0 | 0
06h30 | 0 | 0 | 0 | 0
07h30 | 0 | 0 | 0 | 0
08h30 | 0 | 0 | 0 | 0
09h30 | 0 | 0 | 0 | 0
10h30 | 0 | 0 | 0 | 0
11h30 | 0 | 0 | 0 | 0
12h30 | 0 | 0 | 0 | 0
13h30 | 0 | 0 | 0 | 0
14h30 | 0 | 0 | 0 | 0
15h30 | 0 | 0 | 0 | 0
16h30 | 0 | 0 | 0 | 0
17h30 | 0 | 0 | 0 | 0
18h30 | 0 | 0 | 0 | 0
19h30 | 0 | 0 | 0 | 0
20h30 | 0 | 0 | 0 | 0
21h30 | 0 | 0 | 0 | 0
22h30 | 0 | 0 | 0 | 0
23h30 | 0 | 0 | 0 | 0
00h30 | 0 | 0 | 0 | 0
01h30 | 0 | 0 | 0 | 0
02h30 | 0 | 0 | 0 | 0
03h30 | 0 | 0 | 0 | 0
04h30 | 0 | 0 | 0 | 0
05h30 | 0 | 0 | 0 | 0
06h30 | 0 | 0 | 0 | 0
07h30 | 0 | 0 | 0 | 0
08h30 | 0 | 0 | 0 | 0
09h30 | 0 | 0 | 0 | 0
10h30 | 0 | 0 | 0 | 0
11h30 | 0 | 0 | 0 | 0
12h30 | 0 | 0 | 0 | 0
13h30 | 0 | 0 | 0 | 0
14h30 | 0 | 0 | 0 | 0
15h30 | 0 | 0 | 0 | 0
16h30 | 0 | 0 | 0 | 0
17h30 | 0 | 0 | 0 | 0
18h30 | 0 | 0 | 0 | 0
19h30 | 0 | 0 | 0 | 0
20h30 | 0 | 0 | 0 | 0
21h30 | 0 | 0 | 0 | 0
22h30 | 0 | 0 | 0 | 0
23h30 | 0 | 0 | 0 | 0
00h30 | 0 | 0 | 0 | 0
01h30 | 0 | 0 | 0 | 0
02h30 | 0 | 0 | 0 | 0
03h30 | 0 | 0 | 0 | 0
04h30 | 0 | 0 | 0 | 0
05h30 | 0 | 0 | 0 | 0
06h30 | 0 | 0 | 0 | 0
07h30 | 0 | 0 | 0 | 0
08h30 | 0 | 0 | 0 | 0
09h30 | 0 | 0 | 0 | 0
10h30 | 0 | 0 | 0 | 0
11h30 | 0 | 0 | 0 | 0
12h30 | 0 | 0 | 0 | 0
13h30 | 0 | 0 | 0 | 0
14h30 | 0 | 0 | 0 | 0
15h30 | 0 | 0 | 0 | 0
16h30 | 0 | 0 | 0 | 0
17h30 | 0 | 0 | 0 | 0
18h30 | 0 | 0 | 0 | 0
19h30 | 0 | 0 | 0 | 0
20h30 | 0 | 0 | 0 | 0
21h30 | 0 | 0 | 0 | 0
22h30 | 0 | 0 | 0 | 0
23h30 | 0 | 0 | 0 | 0
00h30 | 0 | 0 | 0 | 0
01h30 | 0 | 0 | 0 | 0
02h30 | 0 | 0 | 0 | 0
03h30 | 0 | 0 | 0 | 0
04h30 | 0 | 0 | 0 | 0
05h30 | 0 | 0 | 0 | 0
06h30 | 0 | 0 | 0 | 0
07h30 | 0 | 0 | 0 | 0
08h30 | 0 | 0 | 0 | 0
09h30 | 0 | 0 | 0 | 0
10h30 | 0 | 0 | 0 | 0
11h30 | 0 | 0 | 0 | 0
12h30 | 0 | 0 | 0 | 0
13h30 | 0 | 0 | 0 | 0
14h30 | 0 | 0 | 0 | 0
15h30 | 0 | 0 | 0 | 0
16h30 | 0 | 0 | 0 | 0
17h30 | 0 | 0 | 0 | 0
18h30 | 0 | 0 | 0 | 0
19h30 | 0 | 0 | 0 | 0
20h30 | 0 | 0 | 0 | 0
21h30 | 0 | 0 | 0 | 0
22h30 | 0 | 0 | 0 | 0
23h30 | 0 | 0 | 0 | 0
00h30 | 0 | 0 | 0 | 0
01h30 | 0 | 0 | 0 | 0
02h30 | 0 | 0 | 0 | 0
03h30 | 0 | 0 | 0 | 0
04h30 | 0 | 0 | 0 | 0
05h30 | 0 | 0 | 0 | 0
06h30 | 0 | 0 | 0 | 0
07h30 | 0 | 0 | 0 | 0
08h30 | 0 | 0 | 0 | 0
09h30 | 0 | 0 | 0 | 0
10h30 | 0 | 0 | 0 | 0
11h30 | 0 | 0 | 0 | 0
12h30 | 0 | 0 | 0 | 0
13h30 | 0 | 0 | 0 | 0
14h30 | 0 | 0 | 0 | 0
15h30 | 0 | 0 | 0 | 0
16h30 | 0 | 0 | 0 | 0
17h30 | 0 | 0 | 0 | 0
18h30 | 0 | 0 | 0 | 0
19h30 | 0 | 0 | 0 | 0
20h30 | 0 | 0 | 0 | 0
21h30 | 0 | 0 | 0 | 0
22h30 | 0 | 0 | 0 | 0
23h30 | 0 | 0 | 0 | 0
00h30 | 0 | 0 | 0 | 0
01h30 | 0 | 0 | 0 | 0
02h30 | 0 | 0 | 0 | 0
03h30 | 0 | 0 | 0 | 0
04h30 | 0 | 0 | 0 | 0
05h30 | 0 | 0 | 0 | 0
06h30 | 0 | 0 | 0 | 0
07h30 | 0 | 0 | 0 | 0
08h30 | 0 | 0 | 0 | 0
09h30 | 0 | 0 | 0 | 0
10h30 | 0 | 0 | 0 | 0
11h30 | 0 | 0 | 0 | 0
12h30 | 0 | 0 | 0 | 0
13h30 | 0 | 0 | 0 | 0
14h30 | 0 | 0 | 0 | 0
15h30 | 0 | 0 | 0 | 0
16h30 | 0 | 0 | 0 | 0
17h30 | 0 | 0 | 0 | 0
18h30 | 0 | 0 | 0 | 0
19h30 | 0 | 0 | 0 | 0
20h30 | 0 | 0 | 0 | 0
21h30 | 0 | 0 | 0 | 0
22h30 | 0 | 0 | 0 | 0
23h30 | 0 | 0 | 0 | 0
00h30 | 0 | 0 | 0 | 0
01h30 | 0 | 0 | 0 | 0
02h30 | 0 | 0 | 0 | 0
03h30 | 0 | 0 | 0 | 0
04h30 | 0 | 0 | 0 | 0
05h30 | 0 | 0 | 0 | 0
06h30 | 0 | 0 | 0 | 0
07h30 | 0 | 0 | 0 | 0
08h30 | 0 | 0 | 0 | 0
09h30 | 0 | 0 | 0 | 0
10h30 | 0 | 0 | 0 | 0
11h30 | 0 | 0 | 0 | 0
12h30 | 0 | 0 | 0 | 0
13h30 | 0 | 0 | 0 | 0
14h30 | 0 | 0 | 0 | 0
15h30 | 0 | 0 | 0 | 0
16h30 | 0 | 0 | 0 | 0
17h30 | 0 | 0 | 0 | 0
18h30 | 0 | 0 | 0 | 0
19h30 | 0 | 0 | 0 | 0
20h30 | 0 | 0 | 0 | 0
21h30 | 0 | 0 | 0 | 0
22h30 | 0 | 0 | 0 | 0
23h30 | 0 | 0 | 0 | 0
00h30 | 0 | 0 | 0 | 0
01h30 | 0 | 0 | 0 | 0
02h30 | 0 | 0 | 0 | 0
03h30 | 0 | 0 | 0 | 0
04h30 | 0 | 0 | 0 | 0
05h30 | 0 | 0 | 0 | 0
06h30 | 0 | 0 | 0 | 0
07h30 | 0 | 0 | 0 | 0
08h30 | 0 | 0 | 0 | 0
09h30 | 0 | 0 | 0 | 0
10h30 | 0 | 0 | 0 | 0
11h30 | 0 | 0 | 0 | 0
12h30 | 0 | 0 | 0 | 0
13h30 | 0 | 0 | 0 | 0
14h30 | 0 | 0 | 0 | 0
15h30 | 0 | 0 | 0 | 0
16h30 | 0 | 0 | 0 | 0
17h30 | 0 | 0 | 0 | 0
18h30 | 0 | 0 | 0 | 0
19h30 | 0 | 0 | 0 | 0
20h30 | 0 | 0 | 0 | 0
21h30 | 0 | 0 | 0 | 0
22h30 | 0 | 0 | 0 | 0
23h30 | 0 | 0 | 0 | 0
00h30 | 0 | 0 | 0 | 0
01h30 | 0 | 0 | 0 | 0
02h30 | 0 | 0 | 0 | 0
03h30 | 0 | 0 | 0 | 0
04h30 | 0 | 0 | 0 | 0
05h30 | 0 | 0 | 0 | 0
06h30 | 0 | 0 | 0 | 0
07h30 | 0 | 0 | 0 | 0
08h30 | 0 | 0 | 0 | 0
09h30 | 0 | 0 | 0 | 0
10h30 | 0 | 0 | 0 | 0
11h30 | 0 | 0 | 0 | 0
12h30 | 0 | 0 | 0 | 0
13h30 | 0 | 0 | 0 | 0
14h30 | 0 | 0 | 0 | 0
15h30 | 0 | 0 | 0 | 0
16h30 | 0 | 0 | 0 | 0
17h30 | 0 | 0 | 0 | 0
18h30 | 0 | 0 | 0 | 0
19h30 | 0 | 0 | 0 | 0
20h30 | 0 | 0 | 0 | 0
21h30 | 0 | 0 | 0 | 0
22h30 | 0 | 0 | 0 | 0
23h30 | 0 | 0 | 0 | 0
00h30 | 0 | 0 | 0 | 0
01h30 | 0 | 0 | 0 | 0
02h30 | 0 | 0 | 0 | 0
03h30 | 0 | 0 | 0 | 0
04h30 | 0 | 0 | 0 | 0
05h30 | 0 | 0 | 0 | 0
06h30 | 0 | 0 | 0 | 0
07h30 | 0 | 0 | 0 | 0
08h30 | 0 | 0 | 0 | 0
09h30 | 0 | 0 | 0 | 0
10h30 | 0 | 0 | 0 | 0
11h30 | 0 | 0 | 0 | 0
12h30 | 0 | 0 | 0 | 0
13h30 | 0 | 0 | 0 | 0
14h30 | 0 | 0 | 0 | 0
15h30 | 0 | 0 | 0 | 0
16h30 | 0 | 0 | 0 | 0
17h30 | 0 | 0 | 0 | 0
18h30 | 0 | 0 | 0 | 0
19h30 | 0 | 0 | 0 | 0
20h30 | 0 | 0 | 0 | 0
21h30 | 0 | 0 | 0 | 0
22h30 | 0 | 0 | 0 | 0
23h30 | 0 | 0 | 0 | 0
00h30 | 0 | 0 | 0 | 0
01h30 | 0 | 0 | 0 | 0
02h30 | 0 | 0 | 0 | 0
03h30 | 0 | 0 | 0 | 0
04h30 | 0 | 0 | 0 | 0
05h30 | 0 | 0 | 0 | 0
06h30 | 0 | 0 | 0 | 0
07h30 | 0 | 0 | 0 | 0
08h30 | 0 | 0 | 0 | 0
09h30 | 0 | 0 | 0 | 0
10h30 | 0 | 0 | 0 | 0
11h30 | 0 | 0 | 0 | 0
12h30 | 0 | 0 | 0 | 0
13h30 | 0 | 0 | 0 | 0
14h30 | 0 | 0 | 0 | 0
15h30 | 0 | 0 | 0 | 0
16h30 | 0 | 0 | 0 | 0
17h30 | 0 | 0 | 0 | 0
18h30 | 0 | 0 | 0 | 0
19h30 | 0 | 0 | 0 | 0
20h30 | 0 | 0 | 0 | 0
21h30 | 0 | 0 | 0 | 0
22h30 | 0 | 0 | 0 | 0
23h30 | 0 | 0 | 0 | 0
00h30 | 0 | 0 | 0 | 0
01h30 | 0 | 0 | 0 | 0
02h30 | 0 | 0 | 0 | 0
03h30 | 0 | 0 | 0 | 0
04h30 | 0 | 0 | 0 | 0
05h30 | 0 | 0 | 0 | 0
06h30 | 0 | 0 | 0 | 0
07h30 | 0 | 0 | 0 | 0
08h30 | 0 | 0 | 0 | 0
09h30 | 0 | 0 | 0 | 0
10h30 | 0 | 0 | 0 | 0
11h30 | 0 | 0 | 0 | 0
12h30 | 0 | 0 | 0 | 0
13h30 | 0 | 0 | 0 | 0
14h30 | 0 | 0 | 0 | 0
15h30 | 0 | 0 | 0 | 0
16h30 | 0 | 0 | 0 | 0
17h30 | 0 | 0 | 0 | 0
18h30 | 0 | 0 | 0 | 0
19h30 | 0 | 0 | 0 | 0
20h30 | 0 | 0 | 0 | 0
21h30 | 0 | 0 | 0 | 0
22h30 | 0 | 0 | 0 | 0
23h30 | 0 | 0 | 0 | 0
00h30 | 0 | 0 | 0 | 0
01h30 | 0 | 0 | 0 | 0
02h30 | 0 | 0 | 0 | 0
03h30 | 0 | 0 | 0 | 0
04h30 | 0 | 0 | 0 | 0
05h30 | 0 | 0 | 0 | 0
06h30 | 0 | 0 | 0 | 0
07h30 | 0 | 0 | 0 | 0
08h30 | 0 | 0 | 0 | 0
09h30 | 0 | 0 | 0 | 0
10h30 | 0 | 0 | 0 | 0
11h30 | 0 | 0 | 0 | 0
12h30 | 0 | 0 | 0 | 0
13h30 | 0 | 0 | 0 | 0
14h30 | 0 | 0 | 0 | 0
15h30 | 0 | 0 | 0 | 0
16h30 | 0 | 0 | 0 | 0
17h30 | 0 | 0 | 0 | 0
18h30 | 0 | 0 | 0 | 0
19h30 | 0 | 0 | 0 | 0
20h30 | 0 | 0 | 0 | 0
21h30 | 0 | 0 | 0 | 0
22h30 | 0 | 0 | 0 | 0
23h30 | 0 | 0 | 0 | 0
00h30 | 0 | 0 | 0 | 0
01h30 | 0 | 0 | 0 | 0
02h30 | 0 | 0 | 0 | 0
03h30 | 0 | 0 | 0 | 0
04h30 | 0 | 0 | 0 | 0
05h30 | 0 | 0 | 0 | 0
06h30 | 0 | 0 | 0 | 0
07h30 | 0 | 0 | 0 | 0
08h30 | 0 | 0 | 0 | 0
09h30 | 0 | 0 | 0 | 0
10h30 | 0 | 0 | 0 | 0
11h30 | 0 | 0 | 0 | 0
12h30 | 0 | 0 | 0 | 0
13h30 | 0 | 0 | 0 | 0
14h30 | 0 | 0 | 0 | 0
15h30 | 0 | 0 | 0 | 0
16h30 | 0 | 0 | 0 | 0
17h30 | 0 | 0 | 0 | 0
18h30 | 0 | 0 | 0 | 0
19h30 | 0 | 0 | 0 | 0
20h30 | 0 | 0 | 0 | 0
21h30 | 0 | 0 | 0 | 0
22h30 | 0 | 0 | 0 | 0
23h30 | 0 | 0 | 0 | 0
00h30 | 0 | 0 | 0 | 0
01h30 | 0 | 0 | 0 | 0
02h30 | 0 | 0 | 0 | 0
03h30 | 0 | 0 | 0 | 0
04h30 | 0 | 0 | 0 | 0
05h30 | 0 | 0 | 0 | 0
06h30 | 0 | 0 | 0 | 0
07h30 | 0 | 0 | 0 | 0
08h30 | 0 | 0 | 0 | 0
09h30 | 0 | 0 | 0 | 0
10h30 | 0 | 0 | 0 | 0
11h30 | 0 | 0 | 0 | 0
12h30 | 0 | 0 | 0 | 0
13h30 | 0 | 0 | 0 | 0
14h30 | 0 | 0 | 0 | 0
15h30 | 0 | 0 | 0 | 0
16h30 | 0 | 0 | 0 | 0
17h30 | 0 | 0 | 0 | 0
18h30 | 0 | 0 | 0 | 0
19h30 | 0 | 0 | 0 | 0
20h30 | 0 | 0 | 0 | 0
21h30 | 0 | 0 | 0 | 0
22h30 | 0 | 0 | 0 | 0
23h30 | 0 | 0 | 0 | 0
00h30 | 0 | 0 | 0 | 0
01h30 | 0 | 0 | 0 | 0
02h30 | 0 | 0 | 0 | 0
03h30 | 0 | 0 | 0 | 0
04h30 | 0 | 0 | 0 | 0
05h30 | 0 | 0 | 0 | 0
06h30 | 0 | 0 | 0 | 0
07h30 | 0 | 0 | 0 | 0
08h30 | 0 | 0 | 0 | 0
09h30 | 0 | 0 | 0 | 0
10h30 | 0 | 0 | 0 | 0
11h30 | 0 | 0 | 0 | 0
12h30 | 0 | 0 | 0 | 0
13h30 | 0 | 0 | 0 | 0
14h30 | 0 | 0 | 0 | 0
15h30 | 0 | 0 | 0 | 0
16h30 | 0 | 0 | 0 | 0
17h30 | 0 | 0 | 0 | 0
18h30 | 0 | 0 | 0 | 0
19h30 | 0 | 0 | 0 | 0
20h30 | 0 | 0 | 0 | 0
21h30 | 0 | 0 | 0 | 0
22h30 | 0 | 0 | 0 | 0
23h30 | 0 | 0 | 0 | 0
00h30 | 0 | 0 | 0 | 0
01h30 | 0 | 0 | 0 | 0
02h30 | 0 | 0 | 0 | 0
03h30 | 0 | 0 | 0 | 0
04h30 | 0 | 0 | 0 | 0
05h30 | 0 | 0 | 0 | 0
06h30 | 0 | 0 | 0 | 0
07h30 | 0 | 0 | 0 | 0
08h30 | 0 | 0 | 0 | 0
09h30 | 0 | 0 | 0 | 0
10h30 | 0 | 0 | 0 | 0
11h30 | 0 | 0 | 0 | 0
12h30 | 0 | 0 | 0 | 0
13h30 | 0 | 0 | 0 | 0
14h30 | 0 | 0 | 0 | 0
15h30 | 0 | 0 | 0 | 0
16h30 | 0 | 0 | 0 | 0
17h30 | 0 | 0 | 0 | 0
18h30 | 0 | 0 | 0 | 0
19h30 | 0 | 0 | 0 | 0
20h30 | 0 | 0 | 0 | 0
21h30 | 0 | 0 | 0 | 0
22h30 | 0 | 0 | 0 | 0
23h30 | 0 | 0 | 0 | 0
00h30 | 0 | 0 | 0 | 0
01h30 | 0 | 0 | 0 | 0
02h30 | 0 | 0 | 0 | 0
03h30 | 0 | 0 | 0 | 0
04h30 | 0 | 0 | 0 | 0
05h30 | 0 | 0 | 0 | 0
06h30 | 0 | 0 | 0 | 0
07h30 | 0 | 0 | 0 | 0
08h30 | 0 | 0 | 0 | 0
09h30 | 0 | 0 | 0 | 0
10h30 | 0 | 0 | 0 | 0
11h30 | 0 | 0 | 0 | 0
12h30 | 0 | 0 | 0 | 0
13h30 | 0 | 0 | 0 | 0
14h30 | 0 | 0 | 0 | 0
15h30 | 0 | 0 | 0 | 0
16h30 | 0 | 0 | 0 | 0
17h30 | 0 | 0 | 0 | 0
18h30 | 0 | 0 | 0 | 0
19h30 | 0 | 0 | 0 | 0
20h30 | 0 | 0 | 0 | 0
21h30 | 0 | 0 | 0 | 0
22h30 | 0 | 0 | 0 | 0
23h30 | 0 | 0 | 0 | 0
00h30 | 0 | 0 | 0 | 0
01h30 | 0 | 0 | 0 | 0
02h30 | 0 | 0 | 0 | 0
03h30 | 0 | 0 | 0 | 0
04h30 | 0 | 0 | 0 | 0
05h30 | 0 | 0 | 0 | 0
06h30 | 0 | 0 | 0 | 0
07h30 | 0 | 0 | 0 | 0
08h30 | 0 | 0 | 0 | 0
09h30 | 0 | 0 | 0 | 0
10h30 | 0 | 0 | 0 | 0
11h30 | 0 | 0 | 0 | 0
12h30 | 0 | 0 | 0 | 0
13h30 | 0 | 0 | 0 | 0
14h30 | 0 | 0 | 0 | 0
15h30 | 0 | 0 | 0 | 0
16h30 | 0 | 0 | 0 | 0
17h30 | 0 | 0 | 0 | 0
18h30 | 0 | 0 | 0 | 0
19h30 | 0 | 0 | 0 | 0
20h30 | 0 | 0 | 0 | 0
21h30 | 0 | 0 | 0 | 0
22h30 | 0 | 0 | 0 | 0
23h30 | 0 | 0 | 0 | 0
00h30 | 0 | 0 | 0 | 0
01h30 | 0 | 0 | 0 | 0
02h30 | 0 | 0 | 0 | 0
03h30 | 0 | 0 | 0 | 0
04h30 | 0 | 0 | 0 | 0
05h30 | 0 | 0 | 0 | 0
06h30 | 0 | 0 | 0 | 0
07h30 | 0 | 0 | 0 | 0
08h30 | 0 | 0 | 0 | 0
09h30 | 0 | 0 | 0 | 0
10h30 | 0 | 0 | 0 | 0
11h30 | 0 | 0 | 0 | 0
12h30 | 0 | 0 | 0 | 0
13h30 | 0 | 0 | 0 | 0
14h30 | 0 | 0 | 0 | 0
15h30 | 0 | 0 | 0 | 0
16h30 | 0 | 0 | 0 | 0
17h30 | 0 | 0 | 0 | 0
18h30 | 0 | 0 | 0 | 0
19h30 | 0 | 0 | 0 | 0
20h30 | 0 | 0 | 0 | 0
21h30 | 0 | 0 | 0 | 0
22h30 | 0 | 0 | 0 | 0
23h30 | 0 | 0 | 0 | 0
00h30 | 0 | 0 | 0 | 0
01h30 | 0 | 0 | 0 | 0
02h30 | 0 | 0 | 0 | 0
03h30 | 0 | 0 | 0 | 0
04h30 | 0 | 0 | 0 | 0
05h30 | 0 | 0 | 0 | 0
06h30 | 0 | 0 | 0 | 0
07h30 | 0 | 0 | 0 | 0
08h30 | 0 | 0 | 0 | 0
09h30 | 0 | 0 | 0 | 0
10h30 | 0 | 0 | 0 | 0
11h30 | 0 | 0 | 0 | 0
12h30 | 0 | 0 | 0 | 0
13h30 | 0 | 0 | 0 | 0
14h30 | 0 | 0 | 0 | 0
15h30 | 0 | 0 | 0 | 0
16h30 | 0 | 0 | 0 | 0
17h30 | 0 | 0 | 0 | 0
18h30 | 0 | 0 | 0 | 0
19h30 | 0 | 0 | 0 | 0
20h30 | 0 | 0 | 0 | 0
21h30 | 0 | 0 | 0 | 0
22h30 | 0 | 0 | 0 | 0
23h30 | 0 | 0 | 0 | 0
00h30 | 0 | 0 | 0 | 0
01h30 | 0 | 0 | 0 | 0
02h30 | 0 | 0 | 0 | 0
03h30 | 0 | 0 | 0 | 0
04h30 | 0 | 0 | 0 | 0
05h30 | 0 | 0 | 0 | 0
06h30 | 0 | 0 | 0 | 0
07h30 | 0 | 0 | 0 | 0
08h30 | 0 | 0 | 0 | 0
09h30 | 0 | 0 | 0 | 0
10h30 | 0 | 0 | 0 | 0
11h30 | 0 | 0 | 0 | 0
12h30 | 0 | 0 | 0 | 0
13h30 | 0 | 0 | 0 | 0
14h30 | 0 | 0 | 0 | 0
15h30 | 0 | 0 | 0 | 0
16h30 | 0 | 0 | 0 | 0
17h30 | 0 | 0 | 0 | 0
18h30 | 0 | 0 | 0 | 0
19h30 | 0 | 0 | 0 | 0
20h30 | 0 | 0 | 0 | 0
21h30 | 0 | 0 | 0 | 0
22h30 | 0 | 0 | 0 | 0
23h30 | 0 | 0 | 0 | 0
00h30 | 0 | 0 | 0 | 0
01h30 | 0 | 0 | 0 | 0
02h30 | 0 | 0 | 0 | 0
03h30 | 0 | 0 | 0 | 0
04h30 | 0 | 0 | 0 | 0
05h30 | 0 | 0 | 0 | 0
06h30 | 0 | 0 | 0 | 0
07h30 | 0 | 0 | 0 | 0
08h30 | 0 | 0 | 0 | 0
09h30 | 0 | 0 | 0 | 0
10h30 | 0 | 0 | 0 | 0
11h30 | 0 | 0 | 0 | 0
12h30 | 0 | 0 | 0 | 0
13h30 | 0 | 0 | 0 | 0
14h30 | 0 | 0 | 0 | 0
15h30 | 0 | 0 | 0 | 0
16h30 | 0 | 0 | 0 | 0
17h30 | 0 | 0 | 0 | 0
18h30 | 0 | 0 | 0 | 0
19h30 | 0 | 0 | 0 | 0
20h30 | 0 | 0 | 0 | 0
21h30 | 0 | 0 | 0 | 0
22h30 | 0 | 0 | 0 | 0
23h30 | 0 | 0 | 0 | 0
00h30 | 0 | 0 | 0 | 0
01h30 | 0 | 0 | 0 | 0
02h30 | 0 | 0 | 0 | 0
03h30 | 0 | 0 | 0 | 0
04h30 | 0 | 0 | 0 | 0
05h30 | 0 | 0 | 0 | 0
06h30 | 0 | 0 | 0 | 0
07h30 | 0 | 0 | 0 | 0
08h30 | 0 | 0 | 0 | 0
09h30 | 0 | 0 | 0 | 0
10h30 | 0 | 0 | 0 | 0
11h30 | 0 | 0 | 0 | 0
12h30 | 0 | 0 | 0 | 0
13h30 | 0 | 0 | 0 | 0
14h30 | 0 | 0 | 0 | 0
15h30 | 0 | 0 | 0 | 0
16h30 | 0 | 0 | 0 | 0
17h30 | 0 | 0 | 0 | 0
18h30 | 0 | 0 | 0 | 0
19h30 | 0 | 0 | 0 | 0
20h30 | 0 | 0 | 0 | 0
21h30 | 0 | 0 | 0 | 0
22h30 | 0 | 0 | 0 | 0
23h30 | 0 | 0 | 0 | 0
00h30 | 0 | 0 | 0 | 0
01h30 | 0 | 0 | 0 | 0
02h30 | 0 | 0 | 0 | 0
03h30 | 0 | 0 | 0 | 0
04h30 | 0 | 0 | 0 | 0
05h30 | 0 | 0 | 0 | 0
06h30 | 0 | 0 | 0 | 0
07h30 | 0 | 0 | 0 | 0
08h30 | 0 | 0 | 0 | 0
09h30 | 0 | 0 | 0 | 0
10h30 | 0 | 0 | 0 | 0
11h30 | 0 | 0 | 0 | 0
12h30 | 0 | 0 | 0 | 0
13h30 | 0 | 0 | 0 | 0
14h30 | 0 | 0 | 0 | 0
15h30 | 0 | 0 | 0 | 0
16h30 | 0 | 0 | 0 | 0
17h30 | 0 | 0 | 0 | 0
18h30 | 0 | 0 | 0 | 0
19h30 | 0 | 0 | 0 | 0
20h30 | 0 | 0 | 0 | 0
21h30 | 0 | 0 | 0 | 0
22h30 | 0 | 0 | 0 | 0
23h30 | 0 | 0 | 0 | 0
00h30 | 0 | 0 | 0 | 0
01h30 | 0 | 0 | 0 | 0
02h30 | 0 | 0 | 0 | 0
03h30 | 0 | 0 | 0 | 0
04h30 | 0 | 0 | 0 | 0
05h30 | 0 | 0 | 0 | 0
06h30 | 0 | 0 | 0 | 0
07h30 | 0 | 0 | 0 | 0
08h30 | 0 | 0 | 0 | 0
09h30 | 0 | 0 | 0 | 0
10h30 | 0 | 0 | 0 | 0
11h30 | 0 | 0 | 0 | 0
12h30 | 0 | 0 | 0 | 0
13h30 | 0 | 0 | 0 | 0
14h30 | 0 | 0 | 0 | 0
15h30 | 0 | 0 | 0 | 0
16h30 | 0 | 0 | 0 | 0
17h30 | 0 | 0 | 0 | 0
18h30 | 0 | 0 | 0 | 0
19h30 | 0 | 0 | 0 | 0
20h30 | 0 | 0 | 0 | 0
21h30 | 0 | 0 | 0 | 0
22h30 | 0 | 0 | 0 | 0
23h30 | 0 | 0 | 0 | 0
00h30 | 0 | 0 | 0 | 0
01h30 | 0 | 0 | 0 | 0
02h30 | 0 | 0 | 0 | 0
03h30 | 0 | 0 | 0 | 0
04h30 | 0 | 0 | 0 | 0
05h30 | 0 | 0 | 0 | 0
06h30 | 0 | 0 | 0 | 0
07h30 | 0 | 0 | 0 | 0
08h30 | 0 | 0 | 0 | 0
09h30 | 0 | 0 | 0 | 0
10h30 | 0 | 0 | 0 | 0
11h30 | 0 | 0 | 0 | 0
12h30 | 0 | 0 | 0 | 0
13h30 | 0 | 0 | 0 | 0
14h30 | 0 | 0 | 0 | 0
15h30 | 0 | 0 | 0 | 0
16h30 | 0 | 0 | 0 | 0
17h30 | 0 | 0 | 0 | 0
18h30 | 0 | 0 | 0 | 0
19h30 | 0 | 0 | 0 | 0
20h30 | 0 | 0 | 0 | 0
21h30 | 0 | 0 | 0 | 0
22h30 | 0 | 0 | 0 | 0
23h30 | 0 | 0 | 0 | 0
00h30 | 0 | 0 | 0 | 0
01h30 | 0 | 0 | 0 | 0
02h30 | 0 | 0 | 0 | 0
03h30 | 0 | 0 | 0 | 0
04h30 | 0 | 0 | 0 | 0
05h30 | 0 | 0 | 0 | 0
06h30 | 0 | 0 | 0 | 0
07h30 | 0 | 0 | 0 | 0
08h30 | 0 | 0 | 0 | 0
09h30 | 0 | 0 | 0 | 0
10h30 | 0 | 0 | 0 | 0
11h30 | 0 | 0 | 0 | 0
12h30 | 0 | 0 | 0 | 0
13h30 | 0 | 0 | 0 | 0
14h30 | 0 | 0 | 0 | 0
15h30 | 0 | 0 | 0 | 0
16h30 | 0 | 0 | 0 | 0
17h30 | 0 | 0 | 0 | 0
18h30 | 0 | 0 | 0 | 0
19h30 | 0 | 0 | 0 | 0
20h30 | 0 | 0 | 0 | 0
21h30 | 0 | 0 | 0 | 0
22h30 | 0 | 0 | 0 | 0
23h30 | 0 | 0 | 0 | 0
00h30 | 0 | 0 | 0 | 0
01h30 | 0 | 0 | 0 | 0
02h30 | 0 | 0 | 0 | 0
03h30 | 0 | 0 | 0 | 0
04h30 | 0 | 0 | 0 | 0
05h30 | 0 | 0 | 0 | 0
06h30 | 0 | 0 | 0 | 0
07h30 | 0 | 0 | 0 | 0
08h30 | 0 | 0 | 0 | 0
09h30 | 0 | 0 | 0 | 0
10h30 | 0 | 0 | 0 | 0
11h30 | 0 | 0 | 0 | 0
12h30 | 0 | 0 | 0 | 0
13h30 | 0 | 0 | 0 | 0
14h30 | 0 | 0 | 0 | 0
15h30 | 0 | 0 | 0 | 0
16h30 | 0 | 0 | 0 | 0
17h30 | 0 | 0 | 0 | 0
18h30 | 0 | 0 | 0 | 0
19h30 | 0 | 0 | 0 | 0
20h30 | 0 | 0 | 0 | 0
21h30 | 0 | 0 | 0 | 0
22h30 | 0 | 0 | 0 | 0
23h30 | 0 | 0 | 0 | 0
00h30 | 0 | 0 | 0 | 0
01h30 | 0 | 0 | 0 | 0
02h30 | 0 | 0 | 0 | 0
03h30 | 0 | 0 | 0 | 0
04h30 | 0 | 0 | 0 | 0
05h30 | 0 | 0 | 0 | 0
06h30 | 0 | 0 | 0 | 0
07h30 | 0 | 0 | 0 | 0
08h30 | 0 | 0 | 0 | 0
09h30 | 0 | 0 | 0 | 0
10h30 | 0 | 0 | 0 | 0
11h30 | 0 | 0 | 0 | 0
12h30 | 0 | 0 | 0 | 0
13h30 | 0 | 0 | 0 | 0
14h30 | 0 | 0 | 0 | 0
15h30 | 0 | 0 | 0 | 0
16h30 | 0 | 0 | 0 | 0
17h30 | 0 | 0 | 0 | 0
18h30 | 0 | 0 | 0 | 0
19h30 | 0 | 0 | 0 | 0
20h30 | 0 | 0 | 0 | 0
21h30 | 0 | 0 | 0 | 0
22h30 | 0 | 0 | 0 | 0
23h30 | 0 | 0 | 0 | 0
00h30 | 0 | 0 | 0 | 0
01h30 | 0 | 0 | 0 | 0
02h30 | 0 | 0 | 0 | 0
03h30 | 0 | 0 | 0 | 0
04h30 | 0 | 0 | 0 | 0
05h30 | 0 | 0 | 0 | 0
06h30 | 0 | 0 | 0 | 0
07h30 | 0 | 0 | 0 | 0
08h30 | 0 | 0 | 0 | 0
09h30 | 0 | 0 | 0 | 0
10h30 | 0 | 0 | 0 | 0
11h30 | 0 | 0 | 0 | 0
12h30 | 0 | 0 | 0 | 0
13h30 | 0 | 0 | 0 | 0
14h30 | 0 | 0 | 0 | 0
15h30 | 0 | 0 | 0 | 0
16h30 | 0 | 0 | 0 | 0
17h30 | 0 | 0 | 0 | 0
18h30 | 0 | 0 | 0 | 0
19h30 | 0 | 0 | 0 | 0
20h30 | 0 | 0 | 0 | 0
21h30 | 0 | 0 | 0 | 0
22h30 | 0 | 0 | 0 | 0
23h30 | 0 | 0 | 0 | 0
00h30 | 0 | 0 | 0 | 0
01h30 | 0 | 0 | 0 | 0
02h30 | 0 | 0 | 0 | 0
03h30 | 0 | 0 | 0 | 0
04h30 | 0 | 0 | 0 | 0
05h30 | 0 | 0 | 0 | 0
06h30 | 0 | 0 | 0 | 0
07h30 | 0 | 0 | 0 | 0
08h30 | 0 | 0 | 0 | 0
09h30 | 0 | 0 | 0 | 0
10h30 | 0 | 0 | 0 | 0
11h30 | 0 | 0 | 0 | 0
12h30 | 0 | 0 | 0 | 0
13h30 | 0 | 0 | 0 | 0
14h30 | 0 | 0 | 0 | 0
15h30 | 0 | 0 | 0 | 0
16h30 | 0 | 0 | 0 | 0
17h30 | 0 | 0 | 0 | 0
18h30 | 0 | 0 | 0 | 0
19h30 | 0 | 0 | 0 | 0
20h30 | 0 | 0 | 0 | 0
21h30 | 0 | 0 | 0 | 0
22h30 | 0 | 0 | 0 | 0
23h30 | 0 | 0 | 0 | 0
00h30 | 0 | 0 | 0 | 0
01h30 | 0 | 0 | 0 | 0
02h30 | 0 | 0 | 0 | 0
03h30 | 0 | 0 | 0 | 0
04h30 | 0 | 0 | 0 | 0
05h30 | 0 | 0 | 0 | 0
06h30 | 0 | 0 | 0 | 0
07h30 | 0 | 0 | 0 | 0
08h30 | 0 | 0 | 0 | 0
09h30 | 0 | 0 | 0 | 0
10h30 | 0 | 0 | 0 | 0
11h30 | 0 | 0 | 0 | 0
12h30 | 0 | 0 | 0 | 0
13h30 | 0 | 0 | 0 | 0
14h30 | 0 | 0 | 0 | 0
15h30 | 0 | 0 | 0 | 0
16h30 | 0 | 0 | 0 | 0
17h30 | 0 | 0 | 0 | 0
18h30 | 0 | 0 | 0 | 0
19h30 | 0 | 0 | 0 | 0
20h30 | 0 | 0 | 0 | 0
21h30 | 0 | 0 | 0 | 0
22h30 | 0 | 0 | 0 | 0
23h30 | 0 | 0 | 0 | 0
00h30 | 0 | 0 | 0 | 0
01h30 | 0 | 0 | 0 | 0
02h30 | 0 | 0 | 0 | 0
03h30 | 0 | 0 | 0 | 0
04h30 | 0 | 0 | 0 | 0
05h30 | 0 | 0 | 0 | 0
06h30 | 0 | 0 | 0 | 0
07h30 | 0 | 0 | 0 | 0
08h30 | 0 | 0 | 0 | 0
09h30 | 0 | 0 | 0 | 0
10h30 | 0 | 0 | 0 | 0
11h30 | 0 | 0 | 0 | 0
12h30 | 0 | 0 | 0 | 0
13h30 | 0 | 0 | 0 | 0
14h30 | 0 | 0 | 0 | 0
15h30 | 0 | 0 | 0 | 0
16h30 | 0 | 0 | 0 | 0
17h30 | 0 | 0 | 0 | 0
18h30 | 0 | 0 | 0 | 0
19h30 | 0 | 0 | 0 | 0
20h30 | 0 | 0 | 0 | 0
21h30 | 0 | 0 | 0 | 0
22h30 | 0 | 0 | 0 | 0
23h30 | 0 | 0 | 0 | 0
00h30 | 0 | 0 | 0 | 0
01h30 | 0 | 0 | 0 | 0
02h30 | 0 | 0 | 0 | 0
03h30 | 0 | 0 | 0 | 0
04h30 | 0 | 0 | 0 | 0
05h30 | 0 | 0 | 0 | 0
06h30 | 0 | 0 | 0 | 0
07h30 | 0 | 0 | 0 | 0
08h30 | 0 | 0 | 0 | 0
09h30 | 0 | 0 | 0 | 0
10h30 | 0 | 0 | 0 | 0
11h30 | 0 | 0 | 0 | 0
12h30 | 0 | 0 | 0 | 0
13h30 | 0 | 0 | 0 | 0
14h30 | 0 | 0 | 0 | 0
15h30 | 0 | 0 | 0 | 0
16h30 | 0 | 0 | 0 | 0
17h30 | 0 | 0 | 0 | 0
18h30 | 0 | 0 | 0 | 0
19h30 | 0 | 0 | 0 | 0
20h30 | 0 | 0 | 0 | 0
21h30 | 0 | 0 | 0 | 0
22h30 | 0 | 0 | 0 | 0
23h30 | 0 | 0 | 0 | 0
00h30 | 0 | 0 | 0 | 0
01h30 | 0 | 0 | 0 | 0
02h30 | 0 | 0 | 0 | 0
03h30 | 0 | 0 | 0 | 0
04h30 | 0 | 0 | 0 | 0
05h30 | 0 | 0 | 0 | 0
06h30 | 0 | 0 | 0 | 0
07h30 | 0 | 0 | 0 | 0
08h30 | 0 | 0 | 0 | 0
09h30 | 0 | 0 | 0 | 0
10h30 | 0 | 0 | 0 | 0
11h30 | 0 | 0 | 0 | 0
12h30 | 0 | 0 | 0 | 0
13h30 | 0 | 0 | 0 | 0
14h30 | 0 | 0 | 0 | 0
15h30 | 0 | 0 | 0 | 0
16h30 | 0 | 0 | 0 | 0
17h30 | 0 | 0 | 0 | 0
18h30 | 0 | 0 | 0 | 0
19h30 | 0 | 0 | 0 | 0
20h30 | 0 | 0 | 0 | 0
21h30 | 0 | 0 | 0 | 0
22h30 | 0 | 0 | 0 | 0
23h30 | 0 | 0 | 0 | 0
00h30 | 0 | 0 | 0 | 0
01h30 | 0 | 0 | 0 | 0
02h30 | 0 | 0 | 0 | 0
03h30 | 0 | 0 | 0 | 0
04h30 | 0 | 0 | 0 | 0
05h30 | 0 | 0 | 0 | 0
06h30 | 0 | 0 | 0 | 0
07h30 | 0 | 0 | 0 | 0
08h30 | 0 | 0 | 0 | 0
09h30 | 0 | 0 | 0 | 0
10h30 | 0 | 0 | 0 | 0
11h30 | 0 | 0 | 0 | 0
12h30 | 0 | 0 | 0 | 0
13h30 | 0 | 0 | 0 | 0
14h30 | 0 | 0 | 0 | 0
15h30 | 0 | 0 | 0 | 0
16h30 | 0 | 0 | 0 | 0
17h30 | 0 | 0 | 0 | 0
18h30 | 0 | 0 | 0 | 0
19h30 | 0 | 0 | 0 | 0
20h30 | 0 | 0 | 0 | 0
21h30 | 0 | 0 | 0 | 0
22h30 | 0 | 0 | 0 | 0
23h30 | 0 | 0 | 0 | 0
00h30 | 0 | 0 | 0 | 0
01h30 | 0 | 0 | 0 | 0
02h30 | 0 | 0 | 0 | 0
03h30 | 0 | 0 | 0 | 0
04h30 | 0 | 0 | 0 | 0
05h30 | 0 | 0 | 0 | 0
06h30 | 0 | 0 | 0 | 0
07h30 | 0 | 0 | 0 | 0
08h30 | 0 | 0 | 0 | 0
09h30 | 0 | 0 | 0 | 0
10h30 | 0 | 0 | 0 | 0
11h30 | 0 | 0 | 0 | 0
12h30 | 0 | 0 | 0 | 0
13h30 | 0 | 0 | 0 | 0
14h30 | 0 | 0 | 0 | 0
15h30 | 0 | 0 | 0 | 0
16h30 | 0 | 0 | 0 | 0
17h30 | 0 | 0 | 0 | 0
18h30 | 0 | 0 | 0 | 0
19h30 | 0 | 0 | 0 | 0
20h30 | 0 | 0 | 0 | 0
21h30 | 0 | 0 | 0 | 0
22h30 | 0 | 0 | 0 | 0
23h30 | 0 | 0 | 0 | 0
00h30 | 0 | 0 | 0 | 0
01h30 | 0 | 0 | 0 | 0
02h30 | 0 | 0 | 0 | 0
03h30 | 0 | 0 | 0 | 0
04h30 | 0 | 0 | 0 | 0
05h30 | 0 | 0 | 0 | 0
06h30 | 0 | 0 | 0 | 0
07h30 | 0 | 0 | 0 | 0
08h30 | 0 | 0 | 0 | 0
09h30 | 0 | 0 | 0 | 0
10h30 | 0 | 0 | 0 | 0
11h30 | 0 | 0 | 0 | 0
12h30 | 0 | 0 | 0 | 0
13h30 | 0 | 0 | 0 | 0
14h30 | 0 | 0 | 0 | 0
15h30 | 0 | 0 | 0 | 0
16h30 | 0 | 0 | 0 | 0
17h30 | 0 | 0 | 0 | 0
18h30 | 0 | 0 | 0 | 0
19h30 | 0 | 0 | 0 | 0
20h30 | 0 | 0 | 0 | 0
21h30 | 0 | 0 | 0 | 0
22h30 | 0 | 0 | 0 | 0
23h30 | 0 | 0 | 0 | 0
00h30 | 0 | 0 | 0 | 0
01h30 | 0 | 0 | 0 | 0
02h30 | 0 | 0 | 0 | 0
03h30 | 0 | 0 | 0 | 0
04h30 | 0 | 0 | 0 | 0
05h30 | 0 | 0 | 0 | 0
06h30 | 0 | 0 | 0 | 0
07h30 | 0 | 0 | 0 | 0
08h30 | 0 | 0 | 0 | 0
09h30 | 0 | 0 | 0 | 0
10h30 | 0 | 0 | 0 | 0
11h30 | 0 | 0 | 0 | 0
12h30 | 0 | 0 | 0 | 0
13h30 | 0 | 0 | 0 | 0
14h30 | 0 | 0 | 0 | 0
15h30 | 0 | 0 | 0 | 0
16h30 | 0 | 0 | 0 | 0
17h30 | 0 | 0 | 0 | 0
18h30 | 0 | 0 | 0 | 0
19h30 | 0 | 0 | 0 | 0
20h30 | 0 | 0 | 0 | 0
21h30 | 0 | 0 | 0 | 0
22h30 | 0 | 0 | 0 | 0
23h30 | 0 | 0 | 0 | 0
00h30 | 0 | 0 | 0 | 0
01h30 | 0 | 0 | 0 | 0
02h30 | 0 | 0 | 0 | 0
03h30 | 0 | 0 | 0 | 0
04h30 | 0 | 0 | 0 | 0
05h30 | 0 | 0 | 0 | 0
06h30 | 0 | 0 | 0 | 0
07h30 | 0 | 0 | 0 | 0
08h30 | 0 | 0 | 0 | 0
09h30 | 0 | 0 | 0 | 0
10h30 | 0 | 0 | 0 | 0
11h30 | 0 | 0 | 0 | 0
12h30 | 0 | 0 | 0 | 0
13h30 | 0 | 0 | 0 | 0
14h30 | 0 | 0 | 0 | 0
15h30 | 0 | 0 | 0 | 0
16h30 | 0 | 0 | 0 | 0
17h30 | 0 | 0 | 0 | 0
18h30 | 0 | 0 | 0 | 0
19h30 | 0 | 0 | 0 | 0
20h30 | 0 | 0 | 0 | 0
21h30 | 0 | 0 | 0 | 0
22h30 | 0 | 0 | 0 | 0
23h30 | 0 | 0 | 0 | 0
00h30 | 0 | 0 | 0 | 0
01h30 | 0 | 0 | 0 | 0
02h30 | 0 | 0 | 0 | 0
03h30 | 0 | 0 | 0 | 0
04h30 | 0 | 0 | 0 | 0
05h30 | 0 | 0 | 0 | 0
06h30 | 0 | 0 | 0 | 0
07h30 | 0 | 0 | 0 | 0
08h30 | 0 | 0 | 0 | 0
09h30 | 0 | 0 | 0 | 0
10h30 | 0 | 0 | 0 | 0
11h30 | 0 | 0 | 0 | 0
12h30 | 0 | 0 | 0 | 0
13h30 | 0 | 0 | 0 | 0
14h30 | 0 | 0 | 0 | 0
15h30 | 0 | 0 | 0 | 0
16h30 | 0 | 0 | 0 | 0
17h30 | 0 | 0 | 0 | 0
18h30 | 0 | 0 | 0 | 0
19h30 | 0 | 0 | 0 | 0
20h30 | 0 | 0 | 0 | 0
21h30 | 0 | 0 | 0 | 0
22h30 | 0 | 0 | 0 | 0
23h30 | 0 | 0 | 0 | 0
00h30 | 0 | 0 | 0 | 0
01h30 | 0 | 0 | 0 | 0
02h30 | 0 | 0 | 0 | 0
03h30 | 0 | 0 | 0 | 0
04h30 | 0 | 0 | 0 | 0
05h30 | 0 | 0 | 0 | 0
06h30 | 0 | 0 | 0 | 0
07h30 | 0 | 0 | 0 | 0
08h30 | 0 | 0 | 0 | 0
09h30 | 0 | 0 | 0 | 0
10h30 | 0 | 0 | 0 | 0
11h30 | 0 | 0 | 0 | 0
12h30 | 0 | 0 | 0 | 0
13h30 | 0 | 0 | 0 | 0
14h30 | 0 | 0 | 0 | 0
15h30 | 0 | 0 | 0 | 0
16h30 | 0 | 0 | 0 | 0
17h30 | 0 | 0 | 0 | 0
18h30 | 0 | 0 | 0 | 0
19h30 | 0 | 0 | 0 | 0
20h30 | 0 | 0 | 0 | 0
21h30 | 0 | 0 | 0 | 0
22h30 | 0 | 0 | 0 | 0
23h30 | 0 | 0 | 0 | 0
00h30 | 0 | 0 | 0 | 0
01h30 | 0 | 0 | 0 | 0
02h30 | 0 | 0 | 0 | 0
03h30 | 0 | 0 | 0 | 0
04h30 | 0 | 0 | 0 | 0
05h30 | 0 | 0 | 0 | 0
06h30 | 0 | 0 | 0 | 0
07h30 | 0 | 0 | 0 | 0
08h30 | 0 | 0 | 0 | 0
09h30 | 0 | 0 | 0 | 0
10h30 | 0 | 0 | 0 | 0
11h30 | 0 | 0 | 0 | 0
12h30 | 0 | 0 | 0 | 0
13h30 | 0 | 0 | 0 | 0
14h30 | 0 | 0 | 0 | 0
15h30 | 0 | 0 | 0 | 0
16h30 | 0 | 0 | 0 | 0
17h30 | 0 | 0 | 0 | 0
18h30 | 0 | 0 | 0 | 0
19h30 | 0 | 0 | 0 | 0
20h30 | 0 | 0 | 0 | 0
21h30 | 0 | 0 | 0 | 0
22h30 | 0 | 0 | 0 | 0
23h30 | 0 | 0 | 0 | 0
00h30 | 0 | 0 | 0 | 0
01h30 | 0 | 0 | 0 | 0
02h30 | 0 | 0 | 0 | 0
03h30 | 0 | 0 | 0 | 0
04h30 | 0 | 0 | 0 | 0
05h30 | 0 | 0 | 0 | 0
06h30 | 0 | 0 | 0 | 0
07h30 | 0 | 0 | 0 | 0
08h30 | 0 | 0 | 0 | 0
09h30 | 0 | 0 | 0 | 0
10h30 | 0 | 0 | 0 | 0
11h30 | 0 | 0 | 0 | 0
12h30 | 0 | 0 | 0 | 0
13h30 | 0 | 0 | 0 | 0
14h30 | 0 | 0 | 0 | 0
15h30 | 0 | 0 | 0 | 0
16h30 | 0 | 0 | 0 | 0
17h30 | 0 | 0 | 0 | 0
18h30 | 0 | 0 | 0 | 0
19h30 | 0 | 0 | 0 | 0
20h30 | 0 | 0 | 0 | 0
21h30 | 0 | 0 | 0 | 0
22h30 | 0 | 0 | 0 | 0
23h30 | 0 | 0 | 0 | 0
00h30 | 0 | 0 | 0 | 0
01h30 | 0 | 0 | 0 | 0
02h30 | 0 | 0 | 0 | 0
03h30 | 0 | 0 | 0 | 0
04h30 | 0 | 0 | 0 | 0
05h30 | 0 | 0 | 0 | 0
06h30 | 0 | 0 | 0 | 0
07h30 | 0 | 0 | 0 | 0
08h30 | 0 | 0 | 0 | 0
09h30 | 0 | 0 | 0 | 0
10h30 | 0 | 0 | 0 | 0
11h30 | 0 | 0 | 0 | 0
12h30 | 0 | 0 | 0 | 0
13h30 | 0 | 0 | 0 | 0
14h30 | 0 | 0 | 0 | 0
15h30 | 0 | 0 | 0 | 0
16h30 | 0 | 0 | 0 | 0
17h30 | 0 | 0 | 0 | 0
18h30 | 0 | 0 | 0 | 0
19h30 | 0 | 0 | 0 | 0
20h30 | 0 | 0 | 0 | 0
21h30 | 0 | 0 | 0 | 0
22h30 | 0 | 0 | 0 | 0
23h30 | 0 | 0 | 0 | 0
00h30 | 0 | 0 | 0 | 0
01h30 | 0 | 0 | 0 | 0
02h30 | 0 | 0 | 0 | 0
03h30 | 0 | 0 | 0 | 0
04h30 | 0 | 0 | 0 | 0
05h30 | 0 | 0 | 0 | 0
06h30 | 0 | 0 | 0 | 0
07h30 | 0 | 0 | 0 | 0
08h30 | 0 | 0 | 0 | 0
09h30 | 0 | 0 | 0 | 0
10h30 | 0 | 0 | 0 | 0
11h30 | 0 | 0 | 0 | 0
12h30 | 0 | 0 | 0 | 0
13h30 | 0 | 0 | 0 | 0
14h30 | 0 | 0 | 0 | 0
15h30 | 0 | 0 | 0 | 0
16h30 | 0 | 0 | 0 | 0
17h30 | 0 | 0 | 0 | 0
18h30 | 0 | 0 | 0 | 0
19h30 | 0 | 0 | 0 | 0
20h30 | 0 | 0 | 0 | 0
21h30 | 0 | 0 | 0 | 0
22h30 | 0 | 0 | 0 | 0
23h30 | 0 | 0 | 0 | 0
00h30 | 0 | 0 | 0 | 0
01h30 | 0 | 0 | 0 | 0
02h30 | 0 | 0 | 0 | 0
03h30 | 0 | 0 | 0 | 0
04h30 | 0 | 0 | 0 | 0
05h30 | 0 | 0 | 0 | 0
06h30 | 0 | 0 | 0 | 0
07h30 | 0 | 0 | 0 | 0
08h30 | 0 | 0 | 0 | 0
09h30 | 0 | 0 | 0 | 0
10h30 | 0 | 0 | 0 | 0
11h30 | 0 | 0 | 0 | 0
12h30 | 0 | 0 | 0 | 0
13h30 | 0 | 0 | 0 | 0
14h30 | 0 | 0 | 0 | 0
15h30 | 0 | 0 | 0 | 0
16h30 | 0 | 0 | 0 | 0
17h30 | 0 | 0 | 0 | 0
18h30 | 0 | 0 | 0 | 0
19h30 | 0 | 0 | 0 | 0
20h30 | 0 | 0 | 0 | 0
21h30 | 0 | 0 | 0 | 0
22h30 | 0 | 0 | 0 | 0
23h30 | 0 | 0 | 0 | 0
00h30 | 0 | 0 | 0 | 0
01h30 | 0 | 0 | 0 | 0
02h30 | 0 | 0 | 0 | 0
03h30 | 0 | 0 | 0 | 0
04h30 | 0 | 0 | 0 | 0
05h30 | 0 | 0 | 0 | 0
06h30 | 0 | 0 | 0 | 0
07h30 | 0 | 0 | 0 | 0
08h30 | 0 | 0 | 0 | 0
09h30 | 0 | 0 | 0 | 0
10h30 | 0 | 0 | 0 | 0
11h30 | 0 | 0 | 0 | 0
12h30 | 0 | 0 | 0 | 0
13h30 | 0 | 0 | 0 | 0
14h30 | 0 | 0 | 0 | 0
15h30 | 0 | 0 | 0 | 0
16h30 | 0 | 0 | 0 | 0
17h30 | 0 | 0 | 0 | 0
18h30 | 0 | 0 | 0 | 0
19h30 | 0 | 0 | 0 | 0
20h30 | 0 | 0 | 0 | 0
21h30 | 0 | 0 | 0 | 0
22h30 | 0 | 0 | 0 | 0
23h30 | 0 | 0 | 0 | 0
00h30 | 0 | 0 | 0 | 0
01h30 | 0 | 0 | 0 | 0
02h30 | 0 | 0 | 0 | 0
03h30 | 0 | 0 | 0 | 0
04h30 | 0 | 0 | 0 | 0
05h30 | 0 | 0 | 0 | 0
06h30 | 0 | 0 | 0 | 0
07h30 | 0 | 0 | 0 | 0
08h30 | 0 | 0 | 0 | 0
09h30 | 0 | 0 | 0 | 0
10h30 | 0 | 0 | 0 | 0
11h30 | 0 | 0 | 0 | 0
12h30 | 0 | 0 | 0 | 0
13h30 | 0 | 0 | 0 | 0
14h30 | 0 | 0 | 0 | 0
15h30 | 0 | 0 | 0 | 0
16h30 | 0 | 0 | 0 | 0
17h30 | 0 | 0 | 0 | 0
18h30 | 0 | 0 | 0 | 0
19h30 | 0 | 0 | 0 | 0
20h30 | 0 | 0 | 0 | 0
21h30 | 0 | 0 | 0 | 0
22h30 | 0 | 0 | 0 | 0
23h30 | 0 | 0 | 0 | 0
00h30 | 0 | 0 | 0 | 0
01h30 | 0 | 0 | 0 | 0
02h30 | 0 | 0 | 0 | 0
03h30 | 0 | 0 | 0 | 0
04h30 | 0 | 0 | 0 | 0
05h30 | 0 | 0 | 0 | 0
06h30 | 0 | 0 | 0 | 0
07h30 | 0 | 0 | 0 | 0
08h30 | 0 | 0 | 0 | 0
09h30 | 0 | 0 | 0 | 0
10h30 | 0 | 0 | 0 | 0
11h30 | 0 | 0 | 0 | 0
12h30 | 0 | 0 | 0 | 0
13h30 | 0 | 0 | 0 | 0
14h30 | 0 | 0 | 0 | 0
15h30 | 0 | 0 | 0 | 0
16h30 | 0 | 0 | 0 | 0
17h30 | 0 | 0 | 0 | 0
18h30 | 0 | 0 | 0 | 0
19h30 | 0 | 0 | 0 | 0
20h30 | 0 | 0 | 0 | 0
21h30 | 0 | 0 | 0 | 0
22h30 | 0 | 0 | 0 | 0
23h30 | 0 | 0 | 0 | 0
00h30 | 0 | 0 | 0 | 0
01h30 | 0 | 0 | 0 | 0
02h30 | 0 | 0 | 0 | 0
03h30 | 0 | 0 | 0 | 0
04h30 | 0 | 0 | 0 | 0
05h30 | 0 | 0 | 0 | 0
06h30 | 0 | 0 | 0 | 0
07h30 | 0 | 0 | 0 | 0
08h30 | 0 | 0 | 0 | 0
09h30 | 0 | 0 | 0 | 0
10h30 | 0 | 0 | 0 | 0
11h30 | 0 | 0 | 0 | 0
12h30 | 0 | 0 | 0 | 0
13h30 | 0 | 0 | 0 | 0
14h30 | 0 | 0 | 0 | 0
15h30 | 0 | 0 | 0 | 0
16h30 | 0 | 0 | 0 | 0
17h30 | 0 | 0 | 0 | 0
18h30 | 0 | 0 | 0 | 0
19h30 | 0 | 0 | 0 | 0
20h30 | 0 | 0 | 0 | 0
21h30 | 0 | 0 | 0 | 0
22h30 | 0 | 0 | 0 | 0
23h30 | 0 | 0 | 0 | 0
00h30 | 0 | 0 | 0 | 0
01h30 | 0 | 0 | 0 | 0
02h30 | 0 | 0 | 0 | 0
03h30 | 0 | 0 | 0 | 0
04h30 | 0 | 0 | 0 | 0
05h30 | 0 | 0 | 0 | 0
06h30 | 0 | 0 | 0 | 0
07h30 | 0 | 0 | 0 | 0
08h30 | 0 | 0 | 0 | 0
09h30 | 0 | 0 | 0 | 0
10h30 | 0 | 0 | 0 | 0
11h30 | 0 | 0 | 0 | 0
12h30 | 0 | 0 | 0 | 0
13h30 | 0 | 0 | 0 | 0
14h30 | 0 | 0 | 0 | 0
15h30 | 0 | 0 | 0 | 0
16h30 | 0 | 0 | 0 | 0
17h30 | 0 | 0 | 0 | 0
18h30 | 0 | 0 | 0 | 0
19h30 | 0 | 0 | 0 | 0
20h30 | 0 | 0 | 0 | 0
21h30 | 0 | 0 | 0 | 0
22h30 | 0 | 0 | 0 | 0
23h30 | 0 | 0 | 0 | 0
00h30 | 0 | 0 | 0 | 0
01h30 | 0 | 0 | 0 | 0
02h30 | 0 | 0 | 0 | 0
03h30 | 0 | 0 | 0 | 0
04h30 | 0 | 0 | 0 | 0
05h30 | 0 | 0 | 0 | 0
06h30 | 0 | 0 | 0 | 0
07h30 | 0 | 0 | 0 | 0
08h30 | 0 | 0 | 0 | 0
09h30 | 0 | 0 | 0 | 0
10h30 | 0 | 0 | 0 | 0
11h30 | 0 | 0 | 0 | 0
12h30 | 0 | 0 | 0 | 0
13h30 | 0 | 0 | 0 | 0
14h30 | 0 | 0 | 0 | 0
15h30 | 0 | 0 | 0 | 0
16h30 | 0 | 0 | 0 | 0
17h30 | 0 | 0 | 0 | 0
18h30 | 0 | 0 | 0 | 0
19h30 | 0 | 0 | 0 | 0
20h30 | 0 | 0 | 0 | 0
21h30 | 0 | 0 | 0 | 0
22h30 | 0 | 0 | 0 | 0
23h30 | 0 | 0 | 0 | 0
00h30 | 0 | 0 | 0 | 0
01h30 | 0 | 0 | 0 | 0
02h30 | 0 | 0 | 0 | 0
03h30 | 0 | 0 | 0 | 0
04h30 | 0 | 0 | 0 | 0
05h30 | 0 | 0 | 0 | 0
06h30 | 0 | 0 | 0 | 0
07h30 | 0 | 0 | 0 | 0
08h30 | 0 | 0 | 0 | 0
09h30 | 0 | 0 | 0 | 0
10h30 | 0 | 0 | 0 | 0
11h30 | 0 | 0 | 0 | 0
12h30 | 0 | 0 | 0 | 0
13h30 | 0 | 0 | 0 | 0
14h30 | 0 | 0 | 0 | 0
15h30 | 0 | 0 | 0 | 0
16h30 | 0 | 0 | 0 | 0
17h30 | 0 | 0 | 0 | 0
18h30 | 0 | 0 | 0 | 0
19h30 | 0 | 0 | 0 | 0
20h30 | 0 | 0 | 0 | 0
21h30 | 0 | 0 | 0 | 0
22h30 | 0 | 0 | 0 | 0
23h30 | 0 | 0 | 0 | 0
00h30 | 0 | 0 | 0 | 0
01h30 | 0 | 0 | 0 | 0
02h30 | 0 | 0 | 0 | 0
03h30 | 0 | 0 | 0 | 0
04h30 | 0 | 0 | 0 | 0
05h30 | 0 | 0 | 0 | 0
06h30 | 0 | 0 | 0 | 0
07h30 | 0 | 0 | 0 | 0
08h30 | 0 | 0 | 0 | 0
09h30 | 0 | 0 | 0 | 0
10h30 | 0 | 0 | 0 | 0
11h30 | 0 | 0 | 0 | 0
12h30 | 0 | 0 | 0 | 0
13h30 | 0 | 0 | 0 | 0
14h30 | 0 | 0 | 0 | 0
15h30 | 0 | 0 | 0 | 0
16h30 | 0 | 0 | 0 | 0
17h30 | 0 | 0 | 0 | 0
18h30 | 0 | 0 | 0 | 0
19h30 | 0 | 0 | 0 | 0
20h30 | 0 | 0 | 0 | 0
21h30 | 0 | 0 | 0 | 0
22h30 | 0 | 0 | 0 | 0
23h30 | 0 | 0 | 0 | 0
00h30 | 0 | 0 | 0 | 0
01h30 | 0 | 0 | 0 | 0
02h30 | 0 | 0 | 0 | 0
03h30 | 0 | 0 | 0 | 0
04h30 | 0 | 0 | 0 | 0
05h30 | 0 | 0 | 0 | 0
06h30 | 0 | 0 | 0 | 0
07h30 | 0 | 0 | 0 | 0
08h30 | 0 | 0 | 0 | 0
09h30 | 0 | 0 | 0 | 0
10h30 | 0 | 0 | 0 | 0
11h30 | 0 | 0 | 0 | 0
12h30 | 0 | 0 | 0 | 0
13h30 | 0 | 0 | 0 | 0
14h30 | 0 | 0 | 0 | 0
15h30 | 0 | 0 | 0 | 0
16h30 | 0 | 0 | 0 | 0
17h30 | 0 | 0 | 0 | 0
18h30 | 0 | 0 | 0 | 0
19h30 | 0 | 0 | 0 | 0
20h30 | 0 | 0 | 0 | 0
21h30 | 0 | 0 | 0 | 0
22h30 | 0 | 0 | 0 | 0
23h30 | 0 | 0 | 0 | 0
00h30 | 0 | 0 | 0 | 0
01h30 | 0 | 0 | 0 | 0
02h30 | 0 | 0 | 0 | 0
03h30 | 0 | 0 | 0 | 0
04h30 | 0 | 0 | 0 | 0
05h30 | 0 | 0 | 0 | 0
06h30 | 0 | 0 | 0 | 0
07h30 | 0 | 0 | 0 | 0
08h30 | 0 | 0 | 0 | 0
09h30 | 0 | 0 | 0 | 0
10h30 | 0 | 0 | 0 | 0
11h30 | 0 | 0 | 0 | 0
12h30 | 0 | 0 | 0 | 0
13h30 | 0 | 0 | 0 | 0
14h30 | 0 | 0 | 0 | 0
15h30 | 0 | 0 | 0 | 0
16h30 | 0 | 0 | 0 | 0
17h30 | 0 | 0 | 0 | 0
18h30 | 0 | 0 | 0 | 0
19h30 | 0 | 0 | 0 | 0
20h30 | 0 | 0 | 0 | 0
21h30 | 0 | 0 | 0 | 0
22h30 | 0 | 0 | 0 | 0
23h30 | 0 | 0 | 0 | 0
00h30 | 0 | 0 | 0 | 0
01h30 | 0 | 0 | 0 | 0
02h30 | 0 | 0 | 0 | 0
03h30 | 0 | 0 | 0 | 0
04h30 | 0 | 0 | 0 | 0
05h30 | 0 | 0 | 0 | 0
06h30 | 0 | 0 | 0 | 0
07h30 | 0 | 0 | 0 | 0
08h30 | 0 | 0 | 0 | 0
09h30 | 0 | 0 | 0 | 0
10h30 | 0 | 0 | 0 | 0
11h30 | 0 | 0 | 0 | 0
12h30 | 0 | 0 | 0 | 0
13h30 | 0 | 0 | 0 | 0
14h30 | 0 | 0 | 0 | 0
15h30 | 0 | 0 | 0 | 0
16h30 | 0 | 0 | 0 | 0
17h30 | 0 | 0 | 0 | 0
18h30 | 0 | 0 | 0 | 0
19h30 | 0 | 0 | 0 | 0
20h30 | 0 | 0 | 0 | 0
21h30 | 0 | 0 | 0 | 0
22h30 | 0 | 0 | 0 | 0
23h30 | 0 | 0 | 0 | 0
00h30 | 0 | 0 | 0 | 0
01h30 | 0 | 0 | 0 | 0
02h30 | 0 | 0 | 0 | 0
03h30 | 0 | 0 | 0 | 0
04h30 | 0 | 0 | 0 | 0
05h30 | 0 | 0 | 0 | 0
06h30 | 0 | 0 | 0 | 0
07h30 | 0 | 0 | 0 | 0
08h30 | 0 | 0 | 0 | 0
09h30 | 0 | 0 | 0 | 0
10h30 | 0 | 0 | 0 | 0
11h30 | 0 | 0 | 0 | 0
12h30 | 0 | 0 | 0 | 0
13h30 | 0 | 0 | 0 | 0
14h30 | 0 | 0 | 0 | 0
15h30 | 0 | 0 | 0 | 0
16h30 | 0 | 0 | 0 | 0
17h30 | 0 | 0 | 0 | 0
18h30 | 0 | 0 | 0 | 0
19h30 | 0 | 0 | 0 | 0
20h30 | 0 | 0 | 0 | 0
21h30 | 0 | 0 | 0 | 0
22h30 | 0 | 0 | 0 | 0
23h30 | 0 | 0 | 0 | 0
00h30 | 0 | 0 | 0 | 0
01h30 | 0 | 0 | 0 | 0
02h30 | 0 | 0 | 0 | 0
03h30 | 0 | 0 | 0 | 0
04h30 | 0 | 0 | 0 | 0
05h30 | 0 | 0 | 0 | 0
06h30 | 0 | 0 | 0 | 0
07h30 | 0 | 0 | 0 | 0
08h30 | 0 | 0 | 0 | 0
09h30 | 0 | 0 | 0 | 0
10h30 | 0 | 0 | 0 | 0
11h30 | 0 | 0 | 0 | 0
12h30 | 0 | 0 | 0 | 0
13h30 | 0 | 0 | 0 | 0
14h30 | 0 | 0 | 0 | 0
15h30 | 0 | 0 | 0 | 0
16h30 | 0 | 0 | 0 | 0
17h30 | 0 | 0 | 0 | 0
18h30 | 0 | 0 | 0 | 0
19h30 | 0 | 0 | 0 | 0
20h30 | 0 | 0 | 0 | 0
21h30 | 0 | 0 | 0 | 0
22h30 | 0 | 0 | 0 | 0
23h30 | 0 | 0 | 0 | 0
00h30 | 0 | 0 | 0 | 0
01h30 | 0 | 0 | 0 | 0
02h30 | 0 | 0 | 0 | 0
03h30 | 0 | 0 | 0 | 0
04h30 | 0 | 0 | 0 | 0
05h30 | 0 | 0 | 0 | 0
06h30 | 0 | 0 | 0 | 0
07h30 | 0 | 0 | 0 | 0
08h30 | 0 | 0 | 0 | 0
09h30 | 0 | 0 | 0 | 0
10h30 | 0 | 0 | 0 | 0
11h30 | 0 | 0 | 0 | 0
12h30 | 0 | 0 | 0 | 0
13h30 | 0 | 0 | 0 | 0
14h30 | 0 | 0 | 0 | 0
15h30 | 0 | 0 | 0 | 0
16h30 | 0 | 0 | 0 | 0
17h30 | 0 | 0 | 0 | 0
18h30 | 0 | 0 | 0 | 0
19h30 | 0 | 0 | 0 | 0
20h30 | 0 | 0 | 0 | 0
21h30 | 0 | 0 | 0 | 0
22h30 | 0 | 0 | 0 | 0
23h30 | 0 | 0 | 0 | 0
00h30 | 0 | 0 | 0 | 0
01h30 | 0 | 0 | 0 | 0
02h30 | 0 | 0 | 0 | 0
03h30 | 0 | 0 | 0 | 0
04h30 | 0 | 0 | 0 | 0
05h30 | 0 | 0 | 0 | 0
06h30 | 0 | 0 | 0 | 0
07h30 | 0 | 0 | 0 | 0
08h30 | 0 | 0 | 0 | 0
09h30 | 0 | 0 | 0 | 0
10h30 | 0 | 0 | 0 | 0
11h30 | 0 | 0 | 0 | 0
12h30 | 0 | 0 | 0 | 0
13h30 | 0 | 0 | 0 | 0
14h30 | 0 | 0 | 0 | 0
15h30 | 0 | 0 | 0 | 0
16h30 | 0 | 0 | 0 | 0
17h30 | 0 | 0 | 0 | 0
18h30 | 0 | 0 | 0 | 0
19h30 | 0 | 0 | 0 | 0
20h30 | 0 | 0 | 0 | 0
21h30 | 0 | 0 | 0 | 0
22h30 | 0 | 0 | 0 | 0
23h30 | 0 | 0 | 0 | 0
00h30 | 0 | 0 | 0 | 0
01h30 | 0 | 0 | 0 | 0
02h30 | 0 | 0 | 0 | 0
03h30 | 0 | 0 | 0 | 0
04h30 | 0 | 0 | 0 | 0
05h30 | 0 | 0 | 0 | 0
06h30 | 0 | 0 | 0 | 0
07h30 | 0 | 0 | 0 | 0
08h30 | 0 | 0 | 0 | 0
09h30 | 0 | 0 | 0 | 0
10h30 | 0 | 0 | 0 | 0
11h30 | 0 | 0 | 0 | 0
12h30 | 0 | 0 | 0 | 0
13h30 | 0 | 0 | 0 | 0
14h30 | 0 | 0 | 0 | 0
15h30 | 0 | 0 | 0 | 0
16h30 | 0 | 0 | 0 | 0
17h30 | 0 | 0 | 0 | 0
18h30 | 0 | 0 | 0 | 0
19h30 | 0 | 0 | 0 | 0
20h30 | 0 | 0 | 0 | 0
21h30 | 0 | 0 | 0 | 0
22h30 | 0 | 0 | 0 | 0
23h30 | 0 | 0 | 0 | 0
00h30 | 0 | 0 | 0 | 0
01h30 | 0 | 0 | 0 | 0
02h30 | 0 | 0 | 0 | 0
03h30 | 0 | 0 | 0 | 0
04h30 | 0 | 0 | 0 | 0
05h30 | 0 | 0 | 0 | 0
06h30 | 0 | 0 | 0 | 0
07h30 | 0 | 0 | 0 | 0
08h30 | 0 | 0 | 0 | 0
09h30 | 0 | 0 | 0 | 0
10h30 | 0 | 0 | 0 | 0
11h30 | 0 | 0 | 0 | 0
12h30 | 0 | 0 | 0 | 0
13h30 | 0 | 0 | 0 | 0
14h30 | 0 | 0 | 0 | 0
15h30 | 0 | 0 | 0 | 0
16h30 | 0 | 0 | 0 | 0
17h30 | 0 | 0 | 0 | 0
18h30 | 0 | 0 | 0 | 0
19h30 | 0 | 0 | 0 | 0
20h30 | 0 | 0 | 0 | 0
21h30 | 0 | 0 | 0 | 0
22h30 | 0 | 0 | 0 | 0
23h30 | 0 | 0 | 0 | 0
00h30 | 0 | 0 | 0 | 0
01h30 | 0 | 0 | 0 | 0
02h30 | 0 | 0 | 0 | 0
03h30 | 0 | 0 | 0 | 0
04h30 | 0 | 0 | 0 | 0
05h30 | 0 | 0 | 0 | 0
06h30 | 0 | 0 | 0 | 0
07h30 | 0 | 0 | 0 | 0
08h30 | 0 | 0 | 0 | 0
09h30 | 0 | 0 | 0 | 0
10h30 | 0 | 0 | 0 | 0
11h30 | 0 | 0 | 0 | 0
12h30 | 0 | 0 | 0 | 0
13h30 | 0 | 0 | 0 | 0
14h30 | 0 | 0 | 0 | 0
15h30 | 0 | 0 | 0 | 0
16h30 | 0 | 0 | 0 | 0
17h30 | 0 | 0 | 0 | 0
18h30 | 0 | 0 | 0 | 0
19h30 | 0 | 0 | 0 | 0
20h30 | 0 | 0 | 0 | 0
21h30 | 0 | 0 | 0 | 0
22h30 | 0 | 0 | 0 | 0
23h30 | 0 | 0 | 0 | 0
00h30 | 0 | 0 | 0 | 0
01h30 | 0 | 0 | 0 | 0
02h30 | 0 | 0 | 0 | 0
03h30 | 0 | 0 | 0 | 0
04h30 | 0 | 0 | 0 | 0
05h30 | 0 | 0 | 0 | 0
06h30 | 0 | 0 | 0 | 0
07h30 | 0 | 0 | 0 | 0
08h30 | 0 | 0 | 0 | 0
09h30 | 0 | 0 | 0 | 0
10h30 | 0 | 0 | 0 | 0
11h30 | 0 | 0 | 0 | 0
12h30 | 0 | 0 | 0 | 0
13h30 | 0 | 0 | 0 | 0
14h30 | 0 | 0 | 0 | 0
15h30 | 0 | 0 | 0 | 0
16h30 | 0 | 0 | 0 | 0
17h30 | 0 | 0 | 0 | 0
18h30 | 0 | 0 | 0 | 0
19h30 | 0 | 0 | 0 | 0
20h30 | 0 | 0 | 0 | 0
21h30 | 0 | 0 | 0 | 0
22h30 | 0 | 0 | 0 | 0
23h30 | 0 | 0 | 0 | 0
00h30 | 0 | 0 | 0 | 0
01h30 | 0 | 0 | 0 | 0
02h30 | 0 | 0 | 0 | 0
03h30 | 0 | 0 | 0 | 0
04h30 | 0 | 0 | 0 | 0
05h30 | 0 | 0 | 0 | 0
06h30 | 0 | 0 | 0 | 0
07h30 | 0 | 0 | 0 | 0
08h30 | 0 | 0 | 0 | 0
09h30 | 0 | 0 | 0 | 0
10h30 | 0 | 0 | 0 | 0
11h30 | 0 | 0 | 0 | 0
12h30 | 0 | 0 | 0 | 0
13h30 | 0 | 0 | 0 | 0
14h30 | 0 | 0 | 0 | 0
15h30 | 0 | 0 | 0 | 0
16h30 | 0 | 0 | 0 | 0
17h30 | 0 | 0 | 0 | 0
18h30 | 0 | 0 | 0 | 0
19h30 | 0 | 0 | 0 | 0
20h30 | 0 | 0 | 0 | 0
21h30 | 0 | 0 | 0 | 0
22h30 | 0 | 0 | 0 | 0
23h30 | 0 | 0 | 0 | 0
00h30 | 0 | 0 | 0 | 0
01h30 | 0 | 0 | 0 | 0
02h30 | 0 | 0 | 0 | 0
03h30 | 0 | 0 | 0 | 0
04h30 | 0 | 0 | 0 | 0
05h30 | 0 | 0 | 0 | 0
06h30 | 0 | 0 | 0 | 0
07h30 | 0 | 0 | 0 | 0
08h30 | 0 | 0 | 0 | 0
09h30 | 0 | 0 | 0 | 0
10h30 | 0 | 0 | 0 | 0
11h30 | 0 | 0 | 0 | 0
12h30 | 0 | 0 | 0 | 0
13h30 | 0 | 0 | 0 | 0
14h30 | 0 | 0 | 0 | 0
15h30 | 0 | 0 | 0 | 0
16h30 | 0 | 0 | 0 | 0
17h30 | 0 | 0 | 0 | 0
18h30 | 0 | 0 | 0 | 0
19h30 | 0 | 0 | 0 | 0
20h30 | 0 | 0 | 0 | 0
21h30 | 0 | 0 | 0 | 0
22h30 | 0 | 0 | 0 | 0
23h30 | 0 | 0 | 0 | 0
00h30 | 0 | 0 | 0 | 0
01h30 | 0 | 0 | 0 | 0
02h30 | 0 | 0 | 0 | 0
03h30 | 0 | 0 | 0 | 0
04h30 | 0 | 0 | 0 | 0
05h30 | 0 | 0 | 0 | 0
06h30 | 0 | 0 | 0 | 0
07h30 | 0 | 0 | 0 | 0
08h30 | 0 | 0 | 0 | 0
09h30 | 0 | 0 | 0 | 0
10h30 | 0 | 0 | 0 | 0
11h30 | 0 | 0 | 0 | 0
12h30 | 0 | 0 | 0 | 0
13h30 | 0 | 0 | 0 | 0
14h30 | 0 | 0 | 0 | 0
15h30 | 0 | 0 | 0 | 0
16h30 | 0 | 0 | 0 | 0
17h30 | 0 | 0 | 0 | 0
18h30 | 0 | 0 | 0 | 0
19h30 | 0 | 0 | 0 | 0
20h30 | 0 | 0 | 0 | 0
21h30 | 0 | 0 | 0 | 0
22h30 | 0 | 0 | 0 | 0
23h30 | 0 | 0 | 0 | 0
00h30 | 0 | 0 | 0 | 0
01h30 | 0 | 0 | 0 | 0
02h30 | 0 | 0 | 0 | 0
03h30 | 0 | 0 | 0 | 0
04h30 | 0 | 0 | 0 | 0
05h30 | 0 | 0 | 0 | 0
06h30 | 0 | 0 | 0 | 0
07h30 | 0 | 0 | 0 | 0
08h30 | 0 | 0 | 0 | 0
09h30 | 0 | 0 | 0 | 0
10h30 | 0 | 0 | 0 | 0
11h30 | 0 | 0 | 0 | 0
12h30 | 0 | 0 | 0 | 0
13h30 | 0 | 0 | 0 | 0
14h30 | 0 | 0 | 0 | 0
15h30 | 0 | 0 | 0 | 0
16h30 | 0 | 0 | 0 | 0
17h30 | 0 | 0 | 0 | 0
18h30 | 0 | 0 | 0 | 0
19h30 | 0 | 0 | 0 | 0
20h30 | 0 | 0 | 0 | 0
21h30 | 0 | 0 | 0 | 0
22h30 | 0 | 0 | 0 | 0
23h30 | 0 | 0 | 0 | 0
00h30 | 0 | 0 | 0 | 0
01h30 | 0 | 0 | 0 | 0
02h30 | 0 | 0 | 0 | 0
03h30 | 0 | 0 | 0 | 0
04h30 | 0 | 0 | 0 | 0
05h30 | 0 | 0 | 0 | 0
06h30 | 0 | 0 | 0 | 0
07h30 | 0 | 0 | 0 | 0
08h30 | 0 | 0 | 0 | 0
09h30 | 0 | 0 | 0 | 0
10h30 | 0 | 0 | 0 | 0
11h30 | 0 | 0 | 0 | 0
12h30 | 0 | 0 | 0 | 0
13h30 | 0 | 0 | 0 | 0
14h30 | 0 | 0 | 0 | 0
15h30 | 0 | 0 | 0 | 0
16h30 | 0 | 0 | 0 | 0
17h30 | 0 | 0 | 0 | 0
18h30 | 0 | 0 | 0 | 0
19h30 | 0 | 0 | 0 | 0
20h30 | 0 | 0 | 0 | 0
21h30 | 0 | 0 | 0 | 0
22h30 | 0 | 0 | 0 | 0
23h30 | 0 | 0 | 0 | 0
00h30 | 0 | 0 | 0 | 0
01h30 | 0 | 0 | 0 | 0
02h30 | 0 | 0 | 0 | 0
03h30 | 0 | 0 | 0 | 0
04h30 | 0 | 0 | 0 | 0
05h30 | 0 | 0 | 0 | 0
06h30 | 0 | 0 | 0 | 0
07h30 | 0 | 0 | 0 | 0
08h30 | 0 | 0 | 0 | 0
09h30 | 0 | 0 | 0 | 0
10h30 | 0 | 0 | 0 | 0
11h30 | 0 | 0 | 0 | 0
12h30 | 0 | 0 | 0 | 0
13h30 | 0 | 0 | 0 | 0
14h30 | 0 | 0 | 0 | 0
15h30 | 0 | 0 | 0 | 0
16h30 | 0 | 0 | 0 | 0
17h30 | 0 | 0 | 0 | 0
18h30 | 0 | 0 | 0 | 0
19h30 | 0 | 0 | 0 | 0
20h30 | 0 | 0 | 0 | 0
21h30 | 0 | 0 | 0 | 0
22h30 | 0 | 0 | 0 | 0
23h30 | 0 | 0 | 0 | 0
00h30 | 0 | 0 | 0 | 0
01h30 | 0 | 0 | 0 | 0
02h30 | 0 | 0 | 0 | 0
03h30 | 0 | 0 | 0 | 0
04h30 | 0 | 0 | 0 | 0
05h30 | 0 | 0 | 0 | 0
06h30 | 0 | 0 | 0 | 0
07h30 | 0 | 0 | 0 | 0
08h30 | 0 | 0 | 0 | 0
09h30 | 0 | 0 | 0 | 0
10h30 | 0 | 0 | 0 | 0
11h30 | 0 | 0 | 0 | 0
12h30 | 0 | 0 | 0 | 0
13h30 | 0 | 0 | 0 | 0
14h30 | 0 | 0 | 0 | 0
15h30 | 0 | 0 | 0 | 0
16h30 | 0 | 0 | 0 | 0
17h30 | 0 | 0 | 0 | 0
18h30 | 0 | 0 | 0 | 0
19h30 | 0 | 0 | 0 | 0
20h30 | 0 | 0 | 0 | 0
21h30 | 0 | 0 | 0 | 0
22h30 | 0 | 0 | 0 | 0
23h30 | 0 | 0 | 0 | 0
00h30 | 0 | 0 | 0 | 0
01h30 | 0 | 0 | 0 | 0
02h30 | 0 | 0 | 0 | 0
03h30 | 0 | 0 | 0 | 0
04h30 | 0 | 0 | 0 | 0
05h30 | 0 | 0 | 0 | 0
06h30 | 0 | 0 | 0 | 0
07h30 | 0 | 0 | 0 | 0
08h30 | 0 | 0 | 0 | 0
09h30 | 0 | 0 | 0 | 0
10h30 | 0 | 0 | 0 | 0
11h30 | 0 | 0 | 0 | 0
12h30 | 0 | 0 | 0 | 0
13h30 | 0 | 0 | 0 | 0
14h30 | 0 | 0 | 0 | 0
15h30 | 0 | 0 | 0 | 0
16h30 | 0 | 0 | 0 | 0
17h30 | 0 | 0 | 0 | 0
18h30 | 0 | 0 | 0 | 0
19h30 | 0 | 0 | 0 | 0
20h30 | 0 | 0 | 0 | 0
21h30 | 0 | 0 | 0 | 0
22h30 | 0 | 0 | 0 | 0
23h30 | 0 | 0 | 0 | 0
00h30 | 0 | 0 | 0 | 0
01h30 | 0 | 0 | 0 | 0
02h30 | 0 | 0 | 0 | 0
03h30 | 0 | 0 | 0 | 0
04h30 | 0 | 0 | 0 | 0
05h30 | 0 | 0 | 0 | 0
06h30 | 0 | 0 | 0 | 0
07h30 | 0 | 0 | 0 | 0
08h30 | 0 | 0 | 0 | 0
09h30 | 0.03 | 0 | 0 | 0
10h30 | 0.03 | 0 | 0 | 0
11h30 | 0 | 0 | 0 | 0
12h30 | 0 | 0 | 0 | 0
13h30 | 0 | 0 | 0 | 0
14h30 | 0 | 0 | 0 | 0
15h30 | 0 | 0 | 0 | 0
16h30 | 0 | 0 | 0 | 0
17h30 | 0 | 0 | 0 | 0
18h30 | 0 | 0 | 0 | 0
19h30 | 0 | 0 | 0 | 0
20h30 | 0.01 | 0 | 0 | 0
21h30 | 0.02 | 0 | 0 | 0
22h30 | 0.02 | 0 | 0 | 0
23h30 | 0.03 | 0 | 0 | 0
00h30 | 0.02 | 0 | 0 | 0
01h30 | 0 | 0 | 0 | 0
02h30 | 0 | 0 | 0 | 0
03h30 | 0 | 0 | 0 | 0
04h30 | 0 | 0 | 0 | 0
05h30 | 0 | 0 | 0 | 0
06h30 | 0 | 0 | 0 | 0
07h30 | 0 | 0 | 0 | 0
08h30 | 0 | 0 | 0 | 0
09h30 | 0.02 | 0 | 0 | 0
10h30 | 0.02 | 0 | 0 | 0
11h30 | 0 | 0 | 0 | 0
12h30 | 0 | 0 | 0 | 0
13h30 | 0 | 0 | 0 | 0
14h30 | 0 | 0 | 0 | 0
15h30 | 0 | 0 | 0 | 0
16h30 | 0 | 0 | 0 | 0
17h30 | 0 | 0 | 0 | 0
18h30 | 0 | 0 | 0 | 0
19h30 | 0 | 0 | 0 | 0
20h30 | 0 | 0 | 0 | 0
21h30 | 0 | 0 | 0 | 0
22h30 | 0 | 0 | 0 | 0
23h30 | 0 | 0 | 0 | 0
00h30 | 0 | 0 | 0 | 0
01h30 | 0 | 0 | 0 | 0
02h30 | 0 | 0 | 0 | 0
03h30 | 0 | 0 | 0 | 0
04h30 | 0 | 0 | 0 | 0
05h30 | 0 | 0 | 0 | 0
06h30 | 0 | 0 | 0 | 0
07h30 | 0 | 0 | 0 | 0
08h30 | 0 | 0 | 0 | 0
09h30 | 0.01 | 0 | 0 | 0
10h30 | 0.01 | 0 | 0 | 0
11h30 | 0 | 0 | 0 | 0
12h30 | 0 | 0 | 0 | 0
13h30 | 0 | 0 | 0 | 0
14h30 | 0 | 0 | 0 | 0
15h30 | 0 | 0 | 0 | 0
16h30 | 0 | 0 | 0 | 0
17h30 | 0 | 0 | 0 | 0
18h30 | 0 | 0 | 0 | 0
19h30 | 0 | 0 | 0 | 0
20h30 | 0 | 0 | 0 | 0
21h30 | 0.01 | 0 | 0 | 0
22h30 | 0.01 | 0 | 0 | 0
23h30 | 0.02 | 0 | 0 | 0
00h30 | 0.01 | 0 | 0 | 0
01h30 | 0 | 0 | 0 | 0
02h30 | 0 | 0 | 0 | 0
03h30 | 0 | 0 | 0 | 0
04h30 | 0 | 0 | 0 | 0
05h30 | 0 | 0 | 0 | 0
06h30 | 0 | 0 | 0 | 0
07h30 | 0 | 0 | 0 | 0
08h30 | 0 | 0 | 0 | 0
09h30 | 0.04 | 0 | 0 | 0
10h30 | 0.05 | 0 | 0 | 0
11h30 | 0.04 | 0 | 0 | 0
12h30 | 0.03 | 0 | 0 | 0
13h30 | 0.02 | 0 | 0 | 0
14h30 | 0.02 | 0 | 0 | 0
15h30 | 0.03 | 0 | 0 | 0
16h30 | 0.05 | 0 | 0 | 0
17h30 | 0.04 | 0 | 0 | 0
18h30 | 0.02 | 0 | 0 | 0
19h30 | 0.02 | 0 | 0 | 0
20h30 | 0.03 | 0 | 0 | 0
21h30 | 0.03 | 0 | 0 | 0
22h30 | 0.04 | 0 | 0 | 0
23h30 | 0.04 | 0 | 0 | 0
00h30 | 0.03 | 0 | 0 | 0
01h30 | 0 | 0 | 0 | 0
02h30 | 0 | 0 | 0 | 0
03h30 | 0 | 0 | 0 | 0
04h30 | 0 | 0 | 0 | 0
05h30 | 0 | 0 | 0 | 0
06h30 | 0 | 0 | 0 | 0
07h30 | 0 | 0 | 0 | 0
08h30 | 0 | 0 | 0 | 0
09h30 | 0.07 | 0 | 0 | 0
10h30 | 0.09 | 0 | 0 | 0
11h30 | 0.06 | 0 | 0 | 0
12h30 | 0.05 | 0 | 0 | 0
13h30 | 0.05 | 0 | 0 | 0
14h30 | 0.05 | 0 | 0 | 0
15h30 | 0.06 | 0 | 0 | 0
16h30 | 0.07 | 0 | 0 | 0
17h30 | 0.06 | 0 | 0 | 0
18h30 | 0.04 | 0 | 0 | 0
19h30 | 0.05 | 0 | 0 | 0
20h30 | 0.05 | 0 | 0 | 0
21h30 | 0.06 | 0 | 0 | 0
22h30 | 0.06 | 0 | 0 | 0
23h30 | 0.07 | 0 | 0 | 0
00h30 | 0.05 | 0 | 0 | 0
01h30 | 0 | 0 | 0 | 0
02h30 | 0 | 0 | 0 | 0
03h30 | 0 | 0 | 0 | 0
04h30 | 0 | 0 | 0 | 0
05h30 | 0 | 0 | 0 | 0
06h30 | 0 | 0 | 0 | 0
07h30 | 0 | 0 | 0 | 0
08h30 | 0 | 0 | 0 | 0
09h30 | 0 | 0 | 0 | 0
10h30 | 0 | 0 | 0 | 0
11h30 | 0 | 0 | 0 | 0
12h30 | 0 | 0 | 0 | 0
13h30 | 0 | 0 | 0 | 0
14h30 | 0 | 0 | 0 | 0
15h30 | 0 | 0 | 0 | 0
16h30 | 0 | 0 | 0 | 0
17h30 | 0 | 0 | 0 | 0
18h30 | 0 | 0 | 0 | 0
19h30 | 0 | 0 | 0 | 0
20h30 | 0 | 0 | 0 | 0
21h30 | 0 | 0 | 0 | 0
22h30 | 0 | 0 | 0 | 0
23h30 | 0 | 0 | 0 | 0
00h30 | 0 | 0 | 0 | 0
01h30 | 0 | 0 | 0 | 0
02h30 | 0 | 0 | 0 | 0
03h30 | 0 | 0 | 0 | 0
04h30 | 0 | 0 | 0 | 0
05h30 | 0 | 0 | 0 | 0
06h30 | 0 | 0 | 0 | 0
07h30 | 0 | 0 | 0 | 0
08h30 | 0 | 0 | 0 | 0
09h30 | 0 | 0 | 0 | 0
10h30 | 0 | 0 | 0 | 0
11h30 | 0 | 0 | 0 | 0
12h30 | 0 | 0 | 0 | 0
13h30 | 0 | 0 | 0 | 0
14h30 | 0 | 0 | 0 | 0
15h30 | 0 | 0 | 0 | 0
16h30 | 0 | 0 | 0 | 0
17h30 | 0 | 0 | 0 | 0
18h30 | 0 | 0 | 0 | 0
19h30 | 0 | 0 | 0 | 0
20h30 | 0 | 0 | 0 | 0
21h30 | 0 | 0 | 0 | 0
22h30 | 0 | 0 | 0 | 0
23h30 | 0 | 0 | 0 | 0
00h30 | 0 | 0 | 0 | 0
01h30 | 0 | 0 | 0 | 0
02h30 | 0 | 0 | 0 | 0
03h30 | 0 | 0 | 0 | 0
04h30 | 0 | 0 | 0 | 0
05h30 | 0 | 0 | 0 | 0
06h30 | 0 | 0 | 0 | 0
07h30 | 0 | 0 | 0 | 0
08h30 | 0 | 0 | 0 | 0
09h30 | 0.25 | 0 | 0 | 0
10h30 | 0.3 | 0 | 0 | 0
11h30 | 0.11 | 0 | 0 | 0
12h30 | 0.07 | 0 | 0 | 0
13h30 | 0 | 0 | 0 | 0
14h30 | 0 | 0 | 0 | 0
15h30 | 0 | 0 | 0 | 0
16h30 | 0 | 0 | 0 | 0
17h30 | 0 | 0 | 0 | 0
18h30 | 0 | 0 | 0 | 0
19h30 | 0 | 0 | 0 | 0
20h30 | 0 | 0 | 0 | 0
21h30 | 0.02 | 0 | 0 | 0
22h30 | 0.04 | 0 | 0 | 0
23h30 | 0.05 | 0 | 0 | 0
00h30 | 0.03 | 0 | 0 | 0
01h30 | 0 | 0 | 0 | 0
02h30 | 0 | 0 | 0 | 0
03h30 | 0 | 0 | 0 | 0
04h30 | 0 | 0 | 0 | 0
05h30 | 0 | 0 | 0 | 0
06h30 | 0 | 0 | 0 | 0
07h30 | 0 | 0 | 0 | 0
08h30 | 0 | 0 | 0 | 0
09h30 | 0.08 | 0 | 0 | 0
10h30 | 0.11 | 0 | 0 | 0
11h30 | 0.07 | 0 | 0 | 0
12h30 | 0.04 | 0 | 0 | 0
13h30 | 0 | 0 | 0 | 0
14h30 | 0 | 0 | 0 | 0
15h30 | 0 | 0 | 0 | 0
16h30 | 0 | 0 | 0 | 0
17h30 | 0.01 | 0 | 0 | 0
18h30 | 0.01 | 0 | 0 | 0
19h30 | 0.03 | 0 | 0 | 0
20h30 | 0.04 | 0 | 0 | 0
21h30 | 0.05 | 0 | 0 | 0
22h30 | 0.05 | 0 | 0 | 0
23h30 | 0.06 | 0 | 0 | 0
00h30 | 0.04 | 0 | 0 | 0
01h30 | 0 | 0 | 0 | 0
02h30 | 0 | 0 | 0 | 0
03h30 | 0 | 0 | 0 | 0
04h30 | 0 | 0 | 0 | 0
05h30 | 0 | 0 | 0 | 0
06h30 | 0 | 0 | 0 | 0
07h30 | 0 | 0 | 0 | 0
08h30 | 0 | 0 | 0 | 0
09h30 | 0.01 | 0 | 0 | 0
10h30 | 0.01 | 0 | 0 | 0
11h30 | 0 | 0 | 0 | 0
12h30 | 0 | 0 | 0 | 0
13h30 | 0 | 0 | 0 | 0
14h30 | 0 | 0 | 0 | 0
15h30 | 0 | 0 | 0 | 0
16h30 | 0 | 0 | 0 | 0
17h30 | 0 | 0 | 0 | 0
18h30 | 0 | 0 | 0 | 0
19h30 | 0 | 0 | 0 | 0
20h30 | 0 | 0 | 0 | 0
21h30 | 0 | 0 | 0 | 0
22h30 | 0 | 0 | 0 | 0
23h30 | 0 | 0 | 0 | 0
00h30 | 0 | 0 | 0 | 0
01h30 | 0 | 0 | 0 | 0
02h30 | 0 | 0 | 0 | 0
03h30 | 0 | 0 | 0 | 0
04h30 | 0 | 0 | 0 | 0
05h30 | 0 | 0 | 0 | 0
06h30 | 0 | 0 | 0 | 0
07h30 | 0 | 0 | 0 | 0
08h30 | 0 | 0 | 0 | 0
09h30 | 0.04 | 0 | 0 | 0
10h30 | 0.04 | 0 | 0 | 0
11h30 | 0 | 0 | 0 | 0
12h30 | 0 | 0 | 0 | 0
13h30 | 0 | 0 | 0 | 0
14h30 | 0 | 0 | 0 | 0
15h30 | 0 | 0 | 0 | 0
16h30 | 0 | 0 | 0 | 0
17h30 | 0 | 0 | 0 | 0
18h30 | 0 | 0 | 0 | 0
19h30 | 0 | 0 | 0 | 0
20h30 | 0 | 0 | 0 | 0
21h30 | 0 | 0 | 0 | 0
22h30 | 0 | 0 | 0 | 0
23h30 | 0.01 | 0 | 0 | 0
00h30 | 0.01 | 0 | 0 | 0
01h30 | 0 | 0 | 0 | 0
02h30 | 0 | 0 | 0 | 0
03h30 | 0 | 0 | 0 | 0
04h30 | 0 | 0 | 0 | 0
05h30 | 0 | 0 | 0 | 0
06h30 | 0 | 0 | 0 | 0
07h30 | 0 | 0 | 0 | 0
08h30 | 0 | 0 | 0 | 0
09h30 | 0 | 0 | 0 | 0
10h30 | 0 | 0 | 0 | 0
11h30 | 0 | 0 | 0 | 0
12h30 | 0 | 0 | 0 | 0
13h30 | 0 | 0 | 0 | 0
14h30 | 0 | 0 | 0 | 0
15h30 | 0 | 0 | 0 | 0
16h30 | 0 | 0 | 0 | 0
17h30 | 0 | 0 | 0 | 0
18h30 | 0 | 0 | 0 | 0
19h30 | 0 | 0 | 0 | 0
20h30 | 0 | 0 | 0 | 0
21h30 | 0 | 0 | 0 | 0
22h30 | 0 | 0 | 0 | 0
23h30 | 0 | 0 | 0 | 0
00h30 | 0 | 0 | 0 | 0
01h30 | 0 | 0 | 0 | 0
02h30 | 0 | 0 | 0 | 0
03h30 | 0 | 0 | 0 | 0
04h30 | 0 | 0 | 0 | 0
05h30 | 0 | 0 | 0 | 0
06h30 | 0 | 0 | 0 | 0
07h30 | 0 | 0 | 0 | 0
08h30 | 0 | 0 | 0 | 0
09h30 | 0 | 0 | 0 | 0
10h30 | 0 | 0 | 0 | 0
11h30 | 0 | 0 | 0 | 0
12h30 | 0 | 0 | 0 | 0
13h30 | 0 | 0 | 0 | 0
14h30 | 0 | 0 | 0 | 0
15h30 | 0 | 0 | 0 | 0
16h30 | 0 | 0 | 0 | 0
17h30 | 0 | 0 | 0 | 0
18h30 | 0 | 0 | 0 | 0
19h30 | 0 | 0 | 0 | 0
20h30 | 0 | 0 | 0 | 0
21h30 | 0 | 0 | 0 | 0
22h30 | 0 | 0 | 0 | 0
23h30 | 0 | 0 | 0 | 0
00h30 | 0 | 0 | 0 | 0
01h30 | 0 | 0 | 0 | 0
02h30 | 0 | 0 | 0 | 0
03h30 | 0 | 0 | 0 | 0
04h30 | 0 | 0 | 0 | 0
05h30 | 0 | 0 | 0 | 0
06h30 | 0 | 0 | 0 | 0
07h30 | 0 | 0 | 0 | 0
08h30 | 0 | 0 | 0 | 0
09h30 | 0 | 0 | 0 | 0
10h30 | 0 | 0 | 0 | 0
11h30 | 0 | 0 | 0 | 0
12h30 | 0 | 0 | 0 | 0
13h30 | 0 | 0 | 0 | 0
14h30 | 0 | 0 | 0 | 0
15h30 | 0 | 0 | 0 | 0
16h30 | 0 | 0 | 0 | 0
17h30 | 0 | 0 | 0 | 0
18h30 | 0 | 0 | 0 | 0
19h30 | 0 | 0 | 0 | 0
20h30 | 0 | 0 | 0 | 0
21h30 | 0 | 0 | 0 | 0
22h30 | 0 | 0 | 0 | 0
23h30 | 0 | 0 | 0 | 0
00h30 | 0 | 0 | 0 | 0
01h30 | 0 | 0 | 0 | 0
02h30 | 0 | 0 | 0 | 0
03h30 | 0 | 0 | 0 | 0
04h30 | 0 | 0 | 0 | 0
05h30 | 0 | 0 | 0 | 0
06h30 | 0 | 0 | 0 | 0
07h30 | 0 | 0 | 0 | 0
08h30 | 0 | 0 | 0 | 0
09h30 | 0.07 | 0 | 0 | 0
10h30 | 0.07 | 0 | 0 | 0
11h30 | 0.02 | 0 | 0 | 0
12h30 | 0.01 | 0 | 0 | 0
13h30 | 0.02 | 0 | 0 | 0
14h30 | 0.02 | 0 | 0 | 0
15h30 | 0.04 | 0 | 0 | 0
16h30 | 0.06 | 0 | 0 | 0
17h30 | 0.05 | 0 | 0 | 0
18h30 | 0.03 | 0 | 0 | 0
19h30 | 0.04 | 0 | 0 | 0
20h30 | 0.04 | 0 | 0 | 0
21h30 | 0.04 | 0 | 0 | 0
22h30 | 0.05 | 0 | 0 | 0
23h30 | 0.05 | 0 | 0 | 0
00h30 | 0.04 | 0 | 0 | 0
01h30 | 0 | 0 | 0 | 0
02h30 | 0 | 0 | 0 | 0
03h30 | 0 | 0 | 0 | 0
04h30 | 0 | 0 | 0 | 0
05h30 | 0 | 0 | 0 | 0
06h30 | 0 | 0 | 0 | 0
07h30 | 0 | 0 | 0 | 0
08h30 | 0 | 0 | 0 | 0
09h30 | 0.05 | 0 | 0 | 0
10h30 | 0.05 | 0 | 0 | 0
11h30 | 0 | 0 | 0 | 0
12h30 | 0 | 0 | 0 | 0
13h30 | 0 | 0 | 0 | 0
14h30 | 0 | 0 | 0 | 0
15h30 | 0 | 0 | 0 | 0
16h30 | 0 | 0 | 0 | 0
17h30 | 0 | 0 | 0 | 0
18h30 | 0 | 0 | 0 | 0
19h30 | 0 | 0 | 0 | 0
20h30 | 0 | 0 | 0 | 0
21h30 | 0.01 | 0 | 0 | 0
22h30 | 0.01 | 0 | 0 | 0
23h30 | 0.02 | 0 | 0 | 0
00h30 | 0.02 | 0 | 0 | 0
01h30 | 0 | 0 | 0 | 0
02h30 | 0 | 0 | 0 | 0
03h30 | 0 | 0 | 0 | 0
04h30 | 0 | 0 | 0 | 0
05h30 | 0 | 0 | 0 | 0
06h30 | 0 | 0 | 0 | 0
07h30 | 0 | 0 | 0 | 0
08h30 | 0 | 0 | 0 | 0
09h30 | 0.01 | 0 | 0 | 0
10h30 | 0.01 | 0 | 0 | 0
11h30 | 0 | 0 | 0 | 0
12h30 | 0 | 0 | 0 | 0
13h30 | 0 | 0 | 0 | 0
14h30 | 0 | 0 | 0 | 0
15h30 | 0 | 0 | 0 | 0
16h30 | 0 | 0 | 0 | 0
17h30 | 0 | 0 | 0 | 0
18h30 | 0 | 0 | 0 | 0
19h30 | 0 | 0 | 0 | 0
20h30 | 0 | 0 | 0 | 0
21h30 | 0 | 0 | 0 | 0
22h30 | 0 | 0 | 0 | 0
23h30 | 0.01 | 0 | 0 | 0
00h30 | 0.01 | 0 | 0 | 0
01h30 | 0 | 0 | 0 | 0
02h30 | 0 | 0 | 0 | 0
03h30 | 0 | 0 | 0 | 0
04h30 | 0 | 0 | 0 | 0
05h30 | 0 | 0 | 0 | 0
06h30 | 0 | 0 | 0 | 0
07h30 | 0 | 0 | 0 | 0
08h30 | 0 | 0 | 0 | 0
09h30 | 0.04 | 0 | 0 | 0
10h30 | 0.04 | 0 | 0 | 0
11h30 | 0 | 0 | 0 | 0
12h30 | 0 | 0 | 0 | 0
13h30 | 0 | 0 | 0 | 0
14h30 | 0 | 0 | 0 | 0
15h30 | 0 | 0 | 0 | 0
16h30 | 0 | 0 | 0 | 0
17h30 | 0 | 0 | 0 | 0
18h30 | 0 | 0 | 0 | 0
19h30 | 0 | 0 | 0 | 0
20h30 | 0 | 0 | 0 | 0
21h30 | 0 | 0 | 0 | 0
22h30 | 0 | 0 | 0 | 0
23h30 | 0 | 0 | 0 | 0
00h30 | 0 | 0 | 0 | 0
01h30 | 0 | 0 | 0 | 0
02h30 | 0 | 0 | 0 | 0
03h30 | 0 | 0 | 0 | 0
04h30 | 0 | 0 | 0 | 0
05h30 | 0 | 0 | 0 | 0
06h30 | 0 | 0 | 0 | 0
07h30 | 0 | 0 | 0 | 0
08h30 | 0 | 0 | 0 | 0
09h30 | 0.03 | 0 | 0 | 0
10h30 | 0.04 | 0 | 0 | 0
11h30 | 0.03 | 0 | 0 | 0
12h30 | 0.02 | 0 | 0 | 0
13h30 | 0.02 | 0 | 0 | 0
14h30 | 0.03 | 0 | 0 | 0
15h30 | 0.04 | 0 | 0 | 0
16h30 | 0.05 | 0 | 0 | 0
17h30 | 0.04 | 0 | 0 | 0
18h30 | 0.02 | 0 | 0 | 0
19h30 | 0.02 | 0 | 0 | 0
20h30 | 0.03 | 0 | 0 | 0
21h30 | 0.03 | 0 | 0 | 0
22h30 | 0.03 | 0 | 0 | 0
23h30 | 0.03 | 0 | 0 | 0
00h30 | 0.02 | 0 | 0 | 0
01h30 | 0 | 0 | 0 | 0
02h30 | 0 | 0 | 0 | 0
03h30 | 0 | 0 | 0 | 0
04h30 | 0 | 0 | 0 | 0
05h30 | 0 | 0 | 0 | 0
06h30 | 0 | 0 | 0 | 0
07h30 | 0 | 0 | 0 | 0
08h30 | 0 | 0 | 0 | 0
09h30 | 0 | 0 | 0 | 0
10h30 | 0 | 0 | 0 | 0
11h30 | 0 | 0 | 0 | 0
12h30 | 0 | 0 | 0 | 0
13h30 | 0 | 0 | 0 | 0
14h30 | 0 | 0 | 0 | 0
15h30 | 0 | 0 | 0 | 0
16h30 | 0 | 0 | 0 | 0
17h30 | 0 | 0 | 0 | 0
18h30 | 0 | 0 | 0 | 0
19h30 | 0 | 0 | 0 | 0
20h30 | 0 | 0 | 0 | 0
21h30 | 0 | 0 | 0 | 0
22h30 | 0 | 0 | 0 | 0
23h30 | 0 | 0 | 0 | 0
00h30 | 0 | 0 | 0 | 0
01h30 | 0 | 0 | 0 | 0
02h30 | 0 | 0 | 0 | 0
03h30 | 0 | 0 | 0 | 0
04h30 | 0 | 0 | 0 | 0
05h30 | 0 | 0 | 0 | 0
06h30 | 0 | 0 | 0 | 0
07h30 | 0 | 0 | 0 | 0
08h30 | 0 | 0 | 0 | 0
09h30 | 0 | 0 | 0 | 0
10h30 | 0 | 0 | 0 | 0
11h30 | 0 | 0 | 0 | 0
12h30 | 0 | 0 | 0 | 0
13h30 | 0 | 0 | 0 | 0
14h30 | 0 | 0 | 0 | 0
15h30 | 0 | 0 | 0 | 0
16h30 | 0 | 0 | 0 | 0
17h30 | 0 | 0 | 0 | 0
18h30 | 0 | 0 | 0 | 0
19h30 | 0 | 0 | 0 | 0
20h30 | 0 | 0 | 0 | 0
21h30 | 0 | 0 | 0 | 0
22h30 | 0 | 0 | 0 | 0
23h30 | 0 | 0 | 0 | 0
00h30 | 0 | 0 | 0 | 0
01h30 | 0 | 0 | 0 | 0
02h30 | 0 | 0 | 0 | 0
03h30 | 0 | 0 | 0 | 0
04h30 | 0 | 0 | 0 | 0
05h30 | 0 | 0 | 0 | 0
06h30 | 0 | 0 | 0 | 0
07h30 | 0 | 0 | 0 | 0
08h30 | 0 | 0 | 0 | 0
09h30 | 0.06 | 0 | 0 | 0
10h30 | 0.06 | 0 | 0 | 0
11h30 | 0 | 0 | 0 | 0
12h30 | 0 | 0 | 0 | 0
13h30 | 0 | 0 | 0 | 0
14h30 | 0 | 0 | 0 | 0
15h30 | 0 | 0 | 0 | 0
16h30 | 0 | 0 | 0 | 0
17h30 | 0 | 0 | 0 | 0
18h30 | 0 | 0 | 0 | 0
19h30 | 0 | 0 | 0 | 0
20h30 | 0 | 0 | 0 | 0
21h30 | 0 | 0 | 0 | 0
22h30 | 0.01 | 0 | 0 | 0
23h30 | 0.02 | 0 | 0 | 0
00h30 | 0.02 | 0 | 0 | 0
01h30 | 0 | 0 | 0 | 0
02h30 | 0 | 0 | 0 | 0
03h30 | 0 | 0 | 0 | 0
04h30 | 0 | 0 | 0 | 0
05h30 | 0 | 0 | 0 | 0
06h30 | 0 | 0 | 0 | 0
07h30 | 0 | 0 | 0 | 0
08h30 | 0 | 0 | 0 | 0
09h30 | 0.08 | 0 | 0 | 0
10h30 | 0.1 | 0 | 0 | 0
11h30 | 0.04 | 0 | 0 | 0
12h30 | 0.03 | 0 | 0 | 0
13h30 | 0 | 0 | 0 | 0
14h30 | 0 | 0 | 0 | 0
15h30 | 0 | 0 | 0 | 0
16h30 | 0 | 0 | 0 | 0
17h30 | 0 | 0 | 0 | 0
18h30 | 0 | 0 | 0 | 0
19h30 | 0.03 | 0 | 0 | 0
20h30 | 0.04 | 0 | 0 | 0
21h30 | 0.05 | 0 | 0 | 0
22h30 | 0.06 | 0 | 0 | 0
23h30 | 0.07 | 0 | 0 | 0
00h30 | 0.04 | 0 | 0 | 0
01h30 | 0 | 0 | 0 | 0
02h30 | 0 | 0 | 0 | 0
03h30 | 0 | 0 | 0 | 0
04h30 | 0 | 0 | 0 | 0
05h30 | 0 | 0 | 0 | 0
06h30 | 0 | 0 | 0 | 0
07h30 | 0 | 0 | 0 | 0
08h30 | 0 | 0 | 0 | 0
09h30 | 0.07 | 0 | 0 | 0
10h30 | 0.07 | 0 | 0 | 0
11h30 | 0.02 | 0 | 0 | 0
12h30 | 0.02 | 0 | 0 | 0
13h30 | 0 | 0 | 0 | 0
14h30 | 0 | 0 | 0 | 0
15h30 | 0 | 0 | 0 | 0
16h30 | 0 | 0 | 0 | 0
17h30 | 0 | 0 | 0 | 0
18h30 | 0 | 0 | 0 | 0
19h30 | 0.03 | 0 | 0 | 0
20h30 | 0.05 | 0 | 0 | 0
21h30 | 0.06 | 0 | 0 | 0
22h30 | 0.07 | 0 | 0 | 0
23h30 | 0.08 | 0 | 0 | 0
00h30 | 0.05 | 0 | 0 | 0
01h30 | 0 | 0 | 0 | 0
02h30 | 0 | 0 | 0 | 0
03h30 | 0 | 0 | 0 | 0
04h30 | 0 | 0 | 0 | 0
05h30 | 0 | 0 | 0 | 0
06h30 | 0 | 0 | 0 | 0
07h30 | 0 | 0 | 0 | 0
08h30 | 0 | 0 | 0 | 0
09h30 | 0.05 | 0 | 0 | 0
10h30 | 0.05 | 0 | 0 | 0
11h30 | 0 | 0 | 0 | 0
12h30 | 0 | 0 | 0 | 0
13h30 | 0 | 0 | 0 | 0
14h30 | 0 | 0 | 0 | 0
15h30 | 0 | 0 | 0 | 0
16h30 | 0 | 0 | 0 | 0
17h30 | 0 | 0 | 0 | 0
18h30 | 0 | 0 | 0 | 0
19h30 | 0.02 | 0 | 0 | 0
20h30 | 0.04 | 0 | 0 | 0
21h30 | 0.05 | 0 | 0 | 0
22h30 | 0.06 | 0 | 0 | 0
23h30 | 0.07 | 0 | 0 | 0
00h30 | 0.04 | 0 | 0 | 0
01h30 | 0 | 0 | 0 | 0
02h30 | 0 | 0 | 0 | 0
03h30 | 0 | 0 | 0 | 0
04h30 | 0 | 0 | 0 | 0
05h30 | 0 | 0 | 0 | 0
06h30 | 0 | 0 | 0 | 0
07h30 | 0 | 0 | 0 | 0
08h30 | 0 | 0 | 0 | 0
09h30 | 0.11 | 0 | 0 | 0
10h30 | 0.15 | 0 | 0 | 0
11h30 | 0.08 | 0 | 0 | 0
12h30 | 0.05 | 0 | 0 | 0
13h30 | 0 | 0 | 0 | 0
14h30 | 0 | 0 | 0 | 0
15h30 | 0.02 | 0 | 0 | 0
16h30 | 0.05 | 0 | 0 | 0
17h30 | 0.07 | 0 | 0 | 0
18h30 | 0.05 | 0 | 0 | 0
19h30 | 0.06 | 0 | 0 | 0
20h30 | 0.07 | 0 | 0 | 0
21h30 | 0.07 | 0 | 0 | 0
22h30 | 0.08 | 0 | 0 | 0
23h30 | 0.09 | 0 | 0 | 0
00h30 | 0.06 | 0 | 0 | 0
01h30 | 0 | 0 | 0 | 0
02h30 | 0 | 0 | 0 | 0
03h30 | 0 | 0 | 0 | 0
04h30 | 0 | 0 | 0 | 0
05h30 | 0 | 0 | 0 | 0
06h30 | 0 | 0 | 0 | 0
07h30 | 0 | 0 | 0 | 0
08h30 | 0 | 0 | 0 | 0
09h30 | 0 | 0 | 0 | 0
10h30 | 0 | 0 | 0 | 0
11h30 | 0 | 0 | 0 | 0
12h30 | 0 | 0 | 0 | 0
13h30 | 0 | 0 | 0 | 0
14h30 | 0 | 0 | 0 | 0
15h30 | 0 | 0 | 0 | 0
16h30 | 0 | 0 | 0 | 0
17h30 | 0 | 0 | 0 | 0
18h30 | 0 | 0 | 0 | 0
19h30 | 0 | 0 | 0 | 0
20h30 | 0 | 0 | 0 | 0
21h30 | 0 | 0 | 0 | 0
22h30 | 0 | 0 | 0 | 0
23h30 | 0 | 0 | 0 | 0
00h30 | 0 | 0 | 0 | 0
01h30 | 0 | 0 | 0 | 0
02h30 | 0 | 0 | 0 | 0
03h30 | 0 | 0 | 0 | 0
04h30 | 0 | 0 | 0 | 0
05h30 | 0 | 0 | 0 | 0
06h30 | 0 | 0 | 0 | 0
07h30 | 0 | 0 | 0 | 0
08h30 | 0 | 0 | 0 | 0
09h30 | 0 | 0 | 0 | 0
10h30 | 0 | 0 | 0 | 0
11h30 | 0 | 0 | 0 | 0
12h30 | 0 | 0 | 0 | 0
13h30 | 0 | 0 | 0 | 0
14h30 | 0 | 0 | 0 | 0
15h30 | 0 | 0 | 0 | 0
16h30 | 0 | 0 | 0 | 0
17h30 | 0 | 0 | 0 | 0
18h30 | 0.01 | 0 | 0 | 0
19h30 | 0.01 | 0 | 0 | 0
20h30 | 0 | 0 | 0 | 0
21h30 | 0 | 0 | 0 | 0
22h30 | 0 | 0 | 0 | 0
23h30 | 0 | 0 | 0 | 0
00h30 | 0 | 0 | 0 | 0
01h30 | 0 | 0 | 0 | 0
02h30 | 0 | 0 | 0 | 0
03h30 | 0 | 0 | 0 | 0
04h30 | 0 | 0 | 0 | 0
05h30 | 0 | 0 | 0 | 0
06h30 | 0 | 0 | 0 | 0
07h30 | 0 | 0 | 0 | 0
08h30 | 0 | 0 | 0 | 0
09h30 | 0.21 | 0 | 0 | 0
10h30 | 0.26 | 0 | 0 | 0
11h30 | 0.14 | 0 | 0 | 0
12h30 | 0.11 | 0 | 0 | 0
13h30 | 0.1 | 0 | 0 | 0
14h30 | 0.08 | 0 | 0 | 0
15h30 | 0.06 | 0 | 0 | 0
16h30 | 0.09 | 0 | 0 | 0
17h30 | 0.1 | 0 | 0 | 0
18h30 | 0.09 | 0 | 0 | 0
19h30 | 0.1 | 0 | 0 | 0
20h30 | 0.11 | 0 | 0 | 0
21h30 | 0.11 | 0 | 0 | 0
22h30 | 0.11 | 0 | 0 | 0
23h30 | 0.11 | 0 | 0 | 0
00h30 | 0.08 | 0 | 0 | 0
01h30 | 0 | 0 | 0 | 0
02h30 | 0 | 0 | 0 | 0
03h30 | 0 | 0 | 0 | 0
04h30 | 0 | 0 | 0 | 0
05h30 | 0 | 0 | 0 | 0
06h30 | 0 | 0 | 0 | 0
07h30 | 0 | 0 | 0 | 0
08h30 | 0 | 0 | 0 | 0
09h30 | 0.23 | 0 | 0 | 0
10h30 | 0.28 | 0 | 0 | 0
11h30 | 0.14 | 0 | 0 | 0
12h30 | 0.12 | 0 | 0 | 0
13h30 | 0.11 | 0 | 0 | 0
14h30 | 0.1 | 0 | 0 | 0
15h30 | 0.12 | 0 | 0 | 0
16h30 | 0.14 | 0 | 0 | 0
17h30 | 0.13 | 0 | 0 | 0
18h30 | 0.11 | 0 | 0 | 0
19h30 | 0.11 | 0 | 0 | 0
20h30 | 0.12 | 0 | 0 | 0
21h30 | 0.12 | 0 | 0 | 0
22h30 | 0.12 | 0 | 0 | 0
23h30 | 0.13 | 0 | 0 | 0
00h30 | 0.09 | 0 | 0 | 0
01h30 | 0 | 0 | 0 | 0
02h30 | 0 | 0 | 0 | 0
03h30 | 0 | 0 | 0 | 0
04h30 | 0 | 0 | 0 | 0
05h30 | 0 | 0 | 0 | 0
06h30 | 0 | 0 | 0 | 0
07h30 | 0 | 0 | 0 | 0
08h30 | 0 | 0 | 0 | 0
09h30 | 0.26 | 0 | 0 | 0
10h30 | 0.31 | 0 | 0 | 0
11h30 | 0.15 | 0 | 0 | 0
12h30 | 0.13 | 0 | 0 | 0
13h30 | 0.12 | 0 | 0 | 0
14h30 | 0.12 | 0 | 0 | 0
15h30 | 0.14 | 0 | 0 | 0
16h30 | 0.16 | 0 | 0 | 0
17h30 | 0.15 | 0 | 0 | 0
18h30 | 0.12 | 0 | 0 | 0
19h30 | 0.13 | 0 | 0 | 0
20h30 | 0.13 | 0 | 0 | 0
21h30 | 0.13 | 0 | 0 | 0
22h30 | 0.14 | 0 | 0 | 0
23h30 | 0.15 | 0 | 0 | 0
00h30 | 0.1 | 0 | 0 | 0
01h30 | 0 | 0 | 0 | 0
02h30 | 0 | 0 | 0 | 0
03h30 | 0 | 0 | 0 | 0
04h30 | 0 | 0 | 0 | 0
05h30 | 0 | 0 | 0 | 0
06h30 | 0 | 0 | 0 | 0
07h30 | 0 | 0 | 0 | 0
08h30 | 0 | 0 | 0 | 0
09h30 | 0.38 | 0 | 0 | 0
10h30 | 0.45 | 0 | 0 | 0
11h30 | 0.2 | 0 | 0 | 0
12h30 | 0.17 | 0 | 0 | 0
13h30 | 0.16 | 0 | 0 | 0
14h30 | 0.16 | 0 | 0 | 0
15h30 | 0.17 | 0 | 0 | 0
16h30 | 0.2 | 0 | 0 | 0
17h30 | 0.19 | 0 | 0 | 0
18h30 | 0.16 | 0 | 0 | 0
19h30 | 0.17 | 0 | 0 | 0
20h30 | 0.17 | 0 | 0 | 0
21h30 | 0.17 | 0 | 0 | 0
22h30 | 0.17 | 0 | 0 | 0
23h30 | 0.17 | 0 | 0 | 0
00h30 | 0.12 | 0 | 0 | 0
01h30 | 0 | 0 | 0 | 0
02h30 | 0 | 0 | 0 | 0
03h30 | 0 | 0 | 0 | 0
04h30 | 0 | 0 | 0 | 0
05h30 | 0 | 0 | 0 | 0
06h30 | 0 | 0 | 0 | 0
07h30 | 0 | 0 | 0 | 0
08h30 | 0 | 0 | 0 | 0
09h30 | 0.11 | 0 | 0 | 0
10h30 | 0.11 | 0 | 0 | 0
11h30 | 0.01 | 0 | 0 | 0
12h30 | 0.01 | 0 | 0 | 0
13h30 | 0 | 0 | 0 | 0
14h30 | 0 | 0 | 0 | 0
15h30 | 0 | 0 | 0 | 0
16h30 | 0 | 0 | 0 | 0
17h30 | 0.03 | 0 | 0 | 0
18h30 | 0.05 | 0 | 0 | 0
19h30 | 0.07 | 0 | 0 | 0
20h30 | 0.09 | 0 | 0 | 0
21h30 | 0.09 | 0 | 0 | 0
22h30 | 0.11 | 0 | 0 | 0
23h30 | 0.12 | 0 | 0 | 0
00h30 | 0.07 | 0 | 0 | 0
01h30 | 0 | 0 | 0 | 0
02h30 | 0 | 0 | 0 | 0
03h30 | 0 | 0 | 0 | 0
04h30 | 0 | 0 | 0 | 0
05h30 | 0 | 0 | 0 | 0
06h30 | 0 | 0 | 0 | 0
07h30 | 0 | 0 | 0 | 0
08h30 | 0 | 0 | 0 | 0
09h30 | 0 | 0 | 0 | 0
10h30 | 0 | 0 | 0 | 0
11h30 | 0 | 0 | 0 | 0
12h30 | 0 | 0 | 0 | 0
13h30 | 0 | 0 | 0 | 0
14h30 | 0 | 0 | 0 | 0
15h30 | 0.02 | 0 | 0 | 0
16h30 | 0.05 | 0 | 0 | 0
17h30 | 0.07 | 0 | 0 | 0
18h30 | 0.09 | 0 | 0 | 0
19h30 | 0.07 | 0 | 0 | 0
20h30 | 0.04 | 0 | 0 | 0
21h30 | 0.05 | 0 | 0 | 0
22h30 | 0.06 | 0 | 0 | 0
23h30 | 0.06 | 0 | 0 | 0
00h30 | 0.04 | 0 | 0 | 0
01h30 | 0 | 0 | 0 | 0
02h30 | 0 | 0 | 0 | 0
03h30 | 0 | 0 | 0 | 0
04h30 | 0 | 0 | 0 | 0
05h30 | 0 | 0 | 0 | 0
06h30 | 0 | 0 | 0 | 0
07h30 | 0 | 0 | 0 | 0
08h30 | 0 | 0 | 0 | 0
09h30 | 0 | 0 | 0 | 0
10h30 | 0 | 0 | 0 | 0
11h30 | 0 | 0 | 0 | 0
12h30 | 0 | 0 | 0 | 0
13h30 | 0 | 0 | 0 | 0
14h30 | 0 | 0 | 0 | 0
15h30 | 0 | 0 | 0 | 0
16h30 | 0 | 0 | 0 | 0
17h30 | 0 | 0 | 0 | 0
18h30 | 0.01 | 0 | 0 | 0
19h30 | 0.01 | 0 | 0 | 0
20h30 | 0 | 0 | 0 | 0
21h30 | 0.01 | 0 | 0 | 0
22h30 | 0.01 | 0 | 0 | 0
23h30 | 0.02 | 0 | 0 | 0
00h30 | 0.02 | 0 | 0 | 0
01h30 | 0 | 0 | 0 | 0
02h30 | 0 | 0 | 0 | 0
03h30 | 0 | 0 | 0 | 0
04h30 | 0 | 0 | 0 | 0
05h30 | 0 | 0 | 0 | 0
06h30 | 0 | 0 | 0 | 0
07h30 | 0 | 0 | 0 | 0
08h30 | 0 | 0 | 0 | 0
09h30 | 0.39 | 0 | 0 | 0
10h30 | 0.48 | 0 | 0 | 0
11h30 | 0.22 | 0 | 0 | 0
12h30 | 0.2 | 0 | 0 | 0
13h30 | 0.18 | 0 | 0 | 0
14h30 | 0.19 | 0 | 0 | 0
15h30 | 0.2 | 0 | 0 | 0
16h30 | 0.23 | 0 | 0 | 0
17h30 | 0.21 | 0 | 0 | 0
18h30 | 0.17 | 0 | 0 | 0
19h30 | 0.16 | 0 | 0 | 0
20h30 | 0.16 | 0 | 0 | 0
21h30 | 0.16 | 0 | 0 | 0
22h30 | 0.16 | 0 | 0 | 0
23h30 | 0.16 | 0 | 0 | 0
00h30 | 0.11 | 0 | 0 | 0.015
01h30 | 0 | 0 | 0 | 0.015
02h30 | 0 | 0 | 0 | 0.015
03h30 | 0 | 0 | 0 | 0.015
04h30 | 0 | 0 | 0 | 0.015
05h30 | 0 | 0 | 0 | 0.015
06h30 | 0 | 0 | 0 | 0.015
07h30 | 0 | 0 | 0 | 0.015
08h30 | 0 | 0 | 0 | 0.015
09h30 | 0.35 | 0 | 0 | 0.015
10h30 | 0.43 | 0 | 0 | 0.015
11h30 | 0.2 | 0 | 0 | 0.015
12h30 | 0.12 | 0 | 0 | 0.015
13h30 | 0.03 | 0 | 0 | 0.015
14h30 | 0.03 | 0 | 0 | 0.015
15h30 | 0.03 | 0 | 0 | 0.015
16h30 | 0.05 | 0 | 0 | 0.015
17h30 | 0.1 | 0 | 0 | 0.015
18h30 | 0.11 | 0 | 0 | 0.015
19h30 | 0.13 | 0 | 0 | 0.015
20h30 | 0.14 | 0 | 0 | 0.015
21h30 | 0.15 | 0 | 0 | 0.015
22h30 | 0.16 | 0 | 0 | 0.015
23h30 | 0.17 | 0 | 0 | 0.015
00h30 | 0.11 | 0 | 0 | 0.015
01h30 | 0 | 0 | 0 | 0.015
02h30 | 0 | 0 | 0 | 0.015
03h30 | 0 | 0 | 0 | 0.015
04h30 | 0 | 0 | 0 | 0.015
05h30 | 0 | 0 | 0 | 0.015
06h30 | 0 | 0 | 0 | 0.015
07h30 | 0 | 0 | 0 | 0.015
08h30 | 0 | 0 | 0 | 0.015
09h30 | 0.11 | 0 | 0 | 0.015
10h30 | 0.11 | 0 | 0 | 0.015
11h30 | 0.02 | 0 | 0 | 0.015
12h30 | 0.02 | 0 | 0 | 0.015
13h30 | 0 | 0 | 0 | 0.015
14h30 | 0 | 0 | 0 | 0.015
15h30 | 0 | 0 | 0 | 0.015
16h30 | 0 | 0 | 0 | 0.015
17h30 | 0.03 | 0 | 0 | 0.015
18h30 | 0.05 | 0 | 0 | 0.015
19h30 | 0.08 | 0 | 0 | 0.015
20h30 | 0.1 | 0 | 0 | 0.015
21h30 | 0.11 | 0 | 0 | 0.015
22h30 | 0.12 | 0 | 0 | 0.015
23h30 | 0.13 | 0 | 0 | 0.015
00h30 | 0.08 | 0 | 0 | 0.015
01h30 | 0 | 0 | 0 | 0.015
02h30 | 0 | 0 | 0 | 0.015
03h30 | 0 | 0 | 0 | 0.015
04h30 | 0 | 0 | 0 | 0.015
05h30 | 0 | 0 | 0 | 0.015
06h30 | 0 | 0 | 0 | 0.015
07h30 | 0 | 0 | 0 | 0.015
08h30 | 0 | 0 | 0 | 0.015
09h30 | 0.3 | 0 | 0 | 0.015
10h30 | 0.38 | 0 | 0 | 0.015
11h30 | 0.19 | 0 | 0 | 0.015
12h30 | 0.17 | 0 | 0 | 0.015
13h30 | 0.16 | 0 | 0 | 0.015
14h30 | 0.16 | 0 | 0 | 0.015
15h30 | 0.17 | 0 | 0 | 0.015
16h30 | 0.19 | 0 | 0 | 0.015
17h30 | 0.18 | 0 | 0 | 0.015
18h30 | 0.16 | 0 | 0 | 0.015
19h30 | 0.17 | 0 | 0 | 0.015
20h30 | 0.17 | 0 | 0 | 0.015
21h30 | 0.18 | 0 | 0 | 0.015
22h30 | 0.18 | 0 | 0 | 0.015
23h30 | 0.19 | 0 | 0 | 0.015
00h30 | 0.12 | 0 | 0 | 0.015
01h30 | 0 | 0 | 0 | 0.015
02h30 | 0 | 0 | 0 | 0.015
03h30 | 0 | 0 | 0 | 0.015
04h30 | 0 | 0 | 0 | 0.015
05h30 | 0 | 0 | 0 | 0.015
06h30 | 0 | 0 | 0 | 0.015
07h30 | 0 | 0 | 0 | 0.015
08h30 | 0 | 0 | 0 | 0.015
09h30 | 0.4 | 0 | 0 | 0.015
10h30 | 0.47 | 0 | 0 | 0.015
11h30 | 0.2 | 0 | 0 | 0.015
12h30 | 0.16 | 0 | 0 | 0.015
13h30 | 0.1 | 0 | 0 | 0.015
14h30 | 0.07 | 0 | 0 | 0.015
15h30 | 0.1 | 0 | 0 | 0.015
16h30 | 0.16 | 0 | 0 | 0.015
17h30 | 0.16 | 0 | 0 | 0.015
18h30 | 0.14 | 0 | 0 | 0.015
19h30 | 0.15 | 0 | 0 | 0.015
20h30 | 0.15 | 0 | 0 | 0.015
21h30 | 0.16 | 0 | 0 | 0.015
22h30 | 0.16 | 0 | 0 | 0.015
23h30 | 0.17 | 0 | 0 | 0.015
00h30 | 0.12 | 0 | 0 | 0.015
01h30 | 0 | 0 | 0 | 0.015
02h30 | 0 | 0 | 0 | 0.015
03h30 | 0 | 0 | 0 | 0.015
04h30 | 0 | 0 | 0 | 0.015
05h30 | 0 | 0 | 0 | 0.015
06h30 | 0 | 0 | 0 | 0.015
07h30 | 0 | 0 | 0 | 0.015
08h30 | 0 | 0 | 0 | 0.015
09h30 | 0 | 0 | 0 | 0.015
10h30 | 0.01 | 0 | 0 | 0.015
11h30 | 0.04 | 0 | 0 | 0.015
12h30 | 0.05 | 0 | 0 | 0.015
13h30 | 0.05 | 0 | 0 | 0.015
14h30 | 0.06 | 0 | 0 | 0.015
15h30 | 0.08 | 0 | 0 | 0.015
16h30 | 0.11 | 0 | 0 | 0.015
17h30 | 0.13 | 0 | 0 | 0.015
18h30 | 0.15 | 0.01 | 0 | 0.015
19h30 | 0.13 | 0.01 | 0 | 0.015
20h30 | 0.1 | 0 | 0 | 0.015
21h30 | 0.1 | 0 | 0 | 0.015
22h30 | 0.1 | 0 | 0 | 0.015
23h30 | 0.1 | 0 | 0 | 0.015
00h30 | 0.06 | 0 | 0 | 0.015
01h30 | 0 | 0 | 0 | 0.015
02h30 | 0 | 0 | 0 | 0.015
03h30 | 0 | 0 | 0 | 0.015
04h30 | 0 | 0 | 0 | 0.015
05h30 | 0 | 0 | 0 | 0.015
06h30 | 0 | 0 | 0 | 0.015
07h30 | 0.05 | 0 | 0 | 0.015
08h30 | 0.05 | 0 | 0 | 0.015
09h30 | 0 | 0 | 0 | 0.015
10h30 | 0 | 0 | 0 | 0.015
11h30 | 0 | 0 | 0 | 0.015
12h30 | 0 | 0 | 0 | 0.015
13h30 | 0 | 0 | 0 | 0.015
14h30 | 0 | 0 | 0 | 0.015
15h30 | 0 | 0 | 0 | 0.015
16h30 | 0 | 0 | 0 | 0.015
17h30 | 0 | 0 | 0 | 0.015
18h30 | 0 | 0 | 0 | 0.015
19h30 | 0 | 0 | 0 | 0.015
20h30 | 0 | 0 | 0 | 0.015
21h30 | 0 | 0 | 0 | 0.015
22h30 | 0 | 0 | 0 | 0.015
23h30 | 0.01 | 0 | 0 | 0.015
00h30 | 0.01 | 0 | 0 | 0.015
01h30 | 0 | 0 | 0 | 0.015
02h30 | 0 | 0 | 0 | 0.015
03h30 | 0 | 0 | 0 | 0.015
04h30 | 0 | 0 | 0 | 0.015
05h30 | 0 | 0 | 0 | 0.015
06h30 | 0 | 0 | 0 | 0.015
07h30 | 0 | 0 | 0 | 0.015
08h30 | 0 | 0 | 0 | 0.015
09h30 | 0.25 | 0 | 0 | 0.015
10h30 | 0.28 | 0 | 0 | 0.015
11h30 | 0.09 | 0 | 0 | 0.015
12h30 | 0.05 | 0 | 0 | 0.015
13h30 | 0 | 0 | 0 | 0.015
14h30 | 0 | 0 | 0 | 0.015
15h30 | 0.01 | 0 | 0 | 0.015
16h30 | 0.05 | 0 | 0 | 0.015
17h30 | 0.09 | 0 | 0 | 0.015
18h30 | 0.09 | 0 | 0 | 0.015
19h30 | 0.1 | 0 | 0 | 0.015
20h30 | 0.12 | 0 | 0 | 0.015
21h30 | 0.13 | 0 | 0 | 0.015
22h30 | 0.14 | 0 | 0 | 0.015
23h30 | 0.14 | 0 | 0 | 0.015
00h30 | 0.08 | 0 | 0 | 0.015
01h30 | 0 | 0 | 0 | 0.015
02h30 | 0 | 0 | 0 | 0.015
03h30 | 0 | 0 | 0 | 0.015
04h30 | 0 | 0 | 0 | 0.015
05h30 | 0 | 0 | 0 | 0.015
06h30 | 0 | 0 | 0 | 0.015
07h30 | 0 | 0 | 0 | 0.015
08h30 | 0 | 0 | 0 | 0.015
09h30 | 0.35 | 0 | 0 | 0.015
10h30 | 0.43 | 0 | 0 | 0.015
11h30 | 0.19 | 0 | 0 | 0.015
12h30 | 0.13 | 0 | 0 | 0.015
13h30 | 0.04 | 0 | 0 | 0.015
14h30 | 0.03 | 0 | 0 | 0.015
15h30 | 0.08 | 0 | 0 | 0.015
16h30 | 0.13 | 0 | 0 | 0.015
17h30 | 0.15 | 0 | 0 | 0.015
18h30 | 0.13 | 0 | 0 | 0.015
19h30 | 0.14 | 0 | 0 | 0.015
20h30 | 0.15 | 0 | 0 | 0.015
21h30 | 0.15 | 0 | 0 | 0.015
22h30 | 0.16 | 0 | 0 | 0.015
23h30 | 0.16 | 0 | 0 | 0.015
00h30 | 0.11 | 0 | 0 | 0.015
01h30 | 0 | 0 | 0 | 0.015
02h30 | 0 | 0 | 0 | 0.015
03h30 | 0 | 0 | 0 | 0.015
04h30 | 0 | 0 | 0 | 0.015
05h30 | 0 | 0 | 0 | 0.015
06h30 | 0 | 0 | 0 | 0.015
07h30 | 0 | 0 | 0 | 0.015
08h30 | 0 | 0 | 0 | 0.015
09h30 | 0.4 | 0 | 0 | 0.015
10h30 | 0.48 | 0 | 0 | 0.015
11h30 | 0.22 | 0 | 0 | 0.015
12h30 | 0.2 | 0 | 0 | 0.015
13h30 | 0.18 | 0 | 0 | 0.015
14h30 | 0.18 | 0 | 0 | 0.015
15h30 | 0.2 | 0 | 0 | 0.015
16h30 | 0.22 | 0 | 0 | 0.015
17h30 | 0.2 | 0 | 0 | 0.015
18h30 | 0.17 | 0 | 0 | 0.015
19h30 | 0.17 | 0 | 0 | 0.015
20h30 | 0.18 | 0 | 0 | 0.015
21h30 | 0.18 | 0 | 0 | 0.015
22h30 | 0.18 | 0 | 0 | 0.015
23h30 | 0.19 | 0 | 0 | 0.015
00h30 | 0.13 | 0 | 0 | 0.015
01h30 | 0 | 0 | 0 | 0.015
02h30 | 0 | 0 | 0 | 0.015
03h30 | 0 | 0 | 0 | 0.015
04h30 | 0 | 0 | 0 | 0.015
05h30 | 0 | 0 | 0 | 0.015
06h30 | 0 | 0 | 0 | 0.015
07h30 | 0 | 0 | 0 | 0.015
08h30 | 0 | 0 | 0 | 0.015
09h30 | 0.15 | 0 | 0 | 0.015
10h30 | 0.17 | 0 | 0 | 0.015
11h30 | 0.06 | 0 | 0 | 0.015
12h30 | 0.04 | 0 | 0 | 0.015
13h30 | 0.06 | 0 | 0 | 0.015
14h30 | 0.09 | 0 | 0 | 0.015
15h30 | 0.13 | 0 | 0 | 0.015
16h30 | 0.17 | 0 | 0 | 0.015
17h30 | 0.16 | 0 | 0 | 0.015
18h30 | 0.14 | 0 | 0 | 0.015
19h30 | 0.15 | 0 | 0 | 0.015
20h30 | 0.16 | 0 | 0 | 0.015
21h30 | 0.16 | 0 | 0 | 0.015
22h30 | 0.17 | 0 | 0 | 0.015
23h30 | 0.17 | 0 | 0 | 0.015
00h30 | 0.12 | 0 | 0 | 0.015
01h30 | 0 | 0 | 0 | 0.015
02h30 | 0 | 0 | 0 | 0.015
03h30 | 0 | 0 | 0 | 0.015
04h30 | 0 | 0 | 0 | 0.015
05h30 | 0 | 0 | 0 | 0.015
06h30 | 0 | 0 | 0 | 0.015
07h30 | 0 | 0 | 0 | 0.015
08h30 | 0 | 0 | 0 | 0.015
09h30 | 0.49 | 0 | 0 | 0.015
10h30 | 0.57 | 0 | 0 | 0.015
11h30 | 0.25 | 0 | 0 | 0.015
12h30 | 0.22 | 0 | 0 | 0.015
13h30 | 0.17 | 0 | 0 | 0.015
14h30 | 0.14 | 0 | 0 | 0.015
15h30 | 0.14 | 0 | 0 | 0.015
16h30 | 0.19 | 0 | 0 | 0.015
17h30 | 0.2 | 0 | 0 | 0.015
18h30 | 0.18 | 0 | 0 | 0.015
19h30 | 0.18 | 0 | 0 | 0.015
20h30 | 0.19 | 0 | 0 | 0.015
21h30 | 0.19 | 0 | 0 | 0.015
22h30 | 0.2 | 0 | 0 | 0.015
23h30 | 0.2 | 0 | 0 | 0.015
00h30 | 0.14 | 0 | 0 | 0.015
01h30 | 0 | 0 | 0 | 0.015
02h30 | 0 | 0 | 0 | 0.015
03h30 | 0 | 0 | 0 | 0.015
04h30 | 0 | 0 | 0 | 0.015
05h30 | 0 | 0 | 0 | 0.015
06h30 | 0 | 0 | 0 | 0.015
07h30 | 0.03 | 0 | 0 | 0.015
08h30 | 0.03 | 0 | 0 | 0.015
09h30 | 0 | 0 | 0 | 0.015
10h30 | 0 | 0 | 0 | 0.015
11h30 | 0.05 | 0 | 0 | 0.015
12h30 | 0.08 | 0 | 0 | 0.015
13h30 | 0.08 | 0 | 0 | 0.015
14h30 | 0.1 | 0 | 0 | 0.015
15h30 | 0.13 | 0 | 0 | 0.015
16h30 | 0.16 | 0 | 0 | 0.015
17h30 | 0.18 | 0.03 | 0 | 0.015
18h30 | 0.2 | 0.06 | 0 | 0.015
19h30 | 0.18 | 0.05 | 0 | 0.015
20h30 | 0.14 | 0.02 | 0 | 0.015
21h30 | 0.14 | 0.03 | 0 | 0.015
22h30 | 0.15 | 0.04 | 0 | 0.015
23h30 | 0.15 | 0.04 | 0 | 0.015
00h30 | 0.09 | 0.03 | 0 | 0.015
01h30 | 0 | 0 | 0 | 0.015
02h30 | 0 | 0 | 0 | 0.015
03h30 | 0 | 0 | 0 | 0.015
04h30 | 0 | 0 | 0 | 0.015
05h30 | 0 | 0 | 0 | 0.015
06h30 | 0 | 0 | 0 | 0.015
07h30 | 0.17 | 0 | 0 | 0.015
08h30 | 0.17 | 0 | 0 | 0.015
09h30 | 0 | 0 | 0 | 0.015
10h30 | 0 | 0 | 0 | 0.015
11h30 | 0.01 | 0 | 0 | 0.015
12h30 | 0.01 | 0 | 0 | 0.015
13h30 | 0 | 0 | 0 | 0.015
14h30 | 0 | 0 | 0 | 0.015
15h30 | 0.06 | 0 | 0 | 0.015
16h30 | 0.11 | 0 | 0 | 0.015
17h30 | 0.15 | 0 | 0 | 0.015
18h30 | 0.17 | 0 | 0 | 0.015
19h30 | 0.16 | 0 | 0 | 0.015
20h30 | 0.13 | 0 | 0 | 0.015
21h30 | 0.14 | 0 | 0 | 0.015
22h30 | 0.14 | 0 | 0 | 0.015
23h30 | 0.15 | 0 | 0 | 0.015
00h30 | 0.09 | 0 | 0 | 0.015
01h30 | 0 | 0 | 0 | 0.015
02h30 | 0 | 0 | 0 | 0.015
03h30 | 0 | 0 | 0 | 0.015
04h30 | 0 | 0 | 0 | 0.015
05h30 | 0 | 0 | 0 | 0.015
06h30 | 0 | 0 | 0 | 0.015
07h30 | 0 | 0 | 0 | 0.015
08h30 | 0 | 0.04 | 0 | 0.015
09h30 | 0.72 | 0.07 | 0 | 0.015
10h30 | 0.83 | 0.03 | 0 | 0.015
11h30 | 0.29 | 0 | 0 | 0.015
12h30 | 0.19 | 0 | 0 | 0.015
13h30 | 0.14 | 0 | 0 | 0.015
14h30 | 0.16 | 0 | 0 | 0.015
15h30 | 0.19 | 0 | 0 | 0.015
16h30 | 0.24 | 0 | 0 | 0.015
17h30 | 0.25 | 0 | 0 | 0.015
18h30 | 0.23 | 0 | 0 | 0.015
19h30 | 0.23 | 0 | 0 | 0.015
20h30 | 0.24 | 0 | 0 | 0.015
21h30 | 0.24 | 0 | 0 | 0.015
22h30 | 0.25 | 0 | 0 | 0.015
23h30 | 0.25 | 0 | 0 | 0.015
00h30 | 0.17 | 0 | 0 | 0.015
01h30 | 0 | 0 | 0 | 0.015
02h30 | 0 | 0 | 0 | 0.015
03h30 | 0 | 0 | 0 | 0.015
04h30 | 0 | 0 | 0 | 0.015
05h30 | 0 | 0 | 0 | 0.015
06h30 | 0 | 0 | 0 | 0.015
07h30 | 0 | 0 | 0 | 0.015
08h30 | 0 | 0.05 | 0 | 0.015
09h30 | 0.71 | 0.1 | 0 | 0.015
10h30 | 0.83 | 0.09 | 0 | 0.015
11h30 | 0.35 | 0.05 | 0 | 0.015
12h30 | 0.3 | 0.01 | 0 | 0.015
13h30 | 0.27 | 0 | 0 | 0.015
14h30 | 0.29 | 0.01 | 0 | 0.015
15h30 | 0.32 | 0.05 | 0 | 0.015
16h30 | 0.36 | 0.09 | 0 | 0.015
17h30 | 0.33 | 0.09 | 0 | 0.015
18h30 | 0.29 | 0.07 | 0 | 0.015
19h30 | 0.29 | 0.08 | 0 | 0.015
20h30 | 0.29 | 0.08 | 0 | 0.015
21h30 | 0.29 | 0.09 | 0 | 0.015
22h30 | 0.29 | 0.1 | 0 | 0.015
23h30 | 0.29 | 0.1 | 0 | 0.015
00h30 | 0.2 | 0.05 | 0 | 0.015
01h30 | 0 | 0 | 0 | 0.015
02h30 | 0 | 0 | 0 | 0.015
03h30 | 0 | 0 | 0 | 0.015
04h30 | 0 | 0 | 0 | 0.015
05h30 | 0 | 0 | 0 | 0.015
06h30 | 0 | 0 | 0 | 0.015
07h30 | 0 | 0.09 | 0 | 0.015
08h30 | 0 | 0.2 | 0 | 0.015
09h30 | 0.77 | 0.23 | 0 | 0.015
10h30 | 0.96 | 0.21 | 0 | 0.015
11h30 | 0.57 | 0.19 | 0 | 0.015
12h30 | 0.51 | 0.18 | 0 | 0.015
13h30 | 0.48 | 0.18 | 0 | 0.015
14h30 | 0.48 | 0.18 | 0 | 0.015
15h30 | 0.52 | 0.2 | 0 | 0.015
16h30 | 0.54 | 0.22 | 0 | 0.015
17h30 | 0.41 | 0.2 | 0 | 0.015
18h30 | 0.35 | 0.17 | 0 | 0.015
19h30 | 0.33 | 0.17 | 0 | 0.015
20h30 | 0.34 | 0.17 | 0 | 0.015
21h30 | 0.34 | 0.17 | 0 | 0.015
22h30 | 0.35 | 0.18 | 0 | 0.015
23h30 | 0.35 | 0.18 | 0 | 0.015
00h30 | 0.23 | 0.1 | 0 | 0.015
01h30 | 0 | 0 | 0 | 0.015
02h30 | 0 | 0 | 0 | 0.015
03h30 | 0 | 0 | 0 | 0.015
04h30 | 0 | 0 | 0 | 0.015
05h30 | 0 | 0 | 0 | 0.015
06h30 | 0 | 0 | 0 | 0.015
07h30 | 0 | 0.3 | 0 | 0.015
08h30 | 0 | 0.42 | 0 | 0.015
09h30 | 0.78 | 0.28 | 0.02 | 0.015
10h30 | 0.93 | 0.23 | 0.02 | 0.015
11h30 | 0.41 | 0.15 | 0 | 0.015
12h30 | 0.35 | 0.09 | 0 | 0.015
13h30 | 0.31 | 0.08 | 0 | 0.015
14h30 | 0.33 | 0.11 | 0 | 0.015
15h30 | 0.42 | 0.16 | 0 | 0.015
16h30 | 0.49 | 0.2 | 0 | 0.015
17h30 | 0.42 | 0.19 | 0 | 0.015
18h30 | 0.34 | 0.16 | 0 | 0.015
19h30 | 0.34 | 0.17 | 0 | 0.015
20h30 | 0.34 | 0.17 | 0 | 0.015
21h30 | 0.34 | 0.18 | 0 | 0.015
22h30 | 0.34 | 0.18 | 0 | 0.015
23h30 | 0.34 | 0.18 | 0 | 0.015
00h30 | 0.23 | 0.11 | 0 | 0.015
01h30 | 0 | 0 | 0 | 0.015
02h30 | 0 | 0 | 0 | 0.015
03h30 | 0 | 0 | 0 | 0.015
04h30 | 0 | 0 | 0 | 0.015
05h30 | 0 | 0 | 0 | 0.015
06h30 | 0 | 0 | 0 | 0.015
07h30 | 0 | 0.3 | 0 | 0.015
08h30 | 0 | 0.42 | 0.03 | 0.015
09h30 | 0.78 | 0.33 | 0.08 | 0.015
10h30 | 0.97 | 0.3 | 0.08 | 0.015
11h30 | 0.59 | 0.23 | 0.06 | 0.015
12h30 | 0.52 | 0.21 | 0.04 | 0.015
13h30 | 0.45 | 0.19 | 0.03 | 0.015
14h30 | 0.45 | 0.18 | 0.02 | 0.015
15h30 | 0.46 | 0.19 | 0.03 | 0.015
16h30 | 0.52 | 0.22 | 0.06 | 0.015
17h30 | 0.42 | 0.21 | 0.06 | 0.015
18h30 | 0.36 | 0.19 | 0.03 | 0.015
19h30 | 0.35 | 0.2 | 0.04 | 0.015
20h30 | 0.35 | 0.2 | 0.05 | 0.015
21h30 | 0.35 | 0.2 | 0.06 | 0.015
22h30 | 0.35 | 0.21 | 0.06 | 0.015
23h30 | 0.35 | 0.21 | 0.07 | 0.015
00h30 | 0.23 | 0.13 | 0.04 | 0.015
01h30 | 0 | 0 | 0 | 0.015
02h30 | 0 | 0 | 0 | 0.015
03h30 | 0 | 0 | 0 | 0.015
04h30 | 0 | 0 | 0 | 0.015
05h30 | 0 | 0 | 0 | 0.015
06h30 | 0 | 0 | 0 | 0.015
07h30 | 0.38 | 0.4 | 0.02 | 0.015
08h30 | 0.43 | 0.45 | 0.02 | 0.015
09h30 | 0.16 | 0.16 | 0 | 0.015
10h30 | 0.22 | 0.21 | 0.05 | 0.015
11h30 | 0.33 | 0.3 | 0.12 | 0.015
12h30 | 0.33 | 0.29 | 0.12 | 0.015
13h30 | 0.32 | 0.27 | 0.11 | 0.015
14h30 | 0.33 | 0.28 | 0.12 | 0.015
15h30 | 0.34 | 0.31 | 0.13 | 0.015
16h30 | 0.37 | 0.36 | 0.15 | 0.015
17h30 | 0.4 | 0.38 | 0.17 | 0.015
18h30 | 0.41 | 0.41 | 0.2 | 0.015
19h30 | 0.32 | 0.31 | 0.16 | 0.015
20h30 | 0.26 | 0.24 | 0.11 | 0.015
21h30 | 0.26 | 0.23 | 0.11 | 0.015
22h30 | 0.26 | 0.24 | 0.11 | 0.015
23h30 | 0.26 | 0.23 | 0.11 | 0.015
00h30 | 0.16 | 0.14 | 0.06 | 0.015
01h30 | 0 | 0 | 0 | 0.015
02h30 | 0 | 0 | 0 | 0.015
03h30 | 0 | 0 | 0 | 0.015
04h30 | 0 | 0 | 0 | 0.015
05h30 | 0 | 0 | 0 | 0.015
06h30 | 0 | 0 | 0 | 0.015
07h30 | 0.54 | 0.49 | 0.19 | 0.015
08h30 | 0.62 | 0.55 | 0.2 | 0.015
09h30 | 0.27 | 0.23 | 0.04 | 0.015
10h30 | 0.32 | 0.28 | 0.1 | 0.015
11h30 | 0.42 | 0.37 | 0.19 | 0.015
12h30 | 0.42 | 0.36 | 0.18 | 0.015
13h30 | 0.4 | 0.33 | 0.17 | 0.015
14h30 | 0.41 | 0.34 | 0.18 | 0.015
15h30 | 0.44 | 0.38 | 0.22 | 0.015
16h30 | 0.47 | 0.42 | 0.27 | 0.015
17h30 | 0.5 | 0.46 | 0.3 | 0.015
18h30 | 0.52 | 0.48 | 0.33 | 0.015
19h30 | 0.37 | 0.35 | 0.24 | 0.015
20h30 | 0.31 | 0.27 | 0.16 | 0.015
21h30 | 0.3 | 0.26 | 0.15 | 0.015
22h30 | 0.3 | 0.26 | 0.15 | 0.015
23h30 | 0.3 | 0.26 | 0.15 | 0.015
00h30 | 0.18 | 0.16 | 0.09 | 0.015
01h30 | 0 | 0 | 0 | 0.015
02h30 | 0 | 0 | 0 | 0.015
03h30 | 0 | 0 | 0 | 0.015
04h30 | 0 | 0 | 0 | 0.015
05h30 | 0 | 0 | 0 | 0.015
06h30 | 0 | 0 | 0 | 0.015
07h30 | 0 | 0.55 | 0.29 | 0.015
08h30 | 0 | 0.74 | 0.43 | 0.015
09h30 | 0.86 | 0.54 | 0.37 | 0.015
10h30 | 1.22 | 0.46 | 0.3 | 0.015
11h30 | 0.85 | 0.39 | 0.24 | 0.015
12h30 | 0.79 | 0.38 | 0.24 | 0.015
13h30 | 0.73 | 0.36 | 0.22 | 0.015
14h30 | 0.72 | 0.36 | 0.23 | 0.015
15h30 | 0.75 | 0.4 | 0.27 | 0.015
16h30 | 0.76 | 0.44 | 0.31 | 0.015
17h30 | 0.63 | 0.32 | 0.22 | 0.015
18h30 | 0.47 | 0.27 | 0.16 | 0.015
19h30 | 0.46 | 0.26 | 0.16 | 0.015
20h30 | 0.46 | 0.27 | 0.16 | 0.015
21h30 | 0.46 | 0.26 | 0.16 | 0.015
22h30 | 0.46 | 0.27 | 0.17 | 0.015
23h30 | 0.46 | 0.27 | 0.17 | 0.015
00h30 | 0.31 | 0.17 | 0.1 | 0.015
01h30 | 0 | 0 | 0 | 0.015
02h30 | 0 | 0 | 0 | 0.015
03h30 | 0 | 0 | 0 | 0.015
04h30 | 0 | 0 | 0 | 0.015
05h30 | 0 | 0 | 0 | 0.015
06h30 | 0 | 0 | 0 | 0.015
07h30 | 0 | 0.63 | 0.39 | 0.015
08h30 | 0 | 0.83 | 0.56 | 0.015
09h30 | 0.86 | 0.6 | 0.45 | 0.015
10h30 | 1.16 | 0.5 | 0.35 | 0.015
11h30 | 0.76 | 0.37 | 0.24 | 0.015
12h30 | 0.68 | 0.35 | 0.22 | 0.015
13h30 | 0.64 | 0.32 | 0.2 | 0.015
14h30 | 0.65 | 0.33 | 0.21 | 0.015
15h30 | 0.69 | 0.37 | 0.25 | 0.015
16h30 | 0.72 | 0.42 | 0.31 | 0.015
17h30 | 0.59 | 0.32 | 0.23 | 0.015
18h30 | 0.46 | 0.27 | 0.17 | 0.015
19h30 | 0.45 | 0.27 | 0.17 | 0.015
20h30 | 0.45 | 0.27 | 0.17 | 0.015
21h30 | 0.44 | 0.27 | 0.17 | 0.015
22h30 | 0.45 | 0.28 | 0.18 | 0.015
23h30 | 0.45 | 0.28 | 0.18 | 0.015
00h30 | 0.32 | 0.17 | 0.11 | 0.015
01h30 | 0 | 0 | 0 | 0.015
02h30 | 0 | 0 | 0 | 0.015
03h30 | 0 | 0 | 0 | 0.015
04h30 | 0 | 0 | 0 | 0.015
05h30 | 0 | 0 | 0 | 0.015
06h30 | 0 | 0 | 0 | 0.015
07h30 | 0 | 0.64 | 0.43 | 0.015
08h30 | 0 | 0.79 | 0.54 | 0.015
09h30 | 0.84 | 0.4 | 0.26 | 0.015
10h30 | 1.01 | 0.3 | 0.17 | 0.015
11h30 | 0.43 | 0.17 | 0.06 | 0.015
12h30 | 0.34 | 0.11 | 0.04 | 0.015
13h30 | 0.26 | 0.02 | 0 | 0.015
14h30 | 0.25 | 0.02 | 0 | 0.015
15h30 | 0.29 | 0.07 | 0 | 0.015
16h30 | 0.39 | 0.12 | 0 | 0.015
17h30 | 0.39 | 0.15 | 0.02 | 0.015
18h30 | 0.34 | 0.15 | 0.02 | 0.015
19h30 | 0.34 | 0.16 | 0.04 | 0.015
20h30 | 0.35 | 0.18 | 0.06 | 0.015
21h30 | 0.35 | 0.19 | 0.07 | 0.015
22h30 | 0.36 | 0.2 | 0.08 | 0.015
23h30 | 0.36 | 0.2 | 0.09 | 0.015
00h30 | 0.25 | 0.12 | 0.05 | 0.015
01h30 | 0 | 0 | 0 | 0.015
02h30 | 0 | 0 | 0 | 0.015
03h30 | 0 | 0 | 0 | 0.015
04h30 | 0 | 0 | 0 | 0.015
05h30 | 0 | 0 | 0 | 0.015
06h30 | 0 | 0 | 0 | 0.015
07h30 | 0 | 0.4 | 0.13 | 0.015
08h30 | 0 | 0.56 | 0.25 | 0.015
09h30 | 0.82 | 0.46 | 0.28 | 0.015
10h30 | 1.09 | 0.41 | 0.23 | 0.015
11h30 | 0.73 | 0.34 | 0.18 | 0.015
12h30 | 0.67 | 0.32 | 0.18 | 0.015
13h30 | 0.62 | 0.3 | 0.16 | 0.015
14h30 | 0.63 | 0.31 | 0.17 | 0.015
15h30 | 0.64 | 0.34 | 0.21 | 0.015
16h30 | 0.68 | 0.38 | 0.25 | 0.015
17h30 | 0.54 | 0.29 | 0.2 | 0.015
18h30 | 0.43 | 0.25 | 0.14 | 0.015
19h30 | 0.41 | 0.24 | 0.14 | 0.015
20h30 | 0.41 | 0.25 | 0.14 | 0.015
21h30 | 0.4 | 0.24 | 0.14 | 0.015
22h30 | 0.4 | 0.25 | 0.15 | 0.015
23h30 | 0.39 | 0.25 | 0.15 | 0.015
00h30 | 0.27 | 0.15 | 0.08 | 0.015
01h30 | 0 | 0 | 0 | 0.015
02h30 | 0 | 0 | 0 | 0.015
03h30 | 0 | 0 | 0 | 0.015
04h30 | 0 | 0 | 0 | 0.015
05h30 | 0 | 0 | 0 | 0.015
06h30 | 0 | 0 | 0 | 0.015
07h30 | 0 | 0.53 | 0.29 | 0.015
08h30 | 0 | 0.71 | 0.45 | 0.015
09h30 | 0.83 | 0.55 | 0.4 | 0.015
10h30 | 1.12 | 0.47 | 0.33 | 0.015
11h30 | 0.74 | 0.36 | 0.24 | 0.015
12h30 | 0.64 | 0.34 | 0.22 | 0.015
13h30 | 0.59 | 0.3 | 0.18 | 0.015
14h30 | 0.6 | 0.31 | 0.19 | 0.015
15h30 | 0.62 | 0.33 | 0.22 | 0.015
16h30 | 0.66 | 0.38 | 0.27 | 0.015
17h30 | 0.53 | 0.29 | 0.2 | 0.015
18h30 | 0.43 | 0.25 | 0.15 | 0.015
19h30 | 0.41 | 0.25 | 0.15 | 0.015
20h30 | 0.4 | 0.25 | 0.15 | 0.015
21h30 | 0.38 | 0.25 | 0.15 | 0.015
22h30 | 0.38 | 0.25 | 0.15 | 0.015
23h30 | 0.37 | 0.25 | 0.15 | 0.015
00h30 | 0.25 | 0.15 | 0.09 | 0.015
01h30 | 0 | 0 | 0 | 0.015
02h30 | 0 | 0 | 0 | 0.015
03h30 | 0 | 0 | 0 | 0.015
04h30 | 0 | 0 | 0 | 0.015
05h30 | 0 | 0 | 0 | 0.015
06h30 | 0 | 0 | 0 | 0.015
07h30 | 0.38 | 0.46 | 0.23 | 0.015
08h30 | 0.41 | 0.5 | 0.24 | 0.015
09h30 | 0.15 | 0.19 | 0.04 | 0.015
10h30 | 0.2 | 0.21 | 0.07 | 0.015
11h30 | 0.21 | 0.17 | 0.07 | 0.015
12h30 | 0.16 | 0.1 | 0.03 | 0.015
13h30 | 0.11 | 0.02 | 0 | 0.015
14h30 | 0.11 | 0.02 | 0 | 0.015
15h30 | 0.15 | 0.07 | 0 | 0.015
16h30 | 0.2 | 0.13 | 0 | 0.015
17h30 | 0.23 | 0.18 | 0.05 | 0.015
18h30 | 0.25 | 0.2 | 0.08 | 0.015
19h30 | 0.22 | 0.18 | 0.07 | 0.015
20h30 | 0.19 | 0.15 | 0.04 | 0.015
21h30 | 0.19 | 0.15 | 0.04 | 0.015
22h30 | 0.19 | 0.16 | 0.05 | 0.015
23h30 | 0.2 | 0.16 | 0.05 | 0.015
00h30 | 0.13 | 0.1 | 0.03 | 0.015
01h30 | 0 | 0 | 0 | 0.015
02h30 | 0 | 0 | 0 | 0.015
03h30 | 0 | 0 | 0 | 0.015
04h30 | 0 | 0 | 0 | 0.015
05h30 | 0 | 0 | 0 | 0.015
06h30 | 0 | 0 | 0 | 0.015
07h30 | 0.38 | 0.29 | 0.01 | 0.015
08h30 | 0.43 | 0.32 | 0.01 | 0.015
09h30 | 0.14 | 0.09 | 0 | 0.015
10h30 | 0.19 | 0.14 | 0.03 | 0.015
11h30 | 0.25 | 0.19 | 0.06 | 0.015
12h30 | 0.21 | 0.13 | 0.03 | 0.015
13h30 | 0.16 | 0.05 | 0 | 0.015
14h30 | 0.16 | 0.05 | 0 | 0.015
15h30 | 0.2 | 0.1 | 0 | 0.015
16h30 | 0.25 | 0.15 | 0.02 | 0.015
17h30 | 0.28 | 0.19 | 0.07 | 0.015
18h30 | 0.31 | 0.22 | 0.1 | 0.015
19h30 | 0.27 | 0.2 | 0.08 | 0.015
20h30 | 0.23 | 0.17 | 0.05 | 0.015
21h30 | 0.23 | 0.17 | 0.06 | 0.015
22h30 | 0.24 | 0.18 | 0.06 | 0.015
23h30 | 0.24 | 0.18 | 0.07 | 0.015
00h30 | 0.15 | 0.11 | 0.04 | 0.015
01h30 | 0 | 0 | 0 | 0.015
02h30 | 0 | 0 | 0 | 0.015
03h30 | 0 | 0 | 0 | 0.015
04h30 | 0 | 0 | 0 | 0.015
05h30 | 0 | 0 | 0 | 0.015
06h30 | 0 | 0 | 0 | 0.015
07h30 | 0 | 0.34 | 0.07 | 0.015
08h30 | 0 | 0.47 | 0.17 | 0.015
09h30 | 0.82 | 0.39 | 0.22 | 0.015
10h30 | 1.11 | 0.36 | 0.19 | 0.015
11h30 | 0.73 | 0.29 | 0.14 | 0.015
12h30 | 0.65 | 0.28 | 0.14 | 0.015
13h30 | 0.6 | 0.25 | 0.13 | 0.015
14h30 | 0.61 | 0.26 | 0.14 | 0.015
15h30 | 0.62 | 0.28 | 0.16 | 0.015
16h30 | 0.65 | 0.32 | 0.19 | 0.015
17h30 | 0.5 | 0.27 | 0.16 | 0.015
18h30 | 0.39 | 0.22 | 0.11 | 0.015
19h30 | 0.36 | 0.22 | 0.11 | 0.015
20h30 | 0.36 | 0.22 | 0.11 | 0.015
21h30 | 0.36 | 0.22 | 0.11 | 0.015
22h30 | 0.36 | 0.22 | 0.12 | 0.015
23h30 | 0.35 | 0.22 | 0.12 | 0.015
00h30 | 0.24 | 0.13 | 0.06 | 0.015
01h30 | 0 | 0 | 0 | 0.015
02h30 | 0 | 0 | 0 | 0.015
03h30 | 0 | 0 | 0 | 0.015
04h30 | 0 | 0 | 0 | 0.015
05h30 | 0 | 0 | 0 | 0.015
06h30 | 0 | 0 | 0 | 0.015
07h30 | 0 | 0.39 | 0.16 | 0.015
08h30 | 0 | 0.54 | 0.28 | 0.015
09h30 | 0.8 | 0.45 | 0.3 | 0.015
10h30 | 1.05 | 0.4 | 0.25 | 0.015
11h30 | 0.7 | 0.34 | 0.2 | 0.015
12h30 | 0.64 | 0.33 | 0.19 | 0.015
13h30 | 0.6 | 0.3 | 0.18 | 0.015
14h30 | 0.6 | 0.31 | 0.19 | 0.015
15h30 | 0.61 | 0.34 | 0.21 | 0.015
16h30 | 0.64 | 0.37 | 0.26 | 0.015
17h30 | 0.51 | 0.28 | 0.19 | 0.015
18h30 | 0.41 | 0.24 | 0.14 | 0.015
19h30 | 0.39 | 0.23 | 0.14 | 0.015
20h30 | 0.39 | 0.24 | 0.14 | 0.015
21h30 | 0.37 | 0.24 | 0.14 | 0.015
22h30 | 0.38 | 0.24 | 0.14 | 0.015
23h30 | 0.37 | 0.24 | 0.14 | 0.015
00h30 | 0.25 | 0.14 | 0.08 | 0.015
01h30 | 0 | 0 | 0 | 0.015
02h30 | 0 | 0 | 0 | 0.015
03h30 | 0 | 0 | 0 | 0.015
04h30 | 0 | 0 | 0 | 0.015
05h30 | 0 | 0 | 0 | 0.015
06h30 | 0 | 0 | 0 | 0.015
07h30 | 0 | 0.52 | 0.3 | 0.015
08h30 | 0 | 0.66 | 0.39 | 0.015
09h30 | 0.81 | 0.32 | 0.2 | 0.015
10h30 | 0.96 | 0.24 | 0.12 | 0.015
11h30 | 0.4 | 0.14 | 0.03 | 0.015
12h30 | 0.35 | 0.1 | 0.02 | 0.015
13h30 | 0.32 | 0.09 | 0 | 0.015
14h30 | 0.32 | 0.1 | 0 | 0.015
15h30 | 0.37 | 0.13 | 0.03 | 0.015
16h30 | 0.46 | 0.19 | 0.07 | 0.015
17h30 | 0.42 | 0.19 | 0.08 | 0.015
18h30 | 0.35 | 0.17 | 0.06 | 0.015
19h30 | 0.36 | 0.18 | 0.07 | 0.015
20h30 | 0.36 | 0.19 | 0.08 | 0.015
21h30 | 0.36 | 0.2 | 0.09 | 0.015
22h30 | 0.37 | 0.21 | 0.1 | 0.015
23h30 | 0.36 | 0.21 | 0.1 | 0.015
00h30 | 0.24 | 0.13 | 0.06 | 0.015
01h30 | 0 | 0 | 0 | 0.015
02h30 | 0 | 0 | 0 | 0.015
03h30 | 0 | 0 | 0 | 0.015
04h30 | 0 | 0 | 0 | 0.015
05h30 | 0 | 0 | 0 | 0.015
06h30 | 0 | 0 | 0 | 0.015
07h30 | 0 | 0.41 | 0.16 | 0.015
08h30 | 0 | 0.57 | 0.29 | 0.015
09h30 | 0.82 | 0.47 | 0.31 | 0.015
10h30 | 1.09 | 0.42 | 0.26 | 0.015
11h30 | 0.72 | 0.35 | 0.2 | 0.015
12h30 | 0.64 | 0.33 | 0.18 | 0.015
13h30 | 0.52 | 0.22 | 0.12 | 0.015
14h30 | 0.43 | 0.17 | 0.07 | 0.015
15h30 | 0.38 | 0.13 | 0.03 | 0.015
16h30 | 0.47 | 0.17 | 0.07 | 0.015
17h30 | 0.43 | 0.19 | 0.09 | 0.015
18h30 | 0.37 | 0.19 | 0.08 | 0.015
19h30 | 0.38 | 0.21 | 0.1 | 0.015
20h30 | 0.38 | 0.22 | 0.12 | 0.015
21h30 | 0.38 | 0.22 | 0.12 | 0.015
22h30 | 0.39 | 0.23 | 0.13 | 0.015
23h30 | 0.39 | 0.24 | 0.13 | 0.015
00h30 | 0.26 | 0.15 | 0.08 | 0.015
01h30 | 0 | 0 | 0 | 0.015
02h30 | 0 | 0 | 0 | 0.015
03h30 | 0 | 0 | 0 | 0.015
04h30 | 0 | 0 | 0 | 0.015
05h30 | 0 | 0 | 0 | 0.015
06h30 | 0 | 0 | 0 | 0.015
07h30 | 0 | 0.54 | 0.3 | 0.015
08h30 | 0 | 0.64 | 0.36 | 0.015
09h30 | 0.78 | 0.24 | 0.11 | 0.015
10h30 | 0.88 | 0.13 | 0.05 | 0.015
11h30 | 0.26 | 0 | 0 | 0.015
12h30 | 0.17 | 0 | 0 | 0.015
13h30 | 0.08 | 0 | 0 | 0.015
14h30 | 0.1 | 0 | 0 | 0.015
15h30 | 0.21 | 0 | 0 | 0.015
16h30 | 0.29 | 0 | 0 | 0.015
17h30 | 0.3 | 0 | 0 | 0.015
18h30 | 0.28 | 0 | 0 | 0.015
19h30 | 0.29 | 0.01 | 0 | 0.015
20h30 | 0.3 | 0.03 | 0 | 0.015
21h30 | 0.31 | 0.05 | 0 | 0.015
22h30 | 0.32 | 0.07 | 0 | 0.015
23h30 | 0.32 | 0.09 | 0 | 0.015
00h30 | 0.22 | 0.05 | 0 | 0.015
01h30 | 0 | 0 | 0 | 0.015
02h30 | 0 | 0 | 0 | 0.015
03h30 | 0 | 0 | 0 | 0.015
04h30 | 0 | 0 | 0 | 0.015
05h30 | 0 | 0 | 0 | 0.015
06h30 | 0 | 0 | 0 | 0.015
07h30 | 0.33 | 0.12 | 0 | 0.015
08h30 | 0.36 | 0.12 | 0 | 0.015
09h30 | 0.07 | 0 | 0 | 0.015
10h30 | 0.05 | 0 | 0 | 0.015
11h30 | 0.01 | 0 | 0 | 0.015
12h30 | 0.01 | 0 | 0 | 0.015
13h30 | 0 | 0 | 0 | 0.015
14h30 | 0 | 0 | 0 | 0.015
15h30 | 0 | 0 | 0 | 0.015
16h30 | 0 | 0 | 0 | 0.015
17h30 | 0.06 | 0 | 0 | 0.015
18h30 | 0.13 | 0 | 0 | 0.015
19h30 | 0.13 | 0 | 0 | 0.015
20h30 | 0.12 | 0 | 0 | 0.015
21h30 | 0.13 | 0 | 0 | 0.015
22h30 | 0.14 | 0 | 0 | 0.015
23h30 | 0.15 | 0 | 0 | 0.015
00h30 | 0.09 | 0 | 0 | 0.015
01h30 | 0 | 0 | 0 | 0.015
02h30 | 0 | 0 | 0 | 0.015
03h30 | 0 | 0 | 0 | 0.015
04h30 | 0 | 0 | 0 | 0.015
05h30 | 0 | 0 | 0 | 0.015
06h30 | 0 | 0 | 0 | 0.015
07h30 | 0.22 | 0 | 0 | 0.015
08h30 | 0.27 | 0 | 0 | 0.015
09h30 | 0.13 | 0 | 0 | 0.015
10h30 | 0.19 | 0.02 | 0 | 0.015
11h30 | 0.26 | 0.07 | 0 | 0.015
12h30 | 0.26 | 0.09 | 0 | 0.015
13h30 | 0.26 | 0.1 | 0 | 0.015
14h30 | 0.27 | 0.11 | 0 | 0.015
15h30 | 0.28 | 0.13 | 0 | 0.015
16h30 | 0.29 | 0.15 | 0 | 0.015
17h30 | 0.3 | 0.17 | 0 | 0.015
18h30 | 0.31 | 0.18 | 0 | 0.015
19h30 | 0.28 | 0.16 | 0 | 0.015
20h30 | 0.24 | 0.12 | 0 | 0.015
21h30 | 0.24 | 0.13 | 0 | 0.015
22h30 | 0.24 | 0.13 | 0 | 0.015
23h30 | 0.24 | 0.13 | 0 | 0.015
00h30 | 0.14 | 0.07 | 0 | 0.015
01h30 | 0 | 0 | 0 | 0.015
02h30 | 0 | 0 | 0 | 0.015
03h30 | 0 | 0 | 0 | 0.015
04h30 | 0 | 0 | 0 | 0.015
05h30 | 0 | 0 | 0 | 0.015
06h30 | 0 | 0 | 0 | 0.015
07h30 | 0 | 0.12 | 0 | 0.015
08h30 | 0 | 0.24 | 0 | 0.015
09h30 | 0.82 | 0.25 | 0.04 | 0.015
10h30 | 1.11 | 0.24 | 0.06 | 0.015
11h30 | 0.73 | 0.22 | 0.05 | 0.015
12h30 | 0.64 | 0.21 | 0.05 | 0.015
13h30 | 0.58 | 0.2 | 0.04 | 0.015
14h30 | 0.58 | 0.2 | 0.05 | 0.015
15h30 | 0.6 | 0.21 | 0.07 | 0.015
16h30 | 0.64 | 0.23 | 0.09 | 0.015
17h30 | 0.51 | 0.22 | 0.07 | 0.015
18h30 | 0.4 | 0.19 | 0.05 | 0.015
19h30 | 0.38 | 0.19 | 0.05 | 0.015
20h30 | 0.38 | 0.2 | 0.06 | 0.015
21h30 | 0.38 | 0.2 | 0.06 | 0.015
22h30 | 0.38 | 0.2 | 0.07 | 0.015
23h30 | 0.38 | 0.2 | 0.07 | 0.015
00h30 | 0.25 | 0.11 | 0.05 | 0.015
01h30 | 0 | 0 | 0 | 0.015
02h30 | 0 | 0 | 0 | 0.015
03h30 | 0 | 0 | 0 | 0.015
04h30 | 0 | 0 | 0 | 0.015
05h30 | 0 | 0 | 0 | 0.015
06h30 | 0 | 0 | 0 | 0.015
07h30 | 0 | 0.38 | 0.06 | 0.015
08h30 | 0 | 0.54 | 0.16 | 0.015
09h30 | 0.84 | 0.44 | 0.23 | 0.015
10h30 | 1.15 | 0.39 | 0.2 | 0.015
11h30 | 0.79 | 0.34 | 0.16 | 0.015
12h30 | 0.7 | 0.32 | 0.14 | 0.015
13h30 | 0.57 | 0.23 | 0.11 | 0.015
14h30 | 0.45 | 0.18 | 0.06 | 0.015
15h30 | 0.41 | 0.15 | 0.04 | 0.015
16h30 | 0.5 | 0.19 | 0.07 | 0.015
17h30 | 0.45 | 0.2 | 0.08 | 0.015
18h30 | 0.38 | 0.19 | 0.07 | 0.015
19h30 | 0.38 | 0.2 | 0.08 | 0.015
20h30 | 0.39 | 0.21 | 0.09 | 0.015
21h30 | 0.38 | 0.21 | 0.1 | 0.015
22h30 | 0.38 | 0.22 | 0.1 | 0.015
23h30 | 0.38 | 0.22 | 0.11 | 0.015
00h30 | 0.26 | 0.14 | 0.06 | 0.015
01h30 | 0 | 0 | 0 | 0.015
02h30 | 0 | 0 | 0 | 0.015
03h30 | 0 | 0 | 0 | 0.015
04h30 | 0 | 0 | 0 | 0.015
05h30 | 0 | 0 | 0 | 0.015
06h30 | 0 | 0 | 0 | 0.015
07h30 | 0 | 0.44 | 0.15 | 0.015
08h30 | 0 | 0.6 | 0.27 | 0.015
09h30 | 0.83 | 0.5 | 0.31 | 0.015
10h30 | 1.12 | 0.44 | 0.26 | 0.015
11h30 | 0.78 | 0.39 | 0.21 | 0.015
12h30 | 0.71 | 0.38 | 0.2 | 0.015
13h30 | 0.68 | 0.35 | 0.19 | 0.015
14h30 | 0.68 | 0.36 | 0.2 | 0.015
15h30 | 0.69 | 0.4 | 0.24 | 0.015
16h30 | 0.71 | 0.42 | 0.28 | 0.015
17h30 | 0.57 | 0.3 | 0.2 | 0.015
18h30 | 0.44 | 0.26 | 0.15 | 0.015
19h30 | 0.42 | 0.25 | 0.15 | 0.015
20h30 | 0.42 | 0.25 | 0.15 | 0.015
21h30 | 0.4 | 0.25 | 0.15 | 0.015
22h30 | 0.4 | 0.25 | 0.15 | 0.015
23h30 | 0.38 | 0.25 | 0.15 | 0.015
00h30 | 0.26 | 0.15 | 0.08 | 0.015
01h30 | 0 | 0 | 0 | 0.015
02h30 | 0 | 0 | 0 | 0.015
03h30 | 0 | 0 | 0 | 0.015
04h30 | 0 | 0 | 0 | 0.015
05h30 | 0 | 0 | 0 | 0.015
06h30 | 0 | 0 | 0 | 0.015
07h30 | 0 | 0.52 | 0.27 | 0.015
08h30 | 0 | 0.72 | 0.42 | 0.015
09h30 | 0.83 | 0.58 | 0.41 | 0.015
10h30 | 1.14 | 0.49 | 0.35 | 0.015
11h30 | 0.81 | 0.44 | 0.3 | 0.015
12h30 | 0.74 | 0.43 | 0.28 | 0.015
13h30 | 0.7 | 0.4 | 0.27 | 0.015
14h30 | 0.7 | 0.41 | 0.28 | 0.015
15h30 | 0.71 | 0.44 | 0.32 | 0.015
16h30 | 0.73 | 0.47 | 0.36 | 0.015
17h30 | 0.58 | 0.34 | 0.23 | 0.015
18h30 | 0.44 | 0.29 | 0.17 | 0.015
19h30 | 0.43 | 0.26 | 0.17 | 0.015
20h30 | 0.43 | 0.27 | 0.17 | 0.015
21h30 | 0.42 | 0.26 | 0.17 | 0.015
22h30 | 0.42 | 0.27 | 0.17 | 0.015
23h30 | 0.41 | 0.27 | 0.17 | 0.015
00h30 | 0.28 | 0.16 | 0.1 | 0.015
01h30 | 0 | 0 | 0 | 0.015
02h30 | 0 | 0 | 0 | 0.015
03h30 | 0 | 0 | 0 | 0.015
04h30 | 0 | 0 | 0 | 0.015
05h30 | 0 | 0 | 0 | 0.015
06h30 | 0 | 0 | 0 | 0.015
07h30 | 0 | 0.58 | 0.35 | 0.015
08h30 | 0 | 0.79 | 0.52 | 0.015
09h30 | 0.84 | 0.62 | 0.48 | 0.015
10h30 | 1.16 | 0.53 | 0.4 | 0.015
11h30 | 0.84 | 0.48 | 0.35 | 0.015
12h30 | 0.76 | 0.46 | 0.32 | 0.015
13h30 | 0.72 | 0.44 | 0.31 | 0.015
14h30 | 0.73 | 0.45 | 0.33 | 0.015
15h30 | 0.74 | 0.48 | 0.37 | 0.015
16h30 | 0.76 | 0.52 | 0.41 | 0.015
17h30 | 0.61 | 0.39 | 0.28 | 0.015
18h30 | 0.47 | 0.33 | 0.22 | 0.015
19h30 | 0.46 | 0.3 | 0.19 | 0.015
20h30 | 0.46 | 0.31 | 0.19 | 0.015
21h30 | 0.44 | 0.29 | 0.19 | 0.015
22h30 | 0.44 | 0.29 | 0.19 | 0.015
23h30 | 0.44 | 0.28 | 0.19 | 0.015
00h30 | 0.31 | 0.18 | 0.11 | 0.015
01h30 | 0 | 0 | 0 | 0.015
02h30 | 0 | 0 | 0 | 0.015
03h30 | 0 | 0 | 0 | 0.015
04h30 | 0 | 0 | 0 | 0.015
05h30 | 0 | 0 | 0 | 0.015
06h30 | 0 | 0 | 0 | 0.015
07h30 | 0.56 | 0.63 | 0.44 | 0.015
08h30 | 0.63 | 0.71 | 0.48 | 0.015
09h30 | 0.33 | 0.38 | 0.24 | 0.015
10h30 | 0.38 | 0.43 | 0.31 | 0.015
11h30 | 0.49 | 0.51 | 0.41 | 0.015
12h30 | 0.49 | 0.5 | 0.37 | 0.015
13h30 | 0.48 | 0.48 | 0.36 | 0.015
14h30 | 0.49 | 0.49 | 0.38 | 0.015
15h30 | 0.5 | 0.52 | 0.42 | 0.015
16h30 | 0.53 | 0.56 | 0.46 | 0.015
17h30 | 0.54 | 0.58 | 0.48 | 0.015
18h30 | 0.55 | 0.59 | 0.49 | 0.015
19h30 | 0.41 | 0.44 | 0.34 | 0.015
20h30 | 0.35 | 0.37 | 0.26 | 0.015
21h30 | 0.32 | 0.34 | 0.24 | 0.015
22h30 | 0.33 | 0.34 | 0.24 | 0.015
23h30 | 0.31 | 0.31 | 0.21 | 0.015
00h30 | 0.2 | 0.21 | 0.14 | 0.015
01h30 | 0 | 0 | 0 | 0.015
02h30 | 0 | 0 | 0 | 0.015
03h30 | 0 | 0 | 0 | 0.015
04h30 | 0 | 0 | 0 | 0.015
05h30 | 0 | 0 | 0 | 0.015
06h30 | 0 | 0 | 0 | 0.015
07h30 | 0.67 | 0.65 | 0.5 | 0.015
08h30 | 0.76 | 0.71 | 0.52 | 0.015
09h30 | 0.22 | 0.14 | 0.03 | 0.015
10h30 | 0.18 | 0.08 | 0.02 | 0.015
11h30 | 0.16 | 0 | 0 | 0.015
12h30 | 0.11 | 0 | 0 | 0.015
13h30 | 0.04 | 0 | 0 | 0.015
14h30 | 0.06 | 0 | 0 | 0.015
15h30 | 0.17 | 0 | 0 | 0.015
16h30 | 0.24 | 0.02 | 0 | 0.015
17h30 | 0.28 | 0.09 | 0 | 0.015
18h30 | 0.3 | 0.15 | 0 | 0.015
19h30 | 0.28 | 0.14 | 0 | 0.015
20h30 | 0.25 | 0.13 | 0 | 0.015
21h30 | 0.26 | 0.14 | 0 | 0.015
22h30 | 0.27 | 0.15 | 0 | 0.015
23h30 | 0.27 | 0.16 | 0.01 | 0.015
00h30 | 0.17 | 0.09 | 0.01 | 0.015
01h30 | 0 | 0 | 0 | 0.015
02h30 | 0 | 0 | 0 | 0.015
03h30 | 0 | 0 | 0 | 0.015
04h30 | 0 | 0 | 0 | 0.015
05h30 | 0 | 0 | 0 | 0.015
06h30 | 0 | 0 | 0 | 0.015
07h30 | 0 | 0.31 | 0.01 | 0.015
08h30 | 0 | 0.47 | 0.11 | 0.015
09h30 | 0.87 | 0.42 | 0.21 | 0.015
10h30 | 1.26 | 0.38 | 0.2 | 0.015
11h30 | 0.9 | 0.34 | 0.16 | 0.015
12h30 | 0.81 | 0.33 | 0.16 | 0.015
13h30 | 0.76 | 0.32 | 0.16 | 0.015
14h30 | 0.77 | 0.33 | 0.18 | 0.015
15h30 | 0.78 | 0.36 | 0.22 | 0.015
16h30 | 0.78 | 0.4 | 0.25 | 0.015
17h30 | 0.64 | 0.31 | 0.21 | 0.015
18h30 | 0.47 | 0.26 | 0.14 | 0.015
19h30 | 0.45 | 0.25 | 0.14 | 0.015
20h30 | 0.45 | 0.25 | 0.15 | 0.015
21h30 | 0.44 | 0.25 | 0.14 | 0.015
22h30 | 0.44 | 0.25 | 0.15 | 0.015
23h30 | 0.42 | 0.25 | 0.15 | 0.015
00h30 | 0.29 | 0.14 | 0.07 | 0.015
01h30 | 0 | 0 | 0 | 0.015
02h30 | 0 | 0 | 0 | 0.015
03h30 | 0 | 0 | 0 | 0.015
04h30 | 0 | 0 | 0 | 0.015
05h30 | 0 | 0 | 0 | 0.015
06h30 | 0 | 0 | 0 | 0.015
07h30 | 0 | 0.47 | 0.24 | 0.015
08h30 | 0 | 0.66 | 0.39 | 0.015
09h30 | 0.84 | 0.53 | 0.38 | 0.015
10h30 | 1.15 | 0.46 | 0.33 | 0.015
11h30 | 0.82 | 0.41 | 0.28 | 0.015
12h30 | 0.76 | 0.4 | 0.26 | 0.015
13h30 | 0.66 | 0.31 | 0.19 | 0.015
14h30 | 0.59 | 0.29 | 0.17 | 0.015
15h30 | 0.61 | 0.3 | 0.18 | 0.015
16h30 | 0.66 | 0.34 | 0.22 | 0.015
17h30 | 0.54 | 0.27 | 0.19 | 0.015
18h30 | 0.43 | 0.24 | 0.14 | 0.015
19h30 | 0.4 | 0.24 | 0.14 | 0.015
20h30 | 0.4 | 0.24 | 0.14 | 0.015
21h30 | 0.39 | 0.24 | 0.14 | 0.015
22h30 | 0.39 | 0.24 | 0.15 | 0.015
23h30 | 0.38 | 0.24 | 0.15 | 0.015
00h30 | 0.26 | 0.15 | 0.09 | 0.015
01h30 | 0 | 0 | 0 | 0.015
02h30 | 0 | 0 | 0 | 0.015
03h30 | 0 | 0 | 0 | 0.015
04h30 | 0 | 0 | 0 | 0.015
05h30 | 0 | 0 | 0 | 0.015
06h30 | 0 | 0 | 0 | 0.015
07h30 | 0 | 0.49 | 0.27 | 0.015
08h30 | 0 | 0.67 | 0.42 | 0.015
09h30 | 0.83 | 0.53 | 0.39 | 0.015
10h30 | 1.07 | 0.45 | 0.31 | 0.015
11h30 | 0.6 | 0.25 | 0.15 | 0.015
12h30 | 0.46 | 0.2 | 0.1 | 0.015
13h30 | 0.37 | 0.14 | 0.04 | 0.015
14h30 | 0.36 | 0.14 | 0.04 | 0.015
15h30 | 0.43 | 0.16 | 0.06 | 0.015
16h30 | 0.51 | 0.2 | 0.1 | 0.015
17h30 | 0.43 | 0.21 | 0.1 | 0.015
18h30 | 0.36 | 0.19 | 0.08 | 0.015
19h30 | 0.36 | 0.2 | 0.1 | 0.015
20h30 | 0.36 | 0.21 | 0.1 | 0.015
21h30 | 0.36 | 0.21 | 0.11 | 0.015
22h30 | 0.37 | 0.22 | 0.11 | 0.015
23h30 | 0.37 | 0.22 | 0.12 | 0.015
00h30 | 0.25 | 0.14 | 0.07 | 0.015
01h30 | 0 | 0 | 0 | 0.015
02h30 | 0 | 0 | 0 | 0.015
03h30 | 0 | 0 | 0 | 0.015
04h30 | 0 | 0 | 0 | 0.015
05h30 | 0 | 0 | 0 | 0.015
06h30 | 0 | 0 | 0 | 0.015
07h30 | 0 | 0.48 | 0.21 | 0.015
08h30 | 0 | 0.65 | 0.36 | 0.015
09h30 | 0.84 | 0.53 | 0.36 | 0.015
10h30 | 1.12 | 0.46 | 0.29 | 0.015
11h30 | 0.73 | 0.35 | 0.19 | 0.015
12h30 | 0.64 | 0.33 | 0.18 | 0.015
13h30 | 0.6 | 0.3 | 0.15 | 0.015
14h30 | 0.6 | 0.3 | 0.16 | 0.015
15h30 | 0.65 | 0.34 | 0.19 | 0.015
16h30 | 0.69 | 0.39 | 0.24 | 0.015
17h30 | 0.56 | 0.32 | 0.2 | 0.015
18h30 | 0.45 | 0.28 | 0.15 | 0.015
19h30 | 0.43 | 0.28 | 0.15 | 0.015
20h30 | 0.43 | 0.28 | 0.15 | 0.015
21h30 | 0.41 | 0.28 | 0.15 | 0.015
22h30 | 0.41 | 0.28 | 0.16 | 0.015
23h30 | 0.4 | 0.28 | 0.16 | 0.015
00h30 | 0.27 | 0.17 | 0.09 | 0.015
01h30 | 0 | 0 | 0 | 0.015
02h30 | 0 | 0 | 0 | 0.015
03h30 | 0 | 0 | 0 | 0.015
04h30 | 0 | 0 | 0 | 0.015
05h30 | 0 | 0 | 0 | 0.015
06h30 | 0 | 0 | 0 | 0.015
07h30 | 0 | 0.59 | 0.29 | 0.015
08h30 | 0 | 0.79 | 0.45 | 0.015
09h30 | 0.87 | 0.6 | 0.42 | 0.015
10h30 | 1.2 | 0.54 | 0.35 | 0.015
11h30 | 0.84 | 0.48 | 0.31 | 0.015
12h30 | 0.76 | 0.46 | 0.29 | 0.015
13h30 | 0.71 | 0.44 | 0.28 | 0.015
14h30 | 0.71 | 0.44 | 0.29 | 0.015
15h30 | 0.72 | 0.47 | 0.32 | 0.015
16h30 | 0.73 | 0.49 | 0.35 | 0.015
17h30 | 0.58 | 0.36 | 0.23 | 0.015
18h30 | 0.46 | 0.32 | 0.18 | 0.015
19h30 | 0.44 | 0.3 | 0.18 | 0.015
20h30 | 0.43 | 0.3 | 0.18 | 0.015
21h30 | 0.42 | 0.3 | 0.18 | 0.015
22h30 | 0.42 | 0.3 | 0.18 | 0.015
23h30 | 0.41 | 0.3 | 0.18 | 0.015
00h30 | 0.27 | 0.19 | 0.11 | 0.015
01h30 | 0 | 0 | 0 | 0.015
02h30 | 0 | 0 | 0 | 0.015
03h30 | 0 | 0 | 0 | 0.015
04h30 | 0 | 0 | 0 | 0.015
05h30 | 0 | 0 | 0 | 0.015
06h30 | 0 | 0 | 0 | 0.015
07h30 | 0.54 | 0.62 | 0.34 | 0.015
08h30 | 0.61 | 0.7 | 0.37 | 0.015
09h30 | 0.29 | 0.34 | 0.15 | 0.015
10h30 | 0.34 | 0.39 | 0.22 | 0.015
11h30 | 0.45 | 0.47 | 0.32 | 0.015
12h30 | 0.45 | 0.47 | 0.31 | 0.015
13h30 | 0.44 | 0.45 | 0.29 | 0.015
14h30 | 0.45 | 0.46 | 0.31 | 0.015
15h30 | 0.47 | 0.48 | 0.33 | 0.015
16h30 | 0.48 | 0.51 | 0.37 | 0.015
17h30 | 0.5 | 0.52 | 0.39 | 0.015
18h30 | 0.5 | 0.53 | 0.4 | 0.015
19h30 | 0.36 | 0.39 | 0.26 | 0.015
20h30 | 0.32 | 0.33 | 0.19 | 0.015
21h30 | 0.32 | 0.31 | 0.19 | 0.015
22h30 | 0.32 | 0.31 | 0.19 | 0.015
23h30 | 0.31 | 0.3 | 0.19 | 0.015
00h30 | 0.2 | 0.19 | 0.11 | 0.015
01h30 | 0 | 0 | 0 | 0.015
02h30 | 0 | 0 | 0 | 0.015
03h30 | 0 | 0 | 0 | 0.015
04h30 | 0 | 0 | 0 | 0.015
05h30 | 0 | 0 | 0 | 0.015
06h30 | 0 | 0 | 0 | 0.015
07h30 | 0.65 | 0.65 | 0.37 | 0.015
08h30 | 0.75 | 0.74 | 0.4 | 0.015
09h30 | 0.36 | 0.37 | 0.17 | 0.015
10h30 | 0.41 | 0.41 | 0.24 | 0.015
11h30 | 0.51 | 0.5 | 0.34 | 0.015
12h30 | 0.5 | 0.49 | 0.32 | 0.015
13h30 | 0.49 | 0.46 | 0.31 | 0.015
14h30 | 0.5 | 0.47 | 0.32 | 0.015
15h30 | 0.51 | 0.49 | 0.35 | 0.015
16h30 | 0.53 | 0.52 | 0.38 | 0.015
17h30 | 0.55 | 0.55 | 0.41 | 0.015
18h30 | 0.56 | 0.56 | 0.43 | 0.015
19h30 | 0.42 | 0.43 | 0.29 | 0.015
20h30 | 0.37 | 0.36 | 0.22 | 0.015
21h30 | 0.35 | 0.33 | 0.2 | 0.015
22h30 | 0.35 | 0.33 | 0.21 | 0.015
23h30 | 0.35 | 0.32 | 0.2 | 0.015
00h30 | 0.22 | 0.2 | 0.12 | 0.015
01h30 | 0 | 0 | 0 | 0.015
02h30 | 0 | 0 | 0 | 0.015
03h30 | 0 | 0 | 0 | 0.015
04h30 | 0 | 0 | 0 | 0.015
05h30 | 0 | 0 | 0 | 0.015
06h30 | 0 | 0 | 0 | 0.015
07h30 | 0 | 0.67 | 0.44 | 0.015
08h30 | 0 | 0.91 | 0.63 | 0.015
09h30 | 0.93 | 0.64 | 0.47 | 0.015
10h30 | 1.28 | 0.51 | 0.35 | 0.015
11h30 | 0.78 | 0.31 | 0.18 | 0.015
12h30 | 0.61 | 0.27 | 0.15 | 0.015
13h30 | 0.55 | 0.24 | 0.12 | 0.015
14h30 | 0.62 | 0.27 | 0.14 | 0.015
15h30 | 0.7 | 0.31 | 0.17 | 0.015
16h30 | 0.76 | 0.37 | 0.21 | 0.015
17h30 | 0.64 | 0.33 | 0.2 | 0.015
18h30 | 0.48 | 0.29 | 0.16 | 0.015
19h30 | 0.48 | 0.29 | 0.17 | 0.015
20h30 | 0.48 | 0.3 | 0.17 | 0.015
21h30 | 0.48 | 0.3 | 0.17 | 0.015
22h30 | 0.48 | 0.3 | 0.18 | 0.015
23h30 | 0.48 | 0.31 | 0.18 | 0.015
00h30 | 0.32 | 0.19 | 0.11 | 0.015
01h30 | 0 | 0 | 0 | 0.015
02h30 | 0 | 0 | 0 | 0.015
03h30 | 0 | 0 | 0 | 0.015
04h30 | 0 | 0 | 0 | 0.015
05h30 | 0 | 0 | 0 | 0.015
06h30 | 0 | 0 | 0 | 0.015
07h30 | 0 | 0.66 | 0.35 | 0.015
08h30 | 0 | 0.85 | 0.51 | 0.015
09h30 | 0.9 | 0.62 | 0.43 | 0.015
10h30 | 1.21 | 0.53 | 0.34 | 0.015
11h30 | 0.79 | 0.38 | 0.21 | 0.015
12h30 | 0.72 | 0.37 | 0.2 | 0.015
13h30 | 0.71 | 0.38 | 0.22 | 0.015
14h30 | 0.72 | 0.39 | 0.23 | 0.015
15h30 | 0.75 | 0.43 | 0.28 | 0.015
16h30 | 0.77 | 0.47 | 0.32 | 0.015
17h30 | 0.62 | 0.36 | 0.24 | 0.015
18h30 | 0.49 | 0.31 | 0.18 | 0.015
19h30 | 0.47 | 0.3 | 0.18 | 0.015
20h30 | 0.46 | 0.31 | 0.18 | 0.015
21h30 | 0.45 | 0.3 | 0.18 | 0.015
22h30 | 0.45 | 0.3 | 0.18 | 0.015
23h30 | 0.44 | 0.3 | 0.18 | 0.015
00h30 | 0.3 | 0.19 | 0.11 | 0.015
01h30 | 0 | 0 | 0 | 0.015
02h30 | 0 | 0 | 0 | 0.015
03h30 | 0 | 0 | 0 | 0.015
04h30 | 0 | 0 | 0 | 0.015
05h30 | 0 | 0 | 0 | 0.015
06h30 | 0 | 0 | 0 | 0.015
07h30 | 0 | 0.66 | 0.36 | 0.015
08h30 | 0 | 0.86 | 0.53 | 0.015
09h30 | 0.9 | 0.66 | 0.47 | 0.015
10h30 | 1.27 | 0.59 | 0.41 | 0.015
11h30 | 0.93 | 0.53 | 0.37 | 0.015
12h30 | 0.79 | 0.5 | 0.33 | 0.015
13h30 | 0.62 | 0.33 | 0.18 | 0.015
14h30 | 0.6 | 0.32 | 0.17 | 0.015
15h30 | 0.67 | 0.38 | 0.22 | 0.015
16h30 | 0.74 | 0.43 | 0.28 | 0.015
17h30 | 0.62 | 0.35 | 0.24 | 0.015
18h30 | 0.5 | 0.32 | 0.19 | 0.015
19h30 | 0.5 | 0.32 | 0.19 | 0.015
20h30 | 0.5 | 0.32 | 0.2 | 0.015
21h30 | 0.5 | 0.32 | 0.2 | 0.015
22h30 | 0.5 | 0.33 | 0.2 | 0.015
23h30 | 0.51 | 0.33 | 0.21 | 0.015
00h30 | 0.34 | 0.2 | 0.12 | 0.015
01h30 | 0 | 0 | 0 | 0.015
02h30 | 0 | 0 | 0 | 0.015
03h30 | 0 | 0 | 0 | 0.015
04h30 | 0 | 0 | 0 | 0.015
05h30 | 0 | 0 | 0 | 0.015
06h30 | 0 | 0 | 0 | 0.015
07h30 | 0 | 0.69 | 0.49 | 0.015
08h30 | 0 | 0.88 | 0.62 | 0.015
09h30 | 0.91 | 0.52 | 0.33 | 0.015
10h30 | 1.17 | 0.44 | 0.27 | 0.015
11h30 | 0.63 | 0.3 | 0.16 | 0.015
12h30 | 0.54 | 0.25 | 0.12 | 0.015
13h30 | 0.5 | 0.21 | 0.08 | 0.015
14h30 | 0.54 | 0.24 | 0.11 | 0.015
15h30 | 0.64 | 0.28 | 0.15 | 0.015
16h30 | 0.74 | 0.35 | 0.2 | 0.015
17h30 | 0.64 | 0.34 | 0.19 | 0.015
18h30 | 0.51 | 0.3 | 0.17 | 0.015
19h30 | 0.51 | 0.31 | 0.18 | 0.015
20h30 | 0.51 | 0.32 | 0.19 | 0.015
21h30 | 0.51 | 0.32 | 0.19 | 0.015
22h30 | 0.51 | 0.33 | 0.2 | 0.015
23h30 | 0.52 | 0.33 | 0.2 | 0.015
00h30 | 0.36 | 0.21 | 0.13 | 0.015
01h30 | 0 | 0 | 0 | 0.015
02h30 | 0 | 0 | 0 | 0.015
03h30 | 0 | 0 | 0 | 0.015
04h30 | 0 | 0 | 0 | 0.015
05h30 | 0 | 0 | 0 | 0.015
06h30 | 0 | 0 | 0 | 0.015
07h30 | 0 | 0.7 | 0.5 | 0.015
08h30 | 0 | 0.98 | 0.72 | 0.015
09h30 | 0.96 | 0.77 | 0.58 | 0.015
10h30 | 1.34 | 0.61 | 0.45 | 0.015
11h30 | 0.81 | 0.35 | 0.22 | 0.015
12h30 | 0.61 | 0.3 | 0.16 | 0.015
13h30 | 0.52 | 0.23 | 0.1 | 0.015
14h30 | 0.57 | 0.24 | 0.11 | 0.015
15h30 | 0.69 | 0.29 | 0.16 | 0.015
16h30 | 0.8 | 0.37 | 0.21 | 0.015
17h30 | 0.69 | 0.36 | 0.21 | 0.015
18h30 | 0.56 | 0.32 | 0.19 | 0.015
19h30 | 0.56 | 0.33 | 0.2 | 0.015
20h30 | 0.56 | 0.34 | 0.21 | 0.015
21h30 | 0.57 | 0.34 | 0.21 | 0.015
22h30 | 0.57 | 0.35 | 0.22 | 0.015
23h30 | 0.58 | 0.35 | 0.22 | 0.015
00h30 | 0.38 | 0.22 | 0.14 | 0.015
01h30 | 0 | 0 | 0 | 0.015
02h30 | 0 | 0 | 0 | 0.015
03h30 | 0 | 0 | 0 | 0.015
04h30 | 0 | 0 | 0 | 0.015
05h30 | 0 | 0 | 0 | 0.015
06h30 | 0 | 0 | 0 | 0.015
07h30 | 0.74 | 0.72 | 0.57 | 0.015
08h30 | 0.87 | 0.88 | 0.65 | 0.015
09h30 | 0.5 | 0.52 | 0.33 | 0.015
10h30 | 0.55 | 0.54 | 0.37 | 0.015
11h30 | 0.64 | 0.61 | 0.46 | 0.015
12h30 | 0.63 | 0.59 | 0.44 | 0.015
13h30 | 0.64 | 0.59 | 0.45 | 0.015
14h30 | 0.67 | 0.63 | 0.49 | 0.015
15h30 | 0.7 | 0.67 | 0.53 | 0.015
16h30 | 0.72 | 0.71 | 0.57 | 0.015
17h30 | 0.73 | 0.73 | 0.59 | 0.015
18h30 | 0.74 | 0.73 | 0.6 | 0.015
19h30 | 0.6 | 0.59 | 0.46 | 0.015
20h30 | 0.53 | 0.49 | 0.37 | 0.015
21h30 | 0.5 | 0.47 | 0.34 | 0.015
22h30 | 0.5 | 0.47 | 0.34 | 0.015
23h30 | 0.48 | 0.45 | 0.33 | 0.015
00h30 | 0.33 | 0.31 | 0.24 | 0.015
01h30 | 0 | 0 | 0 | 0.015
02h30 | 0 | 0 | 0 | 0.015
03h30 | 0 | 0 | 0 | 0.015
04h30 | 0 | 0 | 0 | 0.015
05h30 | 0 | 0 | 0 | 0.015
06h30 | 0 | 0 | 0 | 0.015
07h30 | 0.79 | 0.74 | 0.63 | 0.015
08h30 | 1 | 0.95 | 0.77 | 0.015
09h30 | 0.65 | 0.62 | 0.46 | 0.015
10h30 | 0.7 | 0.66 | 0.5 | 0.015
11h30 | 0.78 | 0.72 | 0.59 | 0.015
12h30 | 0.76 | 0.68 | 0.55 | 0.015
13h30 | 0.74 | 0.66 | 0.53 | 0.015
14h30 | 0.75 | 0.68 | 0.56 | 0.015
15h30 | 0.78 | 0.73 | 0.6 | 0.015
16h30 | 0.8 | 0.76 | 0.63 | 0.015
17h30 | 0.81 | 0.78 | 0.65 | 0.015
18h30 | 0.81 | 0.79 | 0.66 | 0.015
19h30 | 0.66 | 0.63 | 0.51 | 0.015
20h30 | 0.54 | 0.51 | 0.4 | 0.015
21h30 | 0.52 | 0.5 | 0.38 | 0.015
22h30 | 0.52 | 0.5 | 0.38 | 0.015
23h30 | 0.5 | 0.47 | 0.37 | 0.015
00h30 | 0.34 | 0.33 | 0.27 | 0.015
01h30 | 0 | 0 | 0 | 0.015
02h30 | 0 | 0 | 0 | 0.015
03h30 | 0 | 0 | 0 | 0.015
04h30 | 0 | 0 | 0 | 0.015
05h30 | 0 | 0 | 0 | 0.015
06h30 | 0 | 0 | 0 | 0.015
07h30 | 0 | 0.75 | 0.64 | 0.015
08h30 | 0 | 1.14 | 0.95 | 0.015
09h30 | 1 | 0.96 | 0.8 | 0.015
10h30 | 1.68 | 0.84 | 0.69 | 0.015
11h30 | 1.4 | 0.77 | 0.64 | 0.015
12h30 | 1.26 | 0.74 | 0.61 | 0.015
13h30 | 1.17 | 0.73 | 0.6 | 0.015
14h30 | 1.14 | 0.74 | 0.62 | 0.015
15h30 | 1.14 | 0.78 | 0.65 | 0.015
16h30 | 1.14 | 0.8 | 0.67 | 0.015
17h30 | 0.97 | 0.65 | 0.53 | 0.015
18h30 | 0.8 | 0.52 | 0.42 | 0.015
19h30 | 0.77 | 0.5 | 0.4 | 0.015
20h30 | 0.76 | 0.5 | 0.4 | 0.015
21h30 | 0.74 | 0.49 | 0.39 | 0.015
22h30 | 0.72 | 0.49 | 0.39 | 0.015
23h30 | 0.71 | 0.48 | 0.36 | 0.015
00h30 | 0.41 | 0.33 | 0.26 | 0.015
01h30 | 0 | 0 | 0 | 0.015
02h30 | 0 | 0 | 0 | 0.015
03h30 | 0 | 0 | 0 | 0.015
04h30 | 0 | 0 | 0 | 0.015
05h30 | 0 | 0 | 0 | 0.015
06h30 | 0 | 0 | 0 | 0.015
07h30 | 0 | 0.75 | 0.64 | 0.015
08h30 | 0 | 1.12 | 0.93 | 0.015
09h30 | 0.99 | 0.95 | 0.79 | 0.015
10h30 | 1.54 | 0.84 | 0.7 | 0.015
11h30 | 1.23 | 0.76 | 0.62 | 0.015
12h30 | 1.13 | 0.71 | 0.59 | 0.015
13h30 | 1.05 | 0.7 | 0.57 | 0.015
14h30 | 1.03 | 0.7 | 0.58 | 0.015
15h30 | 1.03 | 0.72 | 0.6 | 0.015
16h30 | 1.02 | 0.74 | 0.61 | 0.015
17h30 | 0.85 | 0.59 | 0.47 | 0.015
18h30 | 0.68 | 0.49 | 0.38 | 0.015
19h30 | 0.66 | 0.46 | 0.35 | 0.015
20h30 | 0.65 | 0.46 | 0.35 | 0.015
21h30 | 0.64 | 0.44 | 0.33 | 0.015
22h30 | 0.63 | 0.44 | 0.33 | 0.015
23h30 | 0.62 | 0.43 | 0.32 | 0.015
00h30 | 0.4 | 0.3 | 0.23 | 0.015
01h30 | 0 | 0 | 0 | 0.015
02h30 | 0 | 0 | 0 | 0.015
03h30 | 0 | 0 | 0 | 0.015
04h30 | 0 | 0 | 0 | 0.015
05h30 | 0 | 0 | 0 | 0.015
06h30 | 0 | 0 | 0 | 0.015
07h30 | 0 | 0.73 | 0.62 | 0.015
08h30 | 0 | 1.08 | 0.89 | 0.015
09h30 | 0.97 | 0.92 | 0.75 | 0.015
10h30 | 1.47 | 0.81 | 0.66 | 0.015
11h30 | 1.14 | 0.7 | 0.56 | 0.015
12h30 | 1.02 | 0.62 | 0.48 | 0.015
13h30 | 0.94 | 0.6 | 0.46 | 0.015
14h30 | 0.94 | 0.63 | 0.49 | 0.015
15h30 | 0.96 | 0.66 | 0.53 | 0.015
16h30 | 0.96 | 0.69 | 0.57 | 0.015
17h30 | 0.81 | 0.56 | 0.44 | 0.015
18h30 | 0.64 | 0.47 | 0.36 | 0.015
19h30 | 0.63 | 0.45 | 0.34 | 0.015
20h30 | 0.61 | 0.45 | 0.34 | 0.015
21h30 | 0.61 | 0.43 | 0.31 | 0.015
22h30 | 0.6 | 0.44 | 0.31 | 0.015
23h30 | 0.58 | 0.41 | 0.3 | 0.015
00h30 | 0.39 | 0.28 | 0.21 | 0.015
01h30 | 0 | 0 | 0 | 0.015
02h30 | 0 | 0 | 0 | 0.015
03h30 | 0 | 0 | 0 | 0.015
04h30 | 0 | 0 | 0 | 0.015
05h30 | 0 | 0 | 0 | 0.015
06h30 | 0 | 0 | 0 | 0.015
07h30 | 0 | 0.72 | 0.61 | 0.015
08h30 | 0 | 1.05 | 0.85 | 0.015
09h30 | 0.95 | 0.88 | 0.71 | 0.015
10h30 | 1.44 | 0.79 | 0.63 | 0.015
11h30 | 1.11 | 0.71 | 0.56 | 0.015
12h30 | 1.02 | 0.66 | 0.53 | 0.015
13h30 | 0.95 | 0.64 | 0.5 | 0.015
14h30 | 0.93 | 0.65 | 0.51 | 0.015
15h30 | 0.93 | 0.67 | 0.54 | 0.015
16h30 | 0.94 | 0.69 | 0.57 | 0.015
17h30 | 0.78 | 0.55 | 0.43 | 0.015
18h30 | 0.61 | 0.46 | 0.35 | 0.015
19h30 | 0.6 | 0.43 | 0.32 | 0.015
20h30 | 0.58 | 0.43 | 0.32 | 0.015
21h30 | 0.57 | 0.41 | 0.29 | 0.015
22h30 | 0.57 | 0.41 | 0.29 | 0.015
23h30 | 0.55 | 0.4 | 0.27 | 0.015
00h30 | 0.37 | 0.27 | 0.19 | 0.015
01h30 | 0 | 0 | 0 | 0.015
02h30 | 0 | 0 | 0 | 0.015
03h30 | 0 | 0 | 0 | 0.015
04h30 | 0 | 0 | 0 | 0.015
05h30 | 0 | 0 | 0 | 0.015
06h30 | 0 | 0 | 0 | 0.015
07h30 | 0 | 0.7 | 0.57 | 0.015
08h30 | 0 | 1.01 | 0.79 | 0.015
09h30 | 0.93 | 0.83 | 0.66 | 0.015
10h30 | 1.38 | 0.73 | 0.58 | 0.015
11h30 | 1.05 | 0.67 | 0.51 | 0.015
12h30 | 0.97 | 0.63 | 0.49 | 0.015
13h30 | 0.91 | 0.6 | 0.47 | 0.015
14h30 | 0.89 | 0.61 | 0.47 | 0.015
15h30 | 0.89 | 0.63 | 0.49 | 0.015
16h30 | 0.88 | 0.65 | 0.52 | 0.015
17h30 | 0.72 | 0.51 | 0.37 | 0.015
18h30 | 0.56 | 0.43 | 0.32 | 0.015
19h30 | 0.54 | 0.39 | 0.27 | 0.015
20h30 | 0.53 | 0.39 | 0.28 | 0.015
21h30 | 0.52 | 0.37 | 0.25 | 0.015
22h30 | 0.51 | 0.37 | 0.25 | 0.015
23h30 | 0.49 | 0.34 | 0.23 | 0.015
00h30 | 0.34 | 0.22 | 0.15 | 0.015
01h30 | 0 | 0 | 0 | 0.015
02h30 | 0 | 0 | 0 | 0.015
03h30 | 0 | 0 | 0 | 0.015
04h30 | 0 | 0 | 0 | 0.015
05h30 | 0 | 0 | 0 | 0.015
06h30 | 0 | 0 | 0 | 0.015
07h30 | 0.67 | 0.69 | 0.5 | 0.015
08h30 | 0.76 | 0.8 | 0.55 | 0.015
09h30 | 0.35 | 0.38 | 0.2 | 0.015
10h30 | 0.36 | 0.34 | 0.18 | 0.015
11h30 | 0.28 | 0.19 | 0.06 | 0.015
12h30 | 0.2 | 0.12 | 0.03 | 0.015
13h30 | 0.1 | 0 | 0 | 0.015
14h30 | 0.1 | 0 | 0 | 0.015
15h30 | 0.18 | 0.03 | 0 | 0.015
16h30 | 0.28 | 0.09 | 0 | 0.015
17h30 | 0.32 | 0.19 | 0.02 | 0.015
18h30 | 0.35 | 0.24 | 0.05 | 0.015
19h30 | 0.34 | 0.23 | 0.06 | 0.015
20h30 | 0.31 | 0.21 | 0.05 | 0.015
21h30 | 0.32 | 0.22 | 0.06 | 0.015
22h30 | 0.32 | 0.24 | 0.08 | 0.015
23h30 | 0.33 | 0.25 | 0.09 | 0.015
00h30 | 0.21 | 0.14 | 0.05 | 0.015
01h30 | 0 | 0 | 0 | 0.015
02h30 | 0 | 0 | 0 | 0.015
03h30 | 0 | 0 | 0 | 0.015
04h30 | 0 | 0 | 0 | 0.015
05h30 | 0 | 0 | 0 | 0.015
06h30 | 0 | 0 | 0 | 0.015
07h30 | 0.7 | 0.56 | 0.2 | 0.015
08h30 | 0.82 | 0.66 | 0.23 | 0.015
09h30 | 0.37 | 0.25 | 0.07 | 0.015
10h30 | 0.4 | 0.27 | 0.11 | 0.015
11h30 | 0.41 | 0.29 | 0.14 | 0.015
12h30 | 0.39 | 0.24 | 0.08 | 0.015
13h30 | 0.33 | 0.19 | 0.05 | 0.015
14h30 | 0.34 | 0.21 | 0.06 | 0.015
15h30 | 0.4 | 0.25 | 0.11 | 0.015
16h30 | 0.46 | 0.3 | 0.16 | 0.015
17h30 | 0.51 | 0.35 | 0.19 | 0.015
18h30 | 0.55 | 0.39 | 0.21 | 0.015
19h30 | 0.46 | 0.35 | 0.19 | 0.015
20h30 | 0.38 | 0.3 | 0.16 | 0.015
21h30 | 0.38 | 0.3 | 0.16 | 0.015
22h30 | 0.38 | 0.31 | 0.17 | 0.015
23h30 | 0.38 | 0.31 | 0.17 | 0.015
00h30 | 0.24 | 0.19 | 0.1 | 0.015
01h30 | 0 | 0 | 0 | 0.015
02h30 | 0 | 0 | 0 | 0.015
03h30 | 0 | 0 | 0 | 0.015
04h30 | 0 | 0 | 0 | 0.015
05h30 | 0 | 0 | 0 | 0.015
06h30 | 0 | 0 | 0 | 0.015
07h30 | 0 | 0.67 | 0.4 | 0.015
08h30 | 0 | 0.93 | 0.59 | 0.015
09h30 | 0.96 | 0.49 | 0.33 | 0.015
10h30 | 1.19 | 0.3 | 0.15 | 0.015
11h30 | 0.55 | 0.13 | 0.01 | 0.015
12h30 | 0.4 | 0.07 | 0 | 0.015
13h30 | 0.29 | 0 | 0 | 0.015
14h30 | 0.28 | 0 | 0 | 0.015
15h30 | 0.36 | 0.01 | 0 | 0.015
16h30 | 0.47 | 0.06 | 0 | 0.015
17h30 | 0.48 | 0.13 | 0 | 0.015
18h30 | 0.43 | 0.15 | 0 | 0.015
19h30 | 0.44 | 0.17 | 0 | 0.015
20h30 | 0.44 | 0.19 | 0 | 0.015
21h30 | 0.44 | 0.2 | 0.02 | 0.015
22h30 | 0.44 | 0.21 | 0.03 | 0.015
23h30 | 0.45 | 0.22 | 0.05 | 0.015
00h30 | 0.31 | 0.12 | 0.03 | 0.015
01h30 | 0 | 0 | 0 | 0.015
02h30 | 0 | 0 | 0 | 0.015
03h30 | 0 | 0 | 0 | 0.015
04h30 | 0 | 0 | 0 | 0.015
05h30 | 0 | 0 | 0 | 0.015
06h30 | 0 | 0 | 0 | 0.015
07h30 | 0 | 0.44 | 0.06 | 0.015
08h30 | 0 | 0.61 | 0.16 | 0.015
09h30 | 0.92 | 0.47 | 0.24 | 0.015
10h30 | 1.29 | 0.44 | 0.22 | 0.015
11h30 | 0.84 | 0.33 | 0.18 | 0.015
12h30 | 0.66 | 0.28 | 0.13 | 0.015
13h30 | 0.57 | 0.24 | 0.09 | 0.015
14h30 | 0.61 | 0.25 | 0.11 | 0.015
15h30 | 0.71 | 0.29 | 0.14 | 0.015
16h30 | 0.77 | 0.32 | 0.18 | 0.015
17h30 | 0.66 | 0.32 | 0.17 | 0.015
18h30 | 0.53 | 0.29 | 0.15 | 0.015
19h30 | 0.53 | 0.29 | 0.15 | 0.015
20h30 | 0.53 | 0.3 | 0.16 | 0.015
21h30 | 0.52 | 0.3 | 0.17 | 0.015
22h30 | 0.51 | 0.31 | 0.17 | 0.015
23h30 | 0.51 | 0.31 | 0.18 | 0.015
00h30 | 0.35 | 0.18 | 0.09 | 0.015
01h30 | 0 | 0 | 0 | 0.015
02h30 | 0 | 0 | 0 | 0.015
03h30 | 0 | 0 | 0 | 0.015
04h30 | 0 | 0 | 0 | 0.015
05h30 | 0 | 0 | 0 | 0.015
06h30 | 0 | 0 | 0 | 0.015
07h30 | 0 | 0.67 | 0.4 | 0.015
08h30 | 0 | 0.93 | 0.61 | 0.015
09h30 | 0.94 | 0.49 | 0.35 | 0.015
10h30 | 1.17 | 0.33 | 0.19 | 0.015
11h30 | 0.63 | 0.26 | 0.12 | 0.015
12h30 | 0.56 | 0.24 | 0.1 | 0.015
13h30 | 0.59 | 0.25 | 0.11 | 0.015
14h30 | 0.69 | 0.29 | 0.16 | 0.015
15h30 | 0.77 | 0.34 | 0.19 | 0.015
16h30 | 0.83 | 0.39 | 0.22 | 0.015
17h30 | 0.7 | 0.37 | 0.21 | 0.015
18h30 | 0.56 | 0.32 | 0.18 | 0.015
19h30 | 0.56 | 0.32 | 0.19 | 0.015
20h30 | 0.56 | 0.33 | 0.2 | 0.015
21h30 | 0.55 | 0.33 | 0.2 | 0.015
22h30 | 0.55 | 0.33 | 0.2 | 0.015
23h30 | 0.55 | 0.34 | 0.21 | 0.015
00h30 | 0.38 | 0.21 | 0.12 | 0.015
01h30 | 0 | 0 | 0 | 0.015
02h30 | 0 | 0 | 0 | 0.015
03h30 | 0 | 0 | 0 | 0.015
04h30 | 0 | 0 | 0 | 0.015
05h30 | 0 | 0 | 0 | 0.015
06h30 | 0 | 0 | 0 | 0.015
07h30 | 0 | 0.69 | 0.46 | 0.015
08h30 | 0 | 0.96 | 0.67 | 0.015
09h30 | 0.96 | 0.77 | 0.57 | 0.015
10h30 | 1.46 | 0.69 | 0.52 | 0.015
11h30 | 1.13 | 0.63 | 0.48 | 0.015
12h30 | 1.04 | 0.6 | 0.44 | 0.015
13h30 | 0.97 | 0.58 | 0.44 | 0.015
14h30 | 0.95 | 0.59 | 0.45 | 0.015
15h30 | 0.96 | 0.62 | 0.48 | 0.015
16h30 | 0.95 | 0.63 | 0.51 | 0.015
17h30 | 0.79 | 0.49 | 0.36 | 0.015
18h30 | 0.61 | 0.43 | 0.29 | 0.015
19h30 | 0.59 | 0.39 | 0.26 | 0.015
20h30 | 0.57 | 0.39 | 0.26 | 0.015
21h30 | 0.56 | 0.36 | 0.24 | 0.015
22h30 | 0.55 | 0.36 | 0.24 | 0.015
23h30 | 0.54 | 0.35 | 0.23 | 0.015
00h30 | 0.35 | 0.22 | 0.14 | 0.015
01h30 | 0 | 0 | 0 | 0.015
02h30 | 0 | 0 | 0 | 0.015
03h30 | 0 | 0 | 0 | 0.015
04h30 | 0 | 0 | 0 | 0.015
05h30 | 0 | 0 | 0 | 0.015
06h30 | 0 | 0 | 0 | 0.015
07h30 | 0 | 0.68 | 0.48 | 0.015
08h30 | 0 | 0.95 | 0.68 | 0.015
09h30 | 0.93 | 0.76 | 0.58 | 0.015
10h30 | 1.35 | 0.67 | 0.51 | 0.015
11h30 | 1.02 | 0.6 | 0.46 | 0.015
12h30 | 0.93 | 0.57 | 0.42 | 0.015
13h30 | 0.85 | 0.54 | 0.4 | 0.015
14h30 | 0.84 | 0.54 | 0.4 | 0.015
15h30 | 0.84 | 0.56 | 0.42 | 0.015
16h30 | 0.84 | 0.57 | 0.45 | 0.015
17h30 | 0.68 | 0.43 | 0.3 | 0.015
18h30 | 0.51 | 0.39 | 0.25 | 0.015
19h30 | 0.49 | 0.34 | 0.21 | 0.015
20h30 | 0.49 | 0.35 | 0.21 | 0.015
21h30 | 0.47 | 0.32 | 0.21 | 0.015
22h30 | 0.47 | 0.32 | 0.21 | 0.015
23h30 | 0.46 | 0.32 | 0.2 | 0.015
00h30 | 0.32 | 0.2 | 0.13 | 0.015
01h30 | 0 | 0 | 0 | 0.015
02h30 | 0 | 0 | 0 | 0.015
03h30 | 0 | 0 | 0 | 0.015
04h30 | 0 | 0 | 0 | 0.015
05h30 | 0 | 0 | 0 | 0.015
06h30 | 0 | 0 | 0 | 0.015
07h30 | 0.56 | 0.64 | 0.36 | 0.015
08h30 | 0.62 | 0.73 | 0.4 | 0.015
09h30 | 0.28 | 0.34 | 0.15 | 0.015
10h30 | 0.32 | 0.35 | 0.18 | 0.015
11h30 | 0.3 | 0.28 | 0.16 | 0.015
12h30 | 0.26 | 0.2 | 0.1 | 0.015
13h30 | 0.19 | 0.08 | 0 | 0.015
14h30 | 0.2 | 0.1 | 0 | 0.015
15h30 | 0.26 | 0.17 | 0.05 | 0.015
16h30 | 0.3 | 0.24 | 0.09 | 0.015
17h30 | 0.34 | 0.28 | 0.14 | 0.015
18h30 | 0.36 | 0.3 | 0.16 | 0.015
19h30 | 0.32 | 0.27 | 0.13 | 0.015
20h30 | 0.28 | 0.24 | 0.1 | 0.015
21h30 | 0.28 | 0.24 | 0.1 | 0.015
22h30 | 0.28 | 0.24 | 0.11 | 0.015
23h30 | 0.28 | 0.24 | 0.11 | 0.015
00h30 | 0.18 | 0.16 | 0.07 | 0.015
01h30 | 0 | 0 | 0 | 0.015
02h30 | 0 | 0 | 0 | 0.015
03h30 | 0 | 0 | 0 | 0.015
04h30 | 0 | 0 | 0 | 0.015
05h30 | 0 | 0 | 0 | 0.015
06h30 | 0 | 0 | 0 | 0.015
07h30 | 0.56 | 0.49 | 0.15 | 0.015
08h30 | 0.65 | 0.56 | 0.17 | 0.015
09h30 | 0.3 | 0.25 | 0.05 | 0.015
10h30 | 0.36 | 0.31 | 0.12 | 0.015
11h30 | 0.47 | 0.41 | 0.23 | 0.015
12h30 | 0.47 | 0.4 | 0.23 | 0.015
13h30 | 0.45 | 0.39 | 0.23 | 0.015
14h30 | 0.46 | 0.4 | 0.23 | 0.015
15h30 | 0.48 | 0.42 | 0.27 | 0.015
16h30 | 0.5 | 0.45 | 0.3 | 0.015
17h30 | 0.51 | 0.47 | 0.32 | 0.015
18h30 | 0.51 | 0.49 | 0.34 | 0.015
19h30 | 0.39 | 0.36 | 0.24 | 0.015
20h30 | 0.34 | 0.3 | 0.17 | 0.015
21h30 | 0.33 | 0.29 | 0.17 | 0.015
22h30 | 0.33 | 0.3 | 0.17 | 0.015
23h30 | 0.33 | 0.29 | 0.17 | 0.015
00h30 | 0.2 | 0.18 | 0.1 | 0.015
01h30 | 0 | 0 | 0 | 0.015
02h30 | 0 | 0 | 0 | 0.015
03h30 | 0 | 0 | 0 | 0.015
04h30 | 0 | 0 | 0 | 0.015
05h30 | 0 | 0 | 0 | 0.015
06h30 | 0 | 0 | 0 | 0.015
07h30 | 0 | 0.63 | 0.32 | 0.015
08h30 | 0 | 0.84 | 0.49 | 0.015
09h30 | 0.92 | 0.65 | 0.47 | 0.015
10h30 | 1.37 | 0.59 | 0.42 | 0.015
11h30 | 1.01 | 0.53 | 0.38 | 0.015
12h30 | 0.93 | 0.52 | 0.35 | 0.015
13h30 | 0.86 | 0.5 | 0.34 | 0.015
14h30 | 0.85 | 0.5 | 0.35 | 0.015
15h30 | 0.86 | 0.52 | 0.38 | 0.015
16h30 | 0.86 | 0.55 | 0.41 | 0.015
17h30 | 0.71 | 0.42 | 0.28 | 0.015
18h30 | 0.54 | 0.37 | 0.22 | 0.015
19h30 | 0.53 | 0.33 | 0.2 | 0.015
20h30 | 0.51 | 0.33 | 0.2 | 0.015
21h30 | 0.51 | 0.32 | 0.2 | 0.015
22h30 | 0.5 | 0.32 | 0.2 | 0.015
23h30 | 0.49 | 0.32 | 0.2 | 0.015
00h30 | 0.32 | 0.2 | 0.12 | 0.015
01h30 | 0 | 0 | 0 | 0.015
02h30 | 0 | 0 | 0 | 0.015
03h30 | 0 | 0 | 0 | 0.015
04h30 | 0 | 0 | 0 | 0.015
05h30 | 0 | 0 | 0 | 0.015
06h30 | 0 | 0 | 0 | 0.015
07h30 | 0 | 0.67 | 0.43 | 0.015
08h30 | 0 | 0.91 | 0.62 | 0.015
09h30 | 0.92 | 0.72 | 0.54 | 0.015
10h30 | 1.32 | 0.61 | 0.45 | 0.015
11h30 | 0.92 | 0.47 | 0.33 | 0.015
12h30 | 0.74 | 0.43 | 0.27 | 0.015
13h30 | 0.65 | 0.34 | 0.19 | 0.015
14h30 | 0.7 | 0.36 | 0.21 | 0.015
15h30 | 0.76 | 0.43 | 0.29 | 0.015
16h30 | 0.81 | 0.48 | 0.35 | 0.015
17h30 | 0.66 | 0.39 | 0.26 | 0.015
18h30 | 0.51 | 0.33 | 0.2 | 0.015
19h30 | 0.5 | 0.32 | 0.2 | 0.015
20h30 | 0.5 | 0.33 | 0.2 | 0.015
21h30 | 0.5 | 0.33 | 0.2 | 0.015
22h30 | 0.5 | 0.33 | 0.21 | 0.015
23h30 | 0.5 | 0.33 | 0.21 | 0.015
00h30 | 0.34 | 0.21 | 0.13 | 0.015
01h30 | 0 | 0 | 0 | 0.015
02h30 | 0 | 0 | 0 | 0.015
03h30 | 0 | 0 | 0 | 0.015
04h30 | 0 | 0 | 0 | 0.015
05h30 | 0 | 0 | 0 | 0.015
06h30 | 0 | 0 | 0 | 0.015
07h30 | 0 | 0.69 | 0.5 | 0.015
08h30 | 0 | 0.98 | 0.72 | 0.015
09h30 | 0.94 | 0.8 | 0.63 | 0.015
10h30 | 1.4 | 0.72 | 0.55 | 0.015
11h30 | 1.07 | 0.64 | 0.5 | 0.015
12h30 | 0.97 | 0.6 | 0.46 | 0.015
13h30 | 0.91 | 0.59 | 0.45 | 0.015
14h30 | 0.89 | 0.59 | 0.46 | 0.015
15h30 | 0.89 | 0.61 | 0.48 | 0.015
16h30 | 0.89 | 0.63 | 0.5 | 0.015
17h30 | 0.72 | 0.49 | 0.35 | 0.015
18h30 | 0.55 | 0.42 | 0.28 | 0.015
19h30 | 0.53 | 0.38 | 0.25 | 0.015
20h30 | 0.52 | 0.38 | 0.25 | 0.015
21h30 | 0.5 | 0.35 | 0.22 | 0.015
22h30 | 0.5 | 0.35 | 0.22 | 0.015
23h30 | 0.48 | 0.34 | 0.22 | 0.015
00h30 | 0.33 | 0.22 | 0.14 | 0.015
01h30 | 0 | 0 | 0 | 0.015
02h30 | 0 | 0 | 0 | 0.015
03h30 | 0 | 0 | 0 | 0.015
04h30 | 0 | 0 | 0 | 0.015
05h30 | 0 | 0 | 0 | 0.015
06h30 | 0 | 0 | 0 | 0.015
07h30 | 0 | 0.69 | 0.5 | 0.015
08h30 | 0 | 0.97 | 0.71 | 0.015
09h30 | 0.92 | 0.72 | 0.54 | 0.015
10h30 | 1.14 | 0.53 | 0.38 | 0.015
11h30 | 0.52 | 0.21 | 0.08 | 0.015
12h30 | 0.4 | 0.13 | 0.04 | 0.015
13h30 | 0.37 | 0.08 | 0 | 0.015
14h30 | 0.39 | 0.13 | 0 | 0.015
15h30 | 0.48 | 0.21 | 0.06 | 0.015
16h30 | 0.59 | 0.27 | 0.12 | 0.015
17h30 | 0.53 | 0.27 | 0.13 | 0.015
18h30 | 0.43 | 0.25 | 0.11 | 0.015
19h30 | 0.43 | 0.25 | 0.11 | 0.015
20h30 | 0.44 | 0.26 | 0.13 | 0.015
21h30 | 0.44 | 0.27 | 0.13 | 0.015
22h30 | 0.44 | 0.28 | 0.14 | 0.015
23h30 | 0.44 | 0.28 | 0.14 | 0.015
00h30 | 0.29 | 0.18 | 0.09 | 0.015
01h30 | 0 | 0 | 0 | 0.015
02h30 | 0 | 0 | 0 | 0.015
03h30 | 0 | 0 | 0 | 0.015
04h30 | 0 | 0 | 0 | 0.015
05h30 | 0 | 0 | 0 | 0.015
06h30 | 0 | 0 | 0 | 0.015
07h30 | 0 | 0.63 | 0.31 | 0.015
08h30 | 0 | 0.84 | 0.47 | 0.015
09h30 | 0.92 | 0.65 | 0.45 | 0.015
10h30 | 1.34 | 0.6 | 0.41 | 0.015
11h30 | 1 | 0.55 | 0.38 | 0.015
12h30 | 0.92 | 0.53 | 0.35 | 0.015
13h30 | 0.86 | 0.51 | 0.34 | 0.015
14h30 | 0.84 | 0.51 | 0.35 | 0.015
15h30 | 0.85 | 0.54 | 0.38 | 0.015
16h30 | 0.88 | 0.57 | 0.42 | 0.015
17h30 | 0.73 | 0.44 | 0.3 | 0.015
18h30 | 0.56 | 0.4 | 0.23 | 0.015
19h30 | 0.56 | 0.37 | 0.22 | 0.015
20h30 | 0.56 | 0.37 | 0.23 | 0.015
21h30 | 0.55 | 0.35 | 0.22 | 0.015
22h30 | 0.54 | 0.36 | 0.23 | 0.015
23h30 | 0.54 | 0.35 | 0.23 | 0.015
00h30 | 0.36 | 0.21 | 0.13 | 0.015
01h30 | 0 | 0 | 0 | 0.015
02h30 | 0 | 0 | 0 | 0.015
03h30 | 0 | 0 | 0 | 0.015
04h30 | 0 | 0 | 0 | 0.015
05h30 | 0 | 0 | 0 | 0.015
06h30 | 0 | 0 | 0 | 0.015
07h30 | 0.71 | 0.7 | 0.54 | 0.015
08h30 | 0.83 | 0.86 | 0.61 | 0.015
09h30 | 0.48 | 0.52 | 0.34 | 0.015
10h30 | 0.52 | 0.57 | 0.41 | 0.015
11h30 | 0.64 | 0.67 | 0.52 | 0.015
12h30 | 0.63 | 0.63 | 0.49 | 0.015
13h30 | 0.61 | 0.59 | 0.45 | 0.015
14h30 | 0.61 | 0.58 | 0.44 | 0.015
15h30 | 0.62 | 0.6 | 0.47 | 0.015
16h30 | 0.65 | 0.65 | 0.52 | 0.015
17h30 | 0.66 | 0.67 | 0.54 | 0.015
18h30 | 0.67 | 0.68 | 0.56 | 0.015
19h30 | 0.52 | 0.54 | 0.4 | 0.015
20h30 | 0.47 | 0.44 | 0.32 | 0.015
21h30 | 0.42 | 0.41 | 0.29 | 0.015
22h30 | 0.43 | 0.42 | 0.29 | 0.015
23h30 | 0.4 | 0.41 | 0.28 | 0.015
00h30 | 0.26 | 0.28 | 0.19 | 0.015
01h30 | 0 | 0 | 0 | 0.015
02h30 | 0 | 0 | 0 | 0.015
03h30 | 0 | 0 | 0 | 0.015
04h30 | 0 | 0 | 0 | 0.015
05h30 | 0 | 0 | 0 | 0.015
06h30 | 0 | 0 | 0 | 0.015
07h30 | 0.76 | 0.72 | 0.61 | 0.015
08h30 | 0.93 | 0.91 | 0.7 | 0.015
09h30 | 0.57 | 0.56 | 0.38 | 0.015
10h30 | 0.61 | 0.57 | 0.4 | 0.015
11h30 | 0.67 | 0.61 | 0.46 | 0.015
12h30 | 0.63 | 0.55 | 0.42 | 0.015
13h30 | 0.55 | 0.42 | 0.28 | 0.015
14h30 | 0.54 | 0.41 | 0.28 | 0.015
15h30 | 0.59 | 0.48 | 0.33 | 0.015
16h30 | 0.67 | 0.57 | 0.4 | 0.015
17h30 | 0.72 | 0.64 | 0.48 | 0.015
18h30 | 0.74 | 0.68 | 0.52 | 0.015
19h30 | 0.59 | 0.55 | 0.39 | 0.015
20h30 | 0.5 | 0.44 | 0.3 | 0.015
21h30 | 0.48 | 0.43 | 0.28 | 0.015
22h30 | 0.48 | 0.44 | 0.28 | 0.015
23h30 | 0.45 | 0.42 | 0.27 | 0.015
| 1519.5 | 940.49 | 524.87 | 87.12

## glasgow clim67 data
year hour | Diffuse solar on the horizontal (W/m2) | External dry bulb temperature (Tenths DEG.C) | External dry bulb temperature ( DEG.C) | Direct normal solar intensity (W/m**2) | Prevailing wind speed (Tenths m/s) | Wind direction (clockwise deg from north) | Relative humidity (%)
1 | 0 | 27 | 2.7 | 0 | 51 | 240 | 78
2 | 0 | 27 | 2.7 | 0 | 44 | 240 | 76 | ascii climate file from C:\ESRU\esp-r\climate\clm67 binary db,
3 | 0 | 27 | 2.7 | 0 | 44 | 240 | 76 | # defined in: H:\Esru\clm67.a
4 | 0 | 27 | 2.7 | 0 | 46 | 240 | 78
5 | 0 | 22 | 2.2 | 0 | 44 | 245 | 78 | ESP test climate # site name
6 | 0 | 16 | 1.6 | 0 | 41 | 250 | 77 | 1967,52.00,0.00,0 # year, latitude, long diff, direct normal rad flag
7 | 0 | 27 | 2.7 | 0 | 39 | 245 | 82 | 1,365 # period (julian days)
8 | 0 | 22 | 2.2 | 0 | 39 | 240 | 81
9 | 31 | 27 | 2.7 | 0 | 44 | 245 | 83
10 | 67 | 33 | 3.3 | 341 | 44 | 250 | 81
11 | 75 | 44 | 4.4 | 513 | 49 | 255 | 79
12 | 77 | 50 | 5 | 568 | 57 | 265 | 69
13 | 83 | 55 | 5.5 | 151 | 59 | 275 | 69
14 | 67 | 55 | 5.5 | 58 | 62 | 280 | 67
15 | 28 | 44 | 4.4 | 0 | 57 | 280 | 64
16 | 0 | 44 | 4.4 | 0 | 44 | 275 | 66
17 | 0 | 27 | 2.7 | 0 | 33 | 270 | 73
18 | 0 | 27 | 2.7 | 0 | 31 | 265 | 76
19 | 0 | 22 | 2.2 | 0 | 31 | 265 | 74
20 | 0 | 22 | 2.2 | 0 | 31 | 270 | 71
21 | 0 | 22 | 2.2 | 0 | 31 | 270 | 72
22 | 0 | 22 | 2.2 | 0 | 31 | 275 | 70
23 | 0 | 22 | 2.2 | 0 | 31 | 275 | 72
24 | 0 | 22 | 2.2 | 0 | 28 | 265 | 75
25 | 0 | 22 | 2.2 | 0 | 26 | 255 | 81
26 | 0 | 16 | 1.6 | 0 | 23 | 255 | 82
27 | 0 | 16 | 1.6 | 0 | 23 | 250 | 85
28 | 0 | 16 | 1.6 | 0 | 26 | 260 | 88
29 | 0 | 16 | 1.6 | 0 | 26 | 260 | 88
30 | 0 | 11 | 1.1 | 0 | 18 | 260 | 89
31 | 0 | 11 | 1.1 | 0 | 15 | 260 | 90
32 | 0 | 16 | 1.6 | 0 | 21 | 220 | 96
33 | 31 | 11 | 1.1 | 0 | 23 | 210 | 95
34 | 67 | 16 | 1.6 | 341 | 23 | 240 | 92
35 | 75 | 16 | 1.6 | 513 | 26 | 265 | 82
36 | 76 | 22 | 2.2 | 583 | 31 | 275 | 78
37 | 77 | 27 | 2.7 | 525 | 41 | 295 | 72
38 | 68 | 27 | 2.7 | 402 | 51 | 315 | 66
39 | 31 | 27 | 2.7 | 0 | 46 | 320 | 66
40 | 0 | 11 | 1.1 | 0 | 39 | 315 | 69
41 | 0 | 5 | 0.5 | 0 | 31 | 300 | 70
42 | 0 | 0 | 0 | 0 | 26 | 285 | 74
43 | 0 | 0 | 0 | 0 | 26 | 280 | 77
44 | 0 | 11 | 1.1 | 0 | 26 | 295 | 76
45 | 0 | 0 | 0 | 0 | 23 | 295 | 74
46 | 0 | 0 | 0 | 0 | 23 | 275 | 79
47 | 0 | -3 | -0.3 | 0 | 26 | 270 | 82
48 | 0 | -3 | -0.3 | 0 | 21 | 280 | 81
49 | 0 | -3 | -0.3 | 0 | 21 | 290 | 80
50 | 0 | -3 | -0.3 | 0 | 21 | 285 | 80
51 | 0 | 0 | 0 | 0 | 21 | 270 | 82
52 | 0 | 5 | 0.5 | 0 | 28 | 260 | 80
53 | 0 | 5 | 0.5 | 0 | 36 | 265 | 77
54 | 0 | 5 | 0.5 | 0 | 36 | 270 | 78
55 | 0 | 0 | 0 | 0 | 31 | 270 | 78
56 | 0 | 0 | 0 | 0 | 28 | 270 | 72
57 | 31 | 0 | 0 | 0 | 26 | 275 | 75
58 | 67 | 0 | 0 | 341 | 31 | 295 | 79
59 | 75 | 5 | 0.5 | 513 | 36 | 310 | 67
60 | 76 | 11 | 1.1 | 583 | 44 | 310 | 57
61 | 85 | 16 | 1.6 | 150 | 54 | 315 | 59
62 | 67 | 16 | 1.6 | 424 | 54 | 320 | 56
63 | 31 | 16 | 1.6 | 0 | 51 | 320 | 61
64 | 0 | 16 | 1.6 | 0 | 49 | 315 | 61
65 | 0 | 11 | 1.1 | 0 | 44 | 310 | 68
66 | 0 | 11 | 1.1 | 0 | 33 | 305 | 66
67 | 0 | 5 | 0.5 | 0 | 33 | 305 | 69
68 | 0 | 0 | 0 | 0 | 36 | 315 | 66
69 | 0 | 0 | 0 | 0 | 28 | 315 | 67
70 | 0 | -3 | -0.3 | 0 | 23 | 295 | 71
71 | 0 | -3 | -0.3 | 0 | 21 | 285 | 73
72 | 0 | -3 | -0.3 | 0 | 21 | 280 | 73
73 | 0 | -14 | -1.4 | 0 | 15 | 270 | 78
74 | 0 | -8 | -0.8 | 0 | 10 | 270 | 85
75 | 0 | -8 | -0.8 | 0 | 15 | 255 | 83
76 | 0 | -14 | -1.4 | 0 | 23 | 230 | 86
77 | 0 | -3 | -0.3 | 0 | 26 | 215 | 86
78 | 0 | 0 | 0 | 0 | 23 | 220 | 87
79 | 0 | 0 | 0 | 0 | 21 | 260 | 87
80 | 0 | -8 | -0.8 | 0 | 26 | 285 | 80
81 | 18 | -8 | -0.8 | 0 | 33 | 285 | 77
82 | 69 | 0 | 0 | 0 | 31 | 295 | 75
83 | 82 | 5 | 0.5 | 130 | 28 | 295 | 70
84 | 89 | 16 | 1.6 | 161 | 33 | 290 | 69
85 | 91 | 16 | 1.6 | 0 | 39 | 290 | 66
86 | 41 | 11 | 1.1 | 0 | 41 | 290 | 59
87 | 15 | 11 | 1.1 | 0 | 46 | 290 | 56
88 | 0 | 0 | 0 | 0 | 46 | 290 | 71
89 | 0 | 0 | 0 | 0 | 39 | 295 | 66
90 | 0 | 0 | 0 | 0 | 33 | 300 | 62
91 | 0 | 0 | 0 | 0 | 31 | 300 | 61
92 | 0 | 0 | 0 | 0 | 28 | 300 | 63
93 | 0 | 0 | 0 | 0 | 23 | 295 | 71
94 | 0 | 0 | 0 | 0 | 21 | 290 | 72
95 | 0 | 0 | 0 | 0 | 21 | 305 | 70
96 | 0 | -3 | -0.3 | 0 | 23 | 320 | 70
97 | 0 | -8 | -0.8 | 0 | 26 | 320 | 72
98 | 0 | -8 | -0.8 | 0 | 28 | 320 | 75
99 | 0 | -8 | -0.8 | 0 | 31 | 320 | 76
100 | 0 | -3 | -0.3 | 0 | 28 | 320 | 78
101 | 0 | 0 | 0 | 0 | 21 | 315 | 81
102 | 0 | 0 | 0 | 0 | 18 | 315 | 83
103 | 0 | 0 | 0 | 0 | 26 | 325 | 84
104 | 0 | 0 | 0 | 0 | 28 | 330 | 86
105 | 9 | 0 | 0 | 0 | 26 | 330 | 83
106 | 47 | 0 | 0 | 0 | 28 | 330 | 83
107 | 53 | 5 | 0.5 | 0 | 33 | 335 | 83
108 | 63 | 5 | 0.5 | 0 | 36 | 340 | 80
109 | 56 | 11 | 1.1 | 0 | 36 | 335 | 80
110 | 41 | 16 | 1.6 | 0 | 39 | 325 | 73
111 | 25 | 22 | 2.2 | 0 | 39 | 320 | 70
112 | 0 | 16 | 1.6 | 0 | 44 | 320 | 74
113 | 0 | 16 | 1.6 | 0 | 57 | 320 | 68
114 | 0 | 16 | 1.6 | 0 | 62 | 320 | 65
115 | 0 | 16 | 1.6 | 0 | 64 | 320 | 66
116 | 0 | 5 | 0.5 | 0 | 70 | 325 | 64
117 | 0 | 5 | 0.5 | 0 | 72 | 330 | 63
118 | 0 | 5 | 0.5 | 0 | 70 | 330 | 63
119 | 0 | 5 | 0.5 | 0 | 64 | 330 | 66
120 | 0 | 0 | 0 | 0 | 62 | 330 | 67
121 | 0 | 5 | 0.5 | 0 | 57 | 335 | 72
122 | 0 | 0 | 0 | 0 | 44 | 335 | 78
123 | 0 | 0 | 0 | 0 | 36 | 335 | 78
124 | 0 | 0 | 0 | 0 | 33 | 335 | 76
125 | 0 | 0 | 0 | 0 | 28 | 330 | 80
126 | 0 | 0 | 0 | 0 | 23 | 325 | 81
127 | 0 | 0 | 0 | 0 | 15 | 300 | 81
128 | 0 | 0 | 0 | 0 | 10 | 275 | 82
129 | 9 | 0 | 0 | 0 | 15 | 280 | 83
130 | 34 | 0 | 0 | 0 | 21 | 285 | 76
131 | 56 | 0 | 0 | 0 | 18 | 280 | 76
132 | 63 | 0 | 0 | 0 | 21 | 275 | 73
133 | 59 | 5 | 0.5 | 0 | 28 | 275 | 73
134 | 41 | 5 | 0.5 | 0 | 26 | 275 | 73
135 | 15 | 5 | 0.5 | 0 | 23 | 250 | 77
136 | 0 | 0 | 0 | 0 | 26 | 225 | 78
137 | 0 | 0 | 0 | 0 | 23 | 210 | 80
138 | 0 | 0 | 0 | 0 | 26 | 215 | 81
139 | 0 | 0 | 0 | 0 | 31 | 230 | 76
140 | 0 | 0 | 0 | 0 | 31 | 215 | 87
141 | 0 | 0 | 0 | 0 | 28 | 190 | 92
142 | 0 | 0 | 0 | 0 | 28 | 180 | 94
143 | 0 | 0 | 0 | 0 | 26 | 185 | 94
144 | 0 | 0 | 0 | 0 | 23 | 190 | 94
145 | 0 | 0 | 0 | 0 | 23 | 190 | 96
146 | 0 | 0 | 0 | 0 | 15 | 185 | 96
147 | 0 | 5 | 0.5 | 0 | 10 | 135 | 98
148 | 0 | 5 | 0.5 | 0 | 13 | 85 | 95
149 | 0 | 0 | 0 | 0 | 18 | 70 | 96
150 | 0 | 0 | 0 | 0 | 23 | 75 | 97
151 | 0 | 0 | 0 | 0 | 28 | 85 | 94
152 | 0 | 5 | 0.5 | 0 | 28 | 75 | 94
153 | 9 | 5 | 0.5 | 0 | 26 | 95 | 94
154 | 37 | 5 | 0.5 | 0 | 36 | 120 | 91
155 | 56 | 5 | 0.5 | 0 | 46 | 115 | 86
156 | 63 | 5 | 0.5 | 0 | 44 | 105 | 84
157 | 59 | 5 | 0.5 | 0 | 44 | 95 | 84
158 | 69 | 0 | 0 | 0 | 51 | 95 | 84
159 | 15 | 0 | 0 | 0 | 54 | 105 | 79
160 | 0 | -3 | -0.3 | 0 | 54 | 100 | 76
161 | 0 | -30 | -3 | 0 | 54 | 85 | 74
162 | 0 | -42 | -4.2 | 0 | 54 | 80 | 73
163 | 0 | -36 | -3.6 | 0 | 62 | 80 | 71
164 | 0 | -42 | -4.2 | 0 | 62 | 85 | 63
165 | 0 | -25 | -2.5 | 0 | 54 | 90 | 67
166 | 0 | -14 | -1.4 | 0 | 46 | 90 | 67
167 | 0 | -14 | -1.4 | 0 | 44 | 90 | 66
168 | 0 | -14 | -1.4 | 0 | 41 | 90 | 64
169 | 0 | -14 | -1.4 | 0 | 33 | 80 | 64
170 | 0 | -14 | -1.4 | 0 | 36 | 55 | 66
171 | 0 | -14 | -1.4 | 0 | 46 | 40 | 68
172 | 0 | -19 | -1.9 | 0 | 54 | 35 | 66
173 | 0 | -19 | -1.9 | 0 | 62 | 35 | 70
174 | 0 | -19 | -1.9 | 0 | 62 | 40 | 65
175 | 0 | -19 | -1.9 | 0 | 51 | 35 | 65
176 | 0 | -30 | -3 | 0 | 44 | 25 | 67
177 | 18 | -47 | -4.7 | 0 | 49 | 25 | 69
178 | 66 | -30 | -3 | 0 | 57 | 30 | 73
179 | 100 | -19 | -1.9 | 0 | 59 | 40 | 69
180 | 104 | -19 | -1.9 | 0 | 67 | 40 | 62
181 | 83 | -19 | -1.9 | 93 | 75 | 30 | 60
182 | 71 | -30 | -3 | 62 | 77 | 30 | 61
183 | 34 | -30 | -3 | 0 | 72 | 35 | 64
184 | 0 | -36 | -3.6 | 0 | 67 | 40 | 66
185 | 0 | -30 | -3 | 0 | 67 | 40 | 69
186 | 0 | -47 | -4.7 | 0 | 67 | 40 | 67
187 | 0 | -58 | -5.8 | 0 | 64 | 40 | 69
188 | 0 | -64 | -6.4 | 0 | 59 | 40 | 71
189 | 0 | -64 | -6.4 | 0 | 57 | 40 | 66
190 | 0 | -58 | -5.8 | 0 | 51 | 35 | 66
191 | 0 | -53 | -5.3 | 0 | 44 | 25 | 69
192 | 0 | -53 | -5.3 | 0 | 36 | 20 | 63
193 | 0 | -47 | -4.7 | 0 | 31 | 20 | 64
194 | 0 | -47 | -4.7 | 0 | 31 | 15 | 69
195 | 0 | -42 | -4.2 | 0 | 28 | 10 | 69
196 | 0 | -42 | -4.2 | 0 | 26 | 5 | 71
197 | 0 | -47 | -4.7 | 0 | 21 | 340 | 71
198 | 0 | -47 | -4.7 | 0 | 15 | 320 | 75
199 | 0 | -53 | -5.3 | 0 | 21 | 320 | 77
200 | 0 | -36 | -3.6 | 0 | 26 | 320 | 82
201 | 22 | -30 | -3 | 0 | 23 | 320 | 82
202 | 37 | -25 | -2.5 | 0 | 23 | 320 | 80
203 | 56 | -19 | -1.9 | 0 | 23 | 330 | 75
204 | 66 | -8 | -0.8 | 0 | 33 | 345 | 77
205 | 83 | -3 | -0.3 | 101 | 39 | 345 | 82
206 | 44 | 0 | 0 | 0 | 31 | 345 | 82
207 | 18 | 0 | 0 | 0 | 26 | 340 | 87
208 | 0 | 0 | 0 | 0 | 26 | 335 | 87
209 | 0 | 0 | 0 | 0 | 33 | 340 | 85
210 | 0 | 0 | 0 | 0 | 36 | 340 | 87
211 | 0 | 0 | 0 | 0 | 26 | 335 | 87
212 | 0 | 5 | 0.5 | 0 | 13 | 290 | 90
213 | 0 | 0 | 0 | 0 | 10 | 260 | 90
214 | 0 | 0 | 0 | 0 | 15 | 255 | 90
215 | 0 | -3 | -0.3 | 0 | 23 | 235 | 87
216 | 0 | 0 | 0 | 0 | 23 | 225 | 89
217 | 0 | 0 | 0 | 0 | 21 | 220 | 88
218 | 0 | -8 | -0.8 | 0 | 21 | 245 | 92
219 | 0 | -3 | -0.3 | 0 | 18 | 260 | 93
220 | 0 | -3 | -0.3 | 0 | 18 | 240 | 94
221 | 0 | 0 | 0 | 0 | 21 | 225 | 91
222 | 0 | 0 | 0 | 0 | 21 | 220 | 93
223 | 0 | 0 | 0 | 0 | 23 | 220 | 91
224 | 0 | 0 | 0 | 0 | 26 | 220 | 89
225 | 9 | 0 | 0 | 0 | 28 | 220 | 89
226 | 37 | 0 | 0 | 0 | 31 | 220 | 90
227 | 56 | 5 | 0.5 | 0 | 31 | 225 | 88
228 | 66 | 11 | 1.1 | 0 | 28 | 230 | 87
229 | 63 | 11 | 1.1 | 0 | 28 | 230 | 88
230 | 44 | 11 | 1.1 | 0 | 31 | 230 | 87
231 | 18 | 16 | 1.6 | 0 | 31 | 230 | 88
232 | 0 | 11 | 1.1 | 0 | 28 | 235 | 91
233 | 0 | 16 | 1.6 | 0 | 26 | 245 | 91
234 | 0 | 16 | 1.6 | 0 | 26 | 250 | 93
235 | 0 | 22 | 2.2 | 0 | 23 | 250 | 93
236 | 0 | 22 | 2.2 | 0 | 18 | 250 | 91
237 | 0 | 22 | 2.2 | 0 | 18 | 245 | 91
238 | 0 | 22 | 2.2 | 0 | 18 | 230 | 91
239 | 0 | 16 | 1.6 | 0 | 18 | 215 | 93
240 | 0 | 22 | 2.2 | 0 | 21 | 220 | 93
241 | 0 | 22 | 2.2 | 0 | 23 | 245 | 93
242 | 0 | 22 | 2.2 | 0 | 28 | 255 | 90
243 | 0 | 22 | 2.2 | 0 | 31 | 245 | 90
244 | 0 | 27 | 2.7 | 0 | 33 | 240 | 90
245 | 0 | 33 | 3.3 | 0 | 36 | 245 | 87
246 | 0 | 38 | 3.8 | 0 | 36 | 255 | 87
247 | 0 | 33 | 3.3 | 0 | 36 | 260 | 83
248 | 0 | 27 | 2.7 | 0 | 33 | 265 | 80
249 | 9 | 27 | 2.7 | 0 | 31 | 275 | 81
250 | 69 | 33 | 3.3 | 79 | 28 | 285 | 79
251 | 83 | 44 | 4.4 | 121 | 31 | 300 | 77
252 | 107 | 55 | 5.5 | 0 | 36 | 315 | 78
253 | 63 | 55 | 5.5 | 0 | 36 | 325 | 79
254 | 47 | 55 | 5.5 | 0 | 36 | 330 | 80
255 | 37 | 55 | 5.5 | 0 | 33 | 330 | 80
256 | 0 | 44 | 4.4 | 0 | 28 | 325 | 78
257 | 0 | 44 | 4.4 | 0 | 26 | 315 | 78
258 | 0 | 38 | 3.8 | 0 | 26 | 310 | 80
259 | 0 | 44 | 4.4 | 0 | 26 | 315 | 81
260 | 0 | 33 | 3.3 | 0 | 23 | 320 | 82
261 | 0 | 27 | 2.7 | 0 | 23 | 320 | 86
262 | 0 | 16 | 1.6 | 0 | 26 | 325 | 86
263 | 0 | 16 | 1.6 | 0 | 18 | 315 | 84
264 | 0 | 16 | 1.6 | 0 | 10 | 285 | 87
265 | 0 | 16 | 1.6 | 0 | 13 | 275 | 91
266 | 0 | 16 | 1.6 | 0 | 15 | 285 | 89
267 | 0 | 11 | 1.1 | 0 | 23 | 280 | 93
268 | 0 | 11 | 1.1 | 0 | 28 | 270 | 92
269 | 0 | 11 | 1.1 | 0 | 21 | 255 | 93
270 | 0 | 16 | 1.6 | 0 | 18 | 240 | 93
271 | 0 | 16 | 1.6 | 0 | 21 | 235 | 93
272 | 0 | 16 | 1.6 | 0 | 23 | 250 | 95
273 | 12 | 22 | 2.2 | 0 | 28 | 260 | 91
274 | 69 | 22 | 2.2 | 79 | 28 | 245 | 90
275 | 87 | 33 | 3.3 | 159 | 23 | 255 | 92
276 | 92 | 44 | 4.4 | 203 | 23 | 270 | 80
277 | 63 | 44 | 4.4 | 0 | 31 | 270 | 79
278 | 47 | 55 | 5.5 | 0 | 36 | 275 | 76
279 | 22 | 61 | 6.1 | 0 | 33 | 280 | 75
280 | 0 | 61 | 6.1 | 0 | 33 | 275 | 71
281 | 0 | 55 | 5.5 | 0 | 36 | 275 | 72
282 | 0 | 44 | 4.4 | 0 | 36 | 280 | 73
283 | 0 | 38 | 3.8 | 0 | 36 | 290 | 78
284 | 0 | 33 | 3.3 | 0 | 36 | 305 | 77
285 | 0 | 33 | 3.3 | 0 | 33 | 300 | 77
286 | 0 | 33 | 3.3 | 0 | 23 | 285 | 84
287 | 0 | 27 | 2.7 | 0 | 15 | 270 | 83
288 | 0 | 33 | 3.3 | 0 | 18 | 265 | 85
289 | 0 | 38 | 3.8 | 0 | 23 | 275 | 93
290 | 0 | 44 | 4.4 | 0 | 28 | 285 | 80
291 | 0 | 50 | 5 | 0 | 31 | 285 | 79
292 | 0 | 50 | 5 | 0 | 28 | 275 | 78
293 | 0 | 55 | 5.5 | 0 | 28 | 265 | 78
294 | 0 | 61 | 6.1 | 0 | 31 | 265 | 77
295 | 0 | 61 | 6.1 | 0 | 33 | 270 | 77
296 | 0 | 66 | 6.6 | 0 | 36 | 270 | 78
297 | 12 | 66 | 6.6 | 0 | 36 | 265 | 78
298 | 41 | 72 | 7.2 | 0 | 36 | 260 | 76
299 | 59 | 77 | 7.7 | 0 | 39 | 260 | 74
300 | 69 | 77 | 7.7 | 0 | 44 | 265 | 72
301 | 63 | 77 | 7.7 | 0 | 46 | 280 | 73
302 | 47 | 83 | 8.3 | 0 | 51 | 290 | 68
303 | 47 | 88 | 8.8 | 0 | 59 | 290 | 67
304 | 0 | 72 | 7.2 | 0 | 57 | 300 | 65
305 | 0 | 61 | 6.1 | 0 | 44 | 300 | 68
306 | 0 | 61 | 6.1 | 0 | 33 | 285 | 71
307 | 0 | 50 | 5 | 0 | 28 | 275 | 75
308 | 0 | 44 | 4.4 | 0 | 23 | 265 | 77
309 | 0 | 33 | 3.3 | 0 | 21 | 265 | 79
310 | 0 | 33 | 3.3 | 0 | 18 | 270 | 85
311 | 0 | 38 | 3.8 | 0 | 18 | 260 | 80
312 | 0 | 33 | 3.3 | 0 | 21 | 245 | 85
313 | 0 | 27 | 2.7 | 0 | 23 | 230 | 84
314 | 0 | 27 | 2.7 | 0 | 23 | 210 | 89
315 | 0 | 22 | 2.2 | 0 | 21 | 200 | 87
316 | 0 | 27 | 2.7 | 0 | 21 | 205 | 87
317 | 0 | 27 | 2.7 | 0 | 23 | 210 | 91
318 | 0 | 27 | 2.7 | 0 | 26 | 215 | 91
319 | 0 | 16 | 1.6 | 0 | 21 | 220 | 94
320 | 0 | 11 | 1.1 | 0 | 18 | 220 | 98
321 | 42 | 22 | 2.2 | 20 | 21 | 220 | 90
322 | 70 | 33 | 3.3 | 95 | 18 | 215 | 94
323 | 87 | 44 | 4.4 | 171 | 15 | 205 | 94
324 | 93 | 55 | 5.5 | 199 | 15 | 220 | 91
325 | 90 | 61 | 6.1 | 202 | 18 | 245 | 87
326 | 78 | 61 | 6.1 | 128 | 21 | 260 | 86
327 | 50 | 55 | 5.5 | 0 | 15 | 290 | 76
328 | 0 | 38 | 3.8 | 0 | 21 | 315 | 81
329 | 0 | 33 | 3.3 | 0 | 28 | 320 | 83
330 | 0 | 33 | 3.3 | 0 | 21 | 325 | 82
331 | 0 | 27 | 2.7 | 0 | 18 | 315 | 77
332 | 0 | 22 | 2.2 | 0 | 21 | 290 | 79
333 | 0 | 27 | 2.7 | 0 | 23 | 275 | 81
334 | 0 | 33 | 3.3 | 0 | 26 | 265 | 81
335 | 0 | 33 | 3.3 | 0 | 26 | 265 | 85
336 | 0 | 33 | 3.3 | 0 | 26 | 275 | 83
337 | 0 | 27 | 2.7 | 0 | 26 | 285 | 83
338 | 0 | 27 | 2.7 | 0 | 23 | 275 | 86
339 | 0 | 27 | 2.7 | 0 | 21 | 260 | 88
340 | 0 | 22 | 2.2 | 0 | 23 | 265 | 89
341 | 0 | 22 | 2.2 | 0 | 26 | 260 | 91
342 | 0 | 22 | 2.2 | 0 | 26 | 255 | 88
343 | 0 | 22 | 2.2 | 0 | 23 | 250 | 89
344 | 0 | 22 | 2.2 | 0 | 26 | 235 | 91
345 | 12 | 22 | 2.2 | 0 | 33 | 225 | 91
346 | 41 | 22 | 2.2 | 0 | 33 | 225 | 91
347 | 63 | 16 | 1.6 | 0 | 28 | 240 | 93
348 | 69 | 16 | 1.6 | 0 | 28 | 250 | 91
349 | 66 | 16 | 1.6 | 0 | 28 | 270 | 89
350 | 50 | 16 | 1.6 | 0 | 23 | 280 | 87
351 | 25 | 16 | 1.6 | 0 | 21 | 280 | 91
352 | 0 | 11 | 1.1 | 0 | 18 | 270 | 84
353 | 0 | 11 | 1.1 | 0 | 15 | 270 | 89
354 | 0 | 5 | 0.5 | 0 | 18 | 290 | 87
355 | 0 | 5 | 0.5 | 0 | 21 | 265 | 85
356 | 0 | 5 | 0.5 | 0 | 15 | 265 | 89
357 | 0 | 0 | 0 | 0 | 10 | 295 | 89
358 | 0 | 0 | 0 | 0 | 13 | 260 | 91
359 | 0 | 0 | 0 | 0 | 15 | 230 | 87
360 | 0 | 0 | 0 | 0 | 21 | 235 | 86
361 | 0 | 0 | 0 | 0 | 26 | 230 | 86
362 | 0 | 0 | 0 | 0 | 21 | 220 | 84
363 | 0 | 0 | 0 | 0 | 10 | 295 | 83
364 | 0 | 0 | 0 | 0 | 5 | 25 | 86
365 | 0 | 0 | 0 | 0 | 5 | 40 | 83
366 | 0 | 5 | 0.5 | 0 | 5 | 50 | 86
367 | 0 | 11 | 1.1 | 0 | 8 | 75 | 83
368 | 0 | 11 | 1.1 | 0 | 15 | 100 | 89
369 | 12 | 11 | 1.1 | 0 | 31 | 110 | 85
370 | 41 | 11 | 1.1 | 0 | 41 | 130 | 82
371 | 63 | 11 | 1.1 | 0 | 44 | 140 | 80
372 | 72 | 16 | 1.6 | 0 | 44 | 140 | 79
373 | 66 | 22 | 2.2 | 0 | 41 | 145 | 80
374 | 50 | 27 | 2.7 | 0 | 39 | 150 | 80
375 | 25 | 27 | 2.7 | 0 | 36 | 145 | 80
376 | 0 | 22 | 2.2 | 0 | 39 | 135 | 80
377 | 0 | 22 | 2.2 | 0 | 39 | 130 | 82
378 | 0 | 16 | 1.6 | 0 | 39 | 130 | 85
379 | 0 | 16 | 1.6 | 0 | 39 | 135 | 82
380 | 0 | 16 | 1.6 | 0 | 28 | 135 | 82
381 | 0 | 16 | 1.6 | 0 | 15 | 115 | 84
382 | 0 | 16 | 1.6 | 0 | 13 | 95 | 85
383 | 0 | 22 | 2.2 | 0 | 26 | 110 | 83
384 | 0 | 22 | 2.2 | 0 | 39 | 140 | 83
385 | 0 | 22 | 2.2 | 0 | 41 | 145 | 85
386 | 0 | 22 | 2.2 | 0 | 41 | 145 | 85
387 | 0 | 22 | 2.2 | 0 | 39 | 155 | 87
388 | 0 | 22 | 2.2 | 0 | 36 | 160 | 86
389 | 0 | 22 | 2.2 | 0 | 39 | 165 | 87
390 | 0 | 22 | 2.2 | 0 | 41 | 170 | 85
391 | 0 | 22 | 2.2 | 0 | 44 | 165 | 85
392 | 0 | 22 | 2.2 | 0 | 49 | 165 | 85
393 | 12 | 22 | 2.2 | 0 | 46 | 170 | 87
394 | 44 | 27 | 2.7 | 0 | 44 | 175 | 83
395 | 63 | 33 | 3.3 | 0 | 51 | 180 | 85
396 | 72 | 33 | 3.3 | 0 | 59 | 190 | 84
397 | 69 | 33 | 3.3 | 0 | 59 | 200 | 81
398 | 53 | 33 | 3.3 | 0 | 54 | 185 | 84
399 | 25 | 33 | 3.3 | 0 | 46 | 175 | 85
400 | 0 | 33 | 3.3 | 0 | 39 | 180 | 82
401 | 0 | 33 | 3.3 | 0 | 36 | 175 | 85
402 | 0 | 33 | 3.3 | 0 | 39 | 170 | 87
403 | 0 | 33 | 3.3 | 0 | 41 | 170 | 88
404 | 0 | 33 | 3.3 | 0 | 44 | 170 | 89
405 | 0 | 38 | 3.8 | 0 | 46 | 170 | 92
406 | 0 | 44 | 4.4 | 0 | 51 | 170 | 91
407 | 0 | 50 | 5 | 0 | 59 | 175 | 90
408 | 0 | 55 | 5.5 | 0 | 62 | 180 | 91
409 | 0 | 55 | 5.5 | 0 | 57 | 180 | 93
410 | 0 | 55 | 5.5 | 0 | 54 | 185 | 94
411 | 0 | 61 | 6.1 | 0 | 57 | 190 | 93
412 | 0 | 61 | 6.1 | 0 | 54 | 190 | 92
413 | 0 | 66 | 6.6 | 0 | 54 | 190 | 91
414 | 0 | 66 | 6.6 | 0 | 54 | 195 | 93
415 | 0 | 66 | 6.6 | 0 | 49 | 200 | 91
416 | 0 | 66 | 6.6 | 0 | 44 | 200 | 91
417 | 15 | 66 | 6.6 | 0 | 44 | 195 | 91
418 | 56 | 72 | 7.2 | 0 | 49 | 190 | 91
419 | 63 | 77 | 7.7 | 0 | 54 | 195 | 90
420 | 72 | 83 | 8.3 | 0 | 57 | 200 | 85
421 | 91 | 83 | 8.3 | 0 | 62 | 200 | 83
422 | 53 | 88 | 8.8 | 0 | 62 | 195 | 81
423 | 25 | 83 | 8.3 | 0 | 57 | 185 | 82
424 | 0 | 88 | 8.8 | 0 | 51 | 180 | 85
425 | 0 | 77 | 7.7 | 0 | 51 | 180 | 89
426 | 0 | 77 | 7.7 | 0 | 59 | 180 | 88
427 | 0 | 83 | 8.3 | 0 | 62 | 180 | 88
428 | 0 | 83 | 8.3 | 0 | 64 | 180 | 88
429 | 0 | 83 | 8.3 | 0 | 67 | 180 | 88
430 | 0 | 83 | 8.3 | 0 | 67 | 180 | 87
431 | 0 | 83 | 8.3 | 0 | 70 | 180 | 87
432 | 0 | 83 | 8.3 | 0 | 72 | 180 | 85
433 | 0 | 83 | 8.3 | 0 | 70 | 180 | 85
434 | 0 | 77 | 7.7 | 0 | 67 | 175 | 78
435 | 0 | 77 | 7.7 | 0 | 64 | 175 | 80
436 | 0 | 72 | 7.2 | 0 | 64 | 180 | 82
437 | 0 | 72 | 7.2 | 0 | 67 | 180 | 83
438 | 0 | 72 | 7.2 | 0 | 70 | 185 | 86
439 | 0 | 72 | 7.2 | 0 | 70 | 185 | 85
440 | 0 | 72 | 7.2 | 0 | 67 | 180 | 83
441 | 15 | 72 | 7.2 | 0 | 62 | 180 | 85
442 | 72 | 83 | 8.3 | 0 | 57 | 185 | 83
443 | 66 | 88 | 8.8 | 0 | 62 | 190 | 83
444 | 97 | 94 | 9.4 | 0 | 64 | 190 | 79
445 | 94 | 100 | 10 | 0 | 67 | 190 | 78
446 | 88 | 100 | 10 | 0 | 70 | 190 | 73
447 | 50 | 94 | 9.4 | 0 | 64 | 185 | 73
448 | 3 | 83 | 8.3 | 0 | 54 | 175 | 71
449 | 0 | 72 | 7.2 | 0 | 39 | 155 | 76
450 | 0 | 66 | 6.6 | 0 | 26 | 130 | 81
451 | 0 | 55 | 5.5 | 0 | 36 | 130 | 86
452 | 0 | 55 | 5.5 | 0 | 54 | 135 | 83
453 | 0 | 55 | 5.5 | 0 | 49 | 130 | 83
454 | 0 | 50 | 5 | 0 | 36 | 125 | 83
455 | 0 | 44 | 4.4 | 0 | 39 | 120 | 84
456 | 0 | 55 | 5.5 | 0 | 39 | 115 | 86
457 | 0 | 50 | 5 | 0 | 28 | 115 | 90
458 | 0 | 50 | 5 | 0 | 28 | 120 | 89
459 | 0 | 50 | 5 | 0 | 33 | 125 | 89
460 | 0 | 50 | 5 | 0 | 36 | 130 | 86
461 | 0 | 44 | 4.4 | 0 | 33 | 130 | 87
462 | 0 | 44 | 4.4 | 0 | 31 | 135 | 86
463 | 0 | 38 | 3.8 | 0 | 33 | 145 | 88
464 | 0 | 44 | 4.4 | 0 | 31 | 150 | 83
465 | 15 | 50 | 5 | 0 | 36 | 150 | 85
466 | 44 | 55 | 5.5 | 0 | 46 | 155 | 85
467 | 107 | 66 | 6.6 | 0 | 41 | 155 | 86
468 | 119 | 72 | 7.2 | 0 | 39 | 150 | 84
469 | 72 | 77 | 7.7 | 0 | 44 | 150 | 84
470 | 75 | 77 | 7.7 | 0 | 44 | 155 | 79
471 | 28 | 83 | 8.3 | 0 | 44 | 160 | 81
472 | 0 | 77 | 7.7 | 0 | 46 | 155 | 80
473 | 0 | 72 | 7.2 | 0 | 46 | 155 | 80
474 | 0 | 72 | 7.2 | 0 | 46 | 155 | 81
475 | 0 | 72 | 7.2 | 0 | 49 | 150 | 81
476 | 0 | 72 | 7.2 | 0 | 51 | 150 | 82
477 | 0 | 66 | 6.6 | 0 | 49 | 155 | 83
478 | 0 | 66 | 6.6 | 0 | 46 | 170 | 85
479 | 0 | 66 | 6.6 | 0 | 46 | 180 | 88
480 | 0 | 72 | 7.2 | 0 | 49 | 185 | 88
481 | 0 | 72 | 7.2 | 0 | 49 | 185 | 88
482 | 0 | 66 | 6.6 | 0 | 44 | 180 | 87
483 | 0 | 66 | 6.6 | 0 | 49 | 175 | 89
484 | 0 | 72 | 7.2 | 0 | 57 | 170 | 89
485 | 0 | 72 | 7.2 | 0 | 59 | 170 | 77
486 | 0 | 72 | 7.2 | 0 | 64 | 170 | 93
487 | 0 | 72 | 7.2 | 0 | 70 | 180 | 90
488 | 0 | 77 | 7.7 | 0 | 70 | 215 | 92
489 | 22 | 83 | 8.3 | 0 | 62 | 240 | 78
490 | 75 | 77 | 7.7 | 120 | 57 | 240 | 82
491 | 66 | 77 | 7.7 | 0 | 62 | 235 | 79
492 | 97 | 77 | 7.7 | 197 | 70 | 230 | 75
493 | 95 | 77 | 7.7 | 189 | 72 | 230 | 70
494 | 85 | 83 | 8.3 | 150 | 77 | 230 | 68
495 | 59 | 77 | 7.7 | 38 | 82 | 230 | 65
496 | 3 | 72 | 7.2 | 0 | 77 | 230 | 61
497 | 0 | 61 | 6.1 | 0 | 64 | 230 | 77
498 | 0 | 61 | 6.1 | 0 | 51 | 230 | 77
499 | 0 | 55 | 5.5 | 0 | 46 | 235 | 77
500 | 0 | 44 | 4.4 | 0 | 39 | 230 | 80
501 | 0 | 38 | 3.8 | 0 | 33 | 220 | 85
502 | 0 | 22 | 2.2 | 0 | 36 | 220 | 82
503 | 0 | 22 | 2.2 | 0 | 36 | 215 | 85
504 | 0 | 16 | 1.6 | 0 | 31 | 210 | 88
505 | 0 | 16 | 1.6 | 0 | 33 | 215 | 86
506 | 0 | 22 | 2.2 | 0 | 44 | 220 | 82
507 | 0 | 27 | 2.7 | 0 | 44 | 215 | 81
508 | 0 | 27 | 2.7 | 0 | 36 | 205 | 85
509 | 0 | 22 | 2.2 | 0 | 31 | 200 | 85
510 | 0 | 16 | 1.6 | 0 | 28 | 205 | 88
511 | 0 | 16 | 1.6 | 0 | 31 | 210 | 90
512 | 0 | 22 | 2.2 | 0 | 36 | 210 | 90
513 | 28 | 16 | 1.6 | 0 | 36 | 215 | 91
514 | 74 | 33 | 3.3 | 73 | 44 | 225 | 87
515 | 93 | 44 | 4.4 | 178 | 46 | 235 | 82
516 | 98 | 61 | 6.1 | 236 | 44 | 235 | 78
517 | 92 | 72 | 7.2 | 132 | 46 | 230 | 77
518 | 81 | 72 | 7.2 | 89 | 46 | 225 | 71
519 | 41 | 72 | 7.2 | 0 | 44 | 220 | 67
520 | 3 | 55 | 5.5 | 0 | 41 | 205 | 71
521 | 0 | 44 | 4.4 | 0 | 41 | 190 | 71
522 | 0 | 44 | 4.4 | 0 | 39 | 190 | 75
523 | 0 | 44 | 4.4 | 0 | 36 | 185 | 76
524 | 0 | 44 | 4.4 | 0 | 36 | 170 | 82
525 | 0 | 44 | 4.4 | 0 | 41 | 165 | 82
526 | 0 | 44 | 4.4 | 0 | 51 | 170 | 85
527 | 0 | 44 | 4.4 | 0 | 59 | 170 | 84
528 | 0 | 50 | 5 | 0 | 67 | 170 | 80
529 | 0 | 55 | 5.5 | 0 | 75 | 175 | 74
530 | 0 | 50 | 5 | 0 | 80 | 170 | 69
531 | 0 | 50 | 5 | 0 | 80 | 160 | 86
532 | 0 | 44 | 4.4 | 0 | 80 | 160 | 87
533 | 0 | 44 | 4.4 | 0 | 80 | 160 | 87
534 | 0 | 38 | 3.8 | 0 | 72 | 160 | 92
535 | 0 | 38 | 3.8 | 0 | 67 | 165 | 89
536 | 0 | 44 | 4.4 | 0 | 57 | 175 | 97
537 | 18 | 44 | 4.4 | 0 | 49 | 190 | 97
538 | 47 | 55 | 5.5 | 0 | 44 | 210 | 91
539 | 69 | 55 | 5.5 | 0 | 33 | 205 | 92
540 | 104 | 66 | 6.6 | 0 | 39 | 200 | 91
541 | 119 | 77 | 7.7 | 0 | 51 | 205 | 83
542 | 78 | 77 | 7.7 | 0 | 59 | 195 | 82
543 | 44 | 66 | 6.6 | 0 | 57 | 195 | 82
544 | 6 | 61 | 6.1 | 0 | 51 | 200 | 80
545 | 0 | 50 | 5 | 0 | 44 | 195 | 85
546 | 0 | 44 | 4.4 | 0 | 36 | 185 | 89
547 | 0 | 44 | 4.4 | 0 | 39 | 180 | 88
548 | 0 | 44 | 4.4 | 0 | 44 | 180 | 92
549 | 0 | 44 | 4.4 | 0 | 46 | 185 | 95
550 | 0 | 50 | 5 | 0 | 44 | 185 | 90
551 | 0 | 50 | 5 | 0 | 39 | 185 | 92
552 | 0 | 44 | 4.4 | 0 | 39 | 185 | 90
553 | 0 | 50 | 5 | 0 | 44 | 185 | 91
554 | 0 | 50 | 5 | 0 | 44 | 185 | 91
555 | 0 | 55 | 5.5 | 0 | 36 | 190 | 91
556 | 0 | 55 | 5.5 | 0 | 31 | 190 | 91
557 | 0 | 55 | 5.5 | 0 | 36 | 185 | 91
558 | 0 | 50 | 5 | 0 | 41 | 185 | 93
559 | 0 | 55 | 5.5 | 0 | 39 | 175 | 93
560 | 0 | 55 | 5.5 | 0 | 33 | 175 | 94
561 | 18 | 55 | 5.5 | 0 | 33 | 180 | 92
562 | 50 | 61 | 6.1 | 0 | 33 | 170 | 90
563 | 94 | 66 | 6.6 | 0 | 31 | 150 | 87
564 | 78 | 72 | 7.2 | 0 | 28 | 120 | 87
565 | 75 | 77 | 7.7 | 0 | 26 | 75 | 88
566 | 59 | 77 | 7.7 | 0 | 21 | 70 | 85
567 | 34 | 77 | 7.7 | 0 | 18 | 50 | 90
568 | 3 | 72 | 7.2 | 0 | 26 | 5 | 79
569 | 0 | 66 | 6.6 | 0 | 36 | 355 | 81
570 | 0 | 61 | 6.1 | 0 | 39 | 350 | 83
571 | 0 | 66 | 6.6 | 0 | 33 | 355 | 78
572 | 0 | 61 | 6.1 | 0 | 23 | 345 | 86
573 | 0 | 61 | 6.1 | 0 | 15 | 335 | 87
574 | 0 | 55 | 5.5 | 0 | 15 | 315 | 90
575 | 0 | 50 | 5 | 0 | 13 | 300 | 87
576 | 0 | 50 | 5 | 0 | 8 | 305 | 87
577 | 0 | 44 | 4.4 | 0 | 8 | 210 | 91
578 | 0 | 44 | 4.4 | 0 | 13 | 180 | 92
579 | 0 | 44 | 4.4 | 0 | 13 | 190 | 89
580 | 0 | 44 | 4.4 | 0 | 10 | 125 | 97
581 | 0 | 44 | 4.4 | 0 | 15 | 125 | 97
582 | 0 | 44 | 4.4 | 0 | 28 | 150 | 95
583 | 0 | 50 | 5 | 0 | 39 | 165 | 94
584 | 0 | 50 | 5 | 0 | 41 | 160 | 94
585 | 18 | 55 | 5.5 | 0 | 44 | 155 | 96
586 | 50 | 61 | 6.1 | 0 | 49 | 175 | 93
587 | 72 | 72 | 7.2 | 0 | 54 | 200 | 90
588 | 82 | 83 | 8.3 | 0 | 59 | 220 | 88
589 | 78 | 88 | 8.8 | 0 | 67 | 235 | 80
590 | 97 | 83 | 8.3 | 0 | 72 | 245 | 68
591 | 47 | 88 | 8.8 | 0 | 75 | 250 | 67
592 | 6 | 72 | 7.2 | 0 | 70 | 255 | 59
593 | 0 | 66 | 6.6 | 0 | 57 | 250 | 62
594 | 0 | 61 | 6.1 | 0 | 49 | 230 | 67
595 | 0 | 55 | 5.5 | 0 | 46 | 210 | 72
596 | 0 | 55 | 5.5 | 0 | 51 | 200 | 80
597 | 0 | 55 | 5.5 | 0 | 64 | 205 | 79
598 | 0 | 61 | 6.1 | 0 | 70 | 205 | 77
599 | 0 | 72 | 7.2 | 0 | 80 | 200 | 80
600 | 0 | 77 | 7.7 | 0 | 88 | 200 | 82
601 | 0 | 72 | 7.2 | 0 | 82 | 200 | 88
602 | 0 | 72 | 7.2 | 0 | 72 | 215 | 93
603 | 0 | 72 | 7.2 | 0 | 51 | 225 | 94
604 | 0 | 72 | 7.2 | 0 | 39 | 225 | 94
605 | 0 | 66 | 6.6 | 0 | 31 | 220 | 90
606 | 0 | 61 | 6.1 | 0 | 21 | 225 | 93
607 | 0 | 55 | 5.5 | 0 | 18 | 245 | 96
608 | 0 | 55 | 5.5 | 0 | 26 | 255 | 90
609 | 44 | 55 | 5.5 | 0 | 33 | 265 | 88
610 | 79 | 66 | 6.6 | 118 | 36 | 270 | 84
611 | 116 | 66 | 6.6 | 0 | 36 | 270 | 80
612 | 82 | 66 | 6.6 | 0 | 39 | 270 | 78
613 | 78 | 72 | 7.2 | 0 | 41 | 270 | 70
614 | 63 | 72 | 7.2 | 0 | 36 | 275 | 67
615 | 56 | 72 | 7.2 | 0 | 28 | 270 | 67
616 | 9 | 66 | 6.6 | 0 | 23 | 280 | 65
617 | 0 | 55 | 5.5 | 0 | 10 | 330 | 66
618 | 0 | 55 | 5.5 | 0 | 0 | 0 | 71
619 | 0 | 50 | 5 | 0 | 8 | 275 | 83
620 | 0 | 44 | 4.4 | 0 | 13 | 195 | 86
621 | 0 | 44 | 4.4 | 0 | 8 | 200 | 88
622 | 0 | 50 | 5 | 0 | 5 | 195 | 88
623 | 0 | 55 | 5.5 | 0 | 13 | 190 | 89
624 | 0 | 50 | 5 | 0 | 18 | 175 | 90
625 | 0 | 44 | 4.4 | 0 | 13 | 145 | 91
626 | 0 | 50 | 5 | 0 | 13 | 120 | 93
627 | 0 | 50 | 5 | 0 | 18 | 105 | 93
628 | 0 | 55 | 5.5 | 0 | 23 | 130 | 93
629 | 0 | 55 | 5.5 | 0 | 23 | 160 | 91
630 | 0 | 61 | 6.1 | 0 | 21 | 165 | 92
631 | 0 | 61 | 6.1 | 0 | 21 | 170 | 93
632 | 0 | 61 | 6.1 | 0 | 18 | 175 | 96
633 | 22 | 72 | 7.2 | 0 | 23 | 185 | 93
634 | 53 | 77 | 7.7 | 0 | 36 | 205 | 97
635 | 75 | 83 | 8.3 | 0 | 44 | 215 | 94
636 | 85 | 88 | 8.8 | 0 | 49 | 210 | 92
637 | 82 | 94 | 9.4 | 0 | 54 | 210 | 90
638 | 66 | 105 | 10.5 | 0 | 59 | 210 | 87
639 | 37 | 105 | 10.5 | 0 | 59 | 210 | 84
640 | 6 | 100 | 10 | 0 | 59 | 205 | 81
641 | 0 | 100 | 10 | 0 | 62 | 195 | 82
642 | 0 | 94 | 9.4 | 0 | 57 | 190 | 85
643 | 0 | 94 | 9.4 | 0 | 57 | 190 | 85
644 | 0 | 94 | 9.4 | 0 | 67 | 190 | 85
645 | 0 | 100 | 10 | 0 | 70 | 190 | 84
646 | 0 | 100 | 10 | 0 | 62 | 190 | 87
647 | 0 | 100 | 10 | 0 | 59 | 190 | 88
648 | 0 | 100 | 10 | 0 | 64 | 190 | 88
649 | 0 | 100 | 10 | 0 | 64 | 190 | 85
650 | 0 | 100 | 10 | 0 | 62 | 195 | 84
651 | 0 | 94 | 9.4 | 0 | 64 | 200 | 82
652 | 0 | 88 | 8.8 | 0 | 64 | 200 | 86
653 | 0 | 88 | 8.8 | 0 | 59 | 200 | 90
654 | 0 | 88 | 8.8 | 0 | 49 | 195 | 91
655 | 0 | 88 | 8.8 | 0 | 44 | 190 | 93
656 | 0 | 88 | 8.8 | 0 | 46 | 195 | 89
657 | 22 | 88 | 8.8 | 0 | 49 | 200 | 91
658 | 53 | 94 | 9.4 | 0 | 49 | 195 | 91
659 | 75 | 100 | 10 | 0 | 41 | 190 | 91
660 | 85 | 105 | 10.5 | 0 | 49 | 190 | 85
661 | 82 | 105 | 10.5 | 0 | 67 | 185 | 84
662 | 66 | 105 | 10.5 | 0 | 70 | 185 | 86
663 | 37 | 100 | 10 | 0 | 64 | 195 | 87
664 | 6 | 94 | 9.4 | 0 | 62 | 200 | 91
665 | 0 | 94 | 9.4 | 0 | 51 | 200 | 91
666 | 0 | 94 | 9.4 | 0 | 44 | 200 | 91
667 | 0 | 94 | 9.4 | 0 | 54 | 205 | 90
668 | 0 | 94 | 9.4 | 0 | 59 | 210 | 89
669 | 0 | 94 | 9.4 | 0 | 54 | 210 | 87
670 | 0 | 88 | 8.8 | 0 | 49 | 210 | 87
671 | 0 | 83 | 8.3 | 0 | 44 | 205 | 89
672 | 0 | 77 | 7.7 | 0 | 39 | 200 | 89
673 | 0 | 72 | 7.2 | 0 | 33 | 195 | 88
674 | 0 | 72 | 7.2 | 0 | 36 | 195 | 88
675 | 0 | 61 | 6.1 | 0 | 33 | 195 | 90
676 | 0 | 61 | 6.1 | 0 | 26 | 185 | 90
677 | 0 | 61 | 6.1 | 0 | 26 | 160 | 92
678 | 0 | 66 | 6.6 | 0 | 31 | 150 | 91
679 | 0 | 72 | 7.2 | 0 | 39 | 165 | 92
680 | 0 | 83 | 8.3 | 0 | 39 | 170 | 91
681 | 25 | 88 | 8.8 | 0 | 41 | 175 | 91
682 | 56 | 94 | 9.4 | 0 | 44 | 180 | 91
683 | 75 | 88 | 8.8 | 0 | 46 | 180 | 90
684 | 116 | 105 | 10.5 | 0 | 54 | 180 | 81
685 | 110 | 116 | 11.6 | 0 | 59 | 180 | 81
686 | 88 | 127 | 12.7 | 123 | 67 | 185 | 73
687 | 66 | 127 | 12.7 | 0 | 62 | 190 | 73
688 | 12 | 116 | 11.6 | 0 | 51 | 190 | 69
689 | 0 | 100 | 10 | 0 | 49 | 180 | 72
690 | 0 | 94 | 9.4 | 0 | 44 | 165 | 74
691 | 0 | 88 | 8.8 | 0 | 41 | 160 | 75
692 | 0 | 88 | 8.8 | 0 | 46 | 165 | 74
693 | 0 | 88 | 8.8 | 0 | 57 | 170 | 76
694 | 0 | 88 | 8.8 | 0 | 59 | 190 | 75
695 | 0 | 83 | 8.3 | 0 | 54 | 210 | 77
696 | 0 | 77 | 7.7 | 0 | 54 | 205 | 80
697 | 0 | 77 | 7.7 | 0 | 54 | 200 | 77
698 | 0 | 83 | 8.3 | 0 | 49 | 205 | 78
699 | 0 | 83 | 8.3 | 0 | 46 | 210 | 79
700 | 0 | 77 | 7.7 | 0 | 44 | 210 | 78
701 | 0 | 77 | 7.7 | 0 | 46 | 200 | 81
702 | 0 | 77 | 7.7 | 0 | 51 | 190 | 78
703 | 0 | 77 | 7.7 | 0 | 49 | 190 | 80
704 | 0 | 72 | 7.2 | 0 | 49 | 190 | 80
705 | 25 | 72 | 7.2 | 0 | 49 | 190 | 82
706 | 56 | 83 | 8.3 | 0 | 46 | 195 | 82
707 | 78 | 88 | 8.8 | 0 | 49 | 200 | 80
708 | 88 | 94 | 9.4 | 0 | 49 | 205 | 79
709 | 85 | 94 | 9.4 | 0 | 46 | 205 | 76
710 | 69 | 94 | 9.4 | 0 | 46 | 200 | 80
711 | 41 | 94 | 9.4 | 0 | 44 | 200 | 81
712 | 9 | 88 | 8.8 | 0 | 39 | 190 | 81
713 | 0 | 83 | 8.3 | 0 | 39 | 190 | 84
714 | 0 | 83 | 8.3 | 0 | 33 | 200 | 87
715 | 0 | 72 | 7.2 | 0 | 21 | 195 | 88
716 | 0 | 72 | 7.2 | 0 | 21 | 185 | 91
717 | 0 | 72 | 7.2 | 0 | 28 | 185 | 96
718 | 0 | 72 | 7.2 | 0 | 33 | 190 | 96
719 | 0 | 66 | 6.6 | 0 | 39 | 205 | 94
720 | 0 | 66 | 6.6 | 0 | 36 | 215 | 94
721 | 0 | 66 | 6.6 | 0 | 28 | 220 | 96
722 | 0 | 61 | 6.1 | 0 | 23 | 215 | 97
723 | 0 | 61 | 6.1 | 0 | 15 | 215 | 100
724 | 0 | 61 | 6.1 | 0 | 8 | 230 | 99
725 | 0 | 61 | 6.1 | 0 | 8 | 230 | 97
726 | 0 | 66 | 6.6 | 0 | 21 | 230 | 100
727 | 0 | 66 | 6.6 | 0 | 28 | 220 | 99
728 | 0 | 66 | 6.6 | 0 | 23 | 205 | 100
729 | 25 | 66 | 6.6 | 0 | 21 | 215 | 98
730 | 56 | 77 | 7.7 | 0 | 31 | 235 | 97
731 | 107 | 88 | 8.8 | 0 | 46 | 235 | 93
732 | 98 | 100 | 10 | 125 | 62 | 240 | 91
733 | 116 | 100 | 10 | 0 | 75 | 255 | 74
734 | 69 | 100 | 10 | 0 | 72 | 270 | 74
735 | 78 | 100 | 10 | 0 | 64 | 280 | 69
736 | 18 | 88 | 8.8 | 0 | 59 | 280 | 57
737 | 0 | 77 | 7.7 | 0 | 54 | 290 | 62
738 | 0 | 72 | 7.2 | 0 | 51 | 280 | 68
739 | 0 | 66 | 6.6 | 0 | 51 | 250 | 67
740 | 0 | 61 | 6.1 | 0 | 54 | 240 | 74
741 | 0 | 61 | 6.1 | 0 | 57 | 245 | 78
742 | 0 | 66 | 6.6 | 0 | 57 | 250 | 79
743 | 0 | 66 | 6.6 | 0 | 59 | 250 | 79
744 | 0 | 66 | 6.6 | 0 | 57 | 255 | 82
745 | 0 | 72 | 7.2 | 0 | 51 | 260 | 81
746 | 0 | 66 | 6.6 | 0 | 46 | 255 | 85
747 | 0 | 66 | 6.6 | 0 | 49 | 250 | 83
748 | 0 | 66 | 6.6 | 0 | 57 | 250 | 82
749 | 0 | 66 | 6.6 | 0 | 51 | 250 | 82
750 | 0 | 61 | 6.1 | 0 | 49 | 250 | 82
751 | 0 | 72 | 7.2 | 0 | 54 | 255 | 83
752 | 0 | 77 | 7.7 | 0 | 57 | 260 | 84
753 | 28 | 83 | 8.3 | 0 | 64 | 255 | 85
754 | 59 | 88 | 8.8 | 0 | 75 | 250 | 84
755 | 82 | 88 | 8.8 | 0 | 80 | 255 | 90
756 | 91 | 105 | 10.5 | 0 | 80 | 265 | 86
757 | 98 | 111 | 11.1 | 125 | 70 | 270 | 88
758 | 72 | 116 | 11.6 | 0 | 62 | 275 | 89
759 | 72 | 116 | 11.6 | 72 | 64 | 280 | 85
760 | 22 | 116 | 11.6 | 0 | 64 | 280 | 83
761 | 0 | 111 | 11.1 | 0 | 57 | 280 | 83
762 | 0 | 111 | 11.1 | 0 | 51 | 285 | 84
763 | 0 | 105 | 10.5 | 0 | 54 | 285 | 81
764 | 0 | 105 | 10.5 | 0 | 57 | 275 | 82
765 | 0 | 105 | 10.5 | 0 | 49 | 270 | 83
766 | 0 | 100 | 10 | 0 | 44 | 275 | 82
767 | 0 | 100 | 10 | 0 | 46 | 280 | 82
768 | 0 | 100 | 10 | 0 | 44 | 275 | 84
769 | 0 | 100 | 10 | 0 | 41 | 265 | 86
770 | 0 | 100 | 10 | 0 | 44 | 260 | 88
771 | 0 | 105 | 10.5 | 0 | 51 | 260 | 89
772 | 0 | 105 | 10.5 | 0 | 54 | 265 | 86
773 | 0 | 105 | 10.5 | 0 | 49 | 270 | 85
774 | 0 | 100 | 10 | 0 | 46 | 265 | 88
775 | 0 | 100 | 10 | 0 | 51 | 260 | 86
776 | 0 | 105 | 10.5 | 0 | 57 | 260 | 88
777 | 28 | 105 | 10.5 | 0 | 57 | 260 | 89
778 | 59 | 111 | 11.1 | 0 | 59 | 260 | 85
779 | 82 | 116 | 11.6 | 0 | 59 | 260 | 82
780 | 91 | 116 | 11.6 | 0 | 54 | 260 | 83
781 | 88 | 122 | 12.2 | 0 | 62 | 260 | 81
782 | 72 | 122 | 12.2 | 0 | 64 | 260 | 81
783 | 47 | 122 | 12.2 | 0 | 51 | 265 | 81
784 | 12 | 116 | 11.6 | 0 | 51 | 270 | 81
785 | 0 | 116 | 11.6 | 0 | 54 | 270 | 83
786 | 0 | 111 | 11.1 | 0 | 51 | 270 | 80
787 | 0 | 111 | 11.1 | 0 | 49 | 260 | 82
788 | 0 | 105 | 10.5 | 0 | 49 | 250 | 88
789 | 0 | 105 | 10.5 | 0 | 49 | 250 | 89
790 | 0 | 105 | 10.5 | 0 | 44 | 255 | 88
791 | 0 | 100 | 10 | 0 | 44 | 255 | 89
792 | 0 | 100 | 10 | 0 | 51 | 250 | 88
793 | 0 | 100 | 10 | 0 | 57 | 250 | 86
794 | 0 | 100 | 10 | 0 | 59 | 250 | 85
795 | 0 | 100 | 10 | 0 | 59 | 250 | 86
796 | 0 | 100 | 10 | 0 | 57 | 250 | 88
797 | 0 | 100 | 10 | 0 | 59 | 250 | 88
798 | 0 | 94 | 9.4 | 0 | 59 | 250 | 86
799 | 0 | 94 | 9.4 | 0 | 67 | 245 | 86
800 | 0 | 94 | 9.4 | 0 | 72 | 240 | 83
801 | 41 | 94 | 9.4 | 0 | 70 | 245 | 83
802 | 97 | 100 | 10 | 0 | 72 | 255 | 78
803 | 85 | 111 | 11.1 | 0 | 75 | 260 | 72
804 | 94 | 122 | 12.2 | 0 | 82 | 265 | 70
805 | 103 | 122 | 12.2 | 170 | 80 | 270 | 72
806 | 96 | 122 | 12.2 | 167 | 70 | 275 | 76
807 | 85 | 116 | 11.6 | 0 | 67 | 290 | 71
808 | 22 | 111 | 11.1 | 0 | 70 | 290 | 62
809 | 0 | 100 | 10 | 0 | 67 | 280 | 64
810 | 0 | 94 | 9.4 | 0 | 54 | 280 | 72
811 | 0 | 88 | 8.8 | 0 | 41 | 280 | 76
812 | 0 | 77 | 7.7 | 0 | 36 | 280 | 80
813 | 0 | 72 | 7.2 | 0 | 36 | 280 | 84
814 | 0 | 61 | 6.1 | 0 | 33 | 280 | 86
815 | 0 | 55 | 5.5 | 0 | 31 | 275 | 90
816 | 0 | 50 | 5 | 0 | 28 | 270 | 88
817 | 0 | 44 | 4.4 | 0 | 26 | 265 | 91
818 | 0 | 44 | 4.4 | 0 | 28 | 275 | 86
819 | 0 | 44 | 4.4 | 0 | 28 | 285 | 85
820 | 0 | 44 | 4.4 | 0 | 23 | 255 | 88
821 | 0 | 44 | 4.4 | 0 | 18 | 230 | 92
822 | 0 | 44 | 4.4 | 0 | 13 | 235 | 93
823 | 0 | 38 | 3.8 | 0 | 10 | 250 | 94
824 | 0 | 33 | 3.3 | 0 | 18 | 265 | 95
825 | 60 | 44 | 4.4 | 50 | 18 | 270 | 95
826 | 79 | 61 | 6.1 | 577 | 21 | 285 | 93
827 | 84 | 72 | 7.2 | 690 | 33 | 300 | 87
828 | 108 | 77 | 7.7 | 282 | 39 | 305 | 77
829 | 106 | 83 | 8.3 | 267 | 49 | 325 | 69
830 | 98 | 88 | 8.8 | 226 | 54 | 340 | 60
831 | 78 | 77 | 7.7 | 128 | 51 | 340 | 59
832 | 47 | 72 | 7.2 | 46 | 51 | 345 | 55
833 | 0 | 55 | 5.5 | 0 | 41 | 345 | 61
834 | 0 | 44 | 4.4 | 0 | 21 | 325 | 63
835 | 0 | 38 | 3.8 | 0 | 13 | 305 | 71
836 | 0 | 38 | 3.8 | 0 | 18 | 305 | 72
837 | 0 | 44 | 4.4 | 0 | 18 | 305 | 74
838 | 0 | 61 | 6.1 | 0 | 18 | 315 | 76
839 | 0 | 33 | 3.3 | 0 | 13 | 325 | 77
840 | 0 | 33 | 3.3 | 0 | 8 | 305 | 85
841 | 0 | 33 | 3.3 | 0 | 13 | 295 | 86
842 | 0 | 33 | 3.3 | 0 | 13 | 295 | 83
843 | 0 | 33 | 3.3 | 0 | 13 | 275 | 86
844 | 0 | 16 | 1.6 | 0 | 18 | 260 | 85
845 | 0 | 22 | 2.2 | 0 | 21 | 260 | 87
846 | 0 | 22 | 2.2 | 0 | 15 | 260 | 88
847 | 0 | 16 | 1.6 | 0 | 10 | 255 | 91
848 | 3 | 16 | 1.6 | 0 | 13 | 240 | 96
849 | 62 | 22 | 2.2 | 53 | 15 | 235 | 96
850 | 88 | 44 | 4.4 | 139 | 18 | 250 | 95
851 | 105 | 55 | 5.5 | 245 | 18 | 255 | 90
852 | 109 | 66 | 6.6 | 264 | 21 | 255 | 87
853 | 108 | 77 | 7.7 | 257 | 26 | 260 | 77
854 | 96 | 77 | 7.7 | 143 | 23 | 280 | 72
855 | 82 | 77 | 7.7 | 0 | 23 | 300 | 66
856 | 15 | 72 | 7.2 | 0 | 26 | 295 | 64
857 | 0 | 61 | 6.1 | 0 | 26 | 300 | 68
858 | 0 | 50 | 5 | 0 | 23 | 315 | 69
859 | 0 | 44 | 4.4 | 0 | 15 | 315 | 75
860 | 0 | 38 | 3.8 | 0 | 10 | 305 | 79
861 | 0 | 33 | 3.3 | 0 | 13 | 275 | 87
862 | 0 | 22 | 2.2 | 0 | 18 | 245 | 87
863 | 0 | 27 | 2.7 | 0 | 18 | 240 | 88
864 | 0 | 22 | 2.2 | 0 | 15 | 240 | 91
865 | 0 | 22 | 2.2 | 0 | 15 | 245 | 91
866 | 0 | 22 | 2.2 | 0 | 13 | 255 | 89
867 | 0 | 11 | 1.1 | 0 | 15 | 275 | 91
868 | 0 | 5 | 0.5 | 0 | 26 | 300 | 90
869 | 0 | 11 | 1.1 | 0 | 28 | 300 | 92
870 | 0 | 5 | 0.5 | 0 | 26 | 295 | 92
871 | 0 | -3 | -0.3 | 0 | 26 | 275 | 92
872 | 0 | -3 | -0.3 | 0 | 23 | 255 | 92
873 | 34 | 0 | 0 | 0 | 21 | 265 | 95
874 | 66 | 5 | 0.5 | 0 | 21 | 285 | 95
875 | 88 | 16 | 1.6 | 0 | 18 | 300 | 89
876 | 97 | 27 | 2.7 | 0 | 23 | 285 | 90
877 | 94 | 44 | 4.4 | 0 | 26 | 275 | 90
878 | 78 | 55 | 5.5 | 0 | 23 | 265 | 86
879 | 69 | 66 | 6.6 | 0 | 26 | 240 | 82
880 | 22 | 66 | 6.6 | 0 | 26 | 225 | 84
881 | 0 | 72 | 7.2 | 0 | 21 | 225 | 83
882 | 0 | 55 | 5.5 | 0 | 15 | 225 | 86
883 | 0 | 50 | 5 | 0 | 18 | 225 | 92
884 | 0 | 50 | 5 | 0 | 21 | 235 | 90
885 | 0 | 50 | 5 | 0 | 18 | 245 | 89
886 | 0 | 50 | 5 | 0 | 13 | 250 | 93
887 | 0 | 50 | 5 | 0 | 10 | 255 | 95
888 | 0 | 50 | 5 | 0 | 5 | 310 | 95
889 | 0 | 55 | 5.5 | 0 | 0 | 0 | 95
890 | 0 | 55 | 5.5 | 0 | 3 | 310 | 95
891 | 0 | 50 | 5 | 0 | 5 | 260 | 94
892 | 0 | 50 | 5 | 0 | 5 | 255 | 93
893 | 0 | 50 | 5 | 0 | 3 | 305 | 93
894 | 0 | 50 | 5 | 0 | 3 | 305 | 91
895 | 0 | 50 | 5 | 0 | 5 | 250 | 91
896 | 3 | 50 | 5 | 0 | 5 | 250 | 92
897 | 34 | 50 | 5 | 0 | 5 | 250 | 93
898 | 66 | 55 | 5.5 | 0 | 3 | 305 | 92
899 | 91 | 55 | 5.5 | 0 | 10 | 15 | 94
900 | 100 | 61 | 6.1 | 0 | 28 | 35 | 87
901 | 97 | 66 | 6.6 | 0 | 36 | 45 | 84
902 | 107 | 72 | 7.2 | 0 | 41 | 45 | 83
903 | 85 | 77 | 7.7 | 0 | 44 | 45 | 80
904 | 34 | 61 | 6.1 | 0 | 44 | 50 | 80
905 | 0 | 44 | 4.4 | 0 | 51 | 50 | 77
906 | 0 | 33 | 3.3 | 0 | 57 | 55 | 73
907 | 0 | 27 | 2.7 | 0 | 51 | 55 | 70
908 | 0 | 22 | 2.2 | 0 | 44 | 45 | 74
909 | 0 | 16 | 1.6 | 0 | 44 | 40 | 84
910 | 0 | 16 | 1.6 | 0 | 39 | 40 | 80
911 | 0 | 5 | 0.5 | 0 | 28 | 30 | 83
912 | 0 | 5 | 0.5 | 0 | 23 | 15 | 88
913 | 0 | 11 | 1.1 | 0 | 21 | 10 | 91
914 | 0 | 11 | 1.1 | 0 | 23 | 10 | 82
915 | 0 | 11 | 1.1 | 0 | 28 | 15 | 89
916 | 0 | 11 | 1.1 | 0 | 33 | 20 | 84
917 | 0 | 11 | 1.1 | 0 | 33 | 15 | 85
918 | 0 | 5 | 0.5 | 0 | 28 | 10 | 83
919 | 0 | 0 | 0 | 0 | 26 | 5 | 80
920 | 9 | 0 | 0 | 0 | 18 | 350 | 85
921 | 67 | 5 | 0.5 | 78 | 8 | 340 | 86
922 | 81 | 16 | 1.6 | 608 | 8 | 345 | 83
923 | 86 | 50 | 5 | 710 | 15 | 5 | 74
924 | 113 | 66 | 6.6 | 282 | 26 | 30 | 70
925 | 111 | 66 | 6.6 | 279 | 36 | 35 | 67
926 | 101 | 83 | 8.3 | 250 | 46 | 35 | 59
927 | 83 | 66 | 6.6 | 164 | 51 | 30 | 55
928 | 55 | 61 | 6.1 | 123 | 54 | 30 | 51
929 | 0 | 38 | 3.8 | 0 | 49 | 25 | 54
930 | 0 | 33 | 3.3 | 0 | 36 | 0 | 63
931 | 0 | 33 | 3.3 | 0 | 28 | 345 | 66
932 | 0 | 33 | 3.3 | 0 | 28 | 340 | 69
933 | 0 | 33 | 3.3 | 0 | 26 | 340 | 69
934 | 0 | 33 | 3.3 | 0 | 23 | 335 | 72
935 | 0 | 33 | 3.3 | 0 | 28 | 335 | 73
936 | 0 | 33 | 3.3 | 0 | 31 | 345 | 78
937 | 0 | 33 | 3.3 | 0 | 28 | 350 | 80
938 | 0 | 33 | 3.3 | 0 | 26 | 355 | 79
939 | 0 | 22 | 2.2 | 0 | 23 | 5 | 75
940 | 0 | 27 | 2.7 | 0 | 23 | 5 | 73
941 | 0 | 27 | 2.7 | 0 | 23 | 0 | 75
942 | 0 | 22 | 2.2 | 0 | 23 | 0 | 75
943 | 0 | 22 | 2.2 | 0 | 23 | 0 | 74
944 | 3 | 27 | 2.7 | 0 | 23 | 355 | 72
945 | 37 | 33 | 3.3 | 0 | 21 | 355 | 71
946 | 69 | 38 | 3.8 | 0 | 18 | 355 | 72
947 | 94 | 38 | 3.8 | 0 | 23 | 350 | 67
948 | 104 | 44 | 4.4 | 0 | 23 | 345 | 66
949 | 100 | 44 | 4.4 | 0 | 23 | 340 | 65
950 | 85 | 44 | 4.4 | 0 | 28 | 335 | 60
951 | 56 | 44 | 4.4 | 0 | 28 | 330 | 62
952 | 22 | 44 | 4.4 | 0 | 28 | 340 | 61
953 | 0 | 38 | 3.8 | 0 | 31 | 350 | 67
954 | 0 | 38 | 3.8 | 0 | 31 | 350 | 71
955 | 0 | 38 | 3.8 | 0 | 26 | 350 | 75
956 | 0 | 33 | 3.3 | 0 | 23 | 345 | 77
957 | 0 | 33 | 3.3 | 0 | 21 | 340 | 77
958 | 0 | 33 | 3.3 | 0 | 15 | 325 | 80
959 | 0 | 33 | 3.3 | 0 | 13 | 315 | 80
960 | 0 | 38 | 3.8 | 0 | 8 | 325 | 81
961 | 0 | 38 | 3.8 | 0 | 15 | 340 | 80
962 | 0 | 33 | 3.3 | 0 | 26 | 355 | 81
963 | 0 | 22 | 2.2 | 0 | 23 | 5 | 81
964 | 0 | 16 | 1.6 | 0 | 23 | 15 | 83
965 | 0 | 16 | 1.6 | 0 | 28 | 20 | 83
966 | 0 | 16 | 1.6 | 0 | 31 | 25 | 83
967 | 0 | 11 | 1.1 | 0 | 23 | 30 | 87
968 | 6 | 11 | 1.1 | 0 | 10 | 35 | 88
969 | 41 | 11 | 1.1 | 0 | 3 | 20 | 88
970 | 72 | 27 | 2.7 | 0 | 5 | 355 | 90
971 | 94 | 38 | 3.8 | 0 | 10 | 335 | 84
972 | 104 | 44 | 4.4 | 0 | 13 | 335 | 80
973 | 100 | 44 | 4.4 | 0 | 13 | 5 | 76
974 | 85 | 44 | 4.4 | 0 | 13 | 10 | 78
975 | 59 | 50 | 5 | 0 | 15 | 5 | 75
976 | 22 | 50 | 5 | 0 | 15 | 15 | 72
977 | 0 | 44 | 4.4 | 0 | 10 | 40 | 76
978 | 0 | 44 | 4.4 | 0 | 5 | 60 | 74
979 | 0 | 38 | 3.8 | 0 | 10 | 50 | 73
980 | 0 | 38 | 3.8 | 0 | 18 | 50 | 77
981 | 0 | 38 | 3.8 | 0 | 26 | 60 | 76
982 | 0 | 38 | 3.8 | 0 | 28 | 65 | 76
983 | 0 | 38 | 3.8 | 0 | 23 | 65 | 81
984 | 0 | 38 | 3.8 | 0 | 15 | 85 | 82
985 | 0 | 38 | 3.8 | 0 | 10 | 120 | 83
986 | 0 | 38 | 3.8 | 0 | 13 | 135 | 85
987 | 0 | 38 | 3.8 | 0 | 15 | 140 | 87
988 | 0 | 38 | 3.8 | 0 | 15 | 140 | 88
989 | 0 | 44 | 4.4 | 0 | 15 | 145 | 88
990 | 0 | 44 | 4.4 | 0 | 15 | 140 | 91
991 | 0 | 44 | 4.4 | 0 | 13 | 120 | 91
992 | 6 | 44 | 4.4 | 0 | 15 | 125 | 89
993 | 41 | 44 | 4.4 | 0 | 21 | 150 | 87
994 | 72 | 50 | 5 | 0 | 18 | 150 | 91
995 | 97 | 55 | 5.5 | 0 | 23 | 130 | 83
996 | 107 | 55 | 5.5 | 0 | 31 | 120 | 80
997 | 104 | 61 | 6.1 | 0 | 33 | 115 | 84
998 | 88 | 61 | 6.1 | 0 | 33 | 115 | 78
999 | 59 | 55 | 5.5 | 0 | 28 | 110 | 80
1000 | 25 | 50 | 5 | 0 | 33 | 105 | 77
1001 | 0 | 44 | 4.4 | 0 | 41 | 110 | 74
1002 | 0 | 44 | 4.4 | 0 | 44 | 135 | 74
1003 | 0 | 38 | 3.8 | 0 | 46 | 135 | 75
1004 | 0 | 16 | 1.6 | 0 | 46 | 110 | 76
1005 | 0 | 22 | 2.2 | 0 | 44 | 115 | 82
1006 | 0 | 22 | 2.2 | 0 | 39 | 120 | 84
1007 | 0 | 22 | 2.2 | 0 | 31 | 120 | 87
1008 | 0 | 16 | 1.6 | 0 | 26 | 115 | 85
1009 | 0 | 11 | 1.1 | 0 | 26 | 110 | 88
1010 | 0 | 16 | 1.6 | 0 | 31 | 105 | 84
1011 | 0 | 5 | 0.5 | 0 | 33 | 100 | 83
1012 | 0 | 0 | 0 | 0 | 28 | 100 | 86
1013 | 0 | 0 | 0 | 0 | 28 | 100 | 86
1014 | 0 | 0 | 0 | 0 | 33 | 105 | 84
1015 | 0 | -3 | -0.3 | 0 | 36 | 110 | 82
1016 | 12 | 0 | 0 | 0 | 33 | 110 | 82
1017 | 72 | 11 | 1.1 | 96 | 33 | 120 | 83
1018 | 96 | 27 | 2.7 | 167 | 41 | 120 | 77
1019 | 107 | 38 | 3.8 | 186 | 51 | 110 | 76
1020 | 116 | 44 | 4.4 | 302 | 54 | 110 | 72
1021 | 114 | 50 | 5 | 296 | 51 | 120 | 63
1022 | 85 | 50 | 5 | 706 | 49 | 125 | 59
1023 | 76 | 50 | 5 | 583 | 46 | 120 | 60
1024 | 61 | 44 | 4.4 | 214 | 46 | 110 | 56
1025 | 0 | 33 | 3.3 | 0 | 44 | 100 | 68
1026 | 0 | 16 | 1.6 | 0 | 44 | 100 | 67
1027 | 0 | 16 | 1.6 | 0 | 49 | 105 | 68
1028 | 0 | 16 | 1.6 | 0 | 49 | 110 | 69
1029 | 0 | 11 | 1.1 | 0 | 41 | 110 | 75
1030 | 0 | 11 | 1.1 | 0 | 36 | 105 | 79
1031 | 0 | 11 | 1.1 | 0 | 36 | 100 | 83
1032 | 0 | 11 | 1.1 | 0 | 36 | 100 | 83
1033 | 0 | 0 | 0 | 0 | 31 | 100 | 82
1034 | 0 | -3 | -0.3 | 0 | 26 | 95 | 79
1035 | 0 | -3 | -0.3 | 0 | 23 | 85 | 82
1036 | 0 | -14 | -1.4 | 0 | 23 | 70 | 80
1037 | 0 | -8 | -0.8 | 0 | 28 | 60 | 81
1038 | 0 | -3 | -0.3 | 0 | 33 | 60 | 81
1039 | 0 | 0 | 0 | 0 | 31 | 65 | 87
1040 | 6 | 0 | 0 | 0 | 28 | 65 | 90
1041 | 75 | 0 | 0 | 106 | 31 | 60 | 90
1042 | 75 | 11 | 1.1 | 0 | 33 | 65 | 89
1043 | 100 | 16 | 1.6 | 0 | 44 | 75 | 87
1044 | 110 | 16 | 1.6 | 0 | 67 | 85 | 78
1045 | 107 | 16 | 1.6 | 0 | 77 | 85 | 69
1046 | 91 | 11 | 1.1 | 0 | 70 | 80 | 68
1047 | 63 | 16 | 1.6 | 0 | 67 | 75 | 69
1048 | 28 | 5 | 0.5 | 0 | 70 | 70 | 70
1049 | 0 | 5 | 0.5 | 0 | 67 | 60 | 68
1050 | 0 | 5 | 0.5 | 0 | 67 | 45 | 71
1051 | 0 | 0 | 0 | 0 | 72 | 35 | 67
1052 | 0 | 0 | 0 | 0 | 75 | 35 | 75
1053 | 0 | 0 | 0 | 0 | 72 | 35 | 75
1054 | 0 | 5 | 0.5 | 0 | 72 | 35 | 73
1055 | 0 | 5 | 0.5 | 0 | 70 | 35 | 72
1056 | 0 | 0 | 0 | 0 | 70 | 40 | 69
1057 | 0 | 0 | 0 | 0 | 75 | 60 | 64
1058 | 0 | 0 | 0 | 0 | 72 | 70 | 65
1059 | 0 | -3 | -0.3 | 0 | 59 | 75 | 65
1060 | 0 | -14 | -1.4 | 0 | 41 | 75 | 67
1061 | 0 | -19 | -1.9 | 0 | 41 | 70 | 64
1062 | 0 | -14 | -1.4 | 0 | 54 | 70 | 65
1063 | 0 | -8 | -0.8 | 0 | 54 | 75 | 59
1064 | 12 | 0 | 0 | 0 | 46 | 75 | 63
1065 | 59 | 0 | 0 | 0 | 46 | 70 | 61
1066 | 99 | 5 | 0.5 | 203 | 51 | 75 | 54
1067 | 112 | 11 | 1.1 | 252 | 64 | 80 | 52
1068 | 117 | 16 | 1.6 | 300 | 72 | 75 | 53
1069 | 116 | 22 | 2.2 | 302 | 72 | 75 | 55
1070 | 108 | 22 | 2.2 | 265 | 75 | 75 | 57
1071 | 81 | 22 | 2.2 | 572 | 75 | 70 | 53
1072 | 64 | 16 | 1.6 | 245 | 70 | 70 | 54
1073 | 0 | 11 | 1.1 | 0 | 70 | 70 | 58
1074 | 0 | 11 | 1.1 | 0 | 77 | 75 | 61
1075 | 0 | 11 | 1.1 | 0 | 72 | 80 | 65
1076 | 0 | 11 | 1.1 | 0 | 59 | 80 | 65
1077 | 0 | 16 | 1.6 | 0 | 59 | 85 | 64
1078 | 0 | 22 | 2.2 | 0 | 59 | 90 | 66
1079 | 0 | 22 | 2.2 | 0 | 57 | 90 | 64
1080 | 0 | 22 | 2.2 | 0 | 57 | 95 | 64
1081 | 0 | 22 | 2.2 | 0 | 57 | 100 | 64
1082 | 0 | 16 | 1.6 | 0 | 54 | 100 | 64
1083 | 0 | 11 | 1.1 | 0 | 49 | 95 | 65
1084 | 0 | 11 | 1.1 | 0 | 44 | 90 | 69
1085 | 0 | 11 | 1.1 | 0 | 44 | 85 | 69
1086 | 0 | 11 | 1.1 | 0 | 51 | 80 | 70
1087 | 0 | 11 | 1.1 | 0 | 57 | 85 | 72
1088 | 18 | 16 | 1.6 | 0 | 59 | 95 | 74
1089 | 74 | 16 | 1.6 | 73 | 67 | 95 | 69
1090 | 129 | 27 | 2.7 | 0 | 72 | 90 | 63
1091 | 89 | 38 | 3.8 | 747 | 72 | 90 | 65
1092 | 117 | 50 | 5 | 249 | 77 | 90 | 60
1093 | 117 | 61 | 6.1 | 300 | 85 | 90 | 53
1094 | 108 | 55 | 5.5 | 257 | 82 | 90 | 55
1095 | 107 | 55 | 5.5 | 0 | 85 | 90 | 55
1096 | 41 | 50 | 5 | 0 | 88 | 95 | 53
1097 | 0 | 44 | 4.4 | 0 | 82 | 100 | 60
1098 | 0 | 44 | 4.4 | 0 | 75 | 95 | 58
1099 | 0 | 44 | 4.4 | 0 | 62 | 90 | 57
1100 | 0 | 44 | 4.4 | 0 | 64 | 95 | 62
1101 | 0 | 50 | 5 | 0 | 77 | 100 | 56
1102 | 0 | 50 | 5 | 0 | 75 | 105 | 54
1103 | 0 | 44 | 4.4 | 0 | 64 | 110 | 66
1104 | 0 | 38 | 3.8 | 0 | 59 | 115 | 71
1105 | 0 | 44 | 4.4 | 0 | 51 | 130 | 82
1106 | 0 | 44 | 4.4 | 0 | 46 | 130 | 85
1107 | 0 | 44 | 4.4 | 0 | 46 | 120 | 89
1108 | 0 | 44 | 4.4 | 0 | 41 | 115 | 91
1109 | 0 | 38 | 3.8 | 0 | 36 | 125 | 94
1110 | 0 | 44 | 4.4 | 0 | 39 | 140 | 92
1111 | 0 | 50 | 5 | 0 | 44 | 145 | 90
1112 | 9 | 50 | 5 | 0 | 44 | 145 | 90
1113 | 47 | 55 | 5.5 | 0 | 46 | 140 | 90
1114 | 82 | 55 | 5.5 | 0 | 46 | 140 | 85
1115 | 104 | 61 | 6.1 | 0 | 41 | 150 | 87
1116 | 116 | 61 | 6.1 | 0 | 49 | 155 | 80
1117 | 114 | 72 | 7.2 | 209 | 54 | 150 | 79
1118 | 94 | 66 | 6.6 | 0 | 54 | 145 | 78
1119 | 69 | 66 | 6.6 | 0 | 54 | 140 | 79
1120 | 31 | 66 | 6.6 | 0 | 49 | 135 | 78
1121 | 0 | 66 | 6.6 | 0 | 46 | 120 | 80
1122 | 0 | 55 | 5.5 | 0 | 46 | 105 | 78
1123 | 0 | 44 | 4.4 | 0 | 44 | 95 | 77
1124 | 0 | 44 | 4.4 | 0 | 44 | 95 | 81
1125 | 0 | 44 | 4.4 | 0 | 44 | 95 | 81
1126 | 0 | 50 | 5 | 0 | 41 | 75 | 82
1127 | 0 | 50 | 5 | 0 | 41 | 65 | 79
1128 | 0 | 44 | 4.4 | 0 | 41 | 65 | 80
1129 | 0 | 38 | 3.8 | 0 | 39 | 50 | 80
1130 | 0 | 44 | 4.4 | 0 | 39 | 45 | 80
1131 | 0 | 50 | 5 | 0 | 44 | 50 | 80
1132 | 0 | 44 | 4.4 | 0 | 41 | 50 | 80
1133 | 0 | 44 | 4.4 | 0 | 31 | 45 | 90
1134 | 0 | 44 | 4.4 | 0 | 26 | 30 | 91
1135 | 0 | 44 | 4.4 | 0 | 23 | 15 | 90
1136 | 12 | 50 | 5 | 0 | 21 | 350 | 93
1137 | 50 | 50 | 5 | 0 | 23 | 310 | 93
1138 | 85 | 50 | 5 | 0 | 33 | 280 | 92
1139 | 107 | 55 | 5.5 | 0 | 44 | 260 | 89
1140 | 116 | 44 | 4.4 | 0 | 49 | 245 | 87
1141 | 113 | 44 | 4.4 | 0 | 51 | 235 | 88
1142 | 97 | 44 | 4.4 | 0 | 51 | 235 | 88
1143 | 69 | 38 | 3.8 | 0 | 49 | 240 | 80
1144 | 31 | 38 | 3.8 | 0 | 46 | 235 | 74
1145 | 0 | 38 | 3.8 | 0 | 44 | 230 | 71
1146 | 0 | 44 | 4.4 | 0 | 36 | 215 | 70
1147 | 0 | 38 | 3.8 | 0 | 26 | 200 | 77
1148 | 0 | 27 | 2.7 | 0 | 23 | 200 | 76
1149 | 0 | 22 | 2.2 | 0 | 21 | 200 | 79
1150 | 0 | 16 | 1.6 | 0 | 15 | 190 | 82
1151 | 0 | 11 | 1.1 | 0 | 13 | 175 | 88
1152 | 0 | 11 | 1.1 | 0 | 5 | 85 | 91
1153 | 0 | 16 | 1.6 | 0 | 0 | 0 | 90
1154 | 0 | 16 | 1.6 | 0 | 3 | 340 | 92
1155 | 0 | 16 | 1.6 | 0 | 8 | 280 | 92
1156 | 0 | 16 | 1.6 | 0 | 8 | 220 | 94
1157 | 0 | 11 | 1.1 | 0 | 5 | 215 | 94
1158 | 0 | 5 | 0.5 | 0 | 5 | 255 | 96
1159 | 0 | 11 | 1.1 | 0 | 8 | 230 | 96
1160 | 28 | 0 | 0 | 0 | 5 | 90 | 97
1161 | 78 | 5 | 0.5 | 97 | 5 | 90 | 97
1162 | 103 | 27 | 2.7 | 255 | 10 | 180 | 96
1163 | 116 | 44 | 4.4 | 302 | 10 | 185 | 94
1164 | 92 | 61 | 6.1 | 793 | 15 | 200 | 90
1165 | 92 | 72 | 7.2 | 782 | 36 | 190 | 69
1166 | 90 | 77 | 7.7 | 723 | 54 | 165 | 65
1167 | 72 | 83 | 8.3 | 0 | 57 | 165 | 68
1168 | 34 | 72 | 7.2 | 0 | 59 | 170 | 67
1169 | 0 | 66 | 6.6 | 0 | 62 | 170 | 72
1170 | 0 | 61 | 6.1 | 0 | 62 | 165 | 76
1171 | 0 | 55 | 5.5 | 0 | 67 | 160 | 77
1172 | 0 | 55 | 5.5 | 0 | 77 | 160 | 72
1173 | 0 | 50 | 5 | 0 | 85 | 160 | 78
1174 | 0 | 50 | 5 | 0 | 88 | 155 | 83
1175 | 0 | 50 | 5 | 0 | 75 | 160 | 86
1176 | 0 | 55 | 5.5 | 0 | 59 | 175 | 90
1177 | 0 | 66 | 6.6 | 0 | 62 | 190 | 89
1178 | 0 | 72 | 7.2 | 0 | 64 | 205 | 88
1179 | 0 | 72 | 7.2 | 0 | 62 | 205 | 76
1180 | 0 | 72 | 7.2 | 0 | 67 | 200 | 81
1181 | 0 | 66 | 6.6 | 0 | 64 | 200 | 82
1182 | 0 | 61 | 6.1 | 0 | 57 | 195 | 83
1183 | 0 | 55 | 5.5 | 0 | 51 | 180 | 86
1184 | 31 | 61 | 6.1 | 0 | 54 | 175 | 86
1185 | 80 | 72 | 7.2 | 97 | 72 | 180 | 85
1186 | 88 | 83 | 8.3 | 0 | 85 | 180 | 83
1187 | 110 | 94 | 9.4 | 0 | 95 | 180 | 77
1188 | 119 | 83 | 8.3 | 0 | 100 | 185 | 76
1189 | 116 | 77 | 7.7 | 0 | 90 | 195 | 85
1190 | 135 | 94 | 9.4 | 0 | 88 | 195 | 75
1191 | 116 | 94 | 9.4 | 0 | 100 | 195 | 70
1192 | 63 | 66 | 6.6 | 0 | 98 | 200 | 77
1193 | 0 | 61 | 6.1 | 0 | 88 | 200 | 70
1194 | 0 | 61 | 6.1 | 0 | 75 | 195 | 77
1195 | 0 | 50 | 5 | 0 | 70 | 195 | 77
1196 | 0 | 61 | 6.1 | 0 | 75 | 205 | 71
1197 | 0 | 55 | 5.5 | 0 | 77 | 205 | 71
1198 | 0 | 55 | 5.5 | 0 | 82 | 200 | 76
1199 | 0 | 55 | 5.5 | 0 | 82 | 205 | 69
1200 | 0 | 55 | 5.5 | 0 | 85 | 210 | 58
1201 | 0 | 50 | 5 | 0 | 88 | 205 | 65
1202 | 0 | 55 | 5.5 | 0 | 82 | 205 | 70
1203 | 0 | 44 | 4.4 | 0 | 80 | 215 | 67
1204 | 0 | 44 | 4.4 | 0 | 75 | 215 | 67
1205 | 0 | 38 | 3.8 | 0 | 72 | 210 | 72
1206 | 0 | 38 | 3.8 | 0 | 77 | 215 | 71
1207 | 0 | 44 | 4.4 | 0 | 72 | 215 | 70
1208 | 48 | 50 | 5 | 64 | 67 | 210 | 68
1209 | 78 | 55 | 5.5 | 509 | 72 | 210 | 65
1210 | 103 | 66 | 6.6 | 162 | 80 | 215 | 67
1211 | 113 | 66 | 6.6 | 0 | 88 | 220 | 69
1212 | 123 | 66 | 6.6 | 0 | 95 | 215 | 73
1213 | 119 | 66 | 6.6 | 0 | 93 | 205 | 66
1214 | 104 | 83 | 8.3 | 0 | 77 | 200 | 70
1215 | 75 | 77 | 7.7 | 0 | 62 | 190 | 81
1216 | 37 | 72 | 7.2 | 0 | 54 | 175 | 85
1217 | 0 | 66 | 6.6 | 0 | 54 | 165 | 86
1218 | 0 | 61 | 6.1 | 0 | 57 | 150 | 88
1219 | 0 | 55 | 5.5 | 0 | 57 | 155 | 91
1220 | 0 | 66 | 6.6 | 0 | 75 | 190 | 92
1221 | 0 | 88 | 8.8 | 0 | 98 | 210 | 89
1222 | 0 | 111 | 11.1 | 0 | 106 | 210 | 91
1223 | 0 | 122 | 12.2 | 0 | 103 | 220 | 85
1224 | 0 | 100 | 10 | 0 | 103 | 235 | 79
1225 | 0 | 66 | 6.6 | 0 | 111 | 260 | 73
1226 | 0 | 61 | 6.1 | 0 | 103 | 275 | 70
1227 | 0 | 55 | 5.5 | 0 | 88 | 265 | 72
1228 | 0 | 50 | 5 | 0 | 70 | 255 | 67
1229 | 0 | 50 | 5 | 0 | 54 | 240 | 71
1230 | 0 | 50 | 5 | 0 | 49 | 220 | 74
1231 | 0 | 50 | 5 | 0 | 51 | 210 | 76
1232 | 15 | 50 | 5 | 0 | 64 | 205 | 84
1233 | 56 | 50 | 5 | 0 | 90 | 220 | 87
1234 | 106 | 72 | 7.2 | 233 | 95 | 245 | 67
1235 | 118 | 83 | 8.3 | 305 | 82 | 245 | 66
1236 | 122 | 88 | 8.8 | 314 | 98 | 240 | 60
1237 | 121 | 88 | 8.8 | 309 | 108 | 240 | 48
1238 | 113 | 88 | 8.8 | 251 | 103 | 240 | 54
1239 | 98 | 77 | 7.7 | 226 | 95 | 235 | 56
1240 | 68 | 83 | 8.3 | 69 | 82 | 240 | 54
1241 | 3 | 72 | 7.2 | 0 | 70 | 250 | 50
1242 | 0 | 61 | 6.1 | 0 | 57 | 245 | 46
1243 | 0 | 55 | 5.5 | 0 | 57 | 230 | 62
1244 | 0 | 50 | 5 | 0 | 62 | 220 | 64
1245 | 0 | 44 | 4.4 | 0 | 62 | 225 | 67
1246 | 0 | 55 | 5.5 | 0 | 59 | 230 | 67
1247 | 0 | 55 | 5.5 | 0 | 59 | 225 | 69
1248 | 0 | 55 | 5.5 | 0 | 57 | 220 | 67
1249 | 0 | 55 | 5.5 | 0 | 51 | 220 | 66
1250 | 0 | 61 | 6.1 | 0 | 54 | 215 | 67
1251 | 0 | 61 | 6.1 | 0 | 59 | 215 | 71
1252 | 0 | 55 | 5.5 | 0 | 57 | 220 | 69
1253 | 0 | 55 | 5.5 | 0 | 51 | 215 | 72
1254 | 0 | 55 | 5.5 | 0 | 51 | 210 | 74
1255 | 0 | 55 | 5.5 | 0 | 54 | 205 | 75
1256 | 18 | 61 | 6.1 | 0 | 49 | 195 | 76
1257 | 59 | 61 | 6.1 | 0 | 41 | 190 | 76
1258 | 91 | 72 | 7.2 | 0 | 39 | 180 | 75
1259 | 116 | 77 | 7.7 | 0 | 36 | 170 | 79
1260 | 126 | 77 | 7.7 | 0 | 36 | 160 | 81
1261 | 123 | 83 | 8.3 | 0 | 39 | 150 | 92
1262 | 107 | 72 | 7.2 | 0 | 44 | 155 | 93
1263 | 78 | 72 | 7.2 | 0 | 44 | 165 | 89
1264 | 41 | 72 | 7.2 | 0 | 51 | 175 | 88
1265 | 3 | 77 | 7.7 | 0 | 67 | 185 | 86
1266 | 0 | 88 | 8.8 | 0 | 75 | 190 | 86
1267 | 0 | 94 | 9.4 | 0 | 77 | 190 | 84
1268 | 0 | 94 | 9.4 | 0 | 75 | 185 | 81
1269 | 0 | 94 | 9.4 | 0 | 77 | 185 | 83
1270 | 0 | 88 | 8.8 | 0 | 93 | 190 | 90
1271 | 0 | 100 | 10 | 0 | 106 | 190 | 82
1272 | 0 | 100 | 10 | 0 | 106 | 190 | 83
1273 | 0 | 105 | 10.5 | 0 | 113 | 190 | 80
1274 | 0 | 105 | 10.5 | 0 | 118 | 190 | 80
1275 | 0 | 105 | 10.5 | 0 | 116 | 190 | 85
1276 | 0 | 100 | 10 | 0 | 129 | 190 | 86
1277 | 0 | 100 | 10 | 0 | 139 | 200 | 84
1278 | 0 | 66 | 6.6 | 0 | 124 | 225 | 68
1279 | 0 | 50 | 5 | 0 | 103 | 250 | 62
1280 | 44 | 44 | 4.4 | 0 | 93 | 255 | 61
1281 | 83 | 50 | 5 | 101 | 88 | 245 | 61
1282 | 108 | 61 | 6.1 | 257 | 90 | 240 | 59
1283 | 119 | 61 | 6.1 | 283 | 98 | 245 | 58
1284 | 122 | 61 | 6.1 | 227 | 106 | 255 | 50
1285 | 123 | 55 | 5.5 | 0 | 106 | 260 | 47
1286 | 109 | 55 | 5.5 | 155 | 103 | 260 | 48
1287 | 101 | 55 | 5.5 | 213 | 106 | 260 | 42
1288 | 69 | 61 | 6.1 | 60 | 100 | 260 | 44
1289 | 6 | 55 | 5.5 | 0 | 88 | 260 | 47
1290 | 0 | 44 | 4.4 | 0 | 77 | 260 | 49
1291 | 0 | 44 | 4.4 | 0 | 62 | 250 | 49
1292 | 0 | 38 | 3.8 | 0 | 51 | 240 | 54
1293 | 0 | 33 | 3.3 | 0 | 51 | 230 | 56
1294 | 0 | 33 | 3.3 | 0 | 51 | 225 | 67
1295 | 0 | 33 | 3.3 | 0 | 49 | 230 | 70
1296 | 0 | 22 | 2.2 | 0 | 39 | 225 | 74
1297 | 0 | 27 | 2.7 | 0 | 26 | 215 | 78
1298 | 0 | 11 | 1.1 | 0 | 26 | 205 | 83
1299 | 0 | 11 | 1.1 | 0 | 28 | 195 | 81
1300 | 0 | 5 | 0.5 | 0 | 26 | 190 | 81
1301 | 0 | 5 | 0.5 | 0 | 21 | 170 | 83
1302 | 0 | 11 | 1.1 | 0 | 15 | 150 | 85
1303 | 0 | 11 | 1.1 | 0 | 15 | 150 | 89
1304 | 22 | 16 | 1.6 | 0 | 15 | 145 | 89
1305 | 89 | 33 | 3.3 | 161 | 23 | 145 | 87
1306 | 109 | 55 | 5.5 | 240 | 36 | 155 | 78
1307 | 115 | 77 | 7.7 | 167 | 49 | 165 | 69
1308 | 119 | 77 | 7.7 | 187 | 62 | 165 | 70
1309 | 118 | 83 | 8.3 | 180 | 70 | 160 | 64
1310 | 111 | 83 | 8.3 | 156 | 70 | 160 | 51
1311 | 82 | 83 | 8.3 | 0 | 67 | 160 | 55
1312 | 44 | 72 | 7.2 | 0 | 64 | 155 | 55
1313 | 3 | 61 | 6.1 | 0 | 59 | 145 | 54
1314 | 0 | 50 | 5 | 0 | 51 | 130 | 54
1315 | 0 | 44 | 4.4 | 0 | 44 | 120 | 62
1316 | 0 | 44 | 4.4 | 0 | 46 | 120 | 66
1317 | 0 | 44 | 4.4 | 0 | 54 | 125 | 64
1318 | 0 | 50 | 5 | 0 | 59 | 135 | 66
1319 | 0 | 50 | 5 | 0 | 62 | 145 | 61
1320 | 0 | 50 | 5 | 0 | 59 | 150 | 61
1321 | 0 | 44 | 4.4 | 0 | 46 | 145 | 62
1322 | 0 | 50 | 5 | 0 | 36 | 140 | 64
1323 | 0 | 44 | 4.4 | 0 | 39 | 140 | 61
1324 | 0 | 50 | 5 | 0 | 44 | 140 | 64
1325 | 0 | 50 | 5 | 0 | 49 | 140 | 63
1326 | 0 | 44 | 4.4 | 0 | 49 | 145 | 65
1327 | 0 | 44 | 4.4 | 0 | 51 | 145 | 66
1328 | 22 | 44 | 4.4 | 0 | 57 | 150 | 77
1329 | 63 | 55 | 5.5 | 0 | 59 | 155 | 81
1330 | 97 | 61 | 6.1 | 0 | 59 | 155 | 82
1331 | 119 | 77 | 7.7 | 0 | 49 | 160 | 84
1332 | 132 | 94 | 9.4 | 0 | 51 | 165 | 79
1333 | 129 | 100 | 10 | 0 | 64 | 170 | 73
1334 | 148 | 105 | 10.5 | 0 | 70 | 170 | 73
1335 | 110 | 111 | 11.1 | 0 | 88 | 175 | 70
1336 | 44 | 105 | 10.5 | 0 | 93 | 175 | 70
1337 | 6 | 100 | 10 | 0 | 77 | 170 | 71
1338 | 0 | 94 | 9.4 | 0 | 72 | 170 | 81
1339 | 0 | 88 | 8.8 | 0 | 67 | 175 | 84
1340 | 0 | 83 | 8.3 | 0 | 62 | 180 | 84
1341 | 0 | 77 | 7.7 | 0 | 57 | 180 | 81
1342 | 0 | 72 | 7.2 | 0 | 51 | 175 | 81
1343 | 0 | 66 | 6.6 | 0 | 51 | 175 | 83
1344 | 0 | 55 | 5.5 | 0 | 57 | 180 | 86
1345 | 0 | 55 | 5.5 | 0 | 59 | 185 | 83
1346 | 0 | 55 | 5.5 | 0 | 57 | 185 | 84
1347 | 0 | 61 | 6.1 | 0 | 49 | 180 | 84
1348 | 0 | 61 | 6.1 | 0 | 39 | 175 | 86
1349 | 0 | 61 | 6.1 | 0 | 41 | 170 | 86
1350 | 0 | 66 | 6.6 | 0 | 46 | 170 | 86
1351 | 0 | 66 | 6.6 | 0 | 49 | 170 | 85
1352 | 25 | 66 | 6.6 | 0 | 46 | 180 | 88
1353 | 66 | 77 | 7.7 | 0 | 44 | 185 | 89
1354 | 132 | 66 | 6.6 | 0 | 49 | 180 | 90
1355 | 164 | 88 | 8.8 | 0 | 49 | 185 | 81
1356 | 121 | 88 | 8.8 | 182 | 49 | 195 | 85
1357 | 119 | 83 | 8.3 | 187 | 46 | 195 | 85
1358 | 113 | 94 | 9.4 | 0 | 46 | 195 | 82
1359 | 85 | 88 | 8.8 | 0 | 44 | 225 | 76
1360 | 47 | 72 | 7.2 | 0 | 36 | 240 | 76
1361 | 6 | 72 | 7.2 | 0 | 33 | 230 | 74
1362 | 0 | 61 | 6.1 | 0 | 28 | 220 | 76
1363 | 0 | 55 | 5.5 | 0 | 31 | 220 | 81
1364 | 0 | 61 | 6.1 | 0 | 36 | 225 | 73
1365 | 0 | 50 | 5 | 0 | 39 | 220 | 77
1366 | 0 | 50 | 5 | 0 | 39 | 220 | 78
1367 | 0 | 38 | 3.8 | 0 | 33 | 215 | 80
1368 | 0 | 33 | 3.3 | 0 | 36 | 215 | 83
1369 | 0 | 33 | 3.3 | 0 | 39 | 215 | 86
1370 | 0 | 27 | 2.7 | 0 | 36 | 205 | 86
1371 | 0 | 27 | 2.7 | 0 | 33 | 205 | 87
1372 | 0 | 33 | 3.3 | 0 | 33 | 210 | 90
1373 | 0 | 27 | 2.7 | 0 | 39 | 210 | 90
1374 | 0 | 22 | 2.2 | 0 | 36 | 205 | 92
1375 | 0 | 22 | 2.2 | 0 | 31 | 195 | 92
1376 | 53 | 27 | 2.7 | 0 | 36 | 190 | 92
1377 | 69 | 50 | 5 | 0 | 46 | 185 | 89
1378 | 100 | 66 | 6.6 | 0 | 67 | 185 | 88
1379 | 123 | 77 | 7.7 | 0 | 93 | 190 | 79
1380 | 135 | 83 | 8.3 | 0 | 106 | 190 | 67
1381 | 132 | 77 | 7.7 | 0 | 111 | 190 | 71
1382 | 113 | 77 | 7.7 | 0 | 118 | 190 | 71
1383 | 85 | 77 | 7.7 | 0 | 126 | 185 | 71
1384 | 47 | 72 | 7.2 | 0 | 129 | 180 | 78
1385 | 6 | 72 | 7.2 | 0 | 129 | 180 | 79
1386 | 0 | 72 | 7.2 | 0 | 131 | 180 | 83
1387 | 0 | 72 | 7.2 | 0 | 129 | 180 | 86
1388 | 0 | 72 | 7.2 | 0 | 121 | 180 | 87
1389 | 0 | 77 | 7.7 | 0 | 116 | 185 | 88
1390 | 0 | 83 | 8.3 | 0 | 116 | 190 | 89
1391 | 0 | 94 | 9.4 | 0 | 116 | 195 | 88
1392 | 0 | 100 | 10 | 0 | 100 | 200 | 89
1393 | 0 | 100 | 10 | 0 | 75 | 200 | 89
1394 | 0 | 83 | 8.3 | 0 | 67 | 210 | 90
1395 | 0 | 88 | 8.8 | 0 | 77 | 230 | 89
1396 | 0 | 88 | 8.8 | 0 | 85 | 235 | 83
1397 | 0 | 88 | 8.8 | 0 | 90 | 230 | 79
1398 | 0 | 88 | 8.8 | 0 | 90 | 225 | 75
1399 | 0 | 61 | 6.1 | 0 | 90 | 225 | 75
1400 | 50 | 72 | 7.2 | 0 | 95 | 225 | 73
1401 | 94 | 77 | 7.7 | 210 | 95 | 220 | 68
1402 | 114 | 83 | 8.3 | 281 | 98 | 230 | 63
1403 | 124 | 94 | 9.4 | 318 | 103 | 245 | 66
1404 | 128 | 100 | 10 | 282 | 111 | 260 | 54
1405 | 124 | 88 | 8.8 | 234 | 116 | 270 | 47
1406 | 120 | 83 | 8.3 | 297 | 118 | 275 | 47
1407 | 104 | 88 | 8.8 | 236 | 116 | 285 | 59
1408 | 79 | 83 | 8.3 | 118 | 95 | 285 | 76
1409 | 18 | 77 | 7.7 | 0 | 85 | 275 | 56
1410 | 0 | 66 | 6.6 | 0 | 80 | 270 | 61
1411 | 0 | 55 | 5.5 | 0 | 67 | 270 | 61
1412 | 0 | 50 | 5 | 0 | 64 | 265 | 64
1413 | 0 | 44 | 4.4 | 0 | 67 | 260 | 68
1414 | 0 | 44 | 4.4 | 0 | 67 | 255 | 66
1415 | 0 | 44 | 4.4 | 0 | 64 | 255 | 69
1416 | 0 | 44 | 4.4 | 0 | 67 | 260 | 70
1417 | 0 | 38 | 3.8 | 0 | 64 | 255 | 71
1418 | 0 | 38 | 3.8 | 0 | 54 | 240 | 80
1419 | 0 | 38 | 3.8 | 0 | 46 | 230 | 81
1420 | 0 | 22 | 2.2 | 0 | 39 | 235 | 82
1421 | 0 | 16 | 1.6 | 0 | 41 | 240 | 80
1422 | 0 | 22 | 2.2 | 0 | 44 | 235 | 80
1423 | 0 | 16 | 1.6 | 0 | 46 | 225 | 83
1424 | 63 | 27 | 2.7 | 94 | 51 | 225 | 82
1425 | 96 | 44 | 4.4 | 217 | 51 | 225 | 80
1426 | 114 | 72 | 7.2 | 304 | 62 | 225 | 79
1427 | 124 | 83 | 8.3 | 289 | 77 | 235 | 75
1428 | 126 | 88 | 8.8 | 229 | 77 | 245 | 68
1429 | 124 | 100 | 10 | 227 | 70 | 255 | 63
1430 | 120 | 83 | 8.3 | 273 | 70 | 265 | 54
1431 | 107 | 88 | 8.8 | 304 | 70 | 275 | 61
1432 | 82 | 55 | 5.5 | 219 | 64 | 285 | 57
1433 | 25 | 77 | 7.7 | 0 | 59 | 280 | 52
1434 | 0 | 66 | 6.6 | 0 | 59 | 265 | 51
1435 | 0 | 55 | 5.5 | 0 | 59 | 255 | 49
1436 | 0 | 55 | 5.5 | 0 | 59 | 240 | 61
1437 | 0 | 55 | 5.5 | 0 | 54 | 230 | 65
1438 | 0 | 55 | 5.5 | 0 | 49 | 235 | 72
1439 | 0 | 55 | 5.5 | 0 | 57 | 245 | 77
1440 | 0 | 55 | 5.5 | 0 | 59 | 250 | 74
1441 | 0 | 55 | 5.5 | 0 | 59 | 245 | 73
1442 | 0 | 55 | 5.5 | 0 | 62 | 240 | 76
1443 | 0 | 55 | 5.5 | 0 | 64 | 240 | 78
1444 | 0 | 50 | 5 | 0 | 64 | 245 | 76
1445 | 0 | 55 | 5.5 | 0 | 59 | 245 | 79
1446 | 0 | 61 | 6.1 | 0 | 57 | 245 | 78
1447 | 0 | 55 | 5.5 | 0 | 59 | 250 | 74
1448 | 65 | 61 | 6.1 | 95 | 62 | 255 | 70
1449 | 98 | 72 | 7.2 | 256 | 70 | 265 | 65
1450 | 115 | 83 | 8.3 | 250 | 80 | 275 | 61
1451 | 125 | 94 | 9.4 | 434 | 82 | 280 | 55
1452 | 127 | 88 | 8.8 | 235 | 80 | 285 | 52
1453 | 192 | 94 | 9.4 | 0 | 77 | 290 | 52
1454 | 118 | 105 | 10.5 | 209 | 77 | 290 | 47
1455 | 129 | 100 | 10 | 0 | 75 | 290 | 48
1456 | 83 | 100 | 10 | 151 | 67 | 285 | 48
1457 | 25 | 94 | 9.4 | 0 | 57 | 280 | 51
1458 | 0 | 83 | 8.3 | 0 | 46 | 275 | 53
1459 | 0 | 77 | 7.7 | 0 | 46 | 265 | 55
1460 | 0 | 72 | 7.2 | 0 | 51 | 260 | 67
1461 | 0 | 66 | 6.6 | 0 | 49 | 260 | 70
1462 | 0 | 61 | 6.1 | 0 | 44 | 255 | 73
1463 | 0 | 61 | 6.1 | 0 | 41 | 245 | 72
1464 | 0 | 55 | 5.5 | 0 | 44 | 235 | 74
1465 | 0 | 55 | 5.5 | 0 | 46 | 240 | 72
1466 | 0 | 55 | 5.5 | 0 | 46 | 245 | 74
1467 | 0 | 50 | 5 | 0 | 46 | 235 | 76
1468 | 0 | 50 | 5 | 0 | 46 | 230 | 78
1469 | 0 | 55 | 5.5 | 0 | 51 | 235 | 78
1470 | 0 | 55 | 5.5 | 0 | 54 | 240 | 73
1471 | 0 | 55 | 5.5 | 0 | 57 | 240 | 71
1472 | 47 | 55 | 5.5 | 0 | 59 | 235 | 75
1473 | 97 | 66 | 6.6 | 187 | 57 | 235 | 73
1474 | 117 | 88 | 8.8 | 307 | 57 | 245 | 63
1475 | 126 | 100 | 10 | 353 | 54 | 245 | 66
1476 | 198 | 94 | 9.4 | 0 | 59 | 250 | 64
1477 | 195 | 94 | 9.4 | 0 | 67 | 265 | 62
1478 | 170 | 94 | 9.4 | 0 | 67 | 265 | 64
1479 | 129 | 94 | 9.4 | 0 | 64 | 265 | 63
1480 | 75 | 88 | 8.8 | 0 | 64 | 275 | 59
1481 | 15 | 88 | 8.8 | 0 | 59 | 275 | 64
1482 | 0 | 88 | 8.8 | 0 | 54 | 270 | 66
1483 | 0 | 83 | 8.3 | 0 | 54 | 270 | 62
1484 | 0 | 83 | 8.3 | 0 | 49 | 270 | 61
1485 | 0 | 77 | 7.7 | 0 | 49 | 270 | 60
1486 | 0 | 77 | 7.7 | 0 | 49 | 270 | 56
1487 | 0 | 72 | 7.2 | 0 | 44 | 270 | 62
1488 | 0 | 77 | 7.7 | 0 | 41 | 270 | 63
1489 | 0 | 72 | 7.2 | 0 | 36 | 265 | 63
1490 | 0 | 72 | 7.2 | 0 | 31 | 260 | 66
1491 | 0 | 72 | 7.2 | 0 | 28 | 260 | 66
1492 | 0 | 66 | 6.6 | 0 | 26 | 265 | 65
1493 | 0 | 66 | 6.6 | 0 | 23 | 265 | 65
1494 | 0 | 66 | 6.6 | 0 | 26 | 250 | 66
1495 | 0 | 61 | 6.1 | 0 | 33 | 240 | 69
1496 | 72 | 66 | 6.6 | 0 | 28 | 240 | 69
1497 | 107 | 72 | 7.2 | 0 | 23 | 230 | 68
1498 | 114 | 72 | 7.2 | 194 | 31 | 225 | 68
1499 | 127 | 77 | 7.7 | 395 | 46 | 240 | 65
1500 | 131 | 100 | 10 | 453 | 57 | 240 | 63
1501 | 129 | 94 | 9.4 | 435 | 59 | 225 | 65
1502 | 122 | 94 | 9.4 | 411 | 54 | 225 | 62
1503 | 109 | 100 | 10 | 367 | 49 | 220 | 61
1504 | 86 | 94 | 9.4 | 234 | 51 | 205 | 61
1505 | 34 | 88 | 8.8 | 0 | 49 | 205 | 63
1506 | 0 | 72 | 7.2 | 0 | 41 | 205 | 67
1507 | 0 | 72 | 7.2 | 0 | 33 | 195 | 69
1508 | 0 | 55 | 5.5 | 0 | 26 | 180 | 73
1509 | 0 | 44 | 4.4 | 0 | 18 | 170 | 75
1510 | 0 | 50 | 5 | 0 | 10 | 160 | 75
1511 | 0 | 50 | 5 | 0 | 3 | 75 | 78
1512 | 0 | 38 | 3.8 | 0 | 0 | 0 | 83
1513 | 0 | 44 | 4.4 | 0 | 5 | 300 | 82
1514 | 0 | 44 | 4.4 | 0 | 10 | 270 | 74
1515 | 0 | 50 | 5 | 0 | 13 | 245 | 77
1516 | 0 | 50 | 5 | 0 | 15 | 210 | 82
1517 | 0 | 50 | 5 | 0 | 13 | 250 | 82
1518 | 0 | 50 | 5 | 0 | 13 | 240 | 85
1519 | 0 | 50 | 5 | 0 | 15 | 220 | 88
1520 | 53 | 55 | 5.5 | 0 | 18 | 235 | 88
1521 | 110 | 61 | 6.1 | 0 | 23 | 240 | 88
1522 | 157 | 72 | 7.2 | 0 | 26 | 245 | 87
1523 | 189 | 83 | 8.3 | 0 | 23 | 250 | 84
1524 | 205 | 88 | 8.8 | 0 | 26 | 260 | 81
1525 | 198 | 100 | 10 | 0 | 31 | 275 | 79
1526 | 176 | 111 | 11.1 | 0 | 33 | 275 | 76
1527 | 135 | 111 | 11.1 | 0 | 39 | 270 | 75
1528 | 86 | 111 | 11.1 | 259 | 39 | 255 | 75
1529 | 37 | 105 | 10.5 | 0 | 33 | 240 | 74
1530 | 0 | 88 | 8.8 | 0 | 33 | 240 | 71
1531 | 0 | 83 | 8.3 | 0 | 41 | 250 | 69
1532 | 0 | 72 | 7.2 | 0 | 41 | 250 | 65
1533 | 0 | 72 | 7.2 | 0 | 33 | 235 | 75
1534 | 0 | 61 | 6.1 | 0 | 26 | 230 | 78
1535 | 0 | 55 | 5.5 | 0 | 23 | 225 | 85
1536 | 0 | 61 | 6.1 | 0 | 31 | 225 | 75
1537 | 0 | 55 | 5.5 | 0 | 41 | 225 | 73
1538 | 0 | 50 | 5 | 0 | 46 | 220 | 84
1539 | 0 | 44 | 4.4 | 0 | 49 | 220 | 85
1540 | 0 | 44 | 4.4 | 0 | 49 | 220 | 87
1541 | 0 | 61 | 6.1 | 0 | 46 | 220 | 88
1542 | 0 | 66 | 6.6 | 0 | 46 | 220 | 91
1543 | 0 | 77 | 7.7 | 0 | 49 | 225 | 89
1544 | 53 | 77 | 7.7 | 0 | 51 | 225 | 88
1545 | 113 | 94 | 9.4 | 0 | 51 | 215 | 84
1546 | 160 | 111 | 11.1 | 0 | 59 | 220 | 77
1547 | 192 | 111 | 11.1 | 0 | 70 | 230 | 76
1548 | 208 | 111 | 11.1 | 0 | 72 | 235 | 75
1549 | 201 | 111 | 11.1 | 0 | 67 | 240 | 74
1550 | 124 | 122 | 12.2 | 283 | 62 | 245 | 74
1551 | 110 | 122 | 12.2 | 231 | 57 | 250 | 71
1552 | 82 | 122 | 12.2 | 0 | 54 | 250 | 70
1553 | 22 | 116 | 11.6 | 0 | 57 | 245 | 70
1554 | 0 | 100 | 10 | 0 | 59 | 230 | 76
1555 | 0 | 94 | 9.4 | 0 | 62 | 220 | 78
1556 | 0 | 83 | 8.3 | 0 | 54 | 215 | 80
1557 | 0 | 77 | 7.7 | 0 | 46 | 210 | 82
1558 | 0 | 77 | 7.7 | 0 | 46 | 210 | 84
1559 | 0 | 72 | 7.2 | 0 | 49 | 210 | 85
1560 | 0 | 83 | 8.3 | 0 | 46 | 205 | 84
1561 | 0 | 77 | 7.7 | 0 | 36 | 200 | 86
1562 | 0 | 61 | 6.1 | 0 | 36 | 195 | 88
1563 | 0 | 55 | 5.5 | 0 | 41 | 190 | 87
1564 | 0 | 50 | 5 | 0 | 41 | 195 | 89
1565 | 0 | 50 | 5 | 0 | 31 | 175 | 91
1566 | 0 | 50 | 5 | 0 | 26 | 170 | 89
1567 | 3 | 50 | 5 | 0 | 39 | 190 | 91
1568 | 70 | 55 | 5.5 | 70 | 44 | 195 | 91
1569 | 116 | 66 | 6.6 | 0 | 46 | 205 | 93
1570 | 116 | 83 | 8.3 | 202 | 54 | 210 | 84
1571 | 195 | 83 | 8.3 | 0 | 62 | 205 | 76
1572 | 134 | 88 | 8.8 | 311 | 67 | 205 | 79
1573 | 132 | 88 | 8.8 | 314 | 67 | 205 | 74
1574 | 122 | 83 | 8.3 | 221 | 70 | 210 | 70
1575 | 138 | 77 | 7.7 | 0 | 67 | 215 | 70
1576 | 85 | 72 | 7.2 | 0 | 59 | 205 | 73
1577 | 22 | 72 | 7.2 | 0 | 59 | 200 | 81
1578 | 0 | 66 | 6.6 | 0 | 59 | 195 | 79
1579 | 0 | 66 | 6.6 | 0 | 59 | 190 | 79
1580 | 0 | 66 | 6.6 | 0 | 59 | 195 | 80
1581 | 0 | 72 | 7.2 | 0 | 62 | 200 | 80
1582 | 0 | 66 | 6.6 | 0 | 75 | 200 | 77
1583 | 0 | 72 | 7.2 | 0 | 70 | 195 | 85
1584 | 0 | 72 | 7.2 | 0 | 54 | 195 | 94
1585 | 0 | 72 | 7.2 | 0 | 51 | 205 | 94
1586 | 0 | 72 | 7.2 | 0 | 46 | 210 | 93
1587 | 0 | 72 | 7.2 | 0 | 41 | 210 | 93
1588 | 0 | 72 | 7.2 | 0 | 46 | 215 | 94
1589 | 0 | 72 | 7.2 | 0 | 49 | 220 | 93
1590 | 0 | 66 | 6.6 | 0 | 51 | 225 | 89
1591 | 3 | 66 | 6.6 | 0 | 57 | 225 | 87
1592 | 72 | 61 | 6.1 | 72 | 51 | 215 | 86
1593 | 119 | 72 | 7.2 | 0 | 46 | 215 | 88
1594 | 167 | 77 | 7.7 | 0 | 59 | 225 | 86
1595 | 130 | 88 | 8.8 | 303 | 75 | 225 | 78
1596 | 134 | 88 | 8.8 | 374 | 67 | 225 | 72
1597 | 205 | 94 | 9.4 | 0 | 57 | 225 | 63
1598 | 182 | 100 | 10 | 0 | 57 | 215 | 60
1599 | 141 | 100 | 10 | 0 | 57 | 200 | 66
1600 | 88 | 100 | 10 | 0 | 54 | 185 | 63
1601 | 25 | 88 | 8.8 | 0 | 44 | 170 | 60
1602 | 0 | 77 | 7.7 | 0 | 33 | 145 | 62
1603 | 0 | 72 | 7.2 | 0 | 39 | 120 | 62
1604 | 0 | 72 | 7.2 | 0 | 51 | 105 | 66
1605 | 0 | 61 | 6.1 | 0 | 59 | 95 | 80
1606 | 0 | 61 | 6.1 | 0 | 70 | 90 | 83
1607 | 0 | 55 | 5.5 | 0 | 82 | 90 | 91
1608 | 0 | 61 | 6.1 | 0 | 82 | 90 | 90
1609 | 0 | 72 | 7.2 | 0 | 70 | 90 | 93
1610 | 0 | 72 | 7.2 | 0 | 59 | 95 | 92
1611 | 0 | 83 | 8.3 | 0 | 51 | 100 | 92
1612 | 0 | 83 | 8.3 | 0 | 36 | 105 | 95
1613 | 0 | 88 | 8.8 | 0 | 31 | 120 | 91
1614 | 0 | 88 | 8.8 | 0 | 44 | 145 | 91
1615 | 6 | 94 | 9.4 | 0 | 54 | 165 | 91
1616 | 63 | 94 | 9.4 | 0 | 54 | 175 | 91
1617 | 123 | 105 | 10.5 | 0 | 51 | 185 | 90
1618 | 170 | 105 | 10.5 | 0 | 59 | 185 | 86
1619 | 201 | 111 | 11.1 | 0 | 70 | 180 | 75
1620 | 214 | 116 | 11.6 | 0 | 80 | 175 | 75
1621 | 208 | 122 | 12.2 | 0 | 98 | 170 | 72
1622 | 182 | 105 | 10.5 | 0 | 103 | 165 | 70
1623 | 145 | 111 | 11.1 | 0 | 106 | 165 | 81
1624 | 88 | 100 | 10 | 0 | 116 | 175 | 77
1625 | 28 | 94 | 9.4 | 0 | 116 | 190 | 80
1626 | 0 | 94 | 9.4 | 0 | 111 | 205 | 82
1627 | 0 | 83 | 8.3 | 0 | 106 | 215 | 84
1628 | 0 | 83 | 8.3 | 0 | 108 | 230 | 84
1629 | 0 | 72 | 7.2 | 0 | 111 | 240 | 71
1630 | 0 | 66 | 6.6 | 0 | 108 | 235 | 72
1631 | 0 | 66 | 6.6 | 0 | 108 | 230 | 69
1632 | 0 | 61 | 6.1 | 0 | 98 | 225 | 69
1633 | 0 | 61 | 6.1 | 0 | 95 | 215 | 72
1634 | 0 | 72 | 7.2 | 0 | 106 | 210 | 74
1635 | 0 | 66 | 6.6 | 0 | 106 | 225 | 81
1636 | 0 | 77 | 7.7 | 0 | 95 | 240 | 81
1637 | 0 | 72 | 7.2 | 0 | 88 | 245 | 77
1638 | 0 | 66 | 6.6 | 0 | 88 | 245 | 66
1639 | 15 | 55 | 5.5 | 0 | 77 | 235 | 75
1640 | 74 | 66 | 6.6 | 435 | 70 | 225 | 79
1641 | 107 | 77 | 7.7 | 295 | 80 | 225 | 74
1642 | 122 | 88 | 8.8 | 375 | 100 | 235 | 70
1643 | 131 | 94 | 9.4 | 440 | 103 | 235 | 59
1644 | 136 | 100 | 10 | 446 | 100 | 235 | 68
1645 | 134 | 100 | 10 | 447 | 108 | 235 | 59
1646 | 127 | 105 | 10.5 | 389 | 111 | 230 | 54
1647 | 114 | 72 | 7.2 | 296 | 95 | 240 | 61
1648 | 91 | 88 | 8.8 | 192 | 70 | 250 | 80
1649 | 50 | 83 | 8.3 | 23 | 72 | 235 | 74
1650 | 0 | 72 | 7.2 | 0 | 88 | 220 | 68
1651 | 0 | 66 | 6.6 | 0 | 93 | 220 | 70
1652 | 0 | 72 | 7.2 | 0 | 85 | 220 | 69
1653 | 0 | 55 | 5.5 | 0 | 70 | 220 | 80
1654 | 0 | 55 | 5.5 | 0 | 59 | 215 | 85
1655 | 0 | 55 | 5.5 | 0 | 59 | 215 | 79
1656 | 0 | 61 | 6.1 | 0 | 72 | 225 | 79
1657 | 0 | 55 | 5.5 | 0 | 70 | 230 | 74
1658 | 0 | 55 | 5.5 | 0 | 57 | 230 | 75
1659 | 0 | 44 | 4.4 | 0 | 54 | 235 | 76
1660 | 0 | 38 | 3.8 | 0 | 57 | 245 | 73
1661 | 0 | 38 | 3.8 | 0 | 59 | 245 | 67
1662 | 0 | 33 | 3.3 | 0 | 59 | 245 | 72
1663 | 15 | 33 | 3.3 | 0 | 62 | 245 | 72
1664 | 81 | 44 | 4.4 | 154 | 72 | 235 | 79
1665 | 105 | 50 | 5 | 219 | 82 | 235 | 75
1666 | 123 | 61 | 6.1 | 277 | 82 | 245 | 67
1667 | 132 | 66 | 6.6 | 456 | 88 | 255 | 60
1668 | 135 | 72 | 7.2 | 476 | 93 | 255 | 60
1669 | 135 | 72 | 7.2 | 318 | 93 | 250 | 56
1670 | 129 | 77 | 7.7 | 348 | 95 | 250 | 72
1671 | 115 | 72 | 7.2 | 387 | 95 | 255 | 57
1672 | 93 | 72 | 7.2 | 189 | 98 | 260 | 52
1673 | 50 | 66 | 6.6 | 0 | 103 | 260 | 48
1674 | 0 | 61 | 6.1 | 0 | 95 | 260 | 49
1675 | 0 | 50 | 5 | 0 | 82 | 260 | 47
1676 | 0 | 50 | 5 | 0 | 75 | 255 | 58
1677 | 0 | 44 | 4.4 | 0 | 80 | 245 | 64
1678 | 0 | 44 | 4.4 | 0 | 85 | 245 | 62
1679 | 0 | 38 | 3.8 | 0 | 88 | 250 | 70
1680 | 0 | 38 | 3.8 | 0 | 93 | 250 | 71
1681 | 0 | 38 | 3.8 | 0 | 82 | 255 | 70
1682 | 0 | 33 | 3.3 | 0 | 70 | 260 | 69
1683 | 0 | 33 | 3.3 | 0 | 59 | 255 | 68
1684 | 0 | 33 | 3.3 | 0 | 51 | 255 | 74
1685 | 0 | 33 | 3.3 | 0 | 51 | 265 | 72
1686 | 0 | 33 | 3.3 | 0 | 51 | 260 | 74
1687 | 25 | 27 | 2.7 | 0 | 49 | 245 | 72
1688 | 75 | 38 | 3.8 | 469 | 44 | 235 | 80
1689 | 91 | 55 | 5.5 | 680 | 41 | 240 | 77
1690 | 124 | 61 | 6.1 | 438 | 49 | 255 | 65
1691 | 133 | 72 | 7.2 | 471 | 59 | 265 | 57
1692 | 220 | 72 | 7.2 | 0 | 64 | 260 | 48
1693 | 133 | 72 | 7.2 | 248 | 64 | 245 | 52
1694 | 128 | 83 | 8.3 | 300 | 54 | 240 | 57
1695 | 151 | 72 | 7.2 | 0 | 44 | 240 | 52
1696 | 94 | 66 | 6.6 | 0 | 28 | 225 | 57
1697 | 31 | 61 | 6.1 | 0 | 28 | 195 | 60
1698 | 0 | 61 | 6.1 | 0 | 44 | 180 | 60
1699 | 0 | 55 | 5.5 | 0 | 44 | 155 | 51
1700 | 0 | 50 | 5 | 0 | 51 | 90 | 71
1701 | 0 | 44 | 4.4 | 0 | 64 | 45 | 79
1702 | 0 | 44 | 4.4 | 0 | 57 | 35 | 89
1703 | 0 | 44 | 4.4 | 0 | 44 | 0 | 86
1704 | 0 | 44 | 4.4 | 0 | 41 | 330 | 77
1705 | 0 | 38 | 3.8 | 0 | 39 | 320 | 76
1706 | 0 | 38 | 3.8 | 0 | 36 | 305 | 79
1707 | 0 | 38 | 3.8 | 0 | 39 | 305 | 76
1708 | 0 | 38 | 3.8 | 0 | 44 | 310 | 78
1709 | 0 | 38 | 3.8 | 0 | 44 | 310 | 76
1710 | 0 | 33 | 3.3 | 0 | 39 | 305 | 73
1711 | 18 | 33 | 3.3 | 0 | 36 | 295 | 74
1712 | 81 | 38 | 3.8 | 109 | 33 | 295 | 75
1713 | 108 | 38 | 3.8 | 224 | 33 | 305 | 69
1714 | 125 | 61 | 6.1 | 342 | 41 | 300 | 68
1715 | 134 | 83 | 8.3 | 447 | 51 | 290 | 60
1716 | 137 | 94 | 9.4 | 475 | 57 | 295 | 56
1717 | 135 | 94 | 9.4 | 482 | 59 | 285 | 58
1718 | 129 | 88 | 8.8 | 423 | 62 | 280 | 55
1719 | 151 | 61 | 6.1 | 0 | 51 | 300 | 80
1720 | 97 | 55 | 5.5 | 0 | 46 | 320 | 77
1721 | 56 | 61 | 6.1 | 0 | 51 | 320 | 51
1722 | 0 | 55 | 5.5 | 0 | 54 | 305 | 49
1723 | 0 | 44 | 4.4 | 0 | 51 | 300 | 48
1724 | 0 | 33 | 3.3 | 0 | 46 | 295 | 54
1725 | 0 | 38 | 3.8 | 0 | 36 | 280 | 55
1726 | 0 | 22 | 2.2 | 0 | 28 | 260 | 62
1727 | 0 | 16 | 1.6 | 0 | 33 | 240 | 70
1728 | 0 | 27 | 2.7 | 0 | 36 | 225 | 70
1729 | 0 | 38 | 3.8 | 0 | 36 | 215 | 77
1730 | 0 | 44 | 4.4 | 0 | 41 | 220 | 80
1731 | 0 | 50 | 5 | 0 | 41 | 225 | 81
1732 | 0 | 50 | 5 | 0 | 39 | 220 | 88
1733 | 0 | 55 | 5.5 | 0 | 39 | 210 | 86
1734 | 0 | 55 | 5.5 | 0 | 33 | 200 | 88
1735 | 12 | 61 | 6.1 | 0 | 33 | 215 | 90
1736 | 86 | 66 | 6.6 | 222 | 41 | 235 | 89
1737 | 110 | 88 | 8.8 | 280 | 49 | 245 | 87
1738 | 182 | 105 | 10.5 | 0 | 54 | 255 | 78
1739 | 211 | 116 | 11.6 | 0 | 62 | 265 | 69
1740 | 139 | 116 | 11.6 | 389 | 67 | 270 | 65
1741 | 137 | 127 | 12.7 | 381 | 64 | 265 | 61
1742 | 130 | 133 | 13.3 | 298 | 67 | 265 | 59
1743 | 117 | 133 | 13.3 | 307 | 72 | 265 | 54
1744 | 94 | 127 | 12.7 | 169 | 67 | 255 | 52
1745 | 53 | 122 | 12.2 | 0 | 62 | 245 | 58
1746 | 0 | 116 | 11.6 | 0 | 59 | 240 | 64
1747 | 0 | 111 | 11.1 | 0 | 59 | 235 | 66
1748 | 0 | 100 | 10 | 0 | 64 | 230 | 74
1749 | 0 | 94 | 9.4 | 0 | 67 | 230 | 78
1750 | 0 | 88 | 8.8 | 0 | 67 | 230 | 79
1751 | 0 | 77 | 7.7 | 0 | 62 | 230 | 83
1752 | 0 | 72 | 7.2 | 0 | 51 | 235 | 83
1753 | 0 | 66 | 6.6 | 0 | 51 | 230 | 82
1754 | 0 | 66 | 6.6 | 0 | 57 | 220 | 83
1755 | 0 | 66 | 6.6 | 0 | 70 | 220 | 83
1756 | 0 | 66 | 6.6 | 0 | 75 | 220 | 82
1757 | 0 | 66 | 6.6 | 0 | 75 | 220 | 82
1758 | 0 | 66 | 6.6 | 0 | 70 | 230 | 83
1759 | 15 | 72 | 7.2 | 0 | 67 | 240 | 83
1760 | 78 | 77 | 7.7 | 0 | 77 | 235 | 82
1761 | 135 | 83 | 8.3 | 0 | 77 | 230 | 81
1762 | 182 | 88 | 8.8 | 0 | 75 | 240 | 77
1763 | 136 | 88 | 8.8 | 316 | 70 | 255 | 77
1764 | 139 | 116 | 11.6 | 330 | 67 | 265 | 76
1765 | 138 | 105 | 10.5 | 417 | 67 | 280 | 68
1766 | 131 | 116 | 11.6 | 356 | 64 | 295 | 61
1767 | 118 | 111 | 11.1 | 371 | 59 | 310 | 44
1768 | 98 | 100 | 10 | 285 | 54 | 330 | 43
1769 | 60 | 88 | 8.8 | 50 | 51 | 335 | 50
1770 | 0 | 72 | 7.2 | 0 | 49 | 325 | 41
1771 | 0 | 66 | 6.6 | 0 | 36 | 315 | 41
1772 | 0 | 61 | 6.1 | 0 | 33 | 310 | 50
1773 | 0 | 44 | 4.4 | 0 | 44 | 315 | 51
1774 | 0 | 55 | 5.5 | 0 | 41 | 310 | 52
1775 | 0 | 50 | 5 | 0 | 31 | 300 | 60
1776 | 0 | 44 | 4.4 | 0 | 23 | 290 | 66
1777 | 0 | 44 | 4.4 | 0 | 28 | 280 | 68
1778 | 0 | 44 | 4.4 | 0 | 36 | 280 | 68
1779 | 0 | 44 | 4.4 | 0 | 36 | 285 | 71
1780 | 0 | 38 | 3.8 | 0 | 33 | 290 | 78
1781 | 0 | 33 | 3.3 | 0 | 23 | 280 | 79
1782 | 0 | 33 | 3.3 | 0 | 23 | 270 | 83
1783 | 34 | 33 | 3.3 | 0 | 28 | 275 | 80
1784 | 88 | 44 | 4.4 | 241 | 28 | 280 | 80
1785 | 113 | 61 | 6.1 | 349 | 33 | 280 | 75
1786 | 128 | 77 | 7.7 | 350 | 41 | 285 | 67
1787 | 217 | 83 | 8.3 | 0 | 49 | 300 | 55
1788 | 230 | 94 | 9.4 | 0 | 59 | 320 | 53
1789 | 138 | 94 | 9.4 | 325 | 64 | 325 | 53
1790 | 131 | 94 | 9.4 | 302 | 62 | 315 | 53
1791 | 119 | 105 | 10.5 | 312 | 62 | 315 | 49
1792 | 98 | 94 | 9.4 | 256 | 62 | 315 | 49
1793 | 41 | 94 | 9.4 | 0 | 54 | 315 | 47
1794 | 0 | 83 | 8.3 | 0 | 44 | 320 | 48
1795 | 0 | 72 | 7.2 | 0 | 31 | 310 | 53
1796 | 0 | 61 | 6.1 | 0 | 23 | 280 | 58
1797 | 0 | 66 | 6.6 | 0 | 26 | 260 | 61
1798 | 0 | 83 | 8.3 | 0 | 23 | 255 | 73
1799 | 0 | 50 | 5 | 0 | 23 | 240 | 73
1800 | 0 | 38 | 3.8 | 0 | 28 | 235 | 72
1801 | 0 | 38 | 3.8 | 0 | 33 | 235 | 76
1802 | 0 | 33 | 3.3 | 0 | 36 | 230 | 79
1803 | 0 | 33 | 3.3 | 0 | 36 | 230 | 79
1804 | 0 | 33 | 3.3 | 0 | 39 | 230 | 80
1805 | 0 | 38 | 3.8 | 0 | 46 | 230 | 78
1806 | 0 | 44 | 4.4 | 0 | 51 | 235 | 77
1807 | 18 | 50 | 5 | 0 | 54 | 235 | 73
1808 | 82 | 55 | 5.5 | 0 | 59 | 230 | 74
1809 | 141 | 66 | 6.6 | 0 | 64 | 235 | 79
1810 | 189 | 77 | 7.7 | 0 | 72 | 245 | 72
1811 | 220 | 88 | 8.8 | 0 | 77 | 255 | 72
1812 | 233 | 94 | 9.4 | 0 | 80 | 255 | 70
1813 | 227 | 100 | 10 | 0 | 75 | 255 | 66
1814 | 201 | 94 | 9.4 | 0 | 64 | 255 | 71
1815 | 160 | 100 | 10 | 0 | 62 | 250 | 75
1816 | 104 | 100 | 10 | 0 | 59 | 250 | 84
1817 | 41 | 100 | 10 | 0 | 59 | 245 | 85
1818 | 0 | 100 | 10 | 0 | 64 | 250 | 85
1819 | 0 | 94 | 9.4 | 0 | 70 | 260 | 76
1820 | 0 | 94 | 9.4 | 0 | 67 | 260 | 76
1821 | 0 | 94 | 9.4 | 0 | 59 | 270 | 76
1822 | 0 | 88 | 8.8 | 0 | 59 | 290 | 76
1823 | 0 | 83 | 8.3 | 0 | 57 | 300 | 62
1824 | 0 | 83 | 8.3 | 0 | 46 | 295 | 62
1825 | 0 | 77 | 7.7 | 0 | 49 | 290 | 61
1826 | 0 | 72 | 7.2 | 0 | 64 | 295 | 57
1827 | 0 | 72 | 7.2 | 0 | 59 | 290 | 57
1828 | 0 | 66 | 6.6 | 0 | 46 | 280 | 68
1829 | 0 | 61 | 6.1 | 0 | 54 | 290 | 68
1830 | 0 | 55 | 5.5 | 0 | 64 | 305 | 66
1831 | 41 | 61 | 6.1 | 0 | 75 | 315 | 63
1832 | 81 | 66 | 6.6 | 532 | 72 | 320 | 72
1833 | 95 | 77 | 7.7 | 710 | 67 | 325 | 69
1834 | 129 | 88 | 8.8 | 455 | 88 | 335 | 59
1835 | 137 | 88 | 8.8 | 470 | 95 | 340 | 57
1836 | 140 | 100 | 10 | 482 | 85 | 345 | 52
1837 | 140 | 94 | 9.4 | 452 | 80 | 345 | 48
1838 | 133 | 94 | 9.4 | 431 | 72 | 340 | 43
1839 | 119 | 94 | 9.4 | 269 | 72 | 340 | 48
1840 | 98 | 94 | 9.4 | 178 | 67 | 340 | 50
1841 | 53 | 88 | 8.8 | 0 | 64 | 340 | 52
1842 | 0 | 72 | 7.2 | 0 | 70 | 335 | 54
1843 | 0 | 72 | 7.2 | 0 | 59 | 330 | 58
1844 | 0 | 61 | 6.1 | 0 | 49 | 330 | 62
1845 | 0 | 50 | 5 | 0 | 46 | 330 | 65
1846 | 0 | 44 | 4.4 | 0 | 49 | 325 | 66
1847 | 0 | 38 | 3.8 | 0 | 46 | 320 | 68
1848 | 0 | 33 | 3.3 | 0 | 41 | 320 | 69
1849 | 0 | 33 | 3.3 | 0 | 39 | 315 | 71
1850 | 0 | 38 | 3.8 | 0 | 33 | 295 | 77
1851 | 0 | 50 | 5 | 0 | 28 | 270 | 79
1852 | 0 | 55 | 5.5 | 0 | 28 | 260 | 77
1853 | 0 | 55 | 5.5 | 0 | 31 | 265 | 79
1854 | 0 | 72 | 7.2 | 0 | 33 | 270 | 79
1855 | 25 | 88 | 8.8 | 0 | 33 | 275 | 83
1856 | 88 | 94 | 9.4 | 0 | 33 | 290 | 88
1857 | 111 | 94 | 9.4 | 181 | 46 | 310 | 84
1858 | 130 | 111 | 11.1 | 398 | 80 | 330 | 68
1859 | 139 | 111 | 11.1 | 422 | 100 | 340 | 60
1860 | 140 | 116 | 11.6 | 501 | 95 | 345 | 58
1861 | 139 | 116 | 11.6 | 497 | 98 | 345 | 43
1862 | 133 | 122 | 12.2 | 465 | 98 | 340 | 48
1863 | 121 | 116 | 11.6 | 358 | 93 | 340 | 49
1864 | 101 | 105 | 10.5 | 222 | 95 | 340 | 43
1865 | 66 | 100 | 10 | 0 | 98 | 335 | 48
1866 | 0 | 88 | 8.8 | 0 | 85 | 335 | 50
1867 | 0 | 77 | 7.7 | 0 | 64 | 335 | 50
1868 | 0 | 72 | 7.2 | 0 | 54 | 325 | 53
1869 | 0 | 72 | 7.2 | 0 | 54 | 325 | 56
1870 | 0 | 66 | 6.6 | 0 | 51 | 330 | 52
1871 | 0 | 61 | 6.1 | 0 | 49 | 325 | 58
1872 | 0 | 61 | 6.1 | 0 | 49 | 315 | 58
1873 | 0 | 55 | 5.5 | 0 | 46 | 315 | 60
1874 | 0 | 44 | 4.4 | 0 | 41 | 325 | 65
1875 | 0 | 33 | 3.3 | 0 | 36 | 315 | 68
1876 | 0 | 33 | 3.3 | 0 | 33 | 285 | 70
1877 | 0 | 33 | 3.3 | 0 | 28 | 260 | 78
1878 | 0 | 38 | 3.8 | 0 | 28 | 250 | 80
1879 | 50 | 38 | 3.8 | 0 | 36 | 245 | 81
1880 | 90 | 66 | 6.6 | 152 | 33 | 240 | 77
1881 | 148 | 72 | 7.2 | 0 | 28 | 245 | 74
1882 | 130 | 77 | 7.7 | 298 | 33 | 255 | 66
1883 | 136 | 111 | 11.1 | 253 | 41 | 270 | 57
1884 | 143 | 138 | 13.8 | 388 | 51 | 280 | 47
1885 | 141 | 144 | 14.4 | 385 | 64 | 280 | 29
1886 | 134 | 138 | 13.8 | 369 | 72 | 285 | 33
1887 | 118 | 127 | 12.7 | 197 | 67 | 285 | 41
1888 | 110 | 116 | 11.6 | 0 | 72 | 300 | 43
1889 | 47 | 111 | 11.1 | 0 | 77 | 325 | 51
1890 | 0 | 105 | 10.5 | 0 | 64 | 325 | 61
1891 | 0 | 105 | 10.5 | 0 | 57 | 320 | 55
1892 | 0 | 94 | 9.4 | 0 | 44 | 305 | 66
1893 | 0 | 88 | 8.8 | 0 | 36 | 295 | 72
1894 | 0 | 83 | 8.3 | 0 | 36 | 295 | 70
1895 | 0 | 83 | 8.3 | 0 | 26 | 285 | 77
1896 | 0 | 88 | 8.8 | 0 | 23 | 260 | 79
1897 | 0 | 72 | 7.2 | 0 | 28 | 235 | 83
1898 | 0 | 66 | 6.6 | 0 | 28 | 230 | 86
1899 | 0 | 55 | 5.5 | 0 | 28 | 230 | 87
1900 | 0 | 55 | 5.5 | 0 | 28 | 240 | 89
1901 | 0 | 55 | 5.5 | 0 | 28 | 245 | 86
1902 | 0 | 50 | 5 | 0 | 33 | 235 | 88
1903 | 47 | 44 | 4.4 | 0 | 31 | 230 | 89
1904 | 94 | 66 | 6.6 | 0 | 26 | 225 | 89
1905 | 116 | 83 | 8.3 | 249 | 31 | 220 | 86
1906 | 132 | 111 | 11.1 | 354 | 39 | 235 | 80
1907 | 140 | 116 | 11.6 | 382 | 41 | 255 | 68
1908 | 143 | 116 | 11.6 | 398 | 44 | 255 | 62
1909 | 142 | 138 | 13.8 | 383 | 46 | 255 | 64
1910 | 135 | 155 | 15.5 | 407 | 46 | 265 | 56
1911 | 123 | 161 | 16.1 | 320 | 49 | 270 | 49
1912 | 101 | 161 | 16.1 | 186 | 46 | 280 | 48
1913 | 70 | 161 | 16.1 | 95 | 41 | 280 | 48
1914 | 0 | 144 | 14.4 | 0 | 39 | 275 | 52
1915 | 0 | 127 | 12.7 | 0 | 33 | 275 | 56
1916 | 0 | 116 | 11.6 | 0 | 31 | 265 | 65
1917 | 0 | 100 | 10 | 0 | 33 | 255 | 69
1918 | 0 | 88 | 8.8 | 0 | 36 | 250 | 76
1919 | 0 | 83 | 8.3 | 0 | 31 | 255 | 77
1920 | 0 | 61 | 6.1 | 0 | 28 | 260 | 78
1921 | 0 | 50 | 5 | 0 | 31 | 260 | 81
1922 | 0 | 44 | 4.4 | 0 | 28 | 265 | 86
1923 | 0 | 38 | 3.8 | 0 | 28 | 255 | 84
1924 | 0 | 33 | 3.3 | 0 | 31 | 245 | 90
1925 | 0 | 27 | 2.7 | 0 | 31 | 245 | 90
1926 | 0 | 27 | 2.7 | 0 | 31 | 260 | 90
1927 | 54 | 27 | 2.7 | 36 | 31 | 285 | 89
1928 | 96 | 50 | 5 | 227 | 33 | 260 | 89
1929 | 118 | 72 | 7.2 | 305 | 39 | 240 | 89
1930 | 128 | 88 | 8.8 | 235 | 41 | 260 | 78
1931 | 230 | 94 | 9.4 | 0 | 44 | 275 | 70
1932 | 143 | 100 | 10 | 337 | 51 | 280 | 55
1933 | 138 | 111 | 11.1 | 259 | 57 | 280 | 61
1934 | 132 | 111 | 11.1 | 243 | 59 | 280 | 61
1935 | 123 | 116 | 11.6 | 264 | 62 | 280 | 60
1936 | 113 | 105 | 10.5 | 0 | 59 | 275 | 63
1937 | 50 | 105 | 10.5 | 0 | 57 | 270 | 58
1938 | 0 | 94 | 9.4 | 0 | 54 | 265 | 62
1939 | 0 | 94 | 9.4 | 0 | 49 | 260 | 64
1940 | 0 | 88 | 8.8 | 0 | 46 | 265 | 66
1941 | 0 | 88 | 8.8 | 0 | 46 | 270 | 66
1942 | 0 | 88 | 8.8 | 0 | 44 | 280 | 71
1943 | 0 | 72 | 7.2 | 0 | 39 | 295 | 70
1944 | 0 | 66 | 6.6 | 0 | 36 | 295 | 70
1945 | 0 | 61 | 6.1 | 0 | 36 | 285 | 74
1946 | 0 | 61 | 6.1 | 0 | 39 | 280 | 75
1947 | 0 | 61 | 6.1 | 0 | 39 | 280 | 73
1948 | 0 | 55 | 5.5 | 0 | 36 | 280 | 71
1949 | 0 | 50 | 5 | 0 | 39 | 280 | 74
1950 | 0 | 44 | 4.4 | 0 | 41 | 275 | 78
1951 | 44 | 44 | 4.4 | 0 | 39 | 270 | 74
1952 | 96 | 61 | 6.1 | 271 | 39 | 275 | 74
1953 | 118 | 66 | 6.6 | 380 | 46 | 280 | 66
1954 | 133 | 83 | 8.3 | 431 | 59 | 285 | 66
1955 | 140 | 94 | 9.4 | 477 | 62 | 295 | 60
1956 | 145 | 100 | 10 | 394 | 59 | 300 | 54
1957 | 143 | 88 | 8.8 | 429 | 62 | 305 | 45
1958 | 136 | 94 | 9.4 | 370 | 62 | 305 | 46
1959 | 124 | 100 | 10 | 325 | 64 | 300 | 44
1960 | 105 | 94 | 9.4 | 297 | 70 | 300 | 37
1961 | 71 | 94 | 9.4 | 122 | 72 | 305 | 40
1962 | 0 | 83 | 8.3 | 0 | 67 | 310 | 44
1963 | 0 | 72 | 7.2 | 0 | 54 | 305 | 44
1964 | 0 | 44 | 4.4 | 0 | 41 | 295 | 51
1965 | 0 | 44 | 4.4 | 0 | 36 | 290 | 55
1966 | 0 | 44 | 4.4 | 0 | 36 | 295 | 55
1967 | 0 | 44 | 4.4 | 0 | 36 | 295 | 62
1968 | 0 | 38 | 3.8 | 0 | 33 | 280 | 64
1969 | 0 | 33 | 3.3 | 0 | 31 | 275 | 66
1970 | 0 | 27 | 2.7 | 0 | 28 | 285 | 78
1971 | 0 | 27 | 2.7 | 0 | 26 | 280 | 81
1972 | 0 | 16 | 1.6 | 0 | 26 | 255 | 87
1973 | 0 | 22 | 2.2 | 0 | 23 | 230 | 90
1974 | 0 | 11 | 1.1 | 0 | 21 | 220 | 91
1975 | 56 | 16 | 1.6 | 40 | 23 | 220 | 92
1976 | 98 | 50 | 5 | 266 | 28 | 230 | 92
1977 | 119 | 72 | 7.2 | 398 | 31 | 250 | 88
1978 | 134 | 94 | 9.4 | 398 | 36 | 265 | 73
1979 | 141 | 100 | 10 | 327 | 44 | 270 | 65
1980 | 144 | 100 | 10 | 493 | 49 | 275 | 50
1981 | 143 | 111 | 11.1 | 434 | 51 | 270 | 52
1982 | 136 | 105 | 10.5 | 310 | 57 | 255 | 55
1983 | 173 | 105 | 10.5 | 0 | 67 | 245 | 52
1984 | 100 | 100 | 10 | 140 | 70 | 240 | 56
1985 | 53 | 94 | 9.4 | 0 | 67 | 240 | 59
1986 | 0 | 94 | 9.4 | 0 | 70 | 240 | 61
1987 | 0 | 88 | 8.8 | 0 | 67 | 235 | 66
1988 | 0 | 83 | 8.3 | 0 | 64 | 230 | 68
1989 | 0 | 83 | 8.3 | 0 | 67 | 235 | 71
1990 | 0 | 77 | 7.7 | 0 | 67 | 240 | 73
1991 | 0 | 77 | 7.7 | 0 | 64 | 240 | 72
1992 | 0 | 72 | 7.2 | 0 | 62 | 240 | 72
1993 | 0 | 72 | 7.2 | 0 | 62 | 240 | 70
1994 | 0 | 72 | 7.2 | 0 | 62 | 245 | 67
1995 | 0 | 72 | 7.2 | 0 | 64 | 250 | 63
1996 | 0 | 66 | 6.6 | 0 | 64 | 255 | 66
1997 | 0 | 55 | 5.5 | 0 | 59 | 255 | 64
1998 | 0 | 50 | 5 | 0 | 57 | 245 | 68
1999 | 37 | 66 | 6.6 | 0 | 64 | 240 | 69
2000 | 93 | 72 | 7.2 | 111 | 67 | 240 | 67
2001 | 120 | 77 | 7.7 | 261 | 67 | 240 | 70
2002 | 134 | 83 | 8.3 | 307 | 70 | 240 | 68
2003 | 143 | 94 | 9.4 | 388 | 75 | 240 | 64
2004 | 145 | 111 | 11.1 | 490 | 82 | 240 | 61
2005 | 142 | 122 | 12.2 | 501 | 85 | 240 | 61
2006 | 136 | 127 | 12.7 | 483 | 88 | 235 | 57
2007 | 124 | 127 | 12.7 | 438 | 90 | 225 | 58
2008 | 106 | 122 | 12.2 | 341 | 93 | 225 | 60
2009 | 74 | 111 | 11.1 | 161 | 90 | 235 | 62
2010 | 3 | 100 | 10 | 0 | 72 | 235 | 64
2011 | 0 | 88 | 8.8 | 0 | 41 | 210 | 67
2012 | 0 | 77 | 7.7 | 0 | 28 | 200 | 75
2013 | 0 | 72 | 7.2 | 0 | 31 | 205 | 77
2014 | 0 | 72 | 7.2 | 0 | 33 | 205 | 79
2015 | 0 | 66 | 6.6 | 0 | 39 | 215 | 80
2016 | 0 | 72 | 7.2 | 0 | 49 | 225 | 80
2017 | 0 | 72 | 7.2 | 0 | 57 | 225 | 78
2018 | 0 | 83 | 8.3 | 0 | 62 | 220 | 77
2019 | 0 | 77 | 7.7 | 0 | 67 | 220 | 89
2020 | 0 | 83 | 8.3 | 0 | 70 | 230 | 88
2021 | 0 | 83 | 8.3 | 0 | 70 | 255 | 85
2022 | 0 | 66 | 6.6 | 0 | 67 | 260 | 83
2023 | 41 | 66 | 6.6 | 0 | 62 | 260 | 83
2024 | 94 | 66 | 6.6 | 121 | 59 | 270 | 82
2025 | 120 | 66 | 6.6 | 266 | 59 | 275 | 79
2026 | 135 | 66 | 6.6 | 367 | 62 | 285 | 70
2027 | 143 | 66 | 6.6 | 434 | 72 | 285 | 60
2028 | 147 | 94 | 9.4 | 397 | 82 | 270 | 54
2029 | 144 | 94 | 9.4 | 336 | 82 | 260 | 52
2030 | 134 | 50 | 5 | 243 | 82 | 260 | 50
2031 | 125 | 77 | 7.7 | 275 | 82 | 250 | 70
2032 | 106 | 77 | 7.7 | 250 | 82 | 245 | 73
2033 | 76 | 77 | 7.7 | 144 | 88 | 250 | 63
2034 | 3 | 66 | 6.6 | 0 | 75 | 245 | 59
2035 | 0 | 50 | 5 | 0 | 62 | 235 | 82
2036 | 0 | 33 | 3.3 | 0 | 64 | 230 | 77
2037 | 0 | 38 | 3.8 | 0 | 72 | 235 | 78
2038 | 0 | 44 | 4.4 | 0 | 72 | 245 | 78
2039 | 0 | 44 | 4.4 | 0 | 62 | 250 | 79
2040 | 0 | 44 | 4.4 | 0 | 46 | 230 | 84
2041 | 0 | 44 | 4.4 | 0 | 59 | 220 | 83
2042 | 0 | 44 | 4.4 | 0 | 59 | 220 | 92
2043 | 0 | 33 | 3.3 | 0 | 39 | 210 | 92
2044 | 0 | 33 | 3.3 | 0 | 39 | 215 | 92
2045 | 0 | 33 | 3.3 | 0 | 44 | 225 | 92
2046 | 0 | 38 | 3.8 | 0 | 49 | 240 | 92
2047 | 61 | 38 | 3.8 | 41 | 36 | 250 | 89
2048 | 110 | 44 | 4.4 | 0 | 33 | 240 | 86
2049 | 167 | 50 | 5 | 0 | 41 | 235 | 82
2050 | 132 | 61 | 6.1 | 237 | 49 | 245 | 76
2051 | 140 | 72 | 7.2 | 261 | 57 | 260 | 65
2052 | 147 | 83 | 8.3 | 402 | 54 | 275 | 54
2053 | 145 | 83 | 8.3 | 441 | 54 | 270 | 54
2054 | 138 | 66 | 6.6 | 374 | 51 | 275 | 48
2055 | 125 | 83 | 8.3 | 282 | 49 | 295 | 55
2056 | 108 | 77 | 7.7 | 249 | 57 | 275 | 53
2057 | 75 | 66 | 6.6 | 0 | 62 | 260 | 58
2058 | 3 | 50 | 5 | 0 | 64 | 270 | 51
2059 | 0 | 33 | 3.3 | 0 | 59 | 255 | 58
2060 | 0 | 22 | 2.2 | 0 | 54 | 240 | 71
2061 | 0 | 22 | 2.2 | 0 | 59 | 240 | 73
2062 | 0 | 33 | 3.3 | 0 | 59 | 245 | 74
2063 | 0 | 33 | 3.3 | 0 | 59 | 250 | 76
2064 | 0 | 33 | 3.3 | 0 | 67 | 255 | 77
2065 | 0 | 33 | 3.3 | 0 | 72 | 260 | 74
2066 | 0 | 38 | 3.8 | 0 | 67 | 260 | 80
2067 | 0 | 27 | 2.7 | 0 | 57 | 255 | 80
2068 | 0 | 22 | 2.2 | 0 | 49 | 250 | 77
2069 | 0 | 16 | 1.6 | 0 | 46 | 250 | 81
2070 | 0 | 16 | 1.6 | 0 | 41 | 250 | 96
2071 | 68 | 27 | 2.7 | 95 | 41 | 250 | 83
2072 | 101 | 50 | 5 | 177 | 51 | 255 | 77
2073 | 124 | 61 | 6.1 | 318 | 64 | 270 | 67
2074 | 137 | 61 | 6.1 | 363 | 72 | 285 | 63
2075 | 145 | 61 | 6.1 | 390 | 67 | 290 | 57
2076 | 148 | 77 | 7.7 | 402 | 62 | 290 | 54
2077 | 145 | 88 | 8.8 | 336 | 64 | 290 | 46
2078 | 135 | 88 | 8.8 | 250 | 64 | 295 | 45
2079 | 128 | 44 | 4.4 | 371 | 70 | 295 | 49
2080 | 108 | 55 | 5.5 | 257 | 80 | 295 | 41
2081 | 78 | 61 | 6.1 | 128 | 72 | 305 | 39
2082 | 6 | 44 | 4.4 | 0 | 64 | 310 | 39
2083 | 0 | 33 | 3.3 | 0 | 62 | 310 | 29
2084 | 0 | 33 | 3.3 | 0 | 49 | 300 | 36
2085 | 0 | 16 | 1.6 | 0 | 54 | 280 | 47
2086 | 0 | 11 | 1.1 | 0 | 59 | 265 | 68
2087 | 0 | 22 | 2.2 | 0 | 49 | 250 | 79
2088 | 0 | 22 | 2.2 | 0 | 46 | 245 | 82
2089 | 0 | 16 | 1.6 | 0 | 44 | 255 | 78
2090 | 0 | 16 | 1.6 | 0 | 44 | 270 | 75
2091 | 0 | 16 | 1.6 | 0 | 44 | 280 | 73
2092 | 0 | 16 | 1.6 | 0 | 41 | 280 | 76
2093 | 0 | 11 | 1.1 | 0 | 41 | 280 | 79
2094 | 0 | 16 | 1.6 | 0 | 39 | 275 | 81
2095 | 69 | 22 | 2.2 | 79 | 36 | 270 | 82
2096 | 113 | 44 | 4.4 | 0 | 41 | 280 | 76
2097 | 170 | 50 | 5 | 0 | 51 | 290 | 63
2098 | 137 | 61 | 6.1 | 370 | 59 | 300 | 61
2099 | 144 | 66 | 6.6 | 336 | 64 | 310 | 55
2100 | 147 | 72 | 7.2 | 344 | 62 | 310 | 51
2101 | 146 | 66 | 6.6 | 335 | 62 | 315 | 44
2102 | 139 | 77 | 7.7 | 324 | 72 | 320 | 35
2103 | 128 | 88 | 8.8 | 377 | 75 | 320 | 36
2104 | 109 | 88 | 8.8 | 256 | 72 | 315 | 35
2105 | 77 | 77 | 7.7 | 105 | 64 | 325 | 35
2106 | 9 | 66 | 6.6 | 0 | 59 | 320 | 47
2107 | 0 | 50 | 5 | 0 | 59 | 305 | 36
2108 | 0 | 38 | 3.8 | 0 | 51 | 315 | 44
2109 | 0 | 38 | 3.8 | 0 | 39 | 310 | 45
2110 | 0 | 33 | 3.3 | 0 | 31 | 285 | 53
2111 | 0 | 27 | 2.7 | 0 | 33 | 275 | 57
2112 | 0 | 22 | 2.2 | 0 | 33 | 280 | 66
2113 | 0 | 11 | 1.1 | 0 | 31 | 280 | 68
2114 | 0 | 5 | 0.5 | 0 | 31 | 275 | 76
2115 | 0 | 5 | 0.5 | 0 | 31 | 265 | 77
2116 | 0 | 0 | 0 | 0 | 28 | 260 | 83
2117 | 0 | 0 | 0 | 0 | 26 | 265 | 86
2118 | 0 | 0 | 0 | 0 | 26 | 265 | 85
2119 | 70 | 11 | 1.1 | 106 | 21 | 250 | 89
2120 | 105 | 27 | 2.7 | 297 | 21 | 265 | 90
2121 | 125 | 50 | 5 | 410 | 26 | 295 | 81
2122 | 138 | 61 | 6.1 | 457 | 26 | 300 | 69
2123 | 145 | 72 | 7.2 | 495 | 28 | 305 | 63
2124 | 149 | 83 | 8.3 | 471 | 33 | 310 | 52
2125 | 147 | 94 | 9.4 | 397 | 39 | 305 | 50
2126 | 140 | 88 | 8.8 | 419 | 41 | 295 | 50
2127 | 129 | 94 | 9.4 | 374 | 41 | 280 | 48
2128 | 109 | 83 | 8.3 | 264 | 41 | 270 | 42
2129 | 80 | 83 | 8.3 | 140 | 44 | 265 | 40
2130 | 9 | 72 | 7.2 | 0 | 51 | 275 | 45
2131 | 0 | 44 | 4.4 | 0 | 51 | 315 | 52
2132 | 0 | 44 | 4.4 | 0 | 41 | 315 | 69
2133 | 0 | 38 | 3.8 | 0 | 23 | 265 | 84
2134 | 0 | 27 | 2.7 | 0 | 18 | 245 | 87
2135 | 0 | 22 | 2.2 | 0 | 26 | 265 | 84
2136 | 0 | 22 | 2.2 | 0 | 26 | 285 | 83
2137 | 0 | 16 | 1.6 | 0 | 26 | 295 | 83
2138 | 0 | 11 | 1.1 | 0 | 23 | 305 | 87
2139 | 0 | 11 | 1.1 | 0 | 18 | 310 | 85
2140 | 0 | 5 | 0.5 | 0 | 10 | 305 | 85
2141 | 0 | 5 | 0.5 | 0 | 8 | 300 | 88
2142 | 0 | 0 | 0 | 0 | 13 | 295 | 84
2143 | 70 | 11 | 1.1 | 70 | 13 | 295 | 85
2144 | 103 | 22 | 2.2 | 201 | 15 | 320 | 86
2145 | 126 | 38 | 3.8 | 321 | 28 | 355 | 78
2146 | 138 | 38 | 3.8 | 313 | 39 | 10 | 72
2147 | 142 | 44 | 4.4 | 267 | 44 | 15 | 64
2148 | 145 | 50 | 5 | 273 | 49 | 20 | 60
2149 | 146 | 66 | 6.6 | 341 | 51 | 20 | 50
2150 | 141 | 66 | 6.6 | 417 | 51 | 20 | 47
2151 | 129 | 61 | 6.1 | 342 | 49 | 15 | 46
2152 | 111 | 61 | 6.1 | 337 | 49 | 10 | 39
2153 | 81 | 50 | 5 | 167 | 49 | 15 | 38
2154 | 12 | 33 | 3.3 | 0 | 57 | 25 | 37
2155 | 0 | 22 | 2.2 | 0 | 62 | 30 | 49
2156 | 0 | 16 | 1.6 | 0 | 51 | 25 | 54
2157 | 0 | 5 | 0.5 | 0 | 41 | 20 | 63
2158 | 0 | 5 | 0.5 | 0 | 33 | 25 | 70
2159 | 0 | -3 | -0.3 | 0 | 26 | 25 | 74
2160 | 0 | -8 | -0.8 | 0 | 18 | 25 | 75
2161 | 0 | -8 | -0.8 | 0 | 18 | 20 | 82
2162 | 0 | -19 | -1.9 | 0 | 18 | 5 | 81
2163 | 0 | -8 | -0.8 | 0 | 13 | 320 | 83
2164 | 0 | -8 | -0.8 | 0 | 10 | 285 | 87
2165 | 0 | -19 | -1.9 | 0 | 10 | 285 | 89
2166 | 3 | -19 | -1.9 | 0 | 10 | 280 | 89
2167 | 71 | -3 | -0.3 | 81 | 8 | 285 | 89
2168 | 105 | 16 | 1.6 | 219 | 5 | 315 | 90
2169 | 126 | 27 | 2.7 | 309 | 3 | 350 | 83
2170 | 139 | 44 | 4.4 | 356 | 5 | 90 | 76
2171 | 145 | 61 | 6.1 | 313 | 13 | 205 | 63
2172 | 148 | 77 | 7.7 | 322 | 26 | 230 | 50
2173 | 144 | 66 | 6.6 | 278 | 44 | 230 | 45
2174 | 134 | 77 | 7.7 | 213 | 54 | 225 | 48
2175 | 179 | 83 | 8.3 | 0 | 59 | 220 | 45
2176 | 94 | 83 | 8.3 | 0 | 64 | 230 | 41
2177 | 50 | 77 | 7.7 | 0 | 67 | 240 | 49
2178 | 6 | 72 | 7.2 | 0 | 67 | 230 | 55
2179 | 0 | 66 | 6.6 | 0 | 64 | 220 | 60
2180 | 0 | 61 | 6.1 | 0 | 62 | 220 | 61
2181 | 0 | 55 | 5.5 | 0 | 62 | 225 | 63
2182 | 0 | 50 | 5 | 0 | 64 | 240 | 66
2183 | 0 | 44 | 4.4 | 0 | 54 | 235 | 76
2184 | 0 | 44 | 4.4 | 0 | 51 | 220 | 74
2185 | 0 | 44 | 4.4 | 0 | 62 | 220 | 76
2186 | 0 | 44 | 4.4 | 0 | 67 | 220 | 82
2187 | 0 | 44 | 4.4 | 0 | 77 | 220 | 83
2188 | 0 | 50 | 5 | 0 | 77 | 215 | 86
2189 | 0 | 44 | 4.4 | 0 | 72 | 210 | 92
2190 | 0 | 44 | 4.4 | 0 | 72 | 215 | 91
2191 | 41 | 55 | 5.5 | 0 | 80 | 225 | 91
2192 | 88 | 72 | 7.2 | 0 | 80 | 230 | 93
2193 | 129 | 77 | 7.7 | 0 | 75 | 235 | 93
2194 | 160 | 88 | 8.8 | 0 | 88 | 235 | 87
2195 | 179 | 100 | 10 | 0 | 103 | 230 | 87
2196 | 189 | 100 | 10 | 0 | 106 | 230 | 85
2197 | 182 | 100 | 10 | 0 | 103 | 230 | 83
2198 | 164 | 100 | 10 | 0 | 100 | 235 | 84
2199 | 135 | 100 | 10 | 0 | 90 | 240 | 84
2200 | 94 | 100 | 10 | 0 | 82 | 235 | 86
2201 | 50 | 100 | 10 | 0 | 75 | 240 | 86
2202 | 6 | 100 | 10 | 0 | 62 | 250 | 89
2203 | 0 | 88 | 8.8 | 0 | 46 | 255 | 88
2204 | 0 | 83 | 8.3 | 0 | 36 | 265 | 86
2205 | 0 | 83 | 8.3 | 0 | 33 | 275 | 85
2206 | 0 | 66 | 6.6 | 0 | 33 | 280 | 85
2207 | 0 | 55 | 5.5 | 0 | 33 | 280 | 84
2208 | 0 | 50 | 5 | 0 | 33 | 275 | 85
2209 | 0 | 50 | 5 | 0 | 33 | 270 | 87
2210 | 0 | 44 | 4.4 | 0 | 33 | 270 | 88
2211 | 0 | 38 | 3.8 | 0 | 31 | 265 | 88
2212 | 0 | 38 | 3.8 | 0 | 26 | 260 | 91
2213 | 0 | 38 | 3.8 | 0 | 28 | 255 | 90
2214 | 6 | 44 | 4.4 | 0 | 31 | 255 | 92
2215 | 75 | 50 | 5 | 87 | 28 | 260 | 92
2216 | 108 | 72 | 7.2 | 241 | 36 | 265 | 85
2217 | 128 | 88 | 8.8 | 300 | 46 | 280 | 76
2218 | 139 | 94 | 9.4 | 293 | 49 | 295 | 77
2219 | 146 | 100 | 10 | 317 | 51 | 305 | 64
2220 | 252 | 111 | 11.1 | 0 | 54 | 315 | 58
2221 | 246 | 105 | 10.5 | 0 | 49 | 310 | 58
2222 | 220 | 105 | 10.5 | 0 | 44 | 300 | 58
2223 | 123 | 111 | 11.1 | 181 | 44 | 300 | 59
2224 | 97 | 111 | 11.1 | 0 | 39 | 305 | 55
2225 | 50 | 105 | 10.5 | 0 | 36 | 315 | 57
2226 | 6 | 100 | 10 | 0 | 39 | 320 | 53
2227 | 0 | 100 | 10 | 0 | 39 | 315 | 53
2228 | 0 | 88 | 8.8 | 0 | 33 | 310 | 57
2229 | 0 | 88 | 8.8 | 0 | 28 | 300 | 60
2230 | 0 | 88 | 8.8 | 0 | 28 | 285 | 63
2231 | 0 | 88 | 8.8 | 0 | 33 | 280 | 70
2232 | 0 | 77 | 7.7 | 0 | 36 | 280 | 74
2233 | 0 | 72 | 7.2 | 0 | 36 | 280 | 79
2234 | 0 | 66 | 6.6 | 0 | 33 | 280 | 81
2235 | 0 | 72 | 7.2 | 0 | 31 | 280 | 82
2236 | 0 | 66 | 6.6 | 0 | 31 | 275 | 83
2237 | 0 | 66 | 6.6 | 0 | 31 | 275 | 86
2238 | 3 | 61 | 6.1 | 0 | 31 | 280 | 84
2239 | 44 | 66 | 6.6 | 0 | 28 | 280 | 85
2240 | 91 | 77 | 7.7 | 0 | 28 | 280 | 77
2241 | 132 | 94 | 9.4 | 0 | 36 | 295 | 74
2242 | 164 | 100 | 10 | 0 | 51 | 325 | 64
2243 | 148 | 122 | 12.2 | 345 | 64 | 340 | 60
2244 | 144 | 133 | 13.3 | 234 | 64 | 335 | 58
2245 | 246 | 127 | 12.7 | 0 | 59 | 335 | 56
2246 | 167 | 122 | 12.2 | 0 | 54 | 335 | 54
2247 | 138 | 127 | 12.7 | 0 | 49 | 335 | 54
2248 | 97 | 127 | 12.7 | 0 | 41 | 330 | 55
2249 | 53 | 122 | 12.2 | 0 | 36 | 320 | 53
2250 | 9 | 122 | 12.2 | 0 | 36 | 305 | 55
2251 | 0 | 105 | 10.5 | 0 | 39 | 285 | 59
2252 | 0 | 100 | 10 | 0 | 36 | 275 | 63
2253 | 0 | 94 | 9.4 | 0 | 33 | 265 | 68
2254 | 0 | 94 | 9.4 | 0 | 36 | 265 | 74
2255 | 0 | 88 | 8.8 | 0 | 36 | 260 | 77
2256 | 0 | 88 | 8.8 | 0 | 39 | 255 | 81
2257 | 0 | 94 | 9.4 | 0 | 41 | 255 | 84
2258 | 0 | 94 | 9.4 | 0 | 39 | 255 | 86
2259 | 0 | 88 | 8.8 | 0 | 36 | 265 | 84
2260 | 0 | 83 | 8.3 | 0 | 41 | 280 | 80
2261 | 0 | 83 | 8.3 | 0 | 41 | 285 | 74
2262 | 3 | 83 | 8.3 | 0 | 39 | 280 | 72
2263 | 85 | 88 | 8.8 | 0 | 44 | 285 | 71
2264 | 123 | 94 | 9.4 | 0 | 51 | 295 | 70
2265 | 132 | 100 | 10 | 0 | 64 | 300 | 68
2266 | 217 | 111 | 11.1 | 0 | 70 | 310 | 63
2267 | 145 | 116 | 11.6 | 282 | 67 | 325 | 58
2268 | 144 | 111 | 11.1 | 231 | 72 | 325 | 54
2269 | 148 | 122 | 12.2 | 322 | 85 | 330 | 48
2270 | 141 | 100 | 10 | 303 | 88 | 335 | 44
2271 | 128 | 111 | 11.1 | 230 | 82 | 330 | 38
2272 | 112 | 105 | 10.5 | 208 | 77 | 335 | 36
2273 | 85 | 100 | 10 | 0 | 72 | 345 | 40
2274 | 9 | 88 | 8.8 | 0 | 75 | 350 | 42
2275 | 0 | 77 | 7.7 | 0 | 75 | 350 | 44
2276 | 0 | 72 | 7.2 | 0 | 64 | 340 | 48
2277 | 0 | 61 | 6.1 | 0 | 77 | 335 | 48
2278 | 0 | 50 | 5 | 0 | 90 | 340 | 51
2279 | 0 | 44 | 4.4 | 0 | 90 | 335 | 49
2280 | 0 | 44 | 4.4 | 0 | 93 | 330 | 53
2281 | 0 | 50 | 5 | 0 | 85 | 330 | 53
2282 | 0 | 55 | 5.5 | 0 | 88 | 325 | 56
2283 | 0 | 44 | 4.4 | 0 | 82 | 320 | 57
2284 | 0 | 44 | 4.4 | 0 | 75 | 320 | 63
2285 | 0 | 44 | 4.4 | 0 | 80 | 325 | 60
2286 | 6 | 44 | 4.4 | 0 | 80 | 335 | 59
2287 | 47 | 44 | 4.4 | 0 | 80 | 340 | 66
2288 | 94 | 44 | 4.4 | 0 | 85 | 340 | 68
2289 | 135 | 50 | 5 | 0 | 93 | 340 | 70
2290 | 167 | 50 | 5 | 0 | 98 | 345 | 67
2291 | 186 | 50 | 5 | 0 | 95 | 350 | 76
2292 | 192 | 44 | 4.4 | 0 | 93 | 350 | 79
2293 | 189 | 50 | 5 | 0 | 93 | 350 | 79
2294 | 170 | 61 | 6.1 | 0 | 95 | 350 | 76
2295 | 138 | 61 | 6.1 | 0 | 90 | 355 | 72
2296 | 100 | 66 | 6.6 | 0 | 75 | 0 | 76
2297 | 72 | 61 | 6.1 | 0 | 62 | 0 | 84
2298 | 12 | 55 | 5.5 | 0 | 59 | 0 | 80
2299 | 0 | 50 | 5 | 0 | 64 | 5 | 81
2300 | 0 | 44 | 4.4 | 0 | 62 | 10 | 75
2301 | 0 | 44 | 4.4 | 0 | 57 | 15 | 75
2302 | 0 | 33 | 3.3 | 0 | 57 | 20 | 77
2303 | 0 | 27 | 2.7 | 0 | 51 | 25 | 83
2304 | 0 | 27 | 2.7 | 0 | 46 | 25 | 84
2305 | 0 | 33 | 3.3 | 0 | 44 | 15 | 83
2306 | 0 | 38 | 3.8 | 0 | 41 | 10 | 84
2307 | 0 | 44 | 4.4 | 0 | 44 | 10 | 84
2308 | 0 | 38 | 3.8 | 0 | 44 | 10 | 84
2309 | 0 | 38 | 3.8 | 0 | 44 | 15 | 84
2310 | 6 | 44 | 4.4 | 0 | 46 | 25 | 84
2311 | 50 | 44 | 4.4 | 0 | 54 | 30 | 83
2312 | 94 | 44 | 4.4 | 0 | 59 | 30 | 78
2313 | 135 | 55 | 5.5 | 0 | 59 | 35 | 77
2314 | 167 | 61 | 6.1 | 0 | 59 | 40 | 80
2315 | 186 | 66 | 6.6 | 0 | 57 | 35 | 69
2316 | 195 | 66 | 6.6 | 0 | 59 | 25 | 65
2317 | 189 | 66 | 6.6 | 0 | 64 | 30 | 61
2318 | 170 | 83 | 8.3 | 0 | 67 | 55 | 57
2319 | 141 | 61 | 6.1 | 0 | 62 | 50 | 64
2320 | 100 | 55 | 5.5 | 0 | 62 | 30 | 49
2321 | 56 | 72 | 7.2 | 0 | 67 | 40 | 50
2322 | 12 | 55 | 5.5 | 0 | 67 | 45 | 58
2323 | 0 | 44 | 4.4 | 0 | 59 | 40 | 52
2324 | 0 | 44 | 4.4 | 0 | 49 | 45 | 65
2325 | 0 | 27 | 2.7 | 0 | 44 | 45 | 75
2326 | 0 | 33 | 3.3 | 0 | 39 | 30 | 74
2327 | 0 | 33 | 3.3 | 0 | 36 | 20 | 79
2328 | 0 | 27 | 2.7 | 0 | 33 | 15 | 80
2329 | 0 | 22 | 2.2 | 0 | 28 | 15 | 83
2330 | 0 | 16 | 1.6 | 0 | 31 | 25 | 85
2331 | 0 | 11 | 1.1 | 0 | 39 | 35 | 82
2332 | 0 | 16 | 1.6 | 0 | 39 | 35 | 84
2333 | 0 | 11 | 1.1 | 0 | 33 | 30 | 83
2334 | 6 | 16 | 1.6 | 0 | 33 | 30 | 83
2335 | 82 | 27 | 2.7 | 0 | 39 | 25 | 83
2336 | 97 | 38 | 3.8 | 0 | 33 | 20 | 81
2337 | 138 | 44 | 4.4 | 0 | 28 | 20 | 80
2338 | 136 | 50 | 5 | 211 | 23 | 10 | 80
2339 | 147 | 55 | 5.5 | 283 | 10 | 0 | 76
2340 | 149 | 77 | 7.7 | 289 | 15 | 20 | 73
2341 | 252 | 77 | 7.7 | 0 | 31 | 20 | 67
2342 | 143 | 77 | 7.7 | 304 | 33 | 10 | 72
2343 | 131 | 77 | 7.7 | 273 | 36 | 30 | 65
2344 | 111 | 77 | 7.7 | 181 | 39 | 40 | 64
2345 | 87 | 77 | 7.7 | 120 | 33 | 35 | 62
2346 | 25 | 66 | 6.6 | 0 | 33 | 30 | 66
2347 | 0 | 55 | 5.5 | 0 | 36 | 40 | 69
2348 | 0 | 50 | 5 | 0 | 33 | 55 | 71
2349 | 0 | 33 | 3.3 | 0 | 33 | 65 | 73
2350 | 0 | 33 | 3.3 | 0 | 31 | 70 | 75
2351 | 0 | 27 | 2.7 | 0 | 23 | 65 | 83
2352 | 0 | 5 | 0.5 | 0 | 21 | 65 | 86
2353 | 0 | 0 | 0 | 0 | 26 | 70 | 87
2354 | 0 | 0 | 0 | 0 | 28 | 65 | 89
2355 | 0 | 0 | 0 | 0 | 28 | 55 | 92
2356 | 0 | 5 | 0.5 | 0 | 33 | 50 | 90
2357 | 0 | 5 | 0.5 | 0 | 39 | 55 | 98
2358 | 12 | 22 | 2.2 | 0 | 39 | 65 | 98
2359 | 53 | 38 | 3.8 | 0 | 39 | 70 | 96
2360 | 97 | 44 | 4.4 | 0 | 44 | 75 | 92
2361 | 128 | 66 | 6.6 | 230 | 51 | 80 | 85
2362 | 170 | 83 | 8.3 | 0 | 67 | 70 | 78
2363 | 189 | 88 | 8.8 | 0 | 80 | 75 | 70
2364 | 148 | 88 | 8.8 | 266 | 93 | 90 | 54
2365 | 144 | 94 | 9.4 | 231 | 100 | 85 | 53
2366 | 138 | 94 | 9.4 | 218 | 98 | 80 | 46
2367 | 126 | 94 | 9.4 | 185 | 100 | 75 | 47
2368 | 104 | 88 | 8.8 | 0 | 103 | 75 | 45
2369 | 59 | 77 | 7.7 | 0 | 106 | 80 | 53
2370 | 12 | 72 | 7.2 | 0 | 103 | 80 | 52
2371 | 0 | 66 | 6.6 | 0 | 103 | 75 | 52
2372 | 0 | 55 | 5.5 | 0 | 106 | 70 | 58
2373 | 0 | 55 | 5.5 | 0 | 100 | 65 | 69
2374 | 0 | 50 | 5 | 0 | 95 | 70 | 71
2375 | 0 | 55 | 5.5 | 0 | 90 | 70 | 78
2376 | 0 | 55 | 5.5 | 0 | 82 | 60 | 75
2377 | 0 | 55 | 5.5 | 0 | 82 | 60 | 78
2378 | 0 | 61 | 6.1 | 0 | 90 | 55 | 80
2379 | 0 | 61 | 6.1 | 0 | 90 | 50 | 84
2380 | 0 | 55 | 5.5 | 0 | 88 | 55 | 85
2381 | 0 | 55 | 5.5 | 0 | 85 | 55 | 88
2382 | 9 | 55 | 5.5 | 0 | 85 | 50 | 88
2383 | 53 | 55 | 5.5 | 0 | 88 | 50 | 88
2384 | 100 | 55 | 5.5 | 0 | 88 | 50 | 88
2385 | 138 | 61 | 6.1 | 0 | 80 | 50 | 87
2386 | 170 | 61 | 6.1 | 0 | 85 | 60 | 86
2387 | 192 | 61 | 6.1 | 0 | 95 | 65 | 84
2388 | 148 | 61 | 6.1 | 266 | 85 | 65 | 81
2389 | 192 | 61 | 6.1 | 0 | 70 | 70 | 84
2390 | 173 | 66 | 6.6 | 0 | 64 | 75 | 86
2391 | 145 | 61 | 6.1 | 0 | 62 | 75 | 83
2392 | 104 | 66 | 6.6 | 0 | 51 | 65 | 89
2393 | 59 | 72 | 7.2 | 0 | 49 | 55 | 87
2394 | 12 | 66 | 6.6 | 0 | 51 | 50 | 84
2395 | 0 | 66 | 6.6 | 0 | 54 | 50 | 89
2396 | 0 | 61 | 6.1 | 0 | 51 | 50 | 89
2397 | 0 | 61 | 6.1 | 0 | 46 | 50 | 89
2398 | 0 | 61 | 6.1 | 0 | 51 | 50 | 89
2399 | 0 | 61 | 6.1 | 0 | 54 | 45 | 89
2400 | 0 | 61 | 6.1 | 0 | 51 | 40 | 90
2401 | 0 | 55 | 5.5 | 0 | 54 | 45 | 90
2402 | 0 | 55 | 5.5 | 0 | 54 | 50 | 90
2403 | 0 | 50 | 5 | 0 | 49 | 50 | 94
2404 | 0 | 50 | 5 | 0 | 51 | 55 | 94
2405 | 0 | 50 | 5 | 0 | 59 | 55 | 93
2406 | 12 | 50 | 5 | 0 | 62 | 45 | 92
2407 | 56 | 50 | 5 | 0 | 62 | 40 | 92
2408 | 100 | 50 | 5 | 0 | 62 | 40 | 94
2409 | 141 | 50 | 5 | 0 | 64 | 40 | 91
2410 | 173 | 55 | 5.5 | 0 | 67 | 45 | 85
2411 | 192 | 55 | 5.5 | 0 | 67 | 50 | 83
2412 | 148 | 61 | 6.1 | 266 | 62 | 50 | 80
2413 | 192 | 61 | 6.1 | 0 | 59 | 50 | 82
2414 | 173 | 61 | 6.1 | 0 | 57 | 55 | 82
2415 | 145 | 61 | 6.1 | 0 | 51 | 55 | 89
2416 | 107 | 55 | 5.5 | 0 | 54 | 45 | 85
2417 | 59 | 55 | 5.5 | 0 | 57 | 40 | 80
2418 | 15 | 50 | 5 | 0 | 59 | 40 | 80
2419 | 0 | 50 | 5 | 0 | 57 | 45 | 78
2420 | 0 | 50 | 5 | 0 | 51 | 45 | 80
2421 | 0 | 50 | 5 | 0 | 51 | 40 | 81
2422 | 0 | 50 | 5 | 0 | 54 | 40 | 81
2423 | 0 | 44 | 4.4 | 0 | 54 | 40 | 78
2424 | 0 | 44 | 4.4 | 0 | 51 | 45 | 79
2425 | 0 | 44 | 4.4 | 0 | 51 | 45 | 82
2426 | 0 | 44 | 4.4 | 0 | 49 | 45 | 85
2427 | 0 | 44 | 4.4 | 0 | 49 | 45 | 84
2428 | 0 | 44 | 4.4 | 0 | 54 | 45 | 83
2429 | 0 | 44 | 4.4 | 0 | 54 | 50 | 82
2430 | 12 | 50 | 5 | 0 | 51 | 50 | 80
2431 | 56 | 44 | 4.4 | 0 | 51 | 50 | 79
2432 | 104 | 50 | 5 | 0 | 57 | 50 | 80
2433 | 141 | 55 | 5.5 | 0 | 64 | 50 | 82
2434 | 173 | 55 | 5.5 | 0 | 67 | 45 | 79
2435 | 192 | 55 | 5.5 | 0 | 70 | 45 | 81
2436 | 149 | 61 | 6.1 | 268 | 67 | 55 | 74
2437 | 195 | 61 | 6.1 | 0 | 59 | 60 | 78
2438 | 176 | 55 | 5.5 | 0 | 67 | 55 | 73
2439 | 145 | 55 | 5.5 | 0 | 77 | 45 | 72
2440 | 107 | 55 | 5.5 | 0 | 70 | 40 | 72
2441 | 63 | 55 | 5.5 | 0 | 64 | 40 | 75
2442 | 15 | 55 | 5.5 | 0 | 64 | 40 | 74
2443 | 0 | 50 | 5 | 0 | 59 | 40 | 82
2444 | 0 | 50 | 5 | 0 | 57 | 40 | 88
2445 | 0 | 50 | 5 | 0 | 54 | 40 | 85
2446 | 0 | 50 | 5 | 0 | 54 | 40 | 89
2447 | 0 | 50 | 5 | 0 | 57 | 45 | 85
2448 | 0 | 50 | 5 | 0 | 54 | 45 | 89
2449 | 0 | 50 | 5 | 0 | 46 | 40 | 89
2450 | 0 | 50 | 5 | 0 | 46 | 45 | 86
2451 | 0 | 50 | 5 | 0 | 46 | 45 | 86
2452 | 0 | 50 | 5 | 0 | 41 | 40 | 89
2453 | 0 | 50 | 5 | 0 | 36 | 35 | 88
2454 | 12 | 50 | 5 | 0 | 36 | 30 | 88
2455 | 59 | 55 | 5.5 | 0 | 41 | 30 | 86
2456 | 104 | 55 | 5.5 | 0 | 41 | 35 | 88
2457 | 145 | 61 | 6.1 | 0 | 39 | 35 | 89
2458 | 173 | 61 | 6.1 | 0 | 36 | 30 | 91
2459 | 195 | 66 | 6.6 | 0 | 44 | 35 | 84
2460 | 150 | 72 | 7.2 | 268 | 54 | 45 | 75
2461 | 148 | 72 | 7.2 | 262 | 57 | 45 | 78
2462 | 176 | 77 | 7.7 | 0 | 54 | 35 | 81
2463 | 148 | 83 | 8.3 | 0 | 49 | 30 | 82
2464 | 107 | 83 | 8.3 | 0 | 46 | 30 | 82
2465 | 63 | 88 | 8.8 | 0 | 46 | 30 | 81
2466 | 15 | 88 | 8.8 | 0 | 46 | 35 | 82
2467 | 0 | 72 | 7.2 | 0 | 41 | 35 | 88
2468 | 0 | 72 | 7.2 | 0 | 33 | 30 | 87
2469 | 0 | 72 | 7.2 | 0 | 33 | 30 | 86
2470 | 0 | 66 | 6.6 | 0 | 39 | 30 | 86
2471 | 0 | 66 | 6.6 | 0 | 41 | 35 | 83
2472 | 0 | 61 | 6.1 | 0 | 49 | 45 | 82
2473 | 0 | 61 | 6.1 | 0 | 59 | 45 | 89
2474 | 0 | 61 | 6.1 | 0 | 51 | 40 | 90
2475 | 0 | 66 | 6.6 | 0 | 46 | 45 | 88
2476 | 0 | 66 | 6.6 | 0 | 51 | 50 | 90
2477 | 0 | 66 | 6.6 | 0 | 54 | 50 | 90
2478 | 15 | 61 | 6.1 | 0 | 57 | 50 | 88
2479 | 59 | 55 | 5.5 | 0 | 62 | 55 | 87
2480 | 107 | 55 | 5.5 | 0 | 64 | 55 | 93
2481 | 145 | 61 | 6.1 | 0 | 64 | 50 | 93
2482 | 143 | 88 | 8.8 | 268 | 64 | 55 | 89
2483 | 143 | 88 | 8.8 | 681 | 62 | 60 | 86
2484 | 146 | 111 | 11.1 | 676 | 62 | 55 | 78
2485 | 145 | 116 | 11.6 | 646 | 62 | 50 | 69
2486 | 147 | 116 | 11.6 | 359 | 67 | 55 | 64
2487 | 136 | 116 | 11.6 | 333 | 70 | 55 | 61
2488 | 119 | 111 | 11.1 | 262 | 64 | 55 | 54
2489 | 90 | 100 | 10 | 122 | 62 | 50 | 56
2490 | 18 | 83 | 8.3 | 0 | 67 | 40 | 68
2491 | 0 | 72 | 7.2 | 0 | 64 | 40 | 73
2492 | 0 | 55 | 5.5 | 0 | 57 | 40 | 80
2493 | 0 | 50 | 5 | 0 | 49 | 45 | 82
2494 | 0 | 44 | 4.4 | 0 | 41 | 45 | 83
2495 | 0 | 44 | 4.4 | 0 | 39 | 45 | 85
2496 | 0 | 44 | 4.4 | 0 | 39 | 45 | 88
2497 | 0 | 44 | 4.4 | 0 | 36 | 40 | 89
2498 | 0 | 44 | 4.4 | 0 | 26 | 40 | 89
2499 | 0 | 44 | 4.4 | 0 | 23 | 30 | 89
2500 | 0 | 44 | 4.4 | 0 | 28 | 20 | 89
2501 | 0 | 44 | 4.4 | 0 | 31 | 20 | 89
2502 | 15 | 50 | 5 | 0 | 26 | 25 | 89
2503 | 63 | 50 | 5 | 0 | 26 | 15 | 89
2504 | 107 | 44 | 4.4 | 0 | 28 | 350 | 89
2505 | 148 | 50 | 5 | 0 | 21 | 355 | 84
2506 | 176 | 61 | 6.1 | 0 | 23 | 20 | 82
2507 | 148 | 66 | 6.6 | 262 | 33 | 40 | 74
2508 | 150 | 66 | 6.6 | 270 | 39 | 45 | 70
2509 | 148 | 77 | 7.7 | 266 | 41 | 45 | 66
2510 | 140 | 88 | 8.8 | 221 | 41 | 50 | 61
2511 | 148 | 105 | 10.5 | 0 | 44 | 55 | 57
2512 | 176 | 116 | 11.6 | 0 | 46 | 55 | 56
2513 | 88 | 122 | 12.2 | 0 | 46 | 45 | 55
2514 | 18 | 127 | 12.7 | 0 | 49 | 50 | 54
2515 | 0 | 111 | 11.1 | 0 | 49 | 60 | 55
2516 | 0 | 100 | 10 | 0 | 41 | 60 | 60
2517 | 0 | 94 | 9.4 | 0 | 39 | 60 | 69
2518 | 0 | 72 | 7.2 | 0 | 41 | 50 | 74
2519 | 0 | 50 | 5 | 0 | 44 | 40 | 72
2520 | 0 | 50 | 5 | 0 | 44 | 40 | 62
2521 | 0 | 44 | 4.4 | 0 | 33 | 45 | 72
2522 | 0 | 44 | 4.4 | 0 | 28 | 50 | 78
2523 | 0 | 44 | 4.4 | 0 | 31 | 50 | 81
2524 | 0 | 50 | 5 | 0 | 33 | 45 | 85
2525 | 0 | 55 | 5.5 | 0 | 33 | 40 | 86
2526 | 18 | 55 | 5.5 | 0 | 28 | 55 | 89
2527 | 63 | 61 | 6.1 | 0 | 31 | 65 | 88
2528 | 110 | 77 | 7.7 | 0 | 36 | 60 | 89
2529 | 129 | 77 | 7.7 | 190 | 36 | 65 | 91
2530 | 140 | 83 | 8.3 | 221 | 41 | 75 | 80
2531 | 146 | 94 | 9.4 | 643 | 44 | 80 | 78
2532 | 149 | 105 | 10.5 | 646 | 41 | 65 | 71
2533 | 144 | 122 | 12.2 | 679 | 41 | 60 | 62
2534 | 147 | 122 | 12.2 | 340 | 44 | 70 | 61
2535 | 137 | 127 | 12.7 | 326 | 49 | 75 | 58
2536 | 117 | 133 | 13.3 | 189 | 46 | 80 | 52
2537 | 107 | 127 | 12.7 | 0 | 39 | 75 | 57
2538 | 31 | 116 | 11.6 | 0 | 33 | 60 | 57
2539 | 0 | 94 | 9.4 | 0 | 28 | 55 | 57
2540 | 0 | 72 | 7.2 | 0 | 23 | 100 | 67
2541 | 0 | 61 | 6.1 | 0 | 18 | 135 | 76
2542 | 0 | 55 | 5.5 | 0 | 13 | 140 | 84
2543 | 0 | 50 | 5 | 0 | 8 | 155 | 88
2544 | 0 | 50 | 5 | 0 | 3 | 80 | 91
2545 | 0 | 50 | 5 | 0 | 3 | 295 | 94
2546 | 0 | 50 | 5 | 0 | 8 | 235 | 94
2547 | 0 | 61 | 6.1 | 0 | 13 | 240 | 94
2548 | 0 | 61 | 6.1 | 0 | 13 | 280 | 95
2549 | 0 | 50 | 5 | 0 | 13 | 285 | 94
2550 | 41 | 61 | 6.1 | 0 | 15 | 245 | 94
2551 | 94 | 83 | 8.3 | 159 | 15 | 245 | 92
2552 | 119 | 94 | 9.4 | 276 | 18 | 260 | 90
2553 | 137 | 116 | 11.6 | 331 | 26 | 285 | 78
2554 | 146 | 133 | 13.3 | 312 | 33 | 320 | 77
2555 | 151 | 144 | 14.4 | 592 | 33 | 335 | 78
2556 | 147 | 161 | 16.1 | 674 | 28 | 340 | 77
2557 | 144 | 183 | 18.3 | 683 | 26 | 345 | 67
2558 | 149 | 188 | 18.8 | 367 | 23 | 340 | 64
2559 | 136 | 194 | 19.4 | 278 | 26 | 345 | 60
2560 | 117 | 188 | 18.8 | 189 | 36 | 355 | 52
2561 | 107 | 188 | 18.8 | 0 | 44 | 0 | 53
2562 | 47 | 177 | 17.7 | 0 | 49 | 355 | 52
2563 | 0 | 150 | 15 | 0 | 44 | 5 | 54
2564 | 0 | 127 | 12.7 | 0 | 39 | 20 | 57
2565 | 0 | 116 | 11.6 | 0 | 51 | 10 | 59
2566 | 0 | 105 | 10.5 | 0 | 49 | 355 | 68
2567 | 0 | 100 | 10 | 0 | 33 | 345 | 72
2568 | 0 | 88 | 8.8 | 0 | 31 | 345 | 69
2569 | 0 | 83 | 8.3 | 0 | 41 | 355 | 74
2570 | 0 | 72 | 7.2 | 0 | 51 | 355 | 67
2571 | 0 | 66 | 6.6 | 0 | 49 | 0 | 66
2572 | 0 | 66 | 6.6 | 0 | 44 | 5 | 63
2573 | 0 | 55 | 5.5 | 0 | 33 | 0 | 67
2574 | 22 | 61 | 6.1 | 0 | 26 | 5 | 71
2575 | 66 | 66 | 6.6 | 0 | 31 | 20 | 73
2576 | 113 | 72 | 7.2 | 0 | 46 | 30 | 71
2577 | 201 | 77 | 7.7 | 0 | 57 | 30 | 68
2578 | 145 | 83 | 8.3 | 273 | 51 | 35 | 64
2579 | 152 | 83 | 8.3 | 589 | 51 | 40 | 62
2580 | 153 | 77 | 7.7 | 596 | 57 | 45 | 55
2581 | 152 | 88 | 8.8 | 589 | 57 | 50 | 56
2582 | 147 | 83 | 8.3 | 313 | 57 | 50 | 52
2583 | 151 | 83 | 8.3 | 0 | 54 | 50 | 49
2584 | 113 | 77 | 7.7 | 0 | 51 | 50 | 50
2585 | 69 | 83 | 8.3 | 0 | 51 | 55 | 46
2586 | 50 | 72 | 7.2 | 0 | 44 | 55 | 49
2587 | 0 | 50 | 5 | 0 | 33 | 50 | 49
2588 | 0 | 44 | 4.4 | 0 | 31 | 60 | 50
2589 | 0 | 44 | 4.4 | 0 | 28 | 80 | 52
2590 | 0 | 27 | 2.7 | 0 | 21 | 110 | 55
2591 | 0 | 33 | 3.3 | 0 | 23 | 155 | 64
2592 | 0 | 27 | 2.7 | 0 | 28 | 200 | 69
2593 | 0 | 27 | 2.7 | 0 | 26 | 220 | 74
2594 | 0 | 27 | 2.7 | 0 | 28 | 225 | 77
2595 | 0 | 33 | 3.3 | 0 | 28 | 230 | 78
2596 | 0 | 38 | 3.8 | 0 | 28 | 235 | 77
2597 | 0 | 33 | 3.3 | 0 | 28 | 240 | 77
2598 | 41 | 33 | 3.3 | 0 | 26 | 245 | 80
2599 | 69 | 61 | 6.1 | 0 | 31 | 255 | 84
2600 | 113 | 61 | 6.1 | 0 | 44 | 260 | 80
2601 | 151 | 72 | 7.2 | 0 | 51 | 265 | 76
2602 | 182 | 94 | 9.4 | 0 | 51 | 280 | 66
2603 | 149 | 105 | 10.5 | 264 | 51 | 285 | 64
2604 | 151 | 122 | 12.2 | 272 | 49 | 280 | 61
2605 | 151 | 138 | 13.8 | 595 | 51 | 280 | 59
2606 | 141 | 133 | 13.3 | 224 | 59 | 285 | 52
2607 | 131 | 138 | 13.8 | 196 | 64 | 285 | 48
2608 | 113 | 138 | 13.8 | 0 | 67 | 275 | 46
2609 | 69 | 133 | 13.3 | 0 | 64 | 270 | 61
2610 | 22 | 127 | 12.7 | 0 | 62 | 265 | 54
2611 | 0 | 116 | 11.6 | 0 | 62 | 255 | 65
2612 | 0 | 111 | 11.1 | 0 | 67 | 250 | 74
2613 | 0 | 105 | 10.5 | 0 | 70 | 250 | 79
2614 | 0 | 100 | 10 | 0 | 64 | 250 | 76
2615 | 0 | 94 | 9.4 | 0 | 64 | 255 | 84
2616 | 0 | 88 | 8.8 | 0 | 67 | 265 | 74
2617 | 0 | 77 | 7.7 | 0 | 70 | 270 | 71
2618 | 0 | 83 | 8.3 | 0 | 70 | 270 | 73
2619 | 0 | 88 | 8.8 | 0 | 67 | 270 | 76
2620 | 0 | 94 | 9.4 | 0 | 64 | 270 | 80
2621 | 0 | 88 | 8.8 | 0 | 59 | 270 | 82
2622 | 22 | 88 | 8.8 | 0 | 51 | 265 | 84
2623 | 110 | 88 | 8.8 | 0 | 46 | 260 | 84
2624 | 154 | 94 | 9.4 | 0 | 49 | 295 | 76
2625 | 205 | 100 | 10 | 0 | 59 | 340 | 53
2626 | 182 | 100 | 10 | 0 | 67 | 335 | 54
2627 | 156 | 100 | 10 | 407 | 64 | 320 | 46
2628 | 158 | 100 | 10 | 410 | 59 | 315 | 45
2629 | 155 | 100 | 10 | 515 | 64 | 295 | 49
2630 | 145 | 100 | 10 | 274 | 67 | 285 | 44
2631 | 137 | 111 | 11.1 | 284 | 62 | 300 | 50
2632 | 154 | 111 | 11.1 | 0 | 59 | 305 | 48
2633 | 113 | 105 | 10.5 | 0 | 62 | 290 | 43
2634 | 41 | 105 | 10.5 | 0 | 64 | 285 | 52
2635 | 0 | 94 | 9.4 | 0 | 64 | 290 | 52
2636 | 0 | 83 | 8.3 | 0 | 62 | 285 | 55
2637 | 0 | 83 | 8.3 | 0 | 59 | 275 | 60
2638 | 0 | 77 | 7.7 | 0 | 64 | 275 | 63
2639 | 0 | 72 | 7.2 | 0 | 70 | 280 | 65
2640 | 0 | 44 | 4.4 | 0 | 62 | 290 | 71
2641 | 0 | 33 | 3.3 | 0 | 46 | 300 | 79
2642 | 0 | 27 | 2.7 | 0 | 41 | 300 | 73
2643 | 0 | 22 | 2.2 | 0 | 39 | 295 | 69
2644 | 0 | 22 | 2.2 | 0 | 36 | 280 | 76
2645 | 0 | 22 | 2.2 | 0 | 31 | 270 | 79
2646 | 25 | 33 | 3.3 | 0 | 23 | 285 | 79
2647 | 72 | 33 | 3.3 | 0 | 31 | 315 | 82
2648 | 116 | 44 | 4.4 | 0 | 51 | 345 | 81
2649 | 135 | 66 | 6.6 | 244 | 62 | 10 | 75
2650 | 246 | 72 | 7.2 | 0 | 64 | 15 | 69
2651 | 155 | 66 | 6.6 | 519 | 70 | 5 | 60
2652 | 158 | 72 | 7.2 | 518 | 77 | 0 | 47
2653 | 155 | 77 | 7.7 | 519 | 80 | 355 | 41
2654 | 142 | 72 | 7.2 | 224 | 75 | 350 | 35
2655 | 208 | 77 | 7.7 | 0 | 70 | 350 | 37
2656 | 119 | 72 | 7.2 | 197 | 72 | 345 | 34
2657 | 116 | 55 | 5.5 | 0 | 72 | 345 | 41
2658 | 47 | 61 | 6.1 | 0 | 70 | 355 | 43
2659 | 0 | 38 | 3.8 | 0 | 54 | 10 | 58
2660 | 0 | 27 | 2.7 | 0 | 33 | 20 | 60
2661 | 0 | 16 | 1.6 | 0 | 26 | 10 | 67
2662 | 0 | 22 | 2.2 | 0 | 18 | 320 | 67
2663 | 0 | 22 | 2.2 | 0 | 21 | 295 | 73
2664 | 0 | 11 | 1.1 | 0 | 23 | 310 | 63
2665 | 0 | 11 | 1.1 | 0 | 21 | 290 | 67
2666 | 0 | 5 | 0.5 | 0 | 23 | 275 | 69
2667 | 0 | 11 | 1.1 | 0 | 21 | 275 | 69
2668 | 0 | 11 | 1.1 | 0 | 15 | 255 | 79
2669 | 0 | 5 | 0.5 | 0 | 18 | 245 | 81
2670 | 56 | 11 | 1.1 | 0 | 21 | 250 | 83
2671 | 97 | 33 | 3.3 | 168 | 15 | 250 | 77
2672 | 116 | 50 | 5 | 0 | 18 | 280 | 70
2673 | 154 | 55 | 5.5 | 0 | 26 | 315 | 67
2674 | 186 | 66 | 6.6 | 0 | 28 | 320 | 64
2675 | 156 | 66 | 6.6 | 513 | 31 | 320 | 55
2676 | 158 | 72 | 7.2 | 523 | 28 | 315 | 54
2677 | 156 | 77 | 7.7 | 518 | 28 | 310 | 45
2678 | 249 | 83 | 8.3 | 0 | 36 | 315 | 46
2679 | 157 | 88 | 8.8 | 0 | 41 | 305 | 44
2680 | 116 | 88 | 8.8 | 0 | 46 | 280 | 41
2681 | 72 | 83 | 8.3 | 0 | 51 | 270 | 48
2682 | 28 | 72 | 7.2 | 0 | 51 | 270 | 48
2683 | 0 | 72 | 7.2 | 0 | 54 | 265 | 52
2684 | 0 | 61 | 6.1 | 0 | 59 | 255 | 61
2685 | 0 | 55 | 5.5 | 0 | 57 | 245 | 70
2686 | 0 | 55 | 5.5 | 0 | 57 | 245 | 77
2687 | 0 | 55 | 5.5 | 0 | 59 | 250 | 80
2688 | 0 | 61 | 6.1 | 0 | 51 | 260 | 83
2689 | 0 | 72 | 7.2 | 0 | 46 | 275 | 82
2690 | 0 | 72 | 7.2 | 0 | 44 | 280 | 82
2691 | 0 | 72 | 7.2 | 0 | 39 | 285 | 87
2692 | 0 | 83 | 8.3 | 0 | 33 | 290 | 87
2693 | 0 | 66 | 6.6 | 0 | 31 | 295 | 88
2694 | 28 | 61 | 6.1 | 0 | 28 | 310 | 87
2695 | 72 | 55 | 5.5 | 0 | 31 | 335 | 88
2696 | 119 | 55 | 5.5 | 0 | 41 | 10 | 85
2697 | 157 | 61 | 6.1 | 0 | 46 | 35 | 85
2698 | 186 | 72 | 7.2 | 0 | 46 | 40 | 77
2699 | 151 | 72 | 7.2 | 268 | 49 | 50 | 78
2700 | 153 | 72 | 7.2 | 271 | 49 | 55 | 78
2701 | 158 | 72 | 7.2 | 406 | 46 | 60 | 73
2702 | 186 | 77 | 7.7 | 0 | 49 | 75 | 66
2703 | 157 | 77 | 7.7 | 0 | 44 | 70 | 67
2704 | 157 | 72 | 7.2 | 0 | 36 | 60 | 62
2705 | 119 | 72 | 7.2 | 0 | 39 | 95 | 64
2706 | 59 | 72 | 7.2 | 0 | 36 | 125 | 68
2707 | 0 | 50 | 5 | 0 | 28 | 125 | 65
2708 | 0 | 33 | 3.3 | 0 | 28 | 140 | 71
2709 | 0 | 38 | 3.8 | 0 | 31 | 150 | 73
2710 | 0 | 27 | 2.7 | 0 | 31 | 150 | 76
2711 | 0 | 22 | 2.2 | 0 | 26 | 145 | 77
2712 | 0 | 22 | 2.2 | 0 | 15 | 135 | 79
2713 | 0 | 22 | 2.2 | 0 | 8 | 145 | 83
2714 | 0 | 16 | 1.6 | 0 | 3 | 80 | 86
2715 | 0 | 16 | 1.6 | 0 | 0 | 0 | 91
2716 | 0 | 11 | 1.1 | 0 | 0 | 0 | 94
2717 | 0 | 11 | 1.1 | 0 | 5 | 65 | 92
2718 | 63 | 11 | 1.1 | 0 | 10 | 135 | 92
2719 | 100 | 33 | 3.3 | 204 | 10 | 165 | 81
2720 | 124 | 66 | 6.6 | 289 | 21 | 200 | 71
2721 | 137 | 72 | 7.2 | 244 | 39 | 215 | 65
2722 | 143 | 83 | 8.3 | 226 | 49 | 205 | 63
2723 | 151 | 100 | 10 | 268 | 54 | 190 | 58
2724 | 153 | 105 | 10.5 | 275 | 62 | 190 | 54
2725 | 151 | 105 | 10.5 | 268 | 67 | 205 | 54
2726 | 186 | 111 | 11.1 | 0 | 67 | 215 | 53
2727 | 157 | 111 | 11.1 | 0 | 67 | 220 | 54
2728 | 119 | 105 | 10.5 | 0 | 64 | 230 | 54
2729 | 75 | 100 | 10 | 0 | 62 | 230 | 56
2730 | 28 | 83 | 8.3 | 0 | 54 | 220 | 64
2731 | 0 | 66 | 6.6 | 0 | 44 | 205 | 70
2732 | 0 | 61 | 6.1 | 0 | 39 | 200 | 79
2733 | 0 | 50 | 5 | 0 | 39 | 200 | 87
2734 | 0 | 50 | 5 | 0 | 44 | 195 | 87
2735 | 0 | 50 | 5 | 0 | 46 | 200 | 85
2736 | 0 | 50 | 5 | 0 | 46 | 205 | 88
2737 | 0 | 55 | 5.5 | 0 | 44 | 205 | 88
2738 | 0 | 55 | 5.5 | 0 | 39 | 205 | 93
2739 | 0 | 55 | 5.5 | 0 | 31 | 200 | 94
2740 | 0 | 61 | 6.1 | 0 | 21 | 205 | 96
2741 | 0 | 61 | 6.1 | 0 | 15 | 150 | 94
2742 | 31 | 55 | 5.5 | 0 | 13 | 130 | 94
2743 | 75 | 50 | 5 | 0 | 23 | 90 | 93
2744 | 119 | 50 | 5 | 0 | 44 | 20 | 91
2745 | 157 | 55 | 5.5 | 0 | 54 | 30 | 90
2746 | 189 | 50 | 5 | 0 | 54 | 65 | 86
2747 | 152 | 55 | 5.5 | 269 | 54 | 110 | 86
2748 | 153 | 61 | 6.1 | 273 | 57 | 125 | 82
2749 | 152 | 77 | 7.7 | 269 | 54 | 130 | 84
2750 | 189 | 77 | 7.7 | 0 | 49 | 125 | 76
2751 | 137 | 83 | 8.3 | 249 | 44 | 125 | 74
2752 | 192 | 94 | 9.4 | 0 | 41 | 130 | 78
2753 | 100 | 88 | 8.8 | 0 | 36 | 120 | 75
2754 | 31 | 88 | 8.8 | 0 | 36 | 110 | 71
2755 | 0 | 72 | 7.2 | 0 | 33 | 95 | 70
2756 | 0 | 50 | 5 | 0 | 28 | 90 | 64
2757 | 0 | 44 | 4.4 | 0 | 31 | 100 | 63
2758 | 0 | 33 | 3.3 | 0 | 31 | 95 | 65
2759 | 0 | 33 | 3.3 | 0 | 31 | 80 | 64
2760 | 0 | 22 | 2.2 | 0 | 28 | 60 | 70
2761 | 0 | 22 | 2.2 | 0 | 26 | 55 | 73
2762 | 0 | 16 | 1.6 | 0 | 23 | 65 | 79
2763 | 0 | 16 | 1.6 | 0 | 21 | 50 | 79
2764 | 0 | 16 | 1.6 | 0 | 21 | 35 | 77
2765 | 0 | 16 | 1.6 | 0 | 13 | 55 | 81
2766 | 69 | 16 | 1.6 | 263 | 3 | 35 | 87
2767 | 102 | 44 | 4.4 | 204 | 0 | 0 | 91
2768 | 126 | 83 | 8.3 | 288 | 0 | 0 | 90
2769 | 142 | 100 | 10 | 342 | 5 | 60 | 81
2770 | 151 | 111 | 11.1 | 361 | 18 | 115 | 68
2771 | 148 | 116 | 11.6 | 682 | 28 | 130 | 53
2772 | 150 | 122 | 12.2 | 687 | 31 | 195 | 50
2773 | 149 | 122 | 12.2 | 668 | 31 | 230 | 46
2774 | 151 | 122 | 12.2 | 361 | 28 | 215 | 47
2775 | 141 | 127 | 12.7 | 327 | 26 | 220 | 46
2776 | 122 | 122 | 12.2 | 204 | 23 | 245 | 46
2777 | 78 | 105 | 10.5 | 0 | 26 | 285 | 51
2778 | 31 | 94 | 9.4 | 0 | 31 | 320 | 43
2779 | 0 | 83 | 8.3 | 0 | 31 | 300 | 41
2780 | 0 | 72 | 7.2 | 0 | 36 | 270 | 55
2781 | 0 | 66 | 6.6 | 0 | 33 | 265 | 58
2782 | 0 | 66 | 6.6 | 0 | 21 | 265 | 59
2783 | 0 | 61 | 6.1 | 0 | 10 | 225 | 63
2784 | 0 | 61 | 6.1 | 0 | 10 | 190 | 69
2785 | 0 | 61 | 6.1 | 0 | 15 | 210 | 70
2786 | 0 | 55 | 5.5 | 0 | 10 | 230 | 72
2787 | 0 | 61 | 6.1 | 0 | 5 | 240 | 73
2788 | 0 | 55 | 5.5 | 0 | 3 | 300 | 78
2789 | 0 | 55 | 5.5 | 0 | 0 | 0 | 80
2790 | 31 | 55 | 5.5 | 0 | 0 | 0 | 82
2791 | 78 | 83 | 8.3 | 0 | 3 | 285 | 83
2792 | 123 | 88 | 8.8 | 0 | 3 | 285 | 78
2793 | 134 | 100 | 10 | 205 | 0 | 0 | 71
2794 | 152 | 122 | 12.2 | 361 | 13 | 45 | 65
2795 | 132 | 133 | 13.3 | 833 | 33 | 100 | 55
2796 | 151 | 138 | 13.8 | 675 | 46 | 95 | 49
2797 | 150 | 138 | 13.8 | 665 | 57 | 75 | 43
2798 | 152 | 138 | 13.8 | 370 | 62 | 70 | 49
2799 | 119 | 138 | 13.8 | 782 | 64 | 70 | 49
2800 | 108 | 133 | 13.3 | 713 | 67 | 65 | 45
2801 | 92 | 133 | 13.3 | 591 | 70 | 60 | 49
2802 | 69 | 116 | 11.6 | 279 | 72 | 65 | 45
2803 | 0 | 88 | 8.8 | 0 | 70 | 75 | 42
2804 | 0 | 72 | 7.2 | 0 | 59 | 95 | 43
2805 | 0 | 66 | 6.6 | 0 | 46 | 110 | 58
2806 | 0 | 61 | 6.1 | 0 | 39 | 100 | 52
2807 | 0 | 50 | 5 | 0 | 39 | 80 | 54
2808 | 0 | 44 | 4.4 | 0 | 39 | 65 | 56
2809 | 0 | 38 | 3.8 | 0 | 31 | 55 | 58
2810 | 0 | 38 | 3.8 | 0 | 23 | 45 | 65
2811 | 0 | 33 | 3.3 | 0 | 23 | 40 | 64
2812 | 0 | 27 | 2.7 | 0 | 23 | 45 | 67
2813 | 0 | 27 | 2.7 | 0 | 23 | 40 | 69
2814 | 53 | 38 | 3.8 | 0 | 28 | 40 | 65
2815 | 99 | 55 | 5.5 | 131 | 31 | 50 | 75
2816 | 125 | 72 | 7.2 | 240 | 36 | 50 | 62
2817 | 134 | 100 | 10 | 201 | 46 | 55 | 50
2818 | 147 | 111 | 11.1 | 253 | 54 | 55 | 46
2819 | 158 | 116 | 11.6 | 518 | 62 | 45 | 54
2820 | 161 | 133 | 13.3 | 417 | 64 | 50 | 52
2821 | 159 | 138 | 13.8 | 410 | 62 | 60 | 49
2822 | 255 | 144 | 14.4 | 0 | 59 | 65 | 49
2823 | 160 | 144 | 14.4 | 0 | 59 | 65 | 50
2824 | 123 | 138 | 13.8 | 0 | 64 | 65 | 49
2825 | 78 | 111 | 11.1 | 0 | 64 | 60 | 52
2826 | 34 | 111 | 11.1 | 0 | 64 | 45 | 57
2827 | 0 | 100 | 10 | 0 | 64 | 45 | 65
2828 | 0 | 100 | 10 | 0 | 59 | 45 | 71
2829 | 0 | 100 | 10 | 0 | 51 | 50 | 80
2830 | 0 | 100 | 10 | 0 | 46 | 60 | 76
2831 | 0 | 100 | 10 | 0 | 41 | 65 | 73
2832 | 0 | 88 | 8.8 | 0 | 33 | 80 | 71
2833 | 0 | 94 | 9.4 | 0 | 31 | 75 | 70
2834 | 0 | 88 | 8.8 | 0 | 28 | 55 | 75
2835 | 0 | 88 | 8.8 | 0 | 26 | 55 | 80
2836 | 0 | 83 | 8.3 | 0 | 26 | 60 | 78
2837 | 0 | 88 | 8.8 | 0 | 28 | 60 | 80
2838 | 69 | 100 | 10 | 0 | 33 | 60 | 80
2839 | 110 | 94 | 9.4 | 0 | 36 | 55 | 80
2840 | 126 | 105 | 10.5 | 0 | 46 | 55 | 74
2841 | 164 | 111 | 11.1 | 0 | 59 | 60 | 69
2842 | 147 | 116 | 11.6 | 258 | 62 | 65 | 67
2843 | 153 | 116 | 11.6 | 271 | 62 | 55 | 65
2844 | 155 | 122 | 12.2 | 275 | 59 | 40 | 65
2845 | 153 | 127 | 12.7 | 267 | 57 | 45 | 64
2846 | 147 | 127 | 12.7 | 253 | 54 | 45 | 65
2847 | 164 | 127 | 12.7 | 0 | 49 | 40 | 66
2848 | 123 | 122 | 12.2 | 0 | 51 | 45 | 65
2849 | 107 | 122 | 12.2 | 0 | 51 | 55 | 66
2850 | 53 | 116 | 11.6 | 0 | 46 | 60 | 66
2851 | 0 | 111 | 11.1 | 0 | 41 | 60 | 65
2852 | 0 | 83 | 8.3 | 0 | 36 | 50 | 67
2853 | 0 | 72 | 7.2 | 0 | 31 | 55 | 70
2854 | 0 | 66 | 6.6 | 0 | 21 | 55 | 73
2855 | 0 | 55 | 5.5 | 0 | 10 | 95 | 78
2856 | 0 | 50 | 5 | 0 | 5 | 155 | 84
2857 | 0 | 44 | 4.4 | 0 | 10 | 195 | 88
2858 | 0 | 44 | 4.4 | 0 | 21 | 235 | 88
2859 | 0 | 44 | 4.4 | 0 | 21 | 245 | 89
2860 | 0 | 44 | 4.4 | 0 | 8 | 305 | 89
2861 | 0 | 44 | 4.4 | 0 | 5 | 305 | 90
2862 | 72 | 61 | 6.1 | 0 | 21 | 250 | 92
2863 | 100 | 83 | 8.3 | 133 | 28 | 255 | 90
2864 | 124 | 105 | 10.5 | 205 | 28 | 255 | 88
2865 | 135 | 127 | 12.7 | 203 | 28 | 250 | 81
2866 | 154 | 150 | 15 | 496 | 31 | 260 | 79
2867 | 156 | 166 | 16.6 | 596 | 39 | 270 | 73
2868 | 158 | 172 | 17.2 | 597 | 44 | 280 | 61
2869 | 153 | 166 | 16.6 | 271 | 51 | 275 | 60
2870 | 147 | 166 | 16.6 | 258 | 54 | 265 | 64
2871 | 164 | 166 | 16.6 | 0 | 57 | 270 | 65
2872 | 167 | 166 | 16.6 | 0 | 62 | 265 | 63
2873 | 82 | 155 | 15.5 | 0 | 59 | 265 | 67
2874 | 47 | 150 | 15 | 0 | 54 | 275 | 64
2875 | 0 | 127 | 12.7 | 0 | 51 | 300 | 59
2876 | 0 | 122 | 12.2 | 0 | 54 | 330 | 61
2877 | 0 | 100 | 10 | 0 | 51 | 335 | 56
2878 | 0 | 94 | 9.4 | 0 | 49 | 320 | 57
2879 | 0 | 83 | 8.3 | 0 | 46 | 335 | 68
2880 | 0 | 66 | 6.6 | 0 | 41 | 0 | 65
2881 | 0 | 55 | 5.5 | 0 | 39 | 0 | 67
2882 | 0 | 55 | 5.5 | 0 | 31 | 350 | 66
2883 | 0 | 50 | 5 | 0 | 23 | 335 | 69
2884 | 0 | 50 | 5 | 0 | 21 | 330 | 70
2885 | 3 | 44 | 4.4 | 0 | 26 | 330 | 68
2886 | 53 | 50 | 5 | 0 | 33 | 325 | 69
2887 | 101 | 61 | 6.1 | 127 | 36 | 315 | 63
2888 | 127 | 66 | 6.6 | 270 | 41 | 310 | 69
2889 | 139 | 66 | 6.6 | 246 | 49 | 315 | 63
2890 | 153 | 77 | 7.7 | 506 | 54 | 315 | 52
2891 | 155 | 61 | 6.1 | 615 | 54 | 320 | 48
2892 | 152 | 72 | 7.2 | 689 | 62 | 325 | 50
2893 | 155 | 83 | 8.3 | 615 | 67 | 305 | 52
2894 | 150 | 50 | 5 | 595 | 67 | 315 | 57
2895 | 139 | 61 | 6.1 | 243 | 59 | 330 | 69
2896 | 128 | 44 | 4.4 | 312 | 51 | 330 | 58
2897 | 106 | 61 | 6.1 | 227 | 54 | 330 | 60
2898 | 71 | 61 | 6.1 | 81 | 51 | 300 | 61
2899 | 0 | 50 | 5 | 0 | 39 | 320 | 61
2900 | 0 | 38 | 3.8 | 0 | 46 | 340 | 70
2901 | 0 | 44 | 4.4 | 0 | 46 | 280 | 87
2902 | 0 | 33 | 3.3 | 0 | 26 | 240 | 91
2903 | 0 | 33 | 3.3 | 0 | 26 | 265 | 88
2904 | 0 | 33 | 3.3 | 0 | 26 | 295 | 87
2905 | 0 | 27 | 2.7 | 0 | 23 | 300 | 88
2906 | 0 | 27 | 2.7 | 0 | 21 | 305 | 90
2907 | 0 | 27 | 2.7 | 0 | 23 | 315 | 88
2908 | 0 | 27 | 2.7 | 0 | 26 | 330 | 86
2909 | 3 | 16 | 1.6 | 0 | 26 | 345 | 88
2910 | 53 | 22 | 2.2 | 0 | 33 | 5 | 88
2911 | 119 | 27 | 2.7 | 0 | 41 | 20 | 80
2912 | 130 | 33 | 3.3 | 316 | 51 | 20 | 83
2913 | 143 | 50 | 5 | 312 | 64 | 35 | 77
2914 | 146 | 50 | 5 | 660 | 59 | 40 | 70
2915 | 144 | 72 | 7.2 | 748 | 51 | 30 | 69
2916 | 149 | 83 | 8.3 | 726 | 54 | 30 | 55
2917 | 150 | 77 | 7.7 | 682 | 57 | 25 | 48
2918 | 149 | 77 | 7.7 | 599 | 57 | 30 | 48
2919 | 144 | 61 | 6.1 | 366 | 62 | 30 | 45
2920 | 127 | 55 | 5.5 | 270 | 54 | 25 | 36
2921 | 100 | 44 | 4.4 | 133 | 46 | 30 | 54
2922 | 66 | 38 | 3.8 | 0 | 46 | 45 | 56
2923 | 3 | 27 | 2.7 | 0 | 41 | 55 | 68
2924 | 0 | 27 | 2.7 | 0 | 28 | 15 | 73
2925 | 0 | 22 | 2.2 | 0 | 21 | 340 | 70
2926 | 0 | 16 | 1.6 | 0 | 18 | 330 | 73
2927 | 0 | 16 | 1.6 | 0 | 18 | 300 | 62
2928 | 0 | 11 | 1.1 | 0 | 26 | 270 | 69
2929 | 0 | 5 | 0.5 | 0 | 23 | 270 | 79
2930 | 0 | 5 | 0.5 | 0 | 10 | 320 | 78
2931 | 0 | 0 | 0 | 0 | 3 | 320 | 92
2932 | 0 | 0 | 0 | 0 | 8 | 270 | 90
2933 | 6 | 0 | 0 | 0 | 13 | 240 | 87
2934 | 76 | 5 | 0.5 | 144 | 15 | 225 | 93
2935 | 108 | 22 | 2.2 | 274 | 15 | 245 | 88
2936 | 130 | 44 | 4.4 | 358 | 18 | 255 | 76
2937 | 145 | 66 | 6.6 | 410 | 26 | 260 | 64
2938 | 146 | 72 | 7.2 | 664 | 41 | 265 | 59
2939 | 147 | 88 | 8.8 | 721 | 51 | 260 | 51
2940 | 153 | 94 | 9.4 | 686 | 54 | 255 | 44
2941 | 151 | 100 | 10 | 680 | 64 | 235 | 47
2942 | 146 | 100 | 10 | 660 | 72 | 215 | 51
2943 | 145 | 100 | 10 | 406 | 77 | 215 | 53
2944 | 130 | 105 | 10.5 | 316 | 85 | 220 | 52
2945 | 105 | 88 | 8.8 | 185 | 82 | 225 | 50
2946 | 66 | 83 | 8.3 | 0 | 77 | 225 | 48
2947 | 3 | 77 | 7.7 | 0 | 77 | 210 | 50
2948 | 0 | 72 | 7.2 | 0 | 75 | 190 | 58
2949 | 0 | 66 | 6.6 | 0 | 80 | 185 | 59
2950 | 0 | 72 | 7.2 | 0 | 85 | 190 | 62
2951 | 0 | 72 | 7.2 | 0 | 90 | 190 | 73
2952 | 0 | 72 | 7.2 | 0 | 95 | 190 | 76
2953 | 0 | 61 | 6.1 | 0 | 90 | 190 | 83
2954 | 0 | 55 | 5.5 | 0 | 88 | 190 | 85
2955 | 0 | 55 | 5.5 | 0 | 88 | 195 | 83
2956 | 0 | 61 | 6.1 | 0 | 88 | 200 | 84
2957 | 3 | 61 | 6.1 | 0 | 88 | 200 | 83
2958 | 56 | 66 | 6.6 | 0 | 90 | 200 | 85
2959 | 123 | 66 | 6.6 | 0 | 95 | 200 | 88
2960 | 182 | 66 | 6.6 | 0 | 98 | 200 | 87
2961 | 236 | 72 | 7.2 | 0 | 98 | 200 | 86
2962 | 155 | 77 | 7.7 | 391 | 98 | 195 | 89
2963 | 160 | 77 | 7.7 | 406 | 98 | 190 | 86
2964 | 163 | 83 | 8.3 | 407 | 103 | 190 | 85
2965 | 160 | 105 | 10.5 | 402 | 111 | 190 | 73
2966 | 155 | 100 | 10 | 387 | 106 | 190 | 76
2967 | 233 | 100 | 10 | 0 | 88 | 190 | 83
2968 | 182 | 105 | 10.5 | 0 | 64 | 190 | 84
2969 | 119 | 105 | 10.5 | 0 | 70 | 190 | 86
2970 | 56 | 111 | 11.1 | 0 | 90 | 195 | 82
2971 | 3 | 105 | 10.5 | 0 | 82 | 195 | 87
2972 | 0 | 94 | 9.4 | 0 | 70 | 190 | 84
2973 | 0 | 94 | 9.4 | 0 | 57 | 180 | 85
2974 | 0 | 94 | 9.4 | 0 | 46 | 180 | 84
2975 | 0 | 94 | 9.4 | 0 | 46 | 190 | 80
2976 | 0 | 100 | 10 | 0 | 44 | 190 | 79
2977 | 0 | 94 | 9.4 | 0 | 41 | 185 | 78
2978 | 0 | 88 | 8.8 | 0 | 41 | 180 | 80
2979 | 0 | 83 | 8.3 | 0 | 41 | 180 | 81
2980 | 0 | 83 | 8.3 | 0 | 39 | 180 | 82
2981 | 6 | 83 | 8.3 | 0 | 49 | 180 | 81
2982 | 59 | 88 | 8.8 | 0 | 59 | 175 | 79
2983 | 123 | 94 | 9.4 | 0 | 54 | 170 | 88
2984 | 186 | 100 | 10 | 0 | 51 | 165 | 88
2985 | 236 | 100 | 10 | 0 | 57 | 160 | 88
2986 | 155 | 94 | 9.4 | 390 | 67 | 165 | 80
2987 | 161 | 100 | 10 | 403 | 64 | 175 | 79
2988 | 163 | 105 | 10.5 | 407 | 51 | 185 | 79
2989 | 161 | 105 | 10.5 | 403 | 44 | 205 | 92
2990 | 155 | 105 | 10.5 | 391 | 39 | 225 | 88
2991 | 236 | 105 | 10.5 | 0 | 39 | 215 | 86
2992 | 182 | 100 | 10 | 0 | 46 | 205 | 85
2993 | 123 | 105 | 10.5 | 0 | 51 | 210 | 82
2994 | 56 | 100 | 10 | 0 | 49 | 205 | 80
2995 | 3 | 94 | 9.4 | 0 | 44 | 185 | 82
2996 | 0 | 88 | 8.8 | 0 | 36 | 165 | 84
2997 | 0 | 83 | 8.3 | 0 | 33 | 170 | 87
2998 | 0 | 83 | 8.3 | 0 | 41 | 190 | 89
2999 | 0 | 77 | 7.7 | 0 | 39 | 200 | 89
3000 | 0 | 77 | 7.7 | 0 | 33 | 200 | 92
3001 | 0 | 83 | 8.3 | 0 | 44 | 210 | 92
3002 | 0 | 83 | 8.3 | 0 | 44 | 205 | 96
3003 | 0 | 77 | 7.7 | 0 | 39 | 190 | 96
3004 | 0 | 77 | 7.7 | 0 | 39 | 200 | 97
3005 | 6 | 72 | 7.2 | 0 | 36 | 205 | 96
3006 | 59 | 77 | 7.7 | 0 | 33 | 205 | 96
3007 | 109 | 88 | 8.8 | 192 | 33 | 235 | 95
3008 | 130 | 94 | 9.4 | 268 | 33 | 240 | 88
3009 | 239 | 83 | 8.3 | 0 | 41 | 220 | 85
3010 | 151 | 111 | 11.1 | 603 | 59 | 220 | 84
3011 | 160 | 116 | 11.6 | 527 | 70 | 220 | 69
3012 | 163 | 116 | 11.6 | 529 | 72 | 215 | 65
3013 | 156 | 100 | 10 | 616 | 72 | 215 | 66
3014 | 151 | 127 | 12.7 | 599 | 75 | 220 | 62
3015 | 146 | 133 | 13.3 | 364 | 75 | 225 | 58
3016 | 131 | 133 | 13.3 | 356 | 77 | 235 | 54
3017 | 109 | 127 | 12.7 | 232 | 80 | 235 | 59
3018 | 77 | 122 | 12.2 | 105 | 75 | 225 | 61
3019 | 6 | 105 | 10.5 | 0 | 64 | 225 | 62
3020 | 0 | 94 | 9.4 | 0 | 54 | 230 | 66
3021 | 0 | 83 | 8.3 | 0 | 49 | 220 | 72
3022 | 0 | 72 | 7.2 | 0 | 44 | 205 | 78
3023 | 0 | 66 | 6.6 | 0 | 41 | 205 | 84
3024 | 0 | 66 | 6.6 | 0 | 39 | 210 | 85
3025 | 0 | 66 | 6.6 | 0 | 39 | 210 | 85
3026 | 0 | 66 | 6.6 | 0 | 41 | 215 | 84
3027 | 0 | 72 | 7.2 | 0 | 44 | 220 | 85
3028 | 0 | 66 | 6.6 | 0 | 44 | 225 | 89
3029 | 6 | 66 | 6.6 | 0 | 41 | 225 | 89
3030 | 63 | 77 | 7.7 | 0 | 44 | 215 | 89
3031 | 126 | 83 | 8.3 | 0 | 41 | 215 | 88
3032 | 189 | 88 | 8.8 | 0 | 44 | 225 | 91
3033 | 145 | 83 | 8.3 | 317 | 54 | 240 | 74
3034 | 152 | 88 | 8.8 | 602 | 57 | 240 | 80
3035 | 161 | 77 | 7.7 | 402 | 59 | 235 | 71
3036 | 163 | 94 | 9.4 | 529 | 57 | 235 | 68
3037 | 161 | 116 | 11.6 | 402 | 51 | 235 | 77
3038 | 155 | 122 | 12.2 | 390 | 62 | 235 | 73
3039 | 236 | 88 | 8.8 | 0 | 75 | 235 | 72
3040 | 126 | 116 | 11.6 | 208 | 75 | 240 | 76
3041 | 107 | 105 | 10.5 | 194 | 67 | 240 | 71
3042 | 75 | 105 | 10.5 | 0 | 59 | 240 | 72
3043 | 3 | 100 | 10 | 0 | 54 | 240 | 76
3044 | 0 | 94 | 9.4 | 0 | 51 | 240 | 79
3045 | 0 | 83 | 8.3 | 0 | 49 | 240 | 80
3046 | 0 | 83 | 8.3 | 0 | 46 | 240 | 86
3047 | 0 | 77 | 7.7 | 0 | 44 | 235 | 85
3048 | 0 | 72 | 7.2 | 0 | 36 | 230 | 86
3049 | 0 | 66 | 6.6 | 0 | 28 | 230 | 92
3050 | 0 | 66 | 6.6 | 0 | 33 | 235 | 91
3051 | 0 | 55 | 5.5 | 0 | 41 | 240 | 92
3052 | 0 | 61 | 6.1 | 0 | 39 | 235 | 90
3053 | 12 | 61 | 6.1 | 0 | 36 | 220 | 93
3054 | 82 | 77 | 7.7 | 0 | 36 | 215 | 90
3055 | 111 | 94 | 9.4 | 247 | 41 | 225 | 88
3056 | 127 | 105 | 10.5 | 209 | 57 | 235 | 83
3057 | 146 | 122 | 12.2 | 374 | 67 | 240 | 75
3058 | 144 | 127 | 12.7 | 706 | 75 | 240 | 68
3059 | 148 | 138 | 13.8 | 724 | 77 | 240 | 65
3060 | 159 | 122 | 12.2 | 616 | 82 | 245 | 67
3061 | 152 | 138 | 13.8 | 680 | 88 | 250 | 57
3062 | 152 | 133 | 13.3 | 596 | 90 | 250 | 57
3063 | 146 | 144 | 14.4 | 363 | 95 | 250 | 52
3064 | 132 | 138 | 13.8 | 379 | 93 | 255 | 53
3065 | 111 | 138 | 13.8 | 318 | 95 | 260 | 51
3066 | 80 | 133 | 13.3 | 140 | 95 | 260 | 51
3067 | 9 | 116 | 11.6 | 0 | 88 | 260 | 52
3068 | 0 | 105 | 10.5 | 0 | 72 | 260 | 59
3069 | 0 | 100 | 10 | 0 | 49 | 250 | 65
3070 | 0 | 77 | 7.7 | 0 | 33 | 235 | 75
3071 | 0 | 72 | 7.2 | 0 | 31 | 235 | 76
3072 | 0 | 72 | 7.2 | 0 | 33 | 240 | 84
3073 | 0 | 61 | 6.1 | 0 | 31 | 235 | 87
3074 | 0 | 72 | 7.2 | 0 | 18 | 230 | 86
3075 | 0 | 77 | 7.7 | 0 | 13 | 240 | 83
3076 | 0 | 77 | 7.7 | 0 | 8 | 305 | 86
3077 | 9 | 83 | 8.3 | 0 | 0 | 0 | 88
3078 | 66 | 88 | 8.8 | 0 | 8 | 280 | 90
3079 | 129 | 94 | 9.4 | 0 | 18 | 215 | 88
3080 | 128 | 105 | 10.5 | 209 | 21 | 230 | 83
3081 | 142 | 122 | 12.2 | 245 | 21 | 265 | 80
3082 | 157 | 122 | 12.2 | 389 | 15 | 290 | 78
3083 | 162 | 133 | 13.3 | 403 | 15 | 240 | 71
3084 | 163 | 138 | 13.8 | 527 | 23 | 210 | 69
3085 | 152 | 155 | 15.5 | 684 | 31 | 215 | 64
3086 | 147 | 150 | 15 | 663 | 26 | 220 | 59
3087 | 141 | 155 | 15.5 | 245 | 21 | 220 | 55
3088 | 132 | 155 | 15.5 | 409 | 28 | 215 | 54
3089 | 111 | 161 | 16.1 | 326 | 26 | 245 | 56
3090 | 80 | 150 | 15 | 132 | 23 | 250 | 54
3091 | 9 | 138 | 13.8 | 0 | 26 | 235 | 54
3092 | 0 | 116 | 11.6 | 0 | 21 | 240 | 61
3093 | 0 | 111 | 11.1 | 0 | 21 | 235 | 73
3094 | 0 | 105 | 10.5 | 0 | 18 | 225 | 75
3095 | 0 | 88 | 8.8 | 0 | 5 | 290 | 84
3096 | 0 | 88 | 8.8 | 0 | 0 | 0 | 88
3097 | 0 | 83 | 8.3 | 0 | 3 | 290 | 95
3098 | 0 | 66 | 6.6 | 0 | 5 | 220 | 93
3099 | 0 | 61 | 6.1 | 0 | 3 | 290 | 96
3100 | 0 | 44 | 4.4 | 0 | 0 | 0 | 95
3101 | 12 | 44 | 4.4 | 0 | 0 | 0 | 96
3102 | 85 | 55 | 5.5 | 0 | 0 | 0 | 99
3103 | 111 | 66 | 6.6 | 208 | 0 | 0 | 93
3104 | 133 | 122 | 12.2 | 407 | 13 | 55 | 89
3105 | 147 | 155 | 15.5 | 440 | 33 | 110 | 68
3106 | 152 | 172 | 17.2 | 603 | 46 | 115 | 60
3107 | 158 | 177 | 17.7 | 617 | 51 | 125 | 59
3108 | 160 | 183 | 18.3 | 619 | 54 | 125 | 54
3109 | 153 | 194 | 19.4 | 681 | 59 | 130 | 49
3110 | 145 | 194 | 19.4 | 702 | 64 | 140 | 48
3111 | 147 | 194 | 19.4 | 413 | 70 | 135 | 48
3112 | 132 | 188 | 18.8 | 362 | 70 | 125 | 43
3113 | 111 | 183 | 18.3 | 247 | 70 | 120 | 42
3114 | 91 | 172 | 17.2 | 0 | 67 | 120 | 41
3115 | 12 | 150 | 15 | 0 | 62 | 125 | 49
3116 | 0 | 122 | 12.2 | 0 | 59 | 120 | 48
3117 | 0 | 116 | 11.6 | 0 | 54 | 110 | 54
3118 | 0 | 111 | 11.1 | 0 | 49 | 105 | 60
3119 | 0 | 100 | 10 | 0 | 46 | 105 | 63
3120 | 0 | 100 | 10 | 0 | 54 | 110 | 71
3121 | day | 11 | 1.1 | month | 5
3122 | 0 | 94 | 9.4 | 0 | 54 | 110 | 72
3123 | 0 | 88 | 8.8 | 0 | 39 | 105 | 78
3124 | 0 | 94 | 9.4 | 0 | 36 | 105 | 80
3125 | 0 | 88 | 8.8 | 0 | 39 | 105 | 83
3126 | 18 | 88 | 8.8 | 0 | 33 | 95 | 85
3127 | 84 | 105 | 10.5 | 189 | 33 | 85 | 88
3128 | 113 | 133 | 13.3 | 349 | 36 | 80 | 82
3129 | 133 | 150 | 15 | 425 | 41 | 75 | 78
3130 | 148 | 172 | 17.2 | 473 | 44 | 70 | 72
3131 | 141 | 188 | 18.8 | 743 | 41 | 70 | 64
3132 | 146 | 194 | 19.4 | 755 | 44 | 75 | 62
3133 | 151 | 205 | 20.5 | 725 | 49 | 85 | 58
3134 | 162 | 216 | 21.6 | 403 | 54 | 95 | 53
3135 | 157 | 227 | 22.7 | 389 | 54 | 100 | 49
3136 | 242 | 227 | 22.7 | 0 | 54 | 95 | 54
3137 | 189 | 216 | 21.6 | 0 | 64 | 125 | 41
3138 | 129 | 211 | 21.1 | 0 | 64 | 170 | 48
3139 | 66 | 200 | 20 | 0 | 59 | 180 | 46
3140 | 9 | 183 | 18.3 | 0 | 46 | 185 | 48
3141 | 0 | 161 | 16.1 | 0 | 28 | 185 | 59
3142 | 0 | 161 | 16.1 | 0 | 18 | 175 | 71
3143 | 0 | 155 | 15.5 | 0 | 8 | 180 | 74
3144 | 0 | 144 | 14.4 | 0 | 3 | 275 | 78
3145 | 0 | 150 | 15 | 0 | 0 | 0 | 86
3146 | 0 | 144 | 14.4 | 0 | 3 | 40 | 86
3147 | 0 | 133 | 13.3 | 0 | 8 | 75 | 83
3148 | 0 | 133 | 13.3 | 0 | 5 | 35 | 83
3149 | 0 | 127 | 12.7 | 0 | 3 | 40 | 88
3150 | 18 | 122 | 12.2 | 0 | 10 | 95 | 92
3151 | 83 | 127 | 12.7 | 121 | 10 | 100 | 92
3152 | 113 | 155 | 15.5 | 251 | 3 | 45 | 88
3153 | 134 | 177 | 17.7 | 328 | 0 | 0 | 80
3154 | 148 | 183 | 18.3 | 372 | 8 | 90 | 75
3155 | 153 | 200 | 20 | 602 | 28 | 180 | 68
3156 | 162 | 200 | 20 | 525 | 36 | 185 | 64
3157 | 164 | 205 | 20.5 | 409 | 33 | 190 | 69
3158 | 158 | 200 | 20 | 615 | 21 | 170 | 84
3159 | 157 | 177 | 17.7 | 389 | 15 | 145 | 85
3160 | 242 | 183 | 18.3 | 0 | 33 | 150 | 75
3161 | 192 | 177 | 17.7 | 0 | 44 | 165 | 68
3162 | 112 | 183 | 18.3 | 244 | 49 | 170 | 60
3163 | 81 | 172 | 17.2 | 109 | 49 | 180 | 58
3164 | 12 | 161 | 16.1 | 0 | 44 | 190 | 63
3165 | 0 | 144 | 14.4 | 0 | 33 | 180 | 67
3166 | 0 | 138 | 13.8 | 0 | 28 | 170 | 71
3167 | 0 | 133 | 13.3 | 0 | 31 | 170 | 75
3168 | 0 | 127 | 12.7 | 0 | 31 | 175 | 77
3169 | 0 | 122 | 12.2 | 0 | 26 | 175 | 79
3170 | 0 | 122 | 12.2 | 0 | 15 | 225 | 84
3171 | 0 | 105 | 10.5 | 0 | 10 | 280 | 82
3172 | 0 | 105 | 10.5 | 0 | 5 | 320 | 83
3173 | 0 | 105 | 10.5 | 0 | 3 | 315 | 79
3174 | 12 | 105 | 10.5 | 0 | 10 | 270 | 87
3175 | 72 | 105 | 10.5 | 0 | 8 | 315 | 89
3176 | 135 | 105 | 10.5 | 0 | 5 | 305 | 87
3177 | 195 | 116 | 11.6 | 0 | 13 | 250 | 87
3178 | 246 | 116 | 11.6 | 0 | 18 | 250 | 82
3179 | 157 | 116 | 11.6 | 394 | 21 | 255 | 84
3180 | 163 | 122 | 12.2 | 403 | 21 | 270 | 75
3181 | 164 | 133 | 13.3 | 408 | 21 | 260 | 72
3182 | 154 | 150 | 15 | 680 | 21 | 235 | 69
3183 | 149 | 166 | 16.6 | 662 | 23 | 250 | 61
3184 | 146 | 172 | 17.2 | 318 | 26 | 280 | 59
3185 | 131 | 177 | 17.7 | 273 | 23 | 260 | 56
3186 | 132 | 172 | 17.2 | 0 | 13 | 230 | 53
3187 | 66 | 166 | 16.6 | 0 | 21 | 220 | 54
3188 | 9 | 144 | 14.4 | 0 | 33 | 215 | 59
3189 | 0 | 133 | 13.3 | 0 | 31 | 220 | 61
3190 | 0 | 127 | 12.7 | 0 | 21 | 220 | 70
3191 | 0 | 116 | 11.6 | 0 | 5 | 290 | 80
3192 | 0 | 111 | 11.1 | 0 | 0 | 0 | 85
3193 | 0 | 100 | 10 | 0 | 0 | 0 | 79
3194 | 0 | 100 | 10 | 0 | 15 | 55 | 77
3195 | 0 | 100 | 10 | 0 | 39 | 100 | 88
3196 | 0 | 100 | 10 | 0 | 39 | 75 | 92
3197 | 0 | 100 | 10 | 0 | 36 | 65 | 92
3198 | 12 | 94 | 9.4 | 0 | 41 | 75 | 92
3199 | 72 | 88 | 8.8 | 0 | 41 | 80 | 89
3200 | 135 | 88 | 8.8 | 0 | 39 | 70 | 89
3201 | 195 | 94 | 9.4 | 0 | 44 | 60 | 87
3202 | 246 | 100 | 10 | 0 | 46 | 65 | 89
3203 | 158 | 111 | 11.1 | 391 | 39 | 70 | 88
3204 | 163 | 111 | 11.1 | 403 | 44 | 70 | 93
3205 | 164 | 111 | 11.1 | 408 | 57 | 55 | 93
3206 | 163 | 122 | 12.2 | 403 | 59 | 45 | 91
3207 | 157 | 116 | 11.6 | 390 | 49 | 40 | 88
3208 | 246 | 116 | 11.6 | 0 | 46 | 25 | 94
3209 | 192 | 122 | 12.2 | 0 | 57 | 25 | 95
3210 | 132 | 116 | 11.6 | 0 | 67 | 35 | 93
3211 | 69 | 111 | 11.1 | 0 | 67 | 50 | 94
3212 | 9 | 111 | 11.1 | 0 | 62 | 55 | 96
3213 | 0 | 105 | 10.5 | 0 | 51 | 60 | 96
3214 | 0 | 105 | 10.5 | 0 | 44 | 75 | 96
3215 | 0 | 105 | 10.5 | 0 | 46 | 80 | 98
3216 | 0 | 105 | 10.5 | 0 | 46 | 85 | 96
3217 | 0 | 105 | 10.5 | 0 | 41 | 95 | 95
3218 | 0 | 105 | 10.5 | 0 | 36 | 115 | 95
3219 | 0 | 111 | 11.1 | 0 | 39 | 145 | 96
3220 | 0 | 105 | 10.5 | 0 | 33 | 155 | 94
3221 | 0 | 111 | 11.1 | 0 | 31 | 145 | 94
3222 | 18 | 105 | 10.5 | 0 | 36 | 140 | 95
3223 | 83 | 111 | 11.1 | 93 | 36 | 145 | 92
3224 | 138 | 122 | 12.2 | 0 | 39 | 150 | 93
3225 | 198 | 122 | 12.2 | 0 | 41 | 160 | 96
3226 | 249 | 116 | 11.6 | 0 | 46 | 165 | 96
3227 | 158 | 127 | 12.7 | 391 | 41 | 165 | 95
3228 | 163 | 105 | 10.5 | 407 | 44 | 185 | 94
3229 | 165 | 111 | 11.1 | 409 | 64 | 210 | 95
3230 | 163 | 105 | 10.5 | 403 | 72 | 225 | 91
3231 | 157 | 100 | 10 | 390 | 70 | 230 | 91
3232 | 246 | 100 | 10 | 0 | 70 | 240 | 84
3233 | 195 | 105 | 10.5 | 0 | 70 | 255 | 73
3234 | 135 | 116 | 11.6 | 0 | 67 | 255 | 73
3235 | 69 | 111 | 11.1 | 0 | 62 | 250 | 73
3236 | 12 | 111 | 11.1 | 0 | 44 | 255 | 70
3237 | 0 | 105 | 10.5 | 0 | 31 | 250 | 76
3238 | 0 | 100 | 10 | 0 | 33 | 225 | 81
3239 | 0 | 100 | 10 | 0 | 33 | 210 | 81
3240 | 0 | 94 | 9.4 | 0 | 23 | 205 | 92
3241 | 0 | 88 | 8.8 | 0 | 18 | 205 | 97
3242 | 0 | 88 | 8.8 | 0 | 18 | 210 | 100
3243 | 0 | 77 | 7.7 | 0 | 21 | 205 | 99
3244 | 0 | 83 | 8.3 | 0 | 31 | 195 | 96
3245 | 0 | 88 | 8.8 | 0 | 31 | 190 | 97
3246 | 25 | 88 | 8.8 | 0 | 26 | 185 | 96
3247 | 94 | 94 | 9.4 | 0 | 28 | 185 | 96
3248 | 138 | 100 | 10 | 0 | 36 | 190 | 91
3249 | 133 | 116 | 11.6 | 279 | 46 | 200 | 85
3250 | 147 | 127 | 12.7 | 322 | 54 | 215 | 76
3251 | 154 | 133 | 13.3 | 603 | 57 | 215 | 72
3252 | 163 | 144 | 14.4 | 404 | 59 | 210 | 68
3253 | 165 | 144 | 14.4 | 409 | 64 | 205 | 61
3254 | 163 | 144 | 14.4 | 407 | 72 | 205 | 63
3255 | 158 | 155 | 15.5 | 507 | 77 | 215 | 64
3256 | 147 | 150 | 15 | 318 | 72 | 215 | 66
3257 | 132 | 150 | 15 | 278 | 70 | 210 | 57
3258 | 112 | 150 | 15 | 208 | 70 | 210 | 61
3259 | 83 | 138 | 13.8 | 121 | 62 | 210 | 61
3260 | 22 | 122 | 12.2 | 0 | 54 | 205 | 62
3261 | 0 | 105 | 10.5 | 0 | 41 | 200 | 65
3262 | 0 | 94 | 9.4 | 0 | 33 | 195 | 72
3263 | 0 | 88 | 8.8 | 0 | 33 | 190 | 74
3264 | 0 | 88 | 8.8 | 0 | 36 | 190 | 78
3265 | 0 | 88 | 8.8 | 0 | 41 | 200 | 85
3266 | 0 | 88 | 8.8 | 0 | 44 | 215 | 80
3267 | 0 | 88 | 8.8 | 0 | 41 | 210 | 85
3268 | 0 | 88 | 8.8 | 0 | 31 | 195 | 87
3269 | 0 | 83 | 8.3 | 0 | 28 | 190 | 91
3270 | 15 | 83 | 8.3 | 0 | 31 | 190 | 93
3271 | 75 | 83 | 8.3 | 0 | 31 | 190 | 93
3272 | 138 | 88 | 8.8 | 0 | 36 | 195 | 91
3273 | 198 | 100 | 10 | 0 | 36 | 205 | 87
3274 | 249 | 105 | 10.5 | 0 | 36 | 210 | 93
3275 | 158 | 105 | 10.5 | 390 | 44 | 215 | 82
3276 | 163 | 116 | 11.6 | 404 | 41 | 215 | 76
3277 | 157 | 138 | 13.8 | 682 | 36 | 230 | 72
3278 | 163 | 127 | 12.7 | 404 | 44 | 270 | 67
3279 | 158 | 100 | 10 | 391 | 46 | 275 | 67
3280 | 249 | 111 | 11.1 | 0 | 39 | 260 | 85
3281 | 195 | 111 | 11.1 | 0 | 36 | 260 | 82
3282 | 135 | 116 | 11.6 | 0 | 36 | 255 | 84
3283 | 72 | 100 | 10 | 0 | 31 | 265 | 81
3284 | 12 | 94 | 9.4 | 0 | 23 | 290 | 85
3285 | 0 | 88 | 8.8 | 0 | 36 | 345 | 80
3286 | 0 | 88 | 8.8 | 0 | 51 | 30 | 74
3287 | 0 | 77 | 7.7 | 0 | 51 | 20 | 76
3288 | 0 | 72 | 7.2 | 0 | 46 | 10 | 76
3289 | 0 | 72 | 7.2 | 0 | 44 | 10 | 73
3290 | 0 | 66 | 6.6 | 0 | 44 | 10 | 74
3291 | 0 | 50 | 5 | 0 | 39 | 15 | 79
3292 | 0 | 50 | 5 | 0 | 33 | 15 | 74
3293 | 0 | 44 | 4.4 | 0 | 31 | 10 | 76
3294 | 31 | 38 | 3.8 | 0 | 28 | 5 | 81
3295 | 89 | 50 | 5 | 161 | 18 | 350 | 82
3296 | 141 | 55 | 5.5 | 0 | 13 | 330 | 81
3297 | 198 | 72 | 7.2 | 0 | 10 | 5 | 77
3298 | 252 | 77 | 7.7 | 0 | 10 | 10 | 73
3299 | 158 | 83 | 8.3 | 394 | 18 | 335 | 64
3300 | 160 | 94 | 9.4 | 616 | 26 | 340 | 58
3301 | 161 | 100 | 10 | 620 | 31 | 335 | 54
3302 | 159 | 105 | 10.5 | 616 | 28 | 335 | 58
3303 | 158 | 100 | 10 | 505 | 28 | 350 | 53
3304 | 147 | 116 | 11.6 | 322 | 28 | 325 | 55
3305 | 129 | 111 | 11.1 | 212 | 26 | 315 | 46
3306 | 113 | 105 | 10.5 | 208 | 23 | 330 | 41
3307 | 72 | 88 | 8.8 | 0 | 26 | 300 | 43
3308 | 15 | 77 | 7.7 | 0 | 28 | 295 | 50
3309 | 0 | 72 | 7.2 | 0 | 18 | 285 | 49
3310 | 0 | 61 | 6.1 | 0 | 8 | 250 | 64
3311 | 0 | 66 | 6.6 | 0 | 21 | 235 | 73
3312 | 0 | 72 | 7.2 | 0 | 36 | 240 | 72
3313 | 0 | 72 | 7.2 | 0 | 36 | 250 | 72
3314 | 0 | 72 | 7.2 | 0 | 39 | 250 | 73
3315 | 0 | 72 | 7.2 | 0 | 41 | 250 | 72
3316 | 0 | 66 | 6.6 | 0 | 44 | 245 | 73
3317 | 0 | 66 | 6.6 | 0 | 41 | 235 | 74
3318 | 18 | 66 | 6.6 | 0 | 33 | 220 | 75
3319 | 78 | 72 | 7.2 | 0 | 33 | 210 | 77
3320 | 141 | 77 | 7.7 | 0 | 41 | 215 | 79
3321 | 201 | 94 | 9.4 | 0 | 51 | 225 | 80
3322 | 252 | 111 | 11.1 | 0 | 67 | 235 | 75
3323 | 158 | 116 | 11.6 | 394 | 80 | 235 | 69
3324 | 164 | 105 | 10.5 | 405 | 88 | 230 | 72
3325 | 165 | 105 | 10.5 | 410 | 93 | 230 | 75
3326 | 164 | 105 | 10.5 | 405 | 90 | 230 | 81
3327 | 158 | 116 | 11.6 | 390 | 90 | 225 | 81
3328 | 249 | 111 | 11.1 | 0 | 100 | 220 | 81
3329 | 198 | 111 | 11.1 | 0 | 106 | 220 | 86
3330 | 138 | 111 | 11.1 | 0 | 100 | 220 | 89
3331 | 75 | 116 | 11.6 | 0 | 95 | 220 | 89
3332 | 15 | 116 | 11.6 | 0 | 85 | 225 | 90
3333 | 0 | 116 | 11.6 | 0 | 72 | 235 | 88
3334 | 0 | 111 | 11.1 | 0 | 72 | 250 | 81
3335 | 0 | 100 | 10 | 0 | 75 | 255 | 72
3336 | 0 | 94 | 9.4 | 0 | 72 | 250 | 74
3337 | 0 | 88 | 8.8 | 0 | 70 | 245 | 74
3338 | 0 | 77 | 7.7 | 0 | 62 | 240 | 80
3339 | 0 | 77 | 7.7 | 0 | 57 | 245 | 84
3340 | 0 | 72 | 7.2 | 0 | 59 | 240 | 84
3341 | 0 | 66 | 6.6 | 0 | 59 | 230 | 86
3342 | 37 | 72 | 7.2 | 0 | 57 | 230 | 89
3343 | 90 | 83 | 8.3 | 214 | 64 | 225 | 86
3344 | 117 | 100 | 10 | 345 | 70 | 225 | 79
3345 | 136 | 111 | 11.1 | 370 | 75 | 230 | 77
3346 | 150 | 122 | 12.2 | 371 | 85 | 240 | 70
3347 | 155 | 133 | 13.3 | 599 | 93 | 240 | 66
3348 | 164 | 138 | 13.8 | 527 | 95 | 230 | 62
3349 | 162 | 144 | 14.4 | 620 | 90 | 235 | 63
3350 | 156 | 150 | 15 | 679 | 82 | 240 | 68
3351 | 147 | 144 | 14.4 | 707 | 75 | 250 | 64
3352 | 149 | 150 | 15 | 371 | 75 | 250 | 77
3353 | 134 | 138 | 13.8 | 279 | 72 | 245 | 70
3354 | 111 | 127 | 12.7 | 156 | 62 | 240 | 76
3355 | 84 | 127 | 12.7 | 94 | 64 | 240 | 75
3356 | 31 | 116 | 11.6 | 0 | 67 | 250 | 58
3357 | 0 | 111 | 11.1 | 0 | 54 | 245 | 62
3358 | 0 | 100 | 10 | 0 | 46 | 235 | 69
3359 | 0 | 94 | 9.4 | 0 | 44 | 220 | 75
3360 | 0 | 88 | 8.8 | 0 | 36 | 210 | 86
3361 | 0 | 83 | 8.3 | 0 | 36 | 210 | 91
3362 | 0 | 72 | 7.2 | 0 | 39 | 210 | 93
3363 | 0 | 72 | 7.2 | 0 | 39 | 210 | 92
3364 | 0 | 66 | 6.6 | 0 | 44 | 210 | 92
3365 | 0 | 61 | 6.1 | 0 | 41 | 210 | 94
3366 | 28 | 66 | 6.6 | 0 | 33 | 210 | 96
3367 | 82 | 77 | 7.7 | 0 | 28 | 210 | 96
3368 | 145 | 88 | 8.8 | 0 | 39 | 210 | 89
3369 | 201 | 100 | 10 | 0 | 51 | 205 | 85
3370 | 252 | 116 | 11.6 | 0 | 57 | 200 | 76
3371 | 159 | 133 | 13.3 | 394 | 67 | 200 | 71
3372 | 164 | 144 | 14.4 | 405 | 82 | 195 | 66
3373 | 166 | 144 | 14.4 | 410 | 90 | 190 | 62
3374 | 164 | 155 | 15.5 | 405 | 88 | 185 | 60
3375 | 159 | 155 | 15.5 | 391 | 88 | 180 | 59
3376 | 252 | 150 | 15 | 0 | 85 | 180 | 57
3377 | 198 | 161 | 16.1 | 0 | 90 | 185 | 46
3378 | 141 | 155 | 15.5 | 0 | 103 | 190 | 54
3379 | 78 | 144 | 14.4 | 0 | 100 | 185 | 64
3380 | 18 | 116 | 11.6 | 0 | 88 | 175 | 80
3381 | 0 | 105 | 10.5 | 0 | 82 | 170 | 83
3382 | 0 | 100 | 10 | 0 | 80 | 175 | 87
3383 | 0 | 100 | 10 | 0 | 75 | 180 | 90
3384 | 0 | 105 | 10.5 | 0 | 67 | 185 | 92
3385 | 0 | 105 | 10.5 | 0 | 59 | 195 | 92
3386 | 0 | 105 | 10.5 | 0 | 51 | 200 | 91
3387 | 0 | 100 | 10 | 0 | 46 | 195 | 91
3388 | 0 | 88 | 8.8 | 0 | 44 | 190 | 91
3389 | 0 | 83 | 8.3 | 0 | 41 | 185 | 93
3390 | 37 | 83 | 8.3 | 0 | 36 | 175 | 96
3391 | 87 | 94 | 9.4 | 456 | 36 | 170 | 91
3392 | 119 | 105 | 10.5 | 357 | 49 | 175 | 85
3393 | 137 | 116 | 11.6 | 397 | 59 | 180 | 76
3394 | 151 | 122 | 12.2 | 458 | 72 | 185 | 70
3395 | 144 | 138 | 13.8 | 741 | 82 | 195 | 64
3396 | 156 | 144 | 14.4 | 680 | 90 | 200 | 65
3397 | 162 | 138 | 13.8 | 624 | 95 | 200 | 75
3398 | 156 | 138 | 13.8 | 677 | 98 | 200 | 64
3399 | 151 | 150 | 15 | 662 | 103 | 200 | 56
3400 | 150 | 144 | 14.4 | 375 | 106 | 200 | 54
3401 | 136 | 144 | 14.4 | 417 | 108 | 200 | 45
3402 | 117 | 138 | 13.8 | 353 | 103 | 200 | 49
3403 | 89 | 127 | 12.7 | 172 | 98 | 200 | 60
3404 | 31 | 116 | 11.6 | 0 | 93 | 200 | 65
3405 | 0 | 105 | 10.5 | 0 | 82 | 195 | 68
3406 | 0 | 94 | 9.4 | 0 | 77 | 190 | 73
3407 | 0 | 88 | 8.8 | 0 | 64 | 190 | 74
3408 | 0 | 83 | 8.3 | 0 | 49 | 190 | 80
3409 | 0 | 83 | 8.3 | 0 | 51 | 190 | 80
3410 | 0 | 83 | 8.3 | 0 | 54 | 190 | 81
3411 | 0 | 83 | 8.3 | 0 | 46 | 185 | 78
3412 | 0 | 77 | 7.7 | 0 | 41 | 180 | 83
3413 | 0 | 72 | 7.2 | 0 | 39 | 180 | 85
3414 | 41 | 72 | 7.2 | 0 | 41 | 170 | 86
3415 | 87 | 88 | 8.8 | 456 | 54 | 170 | 84
3416 | 118 | 100 | 10 | 270 | 64 | 185 | 78
3417 | 135 | 105 | 10.5 | 283 | 67 | 200 | 80
3418 | 149 | 111 | 11.1 | 321 | 64 | 210 | 68
3419 | 160 | 122 | 12.2 | 390 | 62 | 215 | 66
3420 | 160 | 127 | 12.7 | 619 | 67 | 205 | 65
3421 | 166 | 138 | 13.8 | 529 | 72 | 195 | 60
3422 | 164 | 133 | 13.3 | 526 | 75 | 215 | 58
3423 | 159 | 88 | 8.8 | 394 | 62 | 230 | 76
3424 | 150 | 133 | 13.3 | 371 | 59 | 215 | 78
3425 | 135 | 133 | 13.3 | 284 | 67 | 200 | 78
3426 | 117 | 133 | 13.3 | 271 | 70 | 200 | 73
3427 | 90 | 122 | 12.2 | 202 | 70 | 200 | 67
3428 | 34 | 111 | 11.1 | 0 | 64 | 215 | 68
3429 | 0 | 100 | 10 | 0 | 54 | 230 | 53
3430 | 0 | 94 | 9.4 | 0 | 44 | 215 | 64
3431 | 0 | 77 | 7.7 | 0 | 51 | 200 | 81
3432 | 0 | 83 | 8.3 | 0 | 59 | 200 | 81
3433 | 0 | 88 | 8.8 | 0 | 57 | 195 | 82
3434 | 0 | 83 | 8.3 | 0 | 49 | 180 | 81
3435 | 0 | 83 | 8.3 | 0 | 57 | 170 | 87
3436 | 0 | 83 | 8.3 | 0 | 67 | 170 | 91
3437 | 0 | 83 | 8.3 | 0 | 67 | 170 | 92
3438 | 22 | 88 | 8.8 | 0 | 62 | 175 | 95
3439 | 82 | 94 | 9.4 | 0 | 62 | 190 | 91
3440 | 145 | 105 | 10.5 | 0 | 70 | 205 | 86
3441 | 205 | 105 | 10.5 | 0 | 72 | 210 | 79
3442 | 255 | 116 | 11.6 | 0 | 70 | 210 | 72
3443 | 160 | 127 | 12.7 | 394 | 67 | 210 | 71
3444 | 165 | 138 | 13.8 | 523 | 62 | 210 | 63
3445 | 166 | 127 | 12.7 | 529 | 62 | 205 | 71
3446 | 164 | 116 | 11.6 | 405 | 64 | 215 | 77
3447 | 160 | 105 | 10.5 | 390 | 70 | 220 | 80
3448 | 145 | 111 | 11.1 | 254 | 77 | 210 | 72
3449 | 131 | 116 | 11.6 | 218 | 72 | 200 | 76
3450 | 118 | 122 | 12.2 | 263 | 75 | 200 | 67
3451 | 100 | 94 | 9.4 | 0 | 85 | 210 | 60
3452 | 25 | 100 | 10 | 0 | 80 | 205 | 62
3453 | 0 | 94 | 9.4 | 0 | 67 | 205 | 63
3454 | 0 | 94 | 9.4 | 0 | 59 | 210 | 63
3455 | 0 | 88 | 8.8 | 0 | 49 | 210 | 84
3456 | 0 | 72 | 7.2 | 0 | 44 | 205 | 85
3457 | 0 | 72 | 7.2 | 0 | 46 | 205 | 86
3458 | 0 | 66 | 6.6 | 0 | 46 | 205 | 89
3459 | 0 | 72 | 7.2 | 0 | 51 | 205 | 86
3460 | 0 | 77 | 7.7 | 0 | 54 | 205 | 85
3461 | 0 | 77 | 7.7 | 0 | 54 | 205 | 84
3462 | 34 | 83 | 8.3 | 0 | 54 | 205 | 85
3463 | 85 | 88 | 8.8 | 0 | 54 | 200 | 85
3464 | 148 | 94 | 9.4 | 0 | 57 | 205 | 81
3465 | 136 | 105 | 10.5 | 283 | 57 | 205 | 74
3466 | 145 | 105 | 10.5 | 255 | 54 | 195 | 72
3467 | 148 | 127 | 12.7 | 710 | 49 | 200 | 69
3468 | 165 | 116 | 11.6 | 405 | 36 | 185 | 77
3469 | 166 | 100 | 10 | 529 | 33 | 155 | 78
3470 | 165 | 100 | 10 | 405 | 44 | 185 | 70
3471 | 159 | 100 | 10 | 512 | 41 | 210 | 67
3472 | 149 | 111 | 11.1 | 321 | 36 | 200 | 67
3473 | 135 | 116 | 11.6 | 283 | 39 | 220 | 61
3474 | 112 | 88 | 8.8 | 164 | 46 | 235 | 56
3475 | 88 | 105 | 10.5 | 112 | 49 | 250 | 62
3476 | 31 | 100 | 10 | 0 | 39 | 245 | 87
3477 | 0 | 94 | 9.4 | 0 | 33 | 230 | 78
3478 | 0 | 94 | 9.4 | 0 | 39 | 235 | 79
3479 | 0 | 83 | 8.3 | 0 | 41 | 230 | 80
3480 | 0 | 83 | 8.3 | 0 | 41 | 235 | 82
3481 | 0 | 72 | 7.2 | 0 | 41 | 230 | 83
3482 | 0 | 72 | 7.2 | 0 | 39 | 215 | 86
3483 | 0 | 66 | 6.6 | 0 | 36 | 210 | 86
3484 | 0 | 66 | 6.6 | 0 | 36 | 215 | 89
3485 | 0 | 66 | 6.6 | 0 | 31 | 215 | 90
3486 | 47 | 66 | 6.6 | 0 | 31 | 215 | 90
3487 | 94 | 77 | 7.7 | 231 | 41 | 215 | 92
3488 | 120 | 94 | 9.4 | 345 | 49 | 215 | 83
3489 | 138 | 111 | 11.1 | 335 | 57 | 215 | 79
3490 | 151 | 133 | 13.3 | 415 | 62 | 210 | 70
3491 | 149 | 138 | 13.8 | 702 | 62 | 210 | 64
3492 | 153 | 144 | 14.4 | 721 | 70 | 205 | 60
3493 | 155 | 133 | 13.3 | 723 | 77 | 195 | 60
3494 | 157 | 122 | 12.2 | 679 | 80 | 190 | 60
3495 | 156 | 111 | 11.1 | 602 | 82 | 195 | 60
3496 | 145 | 127 | 12.7 | 255 | 85 | 200 | 58
3497 | 137 | 150 | 15 | 336 | 88 | 200 | 49
3498 | 118 | 133 | 13.3 | 270 | 85 | 205 | 51
3499 | 92 | 133 | 13.3 | 203 | 77 | 210 | 54
3500 | 37 | 122 | 12.2 | 0 | 67 | 215 | 53
3501 | 0 | 116 | 11.6 | 0 | 54 | 220 | 59
3502 | 0 | 100 | 10 | 0 | 41 | 205 | 69
3503 | 0 | 83 | 8.3 | 0 | 33 | 185 | 72
3504 | 0 | 83 | 8.3 | 0 | 26 | 180 | 80
3505 | 0 | 72 | 7.2 | 0 | 18 | 175 | 84
3506 | 0 | 66 | 6.6 | 0 | 18 | 165 | 90
3507 | 0 | 61 | 6.1 | 0 | 13 | 165 | 94
3508 | 0 | 66 | 6.6 | 0 | 10 | 130 | 96
3509 | 0 | 66 | 6.6 | 0 | 13 | 90 | 97
3510 | 25 | 77 | 7.7 | 0 | 13 | 90 | 95
3511 | 85 | 88 | 8.8 | 0 | 23 | 85 | 90
3512 | 148 | 100 | 10 | 0 | 36 | 85 | 91
3513 | 208 | 111 | 11.1 | 0 | 44 | 95 | 91
3514 | 258 | 111 | 11.1 | 0 | 49 | 115 | 91
3515 | 160 | 116 | 11.6 | 391 | 51 | 135 | 93
3516 | 165 | 116 | 11.6 | 403 | 54 | 150 | 92
3517 | 167 | 133 | 13.3 | 408 | 59 | 155 | 89
3518 | 161 | 155 | 15.5 | 617 | 59 | 155 | 82
3519 | 159 | 177 | 17.7 | 512 | 57 | 165 | 74
3520 | 145 | 166 | 16.6 | 255 | 59 | 170 | 69
3521 | 205 | 166 | 16.6 | 0 | 54 | 170 | 65
3522 | 118 | 172 | 17.2 | 277 | 44 | 160 | 62
3523 | 85 | 172 | 17.2 | 0 | 36 | 140 | 66
3524 | 25 | 155 | 15.5 | 0 | 23 | 175 | 75
3525 | 0 | 150 | 15 | 0 | 18 | 280 | 88
3526 | 0 | 138 | 13.8 | 0 | 21 | 345 | 82
3527 | 0 | 144 | 14.4 | 0 | 21 | 350 | 85
3528 | 0 | 138 | 13.8 | 0 | 23 | 5 | 87
3529 | 0 | 133 | 13.3 | 0 | 23 | 20 | 90
3530 | 0 | 127 | 12.7 | 0 | 23 | 45 | 91
3531 | 0 | 122 | 12.2 | 0 | 28 | 5 | 90
3532 | 0 | 127 | 12.7 | 0 | 28 | 335 | 94
3533 | 0 | 133 | 13.3 | 0 | 21 | 100 | 96
3534 | 25 | 133 | 13.3 | 0 | 18 | 225 | 97
3535 | 88 | 144 | 14.4 | 0 | 26 | 245 | 97
3536 | 148 | 150 | 15 | 0 | 36 | 245 | 97
3537 | 208 | 150 | 15 | 0 | 28 | 260 | 88
3538 | 258 | 127 | 12.7 | 0 | 13 | 225 | 88
3539 | 160 | 144 | 14.4 | 394 | 15 | 185 | 87
3540 | 165 | 161 | 16.1 | 526 | 41 | 190 | 71
3541 | 167 | 172 | 17.2 | 530 | 70 | 200 | 67
3542 | 165 | 161 | 16.1 | 403 | 70 | 195 | 66
3543 | 160 | 138 | 13.8 | 391 | 59 | 195 | 76
3544 | 255 | 133 | 13.3 | 0 | 57 | 205 | 70
3545 | 136 | 144 | 14.4 | 283 | 62 | 205 | 61
3546 | 113 | 150 | 15 | 166 | 70 | 200 | 59
3547 | 92 | 144 | 14.4 | 150 | 64 | 195 | 59
3548 | 41 | 138 | 13.8 | 0 | 57 | 190 | 57
3549 | 0 | 127 | 12.7 | 0 | 57 | 180 | 65
3550 | 0 | 116 | 11.6 | 0 | 51 | 170 | 69
3551 | 0 | 116 | 11.6 | 0 | 41 | 175 | 76
3552 | 0 | 105 | 10.5 | 0 | 41 | 185 | 81
3553 | 0 | 100 | 10 | 0 | 46 | 190 | 83
3554 | 0 | 88 | 8.8 | 0 | 46 | 190 | 85
3555 | 0 | 88 | 8.8 | 0 | 44 | 185 | 84
3556 | 0 | 88 | 8.8 | 0 | 44 | 195 | 88
3557 | 0 | 83 | 8.3 | 0 | 41 | 220 | 81
3558 | 50 | 88 | 8.8 | 0 | 31 | 220 | 87
3559 | 88 | 94 | 9.4 | 497 | 31 | 205 | 89
3560 | 120 | 105 | 10.5 | 368 | 39 | 210 | 83
3561 | 138 | 122 | 12.2 | 435 | 36 | 220 | 81
3562 | 152 | 127 | 12.7 | 414 | 36 | 215 | 76
3563 | 152 | 138 | 13.8 | 666 | 49 | 210 | 66
3564 | 157 | 138 | 13.8 | 677 | 57 | 215 | 62
3565 | 159 | 144 | 14.4 | 681 | 54 | 215 | 65
3566 | 157 | 138 | 13.8 | 677 | 49 | 200 | 59
3567 | 157 | 150 | 15 | 600 | 54 | 185 | 54
3568 | 151 | 150 | 15 | 379 | 51 | 170 | 55
3569 | 138 | 150 | 15 | 374 | 41 | 180 | 58
3570 | 120 | 150 | 15 | 310 | 49 | 200 | 51
3571 | 92 | 138 | 13.8 | 161 | 54 | 195 | 48
3572 | 37 | 127 | 12.7 | 0 | 46 | 190 | 49
3573 | 0 | 111 | 11.1 | 0 | 39 | 185 | 50
3574 | 0 | 100 | 10 | 0 | 33 | 175 | 63
3575 | 0 | 88 | 8.8 | 0 | 31 | 175 | 70
3576 | 0 | 94 | 9.4 | 0 | 21 | 180 | 76
3577 | 0 | 88 | 8.8 | 0 | 5 | 90 | 88
3578 | 0 | 88 | 8.8 | 0 | 13 | 80 | 87
3579 | 0 | 83 | 8.3 | 0 | 23 | 160 | 79
3580 | 0 | 61 | 6.1 | 0 | 15 | 115 | 84
3581 | 0 | 66 | 6.6 | 0 | 13 | 95 | 85
3582 | 41 | 72 | 7.2 | 0 | 15 | 140 | 85
3583 | 92 | 94 | 9.4 | 125 | 13 | 135 | 90
3584 | 151 | 100 | 10 | 0 | 15 | 115 | 89
3585 | 208 | 105 | 10.5 | 0 | 26 | 115 | 89
3586 | 258 | 94 | 9.4 | 0 | 31 | 100 | 90
3587 | 160 | 88 | 8.8 | 394 | 33 | 110 | 89
3588 | 165 | 100 | 10 | 406 | 31 | 100 | 93
3589 | 167 | 105 | 10.5 | 409 | 28 | 70 | 93
3590 | 165 | 122 | 12.2 | 406 | 28 | 70 | 87
3591 | 160 | 111 | 11.1 | 394 | 28 | 70 | 82
3592 | 150 | 127 | 12.7 | 322 | 31 | 65 | 76
3593 | 138 | 127 | 12.7 | 340 | 21 | 70 | 67
3594 | 118 | 133 | 13.3 | 228 | 23 | 135 | 67
3595 | 88 | 122 | 12.2 | 0 | 21 | 190 | 74
3596 | 28 | 116 | 11.6 | 0 | 5 | 170 | 80
3597 | 0 | 105 | 10.5 | 0 | 8 | 170 | 81
3598 | 0 | 100 | 10 | 0 | 15 | 145 | 83
3599 | 0 | 100 | 10 | 0 | 21 | 180 | 84
3600 | 0 | 94 | 9.4 | 0 | 13 | 255 | 90
3601 | 0 | 94 | 9.4 | 0 | 3 | 305 | 95
3602 | 0 | 88 | 8.8 | 0 | 0 | 0 | 95
3603 | 0 | 83 | 8.3 | 0 | 5 | 345 | 97
3604 | 0 | 66 | 6.6 | 0 | 8 | 330 | 94
3605 | 0 | 55 | 5.5 | 0 | 8 | 345 | 94
3606 | 28 | 61 | 6.1 | 0 | 5 | 0 | 97
3607 | 88 | 77 | 7.7 | 0 | 0 | 0 | 96
3608 | 151 | 77 | 7.7 | 0 | 5 | 345 | 92
3609 | 208 | 83 | 8.3 | 0 | 13 | 340 | 89
3610 | 258 | 94 | 9.4 | 0 | 21 | 325 | 77
3611 | 161 | 105 | 10.5 | 390 | 31 | 310 | 71
3612 | 166 | 105 | 10.5 | 403 | 41 | 320 | 61
3613 | 167 | 105 | 10.5 | 409 | 44 | 320 | 52
3614 | 165 | 116 | 11.6 | 406 | 44 | 340 | 53
3615 | 157 | 127 | 12.7 | 599 | 46 | 355 | 51
3616 | 152 | 138 | 13.8 | 460 | 46 | 345 | 46
3617 | 139 | 138 | 13.8 | 427 | 44 | 330 | 47
3618 | 120 | 138 | 13.8 | 375 | 36 | 310 | 45
3619 | 96 | 133 | 13.3 | 237 | 26 | 330 | 45
3620 | 53 | 122 | 12.2 | 0 | 26 | 10 | 53
3621 | 0 | 122 | 12.2 | 0 | 26 | 30 | 56
3622 | 0 | 111 | 11.1 | 0 | 18 | 40 | 63
3623 | 0 | 100 | 10 | 0 | 15 | 110 | 78
3624 | 0 | 100 | 10 | 0 | 15 | 180 | 80
3625 | 0 | 94 | 9.4 | 0 | 8 | 90 | 83
3626 | 0 | 94 | 9.4 | 0 | 3 | 275 | 87
3627 | 0 | 94 | 9.4 | 0 | 10 | 220 | 91
3628 | 0 | 94 | 9.4 | 0 | 13 | 250 | 87
3629 | 0 | 94 | 9.4 | 0 | 10 | 255 | 86
3630 | 28 | 100 | 10 | 0 | 13 | 280 | 87
3631 | 88 | 100 | 10 | 0 | 15 | 285 | 89
3632 | 151 | 94 | 9.4 | 0 | 13 | 290 | 88
3633 | 211 | 100 | 10 | 0 | 10 | 345 | 84
3634 | 258 | 111 | 11.1 | 0 | 10 | 0 | 77
3635 | 161 | 116 | 11.6 | 390 | 13 | 330 | 74
3636 | 166 | 122 | 12.2 | 406 | 18 | 325 | 69
3637 | 167 | 127 | 12.7 | 409 | 21 | 325 | 63
3638 | 162 | 144 | 14.4 | 615 | 21 | 315 | 61
3639 | 153 | 155 | 15.5 | 664 | 21 | 325 | 54
3640 | 152 | 155 | 15.5 | 379 | 23 | 355 | 51
3641 | 139 | 161 | 16.1 | 336 | 23 | 15 | 56
3642 | 120 | 155 | 15.5 | 273 | 18 | 20 | 53
3643 | 92 | 150 | 15 | 125 | 13 | 25 | 53
3644 | 47 | 133 | 13.3 | 0 | 13 | 80 | 53
3645 | 0 | 116 | 11.6 | 0 | 15 | 130 | 63
3646 | 0 | 116 | 11.6 | 0 | 18 | 120 | 71
3647 | 0 | 116 | 11.6 | 0 | 15 | 100 | 76
3648 | 0 | 111 | 11.1 | 0 | 10 | 90 | 79
3649 | 0 | 105 | 10.5 | 0 | 8 | 110 | 84
3650 | 0 | 100 | 10 | 0 | 5 | 75 | 85
3651 | 0 | 100 | 10 | 0 | 3 | 10 | 92
3652 | 0 | 94 | 9.4 | 0 | 0 | 0 | 93
3653 | 0 | 94 | 9.4 | 0 | 0 | 0 | 95
3654 | 28 | 100 | 10 | 0 | 0 | 0 | 96
3655 | 91 | 105 | 10.5 | 0 | 0 | 0 | 96
3656 | 151 | 111 | 11.1 | 0 | 0 | 0 | 95
3657 | 211 | 122 | 12.2 | 0 | 0 | 0 | 92
3658 | 258 | 127 | 12.7 | 0 | 0 | 0 | 85
3659 | 161 | 138 | 13.8 | 395 | 3 | 30 | 77
3660 | 162 | 144 | 14.4 | 615 | 8 | 40 | 68
3661 | 164 | 166 | 16.6 | 617 | 8 | 60 | 66
3662 | 158 | 166 | 16.6 | 680 | 5 | 110 | 67
3663 | 150 | 161 | 16.1 | 704 | 18 | 75 | 76
3664 | 152 | 166 | 16.6 | 379 | 28 | 45 | 78
3665 | 139 | 177 | 17.7 | 341 | 31 | 70 | 88
3666 | 119 | 155 | 15.5 | 228 | 23 | 170 | 81
3667 | 92 | 150 | 15 | 125 | 8 | 225 | 83
3668 | 44 | 138 | 13.8 | 0 | 5 | 190 | 82
3669 | 0 | 116 | 11.6 | 0 | 5 | 190 | 78
3670 | 0 | 105 | 10.5 | 0 | 3 | 275 | 87
3671 | 0 | 100 | 10 | 0 | 3 | 50 | 93
3672 | 0 | 100 | 10 | 0 | 5 | 100 | 95
3673 | 0 | 94 | 9.4 | 0 | 5 | 100 | 93
3674 | 0 | 94 | 9.4 | 0 | 8 | 95 | 96
3675 | 0 | 94 | 9.4 | 0 | 8 | 95 | 96
3676 | 0 | 94 | 9.4 | 0 | 5 | 105 | 99
3677 | 0 | 94 | 9.4 | 0 | 8 | 105 | 100
3678 | 31 | 94 | 9.4 | 0 | 8 | 100 | 99
3679 | 91 | 94 | 9.4 | 0 | 5 | 100 | 100
3680 | 151 | 100 | 10 | 0 | 8 | 135 | 96
3681 | 211 | 111 | 11.1 | 0 | 15 | 200 | 100
3682 | 261 | 122 | 12.2 | 0 | 23 | 210 | 92
3683 | 161 | 144 | 14.4 | 395 | 26 | 205 | 86
3684 | 166 | 161 | 16.1 | 406 | 23 | 220 | 79
3685 | 167 | 177 | 17.7 | 409 | 26 | 225 | 72
3686 | 166 | 183 | 18.3 | 406 | 33 | 215 | 62
3687 | 161 | 188 | 18.8 | 395 | 39 | 210 | 58
3688 | 261 | 188 | 18.8 | 0 | 41 | 230 | 55
3689 | 137 | 188 | 18.8 | 289 | 41 | 235 | 45
3690 | 151 | 183 | 18.3 | 0 | 36 | 240 | 55
3691 | 91 | 177 | 17.7 | 0 | 33 | 255 | 53
3692 | 31 | 172 | 17.2 | 0 | 31 | 250 | 59
3693 | 0 | 166 | 16.6 | 0 | 31 | 255 | 65
3694 | 0 | 155 | 15.5 | 0 | 31 | 270 | 73
3695 | 0 | 144 | 14.4 | 0 | 31 | 270 | 73
3696 | 0 | 133 | 13.3 | 0 | 36 | 270 | 76
3697 | 0 | 127 | 12.7 | 0 | 28 | 255 | 77
3698 | 0 | 122 | 12.2 | 0 | 26 | 235 | 82
3699 | 0 | 116 | 11.6 | 0 | 31 | 235 | 83
3700 | 0 | 116 | 11.6 | 0 | 26 | 235 | 86
3701 | 0 | 122 | 12.2 | 0 | 21 | 225 | 87
3702 | 31 | 127 | 12.7 | 0 | 28 | 215 | 87
3703 | 91 | 127 | 12.7 | 0 | 36 | 215 | 87
3704 | 154 | 133 | 13.3 | 0 | 36 | 225 | 82
3705 | 211 | 144 | 14.4 | 0 | 41 | 235 | 80
3706 | 152 | 166 | 16.6 | 374 | 41 | 240 | 83
3707 | 161 | 166 | 16.6 | 395 | 39 | 235 | 81
3708 | 154 | 183 | 18.3 | 723 | 41 | 245 | 76
3709 | 167 | 183 | 18.3 | 409 | 44 | 260 | 74
3710 | 166 | 183 | 18.3 | 406 | 41 | 260 | 71
3711 | 161 | 161 | 16.1 | 391 | 39 | 260 | 71
3712 | 261 | 194 | 19.4 | 0 | 41 | 260 | 66
3713 | 211 | 183 | 18.3 | 0 | 44 | 265 | 66
3714 | 154 | 166 | 16.6 | 0 | 44 | 255 | 68
3715 | 91 | 183 | 18.3 | 0 | 36 | 245 | 70
3716 | 31 | 177 | 17.7 | 0 | 33 | 260 | 72
3717 | 0 | 155 | 15.5 | 0 | 36 | 265 | 71
3718 | 0 | 144 | 14.4 | 0 | 33 | 255 | 75
3719 | 0 | 138 | 13.8 | 0 | 33 | 295 | 77
3720 | 0 | 138 | 13.8 | 0 | 39 | 340 | 83
3721 | 0 | 138 | 13.8 | 0 | 31 | 340 | 84
3722 | 0 | 133 | 13.3 | 0 | 13 | 350 | 80
3723 | 0 | 133 | 13.3 | 0 | 8 | 5 | 79
3724 | 0 | 105 | 10.5 | 0 | 13 | 345 | 79
3725 | 0 | 100 | 10 | 0 | 13 | 320 | 80
3726 | 44 | 100 | 10 | 0 | 13 | 325 | 81
3727 | 96 | 105 | 10.5 | 237 | 10 | 355 | 78
3728 | 121 | 122 | 12.2 | 365 | 5 | 25 | 71
3729 | 211 | 138 | 13.8 | 0 | 5 | 30 | 65
3730 | 261 | 144 | 14.4 | 0 | 5 | 50 | 60
3731 | 161 | 155 | 15.5 | 391 | 8 | 155 | 57
3732 | 166 | 166 | 16.6 | 404 | 15 | 225 | 61
3733 | 167 | 172 | 17.2 | 409 | 23 | 215 | 58
3734 | 166 | 183 | 18.3 | 404 | 31 | 210 | 58
3735 | 161 | 194 | 19.4 | 391 | 39 | 210 | 59
3736 | 261 | 205 | 20.5 | 0 | 44 | 220 | 54
3737 | 138 | 205 | 20.5 | 289 | 46 | 225 | 52
3738 | 120 | 205 | 20.5 | 227 | 44 | 225 | 49
3739 | 98 | 205 | 20.5 | 236 | 41 | 235 | 50
3740 | 59 | 194 | 19.4 | 0 | 41 | 245 | 46
3741 | 0 | 183 | 18.3 | 0 | 36 | 240 | 52
3742 | 0 | 166 | 16.6 | 0 | 31 | 240 | 58
3743 | 0 | 155 | 15.5 | 0 | 28 | 235 | 62
3744 | 0 | 150 | 15 | 0 | 28 | 225 | 72
3745 | 0 | 144 | 14.4 | 0 | 31 | 220 | 75
3746 | 0 | 138 | 13.8 | 0 | 31 | 225 | 79
3747 | 0 | 127 | 12.7 | 0 | 33 | 235 | 85
3748 | 0 | 127 | 12.7 | 0 | 33 | 240 | 90
3749 | 0 | 127 | 12.7 | 0 | 33 | 235 | 88
3750 | 31 | 133 | 13.3 | 0 | 33 | 235 | 87
3751 | 91 | 133 | 13.3 | 0 | 33 | 240 | 87
3752 | 119 | 150 | 15 | 234 | 36 | 230 | 84
3753 | 140 | 166 | 16.6 | 419 | 36 | 215 | 81
3754 | 153 | 183 | 18.3 | 418 | 39 | 220 | 77
3755 | 158 | 200 | 20 | 601 | 46 | 230 | 72
3756 | 158 | 188 | 18.8 | 679 | 49 | 240 | 65
3757 | 165 | 194 | 19.4 | 617 | 51 | 245 | 62
3758 | 166 | 194 | 19.4 | 404 | 54 | 245 | 65
3759 | 150 | 200 | 20 | 706 | 51 | 255 | 60
3760 | 152 | 211 | 21.1 | 378 | 51 | 265 | 60
3761 | 140 | 205 | 20.5 | 375 | 51 | 255 | 58
3762 | 120 | 200 | 20 | 227 | 49 | 245 | 58
3763 | 116 | 194 | 19.4 | 0 | 44 | 250 | 58
3764 | 41 | 188 | 18.8 | 0 | 44 | 245 | 61
3765 | 0 | 172 | 17.2 | 0 | 46 | 245 | 61
3766 | 0 | 161 | 16.1 | 0 | 41 | 255 | 66
3767 | 0 | 150 | 15 | 0 | 39 | 250 | 69
3768 | 0 | 133 | 13.3 | 0 | 41 | 230 | 68
3769 | 0 | 138 | 13.8 | 0 | 44 | 215 | 71
3770 | 0 | 138 | 13.8 | 0 | 44 | 225 | 75
3771 | 0 | 133 | 13.3 | 0 | 44 | 240 | 77
3772 | 0 | 122 | 12.2 | 0 | 49 | 240 | 78
3773 | 0 | 122 | 12.2 | 0 | 49 | 245 | 81
3774 | 50 | 122 | 12.2 | 0 | 41 | 245 | 75
3775 | 116 | 122 | 12.2 | 0 | 39 | 235 | 75
3776 | 120 | 133 | 13.3 | 227 | 44 | 240 | 78
3777 | 211 | 133 | 13.3 | 0 | 46 | 255 | 73
3778 | 261 | 127 | 12.7 | 0 | 46 | 260 | 69
3779 | 161 | 127 | 12.7 | 391 | 49 | 290 | 64
3780 | 163 | 133 | 13.3 | 615 | 51 | 320 | 61
3781 | 164 | 144 | 14.4 | 620 | 57 | 325 | 54
3782 | 158 | 155 | 15.5 | 679 | 59 | 320 | 53
3783 | 158 | 150 | 15 | 601 | 54 | 315 | 50
3784 | 151 | 150 | 15 | 327 | 54 | 325 | 49
3785 | 138 | 155 | 15.5 | 289 | 51 | 320 | 44
3786 | 120 | 144 | 14.4 | 234 | 46 | 310 | 45
3787 | 96 | 144 | 14.4 | 177 | 44 | 315 | 49
3788 | 50 | 138 | 13.8 | 0 | 39 | 315 | 52
3789 | 0 | 127 | 12.7 | 0 | 36 | 310 | 51
3790 | 0 | 111 | 11.1 | 0 | 31 | 295 | 56
3791 | 0 | 100 | 10 | 0 | 28 | 285 | 58
3792 | 0 | 94 | 9.4 | 0 | 33 | 305 | 64
3793 | 0 | 77 | 7.7 | 0 | 28 | 305 | 69
3794 | 0 | 83 | 8.3 | 0 | 23 | 295 | 72
3795 | 0 | 83 | 8.3 | 0 | 28 | 300 | 72
3796 | 0 | 72 | 7.2 | 0 | 31 | 310 | 75
3797 | 0 | 72 | 7.2 | 0 | 31 | 315 | 76
3798 | 64 | 72 | 7.2 | 126 | 28 | 310 | 78
3799 | 98 | 83 | 8.3 | 246 | 26 | 315 | 80
3800 | 123 | 94 | 9.4 | 369 | 31 | 330 | 75
3801 | 140 | 105 | 10.5 | 375 | 39 | 340 | 75
3802 | 153 | 122 | 12.2 | 418 | 41 | 350 | 76
3803 | 154 | 133 | 13.3 | 666 | 36 | 5 | 70
3804 | 166 | 122 | 12.2 | 526 | 33 | 0 | 60
3805 | 168 | 133 | 13.3 | 530 | 36 | 325 | 53
3806 | 158 | 144 | 14.4 | 679 | 39 | 305 | 54
3807 | 161 | 116 | 11.6 | 514 | 44 | 335 | 68
3808 | 143 | 127 | 12.7 | 677 | 49 | 5 | 65
3809 | 134 | 138 | 13.8 | 226 | 49 | 15 | 54
3810 | 120 | 133 | 13.3 | 234 | 46 | 20 | 58
3811 | 98 | 133 | 13.3 | 236 | 46 | 20 | 56
3812 | 53 | 122 | 12.2 | 0 | 33 | 45 | 56
3813 | 0 | 105 | 10.5 | 0 | 15 | 115 | 63
3814 | 0 | 88 | 8.8 | 0 | 23 | 95 | 71
3815 | 0 | 83 | 8.3 | 0 | 36 | 30 | 57
3816 | 0 | 72 | 7.2 | 0 | 31 | 25 | 62
3817 | 0 | 66 | 6.6 | 0 | 26 | 5 | 68
3818 | 0 | 61 | 6.1 | 0 | 21 | 350 | 72
3819 | 0 | 50 | 5 | 0 | 10 | 320 | 85
3820 | 0 | 50 | 5 | 0 | 3 | 325 | 90
3821 | 0 | 50 | 5 | 0 | 0 | 0 | 91
3822 | 63 | 50 | 5 | 0 | 0 | 0 | 89
3823 | 98 | 72 | 7.2 | 246 | 3 | 300 | 90
3824 | 123 | 88 | 8.8 | 353 | 5 | 245 | 83
3825 | 134 | 105 | 10.5 | 221 | 3 | 305 | 69
3826 | 147 | 116 | 11.6 | 257 | 3 | 315 | 51
3827 | 161 | 133 | 13.3 | 395 | 13 | 280 | 50
3828 | 166 | 150 | 15 | 407 | 15 | 335 | 54
3829 | 160 | 161 | 16.1 | 683 | 15 | 320 | 54
3830 | 159 | 161 | 16.1 | 674 | 23 | 270 | 51
3831 | 151 | 166 | 16.6 | 704 | 26 | 290 | 49
3832 | 153 | 172 | 17.2 | 370 | 26 | 295 | 49
3833 | 214 | 166 | 16.6 | 0 | 26 | 285 | 44
3834 | 157 | 166 | 16.6 | 0 | 31 | 280 | 39
3835 | 94 | 166 | 16.6 | 0 | 36 | 295 | 38
3836 | 34 | 155 | 15.5 | 0 | 33 | 310 | 40
3837 | 0 | 144 | 14.4 | 0 | 26 | 315 | 45
3838 | 0 | 133 | 13.3 | 0 | 21 | 315 | 48
3839 | 0 | 122 | 12.2 | 0 | 18 | 310 | 54
3840 | 0 | 111 | 11.1 | 0 | 15 | 310 | 59
3841 | 0 | 100 | 10 | 0 | 23 | 320 | 66
3842 | 0 | 94 | 9.4 | 0 | 31 | 335 | 63
3843 | 0 | 88 | 8.8 | 0 | 26 | 325 | 68
3844 | 0 | 83 | 8.3 | 0 | 21 | 310 | 71
3845 | 0 | 88 | 8.8 | 0 | 18 | 290 | 72
3846 | 34 | 83 | 8.3 | 0 | 13 | 260 | 75
3847 | 94 | 88 | 8.8 | 0 | 18 | 285 | 74
3848 | 154 | 111 | 11.1 | 0 | 28 | 325 | 73
3849 | 140 | 127 | 12.7 | 375 | 36 | 340 | 69
3850 | 261 | 133 | 13.3 | 0 | 44 | 0 | 65
3851 | 161 | 133 | 13.3 | 514 | 41 | 0 | 67
3852 | 158 | 155 | 15.5 | 679 | 39 | 355 | 61
3853 | 160 | 155 | 15.5 | 683 | 44 | 5 | 53
3854 | 167 | 155 | 15.5 | 521 | 49 | 5 | 54
3855 | 162 | 150 | 15 | 509 | 51 | 0 | 51
3856 | 140 | 155 | 15.5 | 712 | 54 | 10 | 50
3857 | 141 | 150 | 15 | 434 | 57 | 15 | 46
3858 | 122 | 150 | 15 | 382 | 54 | 10 | 46
3859 | 93 | 144 | 14.4 | 502 | 49 | 20 | 46
3860 | 64 | 127 | 12.7 | 182 | 46 | 30 | 46
3861 | 0 | 111 | 11.1 | 0 | 46 | 30 | 48
3862 | 0 | 88 | 8.8 | 0 | 46 | 30 | 54
3863 | 0 | 72 | 7.2 | 0 | 49 | 30 | 60
3864 | 0 | 61 | 6.1 | 0 | 44 | 20 | 62
3865 | 0 | 61 | 6.1 | 0 | 33 | 5 | 66
3866 | 0 | 55 | 5.5 | 0 | 33 | 5 | 64
3867 | 0 | 66 | 6.6 | 0 | 33 | 10 | 72
3868 | 0 | 66 | 6.6 | 0 | 31 | 10 | 78
3869 | 0 | 72 | 7.2 | 0 | 31 | 10 | 79
3870 | 34 | 77 | 7.7 | 0 | 33 | 10 | 79
3871 | 94 | 83 | 8.3 | 0 | 36 | 10 | 77
3872 | 154 | 88 | 8.8 | 0 | 41 | 15 | 70
3873 | 211 | 88 | 8.8 | 0 | 46 | 25 | 70
3874 | 261 | 100 | 10 | 0 | 49 | 30 | 64
3875 | 161 | 105 | 10.5 | 395 | 49 | 25 | 61
3876 | 166 | 111 | 11.1 | 407 | 44 | 15 | 61
3877 | 168 | 116 | 11.6 | 408 | 44 | 5 | 57
3878 | 167 | 122 | 12.2 | 405 | 49 | 5 | 57
3879 | 162 | 116 | 11.6 | 395 | 51 | 10 | 55
3880 | 153 | 116 | 11.6 | 374 | 54 | 10 | 54
3881 | 139 | 122 | 12.2 | 288 | 59 | 10 | 55
3882 | 117 | 116 | 11.6 | 173 | 59 | 10 | 54
3883 | 97 | 111 | 11.1 | 0 | 57 | 15 | 53
3884 | 37 | 111 | 11.1 | 0 | 57 | 15 | 53
3885 | 0 | 105 | 10.5 | 0 | 57 | 15 | 54
3886 | 0 | 100 | 10 | 0 | 54 | 25 | 54
3887 | 0 | 100 | 10 | 0 | 51 | 35 | 54
3888 | 0 | 94 | 9.4 | 0 | 51 | 40 | 56
3889 | 0 | 88 | 8.8 | 0 | 46 | 40 | 56
3890 | 0 | 72 | 7.2 | 0 | 36 | 30 | 57
3891 | 0 | 66 | 6.6 | 0 | 28 | 15 | 64
3892 | 0 | 61 | 6.1 | 0 | 26 | 10 | 69
3893 | 0 | 55 | 5.5 | 0 | 26 | 10 | 71
3894 | 64 | 66 | 6.6 | 144 | 26 | 5 | 75
3895 | 91 | 83 | 8.3 | 505 | 31 | 0 | 73
3896 | 123 | 105 | 10.5 | 369 | 39 | 5 | 72
3897 | 122 | 116 | 11.6 | 733 | 44 | 15 | 66
3898 | 131 | 138 | 13.8 | 786 | 44 | 20 | 63
3899 | 146 | 155 | 15.5 | 747 | 41 | 15 | 64
3900 | 156 | 166 | 16.6 | 715 | 44 | 25 | 57
3901 | 154 | 172 | 17.2 | 751 | 51 | 35 | 46
3902 | 152 | 172 | 17.2 | 752 | 57 | 30 | 40
3903 | 148 | 172 | 17.2 | 735 | 57 | 35 | 46
3904 | 140 | 177 | 17.7 | 712 | 59 | 35 | 45
3905 | 141 | 161 | 16.1 | 422 | 62 | 25 | 38
3906 | 124 | 166 | 16.6 | 357 | 59 | 35 | 35
3907 | 100 | 155 | 15.5 | 261 | 59 | 70 | 45
3908 | 67 | 150 | 15 | 177 | 57 | 85 | 49
3909 | 0 | 122 | 12.2 | 0 | 49 | 85 | 48
3910 | 0 | 105 | 10.5 | 0 | 39 | 95 | 54
3911 | 0 | 88 | 8.8 | 0 | 23 | 100 | 56
3912 | 0 | 83 | 8.3 | 0 | 18 | 80 | 65
3913 | 0 | 72 | 7.2 | 0 | 21 | 45 | 62
3914 | 0 | 66 | 6.6 | 0 | 21 | 20 | 70
3915 | 0 | 61 | 6.1 | 0 | 23 | 5 | 76
3916 | 0 | 55 | 5.5 | 0 | 23 | 0 | 75
3917 | 0 | 55 | 5.5 | 0 | 21 | 0 | 84
3918 | 64 | 66 | 6.6 | 144 | 21 | 0 | 89
3919 | 91 | 83 | 8.3 | 505 | 21 | 355 | 78
3920 | 109 | 105 | 10.5 | 656 | 15 | 0 | 68
3921 | 140 | 127 | 12.7 | 441 | 15 | 10 | 60
3922 | 140 | 144 | 14.4 | 712 | 23 | 15 | 49
3923 | 147 | 150 | 15 | 738 | 28 | 20 | 46
3924 | 167 | 155 | 15.5 | 405 | 33 | 20 | 44
3925 | 168 | 161 | 16.1 | 408 | 36 | 15 | 46
3926 | 167 | 172 | 17.2 | 405 | 39 | 5 | 37
3927 | 162 | 177 | 17.7 | 395 | 44 | 355 | 39
3928 | 153 | 183 | 18.3 | 374 | 44 | 0 | 38
3929 | 135 | 188 | 18.8 | 226 | 44 | 15 | 37
3930 | 121 | 188 | 18.8 | 234 | 49 | 20 | 35
3931 | 100 | 188 | 18.8 | 251 | 46 | 20 | 37
3932 | 61 | 161 | 16.1 | 41 | 36 | 25 | 38
3933 | 0 | 133 | 13.3 | 0 | 26 | 25 | 41
3934 | 0 | 116 | 11.6 | 0 | 18 | 20 | 46
3935 | 0 | 111 | 11.1 | 0 | 13 | 20 | 54
3936 | 0 | 100 | 10 | 0 | 15 | 105 | 73
3937 | 0 | 83 | 8.3 | 0 | 18 | 200 | 75
3938 | 0 | 72 | 7.2 | 0 | 8 | 285 | 78
3939 | 0 | 66 | 6.6 | 0 | 13 | 0 | 84
3940 | 0 | 55 | 5.5 | 0 | 28 | 5 | 76
3941 | 0 | 66 | 6.6 | 0 | 31 | 10 | 82
3942 | 34 | 72 | 7.2 | 0 | 26 | 10 | 93
3943 | 94 | 77 | 7.7 | 0 | 23 | 0 | 92
3944 | 122 | 88 | 8.8 | 278 | 18 | 0 | 88
3945 | 214 | 116 | 11.6 | 0 | 8 | 325 | 74
3946 | 153 | 144 | 14.4 | 370 | 13 | 300 | 67
3947 | 161 | 166 | 16.6 | 395 | 23 | 335 | 50
3948 | 159 | 177 | 17.7 | 678 | 26 | 350 | 46
3949 | 161 | 194 | 19.4 | 683 | 28 | 355 | 34
3950 | 159 | 200 | 20 | 678 | 36 | 5 | 25
3951 | 162 | 194 | 19.4 | 395 | 46 | 15 | 31
3952 | 151 | 200 | 20 | 576 | 46 | 10 | 40
3953 | 141 | 194 | 19.4 | 343 | 46 | 0 | 34
3954 | 124 | 188 | 18.8 | 344 | 49 | 0 | 39
3955 | 100 | 183 | 18.3 | 261 | 46 | 355 | 39
3956 | 62 | 166 | 16.6 | 53 | 44 | 350 | 39
3957 | 0 | 150 | 15 | 0 | 33 | 10 | 45
3958 | 0 | 133 | 13.3 | 0 | 26 | 30 | 57
3959 | 0 | 122 | 12.2 | 0 | 23 | 25 | 64
3960 | 0 | 111 | 11.1 | 0 | 23 | 20 | 66
3961 | 0 | 111 | 11.1 | 0 | 26 | 15 | 62
3962 | 0 | 105 | 10.5 | 0 | 21 | 15 | 68
3963 | 0 | 105 | 10.5 | 0 | 18 | 15 | 68
3964 | 0 | 94 | 9.4 | 0 | 15 | 5 | 69
3965 | 0 | 94 | 9.4 | 0 | 13 | 355 | 76
3966 | 34 | 100 | 10 | 0 | 15 | 330 | 77
3967 | 94 | 100 | 10 | 0 | 13 | 340 | 78
3968 | 116 | 116 | 11.6 | 172 | 26 | 10 | 69
3969 | 138 | 122 | 12.2 | 289 | 46 | 5 | 66
3970 | 153 | 144 | 14.4 | 370 | 51 | 10 | 67
3971 | 155 | 138 | 13.8 | 660 | 57 | 20 | 64
3972 | 167 | 144 | 14.4 | 521 | 57 | 15 | 61
3973 | 165 | 155 | 15.5 | 620 | 57 | 10 | 57
3974 | 153 | 161 | 16.1 | 740 | 59 | 10 | 57
3975 | 148 | 161 | 16.1 | 731 | 54 | 15 | 53
3976 | 141 | 161 | 16.1 | 708 | 49 | 15 | 53
3977 | 141 | 161 | 16.1 | 427 | 49 | 10 | 51
3978 | 123 | 150 | 15 | 284 | 49 | 10 | 51
3979 | 100 | 138 | 13.8 | 251 | 51 | 10 | 52
3980 | 37 | 122 | 12.2 | 0 | 57 | 10 | 56
3981 | 0 | 116 | 11.6 | 0 | 54 | 10 | 57
3982 | 0 | 105 | 10.5 | 0 | 54 | 10 | 64
3983 | 0 | 105 | 10.5 | 0 | 57 | 10 | 68
3984 | 0 | 100 | 10 | 0 | 54 | 10 | 73
3985 | 0 | 100 | 10 | 0 | 49 | 10 | 75
3986 | 0 | 100 | 10 | 0 | 46 | 20 | 73
3987 | 0 | 100 | 10 | 0 | 46 | 30 | 73
3988 | 0 | 100 | 10 | 0 | 49 | 30 | 73
3989 | 0 | 100 | 10 | 0 | 54 | 30 | 72
3990 | 34 | 100 | 10 | 0 | 54 | 30 | 72
3991 | 94 | 100 | 10 | 0 | 51 | 25 | 74
3992 | 154 | 100 | 10 | 0 | 49 | 25 | 75
3993 | 214 | 105 | 10.5 | 0 | 46 | 30 | 76
3994 | 153 | 111 | 11.1 | 370 | 49 | 30 | 76
3995 | 162 | 127 | 12.7 | 509 | 51 | 25 | 75
3996 | 153 | 138 | 13.8 | 740 | 51 | 20 | 73
3997 | 154 | 161 | 16.1 | 751 | 51 | 15 | 71
3998 | 153 | 166 | 16.6 | 747 | 51 | 10 | 65
3999 | 149 | 177 | 17.7 | 733 | 51 | 15 | 60
4000 | 144 | 188 | 18.8 | 677 | 49 | 25 | 58
4001 | 141 | 188 | 18.8 | 427 | 46 | 30 | 55
4002 | 124 | 183 | 18.3 | 385 | 49 | 25 | 53
4003 | 92 | 172 | 17.2 | 528 | 51 | 25 | 54
4004 | 67 | 155 | 15.5 | 195 | 46 | 20 | 54
4005 | 0 | 133 | 13.3 | 0 | 36 | 30 | 56
4006 | 0 | 116 | 11.6 | 0 | 26 | 50 | 68
4007 | 0 | 100 | 10 | 0 | 31 | 30 | 74
4008 | 0 | 94 | 9.4 | 0 | 36 | 15 | 74
4009 | 0 | 88 | 8.8 | 0 | 33 | 15 | 79
4010 | 0 | 88 | 8.8 | 0 | 36 | 15 | 81
4011 | 0 | 88 | 8.8 | 0 | 41 | 25 | 83
4012 | 0 | 88 | 8.8 | 0 | 46 | 25 | 85
4013 | 0 | 94 | 9.4 | 0 | 46 | 25 | 81
4014 | 34 | 94 | 9.4 | 0 | 49 | 35 | 82
4015 | 94 | 94 | 9.4 | 0 | 51 | 35 | 81
4016 | 154 | 94 | 9.4 | 0 | 49 | 30 | 82
4017 | 214 | 100 | 10 | 0 | 49 | 30 | 80
4018 | 153 | 105 | 10.5 | 370 | 51 | 20 | 81
4019 | 162 | 122 | 12.2 | 392 | 51 | 10 | 83
4020 | 167 | 127 | 12.7 | 405 | 57 | 20 | 76
4021 | 168 | 127 | 12.7 | 408 | 64 | 25 | 72
4022 | 167 | 127 | 12.7 | 405 | 64 | 25 | 69
4023 | 162 | 127 | 12.7 | 391 | 62 | 20 | 67
4024 | 154 | 127 | 12.7 | 374 | 59 | 15 | 73
4025 | 217 | 138 | 13.8 | 0 | 57 | 20 | 74
4026 | 123 | 155 | 15.5 | 290 | 57 | 25 | 71
4027 | 101 | 144 | 14.4 | 213 | 54 | 25 | 73
4028 | 62 | 133 | 13.3 | 53 | 44 | 20 | 69
4029 | 0 | 111 | 11.1 | 0 | 44 | 15 | 67
4030 | 0 | 94 | 9.4 | 0 | 51 | 10 | 60
4031 | 0 | 83 | 8.3 | 0 | 51 | 15 | 67
4032 | 0 | 77 | 7.7 | 0 | 46 | 15 | 70
4033 | 0 | 72 | 7.2 | 0 | 41 | 20 | 76
4034 | 0 | 66 | 6.6 | 0 | 36 | 25 | 78
4035 | 0 | 72 | 7.2 | 0 | 28 | 15 | 80
4036 | 0 | 83 | 8.3 | 0 | 26 | 5 | 85
4037 | 0 | 83 | 8.3 | 0 | 23 | 0 | 87
4038 | 34 | 83 | 8.3 | 0 | 21 | 5 | 89
4039 | 94 | 94 | 9.4 | 0 | 18 | 5 | 87
4040 | 120 | 111 | 11.1 | 234 | 26 | 5 | 78
4041 | 140 | 116 | 11.6 | 419 | 31 | 15 | 73
4042 | 140 | 133 | 13.3 | 707 | 31 | 10 | 69
4043 | 148 | 150 | 15 | 731 | 36 | 0 | 63
4044 | 152 | 155 | 15.5 | 749 | 33 | 0 | 56
4045 | 154 | 172 | 17.2 | 755 | 36 | 10 | 52
4046 | 153 | 177 | 17.7 | 751 | 36 | 20 | 47
4047 | 148 | 183 | 18.3 | 737 | 39 | 10 | 46
4048 | 140 | 177 | 17.7 | 718 | 46 | 355 | 42
4049 | 124 | 172 | 17.2 | 737 | 49 | 355 | 42
4050 | 111 | 172 | 17.2 | 661 | 54 | 0 | 39
4051 | 95 | 155 | 15.5 | 512 | 57 | 10 | 38
4052 | 70 | 144 | 14.4 | 184 | 57 | 20 | 46
4053 | 0 | 122 | 12.2 | 0 | 54 | 20 | 42
4054 | 0 | 111 | 11.1 | 0 | 46 | 40 | 48
4055 | 0 | 100 | 10 | 0 | 36 | 75 | 66
4056 | 0 | 94 | 9.4 | 0 | 28 | 90 | 70
4057 | 0 | 83 | 8.3 | 0 | 13 | 45 | 79
4058 | 0 | 77 | 7.7 | 0 | 0 | 0 | 84
4059 | 0 | 77 | 7.7 | 0 | 0 | 0 | 86
4060 | 0 | 66 | 6.6 | 0 | 0 | 0 | 86
4061 | 0 | 66 | 6.6 | 0 | 0 | 0 | 88
4062 | 63 | 66 | 6.6 | 0 | 0 | 0 | 92
4063 | 91 | 83 | 8.3 | 505 | 3 | 280 | 87
4064 | 109 | 94 | 9.4 | 656 | 8 | 210 | 82
4065 | 140 | 105 | 10.5 | 435 | 13 | 220 | 80
4066 | 141 | 138 | 13.8 | 702 | 18 | 235 | 72
4067 | 162 | 166 | 16.6 | 392 | 23 | 235 | 59
4068 | 167 | 177 | 17.7 | 405 | 28 | 225 | 61
4069 | 168 | 183 | 18.3 | 412 | 31 | 230 | 57
4070 | 167 | 200 | 20 | 405 | 28 | 235 | 55
4071 | 162 | 194 | 19.4 | 391 | 28 | 245 | 54
4072 | 154 | 194 | 19.4 | 374 | 28 | 250 | 53
4073 | 217 | 194 | 19.4 | 0 | 21 | 240 | 54
4074 | 118 | 200 | 20 | 176 | 26 | 225 | 54
4075 | 100 | 194 | 19.4 | 0 | 39 | 230 | 67
4076 | 41 | 177 | 17.7 | 0 | 33 | 245 | 75
4077 | 0 | 166 | 16.6 | 0 | 23 | 245 | 73
4078 | 0 | 155 | 15.5 | 0 | 23 | 235 | 77
4079 | 0 | 144 | 14.4 | 0 | 23 | 220 | 79
4080 | 0 | 161 | 16.1 | 0 | 21 | 210 | 81
4081 | 0 | 150 | 15 | 0 | 23 | 210 | 83
4082 | 0 | 127 | 12.7 | 0 | 28 | 215 | 83
4083 | 0 | 116 | 11.6 | 0 | 33 | 220 | 82
4084 | 0 | 116 | 11.6 | 0 | 36 | 225 | 85
4085 | 0 | 122 | 12.2 | 0 | 36 | 225 | 88
4086 | 34 | 116 | 11.6 | 0 | 36 | 220 | 88
4087 | 94 | 116 | 11.6 | 0 | 33 | 220 | 88
4088 | 154 | 127 | 12.7 | 0 | 33 | 225 | 85
4089 | 211 | 138 | 13.8 | 0 | 41 | 230 | 78
4090 | 153 | 155 | 15.5 | 370 | 49 | 230 | 72
4091 | 162 | 161 | 16.1 | 392 | 59 | 230 | 67
4092 | 167 | 161 | 16.1 | 405 | 64 | 235 | 64
4093 | 168 | 155 | 15.5 | 412 | 64 | 235 | 69
4094 | 167 | 150 | 15 | 405 | 64 | 225 | 75
4095 | 162 | 155 | 15.5 | 395 | 62 | 220 | 74
4096 | 154 | 161 | 16.1 | 374 | 59 | 220 | 77
4097 | 217 | 161 | 16.1 | 0 | 57 | 220 | 79
4098 | 160 | 161 | 16.1 | 0 | 59 | 225 | 77
4099 | 100 | 166 | 16.6 | 0 | 59 | 230 | 72
4100 | 41 | 166 | 16.6 | 0 | 51 | 230 | 74
4101 | 0 | 161 | 16.1 | 0 | 41 | 235 | 70
4102 | 0 | 150 | 15 | 0 | 36 | 240 | 73
4103 | 0 | 133 | 13.3 | 0 | 33 | 245 | 76
4104 | 0 | 138 | 13.8 | 0 | 28 | 260 | 75
4105 | 0 | 122 | 12.2 | 0 | 23 | 260 | 77
4106 | 0 | 122 | 12.2 | 0 | 18 | 260 | 80
4107 | 0 | 105 | 10.5 | 0 | 15 | 275 | 79
4108 | 0 | 100 | 10 | 0 | 15 | 280 | 78
4109 | 0 | 94 | 9.4 | 0 | 13 | 265 | 81
4110 | 59 | 105 | 10.5 | 0 | 13 | 250 | 82
4111 | 98 | 122 | 12.2 | 226 | 13 | 250 | 85
4112 | 120 | 133 | 13.3 | 227 | 13 | 245 | 79
4113 | 134 | 144 | 14.4 | 226 | 18 | 260 | 71
4114 | 153 | 150 | 15 | 370 | 26 | 290 | 60
4115 | 162 | 150 | 15 | 392 | 36 | 280 | 56
4116 | 167 | 161 | 16.1 | 405 | 44 | 265 | 58
4117 | 168 | 172 | 17.2 | 412 | 49 | 280 | 55
4118 | 167 | 172 | 17.2 | 522 | 49 | 280 | 45
4119 | 149 | 188 | 18.8 | 733 | 44 | 280 | 45
4120 | 154 | 188 | 18.8 | 492 | 41 | 275 | 40
4121 | 142 | 194 | 19.4 | 425 | 44 | 245 | 43
4122 | 125 | 194 | 19.4 | 376 | 51 | 220 | 39
4123 | 101 | 194 | 19.4 | 250 | 64 | 215 | 50
4124 | 66 | 188 | 18.8 | 0 | 77 | 220 | 53
4125 | 0 | 172 | 17.2 | 0 | 72 | 215 | 53
4126 | 0 | 172 | 17.2 | 0 | 62 | 210 | 61
4127 | 0 | 161 | 16.1 | 0 | 59 | 210 | 62
4128 | 0 | 144 | 14.4 | 0 | 62 | 215 | 68
4129 | 0 | 138 | 13.8 | 0 | 64 | 220 | 77
4130 | 0 | 138 | 13.8 | 0 | 59 | 215 | 82
4131 | 0 | 127 | 12.7 | 0 | 59 | 215 | 83
4132 | 0 | 127 | 12.7 | 0 | 62 | 220 | 83
4133 | 0 | 138 | 13.8 | 0 | 59 | 220 | 86
4134 | 34 | 138 | 13.8 | 0 | 54 | 220 | 89
4135 | 116 | 150 | 15 | 0 | 51 | 220 | 86
4136 | 120 | 161 | 16.1 | 227 | 57 | 220 | 84
4137 | 134 | 172 | 17.2 | 221 | 59 | 220 | 82
4138 | 153 | 183 | 18.3 | 365 | 57 | 220 | 81
4139 | 162 | 188 | 18.8 | 392 | 54 | 215 | 79
4140 | 167 | 188 | 18.8 | 405 | 54 | 200 | 74
4141 | 168 | 194 | 19.4 | 408 | 57 | 195 | 77
4142 | 167 | 200 | 20 | 405 | 54 | 200 | 78
4143 | 162 | 188 | 18.8 | 395 | 59 | 205 | 76
4144 | 154 | 188 | 18.8 | 374 | 72 | 210 | 70
4145 | 217 | 200 | 20 | 0 | 77 | 210 | 65
4146 | 160 | 200 | 20 | 0 | 70 | 210 | 70
4147 | 98 | 194 | 19.4 | 151 | 64 | 210 | 71
4148 | 59 | 183 | 18.3 | 0 | 70 | 210 | 71
4149 | 0 | 177 | 17.7 | 0 | 70 | 215 | 78
4150 | 0 | 166 | 16.6 | 0 | 67 | 215 | 79
4151 | 0 | 161 | 16.1 | 0 | 64 | 215 | 83
4152 | 0 | 155 | 15.5 | 0 | 59 | 215 | 86
4153 | 0 | 155 | 15.5 | 0 | 54 | 215 | 87
4154 | 0 | 144 | 14.4 | 0 | 46 | 225 | 87
4155 | 0 | 138 | 13.8 | 0 | 39 | 225 | 85
4156 | 0 | 133 | 13.3 | 0 | 33 | 220 | 85
4157 | 0 | 133 | 13.3 | 0 | 28 | 225 | 86
4158 | 41 | 144 | 14.4 | 0 | 31 | 220 | 86
4159 | 94 | 150 | 15 | 0 | 33 | 210 | 86
4160 | 154 | 150 | 15 | 0 | 31 | 210 | 86
4161 | 211 | 138 | 13.8 | 0 | 26 | 220 | 84
4162 | 261 | 144 | 14.4 | 0 | 13 | 225 | 81
4163 | 161 | 161 | 16.1 | 395 | 5 | 160 | 76
4164 | 167 | 183 | 18.3 | 405 | 8 | 120 | 72
4165 | 168 | 188 | 18.8 | 408 | 13 | 130 | 67
4166 | 167 | 183 | 18.3 | 405 | 23 | 120 | 62
4167 | 162 | 188 | 18.8 | 395 | 33 | 115 | 58
4168 | 154 | 177 | 17.7 | 374 | 28 | 140 | 63
4169 | 217 | 150 | 15 | 0 | 26 | 145 | 88
4170 | 160 | 138 | 13.8 | 0 | 31 | 120 | 94
4171 | 100 | 133 | 13.3 | 0 | 39 | 115 | 94
4172 | 41 | 127 | 12.7 | 0 | 49 | 100 | 94
4173 | 0 | 127 | 12.7 | 0 | 57 | 85 | 92
4174 | 0 | 122 | 12.2 | 0 | 62 | 75 | 96
4175 | 0 | 122 | 12.2 | 0 | 59 | 70 | 91
4176 | 0 | 116 | 11.6 | 0 | 59 | 75 | 92
4177 | 0 | 116 | 11.6 | 0 | 57 | 85 | 92
4178 | 0 | 116 | 11.6 | 0 | 46 | 80 | 91
4179 | 0 | 116 | 11.6 | 0 | 41 | 65 | 91
4180 | 0 | 116 | 11.6 | 0 | 41 | 55 | 91
4181 | 0 | 116 | 11.6 | 0 | 36 | 50 | 93
4182 | 34 | 122 | 12.2 | 0 | 31 | 55 | 94
4183 | 91 | 127 | 12.7 | 0 | 31 | 75 | 91
4184 | 154 | 138 | 13.8 | 0 | 36 | 85 | 91
4185 | 211 | 144 | 14.4 | 0 | 44 | 85 | 91
4186 | 261 | 155 | 15.5 | 0 | 44 | 85 | 90
4187 | 161 | 166 | 16.6 | 395 | 46 | 80 | 89
4188 | 167 | 177 | 17.7 | 405 | 57 | 80 | 84
4189 | 165 | 183 | 18.3 | 620 | 62 | 80 | 86
4190 | 164 | 194 | 19.4 | 613 | 67 | 80 | 77
4191 | 162 | 172 | 17.2 | 395 | 62 | 90 | 74
4192 | 154 | 150 | 15 | 374 | 41 | 85 | 85
4193 | 217 | 138 | 13.8 | 0 | 39 | 60 | 90
4194 | 164 | 138 | 13.8 | 0 | 51 | 65 | 89
4195 | 100 | 138 | 13.8 | 0 | 51 | 85 | 88
4196 | 41 | 144 | 14.4 | 0 | 46 | 90 | 89
4197 | 0 | 144 | 14.4 | 0 | 33 | 95 | 91
4198 | 0 | 138 | 13.8 | 0 | 33 | 145 | 91
4199 | 0 | 138 | 13.8 | 0 | 46 | 200 | 92
4200 | 0 | 138 | 13.8 | 0 | 41 | 215 | 89
4201 | 0 | 144 | 14.4 | 0 | 31 | 215 | 87
4202 | 0 | 150 | 15 | 0 | 31 | 205 | 87
4203 | 0 | 150 | 15 | 0 | 36 | 205 | 91
4204 | 0 | 150 | 15 | 0 | 39 | 215 | 93
4205 | 0 | 138 | 13.8 | 0 | 31 | 215 | 92
4206 | 47 | 133 | 13.3 | 0 | 18 | 195 | 91
4207 | 96 | 133 | 13.3 | 167 | 18 | 195 | 90
4208 | 122 | 144 | 14.4 | 272 | 15 | 210 | 88
4209 | 138 | 155 | 15.5 | 283 | 13 | 120 | 80
4210 | 147 | 172 | 17.2 | 257 | 18 | 60 | 76
4211 | 161 | 183 | 18.3 | 391 | 21 | 160 | 74
4212 | 167 | 183 | 18.3 | 405 | 23 | 240 | 67
4213 | 168 | 172 | 17.2 | 408 | 21 | 290 | 70
4214 | 167 | 161 | 16.1 | 405 | 15 | 330 | 86
4215 | 162 | 144 | 14.4 | 395 | 26 | 15 | 92
4216 | 154 | 144 | 14.4 | 370 | 62 | 335 | 92
4217 | 136 | 111 | 11.1 | 228 | 70 | 245 | 89
4218 | 125 | 100 | 10 | 361 | 59 | 235 | 82
4219 | 101 | 100 | 10 | 222 | 67 | 225 | 67
4220 | 66 | 127 | 12.7 | 0 | 67 | 210 | 66
4221 | 0 | 116 | 11.6 | 0 | 64 | 200 | 61
4222 | 0 | 122 | 12.2 | 0 | 59 | 200 | 70
4223 | 0 | 122 | 12.2 | 0 | 54 | 200 | 79
4224 | 0 | 122 | 12.2 | 0 | 59 | 200 | 77
4225 | 0 | 127 | 12.7 | 0 | 64 | 195 | 74
4226 | 0 | 133 | 13.3 | 0 | 62 | 190 | 76
4227 | 0 | 133 | 13.3 | 0 | 59 | 190 | 78
4228 | 0 | 127 | 12.7 | 0 | 54 | 190 | 79
4229 | 0 | 122 | 12.2 | 0 | 51 | 190 | 82
4230 | 41 | 122 | 12.2 | 0 | 49 | 185 | 82
4231 | 91 | 133 | 13.3 | 0 | 49 | 180 | 82
4232 | 154 | 144 | 14.4 | 0 | 57 | 180 | 82
4233 | 211 | 155 | 15.5 | 0 | 62 | 185 | 86
4234 | 261 | 155 | 15.5 | 0 | 64 | 190 | 78
4235 | 161 | 166 | 16.6 | 510 | 72 | 190 | 77
4236 | 167 | 161 | 16.1 | 521 | 72 | 195 | 72
4237 | 169 | 172 | 17.2 | 526 | 72 | 200 | 69
4238 | 167 | 183 | 18.3 | 522 | 75 | 200 | 62
4239 | 162 | 188 | 18.8 | 395 | 72 | 195 | 60
4240 | 155 | 177 | 17.7 | 486 | 72 | 195 | 62
4241 | 136 | 177 | 17.7 | 228 | 70 | 195 | 66
4242 | 119 | 161 | 16.1 | 181 | 62 | 190 | 57
4243 | 98 | 172 | 17.2 | 151 | 64 | 190 | 54
4244 | 72 | 161 | 16.1 | 0 | 64 | 195 | 58
4245 | 0 | 150 | 15 | 0 | 46 | 190 | 56
4246 | 0 | 133 | 13.3 | 0 | 36 | 175 | 67
4247 | 0 | 122 | 12.2 | 0 | 36 | 165 | 77
4248 | 0 | 111 | 11.1 | 0 | 36 | 165 | 83
4249 | 0 | 111 | 11.1 | 0 | 31 | 170 | 85
4250 | 0 | 105 | 10.5 | 0 | 28 | 170 | 88
4251 | 0 | 100 | 10 | 0 | 21 | 170 | 90
4252 | 0 | 94 | 9.4 | 0 | 5 | 85 | 95
4253 | 0 | 94 | 9.4 | 0 | 0 | 0 | 94
4254 | 47 | 105 | 10.5 | 0 | 0 | 0 | 96
4255 | 93 | 116 | 11.6 | 125 | 0 | 0 | 95
4256 | 120 | 138 | 13.8 | 227 | 3 | 40 | 91
4257 | 134 | 155 | 15.5 | 221 | 8 | 125 | 79
4258 | 152 | 166 | 16.6 | 374 | 13 | 165 | 73
4259 | 158 | 172 | 17.2 | 597 | 15 | 165 | 70
4260 | 167 | 177 | 17.7 | 521 | 21 | 190 | 65
4261 | 168 | 172 | 17.2 | 408 | 31 | 210 | 69
4262 | 167 | 177 | 17.7 | 405 | 23 | 235 | 85
4263 | 162 | 177 | 17.7 | 513 | 10 | 255 | 67
4264 | 155 | 150 | 15 | 486 | 10 | 255 | 56
4265 | 220 | 138 | 13.8 | 0 | 18 | 270 | 61
4266 | 164 | 144 | 14.4 | 0 | 26 | 270 | 55
4267 | 98 | 161 | 16.1 | 151 | 28 | 250 | 55
4268 | 41 | 161 | 16.1 | 0 | 33 | 235 | 60
4269 | 0 | 155 | 15.5 | 0 | 28 | 235 | 58
4270 | 0 | 150 | 15 | 0 | 23 | 225 | 68
4271 | 0 | 138 | 13.8 | 0 | 23 | 220 | 79
4272 | 0 | 133 | 13.3 | 0 | 18 | 235 | 82
4273 | 0 | 127 | 12.7 | 0 | 13 | 245 | 84
4274 | 0 | 127 | 12.7 | 0 | 13 | 250 | 89
4275 | 0 | 116 | 11.6 | 0 | 18 | 240 | 86
4276 | 0 | 111 | 11.1 | 0 | 18 | 225 | 90
4277 | 0 | 105 | 10.5 | 0 | 18 | 225 | 94
4278 | 59 | 111 | 11.1 | 0 | 21 | 230 | 94
4279 | 98 | 122 | 12.2 | 236 | 23 | 220 | 89
4280 | 121 | 133 | 13.3 | 372 | 26 | 215 | 85
4281 | 140 | 150 | 15 | 429 | 28 | 230 | 82
4282 | 153 | 166 | 16.6 | 472 | 36 | 245 | 77
4283 | 151 | 172 | 17.2 | 701 | 44 | 255 | 72
4284 | 166 | 177 | 17.7 | 401 | 44 | 250 | 63
4285 | 168 | 177 | 17.7 | 408 | 46 | 240 | 65
4286 | 167 | 183 | 18.3 | 405 | 51 | 245 | 57
4287 | 162 | 183 | 18.3 | 395 | 57 | 240 | 57
4288 | 154 | 183 | 18.3 | 370 | 57 | 230 | 62
4289 | 220 | 177 | 17.7 | 0 | 51 | 225 | 59
4290 | 164 | 172 | 17.2 | 0 | 57 | 220 | 62
4291 | 100 | 172 | 17.2 | 0 | 59 | 215 | 70
4292 | 41 | 172 | 17.2 | 0 | 59 | 210 | 70
4293 | 0 | 166 | 16.6 | 0 | 62 | 210 | 67
4294 | 0 | 155 | 15.5 | 0 | 59 | 210 | 79
4295 | 0 | 144 | 14.4 | 0 | 57 | 210 | 82
4296 | 0 | 144 | 14.4 | 0 | 57 | 215 | 83
4297 | 0 | 144 | 14.4 | 0 | 57 | 220 | 84
4298 | 0 | 144 | 14.4 | 0 | 57 | 220 | 81
4299 | 0 | 150 | 15 | 0 | 59 | 220 | 82
4300 | 0 | 150 | 15 | 0 | 62 | 225 | 83
4301 | 0 | 150 | 15 | 0 | 62 | 225 | 82
4302 | 47 | 144 | 14.4 | 0 | 59 | 220 | 83
4303 | 94 | 150 | 15 | 169 | 59 | 220 | 82
4304 | 151 | 155 | 15.5 | 0 | 59 | 225 | 77
4305 | 211 | 161 | 16.1 | 0 | 59 | 225 | 74
4306 | 258 | 166 | 16.6 | 0 | 62 | 220 | 74
4307 | 158 | 172 | 17.2 | 597 | 62 | 220 | 75
4308 | 164 | 183 | 18.3 | 610 | 64 | 225 | 80
4309 | 168 | 183 | 18.3 | 408 | 70 | 225 | 73
4310 | 164 | 183 | 18.3 | 613 | 70 | 220 | 73
4311 | 162 | 200 | 20 | 513 | 64 | 220 | 71
4312 | 155 | 194 | 19.4 | 486 | 70 | 220 | 70
4313 | 140 | 194 | 19.4 | 294 | 70 | 220 | 68
4314 | 125 | 194 | 19.4 | 323 | 62 | 255 | 68
4315 | 100 | 183 | 18.3 | 194 | 62 | 290 | 59
4316 | 66 | 172 | 17.2 | 0 | 59 | 290 | 59
4317 | 0 | 166 | 16.6 | 0 | 49 | 285 | 63
4318 | 0 | 150 | 15 | 0 | 39 | 280 | 65
4319 | 0 | 133 | 13.3 | 0 | 28 | 275 | 69
4320 | 0 | 127 | 12.7 | 0 | 21 | 260 | 77
4321 | 0 | 116 | 11.6 | 0 | 15 | 255 | 82
4322 | 0 | 105 | 10.5 | 0 | 10 | 250 | 85
4323 | 0 | 105 | 10.5 | 0 | 8 | 240 | 88
4324 | 0 | 94 | 9.4 | 0 | 8 | 235 | 91
4325 | 0 | 94 | 9.4 | 0 | 8 | 220 | 96
4326 | 56 | 100 | 10 | 0 | 5 | 200 | 95
4327 | 96 | 116 | 11.6 | 247 | 3 | 275 | 94
4328 | 121 | 133 | 13.3 | 336 | 0 | 0 | 86
4329 | 211 | 155 | 15.5 | 0 | 0 | 0 | 82
4330 | 152 | 161 | 16.1 | 374 | 0 | 0 | 73
4331 | 154 | 166 | 16.6 | 657 | 3 | 300 | 62
4332 | 155 | 177 | 17.7 | 717 | 10 | 240 | 59
4333 | 154 | 183 | 18.3 | 751 | 15 | 235 | 55
4334 | 154 | 183 | 18.3 | 742 | 15 | 280 | 53
4335 | 149 | 200 | 20 | 733 | 13 | 240 | 53
4336 | 152 | 205 | 20.5 | 573 | 13 | 180 | 49
4337 | 142 | 200 | 20 | 425 | 15 | 125 | 49
4338 | 125 | 188 | 18.8 | 376 | 13 | 110 | 47
4339 | 102 | 183 | 18.3 | 278 | 8 | 165 | 44
4340 | 65 | 166 | 16.6 | 56 | 18 | 175 | 45
4341 | 0 | 155 | 15.5 | 0 | 36 | 200 | 60
4342 | 0 | 144 | 14.4 | 0 | 33 | 190 | 65
4343 | 0 | 138 | 13.8 | 0 | 23 | 180 | 66
4344 | 0 | 127 | 12.7 | 0 | 10 | 90 | 76
4345 | 0 | 122 | 12.2 | 0 | 0 | 0 | 82
4346 | 0 | 116 | 11.6 | 0 | 0 | 0 | 83
4347 | 0 | 116 | 11.6 | 0 | 0 | 0 | 88
4348 | 0 | 116 | 11.6 | 0 | 5 | 80 | 90
4349 | 0 | 105 | 10.5 | 0 | 5 | 80 | 91
4350 | 56 | 116 | 11.6 | 0 | 0 | 0 | 91
4351 | 96 | 133 | 13.3 | 227 | 0 | 0 | 93
4352 | 120 | 155 | 15.5 | 273 | 10 | 280 | 83
4353 | 133 | 166 | 16.6 | 220 | 15 | 205 | 78
4354 | 258 | 172 | 17.2 | 0 | 13 | 210 | 75
4355 | 151 | 183 | 18.3 | 698 | 21 | 210 | 72
4356 | 163 | 188 | 18.8 | 611 | 28 | 200 | 63
4357 | 169 | 205 | 20.5 | 526 | 33 | 210 | 65
4358 | 160 | 216 | 21.6 | 673 | 33 | 240 | 65
4359 | 159 | 211 | 21.1 | 598 | 33 | 270 | 64
4360 | 154 | 194 | 19.4 | 374 | 28 | 275 | 64
4361 | 217 | 205 | 20.5 | 0 | 28 | 235 | 63
4362 | 123 | 200 | 20 | 240 | 36 | 210 | 62
4363 | 100 | 194 | 19.4 | 185 | 44 | 205 | 62
4364 | 41 | 183 | 18.3 | 0 | 51 | 205 | 63
4365 | 0 | 172 | 17.2 | 0 | 46 | 220 | 65
4366 | 0 | 166 | 16.6 | 0 | 33 | 240 | 69
4367 | 0 | 161 | 16.1 | 0 | 26 | 265 | 72
4368 | 0 | 155 | 15.5 | 0 | 23 | 270 | 72
4369 | 0 | 150 | 15 | 0 | 18 | 255 | 74
4370 | 0 | 150 | 15 | 0 | 18 | 240 | 75
4371 | 0 | 133 | 13.3 | 0 | 23 | 230 | 81
4372 | 0 | 133 | 13.3 | 0 | 23 | 230 | 84
4373 | 0 | 127 | 12.7 | 0 | 21 | 225 | 86
4374 | 47 | 133 | 13.3 | 0 | 23 | 215 | 89
4375 | 113 | 144 | 14.4 | 0 | 26 | 215 | 86
4376 | 151 | 155 | 15.5 | 0 | 26 | 220 | 82
4377 | 208 | 161 | 16.1 | 0 | 28 | 230 | 80
4378 | 258 | 166 | 16.6 | 0 | 39 | 255 | 76
4379 | 161 | 172 | 17.2 | 387 | 41 | 270 | 76
4380 | 159 | 177 | 17.7 | 675 | 41 | 265 | 67
4381 | 161 | 183 | 18.3 | 678 | 46 | 260 | 59
4382 | 167 | 194 | 19.4 | 522 | 39 | 265 | 52
4383 | 162 | 194 | 19.4 | 391 | 28 | 260 | 53
4384 | 154 | 188 | 18.8 | 374 | 23 | 260 | 54
4385 | 136 | 194 | 19.4 | 228 | 31 | 245 | 59
4386 | 124 | 200 | 20 | 283 | 36 | 240 | 64
4387 | 100 | 183 | 18.3 | 185 | 33 | 265 | 63
4388 | 50 | 177 | 17.7 | 0 | 33 | 260 | 65
4389 | 0 | 172 | 17.2 | 0 | 33 | 260 | 63
4390 | 0 | 166 | 16.6 | 0 | 33 | 275 | 56
4391 | 0 | 155 | 15.5 | 0 | 26 | 270 | 57
4392 | 0 | 138 | 13.8 | 0 | 26 | 250 | 63
4393 | 0 | 116 | 11.6 | 0 | 41 | 260 | 66
4394 | 0 | 111 | 11.1 | 0 | 44 | 280 | 69
4395 | 0 | 100 | 10 | 0 | 28 | 275 | 75
4396 | 0 | 94 | 9.4 | 0 | 21 | 270 | 76
4397 | 0 | 100 | 10 | 0 | 18 | 265 | 75
4398 | 56 | 100 | 10 | 0 | 13 | 255 | 79
4399 | 90 | 111 | 11.1 | 481 | 13 | 245 | 80
4400 | 108 | 127 | 12.7 | 642 | 23 | 255 | 74
4401 | 139 | 144 | 14.4 | 432 | 36 | 265 | 76
4402 | 153 | 150 | 15 | 464 | 44 | 265 | 69
4403 | 151 | 161 | 16.1 | 698 | 51 | 270 | 57
4404 | 156 | 155 | 15.5 | 712 | 57 | 270 | 53
4405 | 161 | 155 | 15.5 | 678 | 54 | 270 | 51
4406 | 160 | 172 | 17.2 | 673 | 57 | 260 | 47
4407 | 159 | 172 | 17.2 | 598 | 62 | 255 | 47
4408 | 154 | 161 | 16.1 | 488 | 59 | 260 | 52
4409 | 140 | 172 | 17.2 | 294 | 57 | 270 | 45
4410 | 123 | 166 | 16.6 | 240 | 54 | 270 | 42
4411 | 101 | 166 | 16.6 | 259 | 51 | 270 | 40
4412 | 65 | 166 | 16.6 | 56 | 49 | 270 | 45
4413 | 0 | 150 | 15 | 0 | 46 | 265 | 49
4414 | 0 | 133 | 13.3 | 0 | 44 | 270 | 55
4415 | 0 | 122 | 12.2 | 0 | 39 | 265 | 59
4416 | 0 | 111 | 11.1 | 0 | 36 | 260 | 60
4417 | 0 | 105 | 10.5 | 0 | 33 | 255 | 64
4418 | 0 | 100 | 10 | 0 | 31 | 250 | 76
4419 | 0 | 105 | 10.5 | 0 | 26 | 245 | 76
4420 | 0 | 105 | 10.5 | 0 | 21 | 230 | 81
4421 | 0 | 100 | 10 | 0 | 23 | 215 | 85
4422 | 41 | 100 | 10 | 0 | 26 | 210 | 87
4423 | 110 | 111 | 11.1 | 0 | 21 | 210 | 85
4424 | 115 | 122 | 12.2 | 167 | 18 | 215 | 82
4425 | 137 | 133 | 13.3 | 284 | 23 | 225 | 77
4426 | 258 | 150 | 15 | 0 | 28 | 250 | 67
4427 | 161 | 161 | 16.1 | 390 | 31 | 270 | 67
4428 | 166 | 166 | 16.6 | 404 | 36 | 270 | 58
4429 | 165 | 166 | 16.6 | 612 | 39 | 270 | 61
4430 | 167 | 161 | 16.1 | 405 | 39 | 260 | 56
4431 | 162 | 172 | 17.2 | 391 | 46 | 245 | 56
4432 | 154 | 161 | 16.1 | 374 | 46 | 245 | 58
4433 | 140 | 177 | 17.7 | 294 | 46 | 245 | 58
4434 | 118 | 177 | 17.7 | 176 | 51 | 240 | 57
4435 | 126 | 172 | 17.2 | 0 | 51 | 245 | 63
4436 | 41 | 172 | 17.2 | 0 | 46 | 250 | 63
4437 | 0 | 155 | 15.5 | 0 | 39 | 255 | 66
4438 | 0 | 155 | 15.5 | 0 | 28 | 255 | 67
4439 | 0 | 150 | 15 | 0 | 21 | 245 | 71
4440 | 0 | 138 | 13.8 | 0 | 21 | 240 | 76
4441 | 0 | 133 | 13.3 | 0 | 18 | 240 | 76
4442 | 0 | 127 | 12.7 | 0 | 13 | 240 | 77
4443 | 0 | 116 | 11.6 | 0 | 13 | 245 | 79
4444 | 0 | 111 | 11.1 | 0 | 10 | 245 | 78
4445 | 0 | 105 | 10.5 | 0 | 5 | 240 | 81
4446 | 53 | 105 | 10.5 | 0 | 5 | 245 | 83
4447 | 96 | 127 | 12.7 | 227 | 3 | 305 | 81
4448 | 121 | 144 | 14.4 | 358 | 3 | 5 | 81
4449 | 133 | 161 | 16.1 | 215 | 5 | 25 | 74
4450 | 258 | 166 | 16.6 | 0 | 3 | 20 | 67
4451 | 161 | 172 | 17.2 | 390 | 3 | 15 | 59
4452 | 166 | 177 | 17.7 | 400 | 10 | 100 | 56
4453 | 168 | 183 | 18.3 | 407 | 18 | 190 | 57
4454 | 167 | 183 | 18.3 | 405 | 23 | 210 | 54
4455 | 159 | 188 | 18.8 | 598 | 23 | 210 | 52
4456 | 154 | 188 | 18.8 | 374 | 18 | 200 | 52
4457 | 217 | 188 | 18.8 | 0 | 18 | 200 | 54
4458 | 118 | 188 | 18.8 | 176 | 23 | 205 | 56
4459 | 100 | 188 | 18.8 | 0 | 23 | 195 | 61
4460 | 41 | 177 | 17.7 | 0 | 21 | 190 | 63
4461 | 0 | 166 | 16.6 | 0 | 23 | 190 | 64
4462 | 0 | 161 | 16.1 | 0 | 23 | 190 | 69
4463 | 0 | 161 | 16.1 | 0 | 10 | 275 | 76
4464 | 0 | 161 | 16.1 | 0 | 0 | 0 | 87
4465 | 0 | 155 | 15.5 | 0 | 0 | 0 | 89
4466 | 0 | 138 | 13.8 | 0 | 0 | 0 | 91
4467 | 0 | 127 | 12.7 | 0 | 0 | 0 | 96
4468 | 0 | 122 | 12.2 | 0 | 0 | 0 | 96
4469 | 0 | 122 | 12.2 | 0 | 0 | 0 | 97
4470 | 50 | 122 | 12.2 | 0 | 0 | 0 | 93
4471 | 95 | 133 | 13.3 | 179 | 0 | 0 | 95
4472 | 148 | 155 | 15.5 | 0 | 0 | 0 | 87
4473 | 138 | 166 | 16.6 | 429 | 0 | 0 | 84
4474 | 255 | 183 | 18.3 | 0 | 0 | 0 | 74
4475 | 160 | 200 | 20 | 386 | 0 | 0 | 62
4476 | 166 | 188 | 18.8 | 400 | 3 | 90 | 63
4477 | 168 | 194 | 19.4 | 407 | 10 | 190 | 63
4478 | 167 | 205 | 20.5 | 405 | 18 | 205 | 59
4479 | 163 | 205 | 20.5 | 509 | 21 | 205 | 51
4480 | 154 | 205 | 20.5 | 374 | 21 | 185 | 51
4481 | 140 | 205 | 20.5 | 289 | 18 | 180 | 51
4482 | 118 | 200 | 20 | 176 | 18 | 215 | 50
4483 | 97 | 194 | 19.4 | 145 | 15 | 240 | 53
4484 | 41 | 183 | 18.3 | 0 | 13 | 250 | 53
4485 | 0 | 172 | 17.2 | 0 | 8 | 310 | 66
4486 | 0 | 155 | 15.5 | 0 | 0 | 0 | 74
4487 | 0 | 144 | 14.4 | 0 | 0 | 0 | 60
4488 | 0 | 150 | 15 | 0 | 0 | 0 | 76
4489 | 0 | 138 | 13.8 | 0 | 5 | 275 | 82
4490 | 0 | 133 | 13.3 | 0 | 10 | 195 | 84
4491 | 0 | 133 | 13.3 | 0 | 5 | 280 | 85
4492 | 0 | 122 | 12.2 | 0 | 0 | 0 | 89
4493 | 0 | 144 | 14.4 | 0 | 0 | 0 | 93
4494 | 50 | 138 | 13.8 | 0 | 0 | 0 | 92
4495 | 90 | 150 | 15 | 122 | 0 | 0 | 93
4496 | 148 | 155 | 15.5 | 0 | 0 | 0 | 88
4497 | 138 | 183 | 18.3 | 335 | 0 | 0 | 80
4498 | 132 | 205 | 20.5 | 770 | 0 | 0 | 74
4499 | 150 | 227 | 22.7 | 695 | 5 | 295 | 67
4500 | 162 | 233 | 23.3 | 612 | 18 | 220 | 56
4501 | 160 | 233 | 23.3 | 680 | 23 | 210 | 53
4502 | 159 | 244 | 24.4 | 674 | 26 | 205 | 47
4503 | 152 | 250 | 25 | 697 | 39 | 205 | 44
4504 | 147 | 255 | 25.5 | 638 | 51 | 205 | 44
4505 | 142 | 250 | 25 | 342 | 67 | 200 | 43
4506 | 125 | 238 | 23.8 | 317 | 75 | 205 | 40
4507 | 100 | 227 | 22.7 | 185 | 64 | 205 | 46
4508 | 63 | 216 | 21.6 | 0 | 57 | 205 | 55
4509 | 0 | 194 | 19.4 | 0 | 54 | 215 | 55
4510 | 0 | 172 | 17.2 | 0 | 49 | 215 | 58
4511 | 0 | 166 | 16.6 | 0 | 36 | 205 | 62
4512 | 0 | 161 | 16.1 | 0 | 28 | 195 | 68
4513 | 0 | 155 | 15.5 | 0 | 39 | 190 | 74
4514 | 0 | 161 | 16.1 | 0 | 49 | 195 | 76
4515 | 0 | 161 | 16.1 | 0 | 44 | 190 | 87
4516 | 0 | 150 | 15 | 0 | 36 | 185 | 92
4517 | 0 | 150 | 15 | 0 | 36 | 190 | 93
4518 | 25 | 150 | 15 | 0 | 39 | 205 | 96
4519 | 85 | 155 | 15.5 | 0 | 39 | 230 | 96
4520 | 148 | 161 | 16.1 | 0 | 39 | 250 | 93
4521 | 205 | 161 | 16.1 | 0 | 44 | 275 | 90
4522 | 146 | 177 | 17.7 | 251 | 54 | 300 | 80
4523 | 158 | 161 | 16.1 | 594 | 70 | 315 | 71
4524 | 158 | 166 | 16.6 | 672 | 75 | 320 | 66
4525 | 161 | 194 | 19.4 | 675 | 75 | 315 | 58
4526 | 159 | 188 | 18.8 | 674 | 77 | 305 | 48
4527 | 159 | 183 | 18.3 | 600 | 75 | 305 | 46
4528 | 144 | 177 | 17.7 | 677 | 72 | 310 | 47
4529 | 142 | 183 | 18.3 | 337 | 70 | 310 | 41
4530 | 122 | 183 | 18.3 | 234 | 70 | 310 | 45
4531 | 101 | 177 | 17.7 | 231 | 75 | 310 | 47
4532 | 61 | 166 | 16.6 | 41 | 70 | 310 | 45
4533 | 0 | 155 | 15.5 | 0 | 51 | 310 | 46
4534 | 0 | 133 | 13.3 | 0 | 36 | 305 | 47
4535 | 0 | 127 | 12.7 | 0 | 28 | 290 | 53
4536 | 0 | 122 | 12.2 | 0 | 28 | 285 | 56
4537 | 0 | 111 | 11.1 | 0 | 33 | 295 | 60
4538 | 0 | 111 | 11.1 | 0 | 31 | 305 | 60
4539 | 0 | 105 | 10.5 | 0 | 21 | 310 | 65
4540 | 0 | 105 | 10.5 | 0 | 15 | 305 | 67
4541 | 0 | 100 | 10 | 0 | 13 | 285 | 71
4542 | 41 | 116 | 11.6 | 0 | 10 | 270 | 78
4543 | 92 | 116 | 11.6 | 150 | 10 | 270 | 75
4544 | 148 | 122 | 12.2 | 0 | 10 | 285 | 70
4545 | 205 | 155 | 15.5 | 0 | 23 | 315 | 59
4546 | 255 | 155 | 15.5 | 0 | 41 | 335 | 48
4547 | 160 | 155 | 15.5 | 391 | 46 | 335 | 50
4548 | 166 | 172 | 17.2 | 399 | 36 | 315 | 50
4549 | 165 | 183 | 18.3 | 613 | 31 | 295 | 48
4550 | 164 | 183 | 18.3 | 610 | 36 | 290 | 45
4551 | 159 | 194 | 19.4 | 600 | 31 | 285 | 45
4552 | 147 | 205 | 20.5 | 633 | 23 | 280 | 45
4553 | 141 | 200 | 20 | 343 | 23 | 290 | 44
4554 | 123 | 205 | 20.5 | 284 | 26 | 300 | 43
4555 | 100 | 211 | 21.1 | 261 | 26 | 315 | 42
4556 | 67 | 205 | 20.5 | 195 | 23 | 340 | 45
4557 | 0 | 194 | 19.4 | 0 | 15 | 345 | 45
4558 | 0 | 183 | 18.3 | 0 | 8 | 330 | 52
4559 | 0 | 155 | 15.5 | 0 | 3 | 340 | 71
4560 | 0 | 150 | 15 | 0 | 8 | 275 | 77
4561 | 0 | 144 | 14.4 | 0 | 13 | 195 | 78
4562 | 0 | 144 | 14.4 | 0 | 13 | 200 | 82
4563 | 0 | 127 | 12.7 | 0 | 15 | 210 | 86
4564 | 0 | 127 | 12.7 | 0 | 10 | 205 | 89
4565 | 0 | 122 | 12.2 | 0 | 8 | 195 | 93
4566 | 47 | 127 | 12.7 | 0 | 8 | 210 | 93
4567 | 90 | 144 | 14.4 | 455 | 5 | 210 | 92
4568 | 108 | 166 | 16.6 | 628 | 5 | 205 | 83
4569 | 121 | 188 | 18.8 | 717 | 8 | 205 | 77
4570 | 151 | 211 | 21.1 | 470 | 13 | 210 | 72
4571 | 146 | 216 | 21.6 | 730 | 23 | 220 | 69
4572 | 152 | 233 | 23.3 | 739 | 39 | 215 | 63
4573 | 154 | 238 | 23.8 | 741 | 41 | 230 | 61
4574 | 153 | 244 | 24.4 | 740 | 33 | 235 | 57
4575 | 148 | 250 | 25 | 731 | 33 | 220 | 52
4576 | 141 | 255 | 25.5 | 703 | 36 | 225 | 51
4577 | 141 | 255 | 25.5 | 439 | 33 | 230 | 48
4578 | 124 | 255 | 25.5 | 379 | 31 | 240 | 49
4579 | 100 | 244 | 24.4 | 270 | 26 | 245 | 51
4580 | 61 | 244 | 24.4 | 41 | 23 | 240 | 51
4581 | 0 | 233 | 23.3 | 0 | 31 | 220 | 50
4582 | 0 | 205 | 20.5 | 0 | 31 | 195 | 66
4583 | 0 | 188 | 18.8 | 0 | 28 | 195 | 73
4584 | 0 | 172 | 17.2 | 0 | 26 | 205 | 75
4585 | 0 | 172 | 17.2 | 0 | 13 | 205 | 79
4586 | 0 | 166 | 16.6 | 0 | 3 | 280 | 85
4587 | 0 | 172 | 17.2 | 0 | 3 | 285 | 89
4588 | 0 | 166 | 16.6 | 0 | 3 | 285 | 91
4589 | 0 | 155 | 15.5 | 0 | 0 | 0 | 93
4590 | 44 | 144 | 14.4 | 0 | 0 | 0 | 94
4591 | 93 | 133 | 13.3 | 199 | 0 | 0 | 91
4592 | 119 | 183 | 18.3 | 350 | 0 | 0 | 84
4593 | 138 | 211 | 21.1 | 422 | 0 | 0 | 80
4594 | 151 | 222 | 22.2 | 470 | 0 | 0 | 74
4595 | 138 | 233 | 23.3 | 800 | 0 | 0 | 70
4596 | 152 | 238 | 23.8 | 739 | 3 | 10 | 63
4597 | 157 | 250 | 25 | 717 | 3 | 10 | 56
4598 | 155 | 250 | 25 | 717 | 8 | 45 | 55
4599 | 155 | 250 | 25 | 660 | 18 | 80 | 51
4600 | 144 | 244 | 24.4 | 673 | 21 | 95 | 50
4601 | 141 | 250 | 25 | 444 | 18 | 115 | 45
4602 | 124 | 233 | 23.3 | 379 | 28 | 105 | 48
4603 | 99 | 222 | 22.2 | 232 | 46 | 95 | 46
4604 | 59 | 205 | 20.5 | 0 | 51 | 85 | 51
4605 | 0 | 188 | 18.8 | 0 | 46 | 80 | 54
4606 | 0 | 177 | 17.7 | 0 | 44 | 80 | 62
4607 | 0 | 172 | 17.2 | 0 | 39 | 75 | 59
4608 | 0 | 161 | 16.1 | 0 | 31 | 65 | 73
4609 | 0 | 150 | 15 | 0 | 31 | 70 | 77
4610 | 0 | 150 | 15 | 0 | 23 | 75 | 79
4611 | 0 | 138 | 13.8 | 0 | 15 | 65 | 80
4612 | 0 | 133 | 13.3 | 0 | 15 | 60 | 80
4613 | 0 | 133 | 13.3 | 0 | 15 | 55 | 86
4614 | 44 | 133 | 13.3 | 0 | 15 | 50 | 83
4615 | 92 | 155 | 15.5 | 224 | 18 | 50 | 83
4616 | 119 | 188 | 18.8 | 350 | 28 | 65 | 83
4617 | 137 | 211 | 21.1 | 414 | 36 | 80 | 78
4618 | 151 | 227 | 22.7 | 406 | 49 | 80 | 71
4619 | 153 | 238 | 23.8 | 654 | 64 | 80 | 64
4620 | 165 | 244 | 24.4 | 403 | 70 | 80 | 63
4621 | 167 | 238 | 23.8 | 406 | 67 | 80 | 56
4622 | 166 | 238 | 23.8 | 404 | 64 | 85 | 56
4623 | 159 | 244 | 24.4 | 596 | 67 | 90 | 56
4624 | 153 | 238 | 23.8 | 370 | 70 | 90 | 55
4625 | 214 | 222 | 22.2 | 0 | 75 | 85 | 54
4626 | 121 | 222 | 22.2 | 234 | 72 | 85 | 55
4627 | 99 | 211 | 21.1 | 213 | 62 | 80 | 57
4628 | 63 | 200 | 20 | 0 | 62 | 75 | 61
4629 | 0 | 177 | 17.7 | 0 | 57 | 75 | 64
4630 | 0 | 155 | 15.5 | 0 | 51 | 60 | 67
4631 | 0 | 150 | 15 | 0 | 54 | 50 | 70
4632 | 0 | 144 | 14.4 | 0 | 51 | 50 | 73
4633 | 0 | 138 | 13.8 | 0 | 46 | 45 | 74
4634 | 0 | 138 | 13.8 | 0 | 41 | 40 | 75
4635 | 0 | 144 | 14.4 | 0 | 41 | 40 | 77
4636 | 0 | 150 | 15 | 0 | 41 | 40 | 92
4637 | 0 | 155 | 15.5 | 0 | 39 | 40 | 94
4638 | 22 | 155 | 15.5 | 0 | 39 | 40 | 96
4639 | 82 | 161 | 16.1 | 0 | 39 | 40 | 98
4640 | 145 | 172 | 17.2 | 0 | 33 | 45 | 88
4641 | 201 | 183 | 18.3 | 0 | 33 | 50 | 88
4642 | 252 | 194 | 19.4 | 0 | 36 | 45 | 86
4643 | 157 | 211 | 21.1 | 591 | 36 | 40 | 85
4644 | 158 | 222 | 22.2 | 669 | 41 | 45 | 80
4645 | 164 | 238 | 23.8 | 613 | 46 | 55 | 75
4646 | 163 | 255 | 25.5 | 607 | 46 | 65 | 72
4647 | 159 | 261 | 26.1 | 596 | 36 | 70 | 64
4648 | 150 | 255 | 25.5 | 573 | 31 | 75 | 59
4649 | 139 | 250 | 25 | 288 | 36 | 90 | 57
4650 | 124 | 244 | 24.4 | 366 | 39 | 95 | 58
4651 | 99 | 233 | 23.3 | 203 | 46 | 95 | 57
4652 | 56 | 216 | 21.6 | 0 | 51 | 95 | 59
4653 | 0 | 194 | 19.4 | 0 | 41 | 80 | 64
4654 | 0 | 183 | 18.3 | 0 | 28 | 90 | 71
4655 | 0 | 172 | 17.2 | 0 | 31 | 95 | 74
4656 | 0 | 166 | 16.6 | 0 | 28 | 85 | 80
4657 | 0 | 161 | 16.1 | 0 | 23 | 100 | 80
4658 | 0 | 161 | 16.1 | 0 | 26 | 105 | 82
4659 | 0 | 161 | 16.1 | 0 | 15 | 90 | 85
4660 | 0 | 155 | 15.5 | 0 | 10 | 75 | 87
4661 | 0 | 161 | 16.1 | 0 | 15 | 85 | 89
4662 | 22 | 161 | 16.1 | 0 | 18 | 110 | 90
4663 | 82 | 166 | 16.6 | 0 | 23 | 165 | 90
4664 | 141 | 172 | 17.2 | 0 | 26 | 210 | 86
4665 | 201 | 183 | 18.3 | 0 | 28 | 215 | 82
4666 | 252 | 200 | 20 | 0 | 31 | 230 | 84
4667 | 159 | 200 | 20 | 386 | 33 | 250 | 84
4668 | 165 | 211 | 21.1 | 399 | 41 | 255 | 70
4669 | 167 | 222 | 22.2 | 402 | 46 | 250 | 63
4670 | 163 | 233 | 23.3 | 607 | 49 | 250 | 56
4671 | 158 | 238 | 23.8 | 597 | 51 | 255 | 51
4672 | 141 | 238 | 23.8 | 702 | 51 | 265 | 50
4673 | 141 | 238 | 23.8 | 417 | 51 | 270 | 43
4674 | 124 | 227 | 22.7 | 351 | 49 | 270 | 42
4675 | 100 | 227 | 22.7 | 251 | 51 | 280 | 42
4676 | 59 | 211 | 21.1 | 38 | 57 | 290 | 47
4677 | 0 | 194 | 19.4 | 0 | 51 | 290 | 47
4678 | 0 | 177 | 17.7 | 0 | 39 | 285 | 49
4679 | 0 | 166 | 16.6 | 0 | 31 | 285 | 56
4680 | 0 | 161 | 16.1 | 0 | 31 | 285 | 58
4681 | 0 | 161 | 16.1 | 0 | 28 | 280 | 63
4682 | 0 | 155 | 15.5 | 0 | 33 | 270 | 66
4683 | 0 | 155 | 15.5 | 0 | 41 | 265 | 67
4684 | 0 | 155 | 15.5 | 0 | 36 | 260 | 69
4685 | 0 | 150 | 15 | 0 | 31 | 250 | 72
4686 | 22 | 144 | 14.4 | 0 | 31 | 245 | 74
4687 | 78 | 150 | 15 | 0 | 33 | 240 | 76
4688 | 141 | 161 | 16.1 | 0 | 33 | 245 | 72
4689 | 201 | 166 | 16.6 | 0 | 33 | 245 | 73
4690 | 252 | 172 | 17.2 | 0 | 36 | 245 | 70
4691 | 159 | 188 | 18.8 | 386 | 41 | 240 | 61
4692 | 166 | 194 | 19.4 | 515 | 44 | 230 | 56
4693 | 167 | 188 | 18.8 | 405 | 41 | 230 | 55
4694 | 158 | 205 | 20.5 | 672 | 41 | 225 | 54
4695 | 158 | 205 | 20.5 | 597 | 39 | 215 | 55
4696 | 153 | 216 | 21.6 | 370 | 39 | 205 | 57
4697 | 139 | 211 | 21.1 | 288 | 36 | 205 | 56
4698 | 121 | 211 | 21.1 | 227 | 33 | 205 | 53
4699 | 97 | 216 | 21.6 | 168 | 44 | 200 | 52
4700 | 56 | 211 | 21.1 | 0 | 51 | 200 | 55
4701 | 0 | 200 | 20 | 0 | 57 | 205 | 66
4702 | 0 | 188 | 18.8 | 0 | 57 | 210 | 72
4703 | 0 | 166 | 16.6 | 0 | 44 | 210 | 77
4704 | 0 | 166 | 16.6 | 0 | 31 | 210 | 81
4705 | 0 | 172 | 17.2 | 0 | 15 | 205 | 87
4706 | 0 | 172 | 17.2 | 0 | 8 | 205 | 89
4707 | 0 | 172 | 17.2 | 0 | 18 | 210 | 90
4708 | 0 | 166 | 16.6 | 0 | 18 | 210 | 89
4709 | 0 | 166 | 16.6 | 0 | 10 | 210 | 89
4710 | 18 | 166 | 16.6 | 0 | 8 | 210 | 90
4711 | 78 | 166 | 16.6 | 0 | 5 | 210 | 91
4712 | 141 | 172 | 17.2 | 0 | 3 | 285 | 92
4713 | 198 | 172 | 17.2 | 0 | 8 | 285 | 91
4714 | 249 | 183 | 18.3 | 0 | 13 | 210 | 88
4715 | 159 | 188 | 18.8 | 386 | 13 | 195 | 77
4716 | 165 | 205 | 20.5 | 398 | 15 | 190 | 75
4717 | 167 | 216 | 21.6 | 405 | 21 | 210 | 66
4718 | 166 | 216 | 21.6 | 403 | 33 | 215 | 60
4719 | 161 | 238 | 23.8 | 391 | 39 | 200 | 59
4720 | 153 | 238 | 23.8 | 365 | 39 | 195 | 59
4721 | 214 | 238 | 23.8 | 0 | 44 | 190 | 58
4722 | 157 | 244 | 24.4 | 0 | 46 | 190 | 56
4723 | 94 | 244 | 24.4 | 0 | 46 | 195 | 51
4724 | 34 | 244 | 24.4 | 0 | 46 | 190 | 53
4725 | 0 | 205 | 20.5 | 0 | 41 | 185 | 57
4726 | 0 | 200 | 20 | 0 | 31 | 185 | 59
4727 | 0 | 188 | 18.8 | 0 | 23 | 185 | 67
4728 | 0 | 177 | 17.7 | 0 | 10 | 90 | 65
4729 | 0 | 172 | 17.2 | 0 | 0 | 0 | 75
4730 | 0 | 161 | 16.1 | 0 | 0 | 0 | 81
4731 | 0 | 155 | 15.5 | 0 | 0 | 0 | 85
4732 | 0 | 161 | 16.1 | 0 | 3 | 45 | 86
4733 | 0 | 161 | 16.1 | 0 | 8 | 85 | 81
4734 | 31 | 161 | 16.1 | 0 | 10 | 95 | 81
4735 | 85 | 177 | 17.7 | 101 | 13 | 110 | 80
4736 | 111 | 194 | 19.4 | 156 | 22 | 130 | 78
4737 | 136 | 211 | 21.1 | 404 | 44 | 155 | 68
4738 | 151 | 238 | 23.8 | 449 | 54 | 165 | 64
4739 | 147 | 255 | 25.5 | 719 | 57 | 170 | 60
4740 | 157 | 255 | 25.5 | 671 | 64 | 165 | 55
4741 | 164 | 277 | 27.7 | 610 | 70 | 160 | 50
4742 | 163 | 277 | 27.7 | 608 | 72 | 165 | 48
4743 | 154 | 272 | 27.2 | 657 | 72 | 170 | 48
4744 | 152 | 266 | 26.6 | 374 | 72 | 170 | 45
4745 | 140 | 266 | 26.6 | 435 | 70 | 160 | 43
4746 | 123 | 261 | 26.1 | 369 | 67 | 155 | 45
4747 | 98 | 244 | 24.4 | 236 | 62 | 155 | 45
4748 | 59 | 222 | 22.2 | 0 | 49 | 150 | 49
4749 | 0 | 205 | 20.5 | 0 | 31 | 150 | 52
4750 | 0 | 200 | 20 | 0 | 21 | 160 | 62
4751 | 0 | 200 | 20 | 0 | 22 | 190 | 64
4752 | 0 | 200 | 20 | 0 | 21 | 210 | 69
4753 | 0 | 188 | 18.8 | 0 | 21 | 225 | 70
4754 | 0 | 188 | 18.8 | 0 | 18 | 250 | 65
4755 | 0 | 188 | 18.8 | 0 | 5 | 310 | 92
4756 | 0 | 183 | 18.3 | 0 | 0 | 0 | 94
4757 | 0 | 183 | 18.3 | 0 | 3 | 285 | 95
4758 | 28 | 177 | 17.7 | 0 | 13 | 225 | 94
4759 | 94 | 183 | 18.3 | 0 | 23 | 235 | 93
4760 | 110 | 188 | 18.8 | 149 | 18 | 230 | 89
4761 | 130 | 205 | 20.5 | 212 | 10 | 220 | 87
4762 | 144 | 216 | 21.6 | 249 | 18 | 200 | 84
4763 | 156 | 227 | 22.7 | 590 | 31 | 195 | 76
4764 | 162 | 244 | 24.4 | 605 | 33 | 195 | 66
4765 | 159 | 255 | 25.5 | 674 | 36 | 190 | 60
4766 | 163 | 255 | 25.5 | 608 | 44 | 195 | 59
4767 | 161 | 261 | 26.1 | 390 | 51 | 210 | 57
4768 | 261 | 250 | 25 | 0 | 59 | 215 | 59
4769 | 134 | 255 | 25.5 | 221 | 59 | 210 | 66
4770 | 120 | 250 | 25 | 227 | 59 | 210 | 62
4771 | 91 | 233 | 23.3 | 0 | 54 | 210 | 66
4772 | 31 | 222 | 22.2 | 0 | 46 | 215 | 71
4773 | 0 | 216 | 21.6 | 0 | 41 | 215 | 72
4774 | 0 | 205 | 20.5 | 0 | 28 | 205 | 75
4775 | 0 | 205 | 20.5 | 0 | 28 | 205 | 81
4776 | 0 | 200 | 20 | 0 | 31 | 215 | 79
4777 | 0 | 194 | 19.4 | 0 | 28 | 210 | 83
4778 | 0 | 183 | 18.3 | 0 | 28 | 195 | 84
4779 | 0 | 183 | 18.3 | 0 | 28 | 190 | 84
4780 | 0 | 183 | 18.3 | 0 | 31 | 195 | 84
4781 | 0 | 183 | 18.3 | 0 | 26 | 190 | 85
4782 | 18 | 177 | 17.7 | 0 | 23 | 185 | 84
4783 | 87 | 183 | 18.3 | 120 | 31 | 215 | 85
4784 | 138 | 188 | 18.8 | 0 | 39 | 240 | 85
4785 | 130 | 188 | 18.8 | 207 | 41 | 240 | 79
4786 | 148 | 205 | 20.5 | 313 | 41 | 235 | 77
4787 | 159 | 211 | 21.1 | 501 | 46 | 230 | 64
4788 | 164 | 211 | 21.1 | 519 | 46 | 240 | 68
4789 | 164 | 211 | 21.1 | 610 | 49 | 240 | 64
4790 | 158 | 227 | 22.7 | 674 | 59 | 230 | 55
4791 | 148 | 238 | 23.8 | 718 | 70 | 220 | 52
4792 | 152 | 244 | 24.4 | 374 | 80 | 205 | 50
4793 | 138 | 233 | 23.3 | 283 | 85 | 210 | 53
4794 | 120 | 227 | 22.7 | 227 | 82 | 220 | 52
4795 | 116 | 216 | 21.6 | 0 | 64 | 240 | 55
4796 | 44 | 194 | 19.4 | 0 | 44 | 255 | 67
4797 | 0 | 177 | 17.7 | 0 | 33 | 240 | 60
4798 | 0 | 166 | 16.6 | 0 | 31 | 230 | 63
4799 | 0 | 155 | 15.5 | 0 | 26 | 225 | 65
4800 | 0 | 150 | 15 | 0 | 21 | 220 | 70
4801 | 0 | 144 | 14.4 | 0 | 23 | 220 | 77
4802 | 0 | 144 | 14.4 | 0 | 28 | 215 | 84
4803 | 0 | 144 | 14.4 | 0 | 26 | 210 | 87
4804 | 0 | 138 | 13.8 | 0 | 18 | 215 | 88
4805 | 0 | 138 | 13.8 | 0 | 13 | 225 | 90
4806 | 44 | 133 | 13.3 | 0 | 15 | 220 | 91
4807 | 84 | 144 | 14.4 | 432 | 26 | 210 | 90
4808 | 116 | 161 | 16.1 | 348 | 31 | 220 | 90
4809 | 135 | 177 | 17.7 | 414 | 31 | 225 | 85
4810 | 150 | 188 | 18.8 | 403 | 23 | 235 | 76
4811 | 152 | 188 | 18.8 | 649 | 23 | 250 | 68
4812 | 157 | 200 | 20 | 668 | 39 | 245 | 62
4813 | 159 | 211 | 21.1 | 674 | 49 | 240 | 52
4814 | 158 | 216 | 21.6 | 669 | 46 | 250 | 48
4815 | 161 | 205 | 20.5 | 507 | 44 | 260 | 48
4816 | 146 | 216 | 21.6 | 253 | 51 | 275 | 48
4817 | 134 | 222 | 22.2 | 221 | 54 | 280 | 50
4818 | 116 | 205 | 20.5 | 168 | 51 | 275 | 41
4819 | 91 | 200 | 20 | 0 | 46 | 290 | 44
4820 | 53 | 188 | 18.8 | 0 | 41 | 300 | 45
4821 | 0 | 177 | 17.7 | 0 | 36 | 305 | 45
4822 | 0 | 172 | 17.2 | 0 | 21 | 310 | 46
4823 | 0 | 161 | 16.1 | 0 | 15 | 310 | 54
4824 | 0 | 150 | 15 | 0 | 15 | 320 | 55
4825 | 0 | 138 | 13.8 | 0 | 5 | 345 | 68
4826 | 0 | 144 | 14.4 | 0 | 0 | 0 | 77
4827 | 0 | 144 | 14.4 | 0 | 0 | 0 | 80
4828 | 0 | 144 | 14.4 | 0 | 0 | 0 | 86
4829 | 0 | 138 | 13.8 | 0 | 0 | 0 | 90
4830 | 22 | 133 | 13.3 | 0 | 0 | 0 | 92
4831 | 72 | 144 | 14.4 | 0 | 0 | 0 | 89
4832 | 135 | 150 | 15 | 0 | 0 | 0 | 89
4833 | 195 | 172 | 17.2 | 0 | 0 | 0 | 73
4834 | 246 | 183 | 18.3 | 0 | 0 | 0 | 63
4835 | 158 | 194 | 19.4 | 501 | 8 | 305 | 60
4836 | 164 | 194 | 19.4 | 397 | 15 | 260 | 53
4837 | 166 | 194 | 19.4 | 404 | 15 | 255 | 49
4838 | 165 | 200 | 20 | 399 | 10 | 315 | 42
4839 | 160 | 205 | 20.5 | 386 | 8 | 350 | 47
4840 | 258 | 194 | 19.4 | 0 | 10 | 325 | 44
4841 | 208 | 188 | 18.8 | 0 | 18 | 350 | 43
4842 | 151 | 183 | 18.3 | 0 | 23 | 345 | 36
4843 | 94 | 183 | 18.3 | 169 | 18 | 355 | 36
4844 | 37 | 183 | 18.3 | 0 | 26 | 45 | 48
4845 | 0 | 166 | 16.6 | 0 | 33 | 80 | 58
4846 | 0 | 155 | 15.5 | 0 | 23 | 85 | 68
4847 | 0 | 144 | 14.4 | 0 | 13 | 80 | 75
4848 | 0 | 138 | 13.8 | 0 | 10 | 60 | 80
4849 | 0 | 127 | 12.7 | 0 | 13 | 35 | 85
4850 | 0 | 122 | 12.2 | 0 | 13 | 30 | 89
4851 | 0 | 116 | 11.6 | 0 | 10 | 30 | 90
4852 | 0 | 111 | 11.1 | 0 | 18 | 30 | 89
4853 | 0 | 111 | 11.1 | 0 | 21 | 35 | 86
4854 | 22 | 122 | 12.2 | 0 | 13 | 30 | 87
4855 | 72 | 133 | 13.3 | 0 | 10 | 15 | 89
4856 | 113 | 144 | 14.4 | 201 | 13 | 15 | 87
4857 | 133 | 172 | 17.2 | 268 | 21 | 30 | 81
4858 | 147 | 188 | 18.8 | 313 | 31 | 50 | 77
4859 | 155 | 205 | 20.5 | 589 | 36 | 65 | 71
4860 | 164 | 211 | 21.1 | 396 | 36 | 70 | 65
4861 | 166 | 222 | 22.2 | 522 | 41 | 75 | 62
4862 | 165 | 211 | 21.1 | 518 | 49 | 65 | 55
4863 | 153 | 227 | 22.7 | 657 | 54 | 60 | 57
4864 | 152 | 227 | 22.7 | 375 | 62 | 70 | 53
4865 | 139 | 222 | 22.2 | 336 | 62 | 85 | 54
4866 | 121 | 216 | 21.6 | 309 | 59 | 95 | 61
4867 | 110 | 200 | 20 | 0 | 64 | 90 | 65
4868 | 28 | 200 | 20 | 0 | 64 | 85 | 70
4869 | 0 | 177 | 17.7 | 0 | 62 | 80 | 78
4870 | 0 | 172 | 17.2 | 0 | 59 | 80 | 74
4871 | 0 | 161 | 16.1 | 0 | 57 | 75 | 76
4872 | 0 | 161 | 16.1 | 0 | 46 | 60 | 74
4873 | 0 | 155 | 15.5 | 0 | 41 | 40 | 88
4874 | 0 | 155 | 15.5 | 0 | 51 | 30 | 88
4875 | 0 | 155 | 15.5 | 0 | 59 | 35 | 86
4876 | 0 | 155 | 15.5 | 0 | 57 | 40 | 94
4877 | 0 | 161 | 16.1 | 0 | 44 | 30 | 93
4878 | 12 | 155 | 15.5 | 0 | 41 | 30 | 95
4879 | 72 | 155 | 15.5 | 0 | 44 | 25 | 92
4880 | 132 | 155 | 15.5 | 0 | 39 | 0 | 92
4881 | 192 | 161 | 16.1 | 0 | 44 | 5 | 88
4882 | 143 | 155 | 15.5 | 243 | 51 | 20 | 82
4883 | 155 | 166 | 16.6 | 589 | 49 | 20 | 76
4884 | 164 | 177 | 17.7 | 396 | 49 | 5 | 69
4885 | 166 | 172 | 17.2 | 400 | 44 | 350 | 77
4886 | 154 | 200 | 20 | 709 | 31 | 340 | 77
4887 | 150 | 211 | 21.1 | 693 | 33 | 355 | 77
4888 | 150 | 216 | 21.6 | 317 | 39 | 20 | 64
4889 | 139 | 200 | 20 | 410 | 31 | 25 | 59
4890 | 121 | 211 | 21.1 | 329 | 21 | 20 | 57
4891 | 95 | 211 | 21.1 | 206 | 10 | 355 | 57
4892 | 44 | 200 | 20 | 0 | 5 | 300 | 49
4893 | 0 | 183 | 18.3 | 0 | 5 | 240 | 53
4894 | 0 | 161 | 16.1 | 0 | 3 | 290 | 72
4895 | 0 | 155 | 15.5 | 0 | 5 | 275 | 82
4896 | 0 | 150 | 15 | 0 | 13 | 190 | 85
4897 | 0 | 150 | 15 | 0 | 10 | 190 | 85
4898 | 0 | 155 | 15.5 | 0 | 3 | 275 | 90
4899 | 0 | 155 | 15.5 | 0 | 5 | 280 | 92
4900 | 0 | 144 | 14.4 | 0 | 13 | 200 | 91
4901 | 0 | 138 | 13.8 | 0 | 15 | 200 | 92
4902 | 25 | 133 | 13.3 | 0 | 15 | 215 | 94
4903 | 83 | 150 | 15 | 400 | 15 | 230 | 95
4904 | 103 | 161 | 16.1 | 610 | 15 | 220 | 84
4905 | 117 | 183 | 18.3 | 710 | 15 | 220 | 78
4906 | 129 | 205 | 20.5 | 760 | 18 | 230 | 77
4907 | 143 | 211 | 21.1 | 734 | 31 | 230 | 69
4908 | 150 | 227 | 22.7 | 738 | 49 | 225 | 61
4909 | 151 | 227 | 22.7 | 747 | 59 | 220 | 53
4910 | 165 | 238 | 23.8 | 398 | 59 | 225 | 55
4911 | 157 | 244 | 24.4 | 591 | 57 | 230 | 49
4912 | 152 | 238 | 23.8 | 371 | 57 | 235 | 46
4913 | 139 | 244 | 24.4 | 330 | 54 | 240 | 49
4914 | 120 | 238 | 23.8 | 266 | 54 | 235 | 48
4915 | 91 | 227 | 22.7 | 115 | 54 | 230 | 52
4916 | 41 | 222 | 22.2 | 0 | 51 | 230 | 54
4917 | 0 | 200 | 20 | 0 | 46 | 235 | 58
4918 | 0 | 188 | 18.8 | 0 | 44 | 235 | 66
4919 | 0 | 183 | 18.3 | 0 | 39 | 245 | 71
4920 | 0 | 172 | 17.2 | 0 | 28 | 245 | 74
4921 | 0 | 166 | 16.6 | 0 | 33 | 225 | 81
4922 | 0 | 172 | 17.2 | 0 | 41 | 220 | 87
4923 | 0 | 172 | 17.2 | 0 | 36 | 215 | 86
4924 | 0 | 166 | 16.6 | 0 | 36 | 215 | 88
4925 | 0 | 166 | 16.6 | 0 | 41 | 220 | 87
4926 | 12 | 166 | 16.6 | 0 | 39 | 220 | 88
4927 | 69 | 166 | 16.6 | 0 | 36 | 220 | 89
4928 | 132 | 177 | 17.7 | 0 | 33 | 220 | 87
4929 | 192 | 177 | 17.7 | 0 | 31 | 225 | 83
4930 | 242 | 177 | 17.7 | 0 | 33 | 235 | 80
4931 | 158 | 166 | 16.6 | 381 | 36 | 235 | 80
4932 | 163 | 177 | 17.7 | 397 | 44 | 230 | 78
4933 | 166 | 188 | 18.8 | 399 | 49 | 230 | 76
4934 | 164 | 194 | 19.4 | 397 | 41 | 235 | 74
4935 | 160 | 200 | 20 | 503 | 41 | 240 | 72
4936 | 255 | 183 | 18.3 | 0 | 49 | 240 | 71
4937 | 132 | 211 | 21.1 | 218 | 51 | 235 | 71
4938 | 119 | 216 | 21.6 | 269 | 51 | 235 | 67
4939 | 92 | 216 | 21.6 | 161 | 51 | 235 | 68
4940 | 37 | 205 | 20.5 | 0 | 51 | 235 | 67
4941 | 0 | 188 | 18.8 | 0 | 46 | 240 | 72
4942 | 0 | 177 | 17.7 | 0 | 41 | 240 | 78
4943 | 0 | 172 | 17.2 | 0 | 36 | 230 | 79
4944 | 0 | 166 | 16.6 | 0 | 31 | 220 | 81
4945 | 0 | 166 | 16.6 | 0 | 28 | 220 | 85
4946 | 0 | 161 | 16.1 | 0 | 28 | 220 | 87
4947 | 0 | 166 | 16.6 | 0 | 36 | 215 | 88
4948 | 0 | 172 | 17.2 | 0 | 44 | 210 | 87
4949 | 0 | 161 | 16.1 | 0 | 41 | 230 | 83
4950 | 15 | 161 | 16.1 | 0 | 36 | 245 | 83
4951 | 97 | 161 | 16.1 | 0 | 36 | 235 | 82
4952 | 111 | 177 | 17.7 | 193 | 41 | 235 | 81
4953 | 132 | 183 | 18.3 | 263 | 46 | 240 | 80
4954 | 148 | 200 | 20 | 429 | 44 | 235 | 74
4955 | 155 | 200 | 20 | 586 | 46 | 230 | 65
4956 | 160 | 216 | 21.6 | 604 | 54 | 230 | 59
4957 | 163 | 227 | 22.7 | 608 | 57 | 230 | 54
4958 | 161 | 233 | 23.3 | 607 | 62 | 230 | 47
4959 | 156 | 238 | 23.8 | 593 | 64 | 235 | 41
4960 | 151 | 244 | 24.4 | 434 | 64 | 235 | 42
4961 | 138 | 244 | 24.4 | 395 | 67 | 235 | 47
4962 | 120 | 238 | 23.8 | 354 | 64 | 230 | 50
4963 | 94 | 233 | 23.3 | 220 | 64 | 220 | 49
4964 | 44 | 216 | 21.6 | 0 | 67 | 215 | 53
4965 | 0 | 194 | 19.4 | 0 | 67 | 210 | 67
4966 | 0 | 172 | 17.2 | 0 | 62 | 210 | 75
4967 | 0 | 177 | 17.7 | 0 | 51 | 210 | 74
4968 | 0 | 177 | 17.7 | 0 | 46 | 215 | 79
4969 | 0 | 161 | 16.1 | 0 | 44 | 220 | 85
4970 | 0 | 150 | 15 | 0 | 39 | 220 | 86
4971 | 0 | 144 | 14.4 | 0 | 36 | 220 | 88
4972 | 0 | 138 | 13.8 | 0 | 39 | 220 | 87
4973 | 0 | 144 | 14.4 | 0 | 39 | 215 | 87
4974 | 9 | 150 | 15 | 0 | 36 | 215 | 88
4975 | 66 | 155 | 15.5 | 0 | 39 | 225 | 79
4976 | 129 | 166 | 16.6 | 0 | 44 | 225 | 88
4977 | 189 | 177 | 17.7 | 0 | 49 | 215 | 87
4978 | 239 | 188 | 18.8 | 0 | 51 | 210 | 84
4979 | 154 | 200 | 20 | 587 | 51 | 215 | 76
4980 | 160 | 216 | 21.6 | 601 | 57 | 210 | 75
4981 | 166 | 216 | 21.6 | 518 | 59 | 200 | 79
4982 | 164 | 216 | 21.6 | 519 | 62 | 205 | 75
4983 | 159 | 205 | 20.5 | 382 | 62 | 210 | 76
4984 | 252 | 200 | 20 | 0 | 59 | 210 | 79
4985 | 205 | 200 | 20 | 0 | 62 | 210 | 74
4986 | 145 | 205 | 20.5 | 0 | 62 | 210 | 79
4987 | 82 | 194 | 19.4 | 0 | 62 | 210 | 78
4988 | 22 | 188 | 18.8 | 0 | 59 | 210 | 78
4989 | 0 | 183 | 18.3 | 0 | 54 | 210 | 83
4990 | 0 | 177 | 17.7 | 0 | 54 | 210 | 85
4991 | 0 | 177 | 17.7 | 0 | 54 | 210 | 85
4992 | 0 | 172 | 17.2 | 0 | 51 | 210 | 88
4993 | 0 | 172 | 17.2 | 0 | 46 | 210 | 89
4994 | 0 | 166 | 16.6 | 0 | 39 | 210 | 95
4995 | 0 | 166 | 16.6 | 0 | 33 | 205 | 96
4996 | 0 | 166 | 16.6 | 0 | 31 | 200 | 96
4997 | 0 | 161 | 16.1 | 0 | 33 | 205 | 97
4998 | 9 | 166 | 16.6 | 0 | 33 | 205 | 97
4999 | 66 | 166 | 16.6 | 0 | 33 | 205 | 97
5000 | 129 | 172 | 17.2 | 0 | 36 | 210 | 95
5001 | 189 | 172 | 17.2 | 0 | 31 | 215 | 94
5002 | 239 | 150 | 15 | 0 | 26 | 250 | 92
5003 | 157 | 155 | 15.5 | 382 | 28 | 275 | 83
5004 | 163 | 155 | 15.5 | 396 | 33 | 295 | 80
5005 | 165 | 155 | 15.5 | 399 | 31 | 320 | 84
5006 | 164 | 166 | 16.6 | 396 | 21 | 305 | 76
5007 | 159 | 177 | 17.7 | 387 | 15 | 290 | 69
5008 | 149 | 188 | 18.8 | 317 | 13 | 265 | 67
5009 | 131 | 194 | 19.4 | 218 | 15 | 240 | 63
5010 | 116 | 200 | 20 | 221 | 18 | 240 | 65
5011 | 88 | 200 | 20 | 112 | 15 | 260 | 64
5012 | 31 | 188 | 18.8 | 0 | 21 | 280 | 52
5013 | 0 | 177 | 17.7 | 0 | 26 | 275 | 59
5014 | 0 | 166 | 16.6 | 0 | 28 | 275 | 56
5015 | 0 | 155 | 15.5 | 0 | 21 | 290 | 58
5016 | 0 | 144 | 14.4 | 0 | 10 | 270 | 70
5017 | 0 | 144 | 14.4 | 0 | 15 | 255 | 72
5018 | 0 | 144 | 14.4 | 0 | 21 | 275 | 69
5019 | 0 | 133 | 13.3 | 0 | 18 | 270 | 66
5020 | 0 | 133 | 13.3 | 0 | 18 | 265 | 72
5021 | 0 | 127 | 12.7 | 0 | 15 | 260 | 70
5022 | 9 | 127 | 12.7 | 0 | 10 | 240 | 74
5023 | 78 | 133 | 13.3 | 0 | 10 | 225 | 74
5024 | 126 | 138 | 13.8 | 0 | 10 | 200 | 76
5025 | 186 | 161 | 16.1 | 0 | 10 | 185 | 72
5026 | 239 | 155 | 15.5 | 0 | 23 | 195 | 65
5027 | 157 | 161 | 16.1 | 378 | 41 | 195 | 60
5028 | 163 | 172 | 17.2 | 392 | 51 | 190 | 59
5029 | 165 | 188 | 18.8 | 402 | 59 | 185 | 61
5030 | 164 | 194 | 19.4 | 396 | 67 | 175 | 59
5031 | 159 | 183 | 18.3 | 387 | 72 | 175 | 55
5032 | 252 | 194 | 19.4 | 0 | 67 | 180 | 68
5033 | 201 | 188 | 18.8 | 0 | 64 | 175 | 76
5034 | 145 | 177 | 17.7 | 0 | 57 | 170 | 83
5035 | 82 | 166 | 16.6 | 0 | 46 | 170 | 88
5036 | 22 | 166 | 16.6 | 0 | 46 | 175 | 90
5037 | 0 | 161 | 16.1 | 0 | 49 | 180 | 93
5038 | 0 | 161 | 16.1 | 0 | 51 | 180 | 93
5039 | 0 | 166 | 16.6 | 0 | 57 | 180 | 94
5040 | 0 | 166 | 16.6 | 0 | 59 | 185 | 94
5041 | 0 | 166 | 16.6 | 0 | 57 | 190 | 93
5042 | 0 | 172 | 17.2 | 0 | 62 | 190 | 93
5043 | 0 | 172 | 17.2 | 0 | 67 | 190 | 94
5044 | 0 | 172 | 17.2 | 0 | 62 | 190 | 94
5045 | 0 | 172 | 17.2 | 0 | 62 | 195 | 94
5046 | 6 | 172 | 17.2 | 0 | 62 | 200 | 93
5047 | 63 | 172 | 17.2 | 0 | 54 | 200 | 93
5048 | 126 | 177 | 17.7 | 0 | 51 | 200 | 94
5049 | 186 | 183 | 18.3 | 0 | 54 | 200 | 82
5050 | 236 | 188 | 18.8 | 0 | 57 | 200 | 81
5051 | 156 | 194 | 19.4 | 381 | 62 | 200 | 87
5052 | 162 | 211 | 21.1 | 395 | 64 | 200 | 85
5053 | 165 | 222 | 22.2 | 518 | 67 | 200 | 81
5054 | 163 | 216 | 21.6 | 397 | 67 | 195 | 82
5055 | 158 | 216 | 21.6 | 386 | 62 | 190 | 82
5056 | 249 | 216 | 21.6 | 0 | 64 | 195 | 80
5057 | 201 | 222 | 22.2 | 0 | 67 | 195 | 79
5058 | 141 | 216 | 21.6 | 0 | 67 | 190 | 79
5059 | 87 | 216 | 21.6 | 105 | 67 | 190 | 78
5060 | 31 | 205 | 20.5 | 0 | 62 | 190 | 80
5061 | 0 | 194 | 19.4 | 0 | 54 | 190 | 88
5062 | 0 | 188 | 18.8 | 0 | 51 | 190 | 89
5063 | 0 | 183 | 18.3 | 0 | 51 | 190 | 90
5064 | 0 | 183 | 18.3 | 0 | 51 | 190 | 89
5065 | 0 | 177 | 17.7 | 0 | 46 | 190 | 91
5066 | 0 | 166 | 16.6 | 0 | 46 | 190 | 91
5067 | 0 | 166 | 16.6 | 0 | 46 | 195 | 92
5068 | 0 | 166 | 16.6 | 0 | 39 | 195 | 90
5069 | 0 | 166 | 16.6 | 0 | 33 | 180 | 90
5070 | 12 | 161 | 16.1 | 0 | 39 | 175 | 90
5071 | 80 | 172 | 17.2 | 132 | 46 | 185 | 87
5072 | 108 | 183 | 18.3 | 187 | 49 | 185 | 88
5073 | 182 | 194 | 19.4 | 0 | 54 | 190 | 88
5074 | 236 | 200 | 20 | 0 | 54 | 200 | 86
5075 | 156 | 211 | 21.1 | 377 | 57 | 205 | 86
5076 | 162 | 222 | 22.2 | 395 | 67 | 210 | 78
5077 | 164 | 227 | 22.7 | 401 | 70 | 215 | 73
5078 | 163 | 227 | 22.7 | 397 | 70 | 215 | 68
5079 | 155 | 244 | 24.4 | 593 | 62 | 210 | 69
5080 | 148 | 244 | 24.4 | 317 | 57 | 200 | 68
5081 | 136 | 244 | 24.4 | 394 | 64 | 195 | 67
5082 | 117 | 238 | 23.8 | 321 | 67 | 195 | 63
5083 | 89 | 233 | 23.3 | 180 | 62 | 190 | 62
5084 | 31 | 216 | 21.6 | 0 | 54 | 190 | 63
5085 | 0 | 194 | 19.4 | 0 | 46 | 190 | 70
5086 | 0 | 183 | 18.3 | 0 | 33 | 185 | 75
5087 | 0 | 166 | 16.6 | 0 | 26 | 180 | 83
5088 | 0 | 161 | 16.1 | 0 | 21 | 180 | 86
5089 | 0 | 155 | 15.5 | 0 | 13 | 175 | 90
5090 | 0 | 150 | 15 | 0 | 8 | 170 | 90
5091 | 0 | 150 | 15 | 0 | 5 | 185 | 92
5092 | 0 | 144 | 14.4 | 0 | 5 | 185 | 91
5093 | 0 | 144 | 14.4 | 0 | 3 | 85 | 92
5094 | 9 | 150 | 15 | 0 | 0 | 0 | 97
5095 | 75 | 155 | 15.5 | 0 | 0 | 0 | 93
5096 | 123 | 183 | 18.3 | 0 | 3 | 75 | 95
5097 | 182 | 205 | 20.5 | 0 | 18 | 160 | 82
5098 | 236 | 216 | 21.6 | 0 | 33 | 170 | 78
5099 | 156 | 238 | 23.8 | 377 | 31 | 180 | 80
5100 | 162 | 233 | 23.3 | 391 | 33 | 195 | 73
5101 | 161 | 244 | 24.4 | 607 | 39 | 200 | 69
5102 | 159 | 238 | 23.8 | 606 | 39 | 205 | 64
5103 | 159 | 244 | 24.4 | 497 | 41 | 240 | 61
5104 | 144 | 244 | 24.4 | 249 | 39 | 250 | 82
5105 | 134 | 222 | 22.2 | 273 | 39 | 225 | 76
5106 | 114 | 222 | 22.2 | 209 | 36 | 220 | 73
5107 | 97 | 222 | 22.2 | 0 | 33 | 220 | 73
5108 | 15 | 211 | 21.1 | 0 | 36 | 215 | 67
5109 | 0 | 200 | 20 | 0 | 26 | 210 | 71
5110 | 0 | 188 | 18.8 | 0 | 15 | 210 | 81
5111 | 0 | 183 | 18.3 | 0 | 13 | 215 | 82
5112 | 0 | 177 | 17.7 | 0 | 13 | 235 | 87
5113 | 0 | 172 | 17.2 | 0 | 18 | 260 | 83
5114 | 0 | 166 | 16.6 | 0 | 18 | 255 | 83
5115 | 0 | 166 | 16.6 | 0 | 13 | 260 | 84
5116 | 0 | 155 | 15.5 | 0 | 5 | 320 | 86
5117 | 0 | 155 | 15.5 | 0 | 5 | 315 | 88
5118 | 3 | 155 | 15.5 | 0 | 8 | 290 | 91
5119 | 59 | 150 | 15 | 0 | 8 | 335 | 88
5120 | 123 | 144 | 14.4 | 0 | 13 | 0 | 92
5121 | 182 | 133 | 13.3 | 0 | 23 | 10 | 92
5122 | 233 | 138 | 13.8 | 0 | 31 | 20 | 92
5123 | 156 | 138 | 13.8 | 378 | 26 | 10 | 92
5124 | 162 | 144 | 14.4 | 395 | 28 | 0 | 90
5125 | 164 | 144 | 14.4 | 397 | 39 | 0 | 86
5126 | 163 | 150 | 15 | 396 | 39 | 350 | 82
5127 | 158 | 150 | 15 | 381 | 33 | 350 | 78
5128 | 246 | 150 | 15 | 0 | 28 | 355 | 75
5129 | 195 | 155 | 15.5 | 0 | 28 | 335 | 69
5130 | 138 | 161 | 16.1 | 0 | 31 | 315 | 62
5131 | 75 | 155 | 15.5 | 0 | 28 | 320 | 66
5132 | 18 | 150 | 15 | 0 | 18 | 320 | 71
5133 | 0 | 150 | 15 | 0 | 5 | 335 | 74
5134 | 0 | 144 | 14.4 | 0 | 8 | 295 | 75
5135 | 0 | 138 | 13.8 | 0 | 26 | 240 | 78
5136 | 0 | 138 | 13.8 | 0 | 36 | 245 | 80
5137 | 0 | 138 | 13.8 | 0 | 33 | 245 | 86
5138 | 0 | 133 | 13.3 | 0 | 36 | 255 | 85
5139 | 0 | 122 | 12.2 | 0 | 33 | 260 | 81
5140 | 0 | 116 | 11.6 | 0 | 28 | 250 | 85
5141 | 0 | 116 | 11.6 | 0 | 31 | 240 | 86
5142 | 3 | 116 | 11.6 | 0 | 31 | 240 | 80
5143 | 56 | 116 | 11.6 | 0 | 26 | 235 | 85
5144 | 119 | 116 | 11.6 | 0 | 18 | 215 | 82
5145 | 125 | 133 | 13.3 | 196 | 26 | 210 | 77
5146 | 144 | 150 | 15 | 303 | 39 | 225 | 73
5147 | 156 | 155 | 15.5 | 493 | 39 | 245 | 72
5148 | 162 | 155 | 15.5 | 509 | 41 | 250 | 66
5149 | 156 | 161 | 16.1 | 670 | 51 | 230 | 68
5150 | 159 | 166 | 16.6 | 607 | 59 | 220 | 55
5151 | 155 | 172 | 17.2 | 586 | 59 | 220 | 48
5152 | 147 | 177 | 17.7 | 313 | 59 | 220 | 49
5153 | 133 | 177 | 17.7 | 274 | 59 | 225 | 48
5154 | 113 | 138 | 13.8 | 208 | 54 | 235 | 50
5155 | 88 | 155 | 15.5 | 183 | 49 | 220 | 51
5156 | 25 | 150 | 15 | 0 | 33 | 195 | 64
5157 | 0 | 133 | 13.3 | 0 | 23 | 185 | 75
5158 | 0 | 116 | 11.6 | 0 | 26 | 190 | 78
5159 | 0 | 116 | 11.6 | 0 | 31 | 200 | 81
5160 | 0 | 111 | 11.1 | 0 | 36 | 200 | 84
5161 | 0 | 100 | 10 | 0 | 33 | 200 | 82
5162 | 0 | 100 | 10 | 0 | 26 | 200 | 84
5163 | 0 | 100 | 10 | 0 | 21 | 200 | 88
5164 | 0 | 94 | 9.4 | 0 | 21 | 205 | 89
5165 | 0 | 88 | 8.8 | 0 | 21 | 205 | 90
5166 | 6 | 88 | 8.8 | 0 | 21 | 200 | 90
5167 | 77 | 94 | 9.4 | 119 | 18 | 200 | 94
5168 | 101 | 111 | 11.1 | 569 | 21 | 215 | 88
5169 | 131 | 122 | 12.2 | 393 | 31 | 240 | 83
5170 | 146 | 144 | 14.4 | 418 | 33 | 245 | 76
5171 | 141 | 155 | 15.5 | 719 | 36 | 235 | 70
5172 | 147 | 166 | 16.6 | 734 | 46 | 235 | 59
5173 | 151 | 166 | 16.6 | 725 | 51 | 235 | 53
5174 | 148 | 177 | 17.7 | 737 | 51 | 230 | 46
5175 | 143 | 177 | 17.7 | 723 | 51 | 235 | 52
5176 | 149 | 177 | 17.7 | 447 | 51 | 240 | 50
5177 | 135 | 166 | 16.6 | 401 | 49 | 245 | 41
5178 | 116 | 166 | 16.6 | 324 | 49 | 250 | 39
5179 | 88 | 150 | 15 | 183 | 49 | 255 | 41
5180 | 25 | 150 | 15 | 0 | 39 | 265 | 45
5181 | 0 | 122 | 12.2 | 0 | 33 | 265 | 46
5182 | 0 | 111 | 11.1 | 0 | 33 | 250 | 54
5183 | 0 | 100 | 10 | 0 | 28 | 240 | 59
5184 | 0 | 94 | 9.4 | 0 | 23 | 250 | 63
5185 | 0 | 88 | 8.8 | 0 | 10 | 310 | 72
5186 | 0 | 83 | 8.3 | 0 | 5 | 295 | 83
5187 | 0 | 83 | 8.3 | 0 | 13 | 230 | 82
5188 | 0 | 83 | 8.3 | 0 | 15 | 225 | 83
5189 | 0 | 77 | 7.7 | 0 | 13 | 215 | 86
5190 | 6 | 77 | 7.7 | 0 | 13 | 230 | 87
5191 | 76 | 88 | 8.8 | 312 | 15 | 245 | 87
5192 | 98 | 116 | 11.6 | 581 | 15 | 250 | 83
5193 | 113 | 133 | 13.3 | 698 | 15 | 260 | 80
5194 | 146 | 144 | 14.4 | 434 | 18 | 265 | 75
5195 | 143 | 150 | 15 | 704 | 28 | 260 | 63
5196 | 148 | 155 | 15.5 | 724 | 36 | 240 | 57
5197 | 156 | 155 | 15.5 | 668 | 33 | 225 | 53
5198 | 159 | 172 | 17.2 | 598 | 36 | 230 | 46
5199 | 157 | 172 | 17.2 | 499 | 41 | 235 | 37
5200 | 142 | 177 | 17.7 | 247 | 41 | 220 | 41
5201 | 128 | 172 | 17.2 | 209 | 36 | 215 | 45
5202 | 108 | 172 | 17.2 | 148 | 33 | 205 | 50
5203 | 88 | 172 | 17.2 | 0 | 36 | 185 | 48
5204 | 18 | 161 | 16.1 | 0 | 39 | 200 | 57
5205 | 0 | 150 | 15 | 0 | 28 | 225 | 48
5206 | 0 | 133 | 13.3 | 0 | 15 | 210 | 58
5207 | 0 | 116 | 11.6 | 0 | 21 | 195 | 72
5208 | 0 | 111 | 11.1 | 0 | 26 | 200 | 73
5209 | 0 | 116 | 11.6 | 0 | 23 | 205 | 76
5210 | 0 | 116 | 11.6 | 0 | 15 | 200 | 78
5211 | 0 | 111 | 11.1 | 0 | 8 | 180 | 81
5212 | 0 | 116 | 11.6 | 0 | 8 | 175 | 85
5213 | 0 | 116 | 11.6 | 0 | 10 | 180 | 87
5214 | 3 | 116 | 11.6 | 0 | 10 | 185 | 86
5215 | 53 | 122 | 12.2 | 0 | 10 | 185 | 90
5216 | 116 | 138 | 13.8 | 0 | 10 | 175 | 92
5217 | 176 | 138 | 13.8 | 0 | 15 | 165 | 92
5218 | 230 | 161 | 16.1 | 0 | 21 | 165 | 88
5219 | 155 | 155 | 15.5 | 490 | 23 | 180 | 83
5220 | 161 | 155 | 15.5 | 390 | 26 | 180 | 81
5221 | 163 | 144 | 14.4 | 397 | 26 | 175 | 80
5222 | 162 | 150 | 15 | 395 | 26 | 185 | 74
5223 | 156 | 161 | 16.1 | 381 | 31 | 205 | 72
5224 | 242 | 172 | 17.2 | 0 | 31 | 200 | 70
5225 | 192 | 172 | 17.2 | 0 | 26 | 165 | 68
5226 | 111 | 177 | 17.7 | 201 | 23 | 145 | 69
5227 | 100 | 177 | 17.7 | 0 | 23 | 140 | 71
5228 | 15 | 166 | 16.6 | 0 | 28 | 150 | 69
5229 | 0 | 161 | 16.1 | 0 | 28 | 165 | 55
5230 | 0 | 155 | 15.5 | 0 | 23 | 170 | 74
5231 | 0 | 138 | 13.8 | 0 | 18 | 155 | 77
5232 | 0 | 133 | 13.3 | 0 | 8 | 70 | 82
5233 | 0 | 133 | 13.3 | 0 | 0 | 0 | 92
5234 | 0 | 133 | 13.3 | 0 | 0 | 0 | 93
5235 | 0 | 122 | 12.2 | 0 | 0 | 0 | 95
5236 | 0 | 122 | 12.2 | 0 | 0 | 0 | 96
5237 | 0 | 100 | 10 | 0 | 3 | 35 | 97
5238 | 0 | 116 | 11.6 | 0 | 5 | 65 | 95
5239 | 50 | 116 | 11.6 | 0 | 3 | 30 | 89
5240 | 113 | 144 | 14.4 | 0 | 3 | 20 | 87
5241 | 176 | 166 | 16.6 | 0 | 13 | 55 | 83
5242 | 143 | 188 | 18.8 | 299 | 31 | 85 | 72
5243 | 151 | 200 | 20 | 583 | 41 | 110 | 55
5244 | 157 | 211 | 21.1 | 599 | 46 | 115 | 51
5245 | 159 | 216 | 21.6 | 606 | 54 | 115 | 49
5246 | 155 | 216 | 21.6 | 660 | 57 | 115 | 44
5247 | 149 | 222 | 22.2 | 650 | 57 | 110 | 40
5248 | 147 | 216 | 21.6 | 364 | 57 | 115 | 40
5249 | 134 | 216 | 21.6 | 352 | 59 | 120 | 39
5250 | 114 | 211 | 21.1 | 273 | 59 | 120 | 41
5251 | 84 | 194 | 19.4 | 129 | 54 | 110 | 47
5252 | 15 | 183 | 18.3 | 0 | 54 | 90 | 42
5253 | 0 | 172 | 17.2 | 0 | 54 | 75 | 55
5254 | 0 | 166 | 16.6 | 0 | 49 | 75 | 60
5255 | 0 | 166 | 16.6 | 0 | 46 | 80 | 67
5256 | 0 | 166 | 16.6 | 0 | 46 | 80 | 64
5257 | 0 | 166 | 16.6 | 0 | 46 | 85 | 63
5258 | 0 | 172 | 17.2 | 0 | 44 | 90 | 57
5259 | 0 | 172 | 17.2 | 0 | 33 | 90 | 60
5260 | 0 | 161 | 16.1 | 0 | 23 | 85 | 65
5261 | 0 | 155 | 15.5 | 0 | 13 | 70 | 66
5262 | 3 | 155 | 15.5 | 0 | 15 | 70 | 67
5263 | 71 | 161 | 16.1 | 81 | 18 | 95 | 70
5264 | 103 | 177 | 17.7 | 170 | 10 | 120 | 73
5265 | 122 | 194 | 19.4 | 189 | 18 | 155 | 79
5266 | 227 | 205 | 20.5 | 0 | 26 | 185 | 79
5267 | 154 | 200 | 20 | 374 | 21 | 185 | 78
5268 | 160 | 194 | 19.4 | 391 | 15 | 160 | 85
5269 | 163 | 194 | 19.4 | 396 | 28 | 145 | 79
5270 | 161 | 205 | 20.5 | 391 | 44 | 150 | 72
5271 | 156 | 211 | 21.1 | 377 | 44 | 155 | 63
5272 | 141 | 205 | 20.5 | 242 | 44 | 160 | 59
5273 | 127 | 205 | 20.5 | 205 | 46 | 160 | 62
5274 | 106 | 205 | 20.5 | 146 | 49 | 160 | 59
5275 | 66 | 200 | 20 | 0 | 51 | 155 | 59
5276 | 9 | 188 | 18.8 | 0 | 41 | 160 | 62
5277 | 0 | 172 | 17.2 | 0 | 31 | 160 | 66
5278 | 0 | 166 | 16.6 | 0 | 23 | 140 | 72
5279 | 0 | 161 | 16.1 | 0 | 15 | 125 | 80
5280 | 0 | 155 | 15.5 | 0 | 10 | 115 | 85
5281 | 0 | 155 | 15.5 | 0 | 5 | 135 | 90
5282 | 0 | 150 | 15 | 0 | 5 | 155 | 93
5283 | 0 | 150 | 15 | 0 | 5 | 155 | 96
5284 | 0 | 150 | 15 | 0 | 8 | 160 | 96
5285 | 0 | 150 | 15 | 0 | 10 | 170 | 93
5286 | 0 | 144 | 14.4 | 0 | 10 | 170 | 91
5287 | 47 | 150 | 15 | 0 | 10 | 160 | 93
5288 | 141 | 155 | 15.5 | 0 | 10 | 160 | 95
5289 | 126 | 166 | 16.6 | 252 | 21 | 160 | 89
5290 | 144 | 188 | 18.8 | 391 | 28 | 155 | 74
5291 | 143 | 205 | 20.5 | 683 | 39 | 150 | 79
5292 | 153 | 200 | 20 | 661 | 54 | 155 | 73
5293 | 162 | 211 | 21.1 | 513 | 54 | 160 | 69
5294 | 158 | 216 | 21.6 | 597 | 57 | 160 | 63
5295 | 152 | 216 | 21.6 | 587 | 59 | 160 | 61
5296 | 145 | 222 | 22.2 | 304 | 57 | 160 | 61
5297 | 133 | 222 | 22.2 | 313 | 51 | 165 | 58
5298 | 110 | 216 | 21.6 | 193 | 46 | 170 | 58
5299 | 83 | 211 | 21.1 | 151 | 49 | 170 | 57
5300 | 12 | 194 | 19.4 | 0 | 49 | 165 | 58
5301 | 0 | 172 | 17.2 | 0 | 33 | 165 | 65
5302 | 0 | 172 | 17.2 | 0 | 21 | 170 | 73
5303 | 0 | 161 | 16.1 | 0 | 21 | 165 | 74
5304 | 0 | 161 | 16.1 | 0 | 21 | 155 | 78
5305 | 0 | 155 | 15.5 | 0 | 18 | 145 | 81
5306 | 0 | 150 | 15 | 0 | 18 | 145 | 85
5307 | 0 | 144 | 14.4 | 0 | 18 | 150 | 88
5308 | 0 | 138 | 13.8 | 0 | 15 | 145 | 89
5309 | 0 | 138 | 13.8 | 0 | 10 | 140 | 94
5310 | 0 | 133 | 13.3 | 0 | 5 | 140 | 93
5311 | 69 | 138 | 13.8 | 0 | 8 | 145 | 96
5312 | 105 | 155 | 15.5 | 271 | 15 | 145 | 93
5313 | 121 | 166 | 16.6 | 188 | 23 | 145 | 90
5314 | 143 | 188 | 18.8 | 346 | 31 | 140 | 81
5315 | 147 | 205 | 20.5 | 638 | 39 | 150 | 72
5316 | 156 | 200 | 20 | 597 | 44 | 175 | 67
5317 | 162 | 183 | 18.3 | 513 | 46 | 180 | 62
5318 | 161 | 188 | 18.8 | 510 | 44 | 180 | 57
5319 | 156 | 211 | 21.1 | 378 | 46 | 175 | 58
5320 | 236 | 172 | 17.2 | 0 | 49 | 220 | 56
5321 | 186 | 161 | 16.1 | 0 | 36 | 270 | 68
5322 | 126 | 166 | 16.6 | 0 | 18 | 270 | 69
5323 | 63 | 172 | 17.2 | 0 | 10 | 260 | 67
5324 | 6 | 161 | 16.1 | 0 | 10 | 250 | 61
5325 | 0 | 144 | 14.4 | 0 | 13 | 230 | 69
5326 | 0 | 144 | 14.4 | 0 | 21 | 215 | 73
5327 | 0 | 138 | 13.8 | 0 | 21 | 230 | 74
5328 | 0 | 138 | 13.8 | 0 | 10 | 225 | 82
5329 | 0 | 133 | 13.3 | 0 | 5 | 205 | 85
5330 | 0 | 127 | 12.7 | 0 | 8 | 205 | 90
5331 | 0 | 127 | 12.7 | 0 | 8 | 205 | 88
5332 | 0 | 138 | 13.8 | 0 | 5 | 200 | 93
5333 | 0 | 122 | 12.2 | 0 | 10 | 205 | 93
5334 | 0 | 138 | 13.8 | 0 | 21 | 215 | 91
5335 | 69 | 127 | 12.7 | 79 | 21 | 220 | 90
5336 | 104 | 138 | 13.8 | 236 | 23 | 215 | 87
5337 | 127 | 150 | 15 | 301 | 33 | 210 | 86
5338 | 137 | 172 | 17.2 | 233 | 36 | 210 | 81
5339 | 153 | 172 | 17.2 | 374 | 41 | 210 | 79
5340 | 160 | 177 | 17.7 | 390 | 54 | 215 | 71
5341 | 162 | 183 | 18.3 | 395 | 67 | 215 | 64
5342 | 157 | 205 | 20.5 | 600 | 72 | 210 | 62
5343 | 152 | 205 | 20.5 | 585 | 72 | 215 | 57
5344 | 144 | 194 | 19.4 | 303 | 72 | 220 | 56
5345 | 182 | 200 | 20 | 0 | 77 | 215 | 57
5346 | 123 | 188 | 18.8 | 0 | 77 | 210 | 57
5347 | 59 | 144 | 14.4 | 0 | 64 | 220 | 57
5348 | 6 | 138 | 13.8 | 0 | 51 | 215 | 88
5349 | 0 | 133 | 13.3 | 0 | 49 | 200 | 85
5350 | 0 | 127 | 12.7 | 0 | 51 | 205 | 83
5351 | 0 | 122 | 12.2 | 0 | 51 | 205 | 89
5352 | 0 | 122 | 12.2 | 0 | 54 | 205 | 84
5353 | 0 | 116 | 11.6 | 0 | 51 | 210 | 87
5354 | 0 | 111 | 11.1 | 0 | 46 | 210 | 84
5355 | 0 | 111 | 11.1 | 0 | 44 | 210 | 82
5356 | 0 | 105 | 10.5 | 0 | 41 | 210 | 83
5357 | 0 | 100 | 10 | 0 | 41 | 215 | 85
5358 | 0 | 100 | 10 | 0 | 39 | 225 | 88
5359 | 63 | 105 | 10.5 | 0 | 39 | 225 | 84
5360 | 105 | 116 | 11.6 | 254 | 44 | 220 | 83
5361 | 125 | 133 | 13.3 | 246 | 44 | 225 | 77
5362 | 137 | 138 | 13.8 | 233 | 44 | 235 | 75
5363 | 150 | 150 | 15 | 579 | 49 | 235 | 71
5364 | 155 | 155 | 15.5 | 599 | 49 | 240 | 66
5365 | 158 | 166 | 16.6 | 606 | 51 | 250 | 63
5366 | 160 | 155 | 15.5 | 391 | 57 | 250 | 65
5367 | 155 | 144 | 14.4 | 373 | 51 | 250 | 66
5368 | 233 | 155 | 15.5 | 0 | 57 | 255 | 62
5369 | 182 | 150 | 15 | 0 | 62 | 260 | 63
5370 | 123 | 155 | 15.5 | 0 | 59 | 260 | 62
5371 | 59 | 144 | 14.4 | 0 | 59 | 260 | 62
5372 | 3 | 138 | 13.8 | 0 | 57 | 255 | 64
5373 | 0 | 127 | 12.7 | 0 | 54 | 250 | 66
5374 | 0 | 133 | 13.3 | 0 | 46 | 250 | 69
5375 | 0 | 133 | 13.3 | 0 | 46 | 250 | 73
5376 | 0 | 133 | 13.3 | 0 | 46 | 250 | 72
5377 | 0 | 127 | 12.7 | 0 | 39 | 240 | 73
5378 | 0 | 127 | 12.7 | 0 | 36 | 230 | 73
5379 | 0 | 127 | 12.7 | 0 | 36 | 230 | 74
5380 | 0 | 127 | 12.7 | 0 | 39 | 235 | 72
5381 | 0 | 127 | 12.7 | 0 | 39 | 235 | 75
5382 | 0 | 122 | 12.2 | 0 | 36 | 230 | 76
5383 | 41 | 127 | 12.7 | 0 | 36 | 235 | 78
5384 | 100 | 133 | 13.3 | 162 | 36 | 240 | 77
5385 | 167 | 138 | 13.8 | 0 | 39 | 240 | 77
5386 | 140 | 150 | 15 | 299 | 39 | 245 | 76
5387 | 151 | 155 | 15.5 | 327 | 41 | 260 | 73
5388 | 159 | 155 | 15.5 | 387 | 44 | 255 | 68
5389 | 154 | 155 | 15.5 | 666 | 41 | 250 | 67
5390 | 152 | 161 | 16.1 | 664 | 41 | 265 | 60
5391 | 154 | 161 | 16.1 | 378 | 41 | 265 | 57
5392 | 233 | 155 | 15.5 | 0 | 44 | 255 | 60
5393 | 179 | 150 | 15 | 0 | 49 | 245 | 53
5394 | 119 | 166 | 16.6 | 0 | 51 | 240 | 55
5395 | 72 | 161 | 16.1 | 0 | 44 | 240 | 52
5396 | 3 | 155 | 15.5 | 0 | 31 | 235 | 55
5397 | 0 | 133 | 13.3 | 0 | 18 | 210 | 60
5398 | 0 | 116 | 11.6 | 0 | 18 | 185 | 75
5399 | 0 | 111 | 11.1 | 0 | 33 | 190 | 74
5400 | 0 | 105 | 10.5 | 0 | 36 | 195 | 78
5401 | 0 | 111 | 11.1 | 0 | 28 | 175 | 80
5402 | 0 | 111 | 11.1 | 0 | 28 | 165 | 83
5403 | 0 | 122 | 12.2 | 0 | 31 | 165 | 83
5404 | 0 | 122 | 12.2 | 0 | 31 | 160 | 92
5405 | 0 | 122 | 12.2 | 0 | 36 | 150 | 93
5406 | 0 | 122 | 12.2 | 0 | 39 | 145 | 91
5407 | 41 | 127 | 12.7 | 0 | 49 | 150 | 92
5408 | 104 | 133 | 13.3 | 0 | 57 | 145 | 91
5409 | 167 | 133 | 13.3 | 0 | 54 | 140 | 93
5410 | 220 | 133 | 13.3 | 0 | 57 | 140 | 97
5411 | 261 | 144 | 14.4 | 0 | 57 | 150 | 94
5412 | 158 | 144 | 14.4 | 390 | 54 | 170 | 91
5413 | 161 | 155 | 15.5 | 395 | 51 | 185 | 91
5414 | 160 | 172 | 17.2 | 390 | 54 | 195 | 88
5415 | 154 | 183 | 18.3 | 378 | 62 | 205 | 78
5416 | 230 | 194 | 19.4 | 0 | 70 | 205 | 73
5417 | 179 | 172 | 17.2 | 0 | 75 | 205 | 72
5418 | 106 | 188 | 18.8 | 178 | 80 | 210 | 66
5419 | 78 | 172 | 17.2 | 0 | 75 | 210 | 73
5420 | 3 | 155 | 15.5 | 0 | 64 | 215 | 81
5421 | 0 | 155 | 15.5 | 0 | 57 | 225 | 76
5422 | 0 | 150 | 15 | 0 | 51 | 225 | 78
5423 | 0 | 144 | 14.4 | 0 | 54 | 225 | 81
5424 | 0 | 138 | 13.8 | 0 | 54 | 230 | 79
5425 | 0 | 133 | 13.3 | 0 | 54 | 225 | 80
5426 | 0 | 122 | 12.2 | 0 | 54 | 220 | 83
5427 | 0 | 116 | 11.6 | 0 | 51 | 215 | 84
5428 | 0 | 116 | 11.6 | 0 | 51 | 210 | 85
5429 | 0 | 116 | 11.6 | 0 | 49 | 210 | 85
5430 | 0 | 116 | 11.6 | 0 | 44 | 210 | 86
5431 | 41 | 122 | 12.2 | 0 | 44 | 210 | 86
5432 | 99 | 127 | 12.7 | 153 | 49 | 205 | 86
5433 | 120 | 138 | 13.8 | 181 | 49 | 205 | 85
5434 | 136 | 150 | 15 | 228 | 46 | 205 | 82
5435 | 261 | 150 | 15 | 0 | 46 | 200 | 85
5436 | 158 | 150 | 15 | 386 | 44 | 200 | 80
5437 | 161 | 144 | 14.4 | 390 | 36 | 205 | 81
5438 | 159 | 150 | 15 | 391 | 21 | 175 | 87
5439 | 154 | 150 | 15 | 374 | 8 | 100 | 89
5440 | 230 | 150 | 15 | 0 | 5 | 35 | 89
5441 | 176 | 138 | 13.8 | 0 | 3 | 5 | 93
5442 | 116 | 138 | 13.8 | 0 | 0 | 0 | 92
5443 | 53 | 138 | 13.8 | 0 | 3 | 330 | 94
5444 | 3 | 138 | 13.8 | 0 | 8 | 280 | 90
5445 | 0 | 127 | 12.7 | 0 | 15 | 235 | 90
5446 | 0 | 122 | 12.2 | 0 | 18 | 210 | 94
5447 | 0 | 122 | 12.2 | 0 | 13 | 210 | 94
5448 | 0 | 116 | 11.6 | 0 | 5 | 285 | 94
5449 | 0 | 116 | 11.6 | 0 | 0 | 0 | 95
5450 | 0 | 111 | 11.1 | 0 | 5 | 285 | 97
5451 | 0 | 111 | 11.1 | 0 | 8 | 210 | 97
5452 | 0 | 111 | 11.1 | 0 | 21 | 205 | 97
5453 | 0 | 105 | 10.5 | 0 | 36 | 200 | 98
5454 | 0 | 111 | 11.1 | 0 | 28 | 195 | 99
5455 | 37 | 111 | 11.1 | 0 | 18 | 170 | 98
5456 | 100 | 122 | 12.2 | 0 | 15 | 165 | 94
5457 | 123 | 133 | 13.3 | 240 | 31 | 185 | 92
5458 | 139 | 155 | 15.5 | 293 | 57 | 200 | 86
5459 | 152 | 166 | 16.6 | 414 | 64 | 205 | 82
5460 | 146 | 183 | 18.3 | 701 | 67 | 200 | 73
5461 | 160 | 166 | 16.6 | 511 | 70 | 200 | 74
5462 | 156 | 183 | 18.3 | 596 | 62 | 205 | 71
5463 | 145 | 166 | 16.6 | 646 | 62 | 205 | 68
5464 | 142 | 183 | 18.3 | 303 | 75 | 205 | 66
5465 | 123 | 183 | 18.3 | 195 | 77 | 220 | 61
5466 | 105 | 166 | 16.6 | 171 | 59 | 220 | 84
5467 | 69 | 161 | 16.1 | 60 | 46 | 215 | 76
5468 | 3 | 144 | 14.4 | 0 | 49 | 220 | 76
5469 | 0 | 138 | 13.8 | 0 | 54 | 210 | 82
5470 | 0 | 127 | 12.7 | 0 | 46 | 205 | 84
5471 | 0 | 116 | 11.6 | 0 | 41 | 210 | 89
5472 | 0 | 116 | 11.6 | 0 | 49 | 210 | 87
5473 | 0 | 116 | 11.6 | 0 | 51 | 205 | 84
5474 | 0 | 116 | 11.6 | 0 | 46 | 205 | 84
5475 | 0 | 111 | 11.1 | 0 | 41 | 210 | 88
5476 | 0 | 111 | 11.1 | 0 | 44 | 210 | 87
5477 | 0 | 116 | 11.6 | 0 | 44 | 210 | 88
5478 | 0 | 116 | 11.6 | 0 | 39 | 210 | 88
5479 | 37 | 116 | 11.6 | 0 | 36 | 210 | 89
5480 | 100 | 122 | 12.2 | 185 | 41 | 215 | 87
5481 | 125 | 138 | 13.8 | 376 | 46 | 220 | 84
5482 | 141 | 161 | 16.1 | 434 | 49 | 230 | 82
5483 | 150 | 183 | 18.3 | 322 | 51 | 235 | 72
5484 | 158 | 172 | 17.2 | 503 | 54 | 235 | 69
5485 | 160 | 177 | 17.7 | 511 | 59 | 225 | 63
5486 | 158 | 177 | 17.7 | 505 | 57 | 220 | 60
5487 | 150 | 188 | 18.8 | 579 | 51 | 230 | 52
5488 | 138 | 183 | 18.3 | 233 | 51 | 225 | 58
5489 | 173 | 183 | 18.3 | 0 | 51 | 225 | 52
5490 | 113 | 183 | 18.3 | 0 | 54 | 235 | 49
5491 | 72 | 177 | 17.7 | 0 | 57 | 235 | 47
5492 | 0 | 166 | 16.6 | 0 | 44 | 230 | 49
5493 | 0 | 150 | 15 | 0 | 28 | 220 | 57
5494 | 0 | 133 | 13.3 | 0 | 23 | 200 | 68
5495 | 0 | 116 | 11.6 | 0 | 23 | 190 | 75
5496 | 0 | 122 | 12.2 | 0 | 28 | 195 | 84
5497 | 0 | 116 | 11.6 | 0 | 26 | 190 | 87
5498 | 0 | 111 | 11.1 | 0 | 28 | 190 | 88
5499 | 0 | 100 | 10 | 0 | 31 | 195 | 87
5500 | 0 | 105 | 10.5 | 0 | 31 | 195 | 89
5501 | 0 | 111 | 11.1 | 0 | 39 | 195 | 88
5502 | 0 | 116 | 11.6 | 0 | 41 | 190 | 88
5503 | 44 | 122 | 12.2 | 0 | 44 | 195 | 87
5504 | 97 | 138 | 13.8 | 0 | 51 | 195 | 88
5505 | 160 | 155 | 15.5 | 0 | 59 | 195 | 85
5506 | 214 | 161 | 16.1 | 0 | 62 | 200 | 86
5507 | 255 | 161 | 16.1 | 0 | 62 | 205 | 81
5508 | 157 | 172 | 17.2 | 386 | 59 | 210 | 82
5509 | 160 | 172 | 17.2 | 390 | 62 | 210 | 81
5510 | 158 | 188 | 18.8 | 386 | 70 | 210 | 70
5511 | 261 | 188 | 18.8 | 0 | 70 | 210 | 70
5512 | 224 | 188 | 18.8 | 0 | 64 | 210 | 69
5513 | 173 | 188 | 18.8 | 0 | 70 | 210 | 68
5514 | 110 | 188 | 18.8 | 0 | 72 | 205 | 70
5515 | 59 | 183 | 18.3 | 0 | 62 | 200 | 73
5516 | 0 | 172 | 17.2 | 0 | 54 | 200 | 70
5517 | 0 | 161 | 16.1 | 0 | 49 | 200 | 79
5518 | 0 | 144 | 14.4 | 0 | 41 | 200 | 86
5519 | 0 | 133 | 13.3 | 0 | 33 | 200 | 83
5520 | 0 | 144 | 14.4 | 0 | 28 | 200 | 92
5521 | 0 | 144 | 14.4 | 0 | 28 | 200 | 94
5522 | 0 | 144 | 14.4 | 0 | 33 | 205 | 97
5523 | 0 | 144 | 14.4 | 0 | 36 | 210 | 98
5524 | 0 | 138 | 13.8 | 0 | 33 | 210 | 98
5525 | 0 | 133 | 13.3 | 0 | 31 | 210 | 98
5526 | 0 | 138 | 13.8 | 0 | 36 | 210 | 98
5527 | 34 | 138 | 13.8 | 0 | 39 | 210 | 98
5528 | 97 | 144 | 14.4 | 0 | 36 | 205 | 97
5529 | 160 | 144 | 14.4 | 0 | 39 | 200 | 96
5530 | 214 | 150 | 15 | 0 | 33 | 200 | 96
5531 | 255 | 150 | 15 | 0 | 23 | 200 | 95
5532 | 157 | 150 | 15 | 386 | 18 | 185 | 97
5533 | 159 | 155 | 15.5 | 394 | 13 | 180 | 92
5534 | 158 | 155 | 15.5 | 385 | 5 | 275 | 93
5535 | 261 | 155 | 15.5 | 0 | 3 | 0 | 87
5536 | 220 | 155 | 15.5 | 0 | 8 | 355 | 89
5537 | 170 | 150 | 15 | 0 | 21 | 350 | 85
5538 | 110 | 150 | 15 | 0 | 39 | 350 | 88
5539 | 44 | 144 | 14.4 | 0 | 49 | 0 | 88
5540 | 0 | 138 | 13.8 | 0 | 44 | 15 | 87
5541 | 0 | 138 | 13.8 | 0 | 36 | 10 | 85
5542 | 0 | 133 | 13.3 | 0 | 44 | 10 | 88
5543 | 0 | 122 | 12.2 | 0 | 44 | 25 | 86
5544 | 0 | 105 | 10.5 | 0 | 36 | 30 | 84
5545 | 0 | 94 | 9.4 | 0 | 31 | 30 | 86
5546 | 0 | 94 | 9.4 | 0 | 26 | 30 | 87
5547 | 0 | 83 | 8.3 | 0 | 21 | 35 | 87
5548 | 0 | 83 | 8.3 | 0 | 13 | 10 | 89
5549 | 0 | 77 | 7.7 | 0 | 8 | 335 | 90
5550 | 0 | 77 | 7.7 | 0 | 3 | 345 | 95
5551 | 64 | 83 | 8.3 | 126 | 0 | 0 | 94
5552 | 93 | 111 | 11.1 | 502 | 0 | 0 | 92
5553 | 107 | 133 | 13.3 | 673 | 3 | 20 | 84
5554 | 139 | 138 | 13.8 | 427 | 13 | 40 | 78
5555 | 151 | 155 | 15.5 | 458 | 18 | 40 | 68
5556 | 142 | 166 | 16.6 | 727 | 18 | 35 | 62
5557 | 145 | 172 | 17.2 | 727 | 18 | 40 | 57
5558 | 142 | 177 | 17.7 | 737 | 13 | 10 | 55
5559 | 130 | 188 | 18.8 | 786 | 13 | 355 | 56
5560 | 142 | 194 | 19.4 | 446 | 13 | 10 | 49
5561 | 126 | 194 | 19.4 | 392 | 10 | 320 | 47
5562 | 105 | 194 | 19.4 | 280 | 13 | 315 | 47
5563 | 69 | 172 | 17.2 | 240 | 13 | 0 | 50
5564 | 0 | 150 | 15 | 0 | 10 | 15 | 51
5565 | 0 | 133 | 13.3 | 0 | 8 | 10 | 56
5566 | 0 | 122 | 12.2 | 0 | 5 | 65 | 74
5567 | 0 | 116 | 11.6 | 0 | 5 | 110 | 75
5568 | 0 | 111 | 11.1 | 0 | 5 | 95 | 79
5569 | 0 | 111 | 11.1 | 0 | 3 | 50 | 88
5570 | 0 | 111 | 11.1 | 0 | 0 | 0 | 89
5571 | 0 | 111 | 11.1 | 0 | 0 | 0 | 96
5572 | 0 | 105 | 10.5 | 0 | 0 | 0 | 96
5573 | 0 | 94 | 9.4 | 0 | 0 | 0 | 94
5574 | 0 | 94 | 9.4 | 0 | 0 | 0 | 97
5575 | 61 | 100 | 10 | 114 | 0 | 0 | 100
5576 | 91 | 127 | 12.7 | 505 | 0 | 0 | 97
5577 | 108 | 155 | 15.5 | 665 | 3 | 40 | 99
5578 | 121 | 166 | 16.6 | 735 | 15 | 75 | 85
5579 | 129 | 177 | 17.7 | 776 | 28 | 85 | 71
5580 | 134 | 194 | 19.4 | 802 | 28 | 80 | 68
5581 | 135 | 205 | 20.5 | 814 | 28 | 60 | 66
5582 | 134 | 200 | 20 | 803 | 28 | 65 | 60
5583 | 131 | 205 | 20.5 | 781 | 26 | 70 | 60
5584 | 121 | 205 | 20.5 | 752 | 28 | 65 | 58
5585 | 111 | 200 | 20 | 674 | 39 | 65 | 59
5586 | 103 | 194 | 19.4 | 282 | 46 | 75 | 59
5587 | 65 | 177 | 17.7 | 56 | 51 | 80 | 59
5588 | 0 | 155 | 15.5 | 0 | 54 | 75 | 57
5589 | 0 | 138 | 13.8 | 0 | 49 | 70 | 63
5590 | 0 | 127 | 12.7 | 0 | 41 | 70 | 65
5591 | 0 | 122 | 12.2 | 0 | 33 | 75 | 76
5592 | 0 | 122 | 12.2 | 0 | 28 | 80 | 83
5593 | 0 | 122 | 12.2 | 0 | 33 | 75 | 84
5594 | 0 | 116 | 11.6 | 0 | 39 | 70 | 85
5595 | 0 | 105 | 10.5 | 0 | 39 | 70 | 88
5596 | 0 | 111 | 11.1 | 0 | 41 | 70 | 92
5597 | 0 | 116 | 11.6 | 0 | 39 | 65 | 94
5598 | 0 | 116 | 11.6 | 0 | 31 | 60 | 93
5599 | 47 | 116 | 11.6 | 0 | 28 | 65 | 93
5600 | 97 | 144 | 14.4 | 197 | 36 | 70 | 93
5601 | 154 | 155 | 15.5 | 0 | 39 | 70 | 90
5602 | 138 | 183 | 18.3 | 435 | 28 | 75 | 84
5603 | 150 | 205 | 20.5 | 469 | 18 | 75 | 76
5604 | 141 | 200 | 20 | 730 | 23 | 75 | 72
5605 | 144 | 216 | 21.6 | 735 | 36 | 85 | 64
5606 | 142 | 216 | 21.6 | 732 | 44 | 85 | 60
5607 | 151 | 222 | 22.2 | 415 | 46 | 75 | 59
5608 | 141 | 216 | 21.6 | 385 | 51 | 60 | 55
5609 | 125 | 216 | 21.6 | 329 | 51 | 65 | 57
5610 | 100 | 205 | 20.5 | 204 | 51 | 80 | 57
5611 | 63 | 194 | 19.4 | 0 | 51 | 75 | 58
5612 | 0 | 177 | 17.7 | 0 | 46 | 65 | 64
5613 | 0 | 166 | 16.6 | 0 | 46 | 65 | 69
5614 | 0 | 150 | 15 | 0 | 41 | 70 | 74
5615 | 0 | 144 | 14.4 | 0 | 33 | 60 | 80
5616 | 0 | 133 | 13.3 | 0 | 31 | 55 | 84
5617 | 0 | 127 | 12.7 | 0 | 23 | 55 | 86
5618 | 0 | 133 | 13.3 | 0 | 13 | 50 | 88
5619 | 0 | 133 | 13.3 | 0 | 8 | 45 | 93
5620 | 0 | 127 | 12.7 | 0 | 3 | 20 | 94
5621 | 0 | 127 | 12.7 | 0 | 0 | 0 | 92
5622 | 0 | 133 | 13.3 | 0 | 0 | 0 | 93
5623 | 28 | 138 | 13.8 | 0 | 0 | 0 | 94
5624 | 91 | 150 | 15 | 0 | 0 | 0 | 94
5625 | 154 | 150 | 15 | 0 | 0 | 0 | 91
5626 | 208 | 155 | 15.5 | 0 | 3 | 5 | 85
5627 | 249 | 172 | 17.2 | 0 | 5 | 25 | 82
5628 | 152 | 194 | 19.4 | 587 | 8 | 30 | 77
5629 | 150 | 222 | 22.2 | 662 | 18 | 45 | 74
5630 | 147 | 233 | 23.3 | 663 | 21 | 60 | 71
5631 | 150 | 238 | 23.8 | 376 | 10 | 5 | 68
5632 | 138 | 227 | 22.7 | 294 | 3 | 340 | 66
5633 | 119 | 211 | 21.1 | 181 | 3 | 340 | 66
5634 | 126 | 205 | 20.5 | 0 | 8 | 315 | 63
5635 | 37 | 188 | 18.8 | 0 | 13 | 315 | 62
5636 | 0 | 177 | 17.7 | 0 | 15 | 320 | 63
5637 | 0 | 166 | 16.6 | 0 | 13 | 15 | 65
5638 | 0 | 155 | 15.5 | 0 | 13 | 55 | 79
5639 | 0 | 150 | 15 | 0 | 18 | 50 | 85
5640 | 0 | 144 | 14.4 | 0 | 21 | 60 | 86
5641 | 0 | 144 | 14.4 | 0 | 15 | 60 | 88
5642 | 0 | 144 | 14.4 | 0 | 13 | 50 | 90
5643 | 0 | 138 | 13.8 | 0 | 18 | 35 | 90
5644 | 0 | 133 | 13.3 | 0 | 13 | 25 | 91
5645 | 0 | 127 | 12.7 | 0 | 5 | 30 | 90
5646 | 0 | 127 | 12.7 | 0 | 13 | 25 | 90
5647 | 25 | 127 | 12.7 | 0 | 18 | 20 | 91
5648 | 88 | 133 | 13.3 | 0 | 15 | 15 | 92
5649 | 151 | 138 | 13.8 | 0 | 15 | 5 | 89
5650 | 132 | 155 | 15.5 | 218 | 18 | 30 | 88
5651 | 149 | 172 | 17.2 | 372 | 15 | 45 | 89
5652 | 147 | 183 | 18.3 | 657 | 8 | 45 | 86
5653 | 149 | 211 | 21.1 | 666 | 3 | 25 | 83
5654 | 148 | 211 | 21.1 | 657 | 0 | 0 | 79
5655 | 150 | 222 | 22.2 | 376 | 0 | 0 | 78
5656 | 138 | 227 | 22.7 | 289 | 3 | 275 | 75
5657 | 122 | 216 | 21.6 | 240 | 5 | 195 | 75
5658 | 96 | 205 | 20.5 | 153 | 8 | 215 | 77
5659 | 50 | 188 | 18.8 | 0 | 15 | 245 | 73
5660 | 0 | 172 | 17.2 | 0 | 15 | 260 | 75
5661 | 0 | 155 | 15.5 | 0 | 10 | 250 | 81
5662 | 0 | 150 | 15 | 0 | 5 | 300 | 86
5663 | 0 | 144 | 14.4 | 0 | 0 | 0 | 92
5664 | 0 | 133 | 13.3 | 0 | 0 | 0 | 89
5665 | 0 | 127 | 12.7 | 0 | 0 | 0 | 97
5666 | 0 | 127 | 12.7 | 0 | 0 | 0 | 94
5667 | 0 | 116 | 11.6 | 0 | 3 | 285 | 95
5668 | 0 | 116 | 11.6 | 0 | 10 | 220 | 94
5669 | 0 | 116 | 11.6 | 0 | 13 | 240 | 96
5670 | 0 | 127 | 12.7 | 0 | 5 | 305 | 97
5671 | 34 | 122 | 12.2 | 0 | 0 | 0 | 97
5672 | 92 | 127 | 12.7 | 125 | 3 | 295 | 97
5673 | 119 | 155 | 15.5 | 276 | 5 | 240 | 94
5674 | 135 | 177 | 17.7 | 283 | 5 | 250 | 91
5675 | 147 | 200 | 20 | 318 | 8 | 235 | 91
5676 | 151 | 211 | 21.1 | 592 | 8 | 220 | 86
5677 | 157 | 211 | 21.1 | 386 | 5 | 235 | 81
5678 | 155 | 216 | 21.6 | 386 | 5 | 255 | 75
5679 | 252 | 222 | 22.2 | 0 | 5 | 260 | 71
5680 | 211 | 222 | 22.2 | 0 | 10 | 240 | 63
5681 | 157 | 222 | 22.2 | 0 | 15 | 220 | 58
5682 | 97 | 216 | 21.6 | 0 | 15 | 215 | 60
5683 | 34 | 211 | 21.1 | 0 | 13 | 215 | 61
5684 | 0 | 183 | 18.3 | 0 | 15 | 225 | 66
5685 | 0 | 172 | 17.2 | 0 | 15 | 220 | 69
5686 | 0 | 161 | 16.1 | 0 | 8 | 210 | 80
5687 | 0 | 161 | 16.1 | 0 | 13 | 210 | 81
5688 | 0 | 144 | 14.4 | 0 | 18 | 210 | 87
5689 | 0 | 150 | 15 | 0 | 15 | 205 | 89
5690 | 0 | 138 | 13.8 | 0 | 10 | 200 | 90
5691 | 0 | 138 | 13.8 | 0 | 5 | 205 | 91
5692 | 0 | 133 | 13.3 | 0 | 3 | 285 | 94
5693 | 0 | 138 | 13.8 | 0 | 0 | 0 | 97
5694 | 0 | 144 | 14.4 | 0 | 3 | 280 | 94
5695 | 37 | 138 | 13.8 | 0 | 3 | 280 | 96
5696 | 90 | 155 | 15.5 | 122 | 0 | 0 | 93
5697 | 119 | 166 | 16.6 | 276 | 3 | 285 | 87
5698 | 201 | 188 | 18.8 | 0 | 5 | 220 | 81
5699 | 246 | 194 | 19.4 | 0 | 8 | 260 | 73
5700 | 155 | 211 | 21.1 | 382 | 15 | 255 | 62
5701 | 157 | 211 | 21.1 | 389 | 23 | 225 | 64
5702 | 155 | 216 | 21.6 | 382 | 23 | 225 | 58
5703 | 249 | 216 | 21.6 | 0 | 21 | 235 | 55
5704 | 211 | 216 | 21.6 | 0 | 18 | 250 | 51
5705 | 157 | 222 | 22.2 | 0 | 15 | 280 | 53
5706 | 94 | 216 | 21.6 | 141 | 15 | 315 | 53
5707 | 56 | 205 | 20.5 | 0 | 18 | 315 | 52
5708 | 0 | 188 | 18.8 | 0 | 15 | 310 | 58
5709 | 0 | 188 | 18.8 | 0 | 8 | 310 | 63
5710 | 0 | 188 | 18.8 | 0 | 8 | 305 | 78
5711 | 0 | 183 | 18.3 | 0 | 5 | 330 | 72
5712 | 0 | 177 | 17.7 | 0 | 0 | 0 | 81
5713 | 0 | 172 | 17.2 | 0 | 0 | 0 | 89
5714 | 0 | 166 | 16.6 | 0 | 3 | 85 | 90
5715 | 0 | 166 | 16.6 | 0 | 3 | 85 | 92
5716 | 0 | 166 | 16.6 | 0 | 3 | 280 | 92
5717 | 0 | 166 | 16.6 | 0 | 3 | 280 | 92
5718 | 0 | 161 | 16.1 | 0 | 0 | 0 | 93
5719 | 28 | 166 | 16.6 | 0 | 3 | 85 | 94
5720 | 107 | 166 | 16.6 | 0 | 5 | 170 | 92
5721 | 148 | 183 | 18.3 | 0 | 3 | 85 | 88
5722 | 201 | 183 | 18.3 | 0 | 0 | 0 | 84
5723 | 242 | 194 | 19.4 | 0 | 0 | 0 | 79
5724 | 154 | 194 | 19.4 | 382 | 0 | 0 | 71
5725 | 157 | 211 | 21.1 | 385 | 3 | 75 | 64
5726 | 155 | 227 | 22.7 | 382 | 5 | 145 | 57
5727 | 249 | 227 | 22.7 | 0 | 5 | 70 | 54
5728 | 208 | 222 | 22.2 | 0 | 5 | 5 | 56
5729 | 119 | 216 | 21.6 | 234 | 5 | 15 | 55
5730 | 94 | 211 | 21.1 | 134 | 8 | 15 | 64
5731 | 47 | 194 | 19.4 | 0 | 15 | 55 | 64
5732 | 0 | 177 | 17.7 | 0 | 21 | 100 | 65
5733 | 0 | 166 | 16.6 | 0 | 15 | 100 | 70
5734 | 0 | 155 | 15.5 | 0 | 8 | 90 | 79
5735 | 0 | 150 | 15 | 0 | 5 | 75 | 85
5736 | 0 | 144 | 14.4 | 0 | 5 | 70 | 86
5737 | 0 | 138 | 13.8 | 0 | 5 | 70 | 89
5738 | 0 | 138 | 13.8 | 0 | 5 | 80 | 90
5739 | 0 | 138 | 13.8 | 0 | 3 | 45 | 91
5740 | 0 | 138 | 13.8 | 0 | 0 | 0 | 94
5741 | 0 | 138 | 13.8 | 0 | 0 | 0 | 92
5742 | 0 | 133 | 13.3 | 0 | 0 | 0 | 97
5743 | 18 | 133 | 13.3 | 0 | 0 | 0 | 94
5744 | 82 | 133 | 13.3 | 0 | 0 | 0 | 94
5745 | 145 | 144 | 14.4 | 0 | 5 | 35 | 95
5746 | 201 | 150 | 15 | 0 | 18 | 70 | 91
5747 | 147 | 161 | 16.1 | 368 | 21 | 70 | 89
5748 | 150 | 188 | 18.8 | 585 | 18 | 65 | 82
5749 | 147 | 216 | 21.6 | 663 | 23 | 70 | 76
5750 | 150 | 222 | 22.2 | 595 | 21 | 85 | 70
5751 | 146 | 227 | 22.7 | 317 | 18 | 100 | 60
5752 | 136 | 227 | 22.7 | 289 | 21 | 125 | 58
5753 | 119 | 216 | 21.6 | 228 | 23 | 150 | 54
5754 | 91 | 211 | 21.1 | 0 | 28 | 155 | 57
5755 | 37 | 200 | 20 | 0 | 33 | 160 | 65
5756 | 0 | 183 | 18.3 | 0 | 33 | 170 | 67
5757 | 0 | 166 | 16.6 | 0 | 31 | 175 | 72
5758 | 0 | 155 | 15.5 | 0 | 26 | 185 | 78
5759 | 0 | 150 | 15 | 0 | 28 | 195 | 83
5760 | 0 | 155 | 15.5 | 0 | 28 | 190 | 90
5761 | 0 | 144 | 14.4 | 0 | 23 | 185 | 91
5762 | 0 | 144 | 14.4 | 0 | 28 | 195 | 93
5763 | 0 | 150 | 15 | 0 | 28 | 200 | 94
5764 | 0 | 144 | 14.4 | 0 | 18 | 210 | 93
5765 | 0 | 144 | 14.4 | 0 | 18 | 230 | 93
5766 | 0 | 138 | 13.8 | 0 | 26 | 240 | 93
5767 | 28 | 138 | 13.8 | 0 | 21 | 225 | 93
5768 | 88 | 144 | 14.4 | 112 | 23 | 220 | 89
5769 | 145 | 161 | 16.1 | 0 | 33 | 240 | 88
5770 | 130 | 166 | 16.6 | 217 | 36 | 255 | 84
5771 | 145 | 183 | 18.3 | 317 | 36 | 260 | 71
5772 | 149 | 188 | 18.8 | 588 | 36 | 255 | 65
5773 | 147 | 194 | 19.4 | 661 | 41 | 250 | 55
5774 | 154 | 194 | 19.4 | 496 | 49 | 245 | 56
5775 | 142 | 194 | 19.4 | 247 | 54 | 230 | 60
5776 | 205 | 200 | 20 | 0 | 49 | 225 | 61
5777 | 151 | 194 | 19.4 | 0 | 39 | 235 | 58
5778 | 88 | 188 | 18.8 | 0 | 36 | 255 | 51
5779 | 25 | 188 | 18.8 | 0 | 33 | 265 | 54
5780 | 0 | 166 | 16.6 | 0 | 26 | 255 | 54
5781 | 0 | 166 | 16.6 | 0 | 18 | 250 | 60
5782 | 0 | 161 | 16.1 | 0 | 15 | 250 | 66
5783 | 0 | 138 | 13.8 | 0 | 18 | 255 | 68
5784 | 0 | 122 | 12.2 | 0 | 18 | 275 | 72
5785 | 0 | 116 | 11.6 | 0 | 13 | 295 | 71
5786 | 0 | 111 | 11.1 | 0 | 8 | 270 | 77
5787 | 0 | 105 | 10.5 | 0 | 5 | 240 | 87
5788 | 0 | 105 | 10.5 | 0 | 5 | 230 | 91
5789 | 0 | 105 | 10.5 | 0 | 5 | 220 | 85
5790 | 0 | 105 | 10.5 | 0 | 5 | 225 | 89
5791 | 22 | 105 | 10.5 | 0 | 5 | 225 | 89
5792 | 100 | 122 | 12.2 | 0 | 5 | 215 | 86
5793 | 117 | 144 | 14.4 | 271 | 8 | 200 | 88
5794 | 198 | 161 | 16.1 | 0 | 13 | 210 | 83
5795 | 141 | 183 | 18.3 | 245 | 15 | 220 | 75
5796 | 265 | 183 | 18.3 | 0 | 21 | 215 | 67
5797 | 155 | 183 | 18.3 | 386 | 28 | 225 | 64
5798 | 153 | 183 | 18.3 | 383 | 39 | 230 | 55
5799 | 242 | 188 | 18.8 | 0 | 46 | 225 | 56
5800 | 201 | 194 | 19.4 | 0 | 44 | 225 | 56
5801 | 148 | 200 | 20 | 0 | 44 | 235 | 54
5802 | 85 | 194 | 19.4 | 0 | 46 | 240 | 56
5803 | 22 | 183 | 18.3 | 0 | 44 | 240 | 58
5804 | 0 | 166 | 16.6 | 0 | 41 | 240 | 65
5805 | 0 | 155 | 15.5 | 0 | 39 | 245 | 67
5806 | 0 | 150 | 15 | 0 | 31 | 250 | 68
5807 | 0 | 144 | 14.4 | 0 | 31 | 240 | 73
5808 | 0 | 133 | 13.3 | 0 | 36 | 225 | 73
5809 | 0 | 144 | 14.4 | 0 | 36 | 215 | 76
5810 | 0 | 138 | 13.8 | 0 | 36 | 215 | 79
5811 | 0 | 138 | 13.8 | 0 | 36 | 220 | 80
5812 | 0 | 138 | 13.8 | 0 | 36 | 220 | 86
5813 | 0 | 138 | 13.8 | 0 | 36 | 220 | 84
5814 | 0 | 127 | 12.7 | 0 | 36 | 215 | 86
5815 | 18 | 133 | 13.3 | 0 | 39 | 210 | 86
5816 | 78 | 144 | 14.4 | 0 | 39 | 210 | 85
5817 | 141 | 150 | 15 | 0 | 39 | 215 | 80
5818 | 129 | 161 | 16.1 | 215 | 41 | 225 | 73
5819 | 140 | 177 | 17.7 | 248 | 46 | 230 | 71
5820 | 147 | 183 | 18.3 | 260 | 51 | 225 | 71
5821 | 154 | 188 | 18.8 | 504 | 49 | 220 | 65
5822 | 265 | 183 | 18.3 | 0 | 51 | 220 | 65
5823 | 239 | 183 | 18.3 | 0 | 57 | 225 | 64
5824 | 198 | 183 | 18.3 | 0 | 54 | 230 | 61
5825 | 145 | 188 | 18.8 | 0 | 46 | 230 | 60
5826 | 85 | 188 | 18.8 | 0 | 46 | 230 | 63
5827 | 22 | 183 | 18.3 | 0 | 51 | 220 | 64
5828 | 0 | 177 | 17.7 | 0 | 46 | 210 | 72
5829 | 0 | 166 | 16.6 | 0 | 41 | 205 | 76
5830 | 0 | 166 | 16.6 | 0 | 44 | 195 | 80
5831 | 0 | 161 | 16.1 | 0 | 44 | 195 | 84
5832 | 0 | 155 | 15.5 | 0 | 39 | 200 | 87
5833 | 0 | 155 | 15.5 | 0 | 39 | 200 | 86
5834 | 0 | 155 | 15.5 | 0 | 41 | 200 | 87
5835 | 0 | 150 | 15 | 0 | 41 | 200 | 85
5836 | 0 | 144 | 14.4 | 0 | 39 | 200 | 87
5837 | 0 | 122 | 12.2 | 0 | 33 | 200 | 89
5838 | 0 | 111 | 11.1 | 0 | 28 | 200 | 91
5839 | 9 | 111 | 11.1 | 0 | 23 | 190 | 94
5840 | 53 | 116 | 11.6 | 0 | 18 | 180 | 95
5841 | 97 | 122 | 12.2 | 0 | 15 | 180 | 96
5842 | 138 | 133 | 13.3 | 0 | 13 | 185 | 93
5843 | 224 | 150 | 15 | 0 | 10 | 185 | 86
5844 | 186 | 166 | 16.6 | 0 | 8 | 175 | 84
5845 | 148 | 172 | 17.2 | 255 | 13 | 175 | 81
5846 | 189 | 172 | 17.2 | 0 | 36 | 185 | 70
5847 | 170 | 172 | 17.2 | 0 | 51 | 195 | 72
5848 | 141 | 177 | 17.7 | 0 | 59 | 200 | 68
5849 | 100 | 177 | 17.7 | 0 | 59 | 195 | 80
5850 | 56 | 177 | 17.7 | 0 | 44 | 190 | 90
5851 | 12 | 161 | 16.1 | 0 | 36 | 190 | 91
5852 | 0 | 161 | 16.1 | 0 | 39 | 190 | 91
5853 | 0 | 161 | 16.1 | 0 | 39 | 190 | 94
5854 | 0 | 161 | 16.1 | 0 | 44 | 190 | 93
5855 | 0 | 161 | 16.1 | 0 | 54 | 195 | 92
5856 | 0 | 166 | 16.6 | 0 | 57 | 200 | 92
5857 | 0 | 166 | 16.6 | 0 | 57 | 200 | 91
5858 | 0 | 166 | 16.6 | 0 | 59 | 200 | 90
5859 | 0 | 166 | 16.6 | 0 | 64 | 200 | 90
5860 | 0 | 166 | 16.6 | 0 | 67 | 200 | 90
5861 | 0 | 161 | 16.1 | 0 | 59 | 215 | 87
5862 | 0 | 144 | 14.4 | 0 | 49 | 225 | 82
5863 | 15 | 138 | 13.8 | 0 | 46 | 220 | 85
5864 | 85 | 144 | 14.4 | 0 | 49 | 215 | 85
5865 | 157 | 161 | 16.1 | 0 | 49 | 210 | 80
5866 | 124 | 172 | 17.2 | 173 | 49 | 210 | 78
5867 | 136 | 166 | 16.6 | 208 | 51 | 225 | 74
5868 | 143 | 172 | 17.2 | 220 | 57 | 240 | 71
5869 | 154 | 172 | 17.2 | 496 | 57 | 240 | 59
5870 | 143 | 183 | 18.3 | 224 | 51 | 245 | 58
5871 | 137 | 183 | 18.3 | 206 | 51 | 245 | 56
5872 | 126 | 183 | 18.3 | 180 | 54 | 235 | 53
5873 | 160 | 183 | 18.3 | 0 | 59 | 230 | 52
5874 | 100 | 183 | 18.3 | 0 | 57 | 230 | 52
5875 | 18 | 177 | 17.7 | 0 | 54 | 225 | 55
5876 | 0 | 161 | 16.1 | 0 | 46 | 225 | 53
5877 | 0 | 155 | 15.5 | 0 | 36 | 230 | 62
5878 | 0 | 138 | 13.8 | 0 | 33 | 225 | 76
5879 | 0 | 127 | 12.7 | 0 | 28 | 215 | 71
5880 | 0 | 127 | 12.7 | 0 | 31 | 210 | 75
5881 | 0 | 127 | 12.7 | 0 | 41 | 205 | 76
5882 | 0 | 127 | 12.7 | 0 | 46 | 205 | 75
5883 | 0 | 127 | 12.7 | 0 | 51 | 205 | 74
5884 | 0 | 127 | 12.7 | 0 | 54 | 200 | 75
5885 | 0 | 133 | 13.3 | 0 | 54 | 205 | 74
5886 | 0 | 138 | 13.8 | 0 | 59 | 210 | 72
5887 | 9 | 138 | 13.8 | 0 | 67 | 205 | 73
5888 | 53 | 138 | 13.8 | 0 | 64 | 200 | 75
5889 | 97 | 144 | 14.4 | 0 | 72 | 200 | 83
5890 | 135 | 150 | 15 | 0 | 88 | 200 | 79
5891 | 167 | 155 | 15.5 | 0 | 88 | 200 | 76
5892 | 186 | 144 | 14.4 | 0 | 82 | 200 | 81
5893 | 147 | 144 | 14.4 | 253 | 75 | 195 | 90
5894 | 186 | 144 | 14.4 | 0 | 67 | 200 | 92
5895 | 167 | 155 | 15.5 | 0 | 59 | 210 | 81
5896 | 138 | 166 | 16.6 | 0 | 59 | 205 | 75
5897 | 157 | 166 | 16.6 | 0 | 72 | 210 | 69
5898 | 86 | 166 | 16.6 | 112 | 75 | 220 | 53
5899 | 22 | 150 | 15 | 0 | 75 | 210 | 59
5900 | 0 | 144 | 14.4 | 0 | 72 | 195 | 65
5901 | 0 | 127 | 12.7 | 0 | 62 | 195 | 71
5902 | 0 | 122 | 12.2 | 0 | 67 | 200 | 74
5903 | 0 | 122 | 12.2 | 0 | 75 | 200 | 71
5904 | 0 | 116 | 11.6 | 0 | 77 | 200 | 74
5905 | 0 | 111 | 11.1 | 0 | 75 | 205 | 77
5906 | 0 | 111 | 11.1 | 0 | 72 | 210 | 78
5907 | 0 | 111 | 11.1 | 0 | 70 | 210 | 79
5908 | 0 | 105 | 10.5 | 0 | 64 | 210 | 81
5909 | 0 | 105 | 10.5 | 0 | 59 | 210 | 82
5910 | 0 | 105 | 10.5 | 0 | 57 | 210 | 88
5911 | 15 | 105 | 10.5 | 0 | 54 | 210 | 89
5912 | 83 | 116 | 11.6 | 121 | 51 | 215 | 87
5913 | 111 | 127 | 12.7 | 186 | 51 | 225 | 83
5914 | 130 | 144 | 14.4 | 256 | 54 | 240 | 78
5915 | 135 | 155 | 15.5 | 203 | 54 | 255 | 73
5916 | 148 | 155 | 15.5 | 310 | 57 | 255 | 64
5917 | 144 | 161 | 16.1 | 225 | 62 | 240 | 61
5918 | 142 | 166 | 16.6 | 218 | 64 | 240 | 60
5919 | 140 | 172 | 17.2 | 253 | 64 | 245 | 54
5920 | 128 | 177 | 17.7 | 220 | 59 | 235 | 53
5921 | 110 | 183 | 18.3 | 162 | 59 | 230 | 50
5922 | 104 | 166 | 16.6 | 0 | 64 | 225 | 47
5923 | 9 | 155 | 15.5 | 0 | 64 | 220 | 55
5924 | 0 | 144 | 14.4 | 0 | 51 | 210 | 65
5925 | 0 | 138 | 13.8 | 0 | 46 | 195 | 71
5926 | 0 | 127 | 12.7 | 0 | 54 | 190 | 76
5927 | 0 | 127 | 12.7 | 0 | 57 | 185 | 79
5928 | 0 | 127 | 12.7 | 0 | 57 | 175 | 79
5929 | 0 | 127 | 12.7 | 0 | 57 | 170 | 74
5930 | 0 | 133 | 13.3 | 0 | 75 | 170 | 75
5931 | 0 | 127 | 12.7 | 0 | 90 | 170 | 78
5932 | 0 | 133 | 13.3 | 0 | 90 | 170 | 79
5933 | 0 | 122 | 12.2 | 0 | 93 | 170 | 90
5934 | 0 | 127 | 12.7 | 0 | 93 | 170 | 91
5935 | 6 | 138 | 13.8 | 0 | 95 | 185 | 93
5936 | 50 | 116 | 11.6 | 0 | 93 | 200 | 89
5937 | 111 | 122 | 12.2 | 229 | 80 | 195 | 83
5938 | 127 | 138 | 13.8 | 214 | 85 | 195 | 78
5939 | 135 | 155 | 15.5 | 203 | 111 | 205 | 72
5940 | 148 | 166 | 16.6 | 305 | 129 | 205 | 63
5941 | 144 | 166 | 16.6 | 225 | 136 | 205 | 54
5942 | 142 | 172 | 17.2 | 222 | 144 | 210 | 59
5943 | 135 | 166 | 16.6 | 203 | 142 | 210 | 59
5944 | 123 | 161 | 16.1 | 172 | 126 | 210 | 61
5945 | 129 | 161 | 16.1 | 0 | 108 | 215 | 61
5946 | 91 | 155 | 15.5 | 0 | 95 | 215 | 65
5947 | 15 | 150 | 15 | 0 | 93 | 215 | 61
5948 | 0 | 138 | 13.8 | 0 | 88 | 220 | 63
5949 | 0 | 133 | 13.3 | 0 | 75 | 220 | 68
5950 | 0 | 127 | 12.7 | 0 | 67 | 215 | 69
5951 | 0 | 122 | 12.2 | 0 | 72 | 215 | 70
5952 | 0 | 116 | 11.6 | 0 | 70 | 220 | 74
5953 | 0 | 116 | 11.6 | 0 | 59 | 215 | 77
5954 | 0 | 111 | 11.1 | 0 | 54 | 210 | 81
5955 | 0 | 105 | 10.5 | 0 | 49 | 210 | 84
5956 | 0 | 105 | 10.5 | 0 | 46 | 210 | 84
5957 | 0 | 100 | 10 | 0 | 44 | 215 | 85
5958 | 0 | 100 | 10 | 0 | 41 | 215 | 88
5959 | 12 | 100 | 10 | 0 | 39 | 210 | 89
5960 | 94 | 105 | 10.5 | 0 | 36 | 210 | 89
5961 | 111 | 122 | 12.2 | 208 | 41 | 215 | 84
5962 | 122 | 127 | 12.7 | 171 | 51 | 230 | 78
5963 | 134 | 144 | 14.4 | 201 | 57 | 240 | 68
5964 | 141 | 144 | 14.4 | 219 | 57 | 240 | 62
5965 | 143 | 155 | 15.5 | 224 | 54 | 240 | 58
5966 | 149 | 150 | 15 | 335 | 49 | 240 | 54
5967 | 135 | 155 | 15.5 | 206 | 46 | 240 | 55
5968 | 211 | 144 | 14.4 | 0 | 49 | 245 | 50
5969 | 151 | 138 | 13.8 | 0 | 51 | 245 | 43
5970 | 78 | 144 | 14.4 | 0 | 51 | 230 | 50
5971 | 9 | 138 | 13.8 | 0 | 44 | 225 | 52
5972 | 0 | 133 | 13.3 | 0 | 36 | 245 | 57
5973 | 0 | 111 | 11.1 | 0 | 33 | 260 | 60
5974 | 0 | 111 | 11.1 | 0 | 26 | 240 | 66
5975 | 0 | 100 | 10 | 0 | 23 | 215 | 73
5976 | 0 | 94 | 9.4 | 0 | 26 | 210 | 79
5977 | 0 | 83 | 8.3 | 0 | 26 | 210 | 80
5978 | 0 | 77 | 7.7 | 0 | 23 | 210 | 85
5979 | 0 | 77 | 7.7 | 0 | 21 | 200 | 84
5980 | 0 | 77 | 7.7 | 0 | 21 | 190 | 84
5981 | 0 | 72 | 7.2 | 0 | 18 | 195 | 84
5982 | 0 | 72 | 7.2 | 0 | 13 | 205 | 86
5983 | 6 | 77 | 7.7 | 0 | 13 | 200 | 88
5984 | 63 | 83 | 8.3 | 0 | 13 | 195 | 88
5985 | 123 | 100 | 10 | 0 | 8 | 215 | 86
5986 | 132 | 116 | 11.6 | 0 | 5 | 265 | 80
5987 | 160 | 127 | 12.7 | 0 | 8 | 305 | 79
5988 | 239 | 133 | 13.3 | 0 | 10 | 315 | 71
5989 | 249 | 138 | 13.8 | 0 | 13 | 300 | 66
5990 | 179 | 138 | 13.8 | 0 | 15 | 300 | 63
5991 | 214 | 138 | 13.8 | 0 | 15 | 320 | 58
5992 | 132 | 144 | 14.4 | 0 | 18 | 290 | 58
5993 | 91 | 138 | 13.8 | 0 | 21 | 245 | 63
5994 | 47 | 133 | 13.3 | 0 | 26 | 270 | 60
5995 | 6 | 127 | 12.7 | 0 | 23 | 310 | 62
5996 | 0 | 116 | 11.6 | 0 | 21 | 315 | 66
5997 | 0 | 111 | 11.1 | 0 | 26 | 325 | 76
5998 | 0 | 111 | 11.1 | 0 | 15 | 325 | 80
5999 | 0 | 100 | 10 | 0 | 5 | 310 | 85
6000 | 0 | 88 | 8.8 | 0 | 5 | 320 | 84
6001 | 0 | 77 | 7.7 | 0 | 8 | 340 | 86
6002 | 0 | 77 | 7.7 | 0 | 8 | 335 | 87
6003 | 0 | 66 | 6.6 | 0 | 5 | 320 | 93
6004 | 0 | 61 | 6.1 | 0 | 5 | 320 | 93
6005 | 0 | 66 | 6.6 | 0 | 8 | 330 | 93
6006 | 0 | 61 | 6.1 | 0 | 10 | 340 | 96
6007 | 6 | 72 | 7.2 | 0 | 8 | 335 | 94
6008 | 85 | 77 | 7.7 | 0 | 10 | 330 | 93
6009 | 123 | 88 | 8.8 | 0 | 15 | 340 | 94
6010 | 125 | 105 | 10.5 | 212 | 18 | 340 | 91
6011 | 137 | 111 | 11.1 | 246 | 31 | 350 | 85
6012 | 148 | 133 | 13.3 | 330 | 41 | 355 | 75
6013 | 150 | 155 | 15.5 | 335 | 41 | 345 | 76
6014 | 148 | 161 | 16.1 | 330 | 41 | 345 | 72
6015 | 141 | 161 | 16.1 | 312 | 39 | 355 | 67
6016 | 128 | 161 | 16.1 | 275 | 33 | 0 | 59
6017 | 109 | 155 | 15.5 | 208 | 31 | 0 | 53
6018 | 94 | 161 | 16.1 | 0 | 31 | 0 | 51
6019 | 9 | 144 | 14.4 | 0 | 33 | 355 | 51
6020 | 0 | 127 | 12.7 | 0 | 31 | 350 | 59
6021 | 0 | 111 | 11.1 | 0 | 21 | 0 | 63
6022 | 0 | 100 | 10 | 0 | 18 | 5 | 69
6023 | 0 | 94 | 9.4 | 0 | 18 | 5 | 73
6024 | 0 | 83 | 8.3 | 0 | 13 | 15 | 77
6025 | 0 | 83 | 8.3 | 0 | 15 | 10 | 82
6026 | 0 | 77 | 7.7 | 0 | 10 | 0 | 81
6027 | 0 | 66 | 6.6 | 0 | 0 | 0 | 89
6028 | 0 | 61 | 6.1 | 0 | 3 | 345 | 92
6029 | 0 | 61 | 6.1 | 0 | 3 | 345 | 90
6030 | 0 | 55 | 5.5 | 0 | 0 | 0 | 94
6031 | 3 | 55 | 5.5 | 0 | 0 | 0 | 94
6032 | 44 | 72 | 7.2 | 0 | 0 | 0 | 95
6033 | 91 | 94 | 9.4 | 0 | 0 | 0 | 96
6034 | 170 | 94 | 9.4 | 0 | 0 | 0 | 96
6035 | 140 | 116 | 11.6 | 328 | 0 | 0 | 87
6036 | 147 | 144 | 14.4 | 331 | 5 | 310 | 87
6037 | 149 | 161 | 16.1 | 334 | 13 | 265 | 65
6038 | 176 | 166 | 16.6 | 0 | 13 | 290 | 59
6039 | 157 | 161 | 16.1 | 0 | 13 | 290 | 60
6040 | 129 | 166 | 16.6 | 0 | 13 | 285 | 55
6041 | 88 | 166 | 16.6 | 0 | 8 | 340 | 45
6042 | 44 | 161 | 16.1 | 0 | 8 | 25 | 61
6043 | 3 | 155 | 15.5 | 0 | 5 | 15 | 59
6044 | 0 | 138 | 13.8 | 0 | 0 | 0 | 68
6045 | 0 | 122 | 12.2 | 0 | 0 | 0 | 82
6046 | 0 | 122 | 12.2 | 0 | 0 | 0 | 84
6047 | 0 | 122 | 12.2 | 0 | 5 | 90 | 87
6048 | 0 | 122 | 12.2 | 0 | 5 | 90 | 88
6049 | 0 | 122 | 12.2 | 0 | 0 | 0 | 90
6050 | 0 | 122 | 12.2 | 0 | 0 | 0 | 91
6051 | 0 | 122 | 12.2 | 0 | 5 | 280 | 90
6052 | 0 | 127 | 12.7 | 0 | 10 | 200 | 88
6053 | 0 | 116 | 11.6 | 0 | 10 | 200 | 89
6054 | 0 | 122 | 12.2 | 0 | 10 | 200 | 88
6055 | 3 | 122 | 12.2 | 0 | 8 | 205 | 89
6056 | 44 | 116 | 11.6 | 0 | 5 | 210 | 89
6057 | 88 | 122 | 12.2 | 0 | 8 | 210 | 88
6058 | 126 | 138 | 13.8 | 0 | 13 | 220 | 85
6059 | 157 | 138 | 13.8 | 0 | 15 | 235 | 79
6060 | 176 | 150 | 15 | 0 | 13 | 245 | 71
6061 | 182 | 155 | 15.5 | 0 | 10 | 245 | 71
6062 | 176 | 155 | 15.5 | 0 | 15 | 230 | 70
6063 | 157 | 155 | 15.5 | 0 | 26 | 225 | 61
6064 | 126 | 155 | 15.5 | 0 | 28 | 240 | 55
6065 | 88 | 155 | 15.5 | 0 | 18 | 250 | 66
6066 | 44 | 155 | 15.5 | 0 | 13 | 240 | 64
6067 | 3 | 150 | 15 | 0 | 10 | 220 | 65
6068 | 0 | 138 | 13.8 | 0 | 3 | 285 | 72
6069 | 0 | 133 | 13.3 | 0 | 5 | 295 | 81
6070 | 0 | 127 | 12.7 | 0 | 10 | 230 | 82
6071 | 0 | 122 | 12.2 | 0 | 5 | 295 | 85
6072 | 0 | 122 | 12.2 | 0 | 0 | 0 | 87
6073 | 0 | 111 | 11.1 | 0 | 0 | 0 | 92
6074 | 0 | 111 | 11.1 | 0 | 0 | 0 | 93
6075 | 0 | 105 | 10.5 | 0 | 0 | 0 | 92
6076 | 0 | 100 | 10 | 0 | 0 | 0 | 92
6077 | 0 | 88 | 8.8 | 0 | 0 | 0 | 93
6078 | 0 | 94 | 9.4 | 0 | 0 | 0 | 94
6079 | 3 | 88 | 8.8 | 0 | 0 | 0 | 94
6080 | 44 | 100 | 10 | 0 | 5 | 90 | 94
6081 | 116 | 111 | 11.1 | 0 | 13 | 185 | 93
6082 | 167 | 133 | 13.3 | 0 | 18 | 195 | 86
6083 | 132 | 144 | 14.4 | 197 | 26 | 205 | 80
6084 | 233 | 155 | 15.5 | 0 | 28 | 210 | 85
6085 | 242 | 166 | 16.6 | 0 | 26 | 210 | 78
6086 | 233 | 177 | 17.7 | 0 | 23 | 205 | 79
6087 | 154 | 166 | 16.6 | 0 | 31 | 195 | 78
6088 | 126 | 166 | 16.6 | 0 | 36 | 195 | 83
6089 | 85 | 166 | 16.6 | 0 | 21 | 185 | 90
6090 | 41 | 161 | 16.1 | 0 | 10 | 165 | 87
6091 | 3 | 155 | 15.5 | 0 | 13 | 180 | 84
6092 | 0 | 150 | 15 | 0 | 10 | 170 | 83
6093 | 0 | 138 | 13.8 | 0 | 8 | 135 | 85
6094 | 0 | 138 | 13.8 | 0 | 18 | 135 | 87
6095 | 0 | 133 | 13.3 | 0 | 23 | 140 | 87
6096 | 0 | 127 | 12.7 | 0 | 13 | 135 | 86
6097 | 0 | 122 | 12.2 | 0 | 5 | 120 | 94
6098 | 0 | 122 | 12.2 | 0 | 10 | 95 | 93
6099 | 0 | 116 | 11.6 | 0 | 21 | 75 | 92
6100 | 0 | 116 | 11.6 | 0 | 26 | 70 | 88
6101 | 0 | 94 | 9.4 | 0 | 23 | 65 | 88
6102 | 0 | 94 | 9.4 | 0 | 26 | 65 | 90
6103 | 3 | 100 | 10 | 0 | 26 | 65 | 89
6104 | 66 | 111 | 11.1 | 0 | 21 | 55 | 94
6105 | 116 | 138 | 13.8 | 0 | 23 | 50 | 86
6106 | 119 | 150 | 15 | 168 | 36 | 60 | 86
6107 | 136 | 166 | 16.6 | 244 | 54 | 70 | 76
6108 | 144 | 161 | 16.1 | 303 | 67 | 65 | 68
6109 | 147 | 183 | 18.3 | 309 | 67 | 60 | 65
6110 | 144 | 188 | 18.8 | 298 | 67 | 70 | 65
6111 | 131 | 183 | 18.3 | 196 | 72 | 70 | 54
6112 | 125 | 177 | 17.7 | 240 | 67 | 70 | 52
6113 | 135 | 177 | 17.7 | 0 | 59 | 65 | 57
6114 | 72 | 166 | 16.6 | 0 | 54 | 50 | 57
6115 | 0 | 161 | 16.1 | 0 | 51 | 55 | 58
6116 | 0 | 133 | 13.3 | 0 | 41 | 55 | 63
6117 | 0 | 122 | 12.2 | 0 | 31 | 40 | 67
6118 | 0 | 116 | 11.6 | 0 | 33 | 30 | 74
6119 | 0 | 116 | 11.6 | 0 | 39 | 30 | 76
6120 | 0 | 111 | 11.1 | 0 | 41 | 20 | 81
6121 | 0 | 111 | 11.1 | 0 | 44 | 10 | 84
6122 | 0 | 105 | 10.5 | 0 | 39 | 10 | 87
6123 | 0 | 111 | 11.1 | 0 | 28 | 0 | 88
6124 | 0 | 111 | 11.1 | 0 | 28 | 350 | 88
6125 | 0 | 100 | 10 | 0 | 31 | 355 | 89
6126 | 0 | 105 | 10.5 | 0 | 26 | 0 | 89
6127 | 0 | 116 | 11.6 | 0 | 28 | 0 | 89
6128 | 41 | 122 | 12.2 | 0 | 36 | 355 | 89
6129 | 85 | 127 | 12.7 | 0 | 39 | 355 | 90
6130 | 123 | 138 | 13.8 | 0 | 46 | 5 | 89
6131 | 131 | 155 | 15.5 | 196 | 49 | 5 | 90
6132 | 173 | 166 | 16.6 | 0 | 49 | 5 | 87
6133 | 179 | 177 | 17.7 | 0 | 51 | 10 | 81
6134 | 230 | 183 | 18.3 | 0 | 57 | 10 | 77
6135 | 151 | 166 | 16.6 | 0 | 62 | 10 | 70
6136 | 123 | 155 | 15.5 | 0 | 57 | 15 | 68
6137 | 82 | 155 | 15.5 | 0 | 54 | 25 | 61
6138 | 37 | 161 | 16.1 | 0 | 44 | 20 | 84
6139 | 0 | 155 | 15.5 | 0 | 33 | 10 | 82
6140 | 0 | 144 | 14.4 | 0 | 33 | 5 | 86
6141 | 0 | 138 | 13.8 | 0 | 36 | 5 | 82
6142 | 0 | 133 | 13.3 | 0 | 46 | 10 | 79
6143 | 0 | 133 | 13.3 | 0 | 51 | 10 | 79
6144 | 0 | 133 | 13.3 | 0 | 49 | 10 | 83
6145 | 0 | 133 | 13.3 | 0 | 41 | 10 | 88
6146 | 0 | 133 | 13.3 | 0 | 36 | 5 | 88
6147 | 0 | 133 | 13.3 | 0 | 33 | 0 | 90
6148 | 0 | 133 | 13.3 | 0 | 36 | 0 | 88
6149 | 0 | 138 | 13.8 | 0 | 44 | 0 | 87
6150 | 0 | 138 | 13.8 | 0 | 44 | 355 | 88
6151 | 0 | 138 | 13.8 | 0 | 39 | 350 | 91
6152 | 37 | 138 | 13.8 | 0 | 41 | 355 | 91
6153 | 85 | 138 | 13.8 | 0 | 46 | 0 | 89
6154 | 123 | 144 | 14.4 | 0 | 51 | 0 | 87
6155 | 151 | 144 | 14.4 | 0 | 54 | 0 | 89
6156 | 170 | 138 | 13.8 | 0 | 49 | 0 | 87
6157 | 176 | 144 | 14.4 | 0 | 51 | 355 | 80
6158 | 170 | 144 | 14.4 | 0 | 54 | 345 | 83
6159 | 151 | 150 | 15 | 0 | 49 | 340 | 87
6160 | 119 | 155 | 15.5 | 0 | 49 | 335 | 90
6161 | 82 | 144 | 14.4 | 0 | 51 | 335 | 88
6162 | 34 | 144 | 14.4 | 0 | 49 | 340 | 88
6163 | 0 | 150 | 15 | 0 | 44 | 340 | 90
6164 | 0 | 144 | 14.4 | 0 | 39 | 330 | 92
6165 | 0 | 144 | 14.4 | 0 | 41 | 325 | 94
6166 | 0 | 144 | 14.4 | 0 | 44 | 335 | 92
6167 | 0 | 144 | 14.4 | 0 | 36 | 340 | 94
6168 | 0 | 144 | 14.4 | 0 | 33 | 345 | 93
6169 | 0 | 144 | 14.4 | 0 | 36 | 350 | 93
6170 | 0 | 138 | 13.8 | 0 | 39 | 350 | 95
6171 | 0 | 138 | 13.8 | 0 | 44 | 350 | 93
6172 | 0 | 138 | 13.8 | 0 | 44 | 345 | 92
6173 | 0 | 133 | 13.3 | 0 | 41 | 340 | 92
6174 | 0 | 133 | 13.3 | 0 | 41 | 340 | 91
6175 | 0 | 133 | 13.3 | 0 | 44 | 345 | 91
6176 | 37 | 133 | 13.3 | 0 | 41 | 350 | 87
6177 | 82 | 133 | 13.3 | 0 | 39 | 345 | 87
6178 | 123 | 138 | 13.8 | 0 | 39 | 345 | 88
6179 | 151 | 138 | 13.8 | 0 | 41 | 350 | 88
6180 | 170 | 144 | 14.4 | 0 | 44 | 345 | 85
6181 | 176 | 138 | 13.8 | 0 | 44 | 340 | 84
6182 | 170 | 138 | 13.8 | 0 | 46 | 335 | 84
6183 | 148 | 144 | 14.4 | 0 | 44 | 320 | 81
6184 | 119 | 144 | 14.4 | 0 | 41 | 305 | 82
6185 | 78 | 144 | 14.4 | 0 | 39 | 300 | 82
6186 | 34 | 144 | 14.4 | 0 | 36 | 305 | 80
6187 | 0 | 138 | 13.8 | 0 | 36 | 305 | 80
6188 | 0 | 133 | 13.3 | 0 | 28 | 300 | 84
6189 | 0 | 133 | 13.3 | 0 | 13 | 285 | 87
6190 | 0 | 133 | 13.3 | 0 | 5 | 285 | 89
6191 | 0 | 127 | 12.7 | 0 | 15 | 320 | 87
6192 | 0 | 122 | 12.2 | 0 | 18 | 310 | 86
6193 | 0 | 122 | 12.2 | 0 | 18 | 290 | 88
6194 | 0 | 122 | 12.2 | 0 | 26 | 305 | 87
6195 | 0 | 116 | 11.6 | 0 | 28 | 310 | 84
6196 | 0 | 116 | 11.6 | 0 | 36 | 320 | 87
6197 | 0 | 111 | 11.1 | 0 | 41 | 330 | 87
6198 | 0 | 111 | 11.1 | 0 | 33 | 330 | 90
6199 | 0 | 116 | 11.6 | 0 | 31 | 335 | 92
6200 | 37 | 122 | 12.2 | 0 | 31 | 335 | 88
6201 | 82 | 122 | 12.2 | 0 | 26 | 325 | 88
6202 | 119 | 127 | 12.7 | 0 | 23 | 330 | 88
6203 | 151 | 133 | 13.3 | 0 | 23 | 340 | 87
6204 | 167 | 133 | 13.3 | 0 | 23 | 330 | 84
6205 | 173 | 133 | 13.3 | 0 | 21 | 315 | 85
6206 | 167 | 133 | 13.3 | 0 | 21 | 300 | 83
6207 | 148 | 138 | 13.8 | 0 | 23 | 300 | 82
6208 | 116 | 144 | 14.4 | 0 | 26 | 305 | 84
6209 | 104 | 150 | 15 | 0 | 23 | 300 | 83
6210 | 31 | 144 | 14.4 | 0 | 18 | 295 | 85
6211 | 0 | 138 | 13.8 | 0 | 18 | 290 | 85
6212 | 0 | 133 | 13.3 | 0 | 18 | 290 | 84
6213 | 0 | 127 | 12.7 | 0 | 10 | 300 | 87
6214 | 0 | 122 | 12.2 | 0 | 5 | 295 | 89
6215 | 0 | 116 | 11.6 | 0 | 3 | 320 | 89
6216 | 0 | 116 | 11.6 | 0 | 3 | 325 | 92
6217 | 0 | 116 | 11.6 | 0 | 3 | 325 | 94
6218 | 0 | 116 | 11.6 | 0 | 0 | 0 | 97
6219 | 0 | 116 | 11.6 | 0 | 0 | 0 | 100
6220 | 0 | 116 | 11.6 | 0 | 0 | 0 | 100
6221 | 0 | 111 | 11.1 | 0 | 0 | 0 | 100
6222 | 0 | 111 | 11.1 | 0 | 0 | 0 | 100
6223 | 0 | 105 | 10.5 | 0 | 0 | 0 | 100
6224 | 34 | 105 | 10.5 | 0 | 0 | 0 | 95
6225 | 78 | 100 | 10 | 0 | 0 | 0 | 93
6226 | 119 | 105 | 10.5 | 0 | 0 | 0 | 90
6227 | 148 | 116 | 11.6 | 0 | 5 | 80 | 88
6228 | 167 | 116 | 11.6 | 0 | 13 | 185 | 82
6229 | 173 | 127 | 12.7 | 0 | 21 | 205 | 77
6230 | 140 | 144 | 14.4 | 256 | 26 | 185 | 74
6231 | 132 | 166 | 16.6 | 237 | 26 | 170 | 72
6232 | 154 | 166 | 16.6 | 0 | 23 | 170 | 71
6233 | 75 | 161 | 16.1 | 0 | 28 | 175 | 68
6234 | 56 | 155 | 15.5 | 0 | 39 | 180 | 64
6235 | 0 | 138 | 13.8 | 0 | 39 | 180 | 71
6236 | 0 | 127 | 12.7 | 0 | 26 | 175 | 75
6237 | 0 | 127 | 12.7 | 0 | 21 | 165 | 85
6238 | 0 | 122 | 12.2 | 0 | 18 | 165 | 90
6239 | 0 | 116 | 11.6 | 0 | 8 | 155 | 89
6240 | 0 | 116 | 11.6 | 0 | 5 | 140 | 95
6241 | 0 | 116 | 11.6 | 0 | 5 | 120 | 98
6242 | 0 | 111 | 11.1 | 0 | 8 | 110 | 98
6243 | 0 | 111 | 11.1 | 0 | 8 | 115 | 96
6244 | 0 | 111 | 11.1 | 0 | 5 | 80 | 96
6245 | 0 | 116 | 11.6 | 0 | 5 | 60 | 96
6246 | 0 | 122 | 12.2 | 0 | 5 | 60 | 98
6247 | 0 | 111 | 11.1 | 0 | 8 | 110 | 98
6248 | 34 | 127 | 12.7 | 0 | 23 | 125 | 98
6249 | 78 | 133 | 13.3 | 0 | 26 | 90 | 92
6250 | 116 | 138 | 13.8 | 0 | 10 | 70 | 90
6251 | 148 | 138 | 13.8 | 0 | 5 | 125 | 92
6252 | 136 | 144 | 14.4 | 206 | 8 | 220 | 80
6253 | 230 | 144 | 14.4 | 0 | 13 | 220 | 76
6254 | 139 | 161 | 16.1 | 256 | 21 | 230 | 73
6255 | 134 | 166 | 16.6 | 301 | 26 | 230 | 70
6256 | 121 | 172 | 17.2 | 265 | 33 | 205 | 70
6257 | 99 | 172 | 17.2 | 176 | 31 | 215 | 74
6258 | 63 | 161 | 16.1 | 0 | 23 | 225 | 66
6259 | 0 | 150 | 15 | 0 | 31 | 200 | 70
6260 | 0 | 133 | 13.3 | 0 | 39 | 185 | 85
6261 | 0 | 133 | 13.3 | 0 | 39 | 190 | 80
6262 | 0 | 133 | 13.3 | 0 | 31 | 190 | 85
6263 | 0 | 122 | 12.2 | 0 | 23 | 180 | 81
6264 | 0 | 111 | 11.1 | 0 | 21 | 175 | 86
6265 | 0 | 105 | 10.5 | 0 | 18 | 175 | 87
6266 | 0 | 100 | 10 | 0 | 18 | 155 | 87
6267 | 0 | 105 | 10.5 | 0 | 23 | 130 | 84
6268 | 0 | 111 | 11.1 | 0 | 31 | 120 | 82
6269 | 0 | 116 | 11.6 | 0 | 39 | 130 | 84
6270 | 0 | 122 | 12.2 | 0 | 39 | 135 | 92
6271 | 0 | 116 | 11.6 | 0 | 39 | 120 | 90
6272 | 44 | 122 | 12.2 | 0 | 46 | 115 | 92
6273 | 104 | 127 | 12.7 | 0 | 36 | 135 | 92
6274 | 154 | 127 | 12.7 | 0 | 28 | 180 | 92
6275 | 145 | 127 | 12.7 | 0 | 46 | 225 | 86
6276 | 164 | 144 | 14.4 | 0 | 62 | 250 | 78
6277 | 143 | 138 | 13.8 | 304 | 67 | 260 | 66
6278 | 138 | 155 | 15.5 | 254 | 67 | 260 | 61
6279 | 131 | 161 | 16.1 | 232 | 64 | 250 | 54
6280 | 110 | 161 | 16.1 | 0 | 62 | 235 | 59
6281 | 72 | 161 | 16.1 | 0 | 64 | 225 | 61
6282 | 37 | 144 | 14.4 | 0 | 70 | 220 | 62
6283 | 0 | 122 | 12.2 | 0 | 64 | 215 | 66
6284 | 0 | 116 | 11.6 | 0 | 59 | 215 | 74
6285 | 0 | 116 | 11.6 | 0 | 51 | 220 | 71
6286 | 0 | 116 | 11.6 | 0 | 44 | 215 | 79
6287 | 0 | 111 | 11.1 | 0 | 41 | 210 | 82
6288 | 0 | 105 | 10.5 | 0 | 36 | 210 | 84
6289 | 0 | 100 | 10 | 0 | 41 | 215 | 84
6290 | 0 | 94 | 9.4 | 0 | 46 | 220 | 83
6291 | 0 | 88 | 8.8 | 0 | 41 | 220 | 85
6292 | 0 | 88 | 8.8 | 0 | 33 | 215 | 87
6293 | 0 | 88 | 8.8 | 0 | 28 | 215 | 88
6294 | 0 | 77 | 7.7 | 0 | 28 | 220 | 86
6295 | 0 | 83 | 8.3 | 0 | 28 | 215 | 87
6296 | 69 | 88 | 8.8 | 263 | 26 | 210 | 90
6297 | 102 | 105 | 10.5 | 195 | 28 | 210 | 88
6298 | 122 | 122 | 12.2 | 291 | 31 | 215 | 81
6299 | 135 | 133 | 13.3 | 334 | 41 | 215 | 79
6300 | 140 | 138 | 13.8 | 294 | 49 | 220 | 73
6301 | 141 | 150 | 15 | 261 | 46 | 230 | 65
6302 | 138 | 161 | 16.1 | 251 | 51 | 225 | 68
6303 | 134 | 161 | 16.1 | 311 | 57 | 225 | 60
6304 | 118 | 161 | 16.1 | 248 | 54 | 230 | 55
6305 | 94 | 122 | 12.2 | 0 | 49 | 230 | 57
6306 | 41 | 116 | 11.6 | 0 | 41 | 225 | 60
6307 | 0 | 116 | 11.6 | 0 | 36 | 215 | 66
6308 | 0 | 100 | 10 | 0 | 31 | 215 | 69
6309 | 0 | 94 | 9.4 | 0 | 21 | 220 | 77
6310 | 0 | 94 | 9.4 | 0 | 8 | 290 | 81
6311 | 0 | 88 | 8.8 | 0 | 3 | 90 | 91
6312 | 0 | 88 | 8.8 | 0 | 8 | 180 | 91
6313 | 0 | 77 | 7.7 | 0 | 8 | 190 | 93
6314 | 0 | 72 | 7.2 | 0 | 3 | 280 | 95
6315 | 0 | 66 | 6.6 | 0 | 0 | 0 | 93
6316 | 0 | 66 | 6.6 | 0 | 0 | 0 | 90
6317 | 0 | 61 | 6.1 | 0 | 0 | 0 | 93
6318 | 0 | 55 | 5.5 | 0 | 0 | 0 | 95
6319 | 0 | 50 | 5 | 0 | 0 | 0 | 96
6320 | 31 | 61 | 6.1 | 0 | 0 | 0 | 97
6321 | 119 | 66 | 6.6 | 0 | 0 | 0 | 97
6322 | 182 | 77 | 7.7 | 0 | 3 | 310 | 95
6323 | 135 | 105 | 10.5 | 312 | 10 | 280 | 87
6324 | 141 | 127 | 12.7 | 317 | 21 | 305 | 83
6325 | 140 | 127 | 12.7 | 261 | 26 | 325 | 71
6326 | 137 | 133 | 13.3 | 249 | 31 | 330 | 63
6327 | 131 | 144 | 14.4 | 267 | 41 | 310 | 62
6328 | 145 | 150 | 15 | 0 | 49 | 300 | 63
6329 | 69 | 116 | 11.6 | 0 | 44 | 300 | 63
6330 | 25 | 122 | 12.2 | 0 | 36 | 295 | 66
6331 | 0 | 116 | 11.6 | 0 | 21 | 285 | 87
6332 | 0 | 116 | 11.6 | 0 | 8 | 270 | 86
6333 | 0 | 111 | 11.1 | 0 | 18 | 265 | 83
6334 | 0 | 111 | 11.1 | 0 | 28 | 270 | 85
6335 | 0 | 105 | 10.5 | 0 | 28 | 265 | 83
6336 | 0 | 111 | 11.1 | 0 | 23 | 250 | 83
6337 | 0 | 105 | 10.5 | 0 | 21 | 230 | 86
6338 | 0 | 100 | 10 | 0 | 23 | 220 | 87
6339 | 0 | 100 | 10 | 0 | 26 | 220 | 87
6340 | 0 | 94 | 9.4 | 0 | 28 | 220 | 88
6341 | 0 | 88 | 8.8 | 0 | 28 | 215 | 89
6342 | 0 | 88 | 8.8 | 0 | 26 | 215 | 93
6343 | 0 | 83 | 8.3 | 0 | 18 | 215 | 89
6344 | 67 | 94 | 9.4 | 254 | 18 | 200 | 93
6345 | 100 | 105 | 10.5 | 194 | 23 | 195 | 90
6346 | 117 | 127 | 12.7 | 196 | 18 | 210 | 86
6347 | 134 | 144 | 14.4 | 322 | 23 | 225 | 85
6348 | 137 | 144 | 14.4 | 255 | 36 | 230 | 76
6349 | 139 | 166 | 16.6 | 261 | 41 | 235 | 72
6350 | 132 | 155 | 15.5 | 202 | 39 | 250 | 63
6351 | 128 | 150 | 15 | 230 | 41 | 245 | 57
6352 | 107 | 155 | 15.5 | 0 | 46 | 220 | 58
6353 | 66 | 150 | 15 | 0 | 41 | 210 | 67
6354 | 34 | 150 | 15 | 0 | 33 | 205 | 70
6355 | 0 | 138 | 13.8 | 0 | 26 | 200 | 72
6356 | 0 | 133 | 13.3 | 0 | 28 | 195 | 83
6357 | 0 | 127 | 12.7 | 0 | 36 | 190 | 77
6358 | 0 | 116 | 11.6 | 0 | 36 | 190 | 78
6359 | 0 | 105 | 10.5 | 0 | 33 | 195 | 79
6360 | 0 | 111 | 11.1 | 0 | 26 | 200 | 82
6361 | 0 | 100 | 10 | 0 | 13 | 195 | 88
6362 | 0 | 94 | 9.4 | 0 | 3 | 275 | 89
6363 | 0 | 94 | 9.4 | 0 | 0 | 0 | 94
6364 | 0 | 88 | 8.8 | 0 | 0 | 0 | 93
6365 | 0 | 83 | 8.3 | 0 | 0 | 0 | 95
6366 | 0 | 72 | 7.2 | 0 | 3 | 40 | 92
6367 | 0 | 83 | 8.3 | 0 | 10 | 80 | 91
6368 | 56 | 94 | 9.4 | 0 | 13 | 85 | 92
6369 | 96 | 127 | 12.7 | 143 | 10 | 105 | 92
6370 | 110 | 127 | 12.7 | 0 | 21 | 120 | 89
6371 | 141 | 144 | 14.4 | 0 | 33 | 125 | 85
6372 | 157 | 150 | 15 | 0 | 41 | 145 | 74
6373 | 164 | 150 | 15 | 0 | 49 | 165 | 75
6374 | 157 | 150 | 15 | 0 | 46 | 165 | 83
6375 | 135 | 150 | 15 | 0 | 44 | 160 | 85
6376 | 104 | 144 | 14.4 | 0 | 44 | 155 | 84
6377 | 66 | 144 | 14.4 | 0 | 36 | 150 | 90
6378 | 18 | 138 | 13.8 | 0 | 31 | 145 | 94
6379 | 0 | 133 | 13.3 | 0 | 28 | 140 | 93
6380 | 0 | 127 | 12.7 | 0 | 23 | 140 | 93
6381 | 0 | 133 | 13.3 | 0 | 21 | 140 | 98
6382 | 0 | 133 | 13.3 | 0 | 15 | 140 | 99
6383 | 0 | 138 | 13.8 | 0 | 10 | 160 | 98
6384 | 0 | 138 | 13.8 | 0 | 8 | 210 | 95
6385 | 0 | 138 | 13.8 | 0 | 3 | 300 | 98
6386 | 0 | 133 | 13.3 | 0 | 0 | 0 | 96
6387 | 0 | 133 | 13.3 | 0 | 0 | 0 | 99
6388 | 0 | 127 | 12.7 | 0 | 0 | 0 | 96
6389 | 0 | 122 | 12.2 | 0 | 3 | 20 | 98
6390 | 0 | 127 | 12.7 | 0 | 8 | 60 | 98
6391 | 0 | 133 | 13.3 | 0 | 8 | 85 | 99
6392 | 28 | 144 | 14.4 | 0 | 5 | 90 | 98
6393 | 72 | 150 | 15 | 0 | 8 | 115 | 98
6394 | 110 | 150 | 15 | 0 | 13 | 140 | 97
6395 | 138 | 155 | 15.5 | 0 | 21 | 140 | 95
6396 | 157 | 155 | 15.5 | 0 | 26 | 145 | 93
6397 | 164 | 155 | 15.5 | 0 | 23 | 150 | 90
6398 | 154 | 155 | 15.5 | 0 | 23 | 155 | 92
6399 | 135 | 161 | 16.1 | 0 | 31 | 155 | 91
6400 | 104 | 172 | 17.2 | 0 | 31 | 160 | 89
6401 | 63 | 172 | 17.2 | 0 | 31 | 165 | 92
6402 | 25 | 172 | 17.2 | 0 | 36 | 160 | 86
6403 | 0 | 166 | 16.6 | 0 | 36 | 160 | 86
6404 | 0 | 166 | 16.6 | 0 | 44 | 165 | 87
6405 | 0 | 172 | 17.2 | 0 | 54 | 175 | 88
6406 | 0 | 166 | 16.6 | 0 | 62 | 185 | 87
6407 | 0 | 172 | 17.2 | 0 | 64 | 195 | 87
6408 | 0 | 166 | 16.6 | 0 | 57 | 200 | 87
6409 | 0 | 155 | 15.5 | 0 | 51 | 195 | 87
6410 | 0 | 144 | 14.4 | 0 | 41 | 190 | 90
6411 | 0 | 133 | 13.3 | 0 | 31 | 195 | 92
6412 | 0 | 127 | 12.7 | 0 | 31 | 200 | 92
6413 | 0 | 122 | 12.2 | 0 | 21 | 180 | 94
6414 | 0 | 116 | 11.6 | 0 | 10 | 155 | 96
6415 | 0 | 116 | 11.6 | 0 | 15 | 150 | 94
6416 | 41 | 122 | 12.2 | 0 | 15 | 150 | 93
6417 | 113 | 127 | 12.7 | 0 | 5 | 75 | 95
6418 | 145 | 144 | 14.4 | 0 | 10 | 80 | 91
6419 | 124 | 155 | 15.5 | 182 | 23 | 165 | 88
6421 | 160 | 177 | 18.3 | 0 | 28 | 160 | 78
6422 | 154 | 183 | 18.3 | 0 | 36 | 155 | 76
6423 | 132 | 183 | 17.2 | 0 | 36 | 160 | 77
6424 | 100 | 183 | 16.6 | 0 | 33 | 160 | 85
6425 | 59 | 172 | 16.1 | 0 | 33 | 155 | 87
6426 | 15 | 166 | 16.1 | 0 | 26 | 160 | 90
6427 | 0 | 161 | 15.5 | 0 | 10 | 85 | 93
6428 | 0 | 161 | 15.5 | 0 | 3 | 45 | 95
6429 | 0 | 155 | 15.5 | 0 | 13 | 100 | 97
6430 | 0 | 155 | 15 | 0 | 15 | 150 | 96
6431 | 0 | 155 | 15 | 0 | 8 | 140 | 97
6432 | 0 | 150 | 15 | 0 | 8 | 90 | 98
6433 | 0 | 150 | 15 | 0 | 8 | 95 | 98
6434 | 0 | 150 | 15.5 | 0 | 5 | 65 | 99
6435 | 0 | 150 | 15.5 | 0 | 13 | 55 | 100
6436 | 0 | 155 | 15.5 | 0 | 26 | 120 | 98
6437 | 0 | 155 | 15.5 | 0 | 28 | 155 | 95
6438 | 0 | 155 | 15.5 | 0 | 31 | 145 | 98
6439 | 0 | 155 | 17.2 | 0 | 33 | 135 | 95
6440 | 25 | 155 | 18.3 | 0 | 26 | 125 | 95
6441 | 69 | 172 | 19.4 | 0 | 15 | 110 | 94
6442 | 173 | 183 | 19.4 | 0 | 15 | 100 | 94
6443 | 124 | 194 | 22.2 | 178 | 39 | 125 | 81
6444 | 132 | 194 | 21.6 | 201 | 54 | 155 | 78
6445 | 214 | 222 | 22.2 | 0 | 57 | 160 | 77
6446 | 201 | 216 | 21.1 | 0 | 59 | 160 | 77
6447 | 128 | 222 | 20 | 257 | 64 | 170 | 77
6448 | 132 | 211 | 18.8 | 0 | 77 | 185 | 79
6449 | 78 | 200 | 17.7 | 0 | 82 | 195 | 80
6450 | 31 | 188 | 16.6 | 0 | 77 | 195 | 79
6451 | 0 | 177 | 14.4 | 0 | 72 | 190 | 80
6452 | 0 | 166 | 13.8 | 0 | 64 | 190 | 77
6453 | 0 | 144 | 12.7 | 0 | 46 | 190 | 83
6454 | 0 | 138 | 12.2 | 0 | 26 | 180 | 86
6455 | 0 | 127 | 12.2 | 0 | 26 | 180 | 90
6456 | 0 | 122 | 11.1 | 0 | 36 | 190 | 90
6457 | 0 | 122 | 10.5 | 0 | 31 | 190 | 89
6458 | 0 | 111 | 10 | 0 | 21 | 180 | 89
6459 | 0 | 105 | 10 | 0 | 13 | 165 | 94
6460 | 0 | 100 | 11.1 | 0 | 10 | 160 | 92
6461 | 0 | 100 | 11.6 | 0 | 15 | 160 | 92
6462 | 0 | 111 | 12.2 | 0 | 26 | 165 | 94
6463 | 0 | 116 | 13.3 | 0 | 21 | 165 | 94
6464 | 31 | 122 | 15 | 0 | 8 | 160 | 95
6465 | 90 | 133 | 16.1 | 108 | 8 | 165 | 93
6466 | 116 | 150 | 17.2 | 214 | 15 | 175 | 91
6467 | 129 | 161 | 18.8 | 263 | 28 | 185 | 85
6468 | 136 | 172 | 18.8 | 283 | 36 | 185 | 76
6469 | 138 | 188 | 18.3 | 289 | 41 | 175 | 68
6470 | 151 | 188 | 17.7 | 0 | 49 | 170 | 67
6471 | 129 | 183 | 17.7 | 0 | 44 | 170 | 63
6472 | 97 | 177 | 16.6 | 0 | 41 | 170 | 69
6473 | 56 | 177 | 16.1 | 0 | 41 | 160 | 71
6474 | 12 | 166 | 15.5 | 0 | 36 | 145 | 72
6475 | 0 | 161 | 15 | 0 | 31 | 140 | 76
6476 | 0 | 155 | 14.4 | 0 | 18 | 130 | 79
6477 | 0 | 150 | 13.8 | 0 | 13 | 125 | 81
6478 | 0 | 144 | 13.3 | 0 | 21 | 135 | 82
6479 | 0 | 138 | 13.3 | 0 | 21 | 145 | 94
6480 | 0 | 133 | 13.3 | 0 | 15 | 145 | 93
6481 | 0 | 133 | 13.3 | 0 | 10 | 150 | 90
6482 | 0 | 133 | 13.3 | 0 | 3 | 80 | 94
6483 | 0 | 133 | 13.3 | 0 | 0 | 0 | 95
6484 | 0 | 133 | 12.7 | 0 | 5 | 45 | 93
6485 | 0 | 133 | 12.2 | 0 | 8 | 90 | 93
6486 | 0 | 127 | 13.3 | 0 | 8 | 80 | 94
6487 | 0 | 122 | 13.8 | 0 | 8 | 80 | 94
6488 | 22 | 133 | 15.5 | 0 | 10 | 85 | 97
6489 | 107 | 138 | 17.7 | 0 | 13 | 95 | 91
6490 | 104 | 155 | 20 | 0 | 15 | 120 | 86
6491 | 179 | 177 | 20.5 | 0 | 31 | 155 | 88
6492 | 201 | 200 | 20.5 | 0 | 41 | 175 | 82
6493 | 132 | 205 | 21.1 | 205 | 46 | 165 | 79
6494 | 128 | 205 | 21.6 | 192 | 49 | 170 | 74
6495 | 120 | 211 | 21.1 | 172 | 51 | 180 | 72
6496 | 154 | 216 | 20 | 0 | 57 | 180 | 75
6497 | 100 | 211 | 17.7 | 0 | 59 | 190 | 71
6498 | 25 | 200 | 16.6 | 0 | 54 | 200 | 72
6499 | 0 | 177 | 16.1 | 0 | 33 | 185 | 73
6500 | 0 | 166 | 15 | 0 | 21 | 165 | 83
6501 | 0 | 161 | 15 | 0 | 21 | 155 | 89
6502 | 0 | 150 | 15 | 0 | 26 | 160 | 90
6503 | 0 | 150 | 15 | 0 | 28 | 155 | 92
6504 | 0 | 150 | 15 | 0 | 18 | 135 | 92
6505 | 0 | 150 | 15 | 0 | 13 | 145 | 93
6506 | 0 | 150 | 15 | 0 | 21 | 155 | 93
6507 | 0 | 150 | 14.4 | 0 | 28 | 150 | 90
6508 | 0 | 150 | 14.4 | 0 | 28 | 145 | 89
6509 | 0 | 144 | 13.8 | 0 | 28 | 145 | 89
6510 | 0 | 144 | 13.8 | 0 | 31 | 150 | 90
6511 | 0 | 138 | 15 | 0 | 26 | 150 | 92
6512 | 22 | 138 | 15.5 | 0 | 21 | 150 | 94
6513 | 66 | 150 | 16.6 | 0 | 15 | 150 | 91
6514 | 104 | 155 | 16.6 | 0 | 8 | 145 | 89
6515 | 132 | 166 | 15.5 | 0 | 10 | 160 | 93
6516 | 151 | 166 | 15.5 | 0 | 15 | 165 | 89
6517 | 154 | 155 | 15 | 0 | 23 | 155 | 87
6518 | 148 | 155 | 15.5 | 0 | 31 | 160 | 89
6519 | 126 | 150 | 16.1 | 0 | 36 | 160 | 93
6520 | 94 | 155 | 15.5 | 0 | 46 | 165 | 84
6521 | 53 | 161 | 15 | 0 | 44 | 165 | 85
6522 | 18 | 155 | 15 | 0 | 39 | 160 | 85
6523 | 0 | 150 | 15 | 0 | 44 | 165 | 84
6524 | 0 | 150 | 14.4 | 0 | 39 | 165 | 89
6525 | 0 | 150 | 15 | 0 | 28 | 155 | 95
6526 | 0 | 144 | 15.5 | 0 | 26 | 155 | 97
6527 | 0 | 150 | 16.1 | 0 | 39 | 170 | 96
6528 | 0 | 155 | 15 | 0 | 59 | 190 | 96
6529 | 0 | 161 | 13.3 | 0 | 62 | 210 | 92
6530 | 0 | 150 | 12.2 | 0 | 59 | 220 | 88
6531 | 0 | 133 | 11.6 | 0 | 57 | 220 | 84
6532 | 0 | 122 | 11.1 | 0 | 49 | 215 | 87
6533 | 0 | 116 | 10.5 | 0 | 49 | 210 | 89
6534 | 0 | 111 | 11.1 | 0 | 46 | 205 | 90
6535 | 0 | 105 | 12.7 | 0 | 51 | 200 | 89
6536 | 44 | 111 | 14.4 | 0 | 62 | 200 | 88
6537 | 92 | 127 | 14.4 | 161 | 64 | 200 | 88
6538 | 114 | 144 | 15.5 | 235 | 72 | 200 | 84
6539 | 176 | 144 | 16.1 | 0 | 75 | 205 | 76
6540 | 132 | 155 | 16.6 | 243 | 72 | 215 | 73
6541 | 134 | 161 | 16.6 | 248 | 64 | 225 | 67
6542 | 131 | 166 | 16.6 | 237 | 57 | 230 | 70
6543 | 122 | 166 | 16.1 | 211 | 59 | 235 | 67
6544 | 148 | 166 | 15 | 0 | 59 | 235 | 63
6545 | 94 | 161 | 13.8 | 0 | 54 | 230 | 60
6546 | 9 | 150 | 13.3 | 0 | 49 | 230 | 60
6547 | 0 | 138 | 12.7 | 0 | 44 | 225 | 61
6548 | 0 | 133 | 12.2 | 0 | 36 | 215 | 68
6549 | 0 | 127 | 11.6 | 0 | 28 | 215 | 77
6550 | 0 | 122 | 11.6 | 0 | 28 | 210 | 79
6551 | 0 | 116 | 11.6 | 0 | 36 | 205 | 83
6552 | 0 | 116 | 11.1 | 0 | 41 | 205 | 85
6553 | 0 | 116 | 11.1 | 0 | 39 | 200 | 85
6554 | 0 | 111 | 10.5 | 0 | 39 | 200 | 84
6555 | 0 | 111 | 10.5 | 0 | 44 | 195 | 89
6556 | 0 | 105 | 11.1 | 0 | 46 | 190 | 89
6557 | 0 | 105 | 10.5 | 0 | 46 | 190 | 89
6558 | 0 | 111 | 11.1 | 0 | 46 | 195 | 87
6559 | 0 | 105 | 12.2 | 0 | 44 | 195 | 86
6560 | 25 | 111 | 13.8 | 0 | 39 | 195 | 87
6561 | 91 | 122 | 15 | 181 | 41 | 190 | 88
6562 | 114 | 138 | 13.3 | 281 | 51 | 190 | 83
6563 | 182 | 150 | 15 | 0 | 67 | 205 | 77
6564 | 208 | 133 | 15.5 | 0 | 72 | 210 | 73
6565 | 214 | 150 | 15.5 | 0 | 72 | 205 | 78
6566 | 201 | 155 | 15.5 | 0 | 75 | 200 | 73
6567 | 124 | 155 | 15 | 270 | 77 | 200 | 70
6568 | 104 | 155 | 14.4 | 151 | 90 | 200 | 69
6569 | 72 | 150 | 13.3 | 0 | 90 | 200 | 69
6570 | 12 | 144 | 13.3 | 0 | 80 | 195 | 73
6571 | 0 | 133 | 13.8 | 0 | 67 | 190 | 72
6572 | 0 | 133 | 13.8 | 0 | 62 | 190 | 75
6573 | 0 | 138 | 13.8 | 0 | 67 | 190 | 77
6574 | 0 | 138 | 13.8 | 0 | 75 | 185 | 77
6575 | 0 | 138 | 14.4 | 0 | 80 | 185 | 76
6576 | 0 | 138 | 14.4 | 0 | 80 | 190 | 76
6577 | 0 | 144 | 14.4 | 0 | 88 | 195 | 75
6578 | 0 | 144 | 13.3 | 0 | 95 | 195 | 75
6579 | 0 | 144 | 12.7 | 0 | 93 | 190 | 74
6580 | 0 | 133 | 12.7 | 0 | 90 | 190 | 83
6581 | 0 | 127 | 11.1 | 0 | 85 | 185 | 89
6582 | 0 | 127 | 10.5 | 0 | 75 | 190 | 92
6583 | 0 | 111 | 11.1 | 0 | 59 | 235 | 81
6584 | 37 | 105 | 11.6 | 0 | 39 | 250 | 82
6585 | 92 | 111 | 12.7 | 246 | 36 | 230 | 87
6586 | 114 | 116 | 13.3 | 376 | 46 | 230 | 74
6587 | 127 | 127 | 14.4 | 430 | 51 | 235 | 73
6588 | 134 | 133 | 13.3 | 454 | 54 | 235 | 67
6589 | 137 | 144 | 14.4 | 460 | 57 | 230 | 60
6590 | 133 | 133 | 13.8 | 354 | 57 | 230 | 62
6591 | 125 | 144 | 13.8 | 397 | 57 | 230 | 61
6592 | 108 | 138 | 12.7 | 318 | 57 | 225 | 59
6593 | 83 | 138 | 11.1 | 177 | 51 | 225 | 65
6594 | 18 | 127 | 10.5 | 0 | 49 | 220 | 66
6595 | 0 | 111 | 10 | 0 | 41 | 210 | 70
6596 | 0 | 105 | 9.4 | 0 | 33 | 215 | 69
6597 | 0 | 100 | 9.4 | 0 | 31 | 210 | 75
6598 | 0 | 94 | 9.4 | 0 | 31 | 205 | 82
6599 | 0 | 94 | 8.8 | 0 | 44 | 205 | 78
6600 | 0 | 94 | 8.8 | 0 | 46 | 205 | 82
6601 | 0 | 88 | 8.3 | 0 | 41 | 205 | 82
6602 | 0 | 88 | 7.7 | 0 | 39 | 200 | 85
6603 | 0 | 83 | 7.7 | 0 | 41 | 205 | 89
6604 | 0 | 77 | 7.7 | 0 | 41 | 205 | 89
6605 | 0 | 77 | 7.2 | 0 | 41 | 200 | 93
6606 | 0 | 77 | 8.3 | 0 | 46 | 200 | 91
6607 | 0 | 72 | 11.1 | 0 | 44 | 195 | 92
6608 | 34 | 83 | 11.6 | 0 | 39 | 190 | 89
6609 | 85 | 111 | 12.7 | 0 | 44 | 190 | 96
6610 | 138 | 116 | 12.7 | 0 | 49 | 190 | 86
6611 | 123 | 127 | 13.3 | 205 | 51 | 190 | 85
6612 | 205 | 127 | 15 | 0 | 72 | 195 | 85
6613 | 135 | 133 | 15 | 306 | 90 | 200 | 74
6614 | 133 | 150 | 14.4 | 346 | 95 | 200 | 74
6615 | 123 | 150 | 13.8 | 401 | 100 | 200 | 69
6616 | 123 | 144 | 13.8 | 0 | 100 | 195 | 72
6617 | 66 | 138 | 12.7 | 0 | 95 | 190 | 75
6618 | 9 | 138 | 12.2 | 0 | 98 | 190 | 73
6619 | 0 | 127 | 11.6 | 0 | 111 | 190 | 69
6620 | 0 | 122 | 12.2 | 0 | 118 | 190 | 75
6621 | 0 | 116 | 10.5 | 0 | 111 | 185 | 85
6622 | 0 | 122 | 10.5 | 0 | 103 | 185 | 89
6623 | 0 | 105 | 10.5 | 0 | 77 | 210 | 96
6624 | 0 | 105 | 10 | 0 | 49 | 220 | 91
6625 | 0 | 105 | 8.8 | 0 | 49 | 210 | 88
6626 | 0 | 100 | 8.8 | 0 | 54 | 210 | 81
6627 | 0 | 88 | 8.3 | 0 | 54 | 210 | 85
6628 | 0 | 88 | 7.7 | 0 | 54 | 205 | 82
6629 | 0 | 83 | 7.7 | 0 | 54 | 200 | 84
6630 | 0 | 77 | 7.7 | 0 | 46 | 200 | 84
6631 | 0 | 77 | 8.8 | 0 | 41 | 200 | 80
6632 | 41 | 77 | 9.4 | 0 | 46 | 200 | 82
6633 | 89 | 88 | 10 | 161 | 54 | 200 | 80
6634 | 112 | 94 | 11.1 | 267 | 54 | 200 | 78
6635 | 125 | 100 | 12.2 | 275 | 54 | 200 | 85
6636 | 130 | 111 | 12.2 | 226 | 57 | 205 | 83
6637 | 131 | 122 | 12.2 | 237 | 57 | 220 | 75
6638 | 128 | 122 | 12.7 | 224 | 59 | 240 | 70
6639 | 118 | 122 | 12.2 | 197 | 70 | 265 | 67
6640 | 101 | 127 | 11.1 | 139 | 75 | 280 | 60
6641 | 79 | 122 | 11.1 | 170 | 70 | 275 | 58
6642 | 12 | 111 | 10 | 0 | 64 | 270 | 63
6643 | 0 | 111 | 10 | 0 | 57 | 270 | 62
6644 | 0 | 100 | 9.4 | 0 | 54 | 270 | 60
6645 | 0 | 100 | 9.4 | 0 | 44 | 260 | 65
6646 | 0 | 94 | 8.8 | 0 | 28 | 240 | 70
6647 | 0 | 94 | 8.8 | 0 | 31 | 235 | 75
6648 | 0 | 88 | 8.8 | 0 | 36 | 240 | 74
6649 | 0 | 88 | 8.3 | 0 | 36 | 230 | 74
6650 | 0 | 88 | 8.3 | 0 | 39 | 225 | 83
6651 | 0 | 83 | 8.3 | 0 | 39 | 230 | 81
6652 | 0 | 83 | 7.7 | 0 | 36 | 235 | 81
6653 | 0 | 83 | 7.2 | 0 | 33 | 240 | 79
6654 | 0 | 77 | 7.7 | 0 | 28 | 240 | 83
6655 | 0 | 72 | 8.8 | 0 | 26 | 235 | 87
6656 | 49 | 77 | 10 | 33 | 28 | 230 | 84
6657 | 88 | 88 | 11.1 | 241 | 33 | 235 | 79
6658 | 111 | 100 | 12.2 | 360 | 39 | 245 | 74
6659 | 126 | 111 | 12.7 | 321 | 46 | 255 | 71
6660 | 133 | 122 | 12.7 | 388 | 46 | 265 | 61
6661 | 135 | 127 | 12.7 | 356 | 36 | 270 | 59
6662 | 130 | 127 | 12.7 | 292 | 33 | 265 | 56
6663 | 118 | 127 | 12.2 | 190 | 33 | 255 | 55
6664 | 100 | 127 | 11.6 | 140 | 33 | 245 | 60
6665 | 59 | 122 | 10.5 | 0 | 31 | 230 | 61
6666 | 6 | 116 | 10 | 0 | 21 | 220 | 66
6667 | 0 | 105 | 10 | 0 | 13 | 195 | 71
6668 | 0 | 100 | 8.8 | 0 | 15 | 170 | 75
6669 | 0 | 100 | 8.3 | 0 | 18 | 175 | 79
6670 | 0 | 88 | 8.3 | 0 | 15 | 175 | 81
6671 | 0 | 83 | 8.8 | 0 | 13 | 175 | 84
6672 | 0 | 83 | 8.8 | 0 | 10 | 175 | 85
6673 | 0 | 88 | 9.4 | 0 | 10 | 160 | 87
6674 | 0 | 88 | 9.4 | 0 | 15 | 155 | 87
6675 | 0 | 94 | 10 | 0 | 23 | 155 | 92
6676 | 0 | 94 | 10.5 | 0 | 26 | 150 | 92
6677 | 0 | 100 | 11.1 | 0 | 28 | 150 | 93
6678 | 0 | 105 | 11.1 | 0 | 31 | 150 | 93
6679 | 0 | 111 | 11.6 | 0 | 31 | 155 | 95
6680 | 18 | 111 | 12.7 | 0 | 33 | 165 | 95
6681 | 78 | 116 | 13.3 | 0 | 36 | 180 | 97
6682 | 132 | 127 | 14.4 | 0 | 36 | 195 | 94
6683 | 173 | 133 | 15.5 | 0 | 41 | 215 | 95
6684 | 198 | 144 | 16.1 | 0 | 46 | 235 | 78
6685 | 134 | 155 | 17.7 | 358 | 49 | 235 | 80
6686 | 130 | 161 | 17.7 | 286 | 54 | 230 | 74
6687 | 160 | 177 | 17.2 | 0 | 57 | 230 | 69
6688 | 116 | 177 | 15.5 | 0 | 54 | 230 | 70
6689 | 59 | 172 | 15 | 0 | 46 | 235 | 70
6690 | 3 | 155 | 14.4 | 0 | 46 | 235 | 73
6691 | 0 | 150 | 15 | 0 | 46 | 235 | 72
6692 | 0 | 144 | 15 | 0 | 39 | 235 | 77
6693 | 0 | 150 | 14.4 | 0 | 39 | 215 | 82
6694 | 0 | 150 | 13.8 | 0 | 46 | 200 | 84
6695 | 0 | 144 | 13.8 | 0 | 54 | 200 | 85
6696 | 0 | 138 | 13.8 | 0 | 57 | 195 | 85
6697 | 0 | 138 | 13.8 | 0 | 64 | 195 | 81
6698 | 0 | 138 | 13.8 | 0 | 64 | 200 | 80
6699 | 0 | 138 | 13.8 | 0 | 62 | 200 | 82
6700 | 0 | 138 | 14.4 | 0 | 70 | 195 | 82
6701 | 0 | 138 | 14.4 | 0 | 70 | 195 | 83
6702 | 0 | 144 | 15 | 0 | 64 | 205 | 84
6703 | 0 | 144 | 15.5 | 0 | 64 | 205 | 85
6704 | 15 | 150 | 15.5 | 0 | 64 | 200 | 86
6705 | 75 | 155 | 16.1 | 0 | 70 | 200 | 87
6706 | 129 | 155 | 17.2 | 0 | 75 | 200 | 86
6707 | 170 | 161 | 18.3 | 0 | 67 | 205 | 86
6708 | 132 | 172 | 19.4 | 385 | 59 | 220 | 86
6709 | 132 | 183 | 18.8 | 301 | 57 | 230 | 85
6710 | 130 | 194 | 18.3 | 409 | 64 | 230 | 75
6711 | 120 | 188 | 17.7 | 375 | 72 | 230 | 65
6712 | 113 | 183 | 16.6 | 0 | 70 | 225 | 66
6713 | 82 | 177 | 15 | 0 | 59 | 230 | 63
6714 | 6 | 166 | 13.8 | 0 | 49 | 245 | 65
6715 | 0 | 150 | 12.7 | 0 | 41 | 240 | 69
6716 | 0 | 138 | 12.2 | 0 | 33 | 230 | 72
6717 | 0 | 127 | 11.6 | 0 | 33 | 225 | 77
6718 | 0 | 122 | 11.6 | 0 | 31 | 210 | 83
6719 | 0 | 116 | 11.6 | 0 | 28 | 200 | 84
6720 | 0 | 116 | 11.6 | 0 | 33 | 200 | 87
6721 | 0 | 116 | 11.6 | 0 | 36 | 195 | 89
6722 | 0 | 116 | 11.6 | 0 | 44 | 190 | 92
6723 | 0 | 116 | 12.2 | 0 | 49 | 190 | 91
6724 | 0 | 116 | 12.7 | 0 | 49 | 190 | 92
6725 | 0 | 122 | 13.8 | 0 | 54 | 200 | 93
6726 | 0 | 127 | 14.4 | 0 | 59 | 210 | 89
6727 | 0 | 138 | 15.5 | 0 | 59 | 205 | 88
6728 | 15 | 144 | 16.1 | 0 | 62 | 200 | 89
6729 | 75 | 155 | 16.6 | 0 | 64 | 200 | 88
6730 | 129 | 161 | 17.2 | 0 | 62 | 205 | 88
6731 | 170 | 166 | 17.7 | 0 | 64 | 215 | 85
6732 | 192 | 172 | 17.7 | 0 | 59 | 220 | 83
6733 | 198 | 177 | 17.7 | 0 | 51 | 220 | 81
6734 | 186 | 177 | 18.3 | 0 | 44 | 225 | 80
6735 | 157 | 177 | 17.7 | 0 | 33 | 235 | 78
6736 | 110 | 183 | 17.7 | 0 | 31 | 235 | 74
6737 | 53 | 177 | 17.2 | 0 | 28 | 225 | 78
6738 | 3 | 177 | 16.6 | 0 | 23 | 225 | 79
6739 | 0 | 172 | 15.5 | 0 | 28 | 215 | 83
6740 | 0 | 166 | 15.5 | 0 | 39 | 200 | 88
6741 | 0 | 155 | 15.5 | 0 | 41 | 200 | 91
6742 | 0 | 155 | 15.5 | 0 | 39 | 200 | 93
6743 | 0 | 155 | 15.5 | 0 | 36 | 200 | 92
6744 | 0 | 155 | 15.5 | 0 | 41 | 200 | 91
6745 | 0 | 155 | 15.5 | 0 | 36 | 205 | 93
6746 | 0 | 155 | 16.1 | 0 | 28 | 205 | 93
6747 | 0 | 155 | 16.1 | 0 | 31 | 200 | 91
6748 | 0 | 161 | 15.5 | 0 | 36 | 210 | 91
6749 | 0 | 161 | 16.1 | 0 | 44 | 215 | 87
6750 | 0 | 155 | 16.1 | 0 | 49 | 205 | 87
6751 | 0 | 161 | 16.1 | 0 | 49 | 200 | 86
6752 | 15 | 161 | 16.6 | 0 | 49 | 200 | 86
6753 | 72 | 161 | 16.1 | 0 | 51 | 200 | 85
6754 | 126 | 166 | 16.1 | 0 | 54 | 205 | 85
6755 | 167 | 161 | 16.6 | 0 | 59 | 210 | 83
6756 | 192 | 161 | 16.6 | 0 | 62 | 210 | 78
6757 | 198 | 166 | 16.1 | 0 | 64 | 215 | 74
6758 | 186 | 166 | 16.6 | 0 | 64 | 215 | 75
6759 | 154 | 161 | 16.6 | 0 | 62 | 210 | 74
6760 | 99 | 166 | 16.1 | 176 | 59 | 210 | 74
6761 | 50 | 166 | 15 | 0 | 57 | 210 | 70
6762 | 0 | 161 | 14.4 | 0 | 59 | 205 | 67
6763 | 0 | 150 | 13.8 | 0 | 62 | 205 | 72
6764 | 0 | 144 | 14.4 | 0 | 59 | 210 | 74
6765 | 0 | 138 | 13.8 | 0 | 59 | 210 | 77
6766 | 0 | 144 | 14.4 | 0 | 62 | 200 | 78
6767 | 0 | 138 | 14.4 | 0 | 59 | 195 | 80
6768 | 0 | 144 | 14.4 | 0 | 54 | 205 | 83
6769 | 0 | 144 | 14.4 | 0 | 49 | 210 | 86
6770 | 0 | 144 | 14.4 | 0 | 46 | 210 | 86
6771 | 0 | 144 | 14.4 | 0 | 46 | 210 | 87
6772 | 0 | 144 | 14.4 | 0 | 41 | 210 | 86
6773 | 0 | 144 | 14.4 | 0 | 41 | 210 | 87
6774 | 0 | 144 | 14.4 | 0 | 46 | 205 | 86
6775 | 0 | 144 | 14.4 | 0 | 44 | 200 | 89
6776 | 12 | 144 | 14.4 | 0 | 39 | 200 | 89
6777 | 69 | 144 | 15 | 0 | 36 | 200 | 88
6778 | 123 | 144 | 15 | 0 | 41 | 195 | 90
6779 | 164 | 150 | 15 | 0 | 49 | 190 | 88
6780 | 189 | 150 | 16.1 | 0 | 46 | 195 | 88
6781 | 195 | 150 | 16.6 | 0 | 41 | 200 | 87
6782 | 182 | 161 | 16.1 | 0 | 39 | 200 | 89
6783 | 151 | 166 | 15.5 | 0 | 44 | 200 | 89
6784 | 107 | 161 | 15.5 | 0 | 49 | 200 | 87
6785 | 50 | 155 | 15.5 | 0 | 49 | 195 | 86
6786 | 0 | 155 | 15.5 | 0 | 54 | 190 | 86
6787 | 0 | 155 | 15 | 0 | 51 | 190 | 85
6788 | 0 | 155 | 15 | 0 | 49 | 190 | 90
6789 | 0 | 150 | 14.4 | 0 | 51 | 185 | 91
6790 | 0 | 150 | 13.8 | 0 | 54 | 180 | 89
6791 | 0 | 144 | 13.8 | 0 | 51 | 185 | 89
6792 | 0 | 138 | 13.8 | 0 | 46 | 190 | 90
6793 | 0 | 138 | 13.8 | 0 | 46 | 185 | 90
6794 | 0 | 138 | 13.8 | 0 | 46 | 180 | 91
6795 | 0 | 138 | 14.4 | 0 | 46 | 180 | 92
6796 | 0 | 138 | 14.4 | 0 | 46 | 180 | 91
6797 | 0 | 144 | 14.4 | 0 | 46 | 180 | 89
6798 | 0 | 144 | 14.4 | 0 | 49 | 180 | 90
6799 | 0 | 144 | 15 | 0 | 51 | 180 | 90
6800 | 12 | 144 | 15.5 | 0 | 51 | 180 | 90
6801 | 69 | 150 | 15.5 | 0 | 49 | 180 | 89
6802 | 123 | 155 | 15.5 | 0 | 49 | 180 | 91
6803 | 164 | 155 | 15.5 | 0 | 54 | 180 | 92
6804 | 186 | 155 | 15 | 0 | 59 | 180 | 90
6805 | 192 | 155 | 14.4 | 0 | 62 | 180 | 88
6806 | 179 | 150 | 14.4 | 0 | 62 | 180 | 87
6807 | 148 | 144 | 14.4 | 0 | 62 | 180 | 88
6808 | 104 | 144 | 13.8 | 0 | 59 | 185 | 89
6809 | 47 | 144 | 14.4 | 0 | 54 | 185 | 94
6810 | 0 | 138 | 14.4 | 0 | 51 | 185 | 94
6811 | 0 | 144 | 14.4 | 0 | 46 | 190 | 95
6812 | 0 | 144 | 13.8 | 0 | 39 | 195 | 95
6813 | 0 | 144 | 13.3 | 0 | 33 | 195 | 93
6814 | 0 | 138 | 12.2 | 0 | 28 | 195 | 92
6815 | 0 | 133 | 11.6 | 0 | 23 | 200 | 92
6816 | 0 | 122 | 11.6 | 0 | 15 | 195 | 94
6817 | 0 | 116 | 11.6 | 0 | 10 | 190 | 94
6818 | 0 | 116 | 11.1 | 0 | 15 | 200 | 95
6819 | 0 | 116 | 10.5 | 0 | 21 | 220 | 95
6820 | 0 | 111 | 10 | 0 | 21 | 235 | 91
6821 | 0 | 105 | 10 | 0 | 15 | 235 | 89
6822 | 0 | 100 | 10 | 0 | 8 | 220 | 89
6823 | 0 | 100 | 10.5 | 0 | 3 | 285 | 89
6824 | 9 | 100 | 10.5 | 0 | 3 | 280 | 91
6825 | 66 | 105 | 11.1 | 0 | 5 | 185 | 92
6826 | 119 | 105 | 11.6 | 0 | 3 | 85 | 94
6827 | 160 | 111 | 11.6 | 0 | 3 | 90 | 89
6828 | 186 | 116 | 12.2 | 0 | 5 | 165 | 85
6829 | 189 | 116 | 12.7 | 0 | 10 | 135 | 83
6830 | 176 | 122 | 12.2 | 0 | 13 | 135 | 75
6831 | 148 | 127 | 11.6 | 0 | 15 | 150 | 77
6832 | 100 | 122 | 11.1 | 0 | 15 | 145 | 76
6833 | 44 | 116 | 11.1 | 0 | 10 | 135 | 77
6834 | 0 | 111 | 11.1 | 0 | 10 | 130 | 83
6835 | 0 | 111 | 11.1 | 0 | 8 | 135 | 84
6836 | 0 | 111 | 11.1 | 0 | 3 | 70 | 92
6837 | 0 | 111 | 11.6 | 0 | 0 | 0 | 93
6838 | 0 | 111 | 11.6 | 0 | 0 | 0 | 95
6839 | 0 | 116 | 12.2 | 0 | 0 | 0 | 93
6840 | 0 | 116 | 12.2 | 0 | 3 | 290 | 94
6841 | 0 | 122 | 11.6 | 0 | 18 | 210 | 93
6842 | 0 | 122 | 11.1 | 0 | 36 | 195 | 95
6843 | 0 | 116 | 11.1 | 0 | 41 | 195 | 94
6844 | 0 | 111 | 11.1 | 0 | 46 | 195 | 93
6845 | 0 | 111 | 10.5 | 0 | 49 | 200 | 89
6846 | 0 | 111 | 9.4 | 0 | 46 | 205 | 84
6847 | 0 | 105 | 9.4 | 0 | 49 | 200 | 81
6848 | 15 | 94 | 10.5 | 0 | 49 | 200 | 80
6849 | 79 | 94 | 11.6 | 197 | 44 | 200 | 84
6850 | 91 | 105 | 12.7 | 636 | 46 | 205 | 79
6851 | 119 | 116 | 13.3 | 405 | 54 | 215 | 75
6852 | 127 | 127 | 12.7 | 424 | 62 | 220 | 72
6853 | 128 | 133 | 13.3 | 413 | 67 | 220 | 66
6854 | 125 | 127 | 13.3 | 329 | 67 | 220 | 60
6855 | 114 | 133 | 12.7 | 289 | 62 | 220 | 58
6856 | 94 | 133 | 11.6 | 159 | 54 | 220 | 59
6857 | 53 | 127 | 11.1 | 0 | 57 | 210 | 59
6858 | 0 | 116 | 10.5 | 0 | 57 | 200 | 62
6859 | 0 | 111 | 10.5 | 0 | 51 | 195 | 71
6860 | 0 | 105 | 10 | 0 | 49 | 190 | 73
6861 | 0 | 105 | 9.4 | 0 | 44 | 190 | 77
6862 | 0 | 100 | 8.8 | 0 | 33 | 180 | 79
6863 | 0 | 94 | 8.3 | 0 | 26 | 175 | 82
6864 | 0 | 88 | 8.3 | 0 | 31 | 180 | 81
6865 | 0 | 83 | 8.3 | 0 | 28 | 175 | 81
6866 | 0 | 83 | 8.8 | 0 | 26 | 170 | 81
6867 | 0 | 83 | 9.4 | 0 | 33 | 165 | 82
6868 | 0 | 88 | 10 | 0 | 39 | 165 | 82
6869 | 0 | 94 | 10.5 | 0 | 41 | 175 | 80
6870 | 0 | 100 | 11.1 | 0 | 44 | 175 | 76
6871 | 0 | 105 | 11.6 | 0 | 59 | 175 | 76
6872 | 6 | 111 | 12.2 | 0 | 72 | 175 | 75
6873 | 63 | 116 | 12.7 | 0 | 72 | 170 | 76
6874 | 116 | 122 | 13.3 | 0 | 80 | 175 | 76
6875 | 157 | 127 | 13.3 | 0 | 93 | 180 | 75
6876 | 179 | 133 | 12.2 | 0 | 90 | 180 | 76
6877 | 186 | 133 | 12.2 | 0 | 82 | 180 | 88
6878 | 173 | 122 | 12.7 | 0 | 88 | 180 | 88
6879 | 141 | 122 | 13.8 | 0 | 95 | 180 | 88
6880 | 97 | 127 | 13.8 | 0 | 100 | 180 | 87
6881 | 41 | 138 | 13.3 | 0 | 100 | 180 | 84
6882 | 0 | 138 | 13.3 | 0 | 100 | 180 | 84
6883 | 0 | 133 | 13.3 | 0 | 106 | 180 | 91
6884 | 0 | 133 | 12.2 | 0 | 103 | 180 | 92
6885 | 0 | 133 | 11.6 | 0 | 75 | 195 | 91
6886 | 0 | 122 | 11.6 | 0 | 51 | 205 | 89
6887 | 0 | 116 | 11.1 | 0 | 62 | 200 | 87
6888 | 0 | 116 | 10.5 | 0 | 64 | 200 | 86
6889 | 0 | 111 | 10 | 0 | 59 | 205 | 81
6890 | 0 | 105 | 9.4 | 0 | 64 | 205 | 82
6891 | 0 | 100 | 9.4 | 0 | 64 | 200 | 79
6892 | 0 | 94 | 9.4 | 0 | 59 | 205 | 79
6893 | 0 | 94 | 9.4 | 0 | 59 | 210 | 82
6894 | 0 | 94 | 8.8 | 0 | 62 | 205 | 79
6895 | 0 | 94 | 10 | 0 | 59 | 200 | 80
6896 | 15 | 88 | 11.1 | 0 | 59 | 200 | 81
6897 | 76 | 100 | 11.6 | 380 | 62 | 200 | 82
6898 | 89 | 111 | 12.7 | 627 | 64 | 200 | 82
6899 | 118 | 116 | 12.7 | 394 | 70 | 205 | 74
6900 | 126 | 127 | 13.3 | 413 | 72 | 210 | 70
6901 | 128 | 127 | 12.7 | 338 | 77 | 210 | 64
6902 | 124 | 133 | 12.2 | 325 | 75 | 210 | 61
6903 | 138 | 127 | 11.6 | 0 | 62 | 210 | 68
6904 | 116 | 122 | 11.1 | 0 | 59 | 205 | 68
6905 | 59 | 116 | 10.5 | 0 | 54 | 200 | 69
6906 | 0 | 111 | 10.5 | 0 | 51 | 195 | 75
6907 | 0 | 105 | 10 | 0 | 54 | 195 | 80
6908 | 0 | 105 | 10 | 0 | 49 | 200 | 82
6909 | 0 | 100 | 10 | 0 | 36 | 195 | 89
6910 | 0 | 100 | 9.4 | 0 | 26 | 185 | 90
6911 | 0 | 100 | 9.4 | 0 | 28 | 180 | 90
6912 | 0 | 94 | 10 | 0 | 21 | 180 | 94
6913 | 0 | 94 | 10 | 0 | 10 | 175 | 94
6914 | 0 | 100 | 10 | 0 | 13 | 195 | 92
6915 | 0 | 100 | 10.5 | 0 | 23 | 220 | 91
6916 | 0 | 100 | 10 | 0 | 36 | 225 | 89
6917 | 0 | 105 | 9.4 | 0 | 41 | 225 | 86
6918 | 0 | 100 | 8.8 | 0 | 44 | 225 | 85
6919 | 0 | 94 | 9.4 | 0 | 41 | 225 | 83
6920 | 6 | 88 | 10 | 0 | 28 | 220 | 82
6921 | 59 | 94 | 10 | 0 | 23 | 210 | 85
6922 | 113 | 100 | 10 | 0 | 26 | 195 | 82
6923 | 151 | 100 | 10 | 0 | 28 | 185 | 85
6924 | 176 | 100 | 8.8 | 0 | 31 | 185 | 85
6925 | 182 | 100 | 8.3 | 0 | 28 | 165 | 87
6926 | 167 | 88 | 8.8 | 0 | 26 | 120 | 86
6927 | 138 | 83 | 8.8 | 0 | 31 | 105 | 88
6928 | 91 | 88 | 10.5 | 0 | 28 | 130 | 95
6929 | 34 | 88 | 13.3 | 0 | 41 | 170 | 96
6930 | 0 | 105 | 15 | 0 | 75 | 190 | 93
6931 | 0 | 133 | 15 | 0 | 90 | 190 | 89
6932 | 0 | 150 | 15.5 | 0 | 95 | 190 | 90
6933 | 0 | 150 | 15 | 0 | 100 | 190 | 91
6934 | 0 | 155 | 15 | 0 | 103 | 190 | 89
6935 | 0 | 150 | 15.5 | 0 | 103 | 190 | 93
6936 | 0 | 150 | 16.1 | 0 | 103 | 190 | 95
6937 | 0 | 155 | 15 | 0 | 108 | 190 | 93
6938 | 0 | 161 | 15 | 0 | 121 | 190 | 88
6939 | 0 | 150 | 15 | 0 | 121 | 190 | 90
6940 | 0 | 150 | 15.5 | 0 | 116 | 190 | 93
6941 | 0 | 150 | 14.4 | 0 | 136 | 195 | 93
6942 | 0 | 155 | 13.3 | 0 | 147 | 200 | 80
6943 | 0 | 144 | 11.6 | 0 | 131 | 200 | 79
6944 | 6 | 133 | 10 | 0 | 116 | 210 | 82
6945 | 72 | 116 | 9.4 | 0 | 106 | 215 | 74
6946 | 96 | 100 | 7.7 | 130 | 100 | 220 | 77
6947 | 151 | 94 | 9.4 | 0 | 98 | 235 | 70
6948 | 173 | 77 | 11.1 | 0 | 85 | 250 | 65
6949 | 125 | 94 | 10 | 434 | 77 | 265 | 64
6950 | 122 | 111 | 10 | 314 | 67 | 265 | 72
6951 | 110 | 100 | 11.1 | 224 | 62 | 255 | 72
6952 | 91 | 100 | 10 | 181 | 70 | 245 | 57
6953 | 56 | 111 | 7.7 | 40 | 64 | 235 | 53
6954 | 0 | 100 | 7.7 | 0 | 62 | 230 | 57
6955 | 0 | 77 | 7.7 | 0 | 59 | 230 | 63
6956 | 0 | 77 | 6.6 | 0 | 57 | 230 | 70
6957 | 0 | 77 | 6.6 | 0 | 59 | 230 | 63
6958 | 0 | 66 | 5.5 | 0 | 62 | 240 | 68
6959 | 0 | 66 | 5.5 | 0 | 59 | 250 | 67
6960 | 0 | 55 | 4.4 | 0 | 51 | 245 | 65
6961 | 0 | 55 | 4.4 | 0 | 46 | 240 | 64
6962 | 0 | 44 | 3.8 | 0 | 41 | 240 | 67
6963 | 0 | 44 | 3.3 | 0 | 36 | 235 | 64
6964 | 0 | 38 | 3.3 | 0 | 39 | 235 | 69
6965 | 0 | 33 | 3.3 | 0 | 39 | 245 | 70
6966 | 0 | 33 | 3.3 | 0 | 33 | 245 | 71
6967 | 0 | 33 | 4.4 | 0 | 28 | 240 | 74
6968 | 9 | 33 | 5.5 | 0 | 28 | 240 | 73
6969 | 72 | 44 | 6.6 | 362 | 31 | 245 | 70
6970 | 90 | 55 | 7.2 | 596 | 36 | 255 | 66
6971 | 115 | 66 | 7.7 | 397 | 41 | 270 | 64
6972 | 123 | 72 | 8.3 | 429 | 36 | 285 | 61
6973 | 124 | 77 | 8.8 | 431 | 28 | 285 | 60
6974 | 121 | 83 | 8.8 | 401 | 23 | 300 | 57
6975 | 109 | 88 | 8.3 | 359 | 18 | 275 | 57
6976 | 90 | 88 | 7.7 | 214 | 15 | 230 | 57
6977 | 31 | 83 | 7.2 | 0 | 10 | 220 | 54
6978 | 0 | 77 | 5.5 | 0 | 8 | 185 | 60
6979 | 0 | 72 | 5 | 0 | 8 | 160 | 70
6980 | 0 | 55 | 5 | 0 | 13 | 160 | 75
6981 | 0 | 50 | 5.5 | 0 | 18 | 155 | 73
6982 | 0 | 50 | 5.5 | 0 | 15 | 145 | 74
6983 | 0 | 55 | 6.1 | 0 | 15 | 130 | 69
6984 | 0 | 55 | 6.1 | 0 | 15 | 120 | 72
6985 | 0 | 61 | 6.1 | 0 | 18 | 115 | 77
6986 | 0 | 61 | 6.1 | 0 | 26 | 125 | 78
6987 | 0 | 61 | 7.2 | 0 | 31 | 140 | 83
6988 | 0 | 61 | 7.7 | 0 | 26 | 145 | 82
6989 | 0 | 72 | 7.7 | 0 | 31 | 155 | 81
6990 | 0 | 77 | 8.3 | 0 | 44 | 160 | 79
6991 | 0 | 77 | 8.8 | 0 | 44 | 160 | 80
6992 | 3 | 83 | 10 | 0 | 51 | 165 | 79
6993 | 53 | 88 | 11.1 | 0 | 62 | 170 | 79
6994 | 107 | 100 | 11.1 | 0 | 59 | 170 | 79
6995 | 145 | 111 | 11.1 | 0 | 67 | 175 | 77
6996 | 170 | 111 | 11.1 | 0 | 70 | 180 | 75
6997 | 173 | 111 | 11.6 | 0 | 57 | 175 | 87
6998 | 160 | 111 | 11.6 | 0 | 57 | 175 | 89
6999 | 129 | 116 | 12.2 | 0 | 59 | 180 | 90
7000 | 85 | 116 | 11.6 | 0 | 59 | 190 | 94
7001 | 50 | 122 | 10.5 | 0 | 59 | 205 | 89
7002 | 0 | 116 | 10.5 | 0 | 57 | 205 | 86
7003 | 0 | 105 | 10.5 | 0 | 49 | 195 | 86
7004 | 0 | 105 | 9.4 | 0 | 41 | 190 | 89
7005 | 0 | 105 | 8.8 | 0 | 36 | 185 | 90
7006 | 0 | 94 | 8.3 | 0 | 31 | 180 | 92
7007 | 0 | 88 | 8.8 | 0 | 23 | 175 | 92
7008 | 0 | 83 | 8.8 | 0 | 21 | 175 | 95
7009 | 0 | 88 | 9.4 | 0 | 23 | 175 | 95
7010 | 0 | 88 | 10.5 | 0 | 15 | 160 | 95
7011 | 0 | 94 | 11.1 | 0 | 15 | 145 | 94
7012 | 0 | 105 | 11.1 | 0 | 23 | 150 | 93
7013 | 0 | 111 | 11.1 | 0 | 28 | 150 | 94
7014 | 0 | 111 | 12.2 | 0 | 26 | 140 | 95
7015 | 0 | 111 | 14.4 | 0 | 23 | 150 | 95
7016 | 3 | 122 | 15 | 0 | 41 | 170 | 97
7017 | 75 | 144 | 16.1 | 0 | 54 | 175 | 92
7018 | 104 | 150 | 16.6 | 0 | 57 | 170 | 90
7019 | 145 | 161 | 16.1 | 0 | 67 | 175 | 86
7020 | 167 | 166 | 17.2 | 0 | 70 | 185 | 80
7021 | 173 | 161 | 16.6 | 0 | 62 | 185 | 77
7022 | 119 | 172 | 16.1 | 255 | 62 | 185 | 81
7023 | 107 | 166 | 15.5 | 216 | 67 | 190 | 76
7024 | 82 | 161 | 14.4 | 0 | 59 | 190 | 76
7025 | 28 | 155 | 14.4 | 0 | 49 | 195 | 79
7026 | 0 | 144 | 13.8 | 0 | 39 | 190 | 81
7027 | 0 | 144 | 13.3 | 0 | 31 | 175 | 86
7028 | 0 | 138 | 12.7 | 0 | 33 | 165 | 88
7029 | 0 | 133 | 12.2 | 0 | 28 | 170 | 90
7030 | 0 | 127 | 12.2 | 0 | 15 | 175 | 92
7031 | 0 | 122 | 12.2 | 0 | 18 | 155 | 93
7032 | 0 | 122 | 12.2 | 0 | 26 | 135 | 93
7033 | 0 | 122 | 12.7 | 0 | 21 | 145 | 93
7034 | 0 | 122 | 12.2 | 0 | 18 | 155 | 94
7035 | 0 | 127 | 12.2 | 0 | 18 | 160 | 94
7036 | 0 | 122 | 12.2 | 0 | 21 | 170 | 93
7037 | 0 | 122 | 11.1 | 0 | 23 | 185 | 94
7038 | 0 | 122 | 10.5 | 0 | 23 | 195 | 95
7039 | 0 | 111 | 10.5 | 0 | 18 | 255 | 92
7040 | 0 | 105 | 11.6 | 0 | 8 | 320 | 90
7041 | 50 | 105 | 12.2 | 0 | 3 | 340 | 93
7042 | 100 | 116 | 12.7 | 0 | 0 | 0 | 93
7043 | 141 | 122 | 12.7 | 0 | 0 | 0 | 88
7044 | 164 | 127 | 13.3 | 0 | 8 | 340 | 87
7045 | 170 | 127 | 13.3 | 0 | 21 | 330 | 86
7046 | 157 | 133 | 12.7 | 0 | 21 | 345 | 86
7047 | 126 | 133 | 11.6 | 0 | 23 | 345 | 86
7048 | 78 | 127 | 11.6 | 0 | 31 | 350 | 84
7049 | 25 | 116 | 10 | 0 | 28 | 355 | 84
7050 | 0 | 116 | 10.5 | 0 | 26 | 345 | 89
7051 | 0 | 100 | 10.5 | 0 | 26 | 340 | 91
7052 | 0 | 105 | 10 | 0 | 26 | 345 | 89
7053 | 0 | 105 | 10 | 0 | 21 | 340 | 90
7054 | 0 | 100 | 10 | 0 | 23 | 325 | 90
7055 | 0 | 100 | 10 | 0 | 26 | 315 | 92
7056 | 0 | 100 | 9.4 | 0 | 15 | 305 | 90
7057 | 0 | 100 | 9.4 | 0 | 8 | 275 | 91
7058 | 0 | 94 | 8.8 | 0 | 10 | 255 | 92
7059 | 0 | 94 | 8.3 | 0 | 15 | 260 | 90
7060 | 0 | 88 | 7.2 | 0 | 13 | 255 | 90
7061 | 0 | 83 | 7.2 | 0 | 13 | 250 | 92
7062 | 0 | 72 | 6.1 | 0 | 15 | 225 | 92
7063 | 0 | 72 | 7.2 | 0 | 21 | 205 | 91
7064 | 3 | 61 | 8.8 | 0 | 23 | 215 | 95
7065 | 68 | 72 | 9.4 | 318 | 13 | 215 | 90
7066 | 96 | 88 | 10 | 311 | 5 | 210 | 89
7067 | 94 | 94 | 11.6 | 696 | 8 | 200 | 90
7068 | 100 | 100 | 12.2 | 732 | 13 | 190 | 88
7069 | 121 | 116 | 12.7 | 426 | 18 | 195 | 84
7070 | 118 | 122 | 12.7 | 394 | 26 | 200 | 78
7071 | 106 | 127 | 12.2 | 341 | 31 | 205 | 73
7072 | 86 | 127 | 11.1 | 234 | 26 | 210 | 67
7073 | 37 | 122 | 10 | 0 | 28 | 205 | 69
7074 | 0 | 111 | 8.8 | 0 | 28 | 205 | 72
7075 | 0 | 100 | 8.3 | 0 | 15 | 215 | 80
7076 | 0 | 88 | 7.2 | 0 | 10 | 205 | 85
7077 | 0 | 83 | 6.6 | 0 | 13 | 185 | 89
7078 | 0 | 72 | 6.6 | 0 | 15 | 180 | 92
7079 | 0 | 66 | 5.5 | 0 | 10 | 180 | 93
7080 | 0 | 66 | 4.4 | 0 | 8 | 180 | 96
7081 | 0 | 55 | 5 | 0 | 10 | 185 | 97
7082 | 0 | 44 | 3.8 | 0 | 10 | 185 | 97
7083 | 0 | 50 | 5 | 0 | 8 | 185 | 97
7084 | 0 | 38 | 4.4 | 0 | 5 | 190 | 95
7085 | 0 | 50 | 4.4 | 0 | 5 | 185 | 98
7086 | 0 | 44 | 3.8 | 0 | 5 | 175 | 97
7087 | 0 | 44 | 5 | 0 | 8 | 170 | 97
7088 | 0 | 38 | 7.7 | 0 | 10 | 170 | 95
7089 | 72 | 50 | 10.5 | 0 | 15 | 175 | 97
7090 | 95 | 77 | 11.6 | 206 | 21 | 185 | 93
7091 | 111 | 105 | 12.7 | 326 | 26 | 185 | 89
7092 | 120 | 116 | 12.7 | 317 | 41 | 190 | 81
7093 | 121 | 127 | 12.7 | 394 | 54 | 200 | 75
7094 | 117 | 127 | 13.3 | 367 | 51 | 205 | 73
7095 | 104 | 127 | 12.7 | 210 | 51 | 205 | 67
7096 | 82 | 133 | 10.5 | 109 | 51 | 200 | 64
7097 | 31 | 127 | 10 | 0 | 51 | 200 | 65
7098 | 0 | 105 | 9.4 | 0 | 46 | 200 | 67
7099 | 0 | 100 | 8.8 | 0 | 31 | 200 | 74
7100 | 0 | 94 | 7.7 | 0 | 31 | 190 | 79
7101 | 0 | 88 | 8.3 | 0 | 39 | 185 | 82
7102 | 0 | 77 | 9.4 | 0 | 39 | 190 | 82
7103 | 0 | 83 | 8.8 | 0 | 41 | 195 | 87
7104 | 0 | 94 | 9.4 | 0 | 44 | 200 | 84
7105 | 0 | 88 | 9.4 | 0 | 36 | 205 | 85
7106 | 0 | 94 | 9.4 | 0 | 33 | 200 | 84
7107 | 0 | 94 | 9.4 | 0 | 33 | 195 | 86
7108 | 0 | 94 | 9.4 | 0 | 31 | 195 | 85
7109 | 0 | 94 | 8.3 | 0 | 26 | 195 | 85
7110 | 0 | 94 | 8.3 | 0 | 23 | 200 | 87
7111 | 0 | 83 | 8.8 | 0 | 26 | 200 | 88
7112 | 0 | 83 | 9.4 | 0 | 28 | 195 | 91
7113 | 44 | 88 | 10.5 | 0 | 31 | 200 | 91
7114 | 94 | 94 | 11.1 | 0 | 28 | 215 | 88
7115 | 135 | 105 | 11.6 | 0 | 28 | 220 | 82
7116 | 157 | 111 | 12.7 | 0 | 36 | 225 | 78
7117 | 120 | 116 | 12.2 | 261 | 39 | 235 | 75
7118 | 116 | 127 | 12.2 | 302 | 36 | 230 | 78
7119 | 105 | 122 | 11.1 | 245 | 36 | 225 | 74
7120 | 91 | 122 | 10 | 0 | 33 | 225 | 71
7121 | 18 | 111 | 9.4 | 0 | 31 | 215 | 72
7122 | 0 | 100 | 8.8 | 0 | 26 | 205 | 76
7123 | 0 | 94 | 9.4 | 0 | 21 | 195 | 79
7124 | 0 | 88 | 9.4 | 0 | 18 | 190 | 81
7125 | 0 | 94 | 8.8 | 0 | 18 | 190 | 87
7126 | 0 | 94 | 8.8 | 0 | 26 | 195 | 89
7127 | 0 | 88 | 8.3 | 0 | 31 | 195 | 87
7128 | 0 | 88 | 8.3 | 0 | 31 | 190 | 90
7129 | 0 | 83 | 8.8 | 0 | 33 | 190 | 90
7130 | 0 | 83 | 8.8 | 0 | 36 | 190 | 91
7131 | 0 | 88 | 8.8 | 0 | 33 | 185 | 94
7132 | 0 | 88 | 8.8 | 0 | 31 | 175 | 94
7133 | 0 | 88 | 9.4 | 0 | 28 | 165 | 94
7134 | 0 | 88 | 9.4 | 0 | 26 | 165 | 95
7135 | 0 | 94 | 10.5 | 0 | 26 | 170 | 92
7136 | 0 | 94 | 11.6 | 0 | 28 | 170 | 91
7137 | 59 | 105 | 12.7 | 0 | 36 | 170 | 97
7138 | 94 | 116 | 12.7 | 0 | 44 | 170 | 90
7139 | 132 | 127 | 13.3 | 0 | 51 | 175 | 87
7140 | 157 | 127 | 13.3 | 0 | 59 | 180 | 87
7141 | 160 | 133 | 13.3 | 0 | 64 | 180 | 85
7142 | 148 | 133 | 14.4 | 0 | 72 | 185 | 81
7143 | 116 | 133 | 13.3 | 0 | 82 | 190 | 81
7144 | 72 | 144 | 13.3 | 0 | 80 | 185 | 77
7145 | 18 | 133 | 12.7 | 0 | 75 | 180 | 81
7146 | 0 | 133 | 12.7 | 0 | 77 | 180 | 82
7147 | 0 | 127 | 12.7 | 0 | 77 | 185 | 90
7148 | 0 | 127 | 12.2 | 0 | 75 | 190 | 93
7149 | 0 | 127 | 12.2 | 0 | 67 | 190 | 89
7150 | 0 | 122 | 11.6 | 0 | 57 | 190 | 88
7151 | 0 | 122 | 11.1 | 0 | 54 | 190 | 88
7152 | 0 | 116 | 10.5 | 0 | 59 | 195 | 84
7153 | 0 | 111 | 10.5 | 0 | 59 | 195 | 78
7154 | 0 | 105 | 10.5 | 0 | 67 | 190 | 81
7155 | 0 | 105 | 10 | 0 | 77 | 195 | 77
7156 | 0 | 105 | 9.4 | 0 | 75 | 200 | 73
7157 | 0 | 100 | 9.4 | 0 | 72 | 200 | 75
7158 | 0 | 94 | 9.4 | 0 | 70 | 195 | 76
7159 | 0 | 94 | 10 | 0 | 67 | 195 | 76
7160 | 0 | 94 | 10.5 | 0 | 67 | 195 | 75
7161 | 64 | 100 | 11.6 | 245 | 75 | 190 | 76
7162 | 92 | 105 | 12.2 | 289 | 85 | 195 | 68
7163 | 109 | 116 | 13.3 | 367 | 95 | 210 | 67
7164 | 117 | 122 | 12.7 | 391 | 103 | 215 | 63
7165 | 117 | 133 | 13.3 | 418 | 93 | 215 | 57
7166 | 145 | 127 | 13.3 | 0 | 90 | 220 | 60
7167 | 113 | 133 | 12.2 | 0 | 103 | 215 | 54
7168 | 69 | 133 | 11.6 | 0 | 100 | 210 | 51
7169 | 28 | 122 | 10.5 | 0 | 80 | 210 | 58
7170 | 0 | 116 | 10 | 0 | 75 | 210 | 65
7171 | 0 | 105 | 9.4 | 0 | 75 | 205 | 69
7172 | 0 | 100 | 9.4 | 0 | 67 | 200 | 78
7173 | 0 | 94 | 8.8 | 0 | 67 | 200 | 77
7174 | 0 | 94 | 8.3 | 0 | 62 | 200 | 80
7175 | 0 | 88 | 7.7 | 0 | 54 | 205 | 82
7176 | 0 | 83 | 7.2 | 0 | 46 | 200 | 83
7177 | 0 | 77 | 6.6 | 0 | 36 | 190 | 85
7178 | 0 | 72 | 6.1 | 0 | 31 | 190 | 86
7179 | 0 | 66 | 6.1 | 0 | 33 | 190 | 88
7180 | 0 | 61 | 6.1 | 0 | 28 | 180 | 88
7181 | 0 | 61 | 5.5 | 0 | 21 | 160 | 90
7182 | 0 | 61 | 6.6 | 0 | 21 | 150 | 94
7183 | 0 | 55 | 8.3 | 0 | 21 | 145 | 93
7184 | 0 | 66 | 9.4 | 0 | 21 | 140 | 91
7185 | 37 | 83 | 10.5 | 0 | 26 | 135 | 93
7186 | 88 | 94 | 11.6 | 0 | 41 | 140 | 94
7187 | 129 | 105 | 10 | 0 | 59 | 155 | 88
7188 | 151 | 116 | 10.5 | 0 | 70 | 165 | 87
7189 | 157 | 100 | 11.1 | 0 | 64 | 180 | 85
7190 | 110 | 105 | 11.1 | 173 | 62 | 195 | 82
7191 | 97 | 111 | 10 | 136 | 75 | 205 | 77
7192 | 77 | 111 | 10 | 88 | 88 | 215 | 78
7193 | 22 | 100 | 10 | 0 | 90 | 210 | 70
7194 | 0 | 100 | 9.4 | 0 | 85 | 190 | 73
7195 | 0 | 100 | 9.4 | 0 | 88 | 180 | 86
7196 | 0 | 94 | 8.8 | 0 | 95 | 190 | 90
7197 | 0 | 94 | 9.4 | 0 | 95 | 195 | 88
7198 | 0 | 88 | 9.4 | 0 | 88 | 195 | 86
7199 | 0 | 94 | 8.8 | 0 | 93 | 200 | 76
7200 | 0 | 94 | 8.8 | 0 | 111 | 205 | 74
7201 | 0 | 88 | 8.8 | 0 | 116 | 215 | 75
7202 | 0 | 88 | 8.3 | 0 | 111 | 220 | 74
7203 | 0 | 88 | 7.7 | 0 | 108 | 220 | 74
7204 | 0 | 83 | 7.2 | 0 | 95 | 220 | 74
7205 | 0 | 77 | 6.6 | 0 | 77 | 215 | 79
7206 | 0 | 72 | 6.6 | 0 | 67 | 210 | 80
7207 | 0 | 66 | 6.1 | 0 | 57 | 205 | 80
7208 | 0 | 66 | 7.2 | 0 | 51 | 200 | 84
7209 | 58 | 61 | 8.3 | 47 | 51 | 195 | 85
7210 | 90 | 72 | 8.3 | 191 | 39 | 180 | 80
7211 | 104 | 83 | 8.3 | 155 | 28 | 170 | 75
7212 | 151 | 83 | 7.7 | 0 | 39 | 180 | 78
7213 | 154 | 83 | 7.7 | 0 | 44 | 180 | 84
7214 | 141 | 77 | 6.6 | 0 | 31 | 165 | 85
7215 | 110 | 77 | 5.5 | 0 | 36 | 180 | 86
7216 | 63 | 66 | 5 | 0 | 51 | 225 | 79
7217 | 12 | 55 | 5 | 0 | 49 | 275 | 87
7218 | 0 | 50 | 5.5 | 0 | 33 | 275 | 86
7219 | 0 | 50 | 6.1 | 0 | 28 | 245 | 88
7220 | 0 | 55 | 5.5 | 0 | 41 | 245 | 88
7221 | 0 | 61 | 6.1 | 0 | 46 | 245 | 81
7222 | 0 | 55 | 6.1 | 0 | 46 | 240 | 84
7223 | 0 | 61 | 6.1 | 0 | 46 | 240 | 84
7224 | 0 | 61 | 6.6 | 0 | 46 | 240 | 83
7225 | 0 | 61 | 6.6 | 0 | 44 | 235 | 81
7226 | 0 | 66 | 6.1 | 0 | 41 | 225 | 83
7227 | 0 | 66 | 5.5 | 0 | 44 | 225 | 83
7228 | 0 | 61 | 5.5 | 0 | 46 | 230 | 84
7229 | 0 | 55 | 5.5 | 0 | 44 | 230 | 85
7230 | 0 | 55 | 5.5 | 0 | 39 | 230 | 87
7231 | 0 | 55 | 5.5 | 0 | 31 | 225 | 88
7232 | 0 | 55 | 6.6 | 0 | 26 | 215 | 89
7233 | 58 | 55 | 8.3 | 47 | 26 | 210 | 89
7234 | 90 | 66 | 8.8 | 262 | 28 | 220 | 92
7235 | 106 | 83 | 9.4 | 358 | 36 | 235 | 83
7236 | 115 | 88 | 10 | 397 | 44 | 240 | 79
7237 | 117 | 94 | 8.8 | 367 | 44 | 235 | 70
7238 | 111 | 100 | 8.8 | 295 | 41 | 225 | 68
7239 | 107 | 88 | 8.3 | 0 | 44 | 210 | 75
7240 | 78 | 88 | 7.2 | 0 | 44 | 200 | 74
7241 | 15 | 83 | 6.1 | 0 | 26 | 245 | 72
7242 | 0 | 72 | 5.5 | 0 | 10 | 275 | 90
7243 | 0 | 61 | 5 | 0 | 13 | 240 | 94
7244 | 0 | 55 | 4.4 | 0 | 15 | 230 | 93
7245 | 0 | 50 | 4.4 | 0 | 15 | 245 | 94
7246 | 0 | 44 | 4.4 | 0 | 18 | 250 | 91
7247 | 0 | 44 | 3.8 | 0 | 18 | 255 | 89
7248 | 0 | 44 | 3.8 | 0 | 18 | 225 | 84
7249 | 0 | 38 | 3.3 | 0 | 21 | 190 | 95
7250 | 0 | 38 | 2.7 | 0 | 21 | 195 | 93
7251 | 0 | 33 | 2.7 | 0 | 18 | 200 | 95
7252 | 0 | 27 | 2.2 | 0 | 18 | 200 | 100
7253 | 0 | 27 | 2.2 | 0 | 18 | 205 | 100
7254 | 0 | 22 | 2.7 | 0 | 15 | 205 | 95
7255 | 0 | 22 | 3.8 | 0 | 15 | 205 | 98
7256 | 0 | 27 | 5 | 0 | 18 | 200 | 95
7257 | 41 | 38 | 6.1 | 0 | 21 | 195 | 95
7258 | 104 | 50 | 8.3 | 0 | 15 | 205 | 98
7259 | 102 | 61 | 9.4 | 148 | 15 | 210 | 92
7260 | 114 | 83 | 10 | 296 | 23 | 220 | 81
7261 | 116 | 94 | 9.4 | 309 | 26 | 220 | 78
7262 | 111 | 100 | 10 | 318 | 26 | 215 | 77
7263 | 107 | 94 | 8.8 | 0 | 23 | 225 | 70
7264 | 72 | 100 | 6.6 | 72 | 28 | 220 | 69
7265 | 15 | 88 | 6.1 | 0 | 41 | 205 | 67
7266 | 0 | 66 | 6.1 | 0 | 31 | 185 | 76
7267 | 0 | 61 | 6.6 | 0 | 15 | 170 | 79
7268 | 0 | 61 | 6.6 | 0 | 21 | 175 | 80
7269 | 0 | 66 | 6.1 | 0 | 23 | 180 | 82
7270 | 0 | 66 | 6.1 | 0 | 23 | 180 | 86
7271 | 0 | 61 | 6.1 | 0 | 26 | 160 | 90
7272 | 0 | 61 | 6.1 | 0 | 31 | 145 | 88
7273 | 0 | 61 | 6.1 | 0 | 36 | 145 | 90
7274 | 0 | 61 | 6.1 | 0 | 36 | 140 | 91
7275 | 0 | 61 | 6.6 | 0 | 36 | 130 | 90
7276 | 0 | 61 | 7.2 | 0 | 41 | 120 | 91
7277 | 0 | 66 | 7.2 | 0 | 51 | 125 | 95
7278 | 0 | 72 | 6.6 | 0 | 49 | 160 | 95
7279 | 0 | 72 | 6.6 | 0 | 28 | 190 | 88
7280 | 0 | 66 | 7.2 | 0 | 18 | 195 | 93
7281 | 31 | 66 | 7.7 | 0 | 21 | 200 | 97
7282 | 82 | 72 | 7.7 | 0 | 26 | 205 | 93
7283 | 119 | 77 | 7.7 | 0 | 36 | 220 | 87
7284 | 145 | 77 | 7.2 | 0 | 39 | 235 | 86
7285 | 115 | 77 | 7.7 | 243 | 41 | 250 | 82
7286 | 135 | 72 | 7.7 | 0 | 41 | 275 | 85
7287 | 104 | 77 | 7.7 | 0 | 36 | 290 | 86
7288 | 59 | 77 | 7.7 | 0 | 44 | 295 | 89
7289 | 9 | 77 | 7.7 | 0 | 51 | 305 | 89
7290 | 0 | 77 | 7.7 | 0 | 64 | 300 | 88
7291 | 0 | 77 | 7.7 | 0 | 72 | 295 | 85
7292 | 0 | 77 | 7.7 | 0 | 70 | 295 | 80
7293 | 0 | 77 | 7.2 | 0 | 70 | 290 | 78
7294 | 0 | 77 | 6.6 | 0 | 59 | 280 | 77
7295 | 0 | 72 | 6.1 | 0 | 49 | 270 | 82
7296 | 0 | 66 | 5 | 0 | 49 | 270 | 87
7297 | 0 | 61 | 4.4 | 0 | 49 | 265 | 86
7298 | 0 | 50 | 4.4 | 0 | 44 | 260 | 88
7299 | 0 | 44 | 5 | 0 | 36 | 255 | 89
7300 | 0 | 44 | 3.8 | 0 | 31 | 235 | 91
7301 | 0 | 50 | 3.3 | 0 | 31 | 230 | 92
7302 | 0 | 38 | 3.3 | 0 | 26 | 230 | 87
7303 | 0 | 33 | 3.3 | 0 | 21 | 205 | 90
7304 | 0 | 33 | 3.8 | 0 | 21 | 190 | 92
7305 | 22 | 33 | 4.4 | 0 | 18 | 185 | 92
7306 | 56 | 38 | 5.5 | 0 | 15 | 165 | 93
7307 | 85 | 44 | 6.1 | 0 | 23 | 145 | 83
7308 | 100 | 55 | 5.5 | 0 | 31 | 140 | 87
7309 | 104 | 61 | 6.6 | 0 | 36 | 120 | 89
7310 | 94 | 55 | 6.6 | 0 | 46 | 110 | 91
7311 | 72 | 66 | 7.2 | 0 | 59 | 125 | 90
7312 | 41 | 66 | 8.8 | 0 | 57 | 130 | 89
7313 | 6 | 72 | 8.8 | 0 | 41 | 145 | 96
7314 | 0 | 88 | 8.3 | 0 | 51 | 170 | 92
7315 | 0 | 88 | 7.7 | 0 | 59 | 200 | 85
7316 | 0 | 83 | 6.1 | 0 | 57 | 215 | 87
7317 | 0 | 77 | 5.5 | 0 | 57 | 210 | 79
7318 | 0 | 61 | 5 | 0 | 49 | 200 | 84
7319 | 0 | 55 | 5 | 0 | 44 | 185 | 83
7320 | 0 | 50 | 5 | 0 | 44 | 180 | 83
7321 | 0 | 50 | 5.5 | 0 | 44 | 170 | 83
7322 | 0 | 50 | 6.6 | 0 | 44 | 160 | 85
7323 | 0 | 55 | 6.6 | 0 | 46 | 155 | 84
7324 | 0 | 66 | 6.6 | 0 | 54 | 160 | 87
7325 | 0 | 66 | 6.6 | 0 | 57 | 165 | 87
7326 | 0 | 66 | 6.1 | 0 | 54 | 160 | 87
7327 | 0 | 66 | 7.7 | 0 | 62 | 160 | 90
7328 | 0 | 61 | 7.7 | 0 | 70 | 155 | 83
7329 | 25 | 77 | 7.2 | 0 | 67 | 150 | 93
7330 | 88 | 77 | 8.3 | 0 | 62 | 175 | 93
7331 | 132 | 72 | 8.8 | 0 | 59 | 195 | 90
7332 | 110 | 83 | 8.3 | 216 | 57 | 180 | 78
7333 | 107 | 88 | 7.7 | 140 | 57 | 165 | 74
7334 | 101 | 83 | 7.7 | 127 | 51 | 160 | 73
7335 | 69 | 77 | 7.2 | 0 | 59 | 185 | 84
7336 | 37 | 77 | 6.6 | 0 | 75 | 210 | 76
7337 | 3 | 72 | 6.1 | 0 | 75 | 215 | 79
7338 | 0 | 66 | 5.5 | 0 | 62 | 230 | 80
7339 | 0 | 61 | 6.1 | 0 | 44 | 230 | 81
7340 | 0 | 55 | 6.1 | 0 | 36 | 220 | 88
7341 | 0 | 61 | 6.1 | 0 | 39 | 220 | 85
7342 | 0 | 61 | 6.1 | 0 | 41 | 220 | 85
7343 | 0 | 61 | 6.1 | 0 | 44 | 215 | 86
7344 | 0 | 61 | 5.5 | 0 | 46 | 210 | 83
7345 | 0 | 61 | 6.1 | 0 | 46 | 210 | 82
7346 | 0 | 55 | 6.1 | 0 | 46 | 210 | 82
7347 | 0 | 61 | 6.6 | 0 | 46 | 215 | 85
7348 | 0 | 61 | 7.2 | 0 | 51 | 225 | 79
7349 | 0 | 66 | 7.2 | 0 | 59 | 230 | 78
7350 | 0 | 72 | 7.2 | 0 | 62 | 230 | 77
7351 | 0 | 72 | 7.2 | 0 | 59 | 230 | 74
7352 | 0 | 72 | 7.7 | 0 | 57 | 225 | 82
7353 | 18 | 72 | 8.3 | 0 | 59 | 220 | 79
7354 | 53 | 77 | 8.8 | 0 | 62 | 220 | 76
7355 | 107 | 83 | 8.8 | 0 | 64 | 220 | 77
7356 | 97 | 88 | 9.4 | 0 | 70 | 220 | 73
7357 | 135 | 88 | 9.4 | 0 | 72 | 220 | 72
7358 | 145 | 94 | 8.8 | 0 | 72 | 220 | 67
7359 | 110 | 94 | 7.7 | 0 | 72 | 220 | 63
7360 | 75 | 88 | 7.2 | 0 | 67 | 220 | 64
7361 | 3 | 77 | 6.6 | 0 | 57 | 210 | 71
7362 | 0 | 72 | 6.1 | 0 | 46 | 195 | 72
7363 | 0 | 66 | 5.5 | 0 | 33 | 180 | 74
7364 | 0 | 61 | 5.5 | 0 | 21 | 165 | 74
7365 | 0 | 55 | 5.5 | 0 | 21 | 155 | 78
7366 | 0 | 55 | 5.5 | 0 | 23 | 150 | 88
7367 | 0 | 55 | 5.5 | 0 | 18 | 145 | 93
7368 | 0 | 55 | 6.1 | 0 | 13 | 155 | 94
7369 | 0 | 55 | 5.5 | 0 | 13 | 170 | 94
7370 | 0 | 61 | 5.5 | 0 | 10 | 165 | 93
7371 | 0 | 55 | 5 | 0 | 5 | 105 | 95
7372 | 0 | 55 | 5.5 | 0 | 8 | 50 | 95
7373 | 0 | 50 | 5.5 | 0 | 13 | 60 | 97
7374 | 0 | 55 | 5.5 | 0 | 18 | 65 | 95
7375 | 0 | 55 | 5.5 | 0 | 21 | 45 | 96
7376 | 0 | 55 | 5.5 | 0 | 28 | 25 | 97
7377 | 15 | 55 | 5.5 | 0 | 33 | 20 | 96
7378 | 53 | 55 | 5.5 | 0 | 33 | 20 | 94
7379 | 78 | 55 | 6.1 | 0 | 41 | 25 | 93
7380 | 94 | 55 | 6.1 | 0 | 46 | 25 | 91
7381 | 100 | 61 | 6.6 | 0 | 44 | 20 | 90
7382 | 91 | 61 | 8.3 | 0 | 39 | 20 | 93
7383 | 69 | 66 | 8.8 | 0 | 33 | 15 | 90
7384 | 34 | 83 | 8.3 | 0 | 28 | 10 | 93
7385 | 3 | 88 | 8.3 | 0 | 26 | 15 | 93
7386 | 0 | 83 | 8.8 | 0 | 18 | 20 | 93
7387 | 0 | 83 | 7.7 | 0 | 8 | 20 | 91
7388 | 0 | 88 | 8.3 | 0 | 5 | 85 | 95
7389 | 0 | 77 | 7.2 | 0 | 8 | 180 | 94
7390 | 0 | 83 | 7.2 | 0 | 21 | 210 | 93
7391 | 0 | 72 | 7.2 | 0 | 26 | 215 | 91
7392 | 0 | 72 | 6.1 | 0 | 23 | 215 | 87
7393 | 0 | 72 | 6.1 | 0 | 26 | 215 | 87
7394 | 0 | 61 | 5.5 | 0 | 28 | 260 | 86
7395 | 0 | 61 | 5 | 0 | 31 | 295 | 85
7396 | 0 | 55 | 4.4 | 0 | 33 | 290 | 82
7397 | 0 | 50 | 4.4 | 0 | 36 | 290 | 83
7398 | 0 | 44 | 4.4 | 0 | 33 | 290 | 83
7399 | 0 | 44 | 3.8 | 0 | 31 | 280 | 78
7400 | 0 | 44 | 4.4 | 0 | 28 | 260 | 78
7401 | 15 | 38 | 4.4 | 0 | 28 | 250 | 80
7402 | 50 | 44 | 5 | 0 | 31 | 245 | 80
7403 | 78 | 44 | 5.5 | 0 | 33 | 240 | 88
7404 | 94 | 50 | 5.5 | 0 | 39 | 240 | 86
7405 | 97 | 55 | 5.5 | 0 | 44 | 240 | 83
7406 | 88 | 55 | 5 | 0 | 49 | 240 | 81
7407 | 66 | 55 | 5 | 0 | 49 | 240 | 85
7408 | 34 | 50 | 4.4 | 0 | 51 | 245 | 81
7409 | 3 | 50 | 3.8 | 0 | 54 | 245 | 79
7410 | 0 | 44 | 4.4 | 0 | 51 | 235 | 84
7411 | 0 | 38 | 5 | 0 | 46 | 235 | 89
7412 | 0 | 44 | 5 | 0 | 44 | 255 | 90
7413 | 0 | 50 | 5 | 0 | 51 | 275 | 88
7414 | 0 | 50 | 4.4 | 0 | 54 | 275 | 81
7415 | 0 | 50 | 4.4 | 0 | 54 | 270 | 81
7416 | 0 | 44 | 3.8 | 0 | 57 | 265 | 81
7417 | 0 | 44 | 4.4 | 0 | 54 | 260 | 85
7418 | 0 | 38 | 4.4 | 0 | 54 | 255 | 86
7419 | 0 | 44 | 4.4 | 0 | 57 | 245 | 81
7420 | 0 | 44 | 5 | 0 | 62 | 240 | 76
7421 | 0 | 44 | 5.5 | 0 | 67 | 245 | 72
7422 | 0 | 50 | 5.5 | 0 | 64 | 245 | 69
7423 | 0 | 55 | 5.5 | 0 | 62 | 240 | 71
7424 | 0 | 55 | 5 | 0 | 62 | 240 | 67
7425 | 15 | 55 | 5.5 | 0 | 62 | 240 | 71
7426 | 50 | 50 | 6.1 | 0 | 59 | 240 | 70
7427 | 104 | 55 | 7.2 | 0 | 57 | 235 | 73
7428 | 94 | 61 | 7.2 | 0 | 57 | 230 | 73
7429 | 97 | 72 | 7.2 | 0 | 57 | 230 | 73
7430 | 88 | 72 | 7.2 | 0 | 57 | 230 | 70
7431 | 66 | 72 | 6.6 | 0 | 57 | 225 | 68
7432 | 34 | 72 | 6.6 | 0 | 57 | 225 | 65
7433 | 0 | 66 | 6.1 | 0 | 54 | 225 | 65
7434 | 0 | 66 | 5.5 | 0 | 49 | 220 | 70
7435 | 0 | 61 | 5 | 0 | 46 | 215 | 68
7436 | 0 | 55 | 4.4 | 0 | 49 | 210 | 70
7437 | 0 | 50 | 3.3 | 0 | 44 | 210 | 75
7438 | 0 | 44 | 2.7 | 0 | 36 | 205 | 75
7439 | 0 | 33 | 2.7 | 0 | 31 | 200 | 82
7440 | 0 | 27 | 2.2 | 0 | 26 | 205 | 83
7441 | 0 | 27 | 1.6 | 0 | 28 | 205 | 83
7442 | 0 | 22 | 1.6 | 0 | 26 | 190 | 84
7443 | 0 | 16 | 1.1 | 0 | 18 | 180 | 91
7444 | 0 | 16 | 1.1 | 0 | 10 | 185 | 91
7445 | 0 | 11 | 0.5 | 0 | 3 | 275 | 94
7446 | 0 | 11 | 0.5 | 0 | 3 | 30 | 94
7447 | 0 | 5 | 1.1 | 0 | 5 | 65 | 94
7448 | 0 | 5 | 2.7 | 0 | 3 | 35 | 94
7449 | 18 | 11 | 5.5 | 0 | 0 | 0 | 90
7450 | 63 | 27 | 6.6 | 0 | 3 | 85 | 93
7451 | 100 | 55 | 7.7 | 0 | 21 | 160 | 91
7452 | 123 | 66 | 8.8 | 0 | 31 | 145 | 83
7453 | 151 | 77 | 8.3 | 0 | 33 | 140 | 75
7454 | 85 | 88 | 8.8 | 0 | 39 | 145 | 75
7455 | 85 | 83 | 7.7 | 0 | 39 | 150 | 73
7456 | 31 | 88 | 6.1 | 0 | 36 | 155 | 67
7457 | 0 | 77 | 5.5 | 0 | 31 | 140 | 69
7458 | 0 | 61 | 5 | 0 | 28 | 120 | 67
7459 | 0 | 55 | 4.4 | 0 | 23 | 115 | 72
7460 | 0 | 50 | 4.4 | 0 | 21 | 100 | 78
7461 | 0 | 44 | 2.7 | 0 | 23 | 85 | 85
7462 | 0 | 44 | 1.6 | 0 | 28 | 75 | 88
7463 | 0 | 27 | 1.6 | 0 | 26 | 60 | 92
7464 | 0 | 16 | 3.3 | 0 | 18 | 50 | 92
7465 | 0 | 16 | 1.6 | 0 | 15 | 50 | 92
7466 | 0 | 33 | 2.7 | 0 | 15 | 45 | 93
7467 | 0 | 16 | -0.3 | 0 | 13 | 45 | 100
7468 | 0 | 27 | 0 | 0 | 15 | 45 | 97
7469 | 0 | -3 | 0 | 0 | 18 | 40 | 97
7470 | 0 | 0 | 0.5 | 0 | 13 | 45 | 92
7471 | 0 | 0 | 1.1 | 0 | 10 | 55 | 97
7472 | 0 | 5 | 1.1 | 0 | 8 | 45 | 100
7473 | 18 | 11 | 4.4 | 0 | 5 | 35 | 100
7474 | 74 | 11 | 7.2 | 73 | 8 | 30 | 100
7475 | 95 | 44 | 9.4 | 161 | 10 | 95 | 95
7476 | 106 | 72 | 10 | 250 | 8 | 185 | 100
7477 | 108 | 94 | 10 | 265 | 5 | 190 | 98
7478 | 103 | 100 | 10 | 237 | 13 | 120 | 95
7479 | 89 | 100 | 7.2 | 172 | 33 | 65 | 71
7480 | 61 | 100 | 6.1 | 41 | 46 | 65 | 68
7481 | 3 | 72 | 6.1 | 0 | 39 | 60 | 64
7482 | 0 | 61 | 4.4 | 0 | 31 | 55 | 70
7483 | 0 | 61 | 3.8 | 0 | 28 | 60 | 71
7484 | 0 | 44 | 2.7 | 0 | 15 | 55 | 75
7485 | 0 | 38 | 2.7 | 0 | 5 | 35 | 86
7486 | 0 | 27 | 3.3 | 0 | 3 | 15 | 89
7487 | 0 | 27 | 2.2 | 0 | 0 | 0 | 96
7488 | 0 | 33 | 3.8 | 0 | 0 | 0 | 95
7489 | 0 | 22 | 3.3 | 0 | 0 | 0 | 98
7490 | 0 | 38 | 2.7 | 0 | 5 | 85 | 96
7491 | 0 | 33 | 2.7 | 0 | 8 | 185 | 100
7492 | 0 | 27 | 2.7 | 0 | 3 | 280 | 98
7493 | 0 | 27 | 2.7 | 0 | 3 | 275 | 98
7494 | 0 | 27 | 2.2 | 0 | 5 | 195 | 98
7495 | 0 | 27 | 2.7 | 0 | 5 | 245 | 100
7496 | 0 | 22 | 3.3 | 0 | 3 | 325 | 96
7497 | 12 | 27 | 4.4 | 0 | 0 | 0 | 93
7498 | 44 | 33 | 5.5 | 0 | 0 | 0 | 94
7499 | 72 | 44 | 5.5 | 0 | 5 | 275 | 91
7500 | 88 | 55 | 5.5 | 0 | 13 | 195 | 90
7501 | 91 | 55 | 6.1 | 0 | 18 | 205 | 94
7502 | 82 | 55 | 6.6 | 0 | 23 | 220 | 94
7503 | 59 | 61 | 6.6 | 0 | 33 | 225 | 93
7504 | 28 | 66 | 5.5 | 0 | 41 | 225 | 92
7505 | 0 | 66 | 5.5 | 0 | 31 | 230 | 89
7506 | 0 | 55 | 5 | 0 | 18 | 230 | 89
7507 | 0 | 55 | 5 | 0 | 15 | 235 | 88
7508 | 0 | 50 | 5 | 0 | 13 | 240 | 91
7509 | 0 | 50 | 4.4 | 0 | 10 | 240 | 92
7510 | 0 | 50 | 3.8 | 0 | 15 | 240 | 90
7511 | 0 | 44 | 3.3 | 0 | 23 | 240 | 87
7512 | 0 | 38 | 3.3 | 0 | 26 | 235 | 84
7513 | 0 | 33 | 2.7 | 0 | 26 | 230 | 85
7514 | 0 | 33 | 3.3 | 0 | 18 | 220 | 90
7515 | 0 | 27 | 3.8 | 0 | 10 | 220 | 91
7516 | 0 | 33 | 3.8 | 0 | 13 | 220 | 91
7517 | 0 | 38 | 3.8 | 0 | 13 | 205 | 93
7518 | 0 | 38 | 3.8 | 0 | 13 | 195 | 91
7519 | 0 | 38 | 3.8 | 0 | 15 | 185 | 95
7520 | 0 | 38 | 4.4 | 0 | 18 | 190 | 93
7521 | 9 | 38 | 4.4 | 0 | 15 | 200 | 95
7522 | 44 | 44 | 5.5 | 0 | 10 | 190 | 96
7523 | 72 | 44 | 6.6 | 0 | 15 | 195 | 92
7524 | 116 | 55 | 7.7 | 0 | 13 | 215 | 89
7525 | 123 | 66 | 8.3 | 0 | 5 | 180 | 86
7526 | 110 | 77 | 8.3 | 0 | 8 | 155 | 85
7527 | 78 | 83 | 7.2 | 0 | 18 | 190 | 78
7528 | 37 | 83 | 6.6 | 0 | 28 | 210 | 76
7529 | 0 | 72 | 6.6 | 0 | 31 | 200 | 76
7530 | 0 | 66 | 6.6 | 0 | 28 | 185 | 80
7531 | 0 | 66 | 6.6 | 0 | 28 | 180 | 83
7532 | 0 | 66 | 7.2 | 0 | 31 | 180 | 82
7533 | 0 | 66 | 7.7 | 0 | 28 | 180 | 82
7534 | 0 | 72 | 7.2 | 0 | 36 | 185 | 82
7535 | 0 | 77 | 7.7 | 0 | 49 | 190 | 82
7536 | 0 | 72 | 7.7 | 0 | 54 | 190 | 81
7537 | 0 | 77 | 8.8 | 0 | 62 | 195 | 80
7538 | 0 | 77 | 9.4 | 0 | 64 | 200 | 81
7539 | 0 | 88 | 9.4 | 0 | 67 | 200 | 83
7540 | 0 | 94 | 10 | 0 | 70 | 200 | 86
7541 | 0 | 94 | 10 | 0 | 64 | 205 | 89
7542 | 0 | 100 | 10.5 | 0 | 59 | 210 | 90
7543 | 0 | 100 | 10.5 | 0 | 54 | 210 | 90
7544 | 0 | 105 | 11.1 | 0 | 51 | 215 | 93
7545 | 9 | 105 | 12.2 | 0 | 51 | 220 | 93
7546 | 56 | 111 | 12.7 | 0 | 49 | 225 | 90
7547 | 69 | 122 | 13.3 | 0 | 51 | 230 | 85
7548 | 105 | 127 | 13.8 | 245 | 57 | 225 | 82
7549 | 106 | 133 | 14.4 | 241 | 57 | 210 | 79
7550 | 101 | 138 | 14.4 | 213 | 59 | 205 | 80
7551 | 86 | 144 | 12.7 | 152 | 67 | 215 | 71
7552 | 59 | 144 | 12.2 | 0 | 70 | 220 | 75
7553 | 0 | 127 | 12.2 | 0 | 64 | 220 | 78
7554 | 0 | 122 | 12.2 | 0 | 57 | 220 | 80
7555 | 0 | 122 | 11.6 | 0 | 54 | 215 | 81
7556 | 0 | 122 | 11.6 | 0 | 57 | 215 | 81
7557 | 0 | 116 | 11.1 | 0 | 54 | 220 | 83
7558 | 0 | 116 | 10.5 | 0 | 46 | 220 | 84
7559 | 0 | 111 | 9.4 | 0 | 39 | 220 | 87
7560 | 0 | 105 | 8.3 | 0 | 33 | 225 | 84
7561 | 0 | 94 | 7.7 | 0 | 28 | 225 | 86
7562 | 0 | 83 | 7.7 | 0 | 21 | 235 | 85
7563 | 0 | 77 | 7.2 | 0 | 21 | 245 | 86
7564 | 0 | 77 | 7.2 | 0 | 26 | 245 | 84
7565 | 0 | 72 | 7.2 | 0 | 23 | 245 | 80
7566 | 0 | 72 | 6.6 | 0 | 18 | 220 | 80
7567 | 0 | 72 | 7.2 | 0 | 15 | 205 | 84
7568 | 0 | 66 | 7.2 | 0 | 13 | 195 | 85
7569 | 9 | 72 | 7.2 | 0 | 13 | 195 | 85
7570 | 66 | 72 | 7.2 | 0 | 13 | 195 | 85
7571 | 110 | 72 | 8.3 | 0 | 15 | 200 | 85
7572 | 135 | 72 | 8.3 | 0 | 21 | 230 | 78
7573 | 104 | 83 | 8.3 | 193 | 23 | 250 | 73
7574 | 99 | 83 | 7.2 | 170 | 21 | 260 | 79
7575 | 84 | 83 | 6.6 | 109 | 13 | 260 | 76
7576 | 47 | 72 | 5.5 | 0 | 13 | 265 | 75
7577 | 0 | 66 | 5 | 0 | 10 | 255 | 70
7578 | 0 | 55 | 5 | 0 | 5 | 235 | 70
7579 | 0 | 50 | 5 | 0 | 5 | 200 | 80
7580 | 0 | 50 | 4.4 | 0 | 5 | 175 | 89
7581 | 0 | 50 | 4.4 | 0 | 5 | 170 | 92
7582 | 0 | 44 | 2.7 | 0 | 8 | 165 | 90
7583 | 0 | 44 | 2.7 | 0 | 8 | 165 | 93
7584 | 0 | 27 | 2.7 | 0 | 5 | 180 | 91
7585 | 0 | 27 | 2.7 | 0 | 5 | 190 | 88
7586 | 0 | 27 | 3.3 | 0 | 8 | 185 | 91
7587 | 0 | 27 | 3.3 | 0 | 8 | 180 | 91
7588 | 0 | 33 | 3.8 | 0 | 3 | 85 | 95
7589 | 0 | 33 | 5 | 0 | 3 | 290 | 97
7590 | 0 | 38 | 5.5 | 0 | 3 | 290 | 95
7591 | 0 | 50 | 6.6 | 0 | 3 | 90 | 98
7592 | 0 | 55 | 7.7 | 0 | 15 | 175 | 97
7593 | 6 | 66 | 8.3 | 0 | 28 | 175 | 99
7594 | 41 | 77 | 9.4 | 0 | 31 | 185 | 97
7595 | 66 | 83 | 10.5 | 0 | 31 | 190 | 96
7596 | 82 | 94 | 10 | 0 | 39 | 190 | 94
7597 | 88 | 105 | 10 | 0 | 46 | 185 | 88
7598 | 78 | 100 | 10 | 0 | 46 | 185 | 90
7599 | 56 | 100 | 10 | 0 | 46 | 190 | 90
7600 | 25 | 100 | 9.4 | 0 | 39 | 185 | 92
7601 | 0 | 100 | 9.4 | 0 | 31 | 175 | 91
7602 | 0 | 94 | 8.8 | 0 | 31 | 165 | 90
7603 | 0 | 94 | 8.8 | 0 | 36 | 165 | 92
7604 | 0 | 88 | 8.8 | 0 | 33 | 175 | 94
7605 | 0 | 88 | 8.8 | 0 | 26 | 170 | 95
7606 | 0 | 88 | 8.8 | 0 | 26 | 170 | 97
7607 | 0 | 88 | 8.8 | 0 | 28 | 170 | 96
7608 | 0 | 88 | 9.4 | 0 | 26 | 175 | 95
7609 | 0 | 88 | 8.8 | 0 | 26 | 190 | 95
7610 | 0 | 94 | 8.8 | 0 | 28 | 180 | 95
7611 | 0 | 88 | 8.8 | 0 | 26 | 175 | 95
7612 | 0 | 88 | 8.8 | 0 | 31 | 180 | 95
7613 | 0 | 88 | 8.8 | 0 | 31 | 180 | 95
7614 | 0 | 88 | 8.8 | 0 | 28 | 180 | 96
7615 | 0 | 88 | 8.8 | 0 | 31 | 185 | 95
7616 | 0 | 88 | 8.8 | 0 | 26 | 190 | 95
7617 | 6 | 88 | 7.7 | 0 | 21 | 190 | 97
7618 | 37 | 88 | 8.8 | 0 | 23 | 215 | 90
7619 | 66 | 77 | 8.8 | 0 | 23 | 225 | 88
7620 | 82 | 88 | 8.8 | 0 | 18 | 205 | 85
7621 | 85 | 88 | 9.4 | 0 | 18 | 200 | 87
7622 | 75 | 88 | 9.4 | 0 | 23 | 205 | 88
7623 | 53 | 94 | 8.3 | 0 | 31 | 210 | 86
7624 | 31 | 94 | 7.2 | 0 | 33 | 210 | 86
7625 | 0 | 83 | 6.1 | 0 | 31 | 210 | 84
7626 | 0 | 72 | 6.1 | 0 | 28 | 205 | 83
7627 | 0 | 61 | 6.1 | 0 | 26 | 205 | 87
7628 | 0 | 61 | 5.5 | 0 | 26 | 215 | 86
7629 | 0 | 61 | 5.5 | 0 | 23 | 215 | 79
7630 | 0 | 55 | 5 | 0 | 23 | 205 | 83
7631 | 0 | 55 | 3.8 | 0 | 28 | 200 | 84
7632 | 0 | 50 | 3.3 | 0 | 23 | 200 | 85
7633 | 0 | 38 | 2.7 | 0 | 15 | 195 | 8
7634 | 0 | 33 | 2.7 | 0 | 15 | 190 | 89
7635 | 0 | 27 | 2.7 | 0 | 15 | 190 | 89
7636 | 0 | 27 | 2.7 | 0 | 15 | 195 | 87
7637 | 0 | 27 | 2.7 | 0 | 13 | 195 | 87
7638 | 0 | 27 | 1.6 | 0 | 13 | 190 | 90
7639 | 0 | 27 | 1.6 | 0 | 13 | 190 | 89
7640 | 0 | 16 | 2.2 | 0 | 8 | 190 | 95
7641 | 12 | 16 | 3.3 | 0 | 5 | 175 | 100
7642 | 68 | 22 | 5.5 | 69 | 8 | 175 | 96
7643 | 91 | 33 | 6.6 | 181 | 13 | 200 | 95
7644 | 101 | 55 | 7.7 | 231 | 21 | 215 | 94
7645 | 103 | 66 | 7.7 | 237 | 31 | 225 | 84
7646 | 100 | 77 | 7.2 | 0 | 41 | 230 | 73
7647 | 82 | 77 | 6.1 | 139 | 49 | 230 | 71
7648 | 50 | 72 | 5.5 | 0 | 49 | 230 | 70
7649 | 0 | 61 | 5.5 | 0 | 39 | 225 | 68
7650 | 0 | 55 | 3.8 | 0 | 31 | 215 | 78
7651 | 0 | 55 | 3.3 | 0 | 31 | 205 | 82
7652 | 0 | 38 | 2.7 | 0 | 36 | 200 | 83
7653 | 0 | 33 | 2.7 | 0 | 44 | 195 | 86
7654 | 0 | 27 | 3.3 | 0 | 41 | 190 | 89
7655 | 0 | 27 | 3.8 | 0 | 39 | 190 | 89
7656 | 0 | 33 | 4.4 | 0 | 41 | 195 | 86
7657 | 0 | 38 | 3.8 | 0 | 33 | 200 | 88
7658 | 0 | 44 | 4.4 | 0 | 26 | 200 | 91
7659 | 0 | 38 | 4.4 | 0 | 21 | 200 | 88
7660 | 0 | 44 | 4.4 | 0 | 15 | 225 | 89
7661 | 0 | 44 | 4.4 | 0 | 18 | 275 | 88
7662 | 0 | 44 | 3.8 | 0 | 26 | 310 | 88
7663 | 0 | 44 | 4.4 | 0 | 33 | 320 | 86
7664 | 0 | 38 | 5.5 | 0 | 31 | 315 | 83
7665 | 6 | 44 | 5.5 | 0 | 28 | 310 | 86
7666 | 37 | 55 | 6.1 | 0 | 31 | 325 | 92
7667 | 63 | 55 | 6.1 | 0 | 41 | 340 | 91
7668 | 78 | 61 | 6.1 | 0 | 54 | 345 | 90
7669 | 110 | 61 | 6.1 | 0 | 59 | 350 | 84
7670 | 119 | 61 | 6.1 | 0 | 62 | 350 | 80
7671 | 82 | 61 | 4.4 | 139 | 54 | 350 | 76
7672 | 59 | 61 | 3.3 | 158 | 49 | 350 | 72
7673 | 0 | 44 | 2.7 | 0 | 49 | 350 | 69
7674 | 0 | 33 | 2.2 | 0 | 41 | 345 | 68
7675 | 0 | 27 | 1.1 | 0 | 36 | 335 | 69
7676 | 0 | 22 | 1.1 | 0 | 28 | 340 | 72
7677 | 0 | 11 | 0.5 | 0 | 23 | 355 | 73
7678 | 0 | 11 | 0.5 | 0 | 26 | 5 | 71
7679 | 0 | 5 | 0 | 0 | 21 | 355 | 72
7680 | 0 | 5 | 0 | 0 | 15 | 335 | 73
7681 | 0 | 0 | 0 | 0 | 10 | 320 | 79
7682 | 0 | 0 | 0 | 0 | 8 | 340 | 85
7683 | 0 | 0 | -0.3 | 0 | 8 | 0 | 85
7684 | 0 | 0 | -0.3 | 0 | 5 | 340 | 88
7685 | 0 | -3 | 0 | 0 | 5 | 335 | 90
7686 | 0 | -3 | -0.3 | 0 | 5 | 250 | 90
7687 | 0 | 0 | -0.3 | 0 | 3 | 80 | 95
7688 | 0 | -3 | 0.5 | 0 | 5 | 350 | 97
7689 | 15 | -3 | 1.6 | 0 | 8 | 340 | 97
7690 | 67 | 5 | 3.3 | 341 | 13 | 355 | 92
7691 | 80 | 16 | 5 | 562 | 18 | 20 | 81
7692 | 84 | 33 | 6.6 | 655 | 23 | 25 | 76
7693 | 84 | 50 | 6.6 | 673 | 31 | 25 | 71
7694 | 82 | 66 | 6.1 | 629 | 28 | 25 | 67
7695 | 81 | 66 | 4.4 | 109 | 31 | 20 | 67
7696 | 47 | 61 | 3.8 | 0 | 39 | 25 | 69
7697 | 0 | 44 | 2.2 | 0 | 36 | 25 | 70
7698 | 0 | 38 | 1.6 | 0 | 31 | 15 | 75
7699 | 0 | 22 | 1.6 | 0 | 33 | 15 | 76
7700 | 0 | 16 | 1.6 | 0 | 31 | 20 | 76
7701 | 0 | 16 | 1.1 | 0 | 18 | 15 | 86
7702 | 0 | 16 | 1.1 | 0 | 21 | 5 | 89
7703 | 0 | 11 | 0 | 0 | 26 | 0 | 88
7704 | 0 | 11 | 0.5 | 0 | 26 | 10 | 91
7705 | 0 | 0 | 0.5 | 0 | 28 | 15 | 88
7706 | 0 | 5 | 0.5 | 0 | 15 | 5 | 91
7707 | 0 | 5 | 0.5 | 0 | 10 | 0 | 93
7708 | 0 | 5 | 0 | 0 | 15 | 0 | 95
7709 | 0 | 5 | 0 | 0 | 15 | 5 | 96
7710 | 0 | 0 | 0 | 0 | 10 | 5 | 98
7711 | 0 | 0 | 0 | 0 | 8 | 355 | 100
7712 | 0 | 0 | 0.5 | 0 | 13 | 350 | 93
7713 | 12 | 0 | 2.2 | 0 | 13 | 5 | 93
7714 | 68 | 5 | 4.4 | 318 | 10 | 15 | 93
7715 | 81 | 22 | 6.1 | 532 | 13 | 5 | 91
7716 | 86 | 44 | 6.6 | 626 | 21 | 15 | 88
7717 | 86 | 61 | 6.6 | 648 | 15 | 75 | 86
7718 | 82 | 66 | 6.6 | 616 | 5 | 155 | 86
7719 | 75 | 66 | 3.8 | 487 | 23 | 120 | 85
7720 | 56 | 66 | 3.8 | 147 | 39 | 50 | 75
7721 | 0 | 38 | 2.7 | 0 | 36 | 40 | 77
7722 | 0 | 38 | 1.6 | 0 | 33 | 30 | 80
7723 | 0 | 27 | 1.6 | 0 | 31 | 25 | 81
7724 | 0 | 16 | 1.1 | 0 | 33 | 20 | 84
7725 | 0 | 16 | 0.5 | 0 | 36 | 25 | 85
7726 | 0 | 11 | 1.6 | 0 | 28 | 30 | 91
7727 | 0 | 5 | 1.6 | 0 | 23 | 25 | 92
7728 | 0 | 16 | 2.2 | 0 | 23 | 20 | 94
7729 | 0 | 16 | 1.1 | 0 | 15 | 20 | 93
7730 | 0 | 22 | 2.2 | 0 | 15 | 20 | 95
7731 | 0 | 11 | 2.2 | 0 | 26 | 20 | 94
7732 | 0 | 22 | 1.6 | 0 | 26 | 20 | 94
7733 | 0 | 22 | 1.6 | 0 | 26 | 20 | 94
7734 | 0 | 16 | 0.5 | 0 | 31 | 20 | 94
7735 | 0 | 16 | 0 | 0 | 26 | 20 | 90
7736 | 0 | 5 | 0.5 | 0 | 21 | 20 | 90
7737 | 6 | 0 | 2.2 | 0 | 21 | 20 | 91
7738 | 59 | 5 | 5 | 0 | 21 | 20 | 90
7739 | 59 | 22 | 5.5 | 0 | 28 | 40 | 90
7740 | 75 | 50 | 6.1 | 0 | 46 | 60 | 86
7741 | 78 | 55 | 6.1 | 0 | 51 | 60 | 83
7742 | 69 | 61 | 6.1 | 0 | 49 | 55 | 80
7743 | 50 | 61 | 6.1 | 0 | 54 | 55 | 78
7744 | 18 | 61 | 6.1 | 0 | 54 | 55 | 81
7745 | 0 | 61 | 6.6 | 0 | 57 | 50 | 84
7746 | 0 | 61 | 6.6 | 0 | 59 | 55 | 83
7747 | 0 | 66 | 7.2 | 0 | 57 | 55 | 83
7748 | 0 | 66 | 7.2 | 0 | 62 | 50 | 84
7749 | 0 | 72 | 7.2 | 0 | 59 | 50 | 84
7750 | 0 | 72 | 7.2 | 0 | 51 | 55 | 83
7751 | 0 | 72 | 7.2 | 0 | 51 | 60 | 84
7752 | 0 | 72 | 7.2 | 0 | 46 | 60 | 83
7753 | 0 | 72 | 7.2 | 0 | 44 | 55 | 84
7754 | 0 | 72 | 6.6 | 0 | 44 | 50 | 83
7755 | 0 | 72 | 6.6 | 0 | 41 | 50 | 83
7756 | 0 | 66 | 6.6 | 0 | 41 | 55 | 83
7757 | 0 | 66 | 6.6 | 0 | 44 | 55 | 85
7758 | 0 | 66 | 6.6 | 0 | 49 | 50 | 88
7759 | 0 | 66 | 6.6 | 0 | 44 | 55 | 90
7760 | 0 | 66 | 7.2 | 0 | 33 | 50 | 92
7761 | 3 | 66 | 7.2 | 0 | 31 | 35 | 89
7762 | 31 | 72 | 7.7 | 0 | 33 | 30 | 89
7763 | 59 | 72 | 7.7 | 0 | 36 | 35 | 90
7764 | 75 | 77 | 7.7 | 0 | 33 | 45 | 90
7765 | 78 | 77 | 8.3 | 0 | 31 | 35 | 88
7766 | 91 | 77 | 8.3 | 0 | 31 | 20 | 87
7767 | 66 | 83 | 7.2 | 0 | 31 | 20 | 84
7768 | 25 | 83 | 5.5 | 0 | 33 | 25 | 81
7769 | 0 | 72 | 5 | 0 | 33 | 25 | 83
7770 | 0 | 55 | 5 | 0 | 31 | 20 | 82
7771 | 0 | 50 | 4.4 | 0 | 28 | 20 | 82
7772 | 0 | 50 | 3.8 | 0 | 31 | 15 | 84
7773 | 0 | 44 | 3.3 | 0 | 39 | 20 | 82
7774 | 0 | 38 | 2.7 | 0 | 39 | 35 | 83
7775 | 0 | 33 | 2.7 | 0 | 31 | 30 | 83
7776 | 0 | 27 | 2.2 | 0 | 28 | 5 | 85
7777 | 0 | 27 | 2.2 | 0 | 26 | 355 | 89
7778 | 0 | 22 | 2.2 | 0 | 23 | 0 | 89
7779 | 0 | 22 | 2.2 | 0 | 26 | 355 | 91
7780 | 0 | 22 | 1.6 | 0 | 31 | 355 | 90
7781 | 0 | 22 | 1.6 | 0 | 36 | 0 | 92
7782 | 0 | 16 | 3.3 | 0 | 31 | 0 | 92
7783 | 0 | 16 | 3.8 | 0 | 23 | 355 | 92
7784 | 0 | 33 | 4.4 | 0 | 21 | 350 | 92
7785 | 3 | 38 | 5.5 | 0 | 28 | 0 | 93
7786 | 31 | 44 | 6.1 | 0 | 41 | 10 | 95
7787 | 56 | 55 | 6.1 | 0 | 41 | 15 | 95
7788 | 72 | 61 | 7.2 | 0 | 36 | 20 | 89
7789 | 78 | 61 | 8.3 | 0 | 46 | 15 | 80
7790 | 110 | 72 | 8.3 | 0 | 51 | 10 | 79
7791 | 77 | 83 | 6.6 | 119 | 44 | 10 | 79
7792 | 52 | 83 | 5.5 | 109 | 44 | 10 | 81
7793 | 0 | 66 | 5 | 0 | 41 | 10 | 82
7794 | 0 | 55 | 4.4 | 0 | 33 | 10 | 85
7795 | 0 | 50 | 3.8 | 0 | 28 | 10 | 88
7796 | 0 | 44 | 3.3 | 0 | 26 | 20 | 90
7797 | 0 | 38 | 3.3 | 0 | 36 | 25 | 84
7798 | 0 | 33 | 2.7 | 0 | 44 | 25 | 84
7799 | 0 | 33 | 2.7 | 0 | 36 | 25 | 85
7800 | 0 | 27 | 2.2 | 0 | 28 | 25 | 86
7801 | 0 | 27 | 2.7 | 0 | 26 | 30 | 86
7802 | 0 | 22 | 2.7 | 0 | 23 | 25 | 86
7803 | 0 | 27 | 2.7 | 0 | 23 | 15 | 87
7804 | 0 | 27 | 5 | 0 | 21 | 10 | 88
7805 | 0 | 27 | 5.5 | 0 | 15 | 10 | 86
7806 | 0 | 50 | 6.6 | 0 | 10 | 5 | 89
7807 | 0 | 55 | 6.6 | 0 | 3 | 0 | 92
7808 | 0 | 66 | 6.6 | 0 | 0 | 0 | 93
7809 | 0 | 66 | 7.2 | 0 | 3 | 15 | 96
7810 | 28 | 66 | 7.2 | 0 | 3 | 15 | 97
7811 | 56 | 72 | 7.7 | 0 | 0 | 0 | 97
7812 | 72 | 72 | 7.7 | 0 | 23 | 40 | 92
7813 | 75 | 77 | 7.2 | 0 | 46 | 75 | 81
7814 | 66 | 77 | 7.2 | 0 | 44 | 60 | 80
7815 | 47 | 72 | 7.2 | 0 | 41 | 50 | 76
7816 | 18 | 72 | 6.6 | 0 | 41 | 50 | 78
7817 | 0 | 72 | 6.6 | 0 | 39 | 50 | 79
7818 | 0 | 66 | 6.6 | 0 | 28 | 55 | 85
7819 | 0 | 66 | 6.6 | 0 | 26 | 55 | 85
7820 | 0 | 66 | 6.6 | 0 | 36 | 55 | 88
7821 | 0 | 66 | 6.6 | 0 | 41 | 65 | 88
7822 | 0 | 66 | 6.6 | 0 | 33 | 70 | 88
7823 | 0 | 66 | 6.6 | 0 | 31 | 75 | 86
7824 | 0 | 66 | 6.6 | 0 | 33 | 85 | 88
7825 | 0 | 66 | 6.1 | 0 | 26 | 90 | 86
7826 | 0 | 66 | 6.1 | 0 | 26 | 85 | 89
7827 | 0 | 61 | 5.5 | 0 | 31 | 85 | 89
7828 | 0 | 61 | 5.5 | 0 | 28 | 95 | 90
7829 | 0 | 55 | 5.5 | 0 | 21 | 95 | 85
7830 | 0 | 55 | 5 | 0 | 15 | 75 | 88
7831 | 0 | 55 | 5 | 0 | 21 | 65 | 86
7832 | 0 | 50 | 5 | 0 | 23 | 65 | 89
7833 | 0 | 50 | 5.5 | 0 | 23 | 65 | 89
7834 | 28 | 50 | 5.5 | 0 | 21 | 70 | 86
7835 | 53 | 55 | 6.1 | 0 | 21 | 75 | 90
7836 | 72 | 55 | 6.1 | 0 | 26 | 80 | 87
7837 | 75 | 61 | 6.1 | 0 | 26 | 80 | 87
7838 | 66 | 61 | 6.1 | 0 | 26 | 85 | 87
7839 | 47 | 61 | 6.1 | 0 | 23 | 105 | 86
7840 | 15 | 61 | 6.1 | 0 | 23 | 100 | 86
7841 | 0 | 61 | 6.6 | 0 | 23 | 65 | 86
7842 | 0 | 61 | 6.1 | 0 | 23 | 55 | 88
7843 | 0 | 66 | 5 | 0 | 18 | 55 | 91
7844 | 0 | 61 | 5 | 0 | 13 | 65 | 90
7845 | 0 | 50 | 4.4 | 0 | 13 | 75 | 90
7846 | 0 | 50 | 4.4 | 0 | 10 | 65 | 91
7847 | 0 | 44 | 4.4 | 0 | 8 | 55 | 90
7848 | 0 | 44 | 4.4 | 0 | 5 | 40 | 90
7849 | 0 | 44 | 5 | 0 | 8 | 30 | 90
7850 | 0 | 44 | 5 | 0 | 15 | 40 | 92
7851 | 0 | 50 | 5 | 0 | 21 | 55 | 91
7852 | 0 | 50 | 5 | 0 | 23 | 65 | 89
7853 | 0 | 50 | 5 | 0 | 26 | 70 | 89
7854 | 0 | 50 | 5 | 0 | 28 | 70 | 91
7855 | 0 | 50 | 5 | 0 | 31 | 75 | 91
7856 | 0 | 50 | 5 | 0 | 23 | 85 | 92
7857 | 0 | 50 | 5 | 0 | 18 | 90 | 92
7858 | 28 | 50 | 5 | 0 | 21 | 85 | 92
7859 | 53 | 50 | 5.5 | 0 | 21 | 80 | 91
7860 | 69 | 50 | 5.5 | 0 | 21 | 80 | 89
7861 | 75 | 55 | 5 | 0 | 18 | 80 | 88
7862 | 66 | 55 | 5 | 0 | 18 | 105 | 85
7863 | 44 | 50 | 4.4 | 0 | 18 | 110 | 85
7864 | 15 | 50 | 4.4 | 0 | 15 | 95 | 83
7865 | 0 | 44 | 4.4 | 0 | 15 | 135 | 83
7866 | 0 | 44 | 3.8 | 0 | 21 | 160 | 83
7867 | 0 | 44 | 3.3 | 0 | 18 | 140 | 83
7868 | 0 | 38 | 2.7 | 0 | 13 | 125 | 84
7869 | 0 | 33 | 2.7 | 0 | 15 | 130 | 85
7870 | 0 | 27 | 2.7 | 0 | 18 | 145 | 86
7871 | 0 | 27 | 2.7 | 0 | 15 | 150 | 87
7872 | 0 | 27 | 2.7 | 0 | 10 | 175 | 87
7873 | 0 | 27 | 2.7 | 0 | 15 | 180 | 87
7874 | 0 | 27 | 2.7 | 0 | 15 | 155 | 87
7875 | 0 | 27 | 2.7 | 0 | 5 | 75 | 87
7876 | 0 | 27 | 2.7 | 0 | 3 | 45 | 87
7877 | 0 | 27 | 2.7 | 0 | 3 | 45 | 87
7878 | 0 | 27 | 2.7 | 0 | 0 | 0 | 89
7879 | 0 | 27 | 2.7 | 0 | 5 | 275 | 89
7880 | 0 | 27 | 2.7 | 0 | 13 | 195 | 87
7881 | 0 | 27 | 3.3 | 0 | 18 | 200 | 89
7882 | 25 | 27 | 3.8 | 0 | 21 | 185 | 89
7883 | 53 | 33 | 3.8 | 0 | 23 | 175 | 86
7884 | 69 | 38 | 4.4 | 0 | 23 | 190 | 85
7885 | 72 | 38 | 4.4 | 0 | 23 | 205 | 83
7886 | 66 | 44 | 5 | 0 | 31 | 215 | 81
7887 | 44 | 44 | 4.4 | 0 | 28 | 220 | 81
7888 | 15 | 50 | 4.4 | 0 | 21 | 220 | 84
7889 | 0 | 44 | 4.4 | 0 | 21 | 235 | 84
7890 | 0 | 44 | 4.4 | 0 | 23 | 270 | 84
7891 | 0 | 44 | 4.4 | 0 | 28 | 295 | 85
7892 | 0 | 44 | 4.4 | 0 | 28 | 300 | 89
7893 | 0 | 44 | 3.8 | 0 | 26 | 300 | 89
7894 | 0 | 44 | 3.8 | 0 | 31 | 300 | 88
7895 | 0 | 38 | 3.8 | 0 | 36 | 305 | 88
7896 | 0 | 38 | 3.8 | 0 | 31 | 305 | 84
7897 | 0 | 38 | 2.7 | 0 | 28 | 300 | 80
7898 | 0 | 38 | 2.7 | 0 | 31 | 295 | 75
7899 | 0 | 27 | 1.6 | 0 | 31 | 290 | 73
7900 | 0 | 27 | 0.5 | 0 | 28 | 285 | 75
7901 | 0 | 16 | 0 | 0 | 26 | 275 | 80
7902 | 0 | 5 | 0 | 0 | 18 | 260 | 82
7903 | 0 | 0 | 0 | 0 | 8 | 235 | 88
7904 | 0 | 0 | 0 | 0 | 8 | 215 | 90
7905 | 0 | 0 | 1.1 | 0 | 15 | 205 | 94
7906 | 61 | 0 | 2.2 | 194 | 23 | 205 | 94
7907 | 74 | 11 | 3.3 | 504 | 21 | 225 | 92
7908 | 82 | 22 | 3.3 | 595 | 13 | 250 | 87
7909 | 82 | 33 | 3.8 | 616 | 13 | 260 | 84
7910 | 79 | 33 | 2.7 | 577 | 15 | 255 | 80
7911 | 74 | 38 | 1.6 | 96 | 21 | 275 | 79
7912 | 31 | 27 | 1.6 | 0 | 23 | 295 | 73
7913 | 0 | 16 | 1.1 | 0 | 18 | 290 | 74
7914 | 0 | 16 | 0 | 0 | 15 | 290 | 79
7915 | 0 | 11 | -0.3 | 0 | 15 | 280 | 83
7916 | 0 | 0 | 0 | 0 | 13 | 260 | 84
7917 | 0 | -3 | 0 | 0 | 8 | 235 | 87
7918 | 0 | 0 | -0.3 | 0 | 8 | 220 | 92
7919 | 0 | 0 | -0.3 | 0 | 8 | 225 | 92
7920 | 0 | -3 | 0 | 0 | 5 | 230 | 96
7921 | 0 | -3 | 0 | 0 | 10 | 225 | 100
7922 | 0 | 0 | 0 | 0 | 18 | 205 | 96
7923 | 0 | 0 | -0.3 | 0 | 18 | 195 | 98
7924 | 0 | 0 | -0.8 | 0 | 13 | 190 | 98
7925 | 0 | -3 | -0.3 | 0 | 13 | 185 | 95
7926 | 0 | -8 | -0.3 | 0 | 15 | 190 | 96
7927 | 0 | -3 | 0 | 0 | 18 | 195 | 96
7928 | 0 | -3 | 0 | 0 | 21 | 200 | 94
7929 | 0 | 0 | 0.5 | 0 | 13 | 195 | 94
7930 | 25 | 0 | 1.1 | 0 | 5 | 175 | 93
7931 | 50 | 5 | 1.6 | 0 | 5 | 165 | 95
7932 | 66 | 11 | 2.2 | 0 | 10 | 180 | 93
7933 | 72 | 16 | 2.7 | 0 | 23 | 200 | 89
7934 | 63 | 22 | 3.3 | 0 | 28 | 210 | 89
7935 | 44 | 27 | 3.8 | 0 | 26 | 210 | 92
7936 | 12 | 33 | 3.8 | 0 | 26 | 210 | 88
7937 | 0 | 38 | 4.4 | 0 | 26 | 200 | 90
7938 | 0 | 38 | 4.4 | 0 | 26 | 190 | 91
7939 | 0 | 44 | 5 | 0 | 21 | 200 | 91
7940 | 0 | 44 | 5.5 | 0 | 21 | 200 | 93
7941 | 0 | 50 | 5.5 | 0 | 26 | 190 | 93
7942 | 0 | 55 | 6.1 | 0 | 31 | 195 | 93
7943 | 0 | 55 | 6.1 | 0 | 39 | 195 | 93
7944 | 0 | 61 | 6.6 | 0 | 36 | 190 | 93
7945 | 0 | 61 | 6.6 | 0 | 36 | 190 | 92
7946 | 0 | 66 | 7.7 | 0 | 39 | 190 | 90
7947 | 0 | 66 | 7.7 | 0 | 39 | 190 | 90
7948 | 0 | 77 | 7.7 | 0 | 41 | 190 | 92
7949 | 0 | 77 | 8.3 | 0 | 44 | 190 | 93
7950 | 0 | 77 | 8.3 | 0 | 41 | 200 | 91
7951 | 0 | 83 | 8.3 | 0 | 39 | 215 | 90
7952 | 0 | 83 | 8.8 | 0 | 41 | 225 | 88
7953 | 0 | 83 | 8.8 | 0 | 41 | 220 | 86
7954 | 22 | 88 | 8.8 | 0 | 44 | 205 | 88
7955 | 50 | 88 | 8.8 | 0 | 49 | 200 | 91
7956 | 66 | 88 | 8.8 | 0 | 51 | 200 | 92
7957 | 69 | 88 | 9.4 | 0 | 51 | 205 | 92
7958 | 63 | 88 | 10.5 | 0 | 51 | 215 | 92
7959 | 71 | 94 | 9.4 | 81 | 49 | 230 | 89
7960 | 28 | 105 | 9.4 | 0 | 49 | 240 | 78
7961 | 0 | 94 | 8.8 | 0 | 51 | 240 | 73
7962 | 0 | 94 | 8.3 | 0 | 54 | 235 | 73
7963 | 0 | 88 | 8.3 | 0 | 57 | 230 | 67
7964 | 0 | 83 | 8.3 | 0 | 54 | 240 | 76
7965 | 0 | 83 | 7.2 | 0 | 49 | 235 | 77
7966 | 0 | 83 | 6.6 | 0 | 46 | 225 | 82
7967 | 0 | 72 | 6.6 | 0 | 46 | 235 | 79
7968 | 0 | 66 | 6.6 | 0 | 49 | 235 | 76
7969 | 0 | 66 | 6.1 | 0 | 54 | 235 | 74
7970 | 0 | 66 | 5.5 | 0 | 57 | 235 | 74
7971 | 0 | 61 | 5.5 | 0 | 51 | 230 | 76
7972 | 0 | 55 | 6.1 | 0 | 44 | 235 | 76
7973 | 0 | 55 | 6.1 | 0 | 39 | 240 | 75
7974 | 0 | 61 | 6.1 | 0 | 33 | 240 | 81
7975 | 0 | 61 | 5.5 | 0 | 36 | 245 | 81
7976 | 0 | 61 | 5.5 | 0 | 41 | 250 | 79
7977 | 0 | 55 | 6.1 | 0 | 41 | 250 | 76
7978 | 34 | 55 | 7.2 | 0 | 39 | 245 | 76
7979 | 66 | 61 | 7.2 | 0 | 39 | 250 | 77
7980 | 87 | 72 | 7.7 | 105 | 49 | 265 | 72
7981 | 93 | 72 | 7.7 | 189 | 57 | 275 | 64
7982 | 83 | 77 | 7.7 | 101 | 64 | 285 | 64
7983 | 71 | 77 | 6.1 | 81 | 64 | 290 | 62
7984 | 43 | 77 | 6.1 | 30 | 57 | 290 | 64
7985 | 0 | 61 | 5 | 0 | 44 | 280 | 65
7986 | 0 | 61 | 5 | 0 | 31 | 260 | 68
7987 | 0 | 50 | 3.3 | 0 | 26 | 240 | 72
7988 | 0 | 50 | 3.3 | 0 | 23 | 240 | 79
7989 | 0 | 33 | 3.3 | 0 | 18 | 240 | 81
7990 | 0 | 33 | 3.3 | 0 | 15 | 230 | 83
7991 | 0 | 33 | 3.8 | 0 | 21 | 220 | 81
7992 | 0 | 33 | 4.4 | 0 | 18 | 195 | 86
7993 | 0 | 38 | 3.3 | 0 | 18 | 190 | 87
7994 | 0 | 44 | 3.3 | 0 | 15 | 195 | 84
7995 | 0 | 33 | 3.3 | 0 | 10 | 190 | 87
7996 | 0 | 33 | 3.3 | 0 | 8 | 185 | 86
7997 | 0 | 33 | 3.3 | 0 | 3 | 90 | 85
7998 | 0 | 33 | 2.7 | 0 | 3 | 280 | 86
7999 | 0 | 33 | 3.3 | 0 | 5 | 200 | 88
8000 | 0 | 27 | 3.8 | 0 | 5 | 170 | 89
8001 | 0 | 33 | 5.5 | 0 | 5 | 155 | 87
8002 | 28 | 38 | 7.2 | 0 | 3 | 85 | 89
8003 | 75 | 55 | 8.3 | 0 | 5 | 85 | 91
8004 | 104 | 72 | 8.8 | 0 | 13 | 175 | 84
8005 | 110 | 83 | 8.8 | 0 | 26 | 180 | 83
8006 | 97 | 88 | 8.3 | 0 | 33 | 175 | 80
8007 | 72 | 88 | 7.7 | 0 | 31 | 175 | 80
8008 | 22 | 83 | 7.7 | 0 | 31 | 185 | 78
8009 | 0 | 77 | 7.7 | 0 | 23 | 200 | 78
8010 | 0 | 77 | 7.7 | 0 | 18 | 205 | 80
8011 | 0 | 77 | 7.7 | 0 | 15 | 200 | 82
8012 | 0 | 77 | 8.3 | 0 | 13 | 200 | 83
8013 | 0 | 77 | 8.3 | 0 | 13 | 200 | 84
8014 | 0 | 83 | 7.7 | 0 | 13 | 200 | 87
8015 | 0 | 83 | 7.2 | 0 | 15 | 205 | 86
8016 | 0 | 77 | 7.2 | 0 | 15 | 200 | 90
8017 | 0 | 72 | 7.7 | 0 | 18 | 185 | 91
8018 | 0 | 72 | 7.7 | 0 | 21 | 185 | 92
8019 | 0 | 77 | 7.7 | 0 | 23 | 195 | 96
8020 | 0 | 77 | 7.7 | 0 | 23 | 200 | 97
8021 | 0 | 77 | 7.7 | 0 | 21 | 200 | 99
8022 | 0 | 77 | 7.7 | 0 | 13 | 210 | 99
8023 | 0 | 77 | 8.3 | 0 | 8 | 215 | 99
8024 | 0 | 77 | 8.3 | 0 | 8 | 205 | 96
8025 | 0 | 83 | 8.8 | 0 | 10 | 195 | 97
8026 | 22 | 83 | 8.8 | 0 | 8 | 275 | 96
8027 | 47 | 88 | 9.4 | 0 | 0 | 0 | 95
8028 | 63 | 88 | 10 | 0 | 0 | 0 | 95
8029 | 69 | 94 | 10 | 0 | 3 | 350 | 95
8030 | 59 | 100 | 10 | 0 | 3 | 350 | 95
8031 | 41 | 100 | 10 | 0 | 0 | 0 | 94
8032 | 12 | 100 | 9.4 | 0 | 3 | 350 | 95
8033 | 0 | 100 | 9.4 | 0 | 10 | 350 | 94
8034 | 0 | 94 | 9.4 | 0 | 21 | 10 | 92
8035 | 0 | 94 | 8.8 | 0 | 26 | 20 | 90
8036 | 0 | 94 | 8.3 | 0 | 23 | 25 | 88
8037 | 0 | 88 | 8.3 | 0 | 26 | 25 | 89
8038 | 0 | 83 | 8.3 | 0 | 28 | 20 | 89
8039 | 0 | 83 | 8.3 | 0 | 28 | 20 | 86
8040 | 0 | 83 | 8.3 | 0 | 28 | 20 | 86
8041 | 0 | 83 | 8.3 | 0 | 28 | 20 | 89
8042 | 0 | 83 | 7.7 | 0 | 31 | 25 | 90
8043 | 0 | 83 | 7.7 | 0 | 28 | 40 | 88
8044 | 0 | 77 | 8.3 | 0 | 28 | 50 | 87
8045 | 0 | 77 | 8.3 | 0 | 28 | 40 | 87
8046 | 0 | 83 | 7.7 | 0 | 23 | 40 | 87
8047 | 0 | 83 | 7.7 | 0 | 15 | 30 | 89
8048 | 0 | 77 | 8.3 | 0 | 13 | 0 | 88
8049 | 0 | 77 | 8.3 | 0 | 13 | 350 | 90
8050 | 18 | 83 | 8.3 | 0 | 10 | 5 | 91
8051 | 47 | 83 | 8.8 | 0 | 10 | 20 | 91
8052 | 63 | 83 | 8.8 | 0 | 8 | 20 | 92
8053 | 66 | 88 | 8.8 | 0 | 3 | 10 | 95
8054 | 59 | 88 | 8.8 | 0 | 0 | 0 | 95
8055 | 37 | 88 | 8.8 | 0 | 0 | 0 | 92
8056 | 12 | 88 | 8.3 | 0 | 0 | 0 | 94
8057 | 0 | 88 | 8.3 | 0 | 3 | 345 | 94
8058 | 0 | 83 | 8.3 | 0 | 8 | 335 | 92
8059 | 0 | 83 | 7.7 | 0 | 10 | 345 | 90
8060 | 0 | 83 | 7.7 | 0 | 8 | 345 | 91
8061 | 0 | 77 | 7.7 | 0 | 3 | 350 | 92
8062 | 0 | 77 | 7.7 | 0 | 0 | 0 | 94
8063 | 0 | 77 | 7.7 | 0 | 5 | 35 | 92
8064 | 0 | 77 | 7.7 | 0 | 8 | 95 | 91
8065 | 0 | 77 | 7.7 | 0 | 3 | 60 | 92
8066 | 0 | 77 | 7.7 | 0 | 0 | 0 | 92
8067 | 0 | 77 | 7.2 | 0 | 0 | 0 | 92
8068 | 0 | 77 | 7.2 | 0 | 5 | 315 | 92
8069 | 0 | 72 | 7.2 | 0 | 18 | 270 | 87
8070 | 0 | 72 | 7.2 | 0 | 23 | 275 | 84
8071 | 0 | 72 | 7.2 | 0 | 23 | 280 | 85
8072 | 0 | 72 | 7.7 | 0 | 28 | 280 | 87
8073 | 0 | 72 | 8.3 | 0 | 21 | 245 | 89
8074 | 18 | 77 | 9.4 | 0 | 15 | 210 | 89
8075 | 44 | 83 | 9.4 | 0 | 21 | 210 | 89
8076 | 63 | 94 | 9.4 | 0 | 21 | 225 | 87
8077 | 66 | 94 | 9.4 | 0 | 23 | 255 | 83
8078 | 59 | 94 | 8.8 | 0 | 33 | 285 | 83
8079 | 37 | 94 | 7.2 | 0 | 49 | 305 | 68
8080 | 18 | 88 | 6.6 | 0 | 49 | 310 | 66
8081 | 0 | 72 | 5.5 | 0 | 33 | 305 | 64
8082 | 0 | 66 | 5 | 0 | 28 | 295 | 69
8083 | 0 | 55 | 5 | 0 | 28 | 285 | 68
8084 | 0 | 50 | 4.4 | 0 | 26 | 275 | 74
8085 | 0 | 50 | 4.4 | 0 | 21 | 270 | 74
8086 | 0 | 44 | 4.4 | 0 | 21 | 265 | 76
8087 | 0 | 44 | 3.8 | 0 | 23 | 255 | 77
8088 | 0 | 44 | 3.8 | 0 | 21 | 250 | 77
8089 | 0 | 38 | 3.8 | 0 | 21 | 250 | 79
8090 | 0 | 38 | 3.8 | 0 | 21 | 255 | 80
8091 | 0 | 38 | 3.8 | 0 | 21 | 245 | 83
8092 | 0 | 38 | 3.3 | 0 | 21 | 225 | 84
8093 | 0 | 38 | 3.8 | 0 | 21 | 225 | 84
8094 | 0 | 33 | 3.3 | 0 | 21 | 230 | 87
8095 | 0 | 38 | 3.8 | 0 | 18 | 215 | 87
8096 | 0 | 33 | 3.3 | 0 | 18 | 195 | 91
8097 | 0 | 38 | 3.8 | 0 | 21 | 195 | 91
8098 | 31 | 33 | 5.5 | 0 | 18 | 200 | 93
8099 | 71 | 38 | 7.2 | 62 | 23 | 205 | 91
8100 | 85 | 55 | 8.8 | 128 | 31 | 210 | 88
8101 | 89 | 72 | 8.8 | 141 | 33 | 210 | 87
8102 | 81 | 88 | 7.7 | 89 | 41 | 210 | 79
8103 | 69 | 88 | 6.6 | 0 | 46 | 220 | 76
8104 | 18 | 77 | 5.5 | 0 | 41 | 225 | 67
8105 | 0 | 66 | 5.5 | 0 | 36 | 210 | 72
8106 | 0 | 55 | 5 | 0 | 36 | 195 | 88
8107 | 0 | 55 | 5.5 | 0 | 39 | 195 | 91
8108 | 0 | 50 | 4.4 | 0 | 39 | 200 | 91
8109 | 0 | 55 | 4.4 | 0 | 36 | 200 | 93
8110 | 0 | 44 | 2.7 | 0 | 36 | 210 | 92
8111 | 0 | 44 | 3.8 | 0 | 39 | 230 | 89
8112 | 0 | 27 | 5 | 0 | 39 | 235 | 87
8113 | 0 | 38 | 6.1 | 0 | 36 | 225 | 93
8114 | 0 | 50 | 6.1 | 0 | 31 | 220 | 92
8115 | 0 | 61 | 6.1 | 0 | 23 | 220 | 92
8116 | 0 | 61 | 5.5 | 0 | 28 | 225 | 92
8117 | 0 | 61 | 6.6 | 0 | 41 | 235 | 85
8118 | 0 | 55 | 6.6 | 0 | 39 | 240 | 82
8119 | 0 | 66 | 6.6 | 0 | 33 | 240 | 83
8120 | 0 | 66 | 7.2 | 0 | 41 | 245 | 77
8121 | 0 | 66 | 8.3 | 0 | 41 | 245 | 75
8122 | 28 | 72 | 8.8 | 0 | 39 | 225 | 79
8123 | 78 | 83 | 9.4 | 0 | 46 | 220 | 78
8124 | 83 | 88 | 10 | 93 | 57 | 235 | 71
8125 | 85 | 94 | 10 | 0 | 59 | 245 | 74
8126 | 56 | 100 | 9.4 | 0 | 57 | 250 | 71
8127 | 50 | 100 | 8.8 | 0 | 57 | 245 | 72
8128 | 15 | 94 | 8.3 | 0 | 57 | 245 | 70
8129 | 0 | 88 | 8.3 | 0 | 57 | 245 | 72
8130 | 0 | 83 | 8.3 | 0 | 54 | 240 | 75
8131 | 0 | 83 | 8.8 | 0 | 49 | 240 | 76
8132 | 0 | 83 | 8.3 | 0 | 46 | 240 | 79
8133 | 0 | 88 | 8.3 | 0 | 49 | 240 | 81
8134 | 0 | 83 | 8.3 | 0 | 57 | 235 | 80
8135 | 0 | 83 | 8.3 | 0 | 57 | 230 | 75
8136 | 0 | 83 | 7.7 | 0 | 51 | 235 | 77
8137 | 0 | 83 | 8.3 | 0 | 51 | 235 | 80
8138 | 0 | 77 | 8.3 | 0 | 57 | 230 | 81
8139 | 0 | 83 | 8.3 | 0 | 59 | 230 | 80
8140 | 0 | 83 | 5 | 0 | 59 | 230 | 83
8141 | 0 | 83 | 4.4 | 0 | 57 | 230 | 81
8142 | 0 | 50 | 4.4 | 0 | 54 | 230 | 93
8143 | 0 | 44 | 4.4 | 0 | 54 | 235 | 92
8144 | 0 | 44 | 4.4 | 0 | 49 | 275 | 91
8145 | 0 | 44 | 5 | 0 | 41 | 295 | 86
8146 | 28 | 44 | 4.4 | 0 | 39 | 285 | 83
8147 | 56 | 50 | 5 | 0 | 36 | 290 | 79
8148 | 59 | 44 | 4.4 | 0 | 31 | 275 | 75
8149 | 63 | 50 | 5 | 0 | 33 | 275 | 72
8150 | 84 | 44 | 3.8 | 141 | 39 | 290 | 63
8151 | 67 | 50 | 3.3 | 58 | 36 | 280 | 67
8152 | 18 | 38 | 3.3 | 0 | 31 | 270 | 71
8153 | 0 | 33 | 1.6 | 0 | 31 | 270 | 74
8154 | 0 | 33 | 0.5 | 0 | 28 | 270 | 74
8155 | 0 | 16 | 0.5 | 0 | 26 | 250 | 77
8156 | 0 | 5 | 0.5 | 0 | 31 | 250 | 80
8157 | 0 | 5 | 0.5 | 0 | 36 | 290 | 78
8158 | 0 | 5 | 0 | 0 | 44 | 315 | 91
8159 | 0 | 5 | 0 | 0 | 51 | 315 | 87
8160 | 0 | 0 | 0 | 0 | 51 | 310 | 80
8161 | 0 | 0 | 0 | 0 | 49 | 300 | 73
8162 | 0 | 0 | 0 | 0 | 49 | 285 | 74
8163 | 0 | 0 | 0 | 0 | 57 | 285 | 71
8164 | 0 | 0 | 0 | 0 | 62 | 290 | 68
8165 | 0 | 0 | -0.3 | 0 | 57 | 295 | 64
8166 | 0 | 0 | -0.3 | 0 | 41 | 290 | 64
8167 | 0 | -3 | -0.8 | 0 | 33 | 275 | 67
8168 | 0 | -3 | -0.3 | 0 | 33 | 265 | 74
8169 | 0 | -8 | 0 | 0 | 36 | 265 | 75
8170 | 49 | -3 | 0 | 91 | 41 | 275 | 75
8171 | 72 | 0 | 0 | 96 | 49 | 285 | 72
8172 | 87 | 0 | 0 | 159 | 59 | 290 | 67
8173 | 89 | 0 | 0 | 180 | 67 | 290 | 72
8174 | 84 | 0 | 0 | 129 | 72 | 290 | 58
8175 | 67 | 0 | -0.3 | 58 | 70 | 290 | 54
8176 | 22 | 0 | -0.8 | 0 | 62 | 290 | 50
8177 | 0 | -3 | -0.8 | 0 | 57 | 285 | 56
8178 | 0 | -8 | -1.4 | 0 | 46 | 270 | 59
8179 | 0 | -8 | -0.8 | 0 | 36 | 265 | 63
8180 | 0 | -14 | -1.9 | 0 | 36 | 275 | 61
8181 | 0 | -8 | -1.9 | 0 | 33 | 280 | 61
8182 | 0 | -19 | -1.9 | 0 | 33 | 275 | 62
8183 | 0 | -19 | -1.9 | 0 | 33 | 260 | 70
8184 | 0 | -19 | -2.5 | 0 | 33 | 250 | 81
8185 | 0 | -19 | -2.5 | 0 | 39 | 255 | 83
8186 | 0 | -25 | -2.5 | 0 | 36 | 255 | 86
8187 | 0 | -25 | -2.5 | 0 | 28 | 240 | 88
8188 | 0 | -25 | -2.5 | 0 | 23 | 220 | 90
8189 | 0 | -25 | -3 | 0 | 18 | 205 | 90
8190 | 0 | -25 | -2.5 | 0 | 15 | 220 | 91
8191 | 0 | -30 | -1.9 | 0 | 13 | 220 | 90
8192 | 0 | -25 | -1.9 | 0 | 5 | 280 | 91
8193 | 0 | -19 | -1.9 | 0 | 0 | 0 | 90
8194 | 28 | -19 | -1.4 | 0 | 3 | 45 | 95
8195 | 75 | -19 | -0.8 | 0 | 31 | 50 | 97
8196 | 85 | -14 | -0.8 | 162 | 49 | 10 | 87
8197 | 89 | -8 | -0.8 | 180 | 33 | 5 | 75
8198 | 85 | -8 | -0.8 | 150 | 26 | 355 | 62
8199 | 66 | -8 | -1.4 | 67 | 23 | 340 | 62
8200 | 18 | -8 | -1.4 | 0 | 23 | 335 | 62
8201 | 0 | -14 | -1.9 | 0 | 28 | 335 | 66
8202 | 0 | -14 | -1.9 | 0 | 26 | 330 | 68
8203 | 0 | -19 | -2.5 | 0 | 18 | 315 | 73
8204 | 0 | -19 | -3 | 0 | 18 | 305 | 76
8205 | 0 | -25 | -3.6 | 0 | 18 | 300 | 74
8206 | 0 | -30 | -3 | 0 | 13 | 285 | 71
8207 | 0 | -36 | -3.6 | 0 | 10 | 250 | 72
8208 | 0 | -30 | -4.2 | 0 | 13 | 245 | 75
8209 | 0 | -36 | -4.2 | 0 | 15 | 260 | 70
8210 | 0 | -42 | -4.2 | 0 | 13 | 240 | 71
8211 | 0 | -42 | -3.6 | 0 | 10 | 225 | 76
8212 | 0 | -42 | -3.6 | 0 | 5 | 290 | 80
8213 | 0 | -36 | -2.5 | 0 | 0 | 0 | 82
8214 | 0 | -36 | -2.5 | 0 | 0 | 0 | 85
8215 | 0 | -25 | -1.9 | 0 | 5 | 275 | 88
8216 | 0 | -25 | -1.9 | 0 | 8 | 200 | 87
8217 | 0 | -19 | -0.8 | 0 | 5 | 205 | 87
8218 | 25 | -19 | -0.3 | 0 | 5 | 200 | 86
8219 | 66 | -8 | -0.3 | 0 | 3 | 280 | 82
8220 | 75 | -3 | -0.3 | 0 | 3 | 310 | 85
8221 | 82 | -3 | -0.8 | 0 | 8 | 280 | 76
8222 | 56 | -3 | -0.3 | 0 | 18 | 305 | 66
8223 | 34 | -8 | 0 | 0 | 28 | 315 | 61
8224 | 9 | -3 | 0 | 0 | 33 | 315 | 60
8225 | 0 | 0 | 0 | 0 | 23 | 290 | 90
8226 | 0 | 0 | 0 | 0 | 8 | 285 | 91
8227 | 0 | 0 | -0.3 | 0 | 8 | 320 | 93
8228 | 0 | 0 | 0 | 0 | 28 | 345 | 85
8229 | 0 | -3 | 0 | 0 | 49 | 345 | 75
8230 | 0 | 0 | -0.8 | 0 | 59 | 345 | 80
8231 | 0 | 0 | -1.4 | 0 | 64 | 350 | 81
8232 | 0 | -8 | -0.3 | 0 | 59 | 350 | 83
8233 | 0 | -14 | -0.8 | 0 | 51 | 350 | 83
8234 | 0 | -3 | -1.4 | 0 | 49 | 350 | 83
8235 | 0 | -8 | -1.9 | 0 | 54 | 350 | 83
8236 | 0 | -14 | -1.9 | 0 | 54 | 345 | 83
8237 | 0 | -19 | -0.3 | 0 | 44 | 340 | 83
8238 | 0 | -19 | -0.3 | 0 | 33 | 335 | 83
8239 | 0 | -3 | 0 | 0 | 26 | 330 | 78
8240 | 0 | -3 | 0 | 0 | 33 | 335 | 84
8241 | 0 | 0 | 0 | 0 | 39 | 345 | 90
8242 | 25 | 0 | 0 | 0 | 41 | 350 | 85
8244 | 75 | 0 | 1.1 | 0 | 41 | 345 | 89
8245 | 63 | 5 | 1.1 | 0 | 39 | 345 | 84
8246 | 72 | 11 | 0.5 | 0 | 41 | 350 | 80
8247 | 34 | 11 | 0 | 0 | 57 | 350 | 79
8248 | 9 | 5 | 0.5 | 0 | 54 | 350 | 79
8249 | 0 | 0 | 0 | 0 | 39 | 340 | 80
8250 | 0 | 5 | 0 | 0 | 33 | 325 | 80
8251 | 0 | 0 | 0 | 0 | 31 | 315 | 81
8252 | 0 | 0 | 0 | 0 | 33 | 315 | 83
8253 | 0 | 0 | 0 | 0 | 33 | 320 | 82
8254 | 0 | 0 | 0 | 0 | 31 | 320 | 82
8255 | 0 | 0 | -0.3 | 0 | 23 | 320 | 79
8256 | 0 | 0 | -0.8 | 0 | 15 | 315 | 80
8257 | 0 | -3 | -0.8 | 0 | 13 | 305 | 78
8258 | 0 | -8 | -0.8 | 0 | 13 | 265 | 85
8259 | 0 | -8 | -0.8 | 0 | 15 | 250 | 83
8260 | 0 | -8 | -1.4 | 0 | 13 | 275 | 80
8261 | 0 | -8 | -0.8 | 0 | 13 | 290 | 80
8262 | 0 | -14 | -0.8 | 0 | 18 | 305 | 74
8263 | 0 | -8 | -2.5 | 0 | 21 | 320 | 85
8264 | 0 | -8 | -1.9 | 0 | 13 | 330 | 85
8265 | 0 | -25 | -0.8 | 0 | 5 | 280 | 78
8266 | 28 | -19 | 0 | 0 | 5 | 230 | 78
8267 | 63 | -8 | 0 | 0 | 10 | 235 | 83
8268 | 56 | 0 | 0.5 | 0 | 18 | 235 | 82
8269 | 63 | 0 | 0.5 | 0 | 23 | 215 | 78
8270 | 53 | 5 | 0.5 | 0 | 26 | 200 | 73
8271 | 34 | 5 | 0.5 | 0 | 26 | 205 | 75
8272 | 9 | 5 | 0.5 | 0 | 26 | 210 | 72
8273 | 0 | 5 | 0.5 | 0 | 26 | 210 | 76
8274 | 0 | 5 | 0 | 0 | 26 | 205 | 79
8275 | 0 | 5 | 0.5 | 0 | 31 | 205 | 77
8276 | 0 | 0 | 0.5 | 0 | 39 | 205 | 79
8277 | 0 | 5 | 0.5 | 0 | 44 | 205 | 81
8278 | 0 | 5 | 1.1 | 0 | 44 | 210 | 87
8279 | 0 | 5 | 1.1 | 0 | 41 | 210 | 91
8280 | 0 | 11 | 1.1 | 0 | 41 | 210 | 94
8281 | 0 | 11 | 1.1 | 0 | 39 | 210 | 96
8282 | 0 | 11 | 1.1 | 0 | 36 | 210 | 97
8283 | 0 | 11 | 1.6 | 0 | 26 | 215 | 96
8284 | 0 | 11 | 2.2 | 0 | 15 | 220 | 96
8285 | 0 | 16 | 2.7 | 0 | 13 | 230 | 97
8286 | 0 | 22 | 3.3 | 0 | 13 | 250 | 98
8287 | 0 | 27 | 3.3 | 0 | 10 | 255 | 100
8288 | 0 | 33 | 4.4 | 0 | 5 | 245 | 98
8289 | 0 | 33 | 4.4 | 0 | 5 | 250 | 96
8290 | 12 | 44 | 5 | 0 | 5 | 265 | 97
8291 | 37 | 44 | 5.5 | 0 | 8 | 270 | 97
8292 | 56 | 50 | 5.5 | 0 | 10 | 275 | 97
8293 | 59 | 55 | 5.5 | 0 | 13 | 295 | 96
8294 | 53 | 55 | 5.5 | 0 | 18 | 305 | 97
8295 | 34 | 55 | 6.6 | 0 | 21 | 305 | 95
8296 | 9 | 55 | 6.6 | 0 | 23 | 310 | 97
8297 | 0 | 66 | 6.1 | 0 | 26 | 310 | 96
8298 | 0 | 66 | 6.1 | 0 | 28 | 325 | 96
8299 | 0 | 61 | 5 | 0 | 26 | 340 | 91
8300 | 0 | 61 | 4.4 | 0 | 23 | 340 | 90
8301 | 0 | 50 | 3.8 | 0 | 26 | 325 | 91
8302 | 0 | 44 | 3.8 | 0 | 23 | 310 | 91
8303 | 0 | 38 | 3.8 | 0 | 18 | 325 | 93
8304 | 0 | 38 | 3.8 | 0 | 15 | 330 | 93
8305 | 0 | 38 | 3.3 | 0 | 10 | 310 | 93
8306 | 0 | 38 | 3.3 | 0 | 3 | 330 | 94
8307 | 0 | 33 | 3.3 | 0 | 3 | 325 | 94
8308 | 0 | 33 | 3.3 | 0 | 5 | 310 | 93
8309 | 0 | 33 | 3.3 | 0 | 5 | 315 | 93
8310 | 0 | 33 | 3.3 | 0 | 5 | 300 | 91
8311 | 0 | 33 | 2.2 | 0 | 5 | 300 | 97
8312 | 0 | 33 | 1.6 | 0 | 3 | 330 | 92
8313 | 0 | 22 | 1.6 | 0 | 0 | 0 | 94
8314 | 12 | 16 | 2.2 | 0 | 0 | 0 | 94
8315 | 37 | 16 | 3.8 | 0 | 3 | 340 | 92
8316 | 72 | 22 | 5 | 0 | 8 | 315 | 83
8317 | 97 | 38 | 5 | 0 | 8 | 305 | 82
8318 | 72 | 50 | 5 | 0 | 5 | 305 | 84
8319 | 34 | 50 | 4.4 | 0 | 5 | 300 | 79
8320 | 15 | 50 | 3.8 | 0 | 5 | 285 | 75
8321 | 0 | 44 | 3.3 | 0 | 8 | 275 | 78
8322 | 0 | 38 | 3.3 | 0 | 8 | 270 | 79
8323 | 0 | 33 | 3.8 | 0 | 5 | 285 | 80
8324 | 0 | 33 | 3.3 | 0 | 5 | 280 | 84
8325 | 0 | 38 | 3.3 | 0 | 5 | 260 | 85
8326 | 0 | 33 | 3.8 | 0 | 5 | 255 | 88
8327 | 0 | 33 | 3.8 | 0 | 5 | 250 | 95
8328 | 0 | 38 | 4.4 | 0 | 5 | 255 | 95
8329 | 0 | 38 | 5 | 0 | 5 | 265 | 95
8330 | 0 | 44 | 4.4 | 0 | 5 | 270 | 95
8331 | 0 | 50 | 4.4 | 0 | 3 | 315 | 92
8332 | 0 | 44 | 4.4 | 0 | 5 | 315 | 93
8333 | 0 | 44 | 3.8 | 0 | 15 | 275 | 90
8334 | 0 | 44 | 3.3 | 0 | 15 | 295 | 91
8335 | 0 | 38 | 2.7 | 0 | 10 | 315 | 91
8336 | 0 | 33 | 3.8 | 0 | 8 | 300 | 90
8337 | 0 | 27 | 4.4 | 0 | 8 | 275 | 93
8338 | 12 | 38 | 6.1 | 0 | 8 | 255 | 92
8339 | 37 | 44 | 6.6 | 0 | 5 | 250 | 93
8340 | 53 | 61 | 6.6 | 0 | 5 | 265 | 88
8341 | 59 | 66 | 6.6 | 0 | 8 | 290 | 86
8342 | 53 | 66 | 6.6 | 0 | 13 | 310 | 83
8343 | 34 | 66 | 6.1 | 0 | 13 | 305 | 82
8344 | 9 | 66 | 6.1 | 0 | 10 | 285 | 79
8345 | 0 | 61 | 6.1 | 0 | 13 | 275 | 80
8346 | 0 | 61 | 5.5 | 0 | 15 | 275 | 80
8347 | 0 | 61 | 5.5 | 0 | 15 | 265 | 82
8348 | 0 | 55 | 5.5 | 0 | 18 | 265 | 80
8349 | 0 | 55 | 5 | 0 | 18 | 270 | 76
8350 | 0 | 55 | 5 | 0 | 18 | 255 | 77
8351 | 0 | 50 | 5 | 0 | 23 | 255 | 81
8352 | 0 | 50 | 6.6 | 0 | 28 | 265 | 79
8353 | 0 | 50 | 6.1 | 0 | 26 | 245 | 82
8354 | 0 | 66 | 6.6 | 0 | 21 | 235 | 83
8355 | 0 | 61 | 5 | 0 | 21 | 225 | 81
8356 | 0 | 66 | 5.5 | 0 | 23 | 210 | 83
8357 | 0 | 50 | 5.5 | 0 | 28 | 210 | 81
8358 | 0 | 55 | 6.1 | 0 | 33 | 215 | 82
8359 | 0 | 55 | 6.1 | 0 | 36 | 225 | 84
8360 | 0 | 61 | 6.6 | 0 | 33 | 230 | 83
8361 | 0 | 61 | 6.6 | 0 | 36 | 230 | 84
8362 | 12 | 66 | 6.6 | 0 | 41 | 225 | 88
8363 | 37 | 66 | 6.6 | 0 | 39 | 220 | 87
8364 | 53 | 66 | 7.2 | 0 | 41 | 220 | 86
8365 | 59 | 66 | 7.7 | 0 | 49 | 220 | 83
8366 | 53 | 72 | 7.7 | 0 | 54 | 225 | 83
8367 | 34 | 77 | 7.7 | 0 | 57 | 230 | 85
8368 | 9 | 77 | 8.3 | 0 | 57 | 225 | 85
8369 | 0 | 77 | 7.7 | 0 | 54 | 220 | 86
8370 | 0 | 83 | 7.7 | 0 | 51 | 220 | 88
8371 | 0 | 77 | 7.7 | 0 | 51 | 225 | 85
8372 | 0 | 77 | 7.2 | 0 | 46 | 235 | 81
8373 | 0 | 77 | 7.7 | 0 | 39 | 235 | 84
8374 | 0 | 72 | 8.3 | 0 | 41 | 225 | 82
8375 | 0 | 77 | 8.3 | 0 | 49 | 220 | 83
8376 | 0 | 83 | 8.3 | 0 | 49 | 220 | 86
8377 | 0 | 83 | 7.7 | 0 | 51 | 225 | 88
8378 | 0 | 83 | 7.2 | 0 | 51 | 230 | 84
8379 | 0 | 77 | 6.6 | 0 | 54 | 235 | 82
8380 | 0 | 72 | 6.6 | 0 | 59 | 240 | 78
8381 | 0 | 66 | 6.1 | 0 | 59 | 245 | 78
8382 | 0 | 66 | 6.1 | 0 | 59 | 260 | 85
8383 | 0 | 61 | 5 | 0 | 49 | 295 | 91
8384 | 0 | 61 | 3.8 | 0 | 39 | 320 | 85
8385 | 0 | 50 | 4.4 | 0 | 26 | 295 | 87
8386 | 25 | 38 | 4.4 | 0 | 18 | 270 | 86
8387 | 66 | 44 | 4.4 | 67 | 28 | 285 | 88
8388 | 75 | 44 | 6.1 | 513 | 39 | 305 | 72
8389 | 78 | 44 | 6.1 | 552 | 39 | 315 | 70
8390 | 76 | 61 | 5 | 496 | 41 | 320 | 65
8391 | 67 | 61 | 3.3 | 341 | 44 | 315 | 64
8392 | 34 | 50 | 3.3 | 0 | 39 | 315 | 62
8393 | 0 | 33 | 2.7 | 0 | 28 | 310 | 59
8394 | 0 | 33 | 1.1 | 0 | 21 | 305 | 65
8395 | 0 | 27 | 1.1 | 0 | 21 | 310 | 68
8396 | 0 | 11 | 0.5 | 0 | 18 | 315 | 72
8397 | 0 | 11 | 0 | 0 | 21 | 330 | 73
8398 | 0 | 5 | 0 | 0 | 26 | 345 | 69
8399 | 0 | 0 | 0 | 0 | 23 | 345 | 69
8400 | 0 | 0 | 0 | 0 | 21 | 340 | 69
8401 | 0 | 0 | -0.3 | 0 | 23 | 335 | 69
8402 | 0 | 0 | -0.3 | 0 | 21 | 325 | 71
8403 | 0 | -3 | -0.3 | 0 | 10 | 325 | 74
8404 | 0 | -3 | -0.3 | 0 | 8 | 275 | 77
8405 | 0 | -3 | -1.4 | 0 | 15 | 225 | 80
8406 | 0 | -3 | -1.4 | 0 | 18 | 220 | 82
8407 | 0 | -14 | -1.4 | 0 | 13 | 220 | 86
8408 | 0 | -14 | -1.4 | 0 | 10 | 240 | 88
8409 | 0 | -14 | -0.8 | 0 | 10 | 230 | 87
8410 | 22 | -14 | 0 | 0 | 8 | 230 | 86
8411 | 66 | -8 | 1.1 | 67 | 5 | 250 | 86
8412 | 81 | 0 | 1.6 | 118 | 8 | 235 | 85
8413 | 87 | 11 | 1.6 | 159 | 13 | 215 | 84
8414 | 82 | 16 | 1.1 | 139 | 15 | 220 | 83
8415 | 65 | 16 | 0 | 56 | 23 | 235 | 70
8416 | 18 | 11 | 0 | 0 | 28 | 245 | 62
8417 | 0 | 0 | -0.3 | 0 | 21 | 245 | 62
8418 | 0 | 0 | 0 | 0 | 13 | 205 | 70
8419 | 0 | -3 | 0 | 0 | 10 | 190 | 70
8420 | 0 | 0 | 0 | 0 | 18 | 210 | 78
8421 | 0 | 0 | 0 | 0 | 23 | 210 | 81
8422 | 0 | 0 | 0 | 0 | 23 | 210 | 76
8423 | 0 | 0 | 0 | 0 | 28 | 220 | 78
8424 | 0 | 0 | 0 | 0 | 28 | 225 | 88
8425 | 0 | 0 | -0.8 | 0 | 28 | 220 | 88
8426 | 0 | 0 | -0.3 | 0 | 26 | 230 | 89
8427 | 0 | -8 | -0.3 | 0 | 21 | 260 | 91
8428 | 0 | -3 | -0.8 | 0 | 13 | 270 | 92
8429 | 0 | -3 | -1.4 | 0 | 3 | 310 | 91
8430 | 0 | -8 | -0.8 | 0 | 3 | 275 | 92
8431 | 0 | -14 | -1.4 | 0 | 10 | 205 | 92
8432 | 0 | -8 | -0.8 | 0 | 15 | 220 | 93
8433 | 0 | -14 | 0 | 0 | 18 | 220 | 96
8434 | 22 | -8 | 0.5 | 0 | 18 | 220 | 96
8435 | 67 | 0 | 1.6 | 363 | 10 | 200 | 96
8436 | 76 | 5 | 2.7 | 496 | 5 | 185 | 97
8437 | 79 | 16 | 3.3 | 537 | 5 | 195 | 94
8438 | 76 | 27 | 3.3 | 496 | 5 | 210 | 90
8439 | 67 | 33 | 2.2 | 341 | 5 | 215 | 86
8440 | 18 | 33 | 1.6 | 0 | 8 | 205 | 77
8441 | 0 | 22 | 1.6 | 0 | 8 | 185 | 76
8442 | 0 | 16 | 1.6 | 0 | 5 | 165 | 71
8443 | 0 | 16 | 2.2 | 0 | 8 | 170 | 73
8444 | 0 | 16 | 1.6 | 0 | 15 | 180 | 78
8445 | 0 | 22 | 1.6 | 0 | 28 | 165 | 88
8446 | 0 | 16 | 2.7 | 0 | 36 | 150 | 88
8447 | 0 | 16 | 2.2 | 0 | 41 | 165 | 95
8448 | 0 | 27 | 2.2 | 0 | 44 | 190 | 95
8449 | 0 | 22 | 3.3 | 0 | 46 | 205 | 94
8450 | 0 | 22 | 2.2 | 0 | 51 | 210 | 94
8451 | 0 | 33 | 1.6 | 0 | 44 | 220 | 94
8452 | 0 | 22 | 1.6 | 0 | 41 | 230 | 94
8453 | 0 | 16 | 1.6 | 0 | 49 | 230 | 93
8454 | 0 | 16 | 1.1 | 0 | 44 | 240 | 94
8455 | 0 | 16 | 2.7 | 0 | 36 | 305 | 96
8456 | 0 | 11 | 1.1 | 0 | 36 | 5 | 95
8457 | 0 | 27 | 1.6 | 0 | 39 | 20 | 97
8458 | 15 | 11 | 2.7 | 0 | 49 | 30 | 93
8459 | 56 | 16 | 2.2 | 0 | 54 | 30 | 93
8460 | 94 | 27 | 2.7 | 0 | 51 | 30 | 83
8461 | 85 | 22 | 3.3 | 121 | 49 | 25 | 80
8462 | 82 | 27 | 2.2 | 130 | 49 | 20 | 76
8463 | 63 | 33 | 1.1 | 0 | 51 | 20 | 74
8464 | 12 | 22 | 0.5 | 0 | 51 | 15 | 73
8465 | 0 | 11 | 0 | 0 | 54 | 10 | 75
8466 | 0 | 5 | 0 | 0 | 44 | 5 | 78
8467 | 0 | 0 | 0 | 0 | 36 | 0 | 81
8468 | 0 | 0 | 0 | 0 | 33 | 0 | 81
8469 | 0 | 0 | 0 | 0 | 23 | 0 | 85
8470 | 0 | 0 | -0.3 | 0 | 21 | 0 | 87
8471 | 0 | 0 | -0.3 | 0 | 21 | 5 | 87
8472 | 0 | -3 | -0.3 | 0 | 15 | 5 | 87
8473 | 0 | -3 | -0.8 | 0 | 8 | 340 | 86
8474 | 0 | -3 | -1.4 | 0 | 5 | 315 | 87
8475 | 0 | -8 | -1.4 | 0 | 3 | 335 | 89
8476 | 0 | -14 | -1.4 | 0 | 0 | 0 | 90
8477 | 0 | -14 | -1.9 | 0 | 3 | 340 | 94
8478 | 0 | -14 | -1.9 | 0 | 3 | 340 | 94
8479 | 0 | -19 | -1.9 | 0 | 0 | 0 | 94
8480 | 0 | -19 | -0.8 | 0 | 0 | 0 | 96
8481 | 0 | -19 | -0.8 | 0 | 0 | 0 | 98
8482 | 22 | -8 | 0 | 0 | 0 | 0 | 97
8483 | 67 | -8 | 1.1 | 341 | 0 | 0 | 98
8484 | 82 | 0 | 2.2 | 130 | 0 | 0 | 96
8485 | 86 | 11 | 2.2 | 152 | 5 | 295 | 97
8486 | 94 | 22 | 1.1 | 0 | 8 | 225 | 96
8487 | 34 | 22 | 0.5 | 0 | 3 | 290 | 88
8488 | 9 | 11 | 0 | 0 | 0 | 0 | 85
8489 | 0 | 5 | 0 | 0 | 0 | 0 | 85
8490 | 0 | 0 | 0 | 0 | 0 | 0 | 87
8491 | 0 | 0 | -0.3 | 0 | 10 | 85 | 91
8492 | 0 | 0 | 0 | 0 | 23 | 170 | 93
8493 | 0 | -3 | 0 | 0 | 28 | 165 | 92
8494 | 0 | 0 | 0 | 0 | 26 | 165 | 91
8495 | 0 | 0 | 0 | 0 | 23 | 170 | 92
8496 | 0 | 0 | 0 | 0 | 23 | 170 | 90
8497 | 0 | 0 | 0 | 0 | 23 | 170 | 88
8498 | 0 | 0 | 0 | 0 | 26 | 170 | 80
8499 | 0 | 0 | 0 | 0 | 26 | 180 | 78
8500 | 0 | 0 | 1.1 | 0 | 28 | 190 | 78
8501 | 0 | 0 | 1.6 | 0 | 36 | 190 | 71
8502 | 0 | 11 | 2.2 | 0 | 44 | 195 | 63
8503 | 0 | 16 | 2.2 | 0 | 46 | 200 | 65
8504 | 0 | 22 | 2.2 | 0 | 49 | 200 | 71
8505 | 0 | 22 | 2.7 | 0 | 51 | 200 | 78
8506 | 9 | 22 | 2.2 | 0 | 51 | 200 | 78
8507 | 34 | 27 | 2.7 | 0 | 49 | 195 | 88
8508 | 53 | 22 | 3.3 | 0 | 54 | 195 | 90
8509 | 59 | 27 | 3.8 | 0 | 64 | 200 | 87
8510 | 53 | 33 | 4.4 | 0 | 59 | 200 | 92
8511 | 34 | 38 | 5 | 0 | 44 | 200 | 94
8512 | 9 | 44 | 5.5 | 0 | 36 | 200 | 94
8513 | 0 | 50 | 6.1 | 0 | 44 | 205 | 93
8514 | 0 | 55 | 6.6 | 0 | 46 | 210 | 96
8515 | 0 | 61 | 6.1 | 0 | 44 | 210 | 96
8516 | 0 | 66 | 6.6 | 0 | 49 | 210 | 96
8517 | 0 | 61 | 7.2 | 0 | 44 | 210 | 93
8518 | 0 | 66 | 7.7 | 0 | 36 | 210 | 94
8519 | 0 | 72 | 7.7 | 0 | 39 | 205 | 96
8520 | 0 | 77 | 7.2 | 0 | 41 | 210 | 94
8521 | 0 | 77 | 7.7 | 0 | 46 | 220 | 93
8522 | 0 | 72 | 7.7 | 0 | 59 | 225 | 93
8523 | 0 | 77 | 7.7 | 0 | 64 | 225 | 89
8524 | 0 | 77 | 7.7 | 0 | 62 | 220 | 89
8525 | 0 | 77 | 8.3 | 0 | 59 | 220 | 91
8526 | 0 | 77 | 8.3 | 0 | 54 | 220 | 91
8527 | 0 | 83 | 8.3 | 0 | 49 | 220 | 87
8528 | 0 | 83 | 8.3 | 0 | 41 | 215 | 87
8529 | 0 | 83 | 8.8 | 0 | 39 | 210 | 92
8530 | 9 | 83 | 10 | 0 | 44 | 210 | 91
8531 | 34 | 88 | 10.5 | 0 | 46 | 210 | 91
8532 | 53 | 100 | 11.1 | 0 | 51 | 205 | 91
8533 | 59 | 105 | 11.1 | 0 | 54 | 205 | 90
8534 | 53 | 111 | 11.1 | 0 | 54 | 210 | 90
8535 | 34 | 111 | 11.1 | 0 | 62 | 210 | 85
8536 | 9 | 111 | 11.1 | 0 | 62 | 210 | 86
8537 | 0 | 111 | 11.6 | 0 | 59 | 210 | 88
8538 | 0 | 111 | 11.6 | 0 | 59 | 215 | 89
8539 | 0 | 116 | 11.1 | 0 | 59 | 215 | 91
8540 | 0 | 116 | 11.1 | 0 | 57 | 205 | 93
8541 | 0 | 111 | 10.5 | 0 | 67 | 200 | 92
8542 | 0 | 111 | 11.1 | 0 | 82 | 200 | 90
8543 | 0 | 105 | 11.1 | 0 | 77 | 205 | 90
8544 | 0 | 111 | 11.6 | 0 | 77 | 205 | 90
8545 | 0 | 111 | 11.1 | 0 | 82 | 200 | 88
8546 | 0 | 116 | 11.1 | 0 | 80 | 200 | 91
8547 | 0 | 111 | 11.6 | 0 | 82 | 200 | 90
8548 | 0 | 111 | 11.6 | 0 | 88 | 200 | 90
8549 | 0 | 116 | 11.6 | 0 | 80 | 205 | 92
8550 | 0 | 116 | 12.2 | 0 | 72 | 205 | 88
8551 | 0 | 116 | 12.2 | 0 | 67 | 205 | 88
8552 | 0 | 122 | 12.7 | 0 | 67 | 210 | 94
8553 | 0 | 122 | 12.7 | 0 | 75 | 215 | 88
8554 | 9 | 127 | 12.2 | 0 | 77 | 220 | 84
8555 | 66 | 127 | 12.7 | 0 | 72 | 225 | 91
8556 | 81 | 122 | 12.7 | 154 | 72 | 225 | 85
8557 | 87 | 127 | 12.2 | 159 | 77 | 220 | 78
8558 | 76 | 127 | 11.6 | 496 | 72 | 225 | 71
8559 | 65 | 122 | 10 | 56 | 67 | 230 | 68
8560 | 22 | 116 | 9.4 | 0 | 62 | 225 | 69
8561 | 0 | 100 | 9.4 | 0 | 57 | 215 | 72
8562 | 0 | 94 | 9.4 | 0 | 62 | 205 | 81
8563 | 0 | 94 | 9.4 | 0 | 70 | 200 | 85
8564 | 0 | 94 | 8.8 | 0 | 67 | 210 | 87
8565 | 0 | 94 | 8.8 | 0 | 59 | 225 | 86
8566 | 0 | 88 | 8.8 | 0 | 59 | 230 | 85
8567 | 0 | 88 | 7.7 | 0 | 59 | 230 | 83
8568 | 0 | 88 | 7.7 | 0 | 51 | 230 | 86
8569 | 0 | 77 | 7.7 | 0 | 49 | 230 | 81
8570 | 0 | 77 | 7.7 | 0 | 51 | 230 | 80
8571 | 0 | 77 | 7.7 | 0 | 51 | 225 | 80
8572 | 0 | 77 | 7.7 | 0 | 54 | 220 | 83
8573 | 0 | 77 | 7.7 | 0 | 57 | 220 | 83
8574 | 0 | 77 | 7.2 | 0 | 57 | 215 | 81
8575 | 0 | 77 | 7.2 | 0 | 54 | 210 | 85
8576 | 0 | 72 | 7.2 | 0 | 51 | 210 | 86
8577 | 0 | 72 | 7.7 | 0 | 54 | 205 | 86
8578 | 9 | 72 | 7.7 | 0 | 54 | 200 | 87
8579 | 34 | 77 | 7.7 | 0 | 51 | 205 | 85
8580 | 53 | 77 | 7.7 | 0 | 54 | 210 | 84
8581 | 59 | 77 | 7.7 | 0 | 57 | 215 | 81
8582 | 53 | 77 | 7.2 | 0 | 51 | 220 | 82
8583 | 34 | 77 | 6.6 | 0 | 41 | 225 | 81
8584 | 15 | 72 | 6.6 | 0 | 31 | 230 | 81
8585 | 0 | 66 | 7.2 | 0 | 23 | 225 | 83
8586 | 0 | 66 | 6.6 | 0 | 23 | 220 | 85
8587 | 0 | 72 | 6.1 | 0 | 21 | 225 | 86
8588 | 0 | 66 | 6.1 | 0 | 13 | 230 | 85
8589 | 0 | 61 | 6.1 | 0 | 15 | 230 | 88
8590 | 0 | 61 | 6.1 | 0 | 15 | 230 | 87
8591 | 0 | 61 | 5.5 | 0 | 13 | 235 | 85
8592 | 0 | 61 | 5.5 | 0 | 18 | 235 | 91
8593 | 0 | 55 | 6.1 | 0 | 23 | 235 | 89
8594 | 0 | 55 | 5.5 | 0 | 23 | 235 | 86
8595 | 0 | 61 | 6.1 | 0 | 26 | 230 | 87
8596 | 0 | 55 | 5.5 | 0 | 28 | 225 | 90
8597 | 0 | 61 | 5.5 | 0 | 31 | 220 | 91
8598 | 0 | 55 | 5.5 | 0 | 36 | 220 | 90
8599 | 0 | 55 | 5.5 | 0 | 33 | 220 | 85
8600 | 0 | 55 | 5.5 | 0 | 33 | 220 | 91
8601 | 0 | 55 | 5.5 | 0 | 41 | 220 | 91
8602 | 9 | 55 | 5.5 | 0 | 39 | 210 | 91
8603 | 34 | 55 | 6.1 | 0 | 33 | 215 | 93
8604 | 53 | 55 | 6.1 | 0 | 51 | 265 | 88
8605 | 59 | 61 | 6.1 | 0 | 72 | 300 | 76
8606 | 53 | 61 | 6.1 | 0 | 75 | 300 | 71
8607 | 34 | 61 | 5.5 | 0 | 67 | 300 | 74
8608 | 9 | 61 | 5.5 | 0 | 67 | 310 | 81
8609 | 0 | 55 | 5.5 | 0 | 77 | 325 | 75
8610 | 0 | 55 | 5.5 | 0 | 72 | 330 | 76
8611 | 0 | 55 | 5 | 0 | 62 | 330 | 74
8612 | 0 | 55 | 5 | 0 | 62 | 325 | 71
8613 | 0 | 50 | 5 | 0 | 62 | 325 | 75
8614 | 0 | 50 | 5 | 0 | 64 | 330 | 80
8615 | 0 | 50 | 5 | 0 | 72 | 330 | 69
8616 | 0 | 50 | 4.4 | 0 | 70 | 325 | 63
8617 | 0 | 50 | 5 | 0 | 62 | 325 | 71
8618 | 0 | 44 | 5 | 0 | 62 | 325 | 71
8619 | 0 | 50 | 5 | 0 | 59 | 325 | 72
8620 | 0 | 50 | 5 | 0 | 54 | 325 | 72
8621 | 0 | 50 | 5 | 0 | 49 | 320 | 73
8622 | 0 | 50 | 5 | 0 | 44 | 320 | 75
8623 | 0 | 50 | 5 | 0 | 39 | 325 | 82
8624 | 0 | 50 | 5.5 | 0 | 39 | 325 | 83
8625 | 0 | 50 | 5.5 | 0 | 39 | 320 | 79
8626 | 9 | 55 | 5 | 0 | 36 | 320 | 80
8627 | 53 | 55 | 5.5 | 0 | 39 | 330 | 85
8628 | 69 | 50 | 5 | 0 | 44 | 345 | 79
8629 | 83 | 55 | 5.5 | 93 | 51 | 345 | 71
8630 | 80 | 50 | 5.5 | 97 | 57 | 340 | 71
8631 | 34 | 55 | 5.5 | 0 | 57 | 340 | 67
8632 | 9 | 55 | 5 | 0 | 51 | 340 | 70
8633 | 0 | 55 | 5 | 0 | 39 | 335 | 70
8634 | 0 | 50 | 4.4 | 0 | 26 | 325 | 73
8635 | 0 | 50 | 3.8 | 0 | 18 | 315 | 74
8636 | 0 | 44 | 2.7 | 0 | 15 | 315 | 75
8637 | 0 | 38 | 1.6 | 0 | 15 | 315 | 75
8638 | 0 | 27 | 1.1 | 0 | 10 | 295 | 78
8639 | 0 | 16 | 1.6 | 0 | 8 | 280 | 83
8640 | 0 | 11 | 1.1 | 0 | 10 | 275 | 87
8641 | 0 | 16 | 1.1 | 0 | 8 | 270 | 90
8642 | 0 | 11 | 1.1 | 0 | 10 | 265 | 95
8643 | 0 | 11 | 1.1 | 0 | 10 | 285 | 93
8644 | 0 | 11 | 1.1 | 0 | 5 | 285 | 95
8645 | 0 | 11 | 0.5 | 0 | 10 | 235 | 95
8646 | 0 | 11 | 0.5 | 0 | 18 | 210 | 95
8647 | 0 | 5 | 1.1 | 0 | 15 | 200 | 95
8648 | 0 | 5 | 1.6 | 0 | 15 | 190 | 97
8649 | 0 | 11 | 2.2 | 0 | 21 | 195 | 96
8650 | 9 | 16 | 3.3 | 0 | 15 | 205 | 95
8651 | 34 | 22 | 4.4 | 0 | 13 | 205 | 93
8652 | 53 | 33 | 5 | 0 | 31 | 200 | 95
8653 | 59 | 44 | 5.5 | 0 | 46 | 200 | 89
8654 | 53 | 50 | 6.1 | 0 | 46 | 200 | 89
8655 | 37 | 55 | 6.6 | 0 | 49 | 200 | 94
8656 | 9 | 61 | 7.2 | 0 | 51 | 200 | 94
8657 | 0 | 66 | 7.7 | 0 | 49 | 200 | 96
8658 | 0 | 72 | 7.7 | 0 | 41 | 205 | 95
8659 | 0 | 77 | 8.3 | 0 | 36 | 210 | 97
8660 | 0 | 77 | 8.8 | 0 | 39 | 215 | 95
8661 | 0 | 83 | 8.8 | 0 | 44 | 220 | 95
8662 | 0 | 88 | 8.8 | 0 | 46 | 220 | 95
8663 | 0 | 88 | 8.8 | 0 | 46 | 220 | 91
8664 | 0 | 88 | 9.4 | 0 | 44 | 220 | 91
8665 | 0 | 88 | 7.7 | 0 | 39 | 225 | 92
8666 | 0 | 94 | 5.5 | 0 | 36 | 235 | 95
8667 | 0 | 77 | 5.5 | 0 | 41 | 240 | 94
8668 | 0 | 55 | 5.5 | 0 | 46 | 245 | 95
8669 | 0 | 55 | 5.5 | 0 | 49 | 285 | 91
8670 | 0 | 55 | 5 | 0 | 44 | 310 | 87
8671 | 0 | 55 | 4.4 | 0 | 26 | 290 | 87
8672 | 0 | 50 | 3.8 | 0 | 26 | 275 | 87
8673 | 0 | 44 | 4.4 | 0 | 36 | 270 | 81
8674 | 18 | 38 | 5 | 0 | 36 | 260 | 79
8675 | 65 | 44 | 5.5 | 56 | 39 | 250 | 77
8676 | 76 | 50 | 5.5 | 496 | 49 | 255 | 76
8677 | 78 | 55 | 5.5 | 552 | 59 | 265 | 70
8678 | 81 | 55 | 5 | 118 | 62 | 265 | 68
8679 | 66 | 55 | 4.4 | 67 | 64 | 260 | 65
8680 | 18 | 50 | 4.4 | 0 | 57 | 260 | 65
8681 | 0 | 44 | 4.4 | 0 | 46 | 265 | 67
8682 | 0 | 44 | 3.3 | 0 | 39 | 260 | 68
8683 | 0 | 44 | 3.3 | 0 | 31 | 245 | 71
8684 | 0 | 33 | 2.7 | 0 | 33 | 240 | 72
8685 | 0 | 33 | 3.3 | 0 | 36 | 235 | 71
8686 | 0 | 27 | 2.7 | 0 | 28 | 225 | 74
8687 | 0 | 33 | 2.2 | 0 | 26 | 245 | 84
8688 | 0 | 27 | 1.6 | 0 | 31 | 270 | 80
8689 | 0 | 22 | 1.1 | 0 | 31 | 280 | 76
8690 | 0 | 16 | 1.6 | 0 | 36 | 300 | 76
8691 | 0 | 11 | 1.6 | 0 | 44 | 315 | 76
8692 | 0 | 16 | 1.1 | 0 | 44 | 320 | 75
8693 | 0 | 16 | 1.1 | 0 | 39 | 320 | 78
8694 | 0 | 11 | 1.6 | 0 | 39 | 320 | 78
8695 | 0 | 11 | 2.2 | 0 | 49 | 325 | 77
8696 | 0 | 16 | 2.2 | 0 | 57 | 335 | 79
8697 | 0 | 22 | 1.6 | 0 | 62 | 340 | 81
8698 | 9 | 22 | 1.6 | 0 | 72 | 340 | 74
8699 | 34 | 16 | 2.7 | 0 | 77 | 340 | 77
8700 | 53 | 16 | 2.7 | 0 | 77 | 340 | 74
8701 | 59 | 27 | 3.3 | 0 | 75 | 340 | 73
8702 | 53 | 27 | 2.7 | 0 | 77 | 340 | 71
8703 | 50 | 33 | 1.6 | 0 | 80 | 335 | 68
8704 | 12 | 27 | 1.6 | 0 | 77 | 335 | 70
8705 | 0 | 16 | 1.6 | 0 | 80 | 340 | 71
8706 | 0 | 16 | 1.6 | 0 | 80 | 340 | 69
8707 | 0 | 16 | 0 | 0 | 72 | 340 | 70
8708 | 0 | 16 | 0.5 | 0 | 64 | 335 | 69
8709 | 0 | 0 | 0.5 | 0 | 59 | 330 | 70
8710 | 0 | 5 | 1.1 | 0 | 54 | 325 | 71
8711 | 0 | 5 | 1.1 | 0 | 49 | 320 | 71
8712 | 0 | 11 | 1.1 | 0 | 51 | 320 | 71
8713 | 0 | 11 | 1.1 | 0 | 51 | 320 | 68
8714 | 0 | 11 | 0.5 | 0 | 44 | 320 | 65
8715 | 0 | 11 | 0.5 | 0 | 41 | 315 | 65
8716 | 0 | 5 | 0 | 0 | 41 | 310 | 68
8717 | 0 | 5 | 0 | 0 | 36 | 305 | 67
8718 | 0 | 0 | 0 | 0 | 23 | 285 | 72
8719 | 0 | 0 | 0 | 0 | 18 | 250 | 75
8720 | 0 | 0 | 0.5 | 0 | 21 | 230 | 80
8721 | 0 | 0 | 1.1 | 0 | 21 | 220 | 83
8722 | 9 | 5 | 1.1 | 0 | 21 | 205 | 81
8723 | 34 | 11 | 1.6 | 0 | 23 | 205 | 79
8724 | 53 | 11 | 1.6 | 0 | 26 | 210 | 82
8725 | 59 | 16 | 2.7 | 0 | 23 | 215 | 82
8726 | 53 | 16 | 2.7 | 0 | 23 | 220 | 82
8727 | 69 | 27 | 2.2 | 0 | 26 | 220 | 82
8728 | 18 | 27 | 2.7 | 0 | 28 | 220 | 84
8729 | 0 | 22 | 2.7 | 0 | 33 | 215 | 84
8730 | 0 | 27 | 3.8 | 0 | 36 | 215 | 89
8731 | 0 | 27 | 3.8 | 0 | 41 | 215 | 90
8732 | 0 | 38 | 3.3 | 0 | 46 | 225 | 89
8733 | 0 | 38 | 2.7 | 0 | 41 | 245 | 89
8734 | 0 | 33 | 1.6 | 0 | 33 | 260 | 90
8735 | 0 | 27 | 1.6 | 0 | 33 | 270 | 87
8736 | 0 | 16 | 1.6 | 0 | 41 | 275 | 82
8737 | 0 | 16 | 1.1 | 0 | 49 | 285 | 80
8738 | 0 | 16 | 1.1 | 0 | 46 | 285 | 79
8739 | 0 | 11 | 1.6 | 0 | 33 | 265 | 82
8740 | 0 | 11 | 1.6 | 0 | 26 | 255 | 84
8741 | 0 | 16 | 1.6 | 0 | 33 | 260 | 82
8742 | 0 | 16 | 1.6 | 0 | 39 | 250 | 87
8743 | 0 | 16 | 1.6 | 0 | 39 | 235 | 82
8744 | 0 | 16 | 1.6 | 0 | 44 | 230 | 82
8745 | 0 | 16 | 2.2 | 0 | 46 | 235 | 82
8746 | 12 | 16 | 2.2 | 0 | 51 | 245 | 81
8747 | 56 | 22 | 2.2 | 0 | 54 | 260 | 79
8748 | 94 | 22 | 2.2 | 0 | 54 | 275 | 80
8749 | 97 | 22 | 2.2 | 0 | 62 | 290 | 78
8750 | 79 | 22 | 1.6 | 88 | 67 | 300 | 68
8751 | 68 | 22 | 1.1 | 69 | 64 | 305 | 67
8752 | 28 | 16 | 0.5 | 0 | 57 | 310 | 65
8753 | 0 | 11 | 1.1 | 0 | 54 | 310 | 63
8754 | 0 | 5 | 1.1 | 0 | 49 | 305 | 62
8755 | 0 | 11 | 1.1 | 0 | 36 | 300 | 61
8756 | 0 | 11 | 1.1 | 0 | 26 | 270 | 66
8757 | 0 | 11 | 1.6 | 0 | 26 | 245 | 72
8758 | 0 | 11 | 1.1 | 0 | 28 | 260 | 74
8759 | 0 | 16 | 2.7 | 0 | 23 | 255 | 74
8760 | 0 | 11 | 3.7589 | 0 | 21 | 245 | 76
8761 | 0 | 27 | 0 | 0 | 26 | 245 | 73
Average | 13.7606 | 37.5888 | 3.7652 | 15.668 | 34.3398 | 241.4768 | 83.6023