## User Input Page
Small Scale Hydro Calculator
Name/Location of Watercourse:
| Intake Elevation (m) |  |  | Kinematic Viscosity
| Turbine Elevation (m) |  |  | Roughness Coef (mm)
| Head (m) | 0
Pipe Length (m)
| Hydraulic Gradient | #DIV/0!
Turbine Eff. (%)
Low Flows Summary
Annual |  |  |  | Monthly
[5 empty] | Jan | Feb | Mar | Apr | May | June | July | Aug | Sep | Oct | Nov | Dec
Annual mean flow |  |  |  | Monthly mean
Annual Q95 (m³/s) |  |  |  | Q95
| P (%) | Q (m³/s) |  | P (%) | Q (m³/s) | Q (m³/s) | Q (m³/s) | Q (m³/s) | Q (m³/s) | Q (m³/s) | Q (m³/s) | Q (m³/s) | Q (m³/s) | Q (m³/s) | Q (m³/s) | Q (m³/s)
1 | 5 |  |  | 5
2 | 10 |  |  | 10
3 | 20 |  |  | 20
4 | 30 |  |  | 30
5 | 40 |  |  | 40
6 | 50 |  |  | 50
7 | 60 |  |  | 60
8 | 70 |  |  | 70
9 | 80 |  |  | 80
10 | 90 |  |  | 90
11 | 95 |  |  | 95
12 | 99 |  |  | 99
Cost Of System
Sizing Turbine |  |  |  |  | Jan: Feed-in Tariff
Turbine Rating (kW)
[5 empty] | FITS | Generation | Export | Total
| Chosen Pipe Diameter (m) |  |  |  | Jan: Range; Feb: Price (£)
[5 empty] | < 15kW | 0.199 | 0.03 | 0.229
Operational Range |  |  |  |  | Jan: >15 - 100 kW; Feb: 0.178; Mar: 0.03; Apr: 0.208
| Rated Flowrate (m^3/s) | #DIV/0! |  |  | Jan: >100kW - 2MW; Feb: 0.11; Mar: 0.03; Apr: 0.14
| Turbine | Cut in flow | Cut out flow |  | Jan: >2MW - 5MW; Feb: 0.045; Mar: 0.03; Apr: 0.075
|  | #DIV/0! | #DIV/0!
[5 empty] | Tariff Price | 0.229
Cost Breakdown
| Est. Pipe Cost (per m) | #N/A |  |  | Jan: Revenue Forecast
[5 empty] | Pipe Diameter | Energy Generated | Revenue per
| Est. Cost of Pipe | #N/A |  |  | Jan: (m); Feb: per year (kWh); Mar: year (£)
| Est. Cost of Turbine | 85400 |  |  | Jan: 0.1; Feb: #DIV/0!; Mar: #DIV/0!
| Groundwork/Power House |  | include the costs for powerhouse |  | Jan: 0.2; Feb: #DIV/0!; Mar: #DIV/0!
[5 empty] | 0.3 | #DIV/0! | #DIV/0!
| Transmission Distance (km) | 11kV | 33kV |  | Jan: 0.4; Feb: #DIV/0!; Mar: #DIV/0!
| Overhead |  |  |  | Jan: 0.5; Feb: #DIV/0!; Mar: #DIV/0!
| Underground |  |  |  | Jan: 0.6; Feb: #DIV/0!; Mar: #DIV/0!
[5 empty] | 0.7 | #DIV/0! | #DIV/0!
| Est. Transmission Cost | 0 |  |  | Jan: 0.8; Feb: #DIV/0!; Mar: #DIV/0!
[5 empty] | 0.9 | #DIV/0! | #DIV/0!
| Est. CapEx | #N/A |  |  | Jan: 1; Feb: #DIV/0!; Mar: #DIV/0!; Apr: #N/A
| Est. OpEx | 4850
Payback Period
| Tax rate |  | 35 | % | Jan: Turbine (kW); Feb: 0
| Long term interest rate |  | 7 | % | Jan: Pipe Dia. (m); Feb: 0
| Long term inflation rate |  | 2 | %
| % of profits to debt repayment |  | 100 | %
|  | Investment | Generation | Debt Interest | Jan: Annual OpEx; Feb: Total; Mar: Pre-Tax; Apr: Net; May: Cumulative; June: Debt Capital
|  | Balance | Income | Repayment | Feb: Outgoings; Mar: Profit/Loss; Apr: Profit/Loss; May: Profit/Loss; June: Repayment
Year | bar: Jan to June
| 1 | #N/A | #N/A | #N/A | Jan: 4850; Feb: #N/A; Mar: #N/A; Apr: #N/A; May: #N/A; June: #N/A
| 2 | #N/A | #N/A | #N/A | Jan: 4947; Feb: #N/A; Mar: #N/A; Apr: #N/A; May: #N/A; June: #N/A
| 3 | #N/A | #N/A | #N/A | Jan: 5045.94; Feb: #N/A; Mar: #N/A; Apr: #N/A; May: #N/A; June: #N/A
| 4 | #N/A | #N/A | #N/A | Jan: 5146.8588; Feb: #N/A; Mar: #N/A; Apr: #N/A; May: #N/A; June: #N/A
| 5 | #N/A | #N/A | #N/A | Jan: 5249.796; Feb: #N/A; Mar: #N/A; Apr: #N/A; May: #N/A; June: #N/A
| 6 | #N/A | #N/A | #N/A | Jan: 5354.7919; Feb: #N/A; Mar: #N/A; Apr: #N/A; May: #N/A; June: #N/A
| 7 | #N/A | #N/A | #N/A | Jan: 5461.8877; Feb: #N/A; Mar: #N/A; Apr: #N/A; May: #N/A; June: #N/A
| 8 | #N/A | #N/A | #N/A | Jan: 5571.1255; Feb: #N/A; Mar: #N/A; Apr: #N/A; May: #N/A; June: #N/A
| 9 | #N/A | #N/A | #N/A | Jan: 5682.548; Feb: #N/A; Mar: #N/A; Apr: #N/A; May: #N/A; June: #N/A
| 10 | #N/A | #N/A | #N/A | Jan: 5796.199; Feb: #N/A; Mar: #N/A; Apr: #N/A; May: #N/A; June: #N/A
| 11 | #N/A | #N/A | #N/A | Jan: 5912.1229; Feb: #N/A; Mar: #N/A; Apr: #N/A; May: #N/A; June: #N/A
| 12 | #N/A | #N/A | #N/A | Jan: 6030.3654; Feb: #N/A; Mar: #N/A; Apr: #N/A; May: #N/A; June: #N/A
| 13 | #N/A | #N/A | #N/A | Jan: 6150.9727; Feb: #N/A; Mar: #N/A; Apr: #N/A; May: #N/A; June: #N/A
| 14 | #N/A | #N/A | #N/A | Jan: 6273.9922; Feb: #N/A; Mar: #N/A; Apr: #N/A; May: #N/A; June: #N/A
| 15 | #N/A | #N/A | #N/A | Jan: 6399.472; Feb: #N/A; Mar: #N/A; Apr: #N/A; May: #N/A; June: #N/A
| 16 | #N/A | #N/A | #N/A | Jan: 6527.4614; Feb: #N/A; Mar: #N/A; Apr: #N/A; May: #N/A; June: #N/A
| 17 | #N/A | #N/A | #N/A | Jan: 6658.0107; Feb: #N/A; Mar: #N/A; Apr: #N/A; May: #N/A; June: #N/A
| 18 | #N/A | #N/A | #N/A | Jan: 6791.1709; Feb: #N/A; Mar: #N/A; Apr: #N/A; May: #N/A; June: #N/A
| 19 | #N/A | #N/A | #N/A | Jan: 6926.9943; Feb: #N/A; Mar: #N/A; Apr: #N/A; May: #N/A; June: #N/A
| 20 | #N/A | #N/A | #N/A | Jan: 7065.5342; Feb: #N/A; Mar: #N/A; Apr: #N/A; May: #N/A; June: #N/A

## Diameter1 (hidden)
| Intake Elevation (m) | 0 |  | Kinematic Viscosity | 0
| Generator Elevation (m) | 0 |  | Roughness Coef (mm) | 0 |  | Gravity | 9.81
| Net Head (m) | 0 |  | Pipe Diameter (m) | 0.1 |  | e/D | 0
| Pipe Length (m) | 0 |  | Pipe X-Section Area (m2) | 0.007854 |  | Iteration Start | 0.02
| Hydraulic Gradient | #DIV/0! |  | Flow Velocity (m/s) | #DIV/0!
| Turbine Eff. (%) | 0 |  | Discharge Rate(m^3/s) | #DIV/0!
Low Flows Summary
Annual |  |  |  | Monthly
[5 empty] | Jan | Feb | Mar | Apr | May | June | July | Aug | Sep | Oct | Nov | Dec
Annual mean flow | 0 |  |  | Monthly mean | 0 | 0 | 0 | 0 | 0 | 0 | 0 | 0 | 0 | 0 | 0 | 0
Q95 | 0 |  |  | Q95 | 0 | 0 | 0 | 0 | 0 | 0 | 0 | 0 | 0 | 0 | 0 | 0
| P (%) | Q (m³/s) |  | P (%) | Q (m³/s) | Q (m³/s) | Q (m³/s) | Q (m³/s) | Q (m³/s) | Q (m³/s) | Q (m³/s) | Q (m³/s) | Q (m³/s) | Q (m³/s) | Q (m³/s) | Q (m³/s)
1 | 5 | 0 |  | 5 | 0 | 0 | 0 | 0 | 0 | 0 | 0 | 0 | 0 | 0 | 0 | 0
2 | 10 | 0 |  | 10 | 0 | 0 | 0 | 0 | 0 | 0 | 0 | 0 | 0 | 0 | 0 | 0
3 | 20 | 0 |  | 20 | 0 | 0 | 0 | 0 | 0 | 0 | 0 | 0 | 0 | 0 | 0 | 0
4 | 30 | 0 |  | 30 | 0 | 0 | 0 | 0 | 0 | 0 | 0 | 0 | 0 | 0 | 0 | 0
5 | 40 | 0 |  | 40 | 0 | 0 | 0 | 0 | 0 | 0 | 0 | 0 | 0 | 0 | 0 | 0
6 | 50 | 0 |  | 50 | 0 | 0 | 0 | 0 | 0 | 0 | 0 | 0 | 0 | 0 | 0 | 0
7 | 60 | 0 |  | 60 | 0 | 0 | 0 | 0 | 0 | 0 | 0 | 0 | 0 | 0 | 0 | 0
8 | 70 | 0 |  | 70 | 0 | 0 | 0 | 0 | 0 | 0 | 0 | 0 | 0 | 0 | 0 | 0
9 | 80 | 0 |  | 80 | 0 | 0 | 0 | 0 | 0 | 0 | 0 | 0 | 0 | 0 | 0 | 0
10 | 90 | 0 |  | 90 | 0 | 0 | 0 | 0 | 0 | 0 | 0 | 0 | 0 | 0 | 0 | 0
11 | 95 | 0 |  | 95 | 0 | 0 | 0 | 0 | 0 | 0 | 0 | 0 | 0 | 0 | 0 | 0
12 | 99 | 0 |  | 99 | 0 | 0 | 0 | 0 | 0 | 0 | 0 | 0 | 0 | 0 | 0 | 0
Period | Mean Flow (m³/s) | Q95 (m³/s) | Captured Flow (m³/s) | U(m/s) | Jan: Re; Feb: Colebrook iterations; May: friction coef; June: hf (m); July: Power
Annual | #REF! | 0 | #REF! | #REF! | Jan: #REF!; Feb: #REF!; Mar: #REF!; Apr: #REF!; May: #REF!; June: #REF!; July: #REF!
Jan | #REF! | #REF! | #REF! | #REF! | Jan: #REF!; Feb: #REF!; Mar: #REF!; Apr: #REF!; May: #REF!; June: #REF!; July: #REF!
Feb | #REF! | #REF! | #REF! | #REF! | Jan: #REF!; Feb: #REF!; Mar: #REF!; Apr: #REF!; May: #REF!; June: #REF!; July: #REF!
Mar | #REF! | #REF! | #REF! | #REF! | Jan: #REF!; Feb: #REF!; Mar: #REF!; Apr: #REF!; May: #REF!; June: #REF!; July: #REF!
Apr | #REF! | #REF! | #REF! | #REF! | Jan: #REF!; Feb: #REF!; Mar: #REF!; Apr: #REF!; May: #REF!; June: #REF!; July: #REF!
May | #REF! | #REF! | #REF! | #REF! | Jan: #REF!; Feb: #REF!; Mar: #REF!; Apr: #REF!; May: #REF!; June: #REF!; July: #REF!
Jun | #REF! | #REF! | #REF! | #REF! | Jan: #REF!; Feb: #REF!; Mar: #REF!; Apr: #REF!; May: #REF!; June: #REF!; July: #REF!
Jul | #REF! | #REF! | #REF! | #REF! | Jan: #REF!; Feb: #REF!; Mar: #REF!; Apr: #REF!; May: #REF!; June: #REF!; July: #REF!
Aug | #REF! | #REF! | #REF! | #REF! | Jan: #REF!; Feb: #REF!; Mar: #REF!; Apr: #REF!; May: #REF!; June: #REF!; July: #REF!
Sep | #REF! | #REF! | #REF! | #REF! | Jan: #REF!; Feb: #REF!; Mar: #REF!; Apr: #REF!; May: #REF!; June: #REF!; July: #REF!
Oct | #REF! | #REF! | #REF! | #REF! | Jan: #REF!; Feb: #REF!; Mar: #REF!; Apr: #REF!; May: #REF!; June: #REF!; July: #REF!
Nov | #REF! | #REF! | #REF! | #REF! | Jan: #REF!; Feb: #REF!; Mar: #REF!; Apr: #REF!; May: #REF!; June: #REF!; July: #REF!
Dec | #REF! | #REF! | #REF! | #REF! | Jan: #REF!; Feb: #REF!; Mar: #REF!; Apr: #REF!; May: #REF!; June: #REF!; July: #REF!
[10 empty] | mean | #REF!
Exceed | Prob of any flow | Jan | [15 empty] | 31
Prob. | occurring | flow | value | U(m/s) | Jan: Re; Feb: Colebrook iterations; May: friction coef; June: hf (m); July: Power; Aug: Output; Dec: Capturing
0.05 | 0.05 | 0 | #DIV/0! | #DIV/0! | #DIV/0! | #DIV/0! | #DIV/0! | #DIV/0! | #DIV/0! | #DIV/0! | #DIV/0! | #DIV/0! |  |  |  | #DIV/0! | #DIV/0! | #DIV/0! | kWh | #DIV/0!
0.1 | 0.05 | 0 | #DIV/0! | #DIV/0! | #DIV/0! | #DIV/0! | #DIV/0! | #DIV/0! | #DIV/0! | #DIV/0! | #DIV/0! | #DIV/0! |  |  |  | #DIV/0! | #DIV/0! | #DIV/0! | kWh | #DIV/0!
0.2 | 0.1 | 0 | #DIV/0! | #DIV/0! | #DIV/0! | #DIV/0! | #DIV/0! | #DIV/0! | #DIV/0! | #DIV/0! | #DIV/0! | #DIV/0! |  |  |  | #DIV/0! | #DIV/0! | #DIV/0! | kWh | #DIV/0!
0.3 | 0.1 | 0 | #DIV/0! | #DIV/0! | #DIV/0! | #DIV/0! | #DIV/0! | #DIV/0! | #DIV/0! | #DIV/0! | #DIV/0! | #DIV/0! |  |  |  | #DIV/0! | #DIV/0! | #DIV/0! | kWh | #DIV/0!
0.4 | 0.1 | 0 | #DIV/0! | #DIV/0! | #DIV/0! | #DIV/0! | #DIV/0! | #DIV/0! | #DIV/0! | #DIV/0! | #DIV/0! | #DIV/0! |  |  |  | #DIV/0! | #DIV/0! | #DIV/0! | kWh | #DIV/0!
0.5 | 0.1 | 0 | #DIV/0! | #DIV/0! | #DIV/0! | #DIV/0! | #DIV/0! | #DIV/0! | #DIV/0! | #DIV/0! | #DIV/0! | #DIV/0! |  |  |  | #DIV/0! | #DIV/0! | #DIV/0! | kWh | #DIV/0!
0.6 | 0.1 | 0 | #DIV/0! | #DIV/0! | #DIV/0! | #DIV/0! | #DIV/0! | #DIV/0! | #DIV/0! | #DIV/0! | #DIV/0! | #DIV/0! |  |  |  | #DIV/0! | #DIV/0! | #DIV/0! | kWh | #DIV/0!
0.7 | 0.1 | 0 | #DIV/0! | #DIV/0! | #DIV/0! | #DIV/0! | #DIV/0! | #DIV/0! | #DIV/0! | #DIV/0! | #DIV/0! | #DIV/0! |  |  |  | #DIV/0! | #DIV/0! | #DIV/0! | kWh | #DIV/0!
0.8 | 0.1 | 0 | #DIV/0! | #DIV/0! | #DIV/0! | #DIV/0! | #DIV/0! | #DIV/0! | #DIV/0! | #DIV/0! | #DIV/0! | #DIV/0! |  |  |  | #DIV/0! | #DIV/0! | #DIV/0! | kWh | #DIV/0!
0.9 | 0.1 | 0 | #DIV/0! | #DIV/0! | #DIV/0! | #DIV/0! | #DIV/0! | #DIV/0! | #DIV/0! | #DIV/0! | #DIV/0! | #DIV/0! |  |  |  | #DIV/0! | #DIV/0! | #DIV/0! | kWh | #DIV/0!
0.95 | 0.05 | 0 | #DIV/0! | #DIV/0! | #DIV/0! | #DIV/0! | #DIV/0! | #DIV/0! | #DIV/0! | #DIV/0! | #DIV/0! | #DIV/0! |  |  |  | #DIV/0! | #DIV/0! | #DIV/0! | kWh | #DIV/0!
0.99 | 0.04 | 0 | #DIV/0! | #DIV/0! | #DIV/0! | #DIV/0! | #DIV/0! | #DIV/0! | #DIV/0! | #DIV/0! | #DIV/0! | #DIV/0! |  |  |  | #DIV/0! | #DIV/0! | #DIV/0! | kWh | #DIV/0!
1 | 0.01 | 0 | #DIV/0! | #DIV/0! | #DIV/0! | #DIV/0! | #DIV/0! | #DIV/0! | #DIV/0! | #DIV/0! | #DIV/0! | #DIV/0! |  |  |  | #DIV/0! | #DIV/0! | #DIV/0! | kWh | #DIV/0!
[5 empty] | July: Total; Aug: #DIV/0! |  | #DIV/0! | #DIV/0! | #DIV/0!
Exceed | Prob of any flow | Feb | [15 empty] | 28
Prob. | occurring | flow | value | U(m/s) | Jan: Re; Feb: Colebrook iterations; May: friction coef; June: hf (m); July: Power; Aug: Output
0.05 | 0.05 | 0 | #DIV/0! | #DIV/0! | #DIV/0! | #DIV/0! | #DIV/0! | #DIV/0! | #DIV/0! | #DIV/0! | #DIV/0! | #DIV/0! |  |  |  | #DIV/0! | #DIV/0! | #DIV/0! | kWh | #DIV/0!
0.1 | 0.05 | 0 | #DIV/0! | #DIV/0! | #DIV/0! | #DIV/0! | #DIV/0! | #DIV/0! | #DIV/0! | #DIV/0! | #DIV/0! | #DIV/0! |  |  |  | #DIV/0! | #DIV/0! | #DIV/0! | kWh | #DIV/0!
0.2 | 0.1 | 0 | #DIV/0! | #DIV/0! | #DIV/0! | #DIV/0! | #DIV/0! | #DIV/0! | #DIV/0! | #DIV/0! | #DIV/0! | #DIV/0! |  |  |  | #DIV/0! | #DIV/0! | #DIV/0! | kWh | #DIV/0!
0.3 | 0.1 | 0 | #DIV/0! | #DIV/0! | #DIV/0! | #DIV/0! | #DIV/0! | #DIV/0! | #DIV/0! | #DIV/0! | #DIV/0! | #DIV/0! |  |  |  | #DIV/0! | #DIV/0! | #DIV/0! | kWh | #DIV/0!
0.4 | 0.1 | 0 | #DIV/0! | #DIV/0! | #DIV/0! | #DIV/0! | #DIV/0! | #DIV/0! | #DIV/0! | #DIV/0! | #DIV/0! | #DIV/0! |  |  |  | #DIV/0! | #DIV/0! | #DIV/0! | kWh | #DIV/0!
0.5 | 0.1 | 0 | #DIV/0! | #DIV/0! | #DIV/0! | #DIV/0! | #DIV/0! | #DIV/0! | #DIV/0! | #DIV/0! | #DIV/0! | #DIV/0! |  |  |  | #DIV/0! | #DIV/0! | #DIV/0! | kWh | #DIV/0!
0.6 | 0.1 | 0 | #DIV/0! | #DIV/0! | #DIV/0! | #DIV/0! | #DIV/0! | #DIV/0! | #DIV/0! | #DIV/0! | #DIV/0! | #DIV/0! |  |  |  | #DIV/0! | #DIV/0! | #DIV/0! | kWh | #DIV/0!
0.7 | 0.1 | 0 | #DIV/0! | #DIV/0! | #DIV/0! | #DIV/0! | #DIV/0! | #DIV/0! | #DIV/0! | #DIV/0! | #DIV/0! | #DIV/0! |  |  |  | #DIV/0! | #DIV/0! | #DIV/0! | kWh | #DIV/0!
0.8 | 0.1 | 0 | #DIV/0! | #DIV/0! | #DIV/0! | #DIV/0! | #DIV/0! | #DIV/0! | #DIV/0! | #DIV/0! | #DIV/0! | #DIV/0! |  |  |  | #DIV/0! | #DIV/0! | #DIV/0! | kWh | #DIV/0!
0.9 | 0.1 | 0 | #DIV/0! | #DIV/0! | #DIV/0! | #DIV/0! | #DIV/0! | #DIV/0! | #DIV/0! | #DIV/0! | #DIV/0! | #DIV/0! |  |  |  | #DIV/0! | #DIV/0! | #DIV/0! | kWh | #DIV/0!
0.95 | 0.05 | 0 | #DIV/0! | #DIV/0! | #DIV/0! | #DIV/0! | #DIV/0! | #DIV/0! | #DIV/0! | #DIV/0! | #DIV/0! | #DIV/0! |  |  |  | #DIV/0! | #DIV/0! | #DIV/0! | kWh | #DIV/0!
0.99 | 0.04 | 0 | #DIV/0! | #DIV/0! | #DIV/0! | #DIV/0! | #DIV/0! | #DIV/0! | #DIV/0! | #DIV/0! | #DIV/0! | #DIV/0! |  |  |  | #DIV/0! | #DIV/0! | #DIV/0! | kWh | #DIV/0!
1 | 0.01 | 0 | #DIV/0! | #DIV/0! | #DIV/0! | #DIV/0! | #DIV/0! | #DIV/0! | #DIV/0! | #DIV/0! | #DIV/0! | #DIV/0! |  |  |  | #DIV/0! | #DIV/0! | #DIV/0! | kWh | #DIV/0!
[5 empty] | June: mean; July: #DIV/0!; Aug: #DIV/0! |  | #DIV/0! | #DIV/0! | #DIV/0!
Exceed | Prob of any flow | Mar | [15 empty] | 31
Prob. | occurring | flow | value | U(m/s) | Jan: Re; Feb: Colebrook iterations; May: friction coef; June: hf (m); July: Power; Aug: Output
0.05 | 0.05 | 0 | #DIV/0! | #DIV/0! | #DIV/0! | #DIV/0! | #DIV/0! | #DIV/0! | #DIV/0! | #DIV/0! | #DIV/0! | #DIV/0! |  |  |  | #DIV/0! | #DIV/0! | #DIV/0! | kWh | #DIV/0!
0.1 | 0.05 | 0 | #DIV/0! | #DIV/0! | #DIV/0! | #DIV/0! | #DIV/0! | #DIV/0! | #DIV/0! | #DIV/0! | #DIV/0! | #DIV/0! |  |  |  | #DIV/0! | #DIV/0! | #DIV/0! | kWh | #DIV/0!
0.2 | 0.1 | 0 | #DIV/0! | #DIV/0! | #DIV/0! | #DIV/0! | #DIV/0! | #DIV/0! | #DIV/0! | #DIV/0! | #DIV/0! | #DIV/0! |  |  |  | #DIV/0! | #DIV/0! | #DIV/0! | kWh | #DIV/0!
0.3 | 0.1 | 0 | #DIV/0! | #DIV/0! | #DIV/0! | #DIV/0! | #DIV/0! | #DIV/0! | #DIV/0! | #DIV/0! | #DIV/0! | #DIV/0! |  |  |  | #DIV/0! | #DIV/0! | #DIV/0! | kWh | #DIV/0!
0.4 | 0.1 | 0 | #DIV/0! | #DIV/0! | #DIV/0! | #DIV/0! | #DIV/0! | #DIV/0! | #DIV/0! | #DIV/0! | #DIV/0! | #DIV/0! |  |  |  | #DIV/0! | #DIV/0! | #DIV/0! | kWh | #DIV/0!
0.5 | 0.1 | 0 | #DIV/0! | #DIV/0! | #DIV/0! | #DIV/0! | #DIV/0! | #DIV/0! | #DIV/0! | #DIV/0! | #DIV/0! | #DIV/0! |  |  |  | #DIV/0! | #DIV/0! | #DIV/0! | kWh | #DIV/0!
0.6 | 0.1 | 0 | #DIV/0! | #DIV/0! | #DIV/0! | #DIV/0! | #DIV/0! | #DIV/0! | #DIV/0! | #DIV/0! | #DIV/0! | #DIV/0! |  |  |  | #DIV/0! | #DIV/0! | #DIV/0! | kWh | #DIV/0!
0.7 | 0.1 | 0 | #DIV/0! | #DIV/0! | #DIV/0! | #DIV/0! | #DIV/0! | #DIV/0! | #DIV/0! | #DIV/0! | #DIV/0! | #DIV/0! |  |  |  | #DIV/0! | #DIV/0! | #DIV/0! | kWh | #DIV/0!
0.8 | 0.1 | 0 | #DIV/0! | #DIV/0! | #DIV/0! | #DIV/0! | #DIV/0! | #DIV/0! | #DIV/0! | #DIV/0! | #DIV/0! | #DIV/0! |  |  |  | #DIV/0! | #DIV/0! | #DIV/0! | kWh | #DIV/0!
0.9 | 0.1 | 0 | #DIV/0! | #DIV/0! | #DIV/0! | #DIV/0! | #DIV/0! | #DIV/0! | #DIV/0! | #DIV/0! | #DIV/0! | #DIV/0! |  |  |  | #DIV/0! | #DIV/0! | #DIV/0! | kWh | #DIV/0!
0.95 | 0.05 | 0 | #DIV/0! | #DIV/0! | #DIV/0! | #DIV/0! | #DIV/0! | #DIV/0! | #DIV/0! | #DIV/0! | #DIV/0! | #DIV/0! |  |  |  | #DIV/0! | #DIV/0! | #DIV/0! | kWh | #DIV/0!
0.99 | 0.04 | 0 | #DIV/0! | #DIV/0! | #DIV/0! | #DIV/0! | #DIV/0! | #DIV/0! | #DIV/0! | #DIV/0! | #DIV/0! | #DIV/0! |  |  |  | #DIV/0! | #DIV/0! | #DIV/0! | kWh | #DIV/0!
1 | 0.01 | 0 | #DIV/0! | #DIV/0! | #DIV/0! | #DIV/0! | #DIV/0! | #DIV/0! | #DIV/0! | #DIV/0! | #DIV/0! | #DIV/0! |  |  |  | #DIV/0! | #DIV/0! | #DIV/0! | kWh | #DIV/0!
[5 empty] | June: mean; July: #DIV/0!; Aug: #DIV/0! |  | #DIV/0! | #DIV/0! | #DIV/0!
Exceed | Prob of any flow | Apr | [15 empty] | 30
Prob. | occurring | flow | value | U(m/s) | Jan: Re; Feb: Colebrook iterations; May: friction coef; June: hf (m); July: Power; Aug: Output
0.05 | 0.05 | 0 | #DIV/0! | #DIV/0! | #DIV/0! | #DIV/0! | #DIV/0! | #DIV/0! | #DIV/0! | #DIV/0! | #DIV/0! | #DIV/0! |  |  |  | #DIV/0! | #DIV/0! | #DIV/0! | kWh | #DIV/0!
0.1 | 0.05 | 0 | #DIV/0! | #DIV/0! | #DIV/0! | #DIV/0! | #DIV/0! | #DIV/0! | #DIV/0! | #DIV/0! | #DIV/0! | #DIV/0! |  |  |  | #DIV/0! | #DIV/0! | #DIV/0! | kWh | #DIV/0!
0.2 | 0.1 | 0 | #DIV/0! | #DIV/0! | #DIV/0! | #DIV/0! | #DIV/0! | #DIV/0! | #DIV/0! | #DIV/0! | #DIV/0! | #DIV/0! |  |  |  | #DIV/0! | #DIV/0! | #DIV/0! | kWh | #DIV/0!
0.3 | 0.1 | 0 | #DIV/0! | #DIV/0! | #DIV/0! | #DIV/0! | #DIV/0! | #DIV/0! | #DIV/0! | #DIV/0! | #DIV/0! | #DIV/0! |  |  |  | #DIV/0! | #DIV/0! | #DIV/0! | kWh | #DIV/0!
0.4 | 0.1 | 0 | #DIV/0! | #DIV/0! | #DIV/0! | #DIV/0! | #DIV/0! | #DIV/0! | #DIV/0! | #DIV/0! | #DIV/0! | #DIV/0! |  |  |  | #DIV/0! | #DIV/0! | #DIV/0! | kWh | #DIV/0!
0.5 | 0.1 | 0 | #DIV/0! | #DIV/0! | #DIV/0! | #DIV/0! | #DIV/0! | #DIV/0! | #DIV/0! | #DIV/0! | #DIV/0! | #DIV/0! |  |  |  | #DIV/0! | #DIV/0! | #DIV/0! | kWh | #DIV/0!
0.6 | 0.1 | 0 | #DIV/0! | #DIV/0! | #DIV/0! | #DIV/0! | #DIV/0! | #DIV/0! | #DIV/0! | #DIV/0! | #DIV/0! | #DIV/0! |  |  |  | #DIV/0! | #DIV/0! | #DIV/0! | kWh | #DIV/0!
0.7 | 0.1 | 0 | #DIV/0! | #DIV/0! | #DIV/0! | #DIV/0! | #DIV/0! | #DIV/0! | #DIV/0! | #DIV/0! | #DIV/0! | #DIV/0! |  |  |  | #DIV/0! | #DIV/0! | #DIV/0! | kWh | #DIV/0!
0.8 | 0.1 | 0 | #DIV/0! | #DIV/0! | #DIV/0! | #DIV/0! | #DIV/0! | #DIV/0! | #DIV/0! | #DIV/0! | #DIV/0! | #DIV/0! |  |  |  | #DIV/0! | #DIV/0! | #DIV/0! | kWh | #DIV/0!
0.9 | 0.1 | 0 | #DIV/0! | #DIV/0! | #DIV/0! | #DIV/0! | #DIV/0! | #DIV/0! | #DIV/0! | #DIV/0! | #DIV/0! | #DIV/0! |  |  |  | #DIV/0! | #DIV/0! | #DIV/0! | kWh | #DIV/0!
0.95 | 0.05 | 0 | #DIV/0! | #DIV/0! | #DIV/0! | #DIV/0! | #DIV/0! | #DIV/0! | #DIV/0! | #DIV/0! | #DIV/0! | #DIV/0! |  |  |  | #DIV/0! | #DIV/0! | #DIV/0! | kWh | #DIV/0!
0.99 | 0.04 | 0 | #DIV/0! | #DIV/0! | #DIV/0! | #DIV/0! | #DIV/0! | #DIV/0! | #DIV/0! | #DIV/0! | #DIV/0! | #DIV/0! |  |  |  | #DIV/0! | #DIV/0! | #DIV/0! | kWh | #DIV/0!
1 | 0.01 | 0 | #DIV/0! | #DIV/0! | #DIV/0! | #DIV/0! | #DIV/0! | #DIV/0! | #DIV/0! | #DIV/0! | #DIV/0! | #DIV/0! |  |  |  | #DIV/0! | #DIV/0! | #DIV/0! | kWh | #DIV/0!
[5 empty] | June: mean; July: #DIV/0!; Aug: #DIV/0! |  | #DIV/0! | #DIV/0! | #DIV/0!
Exceed | Prob of any flow | May | [15 empty] | 31
Prob. | occurring | flow | value | U(m/s) | Jan: Re; Feb: Colebrook iterations; May: friction coef; June: hf (m); July: Power; Aug: Output
0.05 | 0.05 | 0 | #DIV/0! | #DIV/0! | #DIV/0! | #DIV/0! | #DIV/0! | #DIV/0! | #DIV/0! | #DIV/0! | #DIV/0! | #DIV/0! |  |  |  | #DIV/0! | #DIV/0! | #DIV/0! | kWh | #DIV/0!
0.1 | 0.05 | 0 | #DIV/0! | #DIV/0! | #DIV/0! | #DIV/0! | #DIV/0! | #DIV/0! | #DIV/0! | #DIV/0! | #DIV/0! | #DIV/0! |  |  |  | #DIV/0! | #DIV/0! | #DIV/0! | kWh | #DIV/0!
0.2 | 0.1 | 0 | #DIV/0! | #DIV/0! | #DIV/0! | #DIV/0! | #DIV/0! | #DIV/0! | #DIV/0! | #DIV/0! | #DIV/0! | #DIV/0! |  |  |  | #DIV/0! | #DIV/0! | #DIV/0! | kWh | #DIV/0!
0.3 | 0.1 | 0 | #DIV/0! | #DIV/0! | #DIV/0! | #DIV/0! | #DIV/0! | #DIV/0! | #DIV/0! | #DIV/0! | #DIV/0! | #DIV/0! |  |  |  | #DIV/0! | #DIV/0! | #DIV/0! | kWh | #DIV/0!
0.4 | 0.1 | 0 | #DIV/0! | #DIV/0! | #DIV/0! | #DIV/0! | #DIV/0! | #DIV/0! | #DIV/0! | #DIV/0! | #DIV/0! | #DIV/0! |  |  |  | #DIV/0! | #DIV/0! | #DIV/0! | kWh | #DIV/0!
0.5 | 0.1 | 0 | #DIV/0! | #DIV/0! | #DIV/0! | #DIV/0! | #DIV/0! | #DIV/0! | #DIV/0! | #DIV/0! | #DIV/0! | #DIV/0! |  |  |  | #DIV/0! | #DIV/0! | #DIV/0! | kWh | #DIV/0!
0.6 | 0.1 | 0 | #DIV/0! | #DIV/0! | #DIV/0! | #DIV/0! | #DIV/0! | #DIV/0! | #DIV/0! | #DIV/0! | #DIV/0! | #DIV/0! |  |  |  | #DIV/0! | #DIV/0! | #DIV/0! | kWh | #DIV/0!
0.7 | 0.1 | 0 | #DIV/0! | #DIV/0! | #DIV/0! | #DIV/0! | #DIV/0! | #DIV/0! | #DIV/0! | #DIV/0! | #DIV/0! | #DIV/0! |  |  |  | #DIV/0! | #DIV/0! | #DIV/0! | kWh | #DIV/0!
0.8 | 0.1 | 0 | #DIV/0! | #DIV/0! | #DIV/0! | #DIV/0! | #DIV/0! | #DIV/0! | #DIV/0! | #DIV/0! | #DIV/0! | #DIV/0! |  |  |  | #DIV/0! | #DIV/0! | #DIV/0! | kWh | #DIV/0!
0.9 | 0.1 | 0 | #DIV/0! | #DIV/0! | #DIV/0! | #DIV/0! | #DIV/0! | #DIV/0! | #DIV/0! | #DIV/0! | #DIV/0! | #DIV/0! |  |  |  | #DIV/0! | #DIV/0! | #DIV/0! | kWh | #DIV/0!
0.95 | 0.05 | 0 | #DIV/0! | #DIV/0! | #DIV/0! | #DIV/0! | #DIV/0! | #DIV/0! | #DIV/0! | #DIV/0! | #DIV/0! | #DIV/0! |  |  |  | #DIV/0! | #DIV/0! | #DIV/0! | kWh | #DIV/0!
0.99 | 0.04 | 0 | #DIV/0! | #DIV/0! | #DIV/0! | #DIV/0! | #DIV/0! | #DIV/0! | #DIV/0! | #DIV/0! | #DIV/0! | #DIV/0! |  |  |  | #DIV/0! | #DIV/0! | #DIV/0! | kWh | #DIV/0!
1 | 0.01 | 0 | #DIV/0! | #DIV/0! | #DIV/0! | #DIV/0! | #DIV/0! | #DIV/0! | #DIV/0! | #DIV/0! | #DIV/0! | #DIV/0! |  |  |  | #DIV/0! | #DIV/0! | #DIV/0! | kWh | #DIV/0!
[5 empty] | June: mean; July: #DIV/0!; Aug: #DIV/0! |  | #DIV/0! | #DIV/0! | #DIV/0!
Exceed | Prob of any flow | Jun | [15 empty] | 30
Prob. | occurring | flow | value | U(m/s) | Jan: Re; Feb: Colebrook iterations; May: friction coef; June: hf (m); July: Power; Aug: Output
0.05 | 0.05 | 0 | #DIV/0! | #DIV/0! | #DIV/0! | #DIV/0! | #DIV/0! | #DIV/0! | #DIV/0! | #DIV/0! | #DIV/0! | #DIV/0! |  |  |  | #DIV/0! | #DIV/0! | #DIV/0! | kWh | #DIV/0!
0.1 | 0.05 | 0 | #DIV/0! | #DIV/0! | #DIV/0! | #DIV/0! | #DIV/0! | #DIV/0! | #DIV/0! | #DIV/0! | #DIV/0! | #DIV/0! |  |  |  | #DIV/0! | #DIV/0! | #DIV/0! | kWh | #DIV/0!
0.2 | 0.1 | 0 | #DIV/0! | #DIV/0! | #DIV/0! | #DIV/0! | #DIV/0! | #DIV/0! | #DIV/0! | #DIV/0! | #DIV/0! | #DIV/0! |  |  |  | #DIV/0! | #DIV/0! | #DIV/0! | kWh | #DIV/0!
0.3 | 0.1 | 0 | #DIV/0! | #DIV/0! | #DIV/0! | #DIV/0! | #DIV/0! | #DIV/0! | #DIV/0! | #DIV/0! | #DIV/0! | #DIV/0! |  |  |  | #DIV/0! | #DIV/0! | #DIV/0! | kWh | #DIV/0!
0.4 | 0.1 | 0 | #DIV/0! | #DIV/0! | #DIV/0! | #DIV/0! | #DIV/0! | #DIV/0! | #DIV/0! | #DIV/0! | #DIV/0! | #DIV/0! |  |  |  | #DIV/0! | #DIV/0! | #DIV/0! | kWh | #DIV/0!
0.5 | 0.1 | 0 | #DIV/0! | #DIV/0! | #DIV/0! | #DIV/0! | #DIV/0! | #DIV/0! | #DIV/0! | #DIV/0! | #DIV/0! | #DIV/0! |  |  |  | #DIV/0! | #DIV/0! | #DIV/0! | kWh | #DIV/0!
0.6 | 0.1 | 0 | #DIV/0! | #DIV/0! | #DIV/0! | #DIV/0! | #DIV/0! | #DIV/0! | #DIV/0! | #DIV/0! | #DIV/0! | #DIV/0! |  |  |  | #DIV/0! | #DIV/0! | #DIV/0! | kWh | #DIV/0!
0.7 | 0.1 | 0 | #DIV/0! | #DIV/0! | #DIV/0! | #DIV/0! | #DIV/0! | #DIV/0! | #DIV/0! | #DIV/0! | #DIV/0! | #DIV/0! |  |  |  | #DIV/0! | #DIV/0! | #DIV/0! | kWh | #DIV/0!
0.8 | 0.1 | 0 | #DIV/0! | #DIV/0! | #DIV/0! | #DIV/0! | #DIV/0! | #DIV/0! | #DIV/0! | #DIV/0! | #DIV/0! | #DIV/0! |  |  |  | #DIV/0! | #DIV/0! | #DIV/0! | kWh | #DIV/0!
0.9 | 0.1 | 0 | #DIV/0! | #DIV/0! | #DIV/0! | #DIV/0! | #DIV/0! | #DIV/0! | #DIV/0! | #DIV/0! | #DIV/0! | #DIV/0! |  |  |  | #DIV/0! | #DIV/0! | #DIV/0! | kWh | #DIV/0!
0.95 | 0.05 | 0 | #DIV/0! | #DIV/0! | #DIV/0! | #DIV/0! | #DIV/0! | #DIV/0! | #DIV/0! | #DIV/0! | #DIV/0! | #DIV/0! |  |  |  | #DIV/0! | #DIV/0! | #DIV/0! | kWh | #DIV/0!
0.99 | 0.04 | 0 | #DIV/0! | #DIV/0! | #DIV/0! | #DIV/0! | #DIV/0! | #DIV/0! | #DIV/0! | #DIV/0! | #DIV/0! | #DIV/0! |  |  |  | #DIV/0! | #DIV/0! | #DIV/0! | kWh | #DIV/0!
1 | 0.01 | 0 | #DIV/0! | #DIV/0! | #DIV/0! | #DIV/0! | #DIV/0! | #DIV/0! | #DIV/0! | #DIV/0! | #DIV/0! | #DIV/0! |  |  |  | #DIV/0! | #DIV/0! | #DIV/0! | kWh | #DIV/0!
[5 empty] | June: mean; July: #DIV/0!; Aug: #DIV/0! |  | #DIV/0! | #DIV/0! | #DIV/0!
Exceed | Prob of any flow | Jul | [15 empty] | 31
Prob. | occurring | flow | value | U(m/s) | Jan: Re; Feb: Colebrook iterations; May: friction coef; June: hf (m); July: Power; Aug: Output
0.05 | 0.05 | 0 | #DIV/0! | #DIV/0! | #DIV/0! | #DIV/0! | #DIV/0! | #DIV/0! | #DIV/0! | #DIV/0! | #DIV/0! | #DIV/0! |  |  |  | #DIV/0! | #DIV/0! | #DIV/0! | kWh | #DIV/0!
0.1 | 0.05 | 0 | #DIV/0! | #DIV/0! | #DIV/0! | #DIV/0! | #DIV/0! | #DIV/0! | #DIV/0! | #DIV/0! | #DIV/0! | #DIV/0! |  |  |  | #DIV/0! | #DIV/0! | #DIV/0! | kWh | #DIV/0!
0.2 | 0.1 | 0 | #DIV/0! | #DIV/0! | #DIV/0! | #DIV/0! | #DIV/0! | #DIV/0! | #DIV/0! | #DIV/0! | #DIV/0! | #DIV/0! |  |  |  | #DIV/0! | #DIV/0! | #DIV/0! | kWh | #DIV/0!
0.3 | 0.1 | 0 | #DIV/0! | #DIV/0! | #DIV/0! | #DIV/0! | #DIV/0! | #DIV/0! | #DIV/0! | #DIV/0! | #DIV/0! | #DIV/0! |  |  |  | #DIV/0! | #DIV/0! | #DIV/0! | kWh | #DIV/0!
0.4 | 0.1 | 0 | #DIV/0! | #DIV/0! | #DIV/0! | #DIV/0! | #DIV/0! | #DIV/0! | #DIV/0! | #DIV/0! | #DIV/0! | #DIV/0! |  |  |  | #DIV/0! | #DIV/0! | #DIV/0! | kWh | #DIV/0!
0.5 | 0.1 | 0 | #DIV/0! | #DIV/0! | #DIV/0! | #DIV/0! | #DIV/0! | #DIV/0! | #DIV/0! | #DIV/0! | #DIV/0! | #DIV/0! |  |  |  | #DIV/0! | #DIV/0! | #DIV/0! | kWh | #DIV/0!
0.6 | 0.1 | 0 | #DIV/0! | #DIV/0! | #DIV/0! | #DIV/0! | #DIV/0! | #DIV/0! | #DIV/0! | #DIV/0! | #DIV/0! | #DIV/0! |  |  |  | #DIV/0! | #DIV/0! | #DIV/0! | kWh | #DIV/0!
0.7 | 0.1 | 0 | #DIV/0! | #DIV/0! | #DIV/0! | #DIV/0! | #DIV/0! | #DIV/0! | #DIV/0! | #DIV/0! | #DIV/0! | #DIV/0! |  |  |  | #DIV/0! | #DIV/0! | #DIV/0! | kWh | #DIV/0!
0.8 | 0.1 | 0 | #DIV/0! | #DIV/0! | #DIV/0! | #DIV/0! | #DIV/0! | #DIV/0! | #DIV/0! | #DIV/0! | #DIV/0! | #DIV/0! |  |  |  | #DIV/0! | #DIV/0! | #DIV/0! | kWh | #DIV/0!
0.9 | 0.1 | 0 | #DIV/0! | #DIV/0! | #DIV/0! | #DIV/0! | #DIV/0! | #DIV/0! | #DIV/0! | #DIV/0! | #DIV/0! | #DIV/0! |  |  |  | #DIV/0! | #DIV/0! | #DIV/0! | kWh | #DIV/0!
0.95 | 0.05 | 0 | #DIV/0! | #DIV/0! | #DIV/0! | #DIV/0! | #DIV/0! | #DIV/0! | #DIV/0! | #DIV/0! | #DIV/0! | #DIV/0! |  |  |  | #DIV/0! | #DIV/0! | #DIV/0! | kWh | #DIV/0!
0.99 | 0.04 | 0 | #DIV/0! | #DIV/0! | #DIV/0! | #DIV/0! | #DIV/0! | #DIV/0! | #DIV/0! | #DIV/0! | #DIV/0! | #DIV/0! |  |  |  | #DIV/0! | #DIV/0! | #DIV/0! | kWh | #DIV/0!
1 | 0.01 | 0 | #DIV/0! | #DIV/0! | #DIV/0! | #DIV/0! | #DIV/0! | #DIV/0! | #DIV/0! | #DIV/0! | #DIV/0! | #DIV/0! |  |  |  | #DIV/0! | #DIV/0! | #DIV/0! | kWh | #DIV/0!
[5 empty] | June: mean; July: #DIV/0!; Aug: #DIV/0! |  | #DIV/0! | #DIV/0! | #DIV/0!
Exceed | Prob of any flow | Aug | [15 empty] | 31
Prob. | occurring | flow | value | U(m/s) | Jan: Re; Feb: Colebrook iterations; May: friction coef; June: hf (m); July: Power; Aug: Output
0.05 | 0.05 | 0 | #DIV/0! | #DIV/0! | #DIV/0! | #DIV/0! | #DIV/0! | #DIV/0! | #DIV/0! | #DIV/0! | #DIV/0! | #DIV/0! |  |  |  | #DIV/0! | #DIV/0! | #DIV/0! | kWh | #DIV/0!
0.1 | 0.05 | 0 | #DIV/0! | #DIV/0! | #DIV/0! | #DIV/0! | #DIV/0! | #DIV/0! | #DIV/0! | #DIV/0! | #DIV/0! | #DIV/0! |  |  |  | #DIV/0! | #DIV/0! | #DIV/0! | kWh | #DIV/0!
0.2 | 0.1 | 0 | #DIV/0! | #DIV/0! | #DIV/0! | #DIV/0! | #DIV/0! | #DIV/0! | #DIV/0! | #DIV/0! | #DIV/0! | #DIV/0! |  |  |  | #DIV/0! | #DIV/0! | #DIV/0! | kWh | #DIV/0!
0.3 | 0.1 | 0 | #DIV/0! | #DIV/0! | #DIV/0! | #DIV/0! | #DIV/0! | #DIV/0! | #DIV/0! | #DIV/0! | #DIV/0! | #DIV/0! |  |  |  | #DIV/0! | #DIV/0! | #DIV/0! | kWh | #DIV/0!
0.4 | 0.1 | 0 | #DIV/0! | #DIV/0! | #DIV/0! | #DIV/0! | #DIV/0! | #DIV/0! | #DIV/0! | #DIV/0! | #DIV/0! | #DIV/0! |  |  |  | #DIV/0! | #DIV/0! | #DIV/0! | kWh | #DIV/0!
0.5 | 0.1 | 0 | #DIV/0! | #DIV/0! | #DIV/0! | #DIV/0! | #DIV/0! | #DIV/0! | #DIV/0! | #DIV/0! | #DIV/0! | #DIV/0! |  |  |  | #DIV/0! | #DIV/0! | #DIV/0! | kWh | #DIV/0!
0.6 | 0.1 | 0 | #DIV/0! | #DIV/0! | #DIV/0! | #DIV/0! | #DIV/0! | #DIV/0! | #DIV/0! | #DIV/0! | #DIV/0! | #DIV/0! |  |  |  | #DIV/0! | #DIV/0! | #DIV/0! | kWh | #DIV/0!
0.7 | 0.1 | 0 | #DIV/0! | #DIV/0! | #DIV/0! | #DIV/0! | #DIV/0! | #DIV/0! | #DIV/0! | #DIV/0! | #DIV/0! | #DIV/0! |  |  |  | #DIV/0! | #DIV/0! | #DIV/0! | kWh | #DIV/0!
0.8 | 0.1 | 0 | #DIV/0! | #DIV/0! | #DIV/0! | #DIV/0! | #DIV/0! | #DIV/0! | #DIV/0! | #DIV/0! | #DIV/0! | #DIV/0! |  |  |  | #DIV/0! | #DIV/0! | #DIV/0! | kWh | #DIV/0!
0.9 | 0.1 | 0 | #DIV/0! | #DIV/0! | #DIV/0! | #DIV/0! | #DIV/0! | #DIV/0! | #DIV/0! | #DIV/0! | #DIV/0! | #DIV/0! |  |  |  | #DIV/0! | #DIV/0! | #DIV/0! | kWh | #DIV/0!
0.95 | 0.05 | 0 | #DIV/0! | #DIV/0! | #DIV/0! | #DIV/0! | #DIV/0! | #DIV/0! | #DIV/0! | #DIV/0! | #DIV/0! | #DIV/0! |  |  |  | #DIV/0! | #DIV/0! | #DIV/0! | kWh | #DIV/0!
0.99 | 0.04 | 0 | #DIV/0! | #DIV/0! | #DIV/0! | #DIV/0! | #DIV/0! | #DIV/0! | #DIV/0! | #DIV/0! | #DIV/0! | #DIV/0! |  |  |  | #DIV/0! | #DIV/0! | #DIV/0! | kWh | #DIV/0!
1 | 0.01 | 0 | #DIV/0! | #DIV/0! | #DIV/0! | #DIV/0! | #DIV/0! | #DIV/0! | #DIV/0! | #DIV/0! | #DIV/0! | #DIV/0! |  |  |  | #DIV/0! | #DIV/0! | #DIV/0! | kWh | #DIV/0!
[5 empty] | June: mean; July: #DIV/0!; Aug: #DIV/0! |  | #DIV/0! | #DIV/0! | #DIV/0!
Exceed | Prob of any flow | Sept | [15 empty] | 30
Prob. | occurring | flow | value | U(m/s) | Jan: Re; Feb: Colebrook iterations; May: friction coef; June: hf (m); July: Power; Aug: Output
0.05 | 0.05 | 0 | #DIV/0! | #DIV/0! | #DIV/0! | #DIV/0! | #DIV/0! | #DIV/0! | #DIV/0! | #DIV/0! | #DIV/0! | #DIV/0! |  |  |  | #DIV/0! | #DIV/0! | #DIV/0! | kWh | #DIV/0!
0.1 | 0.05 | 0 | #DIV/0! | #DIV/0! | #DIV/0! | #DIV/0! | #DIV/0! | #DIV/0! | #DIV/0! | #DIV/0! | #DIV/0! | #DIV/0! |  |  |  | #DIV/0! | #DIV/0! | #DIV/0! | kWh | #DIV/0!
0.2 | 0.1 | 0 | #DIV/0! | #DIV/0! | #DIV/0! | #DIV/0! | #DIV/0! | #DIV/0! | #DIV/0! | #DIV/0! | #DIV/0! | #DIV/0! |  |  |  | #DIV/0! | #DIV/0! | #DIV/0! | kWh | #DIV/0!
0.3 | 0.1 | 0 | #DIV/0! | #DIV/0! | #DIV/0! | #DIV/0! | #DIV/0! | #DIV/0! | #DIV/0! | #DIV/0! | #DIV/0! | #DIV/0! |  |  |  | #DIV/0! | #DIV/0! | #DIV/0! | kWh | #DIV/0!
0.4 | 0.1 | 0 | #DIV/0! | #DIV/0! | #DIV/0! | #DIV/0! | #DIV/0! | #DIV/0! | #DIV/0! | #DIV/0! | #DIV/0! | #DIV/0! |  |  |  | #DIV/0! | #DIV/0! | #DIV/0! | kWh | #DIV/0!
0.5 | 0.1 | 0 | #DIV/0! | #DIV/0! | #DIV/0! | #DIV/0! | #DIV/0! | #DIV/0! | #DIV/0! | #DIV/0! | #DIV/0! | #DIV/0! |  |  |  | #DIV/0! | #DIV/0! | #DIV/0! | kWh | #DIV/0!
0.6 | 0.1 | 0 | #DIV/0! | #DIV/0! | #DIV/0! | #DIV/0! | #DIV/0! | #DIV/0! | #DIV/0! | #DIV/0! | #DIV/0! | #DIV/0! |  |  |  | #DIV/0! | #DIV/0! | #DIV/0! | kWh | #DIV/0!
0.7 | 0.1 | 0 | #DIV/0! | #DIV/0! | #DIV/0! | #DIV/0! | #DIV/0! | #DIV/0! | #DIV/0! | #DIV/0! | #DIV/0! | #DIV/0! |  |  |  | #DIV/0! | #DIV/0! | #DIV/0! | kWh | #DIV/0!
0.8 | 0.1 | 0 | #DIV/0! | #DIV/0! | #DIV/0! | #DIV/0! | #DIV/0! | #DIV/0! | #DIV/0! | #DIV/0! | #DIV/0! | #DIV/0! |  |  |  | #DIV/0! | #DIV/0! | #DIV/0! | kWh | #DIV/0!
0.9 | 0.1 | 0 | #DIV/0! | #DIV/0! | #DIV/0! | #DIV/0! | #DIV/0! | #DIV/0! | #DIV/0! | #DIV/0! | #DIV/0! | #DIV/0! |  |  |  | #DIV/0! | #DIV/0! | #DIV/0! | kWh | #DIV/0!
0.95 | 0.05 | 0 | #DIV/0! | #DIV/0! | #DIV/0! | #DIV/0! | #DIV/0! | #DIV/0! | #DIV/0! | #DIV/0! | #DIV/0! | #DIV/0! |  |  |  | #DIV/0! | #DIV/0! | #DIV/0! | kWh | #DIV/0!
0.99 | 0.04 | 0 | #DIV/0! | #DIV/0! | #DIV/0! | #DIV/0! | #DIV/0! | #DIV/0! | #DIV/0! | #DIV/0! | #DIV/0! | #DIV/0! |  |  |  | #DIV/0! | #DIV/0! | #DIV/0! | kWh | #DIV/0!
1 | 0.01 | 0 | #DIV/0! | #DIV/0! | #DIV/0! | #DIV/0! | #DIV/0! | #DIV/0! | #DIV/0! | #DIV/0! | #DIV/0! | #DIV/0! |  |  |  | #DIV/0! | #DIV/0! | #DIV/0! | kWh | #DIV/0!
[5 empty] | June: mean; July: #DIV/0!; Aug: #DIV/0! |  | #DIV/0! | #DIV/0! | #DIV/0!
Exceed | Prob of any flow | Oct | [15 empty] | 31
Prob. | occurring | flow | value | U(m/s) | Jan: Re; Feb: Colebrook iterations; May: friction coef; June: hf (m); July: Power; Aug: Output
0.05 | 0.05 | 0 | #DIV/0! | #DIV/0! | #DIV/0! | #DIV/0! | #DIV/0! | #DIV/0! | #DIV/0! | #DIV/0! | #DIV/0! | #DIV/0! |  |  |  | #DIV/0! | #DIV/0! | #DIV/0! | kWh | #DIV/0!
0.1 | 0.05 | 0 | #DIV/0! | #DIV/0! | #DIV/0! | #DIV/0! | #DIV/0! | #DIV/0! | #DIV/0! | #DIV/0! | #DIV/0! | #DIV/0! |  |  |  | #DIV/0! | #DIV/0! | #DIV/0! | kWh | #DIV/0!
0.2 | 0.1 | 0 | #DIV/0! | #DIV/0! | #DIV/0! | #DIV/0! | #DIV/0! | #DIV/0! | #DIV/0! | #DIV/0! | #DIV/0! | #DIV/0! |  |  |  | #DIV/0! | #DIV/0! | #DIV/0! | kWh | #DIV/0!
0.3 | 0.1 | 0 | #DIV/0! | #DIV/0! | #DIV/0! | #DIV/0! | #DIV/0! | #DIV/0! | #DIV/0! | #DIV/0! | #DIV/0! | #DIV/0! |  |  |  | #DIV/0! | #DIV/0! | #DIV/0! | kWh | #DIV/0!
0.4 | 0.1 | 0 | #DIV/0! | #DIV/0! | #DIV/0! | #DIV/0! | #DIV/0! | #DIV/0! | #DIV/0! | #DIV/0! | #DIV/0! | #DIV/0! |  |  |  | #DIV/0! | #DIV/0! | #DIV/0! | kWh | #DIV/0!
0.5 | 0.1 | 0 | #DIV/0! | #DIV/0! | #DIV/0! | #DIV/0! | #DIV/0! | #DIV/0! | #DIV/0! | #DIV/0! | #DIV/0! | #DIV/0! |  |  |  | #DIV/0! | #DIV/0! | #DIV/0! | kWh | #DIV/0!
0.6 | 0.1 | 0 | #DIV/0! | #DIV/0! | #DIV/0! | #DIV/0! | #DIV/0! | #DIV/0! | #DIV/0! | #DIV/0! | #DIV/0! | #DIV/0! |  |  |  | #DIV/0! | #DIV/0! | #DIV/0! | kWh | #DIV/0!
0.7 | 0.1 | 0 | #DIV/0! | #DIV/0! | #DIV/0! | #DIV/0! | #DIV/0! | #DIV/0! | #DIV/0! | #DIV/0! | #DIV/0! | #DIV/0! |  |  |  | #DIV/0! | #DIV/0! | #DIV/0! | kWh | #DIV/0!
0.8 | 0.1 | 0 | #DIV/0! | #DIV/0! | #DIV/0! | #DIV/0! | #DIV/0! | #DIV/0! | #DIV/0! | #DIV/0! | #DIV/0! | #DIV/0! |  |  |  | #DIV/0! | #DIV/0! | #DIV/0! | kWh | #DIV/0!
0.9 | 0.1 | 0 | #DIV/0! | #DIV/0! | #DIV/0! | #DIV/0! | #DIV/0! | #DIV/0! | #DIV/0! | #DIV/0! | #DIV/0! | #DIV/0! |  |  |  | #DIV/0! | #DIV/0! | #DIV/0! | kWh | #DIV/0!
0.95 | 0.05 | 0 | #DIV/0! | #DIV/0! | #DIV/0! | #DIV/0! | #DIV/0! | #DIV/0! | #DIV/0! | #DIV/0! | #DIV/0! | #DIV/0! |  |  |  | #DIV/0! | #DIV/0! | #DIV/0! | kWh | #DIV/0!
0.99 | 0.04 | 0 | #DIV/0! | #DIV/0! | #DIV/0! | #DIV/0! | #DIV/0! | #DIV/0! | #DIV/0! | #DIV/0! | #DIV/0! | #DIV/0! |  |  |  | #DIV/0! | #DIV/0! | #DIV/0! | kWh | #DIV/0!
1 | 0.01 | 0 | #DIV/0! | #DIV/0! | #DIV/0! | #DIV/0! | #DIV/0! | #DIV/0! | #DIV/0! | #DIV/0! | #DIV/0! | #DIV/0! |  |  |  | #DIV/0! | #DIV/0! | #DIV/0! | kWh | #DIV/0!
[5 empty] | June: mean; July: #DIV/0!; Aug: #DIV/0! |  | #DIV/0! | #DIV/0! | #DIV/0!
Exceed | Prob of any flow | Nov | [15 empty] | 30
Prob. | occurring | flow | value | U(m/s) | Jan: Re; Feb: Colebrook iterations; May: friction coef; June: hf (m); July: Power; Aug: Output
0.05 | 0.05 | 0 | #DIV/0! | #DIV/0! | #DIV/0! | #DIV/0! | #DIV/0! | #DIV/0! | #DIV/0! | #DIV/0! | #DIV/0! | #DIV/0! |  |  |  | #DIV/0! | #DIV/0! | #DIV/0! | kWh | #DIV/0!
0.1 | 0.05 | 0 | #DIV/0! | #DIV/0! | #DIV/0! | #DIV/0! | #DIV/0! | #DIV/0! | #DIV/0! | #DIV/0! | #DIV/0! | #DIV/0! |  |  |  | #DIV/0! | #DIV/0! | #DIV/0! | kWh | #DIV/0!
0.2 | 0.1 | 0 | #DIV/0! | #DIV/0! | #DIV/0! | #DIV/0! | #DIV/0! | #DIV/0! | #DIV/0! | #DIV/0! | #DIV/0! | #DIV/0! |  |  |  | #DIV/0! | #DIV/0! | #DIV/0! | kWh | #DIV/0!
0.3 | 0.1 | 0 | #DIV/0! | #DIV/0! | #DIV/0! | #DIV/0! | #DIV/0! | #DIV/0! | #DIV/0! | #DIV/0! | #DIV/0! | #DIV/0! |  |  |  | #DIV/0! | #DIV/0! | #DIV/0! | kWh | #DIV/0!
0.4 | 0.1 | 0 | #DIV/0! | #DIV/0! | #DIV/0! | #DIV/0! | #DIV/0! | #DIV/0! | #DIV/0! | #DIV/0! | #DIV/0! | #DIV/0! |  |  |  | #DIV/0! | #DIV/0! | #DIV/0! | kWh | #DIV/0!
0.5 | 0.1 | 0 | #DIV/0! | #DIV/0! | #DIV/0! | #DIV/0! | #DIV/0! | #DIV/0! | #DIV/0! | #DIV/0! | #DIV/0! | #DIV/0! |  |  |  | #DIV/0! | #DIV/0! | #DIV/0! | kWh | #DIV/0!
0.6 | 0.1 | 0 | #DIV/0! | #DIV/0! | #DIV/0! | #DIV/0! | #DIV/0! | #DIV/0! | #DIV/0! | #DIV/0! | #DIV/0! | #DIV/0! |  |  |  | #DIV/0! | #DIV/0! | #DIV/0! | kWh | #DIV/0!
0.7 | 0.1 | 0 | #DIV/0! | #DIV/0! | #DIV/0! | #DIV/0! | #DIV/0! | #DIV/0! | #DIV/0! | #DIV/0! | #DIV/0! | #DIV/0! |  |  |  | #DIV/0! | #DIV/0! | #DIV/0! | kWh | #DIV/0!
0.8 | 0.1 | 0 | #DIV/0! | #DIV/0! | #DIV/0! | #DIV/0! | #DIV/0! | #DIV/0! | #DIV/0! | #DIV/0! | #DIV/0! | #DIV/0! |  |  |  | #DIV/0! | #DIV/0! | #DIV/0! | kWh | #DIV/0!
0.9 | 0.1 | 0 | #DIV/0! | #DIV/0! | #DIV/0! | #DIV/0! | #DIV/0! | #DIV/0! | #DIV/0! | #DIV/0! | #DIV/0! | #DIV/0! |  |  |  | #DIV/0! | #DIV/0! | #DIV/0! | kWh | #DIV/0!
0.95 | 0.05 | 0 | #DIV/0! | #DIV/0! | #DIV/0! | #DIV/0! | #DIV/0! | #DIV/0! | #DIV/0! | #DIV/0! | #DIV/0! | #DIV/0! |  |  |  | #DIV/0! | #DIV/0! | #DIV/0! | kWh | #DIV/0!
0.99 | 0.04 | 0 | #DIV/0! | #DIV/0! | #DIV/0! | #DIV/0! | #DIV/0! | #DIV/0! | #DIV/0! | #DIV/0! | #DIV/0! | #DIV/0! |  |  |  | #DIV/0! | #DIV/0! | #DIV/0! | kWh | #DIV/0!
1 | 0.01 | 0 | #DIV/0! | #DIV/0! | #DIV/0! | #DIV/0! | #DIV/0! | #DIV/0! | #DIV/0! | #DIV/0! | #DIV/0! | #DIV/0! |  |  |  | #DIV/0! | #DIV/0! | #DIV/0! | kWh | #DIV/0!
[5 empty] | June: mean; July: #DIV/0!; Aug: #DIV/0! |  | #DIV/0! | #DIV/0! | #DIV/0!
Exceed | Prob of any flow | Dec | [15 empty] | 31
Prob. | occurring | flow | value | U(m/s) | Jan: Re; Feb: Colebrook iterations; May: friction coef; June: hf (m); July: Power; Aug: Output
0.05 | 0.05 | 0 | #DIV/0! | #DIV/0! | #DIV/0! | #DIV/0! | #DIV/0! | #DIV/0! | #DIV/0! | #DIV/0! | #DIV/0! | #DIV/0! |  |  |  | #DIV/0! | #DIV/0! | #DIV/0! | kWh | #DIV/0!
0.1 | 0.05 | 0 | #DIV/0! | #DIV/0! | #DIV/0! | #DIV/0! | #DIV/0! | #DIV/0! | #DIV/0! | #DIV/0! | #DIV/0! | #DIV/0! |  |  |  | #DIV/0! | #DIV/0! | #DIV/0! | kWh | #DIV/0!
0.2 | 0.1 | 0 | #DIV/0! | #DIV/0! | #DIV/0! | #DIV/0! | #DIV/0! | #DIV/0! | #DIV/0! | #DIV/0! | #DIV/0! | #DIV/0! |  |  |  | #DIV/0! | #DIV/0! | #DIV/0! | kWh | #DIV/0!
0.3 | 0.1 | 0 | #DIV/0! | #DIV/0! | #DIV/0! | #DIV/0! | #DIV/0! | #DIV/0! | #DIV/0! | #DIV/0! | #DIV/0! | #DIV/0! |  |  |  | #DIV/0! | #DIV/0! | #DIV/0! | kWh | #DIV/0!
0.4 | 0.1 | 0 | #DIV/0! | #DIV/0! | #DIV/0! | #DIV/0! | #DIV/0! | #DIV/0! | #DIV/0! | #DIV/0! | #DIV/0! | #DIV/0! |  |  |  | #DIV/0! | #DIV/0! | #DIV/0! | kWh | #DIV/0!
0.5 | 0.1 | 0 | #DIV/0! | #DIV/0! | #DIV/0! | #DIV/0! | #DIV/0! | #DIV/0! | #DIV/0! | #DIV/0! | #DIV/0! | #DIV/0! |  |  |  | #DIV/0! | #DIV/0! | #DIV/0! | kWh | #DIV/0!
0.6 | 0.1 | 0 | #DIV/0! | #DIV/0! | #DIV/0! | #DIV/0! | #DIV/0! | #DIV/0! | #DIV/0! | #DIV/0! | #DIV/0! | #DIV/0! |  |  |  | #DIV/0! | #DIV/0! | #DIV/0! | kWh | #DIV/0!
0.7 | 0.1 | 0 | #DIV/0! | #DIV/0! | #DIV/0! | #DIV/0! | #DIV/0! | #DIV/0! | #DIV/0! | #DIV/0! | #DIV/0! | #DIV/0! |  |  |  | #DIV/0! | #DIV/0! | #DIV/0! | kWh | #DIV/0!
0.8 | 0.1 | 0 | #DIV/0! | #DIV/0! | #DIV/0! | #DIV/0! | #DIV/0! | #DIV/0! | #DIV/0! | #DIV/0! | #DIV/0! | #DIV/0! |  |  |  | #DIV/0! | #DIV/0! | #DIV/0! | kWh | #DIV/0!
0.9 | 0.1 | 0 | #DIV/0! | #DIV/0! | #DIV/0! | #DIV/0! | #DIV/0! | #DIV/0! | #DIV/0! | #DIV/0! | #DIV/0! | #DIV/0! |  |  |  | #DIV/0! | #DIV/0! | #DIV/0! | kWh | #DIV/0!
0.95 | 0.05 | 0 | #DIV/0! | #DIV/0! | #DIV/0! | #DIV/0! | #DIV/0! | #DIV/0! | #DIV/0! | #DIV/0! | #DIV/0! | #DIV/0! |  |  |  | #DIV/0! | #DIV/0! | #DIV/0! | kWh | #DIV/0!
0.99 | 0.04 | 0 | #DIV/0! | #DIV/0! | #DIV/0! | #DIV/0! | #DIV/0! | #DIV/0! | #DIV/0! | #DIV/0! | #DIV/0! | #DIV/0! |  |  |  | #DIV/0! | #DIV/0! | #DIV/0! | kWh | #DIV/0!
1 | 0.01 | 0 | #DIV/0! | #DIV/0! | #DIV/0! | #DIV/0! | #DIV/0! | #DIV/0! | #DIV/0! | #DIV/0! | #DIV/0! | #DIV/0! |  |  |  | #DIV/0! | #DIV/0! | #DIV/0! | kWh | #DIV/0!
[5 empty] | June: mean; July: #DIV/0!; Aug: #DIV/0! |  | #DIV/0! | #DIV/0! | #DIV/0!
|  | Output | Days | Value | [13 empty] | kWh
| Jan | #DIV/0! | 31 | #DIV/0! | [12 empty] | TOTAL | #DIV/0! | #DIV/0!
| Feb | #DIV/0! | 28 | #DIV/0! | [12 empty] | Average | #DIV/0!
| Mar | #DIV/0! | 31 | #DIV/0!
| Apr | #DIV/0! | 30 | #DIV/0! | [13 empty] | Output | Days | Value
| May | #DIV/0! | 31 | #DIV/0! | [12 empty] | Jan | #DIV/0! | 31 | #DIV/0!
| Jun | #DIV/0! | 30 | #DIV/0! | [12 empty] | Feb | #DIV/0! | 28 | #DIV/0!
| Jul | #DIV/0! | 20 | #DIV/0! | [12 empty] | Mar | #DIV/0! | 31 | #DIV/0!
| Aug | #DIV/0! | 20 | #DIV/0! | [12 empty] | Apr | #DIV/0! | 30 | #DIV/0!
| Sep | #DIV/0! | 30 | #DIV/0! | [12 empty] | May | #DIV/0! | 31 | #DIV/0!
| Oct | #DIV/0! | 31 | #DIV/0! | [12 empty] | Jun | #DIV/0! | 30 | #DIV/0!
| Nov | #DIV/0! | 30 | #DIV/0! | [12 empty] | Jul | #DIV/0! | 20 | #DIV/0!
| Dec | #DIV/0! | 31 | #DIV/0! | [12 empty] | Aug | #DIV/0! | 20 | #DIV/0!
|  |  | TOTAL | #DIV/0! | [12 empty] | Sep | #DIV/0! | 30 | #DIV/0!
|  |  | d/time 2% | #DIV/0! | [12 empty] | Oct | #DIV/0! | 31 | #DIV/0!
|  |  | av hour | #DIV/0! | [12 empty] | Nov | #DIV/0! | 30 | #DIV/0! | bar: Jan
[17 empty] | Dec | #DIV/0! | 31 | #DIV/0!
[19 empty] | TOTAL | #DIV/0!
[19 empty] | d/time 2% | #DIV/0!
[19 empty] | av hour | #DIV/0!

## Diameter2 (hidden)
| Intake Elevation (m) | 0 |  | Kinematic Viscosity | 0
| Generator Elevation (m) | 0 |  | Roughness Coef (mm) | 0 |  | Gravity | 9.81
| Net Head (m) | 0 |  | Pipe Diameter (m) | 0.2 |  | e/D | 0
| Pipe Length (m) | 0 |  | Pipe X-Section Area (m2) | 0.031416 |  | Iteration Start | 0.02
| Hydraulic Gradient | #DIV/0! |  | Flow Velocity (m/s) | #DIV/0!
| Turbine Eff. (%) | 0 |  | Discharge Rate(m^3/s) | #DIV/0!
Low Flows Summary
Annual |  |  |  | Monthly
[5 empty] | Jan | Feb | Mar | Apr | May | June | July | Aug | Sep | Oct | Nov | Dec
Annual mean flow | 0 |  |  | Monthly mean | 0 | 0 | 0 | 0 | 0 | 0 | 0 | 0 | 0 | 0 | 0 | 0
Q95 | 0 |  |  | Q95 | 0 | 0 | 0 | 0 | 0 | 0 | 0 | 0 | 0 | 0 | 0 | 0
| P (%) | Q (m³/s) |  | P (%) | Q (m³/s) | Q (m³/s) | Q (m³/s) | Q (m³/s) | Q (m³/s) | Q (m³/s) | Q (m³/s) | Q (m³/s) | Q (m³/s) | Q (m³/s) | Q (m³/s) | Q (m³/s)
1 | 5 | 0 |  | 5 | 0 | 0 | 0 | 0 | 0 | 0 | 0 | 0 | 0 | 0 | 0 | 0
2 | 10 | 0 |  | 10 | 0 | 0 | 0 | 0 | 0 | 0 | 0 | 0 | 0 | 0 | 0 | 0
3 | 20 | 0 |  | 20 | 0 | 0 | 0 | 0 | 0 | 0 | 0 | 0 | 0 | 0 | 0 | 0
4 | 30 | 0 |  | 30 | 0 | 0 | 0 | 0 | 0 | 0 | 0 | 0 | 0 | 0 | 0 | 0
5 | 40 | 0 |  | 40 | 0 | 0 | 0 | 0 | 0 | 0 | 0 | 0 | 0 | 0 | 0 | 0
6 | 50 | 0 |  | 50 | 0 | 0 | 0 | 0 | 0 | 0 | 0 | 0 | 0 | 0 | 0 | 0
7 | 60 | 0 |  | 60 | 0 | 0 | 0 | 0 | 0 | 0 | 0 | 0 | 0 | 0 | 0 | 0
8 | 70 | 0 |  | 70 | 0 | 0 | 0 | 0 | 0 | 0 | 0 | 0 | 0 | 0 | 0 | 0
9 | 80 | 0 |  | 80 | 0 | 0 | 0 | 0 | 0 | 0 | 0 | 0 | 0 | 0 | 0 | 0
10 | 90 | 0 |  | 90 | 0 | 0 | 0 | 0 | 0 | 0 | 0 | 0 | 0 | 0 | 0 | 0
11 | 95 | 0 |  | 95 | 0 | 0 | 0 | 0 | 0 | 0 | 0 | 0 | 0 | 0 | 0 | 0
12 | 99 | 0 |  | 99 | 0 | 0 | 0 | 0 | 0 | 0 | 0 | 0 | 0 | 0 | 0 | 0
Period | Mean Flow (m³/s) | Q95 (m³/s) | Captured Flow (m³/s) | U(m/s) | Jan: Re; Feb: Colebrook iterations; May: friction coef; June: hf (m); July: Power
Annual | #REF! | 0 | #REF! | #REF! | Jan: #REF!; Feb: #REF!; Mar: #REF!; Apr: #REF!; May: #REF!; June: #REF!; July: #REF!
Jan | #REF! | #REF! | #REF! | #REF! | Jan: #REF!; Feb: #REF!; Mar: #REF!; Apr: #REF!; May: #REF!; June: #REF!; July: #REF!
Feb | #REF! | #REF! | #REF! | #REF! | Jan: #REF!; Feb: #REF!; Mar: #REF!; Apr: #REF!; May: #REF!; June: #REF!; July: #REF!
Mar | #REF! | #REF! | #REF! | #REF! | Jan: #REF!; Feb: #REF!; Mar: #REF!; Apr: #REF!; May: #REF!; June: #REF!; July: #REF!
Apr | #REF! | #REF! | #REF! | #REF! | Jan: #REF!; Feb: #REF!; Mar: #REF!; Apr: #REF!; May: #REF!; June: #REF!; July: #REF!
May | #REF! | #REF! | #REF! | #REF! | Jan: #REF!; Feb: #REF!; Mar: #REF!; Apr: #REF!; May: #REF!; June: #REF!; July: #REF!
Jun | #REF! | #REF! | #REF! | #REF! | Jan: #REF!; Feb: #REF!; Mar: #REF!; Apr: #REF!; May: #REF!; June: #REF!; July: #REF!
Jul | #REF! | #REF! | #REF! | #REF! | Jan: #REF!; Feb: #REF!; Mar: #REF!; Apr: #REF!; May: #REF!; June: #REF!; July: #REF!
Aug | #REF! | #REF! | #REF! | #REF! | Jan: #REF!; Feb: #REF!; Mar: #REF!; Apr: #REF!; May: #REF!; June: #REF!; July: #REF!
Sep | #REF! | #REF! | #REF! | #REF! | Jan: #REF!; Feb: #REF!; Mar: #REF!; Apr: #REF!; May: #REF!; June: #REF!; July: #REF!
Oct | #REF! | #REF! | #REF! | #REF! | Jan: #REF!; Feb: #REF!; Mar: #REF!; Apr: #REF!; May: #REF!; June: #REF!; July: #REF!
Nov | #REF! | #REF! | #REF! | #REF! | Jan: #REF!; Feb: #REF!; Mar: #REF!; Apr: #REF!; May: #REF!; June: #REF!; July: #REF!
Dec | #REF! | #REF! | #REF! | #REF! | Jan: #REF!; Feb: #REF!; Mar: #REF!; Apr: #REF!; May: #REF!; June: #REF!; July: #REF!
[10 empty] | mean | #REF!
Exceed | Prob of any flow | Jan | [15 empty] | 31
Prob. | occurring | flow | value | U(m/s) | Jan: Re; Feb: Colebrook iterations; May: friction coef; June: hf (m); July: Power; Aug: Output; Dec: Capturing
0.05 | 0.05 | 0 | #DIV/0! | #DIV/0! | #DIV/0! | #DIV/0! | #DIV/0! | #DIV/0! | #DIV/0! | #DIV/0! | #DIV/0! | #DIV/0! |  |  |  | #DIV/0! | #DIV/0! | #DIV/0! | kWh | #DIV/0!
0.1 | 0.05 | 0 | #DIV/0! | #DIV/0! | #DIV/0! | #DIV/0! | #DIV/0! | #DIV/0! | #DIV/0! | #DIV/0! | #DIV/0! | #DIV/0! |  |  |  | #DIV/0! | #DIV/0! | #DIV/0! | kWh | #DIV/0!
0.2 | 0.1 | 0 | #DIV/0! | #DIV/0! | #DIV/0! | #DIV/0! | #DIV/0! | #DIV/0! | #DIV/0! | #DIV/0! | #DIV/0! | #DIV/0! |  |  |  | #DIV/0! | #DIV/0! | #DIV/0! | kWh | #DIV/0!
0.3 | 0.1 | 0 | #DIV/0! | #DIV/0! | #DIV/0! | #DIV/0! | #DIV/0! | #DIV/0! | #DIV/0! | #DIV/0! | #DIV/0! | #DIV/0! |  |  |  | #DIV/0! | #DIV/0! | #DIV/0! | kWh | #DIV/0!
0.4 | 0.1 | 0 | #DIV/0! | #DIV/0! | #DIV/0! | #DIV/0! | #DIV/0! | #DIV/0! | #DIV/0! | #DIV/0! | #DIV/0! | #DIV/0! |  |  |  | #DIV/0! | #DIV/0! | #DIV/0! | kWh | #DIV/0!
0.5 | 0.1 | 0 | #DIV/0! | #DIV/0! | #DIV/0! | #DIV/0! | #DIV/0! | #DIV/0! | #DIV/0! | #DIV/0! | #DIV/0! | #DIV/0! |  |  |  | #DIV/0! | #DIV/0! | #DIV/0! | kWh | #DIV/0!
0.6 | 0.1 | 0 | #DIV/0! | #DIV/0! | #DIV/0! | #DIV/0! | #DIV/0! | #DIV/0! | #DIV/0! | #DIV/0! | #DIV/0! | #DIV/0! |  |  |  | #DIV/0! | #DIV/0! | #DIV/0! | kWh | #DIV/0!
0.7 | 0.1 | 0 | #DIV/0! | #DIV/0! | #DIV/0! | #DIV/0! | #DIV/0! | #DIV/0! | #DIV/0! | #DIV/0! | #DIV/0! | #DIV/0! |  |  |  | #DIV/0! | #DIV/0! | #DIV/0! | kWh | #DIV/0!
0.8 | 0.1 | 0 | #DIV/0! | #DIV/0! | #DIV/0! | #DIV/0! | #DIV/0! | #DIV/0! | #DIV/0! | #DIV/0! | #DIV/0! | #DIV/0! |  |  |  | #DIV/0! | #DIV/0! | #DIV/0! | kWh | #DIV/0!
0.9 | 0.1 | 0 | #DIV/0! | #DIV/0! | #DIV/0! | #DIV/0! | #DIV/0! | #DIV/0! | #DIV/0! | #DIV/0! | #DIV/0! | #DIV/0! |  |  |  | #DIV/0! | #DIV/0! | #DIV/0! | kWh | #DIV/0!
0.95 | 0.05 | 0 | #DIV/0! | #DIV/0! | #DIV/0! | #DIV/0! | #DIV/0! | #DIV/0! | #DIV/0! | #DIV/0! | #DIV/0! | #DIV/0! |  |  |  | #DIV/0! | #DIV/0! | #DIV/0! | kWh | #DIV/0!
0.99 | 0.04 | 0 | #DIV/0! | #DIV/0! | #DIV/0! | #DIV/0! | #DIV/0! | #DIV/0! | #DIV/0! | #DIV/0! | #DIV/0! | #DIV/0! |  |  |  | #DIV/0! | #DIV/0! | #DIV/0! | kWh | #DIV/0!
1 | 0.01 | 0 | #DIV/0! | #DIV/0! | #DIV/0! | #DIV/0! | #DIV/0! | #DIV/0! | #DIV/0! | #DIV/0! | #DIV/0! | #DIV/0! |  |  |  | #DIV/0! | #DIV/0! | #DIV/0! | kWh | #DIV/0!
[5 empty] | July: Total; Aug: #DIV/0! |  | #DIV/0! | #DIV/0! | #DIV/0!
Exceed | Prob of any flow | Feb | [15 empty] | 28
Prob. | occurring | flow | value | U(m/s) | Jan: Re; Feb: Colebrook iterations; May: friction coef; June: hf (m); July: Power; Aug: Output
0.05 | 0.05 | 0 | #DIV/0! | #DIV/0! | #DIV/0! | #DIV/0! | #DIV/0! | #DIV/0! | #DIV/0! | #DIV/0! | #DIV/0! | #DIV/0! |  |  |  | #DIV/0! | #DIV/0! | #DIV/0! | kWh | #DIV/0!
0.1 | 0.05 | 0 | #DIV/0! | #DIV/0! | #DIV/0! | #DIV/0! | #DIV/0! | #DIV/0! | #DIV/0! | #DIV/0! | #DIV/0! | #DIV/0! |  |  |  | #DIV/0! | #DIV/0! | #DIV/0! | kWh | #DIV/0!
0.2 | 0.1 | 0 | #DIV/0! | #DIV/0! | #DIV/0! | #DIV/0! | #DIV/0! | #DIV/0! | #DIV/0! | #DIV/0! | #DIV/0! | #DIV/0! |  |  |  | #DIV/0! | #DIV/0! | #DIV/0! | kWh | #DIV/0!
0.3 | 0.1 | 0 | #DIV/0! | #DIV/0! | #DIV/0! | #DIV/0! | #DIV/0! | #DIV/0! | #DIV/0! | #DIV/0! | #DIV/0! | #DIV/0! |  |  |  | #DIV/0! | #DIV/0! | #DIV/0! | kWh | #DIV/0!
0.4 | 0.1 | 0 | #DIV/0! | #DIV/0! | #DIV/0! | #DIV/0! | #DIV/0! | #DIV/0! | #DIV/0! | #DIV/0! | #DIV/0! | #DIV/0! |  |  |  | #DIV/0! | #DIV/0! | #DIV/0! | kWh | #DIV/0!
0.5 | 0.1 | 0 | #DIV/0! | #DIV/0! | #DIV/0! | #DIV/0! | #DIV/0! | #DIV/0! | #DIV/0! | #DIV/0! | #DIV/0! | #DIV/0! |  |  |  | #DIV/0! | #DIV/0! | #DIV/0! | kWh | #DIV/0!
0.6 | 0.1 | 0 | #DIV/0! | #DIV/0! | #DIV/0! | #DIV/0! | #DIV/0! | #DIV/0! | #DIV/0! | #DIV/0! | #DIV/0! | #DIV/0! |  |  |  | #DIV/0! | #DIV/0! | #DIV/0! | kWh | #DIV/0!
0.7 | 0.1 | 0 | #DIV/0! | #DIV/0! | #DIV/0! | #DIV/0! | #DIV/0! | #DIV/0! | #DIV/0! | #DIV/0! | #DIV/0! | #DIV/0! |  |  |  | #DIV/0! | #DIV/0! | #DIV/0! | kWh | #DIV/0!
0.8 | 0.1 | 0 | #DIV/0! | #DIV/0! | #DIV/0! | #DIV/0! | #DIV/0! | #DIV/0! | #DIV/0! | #DIV/0! | #DIV/0! | #DIV/0! |  |  |  | #DIV/0! | #DIV/0! | #DIV/0! | kWh | #DIV/0!
0.9 | 0.1 | 0 | #DIV/0! | #DIV/0! | #DIV/0! | #DIV/0! | #DIV/0! | #DIV/0! | #DIV/0! | #DIV/0! | #DIV/0! | #DIV/0! |  |  |  | #DIV/0! | #DIV/0! | #DIV/0! | kWh | #DIV/0!
0.95 | 0.05 | 0 | #DIV/0! | #DIV/0! | #DIV/0! | #DIV/0! | #DIV/0! | #DIV/0! | #DIV/0! | #DIV/0! | #DIV/0! | #DIV/0! |  |  |  | #DIV/0! | #DIV/0! | #DIV/0! | kWh | #DIV/0!
0.99 | 0.04 | 0 | #DIV/0! | #DIV/0! | #DIV/0! | #DIV/0! | #DIV/0! | #DIV/0! | #DIV/0! | #DIV/0! | #DIV/0! | #DIV/0! |  |  |  | #DIV/0! | #DIV/0! | #DIV/0! | kWh | #DIV/0!
1 | 0.01 | 0 | #DIV/0! | #DIV/0! | #DIV/0! | #DIV/0! | #DIV/0! | #DIV/0! | #DIV/0! | #DIV/0! | #DIV/0! | #DIV/0! |  |  |  | #DIV/0! | #DIV/0! | #DIV/0! | kWh | #DIV/0!
[5 empty] | June: mean; July: #DIV/0!; Aug: #DIV/0! |  | #DIV/0! | #DIV/0! | #DIV/0!
Exceed | Prob of any flow | Mar | [15 empty] | 31
Prob. | occurring | flow | value | U(m/s) | Jan: Re; Feb: Colebrook iterations; May: friction coef; June: hf (m); July: Power; Aug: Output
0.05 | 0.05 | 0 | #DIV/0! | #DIV/0! | #DIV/0! | #DIV/0! | #DIV/0! | #DIV/0! | #DIV/0! | #DIV/0! | #DIV/0! | #DIV/0! |  |  |  | #DIV/0! | #DIV/0! | #DIV/0! | kWh | #DIV/0!
0.1 | 0.05 | 0 | #DIV/0! | #DIV/0! | #DIV/0! | #DIV/0! | #DIV/0! | #DIV/0! | #DIV/0! | #DIV/0! | #DIV/0! | #DIV/0! |  |  |  | #DIV/0! | #DIV/0! | #DIV/0! | kWh | #DIV/0!
0.2 | 0.1 | 0 | #DIV/0! | #DIV/0! | #DIV/0! | #DIV/0! | #DIV/0! | #DIV/0! | #DIV/0! | #DIV/0! | #DIV/0! | #DIV/0! |  |  |  | #DIV/0! | #DIV/0! | #DIV/0! | kWh | #DIV/0!
0.3 | 0.1 | 0 | #DIV/0! | #DIV/0! | #DIV/0! | #DIV/0! | #DIV/0! | #DIV/0! | #DIV/0! | #DIV/0! | #DIV/0! | #DIV/0! |  |  |  | #DIV/0! | #DIV/0! | #DIV/0! | kWh | #DIV/0!
0.4 | 0.1 | 0 | #DIV/0! | #DIV/0! | #DIV/0! | #DIV/0! | #DIV/0! | #DIV/0! | #DIV/0! | #DIV/0! | #DIV/0! | #DIV/0! |  |  |  | #DIV/0! | #DIV/0! | #DIV/0! | kWh | #DIV/0!
0.5 | 0.1 | 0 | #DIV/0! | #DIV/0! | #DIV/0! | #DIV/0! | #DIV/0! | #DIV/0! | #DIV/0! | #DIV/0! | #DIV/0! | #DIV/0! |  |  |  | #DIV/0! | #DIV/0! | #DIV/0! | kWh | #DIV/0!
0.6 | 0.1 | 0 | #DIV/0! | #DIV/0! | #DIV/0! | #DIV/0! | #DIV/0! | #DIV/0! | #DIV/0! | #DIV/0! | #DIV/0! | #DIV/0! |  |  |  | #DIV/0! | #DIV/0! | #DIV/0! | kWh | #DIV/0!
0.7 | 0.1 | 0 | #DIV/0! | #DIV/0! | #DIV/0! | #DIV/0! | #DIV/0! | #DIV/0! | #DIV/0! | #DIV/0! | #DIV/0! | #DIV/0! |  |  |  | #DIV/0! | #DIV/0! | #DIV/0! | kWh | #DIV/0!
0.8 | 0.1 | 0 | #DIV/0! | #DIV/0! | #DIV/0! | #DIV/0! | #DIV/0! | #DIV/0! | #DIV/0! | #DIV/0! | #DIV/0! | #DIV/0! |  |  |  | #DIV/0! | #DIV/0! | #DIV/0! | kWh | #DIV/0!
0.9 | 0.1 | 0 | #DIV/0! | #DIV/0! | #DIV/0! | #DIV/0! | #DIV/0! | #DIV/0! | #DIV/0! | #DIV/0! | #DIV/0! | #DIV/0! |  |  |  | #DIV/0! | #DIV/0! | #DIV/0! | kWh | #DIV/0!
0.95 | 0.05 | 0 | #DIV/0! | #DIV/0! | #DIV/0! | #DIV/0! | #DIV/0! | #DIV/0! | #DIV/0! | #DIV/0! | #DIV/0! | #DIV/0! |  |  |  | #DIV/0! | #DIV/0! | #DIV/0! | kWh | #DIV/0!
0.99 | 0.04 | 0 | #DIV/0! | #DIV/0! | #DIV/0! | #DIV/0! | #DIV/0! | #DIV/0! | #DIV/0! | #DIV/0! | #DIV/0! | #DIV/0! |  |  |  | #DIV/0! | #DIV/0! | #DIV/0! | kWh | #DIV/0!
1 | 0.01 | 0 | #DIV/0! | #DIV/0! | #DIV/0! | #DIV/0! | #DIV/0! | #DIV/0! | #DIV/0! | #DIV/0! | #DIV/0! | #DIV/0! |  |  |  | #DIV/0! | #DIV/0! | #DIV/0! | kWh | #DIV/0!
[5 empty] | June: mean; July: #DIV/0!; Aug: #DIV/0! |  | #DIV/0! | #DIV/0! | #DIV/0!
Exceed | Prob of any flow | Apr | [15 empty] | 30
Prob. | occurring | flow | value | U(m/s) | Jan: Re; Feb: Colebrook iterations; May: friction coef; June: hf (m); July: Power; Aug: Output
0.05 | 0.05 | 0 | #DIV/0! | #DIV/0! | #DIV/0! | #DIV/0! | #DIV/0! | #DIV/0! | #DIV/0! | #DIV/0! | #DIV/0! | #DIV/0! |  |  |  | #DIV/0! | #DIV/0! | #DIV/0! | kWh | #DIV/0!
0.1 | 0.05 | 0 | #DIV/0! | #DIV/0! | #DIV/0! | #DIV/0! | #DIV/0! | #DIV/0! | #DIV/0! | #DIV/0! | #DIV/0! | #DIV/0! |  |  |  | #DIV/0! | #DIV/0! | #DIV/0! | kWh | #DIV/0!
0.2 | 0.1 | 0 | #DIV/0! | #DIV/0! | #DIV/0! | #DIV/0! | #DIV/0! | #DIV/0! | #DIV/0! | #DIV/0! | #DIV/0! | #DIV/0! |  |  |  | #DIV/0! | #DIV/0! | #DIV/0! | kWh | #DIV/0!
0.3 | 0.1 | 0 | #DIV/0! | #DIV/0! | #DIV/0! | #DIV/0! | #DIV/0! | #DIV/0! | #DIV/0! | #DIV/0! | #DIV/0! | #DIV/0! |  |  |  | #DIV/0! | #DIV/0! | #DIV/0! | kWh | #DIV/0!
0.4 | 0.1 | 0 | #DIV/0! | #DIV/0! | #DIV/0! | #DIV/0! | #DIV/0! | #DIV/0! | #DIV/0! | #DIV/0! | #DIV/0! | #DIV/0! |  |  |  | #DIV/0! | #DIV/0! | #DIV/0! | kWh | #DIV/0!
0.5 | 0.1 | 0 | #DIV/0! | #DIV/0! | #DIV/0! | #DIV/0! | #DIV/0! | #DIV/0! | #DIV/0! | #DIV/0! | #DIV/0! | #DIV/0! |  |  |  | #DIV/0! | #DIV/0! | #DIV/0! | kWh | #DIV/0!
0.6 | 0.1 | 0 | #DIV/0! | #DIV/0! | #DIV/0! | #DIV/0! | #DIV/0! | #DIV/0! | #DIV/0! | #DIV/0! | #DIV/0! | #DIV/0! |  |  |  | #DIV/0! | #DIV/0! | #DIV/0! | kWh | #DIV/0!
0.7 | 0.1 | 0 | #DIV/0! | #DIV/0! | #DIV/0! | #DIV/0! | #DIV/0! | #DIV/0! | #DIV/0! | #DIV/0! | #DIV/0! | #DIV/0! |  |  |  | #DIV/0! | #DIV/0! | #DIV/0! | kWh | #DIV/0!
0.8 | 0.1 | 0 | #DIV/0! | #DIV/0! | #DIV/0! | #DIV/0! | #DIV/0! | #DIV/0! | #DIV/0! | #DIV/0! | #DIV/0! | #DIV/0! |  |  |  | #DIV/0! | #DIV/0! | #DIV/0! | kWh | #DIV/0!
0.9 | 0.1 | 0 | #DIV/0! | #DIV/0! | #DIV/0! | #DIV/0! | #DIV/0! | #DIV/0! | #DIV/0! | #DIV/0! | #DIV/0! | #DIV/0! |  |  |  | #DIV/0! | #DIV/0! | #DIV/0! | kWh | #DIV/0!
0.95 | 0.05 | 0 | #DIV/0! | #DIV/0! | #DIV/0! | #DIV/0! | #DIV/0! | #DIV/0! | #DIV/0! | #DIV/0! | #DIV/0! | #DIV/0! |  |  |  | #DIV/0! | #DIV/0! | #DIV/0! | kWh | #DIV/0!
0.99 | 0.04 | 0 | #DIV/0! | #DIV/0! | #DIV/0! | #DIV/0! | #DIV/0! | #DIV/0! | #DIV/0! | #DIV/0! | #DIV/0! | #DIV/0! |  |  |  | #DIV/0! | #DIV/0! | #DIV/0! | kWh | #DIV/0!
1 | 0.01 | 0 | #DIV/0! | #DIV/0! | #DIV/0! | #DIV/0! | #DIV/0! | #DIV/0! | #DIV/0! | #DIV/0! | #DIV/0! | #DIV/0! |  |  |  | #DIV/0! | #DIV/0! | #DIV/0! | kWh | #DIV/0!
[5 empty] | June: mean; July: #DIV/0!; Aug: #DIV/0! |  | #DIV/0! | #DIV/0! | #DIV/0!
Exceed | Prob of any flow | May | [15 empty] | 31
Prob. | occurring | flow | value | U(m/s) | Jan: Re; Feb: Colebrook iterations; May: friction coef; June: hf (m); July: Power; Aug: Output
0.05 | 0.05 | 0 | #DIV/0! | #DIV/0! | #DIV/0! | #DIV/0! | #DIV/0! | #DIV/0! | #DIV/0! | #DIV/0! | #DIV/0! | #DIV/0! |  |  |  | #DIV/0! | #DIV/0! | #DIV/0! | kWh | #DIV/0!
0.1 | 0.05 | 0 | #DIV/0! | #DIV/0! | #DIV/0! | #DIV/0! | #DIV/0! | #DIV/0! | #DIV/0! | #DIV/0! | #DIV/0! | #DIV/0! |  |  |  | #DIV/0! | #DIV/0! | #DIV/0! | kWh | #DIV/0!
0.2 | 0.1 | 0 | #DIV/0! | #DIV/0! | #DIV/0! | #DIV/0! | #DIV/0! | #DIV/0! | #DIV/0! | #DIV/0! | #DIV/0! | #DIV/0! |  |  |  | #DIV/0! | #DIV/0! | #DIV/0! | kWh | #DIV/0!
0.3 | 0.1 | 0 | #DIV/0! | #DIV/0! | #DIV/0! | #DIV/0! | #DIV/0! | #DIV/0! | #DIV/0! | #DIV/0! | #DIV/0! | #DIV/0! |  |  |  | #DIV/0! | #DIV/0! | #DIV/0! | kWh | #DIV/0!
0.4 | 0.1 | 0 | #DIV/0! | #DIV/0! | #DIV/0! | #DIV/0! | #DIV/0! | #DIV/0! | #DIV/0! | #DIV/0! | #DIV/0! | #DIV/0! |  |  |  | #DIV/0! | #DIV/0! | #DIV/0! | kWh | #DIV/0!
0.5 | 0.1 | 0 | #DIV/0! | #DIV/0! | #DIV/0! | #DIV/0! | #DIV/0! | #DIV/0! | #DIV/0! | #DIV/0! | #DIV/0! | #DIV/0! |  |  |  | #DIV/0! | #DIV/0! | #DIV/0! | kWh | #DIV/0!
0.6 | 0.1 | 0 | #DIV/0! | #DIV/0! | #DIV/0! | #DIV/0! | #DIV/0! | #DIV/0! | #DIV/0! | #DIV/0! | #DIV/0! | #DIV/0! |  |  |  | #DIV/0! | #DIV/0! | #DIV/0! | kWh | #DIV/0!
0.7 | 0.1 | 0 | #DIV/0! | #DIV/0! | #DIV/0! | #DIV/0! | #DIV/0! | #DIV/0! | #DIV/0! | #DIV/0! | #DIV/0! | #DIV/0! |  |  |  | #DIV/0! | #DIV/0! | #DIV/0! | kWh | #DIV/0!
0.8 | 0.1 | 0 | #DIV/0! | #DIV/0! | #DIV/0! | #DIV/0! | #DIV/0! | #DIV/0! | #DIV/0! | #DIV/0! | #DIV/0! | #DIV/0! |  |  |  | #DIV/0! | #DIV/0! | #DIV/0! | kWh | #DIV/0!
0.9 | 0.1 | 0 | #DIV/0! | #DIV/0! | #DIV/0! | #DIV/0! | #DIV/0! | #DIV/0! | #DIV/0! | #DIV/0! | #DIV/0! | #DIV/0! |  |  |  | #DIV/0! | #DIV/0! | #DIV/0! | kWh | #DIV/0!
0.95 | 0.05 | 0 | #DIV/0! | #DIV/0! | #DIV/0! | #DIV/0! | #DIV/0! | #DIV/0! | #DIV/0! | #DIV/0! | #DIV/0! | #DIV/0! |  |  |  | #DIV/0! | #DIV/0! | #DIV/0! | kWh | #DIV/0!
0.99 | 0.04 | 0 | #DIV/0! | #DIV/0! | #DIV/0! | #DIV/0! | #DIV/0! | #DIV/0! | #DIV/0! | #DIV/0! | #DIV/0! | #DIV/0! |  |  |  | #DIV/0! | #DIV/0! | #DIV/0! | kWh | #DIV/0!
1 | 0.01 | 0 | #DIV/0! | #DIV/0! | #DIV/0! | #DIV/0! | #DIV/0! | #DIV/0! | #DIV/0! | #DIV/0! | #DIV/0! | #DIV/0! |  |  |  | #DIV/0! | #DIV/0! | #DIV/0! | kWh | #DIV/0!
[5 empty] | June: mean; July: #DIV/0!; Aug: #DIV/0! |  | #DIV/0! | #DIV/0! | #DIV/0!
Exceed | Prob of any flow | Jun | [15 empty] | 30
Prob. | occurring | flow | value | U(m/s) | Jan: Re; Feb: Colebrook iterations; May: friction coef; June: hf (m); July: Power; Aug: Output
0.05 | 0.05 | 0 | #DIV/0! | #DIV/0! | #DIV/0! | #DIV/0! | #DIV/0! | #DIV/0! | #DIV/0! | #DIV/0! | #DIV/0! | #DIV/0! |  |  |  | #DIV/0! | #DIV/0! | #DIV/0! | kWh | #DIV/0!
0.1 | 0.05 | 0 | #DIV/0! | #DIV/0! | #DIV/0! | #DIV/0! | #DIV/0! | #DIV/0! | #DIV/0! | #DIV/0! | #DIV/0! | #DIV/0! |  |  |  | #DIV/0! | #DIV/0! | #DIV/0! | kWh | #DIV/0!
0.2 | 0.1 | 0 | #DIV/0! | #DIV/0! | #DIV/0! | #DIV/0! | #DIV/0! | #DIV/0! | #DIV/0! | #DIV/0! | #DIV/0! | #DIV/0! |  |  |  | #DIV/0! | #DIV/0! | #DIV/0! | kWh | #DIV/0!
0.3 | 0.1 | 0 | #DIV/0! | #DIV/0! | #DIV/0! | #DIV/0! | #DIV/0! | #DIV/0! | #DIV/0! | #DIV/0! | #DIV/0! | #DIV/0! |  |  |  | #DIV/0! | #DIV/0! | #DIV/0! | kWh | #DIV/0!
0.4 | 0.1 | 0 | #DIV/0! | #DIV/0! | #DIV/0! | #DIV/0! | #DIV/0! | #DIV/0! | #DIV/0! | #DIV/0! | #DIV/0! | #DIV/0! |  |  |  | #DIV/0! | #DIV/0! | #DIV/0! | kWh | #DIV/0!
0.5 | 0.1 | 0 | #DIV/0! | #DIV/0! | #DIV/0! | #DIV/0! | #DIV/0! | #DIV/0! | #DIV/0! | #DIV/0! | #DIV/0! | #DIV/0! |  |  |  | #DIV/0! | #DIV/0! | #DIV/0! | kWh | #DIV/0!
0.6 | 0.1 | 0 | #DIV/0! | #DIV/0! | #DIV/0! | #DIV/0! | #DIV/0! | #DIV/0! | #DIV/0! | #DIV/0! | #DIV/0! | #DIV/0! |  |  |  | #DIV/0! | #DIV/0! | #DIV/0! | kWh | #DIV/0!
0.7 | 0.1 | 0 | #DIV/0! | #DIV/0! | #DIV/0! | #DIV/0! | #DIV/0! | #DIV/0! | #DIV/0! | #DIV/0! | #DIV/0! | #DIV/0! |  |  |  | #DIV/0! | #DIV/0! | #DIV/0! | kWh | #DIV/0!
0.8 | 0.1 | 0 | #DIV/0! | #DIV/0! | #DIV/0! | #DIV/0! | #DIV/0! | #DIV/0! | #DIV/0! | #DIV/0! | #DIV/0! | #DIV/0! |  |  |  | #DIV/0! | #DIV/0! | #DIV/0! | kWh | #DIV/0!
0.9 | 0.1 | 0 | #DIV/0! | #DIV/0! | #DIV/0! | #DIV/0! | #DIV/0! | #DIV/0! | #DIV/0! | #DIV/0! | #DIV/0! | #DIV/0! |  |  |  | #DIV/0! | #DIV/0! | #DIV/0! | kWh | #DIV/0!
0.95 | 0.05 | 0 | #DIV/0! | #DIV/0! | #DIV/0! | #DIV/0! | #DIV/0! | #DIV/0! | #DIV/0! | #DIV/0! | #DIV/0! | #DIV/0! |  |  |  | #DIV/0! | #DIV/0! | #DIV/0! | kWh | #DIV/0!
0.99 | 0.04 | 0 | #DIV/0! | #DIV/0! | #DIV/0! | #DIV/0! | #DIV/0! | #DIV/0! | #DIV/0! | #DIV/0! | #DIV/0! | #DIV/0! |  |  |  | #DIV/0! | #DIV/0! | #DIV/0! | kWh | #DIV/0!
1 | 0.01 | 0 | #DIV/0! | #DIV/0! | #DIV/0! | #DIV/0! | #DIV/0! | #DIV/0! | #DIV/0! | #DIV/0! | #DIV/0! | #DIV/0! |  |  |  | #DIV/0! | #DIV/0! | #DIV/0! | kWh | #DIV/0!
[5 empty] | June: mean; July: #DIV/0!; Aug: #DIV/0! |  | #DIV/0! | #DIV/0! | #DIV/0!
Exceed | Prob of any flow | Jul | [15 empty] | 31
Prob. | occurring | flow | value | U(m/s) | Jan: Re; Feb: Colebrook iterations; May: friction coef; June: hf (m); July: Power; Aug: Output
0.05 | 0.05 | 0 | #DIV/0! | #DIV/0! | #DIV/0! | #DIV/0! | #DIV/0! | #DIV/0! | #DIV/0! | #DIV/0! | #DIV/0! | #DIV/0! |  |  |  | #DIV/0! | #DIV/0! | #DIV/0! | kWh | #DIV/0!
0.1 | 0.05 | 0 | #DIV/0! | #DIV/0! | #DIV/0! | #DIV/0! | #DIV/0! | #DIV/0! | #DIV/0! | #DIV/0! | #DIV/0! | #DIV/0! |  |  |  | #DIV/0! | #DIV/0! | #DIV/0! | kWh | #DIV/0!
0.2 | 0.1 | 0 | #DIV/0! | #DIV/0! | #DIV/0! | #DIV/0! | #DIV/0! | #DIV/0! | #DIV/0! | #DIV/0! | #DIV/0! | #DIV/0! |  |  |  | #DIV/0! | #DIV/0! | #DIV/0! | kWh | #DIV/0!
0.3 | 0.1 | 0 | #DIV/0! | #DIV/0! | #DIV/0! | #DIV/0! | #DIV/0! | #DIV/0! | #DIV/0! | #DIV/0! | #DIV/0! | #DIV/0! |  |  |  | #DIV/0! | #DIV/0! | #DIV/0! | kWh | #DIV/0!
0.4 | 0.1 | 0 | #DIV/0! | #DIV/0! | #DIV/0! | #DIV/0! | #DIV/0! | #DIV/0! | #DIV/0! | #DIV/0! | #DIV/0! | #DIV/0! |  |  |  | #DIV/0! | #DIV/0! | #DIV/0! | kWh | #DIV/0!
0.5 | 0.1 | 0 | #DIV/0! | #DIV/0! | #DIV/0! | #DIV/0! | #DIV/0! | #DIV/0! | #DIV/0! | #DIV/0! | #DIV/0! | #DIV/0! |  |  |  | #DIV/0! | #DIV/0! | #DIV/0! | kWh | #DIV/0!
0.6 | 0.1 | 0 | #DIV/0! | #DIV/0! | #DIV/0! | #DIV/0! | #DIV/0! | #DIV/0! | #DIV/0! | #DIV/0! | #DIV/0! | #DIV/0! |  |  |  | #DIV/0! | #DIV/0! | #DIV/0! | kWh | #DIV/0!
0.7 | 0.1 | 0 | #DIV/0! | #DIV/0! | #DIV/0! | #DIV/0! | #DIV/0! | #DIV/0! | #DIV/0! | #DIV/0! | #DIV/0! | #DIV/0! |  |  |  | #DIV/0! | #DIV/0! | #DIV/0! | kWh | #DIV/0!
0.8 | 0.1 | 0 | #DIV/0! | #DIV/0! | #DIV/0! | #DIV/0! | #DIV/0! | #DIV/0! | #DIV/0! | #DIV/0! | #DIV/0! | #DIV/0! |  |  |  | #DIV/0! | #DIV/0! | #DIV/0! | kWh | #DIV/0!
0.9 | 0.1 | 0 | #DIV/0! | #DIV/0! | #DIV/0! | #DIV/0! | #DIV/0! | #DIV/0! | #DIV/0! | #DIV/0! | #DIV/0! | #DIV/0! |  |  |  | #DIV/0! | #DIV/0! | #DIV/0! | kWh | #DIV/0!
0.95 | 0.05 | 0 | #DIV/0! | #DIV/0! | #DIV/0! | #DIV/0! | #DIV/0! | #DIV/0! | #DIV/0! | #DIV/0! | #DIV/0! | #DIV/0! |  |  |  | #DIV/0! | #DIV/0! | #DIV/0! | kWh | #DIV/0!
0.99 | 0.04 | 0 | #DIV/0! | #DIV/0! | #DIV/0! | #DIV/0! | #DIV/0! | #DIV/0! | #DIV/0! | #DIV/0! | #DIV/0! | #DIV/0! |  |  |  | #DIV/0! | #DIV/0! | #DIV/0! | kWh | #DIV/0!
1 | 0.01 | 0 | #DIV/0! | #DIV/0! | #DIV/0! | #DIV/0! | #DIV/0! | #DIV/0! | #DIV/0! | #DIV/0! | #DIV/0! | #DIV/0! |  |  |  | #DIV/0! | #DIV/0! | #DIV/0! | kWh | #DIV/0!
[5 empty] | June: mean; July: #DIV/0!; Aug: #DIV/0! |  | #DIV/0! | #DIV/0! | #DIV/0!
Exceed | Prob of any flow | Aug | [15 empty] | 31
Prob. | occurring | flow | value | U(m/s) | Jan: Re; Feb: Colebrook iterations; May: friction coef; June: hf (m); July: Power; Aug: Output
0.05 | 0.05 | 0 | #DIV/0! | #DIV/0! | #DIV/0! | #DIV/0! | #DIV/0! | #DIV/0! | #DIV/0! | #DIV/0! | #DIV/0! | #DIV/0! |  |  |  | #DIV/0! | #DIV/0! | #DIV/0! | kWh | #DIV/0!
0.1 | 0.05 | 0 | #DIV/0! | #DIV/0! | #DIV/0! | #DIV/0! | #DIV/0! | #DIV/0! | #DIV/0! | #DIV/0! | #DIV/0! | #DIV/0! |  |  |  | #DIV/0! | #DIV/0! | #DIV/0! | kWh | #DIV/0!
0.2 | 0.1 | 0 | #DIV/0! | #DIV/0! | #DIV/0! | #DIV/0! | #DIV/0! | #DIV/0! | #DIV/0! | #DIV/0! | #DIV/0! | #DIV/0! |  |  |  | #DIV/0! | #DIV/0! | #DIV/0! | kWh | #DIV/0!
0.3 | 0.1 | 0 | #DIV/0! | #DIV/0! | #DIV/0! | #DIV/0! | #DIV/0! | #DIV/0! | #DIV/0! | #DIV/0! | #DIV/0! | #DIV/0! |  |  |  | #DIV/0! | #DIV/0! | #DIV/0! | kWh | #DIV/0!
0.4 | 0.1 | 0 | #DIV/0! | #DIV/0! | #DIV/0! | #DIV/0! | #DIV/0! | #DIV/0! | #DIV/0! | #DIV/0! | #DIV/0! | #DIV/0! |  |  |  | #DIV/0! | #DIV/0! | #DIV/0! | kWh | #DIV/0!
0.5 | 0.1 | 0 | #DIV/0! | #DIV/0! | #DIV/0! | #DIV/0! | #DIV/0! | #DIV/0! | #DIV/0! | #DIV/0! | #DIV/0! | #DIV/0! |  |  |  | #DIV/0! | #DIV/0! | #DIV/0! | kWh | #DIV/0!
0.6 | 0.1 | 0 | #DIV/0! | #DIV/0! | #DIV/0! | #DIV/0! | #DIV/0! | #DIV/0! | #DIV/0! | #DIV/0! | #DIV/0! | #DIV/0! |  |  |  | #DIV/0! | #DIV/0! | #DIV/0! | kWh | #DIV/0!
0.7 | 0.1 | 0 | #DIV/0! | #DIV/0! | #DIV/0! | #DIV/0! | #DIV/0! | #DIV/0! | #DIV/0! | #DIV/0! | #DIV/0! | #DIV/0! |  |  |  | #DIV/0! | #DIV/0! | #DIV/0! | kWh | #DIV/0!
0.8 | 0.1 | 0 | #DIV/0! | #DIV/0! | #DIV/0! | #DIV/0! | #DIV/0! | #DIV/0! | #DIV/0! | #DIV/0! | #DIV/0! | #DIV/0! |  |  |  | #DIV/0! | #DIV/0! | #DIV/0! | kWh | #DIV/0!
0.9 | 0.1 | 0 | #DIV/0! | #DIV/0! | #DIV/0! | #DIV/0! | #DIV/0! | #DIV/0! | #DIV/0! | #DIV/0! | #DIV/0! | #DIV/0! |  |  |  | #DIV/0! | #DIV/0! | #DIV/0! | kWh | #DIV/0!
0.95 | 0.05 | 0 | #DIV/0! | #DIV/0! | #DIV/0! | #DIV/0! | #DIV/0! | #DIV/0! | #DIV/0! | #DIV/0! | #DIV/0! | #DIV/0! |  |  |  | #DIV/0! | #DIV/0! | #DIV/0! | kWh | #DIV/0!
0.99 | 0.04 | 0 | #DIV/0! | #DIV/0! | #DIV/0! | #DIV/0! | #DIV/0! | #DIV/0! | #DIV/0! | #DIV/0! | #DIV/0! | #DIV/0! |  |  |  | #DIV/0! | #DIV/0! | #DIV/0! | kWh | #DIV/0!
1 | 0.01 | 0 | #DIV/0! | #DIV/0! | #DIV/0! | #DIV/0! | #DIV/0! | #DIV/0! | #DIV/0! | #DIV/0! | #DIV/0! | #DIV/0! |  |  |  | #DIV/0! | #DIV/0! | #DIV/0! | kWh | #DIV/0!
[5 empty] | June: mean; July: #DIV/0!; Aug: #DIV/0! |  | #DIV/0! | #DIV/0! | #DIV/0!
Exceed | Prob of any flow | Sept | [15 empty] | 30
Prob. | occurring | flow | value | U(m/s) | Jan: Re; Feb: Colebrook iterations; May: friction coef; June: hf (m); July: Power; Aug: Output
0.05 | 0.05 | 0 | #DIV/0! | #DIV/0! | #DIV/0! | #DIV/0! | #DIV/0! | #DIV/0! | #DIV/0! | #DIV/0! | #DIV/0! | #DIV/0! |  |  |  | #DIV/0! | #DIV/0! | #DIV/0! | kWh | #DIV/0!
0.1 | 0.05 | 0 | #DIV/0! | #DIV/0! | #DIV/0! | #DIV/0! | #DIV/0! | #DIV/0! | #DIV/0! | #DIV/0! | #DIV/0! | #DIV/0! |  |  |  | #DIV/0! | #DIV/0! | #DIV/0! | kWh | #DIV/0!
0.2 | 0.1 | 0 | #DIV/0! | #DIV/0! | #DIV/0! | #DIV/0! | #DIV/0! | #DIV/0! | #DIV/0! | #DIV/0! | #DIV/0! | #DIV/0! |  |  |  | #DIV/0! | #DIV/0! | #DIV/0! | kWh | #DIV/0!
0.3 | 0.1 | 0 | #DIV/0! | #DIV/0! | #DIV/0! | #DIV/0! | #DIV/0! | #DIV/0! | #DIV/0! | #DIV/0! | #DIV/0! | #DIV/0! |  |  |  | #DIV/0! | #DIV/0! | #DIV/0! | kWh | #DIV/0!
0.4 | 0.1 | 0 | #DIV/0! | #DIV/0! | #DIV/0! | #DIV/0! | #DIV/0! | #DIV/0! | #DIV/0! | #DIV/0! | #DIV/0! | #DIV/0! |  |  |  | #DIV/0! | #DIV/0! | #DIV/0! | kWh | #DIV/0!
0.5 | 0.1 | 0 | #DIV/0! | #DIV/0! | #DIV/0! | #DIV/0! | #DIV/0! | #DIV/0! | #DIV/0! | #DIV/0! | #DIV/0! | #DIV/0! |  |  |  | #DIV/0! | #DIV/0! | #DIV/0! | kWh | #DIV/0!
0.6 | 0.1 | 0 | #DIV/0! | #DIV/0! | #DIV/0! | #DIV/0! | #DIV/0! | #DIV/0! | #DIV/0! | #DIV/0! | #DIV/0! | #DIV/0! |  |  |  | #DIV/0! | #DIV/0! | #DIV/0! | kWh | #DIV/0!
0.7 | 0.1 | 0 | #DIV/0! | #DIV/0! | #DIV/0! | #DIV/0! | #DIV/0! | #DIV/0! | #DIV/0! | #DIV/0! | #DIV/0! | #DIV/0! |  |  |  | #DIV/0! | #DIV/0! | #DIV/0! | kWh | #DIV/0!
0.8 | 0.1 | 0 | #DIV/0! | #DIV/0! | #DIV/0! | #DIV/0! | #DIV/0! | #DIV/0! | #DIV/0! | #DIV/0! | #DIV/0! | #DIV/0! |  |  |  | #DIV/0! | #DIV/0! | #DIV/0! | kWh | #DIV/0!
0.9 | 0.1 | 0 | #DIV/0! | #DIV/0! | #DIV/0! | #DIV/0! | #DIV/0! | #DIV/0! | #DIV/0! | #DIV/0! | #DIV/0! | #DIV/0! |  |  |  | #DIV/0! | #DIV/0! | #DIV/0! | kWh | #DIV/0!
0.95 | 0.05 | 0 | #DIV/0! | #DIV/0! | #DIV/0! | #DIV/0! | #DIV/0! | #DIV/0! | #DIV/0! | #DIV/0! | #DIV/0! | #DIV/0! |  |  |  | #DIV/0! | #DIV/0! | #DIV/0! | kWh | #DIV/0!
0.99 | 0.04 | 0 | #DIV/0! | #DIV/0! | #DIV/0! | #DIV/0! | #DIV/0! | #DIV/0! | #DIV/0! | #DIV/0! | #DIV/0! | #DIV/0! |  |  |  | #DIV/0! | #DIV/0! | #DIV/0! | kWh | #DIV/0!
1 | 0.01 | 0 | #DIV/0! | #DIV/0! | #DIV/0! | #DIV/0! | #DIV/0! | #DIV/0! | #DIV/0! | #DIV/0! | #DIV/0! | #DIV/0! |  |  |  | #DIV/0! | #DIV/0! | #DIV/0! | kWh | #DIV/0!
[5 empty] | June: mean; July: #DIV/0!; Aug: #DIV/0! |  | #DIV/0! | #DIV/0! | #DIV/0!
Exceed | Prob of any flow | Oct | [15 empty] | 31
Prob. | occurring | flow | value | U(m/s) | Jan: Re; Feb: Colebrook iterations; May: friction coef; June: hf (m); July: Power; Aug: Output
0.05 | 0.05 | 0 | #DIV/0! | #DIV/0! | #DIV/0! | #DIV/0! | #DIV/0! | #DIV/0! | #DIV/0! | #DIV/0! | #DIV/0! | #DIV/0! |  |  |  | #DIV/0! | #DIV/0! | #DIV/0! | kWh | #DIV/0!
0.1 | 0.05 | 0 | #DIV/0! | #DIV/0! | #DIV/0! | #DIV/0! | #DIV/0! | #DIV/0! | #DIV/0! | #DIV/0! | #DIV/0! | #DIV/0! |  |  |  | #DIV/0! | #DIV/0! | #DIV/0! | kWh | #DIV/0!
0.2 | 0.1 | 0 | #DIV/0! | #DIV/0! | #DIV/0! | #DIV/0! | #DIV/0! | #DIV/0! | #DIV/0! | #DIV/0! | #DIV/0! | #DIV/0! |  |  |  | #DIV/0! | #DIV/0! | #DIV/0! | kWh | #DIV/0!
0.3 | 0.1 | 0 | #DIV/0! | #DIV/0! | #DIV/0! | #DIV/0! | #DIV/0! | #DIV/0! | #DIV/0! | #DIV/0! | #DIV/0! | #DIV/0! |  |  |  | #DIV/0! | #DIV/0! | #DIV/0! | kWh | #DIV/0!
0.4 | 0.1 | 0 | #DIV/0! | #DIV/0! | #DIV/0! | #DIV/0! | #DIV/0! | #DIV/0! | #DIV/0! | #DIV/0! | #DIV/0! | #DIV/0! |  |  |  | #DIV/0! | #DIV/0! | #DIV/0! | kWh | #DIV/0!
0.5 | 0.1 | 0 | #DIV/0! | #DIV/0! | #DIV/0! | #DIV/0! | #DIV/0! | #DIV/0! | #DIV/0! | #DIV/0! | #DIV/0! | #DIV/0! |  |  |  | #DIV/0! | #DIV/0! | #DIV/0! | kWh | #DIV/0!
0.6 | 0.1 | 0 | #DIV/0! | #DIV/0! | #DIV/0! | #DIV/0! | #DIV/0! | #DIV/0! | #DIV/0! | #DIV/0! | #DIV/0! | #DIV/0! |  |  |  | #DIV/0! | #DIV/0! | #DIV/0! | kWh | #DIV/0!
0.7 | 0.1 | 0 | #DIV/0! | #DIV/0! | #DIV/0! | #DIV/0! | #DIV/0! | #DIV/0! | #DIV/0! | #DIV/0! | #DIV/0! | #DIV/0! |  |  |  | #DIV/0! | #DIV/0! | #DIV/0! | kWh | #DIV/0!
0.8 | 0.1 | 0 | #DIV/0! | #DIV/0! | #DIV/0! | #DIV/0! | #DIV/0! | #DIV/0! | #DIV/0! | #DIV/0! | #DIV/0! | #DIV/0! |  |  |  | #DIV/0! | #DIV/0! | #DIV/0! | kWh | #DIV/0!
0.9 | 0.1 | 0 | #DIV/0! | #DIV/0! | #DIV/0! | #DIV/0! | #DIV/0! | #DIV/0! | #DIV/0! | #DIV/0! | #DIV/0! | #DIV/0! |  |  |  | #DIV/0! | #DIV/0! | #DIV/0! | kWh | #DIV/0!
0.95 | 0.05 | 0 | #DIV/0! | #DIV/0! | #DIV/0! | #DIV/0! | #DIV/0! | #DIV/0! | #DIV/0! | #DIV/0! | #DIV/0! | #DIV/0! |  |  |  | #DIV/0! | #DIV/0! | #DIV/0! | kWh | #DIV/0!
0.99 | 0.04 | 0 | #DIV/0! | #DIV/0! | #DIV/0! | #DIV/0! | #DIV/0! | #DIV/0! | #DIV/0! | #DIV/0! | #DIV/0! | #DIV/0! |  |  |  | #DIV/0! | #DIV/0! | #DIV/0! | kWh | #DIV/0!
1 | 0.01 | 0 | #DIV/0! | #DIV/0! | #DIV/0! | #DIV/0! | #DIV/0! | #DIV/0! | #DIV/0! | #DIV/0! | #DIV/0! | #DIV/0! |  |  |  | #DIV/0! | #DIV/0! | #DIV/0! | kWh | #DIV/0!
[5 empty] | June: mean; July: #DIV/0!; Aug: #DIV/0! |  | #DIV/0! | #DIV/0! | #DIV/0!
Exceed | Prob of any flow | Nov | [15 empty] | 30
Prob. | occurring | flow | value | U(m/s) | Jan: Re; Feb: Colebrook iterations; May: friction coef; June: hf (m); July: Power; Aug: Output
0.05 | 0.05 | 0 | #DIV/0! | #DIV/0! | #DIV/0! | #DIV/0! | #DIV/0! | #DIV/0! | #DIV/0! | #DIV/0! | #DIV/0! | #DIV/0! |  |  |  | #DIV/0! | #DIV/0! | #DIV/0! | kWh | #DIV/0!
0.1 | 0.05 | 0 | #DIV/0! | #DIV/0! | #DIV/0! | #DIV/0! | #DIV/0! | #DIV/0! | #DIV/0! | #DIV/0! | #DIV/0! | #DIV/0! |  |  |  | #DIV/0! | #DIV/0! | #DIV/0! | kWh | #DIV/0!
0.2 | 0.1 | 0 | #DIV/0! | #DIV/0! | #DIV/0! | #DIV/0! | #DIV/0! | #DIV/0! | #DIV/0! | #DIV/0! | #DIV/0! | #DIV/0! |  |  |  | #DIV/0! | #DIV/0! | #DIV/0! | kWh | #DIV/0!
0.3 | 0.1 | 0 | #DIV/0! | #DIV/0! | #DIV/0! | #DIV/0! | #DIV/0! | #DIV/0! | #DIV/0! | #DIV/0! | #DIV/0! | #DIV/0! |  |  |  | #DIV/0! | #DIV/0! | #DIV/0! | kWh | #DIV/0!
0.4 | 0.1 | 0 | #DIV/0! | #DIV/0! | #DIV/0! | #DIV/0! | #DIV/0! | #DIV/0! | #DIV/0! | #DIV/0! | #DIV/0! | #DIV/0! |  |  |  | #DIV/0! | #DIV/0! | #DIV/0! | kWh | #DIV/0!
0.5 | 0.1 | 0 | #DIV/0! | #DIV/0! | #DIV/0! | #DIV/0! | #DIV/0! | #DIV/0! | #DIV/0! | #DIV/0! | #DIV/0! | #DIV/0! |  |  |  | #DIV/0! | #DIV/0! | #DIV/0! | kWh | #DIV/0!
0.6 | 0.1 | 0 | #DIV/0! | #DIV/0! | #DIV/0! | #DIV/0! | #DIV/0! | #DIV/0! | #DIV/0! | #DIV/0! | #DIV/0! | #DIV/0! |  |  |  | #DIV/0! | #DIV/0! | #DIV/0! | kWh | #DIV/0!
0.7 | 0.1 | 0 | #DIV/0! | #DIV/0! | #DIV/0! | #DIV/0! | #DIV/0! | #DIV/0! | #DIV/0! | #DIV/0! | #DIV/0! | #DIV/0! |  |  |  | #DIV/0! | #DIV/0! | #DIV/0! | kWh | #DIV/0!
0.8 | 0.1 | 0 | #DIV/0! | #DIV/0! | #DIV/0! | #DIV/0! | #DIV/0! | #DIV/0! | #DIV/0! | #DIV/0! | #DIV/0! | #DIV/0! |  |  |  | #DIV/0! | #DIV/0! | #DIV/0! | kWh | #DIV/0!
0.9 | 0.1 | 0 | #DIV/0! | #DIV/0! | #DIV/0! | #DIV/0! | #DIV/0! | #DIV/0! | #DIV/0! | #DIV/0! | #DIV/0! | #DIV/0! |  |  |  | #DIV/0! | #DIV/0! | #DIV/0! | kWh | #DIV/0!
0.95 | 0.05 | 0 | #DIV/0! | #DIV/0! | #DIV/0! | #DIV/0! | #DIV/0! | #DIV/0! | #DIV/0! | #DIV/0! | #DIV/0! | #DIV/0! |  |  |  | #DIV/0! | #DIV/0! | #DIV/0! | kWh | #DIV/0!
0.99 | 0.04 | 0 | #DIV/0! | #DIV/0! | #DIV/0! | #DIV/0! | #DIV/0! | #DIV/0! | #DIV/0! | #DIV/0! | #DIV/0! | #DIV/0! |  |  |  | #DIV/0! | #DIV/0! | #DIV/0! | kWh | #DIV/0!
1 | 0.01 | 0 | #DIV/0! | #DIV/0! | #DIV/0! | #DIV/0! | #DIV/0! | #DIV/0! | #DIV/0! | #DIV/0! | #DIV/0! | #DIV/0! |  |  |  | #DIV/0! | #DIV/0! | #DIV/0! | kWh | #DIV/0!
[5 empty] | June: mean; July: #DIV/0!; Aug: #DIV/0! |  | #DIV/0! | #DIV/0! | #DIV/0!
Exceed | Prob of any flow | Dec | [15 empty] | 31
Prob. | occurring | flow | value | U(m/s) | Jan: Re; Feb: Colebrook iterations; May: friction coef; June: hf (m); July: Power; Aug: Output
0.05 | 0.05 | 0 | #DIV/0! | #DIV/0! | #DIV/0! | #DIV/0! | #DIV/0! | #DIV/0! | #DIV/0! | #DIV/0! | #DIV/0! | #DIV/0! |  |  |  | #DIV/0! | #DIV/0! | #DIV/0! | kWh | #DIV/0!
0.1 | 0.05 | 0 | #DIV/0! | #DIV/0! | #DIV/0! | #DIV/0! | #DIV/0! | #DIV/0! | #DIV/0! | #DIV/0! | #DIV/0! | #DIV/0! |  |  |  | #DIV/0! | #DIV/0! | #DIV/0! | kWh | #DIV/0!
0.2 | 0.1 | 0 | #DIV/0! | #DIV/0! | #DIV/0! | #DIV/0! | #DIV/0! | #DIV/0! | #DIV/0! | #DIV/0! | #DIV/0! | #DIV/0! |  |  |  | #DIV/0! | #DIV/0! | #DIV/0! | kWh | #DIV/0!
0.3 | 0.1 | 0 | #DIV/0! | #DIV/0! | #DIV/0! | #DIV/0! | #DIV/0! | #DIV/0! | #DIV/0! | #DIV/0! | #DIV/0! | #DIV/0! |  |  |  | #DIV/0! | #DIV/0! | #DIV/0! | kWh | #DIV/0!
0.4 | 0.1 | 0 | #DIV/0! | #DIV/0! | #DIV/0! | #DIV/0! | #DIV/0! | #DIV/0! | #DIV/0! | #DIV/0! | #DIV/0! | #DIV/0! |  |  |  | #DIV/0! | #DIV/0! | #DIV/0! | kWh | #DIV/0!
0.5 | 0.1 | 0 | #DIV/0! | #DIV/0! | #DIV/0! | #DIV/0! | #DIV/0! | #DIV/0! | #DIV/0! | #DIV/0! | #DIV/0! | #DIV/0! |  |  |  | #DIV/0! | #DIV/0! | #DIV/0! | kWh | #DIV/0!
0.6 | 0.1 | 0 | #DIV/0! | #DIV/0! | #DIV/0! | #DIV/0! | #DIV/0! | #DIV/0! | #DIV/0! | #DIV/0! | #DIV/0! | #DIV/0! |  |  |  | #DIV/0! | #DIV/0! | #DIV/0! | kWh | #DIV/0!
0.7 | 0.1 | 0 | #DIV/0! | #DIV/0! | #DIV/0! | #DIV/0! | #DIV/0! | #DIV/0! | #DIV/0! | #DIV/0! | #DIV/0! | #DIV/0! |  |  |  | #DIV/0! | #DIV/0! | #DIV/0! | kWh | #DIV/0!
0.8 | 0.1 | 0 | #DIV/0! | #DIV/0! | #DIV/0! | #DIV/0! | #DIV/0! | #DIV/0! | #DIV/0! | #DIV/0! | #DIV/0! | #DIV/0! |  |  |  | #DIV/0! | #DIV/0! | #DIV/0! | kWh | #DIV/0!
0.9 | 0.1 | 0 | #DIV/0! | #DIV/0! | #DIV/0! | #DIV/0! | #DIV/0! | #DIV/0! | #DIV/0! | #DIV/0! | #DIV/0! | #DIV/0! |  |  |  | #DIV/0! | #DIV/0! | #DIV/0! | kWh | #DIV/0!
0.95 | 0.05 | 0 | #DIV/0! | #DIV/0! | #DIV/0! | #DIV/0! | #DIV/0! | #DIV/0! | #DIV/0! | #DIV/0! | #DIV/0! | #DIV/0! |  |  |  | #DIV/0! | #DIV/0! | #DIV/0! | kWh | #DIV/0!
0.99 | 0.04 | 0 | #DIV/0! | #DIV/0! | #DIV/0! | #DIV/0! | #DIV/0! | #DIV/0! | #DIV/0! | #DIV/0! | #DIV/0! | #DIV/0! |  |  |  | #DIV/0! | #DIV/0! | #DIV/0! | kWh | #DIV/0!
1 | 0.01 | 0 | #DIV/0! | #DIV/0! | #DIV/0! | #DIV/0! | #DIV/0! | #DIV/0! | #DIV/0! | #DIV/0! | #DIV/0! | #DIV/0! |  |  |  | #DIV/0! | #DIV/0! | #DIV/0! | kWh | #DIV/0!
[5 empty] | June: mean; July: #DIV/0!; Aug: #DIV/0! |  | #DIV/0! | #DIV/0! | #DIV/0!
|  | Output | Days | Value | [13 empty] | kWh
| Jan | #DIV/0! | 31 | #DIV/0! | [12 empty] | TOTAL | #DIV/0! | #DIV/0!
| Feb | #DIV/0! | 28 | #DIV/0! | [12 empty] | Average | #DIV/0!
| Mar | #DIV/0! | 31 | #DIV/0!
| Apr | #DIV/0! | 30 | #DIV/0! | [13 empty] | Output | Days | Value
| May | #DIV/0! | 31 | #DIV/0! | [12 empty] | Jan | #DIV/0! | 31 | #DIV/0!
| Jun | #DIV/0! | 30 | #DIV/0! | [12 empty] | Feb | #DIV/0! | 28 | #DIV/0!
| Jul | #DIV/0! | 20 | #DIV/0! | [12 empty] | Mar | #DIV/0! | 31 | #DIV/0!
| Aug | #DIV/0! | 20 | #DIV/0! | [12 empty] | Apr | #DIV/0! | 30 | #DIV/0!
| Sep | #DIV/0! | 30 | #DIV/0! | [12 empty] | May | #DIV/0! | 31 | #DIV/0!
| Oct | #DIV/0! | 31 | #DIV/0! | [12 empty] | Jun | #DIV/0! | 30 | #DIV/0!
| Nov | #DIV/0! | 30 | #DIV/0! | [12 empty] | Jul | #DIV/0! | 20 | #DIV/0!
| Dec | #DIV/0! | 31 | #DIV/0! | [12 empty] | Aug | #DIV/0! | 20 | #DIV/0!
|  |  | TOTAL | #DIV/0! | [12 empty] | Sep | #DIV/0! | 30 | #DIV/0!
|  |  | d/time 2% | #DIV/0! | [12 empty] | Oct | #DIV/0! | 31 | #DIV/0!
|  |  | av hour | #DIV/0! | [12 empty] | Nov | #DIV/0! | 30 | #DIV/0! | bar: Jan
[17 empty] | Dec | #DIV/0! | 31 | #DIV/0!
[19 empty] | TOTAL | #DIV/0!
[19 empty] | d/time 2% | #DIV/0!
[19 empty] | av hour | #DIV/0!

## Diameter3 (hidden)
| Intake Elevation (m) | 0 |  | Kinematic Viscosity | 0
| Generator Elevation (m) | 0 |  | Roughness Coef (mm) | 0 |  | Gravity | 9.81
| Net Head (m) | 0 |  | Pipe Diameter (m) | 0.3 |  | e/D | 0
| Pipe Length (m) | 0 |  | Pipe X-Section Area (m2) | 0.070686 |  | Iteration Start | 0.02
| Hydraulic Gradient | #DIV/0! |  | Flow Velocity (m/s) | #DIV/0!
| Turbine Eff. (%) | 0 |  | Discharge Rate(m^3/s) | #DIV/0!
Low Flows Summary
Annual |  |  |  | Monthly
[5 empty] | Jan | Feb | Mar | Apr | May | June | July | Aug | Sep | Oct | Nov | Dec
Annual mean flow | 0 |  |  | Monthly mean | 0 | 0 | 0 | 0 | 0 | 0 | 0 | 0 | 0 | 0 | 0 | 0
Q95 | 0 |  |  | Q95 | 0 | 0 | 0 | 0 | 0 | 0 | 0 | 0 | 0 | 0 | 0 | 0
| P (%) | Q (m³/s) |  | P (%) | Q (m³/s) | Q (m³/s) | Q (m³/s) | Q (m³/s) | Q (m³/s) | Q (m³/s) | Q (m³/s) | Q (m³/s) | Q (m³/s) | Q (m³/s) | Q (m³/s) | Q (m³/s)
1 | 5 | 0 |  | 5 | 0 | 0 | 0 | 0 | 0 | 0 | 0 | 0 | 0 | 0 | 0 | 0
2 | 10 | 0 |  | 10 | 0 | 0 | 0 | 0 | 0 | 0 | 0 | 0 | 0 | 0 | 0 | 0
3 | 20 | 0 |  | 20 | 0 | 0 | 0 | 0 | 0 | 0 | 0 | 0 | 0 | 0 | 0 | 0
4 | 30 | 0 |  | 30 | 0 | 0 | 0 | 0 | 0 | 0 | 0 | 0 | 0 | 0 | 0 | 0
5 | 40 | 0 |  | 40 | 0 | 0 | 0 | 0 | 0 | 0 | 0 | 0 | 0 | 0 | 0 | 0
6 | 50 | 0 |  | 50 | 0 | 0 | 0 | 0 | 0 | 0 | 0 | 0 | 0 | 0 | 0 | 0
7 | 60 | 0 |  | 60 | 0 | 0 | 0 | 0 | 0 | 0 | 0 | 0 | 0 | 0 | 0 | 0
8 | 70 | 0 |  | 70 | 0 | 0 | 0 | 0 | 0 | 0 | 0 | 0 | 0 | 0 | 0 | 0
9 | 80 | 0 |  | 80 | 0 | 0 | 0 | 0 | 0 | 0 | 0 | 0 | 0 | 0 | 0 | 0
10 | 90 | 0 |  | 90 | 0 | 0 | 0 | 0 | 0 | 0 | 0 | 0 | 0 | 0 | 0 | 0
11 | 95 | 0 |  | 95 | 0 | 0 | 0 | 0 | 0 | 0 | 0 | 0 | 0 | 0 | 0 | 0
12 | 99 | 0 |  | 99 | 0 | 0 | 0 | 0 | 0 | 0 | 0 | 0 | 0 | 0 | 0 | 0
Period | Mean Flow (m³/s) | Q95 (m³/s) | Captured Flow (m³/s) | U(m/s) | Jan: Re; Feb: Colebrook iterations; May: friction coef; June: hf (m); July: Power
Annual | #REF! | 0 | #REF! | #REF! | Jan: #REF!; Feb: #REF!; Mar: #REF!; Apr: #REF!; May: #REF!; June: #REF!; July: #REF!
Jan | #REF! | #REF! | #REF! | #REF! | Jan: #REF!; Feb: #REF!; Mar: #REF!; Apr: #REF!; May: #REF!; June: #REF!; July: #REF!
Feb | #REF! | #REF! | #REF! | #REF! | Jan: #REF!; Feb: #REF!; Mar: #REF!; Apr: #REF!; May: #REF!; June: #REF!; July: #REF!
Mar | #REF! | #REF! | #REF! | #REF! | Jan: #REF!; Feb: #REF!; Mar: #REF!; Apr: #REF!; May: #REF!; June: #REF!; July: #REF!
Apr | #REF! | #REF! | #REF! | #REF! | Jan: #REF!; Feb: #REF!; Mar: #REF!; Apr: #REF!; May: #REF!; June: #REF!; July: #REF!
May | #REF! | #REF! | #REF! | #REF! | Jan: #REF!; Feb: #REF!; Mar: #REF!; Apr: #REF!; May: #REF!; June: #REF!; July: #REF!
Jun | #REF! | #REF! | #REF! | #REF! | Jan: #REF!; Feb: #REF!; Mar: #REF!; Apr: #REF!; May: #REF!; June: #REF!; July: #REF!
Jul | #REF! | #REF! | #REF! | #REF! | Jan: #REF!; Feb: #REF!; Mar: #REF!; Apr: #REF!; May: #REF!; June: #REF!; July: #REF!
Aug | #REF! | #REF! | #REF! | #REF! | Jan: #REF!; Feb: #REF!; Mar: #REF!; Apr: #REF!; May: #REF!; June: #REF!; July: #REF!
Sep | #REF! | #REF! | #REF! | #REF! | Jan: #REF!; Feb: #REF!; Mar: #REF!; Apr: #REF!; May: #REF!; June: #REF!; July: #REF!
Oct | #REF! | #REF! | #REF! | #REF! | Jan: #REF!; Feb: #REF!; Mar: #REF!; Apr: #REF!; May: #REF!; June: #REF!; July: #REF!
Nov | #REF! | #REF! | #REF! | #REF! | Jan: #REF!; Feb: #REF!; Mar: #REF!; Apr: #REF!; May: #REF!; June: #REF!; July: #REF!
Dec | #REF! | #REF! | #REF! | #REF! | Jan: #REF!; Feb: #REF!; Mar: #REF!; Apr: #REF!; May: #REF!; June: #REF!; July: #REF!
[10 empty] | mean | #REF!
Exceed | Prob of any flow | Jan | [15 empty] | 31
Prob. | occurring | flow | value | U(m/s) | Jan: Re; Feb: Colebrook iterations; May: friction coef; June: hf (m); July: Power; Aug: Output; Dec: Capturing
0.05 | 0.05 | 0 | #DIV/0! | #DIV/0! | #DIV/0! | #DIV/0! | #DIV/0! | #DIV/0! | #DIV/0! | #DIV/0! | #DIV/0! | #DIV/0! |  |  |  | #DIV/0! | #DIV/0! | #DIV/0! | kWh | #DIV/0!
0.1 | 0.05 | 0 | #DIV/0! | #DIV/0! | #DIV/0! | #DIV/0! | #DIV/0! | #DIV/0! | #DIV/0! | #DIV/0! | #DIV/0! | #DIV/0! |  |  |  | #DIV/0! | #DIV/0! | #DIV/0! | kWh | #DIV/0!
0.2 | 0.1 | 0 | #DIV/0! | #DIV/0! | #DIV/0! | #DIV/0! | #DIV/0! | #DIV/0! | #DIV/0! | #DIV/0! | #DIV/0! | #DIV/0! |  |  |  | #DIV/0! | #DIV/0! | #DIV/0! | kWh | #DIV/0!
0.3 | 0.1 | 0 | #DIV/0! | #DIV/0! | #DIV/0! | #DIV/0! | #DIV/0! | #DIV/0! | #DIV/0! | #DIV/0! | #DIV/0! | #DIV/0! |  |  |  | #DIV/0! | #DIV/0! | #DIV/0! | kWh | #DIV/0!
0.4 | 0.1 | 0 | #DIV/0! | #DIV/0! | #DIV/0! | #DIV/0! | #DIV/0! | #DIV/0! | #DIV/0! | #DIV/0! | #DIV/0! | #DIV/0! |  |  |  | #DIV/0! | #DIV/0! | #DIV/0! | kWh | #DIV/0!
0.5 | 0.1 | 0 | #DIV/0! | #DIV/0! | #DIV/0! | #DIV/0! | #DIV/0! | #DIV/0! | #DIV/0! | #DIV/0! | #DIV/0! | #DIV/0! |  |  |  | #DIV/0! | #DIV/0! | #DIV/0! | kWh | #DIV/0!
0.6 | 0.1 | 0 | #DIV/0! | #DIV/0! | #DIV/0! | #DIV/0! | #DIV/0! | #DIV/0! | #DIV/0! | #DIV/0! | #DIV/0! | #DIV/0! |  |  |  | #DIV/0! | #DIV/0! | #DIV/0! | kWh | #DIV/0!
0.7 | 0.1 | 0 | #DIV/0! | #DIV/0! | #DIV/0! | #DIV/0! | #DIV/0! | #DIV/0! | #DIV/0! | #DIV/0! | #DIV/0! | #DIV/0! |  |  |  | #DIV/0! | #DIV/0! | #DIV/0! | kWh | #DIV/0!
0.8 | 0.1 | 0 | #DIV/0! | #DIV/0! | #DIV/0! | #DIV/0! | #DIV/0! | #DIV/0! | #DIV/0! | #DIV/0! | #DIV/0! | #DIV/0! |  |  |  | #DIV/0! | #DIV/0! | #DIV/0! | kWh | #DIV/0!
0.9 | 0.1 | 0 | #DIV/0! | #DIV/0! | #DIV/0! | #DIV/0! | #DIV/0! | #DIV/0! | #DIV/0! | #DIV/0! | #DIV/0! | #DIV/0! |  |  |  | #DIV/0! | #DIV/0! | #DIV/0! | kWh | #DIV/0!
0.95 | 0.05 | 0 | #DIV/0! | #DIV/0! | #DIV/0! | #DIV/0! | #DIV/0! | #DIV/0! | #DIV/0! | #DIV/0! | #DIV/0! | #DIV/0! |  |  |  | #DIV/0! | #DIV/0! | #DIV/0! | kWh | #DIV/0!
0.99 | 0.04 | 0 | #DIV/0! | #DIV/0! | #DIV/0! | #DIV/0! | #DIV/0! | #DIV/0! | #DIV/0! | #DIV/0! | #DIV/0! | #DIV/0! |  |  |  | #DIV/0! | #DIV/0! | #DIV/0! | kWh | #DIV/0!
1 | 0.01 | 0 | #DIV/0! | #DIV/0! | #DIV/0! | #DIV/0! | #DIV/0! | #DIV/0! | #DIV/0! | #DIV/0! | #DIV/0! | #DIV/0! |  |  |  | #DIV/0! | #DIV/0! | #DIV/0! | kWh | #DIV/0!
[5 empty] | July: Total; Aug: #DIV/0! |  | #DIV/0! | #DIV/0! | #DIV/0!
Exceed | Prob of any flow | Feb | [15 empty] | 28
Prob. | occurring | flow | value | U(m/s) | Jan: Re; Feb: Colebrook iterations; May: friction coef; June: hf (m); July: Power; Aug: Output
0.05 | 0.05 | 0 | #DIV/0! | #DIV/0! | #DIV/0! | #DIV/0! | #DIV/0! | #DIV/0! | #DIV/0! | #DIV/0! | #DIV/0! | #DIV/0! |  |  |  | #DIV/0! | #DIV/0! | #DIV/0! | kWh | #DIV/0!
0.1 | 0.05 | 0 | #DIV/0! | #DIV/0! | #DIV/0! | #DIV/0! | #DIV/0! | #DIV/0! | #DIV/0! | #DIV/0! | #DIV/0! | #DIV/0! |  |  |  | #DIV/0! | #DIV/0! | #DIV/0! | kWh | #DIV/0!
0.2 | 0.1 | 0 | #DIV/0! | #DIV/0! | #DIV/0! | #DIV/0! | #DIV/0! | #DIV/0! | #DIV/0! | #DIV/0! | #DIV/0! | #DIV/0! |  |  |  | #DIV/0! | #DIV/0! | #DIV/0! | kWh | #DIV/0!
0.3 | 0.1 | 0 | #DIV/0! | #DIV/0! | #DIV/0! | #DIV/0! | #DIV/0! | #DIV/0! | #DIV/0! | #DIV/0! | #DIV/0! | #DIV/0! |  |  |  | #DIV/0! | #DIV/0! | #DIV/0! | kWh | #DIV/0!
0.4 | 0.1 | 0 | #DIV/0! | #DIV/0! | #DIV/0! | #DIV/0! | #DIV/0! | #DIV/0! | #DIV/0! | #DIV/0! | #DIV/0! | #DIV/0! |  |  |  | #DIV/0! | #DIV/0! | #DIV/0! | kWh | #DIV/0!
0.5 | 0.1 | 0 | #DIV/0! | #DIV/0! | #DIV/0! | #DIV/0! | #DIV/0! | #DIV/0! | #DIV/0! | #DIV/0! | #DIV/0! | #DIV/0! |  |  |  | #DIV/0! | #DIV/0! | #DIV/0! | kWh | #DIV/0!
0.6 | 0.1 | 0 | #DIV/0! | #DIV/0! | #DIV/0! | #DIV/0! | #DIV/0! | #DIV/0! | #DIV/0! | #DIV/0! | #DIV/0! | #DIV/0! |  |  |  | #DIV/0! | #DIV/0! | #DIV/0! | kWh | #DIV/0!
0.7 | 0.1 | 0 | #DIV/0! | #DIV/0! | #DIV/0! | #DIV/0! | #DIV/0! | #DIV/0! | #DIV/0! | #DIV/0! | #DIV/0! | #DIV/0! |  |  |  | #DIV/0! | #DIV/0! | #DIV/0! | kWh | #DIV/0!
0.8 | 0.1 | 0 | #DIV/0! | #DIV/0! | #DIV/0! | #DIV/0! | #DIV/0! | #DIV/0! | #DIV/0! | #DIV/0! | #DIV/0! | #DIV/0! |  |  |  | #DIV/0! | #DIV/0! | #DIV/0! | kWh | #DIV/0!
0.9 | 0.1 | 0 | #DIV/0! | #DIV/0! | #DIV/0! | #DIV/0! | #DIV/0! | #DIV/0! | #DIV/0! | #DIV/0! | #DIV/0! | #DIV/0! |  |  |  | #DIV/0! | #DIV/0! | #DIV/0! | kWh | #DIV/0!
0.95 | 0.05 | 0 | #DIV/0! | #DIV/0! | #DIV/0! | #DIV/0! | #DIV/0! | #DIV/0! | #DIV/0! | #DIV/0! | #DIV/0! | #DIV/0! |  |  |  | #DIV/0! | #DIV/0! | #DIV/0! | kWh | #DIV/0!
0.99 | 0.04 | 0 | #DIV/0! | #DIV/0! | #DIV/0! | #DIV/0! | #DIV/0! | #DIV/0! | #DIV/0! | #DIV/0! | #DIV/0! | #DIV/0! |  |  |  | #DIV/0! | #DIV/0! | #DIV/0! | kWh | #DIV/0!
1 | 0.01 | 0 | #DIV/0! | #DIV/0! | #DIV/0! | #DIV/0! | #DIV/0! | #DIV/0! | #DIV/0! | #DIV/0! | #DIV/0! | #DIV/0! |  |  |  | #DIV/0! | #DIV/0! | #DIV/0! | kWh | #DIV/0!
[5 empty] | June: mean; July: #DIV/0!; Aug: #DIV/0! |  | #DIV/0! | #DIV/0! | #DIV/0!
Exceed | Prob of any flow | Mar | [15 empty] | 31
Prob. | occurring | flow | value | U(m/s) | Jan: Re; Feb: Colebrook iterations; May: friction coef; June: hf (m); July: Power; Aug: Output
0.05 | 0.05 | 0 | #DIV/0! | #DIV/0! | #DIV/0! | #DIV/0! | #DIV/0! | #DIV/0! | #DIV/0! | #DIV/0! | #DIV/0! | #DIV/0! |  |  |  | #DIV/0! | #DIV/0! | #DIV/0! | kWh | #DIV/0!
0.1 | 0.05 | 0 | #DIV/0! | #DIV/0! | #DIV/0! | #DIV/0! | #DIV/0! | #DIV/0! | #DIV/0! | #DIV/0! | #DIV/0! | #DIV/0! |  |  |  | #DIV/0! | #DIV/0! | #DIV/0! | kWh | #DIV/0!
0.2 | 0.1 | 0 | #DIV/0! | #DIV/0! | #DIV/0! | #DIV/0! | #DIV/0! | #DIV/0! | #DIV/0! | #DIV/0! | #DIV/0! | #DIV/0! |  |  |  | #DIV/0! | #DIV/0! | #DIV/0! | kWh | #DIV/0!
0.3 | 0.1 | 0 | #DIV/0! | #DIV/0! | #DIV/0! | #DIV/0! | #DIV/0! | #DIV/0! | #DIV/0! | #DIV/0! | #DIV/0! | #DIV/0! |  |  |  | #DIV/0! | #DIV/0! | #DIV/0! | kWh | #DIV/0!
0.4 | 0.1 | 0 | #DIV/0! | #DIV/0! | #DIV/0! | #DIV/0! | #DIV/0! | #DIV/0! | #DIV/0! | #DIV/0! | #DIV/0! | #DIV/0! |  |  |  | #DIV/0! | #DIV/0! | #DIV/0! | kWh | #DIV/0!
0.5 | 0.1 | 0 | #DIV/0! | #DIV/0! | #DIV/0! | #DIV/0! | #DIV/0! | #DIV/0! | #DIV/0! | #DIV/0! | #DIV/0! | #DIV/0! |  |  |  | #DIV/0! | #DIV/0! | #DIV/0! | kWh | #DIV/0!
0.6 | 0.1 | 0 | #DIV/0! | #DIV/0! | #DIV/0! | #DIV/0! | #DIV/0! | #DIV/0! | #DIV/0! | #DIV/0! | #DIV/0! | #DIV/0! |  |  |  | #DIV/0! | #DIV/0! | #DIV/0! | kWh | #DIV/0!
0.7 | 0.1 | 0 | #DIV/0! | #DIV/0! | #DIV/0! | #DIV/0! | #DIV/0! | #DIV/0! | #DIV/0! | #DIV/0! | #DIV/0! | #DIV/0! |  |  |  | #DIV/0! | #DIV/0! | #DIV/0! | kWh | #DIV/0!
0.8 | 0.1 | 0 | #DIV/0! | #DIV/0! | #DIV/0! | #DIV/0! | #DIV/0! | #DIV/0! | #DIV/0! | #DIV/0! | #DIV/0! | #DIV/0! |  |  |  | #DIV/0! | #DIV/0! | #DIV/0! | kWh | #DIV/0!
0.9 | 0.1 | 0 | #DIV/0! | #DIV/0! | #DIV/0! | #DIV/0! | #DIV/0! | #DIV/0! | #DIV/0! | #DIV/0! | #DIV/0! | #DIV/0! |  |  |  | #DIV/0! | #DIV/0! | #DIV/0! | kWh | #DIV/0!
0.95 | 0.05 | 0 | #DIV/0! | #DIV/0! | #DIV/0! | #DIV/0! | #DIV/0! | #DIV/0! | #DIV/0! | #DIV/0! | #DIV/0! | #DIV/0! |  |  |  | #DIV/0! | #DIV/0! | #DIV/0! | kWh | #DIV/0!
0.99 | 0.04 | 0 | #DIV/0! | #DIV/0! | #DIV/0! | #DIV/0! | #DIV/0! | #DIV/0! | #DIV/0! | #DIV/0! | #DIV/0! | #DIV/0! |  |  |  | #DIV/0! | #DIV/0! | #DIV/0! | kWh | #DIV/0!
1 | 0.01 | 0 | #DIV/0! | #DIV/0! | #DIV/0! | #DIV/0! | #DIV/0! | #DIV/0! | #DIV/0! | #DIV/0! | #DIV/0! | #DIV/0! |  |  |  | #DIV/0! | #DIV/0! | #DIV/0! | kWh | #DIV/0!
[5 empty] | June: mean; July: #DIV/0!; Aug: #DIV/0! |  | #DIV/0! | #DIV/0! | #DIV/0!
Exceed | Prob of any flow | Apr | [15 empty] | 30
Prob. | occurring | flow | value | U(m/s) | Jan: Re; Feb: Colebrook iterations; May: friction coef; June: hf (m); July: Power; Aug: Output
0.05 | 0.05 | 0 | #DIV/0! | #DIV/0! | #DIV/0! | #DIV/0! | #DIV/0! | #DIV/0! | #DIV/0! | #DIV/0! | #DIV/0! | #DIV/0! |  |  |  | #DIV/0! | #DIV/0! | #DIV/0! | kWh | #DIV/0!
0.1 | 0.05 | 0 | #DIV/0! | #DIV/0! | #DIV/0! | #DIV/0! | #DIV/0! | #DIV/0! | #DIV/0! | #DIV/0! | #DIV/0! | #DIV/0! |  |  |  | #DIV/0! | #DIV/0! | #DIV/0! | kWh | #DIV/0!
0.2 | 0.1 | 0 | #DIV/0! | #DIV/0! | #DIV/0! | #DIV/0! | #DIV/0! | #DIV/0! | #DIV/0! | #DIV/0! | #DIV/0! | #DIV/0! |  |  |  | #DIV/0! | #DIV/0! | #DIV/0! | kWh | #DIV/0!
0.3 | 0.1 | 0 | #DIV/0! | #DIV/0! | #DIV/0! | #DIV/0! | #DIV/0! | #DIV/0! | #DIV/0! | #DIV/0! | #DIV/0! | #DIV/0! |  |  |  | #DIV/0! | #DIV/0! | #DIV/0! | kWh | #DIV/0!
0.4 | 0.1 | 0 | #DIV/0! | #DIV/0! | #DIV/0! | #DIV/0! | #DIV/0! | #DIV/0! | #DIV/0! | #DIV/0! | #DIV/0! | #DIV/0! |  |  |  | #DIV/0! | #DIV/0! | #DIV/0! | kWh | #DIV/0!
0.5 | 0.1 | 0 | #DIV/0! | #DIV/0! | #DIV/0! | #DIV/0! | #DIV/0! | #DIV/0! | #DIV/0! | #DIV/0! | #DIV/0! | #DIV/0! |  |  |  | #DIV/0! | #DIV/0! | #DIV/0! | kWh | #DIV/0!
0.6 | 0.1 | 0 | #DIV/0! | #DIV/0! | #DIV/0! | #DIV/0! | #DIV/0! | #DIV/0! | #DIV/0! | #DIV/0! | #DIV/0! | #DIV/0! |  |  |  | #DIV/0! | #DIV/0! | #DIV/0! | kWh | #DIV/0!
0.7 | 0.1 | 0 | #DIV/0! | #DIV/0! | #DIV/0! | #DIV/0! | #DIV/0! | #DIV/0! | #DIV/0! | #DIV/0! | #DIV/0! | #DIV/0! |  |  |  | #DIV/0! | #DIV/0! | #DIV/0! | kWh | #DIV/0!
0.8 | 0.1 | 0 | #DIV/0! | #DIV/0! | #DIV/0! | #DIV/0! | #DIV/0! | #DIV/0! | #DIV/0! | #DIV/0! | #DIV/0! | #DIV/0! |  |  |  | #DIV/0! | #DIV/0! | #DIV/0! | kWh | #DIV/0!
0.9 | 0.1 | 0 | #DIV/0! | #DIV/0! | #DIV/0! | #DIV/0! | #DIV/0! | #DIV/0! | #DIV/0! | #DIV/0! | #DIV/0! | #DIV/0! |  |  |  | #DIV/0! | #DIV/0! | #DIV/0! | kWh | #DIV/0!
0.95 | 0.05 | 0 | #DIV/0! | #DIV/0! | #DIV/0! | #DIV/0! | #DIV/0! | #DIV/0! | #DIV/0! | #DIV/0! | #DIV/0! | #DIV/0! |  |  |  | #DIV/0! | #DIV/0! | #DIV/0! | kWh | #DIV/0!
0.99 | 0.04 | 0 | #DIV/0! | #DIV/0! | #DIV/0! | #DIV/0! | #DIV/0! | #DIV/0! | #DIV/0! | #DIV/0! | #DIV/0! | #DIV/0! |  |  |  | #DIV/0! | #DIV/0! | #DIV/0! | kWh | #DIV/0!
1 | 0.01 | 0 | #DIV/0! | #DIV/0! | #DIV/0! | #DIV/0! | #DIV/0! | #DIV/0! | #DIV/0! | #DIV/0! | #DIV/0! | #DIV/0! |  |  |  | #DIV/0! | #DIV/0! | #DIV/0! | kWh | #DIV/0!
[5 empty] | June: mean; July: #DIV/0!; Aug: #DIV/0! |  | #DIV/0! | #DIV/0! | #DIV/0!
Exceed | Prob of any flow | May | [15 empty] | 31
Prob. | occurring | flow | value | U(m/s) | Jan: Re; Feb: Colebrook iterations; May: friction coef; June: hf (m); July: Power; Aug: Output
0.05 | 0.05 | 0 | #DIV/0! | #DIV/0! | #DIV/0! | #DIV/0! | #DIV/0! | #DIV/0! | #DIV/0! | #DIV/0! | #DIV/0! | #DIV/0! |  |  |  | #DIV/0! | #DIV/0! | #DIV/0! | kWh | #DIV/0!
0.1 | 0.05 | 0 | #DIV/0! | #DIV/0! | #DIV/0! | #DIV/0! | #DIV/0! | #DIV/0! | #DIV/0! | #DIV/0! | #DIV/0! | #DIV/0! |  |  |  | #DIV/0! | #DIV/0! | #DIV/0! | kWh | #DIV/0!
0.2 | 0.1 | 0 | #DIV/0! | #DIV/0! | #DIV/0! | #DIV/0! | #DIV/0! | #DIV/0! | #DIV/0! | #DIV/0! | #DIV/0! | #DIV/0! |  |  |  | #DIV/0! | #DIV/0! | #DIV/0! | kWh | #DIV/0!
0.3 | 0.1 | 0 | #DIV/0! | #DIV/0! | #DIV/0! | #DIV/0! | #DIV/0! | #DIV/0! | #DIV/0! | #DIV/0! | #DIV/0! | #DIV/0! |  |  |  | #DIV/0! | #DIV/0! | #DIV/0! | kWh | #DIV/0!
0.4 | 0.1 | 0 | #DIV/0! | #DIV/0! | #DIV/0! | #DIV/0! | #DIV/0! | #DIV/0! | #DIV/0! | #DIV/0! | #DIV/0! | #DIV/0! |  |  |  | #DIV/0! | #DIV/0! | #DIV/0! | kWh | #DIV/0!
0.5 | 0.1 | 0 | #DIV/0! | #DIV/0! | #DIV/0! | #DIV/0! | #DIV/0! | #DIV/0! | #DIV/0! | #DIV/0! | #DIV/0! | #DIV/0! |  |  |  | #DIV/0! | #DIV/0! | #DIV/0! | kWh | #DIV/0!
0.6 | 0.1 | 0 | #DIV/0! | #DIV/0! | #DIV/0! | #DIV/0! | #DIV/0! | #DIV/0! | #DIV/0! | #DIV/0! | #DIV/0! | #DIV/0! |  |  |  | #DIV/0! | #DIV/0! | #DIV/0! | kWh | #DIV/0!
0.7 | 0.1 | 0 | #DIV/0! | #DIV/0! | #DIV/0! | #DIV/0! | #DIV/0! | #DIV/0! | #DIV/0! | #DIV/0! | #DIV/0! | #DIV/0! |  |  |  | #DIV/0! | #DIV/0! | #DIV/0! | kWh | #DIV/0!
0.8 | 0.1 | 0 | #DIV/0! | #DIV/0! | #DIV/0! | #DIV/0! | #DIV/0! | #DIV/0! | #DIV/0! | #DIV/0! | #DIV/0! | #DIV/0! |  |  |  | #DIV/0! | #DIV/0! | #DIV/0! | kWh | #DIV/0!
0.9 | 0.1 | 0 | #DIV/0! | #DIV/0! | #DIV/0! | #DIV/0! | #DIV/0! | #DIV/0! | #DIV/0! | #DIV/0! | #DIV/0! | #DIV/0! |  |  |  | #DIV/0! | #DIV/0! | #DIV/0! | kWh | #DIV/0!
0.95 | 0.05 | 0 | #DIV/0! | #DIV/0! | #DIV/0! | #DIV/0! | #DIV/0! | #DIV/0! | #DIV/0! | #DIV/0! | #DIV/0! | #DIV/0! |  |  |  | #DIV/0! | #DIV/0! | #DIV/0! | kWh | #DIV/0!
0.99 | 0.04 | 0 | #DIV/0! | #DIV/0! | #DIV/0! | #DIV/0! | #DIV/0! | #DIV/0! | #DIV/0! | #DIV/0! | #DIV/0! | #DIV/0! |  |  |  | #DIV/0! | #DIV/0! | #DIV/0! | kWh | #DIV/0!
1 | 0.01 | 0 | #DIV/0! | #DIV/0! | #DIV/0! | #DIV/0! | #DIV/0! | #DIV/0! | #DIV/0! | #DIV/0! | #DIV/0! | #DIV/0! |  |  |  | #DIV/0! | #DIV/0! | #DIV/0! | kWh | #DIV/0!
[5 empty] | June: mean; July: #DIV/0!; Aug: #DIV/0! |  | #DIV/0! | #DIV/0! | #DIV/0!
Exceed | Prob of any flow | Jun | [15 empty] | 30
Prob. | occurring | flow | value | U(m/s) | Jan: Re; Feb: Colebrook iterations; May: friction coef; June: hf (m); July: Power; Aug: Output
0.05 | 0.05 | 0 | #DIV/0! | #DIV/0! | #DIV/0! | #DIV/0! | #DIV/0! | #DIV/0! | #DIV/0! | #DIV/0! | #DIV/0! | #DIV/0! |  |  |  | #DIV/0! | #DIV/0! | #DIV/0! | kWh | #DIV/0!
0.1 | 0.05 | 0 | #DIV/0! | #DIV/0! | #DIV/0! | #DIV/0! | #DIV/0! | #DIV/0! | #DIV/0! | #DIV/0! | #DIV/0! | #DIV/0! |  |  |  | #DIV/0! | #DIV/0! | #DIV/0! | kWh | #DIV/0!
0.2 | 0.1 | 0 | #DIV/0! | #DIV/0! | #DIV/0! | #DIV/0! | #DIV/0! | #DIV/0! | #DIV/0! | #DIV/0! | #DIV/0! | #DIV/0! |  |  |  | #DIV/0! | #DIV/0! | #DIV/0! | kWh | #DIV/0!
0.3 | 0.1 | 0 | #DIV/0! | #DIV/0! | #DIV/0! | #DIV/0! | #DIV/0! | #DIV/0! | #DIV/0! | #DIV/0! | #DIV/0! | #DIV/0! |  |  |  | #DIV/0! | #DIV/0! | #DIV/0! | kWh | #DIV/0!
0.4 | 0.1 | 0 | #DIV/0! | #DIV/0! | #DIV/0! | #DIV/0! | #DIV/0! | #DIV/0! | #DIV/0! | #DIV/0! | #DIV/0! | #DIV/0! |  |  |  | #DIV/0! | #DIV/0! | #DIV/0! | kWh | #DIV/0!
0.5 | 0.1 | 0 | #DIV/0! | #DIV/0! | #DIV/0! | #DIV/0! | #DIV/0! | #DIV/0! | #DIV/0! | #DIV/0! | #DIV/0! | #DIV/0! |  |  |  | #DIV/0! | #DIV/0! | #DIV/0! | kWh | #DIV/0!
0.6 | 0.1 | 0 | #DIV/0! | #DIV/0! | #DIV/0! | #DIV/0! | #DIV/0! | #DIV/0! | #DIV/0! | #DIV/0! | #DIV/0! | #DIV/0! |  |  |  | #DIV/0! | #DIV/0! | #DIV/0! | kWh | #DIV/0!
0.7 | 0.1 | 0 | #DIV/0! | #DIV/0! | #DIV/0! | #DIV/0! | #DIV/0! | #DIV/0! | #DIV/0! | #DIV/0! | #DIV/0! | #DIV/0! |  |  |  | #DIV/0! | #DIV/0! | #DIV/0! | kWh | #DIV/0!
0.8 | 0.1 | 0 | #DIV/0! | #DIV/0! | #DIV/0! | #DIV/0! | #DIV/0! | #DIV/0! | #DIV/0! | #DIV/0! | #DIV/0! | #DIV/0! |  |  |  | #DIV/0! | #DIV/0! | #DIV/0! | kWh | #DIV/0!
0.9 | 0.1 | 0 | #DIV/0! | #DIV/0! | #DIV/0! | #DIV/0! | #DIV/0! | #DIV/0! | #DIV/0! | #DIV/0! | #DIV/0! | #DIV/0! |  |  |  | #DIV/0! | #DIV/0! | #DIV/0! | kWh | #DIV/0!
0.95 | 0.05 | 0 | #DIV/0! | #DIV/0! | #DIV/0! | #DIV/0! | #DIV/0! | #DIV/0! | #DIV/0! | #DIV/0! | #DIV/0! | #DIV/0! |  |  |  | #DIV/0! | #DIV/0! | #DIV/0! | kWh | #DIV/0!
0.99 | 0.04 | 0 | #DIV/0! | #DIV/0! | #DIV/0! | #DIV/0! | #DIV/0! | #DIV/0! | #DIV/0! | #DIV/0! | #DIV/0! | #DIV/0! |  |  |  | #DIV/0! | #DIV/0! | #DIV/0! | kWh | #DIV/0!
1 | 0.01 | 0 | #DIV/0! | #DIV/0! | #DIV/0! | #DIV/0! | #DIV/0! | #DIV/0! | #DIV/0! | #DIV/0! | #DIV/0! | #DIV/0! |  |  |  | #DIV/0! | #DIV/0! | #DIV/0! | kWh | #DIV/0!
[5 empty] | June: mean; July: #DIV/0!; Aug: #DIV/0! |  | #DIV/0! | #DIV/0! | #DIV/0!
Exceed | Prob of any flow | Jul | [15 empty] | 31
Prob. | occurring | flow | value | U(m/s) | Jan: Re; Feb: Colebrook iterations; May: friction coef; June: hf (m); July: Power; Aug: Output
0.05 | 0.05 | 0 | #DIV/0! | #DIV/0! | #DIV/0! | #DIV/0! | #DIV/0! | #DIV/0! | #DIV/0! | #DIV/0! | #DIV/0! | #DIV/0! |  |  |  | #DIV/0! | #DIV/0! | #DIV/0! | kWh | #DIV/0!
0.1 | 0.05 | 0 | #DIV/0! | #DIV/0! | #DIV/0! | #DIV/0! | #DIV/0! | #DIV/0! | #DIV/0! | #DIV/0! | #DIV/0! | #DIV/0! |  |  |  | #DIV/0! | #DIV/0! | #DIV/0! | kWh | #DIV/0!
0.2 | 0.1 | 0 | #DIV/0! | #DIV/0! | #DIV/0! | #DIV/0! | #DIV/0! | #DIV/0! | #DIV/0! | #DIV/0! | #DIV/0! | #DIV/0! |  |  |  | #DIV/0! | #DIV/0! | #DIV/0! | kWh | #DIV/0!
0.3 | 0.1 | 0 | #DIV/0! | #DIV/0! | #DIV/0! | #DIV/0! | #DIV/0! | #DIV/0! | #DIV/0! | #DIV/0! | #DIV/0! | #DIV/0! |  |  |  | #DIV/0! | #DIV/0! | #DIV/0! | kWh | #DIV/0!
0.4 | 0.1 | 0 | #DIV/0! | #DIV/0! | #DIV/0! | #DIV/0! | #DIV/0! | #DIV/0! | #DIV/0! | #DIV/0! | #DIV/0! | #DIV/0! |  |  |  | #DIV/0! | #DIV/0! | #DIV/0! | kWh | #DIV/0!
0.5 | 0.1 | 0 | #DIV/0! | #DIV/0! | #DIV/0! | #DIV/0! | #DIV/0! | #DIV/0! | #DIV/0! | #DIV/0! | #DIV/0! | #DIV/0! |  |  |  | #DIV/0! | #DIV/0! | #DIV/0! | kWh | #DIV/0!
0.6 | 0.1 | 0 | #DIV/0! | #DIV/0! | #DIV/0! | #DIV/0! | #DIV/0! | #DIV/0! | #DIV/0! | #DIV/0! | #DIV/0! | #DIV/0! |  |  |  | #DIV/0! | #DIV/0! | #DIV/0! | kWh | #DIV/0!
0.7 | 0.1 | 0 | #DIV/0! | #DIV/0! | #DIV/0! | #DIV/0! | #DIV/0! | #DIV/0! | #DIV/0! | #DIV/0! | #DIV/0! | #DIV/0! |  |  |  | #DIV/0! | #DIV/0! | #DIV/0! | kWh | #DIV/0!
0.8 | 0.1 | 0 | #DIV/0! | #DIV/0! | #DIV/0! | #DIV/0! | #DIV/0! | #DIV/0! | #DIV/0! | #DIV/0! | #DIV/0! | #DIV/0! |  |  |  | #DIV/0! | #DIV/0! | #DIV/0! | kWh | #DIV/0!
0.9 | 0.1 | 0 | #DIV/0! | #DIV/0! | #DIV/0! | #DIV/0! | #DIV/0! | #DIV/0! | #DIV/0! | #DIV/0! | #DIV/0! | #DIV/0! |  |  |  | #DIV/0! | #DIV/0! | #DIV/0! | kWh | #DIV/0!
0.95 | 0.05 | 0 | #DIV/0! | #DIV/0! | #DIV/0! | #DIV/0! | #DIV/0! | #DIV/0! | #DIV/0! | #DIV/0! | #DIV/0! | #DIV/0! |  |  |  | #DIV/0! | #DIV/0! | #DIV/0! | kWh | #DIV/0!
0.99 | 0.04 | 0 | #DIV/0! | #DIV/0! | #DIV/0! | #DIV/0! | #DIV/0! | #DIV/0! | #DIV/0! | #DIV/0! | #DIV/0! | #DIV/0! |  |  |  | #DIV/0! | #DIV/0! | #DIV/0! | kWh | #DIV/0!
1 | 0.01 | 0 | #DIV/0! | #DIV/0! | #DIV/0! | #DIV/0! | #DIV/0! | #DIV/0! | #DIV/0! | #DIV/0! | #DIV/0! | #DIV/0! |  |  |  | #DIV/0! | #DIV/0! | #DIV/0! | kWh | #DIV/0!
[5 empty] | June: mean; July: #DIV/0!; Aug: #DIV/0! |  | #DIV/0! | #DIV/0! | #DIV/0!
Exceed | Prob of any flow | Aug | [15 empty] | 31
Prob. | occurring | flow | value | U(m/s) | Jan: Re; Feb: Colebrook iterations; May: friction coef; June: hf (m); July: Power; Aug: Output
0.05 | 0.05 | 0 | #DIV/0! | #DIV/0! | #DIV/0! | #DIV/0! | #DIV/0! | #DIV/0! | #DIV/0! | #DIV/0! | #DIV/0! | #DIV/0! |  |  |  | #DIV/0! | #DIV/0! | #DIV/0! | kWh | #DIV/0!
0.1 | 0.05 | 0 | #DIV/0! | #DIV/0! | #DIV/0! | #DIV/0! | #DIV/0! | #DIV/0! | #DIV/0! | #DIV/0! | #DIV/0! | #DIV/0! |  |  |  | #DIV/0! | #DIV/0! | #DIV/0! | kWh | #DIV/0!
0.2 | 0.1 | 0 | #DIV/0! | #DIV/0! | #DIV/0! | #DIV/0! | #DIV/0! | #DIV/0! | #DIV/0! | #DIV/0! | #DIV/0! | #DIV/0! |  |  |  | #DIV/0! | #DIV/0! | #DIV/0! | kWh | #DIV/0!
0.3 | 0.1 | 0 | #DIV/0! | #DIV/0! | #DIV/0! | #DIV/0! | #DIV/0! | #DIV/0! | #DIV/0! | #DIV/0! | #DIV/0! | #DIV/0! |  |  |  | #DIV/0! | #DIV/0! | #DIV/0! | kWh | #DIV/0!
0.4 | 0.1 | 0 | #DIV/0! | #DIV/0! | #DIV/0! | #DIV/0! | #DIV/0! | #DIV/0! | #DIV/0! | #DIV/0! | #DIV/0! | #DIV/0! |  |  |  | #DIV/0! | #DIV/0! | #DIV/0! | kWh | #DIV/0!
0.5 | 0.1 | 0 | #DIV/0! | #DIV/0! | #DIV/0! | #DIV/0! | #DIV/0! | #DIV/0! | #DIV/0! | #DIV/0! | #DIV/0! | #DIV/0! |  |  |  | #DIV/0! | #DIV/0! | #DIV/0! | kWh | #DIV/0!
0.6 | 0.1 | 0 | #DIV/0! | #DIV/0! | #DIV/0! | #DIV/0! | #DIV/0! | #DIV/0! | #DIV/0! | #DIV/0! | #DIV/0! | #DIV/0! |  |  |  | #DIV/0! | #DIV/0! | #DIV/0! | kWh | #DIV/0!
0.7 | 0.1 | 0 | #DIV/0! | #DIV/0! | #DIV/0! | #DIV/0! | #DIV/0! | #DIV/0! | #DIV/0! | #DIV/0! | #DIV/0! | #DIV/0! |  |  |  | #DIV/0! | #DIV/0! | #DIV/0! | kWh | #DIV/0!
0.8 | 0.1 | 0 | #DIV/0! | #DIV/0! | #DIV/0! | #DIV/0! | #DIV/0! | #DIV/0! | #DIV/0! | #DIV/0! | #DIV/0! | #DIV/0! |  |  |  | #DIV/0! | #DIV/0! | #DIV/0! | kWh | #DIV/0!
0.9 | 0.1 | 0 | #DIV/0! | #DIV/0! | #DIV/0! | #DIV/0! | #DIV/0! | #DIV/0! | #DIV/0! | #DIV/0! | #DIV/0! | #DIV/0! |  |  |  | #DIV/0! | #DIV/0! | #DIV/0! | kWh | #DIV/0!
0.95 | 0.05 | 0 | #DIV/0! | #DIV/0! | #DIV/0! | #DIV/0! | #DIV/0! | #DIV/0! | #DIV/0! | #DIV/0! | #DIV/0! | #DIV/0! |  |  |  | #DIV/0! | #DIV/0! | #DIV/0! | kWh | #DIV/0!
0.99 | 0.04 | 0 | #DIV/0! | #DIV/0! | #DIV/0! | #DIV/0! | #DIV/0! | #DIV/0! | #DIV/0! | #DIV/0! | #DIV/0! | #DIV/0! |  |  |  | #DIV/0! | #DIV/0! | #DIV/0! | kWh | #DIV/0!
1 | 0.01 | 0 | #DIV/0! | #DIV/0! | #DIV/0! | #DIV/0! | #DIV/0! | #DIV/0! | #DIV/0! | #DIV/0! | #DIV/0! | #DIV/0! |  |  |  | #DIV/0! | #DIV/0! | #DIV/0! | kWh | #DIV/0!
[5 empty] | June: mean; July: #DIV/0!; Aug: #DIV/0! |  | #DIV/0! | #DIV/0! | #DIV/0!
Exceed | Prob of any flow | Sept | [15 empty] | 30
Prob. | occurring | flow | value | U(m/s) | Jan: Re; Feb: Colebrook iterations; May: friction coef; June: hf (m); July: Power; Aug: Output
0.05 | 0.05 | 0 | #DIV/0! | #DIV/0! | #DIV/0! | #DIV/0! | #DIV/0! | #DIV/0! | #DIV/0! | #DIV/0! | #DIV/0! | #DIV/0! |  |  |  | #DIV/0! | #DIV/0! | #DIV/0! | kWh | #DIV/0!
0.1 | 0.05 | 0 | #DIV/0! | #DIV/0! | #DIV/0! | #DIV/0! | #DIV/0! | #DIV/0! | #DIV/0! | #DIV/0! | #DIV/0! | #DIV/0! |  |  |  | #DIV/0! | #DIV/0! | #DIV/0! | kWh | #DIV/0!
0.2 | 0.1 | 0 | #DIV/0! | #DIV/0! | #DIV/0! | #DIV/0! | #DIV/0! | #DIV/0! | #DIV/0! | #DIV/0! | #DIV/0! | #DIV/0! |  |  |  | #DIV/0! | #DIV/0! | #DIV/0! | kWh | #DIV/0!
0.3 | 0.1 | 0 | #DIV/0! | #DIV/0! | #DIV/0! | #DIV/0! | #DIV/0! | #DIV/0! | #DIV/0! | #DIV/0! | #DIV/0! | #DIV/0! |  |  |  | #DIV/0! | #DIV/0! | #DIV/0! | kWh | #DIV/0!
0.4 | 0.1 | 0 | #DIV/0! | #DIV/0! | #DIV/0! | #DIV/0! | #DIV/0! | #DIV/0! | #DIV/0! | #DIV/0! | #DIV/0! | #DIV/0! |  |  |  | #DIV/0! | #DIV/0! | #DIV/0! | kWh | #DIV/0!
0.5 | 0.1 | 0 | #DIV/0! | #DIV/0! | #DIV/0! | #DIV/0! | #DIV/0! | #DIV/0! | #DIV/0! | #DIV/0! | #DIV/0! | #DIV/0! |  |  |  | #DIV/0! | #DIV/0! | #DIV/0! | kWh | #DIV/0!
0.6 | 0.1 | 0 | #DIV/0! | #DIV/0! | #DIV/0! | #DIV/0! | #DIV/0! | #DIV/0! | #DIV/0! | #DIV/0! | #DIV/0! | #DIV/0! |  |  |  | #DIV/0! | #DIV/0! | #DIV/0! | kWh | #DIV/0!
0.7 | 0.1 | 0 | #DIV/0! | #DIV/0! | #DIV/0! | #DIV/0! | #DIV/0! | #DIV/0! | #DIV/0! | #DIV/0! | #DIV/0! | #DIV/0! |  |  |  | #DIV/0! | #DIV/0! | #DIV/0! | kWh | #DIV/0!
0.8 | 0.1 | 0 | #DIV/0! | #DIV/0! | #DIV/0! | #DIV/0! | #DIV/0! | #DIV/0! | #DIV/0! | #DIV/0! | #DIV/0! | #DIV/0! |  |  |  | #DIV/0! | #DIV/0! | #DIV/0! | kWh | #DIV/0!
0.9 | 0.1 | 0 | #DIV/0! | #DIV/0! | #DIV/0! | #DIV/0! | #DIV/0! | #DIV/0! | #DIV/0! | #DIV/0! | #DIV/0! | #DIV/0! |  |  |  | #DIV/0! | #DIV/0! | #DIV/0! | kWh | #DIV/0!
0.95 | 0.05 | 0 | #DIV/0! | #DIV/0! | #DIV/0! | #DIV/0! | #DIV/0! | #DIV/0! | #DIV/0! | #DIV/0! | #DIV/0! | #DIV/0! |  |  |  | #DIV/0! | #DIV/0! | #DIV/0! | kWh | #DIV/0!
0.99 | 0.04 | 0 | #DIV/0! | #DIV/0! | #DIV/0! | #DIV/0! | #DIV/0! | #DIV/0! | #DIV/0! | #DIV/0! | #DIV/0! | #DIV/0! |  |  |  | #DIV/0! | #DIV/0! | #DIV/0! | kWh | #DIV/0!
1 | 0.01 | 0 | #DIV/0! | #DIV/0! | #DIV/0! | #DIV/0! | #DIV/0! | #DIV/0! | #DIV/0! | #DIV/0! | #DIV/0! | #DIV/0! |  |  |  | #DIV/0! | #DIV/0! | #DIV/0! | kWh | #DIV/0!
[5 empty] | June: mean; July: #DIV/0!; Aug: #DIV/0! |  | #DIV/0! | #DIV/0! | #DIV/0!
Exceed | Prob of any flow | Oct | [15 empty] | 31
Prob. | occurring | flow | value | U(m/s) | Jan: Re; Feb: Colebrook iterations; May: friction coef; June: hf (m); July: Power; Aug: Output
0.05 | 0.05 | 0 | #DIV/0! | #DIV/0! | #DIV/0! | #DIV/0! | #DIV/0! | #DIV/0! | #DIV/0! | #DIV/0! | #DIV/0! | #DIV/0! |  |  |  | #DIV/0! | #DIV/0! | #DIV/0! | kWh | #DIV/0!
0.1 | 0.05 | 0 | #DIV/0! | #DIV/0! | #DIV/0! | #DIV/0! | #DIV/0! | #DIV/0! | #DIV/0! | #DIV/0! | #DIV/0! | #DIV/0! |  |  |  | #DIV/0! | #DIV/0! | #DIV/0! | kWh | #DIV/0!
0.2 | 0.1 | 0 | #DIV/0! | #DIV/0! | #DIV/0! | #DIV/0! | #DIV/0! | #DIV/0! | #DIV/0! | #DIV/0! | #DIV/0! | #DIV/0! |  |  |  | #DIV/0! | #DIV/0! | #DIV/0! | kWh | #DIV/0!
0.3 | 0.1 | 0 | #DIV/0! | #DIV/0! | #DIV/0! | #DIV/0! | #DIV/0! | #DIV/0! | #DIV/0! | #DIV/0! | #DIV/0! | #DIV/0! |  |  |  | #DIV/0! | #DIV/0! | #DIV/0! | kWh | #DIV/0!
0.4 | 0.1 | 0 | #DIV/0! | #DIV/0! | #DIV/0! | #DIV/0! | #DIV/0! | #DIV/0! | #DIV/0! | #DIV/0! | #DIV/0! | #DIV/0! |  |  |  | #DIV/0! | #DIV/0! | #DIV/0! | kWh | #DIV/0!
0.5 | 0.1 | 0 | #DIV/0! | #DIV/0! | #DIV/0! | #DIV/0! | #DIV/0! | #DIV/0! | #DIV/0! | #DIV/0! | #DIV/0! | #DIV/0! |  |  |  | #DIV/0! | #DIV/0! | #DIV/0! | kWh | #DIV/0!
0.6 | 0.1 | 0 | #DIV/0! | #DIV/0! | #DIV/0! | #DIV/0! | #DIV/0! | #DIV/0! | #DIV/0! | #DIV/0! | #DIV/0! | #DIV/0! |  |  |  | #DIV/0! | #DIV/0! | #DIV/0! | kWh | #DIV/0!
0.7 | 0.1 | 0 | #DIV/0! | #DIV/0! | #DIV/0! | #DIV/0! | #DIV/0! | #DIV/0! | #DIV/0! | #DIV/0! | #DIV/0! | #DIV/0! |  |  |  | #DIV/0! | #DIV/0! | #DIV/0! | kWh | #DIV/0!
0.8 | 0.1 | 0 | #DIV/0! | #DIV/0! | #DIV/0! | #DIV/0! | #DIV/0! | #DIV/0! | #DIV/0! | #DIV/0! | #DIV/0! | #DIV/0! |  |  |  | #DIV/0! | #DIV/0! | #DIV/0! | kWh | #DIV/0!
0.9 | 0.1 | 0 | #DIV/0! | #DIV/0! | #DIV/0! | #DIV/0! | #DIV/0! | #DIV/0! | #DIV/0! | #DIV/0! | #DIV/0! | #DIV/0! |  |  |  | #DIV/0! | #DIV/0! | #DIV/0! | kWh | #DIV/0!
0.95 | 0.05 | 0 | #DIV/0! | #DIV/0! | #DIV/0! | #DIV/0! | #DIV/0! | #DIV/0! | #DIV/0! | #DIV/0! | #DIV/0! | #DIV/0! |  |  |  | #DIV/0! | #DIV/0! | #DIV/0! | kWh | #DIV/0!
0.99 | 0.04 | 0 | #DIV/0! | #DIV/0! | #DIV/0! | #DIV/0! | #DIV/0! | #DIV/0! | #DIV/0! | #DIV/0! | #DIV/0! | #DIV/0! |  |  |  | #DIV/0! | #DIV/0! | #DIV/0! | kWh | #DIV/0!
1 | 0.01 | 0 | #DIV/0! | #DIV/0! | #DIV/0! | #DIV/0! | #DIV/0! | #DIV/0! | #DIV/0! | #DIV/0! | #DIV/0! | #DIV/0! |  |  |  | #DIV/0! | #DIV/0! | #DIV/0! | kWh | #DIV/0!
[5 empty] | June: mean; July: #DIV/0!; Aug: #DIV/0! |  | #DIV/0! | #DIV/0! | #DIV/0!
Exceed | Prob of any flow | Nov | [15 empty] | 30
Prob. | occurring | flow | value | U(m/s) | Jan: Re; Feb: Colebrook iterations; May: friction coef; June: hf (m); July: Power; Aug: Output
0.05 | 0.05 | 0 | #DIV/0! | #DIV/0! | #DIV/0! | #DIV/0! | #DIV/0! | #DIV/0! | #DIV/0! | #DIV/0! | #DIV/0! | #DIV/0! |  |  |  | #DIV/0! | #DIV/0! | #DIV/0! | kWh | #DIV/0!
0.1 | 0.05 | 0 | #DIV/0! | #DIV/0! | #DIV/0! | #DIV/0! | #DIV/0! | #DIV/0! | #DIV/0! | #DIV/0! | #DIV/0! | #DIV/0! |  |  |  | #DIV/0! | #DIV/0! | #DIV/0! | kWh | #DIV/0!
0.2 | 0.1 | 0 | #DIV/0! | #DIV/0! | #DIV/0! | #DIV/0! | #DIV/0! | #DIV/0! | #DIV/0! | #DIV/0! | #DIV/0! | #DIV/0! |  |  |  | #DIV/0! | #DIV/0! | #DIV/0! | kWh | #DIV/0!
0.3 | 0.1 | 0 | #DIV/0! | #DIV/0! | #DIV/0! | #DIV/0! | #DIV/0! | #DIV/0! | #DIV/0! | #DIV/0! | #DIV/0! | #DIV/0! |  |  |  | #DIV/0! | #DIV/0! | #DIV/0! | kWh | #DIV/0!
0.4 | 0.1 | 0 | #DIV/0! | #DIV/0! | #DIV/0! | #DIV/0! | #DIV/0! | #DIV/0! | #DIV/0! | #DIV/0! | #DIV/0! | #DIV/0! |  |  |  | #DIV/0! | #DIV/0! | #DIV/0! | kWh | #DIV/0!
0.5 | 0.1 | 0 | #DIV/0! | #DIV/0! | #DIV/0! | #DIV/0! | #DIV/0! | #DIV/0! | #DIV/0! | #DIV/0! | #DIV/0! | #DIV/0! |  |  |  | #DIV/0! | #DIV/0! | #DIV/0! | kWh | #DIV/0!
0.6 | 0.1 | 0 | #DIV/0! | #DIV/0! | #DIV/0! | #DIV/0! | #DIV/0! | #DIV/0! | #DIV/0! | #DIV/0! | #DIV/0! | #DIV/0! |  |  |  | #DIV/0! | #DIV/0! | #DIV/0! | kWh | #DIV/0!
0.7 | 0.1 | 0 | #DIV/0! | #DIV/0! | #DIV/0! | #DIV/0! | #DIV/0! | #DIV/0! | #DIV/0! | #DIV/0! | #DIV/0! | #DIV/0! |  |  |  | #DIV/0! | #DIV/0! | #DIV/0! | kWh | #DIV/0!
0.8 | 0.1 | 0 | #DIV/0! | #DIV/0! | #DIV/0! | #DIV/0! | #DIV/0! | #DIV/0! | #DIV/0! | #DIV/0! | #DIV/0! | #DIV/0! |  |  |  | #DIV/0! | #DIV/0! | #DIV/0! | kWh | #DIV/0!
0.9 | 0.1 | 0 | #DIV/0! | #DIV/0! | #DIV/0! | #DIV/0! | #DIV/0! | #DIV/0! | #DIV/0! | #DIV/0! | #DIV/0! | #DIV/0! |  |  |  | #DIV/0! | #DIV/0! | #DIV/0! | kWh | #DIV/0!
0.95 | 0.05 | 0 | #DIV/0! | #DIV/0! | #DIV/0! | #DIV/0! | #DIV/0! | #DIV/0! | #DIV/0! | #DIV/0! | #DIV/0! | #DIV/0! |  |  |  | #DIV/0! | #DIV/0! | #DIV/0! | kWh | #DIV/0!
0.99 | 0.04 | 0 | #DIV/0! | #DIV/0! | #DIV/0! | #DIV/0! | #DIV/0! | #DIV/0! | #DIV/0! | #DIV/0! | #DIV/0! | #DIV/0! |  |  |  | #DIV/0! | #DIV/0! | #DIV/0! | kWh | #DIV/0!
1 | 0.01 | 0 | #DIV/0! | #DIV/0! | #DIV/0! | #DIV/0! | #DIV/0! | #DIV/0! | #DIV/0! | #DIV/0! | #DIV/0! | #DIV/0! |  |  |  | #DIV/0! | #DIV/0! | #DIV/0! | kWh | #DIV/0!
[5 empty] | June: mean; July: #DIV/0!; Aug: #DIV/0! |  | #DIV/0! | #DIV/0! | #DIV/0!
Exceed | Prob of any flow | Dec | [15 empty] | 31
Prob. | occurring | flow | value | U(m/s) | Jan: Re; Feb: Colebrook iterations; May: friction coef; June: hf (m); July: Power; Aug: Output
0.05 | 0.05 | 0 | #DIV/0! | #DIV/0! | #DIV/0! | #DIV/0! | #DIV/0! | #DIV/0! | #DIV/0! | #DIV/0! | #DIV/0! | #DIV/0! |  |  |  | #DIV/0! | #DIV/0! | #DIV/0! | kWh | #DIV/0!
0.1 | 0.05 | 0 | #DIV/0! | #DIV/0! | #DIV/0! | #DIV/0! | #DIV/0! | #DIV/0! | #DIV/0! | #DIV/0! | #DIV/0! | #DIV/0! |  |  |  | #DIV/0! | #DIV/0! | #DIV/0! | kWh | #DIV/0!
0.2 | 0.1 | 0 | #DIV/0! | #DIV/0! | #DIV/0! | #DIV/0! | #DIV/0! | #DIV/0! | #DIV/0! | #DIV/0! | #DIV/0! | #DIV/0! |  |  |  | #DIV/0! | #DIV/0! | #DIV/0! | kWh | #DIV/0!
0.3 | 0.1 | 0 | #DIV/0! | #DIV/0! | #DIV/0! | #DIV/0! | #DIV/0! | #DIV/0! | #DIV/0! | #DIV/0! | #DIV/0! | #DIV/0! |  |  |  | #DIV/0! | #DIV/0! | #DIV/0! | kWh | #DIV/0!
0.4 | 0.1 | 0 | #DIV/0! | #DIV/0! | #DIV/0! | #DIV/0! | #DIV/0! | #DIV/0! | #DIV/0! | #DIV/0! | #DIV/0! | #DIV/0! |  |  |  | #DIV/0! | #DIV/0! | #DIV/0! | kWh | #DIV/0!
0.5 | 0.1 | 0 | #DIV/0! | #DIV/0! | #DIV/0! | #DIV/0! | #DIV/0! | #DIV/0! | #DIV/0! | #DIV/0! | #DIV/0! | #DIV/0! |  |  |  | #DIV/0! | #DIV/0! | #DIV/0! | kWh | #DIV/0!
0.6 | 0.1 | 0 | #DIV/0! | #DIV/0! | #DIV/0! | #DIV/0! | #DIV/0! | #DIV/0! | #DIV/0! | #DIV/0! | #DIV/0! | #DIV/0! |  |  |  | #DIV/0! | #DIV/0! | #DIV/0! | kWh | #DIV/0!
0.7 | 0.1 | 0 | #DIV/0! | #DIV/0! | #DIV/0! | #DIV/0! | #DIV/0! | #DIV/0! | #DIV/0! | #DIV/0! | #DIV/0! | #DIV/0! |  |  |  | #DIV/0! | #DIV/0! | #DIV/0! | kWh | #DIV/0!
0.8 | 0.1 | 0 | #DIV/0! | #DIV/0! | #DIV/0! | #DIV/0! | #DIV/0! | #DIV/0! | #DIV/0! | #DIV/0! | #DIV/0! | #DIV/0! |  |  |  | #DIV/0! | #DIV/0! | #DIV/0! | kWh | #DIV/0!
0.9 | 0.1 | 0 | #DIV/0! | #DIV/0! | #DIV/0! | #DIV/0! | #DIV/0! | #DIV/0! | #DIV/0! | #DIV/0! | #DIV/0! | #DIV/0! |  |  |  | #DIV/0! | #DIV/0! | #DIV/0! | kWh | #DIV/0!
0.95 | 0.05 | 0 | #DIV/0! | #DIV/0! | #DIV/0! | #DIV/0! | #DIV/0! | #DIV/0! | #DIV/0! | #DIV/0! | #DIV/0! | #DIV/0! |  |  |  | #DIV/0! | #DIV/0! | #DIV/0! | kWh | #DIV/0!
0.99 | 0.04 | 0 | #DIV/0! | #DIV/0! | #DIV/0! | #DIV/0! | #DIV/0! | #DIV/0! | #DIV/0! | #DIV/0! | #DIV/0! | #DIV/0! |  |  |  | #DIV/0! | #DIV/0! | #DIV/0! | kWh | #DIV/0!
1 | 0.01 | 0 | #DIV/0! | #DIV/0! | #DIV/0! | #DIV/0! | #DIV/0! | #DIV/0! | #DIV/0! | #DIV/0! | #DIV/0! | #DIV/0! |  |  |  | #DIV/0! | #DIV/0! | #DIV/0! | kWh | #DIV/0!
[5 empty] | June: mean; July: #DIV/0!; Aug: #DIV/0! |  | #DIV/0! | #DIV/0! | #DIV/0!
|  | Output | Days | Value | [13 empty] | kWh
| Jan | #DIV/0! | 31 | #DIV/0! | Aug: #DIV/0! | TOTAL | #DIV/0! | #DIV/0!
| Feb | #DIV/0! | 28 | #DIV/0! | [12 empty] | Average | #DIV/0!
| Mar | #DIV/0! | 31 | #DIV/0!
| Apr | #DIV/0! | 30 | #DIV/0! | [13 empty] | Output | Days | Value
| May | #DIV/0! | 31 | #DIV/0! | [12 empty] | Jan | #DIV/0! | 31 | #DIV/0!
| Jun | #DIV/0! | 30 | #DIV/0! | [12 empty] | Feb | #DIV/0! | 28 | #DIV/0!
| Jul | #DIV/0! | 20 | #DIV/0! | [12 empty] | Mar | #DIV/0! | 31 | #DIV/0!
| Aug | #DIV/0! | 20 | #DIV/0! | [12 empty] | Apr | #DIV/0! | 30 | #DIV/0!
| Sep | #DIV/0! | 30 | #DIV/0! | [12 empty] | May | #DIV/0! | 31 | #DIV/0!
| Oct | #DIV/0! | 31 | #DIV/0! | [12 empty] | Jun | #DIV/0! | 30 | #DIV/0!
| Nov | #DIV/0! | 30 | #DIV/0! | [12 empty] | Jul | #DIV/0! | 20 | #DIV/0!
| Dec | #DIV/0! | 31 | #DIV/0! | [12 empty] | Aug | #DIV/0! | 20 | #DIV/0!
|  |  | TOTAL | #DIV/0! | [12 empty] | Sep | #DIV/0! | 30 | #DIV/0!
|  |  | d/time 2% | #DIV/0! | [12 empty] | Oct | #DIV/0! | 31 | #DIV/0!
|  |  | av hour | #DIV/0! | [12 empty] | Nov | #DIV/0! | 30 | #DIV/0! | bar: Jan
[17 empty] | Dec | #DIV/0! | 31 | #DIV/0!
[19 empty] | TOTAL | #DIV/0!
[19 empty] | d/time 2% | #DIV/0!
[19 empty] | av hour | #DIV/0!

## Diameter4 (hidden)
| Intake Elevation (m) | 0 |  | Kinematic Viscosity | 0
| Generator Elevation (m) | 0 |  | Roughness Coef (mm) | 0 |  | Gravity | 9.81
| Net Head (m) | 0 |  | Pipe Diameter (m) | 0.4 |  | e/D | 0
| Pipe Length (m) | 0 |  | Pipe X-Section Area (m2) | 0.12566 |  | Iteration Start | 0.02
| Hydraulic Gradient | #DIV/0! |  | Flow Velocity (m/s) | #DIV/0!
| Turbine Eff. (%) | 0 |  | Discharge Rate(m^3/s) | #DIV/0!
Low Flows Summary
Annual |  |  |  | Monthly
[5 empty] | Jan | Feb | Mar | Apr | May | June | July | Aug | Sep | Oct | Nov | Dec
Annual mean flow | 0 |  |  | Monthly mean | 0 | 0 | 0 | 0 | 0 | 0 | 0 | 0 | 0 | 0 | 0 | 0
Q95 | 0 |  |  | Q95 | 0 | 0 | 0 | 0 | 0 | 0 | 0 | 0 | 0 | 0 | 0 | 0
| P (%) | Q (m³/s) |  | P (%) | Q (m³/s) | Q (m³/s) | Q (m³/s) | Q (m³/s) | Q (m³/s) | Q (m³/s) | Q (m³/s) | Q (m³/s) | Q (m³/s) | Q (m³/s) | Q (m³/s) | Q (m³/s)
1 | 5 | 0 |  | 5 | 0 | 0 | 0 | 0 | 0 | 0 | 0 | 0 | 0 | 0 | 0 | 0
2 | 10 | 0 |  | 10 | 0 | 0 | 0 | 0 | 0 | 0 | 0 | 0 | 0 | 0 | 0 | 0
3 | 20 | 0 |  | 20 | 0 | 0 | 0 | 0 | 0 | 0 | 0 | 0 | 0 | 0 | 0 | 0
4 | 30 | 0 |  | 30 | 0 | 0 | 0 | 0 | 0 | 0 | 0 | 0 | 0 | 0 | 0 | 0
5 | 40 | 0 |  | 40 | 0 | 0 | 0 | 0 | 0 | 0 | 0 | 0 | 0 | 0 | 0 | 0
6 | 50 | 0 |  | 50 | 0 | 0 | 0 | 0 | 0 | 0 | 0 | 0 | 0 | 0 | 0 | 0
7 | 60 | 0 |  | 60 | 0 | 0 | 0 | 0 | 0 | 0 | 0 | 0 | 0 | 0 | 0 | 0
8 | 70 | 0 |  | 70 | 0 | 0 | 0 | 0 | 0 | 0 | 0 | 0 | 0 | 0 | 0 | 0
9 | 80 | 0 |  | 80 | 0 | 0 | 0 | 0 | 0 | 0 | 0 | 0 | 0 | 0 | 0 | 0
10 | 90 | 0 |  | 90 | 0 | 0 | 0 | 0 | 0 | 0 | 0 | 0 | 0 | 0 | 0 | 0
11 | 95 | 0 |  | 95 | 0 | 0 | 0 | 0 | 0 | 0 | 0 | 0 | 0 | 0 | 0 | 0
12 | 99 | 0 |  | 99 | 0 | 0 | 0 | 0 | 0 | 0 | 0 | 0 | 0 | 0 | 0 | 0
Period | Mean Flow (m³/s) | Q95 (m³/s) | Captured Flow (m³/s) | U(m/s) | Jan: Re; Feb: Colebrook iterations; May: friction coef; June: hf (m); July: Power
Annual | #REF! | 0 | #REF! | #REF! | Jan: #REF!; Feb: #REF!; Mar: #REF!; Apr: #REF!; May: #REF!; June: #REF!; July: #REF!
Jan | #REF! | #REF! | #REF! | #REF! | Jan: #REF!; Feb: #REF!; Mar: #REF!; Apr: #REF!; May: #REF!; June: #REF!; July: #REF!
Feb | #REF! | #REF! | #REF! | #REF! | Jan: #REF!; Feb: #REF!; Mar: #REF!; Apr: #REF!; May: #REF!; June: #REF!; July: #REF!
Mar | #REF! | #REF! | #REF! | #REF! | Jan: #REF!; Feb: #REF!; Mar: #REF!; Apr: #REF!; May: #REF!; June: #REF!; July: #REF!
Apr | #REF! | #REF! | #REF! | #REF! | Jan: #REF!; Feb: #REF!; Mar: #REF!; Apr: #REF!; May: #REF!; June: #REF!; July: #REF!
May | #REF! | #REF! | #REF! | #REF! | Jan: #REF!; Feb: #REF!; Mar: #REF!; Apr: #REF!; May: #REF!; June: #REF!; July: #REF!
Jun | #REF! | #REF! | #REF! | #REF! | Jan: #REF!; Feb: #REF!; Mar: #REF!; Apr: #REF!; May: #REF!; June: #REF!; July: #REF!
Jul | #REF! | #REF! | #REF! | #REF! | Jan: #REF!; Feb: #REF!; Mar: #REF!; Apr: #REF!; May: #REF!; June: #REF!; July: #REF!
Aug | #REF! | #REF! | #REF! | #REF! | Jan: #REF!; Feb: #REF!; Mar: #REF!; Apr: #REF!; May: #REF!; June: #REF!; July: #REF!
Sep | #REF! | #REF! | #REF! | #REF! | Jan: #REF!; Feb: #REF!; Mar: #REF!; Apr: #REF!; May: #REF!; June: #REF!; July: #REF!
Oct | #REF! | #REF! | #REF! | #REF! | Jan: #REF!; Feb: #REF!; Mar: #REF!; Apr: #REF!; May: #REF!; June: #REF!; July: #REF!
Nov | #REF! | #REF! | #REF! | #REF! | Jan: #REF!; Feb: #REF!; Mar: #REF!; Apr: #REF!; May: #REF!; June: #REF!; July: #REF!
Dec | #REF! | #REF! | #REF! | #REF! | Jan: #REF!; Feb: #REF!; Mar: #REF!; Apr: #REF!; May: #REF!; June: #REF!; July: #REF!
[10 empty] | mean | #REF!
Exceed | Prob of any flow | Jan | [15 empty] | 31
Prob. | occurring | flow | value | U(m/s) | Jan: Re; Feb: Colebrook iterations; May: friction coef; June: hf (m); July: Power; Aug: Output; Dec: Capturing
0.05 | 0.05 | 0 | #DIV/0! | #DIV/0! | #DIV/0! | #DIV/0! | #DIV/0! | #DIV/0! | #DIV/0! | #DIV/0! | #DIV/0! | #DIV/0! |  |  |  | #DIV/0! | #DIV/0! | #DIV/0! | kWh | #DIV/0!
0.1 | 0.05 | 0 | #DIV/0! | #DIV/0! | #DIV/0! | #DIV/0! | #DIV/0! | #DIV/0! | #DIV/0! | #DIV/0! | #DIV/0! | #DIV/0! |  |  |  | #DIV/0! | #DIV/0! | #DIV/0! | kWh | #DIV/0!
0.2 | 0.1 | 0 | #DIV/0! | #DIV/0! | #DIV/0! | #DIV/0! | #DIV/0! | #DIV/0! | #DIV/0! | #DIV/0! | #DIV/0! | #DIV/0! |  |  |  | #DIV/0! | #DIV/0! | #DIV/0! | kWh | #DIV/0!
0.3 | 0.1 | 0 | #DIV/0! | #DIV/0! | #DIV/0! | #DIV/0! | #DIV/0! | #DIV/0! | #DIV/0! | #DIV/0! | #DIV/0! | #DIV/0! |  |  |  | #DIV/0! | #DIV/0! | #DIV/0! | kWh | #DIV/0!
0.4 | 0.1 | 0 | #DIV/0! | #DIV/0! | #DIV/0! | #DIV/0! | #DIV/0! | #DIV/0! | #DIV/0! | #DIV/0! | #DIV/0! | #DIV/0! |  |  |  | #DIV/0! | #DIV/0! | #DIV/0! | kWh | #DIV/0!
0.5 | 0.1 | 0 | #DIV/0! | #DIV/0! | #DIV/0! | #DIV/0! | #DIV/0! | #DIV/0! | #DIV/0! | #DIV/0! | #DIV/0! | #DIV/0! |  |  |  | #DIV/0! | #DIV/0! | #DIV/0! | kWh | #DIV/0!
0.6 | 0.1 | 0 | #DIV/0! | #DIV/0! | #DIV/0! | #DIV/0! | #DIV/0! | #DIV/0! | #DIV/0! | #DIV/0! | #DIV/0! | #DIV/0! |  |  |  | #DIV/0! | #DIV/0! | #DIV/0! | kWh | #DIV/0!
0.7 | 0.1 | 0 | #DIV/0! | #DIV/0! | #DIV/0! | #DIV/0! | #DIV/0! | #DIV/0! | #DIV/0! | #DIV/0! | #DIV/0! | #DIV/0! |  |  |  | #DIV/0! | #DIV/0! | #DIV/0! | kWh | #DIV/0!
0.8 | 0.1 | 0 | #DIV/0! | #DIV/0! | #DIV/0! | #DIV/0! | #DIV/0! | #DIV/0! | #DIV/0! | #DIV/0! | #DIV/0! | #DIV/0! |  |  |  | #DIV/0! | #DIV/0! | #DIV/0! | kWh | #DIV/0!
0.9 | 0.1 | 0 | #DIV/0! | #DIV/0! | #DIV/0! | #DIV/0! | #DIV/0! | #DIV/0! | #DIV/0! | #DIV/0! | #DIV/0! | #DIV/0! |  |  |  | #DIV/0! | #DIV/0! | #DIV/0! | kWh | #DIV/0!
0.95 | 0.05 | 0 | #DIV/0! | #DIV/0! | #DIV/0! | #DIV/0! | #DIV/0! | #DIV/0! | #DIV/0! | #DIV/0! | #DIV/0! | #DIV/0! |  |  |  | #DIV/0! | #DIV/0! | #DIV/0! | kWh | #DIV/0!
0.99 | 0.04 | 0 | #DIV/0! | #DIV/0! | #DIV/0! | #DIV/0! | #DIV/0! | #DIV/0! | #DIV/0! | #DIV/0! | #DIV/0! | #DIV/0! |  |  |  | #DIV/0! | #DIV/0! | #DIV/0! | kWh | #DIV/0!
1 | 0.01 | 0 | #DIV/0! | #DIV/0! | #DIV/0! | #DIV/0! | #DIV/0! | #DIV/0! | #DIV/0! | #DIV/0! | #DIV/0! | #DIV/0! |  |  |  | #DIV/0! | #DIV/0! | #DIV/0! | kWh | #DIV/0!
[5 empty] | July: Total; Aug: #DIV/0! |  | #DIV/0! | #DIV/0! | #DIV/0!
Exceed | Prob of any flow | Feb | [15 empty] | 28
Prob. | occurring | flow | value | U(m/s) | Jan: Re; Feb: Colebrook iterations; May: friction coef; June: hf (m); July: Power; Aug: Output
0.05 | 0.05 | 0 | #DIV/0! | #DIV/0! | #DIV/0! | #DIV/0! | #DIV/0! | #DIV/0! | #DIV/0! | #DIV/0! | #DIV/0! | #DIV/0! |  |  |  | #DIV/0! | #DIV/0! | #DIV/0! | kWh | #DIV/0!
0.1 | 0.05 | 0 | #DIV/0! | #DIV/0! | #DIV/0! | #DIV/0! | #DIV/0! | #DIV/0! | #DIV/0! | #DIV/0! | #DIV/0! | #DIV/0! |  |  |  | #DIV/0! | #DIV/0! | #DIV/0! | kWh | #DIV/0!
0.2 | 0.1 | 0 | #DIV/0! | #DIV/0! | #DIV/0! | #DIV/0! | #DIV/0! | #DIV/0! | #DIV/0! | #DIV/0! | #DIV/0! | #DIV/0! |  |  |  | #DIV/0! | #DIV/0! | #DIV/0! | kWh | #DIV/0!
0.3 | 0.1 | 0 | #DIV/0! | #DIV/0! | #DIV/0! | #DIV/0! | #DIV/0! | #DIV/0! | #DIV/0! | #DIV/0! | #DIV/0! | #DIV/0! |  |  |  | #DIV/0! | #DIV/0! | #DIV/0! | kWh | #DIV/0!
0.4 | 0.1 | 0 | #DIV/0! | #DIV/0! | #DIV/0! | #DIV/0! | #DIV/0! | #DIV/0! | #DIV/0! | #DIV/0! | #DIV/0! | #DIV/0! |  |  |  | #DIV/0! | #DIV/0! | #DIV/0! | kWh | #DIV/0!
0.5 | 0.1 | 0 | #DIV/0! | #DIV/0! | #DIV/0! | #DIV/0! | #DIV/0! | #DIV/0! | #DIV/0! | #DIV/0! | #DIV/0! | #DIV/0! |  |  |  | #DIV/0! | #DIV/0! | #DIV/0! | kWh | #DIV/0!
0.6 | 0.1 | 0 | #DIV/0! | #DIV/0! | #DIV/0! | #DIV/0! | #DIV/0! | #DIV/0! | #DIV/0! | #DIV/0! | #DIV/0! | #DIV/0! |  |  |  | #DIV/0! | #DIV/0! | #DIV/0! | kWh | #DIV/0!
0.7 | 0.1 | 0 | #DIV/0! | #DIV/0! | #DIV/0! | #DIV/0! | #DIV/0! | #DIV/0! | #DIV/0! | #DIV/0! | #DIV/0! | #DIV/0! |  |  |  | #DIV/0! | #DIV/0! | #DIV/0! | kWh | #DIV/0!
0.8 | 0.1 | 0 | #DIV/0! | #DIV/0! | #DIV/0! | #DIV/0! | #DIV/0! | #DIV/0! | #DIV/0! | #DIV/0! | #DIV/0! | #DIV/0! |  |  |  | #DIV/0! | #DIV/0! | #DIV/0! | kWh | #DIV/0!
0.9 | 0.1 | 0 | #DIV/0! | #DIV/0! | #DIV/0! | #DIV/0! | #DIV/0! | #DIV/0! | #DIV/0! | #DIV/0! | #DIV/0! | #DIV/0! |  |  |  | #DIV/0! | #DIV/0! | #DIV/0! | kWh | #DIV/0!
0.95 | 0.05 | 0 | #DIV/0! | #DIV/0! | #DIV/0! | #DIV/0! | #DIV/0! | #DIV/0! | #DIV/0! | #DIV/0! | #DIV/0! | #DIV/0! |  |  |  | #DIV/0! | #DIV/0! | #DIV/0! | kWh | #DIV/0!
0.99 | 0.04 | 0 | #DIV/0! | #DIV/0! | #DIV/0! | #DIV/0! | #DIV/0! | #DIV/0! | #DIV/0! | #DIV/0! | #DIV/0! | #DIV/0! |  |  |  | #DIV/0! | #DIV/0! | #DIV/0! | kWh | #DIV/0!
1 | 0.01 | 0 | #DIV/0! | #DIV/0! | #DIV/0! | #DIV/0! | #DIV/0! | #DIV/0! | #DIV/0! | #DIV/0! | #DIV/0! | #DIV/0! |  |  |  | #DIV/0! | #DIV/0! | #DIV/0! | kWh | #DIV/0!
[5 empty] | June: mean; July: #DIV/0!; Aug: #DIV/0! |  | #DIV/0! | #DIV/0! | #DIV/0!
Exceed | Prob of any flow | Mar | [15 empty] | 31
Prob. | occurring | flow | value | U(m/s) | Jan: Re; Feb: Colebrook iterations; May: friction coef; June: hf (m); July: Power; Aug: Output
0.05 | 0.05 | 0 | #DIV/0! | #DIV/0! | #DIV/0! | #DIV/0! | #DIV/0! | #DIV/0! | #DIV/0! | #DIV/0! | #DIV/0! | #DIV/0! |  |  |  | #DIV/0! | #DIV/0! | #DIV/0! | kWh | #DIV/0!
0.1 | 0.05 | 0 | #DIV/0! | #DIV/0! | #DIV/0! | #DIV/0! | #DIV/0! | #DIV/0! | #DIV/0! | #DIV/0! | #DIV/0! | #DIV/0! |  |  |  | #DIV/0! | #DIV/0! | #DIV/0! | kWh | #DIV/0!
0.2 | 0.1 | 0 | #DIV/0! | #DIV/0! | #DIV/0! | #DIV/0! | #DIV/0! | #DIV/0! | #DIV/0! | #DIV/0! | #DIV/0! | #DIV/0! |  |  |  | #DIV/0! | #DIV/0! | #DIV/0! | kWh | #DIV/0!
0.3 | 0.1 | 0 | #DIV/0! | #DIV/0! | #DIV/0! | #DIV/0! | #DIV/0! | #DIV/0! | #DIV/0! | #DIV/0! | #DIV/0! | #DIV/0! |  |  |  | #DIV/0! | #DIV/0! | #DIV/0! | kWh | #DIV/0!
0.4 | 0.1 | 0 | #DIV/0! | #DIV/0! | #DIV/0! | #DIV/0! | #DIV/0! | #DIV/0! | #DIV/0! | #DIV/0! | #DIV/0! | #DIV/0! |  |  |  | #DIV/0! | #DIV/0! | #DIV/0! | kWh | #DIV/0!
0.5 | 0.1 | 0 | #DIV/0! | #DIV/0! | #DIV/0! | #DIV/0! | #DIV/0! | #DIV/0! | #DIV/0! | #DIV/0! | #DIV/0! | #DIV/0! |  |  |  | #DIV/0! | #DIV/0! | #DIV/0! | kWh | #DIV/0!
0.6 | 0.1 | 0 | #DIV/0! | #DIV/0! | #DIV/0! | #DIV/0! | #DIV/0! | #DIV/0! | #DIV/0! | #DIV/0! | #DIV/0! | #DIV/0! |  |  |  | #DIV/0! | #DIV/0! | #DIV/0! | kWh | #DIV/0!
0.7 | 0.1 | 0 | #DIV/0! | #DIV/0! | #DIV/0! | #DIV/0! | #DIV/0! | #DIV/0! | #DIV/0! | #DIV/0! | #DIV/0! | #DIV/0! |  |  |  | #DIV/0! | #DIV/0! | #DIV/0! | kWh | #DIV/0!
0.8 | 0.1 | 0 | #DIV/0! | #DIV/0! | #DIV/0! | #DIV/0! | #DIV/0! | #DIV/0! | #DIV/0! | #DIV/0! | #DIV/0! | #DIV/0! |  |  |  | #DIV/0! | #DIV/0! | #DIV/0! | kWh | #DIV/0!
0.9 | 0.1 | 0 | #DIV/0! | #DIV/0! | #DIV/0! | #DIV/0! | #DIV/0! | #DIV/0! | #DIV/0! | #DIV/0! | #DIV/0! | #DIV/0! |  |  |  | #DIV/0! | #DIV/0! | #DIV/0! | kWh | #DIV/0!
0.95 | 0.05 | 0 | #DIV/0! | #DIV/0! | #DIV/0! | #DIV/0! | #DIV/0! | #DIV/0! | #DIV/0! | #DIV/0! | #DIV/0! | #DIV/0! |  |  |  | #DIV/0! | #DIV/0! | #DIV/0! | kWh | #DIV/0!
0.99 | 0.04 | 0 | #DIV/0! | #DIV/0! | #DIV/0! | #DIV/0! | #DIV/0! | #DIV/0! | #DIV/0! | #DIV/0! | #DIV/0! | #DIV/0! |  |  |  | #DIV/0! | #DIV/0! | #DIV/0! | kWh | #DIV/0!
1 | 0.01 | 0 | #DIV/0! | #DIV/0! | #DIV/0! | #DIV/0! | #DIV/0! | #DIV/0! | #DIV/0! | #DIV/0! | #DIV/0! | #DIV/0! |  |  |  | #DIV/0! | #DIV/0! | #DIV/0! | kWh | #DIV/0!
[5 empty] | June: mean; July: #DIV/0!; Aug: #DIV/0! |  | #DIV/0! | #DIV/0! | #DIV/0!
Exceed | Prob of any flow | Apr | [15 empty] | 30
Prob. | occurring | flow | value | U(m/s) | Jan: Re; Feb: Colebrook iterations; May: friction coef; June: hf (m); July: Power; Aug: Output
0.05 | 0.05 | 0 | #DIV/0! | #DIV/0! | #DIV/0! | #DIV/0! | #DIV/0! | #DIV/0! | #DIV/0! | #DIV/0! | #DIV/0! | #DIV/0! |  |  |  | #DIV/0! | #DIV/0! | #DIV/0! | kWh | #DIV/0!
0.1 | 0.05 | 0 | #DIV/0! | #DIV/0! | #DIV/0! | #DIV/0! | #DIV/0! | #DIV/0! | #DIV/0! | #DIV/0! | #DIV/0! | #DIV/0! |  |  |  | #DIV/0! | #DIV/0! | #DIV/0! | kWh | #DIV/0!
0.2 | 0.1 | 0 | #DIV/0! | #DIV/0! | #DIV/0! | #DIV/0! | #DIV/0! | #DIV/0! | #DIV/0! | #DIV/0! | #DIV/0! | #DIV/0! |  |  |  | #DIV/0! | #DIV/0! | #DIV/0! | kWh | #DIV/0!
0.3 | 0.1 | 0 | #DIV/0! | #DIV/0! | #DIV/0! | #DIV/0! | #DIV/0! | #DIV/0! | #DIV/0! | #DIV/0! | #DIV/0! | #DIV/0! |  |  |  | #DIV/0! | #DIV/0! | #DIV/0! | kWh | #DIV/0!
0.4 | 0.1 | 0 | #DIV/0! | #DIV/0! | #DIV/0! | #DIV/0! | #DIV/0! | #DIV/0! | #DIV/0! | #DIV/0! | #DIV/0! | #DIV/0! |  |  |  | #DIV/0! | #DIV/0! | #DIV/0! | kWh | #DIV/0!
0.5 | 0.1 | 0 | #DIV/0! | #DIV/0! | #DIV/0! | #DIV/0! | #DIV/0! | #DIV/0! | #DIV/0! | #DIV/0! | #DIV/0! | #DIV/0! |  |  |  | #DIV/0! | #DIV/0! | #DIV/0! | kWh | #DIV/0!
0.6 | 0.1 | 0 | #DIV/0! | #DIV/0! | #DIV/0! | #DIV/0! | #DIV/0! | #DIV/0! | #DIV/0! | #DIV/0! | #DIV/0! | #DIV/0! |  |  |  | #DIV/0! | #DIV/0! | #DIV/0! | kWh | #DIV/0!
0.7 | 0.1 | 0 | #DIV/0! | #DIV/0! | #DIV/0! | #DIV/0! | #DIV/0! | #DIV/0! | #DIV/0! | #DIV/0! | #DIV/0! | #DIV/0! |  |  |  | #DIV/0! | #DIV/0! | #DIV/0! | kWh | #DIV/0!
0.8 | 0.1 | 0 | #DIV/0! | #DIV/0! | #DIV/0! | #DIV/0! | #DIV/0! | #DIV/0! | #DIV/0! | #DIV/0! | #DIV/0! | #DIV/0! |  |  |  | #DIV/0! | #DIV/0! | #DIV/0! | kWh | #DIV/0!
0.9 | 0.1 | 0 | #DIV/0! | #DIV/0! | #DIV/0! | #DIV/0! | #DIV/0! | #DIV/0! | #DIV/0! | #DIV/0! | #DIV/0! | #DIV/0! |  |  |  | #DIV/0! | #DIV/0! | #DIV/0! | kWh | #DIV/0!
0.95 | 0.05 | 0 | #DIV/0! | #DIV/0! | #DIV/0! | #DIV/0! | #DIV/0! | #DIV/0! | #DIV/0! | #DIV/0! | #DIV/0! | #DIV/0! |  |  |  | #DIV/0! | #DIV/0! | #DIV/0! | kWh | #DIV/0!
0.99 | 0.04 | 0 | #DIV/0! | #DIV/0! | #DIV/0! | #DIV/0! | #DIV/0! | #DIV/0! | #DIV/0! | #DIV/0! | #DIV/0! | #DIV/0! |  |  |  | #DIV/0! | #DIV/0! | #DIV/0! | kWh | #DIV/0!
1 | 0.01 | 0 | #DIV/0! | #DIV/0! | #DIV/0! | #DIV/0! | #DIV/0! | #DIV/0! | #DIV/0! | #DIV/0! | #DIV/0! | #DIV/0! |  |  |  | #DIV/0! | #DIV/0! | #DIV/0! | kWh | #DIV/0!
[5 empty] | June: mean; July: #DIV/0!; Aug: #DIV/0! |  | #DIV/0! | #DIV/0! | #DIV/0!
Exceed | Prob of any flow | May | [15 empty] | 31
Prob. | occurring | flow | value | U(m/s) | Jan: Re; Feb: Colebrook iterations; May: friction coef; June: hf (m); July: Power; Aug: Output
0.05 | 0.05 | 0 | #DIV/0! | #DIV/0! | #DIV/0! | #DIV/0! | #DIV/0! | #DIV/0! | #DIV/0! | #DIV/0! | #DIV/0! | #DIV/0! |  |  |  | #DIV/0! | #DIV/0! | #DIV/0! | kWh | #DIV/0!
0.1 | 0.05 | 0 | #DIV/0! | #DIV/0! | #DIV/0! | #DIV/0! | #DIV/0! | #DIV/0! | #DIV/0! | #DIV/0! | #DIV/0! | #DIV/0! |  |  |  | #DIV/0! | #DIV/0! | #DIV/0! | kWh | #DIV/0!
0.2 | 0.1 | 0 | #DIV/0! | #DIV/0! | #DIV/0! | #DIV/0! | #DIV/0! | #DIV/0! | #DIV/0! | #DIV/0! | #DIV/0! | #DIV/0! |  |  |  | #DIV/0! | #DIV/0! | #DIV/0! | kWh | #DIV/0!
0.3 | 0.1 | 0 | #DIV/0! | #DIV/0! | #DIV/0! | #DIV/0! | #DIV/0! | #DIV/0! | #DIV/0! | #DIV/0! | #DIV/0! | #DIV/0! |  |  |  | #DIV/0! | #DIV/0! | #DIV/0! | kWh | #DIV/0!
0.4 | 0.1 | 0 | #DIV/0! | #DIV/0! | #DIV/0! | #DIV/0! | #DIV/0! | #DIV/0! | #DIV/0! | #DIV/0! | #DIV/0! | #DIV/0! |  |  |  | #DIV/0! | #DIV/0! | #DIV/0! | kWh | #DIV/0!
0.5 | 0.1 | 0 | #DIV/0! | #DIV/0! | #DIV/0! | #DIV/0! | #DIV/0! | #DIV/0! | #DIV/0! | #DIV/0! | #DIV/0! | #DIV/0! |  |  |  | #DIV/0! | #DIV/0! | #DIV/0! | kWh | #DIV/0!
0.6 | 0.1 | 0 | #DIV/0! | #DIV/0! | #DIV/0! | #DIV/0! | #DIV/0! | #DIV/0! | #DIV/0! | #DIV/0! | #DIV/0! | #DIV/0! |  |  |  | #DIV/0! | #DIV/0! | #DIV/0! | kWh | #DIV/0!
0.7 | 0.1 | 0 | #DIV/0! | #DIV/0! | #DIV/0! | #DIV/0! | #DIV/0! | #DIV/0! | #DIV/0! | #DIV/0! | #DIV/0! | #DIV/0! |  |  |  | #DIV/0! | #DIV/0! | #DIV/0! | kWh | #DIV/0!
0.8 | 0.1 | 0 | #DIV/0! | #DIV/0! | #DIV/0! | #DIV/0! | #DIV/0! | #DIV/0! | #DIV/0! | #DIV/0! | #DIV/0! | #DIV/0! |  |  |  | #DIV/0! | #DIV/0! | #DIV/0! | kWh | #DIV/0!
0.9 | 0.1 | 0 | #DIV/0! | #DIV/0! | #DIV/0! | #DIV/0! | #DIV/0! | #DIV/0! | #DIV/0! | #DIV/0! | #DIV/0! | #DIV/0! |  |  |  | #DIV/0! | #DIV/0! | #DIV/0! | kWh | #DIV/0!
0.95 | 0.05 | 0 | #DIV/0! | #DIV/0! | #DIV/0! | #DIV/0! | #DIV/0! | #DIV/0! | #DIV/0! | #DIV/0! | #DIV/0! | #DIV/0! |  |  |  | #DIV/0! | #DIV/0! | #DIV/0! | kWh | #DIV/0!
0.99 | 0.04 | 0 | #DIV/0! | #DIV/0! | #DIV/0! | #DIV/0! | #DIV/0! | #DIV/0! | #DIV/0! | #DIV/0! | #DIV/0! | #DIV/0! |  |  |  | #DIV/0! | #DIV/0! | #DIV/0! | kWh | #DIV/0!
1 | 0.01 | 0 | #DIV/0! | #DIV/0! | #DIV/0! | #DIV/0! | #DIV/0! | #DIV/0! | #DIV/0! | #DIV/0! | #DIV/0! | #DIV/0! |  |  |  | #DIV/0! | #DIV/0! | #DIV/0! | kWh | #DIV/0!
[5 empty] | June: mean; July: #DIV/0!; Aug: #DIV/0! |  | #DIV/0! | #DIV/0! | #DIV/0!
Exceed | Prob of any flow | Jun | [15 empty] | 30
Prob. | occurring | flow | value | U(m/s) | Jan: Re; Feb: Colebrook iterations; May: friction coef; June: hf (m); July: Power; Aug: Output
0.05 | 0.05 | 0 | #DIV/0! | #DIV/0! | #DIV/0! | #DIV/0! | #DIV/0! | #DIV/0! | #DIV/0! | #DIV/0! | #DIV/0! | #DIV/0! |  |  |  | #DIV/0! | #DIV/0! | #DIV/0! | kWh | #DIV/0!
0.1 | 0.05 | 0 | #DIV/0! | #DIV/0! | #DIV/0! | #DIV/0! | #DIV/0! | #DIV/0! | #DIV/0! | #DIV/0! | #DIV/0! | #DIV/0! |  |  |  | #DIV/0! | #DIV/0! | #DIV/0! | kWh | #DIV/0!
0.2 | 0.1 | 0 | #DIV/0! | #DIV/0! | #DIV/0! | #DIV/0! | #DIV/0! | #DIV/0! | #DIV/0! | #DIV/0! | #DIV/0! | #DIV/0! |  |  |  | #DIV/0! | #DIV/0! | #DIV/0! | kWh | #DIV/0!
0.3 | 0.1 | 0 | #DIV/0! | #DIV/0! | #DIV/0! | #DIV/0! | #DIV/0! | #DIV/0! | #DIV/0! | #DIV/0! | #DIV/0! | #DIV/0! |  |  |  | #DIV/0! | #DIV/0! | #DIV/0! | kWh | #DIV/0!
0.4 | 0.1 | 0 | #DIV/0! | #DIV/0! | #DIV/0! | #DIV/0! | #DIV/0! | #DIV/0! | #DIV/0! | #DIV/0! | #DIV/0! | #DIV/0! |  |  |  | #DIV/0! | #DIV/0! | #DIV/0! | kWh | #DIV/0!
0.5 | 0.1 | 0 | #DIV/0! | #DIV/0! | #DIV/0! | #DIV/0! | #DIV/0! | #DIV/0! | #DIV/0! | #DIV/0! | #DIV/0! | #DIV/0! |  |  |  | #DIV/0! | #DIV/0! | #DIV/0! | kWh | #DIV/0!
0.6 | 0.1 | 0 | #DIV/0! | #DIV/0! | #DIV/0! | #DIV/0! | #DIV/0! | #DIV/0! | #DIV/0! | #DIV/0! | #DIV/0! | #DIV/0! |  |  |  | #DIV/0! | #DIV/0! | #DIV/0! | kWh | #DIV/0!
0.7 | 0.1 | 0 | #DIV/0! | #DIV/0! | #DIV/0! | #DIV/0! | #DIV/0! | #DIV/0! | #DIV/0! | #DIV/0! | #DIV/0! | #DIV/0! |  |  |  | #DIV/0! | #DIV/0! | #DIV/0! | kWh | #DIV/0!
0.8 | 0.1 | 0 | #DIV/0! | #DIV/0! | #DIV/0! | #DIV/0! | #DIV/0! | #DIV/0! | #DIV/0! | #DIV/0! | #DIV/0! | #DIV/0! |  |  |  | #DIV/0! | #DIV/0! | #DIV/0! | kWh | #DIV/0!
0.9 | 0.1 | 0 | #DIV/0! | #DIV/0! | #DIV/0! | #DIV/0! | #DIV/0! | #DIV/0! | #DIV/0! | #DIV/0! | #DIV/0! | #DIV/0! |  |  |  | #DIV/0! | #DIV/0! | #DIV/0! | kWh | #DIV/0!
0.95 | 0.05 | 0 | #DIV/0! | #DIV/0! | #DIV/0! | #DIV/0! | #DIV/0! | #DIV/0! | #DIV/0! | #DIV/0! | #DIV/0! | #DIV/0! |  |  |  | #DIV/0! | #DIV/0! | #DIV/0! | kWh | #DIV/0!
0.99 | 0.04 | 0 | #DIV/0! | #DIV/0! | #DIV/0! | #DIV/0! | #DIV/0! | #DIV/0! | #DIV/0! | #DIV/0! | #DIV/0! | #DIV/0! |  |  |  | #DIV/0! | #DIV/0! | #DIV/0! | kWh | #DIV/0!
1 | 0.01 | 0 | #DIV/0! | #DIV/0! | #DIV/0! | #DIV/0! | #DIV/0! | #DIV/0! | #DIV/0! | #DIV/0! | #DIV/0! | #DIV/0! |  |  |  | #DIV/0! | #DIV/0! | #DIV/0! | kWh | #DIV/0!
[5 empty] | June: mean; July: #DIV/0!; Aug: #DIV/0! |  | #DIV/0! | #DIV/0! | #DIV/0!
Exceed | Prob of any flow | Jul | [15 empty] | 31
Prob. | occurring | flow | value | U(m/s) | Jan: Re; Feb: Colebrook iterations; May: friction coef; June: hf (m); July: Power; Aug: Output
0.05 | 0.05 | 0 | #DIV/0! | #DIV/0! | #DIV/0! | #DIV/0! | #DIV/0! | #DIV/0! | #DIV/0! | #DIV/0! | #DIV/0! | #DIV/0! |  |  |  | #DIV/0! | #DIV/0! | #DIV/0! | kWh | #DIV/0!
0.1 | 0.05 | 0 | #DIV/0! | #DIV/0! | #DIV/0! | #DIV/0! | #DIV/0! | #DIV/0! | #DIV/0! | #DIV/0! | #DIV/0! | #DIV/0! |  |  |  | #DIV/0! | #DIV/0! | #DIV/0! | kWh | #DIV/0!
0.2 | 0.1 | 0 | #DIV/0! | #DIV/0! | #DIV/0! | #DIV/0! | #DIV/0! | #DIV/0! | #DIV/0! | #DIV/0! | #DIV/0! | #DIV/0! |  |  |  | #DIV/0! | #DIV/0! | #DIV/0! | kWh | #DIV/0!
0.3 | 0.1 | 0 | #DIV/0! | #DIV/0! | #DIV/0! | #DIV/0! | #DIV/0! | #DIV/0! | #DIV/0! | #DIV/0! | #DIV/0! | #DIV/0! |  |  |  | #DIV/0! | #DIV/0! | #DIV/0! | kWh | #DIV/0!
0.4 | 0.1 | 0 | #DIV/0! | #DIV/0! | #DIV/0! | #DIV/0! | #DIV/0! | #DIV/0! | #DIV/0! | #DIV/0! | #DIV/0! | #DIV/0! |  |  |  | #DIV/0! | #DIV/0! | #DIV/0! | kWh | #DIV/0!
0.5 | 0.1 | 0 | #DIV/0! | #DIV/0! | #DIV/0! | #DIV/0! | #DIV/0! | #DIV/0! | #DIV/0! | #DIV/0! | #DIV/0! | #DIV/0! |  |  |  | #DIV/0! | #DIV/0! | #DIV/0! | kWh | #DIV/0!
0.6 | 0.1 | 0 | #DIV/0! | #DIV/0! | #DIV/0! | #DIV/0! | #DIV/0! | #DIV/0! | #DIV/0! | #DIV/0! | #DIV/0! | #DIV/0! |  |  |  | #DIV/0! | #DIV/0! | #DIV/0! | kWh | #DIV/0!
0.7 | 0.1 | 0 | #DIV/0! | #DIV/0! | #DIV/0! | #DIV/0! | #DIV/0! | #DIV/0! | #DIV/0! | #DIV/0! | #DIV/0! | #DIV/0! |  |  |  | #DIV/0! | #DIV/0! | #DIV/0! | kWh | #DIV/0!
0.8 | 0.1 | 0 | #DIV/0! | #DIV/0! | #DIV/0! | #DIV/0! | #DIV/0! | #DIV/0! | #DIV/0! | #DIV/0! | #DIV/0! | #DIV/0! |  |  |  | #DIV/0! | #DIV/0! | #DIV/0! | kWh | #DIV/0!
0.9 | 0.1 | 0 | #DIV/0! | #DIV/0! | #DIV/0! | #DIV/0! | #DIV/0! | #DIV/0! | #DIV/0! | #DIV/0! | #DIV/0! | #DIV/0! |  |  |  | #DIV/0! | #DIV/0! | #DIV/0! | kWh | #DIV/0!
0.95 | 0.05 | 0 | #DIV/0! | #DIV/0! | #DIV/0! | #DIV/0! | #DIV/0! | #DIV/0! | #DIV/0! | #DIV/0! | #DIV/0! | #DIV/0! |  |  |  | #DIV/0! | #DIV/0! | #DIV/0! | kWh | #DIV/0!
0.99 | 0.04 | 0 | #DIV/0! | #DIV/0! | #DIV/0! | #DIV/0! | #DIV/0! | #DIV/0! | #DIV/0! | #DIV/0! | #DIV/0! | #DIV/0! |  |  |  | #DIV/0! | #DIV/0! | #DIV/0! | kWh | #DIV/0!
1 | 0.01 | 0 | #DIV/0! | #DIV/0! | #DIV/0! | #DIV/0! | #DIV/0! | #DIV/0! | #DIV/0! | #DIV/0! | #DIV/0! | #DIV/0! |  |  |  | #DIV/0! | #DIV/0! | #DIV/0! | kWh | #DIV/0!
[5 empty] | June: mean; July: #DIV/0!; Aug: #DIV/0! |  | #DIV/0! | #DIV/0! | #DIV/0!
Exceed | Prob of any flow | Aug | [15 empty] | 31
Prob. | occurring | flow | value | U(m/s) | Jan: Re; Feb: Colebrook iterations; May: friction coef; June: hf (m); July: Power; Aug: Output
0.05 | 0.05 | 0 | #DIV/0! | #DIV/0! | #DIV/0! | #DIV/0! | #DIV/0! | #DIV/0! | #DIV/0! | #DIV/0! | #DIV/0! | #DIV/0! |  |  |  | #DIV/0! | #DIV/0! | #DIV/0! | kWh | #DIV/0!
0.1 | 0.05 | 0 | #DIV/0! | #DIV/0! | #DIV/0! | #DIV/0! | #DIV/0! | #DIV/0! | #DIV/0! | #DIV/0! | #DIV/0! | #DIV/0! |  |  |  | #DIV/0! | #DIV/0! | #DIV/0! | kWh | #DIV/0!
0.2 | 0.1 | 0 | #DIV/0! | #DIV/0! | #DIV/0! | #DIV/0! | #DIV/0! | #DIV/0! | #DIV/0! | #DIV/0! | #DIV/0! | #DIV/0! |  |  |  | #DIV/0! | #DIV/0! | #DIV/0! | kWh | #DIV/0!
0.3 | 0.1 | 0 | #DIV/0! | #DIV/0! | #DIV/0! | #DIV/0! | #DIV/0! | #DIV/0! | #DIV/0! | #DIV/0! | #DIV/0! | #DIV/0! |  |  |  | #DIV/0! | #DIV/0! | #DIV/0! | kWh | #DIV/0!
0.4 | 0.1 | 0 | #DIV/0! | #DIV/0! | #DIV/0! | #DIV/0! | #DIV/0! | #DIV/0! | #DIV/0! | #DIV/0! | #DIV/0! | #DIV/0! |  |  |  | #DIV/0! | #DIV/0! | #DIV/0! | kWh | #DIV/0!
0.5 | 0.1 | 0 | #DIV/0! | #DIV/0! | #DIV/0! | #DIV/0! | #DIV/0! | #DIV/0! | #DIV/0! | #DIV/0! | #DIV/0! | #DIV/0! |  |  |  | #DIV/0! | #DIV/0! | #DIV/0! | kWh | #DIV/0!
0.6 | 0.1 | 0 | #DIV/0! | #DIV/0! | #DIV/0! | #DIV/0! | #DIV/0! | #DIV/0! | #DIV/0! | #DIV/0! | #DIV/0! | #DIV/0! |  |  |  | #DIV/0! | #DIV/0! | #DIV/0! | kWh | #DIV/0!
0.7 | 0.1 | 0 | #DIV/0! | #DIV/0! | #DIV/0! | #DIV/0! | #DIV/0! | #DIV/0! | #DIV/0! | #DIV/0! | #DIV/0! | #DIV/0! |  |  |  | #DIV/0! | #DIV/0! | #DIV/0! | kWh | #DIV/0!
0.8 | 0.1 | 0 | #DIV/0! | #DIV/0! | #DIV/0! | #DIV/0! | #DIV/0! | #DIV/0! | #DIV/0! | #DIV/0! | #DIV/0! | #DIV/0! |  |  |  | #DIV/0! | #DIV/0! | #DIV/0! | kWh | #DIV/0!
0.9 | 0.1 | 0 | #DIV/0! | #DIV/0! | #DIV/0! | #DIV/0! | #DIV/0! | #DIV/0! | #DIV/0! | #DIV/0! | #DIV/0! | #DIV/0! |  |  |  | #DIV/0! | #DIV/0! | #DIV/0! | kWh | #DIV/0!
0.95 | 0.05 | 0 | #DIV/0! | #DIV/0! | #DIV/0! | #DIV/0! | #DIV/0! | #DIV/0! | #DIV/0! | #DIV/0! | #DIV/0! | #DIV/0! |  |  |  | #DIV/0! | #DIV/0! | #DIV/0! | kWh | #DIV/0!
0.99 | 0.04 | 0 | #DIV/0! | #DIV/0! | #DIV/0! | #DIV/0! | #DIV/0! | #DIV/0! | #DIV/0! | #DIV/0! | #DIV/0! | #DIV/0! |  |  |  | #DIV/0! | #DIV/0! | #DIV/0! | kWh | #DIV/0!
1 | 0.01 | 0 | #DIV/0! | #DIV/0! | #DIV/0! | #DIV/0! | #DIV/0! | #DIV/0! | #DIV/0! | #DIV/0! | #DIV/0! | #DIV/0! |  |  |  | #DIV/0! | #DIV/0! | #DIV/0! | kWh | #DIV/0!
[5 empty] | June: mean; July: #DIV/0!; Aug: #DIV/0! |  | #DIV/0! | #DIV/0! | #DIV/0!
Exceed | Prob of any flow | Sept | [15 empty] | 30
Prob. | occurring | flow | value | U(m/s) | Jan: Re; Feb: Colebrook iterations; May: friction coef; June: hf (m); July: Power; Aug: Output
0.05 | 0.05 | 0 | #DIV/0! | #DIV/0! | #DIV/0! | #DIV/0! | #DIV/0! | #DIV/0! | #DIV/0! | #DIV/0! | #DIV/0! | #DIV/0! |  |  |  | #DIV/0! | #DIV/0! | #DIV/0! | kWh | #DIV/0!
0.1 | 0.05 | 0 | #DIV/0! | #DIV/0! | #DIV/0! | #DIV/0! | #DIV/0! | #DIV/0! | #DIV/0! | #DIV/0! | #DIV/0! | #DIV/0! |  |  |  | #DIV/0! | #DIV/0! | #DIV/0! | kWh | #DIV/0!
0.2 | 0.1 | 0 | #DIV/0! | #DIV/0! | #DIV/0! | #DIV/0! | #DIV/0! | #DIV/0! | #DIV/0! | #DIV/0! | #DIV/0! | #DIV/0! |  |  |  | #DIV/0! | #DIV/0! | #DIV/0! | kWh | #DIV/0!
0.3 | 0.1 | 0 | #DIV/0! | #DIV/0! | #DIV/0! | #DIV/0! | #DIV/0! | #DIV/0! | #DIV/0! | #DIV/0! | #DIV/0! | #DIV/0! |  |  |  | #DIV/0! | #DIV/0! | #DIV/0! | kWh | #DIV/0!
0.4 | 0.1 | 0 | #DIV/0! | #DIV/0! | #DIV/0! | #DIV/0! | #DIV/0! | #DIV/0! | #DIV/0! | #DIV/0! | #DIV/0! | #DIV/0! |  |  |  | #DIV/0! | #DIV/0! | #DIV/0! | kWh | #DIV/0!
0.5 | 0.1 | 0 | #DIV/0! | #DIV/0! | #DIV/0! | #DIV/0! | #DIV/0! | #DIV/0! | #DIV/0! | #DIV/0! | #DIV/0! | #DIV/0! |  |  |  | #DIV/0! | #DIV/0! | #DIV/0! | kWh | #DIV/0!
0.6 | 0.1 | 0 | #DIV/0! | #DIV/0! | #DIV/0! | #DIV/0! | #DIV/0! | #DIV/0! | #DIV/0! | #DIV/0! | #DIV/0! | #DIV/0! |  |  |  | #DIV/0! | #DIV/0! | #DIV/0! | kWh | #DIV/0!
0.7 | 0.1 | 0 | #DIV/0! | #DIV/0! | #DIV/0! | #DIV/0! | #DIV/0! | #DIV/0! | #DIV/0! | #DIV/0! | #DIV/0! | #DIV/0! |  |  |  | #DIV/0! | #DIV/0! | #DIV/0! | kWh | #DIV/0!
0.8 | 0.1 | 0 | #DIV/0! | #DIV/0! | #DIV/0! | #DIV/0! | #DIV/0! | #DIV/0! | #DIV/0! | #DIV/0! | #DIV/0! | #DIV/0! |  |  |  | #DIV/0! | #DIV/0! | #DIV/0! | kWh | #DIV/0!
0.9 | 0.1 | 0 | #DIV/0! | #DIV/0! | #DIV/0! | #DIV/0! | #DIV/0! | #DIV/0! | #DIV/0! | #DIV/0! | #DIV/0! | #DIV/0! |  |  |  | #DIV/0! | #DIV/0! | #DIV/0! | kWh | #DIV/0!
0.95 | 0.05 | 0 | #DIV/0! | #DIV/0! | #DIV/0! | #DIV/0! | #DIV/0! | #DIV/0! | #DIV/0! | #DIV/0! | #DIV/0! | #DIV/0! |  |  |  | #DIV/0! | #DIV/0! | #DIV/0! | kWh | #DIV/0!
0.99 | 0.04 | 0 | #DIV/0! | #DIV/0! | #DIV/0! | #DIV/0! | #DIV/0! | #DIV/0! | #DIV/0! | #DIV/0! | #DIV/0! | #DIV/0! |  |  |  | #DIV/0! | #DIV/0! | #DIV/0! | kWh | #DIV/0!
1 | 0.01 | 0 | #DIV/0! | #DIV/0! | #DIV/0! | #DIV/0! | #DIV/0! | #DIV/0! | #DIV/0! | #DIV/0! | #DIV/0! | #DIV/0! |  |  |  | #DIV/0! | #DIV/0! | #DIV/0! | kWh | #DIV/0!
[5 empty] | June: mean; July: #DIV/0!; Aug: #DIV/0! |  | #DIV/0! | #DIV/0! | #DIV/0!
Exceed | Prob of any flow | Oct | [15 empty] | 31
Prob. | occurring | flow | value | U(m/s) | Jan: Re; Feb: Colebrook iterations; May: friction coef; June: hf (m); July: Power; Aug: Output
0.05 | 0.05 | 0 | #DIV/0! | #DIV/0! | #DIV/0! | #DIV/0! | #DIV/0! | #DIV/0! | #DIV/0! | #DIV/0! | #DIV/0! | #DIV/0! |  |  |  | #DIV/0! | #DIV/0! | #DIV/0! | kWh | #DIV/0!
0.1 | 0.05 | 0 | #DIV/0! | #DIV/0! | #DIV/0! | #DIV/0! | #DIV/0! | #DIV/0! | #DIV/0! | #DIV/0! | #DIV/0! | #DIV/0! |  |  |  | #DIV/0! | #DIV/0! | #DIV/0! | kWh | #DIV/0!
0.2 | 0.1 | 0 | #DIV/0! | #DIV/0! | #DIV/0! | #DIV/0! | #DIV/0! | #DIV/0! | #DIV/0! | #DIV/0! | #DIV/0! | #DIV/0! |  |  |  | #DIV/0! | #DIV/0! | #DIV/0! | kWh | #DIV/0!
0.3 | 0.1 | 0 | #DIV/0! | #DIV/0! | #DIV/0! | #DIV/0! | #DIV/0! | #DIV/0! | #DIV/0! | #DIV/0! | #DIV/0! | #DIV/0! |  |  |  | #DIV/0! | #DIV/0! | #DIV/0! | kWh | #DIV/0!
0.4 | 0.1 | 0 | #DIV/0! | #DIV/0! | #DIV/0! | #DIV/0! | #DIV/0! | #DIV/0! | #DIV/0! | #DIV/0! | #DIV/0! | #DIV/0! |  |  |  | #DIV/0! | #DIV/0! | #DIV/0! | kWh | #DIV/0!
0.5 | 0.1 | 0 | #DIV/0! | #DIV/0! | #DIV/0! | #DIV/0! | #DIV/0! | #DIV/0! | #DIV/0! | #DIV/0! | #DIV/0! | #DIV/0! |  |  |  | #DIV/0! | #DIV/0! | #DIV/0! | kWh | #DIV/0!
0.6 | 0.1 | 0 | #DIV/0! | #DIV/0! | #DIV/0! | #DIV/0! | #DIV/0! | #DIV/0! | #DIV/0! | #DIV/0! | #DIV/0! | #DIV/0! |  |  |  | #DIV/0! | #DIV/0! | #DIV/0! | kWh | #DIV/0!
0.7 | 0.1 | 0 | #DIV/0! | #DIV/0! | #DIV/0! | #DIV/0! | #DIV/0! | #DIV/0! | #DIV/0! | #DIV/0! | #DIV/0! | #DIV/0! |  |  |  | #DIV/0! | #DIV/0! | #DIV/0! | kWh | #DIV/0!
0.8 | 0.1 | 0 | #DIV/0! | #DIV/0! | #DIV/0! | #DIV/0! | #DIV/0! | #DIV/0! | #DIV/0! | #DIV/0! | #DIV/0! | #DIV/0! |  |  |  | #DIV/0! | #DIV/0! | #DIV/0! | kWh | #DIV/0!
0.9 | 0.1 | 0 | #DIV/0! | #DIV/0! | #DIV/0! | #DIV/0! | #DIV/0! | #DIV/0! | #DIV/0! | #DIV/0! | #DIV/0! | #DIV/0! |  |  |  | #DIV/0! | #DIV/0! | #DIV/0! | kWh | #DIV/0!
0.95 | 0.05 | 0 | #DIV/0! | #DIV/0! | #DIV/0! | #DIV/0! | #DIV/0! | #DIV/0! | #DIV/0! | #DIV/0! | #DIV/0! | #DIV/0! |  |  |  | #DIV/0! | #DIV/0! | #DIV/0! | kWh | #DIV/0!
0.99 | 0.04 | 0 | #DIV/0! | #DIV/0! | #DIV/0! | #DIV/0! | #DIV/0! | #DIV/0! | #DIV/0! | #DIV/0! | #DIV/0! | #DIV/0! |  |  |  | #DIV/0! | #DIV/0! | #DIV/0! | kWh | #DIV/0!
1 | 0.01 | 0 | #DIV/0! | #DIV/0! | #DIV/0! | #DIV/0! | #DIV/0! | #DIV/0! | #DIV/0! | #DIV/0! | #DIV/0! | #DIV/0! |  |  |  | #DIV/0! | #DIV/0! | #DIV/0! | kWh | #DIV/0!
[5 empty] | June: mean; July: #DIV/0!; Aug: #DIV/0! |  | #DIV/0! | #DIV/0! | #DIV/0!
Exceed | Prob of any flow | Nov | [15 empty] | 30
Prob. | occurring | flow | value | U(m/s) | Jan: Re; Feb: Colebrook iterations; May: friction coef; June: hf (m); July: Power; Aug: Output
0.05 | 0.05 | 0 | #DIV/0! | #DIV/0! | #DIV/0! | #DIV/0! | #DIV/0! | #DIV/0! | #DIV/0! | #DIV/0! | #DIV/0! | #DIV/0! |  |  |  | #DIV/0! | #DIV/0! | #DIV/0! | kWh | #DIV/0!
0.1 | 0.05 | 0 | #DIV/0! | #DIV/0! | #DIV/0! | #DIV/0! | #DIV/0! | #DIV/0! | #DIV/0! | #DIV/0! | #DIV/0! | #DIV/0! |  |  |  | #DIV/0! | #DIV/0! | #DIV/0! | kWh | #DIV/0!
0.2 | 0.1 | 0 | #DIV/0! | #DIV/0! | #DIV/0! | #DIV/0! | #DIV/0! | #DIV/0! | #DIV/0! | #DIV/0! | #DIV/0! | #DIV/0! |  |  |  | #DIV/0! | #DIV/0! | #DIV/0! | kWh | #DIV/0!
0.3 | 0.1 | 0 | #DIV/0! | #DIV/0! | #DIV/0! | #DIV/0! | #DIV/0! | #DIV/0! | #DIV/0! | #DIV/0! | #DIV/0! | #DIV/0! |  |  |  | #DIV/0! | #DIV/0! | #DIV/0! | kWh | #DIV/0!
0.4 | 0.1 | 0 | #DIV/0! | #DIV/0! | #DIV/0! | #DIV/0! | #DIV/0! | #DIV/0! | #DIV/0! | #DIV/0! | #DIV/0! | #DIV/0! |  |  |  | #DIV/0! | #DIV/0! | #DIV/0! | kWh | #DIV/0!
0.5 | 0.1 | 0 | #DIV/0! | #DIV/0! | #DIV/0! | #DIV/0! | #DIV/0! | #DIV/0! | #DIV/0! | #DIV/0! | #DIV/0! | #DIV/0! |  |  |  | #DIV/0! | #DIV/0! | #DIV/0! | kWh | #DIV/0!
0.6 | 0.1 | 0 | #DIV/0! | #DIV/0! | #DIV/0! | #DIV/0! | #DIV/0! | #DIV/0! | #DIV/0! | #DIV/0! | #DIV/0! | #DIV/0! |  |  |  | #DIV/0! | #DIV/0! | #DIV/0! | kWh | #DIV/0!
0.7 | 0.1 | 0 | #DIV/0! | #DIV/0! | #DIV/0! | #DIV/0! | #DIV/0! | #DIV/0! | #DIV/0! | #DIV/0! | #DIV/0! | #DIV/0! |  |  |  | #DIV/0! | #DIV/0! | #DIV/0! | kWh | #DIV/0!
0.8 | 0.1 | 0 | #DIV/0! | #DIV/0! | #DIV/0! | #DIV/0! | #DIV/0! | #DIV/0! | #DIV/0! | #DIV/0! | #DIV/0! | #DIV/0! |  |  |  | #DIV/0! | #DIV/0! | #DIV/0! | kWh | #DIV/0!
0.9 | 0.1 | 0 | #DIV/0! | #DIV/0! | #DIV/0! | #DIV/0! | #DIV/0! | #DIV/0! | #DIV/0! | #DIV/0! | #DIV/0! | #DIV/0! |  |  |  | #DIV/0! | #DIV/0! | #DIV/0! | kWh | #DIV/0!
0.95 | 0.05 | 0 | #DIV/0! | #DIV/0! | #DIV/0! | #DIV/0! | #DIV/0! | #DIV/0! | #DIV/0! | #DIV/0! | #DIV/0! | #DIV/0! |  |  |  | #DIV/0! | #DIV/0! | #DIV/0! | kWh | #DIV/0!
0.99 | 0.04 | 0 | #DIV/0! | #DIV/0! | #DIV/0! | #DIV/0! | #DIV/0! | #DIV/0! | #DIV/0! | #DIV/0! | #DIV/0! | #DIV/0! |  |  |  | #DIV/0! | #DIV/0! | #DIV/0! | kWh | #DIV/0!
1 | 0.01 | 0 | #DIV/0! | #DIV/0! | #DIV/0! | #DIV/0! | #DIV/0! | #DIV/0! | #DIV/0! | #DIV/0! | #DIV/0! | #DIV/0! |  |  |  | #DIV/0! | #DIV/0! | #DIV/0! | kWh | #DIV/0!
[5 empty] | June: mean; July: #DIV/0!; Aug: #DIV/0! |  | #DIV/0! | #DIV/0! | #DIV/0!
Exceed | Prob of any flow | Dec | [15 empty] | 31
Prob. | occurring | flow | value | U(m/s) | Jan: Re; Feb: Colebrook iterations; May: friction coef; June: hf (m); July: Power; Aug: Output
0.05 | 0.05 | 0 | #DIV/0! | #DIV/0! | #DIV/0! | #DIV/0! | #DIV/0! | #DIV/0! | #DIV/0! | #DIV/0! | #DIV/0! | #DIV/0! |  |  |  | #DIV/0! | #DIV/0! | #DIV/0! | kWh | #DIV/0!
0.1 | 0.05 | 0 | #DIV/0! | #DIV/0! | #DIV/0! | #DIV/0! | #DIV/0! | #DIV/0! | #DIV/0! | #DIV/0! | #DIV/0! | #DIV/0! |  |  |  | #DIV/0! | #DIV/0! | #DIV/0! | kWh | #DIV/0!
0.2 | 0.1 | 0 | #DIV/0! | #DIV/0! | #DIV/0! | #DIV/0! | #DIV/0! | #DIV/0! | #DIV/0! | #DIV/0! | #DIV/0! | #DIV/0! |  |  |  | #DIV/0! | #DIV/0! | #DIV/0! | kWh | #DIV/0!
0.3 | 0.1 | 0 | #DIV/0! | #DIV/0! | #DIV/0! | #DIV/0! | #DIV/0! | #DIV/0! | #DIV/0! | #DIV/0! | #DIV/0! | #DIV/0! |  |  |  | #DIV/0! | #DIV/0! | #DIV/0! | kWh | #DIV/0!
0.4 | 0.1 | 0 | #DIV/0! | #DIV/0! | #DIV/0! | #DIV/0! | #DIV/0! | #DIV/0! | #DIV/0! | #DIV/0! | #DIV/0! | #DIV/0! |  |  |  | #DIV/0! | #DIV/0! | #DIV/0! | kWh | #DIV/0!
0.5 | 0.1 | 0 | #DIV/0! | #DIV/0! | #DIV/0! | #DIV/0! | #DIV/0! | #DIV/0! | #DIV/0! | #DIV/0! | #DIV/0! | #DIV/0! |  |  |  | #DIV/0! | #DIV/0! | #DIV/0! | kWh | #DIV/0!
0.6 | 0.1 | 0 | #DIV/0! | #DIV/0! | #DIV/0! | #DIV/0! | #DIV/0! | #DIV/0! | #DIV/0! | #DIV/0! | #DIV/0! | #DIV/0! |  |  |  | #DIV/0! | #DIV/0! | #DIV/0! | kWh | #DIV/0!
0.7 | 0.1 | 0 | #DIV/0! | #DIV/0! | #DIV/0! | #DIV/0! | #DIV/0! | #DIV/0! | #DIV/0! | #DIV/0! | #DIV/0! | #DIV/0! |  |  |  | #DIV/0! | #DIV/0! | #DIV/0! | kWh | #DIV/0!
0.8 | 0.1 | 0 | #DIV/0! | #DIV/0! | #DIV/0! | #DIV/0! | #DIV/0! | #DIV/0! | #DIV/0! | #DIV/0! | #DIV/0! | #DIV/0! |  |  |  | #DIV/0! | #DIV/0! | #DIV/0! | kWh | #DIV/0!
0.9 | 0.1 | 0 | #DIV/0! | #DIV/0! | #DIV/0! | #DIV/0! | #DIV/0! | #DIV/0! | #DIV/0! | #DIV/0! | #DIV/0! | #DIV/0! |  |  |  | #DIV/0! | #DIV/0! | #DIV/0! | kWh | #DIV/0!
0.95 | 0.05 | 0 | #DIV/0! | #DIV/0! | #DIV/0! | #DIV/0! | #DIV/0! | #DIV/0! | #DIV/0! | #DIV/0! | #DIV/0! | #DIV/0! |  |  |  | #DIV/0! | #DIV/0! | #DIV/0! | kWh | #DIV/0!
0.99 | 0.04 | 0 | #DIV/0! | #DIV/0! | #DIV/0! | #DIV/0! | #DIV/0! | #DIV/0! | #DIV/0! | #DIV/0! | #DIV/0! | #DIV/0! |  |  |  | #DIV/0! | #DIV/0! | #DIV/0! | kWh | #DIV/0!
1 | 0.01 | 0 | #DIV/0! | #DIV/0! | #DIV/0! | #DIV/0! | #DIV/0! | #DIV/0! | #DIV/0! | #DIV/0! | #DIV/0! | #DIV/0! |  |  |  | #DIV/0! | #DIV/0! | #DIV/0! | kWh | #DIV/0!
[5 empty] | June: mean; July: #DIV/0!; Aug: #DIV/0! |  | #DIV/0! | #DIV/0! | #DIV/0!
|  | Output | Days | Value | [13 empty] | kWh
| Jan | #DIV/0! | 31 | #DIV/0! | [12 empty] | TOTAL | #DIV/0! | #DIV/0!
| Feb | #DIV/0! | 28 | #DIV/0! | [12 empty] | Average | #DIV/0!
| Mar | #DIV/0! | 31 | #DIV/0!
| Apr | #DIV/0! | 30 | #DIV/0! | [13 empty] | Output | Days | Value
| May | #DIV/0! | 31 | #DIV/0! | [12 empty] | Jan | #DIV/0! | 31 | #DIV/0!
| Jun | #DIV/0! | 30 | #DIV/0! | [12 empty] | Feb | #DIV/0! | 28 | #DIV/0!
| Jul | #DIV/0! | 20 | #DIV/0! | [12 empty] | Mar | #DIV/0! | 31 | #DIV/0!
| Aug | #DIV/0! | 20 | #DIV/0! | [12 empty] | Apr | #DIV/0! | 30 | #DIV/0!
| Sep | #DIV/0! | 30 | #DIV/0! | [12 empty] | May | #DIV/0! | 31 | #DIV/0!
| Oct | #DIV/0! | 31 | #DIV/0! | [12 empty] | Jun | #DIV/0! | 30 | #DIV/0!
| Nov | #DIV/0! | 30 | #DIV/0! | [12 empty] | Jul | #DIV/0! | 20 | #DIV/0!
| Dec | #DIV/0! | 31 | #DIV/0! | [12 empty] | Aug | #DIV/0! | 20 | #DIV/0!
|  |  | TOTAL | #DIV/0! | [12 empty] | Sep | #DIV/0! | 30 | #DIV/0!
|  |  | d/time 2% | #DIV/0! | [12 empty] | Oct | #DIV/0! | 31 | #DIV/0!
|  |  | av hour | #DIV/0! | [12 empty] | Nov | #DIV/0! | 30 | #DIV/0! | bar: Jan
[17 empty] | Dec | #DIV/0! | 31 | #DIV/0!
[19 empty] | TOTAL | #DIV/0!
[19 empty] | d/time 2% | #DIV/0!
[19 empty] | av hour | #DIV/0!

## Diameter5 (hidden)
| Intake Elevation (m) | 0 |  | Kinematic Viscosity | 0
| Generator Elevation (m) | 0 |  | Roughness Coef (mm) | 0 |  | Gravity | 9.81
| Net Head (m) | 0 |  | Pipe Diameter (m) | 0.5 |  | e/D | 0
| Pipe Length (m) | 0 |  | Pipe X-Section Area (m2) | 0.19635 |  | Iteration Start | 0.02
| Hydraulic Gradient | #DIV/0! |  | Flow Velocity (m/s) | #DIV/0!
| Turbine Eff. (%) | 0 |  | Discharge Rate(m^3/s) | #DIV/0!
Low Flows Summary
Annual |  |  |  | Monthly
[5 empty] | Jan | Feb | Mar | Apr | May | June | July | Aug | Sep | Oct | Nov | Dec
Annual mean flow | 0 |  |  | Monthly mean | 0 | 0 | 0 | 0 | 0 | 0 | 0 | 0 | 0 | 0 | 0 | 0
Q95 | 0 |  |  | Q95 | 0 | 0 | 0 | 0 | 0 | 0 | 0 | 0 | 0 | 0 | 0 | 0
| P (%) | Q (m³/s) |  | P (%) | Q (m³/s) | Q (m³/s) | Q (m³/s) | Q (m³/s) | Q (m³/s) | Q (m³/s) | Q (m³/s) | Q (m³/s) | Q (m³/s) | Q (m³/s) | Q (m³/s) | Q (m³/s)
1 | 5 | 0 |  | 5 | 0 | 0 | 0 | 0 | 0 | 0 | 0 | 0 | 0 | 0 | 0 | 0
2 | 10 | 0 |  | 10 | 0 | 0 | 0 | 0 | 0 | 0 | 0 | 0 | 0 | 0 | 0 | 0
3 | 20 | 0 |  | 20 | 0 | 0 | 0 | 0 | 0 | 0 | 0 | 0 | 0 | 0 | 0 | 0
4 | 30 | 0 |  | 30 | 0 | 0 | 0 | 0 | 0 | 0 | 0 | 0 | 0 | 0 | 0 | 0
5 | 40 | 0 |  | 40 | 0 | 0 | 0 | 0 | 0 | 0 | 0 | 0 | 0 | 0 | 0 | 0
6 | 50 | 0 |  | 50 | 0 | 0 | 0 | 0 | 0 | 0 | 0 | 0 | 0 | 0 | 0 | 0
7 | 60 | 0 |  | 60 | 0 | 0 | 0 | 0 | 0 | 0 | 0 | 0 | 0 | 0 | 0 | 0
8 | 70 | 0 |  | 70 | 0 | 0 | 0 | 0 | 0 | 0 | 0 | 0 | 0 | 0 | 0 | 0
9 | 80 | 0 |  | 80 | 0 | 0 | 0 | 0 | 0 | 0 | 0 | 0 | 0 | 0 | 0 | 0
10 | 90 | 0 |  | 90 | 0 | 0 | 0 | 0 | 0 | 0 | 0 | 0 | 0 | 0 | 0 | 0
11 | 95 | 0 |  | 95 | 0 | 0 | 0 | 0 | 0 | 0 | 0 | 0 | 0 | 0 | 0 | 0
12 | 99 | 0 |  | 99 | 0 | 0 | 0 | 0 | 0 | 0 | 0 | 0 | 0 | 0 | 0 | 0
Period | Mean Flow (m³/s) | Q95 (m³/s) | Captured Flow (m³/s) | U(m/s) | Jan: Re; Feb: Colebrook iterations; May: friction coef; June: hf (m); July: Power
Annual | #REF! | 0 | #REF! | #REF! | Jan: #REF!; Feb: #REF!; Mar: #REF!; Apr: #REF!; May: #REF!; June: #REF!; July: #REF!
Jan | #REF! | #REF! | #REF! | #REF! | Jan: #REF!; Feb: #REF!; Mar: #REF!; Apr: #REF!; May: #REF!; June: #REF!; July: #REF!
Feb | #REF! | #REF! | #REF! | #REF! | Jan: #REF!; Feb: #REF!; Mar: #REF!; Apr: #REF!; May: #REF!; June: #REF!; July: #REF!
Mar | #REF! | #REF! | #REF! | #REF! | Jan: #REF!; Feb: #REF!; Mar: #REF!; Apr: #REF!; May: #REF!; June: #REF!; July: #REF!
Apr | #REF! | #REF! | #REF! | #REF! | Jan: #REF!; Feb: #REF!; Mar: #REF!; Apr: #REF!; May: #REF!; June: #REF!; July: #REF!
May | #REF! | #REF! | #REF! | #REF! | Jan: #REF!; Feb: #REF!; Mar: #REF!; Apr: #REF!; May: #REF!; June: #REF!; July: #REF!
Jun | #REF! | #REF! | #REF! | #REF! | Jan: #REF!; Feb: #REF!; Mar: #REF!; Apr: #REF!; May: #REF!; June: #REF!; July: #REF!
Jul | #REF! | #REF! | #REF! | #REF! | Jan: #REF!; Feb: #REF!; Mar: #REF!; Apr: #REF!; May: #REF!; June: #REF!; July: #REF!
Aug | #REF! | #REF! | #REF! | #REF! | Jan: #REF!; Feb: #REF!; Mar: #REF!; Apr: #REF!; May: #REF!; June: #REF!; July: #REF!
Sep | #REF! | #REF! | #REF! | #REF! | Jan: #REF!; Feb: #REF!; Mar: #REF!; Apr: #REF!; May: #REF!; June: #REF!; July: #REF!
Oct | #REF! | #REF! | #REF! | #REF! | Jan: #REF!; Feb: #REF!; Mar: #REF!; Apr: #REF!; May: #REF!; June: #REF!; July: #REF!
Nov | #REF! | #REF! | #REF! | #REF! | Jan: #REF!; Feb: #REF!; Mar: #REF!; Apr: #REF!; May: #REF!; June: #REF!; July: #REF!
Dec | #REF! | #REF! | #REF! | #REF! | Jan: #REF!; Feb: #REF!; Mar: #REF!; Apr: #REF!; May: #REF!; June: #REF!; July: #REF!
[10 empty] | mean | #REF!
Exceed | Prob of any flow | Jan | [15 empty] | 31
Prob. | occurring | flow | value | U(m/s) | Jan: Re; Feb: Colebrook iterations; May: friction coef; June: hf (m); July: Power; Aug: Output; Dec: Capturing
0.05 | 0.05 | 0 | #DIV/0! | #DIV/0! | #DIV/0! | #DIV/0! | #DIV/0! | #DIV/0! | #DIV/0! | #DIV/0! | #DIV/0! | #DIV/0! |  |  |  | #DIV/0! | #DIV/0! | #DIV/0! | kWh | #DIV/0!
0.1 | 0.05 | 0 | #DIV/0! | #DIV/0! | #DIV/0! | #DIV/0! | #DIV/0! | #DIV/0! | #DIV/0! | #DIV/0! | #DIV/0! | #DIV/0! |  |  |  | #DIV/0! | #DIV/0! | #DIV/0! | kWh | #DIV/0!
0.2 | 0.1 | 0 | #DIV/0! | #DIV/0! | #DIV/0! | #DIV/0! | #DIV/0! | #DIV/0! | #DIV/0! | #DIV/0! | #DIV/0! | #DIV/0! |  |  |  | #DIV/0! | #DIV/0! | #DIV/0! | kWh | #DIV/0!
0.3 | 0.1 | 0 | #DIV/0! | #DIV/0! | #DIV/0! | #DIV/0! | #DIV/0! | #DIV/0! | #DIV/0! | #DIV/0! | #DIV/0! | #DIV/0! |  |  |  | #DIV/0! | #DIV/0! | #DIV/0! | kWh | #DIV/0!
0.4 | 0.1 | 0 | #DIV/0! | #DIV/0! | #DIV/0! | #DIV/0! | #DIV/0! | #DIV/0! | #DIV/0! | #DIV/0! | #DIV/0! | #DIV/0! |  |  |  | #DIV/0! | #DIV/0! | #DIV/0! | kWh | #DIV/0!
0.5 | 0.1 | 0 | #DIV/0! | #DIV/0! | #DIV/0! | #DIV/0! | #DIV/0! | #DIV/0! | #DIV/0! | #DIV/0! | #DIV/0! | #DIV/0! |  |  |  | #DIV/0! | #DIV/0! | #DIV/0! | kWh | #DIV/0!
0.6 | 0.1 | 0 | #DIV/0! | #DIV/0! | #DIV/0! | #DIV/0! | #DIV/0! | #DIV/0! | #DIV/0! | #DIV/0! | #DIV/0! | #DIV/0! |  |  |  | #DIV/0! | #DIV/0! | #DIV/0! | kWh | #DIV/0!
0.7 | 0.1 | 0 | #DIV/0! | #DIV/0! | #DIV/0! | #DIV/0! | #DIV/0! | #DIV/0! | #DIV/0! | #DIV/0! | #DIV/0! | #DIV/0! |  |  |  | #DIV/0! | #DIV/0! | #DIV/0! | kWh | #DIV/0!
0.8 | 0.1 | 0 | #DIV/0! | #DIV/0! | #DIV/0! | #DIV/0! | #DIV/0! | #DIV/0! | #DIV/0! | #DIV/0! | #DIV/0! | #DIV/0! |  |  |  | #DIV/0! | #DIV/0! | #DIV/0! | kWh | #DIV/0!
0.9 | 0.1 | 0 | #DIV/0! | #DIV/0! | #DIV/0! | #DIV/0! | #DIV/0! | #DIV/0! | #DIV/0! | #DIV/0! | #DIV/0! | #DIV/0! |  |  |  | #DIV/0! | #DIV/0! | #DIV/0! | kWh | #DIV/0!
0.95 | 0.05 | 0 | #DIV/0! | #DIV/0! | #DIV/0! | #DIV/0! | #DIV/0! | #DIV/0! | #DIV/0! | #DIV/0! | #DIV/0! | #DIV/0! |  |  |  | #DIV/0! | #DIV/0! | #DIV/0! | kWh | #DIV/0!
0.99 | 0.04 | 0 | #DIV/0! | #DIV/0! | #DIV/0! | #DIV/0! | #DIV/0! | #DIV/0! | #DIV/0! | #DIV/0! | #DIV/0! | #DIV/0! |  |  |  | #DIV/0! | #DIV/0! | #DIV/0! | kWh | #DIV/0!
1 | 0.01 | 0 | #DIV/0! | #DIV/0! | #DIV/0! | #DIV/0! | #DIV/0! | #DIV/0! | #DIV/0! | #DIV/0! | #DIV/0! | #DIV/0! |  |  |  | #DIV/0! | #DIV/0! | #DIV/0! | kWh | #DIV/0!
[5 empty] | July: Total; Aug: #DIV/0! |  | #DIV/0! | #DIV/0! | #DIV/0!
Exceed | Prob of any flow | Feb | [15 empty] | 28
Prob. | occurring | flow | value | U(m/s) | Jan: Re; Feb: Colebrook iterations; May: friction coef; June: hf (m); July: Power; Aug: Output
0.05 | 0.05 | 0 | #DIV/0! | #DIV/0! | #DIV/0! | #DIV/0! | #DIV/0! | #DIV/0! | #DIV/0! | #DIV/0! | #DIV/0! | #DIV/0! |  |  |  | #DIV/0! | #DIV/0! | #DIV/0! | kWh | #DIV/0!
0.1 | 0.05 | 0 | #DIV/0! | #DIV/0! | #DIV/0! | #DIV/0! | #DIV/0! | #DIV/0! | #DIV/0! | #DIV/0! | #DIV/0! | #DIV/0! |  |  |  | #DIV/0! | #DIV/0! | #DIV/0! | kWh | #DIV/0!
0.2 | 0.1 | 0 | #DIV/0! | #DIV/0! | #DIV/0! | #DIV/0! | #DIV/0! | #DIV/0! | #DIV/0! | #DIV/0! | #DIV/0! | #DIV/0! |  |  |  | #DIV/0! | #DIV/0! | #DIV/0! | kWh | #DIV/0!
0.3 | 0.1 | 0 | #DIV/0! | #DIV/0! | #DIV/0! | #DIV/0! | #DIV/0! | #DIV/0! | #DIV/0! | #DIV/0! | #DIV/0! | #DIV/0! |  |  |  | #DIV/0! | #DIV/0! | #DIV/0! | kWh | #DIV/0!
0.4 | 0.1 | 0 | #DIV/0! | #DIV/0! | #DIV/0! | #DIV/0! | #DIV/0! | #DIV/0! | #DIV/0! | #DIV/0! | #DIV/0! | #DIV/0! |  |  |  | #DIV/0! | #DIV/0! | #DIV/0! | kWh | #DIV/0!
0.5 | 0.1 | 0 | #DIV/0! | #DIV/0! | #DIV/0! | #DIV/0! | #DIV/0! | #DIV/0! | #DIV/0! | #DIV/0! | #DIV/0! | #DIV/0! |  |  |  | #DIV/0! | #DIV/0! | #DIV/0! | kWh | #DIV/0!
0.6 | 0.1 | 0 | #DIV/0! | #DIV/0! | #DIV/0! | #DIV/0! | #DIV/0! | #DIV/0! | #DIV/0! | #DIV/0! | #DIV/0! | #DIV/0! |  |  |  | #DIV/0! | #DIV/0! | #DIV/0! | kWh | #DIV/0!
0.7 | 0.1 | 0 | #DIV/0! | #DIV/0! | #DIV/0! | #DIV/0! | #DIV/0! | #DIV/0! | #DIV/0! | #DIV/0! | #DIV/0! | #DIV/0! |  |  |  | #DIV/0! | #DIV/0! | #DIV/0! | kWh | #DIV/0!
0.8 | 0.1 | 0 | #DIV/0! | #DIV/0! | #DIV/0! | #DIV/0! | #DIV/0! | #DIV/0! | #DIV/0! | #DIV/0! | #DIV/0! | #DIV/0! |  |  |  | #DIV/0! | #DIV/0! | #DIV/0! | kWh | #DIV/0!
0.9 | 0.1 | 0 | #DIV/0! | #DIV/0! | #DIV/0! | #DIV/0! | #DIV/0! | #DIV/0! | #DIV/0! | #DIV/0! | #DIV/0! | #DIV/0! |  |  |  | #DIV/0! | #DIV/0! | #DIV/0! | kWh | #DIV/0!
0.95 | 0.05 | 0 | #DIV/0! | #DIV/0! | #DIV/0! | #DIV/0! | #DIV/0! | #DIV/0! | #DIV/0! | #DIV/0! | #DIV/0! | #DIV/0! |  |  |  | #DIV/0! | #DIV/0! | #DIV/0! | kWh | #DIV/0!
0.99 | 0.04 | 0 | #DIV/0! | #DIV/0! | #DIV/0! | #DIV/0! | #DIV/0! | #DIV/0! | #DIV/0! | #DIV/0! | #DIV/0! | #DIV/0! |  |  |  | #DIV/0! | #DIV/0! | #DIV/0! | kWh | #DIV/0!
1 | 0.01 | 0 | #DIV/0! | #DIV/0! | #DIV/0! | #DIV/0! | #DIV/0! | #DIV/0! | #DIV/0! | #DIV/0! | #DIV/0! | #DIV/0! |  |  |  | #DIV/0! | #DIV/0! | #DIV/0! | kWh | #DIV/0!
[5 empty] | June: mean; July: #DIV/0!; Aug: #DIV/0! |  | #DIV/0! | #DIV/0! | #DIV/0!
Exceed | Prob of any flow | Mar | [15 empty] | 31
Prob. | occurring | flow | value | U(m/s) | Jan: Re; Feb: Colebrook iterations; May: friction coef; June: hf (m); July: Power; Aug: Output
0.05 | 0.05 | 0 | #DIV/0! | #DIV/0! | #DIV/0! | #DIV/0! | #DIV/0! | #DIV/0! | #DIV/0! | #DIV/0! | #DIV/0! | #DIV/0! |  |  |  | #DIV/0! | #DIV/0! | #DIV/0! | kWh | #DIV/0!
0.1 | 0.05 | 0 | #DIV/0! | #DIV/0! | #DIV/0! | #DIV/0! | #DIV/0! | #DIV/0! | #DIV/0! | #DIV/0! | #DIV/0! | #DIV/0! |  |  |  | #DIV/0! | #DIV/0! | #DIV/0! | kWh | #DIV/0!
0.2 | 0.1 | 0 | #DIV/0! | #DIV/0! | #DIV/0! | #DIV/0! | #DIV/0! | #DIV/0! | #DIV/0! | #DIV/0! | #DIV/0! | #DIV/0! |  |  |  | #DIV/0! | #DIV/0! | #DIV/0! | kWh | #DIV/0!
0.3 | 0.1 | 0 | #DIV/0! | #DIV/0! | #DIV/0! | #DIV/0! | #DIV/0! | #DIV/0! | #DIV/0! | #DIV/0! | #DIV/0! | #DIV/0! |  |  |  | #DIV/0! | #DIV/0! | #DIV/0! | kWh | #DIV/0!
0.4 | 0.1 | 0 | #DIV/0! | #DIV/0! | #DIV/0! | #DIV/0! | #DIV/0! | #DIV/0! | #DIV/0! | #DIV/0! | #DIV/0! | #DIV/0! |  |  |  | #DIV/0! | #DIV/0! | #DIV/0! | kWh | #DIV/0!
0.5 | 0.1 | 0 | #DIV/0! | #DIV/0! | #DIV/0! | #DIV/0! | #DIV/0! | #DIV/0! | #DIV/0! | #DIV/0! | #DIV/0! | #DIV/0! |  |  |  | #DIV/0! | #DIV/0! | #DIV/0! | kWh | #DIV/0!
0.6 | 0.1 | 0 | #DIV/0! | #DIV/0! | #DIV/0! | #DIV/0! | #DIV/0! | #DIV/0! | #DIV/0! | #DIV/0! | #DIV/0! | #DIV/0! |  |  |  | #DIV/0! | #DIV/0! | #DIV/0! | kWh | #DIV/0!
0.7 | 0.1 | 0 | #DIV/0! | #DIV/0! | #DIV/0! | #DIV/0! | #DIV/0! | #DIV/0! | #DIV/0! | #DIV/0! | #DIV/0! | #DIV/0! |  |  |  | #DIV/0! | #DIV/0! | #DIV/0! | kWh | #DIV/0!
0.8 | 0.1 | 0 | #DIV/0! | #DIV/0! | #DIV/0! | #DIV/0! | #DIV/0! | #DIV/0! | #DIV/0! | #DIV/0! | #DIV/0! | #DIV/0! |  |  |  | #DIV/0! | #DIV/0! | #DIV/0! | kWh | #DIV/0!
0.9 | 0.1 | 0 | #DIV/0! | #DIV/0! | #DIV/0! | #DIV/0! | #DIV/0! | #DIV/0! | #DIV/0! | #DIV/0! | #DIV/0! | #DIV/0! |  |  |  | #DIV/0! | #DIV/0! | #DIV/0! | kWh | #DIV/0!
0.95 | 0.05 | 0 | #DIV/0! | #DIV/0! | #DIV/0! | #DIV/0! | #DIV/0! | #DIV/0! | #DIV/0! | #DIV/0! | #DIV/0! | #DIV/0! |  |  |  | #DIV/0! | #DIV/0! | #DIV/0! | kWh | #DIV/0!
0.99 | 0.04 | 0 | #DIV/0! | #DIV/0! | #DIV/0! | #DIV/0! | #DIV/0! | #DIV/0! | #DIV/0! | #DIV/0! | #DIV/0! | #DIV/0! |  |  |  | #DIV/0! | #DIV/0! | #DIV/0! | kWh | #DIV/0!
1 | 0.01 | 0 | #DIV/0! | #DIV/0! | #DIV/0! | #DIV/0! | #DIV/0! | #DIV/0! | #DIV/0! | #DIV/0! | #DIV/0! | #DIV/0! |  |  |  | #DIV/0! | #DIV/0! | #DIV/0! | kWh | #DIV/0!
[5 empty] | June: mean; July: #DIV/0!; Aug: #DIV/0! |  | #DIV/0! | #DIV/0! | #DIV/0!
Exceed | Prob of any flow | Apr | [15 empty] | 30
Prob. | occurring | flow | value | U(m/s) | Jan: Re; Feb: Colebrook iterations; May: friction coef; June: hf (m); July: Power; Aug: Output
0.05 | 0.05 | 0 | #DIV/0! | #DIV/0! | #DIV/0! | #DIV/0! | #DIV/0! | #DIV/0! | #DIV/0! | #DIV/0! | #DIV/0! | #DIV/0! |  |  |  | #DIV/0! | #DIV/0! | #DIV/0! | kWh | #DIV/0!
0.1 | 0.05 | 0 | #DIV/0! | #DIV/0! | #DIV/0! | #DIV/0! | #DIV/0! | #DIV/0! | #DIV/0! | #DIV/0! | #DIV/0! | #DIV/0! |  |  |  | #DIV/0! | #DIV/0! | #DIV/0! | kWh | #DIV/0!
0.2 | 0.1 | 0 | #DIV/0! | #DIV/0! | #DIV/0! | #DIV/0! | #DIV/0! | #DIV/0! | #DIV/0! | #DIV/0! | #DIV/0! | #DIV/0! |  |  |  | #DIV/0! | #DIV/0! | #DIV/0! | kWh | #DIV/0!
0.3 | 0.1 | 0 | #DIV/0! | #DIV/0! | #DIV/0! | #DIV/0! | #DIV/0! | #DIV/0! | #DIV/0! | #DIV/0! | #DIV/0! | #DIV/0! |  |  |  | #DIV/0! | #DIV/0! | #DIV/0! | kWh | #DIV/0!
0.4 | 0.1 | 0 | #DIV/0! | #DIV/0! | #DIV/0! | #DIV/0! | #DIV/0! | #DIV/0! | #DIV/0! | #DIV/0! | #DIV/0! | #DIV/0! |  |  |  | #DIV/0! | #DIV/0! | #DIV/0! | kWh | #DIV/0!
0.5 | 0.1 | 0 | #DIV/0! | #DIV/0! | #DIV/0! | #DIV/0! | #DIV/0! | #DIV/0! | #DIV/0! | #DIV/0! | #DIV/0! | #DIV/0! |  |  |  | #DIV/0! | #DIV/0! | #DIV/0! | kWh | #DIV/0!
0.6 | 0.1 | 0 | #DIV/0! | #DIV/0! | #DIV/0! | #DIV/0! | #DIV/0! | #DIV/0! | #DIV/0! | #DIV/0! | #DIV/0! | #DIV/0! |  |  |  | #DIV/0! | #DIV/0! | #DIV/0! | kWh | #DIV/0!
0.7 | 0.1 | 0 | #DIV/0! | #DIV/0! | #DIV/0! | #DIV/0! | #DIV/0! | #DIV/0! | #DIV/0! | #DIV/0! | #DIV/0! | #DIV/0! |  |  |  | #DIV/0! | #DIV/0! | #DIV/0! | kWh | #DIV/0!
0.8 | 0.1 | 0 | #DIV/0! | #DIV/0! | #DIV/0! | #DIV/0! | #DIV/0! | #DIV/0! | #DIV/0! | #DIV/0! | #DIV/0! | #DIV/0! |  |  |  | #DIV/0! | #DIV/0! | #DIV/0! | kWh | #DIV/0!
0.9 | 0.1 | 0 | #DIV/0! | #DIV/0! | #DIV/0! | #DIV/0! | #DIV/0! | #DIV/0! | #DIV/0! | #DIV/0! | #DIV/0! | #DIV/0! |  |  |  | #DIV/0! | #DIV/0! | #DIV/0! | kWh | #DIV/0!
0.95 | 0.05 | 0 | #DIV/0! | #DIV/0! | #DIV/0! | #DIV/0! | #DIV/0! | #DIV/0! | #DIV/0! | #DIV/0! | #DIV/0! | #DIV/0! |  |  |  | #DIV/0! | #DIV/0! | #DIV/0! | kWh | #DIV/0!
0.99 | 0.04 | 0 | #DIV/0! | #DIV/0! | #DIV/0! | #DIV/0! | #DIV/0! | #DIV/0! | #DIV/0! | #DIV/0! | #DIV/0! | #DIV/0! |  |  |  | #DIV/0! | #DIV/0! | #DIV/0! | kWh | #DIV/0!
1 | 0.01 | 0 | #DIV/0! | #DIV/0! | #DIV/0! | #DIV/0! | #DIV/0! | #DIV/0! | #DIV/0! | #DIV/0! | #DIV/0! | #DIV/0! |  |  |  | #DIV/0! | #DIV/0! | #DIV/0! | kWh | #DIV/0!
[5 empty] | June: mean; July: #DIV/0!; Aug: #DIV/0! |  | #DIV/0! | #DIV/0! | #DIV/0!
Exceed | Prob of any flow | May | [15 empty] | 31
Prob. | occurring | flow | value | U(m/s) | Jan: Re; Feb: Colebrook iterations; May: friction coef; June: hf (m); July: Power; Aug: Output
0.05 | 0.05 | 0 | #DIV/0! | #DIV/0! | #DIV/0! | #DIV/0! | #DIV/0! | #DIV/0! | #DIV/0! | #DIV/0! | #DIV/0! | #DIV/0! |  |  |  | #DIV/0! | #DIV/0! | #DIV/0! | kWh | #DIV/0!
0.1 | 0.05 | 0 | #DIV/0! | #DIV/0! | #DIV/0! | #DIV/0! | #DIV/0! | #DIV/0! | #DIV/0! | #DIV/0! | #DIV/0! | #DIV/0! |  |  |  | #DIV/0! | #DIV/0! | #DIV/0! | kWh | #DIV/0!
0.2 | 0.1 | 0 | #DIV/0! | #DIV/0! | #DIV/0! | #DIV/0! | #DIV/0! | #DIV/0! | #DIV/0! | #DIV/0! | #DIV/0! | #DIV/0! |  |  |  | #DIV/0! | #DIV/0! | #DIV/0! | kWh | #DIV/0!
0.3 | 0.1 | 0 | #DIV/0! | #DIV/0! | #DIV/0! | #DIV/0! | #DIV/0! | #DIV/0! | #DIV/0! | #DIV/0! | #DIV/0! | #DIV/0! |  |  |  | #DIV/0! | #DIV/0! | #DIV/0! | kWh | #DIV/0!
0.4 | 0.1 | 0 | #DIV/0! | #DIV/0! | #DIV/0! | #DIV/0! | #DIV/0! | #DIV/0! | #DIV/0! | #DIV/0! | #DIV/0! | #DIV/0! |  |  |  | #DIV/0! | #DIV/0! | #DIV/0! | kWh | #DIV/0!
0.5 | 0.1 | 0 | #DIV/0! | #DIV/0! | #DIV/0! | #DIV/0! | #DIV/0! | #DIV/0! | #DIV/0! | #DIV/0! | #DIV/0! | #DIV/0! |  |  |  | #DIV/0! | #DIV/0! | #DIV/0! | kWh | #DIV/0!
0.6 | 0.1 | 0 | #DIV/0! | #DIV/0! | #DIV/0! | #DIV/0! | #DIV/0! | #DIV/0! | #DIV/0! | #DIV/0! | #DIV/0! | #DIV/0! |  |  |  | #DIV/0! | #DIV/0! | #DIV/0! | kWh | #DIV/0!
0.7 | 0.1 | 0 | #DIV/0! | #DIV/0! | #DIV/0! | #DIV/0! | #DIV/0! | #DIV/0! | #DIV/0! | #DIV/0! | #DIV/0! | #DIV/0! |  |  |  | #DIV/0! | #DIV/0! | #DIV/0! | kWh | #DIV/0!
0.8 | 0.1 | 0 | #DIV/0! | #DIV/0! | #DIV/0! | #DIV/0! | #DIV/0! | #DIV/0! | #DIV/0! | #DIV/0! | #DIV/0! | #DIV/0! |  |  |  | #DIV/0! | #DIV/0! | #DIV/0! | kWh | #DIV/0!
0.9 | 0.1 | 0 | #DIV/0! | #DIV/0! | #DIV/0! | #DIV/0! | #DIV/0! | #DIV/0! | #DIV/0! | #DIV/0! | #DIV/0! | #DIV/0! |  |  |  | #DIV/0! | #DIV/0! | #DIV/0! | kWh | #DIV/0!
0.95 | 0.05 | 0 | #DIV/0! | #DIV/0! | #DIV/0! | #DIV/0! | #DIV/0! | #DIV/0! | #DIV/0! | #DIV/0! | #DIV/0! | #DIV/0! |  |  |  | #DIV/0! | #DIV/0! | #DIV/0! | kWh | #DIV/0!
0.99 | 0.04 | 0 | #DIV/0! | #DIV/0! | #DIV/0! | #DIV/0! | #DIV/0! | #DIV/0! | #DIV/0! | #DIV/0! | #DIV/0! | #DIV/0! |  |  |  | #DIV/0! | #DIV/0! | #DIV/0! | kWh | #DIV/0!
1 | 0.01 | 0 | #DIV/0! | #DIV/0! | #DIV/0! | #DIV/0! | #DIV/0! | #DIV/0! | #DIV/0! | #DIV/0! | #DIV/0! | #DIV/0! |  |  |  | #DIV/0! | #DIV/0! | #DIV/0! | kWh | #DIV/0!
[5 empty] | June: mean; July: #DIV/0!; Aug: #DIV/0! |  | #DIV/0! | #DIV/0! | #DIV/0!
Exceed | Prob of any flow | Jun | [15 empty] | 30
Prob. | occurring | flow | value | U(m/s) | Jan: Re; Feb: Colebrook iterations; May: friction coef; June: hf (m); July: Power; Aug: Output
0.05 | 0.05 | 0 | #DIV/0! | #DIV/0! | #DIV/0! | #DIV/0! | #DIV/0! | #DIV/0! | #DIV/0! | #DIV/0! | #DIV/0! | #DIV/0! |  |  |  | #DIV/0! | #DIV/0! | #DIV/0! | kWh | #DIV/0!
0.1 | 0.05 | 0 | #DIV/0! | #DIV/0! | #DIV/0! | #DIV/0! | #DIV/0! | #DIV/0! | #DIV/0! | #DIV/0! | #DIV/0! | #DIV/0! |  |  |  | #DIV/0! | #DIV/0! | #DIV/0! | kWh | #DIV/0!
0.2 | 0.1 | 0 | #DIV/0! | #DIV/0! | #DIV/0! | #DIV/0! | #DIV/0! | #DIV/0! | #DIV/0! | #DIV/0! | #DIV/0! | #DIV/0! |  |  |  | #DIV/0! | #DIV/0! | #DIV/0! | kWh | #DIV/0!
0.3 | 0.1 | 0 | #DIV/0! | #DIV/0! | #DIV/0! | #DIV/0! | #DIV/0! | #DIV/0! | #DIV/0! | #DIV/0! | #DIV/0! | #DIV/0! |  |  |  | #DIV/0! | #DIV/0! | #DIV/0! | kWh | #DIV/0!
0.4 | 0.1 | 0 | #DIV/0! | #DIV/0! | #DIV/0! | #DIV/0! | #DIV/0! | #DIV/0! | #DIV/0! | #DIV/0! | #DIV/0! | #DIV/0! |  |  |  | #DIV/0! | #DIV/0! | #DIV/0! | kWh | #DIV/0!
0.5 | 0.1 | 0 | #DIV/0! | #DIV/0! | #DIV/0! | #DIV/0! | #DIV/0! | #DIV/0! | #DIV/0! | #DIV/0! | #DIV/0! | #DIV/0! |  |  |  | #DIV/0! | #DIV/0! | #DIV/0! | kWh | #DIV/0!
0.6 | 0.1 | 0 | #DIV/0! | #DIV/0! | #DIV/0! | #DIV/0! | #DIV/0! | #DIV/0! | #DIV/0! | #DIV/0! | #DIV/0! | #DIV/0! |  |  |  | #DIV/0! | #DIV/0! | #DIV/0! | kWh | #DIV/0!
0.7 | 0.1 | 0 | #DIV/0! | #DIV/0! | #DIV/0! | #DIV/0! | #DIV/0! | #DIV/0! | #DIV/0! | #DIV/0! | #DIV/0! | #DIV/0! |  |  |  | #DIV/0! | #DIV/0! | #DIV/0! | kWh | #DIV/0!
0.8 | 0.1 | 0 | #DIV/0! | #DIV/0! | #DIV/0! | #DIV/0! | #DIV/0! | #DIV/0! | #DIV/0! | #DIV/0! | #DIV/0! | #DIV/0! |  |  |  | #DIV/0! | #DIV/0! | #DIV/0! | kWh | #DIV/0!
0.9 | 0.1 | 0 | #DIV/0! | #DIV/0! | #DIV/0! | #DIV/0! | #DIV/0! | #DIV/0! | #DIV/0! | #DIV/0! | #DIV/0! | #DIV/0! |  |  |  | #DIV/0! | #DIV/0! | #DIV/0! | kWh | #DIV/0!
0.95 | 0.05 | 0 | #DIV/0! | #DIV/0! | #DIV/0! | #DIV/0! | #DIV/0! | #DIV/0! | #DIV/0! | #DIV/0! | #DIV/0! | #DIV/0! |  |  |  | #DIV/0! | #DIV/0! | #DIV/0! | kWh | #DIV/0!
0.99 | 0.04 | 0 | #DIV/0! | #DIV/0! | #DIV/0! | #DIV/0! | #DIV/0! | #DIV/0! | #DIV/0! | #DIV/0! | #DIV/0! | #DIV/0! |  |  |  | #DIV/0! | #DIV/0! | #DIV/0! | kWh | #DIV/0!
1 | 0.01 | 0 | #DIV/0! | #DIV/0! | #DIV/0! | #DIV/0! | #DIV/0! | #DIV/0! | #DIV/0! | #DIV/0! | #DIV/0! | #DIV/0! |  |  |  | #DIV/0! | #DIV/0! | #DIV/0! | kWh | #DIV/0!
[5 empty] | June: mean; July: #DIV/0!; Aug: #DIV/0! |  | #DIV/0! | #DIV/0! | #DIV/0!
Exceed | Prob of any flow | Jul | [15 empty] | 31
Prob. | occurring | flow | value | U(m/s) | Jan: Re; Feb: Colebrook iterations; May: friction coef; June: hf (m); July: Power; Aug: Output
0.05 | 0.05 | 0 | #DIV/0! | #DIV/0! | #DIV/0! | #DIV/0! | #DIV/0! | #DIV/0! | #DIV/0! | #DIV/0! | #DIV/0! | #DIV/0! |  |  |  | #DIV/0! | #DIV/0! | #DIV/0! | kWh | #DIV/0!
0.1 | 0.05 | 0 | #DIV/0! | #DIV/0! | #DIV/0! | #DIV/0! | #DIV/0! | #DIV/0! | #DIV/0! | #DIV/0! | #DIV/0! | #DIV/0! |  |  |  | #DIV/0! | #DIV/0! | #DIV/0! | kWh | #DIV/0!
0.2 | 0.1 | 0 | #DIV/0! | #DIV/0! | #DIV/0! | #DIV/0! | #DIV/0! | #DIV/0! | #DIV/0! | #DIV/0! | #DIV/0! | #DIV/0! |  |  |  | #DIV/0! | #DIV/0! | #DIV/0! | kWh | #DIV/0!
0.3 | 0.1 | 0 | #DIV/0! | #DIV/0! | #DIV/0! | #DIV/0! | #DIV/0! | #DIV/0! | #DIV/0! | #DIV/0! | #DIV/0! | #DIV/0! |  |  |  | #DIV/0! | #DIV/0! | #DIV/0! | kWh | #DIV/0!
0.4 | 0.1 | 0 | #DIV/0! | #DIV/0! | #DIV/0! | #DIV/0! | #DIV/0! | #DIV/0! | #DIV/0! | #DIV/0! | #DIV/0! | #DIV/0! |  |  |  | #DIV/0! | #DIV/0! | #DIV/0! | kWh | #DIV/0!
0.5 | 0.1 | 0 | #DIV/0! | #DIV/0! | #DIV/0! | #DIV/0! | #DIV/0! | #DIV/0! | #DIV/0! | #DIV/0! | #DIV/0! | #DIV/0! |  |  |  | #DIV/0! | #DIV/0! | #DIV/0! | kWh | #DIV/0!
0.6 | 0.1 | 0 | #DIV/0! | #DIV/0! | #DIV/0! | #DIV/0! | #DIV/0! | #DIV/0! | #DIV/0! | #DIV/0! | #DIV/0! | #DIV/0! |  |  |  | #DIV/0! | #DIV/0! | #DIV/0! | kWh | #DIV/0!
0.7 | 0.1 | 0 | #DIV/0! | #DIV/0! | #DIV/0! | #DIV/0! | #DIV/0! | #DIV/0! | #DIV/0! | #DIV/0! | #DIV/0! | #DIV/0! |  |  |  | #DIV/0! | #DIV/0! | #DIV/0! | kWh | #DIV/0!
0.8 | 0.1 | 0 | #DIV/0! | #DIV/0! | #DIV/0! | #DIV/0! | #DIV/0! | #DIV/0! | #DIV/0! | #DIV/0! | #DIV/0! | #DIV/0! |  |  |  | #DIV/0! | #DIV/0! | #DIV/0! | kWh | #DIV/0!
0.9 | 0.1 | 0 | #DIV/0! | #DIV/0! | #DIV/0! | #DIV/0! | #DIV/0! | #DIV/0! | #DIV/0! | #DIV/0! | #DIV/0! | #DIV/0! |  |  |  | #DIV/0! | #DIV/0! | #DIV/0! | kWh | #DIV/0!
0.95 | 0.05 | 0 | #DIV/0! | #DIV/0! | #DIV/0! | #DIV/0! | #DIV/0! | #DIV/0! | #DIV/0! | #DIV/0! | #DIV/0! | #DIV/0! |  |  |  | #DIV/0! | #DIV/0! | #DIV/0! | kWh | #DIV/0!
0.99 | 0.04 | 0 | #DIV/0! | #DIV/0! | #DIV/0! | #DIV/0! | #DIV/0! | #DIV/0! | #DIV/0! | #DIV/0! | #DIV/0! | #DIV/0! |  |  |  | #DIV/0! | #DIV/0! | #DIV/0! | kWh | #DIV/0!
1 | 0.01 | 0 | #DIV/0! | #DIV/0! | #DIV/0! | #DIV/0! | #DIV/0! | #DIV/0! | #DIV/0! | #DIV/0! | #DIV/0! | #DIV/0! |  |  |  | #DIV/0! | #DIV/0! | #DIV/0! | kWh | #DIV/0!
[5 empty] | June: mean; July: #DIV/0!; Aug: #DIV/0! |  | #DIV/0! | #DIV/0! | #DIV/0!
Exceed | Prob of any flow | Aug | [15 empty] | 31
Prob. | occurring | flow | value | U(m/s) | Jan: Re; Feb: Colebrook iterations; May: friction coef; June: hf (m); July: Power; Aug: Output
0.05 | 0.05 | 0 | #DIV/0! | #DIV/0! | #DIV/0! | #DIV/0! | #DIV/0! | #DIV/0! | #DIV/0! | #DIV/0! | #DIV/0! | #DIV/0! |  |  |  | #DIV/0! | #DIV/0! | #DIV/0! | kWh | #DIV/0!
0.1 | 0.05 | 0 | #DIV/0! | #DIV/0! | #DIV/0! | #DIV/0! | #DIV/0! | #DIV/0! | #DIV/0! | #DIV/0! | #DIV/0! | #DIV/0! |  |  |  | #DIV/0! | #DIV/0! | #DIV/0! | kWh | #DIV/0!
0.2 | 0.1 | 0 | #DIV/0! | #DIV/0! | #DIV/0! | #DIV/0! | #DIV/0! | #DIV/0! | #DIV/0! | #DIV/0! | #DIV/0! | #DIV/0! |  |  |  | #DIV/0! | #DIV/0! | #DIV/0! | kWh | #DIV/0!
0.3 | 0.1 | 0 | #DIV/0! | #DIV/0! | #DIV/0! | #DIV/0! | #DIV/0! | #DIV/0! | #DIV/0! | #DIV/0! | #DIV/0! | #DIV/0! |  |  |  | #DIV/0! | #DIV/0! | #DIV/0! | kWh | #DIV/0!
0.4 | 0.1 | 0 | #DIV/0! | #DIV/0! | #DIV/0! | #DIV/0! | #DIV/0! | #DIV/0! | #DIV/0! | #DIV/0! | #DIV/0! | #DIV/0! |  |  |  | #DIV/0! | #DIV/0! | #DIV/0! | kWh | #DIV/0!
0.5 | 0.1 | 0 | #DIV/0! | #DIV/0! | #DIV/0! | #DIV/0! | #DIV/0! | #DIV/0! | #DIV/0! | #DIV/0! | #DIV/0! | #DIV/0! |  |  |  | #DIV/0! | #DIV/0! | #DIV/0! | kWh | #DIV/0!
0.6 | 0.1 | 0 | #DIV/0! | #DIV/0! | #DIV/0! | #DIV/0! | #DIV/0! | #DIV/0! | #DIV/0! | #DIV/0! | #DIV/0! | #DIV/0! |  |  |  | #DIV/0! | #DIV/0! | #DIV/0! | kWh | #DIV/0!
0.7 | 0.1 | 0 | #DIV/0! | #DIV/0! | #DIV/0! | #DIV/0! | #DIV/0! | #DIV/0! | #DIV/0! | #DIV/0! | #DIV/0! | #DIV/0! |  |  |  | #DIV/0! | #DIV/0! | #DIV/0! | kWh | #DIV/0!
0.8 | 0.1 | 0 | #DIV/0! | #DIV/0! | #DIV/0! | #DIV/0! | #DIV/0! | #DIV/0! | #DIV/0! | #DIV/0! | #DIV/0! | #DIV/0! |  |  |  | #DIV/0! | #DIV/0! | #DIV/0! | kWh | #DIV/0!
0.9 | 0.1 | 0 | #DIV/0! | #DIV/0! | #DIV/0! | #DIV/0! | #DIV/0! | #DIV/0! | #DIV/0! | #DIV/0! | #DIV/0! | #DIV/0! |  |  |  | #DIV/0! | #DIV/0! | #DIV/0! | kWh | #DIV/0!
0.95 | 0.05 | 0 | #DIV/0! | #DIV/0! | #DIV/0! | #DIV/0! | #DIV/0! | #DIV/0! | #DIV/0! | #DIV/0! | #DIV/0! | #DIV/0! |  |  |  | #DIV/0! | #DIV/0! | #DIV/0! | kWh | #DIV/0!
0.99 | 0.04 | 0 | #DIV/0! | #DIV/0! | #DIV/0! | #DIV/0! | #DIV/0! | #DIV/0! | #DIV/0! | #DIV/0! | #DIV/0! | #DIV/0! |  |  |  | #DIV/0! | #DIV/0! | #DIV/0! | kWh | #DIV/0!
1 | 0.01 | 0 | #DIV/0! | #DIV/0! | #DIV/0! | #DIV/0! | #DIV/0! | #DIV/0! | #DIV/0! | #DIV/0! | #DIV/0! | #DIV/0! |  |  |  | #DIV/0! | #DIV/0! | #DIV/0! | kWh | #DIV/0!
[5 empty] | June: mean; July: #DIV/0!; Aug: #DIV/0! |  | #DIV/0! | #DIV/0! | #DIV/0!
Exceed | Prob of any flow | Sept | [15 empty] | 30
Prob. | occurring | flow | value | U(m/s) | Jan: Re; Feb: Colebrook iterations; May: friction coef; June: hf (m); July: Power; Aug: Output
0.05 | 0.05 | 0 | #DIV/0! | #DIV/0! | #DIV/0! | #DIV/0! | #DIV/0! | #DIV/0! | #DIV/0! | #DIV/0! | #DIV/0! | #DIV/0! |  |  |  | #DIV/0! | #DIV/0! | #DIV/0! | kWh | #DIV/0!
0.1 | 0.05 | 0 | #DIV/0! | #DIV/0! | #DIV/0! | #DIV/0! | #DIV/0! | #DIV/0! | #DIV/0! | #DIV/0! | #DIV/0! | #DIV/0! |  |  |  | #DIV/0! | #DIV/0! | #DIV/0! | kWh | #DIV/0!
0.2 | 0.1 | 0 | #DIV/0! | #DIV/0! | #DIV/0! | #DIV/0! | #DIV/0! | #DIV/0! | #DIV/0! | #DIV/0! | #DIV/0! | #DIV/0! |  |  |  | #DIV/0! | #DIV/0! | #DIV/0! | kWh | #DIV/0!
0.3 | 0.1 | 0 | #DIV/0! | #DIV/0! | #DIV/0! | #DIV/0! | #DIV/0! | #DIV/0! | #DIV/0! | #DIV/0! | #DIV/0! | #DIV/0! |  |  |  | #DIV/0! | #DIV/0! | #DIV/0! | kWh | #DIV/0!
0.4 | 0.1 | 0 | #DIV/0! | #DIV/0! | #DIV/0! | #DIV/0! | #DIV/0! | #DIV/0! | #DIV/0! | #DIV/0! | #DIV/0! | #DIV/0! |  |  |  | #DIV/0! | #DIV/0! | #DIV/0! | kWh | #DIV/0!
0.5 | 0.1 | 0 | #DIV/0! | #DIV/0! | #DIV/0! | #DIV/0! | #DIV/0! | #DIV/0! | #DIV/0! | #DIV/0! | #DIV/0! | #DIV/0! |  |  |  | #DIV/0! | #DIV/0! | #DIV/0! | kWh | #DIV/0!
0.6 | 0.1 | 0 | #DIV/0! | #DIV/0! | #DIV/0! | #DIV/0! | #DIV/0! | #DIV/0! | #DIV/0! | #DIV/0! | #DIV/0! | #DIV/0! |  |  |  | #DIV/0! | #DIV/0! | #DIV/0! | kWh | #DIV/0!
0.7 | 0.1 | 0 | #DIV/0! | #DIV/0! | #DIV/0! | #DIV/0! | #DIV/0! | #DIV/0! | #DIV/0! | #DIV/0! | #DIV/0! | #DIV/0! |  |  |  | #DIV/0! | #DIV/0! | #DIV/0! | kWh | #DIV/0!
0.8 | 0.1 | 0 | #DIV/0! | #DIV/0! | #DIV/0! | #DIV/0! | #DIV/0! | #DIV/0! | #DIV/0! | #DIV/0! | #DIV/0! | #DIV/0! |  |  |  | #DIV/0! | #DIV/0! | #DIV/0! | kWh | #DIV/0!
0.9 | 0.1 | 0 | #DIV/0! | #DIV/0! | #DIV/0! | #DIV/0! | #DIV/0! | #DIV/0! | #DIV/0! | #DIV/0! | #DIV/0! | #DIV/0! |  |  |  | #DIV/0! | #DIV/0! | #DIV/0! | kWh | #DIV/0!
0.95 | 0.05 | 0 | #DIV/0! | #DIV/0! | #DIV/0! | #DIV/0! | #DIV/0! | #DIV/0! | #DIV/0! | #DIV/0! | #DIV/0! | #DIV/0! |  |  |  | #DIV/0! | #DIV/0! | #DIV/0! | kWh | #DIV/0!
0.99 | 0.04 | 0 | #DIV/0! | #DIV/0! | #DIV/0! | #DIV/0! | #DIV/0! | #DIV/0! | #DIV/0! | #DIV/0! | #DIV/0! | #DIV/0! |  |  |  | #DIV/0! | #DIV/0! | #DIV/0! | kWh | #DIV/0!
1 | 0.01 | 0 | #DIV/0! | #DIV/0! | #DIV/0! | #DIV/0! | #DIV/0! | #DIV/0! | #DIV/0! | #DIV/0! | #DIV/0! | #DIV/0! |  |  |  | #DIV/0! | #DIV/0! | #DIV/0! | kWh | #DIV/0!
[5 empty] | June: mean; July: #DIV/0!; Aug: #DIV/0! |  | #DIV/0! | #DIV/0! | #DIV/0!
Exceed | Prob of any flow | Oct | [15 empty] | 31
Prob. | occurring | flow | value | U(m/s) | Jan: Re; Feb: Colebrook iterations; May: friction coef; June: hf (m); July: Power; Aug: Output
0.05 | 0.05 | 0 | #DIV/0! | #DIV/0! | #DIV/0! | #DIV/0! | #DIV/0! | #DIV/0! | #DIV/0! | #DIV/0! | #DIV/0! | #DIV/0! |  |  |  | #DIV/0! | #DIV/0! | #DIV/0! | kWh | #DIV/0!
0.1 | 0.05 | 0 | #DIV/0! | #DIV/0! | #DIV/0! | #DIV/0! | #DIV/0! | #DIV/0! | #DIV/0! | #DIV/0! | #DIV/0! | #DIV/0! |  |  |  | #DIV/0! | #DIV/0! | #DIV/0! | kWh | #DIV/0!
0.2 | 0.1 | 0 | #DIV/0! | #DIV/0! | #DIV/0! | #DIV/0! | #DIV/0! | #DIV/0! | #DIV/0! | #DIV/0! | #DIV/0! | #DIV/0! |  |  |  | #DIV/0! | #DIV/0! | #DIV/0! | kWh | #DIV/0!
0.3 | 0.1 | 0 | #DIV/0! | #DIV/0! | #DIV/0! | #DIV/0! | #DIV/0! | #DIV/0! | #DIV/0! | #DIV/0! | #DIV/0! | #DIV/0! |  |  |  | #DIV/0! | #DIV/0! | #DIV/0! | kWh | #DIV/0!
0.4 | 0.1 | 0 | #DIV/0! | #DIV/0! | #DIV/0! | #DIV/0! | #DIV/0! | #DIV/0! | #DIV/0! | #DIV/0! | #DIV/0! | #DIV/0! |  |  |  | #DIV/0! | #DIV/0! | #DIV/0! | kWh | #DIV/0!
0.5 | 0.1 | 0 | #DIV/0! | #DIV/0! | #DIV/0! | #DIV/0! | #DIV/0! | #DIV/0! | #DIV/0! | #DIV/0! | #DIV/0! | #DIV/0! |  |  |  | #DIV/0! | #DIV/0! | #DIV/0! | kWh | #DIV/0!
0.6 | 0.1 | 0 | #DIV/0! | #DIV/0! | #DIV/0! | #DIV/0! | #DIV/0! | #DIV/0! | #DIV/0! | #DIV/0! | #DIV/0! | #DIV/0! |  |  |  | #DIV/0! | #DIV/0! | #DIV/0! | kWh | #DIV/0!
0.7 | 0.1 | 0 | #DIV/0! | #DIV/0! | #DIV/0! | #DIV/0! | #DIV/0! | #DIV/0! | #DIV/0! | #DIV/0! | #DIV/0! | #DIV/0! |  |  |  | #DIV/0! | #DIV/0! | #DIV/0! | kWh | #DIV/0!
0.8 | 0.1 | 0 | #DIV/0! | #DIV/0! | #DIV/0! | #DIV/0! | #DIV/0! | #DIV/0! | #DIV/0! | #DIV/0! | #DIV/0! | #DIV/0! |  |  |  | #DIV/0! | #DIV/0! | #DIV/0! | kWh | #DIV/0!
0.9 | 0.1 | 0 | #DIV/0! | #DIV/0! | #DIV/0! | #DIV/0! | #DIV/0! | #DIV/0! | #DIV/0! | #DIV/0! | #DIV/0! | #DIV/0! |  |  |  | #DIV/0! | #DIV/0! | #DIV/0! | kWh | #DIV/0!
0.95 | 0.05 | 0 | #DIV/0! | #DIV/0! | #DIV/0! | #DIV/0! | #DIV/0! | #DIV/0! | #DIV/0! | #DIV/0! | #DIV/0! | #DIV/0! |  |  |  | #DIV/0! | #DIV/0! | #DIV/0! | kWh | #DIV/0!
0.99 | 0.04 | 0 | #DIV/0! | #DIV/0! | #DIV/0! | #DIV/0! | #DIV/0! | #DIV/0! | #DIV/0! | #DIV/0! | #DIV/0! | #DIV/0! |  |  |  | #DIV/0! | #DIV/0! | #DIV/0! | kWh | #DIV/0!
1 | 0.01 | 0 | #DIV/0! | #DIV/0! | #DIV/0! | #DIV/0! | #DIV/0! | #DIV/0! | #DIV/0! | #DIV/0! | #DIV/0! | #DIV/0! |  |  |  | #DIV/0! | #DIV/0! | #DIV/0! | kWh | #DIV/0!
[5 empty] | June: mean; July: #DIV/0!; Aug: #DIV/0! |  | #DIV/0! | #DIV/0! | #DIV/0!
Exceed | Prob of any flow | Nov | [15 empty] | 30
Prob. | occurring | flow | value | U(m/s) | Jan: Re; Feb: Colebrook iterations; May: friction coef; June: hf (m); July: Power; Aug: Output
0.05 | 0.05 | 0 | #DIV/0! | #DIV/0! | #DIV/0! | #DIV/0! | #DIV/0! | #DIV/0! | #DIV/0! | #DIV/0! | #DIV/0! | #DIV/0! |  |  |  | #DIV/0! | #DIV/0! | #DIV/0! | kWh | #DIV/0!
0.1 | 0.05 | 0 | #DIV/0! | #DIV/0! | #DIV/0! | #DIV/0! | #DIV/0! | #DIV/0! | #DIV/0! | #DIV/0! | #DIV/0! | #DIV/0! |  |  |  | #DIV/0! | #DIV/0! | #DIV/0! | kWh | #DIV/0!
0.2 | 0.1 | 0 | #DIV/0! | #DIV/0! | #DIV/0! | #DIV/0! | #DIV/0! | #DIV/0! | #DIV/0! | #DIV/0! | #DIV/0! | #DIV/0! |  |  |  | #DIV/0! | #DIV/0! | #DIV/0! | kWh | #DIV/0!
0.3 | 0.1 | 0 | #DIV/0! | #DIV/0! | #DIV/0! | #DIV/0! | #DIV/0! | #DIV/0! | #DIV/0! | #DIV/0! | #DIV/0! | #DIV/0! |  |  |  | #DIV/0! | #DIV/0! | #DIV/0! | kWh | #DIV/0!
0.4 | 0.1 | 0 | #DIV/0! | #DIV/0! | #DIV/0! | #DIV/0! | #DIV/0! | #DIV/0! | #DIV/0! | #DIV/0! | #DIV/0! | #DIV/0! |  |  |  | #DIV/0! | #DIV/0! | #DIV/0! | kWh | #DIV/0!
0.5 | 0.1 | 0 | #DIV/0! | #DIV/0! | #DIV/0! | #DIV/0! | #DIV/0! | #DIV/0! | #DIV/0! | #DIV/0! | #DIV/0! | #DIV/0! |  |  |  | #DIV/0! | #DIV/0! | #DIV/0! | kWh | #DIV/0!
0.6 | 0.1 | 0 | #DIV/0! | #DIV/0! | #DIV/0! | #DIV/0! | #DIV/0! | #DIV/0! | #DIV/0! | #DIV/0! | #DIV/0! | #DIV/0! |  |  |  | #DIV/0! | #DIV/0! | #DIV/0! | kWh | #DIV/0!
0.7 | 0.1 | 0 | #DIV/0! | #DIV/0! | #DIV/0! | #DIV/0! | #DIV/0! | #DIV/0! | #DIV/0! | #DIV/0! | #DIV/0! | #DIV/0! |  |  |  | #DIV/0! | #DIV/0! | #DIV/0! | kWh | #DIV/0!
0.8 | 0.1 | 0 | #DIV/0! | #DIV/0! | #DIV/0! | #DIV/0! | #DIV/0! | #DIV/0! | #DIV/0! | #DIV/0! | #DIV/0! | #DIV/0! |  |  |  | #DIV/0! | #DIV/0! | #DIV/0! | kWh | #DIV/0!
0.9 | 0.1 | 0 | #DIV/0! | #DIV/0! | #DIV/0! | #DIV/0! | #DIV/0! | #DIV/0! | #DIV/0! | #DIV/0! | #DIV/0! | #DIV/0! |  |  |  | #DIV/0! | #DIV/0! | #DIV/0! | kWh | #DIV/0!
0.95 | 0.05 | 0 | #DIV/0! | #DIV/0! | #DIV/0! | #DIV/0! | #DIV/0! | #DIV/0! | #DIV/0! | #DIV/0! | #DIV/0! | #DIV/0! |  |  |  | #DIV/0! | #DIV/0! | #DIV/0! | kWh | #DIV/0!
0.99 | 0.04 | 0 | #DIV/0! | #DIV/0! | #DIV/0! | #DIV/0! | #DIV/0! | #DIV/0! | #DIV/0! | #DIV/0! | #DIV/0! | #DIV/0! |  |  |  | #DIV/0! | #DIV/0! | #DIV/0! | kWh | #DIV/0!
1 | 0.01 | 0 | #DIV/0! | #DIV/0! | #DIV/0! | #DIV/0! | #DIV/0! | #DIV/0! | #DIV/0! | #DIV/0! | #DIV/0! | #DIV/0! |  |  |  | #DIV/0! | #DIV/0! | #DIV/0! | kWh | #DIV/0!
[5 empty] | June: mean; July: #DIV/0!; Aug: #DIV/0! |  | #DIV/0! | #DIV/0! | #DIV/0!
Exceed | Prob of any flow | Dec | [15 empty] | 31
Prob. | occurring | flow | value | U(m/s) | Jan: Re; Feb: Colebrook iterations; May: friction coef; June: hf (m); July: Power; Aug: Output
0.05 | 0.05 | 0 | #DIV/0! | #DIV/0! | #DIV/0! | #DIV/0! | #DIV/0! | #DIV/0! | #DIV/0! | #DIV/0! | #DIV/0! | #DIV/0! |  |  |  | #DIV/0! | #DIV/0! | #DIV/0! | kWh | #DIV/0!
0.1 | 0.05 | 0 | #DIV/0! | #DIV/0! | #DIV/0! | #DIV/0! | #DIV/0! | #DIV/0! | #DIV/0! | #DIV/0! | #DIV/0! | #DIV/0! |  |  |  | #DIV/0! | #DIV/0! | #DIV/0! | kWh | #DIV/0!
0.2 | 0.1 | 0 | #DIV/0! | #DIV/0! | #DIV/0! | #DIV/0! | #DIV/0! | #DIV/0! | #DIV/0! | #DIV/0! | #DIV/0! | #DIV/0! |  |  |  | #DIV/0! | #DIV/0! | #DIV/0! | kWh | #DIV/0!
0.3 | 0.1 | 0 | #DIV/0! | #DIV/0! | #DIV/0! | #DIV/0! | #DIV/0! | #DIV/0! | #DIV/0! | #DIV/0! | #DIV/0! | #DIV/0! |  |  |  | #DIV/0! | #DIV/0! | #DIV/0! | kWh | #DIV/0!
0.4 | 0.1 | 0 | #DIV/0! | #DIV/0! | #DIV/0! | #DIV/0! | #DIV/0! | #DIV/0! | #DIV/0! | #DIV/0! | #DIV/0! | #DIV/0! |  |  |  | #DIV/0! | #DIV/0! | #DIV/0! | kWh | #DIV/0!
0.5 | 0.1 | 0 | #DIV/0! | #DIV/0! | #DIV/0! | #DIV/0! | #DIV/0! | #DIV/0! | #DIV/0! | #DIV/0! | #DIV/0! | #DIV/0! |  |  |  | #DIV/0! | #DIV/0! | #DIV/0! | kWh | #DIV/0!
0.6 | 0.1 | 0 | #DIV/0! | #DIV/0! | #DIV/0! | #DIV/0! | #DIV/0! | #DIV/0! | #DIV/0! | #DIV/0! | #DIV/0! | #DIV/0! |  |  |  | #DIV/0! | #DIV/0! | #DIV/0! | kWh | #DIV/0!
0.7 | 0.1 | 0 | #DIV/0! | #DIV/0! | #DIV/0! | #DIV/0! | #DIV/0! | #DIV/0! | #DIV/0! | #DIV/0! | #DIV/0! | #DIV/0! |  |  |  | #DIV/0! | #DIV/0! | #DIV/0! | kWh | #DIV/0!
0.8 | 0.1 | 0 | #DIV/0! | #DIV/0! | #DIV/0! | #DIV/0! | #DIV/0! | #DIV/0! | #DIV/0! | #DIV/0! | #DIV/0! | #DIV/0! |  |  |  | #DIV/0! | #DIV/0! | #DIV/0! | kWh | #DIV/0!
0.9 | 0.1 | 0 | #DIV/0! | #DIV/0! | #DIV/0! | #DIV/0! | #DIV/0! | #DIV/0! | #DIV/0! | #DIV/0! | #DIV/0! | #DIV/0! |  |  |  | #DIV/0! | #DIV/0! | #DIV/0! | kWh | #DIV/0!
0.95 | 0.05 | 0 | #DIV/0! | #DIV/0! | #DIV/0! | #DIV/0! | #DIV/0! | #DIV/0! | #DIV/0! | #DIV/0! | #DIV/0! | #DIV/0! |  |  |  | #DIV/0! | #DIV/0! | #DIV/0! | kWh | #DIV/0!
0.99 | 0.04 | 0 | #DIV/0! | #DIV/0! | #DIV/0! | #DIV/0! | #DIV/0! | #DIV/0! | #DIV/0! | #DIV/0! | #DIV/0! | #DIV/0! |  |  |  | #DIV/0! | #DIV/0! | #DIV/0! | kWh | #DIV/0!
1 | 0.01 | 0 | #DIV/0! | #DIV/0! | #DIV/0! | #DIV/0! | #DIV/0! | #DIV/0! | #DIV/0! | #DIV/0! | #DIV/0! | #DIV/0! |  |  |  | #DIV/0! | #DIV/0! | #DIV/0! | kWh | #DIV/0!
[5 empty] | June: mean; July: #DIV/0!; Aug: #DIV/0! |  | #DIV/0! | #DIV/0! | #DIV/0!
|  | Output | Days | Value | [13 empty] | kWh
| Jan | #DIV/0! | 31 | #DIV/0! | [12 empty] | TOTAL | #DIV/0! | #DIV/0!
| Feb | #DIV/0! | 28 | #DIV/0! | [12 empty] | Average | #DIV/0!
| Mar | #DIV/0! | 31 | #DIV/0!
| Apr | #DIV/0! | 30 | #DIV/0! | [13 empty] | Output | Days | Value
| May | #DIV/0! | 31 | #DIV/0! | [12 empty] | Jan | #DIV/0! | 31 | #DIV/0!
| Jun | #DIV/0! | 30 | #DIV/0! | [12 empty] | Feb | #DIV/0! | 28 | #DIV/0!
| Jul | #DIV/0! | 20 | #DIV/0! | [12 empty] | Mar | #DIV/0! | 31 | #DIV/0!
| Aug | #DIV/0! | 20 | #DIV/0! | [12 empty] | Apr | #DIV/0! | 30 | #DIV/0!
| Sep | #DIV/0! | 30 | #DIV/0! | [12 empty] | May | #DIV/0! | 31 | #DIV/0!
| Oct | #DIV/0! | 31 | #DIV/0! | [12 empty] | Jun | #DIV/0! | 30 | #DIV/0!
| Nov | #DIV/0! | 30 | #DIV/0! | [12 empty] | Jul | #DIV/0! | 20 | #DIV/0!
| Dec | #DIV/0! | 31 | #DIV/0! | [12 empty] | Aug | #DIV/0! | 20 | #DIV/0!
|  |  | TOTAL | #DIV/0! | [12 empty] | Sep | #DIV/0! | 30 | #DIV/0!
|  |  | d/time 2% | #DIV/0! | [12 empty] | Oct | #DIV/0! | 31 | #DIV/0!
|  |  | av hour | #DIV/0! | [12 empty] | Nov | #DIV/0! | 30 | #DIV/0! | bar: Jan
[17 empty] | Dec | #DIV/0! | 31 | #DIV/0!
[19 empty] | TOTAL | #DIV/0!
[19 empty] | d/time 2% | #DIV/0!
[19 empty] | av hour | #DIV/0!

## Diameter6 (hidden)
| Intake Elevation (m) | 0 |  | Kinematic Viscosity | 0
| Generator Elevation (m) | 0 |  | Roughness Coef (mm) | 0 |  | Gravity | 9.81
| Net Head (m) | 0 |  | Pipe Diameter (m) | 0.6 |  | e/D | 0
| Pipe Length (m) | 0 |  | Pipe X-Section Area (m2) | 0.28274 |  | Iteration Start | 0.02
| Hydraulic Gradient | #DIV/0! |  | Flow Velocity (m/s) | #DIV/0!
| Turbine Eff. (%) | 0 |  | Discharge Rate(m^3/s) | #DIV/0!
Low Flows Summary
Annual |  |  |  | Monthly
[5 empty] | Jan | Feb | Mar | Apr | May | June | July | Aug | Sep | Oct | Nov | Dec
Annual mean flow | 0 |  |  | Monthly mean | 0 | 0 | 0 | 0 | 0 | 0 | 0 | 0 | 0 | 0 | 0 | 0
Q95 | 0 |  |  | Q95 | 0 | 0 | 0 | 0 | 0 | 0 | 0 | 0 | 0 | 0 | 0 | 0
| P (%) | Q (m³/s) |  | P (%) | Q (m³/s) | Q (m³/s) | Q (m³/s) | Q (m³/s) | Q (m³/s) | Q (m³/s) | Q (m³/s) | Q (m³/s) | Q (m³/s) | Q (m³/s) | Q (m³/s) | Q (m³/s)
1 | 5 | 0 |  | 5 | 0 | 0 | 0 | 0 | 0 | 0 | 0 | 0 | 0 | 0 | 0 | 0
2 | 10 | 0 |  | 10 | 0 | 0 | 0 | 0 | 0 | 0 | 0 | 0 | 0 | 0 | 0 | 0
3 | 20 | 0 |  | 20 | 0 | 0 | 0 | 0 | 0 | 0 | 0 | 0 | 0 | 0 | 0 | 0
4 | 30 | 0 |  | 30 | 0 | 0 | 0 | 0 | 0 | 0 | 0 | 0 | 0 | 0 | 0 | 0
5 | 40 | 0 |  | 40 | 0 | 0 | 0 | 0 | 0 | 0 | 0 | 0 | 0 | 0 | 0 | 0
6 | 50 | 0 |  | 50 | 0 | 0 | 0 | 0 | 0 | 0 | 0 | 0 | 0 | 0 | 0 | 0
7 | 60 | 0 |  | 60 | 0 | 0 | 0 | 0 | 0 | 0 | 0 | 0 | 0 | 0 | 0 | 0
8 | 70 | 0 |  | 70 | 0 | 0 | 0 | 0 | 0 | 0 | 0 | 0 | 0 | 0 | 0 | 0
9 | 80 | 0 |  | 80 | 0 | 0 | 0 | 0 | 0 | 0 | 0 | 0 | 0 | 0 | 0 | 0
10 | 90 | 0 |  | 90 | 0 | 0 | 0 | 0 | 0 | 0 | 0 | 0 | 0 | 0 | 0 | 0
11 | 95 | 0 |  | 95 | 0 | 0 | 0 | 0 | 0 | 0 | 0 | 0 | 0 | 0 | 0 | 0
12 | 99 | 0 |  | 99 | 0 | 0 | 0 | 0 | 0 | 0 | 0 | 0 | 0 | 0 | 0 | 0
Period | Mean Flow (m³/s) | Q95 (m³/s) | Captured Flow (m³/s) | U(m/s) | Jan: Re; Feb: Colebrook iterations; May: friction coef; June: hf (m); July: Power
Annual | #REF! | 0 | #REF! | #REF! | Jan: #REF!; Feb: #REF!; Mar: #REF!; Apr: #REF!; May: #REF!; June: #REF!; July: #REF!
Jan | #REF! | #REF! | #REF! | #REF! | Jan: #REF!; Feb: #REF!; Mar: #REF!; Apr: #REF!; May: #REF!; June: #REF!; July: #REF!
Feb | #REF! | #REF! | #REF! | #REF! | Jan: #REF!; Feb: #REF!; Mar: #REF!; Apr: #REF!; May: #REF!; June: #REF!; July: #REF!
Mar | #REF! | #REF! | #REF! | #REF! | Jan: #REF!; Feb: #REF!; Mar: #REF!; Apr: #REF!; May: #REF!; June: #REF!; July: #REF!
Apr | #REF! | #REF! | #REF! | #REF! | Jan: #REF!; Feb: #REF!; Mar: #REF!; Apr: #REF!; May: #REF!; June: #REF!; July: #REF!
May | #REF! | #REF! | #REF! | #REF! | Jan: #REF!; Feb: #REF!; Mar: #REF!; Apr: #REF!; May: #REF!; June: #REF!; July: #REF!
Jun | #REF! | #REF! | #REF! | #REF! | Jan: #REF!; Feb: #REF!; Mar: #REF!; Apr: #REF!; May: #REF!; June: #REF!; July: #REF!
Jul | #REF! | #REF! | #REF! | #REF! | Jan: #REF!; Feb: #REF!; Mar: #REF!; Apr: #REF!; May: #REF!; June: #REF!; July: #REF!
Aug | #REF! | #REF! | #REF! | #REF! | Jan: #REF!; Feb: #REF!; Mar: #REF!; Apr: #REF!; May: #REF!; June: #REF!; July: #REF!
Sep | #REF! | #REF! | #REF! | #REF! | Jan: #REF!; Feb: #REF!; Mar: #REF!; Apr: #REF!; May: #REF!; June: #REF!; July: #REF!
Oct | #REF! | #REF! | #REF! | #REF! | Jan: #REF!; Feb: #REF!; Mar: #REF!; Apr: #REF!; May: #REF!; June: #REF!; July: #REF!
Nov | #REF! | #REF! | #REF! | #REF! | Jan: #REF!; Feb: #REF!; Mar: #REF!; Apr: #REF!; May: #REF!; June: #REF!; July: #REF!
Dec | #REF! | #REF! | #REF! | #REF! | Jan: #REF!; Feb: #REF!; Mar: #REF!; Apr: #REF!; May: #REF!; June: #REF!; July: #REF!
[10 empty] | mean | #REF!
Exceed | Prob of any flow | Jan | [15 empty] | 31
Prob. | occurring | flow | value | U(m/s) | Jan: Re; Feb: Colebrook iterations; May: friction coef; June: hf (m); July: Power; Aug: Output; Dec: Capturing
0.05 | 0.05 | 0 | #DIV/0! | #DIV/0! | #DIV/0! | #DIV/0! | #DIV/0! | #DIV/0! | #DIV/0! | #DIV/0! | #DIV/0! | #DIV/0! |  |  |  | #DIV/0! | #DIV/0! | #DIV/0! | kWh | #DIV/0!
0.1 | 0.05 | 0 | #DIV/0! | #DIV/0! | #DIV/0! | #DIV/0! | #DIV/0! | #DIV/0! | #DIV/0! | #DIV/0! | #DIV/0! | #DIV/0! |  |  |  | #DIV/0! | #DIV/0! | #DIV/0! | kWh | #DIV/0!
0.2 | 0.1 | 0 | #DIV/0! | #DIV/0! | #DIV/0! | #DIV/0! | #DIV/0! | #DIV/0! | #DIV/0! | #DIV/0! | #DIV/0! | #DIV/0! |  |  |  | #DIV/0! | #DIV/0! | #DIV/0! | kWh | #DIV/0!
0.3 | 0.1 | 0 | #DIV/0! | #DIV/0! | #DIV/0! | #DIV/0! | #DIV/0! | #DIV/0! | #DIV/0! | #DIV/0! | #DIV/0! | #DIV/0! |  |  |  | #DIV/0! | #DIV/0! | #DIV/0! | kWh | #DIV/0!
0.4 | 0.1 | 0 | #DIV/0! | #DIV/0! | #DIV/0! | #DIV/0! | #DIV/0! | #DIV/0! | #DIV/0! | #DIV/0! | #DIV/0! | #DIV/0! |  |  |  | #DIV/0! | #DIV/0! | #DIV/0! | kWh | #DIV/0!
0.5 | 0.1 | 0 | #DIV/0! | #DIV/0! | #DIV/0! | #DIV/0! | #DIV/0! | #DIV/0! | #DIV/0! | #DIV/0! | #DIV/0! | #DIV/0! |  |  |  | #DIV/0! | #DIV/0! | #DIV/0! | kWh | #DIV/0!
0.6 | 0.1 | 0 | #DIV/0! | #DIV/0! | #DIV/0! | #DIV/0! | #DIV/0! | #DIV/0! | #DIV/0! | #DIV/0! | #DIV/0! | #DIV/0! |  |  |  | #DIV/0! | #DIV/0! | #DIV/0! | kWh | #DIV/0!
0.7 | 0.1 | 0 | #DIV/0! | #DIV/0! | #DIV/0! | #DIV/0! | #DIV/0! | #DIV/0! | #DIV/0! | #DIV/0! | #DIV/0! | #DIV/0! |  |  |  | #DIV/0! | #DIV/0! | #DIV/0! | kWh | #DIV/0!
0.8 | 0.1 | 0 | #DIV/0! | #DIV/0! | #DIV/0! | #DIV/0! | #DIV/0! | #DIV/0! | #DIV/0! | #DIV/0! | #DIV/0! | #DIV/0! |  |  |  | #DIV/0! | #DIV/0! | #DIV/0! | kWh | #DIV/0!
0.9 | 0.1 | 0 | #DIV/0! | #DIV/0! | #DIV/0! | #DIV/0! | #DIV/0! | #DIV/0! | #DIV/0! | #DIV/0! | #DIV/0! | #DIV/0! |  |  |  | #DIV/0! | #DIV/0! | #DIV/0! | kWh | #DIV/0!
0.95 | 0.05 | 0 | #DIV/0! | #DIV/0! | #DIV/0! | #DIV/0! | #DIV/0! | #DIV/0! | #DIV/0! | #DIV/0! | #DIV/0! | #DIV/0! |  |  |  | #DIV/0! | #DIV/0! | #DIV/0! | kWh | #DIV/0!
0.99 | 0.04 | 0 | #DIV/0! | #DIV/0! | #DIV/0! | #DIV/0! | #DIV/0! | #DIV/0! | #DIV/0! | #DIV/0! | #DIV/0! | #DIV/0! |  |  |  | #DIV/0! | #DIV/0! | #DIV/0! | kWh | #DIV/0!
1 | 0.01 | 0 | #DIV/0! | #DIV/0! | #DIV/0! | #DIV/0! | #DIV/0! | #DIV/0! | #DIV/0! | #DIV/0! | #DIV/0! | #DIV/0! |  |  |  | #DIV/0! | #DIV/0! | #DIV/0! | kWh | #DIV/0!
[5 empty] | July: Total; Aug: #DIV/0! |  | #DIV/0! | #DIV/0! | #DIV/0!
Exceed | Prob of any flow | Feb | [15 empty] | 28
Prob. | occurring | flow | value | U(m/s) | Jan: Re; Feb: Colebrook iterations; May: friction coef; June: hf (m); July: Power; Aug: Output
0.05 | 0.05 | 0 | #DIV/0! | #DIV/0! | #DIV/0! | #DIV/0! | #DIV/0! | #DIV/0! | #DIV/0! | #DIV/0! | #DIV/0! | #DIV/0! |  |  |  | #DIV/0! | #DIV/0! | #DIV/0! | kWh | #DIV/0!
0.1 | 0.05 | 0 | #DIV/0! | #DIV/0! | #DIV/0! | #DIV/0! | #DIV/0! | #DIV/0! | #DIV/0! | #DIV/0! | #DIV/0! | #DIV/0! |  |  |  | #DIV/0! | #DIV/0! | #DIV/0! | kWh | #DIV/0!
0.2 | 0.1 | 0 | #DIV/0! | #DIV/0! | #DIV/0! | #DIV/0! | #DIV/0! | #DIV/0! | #DIV/0! | #DIV/0! | #DIV/0! | #DIV/0! |  |  |  | #DIV/0! | #DIV/0! | #DIV/0! | kWh | #DIV/0!
0.3 | 0.1 | 0 | #DIV/0! | #DIV/0! | #DIV/0! | #DIV/0! | #DIV/0! | #DIV/0! | #DIV/0! | #DIV/0! | #DIV/0! | #DIV/0! |  |  |  | #DIV/0! | #DIV/0! | #DIV/0! | kWh | #DIV/0!
0.4 | 0.1 | 0 | #DIV/0! | #DIV/0! | #DIV/0! | #DIV/0! | #DIV/0! | #DIV/0! | #DIV/0! | #DIV/0! | #DIV/0! | #DIV/0! |  |  |  | #DIV/0! | #DIV/0! | #DIV/0! | kWh | #DIV/0!
0.5 | 0.1 | 0 | #DIV/0! | #DIV/0! | #DIV/0! | #DIV/0! | #DIV/0! | #DIV/0! | #DIV/0! | #DIV/0! | #DIV/0! | #DIV/0! |  |  |  | #DIV/0! | #DIV/0! | #DIV/0! | kWh | #DIV/0!
0.6 | 0.1 | 0 | #DIV/0! | #DIV/0! | #DIV/0! | #DIV/0! | #DIV/0! | #DIV/0! | #DIV/0! | #DIV/0! | #DIV/0! | #DIV/0! |  |  |  | #DIV/0! | #DIV/0! | #DIV/0! | kWh | #DIV/0!
0.7 | 0.1 | 0 | #DIV/0! | #DIV/0! | #DIV/0! | #DIV/0! | #DIV/0! | #DIV/0! | #DIV/0! | #DIV/0! | #DIV/0! | #DIV/0! |  |  |  | #DIV/0! | #DIV/0! | #DIV/0! | kWh | #DIV/0!
0.8 | 0.1 | 0 | #DIV/0! | #DIV/0! | #DIV/0! | #DIV/0! | #DIV/0! | #DIV/0! | #DIV/0! | #DIV/0! | #DIV/0! | #DIV/0! |  |  |  | #DIV/0! | #DIV/0! | #DIV/0! | kWh | #DIV/0!
0.9 | 0.1 | 0 | #DIV/0! | #DIV/0! | #DIV/0! | #DIV/0! | #DIV/0! | #DIV/0! | #DIV/0! | #DIV/0! | #DIV/0! | #DIV/0! |  |  |  | #DIV/0! | #DIV/0! | #DIV/0! | kWh | #DIV/0!
0.95 | 0.05 | 0 | #DIV/0! | #DIV/0! | #DIV/0! | #DIV/0! | #DIV/0! | #DIV/0! | #DIV/0! | #DIV/0! | #DIV/0! | #DIV/0! |  |  |  | #DIV/0! | #DIV/0! | #DIV/0! | kWh | #DIV/0!
0.99 | 0.04 | 0 | #DIV/0! | #DIV/0! | #DIV/0! | #DIV/0! | #DIV/0! | #DIV/0! | #DIV/0! | #DIV/0! | #DIV/0! | #DIV/0! |  |  |  | #DIV/0! | #DIV/0! | #DIV/0! | kWh | #DIV/0!
1 | 0.01 | 0 | #DIV/0! | #DIV/0! | #DIV/0! | #DIV/0! | #DIV/0! | #DIV/0! | #DIV/0! | #DIV/0! | #DIV/0! | #DIV/0! |  |  |  | #DIV/0! | #DIV/0! | #DIV/0! | kWh | #DIV/0!
[5 empty] | June: mean; July: #DIV/0!; Aug: #DIV/0! |  | #DIV/0! | #DIV/0! | #DIV/0!
Exceed | Prob of any flow | Mar | [15 empty] | 31
Prob. | occurring | flow | value | U(m/s) | Jan: Re; Feb: Colebrook iterations; May: friction coef; June: hf (m); July: Power; Aug: Output
0.05 | 0.05 | 0 | #DIV/0! | #DIV/0! | #DIV/0! | #DIV/0! | #DIV/0! | #DIV/0! | #DIV/0! | #DIV/0! | #DIV/0! | #DIV/0! |  |  |  | #DIV/0! | #DIV/0! | #DIV/0! | kWh | #DIV/0!
0.1 | 0.05 | 0 | #DIV/0! | #DIV/0! | #DIV/0! | #DIV/0! | #DIV/0! | #DIV/0! | #DIV/0! | #DIV/0! | #DIV/0! | #DIV/0! |  |  |  | #DIV/0! | #DIV/0! | #DIV/0! | kWh | #DIV/0!
0.2 | 0.1 | 0 | #DIV/0! | #DIV/0! | #DIV/0! | #DIV/0! | #DIV/0! | #DIV/0! | #DIV/0! | #DIV/0! | #DIV/0! | #DIV/0! |  |  |  | #DIV/0! | #DIV/0! | #DIV/0! | kWh | #DIV/0!
0.3 | 0.1 | 0 | #DIV/0! | #DIV/0! | #DIV/0! | #DIV/0! | #DIV/0! | #DIV/0! | #DIV/0! | #DIV/0! | #DIV/0! | #DIV/0! |  |  |  | #DIV/0! | #DIV/0! | #DIV/0! | kWh | #DIV/0!
0.4 | 0.1 | 0 | #DIV/0! | #DIV/0! | #DIV/0! | #DIV/0! | #DIV/0! | #DIV/0! | #DIV/0! | #DIV/0! | #DIV/0! | #DIV/0! |  |  |  | #DIV/0! | #DIV/0! | #DIV/0! | kWh | #DIV/0!
0.5 | 0.1 | 0 | #DIV/0! | #DIV/0! | #DIV/0! | #DIV/0! | #DIV/0! | #DIV/0! | #DIV/0! | #DIV/0! | #DIV/0! | #DIV/0! |  |  |  | #DIV/0! | #DIV/0! | #DIV/0! | kWh | #DIV/0!
0.6 | 0.1 | 0 | #DIV/0! | #DIV/0! | #DIV/0! | #DIV/0! | #DIV/0! | #DIV/0! | #DIV/0! | #DIV/0! | #DIV/0! | #DIV/0! |  |  |  | #DIV/0! | #DIV/0! | #DIV/0! | kWh | #DIV/0!
0.7 | 0.1 | 0 | #DIV/0! | #DIV/0! | #DIV/0! | #DIV/0! | #DIV/0! | #DIV/0! | #DIV/0! | #DIV/0! | #DIV/0! | #DIV/0! |  |  |  | #DIV/0! | #DIV/0! | #DIV/0! | kWh | #DIV/0!
0.8 | 0.1 | 0 | #DIV/0! | #DIV/0! | #DIV/0! | #DIV/0! | #DIV/0! | #DIV/0! | #DIV/0! | #DIV/0! | #DIV/0! | #DIV/0! |  |  |  | #DIV/0! | #DIV/0! | #DIV/0! | kWh | #DIV/0!
0.9 | 0.1 | 0 | #DIV/0! | #DIV/0! | #DIV/0! | #DIV/0! | #DIV/0! | #DIV/0! | #DIV/0! | #DIV/0! | #DIV/0! | #DIV/0! |  |  |  | #DIV/0! | #DIV/0! | #DIV/0! | kWh | #DIV/0!
0.95 | 0.05 | 0 | #DIV/0! | #DIV/0! | #DIV/0! | #DIV/0! | #DIV/0! | #DIV/0! | #DIV/0! | #DIV/0! | #DIV/0! | #DIV/0! |  |  |  | #DIV/0! | #DIV/0! | #DIV/0! | kWh | #DIV/0!
0.99 | 0.04 | 0 | #DIV/0! | #DIV/0! | #DIV/0! | #DIV/0! | #DIV/0! | #DIV/0! | #DIV/0! | #DIV/0! | #DIV/0! | #DIV/0! |  |  |  | #DIV/0! | #DIV/0! | #DIV/0! | kWh | #DIV/0!
1 | 0.01 | 0 | #DIV/0! | #DIV/0! | #DIV/0! | #DIV/0! | #DIV/0! | #DIV/0! | #DIV/0! | #DIV/0! | #DIV/0! | #DIV/0! |  |  |  | #DIV/0! | #DIV/0! | #DIV/0! | kWh | #DIV/0!
[5 empty] | June: mean; July: #DIV/0!; Aug: #DIV/0! |  | #DIV/0! | #DIV/0! | #DIV/0!
Exceed | Prob of any flow | Apr | [15 empty] | 30
Prob. | occurring | flow | value | U(m/s) | Jan: Re; Feb: Colebrook iterations; May: friction coef; June: hf (m); July: Power; Aug: Output
0.05 | 0.05 | 0 | #DIV/0! | #DIV/0! | #DIV/0! | #DIV/0! | #DIV/0! | #DIV/0! | #DIV/0! | #DIV/0! | #DIV/0! | #DIV/0! |  |  |  | #DIV/0! | #DIV/0! | #DIV/0! | kWh | #DIV/0!
0.1 | 0.05 | 0 | #DIV/0! | #DIV/0! | #DIV/0! | #DIV/0! | #DIV/0! | #DIV/0! | #DIV/0! | #DIV/0! | #DIV/0! | #DIV/0! |  |  |  | #DIV/0! | #DIV/0! | #DIV/0! | kWh | #DIV/0!
0.2 | 0.1 | 0 | #DIV/0! | #DIV/0! | #DIV/0! | #DIV/0! | #DIV/0! | #DIV/0! | #DIV/0! | #DIV/0! | #DIV/0! | #DIV/0! |  |  |  | #DIV/0! | #DIV/0! | #DIV/0! | kWh | #DIV/0!
0.3 | 0.1 | 0 | #DIV/0! | #DIV/0! | #DIV/0! | #DIV/0! | #DIV/0! | #DIV/0! | #DIV/0! | #DIV/0! | #DIV/0! | #DIV/0! |  |  |  | #DIV/0! | #DIV/0! | #DIV/0! | kWh | #DIV/0!
0.4 | 0.1 | 0 | #DIV/0! | #DIV/0! | #DIV/0! | #DIV/0! | #DIV/0! | #DIV/0! | #DIV/0! | #DIV/0! | #DIV/0! | #DIV/0! |  |  |  | #DIV/0! | #DIV/0! | #DIV/0! | kWh | #DIV/0!
0.5 | 0.1 | 0 | #DIV/0! | #DIV/0! | #DIV/0! | #DIV/0! | #DIV/0! | #DIV/0! | #DIV/0! | #DIV/0! | #DIV/0! | #DIV/0! |  |  |  | #DIV/0! | #DIV/0! | #DIV/0! | kWh | #DIV/0!
0.6 | 0.1 | 0 | #DIV/0! | #DIV/0! | #DIV/0! | #DIV/0! | #DIV/0! | #DIV/0! | #DIV/0! | #DIV/0! | #DIV/0! | #DIV/0! |  |  |  | #DIV/0! | #DIV/0! | #DIV/0! | kWh | #DIV/0!
0.7 | 0.1 | 0 | #DIV/0! | #DIV/0! | #DIV/0! | #DIV/0! | #DIV/0! | #DIV/0! | #DIV/0! | #DIV/0! | #DIV/0! | #DIV/0! |  |  |  | #DIV/0! | #DIV/0! | #DIV/0! | kWh | #DIV/0!
0.8 | 0.1 | 0 | #DIV/0! | #DIV/0! | #DIV/0! | #DIV/0! | #DIV/0! | #DIV/0! | #DIV/0! | #DIV/0! | #DIV/0! | #DIV/0! |  |  |  | #DIV/0! | #DIV/0! | #DIV/0! | kWh | #DIV/0!
0.9 | 0.1 | 0 | #DIV/0! | #DIV/0! | #DIV/0! | #DIV/0! | #DIV/0! | #DIV/0! | #DIV/0! | #DIV/0! | #DIV/0! | #DIV/0! |  |  |  | #DIV/0! | #DIV/0! | #DIV/0! | kWh | #DIV/0!
0.95 | 0.05 | 0 | #DIV/0! | #DIV/0! | #DIV/0! | #DIV/0! | #DIV/0! | #DIV/0! | #DIV/0! | #DIV/0! | #DIV/0! | #DIV/0! |  |  |  | #DIV/0! | #DIV/0! | #DIV/0! | kWh | #DIV/0!
0.99 | 0.04 | 0 | #DIV/0! | #DIV/0! | #DIV/0! | #DIV/0! | #DIV/0! | #DIV/0! | #DIV/0! | #DIV/0! | #DIV/0! | #DIV/0! |  |  |  | #DIV/0! | #DIV/0! | #DIV/0! | kWh | #DIV/0!
1 | 0.01 | 0 | #DIV/0! | #DIV/0! | #DIV/0! | #DIV/0! | #DIV/0! | #DIV/0! | #DIV/0! | #DIV/0! | #DIV/0! | #DIV/0! |  |  |  | #DIV/0! | #DIV/0! | #DIV/0! | kWh | #DIV/0!
[5 empty] | June: mean; July: #DIV/0!; Aug: #DIV/0! |  | #DIV/0! | #DIV/0! | #DIV/0!
Exceed | Prob of any flow | May | [15 empty] | 31
Prob. | occurring | flow | value | U(m/s) | Jan: Re; Feb: Colebrook iterations; May: friction coef; June: hf (m); July: Power; Aug: Output
0.05 | 0.05 | 0 | #DIV/0! | #DIV/0! | #DIV/0! | #DIV/0! | #DIV/0! | #DIV/0! | #DIV/0! | #DIV/0! | #DIV/0! | #DIV/0! |  |  |  | #DIV/0! | #DIV/0! | #DIV/0! | kWh | #DIV/0!
0.1 | 0.05 | 0 | #DIV/0! | #DIV/0! | #DIV/0! | #DIV/0! | #DIV/0! | #DIV/0! | #DIV/0! | #DIV/0! | #DIV/0! | #DIV/0! |  |  |  | #DIV/0! | #DIV/0! | #DIV/0! | kWh | #DIV/0!
0.2 | 0.1 | 0 | #DIV/0! | #DIV/0! | #DIV/0! | #DIV/0! | #DIV/0! | #DIV/0! | #DIV/0! | #DIV/0! | #DIV/0! | #DIV/0! |  |  |  | #DIV/0! | #DIV/0! | #DIV/0! | kWh | #DIV/0!
0.3 | 0.1 | 0 | #DIV/0! | #DIV/0! | #DIV/0! | #DIV/0! | #DIV/0! | #DIV/0! | #DIV/0! | #DIV/0! | #DIV/0! | #DIV/0! |  |  |  | #DIV/0! | #DIV/0! | #DIV/0! | kWh | #DIV/0!
0.4 | 0.1 | 0 | #DIV/0! | #DIV/0! | #DIV/0! | #DIV/0! | #DIV/0! | #DIV/0! | #DIV/0! | #DIV/0! | #DIV/0! | #DIV/0! |  |  |  | #DIV/0! | #DIV/0! | #DIV/0! | kWh | #DIV/0!
0.5 | 0.1 | 0 | #DIV/0! | #DIV/0! | #DIV/0! | #DIV/0! | #DIV/0! | #DIV/0! | #DIV/0! | #DIV/0! | #DIV/0! | #DIV/0! |  |  |  | #DIV/0! | #DIV/0! | #DIV/0! | kWh | #DIV/0!
0.6 | 0.1 | 0 | #DIV/0! | #DIV/0! | #DIV/0! | #DIV/0! | #DIV/0! | #DIV/0! | #DIV/0! | #DIV/0! | #DIV/0! | #DIV/0! |  |  |  | #DIV/0! | #DIV/0! | #DIV/0! | kWh | #DIV/0!
0.7 | 0.1 | 0 | #DIV/0! | #DIV/0! | #DIV/0! | #DIV/0! | #DIV/0! | #DIV/0! | #DIV/0! | #DIV/0! | #DIV/0! | #DIV/0! |  |  |  | #DIV/0! | #DIV/0! | #DIV/0! | kWh | #DIV/0!
0.8 | 0.1 | 0 | #DIV/0! | #DIV/0! | #DIV/0! | #DIV/0! | #DIV/0! | #DIV/0! | #DIV/0! | #DIV/0! | #DIV/0! | #DIV/0! |  |  |  | #DIV/0! | #DIV/0! | #DIV/0! | kWh | #DIV/0!
0.9 | 0.1 | 0 | #DIV/0! | #DIV/0! | #DIV/0! | #DIV/0! | #DIV/0! | #DIV/0! | #DIV/0! | #DIV/0! | #DIV/0! | #DIV/0! |  |  |  | #DIV/0! | #DIV/0! | #DIV/0! | kWh | #DIV/0!
0.95 | 0.05 | 0 | #DIV/0! | #DIV/0! | #DIV/0! | #DIV/0! | #DIV/0! | #DIV/0! | #DIV/0! | #DIV/0! | #DIV/0! | #DIV/0! |  |  |  | #DIV/0! | #DIV/0! | #DIV/0! | kWh | #DIV/0!
0.99 | 0.04 | 0 | #DIV/0! | #DIV/0! | #DIV/0! | #DIV/0! | #DIV/0! | #DIV/0! | #DIV/0! | #DIV/0! | #DIV/0! | #DIV/0! |  |  |  | #DIV/0! | #DIV/0! | #DIV/0! | kWh | #DIV/0!
1 | 0.01 | 0 | #DIV/0! | #DIV/0! | #DIV/0! | #DIV/0! | #DIV/0! | #DIV/0! | #DIV/0! | #DIV/0! | #DIV/0! | #DIV/0! |  |  |  | #DIV/0! | #DIV/0! | #DIV/0! | kWh | #DIV/0!
[5 empty] | June: mean; July: #DIV/0!; Aug: #DIV/0! |  | #DIV/0! | #DIV/0! | #DIV/0!
Exceed | Prob of any flow | Jun | [15 empty] | 30
Prob. | occurring | flow | value | U(m/s) | Jan: Re; Feb: Colebrook iterations; May: friction coef; June: hf (m); July: Power; Aug: Output
0.05 | 0.05 | 0 | #DIV/0! | #DIV/0! | #DIV/0! | #DIV/0! | #DIV/0! | #DIV/0! | #DIV/0! | #DIV/0! | #DIV/0! | #DIV/0! |  |  |  | #DIV/0! | #DIV/0! | #DIV/0! | kWh | #DIV/0!
0.1 | 0.05 | 0 | #DIV/0! | #DIV/0! | #DIV/0! | #DIV/0! | #DIV/0! | #DIV/0! | #DIV/0! | #DIV/0! | #DIV/0! | #DIV/0! |  |  |  | #DIV/0! | #DIV/0! | #DIV/0! | kWh | #DIV/0!
0.2 | 0.1 | 0 | #DIV/0! | #DIV/0! | #DIV/0! | #DIV/0! | #DIV/0! | #DIV/0! | #DIV/0! | #DIV/0! | #DIV/0! | #DIV/0! |  |  |  | #DIV/0! | #DIV/0! | #DIV/0! | kWh | #DIV/0!
0.3 | 0.1 | 0 | #DIV/0! | #DIV/0! | #DIV/0! | #DIV/0! | #DIV/0! | #DIV/0! | #DIV/0! | #DIV/0! | #DIV/0! | #DIV/0! |  |  |  | #DIV/0! | #DIV/0! | #DIV/0! | kWh | #DIV/0!
0.4 | 0.1 | 0 | #DIV/0! | #DIV/0! | #DIV/0! | #DIV/0! | #DIV/0! | #DIV/0! | #DIV/0! | #DIV/0! | #DIV/0! | #DIV/0! |  |  |  | #DIV/0! | #DIV/0! | #DIV/0! | kWh | #DIV/0!
0.5 | 0.1 | 0 | #DIV/0! | #DIV/0! | #DIV/0! | #DIV/0! | #DIV/0! | #DIV/0! | #DIV/0! | #DIV/0! | #DIV/0! | #DIV/0! |  |  |  | #DIV/0! | #DIV/0! | #DIV/0! | kWh | #DIV/0!
0.6 | 0.1 | 0 | #DIV/0! | #DIV/0! | #DIV/0! | #DIV/0! | #DIV/0! | #DIV/0! | #DIV/0! | #DIV/0! | #DIV/0! | #DIV/0! |  |  |  | #DIV/0! | #DIV/0! | #DIV/0! | kWh | #DIV/0!
0.7 | 0.1 | 0 | #DIV/0! | #DIV/0! | #DIV/0! | #DIV/0! | #DIV/0! | #DIV/0! | #DIV/0! | #DIV/0! | #DIV/0! | #DIV/0! |  |  |  | #DIV/0! | #DIV/0! | #DIV/0! | kWh | #DIV/0!
0.8 | 0.1 | 0 | #DIV/0! | #DIV/0! | #DIV/0! | #DIV/0! | #DIV/0! | #DIV/0! | #DIV/0! | #DIV/0! | #DIV/0! | #DIV/0! |  |  |  | #DIV/0! | #DIV/0! | #DIV/0! | kWh | #DIV/0!
0.9 | 0.1 | 0 | #DIV/0! | #DIV/0! | #DIV/0! | #DIV/0! | #DIV/0! | #DIV/0! | #DIV/0! | #DIV/0! | #DIV/0! | #DIV/0! |  |  |  | #DIV/0! | #DIV/0! | #DIV/0! | kWh | #DIV/0!
0.95 | 0.05 | 0 | #DIV/0! | #DIV/0! | #DIV/0! | #DIV/0! | #DIV/0! | #DIV/0! | #DIV/0! | #DIV/0! | #DIV/0! | #DIV/0! |  |  |  | #DIV/0! | #DIV/0! | #DIV/0! | kWh | #DIV/0!
0.99 | 0.04 | 0 | #DIV/0! | #DIV/0! | #DIV/0! | #DIV/0! | #DIV/0! | #DIV/0! | #DIV/0! | #DIV/0! | #DIV/0! | #DIV/0! |  |  |  | #DIV/0! | #DIV/0! | #DIV/0! | kWh | #DIV/0!
1 | 0.01 | 0 | #DIV/0! | #DIV/0! | #DIV/0! | #DIV/0! | #DIV/0! | #DIV/0! | #DIV/0! | #DIV/0! | #DIV/0! | #DIV/0! |  |  |  | #DIV/0! | #DIV/0! | #DIV/0! | kWh | #DIV/0!
[5 empty] | June: mean; July: #DIV/0!; Aug: #DIV/0! |  | #DIV/0! | #DIV/0! | #DIV/0!
Exceed | Prob of any flow | Jul | [15 empty] | 31
Prob. | occurring | flow | value | U(m/s) | Jan: Re; Feb: Colebrook iterations; May: friction coef; June: hf (m); July: Power; Aug: Output
0.05 | 0.05 | 0 | #DIV/0! | #DIV/0! | #DIV/0! | #DIV/0! | #DIV/0! | #DIV/0! | #DIV/0! | #DIV/0! | #DIV/0! | #DIV/0! |  |  |  | #DIV/0! | #DIV/0! | #DIV/0! | kWh | #DIV/0!
0.1 | 0.05 | 0 | #DIV/0! | #DIV/0! | #DIV/0! | #DIV/0! | #DIV/0! | #DIV/0! | #DIV/0! | #DIV/0! | #DIV/0! | #DIV/0! |  |  |  | #DIV/0! | #DIV/0! | #DIV/0! | kWh | #DIV/0!
0.2 | 0.1 | 0 | #DIV/0! | #DIV/0! | #DIV/0! | #DIV/0! | #DIV/0! | #DIV/0! | #DIV/0! | #DIV/0! | #DIV/0! | #DIV/0! |  |  |  | #DIV/0! | #DIV/0! | #DIV/0! | kWh | #DIV/0!
0.3 | 0.1 | 0 | #DIV/0! | #DIV/0! | #DIV/0! | #DIV/0! | #DIV/0! | #DIV/0! | #DIV/0! | #DIV/0! | #DIV/0! | #DIV/0! |  |  |  | #DIV/0! | #DIV/0! | #DIV/0! | kWh | #DIV/0!
0.4 | 0.1 | 0 | #DIV/0! | #DIV/0! | #DIV/0! | #DIV/0! | #DIV/0! | #DIV/0! | #DIV/0! | #DIV/0! | #DIV/0! | #DIV/0! |  |  |  | #DIV/0! | #DIV/0! | #DIV/0! | kWh | #DIV/0!
0.5 | 0.1 | 0 | #DIV/0! | #DIV/0! | #DIV/0! | #DIV/0! | #DIV/0! | #DIV/0! | #DIV/0! | #DIV/0! | #DIV/0! | #DIV/0! |  |  |  | #DIV/0! | #DIV/0! | #DIV/0! | kWh | #DIV/0!
0.6 | 0.1 | 0 | #DIV/0! | #DIV/0! | #DIV/0! | #DIV/0! | #DIV/0! | #DIV/0! | #DIV/0! | #DIV/0! | #DIV/0! | #DIV/0! |  |  |  | #DIV/0! | #DIV/0! | #DIV/0! | kWh | #DIV/0!
0.7 | 0.1 | 0 | #DIV/0! | #DIV/0! | #DIV/0! | #DIV/0! | #DIV/0! | #DIV/0! | #DIV/0! | #DIV/0! | #DIV/0! | #DIV/0! |  |  |  | #DIV/0! | #DIV/0! | #DIV/0! | kWh | #DIV/0!
0.8 | 0.1 | 0 | #DIV/0! | #DIV/0! | #DIV/0! | #DIV/0! | #DIV/0! | #DIV/0! | #DIV/0! | #DIV/0! | #DIV/0! | #DIV/0! |  |  |  | #DIV/0! | #DIV/0! | #DIV/0! | kWh | #DIV/0!
0.9 | 0.1 | 0 | #DIV/0! | #DIV/0! | #DIV/0! | #DIV/0! | #DIV/0! | #DIV/0! | #DIV/0! | #DIV/0! | #DIV/0! | #DIV/0! |  |  |  | #DIV/0! | #DIV/0! | #DIV/0! | kWh | #DIV/0!
0.95 | 0.05 | 0 | #DIV/0! | #DIV/0! | #DIV/0! | #DIV/0! | #DIV/0! | #DIV/0! | #DIV/0! | #DIV/0! | #DIV/0! | #DIV/0! |  |  |  | #DIV/0! | #DIV/0! | #DIV/0! | kWh | #DIV/0!
0.99 | 0.04 | 0 | #DIV/0! | #DIV/0! | #DIV/0! | #DIV/0! | #DIV/0! | #DIV/0! | #DIV/0! | #DIV/0! | #DIV/0! | #DIV/0! |  |  |  | #DIV/0! | #DIV/0! | #DIV/0! | kWh | #DIV/0!
1 | 0.01 | 0 | #DIV/0! | #DIV/0! | #DIV/0! | #DIV/0! | #DIV/0! | #DIV/0! | #DIV/0! | #DIV/0! | #DIV/0! | #DIV/0! |  |  |  | #DIV/0! | #DIV/0! | #DIV/0! | kWh | #DIV/0!
[5 empty] | June: mean; July: #DIV/0!; Aug: #DIV/0! |  | #DIV/0! | #DIV/0! | #DIV/0!
Exceed | Prob of any flow | Aug | [15 empty] | 31
Prob. | occurring | flow | value | U(m/s) | Jan: Re; Feb: Colebrook iterations; May: friction coef; June: hf (m); July: Power; Aug: Output
0.05 | 0.05 | 0 | #DIV/0! | #DIV/0! | #DIV/0! | #DIV/0! | #DIV/0! | #DIV/0! | #DIV/0! | #DIV/0! | #DIV/0! | #DIV/0! |  |  |  | #DIV/0! | #DIV/0! | #DIV/0! | kWh | #DIV/0!
0.1 | 0.05 | 0 | #DIV/0! | #DIV/0! | #DIV/0! | #DIV/0! | #DIV/0! | #DIV/0! | #DIV/0! | #DIV/0! | #DIV/0! | #DIV/0! |  |  |  | #DIV/0! | #DIV/0! | #DIV/0! | kWh | #DIV/0!
0.2 | 0.1 | 0 | #DIV/0! | #DIV/0! | #DIV/0! | #DIV/0! | #DIV/0! | #DIV/0! | #DIV/0! | #DIV/0! | #DIV/0! | #DIV/0! |  |  |  | #DIV/0! | #DIV/0! | #DIV/0! | kWh | #DIV/0!
0.3 | 0.1 | 0 | #DIV/0! | #DIV/0! | #DIV/0! | #DIV/0! | #DIV/0! | #DIV/0! | #DIV/0! | #DIV/0! | #DIV/0! | #DIV/0! |  |  |  | #DIV/0! | #DIV/0! | #DIV/0! | kWh | #DIV/0!
0.4 | 0.1 | 0 | #DIV/0! | #DIV/0! | #DIV/0! | #DIV/0! | #DIV/0! | #DIV/0! | #DIV/0! | #DIV/0! | #DIV/0! | #DIV/0! |  |  |  | #DIV/0! | #DIV/0! | #DIV/0! | kWh | #DIV/0!
0.5 | 0.1 | 0 | #DIV/0! | #DIV/0! | #DIV/0! | #DIV/0! | #DIV/0! | #DIV/0! | #DIV/0! | #DIV/0! | #DIV/0! | #DIV/0! |  |  |  | #DIV/0! | #DIV/0! | #DIV/0! | kWh | #DIV/0!
0.6 | 0.1 | 0 | #DIV/0! | #DIV/0! | #DIV/0! | #DIV/0! | #DIV/0! | #DIV/0! | #DIV/0! | #DIV/0! | #DIV/0! | #DIV/0! |  |  |  | #DIV/0! | #DIV/0! | #DIV/0! | kWh | #DIV/0!
0.7 | 0.1 | 0 | #DIV/0! | #DIV/0! | #DIV/0! | #DIV/0! | #DIV/0! | #DIV/0! | #DIV/0! | #DIV/0! | #DIV/0! | #DIV/0! |  |  |  | #DIV/0! | #DIV/0! | #DIV/0! | kWh | #DIV/0!
0.8 | 0.1 | 0 | #DIV/0! | #DIV/0! | #DIV/0! | #DIV/0! | #DIV/0! | #DIV/0! | #DIV/0! | #DIV/0! | #DIV/0! | #DIV/0! |  |  |  | #DIV/0! | #DIV/0! | #DIV/0! | kWh | #DIV/0!
0.9 | 0.1 | 0 | #DIV/0! | #DIV/0! | #DIV/0! | #DIV/0! | #DIV/0! | #DIV/0! | #DIV/0! | #DIV/0! | #DIV/0! | #DIV/0! |  |  |  | #DIV/0! | #DIV/0! | #DIV/0! | kWh | #DIV/0!
0.95 | 0.05 | 0 | #DIV/0! | #DIV/0! | #DIV/0! | #DIV/0! | #DIV/0! | #DIV/0! | #DIV/0! | #DIV/0! | #DIV/0! | #DIV/0! |  |  |  | #DIV/0! | #DIV/0! | #DIV/0! | kWh | #DIV/0!
0.99 | 0.04 | 0 | #DIV/0! | #DIV/0! | #DIV/0! | #DIV/0! | #DIV/0! | #DIV/0! | #DIV/0! | #DIV/0! | #DIV/0! | #DIV/0! |  |  |  | #DIV/0! | #DIV/0! | #DIV/0! | kWh | #DIV/0!
1 | 0.01 | 0 | #DIV/0! | #DIV/0! | #DIV/0! | #DIV/0! | #DIV/0! | #DIV/0! | #DIV/0! | #DIV/0! | #DIV/0! | #DIV/0! |  |  |  | #DIV/0! | #DIV/0! | #DIV/0! | kWh | #DIV/0!
[5 empty] | June: mean; July: #DIV/0!; Aug: #DIV/0! |  | #DIV/0! | #DIV/0! | #DIV/0!
Exceed | Prob of any flow | Sept | [15 empty] | 30
Prob. | occurring | flow | value | U(m/s) | Jan: Re; Feb: Colebrook iterations; May: friction coef; June: hf (m); July: Power; Aug: Output
0.05 | 0.05 | 0 | #DIV/0! | #DIV/0! | #DIV/0! | #DIV/0! | #DIV/0! | #DIV/0! | #DIV/0! | #DIV/0! | #DIV/0! | #DIV/0! |  |  |  | #DIV/0! | #DIV/0! | #DIV/0! | kWh | #DIV/0!
0.1 | 0.05 | 0 | #DIV/0! | #DIV/0! | #DIV/0! | #DIV/0! | #DIV/0! | #DIV/0! | #DIV/0! | #DIV/0! | #DIV/0! | #DIV/0! |  |  |  | #DIV/0! | #DIV/0! | #DIV/0! | kWh | #DIV/0!
0.2 | 0.1 | 0 | #DIV/0! | #DIV/0! | #DIV/0! | #DIV/0! | #DIV/0! | #DIV/0! | #DIV/0! | #DIV/0! | #DIV/0! | #DIV/0! |  |  |  | #DIV/0! | #DIV/0! | #DIV/0! | kWh | #DIV/0!
0.3 | 0.1 | 0 | #DIV/0! | #DIV/0! | #DIV/0! | #DIV/0! | #DIV/0! | #DIV/0! | #DIV/0! | #DIV/0! | #DIV/0! | #DIV/0! |  |  |  | #DIV/0! | #DIV/0! | #DIV/0! | kWh | #DIV/0!
0.4 | 0.1 | 0 | #DIV/0! | #DIV/0! | #DIV/0! | #DIV/0! | #DIV/0! | #DIV/0! | #DIV/0! | #DIV/0! | #DIV/0! | #DIV/0! |  |  |  | #DIV/0! | #DIV/0! | #DIV/0! | kWh | #DIV/0!
0.5 | 0.1 | 0 | #DIV/0! | #DIV/0! | #DIV/0! | #DIV/0! | #DIV/0! | #DIV/0! | #DIV/0! | #DIV/0! | #DIV/0! | #DIV/0! |  |  |  | #DIV/0! | #DIV/0! | #DIV/0! | kWh | #DIV/0!
0.6 | 0.1 | 0 | #DIV/0! | #DIV/0! | #DIV/0! | #DIV/0! | #DIV/0! | #DIV/0! | #DIV/0! | #DIV/0! | #DIV/0! | #DIV/0! |  |  |  | #DIV/0! | #DIV/0! | #DIV/0! | kWh | #DIV/0!
0.7 | 0.1 | 0 | #DIV/0! | #DIV/0! | #DIV/0! | #DIV/0! | #DIV/0! | #DIV/0! | #DIV/0! | #DIV/0! | #DIV/0! | #DIV/0! |  |  |  | #DIV/0! | #DIV/0! | #DIV/0! | kWh | #DIV/0!
0.8 | 0.1 | 0 | #DIV/0! | #DIV/0! | #DIV/0! | #DIV/0! | #DIV/0! | #DIV/0! | #DIV/0! | #DIV/0! | #DIV/0! | #DIV/0! |  |  |  | #DIV/0! | #DIV/0! | #DIV/0! | kWh | #DIV/0!
0.9 | 0.1 | 0 | #DIV/0! | #DIV/0! | #DIV/0! | #DIV/0! | #DIV/0! | #DIV/0! | #DIV/0! | #DIV/0! | #DIV/0! | #DIV/0! |  |  |  | #DIV/0! | #DIV/0! | #DIV/0! | kWh | #DIV/0!
0.95 | 0.05 | 0 | #DIV/0! | #DIV/0! | #DIV/0! | #DIV/0! | #DIV/0! | #DIV/0! | #DIV/0! | #DIV/0! | #DIV/0! | #DIV/0! |  |  |  | #DIV/0! | #DIV/0! | #DIV/0! | kWh | #DIV/0!
0.99 | 0.04 | 0 | #DIV/0! | #DIV/0! | #DIV/0! | #DIV/0! | #DIV/0! | #DIV/0! | #DIV/0! | #DIV/0! | #DIV/0! | #DIV/0! |  |  |  | #DIV/0! | #DIV/0! | #DIV/0! | kWh | #DIV/0!
1 | 0.01 | 0 | #DIV/0! | #DIV/0! | #DIV/0! | #DIV/0! | #DIV/0! | #DIV/0! | #DIV/0! | #DIV/0! | #DIV/0! | #DIV/0! |  |  |  | #DIV/0! | #DIV/0! | #DIV/0! | kWh | #DIV/0!
[5 empty] | June: mean; July: #DIV/0!; Aug: #DIV/0! |  | #DIV/0! | #DIV/0! | #DIV/0!
Exceed | Prob of any flow | Oct | [15 empty] | 31
Prob. | occurring | flow | value | U(m/s) | Jan: Re; Feb: Colebrook iterations; May: friction coef; June: hf (m); July: Power; Aug: Output
0.05 | 0.05 | 0 | #DIV/0! | #DIV/0! | #DIV/0! | #DIV/0! | #DIV/0! | #DIV/0! | #DIV/0! | #DIV/0! | #DIV/0! | #DIV/0! |  |  |  | #DIV/0! | #DIV/0! | #DIV/0! | kWh | #DIV/0!
0.1 | 0.05 | 0 | #DIV/0! | #DIV/0! | #DIV/0! | #DIV/0! | #DIV/0! | #DIV/0! | #DIV/0! | #DIV/0! | #DIV/0! | #DIV/0! |  |  |  | #DIV/0! | #DIV/0! | #DIV/0! | kWh | #DIV/0!
0.2 | 0.1 | 0 | #DIV/0! | #DIV/0! | #DIV/0! | #DIV/0! | #DIV/0! | #DIV/0! | #DIV/0! | #DIV/0! | #DIV/0! | #DIV/0! |  |  |  | #DIV/0! | #DIV/0! | #DIV/0! | kWh | #DIV/0!
0.3 | 0.1 | 0 | #DIV/0! | #DIV/0! | #DIV/0! | #DIV/0! | #DIV/0! | #DIV/0! | #DIV/0! | #DIV/0! | #DIV/0! | #DIV/0! |  |  |  | #DIV/0! | #DIV/0! | #DIV/0! | kWh | #DIV/0!
0.4 | 0.1 | 0 | #DIV/0! | #DIV/0! | #DIV/0! | #DIV/0! | #DIV/0! | #DIV/0! | #DIV/0! | #DIV/0! | #DIV/0! | #DIV/0! |  |  |  | #DIV/0! | #DIV/0! | #DIV/0! | kWh | #DIV/0!
0.5 | 0.1 | 0 | #DIV/0! | #DIV/0! | #DIV/0! | #DIV/0! | #DIV/0! | #DIV/0! | #DIV/0! | #DIV/0! | #DIV/0! | #DIV/0! |  |  |  | #DIV/0! | #DIV/0! | #DIV/0! | kWh | #DIV/0!
0.6 | 0.1 | 0 | #DIV/0! | #DIV/0! | #DIV/0! | #DIV/0! | #DIV/0! | #DIV/0! | #DIV/0! | #DIV/0! | #DIV/0! | #DIV/0! |  |  |  | #DIV/0! | #DIV/0! | #DIV/0! | kWh | #DIV/0!
0.7 | 0.1 | 0 | #DIV/0! | #DIV/0! | #DIV/0! | #DIV/0! | #DIV/0! | #DIV/0! | #DIV/0! | #DIV/0! | #DIV/0! | #DIV/0! |  |  |  | #DIV/0! | #DIV/0! | #DIV/0! | kWh | #DIV/0!
0.8 | 0.1 | 0 | #DIV/0! | #DIV/0! | #DIV/0! | #DIV/0! | #DIV/0! | #DIV/0! | #DIV/0! | #DIV/0! | #DIV/0! | #DIV/0! |  |  |  | #DIV/0! | #DIV/0! | #DIV/0! | kWh | #DIV/0!
0.9 | 0.1 | 0 | #DIV/0! | #DIV/0! | #DIV/0! | #DIV/0! | #DIV/0! | #DIV/0! | #DIV/0! | #DIV/0! | #DIV/0! | #DIV/0! |  |  |  | #DIV/0! | #DIV/0! | #DIV/0! | kWh | #DIV/0!
0.95 | 0.05 | 0 | #DIV/0! | #DIV/0! | #DIV/0! | #DIV/0! | #DIV/0! | #DIV/0! | #DIV/0! | #DIV/0! | #DIV/0! | #DIV/0! |  |  |  | #DIV/0! | #DIV/0! | #DIV/0! | kWh | #DIV/0!
0.99 | 0.04 | 0 | #DIV/0! | #DIV/0! | #DIV/0! | #DIV/0! | #DIV/0! | #DIV/0! | #DIV/0! | #DIV/0! | #DIV/0! | #DIV/0! |  |  |  | #DIV/0! | #DIV/0! | #DIV/0! | kWh | #DIV/0!
1 | 0.01 | 0 | #DIV/0! | #DIV/0! | #DIV/0! | #DIV/0! | #DIV/0! | #DIV/0! | #DIV/0! | #DIV/0! | #DIV/0! | #DIV/0! |  |  |  | #DIV/0! | #DIV/0! | #DIV/0! | kWh | #DIV/0!
[5 empty] | June: mean; July: #DIV/0!; Aug: #DIV/0! |  | #DIV/0! | #DIV/0! | #DIV/0!
Exceed | Prob of any flow | Nov | [15 empty] | 30
Prob. | occurring | flow | value | U(m/s) | Jan: Re; Feb: Colebrook iterations; May: friction coef; June: hf (m); July: Power; Aug: Output
0.05 | 0.05 | 0 | #DIV/0! | #DIV/0! | #DIV/0! | #DIV/0! | #DIV/0! | #DIV/0! | #DIV/0! | #DIV/0! | #DIV/0! | #DIV/0! |  |  |  | #DIV/0! | #DIV/0! | #DIV/0! | kWh | #DIV/0!
0.1 | 0.05 | 0 | #DIV/0! | #DIV/0! | #DIV/0! | #DIV/0! | #DIV/0! | #DIV/0! | #DIV/0! | #DIV/0! | #DIV/0! | #DIV/0! |  |  |  | #DIV/0! | #DIV/0! | #DIV/0! | kWh | #DIV/0!
0.2 | 0.1 | 0 | #DIV/0! | #DIV/0! | #DIV/0! | #DIV/0! | #DIV/0! | #DIV/0! | #DIV/0! | #DIV/0! | #DIV/0! | #DIV/0! |  |  |  | #DIV/0! | #DIV/0! | #DIV/0! | kWh | #DIV/0!
0.3 | 0.1 | 0 | #DIV/0! | #DIV/0! | #DIV/0! | #DIV/0! | #DIV/0! | #DIV/0! | #DIV/0! | #DIV/0! | #DIV/0! | #DIV/0! |  |  |  | #DIV/0! | #DIV/0! | #DIV/0! | kWh | #DIV/0!
0.4 | 0.1 | 0 | #DIV/0! | #DIV/0! | #DIV/0! | #DIV/0! | #DIV/0! | #DIV/0! | #DIV/0! | #DIV/0! | #DIV/0! | #DIV/0! |  |  |  | #DIV/0! | #DIV/0! | #DIV/0! | kWh | #DIV/0!
0.5 | 0.1 | 0 | #DIV/0! | #DIV/0! | #DIV/0! | #DIV/0! | #DIV/0! | #DIV/0! | #DIV/0! | #DIV/0! | #DIV/0! | #DIV/0! |  |  |  | #DIV/0! | #DIV/0! | #DIV/0! | kWh | #DIV/0!
0.6 | 0.1 | 0 | #DIV/0! | #DIV/0! | #DIV/0! | #DIV/0! | #DIV/0! | #DIV/0! | #DIV/0! | #DIV/0! | #DIV/0! | #DIV/0! |  |  |  | #DIV/0! | #DIV/0! | #DIV/0! | kWh | #DIV/0!
0.7 | 0.1 | 0 | #DIV/0! | #DIV/0! | #DIV/0! | #DIV/0! | #DIV/0! | #DIV/0! | #DIV/0! | #DIV/0! | #DIV/0! | #DIV/0! |  |  |  | #DIV/0! | #DIV/0! | #DIV/0! | kWh | #DIV/0!
0.8 | 0.1 | 0 | #DIV/0! | #DIV/0! | #DIV/0! | #DIV/0! | #DIV/0! | #DIV/0! | #DIV/0! | #DIV/0! | #DIV/0! | #DIV/0! |  |  |  | #DIV/0! | #DIV/0! | #DIV/0! | kWh | #DIV/0!
0.9 | 0.1 | 0 | #DIV/0! | #DIV/0! | #DIV/0! | #DIV/0! | #DIV/0! | #DIV/0! | #DIV/0! | #DIV/0! | #DIV/0! | #DIV/0! |  |  |  | #DIV/0! | #DIV/0! | #DIV/0! | kWh | #DIV/0!
0.95 | 0.05 | 0 | #DIV/0! | #DIV/0! | #DIV/0! | #DIV/0! | #DIV/0! | #DIV/0! | #DIV/0! | #DIV/0! | #DIV/0! | #DIV/0! |  |  |  | #DIV/0! | #DIV/0! | #DIV/0! | kWh | #DIV/0!
0.99 | 0.04 | 0 | #DIV/0! | #DIV/0! | #DIV/0! | #DIV/0! | #DIV/0! | #DIV/0! | #DIV/0! | #DIV/0! | #DIV/0! | #DIV/0! |  |  |  | #DIV/0! | #DIV/0! | #DIV/0! | kWh | #DIV/0!
1 | 0.01 | 0 | #DIV/0! | #DIV/0! | #DIV/0! | #DIV/0! | #DIV/0! | #DIV/0! | #DIV/0! | #DIV/0! | #DIV/0! | #DIV/0! |  |  |  | #DIV/0! | #DIV/0! | #DIV/0! | kWh | #DIV/0!
[5 empty] | June: mean; July: #DIV/0!; Aug: #DIV/0! |  | #DIV/0! | #DIV/0! | #DIV/0!
Exceed | Prob of any flow | Dec | [15 empty] | 31
Prob. | occurring | flow | value | U(m/s) | Jan: Re; Feb: Colebrook iterations; May: friction coef; June: hf (m); July: Power; Aug: Output
0.05 | 0.05 | 0 | #DIV/0! | #DIV/0! | #DIV/0! | #DIV/0! | #DIV/0! | #DIV/0! | #DIV/0! | #DIV/0! | #DIV/0! | #DIV/0! |  |  |  | #DIV/0! | #DIV/0! | #DIV/0! | kWh | #DIV/0!
0.1 | 0.05 | 0 | #DIV/0! | #DIV/0! | #DIV/0! | #DIV/0! | #DIV/0! | #DIV/0! | #DIV/0! | #DIV/0! | #DIV/0! | #DIV/0! |  |  |  | #DIV/0! | #DIV/0! | #DIV/0! | kWh | #DIV/0!
0.2 | 0.1 | 0 | #DIV/0! | #DIV/0! | #DIV/0! | #DIV/0! | #DIV/0! | #DIV/0! | #DIV/0! | #DIV/0! | #DIV/0! | #DIV/0! |  |  |  | #DIV/0! | #DIV/0! | #DIV/0! | kWh | #DIV/0!
0.3 | 0.1 | 0 | #DIV/0! | #DIV/0! | #DIV/0! | #DIV/0! | #DIV/0! | #DIV/0! | #DIV/0! | #DIV/0! | #DIV/0! | #DIV/0! |  |  |  | #DIV/0! | #DIV/0! | #DIV/0! | kWh | #DIV/0!
0.4 | 0.1 | 0 | #DIV/0! | #DIV/0! | #DIV/0! | #DIV/0! | #DIV/0! | #DIV/0! | #DIV/0! | #DIV/0! | #DIV/0! | #DIV/0! |  |  |  | #DIV/0! | #DIV/0! | #DIV/0! | kWh | #DIV/0!
0.5 | 0.1 | 0 | #DIV/0! | #DIV/0! | #DIV/0! | #DIV/0! | #DIV/0! | #DIV/0! | #DIV/0! | #DIV/0! | #DIV/0! | #DIV/0! |  |  |  | #DIV/0! | #DIV/0! | #DIV/0! | kWh | #DIV/0!
0.6 | 0.1 | 0 | #DIV/0! | #DIV/0! | #DIV/0! | #DIV/0! | #DIV/0! | #DIV/0! | #DIV/0! | #DIV/0! | #DIV/0! | #DIV/0! |  |  |  | #DIV/0! | #DIV/0! | #DIV/0! | kWh | #DIV/0!
0.7 | 0.1 | 0 | #DIV/0! | #DIV/0! | #DIV/0! | #DIV/0! | #DIV/0! | #DIV/0! | #DIV/0! | #DIV/0! | #DIV/0! | #DIV/0! |  |  |  | #DIV/0! | #DIV/0! | #DIV/0! | kWh | #DIV/0!
0.8 | 0.1 | 0 | #DIV/0! | #DIV/0! | #DIV/0! | #DIV/0! | #DIV/0! | #DIV/0! | #DIV/0! | #DIV/0! | #DIV/0! | #DIV/0! |  |  |  | #DIV/0! | #DIV/0! | #DIV/0! | kWh | #DIV/0!
0.9 | 0.1 | 0 | #DIV/0! | #DIV/0! | #DIV/0! | #DIV/0! | #DIV/0! | #DIV/0! | #DIV/0! | #DIV/0! | #DIV/0! | #DIV/0! |  |  |  | #DIV/0! | #DIV/0! | #DIV/0! | kWh | #DIV/0!
0.95 | 0.05 | 0 | #DIV/0! | #DIV/0! | #DIV/0! | #DIV/0! | #DIV/0! | #DIV/0! | #DIV/0! | #DIV/0! | #DIV/0! | #DIV/0! |  |  |  | #DIV/0! | #DIV/0! | #DIV/0! | kWh | #DIV/0!
0.99 | 0.04 | 0 | #DIV/0! | #DIV/0! | #DIV/0! | #DIV/0! | #DIV/0! | #DIV/0! | #DIV/0! | #DIV/0! | #DIV/0! | #DIV/0! |  |  |  | #DIV/0! | #DIV/0! | #DIV/0! | kWh | #DIV/0!
1 | 0.01 | 0 | #DIV/0! | #DIV/0! | #DIV/0! | #DIV/0! | #DIV/0! | #DIV/0! | #DIV/0! | #DIV/0! | #DIV/0! | #DIV/0! |  |  |  | #DIV/0! | #DIV/0! | #DIV/0! | kWh | #DIV/0!
[5 empty] | June: mean; July: #DIV/0!; Aug: #DIV/0! |  | #DIV/0! | #DIV/0! | #DIV/0!
|  | Output | Days | Value | [13 empty] | kWh
| Jan | #DIV/0! | 31 | #DIV/0! | [12 empty] | TOTAL | #DIV/0! | #DIV/0!
| Feb | #DIV/0! | 28 | #DIV/0! | [12 empty] | Average | #DIV/0!
| Mar | #DIV/0! | 31 | #DIV/0!
| Apr | #DIV/0! | 30 | #DIV/0! | [13 empty] | Output | Days | Value
| May | #DIV/0! | 31 | #DIV/0! | [12 empty] | Jan | #DIV/0! | 31 | #DIV/0!
| Jun | #DIV/0! | 30 | #DIV/0! | [12 empty] | Feb | #DIV/0! | 28 | #DIV/0!
| Jul | #DIV/0! | 20 | #DIV/0! | [12 empty] | Mar | #DIV/0! | 31 | #DIV/0!
| Aug | #DIV/0! | 20 | #DIV/0! | [12 empty] | Apr | #DIV/0! | 30 | #DIV/0!
| Sep | #DIV/0! | 30 | #DIV/0! | [12 empty] | May | #DIV/0! | 31 | #DIV/0!
| Oct | #DIV/0! | 31 | #DIV/0! | [12 empty] | Jun | #DIV/0! | 30 | #DIV/0!
| Nov | #DIV/0! | 30 | #DIV/0! | [12 empty] | Jul | #DIV/0! | 20 | #DIV/0!
| Dec | #DIV/0! | 31 | #DIV/0! | [12 empty] | Aug | #DIV/0! | 20 | #DIV/0!
|  |  | TOTAL | #DIV/0! | [12 empty] | Sep | #DIV/0! | 30 | #DIV/0!
|  |  | d/time 2% | #DIV/0! | [12 empty] | Oct | #DIV/0! | 31 | #DIV/0!
|  |  | av hour | #DIV/0! | [12 empty] | Nov | #DIV/0! | 30 | #DIV/0! | bar: Jan
[17 empty] | Dec | #DIV/0! | 31 | #DIV/0!
[19 empty] | TOTAL | #DIV/0!
[19 empty] | d/time 2% | #DIV/0!
[19 empty] | av hour | #DIV/0!

## Diameter7 (hidden)
| Intake Elevation (m) | 0 |  | Kinematic Viscosity | 0
| Generator Elevation (m) | 0 |  | Roughness Coef (mm) | 0 |  | Gravity | 9.81
| Net Head (m) | 0 |  | Pipe Diameter (m) | 0.7 |  | e/D | 0
| Pipe Length (m) | 0 |  | Pipe X-Section Area (m2) | 0.38485 |  | Iteration Start | 0.02
| Hydraulic Gradient | #DIV/0! |  | Flow Velocity (m/s) | #DIV/0!
| Turbine Eff. (%) | 0 |  | Discharge Rate(m^3/s) | #DIV/0!
Low Flows Summary
Annual |  |  |  | Monthly
[5 empty] | Jan | Feb | Mar | Apr | May | June | July | Aug | Sep | Oct | Nov | Dec
Annual mean flow | 0 |  |  | Monthly mean | 0 | 0 | 0 | 0 | 0 | 0 | 0 | 0 | 0 | 0 | 0 | 0
Q95 | 0 |  |  | Q95 | 0 | 0 | 0 | 0 | 0 | 0 | 0 | 0 | 0 | 0 | 0 | 0
| P (%) | Q (m³/s) |  | P (%) | Q (m³/s) | Q (m³/s) | Q (m³/s) | Q (m³/s) | Q (m³/s) | Q (m³/s) | Q (m³/s) | Q (m³/s) | Q (m³/s) | Q (m³/s) | Q (m³/s) | Q (m³/s)
1 | 5 | 0 |  | 5 | 0 | 0 | 0 | 0 | 0 | 0 | 0 | 0 | 0 | 0 | 0 | 0
2 | 10 | 0 |  | 10 | 0 | 0 | 0 | 0 | 0 | 0 | 0 | 0 | 0 | 0 | 0 | 0
3 | 20 | 0 |  | 20 | 0 | 0 | 0 | 0 | 0 | 0 | 0 | 0 | 0 | 0 | 0 | 0
4 | 30 | 0 |  | 30 | 0 | 0 | 0 | 0 | 0 | 0 | 0 | 0 | 0 | 0 | 0 | 0
5 | 40 | 0 |  | 40 | 0 | 0 | 0 | 0 | 0 | 0 | 0 | 0 | 0 | 0 | 0 | 0
6 | 50 | 0 |  | 50 | 0 | 0 | 0 | 0 | 0 | 0 | 0 | 0 | 0 | 0 | 0 | 0
7 | 60 | 0 |  | 60 | 0 | 0 | 0 | 0 | 0 | 0 | 0 | 0 | 0 | 0 | 0 | 0
8 | 70 | 0 |  | 70 | 0 | 0 | 0 | 0 | 0 | 0 | 0 | 0 | 0 | 0 | 0 | 0
9 | 80 | 0 |  | 80 | 0 | 0 | 0 | 0 | 0 | 0 | 0 | 0 | 0 | 0 | 0 | 0
10 | 90 | 0 |  | 90 | 0 | 0 | 0 | 0 | 0 | 0 | 0 | 0 | 0 | 0 | 0 | 0
11 | 95 | 0 |  | 95 | 0 | 0 | 0 | 0 | 0 | 0 | 0 | 0 | 0 | 0 | 0 | 0
12 | 99 | 0 |  | 99 | 0 | 0 | 0 | 0 | 0 | 0 | 0 | 0 | 0 | 0 | 0 | 0
Period | Mean Flow (m³/s) | Q95 (m³/s) | Captured Flow (m³/s) | U(m/s) | Jan: Re; Feb: Colebrook iterations; May: friction coef; June: hf (m); July: Power
Annual | #REF! | 0 | #REF! | #REF! | Jan: #REF!; Feb: #REF!; Mar: #REF!; Apr: #REF!; May: #REF!; June: #REF!; July: #REF!
Jan | #REF! | #REF! | #REF! | #REF! | Jan: #REF!; Feb: #REF!; Mar: #REF!; Apr: #REF!; May: #REF!; June: #REF!; July: #REF!
Feb | #REF! | #REF! | #REF! | #REF! | Jan: #REF!; Feb: #REF!; Mar: #REF!; Apr: #REF!; May: #REF!; June: #REF!; July: #REF!
Mar | #REF! | #REF! | #REF! | #REF! | Jan: #REF!; Feb: #REF!; Mar: #REF!; Apr: #REF!; May: #REF!; June: #REF!; July: #REF!
Apr | #REF! | #REF! | #REF! | #REF! | Jan: #REF!; Feb: #REF!; Mar: #REF!; Apr: #REF!; May: #REF!; June: #REF!; July: #REF!
May | #REF! | #REF! | #REF! | #REF! | Jan: #REF!; Feb: #REF!; Mar: #REF!; Apr: #REF!; May: #REF!; June: #REF!; July: #REF!
Jun | #REF! | #REF! | #REF! | #REF! | Jan: #REF!; Feb: #REF!; Mar: #REF!; Apr: #REF!; May: #REF!; June: #REF!; July: #REF!
Jul | #REF! | #REF! | #REF! | #REF! | Jan: #REF!; Feb: #REF!; Mar: #REF!; Apr: #REF!; May: #REF!; June: #REF!; July: #REF!
Aug | #REF! | #REF! | #REF! | #REF! | Jan: #REF!; Feb: #REF!; Mar: #REF!; Apr: #REF!; May: #REF!; June: #REF!; July: #REF!
Sep | #REF! | #REF! | #REF! | #REF! | Jan: #REF!; Feb: #REF!; Mar: #REF!; Apr: #REF!; May: #REF!; June: #REF!; July: #REF!
Oct | #REF! | #REF! | #REF! | #REF! | Jan: #REF!; Feb: #REF!; Mar: #REF!; Apr: #REF!; May: #REF!; June: #REF!; July: #REF!
Nov | #REF! | #REF! | #REF! | #REF! | Jan: #REF!; Feb: #REF!; Mar: #REF!; Apr: #REF!; May: #REF!; June: #REF!; July: #REF!
Dec | #REF! | #REF! | #REF! | #REF! | Jan: #REF!; Feb: #REF!; Mar: #REF!; Apr: #REF!; May: #REF!; June: #REF!; July: #REF!
[10 empty] | mean | #REF!
Exceed | Prob of any flow | Jan | [15 empty] | 31
Prob. | occurring | flow | value | U(m/s) | Jan: Re; Feb: Colebrook iterations; May: friction coef; June: hf (m); July: Power; Aug: Output; Dec: Capturing
0.05 | 0.05 | 0 | #DIV/0! | #DIV/0! | #DIV/0! | #DIV/0! | #DIV/0! | #DIV/0! | #DIV/0! | #DIV/0! | #DIV/0! | #DIV/0! |  |  |  | #DIV/0! | #DIV/0! | #DIV/0! | kWh | #DIV/0!
0.1 | 0.05 | 0 | #DIV/0! | #DIV/0! | #DIV/0! | #DIV/0! | #DIV/0! | #DIV/0! | #DIV/0! | #DIV/0! | #DIV/0! | #DIV/0! |  |  |  | #DIV/0! | #DIV/0! | #DIV/0! | kWh | #DIV/0!
0.2 | 0.1 | 0 | #DIV/0! | #DIV/0! | #DIV/0! | #DIV/0! | #DIV/0! | #DIV/0! | #DIV/0! | #DIV/0! | #DIV/0! | #DIV/0! |  |  |  | #DIV/0! | #DIV/0! | #DIV/0! | kWh | #DIV/0!
0.3 | 0.1 | 0 | #DIV/0! | #DIV/0! | #DIV/0! | #DIV/0! | #DIV/0! | #DIV/0! | #DIV/0! | #DIV/0! | #DIV/0! | #DIV/0! |  |  |  | #DIV/0! | #DIV/0! | #DIV/0! | kWh | #DIV/0!
0.4 | 0.1 | 0 | #DIV/0! | #DIV/0! | #DIV/0! | #DIV/0! | #DIV/0! | #DIV/0! | #DIV/0! | #DIV/0! | #DIV/0! | #DIV/0! |  |  |  | #DIV/0! | #DIV/0! | #DIV/0! | kWh | #DIV/0!
0.5 | 0.1 | 0 | #DIV/0! | #DIV/0! | #DIV/0! | #DIV/0! | #DIV/0! | #DIV/0! | #DIV/0! | #DIV/0! | #DIV/0! | #DIV/0! |  |  |  | #DIV/0! | #DIV/0! | #DIV/0! | kWh | #DIV/0!
0.6 | 0.1 | 0 | #DIV/0! | #DIV/0! | #DIV/0! | #DIV/0! | #DIV/0! | #DIV/0! | #DIV/0! | #DIV/0! | #DIV/0! | #DIV/0! |  |  |  | #DIV/0! | #DIV/0! | #DIV/0! | kWh | #DIV/0!
0.7 | 0.1 | 0 | #DIV/0! | #DIV/0! | #DIV/0! | #DIV/0! | #DIV/0! | #DIV/0! | #DIV/0! | #DIV/0! | #DIV/0! | #DIV/0! |  |  |  | #DIV/0! | #DIV/0! | #DIV/0! | kWh | #DIV/0!
0.8 | 0.1 | 0 | #DIV/0! | #DIV/0! | #DIV/0! | #DIV/0! | #DIV/0! | #DIV/0! | #DIV/0! | #DIV/0! | #DIV/0! | #DIV/0! |  |  |  | #DIV/0! | #DIV/0! | #DIV/0! | kWh | #DIV/0!
0.9 | 0.1 | 0 | #DIV/0! | #DIV/0! | #DIV/0! | #DIV/0! | #DIV/0! | #DIV/0! | #DIV/0! | #DIV/0! | #DIV/0! | #DIV/0! |  |  |  | #DIV/0! | #DIV/0! | #DIV/0! | kWh | #DIV/0!
0.95 | 0.05 | 0 | #DIV/0! | #DIV/0! | #DIV/0! | #DIV/0! | #DIV/0! | #DIV/0! | #DIV/0! | #DIV/0! | #DIV/0! | #DIV/0! |  |  |  | #DIV/0! | #DIV/0! | #DIV/0! | kWh | #DIV/0!
0.99 | 0.04 | 0 | #DIV/0! | #DIV/0! | #DIV/0! | #DIV/0! | #DIV/0! | #DIV/0! | #DIV/0! | #DIV/0! | #DIV/0! | #DIV/0! |  |  |  | #DIV/0! | #DIV/0! | #DIV/0! | kWh | #DIV/0!
1 | 0.01 | 0 | #DIV/0! | #DIV/0! | #DIV/0! | #DIV/0! | #DIV/0! | #DIV/0! | #DIV/0! | #DIV/0! | #DIV/0! | #DIV/0! |  |  |  | #DIV/0! | #DIV/0! | #DIV/0! | kWh | #DIV/0!
[5 empty] | July: Total; Aug: #DIV/0! |  | #DIV/0! | #DIV/0! | #DIV/0!
Exceed | Prob of any flow | Feb | [15 empty] | 28
Prob. | occurring | flow | value | U(m/s) | Jan: Re; Feb: Colebrook iterations; May: friction coef; June: hf (m); July: Power; Aug: Output
0.05 | 0.05 | 0 | #DIV/0! | #DIV/0! | #DIV/0! | #DIV/0! | #DIV/0! | #DIV/0! | #DIV/0! | #DIV/0! | #DIV/0! | #DIV/0! |  |  |  | #DIV/0! | #DIV/0! | #DIV/0! | kWh | #DIV/0!
0.1 | 0.05 | 0 | #DIV/0! | #DIV/0! | #DIV/0! | #DIV/0! | #DIV/0! | #DIV/0! | #DIV/0! | #DIV/0! | #DIV/0! | #DIV/0! |  |  |  | #DIV/0! | #DIV/0! | #DIV/0! | kWh | #DIV/0!
0.2 | 0.1 | 0 | #DIV/0! | #DIV/0! | #DIV/0! | #DIV/0! | #DIV/0! | #DIV/0! | #DIV/0! | #DIV/0! | #DIV/0! | #DIV/0! |  |  |  | #DIV/0! | #DIV/0! | #DIV/0! | kWh | #DIV/0!
0.3 | 0.1 | 0 | #DIV/0! | #DIV/0! | #DIV/0! | #DIV/0! | #DIV/0! | #DIV/0! | #DIV/0! | #DIV/0! | #DIV/0! | #DIV/0! |  |  |  | #DIV/0! | #DIV/0! | #DIV/0! | kWh | #DIV/0!
0.4 | 0.1 | 0 | #DIV/0! | #DIV/0! | #DIV/0! | #DIV/0! | #DIV/0! | #DIV/0! | #DIV/0! | #DIV/0! | #DIV/0! | #DIV/0! |  |  |  | #DIV/0! | #DIV/0! | #DIV/0! | kWh | #DIV/0!
0.5 | 0.1 | 0 | #DIV/0! | #DIV/0! | #DIV/0! | #DIV/0! | #DIV/0! | #DIV/0! | #DIV/0! | #DIV/0! | #DIV/0! | #DIV/0! |  |  |  | #DIV/0! | #DIV/0! | #DIV/0! | kWh | #DIV/0!
0.6 | 0.1 | 0 | #DIV/0! | #DIV/0! | #DIV/0! | #DIV/0! | #DIV/0! | #DIV/0! | #DIV/0! | #DIV/0! | #DIV/0! | #DIV/0! |  |  |  | #DIV/0! | #DIV/0! | #DIV/0! | kWh | #DIV/0!
0.7 | 0.1 | 0 | #DIV/0! | #DIV/0! | #DIV/0! | #DIV/0! | #DIV/0! | #DIV/0! | #DIV/0! | #DIV/0! | #DIV/0! | #DIV/0! |  |  |  | #DIV/0! | #DIV/0! | #DIV/0! | kWh | #DIV/0!
0.8 | 0.1 | 0 | #DIV/0! | #DIV/0! | #DIV/0! | #DIV/0! | #DIV/0! | #DIV/0! | #DIV/0! | #DIV/0! | #DIV/0! | #DIV/0! |  |  |  | #DIV/0! | #DIV/0! | #DIV/0! | kWh | #DIV/0!
0.9 | 0.1 | 0 | #DIV/0! | #DIV/0! | #DIV/0! | #DIV/0! | #DIV/0! | #DIV/0! | #DIV/0! | #DIV/0! | #DIV/0! | #DIV/0! |  |  |  | #DIV/0! | #DIV/0! | #DIV/0! | kWh | #DIV/0!
0.95 | 0.05 | 0 | #DIV/0! | #DIV/0! | #DIV/0! | #DIV/0! | #DIV/0! | #DIV/0! | #DIV/0! | #DIV/0! | #DIV/0! | #DIV/0! |  |  |  | #DIV/0! | #DIV/0! | #DIV/0! | kWh | #DIV/0!
0.99 | 0.04 | 0 | #DIV/0! | #DIV/0! | #DIV/0! | #DIV/0! | #DIV/0! | #DIV/0! | #DIV/0! | #DIV/0! | #DIV/0! | #DIV/0! |  |  |  | #DIV/0! | #DIV/0! | #DIV/0! | kWh | #DIV/0!
1 | 0.01 | 0 | #DIV/0! | #DIV/0! | #DIV/0! | #DIV/0! | #DIV/0! | #DIV/0! | #DIV/0! | #DIV/0! | #DIV/0! | #DIV/0! |  |  |  | #DIV/0! | #DIV/0! | #DIV/0! | kWh | #DIV/0!
[5 empty] | June: mean; July: #DIV/0!; Aug: #DIV/0! |  | #DIV/0! | #DIV/0! | #DIV/0!
Exceed | Prob of any flow | Mar | [15 empty] | 31
Prob. | occurring | flow | value | U(m/s) | Jan: Re; Feb: Colebrook iterations; May: friction coef; June: hf (m); July: Power; Aug: Output
0.05 | 0.05 | 0 | #DIV/0! | #DIV/0! | #DIV/0! | #DIV/0! | #DIV/0! | #DIV/0! | #DIV/0! | #DIV/0! | #DIV/0! | #DIV/0! |  |  |  | #DIV/0! | #DIV/0! | #DIV/0! | kWh | #DIV/0!
0.1 | 0.05 | 0 | #DIV/0! | #DIV/0! | #DIV/0! | #DIV/0! | #DIV/0! | #DIV/0! | #DIV/0! | #DIV/0! | #DIV/0! | #DIV/0! |  |  |  | #DIV/0! | #DIV/0! | #DIV/0! | kWh | #DIV/0!
0.2 | 0.1 | 0 | #DIV/0! | #DIV/0! | #DIV/0! | #DIV/0! | #DIV/0! | #DIV/0! | #DIV/0! | #DIV/0! | #DIV/0! | #DIV/0! |  |  |  | #DIV/0! | #DIV/0! | #DIV/0! | kWh | #DIV/0!
0.3 | 0.1 | 0 | #DIV/0! | #DIV/0! | #DIV/0! | #DIV/0! | #DIV/0! | #DIV/0! | #DIV/0! | #DIV/0! | #DIV/0! | #DIV/0! |  |  |  | #DIV/0! | #DIV/0! | #DIV/0! | kWh | #DIV/0!
0.4 | 0.1 | 0 | #DIV/0! | #DIV/0! | #DIV/0! | #DIV/0! | #DIV/0! | #DIV/0! | #DIV/0! | #DIV/0! | #DIV/0! | #DIV/0! |  |  |  | #DIV/0! | #DIV/0! | #DIV/0! | kWh | #DIV/0!
0.5 | 0.1 | 0 | #DIV/0! | #DIV/0! | #DIV/0! | #DIV/0! | #DIV/0! | #DIV/0! | #DIV/0! | #DIV/0! | #DIV/0! | #DIV/0! |  |  |  | #DIV/0! | #DIV/0! | #DIV/0! | kWh | #DIV/0!
0.6 | 0.1 | 0 | #DIV/0! | #DIV/0! | #DIV/0! | #DIV/0! | #DIV/0! | #DIV/0! | #DIV/0! | #DIV/0! | #DIV/0! | #DIV/0! |  |  |  | #DIV/0! | #DIV/0! | #DIV/0! | kWh | #DIV/0!
0.7 | 0.1 | 0 | #DIV/0! | #DIV/0! | #DIV/0! | #DIV/0! | #DIV/0! | #DIV/0! | #DIV/0! | #DIV/0! | #DIV/0! | #DIV/0! |  |  |  | #DIV/0! | #DIV/0! | #DIV/0! | kWh | #DIV/0!
0.8 | 0.1 | 0 | #DIV/0! | #DIV/0! | #DIV/0! | #DIV/0! | #DIV/0! | #DIV/0! | #DIV/0! | #DIV/0! | #DIV/0! | #DIV/0! |  |  |  | #DIV/0! | #DIV/0! | #DIV/0! | kWh | #DIV/0!
0.9 | 0.1 | 0 | #DIV/0! | #DIV/0! | #DIV/0! | #DIV/0! | #DIV/0! | #DIV/0! | #DIV/0! | #DIV/0! | #DIV/0! | #DIV/0! |  |  |  | #DIV/0! | #DIV/0! | #DIV/0! | kWh | #DIV/0!
0.95 | 0.05 | 0 | #DIV/0! | #DIV/0! | #DIV/0! | #DIV/0! | #DIV/0! | #DIV/0! | #DIV/0! | #DIV/0! | #DIV/0! | #DIV/0! |  |  |  | #DIV/0! | #DIV/0! | #DIV/0! | kWh | #DIV/0!
0.99 | 0.04 | 0 | #DIV/0! | #DIV/0! | #DIV/0! | #DIV/0! | #DIV/0! | #DIV/0! | #DIV/0! | #DIV/0! | #DIV/0! | #DIV/0! |  |  |  | #DIV/0! | #DIV/0! | #DIV/0! | kWh | #DIV/0!
1 | 0.01 | 0 | #DIV/0! | #DIV/0! | #DIV/0! | #DIV/0! | #DIV/0! | #DIV/0! | #DIV/0! | #DIV/0! | #DIV/0! | #DIV/0! |  |  |  | #DIV/0! | #DIV/0! | #DIV/0! | kWh | #DIV/0!
[5 empty] | June: mean; July: #DIV/0!; Aug: #DIV/0! |  | #DIV/0! | #DIV/0! | #DIV/0!
Exceed | Prob of any flow | Apr | [15 empty] | 30
Prob. | occurring | flow | value | U(m/s) | Jan: Re; Feb: Colebrook iterations; May: friction coef; June: hf (m); July: Power; Aug: Output
0.05 | 0.05 | 0 | #DIV/0! | #DIV/0! | #DIV/0! | #DIV/0! | #DIV/0! | #DIV/0! | #DIV/0! | #DIV/0! | #DIV/0! | #DIV/0! |  |  |  | #DIV/0! | #DIV/0! | #DIV/0! | kWh | #DIV/0!
0.1 | 0.05 | 0 | #DIV/0! | #DIV/0! | #DIV/0! | #DIV/0! | #DIV/0! | #DIV/0! | #DIV/0! | #DIV/0! | #DIV/0! | #DIV/0! |  |  |  | #DIV/0! | #DIV/0! | #DIV/0! | kWh | #DIV/0!
0.2 | 0.1 | 0 | #DIV/0! | #DIV/0! | #DIV/0! | #DIV/0! | #DIV/0! | #DIV/0! | #DIV/0! | #DIV/0! | #DIV/0! | #DIV/0! |  |  |  | #DIV/0! | #DIV/0! | #DIV/0! | kWh | #DIV/0!
0.3 | 0.1 | 0 | #DIV/0! | #DIV/0! | #DIV/0! | #DIV/0! | #DIV/0! | #DIV/0! | #DIV/0! | #DIV/0! | #DIV/0! | #DIV/0! |  |  |  | #DIV/0! | #DIV/0! | #DIV/0! | kWh | #DIV/0!
0.4 | 0.1 | 0 | #DIV/0! | #DIV/0! | #DIV/0! | #DIV/0! | #DIV/0! | #DIV/0! | #DIV/0! | #DIV/0! | #DIV/0! | #DIV/0! |  |  |  | #DIV/0! | #DIV/0! | #DIV/0! | kWh | #DIV/0!
0.5 | 0.1 | 0 | #DIV/0! | #DIV/0! | #DIV/0! | #DIV/0! | #DIV/0! | #DIV/0! | #DIV/0! | #DIV/0! | #DIV/0! | #DIV/0! |  |  |  | #DIV/0! | #DIV/0! | #DIV/0! | kWh | #DIV/0!
0.6 | 0.1 | 0 | #DIV/0! | #DIV/0! | #DIV/0! | #DIV/0! | #DIV/0! | #DIV/0! | #DIV/0! | #DIV/0! | #DIV/0! | #DIV/0! |  |  |  | #DIV/0! | #DIV/0! | #DIV/0! | kWh | #DIV/0!
0.7 | 0.1 | 0 | #DIV/0! | #DIV/0! | #DIV/0! | #DIV/0! | #DIV/0! | #DIV/0! | #DIV/0! | #DIV/0! | #DIV/0! | #DIV/0! |  |  |  | #DIV/0! | #DIV/0! | #DIV/0! | kWh | #DIV/0!
0.8 | 0.1 | 0 | #DIV/0! | #DIV/0! | #DIV/0! | #DIV/0! | #DIV/0! | #DIV/0! | #DIV/0! | #DIV/0! | #DIV/0! | #DIV/0! |  |  |  | #DIV/0! | #DIV/0! | #DIV/0! | kWh | #DIV/0!
0.9 | 0.1 | 0 | #DIV/0! | #DIV/0! | #DIV/0! | #DIV/0! | #DIV/0! | #DIV/0! | #DIV/0! | #DIV/0! | #DIV/0! | #DIV/0! |  |  |  | #DIV/0! | #DIV/0! | #DIV/0! | kWh | #DIV/0!
0.95 | 0.05 | 0 | #DIV/0! | #DIV/0! | #DIV/0! | #DIV/0! | #DIV/0! | #DIV/0! | #DIV/0! | #DIV/0! | #DIV/0! | #DIV/0! |  |  |  | #DIV/0! | #DIV/0! | #DIV/0! | kWh | #DIV/0!
0.99 | 0.04 | 0 | #DIV/0! | #DIV/0! | #DIV/0! | #DIV/0! | #DIV/0! | #DIV/0! | #DIV/0! | #DIV/0! | #DIV/0! | #DIV/0! |  |  |  | #DIV/0! | #DIV/0! | #DIV/0! | kWh | #DIV/0!
1 | 0.01 | 0 | #DIV/0! | #DIV/0! | #DIV/0! | #DIV/0! | #DIV/0! | #DIV/0! | #DIV/0! | #DIV/0! | #DIV/0! | #DIV/0! |  |  |  | #DIV/0! | #DIV/0! | #DIV/0! | kWh | #DIV/0!
[5 empty] | June: mean; July: #DIV/0!; Aug: #DIV/0! |  | #DIV/0! | #DIV/0! | #DIV/0!
Exceed | Prob of any flow | May | [15 empty] | 31
Prob. | occurring | flow | value | U(m/s) | Jan: Re; Feb: Colebrook iterations; May: friction coef; June: hf (m); July: Power; Aug: Output
0.05 | 0.05 | 0 | #DIV/0! | #DIV/0! | #DIV/0! | #DIV/0! | #DIV/0! | #DIV/0! | #DIV/0! | #DIV/0! | #DIV/0! | #DIV/0! |  |  |  | #DIV/0! | #DIV/0! | #DIV/0! | kWh | #DIV/0!
0.1 | 0.05 | 0 | #DIV/0! | #DIV/0! | #DIV/0! | #DIV/0! | #DIV/0! | #DIV/0! | #DIV/0! | #DIV/0! | #DIV/0! | #DIV/0! |  |  |  | #DIV/0! | #DIV/0! | #DIV/0! | kWh | #DIV/0!
0.2 | 0.1 | 0 | #DIV/0! | #DIV/0! | #DIV/0! | #DIV/0! | #DIV/0! | #DIV/0! | #DIV/0! | #DIV/0! | #DIV/0! | #DIV/0! |  |  |  | #DIV/0! | #DIV/0! | #DIV/0! | kWh | #DIV/0!
0.3 | 0.1 | 0 | #DIV/0! | #DIV/0! | #DIV/0! | #DIV/0! | #DIV/0! | #DIV/0! | #DIV/0! | #DIV/0! | #DIV/0! | #DIV/0! |  |  |  | #DIV/0! | #DIV/0! | #DIV/0! | kWh | #DIV/0!
0.4 | 0.1 | 0 | #DIV/0! | #DIV/0! | #DIV/0! | #DIV/0! | #DIV/0! | #DIV/0! | #DIV/0! | #DIV/0! | #DIV/0! | #DIV/0! |  |  |  | #DIV/0! | #DIV/0! | #DIV/0! | kWh | #DIV/0!
0.5 | 0.1 | 0 | #DIV/0! | #DIV/0! | #DIV/0! | #DIV/0! | #DIV/0! | #DIV/0! | #DIV/0! | #DIV/0! | #DIV/0! | #DIV/0! |  |  |  | #DIV/0! | #DIV/0! | #DIV/0! | kWh | #DIV/0!
0.6 | 0.1 | 0 | #DIV/0! | #DIV/0! | #DIV/0! | #DIV/0! | #DIV/0! | #DIV/0! | #DIV/0! | #DIV/0! | #DIV/0! | #DIV/0! |  |  |  | #DIV/0! | #DIV/0! | #DIV/0! | kWh | #DIV/0!
0.7 | 0.1 | 0 | #DIV/0! | #DIV/0! | #DIV/0! | #DIV/0! | #DIV/0! | #DIV/0! | #DIV/0! | #DIV/0! | #DIV/0! | #DIV/0! |  |  |  | #DIV/0! | #DIV/0! | #DIV/0! | kWh | #DIV/0!
0.8 | 0.1 | 0 | #DIV/0! | #DIV/0! | #DIV/0! | #DIV/0! | #DIV/0! | #DIV/0! | #DIV/0! | #DIV/0! | #DIV/0! | #DIV/0! |  |  |  | #DIV/0! | #DIV/0! | #DIV/0! | kWh | #DIV/0!
0.9 | 0.1 | 0 | #DIV/0! | #DIV/0! | #DIV/0! | #DIV/0! | #DIV/0! | #DIV/0! | #DIV/0! | #DIV/0! | #DIV/0! | #DIV/0! |  |  |  | #DIV/0! | #DIV/0! | #DIV/0! | kWh | #DIV/0!
0.95 | 0.05 | 0 | #DIV/0! | #DIV/0! | #DIV/0! | #DIV/0! | #DIV/0! | #DIV/0! | #DIV/0! | #DIV/0! | #DIV/0! | #DIV/0! |  |  |  | #DIV/0! | #DIV/0! | #DIV/0! | kWh | #DIV/0!
0.99 | 0.04 | 0 | #DIV/0! | #DIV/0! | #DIV/0! | #DIV/0! | #DIV/0! | #DIV/0! | #DIV/0! | #DIV/0! | #DIV/0! | #DIV/0! |  |  |  | #DIV/0! | #DIV/0! | #DIV/0! | kWh | #DIV/0!
1 | 0.01 | 0 | #DIV/0! | #DIV/0! | #DIV/0! | #DIV/0! | #DIV/0! | #DIV/0! | #DIV/0! | #DIV/0! | #DIV/0! | #DIV/0! |  |  |  | #DIV/0! | #DIV/0! | #DIV/0! | kWh | #DIV/0!
[5 empty] | June: mean; July: #DIV/0!; Aug: #DIV/0! |  | #DIV/0! | #DIV/0! | #DIV/0!
Exceed | Prob of any flow | Jun | [15 empty] | 30
Prob. | occurring | flow | value | U(m/s) | Jan: Re; Feb: Colebrook iterations; May: friction coef; June: hf (m); July: Power; Aug: Output
0.05 | 0.05 | 0 | #DIV/0! | #DIV/0! | #DIV/0! | #DIV/0! | #DIV/0! | #DIV/0! | #DIV/0! | #DIV/0! | #DIV/0! | #DIV/0! |  |  |  | #DIV/0! | #DIV/0! | #DIV/0! | kWh | #DIV/0!
0.1 | 0.05 | 0 | #DIV/0! | #DIV/0! | #DIV/0! | #DIV/0! | #DIV/0! | #DIV/0! | #DIV/0! | #DIV/0! | #DIV/0! | #DIV/0! |  |  |  | #DIV/0! | #DIV/0! | #DIV/0! | kWh | #DIV/0!
0.2 | 0.1 | 0 | #DIV/0! | #DIV/0! | #DIV/0! | #DIV/0! | #DIV/0! | #DIV/0! | #DIV/0! | #DIV/0! | #DIV/0! | #DIV/0! |  |  |  | #DIV/0! | #DIV/0! | #DIV/0! | kWh | #DIV/0!
0.3 | 0.1 | 0 | #DIV/0! | #DIV/0! | #DIV/0! | #DIV/0! | #DIV/0! | #DIV/0! | #DIV/0! | #DIV/0! | #DIV/0! | #DIV/0! |  |  |  | #DIV/0! | #DIV/0! | #DIV/0! | kWh | #DIV/0!
0.4 | 0.1 | 0 | #DIV/0! | #DIV/0! | #DIV/0! | #DIV/0! | #DIV/0! | #DIV/0! | #DIV/0! | #DIV/0! | #DIV/0! | #DIV/0! |  |  |  | #DIV/0! | #DIV/0! | #DIV/0! | kWh | #DIV/0!
0.5 | 0.1 | 0 | #DIV/0! | #DIV/0! | #DIV/0! | #DIV/0! | #DIV/0! | #DIV/0! | #DIV/0! | #DIV/0! | #DIV/0! | #DIV/0! |  |  |  | #DIV/0! | #DIV/0! | #DIV/0! | kWh | #DIV/0!
0.6 | 0.1 | 0 | #DIV/0! | #DIV/0! | #DIV/0! | #DIV/0! | #DIV/0! | #DIV/0! | #DIV/0! | #DIV/0! | #DIV/0! | #DIV/0! |  |  |  | #DIV/0! | #DIV/0! | #DIV/0! | kWh | #DIV/0!
0.7 | 0.1 | 0 | #DIV/0! | #DIV/0! | #DIV/0! | #DIV/0! | #DIV/0! | #DIV/0! | #DIV/0! | #DIV/0! | #DIV/0! | #DIV/0! |  |  |  | #DIV/0! | #DIV/0! | #DIV/0! | kWh | #DIV/0!
0.8 | 0.1 | 0 | #DIV/0! | #DIV/0! | #DIV/0! | #DIV/0! | #DIV/0! | #DIV/0! | #DIV/0! | #DIV/0! | #DIV/0! | #DIV/0! |  |  |  | #DIV/0! | #DIV/0! | #DIV/0! | kWh | #DIV/0!
0.9 | 0.1 | 0 | #DIV/0! | #DIV/0! | #DIV/0! | #DIV/0! | #DIV/0! | #DIV/0! | #DIV/0! | #DIV/0! | #DIV/0! | #DIV/0! |  |  |  | #DIV/0! | #DIV/0! | #DIV/0! | kWh | #DIV/0!
0.95 | 0.05 | 0 | #DIV/0! | #DIV/0! | #DIV/0! | #DIV/0! | #DIV/0! | #DIV/0! | #DIV/0! | #DIV/0! | #DIV/0! | #DIV/0! |  |  |  | #DIV/0! | #DIV/0! | #DIV/0! | kWh | #DIV/0!
0.99 | 0.04 | 0 | #DIV/0! | #DIV/0! | #DIV/0! | #DIV/0! | #DIV/0! | #DIV/0! | #DIV/0! | #DIV/0! | #DIV/0! | #DIV/0! |  |  |  | #DIV/0! | #DIV/0! | #DIV/0! | kWh | #DIV/0!
1 | 0.01 | 0 | #DIV/0! | #DIV/0! | #DIV/0! | #DIV/0! | #DIV/0! | #DIV/0! | #DIV/0! | #DIV/0! | #DIV/0! | #DIV/0! |  |  |  | #DIV/0! | #DIV/0! | #DIV/0! | kWh | #DIV/0!
[5 empty] | June: mean; July: #DIV/0!; Aug: #DIV/0! |  | #DIV/0! | #DIV/0! | #DIV/0!
Exceed | Prob of any flow | Jul | [15 empty] | 31
Prob. | occurring | flow | value | U(m/s) | Jan: Re; Feb: Colebrook iterations; May: friction coef; June: hf (m); July: Power; Aug: Output
0.05 | 0.05 | 0 | #DIV/0! | #DIV/0! | #DIV/0! | #DIV/0! | #DIV/0! | #DIV/0! | #DIV/0! | #DIV/0! | #DIV/0! | #DIV/0! |  |  |  | #DIV/0! | #DIV/0! | #DIV/0! | kWh | #DIV/0!
0.1 | 0.05 | 0 | #DIV/0! | #DIV/0! | #DIV/0! | #DIV/0! | #DIV/0! | #DIV/0! | #DIV/0! | #DIV/0! | #DIV/0! | #DIV/0! |  |  |  | #DIV/0! | #DIV/0! | #DIV/0! | kWh | #DIV/0!
0.2 | 0.1 | 0 | #DIV/0! | #DIV/0! | #DIV/0! | #DIV/0! | #DIV/0! | #DIV/0! | #DIV/0! | #DIV/0! | #DIV/0! | #DIV/0! |  |  |  | #DIV/0! | #DIV/0! | #DIV/0! | kWh | #DIV/0!
0.3 | 0.1 | 0 | #DIV/0! | #DIV/0! | #DIV/0! | #DIV/0! | #DIV/0! | #DIV/0! | #DIV/0! | #DIV/0! | #DIV/0! | #DIV/0! |  |  |  | #DIV/0! | #DIV/0! | #DIV/0! | kWh | #DIV/0!
0.4 | 0.1 | 0 | #DIV/0! | #DIV/0! | #DIV/0! | #DIV/0! | #DIV/0! | #DIV/0! | #DIV/0! | #DIV/0! | #DIV/0! | #DIV/0! |  |  |  | #DIV/0! | #DIV/0! | #DIV/0! | kWh | #DIV/0!
0.5 | 0.1 | 0 | #DIV/0! | #DIV/0! | #DIV/0! | #DIV/0! | #DIV/0! | #DIV/0! | #DIV/0! | #DIV/0! | #DIV/0! | #DIV/0! |  |  |  | #DIV/0! | #DIV/0! | #DIV/0! | kWh | #DIV/0!
0.6 | 0.1 | 0 | #DIV/0! | #DIV/0! | #DIV/0! | #DIV/0! | #DIV/0! | #DIV/0! | #DIV/0! | #DIV/0! | #DIV/0! | #DIV/0! |  |  |  | #DIV/0! | #DIV/0! | #DIV/0! | kWh | #DIV/0!
0.7 | 0.1 | 0 | #DIV/0! | #DIV/0! | #DIV/0! | #DIV/0! | #DIV/0! | #DIV/0! | #DIV/0! | #DIV/0! | #DIV/0! | #DIV/0! |  |  |  | #DIV/0! | #DIV/0! | #DIV/0! | kWh | #DIV/0!
0.8 | 0.1 | 0 | #DIV/0! | #DIV/0! | #DIV/0! | #DIV/0! | #DIV/0! | #DIV/0! | #DIV/0! | #DIV/0! | #DIV/0! | #DIV/0! |  |  |  | #DIV/0! | #DIV/0! | #DIV/0! | kWh | #DIV/0!
0.9 | 0.1 | 0 | #DIV/0! | #DIV/0! | #DIV/0! | #DIV/0! | #DIV/0! | #DIV/0! | #DIV/0! | #DIV/0! | #DIV/0! | #DIV/0! |  |  |  | #DIV/0! | #DIV/0! | #DIV/0! | kWh | #DIV/0!
0.95 | 0.05 | 0 | #DIV/0! | #DIV/0! | #DIV/0! | #DIV/0! | #DIV/0! | #DIV/0! | #DIV/0! | #DIV/0! | #DIV/0! | #DIV/0! |  |  |  | #DIV/0! | #DIV/0! | #DIV/0! | kWh | #DIV/0!
0.99 | 0.04 | 0 | #DIV/0! | #DIV/0! | #DIV/0! | #DIV/0! | #DIV/0! | #DIV/0! | #DIV/0! | #DIV/0! | #DIV/0! | #DIV/0! |  |  |  | #DIV/0! | #DIV/0! | #DIV/0! | kWh | #DIV/0!
1 | 0.01 | 0 | #DIV/0! | #DIV/0! | #DIV/0! | #DIV/0! | #DIV/0! | #DIV/0! | #DIV/0! | #DIV/0! | #DIV/0! | #DIV/0! |  |  |  | #DIV/0! | #DIV/0! | #DIV/0! | kWh | #DIV/0!
[5 empty] | June: mean; July: #DIV/0!; Aug: #DIV/0! |  | #DIV/0! | #DIV/0! | #DIV/0!
Exceed | Prob of any flow | Aug | [15 empty] | 31
Prob. | occurring | flow | value | U(m/s) | Jan: Re; Feb: Colebrook iterations; May: friction coef; June: hf (m); July: Power; Aug: Output
0.05 | 0.05 | 0 | #DIV/0! | #DIV/0! | #DIV/0! | #DIV/0! | #DIV/0! | #DIV/0! | #DIV/0! | #DIV/0! | #DIV/0! | #DIV/0! |  |  |  | #DIV/0! | #DIV/0! | #DIV/0! | kWh | #DIV/0!
0.1 | 0.05 | 0 | #DIV/0! | #DIV/0! | #DIV/0! | #DIV/0! | #DIV/0! | #DIV/0! | #DIV/0! | #DIV/0! | #DIV/0! | #DIV/0! |  |  |  | #DIV/0! | #DIV/0! | #DIV/0! | kWh | #DIV/0!
0.2 | 0.1 | 0 | #DIV/0! | #DIV/0! | #DIV/0! | #DIV/0! | #DIV/0! | #DIV/0! | #DIV/0! | #DIV/0! | #DIV/0! | #DIV/0! |  |  |  | #DIV/0! | #DIV/0! | #DIV/0! | kWh | #DIV/0!
0.3 | 0.1 | 0 | #DIV/0! | #DIV/0! | #DIV/0! | #DIV/0! | #DIV/0! | #DIV/0! | #DIV/0! | #DIV/0! | #DIV/0! | #DIV/0! |  |  |  | #DIV/0! | #DIV/0! | #DIV/0! | kWh | #DIV/0!
0.4 | 0.1 | 0 | #DIV/0! | #DIV/0! | #DIV/0! | #DIV/0! | #DIV/0! | #DIV/0! | #DIV/0! | #DIV/0! | #DIV/0! | #DIV/0! |  |  |  | #DIV/0! | #DIV/0! | #DIV/0! | kWh | #DIV/0!
0.5 | 0.1 | 0 | #DIV/0! | #DIV/0! | #DIV/0! | #DIV/0! | #DIV/0! | #DIV/0! | #DIV/0! | #DIV/0! | #DIV/0! | #DIV/0! |  |  |  | #DIV/0! | #DIV/0! | #DIV/0! | kWh | #DIV/0!
0.6 | 0.1 | 0 | #DIV/0! | #DIV/0! | #DIV/0! | #DIV/0! | #DIV/0! | #DIV/0! | #DIV/0! | #DIV/0! | #DIV/0! | #DIV/0! |  |  |  | #DIV/0! | #DIV/0! | #DIV/0! | kWh | #DIV/0!
0.7 | 0.1 | 0 | #DIV/0! | #DIV/0! | #DIV/0! | #DIV/0! | #DIV/0! | #DIV/0! | #DIV/0! | #DIV/0! | #DIV/0! | #DIV/0! |  |  |  | #DIV/0! | #DIV/0! | #DIV/0! | kWh | #DIV/0!
0.8 | 0.1 | 0 | #DIV/0! | #DIV/0! | #DIV/0! | #DIV/0! | #DIV/0! | #DIV/0! | #DIV/0! | #DIV/0! | #DIV/0! | #DIV/0! |  |  |  | #DIV/0! | #DIV/0! | #DIV/0! | kWh | #DIV/0!
0.9 | 0.1 | 0 | #DIV/0! | #DIV/0! | #DIV/0! | #DIV/0! | #DIV/0! | #DIV/0! | #DIV/0! | #DIV/0! | #DIV/0! | #DIV/0! |  |  |  | #DIV/0! | #DIV/0! | #DIV/0! | kWh | #DIV/0!
0.95 | 0.05 | 0 | #DIV/0! | #DIV/0! | #DIV/0! | #DIV/0! | #DIV/0! | #DIV/0! | #DIV/0! | #DIV/0! | #DIV/0! | #DIV/0! |  |  |  | #DIV/0! | #DIV/0! | #DIV/0! | kWh | #DIV/0!
0.99 | 0.04 | 0 | #DIV/0! | #DIV/0! | #DIV/0! | #DIV/0! | #DIV/0! | #DIV/0! | #DIV/0! | #DIV/0! | #DIV/0! | #DIV/0! |  |  |  | #DIV/0! | #DIV/0! | #DIV/0! | kWh | #DIV/0!
1 | 0.01 | 0 | #DIV/0! | #DIV/0! | #DIV/0! | #DIV/0! | #DIV/0! | #DIV/0! | #DIV/0! | #DIV/0! | #DIV/0! | #DIV/0! |  |  |  | #DIV/0! | #DIV/0! | #DIV/0! | kWh | #DIV/0!
[5 empty] | June: mean; July: #DIV/0!; Aug: #DIV/0! |  | #DIV/0! | #DIV/0! | #DIV/0!
Exceed | Prob of any flow | Sept | [15 empty] | 30
Prob. | occurring | flow | value | U(m/s) | Jan: Re; Feb: Colebrook iterations; May: friction coef; June: hf (m); July: Power; Aug: Output
0.05 | 0.05 | 0 | #DIV/0! | #DIV/0! | #DIV/0! | #DIV/0! | #DIV/0! | #DIV/0! | #DIV/0! | #DIV/0! | #DIV/0! | #DIV/0! |  |  |  | #DIV/0! | #DIV/0! | #DIV/0! | kWh | #DIV/0!
0.1 | 0.05 | 0 | #DIV/0! | #DIV/0! | #DIV/0! | #DIV/0! | #DIV/0! | #DIV/0! | #DIV/0! | #DIV/0! | #DIV/0! | #DIV/0! |  |  |  | #DIV/0! | #DIV/0! | #DIV/0! | kWh | #DIV/0!
0.2 | 0.1 | 0 | #DIV/0! | #DIV/0! | #DIV/0! | #DIV/0! | #DIV/0! | #DIV/0! | #DIV/0! | #DIV/0! | #DIV/0! | #DIV/0! |  |  |  | #DIV/0! | #DIV/0! | #DIV/0! | kWh | #DIV/0!
0.3 | 0.1 | 0 | #DIV/0! | #DIV/0! | #DIV/0! | #DIV/0! | #DIV/0! | #DIV/0! | #DIV/0! | #DIV/0! | #DIV/0! | #DIV/0! |  |  |  | #DIV/0! | #DIV/0! | #DIV/0! | kWh | #DIV/0!
0.4 | 0.1 | 0 | #DIV/0! | #DIV/0! | #DIV/0! | #DIV/0! | #DIV/0! | #DIV/0! | #DIV/0! | #DIV/0! | #DIV/0! | #DIV/0! |  |  |  | #DIV/0! | #DIV/0! | #DIV/0! | kWh | #DIV/0!
0.5 | 0.1 | 0 | #DIV/0! | #DIV/0! | #DIV/0! | #DIV/0! | #DIV/0! | #DIV/0! | #DIV/0! | #DIV/0! | #DIV/0! | #DIV/0! |  |  |  | #DIV/0! | #DIV/0! | #DIV/0! | kWh | #DIV/0!
0.6 | 0.1 | 0 | #DIV/0! | #DIV/0! | #DIV/0! | #DIV/0! | #DIV/0! | #DIV/0! | #DIV/0! | #DIV/0! | #DIV/0! | #DIV/0! |  |  |  | #DIV/0! | #DIV/0! | #DIV/0! | kWh | #DIV/0!
0.7 | 0.1 | 0 | #DIV/0! | #DIV/0! | #DIV/0! | #DIV/0! | #DIV/0! | #DIV/0! | #DIV/0! | #DIV/0! | #DIV/0! | #DIV/0! |  |  |  | #DIV/0! | #DIV/0! | #DIV/0! | kWh | #DIV/0!
0.8 | 0.1 | 0 | #DIV/0! | #DIV/0! | #DIV/0! | #DIV/0! | #DIV/0! | #DIV/0! | #DIV/0! | #DIV/0! | #DIV/0! | #DIV/0! |  |  |  | #DIV/0! | #DIV/0! | #DIV/0! | kWh | #DIV/0!
0.9 | 0.1 | 0 | #DIV/0! | #DIV/0! | #DIV/0! | #DIV/0! | #DIV/0! | #DIV/0! | #DIV/0! | #DIV/0! | #DIV/0! | #DIV/0! |  |  |  | #DIV/0! | #DIV/0! | #DIV/0! | kWh | #DIV/0!
0.95 | 0.05 | 0 | #DIV/0! | #DIV/0! | #DIV/0! | #DIV/0! | #DIV/0! | #DIV/0! | #DIV/0! | #DIV/0! | #DIV/0! | #DIV/0! |  |  |  | #DIV/0! | #DIV/0! | #DIV/0! | kWh | #DIV/0!
0.99 | 0.04 | 0 | #DIV/0! | #DIV/0! | #DIV/0! | #DIV/0! | #DIV/0! | #DIV/0! | #DIV/0! | #DIV/0! | #DIV/0! | #DIV/0! |  |  |  | #DIV/0! | #DIV/0! | #DIV/0! | kWh | #DIV/0!
1 | 0.01 | 0 | #DIV/0! | #DIV/0! | #DIV/0! | #DIV/0! | #DIV/0! | #DIV/0! | #DIV/0! | #DIV/0! | #DIV/0! | #DIV/0! |  |  |  | #DIV/0! | #DIV/0! | #DIV/0! | kWh | #DIV/0!
[5 empty] | June: mean; July: #DIV/0!; Aug: #DIV/0! |  | #DIV/0! | #DIV/0! | #DIV/0!
Exceed | Prob of any flow | Oct | [15 empty] | 31
Prob. | occurring | flow | value | U(m/s) | Jan: Re; Feb: Colebrook iterations; May: friction coef; June: hf (m); July: Power; Aug: Output
0.05 | 0.05 | 0 | #DIV/0! | #DIV/0! | #DIV/0! | #DIV/0! | #DIV/0! | #DIV/0! | #DIV/0! | #DIV/0! | #DIV/0! | #DIV/0! |  |  |  | #DIV/0! | #DIV/0! | #DIV/0! | kWh | #DIV/0!
0.1 | 0.05 | 0 | #DIV/0! | #DIV/0! | #DIV/0! | #DIV/0! | #DIV/0! | #DIV/0! | #DIV/0! | #DIV/0! | #DIV/0! | #DIV/0! |  |  |  | #DIV/0! | #DIV/0! | #DIV/0! | kWh | #DIV/0!
0.2 | 0.1 | 0 | #DIV/0! | #DIV/0! | #DIV/0! | #DIV/0! | #DIV/0! | #DIV/0! | #DIV/0! | #DIV/0! | #DIV/0! | #DIV/0! |  |  |  | #DIV/0! | #DIV/0! | #DIV/0! | kWh | #DIV/0!
0.3 | 0.1 | 0 | #DIV/0! | #DIV/0! | #DIV/0! | #DIV/0! | #DIV/0! | #DIV/0! | #DIV/0! | #DIV/0! | #DIV/0! | #DIV/0! |  |  |  | #DIV/0! | #DIV/0! | #DIV/0! | kWh | #DIV/0!
0.4 | 0.1 | 0 | #DIV/0! | #DIV/0! | #DIV/0! | #DIV/0! | #DIV/0! | #DIV/0! | #DIV/0! | #DIV/0! | #DIV/0! | #DIV/0! |  |  |  | #DIV/0! | #DIV/0! | #DIV/0! | kWh | #DIV/0!
0.5 | 0.1 | 0 | #DIV/0! | #DIV/0! | #DIV/0! | #DIV/0! | #DIV/0! | #DIV/0! | #DIV/0! | #DIV/0! | #DIV/0! | #DIV/0! |  |  |  | #DIV/0! | #DIV/0! | #DIV/0! | kWh | #DIV/0!
0.6 | 0.1 | 0 | #DIV/0! | #DIV/0! | #DIV/0! | #DIV/0! | #DIV/0! | #DIV/0! | #DIV/0! | #DIV/0! | #DIV/0! | #DIV/0! |  |  |  | #DIV/0! | #DIV/0! | #DIV/0! | kWh | #DIV/0!
0.7 | 0.1 | 0 | #DIV/0! | #DIV/0! | #DIV/0! | #DIV/0! | #DIV/0! | #DIV/0! | #DIV/0! | #DIV/0! | #DIV/0! | #DIV/0! |  |  |  | #DIV/0! | #DIV/0! | #DIV/0! | kWh | #DIV/0!
0.8 | 0.1 | 0 | #DIV/0! | #DIV/0! | #DIV/0! | #DIV/0! | #DIV/0! | #DIV/0! | #DIV/0! | #DIV/0! | #DIV/0! | #DIV/0! |  |  |  | #DIV/0! | #DIV/0! | #DIV/0! | kWh | #DIV/0!
0.9 | 0.1 | 0 | #DIV/0! | #DIV/0! | #DIV/0! | #DIV/0! | #DIV/0! | #DIV/0! | #DIV/0! | #DIV/0! | #DIV/0! | #DIV/0! |  |  |  | #DIV/0! | #DIV/0! | #DIV/0! | kWh | #DIV/0!
0.95 | 0.05 | 0 | #DIV/0! | #DIV/0! | #DIV/0! | #DIV/0! | #DIV/0! | #DIV/0! | #DIV/0! | #DIV/0! | #DIV/0! | #DIV/0! |  |  |  | #DIV/0! | #DIV/0! | #DIV/0! | kWh | #DIV/0!
0.99 | 0.04 | 0 | #DIV/0! | #DIV/0! | #DIV/0! | #DIV/0! | #DIV/0! | #DIV/0! | #DIV/0! | #DIV/0! | #DIV/0! | #DIV/0! |  |  |  | #DIV/0! | #DIV/0! | #DIV/0! | kWh | #DIV/0!
1 | 0.01 | 0 | #DIV/0! | #DIV/0! | #DIV/0! | #DIV/0! | #DIV/0! | #DIV/0! | #DIV/0! | #DIV/0! | #DIV/0! | #DIV/0! |  |  |  | #DIV/0! | #DIV/0! | #DIV/0! | kWh | #DIV/0!
[5 empty] | June: mean; July: #DIV/0!; Aug: #DIV/0! |  | #DIV/0! | #DIV/0! | #DIV/0!
Exceed | Prob of any flow | Nov | [15 empty] | 30
Prob. | occurring | flow | value | U(m/s) | Jan: Re; Feb: Colebrook iterations; May: friction coef; June: hf (m); July: Power; Aug: Output
0.05 | 0.05 | 0 | #DIV/0! | #DIV/0! | #DIV/0! | #DIV/0! | #DIV/0! | #DIV/0! | #DIV/0! | #DIV/0! | #DIV/0! | #DIV/0! |  |  |  | #DIV/0! | #DIV/0! | #DIV/0! | kWh | #DIV/0!
0.1 | 0.05 | 0 | #DIV/0! | #DIV/0! | #DIV/0! | #DIV/0! | #DIV/0! | #DIV/0! | #DIV/0! | #DIV/0! | #DIV/0! | #DIV/0! |  |  |  | #DIV/0! | #DIV/0! | #DIV/0! | kWh | #DIV/0!
0.2 | 0.1 | 0 | #DIV/0! | #DIV/0! | #DIV/0! | #DIV/0! | #DIV/0! | #DIV/0! | #DIV/0! | #DIV/0! | #DIV/0! | #DIV/0! |  |  |  | #DIV/0! | #DIV/0! | #DIV/0! | kWh | #DIV/0!
0.3 | 0.1 | 0 | #DIV/0! | #DIV/0! | #DIV/0! | #DIV/0! | #DIV/0! | #DIV/0! | #DIV/0! | #DIV/0! | #DIV/0! | #DIV/0! |  |  |  | #DIV/0! | #DIV/0! | #DIV/0! | kWh | #DIV/0!
0.4 | 0.1 | 0 | #DIV/0! | #DIV/0! | #DIV/0! | #DIV/0! | #DIV/0! | #DIV/0! | #DIV/0! | #DIV/0! | #DIV/0! | #DIV/0! |  |  |  | #DIV/0! | #DIV/0! | #DIV/0! | kWh | #DIV/0!
0.5 | 0.1 | 0 | #DIV/0! | #DIV/0! | #DIV/0! | #DIV/0! | #DIV/0! | #DIV/0! | #DIV/0! | #DIV/0! | #DIV/0! | #DIV/0! |  |  |  | #DIV/0! | #DIV/0! | #DIV/0! | kWh | #DIV/0!
0.6 | 0.1 | 0 | #DIV/0! | #DIV/0! | #DIV/0! | #DIV/0! | #DIV/0! | #DIV/0! | #DIV/0! | #DIV/0! | #DIV/0! | #DIV/0! |  |  |  | #DIV/0! | #DIV/0! | #DIV/0! | kWh | #DIV/0!
0.7 | 0.1 | 0 | #DIV/0! | #DIV/0! | #DIV/0! | #DIV/0! | #DIV/0! | #DIV/0! | #DIV/0! | #DIV/0! | #DIV/0! | #DIV/0! |  |  |  | #DIV/0! | #DIV/0! | #DIV/0! | kWh | #DIV/0!
0.8 | 0.1 | 0 | #DIV/0! | #DIV/0! | #DIV/0! | #DIV/0! | #DIV/0! | #DIV/0! | #DIV/0! | #DIV/0! | #DIV/0! | #DIV/0! |  |  |  | #DIV/0! | #DIV/0! | #DIV/0! | kWh | #DIV/0!
0.9 | 0.1 | 0 | #DIV/0! | #DIV/0! | #DIV/0! | #DIV/0! | #DIV/0! | #DIV/0! | #DIV/0! | #DIV/0! | #DIV/0! | #DIV/0! |  |  |  | #DIV/0! | #DIV/0! | #DIV/0! | kWh | #DIV/0!
0.95 | 0.05 | 0 | #DIV/0! | #DIV/0! | #DIV/0! | #DIV/0! | #DIV/0! | #DIV/0! | #DIV/0! | #DIV/0! | #DIV/0! | #DIV/0! |  |  |  | #DIV/0! | #DIV/0! | #DIV/0! | kWh | #DIV/0!
0.99 | 0.04 | 0 | #DIV/0! | #DIV/0! | #DIV/0! | #DIV/0! | #DIV/0! | #DIV/0! | #DIV/0! | #DIV/0! | #DIV/0! | #DIV/0! |  |  |  | #DIV/0! | #DIV/0! | #DIV/0! | kWh | #DIV/0!
1 | 0.01 | 0 | #DIV/0! | #DIV/0! | #DIV/0! | #DIV/0! | #DIV/0! | #DIV/0! | #DIV/0! | #DIV/0! | #DIV/0! | #DIV/0! |  |  |  | #DIV/0! | #DIV/0! | #DIV/0! | kWh | #DIV/0!
[5 empty] | June: mean; July: #DIV/0!; Aug: #DIV/0! |  | #DIV/0! | #DIV/0! | #DIV/0!
Exceed | Prob of any flow | Dec | [15 empty] | 31
Prob. | occurring | flow | value | U(m/s) | Jan: Re; Feb: Colebrook iterations; May: friction coef; June: hf (m); July: Power; Aug: Output
0.05 | 0.05 | 0 | #DIV/0! | #DIV/0! | #DIV/0! | #DIV/0! | #DIV/0! | #DIV/0! | #DIV/0! | #DIV/0! | #DIV/0! | #DIV/0! |  |  |  | #DIV/0! | #DIV/0! | #DIV/0! | kWh | #DIV/0!
0.1 | 0.05 | 0 | #DIV/0! | #DIV/0! | #DIV/0! | #DIV/0! | #DIV/0! | #DIV/0! | #DIV/0! | #DIV/0! | #DIV/0! | #DIV/0! |  |  |  | #DIV/0! | #DIV/0! | #DIV/0! | kWh | #DIV/0!
0.2 | 0.1 | 0 | #DIV/0! | #DIV/0! | #DIV/0! | #DIV/0! | #DIV/0! | #DIV/0! | #DIV/0! | #DIV/0! | #DIV/0! | #DIV/0! |  |  |  | #DIV/0! | #DIV/0! | #DIV/0! | kWh | #DIV/0!
0.3 | 0.1 | 0 | #DIV/0! | #DIV/0! | #DIV/0! | #DIV/0! | #DIV/0! | #DIV/0! | #DIV/0! | #DIV/0! | #DIV/0! | #DIV/0! |  |  |  | #DIV/0! | #DIV/0! | #DIV/0! | kWh | #DIV/0!
0.4 | 0.1 | 0 | #DIV/0! | #DIV/0! | #DIV/0! | #DIV/0! | #DIV/0! | #DIV/0! | #DIV/0! | #DIV/0! | #DIV/0! | #DIV/0! |  |  |  | #DIV/0! | #DIV/0! | #DIV/0! | kWh | #DIV/0!
0.5 | 0.1 | 0 | #DIV/0! | #DIV/0! | #DIV/0! | #DIV/0! | #DIV/0! | #DIV/0! | #DIV/0! | #DIV/0! | #DIV/0! | #DIV/0! |  |  |  | #DIV/0! | #DIV/0! | #DIV/0! | kWh | #DIV/0!
0.6 | 0.1 | 0 | #DIV/0! | #DIV/0! | #DIV/0! | #DIV/0! | #DIV/0! | #DIV/0! | #DIV/0! | #DIV/0! | #DIV/0! | #DIV/0! |  |  |  | #DIV/0! | #DIV/0! | #DIV/0! | kWh | #DIV/0!
0.7 | 0.1 | 0 | #DIV/0! | #DIV/0! | #DIV/0! | #DIV/0! | #DIV/0! | #DIV/0! | #DIV/0! | #DIV/0! | #DIV/0! | #DIV/0! |  |  |  | #DIV/0! | #DIV/0! | #DIV/0! | kWh | #DIV/0!
0.8 | 0.1 | 0 | #DIV/0! | #DIV/0! | #DIV/0! | #DIV/0! | #DIV/0! | #DIV/0! | #DIV/0! | #DIV/0! | #DIV/0! | #DIV/0! |  |  |  | #DIV/0! | #DIV/0! | #DIV/0! | kWh | #DIV/0!
0.9 | 0.1 | 0 | #DIV/0! | #DIV/0! | #DIV/0! | #DIV/0! | #DIV/0! | #DIV/0! | #DIV/0! | #DIV/0! | #DIV/0! | #DIV/0! |  |  |  | #DIV/0! | #DIV/0! | #DIV/0! | kWh | #DIV/0!
0.95 | 0.05 | 0 | #DIV/0! | #DIV/0! | #DIV/0! | #DIV/0! | #DIV/0! | #DIV/0! | #DIV/0! | #DIV/0! | #DIV/0! | #DIV/0! |  |  |  | #DIV/0! | #DIV/0! | #DIV/0! | kWh | #DIV/0!
0.99 | 0.04 | 0 | #DIV/0! | #DIV/0! | #DIV/0! | #DIV/0! | #DIV/0! | #DIV/0! | #DIV/0! | #DIV/0! | #DIV/0! | #DIV/0! |  |  |  | #DIV/0! | #DIV/0! | #DIV/0! | kWh | #DIV/0!
1 | 0.01 | 0 | #DIV/0! | #DIV/0! | #DIV/0! | #DIV/0! | #DIV/0! | #DIV/0! | #DIV/0! | #DIV/0! | #DIV/0! | #DIV/0! |  |  |  | #DIV/0! | #DIV/0! | #DIV/0! | kWh | #DIV/0!
[5 empty] | June: mean; July: #DIV/0!; Aug: #DIV/0! |  | #DIV/0! | #DIV/0! | #DIV/0!
|  | Output | Days | Value | [13 empty] | kWh
| Jan | #DIV/0! | 31 | #DIV/0! | [12 empty] | TOTAL | #DIV/0! | #DIV/0!
| Feb | #DIV/0! | 28 | #DIV/0! | [12 empty] | Average | #DIV/0!
| Mar | #DIV/0! | 31 | #DIV/0!
| Apr | #DIV/0! | 30 | #DIV/0! | [13 empty] | Output | Days | Value
| May | #DIV/0! | 31 | #DIV/0! | [12 empty] | Jan | #DIV/0! | 31 | #DIV/0!
| Jun | #DIV/0! | 30 | #DIV/0! | [12 empty] | Feb | #DIV/0! | 28 | #DIV/0!
| Jul | #DIV/0! | 20 | #DIV/0! | [12 empty] | Mar | #DIV/0! | 31 | #DIV/0!
| Aug | #DIV/0! | 20 | #DIV/0! | [12 empty] | Apr | #DIV/0! | 30 | #DIV/0!
| Sep | #DIV/0! | 30 | #DIV/0! | [12 empty] | May | #DIV/0! | 31 | #DIV/0!
| Oct | #DIV/0! | 31 | #DIV/0! | [12 empty] | Jun | #DIV/0! | 30 | #DIV/0!
| Nov | #DIV/0! | 30 | #DIV/0! | [12 empty] | Jul | #DIV/0! | 20 | #DIV/0!
| Dec | #DIV/0! | 31 | #DIV/0! | [12 empty] | Aug | #DIV/0! | 20 | #DIV/0!
|  |  | TOTAL | #DIV/0! | [12 empty] | Sep | #DIV/0! | 30 | #DIV/0!
|  |  | d/time 2% | #DIV/0! | [12 empty] | Oct | #DIV/0! | 31 | #DIV/0!
|  |  | av hour | #DIV/0! | [12 empty] | Nov | #DIV/0! | 30 | #DIV/0! | bar: Jan
[17 empty] | Dec | #DIV/0! | 31 | #DIV/0!
[19 empty] | TOTAL | #DIV/0!
[19 empty] | d/time 2% | #DIV/0!
[19 empty] | av hour | #DIV/0!

## Diameter8 (hidden)
| Intake Elevation (m) | 0 |  | Kinematic Viscosity | 0
| Generator Elevation (m) | 0 |  | Roughness Coef (mm) | 0 |  | Gravity | 9.81
| Net Head (m) | 0 |  | Pipe Diameter (m) | 0.8 |  | e/D | 0
| Pipe Length (m) | 0 |  | Pipe X-Section Area (m2) | 0.50265 |  | Iteration Start | 0.02
| Hydraulic Gradient | #DIV/0! |  | Flow Velocity (m/s) | #DIV/0!
| Turbine Eff. (%) | 0 |  | Discharge Rate(m^3/s) | #DIV/0!
Low Flows Summary
Annual |  |  |  | Monthly
[5 empty] | Jan | Feb | Mar | Apr | May | June | July | Aug | Sep | Oct | Nov | Dec
Annual mean flow | 0 |  |  | Monthly mean | 0 | 0 | 0 | 0 | 0 | 0 | 0 | 0 | 0 | 0 | 0 | 0
Q95 | 0 |  |  | Q95 | 0 | 0 | 0 | 0 | 0 | 0 | 0 | 0 | 0 | 0 | 0 | 0
| P (%) | Q (m³/s) |  | P (%) | Q (m³/s) | Q (m³/s) | Q (m³/s) | Q (m³/s) | Q (m³/s) | Q (m³/s) | Q (m³/s) | Q (m³/s) | Q (m³/s) | Q (m³/s) | Q (m³/s) | Q (m³/s)
1 | 5 | 0 |  | 5 | 0 | 0 | 0 | 0 | 0 | 0 | 0 | 0 | 0 | 0 | 0 | 0
2 | 10 | 0 |  | 10 | 0 | 0 | 0 | 0 | 0 | 0 | 0 | 0 | 0 | 0 | 0 | 0
3 | 20 | 0 |  | 20 | 0 | 0 | 0 | 0 | 0 | 0 | 0 | 0 | 0 | 0 | 0 | 0
4 | 30 | 0 |  | 30 | 0 | 0 | 0 | 0 | 0 | 0 | 0 | 0 | 0 | 0 | 0 | 0
5 | 40 | 0 |  | 40 | 0 | 0 | 0 | 0 | 0 | 0 | 0 | 0 | 0 | 0 | 0 | 0
6 | 50 | 0 |  | 50 | 0 | 0 | 0 | 0 | 0 | 0 | 0 | 0 | 0 | 0 | 0 | 0
7 | 60 | 0 |  | 60 | 0 | 0 | 0 | 0 | 0 | 0 | 0 | 0 | 0 | 0 | 0 | 0
8 | 70 | 0 |  | 70 | 0 | 0 | 0 | 0 | 0 | 0 | 0 | 0 | 0 | 0 | 0 | 0
9 | 80 | 0 |  | 80 | 0 | 0 | 0 | 0 | 0 | 0 | 0 | 0 | 0 | 0 | 0 | 0
10 | 90 | 0 |  | 90 | 0 | 0 | 0 | 0 | 0 | 0 | 0 | 0 | 0 | 0 | 0 | 0
11 | 95 | 0 |  | 95 | 0 | 0 | 0 | 0 | 0 | 0 | 0 | 0 | 0 | 0 | 0 | 0
12 | 99 | 0 |  | 99 | 0 | 0 | 0 | 0 | 0 | 0 | 0 | 0 | 0 | 0 | 0 | 0
Period | Mean Flow (m³/s) | Q95 (m³/s) | Captured Flow (m³/s) | U(m/s) | Jan: Re; Feb: Colebrook iterations; May: friction coef; June: hf (m); July: Power
Annual | #REF! | 0 | #REF! | #REF! | Jan: #REF!; Feb: #REF!; Mar: #REF!; Apr: #REF!; May: #REF!; June: #REF!; July: #REF!
Jan | #REF! | #REF! | #REF! | #REF! | Jan: #REF!; Feb: #REF!; Mar: #REF!; Apr: #REF!; May: #REF!; June: #REF!; July: #REF!
Feb | #REF! | #REF! | #REF! | #REF! | Jan: #REF!; Feb: #REF!; Mar: #REF!; Apr: #REF!; May: #REF!; June: #REF!; July: #REF!
Mar | #REF! | #REF! | #REF! | #REF! | Jan: #REF!; Feb: #REF!; Mar: #REF!; Apr: #REF!; May: #REF!; June: #REF!; July: #REF!
Apr | #REF! | #REF! | #REF! | #REF! | Jan: #REF!; Feb: #REF!; Mar: #REF!; Apr: #REF!; May: #REF!; June: #REF!; July: #REF!
May | #REF! | #REF! | #REF! | #REF! | Jan: #REF!; Feb: #REF!; Mar: #REF!; Apr: #REF!; May: #REF!; June: #REF!; July: #REF!
Jun | #REF! | #REF! | #REF! | #REF! | Jan: #REF!; Feb: #REF!; Mar: #REF!; Apr: #REF!; May: #REF!; June: #REF!; July: #REF!
Jul | #REF! | #REF! | #REF! | #REF! | Jan: #REF!; Feb: #REF!; Mar: #REF!; Apr: #REF!; May: #REF!; June: #REF!; July: #REF!
Aug | #REF! | #REF! | #REF! | #REF! | Jan: #REF!; Feb: #REF!; Mar: #REF!; Apr: #REF!; May: #REF!; June: #REF!; July: #REF!
Sep | #REF! | #REF! | #REF! | #REF! | Jan: #REF!; Feb: #REF!; Mar: #REF!; Apr: #REF!; May: #REF!; June: #REF!; July: #REF!
Oct | #REF! | #REF! | #REF! | #REF! | Jan: #REF!; Feb: #REF!; Mar: #REF!; Apr: #REF!; May: #REF!; June: #REF!; July: #REF!
Nov | #REF! | #REF! | #REF! | #REF! | Jan: #REF!; Feb: #REF!; Mar: #REF!; Apr: #REF!; May: #REF!; June: #REF!; July: #REF!
Dec | #REF! | #REF! | #REF! | #REF! | Jan: #REF!; Feb: #REF!; Mar: #REF!; Apr: #REF!; May: #REF!; June: #REF!; July: #REF!
[10 empty] | mean | #REF!
Exceed | Prob of any flow | Jan | [15 empty] | 31
Prob. | occurring | flow | value | U(m/s) | Jan: Re; Feb: Colebrook iterations; May: friction coef; June: hf (m); July: Power; Aug: Output; Dec: Capturing
0.05 | 0.05 | 0 | #DIV/0! | #DIV/0! | #DIV/0! | #DIV/0! | #DIV/0! | #DIV/0! | #DIV/0! | #DIV/0! | #DIV/0! | #DIV/0! |  |  |  | #DIV/0! | #DIV/0! | #DIV/0! | kWh | #DIV/0!
0.1 | 0.05 | 0 | #DIV/0! | #DIV/0! | #DIV/0! | #DIV/0! | #DIV/0! | #DIV/0! | #DIV/0! | #DIV/0! | #DIV/0! | #DIV/0! |  |  |  | #DIV/0! | #DIV/0! | #DIV/0! | kWh | #DIV/0!
0.2 | 0.1 | 0 | #DIV/0! | #DIV/0! | #DIV/0! | #DIV/0! | #DIV/0! | #DIV/0! | #DIV/0! | #DIV/0! | #DIV/0! | #DIV/0! |  |  |  | #DIV/0! | #DIV/0! | #DIV/0! | kWh | #DIV/0!
0.3 | 0.1 | 0 | #DIV/0! | #DIV/0! | #DIV/0! | #DIV/0! | #DIV/0! | #DIV/0! | #DIV/0! | #DIV/0! | #DIV/0! | #DIV/0! |  |  |  | #DIV/0! | #DIV/0! | #DIV/0! | kWh | #DIV/0!
0.4 | 0.1 | 0 | #DIV/0! | #DIV/0! | #DIV/0! | #DIV/0! | #DIV/0! | #DIV/0! | #DIV/0! | #DIV/0! | #DIV/0! | #DIV/0! |  |  |  | #DIV/0! | #DIV/0! | #DIV/0! | kWh | #DIV/0!
0.5 | 0.1 | 0 | #DIV/0! | #DIV/0! | #DIV/0! | #DIV/0! | #DIV/0! | #DIV/0! | #DIV/0! | #DIV/0! | #DIV/0! | #DIV/0! |  |  |  | #DIV/0! | #DIV/0! | #DIV/0! | kWh | #DIV/0!
0.6 | 0.1 | 0 | #DIV/0! | #DIV/0! | #DIV/0! | #DIV/0! | #DIV/0! | #DIV/0! | #DIV/0! | #DIV/0! | #DIV/0! | #DIV/0! |  |  |  | #DIV/0! | #DIV/0! | #DIV/0! | kWh | #DIV/0!
0.7 | 0.1 | 0 | #DIV/0! | #DIV/0! | #DIV/0! | #DIV/0! | #DIV/0! | #DIV/0! | #DIV/0! | #DIV/0! | #DIV/0! | #DIV/0! |  |  |  | #DIV/0! | #DIV/0! | #DIV/0! | kWh | #DIV/0!
0.8 | 0.1 | 0 | #DIV/0! | #DIV/0! | #DIV/0! | #DIV/0! | #DIV/0! | #DIV/0! | #DIV/0! | #DIV/0! | #DIV/0! | #DIV/0! |  |  |  | #DIV/0! | #DIV/0! | #DIV/0! | kWh | #DIV/0!
0.9 | 0.1 | 0 | #DIV/0! | #DIV/0! | #DIV/0! | #DIV/0! | #DIV/0! | #DIV/0! | #DIV/0! | #DIV/0! | #DIV/0! | #DIV/0! |  |  |  | #DIV/0! | #DIV/0! | #DIV/0! | kWh | #DIV/0!
0.95 | 0.05 | 0 | #DIV/0! | #DIV/0! | #DIV/0! | #DIV/0! | #DIV/0! | #DIV/0! | #DIV/0! | #DIV/0! | #DIV/0! | #DIV/0! |  |  |  | #DIV/0! | #DIV/0! | #DIV/0! | kWh | #DIV/0!
0.99 | 0.04 | 0 | #DIV/0! | #DIV/0! | #DIV/0! | #DIV/0! | #DIV/0! | #DIV/0! | #DIV/0! | #DIV/0! | #DIV/0! | #DIV/0! |  |  |  | #DIV/0! | #DIV/0! | #DIV/0! | kWh | #DIV/0!
1 | 0.01 | 0 | #DIV/0! | #DIV/0! | #DIV/0! | #DIV/0! | #DIV/0! | #DIV/0! | #DIV/0! | #DIV/0! | #DIV/0! | #DIV/0! |  |  |  | #DIV/0! | #DIV/0! | #DIV/0! | kWh | #DIV/0!
[5 empty] | July: Total; Aug: #DIV/0! |  | #DIV/0! | #DIV/0! | #DIV/0!
Exceed | Prob of any flow | Feb | [15 empty] | 28
Prob. | occurring | flow | value | U(m/s) | Jan: Re; Feb: Colebrook iterations; May: friction coef; June: hf (m); July: Power; Aug: Output
0.05 | 0.05 | 0 | #DIV/0! | #DIV/0! | #DIV/0! | #DIV/0! | #DIV/0! | #DIV/0! | #DIV/0! | #DIV/0! | #DIV/0! | #DIV/0! |  |  |  | #DIV/0! | #DIV/0! | #DIV/0! | kWh | #DIV/0!
0.1 | 0.05 | 0 | #DIV/0! | #DIV/0! | #DIV/0! | #DIV/0! | #DIV/0! | #DIV/0! | #DIV/0! | #DIV/0! | #DIV/0! | #DIV/0! |  |  |  | #DIV/0! | #DIV/0! | #DIV/0! | kWh | #DIV/0!
0.2 | 0.1 | 0 | #DIV/0! | #DIV/0! | #DIV/0! | #DIV/0! | #DIV/0! | #DIV/0! | #DIV/0! | #DIV/0! | #DIV/0! | #DIV/0! |  |  |  | #DIV/0! | #DIV/0! | #DIV/0! | kWh | #DIV/0!
0.3 | 0.1 | 0 | #DIV/0! | #DIV/0! | #DIV/0! | #DIV/0! | #DIV/0! | #DIV/0! | #DIV/0! | #DIV/0! | #DIV/0! | #DIV/0! |  |  |  | #DIV/0! | #DIV/0! | #DIV/0! | kWh | #DIV/0!
0.4 | 0.1 | 0 | #DIV/0! | #DIV/0! | #DIV/0! | #DIV/0! | #DIV/0! | #DIV/0! | #DIV/0! | #DIV/0! | #DIV/0! | #DIV/0! |  |  |  | #DIV/0! | #DIV/0! | #DIV/0! | kWh | #DIV/0!
0.5 | 0.1 | 0 | #DIV/0! | #DIV/0! | #DIV/0! | #DIV/0! | #DIV/0! | #DIV/0! | #DIV/0! | #DIV/0! | #DIV/0! | #DIV/0! |  |  |  | #DIV/0! | #DIV/0! | #DIV/0! | kWh | #DIV/0!
0.6 | 0.1 | 0 | #DIV/0! | #DIV/0! | #DIV/0! | #DIV/0! | #DIV/0! | #DIV/0! | #DIV/0! | #DIV/0! | #DIV/0! | #DIV/0! |  |  |  | #DIV/0! | #DIV/0! | #DIV/0! | kWh | #DIV/0!
0.7 | 0.1 | 0 | #DIV/0! | #DIV/0! | #DIV/0! | #DIV/0! | #DIV/0! | #DIV/0! | #DIV/0! | #DIV/0! | #DIV/0! | #DIV/0! |  |  |  | #DIV/0! | #DIV/0! | #DIV/0! | kWh | #DIV/0!
0.8 | 0.1 | 0 | #DIV/0! | #DIV/0! | #DIV/0! | #DIV/0! | #DIV/0! | #DIV/0! | #DIV/0! | #DIV/0! | #DIV/0! | #DIV/0! |  |  |  | #DIV/0! | #DIV/0! | #DIV/0! | kWh | #DIV/0!
0.9 | 0.1 | 0 | #DIV/0! | #DIV/0! | #DIV/0! | #DIV/0! | #DIV/0! | #DIV/0! | #DIV/0! | #DIV/0! | #DIV/0! | #DIV/0! |  |  |  | #DIV/0! | #DIV/0! | #DIV/0! | kWh | #DIV/0!
0.95 | 0.05 | 0 | #DIV/0! | #DIV/0! | #DIV/0! | #DIV/0! | #DIV/0! | #DIV/0! | #DIV/0! | #DIV/0! | #DIV/0! | #DIV/0! |  |  |  | #DIV/0! | #DIV/0! | #DIV/0! | kWh | #DIV/0!
0.99 | 0.04 | 0 | #DIV/0! | #DIV/0! | #DIV/0! | #DIV/0! | #DIV/0! | #DIV/0! | #DIV/0! | #DIV/0! | #DIV/0! | #DIV/0! |  |  |  | #DIV/0! | #DIV/0! | #DIV/0! | kWh | #DIV/0!
1 | 0.01 | 0 | #DIV/0! | #DIV/0! | #DIV/0! | #DIV/0! | #DIV/0! | #DIV/0! | #DIV/0! | #DIV/0! | #DIV/0! | #DIV/0! |  |  |  | #DIV/0! | #DIV/0! | #DIV/0! | kWh | #DIV/0!
[5 empty] | June: mean; July: #DIV/0!; Aug: #DIV/0! |  | #DIV/0! | #DIV/0! | #DIV/0!
Exceed | Prob of any flow | Mar | [15 empty] | 31
Prob. | occurring | flow | value | U(m/s) | Jan: Re; Feb: Colebrook iterations; May: friction coef; June: hf (m); July: Power; Aug: Output
0.05 | 0.05 | 0 | #DIV/0! | #DIV/0! | #DIV/0! | #DIV/0! | #DIV/0! | #DIV/0! | #DIV/0! | #DIV/0! | #DIV/0! | #DIV/0! |  |  |  | #DIV/0! | #DIV/0! | #DIV/0! | kWh | #DIV/0!
0.1 | 0.05 | 0 | #DIV/0! | #DIV/0! | #DIV/0! | #DIV/0! | #DIV/0! | #DIV/0! | #DIV/0! | #DIV/0! | #DIV/0! | #DIV/0! |  |  |  | #DIV/0! | #DIV/0! | #DIV/0! | kWh | #DIV/0!
0.2 | 0.1 | 0 | #DIV/0! | #DIV/0! | #DIV/0! | #DIV/0! | #DIV/0! | #DIV/0! | #DIV/0! | #DIV/0! | #DIV/0! | #DIV/0! |  |  |  | #DIV/0! | #DIV/0! | #DIV/0! | kWh | #DIV/0!
0.3 | 0.1 | 0 | #DIV/0! | #DIV/0! | #DIV/0! | #DIV/0! | #DIV/0! | #DIV/0! | #DIV/0! | #DIV/0! | #DIV/0! | #DIV/0! |  |  |  | #DIV/0! | #DIV/0! | #DIV/0! | kWh | #DIV/0!
0.4 | 0.1 | 0 | #DIV/0! | #DIV/0! | #DIV/0! | #DIV/0! | #DIV/0! | #DIV/0! | #DIV/0! | #DIV/0! | #DIV/0! | #DIV/0! |  |  |  | #DIV/0! | #DIV/0! | #DIV/0! | kWh | #DIV/0!
0.5 | 0.1 | 0 | #DIV/0! | #DIV/0! | #DIV/0! | #DIV/0! | #DIV/0! | #DIV/0! | #DIV/0! | #DIV/0! | #DIV/0! | #DIV/0! |  |  |  | #DIV/0! | #DIV/0! | #DIV/0! | kWh | #DIV/0!
0.6 | 0.1 | 0 | #DIV/0! | #DIV/0! | #DIV/0! | #DIV/0! | #DIV/0! | #DIV/0! | #DIV/0! | #DIV/0! | #DIV/0! | #DIV/0! |  |  |  | #DIV/0! | #DIV/0! | #DIV/0! | kWh | #DIV/0!
0.7 | 0.1 | 0 | #DIV/0! | #DIV/0! | #DIV/0! | #DIV/0! | #DIV/0! | #DIV/0! | #DIV/0! | #DIV/0! | #DIV/0! | #DIV/0! |  |  |  | #DIV/0! | #DIV/0! | #DIV/0! | kWh | #DIV/0!
0.8 | 0.1 | 0 | #DIV/0! | #DIV/0! | #DIV/0! | #DIV/0! | #DIV/0! | #DIV/0! | #DIV/0! | #DIV/0! | #DIV/0! | #DIV/0! |  |  |  | #DIV/0! | #DIV/0! | #DIV/0! | kWh | #DIV/0!
0.9 | 0.1 | 0 | #DIV/0! | #DIV/0! | #DIV/0! | #DIV/0! | #DIV/0! | #DIV/0! | #DIV/0! | #DIV/0! | #DIV/0! | #DIV/0! |  |  |  | #DIV/0! | #DIV/0! | #DIV/0! | kWh | #DIV/0!
0.95 | 0.05 | 0 | #DIV/0! | #DIV/0! | #DIV/0! | #DIV/0! | #DIV/0! | #DIV/0! | #DIV/0! | #DIV/0! | #DIV/0! | #DIV/0! |  |  |  | #DIV/0! | #DIV/0! | #DIV/0! | kWh | #DIV/0!
0.99 | 0.04 | 0 | #DIV/0! | #DIV/0! | #DIV/0! | #DIV/0! | #DIV/0! | #DIV/0! | #DIV/0! | #DIV/0! | #DIV/0! | #DIV/0! |  |  |  | #DIV/0! | #DIV/0! | #DIV/0! | kWh | #DIV/0!
1 | 0.01 | 0 | #DIV/0! | #DIV/0! | #DIV/0! | #DIV/0! | #DIV/0! | #DIV/0! | #DIV/0! | #DIV/0! | #DIV/0! | #DIV/0! |  |  |  | #DIV/0! | #DIV/0! | #DIV/0! | kWh | #DIV/0!
[5 empty] | June: mean; July: #DIV/0!; Aug: #DIV/0! |  | #DIV/0! | #DIV/0! | #DIV/0!
Exceed | Prob of any flow | Apr | [15 empty] | 30
Prob. | occurring | flow | value | U(m/s) | Jan: Re; Feb: Colebrook iterations; May: friction coef; June: hf (m); July: Power; Aug: Output
0.05 | 0.05 | 0 | #DIV/0! | #DIV/0! | #DIV/0! | #DIV/0! | #DIV/0! | #DIV/0! | #DIV/0! | #DIV/0! | #DIV/0! | #DIV/0! |  |  |  | #DIV/0! | #DIV/0! | #DIV/0! | kWh | #DIV/0!
0.1 | 0.05 | 0 | #DIV/0! | #DIV/0! | #DIV/0! | #DIV/0! | #DIV/0! | #DIV/0! | #DIV/0! | #DIV/0! | #DIV/0! | #DIV/0! |  |  |  | #DIV/0! | #DIV/0! | #DIV/0! | kWh | #DIV/0!
0.2 | 0.1 | 0 | #DIV/0! | #DIV/0! | #DIV/0! | #DIV/0! | #DIV/0! | #DIV/0! | #DIV/0! | #DIV/0! | #DIV/0! | #DIV/0! |  |  |  | #DIV/0! | #DIV/0! | #DIV/0! | kWh | #DIV/0!
0.3 | 0.1 | 0 | #DIV/0! | #DIV/0! | #DIV/0! | #DIV/0! | #DIV/0! | #DIV/0! | #DIV/0! | #DIV/0! | #DIV/0! | #DIV/0! |  |  |  | #DIV/0! | #DIV/0! | #DIV/0! | kWh | #DIV/0!
0.4 | 0.1 | 0 | #DIV/0! | #DIV/0! | #DIV/0! | #DIV/0! | #DIV/0! | #DIV/0! | #DIV/0! | #DIV/0! | #DIV/0! | #DIV/0! |  |  |  | #DIV/0! | #DIV/0! | #DIV/0! | kWh | #DIV/0!
0.5 | 0.1 | 0 | #DIV/0! | #DIV/0! | #DIV/0! | #DIV/0! | #DIV/0! | #DIV/0! | #DIV/0! | #DIV/0! | #DIV/0! | #DIV/0! |  |  |  | #DIV/0! | #DIV/0! | #DIV/0! | kWh | #DIV/0!
0.6 | 0.1 | 0 | #DIV/0! | #DIV/0! | #DIV/0! | #DIV/0! | #DIV/0! | #DIV/0! | #DIV/0! | #DIV/0! | #DIV/0! | #DIV/0! |  |  |  | #DIV/0! | #DIV/0! | #DIV/0! | kWh | #DIV/0!
0.7 | 0.1 | 0 | #DIV/0! | #DIV/0! | #DIV/0! | #DIV/0! | #DIV/0! | #DIV/0! | #DIV/0! | #DIV/0! | #DIV/0! | #DIV/0! |  |  |  | #DIV/0! | #DIV/0! | #DIV/0! | kWh | #DIV/0!
0.8 | 0.1 | 0 | #DIV/0! | #DIV/0! | #DIV/0! | #DIV/0! | #DIV/0! | #DIV/0! | #DIV/0! | #DIV/0! | #DIV/0! | #DIV/0! |  |  |  | #DIV/0! | #DIV/0! | #DIV/0! | kWh | #DIV/0!
0.9 | 0.1 | 0 | #DIV/0! | #DIV/0! | #DIV/0! | #DIV/0! | #DIV/0! | #DIV/0! | #DIV/0! | #DIV/0! | #DIV/0! | #DIV/0! |  |  |  | #DIV/0! | #DIV/0! | #DIV/0! | kWh | #DIV/0!
0.95 | 0.05 | 0 | #DIV/0! | #DIV/0! | #DIV/0! | #DIV/0! | #DIV/0! | #DIV/0! | #DIV/0! | #DIV/0! | #DIV/0! | #DIV/0! |  |  |  | #DIV/0! | #DIV/0! | #DIV/0! | kWh | #DIV/0!
0.99 | 0.04 | 0 | #DIV/0! | #DIV/0! | #DIV/0! | #DIV/0! | #DIV/0! | #DIV/0! | #DIV/0! | #DIV/0! | #DIV/0! | #DIV/0! |  |  |  | #DIV/0! | #DIV/0! | #DIV/0! | kWh | #DIV/0!
1 | 0.01 | 0 | #DIV/0! | #DIV/0! | #DIV/0! | #DIV/0! | #DIV/0! | #DIV/0! | #DIV/0! | #DIV/0! | #DIV/0! | #DIV/0! |  |  |  | #DIV/0! | #DIV/0! | #DIV/0! | kWh | #DIV/0!
[5 empty] | June: mean; July: #DIV/0!; Aug: #DIV/0! |  | #DIV/0! | #DIV/0! | #DIV/0!
Exceed | Prob of any flow | May | [15 empty] | 31
Prob. | occurring | flow | value | U(m/s) | Jan: Re; Feb: Colebrook iterations; May: friction coef; June: hf (m); July: Power; Aug: Output
0.05 | 0.05 | 0 | #DIV/0! | #DIV/0! | #DIV/0! | #DIV/0! | #DIV/0! | #DIV/0! | #DIV/0! | #DIV/0! | #DIV/0! | #DIV/0! |  |  |  | #DIV/0! | #DIV/0! | #DIV/0! | kWh | #DIV/0!
0.1 | 0.05 | 0 | #DIV/0! | #DIV/0! | #DIV/0! | #DIV/0! | #DIV/0! | #DIV/0! | #DIV/0! | #DIV/0! | #DIV/0! | #DIV/0! |  |  |  | #DIV/0! | #DIV/0! | #DIV/0! | kWh | #DIV/0!
0.2 | 0.1 | 0 | #DIV/0! | #DIV/0! | #DIV/0! | #DIV/0! | #DIV/0! | #DIV/0! | #DIV/0! | #DIV/0! | #DIV/0! | #DIV/0! |  |  |  | #DIV/0! | #DIV/0! | #DIV/0! | kWh | #DIV/0!
0.3 | 0.1 | 0 | #DIV/0! | #DIV/0! | #DIV/0! | #DIV/0! | #DIV/0! | #DIV/0! | #DIV/0! | #DIV/0! | #DIV/0! | #DIV/0! |  |  |  | #DIV/0! | #DIV/0! | #DIV/0! | kWh | #DIV/0!
0.4 | 0.1 | 0 | #DIV/0! | #DIV/0! | #DIV/0! | #DIV/0! | #DIV/0! | #DIV/0! | #DIV/0! | #DIV/0! | #DIV/0! | #DIV/0! |  |  |  | #DIV/0! | #DIV/0! | #DIV/0! | kWh | #DIV/0!
0.5 | 0.1 | 0 | #DIV/0! | #DIV/0! | #DIV/0! | #DIV/0! | #DIV/0! | #DIV/0! | #DIV/0! | #DIV/0! | #DIV/0! | #DIV/0! |  |  |  | #DIV/0! | #DIV/0! | #DIV/0! | kWh | #DIV/0!
0.6 | 0.1 | 0 | #DIV/0! | #DIV/0! | #DIV/0! | #DIV/0! | #DIV/0! | #DIV/0! | #DIV/0! | #DIV/0! | #DIV/0! | #DIV/0! |  |  |  | #DIV/0! | #DIV/0! | #DIV/0! | kWh | #DIV/0!
0.7 | 0.1 | 0 | #DIV/0! | #DIV/0! | #DIV/0! | #DIV/0! | #DIV/0! | #DIV/0! | #DIV/0! | #DIV/0! | #DIV/0! | #DIV/0! |  |  |  | #DIV/0! | #DIV/0! | #DIV/0! | kWh | #DIV/0!
0.8 | 0.1 | 0 | #DIV/0! | #DIV/0! | #DIV/0! | #DIV/0! | #DIV/0! | #DIV/0! | #DIV/0! | #DIV/0! | #DIV/0! | #DIV/0! |  |  |  | #DIV/0! | #DIV/0! | #DIV/0! | kWh | #DIV/0!
0.9 | 0.1 | 0 | #DIV/0! | #DIV/0! | #DIV/0! | #DIV/0! | #DIV/0! | #DIV/0! | #DIV/0! | #DIV/0! | #DIV/0! | #DIV/0! |  |  |  | #DIV/0! | #DIV/0! | #DIV/0! | kWh | #DIV/0!
0.95 | 0.05 | 0 | #DIV/0! | #DIV/0! | #DIV/0! | #DIV/0! | #DIV/0! | #DIV/0! | #DIV/0! | #DIV/0! | #DIV/0! | #DIV/0! |  |  |  | #DIV/0! | #DIV/0! | #DIV/0! | kWh | #DIV/0!
0.99 | 0.04 | 0 | #DIV/0! | #DIV/0! | #DIV/0! | #DIV/0! | #DIV/0! | #DIV/0! | #DIV/0! | #DIV/0! | #DIV/0! | #DIV/0! |  |  |  | #DIV/0! | #DIV/0! | #DIV/0! | kWh | #DIV/0!
1 | 0.01 | 0 | #DIV/0! | #DIV/0! | #DIV/0! | #DIV/0! | #DIV/0! | #DIV/0! | #DIV/0! | #DIV/0! | #DIV/0! | #DIV/0! |  |  |  | #DIV/0! | #DIV/0! | #DIV/0! | kWh | #DIV/0!
[5 empty] | June: mean; July: #DIV/0!; Aug: #DIV/0! |  | #DIV/0! | #DIV/0! | #DIV/0!
Exceed | Prob of any flow | Jun | [15 empty] | 30
Prob. | occurring | flow | value | U(m/s) | Jan: Re; Feb: Colebrook iterations; May: friction coef; June: hf (m); July: Power; Aug: Output
0.05 | 0.05 | 0 | #DIV/0! | #DIV/0! | #DIV/0! | #DIV/0! | #DIV/0! | #DIV/0! | #DIV/0! | #DIV/0! | #DIV/0! | #DIV/0! |  |  |  | #DIV/0! | #DIV/0! | #DIV/0! | kWh | #DIV/0!
0.1 | 0.05 | 0 | #DIV/0! | #DIV/0! | #DIV/0! | #DIV/0! | #DIV/0! | #DIV/0! | #DIV/0! | #DIV/0! | #DIV/0! | #DIV/0! |  |  |  | #DIV/0! | #DIV/0! | #DIV/0! | kWh | #DIV/0!
0.2 | 0.1 | 0 | #DIV/0! | #DIV/0! | #DIV/0! | #DIV/0! | #DIV/0! | #DIV/0! | #DIV/0! | #DIV/0! | #DIV/0! | #DIV/0! |  |  |  | #DIV/0! | #DIV/0! | #DIV/0! | kWh | #DIV/0!
0.3 | 0.1 | 0 | #DIV/0! | #DIV/0! | #DIV/0! | #DIV/0! | #DIV/0! | #DIV/0! | #DIV/0! | #DIV/0! | #DIV/0! | #DIV/0! |  |  |  | #DIV/0! | #DIV/0! | #DIV/0! | kWh | #DIV/0!
0.4 | 0.1 | 0 | #DIV/0! | #DIV/0! | #DIV/0! | #DIV/0! | #DIV/0! | #DIV/0! | #DIV/0! | #DIV/0! | #DIV/0! | #DIV/0! |  |  |  | #DIV/0! | #DIV/0! | #DIV/0! | kWh | #DIV/0!
0.5 | 0.1 | 0 | #DIV/0! | #DIV/0! | #DIV/0! | #DIV/0! | #DIV/0! | #DIV/0! | #DIV/0! | #DIV/0! | #DIV/0! | #DIV/0! |  |  |  | #DIV/0! | #DIV/0! | #DIV/0! | kWh | #DIV/0!
0.6 | 0.1 | 0 | #DIV/0! | #DIV/0! | #DIV/0! | #DIV/0! | #DIV/0! | #DIV/0! | #DIV/0! | #DIV/0! | #DIV/0! | #DIV/0! |  |  |  | #DIV/0! | #DIV/0! | #DIV/0! | kWh | #DIV/0!
0.7 | 0.1 | 0 | #DIV/0! | #DIV/0! | #DIV/0! | #DIV/0! | #DIV/0! | #DIV/0! | #DIV/0! | #DIV/0! | #DIV/0! | #DIV/0! |  |  |  | #DIV/0! | #DIV/0! | #DIV/0! | kWh | #DIV/0!
0.8 | 0.1 | 0 | #DIV/0! | #DIV/0! | #DIV/0! | #DIV/0! | #DIV/0! | #DIV/0! | #DIV/0! | #DIV/0! | #DIV/0! | #DIV/0! |  |  |  | #DIV/0! | #DIV/0! | #DIV/0! | kWh | #DIV/0!
0.9 | 0.1 | 0 | #DIV/0! | #DIV/0! | #DIV/0! | #DIV/0! | #DIV/0! | #DIV/0! | #DIV/0! | #DIV/0! | #DIV/0! | #DIV/0! |  |  |  | #DIV/0! | #DIV/0! | #DIV/0! | kWh | #DIV/0!
0.95 | 0.05 | 0 | #DIV/0! | #DIV/0! | #DIV/0! | #DIV/0! | #DIV/0! | #DIV/0! | #DIV/0! | #DIV/0! | #DIV/0! | #DIV/0! |  |  |  | #DIV/0! | #DIV/0! | #DIV/0! | kWh | #DIV/0!
0.99 | 0.04 | 0 | #DIV/0! | #DIV/0! | #DIV/0! | #DIV/0! | #DIV/0! | #DIV/0! | #DIV/0! | #DIV/0! | #DIV/0! | #DIV/0! |  |  |  | #DIV/0! | #DIV/0! | #DIV/0! | kWh | #DIV/0!
1 | 0.01 | 0 | #DIV/0! | #DIV/0! | #DIV/0! | #DIV/0! | #DIV/0! | #DIV/0! | #DIV/0! | #DIV/0! | #DIV/0! | #DIV/0! |  |  |  | #DIV/0! | #DIV/0! | #DIV/0! | kWh | #DIV/0!
[5 empty] | June: mean; July: #DIV/0!; Aug: #DIV/0! |  | #DIV/0! | #DIV/0! | #DIV/0!
Exceed | Prob of any flow | Jul | [15 empty] | 31
Prob. | occurring | flow | value | U(m/s) | Jan: Re; Feb: Colebrook iterations; May: friction coef; June: hf (m); July: Power; Aug: Output
0.05 | 0.05 | 0 | #DIV/0! | #DIV/0! | #DIV/0! | #DIV/0! | #DIV/0! | #DIV/0! | #DIV/0! | #DIV/0! | #DIV/0! | #DIV/0! |  |  |  | #DIV/0! | #DIV/0! | #DIV/0! | kWh | #DIV/0!
0.1 | 0.05 | 0 | #DIV/0! | #DIV/0! | #DIV/0! | #DIV/0! | #DIV/0! | #DIV/0! | #DIV/0! | #DIV/0! | #DIV/0! | #DIV/0! |  |  |  | #DIV/0! | #DIV/0! | #DIV/0! | kWh | #DIV/0!
0.2 | 0.1 | 0 | #DIV/0! | #DIV/0! | #DIV/0! | #DIV/0! | #DIV/0! | #DIV/0! | #DIV/0! | #DIV/0! | #DIV/0! | #DIV/0! |  |  |  | #DIV/0! | #DIV/0! | #DIV/0! | kWh | #DIV/0!
0.3 | 0.1 | 0 | #DIV/0! | #DIV/0! | #DIV/0! | #DIV/0! | #DIV/0! | #DIV/0! | #DIV/0! | #DIV/0! | #DIV/0! | #DIV/0! |  |  |  | #DIV/0! | #DIV/0! | #DIV/0! | kWh | #DIV/0!
0.4 | 0.1 | 0 | #DIV/0! | #DIV/0! | #DIV/0! | #DIV/0! | #DIV/0! | #DIV/0! | #DIV/0! | #DIV/0! | #DIV/0! | #DIV/0! |  |  |  | #DIV/0! | #DIV/0! | #DIV/0! | kWh | #DIV/0!
0.5 | 0.1 | 0 | #DIV/0! | #DIV/0! | #DIV/0! | #DIV/0! | #DIV/0! | #DIV/0! | #DIV/0! | #DIV/0! | #DIV/0! | #DIV/0! |  |  |  | #DIV/0! | #DIV/0! | #DIV/0! | kWh | #DIV/0!
0.6 | 0.1 | 0 | #DIV/0! | #DIV/0! | #DIV/0! | #DIV/0! | #DIV/0! | #DIV/0! | #DIV/0! | #DIV/0! | #DIV/0! | #DIV/0! |  |  |  | #DIV/0! | #DIV/0! | #DIV/0! | kWh | #DIV/0!
0.7 | 0.1 | 0 | #DIV/0! | #DIV/0! | #DIV/0! | #DIV/0! | #DIV/0! | #DIV/0! | #DIV/0! | #DIV/0! | #DIV/0! | #DIV/0! |  |  |  | #DIV/0! | #DIV/0! | #DIV/0! | kWh | #DIV/0!
0.8 | 0.1 | 0 | #DIV/0! | #DIV/0! | #DIV/0! | #DIV/0! | #DIV/0! | #DIV/0! | #DIV/0! | #DIV/0! | #DIV/0! | #DIV/0! |  |  |  | #DIV/0! | #DIV/0! | #DIV/0! | kWh | #DIV/0!
0.9 | 0.1 | 0 | #DIV/0! | #DIV/0! | #DIV/0! | #DIV/0! | #DIV/0! | #DIV/0! | #DIV/0! | #DIV/0! | #DIV/0! | #DIV/0! |  |  |  | #DIV/0! | #DIV/0! | #DIV/0! | kWh | #DIV/0!
0.95 | 0.05 | 0 | #DIV/0! | #DIV/0! | #DIV/0! | #DIV/0! | #DIV/0! | #DIV/0! | #DIV/0! | #DIV/0! | #DIV/0! | #DIV/0! |  |  |  | #DIV/0! | #DIV/0! | #DIV/0! | kWh | #DIV/0!
0.99 | 0.04 | 0 | #DIV/0! | #DIV/0! | #DIV/0! | #DIV/0! | #DIV/0! | #DIV/0! | #DIV/0! | #DIV/0! | #DIV/0! | #DIV/0! |  |  |  | #DIV/0! | #DIV/0! | #DIV/0! | kWh | #DIV/0!
1 | 0.01 | 0 | #DIV/0! | #DIV/0! | #DIV/0! | #DIV/0! | #DIV/0! | #DIV/0! | #DIV/0! | #DIV/0! | #DIV/0! | #DIV/0! |  |  |  | #DIV/0! | #DIV/0! | #DIV/0! | kWh | #DIV/0!
[5 empty] | June: mean; July: #DIV/0!; Aug: #DIV/0! |  | #DIV/0! | #DIV/0! | #DIV/0!
Exceed | Prob of any flow | Aug | [15 empty] | 31
Prob. | occurring | flow | value | U(m/s) | Jan: Re; Feb: Colebrook iterations; May: friction coef; June: hf (m); July: Power; Aug: Output
0.05 | 0.05 | 0 | #DIV/0! | #DIV/0! | #DIV/0! | #DIV/0! | #DIV/0! | #DIV/0! | #DIV/0! | #DIV/0! | #DIV/0! | #DIV/0! |  |  |  | #DIV/0! | #DIV/0! | #DIV/0! | kWh | #DIV/0!
0.1 | 0.05 | 0 | #DIV/0! | #DIV/0! | #DIV/0! | #DIV/0! | #DIV/0! | #DIV/0! | #DIV/0! | #DIV/0! | #DIV/0! | #DIV/0! |  |  |  | #DIV/0! | #DIV/0! | #DIV/0! | kWh | #DIV/0!
0.2 | 0.1 | 0 | #DIV/0! | #DIV/0! | #DIV/0! | #DIV/0! | #DIV/0! | #DIV/0! | #DIV/0! | #DIV/0! | #DIV/0! | #DIV/0! |  |  |  | #DIV/0! | #DIV/0! | #DIV/0! | kWh | #DIV/0!
0.3 | 0.1 | 0 | #DIV/0! | #DIV/0! | #DIV/0! | #DIV/0! | #DIV/0! | #DIV/0! | #DIV/0! | #DIV/0! | #DIV/0! | #DIV/0! |  |  |  | #DIV/0! | #DIV/0! | #DIV/0! | kWh | #DIV/0!
0.4 | 0.1 | 0 | #DIV/0! | #DIV/0! | #DIV/0! | #DIV/0! | #DIV/0! | #DIV/0! | #DIV/0! | #DIV/0! | #DIV/0! | #DIV/0! |  |  |  | #DIV/0! | #DIV/0! | #DIV/0! | kWh | #DIV/0!
0.5 | 0.1 | 0 | #DIV/0! | #DIV/0! | #DIV/0! | #DIV/0! | #DIV/0! | #DIV/0! | #DIV/0! | #DIV/0! | #DIV/0! | #DIV/0! |  |  |  | #DIV/0! | #DIV/0! | #DIV/0! | kWh | #DIV/0!
0.6 | 0.1 | 0 | #DIV/0! | #DIV/0! | #DIV/0! | #DIV/0! | #DIV/0! | #DIV/0! | #DIV/0! | #DIV/0! | #DIV/0! | #DIV/0! |  |  |  | #DIV/0! | #DIV/0! | #DIV/0! | kWh | #DIV/0!
0.7 | 0.1 | 0 | #DIV/0! | #DIV/0! | #DIV/0! | #DIV/0! | #DIV/0! | #DIV/0! | #DIV/0! | #DIV/0! | #DIV/0! | #DIV/0! |  |  |  | #DIV/0! | #DIV/0! | #DIV/0! | kWh | #DIV/0!
0.8 | 0.1 | 0 | #DIV/0! | #DIV/0! | #DIV/0! | #DIV/0! | #DIV/0! | #DIV/0! | #DIV/0! | #DIV/0! | #DIV/0! | #DIV/0! |  |  |  | #DIV/0! | #DIV/0! | #DIV/0! | kWh | #DIV/0!
0.9 | 0.1 | 0 | #DIV/0! | #DIV/0! | #DIV/0! | #DIV/0! | #DIV/0! | #DIV/0! | #DIV/0! | #DIV/0! | #DIV/0! | #DIV/0! |  |  |  | #DIV/0! | #DIV/0! | #DIV/0! | kWh | #DIV/0!
0.95 | 0.05 | 0 | #DIV/0! | #DIV/0! | #DIV/0! | #DIV/0! | #DIV/0! | #DIV/0! | #DIV/0! | #DIV/0! | #DIV/0! | #DIV/0! |  |  |  | #DIV/0! | #DIV/0! | #DIV/0! | kWh | #DIV/0!
0.99 | 0.04 | 0 | #DIV/0! | #DIV/0! | #DIV/0! | #DIV/0! | #DIV/0! | #DIV/0! | #DIV/0! | #DIV/0! | #DIV/0! | #DIV/0! |  |  |  | #DIV/0! | #DIV/0! | #DIV/0! | kWh | #DIV/0!
1 | 0.01 | 0 | #DIV/0! | #DIV/0! | #DIV/0! | #DIV/0! | #DIV/0! | #DIV/0! | #DIV/0! | #DIV/0! | #DIV/0! | #DIV/0! |  |  |  | #DIV/0! | #DIV/0! | #DIV/0! | kWh | #DIV/0!
[5 empty] | June: mean; July: #DIV/0!; Aug: #DIV/0! |  | #DIV/0! | #DIV/0! | #DIV/0!
Exceed | Prob of any flow | Sept | [15 empty] | 30
Prob. | occurring | flow | value | U(m/s) | Jan: Re; Feb: Colebrook iterations; May: friction coef; June: hf (m); July: Power; Aug: Output
0.05 | 0.05 | 0 | #DIV/0! | #DIV/0! | #DIV/0! | #DIV/0! | #DIV/0! | #DIV/0! | #DIV/0! | #DIV/0! | #DIV/0! | #DIV/0! |  |  |  | #DIV/0! | #DIV/0! | #DIV/0! | kWh | #DIV/0!
0.1 | 0.05 | 0 | #DIV/0! | #DIV/0! | #DIV/0! | #DIV/0! | #DIV/0! | #DIV/0! | #DIV/0! | #DIV/0! | #DIV/0! | #DIV/0! |  |  |  | #DIV/0! | #DIV/0! | #DIV/0! | kWh | #DIV/0!
0.2 | 0.1 | 0 | #DIV/0! | #DIV/0! | #DIV/0! | #DIV/0! | #DIV/0! | #DIV/0! | #DIV/0! | #DIV/0! | #DIV/0! | #DIV/0! |  |  |  | #DIV/0! | #DIV/0! | #DIV/0! | kWh | #DIV/0!
0.3 | 0.1 | 0 | #DIV/0! | #DIV/0! | #DIV/0! | #DIV/0! | #DIV/0! | #DIV/0! | #DIV/0! | #DIV/0! | #DIV/0! | #DIV/0! |  |  |  | #DIV/0! | #DIV/0! | #DIV/0! | kWh | #DIV/0!
0.4 | 0.1 | 0 | #DIV/0! | #DIV/0! | #DIV/0! | #DIV/0! | #DIV/0! | #DIV/0! | #DIV/0! | #DIV/0! | #DIV/0! | #DIV/0! |  |  |  | #DIV/0! | #DIV/0! | #DIV/0! | kWh | #DIV/0!
0.5 | 0.1 | 0 | #DIV/0! | #DIV/0! | #DIV/0! | #DIV/0! | #DIV/0! | #DIV/0! | #DIV/0! | #DIV/0! | #DIV/0! | #DIV/0! |  |  |  | #DIV/0! | #DIV/0! | #DIV/0! | kWh | #DIV/0!
0.6 | 0.1 | 0 | #DIV/0! | #DIV/0! | #DIV/0! | #DIV/0! | #DIV/0! | #DIV/0! | #DIV/0! | #DIV/0! | #DIV/0! | #DIV/0! |  |  |  | #DIV/0! | #DIV/0! | #DIV/0! | kWh | #DIV/0!
0.7 | 0.1 | 0 | #DIV/0! | #DIV/0! | #DIV/0! | #DIV/0! | #DIV/0! | #DIV/0! | #DIV/0! | #DIV/0! | #DIV/0! | #DIV/0! |  |  |  | #DIV/0! | #DIV/0! | #DIV/0! | kWh | #DIV/0!
0.8 | 0.1 | 0 | #DIV/0! | #DIV/0! | #DIV/0! | #DIV/0! | #DIV/0! | #DIV/0! | #DIV/0! | #DIV/0! | #DIV/0! | #DIV/0! |  |  |  | #DIV/0! | #DIV/0! | #DIV/0! | kWh | #DIV/0!
0.9 | 0.1 | 0 | #DIV/0! | #DIV/0! | #DIV/0! | #DIV/0! | #DIV/0! | #DIV/0! | #DIV/0! | #DIV/0! | #DIV/0! | #DIV/0! |  |  |  | #DIV/0! | #DIV/0! | #DIV/0! | kWh | #DIV/0!
0.95 | 0.05 | 0 | #DIV/0! | #DIV/0! | #DIV/0! | #DIV/0! | #DIV/0! | #DIV/0! | #DIV/0! | #DIV/0! | #DIV/0! | #DIV/0! |  |  |  | #DIV/0! | #DIV/0! | #DIV/0! | kWh | #DIV/0!
0.99 | 0.04 | 0 | #DIV/0! | #DIV/0! | #DIV/0! | #DIV/0! | #DIV/0! | #DIV/0! | #DIV/0! | #DIV/0! | #DIV/0! | #DIV/0! |  |  |  | #DIV/0! | #DIV/0! | #DIV/0! | kWh | #DIV/0!
1 | 0.01 | 0 | #DIV/0! | #DIV/0! | #DIV/0! | #DIV/0! | #DIV/0! | #DIV/0! | #DIV/0! | #DIV/0! | #DIV/0! | #DIV/0! |  |  |  | #DIV/0! | #DIV/0! | #DIV/0! | kWh | #DIV/0!
[5 empty] | June: mean; July: #DIV/0!; Aug: #DIV/0! |  | #DIV/0! | #DIV/0! | #DIV/0!
Exceed | Prob of any flow | Oct | [15 empty] | 31
Prob. | occurring | flow | value | U(m/s) | Jan: Re; Feb: Colebrook iterations; May: friction coef; June: hf (m); July: Power; Aug: Output
0.05 | 0.05 | 0 | #DIV/0! | #DIV/0! | #DIV/0! | #DIV/0! | #DIV/0! | #DIV/0! | #DIV/0! | #DIV/0! | #DIV/0! | #DIV/0! |  |  |  | #DIV/0! | #DIV/0! | #DIV/0! | kWh | #DIV/0!
0.1 | 0.05 | 0 | #DIV/0! | #DIV/0! | #DIV/0! | #DIV/0! | #DIV/0! | #DIV/0! | #DIV/0! | #DIV/0! | #DIV/0! | #DIV/0! |  |  |  | #DIV/0! | #DIV/0! | #DIV/0! | kWh | #DIV/0!
0.2 | 0.1 | 0 | #DIV/0! | #DIV/0! | #DIV/0! | #DIV/0! | #DIV/0! | #DIV/0! | #DIV/0! | #DIV/0! | #DIV/0! | #DIV/0! |  |  |  | #DIV/0! | #DIV/0! | #DIV/0! | kWh | #DIV/0!
0.3 | 0.1 | 0 | #DIV/0! | #DIV/0! | #DIV/0! | #DIV/0! | #DIV/0! | #DIV/0! | #DIV/0! | #DIV/0! | #DIV/0! | #DIV/0! |  |  |  | #DIV/0! | #DIV/0! | #DIV/0! | kWh | #DIV/0!
0.4 | 0.1 | 0 | #DIV/0! | #DIV/0! | #DIV/0! | #DIV/0! | #DIV/0! | #DIV/0! | #DIV/0! | #DIV/0! | #DIV/0! | #DIV/0! |  |  |  | #DIV/0! | #DIV/0! | #DIV/0! | kWh | #DIV/0!
0.5 | 0.1 | 0 | #DIV/0! | #DIV/0! | #DIV/0! | #DIV/0! | #DIV/0! | #DIV/0! | #DIV/0! | #DIV/0! | #DIV/0! | #DIV/0! |  |  |  | #DIV/0! | #DIV/0! | #DIV/0! | kWh | #DIV/0!
0.6 | 0.1 | 0 | #DIV/0! | #DIV/0! | #DIV/0! | #DIV/0! | #DIV/0! | #DIV/0! | #DIV/0! | #DIV/0! | #DIV/0! | #DIV/0! |  |  |  | #DIV/0! | #DIV/0! | #DIV/0! | kWh | #DIV/0!
0.7 | 0.1 | 0 | #DIV/0! | #DIV/0! | #DIV/0! | #DIV/0! | #DIV/0! | #DIV/0! | #DIV/0! | #DIV/0! | #DIV/0! | #DIV/0! |  |  |  | #DIV/0! | #DIV/0! | #DIV/0! | kWh | #DIV/0!
0.8 | 0.1 | 0 | #DIV/0! | #DIV/0! | #DIV/0! | #DIV/0! | #DIV/0! | #DIV/0! | #DIV/0! | #DIV/0! | #DIV/0! | #DIV/0! |  |  |  | #DIV/0! | #DIV/0! | #DIV/0! | kWh | #DIV/0!
0.9 | 0.1 | 0 | #DIV/0! | #DIV/0! | #DIV/0! | #DIV/0! | #DIV/0! | #DIV/0! | #DIV/0! | #DIV/0! | #DIV/0! | #DIV/0! |  |  |  | #DIV/0! | #DIV/0! | #DIV/0! | kWh | #DIV/0!
0.95 | 0.05 | 0 | #DIV/0! | #DIV/0! | #DIV/0! | #DIV/0! | #DIV/0! | #DIV/0! | #DIV/0! | #DIV/0! | #DIV/0! | #DIV/0! |  |  |  | #DIV/0! | #DIV/0! | #DIV/0! | kWh | #DIV/0!
0.99 | 0.04 | 0 | #DIV/0! | #DIV/0! | #DIV/0! | #DIV/0! | #DIV/0! | #DIV/0! | #DIV/0! | #DIV/0! | #DIV/0! | #DIV/0! |  |  |  | #DIV/0! | #DIV/0! | #DIV/0! | kWh | #DIV/0!
1 | 0.01 | 0 | #DIV/0! | #DIV/0! | #DIV/0! | #DIV/0! | #DIV/0! | #DIV/0! | #DIV/0! | #DIV/0! | #DIV/0! | #DIV/0! |  |  |  | #DIV/0! | #DIV/0! | #DIV/0! | kWh | #DIV/0!
[5 empty] | June: mean; July: #DIV/0!; Aug: #DIV/0! |  | #DIV/0! | #DIV/0! | #DIV/0!
Exceed | Prob of any flow | Nov | [15 empty] | 30
Prob. | occurring | flow | value | U(m/s) | Jan: Re; Feb: Colebrook iterations; May: friction coef; June: hf (m); July: Power; Aug: Output
0.05 | 0.05 | 0 | #DIV/0! | #DIV/0! | #DIV/0! | #DIV/0! | #DIV/0! | #DIV/0! | #DIV/0! | #DIV/0! | #DIV/0! | #DIV/0! |  |  |  | #DIV/0! | #DIV/0! | #DIV/0! | kWh | #DIV/0!
0.1 | 0.05 | 0 | #DIV/0! | #DIV/0! | #DIV/0! | #DIV/0! | #DIV/0! | #DIV/0! | #DIV/0! | #DIV/0! | #DIV/0! | #DIV/0! |  |  |  | #DIV/0! | #DIV/0! | #DIV/0! | kWh | #DIV/0!
0.2 | 0.1 | 0 | #DIV/0! | #DIV/0! | #DIV/0! | #DIV/0! | #DIV/0! | #DIV/0! | #DIV/0! | #DIV/0! | #DIV/0! | #DIV/0! |  |  |  | #DIV/0! | #DIV/0! | #DIV/0! | kWh | #DIV/0!
0.3 | 0.1 | 0 | #DIV/0! | #DIV/0! | #DIV/0! | #DIV/0! | #DIV/0! | #DIV/0! | #DIV/0! | #DIV/0! | #DIV/0! | #DIV/0! |  |  |  | #DIV/0! | #DIV/0! | #DIV/0! | kWh | #DIV/0!
0.4 | 0.1 | 0 | #DIV/0! | #DIV/0! | #DIV/0! | #DIV/0! | #DIV/0! | #DIV/0! | #DIV/0! | #DIV/0! | #DIV/0! | #DIV/0! |  |  |  | #DIV/0! | #DIV/0! | #DIV/0! | kWh | #DIV/0!
0.5 | 0.1 | 0 | #DIV/0! | #DIV/0! | #DIV/0! | #DIV/0! | #DIV/0! | #DIV/0! | #DIV/0! | #DIV/0! | #DIV/0! | #DIV/0! |  |  |  | #DIV/0! | #DIV/0! | #DIV/0! | kWh | #DIV/0!
0.6 | 0.1 | 0 | #DIV/0! | #DIV/0! | #DIV/0! | #DIV/0! | #DIV/0! | #DIV/0! | #DIV/0! | #DIV/0! | #DIV/0! | #DIV/0! |  |  |  | #DIV/0! | #DIV/0! | #DIV/0! | kWh | #DIV/0!
0.7 | 0.1 | 0 | #DIV/0! | #DIV/0! | #DIV/0! | #DIV/0! | #DIV/0! | #DIV/0! | #DIV/0! | #DIV/0! | #DIV/0! | #DIV/0! |  |  |  | #DIV/0! | #DIV/0! | #DIV/0! | kWh | #DIV/0!
0.8 | 0.1 | 0 | #DIV/0! | #DIV/0! | #DIV/0! | #DIV/0! | #DIV/0! | #DIV/0! | #DIV/0! | #DIV/0! | #DIV/0! | #DIV/0! |  |  |  | #DIV/0! | #DIV/0! | #DIV/0! | kWh | #DIV/0!
0.9 | 0.1 | 0 | #DIV/0! | #DIV/0! | #DIV/0! | #DIV/0! | #DIV/0! | #DIV/0! | #DIV/0! | #DIV/0! | #DIV/0! | #DIV/0! |  |  |  | #DIV/0! | #DIV/0! | #DIV/0! | kWh | #DIV/0!
0.95 | 0.05 | 0 | #DIV/0! | #DIV/0! | #DIV/0! | #DIV/0! | #DIV/0! | #DIV/0! | #DIV/0! | #DIV/0! | #DIV/0! | #DIV/0! |  |  |  | #DIV/0! | #DIV/0! | #DIV/0! | kWh | #DIV/0!
0.99 | 0.04 | 0 | #DIV/0! | #DIV/0! | #DIV/0! | #DIV/0! | #DIV/0! | #DIV/0! | #DIV/0! | #DIV/0! | #DIV/0! | #DIV/0! |  |  |  | #DIV/0! | #DIV/0! | #DIV/0! | kWh | #DIV/0!
1 | 0.01 | 0 | #DIV/0! | #DIV/0! | #DIV/0! | #DIV/0! | #DIV/0! | #DIV/0! | #DIV/0! | #DIV/0! | #DIV/0! | #DIV/0! |  |  |  | #DIV/0! | #DIV/0! | #DIV/0! | kWh | #DIV/0!
[5 empty] | June: mean; July: #DIV/0!; Aug: #DIV/0! |  | #DIV/0! | #DIV/0! | #DIV/0!
Exceed | Prob of any flow | Dec | [15 empty] | 31
Prob. | occurring | flow | value | U(m/s) | Jan: Re; Feb: Colebrook iterations; May: friction coef; June: hf (m); July: Power; Aug: Output
0.05 | 0.05 | 0 | #DIV/0! | #DIV/0! | #DIV/0! | #DIV/0! | #DIV/0! | #DIV/0! | #DIV/0! | #DIV/0! | #DIV/0! | #DIV/0! |  |  |  | #DIV/0! | #DIV/0! | #DIV/0! | kWh | #DIV/0!
0.1 | 0.05 | 0 | #DIV/0! | #DIV/0! | #DIV/0! | #DIV/0! | #DIV/0! | #DIV/0! | #DIV/0! | #DIV/0! | #DIV/0! | #DIV/0! |  |  |  | #DIV/0! | #DIV/0! | #DIV/0! | kWh | #DIV/0!
0.2 | 0.1 | 0 | #DIV/0! | #DIV/0! | #DIV/0! | #DIV/0! | #DIV/0! | #DIV/0! | #DIV/0! | #DIV/0! | #DIV/0! | #DIV/0! |  |  |  | #DIV/0! | #DIV/0! | #DIV/0! | kWh | #DIV/0!
0.3 | 0.1 | 0 | #DIV/0! | #DIV/0! | #DIV/0! | #DIV/0! | #DIV/0! | #DIV/0! | #DIV/0! | #DIV/0! | #DIV/0! | #DIV/0! |  |  |  | #DIV/0! | #DIV/0! | #DIV/0! | kWh | #DIV/0!
0.4 | 0.1 | 0 | #DIV/0! | #DIV/0! | #DIV/0! | #DIV/0! | #DIV/0! | #DIV/0! | #DIV/0! | #DIV/0! | #DIV/0! | #DIV/0! |  |  |  | #DIV/0! | #DIV/0! | #DIV/0! | kWh | #DIV/0!
0.5 | 0.1 | 0 | #DIV/0! | #DIV/0! | #DIV/0! | #DIV/0! | #DIV/0! | #DIV/0! | #DIV/0! | #DIV/0! | #DIV/0! | #DIV/0! |  |  |  | #DIV/0! | #DIV/0! | #DIV/0! | kWh | #DIV/0!
0.6 | 0.1 | 0 | #DIV/0! | #DIV/0! | #DIV/0! | #DIV/0! | #DIV/0! | #DIV/0! | #DIV/0! | #DIV/0! | #DIV/0! | #DIV/0! |  |  |  | #DIV/0! | #DIV/0! | #DIV/0! | kWh | #DIV/0!
0.7 | 0.1 | 0 | #DIV/0! | #DIV/0! | #DIV/0! | #DIV/0! | #DIV/0! | #DIV/0! | #DIV/0! | #DIV/0! | #DIV/0! | #DIV/0! |  |  |  | #DIV/0! | #DIV/0! | #DIV/0! | kWh | #DIV/0!
0.8 | 0.1 | 0 | #DIV/0! | #DIV/0! | #DIV/0! | #DIV/0! | #DIV/0! | #DIV/0! | #DIV/0! | #DIV/0! | #DIV/0! | #DIV/0! |  |  |  | #DIV/0! | #DIV/0! | #DIV/0! | kWh | #DIV/0!
0.9 | 0.1 | 0 | #DIV/0! | #DIV/0! | #DIV/0! | #DIV/0! | #DIV/0! | #DIV/0! | #DIV/0! | #DIV/0! | #DIV/0! | #DIV/0! |  |  |  | #DIV/0! | #DIV/0! | #DIV/0! | kWh | #DIV/0!
0.95 | 0.05 | 0 | #DIV/0! | #DIV/0! | #DIV/0! | #DIV/0! | #DIV/0! | #DIV/0! | #DIV/0! | #DIV/0! | #DIV/0! | #DIV/0! |  |  |  | #DIV/0! | #DIV/0! | #DIV/0! | kWh | #DIV/0!
0.99 | 0.04 | 0 | #DIV/0! | #DIV/0! | #DIV/0! | #DIV/0! | #DIV/0! | #DIV/0! | #DIV/0! | #DIV/0! | #DIV/0! | #DIV/0! |  |  |  | #DIV/0! | #DIV/0! | #DIV/0! | kWh | #DIV/0!
1 | 0.01 | 0 | #DIV/0! | #DIV/0! | #DIV/0! | #DIV/0! | #DIV/0! | #DIV/0! | #DIV/0! | #DIV/0! | #DIV/0! | #DIV/0! |  |  |  | #DIV/0! | #DIV/0! | #DIV/0! | kWh | #DIV/0!
[5 empty] | June: mean; July: #DIV/0!; Aug: #DIV/0! |  | #DIV/0! | #DIV/0! | #DIV/0!
|  | Output | Days | Value | [13 empty] | kWh
| Jan | #DIV/0! | 31 | #DIV/0! | [12 empty] | TOTAL | #DIV/0! | #DIV/0!
| Feb | #DIV/0! | 28 | #DIV/0! | [12 empty] | Average | #DIV/0!
| Mar | #DIV/0! | 31 | #DIV/0!
| Apr | #DIV/0! | 30 | #DIV/0! | [13 empty] | Output | Days | Value
| May | #DIV/0! | 31 | #DIV/0! | [12 empty] | Jan | #DIV/0! | 31 | #DIV/0!
| Jun | #DIV/0! | 30 | #DIV/0! | [12 empty] | Feb | #DIV/0! | 28 | #DIV/0!
| Jul | #DIV/0! | 20 | #DIV/0! | [12 empty] | Mar | #DIV/0! | 31 | #DIV/0!
| Aug | #DIV/0! | 20 | #DIV/0! | [12 empty] | Apr | #DIV/0! | 30 | #DIV/0!
| Sep | #DIV/0! | 30 | #DIV/0! | [12 empty] | May | #DIV/0! | 31 | #DIV/0!
| Oct | #DIV/0! | 31 | #DIV/0! | [12 empty] | Jun | #DIV/0! | 30 | #DIV/0!
| Nov | #DIV/0! | 30 | #DIV/0! | [12 empty] | Jul | #DIV/0! | 20 | #DIV/0!
| Dec | #DIV/0! | 31 | #DIV/0! | [12 empty] | Aug | #DIV/0! | 20 | #DIV/0!
|  |  | TOTAL | #DIV/0! | [12 empty] | Sep | #DIV/0! | 30 | #DIV/0!
|  |  | d/time 2% | #DIV/0! | [12 empty] | Oct | #DIV/0! | 31 | #DIV/0!
|  |  | av hour | #DIV/0! | [12 empty] | Nov | #DIV/0! | 30 | #DIV/0! | bar: Jan
[17 empty] | Dec | #DIV/0! | 31 | #DIV/0!
[19 empty] | TOTAL | #DIV/0!
[19 empty] | d/time 2% | #DIV/0!
[19 empty] | av hour | #DIV/0!

## Diameter9 (hidden)
| Intake Elevation (m) | 0 |  | Kinematic Viscosity | 0
| Generator Elevation (m) | 0 |  | Roughness Coef (mm) | 0 |  | Gravity | 9.81
| Net Head (m) | 0 |  | Pipe Diameter (m) | 0.9 |  | e/D | 0
| Pipe Length (m) | 0 |  | Pipe X-Section Area (m2) | 0.63617 |  | Iteration Start | 0.02
| Hydraulic Gradient | #DIV/0! |  | Flow Velocity (m/s) | #DIV/0!
| Turbine Eff. (%) | 0 |  | Discharge Rate(m^3/s) | #DIV/0!
Low Flows Summary
Annual |  |  |  | Monthly
[5 empty] | Jan | Feb | Mar | Apr | May | June | July | Aug | Sep | Oct | Nov | Dec
Annual mean flow | 0 |  |  | Monthly mean | 0 | 0 | 0 | 0 | 0 | 0 | 0 | 0 | 0 | 0 | 0 | 0
Q95 | 0 |  |  | Q95 | 0 | 0 | 0 | 0 | 0 | 0 | 0 | 0 | 0 | 0 | 0 | 0
| P (%) | Q (m³/s) |  | P (%) | Q (m³/s) | Q (m³/s) | Q (m³/s) | Q (m³/s) | Q (m³/s) | Q (m³/s) | Q (m³/s) | Q (m³/s) | Q (m³/s) | Q (m³/s) | Q (m³/s) | Q (m³/s)
1 | 5 | 0 |  | 5 | 0 | 0 | 0 | 0 | 0 | 0 | 0 | 0 | 0 | 0 | 0 | 0
2 | 10 | 0 |  | 10 | 0 | 0 | 0 | 0 | 0 | 0 | 0 | 0 | 0 | 0 | 0 | 0
3 | 20 | 0 |  | 20 | 0 | 0 | 0 | 0 | 0 | 0 | 0 | 0 | 0 | 0 | 0 | 0
4 | 30 | 0 |  | 30 | 0 | 0 | 0 | 0 | 0 | 0 | 0 | 0 | 0 | 0 | 0 | 0
5 | 40 | 0 |  | 40 | 0 | 0 | 0 | 0 | 0 | 0 | 0 | 0 | 0 | 0 | 0 | 0
6 | 50 | 0 |  | 50 | 0 | 0 | 0 | 0 | 0 | 0 | 0 | 0 | 0 | 0 | 0 | 0
7 | 60 | 0 |  | 60 | 0 | 0 | 0 | 0 | 0 | 0 | 0 | 0 | 0 | 0 | 0 | 0
8 | 70 | 0 |  | 70 | 0 | 0 | 0 | 0 | 0 | 0 | 0 | 0 | 0 | 0 | 0 | 0
9 | 80 | 0 |  | 80 | 0 | 0 | 0 | 0 | 0 | 0 | 0 | 0 | 0 | 0 | 0 | 0
10 | 90 | 0 |  | 90 | 0 | 0 | 0 | 0 | 0 | 0 | 0 | 0 | 0 | 0 | 0 | 0
11 | 95 | 0 |  | 95 | 0 | 0 | 0 | 0 | 0 | 0 | 0 | 0 | 0 | 0 | 0 | 0
12 | 99 | 0 |  | 99 | 0 | 0 | 0 | 0 | 0 | 0 | 0 | 0 | 0 | 0 | 0 | 0
Period | Mean Flow (m³/s) | Q95 (m³/s) | Captured Flow (m³/s) | U(m/s) | Jan: Re; Feb: Colebrook iterations; May: friction coef; June: hf (m); July: Power
Annual | #REF! | 0 | #REF! | #REF! | Jan: #REF!; Feb: #REF!; Mar: #REF!; Apr: #REF!; May: #REF!; June: #REF!; July: #REF!
Jan | #REF! | #REF! | #REF! | #REF! | Jan: #REF!; Feb: #REF!; Mar: #REF!; Apr: #REF!; May: #REF!; June: #REF!; July: #REF!
Feb | #REF! | #REF! | #REF! | #REF! | Jan: #REF!; Feb: #REF!; Mar: #REF!; Apr: #REF!; May: #REF!; June: #REF!; July: #REF!
Mar | #REF! | #REF! | #REF! | #REF! | Jan: #REF!; Feb: #REF!; Mar: #REF!; Apr: #REF!; May: #REF!; June: #REF!; July: #REF!
Apr | #REF! | #REF! | #REF! | #REF! | Jan: #REF!; Feb: #REF!; Mar: #REF!; Apr: #REF!; May: #REF!; June: #REF!; July: #REF!
May | #REF! | #REF! | #REF! | #REF! | Jan: #REF!; Feb: #REF!; Mar: #REF!; Apr: #REF!; May: #REF!; June: #REF!; July: #REF!
Jun | #REF! | #REF! | #REF! | #REF! | Jan: #REF!; Feb: #REF!; Mar: #REF!; Apr: #REF!; May: #REF!; June: #REF!; July: #REF!
Jul | #REF! | #REF! | #REF! | #REF! | Jan: #REF!; Feb: #REF!; Mar: #REF!; Apr: #REF!; May: #REF!; June: #REF!; July: #REF!
Aug | #REF! | #REF! | #REF! | #REF! | Jan: #REF!; Feb: #REF!; Mar: #REF!; Apr: #REF!; May: #REF!; June: #REF!; July: #REF!
Sep | #REF! | #REF! | #REF! | #REF! | Jan: #REF!; Feb: #REF!; Mar: #REF!; Apr: #REF!; May: #REF!; June: #REF!; July: #REF!
Oct | #REF! | #REF! | #REF! | #REF! | Jan: #REF!; Feb: #REF!; Mar: #REF!; Apr: #REF!; May: #REF!; June: #REF!; July: #REF!
Nov | #REF! | #REF! | #REF! | #REF! | Jan: #REF!; Feb: #REF!; Mar: #REF!; Apr: #REF!; May: #REF!; June: #REF!; July: #REF!
Dec | #REF! | #REF! | #REF! | #REF! | Jan: #REF!; Feb: #REF!; Mar: #REF!; Apr: #REF!; May: #REF!; June: #REF!; July: #REF!
[10 empty] | mean | #REF!
Exceed | Prob of any flow | Jan | [15 empty] | 31
Prob. | occurring | flow | value | U(m/s) | Jan: Re; Feb: Colebrook iterations; May: friction coef; June: hf (m); July: Power; Aug: Output; Dec: Capturing
0.05 | 0.05 | 0 | #DIV/0! | #DIV/0! | #DIV/0! | #DIV/0! | #DIV/0! | #DIV/0! | #DIV/0! | #DIV/0! | #DIV/0! | #DIV/0! |  |  |  | #DIV/0! | #DIV/0! | #DIV/0! | kWh | #DIV/0!
0.1 | 0.05 | 0 | #DIV/0! | #DIV/0! | #DIV/0! | #DIV/0! | #DIV/0! | #DIV/0! | #DIV/0! | #DIV/0! | #DIV/0! | #DIV/0! |  |  |  | #DIV/0! | #DIV/0! | #DIV/0! | kWh | #DIV/0!
0.2 | 0.1 | 0 | #DIV/0! | #DIV/0! | #DIV/0! | #DIV/0! | #DIV/0! | #DIV/0! | #DIV/0! | #DIV/0! | #DIV/0! | #DIV/0! |  |  |  | #DIV/0! | #DIV/0! | #DIV/0! | kWh | #DIV/0!
0.3 | 0.1 | 0 | #DIV/0! | #DIV/0! | #DIV/0! | #DIV/0! | #DIV/0! | #DIV/0! | #DIV/0! | #DIV/0! | #DIV/0! | #DIV/0! |  |  |  | #DIV/0! | #DIV/0! | #DIV/0! | kWh | #DIV/0!
0.4 | 0.1 | 0 | #DIV/0! | #DIV/0! | #DIV/0! | #DIV/0! | #DIV/0! | #DIV/0! | #DIV/0! | #DIV/0! | #DIV/0! | #DIV/0! |  |  |  | #DIV/0! | #DIV/0! | #DIV/0! | kWh | #DIV/0!
0.5 | 0.1 | 0 | #DIV/0! | #DIV/0! | #DIV/0! | #DIV/0! | #DIV/0! | #DIV/0! | #DIV/0! | #DIV/0! | #DIV/0! | #DIV/0! |  |  |  | #DIV/0! | #DIV/0! | #DIV/0! | kWh | #DIV/0!
0.6 | 0.1 | 0 | #DIV/0! | #DIV/0! | #DIV/0! | #DIV/0! | #DIV/0! | #DIV/0! | #DIV/0! | #DIV/0! | #DIV/0! | #DIV/0! |  |  |  | #DIV/0! | #DIV/0! | #DIV/0! | kWh | #DIV/0!
0.7 | 0.1 | 0 | #DIV/0! | #DIV/0! | #DIV/0! | #DIV/0! | #DIV/0! | #DIV/0! | #DIV/0! | #DIV/0! | #DIV/0! | #DIV/0! |  |  |  | #DIV/0! | #DIV/0! | #DIV/0! | kWh | #DIV/0!
0.8 | 0.1 | 0 | #DIV/0! | #DIV/0! | #DIV/0! | #DIV/0! | #DIV/0! | #DIV/0! | #DIV/0! | #DIV/0! | #DIV/0! | #DIV/0! |  |  |  | #DIV/0! | #DIV/0! | #DIV/0! | kWh | #DIV/0!
0.9 | 0.1 | 0 | #DIV/0! | #DIV/0! | #DIV/0! | #DIV/0! | #DIV/0! | #DIV/0! | #DIV/0! | #DIV/0! | #DIV/0! | #DIV/0! |  |  |  | #DIV/0! | #DIV/0! | #DIV/0! | kWh | #DIV/0!
0.95 | 0.05 | 0 | #DIV/0! | #DIV/0! | #DIV/0! | #DIV/0! | #DIV/0! | #DIV/0! | #DIV/0! | #DIV/0! | #DIV/0! | #DIV/0! |  |  |  | #DIV/0! | #DIV/0! | #DIV/0! | kWh | #DIV/0!
0.99 | 0.04 | 0 | #DIV/0! | #DIV/0! | #DIV/0! | #DIV/0! | #DIV/0! | #DIV/0! | #DIV/0! | #DIV/0! | #DIV/0! | #DIV/0! |  |  |  | #DIV/0! | #DIV/0! | #DIV/0! | kWh | #DIV/0!
1 | 0.01 | 0 | #DIV/0! | #DIV/0! | #DIV/0! | #DIV/0! | #DIV/0! | #DIV/0! | #DIV/0! | #DIV/0! | #DIV/0! | #DIV/0! |  |  |  | #DIV/0! | #DIV/0! | #DIV/0! | kWh | #DIV/0!
[5 empty] | July: Total; Aug: #DIV/0! |  | #DIV/0! | #DIV/0! | #DIV/0!
Exceed | Prob of any flow | Feb | [15 empty] | 28
Prob. | occurring | flow | value | U(m/s) | Jan: Re; Feb: Colebrook iterations; May: friction coef; June: hf (m); July: Power; Aug: Output
0.05 | 0.05 | 0 | #DIV/0! | #DIV/0! | #DIV/0! | #DIV/0! | #DIV/0! | #DIV/0! | #DIV/0! | #DIV/0! | #DIV/0! | #DIV/0! |  |  |  | #DIV/0! | #DIV/0! | #DIV/0! | kWh | #DIV/0!
0.1 | 0.05 | 0 | #DIV/0! | #DIV/0! | #DIV/0! | #DIV/0! | #DIV/0! | #DIV/0! | #DIV/0! | #DIV/0! | #DIV/0! | #DIV/0! |  |  |  | #DIV/0! | #DIV/0! | #DIV/0! | kWh | #DIV/0!
0.2 | 0.1 | 0 | #DIV/0! | #DIV/0! | #DIV/0! | #DIV/0! | #DIV/0! | #DIV/0! | #DIV/0! | #DIV/0! | #DIV/0! | #DIV/0! |  |  |  | #DIV/0! | #DIV/0! | #DIV/0! | kWh | #DIV/0!
0.3 | 0.1 | 0 | #DIV/0! | #DIV/0! | #DIV/0! | #DIV/0! | #DIV/0! | #DIV/0! | #DIV/0! | #DIV/0! | #DIV/0! | #DIV/0! |  |  |  | #DIV/0! | #DIV/0! | #DIV/0! | kWh | #DIV/0!
0.4 | 0.1 | 0 | #DIV/0! | #DIV/0! | #DIV/0! | #DIV/0! | #DIV/0! | #DIV/0! | #DIV/0! | #DIV/0! | #DIV/0! | #DIV/0! |  |  |  | #DIV/0! | #DIV/0! | #DIV/0! | kWh | #DIV/0!
0.5 | 0.1 | 0 | #DIV/0! | #DIV/0! | #DIV/0! | #DIV/0! | #DIV/0! | #DIV/0! | #DIV/0! | #DIV/0! | #DIV/0! | #DIV/0! |  |  |  | #DIV/0! | #DIV/0! | #DIV/0! | kWh | #DIV/0!
0.6 | 0.1 | 0 | #DIV/0! | #DIV/0! | #DIV/0! | #DIV/0! | #DIV/0! | #DIV/0! | #DIV/0! | #DIV/0! | #DIV/0! | #DIV/0! |  |  |  | #DIV/0! | #DIV/0! | #DIV/0! | kWh | #DIV/0!
0.7 | 0.1 | 0 | #DIV/0! | #DIV/0! | #DIV/0! | #DIV/0! | #DIV/0! | #DIV/0! | #DIV/0! | #DIV/0! | #DIV/0! | #DIV/0! |  |  |  | #DIV/0! | #DIV/0! | #DIV/0! | kWh | #DIV/0!
0.8 | 0.1 | 0 | #DIV/0! | #DIV/0! | #DIV/0! | #DIV/0! | #DIV/0! | #DIV/0! | #DIV/0! | #DIV/0! | #DIV/0! | #DIV/0! |  |  |  | #DIV/0! | #DIV/0! | #DIV/0! | kWh | #DIV/0!
0.9 | 0.1 | 0 | #DIV/0! | #DIV/0! | #DIV/0! | #DIV/0! | #DIV/0! | #DIV/0! | #DIV/0! | #DIV/0! | #DIV/0! | #DIV/0! |  |  |  | #DIV/0! | #DIV/0! | #DIV/0! | kWh | #DIV/0!
0.95 | 0.05 | 0 | #DIV/0! | #DIV/0! | #DIV/0! | #DIV/0! | #DIV/0! | #DIV/0! | #DIV/0! | #DIV/0! | #DIV/0! | #DIV/0! |  |  |  | #DIV/0! | #DIV/0! | #DIV/0! | kWh | #DIV/0!
0.99 | 0.04 | 0 | #DIV/0! | #DIV/0! | #DIV/0! | #DIV/0! | #DIV/0! | #DIV/0! | #DIV/0! | #DIV/0! | #DIV/0! | #DIV/0! |  |  |  | #DIV/0! | #DIV/0! | #DIV/0! | kWh | #DIV/0!
1 | 0.01 | 0 | #DIV/0! | #DIV/0! | #DIV/0! | #DIV/0! | #DIV/0! | #DIV/0! | #DIV/0! | #DIV/0! | #DIV/0! | #DIV/0! |  |  |  | #DIV/0! | #DIV/0! | #DIV/0! | kWh | #DIV/0!
[5 empty] | June: mean; July: #DIV/0!; Aug: #DIV/0! |  | #DIV/0! | #DIV/0! | #DIV/0!
Exceed | Prob of any flow | Mar | [15 empty] | 31
Prob. | occurring | flow | value | U(m/s) | Jan: Re; Feb: Colebrook iterations; May: friction coef; June: hf (m); July: Power; Aug: Output
0.05 | 0.05 | 0 | #DIV/0! | #DIV/0! | #DIV/0! | #DIV/0! | #DIV/0! | #DIV/0! | #DIV/0! | #DIV/0! | #DIV/0! | #DIV/0! |  |  |  | #DIV/0! | #DIV/0! | #DIV/0! | kWh | #DIV/0!
0.1 | 0.05 | 0 | #DIV/0! | #DIV/0! | #DIV/0! | #DIV/0! | #DIV/0! | #DIV/0! | #DIV/0! | #DIV/0! | #DIV/0! | #DIV/0! |  |  |  | #DIV/0! | #DIV/0! | #DIV/0! | kWh | #DIV/0!
0.2 | 0.1 | 0 | #DIV/0! | #DIV/0! | #DIV/0! | #DIV/0! | #DIV/0! | #DIV/0! | #DIV/0! | #DIV/0! | #DIV/0! | #DIV/0! |  |  |  | #DIV/0! | #DIV/0! | #DIV/0! | kWh | #DIV/0!
0.3 | 0.1 | 0 | #DIV/0! | #DIV/0! | #DIV/0! | #DIV/0! | #DIV/0! | #DIV/0! | #DIV/0! | #DIV/0! | #DIV/0! | #DIV/0! |  |  |  | #DIV/0! | #DIV/0! | #DIV/0! | kWh | #DIV/0!
0.4 | 0.1 | 0 | #DIV/0! | #DIV/0! | #DIV/0! | #DIV/0! | #DIV/0! | #DIV/0! | #DIV/0! | #DIV/0! | #DIV/0! | #DIV/0! |  |  |  | #DIV/0! | #DIV/0! | #DIV/0! | kWh | #DIV/0!
0.5 | 0.1 | 0 | #DIV/0! | #DIV/0! | #DIV/0! | #DIV/0! | #DIV/0! | #DIV/0! | #DIV/0! | #DIV/0! | #DIV/0! | #DIV/0! |  |  |  | #DIV/0! | #DIV/0! | #DIV/0! | kWh | #DIV/0!
0.6 | 0.1 | 0 | #DIV/0! | #DIV/0! | #DIV/0! | #DIV/0! | #DIV/0! | #DIV/0! | #DIV/0! | #DIV/0! | #DIV/0! | #DIV/0! |  |  |  | #DIV/0! | #DIV/0! | #DIV/0! | kWh | #DIV/0!
0.7 | 0.1 | 0 | #DIV/0! | #DIV/0! | #DIV/0! | #DIV/0! | #DIV/0! | #DIV/0! | #DIV/0! | #DIV/0! | #DIV/0! | #DIV/0! |  |  |  | #DIV/0! | #DIV/0! | #DIV/0! | kWh | #DIV/0!
0.8 | 0.1 | 0 | #DIV/0! | #DIV/0! | #DIV/0! | #DIV/0! | #DIV/0! | #DIV/0! | #DIV/0! | #DIV/0! | #DIV/0! | #DIV/0! |  |  |  | #DIV/0! | #DIV/0! | #DIV/0! | kWh | #DIV/0!
0.9 | 0.1 | 0 | #DIV/0! | #DIV/0! | #DIV/0! | #DIV/0! | #DIV/0! | #DIV/0! | #DIV/0! | #DIV/0! | #DIV/0! | #DIV/0! |  |  |  | #DIV/0! | #DIV/0! | #DIV/0! | kWh | #DIV/0!
0.95 | 0.05 | 0 | #DIV/0! | #DIV/0! | #DIV/0! | #DIV/0! | #DIV/0! | #DIV/0! | #DIV/0! | #DIV/0! | #DIV/0! | #DIV/0! |  |  |  | #DIV/0! | #DIV/0! | #DIV/0! | kWh | #DIV/0!
0.99 | 0.04 | 0 | #DIV/0! | #DIV/0! | #DIV/0! | #DIV/0! | #DIV/0! | #DIV/0! | #DIV/0! | #DIV/0! | #DIV/0! | #DIV/0! |  |  |  | #DIV/0! | #DIV/0! | #DIV/0! | kWh | #DIV/0!
1 | 0.01 | 0 | #DIV/0! | #DIV/0! | #DIV/0! | #DIV/0! | #DIV/0! | #DIV/0! | #DIV/0! | #DIV/0! | #DIV/0! | #DIV/0! |  |  |  | #DIV/0! | #DIV/0! | #DIV/0! | kWh | #DIV/0!
[5 empty] | June: mean; July: #DIV/0!; Aug: #DIV/0! |  | #DIV/0! | #DIV/0! | #DIV/0!
Exceed | Prob of any flow | Apr | [15 empty] | 30
Prob. | occurring | flow | value | U(m/s) | Jan: Re; Feb: Colebrook iterations; May: friction coef; June: hf (m); July: Power; Aug: Output
0.05 | 0.05 | 0 | #DIV/0! | #DIV/0! | #DIV/0! | #DIV/0! | #DIV/0! | #DIV/0! | #DIV/0! | #DIV/0! | #DIV/0! | #DIV/0! |  |  |  | #DIV/0! | #DIV/0! | #DIV/0! | kWh | #DIV/0!
0.1 | 0.05 | 0 | #DIV/0! | #DIV/0! | #DIV/0! | #DIV/0! | #DIV/0! | #DIV/0! | #DIV/0! | #DIV/0! | #DIV/0! | #DIV/0! |  |  |  | #DIV/0! | #DIV/0! | #DIV/0! | kWh | #DIV/0!
0.2 | 0.1 | 0 | #DIV/0! | #DIV/0! | #DIV/0! | #DIV/0! | #DIV/0! | #DIV/0! | #DIV/0! | #DIV/0! | #DIV/0! | #DIV/0! |  |  |  | #DIV/0! | #DIV/0! | #DIV/0! | kWh | #DIV/0!
0.3 | 0.1 | 0 | #DIV/0! | #DIV/0! | #DIV/0! | #DIV/0! | #DIV/0! | #DIV/0! | #DIV/0! | #DIV/0! | #DIV/0! | #DIV/0! |  |  |  | #DIV/0! | #DIV/0! | #DIV/0! | kWh | #DIV/0!
0.4 | 0.1 | 0 | #DIV/0! | #DIV/0! | #DIV/0! | #DIV/0! | #DIV/0! | #DIV/0! | #DIV/0! | #DIV/0! | #DIV/0! | #DIV/0! |  |  |  | #DIV/0! | #DIV/0! | #DIV/0! | kWh | #DIV/0!
0.5 | 0.1 | 0 | #DIV/0! | #DIV/0! | #DIV/0! | #DIV/0! | #DIV/0! | #DIV/0! | #DIV/0! | #DIV/0! | #DIV/0! | #DIV/0! |  |  |  | #DIV/0! | #DIV/0! | #DIV/0! | kWh | #DIV/0!
0.6 | 0.1 | 0 | #DIV/0! | #DIV/0! | #DIV/0! | #DIV/0! | #DIV/0! | #DIV/0! | #DIV/0! | #DIV/0! | #DIV/0! | #DIV/0! |  |  |  | #DIV/0! | #DIV/0! | #DIV/0! | kWh | #DIV/0!
0.7 | 0.1 | 0 | #DIV/0! | #DIV/0! | #DIV/0! | #DIV/0! | #DIV/0! | #DIV/0! | #DIV/0! | #DIV/0! | #DIV/0! | #DIV/0! |  |  |  | #DIV/0! | #DIV/0! | #DIV/0! | kWh | #DIV/0!
0.8 | 0.1 | 0 | #DIV/0! | #DIV/0! | #DIV/0! | #DIV/0! | #DIV/0! | #DIV/0! | #DIV/0! | #DIV/0! | #DIV/0! | #DIV/0! |  |  |  | #DIV/0! | #DIV/0! | #DIV/0! | kWh | #DIV/0!
0.9 | 0.1 | 0 | #DIV/0! | #DIV/0! | #DIV/0! | #DIV/0! | #DIV/0! | #DIV/0! | #DIV/0! | #DIV/0! | #DIV/0! | #DIV/0! |  |  |  | #DIV/0! | #DIV/0! | #DIV/0! | kWh | #DIV/0!
0.95 | 0.05 | 0 | #DIV/0! | #DIV/0! | #DIV/0! | #DIV/0! | #DIV/0! | #DIV/0! | #DIV/0! | #DIV/0! | #DIV/0! | #DIV/0! |  |  |  | #DIV/0! | #DIV/0! | #DIV/0! | kWh | #DIV/0!
0.99 | 0.04 | 0 | #DIV/0! | #DIV/0! | #DIV/0! | #DIV/0! | #DIV/0! | #DIV/0! | #DIV/0! | #DIV/0! | #DIV/0! | #DIV/0! |  |  |  | #DIV/0! | #DIV/0! | #DIV/0! | kWh | #DIV/0!
1 | 0.01 | 0 | #DIV/0! | #DIV/0! | #DIV/0! | #DIV/0! | #DIV/0! | #DIV/0! | #DIV/0! | #DIV/0! | #DIV/0! | #DIV/0! |  |  |  | #DIV/0! | #DIV/0! | #DIV/0! | kWh | #DIV/0!
[5 empty] | June: mean; July: #DIV/0!; Aug: #DIV/0! |  | #DIV/0! | #DIV/0! | #DIV/0!
Exceed | Prob of any flow | May | [15 empty] | 31
Prob. | occurring | flow | value | U(m/s) | Jan: Re; Feb: Colebrook iterations; May: friction coef; June: hf (m); July: Power; Aug: Output
0.05 | 0.05 | 0 | #DIV/0! | #DIV/0! | #DIV/0! | #DIV/0! | #DIV/0! | #DIV/0! | #DIV/0! | #DIV/0! | #DIV/0! | #DIV/0! |  |  |  | #DIV/0! | #DIV/0! | #DIV/0! | kWh | #DIV/0!
0.1 | 0.05 | 0 | #DIV/0! | #DIV/0! | #DIV/0! | #DIV/0! | #DIV/0! | #DIV/0! | #DIV/0! | #DIV/0! | #DIV/0! | #DIV/0! |  |  |  | #DIV/0! | #DIV/0! | #DIV/0! | kWh | #DIV/0!
0.2 | 0.1 | 0 | #DIV/0! | #DIV/0! | #DIV/0! | #DIV/0! | #DIV/0! | #DIV/0! | #DIV/0! | #DIV/0! | #DIV/0! | #DIV/0! |  |  |  | #DIV/0! | #DIV/0! | #DIV/0! | kWh | #DIV/0!
0.3 | 0.1 | 0 | #DIV/0! | #DIV/0! | #DIV/0! | #DIV/0! | #DIV/0! | #DIV/0! | #DIV/0! | #DIV/0! | #DIV/0! | #DIV/0! |  |  |  | #DIV/0! | #DIV/0! | #DIV/0! | kWh | #DIV/0!
0.4 | 0.1 | 0 | #DIV/0! | #DIV/0! | #DIV/0! | #DIV/0! | #DIV/0! | #DIV/0! | #DIV/0! | #DIV/0! | #DIV/0! | #DIV/0! |  |  |  | #DIV/0! | #DIV/0! | #DIV/0! | kWh | #DIV/0!
0.5 | 0.1 | 0 | #DIV/0! | #DIV/0! | #DIV/0! | #DIV/0! | #DIV/0! | #DIV/0! | #DIV/0! | #DIV/0! | #DIV/0! | #DIV/0! |  |  |  | #DIV/0! | #DIV/0! | #DIV/0! | kWh | #DIV/0!
0.6 | 0.1 | 0 | #DIV/0! | #DIV/0! | #DIV/0! | #DIV/0! | #DIV/0! | #DIV/0! | #DIV/0! | #DIV/0! | #DIV/0! | #DIV/0! |  |  |  | #DIV/0! | #DIV/0! | #DIV/0! | kWh | #DIV/0!
0.7 | 0.1 | 0 | #DIV/0! | #DIV/0! | #DIV/0! | #DIV/0! | #DIV/0! | #DIV/0! | #DIV/0! | #DIV/0! | #DIV/0! | #DIV/0! |  |  |  | #DIV/0! | #DIV/0! | #DIV/0! | kWh | #DIV/0!
0.8 | 0.1 | 0 | #DIV/0! | #DIV/0! | #DIV/0! | #DIV/0! | #DIV/0! | #DIV/0! | #DIV/0! | #DIV/0! | #DIV/0! | #DIV/0! |  |  |  | #DIV/0! | #DIV/0! | #DIV/0! | kWh | #DIV/0!
0.9 | 0.1 | 0 | #DIV/0! | #DIV/0! | #DIV/0! | #DIV/0! | #DIV/0! | #DIV/0! | #DIV/0! | #DIV/0! | #DIV/0! | #DIV/0! |  |  |  | #DIV/0! | #DIV/0! | #DIV/0! | kWh | #DIV/0!
0.95 | 0.05 | 0 | #DIV/0! | #DIV/0! | #DIV/0! | #DIV/0! | #DIV/0! | #DIV/0! | #DIV/0! | #DIV/0! | #DIV/0! | #DIV/0! |  |  |  | #DIV/0! | #DIV/0! | #DIV/0! | kWh | #DIV/0!
0.99 | 0.04 | 0 | #DIV/0! | #DIV/0! | #DIV/0! | #DIV/0! | #DIV/0! | #DIV/0! | #DIV/0! | #DIV/0! | #DIV/0! | #DIV/0! |  |  |  | #DIV/0! | #DIV/0! | #DIV/0! | kWh | #DIV/0!
1 | 0.01 | 0 | #DIV/0! | #DIV/0! | #DIV/0! | #DIV/0! | #DIV/0! | #DIV/0! | #DIV/0! | #DIV/0! | #DIV/0! | #DIV/0! |  |  |  | #DIV/0! | #DIV/0! | #DIV/0! | kWh | #DIV/0!
[5 empty] | June: mean; July: #DIV/0!; Aug: #DIV/0! |  | #DIV/0! | #DIV/0! | #DIV/0!
Exceed | Prob of any flow | Jun | [15 empty] | 30
Prob. | occurring | flow | value | U(m/s) | Jan: Re; Feb: Colebrook iterations; May: friction coef; June: hf (m); July: Power; Aug: Output
0.05 | 0.05 | 0 | #DIV/0! | #DIV/0! | #DIV/0! | #DIV/0! | #DIV/0! | #DIV/0! | #DIV/0! | #DIV/0! | #DIV/0! | #DIV/0! |  |  |  | #DIV/0! | #DIV/0! | #DIV/0! | kWh | #DIV/0!
0.1 | 0.05 | 0 | #DIV/0! | #DIV/0! | #DIV/0! | #DIV/0! | #DIV/0! | #DIV/0! | #DIV/0! | #DIV/0! | #DIV/0! | #DIV/0! |  |  |  | #DIV/0! | #DIV/0! | #DIV/0! | kWh | #DIV/0!
0.2 | 0.1 | 0 | #DIV/0! | #DIV/0! | #DIV/0! | #DIV/0! | #DIV/0! | #DIV/0! | #DIV/0! | #DIV/0! | #DIV/0! | #DIV/0! |  |  |  | #DIV/0! | #DIV/0! | #DIV/0! | kWh | #DIV/0!
0.3 | 0.1 | 0 | #DIV/0! | #DIV/0! | #DIV/0! | #DIV/0! | #DIV/0! | #DIV/0! | #DIV/0! | #DIV/0! | #DIV/0! | #DIV/0! |  |  |  | #DIV/0! | #DIV/0! | #DIV/0! | kWh | #DIV/0!
0.4 | 0.1 | 0 | #DIV/0! | #DIV/0! | #DIV/0! | #DIV/0! | #DIV/0! | #DIV/0! | #DIV/0! | #DIV/0! | #DIV/0! | #DIV/0! |  |  |  | #DIV/0! | #DIV/0! | #DIV/0! | kWh | #DIV/0!
0.5 | 0.1 | 0 | #DIV/0! | #DIV/0! | #DIV/0! | #DIV/0! | #DIV/0! | #DIV/0! | #DIV/0! | #DIV/0! | #DIV/0! | #DIV/0! |  |  |  | #DIV/0! | #DIV/0! | #DIV/0! | kWh | #DIV/0!
0.6 | 0.1 | 0 | #DIV/0! | #DIV/0! | #DIV/0! | #DIV/0! | #DIV/0! | #DIV/0! | #DIV/0! | #DIV/0! | #DIV/0! | #DIV/0! |  |  |  | #DIV/0! | #DIV/0! | #DIV/0! | kWh | #DIV/0!
0.7 | 0.1 | 0 | #DIV/0! | #DIV/0! | #DIV/0! | #DIV/0! | #DIV/0! | #DIV/0! | #DIV/0! | #DIV/0! | #DIV/0! | #DIV/0! |  |  |  | #DIV/0! | #DIV/0! | #DIV/0! | kWh | #DIV/0!
0.8 | 0.1 | 0 | #DIV/0! | #DIV/0! | #DIV/0! | #DIV/0! | #DIV/0! | #DIV/0! | #DIV/0! | #DIV/0! | #DIV/0! | #DIV/0! |  |  |  | #DIV/0! | #DIV/0! | #DIV/0! | kWh | #DIV/0!
0.9 | 0.1 | 0 | #DIV/0! | #DIV/0! | #DIV/0! | #DIV/0! | #DIV/0! | #DIV/0! | #DIV/0! | #DIV/0! | #DIV/0! | #DIV/0! |  |  |  | #DIV/0! | #DIV/0! | #DIV/0! | kWh | #DIV/0!
0.95 | 0.05 | 0 | #DIV/0! | #DIV/0! | #DIV/0! | #DIV/0! | #DIV/0! | #DIV/0! | #DIV/0! | #DIV/0! | #DIV/0! | #DIV/0! |  |  |  | #DIV/0! | #DIV/0! | #DIV/0! | kWh | #DIV/0!
0.99 | 0.04 | 0 | #DIV/0! | #DIV/0! | #DIV/0! | #DIV/0! | #DIV/0! | #DIV/0! | #DIV/0! | #DIV/0! | #DIV/0! | #DIV/0! |  |  |  | #DIV/0! | #DIV/0! | #DIV/0! | kWh | #DIV/0!
1 | 0.01 | 0 | #DIV/0! | #DIV/0! | #DIV/0! | #DIV/0! | #DIV/0! | #DIV/0! | #DIV/0! | #DIV/0! | #DIV/0! | #DIV/0! |  |  |  | #DIV/0! | #DIV/0! | #DIV/0! | kWh | #DIV/0!
[5 empty] | June: mean; July: #DIV/0!; Aug: #DIV/0! |  | #DIV/0! | #DIV/0! | #DIV/0!
Exceed | Prob of any flow | Jul | [15 empty] | 31
Prob. | occurring | flow | value | U(m/s) | Jan: Re; Feb: Colebrook iterations; May: friction coef; June: hf (m); July: Power; Aug: Output
0.05 | 0.05 | 0 | #DIV/0! | #DIV/0! | #DIV/0! | #DIV/0! | #DIV/0! | #DIV/0! | #DIV/0! | #DIV/0! | #DIV/0! | #DIV/0! |  |  |  | #DIV/0! | #DIV/0! | #DIV/0! | kWh | #DIV/0!
0.1 | 0.05 | 0 | #DIV/0! | #DIV/0! | #DIV/0! | #DIV/0! | #DIV/0! | #DIV/0! | #DIV/0! | #DIV/0! | #DIV/0! | #DIV/0! |  |  |  | #DIV/0! | #DIV/0! | #DIV/0! | kWh | #DIV/0!
0.2 | 0.1 | 0 | #DIV/0! | #DIV/0! | #DIV/0! | #DIV/0! | #DIV/0! | #DIV/0! | #DIV/0! | #DIV/0! | #DIV/0! | #DIV/0! |  |  |  | #DIV/0! | #DIV/0! | #DIV/0! | kWh | #DIV/0!
0.3 | 0.1 | 0 | #DIV/0! | #DIV/0! | #DIV/0! | #DIV/0! | #DIV/0! | #DIV/0! | #DIV/0! | #DIV/0! | #DIV/0! | #DIV/0! |  |  |  | #DIV/0! | #DIV/0! | #DIV/0! | kWh | #DIV/0!
0.4 | 0.1 | 0 | #DIV/0! | #DIV/0! | #DIV/0! | #DIV/0! | #DIV/0! | #DIV/0! | #DIV/0! | #DIV/0! | #DIV/0! | #DIV/0! |  |  |  | #DIV/0! | #DIV/0! | #DIV/0! | kWh | #DIV/0!
0.5 | 0.1 | 0 | #DIV/0! | #DIV/0! | #DIV/0! | #DIV/0! | #DIV/0! | #DIV/0! | #DIV/0! | #DIV/0! | #DIV/0! | #DIV/0! |  |  |  | #DIV/0! | #DIV/0! | #DIV/0! | kWh | #DIV/0!
0.6 | 0.1 | 0 | #DIV/0! | #DIV/0! | #DIV/0! | #DIV/0! | #DIV/0! | #DIV/0! | #DIV/0! | #DIV/0! | #DIV/0! | #DIV/0! |  |  |  | #DIV/0! | #DIV/0! | #DIV/0! | kWh | #DIV/0!
0.7 | 0.1 | 0 | #DIV/0! | #DIV/0! | #DIV/0! | #DIV/0! | #DIV/0! | #DIV/0! | #DIV/0! | #DIV/0! | #DIV/0! | #DIV/0! |  |  |  | #DIV/0! | #DIV/0! | #DIV/0! | kWh | #DIV/0!
0.8 | 0.1 | 0 | #DIV/0! | #DIV/0! | #DIV/0! | #DIV/0! | #DIV/0! | #DIV/0! | #DIV/0! | #DIV/0! | #DIV/0! | #DIV/0! |  |  |  | #DIV/0! | #DIV/0! | #DIV/0! | kWh | #DIV/0!
0.9 | 0.1 | 0 | #DIV/0! | #DIV/0! | #DIV/0! | #DIV/0! | #DIV/0! | #DIV/0! | #DIV/0! | #DIV/0! | #DIV/0! | #DIV/0! |  |  |  | #DIV/0! | #DIV/0! | #DIV/0! | kWh | #DIV/0!
0.95 | 0.05 | 0 | #DIV/0! | #DIV/0! | #DIV/0! | #DIV/0! | #DIV/0! | #DIV/0! | #DIV/0! | #DIV/0! | #DIV/0! | #DIV/0! |  |  |  | #DIV/0! | #DIV/0! | #DIV/0! | kWh | #DIV/0!
0.99 | 0.04 | 0 | #DIV/0! | #DIV/0! | #DIV/0! | #DIV/0! | #DIV/0! | #DIV/0! | #DIV/0! | #DIV/0! | #DIV/0! | #DIV/0! |  |  |  | #DIV/0! | #DIV/0! | #DIV/0! | kWh | #DIV/0!
1 | 0.01 | 0 | #DIV/0! | #DIV/0! | #DIV/0! | #DIV/0! | #DIV/0! | #DIV/0! | #DIV/0! | #DIV/0! | #DIV/0! | #DIV/0! |  |  |  | #DIV/0! | #DIV/0! | #DIV/0! | kWh | #DIV/0!
[5 empty] | June: mean; July: #DIV/0!; Aug: #DIV/0! |  | #DIV/0! | #DIV/0! | #DIV/0!
Exceed | Prob of any flow | Aug | [15 empty] | 31
Prob. | occurring | flow | value | U(m/s) | Jan: Re; Feb: Colebrook iterations; May: friction coef; June: hf (m); July: Power; Aug: Output
0.05 | 0.05 | 0 | #DIV/0! | #DIV/0! | #DIV/0! | #DIV/0! | #DIV/0! | #DIV/0! | #DIV/0! | #DIV/0! | #DIV/0! | #DIV/0! |  |  |  | #DIV/0! | #DIV/0! | #DIV/0! | kWh | #DIV/0!
0.1 | 0.05 | 0 | #DIV/0! | #DIV/0! | #DIV/0! | #DIV/0! | #DIV/0! | #DIV/0! | #DIV/0! | #DIV/0! | #DIV/0! | #DIV/0! |  |  |  | #DIV/0! | #DIV/0! | #DIV/0! | kWh | #DIV/0!
0.2 | 0.1 | 0 | #DIV/0! | #DIV/0! | #DIV/0! | #DIV/0! | #DIV/0! | #DIV/0! | #DIV/0! | #DIV/0! | #DIV/0! | #DIV/0! |  |  |  | #DIV/0! | #DIV/0! | #DIV/0! | kWh | #DIV/0!
0.3 | 0.1 | 0 | #DIV/0! | #DIV/0! | #DIV/0! | #DIV/0! | #DIV/0! | #DIV/0! | #DIV/0! | #DIV/0! | #DIV/0! | #DIV/0! |  |  |  | #DIV/0! | #DIV/0! | #DIV/0! | kWh | #DIV/0!
0.4 | 0.1 | 0 | #DIV/0! | #DIV/0! | #DIV/0! | #DIV/0! | #DIV/0! | #DIV/0! | #DIV/0! | #DIV/0! | #DIV/0! | #DIV/0! |  |  |  | #DIV/0! | #DIV/0! | #DIV/0! | kWh | #DIV/0!
0.5 | 0.1 | 0 | #DIV/0! | #DIV/0! | #DIV/0! | #DIV/0! | #DIV/0! | #DIV/0! | #DIV/0! | #DIV/0! | #DIV/0! | #DIV/0! |  |  |  | #DIV/0! | #DIV/0! | #DIV/0! | kWh | #DIV/0!
0.6 | 0.1 | 0 | #DIV/0! | #DIV/0! | #DIV/0! | #DIV/0! | #DIV/0! | #DIV/0! | #DIV/0! | #DIV/0! | #DIV/0! | #DIV/0! |  |  |  | #DIV/0! | #DIV/0! | #DIV/0! | kWh | #DIV/0!
0.7 | 0.1 | 0 | #DIV/0! | #DIV/0! | #DIV/0! | #DIV/0! | #DIV/0! | #DIV/0! | #DIV/0! | #DIV/0! | #DIV/0! | #DIV/0! |  |  |  | #DIV/0! | #DIV/0! | #DIV/0! | kWh | #DIV/0!
0.8 | 0.1 | 0 | #DIV/0! | #DIV/0! | #DIV/0! | #DIV/0! | #DIV/0! | #DIV/0! | #DIV/0! | #DIV/0! | #DIV/0! | #DIV/0! |  |  |  | #DIV/0! | #DIV/0! | #DIV/0! | kWh | #DIV/0!
0.9 | 0.1 | 0 | #DIV/0! | #DIV/0! | #DIV/0! | #DIV/0! | #DIV/0! | #DIV/0! | #DIV/0! | #DIV/0! | #DIV/0! | #DIV/0! |  |  |  | #DIV/0! | #DIV/0! | #DIV/0! | kWh | #DIV/0!
0.95 | 0.05 | 0 | #DIV/0! | #DIV/0! | #DIV/0! | #DIV/0! | #DIV/0! | #DIV/0! | #DIV/0! | #DIV/0! | #DIV/0! | #DIV/0! |  |  |  | #DIV/0! | #DIV/0! | #DIV/0! | kWh | #DIV/0!
0.99 | 0.04 | 0 | #DIV/0! | #DIV/0! | #DIV/0! | #DIV/0! | #DIV/0! | #DIV/0! | #DIV/0! | #DIV/0! | #DIV/0! | #DIV/0! |  |  |  | #DIV/0! | #DIV/0! | #DIV/0! | kWh | #DIV/0!
1 | 0.01 | 0 | #DIV/0! | #DIV/0! | #DIV/0! | #DIV/0! | #DIV/0! | #DIV/0! | #DIV/0! | #DIV/0! | #DIV/0! | #DIV/0! |  |  |  | #DIV/0! | #DIV/0! | #DIV/0! | kWh | #DIV/0!
[5 empty] | June: mean; July: #DIV/0!; Aug: #DIV/0! |  | #DIV/0! | #DIV/0! | #DIV/0!
Exceed | Prob of any flow | Sept | [15 empty] | 30
Prob. | occurring | flow | value | U(m/s) | Jan: Re; Feb: Colebrook iterations; May: friction coef; June: hf (m); July: Power; Aug: Output
0.05 | 0.05 | 0 | #DIV/0! | #DIV/0! | #DIV/0! | #DIV/0! | #DIV/0! | #DIV/0! | #DIV/0! | #DIV/0! | #DIV/0! | #DIV/0! |  |  |  | #DIV/0! | #DIV/0! | #DIV/0! | kWh | #DIV/0!
0.1 | 0.05 | 0 | #DIV/0! | #DIV/0! | #DIV/0! | #DIV/0! | #DIV/0! | #DIV/0! | #DIV/0! | #DIV/0! | #DIV/0! | #DIV/0! |  |  |  | #DIV/0! | #DIV/0! | #DIV/0! | kWh | #DIV/0!
0.2 | 0.1 | 0 | #DIV/0! | #DIV/0! | #DIV/0! | #DIV/0! | #DIV/0! | #DIV/0! | #DIV/0! | #DIV/0! | #DIV/0! | #DIV/0! |  |  |  | #DIV/0! | #DIV/0! | #DIV/0! | kWh | #DIV/0!
0.3 | 0.1 | 0 | #DIV/0! | #DIV/0! | #DIV/0! | #DIV/0! | #DIV/0! | #DIV/0! | #DIV/0! | #DIV/0! | #DIV/0! | #DIV/0! |  |  |  | #DIV/0! | #DIV/0! | #DIV/0! | kWh | #DIV/0!
0.4 | 0.1 | 0 | #DIV/0! | #DIV/0! | #DIV/0! | #DIV/0! | #DIV/0! | #DIV/0! | #DIV/0! | #DIV/0! | #DIV/0! | #DIV/0! |  |  |  | #DIV/0! | #DIV/0! | #DIV/0! | kWh | #DIV/0!
0.5 | 0.1 | 0 | #DIV/0! | #DIV/0! | #DIV/0! | #DIV/0! | #DIV/0! | #DIV/0! | #DIV/0! | #DIV/0! | #DIV/0! | #DIV/0! |  |  |  | #DIV/0! | #DIV/0! | #DIV/0! | kWh | #DIV/0!
0.6 | 0.1 | 0 | #DIV/0! | #DIV/0! | #DIV/0! | #DIV/0! | #DIV/0! | #DIV/0! | #DIV/0! | #DIV/0! | #DIV/0! | #DIV/0! |  |  |  | #DIV/0! | #DIV/0! | #DIV/0! | kWh | #DIV/0!
0.7 | 0.1 | 0 | #DIV/0! | #DIV/0! | #DIV/0! | #DIV/0! | #DIV/0! | #DIV/0! | #DIV/0! | #DIV/0! | #DIV/0! | #DIV/0! |  |  |  | #DIV/0! | #DIV/0! | #DIV/0! | kWh | #DIV/0!
0.8 | 0.1 | 0 | #DIV/0! | #DIV/0! | #DIV/0! | #DIV/0! | #DIV/0! | #DIV/0! | #DIV/0! | #DIV/0! | #DIV/0! | #DIV/0! |  |  |  | #DIV/0! | #DIV/0! | #DIV/0! | kWh | #DIV/0!
0.9 | 0.1 | 0 | #DIV/0! | #DIV/0! | #DIV/0! | #DIV/0! | #DIV/0! | #DIV/0! | #DIV/0! | #DIV/0! | #DIV/0! | #DIV/0! |  |  |  | #DIV/0! | #DIV/0! | #DIV/0! | kWh | #DIV/0!
0.95 | 0.05 | 0 | #DIV/0! | #DIV/0! | #DIV/0! | #DIV/0! | #DIV/0! | #DIV/0! | #DIV/0! | #DIV/0! | #DIV/0! | #DIV/0! |  |  |  | #DIV/0! | #DIV/0! | #DIV/0! | kWh | #DIV/0!
0.99 | 0.04 | 0 | #DIV/0! | #DIV/0! | #DIV/0! | #DIV/0! | #DIV/0! | #DIV/0! | #DIV/0! | #DIV/0! | #DIV/0! | #DIV/0! |  |  |  | #DIV/0! | #DIV/0! | #DIV/0! | kWh | #DIV/0!
1 | 0.01 | 0 | #DIV/0! | #DIV/0! | #DIV/0! | #DIV/0! | #DIV/0! | #DIV/0! | #DIV/0! | #DIV/0! | #DIV/0! | #DIV/0! |  |  |  | #DIV/0! | #DIV/0! | #DIV/0! | kWh | #DIV/0!
[5 empty] | June: mean; July: #DIV/0!; Aug: #DIV/0! |  | #DIV/0! | #DIV/0! | #DIV/0!
Exceed | Prob of any flow | Oct | [15 empty] | 31
Prob. | occurring | flow | value | U(m/s) | Jan: Re; Feb: Colebrook iterations; May: friction coef; June: hf (m); July: Power; Aug: Output
0.05 | 0.05 | 0 | #DIV/0! | #DIV/0! | #DIV/0! | #DIV/0! | #DIV/0! | #DIV/0! | #DIV/0! | #DIV/0! | #DIV/0! | #DIV/0! |  |  |  | #DIV/0! | #DIV/0! | #DIV/0! | kWh | #DIV/0!
0.1 | 0.05 | 0 | #DIV/0! | #DIV/0! | #DIV/0! | #DIV/0! | #DIV/0! | #DIV/0! | #DIV/0! | #DIV/0! | #DIV/0! | #DIV/0! |  |  |  | #DIV/0! | #DIV/0! | #DIV/0! | kWh | #DIV/0!
0.2 | 0.1 | 0 | #DIV/0! | #DIV/0! | #DIV/0! | #DIV/0! | #DIV/0! | #DIV/0! | #DIV/0! | #DIV/0! | #DIV/0! | #DIV/0! |  |  |  | #DIV/0! | #DIV/0! | #DIV/0! | kWh | #DIV/0!
0.3 | 0.1 | 0 | #DIV/0! | #DIV/0! | #DIV/0! | #DIV/0! | #DIV/0! | #DIV/0! | #DIV/0! | #DIV/0! | #DIV/0! | #DIV/0! |  |  |  | #DIV/0! | #DIV/0! | #DIV/0! | kWh | #DIV/0!
0.4 | 0.1 | 0 | #DIV/0! | #DIV/0! | #DIV/0! | #DIV/0! | #DIV/0! | #DIV/0! | #DIV/0! | #DIV/0! | #DIV/0! | #DIV/0! |  |  |  | #DIV/0! | #DIV/0! | #DIV/0! | kWh | #DIV/0!
0.5 | 0.1 | 0 | #DIV/0! | #DIV/0! | #DIV/0! | #DIV/0! | #DIV/0! | #DIV/0! | #DIV/0! | #DIV/0! | #DIV/0! | #DIV/0! |  |  |  | #DIV/0! | #DIV/0! | #DIV/0! | kWh | #DIV/0!
0.6 | 0.1 | 0 | #DIV/0! | #DIV/0! | #DIV/0! | #DIV/0! | #DIV/0! | #DIV/0! | #DIV/0! | #DIV/0! | #DIV/0! | #DIV/0! |  |  |  | #DIV/0! | #DIV/0! | #DIV/0! | kWh | #DIV/0!
0.7 | 0.1 | 0 | #DIV/0! | #DIV/0! | #DIV/0! | #DIV/0! | #DIV/0! | #DIV/0! | #DIV/0! | #DIV/0! | #DIV/0! | #DIV/0! |  |  |  | #DIV/0! | #DIV/0! | #DIV/0! | kWh | #DIV/0!
0.8 | 0.1 | 0 | #DIV/0! | #DIV/0! | #DIV/0! | #DIV/0! | #DIV/0! | #DIV/0! | #DIV/0! | #DIV/0! | #DIV/0! | #DIV/0! |  |  |  | #DIV/0! | #DIV/0! | #DIV/0! | kWh | #DIV/0!
0.9 | 0.1 | 0 | #DIV/0! | #DIV/0! | #DIV/0! | #DIV/0! | #DIV/0! | #DIV/0! | #DIV/0! | #DIV/0! | #DIV/0! | #DIV/0! |  |  |  | #DIV/0! | #DIV/0! | #DIV/0! | kWh | #DIV/0!
0.95 | 0.05 | 0 | #DIV/0! | #DIV/0! | #DIV/0! | #DIV/0! | #DIV/0! | #DIV/0! | #DIV/0! | #DIV/0! | #DIV/0! | #DIV/0! |  |  |  | #DIV/0! | #DIV/0! | #DIV/0! | kWh | #DIV/0!
0.99 | 0.04 | 0 | #DIV/0! | #DIV/0! | #DIV/0! | #DIV/0! | #DIV/0! | #DIV/0! | #DIV/0! | #DIV/0! | #DIV/0! | #DIV/0! |  |  |  | #DIV/0! | #DIV/0! | #DIV/0! | kWh | #DIV/0!
1 | 0.01 | 0 | #DIV/0! | #DIV/0! | #DIV/0! | #DIV/0! | #DIV/0! | #DIV/0! | #DIV/0! | #DIV/0! | #DIV/0! | #DIV/0! |  |  |  | #DIV/0! | #DIV/0! | #DIV/0! | kWh | #DIV/0!
[5 empty] | June: mean; July: #DIV/0!; Aug: #DIV/0! |  | #DIV/0! | #DIV/0! | #DIV/0!
Exceed | Prob of any flow | Nov | [15 empty] | 30
Prob. | occurring | flow | value | U(m/s) | Jan: Re; Feb: Colebrook iterations; May: friction coef; June: hf (m); July: Power; Aug: Output
0.05 | 0.05 | 0 | #DIV/0! | #DIV/0! | #DIV/0! | #DIV/0! | #DIV/0! | #DIV/0! | #DIV/0! | #DIV/0! | #DIV/0! | #DIV/0! |  |  |  | #DIV/0! | #DIV/0! | #DIV/0! | kWh | #DIV/0!
0.1 | 0.05 | 0 | #DIV/0! | #DIV/0! | #DIV/0! | #DIV/0! | #DIV/0! | #DIV/0! | #DIV/0! | #DIV/0! | #DIV/0! | #DIV/0! |  |  |  | #DIV/0! | #DIV/0! | #DIV/0! | kWh | #DIV/0!
0.2 | 0.1 | 0 | #DIV/0! | #DIV/0! | #DIV/0! | #DIV/0! | #DIV/0! | #DIV/0! | #DIV/0! | #DIV/0! | #DIV/0! | #DIV/0! |  |  |  | #DIV/0! | #DIV/0! | #DIV/0! | kWh | #DIV/0!
0.3 | 0.1 | 0 | #DIV/0! | #DIV/0! | #DIV/0! | #DIV/0! | #DIV/0! | #DIV/0! | #DIV/0! | #DIV/0! | #DIV/0! | #DIV/0! |  |  |  | #DIV/0! | #DIV/0! | #DIV/0! | kWh | #DIV/0!
0.4 | 0.1 | 0 | #DIV/0! | #DIV/0! | #DIV/0! | #DIV/0! | #DIV/0! | #DIV/0! | #DIV/0! | #DIV/0! | #DIV/0! | #DIV/0! |  |  |  | #DIV/0! | #DIV/0! | #DIV/0! | kWh | #DIV/0!
0.5 | 0.1 | 0 | #DIV/0! | #DIV/0! | #DIV/0! | #DIV/0! | #DIV/0! | #DIV/0! | #DIV/0! | #DIV/0! | #DIV/0! | #DIV/0! |  |  |  | #DIV/0! | #DIV/0! | #DIV/0! | kWh | #DIV/0!
0.6 | 0.1 | 0 | #DIV/0! | #DIV/0! | #DIV/0! | #DIV/0! | #DIV/0! | #DIV/0! | #DIV/0! | #DIV/0! | #DIV/0! | #DIV/0! |  |  |  | #DIV/0! | #DIV/0! | #DIV/0! | kWh | #DIV/0!
0.7 | 0.1 | 0 | #DIV/0! | #DIV/0! | #DIV/0! | #DIV/0! | #DIV/0! | #DIV/0! | #DIV/0! | #DIV/0! | #DIV/0! | #DIV/0! |  |  |  | #DIV/0! | #DIV/0! | #DIV/0! | kWh | #DIV/0!
0.8 | 0.1 | 0 | #DIV/0! | #DIV/0! | #DIV/0! | #DIV/0! | #DIV/0! | #DIV/0! | #DIV/0! | #DIV/0! | #DIV/0! | #DIV/0! |  |  |  | #DIV/0! | #DIV/0! | #DIV/0! | kWh | #DIV/0!
0.9 | 0.1 | 0 | #DIV/0! | #DIV/0! | #DIV/0! | #DIV/0! | #DIV/0! | #DIV/0! | #DIV/0! | #DIV/0! | #DIV/0! | #DIV/0! |  |  |  | #DIV/0! | #DIV/0! | #DIV/0! | kWh | #DIV/0!
0.95 | 0.05 | 0 | #DIV/0! | #DIV/0! | #DIV/0! | #DIV/0! | #DIV/0! | #DIV/0! | #DIV/0! | #DIV/0! | #DIV/0! | #DIV/0! |  |  |  | #DIV/0! | #DIV/0! | #DIV/0! | kWh | #DIV/0!
0.99 | 0.04 | 0 | #DIV/0! | #DIV/0! | #DIV/0! | #DIV/0! | #DIV/0! | #DIV/0! | #DIV/0! | #DIV/0! | #DIV/0! | #DIV/0! |  |  |  | #DIV/0! | #DIV/0! | #DIV/0! | kWh | #DIV/0!
1 | 0.01 | 0 | #DIV/0! | #DIV/0! | #DIV/0! | #DIV/0! | #DIV/0! | #DIV/0! | #DIV/0! | #DIV/0! | #DIV/0! | #DIV/0! |  |  |  | #DIV/0! | #DIV/0! | #DIV/0! | kWh | #DIV/0!
[5 empty] | June: mean; July: #DIV/0!; Aug: #DIV/0! |  | #DIV/0! | #DIV/0! | #DIV/0!
Exceed | Prob of any flow | Dec | [15 empty] | 31
Prob. | occurring | flow | value | U(m/s) | Jan: Re; Feb: Colebrook iterations; May: friction coef; June: hf (m); July: Power; Aug: Output
0.05 | 0.05 | 0 | #DIV/0! | #DIV/0! | #DIV/0! | #DIV/0! | #DIV/0! | #DIV/0! | #DIV/0! | #DIV/0! | #DIV/0! | #DIV/0! |  |  |  | #DIV/0! | #DIV/0! | #DIV/0! | kWh | #DIV/0!
0.1 | 0.05 | 0 | #DIV/0! | #DIV/0! | #DIV/0! | #DIV/0! | #DIV/0! | #DIV/0! | #DIV/0! | #DIV/0! | #DIV/0! | #DIV/0! |  |  |  | #DIV/0! | #DIV/0! | #DIV/0! | kWh | #DIV/0!
0.2 | 0.1 | 0 | #DIV/0! | #DIV/0! | #DIV/0! | #DIV/0! | #DIV/0! | #DIV/0! | #DIV/0! | #DIV/0! | #DIV/0! | #DIV/0! |  |  |  | #DIV/0! | #DIV/0! | #DIV/0! | kWh | #DIV/0!
0.3 | 0.1 | 0 | #DIV/0! | #DIV/0! | #DIV/0! | #DIV/0! | #DIV/0! | #DIV/0! | #DIV/0! | #DIV/0! | #DIV/0! | #DIV/0! |  |  |  | #DIV/0! | #DIV/0! | #DIV/0! | kWh | #DIV/0!
0.4 | 0.1 | 0 | #DIV/0! | #DIV/0! | #DIV/0! | #DIV/0! | #DIV/0! | #DIV/0! | #DIV/0! | #DIV/0! | #DIV/0! | #DIV/0! |  |  |  | #DIV/0! | #DIV/0! | #DIV/0! | kWh | #DIV/0!
0.5 | 0.1 | 0 | #DIV/0! | #DIV/0! | #DIV/0! | #DIV/0! | #DIV/0! | #DIV/0! | #DIV/0! | #DIV/0! | #DIV/0! | #DIV/0! |  |  |  | #DIV/0! | #DIV/0! | #DIV/0! | kWh | #DIV/0!
0.6 | 0.1 | 0 | #DIV/0! | #DIV/0! | #DIV/0! | #DIV/0! | #DIV/0! | #DIV/0! | #DIV/0! | #DIV/0! | #DIV/0! | #DIV/0! |  |  |  | #DIV/0! | #DIV/0! | #DIV/0! | kWh | #DIV/0!
0.7 | 0.1 | 0 | #DIV/0! | #DIV/0! | #DIV/0! | #DIV/0! | #DIV/0! | #DIV/0! | #DIV/0! | #DIV/0! | #DIV/0! | #DIV/0! |  |  |  | #DIV/0! | #DIV/0! | #DIV/0! | kWh | #DIV/0!
0.8 | 0.1 | 0 | #DIV/0! | #DIV/0! | #DIV/0! | #DIV/0! | #DIV/0! | #DIV/0! | #DIV/0! | #DIV/0! | #DIV/0! | #DIV/0! |  |  |  | #DIV/0! | #DIV/0! | #DIV/0! | kWh | #DIV/0!
0.9 | 0.1 | 0 | #DIV/0! | #DIV/0! | #DIV/0! | #DIV/0! | #DIV/0! | #DIV/0! | #DIV/0! | #DIV/0! | #DIV/0! | #DIV/0! |  |  |  | #DIV/0! | #DIV/0! | #DIV/0! | kWh | #DIV/0!
0.95 | 0.05 | 0 | #DIV/0! | #DIV/0! | #DIV/0! | #DIV/0! | #DIV/0! | #DIV/0! | #DIV/0! | #DIV/0! | #DIV/0! | #DIV/0! |  |  |  | #DIV/0! | #DIV/0! | #DIV/0! | kWh | #DIV/0!
0.99 | 0.04 | 0 | #DIV/0! | #DIV/0! | #DIV/0! | #DIV/0! | #DIV/0! | #DIV/0! | #DIV/0! | #DIV/0! | #DIV/0! | #DIV/0! |  |  |  | #DIV/0! | #DIV/0! | #DIV/0! | kWh | #DIV/0!
1 | 0.01 | 0 | #DIV/0! | #DIV/0! | #DIV/0! | #DIV/0! | #DIV/0! | #DIV/0! | #DIV/0! | #DIV/0! | #DIV/0! | #DIV/0! |  |  |  | #DIV/0! | #DIV/0! | #DIV/0! | kWh | #DIV/0!
[5 empty] | June: mean; July: #DIV/0!; Aug: #DIV/0! |  | #DIV/0! | #DIV/0! | #DIV/0!
|  | Output | Days | Value | [13 empty] | kWh
| Jan | #DIV/0! | 31 | #DIV/0! | [12 empty] | TOTAL | #DIV/0! | #DIV/0!
| Feb | #DIV/0! | 28 | #DIV/0! | [12 empty] | Average | #DIV/0!
| Mar | #DIV/0! | 31 | #DIV/0!
| Apr | #DIV/0! | 30 | #DIV/0! | [13 empty] | Output | Days | Value
| May | #DIV/0! | 31 | #DIV/0! | [12 empty] | Jan | #DIV/0! | 31 | #DIV/0!
| Jun | #DIV/0! | 30 | #DIV/0! | [12 empty] | Feb | #DIV/0! | 28 | #DIV/0!
| Jul | #DIV/0! | 20 | #DIV/0! | [12 empty] | Mar | #DIV/0! | 31 | #DIV/0!
| Aug | #DIV/0! | 20 | #DIV/0! | [12 empty] | Apr | #DIV/0! | 30 | #DIV/0!
| Sep | #DIV/0! | 30 | #DIV/0! | [12 empty] | May | #DIV/0! | 31 | #DIV/0!
| Oct | #DIV/0! | 31 | #DIV/0! | [12 empty] | Jun | #DIV/0! | 30 | #DIV/0!
| Nov | #DIV/0! | 30 | #DIV/0! | [12 empty] | Jul | #DIV/0! | 20 | #DIV/0!
| Dec | #DIV/0! | 31 | #DIV/0! | [12 empty] | Aug | #DIV/0! | 20 | #DIV/0!
|  |  | TOTAL | #DIV/0! | [12 empty] | Sep | #DIV/0! | 30 | #DIV/0!
|  |  | d/time 2% | #DIV/0! | [12 empty] | Oct | #DIV/0! | 31 | #DIV/0!
|  |  | av hour | #DIV/0! | [12 empty] | Nov | #DIV/0! | 30 | #DIV/0! | bar: Jan
[17 empty] | Dec | #DIV/0! | 31 | #DIV/0!
[19 empty] | TOTAL | #DIV/0!
[19 empty] | d/time 2% | #DIV/0!
[19 empty] | av hour | #DIV/0!

## Diameter10 (hidden)
| Intake Elevation (m) | 0 |  | Kinematic Viscosity | 0
| Generator Elevation (m) | 0 |  | Roughness Coef (mm) | 0 |  | Gravity | 9.81
| Net Head (m) | 0 |  | Pipe Diameter (m) | 1 |  | e/D | 0
| Pipe Length (m) | 0 |  | Pipe X-Section Area (m2) | 0.7854 |  | Iteration Start | 0.02
| Hydraulic Gradient | #DIV/0! |  | Flow Velocity (m/s) | #DIV/0!
| Turbine Eff. (%) | 0 |  | Discharge Rate(m^3/s) | #DIV/0!
Low Flows Summary
Annual |  |  |  | Monthly
[5 empty] | Jan | Feb | Mar | Apr | May | June | July | Aug | Sep | Oct | Nov | Dec
Annual mean flow | 0 |  |  | Monthly mean | 0 | 0 | 0 | 0 | 0 | 0 | 0 | 0 | 0 | 0 | 0 | 0
Q95 | 0 |  |  | Q95 | 0 | 0 | 0 | 0 | 0 | 0 | 0 | 0 | 0 | 0 | 0 | 0
| P (%) | Q (m³/s) |  | P (%) | Q (m³/s) | Q (m³/s) | Q (m³/s) | Q (m³/s) | Q (m³/s) | Q (m³/s) | Q (m³/s) | Q (m³/s) | Q (m³/s) | Q (m³/s) | Q (m³/s) | Q (m³/s)
1 | 5 | 0 |  | 5 | 0 | 0 | 0 | 0 | 0 | 0 | 0 | 0 | 0 | 0 | 0 | 0
2 | 10 | 0 |  | 10 | 0 | 0 | 0 | 0 | 0 | 0 | 0 | 0 | 0 | 0 | 0 | 0
3 | 20 | 0 |  | 20 | 0 | 0 | 0 | 0 | 0 | 0 | 0 | 0 | 0 | 0 | 0 | 0
4 | 30 | 0 |  | 30 | 0 | 0 | 0 | 0 | 0 | 0 | 0 | 0 | 0 | 0 | 0 | 0
5 | 40 | 0 |  | 40 | 0 | 0 | 0 | 0 | 0 | 0 | 0 | 0 | 0 | 0 | 0 | 0
6 | 50 | 0 |  | 50 | 0 | 0 | 0 | 0 | 0 | 0 | 0 | 0 | 0 | 0 | 0 | 0
7 | 60 | 0 |  | 60 | 0 | 0 | 0 | 0 | 0 | 0 | 0 | 0 | 0 | 0 | 0 | 0
8 | 70 | 0 |  | 70 | 0 | 0 | 0 | 0 | 0 | 0 | 0 | 0 | 0 | 0 | 0 | 0
9 | 80 | 0 |  | 80 | 0 | 0 | 0 | 0 | 0 | 0 | 0 | 0 | 0 | 0 | 0 | 0
10 | 90 | 0 |  | 90 | 0 | 0 | 0 | 0 | 0 | 0 | 0 | 0 | 0 | 0 | 0 | 0
11 | 95 | 0 |  | 95 | 0 | 0 | 0 | 0 | 0 | 0 | 0 | 0 | 0 | 0 | 0 | 0
12 | 99 | 0 |  | 99 | 0 | 0 | 0 | 0 | 0 | 0 | 0 | 0 | 0 | 0 | 0 | 0
Period | Mean Flow (m³/s) | Q95 (m³/s) | Captured Flow (m³/s) | U(m/s) | Jan: Re; Feb: Colebrook iterations; May: friction coef; June: hf (m); July: Power
Annual | #REF! | 0 | #REF! | #REF! | Jan: #REF!; Feb: #REF!; Mar: #REF!; Apr: #REF!; May: #REF!; June: #REF!; July: #REF!
Jan | #REF! | #REF! | #REF! | #REF! | Jan: #REF!; Feb: #REF!; Mar: #REF!; Apr: #REF!; May: #REF!; June: #REF!; July: #REF!
Feb | #REF! | #REF! | #REF! | #REF! | Jan: #REF!; Feb: #REF!; Mar: #REF!; Apr: #REF!; May: #REF!; June: #REF!; July: #REF!
Mar | #REF! | #REF! | #REF! | #REF! | Jan: #REF!; Feb: #REF!; Mar: #REF!; Apr: #REF!; May: #REF!; June: #REF!; July: #REF!
Apr | #REF! | #REF! | #REF! | #REF! | Jan: #REF!; Feb: #REF!; Mar: #REF!; Apr: #REF!; May: #REF!; June: #REF!; July: #REF!
May | #REF! | #REF! | #REF! | #REF! | Jan: #REF!; Feb: #REF!; Mar: #REF!; Apr: #REF!; May: #REF!; June: #REF!; July: #REF!
Jun | #REF! | #REF! | #REF! | #REF! | Jan: #REF!; Feb: #REF!; Mar: #REF!; Apr: #REF!; May: #REF!; June: #REF!; July: #REF!
Jul | #REF! | #REF! | #REF! | #REF! | Jan: #REF!; Feb: #REF!; Mar: #REF!; Apr: #REF!; May: #REF!; June: #REF!; July: #REF!
Aug | #REF! | #REF! | #REF! | #REF! | Jan: #REF!; Feb: #REF!; Mar: #REF!; Apr: #REF!; May: #REF!; June: #REF!; July: #REF!
Sep | #REF! | #REF! | #REF! | #REF! | Jan: #REF!; Feb: #REF!; Mar: #REF!; Apr: #REF!; May: #REF!; June: #REF!; July: #REF!
Oct | #REF! | #REF! | #REF! | #REF! | Jan: #REF!; Feb: #REF!; Mar: #REF!; Apr: #REF!; May: #REF!; June: #REF!; July: #REF!
Nov | #REF! | #REF! | #REF! | #REF! | Jan: #REF!; Feb: #REF!; Mar: #REF!; Apr: #REF!; May: #REF!; June: #REF!; July: #REF!
Dec | #REF! | #REF! | #REF! | #REF! | Jan: #REF!; Feb: #REF!; Mar: #REF!; Apr: #REF!; May: #REF!; June: #REF!; July: #REF!
[10 empty] | mean | #REF!
Exceed | Prob of any flow | Jan | [15 empty] | 31
Prob. | occurring | flow | value | U(m/s) | Jan: Re; Feb: Colebrook iterations; May: friction coef; June: hf (m); July: Power; Aug: Output; Dec: Capturing
0.05 | 0.05 | 0 | #DIV/0! | #DIV/0! | #DIV/0! | #DIV/0! | #DIV/0! | #DIV/0! | #DIV/0! | #DIV/0! | #DIV/0! | #DIV/0! |  |  |  | #DIV/0! | #DIV/0! | #DIV/0! | kWh | #DIV/0!
0.1 | 0.05 | 0 | #DIV/0! | #DIV/0! | #DIV/0! | #DIV/0! | #DIV/0! | #DIV/0! | #DIV/0! | #DIV/0! | #DIV/0! | #DIV/0! |  |  |  | #DIV/0! | #DIV/0! | #DIV/0! | kWh | #DIV/0!
0.2 | 0.1 | 0 | #DIV/0! | #DIV/0! | #DIV/0! | #DIV/0! | #DIV/0! | #DIV/0! | #DIV/0! | #DIV/0! | #DIV/0! | #DIV/0! |  |  |  | #DIV/0! | #DIV/0! | #DIV/0! | kWh | #DIV/0!
0.3 | 0.1 | 0 | #DIV/0! | #DIV/0! | #DIV/0! | #DIV/0! | #DIV/0! | #DIV/0! | #DIV/0! | #DIV/0! | #DIV/0! | #DIV/0! |  |  |  | #DIV/0! | #DIV/0! | #DIV/0! | kWh | #DIV/0!
0.4 | 0.1 | 0 | #DIV/0! | #DIV/0! | #DIV/0! | #DIV/0! | #DIV/0! | #DIV/0! | #DIV/0! | #DIV/0! | #DIV/0! | #DIV/0! |  |  |  | #DIV/0! | #DIV/0! | #DIV/0! | kWh | #DIV/0!
0.5 | 0.1 | 0 | #DIV/0! | #DIV/0! | #DIV/0! | #DIV/0! | #DIV/0! | #DIV/0! | #DIV/0! | #DIV/0! | #DIV/0! | #DIV/0! |  |  |  | #DIV/0! | #DIV/0! | #DIV/0! | kWh | #DIV/0!
0.6 | 0.1 | 0 | #DIV/0! | #DIV/0! | #DIV/0! | #DIV/0! | #DIV/0! | #DIV/0! | #DIV/0! | #DIV/0! | #DIV/0! | #DIV/0! |  |  |  | #DIV/0! | #DIV/0! | #DIV/0! | kWh | #DIV/0!
0.7 | 0.1 | 0 | #DIV/0! | #DIV/0! | #DIV/0! | #DIV/0! | #DIV/0! | #DIV/0! | #DIV/0! | #DIV/0! | #DIV/0! | #DIV/0! |  |  |  | #DIV/0! | #DIV/0! | #DIV/0! | kWh | #DIV/0!
0.8 | 0.1 | 0 | #DIV/0! | #DIV/0! | #DIV/0! | #DIV/0! | #DIV/0! | #DIV/0! | #DIV/0! | #DIV/0! | #DIV/0! | #DIV/0! |  |  |  | #DIV/0! | #DIV/0! | #DIV/0! | kWh | #DIV/0!
0.9 | 0.1 | 0 | #DIV/0! | #DIV/0! | #DIV/0! | #DIV/0! | #DIV/0! | #DIV/0! | #DIV/0! | #DIV/0! | #DIV/0! | #DIV/0! |  |  |  | #DIV/0! | #DIV/0! | #DIV/0! | kWh | #DIV/0!
0.95 | 0.05 | 0 | #DIV/0! | #DIV/0! | #DIV/0! | #DIV/0! | #DIV/0! | #DIV/0! | #DIV/0! | #DIV/0! | #DIV/0! | #DIV/0! |  |  |  | #DIV/0! | #DIV/0! | #DIV/0! | kWh | #DIV/0!
0.99 | 0.04 | 0 | #DIV/0! | #DIV/0! | #DIV/0! | #DIV/0! | #DIV/0! | #DIV/0! | #DIV/0! | #DIV/0! | #DIV/0! | #DIV/0! |  |  |  | #DIV/0! | #DIV/0! | #DIV/0! | kWh | #DIV/0!
1 | 0.01 | 0 | #DIV/0! | #DIV/0! | #DIV/0! | #DIV/0! | #DIV/0! | #DIV/0! | #DIV/0! | #DIV/0! | #DIV/0! | #DIV/0! |  |  |  | #DIV/0! | #DIV/0! | #DIV/0! | kWh | #DIV/0!
[5 empty] | July: Total; Aug: #DIV/0! |  | #DIV/0! | #DIV/0! | #DIV/0!
Exceed | Prob of any flow | Feb | [15 empty] | 28
Prob. | occurring | flow | value | U(m/s) | Jan: Re; Feb: Colebrook iterations; May: friction coef; June: hf (m); July: Power; Aug: Output
0.05 | 0.05 | 0 | #DIV/0! | #DIV/0! | #DIV/0! | #DIV/0! | #DIV/0! | #DIV/0! | #DIV/0! | #DIV/0! | #DIV/0! | #DIV/0! |  |  |  | #DIV/0! | #DIV/0! | #DIV/0! | kWh | #DIV/0!
0.1 | 0.05 | 0 | #DIV/0! | #DIV/0! | #DIV/0! | #DIV/0! | #DIV/0! | #DIV/0! | #DIV/0! | #DIV/0! | #DIV/0! | #DIV/0! |  |  |  | #DIV/0! | #DIV/0! | #DIV/0! | kWh | #DIV/0!
0.2 | 0.1 | 0 | #DIV/0! | #DIV/0! | #DIV/0! | #DIV/0! | #DIV/0! | #DIV/0! | #DIV/0! | #DIV/0! | #DIV/0! | #DIV/0! |  |  |  | #DIV/0! | #DIV/0! | #DIV/0! | kWh | #DIV/0!
0.3 | 0.1 | 0 | #DIV/0! | #DIV/0! | #DIV/0! | #DIV/0! | #DIV/0! | #DIV/0! | #DIV/0! | #DIV/0! | #DIV/0! | #DIV/0! |  |  |  | #DIV/0! | #DIV/0! | #DIV/0! | kWh | #DIV/0!
0.4 | 0.1 | 0 | #DIV/0! | #DIV/0! | #DIV/0! | #DIV/0! | #DIV/0! | #DIV/0! | #DIV/0! | #DIV/0! | #DIV/0! | #DIV/0! |  |  |  | #DIV/0! | #DIV/0! | #DIV/0! | kWh | #DIV/0!
0.5 | 0.1 | 0 | #DIV/0! | #DIV/0! | #DIV/0! | #DIV/0! | #DIV/0! | #DIV/0! | #DIV/0! | #DIV/0! | #DIV/0! | #DIV/0! |  |  |  | #DIV/0! | #DIV/0! | #DIV/0! | kWh | #DIV/0!
0.6 | 0.1 | 0 | #DIV/0! | #DIV/0! | #DIV/0! | #DIV/0! | #DIV/0! | #DIV/0! | #DIV/0! | #DIV/0! | #DIV/0! | #DIV/0! |  |  |  | #DIV/0! | #DIV/0! | #DIV/0! | kWh | #DIV/0!
0.7 | 0.1 | 0 | #DIV/0! | #DIV/0! | #DIV/0! | #DIV/0! | #DIV/0! | #DIV/0! | #DIV/0! | #DIV/0! | #DIV/0! | #DIV/0! |  |  |  | #DIV/0! | #DIV/0! | #DIV/0! | kWh | #DIV/0!
0.8 | 0.1 | 0 | #DIV/0! | #DIV/0! | #DIV/0! | #DIV/0! | #DIV/0! | #DIV/0! | #DIV/0! | #DIV/0! | #DIV/0! | #DIV/0! |  |  |  | #DIV/0! | #DIV/0! | #DIV/0! | kWh | #DIV/0!
0.9 | 0.1 | 0 | #DIV/0! | #DIV/0! | #DIV/0! | #DIV/0! | #DIV/0! | #DIV/0! | #DIV/0! | #DIV/0! | #DIV/0! | #DIV/0! |  |  |  | #DIV/0! | #DIV/0! | #DIV/0! | kWh | #DIV/0!
0.95 | 0.05 | 0 | #DIV/0! | #DIV/0! | #DIV/0! | #DIV/0! | #DIV/0! | #DIV/0! | #DIV/0! | #DIV/0! | #DIV/0! | #DIV/0! |  |  |  | #DIV/0! | #DIV/0! | #DIV/0! | kWh | #DIV/0!
0.99 | 0.04 | 0 | #DIV/0! | #DIV/0! | #DIV/0! | #DIV/0! | #DIV/0! | #DIV/0! | #DIV/0! | #DIV/0! | #DIV/0! | #DIV/0! |  |  |  | #DIV/0! | #DIV/0! | #DIV/0! | kWh | #DIV/0!
1 | 0.01 | 0 | #DIV/0! | #DIV/0! | #DIV/0! | #DIV/0! | #DIV/0! | #DIV/0! | #DIV/0! | #DIV/0! | #DIV/0! | #DIV/0! |  |  |  | #DIV/0! | #DIV/0! | #DIV/0! | kWh | #DIV/0!
[5 empty] | June: mean; July: #DIV/0!; Aug: #DIV/0! |  | #DIV/0! | #DIV/0! | #DIV/0!
Exceed | Prob of any flow | Mar | [15 empty] | 31
Prob. | occurring | flow | value | U(m/s) | Jan: Re; Feb: Colebrook iterations; May: friction coef; June: hf (m); July: Power; Aug: Output
0.05 | 0.05 | 0 | #DIV/0! | #DIV/0! | #DIV/0! | #DIV/0! | #DIV/0! | #DIV/0! | #DIV/0! | #DIV/0! | #DIV/0! | #DIV/0! |  |  |  | #DIV/0! | #DIV/0! | #DIV/0! | kWh | #DIV/0!
0.1 | 0.05 | 0 | #DIV/0! | #DIV/0! | #DIV/0! | #DIV/0! | #DIV/0! | #DIV/0! | #DIV/0! | #DIV/0! | #DIV/0! | #DIV/0! |  |  |  | #DIV/0! | #DIV/0! | #DIV/0! | kWh | #DIV/0!
0.2 | 0.1 | 0 | #DIV/0! | #DIV/0! | #DIV/0! | #DIV/0! | #DIV/0! | #DIV/0! | #DIV/0! | #DIV/0! | #DIV/0! | #DIV/0! |  |  |  | #DIV/0! | #DIV/0! | #DIV/0! | kWh | #DIV/0!
0.3 | 0.1 | 0 | #DIV/0! | #DIV/0! | #DIV/0! | #DIV/0! | #DIV/0! | #DIV/0! | #DIV/0! | #DIV/0! | #DIV/0! | #DIV/0! |  |  |  | #DIV/0! | #DIV/0! | #DIV/0! | kWh | #DIV/0!
0.4 | 0.1 | 0 | #DIV/0! | #DIV/0! | #DIV/0! | #DIV/0! | #DIV/0! | #DIV/0! | #DIV/0! | #DIV/0! | #DIV/0! | #DIV/0! |  |  |  | #DIV/0! | #DIV/0! | #DIV/0! | kWh | #DIV/0!
0.5 | 0.1 | 0 | #DIV/0! | #DIV/0! | #DIV/0! | #DIV/0! | #DIV/0! | #DIV/0! | #DIV/0! | #DIV/0! | #DIV/0! | #DIV/0! |  |  |  | #DIV/0! | #DIV/0! | #DIV/0! | kWh | #DIV/0!
0.6 | 0.1 | 0 | #DIV/0! | #DIV/0! | #DIV/0! | #DIV/0! | #DIV/0! | #DIV/0! | #DIV/0! | #DIV/0! | #DIV/0! | #DIV/0! |  |  |  | #DIV/0! | #DIV/0! | #DIV/0! | kWh | #DIV/0!
0.7 | 0.1 | 0 | #DIV/0! | #DIV/0! | #DIV/0! | #DIV/0! | #DIV/0! | #DIV/0! | #DIV/0! | #DIV/0! | #DIV/0! | #DIV/0! |  |  |  | #DIV/0! | #DIV/0! | #DIV/0! | kWh | #DIV/0!
0.8 | 0.1 | 0 | #DIV/0! | #DIV/0! | #DIV/0! | #DIV/0! | #DIV/0! | #DIV/0! | #DIV/0! | #DIV/0! | #DIV/0! | #DIV/0! |  |  |  | #DIV/0! | #DIV/0! | #DIV/0! | kWh | #DIV/0!
0.9 | 0.1 | 0 | #DIV/0! | #DIV/0! | #DIV/0! | #DIV/0! | #DIV/0! | #DIV/0! | #DIV/0! | #DIV/0! | #DIV/0! | #DIV/0! |  |  |  | #DIV/0! | #DIV/0! | #DIV/0! | kWh | #DIV/0!
0.95 | 0.05 | 0 | #DIV/0! | #DIV/0! | #DIV/0! | #DIV/0! | #DIV/0! | #DIV/0! | #DIV/0! | #DIV/0! | #DIV/0! | #DIV/0! |  |  |  | #DIV/0! | #DIV/0! | #DIV/0! | kWh | #DIV/0!
0.99 | 0.04 | 0 | #DIV/0! | #DIV/0! | #DIV/0! | #DIV/0! | #DIV/0! | #DIV/0! | #DIV/0! | #DIV/0! | #DIV/0! | #DIV/0! |  |  |  | #DIV/0! | #DIV/0! | #DIV/0! | kWh | #DIV/0!
1 | 0.01 | 0 | #DIV/0! | #DIV/0! | #DIV/0! | #DIV/0! | #DIV/0! | #DIV/0! | #DIV/0! | #DIV/0! | #DIV/0! | #DIV/0! |  |  |  | #DIV/0! | #DIV/0! | #DIV/0! | kWh | #DIV/0!
[5 empty] | June: mean; July: #DIV/0!; Aug: #DIV/0! |  | #DIV/0! | #DIV/0! | #DIV/0!
Exceed | Prob of any flow | Apr | [15 empty] | 30
Prob. | occurring | flow | value | U(m/s) | Jan: Re; Feb: Colebrook iterations; May: friction coef; June: hf (m); July: Power; Aug: Output
0.05 | 0.05 | 0 | #DIV/0! | #DIV/0! | #DIV/0! | #DIV/0! | #DIV/0! | #DIV/0! | #DIV/0! | #DIV/0! | #DIV/0! | #DIV/0! |  |  |  | #DIV/0! | #DIV/0! | #DIV/0! | kWh | #DIV/0!
0.1 | 0.05 | 0 | #DIV/0! | #DIV/0! | #DIV/0! | #DIV/0! | #DIV/0! | #DIV/0! | #DIV/0! | #DIV/0! | #DIV/0! | #DIV/0! |  |  |  | #DIV/0! | #DIV/0! | #DIV/0! | kWh | #DIV/0!
0.2 | 0.1 | 0 | #DIV/0! | #DIV/0! | #DIV/0! | #DIV/0! | #DIV/0! | #DIV/0! | #DIV/0! | #DIV/0! | #DIV/0! | #DIV/0! |  |  |  | #DIV/0! | #DIV/0! | #DIV/0! | kWh | #DIV/0!
0.3 | 0.1 | 0 | #DIV/0! | #DIV/0! | #DIV/0! | #DIV/0! | #DIV/0! | #DIV/0! | #DIV/0! | #DIV/0! | #DIV/0! | #DIV/0! |  |  |  | #DIV/0! | #DIV/0! | #DIV/0! | kWh | #DIV/0!
0.4 | 0.1 | 0 | #DIV/0! | #DIV/0! | #DIV/0! | #DIV/0! | #DIV/0! | #DIV/0! | #DIV/0! | #DIV/0! | #DIV/0! | #DIV/0! |  |  |  | #DIV/0! | #DIV/0! | #DIV/0! | kWh | #DIV/0!
0.5 | 0.1 | 0 | #DIV/0! | #DIV/0! | #DIV/0! | #DIV/0! | #DIV/0! | #DIV/0! | #DIV/0! | #DIV/0! | #DIV/0! | #DIV/0! |  |  |  | #DIV/0! | #DIV/0! | #DIV/0! | kWh | #DIV/0!
0.6 | 0.1 | 0 | #DIV/0! | #DIV/0! | #DIV/0! | #DIV/0! | #DIV/0! | #DIV/0! | #DIV/0! | #DIV/0! | #DIV/0! | #DIV/0! |  |  |  | #DIV/0! | #DIV/0! | #DIV/0! | kWh | #DIV/0!
0.7 | 0.1 | 0 | #DIV/0! | #DIV/0! | #DIV/0! | #DIV/0! | #DIV/0! | #DIV/0! | #DIV/0! | #DIV/0! | #DIV/0! | #DIV/0! |  |  |  | #DIV/0! | #DIV/0! | #DIV/0! | kWh | #DIV/0!
0.8 | 0.1 | 0 | #DIV/0! | #DIV/0! | #DIV/0! | #DIV/0! | #DIV/0! | #DIV/0! | #DIV/0! | #DIV/0! | #DIV/0! | #DIV/0! |  |  |  | #DIV/0! | #DIV/0! | #DIV/0! | kWh | #DIV/0!
0.9 | 0.1 | 0 | #DIV/0! | #DIV/0! | #DIV/0! | #DIV/0! | #DIV/0! | #DIV/0! | #DIV/0! | #DIV/0! | #DIV/0! | #DIV/0! |  |  |  | #DIV/0! | #DIV/0! | #DIV/0! | kWh | #DIV/0!
0.95 | 0.05 | 0 | #DIV/0! | #DIV/0! | #DIV/0! | #DIV/0! | #DIV/0! | #DIV/0! | #DIV/0! | #DIV/0! | #DIV/0! | #DIV/0! |  |  |  | #DIV/0! | #DIV/0! | #DIV/0! | kWh | #DIV/0!
0.99 | 0.04 | 0 | #DIV/0! | #DIV/0! | #DIV/0! | #DIV/0! | #DIV/0! | #DIV/0! | #DIV/0! | #DIV/0! | #DIV/0! | #DIV/0! |  |  |  | #DIV/0! | #DIV/0! | #DIV/0! | kWh | #DIV/0!
1 | 0.01 | 0 | #DIV/0! | #DIV/0! | #DIV/0! | #DIV/0! | #DIV/0! | #DIV/0! | #DIV/0! | #DIV/0! | #DIV/0! | #DIV/0! |  |  |  | #DIV/0! | #DIV/0! | #DIV/0! | kWh | #DIV/0!
[5 empty] | June: mean; July: #DIV/0!; Aug: #DIV/0! |  | #DIV/0! | #DIV/0! | #DIV/0!
Exceed | Prob of any flow | May | [15 empty] | 31
Prob. | occurring | flow | value | U(m/s) | Jan: Re; Feb: Colebrook iterations; May: friction coef; June: hf (m); July: Power; Aug: Output
0.05 | 0.05 | 0 | #DIV/0! | #DIV/0! | #DIV/0! | #DIV/0! | #DIV/0! | #DIV/0! | #DIV/0! | #DIV/0! | #DIV/0! | #DIV/0! |  |  |  | #DIV/0! | #DIV/0! | #DIV/0! | kWh | #DIV/0!
0.1 | 0.05 | 0 | #DIV/0! | #DIV/0! | #DIV/0! | #DIV/0! | #DIV/0! | #DIV/0! | #DIV/0! | #DIV/0! | #DIV/0! | #DIV/0! |  |  |  | #DIV/0! | #DIV/0! | #DIV/0! | kWh | #DIV/0!
0.2 | 0.1 | 0 | #DIV/0! | #DIV/0! | #DIV/0! | #DIV/0! | #DIV/0! | #DIV/0! | #DIV/0! | #DIV/0! | #DIV/0! | #DIV/0! |  |  |  | #DIV/0! | #DIV/0! | #DIV/0! | kWh | #DIV/0!
0.3 | 0.1 | 0 | #DIV/0! | #DIV/0! | #DIV/0! | #DIV/0! | #DIV/0! | #DIV/0! | #DIV/0! | #DIV/0! | #DIV/0! | #DIV/0! |  |  |  | #DIV/0! | #DIV/0! | #DIV/0! | kWh | #DIV/0!
0.4 | 0.1 | 0 | #DIV/0! | #DIV/0! | #DIV/0! | #DIV/0! | #DIV/0! | #DIV/0! | #DIV/0! | #DIV/0! | #DIV/0! | #DIV/0! |  |  |  | #DIV/0! | #DIV/0! | #DIV/0! | kWh | #DIV/0!
0.5 | 0.1 | 0 | #DIV/0! | #DIV/0! | #DIV/0! | #DIV/0! | #DIV/0! | #DIV/0! | #DIV/0! | #DIV/0! | #DIV/0! | #DIV/0! |  |  |  | #DIV/0! | #DIV/0! | #DIV/0! | kWh | #DIV/0!
0.6 | 0.1 | 0 | #DIV/0! | #DIV/0! | #DIV/0! | #DIV/0! | #DIV/0! | #DIV/0! | #DIV/0! | #DIV/0! | #DIV/0! | #DIV/0! |  |  |  | #DIV/0! | #DIV/0! | #DIV/0! | kWh | #DIV/0!
0.7 | 0.1 | 0 | #DIV/0! | #DIV/0! | #DIV/0! | #DIV/0! | #DIV/0! | #DIV/0! | #DIV/0! | #DIV/0! | #DIV/0! | #DIV/0! |  |  |  | #DIV/0! | #DIV/0! | #DIV/0! | kWh | #DIV/0!
0.8 | 0.1 | 0 | #DIV/0! | #DIV/0! | #DIV/0! | #DIV/0! | #DIV/0! | #DIV/0! | #DIV/0! | #DIV/0! | #DIV/0! | #DIV/0! |  |  |  | #DIV/0! | #DIV/0! | #DIV/0! | kWh | #DIV/0!
0.9 | 0.1 | 0 | #DIV/0! | #DIV/0! | #DIV/0! | #DIV/0! | #DIV/0! | #DIV/0! | #DIV/0! | #DIV/0! | #DIV/0! | #DIV/0! |  |  |  | #DIV/0! | #DIV/0! | #DIV/0! | kWh | #DIV/0!
0.95 | 0.05 | 0 | #DIV/0! | #DIV/0! | #DIV/0! | #DIV/0! | #DIV/0! | #DIV/0! | #DIV/0! | #DIV/0! | #DIV/0! | #DIV/0! |  |  |  | #DIV/0! | #DIV/0! | #DIV/0! | kWh | #DIV/0!
0.99 | 0.04 | 0 | #DIV/0! | #DIV/0! | #DIV/0! | #DIV/0! | #DIV/0! | #DIV/0! | #DIV/0! | #DIV/0! | #DIV/0! | #DIV/0! |  |  |  | #DIV/0! | #DIV/0! | #DIV/0! | kWh | #DIV/0!
1 | 0.01 | 0 | #DIV/0! | #DIV/0! | #DIV/0! | #DIV/0! | #DIV/0! | #DIV/0! | #DIV/0! | #DIV/0! | #DIV/0! | #DIV/0! |  |  |  | #DIV/0! | #DIV/0! | #DIV/0! | kWh | #DIV/0!
[5 empty] | June: mean; July: #DIV/0!; Aug: #DIV/0! |  | #DIV/0! | #DIV/0! | #DIV/0!
Exceed | Prob of any flow | Jun | [15 empty] | 30
Prob. | occurring | flow | value | U(m/s) | Jan: Re; Feb: Colebrook iterations; May: friction coef; June: hf (m); July: Power; Aug: Output
0.05 | 0.05 | 0 | #DIV/0! | #DIV/0! | #DIV/0! | #DIV/0! | #DIV/0! | #DIV/0! | #DIV/0! | #DIV/0! | #DIV/0! | #DIV/0! |  |  |  | #DIV/0! | #DIV/0! | #DIV/0! | kWh | #DIV/0!
0.1 | 0.05 | 0 | #DIV/0! | #DIV/0! | #DIV/0! | #DIV/0! | #DIV/0! | #DIV/0! | #DIV/0! | #DIV/0! | #DIV/0! | #DIV/0! |  |  |  | #DIV/0! | #DIV/0! | #DIV/0! | kWh | #DIV/0!
0.2 | 0.1 | 0 | #DIV/0! | #DIV/0! | #DIV/0! | #DIV/0! | #DIV/0! | #DIV/0! | #DIV/0! | #DIV/0! | #DIV/0! | #DIV/0! |  |  |  | #DIV/0! | #DIV/0! | #DIV/0! | kWh | #DIV/0!
0.3 | 0.1 | 0 | #DIV/0! | #DIV/0! | #DIV/0! | #DIV/0! | #DIV/0! | #DIV/0! | #DIV/0! | #DIV/0! | #DIV/0! | #DIV/0! |  |  |  | #DIV/0! | #DIV/0! | #DIV/0! | kWh | #DIV/0!
0.4 | 0.1 | 0 | #DIV/0! | #DIV/0! | #DIV/0! | #DIV/0! | #DIV/0! | #DIV/0! | #DIV/0! | #DIV/0! | #DIV/0! | #DIV/0! |  |  |  | #DIV/0! | #DIV/0! | #DIV/0! | kWh | #DIV/0!
0.5 | 0.1 | 0 | #DIV/0! | #DIV/0! | #DIV/0! | #DIV/0! | #DIV/0! | #DIV/0! | #DIV/0! | #DIV/0! | #DIV/0! | #DIV/0! |  |  |  | #DIV/0! | #DIV/0! | #DIV/0! | kWh | #DIV/0!
0.6 | 0.1 | 0 | #DIV/0! | #DIV/0! | #DIV/0! | #DIV/0! | #DIV/0! | #DIV/0! | #DIV/0! | #DIV/0! | #DIV/0! | #DIV/0! |  |  |  | #DIV/0! | #DIV/0! | #DIV/0! | kWh | #DIV/0!
0.7 | 0.1 | 0 | #DIV/0! | #DIV/0! | #DIV/0! | #DIV/0! | #DIV/0! | #DIV/0! | #DIV/0! | #DIV/0! | #DIV/0! | #DIV/0! |  |  |  | #DIV/0! | #DIV/0! | #DIV/0! | kWh | #DIV/0!
0.8 | 0.1 | 0 | #DIV/0! | #DIV/0! | #DIV/0! | #DIV/0! | #DIV/0! | #DIV/0! | #DIV/0! | #DIV/0! | #DIV/0! | #DIV/0! |  |  |  | #DIV/0! | #DIV/0! | #DIV/0! | kWh | #DIV/0!
0.9 | 0.1 | 0 | #DIV/0! | #DIV/0! | #DIV/0! | #DIV/0! | #DIV/0! | #DIV/0! | #DIV/0! | #DIV/0! | #DIV/0! | #DIV/0! |  |  |  | #DIV/0! | #DIV/0! | #DIV/0! | kWh | #DIV/0!
0.95 | 0.05 | 0 | #DIV/0! | #DIV/0! | #DIV/0! | #DIV/0! | #DIV/0! | #DIV/0! | #DIV/0! | #DIV/0! | #DIV/0! | #DIV/0! |  |  |  | #DIV/0! | #DIV/0! | #DIV/0! | kWh | #DIV/0!
0.99 | 0.04 | 0 | #DIV/0! | #DIV/0! | #DIV/0! | #DIV/0! | #DIV/0! | #DIV/0! | #DIV/0! | #DIV/0! | #DIV/0! | #DIV/0! |  |  |  | #DIV/0! | #DIV/0! | #DIV/0! | kWh | #DIV/0!
1 | 0.01 | 0 | #DIV/0! | #DIV/0! | #DIV/0! | #DIV/0! | #DIV/0! | #DIV/0! | #DIV/0! | #DIV/0! | #DIV/0! | #DIV/0! |  |  |  | #DIV/0! | #DIV/0! | #DIV/0! | kWh | #DIV/0!
[5 empty] | June: mean; July: #DIV/0!; Aug: #DIV/0! |  | #DIV/0! | #DIV/0! | #DIV/0!
Exceed | Prob of any flow | Jul | [15 empty] | 31
Prob. | occurring | flow | value | U(m/s) | Jan: Re; Feb: Colebrook iterations; May: friction coef; June: hf (m); July: Power; Aug: Output
0.05 | 0.05 | 0 | #DIV/0! | #DIV/0! | #DIV/0! | #DIV/0! | #DIV/0! | #DIV/0! | #DIV/0! | #DIV/0! | #DIV/0! | #DIV/0! |  |  |  | #DIV/0! | #DIV/0! | #DIV/0! | kWh | #DIV/0!
0.1 | 0.05 | 0 | #DIV/0! | #DIV/0! | #DIV/0! | #DIV/0! | #DIV/0! | #DIV/0! | #DIV/0! | #DIV/0! | #DIV/0! | #DIV/0! |  |  |  | #DIV/0! | #DIV/0! | #DIV/0! | kWh | #DIV/0!
0.2 | 0.1 | 0 | #DIV/0! | #DIV/0! | #DIV/0! | #DIV/0! | #DIV/0! | #DIV/0! | #DIV/0! | #DIV/0! | #DIV/0! | #DIV/0! |  |  |  | #DIV/0! | #DIV/0! | #DIV/0! | kWh | #DIV/0!
0.3 | 0.1 | 0 | #DIV/0! | #DIV/0! | #DIV/0! | #DIV/0! | #DIV/0! | #DIV/0! | #DIV/0! | #DIV/0! | #DIV/0! | #DIV/0! |  |  |  | #DIV/0! | #DIV/0! | #DIV/0! | kWh | #DIV/0!
0.4 | 0.1 | 0 | #DIV/0! | #DIV/0! | #DIV/0! | #DIV/0! | #DIV/0! | #DIV/0! | #DIV/0! | #DIV/0! | #DIV/0! | #DIV/0! |  |  |  | #DIV/0! | #DIV/0! | #DIV/0! | kWh | #DIV/0!
0.5 | 0.1 | 0 | #DIV/0! | #DIV/0! | #DIV/0! | #DIV/0! | #DIV/0! | #DIV/0! | #DIV/0! | #DIV/0! | #DIV/0! | #DIV/0! |  |  |  | #DIV/0! | #DIV/0! | #DIV/0! | kWh | #DIV/0!
0.6 | 0.1 | 0 | #DIV/0! | #DIV/0! | #DIV/0! | #DIV/0! | #DIV/0! | #DIV/0! | #DIV/0! | #DIV/0! | #DIV/0! | #DIV/0! |  |  |  | #DIV/0! | #DIV/0! | #DIV/0! | kWh | #DIV/0!
0.7 | 0.1 | 0 | #DIV/0! | #DIV/0! | #DIV/0! | #DIV/0! | #DIV/0! | #DIV/0! | #DIV/0! | #DIV/0! | #DIV/0! | #DIV/0! |  |  |  | #DIV/0! | #DIV/0! | #DIV/0! | kWh | #DIV/0!
0.8 | 0.1 | 0 | #DIV/0! | #DIV/0! | #DIV/0! | #DIV/0! | #DIV/0! | #DIV/0! | #DIV/0! | #DIV/0! | #DIV/0! | #DIV/0! |  |  |  | #DIV/0! | #DIV/0! | #DIV/0! | kWh | #DIV/0!
0.9 | 0.1 | 0 | #DIV/0! | #DIV/0! | #DIV/0! | #DIV/0! | #DIV/0! | #DIV/0! | #DIV/0! | #DIV/0! | #DIV/0! | #DIV/0! |  |  |  | #DIV/0! | #DIV/0! | #DIV/0! | kWh | #DIV/0!
0.95 | 0.05 | 0 | #DIV/0! | #DIV/0! | #DIV/0! | #DIV/0! | #DIV/0! | #DIV/0! | #DIV/0! | #DIV/0! | #DIV/0! | #DIV/0! |  |  |  | #DIV/0! | #DIV/0! | #DIV/0! | kWh | #DIV/0!
0.99 | 0.04 | 0 | #DIV/0! | #DIV/0! | #DIV/0! | #DIV/0! | #DIV/0! | #DIV/0! | #DIV/0! | #DIV/0! | #DIV/0! | #DIV/0! |  |  |  | #DIV/0! | #DIV/0! | #DIV/0! | kWh | #DIV/0!
1 | 0.01 | 0 | #DIV/0! | #DIV/0! | #DIV/0! | #DIV/0! | #DIV/0! | #DIV/0! | #DIV/0! | #DIV/0! | #DIV/0! | #DIV/0! |  |  |  | #DIV/0! | #DIV/0! | #DIV/0! | kWh | #DIV/0!
[5 empty] | June: mean; July: #DIV/0!; Aug: #DIV/0! |  | #DIV/0! | #DIV/0! | #DIV/0!
Exceed | Prob of any flow | Aug | [15 empty] | 31
Prob. | occurring | flow | value | U(m/s) | Jan: Re; Feb: Colebrook iterations; May: friction coef; June: hf (m); July: Power; Aug: Output
0.05 | 0.05 | 0 | #DIV/0! | #DIV/0! | #DIV/0! | #DIV/0! | #DIV/0! | #DIV/0! | #DIV/0! | #DIV/0! | #DIV/0! | #DIV/0! |  |  |  | #DIV/0! | #DIV/0! | #DIV/0! | kWh | #DIV/0!
0.1 | 0.05 | 0 | #DIV/0! | #DIV/0! | #DIV/0! | #DIV/0! | #DIV/0! | #DIV/0! | #DIV/0! | #DIV/0! | #DIV/0! | #DIV/0! |  |  |  | #DIV/0! | #DIV/0! | #DIV/0! | kWh | #DIV/0!
0.2 | 0.1 | 0 | #DIV/0! | #DIV/0! | #DIV/0! | #DIV/0! | #DIV/0! | #DIV/0! | #DIV/0! | #DIV/0! | #DIV/0! | #DIV/0! |  |  |  | #DIV/0! | #DIV/0! | #DIV/0! | kWh | #DIV/0!
0.3 | 0.1 | 0 | #DIV/0! | #DIV/0! | #DIV/0! | #DIV/0! | #DIV/0! | #DIV/0! | #DIV/0! | #DIV/0! | #DIV/0! | #DIV/0! |  |  |  | #DIV/0! | #DIV/0! | #DIV/0! | kWh | #DIV/0!
0.4 | 0.1 | 0 | #DIV/0! | #DIV/0! | #DIV/0! | #DIV/0! | #DIV/0! | #DIV/0! | #DIV/0! | #DIV/0! | #DIV/0! | #DIV/0! |  |  |  | #DIV/0! | #DIV/0! | #DIV/0! | kWh | #DIV/0!
0.5 | 0.1 | 0 | #DIV/0! | #DIV/0! | #DIV/0! | #DIV/0! | #DIV/0! | #DIV/0! | #DIV/0! | #DIV/0! | #DIV/0! | #DIV/0! |  |  |  | #DIV/0! | #DIV/0! | #DIV/0! | kWh | #DIV/0!
0.6 | 0.1 | 0 | #DIV/0! | #DIV/0! | #DIV/0! | #DIV/0! | #DIV/0! | #DIV/0! | #DIV/0! | #DIV/0! | #DIV/0! | #DIV/0! |  |  |  | #DIV/0! | #DIV/0! | #DIV/0! | kWh | #DIV/0!
0.7 | 0.1 | 0 | #DIV/0! | #DIV/0! | #DIV/0! | #DIV/0! | #DIV/0! | #DIV/0! | #DIV/0! | #DIV/0! | #DIV/0! | #DIV/0! |  |  |  | #DIV/0! | #DIV/0! | #DIV/0! | kWh | #DIV/0!
0.8 | 0.1 | 0 | #DIV/0! | #DIV/0! | #DIV/0! | #DIV/0! | #DIV/0! | #DIV/0! | #DIV/0! | #DIV/0! | #DIV/0! | #DIV/0! |  |  |  | #DIV/0! | #DIV/0! | #DIV/0! | kWh | #DIV/0!
0.9 | 0.1 | 0 | #DIV/0! | #DIV/0! | #DIV/0! | #DIV/0! | #DIV/0! | #DIV/0! | #DIV/0! | #DIV/0! | #DIV/0! | #DIV/0! |  |  |  | #DIV/0! | #DIV/0! | #DIV/0! | kWh | #DIV/0!
0.95 | 0.05 | 0 | #DIV/0! | #DIV/0! | #DIV/0! | #DIV/0! | #DIV/0! | #DIV/0! | #DIV/0! | #DIV/0! | #DIV/0! | #DIV/0! |  |  |  | #DIV/0! | #DIV/0! | #DIV/0! | kWh | #DIV/0!
0.99 | 0.04 | 0 | #DIV/0! | #DIV/0! | #DIV/0! | #DIV/0! | #DIV/0! | #DIV/0! | #DIV/0! | #DIV/0! | #DIV/0! | #DIV/0! |  |  |  | #DIV/0! | #DIV/0! | #DIV/0! | kWh | #DIV/0!
1 | 0.01 | 0 | #DIV/0! | #DIV/0! | #DIV/0! | #DIV/0! | #DIV/0! | #DIV/0! | #DIV/0! | #DIV/0! | #DIV/0! | #DIV/0! |  |  |  | #DIV/0! | #DIV/0! | #DIV/0! | kWh | #DIV/0!
[5 empty] | June: mean; July: #DIV/0!; Aug: #DIV/0! |  | #DIV/0! | #DIV/0! | #DIV/0!
Exceed | Prob of any flow | Sept | [15 empty] | 30
Prob. | occurring | flow | value | U(m/s) | Jan: Re; Feb: Colebrook iterations; May: friction coef; June: hf (m); July: Power; Aug: Output
0.05 | 0.05 | 0 | #DIV/0! | #DIV/0! | #DIV/0! | #DIV/0! | #DIV/0! | #DIV/0! | #DIV/0! | #DIV/0! | #DIV/0! | #DIV/0! |  |  |  | #DIV/0! | #DIV/0! | #DIV/0! | kWh | #DIV/0!
0.1 | 0.05 | 0 | #DIV/0! | #DIV/0! | #DIV/0! | #DIV/0! | #DIV/0! | #DIV/0! | #DIV/0! | #DIV/0! | #DIV/0! | #DIV/0! |  |  |  | #DIV/0! | #DIV/0! | #DIV/0! | kWh | #DIV/0!
0.2 | 0.1 | 0 | #DIV/0! | #DIV/0! | #DIV/0! | #DIV/0! | #DIV/0! | #DIV/0! | #DIV/0! | #DIV/0! | #DIV/0! | #DIV/0! |  |  |  | #DIV/0! | #DIV/0! | #DIV/0! | kWh | #DIV/0!
0.3 | 0.1 | 0 | #DIV/0! | #DIV/0! | #DIV/0! | #DIV/0! | #DIV/0! | #DIV/0! | #DIV/0! | #DIV/0! | #DIV/0! | #DIV/0! |  |  |  | #DIV/0! | #DIV/0! | #DIV/0! | kWh | #DIV/0!
0.4 | 0.1 | 0 | #DIV/0! | #DIV/0! | #DIV/0! | #DIV/0! | #DIV/0! | #DIV/0! | #DIV/0! | #DIV/0! | #DIV/0! | #DIV/0! |  |  |  | #DIV/0! | #DIV/0! | #DIV/0! | kWh | #DIV/0!
0.5 | 0.1 | 0 | #DIV/0! | #DIV/0! | #DIV/0! | #DIV/0! | #DIV/0! | #DIV/0! | #DIV/0! | #DIV/0! | #DIV/0! | #DIV/0! |  |  |  | #DIV/0! | #DIV/0! | #DIV/0! | kWh | #DIV/0!
0.6 | 0.1 | 0 | #DIV/0! | #DIV/0! | #DIV/0! | #DIV/0! | #DIV/0! | #DIV/0! | #DIV/0! | #DIV/0! | #DIV/0! | #DIV/0! |  |  |  | #DIV/0! | #DIV/0! | #DIV/0! | kWh | #DIV/0!
0.7 | 0.1 | 0 | #DIV/0! | #DIV/0! | #DIV/0! | #DIV/0! | #DIV/0! | #DIV/0! | #DIV/0! | #DIV/0! | #DIV/0! | #DIV/0! |  |  |  | #DIV/0! | #DIV/0! | #DIV/0! | kWh | #DIV/0!
0.8 | 0.1 | 0 | #DIV/0! | #DIV/0! | #DIV/0! | #DIV/0! | #DIV/0! | #DIV/0! | #DIV/0! | #DIV/0! | #DIV/0! | #DIV/0! |  |  |  | #DIV/0! | #DIV/0! | #DIV/0! | kWh | #DIV/0!
0.9 | 0.1 | 0 | #DIV/0! | #DIV/0! | #DIV/0! | #DIV/0! | #DIV/0! | #DIV/0! | #DIV/0! | #DIV/0! | #DIV/0! | #DIV/0! |  |  |  | #DIV/0! | #DIV/0! | #DIV/0! | kWh | #DIV/0!
0.95 | 0.05 | 0 | #DIV/0! | #DIV/0! | #DIV/0! | #DIV/0! | #DIV/0! | #DIV/0! | #DIV/0! | #DIV/0! | #DIV/0! | #DIV/0! |  |  |  | #DIV/0! | #DIV/0! | #DIV/0! | kWh | #DIV/0!
0.99 | 0.04 | 0 | #DIV/0! | #DIV/0! | #DIV/0! | #DIV/0! | #DIV/0! | #DIV/0! | #DIV/0! | #DIV/0! | #DIV/0! | #DIV/0! |  |  |  | #DIV/0! | #DIV/0! | #DIV/0! | kWh | #DIV/0!
1 | 0.01 | 0 | #DIV/0! | #DIV/0! | #DIV/0! | #DIV/0! | #DIV/0! | #DIV/0! | #DIV/0! | #DIV/0! | #DIV/0! | #DIV/0! |  |  |  | #DIV/0! | #DIV/0! | #DIV/0! | kWh | #DIV/0!
[5 empty] | June: mean; July: #DIV/0!; Aug: #DIV/0! |  | #DIV/0! | #DIV/0! | #DIV/0!
Exceed | Prob of any flow | Oct | [15 empty] | 31
Prob. | occurring | flow | value | U(m/s) | Jan: Re; Feb: Colebrook iterations; May: friction coef; June: hf (m); July: Power; Aug: Output
0.05 | 0.05 | 0 | #DIV/0! | #DIV/0! | #DIV/0! | #DIV/0! | #DIV/0! | #DIV/0! | #DIV/0! | #DIV/0! | #DIV/0! | #DIV/0! |  |  |  | #DIV/0! | #DIV/0! | #DIV/0! | kWh | #DIV/0!
0.1 | 0.05 | 0 | #DIV/0! | #DIV/0! | #DIV/0! | #DIV/0! | #DIV/0! | #DIV/0! | #DIV/0! | #DIV/0! | #DIV/0! | #DIV/0! |  |  |  | #DIV/0! | #DIV/0! | #DIV/0! | kWh | #DIV/0!
0.2 | 0.1 | 0 | #DIV/0! | #DIV/0! | #DIV/0! | #DIV/0! | #DIV/0! | #DIV/0! | #DIV/0! | #DIV/0! | #DIV/0! | #DIV/0! |  |  |  | #DIV/0! | #DIV/0! | #DIV/0! | kWh | #DIV/0!
0.3 | 0.1 | 0 | #DIV/0! | #DIV/0! | #DIV/0! | #DIV/0! | #DIV/0! | #DIV/0! | #DIV/0! | #DIV/0! | #DIV/0! | #DIV/0! |  |  |  | #DIV/0! | #DIV/0! | #DIV/0! | kWh | #DIV/0!
0.4 | 0.1 | 0 | #DIV/0! | #DIV/0! | #DIV/0! | #DIV/0! | #DIV/0! | #DIV/0! | #DIV/0! | #DIV/0! | #DIV/0! | #DIV/0! |  |  |  | #DIV/0! | #DIV/0! | #DIV/0! | kWh | #DIV/0!
0.5 | 0.1 | 0 | #DIV/0! | #DIV/0! | #DIV/0! | #DIV/0! | #DIV/0! | #DIV/0! | #DIV/0! | #DIV/0! | #DIV/0! | #DIV/0! |  |  |  | #DIV/0! | #DIV/0! | #DIV/0! | kWh | #DIV/0!
0.6 | 0.1 | 0 | #DIV/0! | #DIV/0! | #DIV/0! | #DIV/0! | #DIV/0! | #DIV/0! | #DIV/0! | #DIV/0! | #DIV/0! | #DIV/0! |  |  |  | #DIV/0! | #DIV/0! | #DIV/0! | kWh | #DIV/0!
0.7 | 0.1 | 0 | #DIV/0! | #DIV/0! | #DIV/0! | #DIV/0! | #DIV/0! | #DIV/0! | #DIV/0! | #DIV/0! | #DIV/0! | #DIV/0! |  |  |  | #DIV/0! | #DIV/0! | #DIV/0! | kWh | #DIV/0!
0.8 | 0.1 | 0 | #DIV/0! | #DIV/0! | #DIV/0! | #DIV/0! | #DIV/0! | #DIV/0! | #DIV/0! | #DIV/0! | #DIV/0! | #DIV/0! |  |  |  | #DIV/0! | #DIV/0! | #DIV/0! | kWh | #DIV/0!
0.9 | 0.1 | 0 | #DIV/0! | #DIV/0! | #DIV/0! | #DIV/0! | #DIV/0! | #DIV/0! | #DIV/0! | #DIV/0! | #DIV/0! | #DIV/0! |  |  |  | #DIV/0! | #DIV/0! | #DIV/0! | kWh | #DIV/0!
0.95 | 0.05 | 0 | #DIV/0! | #DIV/0! | #DIV/0! | #DIV/0! | #DIV/0! | #DIV/0! | #DIV/0! | #DIV/0! | #DIV/0! | #DIV/0! |  |  |  | #DIV/0! | #DIV/0! | #DIV/0! | kWh | #DIV/0!
0.99 | 0.04 | 0 | #DIV/0! | #DIV/0! | #DIV/0! | #DIV/0! | #DIV/0! | #DIV/0! | #DIV/0! | #DIV/0! | #DIV/0! | #DIV/0! |  |  |  | #DIV/0! | #DIV/0! | #DIV/0! | kWh | #DIV/0!
1 | 0.01 | 0 | #DIV/0! | #DIV/0! | #DIV/0! | #DIV/0! | #DIV/0! | #DIV/0! | #DIV/0! | #DIV/0! | #DIV/0! | #DIV/0! |  |  |  | #DIV/0! | #DIV/0! | #DIV/0! | kWh | #DIV/0!
[5 empty] | June: mean; July: #DIV/0!; Aug: #DIV/0! |  | #DIV/0! | #DIV/0! | #DIV/0!
Exceed | Prob of any flow | Nov | [15 empty] | 30
Prob. | occurring | flow | value | U(m/s) | Jan: Re; Feb: Colebrook iterations; May: friction coef; June: hf (m); July: Power; Aug: Output
0.05 | 0.05 | 0 | #DIV/0! | #DIV/0! | #DIV/0! | #DIV/0! | #DIV/0! | #DIV/0! | #DIV/0! | #DIV/0! | #DIV/0! | #DIV/0! |  |  |  | #DIV/0! | #DIV/0! | #DIV/0! | kWh | #DIV/0!
0.1 | 0.05 | 0 | #DIV/0! | #DIV/0! | #DIV/0! | #DIV/0! | #DIV/0! | #DIV/0! | #DIV/0! | #DIV/0! | #DIV/0! | #DIV/0! |  |  |  | #DIV/0! | #DIV/0! | #DIV/0! | kWh | #DIV/0!
0.2 | 0.1 | 0 | #DIV/0! | #DIV/0! | #DIV/0! | #DIV/0! | #DIV/0! | #DIV/0! | #DIV/0! | #DIV/0! | #DIV/0! | #DIV/0! |  |  |  | #DIV/0! | #DIV/0! | #DIV/0! | kWh | #DIV/0!
0.3 | 0.1 | 0 | #DIV/0! | #DIV/0! | #DIV/0! | #DIV/0! | #DIV/0! | #DIV/0! | #DIV/0! | #DIV/0! | #DIV/0! | #DIV/0! |  |  |  | #DIV/0! | #DIV/0! | #DIV/0! | kWh | #DIV/0!
0.4 | 0.1 | 0 | #DIV/0! | #DIV/0! | #DIV/0! | #DIV/0! | #DIV/0! | #DIV/0! | #DIV/0! | #DIV/0! | #DIV/0! | #DIV/0! |  |  |  | #DIV/0! | #DIV/0! | #DIV/0! | kWh | #DIV/0!
0.5 | 0.1 | 0 | #DIV/0! | #DIV/0! | #DIV/0! | #DIV/0! | #DIV/0! | #DIV/0! | #DIV/0! | #DIV/0! | #DIV/0! | #DIV/0! |  |  |  | #DIV/0! | #DIV/0! | #DIV/0! | kWh | #DIV/0!
0.6 | 0.1 | 0 | #DIV/0! | #DIV/0! | #DIV/0! | #DIV/0! | #DIV/0! | #DIV/0! | #DIV/0! | #DIV/0! | #DIV/0! | #DIV/0! |  |  |  | #DIV/0! | #DIV/0! | #DIV/0! | kWh | #DIV/0!
0.7 | 0.1 | 0 | #DIV/0! | #DIV/0! | #DIV/0! | #DIV/0! | #DIV/0! | #DIV/0! | #DIV/0! | #DIV/0! | #DIV/0! | #DIV/0! |  |  |  | #DIV/0! | #DIV/0! | #DIV/0! | kWh | #DIV/0!
0.8 | 0.1 | 0 | #DIV/0! | #DIV/0! | #DIV/0! | #DIV/0! | #DIV/0! | #DIV/0! | #DIV/0! | #DIV/0! | #DIV/0! | #DIV/0! |  |  |  | #DIV/0! | #DIV/0! | #DIV/0! | kWh | #DIV/0!
0.9 | 0.1 | 0 | #DIV/0! | #DIV/0! | #DIV/0! | #DIV/0! | #DIV/0! | #DIV/0! | #DIV/0! | #DIV/0! | #DIV/0! | #DIV/0! |  |  |  | #DIV/0! | #DIV/0! | #DIV/0! | kWh | #DIV/0!
0.95 | 0.05 | 0 | #DIV/0! | #DIV/0! | #DIV/0! | #DIV/0! | #DIV/0! | #DIV/0! | #DIV/0! | #DIV/0! | #DIV/0! | #DIV/0! |  |  |  | #DIV/0! | #DIV/0! | #DIV/0! | kWh | #DIV/0!
0.99 | 0.04 | 0 | #DIV/0! | #DIV/0! | #DIV/0! | #DIV/0! | #DIV/0! | #DIV/0! | #DIV/0! | #DIV/0! | #DIV/0! | #DIV/0! |  |  |  | #DIV/0! | #DIV/0! | #DIV/0! | kWh | #DIV/0!
1 | 0.01 | 0 | #DIV/0! | #DIV/0! | #DIV/0! | #DIV/0! | #DIV/0! | #DIV/0! | #DIV/0! | #DIV/0! | #DIV/0! | #DIV/0! |  |  |  | #DIV/0! | #DIV/0! | #DIV/0! | kWh | #DIV/0!
[5 empty] | June: mean; July: #DIV/0!; Aug: #DIV/0! |  | #DIV/0! | #DIV/0! | #DIV/0!
Exceed | Prob of any flow | Dec | [15 empty] | 31
Prob. | occurring | flow | value | U(m/s) | Jan: Re; Feb: Colebrook iterations; May: friction coef; June: hf (m); July: Power; Aug: Output
0.05 | 0.05 | 0 | #DIV/0! | #DIV/0! | #DIV/0! | #DIV/0! | #DIV/0! | #DIV/0! | #DIV/0! | #DIV/0! | #DIV/0! | #DIV/0! |  |  |  | #DIV/0! | #DIV/0! | #DIV/0! | kWh | #DIV/0!
0.1 | 0.05 | 0 | #DIV/0! | #DIV/0! | #DIV/0! | #DIV/0! | #DIV/0! | #DIV/0! | #DIV/0! | #DIV/0! | #DIV/0! | #DIV/0! |  |  |  | #DIV/0! | #DIV/0! | #DIV/0! | kWh | #DIV/0!
0.2 | 0.1 | 0 | #DIV/0! | #DIV/0! | #DIV/0! | #DIV/0! | #DIV/0! | #DIV/0! | #DIV/0! | #DIV/0! | #DIV/0! | #DIV/0! |  |  |  | #DIV/0! | #DIV/0! | #DIV/0! | kWh | #DIV/0!
0.3 | 0.1 | 0 | #DIV/0! | #DIV/0! | #DIV/0! | #DIV/0! | #DIV/0! | #DIV/0! | #DIV/0! | #DIV/0! | #DIV/0! | #DIV/0! |  |  |  | #DIV/0! | #DIV/0! | #DIV/0! | kWh | #DIV/0!
0.4 | 0.1 | 0 | #DIV/0! | #DIV/0! | #DIV/0! | #DIV/0! | #DIV/0! | #DIV/0! | #DIV/0! | #DIV/0! | #DIV/0! | #DIV/0! |  |  |  | #DIV/0! | #DIV/0! | #DIV/0! | kWh | #DIV/0!
0.5 | 0.1 | 0 | #DIV/0! | #DIV/0! | #DIV/0! | #DIV/0! | #DIV/0! | #DIV/0! | #DIV/0! | #DIV/0! | #DIV/0! | #DIV/0! |  |  |  | #DIV/0! | #DIV/0! | #DIV/0! | kWh | #DIV/0!
0.6 | 0.1 | 0 | #DIV/0! | #DIV/0! | #DIV/0! | #DIV/0! | #DIV/0! | #DIV/0! | #DIV/0! | #DIV/0! | #DIV/0! | #DIV/0! |  |  |  | #DIV/0! | #DIV/0! | #DIV/0! | kWh | #DIV/0!
0.7 | 0.1 | 0 | #DIV/0! | #DIV/0! | #DIV/0! | #DIV/0! | #DIV/0! | #DIV/0! | #DIV/0! | #DIV/0! | #DIV/0! | #DIV/0! |  |  |  | #DIV/0! | #DIV/0! | #DIV/0! | kWh | #DIV/0!
0.8 | 0.1 | 0 | #DIV/0! | #DIV/0! | #DIV/0! | #DIV/0! | #DIV/0! | #DIV/0! | #DIV/0! | #DIV/0! | #DIV/0! | #DIV/0! |  |  |  | #DIV/0! | #DIV/0! | #DIV/0! | kWh | #DIV/0!
0.9 | 0.1 | 0 | #DIV/0! | #DIV/0! | #DIV/0! | #DIV/0! | #DIV/0! | #DIV/0! | #DIV/0! | #DIV/0! | #DIV/0! | #DIV/0! |  |  |  | #DIV/0! | #DIV/0! | #DIV/0! | kWh | #DIV/0!
0.95 | 0.05 | 0 | #DIV/0! | #DIV/0! | #DIV/0! | #DIV/0! | #DIV/0! | #DIV/0! | #DIV/0! | #DIV/0! | #DIV/0! | #DIV/0! |  |  |  | #DIV/0! | #DIV/0! | #DIV/0! | kWh | #DIV/0!
0.99 | 0.04 | 0 | #DIV/0! | #DIV/0! | #DIV/0! | #DIV/0! | #DIV/0! | #DIV/0! | #DIV/0! | #DIV/0! | #DIV/0! | #DIV/0! |  |  |  | #DIV/0! | #DIV/0! | #DIV/0! | kWh | #DIV/0!
1 | 0.01 | 0 | #DIV/0! | #DIV/0! | #DIV/0! | #DIV/0! | #DIV/0! | #DIV/0! | #DIV/0! | #DIV/0! | #DIV/0! | #DIV/0! |  |  |  | #DIV/0! | #DIV/0! | #DIV/0! | kWh | #DIV/0!
[5 empty] | June: mean; July: #DIV/0!; Aug: #DIV/0! |  | #DIV/0! | #DIV/0! | #DIV/0!
|  | Output | Days | Value | [13 empty] | kWh
| Jan | #DIV/0! | 31 | #DIV/0! | [12 empty] | TOTAL | #DIV/0! | #DIV/0!
| Feb | #DIV/0! | 28 | #DIV/0! | [12 empty] | Average | #DIV/0!
| Mar | #DIV/0! | 31 | #DIV/0!
| Apr | #DIV/0! | 30 | #DIV/0! | [13 empty] | Output | Days | Value
| May | #DIV/0! | 31 | #DIV/0! | [12 empty] | Jan | #DIV/0! | 31 | #DIV/0!
| Jun | #DIV/0! | 30 | #DIV/0! | [12 empty] | Feb | #DIV/0! | 28 | #DIV/0!
| Jul | #DIV/0! | 20 | #DIV/0! | [12 empty] | Mar | #DIV/0! | 31 | #DIV/0!
| Aug | #DIV/0! | 20 | #DIV/0! | [12 empty] | Apr | #DIV/0! | 30 | #DIV/0!
| Sep | #DIV/0! | 30 | #DIV/0! | [12 empty] | May | #DIV/0! | 31 | #DIV/0!
| Oct | #DIV/0! | 31 | #DIV/0! | [12 empty] | Jun | #DIV/0! | 30 | #DIV/0!
| Nov | #DIV/0! | 30 | #DIV/0! | [12 empty] | Jul | #DIV/0! | 20 | #DIV/0!
| Dec | #DIV/0! | 31 | #DIV/0! | [12 empty] | Aug | #DIV/0! | 20 | #DIV/0!
|  |  | TOTAL | #DIV/0! | [12 empty] | Sep | #DIV/0! | 30 | #DIV/0!
|  |  | d/time 2% | #DIV/0! | [12 empty] | Oct | #DIV/0! | 31 | #DIV/0!
|  |  | av hour | #DIV/0! | [12 empty] | Nov | #DIV/0! | 30 | #DIV/0! | bar: Jan
[17 empty] | Dec | #DIV/0! | 31 | #DIV/0!
[19 empty] | TOTAL | #DIV/0!
[19 empty] | d/time 2% | #DIV/0!
[19 empty] | av hour | #DIV/0!

## Costs (hidden)
Daimeter (m) | Diameter (mm) | Estimated Cost per m (£)
0.01 | 10 | 40.012
0.02 | 20 | 41.889
0.03 | 30 | 43.766
0.04 | 40 | 45.643
0.05 | 50 | 47.52
0.06 | 60 | 49.397
0.07 | 70 | 51.274
0.08 | 80 | 53.151
0.09 | 90 | 55.028
0.1 | 100 | 56.905
0.11 | 110 | 58.782
0.12 | 120 | 60.659
0.13 | 130 | 62.536
0.14 | 140 | 64.413
0.15 | 150 | 66.29
0.16 | 160 | 68.167
0.17 | 170 | 70.044
0.18 | 180 | 71.921
0.19 | 190 | 73.798
0.2 | 200 | 75.675
0.21 | 210 | 77.552
0.22 | 220 | 79.429
0.23 | 230 | 81.306
0.24 | 240 | 83.183
0.25 | 250 | 85.06
0.26 | 260 | 86.937
0.27 | 270 | 88.814
0.28 | 280 | 90.691
0.29 | 290 | 92.568
0.3 | 300 | 94.445
0.31 | 310 | 96.322
0.32 | 320 | 98.199
0.33 | 330 | 100.076
0.34 | 340 | 101.953
0.35 | 350 | 103.83
0.36 | 360 | 105.707
0.37 | 370 | 107.584
0.38 | 380 | 109.461
0.39 | 390 | 111.338
0.4 | 400 | 113.215
0.41 | 410 | 115.092
0.42 | 420 | 116.969
0.43 | 430 | 118.846
0.44 | 440 | 120.723
0.45 | 450 | 122.6
0.46 | 460 | 124.477
0.47 | 470 | 126.354
0.48 | 480 | 128.231
0.49 | 490 | 130.108
0.5 | 500 | 131.985
0.51 | 510 | 133.862
0.52 | 520 | 135.739
0.53 | 530 | 137.616
0.54 | 540 | 139.493
0.55 | 550 | 141.37
0.56 | 560 | 143.247
0.57 | 570 | 145.124
0.58 | 580 | 147.001
0.59 | 590 | 148.878
0.6 | 600 | 150.755
0.61 | 610 | 152.632
0.62 | 620 | 154.509
0.63 | 630 | 156.386
0.64 | 640 | 158.263
0.65 | 650 | 160.14
0.66 | 660 | 162.017
0.67 | 670 | 163.894
0.68 | 680 | 165.771
0.69 | 690 | 167.648
0.7 | 700 | 169.525
0.71 | 710 | 171.402
0.72 | 720 | 173.279
0.73 | 730 | 175.156
0.74 | 740 | 177.033
0.75 | 750 | 178.91
0.76 | 760 | 180.787
0.77 | 770 | 182.664
0.78 | 780 | 184.541
0.79 | 790 | 186.418
0.8 | 800 | 188.295
0.81 | 810 | 190.172
0.82 | 820 | 192.049
0.83 | 830 | 193.926
0.84 | 840 | 195.803
0.85 | 850 | 197.68
0.86 | 860 | 199.557
0.87 | 870 | 201.434
0.88 | 880 | 203.311
0.89 | 890 | 205.188
0.9 | 900 | 207.065
0.91 | 910 | 208.942
0.92 | 920 | 210.819
0.93 | 930 | 212.696
0.94 | 940 | 214.573
0.95 | 950 | 216.45
0.96 | 960 | 218.327
0.97 | 970 | 220.204
0.98 | 980 | 222.081
0.99 | 990 | 223.958
1 | 1000 | 225.835

## Transmission (hidden)
Transmission options analysis – Glen Almond |  |  | These figures are ball park and from a number of sources. Some are direct from contractors, others from engineers.
11Kv | Distance |  | 33Kv | Distance
Underground Cabling | 0 | 115000 | Underground cabling | 0 | 165000
Overground Cabling | 0 | 40000 | Overground Cabling | 0 | 60000
Switchgear |  | 100000 | Switchgear |  | 150000
Pole Transformer |  | 40000 | Pole Transformer |  | 50000
| 0 | 0 |  | 0 | 0
|  |  | Total 11kV+33kV |  | 0