## Read Me First
WP Marine-Tidal Phasing Tool
Description of Tidal Phasing Tool
This tool has been designed to allow users to investigate the possibility of phasing tidal energy devices at different areas throughout Scotland. The user will be able to investigate up to 6 sites in total and can change various parameters depending on
the type of technology they want to deploy in those areas
| Site | Area | Latitude | Longitude | Depth (m) | Admiralty Tidal Charts |  | Proudman Oceangraphic Laboratory Data |  | Own Data Within Given Area
[6 empty] | Average Spring Velocity (m/s) | Average Neap Velocity (m/s) | Average Spring Velocity (m/s) | Average Neap Velocity (m/s) | Average Spring Velocity (m/s) | Average Neap Velocity (m/s)
| 1 | Yell Sound North | 60.6957 | -1.4125 | 35 | 0.58912 | 0.29258 | 0.33 | 0.17 | 0.33 | 0.17
| 2 | Yell Sound South | 60.4583 | -1.4875 | 12 | 0.74728 | 0.13443 | 0.03 | 0.01 | 0.03 | 0.01
| 3 | Sumburgh | 59.8583 | -1.4125 | 35 | 0.85798 | 0.46655 | 1.68 | 0.68 | 1.68 | 0.68
| 4 | North Sanday | 59.325 | -2.4375 | 16 | 0.86194 | 0.4626 | 2.79 | 1.52 | 2.79 | 1.52
| 5 | Westray | 59.341 | -2.9125 | 16 | 0.7196 | 0.43097 | 1.11 | 0.62 | 1.11 | 0.62
| 6 | Eday | 59.2083 | -2.8875 | 27 | 1.1015 | 0.62075 | 1.58 | 0.85 | 1.58 | 0.85
| 7 | Pentland Firth 1 | 58.7083 | -3.0063 | 67 | 3.254 | 1.7911 | 3.86 | 1.88 | 3.86 | 1.88
| 8 | Pentland Firth 2 | 58.7808 | -3.3375 | 85 | 2.2379 | 1.281 | 2.39 | 1.19 | 2.39 | 1.19
| 9 | Kearvaig | 58.6416 | -5.0375 | 32 | 0.51795 | 0.28072 | 1.16 | 0.61 | 1.16 | 0.61
| 10 | Port of Ness | 58.5083 | -6.1875 | 24 | 0.33212 | 0.17792 | 0.74 | 0.3 | 0.74 | 0.3
| 11 | Melton Charles | 57.875 | -5.8375 | 45 | 0.21746 | 0.12257 | 0.5 | 0.24 | 0.5 | 0.24
| 12 | Duntulm | 57.725 | -6.437 | 19 | 0.68402 | 0.39934 | 1.23 | 0.71 | 1.23 | 0.71
| 13 | Sound of Sleat | 57.0583 | -5.8375 | 17 | 2.23 | 1.2138 | 0.12 | 0.05 | 0.12 | 0.05
| 14 | South Sanday | 57.075 | -6.4625 | 26 | 0.20955 | 0.11466 | 0.54 | 0.26 | 0.54 | 0.26
| 15 | Port Mor | 56.8583 | -6.2652 | 18 | 0.25305 | 0.17397 | 0.47 | 0.2 | 0.47 | 0.2
| 16 | Sound of Coll | 56.625 | -6.4125 | 46 | 0.39143 | 0.22142 | 0.81 | 0.41 | 0.81 | 0.41
| 17 | Sound of Mull 1 | 56.3917 | -5.6125 | 56 | 0.4112 | 0.14234 | 0.99 | 0.42 | 0.99 | 0.42
| 18 | Sound of Mull 2 | 56.3003 | -56.7875 | 10 | 1.0082 | 0.42702 | 0.42 | 0.18 | 0.42 | 0.18
| 19 | Firth of Lorn | 56.2083 | -5.865 | 23 | 0.72355 | 0.29654 | 0.26 | 0.12 | 0.26 | 0.12
| 20 | Sound of Islay | 55.8083 | -6.0875 | 10 | 0.26491 | 0.13838 | 2.88 | 1.65 | 2.88 | 1.65
| 21 | Port Wemyss | 55.6583 | -6.5625 | 29 | 1.0715 | 0.59703 | 2.58 | 1.47 | 2.58 | 1.47
| 22 | High Kell | 55.2916 | -5.6125 | 18 | 1.0557 | 0.57331 | 1.43 | 0.8 | 1.43 | 0.8
| 23 | Port Partrick | 54.7916 | -5.1375 | 64 | 1.1071 | 0.64448 | 0.94 | 0.46 | 0.94 | 0.46

## Site Details
WP Marine-Tidal Phasing Tool
|  |  |  | Source of Data | Baseload Power Output (MW) | Total Installed Capacity (MW) | Total Energy Output (MWh) | Capacity Factor | Total Predictable Energy (MWh) | % of Scottish Electricity Demand
| Admiralty Tidal Charts |  |  | Proudman Oceanographic Laboratory | 24.3687 | 150 | 71476.6169 | 0.66182 | 53931.1538 | 0.17601
Proudman Oceanographic Laboratory
Own Selection
|  |  |  | SITE NUMBER | SITE SELECTION | Number of Turbines | Maximum Power Output (kW) | Performance Coefficient (Cp) | Turbine Diameter (m)
| NONE | 0 |  | 1 | North Sanday | 100 | 250 | 0.45 | 20
| Yell Sound-North | 1080 | 75 | 2 | Sound of Islay | 100 | 250 | 0.45 | 20
| Yell Sound South | 40 | 150 | 3 | Sound of Coll | 100 | 250 | 0.45 | 20
| Sumburgh | 7540 | 250 | 4 | High Kell | 100 | 250 | 0.45 | 50
| North Sanday | 1080 | 500 | 5 | Pentland Firth 1 | 100 | 250 | 0.45 | 20
| Westray | 36 | 1000 | 6 | Sumburgh | 100 | 250 | 0.45 | 20
| Eday | 1824 | 3000
| Pentland Firth 1 | 7 | 5000
| Pentland Firth 2 | 8 | 10
| Kearvaig | 9 | 20
| Port of Ness | 10 | 30
| Melton Charles | 11 | 40
| Duntulm | 12 | 50
| Sound of Sleat | 13
| South Sanday | 14 | 0.35
| Port Mor | 15 | 0.36
| Sound of Coll | 16 | 0.37
| Sound of Mull 1 | 17 | 0.38
| Sound of Mull 2 | 18 | 0.39
| Firth of Lorn | 19 | 0.4
| Sound of Islay | 20 | 0.41
| Port Wemyss | 21 | 0.42
| High Kell | 22 | 0.43
| Port Partrick | 23 | 0.44
|  | 24 | 0.45
25
26
27
28
29
30
31
32
33
34
35
36
37
38
39
40
41
42
43
44
45
46
47
48
49
50
51
52
53
54
55
56
57
58
59
60
61
62
63
64
65
66
67
68
69
70
71
72
73
74
75
76
77
78
79
80
81
82
83
84
85
86
87
88
89
90
91
92
93
94
95
96
97
98
99
100
101
102
103
104
105
106
107
108
109
110
111
112
113
114
115
116
117
118
119
120
121
122
123
124
125
126
127
128
129
130
131
132
133
134
135
136
137
138
139
140
141
142
143
144
145
146
147
148
149
150
151
152
153
154
155
156
157
158
159
160
161
162
163
164
165
166
167
168
169
170
171
172
173
174
175
176
177
178
179
180
181
182
183
184
185
186
187
188
189
190
191
192
193
194
195
196
197
198
199
200
201
202
203
204
205
206
207
208
209
210
211
212
213
214
215
216
217
218
219
220
221
222
223
224
225
226
227
228
229
230
231
232
233
234
235
236
237
238
239
240
241
242
243
244
245
246
247
248
249
250
251
252
253
254
255
256
257
258
259
260
261
262
263
264
265
266
267
268
269
270
271
272
273
274
275
276
277
278
279
280
281
282
283
284
285
286
287
288
289
290
291
292
293
294
295
296
297
298
299
300
3000
Note on F7: Recommendation: The source of data is the source from which the average velocity profile for each site is created. The user has the choice to select data from data sources such as Admiralty Tidal Charts, data from the Proudman Oceanographic Laboratory or to input their own data for Average Spring and Neap Velocities.
Note on F9: Recommendation: Please select from Admiralty Charts, data from the Proudman Oceangraphic Laboratory or your own tidal data
Note on G7: Recommendation: This is the total amount of power (MWh) the selected sites can guarantee for a month.
Note on G13: Recommendation: Please select the area in which you want to deploy your turbines. The areas are shown in the 'Read Me First' Tab
Note on H13: Recommendation: Please select a value between 0-300 for the number of turbines at each site
Note on I7: Recommendation: This is the Total Power Output (MWh) for a 30 day month for the phased tidal sites
Note on I13: Recommendation: Please selext the size of turbine you would like to deploy at all sites. The range is from 75kW to 5MW
Note on J7: Recommendation: This is the capacity factor of the chosen phased sites
Note on J13: Recommendation: Please select the performance coefficient (Cp) for your turbine at each site
Note on K7: Recommendations: The firm power is the total amount of predictable power available in a month over and above the baseload power output.
Note on K13: Recommendation: Please select the rotor diameter of the turbine at each site

## Site Characteristics (hidden)
SPRING TIDE | UNITS | 0:00 | 1:00 | 2:00 | 3:00 | 4:00 | 5:00 | 6:00 | 7:00 | 8:00 | 9:00 | 10:00 | 11:00 | 12:00 | Average Velocity (m/s) | Admiralty Chart Average (m/s) | GIS Average (m/s) | 0:00 | 1:00 | 2:00 | 3:00 | 4:00 | 5:00 | 6:00 | 7:00 | 8:00 | 9:00 | 10:00 | 11:00 | 12:00
Yell Sound-North | Vspring (m/s) | 0.48946 | 0.086376 | 0.086376 | 0.3455 | 0.43188 | 0.40309 | 0.28792 | 0.086376 | 0.14396 | 0.11517 | 0.57584 | 0.63342 | 0.60463 | 0.33 | 0.58912 | 0.33 | 1.4832 | 0.26174 | 0.26174 | 1.047 | 1.3087 | 1.2215 | 0.87248 | 0.26174 | 0.43624 | 0.34899 | 1.745 | 1.9195 | 1.8322
Yell Sound South | Vspring (m/s) | 0.030952 | 0.020635 | 0.026825 | 0.028889 | 0.022698 | 0.014444 | 0.0061905 | 0.012381 | 0.026825 | 0.051587 | 0.051587 | 0.053651 | 0.043333 | 0.03 | 0.74728 | 0.03 | 1.0317 | 0.68783 | 0.89418 | 0.96296 | 0.75661 | 0.48148 | 0.20635 | 0.4127 | 0.89418 | 1.7196 | 1.7196 | 1.7884 | 1.4444
Sumburgh | Vspring (m/s) | 2.3148 | 1.3084 | 1.3084 | 1.1071 | 1.9123 | 2.5161 | 2.2142 | 1.0065 | 0.70452 | 1.1071 | 1.8116 | 2.1135 | 2.4155 | 1.68 | 0.85798 | 1.68 | 1.3779 | 0.7788 | 0.7788 | 0.65899 | 1.1382 | 1.4977 | 1.318 | 0.59908 | 0.41935 | 0.65899 | 1.0783 | 1.2581 | 1.4378
North Sanday | Vspring (m/s) | 2.1629 | 1.331 | 2.8284 | 3.1611 | 2.662 | 2.4956 | 4.4922 | 3.3275 | 0.99826 | 1.8301 | 4.8249 | 3.993 | 2.1629 | 2.79 | 0.86194 | 2.79 | 0.77523 | 0.47706 | 1.0138 | 1.133 | 0.95413 | 0.8945 | 1.6101 | 1.1927 | 0.3578 | 0.65596 | 1.7294 | 1.4312 | 0.77523
Westray | Vspring (m/s) | 0.63429 | 0.555 | 1.5064 | 2.0614 | 1.1893 | 0.87214 | 1.9821 | 0.63429 | 0.47571 | 0.79286 | 1.5857 | 1.11 | 1.0307 | 1.11 | 0.7196 | 1.11 | 0.57143 | 0.5 | 1.3571 | 1.8571 | 1.0714 | 0.78571 | 1.7857 | 0.57143 | 0.42857 | 0.71429 | 1.4286 | 1 | 0.92857
Eday | Vspring (m/s) | 1.1059 | 0.11796 | 1.8431 | 2.2118 | 2.0643 | 1.2533 | 1.9906 | 1.5482 | 1.4008 | 1.622 | 2.138 | 1.7694 | 1.4745 | 1.58 | 1.1015 | 1.58 | 0.69993 | 0.074659 | 1.1665 | 1.3999 | 1.3065 | 0.79325 | 1.2599 | 0.9799 | 0.88658 | 1.0266 | 1.3532 | 1.1199 | 0.93324
Pentland Firth 1 | Vspring (m/s) | 1.5243 | 2.4389 | 4.268 | 6.0972 | 6.0972 | 4.268 | 2.4389 | 2.4389 | 3.6583 | 4.8778 | 4.8778 | 4.1461 | 3.0486 | 3.86 | 3.254 | 3.86 | 0.3949 | 0.63183 | 1.1057 | 1.5796 | 1.5796 | 1.1057 | 0.63183 | 0.63183 | 0.94775 | 1.2637 | 1.2637 | 1.0741 | 0.78979
Pentland Firth 2 | Vspring (m/s) | 1.0979 | 2.086 | 1.043 | 1.7017 | 2.1958 | 1.6468 | 1.1528 | 0.9332 | 3.2936 | 4.9405 | 4.3915 | 3.8426 | 2.7447 | 2.39 | 2.2379 | 2.39 | 0.45936 | 0.87279 | 0.4364 | 0.71201 | 0.91873 | 0.68905 | 0.48233 | 0.39046 | 1.3781 | 2.0671 | 1.8375 | 1.6078 | 1.1484
Kearvaig | Vspring (m/s) | 0.92092 | 0.8058 | 1.6116 | 1.9569 | 1.7267 | 0.92092 | 0 | 0.69069 | 1.4965 | 1.9569 | 1.6116 | 1.1511 | 0.23023 | 1.16 | 0.51795 | 1.16 | 0.79389 | 0.69466 | 1.3893 | 1.687 | 1.4885 | 0.79389 | 0 | 0.59542 | 1.2901 | 1.687 | 1.3893 | 0.99237 | 0.19847
Port of Ness | Vspring (m/s) | 0.91619 | 0.80167 | 0.68714 | 0.57262 | 0.57262 | 0.91619 | 1.0307 | 0.91619 | 0.57262 | 0.34357 | 0.80167 | 0.68714 | 0.80167 | 0.74 | 0.33212 | 0.74 | 1.2381 | 1.0833 | 0.92857 | 0.77381 | 0.77381 | 1.2381 | 1.3929 | 1.2381 | 0.77381 | 0.46429 | 1.0833 | 0.92857 | 1.0833
Melton Charles | Vspring (m/s) | 0.35455 | 0.47273 | 0.59091 | 0.47273 | 0.82727 | 0 | 0.23636 | 0.47273 | 1.0636 | 0.94545 | 0.70909 | 0.35455 | 0 | 0.5 | 0.21746 | 0.5 | 0.70909 | 0.94545 | 1.1818 | 0.94545 | 1.6545 | 0 | 0.47273 | 0.94545 | 2.1273 | 1.8909 | 1.4182 | 0.70909 | 0
Duntulm | Vspring (m/s) | 1.8486 | 1.941 | 1.5713 | 0.83185 | 0 | 1.294 | 0.92428 | 1.8486 | 1.6637 | 1.0167 | 0.27728 | 1.0167 | 1.7561 | 1.23 | 0.68402 | 1.23 | 1.5029 | 1.578 | 1.2775 | 0.6763 | 0 | 1.052 | 0.75145 | 1.5029 | 1.3526 | 0.82659 | 0.22543 | 0.82659 | 1.4277
Sound of Sleat | Vspring (m/s) | 0.030426 | 0.082979 | 0.011064 | 0.11064 | 0.16596 | 0.19362 | 0.16596 | 0.088511 | 0.0082979 | 0.1383 | 0.19362 | 0.20191 | 0.16872 | 0.12 | 2.23 | 0.12 | 0.25355 | 0.69149 | 0.092199 | 0.92199 | 1.383 | 1.6135 | 1.383 | 0.73759 | 0.069149 | 1.1525 | 1.6135 | 1.6826 | 1.406
South Sanday | Vspring (m/s) | 1.0596 | 0.92717 | 0.39736 | 0 | 0 | 0.79472 | 0.92717 | 0.92717 | 0.79472 | 0 | 0.39736 | 0 | 0.79472 | 0.54 | 0.20955 | 0.54 | 1.9623 | 1.717 | 0.73585 | 0 | 0 | 1.4717 | 1.717 | 1.717 | 1.4717 | 0 | 0.73585 | 0 | 1.4717
Port Mor | Vspring (m/s) | 0.85922 | 0.28641 | 0.28641 | 0.66828 | 0.76375 | 0.66828 | 0.47734 | 0.19094 | 0.19094 | 0 | 0.38188 | 0.57281 | 0.76375 | 0.47 | 0.25305 | 0.47 | 1.8281 | 0.60938 | 0.60938 | 1.4219 | 1.625 | 1.4219 | 1.0156 | 0.40625 | 0.40625 | 0 | 0.8125 | 1.2188 | 1.625
Sound of Coll | Vspring (m/s) | 0.95727 | 0.53182 | 0.31909 | 0.63818 | 0.85091 | 1.0636 | 0.95727 | 0.95727 | 0.31909 | 0.74455 | 1.0636 | 1.17 | 0.95727 | 0.81 | 0.39143 | 0.81 | 1.1818 | 0.65657 | 0.39394 | 0.78788 | 1.0505 | 1.3131 | 1.1818 | 1.1818 | 0.39394 | 0.91919 | 1.3131 | 1.4444 | 1.1818
Sound of Mull 1 | Vspring (m/s) | 0.99 | 1.2375 | 0.7425 | 0.99 | 0.99 | 0.7425 | 1.1138 | 0.86625 | 0.7425 | 0.99 | 1.1138 | 1.1138 | 1.2375 | 0.99 | 0.4112 | 0.99 | 1 | 1.25 | 0.75 | 1 | 1 | 0.75 | 1.125 | 0.875 | 0.75 | 1 | 1.125 | 1.125 | 1.25
Sound of Mull 2 | Vspring (m/s) | 0.085647 | 0.27835 | 0.38541 | 0.44965 | 0.44965 | 0.40682 | 0.23553 | 0.064235 | 0.32118 | 0.47106 | 0.64235 | 1.4988 | 0.17129 | 0.42 | 1.0082 | 0.42 | 0.20392 | 0.66275 | 0.91765 | 1.0706 | 1.0706 | 0.96863 | 0.56078 | 0.15294 | 0.76471 | 1.1216 | 1.5294 | 3.5686 | 0.40784
Firth of Lorn | Vspring (m/s) | 0.03694 | 0.29552 | 0.3694 | 0.38787 | 0.29552 | 0.14776 | 0.16623 | 0.27705 | 0.35093 | 0.38787 | 0.33246 | 0.22164 | 0.11082 | 0.26 | 0.72355 | 0.26 | 0.14208 | 1.1366 | 1.4208 | 1.4918 | 1.1366 | 0.56831 | 0.63934 | 1.0656 | 1.3497 | 1.4918 | 1.2787 | 0.85246 | 0.42623
Sound of Islay | Vspring (m/s) | 1.1176 | 2.794 | 2.794 | 3.3528 | 3.3528 | 2.794 | 1.6764 | 2.794 | 3.3528 | 2.794 | 3.3528 | 3.9116 | 3.3528 | 2.88 | 0.26491 | 2.88 | 0.38806 | 0.97015 | 0.97015 | 1.1642 | 1.1642 | 0.97015 | 0.58209 | 0.97015 | 1.1642 | 0.97015 | 1.1642 | 1.3582 | 1.1642
Port Wemyss | Vspring (m/s) | 1.7327 | 1.4852 | 2.3515 | 2.8466 | 4.0842 | 3.0941 | 1.8565 | 0.99011 | 2.4753 | 3.3416 | 3.8367 | 3.3416 | 2.104 | 2.58 | 1.0715 | 2.58 | 0.67159 | 0.57565 | 0.91144 | 1.1033 | 1.583 | 1.1993 | 0.71956 | 0.38376 | 0.95941 | 1.2952 | 1.4871 | 1.2952 | 0.8155
High Kell | Vspring (m/s) | 0.20888 | 1.3925 | 2.2976 | 2.3673 | 2.0888 | 0.90513 | 0.13925 | 0.97476 | 1.671 | 2.2976 | 2.1584 | 1.5318 | 0.557 | 1.43 | 1.0557 | 1.43 | 0.14607 | 0.97378 | 1.6067 | 1.6554 | 1.4607 | 0.63296 | 0.097378 | 0.68165 | 1.1685 | 1.6067 | 1.5094 | 1.0712 | 0.38951
Port Partrick | Vspring (m/s) | 0.3055 | 0.43643 | 0.96014 | 1.3093 | 1.5275 | 1.0911 | 0.43643 | 0.56736 | 1.222 | 1.5275 | 1.3093 | 1.0911 | 0.43643 | 0.94 | 1.1071 | 0.94 | 0.325 | 0.46429 | 1.0214 | 1.3929 | 1.625 | 1.1607 | 0.46429 | 0.60357 | 1.3 | 1.625 | 1.3929 | 1.1607 | 0.46429
NEAP TIDE | UNITS | 0:00 | 1:00 | 2:00 | 3:00 | 4:00 | 5:00 | 6:00 | 7:00 | 8:00 | 9:00 | 10:00 | 11:00 | 12:00 | Average Velocity (m/s) | Admiralty Chart Average (m/s) | GIS Average (m/s) | 0:00 | 1:00 | 2:00 | 3:00 | 4:00 | 5:00 | 6:00 | 7:00 | 8:00 | 9:00 | 10:00 | 11:00 | 12:00
Yell Sound-North | Vneap (m/s) | 0.14932 | 0.05973 | 0.05973 | 0.17919 | 0.20905 | 0.23892 | 0.17919 | 0.05973 | 0.05973 | 0.05973 | 0.29865 | 0.35838 | 0.29865 | 0.17 | 0.29258 | 0.17 | 0.87838 | 0.35135 | 0.35135 | 1.0541 | 1.2297 | 1.4054 | 1.0541 | 0.35135 | 0.35135 | 0.35135 | 1.7568 | 2.1081 | 1.7568
Yell Sound South | Vneap (m/s) | 0.0076471 | 0.0076471 | 0.0076471 | 0.011471 | 0.011471 | 0.0076471 | 0.0038235 | 0.0076471 | 0.011471 | 0.011471 | 0.011471 | 0.015294 | 0.015294 | 0.01 | 0.13443 | 0.01 | 0.76471 | 0.76471 | 0.76471 | 1.1471 | 1.1471 | 0.76471 | 0.38235 | 0.76471 | 1.1471 | 1.1471 | 1.1471 | 1.5294 | 1.5294
Sumburgh | Vneap (m/s) | 0.9739 | 0.44949 | 0.44949 | 0.44949 | 0.82407 | 1.0488 | 0.89898 | 0.37458 | 0.29966 | 0.44949 | 0.74915 | 0.89898 | 0.9739 | 0.68 | 0.46655 | 0.68 | 1.4322 | 0.66102 | 0.66102 | 0.66102 | 1.2119 | 1.5424 | 1.322 | 0.55085 | 0.44068 | 0.66102 | 1.1017 | 1.322 | 1.4322
North Sanday | Vneap (m/s) | 1.1822 | 0.67556 | 1.52 | 1.8578 | 1.52 | 1.1822 | 2.3644 | 1.6889 | 0.50667 | 1.0133 | 2.7022 | 2.3644 | 1.1822 | 1.52 | 0.4626 | 1.52 | 0.77778 | 0.44444 | 1 | 1.2222 | 1 | 0.77778 | 1.5556 | 1.1111 | 0.33333 | 0.66667 | 1.7778 | 1.5556 | 0.77778
Westray | Vneap (m/s) | 0.29578 | 0.29578 | 0.81339 | 1.1092 | 0.51761 | 0.44367 | 0.96128 | 0.59156 | 0.22183 | 0.73945 | 0.88734 | 0.6655 | 0.51761 | 0.62 | 0.43097 | 0.62 | 0.47706 | 0.47706 | 1.3119 | 1.789 | 0.83486 | 0.7156 | 1.5505 | 0.95413 | 0.3578 | 1.1927 | 1.4312 | 1.0734 | 0.83486
Eday | Vneap (m/s) | 0.56306 | 0.63344 | 0.98535 | 1.2669 | 0.91497 | 0.63344 | 1.0557 | 0.70382 | 0.56306 | 0.84459 | 1.1261 | 0.98535 | 0.7742 | 0.85 | 0.62075 | 0.85 | 0.66242 | 0.74522 | 1.1592 | 1.4904 | 1.0764 | 0.74522 | 1.242 | 0.82803 | 0.66242 | 0.99363 | 1.3248 | 1.1592 | 0.91083
Pentland Firth 1 | Vneap (m/s) | 0.75532 | 1.1869 | 2.1041 | 3.0213 | 3.0213 | 2.1041 | 1.1869 | 1.1869 | 1.6185 | 2.4278 | 2.4278 | 1.8883 | 1.5106 | 1.88 | 1.7911 | 1.88 | 0.40177 | 0.63135 | 1.1192 | 1.6071 | 1.6071 | 1.1192 | 0.63135 | 0.63135 | 0.86093 | 1.2914 | 1.2914 | 1.0044 | 0.80353
Pentland Firth 2 | Vneap (m/s) | 0.47747 | 0.95494 | 0.52522 | 0.8117 | 0.95494 | 0.90719 | 0.57296 | 0.95494 | 1.6711 | 2.3873 | 2.1486 | 1.7666 | 1.3369 | 1.19 | 1.281 | 1.19 | 0.40123 | 0.80247 | 0.44136 | 0.6821 | 0.80247 | 0.76235 | 0.48148 | 0.80247 | 1.4043 | 2.0062 | 1.8056 | 1.4846 | 1.1235
Kearvaig | Vneap (m/s) | 0.44676 | 0.44676 | 0.89352 | 1.0052 | 0.89352 | 0.44676 | 0 | 0.33507 | 0.78183 | 1.0052 | 0.89352 | 0.67014 | 0.11169 | 0.61 | 0.28072 | 0.61 | 0.73239 | 0.73239 | 1.4648 | 1.6479 | 1.4648 | 0.73239 | 0 | 0.5493 | 1.2817 | 1.6479 | 1.4648 | 1.0986 | 0.1831
Port of Ness | Vneap (m/s) | 0.34667 | 0.34667 | 0.26 | 0.26 | 0.26 | 0.34667 | 0.43333 | 0.34667 | 0.26 | 0.17333 | 0.26 | 0.26 | 0.34667 | 0.3 | 0.17792 | 0.3 | 1.1556 | 1.1556 | 0.86667 | 0.86667 | 0.86667 | 1.1556 | 1.4444 | 1.1556 | 0.86667 | 0.57778 | 0.86667 | 0.86667 | 1.1556
Melton Charles | Vneap (m/s) | 0.20129 | 0.20129 | 0.30194 | 0.40258 | 0.30194 | 0 | 0.10065 | 0.20129 | 0.40258 | 0.40258 | 0.40258 | 0.20129 | 0 | 0.24 | 0.12257 | 0.24 | 0.83871 | 0.83871 | 1.2581 | 1.6774 | 1.2581 | 0 | 0.41935 | 0.83871 | 1.6774 | 1.6774 | 1.6774 | 0.83871 | 0
Duntulm | Vneap (m/s) | 1.0052 | 1.0966 | 0.82248 | 0.45693 | 0 | 0.73109 | 0.91386 | 1.0052 | 0.91386 | 0.54832 | 0.18277 | 0.54832 | 1.0052 | 0.71 | 0.39934 | 0.71 | 1.4158 | 1.5446 | 1.1584 | 0.64356 | 0 | 1.0297 | 1.2871 | 1.4158 | 1.2871 | 0.77228 | 0.25743 | 0.77228 | 1.4158
Sound of Sleat | Vneap (m/s) | 0.012704 | 0.040228 | 0.0042345 | 0.04658 | 0.063518 | 0.084691 | 0.063518 | 0.038111 | 0.0042345 | 0.059283 | 0.080456 | 0.084691 | 0.067752 | 0.05 | 1.2138 | 0.05 | 0.25407 | 0.80456 | 0.084691 | 0.9316 | 1.2704 | 1.6938 | 1.2704 | 0.76221 | 0.084691 | 1.1857 | 1.6091 | 1.6938 | 1.355
South Sanday | Vneap (m/s) | 0.46621 | 0.11655 | 0.34966 | 0 | 0 | 0.46621 | 0.46621 | 0.46621 | 0.34966 | 0 | 0.2331 | 0 | 0.46621 | 0.26 | 0.11466 | 0.26 | 1.7931 | 0.44828 | 1.3448 | 0 | 0 | 1.7931 | 1.7931 | 1.7931 | 1.3448 | 0 | 0.89655 | 0 | 1.7931
Port Mor | Vneap (m/s) | 0.23636 | 0.23636 | 0.17727 | 0.41364 | 0.23636 | 0.23636 | 0.17727 | 0.11818 | 0.059091 | 0.17727 | 0.11818 | 0.17727 | 0.23636 | 0.2 | 0.17397 | 0.2 | 1.1818 | 1.1818 | 0.88636 | 2.0682 | 1.1818 | 1.1818 | 0.88636 | 0.59091 | 0.29545 | 0.88636 | 0.59091 | 0.88636 | 1.1818
Sound of Coll | Vneap (m/s) | 0.47589 | 0.28554 | 0.19036 | 0.28554 | 0.38071 | 0.57107 | 0.47589 | 0.47589 | 0.19036 | 0.38071 | 0.57107 | 0.57107 | 0.47589 | 0.41 | 0.22142 | 0.41 | 1.1607 | 0.69643 | 0.46429 | 0.69643 | 0.92857 | 1.3929 | 1.1607 | 1.1607 | 0.46429 | 0.92857 | 1.3929 | 1.3929 | 1.1607
Sound of Mull 1 | Vneap (m/s) | 0.455 | 0.455 | 0.30333 | 0.455 | 0.455 | 0.30333 | 0.455 | 0.30333 | 0.30333 | 0.455 | 0.455 | 0.455 | 0.60667 | 0.42 | 0.14234 | 0.42 | 1.0833 | 1.0833 | 0.72222 | 1.0833 | 1.0833 | 0.72222 | 1.0833 | 0.72222 | 0.72222 | 1.0833 | 1.0833 | 1.0833 | 1.4444
Sound of Mull 2 | Vneap (m/s) | 0.043333 | 0.15167 | 0.043333 | 0.26 | 0.26 | 0.23833 | 0.13 | 0.043333 | 0.17333 | 0.26 | 0.36833 | 0.28167 | 0.086667 | 0.18 | 0.42702 | 0.18 | 0.24074 | 0.84259 | 0.24074 | 1.4444 | 1.4444 | 1.3241 | 0.72222 | 0.24074 | 0.96296 | 1.4444 | 2.0463 | 1.5648 | 0.48148
Firth of Lorn | Vneap (m/s) | 0.0208 | 0.1248 | 0.1872 | 0.1664 | 0.1248 | 0.0624 | 0.0832 | 0.1248 | 0.1664 | 0.1872 | 0.1456 | 0.1248 | 0.0416 | 0.12 | 0.29654 | 0.12 | 0.17333 | 1.04 | 1.56 | 1.3867 | 1.04 | 0.52 | 0.69333 | 1.04 | 1.3867 | 1.56 | 1.2133 | 1.04 | 0.34667
Sound of Islay | Vneap (m/s) | 0.61286 | 1.8386 | 1.8386 | 2.4514 | 1.8386 | 1.2257 | 0.61286 | 1.2257 | 1.8386 | 2.4514 | 1.8386 | 1.8386 | 1.8386 | 1.65 | 0.13838 | 1.65 | 0.37143 | 1.1143 | 1.1143 | 1.4857 | 1.1143 | 0.74286 | 0.37143 | 0.74286 | 1.1143 | 1.4857 | 1.1143 | 1.1143 | 1.1143
Port Wemyss | Vneap (m/s) | 1.0125 | 0.75934 | 1.3921 | 1.8983 | 2.278 | 1.8983 | 1.0125 | 0.50623 | 1.2656 | 1.8983 | 2.1515 | 1.8983 | 1.139 | 1.47 | 0.59703 | 1.47 | 0.68874 | 0.51656 | 0.94702 | 1.2914 | 1.5497 | 1.2914 | 0.68874 | 0.34437 | 0.86093 | 1.2914 | 1.4636 | 1.2914 | 0.77483
High Kell | Vneap (m/s) | 0.14345 | 0.78897 | 1.291 | 1.3628 | 1.2193 | 0.50207 | 0.071724 | 0.43034 | 0.93241 | 1.291 | 1.2193 | 0.86069 | 0.2869 | 0.8 | 0.57331 | 0.8 | 0.17931 | 0.98621 | 1.6138 | 1.7034 | 1.5241 | 0.62759 | 0.089655 | 0.53793 | 1.1655 | 1.6138 | 1.5241 | 1.0759 | 0.35862
Port Partrick | Vneap (m/s) | 0.14675 | 0.22012 | 0.66037 | 0.8438 | 0.73374 | 0.51362 | 0.18344 | 0.25681 | 0.51362 | 0.66037 | 0.55031 | 0.47693 | 0.22012 | 0.46 | 0.64448 | 0.46 | 0.31902 | 0.47853 | 1.4356 | 1.8344 | 1.5951 | 1.1166 | 0.39877 | 0.55828 | 1.1166 | 1.4356 | 1.1963 | 1.0368 | 0.47853

## Velocity (ms) (hidden)
| Yell Sound-North |  |  | 0 | 1 | 2 | 3 | 4 | 5 | 6 | 7 | 8 | 9 | 10 | 11 | 12 | 13 | 14 | 15 | 16 | 17 | 18 | 19 | 20 | 21 | 22 | 23 | Yell Sound South |  |  | 0 | 1 | 2 | 3 | 4 | 5 | 6 | 7 | 8 | 9 | 10 | 11 | 12 | 13 | 14 | 15 | 16 | 17 | 18 | 19 | 20 | 21 | 22 | 23 | Sumburgh |  |  | 0 | 1 | 2 | 3 | 4 | 5 | 6 | 7 | 8 | 9 | 10 | 11 | 12 | 13 | 14 | 15 | 16 | 17 | 18 | 19 | 20 | 21 | 22 | 23
| DOY | Day | Units | 0:00 | 1:00 | 2:00 | 3:00 | 4:00 | 5:00 | 6:00 | 7:00 | 8:00 | 9:00 | 10:00 | 11:00 | 12:00 | 13:00 | 14:00 | 15:00 | 16:00 | 17:00 | 18:00 | 19:00 | 20:00 | 21:00 | 22:00 | 23:00 | DOY | Day | Units | 0:00 | 1:00 | 2:00 | 3:00 | 4:00 | 5:00 | 6:00 | 7:00 | 8:00 | 9:00 | 10:00 | 11:00 | 12:00 | 13:00 | 14:00 | 15:00 | 16:00 | 17:00 | 18:00 | 19:00 | 20:00 | 21:00 | 22:00 | 23:00 | DOY | Day | Units | 0:00 | 1:00 | 2:00 | 3:00 | 4:00 | 5:00 | 6:00 | 7:00 | 8:00 | 9:00 | 10:00 | 11:00 | 12:00 | 13:00 | 14:00 | 15:00 | 16:00 | 17:00 | 18:00 | 19:00 | 20:00 | 21:00 | 22:00 | 23:00
1 | 2011-01-01 | Saturday | m/s | 0.48946 | 0.086376 | 0.086376 | 0.3455 | 0.43188 | 0.40309 | 0.28792 | 0.086376 | 0.14396 | 0.11517 | 0.57584 | 0.63342 | 0.60463 | 0.4633 | 0.084326 | 0.084326 | 0.33271 | 0.41474 | 0.39046 | 0.27956 | 0.084326 | 0.13748 | 0.1109 | 0.55452 | 2011-01-01 | Saturday | m/s | 0.030952 | 0.020635 | 0.026825 | 0.028889 | 0.022698 | 0.014444 | 0.0061905 | 0.012381 | 0.026825 | 0.051587 | 0.051587 | 0.053651 | 0.043333 | 0.02916 | 0.019636 | 0.02535 | 0.027549 | 0.021835 | 0.013922 | 0.0060084 | 0.012017 | 0.025644 | 0.048501 | 0.048501 | 2011-01-01 | Saturday | m/s | 2.3148 | 1.3084 | 1.3084 | 1.1071 | 1.9123 | 2.5161 | 2.2142 | 1.0065 | 0.70452 | 1.1071 | 1.8116 | 2.1135 | 2.4155 | 2.2117 | 1.2423 | 1.2423 | 1.0565 | 1.8286 | 2.4033 | 2.113 | 0.95785 | 0.67337 | 1.0565 | 1.7299
2 | 2011-01-02 | Sunday | m/s | 0.61227 | 0.58109 | 0.43713 | 0.082276 | 0.082276 | 0.31992 | 0.3976 | 0.37783 | 0.27119 | 0.082276 | 0.131 | 0.10664 | 0.53319 | 0.59111 | 0.55756 | 0.41097 | 0.080227 | 0.080227 | 0.30712 | 0.38046 | 0.3652 | 0.26283 | 0.080227 | 0.12452 | 2011-01-02 | Sunday | m/s | 0.0507 | 0.041176 | 0.027367 | 0.018637 | 0.023875 | 0.026209 | 0.020971 | 0.013399 | 0.0058263 | 0.011653 | 0.024463 | 0.045415 | 0.045415 | 0.04775 | 0.03902 | 0.025574 | 0.017638 | 0.0224 | 0.024869 | 0.020107 | 0.012876 | 0.0056443 | 0.011289 | 0.023282 | 2011-01-02 | Sunday | m/s | 2.0201 | 2.3046 | 2.1085 | 1.1762 | 1.1762 | 1.0059 | 1.7448 | 2.2904 | 2.0119 | 0.90924 | 0.64223 | 1.0059 | 1.6482 | 1.9267 | 2.1937 | 2.0054 | 1.1102 | 1.1102 | 0.95534 | 1.6611 | 2.1775 | 1.9107 | 0.86063 | 0.61109
3 | 2011-01-03 | Monday | m/s | 0.10237 | 0.51187 | 0.56995 | 0.53402 | 0.38481 | 0.078177 | 0.078177 | 0.29433 | 0.36332 | 0.35257 | 0.25446 | 0.078177 | 0.11804 | 0.09811 | 0.49055 | 0.54879 | 0.51048 | 0.35864 | 0.076127 | 0.076127 | 0.28154 | 0.34618 | 0.33995 | 0.2461 | 2011-01-03 | Monday | m/s | 0.04233 | 0.04233 | 0.044799 | 0.036863 | 0.023782 | 0.016639 | 0.020924 | 0.023529 | 0.019244 | 0.012353 | 0.0054622 | 0.010924 | 0.022101 | 0.039244 | 0.039244 | 0.041849 | 0.034706 | 0.021989 | 0.01564 | 0.019449 | 0.02219 | 0.01838 | 0.01183 | 0.0052801 | 2011-01-03 | Monday | m/s | 0.95534 | 1.5664 | 1.8333 | 2.0828 | 1.9022 | 1.0441 | 1.0441 | 0.90476 | 1.5774 | 2.0646 | 1.8095 | 0.81203 | 0.57995 | 0.90476 | 1.4847 | 1.7398 | 1.9719 | 1.7991 | 0.97804 | 0.97804 | 0.85417 | 1.4937 | 1.9518 | 1.7083
4 | 2011-01-04 | Tuesday | m/s | 0.076127 | 0.11156 | 0.093845 | 0.46923 | 0.52764 | 0.48695 | 0.33248 | 0.074078 | 0.074078 | 0.26874 | 0.32904 | 0.32732 | 0.23774 | 0.074078 | 0.10508 | 0.089581 | 0.4479 | 0.50648 | 0.46341 | 0.30631 | 0.072028 | 0.072028 | 0.25595 | 0.3119 | 2011-01-04 | Tuesday | m/s | 0.01056 | 0.02092 | 0.036158 | 0.036158 | 0.038898 | 0.032549 | 0.020196 | 0.014641 | 0.017974 | 0.02085 | 0.017516 | 0.011307 | 0.005098 | 0.010196 | 0.019739 | 0.033072 | 0.033072 | 0.035948 | 0.030392 | 0.018403 | 0.013641 | 0.016499 | 0.01951 | 0.016653 | 2011-01-04 | Tuesday | m/s | 0.76342 | 0.5488 | 0.85417 | 1.403 | 1.6464 | 1.861 | 1.6959 | 0.91197 | 0.91197 | 0.80359 | 1.41 | 1.8389 | 1.6072 | 0.71482 | 0.51766 | 0.80359 | 1.3212 | 1.553 | 1.7501 | 1.5928 | 0.8459 | 0.8459 | 0.753 | 1.3263
5 | 2011-01-05 | Wednesday | m/s | 0.31469 | 0.22937 | 0.072028 | 0.098605 | 0.085317 | 0.42658 | 0.48532 | 0.43987 | 0.28015 | 0.069978 | 0.069978 | 0.24316 | 0.29476 | 0.30206 | 0.22101 | 0.069978 | 0.092126 | 0.081052 | 0.40526 | 0.46416 | 0.41633 | 0.25398 | 0.067929 | 0.067929 | 2011-01-05 | Wednesday | m/s | 0.010784 | 0.004916 | 0.0098319 | 0.018557 | 0.029986 | 0.029986 | 0.032997 | 0.028235 | 0.016611 | 0.012642 | 0.015023 | 0.01817 | 0.015789 | 0.010261 | 0.0047339 | 0.0094678 | 0.017376 | 0.0269 | 0.0269 | 0.030047 | 0.026078 | 0.014818 | 0.011643 | 0.013548 | 2011-01-05 | Wednesday | m/s | 1.726 | 1.506 | 0.66621 | 0.48652 | 0.753 | 1.2395 | 1.4596 | 1.6392 | 1.4896 | 0.77984 | 0.77984 | 0.70242 | 1.2426 | 1.6132 | 1.4048 | 0.61761 | 0.45537 | 0.70242 | 1.1578 | 1.3661 | 1.5284 | 1.3865 | 0.71377 | 0.71377
6 | 2011-01-06 | Thursday | m/s | 0.23036 | 0.27762 | 0.28943 | 0.21264 | 0.067929 | 0.085647 | 0.076788 | 0.38394 | 0.44301 | 0.3928 | 0.22782 | 0.065879 | 0.065879 | 0.21757 | 0.26048 | 0.2768 | 0.20428 | 0.065879 | 0.079167 | 0.072523 | 0.36262 | 0.42185 | 0.36926 | 0.20165 | 2011-01-06 | Thursday | m/s | 0.01683 | 0.014925 | 0.0097386 | 0.0045518 | 0.0091036 | 0.016195 | 0.023814 | 0.023814 | 0.027096 | 0.023922 | 0.013025 | 0.010644 | 0.012073 | 0.01549 | 0.014062 | 0.0092157 | 0.0043697 | 0.0087395 | 0.015014 | 0.020728 | 0.020728 | 0.024146 | 0.021765 | 0.011232 | 2011-01-06 | Thursday | m/s | 0.65183 | 1.1589 | 1.5003 | 1.3037 | 0.569 | 0.42423 | 0.65183 | 1.0761 | 1.2727 | 1.4175 | 1.2833 | 0.6477 | 0.6477 | 0.60125 | 1.0752 | 1.3874 | 1.2025 | 0.52039 | 0.39309 | 0.60125 | 0.99434 | 1.1793 | 1.3066 | 1.1802
7 | 2011-01-07 | Friday | m/s | 0.063829 | 0.063829 | 0.20478 | 0.24333 | 0.26418 | 0.19592 | 0.063829 | 0.072688 | 0.068259 | 0.34129 | 0.40069 | 0.34572 | 0.17549 | 0.061779 | 0.061779 | 0.19198 | 0.22619 | 0.25155 | 0.18755 | 0.061779 | 0.066209 | 0.063994 | 0.31997 | 0.37954 | 2011-01-07 | Friday | m/s | 0.0096452 | 0.010598 | 0.01415 | 0.013198 | 0.0086928 | 0.0041877 | 0.0083754 | 0.013833 | 0.017642 | 0.017642 | 0.021195 | 0.019608 | 0.0094398 | 0.0086461 | 0.0091223 | 0.01281 | 0.012334 | 0.0081699 | 0.0040056 | 0.0080112 | 0.012652 | 0.014556 | 0.014556 | 0.018245 | 2011-01-07 | Friday | m/s | 0.58163 | 0.58163 | 0.55066 | 0.99148 | 1.2746 | 1.1013 | 0.47179 | 0.36195 | 0.55066 | 0.91261 | 1.0858 | 1.1957 | 1.077 | 0.51556 | 0.51556 | 0.50008 | 0.90777 | 1.1617 | 1.0002 | 0.42318 | 0.3308 | 0.50008 | 0.83088 | 0.99241
8 | 2011-01-08 | Saturday | m/s | 0.32219 | 0.14932 | 0.05973 | 0.05973 | 0.17919 | 0.20905 | 0.23892 | 0.17919 | 0.05973 | 0.05973 | 0.05973 | 0.29865 | 0.35838 | 0.29865 | 0.14932 | 0.05973 | 0.05973 | 0.17919 | 0.20905 | 0.23892 | 0.17919 | 0.05973 | 0.05973 | 0.05973 | 2011-01-08 | Saturday | m/s | 0.017451 | 0.0076471 | 0.0076471 | 0.0076471 | 0.011471 | 0.011471 | 0.0076471 | 0.0038235 | 0.0076471 | 0.011471 | 0.011471 | 0.011471 | 0.015294 | 0.015294 | 0.0076471 | 0.0076471 | 0.0076471 | 0.011471 | 0.011471 | 0.0076471 | 0.0038235 | 0.0076471 | 0.011471 | 0.011471 | 2011-01-08 | Saturday | m/s | 1.0848 | 0.9739 | 0.44949 | 0.44949 | 0.44949 | 0.82407 | 1.0488 | 0.89898 | 0.37458 | 0.29966 | 0.44949 | 0.74915 | 0.89898 | 0.9739 | 0.9739 | 0.44949 | 0.44949 | 0.44949 | 0.82407 | 1.0488 | 0.89898 | 0.37458 | 0.29966 | 0.44949
9 | 2011-01-09 | Sunday | m/s | 0.29865 | 0.35838 | 0.29865 | 0.17549 | 0.061779 | 0.061779 | 0.19198 | 0.22619 | 0.25155 | 0.18755 | 0.061779 | 0.066209 | 0.063994 | 0.31997 | 0.37954 | 0.32219 | 0.20165 | 0.063829 | 0.063829 | 0.20478 | 0.24333 | 0.26418 | 0.19592 | 0.063829 | 2011-01-09 | Sunday | m/s | 0.011471 | 0.015294 | 0.015294 | 0.0094398 | 0.0086461 | 0.0091223 | 0.01281 | 0.012334 | 0.0081699 | 0.0040056 | 0.0080112 | 0.012652 | 0.014556 | 0.014556 | 0.018245 | 0.017451 | 0.011232 | 0.0096452 | 0.010598 | 0.01415 | 0.013198 | 0.0086928 | 0.0041877 | 0.0083754 | 2011-01-09 | Sunday | m/s | 0.74915 | 0.89898 | 0.9739 | 1.077 | 0.51556 | 0.51556 | 0.50008 | 0.90777 | 1.1617 | 1.0002 | 0.42318 | 0.3308 | 0.50008 | 0.83088 | 0.99241 | 1.0848 | 1.1802 | 0.58163 | 0.58163 | 0.55066 | 0.99148 | 1.2746 | 1.1013 | 0.47179
10 | 2011-01-10 | Monday | m/s | 0.072688 | 0.068259 | 0.34129 | 0.40069 | 0.34572 | 0.22782 | 0.065879 | 0.065879 | 0.21757 | 0.26048 | 0.2768 | 0.20428 | 0.065879 | 0.079167 | 0.072523 | 0.36262 | 0.42185 | 0.36926 | 0.25398 | 0.067929 | 0.067929 | 0.23036 | 0.27762 | 0.28943 | 2011-01-10 | Monday | m/s | 0.013833 | 0.017642 | 0.017642 | 0.021195 | 0.019608 | 0.013025 | 0.010644 | 0.012073 | 0.01549 | 0.014062 | 0.0092157 | 0.0043697 | 0.0087395 | 0.015014 | 0.020728 | 0.020728 | 0.024146 | 0.021765 | 0.014818 | 0.011643 | 0.013548 | 0.01683 | 0.014925 | 0.0097386 | 2011-01-10 | Monday | m/s | 0.36195 | 0.55066 | 0.91261 | 1.0858 | 1.1957 | 1.2833 | 0.6477 | 0.6477 | 0.60125 | 1.0752 | 1.3874 | 1.2025 | 0.52039 | 0.39309 | 0.60125 | 0.99434 | 1.1793 | 1.3066 | 1.3865 | 0.71377 | 0.71377 | 0.65183 | 1.1589 | 1.5003
11 | 2011-01-11 | Tuesday | m/s | 0.21264 | 0.067929 | 0.085647 | 0.076788 | 0.38394 | 0.44301 | 0.3928 | 0.28015 | 0.069978 | 0.069978 | 0.24316 | 0.29476 | 0.30206 | 0.22101 | 0.069978 | 0.092126 | 0.081052 | 0.40526 | 0.46416 | 0.41633 | 0.30631 | 0.072028 | 0.072028 | 0.25595 | 2011-01-11 | Tuesday | m/s | 0.0045518 | 0.0091036 | 0.016195 | 0.023814 | 0.023814 | 0.027096 | 0.023922 | 0.016611 | 0.012642 | 0.015023 | 0.01817 | 0.015789 | 0.010261 | 0.0047339 | 0.0094678 | 0.017376 | 0.0269 | 0.0269 | 0.030047 | 0.026078 | 0.018403 | 0.013641 | 0.016499 | 0.01951 | 2011-01-11 | Tuesday | m/s | 1.3037 | 0.569 | 0.42423 | 0.65183 | 1.0761 | 1.2727 | 1.4175 | 1.4896 | 0.77984 | 0.77984 | 0.70242 | 1.2426 | 1.6132 | 1.4048 | 0.61761 | 0.45537 | 0.70242 | 1.1578 | 1.3661 | 1.5284 | 1.5928 | 0.8459 | 0.8459 | 0.753
12 | 2011-01-12 | Wednesday | m/s | 0.3119 | 0.31469 | 0.22937 | 0.072028 | 0.098605 | 0.085317 | 0.42658 | 0.48532 | 0.43987 | 0.33248 | 0.074078 | 0.074078 | 0.26874 | 0.32904 | 0.32732 | 0.23774 | 0.074078 | 0.10508 | 0.089581 | 0.4479 | 0.50648 | 0.46341 | 0.35864 | 0.076127 | 2011-01-12 | Wednesday | m/s | 0.016653 | 0.010784 | 0.004916 | 0.0098319 | 0.018557 | 0.029986 | 0.029986 | 0.032997 | 0.028235 | 0.020196 | 0.014641 | 0.017974 | 0.02085 | 0.017516 | 0.011307 | 0.005098 | 0.010196 | 0.019739 | 0.033072 | 0.033072 | 0.035948 | 0.030392 | 0.021989 | 0.01564 | 2011-01-12 | Wednesday | m/s | 1.3263 | 1.726 | 1.506 | 0.66621 | 0.48652 | 0.753 | 1.2395 | 1.4596 | 1.6392 | 1.6959 | 0.91197 | 0.91197 | 0.80359 | 1.41 | 1.8389 | 1.6072 | 0.71482 | 0.51766 | 0.80359 | 1.3212 | 1.553 | 1.7501 | 1.7991 | 0.97804
13 | 2011-01-13 | Thursday | m/s | 0.076127 | 0.28154 | 0.34618 | 0.33995 | 0.2461 | 0.076127 | 0.11156 | 0.093845 | 0.46923 | 0.52764 | 0.48695 | 0.38481 | 0.078177 | 0.078177 | 0.29433 | 0.36332 | 0.35257 | 0.25446 | 0.078177 | 0.11804 | 0.09811 | 0.49055 | 0.54879 | 0.51048 | 2011-01-13 | Thursday | m/s | 0.019449 | 0.02219 | 0.01838 | 0.01183 | 0.0052801 | 0.01056 | 0.02092 | 0.036158 | 0.036158 | 0.038898 | 0.032549 | 0.023782 | 0.016639 | 0.020924 | 0.023529 | 0.019244 | 0.012353 | 0.0054622 | 0.010924 | 0.022101 | 0.039244 | 0.039244 | 0.041849 | 0.034706 | 2011-01-13 | Thursday | m/s | 0.97804 | 0.85417 | 1.4937 | 1.9518 | 1.7083 | 0.76342 | 0.5488 | 0.85417 | 1.403 | 1.6464 | 1.861 | 1.9022 | 1.0441 | 1.0441 | 0.90476 | 1.5774 | 2.0646 | 1.8095 | 0.81203 | 0.57995 | 0.90476 | 1.4847 | 1.7398 | 1.9719
14 | 2011-01-14 | Friday | m/s | 0.41097 | 0.080227 | 0.080227 | 0.30712 | 0.38046 | 0.3652 | 0.26283 | 0.080227 | 0.12452 | 0.10237 | 0.51187 | 0.56995 | 0.53402 | 0.43713 | 0.082276 | 0.082276 | 0.31992 | 0.3976 | 0.37783 | 0.27119 | 0.082276 | 0.131 | 0.10664 | 0.53319 | 2011-01-14 | Friday | m/s | 0.025574 | 0.017638 | 0.0224 | 0.024869 | 0.020107 | 0.012876 | 0.0056443 | 0.011289 | 0.023282 | 0.04233 | 0.04233 | 0.044799 | 0.036863 | 0.027367 | 0.018637 | 0.023875 | 0.026209 | 0.020971 | 0.013399 | 0.0058263 | 0.011653 | 0.024463 | 0.045415 | 0.045415 | 2011-01-14 | Friday | m/s | 2.0054 | 1.1102 | 1.1102 | 0.95534 | 1.6611 | 2.1775 | 1.9107 | 0.86063 | 0.61109 | 0.95534 | 1.5664 | 1.8333 | 2.0828 | 2.1085 | 1.1762 | 1.1762 | 1.0059 | 1.7448 | 2.2904 | 2.0119 | 0.90924 | 0.64223 | 1.0059 | 1.6482
15 | 2011-01-15 | Saturday | m/s | 0.59111 | 0.55756 | 0.4633 | 0.084326 | 0.084326 | 0.33271 | 0.41474 | 0.39046 | 0.27956 | 0.084326 | 0.13748 | 0.1109 | 0.55452 | 0.61227 | 0.58109 | 0.48946 | 0.086376 | 0.086376 | 0.3455 | 0.43188 | 0.40309 | 0.28792 | 0.086376 | 0.14396 | 2011-01-15 | Saturday | m/s | 0.04775 | 0.03902 | 0.02916 | 0.019636 | 0.02535 | 0.027549 | 0.021835 | 0.013922 | 0.0060084 | 0.012017 | 0.025644 | 0.048501 | 0.048501 | 0.0507 | 0.041176 | 0.030952 | 0.020635 | 0.026825 | 0.028889 | 0.022698 | 0.014444 | 0.0061905 | 0.012381 | 0.026825 | 2011-01-15 | Saturday | m/s | 1.9267 | 2.1937 | 2.2117 | 1.2423 | 1.2423 | 1.0565 | 1.8286 | 2.4033 | 2.113 | 0.95785 | 0.67337 | 1.0565 | 1.7299 | 2.0201 | 2.3046 | 2.3148 | 1.3084 | 1.3084 | 1.1071 | 1.9123 | 2.5161 | 2.2142 | 1.0065 | 0.70452
16 | 2011-01-16 | Sunday | m/s | 0.11517 | 0.57584 | 0.63342 | 0.60463 | 0.48946 | 0.086376 | 0.086376 | 0.3455 | 0.43188 | 0.40309 | 0.28792 | 0.086376 | 0.14396 | 0.11517 | 0.57584 | 0.63342 | 0.60463 | 0.4633 | 0.084326 | 0.084326 | 0.33271 | 0.41474 | 0.39046 | 0.27956 | 2011-01-16 | Sunday | m/s | 0.051587 | 0.051587 | 0.053651 | 0.043333 | 0.030952 | 0.020635 | 0.026825 | 0.028889 | 0.022698 | 0.014444 | 0.0061905 | 0.012381 | 0.026825 | 0.051587 | 0.051587 | 0.053651 | 0.043333 | 0.02916 | 0.019636 | 0.02535 | 0.027549 | 0.021835 | 0.013922 | 0.0060084 | 2011-01-16 | Sunday | m/s | 1.1071 | 1.8116 | 2.1135 | 2.4155 | 2.3148 | 1.3084 | 1.3084 | 1.1071 | 1.9123 | 2.5161 | 2.2142 | 1.0065 | 0.70452 | 1.1071 | 1.8116 | 2.1135 | 2.4155 | 2.2117 | 1.2423 | 1.2423 | 1.0565 | 1.8286 | 2.4033 | 2.113
17 | 2011-01-17 | Monday | m/s | 0.084326 | 0.13748 | 0.1109 | 0.55452 | 0.61227 | 0.58109 | 0.43713 | 0.082276 | 0.082276 | 0.31992 | 0.3976 | 0.37783 | 0.27119 | 0.082276 | 0.131 | 0.10664 | 0.53319 | 0.59111 | 0.55756 | 0.41097 | 0.080227 | 0.080227 | 0.30712 | 0.38046 | 2011-01-17 | Monday | m/s | 0.012017 | 0.025644 | 0.048501 | 0.048501 | 0.0507 | 0.041176 | 0.027367 | 0.018637 | 0.023875 | 0.026209 | 0.020971 | 0.013399 | 0.0058263 | 0.011653 | 0.024463 | 0.045415 | 0.045415 | 0.04775 | 0.03902 | 0.025574 | 0.017638 | 0.0224 | 0.024869 | 0.020107 | 2011-01-17 | Monday | m/s | 0.95785 | 0.67337 | 1.0565 | 1.7299 | 2.0201 | 2.3046 | 2.1085 | 1.1762 | 1.1762 | 1.0059 | 1.7448 | 2.2904 | 2.0119 | 0.90924 | 0.64223 | 1.0059 | 1.6482 | 1.9267 | 2.1937 | 2.0054 | 1.1102 | 1.1102 | 0.95534 | 1.6611
18 | 2011-01-18 | Tuesday | m/s | 0.3652 | 0.26283 | 0.080227 | 0.12452 | 0.10237 | 0.51187 | 0.56995 | 0.53402 | 0.38481 | 0.078177 | 0.078177 | 0.29433 | 0.36332 | 0.35257 | 0.25446 | 0.078177 | 0.11804 | 0.09811 | 0.49055 | 0.54879 | 0.51048 | 0.35864 | 0.076127 | 0.076127 | 2011-01-18 | Tuesday | m/s | 0.012876 | 0.0056443 | 0.011289 | 0.023282 | 0.04233 | 0.04233 | 0.044799 | 0.036863 | 0.023782 | 0.016639 | 0.020924 | 0.023529 | 0.019244 | 0.012353 | 0.0054622 | 0.010924 | 0.022101 | 0.039244 | 0.039244 | 0.041849 | 0.034706 | 0.021989 | 0.01564 | 0.019449 | 2011-01-18 | Tuesday | m/s | 2.1775 | 1.9107 | 0.86063 | 0.61109 | 0.95534 | 1.5664 | 1.8333 | 2.0828 | 1.9022 | 1.0441 | 1.0441 | 0.90476 | 1.5774 | 2.0646 | 1.8095 | 0.81203 | 0.57995 | 0.90476 | 1.4847 | 1.7398 | 1.9719 | 1.7991 | 0.97804 | 0.97804
19 | 2011-01-19 | Wednesday | m/s | 0.28154 | 0.34618 | 0.33995 | 0.2461 | 0.076127 | 0.11156 | 0.093845 | 0.46923 | 0.52764 | 0.48695 | 0.33248 | 0.074078 | 0.074078 | 0.26874 | 0.32904 | 0.32732 | 0.23774 | 0.074078 | 0.10508 | 0.089581 | 0.4479 | 0.50648 | 0.46341 | 0.30631 | 2011-01-19 | Wednesday | m/s | 0.02219 | 0.01838 | 0.01183 | 0.0052801 | 0.01056 | 0.02092 | 0.036158 | 0.036158 | 0.038898 | 0.032549 | 0.020196 | 0.014641 | 0.017974 | 0.02085 | 0.017516 | 0.011307 | 0.005098 | 0.010196 | 0.019739 | 0.033072 | 0.033072 | 0.035948 | 0.030392 | 0.018403 | 2011-01-19 | Wednesday | m/s | 0.85417 | 1.4937 | 1.9518 | 1.7083 | 0.76342 | 0.5488 | 0.85417 | 1.403 | 1.6464 | 1.861 | 1.6959 | 0.91197 | 0.91197 | 0.80359 | 1.41 | 1.8389 | 1.6072 | 0.71482 | 0.51766 | 0.80359 | 1.3212 | 1.553 | 1.7501 | 1.5928
20 | 2011-01-20 | Thursday | m/s | 0.072028 | 0.072028 | 0.25595 | 0.3119 | 0.31469 | 0.22937 | 0.072028 | 0.098605 | 0.085317 | 0.42658 | 0.48532 | 0.43987 | 0.28015 | 0.069978 | 0.069978 | 0.24316 | 0.29476 | 0.30206 | 0.22101 | 0.069978 | 0.092126 | 0.081052 | 0.40526 | 0.46416 | 2011-01-20 | Thursday | m/s | 0.013641 | 0.016499 | 0.01951 | 0.016653 | 0.010784 | 0.004916 | 0.0098319 | 0.018557 | 0.029986 | 0.029986 | 0.032997 | 0.028235 | 0.016611 | 0.012642 | 0.015023 | 0.01817 | 0.015789 | 0.010261 | 0.0047339 | 0.0094678 | 0.017376 | 0.0269 | 0.0269 | 0.030047 | 2011-01-20 | Thursday | m/s | 0.8459 | 0.8459 | 0.753 | 1.3263 | 1.726 | 1.506 | 0.66621 | 0.48652 | 0.753 | 1.2395 | 1.4596 | 1.6392 | 1.4896 | 0.77984 | 0.77984 | 0.70242 | 1.2426 | 1.6132 | 1.4048 | 0.61761 | 0.45537 | 0.70242 | 1.1578 | 1.3661
21 | 2011-01-21 | Friday | m/s | 0.41633 | 0.25398 | 0.067929 | 0.067929 | 0.23036 | 0.27762 | 0.28943 | 0.21264 | 0.067929 | 0.085647 | 0.076788 | 0.38394 | 0.44301 | 0.3928 | 0.22782 | 0.065879 | 0.065879 | 0.21757 | 0.26048 | 0.2768 | 0.20428 | 0.065879 | 0.079167 | 0.072523 | 2011-01-21 | Friday | m/s | 0.026078 | 0.014818 | 0.011643 | 0.013548 | 0.01683 | 0.014925 | 0.0097386 | 0.0045518 | 0.0091036 | 0.016195 | 0.023814 | 0.023814 | 0.027096 | 0.023922 | 0.013025 | 0.010644 | 0.012073 | 0.01549 | 0.014062 | 0.0092157 | 0.0043697 | 0.0087395 | 0.015014 | 0.020728 | 2011-01-21 | Friday | m/s | 1.5284 | 1.3865 | 0.71377 | 0.71377 | 0.65183 | 1.1589 | 1.5003 | 1.3037 | 0.569 | 0.42423 | 0.65183 | 1.0761 | 1.2727 | 1.4175 | 1.2833 | 0.6477 | 0.6477 | 0.60125 | 1.0752 | 1.3874 | 1.2025 | 0.52039 | 0.39309 | 0.60125
22 | 2011-01-22 | Saturday | m/s | 0.36262 | 0.42185 | 0.36926 | 0.20165 | 0.063829 | 0.063829 | 0.20478 | 0.24333 | 0.26418 | 0.19592 | 0.063829 | 0.072688 | 0.068259 | 0.34129 | 0.40069 | 0.34572 | 0.17549 | 0.061779 | 0.061779 | 0.19198 | 0.22619 | 0.25155 | 0.18755 | 0.061779 | 2011-01-22 | Saturday | m/s | 0.020728 | 0.024146 | 0.021765 | 0.011232 | 0.0096452 | 0.010598 | 0.01415 | 0.013198 | 0.0086928 | 0.0041877 | 0.0083754 | 0.013833 | 0.017642 | 0.017642 | 0.021195 | 0.019608 | 0.0094398 | 0.0086461 | 0.0091223 | 0.01281 | 0.012334 | 0.0081699 | 0.0040056 | 0.0080112 | 2011-01-22 | Saturday | m/s | 0.99434 | 1.1793 | 1.3066 | 1.1802 | 0.58163 | 0.58163 | 0.55066 | 0.99148 | 1.2746 | 1.1013 | 0.47179 | 0.36195 | 0.55066 | 0.91261 | 1.0858 | 1.1957 | 1.077 | 0.51556 | 0.51556 | 0.50008 | 0.90777 | 1.1617 | 1.0002 | 0.42318
23 | 2011-01-23 | Sunday | m/s | 0.066209 | 0.063994 | 0.31997 | 0.37954 | 0.32219 | 0.14932 | 0.05973 | 0.05973 | 0.17919 | 0.20905 | 0.23892 | 0.17919 | 0.05973 | 0.05973 | 0.05973 | 0.29865 | 0.35838 | 0.29865 | 0.14932 | 0.05973 | 0.05973 | 0.17919 | 0.20905 | 0.23892 | 2011-01-23 | Sunday | m/s | 0.012652 | 0.014556 | 0.014556 | 0.018245 | 0.017451 | 0.0076471 | 0.0076471 | 0.0076471 | 0.011471 | 0.011471 | 0.0076471 | 0.0038235 | 0.0076471 | 0.011471 | 0.011471 | 0.011471 | 0.015294 | 0.015294 | 0.0076471 | 0.0076471 | 0.0076471 | 0.011471 | 0.011471 | 0.0076471 | 2011-01-23 | Sunday | m/s | 0.3308 | 0.50008 | 0.83088 | 0.99241 | 1.0848 | 0.9739 | 0.44949 | 0.44949 | 0.44949 | 0.82407 | 1.0488 | 0.89898 | 0.37458 | 0.29966 | 0.44949 | 0.74915 | 0.89898 | 0.9739 | 0.9739 | 0.44949 | 0.44949 | 0.44949 | 0.82407 | 1.0488
24 | 2011-01-24 | Monday | m/s | 0.17919 | 0.05973 | 0.05973 | 0.05973 | 0.29865 | 0.35838 | 0.29865 | 0.17549 | 0.061779 | 0.061779 | 0.19198 | 0.22619 | 0.25155 | 0.18755 | 0.061779 | 0.066209 | 0.063994 | 0.31997 | 0.37954 | 0.32219 | 0.20165 | 0.063829 | 0.063829 | 0.20478 | 2011-01-24 | Monday | m/s | 0.0038235 | 0.0076471 | 0.011471 | 0.011471 | 0.011471 | 0.015294 | 0.015294 | 0.0094398 | 0.0086461 | 0.0091223 | 0.01281 | 0.012334 | 0.0081699 | 0.0040056 | 0.0080112 | 0.012652 | 0.014556 | 0.014556 | 0.018245 | 0.017451 | 0.011232 | 0.0096452 | 0.010598 | 0.01415 | 2011-01-24 | Monday | m/s | 0.89898 | 0.37458 | 0.29966 | 0.44949 | 0.74915 | 0.89898 | 0.9739 | 1.077 | 0.51556 | 0.51556 | 0.50008 | 0.90777 | 1.1617 | 1.0002 | 0.42318 | 0.3308 | 0.50008 | 0.83088 | 0.99241 | 1.0848 | 1.1802 | 0.58163 | 0.58163 | 0.55066
25 | 2011-01-25 | Tuesday | m/s | 0.24333 | 0.26418 | 0.19592 | 0.063829 | 0.072688 | 0.068259 | 0.34129 | 0.40069 | 0.34572 | 0.22782 | 0.065879 | 0.065879 | 0.21757 | 0.26048 | 0.2768 | 0.20428 | 0.065879 | 0.079167 | 0.072523 | 0.36262 | 0.42185 | 0.36926 | 0.25398 | 0.067929 | 2011-01-25 | Tuesday | m/s | 0.013198 | 0.0086928 | 0.0041877 | 0.0083754 | 0.013833 | 0.017642 | 0.017642 | 0.021195 | 0.019608 | 0.013025 | 0.010644 | 0.012073 | 0.01549 | 0.014062 | 0.0092157 | 0.0043697 | 0.0087395 | 0.015014 | 0.020728 | 0.020728 | 0.024146 | 0.021765 | 0.014818 | 0.011643 | 2011-01-25 | Tuesday | m/s | 0.99148 | 1.2746 | 1.1013 | 0.47179 | 0.36195 | 0.55066 | 0.91261 | 1.0858 | 1.1957 | 1.2833 | 0.6477 | 0.6477 | 0.60125 | 1.0752 | 1.3874 | 1.2025 | 0.52039 | 0.39309 | 0.60125 | 0.99434 | 1.1793 | 1.3066 | 1.3865 | 0.71377
26 | 2011-01-26 | Wednesday | m/s | 0.067929 | 0.23036 | 0.27762 | 0.28943 | 0.21264 | 0.067929 | 0.085647 | 0.076788 | 0.38394 | 0.44301 | 0.3928 | 0.28015 | 0.069978 | 0.069978 | 0.24316 | 0.29476 | 0.30206 | 0.22101 | 0.069978 | 0.092126 | 0.081052 | 0.40526 | 0.46416 | 0.41633 | 2011-01-26 | Wednesday | m/s | 0.013548 | 0.01683 | 0.014925 | 0.0097386 | 0.0045518 | 0.0091036 | 0.016195 | 0.023814 | 0.023814 | 0.027096 | 0.023922 | 0.016611 | 0.012642 | 0.015023 | 0.01817 | 0.015789 | 0.010261 | 0.0047339 | 0.0094678 | 0.017376 | 0.0269 | 0.0269 | 0.030047 | 0.026078 | 2011-01-26 | Wednesday | m/s | 0.71377 | 0.65183 | 1.1589 | 1.5003 | 1.3037 | 0.569 | 0.42423 | 0.65183 | 1.0761 | 1.2727 | 1.4175 | 1.4896 | 0.77984 | 0.77984 | 0.70242 | 1.2426 | 1.6132 | 1.4048 | 0.61761 | 0.45537 | 0.70242 | 1.1578 | 1.3661 | 1.5284
27 | 2011-01-27 | Thursday | m/s | 0.30631 | 0.072028 | 0.072028 | 0.25595 | 0.3119 | 0.31469 | 0.22937 | 0.072028 | 0.098605 | 0.085317 | 0.42658 | 0.48532 | 0.43987 | 0.33248 | 0.074078 | 0.074078 | 0.26874 | 0.32904 | 0.32732 | 0.23774 | 0.074078 | 0.10508 | 0.089581 | 0.4479 | 2011-01-27 | Thursday | m/s | 0.018403 | 0.013641 | 0.016499 | 0.01951 | 0.016653 | 0.010784 | 0.004916 | 0.0098319 | 0.018557 | 0.029986 | 0.029986 | 0.032997 | 0.028235 | 0.020196 | 0.014641 | 0.017974 | 0.02085 | 0.017516 | 0.011307 | 0.005098 | 0.010196 | 0.019739 | 0.033072 | 0.033072 | 2011-01-27 | Thursday | m/s | 1.5928 | 0.8459 | 0.8459 | 0.753 | 1.3263 | 1.726 | 1.506 | 0.66621 | 0.48652 | 0.753 | 1.2395 | 1.4596 | 1.6392 | 1.6959 | 0.91197 | 0.91197 | 0.80359 | 1.41 | 1.8389 | 1.6072 | 0.71482 | 0.51766 | 0.80359 | 1.3212
28 | 2011-01-28 | Friday | m/s | 0.50648 | 0.46341 | 0.35864 | 0.076127 | 0.076127 | 0.28154 | 0.34618 | 0.33995 | 0.2461 | 0.076127 | 0.11156 | 0.093845 | 0.46923 | 0.52764 | 0.48695 | 0.38481 | 0.078177 | 0.078177 | 0.29433 | 0.36332 | 0.35257 | 0.25446 | 0.078177 | 0.11804 | 2011-01-28 | Friday | m/s | 0.035948 | 0.030392 | 0.021989 | 0.01564 | 0.019449 | 0.02219 | 0.01838 | 0.01183 | 0.0052801 | 0.01056 | 0.02092 | 0.036158 | 0.036158 | 0.038898 | 0.032549 | 0.023782 | 0.016639 | 0.020924 | 0.023529 | 0.019244 | 0.012353 | 0.0054622 | 0.010924 | 0.022101 | 2011-01-28 | Friday | m/s | 1.553 | 1.7501 | 1.7991 | 0.97804 | 0.97804 | 0.85417 | 1.4937 | 1.9518 | 1.7083 | 0.76342 | 0.5488 | 0.85417 | 1.403 | 1.6464 | 1.861 | 1.9022 | 1.0441 | 1.0441 | 0.90476 | 1.5774 | 2.0646 | 1.8095 | 0.81203 | 0.57995
29 | 2011-01-29 | Saturday | m/s | 0.09811 | 0.49055 | 0.54879 | 0.51048 | 0.41097 | 0.080227 | 0.080227 | 0.30712 | 0.38046 | 0.3652 | 0.26283 | 0.080227 | 0.12452 | 0.10237 | 0.51187 | 0.56995 | 0.53402 | 0.43713 | 0.082276 | 0.082276 | 0.31992 | 0.3976 | 0.37783 | 0.27119 | 2011-01-29 | Saturday | m/s | 0.039244 | 0.039244 | 0.041849 | 0.034706 | 0.025574 | 0.017638 | 0.0224 | 0.024869 | 0.020107 | 0.012876 | 0.0056443 | 0.011289 | 0.023282 | 0.04233 | 0.04233 | 0.044799 | 0.036863 | 0.027367 | 0.018637 | 0.023875 | 0.026209 | 0.020971 | 0.013399 | 0.0058263 | 2011-01-29 | Saturday | m/s | 0.90476 | 1.4847 | 1.7398 | 1.9719 | 2.0054 | 1.1102 | 1.1102 | 0.95534 | 1.6611 | 2.1775 | 1.9107 | 0.86063 | 0.61109 | 0.95534 | 1.5664 | 1.8333 | 2.0828 | 2.1085 | 1.1762 | 1.1762 | 1.0059 | 1.7448 | 2.2904 | 2.0119
30 | 2011-01-30 | Sunday | m/s | 0.082276 | 0.131 | 0.10664 | 0.53319 | 0.59111 | 0.55756 | 0.4633 | 0.084326 | 0.084326 | 0.33271 | 0.41474 | 0.39046 | 0.27956 | 0.084326 | 0.13748 | 0.1109 | 0.55452 | 0.61227 | 0.58109 | 0.48946 | 0.086376 | 0.086376 | 0.3455 | 0.43188 | 2011-01-30 | Sunday | m/s | 0.011653 | 0.024463 | 0.045415 | 0.045415 | 0.04775 | 0.03902 | 0.02916 | 0.019636 | 0.02535 | 0.027549 | 0.021835 | 0.013922 | 0.0060084 | 0.012017 | 0.025644 | 0.048501 | 0.048501 | 0.0507 | 0.041176 | 0.030952 | 0.020635 | 0.026825 | 0.028889 | 0.022698 | 2011-01-30 | Sunday | m/s | 0.90924 | 0.64223 | 1.0059 | 1.6482 | 1.9267 | 2.1937 | 2.2117 | 1.2423 | 1.2423 | 1.0565 | 1.8286 | 2.4033 | 2.113 | 0.95785 | 0.67337 | 1.0565 | 1.7299 | 2.0201 | 2.3046 | 2.3148 | 1.3084 | 1.3084 | 1.1071 | 1.9123
31 | 2011-01-31 | Monday | m/s | 0.40309 | 0.28792 | 0.086376 | 0.14396 | 0.11517 | 0.57584 | 0.63342 | 0.60463 | 0.48946 | 0.48946 | 0.48946 | 0.48946 | 0.48946 | 0.48946 | 0.48946 | 0.12316 | 0.12316 | 0.12316 | 0.12316 | 0.12316 | 0.12316 | 0.096995 | 0.096995 | 0.096995 | 2011-01-31 | Monday | m/s | 0.014444 | 0.0061905 | 0.012381 | 0.026825 | 0.051587 | 0.051587 | 0.053651 | 0.043333 | 0.0058543 | 0.0058543 | 0.0058543 | 0.0058543 | 0.0058543 | 0.0058543 | 0.0058543 | 0.0058543 | 0.0058543 | 0.0058543 | 0.0058543 | 0.0058543 | 0.0058543 | 0.0040616 | 0.0040616 | 0.0040616 | 2011-01-31 | Monday | m/s | 2.5161 | 2.2142 | 1.0065 | 0.70452 | 1.1071 | 1.8116 | 2.1135 | 2.4155 | 0.87075 | 1.3084 | 1.3084 | 1.1071 | 1.9123 | 2.5161 | 2.2142 | 1.0065 | 0.70452 | 1.1071 | 1.8116 | 2.1135 | 1.68 | 0.7676 | 1.2423 | 1.2423
| North Sanday |  |  | 0 | 1 | 2 | 3 | 4 | 5 | 6 | 7 | 8 | 9 | 10 | 11 | 12 | 13 | 14 | 15 | 16 | 17 | 18 | 19 | 20 | 21 | 22 | 23 | Westray | [26 empty] | Eday
| DOY | Day | Units | 0:00 | 1:00 | 2:00 | 3:00 | 4:00 | 5:00 | 6:00 | 7:00 | 8:00 | 9:00 | 10:00 | 11:00 | 12:00 | 13:00 | 14:00 | 15:00 | 16:00 | 17:00 | 18:00 | 19:00 | 20:00 | 21:00 | 22:00 | 23:00 | DOY | Day | Units | 0:00 | 1:00 | 2:00 | 3:00 | 4:00 | 5:00 | 6:00 | 7:00 | 8:00 | 9:00 | 10:00 | 11:00 | 12:00 | 13:00 | 14:00 | 15:00 | 16:00 | 17:00 | 18:00 | 19:00 | 20:00 | 21:00 | 22:00 | 23:00 | DOY | Day | Units | 0:00 | 1:00 | 2:00 | 3:00 | 4:00 | 5:00 | 6:00 | 7:00 | 8:00 | 9:00 | 10:00 | 11:00 | 12:00 | 13:00 | 14:00 | 15:00 | 16:00 | 17:00 | 18:00 | 19:00 | 20:00 | 21:00 | 22:00 | 23:00
1 | 2011-01-01 | Saturday | m/s | 2.1629 | 1.331 | 2.8284 | 3.1611 | 2.662 | 2.4956 | 4.4922 | 3.3275 | 0.99826 | 1.8301 | 4.8249 | 3.993 | 2.1629 | 2.0875 | 1.2806 | 2.7277 | 3.0609 | 2.5742 | 2.3946 | 4.3285 | 3.2015 | 0.96044 | 1.7673 | 4.6616 | 2011-01-01 | Saturday | m/s | 0.63429 | 0.555 | 1.5064 | 2.0614 | 1.1893 | 0.87214 | 1.9821 | 0.63429 | 0.47571 | 0.79286 | 1.5857 | 1.11 | 1.0307 | 0.60825 | 0.53506 | 1.4531 | 1.9882 | 1.1376 | 0.83918 | 1.9036 | 0.631 | 0.45619 | 0.78875 | 1.532 | 2011-01-01 | Saturday | m/s | 1.1059 | 0.11796 | 1.8431 | 2.2118 | 2.0643 | 1.2533 | 1.9906 | 1.5482 | 1.4008 | 1.622 | 2.138 | 1.7694 | 1.4745 | 1.0641 | 0.15761 | 1.7772 | 2.1391 | 1.9759 | 1.2057 | 1.9187 | 1.4833 | 1.3363 | 1.5622 | 2.0602
2 | 2011-01-02 | Sunday | m/s | 3.8678 | 2.0875 | 2.012 | 1.2302 | 2.6271 | 2.9606 | 2.4863 | 2.2936 | 4.1648 | 3.0754 | 0.92263 | 1.7045 | 4.4983 | 3.7425 | 2.012 | 1.9366 | 1.1798 | 2.5265 | 2.8604 | 2.3985 | 2.1925 | 4.0011 | 2.9494 | 0.88481 | 2011-01-02 | Sunday | m/s | 1.0758 | 0.99125 | 0.58221 | 0.51512 | 1.3998 | 1.9149 | 1.086 | 0.80622 | 1.8251 | 0.62771 | 0.43666 | 0.78464 | 1.4783 | 1.0416 | 0.95178 | 0.55617 | 0.49518 | 1.3465 | 1.8417 | 1.0343 | 0.77326 | 1.7466 | 0.62443 | 0.41713 | 2011-01-02 | Sunday | m/s | 1.7091 | 1.4206 | 1.0224 | 0.19727 | 1.7112 | 2.0664 | 1.8875 | 1.158 | 1.8468 | 1.4183 | 1.2719 | 1.5024 | 1.9824 | 1.6488 | 1.3668 | 0.98062 | 0.23692 | 1.6452 | 1.9937 | 1.7991 | 1.1103 | 1.7749 | 1.3534 | 1.2075
3 | 2011-01-03 | Monday | m/s | 1.6416 | 4.3351 | 3.6172 | 1.9366 | 1.8611 | 1.1293 | 2.4258 | 2.7601 | 2.3106 | 2.0915 | 3.8375 | 2.8233 | 0.847 | 1.5788 | 4.1718 | 3.4919 | 1.8611 | 1.7857 | 1.0789 | 2.3252 | 2.6599 | 2.2228 | 1.9905 | 3.6738 | 2011-01-03 | Monday | m/s | 0.78053 | 1.4246 | 1.0074 | 0.91231 | 0.53013 | 0.47524 | 1.2932 | 1.7684 | 0.98262 | 0.7403 | 1.668 | 0.62114 | 0.3976 | 0.77642 | 1.3708 | 0.97323 | 0.87284 | 0.50409 | 0.4553 | 1.2399 | 1.6952 | 0.93095 | 0.70735 | 1.5895 | 2011-01-03 | Monday | m/s | 1.4426 | 1.9045 | 1.5885 | 1.3129 | 0.93886 | 0.27657 | 1.5792 | 1.921 | 1.7107 | 1.0626 | 1.7029 | 1.2884 | 1.143 | 1.3828 | 1.8267 | 1.5282 | 1.259 | 0.89711 | 0.31622 | 1.5132 | 1.8484 | 1.6223 | 1.0149 | 1.631
4 | 2011-01-04 | Tuesday | m/s | 2.6973 | 0.80918 | 1.516 | 4.0085 | 3.3666 | 1.7857 | 1.7103 | 1.0285 | 2.2245 | 2.5596 | 2.1349 | 1.8894 | 3.5101 | 2.5712 | 0.77137 | 1.4532 | 3.8452 | 3.2414 | 1.7103 | 1.6348 | 0.97807 | 2.1239 | 2.4593 | 2.0471 | 2011-01-04 | Tuesday | m/s | 0.61785 | 0.37807 | 0.77232 | 1.3171 | 0.93904 | 0.83337 | 0.47805 | 0.43536 | 1.1866 | 1.6219 | 0.87928 | 0.67439 | 1.511 | 0.61457 | 0.35854 | 0.76821 | 1.2634 | 0.90485 | 0.7939 | 0.45201 | 0.41542 | 1.1333 | 1.5487 | 0.82762 | 2011-01-04 | Tuesday | m/s | 1.2235 | 1.0786 | 1.323 | 1.7488 | 1.4679 | 1.2052 | 0.85535 | 0.35587 | 1.4472 | 1.7757 | 1.5339 | 0.96723 | 1.5591 | 1.1585 | 1.0141 | 1.2632 | 1.671 | 1.4075 | 1.1513 | 0.81359 | 0.39553 | 1.3813 | 1.703 | 1.4454
5 | 2011-01-05 | Wednesday | m/s | 1.7884 | 3.3465 | 2.4452 | 0.73355 | 1.3903 | 3.6819 | 3.1161 | 1.6348 | 1.5594 | 0.92765 | 2.0232 | 2.3591 | 1.9592 | 1.6874 | 3.1828 | 2.3191 | 0.69574 | 1.3275 | 3.5186 | 2.9908 | 1.5594 | 1.484 | 0.87723 | 1.9226 | 2011-01-05 | Wednesday | m/s | 0.64143 | 1.4324 | 0.61128 | 0.33901 | 0.7641 | 1.2097 | 0.87066 | 0.75443 | 0.42597 | 0.39548 | 1.0799 | 1.4754 | 0.77595 | 0.60847 | 1.3539 | 0.60799 | 0.31948 | 0.75999 | 1.1559 | 0.83646 | 0.71496 | 0.39994 | 0.37554 | 1.0266 | 2011-01-05 | Wednesday | m/s | 0.91955 | 1.4872 | 1.0936 | 0.9497 | 1.2034 | 1.5932 | 1.3472 | 1.0974 | 0.77184 | 0.43518 | 1.3153 | 1.6303 | 1.357 | 0.87186 | 1.4153 | 1.0286 | 0.88526 | 1.1436 | 1.5153 | 1.2869 | 1.0436 | 0.73008 | 0.47483 | 1.2493
6 | 2011-01-06 | Thursday | m/s | 2.2588 | 1.8714 | 1.5864 | 3.0191 | 2.1931 | 0.65793 | 1.2647 | 3.3554 | 2.8655 | 1.484 | 1.4085 | 0.82681 | 1.8219 | 2.1586 | 1.7835 | 1.4853 | 2.8555 | 2.067 | 0.62011 | 1.2018 | 3.1921 | 2.7403 | 1.4085 | 1.3331 | 2011-01-06 | Thursday | m/s | 1.4022 | 0.72428 | 0.57551 | 1.2754 | 0.60471 | 0.29995 | 0.75588 | 1.1022 | 0.80227 | 0.67549 | 0.3739 | 0.3556 | 0.97333 | 1.3289 | 0.67262 | 0.54255 | 1.1969 | 0.60142 | 0.28042 | 0.75177 | 1.0485 | 0.76808 | 0.63602 | 0.34786 | 2011-01-06 | Thursday | m/s | 1.5576 | 1.2686 | 0.82418 | 1.3434 | 0.96364 | 0.82082 | 1.0838 | 1.4375 | 1.2266 | 0.98968 | 0.68833 | 0.51448 | 1.1833 | 1.4849 | 1.1802 | 0.77649 | 1.2715 | 0.89869 | 0.75638 | 1.024 | 1.3596 | 1.1663 | 0.93581 | 0.64657
7 | 2011-01-07 | Friday | m/s | 0.77639 | 1.7213 | 2.0583 | 1.6957 | 1.3843 | 2.6918 | 1.941 | 0.5823 | 1.139 | 3.0288 | 2.615 | 1.3331 | 1.2577 | 0.72598 | 1.6206 | 1.958 | 1.6078 | 1.2833 | 2.5281 | 1.8149 | 0.54448 | 1.0762 | 2.8655 | 2.4897 | 2011-01-07 | Friday | m/s | 0.33566 | 0.92002 | 1.2557 | 0.62095 | 0.50959 | 1.1183 | 0.59813 | 0.26089 | 0.74767 | 0.99478 | 0.73389 | 0.59655 | 0.32182 | 0.31572 | 0.8667 | 1.1824 | 0.56928 | 0.47663 | 1.0398 | 0.59485 | 0.24136 | 0.74356 | 0.94106 | 0.6997 | 2011-01-07 | Friday | m/s | 0.55414 | 1.1173 | 1.4122 | 1.0918 | 0.72881 | 1.1996 | 0.83373 | 0.69194 | 0.96418 | 1.2818 | 1.106 | 0.88194 | 0.60481 | 0.59379 | 1.0513 | 1.3396 | 1.0034 | 0.68112 | 1.1276 | 0.76878 | 0.6275 | 0.90438 | 1.204 | 1.0457
8 | 2011-01-08 | Saturday | m/s | 1.2577 | 1.1822 | 0.67556 | 1.52 | 1.8578 | 1.52 | 1.1822 | 2.3644 | 1.6889 | 0.50667 | 1.0133 | 2.7022 | 2.3644 | 1.1822 | 1.1822 | 0.67556 | 1.52 | 1.8578 | 1.52 | 1.1822 | 2.3644 | 1.6889 | 0.50667 | 1.0133 | 2011-01-08 | Saturday | m/s | 0.55708 | 0.29578 | 0.29578 | 0.81339 | 1.1092 | 0.51761 | 0.44367 | 0.96128 | 0.59156 | 0.22183 | 0.73945 | 0.88734 | 0.6655 | 0.51761 | 0.29578 | 0.29578 | 0.81339 | 1.1092 | 0.51761 | 0.44367 | 0.96128 | 0.59156 | 0.22183 | 0.73945 | 2011-01-08 | Saturday | m/s | 0.82807 | 0.56306 | 0.63344 | 0.98535 | 1.2669 | 0.91497 | 0.63344 | 1.0557 | 0.70382 | 0.56306 | 0.84459 | 1.1261 | 0.98535 | 0.7742 | 0.56306 | 0.63344 | 0.98535 | 1.2669 | 0.91497 | 0.63344 | 1.0557 | 0.70382 | 0.56306 | 0.84459
9 | 2011-01-09 | Sunday | m/s | 2.7022 | 2.3644 | 1.1822 | 1.2577 | 0.72598 | 1.6206 | 1.958 | 1.6078 | 1.2833 | 2.5281 | 1.8149 | 0.54448 | 1.0762 | 2.8655 | 2.4897 | 1.2577 | 1.3331 | 0.77639 | 1.7213 | 2.0583 | 1.6957 | 1.3843 | 2.6918 | 1.941 | 2011-01-09 | Sunday | m/s | 0.88734 | 0.6655 | 0.51761 | 0.32182 | 0.31572 | 0.8667 | 1.1824 | 0.56928 | 0.47663 | 1.0398 | 0.59485 | 0.24136 | 0.74356 | 0.94106 | 0.6997 | 0.55708 | 0.34786 | 0.33566 | 0.92002 | 1.2557 | 0.62095 | 0.50959 | 1.1183 | 0.59813 | 2011-01-09 | Sunday | m/s | 1.1261 | 0.98535 | 0.7742 | 0.60481 | 0.59379 | 1.0513 | 1.3396 | 1.0034 | 0.68112 | 1.1276 | 0.76878 | 0.6275 | 0.90438 | 1.204 | 1.0457 | 0.82807 | 0.64657 | 0.55414 | 1.1173 | 1.4122 | 1.0918 | 0.72881 | 1.1996 | 0.83373
10 | 2011-01-10 | Monday | m/s | 0.5823 | 1.139 | 3.0288 | 2.615 | 1.3331 | 1.4085 | 0.82681 | 1.8219 | 2.1586 | 1.7835 | 1.4853 | 2.8555 | 2.067 | 0.62011 | 1.2018 | 3.1921 | 2.7403 | 1.4085 | 1.484 | 0.87723 | 1.9226 | 2.2588 | 1.8714 | 1.5864 | 2011-01-10 | Monday | m/s | 0.26089 | 0.74767 | 0.99478 | 0.73389 | 0.59655 | 0.3739 | 0.3556 | 0.97333 | 1.3289 | 0.67262 | 0.54255 | 1.1969 | 0.60142 | 0.28042 | 0.75177 | 1.0485 | 0.76808 | 0.63602 | 0.39994 | 0.37554 | 1.0266 | 1.4022 | 0.72428 | 0.57551 | 2011-01-10 | Monday | m/s | 0.69194 | 0.96418 | 1.2818 | 1.106 | 0.88194 | 0.68833 | 0.51448 | 1.1833 | 1.4849 | 1.1802 | 0.77649 | 1.2715 | 0.89869 | 0.75638 | 1.024 | 1.3596 | 1.1663 | 0.93581 | 0.73008 | 0.47483 | 1.2493 | 1.5576 | 1.2686 | 0.82418
11 | 2011-01-11 | Tuesday | m/s | 3.0191 | 2.1931 | 0.65793 | 1.2647 | 3.3554 | 2.8655 | 1.484 | 1.5594 | 0.92765 | 2.0232 | 2.3591 | 1.9592 | 1.6874 | 3.1828 | 2.3191 | 0.69574 | 1.3275 | 3.5186 | 2.9908 | 1.5594 | 1.6348 | 0.97807 | 2.1239 | 2.4593 | 2011-01-11 | Tuesday | m/s | 1.2754 | 0.60471 | 0.29995 | 0.75588 | 1.1022 | 0.80227 | 0.67549 | 0.42597 | 0.39548 | 1.0799 | 1.4754 | 0.77595 | 0.60847 | 1.3539 | 0.60799 | 0.31948 | 0.75999 | 1.1559 | 0.83646 | 0.71496 | 0.45201 | 0.41542 | 1.1333 | 1.5487 | 2011-01-11 | Tuesday | m/s | 1.3434 | 0.96364 | 0.82082 | 1.0838 | 1.4375 | 1.2266 | 0.98968 | 0.77184 | 0.43518 | 1.3153 | 1.6303 | 1.357 | 0.87186 | 1.4153 | 1.0286 | 0.88526 | 1.1436 | 1.5153 | 1.2869 | 1.0436 | 0.81359 | 0.39553 | 1.3813 | 1.703
12 | 2011-01-12 | Wednesday | m/s | 2.0471 | 1.7884 | 3.3465 | 2.4452 | 0.73355 | 1.3903 | 3.6819 | 3.1161 | 1.6348 | 1.7103 | 1.0285 | 2.2245 | 2.5596 | 2.1349 | 1.8894 | 3.5101 | 2.5712 | 0.77137 | 1.4532 | 3.8452 | 3.2414 | 1.7103 | 1.7857 | 1.0789 | 2011-01-12 | Wednesday | m/s | 0.82762 | 0.64143 | 1.4324 | 0.61128 | 0.33901 | 0.7641 | 1.2097 | 0.87066 | 0.75443 | 0.47805 | 0.43536 | 1.1866 | 1.6219 | 0.87928 | 0.67439 | 1.511 | 0.61457 | 0.35854 | 0.76821 | 1.2634 | 0.90485 | 0.7939 | 0.50409 | 0.4553 | 2011-01-12 | Wednesday | m/s | 1.4454 | 0.91955 | 1.4872 | 1.0936 | 0.9497 | 1.2034 | 1.5932 | 1.3472 | 1.0974 | 0.85535 | 0.35587 | 1.4472 | 1.7757 | 1.5339 | 0.96723 | 1.5591 | 1.1585 | 1.0141 | 1.2632 | 1.671 | 1.4075 | 1.1513 | 0.89711 | 0.31622
13 | 2011-01-13 | Thursday | m/s | 2.3252 | 2.6599 | 2.2228 | 1.9905 | 3.6738 | 2.6973 | 0.80918 | 1.516 | 4.0085 | 3.3666 | 1.7857 | 1.8611 | 1.1293 | 2.4258 | 2.7601 | 2.3106 | 2.0915 | 3.8375 | 2.8233 | 0.847 | 1.5788 | 4.1718 | 3.4919 | 1.8611 | 2011-01-13 | Thursday | m/s | 1.2399 | 1.6952 | 0.93095 | 0.70735 | 1.5895 | 0.61785 | 0.37807 | 0.77232 | 1.3171 | 0.93904 | 0.83337 | 0.53013 | 0.47524 | 1.2932 | 1.7684 | 0.98262 | 0.7403 | 1.668 | 0.62114 | 0.3976 | 0.77642 | 1.3708 | 0.97323 | 0.87284 | 2011-01-13 | Thursday | m/s | 1.5132 | 1.8484 | 1.6223 | 1.0149 | 1.631 | 1.2235 | 1.0786 | 1.323 | 1.7488 | 1.4679 | 1.2052 | 0.93886 | 0.27657 | 1.5792 | 1.921 | 1.7107 | 1.0626 | 1.7029 | 1.2884 | 1.143 | 1.3828 | 1.8267 | 1.5282 | 1.259
14 | 2011-01-14 | Friday | m/s | 1.9366 | 1.1798 | 2.5265 | 2.8604 | 2.3985 | 2.1925 | 4.0011 | 2.9494 | 0.88481 | 1.6416 | 4.3351 | 3.6172 | 1.9366 | 2.012 | 1.2302 | 2.6271 | 2.9606 | 2.4863 | 2.2936 | 4.1648 | 3.0754 | 0.92263 | 1.7045 | 4.4983 | 2011-01-14 | Friday | m/s | 0.55617 | 0.49518 | 1.3465 | 1.8417 | 1.0343 | 0.77326 | 1.7466 | 0.62443 | 0.41713 | 0.78053 | 1.4246 | 1.0074 | 0.91231 | 0.58221 | 0.51512 | 1.3998 | 1.9149 | 1.086 | 0.80622 | 1.8251 | 0.62771 | 0.43666 | 0.78464 | 1.4783 | 2011-01-14 | Friday | m/s | 0.98062 | 0.23692 | 1.6452 | 1.9937 | 1.7991 | 1.1103 | 1.7749 | 1.3534 | 1.2075 | 1.4426 | 1.9045 | 1.5885 | 1.3129 | 1.0224 | 0.19727 | 1.7112 | 2.0664 | 1.8875 | 1.158 | 1.8468 | 1.4183 | 1.2719 | 1.5024 | 1.9824
15 | 2011-01-15 | Saturday | m/s | 3.7425 | 2.012 | 2.0875 | 1.2806 | 2.7277 | 3.0609 | 2.5742 | 2.3946 | 4.3285 | 3.2015 | 0.96044 | 1.7673 | 4.6616 | 3.8678 | 2.0875 | 2.1629 | 1.331 | 2.8284 | 3.1611 | 2.662 | 2.4956 | 4.4922 | 3.3275 | 0.99826 | 2011-01-15 | Saturday | m/s | 1.0416 | 0.95178 | 0.60825 | 0.53506 | 1.4531 | 1.9882 | 1.1376 | 0.83918 | 1.9036 | 0.631 | 0.45619 | 0.78875 | 1.532 | 1.0758 | 0.99125 | 0.63429 | 0.555 | 1.5064 | 2.0614 | 1.1893 | 0.87214 | 1.9821 | 0.63429 | 0.47571 | 2011-01-15 | Saturday | m/s | 1.6488 | 1.3668 | 1.0641 | 0.15761 | 1.7772 | 2.1391 | 1.9759 | 1.2057 | 1.9187 | 1.4833 | 1.3363 | 1.5622 | 2.0602 | 1.7091 | 1.4206 | 1.1059 | 0.11796 | 1.8431 | 2.2118 | 2.0643 | 1.2533 | 1.9906 | 1.5482 | 1.4008
16 | 2011-01-16 | Sunday | m/s | 1.8301 | 4.8249 | 3.993 | 2.1629 | 2.1629 | 1.331 | 2.8284 | 3.1611 | 2.662 | 2.4956 | 4.4922 | 3.3275 | 0.99826 | 1.8301 | 4.8249 | 3.993 | 2.1629 | 2.0875 | 1.2806 | 2.7277 | 3.0609 | 2.5742 | 2.3946 | 4.3285 | 2011-01-16 | Sunday | m/s | 0.79286 | 1.5857 | 1.11 | 1.0307 | 0.63429 | 0.555 | 1.5064 | 2.0614 | 1.1893 | 0.87214 | 1.9821 | 0.63429 | 0.47571 | 0.79286 | 1.5857 | 1.11 | 1.0307 | 0.60825 | 0.53506 | 1.4531 | 1.9882 | 1.1376 | 0.83918 | 1.9036 | 2011-01-16 | Sunday | m/s | 1.622 | 2.138 | 1.7694 | 1.4745 | 1.1059 | 0.11796 | 1.8431 | 2.2118 | 2.0643 | 1.2533 | 1.9906 | 1.5482 | 1.4008 | 1.622 | 2.138 | 1.7694 | 1.4745 | 1.0641 | 0.15761 | 1.7772 | 2.1391 | 1.9759 | 1.2057 | 1.9187
17 | 2011-01-17 | Monday | m/s | 3.2015 | 0.96044 | 1.7673 | 4.6616 | 3.8678 | 2.0875 | 2.012 | 1.2302 | 2.6271 | 2.9606 | 2.4863 | 2.2936 | 4.1648 | 3.0754 | 0.92263 | 1.7045 | 4.4983 | 3.7425 | 2.012 | 1.9366 | 1.1798 | 2.5265 | 2.8604 | 2.3985 | 2011-01-17 | Monday | m/s | 0.631 | 0.45619 | 0.78875 | 1.532 | 1.0758 | 0.99125 | 0.58221 | 0.51512 | 1.3998 | 1.9149 | 1.086 | 0.80622 | 1.8251 | 0.62771 | 0.43666 | 0.78464 | 1.4783 | 1.0416 | 0.95178 | 0.55617 | 0.49518 | 1.3465 | 1.8417 | 1.0343 | 2011-01-17 | Monday | m/s | 1.4833 | 1.3363 | 1.5622 | 2.0602 | 1.7091 | 1.4206 | 1.0224 | 0.19727 | 1.7112 | 2.0664 | 1.8875 | 1.158 | 1.8468 | 1.4183 | 1.2719 | 1.5024 | 1.9824 | 1.6488 | 1.3668 | 0.98062 | 0.23692 | 1.6452 | 1.9937 | 1.7991
18 | 2011-01-18 | Tuesday | m/s | 2.1925 | 4.0011 | 2.9494 | 0.88481 | 1.6416 | 4.3351 | 3.6172 | 1.9366 | 1.8611 | 1.1293 | 2.4258 | 2.7601 | 2.3106 | 2.0915 | 3.8375 | 2.8233 | 0.847 | 1.5788 | 4.1718 | 3.4919 | 1.8611 | 1.7857 | 1.0789 | 2.3252 | 2011-01-18 | Tuesday | m/s | 0.77326 | 1.7466 | 0.62443 | 0.41713 | 0.78053 | 1.4246 | 1.0074 | 0.91231 | 0.53013 | 0.47524 | 1.2932 | 1.7684 | 0.98262 | 0.7403 | 1.668 | 0.62114 | 0.3976 | 0.77642 | 1.3708 | 0.97323 | 0.87284 | 0.50409 | 0.4553 | 1.2399 | 2011-01-18 | Tuesday | m/s | 1.1103 | 1.7749 | 1.3534 | 1.2075 | 1.4426 | 1.9045 | 1.5885 | 1.3129 | 0.93886 | 0.27657 | 1.5792 | 1.921 | 1.7107 | 1.0626 | 1.7029 | 1.2884 | 1.143 | 1.3828 | 1.8267 | 1.5282 | 1.259 | 0.89711 | 0.31622 | 1.5132
19 | 2011-01-19 | Wednesday | m/s | 2.6599 | 2.2228 | 1.9905 | 3.6738 | 2.6973 | 0.80918 | 1.516 | 4.0085 | 3.3666 | 1.7857 | 1.7103 | 1.0285 | 2.2245 | 2.5596 | 2.1349 | 1.8894 | 3.5101 | 2.5712 | 0.77137 | 1.4532 | 3.8452 | 3.2414 | 1.7103 | 1.6348 | 2011-01-19 | Wednesday | m/s | 1.6952 | 0.93095 | 0.70735 | 1.5895 | 0.61785 | 0.37807 | 0.77232 | 1.3171 | 0.93904 | 0.83337 | 0.47805 | 0.43536 | 1.1866 | 1.6219 | 0.87928 | 0.67439 | 1.511 | 0.61457 | 0.35854 | 0.76821 | 1.2634 | 0.90485 | 0.7939 | 0.45201 | 2011-01-19 | Wednesday | m/s | 1.8484 | 1.6223 | 1.0149 | 1.631 | 1.2235 | 1.0786 | 1.323 | 1.7488 | 1.4679 | 1.2052 | 0.85535 | 0.35587 | 1.4472 | 1.7757 | 1.5339 | 0.96723 | 1.5591 | 1.1585 | 1.0141 | 1.2632 | 1.671 | 1.4075 | 1.1513 | 0.81359
20 | 2011-01-20 | Thursday | m/s | 0.97807 | 2.1239 | 2.4593 | 2.0471 | 1.7884 | 3.3465 | 2.4452 | 0.73355 | 1.3903 | 3.6819 | 3.1161 | 1.6348 | 1.5594 | 0.92765 | 2.0232 | 2.3591 | 1.9592 | 1.6874 | 3.1828 | 2.3191 | 0.69574 | 1.3275 | 3.5186 | 2.9908 | 2011-01-20 | Thursday | m/s | 0.41542 | 1.1333 | 1.5487 | 0.82762 | 0.64143 | 1.4324 | 0.61128 | 0.33901 | 0.7641 | 1.2097 | 0.87066 | 0.75443 | 0.42597 | 0.39548 | 1.0799 | 1.4754 | 0.77595 | 0.60847 | 1.3539 | 0.60799 | 0.31948 | 0.75999 | 1.1559 | 0.83646 | 2011-01-20 | Thursday | m/s | 0.39553 | 1.3813 | 1.703 | 1.4454 | 0.91955 | 1.4872 | 1.0936 | 0.9497 | 1.2034 | 1.5932 | 1.3472 | 1.0974 | 0.77184 | 0.43518 | 1.3153 | 1.6303 | 1.357 | 0.87186 | 1.4153 | 1.0286 | 0.88526 | 1.1436 | 1.5153 | 1.2869
21 | 2011-01-21 | Friday | m/s | 1.5594 | 1.484 | 0.87723 | 1.9226 | 2.2588 | 1.8714 | 1.5864 | 3.0191 | 2.1931 | 0.65793 | 1.2647 | 3.3554 | 2.8655 | 1.484 | 1.4085 | 0.82681 | 1.8219 | 2.1586 | 1.7835 | 1.4853 | 2.8555 | 2.067 | 0.62011 | 1.2018 | 2011-01-21 | Friday | m/s | 0.71496 | 0.39994 | 0.37554 | 1.0266 | 1.4022 | 0.72428 | 0.57551 | 1.2754 | 0.60471 | 0.29995 | 0.75588 | 1.1022 | 0.80227 | 0.67549 | 0.3739 | 0.3556 | 0.97333 | 1.3289 | 0.67262 | 0.54255 | 1.1969 | 0.60142 | 0.28042 | 0.75177 | 2011-01-21 | Friday | m/s | 1.0436 | 0.73008 | 0.47483 | 1.2493 | 1.5576 | 1.2686 | 0.82418 | 1.3434 | 0.96364 | 0.82082 | 1.0838 | 1.4375 | 1.2266 | 0.98968 | 0.68833 | 0.51448 | 1.1833 | 1.4849 | 1.1802 | 0.77649 | 1.2715 | 0.89869 | 0.75638 | 1.024
22 | 2011-01-22 | Saturday | m/s | 3.1921 | 2.7403 | 1.4085 | 1.3331 | 0.77639 | 1.7213 | 2.0583 | 1.6957 | 1.3843 | 2.6918 | 1.941 | 0.5823 | 1.139 | 3.0288 | 2.615 | 1.3331 | 1.2577 | 0.72598 | 1.6206 | 1.958 | 1.6078 | 1.2833 | 2.5281 | 1.8149 | 2011-01-22 | Saturday | m/s | 1.0485 | 0.76808 | 0.63602 | 0.34786 | 0.33566 | 0.92002 | 1.2557 | 0.62095 | 0.50959 | 1.1183 | 0.59813 | 0.26089 | 0.74767 | 0.99478 | 0.73389 | 0.59655 | 0.32182 | 0.31572 | 0.8667 | 1.1824 | 0.56928 | 0.47663 | 1.0398 | 0.59485 | 2011-01-22 | Saturday | m/s | 1.3596 | 1.1663 | 0.93581 | 0.64657 | 0.55414 | 1.1173 | 1.4122 | 1.0918 | 0.72881 | 1.1996 | 0.83373 | 0.69194 | 0.96418 | 1.2818 | 1.106 | 0.88194 | 0.60481 | 0.59379 | 1.0513 | 1.3396 | 1.0034 | 0.68112 | 1.1276 | 0.76878
23 | 2011-01-23 | Sunday | m/s | 0.54448 | 1.0762 | 2.8655 | 2.4897 | 1.2577 | 1.1822 | 0.67556 | 1.52 | 1.8578 | 1.52 | 1.1822 | 2.3644 | 1.6889 | 0.50667 | 1.0133 | 2.7022 | 2.3644 | 1.1822 | 1.1822 | 0.67556 | 1.52 | 1.8578 | 1.52 | 1.1822 | 2011-01-23 | Sunday | m/s | 0.24136 | 0.74356 | 0.94106 | 0.6997 | 0.55708 | 0.29578 | 0.29578 | 0.81339 | 1.1092 | 0.51761 | 0.44367 | 0.96128 | 0.59156 | 0.22183 | 0.73945 | 0.88734 | 0.6655 | 0.51761 | 0.29578 | 0.29578 | 0.81339 | 1.1092 | 0.51761 | 0.44367 | 2011-01-23 | Sunday | m/s | 0.6275 | 0.90438 | 1.204 | 1.0457 | 0.82807 | 0.56306 | 0.63344 | 0.98535 | 1.2669 | 0.91497 | 0.63344 | 1.0557 | 0.70382 | 0.56306 | 0.84459 | 1.1261 | 0.98535 | 0.7742 | 0.56306 | 0.63344 | 0.98535 | 1.2669 | 0.91497 | 0.63344
24 | 2011-01-24 | Monday | m/s | 2.3644 | 1.6889 | 0.50667 | 1.0133 | 2.7022 | 2.3644 | 1.1822 | 1.2577 | 0.72598 | 1.6206 | 1.958 | 1.6078 | 1.2833 | 2.5281 | 1.8149 | 0.54448 | 1.0762 | 2.8655 | 2.4897 | 1.2577 | 1.3331 | 0.77639 | 1.7213 | 2.0583 | 2011-01-24 | Monday | m/s | 0.96128 | 0.59156 | 0.22183 | 0.73945 | 0.88734 | 0.6655 | 0.51761 | 0.32182 | 0.31572 | 0.8667 | 1.1824 | 0.56928 | 0.47663 | 1.0398 | 0.59485 | 0.24136 | 0.74356 | 0.94106 | 0.6997 | 0.55708 | 0.34786 | 0.33566 | 0.92002 | 1.2557 | 2011-01-24 | Monday | m/s | 1.0557 | 0.70382 | 0.56306 | 0.84459 | 1.1261 | 0.98535 | 0.7742 | 0.60481 | 0.59379 | 1.0513 | 1.3396 | 1.0034 | 0.68112 | 1.1276 | 0.76878 | 0.6275 | 0.90438 | 1.204 | 1.0457 | 0.82807 | 0.64657 | 0.55414 | 1.1173 | 1.4122
25 | 2011-01-25 | Tuesday | m/s | 1.6957 | 1.3843 | 2.6918 | 1.941 | 0.5823 | 1.139 | 3.0288 | 2.615 | 1.3331 | 1.4085 | 0.82681 | 1.8219 | 2.1586 | 1.7835 | 1.4853 | 2.8555 | 2.067 | 0.62011 | 1.2018 | 3.1921 | 2.7403 | 1.4085 | 1.484 | 0.87723 | 2011-01-25 | Tuesday | m/s | 0.62095 | 0.50959 | 1.1183 | 0.59813 | 0.26089 | 0.74767 | 0.99478 | 0.73389 | 0.59655 | 0.3739 | 0.3556 | 0.97333 | 1.3289 | 0.67262 | 0.54255 | 1.1969 | 0.60142 | 0.28042 | 0.75177 | 1.0485 | 0.76808 | 0.63602 | 0.39994 | 0.37554 | 2011-01-25 | Tuesday | m/s | 1.0918 | 0.72881 | 1.1996 | 0.83373 | 0.69194 | 0.96418 | 1.2818 | 1.106 | 0.88194 | 0.68833 | 0.51448 | 1.1833 | 1.4849 | 1.1802 | 0.77649 | 1.2715 | 0.89869 | 0.75638 | 1.024 | 1.3596 | 1.1663 | 0.93581 | 0.73008 | 0.47483
26 | 2011-01-26 | Wednesday | m/s | 1.9226 | 2.2588 | 1.8714 | 1.5864 | 3.0191 | 2.1931 | 0.65793 | 1.2647 | 3.3554 | 2.8655 | 1.484 | 1.5594 | 0.92765 | 2.0232 | 2.3591 | 1.9592 | 1.6874 | 3.1828 | 2.3191 | 0.69574 | 1.3275 | 3.5186 | 2.9908 | 1.5594 | 2011-01-26 | Wednesday | m/s | 1.0266 | 1.4022 | 0.72428 | 0.57551 | 1.2754 | 0.60471 | 0.29995 | 0.75588 | 1.1022 | 0.80227 | 0.67549 | 0.42597 | 0.39548 | 1.0799 | 1.4754 | 0.77595 | 0.60847 | 1.3539 | 0.60799 | 0.31948 | 0.75999 | 1.1559 | 0.83646 | 0.71496 | 2011-01-26 | Wednesday | m/s | 1.2493 | 1.5576 | 1.2686 | 0.82418 | 1.3434 | 0.96364 | 0.82082 | 1.0838 | 1.4375 | 1.2266 | 0.98968 | 0.77184 | 0.43518 | 1.3153 | 1.6303 | 1.357 | 0.87186 | 1.4153 | 1.0286 | 0.88526 | 1.1436 | 1.5153 | 1.2869 | 1.0436
27 | 2011-01-27 | Thursday | m/s | 1.6348 | 0.97807 | 2.1239 | 2.4593 | 2.0471 | 1.7884 | 3.3465 | 2.4452 | 0.73355 | 1.3903 | 3.6819 | 3.1161 | 1.6348 | 1.7103 | 1.0285 | 2.2245 | 2.5596 | 2.1349 | 1.8894 | 3.5101 | 2.5712 | 0.77137 | 1.4532 | 3.8452 | 2011-01-27 | Thursday | m/s | 0.45201 | 0.41542 | 1.1333 | 1.5487 | 0.82762 | 0.64143 | 1.4324 | 0.61128 | 0.33901 | 0.7641 | 1.2097 | 0.87066 | 0.75443 | 0.47805 | 0.43536 | 1.1866 | 1.6219 | 0.87928 | 0.67439 | 1.511 | 0.61457 | 0.35854 | 0.76821 | 1.2634 | 2011-01-27 | Thursday | m/s | 0.81359 | 0.39553 | 1.3813 | 1.703 | 1.4454 | 0.91955 | 1.4872 | 1.0936 | 0.9497 | 1.2034 | 1.5932 | 1.3472 | 1.0974 | 0.85535 | 0.35587 | 1.4472 | 1.7757 | 1.5339 | 0.96723 | 1.5591 | 1.1585 | 1.0141 | 1.2632 | 1.671
28 | 2011-01-28 | Friday | m/s | 3.2414 | 1.7103 | 1.7857 | 1.0789 | 2.3252 | 2.6599 | 2.2228 | 1.9905 | 3.6738 | 2.6973 | 0.80918 | 1.516 | 4.0085 | 3.3666 | 1.7857 | 1.8611 | 1.1293 | 2.4258 | 2.7601 | 2.3106 | 2.0915 | 3.8375 | 2.8233 | 0.847 | 2011-01-28 | Friday | m/s | 0.90485 | 0.7939 | 0.50409 | 0.4553 | 1.2399 | 1.6952 | 0.93095 | 0.70735 | 1.5895 | 0.61785 | 0.37807 | 0.77232 | 1.3171 | 0.93904 | 0.83337 | 0.53013 | 0.47524 | 1.2932 | 1.7684 | 0.98262 | 0.7403 | 1.668 | 0.62114 | 0.3976 | 2011-01-28 | Friday | m/s | 1.4075 | 1.1513 | 0.89711 | 0.31622 | 1.5132 | 1.8484 | 1.6223 | 1.0149 | 1.631 | 1.2235 | 1.0786 | 1.323 | 1.7488 | 1.4679 | 1.2052 | 0.93886 | 0.27657 | 1.5792 | 1.921 | 1.7107 | 1.0626 | 1.7029 | 1.2884 | 1.143
29 | 2011-01-29 | Saturday | m/s | 1.5788 | 4.1718 | 3.4919 | 1.8611 | 1.9366 | 1.1798 | 2.5265 | 2.8604 | 2.3985 | 2.1925 | 4.0011 | 2.9494 | 0.88481 | 1.6416 | 4.3351 | 3.6172 | 1.9366 | 2.012 | 1.2302 | 2.6271 | 2.9606 | 2.4863 | 2.2936 | 4.1648 | 2011-01-29 | Saturday | m/s | 0.77642 | 1.3708 | 0.97323 | 0.87284 | 0.55617 | 0.49518 | 1.3465 | 1.8417 | 1.0343 | 0.77326 | 1.7466 | 0.62443 | 0.41713 | 0.78053 | 1.4246 | 1.0074 | 0.91231 | 0.58221 | 0.51512 | 1.3998 | 1.9149 | 1.086 | 0.80622 | 1.8251 | 2011-01-29 | Saturday | m/s | 1.3828 | 1.8267 | 1.5282 | 1.259 | 0.98062 | 0.23692 | 1.6452 | 1.9937 | 1.7991 | 1.1103 | 1.7749 | 1.3534 | 1.2075 | 1.4426 | 1.9045 | 1.5885 | 1.3129 | 1.0224 | 0.19727 | 1.7112 | 2.0664 | 1.8875 | 1.158 | 1.8468
30 | 2011-01-30 | Sunday | m/s | 3.0754 | 0.92263 | 1.7045 | 4.4983 | 3.7425 | 2.012 | 2.0875 | 1.2806 | 2.7277 | 3.0609 | 2.5742 | 2.3946 | 4.3285 | 3.2015 | 0.96044 | 1.7673 | 4.6616 | 3.8678 | 2.0875 | 2.1629 | 1.331 | 2.8284 | 3.1611 | 2.662 | 2011-01-30 | Sunday | m/s | 0.62771 | 0.43666 | 0.78464 | 1.4783 | 1.0416 | 0.95178 | 0.60825 | 0.53506 | 1.4531 | 1.9882 | 1.1376 | 0.83918 | 1.9036 | 0.631 | 0.45619 | 0.78875 | 1.532 | 1.0758 | 0.99125 | 0.63429 | 0.555 | 1.5064 | 2.0614 | 1.1893 | 2011-01-30 | Sunday | m/s | 1.4183 | 1.2719 | 1.5024 | 1.9824 | 1.6488 | 1.3668 | 1.0641 | 0.15761 | 1.7772 | 2.1391 | 1.9759 | 1.2057 | 1.9187 | 1.4833 | 1.3363 | 1.5622 | 2.0602 | 1.7091 | 1.4206 | 1.1059 | 0.11796 | 1.8431 | 2.2118 | 2.0643
31 | 2011-01-31 | Monday | m/s | 2.4956 | 4.4922 | 3.3275 | 0.99826 | 1.8301 | 4.8249 | 3.993 | 2.1629 | 1.1068 | 1.1068 | 1.1068 | 1.1068 | 1.1068 | 1.1068 | 1.1068 | 1.1068 | 1.1068 | 1.1068 | 1.1068 | 1.1068 | 1.1068 | 1.0314 | 1.0314 | 1.0314 | 2011-01-31 | Monday | m/s | 0.87214 | 1.9821 | 0.63429 | 0.47571 | 0.79286 | 1.5857 | 1.11 | 1.0307 | 0.26974 | 0.555 | 1.5064 | 2.0614 | 1.1893 | 0.87214 | 1.9821 | 0.63429 | 0.47571 | 0.79286 | 1.5857 | 1.11 | 1.11 | 0.2437 | 0.53506 | 1.4531 | 2011-01-31 | Monday | m/s | 1.2533 | 1.9906 | 1.5482 | 1.4008 | 1.622 | 2.138 | 1.7694 | 1.4745 | 0.5213 | 0.11796 | 1.8431 | 2.2118 | 2.0643 | 1.2533 | 1.9906 | 1.5482 | 1.4008 | 1.622 | 2.138 | 1.7694 | 1.58 | 0.47955 | 0.15761 | 1.7772
| Pentland Firth 1 | [26 empty] | Pentland Firth 2 | [26 empty] | Kearvaig
| DOY | Day | Units | 0:00 | 1:00 | 2:00 | 3:00 | 4:00 | 5:00 | 6:00 | 7:00 | 8:00 | 9:00 | 10:00 | 11:00 | 12:00 | 13:00 | 14:00 | 15:00 | 16:00 | 17:00 | 18:00 | 19:00 | 20:00 | 21:00 | 22:00 | 23:00 | DOY | Day | Units | 0:00 | 1:00 | 2:00 | 3:00 | 4:00 | 5:00 | 6:00 | 7:00 | 8:00 | 9:00 | 10:00 | 11:00 | 12:00 | 13:00 | 14:00 | 15:00 | 16:00 | 17:00 | 18:00 | 19:00 | 20:00 | 21:00 | 22:00 | 23:00 | DOY | Day | Units | 0:00 | 1:00 | 2:00 | 3:00 | 4:00 | 5:00 | 6:00 | 7:00 | 8:00 | 9:00 | 10:00 | 11:00 | 12:00 | 13:00 | 14:00 | 15:00 | 16:00 | 17:00 | 18:00 | 19:00 | 20:00 | 21:00 | 22:00 | 23:00
1 | 2011-01-01 | Saturday | m/s | 1.5243 | 2.4389 | 4.268 | 6.0972 | 6.0972 | 4.268 | 2.4389 | 2.4389 | 3.6583 | 4.8778 | 4.8778 | 4.1461 | 3.0486 | 1.4651 | 2.3426 | 4.1016 | 5.8606 | 5.8606 | 4.1016 | 2.3426 | 2.3426 | 3.5014 | 4.6893 | 4.6893 | 2011-01-01 | Saturday | m/s | 1.0979 | 2.086 | 1.043 | 1.7017 | 2.1958 | 1.6468 | 1.1528 | 0.9332 | 3.2936 | 4.9405 | 4.3915 | 3.8426 | 2.7447 | 1.0502 | 1.999 | 1.0032 | 1.6333 | 2.1003 | 1.5899 | 1.1082 | 0.93487 | 3.1688 | 4.7441 | 4.219 | 2011-01-01 | Saturday | m/s | 0.92092 | 0.8058 | 1.6116 | 1.9569 | 1.7267 | 0.92092 | 0 | 0.69069 | 1.4965 | 1.9569 | 1.6116 | 1.1511 | 0.23023 | 0.88444 | 0.77818 | 1.5564 | 1.8837 | 1.6626 | 0.88444 | 0 | 0.66333 | 1.4415 | 1.8837 | 1.5564
2 | 2011-01-02 | Sunday | m/s | 3.9724 | 2.9303 | 1.406 | 2.2463 | 3.9351 | 5.624 | 5.624 | 3.9351 | 2.2463 | 2.2463 | 3.3445 | 4.5008 | 4.5008 | 3.7987 | 2.812 | 1.3468 | 2.15 | 3.7687 | 5.3874 | 5.3874 | 3.7687 | 2.15 | 2.15 | 3.1876 | 2011-01-02 | Sunday | m/s | 3.6829 | 2.6364 | 1.0024 | 1.912 | 0.96333 | 1.5648 | 2.0049 | 1.533 | 1.0636 | 0.93654 | 3.044 | 4.5477 | 4.0465 | 3.5232 | 2.5281 | 0.95471 | 1.825 | 0.9235 | 1.4963 | 1.9094 | 1.4761 | 1.019 | 0.93821 | 2.9192 | 2011-01-02 | Sunday | m/s | 1.1141 | 0.22111 | 0.84797 | 0.75056 | 1.5011 | 1.8105 | 1.5985 | 0.84797 | 0 | 0.63598 | 1.3865 | 1.8105 | 1.5011 | 1.0771 | 0.21199 | 0.8115 | 0.72295 | 1.4459 | 1.7373 | 1.5344 | 0.8115 | 0 | 0.60862 | 1.3316
3 | 2011-01-03 | Monday | m/s | 4.3124 | 4.3124 | 3.6251 | 2.6937 | 1.2877 | 2.0537 | 3.6022 | 5.1508 | 5.1508 | 3.6022 | 2.0537 | 2.0537 | 3.0307 | 4.1239 | 4.1239 | 3.4514 | 2.5754 | 1.2285 | 1.9574 | 3.4358 | 4.9142 | 4.9142 | 3.4358 | 1.9574 | 2011-01-03 | Monday | m/s | 4.3513 | 3.8739 | 3.3635 | 2.4198 | 0.90698 | 1.738 | 0.88367 | 1.4279 | 1.814 | 1.4192 | 0.97437 | 0.93989 | 2.7944 | 4.1549 | 3.7014 | 3.2038 | 2.3115 | 0.85926 | 1.651 | 0.84384 | 1.3594 | 1.7185 | 1.3623 | 0.92977 | 2011-01-03 | Monday | m/s | 1.7373 | 1.4459 | 1.0401 | 0.20287 | 0.77502 | 0.69533 | 1.3907 | 1.6641 | 1.4703 | 0.77502 | 0 | 0.58127 | 1.2766 | 1.6641 | 1.3907 | 1.0031 | 0.19376 | 0.73855 | 0.66771 | 1.3354 | 1.5909 | 1.4063 | 0.73855 | 0
4 | 2011-01-04 | Tuesday | m/s | 1.9574 | 2.8738 | 3.9355 | 3.9355 | 3.2777 | 2.4571 | 1.1694 | 1.8611 | 3.2693 | 4.6775 | 4.6775 | 3.2693 | 1.8611 | 1.8611 | 2.7169 | 3.747 | 3.747 | 3.104 | 2.3388 | 1.1102 | 1.7648 | 3.1028 | 4.4409 | 4.4409 | 2011-01-04 | Tuesday | m/s | 0.94156 | 2.6696 | 3.9585 | 3.5289 | 3.0441 | 2.2032 | 0.81154 | 1.564 | 0.80402 | 1.2909 | 1.6231 | 1.3055 | 0.88517 | 0.94323 | 2.5448 | 3.7621 | 3.3563 | 2.8845 | 2.095 | 0.76381 | 1.477 | 0.76419 | 1.2225 | 1.5276 | 2011-01-04 | Tuesday | m/s | 0.55391 | 1.2216 | 1.5909 | 1.3354 | 0.96614 | 0.18464 | 0.70208 | 0.64009 | 1.2802 | 1.5177 | 1.3422 | 0.70208 | 0 | 0.52656 | 1.1666 | 1.5177 | 1.2802 | 0.92914 | 0.17552 | 0.6656 | 0.61247 | 1.2249 | 1.4445 | 1.2781
5 | 2011-01-05 | Wednesday | m/s | 3.1028 | 1.7648 | 1.7648 | 2.56 | 3.5586 | 3.5586 | 2.9304 | 2.2205 | 1.0511 | 1.6685 | 2.9364 | 4.2043 | 4.2043 | 2.9364 | 1.6685 | 1.6685 | 2.4031 | 3.3701 | 3.3701 | 2.7567 | 2.1022 | 0.99193 | 1.5721 | 2.7699 | 2011-01-05 | Wednesday | m/s | 1.2486 | 0.84057 | 0.9449 | 2.42 | 3.5657 | 3.1838 | 2.7248 | 1.9867 | 0.71609 | 1.39 | 0.72436 | 1.154 | 1.4322 | 1.1917 | 0.79597 | 0.94658 | 2.2952 | 3.3693 | 3.0113 | 2.5651 | 1.8784 | 0.66836 | 1.3029 | 0.68453 | 2011-01-05 | Wednesday | m/s | 0.6656 | 0 | 0.4992 | 1.1117 | 1.4445 | 1.2249 | 0.89214 | 0.1664 | 0.62913 | 0.58485 | 1.1697 | 1.3713 | 1.214 | 0.62913 | 0 | 0.47185 | 1.0567 | 1.3713 | 1.1697 | 0.85514 | 0.15728 | 0.59265 | 0.55723 | 1.1145
6 | 2011-01-06 | Thursday | m/s | 3.9677 | 3.9677 | 2.7699 | 1.5721 | 1.5721 | 2.2462 | 3.1816 | 3.1816 | 2.583 | 1.9839 | 0.93278 | 1.4758 | 2.6035 | 3.7311 | 3.7311 | 2.6035 | 1.4758 | 1.4758 | 2.0893 | 2.9932 | 2.9932 | 2.4093 | 1.8656 | 0.87362 | 2011-01-06 | Thursday | m/s | 1.0855 | 1.3367 | 1.1348 | 0.75137 | 0.94825 | 2.1704 | 3.1729 | 2.8387 | 2.4054 | 1.7701 | 0.62064 | 1.2159 | 0.6447 | 1.0171 | 1.2413 | 1.0779 | 0.70677 | 0.94992 | 2.0456 | 2.9765 | 2.6662 | 2.2457 | 1.6618 | 0.57292 | 2011-01-06 | Thursday | m/s | 1.2981 | 1.1499 | 0.59265 | 0 | 0.44449 | 1.0017 | 1.2981 | 1.1145 | 0.81814 | 0.14816 | 0.55618 | 0.52962 | 1.0592 | 1.2248 | 1.0858 | 0.55618 | 0 | 0.41714 | 0.94675 | 1.2248 | 1.0592 | 0.78114 | 0.13905 | 0.51971
7 | 2011-01-07 | Friday | m/s | 1.3795 | 2.437 | 3.4945 | 3.4945 | 2.437 | 1.3795 | 1.3795 | 1.9324 | 2.8047 | 2.8047 | 2.2357 | 1.7472 | 0.81447 | 1.2832 | 2.2706 | 3.2579 | 3.2579 | 2.2706 | 1.2832 | 1.2832 | 1.7754 | 2.6163 | 2.6163 | 2.062 | 2011-01-07 | Friday | m/s | 1.1289 | 0.60487 | 0.94862 | 1.1458 | 1.021 | 0.66216 | 0.95159 | 1.9208 | 2.7801 | 2.4937 | 2.086 | 1.5535 | 0.52519 | 1.0419 | 0.56504 | 0.88016 | 1.0504 | 0.96409 | 0.61756 | 0.95327 | 1.7959 | 2.5837 | 2.3211 | 1.9263 | 2011-01-07 | Friday | m/s | 0.502 | 1.004 | 1.1516 | 1.0217 | 0.51971 | 0 | 0.38978 | 0.89178 | 1.1516 | 1.004 | 0.74414 | 0.12993 | 0.48323 | 0.47438 | 0.94876 | 1.0784 | 0.95761 | 0.48323 | 0 | 0.36243 | 0.8368 | 1.0784 | 0.94876 | 0.70714
8 | 2011-01-08 | Saturday | m/s | 1.6289 | 0.75532 | 1.1869 | 2.1041 | 3.0213 | 3.0213 | 2.1041 | 1.1869 | 1.1869 | 1.6185 | 2.4278 | 2.4278 | 1.8883 | 1.5106 | 0.75532 | 1.1869 | 2.1041 | 3.0213 | 3.0213 | 2.1041 | 1.1869 | 1.1869 | 1.6185 | 2.4278 | 2011-01-08 | Saturday | m/s | 1.4452 | 0.47747 | 0.95494 | 0.52522 | 0.8117 | 0.95494 | 0.90719 | 0.57296 | 0.95494 | 1.6711 | 2.3873 | 2.1486 | 1.7666 | 1.3369 | 0.47747 | 0.95494 | 0.52522 | 0.8117 | 0.95494 | 0.90719 | 0.57296 | 0.95494 | 1.6711 | 2.3873 | 2011-01-08 | Saturday | m/s | 0.12081 | 0.44676 | 0.44676 | 0.89352 | 1.0052 | 0.89352 | 0.44676 | 0 | 0.33507 | 0.78183 | 1.0052 | 0.89352 | 0.67014 | 0.11169 | 0.44676 | 0.44676 | 0.89352 | 1.0052 | 0.89352 | 0.44676 | 0 | 0.33507 | 0.78183 | 1.0052
9 | 2011-01-09 | Sunday | m/s | 2.4278 | 1.8883 | 1.5106 | 0.81447 | 1.2832 | 2.2706 | 3.2579 | 3.2579 | 2.2706 | 1.2832 | 1.2832 | 1.7754 | 2.6163 | 2.6163 | 2.062 | 1.6289 | 0.87362 | 1.3795 | 2.437 | 3.4945 | 3.4945 | 2.437 | 1.3795 | 1.3795 | 2011-01-09 | Sunday | m/s | 2.1486 | 1.7666 | 1.3369 | 0.52519 | 1.0419 | 0.56504 | 0.88016 | 1.0504 | 0.96409 | 0.61756 | 0.95327 | 1.7959 | 2.5837 | 2.3211 | 1.9263 | 1.4452 | 0.57292 | 1.1289 | 0.60487 | 0.94862 | 1.1458 | 1.021 | 0.66216 | 0.95159 | 2011-01-09 | Sunday | m/s | 0.89352 | 0.67014 | 0.11169 | 0.48323 | 0.47438 | 0.94876 | 1.0784 | 0.95761 | 0.48323 | 0 | 0.36243 | 0.8368 | 1.0784 | 0.94876 | 0.70714 | 0.12081 | 0.51971 | 0.502 | 1.004 | 1.1516 | 1.0217 | 0.51971 | 0 | 0.38978
10 | 2011-01-10 | Monday | m/s | 1.9324 | 2.8047 | 2.8047 | 2.2357 | 1.7472 | 0.93278 | 1.4758 | 2.6035 | 3.7311 | 3.7311 | 2.6035 | 1.4758 | 1.4758 | 2.0893 | 2.9932 | 2.9932 | 2.4093 | 1.8656 | 0.99193 | 1.5721 | 2.7699 | 3.9677 | 3.9677 | 2.7699 | 2011-01-10 | Monday | m/s | 1.9208 | 2.7801 | 2.4937 | 2.086 | 1.5535 | 0.62064 | 1.2159 | 0.6447 | 1.0171 | 1.2413 | 1.0779 | 0.70677 | 0.94992 | 2.0456 | 2.9765 | 2.6662 | 2.2457 | 1.6618 | 0.66836 | 1.3029 | 0.68453 | 1.0855 | 1.3367 | 1.1348 | 2011-01-10 | Monday | m/s | 0.89178 | 1.1516 | 1.004 | 0.74414 | 0.12993 | 0.55618 | 0.52962 | 1.0592 | 1.2248 | 1.0858 | 0.55618 | 0 | 0.41714 | 0.94675 | 1.2248 | 1.0592 | 0.78114 | 0.13905 | 0.59265 | 0.55723 | 1.1145 | 1.2981 | 1.1499 | 0.59265
11 | 2011-01-11 | Tuesday | m/s | 1.5721 | 1.5721 | 2.2462 | 3.1816 | 3.1816 | 2.583 | 1.9839 | 1.0511 | 1.6685 | 2.9364 | 4.2043 | 4.2043 | 2.9364 | 1.6685 | 1.6685 | 2.4031 | 3.3701 | 3.3701 | 2.7567 | 2.1022 | 1.1102 | 1.7648 | 3.1028 | 4.4409 | 2011-01-11 | Tuesday | m/s | 0.75137 | 0.94825 | 2.1704 | 3.1729 | 2.8387 | 2.4054 | 1.7701 | 0.71609 | 1.39 | 0.72436 | 1.154 | 1.4322 | 1.1917 | 0.79597 | 0.94658 | 2.2952 | 3.3693 | 3.0113 | 2.5651 | 1.8784 | 0.76381 | 1.477 | 0.76419 | 1.2225 | 2011-01-11 | Tuesday | m/s | 0 | 0.44449 | 1.0017 | 1.2981 | 1.1145 | 0.81814 | 0.14816 | 0.62913 | 0.58485 | 1.1697 | 1.3713 | 1.214 | 0.62913 | 0 | 0.47185 | 1.0567 | 1.3713 | 1.1697 | 0.85514 | 0.15728 | 0.6656 | 0.61247 | 1.2249 | 1.4445
12 | 2011-01-12 | Wednesday | m/s | 4.4409 | 3.1028 | 1.7648 | 1.7648 | 2.56 | 3.5586 | 3.5586 | 2.9304 | 2.2205 | 1.1694 | 1.8611 | 3.2693 | 4.6775 | 4.6775 | 3.2693 | 1.8611 | 1.8611 | 2.7169 | 3.747 | 3.747 | 3.104 | 2.3388 | 1.2285 | 1.9574 | 2011-01-12 | Wednesday | m/s | 1.5276 | 1.2486 | 0.84057 | 0.9449 | 2.42 | 3.5657 | 3.1838 | 2.7248 | 1.9867 | 0.81154 | 1.564 | 0.80402 | 1.2909 | 1.6231 | 1.3055 | 0.88517 | 0.94323 | 2.5448 | 3.7621 | 3.3563 | 2.8845 | 2.095 | 0.85926 | 1.651 | 2011-01-12 | Wednesday | m/s | 1.2781 | 0.6656 | 0 | 0.4992 | 1.1117 | 1.4445 | 1.2249 | 0.89214 | 0.1664 | 0.70208 | 0.64009 | 1.2802 | 1.5177 | 1.3422 | 0.70208 | 0 | 0.52656 | 1.1666 | 1.5177 | 1.2802 | 0.92914 | 0.17552 | 0.73855 | 0.66771
13 | 2011-01-13 | Thursday | m/s | 3.4358 | 4.9142 | 4.9142 | 3.4358 | 1.9574 | 1.9574 | 2.8738 | 3.9355 | 3.9355 | 3.2777 | 2.4571 | 1.2877 | 2.0537 | 3.6022 | 5.1508 | 5.1508 | 3.6022 | 2.0537 | 2.0537 | 3.0307 | 4.1239 | 4.1239 | 3.4514 | 2.5754 | 2011-01-13 | Thursday | m/s | 0.84384 | 1.3594 | 1.7185 | 1.3623 | 0.92977 | 0.94156 | 2.6696 | 3.9585 | 3.5289 | 3.0441 | 2.2032 | 0.90698 | 1.738 | 0.88367 | 1.4279 | 1.814 | 1.4192 | 0.97437 | 0.93989 | 2.7944 | 4.1549 | 3.7014 | 3.2038 | 2.3115 | 2011-01-13 | Thursday | m/s | 1.3354 | 1.5909 | 1.4063 | 0.73855 | 0 | 0.55391 | 1.2216 | 1.5909 | 1.3354 | 0.96614 | 0.18464 | 0.77502 | 0.69533 | 1.3907 | 1.6641 | 1.4703 | 0.77502 | 0 | 0.58127 | 1.2766 | 1.6641 | 1.3907 | 1.0031 | 0.19376
14 | 2011-01-14 | Friday | m/s | 1.3468 | 2.15 | 3.7687 | 5.3874 | 5.3874 | 3.7687 | 2.15 | 2.15 | 3.1876 | 4.3124 | 4.3124 | 3.6251 | 2.6937 | 1.406 | 2.2463 | 3.9351 | 5.624 | 5.624 | 3.9351 | 2.2463 | 2.2463 | 3.3445 | 4.5008 | 4.5008 | 2011-01-14 | Friday | m/s | 0.95471 | 1.825 | 0.9235 | 1.4963 | 1.9094 | 1.4761 | 1.019 | 0.93821 | 2.9192 | 4.3513 | 3.8739 | 3.3635 | 2.4198 | 1.0024 | 1.912 | 0.96333 | 1.5648 | 2.0049 | 1.533 | 1.0636 | 0.93654 | 3.044 | 4.5477 | 4.0465 | 2011-01-14 | Friday | m/s | 0.8115 | 0.72295 | 1.4459 | 1.7373 | 1.5344 | 0.8115 | 0 | 0.60862 | 1.3316 | 1.7373 | 1.4459 | 1.0401 | 0.20287 | 0.84797 | 0.75056 | 1.5011 | 1.8105 | 1.5985 | 0.84797 | 0 | 0.63598 | 1.3865 | 1.8105 | 1.5011
15 | 2011-01-15 | Saturday | m/s | 3.7987 | 2.812 | 1.4651 | 2.3426 | 4.1016 | 5.8606 | 5.8606 | 4.1016 | 2.3426 | 2.3426 | 3.5014 | 4.6893 | 4.6893 | 3.9724 | 2.9303 | 1.5243 | 2.4389 | 4.268 | 6.0972 | 6.0972 | 4.268 | 2.4389 | 2.4389 | 3.6583 | 2011-01-15 | Saturday | m/s | 3.5232 | 2.5281 | 1.0502 | 1.999 | 1.0032 | 1.6333 | 2.1003 | 1.5899 | 1.1082 | 0.93487 | 3.1688 | 4.7441 | 4.219 | 3.6829 | 2.6364 | 1.0979 | 2.086 | 1.043 | 1.7017 | 2.1958 | 1.6468 | 1.1528 | 0.9332 | 3.2936 | 2011-01-15 | Saturday | m/s | 1.0771 | 0.21199 | 0.88444 | 0.77818 | 1.5564 | 1.8837 | 1.6626 | 0.88444 | 0 | 0.66333 | 1.4415 | 1.8837 | 1.5564 | 1.1141 | 0.22111 | 0.92092 | 0.8058 | 1.6116 | 1.9569 | 1.7267 | 0.92092 | 0 | 0.69069 | 1.4965
16 | 2011-01-16 | Sunday | m/s | 4.8778 | 4.8778 | 4.1461 | 3.0486 | 1.5243 | 2.4389 | 4.268 | 6.0972 | 6.0972 | 4.268 | 2.4389 | 2.4389 | 3.6583 | 4.8778 | 4.8778 | 4.1461 | 3.0486 | 1.4651 | 2.3426 | 4.1016 | 5.8606 | 5.8606 | 4.1016 | 2.3426 | 2011-01-16 | Sunday | m/s | 4.9405 | 4.3915 | 3.8426 | 2.7447 | 1.0979 | 2.086 | 1.043 | 1.7017 | 2.1958 | 1.6468 | 1.1528 | 0.9332 | 3.2936 | 4.9405 | 4.3915 | 3.8426 | 2.7447 | 1.0502 | 1.999 | 1.0032 | 1.6333 | 2.1003 | 1.5899 | 1.1082 | 2011-01-16 | Sunday | m/s | 1.9569 | 1.6116 | 1.1511 | 0.23023 | 0.92092 | 0.8058 | 1.6116 | 1.9569 | 1.7267 | 0.92092 | 0 | 0.69069 | 1.4965 | 1.9569 | 1.6116 | 1.1511 | 0.23023 | 0.88444 | 0.77818 | 1.5564 | 1.8837 | 1.6626 | 0.88444 | 0
17 | 2011-01-17 | Monday | m/s | 2.3426 | 3.5014 | 4.6893 | 4.6893 | 3.9724 | 2.9303 | 1.406 | 2.2463 | 3.9351 | 5.624 | 5.624 | 3.9351 | 2.2463 | 2.2463 | 3.3445 | 4.5008 | 4.5008 | 3.7987 | 2.812 | 1.3468 | 2.15 | 3.7687 | 5.3874 | 5.3874 | 2011-01-17 | Monday | m/s | 0.93487 | 3.1688 | 4.7441 | 4.219 | 3.6829 | 2.6364 | 1.0024 | 1.912 | 0.96333 | 1.5648 | 2.0049 | 1.533 | 1.0636 | 0.93654 | 3.044 | 4.5477 | 4.0465 | 3.5232 | 2.5281 | 0.95471 | 1.825 | 0.9235 | 1.4963 | 1.9094 | 2011-01-17 | Monday | m/s | 0.66333 | 1.4415 | 1.8837 | 1.5564 | 1.1141 | 0.22111 | 0.84797 | 1.5011 | 1.5011 | 1.8105 | 1.5985 | 0.84797 | 0 | 0.63598 | 1.3865 | 1.8105 | 1.5011 | 1.0771 | 0.21199 | 0.8115 | 0.72295 | 1.4459 | 1.7373 | 1.5344
18 | 2011-01-18 | Tuesday | m/s | 3.7687 | 2.15 | 2.15 | 3.1876 | 4.3124 | 4.3124 | 3.6251 | 2.6937 | 1.2877 | 2.0537 | 3.6022 | 5.1508 | 5.1508 | 3.6022 | 2.0537 | 2.0537 | 3.0307 | 4.1239 | 4.1239 | 3.4514 | 2.5754 | 1.2285 | 1.9574 | 0.606 | 2011-01-18 | Tuesday | m/s | 1.4761 | 1.019 | 0.93821 | 2.9192 | 4.3513 | 3.8739 | 3.3635 | 2.4198 | 0.90698 | 1.738 | 0.88367 | 1.4279 | 1.814 | 1.4192 | 0.97437 | 0.93989 | 2.7944 | 4.1549 | 3.7014 | 3.2038 | 2.3115 | 0.85926 | 1.651 | 0.84384 | 2011-01-18 | Tuesday | m/s | 0.8115 | 0 | 0.60862 | 1.3316 | 1.7373 | 1.4459 | 1.0401 | 0.20287 | 0.77502 | 0.69533 | 1.3907 | 1.6641 | 1.4703 | 0.77502 | 0 | 0.58127 | 1.2766 | 1.6641 | 1.3907 | 1.0031 | 0.19376 | 0.73855 | 0.66771 | 1.3354
19 | 2011-01-19 | Wednesday | m/s | 4.9142 | 4.9142 | 3.4358 | 1.9574 | 1.9574 | 2.8738 | 3.9355 | 3.9355 | 3.2777 | 2.4571 | 1.1694 | 1.8611 | 3.2693 | 4.6775 | 4.6775 | 3.2693 | 1.8611 | 1.8611 | 2.7169 | 3.747 | 3.747 | 3.104 | 2.3388 | 1.1102 | 2011-01-19 | Wednesday | m/s | 1.3594 | 1.7185 | 1.3623 | 0.92977 | 0.94156 | 2.6696 | 3.9585 | 3.5289 | 3.0441 | 2.2032 | 0.81154 | 1.564 | 0.80402 | 1.2909 | 1.6231 | 1.3055 | 0.88517 | 0.94323 | 2.5448 | 3.7621 | 3.3563 | 2.8845 | 2.095 | 0.76381 | 2011-01-19 | Wednesday | m/s | 1.5909 | 1.4063 | 0.73855 | 0 | 0.55391 | 1.2216 | 1.5909 | 1.3354 | 0.96614 | 0.18464 | 0.70208 | 0.64009 | 1.2802 | 1.5177 | 1.3422 | 0.70208 | 0 | 0.52656 | 1.1666 | 1.5177 | 1.2802 | 0.92914 | 0.17552 | 0.6656
20 | 2011-01-20 | Thursday | m/s | 1.7648 | 3.1028 | 4.4409 | 4.4409 | 3.1028 | 1.7648 | 1.7648 | 2.56 | 3.5586 | 3.5586 | 2.9304 | 2.2205 | 1.0511 | 1.6685 | 2.9364 | 4.2043 | 4.2043 | 2.9364 | 1.6685 | 1.6685 | 2.4031 | 3.3701 | 3.3701 | 2.7567 | 2011-01-20 | Thursday | m/s | 1.477 | 0.76419 | 1.2225 | 1.5276 | 1.2486 | 0.84057 | 0.9449 | 2.42 | 3.5657 | 3.1838 | 2.7248 | 1.9867 | 0.71609 | 1.39 | 0.72436 | 1.154 | 1.4322 | 1.1917 | 0.79597 | 0.94658 | 2.2952 | 3.3693 | 3.0113 | 2.5651 | 2011-01-20 | Thursday | m/s | 0.61247 | 1.2249 | 1.4445 | 1.2781 | 0.6656 | 0 | 0.4992 | 1.1117 | 1.4445 | 1.2249 | 0.89214 | 0.1664 | 0.62913 | 0.58485 | 1.1697 | 1.3713 | 1.214 | 0.62913 | 0 | 0.47185 | 1.0567 | 1.3713 | 1.1697 | 0.85514
21 | 2011-01-21 | Friday | m/s | 2.1022 | 0.99193 | 1.5721 | 2.7699 | 3.9677 | 3.9677 | 2.7699 | 1.5721 | 1.5721 | 2.2462 | 3.1816 | 3.1816 | 2.583 | 1.9839 | 0.93278 | 1.4758 | 2.6035 | 3.7311 | 3.7311 | 2.6035 | 1.4758 | 1.4758 | 2.0893 | 2.9932 | 2011-01-21 | Friday | m/s | 1.8784 | 0.66836 | 1.3029 | 0.68453 | 1.0855 | 1.3367 | 1.1348 | 0.75137 | 0.94825 | 2.1704 | 3.1729 | 2.8387 | 2.4054 | 1.7701 | 0.62064 | 1.2159 | 0.6447 | 1.0171 | 1.2413 | 1.0779 | 0.70677 | 0.94992 | 2.0456 | 2.9765 | 2011-01-21 | Friday | m/s | 0.15728 | 0.59265 | 0.55723 | 1.1145 | 1.2981 | 1.1499 | 0.59265 | 0 | 0.44449 | 1.0017 | 1.2981 | 1.1145 | 0.81814 | 0.14816 | 0.55618 | 0.52962 | 1.0592 | 1.2248 | 1.0858 | 0.55618 | 0 | 0.41714 | 0.94675 | 1.2248
22 | 2011-01-22 | Saturday | m/s | 2.9932 | 2.4093 | 1.8656 | 0.87362 | 1.3795 | 2.437 | 3.4945 | 3.4945 | 2.437 | 1.3795 | 1.3795 | 1.9324 | 2.8047 | 2.8047 | 2.2357 | 1.7472 | 0.81447 | 1.2832 | 2.2706 | 3.2579 | 3.2579 | 2.2706 | 1.2832 | 1.2832 | 2011-01-22 | Saturday | m/s | 2.6662 | 2.2457 | 1.6618 | 0.57292 | 1.1289 | 0.60487 | 0.94862 | 1.1458 | 1.021 | 0.66216 | 0.95159 | 1.9208 | 2.7801 | 2.4937 | 2.086 | 1.5535 | 0.52519 | 1.0419 | 0.56504 | 0.88016 | 1.0504 | 0.96409 | 0.61756 | 0.95327 | 2011-01-22 | Saturday | m/s | 1.0592 | 0.78114 | 0.13905 | 0.51971 | 0.502 | 1.004 | 1.1516 | 1.0217 | 0.51971 | 0 | 0.38978 | 0.89178 | 1.1516 | 1.004 | 0.74414 | 0.12993 | 0.48323 | 0.47438 | 0.94876 | 1.0784 | 0.95761 | 0.48323 | 0 | 0.36243
23 | 2011-01-23 | Sunday | m/s | 1.7754 | 2.6163 | 2.6163 | 2.062 | 1.6289 | 0.75532 | 1.1869 | 2.1041 | 3.0213 | 3.0213 | 2.1041 | 1.1869 | 1.1869 | 1.6185 | 2.4278 | 2.4278 | 1.8883 | 1.5106 | 0.75532 | 1.1869 | 2.1041 | 3.0213 | 3.0213 | 2.1041 | 2011-01-23 | Sunday | m/s | 1.7959 | 2.5837 | 2.3211 | 1.9263 | 1.4452 | 0.47747 | 0.95494 | 0.52522 | 0.8117 | 0.95494 | 0.90719 | 0.57296 | 0.95494 | 1.6711 | 2.3873 | 2.1486 | 1.7666 | 1.3369 | 0.47747 | 0.95494 | 0.52522 | 0.8117 | 0.95494 | 0.90719 | 2011-01-23 | Sunday | m/s | 0.8368 | 1.0784 | 0.94876 | 0.70714 | 0.12081 | 0.44676 | 0.44676 | 0.89352 | 1.0052 | 0.89352 | 0.44676 | 0 | 0.33507 | 0.78183 | 1.0052 | 0.89352 | 0.67014 | 0.11169 | 0.44676 | 0.44676 | 0.89352 | 1.0052 | 0.89352 | 0.44676
24 | 2011-01-24 | Monday | m/s | 1.1869 | 1.1869 | 1.6185 | 2.4278 | 2.4278 | 1.8883 | 1.5106 | 0.81447 | 1.2832 | 2.2706 | 3.2579 | 3.2579 | 2.2706 | 1.2832 | 1.2832 | 1.7754 | 2.6163 | 2.6163 | 2.062 | 1.6289 | 0.87362 | 1.3795 | 2.437 | 3.4945 | 2011-01-24 | Monday | m/s | 0.57296 | 0.95494 | 1.6711 | 2.3873 | 2.1486 | 1.7666 | 1.3369 | 0.52519 | 1.0419 | 0.56504 | 0.88016 | 1.0504 | 0.96409 | 0.61756 | 0.95327 | 1.7959 | 2.5837 | 2.3211 | 1.9263 | 1.4452 | 0.57292 | 1.1289 | 0.60487 | 0.94862 | 2011-01-24 | Monday | m/s | 0 | 0.33507 | 0.78183 | 1.0052 | 0.89352 | 0.67014 | 0.11169 | 0.48323 | 0.47438 | 0.94876 | 1.0784 | 0.95761 | 0.48323 | 0 | 0.36243 | 0.8368 | 1.0784 | 0.94876 | 0.70714 | 0.12081 | 0.51971 | 0.502 | 1.004 | 1.1516
25 | 2011-01-25 | Tuesday | m/s | 3.4945 | 2.437 | 1.3795 | 1.3795 | 1.9324 | 2.8047 | 2.8047 | 2.2357 | 1.7472 | 0.93278 | 1.4758 | 2.6035 | 3.7311 | 3.7311 | 2.6035 | 1.4758 | 1.4758 | 2.0893 | 2.9932 | 2.9932 | 2.4093 | 1.8656 | 0.99193 | 1.5721 | 2011-01-25 | Tuesday | m/s | 1.1458 | 1.021 | 0.66216 | 0.95159 | 1.9208 | 2.7801 | 2.4937 | 2.086 | 1.5535 | 0.62064 | 1.2159 | 0.6447 | 1.0171 | 1.2413 | 1.0779 | 0.70677 | 0.94992 | 2.0456 | 2.9765 | 2.6662 | 2.2457 | 1.6618 | 0.66836 | 1.3029 | 2011-01-25 | Tuesday | m/s | 1.0217 | 0.51971 | 0 | 0.38978 | 0.89178 | 1.1516 | 1.004 | 0.74414 | 0.12993 | 0.55618 | 0.52962 | 1.0592 | 1.2248 | 1.0858 | 0.55618 | 0 | 0.41714 | 0.94675 | 1.2248 | 1.0592 | 0.78114 | 0.13905 | 0.59265 | 0.55723
26 | 2011-01-26 | Wednesday | m/s | 2.7699 | 3.9677 | 3.9677 | 2.7699 | 1.5721 | 1.5721 | 2.2462 | 3.1816 | 3.1816 | 2.583 | 1.9839 | 1.0511 | 1.6685 | 2.9364 | 4.2043 | 4.2043 | 2.9364 | 1.6685 | 1.6685 | 2.4031 | 3.3701 | 3.3701 | 2.7567 | 2.1022 | 2011-01-26 | Wednesday | m/s | 0.68453 | 1.0855 | 1.3367 | 1.1348 | 0.75137 | 0.94825 | 2.1704 | 3.1729 | 2.8387 | 2.4054 | 1.7701 | 0.71609 | 1.39 | 0.72436 | 1.154 | 1.4322 | 1.1917 | 0.79597 | 0.94658 | 2.2952 | 3.3693 | 3.0113 | 2.5651 | 1.8784 | 2011-01-26 | Wednesday | m/s | 1.1145 | 1.2981 | 1.1499 | 0.59265 | 0 | 0.44449 | 1.0017 | 1.2981 | 1.1145 | 0.81814 | 0.14816 | 0.62913 | 0.58485 | 1.1697 | 1.3713 | 1.214 | 0.62913 | 0 | 0.47185 | 1.0567 | 1.3713 | 1.1697 | 0.85514 | 0.15728
27 | 2011-01-27 | Thursday | m/s | 1.1102 | 1.7648 | 3.1028 | 4.4409 | 4.4409 | 3.1028 | 1.7648 | 1.7648 | 2.56 | 3.5586 | 3.5586 | 2.9304 | 2.2205 | 1.1694 | 1.8611 | 3.2693 | 4.6775 | 4.6775 | 3.2693 | 1.8611 | 1.8611 | 2.7169 | 3.747 | 3.747 | 2011-01-27 | Thursday | m/s | 0.76381 | 1.477 | 0.76419 | 1.2225 | 1.5276 | 1.2486 | 0.84057 | 0.9449 | 2.42 | 3.5657 | 3.1838 | 2.7248 | 1.9867 | 0.81154 | 1.564 | 0.80402 | 1.2909 | 1.6231 | 1.3055 | 0.88517 | 0.94323 | 2.5448 | 3.7621 | 3.3563 | 2011-01-27 | Thursday | m/s | 0.6656 | 0.61247 | 1.2249 | 1.4445 | 1.2781 | 0.6656 | 0 | 0.4992 | 1.1117 | 1.4445 | 1.2249 | 0.89214 | 0.1664 | 0.70208 | 0.64009 | 1.2802 | 1.5177 | 1.3422 | 0.70208 | 0 | 0.52656 | 1.1666 | 1.5177 | 1.2802
28 | 2011-01-28 | Friday | m/s | 3.104 | 2.3388 | 1.2285 | 1.9574 | 3.4358 | 4.9142 | 4.9142 | 3.4358 | 1.9574 | 1.9574 | 2.8738 | 3.9355 | 3.9355 | 3.2777 | 2.4571 | 1.2877 | 2.0537 | 3.6022 | 5.1508 | 5.1508 | 3.6022 | 2.0537 | 2.0537 | 3.0307 | 2011-01-28 | Friday | m/s | 2.8845 | 2.095 | 0.85926 | 1.651 | 0.84384 | 1.3594 | 1.7185 | 1.3623 | 0.92977 | 0.94156 | 2.6696 | 3.9585 | 3.5289 | 3.0441 | 2.2032 | 0.90698 | 1.738 | 0.88367 | 1.4279 | 1.814 | 1.4192 | 0.97437 | 0.93989 | 2.7944 | 2011-01-28 | Friday | m/s | 0.92914 | 0.17552 | 0.73855 | 0.66771 | 1.3354 | 1.5909 | 1.4063 | 0.73855 | 0 | 0.55391 | 1.2216 | 1.5909 | 1.3354 | 0.96614 | 0.18464 | 0.77502 | 0.69533 | 1.3907 | 1.6641 | 1.4703 | 0.77502 | 0 | 0.58127 | 1.2766
29 | 2011-01-29 | Saturday | m/s | 4.1239 | 4.1239 | 3.4514 | 2.5754 | 1.3468 | 2.15 | 3.7687 | 5.3874 | 5.3874 | 3.7687 | 2.15 | 2.15 | 3.1876 | 4.3124 | 4.3124 | 3.6251 | 2.6937 | 1.406 | 2.2463 | 3.9351 | 5.624 | 5.624 | 3.9351 | 2.2463 | 2011-01-29 | Saturday | m/s | 4.1549 | 3.7014 | 3.2038 | 2.3115 | 0.95471 | 1.825 | 0.9235 | 1.4963 | 1.9094 | 1.4761 | 1.019 | 0.93821 | 2.9192 | 4.3513 | 3.8739 | 3.3635 | 2.4198 | 1.0024 | 1.912 | 0.96333 | 1.5648 | 2.0049 | 1.533 | 1.0636 | 2011-01-29 | Saturday | m/s | 1.6641 | 1.3907 | 1.0031 | 0.19376 | 0.8115 | 0.72295 | 1.4459 | 1.7373 | 1.5344 | 0.8115 | 0 | 0.60862 | 1.3316 | 1.7373 | 1.4459 | 1.0401 | 0.20287 | 0.84797 | 0.75056 | 1.5011 | 1.8105 | 1.5985 | 0.84797 | 0
30 | 2011-01-30 | Sunday | m/s | 2.2463 | 3.3445 | 4.5008 | 4.5008 | 3.7987 | 2.812 | 1.4651 | 2.3426 | 4.1016 | 5.8606 | 5.8606 | 4.1016 | 2.3426 | 2.3426 | 3.5014 | 4.6893 | 4.6893 | 3.9724 | 2.9303 | 1.5243 | 2.4389 | 4.268 | 6.0972 | 6.0972 | 2011-01-30 | Sunday | m/s | 0.93654 | 3.044 | 4.5477 | 4.0465 | 3.5232 | 2.5281 | 1.0502 | 1.999 | 1.0032 | 1.6333 | 2.1003 | 1.5899 | 1.1082 | 0.93487 | 3.1688 | 4.7441 | 4.219 | 3.6829 | 2.6364 | 1.0979 | 2.086 | 1.043 | 1.7017 | 2.1958 | 2011-01-30 | Sunday | m/s | 0.63598 | 1.3865 | 1.8105 | 1.5011 | 1.0771 | 0.21199 | 0.88444 | 0.77818 | 1.5564 | 1.8837 | 1.6626 | 0.88444 | 0 | 0.66333 | 1.4415 | 1.8837 | 1.5564 | 1.1141 | 0.22111 | 0.92092 | 0.8058 | 1.6116 | 1.9569 | 1.7267
31 | 2011-01-31 | Monday | m/s | 4.268 | 2.4389 | 2.4389 | 3.6583 | 4.8778 | 4.8778 | 4.1461 | 3.0486 | 0.69617 | 0.69617 | 0.69617 | 0.69617 | 0.69617 | 0.69617 | 0.69617 | 0.69617 | 0.69617 | 0.69617 | 0.69617 | 0.69617 | 0.69617 | 0.63702 | 0.63702 | 0.63702 | 2011-01-31 | Monday | m/s | 1.6468 | 1.1528 | 0.9332 | 3.2936 | 4.9405 | 4.3915 | 3.8426 | 2.7447 | 0.42975 | 2.086 | 1.043 | 1.7017 | 2.1958 | 1.6468 | 1.1528 | 0.9332 | 3.2936 | 4.9405 | 4.3915 | 3.8426 | 2.39 | 0.38202 | 1.999 | 1.0032 | 2011-01-31 | Monday | m/s | 0.92092 | 0 | 0.69069 | 1.4965 | 1.9569 | 1.6116 | 1.1511 | 0.23023 | 0.41029 | 0.8058 | 1.6116 | 1.9569 | 1.7267 | 0.92092 | 0 | 0.69069 | 1.4965 | 1.9569 | 1.6116 | 1.1511 | 1.16 | 0.37381 | 0.77818 | 1.5564
| Port of Ness | [26 empty] | Melton Charles | [26 empty] | Duntulm
| DOY | Day | Units | 0:00 | 1:00 | 2:00 | 3:00 | 4:00 | 5:00 | 6:00 | 7:00 | 8:00 | 9:00 | 10:00 | 11:00 | 12:00 | 13:00 | 14:00 | 15:00 | 16:00 | 17:00 | 18:00 | 19:00 | 20:00 | 21:00 | 22:00 | 23:00 | DOY | Day | Units | 0:00 | 1:00 | 2:00 | 3:00 | 4:00 | 5:00 | 6:00 | 7:00 | 8:00 | 9:00 | 10:00 | 11:00 | 12:00 | 13:00 | 14:00 | 15:00 | 16:00 | 17:00 | 18:00 | 19:00 | 20:00 | 21:00 | 22:00 | 23:00 | DOY | Day | Units | 0:00 | 1:00 | 2:00 | 3:00 | 4:00 | 5:00 | 6:00 | 7:00 | 8:00 | 9:00 | 10:00 | 11:00 | 12:00 | 13:00 | 14:00 | 15:00 | 16:00 | 17:00 | 18:00 | 19:00 | 20:00 | 21:00 | 22:00 | 23:00
1 | 2011-01-01 | Saturday | m/s | 0.91619 | 0.80167 | 0.68714 | 0.57262 | 0.57262 | 0.91619 | 1.0307 | 0.91619 | 0.57262 | 0.34357 | 0.80167 | 0.68714 | 0.80167 | 0.87238 | 0.76667 | 0.65429 | 0.54857 | 0.54857 | 0.87238 | 0.98476 | 0.87238 | 0.54857 | 0.33048 | 0.76 | 2011-01-01 | Saturday | m/s | 0.35455 | 0.47273 | 0.59091 | 0.47273 | 0.82727 | 0 | 0.23636 | 0.47273 | 1.0636 | 0.94545 | 0.70909 | 0.35455 | 0 | 0.34276 | 0.45185 | 0.56868 | 0.46733 | 0.78686 | 0 | 0.22592 | 0.45185 | 1.0128 | 0.9037 | 0.68551 | 2011-01-01 | Saturday | m/s | 1.8486 | 1.941 | 1.5713 | 0.83185 | 0 | 1.294 | 0.92428 | 1.8486 | 1.6637 | 1.0167 | 0.27728 | 1.0167 | 1.7561 | 1.7837 | 1.876 | 1.5137 | 0.80301 | 0 | 1.2507 | 0.92348 | 1.7837 | 1.606 | 0.98068 | 0.27001
2 | 2011-01-02 | Sunday | m/s | 0.65429 | 0.76667 | 0.82857 | 0.73167 | 0.62143 | 0.52452 | 0.52452 | 0.82857 | 0.93881 | 0.82857 | 0.52452 | 0.31738 | 0.71833 | 0.62143 | 0.73167 | 0.78476 | 0.69667 | 0.58857 | 0.50048 | 0.50048 | 0.78476 | 0.89286 | 0.78476 | 0.50048 | 2011-01-02 | Sunday | m/s | 0.34276 | 0 | 0.33097 | 0.43097 | 0.54645 | 0.46194 | 0.74645 | 0 | 0.21548 | 0.43097 | 0.96194 | 0.86194 | 0.66194 | 0.33097 | 0 | 0.31918 | 0.41009 | 0.52422 | 0.45654 | 0.70604 | 0 | 0.20504 | 0.41009 | 0.91109 | 2011-01-02 | Sunday | m/s | 0.98068 | 1.6984 | 1.7188 | 1.8111 | 1.4561 | 0.77417 | 0 | 1.2074 | 0.92267 | 1.7188 | 1.5483 | 0.94465 | 0.26274 | 0.94465 | 1.6406 | 1.6539 | 1.7461 | 1.3985 | 0.74533 | 0 | 1.1641 | 0.92187 | 1.6539 | 1.4907
3 | 2011-01-03 | Monday | m/s | 0.30429 | 0.67667 | 0.58857 | 0.69667 | 0.74095 | 0.66167 | 0.55571 | 0.47643 | 0.47643 | 0.74095 | 0.8469 | 0.74095 | 0.47643 | 0.29119 | 0.635 | 0.55571 | 0.66167 | 0.69714 | 0.62667 | 0.52286 | 0.45238 | 0.45238 | 0.69714 | 0.80095 | 2011-01-03 | Monday | m/s | 0.82018 | 0.63836 | 0.31918 | 0 | 0.30739 | 0.38921 | 0.50199 | 0.45114 | 0.66563 | 0 | 0.1946 | 0.38921 | 0.86023 | 0.77842 | 0.61478 | 0.30739 | 0 | 0.2956 | 0.36833 | 0.47977 | 0.44575 | 0.62522 | 0 | 0.18416 | 2011-01-03 | Monday | m/s | 0.90862 | 0.25547 | 0.90862 | 1.5828 | 1.5891 | 1.6812 | 1.3409 | 0.71649 | 0 | 1.1208 | 0.92107 | 1.5891 | 1.433 | 0.87259 | 0.2482 | 0.87259 | 1.5251 | 1.5242 | 1.6162 | 1.2833 | 0.68765 | 0 | 1.0775 | 0.92027
4 | 2011-01-04 | Tuesday | m/s | 0.69714 | 0.45238 | 0.2781 | 0.59333 | 0.52286 | 0.62667 | 0.65333 | 0.59167 | 0.49 | 0.42833 | 0.42833 | 0.65333 | 0.755 | 0.65333 | 0.42833 | 0.265 | 0.55167 | 0.49 | 0.59167 | 0.60952 | 0.55667 | 0.45714 | 0.40429 | 0.40429 | 2011-01-04 | Tuesday | m/s | 0.36833 | 0.80938 | 0.73666 | 0.5912 | 0.2956 | 0 | 0.28381 | 0.34745 | 0.45754 | 0.44035 | 0.58481 | 0 | 0.17372 | 0.34745 | 0.75853 | 0.6949 | 0.56762 | 0.28381 | 0 | 0.27202 | 0.32657 | 0.43531 | 0.43496 | 0.5444 | 2011-01-04 | Tuesday | m/s | 1.5242 | 1.3753 | 0.83656 | 0.24093 | 0.83656 | 1.4673 | 1.4593 | 1.5513 | 1.2257 | 0.65881 | 0 | 1.0342 | 0.91947 | 1.4593 | 1.3176 | 0.80053 | 0.23366 | 0.80053 | 1.4096 | 1.3945 | 1.4863 | 1.1681 | 0.62997 | 0
5 | 2011-01-05 | Wednesday | m/s | 0.60952 | 0.70905 | 0.60952 | 0.40429 | 0.2519 | 0.51 | 0.45714 | 0.55667 | 0.56571 | 0.52167 | 0.42429 | 0.38024 | 0.38024 | 0.56571 | 0.6631 | 0.56571 | 0.38024 | 0.23881 | 0.46833 | 0.42429 | 0.52167 | 0.5219 | 0.48667 | 0.39143 | 2011-01-05 | Wednesday | m/s | 0 | 0.16328 | 0.32657 | 0.70768 | 0.65314 | 0.54405 | 0.27202 | 0 | 0.26023 | 0.30569 | 0.41308 | 0.42956 | 0.50399 | 0 | 0.15284 | 0.30569 | 0.65683 | 0.61138 | 0.52047 | 0.26023 | 0 | 0.24845 | 0.28481 | 0.39085 | 2011-01-05 | Wednesday | m/s | 0.99089 | 0.91867 | 1.3945 | 1.2599 | 0.7645 | 0.22639 | 0.7645 | 1.3518 | 1.3296 | 1.4214 | 1.1105 | 0.60113 | 0 | 0.94759 | 0.91787 | 1.3296 | 1.2023 | 0.72847 | 0.21912 | 0.72847 | 1.294 | 1.2647 | 1.3564 | 1.0529
6 | 2011-01-06 | Thursday | m/s | 0.35619 | 0.35619 | 0.5219 | 0.61714 | 0.5219 | 0.35619 | 0.22571 | 0.42667 | 0.39143 | 0.48667 | 0.4781 | 0.45167 | 0.35857 | 0.33214 | 0.33214 | 0.4781 | 0.57119 | 0.4781 | 0.33214 | 0.21262 | 0.385 | 0.35857 | 0.45167 | 0.43429 | 2011-01-06 | Thursday | m/s | 0.42416 | 0.46358 | 0 | 0.1424 | 0.28481 | 0.60598 | 0.56962 | 0.49689 | 0.24845 | 0 | 0.23666 | 0.26393 | 0.36862 | 0.41877 | 0.42317 | 0 | 0.13196 | 0.26393 | 0.55513 | 0.52786 | 0.47331 | 0.23666 | 0 | 0.22487 | 2011-01-06 | Thursday | m/s | 0.57229 | 0 | 0.90429 | 0.91707 | 1.2647 | 1.1446 | 0.69244 | 0.21185 | 0.69244 | 1.2363 | 1.1999 | 1.2915 | 0.99527 | 0.54345 | 0 | 0.86099 | 0.91627 | 1.1999 | 1.0869 | 0.65641 | 0.20458 | 0.65641 | 1.1785 | 1.135
7 | 2011-01-07 | Friday | m/s | 0.41667 | 0.32571 | 0.3081 | 0.3081 | 0.43429 | 0.52524 | 0.43429 | 0.3081 | 0.19952 | 0.34333 | 0.32571 | 0.41667 | 0.39048 | 0.38167 | 0.29286 | 0.28405 | 0.28405 | 0.39048 | 0.47929 | 0.39048 | 0.28405 | 0.18643 | 0.30167 | 0.29286 | 2011-01-07 | Friday | m/s | 0.24305 | 0.34639 | 0.41337 | 0.38276 | 0 | 0.12152 | 0.24305 | 0.50428 | 0.4861 | 0.44974 | 0.22487 | 0 | 0.21308 | 0.22217 | 0.32416 | 0.40798 | 0.34235 | 0 | 0.11109 | 0.22217 | 0.45343 | 0.44434 | 0.42616 | 0.21308 | 2011-01-07 | Friday | m/s | 1.2265 | 0.93767 | 0.51461 | 0 | 0.81769 | 0.91546 | 1.135 | 1.0292 | 0.62038 | 0.19731 | 0.62038 | 1.1208 | 1.0701 | 1.1616 | 0.88007 | 0.48577 | 0 | 0.77439 | 0.91466 | 1.0701 | 0.97154 | 0.58435 | 0.19004 | 0.58435
8 | 2011-01-08 | Saturday | m/s | 0.38167 | 0.34667 | 0.34667 | 0.26 | 0.26 | 0.26 | 0.34667 | 0.43333 | 0.34667 | 0.26 | 0.17333 | 0.26 | 0.26 | 0.34667 | 0.34667 | 0.34667 | 0.26 | 0.26 | 0.26 | 0.34667 | 0.43333 | 0.34667 | 0.26 | 0.17333 | 2011-01-08 | Saturday | m/s | 0 | 0.20129 | 0.20129 | 0.30194 | 0.40258 | 0.30194 | 0 | 0.10065 | 0.20129 | 0.40258 | 0.40258 | 0.40258 | 0.20129 | 0 | 0.20129 | 0.20129 | 0.30194 | 0.40258 | 0.30194 | 0 | 0.10065 | 0.20129 | 0.40258 | 0.40258 | 2011-01-08 | Saturday | m/s | 1.063 | 1.0052 | 1.0966 | 0.82248 | 0.45693 | 0 | 0.73109 | 0.91386 | 1.0052 | 0.91386 | 0.54832 | 0.18277 | 0.54832 | 1.0052 | 1.0052 | 1.0966 | 0.82248 | 0.45693 | 0 | 0.73109 | 0.91386 | 1.0052 | 0.91386 | 0.54832
9 | 2011-01-09 | Sunday | m/s | 0.26 | 0.26 | 0.34667 | 0.39048 | 0.38167 | 0.29286 | 0.28405 | 0.28405 | 0.39048 | 0.47929 | 0.39048 | 0.28405 | 0.18643 | 0.30167 | 0.29286 | 0.38167 | 0.43429 | 0.41667 | 0.32571 | 0.3081 | 0.3081 | 0.43429 | 0.52524 | 0.43429 | 2011-01-09 | Sunday | m/s | 0.40258 | 0.20129 | 0 | 0.21308 | 0.22217 | 0.32416 | 0.40798 | 0.34235 | 0 | 0.11109 | 0.22217 | 0.45343 | 0.44434 | 0.42616 | 0.21308 | 0 | 0.22487 | 0.24305 | 0.34639 | 0.41337 | 0.38276 | 0 | 0.12152 | 0.24305 | 2011-01-09 | Sunday | m/s | 0.18277 | 0.54832 | 1.0052 | 1.0701 | 1.1616 | 0.88007 | 0.48577 | 0 | 0.77439 | 0.91466 | 1.0701 | 0.97154 | 0.58435 | 0.19004 | 0.58435 | 1.063 | 1.135 | 1.2265 | 0.93767 | 0.51461 | 0 | 0.81769 | 0.91546 | 1.135
10 | 2011-01-10 | Monday | m/s | 0.3081 | 0.19952 | 0.34333 | 0.32571 | 0.41667 | 0.4781 | 0.45167 | 0.35857 | 0.33214 | 0.33214 | 0.4781 | 0.57119 | 0.4781 | 0.33214 | 0.21262 | 0.385 | 0.35857 | 0.45167 | 0.5219 | 0.48667 | 0.39143 | 0.35619 | 0.35619 | 0.5219 | 2011-01-10 | Monday | m/s | 0.50428 | 0.4861 | 0.44974 | 0.22487 | 0 | 0.23666 | 0.26393 | 0.36862 | 0.41877 | 0.42317 | 0 | 0.13196 | 0.26393 | 0.55513 | 0.52786 | 0.47331 | 0.23666 | 0 | 0.24845 | 0.28481 | 0.39085 | 0.42416 | 0.46358 | 0 | 2011-01-10 | Monday | m/s | 1.0292 | 0.62038 | 0.19731 | 0.62038 | 1.1208 | 1.1999 | 1.2915 | 0.99527 | 0.54345 | 0 | 0.86099 | 0.91627 | 1.1999 | 1.0869 | 0.65641 | 0.20458 | 0.65641 | 1.1785 | 1.2647 | 1.3564 | 1.0529 | 0.57229 | 0 | 0.90429
11 | 2011-01-11 | Tuesday | m/s | 0.61714 | 0.5219 | 0.35619 | 0.22571 | 0.42667 | 0.39143 | 0.48667 | 0.56571 | 0.52167 | 0.42429 | 0.38024 | 0.38024 | 0.56571 | 0.6631 | 0.56571 | 0.38024 | 0.23881 | 0.46833 | 0.42429 | 0.52167 | 0.60952 | 0.55667 | 0.45714 | 0.40429 | 2011-01-11 | Tuesday | m/s | 0.1424 | 0.28481 | 0.60598 | 0.56962 | 0.49689 | 0.24845 | 0 | 0.26023 | 0.30569 | 0.41308 | 0.42956 | 0.50399 | 0 | 0.15284 | 0.30569 | 0.65683 | 0.61138 | 0.52047 | 0.26023 | 0 | 0.27202 | 0.32657 | 0.43531 | 0.43496 | 2011-01-11 | Tuesday | m/s | 0.91707 | 1.2647 | 1.1446 | 0.69244 | 0.21185 | 0.69244 | 1.2363 | 1.3296 | 1.4214 | 1.1105 | 0.60113 | 0 | 0.94759 | 0.91787 | 1.3296 | 1.2023 | 0.72847 | 0.21912 | 0.72847 | 1.294 | 1.3945 | 1.4863 | 1.1681 | 0.62997
12 | 2011-01-12 | Wednesday | m/s | 0.40429 | 0.60952 | 0.70905 | 0.60952 | 0.40429 | 0.2519 | 0.51 | 0.45714 | 0.55667 | 0.65333 | 0.59167 | 0.49 | 0.42833 | 0.42833 | 0.65333 | 0.755 | 0.65333 | 0.42833 | 0.265 | 0.55167 | 0.49 | 0.59167 | 0.69714 | 0.62667 | 2011-01-12 | Wednesday | m/s | 0.5444 | 0 | 0.16328 | 0.32657 | 0.70768 | 0.65314 | 0.54405 | 0.27202 | 0 | 0.28381 | 0.34745 | 0.45754 | 0.44035 | 0.58481 | 0 | 0.17372 | 0.34745 | 0.75853 | 0.6949 | 0.56762 | 0.28381 | 0 | 0.2956 | 0.36833 | 2011-01-12 | Wednesday | m/s | 0 | 0.99089 | 0.91867 | 1.3945 | 1.2599 | 0.7645 | 0.22639 | 0.7645 | 1.3518 | 1.4593 | 1.5513 | 1.2257 | 0.65881 | 0 | 1.0342 | 0.91947 | 1.4593 | 1.3176 | 0.80053 | 0.23366 | 0.80053 | 1.4096 | 1.5242 | 1.6162
13 | 2011-01-13 | Thursday | m/s | 0.52286 | 0.45238 | 0.45238 | 0.69714 | 0.80095 | 0.69714 | 0.45238 | 0.2781 | 0.59333 | 0.52286 | 0.62667 | 0.74095 | 0.66167 | 0.55571 | 0.47643 | 0.47643 | 0.74095 | 0.8469 | 0.74095 | 0.47643 | 0.29119 | 0.635 | 0.55571 | 0.66167 | 2011-01-13 | Thursday | m/s | 0.47977 | 0.44575 | 0.62522 | 0 | 0.18416 | 0.36833 | 0.80938 | 0.73666 | 0.5912 | 0.2956 | 0 | 0.30739 | 0.38921 | 0.50199 | 0.45114 | 0.66563 | 0 | 0.1946 | 0.38921 | 0.86023 | 0.77842 | 0.61478 | 0.30739 | 0 | 2011-01-13 | Thursday | m/s | 1.2833 | 0.68765 | 0 | 1.0775 | 0.92027 | 1.5242 | 1.3753 | 0.83656 | 0.24093 | 0.83656 | 1.4673 | 1.5891 | 1.6812 | 1.3409 | 0.71649 | 0 | 1.1208 | 0.92107 | 1.5891 | 1.433 | 0.87259 | 0.2482 | 0.87259 | 1.5251
14 | 2011-01-14 | Friday | m/s | 0.78476 | 0.69667 | 0.58857 | 0.50048 | 0.50048 | 0.78476 | 0.89286 | 0.78476 | 0.50048 | 0.30429 | 0.67667 | 0.58857 | 0.69667 | 0.82857 | 0.73167 | 0.62143 | 0.52452 | 0.52452 | 0.82857 | 0.93881 | 0.82857 | 0.52452 | 0.31738 | 0.71833 | 2011-01-14 | Friday | m/s | 0.31918 | 0.41009 | 0.52422 | 0.45654 | 0.70604 | 0 | 0.20504 | 0.41009 | 0.91109 | 0.82018 | 0.63836 | 0.31918 | 0 | 0.33097 | 0.43097 | 0.54645 | 0.46194 | 0.74645 | 0 | 0.21548 | 0.43097 | 0.96194 | 0.86194 | 0.66194 | 2011-01-14 | Friday | m/s | 1.6539 | 1.7461 | 1.3985 | 0.74533 | 0 | 1.1641 | 0.92187 | 1.6539 | 1.4907 | 0.90862 | 0.25547 | 0.90862 | 1.5828 | 1.7188 | 1.8111 | 1.4561 | 0.77417 | 0 | 1.2074 | 0.92267 | 1.7188 | 1.5483 | 0.94465 | 0.26274
15 | 2011-01-15 | Saturday | m/s | 0.62143 | 0.73167 | 0.87238 | 0.76667 | 0.65429 | 0.54857 | 0.54857 | 0.87238 | 0.98476 | 0.87238 | 0.54857 | 0.33048 | 0.76 | 0.65429 | 0.76667 | 0.91619 | 0.80167 | 0.68714 | 0.57262 | 0.57262 | 0.91619 | 1.0307 | 0.91619 | 0.57262 | 2011-01-15 | Saturday | m/s | 0.33097 | 0 | 0.34276 | 0.45185 | 0.56868 | 0.46733 | 0.78686 | 0 | 0.22592 | 0.45185 | 1.0128 | 0.9037 | 0.68551 | 0.34276 | 0 | 0.35455 | 0.47273 | 0.59091 | 0.47273 | 0.82727 | 0 | 0.23636 | 0.47273 | 1.0636 | 2011-01-15 | Saturday | m/s | 0.94465 | 1.6406 | 1.7837 | 1.876 | 1.5137 | 0.80301 | 0 | 1.2507 | 0.92348 | 1.7837 | 1.606 | 0.98068 | 0.27001 | 0.98068 | 1.6984 | 1.8486 | 1.941 | 1.5713 | 0.83185 | 0 | 1.294 | 0.92428 | 1.8486 | 1.6637
16 | 2011-01-16 | Sunday | m/s | 0.34357 | 0.80167 | 0.68714 | 0.80167 | 0.91619 | 0.80167 | 0.68714 | 0.57262 | 0.57262 | 0.91619 | 1.0307 | 0.91619 | 0.57262 | 0.34357 | 0.80167 | 0.68714 | 0.80167 | 0.87238 | 0.76667 | 0.65429 | 0.54857 | 0.54857 | 0.87238 | 0.98476 | 2011-01-16 | Sunday | m/s | 0.94545 | 0.70909 | 0.35455 | 0 | 0.35455 | 0.47273 | 0.59091 | 0.47273 | 0.82727 | 0 | 0.23636 | 0.47273 | 1.0636 | 0.94545 | 0.70909 | 0.35455 | 0 | 0.34276 | 0.45185 | 0.56868 | 0.46733 | 0.78686 | 0 | 0.22592 | 2011-01-16 | Sunday | m/s | 1.0167 | 0.27728 | 1.0167 | 1.7561 | 1.8486 | 1.941 | 1.5713 | 0.83185 | 0 | 1.294 | 0.92428 | 1.8486 | 1.6637 | 1.0167 | 0.27728 | 1.0167 | 1.7561 | 1.7837 | 1.876 | 1.5137 | 0.80301 | 0 | 1.2507 | 0.92348
17 | 2011-01-17 | Monday | m/s | 0.87238 | 0.54857 | 0.33048 | 0.76 | 0.65429 | 0.76667 | 0.82857 | 0.73167 | 0.62143 | 0.52452 | 0.52452 | 0.82857 | 0.93881 | 0.82857 | 0.52452 | 0.31738 | 0.71833 | 0.62143 | 0.73167 | 0.78476 | 0.69667 | 0.58857 | 0.50048 | 0.50048 | 2011-01-17 | Monday | m/s | 0.45185 | 1.0128 | 0.9037 | 0.68551 | 0.34276 | 0 | 0.33097 | 0.43097 | 0.54645 | 0.46194 | 0.74645 | 0 | 0.21548 | 0.43097 | 0.96194 | 0.86194 | 0.66194 | 0.33097 | 0 | 0.31918 | 0.41009 | 0.52422 | 0.45654 | 0.70604 | 2011-01-17 | Monday | m/s | 1.7837 | 1.606 | 0.98068 | 0.27001 | 0.98068 | 1.6984 | 1.7188 | 1.8111 | 1.4561 | 0.77417 | 0 | 1.2074 | 0.92267 | 1.7188 | 1.5483 | 0.94465 | 0.26274 | 0.94465 | 1.6406 | 1.6539 | 1.7461 | 1.3985 | 0.74533 | 0
18 | 2011-01-18 | Tuesday | m/s | 0.78476 | 0.89286 | 0.78476 | 0.50048 | 0.30429 | 0.67667 | 0.58857 | 0.69667 | 0.74095 | 0.66167 | 0.55571 | 0.47643 | 0.47643 | 0.74095 | 0.8469 | 0.74095 | 0.47643 | 0.29119 | 0.635 | 0.55571 | 0.66167 | 0.69714 | 0.62667 | 0.52286 | 2011-01-18 | Tuesday | m/s | 0 | 0.20504 | 0.41009 | 0.91109 | 0.82018 | 0.63836 | 0.31918 | 0 | 0.30739 | 0.38921 | 0.50199 | 0.45114 | 0.66563 | 0 | 0.1946 | 0.38921 | 0.86023 | 0.77842 | 0.61478 | 0.30739 | 0 | 0.2956 | 0.36833 | 0.47977 | 2011-01-18 | Tuesday | m/s | 1.1641 | 0.92187 | 1.6539 | 1.4907 | 0.90862 | 0.25547 | 0.90862 | 1.5828 | 1.5891 | 1.6812 | 1.3409 | 0.71649 | 0 | 1.1208 | 0.92107 | 1.5891 | 1.433 | 0.87259 | 0.2482 | 0.87259 | 1.5251 | 1.5242 | 1.6162 | 1.2833
19 | 2011-01-19 | Wednesday | m/s | 0.45238 | 0.45238 | 0.69714 | 0.80095 | 0.69714 | 0.45238 | 0.2781 | 0.59333 | 0.52286 | 0.62667 | 0.65333 | 0.59167 | 0.49 | 0.42833 | 0.42833 | 0.65333 | 0.755 | 0.65333 | 0.42833 | 0.265 | 0.55167 | 0.49 | 0.59167 | 0.60952 | 2011-01-19 | Wednesday | m/s | 0.44575 | 0.62522 | 0 | 0.18416 | 0.36833 | 0.80938 | 0.73666 | 0.5912 | 0.2956 | 0 | 0.28381 | 0.34745 | 0.45754 | 0.44035 | 0.58481 | 0 | 0.17372 | 0.34745 | 0.75853 | 0.6949 | 0.56762 | 0.28381 | 0 | 0.27202 | 2011-01-19 | Wednesday | m/s | 0.68765 | 0 | 1.0775 | 0.92027 | 1.5242 | 1.3753 | 0.83656 | 0.24093 | 0.83656 | 1.4673 | 1.4593 | 1.5513 | 1.2257 | 0.65881 | 0 | 1.0342 | 0.91947 | 1.4593 | 1.3176 | 0.80053 | 0.23366 | 0.80053 | 1.4096 | 1.3945
20 | 2011-01-20 | Thursday | m/s | 0.55667 | 0.45714 | 0.40429 | 0.40429 | 0.60952 | 0.70905 | 0.60952 | 0.40429 | 0.2519 | 0.51 | 0.45714 | 0.55667 | 0.56571 | 0.52167 | 0.42429 | 0.38024 | 0.38024 | 0.56571 | 0.6631 | 0.56571 | 0.38024 | 0.23881 | 0.46833 | 0.42429 | 2011-01-20 | Thursday | m/s | 0.32657 | 0.43531 | 0.43496 | 0.5444 | 0 | 0.16328 | 0.32657 | 0.70768 | 0.65314 | 0.54405 | 0.27202 | 0 | 0.26023 | 0.30569 | 0.41308 | 0.42956 | 0.50399 | 0 | 0.15284 | 0.30569 | 0.65683 | 0.61138 | 0.52047 | 0.26023 | 2011-01-20 | Thursday | m/s | 1.4863 | 1.1681 | 0.62997 | 0 | 0.99089 | 0.91867 | 1.3945 | 1.2599 | 0.7645 | 0.22639 | 0.7645 | 1.3518 | 1.3296 | 1.4214 | 1.1105 | 0.60113 | 0 | 0.94759 | 0.91787 | 1.3296 | 1.2023 | 0.72847 | 0.21912 | 0.72847
21 | 2011-01-21 | Friday | m/s | 0.52167 | 0.5219 | 0.48667 | 0.39143 | 0.35619 | 0.35619 | 0.5219 | 0.61714 | 0.5219 | 0.35619 | 0.22571 | 0.42667 | 0.39143 | 0.48667 | 0.4781 | 0.45167 | 0.35857 | 0.33214 | 0.33214 | 0.4781 | 0.57119 | 0.4781 | 0.33214 | 0.21262 | 2011-01-21 | Friday | m/s | 0 | 0.24845 | 0.28481 | 0.39085 | 0.42416 | 0.46358 | 0 | 0.1424 | 0.28481 | 0.60598 | 0.56962 | 0.49689 | 0.24845 | 0 | 0.23666 | 0.26393 | 0.36862 | 0.41877 | 0.42317 | 0 | 0.13196 | 0.26393 | 0.55513 | 0.52786 | 2011-01-21 | Friday | m/s | 1.294 | 1.2647 | 1.3564 | 1.0529 | 0.57229 | 0 | 0.90429 | 0.91707 | 1.2647 | 1.1446 | 0.69244 | 0.21185 | 0.69244 | 1.2363 | 1.1999 | 1.2915 | 0.99527 | 0.54345 | 0 | 0.86099 | 0.91627 | 1.1999 | 1.0869 | 0.65641
22 | 2011-01-22 | Saturday | m/s | 0.385 | 0.35857 | 0.45167 | 0.43429 | 0.41667 | 0.32571 | 0.3081 | 0.3081 | 0.43429 | 0.52524 | 0.43429 | 0.3081 | 0.19952 | 0.34333 | 0.32571 | 0.41667 | 0.39048 | 0.38167 | 0.29286 | 0.28405 | 0.28405 | 0.39048 | 0.47929 | 0.39048 | 2011-01-22 | Saturday | m/s | 0.47331 | 0.23666 | 0 | 0.22487 | 0.24305 | 0.34639 | 0.41337 | 0.38276 | 0 | 0.12152 | 0.24305 | 0.50428 | 0.4861 | 0.44974 | 0.22487 | 0 | 0.21308 | 0.22217 | 0.32416 | 0.40798 | 0.34235 | 0 | 0.11109 | 0.22217 | 2011-01-22 | Saturday | m/s | 0.20458 | 0.65641 | 1.1785 | 1.135 | 1.2265 | 0.93767 | 0.51461 | 0 | 0.81769 | 0.91546 | 1.135 | 1.0292 | 0.62038 | 0.19731 | 0.62038 | 1.1208 | 1.0701 | 1.1616 | 0.88007 | 0.48577 | 0 | 0.77439 | 0.91466 | 1.0701
23 | 2011-01-23 | Sunday | m/s | 0.28405 | 0.18643 | 0.30167 | 0.29286 | 0.38167 | 0.34667 | 0.34667 | 0.26 | 0.26 | 0.26 | 0.34667 | 0.43333 | 0.34667 | 0.26 | 0.17333 | 0.26 | 0.26 | 0.34667 | 0.34667 | 0.34667 | 0.26 | 0.26 | 0.26 | 0.34667 | 2011-01-23 | Sunday | m/s | 0.45343 | 0.44434 | 0.42616 | 0.21308 | 0 | 0.20129 | 0.20129 | 0.30194 | 0.40258 | 0.30194 | 0 | 0.10065 | 0.20129 | 0.40258 | 0.40258 | 0.40258 | 0.20129 | 0 | 0.20129 | 0.20129 | 0.30194 | 0.40258 | 0.30194 | 0 | 2011-01-23 | Sunday | m/s | 0.97154 | 0.58435 | 0.19004 | 0.58435 | 1.063 | 1.0052 | 1.0966 | 0.82248 | 0.45693 | 0 | 0.73109 | 0.91386 | 1.0052 | 0.91386 | 0.54832 | 0.18277 | 0.54832 | 1.0052 | 1.0052 | 1.0966 | 0.82248 | 0.45693 | 0 | 0.73109
24 | 2011-01-24 | Monday | m/s | 0.43333 | 0.34667 | 0.26 | 0.17333 | 0.26 | 0.26 | 0.34667 | 0.39048 | 0.38167 | 0.29286 | 0.28405 | 0.28405 | 0.39048 | 0.47929 | 0.39048 | 0.28405 | 0.18643 | 0.30167 | 0.29286 | 0.38167 | 0.43429 | 0.41667 | 0.32571 | 0.3081 | 2011-01-24 | Monday | m/s | 0.10065 | 0.20129 | 0.40258 | 0.40258 | 0.40258 | 0.20129 | 0 | 0.21308 | 0.22217 | 0.32416 | 0.40798 | 0.34235 | 0 | 0.11109 | 0.22217 | 0.45343 | 0.44434 | 0.42616 | 0.21308 | 0 | 0.22487 | 0.24305 | 0.34639 | 0.41337 | 2011-01-24 | Monday | m/s | 0.91386 | 1.0052 | 0.91386 | 0.54832 | 0.18277 | 0.54832 | 1.0052 | 1.0701 | 1.1616 | 0.88007 | 0.48577 | 0 | 0.77439 | 0.91466 | 1.0701 | 0.97154 | 0.58435 | 0.19004 | 0.58435 | 1.063 | 1.135 | 1.2265 | 0.93767 | 0.51461
25 | 2011-01-25 | Tuesday | m/s | 0.3081 | 0.43429 | 0.52524 | 0.43429 | 0.3081 | 0.19952 | 0.34333 | 0.32571 | 0.41667 | 0.4781 | 0.45167 | 0.35857 | 0.33214 | 0.33214 | 0.4781 | 0.57119 | 0.4781 | 0.33214 | 0.21262 | 0.385 | 0.35857 | 0.45167 | 0.5219 | 0.48667 | 2011-01-25 | Tuesday | m/s | 0.38276 | 0 | 0.12152 | 0.24305 | 0.50428 | 0.4861 | 0.44974 | 0.22487 | 0 | 0.23666 | 0.26393 | 0.36862 | 0.41877 | 0.42317 | 0 | 0.13196 | 0.26393 | 0.55513 | 0.52786 | 0.47331 | 0.23666 | 0 | 0.24845 | 0.28481 | 2011-01-25 | Tuesday | m/s | 0 | 0.81769 | 0.91546 | 1.135 | 1.0292 | 0.62038 | 0.19731 | 0.62038 | 1.1208 | 1.1999 | 1.2915 | 0.99527 | 0.54345 | 0 | 0.86099 | 0.91627 | 1.1999 | 1.0869 | 0.65641 | 0.20458 | 0.65641 | 1.1785 | 1.2647 | 1.3564
26 | 2011-01-26 | Wednesday | m/s | 0.39143 | 0.35619 | 0.35619 | 0.5219 | 0.61714 | 0.5219 | 0.35619 | 0.22571 | 0.42667 | 0.39143 | 0.48667 | 0.56571 | 0.52167 | 0.42429 | 0.38024 | 0.38024 | 0.56571 | 0.6631 | 0.56571 | 0.38024 | 0.23881 | 0.46833 | 0.42429 | 0.52167 | 2011-01-26 | Wednesday | m/s | 0.39085 | 0.42416 | 0.46358 | 0 | 0.1424 | 0.28481 | 0.60598 | 0.56962 | 0.49689 | 0.24845 | 0 | 0.26023 | 0.30569 | 0.41308 | 0.42956 | 0.50399 | 0 | 0.15284 | 0.30569 | 0.65683 | 0.61138 | 0.52047 | 0.26023 | 0 | 2011-01-26 | Wednesday | m/s | 1.0529 | 0.57229 | 0 | 0.90429 | 0.91707 | 1.2647 | 1.1446 | 0.69244 | 0.21185 | 0.69244 | 1.2363 | 1.3296 | 1.4214 | 1.1105 | 0.60113 | 0 | 0.94759 | 0.91787 | 1.3296 | 1.2023 | 0.72847 | 0.21912 | 0.72847 | 1.294
27 | 2011-01-27 | Thursday | m/s | 0.60952 | 0.55667 | 0.45714 | 0.40429 | 0.40429 | 0.60952 | 0.70905 | 0.60952 | 0.40429 | 0.2519 | 0.51 | 0.45714 | 0.55667 | 0.65333 | 0.59167 | 0.49 | 0.42833 | 0.42833 | 0.65333 | 0.755 | 0.65333 | 0.42833 | 0.265 | 0.55167 | 2011-01-27 | Thursday | m/s | 0.27202 | 0.32657 | 0.43531 | 0.43496 | 0.5444 | 0 | 0.16328 | 0.32657 | 0.70768 | 0.65314 | 0.54405 | 0.27202 | 0 | 0.28381 | 0.34745 | 0.45754 | 0.44035 | 0.58481 | 0 | 0.17372 | 0.34745 | 0.75853 | 0.6949 | 0.56762 | 2011-01-27 | Thursday | m/s | 1.3945 | 1.4863 | 1.1681 | 0.62997 | 0 | 0.99089 | 0.91867 | 1.3945 | 1.2599 | 0.7645 | 0.22639 | 0.7645 | 1.3518 | 1.4593 | 1.5513 | 1.2257 | 0.65881 | 0 | 1.0342 | 0.91947 | 1.4593 | 1.3176 | 0.80053 | 0.23366
28 | 2011-01-28 | Friday | m/s | 0.49 | 0.59167 | 0.69714 | 0.62667 | 0.52286 | 0.45238 | 0.45238 | 0.69714 | 0.80095 | 0.69714 | 0.45238 | 0.2781 | 0.59333 | 0.52286 | 0.62667 | 0.74095 | 0.66167 | 0.55571 | 0.47643 | 0.47643 | 0.74095 | 0.8469 | 0.74095 | 0.47643 | 2011-01-28 | Friday | m/s | 0.28381 | 0 | 0.2956 | 0.36833 | 0.47977 | 0.44575 | 0.62522 | 0 | 0.18416 | 0.36833 | 0.80938 | 0.73666 | 0.5912 | 0.2956 | 0 | 0.30739 | 0.38921 | 0.50199 | 0.45114 | 0.66563 | 0 | 0.1946 | 0.38921 | 0.86023 | 2011-01-28 | Friday | m/s | 0.80053 | 1.4096 | 1.5242 | 1.6162 | 1.2833 | 0.68765 | 0 | 1.0775 | 0.92027 | 1.5242 | 1.3753 | 0.83656 | 0.24093 | 0.83656 | 1.4673 | 1.5891 | 1.6812 | 1.3409 | 0.71649 | 0 | 1.1208 | 0.92107 | 1.5891 | 1.433
29 | 2011-01-29 | Saturday | m/s | 0.29119 | 0.635 | 0.55571 | 0.66167 | 0.78476 | 0.69667 | 0.58857 | 0.50048 | 0.50048 | 0.78476 | 0.89286 | 0.78476 | 0.50048 | 0.30429 | 0.67667 | 0.58857 | 0.69667 | 0.82857 | 0.73167 | 0.62143 | 0.52452 | 0.52452 | 0.82857 | 0.93881 | 2011-01-29 | Saturday | m/s | 0.77842 | 0.61478 | 0.30739 | 0 | 0.31918 | 0.41009 | 0.52422 | 0.45654 | 0.70604 | 0 | 0.20504 | 0.41009 | 0.91109 | 0.82018 | 0.63836 | 0.31918 | 0 | 0.33097 | 0.43097 | 0.54645 | 0.46194 | 0.74645 | 0 | 0.21548 | 2011-01-29 | Saturday | m/s | 0.87259 | 0.2482 | 0.87259 | 1.5251 | 1.6539 | 1.7461 | 1.3985 | 0.74533 | 0 | 1.1641 | 0.92187 | 1.6539 | 1.4907 | 0.90862 | 0.25547 | 0.90862 | 1.5828 | 1.7188 | 1.8111 | 1.4561 | 0.77417 | 0 | 1.2074 | 0.92267
30 | 2011-01-30 | Sunday | m/s | 0.82857 | 0.52452 | 0.31738 | 0.71833 | 0.62143 | 0.73167 | 0.87238 | 0.76667 | 0.65429 | 0.54857 | 0.54857 | 0.87238 | 0.98476 | 0.87238 | 0.54857 | 0.33048 | 0.76 | 0.65429 | 0.76667 | 0.91619 | 0.80167 | 0.68714 | 0.57262 | 0.57262 | 2011-01-30 | Sunday | m/s | 0.43097 | 0.96194 | 0.86194 | 0.66194 | 0.33097 | 0 | 0.34276 | 0.45185 | 0.56868 | 0.46733 | 0.78686 | 0 | 0.22592 | 0.45185 | 1.0128 | 0.9037 | 0.68551 | 0.34276 | 0 | 0.35455 | 0.47273 | 0.59091 | 0.47273 | 0.82727 | 2011-01-30 | Sunday | m/s | 1.7188 | 1.5483 | 0.94465 | 0.26274 | 0.94465 | 1.6406 | 1.7837 | 1.876 | 1.5137 | 0.80301 | 0 | 1.2507 | 0.92348 | 1.7837 | 1.606 | 0.98068 | 0.27001 | 0.98068 | 1.6984 | 1.8486 | 1.941 | 1.5713 | 0.83185 | 0
31 | 2011-01-31 | Monday | m/s | 0.91619 | 1.0307 | 0.91619 | 0.57262 | 0.34357 | 0.80167 | 0.68714 | 0.80167 | 0.30286 | 0.30286 | 0.30286 | 0.30286 | 0.30286 | 0.30286 | 0.30286 | 0.30286 | 0.30286 | 0.30286 | 0.30286 | 0.30286 | 0.30286 | 0.25905 | 0.25905 | 0.25905 | 2011-01-31 | Monday | m/s | 0 | 0.23636 | 0.47273 | 1.0636 | 0.94545 | 0.70909 | 0.35455 | 0 | 0.1895 | 0.47273 | 0.59091 | 0.47273 | 0.82727 | 0 | 0.23636 | 0.47273 | 1.0636 | 0.94545 | 0.70909 | 0.35455 | 0.5 | 0.17771 | 0.45185 | 0.56868 | 2011-01-31 | Monday | m/s | 1.294 | 0.92428 | 1.8486 | 1.6637 | 1.0167 | 0.27728 | 1.0167 | 1.7561 | 0.94038 | 1.941 | 1.5713 | 0.83185 | 0 | 1.294 | 0.92428 | 1.8486 | 1.6637 | 1.0167 | 0.27728 | 1.0167 | 1.23 | 0.87551 | 1.876 | 1.5137
| Sound of Sleat | [26 empty] | South Sanday | [26 empty] | Port Mor
| DOY | Day | Units | 0:00 | 1:00 | 2:00 | 3:00 | 4:00 | 5:00 | 6:00 | 7:00 | 8:00 | 9:00 | 10:00 | 11:00 | 12:00 | 13:00 | 14:00 | 15:00 | 16:00 | 17:00 | 18:00 | 19:00 | 20:00 | 21:00 | 22:00 | 23:00 | DOY | Day | Units | 0:00 | 1:00 | 2:00 | 3:00 | 4:00 | 5:00 | 6:00 | 7:00 | 8:00 | 9:00 | 10:00 | 11:00 | 12:00 | 13:00 | 14:00 | 15:00 | 16:00 | 17:00 | 18:00 | 19:00 | 20:00 | 21:00 | 22:00 | 23:00 | DOY | Day | Units | 0:00 | 1:00 | 2:00 | 3:00 | 4:00 | 5:00 | 6:00 | 7:00 | 8:00 | 9:00 | 10:00 | 11:00 | 12:00 | 13:00 | 14:00 | 15:00 | 16:00 | 17:00 | 18:00 | 19:00 | 20:00 | 21:00 | 22:00 | 23:00
1 | 2011-01-01 | Saturday | m/s | 0.030426 | 0.082979 | 0.011064 | 0.11064 | 0.16596 | 0.19362 | 0.16596 | 0.088511 | 0.0082979 | 0.1383 | 0.19362 | 0.20191 | 0.16872 | 0.029062 | 0.07969 | 0.010538 | 0.10571 | 0.15808 | 0.18524 | 0.15808 | 0.084634 | 0.0079853 | 0.13222 | 0.18491 | 2011-01-01 | Saturday | m/s | 1.0596 | 0.92717 | 0.39736 | 0 | 0 | 0.79472 | 0.92717 | 0.92717 | 0.79472 | 0 | 0.39736 | 0 | 0.79472 | 1.014 | 0.86481 | 0.39369 | 0 | 0 | 0.76945 | 0.89171 | 0.89171 | 0.76048 | 0 | 0.38472 | 2011-01-01 | Saturday | m/s | 0.85922 | 0.28641 | 0.28641 | 0.66828 | 0.76375 | 0.66828 | 0.47734 | 0.19094 | 0.19094 | 0 | 0.38188 | 0.57281 | 0.76375 | 0.81131 | 0.28256 | 0.27801 | 0.64869 | 0.72318 | 0.63506 | 0.45426 | 0.18534 | 0.1808 | 0.013636 | 0.36159
2 | 2011-01-02 | Sunday | m/s | 0.1929 | 0.16096 | 0.027699 | 0.076402 | 0.010013 | 0.10078 | 0.1502 | 0.17686 | 0.1502 | 0.080757 | 0.0076727 | 0.12614 | 0.17621 | 0.18388 | 0.15319 | 0.026336 | 0.073113 | 0.0094878 | 0.095856 | 0.14232 | 0.16848 | 0.14232 | 0.07688 | 0.0073602 | 2011-01-02 | Sunday | m/s | 0 | 0.76945 | 0.96833 | 0.80246 | 0.39002 | 0 | 0 | 0.74418 | 0.85625 | 0.85625 | 0.72625 | 0 | 0.37209 | 0 | 0.74418 | 0.92268 | 0.7401 | 0.38635 | 0 | 0 | 0.71891 | 0.82079 | 0.82079 | 0.69201 | 2011-01-02 | Sunday | m/s | 0.54239 | 0.72318 | 0.76339 | 0.27871 | 0.26962 | 0.62911 | 0.68261 | 0.60183 | 0.43118 | 0.17974 | 0.17065 | 0.027273 | 0.34131 | 0.51196 | 0.68261 | 0.71548 | 0.27486 | 0.26122 | 0.60952 | 0.64205 | 0.56861 | 0.4081 | 0.17415 | 0.16051
3 | 2011-01-03 | Monday | m/s | 0.12006 | 0.1675 | 0.17486 | 0.14542 | 0.024973 | 0.069825 | 0.0089625 | 0.090928 | 0.13444 | 0.1601 | 0.13444 | 0.073003 | 0.0070476 | 0.11399 | 0.1588 | 0.16585 | 0.13766 | 0.023609 | 0.066536 | 0.0084372 | 0.086 | 0.12656 | 0.15172 | 0.12656 | 2011-01-03 | Monday | m/s | 0 | 0.35945 | 0 | 0.71891 | 0.87703 | 0.67775 | 0.38268 | 0 | 0 | 0.69364 | 0.78534 | 0.78534 | 0.65777 | 0 | 0.34682 | 0 | 0.69364 | 0.83139 | 0.61539 | 0.37901 | 0 | 0 | 0.66837 | 0.74988 | 2011-01-03 | Monday | m/s | 0.040909 | 0.32102 | 0.48153 | 0.64205 | 0.66757 | 0.27101 | 0.25283 | 0.58993 | 0.60148 | 0.53538 | 0.38501 | 0.16855 | 0.15037 | 0.054545 | 0.30074 | 0.45111 | 0.60148 | 0.61966 | 0.26716 | 0.24443 | 0.57034 | 0.56091 | 0.50216 | 0.36193
4 | 2011-01-04 | Tuesday | m/s | 0.069126 | 0.006735 | 0.10791 | 0.15009 | 0.15683 | 0.12989 | 0.022246 | 0.063248 | 0.0079118 | 0.081073 | 0.11868 | 0.14334 | 0.11868 | 0.065249 | 0.0064225 | 0.10183 | 0.14139 | 0.14781 | 0.12212 | 0.020883 | 0.059959 | 0.0073865 | 0.076145 | 0.1108 | 2011-01-04 | Tuesday | m/s | 0.74988 | 0.62354 | 0 | 0.33418 | 0 | 0.66837 | 0.78574 | 0.55304 | 0.37534 | 0 | 0 | 0.6431 | 0.71442 | 0.71442 | 0.5893 | 0 | 0.32155 | 0 | 0.6431 | 0.74009 | 0.49068 | 0.37167 | 0 | 0 | 2011-01-04 | Tuesday | m/s | 0.16295 | 0.14023 | 0.068182 | 0.28045 | 0.42068 | 0.56091 | 0.57175 | 0.26331 | 0.23604 | 0.55075 | 0.52034 | 0.46893 | 0.33885 | 0.15736 | 0.13009 | 0.081818 | 0.26017 | 0.39026 | 0.52034 | 0.52384 | 0.25946 | 0.22764 | 0.53116 | 0.47977
5 | 2011-01-05 | Wednesday | m/s | 0.13496 | 0.1108 | 0.061372 | 0.0061099 | 0.095752 | 0.13268 | 0.13879 | 0.11435 | 0.01952 | 0.056671 | 0.0068612 | 0.071218 | 0.10292 | 0.12659 | 0.10292 | 0.057495 | 0.0057974 | 0.089674 | 0.12398 | 0.12978 | 0.10659 | 0.018156 | 0.053382 | 0.0063359 | 2011-01-05 | Wednesday | m/s | 0.61783 | 0.67896 | 0.67896 | 0.55507 | 0 | 0.30891 | 0 | 0.61783 | 0.69444 | 0.42833 | 0.368 | 0 | 0 | 0.59256 | 0.6435 | 0.6435 | 0.52083 | 0 | 0.29628 | 0 | 0.59256 | 0.6488 | 0.36597 | 0.36433 | 2011-01-05 | Wednesday | m/s | 0.43571 | 0.31577 | 0.15176 | 0.11994 | 0.095455 | 0.23989 | 0.35983 | 0.47977 | 0.47592 | 0.25561 | 0.21925 | 0.51158 | 0.4392 | 0.40249 | 0.29268 | 0.14616 | 0.1098 | 0.10909 | 0.2196 | 0.3294 | 0.4392 | 0.42801 | 0.25176 | 0.21085
6 | 2011-01-06 | Thursday | m/s | 0.06629 | 0.095038 | 0.11821 | 0.095038 | 0.053618 | 0.0054848 | 0.083596 | 0.11527 | 0.12076 | 0.09882 | 0.016793 | 0.050094 | 0.0058105 | 0.061363 | 0.087158 | 0.10983 | 0.087158 | 0.049741 | 0.0051722 | 0.077517 | 0.10657 | 0.11174 | 0.091053 | 0.01543 | 2011-01-06 | Thursday | m/s | 0 | 0 | 0.56729 | 0.60804 | 0.60804 | 0.4866 | 0 | 0.28364 | 0 | 0.56729 | 0.60315 | 0.30362 | 0.36066 | 0 | 0 | 0.54202 | 0.57258 | 0.57258 | 0.45236 | 0 | 0.27101 | 0 | 0.54202 | 0.5575 | 2011-01-06 | Thursday | m/s | 0.49199 | 0.39864 | 0.36926 | 0.2696 | 0.14057 | 0.099659 | 0.12273 | 0.19932 | 0.29898 | 0.39864 | 0.3801 | 0.24791 | 0.20246 | 0.4724 | 0.35807 | 0.33604 | 0.24652 | 0.13497 | 0.089517 | 0.13636 | 0.17903 | 0.26855 | 0.35807 | 0.33219
7 | 2011-01-07 | Friday | m/s | 0.046805 | 0.0052852 | 0.056435 | 0.079278 | 0.10145 | 0.079278 | 0.045865 | 0.0048597 | 0.071439 | 0.097865 | 0.10273 | 0.083286 | 0.014067 | 0.043517 | 0.0047599 | 0.051507 | 0.071398 | 0.09307 | 0.071398 | 0.041988 | 0.0045471 | 0.065361 | 0.089161 | 0.093708 | 2011-01-07 | Friday | m/s | 0.24126 | 0.35699 | 0 | 0 | 0.51675 | 0.53712 | 0.53712 | 0.41813 | 0 | 0.25837 | 0 | 0.51675 | 0.51185 | 0.17891 | 0.35332 | 0 | 0 | 0.49148 | 0.50167 | 0.50167 | 0.38389 | 0 | 0.24574 | 0 | 2011-01-07 | Friday | m/s | 0.24406 | 0.19406 | 0.45281 | 0.3175 | 0.30281 | 0.22344 | 0.12937 | 0.079375 | 0.15 | 0.15875 | 0.23813 | 0.3175 | 0.28428 | 0.24021 | 0.18567 | 0.43322 | 0.27693 | 0.26959 | 0.20036 | 0.12378 | 0.069233 | 0.16364 | 0.13847 | 0.2077
8 | 2011-01-08 | Saturday | m/s | 0.075519 | 0.012704 | 0.040228 | 0.0042345 | 0.04658 | 0.063518 | 0.084691 | 0.063518 | 0.038111 | 0.0042345 | 0.059283 | 0.080456 | 0.084691 | 0.067752 | 0.012704 | 0.040228 | 0.0042345 | 0.04658 | 0.063518 | 0.084691 | 0.063518 | 0.038111 | 0.0042345 | 0.059283 | 2011-01-08 | Saturday | m/s | 0.49148 | 0.46621 | 0.11655 | 0.34966 | 0 | 0 | 0.46621 | 0.46621 | 0.46621 | 0.34966 | 0 | 0.2331 | 0 | 0.46621 | 0.46621 | 0.11655 | 0.34966 | 0 | 0 | 0.46621 | 0.46621 | 0.46621 | 0.34966 | 0 | 2011-01-08 | Saturday | m/s | 0.27693 | 0.23636 | 0.23636 | 0.17727 | 0.41364 | 0.23636 | 0.23636 | 0.17727 | 0.11818 | 0.059091 | 0.17727 | 0.11818 | 0.17727 | 0.23636 | 0.23636 | 0.23636 | 0.17727 | 0.41364 | 0.23636 | 0.23636 | 0.17727 | 0.11818 | 0.059091 | 0.17727
9 | 2011-01-09 | Sunday | m/s | 0.080456 | 0.084691 | 0.067752 | 0.014067 | 0.043517 | 0.0047599 | 0.051507 | 0.071398 | 0.09307 | 0.071398 | 0.041988 | 0.0045471 | 0.065361 | 0.089161 | 0.093708 | 0.075519 | 0.01543 | 0.046805 | 0.0052852 | 0.056435 | 0.079278 | 0.10145 | 0.079278 | 0.045865 | 2011-01-09 | Sunday | m/s | 0.2331 | 0 | 0.46621 | 0.51185 | 0.17891 | 0.35332 | 0 | 0 | 0.49148 | 0.50167 | 0.50167 | 0.38389 | 0 | 0.24574 | 0 | 0.49148 | 0.5575 | 0.24126 | 0.35699 | 0 | 0 | 0.51675 | 0.53712 | 0.53712 | 2011-01-09 | Sunday | m/s | 0.11818 | 0.17727 | 0.23636 | 0.28428 | 0.24021 | 0.18567 | 0.43322 | 0.27693 | 0.26959 | 0.20036 | 0.12378 | 0.069233 | 0.16364 | 0.13847 | 0.2077 | 0.27693 | 0.33219 | 0.24406 | 0.19406 | 0.45281 | 0.3175 | 0.30281 | 0.22344 | 0.12937
10 | 2011-01-10 | Monday | m/s | 0.0048597 | 0.071439 | 0.097865 | 0.10273 | 0.083286 | 0.016793 | 0.050094 | 0.0058105 | 0.061363 | 0.087158 | 0.10983 | 0.087158 | 0.049741 | 0.0051722 | 0.077517 | 0.10657 | 0.11174 | 0.091053 | 0.018156 | 0.053382 | 0.0063359 | 0.06629 | 0.095038 | 0.11821 | 2011-01-10 | Monday | m/s | 0.41813 | 0 | 0.25837 | 0 | 0.51675 | 0.60315 | 0.30362 | 0.36066 | 0 | 0 | 0.54202 | 0.57258 | 0.57258 | 0.45236 | 0 | 0.27101 | 0 | 0.54202 | 0.6488 | 0.36597 | 0.36433 | 0 | 0 | 0.56729 | 2011-01-10 | Monday | m/s | 0.079375 | 0.15 | 0.15875 | 0.23813 | 0.3175 | 0.3801 | 0.24791 | 0.20246 | 0.4724 | 0.35807 | 0.33604 | 0.24652 | 0.13497 | 0.089517 | 0.13636 | 0.17903 | 0.26855 | 0.35807 | 0.42801 | 0.25176 | 0.21085 | 0.49199 | 0.39864 | 0.36926
11 | 2011-01-11 | Tuesday | m/s | 0.095038 | 0.053618 | 0.0054848 | 0.083596 | 0.11527 | 0.12076 | 0.09882 | 0.01952 | 0.056671 | 0.0068612 | 0.071218 | 0.10292 | 0.12659 | 0.10292 | 0.057495 | 0.0057974 | 0.089674 | 0.12398 | 0.12978 | 0.10659 | 0.020883 | 0.059959 | 0.0073865 | 0.076145 | 2011-01-11 | Tuesday | m/s | 0.60804 | 0.60804 | 0.4866 | 0 | 0.28364 | 0 | 0.56729 | 0.69444 | 0.42833 | 0.368 | 0 | 0 | 0.59256 | 0.6435 | 0.6435 | 0.52083 | 0 | 0.29628 | 0 | 0.59256 | 0.74009 | 0.49068 | 0.37167 | 0 | 2011-01-11 | Tuesday | m/s | 0.2696 | 0.14057 | 0.099659 | 0.12273 | 0.19932 | 0.29898 | 0.39864 | 0.47592 | 0.25561 | 0.21925 | 0.51158 | 0.4392 | 0.40249 | 0.29268 | 0.14616 | 0.1098 | 0.10909 | 0.2196 | 0.3294 | 0.4392 | 0.52384 | 0.25946 | 0.22764 | 0.53116
12 | 2011-01-12 | Wednesday | m/s | 0.1108 | 0.13496 | 0.1108 | 0.061372 | 0.0061099 | 0.095752 | 0.13268 | 0.13879 | 0.11435 | 0.022246 | 0.063248 | 0.0079118 | 0.081073 | 0.11868 | 0.14334 | 0.11868 | 0.065249 | 0.0064225 | 0.10183 | 0.14139 | 0.14781 | 0.12212 | 0.023609 | 0.066536 | 2011-01-12 | Wednesday | m/s | 0 | 0.61783 | 0.67896 | 0.67896 | 0.55507 | 0 | 0.30891 | 0 | 0.61783 | 0.78574 | 0.55304 | 0.37534 | 0 | 0 | 0.6431 | 0.71442 | 0.71442 | 0.5893 | 0 | 0.32155 | 0 | 0.6431 | 0.83139 | 0.61539 | 2011-01-12 | Wednesday | m/s | 0.47977 | 0.43571 | 0.31577 | 0.15176 | 0.11994 | 0.095455 | 0.23989 | 0.35983 | 0.47977 | 0.57175 | 0.26331 | 0.23604 | 0.55075 | 0.52034 | 0.46893 | 0.33885 | 0.15736 | 0.13009 | 0.081818 | 0.26017 | 0.39026 | 0.52034 | 0.61966 | 0.26716
13 | 2011-01-13 | Thursday | m/s | 0.0084372 | 0.086 | 0.12656 | 0.15172 | 0.12656 | 0.069126 | 0.006735 | 0.10791 | 0.15009 | 0.15683 | 0.12989 | 0.024973 | 0.069825 | 0.0089625 | 0.090928 | 0.13444 | 0.1601 | 0.13444 | 0.073003 | 0.0070476 | 0.11399 | 0.1588 | 0.16585 | 0.13766 | 2011-01-13 | Thursday | m/s | 0.37901 | 0 | 0 | 0.66837 | 0.74988 | 0.74988 | 0.62354 | 0 | 0.33418 | 0 | 0.66837 | 0.87703 | 0.67775 | 0.38268 | 0 | 0 | 0.69364 | 0.78534 | 0.78534 | 0.65777 | 0 | 0.34682 | 0 | 0.69364 | 2011-01-13 | Thursday | m/s | 0.24443 | 0.57034 | 0.56091 | 0.50216 | 0.36193 | 0.16295 | 0.14023 | 0.068182 | 0.28045 | 0.42068 | 0.56091 | 0.66757 | 0.27101 | 0.25283 | 0.58993 | 0.60148 | 0.53538 | 0.38501 | 0.16855 | 0.15037 | 0.054545 | 0.30074 | 0.45111 | 0.60148
14 | 2011-01-14 | Friday | m/s | 0.026336 | 0.073113 | 0.0094878 | 0.095856 | 0.14232 | 0.16848 | 0.14232 | 0.07688 | 0.0073602 | 0.12006 | 0.1675 | 0.17486 | 0.14542 | 0.027699 | 0.076402 | 0.010013 | 0.10078 | 0.1502 | 0.17686 | 0.1502 | 0.080757 | 0.0076727 | 0.12614 | 0.17621 | 2011-01-14 | Friday | m/s | 0.92268 | 0.7401 | 0.38635 | 0 | 0 | 0.71891 | 0.82079 | 0.82079 | 0.69201 | 0 | 0.35945 | 0 | 0.71891 | 0.96833 | 0.80246 | 0.39002 | 0 | 0 | 0.74418 | 0.85625 | 0.85625 | 0.72625 | 0 | 0.37209 | 2011-01-14 | Friday | m/s | 0.71548 | 0.27486 | 0.26122 | 0.60952 | 0.64205 | 0.56861 | 0.4081 | 0.17415 | 0.16051 | 0.040909 | 0.32102 | 0.48153 | 0.64205 | 0.76339 | 0.27871 | 0.26962 | 0.62911 | 0.68261 | 0.60183 | 0.43118 | 0.17974 | 0.17065 | 0.027273 | 0.34131
15 | 2011-01-15 | Saturday | m/s | 0.18388 | 0.15319 | 0.029062 | 0.07969 | 0.010538 | 0.10571 | 0.15808 | 0.18524 | 0.15808 | 0.084634 | 0.0079853 | 0.13222 | 0.18491 | 0.1929 | 0.16096 | 0.030426 | 0.082979 | 0.011064 | 0.11064 | 0.16596 | 0.19362 | 0.16596 | 0.088511 | 0.0082979 | 2011-01-15 | Saturday | m/s | 0 | 0.74418 | 1.014 | 0.86481 | 0.39369 | 0 | 0 | 0.76945 | 0.89171 | 0.89171 | 0.76048 | 0 | 0.38472 | 0 | 0.76945 | 1.0596 | 0.92717 | 0.39736 | 0 | 0 | 0.79472 | 0.92717 | 0.92717 | 0.79472 | 2011-01-15 | Saturday | m/s | 0.51196 | 0.68261 | 0.81131 | 0.28256 | 0.27801 | 0.64869 | 0.72318 | 0.63506 | 0.45426 | 0.18534 | 0.1808 | 0.013636 | 0.36159 | 0.54239 | 0.72318 | 0.85922 | 0.28641 | 0.28641 | 0.66828 | 0.76375 | 0.66828 | 0.47734 | 0.19094 | 0.19094
16 | 2011-01-16 | Sunday | m/s | 0.1383 | 0.19362 | 0.20191 | 0.16872 | 0.030426 | 0.082979 | 0.011064 | 0.11064 | 0.16596 | 0.19362 | 0.16596 | 0.088511 | 0.0082979 | 0.1383 | 0.19362 | 0.20191 | 0.16872 | 0.029062 | 0.07969 | 0.010538 | 0.10571 | 0.15808 | 0.18524 | 0.15808 | 2011-01-16 | Sunday | m/s | 0 | 0.39736 | 0 | 0.79472 | 1.0596 | 0.92717 | 0.39736 | 0 | 0 | 0.79472 | 0.92717 | 0.92717 | 0.79472 | 0 | 0.39736 | 0 | 0.79472 | 1.014 | 0.86481 | 0.39369 | 0 | 0 | 0.76945 | 0.89171 | 2011-01-16 | Sunday | m/s | 0 | 0.38188 | 0.57281 | 0.76375 | 0.85922 | 0.28641 | 0.28641 | 0.66828 | 0.76375 | 0.66828 | 0.47734 | 0.19094 | 0.19094 | 0 | 0.38188 | 0.57281 | 0.76375 | 0.81131 | 0.28256 | 0.27801 | 0.64869 | 0.72318 | 0.63506 | 0.45426
17 | 2011-01-17 | Monday | m/s | 0.084634 | 0.0079853 | 0.13222 | 0.18491 | 0.1929 | 0.16096 | 0.027699 | 0.076402 | 0.010013 | 0.10078 | 0.1502 | 0.17686 | 0.1502 | 0.080757 | 0.0076727 | 0.12614 | 0.17621 | 0.18388 | 0.15319 | 0.026336 | 0.073113 | 0.0094878 | 0.095856 | 0.14232 | 2011-01-17 | Monday | m/s | 0.89171 | 0.76048 | 0 | 0.38472 | 0 | 0.76945 | 0.96833 | 0.80246 | 0.39002 | 0 | 0 | 0.74418 | 0.85625 | 0.85625 | 0.72625 | 0 | 0.37209 | 0 | 0.74418 | 0.92268 | 0.7401 | 0.38635 | 0 | 0 | 2011-01-17 | Monday | m/s | 0.18534 | 0.1808 | 0.013636 | 0.36159 | 0.54239 | 0.72318 | 0.76339 | 0.27871 | 0.26962 | 0.62911 | 0.68261 | 0.60183 | 0.43118 | 0.17974 | 0.17065 | 0.027273 | 0.34131 | 0.51196 | 0.68261 | 0.71548 | 0.27486 | 0.26122 | 0.60952 | 0.64205
18 | 2011-01-18 | Tuesday | m/s | 0.16848 | 0.14232 | 0.07688 | 0.0073602 | 0.12006 | 0.1675 | 0.17486 | 0.14542 | 0.024973 | 0.069825 | 0.0089625 | 0.090928 | 0.13444 | 0.1601 | 0.13444 | 0.073003 | 0.0070476 | 0.11399 | 0.1588 | 0.16585 | 0.13766 | 0.023609 | 0.066536 | 0.0084372 | 2011-01-18 | Tuesday | m/s | 0.71891 | 0.82079 | 0.82079 | 0.69201 | 0 | 0.35945 | 0 | 0.71891 | 0.87703 | 0.67775 | 0.38268 | 0 | 0 | 0.69364 | 0.78534 | 0.78534 | 0.65777 | 0 | 0.34682 | 0 | 0.69364 | 0.83139 | 0.61539 | 0.37901 | 2011-01-18 | Tuesday | m/s | 0.56861 | 0.4081 | 0.17415 | 0.16051 | 0.040909 | 0.32102 | 0.48153 | 0.64205 | 0.66757 | 0.27101 | 0.25283 | 0.58993 | 0.60148 | 0.53538 | 0.38501 | 0.16855 | 0.15037 | 0.054545 | 0.30074 | 0.45111 | 0.60148 | 0.61966 | 0.26716 | 0.24443
19 | 2011-01-19 | Wednesday | m/s | 0.086 | 0.12656 | 0.15172 | 0.12656 | 0.069126 | 0.006735 | 0.10791 | 0.15009 | 0.15683 | 0.12989 | 0.022246 | 0.063248 | 0.0079118 | 0.081073 | 0.11868 | 0.14334 | 0.11868 | 0.065249 | 0.0064225 | 0.10183 | 0.14139 | 0.14781 | 0.12212 | 0.020883 | 2011-01-19 | Wednesday | m/s | 0 | 0 | 0.66837 | 0.74988 | 0.74988 | 0.62354 | 0 | 0.33418 | 0 | 0.66837 | 0.78574 | 0.55304 | 0.37534 | 0 | 0 | 0.6431 | 0.71442 | 0.71442 | 0.5893 | 0 | 0.32155 | 0 | 0.6431 | 0.74009 | 2011-01-19 | Wednesday | m/s | 0.57034 | 0.56091 | 0.50216 | 0.36193 | 0.16295 | 0.14023 | 0.068182 | 0.28045 | 0.42068 | 0.56091 | 0.57175 | 0.26331 | 0.23604 | 0.55075 | 0.52034 | 0.46893 | 0.33885 | 0.15736 | 0.13009 | 0.081818 | 0.26017 | 0.39026 | 0.52034 | 0.52384
20 | 2011-01-20 | Thursday | m/s | 0.059959 | 0.0073865 | 0.076145 | 0.1108 | 0.13496 | 0.1108 | 0.061372 | 0.0061099 | 0.095752 | 0.13268 | 0.13879 | 0.11435 | 0.01952 | 0.056671 | 0.0068612 | 0.071218 | 0.10292 | 0.12659 | 0.10292 | 0.057495 | 0.0057974 | 0.089674 | 0.12398 | 0.12978 | 2011-01-20 | Thursday | m/s | 0.49068 | 0.37167 | 0 | 0 | 0.61783 | 0.67896 | 0.67896 | 0.55507 | 0 | 0.30891 | 0 | 0.61783 | 0.69444 | 0.42833 | 0.368 | 0 | 0 | 0.59256 | 0.6435 | 0.6435 | 0.52083 | 0 | 0.29628 | 0 | 2011-01-20 | Thursday | m/s | 0.25946 | 0.22764 | 0.53116 | 0.47977 | 0.43571 | 0.31577 | 0.15176 | 0.11994 | 0.095455 | 0.23989 | 0.35983 | 0.47977 | 0.47592 | 0.25561 | 0.21925 | 0.51158 | 0.4392 | 0.40249 | 0.29268 | 0.14616 | 0.1098 | 0.10909 | 0.2196 | 0.3294
21 | 2011-01-21 | Friday | m/s | 0.10659 | 0.018156 | 0.053382 | 0.0063359 | 0.06629 | 0.095038 | 0.11821 | 0.095038 | 0.053618 | 0.0054848 | 0.083596 | 0.11527 | 0.12076 | 0.09882 | 0.016793 | 0.050094 | 0.0058105 | 0.061363 | 0.087158 | 0.10983 | 0.087158 | 0.049741 | 0.0051722 | 0.077517 | 2011-01-21 | Friday | m/s | 0.59256 | 0.6488 | 0.36597 | 0.36433 | 0 | 0 | 0.56729 | 0.60804 | 0.60804 | 0.4866 | 0 | 0.28364 | 0 | 0.56729 | 0.60315 | 0.30362 | 0.36066 | 0 | 0 | 0.54202 | 0.57258 | 0.57258 | 0.45236 | 0 | 2011-01-21 | Friday | m/s | 0.4392 | 0.42801 | 0.25176 | 0.21085 | 0.49199 | 0.39864 | 0.36926 | 0.2696 | 0.14057 | 0.099659 | 0.12273 | 0.19932 | 0.29898 | 0.39864 | 0.3801 | 0.24791 | 0.20246 | 0.4724 | 0.35807 | 0.33604 | 0.24652 | 0.13497 | 0.089517 | 0.13636
22 | 2011-01-22 | Saturday | m/s | 0.10657 | 0.11174 | 0.091053 | 0.01543 | 0.046805 | 0.0052852 | 0.056435 | 0.079278 | 0.10145 | 0.079278 | 0.045865 | 0.0048597 | 0.071439 | 0.097865 | 0.10273 | 0.083286 | 0.014067 | 0.043517 | 0.0047599 | 0.051507 | 0.071398 | 0.09307 | 0.071398 | 0.041988 | 2011-01-22 | Saturday | m/s | 0.27101 | 0 | 0.54202 | 0.5575 | 0.24126 | 0.35699 | 0 | 0 | 0.51675 | 0.53712 | 0.53712 | 0.41813 | 0 | 0.25837 | 0 | 0.51675 | 0.51185 | 0.17891 | 0.35332 | 0 | 0 | 0.49148 | 0.50167 | 0.50167 | 2011-01-22 | Saturday | m/s | 0.17903 | 0.26855 | 0.35807 | 0.33219 | 0.24406 | 0.19406 | 0.45281 | 0.3175 | 0.30281 | 0.22344 | 0.12937 | 0.079375 | 0.15 | 0.15875 | 0.23813 | 0.3175 | 0.28428 | 0.24021 | 0.18567 | 0.43322 | 0.27693 | 0.26959 | 0.20036 | 0.12378
23 | 2011-01-23 | Sunday | m/s | 0.0045471 | 0.065361 | 0.089161 | 0.093708 | 0.075519 | 0.012704 | 0.040228 | 0.0042345 | 0.04658 | 0.063518 | 0.084691 | 0.063518 | 0.038111 | 0.0042345 | 0.059283 | 0.080456 | 0.084691 | 0.067752 | 0.012704 | 0.040228 | 0.0042345 | 0.04658 | 0.063518 | 0.084691 | 2011-01-23 | Sunday | m/s | 0.38389 | 0 | 0.24574 | 0 | 0.49148 | 0.46621 | 0.11655 | 0.34966 | 0 | 0 | 0.46621 | 0.46621 | 0.46621 | 0.34966 | 0 | 0.2331 | 0 | 0.46621 | 0.46621 | 0.11655 | 0.34966 | 0 | 0 | 0.46621 | 2011-01-23 | Sunday | m/s | 0.069233 | 0.16364 | 0.13847 | 0.2077 | 0.27693 | 0.23636 | 0.23636 | 0.17727 | 0.41364 | 0.23636 | 0.23636 | 0.17727 | 0.11818 | 0.059091 | 0.17727 | 0.11818 | 0.17727 | 0.23636 | 0.23636 | 0.23636 | 0.17727 | 0.41364 | 0.23636 | 0.23636
24 | 2011-01-24 | Monday | m/s | 0.063518 | 0.038111 | 0.0042345 | 0.059283 | 0.080456 | 0.084691 | 0.067752 | 0.014067 | 0.043517 | 0.0047599 | 0.051507 | 0.071398 | 0.09307 | 0.071398 | 0.041988 | 0.0045471 | 0.065361 | 0.089161 | 0.093708 | 0.075519 | 0.01543 | 0.046805 | 0.0052852 | 0.056435 | 2011-01-24 | Monday | m/s | 0.46621 | 0.46621 | 0.34966 | 0 | 0.2331 | 0 | 0.46621 | 0.51185 | 0.17891 | 0.35332 | 0 | 0 | 0.49148 | 0.50167 | 0.50167 | 0.38389 | 0 | 0.24574 | 0 | 0.49148 | 0.5575 | 0.24126 | 0.35699 | 0 | 2011-01-24 | Monday | m/s | 0.17727 | 0.11818 | 0.059091 | 0.17727 | 0.11818 | 0.17727 | 0.23636 | 0.28428 | 0.24021 | 0.18567 | 0.43322 | 0.27693 | 0.26959 | 0.20036 | 0.12378 | 0.069233 | 0.16364 | 0.13847 | 0.2077 | 0.27693 | 0.33219 | 0.24406 | 0.19406 | 0.45281
25 | 2011-01-25 | Tuesday | m/s | 0.079278 | 0.10145 | 0.079278 | 0.045865 | 0.0048597 | 0.071439 | 0.097865 | 0.10273 | 0.083286 | 0.016793 | 0.050094 | 0.0058105 | 0.061363 | 0.087158 | 0.10983 | 0.087158 | 0.049741 | 0.0051722 | 0.077517 | 0.10657 | 0.11174 | 0.091053 | 0.018156 | 0.053382 | 2011-01-25 | Tuesday | m/s | 0 | 0.51675 | 0.53712 | 0.53712 | 0.41813 | 0 | 0.25837 | 0 | 0.51675 | 0.60315 | 0.30362 | 0.36066 | 0 | 0 | 0.54202 | 0.57258 | 0.57258 | 0.45236 | 0 | 0.27101 | 0 | 0.54202 | 0.6488 | 0.36597 | 2011-01-25 | Tuesday | m/s | 0.3175 | 0.30281 | 0.22344 | 0.12937 | 0.079375 | 0.15 | 0.15875 | 0.23813 | 0.3175 | 0.3801 | 0.24791 | 0.20246 | 0.4724 | 0.35807 | 0.33604 | 0.24652 | 0.13497 | 0.089517 | 0.13636 | 0.17903 | 0.26855 | 0.35807 | 0.42801 | 0.25176
26 | 2011-01-26 | Wednesday | m/s | 0.0063359 | 0.06629 | 0.095038 | 0.11821 | 0.095038 | 0.053618 | 0.0054848 | 0.083596 | 0.11527 | 0.12076 | 0.09882 | 0.01952 | 0.056671 | 0.0068612 | 0.071218 | 0.10292 | 0.12659 | 0.10292 | 0.057495 | 0.0057974 | 0.089674 | 0.12398 | 0.12978 | 0.10659 | 2011-01-26 | Wednesday | m/s | 0.36433 | 0 | 0 | 0.56729 | 0.60804 | 0.60804 | 0.4866 | 0 | 0.28364 | 0 | 0.56729 | 0.69444 | 0.42833 | 0.368 | 0 | 0 | 0.59256 | 0.6435 | 0.6435 | 0.52083 | 0 | 0.29628 | 0 | 0.59256 | 2011-01-26 | Wednesday | m/s | 0.21085 | 0.49199 | 0.39864 | 0.36926 | 0.2696 | 0.14057 | 0.099659 | 0.12273 | 0.19932 | 0.29898 | 0.39864 | 0.47592 | 0.25561 | 0.21925 | 0.51158 | 0.4392 | 0.40249 | 0.29268 | 0.14616 | 0.1098 | 0.10909 | 0.2196 | 0.3294 | 0.4392
27 | 2011-01-27 | Thursday | m/s | 0.020883 | 0.059959 | 0.0073865 | 0.076145 | 0.1108 | 0.13496 | 0.1108 | 0.061372 | 0.0061099 | 0.095752 | 0.13268 | 0.13879 | 0.11435 | 0.022246 | 0.063248 | 0.0079118 | 0.081073 | 0.11868 | 0.14334 | 0.11868 | 0.065249 | 0.0064225 | 0.10183 | 0.14139 | 2011-01-27 | Thursday | m/s | 0.74009 | 0.49068 | 0.37167 | 0 | 0 | 0.61783 | 0.67896 | 0.67896 | 0.55507 | 0 | 0.30891 | 0 | 0.61783 | 0.78574 | 0.55304 | 0.37534 | 0 | 0 | 0.6431 | 0.71442 | 0.71442 | 0.5893 | 0 | 0.32155 | 2011-01-27 | Thursday | m/s | 0.52384 | 0.25946 | 0.22764 | 0.53116 | 0.47977 | 0.43571 | 0.31577 | 0.15176 | 0.11994 | 0.095455 | 0.23989 | 0.35983 | 0.47977 | 0.57175 | 0.26331 | 0.23604 | 0.55075 | 0.52034 | 0.46893 | 0.33885 | 0.15736 | 0.13009 | 0.081818 | 0.26017
28 | 2011-01-28 | Friday | m/s | 0.14781 | 0.12212 | 0.023609 | 0.066536 | 0.0084372 | 0.086 | 0.12656 | 0.15172 | 0.12656 | 0.069126 | 0.006735 | 0.10791 | 0.15009 | 0.15683 | 0.12989 | 0.024973 | 0.069825 | 0.0089625 | 0.090928 | 0.13444 | 0.1601 | 0.13444 | 0.073003 | 0.0070476 | 2011-01-28 | Friday | m/s | 0 | 0.6431 | 0.83139 | 0.61539 | 0.37901 | 0 | 0 | 0.66837 | 0.74988 | 0.74988 | 0.62354 | 0 | 0.33418 | 0 | 0.66837 | 0.87703 | 0.67775 | 0.38268 | 0 | 0 | 0.69364 | 0.78534 | 0.78534 | 0.65777 | 2011-01-28 | Friday | m/s | 0.39026 | 0.52034 | 0.61966 | 0.26716 | 0.24443 | 0.57034 | 0.56091 | 0.50216 | 0.36193 | 0.16295 | 0.14023 | 0.068182 | 0.28045 | 0.42068 | 0.56091 | 0.66757 | 0.27101 | 0.25283 | 0.58993 | 0.60148 | 0.53538 | 0.38501 | 0.16855 | 0.15037
29 | 2011-01-29 | Saturday | m/s | 0.11399 | 0.1588 | 0.16585 | 0.13766 | 0.026336 | 0.073113 | 0.0094878 | 0.095856 | 0.14232 | 0.16848 | 0.14232 | 0.07688 | 0.0073602 | 0.12006 | 0.1675 | 0.17486 | 0.14542 | 0.027699 | 0.076402 | 0.010013 | 0.10078 | 0.1502 | 0.17686 | 0.1502 | 2011-01-29 | Saturday | m/s | 0 | 0.34682 | 0 | 0.69364 | 0.92268 | 0.7401 | 0.38635 | 0 | 0 | 0.71891 | 0.82079 | 0.82079 | 0.69201 | 0 | 0.35945 | 0 | 0.71891 | 0.96833 | 0.80246 | 0.39002 | 0 | 0 | 0.74418 | 0.85625 | 2011-01-29 | Saturday | m/s | 0.054545 | 0.30074 | 0.45111 | 0.60148 | 0.71548 | 0.27486 | 0.26122 | 0.60952 | 0.64205 | 0.56861 | 0.4081 | 0.17415 | 0.16051 | 0.040909 | 0.32102 | 0.48153 | 0.64205 | 0.76339 | 0.27871 | 0.26962 | 0.62911 | 0.68261 | 0.60183 | 0.43118
30 | 2011-01-30 | Sunday | m/s | 0.080757 | 0.0076727 | 0.12614 | 0.17621 | 0.18388 | 0.15319 | 0.029062 | 0.07969 | 0.010538 | 0.10571 | 0.15808 | 0.18524 | 0.15808 | 0.084634 | 0.0079853 | 0.13222 | 0.18491 | 0.1929 | 0.16096 | 0.030426 | 0.082979 | 0.011064 | 0.11064 | 0.16596 | 2011-01-30 | Sunday | m/s | 0.85625 | 0.72625 | 0 | 0.37209 | 0 | 0.74418 | 1.014 | 0.86481 | 0.39369 | 0 | 0 | 0.76945 | 0.89171 | 0.89171 | 0.76048 | 0 | 0.38472 | 0 | 0.76945 | 1.0596 | 0.92717 | 0.39736 | 0 | 0 | 2011-01-30 | Sunday | m/s | 0.17974 | 0.17065 | 0.027273 | 0.34131 | 0.51196 | 0.68261 | 0.81131 | 0.28256 | 0.27801 | 0.64869 | 0.72318 | 0.63506 | 0.45426 | 0.18534 | 0.1808 | 0.013636 | 0.36159 | 0.54239 | 0.72318 | 0.85922 | 0.28641 | 0.28641 | 0.66828 | 0.76375
31 | 2011-01-31 | Monday | m/s | 0.19362 | 0.16596 | 0.088511 | 0.0082979 | 0.1383 | 0.19362 | 0.20191 | 0.16872 | 0.01134 | 0.01134 | 0.01134 | 0.01134 | 0.01134 | 0.01134 | 0.01134 | 0.01134 | 0.01134 | 0.01134 | 0.01134 | 0.01134 | 0.01134 | 0.0099771 | 0.0099771 | 0.0099771 | 2011-01-31 | Monday | m/s | 0.79472 | 0.92717 | 0.92717 | 0.79472 | 0 | 0.39736 | 0 | 0.79472 | 0.42056 | 0.92717 | 0.39736 | 0 | 0 | 0.79472 | 0.92717 | 0.92717 | 0.79472 | 0 | 0.39736 | 0 | 0.54 | 0.37491 | 0.86481 | 0.39369 | 2011-01-31 | Monday | m/s | 0.66828 | 0.47734 | 0.19094 | 0.19094 | 0 | 0.38188 | 0.57281 | 0.76375 | 0.18845 | 0.28641 | 0.28641 | 0.66828 | 0.76375 | 0.66828 | 0.47734 | 0.19094 | 0.19094 | 0 | 0.38188 | 0.57281 | 0.47 | 0.14054 | 0.28256 | 0.27801
| Sound of Coll | [26 empty] | Sound of Mull 1 | [26 empty] | Sound of Mull 2
| DOY | Day | Units | 0:00 | 1:00 | 2:00 | 3:00 | 4:00 | 5:00 | 6:00 | 7:00 | 8:00 | 9:00 | 10:00 | 11:00 | 12:00 | 13:00 | 14:00 | 15:00 | 16:00 | 17:00 | 18:00 | 19:00 | 20:00 | 21:00 | 22:00 | 23:00 | DOY | Day | Units | 0:00 | 1:00 | 2:00 | 3:00 | 4:00 | 5:00 | 6:00 | 7:00 | 8:00 | 9:00 | 10:00 | 11:00 | 12:00 | 13:00 | 14:00 | 15:00 | 16:00 | 17:00 | 18:00 | 19:00 | 20:00 | 21:00 | 22:00 | 23:00 | DOY | Day | Units | 0:00 | 1:00 | 2:00 | 3:00 | 4:00 | 5:00 | 6:00 | 7:00 | 8:00 | 9:00 | 10:00 | 11:00 | 12:00 | 13:00 | 14:00 | 15:00 | 16:00 | 17:00 | 18:00 | 19:00 | 20:00 | 21:00 | 22:00 | 23:00
1 | 2011-01-01 | Saturday | m/s | 0.95727 | 0.53182 | 0.31909 | 0.63818 | 0.85091 | 1.0636 | 0.95727 | 0.95727 | 0.31909 | 0.74455 | 1.0636 | 1.17 | 0.95727 | 0.92024 | 0.51287 | 0.30919 | 0.61106 | 0.81474 | 1.0257 | 0.92024 | 0.92024 | 0.30919 | 0.71656 | 1.0257 | 2011-01-01 | Saturday | m/s | 0.99 | 1.2375 | 0.7425 | 0.99 | 0.99 | 0.7425 | 1.1138 | 0.86625 | 0.7425 | 0.99 | 1.1138 | 1.1138 | 1.2375 | 0.94885 | 1.1773 | 0.70872 | 0.94885 | 0.94885 | 0.70872 | 1.0631 | 0.82295 | 0.70872 | 0.94885 | 1.0631 | 2011-01-01 | Saturday | m/s | 0.085647 | 0.27835 | 0.38541 | 0.44965 | 0.44965 | 0.40682 | 0.23553 | 0.064235 | 0.32118 | 0.47106 | 0.64235 | 1.4988 | 0.17129 | 0.082392 | 0.26861 | 0.3591 | 0.43506 | 0.43506 | 0.39386 | 0.22741 | 0.062627 | 0.3098 | 0.45482 | 0.62127
2 | 2011-01-02 | Sunday | m/s | 1.1239 | 0.92024 | 0.88321 | 0.49393 | 0.29929 | 0.58393 | 0.77857 | 0.98786 | 0.88321 | 0.88321 | 0.29929 | 0.68857 | 0.98786 | 1.0779 | 0.88321 | 0.84619 | 0.47498 | 0.28938 | 0.5568 | 0.7424 | 0.94997 | 0.84619 | 0.84619 | 0.28938 | 2011-01-02 | Sunday | m/s | 1.0631 | 1.189 | 0.90769 | 1.1171 | 0.67494 | 0.90769 | 0.90769 | 0.67494 | 1.0124 | 0.77965 | 0.67494 | 0.90769 | 1.0124 | 1.0124 | 1.1404 | 0.86654 | 1.0569 | 0.64115 | 0.86654 | 0.86654 | 0.64115 | 0.96173 | 0.73635 | 0.64115 | 2011-01-02 | Sunday | m/s | 1.4052 | 0.16478 | 0.079137 | 0.25886 | 0.33278 | 0.42047 | 0.42047 | 0.3809 | 0.21929 | 0.06102 | 0.29843 | 0.43859 | 0.6002 | 1.3116 | 0.15827 | 0.075882 | 0.24912 | 0.30647 | 0.40588 | 0.40588 | 0.36794 | 0.21118 | 0.059412 | 0.28706
3 | 2011-01-03 | Monday | m/s | 0.66058 | 0.94997 | 1.0318 | 0.84619 | 0.80916 | 0.45604 | 0.27948 | 0.52968 | 0.70623 | 0.91208 | 0.80916 | 0.80916 | 0.27948 | 0.6326 | 0.91208 | 0.98571 | 0.80916 | 0.77213 | 0.43709 | 0.26958 | 0.50255 | 0.67006 | 0.87419 | 0.77213 | 2011-01-03 | Monday | m/s | 0.86654 | 0.96173 | 0.96173 | 1.0919 | 0.82538 | 0.99673 | 0.60737 | 0.82538 | 0.82538 | 0.60737 | 0.91106 | 0.69304 | 0.60737 | 0.82538 | 0.91106 | 0.91106 | 1.0434 | 0.78423 | 0.93654 | 0.57359 | 0.78423 | 0.78423 | 0.57359 | 0.86038 | 2011-01-03 | Monday | m/s | 0.42235 | 0.57912 | 1.2179 | 0.15176 | 0.072627 | 0.23937 | 0.28016 | 0.39129 | 0.39129 | 0.35498 | 0.20306 | 0.057804 | 0.27569 | 0.40612 | 0.55804 | 1.1243 | 0.14525 | 0.069373 | 0.22963 | 0.25384 | 0.37671 | 0.37671 | 0.34202 | 0.19494
4 | 2011-01-04 | Tuesday | m/s | 0.77213 | 0.26958 | 0.60461 | 0.87419 | 0.93964 | 0.77213 | 0.7351 | 0.41815 | 0.25968 | 0.47542 | 0.6339 | 0.8363 | 0.7351 | 0.7351 | 0.25968 | 0.57662 | 0.8363 | 0.89357 | 0.7351 | 0.69807 | 0.3992 | 0.24977 | 0.4483 | 0.59773 | 2011-01-04 | Tuesday | m/s | 0.64974 | 0.57359 | 0.78423 | 0.86038 | 0.86038 | 0.99487 | 0.74308 | 0.87635 | 0.53981 | 0.74308 | 0.74308 | 0.53981 | 0.80971 | 0.60644 | 0.53981 | 0.74308 | 0.80971 | 0.80971 | 0.94635 | 0.70192 | 0.81615 | 0.50603 | 0.70192 | 0.70192 | 2011-01-04 | Tuesday | m/s | 0.056196 | 0.26431 | 0.38988 | 0.53696 | 1.0307 | 0.13875 | 0.066118 | 0.21988 | 0.22753 | 0.36212 | 0.36212 | 0.32906 | 0.18682 | 0.054588 | 0.25294 | 0.37365 | 0.51588 | 0.93706 | 0.13224 | 0.062863 | 0.21014 | 0.20122 | 0.34753 | 0.34753
5 | 2011-01-05 | Wednesday | m/s | 0.79841 | 0.69807 | 0.69807 | 0.24977 | 0.54864 | 0.79841 | 0.8475 | 0.69807 | 0.66104 | 0.38026 | 0.23987 | 0.42117 | 0.56156 | 0.76052 | 0.66104 | 0.66104 | 0.23987 | 0.52065 | 0.76052 | 0.80143 | 0.66104 | 0.62401 | 0.36131 | 0.22997 | 2011-01-05 | Wednesday | m/s | 0.50603 | 0.75904 | 0.56314 | 0.50603 | 0.70192 | 0.75904 | 0.75904 | 0.89782 | 0.66077 | 0.75596 | 0.47224 | 0.66077 | 0.66077 | 0.47224 | 0.70837 | 0.51984 | 0.47224 | 0.66077 | 0.70837 | 0.70837 | 0.84929 | 0.61962 | 0.69577 | 0.43846 | 2011-01-05 | Wednesday | m/s | 0.3161 | 0.17871 | 0.05298 | 0.24157 | 0.35741 | 0.4948 | 0.84343 | 0.12573 | 0.059608 | 0.20039 | 0.1749 | 0.33294 | 0.33294 | 0.30314 | 0.17059 | 0.051373 | 0.2302 | 0.34118 | 0.47373 | 0.7498 | 0.11922 | 0.056353 | 0.19065 | 0.14859
6 | 2011-01-06 | Thursday | m/s | 0.39404 | 0.52539 | 0.72263 | 0.62401 | 0.62401 | 0.22997 | 0.49266 | 0.72263 | 0.75536 | 0.62401 | 0.58698 | 0.34237 | 0.22006 | 0.36692 | 0.48922 | 0.68474 | 0.58698 | 0.58698 | 0.22006 | 0.46468 | 0.68474 | 0.70929 | 0.58698 | 0.54995 | 2011-01-06 | Thursday | m/s | 0.61962 | 0.61962 | 0.43846 | 0.65769 | 0.47654 | 0.43846 | 0.61962 | 0.65769 | 0.65769 | 0.80077 | 0.57846 | 0.63558 | 0.40468 | 0.57846 | 0.57846 | 0.40468 | 0.60702 | 0.43324 | 0.40468 | 0.57846 | 0.60702 | 0.60702 | 0.75224 | 0.53731 | 2011-01-06 | Thursday | m/s | 0.31835 | 0.31835 | 0.29018 | 0.16247 | 0.049765 | 0.21882 | 0.32494 | 0.45265 | 0.65618 | 0.11271 | 0.053098 | 0.1809 | 0.12227 | 0.30376 | 0.30376 | 0.27722 | 0.15435 | 0.048157 | 0.20745 | 0.30871 | 0.43157 | 0.56255 | 0.1062 | 0.049843
7 | 2011-01-07 | Friday | m/s | 0.32343 | 0.21016 | 0.33979 | 0.45305 | 0.64685 | 0.54995 | 0.54995 | 0.21016 | 0.43669 | 0.64685 | 0.66321 | 0.54995 | 0.51292 | 0.30448 | 0.20026 | 0.31266 | 0.41688 | 0.60896 | 0.51292 | 0.51292 | 0.20026 | 0.4087 | 0.60896 | 0.61714 | 2011-01-07 | Friday | m/s | 0.57538 | 0.3709 | 0.53731 | 0.53731 | 0.3709 | 0.55635 | 0.38994 | 0.3709 | 0.53731 | 0.55635 | 0.55635 | 0.70372 | 0.49615 | 0.51519 | 0.33712 | 0.49615 | 0.49615 | 0.33712 | 0.50567 | 0.34663 | 0.33712 | 0.49615 | 0.50567 | 0.50567 | 2011-01-07 | Friday | m/s | 0.17116 | 0.095961 | 0.28918 | 0.28918 | 0.26425 | 0.14624 | 0.046549 | 0.19608 | 0.29247 | 0.41049 | 0.46892 | 0.099686 | 0.046588 | 0.16141 | 0.069647 | 0.27459 | 0.27459 | 0.25129 | 0.13812 | 0.044941 | 0.18471 | 0.27624 | 0.38941 | 0.37529
8 | 2011-01-08 | Saturday | m/s | 0.51292 | 0.47589 | 0.28554 | 0.19036 | 0.28554 | 0.38071 | 0.57107 | 0.47589 | 0.47589 | 0.19036 | 0.38071 | 0.57107 | 0.57107 | 0.47589 | 0.47589 | 0.28554 | 0.19036 | 0.28554 | 0.38071 | 0.57107 | 0.47589 | 0.47589 | 0.19036 | 0.38071 | 2011-01-08 | Saturday | m/s | 0.65519 | 0.455 | 0.455 | 0.30333 | 0.455 | 0.455 | 0.30333 | 0.455 | 0.30333 | 0.30333 | 0.455 | 0.455 | 0.455 | 0.60667 | 0.455 | 0.455 | 0.30333 | 0.455 | 0.455 | 0.30333 | 0.455 | 0.30333 | 0.30333 | 0.455 | 2011-01-08 | Saturday | m/s | 0.093176 | 0.043333 | 0.15167 | 0.043333 | 0.26 | 0.26 | 0.23833 | 0.13 | 0.043333 | 0.17333 | 0.26 | 0.36833 | 0.28167 | 0.086667 | 0.043333 | 0.15167 | 0.043333 | 0.26 | 0.26 | 0.23833 | 0.13 | 0.043333 | 0.17333 | 0.26
9 | 2011-01-09 | Sunday | m/s | 0.57107 | 0.57107 | 0.47589 | 0.51292 | 0.30448 | 0.20026 | 0.31266 | 0.41688 | 0.60896 | 0.51292 | 0.51292 | 0.20026 | 0.4087 | 0.60896 | 0.61714 | 0.51292 | 0.54995 | 0.32343 | 0.21016 | 0.33979 | 0.45305 | 0.64685 | 0.54995 | 0.54995 | 2011-01-09 | Sunday | m/s | 0.455 | 0.455 | 0.60667 | 0.49615 | 0.51519 | 0.33712 | 0.49615 | 0.49615 | 0.33712 | 0.50567 | 0.34663 | 0.33712 | 0.49615 | 0.50567 | 0.50567 | 0.65519 | 0.53731 | 0.57538 | 0.3709 | 0.53731 | 0.53731 | 0.3709 | 0.55635 | 0.38994 | 2011-01-09 | Sunday | m/s | 0.36833 | 0.28167 | 0.086667 | 0.046588 | 0.16141 | 0.069647 | 0.27459 | 0.27459 | 0.25129 | 0.13812 | 0.044941 | 0.18471 | 0.27624 | 0.38941 | 0.37529 | 0.093176 | 0.049843 | 0.17116 | 0.095961 | 0.28918 | 0.28918 | 0.26425 | 0.14624 | 0.046549
10 | 2011-01-10 | Monday | m/s | 0.21016 | 0.43669 | 0.64685 | 0.66321 | 0.54995 | 0.58698 | 0.34237 | 0.22006 | 0.36692 | 0.48922 | 0.68474 | 0.58698 | 0.58698 | 0.22006 | 0.46468 | 0.68474 | 0.70929 | 0.58698 | 0.62401 | 0.36131 | 0.22997 | 0.39404 | 0.52539 | 0.72263 | 2011-01-10 | Monday | m/s | 0.3709 | 0.53731 | 0.55635 | 0.55635 | 0.70372 | 0.57846 | 0.63558 | 0.40468 | 0.57846 | 0.57846 | 0.40468 | 0.60702 | 0.43324 | 0.40468 | 0.57846 | 0.60702 | 0.60702 | 0.75224 | 0.61962 | 0.69577 | 0.43846 | 0.61962 | 0.61962 | 0.43846 | 2011-01-10 | Monday | m/s | 0.19608 | 0.29247 | 0.41049 | 0.46892 | 0.099686 | 0.053098 | 0.1809 | 0.12227 | 0.30376 | 0.30376 | 0.27722 | 0.15435 | 0.048157 | 0.20745 | 0.30871 | 0.43157 | 0.56255 | 0.1062 | 0.056353 | 0.19065 | 0.14859 | 0.31835 | 0.31835 | 0.29018
11 | 2011-01-11 | Tuesday | m/s | 0.62401 | 0.62401 | 0.22997 | 0.49266 | 0.72263 | 0.75536 | 0.62401 | 0.66104 | 0.38026 | 0.23987 | 0.42117 | 0.56156 | 0.76052 | 0.66104 | 0.66104 | 0.23987 | 0.52065 | 0.76052 | 0.80143 | 0.66104 | 0.69807 | 0.3992 | 0.24977 | 0.4483 | 2011-01-11 | Tuesday | m/s | 0.65769 | 0.47654 | 0.43846 | 0.61962 | 0.65769 | 0.65769 | 0.80077 | 0.66077 | 0.75596 | 0.47224 | 0.66077 | 0.66077 | 0.47224 | 0.70837 | 0.51984 | 0.47224 | 0.66077 | 0.70837 | 0.70837 | 0.84929 | 0.70192 | 0.81615 | 0.50603 | 0.70192 | 2011-01-11 | Tuesday | m/s | 0.16247 | 0.049765 | 0.21882 | 0.32494 | 0.45265 | 0.65618 | 0.11271 | 0.059608 | 0.20039 | 0.1749 | 0.33294 | 0.33294 | 0.30314 | 0.17059 | 0.051373 | 0.2302 | 0.34118 | 0.47373 | 0.7498 | 0.11922 | 0.062863 | 0.21014 | 0.20122 | 0.34753
12 | 2011-01-12 | Wednesday | m/s | 0.59773 | 0.79841 | 0.69807 | 0.69807 | 0.24977 | 0.54864 | 0.79841 | 0.8475 | 0.69807 | 0.7351 | 0.41815 | 0.25968 | 0.47542 | 0.6339 | 0.8363 | 0.7351 | 0.7351 | 0.25968 | 0.57662 | 0.8363 | 0.89357 | 0.7351 | 0.77213 | 0.43709 | 2011-01-12 | Wednesday | m/s | 0.70192 | 0.50603 | 0.75904 | 0.56314 | 0.50603 | 0.70192 | 0.75904 | 0.75904 | 0.89782 | 0.74308 | 0.87635 | 0.53981 | 0.74308 | 0.74308 | 0.53981 | 0.80971 | 0.60644 | 0.53981 | 0.74308 | 0.80971 | 0.80971 | 0.94635 | 0.78423 | 0.93654 | 2011-01-12 | Wednesday | m/s | 0.34753 | 0.3161 | 0.17871 | 0.05298 | 0.24157 | 0.35741 | 0.4948 | 0.84343 | 0.12573 | 0.066118 | 0.21988 | 0.22753 | 0.36212 | 0.36212 | 0.32906 | 0.18682 | 0.054588 | 0.25294 | 0.37365 | 0.51588 | 0.93706 | 0.13224 | 0.069373 | 0.22963
13 | 2011-01-13 | Thursday | m/s | 0.26958 | 0.50255 | 0.67006 | 0.87419 | 0.77213 | 0.77213 | 0.26958 | 0.60461 | 0.87419 | 0.93964 | 0.77213 | 0.80916 | 0.45604 | 0.27948 | 0.52968 | 0.70623 | 0.91208 | 0.80916 | 0.80916 | 0.27948 | 0.6326 | 0.91208 | 0.98571 | 0.80916 | 2011-01-13 | Thursday | m/s | 0.57359 | 0.78423 | 0.78423 | 0.57359 | 0.86038 | 0.64974 | 0.57359 | 0.78423 | 0.86038 | 0.86038 | 0.99487 | 0.82538 | 0.99673 | 0.60737 | 0.82538 | 0.82538 | 0.60737 | 0.91106 | 0.69304 | 0.60737 | 0.82538 | 0.91106 | 0.91106 | 1.0434 | 2011-01-13 | Thursday | m/s | 0.25384 | 0.37671 | 0.37671 | 0.34202 | 0.19494 | 0.056196 | 0.26431 | 0.38988 | 0.53696 | 1.0307 | 0.13875 | 0.072627 | 0.23937 | 0.28016 | 0.39129 | 0.39129 | 0.35498 | 0.20306 | 0.057804 | 0.27569 | 0.40612 | 0.55804 | 1.1243 | 0.14525
14 | 2011-01-14 | Friday | m/s | 0.84619 | 0.47498 | 0.28938 | 0.5568 | 0.7424 | 0.94997 | 0.84619 | 0.84619 | 0.28938 | 0.66058 | 0.94997 | 1.0318 | 0.84619 | 0.88321 | 0.49393 | 0.29929 | 0.58393 | 0.77857 | 0.98786 | 0.88321 | 0.88321 | 0.29929 | 0.68857 | 0.98786 | 2011-01-14 | Friday | m/s | 0.86654 | 1.0569 | 0.64115 | 0.86654 | 0.86654 | 0.64115 | 0.96173 | 0.73635 | 0.64115 | 0.86654 | 0.96173 | 0.96173 | 1.0919 | 0.90769 | 1.1171 | 0.67494 | 0.90769 | 0.90769 | 0.67494 | 1.0124 | 0.77965 | 0.67494 | 0.90769 | 1.0124 | 2011-01-14 | Friday | m/s | 0.075882 | 0.24912 | 0.30647 | 0.40588 | 0.40588 | 0.36794 | 0.21118 | 0.059412 | 0.28706 | 0.42235 | 0.57912 | 1.2179 | 0.15176 | 0.079137 | 0.25886 | 0.33278 | 0.42047 | 0.42047 | 0.3809 | 0.21929 | 0.06102 | 0.29843 | 0.43859 | 0.6002
15 | 2011-01-15 | Saturday | m/s | 1.0779 | 0.88321 | 0.92024 | 0.51287 | 0.30919 | 0.61106 | 0.81474 | 1.0257 | 0.92024 | 0.92024 | 0.30919 | 0.71656 | 1.0257 | 1.1239 | 0.92024 | 0.95727 | 0.53182 | 0.31909 | 0.63818 | 0.85091 | 1.0636 | 0.95727 | 0.95727 | 0.31909 | 2011-01-15 | Saturday | m/s | 1.0124 | 1.1404 | 0.94885 | 1.1773 | 0.70872 | 0.94885 | 0.94885 | 0.70872 | 1.0631 | 0.82295 | 0.70872 | 0.94885 | 1.0631 | 1.0631 | 1.189 | 0.99 | 1.2375 | 0.7425 | 0.99 | 0.99 | 0.7425 | 1.1138 | 0.86625 | 0.7425 | 2011-01-15 | Saturday | m/s | 1.3116 | 0.15827 | 0.082392 | 0.26861 | 0.3591 | 0.43506 | 0.43506 | 0.39386 | 0.22741 | 0.062627 | 0.3098 | 0.45482 | 0.62127 | 1.4052 | 0.16478 | 0.085647 | 0.27835 | 0.38541 | 0.44965 | 0.44965 | 0.40682 | 0.23553 | 0.064235 | 0.32118
16 | 2011-01-16 | Sunday | m/s | 0.74455 | 1.0636 | 1.17 | 0.95727 | 0.95727 | 0.53182 | 0.31909 | 0.63818 | 0.85091 | 1.0636 | 0.95727 | 0.95727 | 0.31909 | 0.74455 | 1.0636 | 1.17 | 0.95727 | 0.92024 | 0.51287 | 0.30919 | 0.61106 | 0.81474 | 1.0257 | 0.92024 | 2011-01-16 | Sunday | m/s | 0.99 | 1.1138 | 1.1138 | 1.2375 | 0.99 | 1.2375 | 0.7425 | 0.99 | 0.99 | 0.7425 | 1.1138 | 0.86625 | 0.7425 | 0.99 | 1.1138 | 1.1138 | 1.2375 | 0.94885 | 1.1773 | 0.70872 | 0.94885 | 0.94885 | 0.70872 | 1.0631 | 2011-01-16 | Sunday | m/s | 0.47106 | 0.64235 | 1.4988 | 0.17129 | 0.085647 | 0.27835 | 0.38541 | 0.44965 | 0.44965 | 0.40682 | 0.23553 | 0.064235 | 0.32118 | 0.47106 | 0.64235 | 1.4988 | 0.17129 | 0.082392 | 0.26861 | 0.3591 | 0.43506 | 0.43506 | 0.39386 | 0.22741
17 | 2011-01-17 | Monday | m/s | 0.92024 | 0.30919 | 0.71656 | 1.0257 | 1.1239 | 0.92024 | 0.88321 | 0.49393 | 0.29929 | 0.58393 | 0.77857 | 0.98786 | 0.88321 | 0.88321 | 0.29929 | 0.68857 | 0.98786 | 1.0779 | 0.88321 | 0.84619 | 0.47498 | 0.28938 | 0.5568 | 0.7424 | 2011-01-17 | Monday | m/s | 0.82295 | 0.70872 | 0.94885 | 1.0631 | 1.0631 | 1.189 | 0.90769 | 1.1171 | 0.67494 | 0.90769 | 0.90769 | 0.67494 | 1.0124 | 0.77965 | 0.67494 | 0.90769 | 1.0124 | 1.0124 | 1.1404 | 0.86654 | 1.0569 | 0.64115 | 0.86654 | 0.86654 | 2011-01-17 | Monday | m/s | 0.062627 | 0.3098 | 0.45482 | 0.62127 | 1.4052 | 0.16478 | 0.079137 | 0.25886 | 0.33278 | 0.42047 | 0.42047 | 0.3809 | 0.21929 | 0.06102 | 0.29843 | 0.43859 | 0.6002 | 1.3116 | 0.15827 | 0.075882 | 0.24912 | 0.30647 | 0.40588 | 0.40588
18 | 2011-01-18 | Tuesday | m/s | 0.94997 | 0.84619 | 0.84619 | 0.28938 | 0.66058 | 0.94997 | 1.0318 | 0.84619 | 0.80916 | 0.45604 | 0.27948 | 0.52968 | 0.70623 | 0.91208 | 0.80916 | 0.80916 | 0.27948 | 0.6326 | 0.91208 | 0.98571 | 0.80916 | 0.77213 | 0.43709 | 0.26958 | 2011-01-18 | Tuesday | m/s | 0.64115 | 0.96173 | 0.73635 | 0.64115 | 0.86654 | 0.96173 | 0.96173 | 1.0919 | 0.82538 | 0.99673 | 0.60737 | 0.82538 | 0.82538 | 0.60737 | 0.91106 | 0.69304 | 0.60737 | 0.82538 | 0.91106 | 0.91106 | 1.0434 | 0.78423 | 0.93654 | 0.57359 | 2011-01-18 | Tuesday | m/s | 0.36794 | 0.21118 | 0.059412 | 0.28706 | 0.42235 | 0.57912 | 1.2179 | 0.15176 | 0.072627 | 0.23937 | 0.28016 | 0.39129 | 0.39129 | 0.35498 | 0.20306 | 0.057804 | 0.27569 | 0.40612 | 0.55804 | 1.1243 | 0.14525 | 0.069373 | 0.22963 | 0.25384
19 | 2011-01-19 | Wednesday | m/s | 0.50255 | 0.67006 | 0.87419 | 0.77213 | 0.77213 | 0.26958 | 0.60461 | 0.87419 | 0.93964 | 0.77213 | 0.7351 | 0.41815 | 0.25968 | 0.47542 | 0.6339 | 0.8363 | 0.7351 | 0.7351 | 0.25968 | 0.57662 | 0.8363 | 0.89357 | 0.7351 | 0.69807 | 2011-01-19 | Wednesday | m/s | 0.78423 | 0.78423 | 0.57359 | 0.86038 | 0.64974 | 0.57359 | 0.78423 | 0.86038 | 0.86038 | 0.99487 | 0.74308 | 0.87635 | 0.53981 | 0.74308 | 0.74308 | 0.53981 | 0.80971 | 0.60644 | 0.53981 | 0.74308 | 0.80971 | 0.80971 | 0.94635 | 0.70192 | 2011-01-19 | Wednesday | m/s | 0.37671 | 0.37671 | 0.34202 | 0.19494 | 0.056196 | 0.26431 | 0.38988 | 0.53696 | 1.0307 | 0.13875 | 0.066118 | 0.21988 | 0.22753 | 0.36212 | 0.36212 | 0.32906 | 0.18682 | 0.054588 | 0.25294 | 0.37365 | 0.51588 | 0.93706 | 0.13224 | 0.062863
20 | 2011-01-20 | Thursday | m/s | 0.3992 | 0.24977 | 0.4483 | 0.59773 | 0.79841 | 0.69807 | 0.69807 | 0.24977 | 0.54864 | 0.79841 | 0.8475 | 0.69807 | 0.66104 | 0.38026 | 0.23987 | 0.42117 | 0.56156 | 0.76052 | 0.66104 | 0.66104 | 0.23987 | 0.52065 | 0.76052 | 0.80143 | 2011-01-20 | Thursday | m/s | 0.81615 | 0.50603 | 0.70192 | 0.70192 | 0.50603 | 0.75904 | 0.56314 | 0.50603 | 0.70192 | 0.75904 | 0.75904 | 0.89782 | 0.66077 | 0.75596 | 0.47224 | 0.66077 | 0.66077 | 0.47224 | 0.70837 | 0.51984 | 0.47224 | 0.66077 | 0.70837 | 0.70837 | 2011-01-20 | Thursday | m/s | 0.21014 | 0.20122 | 0.34753 | 0.34753 | 0.3161 | 0.17871 | 0.05298 | 0.24157 | 0.35741 | 0.4948 | 0.84343 | 0.12573 | 0.059608 | 0.20039 | 0.1749 | 0.33294 | 0.33294 | 0.30314 | 0.17059 | 0.051373 | 0.2302 | 0.34118 | 0.47373 | 0.7498
21 | 2011-01-21 | Friday | m/s | 0.66104 | 0.62401 | 0.36131 | 0.22997 | 0.39404 | 0.52539 | 0.72263 | 0.62401 | 0.62401 | 0.22997 | 0.49266 | 0.72263 | 0.75536 | 0.62401 | 0.58698 | 0.34237 | 0.22006 | 0.36692 | 0.48922 | 0.68474 | 0.58698 | 0.58698 | 0.22006 | 0.46468 | 2011-01-21 | Friday | m/s | 0.84929 | 0.61962 | 0.69577 | 0.43846 | 0.61962 | 0.61962 | 0.43846 | 0.65769 | 0.47654 | 0.43846 | 0.61962 | 0.65769 | 0.65769 | 0.80077 | 0.57846 | 0.63558 | 0.40468 | 0.57846 | 0.57846 | 0.40468 | 0.60702 | 0.43324 | 0.40468 | 0.57846 | 2011-01-21 | Friday | m/s | 0.11922 | 0.056353 | 0.19065 | 0.14859 | 0.31835 | 0.31835 | 0.29018 | 0.16247 | 0.049765 | 0.21882 | 0.32494 | 0.45265 | 0.65618 | 0.11271 | 0.053098 | 0.1809 | 0.12227 | 0.30376 | 0.30376 | 0.27722 | 0.15435 | 0.048157 | 0.20745 | 0.30871
22 | 2011-01-22 | Saturday | m/s | 0.68474 | 0.70929 | 0.58698 | 0.54995 | 0.32343 | 0.21016 | 0.33979 | 0.45305 | 0.64685 | 0.54995 | 0.54995 | 0.21016 | 0.43669 | 0.64685 | 0.66321 | 0.54995 | 0.51292 | 0.30448 | 0.20026 | 0.31266 | 0.41688 | 0.60896 | 0.51292 | 0.51292 | 2011-01-22 | Saturday | m/s | 0.60702 | 0.60702 | 0.75224 | 0.53731 | 0.57538 | 0.3709 | 0.53731 | 0.53731 | 0.3709 | 0.55635 | 0.38994 | 0.3709 | 0.53731 | 0.55635 | 0.55635 | 0.70372 | 0.49615 | 0.51519 | 0.33712 | 0.49615 | 0.49615 | 0.33712 | 0.50567 | 0.34663 | 2011-01-22 | Saturday | m/s | 0.43157 | 0.56255 | 0.1062 | 0.049843 | 0.17116 | 0.095961 | 0.28918 | 0.28918 | 0.26425 | 0.14624 | 0.046549 | 0.19608 | 0.29247 | 0.41049 | 0.46892 | 0.099686 | 0.046588 | 0.16141 | 0.069647 | 0.27459 | 0.27459 | 0.25129 | 0.13812 | 0.044941
23 | 2011-01-23 | Sunday | m/s | 0.20026 | 0.4087 | 0.60896 | 0.61714 | 0.51292 | 0.47589 | 0.28554 | 0.19036 | 0.28554 | 0.38071 | 0.57107 | 0.47589 | 0.47589 | 0.19036 | 0.38071 | 0.57107 | 0.57107 | 0.47589 | 0.47589 | 0.28554 | 0.19036 | 0.28554 | 0.38071 | 0.57107 | 2011-01-23 | Sunday | m/s | 0.33712 | 0.49615 | 0.50567 | 0.50567 | 0.65519 | 0.455 | 0.455 | 0.30333 | 0.455 | 0.455 | 0.30333 | 0.455 | 0.30333 | 0.30333 | 0.455 | 0.455 | 0.455 | 0.60667 | 0.455 | 0.455 | 0.30333 | 0.455 | 0.455 | 0.30333 | 2011-01-23 | Sunday | m/s | 0.18471 | 0.27624 | 0.38941 | 0.37529 | 0.093176 | 0.043333 | 0.15167 | 0.043333 | 0.26 | 0.26 | 0.23833 | 0.13 | 0.043333 | 0.17333 | 0.26 | 0.36833 | 0.28167 | 0.086667 | 0.043333 | 0.15167 | 0.043333 | 0.26 | 0.26 | 0.23833
24 | 2011-01-24 | Monday | m/s | 0.47589 | 0.47589 | 0.19036 | 0.38071 | 0.57107 | 0.57107 | 0.47589 | 0.51292 | 0.30448 | 0.20026 | 0.31266 | 0.41688 | 0.60896 | 0.51292 | 0.51292 | 0.20026 | 0.4087 | 0.60896 | 0.61714 | 0.51292 | 0.54995 | 0.32343 | 0.21016 | 0.33979 | 2011-01-24 | Monday | m/s | 0.455 | 0.30333 | 0.30333 | 0.455 | 0.455 | 0.455 | 0.60667 | 0.49615 | 0.51519 | 0.33712 | 0.49615 | 0.49615 | 0.33712 | 0.50567 | 0.34663 | 0.33712 | 0.49615 | 0.50567 | 0.50567 | 0.65519 | 0.53731 | 0.57538 | 0.3709 | 0.53731 | 2011-01-24 | Monday | m/s | 0.13 | 0.043333 | 0.17333 | 0.26 | 0.36833 | 0.28167 | 0.086667 | 0.046588 | 0.16141 | 0.069647 | 0.27459 | 0.27459 | 0.25129 | 0.13812 | 0.044941 | 0.18471 | 0.27624 | 0.38941 | 0.37529 | 0.093176 | 0.049843 | 0.17116 | 0.095961 | 0.28918
25 | 2011-01-25 | Tuesday | m/s | 0.45305 | 0.64685 | 0.54995 | 0.54995 | 0.21016 | 0.43669 | 0.64685 | 0.66321 | 0.54995 | 0.58698 | 0.34237 | 0.22006 | 0.36692 | 0.48922 | 0.68474 | 0.58698 | 0.58698 | 0.22006 | 0.46468 | 0.68474 | 0.70929 | 0.58698 | 0.62401 | 0.36131 | 2011-01-25 | Tuesday | m/s | 0.53731 | 0.3709 | 0.55635 | 0.38994 | 0.3709 | 0.53731 | 0.55635 | 0.55635 | 0.70372 | 0.57846 | 0.63558 | 0.40468 | 0.57846 | 0.57846 | 0.40468 | 0.60702 | 0.43324 | 0.40468 | 0.57846 | 0.60702 | 0.60702 | 0.75224 | 0.61962 | 0.69577 | 2011-01-25 | Tuesday | m/s | 0.28918 | 0.26425 | 0.14624 | 0.046549 | 0.19608 | 0.29247 | 0.41049 | 0.46892 | 0.099686 | 0.053098 | 0.1809 | 0.12227 | 0.30376 | 0.30376 | 0.27722 | 0.15435 | 0.048157 | 0.20745 | 0.30871 | 0.43157 | 0.56255 | 0.1062 | 0.056353 | 0.19065
26 | 2011-01-26 | Wednesday | m/s | 0.22997 | 0.39404 | 0.52539 | 0.72263 | 0.62401 | 0.62401 | 0.22997 | 0.49266 | 0.72263 | 0.75536 | 0.62401 | 0.66104 | 0.38026 | 0.23987 | 0.42117 | 0.56156 | 0.76052 | 0.66104 | 0.66104 | 0.23987 | 0.52065 | 0.76052 | 0.80143 | 0.66104 | 2011-01-26 | Wednesday | m/s | 0.43846 | 0.61962 | 0.61962 | 0.43846 | 0.65769 | 0.47654 | 0.43846 | 0.61962 | 0.65769 | 0.65769 | 0.80077 | 0.66077 | 0.75596 | 0.47224 | 0.66077 | 0.66077 | 0.47224 | 0.70837 | 0.51984 | 0.47224 | 0.66077 | 0.70837 | 0.70837 | 0.84929 | 2011-01-26 | Wednesday | m/s | 0.14859 | 0.31835 | 0.31835 | 0.29018 | 0.16247 | 0.049765 | 0.21882 | 0.32494 | 0.45265 | 0.65618 | 0.11271 | 0.059608 | 0.20039 | 0.1749 | 0.33294 | 0.33294 | 0.30314 | 0.17059 | 0.051373 | 0.2302 | 0.34118 | 0.47373 | 0.7498 | 0.11922
27 | 2011-01-27 | Thursday | m/s | 0.69807 | 0.3992 | 0.24977 | 0.4483 | 0.59773 | 0.79841 | 0.69807 | 0.69807 | 0.24977 | 0.54864 | 0.79841 | 0.8475 | 0.69807 | 0.7351 | 0.41815 | 0.25968 | 0.47542 | 0.6339 | 0.8363 | 0.7351 | 0.7351 | 0.25968 | 0.57662 | 0.8363 | 2011-01-27 | Thursday | m/s | 0.70192 | 0.81615 | 0.50603 | 0.70192 | 0.70192 | 0.50603 | 0.75904 | 0.56314 | 0.50603 | 0.70192 | 0.75904 | 0.75904 | 0.89782 | 0.74308 | 0.87635 | 0.53981 | 0.74308 | 0.74308 | 0.53981 | 0.80971 | 0.60644 | 0.53981 | 0.74308 | 0.80971 | 2011-01-27 | Thursday | m/s | 0.062863 | 0.21014 | 0.20122 | 0.34753 | 0.34753 | 0.3161 | 0.17871 | 0.05298 | 0.24157 | 0.35741 | 0.4948 | 0.84343 | 0.12573 | 0.066118 | 0.21988 | 0.22753 | 0.36212 | 0.36212 | 0.32906 | 0.18682 | 0.054588 | 0.25294 | 0.37365 | 0.51588
28 | 2011-01-28 | Friday | m/s | 0.89357 | 0.7351 | 0.77213 | 0.43709 | 0.26958 | 0.50255 | 0.67006 | 0.87419 | 0.77213 | 0.77213 | 0.26958 | 0.60461 | 0.87419 | 0.93964 | 0.77213 | 0.80916 | 0.45604 | 0.27948 | 0.52968 | 0.70623 | 0.91208 | 0.80916 | 0.80916 | 0.27948 | 2011-01-28 | Friday | m/s | 0.80971 | 0.94635 | 0.78423 | 0.93654 | 0.57359 | 0.78423 | 0.78423 | 0.57359 | 0.86038 | 0.64974 | 0.57359 | 0.78423 | 0.86038 | 0.86038 | 0.99487 | 0.82538 | 0.99673 | 0.60737 | 0.82538 | 0.82538 | 0.60737 | 0.91106 | 0.69304 | 0.60737 | 2011-01-28 | Friday | m/s | 0.93706 | 0.13224 | 0.069373 | 0.22963 | 0.25384 | 0.37671 | 0.37671 | 0.34202 | 0.19494 | 0.056196 | 0.26431 | 0.38988 | 0.53696 | 1.0307 | 0.13875 | 0.072627 | 0.23937 | 0.28016 | 0.39129 | 0.39129 | 0.35498 | 0.20306 | 0.057804 | 0.27569
29 | 2011-01-29 | Saturday | m/s | 0.6326 | 0.91208 | 0.98571 | 0.80916 | 0.84619 | 0.47498 | 0.28938 | 0.5568 | 0.7424 | 0.94997 | 0.84619 | 0.84619 | 0.28938 | 0.66058 | 0.94997 | 1.0318 | 0.84619 | 0.88321 | 0.49393 | 0.29929 | 0.58393 | 0.77857 | 0.98786 | 0.88321 | 2011-01-29 | Saturday | m/s | 0.82538 | 0.91106 | 0.91106 | 1.0434 | 0.86654 | 1.0569 | 0.64115 | 0.86654 | 0.86654 | 0.64115 | 0.96173 | 0.73635 | 0.64115 | 0.86654 | 0.96173 | 0.96173 | 1.0919 | 0.90769 | 1.1171 | 0.67494 | 0.90769 | 0.90769 | 0.67494 | 1.0124 | 2011-01-29 | Saturday | m/s | 0.40612 | 0.55804 | 1.1243 | 0.14525 | 0.075882 | 0.24912 | 0.30647 | 0.40588 | 0.40588 | 0.36794 | 0.21118 | 0.059412 | 0.28706 | 0.42235 | 0.57912 | 1.2179 | 0.15176 | 0.079137 | 0.25886 | 0.33278 | 0.42047 | 0.42047 | 0.3809 | 0.21929
30 | 2011-01-30 | Sunday | m/s | 0.88321 | 0.29929 | 0.68857 | 0.98786 | 1.0779 | 0.88321 | 0.92024 | 0.51287 | 0.30919 | 0.61106 | 0.81474 | 1.0257 | 0.92024 | 0.92024 | 0.30919 | 0.71656 | 1.0257 | 1.1239 | 0.92024 | 0.95727 | 0.53182 | 0.31909 | 0.63818 | 0.85091 | 2011-01-30 | Sunday | m/s | 0.77965 | 0.67494 | 0.90769 | 1.0124 | 1.0124 | 1.1404 | 0.94885 | 1.1773 | 0.70872 | 0.94885 | 0.94885 | 0.70872 | 1.0631 | 0.82295 | 0.70872 | 0.94885 | 1.0631 | 1.0631 | 1.189 | 0.99 | 1.2375 | 0.7425 | 0.99 | 0.99 | 2011-01-30 | Sunday | m/s | 0.06102 | 0.29843 | 0.43859 | 0.6002 | 1.3116 | 0.15827 | 0.082392 | 0.26861 | 0.3591 | 0.43506 | 0.43506 | 0.39386 | 0.22741 | 0.062627 | 0.3098 | 0.45482 | 0.62127 | 1.4052 | 0.16478 | 0.085647 | 0.27835 | 0.38541 | 0.44965 | 0.44965
31 | 2011-01-31 | Monday | m/s | 1.0636 | 0.95727 | 0.95727 | 0.31909 | 0.74455 | 1.0636 | 1.17 | 0.95727 | 0.43886 | 0.43886 | 0.43886 | 0.43886 | 0.43886 | 0.43886 | 0.43886 | 0.43886 | 0.43886 | 0.43886 | 0.43886 | 0.43886 | 0.43886 | 0.40183 | 0.40183 | 0.40183 | 2011-01-31 | Monday | m/s | 0.7425 | 1.1138 | 0.86625 | 0.7425 | 0.99 | 1.1138 | 1.1138 | 1.2375 | 0.41385 | 1.2375 | 0.7425 | 0.99 | 0.99 | 0.7425 | 1.1138 | 0.86625 | 0.7425 | 0.99 | 1.1138 | 1.1138 | 0.99 | 0.37269 | 1.1773 | 0.70872 | 2011-01-31 | Monday | m/s | 0.40682 | 0.23553 | 0.064235 | 0.32118 | 0.47106 | 0.64235 | 1.4988 | 0.17129 | 0.040078 | 0.27835 | 0.38541 | 0.44965 | 0.44965 | 0.40682 | 0.23553 | 0.064235 | 0.32118 | 0.47106 | 0.64235 | 1.4988 | 0.42 | 0.036824 | 0.26861 | 0.3591
| Firth of Lorn | [26 empty] | Sound of Islay | [26 empty] | Port Wemyss
| DOY | Day | Units | 0:00 | 1:00 | 2:00 | 3:00 | 4:00 | 5:00 | 6:00 | 7:00 | 8:00 | 9:00 | 10:00 | 11:00 | 12:00 | 13:00 | 14:00 | 15:00 | 16:00 | 17:00 | 18:00 | 19:00 | 20:00 | 21:00 | 22:00 | 23:00 | DOY | Day | Units | 0:00 | 1:00 | 2:00 | 3:00 | 4:00 | 5:00 | 6:00 | 7:00 | 8:00 | 9:00 | 10:00 | 11:00 | 12:00 | 13:00 | 14:00 | 15:00 | 16:00 | 17:00 | 18:00 | 19:00 | 20:00 | 21:00 | 22:00 | 23:00 | DOY | Day | Units | 0:00 | 1:00 | 2:00 | 3:00 | 4:00 | 5:00 | 6:00 | 7:00 | 8:00 | 9:00 | 10:00 | 11:00 | 12:00 | 13:00 | 14:00 | 15:00 | 16:00 | 17:00 | 18:00 | 19:00 | 20:00 | 21:00 | 22:00 | 23:00
1 | 2011-01-01 | Saturday | m/s | 0.03694 | 0.29552 | 0.3694 | 0.38787 | 0.29552 | 0.14776 | 0.16623 | 0.27705 | 0.35093 | 0.38787 | 0.33246 | 0.22164 | 0.11082 | 0.035698 | 0.28239 | 0.35538 | 0.37083 | 0.28239 | 0.14119 | 0.15984 | 0.26534 | 0.33673 | 0.37243 | 0.31809 | 2011-01-01 | Saturday | m/s | 1.1176 | 2.794 | 2.794 | 3.3528 | 3.3528 | 2.794 | 1.6764 | 2.794 | 3.3528 | 2.794 | 3.3528 | 3.9116 | 3.3528 | 1.0788 | 2.7205 | 2.7205 | 3.2835 | 3.2364 | 2.6734 | 1.5946 | 2.6734 | 3.2364 | 2.7677 | 3.2364 | 2011-01-01 | Saturday | m/s | 1.7327 | 1.4852 | 2.3515 | 2.8466 | 4.0842 | 3.0941 | 1.8565 | 0.99011 | 2.4753 | 3.3416 | 3.8367 | 3.3416 | 2.104 | 1.6773 | 1.4293 | 2.2777 | 2.7736 | 3.9453 | 3.0021 | 1.7915 | 0.95289 | 2.3822 | 3.2306 | 3.707
2 | 2011-01-02 | Sunday | m/s | 0.21419 | 0.1055 | 0.034457 | 0.26925 | 0.34137 | 0.3538 | 0.26925 | 0.13463 | 0.15346 | 0.25363 | 0.32254 | 0.357 | 0.30371 | 0.20674 | 0.10017 | 0.033215 | 0.25612 | 0.32735 | 0.33676 | 0.25612 | 0.12806 | 0.14707 | 0.24191 | 0.30835 | 2011-01-02 | Sunday | m/s | 3.7522 | 3.2364 | 1.04 | 2.647 | 2.647 | 3.2142 | 3.1199 | 2.5528 | 1.5128 | 2.5528 | 3.1199 | 2.7413 | 3.1199 | 3.5927 | 3.1199 | 1.0011 | 2.5735 | 2.5735 | 3.1448 | 3.0034 | 2.4321 | 1.431 | 2.4321 | 3.0034 | 2011-01-02 | Sunday | m/s | 3.2306 | 2.0298 | 1.6219 | 1.3735 | 2.2039 | 2.7007 | 3.8063 | 2.9101 | 1.7266 | 0.91567 | 2.2892 | 3.1196 | 3.5774 | 3.1196 | 1.9555 | 1.5665 | 1.3177 | 2.1301 | 2.6277 | 3.6674 | 2.8182 | 1.6617 | 0.87844 | 2.1961
3 | 2011-01-03 | Monday | m/s | 0.34156 | 0.28934 | 0.19929 | 0.094846 | 0.031974 | 0.24299 | 0.31334 | 0.31972 | 0.24299 | 0.1215 | 0.14068 | 0.2302 | 0.29415 | 0.32612 | 0.27496 | 0.19184 | 0.089521 | 0.030732 | 0.22986 | 0.29932 | 0.30269 | 0.22986 | 0.11493 | 0.1343 | 2011-01-03 | Monday | m/s | 2.715 | 3.0034 | 3.4332 | 3.0034 | 0.9623 | 2.5 | 2.5 | 3.0755 | 2.8869 | 2.3115 | 1.3492 | 2.3115 | 2.8869 | 2.6886 | 2.8869 | 3.2738 | 2.8869 | 0.92348 | 2.4265 | 2.4265 | 3.0061 | 2.7704 | 2.1908 | 1.2674 | 2011-01-03 | Monday | m/s | 3.0086 | 3.4478 | 3.0086 | 1.8813 | 1.5111 | 1.2618 | 2.0563 | 2.5548 | 3.5285 | 2.7262 | 1.5968 | 0.84122 | 2.1031 | 2.8975 | 3.3181 | 2.8975 | 1.8071 | 1.4557 | 1.206 | 1.9825 | 2.4819 | 3.3895 | 2.6342 | 1.5318
4 | 2011-01-04 | Tuesday | m/s | 0.21849 | 0.27996 | 0.31069 | 0.26059 | 0.18439 | 0.084197 | 0.029491 | 0.21673 | 0.28531 | 0.28565 | 0.21673 | 0.10836 | 0.12791 | 0.20678 | 0.26576 | 0.29525 | 0.24622 | 0.17694 | 0.078872 | 0.028249 | 0.20359 | 0.27129 | 0.26862 | 0.20359 | 2011-01-04 | Tuesday | m/s | 2.1908 | 2.7704 | 2.6623 | 2.7704 | 3.1143 | 2.7704 | 0.88465 | 2.353 | 2.353 | 2.9368 | 2.6539 | 2.0702 | 1.1855 | 2.0702 | 2.6539 | 2.6359 | 2.6539 | 2.9548 | 2.6539 | 0.84582 | 2.2796 | 2.2796 | 2.8675 | 2.5375 | 2011-01-04 | Tuesday | m/s | 0.804 | 2.01 | 2.7865 | 3.1885 | 2.7865 | 1.7328 | 1.4003 | 1.1502 | 1.9087 | 2.4089 | 3.2506 | 2.5422 | 1.4669 | 0.76678 | 1.9169 | 2.6755 | 3.0589 | 2.6755 | 1.6586 | 1.3449 | 1.0943 | 1.8349 | 2.336 | 3.1116
5 | 2011-01-05 | Wednesday | m/s | 0.1018 | 0.12152 | 0.19507 | 0.25157 | 0.27982 | 0.23184 | 0.1695 | 0.073548 | 0.027008 | 0.19046 | 0.25728 | 0.25158 | 0.19046 | 0.095231 | 0.11513 | 0.18336 | 0.23737 | 0.26438 | 0.21747 | 0.16205 | 0.068223 | 0.025766 | 0.17733 | 0.24326 | 2011-01-05 | Wednesday | m/s | 1.9496 | 1.1037 | 1.9496 | 2.5375 | 2.6096 | 2.5375 | 2.7954 | 2.5375 | 0.80699 | 2.2061 | 2.2061 | 2.7981 | 2.421 | 1.8289 | 1.0219 | 1.8289 | 2.421 | 2.5832 | 2.421 | 2.6359 | 2.421 | 0.76817 | 2.1326 | 2.1326 | 2011-01-05 | Wednesday | m/s | 2.4502 | 1.402 | 0.72956 | 1.8239 | 2.5645 | 2.9293 | 2.5645 | 1.5844 | 1.2895 | 1.0385 | 1.7611 | 2.263 | 2.9727 | 2.3582 | 1.3371 | 0.69233 | 1.7308 | 2.4535 | 2.7996 | 2.4535 | 1.5102 | 1.2341 | 0.98267 | 1.6873
6 | 2011-01-06 | Thursday | m/s | 0.23454 | 0.17733 | 0.088664 | 0.10875 | 0.17165 | 0.22318 | 0.24894 | 0.2031 | 0.1546 | 0.062898 | 0.024525 | 0.1642 | 0.22925 | 0.21751 | 0.1642 | 0.082098 | 0.10236 | 0.15993 | 0.20898 | 0.23351 | 0.18872 | 0.14715 | 0.057574 | 0.023283 | 2011-01-06 | Thursday | m/s | 2.7288 | 2.3045 | 1.7083 | 0.94011 | 1.7083 | 2.3045 | 2.5568 | 2.3045 | 2.4764 | 2.3045 | 0.72934 | 2.0591 | 2.0591 | 2.6594 | 2.188 | 1.5876 | 0.85829 | 1.5876 | 2.188 | 2.5305 | 2.188 | 2.317 | 2.188 | 0.69051 | 2011-01-06 | Thursday | m/s | 2.1901 | 2.8338 | 2.2663 | 1.2721 | 0.65511 | 1.6378 | 2.3424 | 2.67 | 2.3424 | 1.4359 | 1.1787 | 0.92684 | 1.6135 | 2.1172 | 2.6948 | 2.1743 | 1.2072 | 0.61789 | 1.5447 | 2.2314 | 2.5404 | 2.2314 | 1.3617 | 1.1233
7 | 2011-01-07 | Friday | m/s | 0.15106 | 0.21523 | 0.20047 | 0.15106 | 0.075532 | 0.095974 | 0.14822 | 0.19479 | 0.21807 | 0.17435 | 0.1397 | 0.052249 | 0.022042 | 0.13793 | 0.20122 | 0.18344 | 0.13793 | 0.068966 | 0.089587 | 0.13651 | 0.18059 | 0.20264 | 0.15997 | 0.13225 | 2011-01-07 | Friday | m/s | 1.9856 | 1.9856 | 2.5901 | 2.0715 | 1.467 | 0.77648 | 1.467 | 2.0715 | 2.5041 | 2.0715 | 2.1575 | 2.0715 | 0.65168 | 1.9121 | 1.9121 | 2.5208 | 1.9551 | 1.3464 | 0.69467 | 1.3464 | 1.9551 | 2.4778 | 1.9551 | 1.998 | 2011-01-07 | Friday | m/s | 0.871 | 1.5397 | 2.0442 | 2.5559 | 2.0823 | 1.1423 | 0.58067 | 1.4517 | 2.1204 | 2.4107 | 2.1204 | 1.2875 | 1.0679 | 0.81517 | 1.4659 | 1.9713 | 2.417 | 1.9903 | 1.0774 | 0.54345 | 1.3586 | 2.0094 | 2.2811 | 2.0094
8 | 2011-01-08 | Saturday | m/s | 0.046925 | 0.0208 | 0.1248 | 0.1872 | 0.1664 | 0.1248 | 0.0624 | 0.0832 | 0.1248 | 0.1664 | 0.1872 | 0.1456 | 0.1248 | 0.0416 | 0.0208 | 0.1248 | 0.1872 | 0.1664 | 0.1248 | 0.0624 | 0.0832 | 0.1248 | 0.1664 | 0.1872 | 2011-01-08 | Saturday | m/s | 1.9551 | 0.61286 | 1.8386 | 1.8386 | 2.4514 | 1.8386 | 1.2257 | 0.61286 | 1.2257 | 1.8386 | 2.4514 | 1.8386 | 1.8386 | 1.8386 | 0.61286 | 1.8386 | 1.8386 | 2.4514 | 1.8386 | 1.2257 | 0.61286 | 1.2257 | 1.8386 | 2.4514 | 2011-01-08 | Saturday | m/s | 1.2132 | 1.0125 | 0.75934 | 1.3921 | 1.8983 | 2.278 | 1.8983 | 1.0125 | 0.50623 | 1.2656 | 1.8983 | 2.1515 | 1.8983 | 1.139 | 1.0125 | 0.75934 | 1.3921 | 1.8983 | 2.278 | 1.8983 | 1.0125 | 0.50623 | 1.2656 | 1.8983
9 | 2011-01-09 | Sunday | m/s | 0.1456 | 0.1248 | 0.0416 | 0.022042 | 0.13793 | 0.20122 | 0.18344 | 0.13793 | 0.068966 | 0.089587 | 0.13651 | 0.18059 | 0.20264 | 0.15997 | 0.13225 | 0.046925 | 0.023283 | 0.15106 | 0.21523 | 0.20047 | 0.15106 | 0.075532 | 0.095974 | 0.14822 | 2011-01-09 | Sunday | m/s | 1.8386 | 1.8386 | 1.8386 | 0.65168 | 1.9121 | 1.9121 | 2.5208 | 1.9551 | 1.3464 | 0.69467 | 1.3464 | 1.9551 | 2.4778 | 1.9551 | 1.998 | 1.9551 | 0.69051 | 1.9856 | 1.9856 | 2.5901 | 2.0715 | 1.467 | 0.77648 | 1.467 | 2011-01-09 | Sunday | m/s | 2.1515 | 1.8983 | 1.139 | 1.0679 | 0.81517 | 1.4659 | 1.9713 | 2.417 | 1.9903 | 1.0774 | 0.54345 | 1.3586 | 2.0094 | 2.2811 | 2.0094 | 1.2132 | 1.1233 | 0.871 | 1.5397 | 2.0442 | 2.5559 | 2.0823 | 1.1423 | 0.58067
10 | 2011-01-10 | Monday | m/s | 0.19479 | 0.21807 | 0.17435 | 0.1397 | 0.052249 | 0.024525 | 0.1642 | 0.22925 | 0.21751 | 0.1642 | 0.082098 | 0.10236 | 0.15993 | 0.20898 | 0.23351 | 0.18872 | 0.14715 | 0.057574 | 0.025766 | 0.17733 | 0.24326 | 0.23454 | 0.17733 | 0.088664 | 2011-01-10 | Monday | m/s | 2.0715 | 2.5041 | 2.0715 | 2.1575 | 2.0715 | 0.72934 | 2.0591 | 2.0591 | 2.6594 | 2.188 | 1.5876 | 0.85829 | 1.5876 | 2.188 | 2.5305 | 2.188 | 2.317 | 2.188 | 0.76817 | 2.1326 | 2.1326 | 2.7288 | 2.3045 | 1.7083 | 2011-01-10 | Monday | m/s | 1.4517 | 2.1204 | 2.4107 | 2.1204 | 1.2875 | 1.1787 | 0.92684 | 1.6135 | 2.1172 | 2.6948 | 2.1743 | 1.2072 | 0.61789 | 1.5447 | 2.2314 | 2.5404 | 2.2314 | 1.3617 | 1.2341 | 0.98267 | 1.6873 | 2.1901 | 2.8338 | 2.2663
11 | 2011-01-11 | Tuesday | m/s | 0.10875 | 0.17165 | 0.22318 | 0.24894 | 0.2031 | 0.1546 | 0.062898 | 0.027008 | 0.19046 | 0.25728 | 0.25158 | 0.19046 | 0.095231 | 0.11513 | 0.18336 | 0.23737 | 0.26438 | 0.21747 | 0.16205 | 0.068223 | 0.028249 | 0.20359 | 0.27129 | 0.26862 | 2011-01-11 | Tuesday | m/s | 0.94011 | 1.7083 | 2.3045 | 2.5568 | 2.3045 | 2.4764 | 2.3045 | 0.80699 | 2.2061 | 2.2061 | 2.7981 | 2.421 | 1.8289 | 1.0219 | 1.8289 | 2.421 | 2.5832 | 2.421 | 2.6359 | 2.421 | 0.84582 | 2.2796 | 2.2796 | 2.8675 | 2011-01-11 | Tuesday | m/s | 1.2721 | 0.65511 | 1.6378 | 2.3424 | 2.67 | 2.3424 | 1.4359 | 1.2895 | 1.0385 | 1.7611 | 2.263 | 2.9727 | 2.3582 | 1.3371 | 0.69233 | 1.7308 | 2.4535 | 2.7996 | 2.4535 | 1.5102 | 1.3449 | 1.0943 | 1.8349 | 2.336
12 | 2011-01-12 | Wednesday | m/s | 0.20359 | 0.1018 | 0.12152 | 0.19507 | 0.25157 | 0.27982 | 0.23184 | 0.1695 | 0.073548 | 0.029491 | 0.21673 | 0.28531 | 0.28565 | 0.21673 | 0.10836 | 0.12791 | 0.20678 | 0.26576 | 0.29525 | 0.24622 | 0.17694 | 0.078872 | 0.030732 | 0.22986 | 2011-01-12 | Wednesday | m/s | 2.5375 | 1.9496 | 1.1037 | 1.9496 | 2.5375 | 2.6096 | 2.5375 | 2.7954 | 2.5375 | 0.88465 | 2.353 | 2.353 | 2.9368 | 2.6539 | 2.0702 | 1.1855 | 2.0702 | 2.6539 | 2.6359 | 2.6539 | 2.9548 | 2.6539 | 0.92348 | 2.4265 | 2011-01-12 | Wednesday | m/s | 3.1116 | 2.4502 | 1.402 | 0.72956 | 1.8239 | 2.5645 | 2.9293 | 2.5645 | 1.5844 | 1.4003 | 1.1502 | 1.9087 | 2.4089 | 3.2506 | 2.5422 | 1.4669 | 0.76678 | 1.9169 | 2.6755 | 3.0589 | 2.6755 | 1.6586 | 1.4557 | 1.206
13 | 2011-01-13 | Thursday | m/s | 0.29932 | 0.30269 | 0.22986 | 0.11493 | 0.1343 | 0.21849 | 0.27996 | 0.31069 | 0.26059 | 0.18439 | 0.084197 | 0.031974 | 0.24299 | 0.31334 | 0.31972 | 0.24299 | 0.1215 | 0.14068 | 0.2302 | 0.29415 | 0.32612 | 0.27496 | 0.19184 | 0.089521 | 2011-01-13 | Thursday | m/s | 2.4265 | 3.0061 | 2.7704 | 2.1908 | 1.2674 | 2.1908 | 2.7704 | 2.6623 | 2.7704 | 3.1143 | 2.7704 | 0.9623 | 2.5 | 2.5 | 3.0755 | 2.8869 | 2.3115 | 1.3492 | 2.3115 | 2.8869 | 2.6886 | 2.8869 | 3.2738 | 2.8869 | 2011-01-13 | Thursday | m/s | 1.9825 | 2.4819 | 3.3895 | 2.6342 | 1.5318 | 0.804 | 2.01 | 2.7865 | 3.1885 | 2.7865 | 1.7328 | 1.5111 | 1.2618 | 2.0563 | 2.5548 | 3.5285 | 2.7262 | 1.5968 | 0.84122 | 2.1031 | 2.8975 | 3.3181 | 2.8975 | 1.8071
14 | 2011-01-14 | Friday | m/s | 0.033215 | 0.25612 | 0.32735 | 0.33676 | 0.25612 | 0.12806 | 0.14707 | 0.24191 | 0.30835 | 0.34156 | 0.28934 | 0.19929 | 0.094846 | 0.034457 | 0.26925 | 0.34137 | 0.3538 | 0.26925 | 0.13463 | 0.15346 | 0.25363 | 0.32254 | 0.357 | 0.30371 | 2011-01-14 | Friday | m/s | 1.0011 | 2.5735 | 2.5735 | 3.1448 | 3.0034 | 2.4321 | 1.431 | 2.4321 | 3.0034 | 2.715 | 3.0034 | 3.4332 | 3.0034 | 1.04 | 2.647 | 2.647 | 3.2142 | 3.1199 | 2.5528 | 1.5128 | 2.5528 | 3.1199 | 2.7413 | 3.1199 | 2011-01-14 | Friday | m/s | 1.5665 | 1.3177 | 2.1301 | 2.6277 | 3.6674 | 2.8182 | 1.6617 | 0.87844 | 2.1961 | 3.0086 | 3.4478 | 3.0086 | 1.8813 | 1.6219 | 1.3735 | 2.2039 | 2.7007 | 3.8063 | 2.9101 | 1.7266 | 0.91567 | 2.2892 | 3.1196 | 3.5774
15 | 2011-01-15 | Saturday | m/s | 0.20674 | 0.10017 | 0.035698 | 0.28239 | 0.35538 | 0.37083 | 0.28239 | 0.14119 | 0.15984 | 0.26534 | 0.33673 | 0.37243 | 0.31809 | 0.21419 | 0.1055 | 0.03694 | 0.29552 | 0.3694 | 0.38787 | 0.29552 | 0.14776 | 0.16623 | 0.27705 | 0.35093 | 2011-01-15 | Saturday | m/s | 3.5927 | 3.1199 | 1.0788 | 2.7205 | 2.7205 | 3.2835 | 3.2364 | 2.6734 | 1.5946 | 2.6734 | 3.2364 | 2.7677 | 3.2364 | 3.7522 | 3.2364 | 1.1176 | 2.794 | 2.794 | 3.3528 | 3.3528 | 2.794 | 1.6764 | 2.794 | 3.3528 | 2011-01-15 | Saturday | m/s | 3.1196 | 1.9555 | 1.6773 | 1.4293 | 2.2777 | 2.7736 | 3.9453 | 3.0021 | 1.7915 | 0.95289 | 2.3822 | 3.2306 | 3.707 | 3.2306 | 2.0298 | 1.7327 | 1.4852 | 2.3515 | 2.8466 | 4.0842 | 3.0941 | 1.8565 | 0.99011 | 2.4753
16 | 2011-01-16 | Sunday | m/s | 0.38787 | 0.33246 | 0.22164 | 0.11082 | 0.03694 | 0.29552 | 0.3694 | 0.38787 | 0.29552 | 0.14776 | 0.16623 | 0.27705 | 0.35093 | 0.38787 | 0.33246 | 0.22164 | 0.11082 | 0.035698 | 0.28239 | 0.35538 | 0.37083 | 0.28239 | 0.14119 | 0.15984 | 2011-01-16 | Sunday | m/s | 2.794 | 3.3528 | 3.9116 | 3.3528 | 1.1176 | 2.794 | 2.794 | 3.3528 | 3.3528 | 2.794 | 1.6764 | 2.794 | 3.3528 | 2.794 | 3.3528 | 3.9116 | 3.3528 | 1.0788 | 2.7205 | 2.7205 | 3.2835 | 3.2364 | 2.6734 | 1.5946 | 2011-01-16 | Sunday | m/s | 3.3416 | 3.8367 | 3.3416 | 2.104 | 1.7327 | 1.4852 | 2.3515 | 2.8466 | 4.0842 | 3.0941 | 1.8565 | 0.99011 | 2.4753 | 3.3416 | 3.8367 | 3.3416 | 2.104 | 1.6773 | 1.4293 | 2.2777 | 2.7736 | 3.9453 | 3.0021 | 1.7915
17 | 2011-01-17 | Monday | m/s | 0.26534 | 0.33673 | 0.37243 | 0.31809 | 0.21419 | 0.1055 | 0.034457 | 0.26925 | 0.34137 | 0.3538 | 0.26925 | 0.13463 | 0.15346 | 0.25363 | 0.32254 | 0.357 | 0.30371 | 0.20674 | 0.10017 | 0.033215 | 0.25612 | 0.32735 | 0.33676 | 0.25612 | 2011-01-17 | Monday | m/s | 2.6734 | 3.2364 | 2.7677 | 3.2364 | 3.7522 | 3.2364 | 1.04 | 2.647 | 2.647 | 3.2142 | 3.1199 | 2.5528 | 1.5128 | 2.5528 | 3.1199 | 2.7413 | 3.1199 | 3.5927 | 3.1199 | 1.0011 | 2.5735 | 2.5735 | 3.1448 | 3.0034 | 2011-01-17 | Monday | m/s | 0.95289 | 2.3822 | 3.2306 | 3.707 | 3.2306 | 2.0298 | 1.6219 | 1.3735 | 2.2039 | 2.7007 | 3.8063 | 2.9101 | 1.7266 | 0.91567 | 2.2892 | 3.1196 | 3.5774 | 3.1196 | 1.9555 | 1.5665 | 1.3177 | 2.1301 | 2.6277 | 3.6674
18 | 2011-01-18 | Tuesday | m/s | 0.12806 | 0.14707 | 0.24191 | 0.30835 | 0.34156 | 0.28934 | 0.19929 | 0.094846 | 0.031974 | 0.24299 | 0.31334 | 0.31972 | 0.24299 | 0.1215 | 0.14068 | 0.2302 | 0.29415 | 0.32612 | 0.27496 | 0.19184 | 0.089521 | 0.030732 | 0.22986 | 0.29932 | 2011-01-18 | Tuesday | m/s | 2.4321 | 1.431 | 2.4321 | 3.0034 | 2.715 | 3.0034 | 3.4332 | 3.0034 | 0.9623 | 2.5 | 2.5 | 3.0755 | 2.8869 | 2.3115 | 1.3492 | 2.3115 | 2.8869 | 2.6886 | 2.8869 | 3.2738 | 2.8869 | 0.92348 | 2.4265 | 2.4265 | 2011-01-18 | Tuesday | m/s | 2.8182 | 1.6617 | 0.87844 | 2.1961 | 3.0086 | 3.4478 | 3.0086 | 1.8813 | 1.5111 | 1.2618 | 2.0563 | 2.5548 | 3.5285 | 2.7262 | 1.5968 | 0.84122 | 2.1031 | 2.8975 | 3.3181 | 2.8975 | 1.8071 | 1.4557 | 1.206 | 1.9825
19 | 2011-01-19 | Wednesday | m/s | 0.30269 | 0.22986 | 0.11493 | 0.1343 | 0.21849 | 0.27996 | 0.31069 | 0.26059 | 0.18439 | 0.084197 | 0.029491 | 0.21673 | 0.28531 | 0.28565 | 0.21673 | 0.10836 | 0.12791 | 0.20678 | 0.26576 | 0.29525 | 0.24622 | 0.17694 | 0.078872 | 0.028249 | 2011-01-19 | Wednesday | m/s | 3.0061 | 2.7704 | 2.1908 | 1.2674 | 2.1908 | 2.7704 | 2.6623 | 2.7704 | 3.1143 | 2.7704 | 0.88465 | 2.353 | 2.353 | 2.9368 | 2.6539 | 2.0702 | 1.1855 | 2.0702 | 2.6539 | 2.6359 | 2.6539 | 2.9548 | 2.6539 | 0.84582 | 2011-01-19 | Wednesday | m/s | 2.4819 | 3.3895 | 2.6342 | 1.5318 | 0.804 | 2.01 | 2.7865 | 3.1885 | 2.7865 | 1.7328 | 1.4003 | 1.1502 | 1.9087 | 2.4089 | 3.2506 | 2.5422 | 1.4669 | 0.76678 | 1.9169 | 2.6755 | 3.0589 | 2.6755 | 1.6586 | 1.3449
20 | 2011-01-20 | Thursday | m/s | 0.20359 | 0.27129 | 0.26862 | 0.20359 | 0.1018 | 0.12152 | 0.19507 | 0.25157 | 0.27982 | 0.23184 | 0.1695 | 0.073548 | 0.027008 | 0.19046 | 0.25728 | 0.25158 | 0.19046 | 0.095231 | 0.11513 | 0.18336 | 0.23737 | 0.26438 | 0.21747 | 0.16205 | 2011-01-20 | Thursday | m/s | 2.2796 | 2.2796 | 2.8675 | 2.5375 | 1.9496 | 1.1037 | 1.9496 | 2.5375 | 2.6096 | 2.5375 | 2.7954 | 2.5375 | 0.80699 | 2.2061 | 2.2061 | 2.7981 | 2.421 | 1.8289 | 1.0219 | 1.8289 | 2.421 | 2.5832 | 2.421 | 2.6359 | 2011-01-20 | Thursday | m/s | 1.0943 | 1.8349 | 2.336 | 3.1116 | 2.4502 | 1.402 | 0.72956 | 1.8239 | 2.5645 | 2.9293 | 2.5645 | 1.5844 | 1.2895 | 1.0385 | 1.7611 | 2.263 | 2.9727 | 2.3582 | 1.3371 | 0.69233 | 1.7308 | 2.4535 | 2.7996 | 2.4535
21 | 2011-01-21 | Friday | m/s | 0.068223 | 0.025766 | 0.17733 | 0.24326 | 0.23454 | 0.17733 | 0.088664 | 0.10875 | 0.17165 | 0.22318 | 0.24894 | 0.2031 | 0.1546 | 0.062898 | 0.024525 | 0.1642 | 0.22925 | 0.21751 | 0.1642 | 0.082098 | 0.10236 | 0.15993 | 0.20898 | 0.23351 | 2011-01-21 | Friday | m/s | 2.421 | 0.76817 | 2.1326 | 2.1326 | 2.7288 | 2.3045 | 1.7083 | 0.94011 | 1.7083 | 2.3045 | 2.5568 | 2.3045 | 2.4764 | 2.3045 | 0.72934 | 2.0591 | 2.0591 | 2.6594 | 2.188 | 1.5876 | 0.85829 | 1.5876 | 2.188 | 2.5305 | 2011-01-21 | Friday | m/s | 1.5102 | 1.2341 | 0.98267 | 1.6873 | 2.1901 | 2.8338 | 2.2663 | 1.2721 | 0.65511 | 1.6378 | 2.3424 | 2.67 | 2.3424 | 1.4359 | 1.1787 | 0.92684 | 1.6135 | 2.1172 | 2.6948 | 2.1743 | 1.2072 | 0.61789 | 1.5447 | 2.2314
22 | 2011-01-22 | Saturday | m/s | 0.18872 | 0.14715 | 0.057574 | 0.023283 | 0.15106 | 0.21523 | 0.20047 | 0.15106 | 0.075532 | 0.095974 | 0.14822 | 0.19479 | 0.21807 | 0.17435 | 0.1397 | 0.052249 | 0.022042 | 0.13793 | 0.20122 | 0.18344 | 0.13793 | 0.068966 | 0.089587 | 0.13651 | 2011-01-22 | Saturday | m/s | 2.188 | 2.317 | 2.188 | 0.69051 | 1.9856 | 1.9856 | 2.5901 | 2.0715 | 1.467 | 0.77648 | 1.467 | 2.0715 | 2.5041 | 2.0715 | 2.1575 | 2.0715 | 0.65168 | 1.9121 | 1.9121 | 2.5208 | 1.9551 | 1.3464 | 0.69467 | 1.3464 | 2011-01-22 | Saturday | m/s | 2.5404 | 2.2314 | 1.3617 | 1.1233 | 0.871 | 1.5397 | 2.0442 | 2.5559 | 2.0823 | 1.1423 | 0.58067 | 1.4517 | 2.1204 | 2.4107 | 2.1204 | 1.2875 | 1.0679 | 0.81517 | 1.4659 | 1.9713 | 2.417 | 1.9903 | 1.0774 | 0.54345
23 | 2011-01-23 | Sunday | m/s | 0.18059 | 0.20264 | 0.15997 | 0.13225 | 0.046925 | 0.0208 | 0.1248 | 0.1872 | 0.1664 | 0.1248 | 0.0624 | 0.0832 | 0.1248 | 0.1664 | 0.1872 | 0.1456 | 0.1248 | 0.0416 | 0.0208 | 0.1248 | 0.1872 | 0.1664 | 0.1248 | 0.0624 | 2011-01-23 | Sunday | m/s | 1.9551 | 2.4778 | 1.9551 | 1.998 | 1.9551 | 0.61286 | 1.8386 | 1.8386 | 2.4514 | 1.8386 | 1.2257 | 0.61286 | 1.2257 | 1.8386 | 2.4514 | 1.8386 | 1.8386 | 1.8386 | 0.61286 | 1.8386 | 1.8386 | 2.4514 | 1.8386 | 1.2257 | 2011-01-23 | Sunday | m/s | 1.3586 | 2.0094 | 2.2811 | 2.0094 | 1.2132 | 1.0125 | 0.75934 | 1.3921 | 1.8983 | 2.278 | 1.8983 | 1.0125 | 0.50623 | 1.2656 | 1.8983 | 2.1515 | 1.8983 | 1.139 | 1.0125 | 0.75934 | 1.3921 | 1.8983 | 2.278 | 1.8983
24 | 2011-01-24 | Monday | m/s | 0.0832 | 0.1248 | 0.1664 | 0.1872 | 0.1456 | 0.1248 | 0.0416 | 0.022042 | 0.13793 | 0.20122 | 0.18344 | 0.13793 | 0.068966 | 0.089587 | 0.13651 | 0.18059 | 0.20264 | 0.15997 | 0.13225 | 0.046925 | 0.023283 | 0.15106 | 0.21523 | 0.20047 | 2011-01-24 | Monday | m/s | 0.61286 | 1.2257 | 1.8386 | 2.4514 | 1.8386 | 1.8386 | 1.8386 | 0.65168 | 1.9121 | 1.9121 | 2.5208 | 1.9551 | 1.3464 | 0.69467 | 1.3464 | 1.9551 | 2.4778 | 1.9551 | 1.998 | 1.9551 | 0.69051 | 1.9856 | 1.9856 | 2.5901 | 2011-01-24 | Monday | m/s | 1.0125 | 0.50623 | 1.2656 | 1.8983 | 2.1515 | 1.8983 | 1.139 | 1.0679 | 0.81517 | 1.4659 | 1.9713 | 2.417 | 1.9903 | 1.0774 | 0.54345 | 1.3586 | 2.0094 | 2.2811 | 2.0094 | 1.2132 | 1.1233 | 0.871 | 1.5397 | 2.0442
25 | 2011-01-25 | Tuesday | m/s | 0.15106 | 0.075532 | 0.095974 | 0.14822 | 0.19479 | 0.21807 | 0.17435 | 0.1397 | 0.052249 | 0.024525 | 0.1642 | 0.22925 | 0.21751 | 0.1642 | 0.082098 | 0.10236 | 0.15993 | 0.20898 | 0.23351 | 0.18872 | 0.14715 | 0.057574 | 0.025766 | 0.17733 | 2011-01-25 | Tuesday | m/s | 2.0715 | 1.467 | 0.77648 | 1.467 | 2.0715 | 2.5041 | 2.0715 | 2.1575 | 2.0715 | 0.72934 | 2.0591 | 2.0591 | 2.6594 | 2.188 | 1.5876 | 0.85829 | 1.5876 | 2.188 | 2.5305 | 2.188 | 2.317 | 2.188 | 0.76817 | 2.1326 | 2011-01-25 | Tuesday | m/s | 2.5559 | 2.0823 | 1.1423 | 0.58067 | 1.4517 | 2.1204 | 2.4107 | 2.1204 | 1.2875 | 1.1787 | 0.92684 | 1.6135 | 2.1172 | 2.6948 | 2.1743 | 1.2072 | 0.61789 | 1.5447 | 2.2314 | 2.5404 | 2.2314 | 1.3617 | 1.2341 | 0.98267
26 | 2011-01-26 | Wednesday | m/s | 0.24326 | 0.23454 | 0.17733 | 0.088664 | 0.10875 | 0.17165 | 0.22318 | 0.24894 | 0.2031 | 0.1546 | 0.062898 | 0.027008 | 0.19046 | 0.25728 | 0.25158 | 0.19046 | 0.095231 | 0.11513 | 0.18336 | 0.23737 | 0.26438 | 0.21747 | 0.16205 | 0.068223 | 2011-01-26 | Wednesday | m/s | 2.1326 | 2.7288 | 2.3045 | 1.7083 | 0.94011 | 1.7083 | 2.3045 | 2.5568 | 2.3045 | 2.4764 | 2.3045 | 0.80699 | 2.2061 | 2.2061 | 2.7981 | 2.421 | 1.8289 | 1.0219 | 1.8289 | 2.421 | 2.5832 | 2.421 | 2.6359 | 2.421 | 2011-01-26 | Wednesday | m/s | 1.6873 | 2.1901 | 2.8338 | 2.2663 | 1.2721 | 0.65511 | 1.6378 | 2.3424 | 2.67 | 2.3424 | 1.4359 | 1.2895 | 1.0385 | 1.7611 | 2.263 | 2.9727 | 2.3582 | 1.3371 | 0.69233 | 1.7308 | 2.4535 | 2.7996 | 2.4535 | 1.5102
27 | 2011-01-27 | Thursday | m/s | 0.028249 | 0.20359 | 0.27129 | 0.26862 | 0.20359 | 0.1018 | 0.12152 | 0.19507 | 0.25157 | 0.27982 | 0.23184 | 0.1695 | 0.073548 | 0.029491 | 0.21673 | 0.28531 | 0.28565 | 0.21673 | 0.10836 | 0.12791 | 0.20678 | 0.26576 | 0.29525 | 0.24622 | 2011-01-27 | Thursday | m/s | 0.84582 | 2.2796 | 2.2796 | 2.8675 | 2.5375 | 1.9496 | 1.1037 | 1.9496 | 2.5375 | 2.6096 | 2.5375 | 2.7954 | 2.5375 | 0.88465 | 2.353 | 2.353 | 2.9368 | 2.6539 | 2.0702 | 1.1855 | 2.0702 | 2.6539 | 2.6359 | 2.6539 | 2011-01-27 | Thursday | m/s | 1.3449 | 1.0943 | 1.8349 | 2.336 | 3.1116 | 2.4502 | 1.402 | 0.72956 | 1.8239 | 2.5645 | 2.9293 | 2.5645 | 1.5844 | 1.4003 | 1.1502 | 1.9087 | 2.4089 | 3.2506 | 2.5422 | 1.4669 | 0.76678 | 1.9169 | 2.6755 | 3.0589
28 | 2011-01-28 | Friday | m/s | 0.17694 | 0.078872 | 0.030732 | 0.22986 | 0.29932 | 0.30269 | 0.22986 | 0.11493 | 0.1343 | 0.21849 | 0.27996 | 0.31069 | 0.26059 | 0.18439 | 0.084197 | 0.031974 | 0.24299 | 0.31334 | 0.31972 | 0.24299 | 0.1215 | 0.14068 | 0.2302 | 0.29415 | 2011-01-28 | Friday | m/s | 2.9548 | 2.6539 | 0.92348 | 2.4265 | 2.4265 | 3.0061 | 2.7704 | 2.1908 | 1.2674 | 2.1908 | 2.7704 | 2.6623 | 2.7704 | 3.1143 | 2.7704 | 0.9623 | 2.5 | 2.5 | 3.0755 | 2.8869 | 2.3115 | 1.3492 | 2.3115 | 2.8869 | 2011-01-28 | Friday | m/s | 2.6755 | 1.6586 | 1.4557 | 1.206 | 1.9825 | 2.4819 | 3.3895 | 2.6342 | 1.5318 | 0.804 | 2.01 | 2.7865 | 3.1885 | 2.7865 | 1.7328 | 1.5111 | 1.2618 | 2.0563 | 2.5548 | 3.5285 | 2.7262 | 1.5968 | 0.84122 | 2.1031
29 | 2011-01-29 | Saturday | m/s | 0.32612 | 0.27496 | 0.19184 | 0.089521 | 0.033215 | 0.25612 | 0.32735 | 0.33676 | 0.25612 | 0.12806 | 0.14707 | 0.24191 | 0.30835 | 0.34156 | 0.28934 | 0.19929 | 0.094846 | 0.034457 | 0.26925 | 0.34137 | 0.3538 | 0.26925 | 0.13463 | 0.15346 | 2011-01-29 | Saturday | m/s | 2.6886 | 2.8869 | 3.2738 | 2.8869 | 1.0011 | 2.5735 | 2.5735 | 3.1448 | 3.0034 | 2.4321 | 1.431 | 2.4321 | 3.0034 | 2.715 | 3.0034 | 3.4332 | 3.0034 | 1.04 | 2.647 | 2.647 | 3.2142 | 3.1199 | 2.5528 | 1.5128 | 2011-01-29 | Saturday | m/s | 2.8975 | 3.3181 | 2.8975 | 1.8071 | 1.5665 | 1.3177 | 2.1301 | 2.6277 | 3.6674 | 2.8182 | 1.6617 | 0.87844 | 2.1961 | 3.0086 | 3.4478 | 3.0086 | 1.8813 | 1.6219 | 1.3735 | 2.2039 | 2.7007 | 3.8063 | 2.9101 | 1.7266
30 | 2011-01-30 | Sunday | m/s | 0.25363 | 0.32254 | 0.357 | 0.30371 | 0.20674 | 0.10017 | 0.035698 | 0.28239 | 0.35538 | 0.37083 | 0.28239 | 0.14119 | 0.15984 | 0.26534 | 0.33673 | 0.37243 | 0.31809 | 0.21419 | 0.1055 | 0.03694 | 0.29552 | 0.3694 | 0.38787 | 0.29552 | 2011-01-30 | Sunday | m/s | 2.5528 | 3.1199 | 2.7413 | 3.1199 | 3.5927 | 3.1199 | 1.0788 | 2.7205 | 2.7205 | 3.2835 | 3.2364 | 2.6734 | 1.5946 | 2.6734 | 3.2364 | 2.7677 | 3.2364 | 3.7522 | 3.2364 | 1.1176 | 2.794 | 2.794 | 3.3528 | 3.3528 | 2011-01-30 | Sunday | m/s | 0.91567 | 2.2892 | 3.1196 | 3.5774 | 3.1196 | 1.9555 | 1.6773 | 1.4293 | 2.2777 | 2.7736 | 3.9453 | 3.0021 | 1.7915 | 0.95289 | 2.3822 | 3.2306 | 3.707 | 3.2306 | 2.0298 | 1.7327 | 1.4852 | 2.3515 | 2.8466 | 4.0842
31 | 2011-01-31 | Monday | m/s | 0.14776 | 0.16623 | 0.27705 | 0.35093 | 0.38787 | 0.33246 | 0.22164 | 0.11082 | 0.019558 | 0.019558 | 0.019558 | 0.019558 | 0.019558 | 0.019558 | 0.019558 | 0.019558 | 0.019558 | 0.019558 | 0.019558 | 0.019558 | 0.019558 | 0.018317 | 0.018317 | 0.018317 | 2011-01-31 | Monday | m/s | 2.794 | 1.6764 | 2.794 | 3.3528 | 2.794 | 3.3528 | 3.9116 | 3.3528 | 0.57403 | 2.794 | 2.794 | 3.3528 | 3.3528 | 2.794 | 1.6764 | 2.794 | 3.3528 | 2.794 | 3.3528 | 3.9116 | 2.88 | 0.5352 | 2.7205 | 2.7205 | 2011-01-31 | Monday | m/s | 3.0941 | 1.8565 | 0.99011 | 2.4753 | 3.3416 | 3.8367 | 3.3416 | 2.104 | 0.95705 | 1.4852 | 2.3515 | 2.8466 | 4.0842 | 3.0941 | 1.8565 | 0.99011 | 2.4753 | 3.3416 | 3.8367 | 3.3416 | 2.58 | 0.90164 | 1.4293 | 2.2777
| High Kell | [26 empty] | Port Partrick
| DOY | Day | Units | 0:00 | 1:00 | 2:00 | 3:00 | 4:00 | 5:00 | 6:00 | 7:00 | 8:00 | 9:00 | 10:00 | 11:00 | 12:00 | 13:00 | 14:00 | 15:00 | 16:00 | 17:00 | 18:00 | 19:00 | 20:00 | 21:00 | 22:00 | 23:00 | DOY | Day | Units | 0:00 | 1:00 | 2:00 | 3:00 | 4:00 | 5:00 | 6:00 | 7:00 | 8:00 | 9:00 | 10:00 | 11:00 | 12:00 | 13:00 | 14:00 | 15:00 | 16:00 | 17:00 | 18:00 | 19:00 | 20:00 | 21:00 | 22:00 | 23:00 | DOY | Day | Units | 0:00 | 1:00 | 2:00 | 3:00 | 4:00 | 5:00 | 6:00 | 7:00 | 8:00 | 9:00 | 10:00 | 11:00 | 12:00 | 13:00 | 14:00 | 15:00 | 16:00 | 17:00 | 18:00 | 19:00 | 20:00 | 21:00 | 22:00 | 23:00
1 | 2011-01-01 | Saturday | m/s | 0.20888 | 1.3925 | 2.2976 | 2.3673 | 2.0888 | 0.90513 | 0.13925 | 0.97476 | 1.671 | 2.2976 | 2.1584 | 1.5318 | 0.557 | 0.20384 | 1.3461 | 2.2202 | 2.29 | 2.0219 | 0.87413 | 0.13406 | 0.93288 | 1.6142 | 2.2202 | 2.0862 | 2011-01-01 | Saturday | m/s | 0.3055 | 0.43643 | 0.96014 | 1.3093 | 1.5275 | 1.0911 | 0.43643 | 0.56736 | 1.222 | 1.5275 | 1.3093 | 1.0911 | 0.43643 | 0.29329 | 0.41979 | 0.93708 | 1.2735 | 1.4664 | 1.0467 | 0.41697 | 0.54347 | 1.1675 | 1.4608 | 1.2509 | 2011-01-01 | Saturday | m/s
2 | 2011-01-02 | Sunday | m/s | 1.4801 | 0.53623 | 0.19881 | 1.2997 | 2.1428 | 2.2127 | 1.955 | 0.84312 | 0.12886 | 0.891 | 1.5574 | 2.1428 | 2.0139 | 1.4285 | 0.51545 | 0.19378 | 1.2532 | 2.0653 | 2.1355 | 1.8881 | 0.81212 | 0.12367 | 0.84912 | 1.5006 | 2011-01-02 | Sunday | m/s | 1.0438 | 0.41979 | 0.28108 | 0.40315 | 0.91402 | 1.2377 | 1.4054 | 1.0022 | 0.39751 | 0.51958 | 1.113 | 1.3941 | 1.1925 | 0.99659 | 0.40315 | 0.26887 | 0.38651 | 0.89096 | 1.2019 | 1.3443 | 0.95781 | 0.37805 | 0.49569 | 1.0585 | 2011-01-02 | Sunday | m/s
3 | 2011-01-03 | Monday | m/s | 2.0653 | 1.9417 | 1.3769 | 0.49467 | 0.18874 | 1.2068 | 1.9879 | 2.0582 | 1.8212 | 0.78111 | 0.11847 | 0.80725 | 1.4438 | 1.9879 | 1.8694 | 1.3253 | 0.47389 | 0.18371 | 1.1604 | 1.9105 | 1.9809 | 1.7544 | 0.75011 | 0.11328 | 2011-01-03 | Monday | m/s | 1.3274 | 1.1341 | 0.94935 | 0.38651 | 0.25665 | 0.36987 | 0.8679 | 1.1661 | 1.2833 | 0.91339 | 0.35858 | 0.4718 | 1.004 | 1.2607 | 1.0758 | 0.90211 | 0.36987 | 0.24444 | 0.35323 | 0.84484 | 1.1303 | 1.2222 | 0.86897 | 0.33912 | 2011-01-03 | Monday | m/s
4 | 2011-01-04 | Tuesday | m/s | 0.76537 | 1.3869 | 1.9105 | 1.7972 | 1.2737 | 0.45312 | 0.17868 | 1.114 | 1.8331 | 1.9036 | 1.6875 | 0.7191 | 0.10808 | 0.72349 | 1.3301 | 1.8331 | 1.725 | 1.222 | 0.43234 | 0.17365 | 1.0675 | 1.7556 | 1.8264 | 1.6206 | 2011-01-04 | Tuesday | m/s | 0.44792 | 0.94955 | 1.194 | 1.0174 | 0.85486 | 0.35323 | 0.23223 | 0.3366 | 0.82179 | 1.0944 | 1.1612 | 0.82456 | 0.31966 | 0.42403 | 0.89506 | 1.1273 | 0.95899 | 0.80762 | 0.3366 | 0.22002 | 0.31996 | 0.79873 | 1.0586 | 1.1001 | 2011-01-04 | Tuesday | m/s
5 | 2011-01-05 | Wednesday | m/s | 0.6881 | 0.10289 | 0.68161 | 1.2733 | 1.7556 | 1.6527 | 1.1704 | 0.41156 | 0.16861 | 1.0211 | 1.6782 | 1.7491 | 1.5537 | 0.65709 | 0.097696 | 0.63973 | 1.2165 | 1.6782 | 1.5805 | 1.1188 | 0.39078 | 0.16358 | 0.97467 | 1.6008 | 2011-01-05 | Wednesday | m/s | 0.78014 | 0.3002 | 0.40014 | 0.84056 | 1.0606 | 0.9006 | 0.76038 | 0.31996 | 0.20781 | 0.30332 | 0.77567 | 1.0228 | 1.039 | 0.73572 | 0.28074 | 0.37625 | 0.78607 | 0.99388 | 0.84222 | 0.71314 | 0.30332 | 0.1956 | 0.28668 | 0.75261 | 2011-01-05 | Wednesday | m/s
6 | 2011-01-06 | Thursday | m/s | 1.6718 | 1.4868 | 0.62609 | 0.092502 | 0.59786 | 1.1597 | 1.6008 | 1.5083 | 1.0672 | 0.37001 | 0.15855 | 0.92824 | 1.5233 | 1.5946 | 1.42 | 0.59508 | 0.087307 | 0.55598 | 1.1029 | 1.5233 | 1.436 | 1.0156 | 0.34923 | 0.15351 | 2011-01-06 | Thursday | m/s | 0.98703 | 0.97798 | 0.6913 | 0.26128 | 0.35236 | 0.73158 | 0.92718 | 0.78384 | 0.6659 | 0.28668 | 0.18338 | 0.27004 | 0.72955 | 0.95122 | 0.91692 | 0.64688 | 0.24182 | 0.32847 | 0.67709 | 0.86048 | 0.72546 | 0.61866 | 0.27004 | 0.17117 | 2011-01-06 | Thursday | m/s
7 | 2011-01-07 | Friday | m/s | 0.88182 | 1.4459 | 1.5173 | 1.3531 | 0.56408 | 0.082113 | 0.5141 | 1.046 | 1.4459 | 1.3638 | 0.96393 | 0.32845 | 0.14848 | 0.83539 | 1.3685 | 1.44 | 1.2862 | 0.53307 | 0.076919 | 0.47222 | 0.98923 | 1.3685 | 1.2915 | 0.91231 | 2011-01-07 | Friday | m/s | 0.2534 | 0.70649 | 0.91542 | 0.85586 | 0.60246 | 0.22236 | 0.30459 | 0.6226 | 0.79377 | 0.66707 | 0.57142 | 0.2534 | 0.15896 | 0.23676 | 0.68343 | 0.87961 | 0.7948 | 0.55804 | 0.2029 | 0.2807 | 0.56811 | 0.72707 | 0.60869 | 0.52417 | 2011-01-07 | Friday | m/s
8 | 2011-01-08 | Saturday | m/s | 0.30767 | 0.14345 | 0.78897 | 1.291 | 1.3628 | 1.2193 | 0.50207 | 0.071724 | 0.43034 | 0.93241 | 1.291 | 1.2193 | 0.86069 | 0.2869 | 0.14345 | 0.78897 | 1.291 | 1.3628 | 1.2193 | 0.50207 | 0.071724 | 0.43034 | 0.93241 | 1.291 | 2011-01-08 | Saturday | m/s | 0.23676 | 0.14675 | 0.22012 | 0.66037 | 0.8438 | 0.73374 | 0.51362 | 0.18344 | 0.25681 | 0.51362 | 0.66037 | 0.55031 | 0.47693 | 0.22012 | 0.14675 | 0.22012 | 0.66037 | 0.8438 | 0.73374 | 0.51362 | 0.18344 | 0.25681 | 0.51362 | 0.66037 | 2011-01-08 | Saturday | m/s
9 | 2011-01-09 | Sunday | m/s | 1.2193 | 0.86069 | 0.2869 | 0.14848 | 0.83539 | 1.3685 | 1.44 | 1.2862 | 0.53307 | 0.076919 | 0.47222 | 0.98923 | 1.3685 | 1.2915 | 0.91231 | 0.30767 | 0.15351 | 0.88182 | 1.4459 | 1.5173 | 1.3531 | 0.56408 | 0.082113 | 0.5141 | 2011-01-09 | Sunday | m/s | 0.55031 | 0.47693 | 0.22012 | 0.15896 | 0.23676 | 0.68343 | 0.87961 | 0.7948 | 0.55804 | 0.2029 | 0.2807 | 0.56811 | 0.72707 | 0.60869 | 0.52417 | 0.23676 | 0.17117 | 0.2534 | 0.70649 | 0.91542 | 0.85586 | 0.60246 | 0.22236 | 0.30459 | 2011-01-09 | Sunday | m/s
10 | 2011-01-10 | Monday | m/s | 1.046 | 1.4459 | 1.3638 | 0.96393 | 0.32845 | 0.15855 | 0.92824 | 1.5233 | 1.5946 | 1.42 | 0.59508 | 0.087307 | 0.55598 | 1.1029 | 1.5233 | 1.436 | 1.0156 | 0.34923 | 0.16358 | 0.97467 | 1.6008 | 1.6718 | 1.4868 | 0.62609 | 2011-01-10 | Monday | m/s | 0.6226 | 0.79377 | 0.66707 | 0.57142 | 0.2534 | 0.18338 | 0.27004 | 0.72955 | 0.95122 | 0.91692 | 0.64688 | 0.24182 | 0.32847 | 0.67709 | 0.86048 | 0.72546 | 0.61866 | 0.27004 | 0.1956 | 0.28668 | 0.75261 | 0.98703 | 0.97798 | 0.6913 | 2011-01-10 | Monday | m/s
11 | 2011-01-11 | Tuesday | m/s | 0.092502 | 0.59786 | 1.1597 | 1.6008 | 1.5083 | 1.0672 | 0.37001 | 0.16861 | 1.0211 | 1.6782 | 1.7491 | 1.5537 | 0.65709 | 0.097696 | 0.63973 | 1.2165 | 1.6782 | 1.5805 | 1.1188 | 0.39078 | 0.17365 | 1.0675 | 1.7556 | 1.8264 | 2011-01-11 | Tuesday | m/s | 0.26128 | 0.35236 | 0.73158 | 0.92718 | 0.78384 | 0.6659 | 0.28668 | 0.20781 | 0.30332 | 0.77567 | 1.0228 | 1.039 | 0.73572 | 0.28074 | 0.37625 | 0.78607 | 0.99388 | 0.84222 | 0.71314 | 0.30332 | 0.22002 | 0.31996 | 0.79873 | 1.0586 | 2011-01-11 | Tuesday | m/s
12 | 2011-01-12 | Wednesday | m/s | 1.6206 | 0.6881 | 0.10289 | 0.68161 | 1.2733 | 1.7556 | 1.6527 | 1.1704 | 0.41156 | 0.17868 | 1.114 | 1.8331 | 1.9036 | 1.6875 | 0.7191 | 0.10808 | 0.72349 | 1.3301 | 1.8331 | 1.725 | 1.222 | 0.43234 | 0.18371 | 1.1604 | 2011-01-12 | Wednesday | m/s | 1.1001 | 0.78014 | 0.3002 | 0.40014 | 0.84056 | 1.0606 | 0.9006 | 0.76038 | 0.31996 | 0.23223 | 0.3366 | 0.82179 | 1.0944 | 1.1612 | 0.82456 | 0.31966 | 0.42403 | 0.89506 | 1.1273 | 0.95899 | 0.80762 | 0.3366 | 0.24444 | 0.35323 | 2011-01-12 | Wednesday | m/s
13 | 2011-01-13 | Thursday | m/s | 1.9105 | 1.9809 | 1.7544 | 0.75011 | 0.11328 | 0.76537 | 1.3869 | 1.9105 | 1.7972 | 1.2737 | 0.45312 | 0.18874 | 1.2068 | 1.9879 | 2.0582 | 1.8212 | 0.78111 | 0.11847 | 0.80725 | 1.4438 | 1.9879 | 1.8694 | 1.3253 | 0.47389 | 2011-01-13 | Thursday | m/s | 0.84484 | 1.1303 | 1.2222 | 0.86897 | 0.33912 | 0.44792 | 0.94955 | 1.194 | 1.0174 | 0.85486 | 0.35323 | 0.25665 | 0.36987 | 0.8679 | 1.1661 | 1.2833 | 0.91339 | 0.35858 | 0.4718 | 1.004 | 1.2607 | 1.0758 | 0.90211 | 0.36987 | 2011-01-13 | Thursday | m/s
14 | 2011-01-14 | Friday | m/s | 0.19378 | 1.2532 | 2.0653 | 2.1355 | 1.8881 | 0.81212 | 0.12367 | 0.84912 | 1.5006 | 2.0653 | 1.9417 | 1.3769 | 0.49467 | 0.19881 | 1.2997 | 2.1428 | 2.2127 | 1.955 | 0.84312 | 0.12886 | 0.891 | 1.5574 | 2.1428 | 2.0139 | 2011-01-14 | Friday | m/s | 0.26887 | 0.38651 | 0.89096 | 1.2019 | 1.3443 | 0.95781 | 0.37805 | 0.49569 | 1.0585 | 1.3274 | 1.1341 | 0.94935 | 0.38651 | 0.28108 | 0.40315 | 0.91402 | 1.2377 | 1.4054 | 1.0022 | 0.39751 | 0.51958 | 1.113 | 1.3941 | 1.1925 | 2011-01-14 | Friday | m/s
15 | 2011-01-15 | Saturday | m/s | 1.4285 | 0.51545 | 0.20384 | 1.3461 | 2.2202 | 2.29 | 2.0219 | 0.87413 | 0.13406 | 0.93288 | 1.6142 | 2.2202 | 2.0862 | 1.4801 | 0.53623 | 0.20888 | 1.3925 | 2.2976 | 2.3673 | 2.0888 | 0.90513 | 0.13925 | 0.97476 | 1.671 | 2011-01-15 | Saturday | m/s | 0.99659 | 0.40315 | 0.29329 | 0.41979 | 0.93708 | 1.2735 | 1.4664 | 1.0467 | 0.41697 | 0.54347 | 1.1675 | 1.4608 | 1.2509 | 1.0438 | 0.41979 | 0.3055 | 0.43643 | 0.96014 | 1.3093 | 1.5275 | 1.0911 | 0.43643 | 0.56736 | 1.222 | 2011-01-15 | Saturday | m/s
16 | 2011-01-16 | Sunday | m/s | 2.2976 | 2.1584 | 1.5318 | 0.557 | 0.20888 | 1.3925 | 2.2976 | 2.3673 | 2.0888 | 0.90513 | 0.13925 | 0.97476 | 1.671 | 2.2976 | 2.1584 | 1.5318 | 0.557 | 0.20384 | 1.3461 | 2.2202 | 2.29 | 2.0219 | 0.87413 | 0.13406 | 2011-01-16 | Sunday | m/s | 1.5275 | 1.3093 | 1.0911 | 0.43643 | 0.3055 | 0.43643 | 0.96014 | 1.3093 | 1.5275 | 1.0911 | 0.43643 | 0.56736 | 1.222 | 1.5275 | 1.3093 | 1.0911 | 0.43643 | 0.29329 | 0.41979 | 0.93708 | 1.2735 | 1.4664 | 1.0467 | 0.41697 | 2011-01-16 | Sunday | m/s
17 | 2011-01-17 | Monday | m/s | 0.93288 | 1.6142 | 2.2202 | 2.0862 | 1.4801 | 0.53623 | 0.19881 | 1.2997 | 2.1428 | 2.2127 | 1.955 | 0.84312 | 0.12886 | 0.891 | 1.5574 | 2.1428 | 2.0139 | 1.4285 | 0.51545 | 0.19378 | 1.2532 | 2.0653 | 2.1355 | 1.8881 | 2011-01-17 | Monday | m/s | 0.54347 | 1.1675 | 1.4608 | 1.2509 | 1.0438 | 0.41979 | 0.28108 | 0.40315 | 0.91402 | 1.2377 | 0.91402 | 1.0022 | 0.39751 | 0.51958 | 1.113 | 1.3941 | 1.1925 | 0.99659 | 0.40315 | 0.26887 | 0.38651 | 0.89096 | 1.2019 | 1.3443 | 2011-01-17 | Monday | m/s
18 | 2011-01-18 | Tuesday | m/s | 0.81212 | 0.12367 | 0.84912 | 1.5006 | 2.0653 | 1.9417 | 1.3769 | 0.49467 | 0.18874 | 1.2068 | 1.9879 | 2.0582 | 1.8212 | 0.78111 | 0.11847 | 0.80725 | 1.4438 | 1.9879 | 1.8694 | 1.3253 | 0.47389 | 0.18371 | 1.1604 | 1.9105 | 2011-01-18 | Tuesday | m/s | 0.95781 | 0.37805 | 0.49569 | 1.0585 | 1.3274 | 1.1341 | 0.94935 | 0.38651 | 0.25665 | 0.36987 | 0.8679 | 1.1661 | 1.2833 | 0.91339 | 0.35858 | 0.4718 | 1.004 | 1.2607 | 1.0758 | 0.90211 | 0.36987 | 0.24444 | 0.35323 | 0.84484 | 2011-01-18 | Tuesday | m/s
19 | 2011-01-19 | Wednesday | m/s | 1.9809 | 1.7544 | 0.75011 | 0.11328 | 0.76537 | 1.3869 | 1.9105 | 1.7972 | 1.2737 | 0.45312 | 0.17868 | 1.114 | 1.8331 | 1.9036 | 1.6875 | 0.7191 | 0.10808 | 0.72349 | 1.3301 | 1.8331 | 1.725 | 1.222 | 0.43234 | 0.17365 | 2011-01-19 | Wednesday | m/s | 1.1303 | 1.2222 | 0.86897 | 0.33912 | 0.44792 | 0.94955 | 1.194 | 1.0174 | 0.85486 | 0.35323 | 0.23223 | 0.3366 | 0.82179 | 1.0944 | 1.1612 | 0.82456 | 0.31966 | 0.42403 | 0.89506 | 1.1273 | 0.95899 | 0.80762 | 0.3366 | 0.22002 | 2011-01-19 | Wednesday | m/s
20 | 2011-01-20 | Thursday | m/s | 1.0675 | 1.7556 | 1.8264 | 1.6206 | 0.6881 | 0.10289 | 0.68161 | 1.2733 | 1.7556 | 1.6527 | 1.1704 | 0.41156 | 0.16861 | 1.0211 | 1.6782 | 1.7491 | 1.5537 | 0.65709 | 0.097696 | 0.63973 | 1.2165 | 1.6782 | 1.5805 | 1.1188 | 2011-01-20 | Thursday | m/s | 0.31996 | 0.79873 | 1.0586 | 1.1001 | 0.78014 | 0.3002 | 0.40014 | 0.84056 | 1.0606 | 0.9006 | 0.76038 | 0.31996 | 0.20781 | 0.30332 | 0.77567 | 1.0228 | 1.039 | 0.73572 | 0.28074 | 0.37625 | 0.78607 | 0.99388 | 0.84222 | 0.71314 | 2011-01-20 | Thursday | m/s
21 | 2011-01-21 | Friday | m/s | 0.39078 | 0.16358 | 0.97467 | 1.6008 | 1.6718 | 1.4868 | 0.62609 | 0.092502 | 0.59786 | 1.1597 | 1.6008 | 1.5083 | 1.0672 | 0.37001 | 0.15855 | 0.92824 | 1.5233 | 1.5946 | 1.42 | 0.59508 | 0.087307 | 0.55598 | 1.1029 | 1.5233 | 2011-01-21 | Friday | m/s | 0.30332 | 0.1956 | 0.28668 | 0.75261 | 0.98703 | 0.97798 | 0.6913 | 0.26128 | 0.35236 | 0.73158 | 0.92718 | 0.78384 | 0.6659 | 0.28668 | 0.18338 | 0.27004 | 0.72955 | 0.95122 | 0.91692 | 0.64688 | 0.24182 | 0.32847 | 0.67709 | 0.86048 | 2011-01-21 | Friday | m/s
22 | 2011-01-22 | Saturday | m/s | 1.436 | 1.0156 | 0.34923 | 0.15351 | 0.88182 | 1.4459 | 1.5173 | 1.3531 | 0.56408 | 0.082113 | 0.5141 | 1.046 | 1.4459 | 1.3638 | 0.96393 | 0.32845 | 0.14848 | 0.83539 | 1.3685 | 1.44 | 1.2862 | 0.53307 | 0.076919 | 0.47222 | 2011-01-22 | Saturday | m/s | 0.72546 | 0.61866 | 0.27004 | 0.17117 | 0.2534 | 0.70649 | 0.91542 | 0.85586 | 0.60246 | 0.22236 | 0.30459 | 0.6226 | 0.79377 | 0.66707 | 0.57142 | 0.2534 | 0.15896 | 0.23676 | 0.68343 | 0.87961 | 0.7948 | 0.55804 | 0.2029 | 0.2807 | 2011-01-22 | Saturday | m/s
23 | 2011-01-23 | Sunday | m/s | 0.98923 | 1.3685 | 1.2915 | 0.91231 | 0.30767 | 0.14345 | 0.78897 | 1.291 | 1.3628 | 1.2193 | 0.50207 | 0.071724 | 0.43034 | 0.93241 | 1.291 | 1.2193 | 0.86069 | 0.2869 | 0.14345 | 0.78897 | 1.291 | 1.3628 | 1.2193 | 0.50207 | 2011-01-23 | Sunday | m/s | 0.56811 | 0.72707 | 0.60869 | 0.52417 | 0.23676 | 0.14675 | 0.22012 | 0.66037 | 0.8438 | 0.73374 | 0.51362 | 0.18344 | 0.25681 | 0.51362 | 0.66037 | 0.55031 | 0.47693 | 0.22012 | 0.14675 | 0.22012 | 0.66037 | 0.8438 | 0.73374 | 0.51362 | 2011-01-23 | Sunday | m/s
24 | 2011-01-24 | Monday | m/s | 0.071724 | 0.43034 | 0.93241 | 1.291 | 1.2193 | 0.86069 | 0.2869 | 0.14848 | 0.83539 | 1.3685 | 1.44 | 1.2862 | 0.53307 | 0.076919 | 0.47222 | 0.98923 | 1.3685 | 1.2915 | 0.91231 | 0.30767 | 0.15351 | 0.88182 | 1.4459 | 1.5173 | 2011-01-24 | Monday | m/s | 0.18344 | 0.25681 | 0.51362 | 0.66037 | 0.55031 | 0.47693 | 0.22012 | 0.15896 | 0.23676 | 0.68343 | 0.87961 | 0.7948 | 0.55804 | 0.2029 | 0.2807 | 0.56811 | 0.72707 | 0.60869 | 0.52417 | 0.23676 | 0.17117 | 0.2534 | 0.70649 | 0.91542 | 2011-01-24 | Monday | m/s
25 | 2011-01-25 | Tuesday | m/s | 1.3531 | 0.56408 | 0.082113 | 0.5141 | 1.046 | 1.4459 | 1.3638 | 0.96393 | 0.32845 | 0.15855 | 0.92824 | 1.5233 | 1.5946 | 1.42 | 0.59508 | 0.087307 | 0.55598 | 1.1029 | 1.5233 | 1.436 | 1.0156 | 0.34923 | 0.16358 | 0.97467 | 2011-01-25 | Tuesday | m/s | 0.85586 | 0.60246 | 0.22236 | 0.30459 | 0.6226 | 0.79377 | 0.66707 | 0.57142 | 0.2534 | 0.18338 | 0.27004 | 0.72955 | 0.95122 | 0.91692 | 0.64688 | 0.24182 | 0.32847 | 0.67709 | 0.86048 | 0.72546 | 0.61866 | 0.27004 | 0.1956 | 0.28668 | 2011-01-25 | Tuesday | m/s
26 | 2011-01-26 | Wednesday | m/s | 1.6008 | 1.6718 | 1.4868 | 0.62609 | 0.092502 | 0.59786 | 1.1597 | 1.6008 | 1.5083 | 1.0672 | 0.37001 | 0.16861 | 1.0211 | 1.6782 | 1.7491 | 1.5537 | 0.65709 | 0.097696 | 0.63973 | 1.2165 | 1.6782 | 1.5805 | 1.1188 | 0.39078 | 2011-01-26 | Wednesday | m/s | 0.75261 | 0.98703 | 0.97798 | 0.6913 | 0.26128 | 0.35236 | 0.73158 | 0.92718 | 0.78384 | 0.6659 | 0.28668 | 0.20781 | 0.30332 | 0.77567 | 1.0228 | 1.039 | 0.73572 | 0.28074 | 0.37625 | 0.78607 | 0.99388 | 0.84222 | 0.71314 | 0.30332 | 2011-01-26 | Wednesday | m/s
27 | 2011-01-27 | Thursday | m/s | 0.17365 | 1.0675 | 1.7556 | 1.8264 | 1.6206 | 0.6881 | 0.10289 | 0.68161 | 1.2733 | 1.7556 | 1.6527 | 1.1704 | 0.41156 | 0.17868 | 1.114 | 1.8331 | 1.9036 | 1.6875 | 0.7191 | 0.10808 | 0.72349 | 1.3301 | 1.8331 | 1.725 | 2011-01-27 | Thursday | m/s | 0.22002 | 0.31996 | 0.79873 | 1.0586 | 1.1001 | 0.78014 | 0.3002 | 0.40014 | 0.84056 | 1.0606 | 0.9006 | 0.76038 | 0.31996 | 0.23223 | 0.3366 | 0.82179 | 1.0944 | 1.1612 | 0.82456 | 0.31966 | 0.42403 | 0.89506 | 1.1273 | 0.95899 | 2011-01-27 | Thursday | m/s
28 | 2011-01-28 | Friday | m/s | 1.222 | 0.43234 | 0.18371 | 1.1604 | 1.9105 | 1.9809 | 1.7544 | 0.75011 | 0.11328 | 0.76537 | 1.3869 | 1.9105 | 1.7972 | 1.2737 | 0.45312 | 0.18874 | 1.2068 | 1.9879 | 2.0582 | 1.8212 | 0.78111 | 0.11847 | 0.80725 | 1.4438 | 2011-01-28 | Friday | m/s | 0.80762 | 0.3366 | 0.24444 | 0.35323 | 0.84484 | 1.1303 | 1.2222 | 0.86897 | 0.33912 | 0.44792 | 0.94955 | 1.194 | 1.0174 | 0.85486 | 0.35323 | 0.25665 | 0.36987 | 0.8679 | 1.1661 | 1.2833 | 0.91339 | 0.35858 | 0.4718 | 1.004 | 2011-01-28 | Friday | m/s
29 | 2011-01-29 | Saturday | m/s | 1.9879 | 1.8694 | 1.3253 | 0.47389 | 0.19378 | 1.2532 | 2.0653 | 2.1355 | 1.8881 | 0.81212 | 0.12367 | 0.84912 | 1.5006 | 2.0653 | 1.9417 | 1.3769 | 0.49467 | 0.19881 | 1.2997 | 2.1428 | 2.2127 | 1.955 | 0.84312 | 0.12886 | 2011-01-29 | Saturday | m/s | 1.2607 | 1.0758 | 0.90211 | 0.36987 | 0.26887 | 0.38651 | 0.89096 | 1.2019 | 1.3443 | 0.95781 | 0.37805 | 0.49569 | 1.0585 | 1.3274 | 1.1341 | 0.94935 | 0.38651 | 0.28108 | 0.40315 | 0.91402 | 1.2377 | 1.4054 | 1.0022 | 0.39751 | 2011-01-29 | Saturday | m/s
30 | 2011-01-30 | Sunday | m/s | 0.891 | 1.5574 | 2.1428 | 2.0139 | 1.4285 | 0.51545 | 0.20384 | 1.3461 | 2.2202 | 2.29 | 2.0219 | 0.87413 | 0.13406 | 0.93288 | 1.6142 | 2.2202 | 2.0862 | 1.4801 | 0.53623 | 0.20888 | 1.3925 | 2.2976 | 2.3673 | 2.0888 | 2011-01-30 | Sunday | m/s | 0.51958 | 1.113 | 1.3941 | 1.1925 | 0.99659 | 0.40315 | 0.29329 | 0.41979 | 0.93708 | 1.2735 | 1.4664 | 1.0467 | 0.41697 | 0.54347 | 1.1675 | 1.4608 | 1.2509 | 1.0438 | 0.41979 | 0.3055 | 0.43643 | 0.96014 | 1.3093 | 1.5275 | 2011-01-30 | Sunday | m/s
31 | 2011-01-31 | Monday | m/s | 0.90513 | 0.13925 | 0.97476 | 1.671 | 2.2976 | 2.1584 | 1.5318 | 0.557 | 0.13842 | 0.13842 | 0.13842 | 0.13842 | 0.13842 | 0.13842 | 0.13842 | 0.13842 | 0.13842 | 0.13842 | 0.13842 | 0.13842 | 0.13842 | 0.13338 | 0.13338 | 0.13338 | 2011-01-31 | Monday | m/s | 1.0911 | 0.43643 | 0.56736 | 1.222 | 1.5275 | 1.3093 | 1.0911 | 0.43643 | 0.13454 | 0.43643 | 0.96014 | 1.3093 | 1.5275 | 1.0911 | 0.43643 | 0.56736 | 1.222 | 1.5275 | 1.3093 | 1.0911 | 0.94 | 0.12233 | 0.41979 | 0.93708 | 2011-01-31 | Monday | m/s

## Power in Tide (kWh) (hidden)
Yell Sound-North | [26 empty] | Yell Sound South | [26 empty] | Sumburgh
DOY | Day | Units | 0:00 | 1:00 | 2:00 | 3:00 | 4:00 | 5:00 | 6:00 | 7:00 | 8:00 | 9:00 | 10:00 | 11:00 | 12:00 | 13:00 | 14:00 | 15:00 | 16:00 | 17:00 | 18:00 | 19:00 | 20:00 | 21:00 | 22:00 | 23:00 | DOY | Day | Units | 0:00 | 1:00 | 2:00 | 3:00 | 4:00 | 5:00 | 6:00 | 7:00 | 8:00 | 9:00 | 10:00 | 11:00 | 12:00 | 13:00 | 14:00 | 15:00 | 16:00 | 17:00 | 18:00 | 19:00 | 20:00 | 21:00 | 22:00 | 23:00 | DOY | Day | Units | 0:00 | 1:00 | 2:00 | 3:00 | 4:00 | 5:00 | 6:00 | 7:00 | 8:00 | 9:00 | 10:00 | 11:00 | 12:00 | 13:00 | 14:00 | 15:00 | 16:00 | 17:00 | 18:00 | 19:00 | 20:00 | 21:00 | 22:00 | 23:00
2011-01-01 | Saturday | kWh | 0 | 0 | 0 | 0 | 0 | 0 | 0 | 0 | 0 | 0 | 0 | 0 | 0 | 0 | 0 | 0 | 0 | 0 | 0 | 0 | 0 | 0 | 0 | 0 | 2011-01-01 | Saturday | kWh | 0 | 0 | 0 | 0 | 0 | 0 | 0 | 0 | 0 | 0 | 0 | 0 | 0 | 0 | 0 | 0 | 0 | 0 | 0 | 0 | 0 | 0 | 0 | 0 | 2011-01-01 | Saturday | kWh | 898.7077 | 162.28 | 162.28 | 98.3135 | 506.6357 | 1154.1307 | 786.5077 | 73.8644 | 25.3355 | 98.3135 | 430.777 | 684.0579 | 1021.101 | 783.8423 | 138.9168 | 138.9168 | 85.4435 | 442.9733 | 1005.6753 | 683.5484 | 63.6712 | 22.122 | 85.4435 | 375.0663
2011-01-02 | Sunday | kWh | 0 | 0 | 0 | 0 | 0 | 0 | 0 | 0 | 0 | 0 | 0 | 0 | 0 | 0 | 0 | 0 | 0 | 0 | 0 | 0 | 0 | 0 | 0 | 0 | 2011-01-02 | Sunday | kWh | 0 | 0 | 0 | 0 | 0 | 0 | 0 | 0 | 0 | 0 | 0 | 0 | 0 | 0 | 0 | 0 | 0 | 0 | 0 | 0 | 0 | 0 | 0 | 0 | 2011-01-02 | Sunday | kWh | 597.2937 | 886.8268 | 679.2066 | 117.911 | 117.911 | 73.7489 | 384.8808 | 870.5296 | 589.9909 | 54.4618 | 19.1924 | 73.7489 | 324.3787 | 518.1951 | 764.8721 | 584.3236 | 99.1373 | 99.1373 | 63.1731 | 332.103 | 748.0685 | 505.3851 | 46.1862 | 16.5336
2011-01-03 | Monday | kWh | 0 | 0 | 0 | 0 | 0 | 0 | 0 | 0 | 0 | 0 | 0 | 0 | 0 | 0 | 0 | 0 | 0 | 0 | 0 | 0 | 0 | 0 | 0 | 0 | 2011-01-03 | Monday | kWh | 0 | 0 | 0 | 0 | 0 | 0 | 0 | 0 | 0 | 0 | 0 | 0 | 0 | 0 | 0 | 0 | 0 | 0 | 0 | 0 | 0 | 0 | 0 | 0 | 2011-01-03 | Monday | kWh | 63.1731 | 278.4768 | 446.4074 | 654.6443 | 498.716 | 82.4702 | 82.4702 | 53.6601 | 284.3851 | 637.6669 | 429.281 | 38.7945 | 14.1324 | 53.6601 | 237.1233 | 381.5761 | 555.5505 | 421.9069 | 67.7844 | 67.7844 | 45.1535 | 241.472 | 538.6998 | 361.2283
2011-01-04 | Tuesday | kWh | 0 | 0 | 0 | 0 | 0 | 0 | 0 | 0 | 0 | 0 | 0 | 0 | 0 | 0 | 0 | 0 | 0 | 0 | 0 | 0 | 0 | 0 | 0 | 0 | 2011-01-04 | Tuesday | kWh | 0 | 0 | 0 | 0 | 0 | 0 | 0 | 0 | 0 | 0 | 0 | 0 | 0 | 0 | 0 | 0 | 0 | 0 | 0 | 0 | 0 | 0 | 0 | 0 | 2011-01-04 | Tuesday | kWh | 32.2368 | 11.9758 | 45.1535 | 200.0808 | 323.3468 | 466.9979 | 353.4192 | 54.9545 | 54.9545 | 37.5971 | 203.1088 | 450.5419 | 300.7768 | 26.4631 | 10.0506 | 37.5971 | 167.1121 | 271.3649 | 388.3937 | 292.7757 | 43.8552 | 43.8552 | 30.9346 | 169.0405
2011-01-05 | Wednesday | kWh | 0 | 0 | 0 | 0 | 0 | 0 | 0 | 0 | 0 | 0 | 0 | 0 | 0 | 0 | 0 | 0 | 0 | 0 | 0 | 0 | 0 | 0 | 0 | 0 | 2011-01-05 | Wednesday | kWh | 0 | 0 | 0 | 0 | 0 | 0 | 0 | 0 | 0 | 0 | 0 | 0 | 0 | 0 | 0 | 0 | 0 | 0 | 0 | 0 | 0 | 0 | 0 | 0 | 2011-01-05 | Wednesday | kWh | 372.5683 | 247.4765 | 21.4236 | 8.3436 | 30.9346 | 137.9799 | 225.2759 | 319.1451 | 239.4993 | 34.361 | 34.361 | 25.1096 | 139.0122 | 304.1537 | 200.8772 | 17.0683 | 6.8417 | 25.1096 | 112.4468 | 184.7252 | 258.6595 | 193.113 | 26.3467 | 26.3467
2011-01-06 | Thursday | kWh | 0 | 0 | 0 | 0 | 0 | 0 | 0 | 0 | 0 | 0 | 0 | 0 | 0 | 0 | 0 | 0 | 0 | 0 | 0 | 0 | 0 | 0 | 0 | 0 | 2011-01-06 | Thursday | kWh | 0 | 0 | 0 | 0 | 0 | 0 | 0 | 0 | 0 | 0 | 0 | 0 | 0 | 0 | 0 | 0 | 0 | 0 | 0 | 0 | 0 | 0 | 0 | 0 | 2011-01-06 | Thursday | kWh | 20.0661 | 112.7689 | 244.6732 | 160.5286 | 13.3473 | 5.5318 | 20.0661 | 90.2755 | 149.3584 | 206.3439 | 153.1396 | 19.6868 | 19.6868 | 15.7476 | 90.0555 | 193.5016 | 125.9807 | 10.2106 | 4.4008 | 15.7476 | 71.2288 | 118.821 | 161.6055 | 119.1021
2011-01-07 | Friday | kWh | 0 | 0 | 0 | 0 | 0 | 0 | 0 | 0 | 0 | 0 | 0 | 0 | 0 | 0 | 0 | 0 | 0 | 0 | 0 | 0 | 0 | 0 | 0 | 0 | 2011-01-07 | Friday | kWh | 0 | 0 | 0 | 0 | 0 | 0 | 0 | 0 | 0 | 0 | 0 | 0 | 0 | 0 | 0 | 0 | 0 | 0 | 0 | 0 | 0 | 0 | 0 | 0 | 2011-01-07 | Friday | kWh | 14.2559 | 14.2559 | 12.0979 | 70.6172 | 150.0139 | 96.7833 | 7.6085 | 3.4355 | 12.0979 | 55.0692 | 92.7583 | 123.8517 | 90.5234 | 9.9288 | 9.9288 | 9.0608 | 54.1989 | 113.5848 | 72.4863 | 5.4908 | 2.6228 | 9.0608 | 41.5596 | 70.816
2011-01-08 | Saturday | kWh | 0 | 0 | 0 | 0 | 0 | 0 | 0 | 0 | 0 | 0 | 0 | 0 | 0 | 0 | 0 | 0 | 0 | 0 | 0 | 0 | 0 | 0 | 0 | 0 | 2011-01-08 | Saturday | kWh | 0 | 0 | 0 | 0 | 0 | 0 | 0 | 0 | 0 | 0 | 0 | 0 | 0 | 0 | 0 | 0 | 0 | 0 | 0 | 0 | 0 | 0 | 0 | 0 | 2011-01-08 | Saturday | kWh | 92.4896 | 66.9263 | 6.5799 | 6.5799 | 6.5799 | 40.5457 | 83.5894 | 52.6394 | 3.8078 | 1.9496 | 6.5799 | 30.4626 | 52.6394 | 66.9263 | 66.9263 | 6.5799 | 6.5799 | 6.5799 | 40.5457 | 83.5894 | 52.6394 | 3.8078 | 1.9496 | 6.5799
2011-01-09 | Sunday | kWh | 0 | 0 | 0 | 0 | 0 | 0 | 0 | 0 | 0 | 0 | 0 | 0 | 0 | 0 | 0 | 0 | 0 | 0 | 0 | 0 | 0 | 0 | 0 | 0 | 2011-01-09 | Sunday | kWh | 0 | 0 | 0 | 0 | 0 | 0 | 0 | 0 | 0 | 0 | 0 | 0 | 0 | 0 | 0 | 0 | 0 | 0 | 0 | 0 | 0 | 0 | 0 | 0 | 2011-01-09 | Sunday | kWh | 30.4626 | 52.6394 | 66.9263 | 90.5234 | 9.9288 | 9.9288 | 9.0608 | 54.1989 | 113.5848 | 72.4863 | 5.4908 | 2.6228 | 9.0608 | 41.5596 | 70.816 | 92.4896 | 119.1021 | 14.2559 | 14.2559 | 12.0979 | 70.6172 | 150.0139 | 96.7833 | 7.6085
2011-01-10 | Monday | kWh | 0 | 0 | 0 | 0 | 0 | 0 | 0 | 0 | 0 | 0 | 0 | 0 | 0 | 0 | 0 | 0 | 0 | 0 | 0 | 0 | 0 | 0 | 0 | 0 | 2011-01-10 | Monday | kWh | 0 | 0 | 0 | 0 | 0 | 0 | 0 | 0 | 0 | 0 | 0 | 0 | 0 | 0 | 0 | 0 | 0 | 0 | 0 | 0 | 0 | 0 | 0 | 0 | 2011-01-10 | Monday | kWh | 3.4355 | 12.0979 | 55.0692 | 92.7583 | 123.8517 | 153.1396 | 19.6868 | 19.6868 | 15.7476 | 90.0555 | 193.5016 | 125.9807 | 10.2106 | 4.4008 | 15.7476 | 71.2288 | 118.821 | 161.6055 | 193.113 | 26.3467 | 26.3467 | 20.0661 | 112.7689 | 244.6732
2011-01-11 | Tuesday | kWh | 0 | 0 | 0 | 0 | 0 | 0 | 0 | 0 | 0 | 0 | 0 | 0 | 0 | 0 | 0 | 0 | 0 | 0 | 0 | 0 | 0 | 0 | 0 | 0 | 2011-01-11 | Tuesday | kWh | 0 | 0 | 0 | 0 | 0 | 0 | 0 | 0 | 0 | 0 | 0 | 0 | 0 | 0 | 0 | 0 | 0 | 0 | 0 | 0 | 0 | 0 | 0 | 0 | 2011-01-11 | Tuesday | kWh | 160.5286 | 13.3473 | 5.5318 | 20.0661 | 90.2755 | 149.3584 | 206.3439 | 239.4993 | 34.361 | 34.361 | 25.1096 | 139.0122 | 304.1537 | 200.8772 | 17.0683 | 6.8417 | 25.1096 | 112.4468 | 184.7252 | 258.6595 | 292.7757 | 43.8552 | 43.8552 | 30.9346
2011-01-12 | Wednesday | kWh | 0 | 0 | 0 | 0 | 0 | 0 | 0 | 0 | 0 | 0 | 0 | 0 | 0 | 0 | 0 | 0 | 0 | 0 | 0 | 0 | 0 | 0 | 0 | 0 | 2011-01-12 | Wednesday | kWh | 0 | 0 | 0 | 0 | 0 | 0 | 0 | 0 | 0 | 0 | 0 | 0 | 0 | 0 | 0 | 0 | 0 | 0 | 0 | 0 | 0 | 0 | 0 | 0 | 2011-01-12 | Wednesday | kWh | 169.0405 | 372.5683 | 247.4765 | 21.4236 | 8.3436 | 30.9346 | 137.9799 | 225.2759 | 319.1451 | 353.4192 | 54.9545 | 54.9545 | 37.5971 | 203.1088 | 450.5419 | 300.7768 | 26.4631 | 10.0506 | 37.5971 | 167.1121 | 271.3649 | 388.3937 | 421.9069 | 67.7844
2011-01-13 | Thursday | kWh | 0 | 0 | 0 | 0 | 0 | 0 | 0 | 0 | 0 | 0 | 0 | 0 | 0 | 0 | 0 | 0 | 0 | 0 | 0 | 0 | 0 | 0 | 0 | 0 | 2011-01-13 | Thursday | kWh | 0 | 0 | 0 | 0 | 0 | 0 | 0 | 0 | 0 | 0 | 0 | 0 | 0 | 0 | 0 | 0 | 0 | 0 | 0 | 0 | 0 | 0 | 0 | 0 | 2011-01-13 | Thursday | kWh | 67.7844 | 45.1535 | 241.472 | 538.6998 | 361.2283 | 32.2368 | 11.9758 | 45.1535 | 200.0808 | 323.3468 | 466.9979 | 498.716 | 82.4702 | 82.4702 | 53.6601 | 284.3851 | 637.6669 | 429.281 | 38.7945 | 14.1324 | 53.6601 | 237.1233 | 381.5761 | 555.5505
2011-01-14 | Friday | kWh | 0 | 0 | 0 | 0 | 0 | 0 | 0 | 0 | 0 | 0 | 0 | 0 | 0 | 0 | 0 | 0 | 0 | 0 | 0 | 0 | 0 | 0 | 0 | 0 | 2011-01-14 | Friday | kWh | 0 | 0 | 0 | 0 | 0 | 0 | 0 | 0 | 0 | 0 | 0 | 0 | 0 | 0 | 0 | 0 | 0 | 0 | 0 | 0 | 0 | 0 | 0 | 0 | 2011-01-14 | Friday | kWh | 584.3236 | 99.1373 | 99.1373 | 63.1731 | 332.103 | 748.0685 | 505.3851 | 46.1862 | 16.5336 | 63.1731 | 278.4768 | 446.4074 | 654.6443 | 679.2066 | 117.911 | 117.911 | 73.7489 | 384.8808 | 870.5296 | 589.9909 | 54.4618 | 19.1924 | 73.7489 | 324.3787
2011-01-15 | Saturday | kWh | 0 | 0 | 0 | 0 | 0 | 0 | 0 | 0 | 0 | 0 | 0 | 0 | 0 | 0 | 0 | 0 | 0 | 0 | 0 | 0 | 0 | 0 | 0 | 0 | 2011-01-15 | Saturday | kWh | 0 | 0 | 0 | 0 | 0 | 0 | 0 | 0 | 0 | 0 | 0 | 0 | 0 | 0 | 0 | 0 | 0 | 0 | 0 | 0 | 0 | 0 | 0 | 0 | 2011-01-15 | Saturday | kWh | 518.1951 | 764.8721 | 783.8423 | 138.9168 | 138.9168 | 85.4435 | 442.9733 | 1005.6753 | 683.5484 | 63.6712 | 22.122 | 85.4435 | 375.0663 | 597.2937 | 886.8268 | 898.7077 | 162.28 | 162.28 | 98.3135 | 506.6357 | 1154.1307 | 786.5077 | 73.8644 | 25.3355
2011-01-16 | Sunday | kWh | 0 | 0 | 0 | 0 | 0 | 0 | 0 | 0 | 0 | 0 | 0 | 0 | 0 | 0 | 0 | 0 | 0 | 0 | 0 | 0 | 0 | 0 | 0 | 0 | 2011-01-16 | Sunday | kWh | 0 | 0 | 0 | 0 | 0 | 0 | 0 | 0 | 0 | 0 | 0 | 0 | 0 | 0 | 0 | 0 | 0 | 0 | 0 | 0 | 0 | 0 | 0 | 0 | 2011-01-16 | Sunday | kWh | 98.3135 | 430.777 | 684.0579 | 1021.101 | 898.7077 | 162.28 | 162.28 | 98.3135 | 506.6357 | 1154.1307 | 786.5077 | 73.8644 | 25.3355 | 98.3135 | 430.777 | 684.0579 | 1021.101 | 783.8423 | 138.9168 | 138.9168 | 85.4435 | 442.9733 | 1005.6753 | 683.5484
2011-01-17 | Monday | kWh | 0 | 0 | 0 | 0 | 0 | 0 | 0 | 0 | 0 | 0 | 0 | 0 | 0 | 0 | 0 | 0 | 0 | 0 | 0 | 0 | 0 | 0 | 0 | 0 | 2011-01-17 | Monday | kWh | 0 | 0 | 0 | 0 | 0 | 0 | 0 | 0 | 0 | 0 | 0 | 0 | 0 | 0 | 0 | 0 | 0 | 0 | 0 | 0 | 0 | 0 | 0 | 0 | 2011-01-17 | Monday | kWh | 63.6712 | 22.122 | 85.4435 | 375.0663 | 597.2937 | 886.8268 | 679.2066 | 117.911 | 117.911 | 73.7489 | 384.8808 | 870.5296 | 589.9909 | 54.4618 | 19.1924 | 73.7489 | 324.3787 | 518.1951 | 764.8721 | 584.3236 | 99.1373 | 99.1373 | 63.1731 | 332.103
2011-01-18 | Tuesday | kWh | 0 | 0 | 0 | 0 | 0 | 0 | 0 | 0 | 0 | 0 | 0 | 0 | 0 | 0 | 0 | 0 | 0 | 0 | 0 | 0 | 0 | 0 | 0 | 0 | 2011-01-18 | Tuesday | kWh | 0 | 0 | 0 | 0 | 0 | 0 | 0 | 0 | 0 | 0 | 0 | 0 | 0 | 0 | 0 | 0 | 0 | 0 | 0 | 0 | 0 | 0 | 0 | 0 | 2011-01-18 | Tuesday | kWh | 748.0685 | 505.3851 | 46.1862 | 16.5336 | 63.1731 | 278.4768 | 446.4074 | 654.6443 | 498.716 | 82.4702 | 82.4702 | 53.6601 | 284.3851 | 637.6669 | 429.281 | 38.7945 | 14.1324 | 53.6601 | 237.1233 | 381.5761 | 555.5505 | 421.9069 | 67.7844 | 67.7844
2011-01-19 | Wednesday | kWh | 0 | 0 | 0 | 0 | 0 | 0 | 0 | 0 | 0 | 0 | 0 | 0 | 0 | 0 | 0 | 0 | 0 | 0 | 0 | 0 | 0 | 0 | 0 | 0 | 2011-01-19 | Wednesday | kWh | 0 | 0 | 0 | 0 | 0 | 0 | 0 | 0 | 0 | 0 | 0 | 0 | 0 | 0 | 0 | 0 | 0 | 0 | 0 | 0 | 0 | 0 | 0 | 0 | 2011-01-19 | Wednesday | kWh | 45.1535 | 241.472 | 538.6998 | 361.2283 | 32.2368 | 11.9758 | 45.1535 | 200.0808 | 323.3468 | 466.9979 | 353.4192 | 54.9545 | 54.9545 | 37.5971 | 203.1088 | 450.5419 | 300.7768 | 26.4631 | 10.0506 | 37.5971 | 167.1121 | 271.3649 | 388.3937 | 292.7757
2011-01-20 | Thursday | kWh | 0 | 0 | 0 | 0 | 0 | 0 | 0 | 0 | 0 | 0 | 0 | 0 | 0 | 0 | 0 | 0 | 0 | 0 | 0 | 0 | 0 | 0 | 0 | 0 | 2011-01-20 | Thursday | kWh | 0 | 0 | 0 | 0 | 0 | 0 | 0 | 0 | 0 | 0 | 0 | 0 | 0 | 0 | 0 | 0 | 0 | 0 | 0 | 0 | 0 | 0 | 0 | 0 | 2011-01-20 | Thursday | kWh | 43.8552 | 43.8552 | 30.9346 | 169.0405 | 372.5683 | 247.4765 | 21.4236 | 8.3436 | 30.9346 | 137.9799 | 225.2759 | 319.1451 | 239.4993 | 34.361 | 34.361 | 25.1096 | 139.0122 | 304.1537 | 200.8772 | 17.0683 | 6.8417 | 25.1096 | 112.4468 | 184.7252
2011-01-21 | Friday | kWh | 0 | 0 | 0 | 0 | 0 | 0 | 0 | 0 | 0 | 0 | 0 | 0 | 0 | 0 | 0 | 0 | 0 | 0 | 0 | 0 | 0 | 0 | 0 | 0 | 2011-01-21 | Friday | kWh | 0 | 0 | 0 | 0 | 0 | 0 | 0 | 0 | 0 | 0 | 0 | 0 | 0 | 0 | 0 | 0 | 0 | 0 | 0 | 0 | 0 | 0 | 0 | 0 | 2011-01-21 | Friday | kWh | 258.6595 | 193.113 | 26.3467 | 26.3467 | 20.0661 | 112.7689 | 244.6732 | 160.5286 | 13.3473 | 5.5318 | 20.0661 | 90.2755 | 149.3584 | 206.3439 | 153.1396 | 19.6868 | 19.6868 | 15.7476 | 90.0555 | 193.5016 | 125.9807 | 10.2106 | 4.4008 | 15.7476
2011-01-22 | Saturday | kWh | 0 | 0 | 0 | 0 | 0 | 0 | 0 | 0 | 0 | 0 | 0 | 0 | 0 | 0 | 0 | 0 | 0 | 0 | 0 | 0 | 0 | 0 | 0 | 0 | 2011-01-22 | Saturday | kWh | 0 | 0 | 0 | 0 | 0 | 0 | 0 | 0 | 0 | 0 | 0 | 0 | 0 | 0 | 0 | 0 | 0 | 0 | 0 | 0 | 0 | 0 | 0 | 0 | 2011-01-22 | Saturday | kWh | 71.2288 | 118.821 | 161.6055 | 119.1021 | 14.2559 | 14.2559 | 12.0979 | 70.6172 | 150.0139 | 96.7833 | 7.6085 | 3.4355 | 12.0979 | 55.0692 | 92.7583 | 123.8517 | 90.5234 | 9.9288 | 9.9288 | 9.0608 | 54.1989 | 113.5848 | 72.4863 | 5.4908
2011-01-23 | Sunday | kWh | 0 | 0 | 0 | 0 | 0 | 0 | 0 | 0 | 0 | 0 | 0 | 0 | 0 | 0 | 0 | 0 | 0 | 0 | 0 | 0 | 0 | 0 | 0 | 0 | 2011-01-23 | Sunday | kWh | 0 | 0 | 0 | 0 | 0 | 0 | 0 | 0 | 0 | 0 | 0 | 0 | 0 | 0 | 0 | 0 | 0 | 0 | 0 | 0 | 0 | 0 | 0 | 0 | 2011-01-23 | Sunday | kWh | 2.6228 | 9.0608 | 41.5596 | 70.816 | 92.4896 | 66.9263 | 6.5799 | 6.5799 | 6.5799 | 40.5457 | 83.5894 | 52.6394 | 3.8078 | 1.9496 | 6.5799 | 30.4626 | 52.6394 | 66.9263 | 66.9263 | 6.5799 | 6.5799 | 6.5799 | 40.5457 | 83.5894
2011-01-24 | Monday | kWh | 0 | 0 | 0 | 0 | 0 | 0 | 0 | 0 | 0 | 0 | 0 | 0 | 0 | 0 | 0 | 0 | 0 | 0 | 0 | 0 | 0 | 0 | 0 | 0 | 2011-01-24 | Monday | kWh | 0 | 0 | 0 | 0 | 0 | 0 | 0 | 0 | 0 | 0 | 0 | 0 | 0 | 0 | 0 | 0 | 0 | 0 | 0 | 0 | 0 | 0 | 0 | 0 | 2011-01-24 | Monday | kWh | 52.6394 | 3.8078 | 1.9496 | 6.5799 | 30.4626 | 52.6394 | 66.9263 | 90.5234 | 9.9288 | 9.9288 | 9.0608 | 54.1989 | 113.5848 | 72.4863 | 5.4908 | 2.6228 | 9.0608 | 41.5596 | 70.816 | 92.4896 | 119.1021 | 14.2559 | 14.2559 | 12.0979
2011-01-25 | Tuesday | kWh | 0 | 0 | 0 | 0 | 0 | 0 | 0 | 0 | 0 | 0 | 0 | 0 | 0 | 0 | 0 | 0 | 0 | 0 | 0 | 0 | 0 | 0 | 0 | 0 | 2011-01-25 | Tuesday | kWh | 0 | 0 | 0 | 0 | 0 | 0 | 0 | 0 | 0 | 0 | 0 | 0 | 0 | 0 | 0 | 0 | 0 | 0 | 0 | 0 | 0 | 0 | 0 | 0 | 2011-01-25 | Tuesday | kWh | 70.6172 | 150.0139 | 96.7833 | 7.6085 | 3.4355 | 12.0979 | 55.0692 | 92.7583 | 123.8517 | 153.1396 | 19.6868 | 19.6868 | 15.7476 | 90.0555 | 193.5016 | 125.9807 | 10.2106 | 4.4008 | 15.7476 | 71.2288 | 118.821 | 161.6055 | 193.113 | 26.3467
2011-01-26 | Wednesday | kWh | 0 | 0 | 0 | 0 | 0 | 0 | 0 | 0 | 0 | 0 | 0 | 0 | 0 | 0 | 0 | 0 | 0 | 0 | 0 | 0 | 0 | 0 | 0 | 0 | 2011-01-26 | Wednesday | kWh | 0 | 0 | 0 | 0 | 0 | 0 | 0 | 0 | 0 | 0 | 0 | 0 | 0 | 0 | 0 | 0 | 0 | 0 | 0 | 0 | 0 | 0 | 0 | 0 | 2011-01-26 | Wednesday | kWh | 26.3467 | 20.0661 | 112.7689 | 244.6732 | 160.5286 | 13.3473 | 5.5318 | 20.0661 | 90.2755 | 149.3584 | 206.3439 | 239.4993 | 34.361 | 34.361 | 25.1096 | 139.0122 | 304.1537 | 200.8772 | 17.0683 | 6.8417 | 25.1096 | 112.4468 | 184.7252 | 258.6595
2011-01-27 | Thursday | kWh | 0 | 0 | 0 | 0 | 0 | 0 | 0 | 0 | 0 | 0 | 0 | 0 | 0 | 0 | 0 | 0 | 0 | 0 | 0 | 0 | 0 | 0 | 0 | 0 | 2011-01-27 | Thursday | kWh | 0 | 0 | 0 | 0 | 0 | 0 | 0 | 0 | 0 | 0 | 0 | 0 | 0 | 0 | 0 | 0 | 0 | 0 | 0 | 0 | 0 | 0 | 0 | 0 | 2011-01-27 | Thursday | kWh | 292.7757 | 43.8552 | 43.8552 | 30.9346 | 169.0405 | 372.5683 | 247.4765 | 21.4236 | 8.3436 | 30.9346 | 137.9799 | 225.2759 | 319.1451 | 353.4192 | 54.9545 | 54.9545 | 37.5971 | 203.1088 | 450.5419 | 300.7768 | 26.4631 | 10.0506 | 37.5971 | 167.1121
2011-01-28 | Friday | kWh | 0 | 0 | 0 | 0 | 0 | 0 | 0 | 0 | 0 | 0 | 0 | 0 | 0 | 0 | 0 | 0 | 0 | 0 | 0 | 0 | 0 | 0 | 0 | 0 | 2011-01-28 | Friday | kWh | 0 | 0 | 0 | 0 | 0 | 0 | 0 | 0 | 0 | 0 | 0 | 0 | 0 | 0 | 0 | 0 | 0 | 0 | 0 | 0 | 0 | 0 | 0 | 0 | 2011-01-28 | Friday | kWh | 271.3649 | 388.3937 | 421.9069 | 67.7844 | 67.7844 | 45.1535 | 241.472 | 538.6998 | 361.2283 | 32.2368 | 11.9758 | 45.1535 | 200.0808 | 323.3468 | 466.9979 | 498.716 | 82.4702 | 82.4702 | 53.6601 | 284.3851 | 637.6669 | 429.281 | 38.7945 | 14.1324
2011-01-29 | Saturday | kWh | 0 | 0 | 0 | 0 | 0 | 0 | 0 | 0 | 0 | 0 | 0 | 0 | 0 | 0 | 0 | 0 | 0 | 0 | 0 | 0 | 0 | 0 | 0 | 0 | 2011-01-29 | Saturday | kWh | 0 | 0 | 0 | 0 | 0 | 0 | 0 | 0 | 0 | 0 | 0 | 0 | 0 | 0 | 0 | 0 | 0 | 0 | 0 | 0 | 0 | 0 | 0 | 0 | 2011-01-29 | Saturday | kWh | 53.6601 | 237.1233 | 381.5761 | 555.5505 | 584.3236 | 99.1373 | 99.1373 | 63.1731 | 332.103 | 748.0685 | 505.3851 | 46.1862 | 16.5336 | 63.1731 | 278.4768 | 446.4074 | 654.6443 | 679.2066 | 117.911 | 117.911 | 73.7489 | 384.8808 | 870.5296 | 589.9909
2011-01-30 | Sunday | kWh | 0 | 0 | 0 | 0 | 0 | 0 | 0 | 0 | 0 | 0 | 0 | 0 | 0 | 0 | 0 | 0 | 0 | 0 | 0 | 0 | 0 | 0 | 0 | 0 | 2011-01-30 | Sunday | kWh | 0 | 0 | 0 | 0 | 0 | 0 | 0 | 0 | 0 | 0 | 0 | 0 | 0 | 0 | 0 | 0 | 0 | 0 | 0 | 0 | 0 | 0 | 0 | 0 | 2011-01-30 | Sunday | kWh | 54.4618 | 19.1924 | 73.7489 | 324.3787 | 518.1951 | 764.8721 | 783.8423 | 138.9168 | 138.9168 | 85.4435 | 442.9733 | 1005.6753 | 683.5484 | 63.6712 | 22.122 | 85.4435 | 375.0663 | 597.2937 | 886.8268 | 898.7077 | 162.28 | 162.28 | 98.3135 | 506.6357
2011-01-31 | Monday | kWh | 0 | 0 | 0 | 0 | 0 | 0 | 0 | 0 | 0 | 0 | 0 | 0 | 0 | 0 | 0 | 0 | 0 | 0 | 0 | 0 | 0 | 0 | 0 | 0 | 2011-01-31 | Monday | kWh | 0 | 0 | 0 | 0 | 0 | 0 | 0 | 0 | 0 | 0 | 0 | 0 | 0 | 0 | 0 | 0 | 0 | 0 | 0 | 0 | 0 | 0 | 0 | 0 | 2011-01-31 | Monday | kWh | 1154.1307 | 786.5077 | 73.8644 | 25.3355 | 98.3135 | 430.777 | 684.0579 | 1021.101 | 47.8338 | 162.28 | 162.28 | 98.3135 | 506.6357 | 1154.1307 | 786.5077 | 73.8644 | 25.3355 | 98.3135 | 430.777 | 684.0579 | 343.5454 | 32.7688 | 138.9168 | 138.9168
North Sanday | [26 empty] | Westray | [26 empty] | Eday
DOY | Day | Units | 0:00 | 1:00 | 2:00 | 3:00 | 4:00 | 5:00 | 6:00 | 7:00 | 8:00 | 9:00 | 10:00 | 11:00 | 12:00 | 13:00 | 14:00 | 15:00 | 16:00 | 17:00 | 18:00 | 19:00 | 20:00 | 21:00 | 22:00 | 23:00 | DOY | Day | Units | 0:00 | 1:00 | 2:00 | 3:00 | 4:00 | 5:00 | 6:00 | 7:00 | 8:00 | 9:00 | 10:00 | 11:00 | 12:00 | 13:00 | 14:00 | 15:00 | 16:00 | 17:00 | 18:00 | 19:00 | 20:00 | 21:00 | 22:00 | 23:00 | DOY | Day | Units | 0:00 | 1:00 | 2:00 | 3:00 | 4:00 | 5:00 | 6:00 | 7:00 | 8:00 | 9:00 | 10:00 | 11:00 | 12:00 | 13:00 | 14:00 | 15:00 | 16:00 | 17:00 | 18:00 | 19:00 | 20:00 | 21:00 | 22:00 | 23:00
2011-01-01 | Saturday | kWh | 733.0937 | 170.8439 | 1639.3671 | 2288.7072 | 1366.751 | 1126.1681 | 6567.8123 | 2669.4355 | 72.0748 | 444.1273 | 8138.1078 | 4612.7845 | 733.0937 | 659.0327 | 152.155 | 1470.5147 | 2077.7745 | 1235.8573 | 994.8568 | 5875.7629 | 2377.4219 | 64.1904 | 399.9373 | 7339.5288 | 2011-01-01 | Saturday | kWh | 0 | 0 | 0 | 0 | 0 | 0 | 0 | 0 | 0 | 0 | 0 | 0 | 0 | 0 | 0 | 0 | 0 | 0 | 0 | 0 | 0 | 0 | 0 | 0 | 2011-01-01 | Saturday | kWh | 0 | 0 | 0 | 0 | 0 | 0 | 0 | 0 | 0 | 0 | 0 | 0 | 0 | 0 | 0 | 0 | 0 | 0 | 0 | 0 | 0 | 0 | 0 | 0
2011-01-02 | Sunday | kWh | 4192.1043 | 659.0327 | 590.1356 | 134.8813 | 1313.6739 | 1880.2171 | 1113.5995 | 874.1713 | 5234.1194 | 2107.5207 | 56.9031 | 358.7802 | 6594.9792 | 3797.8117 | 590.1356 | 526.2158 | 118.9671 | 1168.4016 | 1695.5968 | 999.6828 | 763.6634 | 4640.976 | 1858.8612 | 50.1893 | 2011-01-02 | Sunday | kWh | 0 | 0 | 0 | 0 | 0 | 0 | 0 | 0 | 0 | 0 | 0 | 0 | 0 | 0 | 0 | 0 | 0 | 0 | 0 | 0 | 0 | 0 | 0 | 0 | 2011-01-02 | Sunday | kWh | 0 | 0 | 0 | 0 | 0 | 0 | 0 | 0 | 0 | 0 | 0 | 0 | 0 | 0 | 0 | 0 | 0 | 0 | 0 | 0 | 0 | 0 | 0 | 0
2011-01-03 | Monday | kWh | 320.5483 | 5902.5664 | 3429.0519 | 526.2158 | 467.0868 | 104.3567 | 1034.2546 | 1523.4756 | 893.8125 | 662.8846 | 4094.4267 | 1630.5728 | 44.0255 | 285.1337 | 5260.398 | 3084.9703 | 467.0868 | 412.5619 | 90.9942 | 910.7896 | 1363.4154 | 795.6939 | 571.3867 | 3592.5655 | 2011-01-03 | Monday | kWh | 0 | 0 | 0 | 0 | 0 | 0 | 0 | 0 | 0 | 0 | 0 | 0 | 0 | 0 | 0 | 0 | 0 | 0 | 0 | 0 | 0 | 0 | 0 | 0 | 2011-01-03 | Monday | kWh | 0 | 0 | 0 | 0 | 0 | 0 | 0 | 0 | 0 | 0 | 0 | 0 | 0 | 0 | 0 | 0 | 0 | 0 | 0 | 0 | 0 | 0 | 0 | 0
2011-01-04 | Tuesday | kWh | 1421.7849 | 38.3882 | 252.4286 | 4666.5814 | 2764.7123 | 412.5619 | 362.4544 | 78.8241 | 797.5635 | 1214.978 | 705.0322 | 488.7214 | 3133.4864 | 1231.627 | 33.2539 | 222.3251 | 4119.2242 | 2467.423 | 362.4544 | 316.5778 | 67.7906 | 694.1331 | 1077.7254 | 621.5329 | 2011-01-04 | Tuesday | kWh | 0 | 0 | 0 | 0 | 0 | 0 | 0 | 0 | 0 | 0 | 0 | 0 | 0 | 0 | 0 | 0 | 0 | 0 | 0 | 0 | 0 | 0 | 0 | 0 | 2011-01-04 | Tuesday | kWh | 0 | 0 | 0 | 0 | 0 | 0 | 0 | 0 | 0 | 0 | 0 | 0 | 0 | 0 | 0 | 0 | 0 | 0 | 0 | 0 | 0 | 0 | 0 | 0
2011-01-05 | Wednesday | kWh | 414.4403 | 2715.2835 | 1059.2283 | 28.5992 | 194.7155 | 3616.4339 | 2192.2478 | 316.5778 | 274.7455 | 57.838 | 600.0551 | 951.2194 | 544.9012 | 348.095 | 2336.0507 | 903.7183 | 24.4004 | 169.4919 | 3156.3179 | 1938.3321 | 274.7455 | 236.7708 | 48.9105 | 514.8865 | 2011-01-05 | Wednesday | kWh | 0 | 0 | 0 | 0 | 0 | 0 | 0 | 0 | 0 | 0 | 0 | 0 | 0 | 0 | 0 | 0 | 0 | 0 | 0 | 0 | 0 | 0 | 0 | 0 | 2011-01-05 | Wednesday | kWh | 0 | 0 | 0 | 0 | 0 | 0 | 0 | 0 | 0 | 0 | 0 | 0 | 0 | 0 | 0 | 0 | 0 | 0 | 0 | 0 | 0 | 0 | 0 | 0
2011-01-06 | Thursday | kWh | 835.022 | 474.8422 | 289.2374 | 1993.8822 | 764.2264 | 20.6341 | 146.5464 | 2736.9838 | 1704.8212 | 236.7708 | 202.4672 | 40.9524 | 438.1839 | 728.6949 | 411.0615 | 237.4191 | 1686.872 | 639.882 | 17.2768 | 125.7714 | 2356.539 | 1490.8603 | 202.4672 | 171.648 | 2011-01-06 | Thursday | kWh | 0 | 0 | 0 | 0 | 0 | 0 | 0 | 0 | 0 | 0 | 0 | 0 | 0 | 0 | 0 | 0 | 0 | 0 | 0 | 0 | 0 | 0 | 0 | 0 | 2011-01-06 | Thursday | kWh | 0 | 0 | 0 | 0 | 0 | 0 | 0 | 0 | 0 | 0 | 0 | 0 | 0 | 0 | 0 | 0 | 0 | 0 | 0 | 0 | 0 | 0 | 0 | 0
2011-01-07 | Friday | kWh | 33.9081 | 369.5043 | 631.8003 | 353.2642 | 192.1917 | 1413.114 | 529.8144 | 14.305 | 107.0588 | 2013.0912 | 1295.5948 | 171.648 | 144.1266 | 27.7218 | 308.4044 | 543.8998 | 301.1556 | 153.1069 | 1170.7024 | 433.1531 | 11.6951 | 90.3009 | 1704.7477 | 1118.1699 | 2011-01-07 | Friday | kWh | 0 | 0 | 0 | 0 | 0 | 0 | 0 | 0 | 0 | 0 | 0 | 0 | 0 | 0 | 0 | 0 | 0 | 0 | 0 | 0 | 0 | 0 | 0 | 0 | 2011-01-07 | Friday | kWh | 0 | 0 | 0 | 0 | 0 | 0 | 0 | 0 | 0 | 0 | 0 | 0 | 0 | 0 | 0 | 0 | 0 | 0 | 0 | 0 | 0 | 0 | 0 | 0
2011-01-08 | Saturday | kWh | 144.1266 | 119.7164 | 22.3378 | 254.441 | 464.5554 | 254.441 | 119.7164 | 957.7311 | 349.0274 | 9.4237 | 75.3899 | 1429.6161 | 957.7311 | 119.7164 | 119.7164 | 22.3378 | 254.441 | 464.5554 | 254.441 | 119.7164 | 957.7311 | 349.0274 | 9.4237 | 75.3899 | 2011-01-08 | Saturday | kWh | 0 | 0 | 0 | 0 | 0 | 0 | 0 | 0 | 0 | 0 | 0 | 0 | 0 | 0 | 0 | 0 | 0 | 0 | 0 | 0 | 0 | 0 | 0 | 0 | 2011-01-08 | Saturday | kWh | 0 | 0 | 0 | 0 | 0 | 0 | 0 | 0 | 0 | 0 | 0 | 0 | 0 | 0 | 0 | 0 | 0 | 0 | 0 | 0 | 0 | 0 | 0 | 0
2011-01-09 | Sunday | kWh | 1429.6161 | 957.7311 | 119.7164 | 144.1266 | 27.7218 | 308.4044 | 543.8998 | 301.1556 | 153.1069 | 1170.7024 | 433.1531 | 11.6951 | 90.3009 | 1704.7477 | 1118.1699 | 144.1266 | 171.648 | 33.9081 | 369.5043 | 631.8003 | 353.2642 | 192.1917 | 1413.114 | 529.8144 | 2011-01-09 | Sunday | kWh | 0 | 0 | 0 | 0 | 0 | 0 | 0 | 0 | 0 | 0 | 0 | 0 | 0 | 0 | 0 | 0 | 0 | 0 | 0 | 0 | 0 | 0 | 0 | 0 | 2011-01-09 | Sunday | kWh | 0 | 0 | 0 | 0 | 0 | 0 | 0 | 0 | 0 | 0 | 0 | 0 | 0 | 0 | 0 | 0 | 0 | 0 | 0 | 0 | 0 | 0 | 0 | 0
2011-01-10 | Monday | kWh | 14.305 | 107.0588 | 2013.0912 | 1295.5948 | 171.648 | 202.4672 | 40.9524 | 438.1839 | 728.6949 | 411.0615 | 237.4191 | 1686.872 | 639.882 | 17.2768 | 125.7714 | 2356.539 | 1490.8603 | 202.4672 | 236.7708 | 48.9105 | 514.8865 | 835.022 | 474.8422 | 289.2374 | 2011-01-10 | Monday | kWh | 0 | 0 | 0 | 0 | 0 | 0 | 0 | 0 | 0 | 0 | 0 | 0 | 0 | 0 | 0 | 0 | 0 | 0 | 0 | 0 | 0 | 0 | 0 | 0 | 2011-01-10 | Monday | kWh | 0 | 0 | 0 | 0 | 0 | 0 | 0 | 0 | 0 | 0 | 0 | 0 | 0 | 0 | 0 | 0 | 0 | 0 | 0 | 0 | 0 | 0 | 0 | 0
2011-01-11 | Tuesday | kWh | 1993.8822 | 764.2264 | 20.6341 | 146.5464 | 2736.9838 | 1704.8212 | 236.7708 | 274.7455 | 57.838 | 600.0551 | 951.2194 | 544.9012 | 348.095 | 2336.0507 | 903.7183 | 24.4004 | 169.4919 | 3156.3179 | 1938.3321 | 274.7455 | 316.5778 | 67.7906 | 694.1331 | 1077.7254 | 2011-01-11 | Tuesday | kWh | 0 | 0 | 0 | 0 | 0 | 0 | 0 | 0 | 0 | 0 | 0 | 0 | 0 | 0 | 0 | 0 | 0 | 0 | 0 | 0 | 0 | 0 | 0 | 0 | 2011-01-11 | Tuesday | kWh | 0 | 0 | 0 | 0 | 0 | 0 | 0 | 0 | 0 | 0 | 0 | 0 | 0 | 0 | 0 | 0 | 0 | 0 | 0 | 0 | 0 | 0 | 0 | 0
2011-01-12 | Wednesday | kWh | 621.5329 | 414.4403 | 2715.2835 | 1059.2283 | 28.5992 | 194.7155 | 3616.4339 | 2192.2478 | 316.5778 | 362.4544 | 78.8241 | 797.5635 | 1214.978 | 705.0322 | 488.7214 | 3133.4864 | 1231.627 | 33.2539 | 222.3251 | 4119.2242 | 2467.423 | 362.4544 | 412.5619 | 90.9942 | 2011-01-12 | Wednesday | kWh | 0 | 0 | 0 | 0 | 0 | 0 | 0 | 0 | 0 | 0 | 0 | 0 | 0 | 0 | 0 | 0 | 0 | 0 | 0 | 0 | 0 | 0 | 0 | 0 | 2011-01-12 | Wednesday | kWh | 0 | 0 | 0 | 0 | 0 | 0 | 0 | 0 | 0 | 0 | 0 | 0 | 0 | 0 | 0 | 0 | 0 | 0 | 0 | 0 | 0 | 0 | 0 | 0
2011-01-13 | Thursday | kWh | 910.7896 | 1363.4154 | 795.6939 | 571.3867 | 3592.5655 | 1421.7849 | 38.3882 | 252.4286 | 4666.5814 | 2764.7123 | 412.5619 | 467.0868 | 104.3567 | 1034.2546 | 1523.4756 | 893.8125 | 662.8846 | 4094.4267 | 1630.5728 | 44.0255 | 285.1337 | 5260.398 | 3084.9703 | 467.0868 | 2011-01-13 | Thursday | kWh | 0 | 0 | 0 | 0 | 0 | 0 | 0 | 0 | 0 | 0 | 0 | 0 | 0 | 0 | 0 | 0 | 0 | 0 | 0 | 0 | 0 | 0 | 0 | 0 | 2011-01-13 | Thursday | kWh | 0 | 0 | 0 | 0 | 0 | 0 | 0 | 0 | 0 | 0 | 0 | 0 | 0 | 0 | 0 | 0 | 0 | 0 | 0 | 0 | 0 | 0 | 0 | 0
2011-01-14 | Friday | kWh | 526.2158 | 118.9671 | 1168.4016 | 1695.5968 | 999.6828 | 763.6634 | 4640.976 | 1858.8612 | 50.1893 | 320.5483 | 5902.5664 | 3429.0519 | 526.2158 | 590.1356 | 134.8813 | 1313.6739 | 1880.2171 | 1113.5995 | 874.1713 | 5234.1194 | 2107.5207 | 56.9031 | 358.7802 | 6594.9792 | 2011-01-14 | Friday | kWh | 0 | 0 | 0 | 0 | 0 | 0 | 0 | 0 | 0 | 0 | 0 | 0 | 0 | 0 | 0 | 0 | 0 | 0 | 0 | 0 | 0 | 0 | 0 | 0 | 2011-01-14 | Friday | kWh | 0 | 0 | 0 | 0 | 0 | 0 | 0 | 0 | 0 | 0 | 0 | 0 | 0 | 0 | 0 | 0 | 0 | 0 | 0 | 0 | 0 | 0 | 0 | 0
2011-01-15 | Saturday | kWh | 3797.8117 | 590.1356 | 659.0327 | 152.155 | 1470.5147 | 2077.7745 | 1235.8573 | 994.8568 | 5875.7629 | 2377.4219 | 64.1904 | 399.9373 | 7339.5288 | 4192.1043 | 659.0327 | 733.0937 | 170.8439 | 1639.3671 | 2288.7072 | 1366.751 | 1126.1681 | 6567.8123 | 2669.4355 | 72.0748 | 2011-01-15 | Saturday | kWh | 0 | 0 | 0 | 0 | 0 | 0 | 0 | 0 | 0 | 0 | 0 | 0 | 0 | 0 | 0 | 0 | 0 | 0 | 0 | 0 | 0 | 0 | 0 | 0 | 2011-01-15 | Saturday | kWh | 0 | 0 | 0 | 0 | 0 | 0 | 0 | 0 | 0 | 0 | 0 | 0 | 0 | 0 | 0 | 0 | 0 | 0 | 0 | 0 | 0 | 0 | 0 | 0
2011-01-16 | Sunday | kWh | 444.1273 | 8138.1078 | 4612.7845 | 733.0937 | 733.0937 | 170.8439 | 1639.3671 | 2288.7072 | 1366.751 | 1126.1681 | 6567.8123 | 2669.4355 | 72.0748 | 444.1273 | 8138.1078 | 4612.7845 | 733.0937 | 659.0327 | 152.155 | 1470.5147 | 2077.7745 | 1235.8573 | 994.8568 | 5875.7629 | 2011-01-16 | Sunday | kWh | 0 | 0 | 0 | 0 | 0 | 0 | 0 | 0 | 0 | 0 | 0 | 0 | 0 | 0 | 0 | 0 | 0 | 0 | 0 | 0 | 0 | 0 | 0 | 0 | 2011-01-16 | Sunday | kWh | 0 | 0 | 0 | 0 | 0 | 0 | 0 | 0 | 0 | 0 | 0 | 0 | 0 | 0 | 0 | 0 | 0 | 0 | 0 | 0 | 0 | 0 | 0 | 0
2011-01-17 | Monday | kWh | 2377.4219 | 64.1904 | 399.9373 | 7339.5288 | 4192.1043 | 659.0327 | 590.1356 | 134.8813 | 1313.6739 | 1880.2171 | 1113.5995 | 874.1713 | 5234.1194 | 2107.5207 | 56.9031 | 358.7802 | 6594.9792 | 3797.8117 | 590.1356 | 526.2158 | 118.9671 | 1168.4016 | 1695.5968 | 999.6828 | 2011-01-17 | Monday | kWh | 0 | 0 | 0 | 0 | 0 | 0 | 0 | 0 | 0 | 0 | 0 | 0 | 0 | 0 | 0 | 0 | 0 | 0 | 0 | 0 | 0 | 0 | 0 | 0 | 2011-01-17 | Monday | kWh | 0 | 0 | 0 | 0 | 0 | 0 | 0 | 0 | 0 | 0 | 0 | 0 | 0 | 0 | 0 | 0 | 0 | 0 | 0 | 0 | 0 | 0 | 0 | 0
2011-01-18 | Tuesday | kWh | 763.6634 | 4640.976 | 1858.8612 | 50.1893 | 320.5483 | 5902.5664 | 3429.0519 | 526.2158 | 467.0868 | 104.3567 | 1034.2546 | 1523.4756 | 893.8125 | 662.8846 | 4094.4267 | 1630.5728 | 44.0255 | 285.1337 | 5260.398 | 3084.9703 | 467.0868 | 412.5619 | 90.9942 | 910.7896 | 2011-01-18 | Tuesday | kWh | 0 | 0 | 0 | 0 | 0 | 0 | 0 | 0 | 0 | 0 | 0 | 0 | 0 | 0 | 0 | 0 | 0 | 0 | 0 | 0 | 0 | 0 | 0 | 0 | 2011-01-18 | Tuesday | kWh | 0 | 0 | 0 | 0 | 0 | 0 | 0 | 0 | 0 | 0 | 0 | 0 | 0 | 0 | 0 | 0 | 0 | 0 | 0 | 0 | 0 | 0 | 0 | 0
2011-01-19 | Wednesday | kWh | 1363.4154 | 795.6939 | 571.3867 | 3592.5655 | 1421.7849 | 38.3882 | 252.4286 | 4666.5814 | 2764.7123 | 412.5619 | 362.4544 | 78.8241 | 797.5635 | 1214.978 | 705.0322 | 488.7214 | 3133.4864 | 1231.627 | 33.2539 | 222.3251 | 4119.2242 | 2467.423 | 362.4544 | 316.5778 | 2011-01-19 | Wednesday | kWh | 0 | 0 | 0 | 0 | 0 | 0 | 0 | 0 | 0 | 0 | 0 | 0 | 0 | 0 | 0 | 0 | 0 | 0 | 0 | 0 | 0 | 0 | 0 | 0 | 2011-01-19 | Wednesday | kWh | 0 | 0 | 0 | 0 | 0 | 0 | 0 | 0 | 0 | 0 | 0 | 0 | 0 | 0 | 0 | 0 | 0 | 0 | 0 | 0 | 0 | 0 | 0 | 0
2011-01-20 | Thursday | kWh | 67.7906 | 694.1331 | 1077.7254 | 621.5329 | 414.4403 | 2715.2835 | 1059.2283 | 28.5992 | 194.7155 | 3616.4339 | 2192.2478 | 316.5778 | 274.7455 | 57.838 | 600.0551 | 951.2194 | 544.9012 | 348.095 | 2336.0507 | 903.7183 | 24.4004 | 169.4919 | 3156.3179 | 1938.3321 | 2011-01-20 | Thursday | kWh | 0 | 0 | 0 | 0 | 0 | 0 | 0 | 0 | 0 | 0 | 0 | 0 | 0 | 0 | 0 | 0 | 0 | 0 | 0 | 0 | 0 | 0 | 0 | 0 | 2011-01-20 | Thursday | kWh | 0 | 0 | 0 | 0 | 0 | 0 | 0 | 0 | 0 | 0 | 0 | 0 | 0 | 0 | 0 | 0 | 0 | 0 | 0 | 0 | 0 | 0 | 0 | 0
2011-01-21 | Friday | kWh | 274.7455 | 236.7708 | 48.9105 | 514.8865 | 835.022 | 474.8422 | 289.2374 | 1993.8822 | 764.2264 | 20.6341 | 146.5464 | 2736.9838 | 1704.8212 | 236.7708 | 202.4672 | 40.9524 | 438.1839 | 728.6949 | 411.0615 | 237.4191 | 1686.872 | 639.882 | 17.2768 | 125.7714 | 2011-01-21 | Friday | kWh | 0 | 0 | 0 | 0 | 0 | 0 | 0 | 0 | 0 | 0 | 0 | 0 | 0 | 0 | 0 | 0 | 0 | 0 | 0 | 0 | 0 | 0 | 0 | 0 | 2011-01-21 | Friday | kWh | 0 | 0 | 0 | 0 | 0 | 0 | 0 | 0 | 0 | 0 | 0 | 0 | 0 | 0 | 0 | 0 | 0 | 0 | 0 | 0 | 0 | 0 | 0 | 0
2011-01-22 | Saturday | kWh | 2356.539 | 1490.8603 | 202.4672 | 171.648 | 33.9081 | 369.5043 | 631.8003 | 353.2642 | 192.1917 | 1413.114 | 529.8144 | 14.305 | 107.0588 | 2013.0912 | 1295.5948 | 171.648 | 144.1266 | 27.7218 | 308.4044 | 543.8998 | 301.1556 | 153.1069 | 1170.7024 | 433.1531 | 2011-01-22 | Saturday | kWh | 0 | 0 | 0 | 0 | 0 | 0 | 0 | 0 | 0 | 0 | 0 | 0 | 0 | 0 | 0 | 0 | 0 | 0 | 0 | 0 | 0 | 0 | 0 | 0 | 2011-01-22 | Saturday | kWh | 0 | 0 | 0 | 0 | 0 | 0 | 0 | 0 | 0 | 0 | 0 | 0 | 0 | 0 | 0 | 0 | 0 | 0 | 0 | 0 | 0 | 0 | 0 | 0
2011-01-23 | Sunday | kWh | 11.6951 | 90.3009 | 1704.7477 | 1118.1699 | 144.1266 | 119.7164 | 22.3378 | 254.441 | 464.5554 | 254.441 | 119.7164 | 957.7311 | 349.0274 | 9.4237 | 75.3899 | 1429.6161 | 957.7311 | 119.7164 | 119.7164 | 22.3378 | 254.441 | 464.5554 | 254.441 | 119.7164 | 2011-01-23 | Sunday | kWh | 0 | 0 | 0 | 0 | 0 | 0 | 0 | 0 | 0 | 0 | 0 | 0 | 0 | 0 | 0 | 0 | 0 | 0 | 0 | 0 | 0 | 0 | 0 | 0 | 2011-01-23 | Sunday | kWh | 0 | 0 | 0 | 0 | 0 | 0 | 0 | 0 | 0 | 0 | 0 | 0 | 0 | 0 | 0 | 0 | 0 | 0 | 0 | 0 | 0 | 0 | 0 | 0
2011-01-24 | Monday | kWh | 957.7311 | 349.0274 | 9.4237 | 75.3899 | 1429.6161 | 957.7311 | 119.7164 | 144.1266 | 27.7218 | 308.4044 | 543.8998 | 301.1556 | 153.1069 | 1170.7024 | 433.1531 | 11.6951 | 90.3009 | 1704.7477 | 1118.1699 | 144.1266 | 171.648 | 33.9081 | 369.5043 | 631.8003 | 2011-01-24 | Monday | kWh | 0 | 0 | 0 | 0 | 0 | 0 | 0 | 0 | 0 | 0 | 0 | 0 | 0 | 0 | 0 | 0 | 0 | 0 | 0 | 0 | 0 | 0 | 0 | 0 | 2011-01-24 | Monday | kWh | 0 | 0 | 0 | 0 | 0 | 0 | 0 | 0 | 0 | 0 | 0 | 0 | 0 | 0 | 0 | 0 | 0 | 0 | 0 | 0 | 0 | 0 | 0 | 0
2011-01-25 | Tuesday | kWh | 353.2642 | 192.1917 | 1413.114 | 529.8144 | 14.305 | 107.0588 | 2013.0912 | 1295.5948 | 171.648 | 202.4672 | 40.9524 | 438.1839 | 728.6949 | 411.0615 | 237.4191 | 1686.872 | 639.882 | 17.2768 | 125.7714 | 2356.539 | 1490.8603 | 202.4672 | 236.7708 | 48.9105 | 2011-01-25 | Tuesday | kWh | 0 | 0 | 0 | 0 | 0 | 0 | 0 | 0 | 0 | 0 | 0 | 0 | 0 | 0 | 0 | 0 | 0 | 0 | 0 | 0 | 0 | 0 | 0 | 0 | 2011-01-25 | Tuesday | kWh | 0 | 0 | 0 | 0 | 0 | 0 | 0 | 0 | 0 | 0 | 0 | 0 | 0 | 0 | 0 | 0 | 0 | 0 | 0 | 0 | 0 | 0 | 0 | 0
2011-01-26 | Wednesday | kWh | 514.8865 | 835.022 | 474.8422 | 289.2374 | 1993.8822 | 764.2264 | 20.6341 | 146.5464 | 2736.9838 | 1704.8212 | 236.7708 | 274.7455 | 57.838 | 600.0551 | 951.2194 | 544.9012 | 348.095 | 2336.0507 | 903.7183 | 24.4004 | 169.4919 | 3156.3179 | 1938.3321 | 274.7455 | 2011-01-26 | Wednesday | kWh | 0 | 0 | 0 | 0 | 0 | 0 | 0 | 0 | 0 | 0 | 0 | 0 | 0 | 0 | 0 | 0 | 0 | 0 | 0 | 0 | 0 | 0 | 0 | 0 | 2011-01-26 | Wednesday | kWh | 0 | 0 | 0 | 0 | 0 | 0 | 0 | 0 | 0 | 0 | 0 | 0 | 0 | 0 | 0 | 0 | 0 | 0 | 0 | 0 | 0 | 0 | 0 | 0
2011-01-27 | Thursday | kWh | 316.5778 | 67.7906 | 694.1331 | 1077.7254 | 621.5329 | 414.4403 | 2715.2835 | 1059.2283 | 28.5992 | 194.7155 | 3616.4339 | 2192.2478 | 316.5778 | 362.4544 | 78.8241 | 797.5635 | 1214.978 | 705.0322 | 488.7214 | 3133.4864 | 1231.627 | 33.2539 | 222.3251 | 4119.2242 | 2011-01-27 | Thursday | kWh | 0 | 0 | 0 | 0 | 0 | 0 | 0 | 0 | 0 | 0 | 0 | 0 | 0 | 0 | 0 | 0 | 0 | 0 | 0 | 0 | 0 | 0 | 0 | 0 | 2011-01-27 | Thursday | kWh | 0 | 0 | 0 | 0 | 0 | 0 | 0 | 0 | 0 | 0 | 0 | 0 | 0 | 0 | 0 | 0 | 0 | 0 | 0 | 0 | 0 | 0 | 0 | 0
2011-01-28 | Friday | kWh | 2467.423 | 362.4544 | 412.5619 | 90.9942 | 910.7896 | 1363.4154 | 795.6939 | 571.3867 | 3592.5655 | 1421.7849 | 38.3882 | 252.4286 | 4666.5814 | 2764.7123 | 412.5619 | 467.0868 | 104.3567 | 1034.2546 | 1523.4756 | 893.8125 | 662.8846 | 4094.4267 | 1630.5728 | 44.0255 | 2011-01-28 | Friday | kWh | 0 | 0 | 0 | 0 | 0 | 0 | 0 | 0 | 0 | 0 | 0 | 0 | 0 | 0 | 0 | 0 | 0 | 0 | 0 | 0 | 0 | 0 | 0 | 0 | 2011-01-28 | Friday | kWh | 0 | 0 | 0 | 0 | 0 | 0 | 0 | 0 | 0 | 0 | 0 | 0 | 0 | 0 | 0 | 0 | 0 | 0 | 0 | 0 | 0 | 0 | 0 | 0
2011-01-29 | Saturday | kWh | 285.1337 | 5260.398 | 3084.9703 | 467.0868 | 526.2158 | 118.9671 | 1168.4016 | 1695.5968 | 999.6828 | 763.6634 | 4640.976 | 1858.8612 | 50.1893 | 320.5483 | 5902.5664 | 3429.0519 | 526.2158 | 590.1356 | 134.8813 | 1313.6739 | 1880.2171 | 1113.5995 | 874.1713 | 5234.1194 | 2011-01-29 | Saturday | kWh | 0 | 0 | 0 | 0 | 0 | 0 | 0 | 0 | 0 | 0 | 0 | 0 | 0 | 0 | 0 | 0 | 0 | 0 | 0 | 0 | 0 | 0 | 0 | 0 | 2011-01-29 | Saturday | kWh | 0 | 0 | 0 | 0 | 0 | 0 | 0 | 0 | 0 | 0 | 0 | 0 | 0 | 0 | 0 | 0 | 0 | 0 | 0 | 0 | 0 | 0 | 0 | 0
2011-01-30 | Sunday | kWh | 2107.5207 | 56.9031 | 358.7802 | 6594.9792 | 3797.8117 | 590.1356 | 659.0327 | 152.155 | 1470.5147 | 2077.7745 | 1235.8573 | 994.8568 | 5875.7629 | 2377.4219 | 64.1904 | 399.9373 | 7339.5288 | 4192.1043 | 659.0327 | 733.0937 | 170.8439 | 1639.3671 | 2288.7072 | 1366.751 | 2011-01-30 | Sunday | kWh | 0 | 0 | 0 | 0 | 0 | 0 | 0 | 0 | 0 | 0 | 0 | 0 | 0 | 0 | 0 | 0 | 0 | 0 | 0 | 0 | 0 | 0 | 0 | 0 | 2011-01-30 | Sunday | kWh | 0 | 0 | 0 | 0 | 0 | 0 | 0 | 0 | 0 | 0 | 0 | 0 | 0 | 0 | 0 | 0 | 0 | 0 | 0 | 0 | 0 | 0 | 0 | 0
2011-01-31 | Monday | kWh | 1126.1681 | 6567.8123 | 2669.4355 | 72.0748 | 444.1273 | 8138.1078 | 4612.7845 | 733.0937 | 98.2308 | 98.2308 | 98.2308 | 98.2308 | 98.2308 | 98.2308 | 98.2308 | 98.2308 | 98.2308 | 98.2308 | 98.2308 | 98.2308 | 98.2308 | 79.4831 | 79.4831 | 79.4831 | 2011-01-31 | Monday | kWh | 0 | 0 | 0 | 0 | 0 | 0 | 0 | 0 | 0 | 0 | 0 | 0 | 0 | 0 | 0 | 0 | 0 | 0 | 0 | 0 | 0 | 0 | 0 | 0 | 2011-01-31 | Monday | kWh | 0 | 0 | 0 | 0 | 0 | 0 | 0 | 0 | 0 | 0 | 0 | 0 | 0 | 0 | 0 | 0 | 0 | 0 | 0 | 0 | 0 | 0 | 0 | 0
Pentland Firth 1 | [26 empty] | Pentland Firth 2 | [26 empty] | Kearvaig
DOY | Day | Units | 0:00 | 1:00 | 2:00 | 3:00 | 4:00 | 5:00 | 6:00 | 7:00 | 8:00 | 9:00 | 10:00 | 11:00 | 12:00 | 13:00 | 14:00 | 15:00 | 16:00 | 17:00 | 18:00 | 19:00 | 20:00 | 21:00 | 22:00 | 23:00 | DOY | Day | Units | 0:00 | 1:00 | 2:00 | 3:00 | 4:00 | 5:00 | 6:00 | 7:00 | 8:00 | 9:00 | 10:00 | 11:00 | 12:00 | 13:00 | 14:00 | 15:00 | 16:00 | 17:00 | 18:00 | 19:00 | 20:00 | 21:00 | 22:00 | 23:00 | DOY | Day | Units | 0:00 | 1:00 | 2:00 | 3:00 | 4:00 | 5:00 | 6:00 | 7:00 | 8:00 | 9:00 | 10:00 | 11:00 | 12:00 | 13:00 | 14:00 | 15:00 | 16:00 | 17:00 | 18:00 | 19:00 | 20:00 | 21:00 | 22:00 | 23:00
2011-01-01 | Saturday | kWh | 256.6071 | 1051.0629 | 5633.0401 | 16422.8574 | 16422.8574 | 5633.0401 | 1051.0629 | 1051.0629 | 3547.3372 | 8408.503 | 8408.503 | 5163.8719 | 2052.8572 | 227.8776 | 931.405 | 4999.3327 | 14584.1643 | 14584.1643 | 4999.3327 | 931.405 | 931.405 | 3110.1962 | 7471.0586 | 7471.0586 | 2011-01-01 | Saturday | kWh | 0 | 0 | 0 | 0 | 0 | 0 | 0 | 0 | 0 | 0 | 0 | 0 | 0 | 0 | 0 | 0 | 0 | 0 | 0 | 0 | 0 | 0 | 0 | 0 | 2011-01-01 | Saturday | kWh | 0 | 0 | 0 | 0 | 0 | 0 | 0 | 0 | 0 | 0 | 0 | 0 | 0 | 0 | 0 | 0 | 0 | 0 | 0 | 0 | 0 | 0 | 0 | 0
2011-01-02 | Sunday | kWh | 4541.7439 | 1823.0205 | 201.3766 | 821.1919 | 4415.0293 | 12888.1023 | 12888.1023 | 4415.0293 | 821.1919 | 821.1919 | 2710.5292 | 6606.0152 | 6606.0152 | 3971.705 | 1611.0128 | 177.0143 | 720.0352 | 3878.1249 | 11328.9129 | 11328.9129 | 3878.1249 | 720.0352 | 720.0352 | 2346.6571 | 2011-01-02 | Sunday | kWh | 0 | 0 | 0 | 0 | 0 | 0 | 0 | 0 | 0 | 0 | 0 | 0 | 0 | 0 | 0 | 0 | 0 | 0 | 0 | 0 | 0 | 0 | 0 | 0 | 2011-01-02 | Sunday | kWh | 0 | 0 | 0 | 0 | 0 | 0 | 0 | 0 | 0 | 0 | 0 | 0 | 0 | 0 | 0 | 0 | 0 | 0 | 0 | 0 | 0 | 0 | 0 | 0
2011-01-03 | Monday | kWh | 5810.4629 | 5810.4629 | 3451.4778 | 1416.1141 | 154.7006 | 627.5467 | 3386.6146 | 9900.8377 | 9900.8377 | 3386.6146 | 627.5467 | 627.5467 | 2016.9005 | 5081.492 | 5081.492 | 2978.7851 | 1237.6047 | 134.3456 | 543.3381 | 2938.4933 | 8598.1182 | 8598.1182 | 2938.4933 | 543.3381 | 2011-01-03 | Monday | kWh | 0 | 0 | 0 | 0 | 0 | 0 | 0 | 0 | 0 | 0 | 0 | 0 | 0 | 0 | 0 | 0 | 0 | 0 | 0 | 0 | 0 | 0 | 0 | 0 | 2011-01-03 | Monday | kWh | 0 | 0 | 0 | 0 | 0 | 0 | 0 | 0 | 0 | 0 | 0 | 0 | 0 | 0 | 0 | 0 | 0 | 0 | 0 | 0 | 0 | 0 | 0 | 0
2011-01-04 | Tuesday | kWh | 543.3381 | 1719.5801 | 4416.1929 | 4416.1929 | 2551.3493 | 1074.7648 | 115.8593 | 467.0211 | 2531.7561 | 7414.996 | 7414.996 | 2531.7561 | 467.0211 | 467.0211 | 1453.0167 | 3811.6559 | 3811.6559 | 2166.8932 | 926.8745 | 99.1518 | 398.2075 | 2164.398 | 6345.7126 | 6345.7126 | 2011-01-04 | Tuesday | kWh | 0 | 0 | 0 | 0 | 0 | 0 | 0 | 0 | 0 | 0 | 0 | 0 | 0 | 0 | 0 | 0 | 0 | 0 | 0 | 0 | 0 | 0 | 0 | 0 | 2011-01-04 | Tuesday | kWh | 0 | 0 | 0 | 0 | 0 | 0 | 0 | 0 | 0 | 0 | 0 | 0 | 0 | 0 | 0 | 0 | 0 | 0 | 0 | 0 | 0 | 0 | 0 | 0
2011-01-05 | Wednesday | kWh | 2164.398 | 398.2075 | 398.2075 | 1215.5309 | 3264.9712 | 3264.9712 | 1823.1393 | 793.2141 | 84.133 | 336.509 | 1834.4139 | 5384.5096 | 5384.5096 | 1834.4139 | 336.509 | 336.509 | 1005.4434 | 2773.2291 | 2773.2291 | 1517.8103 | 673.0637 | 70.7129 | 281.5372 | 1539.799 | 2011-01-05 | Wednesday | kWh | 0 | 0 | 0 | 0 | 0 | 0 | 0 | 0 | 0 | 0 | 0 | 0 | 0 | 0 | 0 | 0 | 0 | 0 | 0 | 0 | 0 | 0 | 0 | 0 | 2011-01-05 | Wednesday | kWh | 0 | 0 | 0 | 0 | 0 | 0 | 0 | 0 | 0 | 0 | 0 | 0 | 0 | 0 | 0 | 0 | 0 | 0 | 0 | 0 | 0 | 0 | 0 | 0
2011-01-06 | Thursday | kWh | 4525.6287 | 4525.6287 | 1539.799 | 281.5372 | 281.5372 | 821.0749 | 2333.52 | 2333.52 | 1248.6289 | 565.7036 | 58.8017 | 232.904 | 1278.5482 | 3763.3112 | 3763.3112 | 1278.5482 | 232.904 | 232.904 | 660.7462 | 1942.934 | 1942.934 | 1013.3176 | 470.4139 | 48.3094 | 2011-01-06 | Thursday | kWh | 0 | 0 | 0 | 0 | 0 | 0 | 0 | 0 | 0 | 0 | 0 | 0 | 0 | 0 | 0 | 0 | 0 | 0 | 0 | 0 | 0 | 0 | 0 | 0 | 2011-01-06 | Thursday | kWh | 0 | 0 | 0 | 0 | 0 | 0 | 0 | 0 | 0 | 0 | 0 | 0 | 0 | 0 | 0 | 0 | 0 | 0 | 0 | 0 | 0 | 0 | 0 | 0
2011-01-07 | Friday | kWh | 190.221 | 1048.6565 | 3091.7989 | 3091.7989 | 1048.6565 | 190.221 | 190.221 | 522.7779 | 1598.5617 | 1598.5617 | 809.5991 | 386.4749 | 39.1458 | 153.1 | 848.1189 | 2505.3332 | 2505.3332 | 848.1189 | 153.1 | 153.1 | 405.4908 | 1297.4931 | 1297.4931 | 635.196 | 2011-01-07 | Friday | kWh | 0 | 0 | 0 | 0 | 0 | 0 | 0 | 0 | 0 | 0 | 0 | 0 | 0 | 0 | 0 | 0 | 0 | 0 | 0 | 0 | 0 | 0 | 0 | 0 | 2011-01-07 | Friday | kWh | 0 | 0 | 0 | 0 | 0 | 0 | 0 | 0 | 0 | 0 | 0 | 0 | 0 | 0 | 0 | 0 | 0 | 0 | 0 | 0 | 0 | 0 | 0 | 0
2011-01-08 | Saturday | kWh | 313.1666 | 31.2212 | 121.1528 | 674.9305 | 1998.1557 | 1998.1557 | 674.9305 | 121.1528 | 121.1528 | 307.2055 | 1036.8186 | 1036.8186 | 487.831 | 249.7695 | 31.2212 | 121.1528 | 674.9305 | 1998.1557 | 1998.1557 | 674.9305 | 121.1528 | 121.1528 | 307.2055 | 1036.8186 | 2011-01-08 | Saturday | kWh | 0 | 0 | 0 | 0 | 0 | 0 | 0 | 0 | 0 | 0 | 0 | 0 | 0 | 0 | 0 | 0 | 0 | 0 | 0 | 0 | 0 | 0 | 0 | 0 | 2011-01-08 | Saturday | kWh | 0 | 0 | 0 | 0 | 0 | 0 | 0 | 0 | 0 | 0 | 0 | 0 | 0 | 0 | 0 | 0 | 0 | 0 | 0 | 0 | 0 | 0 | 0 | 0
2011-01-09 | Sunday | kWh | 1036.8186 | 487.831 | 249.7695 | 39.1458 | 153.1 | 848.1189 | 2505.3332 | 2505.3332 | 848.1189 | 153.1 | 153.1 | 405.4908 | 1297.4931 | 1297.4931 | 635.196 | 313.1666 | 48.3094 | 190.221 | 1048.6565 | 3091.7989 | 3091.7989 | 1048.6565 | 190.221 | 190.221 | 2011-01-09 | Sunday | kWh | 0 | 0 | 0 | 0 | 0 | 0 | 0 | 0 | 0 | 0 | 0 | 0 | 0 | 0 | 0 | 0 | 0 | 0 | 0 | 0 | 0 | 0 | 0 | 0 | 2011-01-09 | Sunday | kWh | 0 | 0 | 0 | 0 | 0 | 0 | 0 | 0 | 0 | 0 | 0 | 0 | 0 | 0 | 0 | 0 | 0 | 0 | 0 | 0 | 0 | 0 | 0 | 0
2011-01-10 | Monday | kWh | 522.7779 | 1598.5617 | 1598.5617 | 809.5991 | 386.4749 | 58.8017 | 232.904 | 1278.5482 | 3763.3112 | 3763.3112 | 1278.5482 | 232.904 | 232.904 | 660.7462 | 1942.934 | 1942.934 | 1013.3176 | 470.4139 | 70.7129 | 281.5372 | 1539.799 | 4525.6287 | 4525.6287 | 1539.799 | 2011-01-10 | Monday | kWh | 0 | 0 | 0 | 0 | 0 | 0 | 0 | 0 | 0 | 0 | 0 | 0 | 0 | 0 | 0 | 0 | 0 | 0 | 0 | 0 | 0 | 0 | 0 | 0 | 2011-01-10 | Monday | kWh | 0 | 0 | 0 | 0 | 0 | 0 | 0 | 0 | 0 | 0 | 0 | 0 | 0 | 0 | 0 | 0 | 0 | 0 | 0 | 0 | 0 | 0 | 0 | 0
2011-01-11 | Tuesday | kWh | 281.5372 | 281.5372 | 821.0749 | 2333.52 | 2333.52 | 1248.6289 | 565.7036 | 84.133 | 336.509 | 1834.4139 | 5384.5096 | 5384.5096 | 1834.4139 | 336.509 | 336.509 | 1005.4434 | 2773.2291 | 2773.2291 | 1517.8103 | 673.0637 | 99.1518 | 398.2075 | 2164.398 | 6345.7126 | 2011-01-11 | Tuesday | kWh | 0 | 0 | 0 | 0 | 0 | 0 | 0 | 0 | 0 | 0 | 0 | 0 | 0 | 0 | 0 | 0 | 0 | 0 | 0 | 0 | 0 | 0 | 0 | 0 | 2011-01-11 | Tuesday | kWh | 0 | 0 | 0 | 0 | 0 | 0 | 0 | 0 | 0 | 0 | 0 | 0 | 0 | 0 | 0 | 0 | 0 | 0 | 0 | 0 | 0 | 0 | 0 | 0
2011-01-12 | Wednesday | kWh | 6345.7126 | 2164.398 | 398.2075 | 398.2075 | 1215.5309 | 3264.9712 | 3264.9712 | 1823.1393 | 793.2141 | 115.8593 | 467.0211 | 2531.7561 | 7414.996 | 7414.996 | 2531.7561 | 467.0211 | 467.0211 | 1453.0167 | 3811.6559 | 3811.6559 | 2166.8932 | 926.8745 | 134.3456 | 543.3381 | 2011-01-12 | Wednesday | kWh | 0 | 0 | 0 | 0 | 0 | 0 | 0 | 0 | 0 | 0 | 0 | 0 | 0 | 0 | 0 | 0 | 0 | 0 | 0 | 0 | 0 | 0 | 0 | 0 | 2011-01-12 | Wednesday | kWh | 0 | 0 | 0 | 0 | 0 | 0 | 0 | 0 | 0 | 0 | 0 | 0 | 0 | 0 | 0 | 0 | 0 | 0 | 0 | 0 | 0 | 0 | 0 | 0
2011-01-13 | Thursday | kWh | 2938.4933 | 8598.1182 | 8598.1182 | 2938.4933 | 543.3381 | 543.3381 | 1719.5801 | 4416.1929 | 4416.1929 | 2551.3493 | 1074.7648 | 154.7006 | 627.5467 | 3386.6146 | 9900.8377 | 9900.8377 | 3386.6146 | 627.5467 | 627.5467 | 2016.9005 | 5081.492 | 5081.492 | 2978.7851 | 1237.6047 | 2011-01-13 | Thursday | kWh | 0 | 0 | 0 | 0 | 0 | 0 | 0 | 0 | 0 | 0 | 0 | 0 | 0 | 0 | 0 | 0 | 0 | 0 | 0 | 0 | 0 | 0 | 0 | 0 | 2011-01-13 | Thursday | kWh | 0 | 0 | 0 | 0 | 0 | 0 | 0 | 0 | 0 | 0 | 0 | 0 | 0 | 0 | 0 | 0 | 0 | 0 | 0 | 0 | 0 | 0 | 0 | 0
2011-01-14 | Friday | kWh | 177.0143 | 720.0352 | 3878.1249 | 11328.9129 | 11328.9129 | 3878.1249 | 720.0352 | 720.0352 | 2346.6571 | 5810.4629 | 5810.4629 | 3451.4778 | 1416.1141 | 201.3766 | 821.1919 | 4415.0293 | 12888.1023 | 12888.1023 | 4415.0293 | 821.1919 | 821.1919 | 2710.5292 | 6606.0152 | 6606.0152 | 2011-01-14 | Friday | kWh | 0 | 0 | 0 | 0 | 0 | 0 | 0 | 0 | 0 | 0 | 0 | 0 | 0 | 0 | 0 | 0 | 0 | 0 | 0 | 0 | 0 | 0 | 0 | 0 | 2011-01-14 | Friday | kWh | 0 | 0 | 0 | 0 | 0 | 0 | 0 | 0 | 0 | 0 | 0 | 0 | 0 | 0 | 0 | 0 | 0 | 0 | 0 | 0 | 0 | 0 | 0 | 0
2011-01-15 | Saturday | kWh | 3971.705 | 1611.0128 | 227.8776 | 931.405 | 4999.3327 | 14584.1643 | 14584.1643 | 4999.3327 | 931.405 | 931.405 | 3110.1962 | 7471.0586 | 7471.0586 | 4541.7439 | 1823.0205 | 256.6071 | 1051.0629 | 5633.0401 | 16422.8574 | 16422.8574 | 5633.0401 | 1051.0629 | 1051.0629 | 3547.3372 | 2011-01-15 | Saturday | kWh | 0 | 0 | 0 | 0 | 0 | 0 | 0 | 0 | 0 | 0 | 0 | 0 | 0 | 0 | 0 | 0 | 0 | 0 | 0 | 0 | 0 | 0 | 0 | 0 | 2011-01-15 | Saturday | kWh | 0 | 0 | 0 | 0 | 0 | 0 | 0 | 0 | 0 | 0 | 0 | 0 | 0 | 0 | 0 | 0 | 0 | 0 | 0 | 0 | 0 | 0 | 0 | 0
2011-01-16 | Sunday | kWh | 8408.503 | 8408.503 | 5163.8719 | 2052.8572 | 256.6071 | 1051.0629 | 5633.0401 | 16422.8574 | 16422.8574 | 5633.0401 | 1051.0629 | 1051.0629 | 3547.3372 | 8408.503 | 8408.503 | 5163.8719 | 2052.8572 | 227.8776 | 931.405 | 4999.3327 | 14584.1643 | 14584.1643 | 4999.3327 | 931.405 | 2011-01-16 | Sunday | kWh | 0 | 0 | 0 | 0 | 0 | 0 | 0 | 0 | 0 | 0 | 0 | 0 | 0 | 0 | 0 | 0 | 0 | 0 | 0 | 0 | 0 | 0 | 0 | 0 | 2011-01-16 | Sunday | kWh | 0 | 0 | 0 | 0 | 0 | 0 | 0 | 0 | 0 | 0 | 0 | 0 | 0 | 0 | 0 | 0 | 0 | 0 | 0 | 0 | 0 | 0 | 0 | 0
2011-01-17 | Monday | kWh | 931.405 | 3110.1962 | 7471.0586 | 7471.0586 | 4541.7439 | 1823.0205 | 201.3766 | 821.1919 | 4415.0293 | 12888.1023 | 12888.1023 | 4415.0293 | 821.1919 | 821.1919 | 2710.5292 | 6606.0152 | 6606.0152 | 3971.705 | 1611.0128 | 177.0143 | 720.0352 | 3878.1249 | 11328.9129 | 11328.9129 | 2011-01-17 | Monday | kWh | 0 | 0 | 0 | 0 | 0 | 0 | 0 | 0 | 0 | 0 | 0 | 0 | 0 | 0 | 0 | 0 | 0 | 0 | 0 | 0 | 0 | 0 | 0 | 0 | 2011-01-17 | Monday | kWh | 0 | 0 | 0 | 0 | 0 | 0 | 0 | 0 | 0 | 0 | 0 | 0 | 0 | 0 | 0 | 0 | 0 | 0 | 0 | 0 | 0 | 0 | 0 | 0
2011-01-18 | Tuesday | kWh | 3878.1249 | 720.0352 | 720.0352 | 2346.6571 | 5810.4629 | 5810.4629 | 3451.4778 | 1416.1141 | 154.7006 | 627.5467 | 3386.6146 | 9900.8377 | 9900.8377 | 3386.6146 | 627.5467 | 627.5467 | 2016.9005 | 5081.492 | 5081.492 | 2978.7851 | 1237.6047 | 134.3456 | 543.3381 | 16.1237 | 2011-01-18 | Tuesday | kWh | 0 | 0 | 0 | 0 | 0 | 0 | 0 | 0 | 0 | 0 | 0 | 0 | 0 | 0 | 0 | 0 | 0 | 0 | 0 | 0 | 0 | 0 | 0 | 0 | 2011-01-18 | Tuesday | kWh | 0 | 0 | 0 | 0 | 0 | 0 | 0 | 0 | 0 | 0 | 0 | 0 | 0 | 0 | 0 | 0 | 0 | 0 | 0 | 0 | 0 | 0 | 0 | 0
2011-01-19 | Wednesday | kWh | 8598.1182 | 8598.1182 | 2938.4933 | 543.3381 | 543.3381 | 1719.5801 | 4416.1929 | 4416.1929 | 2551.3493 | 1074.7648 | 115.8593 | 467.0211 | 2531.7561 | 7414.996 | 7414.996 | 2531.7561 | 467.0211 | 467.0211 | 1453.0167 | 3811.6559 | 3811.6559 | 2166.8932 | 926.8745 | 99.1518 | 2011-01-19 | Wednesday | kWh | 0 | 0 | 0 | 0 | 0 | 0 | 0 | 0 | 0 | 0 | 0 | 0 | 0 | 0 | 0 | 0 | 0 | 0 | 0 | 0 | 0 | 0 | 0 | 0 | 2011-01-19 | Wednesday | kWh | 0 | 0 | 0 | 0 | 0 | 0 | 0 | 0 | 0 | 0 | 0 | 0 | 0 | 0 | 0 | 0 | 0 | 0 | 0 | 0 | 0 | 0 | 0 | 0
2011-01-20 | Thursday | kWh | 398.2075 | 2164.398 | 6345.7126 | 6345.7126 | 2164.398 | 398.2075 | 398.2075 | 1215.5309 | 3264.9712 | 3264.9712 | 1823.1393 | 793.2141 | 84.133 | 336.509 | 1834.4139 | 5384.5096 | 5384.5096 | 1834.4139 | 336.509 | 336.509 | 1005.4434 | 2773.2291 | 2773.2291 | 1517.8103 | 2011-01-20 | Thursday | kWh | 0 | 0 | 0 | 0 | 0 | 0 | 0 | 0 | 0 | 0 | 0 | 0 | 0 | 0 | 0 | 0 | 0 | 0 | 0 | 0 | 0 | 0 | 0 | 0 | 2011-01-20 | Thursday | kWh | 0 | 0 | 0 | 0 | 0 | 0 | 0 | 0 | 0 | 0 | 0 | 0 | 0 | 0 | 0 | 0 | 0 | 0 | 0 | 0 | 0 | 0 | 0 | 0
2011-01-21 | Friday | kWh | 673.0637 | 70.7129 | 281.5372 | 1539.799 | 4525.6287 | 4525.6287 | 1539.799 | 281.5372 | 281.5372 | 821.0749 | 2333.52 | 2333.52 | 1248.6289 | 565.7036 | 58.8017 | 232.904 | 1278.5482 | 3763.3112 | 3763.3112 | 1278.5482 | 232.904 | 232.904 | 660.7462 | 1942.934 | 2011-01-21 | Friday | kWh | 0 | 0 | 0 | 0 | 0 | 0 | 0 | 0 | 0 | 0 | 0 | 0 | 0 | 0 | 0 | 0 | 0 | 0 | 0 | 0 | 0 | 0 | 0 | 0 | 2011-01-21 | Friday | kWh | 0 | 0 | 0 | 0 | 0 | 0 | 0 | 0 | 0 | 0 | 0 | 0 | 0 | 0 | 0 | 0 | 0 | 0 | 0 | 0 | 0 | 0 | 0 | 0
2011-01-22 | Saturday | kWh | 1942.934 | 1013.3176 | 470.4139 | 48.3094 | 190.221 | 1048.6565 | 3091.7989 | 3091.7989 | 1048.6565 | 190.221 | 190.221 | 522.7779 | 1598.5617 | 1598.5617 | 809.5991 | 386.4749 | 39.1458 | 153.1 | 848.1189 | 2505.3332 | 2505.3332 | 848.1189 | 153.1 | 153.1 | 2011-01-22 | Saturday | kWh | 0 | 0 | 0 | 0 | 0 | 0 | 0 | 0 | 0 | 0 | 0 | 0 | 0 | 0 | 0 | 0 | 0 | 0 | 0 | 0 | 0 | 0 | 0 | 0 | 2011-01-22 | Saturday | kWh | 0 | 0 | 0 | 0 | 0 | 0 | 0 | 0 | 0 | 0 | 0 | 0 | 0 | 0 | 0 | 0 | 0 | 0 | 0 | 0 | 0 | 0 | 0 | 0
2011-01-23 | Sunday | kWh | 405.4908 | 1297.4931 | 1297.4931 | 635.196 | 313.1666 | 31.2212 | 121.1528 | 674.9305 | 1998.1557 | 1998.1557 | 674.9305 | 121.1528 | 121.1528 | 307.2055 | 1036.8186 | 1036.8186 | 487.831 | 249.7695 | 31.2212 | 121.1528 | 674.9305 | 1998.1557 | 1998.1557 | 674.9305 | 2011-01-23 | Sunday | kWh | 0 | 0 | 0 | 0 | 0 | 0 | 0 | 0 | 0 | 0 | 0 | 0 | 0 | 0 | 0 | 0 | 0 | 0 | 0 | 0 | 0 | 0 | 0 | 0 | 2011-01-23 | Sunday | kWh | 0 | 0 | 0 | 0 | 0 | 0 | 0 | 0 | 0 | 0 | 0 | 0 | 0 | 0 | 0 | 0 | 0 | 0 | 0 | 0 | 0 | 0 | 0 | 0
2011-01-24 | Monday | kWh | 121.1528 | 121.1528 | 307.2055 | 1036.8186 | 1036.8186 | 487.831 | 249.7695 | 39.1458 | 153.1 | 848.1189 | 2505.3332 | 2505.3332 | 848.1189 | 153.1 | 153.1 | 405.4908 | 1297.4931 | 1297.4931 | 635.196 | 313.1666 | 48.3094 | 190.221 | 1048.6565 | 3091.7989 | 2011-01-24 | Monday | kWh | 0 | 0 | 0 | 0 | 0 | 0 | 0 | 0 | 0 | 0 | 0 | 0 | 0 | 0 | 0 | 0 | 0 | 0 | 0 | 0 | 0 | 0 | 0 | 0 | 2011-01-24 | Monday | kWh | 0 | 0 | 0 | 0 | 0 | 0 | 0 | 0 | 0 | 0 | 0 | 0 | 0 | 0 | 0 | 0 | 0 | 0 | 0 | 0 | 0 | 0 | 0 | 0
2011-01-25 | Tuesday | kWh | 3091.7989 | 1048.6565 | 190.221 | 190.221 | 522.7779 | 1598.5617 | 1598.5617 | 809.5991 | 386.4749 | 58.8017 | 232.904 | 1278.5482 | 3763.3112 | 3763.3112 | 1278.5482 | 232.904 | 232.904 | 660.7462 | 1942.934 | 1942.934 | 1013.3176 | 470.4139 | 70.7129 | 281.5372 | 2011-01-25 | Tuesday | kWh | 0 | 0 | 0 | 0 | 0 | 0 | 0 | 0 | 0 | 0 | 0 | 0 | 0 | 0 | 0 | 0 | 0 | 0 | 0 | 0 | 0 | 0 | 0 | 0 | 2011-01-25 | Tuesday | kWh | 0 | 0 | 0 | 0 | 0 | 0 | 0 | 0 | 0 | 0 | 0 | 0 | 0 | 0 | 0 | 0 | 0 | 0 | 0 | 0 | 0 | 0 | 0 | 0
2011-01-26 | Wednesday | kWh | 1539.799 | 4525.6287 | 4525.6287 | 1539.799 | 281.5372 | 281.5372 | 821.0749 | 2333.52 | 2333.52 | 1248.6289 | 565.7036 | 84.133 | 336.509 | 1834.4139 | 5384.5096 | 5384.5096 | 1834.4139 | 336.509 | 336.509 | 1005.4434 | 2773.2291 | 2773.2291 | 1517.8103 | 673.0637 | 2011-01-26 | Wednesday | kWh | 0 | 0 | 0 | 0 | 0 | 0 | 0 | 0 | 0 | 0 | 0 | 0 | 0 | 0 | 0 | 0 | 0 | 0 | 0 | 0 | 0 | 0 | 0 | 0 | 2011-01-26 | Wednesday | kWh | 0 | 0 | 0 | 0 | 0 | 0 | 0 | 0 | 0 | 0 | 0 | 0 | 0 | 0 | 0 | 0 | 0 | 0 | 0 | 0 | 0 | 0 | 0 | 0
2011-01-27 | Thursday | kWh | 99.1518 | 398.2075 | 2164.398 | 6345.7126 | 6345.7126 | 2164.398 | 398.2075 | 398.2075 | 1215.5309 | 3264.9712 | 3264.9712 | 1823.1393 | 793.2141 | 115.8593 | 467.0211 | 2531.7561 | 7414.996 | 7414.996 | 2531.7561 | 467.0211 | 467.0211 | 1453.0167 | 3811.6559 | 3811.6559 | 2011-01-27 | Thursday | kWh | 0 | 0 | 0 | 0 | 0 | 0 | 0 | 0 | 0 | 0 | 0 | 0 | 0 | 0 | 0 | 0 | 0 | 0 | 0 | 0 | 0 | 0 | 0 | 0 | 2011-01-27 | Thursday | kWh | 0 | 0 | 0 | 0 | 0 | 0 | 0 | 0 | 0 | 0 | 0 | 0 | 0 | 0 | 0 | 0 | 0 | 0 | 0 | 0 | 0 | 0 | 0 | 0
2011-01-28 | Friday | kWh | 2166.8932 | 926.8745 | 134.3456 | 543.3381 | 2938.4933 | 8598.1182 | 8598.1182 | 2938.4933 | 543.3381 | 543.3381 | 1719.5801 | 4416.1929 | 4416.1929 | 2551.3493 | 1074.7648 | 154.7006 | 627.5467 | 3386.6146 | 9900.8377 | 9900.8377 | 3386.6146 | 627.5467 | 627.5467 | 2016.9005 | 2011-01-28 | Friday | kWh | 0 | 0 | 0 | 0 | 0 | 0 | 0 | 0 | 0 | 0 | 0 | 0 | 0 | 0 | 0 | 0 | 0 | 0 | 0 | 0 | 0 | 0 | 0 | 0 | 2011-01-28 | Friday | kWh | 0 | 0 | 0 | 0 | 0 | 0 | 0 | 0 | 0 | 0 | 0 | 0 | 0 | 0 | 0 | 0 | 0 | 0 | 0 | 0 | 0 | 0 | 0 | 0
2011-01-29 | Saturday | kWh | 5081.492 | 5081.492 | 2978.7851 | 1237.6047 | 177.0143 | 720.0352 | 3878.1249 | 11328.9129 | 11328.9129 | 3878.1249 | 720.0352 | 720.0352 | 2346.6571 | 5810.4629 | 5810.4629 | 3451.4778 | 1416.1141 | 201.3766 | 821.1919 | 4415.0293 | 12888.1023 | 12888.1023 | 4415.0293 | 821.1919 | 2011-01-29 | Saturday | kWh | 0 | 0 | 0 | 0 | 0 | 0 | 0 | 0 | 0 | 0 | 0 | 0 | 0 | 0 | 0 | 0 | 0 | 0 | 0 | 0 | 0 | 0 | 0 | 0 | 2011-01-29 | Saturday | kWh | 0 | 0 | 0 | 0 | 0 | 0 | 0 | 0 | 0 | 0 | 0 | 0 | 0 | 0 | 0 | 0 | 0 | 0 | 0 | 0 | 0 | 0 | 0 | 0
2011-01-30 | Sunday | kWh | 821.1919 | 2710.5292 | 6606.0152 | 6606.0152 | 3971.705 | 1611.0128 | 227.8776 | 931.405 | 4999.3327 | 14584.1643 | 14584.1643 | 4999.3327 | 931.405 | 931.405 | 3110.1962 | 7471.0586 | 7471.0586 | 4541.7439 | 1823.0205 | 256.6071 | 1051.0629 | 5633.0401 | 16422.8574 | 16422.8574 | 2011-01-30 | Sunday | kWh | 0 | 0 | 0 | 0 | 0 | 0 | 0 | 0 | 0 | 0 | 0 | 0 | 0 | 0 | 0 | 0 | 0 | 0 | 0 | 0 | 0 | 0 | 0 | 0 | 2011-01-30 | Sunday | kWh | 0 | 0 | 0 | 0 | 0 | 0 | 0 | 0 | 0 | 0 | 0 | 0 | 0 | 0 | 0 | 0 | 0 | 0 | 0 | 0 | 0 | 0 | 0 | 0
2011-01-31 | Monday | kWh | 5633.0401 | 1051.0629 | 1051.0629 | 3547.3372 | 8408.503 | 8408.503 | 5163.8719 | 2052.8572 | 24.4454 | 24.4454 | 24.4454 | 24.4454 | 24.4454 | 24.4454 | 24.4454 | 24.4454 | 24.4454 | 24.4454 | 24.4454 | 24.4454 | 24.4454 | 18.7286 | 18.7286 | 18.7286 | 2011-01-31 | Monday | kWh | 0 | 0 | 0 | 0 | 0 | 0 | 0 | 0 | 0 | 0 | 0 | 0 | 0 | 0 | 0 | 0 | 0 | 0 | 0 | 0 | 0 | 0 | 0 | 0 | 2011-01-31 | Monday | kWh | 0 | 0 | 0 | 0 | 0 | 0 | 0 | 0 | 0 | 0 | 0 | 0 | 0 | 0 | 0 | 0 | 0 | 0 | 0 | 0 | 0 | 0 | 0 | 0
Port of Ness | [26 empty] | Melton Charles | [26 empty] | Duntulm
DOY | Day | Units | 0:00 | 1:00 | 2:00 | 3:00 | 4:00 | 5:00 | 6:00 | 7:00 | 8:00 | 9:00 | 10:00 | 11:00 | 12:00 | 13:00 | 14:00 | 15:00 | 16:00 | 17:00 | 18:00 | 19:00 | 20:00 | 21:00 | 22:00 | 23:00 | DOY | Day | Units | 0:00 | 1:00 | 2:00 | 3:00 | 4:00 | 5:00 | 6:00 | 7:00 | 8:00 | 9:00 | 10:00 | 11:00 | 12:00 | 13:00 | 14:00 | 15:00 | 16:00 | 17:00 | 18:00 | 19:00 | 20:00 | 21:00 | 22:00 | 23:00 | DOY | Day | Units | 0:00 | 1:00 | 2:00 | 3:00 | 4:00 | 5:00 | 6:00 | 7:00 | 8:00 | 9:00 | 10:00 | 11:00 | 12:00 | 13:00 | 14:00 | 15:00 | 16:00 | 17:00 | 18:00 | 19:00 | 20:00 | 21:00 | 22:00 | 23:00
2011-01-01 | Saturday | kWh | 0 | 0 | 0 | 0 | 0 | 0 | 0 | 0 | 0 | 0 | 0 | 0 | 0 | 0 | 0 | 0 | 0 | 0 | 0 | 0 | 0 | 0 | 0 | 0 | 2011-01-01 | Saturday | kWh | 0 | 0 | 0 | 0 | 0 | 0 | 0 | 0 | 0 | 0 | 0 | 0 | 0 | 0 | 0 | 0 | 0 | 0 | 0 | 0 | 0 | 0 | 0 | 0 | 2011-01-01 | Saturday | kWh | 0 | 0 | 0 | 0 | 0 | 0 | 0 | 0 | 0 | 0 | 0 | 0 | 0 | 0 | 0 | 0 | 0 | 0 | 0 | 0 | 0 | 0 | 0 | 0
2011-01-02 | Sunday | kWh | 0 | 0 | 0 | 0 | 0 | 0 | 0 | 0 | 0 | 0 | 0 | 0 | 0 | 0 | 0 | 0 | 0 | 0 | 0 | 0 | 0 | 0 | 0 | 0 | 2011-01-02 | Sunday | kWh | 0 | 0 | 0 | 0 | 0 | 0 | 0 | 0 | 0 | 0 | 0 | 0 | 0 | 0 | 0 | 0 | 0 | 0 | 0 | 0 | 0 | 0 | 0 | 0 | 2011-01-02 | Sunday | kWh | 0 | 0 | 0 | 0 | 0 | 0 | 0 | 0 | 0 | 0 | 0 | 0 | 0 | 0 | 0 | 0 | 0 | 0 | 0 | 0 | 0 | 0 | 0 | 0
2011-01-03 | Monday | kWh | 0 | 0 | 0 | 0 | 0 | 0 | 0 | 0 | 0 | 0 | 0 | 0 | 0 | 0 | 0 | 0 | 0 | 0 | 0 | 0 | 0 | 0 | 0 | 0 | 2011-01-03 | Monday | kWh | 0 | 0 | 0 | 0 | 0 | 0 | 0 | 0 | 0 | 0 | 0 | 0 | 0 | 0 | 0 | 0 | 0 | 0 | 0 | 0 | 0 | 0 | 0 | 0 | 2011-01-03 | Monday | kWh | 0 | 0 | 0 | 0 | 0 | 0 | 0 | 0 | 0 | 0 | 0 | 0 | 0 | 0 | 0 | 0 | 0 | 0 | 0 | 0 | 0 | 0 | 0 | 0
2011-01-04 | Tuesday | kWh | 0 | 0 | 0 | 0 | 0 | 0 | 0 | 0 | 0 | 0 | 0 | 0 | 0 | 0 | 0 | 0 | 0 | 0 | 0 | 0 | 0 | 0 | 0 | 0 | 2011-01-04 | Tuesday | kWh | 0 | 0 | 0 | 0 | 0 | 0 | 0 | 0 | 0 | 0 | 0 | 0 | 0 | 0 | 0 | 0 | 0 | 0 | 0 | 0 | 0 | 0 | 0 | 0 | 2011-01-04 | Tuesday | kWh | 0 | 0 | 0 | 0 | 0 | 0 | 0 | 0 | 0 | 0 | 0 | 0 | 0 | 0 | 0 | 0 | 0 | 0 | 0 | 0 | 0 | 0 | 0 | 0
2011-01-05 | Wednesday | kWh | 0 | 0 | 0 | 0 | 0 | 0 | 0 | 0 | 0 | 0 | 0 | 0 | 0 | 0 | 0 | 0 | 0 | 0 | 0 | 0 | 0 | 0 | 0 | 0 | 2011-01-05 | Wednesday | kWh | 0 | 0 | 0 | 0 | 0 | 0 | 0 | 0 | 0 | 0 | 0 | 0 | 0 | 0 | 0 | 0 | 0 | 0 | 0 | 0 | 0 | 0 | 0 | 0 | 2011-01-05 | Wednesday | kWh | 0 | 0 | 0 | 0 | 0 | 0 | 0 | 0 | 0 | 0 | 0 | 0 | 0 | 0 | 0 | 0 | 0 | 0 | 0 | 0 | 0 | 0 | 0 | 0
2011-01-06 | Thursday | kWh | 0 | 0 | 0 | 0 | 0 | 0 | 0 | 0 | 0 | 0 | 0 | 0 | 0 | 0 | 0 | 0 | 0 | 0 | 0 | 0 | 0 | 0 | 0 | 0 | 2011-01-06 | Thursday | kWh | 0 | 0 | 0 | 0 | 0 | 0 | 0 | 0 | 0 | 0 | 0 | 0 | 0 | 0 | 0 | 0 | 0 | 0 | 0 | 0 | 0 | 0 | 0 | 0 | 2011-01-06 | Thursday | kWh | 0 | 0 | 0 | 0 | 0 | 0 | 0 | 0 | 0 | 0 | 0 | 0 | 0 | 0 | 0 | 0 | 0 | 0 | 0 | 0 | 0 | 0 | 0 | 0
2011-01-07 | Friday | kWh | 0 | 0 | 0 | 0 | 0 | 0 | 0 | 0 | 0 | 0 | 0 | 0 | 0 | 0 | 0 | 0 | 0 | 0 | 0 | 0 | 0 | 0 | 0 | 0 | 2011-01-07 | Friday | kWh | 0 | 0 | 0 | 0 | 0 | 0 | 0 | 0 | 0 | 0 | 0 | 0 | 0 | 0 | 0 | 0 | 0 | 0 | 0 | 0 | 0 | 0 | 0 | 0 | 2011-01-07 | Friday | kWh | 0 | 0 | 0 | 0 | 0 | 0 | 0 | 0 | 0 | 0 | 0 | 0 | 0 | 0 | 0 | 0 | 0 | 0 | 0 | 0 | 0 | 0 | 0 | 0
2011-01-08 | Saturday | kWh | 0 | 0 | 0 | 0 | 0 | 0 | 0 | 0 | 0 | 0 | 0 | 0 | 0 | 0 | 0 | 0 | 0 | 0 | 0 | 0 | 0 | 0 | 0 | 0 | 2011-01-08 | Saturday | kWh | 0 | 0 | 0 | 0 | 0 | 0 | 0 | 0 | 0 | 0 | 0 | 0 | 0 | 0 | 0 | 0 | 0 | 0 | 0 | 0 | 0 | 0 | 0 | 0 | 2011-01-08 | Saturday | kWh | 0 | 0 | 0 | 0 | 0 | 0 | 0 | 0 | 0 | 0 | 0 | 0 | 0 | 0 | 0 | 0 | 0 | 0 | 0 | 0 | 0 | 0 | 0 | 0
2011-01-09 | Sunday | kWh | 0 | 0 | 0 | 0 | 0 | 0 | 0 | 0 | 0 | 0 | 0 | 0 | 0 | 0 | 0 | 0 | 0 | 0 | 0 | 0 | 0 | 0 | 0 | 0 | 2011-01-09 | Sunday | kWh | 0 | 0 | 0 | 0 | 0 | 0 | 0 | 0 | 0 | 0 | 0 | 0 | 0 | 0 | 0 | 0 | 0 | 0 | 0 | 0 | 0 | 0 | 0 | 0 | 2011-01-09 | Sunday | kWh | 0 | 0 | 0 | 0 | 0 | 0 | 0 | 0 | 0 | 0 | 0 | 0 | 0 | 0 | 0 | 0 | 0 | 0 | 0 | 0 | 0 | 0 | 0 | 0
2011-01-10 | Monday | kWh | 0 | 0 | 0 | 0 | 0 | 0 | 0 | 0 | 0 | 0 | 0 | 0 | 0 | 0 | 0 | 0 | 0 | 0 | 0 | 0 | 0 | 0 | 0 | 0 | 2011-01-10 | Monday | kWh | 0 | 0 | 0 | 0 | 0 | 0 | 0 | 0 | 0 | 0 | 0 | 0 | 0 | 0 | 0 | 0 | 0 | 0 | 0 | 0 | 0 | 0 | 0 | 0 | 2011-01-10 | Monday | kWh | 0 | 0 | 0 | 0 | 0 | 0 | 0 | 0 | 0 | 0 | 0 | 0 | 0 | 0 | 0 | 0 | 0 | 0 | 0 | 0 | 0 | 0 | 0 | 0
2011-01-11 | Tuesday | kWh | 0 | 0 | 0 | 0 | 0 | 0 | 0 | 0 | 0 | 0 | 0 | 0 | 0 | 0 | 0 | 0 | 0 | 0 | 0 | 0 | 0 | 0 | 0 | 0 | 2011-01-11 | Tuesday | kWh | 0 | 0 | 0 | 0 | 0 | 0 | 0 | 0 | 0 | 0 | 0 | 0 | 0 | 0 | 0 | 0 | 0 | 0 | 0 | 0 | 0 | 0 | 0 | 0 | 2011-01-11 | Tuesday | kWh | 0 | 0 | 0 | 0 | 0 | 0 | 0 | 0 | 0 | 0 | 0 | 0 | 0 | 0 | 0 | 0 | 0 | 0 | 0 | 0 | 0 | 0 | 0 | 0
2011-01-12 | Wednesday | kWh | 0 | 0 | 0 | 0 | 0 | 0 | 0 | 0 | 0 | 0 | 0 | 0 | 0 | 0 | 0 | 0 | 0 | 0 | 0 | 0 | 0 | 0 | 0 | 0 | 2011-01-12 | Wednesday | kWh | 0 | 0 | 0 | 0 | 0 | 0 | 0 | 0 | 0 | 0 | 0 | 0 | 0 | 0 | 0 | 0 | 0 | 0 | 0 | 0 | 0 | 0 | 0 | 0 | 2011-01-12 | Wednesday | kWh | 0 | 0 | 0 | 0 | 0 | 0 | 0 | 0 | 0 | 0 | 0 | 0 | 0 | 0 | 0 | 0 | 0 | 0 | 0 | 0 | 0 | 0 | 0 | 0
2011-01-13 | Thursday | kWh | 0 | 0 | 0 | 0 | 0 | 0 | 0 | 0 | 0 | 0 | 0 | 0 | 0 | 0 | 0 | 0 | 0 | 0 | 0 | 0 | 0 | 0 | 0 | 0 | 2011-01-13 | Thursday | kWh | 0 | 0 | 0 | 0 | 0 | 0 | 0 | 0 | 0 | 0 | 0 | 0 | 0 | 0 | 0 | 0 | 0 | 0 | 0 | 0 | 0 | 0 | 0 | 0 | 2011-01-13 | Thursday | kWh | 0 | 0 | 0 | 0 | 0 | 0 | 0 | 0 | 0 | 0 | 0 | 0 | 0 | 0 | 0 | 0 | 0 | 0 | 0 | 0 | 0 | 0 | 0 | 0
2011-01-14 | Friday | kWh | 0 | 0 | 0 | 0 | 0 | 0 | 0 | 0 | 0 | 0 | 0 | 0 | 0 | 0 | 0 | 0 | 0 | 0 | 0 | 0 | 0 | 0 | 0 | 0 | 2011-01-14 | Friday | kWh | 0 | 0 | 0 | 0 | 0 | 0 | 0 | 0 | 0 | 0 | 0 | 0 | 0 | 0 | 0 | 0 | 0 | 0 | 0 | 0 | 0 | 0 | 0 | 0 | 2011-01-14 | Friday | kWh | 0 | 0 | 0 | 0 | 0 | 0 | 0 | 0 | 0 | 0 | 0 | 0 | 0 | 0 | 0 | 0 | 0 | 0 | 0 | 0 | 0 | 0 | 0 | 0
2011-01-15 | Saturday | kWh | 0 | 0 | 0 | 0 | 0 | 0 | 0 | 0 | 0 | 0 | 0 | 0 | 0 | 0 | 0 | 0 | 0 | 0 | 0 | 0 | 0 | 0 | 0 | 0 | 2011-01-15 | Saturday | kWh | 0 | 0 | 0 | 0 | 0 | 0 | 0 | 0 | 0 | 0 | 0 | 0 | 0 | 0 | 0 | 0 | 0 | 0 | 0 | 0 | 0 | 0 | 0 | 0 | 2011-01-15 | Saturday | kWh | 0 | 0 | 0 | 0 | 0 | 0 | 0 | 0 | 0 | 0 | 0 | 0 | 0 | 0 | 0 | 0 | 0 | 0 | 0 | 0 | 0 | 0 | 0 | 0
2011-01-16 | Sunday | kWh | 0 | 0 | 0 | 0 | 0 | 0 | 0 | 0 | 0 | 0 | 0 | 0 | 0 | 0 | 0 | 0 | 0 | 0 | 0 | 0 | 0 | 0 | 0 | 0 | 2011-01-16 | Sunday | kWh | 0 | 0 | 0 | 0 | 0 | 0 | 0 | 0 | 0 | 0 | 0 | 0 | 0 | 0 | 0 | 0 | 0 | 0 | 0 | 0 | 0 | 0 | 0 | 0 | 2011-01-16 | Sunday | kWh | 0 | 0 | 0 | 0 | 0 | 0 | 0 | 0 | 0 | 0 | 0 | 0 | 0 | 0 | 0 | 0 | 0 | 0 | 0 | 0 | 0 | 0 | 0 | 0
2011-01-17 | Monday | kWh | 0 | 0 | 0 | 0 | 0 | 0 | 0 | 0 | 0 | 0 | 0 | 0 | 0 | 0 | 0 | 0 | 0 | 0 | 0 | 0 | 0 | 0 | 0 | 0 | 2011-01-17 | Monday | kWh | 0 | 0 | 0 | 0 | 0 | 0 | 0 | 0 | 0 | 0 | 0 | 0 | 0 | 0 | 0 | 0 | 0 | 0 | 0 | 0 | 0 | 0 | 0 | 0 | 2011-01-17 | Monday | kWh | 0 | 0 | 0 | 0 | 0 | 0 | 0 | 0 | 0 | 0 | 0 | 0 | 0 | 0 | 0 | 0 | 0 | 0 | 0 | 0 | 0 | 0 | 0 | 0
2011-01-18 | Tuesday | kWh | 0 | 0 | 0 | 0 | 0 | 0 | 0 | 0 | 0 | 0 | 0 | 0 | 0 | 0 | 0 | 0 | 0 | 0 | 0 | 0 | 0 | 0 | 0 | 0 | 2011-01-18 | Tuesday | kWh | 0 | 0 | 0 | 0 | 0 | 0 | 0 | 0 | 0 | 0 | 0 | 0 | 0 | 0 | 0 | 0 | 0 | 0 | 0 | 0 | 0 | 0 | 0 | 0 | 2011-01-18 | Tuesday | kWh | 0 | 0 | 0 | 0 | 0 | 0 | 0 | 0 | 0 | 0 | 0 | 0 | 0 | 0 | 0 | 0 | 0 | 0 | 0 | 0 | 0 | 0 | 0 | 0
2011-01-19 | Wednesday | kWh | 0 | 0 | 0 | 0 | 0 | 0 | 0 | 0 | 0 | 0 | 0 | 0 | 0 | 0 | 0 | 0 | 0 | 0 | 0 | 0 | 0 | 0 | 0 | 0 | 2011-01-19 | Wednesday | kWh | 0 | 0 | 0 | 0 | 0 | 0 | 0 | 0 | 0 | 0 | 0 | 0 | 0 | 0 | 0 | 0 | 0 | 0 | 0 | 0 | 0 | 0 | 0 | 0 | 2011-01-19 | Wednesday | kWh | 0 | 0 | 0 | 0 | 0 | 0 | 0 | 0 | 0 | 0 | 0 | 0 | 0 | 0 | 0 | 0 | 0 | 0 | 0 | 0 | 0 | 0 | 0 | 0
2011-01-20 | Thursday | kWh | 0 | 0 | 0 | 0 | 0 | 0 | 0 | 0 | 0 | 0 | 0 | 0 | 0 | 0 | 0 | 0 | 0 | 0 | 0 | 0 | 0 | 0 | 0 | 0 | 2011-01-20 | Thursday | kWh | 0 | 0 | 0 | 0 | 0 | 0 | 0 | 0 | 0 | 0 | 0 | 0 | 0 | 0 | 0 | 0 | 0 | 0 | 0 | 0 | 0 | 0 | 0 | 0 | 2011-01-20 | Thursday | kWh | 0 | 0 | 0 | 0 | 0 | 0 | 0 | 0 | 0 | 0 | 0 | 0 | 0 | 0 | 0 | 0 | 0 | 0 | 0 | 0 | 0 | 0 | 0 | 0
2011-01-21 | Friday | kWh | 0 | 0 | 0 | 0 | 0 | 0 | 0 | 0 | 0 | 0 | 0 | 0 | 0 | 0 | 0 | 0 | 0 | 0 | 0 | 0 | 0 | 0 | 0 | 0 | 2011-01-21 | Friday | kWh | 0 | 0 | 0 | 0 | 0 | 0 | 0 | 0 | 0 | 0 | 0 | 0 | 0 | 0 | 0 | 0 | 0 | 0 | 0 | 0 | 0 | 0 | 0 | 0 | 2011-01-21 | Friday | kWh | 0 | 0 | 0 | 0 | 0 | 0 | 0 | 0 | 0 | 0 | 0 | 0 | 0 | 0 | 0 | 0 | 0 | 0 | 0 | 0 | 0 | 0 | 0 | 0
2011-01-22 | Saturday | kWh | 0 | 0 | 0 | 0 | 0 | 0 | 0 | 0 | 0 | 0 | 0 | 0 | 0 | 0 | 0 | 0 | 0 | 0 | 0 | 0 | 0 | 0 | 0 | 0 | 2011-01-22 | Saturday | kWh | 0 | 0 | 0 | 0 | 0 | 0 | 0 | 0 | 0 | 0 | 0 | 0 | 0 | 0 | 0 | 0 | 0 | 0 | 0 | 0 | 0 | 0 | 0 | 0 | 2011-01-22 | Saturday | kWh | 0 | 0 | 0 | 0 | 0 | 0 | 0 | 0 | 0 | 0 | 0 | 0 | 0 | 0 | 0 | 0 | 0 | 0 | 0 | 0 | 0 | 0 | 0 | 0
2011-01-23 | Sunday | kWh | 0 | 0 | 0 | 0 | 0 | 0 | 0 | 0 | 0 | 0 | 0 | 0 | 0 | 0 | 0 | 0 | 0 | 0 | 0 | 0 | 0 | 0 | 0 | 0 | 2011-01-23 | Sunday | kWh | 0 | 0 | 0 | 0 | 0 | 0 | 0 | 0 | 0 | 0 | 0 | 0 | 0 | 0 | 0 | 0 | 0 | 0 | 0 | 0 | 0 | 0 | 0 | 0 | 2011-01-23 | Sunday | kWh | 0 | 0 | 0 | 0 | 0 | 0 | 0 | 0 | 0 | 0 | 0 | 0 | 0 | 0 | 0 | 0 | 0 | 0 | 0 | 0 | 0 | 0 | 0 | 0
2011-01-24 | Monday | kWh | 0 | 0 | 0 | 0 | 0 | 0 | 0 | 0 | 0 | 0 | 0 | 0 | 0 | 0 | 0 | 0 | 0 | 0 | 0 | 0 | 0 | 0 | 0 | 0 | 2011-01-24 | Monday | kWh | 0 | 0 | 0 | 0 | 0 | 0 | 0 | 0 | 0 | 0 | 0 | 0 | 0 | 0 | 0 | 0 | 0 | 0 | 0 | 0 | 0 | 0 | 0 | 0 | 2011-01-24 | Monday | kWh | 0 | 0 | 0 | 0 | 0 | 0 | 0 | 0 | 0 | 0 | 0 | 0 | 0 | 0 | 0 | 0 | 0 | 0 | 0 | 0 | 0 | 0 | 0 | 0
2011-01-25 | Tuesday | kWh | 0 | 0 | 0 | 0 | 0 | 0 | 0 | 0 | 0 | 0 | 0 | 0 | 0 | 0 | 0 | 0 | 0 | 0 | 0 | 0 | 0 | 0 | 0 | 0 | 2011-01-25 | Tuesday | kWh | 0 | 0 | 0 | 0 | 0 | 0 | 0 | 0 | 0 | 0 | 0 | 0 | 0 | 0 | 0 | 0 | 0 | 0 | 0 | 0 | 0 | 0 | 0 | 0 | 2011-01-25 | Tuesday | kWh | 0 | 0 | 0 | 0 | 0 | 0 | 0 | 0 | 0 | 0 | 0 | 0 | 0 | 0 | 0 | 0 | 0 | 0 | 0 | 0 | 0 | 0 | 0 | 0
2011-01-26 | Wednesday | kWh | 0 | 0 | 0 | 0 | 0 | 0 | 0 | 0 | 0 | 0 | 0 | 0 | 0 | 0 | 0 | 0 | 0 | 0 | 0 | 0 | 0 | 0 | 0 | 0 | 2011-01-26 | Wednesday | kWh | 0 | 0 | 0 | 0 | 0 | 0 | 0 | 0 | 0 | 0 | 0 | 0 | 0 | 0 | 0 | 0 | 0 | 0 | 0 | 0 | 0 | 0 | 0 | 0 | 2011-01-26 | Wednesday | kWh | 0 | 0 | 0 | 0 | 0 | 0 | 0 | 0 | 0 | 0 | 0 | 0 | 0 | 0 | 0 | 0 | 0 | 0 | 0 | 0 | 0 | 0 | 0 | 0
2011-01-27 | Thursday | kWh | 0 | 0 | 0 | 0 | 0 | 0 | 0 | 0 | 0 | 0 | 0 | 0 | 0 | 0 | 0 | 0 | 0 | 0 | 0 | 0 | 0 | 0 | 0 | 0 | 2011-01-27 | Thursday | kWh | 0 | 0 | 0 | 0 | 0 | 0 | 0 | 0 | 0 | 0 | 0 | 0 | 0 | 0 | 0 | 0 | 0 | 0 | 0 | 0 | 0 | 0 | 0 | 0 | 2011-01-27 | Thursday | kWh | 0 | 0 | 0 | 0 | 0 | 0 | 0 | 0 | 0 | 0 | 0 | 0 | 0 | 0 | 0 | 0 | 0 | 0 | 0 | 0 | 0 | 0 | 0 | 0
2011-01-28 | Friday | kWh | 0 | 0 | 0 | 0 | 0 | 0 | 0 | 0 | 0 | 0 | 0 | 0 | 0 | 0 | 0 | 0 | 0 | 0 | 0 | 0 | 0 | 0 | 0 | 0 | 2011-01-28 | Friday | kWh | 0 | 0 | 0 | 0 | 0 | 0 | 0 | 0 | 0 | 0 | 0 | 0 | 0 | 0 | 0 | 0 | 0 | 0 | 0 | 0 | 0 | 0 | 0 | 0 | 2011-01-28 | Friday | kWh | 0 | 0 | 0 | 0 | 0 | 0 | 0 | 0 | 0 | 0 | 0 | 0 | 0 | 0 | 0 | 0 | 0 | 0 | 0 | 0 | 0 | 0 | 0 | 0
2011-01-29 | Saturday | kWh | 0 | 0 | 0 | 0 | 0 | 0 | 0 | 0 | 0 | 0 | 0 | 0 | 0 | 0 | 0 | 0 | 0 | 0 | 0 | 0 | 0 | 0 | 0 | 0 | 2011-01-29 | Saturday | kWh | 0 | 0 | 0 | 0 | 0 | 0 | 0 | 0 | 0 | 0 | 0 | 0 | 0 | 0 | 0 | 0 | 0 | 0 | 0 | 0 | 0 | 0 | 0 | 0 | 2011-01-29 | Saturday | kWh | 0 | 0 | 0 | 0 | 0 | 0 | 0 | 0 | 0 | 0 | 0 | 0 | 0 | 0 | 0 | 0 | 0 | 0 | 0 | 0 | 0 | 0 | 0 | 0
2011-01-30 | Sunday | kWh | 0 | 0 | 0 | 0 | 0 | 0 | 0 | 0 | 0 | 0 | 0 | 0 | 0 | 0 | 0 | 0 | 0 | 0 | 0 | 0 | 0 | 0 | 0 | 0 | 2011-01-30 | Sunday | kWh | 0 | 0 | 0 | 0 | 0 | 0 | 0 | 0 | 0 | 0 | 0 | 0 | 0 | 0 | 0 | 0 | 0 | 0 | 0 | 0 | 0 | 0 | 0 | 0 | 2011-01-30 | Sunday | kWh | 0 | 0 | 0 | 0 | 0 | 0 | 0 | 0 | 0 | 0 | 0 | 0 | 0 | 0 | 0 | 0 | 0 | 0 | 0 | 0 | 0 | 0 | 0 | 0
2011-01-31 | Monday | kWh | 0 | 0 | 0 | 0 | 0 | 0 | 0 | 0 | 0 | 0 | 0 | 0 | 0 | 0 | 0 | 0 | 0 | 0 | 0 | 0 | 0 | 0 | 0 | 0 | 2011-01-31 | Monday | kWh | 0 | 0 | 0 | 0 | 0 | 0 | 0 | 0 | 0 | 0 | 0 | 0 | 0 | 0 | 0 | 0 | 0 | 0 | 0 | 0 | 0 | 0 | 0 | 0 | 2011-01-31 | Monday | kWh | 0 | 0 | 0 | 0 | 0 | 0 | 0 | 0 | 0 | 0 | 0 | 0 | 0 | 0 | 0 | 0 | 0 | 0 | 0 | 0 | 0 | 0 | 0 | 0
Sound of Sleat | [26 empty] | South Sanday | [26 empty] | Port Mor
DOY | Day | Units | 0:00 | 1:00 | 2:00 | 3:00 | 4:00 | 5:00 | 6:00 | 7:00 | 8:00 | 9:00 | 10:00 | 11:00 | 12:00 | 13:00 | 14:00 | 15:00 | 16:00 | 17:00 | 18:00 | 19:00 | 20:00 | 21:00 | 22:00 | 23:00 | DOY | Day | Units | 0:00 | 1:00 | 2:00 | 3:00 | 4:00 | 5:00 | 6:00 | 7:00 | 8:00 | 9:00 | 10:00 | 11:00 | 12:00 | 13:00 | 14:00 | 15:00 | 16:00 | 17:00 | 18:00 | 19:00 | 20:00 | 21:00 | 22:00 | 23:00 | DOY | Day | Units | 0:00 | 1:00 | 2:00 | 3:00 | 4:00 | 5:00 | 6:00 | 7:00 | 8:00 | 9:00 | 10:00 | 11:00 | 12:00 | 13:00 | 14:00 | 15:00 | 16:00 | 17:00 | 18:00 | 19:00 | 20:00 | 21:00 | 22:00 | 23:00
2011-01-01 | Saturday | kWh | 0 | 0 | 0 | 0 | 0 | 0 | 0 | 0 | 0 | 0 | 0 | 0 | 0 | 0 | 0 | 0 | 0 | 0 | 0 | 0 | 0 | 0 | 0 | 0 | 2011-01-01 | Saturday | kWh | 0 | 0 | 0 | 0 | 0 | 0 | 0 | 0 | 0 | 0 | 0 | 0 | 0 | 0 | 0 | 0 | 0 | 0 | 0 | 0 | 0 | 0 | 0 | 0 | 2011-01-01 | Saturday | kWh | 0 | 0 | 0 | 0 | 0 | 0 | 0 | 0 | 0 | 0 | 0 | 0 | 0 | 0 | 0 | 0 | 0 | 0 | 0 | 0 | 0 | 0 | 0 | 0
2011-01-02 | Sunday | kWh | 0 | 0 | 0 | 0 | 0 | 0 | 0 | 0 | 0 | 0 | 0 | 0 | 0 | 0 | 0 | 0 | 0 | 0 | 0 | 0 | 0 | 0 | 0 | 0 | 2011-01-02 | Sunday | kWh | 0 | 0 | 0 | 0 | 0 | 0 | 0 | 0 | 0 | 0 | 0 | 0 | 0 | 0 | 0 | 0 | 0 | 0 | 0 | 0 | 0 | 0 | 0 | 0 | 2011-01-02 | Sunday | kWh | 0 | 0 | 0 | 0 | 0 | 0 | 0 | 0 | 0 | 0 | 0 | 0 | 0 | 0 | 0 | 0 | 0 | 0 | 0 | 0 | 0 | 0 | 0 | 0
2011-01-03 | Monday | kWh | 0 | 0 | 0 | 0 | 0 | 0 | 0 | 0 | 0 | 0 | 0 | 0 | 0 | 0 | 0 | 0 | 0 | 0 | 0 | 0 | 0 | 0 | 0 | 0 | 2011-01-03 | Monday | kWh | 0 | 0 | 0 | 0 | 0 | 0 | 0 | 0 | 0 | 0 | 0 | 0 | 0 | 0 | 0 | 0 | 0 | 0 | 0 | 0 | 0 | 0 | 0 | 0 | 2011-01-03 | Monday | kWh | 0 | 0 | 0 | 0 | 0 | 0 | 0 | 0 | 0 | 0 | 0 | 0 | 0 | 0 | 0 | 0 | 0 | 0 | 0 | 0 | 0 | 0 | 0 | 0
2011-01-04 | Tuesday | kWh | 0 | 0 | 0 | 0 | 0 | 0 | 0 | 0 | 0 | 0 | 0 | 0 | 0 | 0 | 0 | 0 | 0 | 0 | 0 | 0 | 0 | 0 | 0 | 0 | 2011-01-04 | Tuesday | kWh | 0 | 0 | 0 | 0 | 0 | 0 | 0 | 0 | 0 | 0 | 0 | 0 | 0 | 0 | 0 | 0 | 0 | 0 | 0 | 0 | 0 | 0 | 0 | 0 | 2011-01-04 | Tuesday | kWh | 0 | 0 | 0 | 0 | 0 | 0 | 0 | 0 | 0 | 0 | 0 | 0 | 0 | 0 | 0 | 0 | 0 | 0 | 0 | 0 | 0 | 0 | 0 | 0
2011-01-05 | Wednesday | kWh | 0 | 0 | 0 | 0 | 0 | 0 | 0 | 0 | 0 | 0 | 0 | 0 | 0 | 0 | 0 | 0 | 0 | 0 | 0 | 0 | 0 | 0 | 0 | 0 | 2011-01-05 | Wednesday | kWh | 0 | 0 | 0 | 0 | 0 | 0 | 0 | 0 | 0 | 0 | 0 | 0 | 0 | 0 | 0 | 0 | 0 | 0 | 0 | 0 | 0 | 0 | 0 | 0 | 2011-01-05 | Wednesday | kWh | 0 | 0 | 0 | 0 | 0 | 0 | 0 | 0 | 0 | 0 | 0 | 0 | 0 | 0 | 0 | 0 | 0 | 0 | 0 | 0 | 0 | 0 | 0 | 0
2011-01-06 | Thursday | kWh | 0 | 0 | 0 | 0 | 0 | 0 | 0 | 0 | 0 | 0 | 0 | 0 | 0 | 0 | 0 | 0 | 0 | 0 | 0 | 0 | 0 | 0 | 0 | 0 | 2011-01-06 | Thursday | kWh | 0 | 0 | 0 | 0 | 0 | 0 | 0 | 0 | 0 | 0 | 0 | 0 | 0 | 0 | 0 | 0 | 0 | 0 | 0 | 0 | 0 | 0 | 0 | 0 | 2011-01-06 | Thursday | kWh | 0 | 0 | 0 | 0 | 0 | 0 | 0 | 0 | 0 | 0 | 0 | 0 | 0 | 0 | 0 | 0 | 0 | 0 | 0 | 0 | 0 | 0 | 0 | 0
2011-01-07 | Friday | kWh | 0 | 0 | 0 | 0 | 0 | 0 | 0 | 0 | 0 | 0 | 0 | 0 | 0 | 0 | 0 | 0 | 0 | 0 | 0 | 0 | 0 | 0 | 0 | 0 | 2011-01-07 | Friday | kWh | 0 | 0 | 0 | 0 | 0 | 0 | 0 | 0 | 0 | 0 | 0 | 0 | 0 | 0 | 0 | 0 | 0 | 0 | 0 | 0 | 0 | 0 | 0 | 0 | 2011-01-07 | Friday | kWh | 0 | 0 | 0 | 0 | 0 | 0 | 0 | 0 | 0 | 0 | 0 | 0 | 0 | 0 | 0 | 0 | 0 | 0 | 0 | 0 | 0 | 0 | 0 | 0
2011-01-08 | Saturday | kWh | 0 | 0 | 0 | 0 | 0 | 0 | 0 | 0 | 0 | 0 | 0 | 0 | 0 | 0 | 0 | 0 | 0 | 0 | 0 | 0 | 0 | 0 | 0 | 0 | 2011-01-08 | Saturday | kWh | 0 | 0 | 0 | 0 | 0 | 0 | 0 | 0 | 0 | 0 | 0 | 0 | 0 | 0 | 0 | 0 | 0 | 0 | 0 | 0 | 0 | 0 | 0 | 0 | 2011-01-08 | Saturday | kWh | 0 | 0 | 0 | 0 | 0 | 0 | 0 | 0 | 0 | 0 | 0 | 0 | 0 | 0 | 0 | 0 | 0 | 0 | 0 | 0 | 0 | 0 | 0 | 0
2011-01-09 | Sunday | kWh | 0 | 0 | 0 | 0 | 0 | 0 | 0 | 0 | 0 | 0 | 0 | 0 | 0 | 0 | 0 | 0 | 0 | 0 | 0 | 0 | 0 | 0 | 0 | 0 | 2011-01-09 | Sunday | kWh | 0 | 0 | 0 | 0 | 0 | 0 | 0 | 0 | 0 | 0 | 0 | 0 | 0 | 0 | 0 | 0 | 0 | 0 | 0 | 0 | 0 | 0 | 0 | 0 | 2011-01-09 | Sunday | kWh | 0 | 0 | 0 | 0 | 0 | 0 | 0 | 0 | 0 | 0 | 0 | 0 | 0 | 0 | 0 | 0 | 0 | 0 | 0 | 0 | 0 | 0 | 0 | 0
2011-01-10 | Monday | kWh | 0 | 0 | 0 | 0 | 0 | 0 | 0 | 0 | 0 | 0 | 0 | 0 | 0 | 0 | 0 | 0 | 0 | 0 | 0 | 0 | 0 | 0 | 0 | 0 | 2011-01-10 | Monday | kWh | 0 | 0 | 0 | 0 | 0 | 0 | 0 | 0 | 0 | 0 | 0 | 0 | 0 | 0 | 0 | 0 | 0 | 0 | 0 | 0 | 0 | 0 | 0 | 0 | 2011-01-10 | Monday | kWh | 0 | 0 | 0 | 0 | 0 | 0 | 0 | 0 | 0 | 0 | 0 | 0 | 0 | 0 | 0 | 0 | 0 | 0 | 0 | 0 | 0 | 0 | 0 | 0
2011-01-11 | Tuesday | kWh | 0 | 0 | 0 | 0 | 0 | 0 | 0 | 0 | 0 | 0 | 0 | 0 | 0 | 0 | 0 | 0 | 0 | 0 | 0 | 0 | 0 | 0 | 0 | 0 | 2011-01-11 | Tuesday | kWh | 0 | 0 | 0 | 0 | 0 | 0 | 0 | 0 | 0 | 0 | 0 | 0 | 0 | 0 | 0 | 0 | 0 | 0 | 0 | 0 | 0 | 0 | 0 | 0 | 2011-01-11 | Tuesday | kWh | 0 | 0 | 0 | 0 | 0 | 0 | 0 | 0 | 0 | 0 | 0 | 0 | 0 | 0 | 0 | 0 | 0 | 0 | 0 | 0 | 0 | 0 | 0 | 0
2011-01-12 | Wednesday | kWh | 0 | 0 | 0 | 0 | 0 | 0 | 0 | 0 | 0 | 0 | 0 | 0 | 0 | 0 | 0 | 0 | 0 | 0 | 0 | 0 | 0 | 0 | 0 | 0 | 2011-01-12 | Wednesday | kWh | 0 | 0 | 0 | 0 | 0 | 0 | 0 | 0 | 0 | 0 | 0 | 0 | 0 | 0 | 0 | 0 | 0 | 0 | 0 | 0 | 0 | 0 | 0 | 0 | 2011-01-12 | Wednesday | kWh | 0 | 0 | 0 | 0 | 0 | 0 | 0 | 0 | 0 | 0 | 0 | 0 | 0 | 0 | 0 | 0 | 0 | 0 | 0 | 0 | 0 | 0 | 0 | 0
2011-01-13 | Thursday | kWh | 0 | 0 | 0 | 0 | 0 | 0 | 0 | 0 | 0 | 0 | 0 | 0 | 0 | 0 | 0 | 0 | 0 | 0 | 0 | 0 | 0 | 0 | 0 | 0 | 2011-01-13 | Thursday | kWh | 0 | 0 | 0 | 0 | 0 | 0 | 0 | 0 | 0 | 0 | 0 | 0 | 0 | 0 | 0 | 0 | 0 | 0 | 0 | 0 | 0 | 0 | 0 | 0 | 2011-01-13 | Thursday | kWh | 0 | 0 | 0 | 0 | 0 | 0 | 0 | 0 | 0 | 0 | 0 | 0 | 0 | 0 | 0 | 0 | 0 | 0 | 0 | 0 | 0 | 0 | 0 | 0
2011-01-14 | Friday | kWh | 0 | 0 | 0 | 0 | 0 | 0 | 0 | 0 | 0 | 0 | 0 | 0 | 0 | 0 | 0 | 0 | 0 | 0 | 0 | 0 | 0 | 0 | 0 | 0 | 2011-01-14 | Friday | kWh | 0 | 0 | 0 | 0 | 0 | 0 | 0 | 0 | 0 | 0 | 0 | 0 | 0 | 0 | 0 | 0 | 0 | 0 | 0 | 0 | 0 | 0 | 0 | 0 | 2011-01-14 | Friday | kWh | 0 | 0 | 0 | 0 | 0 | 0 | 0 | 0 | 0 | 0 | 0 | 0 | 0 | 0 | 0 | 0 | 0 | 0 | 0 | 0 | 0 | 0 | 0 | 0
2011-01-15 | Saturday | kWh | 0 | 0 | 0 | 0 | 0 | 0 | 0 | 0 | 0 | 0 | 0 | 0 | 0 | 0 | 0 | 0 | 0 | 0 | 0 | 0 | 0 | 0 | 0 | 0 | 2011-01-15 | Saturday | kWh | 0 | 0 | 0 | 0 | 0 | 0 | 0 | 0 | 0 | 0 | 0 | 0 | 0 | 0 | 0 | 0 | 0 | 0 | 0 | 0 | 0 | 0 | 0 | 0 | 2011-01-15 | Saturday | kWh | 0 | 0 | 0 | 0 | 0 | 0 | 0 | 0 | 0 | 0 | 0 | 0 | 0 | 0 | 0 | 0 | 0 | 0 | 0 | 0 | 0 | 0 | 0 | 0
2011-01-16 | Sunday | kWh | 0 | 0 | 0 | 0 | 0 | 0 | 0 | 0 | 0 | 0 | 0 | 0 | 0 | 0 | 0 | 0 | 0 | 0 | 0 | 0 | 0 | 0 | 0 | 0 | 2011-01-16 | Sunday | kWh | 0 | 0 | 0 | 0 | 0 | 0 | 0 | 0 | 0 | 0 | 0 | 0 | 0 | 0 | 0 | 0 | 0 | 0 | 0 | 0 | 0 | 0 | 0 | 0 | 2011-01-16 | Sunday | kWh | 0 | 0 | 0 | 0 | 0 | 0 | 0 | 0 | 0 | 0 | 0 | 0 | 0 | 0 | 0 | 0 | 0 | 0 | 0 | 0 | 0 | 0 | 0 | 0
2011-01-17 | Monday | kWh | 0 | 0 | 0 | 0 | 0 | 0 | 0 | 0 | 0 | 0 | 0 | 0 | 0 | 0 | 0 | 0 | 0 | 0 | 0 | 0 | 0 | 0 | 0 | 0 | 2011-01-17 | Monday | kWh | 0 | 0 | 0 | 0 | 0 | 0 | 0 | 0 | 0 | 0 | 0 | 0 | 0 | 0 | 0 | 0 | 0 | 0 | 0 | 0 | 0 | 0 | 0 | 0 | 2011-01-17 | Monday | kWh | 0 | 0 | 0 | 0 | 0 | 0 | 0 | 0 | 0 | 0 | 0 | 0 | 0 | 0 | 0 | 0 | 0 | 0 | 0 | 0 | 0 | 0 | 0 | 0
2011-01-18 | Tuesday | kWh | 0 | 0 | 0 | 0 | 0 | 0 | 0 | 0 | 0 | 0 | 0 | 0 | 0 | 0 | 0 | 0 | 0 | 0 | 0 | 0 | 0 | 0 | 0 | 0 | 2011-01-18 | Tuesday | kWh | 0 | 0 | 0 | 0 | 0 | 0 | 0 | 0 | 0 | 0 | 0 | 0 | 0 | 0 | 0 | 0 | 0 | 0 | 0 | 0 | 0 | 0 | 0 | 0 | 2011-01-18 | Tuesday | kWh | 0 | 0 | 0 | 0 | 0 | 0 | 0 | 0 | 0 | 0 | 0 | 0 | 0 | 0 | 0 | 0 | 0 | 0 | 0 | 0 | 0 | 0 | 0 | 0
2011-01-19 | Wednesday | kWh | 0 | 0 | 0 | 0 | 0 | 0 | 0 | 0 | 0 | 0 | 0 | 0 | 0 | 0 | 0 | 0 | 0 | 0 | 0 | 0 | 0 | 0 | 0 | 0 | 2011-01-19 | Wednesday | kWh | 0 | 0 | 0 | 0 | 0 | 0 | 0 | 0 | 0 | 0 | 0 | 0 | 0 | 0 | 0 | 0 | 0 | 0 | 0 | 0 | 0 | 0 | 0 | 0 | 2011-01-19 | Wednesday | kWh | 0 | 0 | 0 | 0 | 0 | 0 | 0 | 0 | 0 | 0 | 0 | 0 | 0 | 0 | 0 | 0 | 0 | 0 | 0 | 0 | 0 | 0 | 0 | 0
2011-01-20 | Thursday | kWh | 0 | 0 | 0 | 0 | 0 | 0 | 0 | 0 | 0 | 0 | 0 | 0 | 0 | 0 | 0 | 0 | 0 | 0 | 0 | 0 | 0 | 0 | 0 | 0 | 2011-01-20 | Thursday | kWh | 0 | 0 | 0 | 0 | 0 | 0 | 0 | 0 | 0 | 0 | 0 | 0 | 0 | 0 | 0 | 0 | 0 | 0 | 0 | 0 | 0 | 0 | 0 | 0 | 2011-01-20 | Thursday | kWh | 0 | 0 | 0 | 0 | 0 | 0 | 0 | 0 | 0 | 0 | 0 | 0 | 0 | 0 | 0 | 0 | 0 | 0 | 0 | 0 | 0 | 0 | 0 | 0
2011-01-21 | Friday | kWh | 0 | 0 | 0 | 0 | 0 | 0 | 0 | 0 | 0 | 0 | 0 | 0 | 0 | 0 | 0 | 0 | 0 | 0 | 0 | 0 | 0 | 0 | 0 | 0 | 2011-01-21 | Friday | kWh | 0 | 0 | 0 | 0 | 0 | 0 | 0 | 0 | 0 | 0 | 0 | 0 | 0 | 0 | 0 | 0 | 0 | 0 | 0 | 0 | 0 | 0 | 0 | 0 | 2011-01-21 | Friday | kWh | 0 | 0 | 0 | 0 | 0 | 0 | 0 | 0 | 0 | 0 | 0 | 0 | 0 | 0 | 0 | 0 | 0 | 0 | 0 | 0 | 0 | 0 | 0 | 0
2011-01-22 | Saturday | kWh | 0 | 0 | 0 | 0 | 0 | 0 | 0 | 0 | 0 | 0 | 0 | 0 | 0 | 0 | 0 | 0 | 0 | 0 | 0 | 0 | 0 | 0 | 0 | 0 | 2011-01-22 | Saturday | kWh | 0 | 0 | 0 | 0 | 0 | 0 | 0 | 0 | 0 | 0 | 0 | 0 | 0 | 0 | 0 | 0 | 0 | 0 | 0 | 0 | 0 | 0 | 0 | 0 | 2011-01-22 | Saturday | kWh | 0 | 0 | 0 | 0 | 0 | 0 | 0 | 0 | 0 | 0 | 0 | 0 | 0 | 0 | 0 | 0 | 0 | 0 | 0 | 0 | 0 | 0 | 0 | 0
2011-01-23 | Sunday | kWh | 0 | 0 | 0 | 0 | 0 | 0 | 0 | 0 | 0 | 0 | 0 | 0 | 0 | 0 | 0 | 0 | 0 | 0 | 0 | 0 | 0 | 0 | 0 | 0 | 2011-01-23 | Sunday | kWh | 0 | 0 | 0 | 0 | 0 | 0 | 0 | 0 | 0 | 0 | 0 | 0 | 0 | 0 | 0 | 0 | 0 | 0 | 0 | 0 | 0 | 0 | 0 | 0 | 2011-01-23 | Sunday | kWh | 0 | 0 | 0 | 0 | 0 | 0 | 0 | 0 | 0 | 0 | 0 | 0 | 0 | 0 | 0 | 0 | 0 | 0 | 0 | 0 | 0 | 0 | 0 | 0
2011-01-24 | Monday | kWh | 0 | 0 | 0 | 0 | 0 | 0 | 0 | 0 | 0 | 0 | 0 | 0 | 0 | 0 | 0 | 0 | 0 | 0 | 0 | 0 | 0 | 0 | 0 | 0 | 2011-01-24 | Monday | kWh | 0 | 0 | 0 | 0 | 0 | 0 | 0 | 0 | 0 | 0 | 0 | 0 | 0 | 0 | 0 | 0 | 0 | 0 | 0 | 0 | 0 | 0 | 0 | 0 | 2011-01-24 | Monday | kWh | 0 | 0 | 0 | 0 | 0 | 0 | 0 | 0 | 0 | 0 | 0 | 0 | 0 | 0 | 0 | 0 | 0 | 0 | 0 | 0 | 0 | 0 | 0 | 0
2011-01-25 | Tuesday | kWh | 0 | 0 | 0 | 0 | 0 | 0 | 0 | 0 | 0 | 0 | 0 | 0 | 0 | 0 | 0 | 0 | 0 | 0 | 0 | 0 | 0 | 0 | 0 | 0 | 2011-01-25 | Tuesday | kWh | 0 | 0 | 0 | 0 | 0 | 0 | 0 | 0 | 0 | 0 | 0 | 0 | 0 | 0 | 0 | 0 | 0 | 0 | 0 | 0 | 0 | 0 | 0 | 0 | 2011-01-25 | Tuesday | kWh | 0 | 0 | 0 | 0 | 0 | 0 | 0 | 0 | 0 | 0 | 0 | 0 | 0 | 0 | 0 | 0 | 0 | 0 | 0 | 0 | 0 | 0 | 0 | 0
2011-01-26 | Wednesday | kWh | 0 | 0 | 0 | 0 | 0 | 0 | 0 | 0 | 0 | 0 | 0 | 0 | 0 | 0 | 0 | 0 | 0 | 0 | 0 | 0 | 0 | 0 | 0 | 0 | 2011-01-26 | Wednesday | kWh | 0 | 0 | 0 | 0 | 0 | 0 | 0 | 0 | 0 | 0 | 0 | 0 | 0 | 0 | 0 | 0 | 0 | 0 | 0 | 0 | 0 | 0 | 0 | 0 | 2011-01-26 | Wednesday | kWh | 0 | 0 | 0 | 0 | 0 | 0 | 0 | 0 | 0 | 0 | 0 | 0 | 0 | 0 | 0 | 0 | 0 | 0 | 0 | 0 | 0 | 0 | 0 | 0
2011-01-27 | Thursday | kWh | 0 | 0 | 0 | 0 | 0 | 0 | 0 | 0 | 0 | 0 | 0 | 0 | 0 | 0 | 0 | 0 | 0 | 0 | 0 | 0 | 0 | 0 | 0 | 0 | 2011-01-27 | Thursday | kWh | 0 | 0 | 0 | 0 | 0 | 0 | 0 | 0 | 0 | 0 | 0 | 0 | 0 | 0 | 0 | 0 | 0 | 0 | 0 | 0 | 0 | 0 | 0 | 0 | 2011-01-27 | Thursday | kWh | 0 | 0 | 0 | 0 | 0 | 0 | 0 | 0 | 0 | 0 | 0 | 0 | 0 | 0 | 0 | 0 | 0 | 0 | 0 | 0 | 0 | 0 | 0 | 0
2011-01-28 | Friday | kWh | 0 | 0 | 0 | 0 | 0 | 0 | 0 | 0 | 0 | 0 | 0 | 0 | 0 | 0 | 0 | 0 | 0 | 0 | 0 | 0 | 0 | 0 | 0 | 0 | 2011-01-28 | Friday | kWh | 0 | 0 | 0 | 0 | 0 | 0 | 0 | 0 | 0 | 0 | 0 | 0 | 0 | 0 | 0 | 0 | 0 | 0 | 0 | 0 | 0 | 0 | 0 | 0 | 2011-01-28 | Friday | kWh | 0 | 0 | 0 | 0 | 0 | 0 | 0 | 0 | 0 | 0 | 0 | 0 | 0 | 0 | 0 | 0 | 0 | 0 | 0 | 0 | 0 | 0 | 0 | 0
2011-01-29 | Saturday | kWh | 0 | 0 | 0 | 0 | 0 | 0 | 0 | 0 | 0 | 0 | 0 | 0 | 0 | 0 | 0 | 0 | 0 | 0 | 0 | 0 | 0 | 0 | 0 | 0 | 2011-01-29 | Saturday | kWh | 0 | 0 | 0 | 0 | 0 | 0 | 0 | 0 | 0 | 0 | 0 | 0 | 0 | 0 | 0 | 0 | 0 | 0 | 0 | 0 | 0 | 0 | 0 | 0 | 2011-01-29 | Saturday | kWh | 0 | 0 | 0 | 0 | 0 | 0 | 0 | 0 | 0 | 0 | 0 | 0 | 0 | 0 | 0 | 0 | 0 | 0 | 0 | 0 | 0 | 0 | 0 | 0
2011-01-30 | Sunday | kWh | 0 | 0 | 0 | 0 | 0 | 0 | 0 | 0 | 0 | 0 | 0 | 0 | 0 | 0 | 0 | 0 | 0 | 0 | 0 | 0 | 0 | 0 | 0 | 0 | 2011-01-30 | Sunday | kWh | 0 | 0 | 0 | 0 | 0 | 0 | 0 | 0 | 0 | 0 | 0 | 0 | 0 | 0 | 0 | 0 | 0 | 0 | 0 | 0 | 0 | 0 | 0 | 0 | 2011-01-30 | Sunday | kWh | 0 | 0 | 0 | 0 | 0 | 0 | 0 | 0 | 0 | 0 | 0 | 0 | 0 | 0 | 0 | 0 | 0 | 0 | 0 | 0 | 0 | 0 | 0 | 0
2011-01-31 | Monday | kWh | 0 | 0 | 0 | 0 | 0 | 0 | 0 | 0 | 0 | 0 | 0 | 0 | 0 | 0 | 0 | 0 | 0 | 0 | 0 | 0 | 0 | 0 | 0 | 0 | 2011-01-31 | Monday | kWh | 0 | 0 | 0 | 0 | 0 | 0 | 0 | 0 | 0 | 0 | 0 | 0 | 0 | 0 | 0 | 0 | 0 | 0 | 0 | 0 | 0 | 0 | 0 | 0 | 2011-01-31 | Monday | kWh | 0 | 0 | 0 | 0 | 0 | 0 | 0 | 0 | 0 | 0 | 0 | 0 | 0 | 0 | 0 | 0 | 0 | 0 | 0 | 0 | 0 | 0 | 0 | 0
Sound of Coll | [26 empty] | Sound of Mull 1 | [26 empty] | Sound of Mull 2
DOY | Day | Units | 0:00 | 1:00 | 2:00 | 3:00 | 4:00 | 5:00 | 6:00 | 7:00 | 8:00 | 9:00 | 10:00 | 11:00 | 12:00 | 13:00 | 14:00 | 15:00 | 16:00 | 17:00 | 18:00 | 19:00 | 20:00 | 21:00 | 22:00 | 23:00 | DOY | Day | Units | 0:00 | 1:00 | 2:00 | 3:00 | 4:00 | 5:00 | 6:00 | 7:00 | 8:00 | 9:00 | 10:00 | 11:00 | 12:00 | 13:00 | 14:00 | 15:00 | 16:00 | 17:00 | 18:00 | 19:00 | 20:00 | 21:00 | 22:00 | 23:00 | DOY | Day | Units | 0:00 | 1:00 | 2:00 | 3:00 | 4:00 | 5:00 | 6:00 | 7:00 | 8:00 | 9:00 | 10:00 | 11:00 | 12:00 | 13:00 | 14:00 | 15:00 | 16:00 | 17:00 | 18:00 | 19:00 | 20:00 | 21:00 | 22:00 | 23:00
2011-01-01 | Saturday | kWh | 63.557 | 10.898 | 2.354 | 18.8317 | 44.6381 | 87.1838 | 63.557 | 63.557 | 2.354 | 29.904 | 87.1838 | 116.0416 | 63.557 | 56.4631 | 9.7743 | 2.1415 | 16.5309 | 39.1845 | 78.1946 | 56.4631 | 56.4631 | 2.1415 | 26.657 | 78.1946 | 2011-01-01 | Saturday | kWh | 0 | 0 | 0 | 0 | 0 | 0 | 0 | 0 | 0 | 0 | 0 | 0 | 0 | 0 | 0 | 0 | 0 | 0 | 0 | 0 | 0 | 0 | 0 | 0 | 2011-01-01 | Saturday | kWh | 0 | 0 | 0 | 0 | 0 | 0 | 0 | 0 | 0 | 0 | 0 | 0 | 0 | 0 | 0 | 0 | 0 | 0 | 0 | 0 | 0 | 0 | 0 | 0
2011-01-02 | Sunday | kWh | 102.8661 | 56.4631 | 49.9177 | 8.7307 | 1.9423 | 14.4257 | 34.1941 | 69.8455 | 49.9177 | 49.9177 | 1.9423 | 23.6539 | 69.8455 | 90.7277 | 49.9177 | 43.8988 | 7.7641 | 1.7558 | 12.5072 | 29.6466 | 62.113 | 43.8988 | 43.8988 | 1.7558 | 2011-01-02 | Sunday | kWh | 0 | 0 | 0 | 0 | 0 | 0 | 0 | 0 | 0 | 0 | 0 | 0 | 0 | 0 | 0 | 0 | 0 | 0 | 0 | 0 | 0 | 0 | 0 | 0 | 2011-01-02 | Sunday | kWh | 0 | 0 | 0 | 0 | 0 | 0 | 0 | 0 | 0 | 0 | 0 | 0 | 0 | 0 | 0 | 0 | 0 | 0 | 0 | 0 | 0 | 0 | 0 | 0
2011-01-03 | Monday | kWh | 20.8853 | 62.113 | 79.5838 | 43.8988 | 38.3842 | 6.8717 | 1.5817 | 10.7668 | 25.5212 | 54.9733 | 38.3842 | 38.3842 | 1.5817 | 18.3417 | 54.9733 | 69.392 | 38.3842 | 33.352 | 6.0504 | 1.4194 | 9.1958 | 21.7975 | 48.4029 | 33.352 | 2011-01-03 | Monday | kWh | 0 | 0 | 0 | 0 | 0 | 0 | 0 | 0 | 0 | 0 | 0 | 0 | 0 | 0 | 0 | 0 | 0 | 0 | 0 | 0 | 0 | 0 | 0 | 0 | 2011-01-03 | Monday | kWh | 0 | 0 | 0 | 0 | 0 | 0 | 0 | 0 | 0 | 0 | 0 | 0 | 0 | 0 | 0 | 0 | 0 | 0 | 0 | 0 | 0 | 0 | 0 | 0
2011-01-04 | Tuesday | kWh | 33.352 | 1.4194 | 16.0134 | 48.4029 | 60.1097 | 33.352 | 28.78 | 5.2973 | 1.2687 | 7.7856 | 18.4548 | 42.378 | 28.78 | 28.78 | 1.2687 | 13.891 | 42.378 | 51.6945 | 28.78 | 24.6462 | 4.6094 | 1.129 | 6.5275 | 15.4727 | 2011-01-04 | Tuesday | kWh | 0 | 0 | 0 | 0 | 0 | 0 | 0 | 0 | 0 | 0 | 0 | 0 | 0 | 0 | 0 | 0 | 0 | 0 | 0 | 0 | 0 | 0 | 0 | 0 | 2011-01-04 | Tuesday | kWh | 0 | 0 | 0 | 0 | 0 | 0 | 0 | 0 | 0 | 0 | 0 | 0 | 0 | 0 | 0 | 0 | 0 | 0 | 0 | 0 | 0 | 0 | 0 | 0
2011-01-05 | Wednesday | kWh | 36.8751 | 24.6462 | 24.6462 | 1.129 | 11.9649 | 36.8751 | 44.1037 | 24.6462 | 20.9285 | 3.9838 | 0.99996 | 5.4128 | 12.8304 | 31.8704 | 20.9285 | 20.9285 | 0.99996 | 10.2257 | 31.8704 | 37.295 | 20.9285 | 17.6048 | 3.4175 | 0.88116 | 2011-01-05 | Wednesday | kWh | 0 | 0 | 0 | 0 | 0 | 0 | 0 | 0 | 0 | 0 | 0 | 0 | 0 | 0 | 0 | 0 | 0 | 0 | 0 | 0 | 0 | 0 | 0 | 0 | 2011-01-05 | Wednesday | kWh | 0 | 0 | 0 | 0 | 0 | 0 | 0 | 0 | 0 | 0 | 0 | 0 | 0 | 0 | 0 | 0 | 0 | 0 | 0 | 0 | 0 | 0 | 0 | 0
2011-01-06 | Thursday | kWh | 4.4329 | 10.5075 | 27.3403 | 17.6048 | 17.6048 | 0.88116 | 8.6637 | 27.3403 | 31.2258 | 17.6048 | 14.653 | 2.9077 | 0.77216 | 3.5789 | 8.4834 | 23.2613 | 14.653 | 14.653 | 0.77216 | 7.2695 | 23.2613 | 25.8535 | 14.653 | 12.0512 | 2011-01-06 | Thursday | kWh | 0 | 0 | 0 | 0 | 0 | 0 | 0 | 0 | 0 | 0 | 0 | 0 | 0 | 0 | 0 | 0 | 0 | 0 | 0 | 0 | 0 | 0 | 0 | 0 | 2011-01-06 | Thursday | kWh | 0 | 0 | 0 | 0 | 0 | 0 | 0 | 0 | 0 | 0 | 0 | 0 | 0 | 0 | 0 | 0 | 0 | 0 | 0 | 0 | 0 | 0 | 0 | 0
2011-01-07 | Friday | kWh | 2.4512 | 0.67254 | 2.8424 | 6.7375 | 19.6096 | 12.0512 | 12.0512 | 0.67254 | 6.0335 | 19.6096 | 21.1358 | 12.0512 | 9.7771 | 2.0452 | 0.58189 | 2.2145 | 5.2493 | 16.3616 | 9.7771 | 9.7771 | 0.58189 | 4.9462 | 16.3616 | 17.03 | 2011-01-07 | Friday | kWh | 0 | 0 | 0 | 0 | 0 | 0 | 0 | 0 | 0 | 0 | 0 | 0 | 0 | 0 | 0 | 0 | 0 | 0 | 0 | 0 | 0 | 0 | 0 | 0 | 2011-01-07 | Friday | kWh | 0 | 0 | 0 | 0 | 0 | 0 | 0 | 0 | 0 | 0 | 0 | 0 | 0 | 0 | 0 | 0 | 0 | 0 | 0 | 0 | 0 | 0 | 0 | 0
2011-01-08 | Saturday | kWh | 9.7771 | 7.8088 | 1.6867 | 0.49976 | 1.6867 | 3.9981 | 13.4936 | 7.8088 | 7.8088 | 0.49976 | 3.9981 | 13.4936 | 13.4936 | 7.8088 | 7.8088 | 1.6867 | 0.49976 | 1.6867 | 3.9981 | 13.4936 | 7.8088 | 7.8088 | 0.49976 | 3.9981 | 2011-01-08 | Saturday | kWh | 0 | 0 | 0 | 0 | 0 | 0 | 0 | 0 | 0 | 0 | 0 | 0 | 0 | 0 | 0 | 0 | 0 | 0 | 0 | 0 | 0 | 0 | 0 | 0 | 2011-01-08 | Saturday | kWh | 0 | 0 | 0 | 0 | 0 | 0 | 0 | 0 | 0 | 0 | 0 | 0 | 0 | 0 | 0 | 0 | 0 | 0 | 0 | 0 | 0 | 0 | 0 | 0
2011-01-09 | Sunday | kWh | 13.4936 | 13.4936 | 7.8088 | 9.7771 | 2.0452 | 0.58189 | 2.2145 | 5.2493 | 16.3616 | 9.7771 | 9.7771 | 0.58189 | 4.9462 | 16.3616 | 17.03 | 9.7771 | 12.0512 | 2.4512 | 0.67254 | 2.8424 | 6.7375 | 19.6096 | 12.0512 | 12.0512 | 2011-01-09 | Sunday | kWh | 0 | 0 | 0 | 0 | 0 | 0 | 0 | 0 | 0 | 0 | 0 | 0 | 0 | 0 | 0 | 0 | 0 | 0 | 0 | 0 | 0 | 0 | 0 | 0 | 2011-01-09 | Sunday | kWh | 0 | 0 | 0 | 0 | 0 | 0 | 0 | 0 | 0 | 0 | 0 | 0 | 0 | 0 | 0 | 0 | 0 | 0 | 0 | 0 | 0 | 0 | 0 | 0
2011-01-10 | Monday | kWh | 0.67254 | 6.0335 | 19.6096 | 21.1358 | 12.0512 | 14.653 | 2.9077 | 0.77216 | 3.5789 | 8.4834 | 23.2613 | 14.653 | 14.653 | 0.77216 | 7.2695 | 23.2613 | 25.8535 | 14.653 | 17.6048 | 3.4175 | 0.88116 | 4.4329 | 10.5075 | 27.3403 | 2011-01-10 | Monday | kWh | 0 | 0 | 0 | 0 | 0 | 0 | 0 | 0 | 0 | 0 | 0 | 0 | 0 | 0 | 0 | 0 | 0 | 0 | 0 | 0 | 0 | 0 | 0 | 0 | 2011-01-10 | Monday | kWh | 0 | 0 | 0 | 0 | 0 | 0 | 0 | 0 | 0 | 0 | 0 | 0 | 0 | 0 | 0 | 0 | 0 | 0 | 0 | 0 | 0 | 0 | 0 | 0
2011-01-11 | Tuesday | kWh | 17.6048 | 17.6048 | 0.88116 | 8.6637 | 27.3403 | 31.2258 | 17.6048 | 20.9285 | 3.9838 | 0.99996 | 5.4128 | 12.8304 | 31.8704 | 20.9285 | 20.9285 | 0.99996 | 10.2257 | 31.8704 | 37.295 | 20.9285 | 24.6462 | 4.6094 | 1.129 | 6.5275 | 2011-01-11 | Tuesday | kWh | 0 | 0 | 0 | 0 | 0 | 0 | 0 | 0 | 0 | 0 | 0 | 0 | 0 | 0 | 0 | 0 | 0 | 0 | 0 | 0 | 0 | 0 | 0 | 0 | 2011-01-11 | Tuesday | kWh | 0 | 0 | 0 | 0 | 0 | 0 | 0 | 0 | 0 | 0 | 0 | 0 | 0 | 0 | 0 | 0 | 0 | 0 | 0 | 0 | 0 | 0 | 0 | 0
2011-01-12 | Wednesday | kWh | 15.4727 | 36.8751 | 24.6462 | 24.6462 | 1.129 | 11.9649 | 36.8751 | 44.1037 | 24.6462 | 28.78 | 5.2973 | 1.2687 | 7.7856 | 18.4548 | 42.378 | 28.78 | 28.78 | 1.2687 | 13.891 | 42.378 | 51.6945 | 28.78 | 33.352 | 6.0504 | 2011-01-12 | Wednesday | kWh | 0 | 0 | 0 | 0 | 0 | 0 | 0 | 0 | 0 | 0 | 0 | 0 | 0 | 0 | 0 | 0 | 0 | 0 | 0 | 0 | 0 | 0 | 0 | 0 | 2011-01-12 | Wednesday | kWh | 0 | 0 | 0 | 0 | 0 | 0 | 0 | 0 | 0 | 0 | 0 | 0 | 0 | 0 | 0 | 0 | 0 | 0 | 0 | 0 | 0 | 0 | 0 | 0
2011-01-13 | Thursday | kWh | 1.4194 | 9.1958 | 21.7975 | 48.4029 | 33.352 | 33.352 | 1.4194 | 16.0134 | 48.4029 | 60.1097 | 33.352 | 38.3842 | 6.8717 | 1.5817 | 10.7668 | 25.5212 | 54.9733 | 38.3842 | 38.3842 | 1.5817 | 18.3417 | 54.9733 | 69.392 | 38.3842 | 2011-01-13 | Thursday | kWh | 0 | 0 | 0 | 0 | 0 | 0 | 0 | 0 | 0 | 0 | 0 | 0 | 0 | 0 | 0 | 0 | 0 | 0 | 0 | 0 | 0 | 0 | 0 | 0 | 2011-01-13 | Thursday | kWh | 0 | 0 | 0 | 0 | 0 | 0 | 0 | 0 | 0 | 0 | 0 | 0 | 0 | 0 | 0 | 0 | 0 | 0 | 0 | 0 | 0 | 0 | 0 | 0
2011-01-14 | Friday | kWh | 43.8988 | 7.7641 | 1.7558 | 12.5072 | 29.6466 | 62.113 | 43.8988 | 43.8988 | 1.7558 | 20.8853 | 62.113 | 79.5838 | 43.8988 | 49.9177 | 8.7307 | 1.9423 | 14.4257 | 34.1941 | 69.8455 | 49.9177 | 49.9177 | 1.9423 | 23.6539 | 69.8455 | 2011-01-14 | Friday | kWh | 0 | 0 | 0 | 0 | 0 | 0 | 0 | 0 | 0 | 0 | 0 | 0 | 0 | 0 | 0 | 0 | 0 | 0 | 0 | 0 | 0 | 0 | 0 | 0 | 2011-01-14 | Friday | kWh | 0 | 0 | 0 | 0 | 0 | 0 | 0 | 0 | 0 | 0 | 0 | 0 | 0 | 0 | 0 | 0 | 0 | 0 | 0 | 0 | 0 | 0 | 0 | 0
2011-01-15 | Saturday | kWh | 90.7277 | 49.9177 | 56.4631 | 9.7743 | 2.1415 | 16.5309 | 39.1845 | 78.1946 | 56.4631 | 56.4631 | 2.1415 | 26.657 | 78.1946 | 102.8661 | 56.4631 | 63.557 | 10.898 | 2.354 | 18.8317 | 44.6381 | 87.1838 | 63.557 | 63.557 | 2.354 | 2011-01-15 | Saturday | kWh | 0 | 0 | 0 | 0 | 0 | 0 | 0 | 0 | 0 | 0 | 0 | 0 | 0 | 0 | 0 | 0 | 0 | 0 | 0 | 0 | 0 | 0 | 0 | 0 | 2011-01-15 | Saturday | kWh | 0 | 0 | 0 | 0 | 0 | 0 | 0 | 0 | 0 | 0 | 0 | 0 | 0 | 0 | 0 | 0 | 0 | 0 | 0 | 0 | 0 | 0 | 0 | 0
2011-01-16 | Sunday | kWh | 29.904 | 87.1838 | 116.0416 | 63.557 | 63.557 | 10.898 | 2.354 | 18.8317 | 44.6381 | 87.1838 | 63.557 | 63.557 | 2.354 | 29.904 | 87.1838 | 116.0416 | 63.557 | 56.4631 | 9.7743 | 2.1415 | 16.5309 | 39.1845 | 78.1946 | 56.4631 | 2011-01-16 | Sunday | kWh | 0 | 0 | 0 | 0 | 0 | 0 | 0 | 0 | 0 | 0 | 0 | 0 | 0 | 0 | 0 | 0 | 0 | 0 | 0 | 0 | 0 | 0 | 0 | 0 | 2011-01-16 | Sunday | kWh | 0 | 0 | 0 | 0 | 0 | 0 | 0 | 0 | 0 | 0 | 0 | 0 | 0 | 0 | 0 | 0 | 0 | 0 | 0 | 0 | 0 | 0 | 0 | 0
2011-01-17 | Monday | kWh | 56.4631 | 2.1415 | 26.657 | 78.1946 | 102.8661 | 56.4631 | 49.9177 | 8.7307 | 1.9423 | 14.4257 | 34.1941 | 69.8455 | 49.9177 | 49.9177 | 1.9423 | 23.6539 | 69.8455 | 90.7277 | 49.9177 | 43.8988 | 7.7641 | 1.7558 | 12.5072 | 29.6466 | 2011-01-17 | Monday | kWh | 0 | 0 | 0 | 0 | 0 | 0 | 0 | 0 | 0 | 0 | 0 | 0 | 0 | 0 | 0 | 0 | 0 | 0 | 0 | 0 | 0 | 0 | 0 | 0 | 2011-01-17 | Monday | kWh | 0 | 0 | 0 | 0 | 0 | 0 | 0 | 0 | 0 | 0 | 0 | 0 | 0 | 0 | 0 | 0 | 0 | 0 | 0 | 0 | 0 | 0 | 0 | 0
2011-01-18 | Tuesday | kWh | 62.113 | 43.8988 | 43.8988 | 1.7558 | 20.8853 | 62.113 | 79.5838 | 43.8988 | 38.3842 | 6.8717 | 1.5817 | 10.7668 | 25.5212 | 54.9733 | 38.3842 | 38.3842 | 1.5817 | 18.3417 | 54.9733 | 69.392 | 38.3842 | 33.352 | 6.0504 | 1.4194 | 2011-01-18 | Tuesday | kWh | 0 | 0 | 0 | 0 | 0 | 0 | 0 | 0 | 0 | 0 | 0 | 0 | 0 | 0 | 0 | 0 | 0 | 0 | 0 | 0 | 0 | 0 | 0 | 0 | 2011-01-18 | Tuesday | kWh | 0 | 0 | 0 | 0 | 0 | 0 | 0 | 0 | 0 | 0 | 0 | 0 | 0 | 0 | 0 | 0 | 0 | 0 | 0 | 0 | 0 | 0 | 0 | 0
2011-01-19 | Wednesday | kWh | 9.1958 | 21.7975 | 48.4029 | 33.352 | 33.352 | 1.4194 | 16.0134 | 48.4029 | 60.1097 | 33.352 | 28.78 | 5.2973 | 1.2687 | 7.7856 | 18.4548 | 42.378 | 28.78 | 28.78 | 1.2687 | 13.891 | 42.378 | 51.6945 | 28.78 | 24.6462 | 2011-01-19 | Wednesday | kWh | 0 | 0 | 0 | 0 | 0 | 0 | 0 | 0 | 0 | 0 | 0 | 0 | 0 | 0 | 0 | 0 | 0 | 0 | 0 | 0 | 0 | 0 | 0 | 0 | 2011-01-19 | Wednesday | kWh | 0 | 0 | 0 | 0 | 0 | 0 | 0 | 0 | 0 | 0 | 0 | 0 | 0 | 0 | 0 | 0 | 0 | 0 | 0 | 0 | 0 | 0 | 0 | 0
2011-01-20 | Thursday | kWh | 4.6094 | 1.129 | 6.5275 | 15.4727 | 36.8751 | 24.6462 | 24.6462 | 1.129 | 11.9649 | 36.8751 | 44.1037 | 24.6462 | 20.9285 | 3.9838 | 0.99996 | 5.4128 | 12.8304 | 31.8704 | 20.9285 | 20.9285 | 0.99996 | 10.2257 | 31.8704 | 37.295 | 2011-01-20 | Thursday | kWh | 0 | 0 | 0 | 0 | 0 | 0 | 0 | 0 | 0 | 0 | 0 | 0 | 0 | 0 | 0 | 0 | 0 | 0 | 0 | 0 | 0 | 0 | 0 | 0 | 2011-01-20 | Thursday | kWh | 0 | 0 | 0 | 0 | 0 | 0 | 0 | 0 | 0 | 0 | 0 | 0 | 0 | 0 | 0 | 0 | 0 | 0 | 0 | 0 | 0 | 0 | 0 | 0
2011-01-21 | Friday | kWh | 20.9285 | 17.6048 | 3.4175 | 0.88116 | 4.4329 | 10.5075 | 27.3403 | 17.6048 | 17.6048 | 0.88116 | 8.6637 | 27.3403 | 31.2258 | 17.6048 | 14.653 | 2.9077 | 0.77216 | 3.5789 | 8.4834 | 23.2613 | 14.653 | 14.653 | 0.77216 | 7.2695 | 2011-01-21 | Friday | kWh | 0 | 0 | 0 | 0 | 0 | 0 | 0 | 0 | 0 | 0 | 0 | 0 | 0 | 0 | 0 | 0 | 0 | 0 | 0 | 0 | 0 | 0 | 0 | 0 | 2011-01-21 | Friday | kWh | 0 | 0 | 0 | 0 | 0 | 0 | 0 | 0 | 0 | 0 | 0 | 0 | 0 | 0 | 0 | 0 | 0 | 0 | 0 | 0 | 0 | 0 | 0 | 0
2011-01-22 | Saturday | kWh | 23.2613 | 25.8535 | 14.653 | 12.0512 | 2.4512 | 0.67254 | 2.8424 | 6.7375 | 19.6096 | 12.0512 | 12.0512 | 0.67254 | 6.0335 | 19.6096 | 21.1358 | 12.0512 | 9.7771 | 2.0452 | 0.58189 | 2.2145 | 5.2493 | 16.3616 | 9.7771 | 9.7771 | 2011-01-22 | Saturday | kWh | 0 | 0 | 0 | 0 | 0 | 0 | 0 | 0 | 0 | 0 | 0 | 0 | 0 | 0 | 0 | 0 | 0 | 0 | 0 | 0 | 0 | 0 | 0 | 0 | 2011-01-22 | Saturday | kWh | 0 | 0 | 0 | 0 | 0 | 0 | 0 | 0 | 0 | 0 | 0 | 0 | 0 | 0 | 0 | 0 | 0 | 0 | 0 | 0 | 0 | 0 | 0 | 0
2011-01-23 | Sunday | kWh | 0.58189 | 4.9462 | 16.3616 | 17.03 | 9.7771 | 7.8088 | 1.6867 | 0.49976 | 1.6867 | 3.9981 | 13.4936 | 7.8088 | 7.8088 | 0.49976 | 3.9981 | 13.4936 | 13.4936 | 7.8088 | 7.8088 | 1.6867 | 0.49976 | 1.6867 | 3.9981 | 13.4936 | 2011-01-23 | Sunday | kWh | 0 | 0 | 0 | 0 | 0 | 0 | 0 | 0 | 0 | 0 | 0 | 0 | 0 | 0 | 0 | 0 | 0 | 0 | 0 | 0 | 0 | 0 | 0 | 0 | 2011-01-23 | Sunday | kWh | 0 | 0 | 0 | 0 | 0 | 0 | 0 | 0 | 0 | 0 | 0 | 0 | 0 | 0 | 0 | 0 | 0 | 0 | 0 | 0 | 0 | 0 | 0 | 0
2011-01-24 | Monday | kWh | 7.8088 | 7.8088 | 0.49976 | 3.9981 | 13.4936 | 13.4936 | 7.8088 | 9.7771 | 2.0452 | 0.58189 | 2.2145 | 5.2493 | 16.3616 | 9.7771 | 9.7771 | 0.58189 | 4.9462 | 16.3616 | 17.03 | 9.7771 | 12.0512 | 2.4512 | 0.67254 | 2.8424 | 2011-01-24 | Monday | kWh | 0 | 0 | 0 | 0 | 0 | 0 | 0 | 0 | 0 | 0 | 0 | 0 | 0 | 0 | 0 | 0 | 0 | 0 | 0 | 0 | 0 | 0 | 0 | 0 | 2011-01-24 | Monday | kWh | 0 | 0 | 0 | 0 | 0 | 0 | 0 | 0 | 0 | 0 | 0 | 0 | 0 | 0 | 0 | 0 | 0 | 0 | 0 | 0 | 0 | 0 | 0 | 0
2011-01-25 | Tuesday | kWh | 6.7375 | 19.6096 | 12.0512 | 12.0512 | 0.67254 | 6.0335 | 19.6096 | 21.1358 | 12.0512 | 14.653 | 2.9077 | 0.77216 | 3.5789 | 8.4834 | 23.2613 | 14.653 | 14.653 | 0.77216 | 7.2695 | 23.2613 | 25.8535 | 14.653 | 17.6048 | 3.4175 | 2011-01-25 | Tuesday | kWh | 0 | 0 | 0 | 0 | 0 | 0 | 0 | 0 | 0 | 0 | 0 | 0 | 0 | 0 | 0 | 0 | 0 | 0 | 0 | 0 | 0 | 0 | 0 | 0 | 2011-01-25 | Tuesday | kWh | 0 | 0 | 0 | 0 | 0 | 0 | 0 | 0 | 0 | 0 | 0 | 0 | 0 | 0 | 0 | 0 | 0 | 0 | 0 | 0 | 0 | 0 | 0 | 0
2011-01-26 | Wednesday | kWh | 0.88116 | 4.4329 | 10.5075 | 27.3403 | 17.6048 | 17.6048 | 0.88116 | 8.6637 | 27.3403 | 31.2258 | 17.6048 | 20.9285 | 3.9838 | 0.99996 | 5.4128 | 12.8304 | 31.8704 | 20.9285 | 20.9285 | 0.99996 | 10.2257 | 31.8704 | 37.295 | 20.9285 | 2011-01-26 | Wednesday | kWh | 0 | 0 | 0 | 0 | 0 | 0 | 0 | 0 | 0 | 0 | 0 | 0 | 0 | 0 | 0 | 0 | 0 | 0 | 0 | 0 | 0 | 0 | 0 | 0 | 2011-01-26 | Wednesday | kWh | 0 | 0 | 0 | 0 | 0 | 0 | 0 | 0 | 0 | 0 | 0 | 0 | 0 | 0 | 0 | 0 | 0 | 0 | 0 | 0 | 0 | 0 | 0 | 0
2011-01-27 | Thursday | kWh | 24.6462 | 4.6094 | 1.129 | 6.5275 | 15.4727 | 36.8751 | 24.6462 | 24.6462 | 1.129 | 11.9649 | 36.8751 | 44.1037 | 24.6462 | 28.78 | 5.2973 | 1.2687 | 7.7856 | 18.4548 | 42.378 | 28.78 | 28.78 | 1.2687 | 13.891 | 42.378 | 2011-01-27 | Thursday | kWh | 0 | 0 | 0 | 0 | 0 | 0 | 0 | 0 | 0 | 0 | 0 | 0 | 0 | 0 | 0 | 0 | 0 | 0 | 0 | 0 | 0 | 0 | 0 | 0 | 2011-01-27 | Thursday | kWh | 0 | 0 | 0 | 0 | 0 | 0 | 0 | 0 | 0 | 0 | 0 | 0 | 0 | 0 | 0 | 0 | 0 | 0 | 0 | 0 | 0 | 0 | 0 | 0
2011-01-28 | Friday | kWh | 51.6945 | 28.78 | 33.352 | 6.0504 | 1.4194 | 9.1958 | 21.7975 | 48.4029 | 33.352 | 33.352 | 1.4194 | 16.0134 | 48.4029 | 60.1097 | 33.352 | 38.3842 | 6.8717 | 1.5817 | 10.7668 | 25.5212 | 54.9733 | 38.3842 | 38.3842 | 1.5817 | 2011-01-28 | Friday | kWh | 0 | 0 | 0 | 0 | 0 | 0 | 0 | 0 | 0 | 0 | 0 | 0 | 0 | 0 | 0 | 0 | 0 | 0 | 0 | 0 | 0 | 0 | 0 | 0 | 2011-01-28 | Friday | kWh | 0 | 0 | 0 | 0 | 0 | 0 | 0 | 0 | 0 | 0 | 0 | 0 | 0 | 0 | 0 | 0 | 0 | 0 | 0 | 0 | 0 | 0 | 0 | 0
2011-01-29 | Saturday | kWh | 18.3417 | 54.9733 | 69.392 | 38.3842 | 43.8988 | 7.7641 | 1.7558 | 12.5072 | 29.6466 | 62.113 | 43.8988 | 43.8988 | 1.7558 | 20.8853 | 62.113 | 79.5838 | 43.8988 | 49.9177 | 8.7307 | 1.9423 | 14.4257 | 34.1941 | 69.8455 | 49.9177 | 2011-01-29 | Saturday | kWh | 0 | 0 | 0 | 0 | 0 | 0 | 0 | 0 | 0 | 0 | 0 | 0 | 0 | 0 | 0 | 0 | 0 | 0 | 0 | 0 | 0 | 0 | 0 | 0 | 2011-01-29 | Saturday | kWh | 0 | 0 | 0 | 0 | 0 | 0 | 0 | 0 | 0 | 0 | 0 | 0 | 0 | 0 | 0 | 0 | 0 | 0 | 0 | 0 | 0 | 0 | 0 | 0
2011-01-30 | Sunday | kWh | 49.9177 | 1.9423 | 23.6539 | 69.8455 | 90.7277 | 49.9177 | 56.4631 | 9.7743 | 2.1415 | 16.5309 | 39.1845 | 78.1946 | 56.4631 | 56.4631 | 2.1415 | 26.657 | 78.1946 | 102.8661 | 56.4631 | 63.557 | 10.898 | 2.354 | 18.8317 | 44.6381 | 2011-01-30 | Sunday | kWh | 0 | 0 | 0 | 0 | 0 | 0 | 0 | 0 | 0 | 0 | 0 | 0 | 0 | 0 | 0 | 0 | 0 | 0 | 0 | 0 | 0 | 0 | 0 | 0 | 2011-01-30 | Sunday | kWh | 0 | 0 | 0 | 0 | 0 | 0 | 0 | 0 | 0 | 0 | 0 | 0 | 0 | 0 | 0 | 0 | 0 | 0 | 0 | 0 | 0 | 0 | 0 | 0
2011-01-31 | Monday | kWh | 87.1838 | 63.557 | 63.557 | 2.354 | 29.904 | 87.1838 | 116.0416 | 63.557 | 6.1241 | 6.1241 | 6.1241 | 6.1241 | 6.1241 | 6.1241 | 6.1241 | 6.1241 | 6.1241 | 6.1241 | 6.1241 | 6.1241 | 6.1241 | 4.7011 | 4.7011 | 4.7011 | 2011-01-31 | Monday | kWh | 0 | 0 | 0 | 0 | 0 | 0 | 0 | 0 | 0 | 0 | 0 | 0 | 0 | 0 | 0 | 0 | 0 | 0 | 0 | 0 | 0 | 0 | 0 | 0 | 2011-01-31 | Monday | kWh | 0 | 0 | 0 | 0 | 0 | 0 | 0 | 0 | 0 | 0 | 0 | 0 | 0 | 0 | 0 | 0 | 0 | 0 | 0 | 0 | 0 | 0 | 0 | 0
Firth of Lorn | [26 empty] | Sound of Islay | [26 empty] | Port Wemyss
DOY | Day | Units | 0:00 | 1:00 | 2:00 | 3:00 | 4:00 | 5:00 | 6:00 | 7:00 | 8:00 | 9:00 | 10:00 | 11:00 | 12:00 | 13:00 | 14:00 | 15:00 | 16:00 | 17:00 | 18:00 | 19:00 | 20:00 | 21:00 | 22:00 | 23:00 | DOY | Day | Units | 0:00 | 1:00 | 2:00 | 3:00 | 4:00 | 5:00 | 6:00 | 7:00 | 8:00 | 9:00 | 10:00 | 11:00 | 12:00 | 13:00 | 14:00 | 15:00 | 16:00 | 17:00 | 18:00 | 19:00 | 20:00 | 21:00 | 22:00 | 23:00 | DOY | Day | Units | 0:00 | 1:00 | 2:00 | 3:00 | 4:00 | 5:00 | 6:00 | 7:00 | 8:00 | 9:00 | 10:00 | 11:00 | 12:00 | 13:00 | 14:00 | 15:00 | 16:00 | 17:00 | 18:00 | 19:00 | 20:00 | 21:00 | 22:00 | 23:00
2011-01-01 | Saturday | kWh | 0 | 0 | 0 | 0 | 0 | 0 | 0 | 0 | 0 | 0 | 0 | 0 | 0 | 0 | 0 | 0 | 0 | 0 | 0 | 0 | 0 | 0 | 0 | 0 | 2011-01-01 | Saturday | kWh | 101.1415 | 1580.3358 | 1580.3358 | 2730.8203 | 2730.8203 | 1580.3358 | 341.3525 | 1580.3358 | 2730.8203 | 1580.3358 | 2730.8203 | 4336.4415 | 2730.8203 | 90.9621 | 1458.8756 | 1458.8756 | 2564.8741 | 2455.977 | 1384.3417 | 293.7758 | 1384.3417 | 2455.977 | 1536.038 | 2455.977 | 2011-01-01 | Saturday | kWh | 0 | 0 | 0 | 0 | 0 | 0 | 0 | 0 | 0 | 0 | 0 | 0 | 0 | 0 | 0 | 0 | 0 | 0 | 0 | 0 | 0 | 0 | 0 | 0
2011-01-02 | Sunday | kWh | 0 | 0 | 0 | 0 | 0 | 0 | 0 | 0 | 0 | 0 | 0 | 0 | 0 | 0 | 0 | 0 | 0 | 0 | 0 | 0 | 0 | 0 | 0 | 0 | 2011-01-02 | Sunday | kWh | 3827.4141 | 2455.977 | 81.4897 | 1343.804 | 1343.804 | 2405.7907 | 2200.2226 | 1205.2618 | 250.8389 | 1205.2618 | 2200.2226 | 1492.5758 | 2200.2226 | 3359.8662 | 2200.2226 | 72.6989 | 1234.9482 | 1234.9482 | 2253.4251 | 1962.87 | 1042.3327 | 212.3038 | 1042.3327 | 1962.87 | 2011-01-02 | Sunday | kWh | 0 | 0 | 0 | 0 | 0 | 0 | 0 | 0 | 0 | 0 | 0 | 0 | 0 | 0 | 0 | 0 | 0 | 0 | 0 | 0 | 0 | 0 | 0 | 0
2011-01-03 | Monday | kWh | 0 | 0 | 0 | 0 | 0 | 0 | 0 | 0 | 0 | 0 | 0 | 0 | 0 | 0 | 0 | 0 | 0 | 0 | 0 | 0 | 0 | 0 | 0 | 0 | 2011-01-03 | Monday | kWh | 1449.9413 | 1962.87 | 2932.0347 | 1962.87 | 64.5642 | 1132.1358 | 1132.1358 | 2107.6324 | 1743.2322 | 894.7912 | 177.9323 | 894.7912 | 1743.2322 | 1408.1265 | 1743.2322 | 2542.1568 | 1743.2322 | 57.0601 | 1035.194 | 1035.194 | 1968.2678 | 1540.6221 | 761.8741 | 147.4865 | 2011-01-03 | Monday | kWh | 0 | 0 | 0 | 0 | 0 | 0 | 0 | 0 | 0 | 0 | 0 | 0 | 0 | 0 | 0 | 0 | 0 | 0 | 0 | 0 | 0 | 0 | 0 | 0
2011-01-04 | Tuesday | kWh | 0 | 0 | 0 | 0 | 0 | 0 | 0 | 0 | 0 | 0 | 0 | 0 | 0 | 0 | 0 | 0 | 0 | 0 | 0 | 0 | 0 | 0 | 0 | 0 | 2011-01-04 | Tuesday | kWh | 761.8741 | 1540.6221 | 1367.1234 | 1540.6221 | 2188.4697 | 1540.6221 | 50.1612 | 943.9504 | 943.9504 | 1835.1862 | 1354.3528 | 642.8181 | 120.7283 | 642.8181 | 1354.3528 | 1326.9242 | 1354.3528 | 1869.2105 | 1354.3528 | 43.8421 | 858.2324 | 858.2324 | 1708.2427 | 1183.7371 | 2011-01-04 | Tuesday | kWh | 0 | 0 | 0 | 0 | 0 | 0 | 0 | 0 | 0 | 0 | 0 | 0 | 0 | 0 | 0 | 0 | 0 | 0 | 0 | 0 | 0 | 0 | 0 | 0
2011-01-05 | Wednesday | kWh | 0 | 0 | 0 | 0 | 0 | 0 | 0 | 0 | 0 | 0 | 0 | 0 | 0 | 0 | 0 | 0 | 0 | 0 | 0 | 0 | 0 | 0 | 0 | 0 | 2011-01-05 | Wednesday | kWh | 536.8598 | 97.4196 | 536.8598 | 1183.7371 | 1287.5208 | 1183.7371 | 1582.6162 | 1183.7371 | 38.0773 | 777.8673 | 777.8673 | 1587.2925 | 1028.088 | 443.2361 | 77.3225 | 443.2361 | 1028.088 | 1248.9053 | 1028.088 | 1326.9242 | 1028.088 | 32.8414 | 702.6826 | 702.6826 | 2011-01-05 | Wednesday | kWh | 0 | 0 | 0 | 0 | 0 | 0 | 0 | 0 | 0 | 0 | 0 | 0 | 0 | 0 | 0 | 0 | 0 | 0 | 0 | 0 | 0 | 0 | 0 | 0
2011-01-06 | Thursday | kWh | 0 | 0 | 0 | 0 | 0 | 0 | 0 | 0 | 0 | 0 | 0 | 0 | 0 | 0 | 0 | 0 | 0 | 0 | 0 | 0 | 0 | 0 | 0 | 0 | 2011-01-06 | Thursday | kWh | 1472.1906 | 886.7185 | 361.1836 | 60.1988 | 361.1836 | 886.7185 | 1211.0697 | 886.7185 | 1100.3714 | 886.7185 | 28.1089 | 632.5057 | 632.5057 | 1362.7921 | 758.9416 | 289.9391 | 45.8105 | 289.9391 | 758.9416 | 1174.0061 | 758.9416 | 901.195 | 758.9416 | 23.8545 | 2011-01-06 | Thursday | kWh | 0 | 0 | 0 | 0 | 0 | 0 | 0 | 0 | 0 | 0 | 0 | 0 | 0 | 0 | 0 | 0 | 0 | 0 | 0 | 0 | 0 | 0 | 0 | 0
2011-01-07 | Friday | kWh | 0 | 0 | 0 | 0 | 0 | 0 | 0 | 0 | 0 | 0 | 0 | 0 | 0 | 0 | 0 | 0 | 0 | 0 | 0 | 0 | 0 | 0 | 0 | 0 | 2011-01-07 | Friday | kWh | 567.1639 | 567.1639 | 1258.952 | 644.0702 | 228.7394 | 33.9196 | 228.7394 | 644.0702 | 1137.7065 | 644.0702 | 727.6322 | 644.0702 | 20.0525 | 506.4848 | 506.4848 | 1160.5255 | 541.4172 | 176.8211 | 24.288 | 176.8211 | 541.4172 | 1102.163 | 541.4172 | 577.92 | 2011-01-07 | Friday | kWh | 0 | 0 | 0 | 0 | 0 | 0 | 0 | 0 | 0 | 0 | 0 | 0 | 0 | 0 | 0 | 0 | 0 | 0 | 0 | 0 | 0 | 0 | 0 | 0
2011-01-08 | Saturday | kWh | 0 | 0 | 0 | 0 | 0 | 0 | 0 | 0 | 0 | 0 | 0 | 0 | 0 | 0 | 0 | 0 | 0 | 0 | 0 | 0 | 0 | 0 | 0 | 0 | 2011-01-08 | Saturday | kWh | 541.4172 | 16.6776 | 450.2957 | 450.2957 | 1067.3675 | 450.2957 | 133.4209 | 16.6776 | 133.4209 | 450.2957 | 1067.3675 | 450.2957 | 450.2957 | 450.2957 | 16.6776 | 450.2957 | 450.2957 | 1067.3675 | 450.2957 | 133.4209 | 16.6776 | 133.4209 | 450.2957 | 1067.3675 | 2011-01-08 | Saturday | kWh | 0 | 0 | 0 | 0 | 0 | 0 | 0 | 0 | 0 | 0 | 0 | 0 | 0 | 0 | 0 | 0 | 0 | 0 | 0 | 0 | 0 | 0 | 0 | 0
2011-01-09 | Sunday | kWh | 0 | 0 | 0 | 0 | 0 | 0 | 0 | 0 | 0 | 0 | 0 | 0 | 0 | 0 | 0 | 0 | 0 | 0 | 0 | 0 | 0 | 0 | 0 | 0 | 2011-01-09 | Sunday | kWh | 450.2957 | 450.2957 | 450.2957 | 20.0525 | 506.4848 | 506.4848 | 1160.5255 | 541.4172 | 176.8211 | 24.288 | 176.8211 | 541.4172 | 1102.163 | 541.4172 | 577.92 | 541.4172 | 23.8545 | 567.1639 | 567.1639 | 1258.952 | 644.0702 | 228.7394 | 33.9196 | 228.7394 | 2011-01-09 | Sunday | kWh | 0 | 0 | 0 | 0 | 0 | 0 | 0 | 0 | 0 | 0 | 0 | 0 | 0 | 0 | 0 | 0 | 0 | 0 | 0 | 0 | 0 | 0 | 0 | 0
2011-01-10 | Monday | kWh | 0 | 0 | 0 | 0 | 0 | 0 | 0 | 0 | 0 | 0 | 0 | 0 | 0 | 0 | 0 | 0 | 0 | 0 | 0 | 0 | 0 | 0 | 0 | 0 | 2011-01-10 | Monday | kWh | 644.0702 | 1137.7065 | 644.0702 | 727.6322 | 644.0702 | 28.1089 | 632.5057 | 632.5057 | 1362.7921 | 758.9416 | 289.9391 | 45.8105 | 289.9391 | 758.9416 | 1174.0061 | 758.9416 | 901.195 | 758.9416 | 32.8414 | 702.6826 | 702.6826 | 1472.1906 | 886.7185 | 361.1836 | 2011-01-10 | Monday | kWh | 0 | 0 | 0 | 0 | 0 | 0 | 0 | 0 | 0 | 0 | 0 | 0 | 0 | 0 | 0 | 0 | 0 | 0 | 0 | 0 | 0 | 0 | 0 | 0
2011-01-11 | Tuesday | kWh | 0 | 0 | 0 | 0 | 0 | 0 | 0 | 0 | 0 | 0 | 0 | 0 | 0 | 0 | 0 | 0 | 0 | 0 | 0 | 0 | 0 | 0 | 0 | 0 | 2011-01-11 | Tuesday | kWh | 60.1988 | 361.1836 | 886.7185 | 1211.0697 | 886.7185 | 1100.3714 | 886.7185 | 38.0773 | 777.8673 | 777.8673 | 1587.2925 | 1028.088 | 443.2361 | 77.3225 | 443.2361 | 1028.088 | 1248.9053 | 1028.088 | 1326.9242 | 1028.088 | 43.8421 | 858.2324 | 858.2324 | 1708.2427 | 2011-01-11 | Tuesday | kWh | 0 | 0 | 0 | 0 | 0 | 0 | 0 | 0 | 0 | 0 | 0 | 0 | 0 | 0 | 0 | 0 | 0 | 0 | 0 | 0 | 0 | 0 | 0 | 0
2011-01-12 | Wednesday | kWh | 0 | 0 | 0 | 0 | 0 | 0 | 0 | 0 | 0 | 0 | 0 | 0 | 0 | 0 | 0 | 0 | 0 | 0 | 0 | 0 | 0 | 0 | 0 | 0 | 2011-01-12 | Wednesday | kWh | 1183.7371 | 536.8598 | 97.4196 | 536.8598 | 1183.7371 | 1287.5208 | 1183.7371 | 1582.6162 | 1183.7371 | 50.1612 | 943.9504 | 943.9504 | 1835.1862 | 1354.3528 | 642.8181 | 120.7283 | 642.8181 | 1354.3528 | 1326.9242 | 1354.3528 | 1869.2105 | 1354.3528 | 57.0601 | 1035.194 | 2011-01-12 | Wednesday | kWh | 0 | 0 | 0 | 0 | 0 | 0 | 0 | 0 | 0 | 0 | 0 | 0 | 0 | 0 | 0 | 0 | 0 | 0 | 0 | 0 | 0 | 0 | 0 | 0
2011-01-13 | Thursday | kWh | 0 | 0 | 0 | 0 | 0 | 0 | 0 | 0 | 0 | 0 | 0 | 0 | 0 | 0 | 0 | 0 | 0 | 0 | 0 | 0 | 0 | 0 | 0 | 0 | 2011-01-13 | Thursday | kWh | 1035.194 | 1968.2678 | 1540.6221 | 761.8741 | 147.4865 | 761.8741 | 1540.6221 | 1367.1234 | 1540.6221 | 2188.4697 | 1540.6221 | 64.5642 | 1132.1358 | 1132.1358 | 2107.6324 | 1743.2322 | 894.7912 | 177.9323 | 894.7912 | 1743.2322 | 1408.1265 | 1743.2322 | 2542.1568 | 1743.2322 | 2011-01-13 | Thursday | kWh | 0 | 0 | 0 | 0 | 0 | 0 | 0 | 0 | 0 | 0 | 0 | 0 | 0 | 0 | 0 | 0 | 0 | 0 | 0 | 0 | 0 | 0 | 0 | 0
2011-01-14 | Friday | kWh | 0 | 0 | 0 | 0 | 0 | 0 | 0 | 0 | 0 | 0 | 0 | 0 | 0 | 0 | 0 | 0 | 0 | 0 | 0 | 0 | 0 | 0 | 0 | 0 | 2011-01-14 | Friday | kWh | 72.6989 | 1234.9482 | 1234.9482 | 2253.4251 | 1962.87 | 1042.3327 | 212.3038 | 1042.3327 | 1962.87 | 1449.9413 | 1962.87 | 2932.0347 | 1962.87 | 81.4897 | 1343.804 | 1343.804 | 2405.7907 | 2200.2226 | 1205.2618 | 250.8389 | 1205.2618 | 2200.2226 | 1492.5758 | 2200.2226 | 2011-01-14 | Friday | kWh | 0 | 0 | 0 | 0 | 0 | 0 | 0 | 0 | 0 | 0 | 0 | 0 | 0 | 0 | 0 | 0 | 0 | 0 | 0 | 0 | 0 | 0 | 0 | 0
2011-01-15 | Saturday | kWh | 0 | 0 | 0 | 0 | 0 | 0 | 0 | 0 | 0 | 0 | 0 | 0 | 0 | 0 | 0 | 0 | 0 | 0 | 0 | 0 | 0 | 0 | 0 | 0 | 2011-01-15 | Saturday | kWh | 3359.8662 | 2200.2226 | 90.9621 | 1458.8756 | 1458.8756 | 2564.8741 | 2455.977 | 1384.3417 | 293.7758 | 1384.3417 | 2455.977 | 1536.038 | 2455.977 | 3827.4141 | 2455.977 | 101.1415 | 1580.3358 | 1580.3358 | 2730.8203 | 2730.8203 | 1580.3358 | 341.3525 | 1580.3358 | 2730.8203 | 2011-01-15 | Saturday | kWh | 0 | 0 | 0 | 0 | 0 | 0 | 0 | 0 | 0 | 0 | 0 | 0 | 0 | 0 | 0 | 0 | 0 | 0 | 0 | 0 | 0 | 0 | 0 | 0
2011-01-16 | Sunday | kWh | 0 | 0 | 0 | 0 | 0 | 0 | 0 | 0 | 0 | 0 | 0 | 0 | 0 | 0 | 0 | 0 | 0 | 0 | 0 | 0 | 0 | 0 | 0 | 0 | 2011-01-16 | Sunday | kWh | 1580.3358 | 2730.8203 | 4336.4415 | 2730.8203 | 101.1415 | 1580.3358 | 1580.3358 | 2730.8203 | 2730.8203 | 1580.3358 | 341.3525 | 1580.3358 | 2730.8203 | 1580.3358 | 2730.8203 | 4336.4415 | 2730.8203 | 90.9621 | 1458.8756 | 1458.8756 | 2564.8741 | 2455.977 | 1384.3417 | 293.7758 | 2011-01-16 | Sunday | kWh | 0 | 0 | 0 | 0 | 0 | 0 | 0 | 0 | 0 | 0 | 0 | 0 | 0 | 0 | 0 | 0 | 0 | 0 | 0 | 0 | 0 | 0 | 0 | 0
2011-01-17 | Monday | kWh | 0 | 0 | 0 | 0 | 0 | 0 | 0 | 0 | 0 | 0 | 0 | 0 | 0 | 0 | 0 | 0 | 0 | 0 | 0 | 0 | 0 | 0 | 0 | 0 | 2011-01-17 | Monday | kWh | 1384.3417 | 2455.977 | 1536.038 | 2455.977 | 3827.4141 | 2455.977 | 81.4897 | 1343.804 | 1343.804 | 2405.7907 | 2200.2226 | 1205.2618 | 250.8389 | 1205.2618 | 2200.2226 | 1492.5758 | 2200.2226 | 3359.8662 | 2200.2226 | 72.6989 | 1234.9482 | 1234.9482 | 2253.4251 | 1962.87 | 2011-01-17 | Monday | kWh | 0 | 0 | 0 | 0 | 0 | 0 | 0 | 0 | 0 | 0 | 0 | 0 | 0 | 0 | 0 | 0 | 0 | 0 | 0 | 0 | 0 | 0 | 0 | 0
2011-01-18 | Tuesday | kWh | 0 | 0 | 0 | 0 | 0 | 0 | 0 | 0 | 0 | 0 | 0 | 0 | 0 | 0 | 0 | 0 | 0 | 0 | 0 | 0 | 0 | 0 | 0 | 0 | 2011-01-18 | Tuesday | kWh | 1042.3327 | 212.3038 | 1042.3327 | 1962.87 | 1449.9413 | 1962.87 | 2932.0347 | 1962.87 | 64.5642 | 1132.1358 | 1132.1358 | 2107.6324 | 1743.2322 | 894.7912 | 177.9323 | 894.7912 | 1743.2322 | 1408.1265 | 1743.2322 | 2542.1568 | 1743.2322 | 57.0601 | 1035.194 | 1035.194 | 2011-01-18 | Tuesday | kWh | 0 | 0 | 0 | 0 | 0 | 0 | 0 | 0 | 0 | 0 | 0 | 0 | 0 | 0 | 0 | 0 | 0 | 0 | 0 | 0 | 0 | 0 | 0 | 0
2011-01-19 | Wednesday | kWh | 0 | 0 | 0 | 0 | 0 | 0 | 0 | 0 | 0 | 0 | 0 | 0 | 0 | 0 | 0 | 0 | 0 | 0 | 0 | 0 | 0 | 0 | 0 | 0 | 2011-01-19 | Wednesday | kWh | 1968.2678 | 1540.6221 | 761.8741 | 147.4865 | 761.8741 | 1540.6221 | 1367.1234 | 1540.6221 | 2188.4697 | 1540.6221 | 50.1612 | 943.9504 | 943.9504 | 1835.1862 | 1354.3528 | 642.8181 | 120.7283 | 642.8181 | 1354.3528 | 1326.9242 | 1354.3528 | 1869.2105 | 1354.3528 | 43.8421 | 2011-01-19 | Wednesday | kWh | 0 | 0 | 0 | 0 | 0 | 0 | 0 | 0 | 0 | 0 | 0 | 0 | 0 | 0 | 0 | 0 | 0 | 0 | 0 | 0 | 0 | 0 | 0 | 0
2011-01-20 | Thursday | kWh | 0 | 0 | 0 | 0 | 0 | 0 | 0 | 0 | 0 | 0 | 0 | 0 | 0 | 0 | 0 | 0 | 0 | 0 | 0 | 0 | 0 | 0 | 0 | 0 | 2011-01-20 | Thursday | kWh | 858.2324 | 858.2324 | 1708.2427 | 1183.7371 | 536.8598 | 97.4196 | 536.8598 | 1183.7371 | 1287.5208 | 1183.7371 | 1582.6162 | 1183.7371 | 38.0773 | 777.8673 | 777.8673 | 1587.2925 | 1028.088 | 443.2361 | 77.3225 | 443.2361 | 1028.088 | 1248.9053 | 1028.088 | 1326.9242 | 2011-01-20 | Thursday | kWh | 0 | 0 | 0 | 0 | 0 | 0 | 0 | 0 | 0 | 0 | 0 | 0 | 0 | 0 | 0 | 0 | 0 | 0 | 0 | 0 | 0 | 0 | 0 | 0
2011-01-21 | Friday | kWh | 0 | 0 | 0 | 0 | 0 | 0 | 0 | 0 | 0 | 0 | 0 | 0 | 0 | 0 | 0 | 0 | 0 | 0 | 0 | 0 | 0 | 0 | 0 | 0 | 2011-01-21 | Friday | kWh | 1028.088 | 32.8414 | 702.6826 | 702.6826 | 1472.1906 | 886.7185 | 361.1836 | 60.1988 | 361.1836 | 886.7185 | 1211.0697 | 886.7185 | 1100.3714 | 886.7185 | 28.1089 | 632.5057 | 632.5057 | 1362.7921 | 758.9416 | 289.9391 | 45.8105 | 289.9391 | 758.9416 | 1174.0061 | 2011-01-21 | Friday | kWh | 0 | 0 | 0 | 0 | 0 | 0 | 0 | 0 | 0 | 0 | 0 | 0 | 0 | 0 | 0 | 0 | 0 | 0 | 0 | 0 | 0 | 0 | 0 | 0
2011-01-22 | Saturday | kWh | 0 | 0 | 0 | 0 | 0 | 0 | 0 | 0 | 0 | 0 | 0 | 0 | 0 | 0 | 0 | 0 | 0 | 0 | 0 | 0 | 0 | 0 | 0 | 0 | 2011-01-22 | Saturday | kWh | 758.9416 | 901.195 | 758.9416 | 23.8545 | 567.1639 | 567.1639 | 1258.952 | 644.0702 | 228.7394 | 33.9196 | 228.7394 | 644.0702 | 1137.7065 | 644.0702 | 727.6322 | 644.0702 | 20.0525 | 506.4848 | 506.4848 | 1160.5255 | 541.4172 | 176.8211 | 24.288 | 176.8211 | 2011-01-22 | Saturday | kWh | 0 | 0 | 0 | 0 | 0 | 0 | 0 | 0 | 0 | 0 | 0 | 0 | 0 | 0 | 0 | 0 | 0 | 0 | 0 | 0 | 0 | 0 | 0 | 0
2011-01-23 | Sunday | kWh | 0 | 0 | 0 | 0 | 0 | 0 | 0 | 0 | 0 | 0 | 0 | 0 | 0 | 0 | 0 | 0 | 0 | 0 | 0 | 0 | 0 | 0 | 0 | 0 | 2011-01-23 | Sunday | kWh | 541.4172 | 1102.163 | 541.4172 | 577.92 | 541.4172 | 16.6776 | 450.2957 | 450.2957 | 1067.3675 | 450.2957 | 133.4209 | 16.6776 | 133.4209 | 450.2957 | 1067.3675 | 450.2957 | 450.2957 | 450.2957 | 16.6776 | 450.2957 | 450.2957 | 1067.3675 | 450.2957 | 133.4209 | 2011-01-23 | Sunday | kWh | 0 | 0 | 0 | 0 | 0 | 0 | 0 | 0 | 0 | 0 | 0 | 0 | 0 | 0 | 0 | 0 | 0 | 0 | 0 | 0 | 0 | 0 | 0 | 0
2011-01-24 | Monday | kWh | 0 | 0 | 0 | 0 | 0 | 0 | 0 | 0 | 0 | 0 | 0 | 0 | 0 | 0 | 0 | 0 | 0 | 0 | 0 | 0 | 0 | 0 | 0 | 0 | 2011-01-24 | Monday | kWh | 16.6776 | 133.4209 | 450.2957 | 1067.3675 | 450.2957 | 450.2957 | 450.2957 | 20.0525 | 506.4848 | 506.4848 | 1160.5255 | 541.4172 | 176.8211 | 24.288 | 176.8211 | 541.4172 | 1102.163 | 541.4172 | 577.92 | 541.4172 | 23.8545 | 567.1639 | 567.1639 | 1258.952 | 2011-01-24 | Monday | kWh | 0 | 0 | 0 | 0 | 0 | 0 | 0 | 0 | 0 | 0 | 0 | 0 | 0 | 0 | 0 | 0 | 0 | 0 | 0 | 0 | 0 | 0 | 0 | 0
2011-01-25 | Tuesday | kWh | 0 | 0 | 0 | 0 | 0 | 0 | 0 | 0 | 0 | 0 | 0 | 0 | 0 | 0 | 0 | 0 | 0 | 0 | 0 | 0 | 0 | 0 | 0 | 0 | 2011-01-25 | Tuesday | kWh | 644.0702 | 228.7394 | 33.9196 | 228.7394 | 644.0702 | 1137.7065 | 644.0702 | 727.6322 | 644.0702 | 28.1089 | 632.5057 | 632.5057 | 1362.7921 | 758.9416 | 289.9391 | 45.8105 | 289.9391 | 758.9416 | 1174.0061 | 758.9416 | 901.195 | 758.9416 | 32.8414 | 702.6826 | 2011-01-25 | Tuesday | kWh | 0 | 0 | 0 | 0 | 0 | 0 | 0 | 0 | 0 | 0 | 0 | 0 | 0 | 0 | 0 | 0 | 0 | 0 | 0 | 0 | 0 | 0 | 0 | 0
2011-01-26 | Wednesday | kWh | 0 | 0 | 0 | 0 | 0 | 0 | 0 | 0 | 0 | 0 | 0 | 0 | 0 | 0 | 0 | 0 | 0 | 0 | 0 | 0 | 0 | 0 | 0 | 0 | 2011-01-26 | Wednesday | kWh | 702.6826 | 1472.1906 | 886.7185 | 361.1836 | 60.1988 | 361.1836 | 886.7185 | 1211.0697 | 886.7185 | 1100.3714 | 886.7185 | 38.0773 | 777.8673 | 777.8673 | 1587.2925 | 1028.088 | 443.2361 | 77.3225 | 443.2361 | 1028.088 | 1248.9053 | 1028.088 | 1326.9242 | 1028.088 | 2011-01-26 | Wednesday | kWh | 0 | 0 | 0 | 0 | 0 | 0 | 0 | 0 | 0 | 0 | 0 | 0 | 0 | 0 | 0 | 0 | 0 | 0 | 0 | 0 | 0 | 0 | 0 | 0
2011-01-27 | Thursday | kWh | 0 | 0 | 0 | 0 | 0 | 0 | 0 | 0 | 0 | 0 | 0 | 0 | 0 | 0 | 0 | 0 | 0 | 0 | 0 | 0 | 0 | 0 | 0 | 0 | 2011-01-27 | Thursday | kWh | 43.8421 | 858.2324 | 858.2324 | 1708.2427 | 1183.7371 | 536.8598 | 97.4196 | 536.8598 | 1183.7371 | 1287.5208 | 1183.7371 | 1582.6162 | 1183.7371 | 50.1612 | 943.9504 | 943.9504 | 1835.1862 | 1354.3528 | 642.8181 | 120.7283 | 642.8181 | 1354.3528 | 1326.9242 | 1354.3528 | 2011-01-27 | Thursday | kWh | 0 | 0 | 0 | 0 | 0 | 0 | 0 | 0 | 0 | 0 | 0 | 0 | 0 | 0 | 0 | 0 | 0 | 0 | 0 | 0 | 0 | 0 | 0 | 0
2011-01-28 | Friday | kWh | 0 | 0 | 0 | 0 | 0 | 0 | 0 | 0 | 0 | 0 | 0 | 0 | 0 | 0 | 0 | 0 | 0 | 0 | 0 | 0 | 0 | 0 | 0 | 0 | 2011-01-28 | Friday | kWh | 1869.2105 | 1354.3528 | 57.0601 | 1035.194 | 1035.194 | 1968.2678 | 1540.6221 | 761.8741 | 147.4865 | 761.8741 | 1540.6221 | 1367.1234 | 1540.6221 | 2188.4697 | 1540.6221 | 64.5642 | 1132.1358 | 1132.1358 | 2107.6324 | 1743.2322 | 894.7912 | 177.9323 | 894.7912 | 1743.2322 | 2011-01-28 | Friday | kWh | 0 | 0 | 0 | 0 | 0 | 0 | 0 | 0 | 0 | 0 | 0 | 0 | 0 | 0 | 0 | 0 | 0 | 0 | 0 | 0 | 0 | 0 | 0 | 0
2011-01-29 | Saturday | kWh | 0 | 0 | 0 | 0 | 0 | 0 | 0 | 0 | 0 | 0 | 0 | 0 | 0 | 0 | 0 | 0 | 0 | 0 | 0 | 0 | 0 | 0 | 0 | 0 | 2011-01-29 | Saturday | kWh | 1408.1265 | 1743.2322 | 2542.1568 | 1743.2322 | 72.6989 | 1234.9482 | 1234.9482 | 2253.4251 | 1962.87 | 1042.3327 | 212.3038 | 1042.3327 | 1962.87 | 1449.9413 | 1962.87 | 2932.0347 | 1962.87 | 81.4897 | 1343.804 | 1343.804 | 2405.7907 | 2200.2226 | 1205.2618 | 250.8389 | 2011-01-29 | Saturday | kWh | 0 | 0 | 0 | 0 | 0 | 0 | 0 | 0 | 0 | 0 | 0 | 0 | 0 | 0 | 0 | 0 | 0 | 0 | 0 | 0 | 0 | 0 | 0 | 0
2011-01-30 | Sunday | kWh | 0 | 0 | 0 | 0 | 0 | 0 | 0 | 0 | 0 | 0 | 0 | 0 | 0 | 0 | 0 | 0 | 0 | 0 | 0 | 0 | 0 | 0 | 0 | 0 | 2011-01-30 | Sunday | kWh | 1205.2618 | 2200.2226 | 1492.5758 | 2200.2226 | 3359.8662 | 2200.2226 | 90.9621 | 1458.8756 | 1458.8756 | 2564.8741 | 2455.977 | 1384.3417 | 293.7758 | 1384.3417 | 2455.977 | 1536.038 | 2455.977 | 3827.4141 | 2455.977 | 101.1415 | 1580.3358 | 1580.3358 | 2730.8203 | 2730.8203 | 2011-01-30 | Sunday | kWh | 0 | 0 | 0 | 0 | 0 | 0 | 0 | 0 | 0 | 0 | 0 | 0 | 0 | 0 | 0 | 0 | 0 | 0 | 0 | 0 | 0 | 0 | 0 | 0
2011-01-31 | Monday | kWh | 0 | 0 | 0 | 0 | 0 | 0 | 0 | 0 | 0 | 0 | 0 | 0 | 0 | 0 | 0 | 0 | 0 | 0 | 0 | 0 | 0 | 0 | 0 | 0 | 2011-01-31 | Monday | kWh | 1580.3358 | 341.3525 | 1580.3358 | 2730.8203 | 1580.3358 | 2730.8203 | 4336.4415 | 2730.8203 | 13.7044 | 1580.3358 | 1580.3358 | 2730.8203 | 2730.8203 | 1580.3358 | 341.3525 | 1580.3358 | 2730.8203 | 1580.3358 | 2730.8203 | 4336.4415 | 1730.7475 | 11.1074 | 1458.8756 | 1458.8756 | 2011-01-31 | Monday | kWh | 0 | 0 | 0 | 0 | 0 | 0 | 0 | 0 | 0 | 0 | 0 | 0 | 0 | 0 | 0 | 0 | 0 | 0 | 0 | 0 | 0 | 0 | 0 | 0
High Kell | [26 empty] | Port Partrick
DOY | Day | Units | 0:00 | 1:00 | 2:00 | 3:00 | 4:00 | 5:00 | 6:00 | 7:00 | 8:00 | 9:00 | 10:00 | 11:00 | 12:00 | 13:00 | 14:00 | 15:00 | 16:00 | 17:00 | 18:00 | 19:00 | 20:00 | 21:00 | 22:00 | 23:00 | DOY | Day | Units | 0:00 | 1:00 | 2:00 | 3:00 | 4:00 | 5:00 | 6:00 | 7:00 | 8:00 | 9:00 | 10:00 | 11:00 | 12:00 | 13:00 | 14:00 | 15:00 | 16:00 | 17:00 | 18:00 | 19:00 | 20:00 | 21:00 | 22:00 | 23:00
2011-01-01 | Saturday | kWh | 4.1267 | 1222.7302 | 5492.657 | 6007.2736 | 4126.7145 | 335.7923 | 1.2227 | 419.3965 | 2112.8778 | 5492.657 | 4553.2945 | 1627.4539 | 78.2547 | 3.8355 | 1104.4644 | 4955.848 | 5438.0164 | 3742.8664 | 302.4537 | 1.0909 | 367.6308 | 1904.6058 | 4955.848 | 4111.2561 | 2011-01-01 | Saturday | kWh | 0 | 0 | 0 | 0 | 0 | 0 | 0 | 0 | 0 | 0 | 0 | 0 | 0 | 0 | 0 | 0 | 0 | 0 | 0 | 0 | 0 | 0 | 0 | 0
2011-01-02 | Sunday | kWh | 1468.3994 | 69.8201 | 3.5584 | 994.0815 | 4455.2062 | 4905.9079 | 3383.5909 | 271.3981 | 0.96898 | 320.3102 | 1710.4909 | 4455.2062 | 3698.7945 | 1320.0611 | 62.0144 | 3.2949 | 891.3097 | 3989.4701 | 4409.6943 | 3048.0751 | 242.5446 | 0.85646 | 277.2351 | 1530.0348 | 2011-01-02 | Sunday | kWh | 0 | 0 | 0 | 0 | 0 | 0 | 0 | 0 | 0 | 0 | 0 | 0 | 0 | 0 | 0 | 0 | 0 | 0 | 0 | 0 | 0 | 0 | 0 | 0
2011-01-03 | Monday | kWh | 3989.4701 | 3314.8855 | 1182.0652 | 54.8134 | 3.0448 | 795.8771 | 3557.3783 | 3948.1224 | 2735.5061 | 215.8123 | 0.75301 | 238.206 | 1362.7391 | 3557.3783 | 2958.505 | 1054.038 | 48.1925 | 2.8077 | 707.5119 | 3157.6697 | 3519.9386 | 2445.0712 | 191.1201 | 0.65824 | 2011-01-03 | Monday | kWh | 0 | 0 | 0 | 0 | 0 | 0 | 0 | 0 | 0 | 0 | 0 | 0 | 0 | 0 | 0 | 0 | 0 | 0 | 0 | 0 | 0 | 0 | 0 | 0
2011-01-04 | Tuesday | kWh | 203.0234 | 1208.1055 | 3157.6697 | 2628.6289 | 935.6058 | 42.1275 | 2.5832 | 625.9421 | 2789.0827 | 3123.8894 | 2175.9575 | 168.387 | 0.57178 | 171.4878 | 1065.6359 | 2789.0827 | 2324.2331 | 826.3949 | 36.5939 | 2.371 | 550.8958 | 2450.3561 | 2758.7213 | 1927.3523 | 2011-01-04 | Tuesday | kWh | 0 | 0 | 0 | 0 | 0 | 0 | 0 | 0 | 0 | 0 | 0 | 0 | 0 | 0 | 0 | 0 | 0 | 0 | 0 | 0 | 0 | 0 | 0 | 0
2011-01-05 | Wednesday | kWh | 147.5321 | 0.49324 | 143.3995 | 934.8319 | 2450.3561 | 2044.2932 | 726.0314 | 31.5675 | 2.1707 | 482.1012 | 2140.2285 | 2423.1809 | 1698.4426 | 128.4744 | 0.42225 | 118.559 | 815.1952 | 2140.2285 | 1787.7853 | 634.1418 | 27.0238 | 1.9821 | 419.2865 | 1857.4385 | 2011-01-05 | Wednesday | kWh | 0 | 0 | 0 | 0 | 0 | 0 | 0 | 0 | 0 | 0 | 0 | 0 | 0 | 0 | 0 | 0 | 0 | 0 | 0 | 0 | 0 | 0 | 0 | 0
2011-01-06 | Thursday | kWh | 2116.0147 | 1488.4156 | 111.1329 | 0.35841 | 96.7668 | 706.2275 | 1857.4385 | 1553.6851 | 550.3522 | 22.9385 | 1.8047 | 362.1796 | 1600.7249 | 1835.9693 | 1296.4586 | 95.4266 | 0.30136 | 77.8233 | 607.4306 | 1600.7249 | 1340.9685 | 474.2888 | 19.2871 | 1.6383 | 2011-01-06 | Thursday | kWh | 0 | 0 | 0 | 0 | 0 | 0 | 0 | 0 | 0 | 0 | 0 | 0 | 0 | 0 | 0 | 0 | 0 | 0 | 0 | 0 | 0 | 0 | 0 | 0
2011-01-07 | Friday | kWh | 310.5087 | 1368.8261 | 1581.791 | 1121.7587 | 81.2746 | 0.25071 | 61.5291 | 518.3061 | 1368.8261 | 1148.6114 | 405.5781 | 16.0454 | 1.4823 | 264.002 | 1160.481 | 1352.2265 | 963.503 | 68.5959 | 0.20608 | 47.6844 | 438.3558 | 1160.481 | 975.5895 | 343.8462 | 2011-01-07 | Friday | kWh | 0 | 0 | 0 | 0 | 0 | 0 | 0 | 0 | 0 | 0 | 0 | 0 | 0 | 0 | 0 | 0 | 0 | 0 | 0 | 0 | 0 | 0 | 0 | 0
2011-01-08 | Saturday | kWh | 13.1889 | 1.3367 | 222.3875 | 974.4281 | 1146.0224 | 820.8788 | 57.3095 | 0.16708 | 36.0899 | 367.0814 | 974.4281 | 820.8788 | 288.7194 | 10.6933 | 1.3367 | 222.3875 | 974.4281 | 1146.0224 | 820.8788 | 57.3095 | 0.16708 | 36.0899 | 367.0814 | 974.4281 | 2011-01-08 | Saturday | kWh | 0 | 0 | 0 | 0 | 0 | 0 | 0 | 0 | 0 | 0 | 0 | 0 | 0 | 0 | 0 | 0 | 0 | 0 | 0 | 0 | 0 | 0 | 0 | 0
2011-01-09 | Sunday | kWh | 820.8788 | 288.7194 | 10.6933 | 1.4823 | 264.002 | 1160.481 | 1352.2265 | 963.503 | 68.5959 | 0.20608 | 47.6844 | 438.3558 | 1160.481 | 975.5895 | 343.8462 | 13.1889 | 1.6383 | 310.5087 | 1368.8261 | 1581.791 | 1121.7587 | 81.2746 | 0.25071 | 61.5291 | 2011-01-09 | Sunday | kWh | 0 | 0 | 0 | 0 | 0 | 0 | 0 | 0 | 0 | 0 | 0 | 0 | 0 | 0 | 0 | 0 | 0 | 0 | 0 | 0 | 0 | 0 | 0 | 0
2011-01-10 | Monday | kWh | 518.3061 | 1368.8261 | 1148.6114 | 405.5781 | 16.0454 | 1.8047 | 362.1796 | 1600.7249 | 1835.9693 | 1296.4586 | 95.4266 | 0.30136 | 77.8233 | 607.4306 | 1600.7249 | 1340.9685 | 474.2888 | 19.2871 | 1.9821 | 419.2865 | 1857.4385 | 2116.0147 | 1488.4156 | 111.1329 | 2011-01-10 | Monday | kWh | 0 | 0 | 0 | 0 | 0 | 0 | 0 | 0 | 0 | 0 | 0 | 0 | 0 | 0 | 0 | 0 | 0 | 0 | 0 | 0 | 0 | 0 | 0 | 0
2011-01-11 | Tuesday | kWh | 0.35841 | 96.7668 | 706.2275 | 1857.4385 | 1553.6851 | 550.3522 | 22.9385 | 2.1707 | 482.1012 | 2140.2285 | 2423.1809 | 1698.4426 | 128.4744 | 0.42225 | 118.559 | 815.1952 | 2140.2285 | 1787.7853 | 634.1418 | 27.0238 | 2.371 | 550.8958 | 2450.3561 | 2758.7213 | 2011-01-11 | Tuesday | kWh | 0 | 0 | 0 | 0 | 0 | 0 | 0 | 0 | 0 | 0 | 0 | 0 | 0 | 0 | 0 | 0 | 0 | 0 | 0 | 0 | 0 | 0 | 0 | 0
2011-01-12 | Wednesday | kWh | 1927.3523 | 147.5321 | 0.49324 | 143.3995 | 934.8319 | 2450.3561 | 2044.2932 | 726.0314 | 31.5675 | 2.5832 | 625.9421 | 2789.0827 | 3123.8894 | 2175.9575 | 168.387 | 0.57178 | 171.4878 | 1065.6359 | 2789.0827 | 2324.2331 | 826.3949 | 36.5939 | 2.8077 | 707.5119 | 2011-01-12 | Wednesday | kWh | 0 | 0 | 0 | 0 | 0 | 0 | 0 | 0 | 0 | 0 | 0 | 0 | 0 | 0 | 0 | 0 | 0 | 0 | 0 | 0 | 0 | 0 | 0 | 0
2011-01-13 | Thursday | kWh | 3157.6697 | 3519.9386 | 2445.0712 | 191.1201 | 0.65824 | 203.0234 | 1208.1055 | 3157.6697 | 2628.6289 | 935.6058 | 42.1275 | 3.0448 | 795.8771 | 3557.3783 | 3948.1224 | 2735.5061 | 215.8123 | 0.75301 | 238.206 | 1362.7391 | 3557.3783 | 2958.505 | 1054.038 | 48.1925 | 2011-01-13 | Thursday | kWh | 0 | 0 | 0 | 0 | 0 | 0 | 0 | 0 | 0 | 0 | 0 | 0 | 0 | 0 | 0 | 0 | 0 | 0 | 0 | 0 | 0 | 0 | 0 | 0
2011-01-14 | Friday | kWh | 3.2949 | 891.3097 | 3989.4701 | 4409.6943 | 3048.0751 | 242.5446 | 0.85646 | 277.2351 | 1530.0348 | 3989.4701 | 3314.8855 | 1182.0652 | 54.8134 | 3.5584 | 994.0815 | 4455.2062 | 4905.9079 | 3383.5909 | 271.3981 | 0.96898 | 320.3102 | 1710.4909 | 4455.2062 | 3698.7945 | 2011-01-14 | Friday | kWh | 0 | 0 | 0 | 0 | 0 | 0 | 0 | 0 | 0 | 0 | 0 | 0 | 0 | 0 | 0 | 0 | 0 | 0 | 0 | 0 | 0 | 0 | 0 | 0
2011-01-15 | Saturday | kWh | 1320.0611 | 62.0144 | 3.8355 | 1104.4644 | 4955.848 | 5438.0164 | 3742.8664 | 302.4537 | 1.0909 | 367.6308 | 1904.6058 | 4955.848 | 4111.2561 | 1468.3994 | 69.8201 | 4.1267 | 1222.7302 | 5492.657 | 6007.2736 | 4126.7145 | 335.7923 | 1.2227 | 419.3965 | 2112.8778 | 2011-01-15 | Saturday | kWh | 0 | 0 | 0 | 0 | 0 | 0 | 0 | 0 | 0 | 0 | 0 | 0 | 0 | 0 | 0 | 0 | 0 | 0 | 0 | 0 | 0 | 0 | 0 | 0
2011-01-16 | Sunday | kWh | 5492.657 | 4553.2945 | 1627.4539 | 78.2547 | 4.1267 | 1222.7302 | 5492.657 | 6007.2736 | 4126.7145 | 335.7923 | 1.2227 | 419.3965 | 2112.8778 | 5492.657 | 4553.2945 | 1627.4539 | 78.2547 | 3.8355 | 1104.4644 | 4955.848 | 5438.0164 | 3742.8664 | 302.4537 | 1.0909 | 2011-01-16 | Sunday | kWh | 0 | 0 | 0 | 0 | 0 | 0 | 0 | 0 | 0 | 0 | 0 | 0 | 0 | 0 | 0 | 0 | 0 | 0 | 0 | 0 | 0 | 0 | 0 | 0
2011-01-17 | Monday | kWh | 367.6308 | 1904.6058 | 4955.848 | 4111.2561 | 1468.3994 | 69.8201 | 3.5584 | 994.0815 | 4455.2062 | 4905.9079 | 3383.5909 | 271.3981 | 0.96898 | 320.3102 | 1710.4909 | 4455.2062 | 3698.7945 | 1320.0611 | 62.0144 | 3.2949 | 891.3097 | 3989.4701 | 4409.6943 | 3048.0751 | 2011-01-17 | Monday | kWh | 0 | 0 | 0 | 0 | 0 | 0 | 0 | 0 | 0 | 0 | 0 | 0 | 0 | 0 | 0 | 0 | 0 | 0 | 0 | 0 | 0 | 0 | 0 | 0
2011-01-18 | Tuesday | kWh | 242.5446 | 0.85646 | 277.2351 | 1530.0348 | 3989.4701 | 3314.8855 | 1182.0652 | 54.8134 | 3.0448 | 795.8771 | 3557.3783 | 3948.1224 | 2735.5061 | 215.8123 | 0.75301 | 238.206 | 1362.7391 | 3557.3783 | 2958.505 | 1054.038 | 48.1925 | 2.8077 | 707.5119 | 3157.6697 | 2011-01-18 | Tuesday | kWh | 0 | 0 | 0 | 0 | 0 | 0 | 0 | 0 | 0 | 0 | 0 | 0 | 0 | 0 | 0 | 0 | 0 | 0 | 0 | 0 | 0 | 0 | 0 | 0
2011-01-19 | Wednesday | kWh | 3519.9386 | 2445.0712 | 191.1201 | 0.65824 | 203.0234 | 1208.1055 | 3157.6697 | 2628.6289 | 935.6058 | 42.1275 | 2.5832 | 625.9421 | 2789.0827 | 3123.8894 | 2175.9575 | 168.387 | 0.57178 | 171.4878 | 1065.6359 | 2789.0827 | 2324.2331 | 826.3949 | 36.5939 | 2.371 | 2011-01-19 | Wednesday | kWh | 0 | 0 | 0 | 0 | 0 | 0 | 0 | 0 | 0 | 0 | 0 | 0 | 0 | 0 | 0 | 0 | 0 | 0 | 0 | 0 | 0 | 0 | 0 | 0
2011-01-20 | Thursday | kWh | 550.8958 | 2450.3561 | 2758.7213 | 1927.3523 | 147.5321 | 0.49324 | 143.3995 | 934.8319 | 2450.3561 | 2044.2932 | 726.0314 | 31.5675 | 2.1707 | 482.1012 | 2140.2285 | 2423.1809 | 1698.4426 | 128.4744 | 0.42225 | 118.559 | 815.1952 | 2140.2285 | 1787.7853 | 634.1418 | 2011-01-20 | Thursday | kWh | 0 | 0 | 0 | 0 | 0 | 0 | 0 | 0 | 0 | 0 | 0 | 0 | 0 | 0 | 0 | 0 | 0 | 0 | 0 | 0 | 0 | 0 | 0 | 0
2011-01-21 | Friday | kWh | 27.0238 | 1.9821 | 419.2865 | 1857.4385 | 2116.0147 | 1488.4156 | 111.1329 | 0.35841 | 96.7668 | 706.2275 | 1857.4385 | 1553.6851 | 550.3522 | 22.9385 | 1.8047 | 362.1796 | 1600.7249 | 1835.9693 | 1296.4586 | 95.4266 | 0.30136 | 77.8233 | 607.4306 | 1600.7249 | 2011-01-21 | Friday | kWh | 0 | 0 | 0 | 0 | 0 | 0 | 0 | 0 | 0 | 0 | 0 | 0 | 0 | 0 | 0 | 0 | 0 | 0 | 0 | 0 | 0 | 0 | 0 | 0
2011-01-22 | Saturday | kWh | 1340.9685 | 474.2888 | 19.2871 | 1.6383 | 310.5087 | 1368.8261 | 1581.791 | 1121.7587 | 81.2746 | 0.25071 | 61.5291 | 518.3061 | 1368.8261 | 1148.6114 | 405.5781 | 16.0454 | 1.4823 | 264.002 | 1160.481 | 1352.2265 | 963.503 | 68.5959 | 0.20608 | 47.6844 | 2011-01-22 | Saturday | kWh | 0 | 0 | 0 | 0 | 0 | 0 | 0 | 0 | 0 | 0 | 0 | 0 | 0 | 0 | 0 | 0 | 0 | 0 | 0 | 0 | 0 | 0 | 0 | 0
2011-01-23 | Sunday | kWh | 438.3558 | 1160.481 | 975.5895 | 343.8462 | 13.1889 | 1.3367 | 222.3875 | 974.4281 | 1146.0224 | 820.8788 | 57.3095 | 0.16708 | 36.0899 | 367.0814 | 974.4281 | 820.8788 | 288.7194 | 10.6933 | 1.3367 | 222.3875 | 974.4281 | 1146.0224 | 820.8788 | 57.3095 | 2011-01-23 | Sunday | kWh | 0 | 0 | 0 | 0 | 0 | 0 | 0 | 0 | 0 | 0 | 0 | 0 | 0 | 0 | 0 | 0 | 0 | 0 | 0 | 0 | 0 | 0 | 0 | 0
2011-01-24 | Monday | kWh | 0.16708 | 36.0899 | 367.0814 | 974.4281 | 820.8788 | 288.7194 | 10.6933 | 1.4823 | 264.002 | 1160.481 | 1352.2265 | 963.503 | 68.5959 | 0.20608 | 47.6844 | 438.3558 | 1160.481 | 975.5895 | 343.8462 | 13.1889 | 1.6383 | 310.5087 | 1368.8261 | 1581.791 | 2011-01-24 | Monday | kWh | 0 | 0 | 0 | 0 | 0 | 0 | 0 | 0 | 0 | 0 | 0 | 0 | 0 | 0 | 0 | 0 | 0 | 0 | 0 | 0 | 0 | 0 | 0 | 0
2011-01-25 | Tuesday | kWh | 1121.7587 | 81.2746 | 0.25071 | 61.5291 | 518.3061 | 1368.8261 | 1148.6114 | 405.5781 | 16.0454 | 1.8047 | 362.1796 | 1600.7249 | 1835.9693 | 1296.4586 | 95.4266 | 0.30136 | 77.8233 | 607.4306 | 1600.7249 | 1340.9685 | 474.2888 | 19.2871 | 1.9821 | 419.2865 | 2011-01-25 | Tuesday | kWh | 0 | 0 | 0 | 0 | 0 | 0 | 0 | 0 | 0 | 0 | 0 | 0 | 0 | 0 | 0 | 0 | 0 | 0 | 0 | 0 | 0 | 0 | 0 | 0
2011-01-26 | Wednesday | kWh | 1857.4385 | 2116.0147 | 1488.4156 | 111.1329 | 0.35841 | 96.7668 | 706.2275 | 1857.4385 | 1553.6851 | 550.3522 | 22.9385 | 2.1707 | 482.1012 | 2140.2285 | 2423.1809 | 1698.4426 | 128.4744 | 0.42225 | 118.559 | 815.1952 | 2140.2285 | 1787.7853 | 634.1418 | 27.0238 | 2011-01-26 | Wednesday | kWh | 0 | 0 | 0 | 0 | 0 | 0 | 0 | 0 | 0 | 0 | 0 | 0 | 0 | 0 | 0 | 0 | 0 | 0 | 0 | 0 | 0 | 0 | 0 | 0
2011-01-27 | Thursday | kWh | 2.371 | 550.8958 | 2450.3561 | 2758.7213 | 1927.3523 | 147.5321 | 0.49324 | 143.3995 | 934.8319 | 2450.3561 | 2044.2932 | 726.0314 | 31.5675 | 2.5832 | 625.9421 | 2789.0827 | 3123.8894 | 2175.9575 | 168.387 | 0.57178 | 171.4878 | 1065.6359 | 2789.0827 | 2324.2331 | 2011-01-27 | Thursday | kWh | 0 | 0 | 0 | 0 | 0 | 0 | 0 | 0 | 0 | 0 | 0 | 0 | 0 | 0 | 0 | 0 | 0 | 0 | 0 | 0 | 0 | 0 | 0 | 0
2011-01-28 | Friday | kWh | 826.3949 | 36.5939 | 2.8077 | 707.5119 | 3157.6697 | 3519.9386 | 2445.0712 | 191.1201 | 0.65824 | 203.0234 | 1208.1055 | 3157.6697 | 2628.6289 | 935.6058 | 42.1275 | 3.0448 | 795.8771 | 3557.3783 | 3948.1224 | 2735.5061 | 215.8123 | 0.75301 | 238.206 | 1362.7391 | 2011-01-28 | Friday | kWh | 0 | 0 | 0 | 0 | 0 | 0 | 0 | 0 | 0 | 0 | 0 | 0 | 0 | 0 | 0 | 0 | 0 | 0 | 0 | 0 | 0 | 0 | 0 | 0
2011-01-29 | Saturday | kWh | 3557.3783 | 2958.505 | 1054.038 | 48.1925 | 3.2949 | 891.3097 | 3989.4701 | 4409.6943 | 3048.0751 | 242.5446 | 0.85646 | 277.2351 | 1530.0348 | 3989.4701 | 3314.8855 | 1182.0652 | 54.8134 | 3.5584 | 994.0815 | 4455.2062 | 4905.9079 | 3383.5909 | 271.3981 | 0.96898 | 2011-01-29 | Saturday | kWh | 0 | 0 | 0 | 0 | 0 | 0 | 0 | 0 | 0 | 0 | 0 | 0 | 0 | 0 | 0 | 0 | 0 | 0 | 0 | 0 | 0 | 0 | 0 | 0
2011-01-30 | Sunday | kWh | 320.3102 | 1710.4909 | 4455.2062 | 3698.7945 | 1320.0611 | 62.0144 | 3.8355 | 1104.4644 | 4955.848 | 5438.0164 | 3742.8664 | 302.4537 | 1.0909 | 367.6308 | 1904.6058 | 4955.848 | 4111.2561 | 1468.3994 | 69.8201 | 4.1267 | 1222.7302 | 5492.657 | 6007.2736 | 4126.7145 | 2011-01-30 | Sunday | kWh | 0 | 0 | 0 | 0 | 0 | 0 | 0 | 0 | 0 | 0 | 0 | 0 | 0 | 0 | 0 | 0 | 0 | 0 | 0 | 0 | 0 | 0 | 0 | 0
2011-01-31 | Monday | kWh | 335.7923 | 1.2227 | 419.3965 | 2112.8778 | 5492.657 | 4553.2945 | 1627.4539 | 78.2547 | 1.2009 | 1.2009 | 1.2009 | 1.2009 | 1.2009 | 1.2009 | 1.2009 | 1.2009 | 1.2009 | 1.2009 | 1.2009 | 1.2009 | 1.2009 | 1.0746 | 1.0746 | 1.0746 | 2011-01-31 | Monday | kWh | 0 | 0 | 0 | 0 | 0 | 0 | 0 | 0 | 0 | 0 | 0 | 0 | 0 | 0 | 0 | 0 | 0 | 0 | 0 | 0 | 0 | 0 | 0 | 0

## Site Selection (hidden)
North Sanday | [26 empty] | Sound of Islay | [26 empty] | Sound of Coll
DOY | Day | Units | 0:00 | 1:00 | 2:00 | 3:00 | 4:00 | 5:00 | 6:00 | 7:00 | 8:00 | 9:00 | 10:00 | 11:00 | 12:00 | 13:00 | 14:00 | 15:00 | 16:00 | 17:00 | 18:00 | 19:00 | 20:00 | 21:00 | 22:00 | 23:00 | DOY | Day | Units | 0:00 | 1:00 | 2:00 | 3:00 | 4:00 | 5:00 | 6:00 | 7:00 | 8:00 | 9:00 | 10:00 | 11:00 | 12:00 | 13:00 | 14:00 | 15:00 | 16:00 | 17:00 | 18:00 | 19:00 | 20:00 | 21:00 | 22:00 | 23:00 | DOY | Day | Units | 0:00 | 1:00 | 2:00 | 3:00 | 4:00 | 5:00 | 6:00 | 7:00 | 8:00 | 9:00 | 10:00 | 11:00 | 12:00 | 13:00 | 14:00 | 15:00 | 16:00 | 17:00 | 18:00 | 19:00 | 20:00 | 21:00 | 22:00 | 23:00
2011-01-01 | Saturday | kWh | 73309.372 | 17084.3871 | 163936.7067 | 228870.7248 | 136675.0968 | 112616.8095 | 656781.2329 | 266943.5484 | 7207.4758 | 44412.7329 | 813810.7752 | 461278.4516 | 73309.372 | 65903.2688 | 15215.5002 | 147051.4664 | 207777.4523 | 123585.7298 | 99485.6805 | 587576.2884 | 237742.1906 | 6419.0391 | 39993.7283 | 733952.8806 | 2011-01-01 | Saturday | kWh | 10114.1492 | 158033.581 | 158033.581 | 273082.028 | 273082.028 | 158033.581 | 34135.2535 | 158033.581 | 273082.028 | 158033.581 | 273082.028 | 433644.1463 | 273082.028 | 9096.2111 | 145887.5646 | 145887.5646 | 256487.4082 | 245597.6986 | 138434.172 | 29377.5832 | 138434.172 | 245597.6986 | 153603.7984 | 245597.6986 | 2011-01-01 | Saturday | kWh | 6355.6989 | 1089.7975 | 235.3963 | 1883.17 | 4463.8105 | 8718.3798 | 6355.6989 | 6355.6989 | 235.3963 | 2990.4043 | 8718.3798 | 11604.1636 | 6355.6989 | 5646.3077 | 977.4324 | 214.1536 | 1653.0941 | 3918.4453 | 7819.459 | 5646.3077 | 5646.3077 | 214.1536 | 2665.699 | 7819.459
2011-01-02 | Sunday | kWh | 419210.4317 | 65903.2688 | 59013.5598 | 13488.1323 | 131367.3909 | 188021.7081 | 111359.9463 | 87417.1344 | 523411.9445 | 210752.067 | 5690.3058 | 35878.0212 | 659497.9195 | 379781.1678 | 59013.5598 | 52621.5839 | 11896.7115 | 116840.1608 | 169559.6815 | 99968.2752 | 76366.3391 | 464097.6045 | 185886.1167 | 5018.9251 | 2011-01-02 | Sunday | kWh | 382741.4142 | 245597.6986 | 8148.9725 | 134380.3975 | 134380.3975 | 240579.0654 | 220022.2563 | 120526.1774 | 25083.8923 | 120526.1774 | 220022.2563 | 149257.5788 | 220022.2563 | 335986.6171 | 220022.2563 | 7269.8888 | 123494.8207 | 123494.8207 | 225342.5073 | 196286.997 | 104233.2705 | 21230.376 | 104233.2705 | 196286.997 | 2011-01-02 | Sunday | kWh | 10286.6128 | 5646.3077 | 4991.7694 | 873.0693 | 194.2291 | 1442.5651 | 3419.4137 | 6984.5542 | 4991.7694 | 4991.7694 | 194.2291 | 2365.3927 | 6984.5542 | 9072.7693 | 4991.7694 | 4389.8767 | 776.4126 | 175.5803 | 1250.7154 | 2964.6587 | 6211.3005 | 4389.8767 | 4389.8767 | 175.5803
2011-01-03 | Monday | kWh | 32054.8287 | 590256.6426 | 342905.1912 | 52621.5839 | 46708.6795 | 10435.6658 | 103425.4568 | 152347.5618 | 89381.2452 | 66288.4626 | 409442.6715 | 163057.2787 | 4402.5465 | 28513.368 | 526039.8004 | 308497.0333 | 46708.6795 | 41256.1853 | 9099.4235 | 91078.9594 | 136341.5386 | 79569.3854 | 57138.673 | 359256.5486 | 2011-01-03 | Monday | kWh | 144994.1264 | 196286.997 | 293203.4685 | 196286.997 | 6456.4154 | 113213.5754 | 113213.5754 | 210763.2414 | 174323.2165 | 89479.1242 | 17793.2295 | 89479.1242 | 174323.2165 | 140812.6457 | 174323.2165 | 254215.6815 | 174323.2165 | 5706.0078 | 103519.4027 | 103519.4027 | 196826.7754 | 154062.2108 | 76187.4117 | 14748.648 | 2011-01-03 | Monday | kWh | 2088.5324 | 6211.3005 | 7958.3821 | 4389.8767 | 3838.4225 | 687.1667 | 158.1652 | 1076.6771 | 2552.1235 | 5497.3335 | 3838.4225 | 3838.4225 | 158.1652 | 1834.1653 | 5497.3335 | 6939.2001 | 3838.4225 | 3335.1997 | 605.0361 | 141.9414 | 919.5825 | 2179.7512 | 4840.2884 | 3335.1997
2011-01-04 | Tuesday | kWh | 142178.4922 | 3838.8193 | 25242.8563 | 466658.1434 | 276471.2254 | 41256.1853 | 36245.4401 | 7882.4126 | 79756.3493 | 121497.801 | 70503.2246 | 48872.1382 | 313348.6391 | 123162.6961 | 3325.3928 | 22232.5108 | 411922.422 | 246742.2986 | 36245.4401 | 31657.7824 | 6779.0611 | 69413.3071 | 107772.5385 | 62153.2916 | 2011-01-04 | Tuesday | kWh | 76187.4117 | 154062.2108 | 136712.3409 | 154062.2108 | 218846.9695 | 154062.2108 | 5016.1213 | 94395.0437 | 94395.0437 | 183518.6169 | 135435.2759 | 64281.806 | 12072.8267 | 64281.806 | 135435.2759 | 132692.4164 | 135435.2759 | 186921.0458 | 135435.2759 | 4384.2114 | 85823.2395 | 85823.2395 | 170824.2733 | 118373.7075 | 2011-01-04 | Tuesday | kWh | 3335.1997 | 141.9414 | 1601.3382 | 4840.2884 | 6010.972 | 3335.1997 | 2878.0009 | 529.7251 | 126.8669 | 778.564 | 1845.4849 | 4237.8007 | 2878.0009 | 2878.0009 | 126.8669 | 1389.0983 | 4237.8007 | 5169.4469 | 2878.0009 | 2464.619 | 460.9382 | 112.8993 | 652.7536 | 1547.2677
2011-01-05 | Wednesday | kWh | 41444.0261 | 271528.3461 | 105922.8296 | 2859.9164 | 19471.5487 | 361643.3868 | 219224.7842 | 31657.7824 | 27474.5509 | 5783.7972 | 60005.5134 | 95121.9404 | 54490.1153 | 34809.5048 | 233605.0728 | 90371.8316 | 2440.0395 | 16949.1873 | 315631.7882 | 193833.2137 | 27474.5509 | 23677.0842 | 4891.049 | 51488.649 | 2011-01-05 | Wednesday | kWh | 53685.9801 | 9741.9609 | 53685.9801 | 118373.7075 | 128752.0764 | 118373.7075 | 158261.6237 | 118373.7075 | 3807.7334 | 77786.7312 | 77786.7312 | 158729.2524 | 102808.8017 | 44323.6072 | 7732.2457 | 44323.6072 | 102808.8017 | 124890.5252 | 102808.8017 | 132692.4164 | 102808.8017 | 3284.1428 | 70268.26 | 70268.26 | 2011-01-05 | Wednesday | kWh | 3687.5055 | 2464.619 | 2464.619 | 112.8993 | 1196.4926 | 3687.5055 | 4410.3736 | 2464.619 | 2092.8467 | 398.3798 | 99.9965 | 541.2837 | 1283.0428 | 3187.0383 | 2092.8467 | 2092.8467 | 99.9965 | 1022.5681 | 3187.0383 | 3729.5009 | 2092.8467 | 1760.477 | 341.7543 | 88.1162
2011-01-06 | Thursday | kWh | 83502.1961 | 47484.2247 | 28923.7423 | 199388.2223 | 76422.6413 | 2063.4113 | 14654.6437 | 273698.3769 | 170482.1181 | 23677.0842 | 20246.721 | 4095.2447 | 43818.3944 | 72869.4949 | 41106.1485 | 23741.9064 | 168687.1978 | 63988.1977 | 1727.6813 | 12577.135 | 235653.9031 | 149086.0289 | 20246.721 | 17164.8 | 2011-01-06 | Thursday | kWh | 147219.0617 | 88671.8544 | 36118.3603 | 6019.8764 | 36118.3603 | 88671.8544 | 121106.9672 | 88671.8544 | 110037.1372 | 88671.8544 | 2810.8949 | 63250.5669 | 63250.5669 | 136279.2088 | 75894.1614 | 28993.9125 | 4581.0481 | 28993.9125 | 75894.1614 | 117400.6066 | 75894.1614 | 90119.4995 | 75894.1614 | 2385.4451 | 2011-01-06 | Thursday | kWh | 443.2865 | 1050.7531 | 2734.0345 | 1760.477 | 1760.477 | 88.1162 | 866.3719 | 2734.0345 | 3122.5779 | 1760.477 | 1465.3026 | 290.7662 | 77.2163 | 357.8943 | 848.3419 | 2326.1293 | 1465.3026 | 1465.3026 | 77.2163 | 726.9509 | 2326.1293 | 2585.3533 | 1465.3026 | 1205.1163
2011-01-07 | Friday | kWh | 3390.8121 | 36950.4302 | 63180.0262 | 35326.4157 | 19219.1653 | 141311.4024 | 52981.4398 | 1430.4989 | 10705.8786 | 201309.1176 | 129559.4773 | 17164.8 | 14412.6598 | 2772.1796 | 30840.4371 | 54389.9793 | 30115.5551 | 15310.6868 | 117070.2394 | 43315.3068 | 1169.5133 | 9030.0917 | 170474.7707 | 111816.9945 | 2011-01-07 | Friday | kWh | 56716.3931 | 56716.3931 | 125895.2013 | 64407.0186 | 22873.9368 | 3391.9561 | 22873.9368 | 64407.0186 | 113770.6479 | 64407.0186 | 72763.2164 | 64407.0186 | 2005.249 | 50648.4796 | 50648.4796 | 116052.5468 | 54141.7221 | 17682.1063 | 2428.7956 | 17682.1063 | 54141.7221 | 110216.2952 | 54141.7221 | 57792.0014 | 2011-01-07 | Friday | kWh | 245.1198 | 67.2544 | 284.2393 | 673.7523 | 1960.9581 | 1205.1163 | 1205.1163 | 67.2544 | 603.3523 | 1960.9581 | 2113.576 | 1205.1163 | 977.7109 | 204.5195 | 58.1885 | 221.4537 | 524.9273 | 1636.1563 | 977.7109 | 977.7109 | 58.1885 | 494.623 | 1636.1563 | 1702.995
2011-01-08 | Saturday | kWh | 14412.6598 | 11971.639 | 2233.7752 | 25444.0957 | 46455.5437 | 25444.0957 | 11971.639 | 95773.1119 | 34902.7376 | 942.3739 | 7538.9913 | 142961.613 | 95773.1119 | 11971.639 | 11971.639 | 2233.7752 | 25444.0957 | 46455.5437 | 25444.0957 | 11971.639 | 95773.1119 | 34902.7376 | 942.3739 | 7538.9913 | 2011-01-08 | Saturday | kWh | 54141.7221 | 1667.7618 | 45029.5676 | 45029.5676 | 106736.7529 | 45029.5676 | 13342.0941 | 1667.7618 | 13342.0941 | 45029.5676 | 106736.7529 | 45029.5676 | 45029.5676 | 45029.5676 | 1667.7618 | 45029.5676 | 45029.5676 | 106736.7529 | 45029.5676 | 13342.0941 | 1667.7618 | 13342.0941 | 45029.5676 | 106736.7529 | 2011-01-08 | Saturday | kWh | 977.7109 | 780.8791 | 168.6699 | 49.9763 | 168.6699 | 399.8101 | 1349.3591 | 780.8791 | 780.8791 | 49.9763 | 399.8101 | 1349.3591 | 1349.3591 | 780.8791 | 780.8791 | 168.6699 | 49.9763 | 168.6699 | 399.8101 | 1349.3591 | 780.8791 | 780.8791 | 49.9763 | 399.8101
2011-01-09 | Sunday | kWh | 142961.613 | 95773.1119 | 11971.639 | 14412.6598 | 2772.1796 | 30840.4371 | 54389.9793 | 30115.5551 | 15310.6868 | 117070.2394 | 43315.3068 | 1169.5133 | 9030.0917 | 170474.7707 | 111816.9945 | 14412.6598 | 17164.8 | 3390.8121 | 36950.4302 | 63180.0262 | 35326.4157 | 19219.1653 | 141311.4024 | 52981.4398 | 2011-01-09 | Sunday | kWh | 45029.5676 | 45029.5676 | 45029.5676 | 2005.249 | 50648.4796 | 50648.4796 | 116052.5468 | 54141.7221 | 17682.1063 | 2428.7956 | 17682.1063 | 54141.7221 | 110216.2952 | 54141.7221 | 57792.0014 | 54141.7221 | 2385.4451 | 56716.3931 | 56716.3931 | 125895.2013 | 64407.0186 | 22873.9368 | 3391.9561 | 22873.9368 | 2011-01-09 | Sunday | kWh | 1349.3591 | 1349.3591 | 780.8791 | 977.7109 | 204.5195 | 58.1885 | 221.4537 | 524.9273 | 1636.1563 | 977.7109 | 977.7109 | 58.1885 | 494.623 | 1636.1563 | 1702.995 | 977.7109 | 1205.1163 | 245.1198 | 67.2544 | 284.2393 | 673.7523 | 1960.9581 | 1205.1163 | 1205.1163
2011-01-10 | Monday | kWh | 1430.4989 | 10705.8786 | 201309.1176 | 129559.4773 | 17164.8 | 20246.721 | 4095.2447 | 43818.3944 | 72869.4949 | 41106.1485 | 23741.9064 | 168687.1978 | 63988.1977 | 1727.6813 | 12577.135 | 235653.9031 | 149086.0289 | 20246.721 | 23677.0842 | 4891.049 | 51488.649 | 83502.1961 | 47484.2247 | 28923.7423 | 2011-01-10 | Monday | kWh | 64407.0186 | 113770.6479 | 64407.0186 | 72763.2164 | 64407.0186 | 2810.8949 | 63250.5669 | 63250.5669 | 136279.2088 | 75894.1614 | 28993.9125 | 4581.0481 | 28993.9125 | 75894.1614 | 117400.6066 | 75894.1614 | 90119.4995 | 75894.1614 | 3284.1428 | 70268.26 | 70268.26 | 147219.0617 | 88671.8544 | 36118.3603 | 2011-01-10 | Monday | kWh | 67.2544 | 603.3523 | 1960.9581 | 2113.576 | 1205.1163 | 1465.3026 | 290.7662 | 77.2163 | 357.8943 | 848.3419 | 2326.1293 | 1465.3026 | 1465.3026 | 77.2163 | 726.9509 | 2326.1293 | 2585.3533 | 1465.3026 | 1760.477 | 341.7543 | 88.1162 | 443.2865 | 1050.7531 | 2734.0345
2011-01-11 | Tuesday | kWh | 199388.2223 | 76422.6413 | 2063.4113 | 14654.6437 | 273698.3769 | 170482.1181 | 23677.0842 | 27474.5509 | 5783.7972 | 60005.5134 | 95121.9404 | 54490.1153 | 34809.5048 | 233605.0728 | 90371.8316 | 2440.0395 | 16949.1873 | 315631.7882 | 193833.2137 | 27474.5509 | 31657.7824 | 6779.0611 | 69413.3071 | 107772.5385 | 2011-01-11 | Tuesday | kWh | 6019.8764 | 36118.3603 | 88671.8544 | 121106.9672 | 88671.8544 | 110037.1372 | 88671.8544 | 3807.7334 | 77786.7312 | 77786.7312 | 158729.2524 | 102808.8017 | 44323.6072 | 7732.2457 | 44323.6072 | 102808.8017 | 124890.5252 | 102808.8017 | 132692.4164 | 102808.8017 | 4384.2114 | 85823.2395 | 85823.2395 | 170824.2733 | 2011-01-11 | Tuesday | kWh | 1760.477 | 1760.477 | 88.1162 | 866.3719 | 2734.0345 | 3122.5779 | 1760.477 | 2092.8467 | 398.3798 | 99.9965 | 541.2837 | 1283.0428 | 3187.0383 | 2092.8467 | 2092.8467 | 99.9965 | 1022.5681 | 3187.0383 | 3729.5009 | 2092.8467 | 2464.619 | 460.9382 | 112.8993 | 652.7536
2011-01-12 | Wednesday | kWh | 62153.2916 | 41444.0261 | 271528.3461 | 105922.8296 | 2859.9164 | 19471.5487 | 361643.3868 | 219224.7842 | 31657.7824 | 36245.4401 | 7882.4126 | 79756.3493 | 121497.801 | 70503.2246 | 48872.1382 | 313348.6391 | 123162.6961 | 3325.3928 | 22232.5108 | 411922.422 | 246742.2986 | 36245.4401 | 41256.1853 | 9099.4235 | 2011-01-12 | Wednesday | kWh | 118373.7075 | 53685.9801 | 9741.9609 | 53685.9801 | 118373.7075 | 128752.0764 | 118373.7075 | 158261.6237 | 118373.7075 | 5016.1213 | 94395.0437 | 94395.0437 | 183518.6169 | 135435.2759 | 64281.806 | 12072.8267 | 64281.806 | 135435.2759 | 132692.4164 | 135435.2759 | 186921.0458 | 135435.2759 | 5706.0078 | 103519.4027 | 2011-01-12 | Wednesday | kWh | 1547.2677 | 3687.5055 | 2464.619 | 2464.619 | 112.8993 | 1196.4926 | 3687.5055 | 4410.3736 | 2464.619 | 2878.0009 | 529.7251 | 126.8669 | 778.564 | 1845.4849 | 4237.8007 | 2878.0009 | 2878.0009 | 126.8669 | 1389.0983 | 4237.8007 | 5169.4469 | 2878.0009 | 3335.1997 | 605.0361
2011-01-13 | Thursday | kWh | 91078.9594 | 136341.5386 | 79569.3854 | 57138.673 | 359256.5486 | 142178.4922 | 3838.8193 | 25242.8563 | 466658.1434 | 276471.2254 | 41256.1853 | 46708.6795 | 10435.6658 | 103425.4568 | 152347.5618 | 89381.2452 | 66288.4626 | 409442.6715 | 163057.2787 | 4402.5465 | 28513.368 | 526039.8004 | 308497.0333 | 46708.6795 | 2011-01-13 | Thursday | kWh | 103519.4027 | 196826.7754 | 154062.2108 | 76187.4117 | 14748.648 | 76187.4117 | 154062.2108 | 136712.3409 | 154062.2108 | 218846.9695 | 154062.2108 | 6456.4154 | 113213.5754 | 113213.5754 | 210763.2414 | 174323.2165 | 89479.1242 | 17793.2295 | 89479.1242 | 174323.2165 | 140812.6457 | 174323.2165 | 254215.6815 | 174323.2165 | 2011-01-13 | Thursday | kWh | 141.9414 | 919.5825 | 2179.7512 | 4840.2884 | 3335.1997 | 3335.1997 | 141.9414 | 1601.3382 | 4840.2884 | 6010.972 | 3335.1997 | 3838.4225 | 687.1667 | 158.1652 | 1076.6771 | 2552.1235 | 5497.3335 | 3838.4225 | 3838.4225 | 158.1652 | 1834.1653 | 5497.3335 | 6939.2001 | 3838.4225
2011-01-14 | Friday | kWh | 52621.5839 | 11896.7115 | 116840.1608 | 169559.6815 | 99968.2752 | 76366.3391 | 464097.6045 | 185886.1167 | 5018.9251 | 32054.8287 | 590256.6426 | 342905.1912 | 52621.5839 | 59013.5598 | 13488.1323 | 131367.3909 | 188021.7081 | 111359.9463 | 87417.1344 | 523411.9445 | 210752.067 | 5690.3058 | 35878.0212 | 659497.9195 | 2011-01-14 | Friday | kWh | 7269.8888 | 123494.8207 | 123494.8207 | 225342.5073 | 196286.997 | 104233.2705 | 21230.376 | 104233.2705 | 196286.997 | 144994.1264 | 196286.997 | 293203.4685 | 196286.997 | 8148.9725 | 134380.3975 | 134380.3975 | 240579.0654 | 220022.2563 | 120526.1774 | 25083.8923 | 120526.1774 | 220022.2563 | 149257.5788 | 220022.2563 | 2011-01-14 | Friday | kWh | 4389.8767 | 776.4126 | 175.5803 | 1250.7154 | 2964.6587 | 6211.3005 | 4389.8767 | 4389.8767 | 175.5803 | 2088.5324 | 6211.3005 | 7958.3821 | 4389.8767 | 4991.7694 | 873.0693 | 194.2291 | 1442.5651 | 3419.4137 | 6984.5542 | 4991.7694 | 4991.7694 | 194.2291 | 2365.3927 | 6984.5542
2011-01-15 | Saturday | kWh | 379781.1678 | 59013.5598 | 65903.2688 | 15215.5002 | 147051.4664 | 207777.4523 | 123585.7298 | 99485.6805 | 587576.2884 | 237742.1906 | 6419.0391 | 39993.7283 | 733952.8806 | 419210.4317 | 65903.2688 | 73309.372 | 17084.3871 | 163936.7067 | 228870.7248 | 136675.0968 | 112616.8095 | 656781.2329 | 266943.5484 | 7207.4758 | 2011-01-15 | Saturday | kWh | 335986.6171 | 220022.2563 | 9096.2111 | 145887.5646 | 145887.5646 | 256487.4082 | 245597.6986 | 138434.172 | 29377.5832 | 138434.172 | 245597.6986 | 153603.7984 | 245597.6986 | 382741.4142 | 245597.6986 | 10114.1492 | 158033.581 | 158033.581 | 273082.028 | 273082.028 | 158033.581 | 34135.2535 | 158033.581 | 273082.028 | 2011-01-15 | Saturday | kWh | 9072.7693 | 4991.7694 | 5646.3077 | 977.4324 | 214.1536 | 1653.0941 | 3918.4453 | 7819.459 | 5646.3077 | 5646.3077 | 214.1536 | 2665.699 | 7819.459 | 10286.6128 | 5646.3077 | 6355.6989 | 1089.7975 | 235.3963 | 1883.17 | 4463.8105 | 8718.3798 | 6355.6989 | 6355.6989 | 235.3963
2011-01-16 | Sunday | kWh | 44412.7329 | 813810.7752 | 461278.4516 | 73309.372 | 73309.372 | 17084.3871 | 163936.7067 | 228870.7248 | 136675.0968 | 112616.8095 | 656781.2329 | 266943.5484 | 7207.4758 | 44412.7329 | 813810.7752 | 461278.4516 | 73309.372 | 65903.2688 | 15215.5002 | 147051.4664 | 207777.4523 | 123585.7298 | 99485.6805 | 587576.2884 | 2011-01-16 | Sunday | kWh | 158033.581 | 273082.028 | 433644.1463 | 273082.028 | 10114.1492 | 158033.581 | 158033.581 | 273082.028 | 273082.028 | 158033.581 | 34135.2535 | 158033.581 | 273082.028 | 158033.581 | 273082.028 | 433644.1463 | 273082.028 | 9096.2111 | 145887.5646 | 145887.5646 | 256487.4082 | 245597.6986 | 138434.172 | 29377.5832 | 2011-01-16 | Sunday | kWh | 2990.4043 | 8718.3798 | 11604.1636 | 6355.6989 | 6355.6989 | 1089.7975 | 235.3963 | 1883.17 | 4463.8105 | 8718.3798 | 6355.6989 | 6355.6989 | 235.3963 | 2990.4043 | 8718.3798 | 11604.1636 | 6355.6989 | 5646.3077 | 977.4324 | 214.1536 | 1653.0941 | 3918.4453 | 7819.459 | 5646.3077
2011-01-17 | Monday | kWh | 237742.1906 | 6419.0391 | 39993.7283 | 733952.8806 | 419210.4317 | 65903.2688 | 59013.5598 | 13488.1323 | 131367.3909 | 188021.7081 | 111359.9463 | 87417.1344 | 523411.9445 | 210752.067 | 5690.3058 | 35878.0212 | 659497.9195 | 379781.1678 | 59013.5598 | 52621.5839 | 11896.7115 | 116840.1608 | 169559.6815 | 99968.2752 | 2011-01-17 | Monday | kWh | 138434.172 | 245597.6986 | 153603.7984 | 245597.6986 | 382741.4142 | 245597.6986 | 8148.9725 | 134380.3975 | 134380.3975 | 240579.0654 | 220022.2563 | 120526.1774 | 25083.8923 | 120526.1774 | 220022.2563 | 149257.5788 | 220022.2563 | 335986.6171 | 220022.2563 | 7269.8888 | 123494.8207 | 123494.8207 | 225342.5073 | 196286.997 | 2011-01-17 | Monday | kWh | 5646.3077 | 214.1536 | 2665.699 | 7819.459 | 10286.6128 | 5646.3077 | 4991.7694 | 873.0693 | 194.2291 | 1442.5651 | 3419.4137 | 6984.5542 | 4991.7694 | 4991.7694 | 194.2291 | 2365.3927 | 6984.5542 | 9072.7693 | 4991.7694 | 4389.8767 | 776.4126 | 175.5803 | 1250.7154 | 2964.6587
2011-01-18 | Tuesday | kWh | 76366.3391 | 464097.6045 | 185886.1167 | 5018.9251 | 32054.8287 | 590256.6426 | 342905.1912 | 52621.5839 | 46708.6795 | 10435.6658 | 103425.4568 | 152347.5618 | 89381.2452 | 66288.4626 | 409442.6715 | 163057.2787 | 4402.5465 | 28513.368 | 526039.8004 | 308497.0333 | 46708.6795 | 41256.1853 | 9099.4235 | 91078.9594 | 2011-01-18 | Tuesday | kWh | 104233.2705 | 21230.376 | 104233.2705 | 196286.997 | 144994.1264 | 196286.997 | 293203.4685 | 196286.997 | 6456.4154 | 113213.5754 | 113213.5754 | 210763.2414 | 174323.2165 | 89479.1242 | 17793.2295 | 89479.1242 | 174323.2165 | 140812.6457 | 174323.2165 | 254215.6815 | 174323.2165 | 5706.0078 | 103519.4027 | 103519.4027 | 2011-01-18 | Tuesday | kWh | 6211.3005 | 4389.8767 | 4389.8767 | 175.5803 | 2088.5324 | 6211.3005 | 7958.3821 | 4389.8767 | 3838.4225 | 687.1667 | 158.1652 | 1076.6771 | 2552.1235 | 5497.3335 | 3838.4225 | 3838.4225 | 158.1652 | 1834.1653 | 5497.3335 | 6939.2001 | 3838.4225 | 3335.1997 | 605.0361 | 141.9414
2011-01-19 | Wednesday | kWh | 136341.5386 | 79569.3854 | 57138.673 | 359256.5486 | 142178.4922 | 3838.8193 | 25242.8563 | 466658.1434 | 276471.2254 | 41256.1853 | 36245.4401 | 7882.4126 | 79756.3493 | 121497.801 | 70503.2246 | 48872.1382 | 313348.6391 | 123162.6961 | 3325.3928 | 22232.5108 | 411922.422 | 246742.2986 | 36245.4401 | 31657.7824 | 2011-01-19 | Wednesday | kWh | 196826.7754 | 154062.2108 | 76187.4117 | 14748.648 | 76187.4117 | 154062.2108 | 136712.3409 | 154062.2108 | 218846.9695 | 154062.2108 | 5016.1213 | 94395.0437 | 94395.0437 | 183518.6169 | 135435.2759 | 64281.806 | 12072.8267 | 64281.806 | 135435.2759 | 132692.4164 | 135435.2759 | 186921.0458 | 135435.2759 | 4384.2114 | 2011-01-19 | Wednesday | kWh | 919.5825 | 2179.7512 | 4840.2884 | 3335.1997 | 3335.1997 | 141.9414 | 1601.3382 | 4840.2884 | 6010.972 | 3335.1997 | 2878.0009 | 529.7251 | 126.8669 | 778.564 | 1845.4849 | 4237.8007 | 2878.0009 | 2878.0009 | 126.8669 | 1389.0983 | 4237.8007 | 5169.4469 | 2878.0009 | 2464.619
2011-01-20 | Thursday | kWh | 6779.0611 | 69413.3071 | 107772.5385 | 62153.2916 | 41444.0261 | 271528.3461 | 105922.8296 | 2859.9164 | 19471.5487 | 361643.3868 | 219224.7842 | 31657.7824 | 27474.5509 | 5783.7972 | 60005.5134 | 95121.9404 | 54490.1153 | 34809.5048 | 233605.0728 | 90371.8316 | 2440.0395 | 16949.1873 | 315631.7882 | 193833.2137 | 2011-01-20 | Thursday | kWh | 85823.2395 | 85823.2395 | 170824.2733 | 118373.7075 | 53685.9801 | 9741.9609 | 53685.9801 | 118373.7075 | 128752.0764 | 118373.7075 | 158261.6237 | 118373.7075 | 3807.7334 | 77786.7312 | 77786.7312 | 158729.2524 | 102808.8017 | 44323.6072 | 7732.2457 | 44323.6072 | 102808.8017 | 124890.5252 | 102808.8017 | 132692.4164 | 2011-01-20 | Thursday | kWh | 460.9382 | 112.8993 | 652.7536 | 1547.2677 | 3687.5055 | 2464.619 | 2464.619 | 112.8993 | 1196.4926 | 3687.5055 | 4410.3736 | 2464.619 | 2092.8467 | 398.3798 | 99.9965 | 541.2837 | 1283.0428 | 3187.0383 | 2092.8467 | 2092.8467 | 99.9965 | 1022.5681 | 3187.0383 | 3729.5009
2011-01-21 | Friday | kWh | 27474.5509 | 23677.0842 | 4891.049 | 51488.649 | 83502.1961 | 47484.2247 | 28923.7423 | 199388.2223 | 76422.6413 | 2063.4113 | 14654.6437 | 273698.3769 | 170482.1181 | 23677.0842 | 20246.721 | 4095.2447 | 43818.3944 | 72869.4949 | 41106.1485 | 23741.9064 | 168687.1978 | 63988.1977 | 1727.6813 | 12577.135 | 2011-01-21 | Friday | kWh | 102808.8017 | 3284.1428 | 70268.26 | 70268.26 | 147219.0617 | 88671.8544 | 36118.3603 | 6019.8764 | 36118.3603 | 88671.8544 | 121106.9672 | 88671.8544 | 110037.1372 | 88671.8544 | 2810.8949 | 63250.5669 | 63250.5669 | 136279.2088 | 75894.1614 | 28993.9125 | 4581.0481 | 28993.9125 | 75894.1614 | 117400.6066 | 2011-01-21 | Friday | kWh | 2092.8467 | 1760.477 | 341.7543 | 88.1162 | 443.2865 | 1050.7531 | 2734.0345 | 1760.477 | 1760.477 | 88.1162 | 866.3719 | 2734.0345 | 3122.5779 | 1760.477 | 1465.3026 | 290.7662 | 77.2163 | 357.8943 | 848.3419 | 2326.1293 | 1465.3026 | 1465.3026 | 77.2163 | 726.9509
2011-01-22 | Saturday | kWh | 235653.9031 | 149086.0289 | 20246.721 | 17164.8 | 3390.8121 | 36950.4302 | 63180.0262 | 35326.4157 | 19219.1653 | 141311.4024 | 52981.4398 | 1430.4989 | 10705.8786 | 201309.1176 | 129559.4773 | 17164.8 | 14412.6598 | 2772.1796 | 30840.4371 | 54389.9793 | 30115.5551 | 15310.6868 | 117070.2394 | 43315.3068 | 2011-01-22 | Saturday | kWh | 75894.1614 | 90119.4995 | 75894.1614 | 2385.4451 | 56716.3931 | 56716.3931 | 125895.2013 | 64407.0186 | 22873.9368 | 3391.9561 | 22873.9368 | 64407.0186 | 113770.6479 | 64407.0186 | 72763.2164 | 64407.0186 | 2005.249 | 50648.4796 | 50648.4796 | 116052.5468 | 54141.7221 | 17682.1063 | 2428.7956 | 17682.1063 | 2011-01-22 | Saturday | kWh | 2326.1293 | 2585.3533 | 1465.3026 | 1205.1163 | 245.1198 | 67.2544 | 284.2393 | 673.7523 | 1960.9581 | 1205.1163 | 1205.1163 | 67.2544 | 603.3523 | 1960.9581 | 2113.576 | 1205.1163 | 977.7109 | 204.5195 | 58.1885 | 221.4537 | 524.9273 | 1636.1563 | 977.7109 | 977.7109
2011-01-23 | Sunday | kWh | 1169.5133 | 9030.0917 | 170474.7707 | 111816.9945 | 14412.6598 | 11971.639 | 2233.7752 | 25444.0957 | 46455.5437 | 25444.0957 | 11971.639 | 95773.1119 | 34902.7376 | 942.3739 | 7538.9913 | 142961.613 | 95773.1119 | 11971.639 | 11971.639 | 2233.7752 | 25444.0957 | 46455.5437 | 25444.0957 | 11971.639 | 2011-01-23 | Sunday | kWh | 54141.7221 | 110216.2952 | 54141.7221 | 57792.0014 | 54141.7221 | 1667.7618 | 45029.5676 | 45029.5676 | 106736.7529 | 45029.5676 | 13342.0941 | 1667.7618 | 13342.0941 | 45029.5676 | 106736.7529 | 45029.5676 | 45029.5676 | 45029.5676 | 1667.7618 | 45029.5676 | 45029.5676 | 106736.7529 | 45029.5676 | 13342.0941 | 2011-01-23 | Sunday | kWh | 58.1885 | 494.623 | 1636.1563 | 1702.995 | 977.7109 | 780.8791 | 168.6699 | 49.9763 | 168.6699 | 399.8101 | 1349.3591 | 780.8791 | 780.8791 | 49.9763 | 399.8101 | 1349.3591 | 1349.3591 | 780.8791 | 780.8791 | 168.6699 | 49.9763 | 168.6699 | 399.8101 | 1349.3591
2011-01-24 | Monday | kWh | 95773.1119 | 34902.7376 | 942.3739 | 7538.9913 | 142961.613 | 95773.1119 | 11971.639 | 14412.6598 | 2772.1796 | 30840.4371 | 54389.9793 | 30115.5551 | 15310.6868 | 117070.2394 | 43315.3068 | 1169.5133 | 9030.0917 | 170474.7707 | 111816.9945 | 14412.6598 | 17164.8 | 3390.8121 | 36950.4302 | 63180.0262 | 2011-01-24 | Monday | kWh | 1667.7618 | 13342.0941 | 45029.5676 | 106736.7529 | 45029.5676 | 45029.5676 | 45029.5676 | 2005.249 | 50648.4796 | 50648.4796 | 116052.5468 | 54141.7221 | 17682.1063 | 2428.7956 | 17682.1063 | 54141.7221 | 110216.2952 | 54141.7221 | 57792.0014 | 54141.7221 | 2385.4451 | 56716.3931 | 56716.3931 | 125895.2013 | 2011-01-24 | Monday | kWh | 780.8791 | 780.8791 | 49.9763 | 399.8101 | 1349.3591 | 1349.3591 | 780.8791 | 977.7109 | 204.5195 | 58.1885 | 221.4537 | 524.9273 | 1636.1563 | 977.7109 | 977.7109 | 58.1885 | 494.623 | 1636.1563 | 1702.995 | 977.7109 | 1205.1163 | 245.1198 | 67.2544 | 284.2393
2011-01-25 | Tuesday | kWh | 35326.4157 | 19219.1653 | 141311.4024 | 52981.4398 | 1430.4989 | 10705.8786 | 201309.1176 | 129559.4773 | 17164.8 | 20246.721 | 4095.2447 | 43818.3944 | 72869.4949 | 41106.1485 | 23741.9064 | 168687.1978 | 63988.1977 | 1727.6813 | 12577.135 | 235653.9031 | 149086.0289 | 20246.721 | 23677.0842 | 4891.049 | 2011-01-25 | Tuesday | kWh | 64407.0186 | 22873.9368 | 3391.9561 | 22873.9368 | 64407.0186 | 113770.6479 | 64407.0186 | 72763.2164 | 64407.0186 | 2810.8949 | 63250.5669 | 63250.5669 | 136279.2088 | 75894.1614 | 28993.9125 | 4581.0481 | 28993.9125 | 75894.1614 | 117400.6066 | 75894.1614 | 90119.4995 | 75894.1614 | 3284.1428 | 70268.26 | 2011-01-25 | Tuesday | kWh | 673.7523 | 1960.9581 | 1205.1163 | 1205.1163 | 67.2544 | 603.3523 | 1960.9581 | 2113.576 | 1205.1163 | 1465.3026 | 290.7662 | 77.2163 | 357.8943 | 848.3419 | 2326.1293 | 1465.3026 | 1465.3026 | 77.2163 | 726.9509 | 2326.1293 | 2585.3533 | 1465.3026 | 1760.477 | 341.7543
2011-01-26 | Wednesday | kWh | 51488.649 | 83502.1961 | 47484.2247 | 28923.7423 | 199388.2223 | 76422.6413 | 2063.4113 | 14654.6437 | 273698.3769 | 170482.1181 | 23677.0842 | 27474.5509 | 5783.7972 | 60005.5134 | 95121.9404 | 54490.1153 | 34809.5048 | 233605.0728 | 90371.8316 | 2440.0395 | 16949.1873 | 315631.7882 | 193833.2137 | 27474.5509 | 2011-01-26 | Wednesday | kWh | 70268.26 | 147219.0617 | 88671.8544 | 36118.3603 | 6019.8764 | 36118.3603 | 88671.8544 | 121106.9672 | 88671.8544 | 110037.1372 | 88671.8544 | 3807.7334 | 77786.7312 | 77786.7312 | 158729.2524 | 102808.8017 | 44323.6072 | 7732.2457 | 44323.6072 | 102808.8017 | 124890.5252 | 102808.8017 | 132692.4164 | 102808.8017 | 2011-01-26 | Wednesday | kWh | 88.1162 | 443.2865 | 1050.7531 | 2734.0345 | 1760.477 | 1760.477 | 88.1162 | 866.3719 | 2734.0345 | 3122.5779 | 1760.477 | 2092.8467 | 398.3798 | 99.9965 | 541.2837 | 1283.0428 | 3187.0383 | 2092.8467 | 2092.8467 | 99.9965 | 1022.5681 | 3187.0383 | 3729.5009 | 2092.8467
2011-01-27 | Thursday | kWh | 31657.7824 | 6779.0611 | 69413.3071 | 107772.5385 | 62153.2916 | 41444.0261 | 271528.3461 | 105922.8296 | 2859.9164 | 19471.5487 | 361643.3868 | 219224.7842 | 31657.7824 | 36245.4401 | 7882.4126 | 79756.3493 | 121497.801 | 70503.2246 | 48872.1382 | 313348.6391 | 123162.6961 | 3325.3928 | 22232.5108 | 411922.422 | 2011-01-27 | Thursday | kWh | 4384.2114 | 85823.2395 | 85823.2395 | 170824.2733 | 118373.7075 | 53685.9801 | 9741.9609 | 53685.9801 | 118373.7075 | 128752.0764 | 118373.7075 | 158261.6237 | 118373.7075 | 5016.1213 | 94395.0437 | 94395.0437 | 183518.6169 | 135435.2759 | 64281.806 | 12072.8267 | 64281.806 | 135435.2759 | 132692.4164 | 135435.2759 | 2011-01-27 | Thursday | kWh | 2464.619 | 460.9382 | 112.8993 | 652.7536 | 1547.2677 | 3687.5055 | 2464.619 | 2464.619 | 112.8993 | 1196.4926 | 3687.5055 | 4410.3736 | 2464.619 | 2878.0009 | 529.7251 | 126.8669 | 778.564 | 1845.4849 | 4237.8007 | 2878.0009 | 2878.0009 | 126.8669 | 1389.0983 | 4237.8007
2011-01-28 | Friday | kWh | 246742.2986 | 36245.4401 | 41256.1853 | 9099.4235 | 91078.9594 | 136341.5386 | 79569.3854 | 57138.673 | 359256.5486 | 142178.4922 | 3838.8193 | 25242.8563 | 466658.1434 | 276471.2254 | 41256.1853 | 46708.6795 | 10435.6658 | 103425.4568 | 152347.5618 | 89381.2452 | 66288.4626 | 409442.6715 | 163057.2787 | 4402.5465 | 2011-01-28 | Friday | kWh | 186921.0458 | 135435.2759 | 5706.0078 | 103519.4027 | 103519.4027 | 196826.7754 | 154062.2108 | 76187.4117 | 14748.648 | 76187.4117 | 154062.2108 | 136712.3409 | 154062.2108 | 218846.9695 | 154062.2108 | 6456.4154 | 113213.5754 | 113213.5754 | 210763.2414 | 174323.2165 | 89479.1242 | 17793.2295 | 89479.1242 | 174323.2165 | 2011-01-28 | Friday | kWh | 5169.4469 | 2878.0009 | 3335.1997 | 605.0361 | 141.9414 | 919.5825 | 2179.7512 | 4840.2884 | 3335.1997 | 3335.1997 | 141.9414 | 1601.3382 | 4840.2884 | 6010.972 | 3335.1997 | 3838.4225 | 687.1667 | 158.1652 | 1076.6771 | 2552.1235 | 5497.3335 | 3838.4225 | 3838.4225 | 158.1652
2011-01-29 | Saturday | kWh | 28513.368 | 526039.8004 | 308497.0333 | 46708.6795 | 52621.5839 | 11896.7115 | 116840.1608 | 169559.6815 | 99968.2752 | 76366.3391 | 464097.6045 | 185886.1167 | 5018.9251 | 32054.8287 | 590256.6426 | 342905.1912 | 52621.5839 | 59013.5598 | 13488.1323 | 131367.3909 | 188021.7081 | 111359.9463 | 87417.1344 | 523411.9445 | 2011-01-29 | Saturday | kWh | 140812.6457 | 174323.2165 | 254215.6815 | 174323.2165 | 7269.8888 | 123494.8207 | 123494.8207 | 225342.5073 | 196286.997 | 104233.2705 | 21230.376 | 104233.2705 | 196286.997 | 144994.1264 | 196286.997 | 293203.4685 | 196286.997 | 8148.9725 | 134380.3975 | 134380.3975 | 240579.0654 | 220022.2563 | 120526.1774 | 25083.8923 | 2011-01-29 | Saturday | kWh | 1834.1653 | 5497.3335 | 6939.2001 | 3838.4225 | 4389.8767 | 776.4126 | 175.5803 | 1250.7154 | 2964.6587 | 6211.3005 | 4389.8767 | 4389.8767 | 175.5803 | 2088.5324 | 6211.3005 | 7958.3821 | 4389.8767 | 4991.7694 | 873.0693 | 194.2291 | 1442.5651 | 3419.4137 | 6984.5542 | 4991.7694
2011-01-30 | Sunday | kWh | 210752.067 | 5690.3058 | 35878.0212 | 659497.9195 | 379781.1678 | 59013.5598 | 65903.2688 | 15215.5002 | 147051.4664 | 207777.4523 | 123585.7298 | 99485.6805 | 587576.2884 | 237742.1906 | 6419.0391 | 39993.7283 | 733952.8806 | 419210.4317 | 65903.2688 | 73309.372 | 17084.3871 | 163936.7067 | 228870.7248 | 136675.0968 | 2011-01-30 | Sunday | kWh | 120526.1774 | 220022.2563 | 149257.5788 | 220022.2563 | 335986.6171 | 220022.2563 | 9096.2111 | 145887.5646 | 145887.5646 | 256487.4082 | 245597.6986 | 138434.172 | 29377.5832 | 138434.172 | 245597.6986 | 153603.7984 | 245597.6986 | 382741.4142 | 245597.6986 | 10114.1492 | 158033.581 | 158033.581 | 273082.028 | 273082.028 | 2011-01-30 | Sunday | kWh | 4991.7694 | 194.2291 | 2365.3927 | 6984.5542 | 9072.7693 | 4991.7694 | 5646.3077 | 977.4324 | 214.1536 | 1653.0941 | 3918.4453 | 7819.459 | 5646.3077 | 5646.3077 | 214.1536 | 2665.699 | 7819.459 | 10286.6128 | 5646.3077 | 6355.6989 | 1089.7975 | 235.3963 | 1883.17 | 4463.8105
2011-01-31 | Monday | kWh | 112616.8095 | 656781.2329 | 266943.5484 | 7207.4758 | 44412.7329 | 813810.7752 | 461278.4516 | 73309.372 | 9823.0763 | 9823.0763 | 9823.0763 | 9823.0763 | 9823.0763 | 9823.0763 | 9823.0763 | 9823.0763 | 9823.0763 | 9823.0763 | 9823.0763 | 9823.0763 | 9823.0763 | 7948.3104 | 7948.3104 | 7948.3104 | 2011-01-31 | Monday | kWh | 158033.581 | 34135.2535 | 158033.581 | 273082.028 | 158033.581 | 273082.028 | 433644.1463 | 273082.028 | 1370.4389 | 158033.581 | 158033.581 | 273082.028 | 273082.028 | 158033.581 | 34135.2535 | 158033.581 | 273082.028 | 158033.581 | 273082.028 | 433644.1463 | 173074.7526 | 1110.7359 | 145887.5646 | 145887.5646 | 2011-01-31 | Monday | kWh | 8718.3798 | 6355.6989 | 6355.6989 | 235.3963 | 2990.4043 | 8718.3798 | 11604.1636 | 6355.6989 | 612.4139 | 612.4139 | 612.4139 | 612.4139 | 612.4139 | 612.4139 | 612.4139 | 612.4139 | 612.4139 | 612.4139 | 612.4139 | 612.4139 | 612.4139 | 470.108 | 470.108 | 470.108
High Kell | [26 empty] | Pentland Firth 1 | [26 empty] | Sumburgh
DOY | Day | Units | 0:00 | 1:00 | 2:00 | 3:00 | 4:00 | 5:00 | 6:00 | 7:00 | 8:00 | 9:00 | 10:00 | 11:00 | 12:00 | 13:00 | 14:00 | 15:00 | 16:00 | 17:00 | 18:00 | 19:00 | 20:00 | 21:00 | 22:00 | 23:00 | DOY | Day | Units | 0:00 | 1:00 | 2:00 | 3:00 | 4:00 | 5:00 | 6:00 | 7:00 | 8:00 | 9:00 | 10:00 | 11:00 | 12:00 | 13:00 | 14:00 | 15:00 | 16:00 | 17:00 | 18:00 | 19:00 | 20:00 | 21:00 | 22:00 | 23:00 | DOY | Day | Units | 0:00 | 1:00 | 2:00 | 3:00 | 4:00 | 5:00 | 6:00 | 7:00 | 8:00 | 9:00 | 10:00 | 11:00 | 12:00 | 13:00 | 14:00 | 15:00 | 16:00 | 17:00 | 18:00 | 19:00 | 20:00 | 21:00 | 22:00 | 23:00
2011-01-01 | Saturday | kWh | 412.6714 | 122273.0219 | 549265.6986 | 600727.3567 | 412671.449 | 33579.2286 | 122.273 | 41939.6465 | 211287.7819 | 549265.6986 | 455329.4495 | 162745.3922 | 7825.4734 | 383.5542 | 110446.4366 | 495584.8023 | 543801.644 | 374286.6439 | 30245.3661 | 109.0939 | 36763.0763 | 190460.5845 | 495584.8023 | 411125.607 | 2011-01-01 | Saturday | kWh | 25660.7147 | 105106.2873 | 563304.0083 | 1642285.7384 | 1642285.7384 | 563304.0083 | 105106.2873 | 105106.2873 | 354733.7195 | 840850.2981 | 840850.2981 | 516387.1893 | 205285.7173 | 22787.7568 | 93140.5022 | 499933.2669 | 1458416.4341 | 1458416.4341 | 499933.2669 | 93140.5022 | 93140.5022 | 311019.6151 | 747105.8643 | 747105.8643 | 2011-01-01 | Saturday | kWh | 89870.7704 | 16228.0005 | 16228.0005 | 9831.3467 | 50663.5666 | 115413.0672 | 78650.7737 | 7386.4363 | 2533.5477 | 9831.3467 | 43077.6965 | 68405.7866 | 102110.0954 | 78384.2295 | 13891.6811 | 13891.6811 | 8544.3545 | 44297.3326 | 100567.5286 | 68354.8357 | 6367.1206 | 2212.1989 | 8544.3545 | 37506.6342
2011-01-02 | Sunday | kWh | 146839.9414 | 6982.011 | 355.8398 | 99408.1489 | 445520.6164 | 490590.7853 | 338359.0912 | 27139.8105 | 96.8976 | 32031.0155 | 171049.0918 | 445520.6164 | 369879.4453 | 132006.1086 | 6201.4444 | 329.4936 | 89130.9706 | 398947.0056 | 440969.433 | 304807.5083 | 24254.4638 | 85.6459 | 27723.5096 | 153003.4751 | 2011-01-02 | Sunday | kWh | 454174.3883 | 182302.0543 | 20137.6599 | 82119.1896 | 441502.9272 | 1288810.2338 | 1288810.2338 | 441502.9272 | 82119.1896 | 82119.1896 | 271052.9221 | 660601.5174 | 660601.5174 | 397170.4987 | 161101.2792 | 17701.4265 | 72003.5219 | 387812.4906 | 1132891.2936 | 1132891.2936 | 387812.4906 | 72003.5219 | 72003.5219 | 234665.7108 | 2011-01-02 | Sunday | kWh | 59729.3715 | 88682.6755 | 67920.661 | 11791.1023 | 11791.1023 | 7374.886 | 38488.076 | 87052.9601 | 58999.0878 | 5446.1787 | 1919.2409 | 7374.886 | 32437.8723 | 51819.5051 | 76487.2134 | 58432.3552 | 9913.727 | 9913.727 | 6317.3143 | 33210.2997 | 74806.852 | 50538.5143 | 4618.6186 | 1653.3606
2011-01-03 | Monday | kWh | 398947.0056 | 331488.5494 | 118206.5202 | 5481.3364 | 304.4811 | 79587.7132 | 355737.8348 | 394812.239 | 273550.6129 | 21581.2282 | 75.3008 | 23820.6043 | 136273.9054 | 355737.8348 | 295850.5042 | 105403.8029 | 4819.2501 | 280.7676 | 70751.1883 | 315766.9691 | 351993.8557 | 244507.1224 | 19112.0056 | 65.8242 | 2011-01-03 | Monday | kWh | 581046.2866 | 581046.2866 | 345147.7836 | 141611.4117 | 15470.0589 | 62754.6718 | 338661.4581 | 990083.7699 | 990083.7699 | 338661.4581 | 62754.6718 | 62754.6718 | 201690.0514 | 508149.2017 | 508149.2017 | 297878.5061 | 123760.4712 | 13434.5597 | 54333.8116 | 293849.331 | 859811.8189 | 859811.8189 | 293849.331 | 54333.8116 | 2011-01-03 | Monday | kWh | 6317.3143 | 27847.6799 | 44640.7356 | 65464.4303 | 49871.6025 | 8247.0179 | 8247.0179 | 5366.0125 | 28438.5064 | 63766.6944 | 42928.0996 | 3879.4482 | 1413.2449 | 5366.0125 | 23712.326 | 38157.611 | 55555.0477 | 42190.6934 | 6778.4381 | 6778.4381 | 4515.3535 | 24147.1991 | 53869.9777 | 36122.8282
2011-01-04 | Tuesday | kWh | 20302.3449 | 120810.554 | 315766.9691 | 262862.8945 | 93560.5834 | 4212.7483 | 258.3184 | 62594.2075 | 278908.2732 | 312388.9352 | 217595.7544 | 16838.6983 | 57.178 | 17148.7772 | 106563.5919 | 278908.2732 | 232423.3052 | 82639.4884 | 3659.394 | 237.099 | 55089.5823 | 245035.6122 | 275872.1298 | 192735.2265 | 2011-01-04 | Tuesday | kWh | 54333.8116 | 171958.0142 | 441619.292 | 441619.292 | 255134.9291 | 107476.4774 | 11585.9312 | 46702.114 | 253175.6105 | 741499.5968 | 741499.5968 | 253175.6105 | 46702.114 | 46702.114 | 145301.6696 | 381165.587 | 381165.587 | 216689.3158 | 92687.4496 | 9915.1759 | 39820.7515 | 216439.7978 | 634571.2598 | 634571.2598 | 2011-01-04 | Tuesday | kWh | 3223.6758 | 1197.5807 | 4515.3535 | 20008.0796 | 32334.6794 | 46699.7867 | 35341.9182 | 5495.4502 | 5495.4502 | 3759.7105 | 20310.8805 | 45054.1919 | 30077.6844 | 2646.3092 | 1005.0551 | 3759.7105 | 16711.2096 | 27136.4887 | 38839.3687 | 29277.5673 | 4385.5173 | 4385.5173 | 3093.4566 | 16904.0534
2011-01-05 | Wednesday | kWh | 14753.2082 | 49.3242 | 14339.9466 | 93483.1904 | 245035.6122 | 204429.3213 | 72603.1443 | 3156.7502 | 217.0746 | 48210.1243 | 214022.8508 | 242318.0915 | 169844.2561 | 12847.4375 | 42.2247 | 11855.8986 | 81519.5206 | 214022.8508 | 178778.5275 | 63414.178 | 2702.3797 | 198.2106 | 41928.6452 | 185743.8539 | 2011-01-05 | Wednesday | kWh | 216439.7978 | 39820.7515 | 39820.7515 | 121553.0878 | 326497.1163 | 326497.1163 | 182313.9291 | 79321.4075 | 8413.2963 | 33650.8966 | 183441.3941 | 538450.9642 | 538450.9642 | 183441.3941 | 33650.8966 | 33650.8966 | 100544.3391 | 277322.9094 | 277322.9094 | 151781.0321 | 67306.3705 | 7071.2948 | 28153.7219 | 153979.9007 | 2011-01-05 | Wednesday | kWh | 37256.8274 | 24747.6525 | 2142.3565 | 834.3551 | 3093.4566 | 13797.9853 | 22527.5871 | 31914.5149 | 23949.9311 | 3436.1021 | 3436.1021 | 2510.9646 | 13901.2208 | 30415.3743 | 20087.717 | 1706.8258 | 684.1675 | 2510.9646 | 11244.6754 | 18472.5225 | 25865.9467 | 19311.3 | 2634.6675 | 2634.6675
2011-01-06 | Thursday | kWh | 211601.4727 | 148841.5608 | 11113.2882 | 35.8413 | 9676.6789 | 70622.7536 | 185743.8539 | 155368.5087 | 55035.216 | 2293.8456 | 180.4725 | 36217.9564 | 160072.4865 | 183596.9254 | 129645.8582 | 9542.6625 | 30.1361 | 7782.3329 | 60743.0605 | 160072.4865 | 134096.8499 | 47428.8849 | 1928.7108 | 163.8255 | 2011-01-06 | Thursday | kWh | 452562.8661 | 452562.8661 | 153979.9007 | 28153.7219 | 28153.7219 | 82107.4938 | 233351.9958 | 233351.9958 | 124862.8879 | 56570.3583 | 5880.1738 | 23290.3999 | 127854.8187 | 376331.1219 | 376331.1219 | 127854.8187 | 23290.3999 | 23290.3999 | 66074.6222 | 194293.4049 | 194293.4049 | 101331.7594 | 47041.3902 | 4830.9357 | 2011-01-06 | Thursday | kWh | 2006.6078 | 11276.8854 | 24467.3229 | 16052.8623 | 1334.725 | 553.1794 | 2006.6078 | 9027.5492 | 14935.8431 | 20634.3854 | 15313.9644 | 1968.6763 | 1968.6763 | 1574.7591 | 9005.55 | 19350.1634 | 12598.0726 | 1021.0623 | 440.0777 | 1574.7591 | 7122.8756 | 11882.0969 | 16160.5521 | 11910.2146
2011-01-07 | Friday | kWh | 31050.8696 | 136882.6135 | 158179.1019 | 112175.8658 | 8127.4623 | 25.0709 | 6152.9062 | 51830.6126 | 136882.6135 | 114861.1358 | 40557.8114 | 1604.5381 | 148.235 | 26400.1964 | 116048.0998 | 135222.6544 | 96350.3011 | 6859.5899 | 20.6077 | 4768.4444 | 43835.581 | 116048.0998 | 97558.9515 | 34384.6221 | 2011-01-07 | Friday | kWh | 19022.1031 | 104865.6493 | 309179.8877 | 309179.8877 | 104865.6493 | 19022.1031 | 19022.1031 | 52277.7945 | 159856.1663 | 159856.1663 | 80959.9098 | 38647.486 | 3914.5831 | 15310.0042 | 84811.8938 | 250533.3198 | 250533.3198 | 84811.8938 | 15310.0042 | 15310.0042 | 40549.0811 | 129749.3095 | 129749.3095 | 63519.6021 | 2011-01-07 | Friday | kWh | 1425.5915 | 1425.5915 | 1209.7916 | 7061.7176 | 15001.386 | 9678.3324 | 760.8456 | 343.5493 | 1209.7916 | 5506.9235 | 9275.832 | 12385.1683 | 9052.3411 | 992.8759 | 992.8759 | 906.0783 | 5419.8908 | 11358.481 | 7248.6261 | 549.083 | 262.2813 | 906.0783 | 4155.9621 | 7081.5963
2011-01-08 | Saturday | kWh | 1318.8906 | 133.6664 | 22238.7483 | 97442.8101 | 114602.235 | 82087.8817 | 5730.9472 | 16.7083 | 3608.993 | 36708.1368 | 97442.8101 | 82087.8817 | 28871.9437 | 1069.3312 | 133.6664 | 22238.7483 | 97442.8101 | 114602.235 | 82087.8817 | 5730.9472 | 16.7083 | 3608.993 | 36708.1368 | 97442.8101 | 2011-01-08 | Saturday | kWh | 31316.665 | 3122.1184 | 12115.2756 | 67493.0534 | 199815.5744 | 199815.5744 | 67493.0534 | 12115.2756 | 12115.2756 | 30720.5523 | 103681.864 | 103681.864 | 48783.0992 | 24976.9468 | 3122.1184 | 12115.2756 | 67493.0534 | 199815.5744 | 199815.5744 | 67493.0534 | 12115.2756 | 12115.2756 | 30720.5523 | 103681.864 | 2011-01-08 | Saturday | kWh | 9248.9552 | 6692.6342 | 657.9923 | 657.9923 | 657.9923 | 4054.5726 | 8358.9386 | 5263.938 | 380.7826 | 194.9607 | 657.9923 | 3046.2604 | 5263.938 | 6692.6342 | 6692.6342 | 657.9923 | 657.9923 | 657.9923 | 4054.5726 | 8358.9386 | 5263.938 | 380.7826 | 194.9607 | 657.9923
2011-01-09 | Sunday | kWh | 82087.8817 | 28871.9437 | 1069.3312 | 148.235 | 26400.1964 | 116048.0998 | 135222.6544 | 96350.3011 | 6859.5899 | 20.6077 | 4768.4444 | 43835.581 | 116048.0998 | 97558.9515 | 34384.6221 | 1318.8906 | 163.8255 | 31050.8696 | 136882.6135 | 158179.1019 | 112175.8658 | 8127.4623 | 25.0709 | 6152.9062 | 2011-01-09 | Sunday | kWh | 103681.864 | 48783.0992 | 24976.9468 | 3914.5831 | 15310.0042 | 84811.8938 | 250533.3198 | 250533.3198 | 84811.8938 | 15310.0042 | 15310.0042 | 40549.0811 | 129749.3095 | 129749.3095 | 63519.6021 | 31316.665 | 4830.9357 | 19022.1031 | 104865.6493 | 309179.8877 | 309179.8877 | 104865.6493 | 19022.1031 | 19022.1031 | 2011-01-09 | Sunday | kWh | 3046.2604 | 5263.938 | 6692.6342 | 9052.3411 | 992.8759 | 992.8759 | 906.0783 | 5419.8908 | 11358.481 | 7248.6261 | 549.083 | 262.2813 | 906.0783 | 4155.9621 | 7081.5963 | 9248.9552 | 11910.2146 | 1425.5915 | 1425.5915 | 1209.7916 | 7061.7176 | 15001.386 | 9678.3324 | 760.8456
2011-01-10 | Monday | kWh | 51830.6126 | 136882.6135 | 114861.1358 | 40557.8114 | 1604.5381 | 180.4725 | 36217.9564 | 160072.4865 | 183596.9254 | 129645.8582 | 9542.6625 | 30.1361 | 7782.3329 | 60743.0605 | 160072.4865 | 134096.8499 | 47428.8849 | 1928.7108 | 198.2106 | 41928.6452 | 185743.8539 | 211601.4727 | 148841.5608 | 11113.2882 | 2011-01-10 | Monday | kWh | 52277.7945 | 159856.1663 | 159856.1663 | 80959.9098 | 38647.486 | 5880.1738 | 23290.3999 | 127854.8187 | 376331.1219 | 376331.1219 | 127854.8187 | 23290.3999 | 23290.3999 | 66074.6222 | 194293.4049 | 194293.4049 | 101331.7594 | 47041.3902 | 7071.2948 | 28153.7219 | 153979.9007 | 452562.8661 | 452562.8661 | 153979.9007 | 2011-01-10 | Monday | kWh | 343.5493 | 1209.7916 | 5506.9235 | 9275.832 | 12385.1683 | 15313.9644 | 1968.6763 | 1968.6763 | 1574.7591 | 9005.55 | 19350.1634 | 12598.0726 | 1021.0623 | 440.0777 | 1574.7591 | 7122.8756 | 11882.0969 | 16160.5521 | 19311.3 | 2634.6675 | 2634.6675 | 2006.6078 | 11276.8854 | 24467.3229
2011-01-11 | Tuesday | kWh | 35.8413 | 9676.6789 | 70622.7536 | 185743.8539 | 155368.5087 | 55035.216 | 2293.8456 | 217.0746 | 48210.1243 | 214022.8508 | 242318.0915 | 169844.2561 | 12847.4375 | 42.2247 | 11855.8986 | 81519.5206 | 214022.8508 | 178778.5275 | 63414.178 | 2702.3797 | 237.099 | 55089.5823 | 245035.6122 | 275872.1298 | 2011-01-11 | Tuesday | kWh | 28153.7219 | 28153.7219 | 82107.4938 | 233351.9958 | 233351.9958 | 124862.8879 | 56570.3583 | 8413.2963 | 33650.8966 | 183441.3941 | 538450.9642 | 538450.9642 | 183441.3941 | 33650.8966 | 33650.8966 | 100544.3391 | 277322.9094 | 277322.9094 | 151781.0321 | 67306.3705 | 9915.1759 | 39820.7515 | 216439.7978 | 634571.2598 | 2011-01-11 | Tuesday | kWh | 16052.8623 | 1334.725 | 553.1794 | 2006.6078 | 9027.5492 | 14935.8431 | 20634.3854 | 23949.9311 | 3436.1021 | 3436.1021 | 2510.9646 | 13901.2208 | 30415.3743 | 20087.717 | 1706.8258 | 684.1675 | 2510.9646 | 11244.6754 | 18472.5225 | 25865.9467 | 29277.5673 | 4385.5173 | 4385.5173 | 3093.4566
2011-01-12 | Wednesday | kWh | 192735.2265 | 14753.2082 | 49.3242 | 14339.9466 | 93483.1904 | 245035.6122 | 204429.3213 | 72603.1443 | 3156.7502 | 258.3184 | 62594.2075 | 278908.2732 | 312388.9352 | 217595.7544 | 16838.6983 | 57.178 | 17148.7772 | 106563.5919 | 278908.2732 | 232423.3052 | 82639.4884 | 3659.394 | 280.7676 | 70751.1883 | 2011-01-12 | Wednesday | kWh | 634571.2598 | 216439.7978 | 39820.7515 | 39820.7515 | 121553.0878 | 326497.1163 | 326497.1163 | 182313.9291 | 79321.4075 | 11585.9312 | 46702.114 | 253175.6105 | 741499.5968 | 741499.5968 | 253175.6105 | 46702.114 | 46702.114 | 145301.6696 | 381165.587 | 381165.587 | 216689.3158 | 92687.4496 | 13434.5597 | 54333.8116 | 2011-01-12 | Wednesday | kWh | 16904.0534 | 37256.8274 | 24747.6525 | 2142.3565 | 834.3551 | 3093.4566 | 13797.9853 | 22527.5871 | 31914.5149 | 35341.9182 | 5495.4502 | 5495.4502 | 3759.7105 | 20310.8805 | 45054.1919 | 30077.6844 | 2646.3092 | 1005.0551 | 3759.7105 | 16711.2096 | 27136.4887 | 38839.3687 | 42190.6934 | 6778.4381
2011-01-13 | Thursday | kWh | 315766.9691 | 351993.8557 | 244507.1224 | 19112.0056 | 65.8242 | 20302.3449 | 120810.554 | 315766.9691 | 262862.8945 | 93560.5834 | 4212.7483 | 304.4811 | 79587.7132 | 355737.8348 | 394812.239 | 273550.6129 | 21581.2282 | 75.3008 | 23820.6043 | 136273.9054 | 355737.8348 | 295850.5042 | 105403.8029 | 4819.2501 | 2011-01-13 | Thursday | kWh | 293849.331 | 859811.8189 | 859811.8189 | 293849.331 | 54333.8116 | 54333.8116 | 171958.0142 | 441619.292 | 441619.292 | 255134.9291 | 107476.4774 | 15470.0589 | 62754.6718 | 338661.4581 | 990083.7699 | 990083.7699 | 338661.4581 | 62754.6718 | 62754.6718 | 201690.0514 | 508149.2017 | 508149.2017 | 297878.5061 | 123760.4712 | 2011-01-13 | Thursday | kWh | 6778.4381 | 4515.3535 | 24147.1991 | 53869.9777 | 36122.8282 | 3223.6758 | 1197.5807 | 4515.3535 | 20008.0796 | 32334.6794 | 46699.7867 | 49871.6025 | 8247.0179 | 8247.0179 | 5366.0125 | 28438.5064 | 63766.6944 | 42928.0996 | 3879.4482 | 1413.2449 | 5366.0125 | 23712.326 | 38157.611 | 55555.0477
2011-01-14 | Friday | kWh | 329.4936 | 89130.9706 | 398947.0056 | 440969.433 | 304807.5083 | 24254.4638 | 85.6459 | 27723.5096 | 153003.4751 | 398947.0056 | 331488.5494 | 118206.5202 | 5481.3364 | 355.8398 | 99408.1489 | 445520.6164 | 490590.7853 | 338359.0912 | 27139.8105 | 96.8976 | 32031.0155 | 171049.0918 | 445520.6164 | 369879.4453 | 2011-01-14 | Friday | kWh | 17701.4265 | 72003.5219 | 387812.4906 | 1132891.2936 | 1132891.2936 | 387812.4906 | 72003.5219 | 72003.5219 | 234665.7108 | 581046.2866 | 581046.2866 | 345147.7836 | 141611.4117 | 20137.6599 | 82119.1896 | 441502.9272 | 1288810.2338 | 1288810.2338 | 441502.9272 | 82119.1896 | 82119.1896 | 271052.9221 | 660601.5174 | 660601.5174 | 2011-01-14 | Friday | kWh | 58432.3552 | 9913.727 | 9913.727 | 6317.3143 | 33210.2997 | 74806.852 | 50538.5143 | 4618.6186 | 1653.3606 | 6317.3143 | 27847.6799 | 44640.7356 | 65464.4303 | 67920.661 | 11791.1023 | 11791.1023 | 7374.886 | 38488.076 | 87052.9601 | 58999.0878 | 5446.1787 | 1919.2409 | 7374.886 | 32437.8723
2011-01-15 | Saturday | kWh | 132006.1086 | 6201.4444 | 383.5542 | 110446.4366 | 495584.8023 | 543801.644 | 374286.6439 | 30245.3661 | 109.0939 | 36763.0763 | 190460.5845 | 495584.8023 | 411125.607 | 146839.9414 | 6982.011 | 412.6714 | 122273.0219 | 549265.6986 | 600727.3567 | 412671.449 | 33579.2286 | 122.273 | 41939.6465 | 211287.7819 | 2011-01-15 | Saturday | kWh | 397170.4987 | 161101.2792 | 22787.7568 | 93140.5022 | 499933.2669 | 1458416.4341 | 1458416.4341 | 499933.2669 | 93140.5022 | 93140.5022 | 311019.6151 | 747105.8643 | 747105.8643 | 454174.3883 | 182302.0543 | 25660.7147 | 105106.2873 | 563304.0083 | 1642285.7384 | 1642285.7384 | 563304.0083 | 105106.2873 | 105106.2873 | 354733.7195 | 2011-01-15 | Saturday | kWh | 51819.5051 | 76487.2134 | 78384.2295 | 13891.6811 | 13891.6811 | 8544.3545 | 44297.3326 | 100567.5286 | 68354.8357 | 6367.1206 | 2212.1989 | 8544.3545 | 37506.6342 | 59729.3715 | 88682.6755 | 89870.7704 | 16228.0005 | 16228.0005 | 9831.3467 | 50663.5666 | 115413.0672 | 78650.7737 | 7386.4363 | 2533.5477
2011-01-16 | Sunday | kWh | 549265.6986 | 455329.4495 | 162745.3922 | 7825.4734 | 412.6714 | 122273.0219 | 549265.6986 | 600727.3567 | 412671.449 | 33579.2286 | 122.273 | 41939.6465 | 211287.7819 | 549265.6986 | 455329.4495 | 162745.3922 | 7825.4734 | 383.5542 | 110446.4366 | 495584.8023 | 543801.644 | 374286.6439 | 30245.3661 | 109.0939 | 2011-01-16 | Sunday | kWh | 840850.2981 | 840850.2981 | 516387.1893 | 205285.7173 | 25660.7147 | 105106.2873 | 563304.0083 | 1642285.7384 | 1642285.7384 | 563304.0083 | 105106.2873 | 105106.2873 | 354733.7195 | 840850.2981 | 840850.2981 | 516387.1893 | 205285.7173 | 22787.7568 | 93140.5022 | 499933.2669 | 1458416.4341 | 1458416.4341 | 499933.2669 | 93140.5022 | 2011-01-16 | Sunday | kWh | 9831.3467 | 43077.6965 | 68405.7866 | 102110.0954 | 89870.7704 | 16228.0005 | 16228.0005 | 9831.3467 | 50663.5666 | 115413.0672 | 78650.7737 | 7386.4363 | 2533.5477 | 9831.3467 | 43077.6965 | 68405.7866 | 102110.0954 | 78384.2295 | 13891.6811 | 13891.6811 | 8544.3545 | 44297.3326 | 100567.5286 | 68354.8357
2011-01-17 | Monday | kWh | 36763.0763 | 190460.5845 | 495584.8023 | 411125.607 | 146839.9414 | 6982.011 | 355.8398 | 99408.1489 | 445520.6164 | 490590.7853 | 338359.0912 | 27139.8105 | 96.8976 | 32031.0155 | 171049.0918 | 445520.6164 | 369879.4453 | 132006.1086 | 6201.4444 | 329.4936 | 89130.9706 | 398947.0056 | 440969.433 | 304807.5083 | 2011-01-17 | Monday | kWh | 93140.5022 | 311019.6151 | 747105.8643 | 747105.8643 | 454174.3883 | 182302.0543 | 20137.6599 | 82119.1896 | 441502.9272 | 1288810.2338 | 1288810.2338 | 441502.9272 | 82119.1896 | 82119.1896 | 271052.9221 | 660601.5174 | 660601.5174 | 397170.4987 | 161101.2792 | 17701.4265 | 72003.5219 | 387812.4906 | 1132891.2936 | 1132891.2936 | 2011-01-17 | Monday | kWh | 6367.1206 | 2212.1989 | 8544.3545 | 37506.6342 | 59729.3715 | 88682.6755 | 67920.661 | 11791.1023 | 11791.1023 | 7374.886 | 38488.076 | 87052.9601 | 58999.0878 | 5446.1787 | 1919.2409 | 7374.886 | 32437.8723 | 51819.5051 | 76487.2134 | 58432.3552 | 9913.727 | 9913.727 | 6317.3143 | 33210.2997
2011-01-18 | Tuesday | kWh | 24254.4638 | 85.6459 | 27723.5096 | 153003.4751 | 398947.0056 | 331488.5494 | 118206.5202 | 5481.3364 | 304.4811 | 79587.7132 | 355737.8348 | 394812.239 | 273550.6129 | 21581.2282 | 75.3008 | 23820.6043 | 136273.9054 | 355737.8348 | 295850.5042 | 105403.8029 | 4819.2501 | 280.7676 | 70751.1883 | 315766.9691 | 2011-01-18 | Tuesday | kWh | 387812.4906 | 72003.5219 | 72003.5219 | 234665.7108 | 581046.2866 | 581046.2866 | 345147.7836 | 141611.4117 | 15470.0589 | 62754.6718 | 338661.4581 | 990083.7699 | 990083.7699 | 338661.4581 | 62754.6718 | 62754.6718 | 201690.0514 | 508149.2017 | 508149.2017 | 297878.5061 | 123760.4712 | 13434.5597 | 54333.8116 | 1612.3666 | 2011-01-18 | Tuesday | kWh | 74806.852 | 50538.5143 | 4618.6186 | 1653.3606 | 6317.3143 | 27847.6799 | 44640.7356 | 65464.4303 | 49871.6025 | 8247.0179 | 8247.0179 | 5366.0125 | 28438.5064 | 63766.6944 | 42928.0996 | 3879.4482 | 1413.2449 | 5366.0125 | 23712.326 | 38157.611 | 55555.0477 | 42190.6934 | 6778.4381 | 6778.4381
2011-01-19 | Wednesday | kWh | 351993.8557 | 244507.1224 | 19112.0056 | 65.8242 | 20302.3449 | 120810.554 | 315766.9691 | 262862.8945 | 93560.5834 | 4212.7483 | 258.3184 | 62594.2075 | 278908.2732 | 312388.9352 | 217595.7544 | 16838.6983 | 57.178 | 17148.7772 | 106563.5919 | 278908.2732 | 232423.3052 | 82639.4884 | 3659.394 | 237.099 | 2011-01-19 | Wednesday | kWh | 859811.8189 | 859811.8189 | 293849.331 | 54333.8116 | 54333.8116 | 171958.0142 | 441619.292 | 441619.292 | 255134.9291 | 107476.4774 | 11585.9312 | 46702.114 | 253175.6105 | 741499.5968 | 741499.5968 | 253175.6105 | 46702.114 | 46702.114 | 145301.6696 | 381165.587 | 381165.587 | 216689.3158 | 92687.4496 | 9915.1759 | 2011-01-19 | Wednesday | kWh | 4515.3535 | 24147.1991 | 53869.9777 | 36122.8282 | 3223.6758 | 1197.5807 | 4515.3535 | 20008.0796 | 32334.6794 | 46699.7867 | 35341.9182 | 5495.4502 | 5495.4502 | 3759.7105 | 20310.8805 | 45054.1919 | 30077.6844 | 2646.3092 | 1005.0551 | 3759.7105 | 16711.2096 | 27136.4887 | 38839.3687 | 29277.5673
2011-01-20 | Thursday | kWh | 55089.5823 | 245035.6122 | 275872.1298 | 192735.2265 | 14753.2082 | 49.3242 | 14339.9466 | 93483.1904 | 245035.6122 | 204429.3213 | 72603.1443 | 3156.7502 | 217.0746 | 48210.1243 | 214022.8508 | 242318.0915 | 169844.2561 | 12847.4375 | 42.2247 | 11855.8986 | 81519.5206 | 214022.8508 | 178778.5275 | 63414.178 | 2011-01-20 | Thursday | kWh | 39820.7515 | 216439.7978 | 634571.2598 | 634571.2598 | 216439.7978 | 39820.7515 | 39820.7515 | 121553.0878 | 326497.1163 | 326497.1163 | 182313.9291 | 79321.4075 | 8413.2963 | 33650.8966 | 183441.3941 | 538450.9642 | 538450.9642 | 183441.3941 | 33650.8966 | 33650.8966 | 100544.3391 | 277322.9094 | 277322.9094 | 151781.0321 | 2011-01-20 | Thursday | kWh | 4385.5173 | 4385.5173 | 3093.4566 | 16904.0534 | 37256.8274 | 24747.6525 | 2142.3565 | 834.3551 | 3093.4566 | 13797.9853 | 22527.5871 | 31914.5149 | 23949.9311 | 3436.1021 | 3436.1021 | 2510.9646 | 13901.2208 | 30415.3743 | 20087.717 | 1706.8258 | 684.1675 | 2510.9646 | 11244.6754 | 18472.5225
2011-01-21 | Friday | kWh | 2702.3797 | 198.2106 | 41928.6452 | 185743.8539 | 211601.4727 | 148841.5608 | 11113.2882 | 35.8413 | 9676.6789 | 70622.7536 | 185743.8539 | 155368.5087 | 55035.216 | 2293.8456 | 180.4725 | 36217.9564 | 160072.4865 | 183596.9254 | 129645.8582 | 9542.6625 | 30.1361 | 7782.3329 | 60743.0605 | 160072.4865 | 2011-01-21 | Friday | kWh | 67306.3705 | 7071.2948 | 28153.7219 | 153979.9007 | 452562.8661 | 452562.8661 | 153979.9007 | 28153.7219 | 28153.7219 | 82107.4938 | 233351.9958 | 233351.9958 | 124862.8879 | 56570.3583 | 5880.1738 | 23290.3999 | 127854.8187 | 376331.1219 | 376331.1219 | 127854.8187 | 23290.3999 | 23290.3999 | 66074.6222 | 194293.4049 | 2011-01-21 | Friday | kWh | 25865.9467 | 19311.3 | 2634.6675 | 2634.6675 | 2006.6078 | 11276.8854 | 24467.3229 | 16052.8623 | 1334.725 | 553.1794 | 2006.6078 | 9027.5492 | 14935.8431 | 20634.3854 | 15313.9644 | 1968.6763 | 1968.6763 | 1574.7591 | 9005.55 | 19350.1634 | 12598.0726 | 1021.0623 | 440.0777 | 1574.7591
2011-01-22 | Saturday | kWh | 134096.8499 | 47428.8849 | 1928.7108 | 163.8255 | 31050.8696 | 136882.6135 | 158179.1019 | 112175.8658 | 8127.4623 | 25.0709 | 6152.9062 | 51830.6126 | 136882.6135 | 114861.1358 | 40557.8114 | 1604.5381 | 148.235 | 26400.1964 | 116048.0998 | 135222.6544 | 96350.3011 | 6859.5899 | 20.6077 | 4768.4444 | 2011-01-22 | Saturday | kWh | 194293.4049 | 101331.7594 | 47041.3902 | 4830.9357 | 19022.1031 | 104865.6493 | 309179.8877 | 309179.8877 | 104865.6493 | 19022.1031 | 19022.1031 | 52277.7945 | 159856.1663 | 159856.1663 | 80959.9098 | 38647.486 | 3914.5831 | 15310.0042 | 84811.8938 | 250533.3198 | 250533.3198 | 84811.8938 | 15310.0042 | 15310.0042 | 2011-01-22 | Saturday | kWh | 7122.8756 | 11882.0969 | 16160.5521 | 11910.2146 | 1425.5915 | 1425.5915 | 1209.7916 | 7061.7176 | 15001.386 | 9678.3324 | 760.8456 | 343.5493 | 1209.7916 | 5506.9235 | 9275.832 | 12385.1683 | 9052.3411 | 992.8759 | 992.8759 | 906.0783 | 5419.8908 | 11358.481 | 7248.6261 | 549.083
2011-01-23 | Sunday | kWh | 43835.581 | 116048.0998 | 97558.9515 | 34384.6221 | 1318.8906 | 133.6664 | 22238.7483 | 97442.8101 | 114602.235 | 82087.8817 | 5730.9472 | 16.7083 | 3608.993 | 36708.1368 | 97442.8101 | 82087.8817 | 28871.9437 | 1069.3312 | 133.6664 | 22238.7483 | 97442.8101 | 114602.235 | 82087.8817 | 5730.9472 | 2011-01-23 | Sunday | kWh | 40549.0811 | 129749.3095 | 129749.3095 | 63519.6021 | 31316.665 | 3122.1184 | 12115.2756 | 67493.0534 | 199815.5744 | 199815.5744 | 67493.0534 | 12115.2756 | 12115.2756 | 30720.5523 | 103681.864 | 103681.864 | 48783.0992 | 24976.9468 | 3122.1184 | 12115.2756 | 67493.0534 | 199815.5744 | 199815.5744 | 67493.0534 | 2011-01-23 | Sunday | kWh | 262.2813 | 906.0783 | 4155.9621 | 7081.5963 | 9248.9552 | 6692.6342 | 657.9923 | 657.9923 | 657.9923 | 4054.5726 | 8358.9386 | 5263.938 | 380.7826 | 194.9607 | 657.9923 | 3046.2604 | 5263.938 | 6692.6342 | 6692.6342 | 657.9923 | 657.9923 | 657.9923 | 4054.5726 | 8358.9386
2011-01-24 | Monday | kWh | 16.7083 | 3608.993 | 36708.1368 | 97442.8101 | 82087.8817 | 28871.9437 | 1069.3312 | 148.235 | 26400.1964 | 116048.0998 | 135222.6544 | 96350.3011 | 6859.5899 | 20.6077 | 4768.4444 | 43835.581 | 116048.0998 | 97558.9515 | 34384.6221 | 1318.8906 | 163.8255 | 31050.8696 | 136882.6135 | 158179.1019 | 2011-01-24 | Monday | kWh | 12115.2756 | 12115.2756 | 30720.5523 | 103681.864 | 103681.864 | 48783.0992 | 24976.9468 | 3914.5831 | 15310.0042 | 84811.8938 | 250533.3198 | 250533.3198 | 84811.8938 | 15310.0042 | 15310.0042 | 40549.0811 | 129749.3095 | 129749.3095 | 63519.6021 | 31316.665 | 4830.9357 | 19022.1031 | 104865.6493 | 309179.8877 | 2011-01-24 | Monday | kWh | 5263.938 | 380.7826 | 194.9607 | 657.9923 | 3046.2604 | 5263.938 | 6692.6342 | 9052.3411 | 992.8759 | 992.8759 | 906.0783 | 5419.8908 | 11358.481 | 7248.6261 | 549.083 | 262.2813 | 906.0783 | 4155.9621 | 7081.5963 | 9248.9552 | 11910.2146 | 1425.5915 | 1425.5915 | 1209.7916
2011-01-25 | Tuesday | kWh | 112175.8658 | 8127.4623 | 25.0709 | 6152.9062 | 51830.6126 | 136882.6135 | 114861.1358 | 40557.8114 | 1604.5381 | 180.4725 | 36217.9564 | 160072.4865 | 183596.9254 | 129645.8582 | 9542.6625 | 30.1361 | 7782.3329 | 60743.0605 | 160072.4865 | 134096.8499 | 47428.8849 | 1928.7108 | 198.2106 | 41928.6452 | 2011-01-25 | Tuesday | kWh | 309179.8877 | 104865.6493 | 19022.1031 | 19022.1031 | 52277.7945 | 159856.1663 | 159856.1663 | 80959.9098 | 38647.486 | 5880.1738 | 23290.3999 | 127854.8187 | 376331.1219 | 376331.1219 | 127854.8187 | 23290.3999 | 23290.3999 | 66074.6222 | 194293.4049 | 194293.4049 | 101331.7594 | 47041.3902 | 7071.2948 | 28153.7219 | 2011-01-25 | Tuesday | kWh | 7061.7176 | 15001.386 | 9678.3324 | 760.8456 | 343.5493 | 1209.7916 | 5506.9235 | 9275.832 | 12385.1683 | 15313.9644 | 1968.6763 | 1968.6763 | 1574.7591 | 9005.55 | 19350.1634 | 12598.0726 | 1021.0623 | 440.0777 | 1574.7591 | 7122.8756 | 11882.0969 | 16160.5521 | 19311.3 | 2634.6675
2011-01-26 | Wednesday | kWh | 185743.8539 | 211601.4727 | 148841.5608 | 11113.2882 | 35.8413 | 9676.6789 | 70622.7536 | 185743.8539 | 155368.5087 | 55035.216 | 2293.8456 | 217.0746 | 48210.1243 | 214022.8508 | 242318.0915 | 169844.2561 | 12847.4375 | 42.2247 | 11855.8986 | 81519.5206 | 214022.8508 | 178778.5275 | 63414.178 | 2702.3797 | 2011-01-26 | Wednesday | kWh | 153979.9007 | 452562.8661 | 452562.8661 | 153979.9007 | 28153.7219 | 28153.7219 | 82107.4938 | 233351.9958 | 233351.9958 | 124862.8879 | 56570.3583 | 8413.2963 | 33650.8966 | 183441.3941 | 538450.9642 | 538450.9642 | 183441.3941 | 33650.8966 | 33650.8966 | 100544.3391 | 277322.9094 | 277322.9094 | 151781.0321 | 67306.3705 | 2011-01-26 | Wednesday | kWh | 2634.6675 | 2006.6078 | 11276.8854 | 24467.3229 | 16052.8623 | 1334.725 | 553.1794 | 2006.6078 | 9027.5492 | 14935.8431 | 20634.3854 | 23949.9311 | 3436.1021 | 3436.1021 | 2510.9646 | 13901.2208 | 30415.3743 | 20087.717 | 1706.8258 | 684.1675 | 2510.9646 | 11244.6754 | 18472.5225 | 25865.9467
2011-01-27 | Thursday | kWh | 237.099 | 55089.5823 | 245035.6122 | 275872.1298 | 192735.2265 | 14753.2082 | 49.3242 | 14339.9466 | 93483.1904 | 245035.6122 | 204429.3213 | 72603.1443 | 3156.7502 | 258.3184 | 62594.2075 | 278908.2732 | 312388.9352 | 217595.7544 | 16838.6983 | 57.178 | 17148.7772 | 106563.5919 | 278908.2732 | 232423.3052 | 2011-01-27 | Thursday | kWh | 9915.1759 | 39820.7515 | 216439.7978 | 634571.2598 | 634571.2598 | 216439.7978 | 39820.7515 | 39820.7515 | 121553.0878 | 326497.1163 | 326497.1163 | 182313.9291 | 79321.4075 | 11585.9312 | 46702.114 | 253175.6105 | 741499.5968 | 741499.5968 | 253175.6105 | 46702.114 | 46702.114 | 145301.6696 | 381165.587 | 381165.587 | 2011-01-27 | Thursday | kWh | 29277.5673 | 4385.5173 | 4385.5173 | 3093.4566 | 16904.0534 | 37256.8274 | 24747.6525 | 2142.3565 | 834.3551 | 3093.4566 | 13797.9853 | 22527.5871 | 31914.5149 | 35341.9182 | 5495.4502 | 5495.4502 | 3759.7105 | 20310.8805 | 45054.1919 | 30077.6844 | 2646.3092 | 1005.0551 | 3759.7105 | 16711.2096
2011-01-28 | Friday | kWh | 82639.4884 | 3659.394 | 280.7676 | 70751.1883 | 315766.9691 | 351993.8557 | 244507.1224 | 19112.0056 | 65.8242 | 20302.3449 | 120810.554 | 315766.9691 | 262862.8945 | 93560.5834 | 4212.7483 | 304.4811 | 79587.7132 | 355737.8348 | 394812.239 | 273550.6129 | 21581.2282 | 75.3008 | 23820.6043 | 136273.9054 | 2011-01-28 | Friday | kWh | 216689.3158 | 92687.4496 | 13434.5597 | 54333.8116 | 293849.331 | 859811.8189 | 859811.8189 | 293849.331 | 54333.8116 | 54333.8116 | 171958.0142 | 441619.292 | 441619.292 | 255134.9291 | 107476.4774 | 15470.0589 | 62754.6718 | 338661.4581 | 990083.7699 | 990083.7699 | 338661.4581 | 62754.6718 | 62754.6718 | 201690.0514 | 2011-01-28 | Friday | kWh | 27136.4887 | 38839.3687 | 42190.6934 | 6778.4381 | 6778.4381 | 4515.3535 | 24147.1991 | 53869.9777 | 36122.8282 | 3223.6758 | 1197.5807 | 4515.3535 | 20008.0796 | 32334.6794 | 46699.7867 | 49871.6025 | 8247.0179 | 8247.0179 | 5366.0125 | 28438.5064 | 63766.6944 | 42928.0996 | 3879.4482 | 1413.2449
2011-01-29 | Saturday | kWh | 355737.8348 | 295850.5042 | 105403.8029 | 4819.2501 | 329.4936 | 89130.9706 | 398947.0056 | 440969.433 | 304807.5083 | 24254.4638 | 85.6459 | 27723.5096 | 153003.4751 | 398947.0056 | 331488.5494 | 118206.5202 | 5481.3364 | 355.8398 | 99408.1489 | 445520.6164 | 490590.7853 | 338359.0912 | 27139.8105 | 96.8976 | 2011-01-29 | Saturday | kWh | 508149.2017 | 508149.2017 | 297878.5061 | 123760.4712 | 17701.4265 | 72003.5219 | 387812.4906 | 1132891.2936 | 1132891.2936 | 387812.4906 | 72003.5219 | 72003.5219 | 234665.7108 | 581046.2866 | 581046.2866 | 345147.7836 | 141611.4117 | 20137.6599 | 82119.1896 | 441502.9272 | 1288810.2338 | 1288810.2338 | 441502.9272 | 82119.1896 | 2011-01-29 | Saturday | kWh | 5366.0125 | 23712.326 | 38157.611 | 55555.0477 | 58432.3552 | 9913.727 | 9913.727 | 6317.3143 | 33210.2997 | 74806.852 | 50538.5143 | 4618.6186 | 1653.3606 | 6317.3143 | 27847.6799 | 44640.7356 | 65464.4303 | 67920.661 | 11791.1023 | 11791.1023 | 7374.886 | 38488.076 | 87052.9601 | 58999.0878
2011-01-30 | Sunday | kWh | 32031.0155 | 171049.0918 | 445520.6164 | 369879.4453 | 132006.1086 | 6201.4444 | 383.5542 | 110446.4366 | 495584.8023 | 543801.644 | 374286.6439 | 30245.3661 | 109.0939 | 36763.0763 | 190460.5845 | 495584.8023 | 411125.607 | 146839.9414 | 6982.011 | 412.6714 | 122273.0219 | 549265.6986 | 600727.3567 | 412671.449 | 2011-01-30 | Sunday | kWh | 82119.1896 | 271052.9221 | 660601.5174 | 660601.5174 | 397170.4987 | 161101.2792 | 22787.7568 | 93140.5022 | 499933.2669 | 1458416.4341 | 1458416.4341 | 499933.2669 | 93140.5022 | 93140.5022 | 311019.6151 | 747105.8643 | 747105.8643 | 454174.3883 | 182302.0543 | 25660.7147 | 105106.2873 | 563304.0083 | 1642285.7384 | 1642285.7384 | 2011-01-30 | Sunday | kWh | 5446.1787 | 1919.2409 | 7374.886 | 32437.8723 | 51819.5051 | 76487.2134 | 78384.2295 | 13891.6811 | 13891.6811 | 8544.3545 | 44297.3326 | 100567.5286 | 68354.8357 | 6367.1206 | 2212.1989 | 8544.3545 | 37506.6342 | 59729.3715 | 88682.6755 | 89870.7704 | 16228.0005 | 16228.0005 | 9831.3467 | 50663.5666
2011-01-31 | Monday | kWh | 33579.2286 | 122.273 | 41939.6465 | 211287.7819 | 549265.6986 | 455329.4495 | 162745.3922 | 7825.4734 | 120.0851 | 120.0851 | 120.0851 | 120.0851 | 120.0851 | 120.0851 | 120.0851 | 120.0851 | 120.0851 | 120.0851 | 120.0851 | 120.0851 | 120.0851 | 107.4563 | 107.4563 | 107.4563 | 2011-01-31 | Monday | kWh | 563304.0083 | 105106.2873 | 105106.2873 | 354733.7195 | 840850.2981 | 840850.2981 | 516387.1893 | 205285.7173 | 2444.5439 | 2444.5439 | 2444.5439 | 2444.5439 | 2444.5439 | 2444.5439 | 2444.5439 | 2444.5439 | 2444.5439 | 2444.5439 | 2444.5439 | 2444.5439 | 2444.5439 | 1872.8621 | 1872.8621 | 1872.8621 | 2011-01-31 | Monday | kWh | 115413.0672 | 78650.7737 | 7386.4363 | 2533.5477 | 9831.3467 | 43077.6965 | 68405.7866 | 102110.0954 | 4783.3843 | 16228.0005 | 16228.0005 | 9831.3467 | 50663.5666 | 115413.0672 | 78650.7737 | 7386.4363 | 2533.5477 | 9831.3467 | 43077.6965 | 68405.7866 | 34354.5371 | 3276.8819 | 13891.6811 | 13891.6811
Total | [26 empty] | Baseload | [26 empty] | UK Demand
DOY | Day | Units | 0:00 | 1:00 | 2:00 | 3:00 | 4:00 | 5:00 | 6:00 | 7:00 | 8:00 | 9:00 | 10:00 | 11:00 | 12:00 | 13:00 | 14:00 | 15:00 | 16:00 | 17:00 | 18:00 | 19:00 | 20:00 | 21:00 | 22:00 | 23:00 | DOY | Day | Units | 0:00 | 1:00 | 2:00 | 3:00 | 4:00 | 5:00 | 6:00 | 7:00 | 8:00 | 9:00 | 10:00 | 11:00 | 12:00 | 13:00 | 14:00 | 15:00 | 16:00 | 17:00 | 18:00 | 19:00 | 20:00 | 21:00 | 22:00 | 23:00 | DOY | Day | Units | 0:00 | 1:00 | 2:00 | 3:00 | 4:00 | 5:00 | 6:00 | 7:00 | 8:00 | 9:00 | 10:00 | 11:00 | 12:00 | 13:00 | 14:00 | 15:00 | 16:00 | 17:00 | 18:00 | 19:00 | 20:00 | 21:00 | 22:00 | 23:00
2011-01-01 | Saturday | kWh | 205723.3766 | 419815.0753 | 1451003.3914 | 2756680.3648 | 2519841.6893 | 991665.0744 | 881151.5193 | 585765.1984 | 849079.9491 | 1605384.0616 | 2434868.6272 | 1654065.1296 | 667968.385 | 182201.328 | 379559.1171 | 1302562.935 | 2476680.3872 | 2250102.2843 | 876485.4731 | 784204.6111 | 518093.3694 | 755923.2899 | 1447498.2469 | 2183108.1437 | 2011-01-01 | Saturday | kWh | 24368.6988 | 24368.6988 | 24368.6988 | 24368.6988 | 24368.6988 | 24368.6988 | 24368.6988 | 24368.6988 | 24368.6988 | 24368.6988 | 24368.6988 | 24368.6988 | 24368.6988 | 24368.6988 | 24368.6988 | 24368.6988 | 24368.6988 | 24368.6988 | 24368.6988 | 24368.6988 | 24368.6988 | 24368.6988 | 24368.6988 | 24368.6988 | 2011-01-01 | Saturday | kWh | 36435000 | 36347000 | 34400000 | 33069000 | 30770000 | 29588000 | 29510000 | 29039000 | 28542000 | 31017000 | 34435000 | 37027000 | 38627000 | 38846000 | 38770000 | 38896000 | 41673000 | 45197000 | 44554000 | 43035000 | 41593000 | 39754000 | 37060000 | 34565000
2011-01-02 | Sunday | kWh | 1472982.1598 | 595114.0159 | 160568.4623 | 342060.0399 | 1164756.6634 | 2216819.2437 | 2000459.0172 | 770623.5638 | 694702.7811 | 455866.3976 | 669928.046 | 1300998.0124 | 1949423.565 | 1305836.6666 | 527817.5225 | 140744.6246 | 307216.1643 | 1037183.7849 | 1976330.945 | 1770129.0325 | 673684.7165 | 612345.5393 | 398854.914 | 590804.0488 | 2011-01-02 | Sunday | kWh | 24368.6988 | 24368.6988 | 24368.6988 | 24368.6988 | 24368.6988 | 24368.6988 | 24368.6988 | 24368.6988 | 24368.6988 | 24368.6988 | 24368.6988 | 24368.6988 | 24368.6988 | 24368.6988 | 24368.6988 | 24368.6988 | 24368.6988 | 24368.6988 | 24368.6988 | 24368.6988 | 24368.6988 | 24368.6988 | 24368.6988 | 24368.6988 | 2011-01-02 | Sunday | kWh | 34343000 | 33642000 | 32244000 | 31850000 | 30130000 | 29543000 | 30210000 | 31226000 | 32703000 | 36801000 | 39614000 | 41011000 | 41678000 | 41343000 | 41414000 | 41632000 | 44958000 | 49399000 | 48721000 | 46450000 | 43876000 | 41107000 | 38418000 | 36186000
2011-01-03 | Monday | kWh | 1165448.0941 | 1733137.4561 | 1152062.0812 | 465855.636 | 122649.66 | 274925.8108 | 919443.5082 | 1754449.5018 | 1558329.4745 | 585274.3011 | 536832.3957 | 346829.5498 | 518261.1298 | 1040413.228 | 1533572.3823 | 1011091.8349 | 409005.0875 | 106203.4135 | 245087.3002 | 811135.0416 | 1550408.9247 | 1364277.4879 | 504997.6874 | 467862.8603 | 2011-01-03 | Monday | kWh | 24368.6988 | 24368.6988 | 24368.6988 | 24368.6988 | 24368.6988 | 24368.6988 | 24368.6988 | 24368.6988 | 24368.6988 | 24368.6988 | 24368.6988 | 24368.6988 | 24368.6988 | 24368.6988 | 24368.6988 | 24368.6988 | 24368.6988 | 24368.6988 | 24368.6988 | 24368.6988 | 24368.6988 | 24368.6988 | 24368.6988 | 24368.6988 | 2011-01-03 | Monday | kWh | 35521000 | 34547000 | 32866000 | 32461000 | 30739000 | 29968000 | 30131000 | 30362000 | 31258000 | 35255000 | 39430000 | 41850000 | 43041000 | 42808000 | 42566000 | 42732000 | 46268000 | 50483000 | 49668000 | 48210000 | 46123000 | 43448000 | 39842000 | 36254000
2011-01-04 | Tuesday | kWh | 299560.9359 | 452009.1205 | 925458.1501 | 1350050.9087 | 882359.3588 | 357042.6082 | 91325.7301 | 217598.953 | 711857.5938 | 1363443.2244 | 1187190.217 | 432460.2455 | 405136.4431 | 256819.7033 | 391757.8522 | 820147.5963 | 1181895.6004 | 765298.0841 | 309744.9291 | 77936.455 | 192359.0898 | 621210.3731 | 1192786.4116 | 1026284.8066 | 2011-01-04 | Tuesday | kWh | 24368.6988 | 24368.6988 | 24368.6988 | 24368.6988 | 24368.6988 | 24368.6988 | 24368.6988 | 24368.6988 | 24368.6988 | 24368.6988 | 24368.6988 | 24368.6988 | 24368.6988 | 24368.6988 | 24368.6988 | 24368.6988 | 24368.6988 | 24368.6988 | 24368.6988 | 24368.6988 | 24368.6988 | 24368.6988 | 24368.6988 | 24368.6988 | 2011-01-04 | Tuesday | kWh | 35807000 | 35389000 | 34319000 | 34523000 | 33392000 | 33565000 | 37162000 | 43394000 | 46818000 | 50134000 | 51504000 | 51913000 | 52048000 | 51534000 | 51446000 | 51210000 | 53972000 | 57717000 | 56669000 | 54978000 | 51569000 | 48675000 | 43824000 | 38998000
2011-01-05 | Wednesday | kWh | 367267.3451 | 348352.6542 | 218376.4832 | 337217.1565 | 724046.3028 | 1028429.0227 | 659341.442 | 266888.7815 | 65955.433 | 169266.0312 | 538792.5881 | 1037672.4968 | 880778.4009 | 309024.3563 | 297211.0036 | 184001.9066 | 288096.8649 | 636719.0054 | 888973.7406 | 563922.8636 | 228250.8963 | 55302.5094 | 148218.0978 | 464203.4473 | 2011-01-05 | Wednesday | kWh | 24368.6988 | 24368.6988 | 24368.6988 | 24368.6988 | 24368.6988 | 24368.6988 | 24368.6988 | 24368.6988 | 24368.6988 | 24368.6988 | 24368.6988 | 24368.6988 | 24368.6988 | 24368.6988 | 24368.6988 | 24368.6988 | 24368.6988 | 24368.6988 | 24368.6988 | 24368.6988 | 24368.6988 | 24368.6988 | 24368.6988 | 24368.6988 | 2011-01-05 | Wednesday | kWh | 38087000 | 37797000 | 36744000 | 36736000 | 35390000 | 35543000 | 39324000 | 46340000 | 49739000 | 51259000 | 52230000 | 52472000 | 52931000 | 52370000 | 52276000 | 51650000 | 54465000 | 57071000 | 55812000 | 54115000 | 51281000 | 47478000 | 43201000 | 38845000
2011-01-06 | Thursday | kWh | 897335.4909 | 749888.1445 | 257336.6489 | 251411.0012 | 153466.6045 | 244106.8086 | 557730.4402 | 762852.3194 | 478475.7802 | 193608.0048 | 45897.5291 | 129113.6103 | 397042.1591 | 771009.4044 | 632831.182 | 211809.5928 | 210652.1571 | 126541.2079 | 204956.8193 | 486645.3431 | 649387.3241 | 402433.6229 | 162736.8381 | 37660.3372 | 2011-01-06 | Thursday | kWh | 24368.6988 | 24368.6988 | 24368.6988 | 24368.6988 | 24368.6988 | 24368.6988 | 24368.6988 | 24368.6988 | 24368.6988 | 24368.6988 | 24368.6988 | 24368.6988 | 24368.6988 | 24368.6988 | 24368.6988 | 24368.6988 | 24368.6988 | 24368.6988 | 24368.6988 | 24368.6988 | 24368.6988 | 24368.6988 | 24368.6988 | 24368.6988 | 2011-01-06 | Thursday | kWh | 37906000 | 37574000 | 36340000 | 36218000 | 34968000 | 34952000 | 38185000 | 43724000 | 47222000 | 49605000 | 51039000 | 51640000 | 52288000 | 51620000 | 51507000 | 51018000 | 52940000 | 56294000 | 55563000 | 53558000 | 50831000 | 47276000 | 42966000 | 39005000
2011-01-07 | Friday | kWh | 111850.8892 | 336907.932 | 657928.248 | 528824.6577 | 172048.5579 | 174633.9813 | 102996.3479 | 170356.7284 | 423028.4502 | 547901.32 | 335229.8229 | 135414.1273 | 30510.7788 | 96328.2552 | 283399.9746 | 557326.0324 | 437085.7163 | 137658.9141 | 143055.9838 | 82602.6556 | 140016.3673 | 366444.4974 | 457716.8722 | 276297.8114 | 2011-01-07 | Friday | kWh | 24368.6988 | 24368.6988 | 24368.6988 | 24368.6988 | 24368.6988 | 24368.6988 | 24368.6988 | 24368.6988 | 24368.6988 | 24368.6988 | 24368.6988 | 24368.6988 | 24368.6988 | 24368.6988 | 24368.6988 | 24368.6988 | 24368.6988 | 24368.6988 | 24368.6988 | 24368.6988 | 24368.6988 | 24368.6988 | 24368.6988 | 24368.6988 | 2011-01-07 | Friday | kWh | 38305000 | 38296000 | 37363000 | 37289000 | 36189000 | 36109000 | 39218000 | 44764000 | 48252000 | 51384000 | 52965000 | 53290000 | 53579000 | 53030000 | 52942000 | 52445000 | 54460000 | 58503000 | 57635000 | 55652000 | 52756000 | 49412000 | 44737000 | 40445000
2011-01-08 | Saturday | kWh | 111416.6036 | 24368.6988 | 82444.0289 | 236117.4953 | 468436.7682 | 356831.5022 | 108246.0314 | 115617.6747 | 65130.7619 | 113645.5676 | 316458.2207 | 378156.5459 | 225071.0196 | 90520.998 | 24368.6988 | 82444.0289 | 236117.4953 | 468436.7682 | 356831.5022 | 108246.0314 | 115617.6747 | 65130.7619 | 113645.5676 | 316458.2207 | 2011-01-08 | Saturday | kWh | 24368.6988 | 24368.6988 | 24368.6988 | 24368.6988 | 24368.6988 | 24368.6988 | 24368.6988 | 24368.6988 | 24368.6988 | 24368.6988 | 24368.6988 | 24368.6988 | 24368.6988 | 24368.6988 | 24368.6988 | 24368.6988 | 24368.6988 | 24368.6988 | 24368.6988 | 24368.6988 | 24368.6988 | 24368.6988 | 24368.6988 | 24368.6988 | 2011-01-08 | Saturday | kWh | 39715000 | 39454000 | 38309000 | 38080000 | 36839000 | 36933000 | 40180000 | 45618000 | 49147000 | 51791000 | 53070000 | 53547000 | 53656000 | 52721000 | 52149000 | 51241000 | 52874000 | 56927000 | 55796000 | 53717000 | 50687000 | 47486000 | 43654000 | 40064000
2011-01-09 | Sunday | kWh | 378156.5459 | 225071.0196 | 90520.998 | 30510.7788 | 96328.2552 | 283399.9746 | 557326.0324 | 437085.7163 | 137658.9141 | 143055.9838 | 82602.6556 | 140016.3673 | 366444.4974 | 457716.8722 | 276297.8114 | 111416.6036 | 37660.3372 | 111850.8892 | 336907.932 | 657928.248 | 528824.6577 | 172048.5579 | 174633.9813 | 102996.3479 | 2011-01-09 | Sunday | kWh | 24368.6988 | 24368.6988 | 24368.6988 | 24368.6988 | 24368.6988 | 24368.6988 | 24368.6988 | 24368.6988 | 24368.6988 | 24368.6988 | 24368.6988 | 24368.6988 | 24368.6988 | 24368.6988 | 24368.6988 | 24368.6988 | 24368.6988 | 24368.6988 | 24368.6988 | 24368.6988 | 24368.6988 | 24368.6988 | 24368.6988 | 24368.6988 | 2011-01-09 | Sunday | kWh | 39524000 | 38749000 | 37174000 | 37069000 | 35571000 | 34832000 | 35443000 | 36485000 | 38514000 | 43218000 | 45916000 | 46861000 | 47086000 | 46483000 | 46129000 | 45770000 | 47843000 | 53075000 | 52278000 | 50255000 | 47453000 | 44420000 | 40996000 | 38358000
2011-01-10 | Monday | kWh | 170356.7284 | 423028.4502 | 547901.32 | 335229.8229 | 135414.1273 | 45897.5291 | 129113.6103 | 397042.1591 | 771009.4044 | 632831.182 | 211809.5928 | 210652.1571 | 126541.2079 | 204956.8193 | 486645.3431 | 649387.3241 | 402433.6229 | 162736.8381 | 55302.5094 | 148218.0978 | 464203.4473 | 897335.4909 | 749888.1445 | 257336.6489 | 2011-01-10 | Monday | kWh | 24368.6988 | 24368.6988 | 24368.6988 | 24368.6988 | 24368.6988 | 24368.6988 | 24368.6988 | 24368.6988 | 24368.6988 | 24368.6988 | 24368.6988 | 24368.6988 | 24368.6988 | 24368.6988 | 24368.6988 | 24368.6988 | 24368.6988 | 24368.6988 | 24368.6988 | 24368.6988 | 24368.6988 | 24368.6988 | 24368.6988 | 24368.6988 | 2011-01-10 | Monday | kWh | 38239000 | 37173000 | 35695000 | 35640000 | 34116000 | 33104000 | 32970000 | 32798000 | 33882000 | 38421000 | 42736000 | 45518000 | 47174000 | 47014000 | 46851000 | 46716000 | 49162000 | 52272000 | 51366000 | 49018000 | 46667000 | 43978000 | 40369000 | 36809000
2011-01-11 | Tuesday | kWh | 251411.0012 | 153466.6045 | 244106.8086 | 557730.4402 | 762852.3194 | 478475.7802 | 193608.0048 | 65955.433 | 169266.0312 | 538792.5881 | 1037672.4968 | 880778.4009 | 309024.3563 | 297211.0036 | 184001.9066 | 288096.8649 | 636719.0054 | 888973.7406 | 563922.8636 | 228250.8963 | 77936.455 | 192359.0898 | 621210.3731 | 1192786.4116 | 2011-01-11 | Tuesday | kWh | 24368.6988 | 24368.6988 | 24368.6988 | 24368.6988 | 24368.6988 | 24368.6988 | 24368.6988 | 24368.6988 | 24368.6988 | 24368.6988 | 24368.6988 | 24368.6988 | 24368.6988 | 24368.6988 | 24368.6988 | 24368.6988 | 24368.6988 | 24368.6988 | 24368.6988 | 24368.6988 | 24368.6988 | 24368.6988 | 24368.6988 | 24368.6988 | 2011-01-11 | Tuesday | kWh | 36496000 | 36432000 | 35720000 | 35709000 | 34474000 | 34548000 | 38530000 | 45715000 | 49533000 | 51371000 | 52815000 | 53366000 | 53778000 | 53533000 | 53576000 | 52784000 | 55271000 | 57998000 | 56494000 | 54465000 | 51442000 | 48168000 | 43460000 | 38987000
2011-01-12 | Wednesday | kWh | 1026284.8066 | 367267.3451 | 348352.6542 | 218376.4832 | 337217.1565 | 724046.3028 | 1028429.0227 | 659341.442 | 266888.7815 | 91325.7301 | 217598.953 | 711857.5938 | 1363443.2244 | 1187190.217 | 432460.2455 | 405136.4431 | 256819.7033 | 391757.8522 | 820147.5963 | 1181895.6004 | 765298.0841 | 309744.9291 | 106203.4135 | 245087.3002 | 2011-01-12 | Wednesday | kWh | 24368.6988 | 24368.6988 | 24368.6988 | 24368.6988 | 24368.6988 | 24368.6988 | 24368.6988 | 24368.6988 | 24368.6988 | 24368.6988 | 24368.6988 | 24368.6988 | 24368.6988 | 24368.6988 | 24368.6988 | 24368.6988 | 24368.6988 | 24368.6988 | 24368.6988 | 24368.6988 | 24368.6988 | 24368.6988 | 24368.6988 | 24368.6988 | 2011-01-12 | Wednesday | kWh | 38366000 | 38094000 | 37232000 | 37242000 | 35738000 | 35851000 | 39372000 | 46355000 | 49493000 | 50539000 | 51561000 | 51875000 | 52319000 | 52116000 | 52385000 | 52350000 | 55183000 | 57049000 | 55810000 | 53764000 | 51229000 | 47619000 | 42596000 | 37980000
2011-01-13 | Thursday | kWh | 811135.0416 | 1550408.9247 | 1364277.4879 | 504997.6874 | 467862.8603 | 299560.9359 | 452009.1205 | 925458.1501 | 1350050.9087 | 882359.3588 | 357042.6082 | 122649.66 | 274925.8108 | 919443.5082 | 1754449.5018 | 1558329.4745 | 585274.3011 | 536832.3957 | 346829.5498 | 518261.1298 | 1040413.228 | 1533572.3823 | 1011091.8349 | 409005.0875 | 2011-01-13 | Thursday | kWh | 24368.6988 | 24368.6988 | 24368.6988 | 24368.6988 | 24368.6988 | 24368.6988 | 24368.6988 | 24368.6988 | 24368.6988 | 24368.6988 | 24368.6988 | 24368.6988 | 24368.6988 | 24368.6988 | 24368.6988 | 24368.6988 | 24368.6988 | 24368.6988 | 24368.6988 | 24368.6988 | 24368.6988 | 24368.6988 | 24368.6988 | 24368.6988 | 2011-01-13 | Thursday | kWh | 37333000 | 37308000 | 36414000 | 36234000 | 35013000 | 35150000 | 38978000 | 46147000 | 49613000 | 50932000 | 52180000 | 52943000 | 53318000 | 53154000 | 53074000 | 52487000 | 54498000 | 57789000 | 56476000 | 54335000 | 51953000 | 47972000 | 43371000 | 39206000
2011-01-14 | Friday | kWh | 140744.6246 | 307216.1643 | 1037183.7849 | 1976330.945 | 1770129.0325 | 673684.7165 | 612345.5393 | 398854.914 | 590804.0488 | 1165448.0941 | 1733137.4561 | 1152062.0812 | 465855.636 | 160568.4623 | 342060.0399 | 1164756.6634 | 2216819.2437 | 2000459.0172 | 770623.5638 | 694702.7811 | 455866.3976 | 669928.046 | 1300998.0124 | 1949423.565 | 2011-01-14 | Friday | kWh | 24368.6988 | 24368.6988 | 24368.6988 | 24368.6988 | 24368.6988 | 24368.6988 | 24368.6988 | 24368.6988 | 24368.6988 | 24368.6988 | 24368.6988 | 24368.6988 | 24368.6988 | 24368.6988 | 24368.6988 | 24368.6988 | 24368.6988 | 24368.6988 | 24368.6988 | 24368.6988 | 24368.6988 | 24368.6988 | 24368.6988 | 24368.6988 | 2011-01-14 | Friday | kWh | 38304000 | 38108000 | 37256000 | 36972000 | 35774000 | 35688000 | 39390000 | 46663000 | 49961000 | 51119000 | 51824000 | 52129000 | 52390000 | 52366000 | 52173000 | 51385000 | 53584000 | 57275000 | 56020000 | 54147000 | 50986000 | 47589000 | 42894000 | 38657000
2011-01-15 | Saturday | kWh | 1305836.6666 | 527817.5225 | 182201.328 | 379559.1171 | 1302562.935 | 2476680.3872 | 2250102.2843 | 876485.4731 | 784204.6111 | 518093.3694 | 755923.2899 | 1447498.2469 | 2183108.1437 | 1472982.1598 | 595114.0159 | 205723.3766 | 419815.0753 | 1451003.3914 | 2756680.3648 | 2519841.6893 | 991665.0744 | 881151.5193 | 585765.1984 | 849079.9491 | 2011-01-15 | Saturday | kWh | 24368.6988 | 24368.6988 | 24368.6988 | 24368.6988 | 24368.6988 | 24368.6988 | 24368.6988 | 24368.6988 | 24368.6988 | 24368.6988 | 24368.6988 | 24368.6988 | 24368.6988 | 24368.6988 | 24368.6988 | 24368.6988 | 24368.6988 | 24368.6988 | 24368.6988 | 24368.6988 | 24368.6988 | 24368.6988 | 24368.6988 | 24368.6988 | 2011-01-15 | Saturday | kWh | 37676000 | 37501000 | 36419000 | 35959000 | 34422000 | 34357000 | 38023000 | 45006000 | 48866000 | 49840000 | 50538000 | 50744000 | 50798000 | 49975000 | 49527000 | 48402000 | 50498000 | 54204000 | 52344000 | 49695000 | 46412000 | 43251000 | 39353000 | 36291000
2011-01-16 | Sunday | kWh | 1605384.0616 | 2434868.6272 | 1654065.1296 | 667968.385 | 205723.3766 | 419815.0753 | 1451003.3914 | 2756680.3648 | 2519841.6893 | 991665.0744 | 881151.5193 | 585765.1984 | 849079.9491 | 1605384.0616 | 2434868.6272 | 1654065.1296 | 667968.385 | 182201.328 | 379559.1171 | 1302562.935 | 2476680.3872 | 2250102.2843 | 876485.4731 | 784204.6111 | 2011-01-16 | Sunday | kWh | 24368.6988 | 24368.6988 | 24368.6988 | 24368.6988 | 24368.6988 | 24368.6988 | 24368.6988 | 24368.6988 | 24368.6988 | 24368.6988 | 24368.6988 | 24368.6988 | 24368.6988 | 24368.6988 | 24368.6988 | 24368.6988 | 24368.6988 | 24368.6988 | 24368.6988 | 24368.6988 | 24368.6988 | 24368.6988 | 24368.6988 | 24368.6988 | 2011-01-16 | Sunday | kWh | 35783000 | 34967000 | 33472000 | 33039000 | 31587000 | 30786000 | 31885000 | 33500000 | 36464000 | 41249000 | 44039000 | 44819000 | 45345000 | 44730000 | 44218000 | 43739000 | 45156000 | 49629000 | 49022000 | 46490000 | 43422000 | 40499000 | 37687000 | 35475000
2011-01-17 | Monday | kWh | 518093.3694 | 755923.2899 | 1447498.2469 | 2183108.1437 | 1472982.1598 | 595114.0159 | 160568.4623 | 342060.0399 | 1164756.6634 | 2216819.2437 | 2000459.0172 | 770623.5638 | 694702.7811 | 455866.3976 | 669928.046 | 1300998.0124 | 1949423.565 | 1305836.6666 | 527817.5225 | 140744.6246 | 307216.1643 | 1037183.7849 | 1976330.945 | 1770129.0325 | 2011-01-17 | Monday | kWh | 24368.6988 | 24368.6988 | 24368.6988 | 24368.6988 | 24368.6988 | 24368.6988 | 24368.6988 | 24368.6988 | 24368.6988 | 24368.6988 | 24368.6988 | 24368.6988 | 24368.6988 | 24368.6988 | 24368.6988 | 24368.6988 | 24368.6988 | 24368.6988 | 24368.6988 | 24368.6988 | 24368.6988 | 24368.6988 | 24368.6988 | 24368.6988 | 2011-01-17 | Monday | kWh | 35340000 | 34436000 | 32686000 | 31978000 | 30375000 | 29616000 | 29728000 | 30445000 | 31319000 | 35140000 | 38821000 | 40581000 | 41550000 | 41333000 | 41028000 | 40750000 | 42453000 | 48555000 | 48307000 | 46127000 | 44168000 | 41344000 | 37778000 | 34444000
2011-01-18 | Tuesday | kWh | 673684.7165 | 612345.5393 | 398854.914 | 590804.0488 | 1165448.0941 | 1733137.4561 | 1152062.0812 | 465855.636 | 122649.66 | 274925.8108 | 919443.5082 | 1754449.5018 | 1558329.4745 | 585274.3011 | 536832.3957 | 346829.5498 | 518261.1298 | 1040413.228 | 1533572.3823 | 1011091.8349 | 409005.0875 | 106203.4135 | 245087.3002 | 518898.0772 | 2011-01-18 | Tuesday | kWh | 24368.6988 | 24368.6988 | 24368.6988 | 24368.6988 | 24368.6988 | 24368.6988 | 24368.6988 | 24368.6988 | 24368.6988 | 24368.6988 | 24368.6988 | 24368.6988 | 24368.6988 | 24368.6988 | 24368.6988 | 24368.6988 | 24368.6988 | 24368.6988 | 24368.6988 | 24368.6988 | 24368.6988 | 24368.6988 | 24368.6988 | 24368.6988 | 2011-01-18 | Tuesday | kWh | 33988000 | 33688000 | 32710000 | 32444000 | 31013000 | 31258000 | 35637000 | 43514000 | 46890000 | 47792000 | 48539000 | 48593000 | 48861000 | 48600000 | 48529000 | 47832000 | 49922000 | 54697000 | 53435000 | 51430000 | 48480000 | 45319000 | 40804000 | 36375000
2011-01-19 | Wednesday | kWh | 1550408.9247 | 1364277.4879 | 504997.6874 | 467862.8603 | 299560.9359 | 452009.1205 | 925458.1501 | 1350050.9087 | 882359.3588 | 357042.6082 | 91325.7301 | 217598.953 | 711857.5938 | 1363443.2244 | 1187190.217 | 432460.2455 | 405136.4431 | 256819.7033 | 391757.8522 | 820147.5963 | 1181895.6004 | 765298.0841 | 309744.9291 | 77936.455 | 2011-01-19 | Wednesday | kWh | 24368.6988 | 24368.6988 | 24368.6988 | 24368.6988 | 24368.6988 | 24368.6988 | 24368.6988 | 24368.6988 | 24368.6988 | 24368.6988 | 24368.6988 | 24368.6988 | 24368.6988 | 24368.6988 | 24368.6988 | 24368.6988 | 24368.6988 | 24368.6988 | 24368.6988 | 24368.6988 | 24368.6988 | 24368.6988 | 24368.6988 | 24368.6988 | 2011-01-19 | Wednesday | kWh | 35539000 | 35302000 | 34337000 | 33860000 | 32427000 | 32645000 | 36629000 | 44170000 | 47168000 | 47761000 | 48169000 | 48387000 | 48699000 | 48339000 | 48328000 | 47845000 | 50206000 | 53962000 | 52790000 | 50999000 | 48622000 | 44699000 | 40166000 | 35694000
2011-01-20 | Thursday | kWh | 192359.0898 | 621210.3731 | 1192786.4116 | 1026284.8066 | 367267.3451 | 348352.6542 | 218376.4832 | 337217.1565 | 724046.3028 | 1028429.0227 | 659341.442 | 266888.7815 | 65955.433 | 169266.0312 | 538792.5881 | 1037672.4968 | 880778.4009 | 309024.3563 | 297211.0036 | 184001.9066 | 288096.8649 | 636719.0054 | 888973.7406 | 563922.8636 | 2011-01-20 | Thursday | kWh | 24368.6988 | 24368.6988 | 24368.6988 | 24368.6988 | 24368.6988 | 24368.6988 | 24368.6988 | 24368.6988 | 24368.6988 | 24368.6988 | 24368.6988 | 24368.6988 | 24368.6988 | 24368.6988 | 24368.6988 | 24368.6988 | 24368.6988 | 24368.6988 | 24368.6988 | 24368.6988 | 24368.6988 | 24368.6988 | 24368.6988 | 24368.6988 | 2011-01-20 | Thursday | kWh | 34661000 | 34407000 | 33218000 | 32878000 | 31581000 | 31839000 | 36039000 | 43964000 | 47804000 | 48643000 | 49522000 | 49998000 | 50459000 | 50566000 | 50535000 | 50289000 | 52671000 | 55429000 | 54182000 | 52510000 | 49879000 | 46295000 | 41821000 | 37428000
2011-01-21 | Friday | kWh | 228250.8963 | 55302.5094 | 148218.0978 | 464203.4473 | 897335.4909 | 749888.1445 | 257336.6489 | 251411.0012 | 153466.6045 | 244106.8086 | 557730.4402 | 762852.3194 | 478475.7802 | 193608.0048 | 45897.5291 | 129113.6103 | 397042.1591 | 771009.4044 | 632831.182 | 211809.5928 | 210652.1571 | 126541.2079 | 204956.8193 | 486645.3431 | 2011-01-21 | Friday | kWh | 24368.6988 | 24368.6988 | 24368.6988 | 24368.6988 | 24368.6988 | 24368.6988 | 24368.6988 | 24368.6988 | 24368.6988 | 24368.6988 | 24368.6988 | 24368.6988 | 24368.6988 | 24368.6988 | 24368.6988 | 24368.6988 | 24368.6988 | 24368.6988 | 24368.6988 | 24368.6988 | 24368.6988 | 24368.6988 | 24368.6988 | 24368.6988 | 2011-01-21 | Friday | kWh | 36478000 | 36240000 | 35115000 | 34576000 | 33218000 | 33450000 | 37383000 | 45131000 | 47983000 | 48580000 | 49160000 | 49158000 | 49314000 | 48957000 | 48752000 | 48337000 | 50629000 | 54563000 | 53615000 | 51782000 | 48799000 | 45110000 | 40386000 | 36151000
2011-01-22 | Saturday | kWh | 649387.3241 | 402433.6229 | 162736.8381 | 37660.3372 | 111850.8892 | 336907.932 | 657928.248 | 528824.6577 | 172048.5579 | 174633.9813 | 102996.3479 | 170356.7284 | 423028.4502 | 547901.32 | 335229.8229 | 135414.1273 | 30510.7788 | 96328.2552 | 283399.9746 | 557326.0324 | 437085.7163 | 137658.9141 | 143055.9838 | 82602.6556 | 2011-01-22 | Saturday | kWh | 24368.6988 | 24368.6988 | 24368.6988 | 24368.6988 | 24368.6988 | 24368.6988 | 24368.6988 | 24368.6988 | 24368.6988 | 24368.6988 | 24368.6988 | 24368.6988 | 24368.6988 | 24368.6988 | 24368.6988 | 24368.6988 | 24368.6988 | 24368.6988 | 24368.6988 | 24368.6988 | 24368.6988 | 24368.6988 | 24368.6988 | 24368.6988 | 2011-01-22 | Saturday | kWh | 35134000 | 34859000 | 33654000 | 33038000 | 31809000 | 31944000 | 35972000 | 43587000 | 47394000 | 48075000 | 48719000 | 48999000 | 49300000 | 48975000 | 48727000 | 47568000 | 48889000 | 53032000 | 51820000 | 49535000 | 46371000 | 43016000 | 39428000 | 36569000
2011-01-23 | Sunday | kWh | 140016.3673 | 366444.4974 | 457716.8722 | 276297.8114 | 111416.6036 | 24368.6988 | 82444.0289 | 236117.4953 | 468436.7682 | 356831.5022 | 108246.0314 | 115617.6747 | 65130.7619 | 113645.5676 | 316458.2207 | 378156.5459 | 225071.0196 | 90520.998 | 24368.6988 | 82444.0289 | 236117.4953 | 468436.7682 | 356831.5022 | 108246.0314 | 2011-01-23 | Sunday | kWh | 24368.6988 | 24368.6988 | 24368.6988 | 24368.6988 | 24368.6988 | 24368.6988 | 24368.6988 | 24368.6988 | 24368.6988 | 24368.6988 | 24368.6988 | 24368.6988 | 24368.6988 | 24368.6988 | 24368.6988 | 24368.6988 | 24368.6988 | 24368.6988 | 24368.6988 | 24368.6988 | 24368.6988 | 24368.6988 | 24368.6988 | 24368.6988 | 2011-01-23 | Sunday | kWh | 35975000 | 35192000 | 33574000 | 32882000 | 31066000 | 30417000 | 31482000 | 33615000 | 36504000 | 40617000 | 42623000 | 43159000 | 43313000 | 42807000 | 42484000 | 42071000 | 43147000 | 48478000 | 48346000 | 45819000 | 43066000 | 40151000 | 37294000 | 35377000
2011-01-24 | Monday | kWh | 115617.6747 | 65130.7619 | 113645.5676 | 316458.2207 | 378156.5459 | 225071.0196 | 90520.998 | 30510.7788 | 96328.2552 | 283399.9746 | 557326.0324 | 437085.7163 | 137658.9141 | 143055.9838 | 82602.6556 | 140016.3673 | 366444.4974 | 457716.8722 | 276297.8114 | 111416.6036 | 37660.3372 | 111850.8892 | 336907.932 | 657928.248 | 2011-01-24 | Monday | kWh | 24368.6988 | 24368.6988 | 24368.6988 | 24368.6988 | 24368.6988 | 24368.6988 | 24368.6988 | 24368.6988 | 24368.6988 | 24368.6988 | 24368.6988 | 24368.6988 | 24368.6988 | 24368.6988 | 24368.6988 | 24368.6988 | 24368.6988 | 24368.6988 | 24368.6988 | 24368.6988 | 24368.6988 | 24368.6988 | 24368.6988 | 24368.6988 | 2011-01-24 | Monday | kWh | 35270000 | 34560000 | 32930000 | 32153000 | 30302000 | 29390000 | 29714000 | 30200000 | 31580000 | 35598000 | 39214000 | 41164000 | 42456000 | 42535000 | 42265000 | 42050000 | 43538000 | 48494000 | 48236000 | 46180000 | 44076000 | 41285000 | 37773000 | 34336000
2011-01-25 | Tuesday | kWh | 528824.6577 | 172048.5579 | 174633.9813 | 102996.3479 | 170356.7284 | 423028.4502 | 547901.32 | 335229.8229 | 135414.1273 | 45897.5291 | 129113.6103 | 397042.1591 | 771009.4044 | 632831.182 | 211809.5928 | 210652.1571 | 126541.2079 | 204956.8193 | 486645.3431 | 649387.3241 | 402433.6229 | 162736.8381 | 55302.5094 | 148218.0978 | 2011-01-25 | Tuesday | kWh | 24368.6988 | 24368.6988 | 24368.6988 | 24368.6988 | 24368.6988 | 24368.6988 | 24368.6988 | 24368.6988 | 24368.6988 | 24368.6988 | 24368.6988 | 24368.6988 | 24368.6988 | 24368.6988 | 24368.6988 | 24368.6988 | 24368.6988 | 24368.6988 | 24368.6988 | 24368.6988 | 24368.6988 | 24368.6988 | 24368.6988 | 24368.6988 | 2011-01-25 | Tuesday | kWh | 33737000 | 33620000 | 32614000 | 32418000 | 31167000 | 31521000 | 35685000 | 43590000 | 47284000 | 48785000 | 49495000 | 50102000 | 50730000 | 50467000 | 50889000 | 50469000 | 52487000 | 55690000 | 54578000 | 52630000 | 49761000 | 46354000 | 41668000 | 37231000
2011-01-26 | Wednesday | kWh | 464203.4473 | 897335.4909 | 749888.1445 | 257336.6489 | 251411.0012 | 153466.6045 | 244106.8086 | 557730.4402 | 762852.3194 | 478475.7802 | 193608.0048 | 65955.433 | 169266.0312 | 538792.5881 | 1037672.4968 | 880778.4009 | 309024.3563 | 297211.0036 | 184001.9066 | 288096.8649 | 636719.0054 | 888973.7406 | 563922.8636 | 228250.8963 | 2011-01-26 | Wednesday | kWh | 24368.6988 | 24368.6988 | 24368.6988 | 24368.6988 | 24368.6988 | 24368.6988 | 24368.6988 | 24368.6988 | 24368.6988 | 24368.6988 | 24368.6988 | 24368.6988 | 24368.6988 | 24368.6988 | 24368.6988 | 24368.6988 | 24368.6988 | 24368.6988 | 24368.6988 | 24368.6988 | 24368.6988 | 24368.6988 | 24368.6988 | 24368.6988 | 2011-01-26 | Wednesday | kWh | 36473000 | 36199000 | 35156000 | 34841000 | 33454000 | 33554000 | 37789000 | 45597000 | 48601000 | 49614000 | 50229000 | 50440000 | 49968000 | 49754000 | 49675000 | 49271000 | 50980000 | 55393000 | 55108000 | 53506000 | 51148000 | 47466000 | 42626000 | 38054000
2011-01-27 | Thursday | kWh | 77936.455 | 192359.0898 | 621210.3731 | 1192786.4116 | 1026284.8066 | 367267.3451 | 348352.6542 | 218376.4832 | 337217.1565 | 724046.3028 | 1028429.0227 | 659341.442 | 266888.7815 | 91325.7301 | 217598.953 | 711857.5938 | 1363443.2244 | 1187190.217 | 432460.2455 | 405136.4431 | 256819.7033 | 391757.8522 | 820147.5963 | 1181895.6004 | 2011-01-27 | Thursday | kWh | 24368.6988 | 24368.6988 | 24368.6988 | 24368.6988 | 24368.6988 | 24368.6988 | 24368.6988 | 24368.6988 | 24368.6988 | 24368.6988 | 24368.6988 | 24368.6988 | 24368.6988 | 24368.6988 | 24368.6988 | 24368.6988 | 24368.6988 | 24368.6988 | 24368.6988 | 24368.6988 | 24368.6988 | 24368.6988 | 24368.6988 | 24368.6988 | 2011-01-27 | Thursday | kWh | 37057000 | 36730000 | 35678000 | 35351000 | 33883000 | 33702000 | 37820000 | 45389000 | 48016000 | 48828000 | 49437000 | 49735000 | 49879000 | 49596000 | 49387000 | 48975000 | 50768000 | 55018000 | 53853000 | 51818000 | 49076000 | 45296000 | 41090000 | 36774000
2011-01-28 | Friday | kWh | 765298.0841 | 309744.9291 | 106203.4135 | 245087.3002 | 811135.0416 | 1550408.9247 | 1364277.4879 | 504997.6874 | 467862.8603 | 299560.9359 | 452009.1205 | 925458.1501 | 1350050.9087 | 882359.3588 | 357042.6082 | 122649.66 | 274925.8108 | 919443.5082 | 1754449.5018 | 1558329.4745 | 585274.3011 | 536832.3957 | 346829.5498 | 518261.1298 | 2011-01-28 | Friday | kWh | 24368.6988 | 24368.6988 | 24368.6988 | 24368.6988 | 24368.6988 | 24368.6988 | 24368.6988 | 24368.6988 | 24368.6988 | 24368.6988 | 24368.6988 | 24368.6988 | 24368.6988 | 24368.6988 | 24368.6988 | 24368.6988 | 24368.6988 | 24368.6988 | 24368.6988 | 24368.6988 | 24368.6988 | 24368.6988 | 24368.6988 | 24368.6988 | 2011-01-28 | Friday | kWh | 36067000 | 35466000 | 34322000 | 34140000 | 32739000 | 32923000 | 36851000 | 44545000 | 47078000 | 47894000 | 48292000 | 48395000 | 48480000 | 48185000 | 48140000 | 47852000 | 49888000 | 54486000 | 53434000 | 51502000 | 48781000 | 45303000 | 40563000 | 36459000
2011-01-29 | Saturday | kWh | 1040413.228 | 1533572.3823 | 1011091.8349 | 409005.0875 | 140744.6246 | 307216.1643 | 1037183.7849 | 1976330.945 | 1770129.0325 | 673684.7165 | 612345.5393 | 398854.914 | 590804.0488 | 1165448.0941 | 1733137.4561 | 1152062.0812 | 465855.636 | 160568.4623 | 342060.0399 | 1164756.6634 | 2216819.2437 | 2000459.0172 | 770623.5638 | 694702.7811 | 2011-01-29 | Saturday | kWh | 24368.6988 | 24368.6988 | 24368.6988 | 24368.6988 | 24368.6988 | 24368.6988 | 24368.6988 | 24368.6988 | 24368.6988 | 24368.6988 | 24368.6988 | 24368.6988 | 24368.6988 | 24368.6988 | 24368.6988 | 24368.6988 | 24368.6988 | 24368.6988 | 24368.6988 | 24368.6988 | 24368.6988 | 24368.6988 | 24368.6988 | 24368.6988 | 2011-01-29 | Saturday | kWh | 35703000 | 35403000 | 34322000 | 33792000 | 32215000 | 32267000 | 36054000 | 43659000 | 46906000 | 47489000 | 47712000 | 47822000 | 47555000 | 46783000 | 46487000 | 45834000 | 46875000 | 52188000 | 52270000 | 50071000 | 46924000 | 43536000 | 39956000 | 36945000
2011-01-30 | Sunday | kWh | 455866.3976 | 669928.046 | 1300998.0124 | 1949423.565 | 1305836.6666 | 527817.5225 | 182201.328 | 379559.1171 | 1302562.935 | 2476680.3872 | 2250102.2843 | 876485.4731 | 784204.6111 | 518093.3694 | 755923.2899 | 1447498.2469 | 2183108.1437 | 1472982.1598 | 595114.0159 | 205723.3766 | 419815.0753 | 1451003.3914 | 2756680.3648 | 2519841.6893 | 2011-01-30 | Sunday | kWh | 24368.6988 | 24368.6988 | 24368.6988 | 24368.6988 | 24368.6988 | 24368.6988 | 24368.6988 | 24368.6988 | 24368.6988 | 24368.6988 | 24368.6988 | 24368.6988 | 24368.6988 | 24368.6988 | 24368.6988 | 24368.6988 | 24368.6988 | 24368.6988 | 24368.6988 | 24368.6988 | 24368.6988 | 24368.6988 | 24368.6988 | 24368.6988 | 2011-01-30 | Sunday | kWh | 36392000 | 35555000 | 34088000 | 33897000 | 32063000 | 31561000 | 32772000 | 35027000 | 37687000 | 42362000 | 44016000 | 44018000 | 43582000 | 42270000 | 41591000 | 41089000 | 41902000 | 48757000 | 49719000 | 47620000 | 44756000 | 41586000 | 38928000 | 36400000
2011-01-31 | Monday | kWh | 991665.0744 | 881151.5193 | 585765.1984 | 849079.9491 | 1605384.0616 | 2434868.6272 | 1654065.1296 | 667968.385 | 19153.9424 | 187261.7007 | 187261.7007 | 295913.4939 | 336745.7137 | 286446.7673 | 125786.1463 | 178420.1365 | 288615.6948 | 180865.0469 | 329159.8437 | 515050.052 | 220429.4089 | 14786.3545 | 170177.9826 | 170177.9826 | 2011-01-31 | Monday | kWh | 24368.6988 | 24368.6988 | 24368.6988 | 24368.6988 | 24368.6988 | 24368.6988 | 24368.6988 | 24368.6988 | 24368.6988 | 24368.6988 | 24368.6988 | 24368.6988 | 24368.6988 | 24368.6988 | 24368.6988 | 24368.6988 | 24368.6988 | 24368.6988 | 24368.6988 | 24368.6988 | 24368.6988 | 24368.6988 | 24368.6988 | 24368.6988 | 2011-01-31 | Monday | kWh | 36307000 | 35477000 | 34143000 | 33950000 | 32274000 | 31409000 | 31657000 | 31869000 | 33655000 | 38123000 | 41741000 | 43012000 | 44369000 | 43631000 | 43073000 | 42551000 | 43368000 | 48698000 | 49861000 | 47911000 | 45793000 | 42907000 | 39125000 | 35113000
DOY | Day | Units | 0:00 | 1:00 | 2:00 | 3:00 | 4:00 | 5:00 | 6:00 | 7:00 | 8:00 | 9:00 | 10:00 | 11:00 | 12:00 | 13:00 | 14:00 | 15:00 | 16:00 | 17:00 | 18:00 | 19:00 | 20:00 | 21:00 | 22:00 | 23:00
[54 empty] | DOY | Day | Units | 0:00 | 1:00 | 2:00 | 3:00 | 4:00 | 5:00 | 6:00 | 7:00 | 8:00 | 9:00 | 10:00 | 11:00 | 12:00 | 13:00 | 14:00 | 15:00 | 16:00 | 17:00 | 18:00 | 19:00 | 20:00 | 21:00 | 22:00 | 23:00
2011-01-01 | Saturday | % | 0.56463 | 1.155 | 4.218 | 8.3361 | 8.1893 | 3.3516 | 2.9859 | 2.0172 | 2.9748 | 5.1758 | 7.0709 | 4.4672 | 1.7293 | 0.46903 | 0.979 | 3.3488 | 5.9431 | 4.9784 | 1.9672 | 1.8222 | 1.2456 | 1.9015 | 3.9058 | 6.316
2011-01-02 | Sunday | % | 4.289 | 1.769 | 0.49798 | 1.074 | 3.8658 | 7.5037 | 6.6218 | 2.4679 | 2.1243 | 1.2387 | 1.6911 | 3.1723 | 4.6773 | 3.1585 | 1.2745 | 0.33807 | 0.68334 | 2.0996 | 4.0564 | 3.8108 | 1.5354 | 1.4896 | 1.0382 | 1.6327 | [27 empty] | 2011-01-01 | Saturday | kWh | 0 | 1 | 2 | 3 | 4 | 5 | 6 | 7 | 8 | 9 | 10 | 11 | 12 | 13 | 14 | 15 | 16 | 17 | 18 | 19 | 20 | 21 | 22 | 23
2011-01-03 | Monday | % | 3.281 | 5.0168 | 3.5053 | 1.4351 | 0.399 | 0.9174 | 3.0515 | 5.7784 | 4.9854 | 1.6601 | 1.3615 | 0.82874 | 1.2041 | 2.4304 | 3.6028 | 2.3661 | 0.88399 | 0.21037 | 0.49345 | 1.6825 | 3.3615 | 3.14 | 1.2675 | 1.2905 | [27 empty] | 2011-01-02 | Sunday | kWh | 24 | 25 | 26 | 27 | 28 | 29 | 30 | 31 | 32 | 33 | 34 | 35 | 36 | 37 | 38 | 39 | 40 | 41 | 42 | 43 | 44 | 45 | 46 | 47
2011-01-04 | Tuesday | % | 0.8366 | 1.2773 | 2.6966 | 3.9106 | 2.6424 | 1.0637 | 0.24575 | 0.50145 | 1.5205 | 2.7196 | 2.305 | 0.83305 | 0.77839 | 0.49835 | 0.76149 | 1.6015 | 2.1898 | 1.3259 | 0.54659 | 0.14176 | 0.37301 | 1.2762 | 2.7218 | 2.6316 | [27 empty] | 2011-01-03 | Monday | kWh | 48 | 49 | 50 | 51 | 52 | 53 | 54 | 55 | 56 | 57 | 58 | 59 | 60 | 61 | 62 | 63 | 64 | 65 | 66 | 67 | 68 | 69 | 70 | 71
2011-01-05 | Wednesday | % | 0.96429 | 0.92164 | 0.59432 | 0.91795 | 2.0459 | 2.8935 | 1.6767 | 0.57594 | 0.1326 | 0.33022 | 1.0316 | 1.9776 | 1.664 | 0.59008 | 0.56854 | 0.35625 | 0.52896 | 1.1157 | 1.5928 | 1.0421 | 0.4451 | 0.11648 | 0.34309 | 1.195 | [27 empty] | 2011-01-04 | Tuesday | kWh | 72 | 73 | 74 | 75 | 76 | 77 | 78 | 79 | 80 | 81 | 82 | 83 | 84 | 85 | 86 | 87 | 88 | 89 | 90 | 91 | 92 | 93 | 94 | 95
2011-01-06 | Thursday | % | 2.3673 | 1.9958 | 0.70814 | 0.69416 | 0.43888 | 0.69841 | 1.4606 | 1.7447 | 1.0132 | 0.3903 | 0.089926 | 0.25003 | 0.75934 | 1.4936 | 1.2286 | 0.41517 | 0.39791 | 0.22479 | 0.36887 | 0.90863 | 1.2775 | 0.85124 | 0.37876 | 0.096553 | [27 empty] | 2011-01-05 | Wednesday | kWh | 96 | 97 | 98 | 99 | 100 | 101 | 102 | 103 | 104 | 105 | 106 | 107 | 108 | 109 | 110 | 111 | 112 | 113 | 114 | 115 | 116 | 117 | 118 | 119
2011-01-07 | Friday | % | 0.292 | 0.87975 | 1.7609 | 1.4182 | 0.47542 | 0.48363 | 0.26263 | 0.38057 | 0.87671 | 1.0663 | 0.63293 | 0.25411 | 0.056945 | 0.18165 | 0.5353 | 1.0627 | 0.80258 | 0.2353 | 0.24821 | 0.14843 | 0.2654 | 0.74161 | 1.0231 | 0.68314 | [27 empty] | 2011-01-06 | Thursday | kWh | 120 | 121 | 122 | 123 | 124 | 125 | 126 | 127 | 128 | 129 | 130 | 131 | 132 | 133 | 134 | 135 | 136 | 137 | 138 | 139 | 140 | 141 | 142 | 143
2011-01-08 | Saturday | % | 0.28054 | 0.061765 | 0.21521 | 0.62006 | 1.2716 | 0.96616 | 0.2694 | 0.25345 | 0.13252 | 0.21943 | 0.5963 | 0.70621 | 0.41947 | 0.1717 | 0.046729 | 0.16089 | 0.44657 | 0.82287 | 0.63953 | 0.20151 | 0.2281 | 0.13716 | 0.26033 | 0.78988 | [27 empty] | 2011-01-07 | Friday | kWh | 144 | 145 | 146 | 147 | 148 | 149 | 150 | 151 | 152 | 153 | 154 | 155 | 156 | 157 | 158 | 159 | 160 | 161 | 162 | 163 | 164 | 165 | 166 | 167
2011-01-09 | Sunday | % | 0.95678 | 0.58084 | 0.24351 | 0.082308 | 0.27081 | 0.81362 | 1.5725 | 1.198 | 0.35743 | 0.33101 | 0.1799 | 0.29879 | 0.77825 | 0.9847 | 0.59897 | 0.24343 | 0.078717 | 0.21074 | 0.64445 | 1.3092 | 1.1144 | 0.38732 | 0.42598 | 0.26851 | [27 empty] | 2011-01-08 | Saturday | kWh | 168 | 169 | 170 | 171 | 172 | 173 | 174 | 175 | 176 | 177 | 178 | 179 | 180 | 181 | 182 | 183 | 184 | 185 | 186 | 187 | 188 | 189 | 190 | 191
2011-01-10 | Monday | % | 0.44551 | 1.138 | 1.535 | 0.9406 | 0.39692 | 0.13865 | 0.39161 | 1.2106 | 2.2756 | 1.6471 | 0.49562 | 0.46279 | 0.26824 | 0.43595 | 1.0387 | 1.3901 | 0.81859 | 0.31133 | 0.10766 | 0.30237 | 0.99471 | 2.0404 | 1.8576 | 0.69911 | [27 empty] | 2011-01-09 | Sunday | kWh | 192 | 193 | 194 | 195 | 196 | 197 | 198 | 199 | 200 | 201 | 202 | 203 | 204 | 205 | 206 | 207 | 208 | 209 | 210 | 211 | 212 | 213 | 214 | 215
2011-01-11 | Tuesday | % | 0.68887 | 0.42124 | 0.68339 | 1.5619 | 2.2128 | 1.385 | 0.50249 | 0.14428 | 0.34172 | 1.0488 | 1.9647 | 1.6504 | 0.57463 | 0.55519 | 0.34344 | 0.5458 | 1.152 | 1.5328 | 0.9982 | 0.41908 | 0.1515 | 0.39935 | 1.4294 | 3.0594 | [27 empty] | 2011-01-10 | Monday | kWh | 216 | 217 | 218 | 219 | 220 | 221 | 222 | 223 | 224 | 225 | 226 | 227 | 228 | 229 | 230 | 231 | 232 | 233 | 234 | 235 | 236 | 237 | 238 | 239
2011-01-12 | Wednesday | % | 2.675 | 0.96411 | 0.93563 | 0.58637 | 0.94358 | 2.0196 | 2.6121 | 1.4224 | 0.53925 | 0.1807 | 0.42202 | 1.3723 | 2.606 | 2.278 | 0.82554 | 0.7739 | 0.4654 | 0.6867 | 1.4695 | 2.1983 | 1.4939 | 0.65047 | 0.24933 | 0.64531 | [27 empty] | 2011-01-11 | Tuesday | kWh | 240 | 241 | 242 | 243 | 244 | 245 | 246 | 247 | 248 | 249 | 250 | 251 | 252 | 253 | 254 | 255 | 256 | 257 | 258 | 259 | 260 | 261 | 262 | 263
2011-01-13 | Thursday | % | 2.1727 | 4.1557 | 3.7466 | 1.3937 | 1.3363 | 0.85224 | 1.1597 | 2.0055 | 2.7212 | 1.7324 | 0.68425 | 0.23166 | 0.51563 | 1.7298 | 3.3057 | 2.969 | 1.0739 | 0.92895 | 0.61412 | 0.95383 | 2.0026 | 3.1968 | 2.3313 | 1.0432 | [27 empty] | 2011-01-12 | Wednesday | kWh | 264 | 265 | 266 | 267 | 268 | 269 | 270 | 271 | 272 | 273 | 274 | 275 | 276 | 277 | 278 | 279 | 280 | 281 | 282 | 283 | 284 | 285 | 286 | 287
2011-01-14 | Friday | % | 0.36744 | 0.80617 | 2.7839 | 5.3455 | 4.9481 | 1.8877 | 1.5546 | 0.85476 | 1.1825 | 2.2799 | 3.3443 | 2.21 | 0.88921 | 0.30663 | 0.65563 | 2.2667 | 4.1371 | 3.4927 | 1.3756 | 1.283 | 0.8941 | 1.4077 | 3.0331 | 5.0429 | [27 empty] | 2011-01-13 | Thursday | kWh | 288 | 289 | 290 | 291 | 292 | 293 | 294 | 295 | 296 | 297 | 298 | 299 | 300 | 301 | 302 | 303 | 304 | 305 | 306 | 307 | 308 | 309 | 310 | 311
2011-01-15 | Saturday | % | 3.466 | 1.4075 | 0.50029 | 1.0555 | 3.7841 | 7.2087 | 5.9177 | 1.9475 | 1.6048 | 1.0395 | 1.4958 | 2.8526 | 4.2976 | 2.9474 | 1.2016 | 0.42503 | 0.83135 | 2.6769 | 5.2665 | 5.0706 | 2.1367 | 2.0373 | 1.4885 | 2.3396 | [27 empty] | 2011-01-14 | Friday | kWh | 312 | 313 | 314 | 315 | 316 | 317 | 318 | 319 | 320 | 321 | 322 | 323 | 324 | 325 | 326 | 327 | 328 | 329 | 330 | 331 | 332 | 333 | 334 | 335
2011-01-16 | Sunday | % | 4.4864 | 6.9633 | 4.9416 | 2.0218 | 0.65129 | 1.3637 | 4.5507 | 8.2289 | 6.9105 | 2.4041 | 2.0008 | 1.307 | 1.8725 | 3.5891 | 5.5065 | 3.7817 | 1.4792 | 0.36713 | 0.77426 | 2.8018 | 5.7037 | 5.5559 | 2.3257 | 2.2106 | [27 empty] | 2011-01-15 | Saturday | kWh | 336 | 337 | 338 | 339 | 340 | 341 | 342 | 343 | 344 | 345 | 346 | 347 | 348 | 349 | 350 | 351 | 352 | 353 | 354 | 355 | 356 | 357 | 358 | 359
2011-01-17 | Monday | % | 1.466 | 2.1952 | 4.4285 | 6.8269 | 4.8493 | 2.0094 | 0.54013 | 1.1235 | 3.719 | 6.3085 | 5.153 | 1.899 | 1.672 | 1.1029 | 1.6329 | 3.1926 | 4.592 | 2.6894 | 1.0926 | 0.30512 | 0.69556 | 2.5087 | 5.2314 | 5.1392 | [27 empty] | 2011-01-16 | Sunday | kWh | 360 | 361 | 362 | 363 | 364 | 365 | 366 | 367 | 368 | 369 | 370 | 371 | 372 | 373 | 374 | 375 | 376 | 377 | 378 | 379 | 380 | 381 | 382 | 383
2011-01-18 | Tuesday | % | 1.9821 | 1.8177 | 1.2194 | 1.821 | 3.7579 | 5.5446 | 3.2328 | 1.0706 | 0.26157 | 0.57525 | 1.8942 | 3.6105 | 3.1893 | 1.2043 | 1.1062 | 0.7251 | 1.0381 | 1.9021 | 2.87 | 1.966 | 0.84366 | 0.23435 | 0.60065 | 1.4265 | [27 empty] | 2011-01-17 | Monday | kWh | 384 | 385 | 386 | 387 | 388 | 389 | 390 | 391 | 392 | 393 | 394 | 395 | 396 | 397 | 398 | 399 | 400 | 401 | 402 | 403 | 404 | 405 | 406 | 407
2011-01-19 | Wednesday | % | 4.3626 | 3.8646 | 1.4707 | 1.3818 | 0.9238 | 1.3846 | 2.5266 | 3.0565 | 1.8707 | 0.74756 | 0.18959 | 0.44971 | 1.4617 | 2.8206 | 2.4565 | 0.90388 | 0.80695 | 0.47593 | 0.74211 | 1.6082 | 2.4308 | 1.7121 | 0.77116 | 0.21835 | [27 empty] | 2011-01-18 | Tuesday | kWh | 408 | 409 | 410 | 411 | 412 | 413 | 414 | 415 | 416 | 417 | 418 | 419 | 420 | 421 | 422 | 423 | 424 | 425 | 426 | 427 | 428 | 429 | 430 | 431
2011-01-20 | Thursday | % | 0.55497 | 1.8055 | 3.5908 | 3.1215 | 1.1629 | 1.0941 | 0.60594 | 0.76703 | 1.5146 | 2.1142 | 1.3314 | 0.5338 | 0.13071 | 0.33474 | 1.0662 | 2.0634 | 1.6722 | 0.55751 | 0.54854 | 0.35041 | 0.57759 | 1.3754 | 2.1257 | 1.5067 | [27 empty] | 2011-01-19 | Wednesday | kWh | 432 | 433 | 434 | 435 | 436 | 437 | 438 | 439 | 440 | 441 | 442 | 443 | 444 | 445 | 446 | 447 | 448 | 449 | 450 | 451 | 452 | 453 | 454 | 455
2011-01-21 | Friday | % | 0.62572 | 0.1526 | 0.42209 | 1.3426 | 2.7014 | 2.2418 | 0.68838 | 0.55707 | 0.31984 | 0.50248 | 1.1345 | 1.5518 | 0.97026 | 0.39547 | 0.094145 | 0.26711 | 0.78422 | 1.4131 | 1.1803 | 0.40904 | 0.43167 | 0.28052 | 0.50749 | 1.3461 | [27 empty] | 2011-01-20 | Thursday | kWh | 456 | 457 | 458 | 459 | 460 | 461 | 462 | 463 | 464 | 465 | 466 | 467 | 468 | 469 | 470 | 471 | 472 | 473 | 474 | 475 | 476 | 477 | 478 | 479
2011-01-22 | Saturday | % | 1.8483 | 1.1545 | 0.48356 | 0.11399 | 0.35163 | 1.0547 | 1.829 | 1.2133 | 0.36302 | 0.36325 | 0.21141 | 0.34767 | 0.85807 | 1.1187 | 0.68798 | 0.28467 | 0.062408 | 0.18164 | 0.54689 | 1.1251 | 0.94258 | 0.32002 | 0.36283 | 0.22588 | [27 empty] | 2011-01-21 | Friday | kWh | 480 | 481 | 482 | 483 | 484 | 485 | 486 | 487 | 488 | 489 | 490 | 491 | 492 | 493 | 494 | 495 | 496 | 497 | 498 | 499 | 500 | 501 | 502 | 503
2011-01-23 | Sunday | % | 0.3892 | 1.0413 | 1.3633 | 0.84027 | 0.35864 | 0.080115 | 0.26188 | 0.70242 | 1.2832 | 0.87853 | 0.25396 | 0.26789 | 0.15037 | 0.26548 | 0.74489 | 0.89885 | 0.52164 | 0.18673 | 0.050405 | 0.17993 | 0.54827 | 1.1667 | 0.95681 | 0.30598 | [27 empty] | 2011-01-22 | Saturday | kWh | 504 | 505 | 506 | 507 | 508 | 509 | 510 | 511 | 512 | 513 | 514 | 515 | 516 | 517 | 518 | 519 | 520 | 521 | 522 | 523 | 524 | 525 | 526 | 527
2011-01-24 | Monday | % | 0.32781 | 0.18846 | 0.34511 | 0.98423 | 1.248 | 0.76581 | 0.30464 | 0.10103 | 0.30503 | 0.79611 | 1.4212 | 1.0618 | 0.32424 | 0.33633 | 0.19544 | 0.33298 | 0.84167 | 0.94386 | 0.5728 | 0.24127 | 0.085444 | 0.27092 | 0.89193 | 1.9161 | [27 empty] | 2011-01-23 | Sunday | kWh | 528 | 529 | 530 | 531 | 532 | 533 | 534 | 535 | 536 | 537 | 538 | 539 | 540 | 541 | 542 | 543 | 544 | 545 | 546 | 547 | 548 | 549 | 550 | 551
2011-01-25 | Tuesday | % | 1.5675 | 0.51174 | 0.53546 | 0.31771 | 0.54659 | 1.3421 | 1.5354 | 0.76905 | 0.28638 | 0.094081 | 0.26086 | 0.79247 | 1.5198 | 1.254 | 0.41622 | 0.41739 | 0.24109 | 0.36803 | 0.89165 | 1.2339 | 0.80873 | 0.35107 | 0.13272 | 0.3981 | [27 empty] | 2011-01-24 | Monday | kWh | 552 | 553 | 554 | 555 | 556 | 557 | 558 | 559 | 560 | 561 | 562 | 563 | 564 | 565 | 566 | 567 | 568 | 569 | 570 | 571 | 572 | 573 | 574 | 575
2011-01-26 | Wednesday | % | 1.2727 | 2.4789 | 2.133 | 0.7386 | 0.75151 | 0.45737 | 0.64597 | 1.2232 | 1.5696 | 0.9644 | 0.38545 | 0.13076 | 0.33875 | 1.0829 | 2.0889 | 1.7876 | 0.60617 | 0.53655 | 0.33389 | 0.53844 | 1.2449 | 1.8729 | 1.323 | 0.59981 | [27 empty] | 2011-01-25 | Tuesday | kWh | 576 | 577 | 578 | 579 | 580 | 581 | 582 | 583 | 584 | 585 | 586 | 587 | 588 | 589 | 590 | 591 | 592 | 593 | 594 | 595 | 596 | 597 | 598 | 599
2011-01-27 | Thursday | % | 0.21032 | 0.52371 | 1.7412 | 3.3741 | 3.0289 | 1.0897 | 0.92108 | 0.48112 | 0.7023 | 1.4829 | 2.0803 | 1.3257 | 0.53507 | 0.18414 | 0.4406 | 1.4535 | 2.6856 | 2.1578 | 0.80304 | 0.78185 | 0.52331 | 0.86488 | 1.996 | 3.2139 | [27 empty] | 2011-01-26 | Wednesday | kWh | 600 | 601 | 602 | 603 | 604 | 605 | 606 | 607 | 608 | 609 | 610 | 611 | 612 | 613 | 614 | 615 | 616 | 617 | 618 | 619 | 620 | 621 | 622 | 623
2011-01-28 | Friday | % | 2.1219 | 0.87336 | 0.30943 | 0.71789 | 2.4776 | 4.7092 | 3.7021 | 1.1337 | 0.9938 | 0.62547 | 0.93599 | 1.9123 | 2.7848 | 1.8312 | 0.74168 | 0.25631 | 0.55109 | 1.6875 | 3.2834 | 3.0258 | 1.1998 | 1.185 | 0.85504 | 1.4215 | [27 empty] | 2011-01-27 | Thursday | kWh | 624 | 625 | 626 | 627 | 628 | 629 | 630 | 631 | 632 | 633 | 634 | 635 | 636 | 637 | 638 | 639 | 640 | 641 | 642 | 643 | 644 | 645 | 646 | 647
2011-01-29 | Saturday | % | 2.9141 | 4.3318 | 2.9459 | 1.2104 | 0.43689 | 0.95211 | 2.8768 | 4.5267 | 3.7738 | 1.4186 | 1.2834 | 0.83404 | 1.2424 | 2.4912 | 3.7282 | 2.5136 | 0.99383 | 0.30767 | 0.65441 | 2.3262 | 4.7243 | 4.595 | 1.9287 | 1.8804 | [27 empty] | 2011-01-28 | Friday | kWh | 648 | 649 | 650 | 651 | 652 | 653 | 654 | 655 | 656 | 657 | 658 | 659 | 660 | 661 | 662 | 663 | 664 | 665 | 666 | 667 | 668 | 669 | 670 | 671
2011-01-30 | Sunday | % | 1.2527 | 1.8842 | 3.8166 | 5.751 | 4.0727 | 1.6724 | 0.55597 | 1.0836 | 3.4563 | 5.8465 | 5.112 | 1.9912 | 1.7994 | 1.2257 | 1.8175 | 3.5228 | 5.21 | 3.0211 | 1.197 | 0.43201 | 0.93801 | 3.4892 | 7.0815 | 6.9226 | [27 empty] | 2011-01-29 | Saturday | kWh | 672 | 673 | 674 | 675 | 676 | 677 | 678 | 679 | 680 | 681 | 682 | 683 | 684 | 685 | 686 | 687 | 688 | 689 | 690 | 691 | 692 | 693 | 694 | 695
2011-01-31 | Monday | % | 2.7313 | 2.4837 | 1.7156 | 2.501 | 4.9742 | 7.7521 | 5.225 | 2.096 | 0.056913 | 0.4912 | 0.44863 | 0.68798 | 0.75897 | 0.65652 | 0.29203 | 0.41931 | 0.6655 | 0.3714 | 0.66015 | 1.075 | 0.48136 | 0.034461 | 0.43496 | 0.48466 | [27 empty] | 2011-01-30 | Sunday | kWh | 696 | 697 | 698 | 699 | 700 | 701 | 702 | 703 | 704 | 705 | 706 | 707 | 708 | 709 | 710 | 711 | 712 | 713 | 714 | 715 | 716 | 717 | 718 | 719
[54 empty] | 2011-01-31 | Monday | kWh | 720 | 721 | 722 | 723 | 724 | 725 | 726 | 727 | 728 | 729 | 730 | 731 | 732 | 733 | 734 | 735 | 736 | 737 | 738 | 739 | 740 | 741 | 742 | 743

## Power Output (MW)
North Sanday | [26 empty] | Sound of Islay | [26 empty] | Sound of Coll
DOY | Day | Units | 0:00 | 1:00 | 2:00 | 3:00 | 4:00 | 5:00 | 6:00 | 7:00 | 8:00 | 9:00 | 10:00 | 11:00 | 12:00 | 13:00 | 14:00 | 15:00 | 16:00 | 17:00 | 18:00 | 19:00 | 20:00 | 21:00 | 22:00 | 23:00 | DOY | Day | Units | 0:00 | 1:00 | 2:00 | 3:00 | 4:00 | 5:00 | 6:00 | 7:00 | 8:00 | 9:00 | 10:00 | 11:00 | 12:00 | 13:00 | 14:00 | 15:00 | 16:00 | 17:00 | 18:00 | 19:00 | 20:00 | 21:00 | 22:00 | 23:00 | DOY | Day | Units | 0:00 | 1:00 | 2:00 | 3:00 | 4:00 | 5:00 | 6:00 | 7:00 | 8:00 | 9:00 | 10:00 | 11:00 | 12:00 | 13:00 | 14:00 | 15:00 | 16:00 | 17:00 | 18:00 | 19:00 | 20:00 | 21:00 | 22:00 | 23:00
2011-01-01 | Saturday | MWh | 25 | 17.0844 | 25 | 25 | 25 | 25 | 25 | 25 | 7.2075 | 25 | 25 | 25 | 25 | 25 | 15.2155 | 25 | 25 | 25 | 25 | 25 | 25 | 6.419 | 25 | 25 | 2011-01-01 | Saturday | MWh | 10.1141 | 25 | 25 | 25 | 25 | 25 | 25 | 25 | 25 | 25 | 25 | 25 | 25 | 9.0962 | 25 | 25 | 25 | 25 | 25 | 25 | 25 | 25 | 25 | 25 | 2011-01-01 | Saturday | kWh | 6.3557 | 1.0898 | 0.2354 | 1.8832 | 4.4638 | 8.7184 | 6.3557 | 6.3557 | 0.2354 | 2.9904 | 8.7184 | 11.6042 | 6.3557 | 5.6463 | 0.97743 | 0.21415 | 1.6531 | 3.9184 | 7.8195 | 5.6463 | 5.6463 | 0.21415 | 2.6657 | 7.8195
2011-01-02 | Sunday | MWh | 25 | 25 | 25 | 13.4881 | 25 | 25 | 25 | 25 | 25 | 25 | 5.6903 | 25 | 25 | 25 | 25 | 25 | 11.8967 | 25 | 25 | 25 | 25 | 25 | 25 | 5.0189 | 2011-01-02 | Sunday | MWh | 25 | 25 | 8.149 | 25 | 25 | 25 | 25 | 25 | 25 | 25 | 25 | 25 | 25 | 25 | 25 | 7.2699 | 25 | 25 | 25 | 25 | 25 | 21.2304 | 25 | 25 | 2011-01-02 | Sunday | kWh | 10.2866 | 5.6463 | 4.9918 | 0.87307 | 0.19423 | 1.4426 | 3.4194 | 6.9846 | 4.9918 | 4.9918 | 0.19423 | 2.3654 | 6.9846 | 9.0728 | 4.9918 | 4.3899 | 0.77641 | 0.17558 | 1.2507 | 2.9647 | 6.2113 | 4.3899 | 4.3899 | 0.17558
2011-01-03 | Monday | MWh | 25 | 25 | 25 | 25 | 25 | 10.4357 | 25 | 25 | 25 | 25 | 25 | 25 | 4.4025 | 25 | 25 | 25 | 25 | 25 | 9.0994 | 25 | 25 | 25 | 25 | 25 | 2011-01-03 | Monday | MWh | 25 | 25 | 25 | 25 | 6.4564 | 25 | 25 | 25 | 25 | 25 | 17.7932 | 25 | 25 | 25 | 25 | 25 | 25 | 5.706 | 25 | 25 | 25 | 25 | 25 | 14.7486 | 2011-01-03 | Monday | kWh | 2.0885 | 6.2113 | 7.9584 | 4.3899 | 3.8384 | 0.68717 | 0.15817 | 1.0767 | 2.5521 | 5.4973 | 3.8384 | 3.8384 | 0.15817 | 1.8342 | 5.4973 | 6.9392 | 3.8384 | 3.3352 | 0.60504 | 0.14194 | 0.91958 | 2.1798 | 4.8403 | 3.3352
2011-01-04 | Tuesday | MWh | 25 | 3.8388 | 25 | 25 | 25 | 25 | 25 | 7.8824 | 25 | 25 | 25 | 25 | 25 | 25 | 3.3254 | 22.2325 | 25 | 25 | 25 | 25 | 6.7791 | 25 | 25 | 25 | 2011-01-04 | Tuesday | MWh | 25 | 25 | 25 | 25 | 25 | 25 | 5.0161 | 25 | 25 | 25 | 25 | 25 | 12.0728 | 25 | 25 | 25 | 25 | 25 | 25 | 4.3842 | 25 | 25 | 25 | 25 | 2011-01-04 | Tuesday | kWh | 3.3352 | 0.14194 | 1.6013 | 4.8403 | 6.011 | 3.3352 | 2.878 | 0.52973 | 0.12687 | 0.77856 | 1.8455 | 4.2378 | 2.878 | 2.878 | 0.12687 | 1.3891 | 4.2378 | 5.1694 | 2.878 | 2.4646 | 0.46094 | 0.1129 | 0.65275 | 1.5473
2011-01-05 | Wednesday | MWh | 25 | 25 | 25 | 2.8599 | 19.4715 | 25 | 25 | 25 | 25 | 5.7838 | 25 | 25 | 25 | 25 | 25 | 25 | 2.44 | 16.9492 | 25 | 25 | 25 | 23.6771 | 4.891 | 25 | 2011-01-05 | Wednesday | MWh | 25 | 9.742 | 25 | 25 | 25 | 25 | 25 | 25 | 3.8077 | 25 | 25 | 25 | 25 | 25 | 7.7322 | 25 | 25 | 25 | 25 | 25 | 25 | 3.2841 | 25 | 25 | 2011-01-05 | Wednesday | kWh | 3.6875 | 2.4646 | 2.4646 | 0.1129 | 1.1965 | 3.6875 | 4.4104 | 2.4646 | 2.0928 | 0.39838 | 0.099996 | 0.54128 | 1.283 | 3.187 | 2.0928 | 2.0928 | 0.099996 | 1.0226 | 3.187 | 3.7295 | 2.0928 | 1.7605 | 0.34175 | 0.088116
2011-01-06 | Thursday | MWh | 25 | 25 | 25 | 25 | 25 | 2.0634 | 14.6546 | 25 | 25 | 23.6771 | 20.2467 | 4.0952 | 25 | 25 | 25 | 23.7419 | 25 | 25 | 1.7277 | 12.5771 | 25 | 25 | 20.2467 | 17.1648 | 2011-01-06 | Thursday | MWh | 25 | 25 | 25 | 6.0199 | 25 | 25 | 25 | 25 | 25 | 25 | 2.8109 | 25 | 25 | 25 | 25 | 25 | 4.581 | 25 | 25 | 25 | 25 | 25 | 25 | 2.3854 | 2011-01-06 | Thursday | kWh | 0.44329 | 1.0508 | 2.734 | 1.7605 | 1.7605 | 0.088116 | 0.86637 | 2.734 | 3.1226 | 1.7605 | 1.4653 | 0.29077 | 0.077216 | 0.35789 | 0.84834 | 2.3261 | 1.4653 | 1.4653 | 0.077216 | 0.72695 | 2.3261 | 2.5854 | 1.4653 | 1.2051
2011-01-07 | Friday | MWh | 3.3908 | 25 | 25 | 25 | 19.2192 | 25 | 25 | 1.4305 | 10.7059 | 25 | 25 | 17.1648 | 14.4127 | 2.7722 | 25 | 25 | 25 | 15.3107 | 25 | 25 | 1.1695 | 9.0301 | 25 | 25 | 2011-01-07 | Friday | MWh | 25 | 25 | 25 | 25 | 22.8739 | 3.392 | 22.8739 | 25 | 25 | 25 | 25 | 25 | 2.0052 | 25 | 25 | 25 | 25 | 17.6821 | 2.4288 | 17.6821 | 25 | 25 | 25 | 25 | 2011-01-07 | Friday | kWh | 0.24512 | 0.067254 | 0.28424 | 0.67375 | 1.961 | 1.2051 | 1.2051 | 0.067254 | 0.60335 | 1.961 | 2.1136 | 1.2051 | 0.97771 | 0.20452 | 0.058189 | 0.22145 | 0.52493 | 1.6362 | 0.97771 | 0.97771 | 0.058189 | 0.49462 | 1.6362 | 1.703
2011-01-08 | Saturday | MWh | 14.4127 | 11.9716 | 2.2338 | 25 | 25 | 25 | 11.9716 | 25 | 25 | 0.94237 | 7.539 | 25 | 25 | 11.9716 | 11.9716 | 2.2338 | 25 | 25 | 25 | 11.9716 | 25 | 25 | 0.94237 | 7.539 | 2011-01-08 | Saturday | MWh | 25 | 1.6678 | 25 | 25 | 25 | 25 | 13.3421 | 1.6678 | 13.3421 | 25 | 25 | 25 | 25 | 25 | 1.6678 | 25 | 25 | 25 | 25 | 13.3421 | 1.6678 | 13.3421 | 25 | 25 | 2011-01-08 | Saturday | kWh | 0.97771 | 0.78088 | 0.16867 | 0.049976 | 0.16867 | 0.39981 | 1.3494 | 0.78088 | 0.78088 | 0.049976 | 0.39981 | 1.3494 | 1.3494 | 0.78088 | 0.78088 | 0.16867 | 0.049976 | 0.16867 | 0.39981 | 1.3494 | 0.78088 | 0.78088 | 0.049976 | 0.39981
2011-01-09 | Sunday | MWh | 25 | 25 | 11.9716 | 14.4127 | 2.7722 | 25 | 25 | 25 | 15.3107 | 25 | 25 | 1.1695 | 9.0301 | 25 | 25 | 14.4127 | 17.1648 | 3.3908 | 25 | 25 | 25 | 19.2192 | 25 | 25 | 2011-01-09 | Sunday | MWh | 25 | 25 | 25 | 2.0052 | 25 | 25 | 25 | 25 | 17.6821 | 2.4288 | 17.6821 | 25 | 25 | 25 | 25 | 25 | 2.3854 | 25 | 25 | 25 | 25 | 22.8739 | 3.392 | 22.8739 | 2011-01-09 | Sunday | kWh | 1.3494 | 1.3494 | 0.78088 | 0.97771 | 0.20452 | 0.058189 | 0.22145 | 0.52493 | 1.6362 | 0.97771 | 0.97771 | 0.058189 | 0.49462 | 1.6362 | 1.703 | 0.97771 | 1.2051 | 0.24512 | 0.067254 | 0.28424 | 0.67375 | 1.961 | 1.2051 | 1.2051
2011-01-10 | Monday | MWh | 1.4305 | 10.7059 | 25 | 25 | 17.1648 | 20.2467 | 4.0952 | 25 | 25 | 25 | 23.7419 | 25 | 25 | 1.7277 | 12.5771 | 25 | 25 | 20.2467 | 23.6771 | 4.891 | 25 | 25 | 25 | 25 | 2011-01-10 | Monday | MWh | 25 | 25 | 25 | 25 | 25 | 2.8109 | 25 | 25 | 25 | 25 | 25 | 4.581 | 25 | 25 | 25 | 25 | 25 | 25 | 3.2841 | 25 | 25 | 25 | 25 | 25 | 2011-01-10 | Monday | kWh | 0.067254 | 0.60335 | 1.961 | 2.1136 | 1.2051 | 1.4653 | 0.29077 | 0.077216 | 0.35789 | 0.84834 | 2.3261 | 1.4653 | 1.4653 | 0.077216 | 0.72695 | 2.3261 | 2.5854 | 1.4653 | 1.7605 | 0.34175 | 0.088116 | 0.44329 | 1.0508 | 2.734
2011-01-11 | Tuesday | MWh | 25 | 25 | 2.0634 | 14.6546 | 25 | 25 | 23.6771 | 25 | 5.7838 | 25 | 25 | 25 | 25 | 25 | 25 | 2.44 | 16.9492 | 25 | 25 | 25 | 25 | 6.7791 | 25 | 25 | 2011-01-11 | Tuesday | MWh | 6.0199 | 25 | 25 | 25 | 25 | 25 | 25 | 3.8077 | 25 | 25 | 25 | 25 | 25 | 7.7322 | 25 | 25 | 25 | 25 | 25 | 25 | 4.3842 | 25 | 25 | 25 | 2011-01-11 | Tuesday | kWh | 1.7605 | 1.7605 | 0.088116 | 0.86637 | 2.734 | 3.1226 | 1.7605 | 2.0928 | 0.39838 | 0.099996 | 0.54128 | 1.283 | 3.187 | 2.0928 | 2.0928 | 0.099996 | 1.0226 | 3.187 | 3.7295 | 2.0928 | 2.4646 | 0.46094 | 0.1129 | 0.65275
2011-01-12 | Wednesday | MWh | 25 | 25 | 25 | 25 | 2.8599 | 19.4715 | 25 | 25 | 25 | 25 | 7.8824 | 25 | 25 | 25 | 25 | 25 | 25 | 3.3254 | 22.2325 | 25 | 25 | 25 | 25 | 9.0994 | 2011-01-12 | Wednesday | MWh | 25 | 25 | 9.742 | 25 | 25 | 25 | 25 | 25 | 25 | 5.0161 | 25 | 25 | 25 | 25 | 25 | 12.0728 | 25 | 25 | 25 | 25 | 25 | 25 | 5.706 | 25 | 2011-01-12 | Wednesday | kWh | 1.5473 | 3.6875 | 2.4646 | 2.4646 | 0.1129 | 1.1965 | 3.6875 | 4.4104 | 2.4646 | 2.878 | 0.52973 | 0.12687 | 0.77856 | 1.8455 | 4.2378 | 2.878 | 2.878 | 0.12687 | 1.3891 | 4.2378 | 5.1694 | 2.878 | 3.3352 | 0.60504
2011-01-13 | Thursday | MWh | 25 | 25 | 25 | 25 | 25 | 25 | 3.8388 | 25 | 25 | 25 | 25 | 25 | 10.4357 | 25 | 25 | 25 | 25 | 25 | 25 | 4.4025 | 25 | 25 | 25 | 25 | 2011-01-13 | Thursday | MWh | 25 | 25 | 25 | 25 | 14.7486 | 25 | 25 | 25 | 25 | 25 | 25 | 6.4564 | 25 | 25 | 25 | 25 | 25 | 17.7932 | 25 | 25 | 25 | 25 | 25 | 25 | 2011-01-13 | Thursday | kWh | 0.14194 | 0.91958 | 2.1798 | 4.8403 | 3.3352 | 3.3352 | 0.14194 | 1.6013 | 4.8403 | 6.011 | 3.3352 | 3.8384 | 0.68717 | 0.15817 | 1.0767 | 2.5521 | 5.4973 | 3.8384 | 3.8384 | 0.15817 | 1.8342 | 5.4973 | 6.9392 | 3.8384
2011-01-14 | Friday | MWh | 25 | 11.8967 | 25 | 25 | 25 | 25 | 25 | 25 | 5.0189 | 25 | 25 | 25 | 25 | 25 | 13.4881 | 25 | 25 | 25 | 25 | 25 | 25 | 5.6903 | 25 | 25 | 2011-01-14 | Friday | MWh | 7.2699 | 25 | 25 | 25 | 25 | 25 | 21.2304 | 25 | 25 | 25 | 25 | 25 | 25 | 8.149 | 25 | 25 | 25 | 25 | 25 | 25 | 25 | 25 | 25 | 25 | 2011-01-14 | Friday | kWh | 4.3899 | 0.77641 | 0.17558 | 1.2507 | 2.9647 | 6.2113 | 4.3899 | 4.3899 | 0.17558 | 2.0885 | 6.2113 | 7.9584 | 4.3899 | 4.9918 | 0.87307 | 0.19423 | 1.4426 | 3.4194 | 6.9846 | 4.9918 | 4.9918 | 0.19423 | 2.3654 | 6.9846
2011-01-15 | Saturday | MWh | 25 | 25 | 25 | 15.2155 | 25 | 25 | 25 | 25 | 25 | 25 | 6.419 | 25 | 25 | 25 | 25 | 25 | 17.0844 | 25 | 25 | 25 | 25 | 25 | 25 | 7.2075 | 2011-01-15 | Saturday | MWh | 25 | 25 | 9.0962 | 25 | 25 | 25 | 25 | 25 | 25 | 25 | 25 | 25 | 25 | 25 | 25 | 10.1141 | 25 | 25 | 25 | 25 | 25 | 25 | 25 | 25 | 2011-01-15 | Saturday | kWh | 9.0728 | 4.9918 | 5.6463 | 0.97743 | 0.21415 | 1.6531 | 3.9184 | 7.8195 | 5.6463 | 5.6463 | 0.21415 | 2.6657 | 7.8195 | 10.2866 | 5.6463 | 6.3557 | 1.0898 | 0.2354 | 1.8832 | 4.4638 | 8.7184 | 6.3557 | 6.3557 | 0.2354
2011-01-16 | Sunday | MWh | 25 | 25 | 25 | 25 | 25 | 17.0844 | 25 | 25 | 25 | 25 | 25 | 25 | 7.2075 | 25 | 25 | 25 | 25 | 25 | 15.2155 | 25 | 25 | 25 | 25 | 25 | 2011-01-16 | Sunday | MWh | 25 | 25 | 25 | 25 | 10.1141 | 25 | 25 | 25 | 25 | 25 | 25 | 25 | 25 | 25 | 25 | 25 | 25 | 9.0962 | 25 | 25 | 25 | 25 | 25 | 25 | 2011-01-16 | Sunday | kWh | 2.9904 | 8.7184 | 11.6042 | 6.3557 | 6.3557 | 1.0898 | 0.2354 | 1.8832 | 4.4638 | 8.7184 | 6.3557 | 6.3557 | 0.2354 | 2.9904 | 8.7184 | 11.6042 | 6.3557 | 5.6463 | 0.97743 | 0.21415 | 1.6531 | 3.9184 | 7.8195 | 5.6463
2011-01-17 | Monday | MWh | 25 | 6.419 | 25 | 25 | 25 | 25 | 25 | 13.4881 | 25 | 25 | 25 | 25 | 25 | 25 | 5.6903 | 25 | 25 | 25 | 25 | 25 | 11.8967 | 25 | 25 | 25 | 2011-01-17 | Monday | MWh | 25 | 25 | 25 | 25 | 25 | 25 | 8.149 | 25 | 25 | 25 | 25 | 25 | 25 | 25 | 25 | 25 | 25 | 25 | 25 | 7.2699 | 25 | 25 | 25 | 25 | 2011-01-17 | Monday | kWh | 5.6463 | 0.21415 | 2.6657 | 7.8195 | 10.2866 | 5.6463 | 4.9918 | 0.87307 | 0.19423 | 1.4426 | 3.4194 | 6.9846 | 4.9918 | 4.9918 | 0.19423 | 2.3654 | 6.9846 | 9.0728 | 4.9918 | 4.3899 | 0.77641 | 0.17558 | 1.2507 | 2.9647
2011-01-18 | Tuesday | MWh | 25 | 25 | 25 | 5.0189 | 25 | 25 | 25 | 25 | 25 | 10.4357 | 25 | 25 | 25 | 25 | 25 | 25 | 4.4025 | 25 | 25 | 25 | 25 | 25 | 9.0994 | 25 | 2011-01-18 | Tuesday | MWh | 25 | 21.2304 | 25 | 25 | 25 | 25 | 25 | 25 | 6.4564 | 25 | 25 | 25 | 25 | 25 | 17.7932 | 25 | 25 | 25 | 25 | 25 | 25 | 5.706 | 25 | 25 | 2011-01-18 | Tuesday | kWh | 6.2113 | 4.3899 | 4.3899 | 0.17558 | 2.0885 | 6.2113 | 7.9584 | 4.3899 | 3.8384 | 0.68717 | 0.15817 | 1.0767 | 2.5521 | 5.4973 | 3.8384 | 3.8384 | 0.15817 | 1.8342 | 5.4973 | 6.9392 | 3.8384 | 3.3352 | 0.60504 | 0.14194
2011-01-19 | Wednesday | MWh | 25 | 25 | 25 | 25 | 25 | 3.8388 | 25 | 25 | 25 | 25 | 25 | 7.8824 | 25 | 25 | 25 | 25 | 25 | 25 | 3.3254 | 22.2325 | 25 | 25 | 25 | 25 | 2011-01-19 | Wednesday | MWh | 25 | 25 | 25 | 14.7486 | 25 | 25 | 25 | 25 | 25 | 25 | 5.0161 | 25 | 25 | 25 | 25 | 25 | 12.0728 | 25 | 25 | 25 | 25 | 25 | 25 | 4.3842 | 2011-01-19 | Wednesday | kWh | 0.91958 | 2.1798 | 4.8403 | 3.3352 | 3.3352 | 0.14194 | 1.6013 | 4.8403 | 6.011 | 3.3352 | 2.878 | 0.52973 | 0.12687 | 0.77856 | 1.8455 | 4.2378 | 2.878 | 2.878 | 0.12687 | 1.3891 | 4.2378 | 5.1694 | 2.878 | 2.4646
2011-01-20 | Thursday | MWh | 6.7791 | 25 | 25 | 25 | 25 | 25 | 25 | 2.8599 | 19.4715 | 25 | 25 | 25 | 25 | 5.7838 | 25 | 25 | 25 | 25 | 25 | 25 | 2.44 | 16.9492 | 25 | 25 | 2011-01-20 | Thursday | MWh | 25 | 25 | 25 | 25 | 25 | 9.742 | 25 | 25 | 25 | 25 | 25 | 25 | 3.8077 | 25 | 25 | 25 | 25 | 25 | 7.7322 | 25 | 25 | 25 | 25 | 25 | 2011-01-20 | Thursday | kWh | 0.46094 | 0.1129 | 0.65275 | 1.5473 | 3.6875 | 2.4646 | 2.4646 | 0.1129 | 1.1965 | 3.6875 | 4.4104 | 2.4646 | 2.0928 | 0.39838 | 0.099996 | 0.54128 | 1.283 | 3.187 | 2.0928 | 2.0928 | 0.099996 | 1.0226 | 3.187 | 3.7295
2011-01-21 | Friday | MWh | 25 | 23.6771 | 4.891 | 25 | 25 | 25 | 25 | 25 | 25 | 2.0634 | 14.6546 | 25 | 25 | 23.6771 | 20.2467 | 4.0952 | 25 | 25 | 25 | 23.7419 | 25 | 25 | 1.7277 | 12.5771 | 2011-01-21 | Friday | MWh | 25 | 3.2841 | 25 | 25 | 25 | 25 | 25 | 6.0199 | 25 | 25 | 25 | 25 | 25 | 25 | 2.8109 | 25 | 25 | 25 | 25 | 25 | 4.581 | 25 | 25 | 25 | 2011-01-21 | Friday | kWh | 2.0928 | 1.7605 | 0.34175 | 0.088116 | 0.44329 | 1.0508 | 2.734 | 1.7605 | 1.7605 | 0.088116 | 0.86637 | 2.734 | 3.1226 | 1.7605 | 1.4653 | 0.29077 | 0.077216 | 0.35789 | 0.84834 | 2.3261 | 1.4653 | 1.4653 | 0.077216 | 0.72695
2011-01-22 | Saturday | MWh | 25 | 25 | 20.2467 | 17.1648 | 3.3908 | 25 | 25 | 25 | 19.2192 | 25 | 25 | 1.4305 | 10.7059 | 25 | 25 | 17.1648 | 14.4127 | 2.7722 | 25 | 25 | 25 | 15.3107 | 25 | 25 | 2011-01-22 | Saturday | MWh | 25 | 25 | 25 | 2.3854 | 25 | 25 | 25 | 25 | 22.8739 | 3.392 | 22.8739 | 25 | 25 | 25 | 25 | 25 | 2.0052 | 25 | 25 | 25 | 25 | 17.6821 | 2.4288 | 17.6821 | 2011-01-22 | Saturday | kWh | 2.3261 | 2.5854 | 1.4653 | 1.2051 | 0.24512 | 0.067254 | 0.28424 | 0.67375 | 1.961 | 1.2051 | 1.2051 | 0.067254 | 0.60335 | 1.961 | 2.1136 | 1.2051 | 0.97771 | 0.20452 | 0.058189 | 0.22145 | 0.52493 | 1.6362 | 0.97771 | 0.97771
2011-01-23 | Sunday | MWh | 1.1695 | 9.0301 | 25 | 25 | 14.4127 | 11.9716 | 2.2338 | 25 | 25 | 25 | 11.9716 | 25 | 25 | 0.94237 | 7.539 | 25 | 25 | 11.9716 | 11.9716 | 2.2338 | 25 | 25 | 25 | 11.9716 | 2011-01-23 | Sunday | MWh | 25 | 25 | 25 | 25 | 25 | 1.6678 | 25 | 25 | 25 | 25 | 13.3421 | 1.6678 | 13.3421 | 25 | 25 | 25 | 25 | 25 | 1.6678 | 25 | 25 | 25 | 25 | 13.3421 | 2011-01-23 | Sunday | kWh | 0.058189 | 0.49462 | 1.6362 | 1.703 | 0.97771 | 0.78088 | 0.16867 | 0.049976 | 0.16867 | 0.39981 | 1.3494 | 0.78088 | 0.78088 | 0.049976 | 0.39981 | 1.3494 | 1.3494 | 0.78088 | 0.78088 | 0.16867 | 0.049976 | 0.16867 | 0.39981 | 1.3494
2011-01-24 | Monday | MWh | 25 | 25 | 0.94237 | 7.539 | 25 | 25 | 11.9716 | 14.4127 | 2.7722 | 25 | 25 | 25 | 15.3107 | 25 | 25 | 1.1695 | 9.0301 | 25 | 25 | 14.4127 | 17.1648 | 3.3908 | 25 | 25 | 2011-01-24 | Monday | MWh | 1.6678 | 13.3421 | 25 | 25 | 25 | 25 | 25 | 2.0052 | 25 | 25 | 25 | 25 | 17.6821 | 2.4288 | 17.6821 | 25 | 25 | 25 | 25 | 25 | 2.3854 | 25 | 25 | 25 | 2011-01-24 | Monday | kWh | 0.78088 | 0.78088 | 0.049976 | 0.39981 | 1.3494 | 1.3494 | 0.78088 | 0.97771 | 0.20452 | 0.058189 | 0.22145 | 0.52493 | 1.6362 | 0.97771 | 0.97771 | 0.058189 | 0.49462 | 1.6362 | 1.703 | 0.97771 | 1.2051 | 0.24512 | 0.067254 | 0.28424
2011-01-25 | Tuesday | MWh | 25 | 19.2192 | 25 | 25 | 1.4305 | 10.7059 | 25 | 25 | 17.1648 | 20.2467 | 4.0952 | 25 | 25 | 25 | 23.7419 | 25 | 25 | 1.7277 | 12.5771 | 25 | 25 | 20.2467 | 23.6771 | 4.891 | 2011-01-25 | Tuesday | MWh | 25 | 22.8739 | 3.392 | 22.8739 | 25 | 25 | 25 | 25 | 25 | 2.8109 | 25 | 25 | 25 | 25 | 25 | 4.581 | 25 | 25 | 25 | 25 | 25 | 25 | 3.2841 | 25 | 2011-01-25 | Tuesday | kWh | 0.67375 | 1.961 | 1.2051 | 1.2051 | 0.067254 | 0.60335 | 1.961 | 2.1136 | 1.2051 | 1.4653 | 0.29077 | 0.077216 | 0.35789 | 0.84834 | 2.3261 | 1.4653 | 1.4653 | 0.077216 | 0.72695 | 2.3261 | 2.5854 | 1.4653 | 1.7605 | 0.34175
2011-01-26 | Wednesday | MWh | 25 | 25 | 25 | 25 | 25 | 25 | 2.0634 | 14.6546 | 25 | 25 | 23.6771 | 25 | 5.7838 | 25 | 25 | 25 | 25 | 25 | 25 | 2.44 | 16.9492 | 25 | 25 | 25 | 2011-01-26 | Wednesday | MWh | 25 | 25 | 25 | 25 | 6.0199 | 25 | 25 | 25 | 25 | 25 | 25 | 3.8077 | 25 | 25 | 25 | 25 | 25 | 7.7322 | 25 | 25 | 25 | 25 | 25 | 25 | 2011-01-26 | Wednesday | kWh | 0.088116 | 0.44329 | 1.0508 | 2.734 | 1.7605 | 1.7605 | 0.088116 | 0.86637 | 2.734 | 3.1226 | 1.7605 | 2.0928 | 0.39838 | 0.099996 | 0.54128 | 1.283 | 3.187 | 2.0928 | 2.0928 | 0.099996 | 1.0226 | 3.187 | 3.7295 | 2.0928
2011-01-27 | Thursday | MWh | 25 | 6.7791 | 25 | 25 | 25 | 25 | 25 | 25 | 2.8599 | 19.4715 | 25 | 25 | 25 | 25 | 7.8824 | 25 | 25 | 25 | 25 | 25 | 25 | 3.3254 | 22.2325 | 25 | 2011-01-27 | Thursday | MWh | 4.3842 | 25 | 25 | 25 | 25 | 25 | 9.742 | 25 | 25 | 25 | 25 | 25 | 25 | 5.0161 | 25 | 25 | 25 | 25 | 25 | 12.0728 | 25 | 25 | 25 | 25 | 2011-01-27 | Thursday | kWh | 2.4646 | 0.46094 | 0.1129 | 0.65275 | 1.5473 | 3.6875 | 2.4646 | 2.4646 | 0.1129 | 1.1965 | 3.6875 | 4.4104 | 2.4646 | 2.878 | 0.52973 | 0.12687 | 0.77856 | 1.8455 | 4.2378 | 2.878 | 2.878 | 0.12687 | 1.3891 | 4.2378
2011-01-28 | Friday | MWh | 25 | 25 | 25 | 9.0994 | 25 | 25 | 25 | 25 | 25 | 25 | 3.8388 | 25 | 25 | 25 | 25 | 25 | 10.4357 | 25 | 25 | 25 | 25 | 25 | 25 | 4.4025 | 2011-01-28 | Friday | MWh | 25 | 25 | 5.706 | 25 | 25 | 25 | 25 | 25 | 14.7486 | 25 | 25 | 25 | 25 | 25 | 25 | 6.4564 | 25 | 25 | 25 | 25 | 25 | 17.7932 | 25 | 25 | 2011-01-28 | Friday | kWh | 5.1694 | 2.878 | 3.3352 | 0.60504 | 0.14194 | 0.91958 | 2.1798 | 4.8403 | 3.3352 | 3.3352 | 0.14194 | 1.6013 | 4.8403 | 6.011 | 3.3352 | 3.8384 | 0.68717 | 0.15817 | 1.0767 | 2.5521 | 5.4973 | 3.8384 | 3.8384 | 0.15817
2011-01-29 | Saturday | MWh | 25 | 25 | 25 | 25 | 25 | 11.8967 | 25 | 25 | 25 | 25 | 25 | 25 | 5.0189 | 25 | 25 | 25 | 25 | 25 | 13.4881 | 25 | 25 | 25 | 25 | 25 | 2011-01-29 | Saturday | MWh | 25 | 25 | 25 | 25 | 7.2699 | 25 | 25 | 25 | 25 | 25 | 21.2304 | 25 | 25 | 25 | 25 | 25 | 25 | 8.149 | 25 | 25 | 25 | 25 | 25 | 25 | 2011-01-29 | Saturday | kWh | 1.8342 | 5.4973 | 6.9392 | 3.8384 | 4.3899 | 0.77641 | 0.17558 | 1.2507 | 2.9647 | 6.2113 | 4.3899 | 4.3899 | 0.17558 | 2.0885 | 6.2113 | 7.9584 | 4.3899 | 4.9918 | 0.87307 | 0.19423 | 1.4426 | 3.4194 | 6.9846 | 4.9918
2011-01-30 | Sunday | MWh | 25 | 5.6903 | 25 | 25 | 25 | 25 | 25 | 15.2155 | 25 | 25 | 25 | 25 | 25 | 25 | 6.419 | 25 | 25 | 25 | 25 | 25 | 17.0844 | 25 | 25 | 25 | 2011-01-30 | Sunday | MWh | 25 | 25 | 25 | 25 | 25 | 25 | 9.0962 | 25 | 25 | 25 | 25 | 25 | 25 | 25 | 25 | 25 | 25 | 25 | 25 | 10.1141 | 25 | 25 | 25 | 25 | 2011-01-30 | Sunday | kWh | 4.9918 | 0.19423 | 2.3654 | 6.9846 | 9.0728 | 4.9918 | 5.6463 | 0.97743 | 0.21415 | 1.6531 | 3.9184 | 7.8195 | 5.6463 | 5.6463 | 0.21415 | 2.6657 | 7.8195 | 10.2866 | 5.6463 | 6.3557 | 1.0898 | 0.2354 | 1.8832 | 4.4638
2011-01-31 | Monday | MWh | 25 | 25 | 25 | 7.2075 | 25 | 25 | 25 | 25 | 9.8231 | 9.8231 | 9.8231 | 9.8231 | 9.8231 | 9.8231 | 9.8231 | 9.8231 | 9.8231 | 9.8231 | 9.8231 | 9.8231 | 9.8231 | 7.9483 | 7.9483 | 7.9483 | 2011-01-31 | Monday | MWh | 25 | 25 | 25 | 25 | 25 | 25 | 25 | 25 | 1.3704 | 25 | 25 | 25 | 25 | 25 | 25 | 25 | 25 | 25 | 25 | 25 | 25 | 1.1107 | 25 | 25 | 2011-01-31 | Monday | kWh | 8.7184 | 6.3557 | 6.3557 | 0.2354 | 2.9904 | 8.7184 | 11.6042 | 6.3557 | 0.61241 | 0.61241 | 0.61241 | 0.61241 | 0.61241 | 0.61241 | 0.61241 | 0.61241 | 0.61241 | 0.61241 | 0.61241 | 0.61241 | 0.61241 | 0.47011 | 0.47011 | 0.47011
High Kell | [26 empty] | Pentland Firth 1 | [26 empty] | Sumburgh
DOY | Day | Units | 0:00 | 1:00 | 2:00 | 3:00 | 4:00 | 5:00 | 6:00 | 7:00 | 8:00 | 9:00 | 10:00 | 11:00 | 12:00 | 13:00 | 14:00 | 15:00 | 16:00 | 17:00 | 18:00 | 19:00 | 20:00 | 21:00 | 22:00 | 23:00 | DOY | Day | Units | 0:00 | 1:00 | 2:00 | 3:00 | 4:00 | 5:00 | 6:00 | 7:00 | 8:00 | 9:00 | 10:00 | 11:00 | 12:00 | 13:00 | 14:00 | 15:00 | 16:00 | 17:00 | 18:00 | 19:00 | 20:00 | 21:00 | 22:00 | 23:00 | DOY | Day | Units | 0:00 | 1:00 | 2:00 | 3:00 | 4:00 | 5:00 | 6:00 | 7:00 | 8:00 | 9:00 | 10:00 | 11:00 | 12:00 | 13:00 | 14:00 | 15:00 | 16:00 | 17:00 | 18:00 | 19:00 | 20:00 | 21:00 | 22:00 | 23:00
2011-01-01 | Saturday | MWh | 0.41267 | 25 | 25 | 25 | 25 | 25 | 0.12227 | 25 | 25 | 25 | 25 | 25 | 7.8255 | 0.38355 | 25 | 25 | 25 | 25 | 25 | 0.10909 | 25 | 25 | 25 | 25 | 2011-01-01 | Saturday | MWh | 25 | 25 | 25 | 25 | 25 | 25 | 25 | 25 | 25 | 25 | 25 | 25 | 25 | 22.7878 | 25 | 25 | 25 | 25 | 25 | 25 | 25 | 25 | 25 | 25 | 2011-01-01 | Saturday | MWh | 25 | 16.228 | 16.228 | 9.8313 | 25 | 25 | 25 | 7.3864 | 2.5335 | 9.8313 | 25 | 25 | 25 | 25 | 13.8917 | 13.8917 | 8.5444 | 25 | 25 | 25 | 6.3671 | 2.2122 | 8.5444 | 25
2011-01-02 | Sunday | MWh | 25 | 6.982 | 0.35584 | 25 | 25 | 25 | 25 | 25 | 0.096898 | 25 | 25 | 25 | 25 | 25 | 6.2014 | 0.32949 | 25 | 25 | 25 | 25 | 24.2545 | 0.085646 | 25 | 25 | 2011-01-02 | Sunday | MWh | 25 | 25 | 20.1377 | 25 | 25 | 25 | 25 | 25 | 25 | 25 | 25 | 25 | 25 | 25 | 25 | 17.7014 | 25 | 25 | 25 | 25 | 25 | 25 | 25 | 25 | 2011-01-02 | Sunday | MWh | 25 | 25 | 25 | 11.7911 | 11.7911 | 7.3749 | 25 | 25 | 25 | 5.4462 | 1.9192 | 7.3749 | 25 | 25 | 25 | 25 | 9.9137 | 9.9137 | 6.3173 | 25 | 25 | 25 | 4.6186 | 1.6534
2011-01-03 | Monday | MWh | 25 | 25 | 25 | 5.4813 | 0.30448 | 25 | 25 | 25 | 25 | 21.5812 | 0.075301 | 23.8206 | 25 | 25 | 25 | 25 | 4.8193 | 0.28077 | 25 | 25 | 25 | 25 | 19.112 | 0.065824 | 2011-01-03 | Monday | MWh | 25 | 25 | 25 | 25 | 15.4701 | 25 | 25 | 25 | 25 | 25 | 25 | 25 | 25 | 25 | 25 | 25 | 25 | 13.4346 | 25 | 25 | 25 | 25 | 25 | 25 | 2011-01-03 | Monday | MWh | 6.3173 | 25 | 25 | 25 | 25 | 8.247 | 8.247 | 5.366 | 25 | 25 | 25 | 3.8794 | 1.4132 | 5.366 | 23.7123 | 25 | 25 | 25 | 6.7784 | 6.7784 | 4.5154 | 24.1472 | 25 | 25
2011-01-04 | Tuesday | MWh | 20.3023 | 25 | 25 | 25 | 25 | 4.2127 | 0.25832 | 25 | 25 | 25 | 25 | 16.8387 | 0.057178 | 17.1488 | 25 | 25 | 25 | 25 | 3.6594 | 0.2371 | 25 | 25 | 25 | 25 | 2011-01-04 | Tuesday | MWh | 25 | 25 | 25 | 25 | 25 | 25 | 11.5859 | 25 | 25 | 25 | 25 | 25 | 25 | 25 | 25 | 25 | 25 | 25 | 25 | 9.9152 | 25 | 25 | 25 | 25 | 2011-01-04 | Tuesday | MWh | 3.2237 | 1.1976 | 4.5154 | 20.0081 | 25 | 25 | 25 | 5.4955 | 5.4955 | 3.7597 | 20.3109 | 25 | 25 | 2.6463 | 1.0051 | 3.7597 | 16.7112 | 25 | 25 | 25 | 4.3855 | 4.3855 | 3.0935 | 16.9041
2011-01-05 | Wednesday | MWh | 14.7532 | 0.049324 | 14.3399 | 25 | 25 | 25 | 25 | 3.1568 | 0.21707 | 25 | 25 | 25 | 25 | 12.8474 | 0.042225 | 11.8559 | 25 | 25 | 25 | 25 | 2.7024 | 0.19821 | 25 | 25 | 2011-01-05 | Wednesday | MWh | 25 | 25 | 25 | 25 | 25 | 25 | 25 | 25 | 8.4133 | 25 | 25 | 25 | 25 | 25 | 25 | 25 | 25 | 25 | 25 | 25 | 25 | 7.0713 | 25 | 25 | 2011-01-05 | Wednesday | MWh | 25 | 24.7477 | 2.1424 | 0.83436 | 3.0935 | 13.798 | 22.5276 | 25 | 23.9499 | 3.4361 | 3.4361 | 2.511 | 13.9012 | 25 | 20.0877 | 1.7068 | 0.68417 | 2.511 | 11.2447 | 18.4725 | 25 | 19.3113 | 2.6347 | 2.6347
2011-01-06 | Thursday | MWh | 25 | 25 | 11.1133 | 0.035841 | 9.6767 | 25 | 25 | 25 | 25 | 2.2938 | 0.18047 | 25 | 25 | 25 | 25 | 9.5427 | 0.030136 | 7.7823 | 25 | 25 | 25 | 25 | 1.9287 | 0.16383 | 2011-01-06 | Thursday | MWh | 25 | 25 | 25 | 25 | 25 | 25 | 25 | 25 | 25 | 25 | 5.8802 | 23.2904 | 25 | 25 | 25 | 25 | 23.2904 | 23.2904 | 25 | 25 | 25 | 25 | 25 | 4.8309 | 2011-01-06 | Thursday | MWh | 2.0066 | 11.2769 | 24.4673 | 16.0529 | 1.3347 | 0.55318 | 2.0066 | 9.0275 | 14.9358 | 20.6344 | 15.314 | 1.9687 | 1.9687 | 1.5748 | 9.0056 | 19.3502 | 12.5981 | 1.0211 | 0.44008 | 1.5748 | 7.1229 | 11.8821 | 16.1606 | 11.9102
2011-01-07 | Friday | MWh | 25 | 25 | 25 | 25 | 8.1275 | 0.025071 | 6.1529 | 25 | 25 | 25 | 25 | 1.6045 | 0.14823 | 25 | 25 | 25 | 25 | 6.8596 | 0.020608 | 4.7684 | 25 | 25 | 25 | 25 | 2011-01-07 | Friday | MWh | 19.0221 | 25 | 25 | 25 | 25 | 19.0221 | 19.0221 | 25 | 25 | 25 | 25 | 25 | 3.9146 | 15.31 | 25 | 25 | 25 | 25 | 15.31 | 15.31 | 25 | 25 | 25 | 25 | 2011-01-07 | Friday | MWh | 1.4256 | 1.4256 | 1.2098 | 7.0617 | 15.0014 | 9.6783 | 0.76085 | 0.34355 | 1.2098 | 5.5069 | 9.2758 | 12.3852 | 9.0523 | 0.99288 | 0.99288 | 0.90608 | 5.4199 | 11.3585 | 7.2486 | 0.54908 | 0.26228 | 0.90608 | 4.156 | 7.0816
2011-01-08 | Saturday | MWh | 1.3189 | 0.13367 | 22.2387 | 25 | 25 | 25 | 5.7309 | 0.016708 | 3.609 | 25 | 25 | 25 | 25 | 1.0693 | 0.13367 | 22.2387 | 25 | 25 | 25 | 5.7309 | 0.016708 | 3.609 | 25 | 25 | 2011-01-08 | Saturday | MWh | 25 | 3.1221 | 12.1153 | 25 | 25 | 25 | 25 | 12.1153 | 12.1153 | 25 | 25 | 25 | 25 | 24.9769 | 3.1221 | 12.1153 | 25 | 25 | 25 | 25 | 12.1153 | 12.1153 | 25 | 25 | 2011-01-08 | Saturday | MWh | 9.249 | 6.6926 | 0.65799 | 0.65799 | 0.65799 | 4.0546 | 8.3589 | 5.2639 | 0.38078 | 0.19496 | 0.65799 | 3.0463 | 5.2639 | 6.6926 | 6.6926 | 0.65799 | 0.65799 | 0.65799 | 4.0546 | 8.3589 | 5.2639 | 0.38078 | 0.19496 | 0.65799
2011-01-09 | Sunday | MWh | 25 | 25 | 1.0693 | 0.14823 | 25 | 25 | 25 | 25 | 6.8596 | 0.020608 | 4.7684 | 25 | 25 | 25 | 25 | 1.3189 | 0.16383 | 25 | 25 | 25 | 25 | 8.1275 | 0.025071 | 6.1529 | 2011-01-09 | Sunday | MWh | 25 | 25 | 24.9769 | 3.9146 | 15.31 | 25 | 25 | 25 | 25 | 15.31 | 15.31 | 25 | 25 | 25 | 25 | 25 | 4.8309 | 19.0221 | 25 | 25 | 25 | 25 | 19.0221 | 19.0221 | 2011-01-09 | Sunday | MWh | 3.0463 | 5.2639 | 6.6926 | 9.0523 | 0.99288 | 0.99288 | 0.90608 | 5.4199 | 11.3585 | 7.2486 | 0.54908 | 0.26228 | 0.90608 | 4.156 | 7.0816 | 9.249 | 11.9102 | 1.4256 | 1.4256 | 1.2098 | 7.0617 | 15.0014 | 9.6783 | 0.76085
2011-01-10 | Monday | MWh | 25 | 25 | 25 | 25 | 1.6045 | 0.18047 | 25 | 25 | 25 | 25 | 9.5427 | 0.030136 | 7.7823 | 25 | 25 | 25 | 25 | 1.9287 | 0.19821 | 25 | 25 | 25 | 25 | 11.1133 | 2011-01-10 | Monday | MWh | 25 | 25 | 25 | 25 | 25 | 5.8802 | 23.2904 | 25 | 25 | 25 | 25 | 23.2904 | 23.2904 | 25 | 25 | 25 | 25 | 25 | 7.0713 | 25 | 25 | 25 | 25 | 25 | 2011-01-10 | Monday | MWh | 0.34355 | 1.2098 | 5.5069 | 9.2758 | 12.3852 | 15.314 | 1.9687 | 1.9687 | 1.5748 | 9.0056 | 19.3502 | 12.5981 | 1.0211 | 0.44008 | 1.5748 | 7.1229 | 11.8821 | 16.1606 | 19.3113 | 2.6347 | 2.6347 | 2.0066 | 11.2769 | 24.4673
2011-01-11 | Tuesday | MWh | 0.035841 | 9.6767 | 25 | 25 | 25 | 25 | 2.2938 | 0.21707 | 25 | 25 | 25 | 25 | 12.8474 | 0.042225 | 11.8559 | 25 | 25 | 25 | 25 | 2.7024 | 0.2371 | 25 | 25 | 25 | 2011-01-11 | Tuesday | MWh | 25 | 25 | 25 | 25 | 25 | 25 | 25 | 8.4133 | 25 | 25 | 25 | 25 | 25 | 25 | 25 | 25 | 25 | 25 | 25 | 25 | 9.9152 | 25 | 25 | 25 | 2011-01-11 | Tuesday | MWh | 16.0529 | 1.3347 | 0.55318 | 2.0066 | 9.0275 | 14.9358 | 20.6344 | 23.9499 | 3.4361 | 3.4361 | 2.511 | 13.9012 | 25 | 20.0877 | 1.7068 | 0.68417 | 2.511 | 11.2447 | 18.4725 | 25 | 25 | 4.3855 | 4.3855 | 3.0935
2011-01-12 | Wednesday | MWh | 25 | 14.7532 | 0.049324 | 14.3399 | 25 | 25 | 25 | 25 | 3.1568 | 0.25832 | 25 | 25 | 25 | 25 | 16.8387 | 0.057178 | 17.1488 | 25 | 25 | 25 | 25 | 3.6594 | 0.28077 | 25 | 2011-01-12 | Wednesday | MWh | 25 | 25 | 25 | 25 | 25 | 25 | 25 | 25 | 25 | 11.5859 | 25 | 25 | 25 | 25 | 25 | 25 | 25 | 25 | 25 | 25 | 25 | 25 | 13.4346 | 25 | 2011-01-12 | Wednesday | MWh | 16.9041 | 25 | 24.7477 | 2.1424 | 0.83436 | 3.0935 | 13.798 | 22.5276 | 25 | 25 | 5.4955 | 5.4955 | 3.7597 | 20.3109 | 25 | 25 | 2.6463 | 1.0051 | 3.7597 | 16.7112 | 25 | 25 | 25 | 6.7784
2011-01-13 | Thursday | MWh | 25 | 25 | 25 | 19.112 | 0.065824 | 20.3023 | 25 | 25 | 25 | 25 | 4.2127 | 0.30448 | 25 | 25 | 25 | 25 | 21.5812 | 0.075301 | 23.8206 | 25 | 25 | 25 | 25 | 4.8193 | 2011-01-13 | Thursday | MWh | 25 | 25 | 25 | 25 | 25 | 25 | 25 | 25 | 25 | 25 | 25 | 15.4701 | 25 | 25 | 25 | 25 | 25 | 25 | 25 | 25 | 25 | 25 | 25 | 25 | 2011-01-13 | Thursday | MWh | 6.7784 | 4.5154 | 24.1472 | 25 | 25 | 3.2237 | 1.1976 | 4.5154 | 20.0081 | 25 | 25 | 25 | 8.247 | 8.247 | 5.366 | 25 | 25 | 25 | 3.8794 | 1.4132 | 5.366 | 23.7123 | 25 | 25
2011-01-14 | Friday | MWh | 0.32949 | 25 | 25 | 25 | 25 | 24.2545 | 0.085646 | 25 | 25 | 25 | 25 | 25 | 5.4813 | 0.35584 | 25 | 25 | 25 | 25 | 25 | 0.096898 | 25 | 25 | 25 | 25 | 2011-01-14 | Friday | MWh | 17.7014 | 25 | 25 | 25 | 25 | 25 | 25 | 25 | 25 | 25 | 25 | 25 | 25 | 20.1377 | 25 | 25 | 25 | 25 | 25 | 25 | 25 | 25 | 25 | 25 | 2011-01-14 | Friday | MWh | 25 | 9.9137 | 9.9137 | 6.3173 | 25 | 25 | 25 | 4.6186 | 1.6534 | 6.3173 | 25 | 25 | 25 | 25 | 11.7911 | 11.7911 | 7.3749 | 25 | 25 | 25 | 5.4462 | 1.9192 | 7.3749 | 25
2011-01-15 | Saturday | MWh | 25 | 6.2014 | 0.38355 | 25 | 25 | 25 | 25 | 25 | 0.10909 | 25 | 25 | 25 | 25 | 25 | 6.982 | 0.41267 | 25 | 25 | 25 | 25 | 25 | 0.12227 | 25 | 25 | 2011-01-15 | Saturday | MWh | 25 | 25 | 22.7878 | 25 | 25 | 25 | 25 | 25 | 25 | 25 | 25 | 25 | 25 | 25 | 25 | 25 | 25 | 25 | 25 | 25 | 25 | 25 | 25 | 25 | 2011-01-15 | Saturday | MWh | 25 | 25 | 25 | 13.8917 | 13.8917 | 8.5444 | 25 | 25 | 25 | 6.3671 | 2.2122 | 8.5444 | 25 | 25 | 25 | 25 | 16.228 | 16.228 | 9.8313 | 25 | 25 | 25 | 7.3864 | 2.5335
2011-01-16 | Sunday | MWh | 25 | 25 | 25 | 7.8255 | 0.41267 | 25 | 25 | 25 | 25 | 25 | 0.12227 | 25 | 25 | 25 | 25 | 25 | 7.8255 | 0.38355 | 25 | 25 | 25 | 25 | 25 | 0.10909 | 2011-01-16 | Sunday | MWh | 25 | 25 | 25 | 25 | 25 | 25 | 25 | 25 | 25 | 25 | 25 | 25 | 25 | 25 | 25 | 25 | 25 | 22.7878 | 25 | 25 | 25 | 25 | 25 | 25 | 2011-01-16 | Sunday | MWh | 9.8313 | 25 | 25 | 25 | 25 | 16.228 | 16.228 | 9.8313 | 25 | 25 | 25 | 7.3864 | 2.5335 | 9.8313 | 25 | 25 | 25 | 25 | 13.8917 | 13.8917 | 8.5444 | 25 | 25 | 25
2011-01-17 | Monday | MWh | 25 | 25 | 25 | 25 | 25 | 6.982 | 0.35584 | 25 | 25 | 25 | 25 | 25 | 0.096898 | 25 | 25 | 25 | 25 | 25 | 6.2014 | 0.32949 | 25 | 25 | 25 | 25 | 2011-01-17 | Monday | MWh | 25 | 25 | 25 | 25 | 25 | 25 | 20.1377 | 25 | 25 | 25 | 25 | 25 | 25 | 25 | 25 | 25 | 25 | 25 | 25 | 17.7014 | 25 | 25 | 25 | 25 | 2011-01-17 | Monday | MWh | 6.3671 | 2.2122 | 8.5444 | 25 | 25 | 25 | 25 | 11.7911 | 11.7911 | 7.3749 | 25 | 25 | 25 | 5.4462 | 1.9192 | 7.3749 | 25 | 25 | 25 | 25 | 9.9137 | 9.9137 | 6.3173 | 25
2011-01-18 | Tuesday | MWh | 24.2545 | 0.085646 | 25 | 25 | 25 | 25 | 25 | 5.4813 | 0.30448 | 25 | 25 | 25 | 25 | 21.5812 | 0.075301 | 23.8206 | 25 | 25 | 25 | 25 | 4.8193 | 0.28077 | 25 | 25 | 2011-01-18 | Tuesday | MWh | 25 | 25 | 25 | 25 | 25 | 25 | 25 | 25 | 15.4701 | 25 | 25 | 25 | 25 | 25 | 25 | 25 | 25 | 25 | 25 | 25 | 25 | 13.4346 | 25 | 1.6124 | 2011-01-18 | Tuesday | MWh | 25 | 25 | 4.6186 | 1.6534 | 6.3173 | 25 | 25 | 25 | 25 | 8.247 | 8.247 | 5.366 | 25 | 25 | 25 | 3.8794 | 1.4132 | 5.366 | 23.7123 | 25 | 25 | 25 | 6.7784 | 6.7784
2011-01-19 | Wednesday | MWh | 25 | 25 | 19.112 | 0.065824 | 20.3023 | 25 | 25 | 25 | 25 | 4.2127 | 0.25832 | 25 | 25 | 25 | 25 | 16.8387 | 0.057178 | 17.1488 | 25 | 25 | 25 | 25 | 3.6594 | 0.2371 | 2011-01-19 | Wednesday | MWh | 25 | 25 | 25 | 25 | 25 | 25 | 25 | 25 | 25 | 25 | 11.5859 | 25 | 25 | 25 | 25 | 25 | 25 | 25 | 25 | 25 | 25 | 25 | 25 | 9.9152 | 2011-01-19 | Wednesday | MWh | 4.5154 | 24.1472 | 25 | 25 | 3.2237 | 1.1976 | 4.5154 | 20.0081 | 25 | 25 | 25 | 5.4955 | 5.4955 | 3.7597 | 20.3109 | 25 | 25 | 2.6463 | 1.0051 | 3.7597 | 16.7112 | 25 | 25 | 25
2011-01-20 | Thursday | MWh | 25 | 25 | 25 | 25 | 14.7532 | 0.049324 | 14.3399 | 25 | 25 | 25 | 25 | 3.1568 | 0.21707 | 25 | 25 | 25 | 25 | 12.8474 | 0.042225 | 11.8559 | 25 | 25 | 25 | 25 | 2011-01-20 | Thursday | MWh | 25 | 25 | 25 | 25 | 25 | 25 | 25 | 25 | 25 | 25 | 25 | 25 | 8.4133 | 25 | 25 | 25 | 25 | 25 | 25 | 25 | 25 | 25 | 25 | 25 | 2011-01-20 | Thursday | MWh | 4.3855 | 4.3855 | 3.0935 | 16.9041 | 25 | 24.7477 | 2.1424 | 0.83436 | 3.0935 | 13.798 | 22.5276 | 25 | 23.9499 | 3.4361 | 3.4361 | 2.511 | 13.9012 | 25 | 20.0877 | 1.7068 | 0.68417 | 2.511 | 11.2447 | 18.4725
2011-01-21 | Friday | MWh | 2.7024 | 0.19821 | 25 | 25 | 25 | 25 | 11.1133 | 0.035841 | 9.6767 | 25 | 25 | 25 | 25 | 2.2938 | 0.18047 | 25 | 25 | 25 | 25 | 9.5427 | 0.030136 | 7.7823 | 25 | 25 | 2011-01-21 | Friday | MWh | 25 | 7.0713 | 25 | 25 | 25 | 25 | 25 | 25 | 25 | 25 | 25 | 25 | 25 | 25 | 5.8802 | 23.2904 | 25 | 25 | 25 | 25 | 23.2904 | 23.2904 | 25 | 25 | 2011-01-21 | Friday | MWh | 25 | 19.3113 | 2.6347 | 2.6347 | 2.0066 | 11.2769 | 24.4673 | 16.0529 | 1.3347 | 0.55318 | 2.0066 | 9.0275 | 14.9358 | 20.6344 | 15.314 | 1.9687 | 1.9687 | 1.5748 | 9.0056 | 19.3502 | 12.5981 | 1.0211 | 0.44008 | 1.5748
2011-01-22 | Saturday | MWh | 25 | 25 | 1.9287 | 0.16383 | 25 | 25 | 25 | 25 | 8.1275 | 0.025071 | 6.1529 | 25 | 25 | 25 | 25 | 1.6045 | 0.14823 | 25 | 25 | 25 | 25 | 6.8596 | 0.020608 | 4.7684 | 2011-01-22 | Saturday | MWh | 25 | 25 | 25 | 4.8309 | 19.0221 | 25 | 25 | 25 | 25 | 19.0221 | 19.0221 | 25 | 25 | 25 | 25 | 25 | 3.9146 | 15.31 | 25 | 25 | 25 | 25 | 15.31 | 15.31 | 2011-01-22 | Saturday | MWh | 7.1229 | 11.8821 | 16.1606 | 11.9102 | 1.4256 | 1.4256 | 1.2098 | 7.0617 | 15.0014 | 9.6783 | 0.76085 | 0.34355 | 1.2098 | 5.5069 | 9.2758 | 12.3852 | 9.0523 | 0.99288 | 0.99288 | 0.90608 | 5.4199 | 11.3585 | 7.2486 | 0.54908
2011-01-23 | Sunday | MWh | 25 | 25 | 25 | 25 | 1.3189 | 0.13367 | 22.2387 | 25 | 25 | 25 | 5.7309 | 0.016708 | 3.609 | 25 | 25 | 25 | 25 | 1.0693 | 0.13367 | 22.2387 | 25 | 25 | 25 | 5.7309 | 2011-01-23 | Sunday | MWh | 25 | 25 | 25 | 25 | 25 | 3.1221 | 12.1153 | 25 | 25 | 25 | 25 | 12.1153 | 12.1153 | 25 | 25 | 25 | 25 | 24.9769 | 3.1221 | 12.1153 | 25 | 25 | 25 | 25 | 2011-01-23 | Sunday | MWh | 0.26228 | 0.90608 | 4.156 | 7.0816 | 9.249 | 6.6926 | 0.65799 | 0.65799 | 0.65799 | 4.0546 | 8.3589 | 5.2639 | 0.38078 | 0.19496 | 0.65799 | 3.0463 | 5.2639 | 6.6926 | 6.6926 | 0.65799 | 0.65799 | 0.65799 | 4.0546 | 8.3589
2011-01-24 | Monday | MWh | 0.016708 | 3.609 | 25 | 25 | 25 | 25 | 1.0693 | 0.14823 | 25 | 25 | 25 | 25 | 6.8596 | 0.020608 | 4.7684 | 25 | 25 | 25 | 25 | 1.3189 | 0.16383 | 25 | 25 | 25 | 2011-01-24 | Monday | MWh | 12.1153 | 12.1153 | 25 | 25 | 25 | 25 | 24.9769 | 3.9146 | 15.31 | 25 | 25 | 25 | 25 | 15.31 | 15.31 | 25 | 25 | 25 | 25 | 25 | 4.8309 | 19.0221 | 25 | 25 | 2011-01-24 | Monday | MWh | 5.2639 | 0.38078 | 0.19496 | 0.65799 | 3.0463 | 5.2639 | 6.6926 | 9.0523 | 0.99288 | 0.99288 | 0.90608 | 5.4199 | 11.3585 | 7.2486 | 0.54908 | 0.26228 | 0.90608 | 4.156 | 7.0816 | 9.249 | 11.9102 | 1.4256 | 1.4256 | 1.2098
2011-01-25 | Tuesday | MWh | 25 | 8.1275 | 0.025071 | 6.1529 | 25 | 25 | 25 | 25 | 1.6045 | 0.18047 | 25 | 25 | 25 | 25 | 9.5427 | 0.030136 | 7.7823 | 25 | 25 | 25 | 25 | 1.9287 | 0.19821 | 25 | 2011-01-25 | Tuesday | MWh | 25 | 25 | 19.0221 | 19.0221 | 25 | 25 | 25 | 25 | 25 | 5.8802 | 23.2904 | 25 | 25 | 25 | 25 | 23.2904 | 23.2904 | 25 | 25 | 25 | 25 | 25 | 7.0713 | 25 | 2011-01-25 | Tuesday | MWh | 7.0617 | 15.0014 | 9.6783 | 0.76085 | 0.34355 | 1.2098 | 5.5069 | 9.2758 | 12.3852 | 15.314 | 1.9687 | 1.9687 | 1.5748 | 9.0056 | 19.3502 | 12.5981 | 1.0211 | 0.44008 | 1.5748 | 7.1229 | 11.8821 | 16.1606 | 19.3113 | 2.6347
2011-01-26 | Wednesday | MWh | 25 | 25 | 25 | 11.1133 | 0.035841 | 9.6767 | 25 | 25 | 25 | 25 | 2.2938 | 0.21707 | 25 | 25 | 25 | 25 | 12.8474 | 0.042225 | 11.8559 | 25 | 25 | 25 | 25 | 2.7024 | 2011-01-26 | Wednesday | MWh | 25 | 25 | 25 | 25 | 25 | 25 | 25 | 25 | 25 | 25 | 25 | 8.4133 | 25 | 25 | 25 | 25 | 25 | 25 | 25 | 25 | 25 | 25 | 25 | 25 | 2011-01-26 | Wednesday | MWh | 2.6347 | 2.0066 | 11.2769 | 24.4673 | 16.0529 | 1.3347 | 0.55318 | 2.0066 | 9.0275 | 14.9358 | 20.6344 | 23.9499 | 3.4361 | 3.4361 | 2.511 | 13.9012 | 25 | 20.0877 | 1.7068 | 0.68417 | 2.511 | 11.2447 | 18.4725 | 25
2011-01-27 | Thursday | MWh | 0.2371 | 25 | 25 | 25 | 25 | 14.7532 | 0.049324 | 14.3399 | 25 | 25 | 25 | 25 | 3.1568 | 0.25832 | 25 | 25 | 25 | 25 | 16.8387 | 0.057178 | 17.1488 | 25 | 25 | 25 | 2011-01-27 | Thursday | MWh | 9.9152 | 25 | 25 | 25 | 25 | 25 | 25 | 25 | 25 | 25 | 25 | 25 | 25 | 11.5859 | 25 | 25 | 25 | 25 | 25 | 25 | 25 | 25 | 25 | 25 | 2011-01-27 | Thursday | MWh | 25 | 4.3855 | 4.3855 | 3.0935 | 16.9041 | 25 | 24.7477 | 2.1424 | 0.83436 | 3.0935 | 13.798 | 22.5276 | 25 | 25 | 5.4955 | 5.4955 | 3.7597 | 20.3109 | 25 | 25 | 2.6463 | 1.0051 | 3.7597 | 16.7112
2011-01-28 | Friday | MWh | 25 | 3.6594 | 0.28077 | 25 | 25 | 25 | 25 | 19.112 | 0.065824 | 20.3023 | 25 | 25 | 25 | 25 | 4.2127 | 0.30448 | 25 | 25 | 25 | 25 | 21.5812 | 0.075301 | 23.8206 | 25 | 2011-01-28 | Friday | MWh | 25 | 25 | 13.4346 | 25 | 25 | 25 | 25 | 25 | 25 | 25 | 25 | 25 | 25 | 25 | 25 | 15.4701 | 25 | 25 | 25 | 25 | 25 | 25 | 25 | 25 | 2011-01-28 | Friday | MWh | 25 | 25 | 25 | 6.7784 | 6.7784 | 4.5154 | 24.1472 | 25 | 25 | 3.2237 | 1.1976 | 4.5154 | 20.0081 | 25 | 25 | 25 | 8.247 | 8.247 | 5.366 | 25 | 25 | 25 | 3.8794 | 1.4132
2011-01-29 | Saturday | MWh | 25 | 25 | 25 | 4.8193 | 0.32949 | 25 | 25 | 25 | 25 | 24.2545 | 0.085646 | 25 | 25 | 25 | 25 | 25 | 5.4813 | 0.35584 | 25 | 25 | 25 | 25 | 25 | 0.096898 | 2011-01-29 | Saturday | MWh | 25 | 25 | 25 | 25 | 17.7014 | 25 | 25 | 25 | 25 | 25 | 25 | 25 | 25 | 25 | 25 | 25 | 25 | 20.1377 | 25 | 25 | 25 | 25 | 25 | 25 | 2011-01-29 | Saturday | MWh | 5.366 | 23.7123 | 25 | 25 | 25 | 9.9137 | 9.9137 | 6.3173 | 25 | 25 | 25 | 4.6186 | 1.6534 | 6.3173 | 25 | 25 | 25 | 25 | 11.7911 | 11.7911 | 7.3749 | 25 | 25 | 25
2011-01-30 | Sunday | MWh | 25 | 25 | 25 | 25 | 25 | 6.2014 | 0.38355 | 25 | 25 | 25 | 25 | 25 | 0.10909 | 25 | 25 | 25 | 25 | 25 | 6.982 | 0.41267 | 25 | 25 | 25 | 25 | 2011-01-30 | Sunday | MWh | 25 | 25 | 25 | 25 | 25 | 25 | 22.7878 | 25 | 25 | 25 | 25 | 25 | 25 | 25 | 25 | 25 | 25 | 25 | 25 | 25 | 25 | 25 | 25 | 25 | 2011-01-30 | Sunday | MWh | 5.4462 | 1.9192 | 7.3749 | 25 | 25 | 25 | 25 | 13.8917 | 13.8917 | 8.5444 | 25 | 25 | 25 | 6.3671 | 2.2122 | 8.5444 | 25 | 25 | 25 | 25 | 16.228 | 16.228 | 9.8313 | 25
2011-01-31 | Monday | MWh | 25 | 0.12227 | 25 | 25 | 25 | 25 | 25 | 7.8255 | 0.12009 | 0.12009 | 0.12009 | 0.12009 | 0.12009 | 0.12009 | 0.12009 | 0.12009 | 0.12009 | 0.12009 | 0.12009 | 0.12009 | 0.12009 | 0.10746 | 0.10746 | 0.10746 | 2011-01-31 | Monday | MWh | 25 | 25 | 25 | 25 | 25 | 25 | 25 | 25 | 2.4445 | 2.4445 | 2.4445 | 2.4445 | 2.4445 | 2.4445 | 2.4445 | 2.4445 | 2.4445 | 2.4445 | 2.4445 | 2.4445 | 2.4445 | 1.8729 | 1.8729 | 1.8729 | 2011-01-31 | Monday | MWh | 25 | 25 | 7.3864 | 2.5335 | 9.8313 | 25 | 25 | 25 | 4.7834 | 16.228 | 16.228 | 9.8313 | 25 | 25 | 25 | 7.3864 | 2.5335 | 9.8313 | 25 | 25 | 25 | 3.2769 | 13.8917 | 13.8917
Total | [26 empty] | Phased Baseload | [26 empty] | Scotland Demand
DOY | Day | Units | 0:00 | 1:00 | 2:00 | 3:00 | 4:00 | 5:00 | 6:00 | 7:00 | 8:00 | 9:00 | 10:00 | 11:00 | 12:00 | 13:00 | 14:00 | 15:00 | 16:00 | 17:00 | 18:00 | 19:00 | 20:00 | 21:00 | 22:00 | 23:00 | DOY | Day | Units | 0:00 | 1:00 | 2:00 | 3:00 | 4:00 | 5:00 | 6:00 | 7:00 | 8:00 | 9:00 | 10:00 | 11:00 | 12:00 | 13:00 | 14:00 | 15:00 | 16:00 | 17:00 | 18:00 | 19:00 | 20:00 | 21:00 | 22:00 | 23:00 | DOY | Day | Units | 0:00 | 1:00 | 2:00 | 3:00 | 4:00 | 5:00 | 6:00 | 7:00 | 8:00 | 9:00 | 10:00 | 11:00 | 12:00 | 13:00 | 14:00 | 15:00 | 16:00 | 17:00 | 18:00 | 19:00 | 20:00 | 21:00 | 22:00 | 23:00
2011-01-01 | Saturday | MWh | 91.8825 | 109.4022 | 116.4634 | 111.7145 | 129.4638 | 133.7184 | 106.478 | 113.7421 | 84.9764 | 112.8218 | 133.7184 | 136.6042 | 114.1812 | 87.9138 | 105.0846 | 114.1058 | 110.1974 | 128.9184 | 132.8195 | 105.7554 | 112.0134 | 83.8454 | 111.2101 | 132.8195 | 2011-01-01 | Saturday | kWh | 24.3687 | 24.3687 | 24.3687 | 24.3687 | 24.3687 | 24.3687 | 24.3687 | 24.3687 | 24.3687 | 24.3687 | 24.3687 | 24.3687 | 24.3687 | 24.3687 | 24.3687 | 24.3687 | 24.3687 | 24.3687 | 24.3687 | 24.3687 | 24.3687 | 24.3687 | 24.3687 | 24.3687 | 2011-01-01 | Saturday | MWh | 13845.3 | 13811.86 | 13072 | 12566.22 | 11692.6 | 11243.44 | 11213.8 | 11034.82 | 10845.96 | 11786.46 | 13085.3 | 14070.26 | 14678.26 | 14761.48 | 14732.6 | 14780.48 | 15835.74 | 17174.86 | 16930.52 | 16353.3 | 15805.34 | 15106.52 | 14082.8 | 13134.7
2011-01-02 | Sunday | MWh | 135.2866 | 112.6283 | 83.6342 | 101.1523 | 111.9853 | 108.8175 | 128.4194 | 131.9846 | 105.0887 | 110.4379 | 82.8038 | 109.7403 | 131.9846 | 134.0728 | 111.1932 | 79.6907 | 97.5869 | 110.0893 | 107.568 | 127.9647 | 130.4658 | 100.7059 | 109.0085 | 81.8479 | 2011-01-02 | Sunday | kWh | 24.3687 | 24.3687 | 24.3687 | 24.3687 | 24.3687 | 24.3687 | 24.3687 | 24.3687 | 24.3687 | 24.3687 | 24.3687 | 24.3687 | 24.3687 | 24.3687 | 24.3687 | 24.3687 | 24.3687 | 24.3687 | 24.3687 | 24.3687 | 24.3687 | 24.3687 | 24.3687 | 24.3687 | 2011-01-02 | Sunday | MWh | 13050.34 | 12783.96 | 12252.72 | 12103 | 11449.4 | 11226.34 | 11479.8 | 11865.88 | 12427.14 | 13984.38 | 15053.32 | 15584.18 | 15837.64 | 15710.34 | 15737.32 | 15820.16 | 17084.04 | 18771.62 | 18513.98 | 17651 | 16672.88 | 15620.66 | 14598.84 | 13750.68
2011-01-03 | Monday | MWh | 108.4058 | 131.2113 | 132.9584 | 109.8712 | 76.0694 | 94.3699 | 108.4052 | 106.4427 | 127.5521 | 127.0786 | 96.707 | 106.5385 | 80.974 | 107.2002 | 129.2097 | 131.9392 | 108.6577 | 72.7565 | 91.4829 | 106.9204 | 105.4349 | 126.327 | 123.9523 | 93.1497 | 2011-01-03 | Monday | kWh | 24.3687 | 24.3687 | 24.3687 | 24.3687 | 24.3687 | 24.3687 | 24.3687 | 24.3687 | 24.3687 | 24.3687 | 24.3687 | 24.3687 | 24.3687 | 24.3687 | 24.3687 | 24.3687 | 24.3687 | 24.3687 | 24.3687 | 24.3687 | 24.3687 | 24.3687 | 24.3687 | 24.3687 | 2011-01-03 | Monday | MWh | 13497.98 | 13127.86 | 12489.08 | 12335.18 | 11680.82 | 11387.84 | 11449.78 | 11537.56 | 11878.04 | 13396.9 | 14983.4 | 15903 | 16355.58 | 16267.04 | 16175.08 | 16238.16 | 17581.84 | 19183.54 | 18873.84 | 18319.8 | 17526.74 | 16510.24 | 15139.96 | 13776.52
2011-01-04 | Tuesday | MWh | 101.8612 | 80.1783 | 106.1167 | 124.8484 | 131.011 | 107.5479 | 69.7384 | 88.9076 | 105.6223 | 104.5383 | 122.1564 | 121.0765 | 90.008 | 97.6731 | 79.4573 | 102.3813 | 120.949 | 130.1694 | 106.5374 | 67.0011 | 86.6255 | 104.4984 | 103.7462 | 118.4513 | 2011-01-04 | Tuesday | kWh | 24.3687 | 24.3687 | 24.3687 | 24.3687 | 24.3687 | 24.3687 | 24.3687 | 24.3687 | 24.3687 | 24.3687 | 24.3687 | 24.3687 | 24.3687 | 24.3687 | 24.3687 | 24.3687 | 24.3687 | 24.3687 | 24.3687 | 24.3687 | 24.3687 | 24.3687 | 24.3687 | 24.3687 | 2011-01-04 | Tuesday | MWh | 13606.66 | 13447.82 | 13041.22 | 13118.74 | 12688.96 | 12754.7 | 14121.56 | 16489.72 | 17790.84 | 19050.92 | 19571.52 | 19726.94 | 19778.24 | 19582.92 | 19549.48 | 19459.8 | 20509.36 | 21932.46 | 21534.22 | 20891.64 | 19596.22 | 18496.5 | 16653.12 | 14819.24
2011-01-05 | Wednesday | MWh | 118.4407 | 87.0036 | 93.9469 | 78.8072 | 98.7615 | 117.4855 | 126.938 | 105.6214 | 63.4809 | 84.6183 | 103.5361 | 103.0522 | 115.1843 | 116.0345 | 79.955 | 90.6556 | 78.2242 | 95.4827 | 114.4317 | 122.202 | 104.7952 | 55.3025 | 82.8675 | 102.7228 | 2011-01-05 | Wednesday | kWh | 24.3687 | 24.3687 | 24.3687 | 24.3687 | 24.3687 | 24.3687 | 24.3687 | 24.3687 | 24.3687 | 24.3687 | 24.3687 | 24.3687 | 24.3687 | 24.3687 | 24.3687 | 24.3687 | 24.3687 | 24.3687 | 24.3687 | 24.3687 | 24.3687 | 24.3687 | 24.3687 | 24.3687 | 2011-01-05 | Wednesday | MWh | 14473.06 | 14362.86 | 13962.72 | 13959.68 | 13448.2 | 13506.34 | 14943.12 | 17609.2 | 18900.82 | 19478.42 | 19847.4 | 19939.36 | 20113.78 | 19900.6 | 19864.88 | 19627 | 20696.7 | 21686.98 | 21208.56 | 20563.7 | 19486.78 | 18041.64 | 16416.38 | 14761.1
2011-01-06 | Thursday | MWh | 102.4499 | 112.3276 | 113.3146 | 73.8691 | 87.7719 | 77.7047 | 92.5276 | 111.7616 | 118.0584 | 98.3658 | 45.8975 | 79.6451 | 102.0459 | 101.9327 | 109.8539 | 104.9609 | 66.965 | 83.5591 | 77.245 | 89.8788 | 109.449 | 114.4675 | 89.8013 | 37.6603 | 2011-01-06 | Thursday | kWh | 24.3687 | 24.3687 | 24.3687 | 24.3687 | 24.3687 | 24.3687 | 24.3687 | 24.3687 | 24.3687 | 24.3687 | 24.3687 | 24.3687 | 24.3687 | 24.3687 | 24.3687 | 24.3687 | 24.3687 | 24.3687 | 24.3687 | 24.3687 | 24.3687 | 24.3687 | 24.3687 | 24.3687 | 2011-01-06 | Thursday | MWh | 14404.28 | 14278.12 | 13809.2 | 13762.84 | 13287.84 | 13281.76 | 14510.3 | 16615.12 | 17944.36 | 18849.9 | 19394.82 | 19623.2 | 19869.44 | 19615.6 | 19572.66 | 19386.84 | 20117.2 | 21391.72 | 21113.94 | 20352.04 | 19315.78 | 17964.88 | 16327.08 | 14821.9
2011-01-07 | Friday | MWh | 74.0836 | 101.4928 | 101.494 | 107.7355 | 92.1829 | 58.3226 | 75.0149 | 76.8413 | 87.519 | 107.4679 | 111.3894 | 82.3596 | 30.5108 | 69.2796 | 101.0511 | 101.1275 | 105.9448 | 77.847 | 50.9857 | 64.2873 | 76.49 | 85.4308 | 105.7921 | 108.7846 | 2011-01-07 | Friday | kWh | 24.3687 | 24.3687 | 24.3687 | 24.3687 | 24.3687 | 24.3687 | 24.3687 | 24.3687 | 24.3687 | 24.3687 | 24.3687 | 24.3687 | 24.3687 | 24.3687 | 24.3687 | 24.3687 | 24.3687 | 24.3687 | 24.3687 | 24.3687 | 24.3687 | 24.3687 | 24.3687 | 24.3687 | 2011-01-07 | Friday | MWh | 14555.9 | 14552.48 | 14197.94 | 14169.82 | 13751.82 | 13721.42 | 14902.84 | 17010.32 | 18335.76 | 19525.92 | 20126.7 | 20250.2 | 20360.02 | 20151.4 | 20117.96 | 19929.1 | 20694.8 | 22231.14 | 21901.3 | 21147.76 | 20047.28 | 18776.56 | 17000.06 | 15369.1
2011-01-08 | Saturday | MWh | 75.9582 | 24.3687 | 62.4145 | 100.708 | 100.8267 | 104.4544 | 65.753 | 44.8446 | 55.228 | 76.1873 | 83.5968 | 104.3956 | 106.6133 | 70.4914 | 24.3687 | 62.4145 | 100.708 | 100.8267 | 104.4544 | 65.753 | 44.8446 | 55.228 | 76.1873 | 83.5968 | 2011-01-08 | Saturday | kWh | 24.3687 | 24.3687 | 24.3687 | 24.3687 | 24.3687 | 24.3687 | 24.3687 | 24.3687 | 24.3687 | 24.3687 | 24.3687 | 24.3687 | 24.3687 | 24.3687 | 24.3687 | 24.3687 | 24.3687 | 24.3687 | 24.3687 | 24.3687 | 24.3687 | 24.3687 | 24.3687 | 24.3687 | 2011-01-08 | Saturday | MWh | 15091.7 | 14992.52 | 14557.42 | 14470.4 | 13998.82 | 14034.54 | 15268.4 | 17334.84 | 18675.86 | 19680.58 | 20166.6 | 20347.86 | 20389.28 | 20033.98 | 19816.62 | 19471.58 | 20092.12 | 21632.26 | 21202.48 | 20412.46 | 19261.06 | 18044.68 | 16588.52 | 15224.32
2011-01-09 | Sunday | MWh | 104.3956 | 106.6133 | 70.4914 | 30.5108 | 69.2796 | 101.0511 | 101.1275 | 105.9448 | 77.847 | 50.9857 | 64.2873 | 76.49 | 85.4308 | 105.7921 | 108.7846 | 75.9582 | 37.6603 | 74.0836 | 101.4928 | 101.494 | 107.7355 | 92.1829 | 58.3226 | 75.0149 | 2011-01-09 | Sunday | kWh | 24.3687 | 24.3687 | 24.3687 | 24.3687 | 24.3687 | 24.3687 | 24.3687 | 24.3687 | 24.3687 | 24.3687 | 24.3687 | 24.3687 | 24.3687 | 24.3687 | 24.3687 | 24.3687 | 24.3687 | 24.3687 | 24.3687 | 24.3687 | 24.3687 | 24.3687 | 24.3687 | 24.3687 | 2011-01-09 | Sunday | MWh | 15019.12 | 14724.62 | 14126.12 | 14086.22 | 13516.98 | 13236.16 | 13468.34 | 13864.3 | 14635.32 | 16422.84 | 17448.08 | 17807.18 | 17892.68 | 17663.54 | 17529.02 | 17392.6 | 18180.34 | 20168.5 | 19865.64 | 19096.9 | 18032.14 | 16879.6 | 15578.48 | 14576.04
2011-01-10 | Monday | MWh | 76.8413 | 87.519 | 107.4679 | 111.3894 | 82.3596 | 45.8975 | 79.6451 | 102.0459 | 101.9327 | 109.8539 | 104.9609 | 66.965 | 83.5591 | 77.245 | 89.8788 | 109.449 | 114.4675 | 89.8013 | 55.3025 | 82.8675 | 102.7228 | 102.4499 | 112.3276 | 113.3146 | 2011-01-10 | Monday | kWh | 24.3687 | 24.3687 | 24.3687 | 24.3687 | 24.3687 | 24.3687 | 24.3687 | 24.3687 | 24.3687 | 24.3687 | 24.3687 | 24.3687 | 24.3687 | 24.3687 | 24.3687 | 24.3687 | 24.3687 | 24.3687 | 24.3687 | 24.3687 | 24.3687 | 24.3687 | 24.3687 | 24.3687 | 2011-01-10 | Monday | MWh | 14530.82 | 14125.74 | 13564.1 | 13543.2 | 12964.08 | 12579.52 | 12528.6 | 12463.24 | 12875.16 | 14599.98 | 16239.68 | 17296.84 | 17926.12 | 17865.32 | 17803.38 | 17752.08 | 18681.56 | 19863.36 | 19519.08 | 18626.84 | 17733.46 | 16711.64 | 15340.22 | 13987.42
2011-01-11 | Tuesday | MWh | 73.8691 | 87.7719 | 77.7047 | 92.5276 | 111.7616 | 118.0584 | 98.3658 | 63.4809 | 84.6183 | 103.5361 | 103.0522 | 115.1843 | 116.0345 | 79.955 | 90.6556 | 78.2242 | 95.4827 | 114.4317 | 122.202 | 104.7952 | 67.0011 | 86.6255 | 104.4984 | 103.7462 | 2011-01-11 | Tuesday | kWh | 24.3687 | 24.3687 | 24.3687 | 24.3687 | 24.3687 | 24.3687 | 24.3687 | 24.3687 | 24.3687 | 24.3687 | 24.3687 | 24.3687 | 24.3687 | 24.3687 | 24.3687 | 24.3687 | 24.3687 | 24.3687 | 24.3687 | 24.3687 | 24.3687 | 24.3687 | 24.3687 | 24.3687 | 2011-01-11 | Tuesday | MWh | 13868.48 | 13844.16 | 13573.6 | 13569.42 | 13100.12 | 13128.24 | 14641.4 | 17371.7 | 18822.54 | 19520.98 | 20069.7 | 20279.08 | 20435.64 | 20342.54 | 20358.88 | 20057.92 | 21002.98 | 22039.24 | 21467.72 | 20696.7 | 19547.96 | 18303.84 | 16514.8 | 14815.06
2011-01-12 | Wednesday | MWh | 118.4513 | 118.4407 | 87.0036 | 93.9469 | 78.8072 | 98.7615 | 117.4855 | 126.938 | 105.6214 | 69.7384 | 88.9076 | 105.6223 | 104.5383 | 122.1564 | 121.0765 | 90.008 | 97.6731 | 79.4573 | 102.3813 | 120.949 | 130.1694 | 106.5374 | 72.7565 | 91.4829 | 2011-01-12 | Wednesday | kWh | 24.3687 | 24.3687 | 24.3687 | 24.3687 | 24.3687 | 24.3687 | 24.3687 | 24.3687 | 24.3687 | 24.3687 | 24.3687 | 24.3687 | 24.3687 | 24.3687 | 24.3687 | 24.3687 | 24.3687 | 24.3687 | 24.3687 | 24.3687 | 24.3687 | 24.3687 | 24.3687 | 24.3687 | 2011-01-12 | Wednesday | MWh | 14579.08 | 14475.72 | 14148.16 | 14151.96 | 13580.44 | 13623.38 | 14961.36 | 17614.9 | 18807.34 | 19204.82 | 19593.18 | 19712.5 | 19881.22 | 19804.08 | 19906.3 | 19893 | 20969.54 | 21678.62 | 21207.8 | 20430.32 | 19467.02 | 18095.22 | 16186.48 | 14432.4
2011-01-13 | Thursday | MWh | 106.9204 | 105.4349 | 126.327 | 123.9523 | 93.1497 | 101.8612 | 80.1783 | 106.1167 | 124.8484 | 131.011 | 107.5479 | 76.0694 | 94.3699 | 108.4052 | 106.4427 | 127.5521 | 127.0786 | 96.707 | 106.5385 | 80.974 | 107.2002 | 129.2097 | 131.9392 | 108.6577 | 2011-01-13 | Thursday | kWh | 24.3687 | 24.3687 | 24.3687 | 24.3687 | 24.3687 | 24.3687 | 24.3687 | 24.3687 | 24.3687 | 24.3687 | 24.3687 | 24.3687 | 24.3687 | 24.3687 | 24.3687 | 24.3687 | 24.3687 | 24.3687 | 24.3687 | 24.3687 | 24.3687 | 24.3687 | 24.3687 | 24.3687 | 2011-01-13 | Thursday | MWh | 14186.54 | 14177.04 | 13837.32 | 13768.92 | 13304.94 | 13357 | 14811.64 | 17535.86 | 18852.94 | 19354.16 | 19828.4 | 20118.34 | 20260.84 | 20198.52 | 20168.12 | 19945.06 | 20709.24 | 21959.82 | 21460.88 | 20647.3 | 19742.14 | 18229.36 | 16480.98 | 14898.28
2011-01-14 | Friday | MWh | 79.6907 | 97.5869 | 110.0893 | 107.568 | 127.9647 | 130.4658 | 100.7059 | 109.0085 | 81.8479 | 108.4058 | 131.2113 | 132.9584 | 109.8712 | 83.6342 | 101.1523 | 111.9853 | 108.8175 | 128.4194 | 131.9846 | 105.0887 | 110.4379 | 82.8038 | 109.7403 | 131.9846 | 2011-01-14 | Friday | kWh | 24.3687 | 24.3687 | 24.3687 | 24.3687 | 24.3687 | 24.3687 | 24.3687 | 24.3687 | 24.3687 | 24.3687 | 24.3687 | 24.3687 | 24.3687 | 24.3687 | 24.3687 | 24.3687 | 24.3687 | 24.3687 | 24.3687 | 24.3687 | 24.3687 | 24.3687 | 24.3687 | 24.3687 | 2011-01-14 | Friday | MWh | 14555.52 | 14481.04 | 14157.28 | 14049.36 | 13594.12 | 13561.44 | 14968.2 | 17731.94 | 18985.18 | 19425.22 | 19693.12 | 19809.02 | 19908.2 | 19899.08 | 19825.74 | 19526.3 | 20361.92 | 21764.5 | 21287.6 | 20575.86 | 19374.68 | 18083.82 | 16299.72 | 14689.66
2011-01-15 | Saturday | MWh | 134.0728 | 111.1932 | 87.9138 | 105.0846 | 114.1058 | 110.1974 | 128.9184 | 132.8195 | 105.7554 | 112.0134 | 83.8454 | 111.2101 | 132.8195 | 135.2866 | 112.6283 | 91.8825 | 109.4022 | 116.4634 | 111.7145 | 129.4638 | 133.7184 | 106.478 | 113.7421 | 84.9764 | 2011-01-15 | Saturday | kWh | 24.3687 | 24.3687 | 24.3687 | 24.3687 | 24.3687 | 24.3687 | 24.3687 | 24.3687 | 24.3687 | 24.3687 | 24.3687 | 24.3687 | 24.3687 | 24.3687 | 24.3687 | 24.3687 | 24.3687 | 24.3687 | 24.3687 | 24.3687 | 24.3687 | 24.3687 | 24.3687 | 24.3687 | 2011-01-15 | Saturday | MWh | 14316.88 | 14250.38 | 13839.22 | 13664.42 | 13080.36 | 13055.66 | 14448.74 | 17102.28 | 18569.08 | 18939.2 | 19204.44 | 19282.72 | 19303.24 | 18990.5 | 18820.26 | 18392.76 | 19189.24 | 20597.52 | 19890.72 | 18884.1 | 17636.56 | 16435.38 | 14954.14 | 13790.58
2011-01-16 | Sunday | MWh | 112.8218 | 133.7184 | 136.6042 | 114.1812 | 91.8825 | 109.4022 | 116.4634 | 111.7145 | 129.4638 | 133.7184 | 106.478 | 113.7421 | 84.9764 | 112.8218 | 133.7184 | 136.6042 | 114.1812 | 87.9138 | 105.0846 | 114.1058 | 110.1974 | 128.9184 | 132.8195 | 105.7554 | 2011-01-16 | Sunday | kWh | 24.3687 | 24.3687 | 24.3687 | 24.3687 | 24.3687 | 24.3687 | 24.3687 | 24.3687 | 24.3687 | 24.3687 | 24.3687 | 24.3687 | 24.3687 | 24.3687 | 24.3687 | 24.3687 | 24.3687 | 24.3687 | 24.3687 | 24.3687 | 24.3687 | 24.3687 | 24.3687 | 24.3687 | 2011-01-16 | Sunday | MWh | 13597.54 | 13287.46 | 12719.36 | 12554.82 | 12003.06 | 11698.68 | 12116.3 | 12730 | 13856.32 | 15674.62 | 16734.82 | 17031.22 | 17231.1 | 16997.4 | 16802.84 | 16620.82 | 17159.28 | 18859.02 | 18628.36 | 17666.2 | 16500.36 | 15389.62 | 14321.06 | 13480.5
2011-01-17 | Monday | MWh | 112.0134 | 83.8454 | 111.2101 | 132.8195 | 135.2866 | 112.6283 | 83.6342 | 101.1523 | 111.9853 | 108.8175 | 128.4194 | 131.9846 | 105.0887 | 110.4379 | 82.8038 | 109.7403 | 131.9846 | 134.0728 | 111.1932 | 79.6907 | 97.5869 | 110.0893 | 107.568 | 127.9647 | 2011-01-17 | Monday | kWh | 24.3687 | 24.3687 | 24.3687 | 24.3687 | 24.3687 | 24.3687 | 24.3687 | 24.3687 | 24.3687 | 24.3687 | 24.3687 | 24.3687 | 24.3687 | 24.3687 | 24.3687 | 24.3687 | 24.3687 | 24.3687 | 24.3687 | 24.3687 | 24.3687 | 24.3687 | 24.3687 | 24.3687 | 2011-01-17 | Monday | MWh | 13429.2 | 13085.68 | 12420.68 | 12151.64 | 11542.5 | 11254.08 | 11296.64 | 11569.1 | 11901.22 | 13353.2 | 14751.98 | 15420.78 | 15789 | 15706.54 | 15590.64 | 15485 | 16132.14 | 18450.9 | 18356.66 | 17528.26 | 16783.84 | 15710.72 | 14355.64 | 13088.72
2011-01-18 | Tuesday | MWh | 130.4658 | 100.7059 | 109.0085 | 81.8479 | 108.4058 | 131.2113 | 132.9584 | 109.8712 | 76.0694 | 94.3699 | 108.4052 | 106.4427 | 127.5521 | 127.0786 | 96.707 | 106.5385 | 80.974 | 107.2002 | 129.2097 | 131.9392 | 108.6577 | 72.7565 | 91.4829 | 83.5327 | 2011-01-18 | Tuesday | kWh | 24.3687 | 24.3687 | 24.3687 | 24.3687 | 24.3687 | 24.3687 | 24.3687 | 24.3687 | 24.3687 | 24.3687 | 24.3687 | 24.3687 | 24.3687 | 24.3687 | 24.3687 | 24.3687 | 24.3687 | 24.3687 | 24.3687 | 24.3687 | 24.3687 | 24.3687 | 24.3687 | 24.3687 | 2011-01-18 | Tuesday | MWh | 12915.44 | 12801.44 | 12429.8 | 12328.72 | 11784.94 | 11878.04 | 13542.06 | 16535.32 | 17818.2 | 18160.96 | 18444.82 | 18465.34 | 18567.18 | 18468 | 18441.02 | 18176.16 | 18970.36 | 20784.86 | 20305.3 | 19543.4 | 18422.4 | 17221.22 | 15505.52 | 13822.5
2011-01-19 | Wednesday | MWh | 105.4349 | 126.327 | 123.9523 | 93.1497 | 101.8612 | 80.1783 | 106.1167 | 124.8484 | 131.011 | 107.5479 | 69.7384 | 88.9076 | 105.6223 | 104.5383 | 122.1564 | 121.0765 | 90.008 | 97.6731 | 79.4573 | 102.3813 | 120.949 | 130.1694 | 106.5374 | 67.0011 | 2011-01-19 | Wednesday | kWh | 24.3687 | 24.3687 | 24.3687 | 24.3687 | 24.3687 | 24.3687 | 24.3687 | 24.3687 | 24.3687 | 24.3687 | 24.3687 | 24.3687 | 24.3687 | 24.3687 | 24.3687 | 24.3687 | 24.3687 | 24.3687 | 24.3687 | 24.3687 | 24.3687 | 24.3687 | 24.3687 | 24.3687 | 2011-01-19 | Wednesday | MWh | 13504.82 | 13414.76 | 13048.06 | 12866.8 | 12322.26 | 12405.1 | 13919.02 | 16784.6 | 17923.84 | 18149.18 | 18304.22 | 18387.06 | 18505.62 | 18368.82 | 18364.64 | 18181.1 | 19078.28 | 20505.56 | 20060.2 | 19379.62 | 18476.36 | 16985.62 | 15263.08 | 13563.72
2011-01-20 | Thursday | MWh | 86.6255 | 104.4984 | 103.7462 | 118.4513 | 118.4407 | 87.0036 | 93.9469 | 78.8072 | 98.7615 | 117.4855 | 126.938 | 105.6214 | 63.4809 | 84.6183 | 103.5361 | 103.0522 | 115.1843 | 116.0345 | 79.955 | 90.6556 | 78.2242 | 95.4827 | 114.4317 | 122.202 | 2011-01-20 | Thursday | kWh | 24.3687 | 24.3687 | 24.3687 | 24.3687 | 24.3687 | 24.3687 | 24.3687 | 24.3687 | 24.3687 | 24.3687 | 24.3687 | 24.3687 | 24.3687 | 24.3687 | 24.3687 | 24.3687 | 24.3687 | 24.3687 | 24.3687 | 24.3687 | 24.3687 | 24.3687 | 24.3687 | 24.3687 | 2011-01-20 | Thursday | MWh | 13171.18 | 13074.66 | 12622.84 | 12493.64 | 12000.78 | 12098.82 | 13694.82 | 16706.32 | 18165.52 | 18484.34 | 18818.36 | 18999.24 | 19174.42 | 19215.08 | 19203.3 | 19109.82 | 20014.98 | 21063.02 | 20589.16 | 19953.8 | 18954.02 | 17592.1 | 15891.98 | 14222.64
2011-01-21 | Friday | MWh | 104.7952 | 55.3025 | 82.8675 | 102.7228 | 102.4499 | 112.3276 | 113.3146 | 73.8691 | 87.7719 | 77.7047 | 92.5276 | 111.7616 | 118.0584 | 98.3658 | 45.8975 | 79.6451 | 102.0459 | 101.9327 | 109.8539 | 104.9609 | 66.965 | 83.5591 | 77.245 | 89.8788 | 2011-01-21 | Friday | kWh | 24.3687 | 24.3687 | 24.3687 | 24.3687 | 24.3687 | 24.3687 | 24.3687 | 24.3687 | 24.3687 | 24.3687 | 24.3687 | 24.3687 | 24.3687 | 24.3687 | 24.3687 | 24.3687 | 24.3687 | 24.3687 | 24.3687 | 24.3687 | 24.3687 | 24.3687 | 24.3687 | 24.3687 | 2011-01-21 | Friday | MWh | 13861.64 | 13771.2 | 13343.7 | 13138.88 | 12622.84 | 12711 | 14205.54 | 17149.78 | 18233.54 | 18460.4 | 18680.8 | 18680.04 | 18739.32 | 18603.66 | 18525.76 | 18368.06 | 19239.02 | 20733.94 | 20373.7 | 19677.16 | 18543.62 | 17141.8 | 15346.68 | 13737.38
2011-01-22 | Saturday | MWh | 109.449 | 114.4675 | 89.8013 | 37.6603 | 74.0836 | 101.4928 | 101.494 | 107.7355 | 92.1829 | 58.3226 | 75.0149 | 76.8413 | 87.519 | 107.4679 | 111.3894 | 82.3596 | 30.5108 | 69.2796 | 101.0511 | 101.1275 | 105.9448 | 77.847 | 50.9857 | 64.2873 | 2011-01-22 | Saturday | kWh | 24.3687 | 24.3687 | 24.3687 | 24.3687 | 24.3687 | 24.3687 | 24.3687 | 24.3687 | 24.3687 | 24.3687 | 24.3687 | 24.3687 | 24.3687 | 24.3687 | 24.3687 | 24.3687 | 24.3687 | 24.3687 | 24.3687 | 24.3687 | 24.3687 | 24.3687 | 24.3687 | 24.3687 | 2011-01-22 | Saturday | MWh | 13350.92 | 13246.42 | 12788.52 | 12554.44 | 12087.42 | 12138.72 | 13669.36 | 16563.06 | 18009.72 | 18268.5 | 18513.22 | 18619.62 | 18734 | 18610.5 | 18516.26 | 18075.84 | 18577.82 | 20152.16 | 19691.6 | 18823.3 | 17620.98 | 16346.08 | 14982.64 | 13896.22
2011-01-23 | Sunday | MWh | 76.49 | 85.4308 | 105.7921 | 108.7846 | 75.9582 | 24.3687 | 62.4145 | 100.708 | 100.8267 | 104.4544 | 65.753 | 44.8446 | 55.228 | 76.1873 | 83.5968 | 104.3956 | 106.6133 | 70.4914 | 24.3687 | 62.4145 | 100.708 | 100.8267 | 104.4544 | 65.753 | 2011-01-23 | Sunday | kWh | 24.3687 | 24.3687 | 24.3687 | 24.3687 | 24.3687 | 24.3687 | 24.3687 | 24.3687 | 24.3687 | 24.3687 | 24.3687 | 24.3687 | 24.3687 | 24.3687 | 24.3687 | 24.3687 | 24.3687 | 24.3687 | 24.3687 | 24.3687 | 24.3687 | 24.3687 | 24.3687 | 24.3687 | 2011-01-23 | Sunday | MWh | 13670.5 | 13372.96 | 12758.12 | 12495.16 | 11805.08 | 11558.46 | 11963.16 | 12773.7 | 13871.52 | 15434.46 | 16196.74 | 16400.42 | 16458.94 | 16266.66 | 16143.92 | 15986.98 | 16395.86 | 18421.64 | 18371.48 | 17411.22 | 16365.08 | 15257.38 | 14171.72 | 13443.26
2011-01-24 | Monday | MWh | 44.8446 | 55.228 | 76.1873 | 83.5968 | 104.3956 | 106.6133 | 70.4914 | 30.5108 | 69.2796 | 101.0511 | 101.1275 | 105.9448 | 77.847 | 50.9857 | 64.2873 | 76.49 | 85.4308 | 105.7921 | 108.7846 | 75.9582 | 37.6603 | 74.0836 | 101.4928 | 101.494 | 2011-01-24 | Monday | kWh | 24.3687 | 24.3687 | 24.3687 | 24.3687 | 24.3687 | 24.3687 | 24.3687 | 24.3687 | 24.3687 | 24.3687 | 24.3687 | 24.3687 | 24.3687 | 24.3687 | 24.3687 | 24.3687 | 24.3687 | 24.3687 | 24.3687 | 24.3687 | 24.3687 | 24.3687 | 24.3687 | 24.3687 | 2011-01-24 | Monday | MWh | 13402.6 | 13132.8 | 12513.4 | 12218.14 | 11514.76 | 11168.2 | 11291.32 | 11476 | 12000.4 | 13527.24 | 14901.32 | 15642.32 | 16133.28 | 16163.3 | 16060.7 | 15979 | 16544.44 | 18427.72 | 18329.68 | 17548.4 | 16748.88 | 15688.3 | 14353.74 | 13047.68
2011-01-25 | Tuesday | MWh | 107.7355 | 92.1829 | 58.3226 | 75.0149 | 76.8413 | 87.519 | 107.4679 | 111.3894 | 82.3596 | 45.8975 | 79.6451 | 102.0459 | 101.9327 | 109.8539 | 104.9609 | 66.965 | 83.5591 | 77.245 | 89.8788 | 109.449 | 114.4675 | 89.8013 | 55.3025 | 82.8675 | 2011-01-25 | Tuesday | kWh | 24.3687 | 24.3687 | 24.3687 | 24.3687 | 24.3687 | 24.3687 | 24.3687 | 24.3687 | 24.3687 | 24.3687 | 24.3687 | 24.3687 | 24.3687 | 24.3687 | 24.3687 | 24.3687 | 24.3687 | 24.3687 | 24.3687 | 24.3687 | 24.3687 | 24.3687 | 24.3687 | 24.3687 | 2011-01-25 | Tuesday | MWh | 12820.06 | 12775.6 | 12393.32 | 12318.84 | 11843.46 | 11977.98 | 13560.3 | 16564.2 | 17967.92 | 18538.3 | 18808.1 | 19038.76 | 19277.4 | 19177.46 | 19337.82 | 19178.22 | 19945.06 | 21162.2 | 20739.64 | 19999.4 | 18909.18 | 17614.52 | 15833.84 | 14147.78
2011-01-26 | Wednesday | MWh | 102.7228 | 102.4499 | 112.3276 | 113.3146 | 73.8691 | 87.7719 | 77.7047 | 92.5276 | 111.7616 | 118.0584 | 98.3658 | 63.4809 | 84.6183 | 103.5361 | 103.0522 | 115.1843 | 116.0345 | 79.955 | 90.6556 | 78.2242 | 95.4827 | 114.4317 | 122.202 | 104.7952 | 2011-01-26 | Wednesday | kWh | 24.3687 | 24.3687 | 24.3687 | 24.3687 | 24.3687 | 24.3687 | 24.3687 | 24.3687 | 24.3687 | 24.3687 | 24.3687 | 24.3687 | 24.3687 | 24.3687 | 24.3687 | 24.3687 | 24.3687 | 24.3687 | 24.3687 | 24.3687 | 24.3687 | 24.3687 | 24.3687 | 24.3687 | 2011-01-26 | Wednesday | MWh | 13859.74 | 13755.62 | 13359.28 | 13239.58 | 12712.52 | 12750.52 | 14359.82 | 17326.86 | 18468.38 | 18853.32 | 19087.02 | 19167.2 | 18987.84 | 18906.52 | 18876.5 | 18722.98 | 19372.4 | 21049.34 | 20941.04 | 20332.28 | 19436.24 | 18037.08 | 16197.88 | 14460.52
2011-01-27 | Thursday | MWh | 67.0011 | 86.6255 | 104.4984 | 103.7462 | 118.4513 | 118.4407 | 87.0036 | 93.9469 | 78.8072 | 98.7615 | 117.4855 | 126.938 | 105.6214 | 69.7384 | 88.9076 | 105.6223 | 104.5383 | 122.1564 | 121.0765 | 90.008 | 97.6731 | 79.4573 | 102.3813 | 120.949 | 2011-01-27 | Thursday | kWh | 24.3687 | 24.3687 | 24.3687 | 24.3687 | 24.3687 | 24.3687 | 24.3687 | 24.3687 | 24.3687 | 24.3687 | 24.3687 | 24.3687 | 24.3687 | 24.3687 | 24.3687 | 24.3687 | 24.3687 | 24.3687 | 24.3687 | 24.3687 | 24.3687 | 24.3687 | 24.3687 | 24.3687 | 2011-01-27 | Thursday | MWh | 14081.66 | 13957.4 | 13557.64 | 13433.38 | 12875.54 | 12806.76 | 14371.6 | 17247.82 | 18246.08 | 18554.64 | 18786.06 | 18899.3 | 18954.02 | 18846.48 | 18767.06 | 18610.5 | 19291.84 | 20906.84 | 20464.14 | 19690.84 | 18648.88 | 17212.48 | 15614.2 | 13974.12
2011-01-28 | Friday | MWh | 130.1694 | 106.5374 | 72.7565 | 91.4829 | 106.9204 | 105.4349 | 126.327 | 123.9523 | 93.1497 | 101.8612 | 80.1783 | 106.1167 | 124.8484 | 131.011 | 107.5479 | 76.0694 | 94.3699 | 108.4052 | 106.4427 | 127.5521 | 127.0786 | 96.707 | 106.5385 | 80.974 | 2011-01-28 | Friday | kWh | 24.3687 | 24.3687 | 24.3687 | 24.3687 | 24.3687 | 24.3687 | 24.3687 | 24.3687 | 24.3687 | 24.3687 | 24.3687 | 24.3687 | 24.3687 | 24.3687 | 24.3687 | 24.3687 | 24.3687 | 24.3687 | 24.3687 | 24.3687 | 24.3687 | 24.3687 | 24.3687 | 24.3687 | 2011-01-28 | Friday | MWh | 13705.46 | 13477.08 | 13042.36 | 12973.2 | 12440.82 | 12510.74 | 14003.38 | 16927.1 | 17889.64 | 18199.72 | 18350.96 | 18390.1 | 18422.4 | 18310.3 | 18293.2 | 18183.76 | 18957.44 | 20704.68 | 20304.92 | 19570.76 | 18536.78 | 17215.14 | 15413.94 | 13854.42
2011-01-29 | Saturday | MWh | 107.2002 | 129.2097 | 131.9392 | 108.6577 | 79.6907 | 97.5869 | 110.0893 | 107.568 | 127.9647 | 130.4658 | 100.7059 | 109.0085 | 81.8479 | 108.4058 | 131.2113 | 132.9584 | 109.8712 | 83.6342 | 101.1523 | 111.9853 | 108.8175 | 128.4194 | 131.9846 | 105.0887 | 2011-01-29 | Saturday | kWh | 24.3687 | 24.3687 | 24.3687 | 24.3687 | 24.3687 | 24.3687 | 24.3687 | 24.3687 | 24.3687 | 24.3687 | 24.3687 | 24.3687 | 24.3687 | 24.3687 | 24.3687 | 24.3687 | 24.3687 | 24.3687 | 24.3687 | 24.3687 | 24.3687 | 24.3687 | 24.3687 | 24.3687 | 2011-01-29 | Saturday | MWh | 13567.14 | 13453.14 | 13042.36 | 12840.96 | 12241.7 | 12261.46 | 13700.52 | 16590.42 | 17824.28 | 18045.82 | 18130.56 | 18172.36 | 18070.9 | 17777.54 | 17665.06 | 17416.92 | 17812.5 | 19831.44 | 19862.6 | 19026.98 | 17831.12 | 16543.68 | 15183.28 | 14039.1
2011-01-30 | Sunday | MWh | 110.4379 | 82.8038 | 109.7403 | 131.9846 | 134.0728 | 111.1932 | 87.9138 | 105.0846 | 114.1058 | 110.1974 | 128.9184 | 132.8195 | 105.7554 | 112.0134 | 83.8454 | 111.2101 | 132.8195 | 135.2866 | 112.6283 | 91.8825 | 109.4022 | 116.4634 | 111.7145 | 129.4638 | 2011-01-30 | Sunday | kWh | 24.3687 | 24.3687 | 24.3687 | 24.3687 | 24.3687 | 24.3687 | 24.3687 | 24.3687 | 24.3687 | 24.3687 | 24.3687 | 24.3687 | 24.3687 | 24.3687 | 24.3687 | 24.3687 | 24.3687 | 24.3687 | 24.3687 | 24.3687 | 24.3687 | 24.3687 | 24.3687 | 24.3687 | 2011-01-30 | Sunday | MWh | 13828.96 | 13510.9 | 12953.44 | 12880.86 | 12183.94 | 11993.18 | 12453.36 | 13310.26 | 14321.06 | 16097.56 | 16726.08 | 16726.84 | 16561.16 | 16062.6 | 15804.58 | 15613.82 | 15922.76 | 18527.66 | 18893.22 | 18095.6 | 17007.28 | 15802.68 | 14792.64 | 13832
2011-01-31 | Monday | MWh | 133.7184 | 106.478 | 113.7421 | 84.9764 | 112.8218 | 133.7184 | 136.6042 | 114.1812 | 19.1539 | 54.2281 | 54.2281 | 47.8315 | 63.0001 | 63.0001 | 63.0001 | 45.3866 | 40.5337 | 47.8315 | 63.0001 | 63.0001 | 63.0001 | 14.7864 | 49.2904 | 49.2904 | 2011-01-31 | Monday | kWh | 24.3687 | 24.3687 | 24.3687 | 24.3687 | 24.3687 | 24.3687 | 24.3687 | 24.3687 | 24.3687 | 24.3687 | 24.3687 | 24.3687 | 24.3687 | 24.3687 | 24.3687 | 24.3687 | 24.3687 | 24.3687 | 24.3687 | 24.3687 | 24.3687 | 24.3687 | 24.3687 | 24.3687 | 2011-01-31 | Monday | MWh | 13796.66 | 13481.26 | 12974.34 | 12901 | 12264.12 | 11935.42 | 12029.66 | 12110.22 | 12788.9 | 14486.74 | 15861.58 | 16344.56 | 16860.22 | 16579.78 | 16367.74 | 16169.38 | 16479.84 | 18505.24 | 18947.18 | 18206.18 | 17401.34 | 16304.66 | 14867.5 | 13342.94
UK Demand | [26 empty] | Unphased Baseload Output
DOY | Day | Units | 0:00 | 1:00 | 2:00 | 3:00 | 4:00 | 5:00 | 6:00 | 7:00 | 8:00 | 9:00 | 10:00 | 11:00 | 12:00 | 13:00 | 14:00 | 15:00 | 16:00 | 17:00 | 18:00 | 19:00 | 20:00 | 21:00 | 22:00 | 23:00 | DOY | Day | Units | 0:00 | 1:00 | 2:00 | 3:00 | 4:00 | 5:00 | 6:00 | 7:00 | 8:00 | 9:00 | 10:00 | 11:00 | 12:00 | 13:00 | 14:00 | 15:00 | 16:00 | 17:00 | 18:00 | 19:00 | 20:00 | 21:00 | 22:00 | 23:00
2011-01-01 | Saturday | % | 0.66364 | 0.79209 | 0.89094 | 0.88901 | 1.1072 | 1.1893 | 0.94953 | 1.0308 | 0.78348 | 0.95721 | 1.0219 | 0.97087 | 0.77789 | 0.59556 | 0.71328 | 0.772 | 0.69588 | 0.75062 | 0.7845 | 0.64669 | 0.70871 | 0.55503 | 0.78969 | 1.0112 | 2011-01-01 | Saturday | kWh | 4.4841 | 4.4841 | 4.4841 | 4.4841 | 4.4841 | 4.4841 | 4.4841 | 4.4841 | 4.4841 | 4.4841 | 4.4841 | 4.4841 | 4.4841 | 4.4841 | 4.4841 | 4.4841 | 4.4841 | 4.4841 | 4.4841 | 4.4841 | 4.4841 | 4.4841 | 4.4841 | 4.4841
2011-01-02 | Sunday | % | 1.0367 | 0.88101 | 0.68258 | 0.83576 | 0.97809 | 0.9693 | 1.1187 | 1.1123 | 0.84564 | 0.78972 | 0.55007 | 0.70418 | 0.83336 | 0.8534 | 0.70656 | 0.50373 | 0.57122 | 0.58647 | 0.58101 | 0.72497 | 0.7825 | 0.6447 | 0.74669 | 0.59523 | 2011-01-02 | Sunday | kWh | 4.4841 | 4.4841 | 4.4841 | 4.4841 | 4.4841 | 4.4841 | 4.4841 | 4.4841 | 4.4841 | 4.4841 | 4.4841 | 4.4841 | 4.4841 | 4.4841 | 4.4841 | 4.4841 | 4.4841 | 4.4841 | 4.4841 | 4.4841 | 4.4841 | 4.4841 | 4.4841 | 4.4841
2011-01-03 | Monday | % | 0.80313 | 0.99949 | 1.0646 | 0.89071 | 0.65123 | 0.82869 | 0.94679 | 0.92258 | 1.0738 | 0.94857 | 0.64543 | 0.66993 | 0.49508 | 0.659 | 0.79882 | 0.81253 | 0.61801 | 0.37927 | 0.48471 | 0.58363 | 0.60157 | 0.76514 | 0.81871 | 0.67615 | 2011-01-03 | Monday | kWh | 4.4841 | 4.4841 | 4.4841 | 4.4841 | 4.4841 | 4.4841 | 4.4841 | 4.4841 | 4.4841 | 4.4841 | 4.4841 | 4.4841 | 4.4841 | 4.4841 | 4.4841 | 4.4841 | 4.4841 | 4.4841 | 4.4841 | 4.4841 | 4.4841 | 4.4841 | 4.4841 | 4.4841
2011-01-04 | Tuesday | % | 0.74861 | 0.59622 | 0.8137 | 0.95168 | 1.0325 | 0.8432 | 0.49384 | 0.53917 | 0.59369 | 0.54873 | 0.62415 | 0.61376 | 0.45509 | 0.49877 | 0.40644 | 0.52612 | 0.58973 | 0.5935 | 0.49474 | 0.32071 | 0.44205 | 0.56496 | 0.62298 | 0.79931 | 2011-01-04 | Tuesday | kWh | 4.4841 | 4.4841 | 4.4841 | 4.4841 | 4.4841 | 4.4841 | 4.4841 | 4.4841 | 4.4841 | 4.4841 | 4.4841 | 4.4841 | 4.4841 | 4.4841 | 4.4841 | 4.4841 | 4.4841 | 4.4841 | 4.4841 | 4.4841 | 4.4841 | 4.4841 | 4.4841 | 4.4841
2011-01-05 | Wednesday | % | 0.81835 | 0.60575 | 0.67284 | 0.56453 | 0.73438 | 0.86985 | 0.84947 | 0.59981 | 0.33586 | 0.43442 | 0.52166 | 0.51683 | 0.57266 | 0.58307 | 0.40249 | 0.46189 | 0.37795 | 0.44028 | 0.53955 | 0.59426 | 0.53778 | 0.30653 | 0.50479 | 0.6959 | 2011-01-05 | Wednesday | kWh | 4.4841 | 4.4841 | 4.4841 | 4.4841 | 4.4841 | 4.4841 | 4.4841 | 4.4841 | 4.4841 | 4.4841 | 4.4841 | 4.4841 | 4.4841 | 4.4841 | 4.4841 | 4.4841 | 4.4841 | 4.4841 | 4.4841 | 4.4841 | 4.4841 | 4.4841 | 4.4841 | 4.4841
2011-01-06 | Thursday | % | 0.71125 | 0.78671 | 0.82057 | 0.53673 | 0.66054 | 0.58505 | 0.63767 | 0.67265 | 0.65791 | 0.52184 | 0.23665 | 0.40587 | 0.51358 | 0.51965 | 0.56126 | 0.5414 | 0.33287 | 0.39061 | 0.36585 | 0.44162 | 0.56663 | 0.63717 | 0.55001 | 0.25409 | 2011-01-06 | Thursday | kWh | 4.4841 | 4.4841 | 4.4841 | 4.4841 | 4.4841 | 4.4841 | 4.4841 | 4.4841 | 4.4841 | 4.4841 | 4.4841 | 4.4841 | 4.4841 | 4.4841 | 4.4841 | 4.4841 | 4.4841 | 4.4841 | 4.4841 | 4.4841 | 4.4841 | 4.4841 | 4.4841 | 4.4841
2011-01-07 | Friday | % | 0.50896 | 0.69743 | 0.71485 | 0.76032 | 0.67033 | 0.42505 | 0.50336 | 0.45173 | 0.47731 | 0.55039 | 0.55344 | 0.40671 | 0.14986 | 0.3438 | 0.50229 | 0.50744 | 0.51194 | 0.35017 | 0.2328 | 0.30399 | 0.38155 | 0.45499 | 0.6223 | 0.70781 | 2011-01-07 | Friday | kWh | 4.4841 | 4.4841 | 4.4841 | 4.4841 | 4.4841 | 4.4841 | 4.4841 | 4.4841 | 4.4841 | 4.4841 | 4.4841 | 4.4841 | 4.4841 | 4.4841 | 4.4841 | 4.4841 | 4.4841 | 4.4841 | 4.4841 | 4.4841 | 4.4841 | 4.4841 | 4.4841 | 4.4841
2011-01-08 | Saturday | % | 0.50331 | 0.16254 | 0.42875 | 0.69596 | 0.72025 | 0.74427 | 0.43065 | 0.2587 | 0.29572 | 0.38712 | 0.41453 | 0.51305 | 0.52289 | 0.35186 | 0.12297 | 0.32054 | 0.50123 | 0.46609 | 0.49265 | 0.32212 | 0.23282 | 0.30606 | 0.45928 | 0.5491 | 2011-01-08 | Saturday | kWh | 4.4841 | 4.4841 | 4.4841 | 4.4841 | 4.4841 | 4.4841 | 4.4841 | 4.4841 | 4.4841 | 4.4841 | 4.4841 | 4.4841 | 4.4841 | 4.4841 | 4.4841 | 4.4841 | 4.4841 | 4.4841 | 4.4841 | 4.4841 | 4.4841 | 4.4841 | 4.4841 | 4.4841
2011-01-09 | Sunday | % | 0.69508 | 0.72405 | 0.49901 | 0.2166 | 0.51254 | 0.76345 | 0.75085 | 0.76416 | 0.53191 | 0.31046 | 0.36845 | 0.42955 | 0.47746 | 0.59893 | 0.6206 | 0.43673 | 0.20715 | 0.36732 | 0.5109 | 0.53147 | 0.59746 | 0.54612 | 0.37438 | 0.51465 | 2011-01-09 | Sunday | kWh | 4.4841 | 4.4841 | 4.4841 | 4.4841 | 4.4841 | 4.4841 | 4.4841 | 4.4841 | 4.4841 | 4.4841 | 4.4841 | 4.4841 | 4.4841 | 4.4841 | 4.4841 | 4.4841 | 4.4841 | 4.4841 | 4.4841 | 4.4841 | 4.4841 | 4.4841 | 4.4841 | 4.4841
2011-01-10 | Monday | % | 0.52882 | 0.61957 | 0.7923 | 0.82247 | 0.63529 | 0.36486 | 0.63571 | 0.81877 | 0.7917 | 0.75242 | 0.64632 | 0.38715 | 0.46613 | 0.43237 | 0.50484 | 0.61654 | 0.61273 | 0.4521 | 0.28333 | 0.44488 | 0.57926 | 0.61305 | 0.73224 | 0.81012 | 2011-01-10 | Monday | kWh | 4.4841 | 4.4841 | 4.4841 | 4.4841 | 4.4841 | 4.4841 | 4.4841 | 4.4841 | 4.4841 | 4.4841 | 4.4841 | 4.4841 | 4.4841 | 4.4841 | 4.4841 | 4.4841 | 4.4841 | 4.4841 | 4.4841 | 4.4841 | 4.4841 | 4.4841 | 4.4841 | 4.4841
2011-01-11 | Tuesday | % | 0.53264 | 0.634 | 0.57247 | 0.68188 | 0.85313 | 0.89927 | 0.67183 | 0.36543 | 0.44956 | 0.53038 | 0.51347 | 0.568 | 0.5678 | 0.39304 | 0.44529 | 0.38999 | 0.45462 | 0.51922 | 0.56924 | 0.50634 | 0.34275 | 0.47326 | 0.63276 | 0.70028 | 2011-01-11 | Tuesday | kWh | 4.4841 | 4.4841 | 4.4841 | 4.4841 | 4.4841 | 4.4841 | 4.4841 | 4.4841 | 4.4841 | 4.4841 | 4.4841 | 4.4841 | 4.4841 | 4.4841 | 4.4841 | 4.4841 | 4.4841 | 4.4841 | 4.4841 | 4.4841 | 4.4841 | 4.4841 | 4.4841 | 4.4841
2011-01-12 | Wednesday | % | 0.81247 | 0.8182 | 0.61495 | 0.66384 | 0.5803 | 0.72494 | 0.78526 | 0.72063 | 0.5616 | 0.36313 | 0.45377 | 0.53581 | 0.52581 | 0.61682 | 0.60823 | 0.45246 | 0.46579 | 0.36652 | 0.48275 | 0.59201 | 0.66867 | 0.58876 | 0.44949 | 0.63387 | 2011-01-12 | Wednesday | kWh | 4.4841 | 4.4841 | 4.4841 | 4.4841 | 4.4841 | 4.4841 | 4.4841 | 4.4841 | 4.4841 | 4.4841 | 4.4841 | 4.4841 | 4.4841 | 4.4841 | 4.4841 | 4.4841 | 4.4841 | 4.4841 | 4.4841 | 4.4841 | 4.4841 | 4.4841 | 4.4841 | 4.4841
2011-01-13 | Thursday | % | 0.75367 | 0.7437 | 0.91294 | 0.90023 | 0.70011 | 0.76261 | 0.54132 | 0.60514 | 0.66222 | 0.67691 | 0.54239 | 0.37811 | 0.46577 | 0.5367 | 0.52778 | 0.63952 | 0.61363 | 0.44038 | 0.49643 | 0.39218 | 0.543 | 0.7088 | 0.80055 | 0.72933 | 2011-01-13 | Thursday | kWh | 4.4841 | 4.4841 | 4.4841 | 4.4841 | 4.4841 | 4.4841 | 4.4841 | 4.4841 | 4.4841 | 4.4841 | 4.4841 | 4.4841 | 4.4841 | 4.4841 | 4.4841 | 4.4841 | 4.4841 | 4.4841 | 4.4841 | 4.4841 | 4.4841 | 4.4841 | 4.4841 | 4.4841
2011-01-14 | Friday | % | 0.54749 | 0.67389 | 0.77762 | 0.76564 | 0.94132 | 0.96203 | 0.6728 | 0.61476 | 0.43111 | 0.55807 | 0.66628 | 0.6712 | 0.55189 | 0.42029 | 0.51021 | 0.57351 | 0.53442 | 0.59004 | 0.62001 | 0.51074 | 0.57001 | 0.45789 | 0.67326 | 0.89849 | 2011-01-14 | Friday | kWh | 4.4841 | 4.4841 | 4.4841 | 4.4841 | 4.4841 | 4.4841 | 4.4841 | 4.4841 | 4.4841 | 4.4841 | 4.4841 | 4.4841 | 4.4841 | 4.4841 | 4.4841 | 4.4841 | 4.4841 | 4.4841 | 4.4841 | 4.4841 | 4.4841 | 4.4841 | 4.4841 | 4.4841
2011-01-15 | Saturday | % | 0.93647 | 0.78028 | 0.63525 | 0.76904 | 0.87234 | 0.84406 | 0.89225 | 0.77662 | 0.56952 | 0.59144 | 0.43659 | 0.57673 | 0.68807 | 0.71239 | 0.59844 | 0.49956 | 0.57012 | 0.56542 | 0.56164 | 0.68557 | 0.75819 | 0.64786 | 0.76061 | 0.61619 | 2011-01-15 | Saturday | kWh | 4.4841 | 4.4841 | 4.4841 | 4.4841 | 4.4841 | 4.4841 | 4.4841 | 4.4841 | 4.4841 | 4.4841 | 4.4841 | 4.4841 | 4.4841 | 4.4841 | 4.4841 | 4.4841 | 4.4841 | 4.4841 | 4.4841 | 4.4841 | 4.4841 | 4.4841 | 4.4841 | 4.4841
2011-01-16 | Sunday | % | 0.82972 | 1.0064 | 1.074 | 0.90946 | 0.76549 | 0.93517 | 0.96121 | 0.87757 | 0.93433 | 0.85309 | 0.63627 | 0.66784 | 0.49316 | 0.66376 | 0.79581 | 0.82189 | 0.66542 | 0.46616 | 0.56411 | 0.6459 | 0.66785 | 0.8377 | 0.92744 | 0.78451 | 2011-01-16 | Sunday | kWh | 4.4841 | 4.4841 | 4.4841 | 4.4841 | 4.4841 | 4.4841 | 4.4841 | 4.4841 | 4.4841 | 4.4841 | 4.4841 | 4.4841 | 4.4841 | 4.4841 | 4.4841 | 4.4841 | 4.4841 | 4.4841 | 4.4841 | 4.4841 | 4.4841 | 4.4841 | 4.4841 | 4.4841
2011-01-17 | Monday | % | 0.8341 | 0.64074 | 0.89536 | 1.093 | 1.1721 | 1.0008 | 0.74035 | 0.87433 | 0.94096 | 0.81492 | 0.87052 | 0.85589 | 0.66558 | 0.70313 | 0.53111 | 0.70869 | 0.81815 | 0.72665 | 0.60574 | 0.45464 | 0.58143 | 0.70073 | 0.74931 | 0.97767 | 2011-01-17 | Monday | kWh | 4.4841 | 4.4841 | 4.4841 | 4.4841 | 4.4841 | 4.4841 | 4.4841 | 4.4841 | 4.4841 | 4.4841 | 4.4841 | 4.4841 | 4.4841 | 4.4841 | 4.4841 | 4.4841 | 4.4841 | 4.4841 | 4.4841 | 4.4841 | 4.4841 | 4.4841 | 4.4841 | 4.4841
2011-01-18 | Tuesday | % | 1.0102 | 0.78668 | 0.87699 | 0.66388 | 0.91987 | 1.1047 | 0.98182 | 0.66446 | 0.42692 | 0.51963 | 0.58773 | 0.57645 | 0.68698 | 0.6881 | 0.52441 | 0.58614 | 0.42684 | 0.51576 | 0.63633 | 0.67511 | 0.58981 | 0.42248 | 0.59 | 0.60432 | 2011-01-18 | Tuesday | kWh | 4.4841 | 4.4841 | 4.4841 | 4.4841 | 4.4841 | 4.4841 | 4.4841 | 4.4841 | 4.4841 | 4.4841 | 4.4841 | 4.4841 | 4.4841 | 4.4841 | 4.4841 | 4.4841 | 4.4841 | 4.4841 | 4.4841 | 4.4841 | 4.4841 | 4.4841 | 4.4841 | 4.4841
2011-01-19 | Wednesday | % | 0.78072 | 0.9417 | 0.94997 | 0.72395 | 0.82664 | 0.64633 | 0.76239 | 0.74383 | 0.73093 | 0.59258 | 0.381 | 0.48353 | 0.57076 | 0.56911 | 0.66517 | 0.66595 | 0.47178 | 0.47632 | 0.39609 | 0.52829 | 0.65461 | 0.76635 | 0.69801 | 0.49397 | 2011-01-19 | Wednesday | kWh | 4.4841 | 4.4841 | 4.4841 | 4.4841 | 4.4841 | 4.4841 | 4.4841 | 4.4841 | 4.4841 | 4.4841 | 4.4841 | 4.4841 | 4.4841 | 4.4841 | 4.4841 | 4.4841 | 4.4841 | 4.4841 | 4.4841 | 4.4841 | 4.4841 | 4.4841 | 4.4841 | 4.4841
2011-01-20 | Thursday | % | 0.65769 | 0.79924 | 0.82189 | 0.94809 | 0.98694 | 0.71911 | 0.686 | 0.47172 | 0.54368 | 0.63559 | 0.67454 | 0.55592 | 0.33107 | 0.44037 | 0.53916 | 0.53926 | 0.57549 | 0.55089 | 0.38834 | 0.45433 | 0.41271 | 0.54276 | 0.72006 | 0.85921 | 2011-01-20 | Thursday | kWh | 4.4841 | 4.4841 | 4.4841 | 4.4841 | 4.4841 | 4.4841 | 4.4841 | 4.4841 | 4.4841 | 4.4841 | 4.4841 | 4.4841 | 4.4841 | 4.4841 | 4.4841 | 4.4841 | 4.4841 | 4.4841 | 4.4841 | 4.4841 | 4.4841 | 4.4841 | 4.4841 | 4.4841
2011-01-21 | Friday | % | 0.75601 | 0.40158 | 0.62102 | 0.78182 | 0.81162 | 0.8837 | 0.79768 | 0.43073 | 0.48138 | 0.42093 | 0.49531 | 0.59829 | 0.63 | 0.52874 | 0.24775 | 0.43361 | 0.53041 | 0.49162 | 0.53919 | 0.53341 | 0.36112 | 0.48746 | 0.50333 | 0.65426 | 2011-01-21 | Friday | kWh | 4.4841 | 4.4841 | 4.4841 | 4.4841 | 4.4841 | 4.4841 | 4.4841 | 4.4841 | 4.4841 | 4.4841 | 4.4841 | 4.4841 | 4.4841 | 4.4841 | 4.4841 | 4.4841 | 4.4841 | 4.4841 | 4.4841 | 4.4841 | 4.4841 | 4.4841 | 4.4841 | 4.4841
2011-01-22 | Saturday | % | 0.81979 | 0.86414 | 0.7022 | 0.29998 | 0.6129 | 0.83611 | 0.74249 | 0.65046 | 0.51185 | 0.31925 | 0.4052 | 0.41269 | 0.46717 | 0.57746 | 0.60158 | 0.45563 | 0.16423 | 0.34378 | 0.51317 | 0.53725 | 0.60124 | 0.47624 | 0.3403 | 0.46262 | 2011-01-22 | Saturday | kWh | 4.4841 | 4.4841 | 4.4841 | 4.4841 | 4.4841 | 4.4841 | 4.4841 | 4.4841 | 4.4841 | 4.4841 | 4.4841 | 4.4841 | 4.4841 | 4.4841 | 4.4841 | 4.4841 | 4.4841 | 4.4841 | 4.4841 | 4.4841 | 4.4841 | 4.4841 | 4.4841 | 4.4841
2011-01-23 | Sunday | % | 0.55953 | 0.63883 | 0.82921 | 0.87061 | 0.64344 | 0.21083 | 0.52172 | 0.7884 | 0.72686 | 0.67676 | 0.40596 | 0.27344 | 0.33555 | 0.46836 | 0.51782 | 0.653 | 0.65025 | 0.38266 | 0.13264 | 0.35847 | 0.61538 | 0.66084 | 0.73706 | 0.48911 | 2011-01-23 | Sunday | kWh | 4.4841 | 4.4841 | 4.4841 | 4.4841 | 4.4841 | 4.4841 | 4.4841 | 4.4841 | 4.4841 | 4.4841 | 4.4841 | 4.4841 | 4.4841 | 4.4841 | 4.4841 | 4.4841 | 4.4841 | 4.4841 | 4.4841 | 4.4841 | 4.4841 | 4.4841 | 4.4841 | 4.4841
2011-01-24 | Monday | % | 0.3346 | 0.42054 | 0.60885 | 0.6842 | 0.90662 | 0.95461 | 0.6243 | 0.26587 | 0.57731 | 0.74702 | 0.67865 | 0.6773 | 0.48252 | 0.31544 | 0.40028 | 0.47869 | 0.51637 | 0.57409 | 0.59349 | 0.43285 | 0.22485 | 0.47222 | 0.70708 | 0.77787 | 2011-01-24 | Monday | kWh | 4.4841 | 4.4841 | 4.4841 | 4.4841 | 4.4841 | 4.4841 | 4.4841 | 4.4841 | 4.4841 | 4.4841 | 4.4841 | 4.4841 | 4.4841 | 4.4841 | 4.4841 | 4.4841 | 4.4841 | 4.4841 | 4.4841 | 4.4841 | 4.4841 | 4.4841 | 4.4841 | 4.4841
2011-01-25 | Tuesday | % | 0.84037 | 0.72155 | 0.4706 | 0.60894 | 0.64881 | 0.73067 | 0.79252 | 0.67247 | 0.45837 | 0.24758 | 0.42346 | 0.53599 | 0.52877 | 0.57283 | 0.54278 | 0.34917 | 0.41895 | 0.36501 | 0.43337 | 0.54726 | 0.60535 | 0.50981 | 0.34927 | 0.58573 | 2011-01-25 | Tuesday | kWh | 4.4841 | 4.4841 | 4.4841 | 4.4841 | 4.4841 | 4.4841 | 4.4841 | 4.4841 | 4.4841 | 4.4841 | 4.4841 | 4.4841 | 4.4841 | 4.4841 | 4.4841 | 4.4841 | 4.4841 | 4.4841 | 4.4841 | 4.4841 | 4.4841 | 4.4841 | 4.4841 | 4.4841
2011-01-26 | Wednesday | % | 0.74116 | 0.74479 | 0.84082 | 0.85588 | 0.58107 | 0.68838 | 0.54113 | 0.53401 | 0.60515 | 0.62619 | 0.51535 | 0.3312 | 0.44564 | 0.54762 | 0.54593 | 0.6152 | 0.59897 | 0.37985 | 0.43291 | 0.38473 | 0.49126 | 0.63442 | 0.75443 | 0.7247 | 2011-01-26 | Wednesday | kWh | 4.4841 | 4.4841 | 4.4841 | 4.4841 | 4.4841 | 4.4841 | 4.4841 | 4.4841 | 4.4841 | 4.4841 | 4.4841 | 4.4841 | 4.4841 | 4.4841 | 4.4841 | 4.4841 | 4.4841 | 4.4841 | 4.4841 | 4.4841 | 4.4841 | 4.4841 | 4.4841 | 4.4841
2011-01-27 | Thursday | % | 0.4758 | 0.62064 | 0.77077 | 0.7723 | 0.91997 | 0.92483 | 0.60539 | 0.54469 | 0.43191 | 0.53227 | 0.62539 | 0.67165 | 0.55725 | 0.37003 | 0.47374 | 0.56754 | 0.54188 | 0.58429 | 0.59165 | 0.45711 | 0.52375 | 0.46163 | 0.65569 | 0.86552 | 2011-01-27 | Thursday | kWh | 4.4841 | 4.4841 | 4.4841 | 4.4841 | 4.4841 | 4.4841 | 4.4841 | 4.4841 | 4.4841 | 4.4841 | 4.4841 | 4.4841 | 4.4841 | 4.4841 | 4.4841 | 4.4841 | 4.4841 | 4.4841 | 4.4841 | 4.4841 | 4.4841 | 4.4841 | 4.4841 | 4.4841
2011-01-28 | Friday | % | 0.94976 | 0.79051 | 0.55785 | 0.70517 | 0.85943 | 0.84276 | 0.90212 | 0.73227 | 0.52069 | 0.55969 | 0.43692 | 0.57703 | 0.6777 | 0.7155 | 0.58791 | 0.41834 | 0.4978 | 0.52358 | 0.52422 | 0.65175 | 0.68555 | 0.56176 | 0.69118 | 0.58446 | 2011-01-28 | Friday | kWh | 4.4841 | 4.4841 | 4.4841 | 4.4841 | 4.4841 | 4.4841 | 4.4841 | 4.4841 | 4.4841 | 4.4841 | 4.4841 | 4.4841 | 4.4841 | 4.4841 | 4.4841 | 4.4841 | 4.4841 | 4.4841 | 4.4841 | 4.4841 | 4.4841 | 4.4841 | 4.4841 | 4.4841
2011-01-29 | Saturday | % | 0.79015 | 0.96044 | 1.0116 | 0.84618 | 0.65098 | 0.79588 | 0.80354 | 0.64837 | 0.71792 | 0.72297 | 0.55545 | 0.59986 | 0.45293 | 0.60979 | 0.74277 | 0.76339 | 0.61682 | 0.42173 | 0.50926 | 0.58856 | 0.61027 | 0.77624 | 0.86928 | 0.74854 | 2011-01-29 | Saturday | kWh | 4.4841 | 4.4841 | 4.4841 | 4.4841 | 4.4841 | 4.4841 | 4.4841 | 4.4841 | 4.4841 | 4.4841 | 4.4841 | 4.4841 | 4.4841 | 4.4841 | 4.4841 | 4.4841 | 4.4841 | 4.4841 | 4.4841 | 4.4841 | 4.4841 | 4.4841 | 4.4841 | 4.4841
2011-01-30 | Sunday | % | 0.7986 | 0.61287 | 0.84719 | 1.0247 | 1.1004 | 0.92714 | 0.70594 | 0.7895 | 0.79677 | 0.68456 | 0.77076 | 0.79405 | 0.63857 | 0.69736 | 0.53051 | 0.71225 | 0.83415 | 0.73019 | 0.59613 | 0.50776 | 0.64327 | 0.73699 | 0.7552 | 0.93597 | 2011-01-30 | Sunday | kWh | 4.4841 | 4.4841 | 4.4841 | 4.4841 | 4.4841 | 4.4841 | 4.4841 | 4.4841 | 4.4841 | 4.4841 | 4.4841 | 4.4841 | 4.4841 | 4.4841 | 4.4841 | 4.4841 | 4.4841 | 4.4841 | 4.4841 | 4.4841 | 4.4841 | 4.4841 | 4.4841 | 4.4841
2011-01-31 | Monday | % | 0.96921 | 0.78982 | 0.87667 | 0.65868 | 0.91993 | 1.1203 | 1.1356 | 0.94285 | 0.14977 | 0.37433 | 0.34188 | 0.29264 | 0.37366 | 0.37998 | 0.3849 | 0.28069 | 0.24596 | 0.25848 | 0.3325 | 0.34604 | 0.36204 | 0.090688 | 0.33153 | 0.36941 | 2011-01-31 | Monday | kWh | 4.4841 | 4.4841 | 4.4841 | 4.4841 | 4.4841 | 4.4841 | 4.4841 | 4.4841 | 4.4841 | 4.4841 | 4.4841 | 4.4841 | 4.4841 | 4.4841 | 4.4841 | 4.4841 | 4.4841 | 4.4841 | 4.4841 | 4.4841 | 4.4841 | 4.4841 | 4.4841 | 4.4841