## Primary inputs
Production data |  |  | Energy and subsidy data
Annual spent wash + lees | 37746.3881 | tonnes | Select current heating fuel: | oil
(if available. If not-) |  |  | current boiler efficiency | 90 | %
Annual alcohol production | 2300000 | litre
Annual volume of biogas | 642066.0622 | m3 | Gas cost | 0.02269 | £/kWh
| 518.986 |  | Gas CO2 emissions | 0.000185 | t/kWh
No of weeks shutdown/yr | 8 |  | Oil cost | 0.0605 | £/kWh
|  |  | Oil CO2 emissions | 0.000266 | t/kWh
Process data
|  |  | Renewable Heat Incentive | 0.065 | £/kWh
Average Alc content (% by volume):
Wash | 8 | % | Electricity cost | 0.105 | £/kWh
low wines | 25 | % | Electricity CO2 emissions | 0.000545 | t/kWh
spirit | 67.5 | %
Pot ale | 0.1 | % | Feed In Tariff | 0.115 | £/kWh
Spent Lees | 0.1 | % | Electricity export price | 0.03 | £/kWh
Co-product produced per litre spirit: |  |  | Selected fuel cost | 0.0605 | £/kWh
Pot ale | 8.5746 | litres | Selected fuel CO2 | 0.000266 | t/CO2
Spent lees | 2.5032 | litres
Note: this tool may be used to give an indication of the financial viability of generating energy from whisky co-products, but should not be used in place of a detailed feasibility study
Please don't delete! | oil
gas

## Results
Biogas boiler |  |  | Electricity generation |  |  | CHP: hot water |  |  | CHP: steam |  |  |  | Steam | Electricity | CHP: hot water | CHP: steam
[12 empty] | capital cost | 985333.3435 | 1067262.2679 | 1105484.4064 | 1105555.0471
Capital cost | 985333.3435 |  | Capital cost | 1067262.2679 |  | Capital cost | 1105484.4064 |  | Capital cost | 1105555.0471 |  | Net annual benefit | 157043.4267 | 198622.2229 | 198141.5687 | 248083.056
annual cost | 49266.6672 |  | annual cost | 53793.5661 |  | annual cost | 54274.2203 |  | annual cost | 54777.7524 |  | Payback period | 6.2743 | 5.3733 | 5.5793 | 4.4564
annual benefit | 206310.0939 |  | annual benefit | 252415.789 |  | annual benefit | 252415.789 |  | annual benefit | 302860.8084 |  | CO2 emissions | 907.0824 | 780.685 | 786.0949 | 893.4444
payback period | 6.2743 |  | payback period | 5.3733 |  | payback period | 5.5793 |  | payback period | 4.4564
CO2 reduction | 907.0824 |  | CO2 reduction | 780.685 |  | CO2 reduction | 786.0949 |  | CO2 reduction | 893.4444
Steam | kWh |  | Electricity | kWh |  | Heat | kWh |  | Steam | kWh
Generated | 3069075.7771 | 206310.0939 | Generated | 1442375.9372 | 165873.2328 | Generated | 1701944.2415 |  | Generated | 381516.9531
RHI income |  | 0 | Used on-site | 576950.3749 | 60579.7894 | Used on-site | 0 | 0 | Used on site | 381516.9531 | 25646.4174
|  |  | Exported | 865425.5623 | 25962.7669 | Exported | 0 | 0 | RHI income |  | 24798.602
[6 empty] | RHI income |  | 0

## Biogas production
Methane Production Rate
Note: The tool will not model the AD Plant operation; this section calculates biogas yields based on expected methane conversion of COD. Heating demand is based on heat loss from digester and feed pre-heat to give parasitic heat load using default or user input data. Specialist AD Contractor should be consulted for detailed AD Plant design and operation.
Influent COD | 35 | g/l
Expected COD conversion | 31.5 | g/l
Expected SMP | 15.12 | m3/t
Effluent COD | 3.5 | g/l
Methane produced per
tonne of liquid co-product | 15.12 | m3/t
Biogas Data:
Biogas Methane Content | 60%
Net CV of methane | 35850 | kJ/m3
Net CV of biogas | 21510 | kJ/m3
AD Plant: size
Retention time | 3 | days
Daily feed rate | 122.5532 | t/day
Specific Volume of co-product | 1 | m3/t
Digester Volume | 367.6596 | m3
AD plant: heating demand
Digester Operating Temperature | 38 | C
Digester Surface Area | 121.3277 | m2
Insulation thickness | 0.05 | m
Insulation thermal conductivity | 0.03 | W/m C
Annual Digester Heat Loss | 18.3043 | MWh
Co-product specific heat Cp | 4.18 | kJ/kg C
Co-product Temperature | 38 | C
Annual Feed | 37746.3881 | t/yr
Annual Feed Preheat | 0 | MWh
AD System costs
Capital cost | 919149.0617
Installation cost
Operating cost | 45957.4531

## Biogas boiler
Biogas Boiler Basic Calc
Thermal Efficiency (%) | 80 | %
Steam requirement factor | 80 | %
Required boiler capacity | 622.7832 | kW
Steam generated (kWh) | 3069075.7771 | kWh
Enthalpy of feed water | 400 | kJ/kg
Enthalpy of steam | 2780 | kJ/kg
Steam generated (kg) | 4642299.4948 | kg
Fuel bill saving | 206310.0939
RHI | 0
Total annual benefit | 206310.0939
Capital cost | 66184.2818
Installation cost
Maintenance cost | 3309.2141

## Electricity generation
Electricity generation
Capacity required | 234.1519 | kW
Efficiency | 37.5977 | %
Electricity generated | 1442375.9372 | kWh
Percent used on-site | 40 | %
| kWh | £
Used on-site | 576950.3749 | 60579.7894
Exported | 865425.5623 | 25962.7669
FIT income |  | 165873.2328
total annual benefit |  | 252415.789
Capital cost |  | 132113.2062
Installation cost |  | 6000
Grid connection |  | 10000
Maintenance cost |  | 6605.6603
Heat for AD system |  | 1230.4527

## CHP
CHP: hot water |  |  | CHP: steam
CHP thermal capacity | 232.7176 | kW | Generator specifications:
CHP Thermal efficiency | 44.8408 | % | Excess air | 20 | %
|  |  | Mass of exhaust gas produced | 6374700.3866 | kg
Heat available | 1701944.2415 | kWh | Temp of generator exhaust | 500 | °C
|  |  | Temp of exhaust after boiler | 200 | °C
Proportion used on-site | 0 | % | Efficiency of heat transfer | 98 | %
Proportion exported | 0 | % | Exhaust gas specific heat Cp | 0.96 | kJ/kg.K
Export value | 0 | £/kWh | mass of air supplied | 5396661.7002 | kg
|  |  | Thermal capacity required | 64.5152 | kW
| kWh | £ | Steam requirement factor | 80 | %
Fuel bill saving | 0 | 0 | Steam available | 381516.9531 | kWh
Export income | 0 | 0
RHI income |  | 0 | Enthalpy of steam | 2780 | kJ/kg
(Electricity income) |  | 252415.789 | Enthalpy of feed water | 400 | kJ/kg
Total annual benefit |  | 252415.789 | Steam available | 577084.4669 | kg
Capital cost |  | 166335.3447 |  | kWh
Installation |  | 10000 | Fuel bill saving | 423907.7256 | 25646.4174
Grid connection |  | 10000 | RHI income |  | 24798.602
|  |  | (electricity income) |  | 252415.789
Maintenance cost |  | 8316.7672 | Total annual benefit |  | 302860.8084
|  |  | Capital cost |  | 176405.9854
|  |  | Installation |  | 10000
|  |  | Grid connection |  | 10000
|  |  | Maintenance cost |  | 8820.2993

## Climate Data
Hourly Climate Data gives heat loss from AD Tanks. Default climate data given for Oban
Location | Day | Hour | Ground Temp | Ambient Temp. C | Tank heat loss kWh | Feed Pre-Heat kWh
OBAN | 1 | 1 |  | 1.8 | 2.6352
OBAN | 1 | 2 |  | 1.7 | 2.6425
OBAN | 1 | 3 |  | 1.7 | 2.6425
OBAN | 1 | 4 |  | 1.9 | 2.628
OBAN | 1 | 5 |  | 2.2 | 2.6061
OBAN | 1 | 6 |  | 2.4 | 2.5916
OBAN | 1 | 7 |  | 2.4 | 2.5916
OBAN | 1 | 8 |  | 2.3 | 2.5988
OBAN | 1 | 9 |  | 2.1 | 2.6134
OBAN | 1 | 10 |  | 2.3 | 2.5988
OBAN | 1 | 11 |  | 2.5 | 2.5843
OBAN | 1 | 12 |  | 2.7 | 2.5697
OBAN | 1 | 13 |  | 2.9 | 2.5552
OBAN | 1 | 14 |  | 3 | 2.5479
OBAN | 1 | 15 |  | 3.2 | 2.5333
OBAN | 1 | 16 |  | 3 | 2.5479
OBAN | 1 | 17 |  | 2.9 | 2.5552
OBAN | 1 | 18 |  | 2.7 | 2.5697
OBAN | 1 | 19 |  | 2.9 | 2.5552
OBAN | 1 | 20 |  | 3 | 2.5479
OBAN | 1 | 21 |  | 3.2 | 2.5333
OBAN | 1 | 22 |  | 3 | 2.5479
OBAN | 1 | 23 |  | 2.9 | 2.5552
OBAN | 1 | 24 |  | 2.9 | 2.5552
OBAN | 2 | 1 |  | 2.7 | 2.5697
OBAN | 2 | 2 |  | 2.4 | 2.5916
OBAN | 2 | 3 |  | 2.2 | 2.6061
OBAN | 2 | 4 |  | 2.3 | 2.5988
OBAN | 2 | 5 |  | 2.3 | 2.5988
OBAN | 2 | 6 |  | 2.4 | 2.5916
OBAN | 2 | 7 |  | 2.4 | 2.5916
OBAN | 2 | 8 |  | 2.4 | 2.5916
OBAN | 2 | 9 |  | 2.4 | 2.5916
OBAN | 2 | 10 |  | 2.5 | 2.5843
OBAN | 2 | 11 |  | 2.7 | 2.5697
OBAN | 2 | 12 |  | 2.8 | 2.5624
OBAN | 2 | 13 |  | 3.4 | 2.5188
OBAN | 2 | 14 |  | 3.9 | 2.4824
OBAN | 2 | 15 |  | 4.5 | 2.4387
OBAN | 2 | 16 |  | 4.8 | 2.4168
OBAN | 2 | 17 |  | 5.1 | 2.395
OBAN | 2 | 18 |  | 5.4 | 2.3732
OBAN | 2 | 19 |  | 5.6 | 2.3586
OBAN | 2 | 20 |  | 5.8 | 2.3441
OBAN | 2 | 21 |  | 6 | 2.3295
OBAN | 2 | 22 |  | 5.8 | 2.3441
OBAN | 2 | 23 |  | 5.6 | 2.3586
OBAN | 2 | 24 |  | 5.4 | 2.3732
OBAN | 3 | 1 |  | 5.3 | 2.3804
OBAN | 3 | 2 |  | 5.1 | 2.395
OBAN | 3 | 3 |  | 4.9 | 2.4096
OBAN | 3 | 4 |  | 4.9 | 2.4096
OBAN | 3 | 5 |  | 5 | 2.4023
OBAN | 3 | 6 |  | 5 | 2.4023
OBAN | 3 | 7 |  | 5.1 | 2.395
OBAN | 3 | 8 |  | 5.2 | 2.3877
OBAN | 3 | 9 |  | 5.3 | 2.3804
OBAN | 3 | 10 |  | 5.1 | 2.395
OBAN | 3 | 11 |  | 5 | 2.4023
OBAN | 3 | 12 |  | 4.8 | 2.4168
OBAN | 3 | 13 |  | 4.5 | 2.4387
OBAN | 3 | 14 |  | 4.2 | 2.4605
OBAN | 3 | 15 |  | 3.9 | 2.4824
OBAN | 3 | 16 |  | 3.7 | 2.4969
OBAN | 3 | 17 |  | 3.6 | 2.5042
OBAN | 3 | 18 |  | 3.4 | 2.5188
OBAN | 3 | 19 |  | 3.2 | 2.5333
OBAN | 3 | 20 |  | 3.1 | 2.5406
OBAN | 3 | 21 |  | 2.9 | 2.5552
OBAN | 3 | 22 |  | 3 | 2.5479
OBAN | 3 | 23 |  | 3.2 | 2.5333
OBAN | 3 | 24 |  | 3.3 | 2.526
OBAN | 4 | 1 |  | 3.4 | 2.5188
OBAN | 4 | 2 |  | 3.6 | 2.5042
OBAN | 4 | 3 |  | 3.7 | 2.4969
OBAN | 4 | 4 |  | 3.5 | 2.5115
OBAN | 4 | 5 |  | 3.3 | 2.526
OBAN | 4 | 6 |  | 3.1 | 2.5406
OBAN | 4 | 7 |  | 3.1 | 2.5406
OBAN | 4 | 8 |  | 3.1 | 2.5406
OBAN | 4 | 9 |  | 3.1 | 2.5406
OBAN | 4 | 10 |  | 3.5 | 2.5115
OBAN | 4 | 11 |  | 3.8 | 2.4896
OBAN | 4 | 12 |  | 4.2 | 2.4605
OBAN | 4 | 13 |  | 4.3 | 2.4532
OBAN | 4 | 14 |  | 4.4 | 2.446
OBAN | 4 | 15 |  | 4.5 | 2.4387
OBAN | 4 | 16 |  | 4.1 | 2.4678
OBAN | 4 | 17 |  | 3.6 | 2.5042
OBAN | 4 | 18 |  | 3.2 | 2.5333
OBAN | 4 | 19 |  | 3.1 | 2.5406
OBAN | 4 | 20 |  | 3.1 | 2.5406
OBAN | 4 | 21 |  | 3 | 2.5479
OBAN | 4 | 22 |  | 3 | 2.5479
OBAN | 4 | 23 |  | 3 | 2.5479
OBAN | 4 | 24 |  | 3 | 2.5479
OBAN | 5 | 1 |  | 3.1 | 2.5406
OBAN | 5 | 2 |  | 3.2 | 2.5333
OBAN | 5 | 3 |  | 3.3 | 2.526
OBAN | 5 | 4 |  | 3.3 | 2.526
OBAN | 5 | 5 |  | 3.3 | 2.526
OBAN | 5 | 6 |  | 3.3 | 2.526
OBAN | 5 | 7 |  | 3.6 | 2.5042
OBAN | 5 | 8 |  | 3.8 | 2.4896
OBAN | 5 | 9 |  | 4.1 | 2.4678
OBAN | 5 | 10 |  | 4.2 | 2.4605
OBAN | 5 | 11 |  | 4.4 | 2.446
OBAN | 5 | 12 |  | 4.5 | 2.4387
OBAN | 5 | 13 |  | 4.4 | 2.446
OBAN | 5 | 14 |  | 4.2 | 2.4605
OBAN | 5 | 15 |  | 4.1 | 2.4678
OBAN | 5 | 16 |  | 4 | 2.4751
OBAN | 5 | 17 |  | 3.8 | 2.4896
OBAN | 5 | 18 |  | 3.7 | 2.4969
OBAN | 5 | 19 |  | 3.8 | 2.4896
OBAN | 5 | 20 |  | 3.9 | 2.4824
OBAN | 5 | 21 |  | 4 | 2.4751
OBAN | 5 | 22 |  | 4 | 2.4751
OBAN | 5 | 23 |  | 3.9 | 2.4824
OBAN | 5 | 24 |  | 3.9 | 2.4824
OBAN | 6 | 1 |  | 3.7 | 2.4969
OBAN | 6 | 2 |  | 3.5 | 2.5115
OBAN | 6 | 3 |  | 3.3 | 2.526
OBAN | 6 | 4 |  | 3.4 | 2.5188
OBAN | 6 | 5 |  | 3.6 | 2.5042
OBAN | 6 | 6 |  | 3.7 | 2.4969
OBAN | 6 | 7 |  | 3.8 | 2.4896
OBAN | 6 | 8 |  | 3.8 | 2.4896
OBAN | 6 | 9 |  | 3.9 | 2.4824
OBAN | 6 | 10 |  | 4.5 | 2.4387
OBAN | 6 | 11 |  | 5.2 | 2.3877
OBAN | 6 | 12 |  | 5.8 | 2.3441
OBAN | 6 | 13 |  | 5.8 | 2.3441
OBAN | 6 | 14 |  | 5.8 | 2.3441
OBAN | 6 | 15 |  | 5.8 | 2.3441
OBAN | 6 | 16 |  | 5.4 | 2.3732
OBAN | 6 | 17 |  | 5.1 | 2.395
OBAN | 6 | 18 |  | 4.7 | 2.4241
OBAN | 6 | 19 |  | 4.7 | 2.4241
OBAN | 6 | 20 |  | 4.7 | 2.4241
OBAN | 6 | 21 |  | 4.7 | 2.4241
OBAN | 6 | 22 |  | 4.6 | 2.4314
OBAN | 6 | 23 |  | 4.6 | 2.4314
OBAN | 6 | 24 |  | 4.5 | 2.4387
OBAN | 7 | 1 |  | 4.4 | 2.446
OBAN | 7 | 2 |  | 4.2 | 2.4605
OBAN | 7 | 3 |  | 4.1 | 2.4678
OBAN | 7 | 4 |  | 3.9 | 2.4824
OBAN | 7 | 5 |  | 3.7 | 2.4969
OBAN | 7 | 6 |  | 3.5 | 2.5115
OBAN | 7 | 7 |  | 3.5 | 2.5115
OBAN | 7 | 8 |  | 3.6 | 2.5042
OBAN | 7 | 9 |  | 3.6 | 2.5042
OBAN | 7 | 10 |  | 4.3 | 2.4532
OBAN | 7 | 11 |  | 5.1 | 2.395
OBAN | 7 | 12 |  | 5.8 | 2.3441
OBAN | 7 | 13 |  | 5.5 | 2.3659
OBAN | 7 | 14 |  | 5.2 | 2.3877
OBAN | 7 | 15 |  | 4.9 | 2.4096
OBAN | 7 | 16 |  | 3.9 | 2.4824
OBAN | 7 | 17 |  | 2.8 | 2.5624
OBAN | 7 | 18 |  | 1.8 | 2.6352
OBAN | 7 | 19 |  | 1.6 | 2.6498
OBAN | 7 | 20 |  | 1.3 | 2.6716
OBAN | 7 | 21 |  | 1.1 | 2.6862
OBAN | 7 | 22 |  | 1.1 | 2.6862
OBAN | 7 | 23 |  | 1 | 2.6935
OBAN | 7 | 24 |  | 1 | 2.6935
OBAN | 8 | 1 |  | 1.5 | 2.6571
OBAN | 8 | 2 |  | 2 | 2.6207
OBAN | 8 | 3 |  | 2.5 | 2.5843
OBAN | 8 | 4 |  | 2.5 | 2.5843
OBAN | 8 | 5 |  | 2.6 | 2.577
OBAN | 8 | 6 |  | 2.6 | 2.577
OBAN | 8 | 7 |  | 2.9 | 2.5552
OBAN | 8 | 8 |  | 3.3 | 2.526
OBAN | 8 | 9 |  | 3.6 | 2.5042
OBAN | 8 | 10 |  | 4.1 | 2.4678
OBAN | 8 | 11 |  | 4.6 | 2.4314
OBAN | 8 | 12 |  | 5.1 | 2.395
OBAN | 8 | 13 |  | 5 | 2.4023
OBAN | 8 | 14 |  | 4.9 | 2.4096
OBAN | 8 | 15 |  | 4.7 | 2.4241
OBAN | 8 | 16 |  | 4.6 | 2.4314
OBAN | 8 | 17 |  | 4.5 | 2.4387
OBAN | 8 | 18 |  | 4.4 | 2.446
OBAN | 8 | 19 |  | 4.1 | 2.4678
OBAN | 8 | 20 |  | 3.7 | 2.4969
OBAN | 8 | 21 |  | 3.4 | 2.5188
OBAN | 8 | 22 |  | 3.6 | 2.5042
OBAN | 8 | 23 |  | 3.7 | 2.4969
OBAN | 8 | 24 |  | 3.9 | 2.4824
OBAN | 9 | 1 |  | 4.1 | 2.4678
OBAN | 9 | 2 |  | 4.2 | 2.4605
OBAN | 9 | 3 |  | 4.4 | 2.446
OBAN | 9 | 4 |  | 4.6 | 2.4314
OBAN | 9 | 5 |  | 4.8 | 2.4168
OBAN | 9 | 6 |  | 5 | 2.4023
OBAN | 9 | 7 |  | 5.1 | 2.395
OBAN | 9 | 8 |  | 5.3 | 2.3804
OBAN | 9 | 9 |  | 5.4 | 2.3732
OBAN | 9 | 10 |  | 5.7 | 2.3513
OBAN | 9 | 11 |  | 6.1 | 2.3222
OBAN | 9 | 12 |  | 6.4 | 2.3004
OBAN | 9 | 13 |  | 6.4 | 2.3004
OBAN | 9 | 14 |  | 6.3 | 2.3077
OBAN | 9 | 15 |  | 6.3 | 2.3077
OBAN | 9 | 16 |  | 6.5 | 2.2931
OBAN | 9 | 17 |  | 6.8 | 2.2713
OBAN | 9 | 18 |  | 7 | 2.2567
OBAN | 9 | 19 |  | 7.1 | 2.2494
OBAN | 9 | 20 |  | 7.1 | 2.2494
OBAN | 9 | 21 |  | 7.2 | 2.2421
OBAN | 9 | 22 |  | 7.3 | 2.2349
OBAN | 9 | 23 |  | 7.4 | 2.2276
OBAN | 9 | 24 |  | 7.5 | 2.2203
OBAN | 10 | 1 |  | 7.3 | 2.2349
OBAN | 10 | 2 |  | 7.2 | 2.2421
OBAN | 10 | 3 |  | 7 | 2.2567
OBAN | 10 | 4 |  | 6.9 | 2.264
OBAN | 10 | 5 |  | 6.7 | 2.2785
OBAN | 10 | 6 |  | 6.6 | 2.2858
OBAN | 10 | 7 |  | 6.8 | 2.2713
OBAN | 10 | 8 |  | 7 | 2.2567
OBAN | 10 | 9 |  | 7.2 | 2.2421
OBAN | 10 | 10 |  | 7.5 | 2.2203
OBAN | 10 | 11 |  | 7.8 | 2.1985
OBAN | 10 | 12 |  | 8.1 | 2.1766
OBAN | 10 | 13 |  | 8 | 2.1839
OBAN | 10 | 14 |  | 7.9 | 2.1912
OBAN | 10 | 15 |  | 7.8 | 2.1985
OBAN | 10 | 16 |  | 7.5 | 2.2203
OBAN | 10 | 17 |  | 7.1 | 2.2494
OBAN | 10 | 18 |  | 6.8 | 2.2713
OBAN | 10 | 19 |  | 6.6 | 2.2858
OBAN | 10 | 20 |  | 6.5 | 2.2931
OBAN | 10 | 21 |  | 6.3 | 2.3077
OBAN | 10 | 22 |  | 6.4 | 2.3004
OBAN | 10 | 23 |  | 6.4 | 2.3004
OBAN | 10 | 24 |  | 6.5 | 2.2931
OBAN | 11 | 1 |  | 6.5 | 2.2931
OBAN | 11 | 2 |  | 6.5 | 2.2931
OBAN | 11 | 3 |  | 6.5 | 2.2931
OBAN | 11 | 4 |  | 6.5 | 2.2931
OBAN | 11 | 5 |  | 6.6 | 2.2858
OBAN | 11 | 6 |  | 6.6 | 2.2858
OBAN | 11 | 7 |  | 6.5 | 2.2931
OBAN | 11 | 8 |  | 6.5 | 2.2931
OBAN | 11 | 9 |  | 6.4 | 2.3004
OBAN | 11 | 10 |  | 6.7 | 2.2785
OBAN | 11 | 11 |  | 7 | 2.2567
OBAN | 11 | 12 |  | 7.3 | 2.2349
OBAN | 11 | 13 |  | 6.5 | 2.2931
OBAN | 11 | 14 |  | 5.7 | 2.3513
OBAN | 11 | 15 |  | 4.9 | 2.4096
OBAN | 11 | 16 |  | 4.7 | 2.4241
OBAN | 11 | 17 |  | 4.6 | 2.4314
OBAN | 11 | 18 |  | 4.4 | 2.446
OBAN | 11 | 19 |  | 4.5 | 2.4387
OBAN | 11 | 20 |  | 4.5 | 2.4387
OBAN | 11 | 21 |  | 4.6 | 2.4314
OBAN | 11 | 22 |  | 4.6 | 2.4314
OBAN | 11 | 23 |  | 4.5 | 2.4387
OBAN | 11 | 24 |  | 4.5 | 2.4387
OBAN | 12 | 1 |  | 4.5 | 2.4387
OBAN | 12 | 2 |  | 4.4 | 2.446
OBAN | 12 | 3 |  | 4.4 | 2.446
OBAN | 12 | 4 |  | 4.8 | 2.4168
OBAN | 12 | 5 |  | 5.3 | 2.3804
OBAN | 12 | 6 |  | 5.7 | 2.3513
OBAN | 12 | 7 |  | 4.9 | 2.4096
OBAN | 12 | 8 |  | 4 | 2.4751
OBAN | 12 | 9 |  | 3.2 | 2.5333
OBAN | 12 | 10 |  | 3.6 | 2.5042
OBAN | 12 | 11 |  | 4.1 | 2.4678
OBAN | 12 | 12 |  | 4.5 | 2.4387
OBAN | 12 | 13 |  | 4.9 | 2.4096
OBAN | 12 | 14 |  | 5.3 | 2.3804
OBAN | 12 | 15 |  | 5.7 | 2.3513
OBAN | 12 | 16 |  | 5.7 | 2.3513
OBAN | 12 | 17 |  | 5.6 | 2.3586
OBAN | 12 | 18 |  | 5.6 | 2.3586
OBAN | 12 | 19 |  | 5.3 | 2.3804
OBAN | 12 | 20 |  | 4.9 | 2.4096
OBAN | 12 | 21 |  | 4.6 | 2.4314
OBAN | 12 | 22 |  | 4.6 | 2.4314
OBAN | 12 | 23 |  | 4.5 | 2.4387
OBAN | 12 | 24 |  | 4.5 | 2.4387
OBAN | 13 | 1 |  | 5 | 2.4023
OBAN | 13 | 2 |  | 5.4 | 2.3732
OBAN | 13 | 3 |  | 5.9 | 2.3368
OBAN | 13 | 4 |  | 5.9 | 2.3368
OBAN | 13 | 5 |  | 6 | 2.3295
OBAN | 13 | 6 |  | 6 | 2.3295
OBAN | 13 | 7 |  | 6.2 | 2.3149
OBAN | 13 | 8 |  | 6.4 | 2.3004
OBAN | 13 | 9 |  | 6.6 | 2.2858
OBAN | 13 | 10 |  | 6.9 | 2.264
OBAN | 13 | 11 |  | 7.1 | 2.2494
OBAN | 13 | 12 |  | 7.4 | 2.2276
OBAN | 13 | 13 |  | 7 | 2.2567
OBAN | 13 | 14 |  | 6.7 | 2.2785
OBAN | 13 | 15 |  | 6.3 | 2.3077
OBAN | 13 | 16 |  | 6.5 | 2.2931
OBAN | 13 | 17 |  | 6.7 | 2.2785
OBAN | 13 | 18 |  | 6.9 | 2.264
OBAN | 13 | 19 |  | 6.7 | 2.2785
OBAN | 13 | 20 |  | 6.5 | 2.2931
OBAN | 13 | 21 |  | 6.3 | 2.3077
OBAN | 13 | 22 |  | 6.4 | 2.3004
OBAN | 13 | 23 |  | 6.4 | 2.3004
OBAN | 13 | 24 |  | 6.5 | 2.2931
OBAN | 14 | 1 |  | 6.3 | 2.3077
OBAN | 14 | 2 |  | 6.2 | 2.3149
OBAN | 14 | 3 |  | 6 | 2.3295
OBAN | 14 | 4 |  | 6.2 | 2.3149
OBAN | 14 | 5 |  | 6.4 | 2.3004
OBAN | 14 | 6 |  | 6.6 | 2.2858
OBAN | 14 | 7 |  | 6.4 | 2.3004
OBAN | 14 | 8 |  | 6.1 | 2.3222
OBAN | 14 | 9 |  | 5.9 | 2.3368
OBAN | 14 | 10 |  | 6.1 | 2.3222
OBAN | 14 | 11 |  | 6.2 | 2.3149
OBAN | 14 | 12 |  | 6.4 | 2.3004
OBAN | 14 | 13 |  | 6.1 | 2.3222
OBAN | 14 | 14 |  | 5.8 | 2.3441
OBAN | 14 | 15 |  | 5.5 | 2.3659
OBAN | 14 | 16 |  | 5.2 | 2.3877
OBAN | 14 | 17 |  | 4.9 | 2.4096
OBAN | 14 | 18 |  | 4.6 | 2.4314
OBAN | 14 | 19 |  | 3.9 | 2.4824
OBAN | 14 | 20 |  | 3.3 | 2.526
OBAN | 14 | 21 |  | 2.6 | 2.577
OBAN | 14 | 22 |  | 2.5 | 2.5843
OBAN | 14 | 23 |  | 2.3 | 2.5988
OBAN | 14 | 24 |  | 2.2 | 2.6061
OBAN | 15 | 1 |  | 2.1 | 2.6134
OBAN | 15 | 2 |  | 2 | 2.6207
OBAN | 15 | 3 |  | 1.9 | 2.628
OBAN | 15 | 4 |  | 1.2 | 2.6789
OBAN | 15 | 5 |  | 0.4 | 2.7372
OBAN | 15 | 6 |  | -0.3 | 2.7881
OBAN | 15 | 7 |  | 0.4 | 2.7372
OBAN | 15 | 8 |  | 1.1 | 2.6862
OBAN | 15 | 9 |  | 1.8 | 2.6352
OBAN | 15 | 10 |  | 2.6 | 2.577
OBAN | 15 | 11 |  | 3.3 | 2.526
OBAN | 15 | 12 |  | 4 | 2.4751
OBAN | 15 | 13 |  | 4.1 | 2.4678
OBAN | 15 | 14 |  | 4.3 | 2.4532
OBAN | 15 | 15 |  | 4.4 | 2.446
OBAN | 15 | 16 |  | 3.3 | 2.526
OBAN | 15 | 17 |  | 2.3 | 2.5988
OBAN | 15 | 18 |  | 1.2 | 2.6789
OBAN | 15 | 19 |  | 0.5 | 2.7299
OBAN | 15 | 20 |  | -0.2 | 2.7808
OBAN | 15 | 21 |  | -0.9 | 2.8318
OBAN | 15 | 22 |  | -0.8 | 2.8245
OBAN | 15 | 23 |  | -0.8 | 2.8245
OBAN | 15 | 24 |  | -0.7 | 2.8172
OBAN | 16 | 1 |  | -1.2 | 2.8536
OBAN | 16 | 2 |  | -1.6 | 2.8827
OBAN | 16 | 3 |  | -2.1 | 2.9191
OBAN | 16 | 4 |  | -2.1 | 2.9191
OBAN | 16 | 5 |  | -2 | 2.9119
OBAN | 16 | 6 |  | -2 | 2.9119
OBAN | 16 | 7 |  | -1.9 | 2.9046
OBAN | 16 | 8 |  | -1.7 | 2.89
OBAN | 16 | 9 |  | -1.6 | 2.8827
OBAN | 16 | 10 |  | 0.4 | 2.7372
OBAN | 16 | 11 |  | 2.3 | 2.5988
OBAN | 16 | 12 |  | 4.3 | 2.4532
OBAN | 16 | 13 |  | 4 | 2.4751
OBAN | 16 | 14 |  | 3.7 | 2.4969
OBAN | 16 | 15 |  | 3.4 | 2.5188
OBAN | 16 | 16 |  | 3.3 | 2.526
OBAN | 16 | 17 |  | 3.1 | 2.5406
OBAN | 16 | 18 |  | 3 | 2.5479
OBAN | 16 | 19 |  | 3 | 2.5479
OBAN | 16 | 20 |  | 3.1 | 2.5406
OBAN | 16 | 21 |  | 3.1 | 2.5406
OBAN | 16 | 22 |  | 3 | 2.5479
OBAN | 16 | 23 |  | 2.9 | 2.5552
OBAN | 16 | 24 |  | 2.9 | 2.5552
OBAN | 17 | 1 |  | 2.7 | 2.5697
OBAN | 17 | 2 |  | 2.5 | 2.5843
OBAN | 17 | 3 |  | 2.3 | 2.5988
OBAN | 17 | 4 |  | 2.4 | 2.5916
OBAN | 17 | 5 |  | 2.6 | 2.577
OBAN | 17 | 6 |  | 2.7 | 2.5697
OBAN | 17 | 7 |  | 2.3 | 2.5988
OBAN | 17 | 8 |  | 1.8 | 2.6352
OBAN | 17 | 9 |  | 1.4 | 2.6644
OBAN | 17 | 10 |  | 2.1 | 2.6134
OBAN | 17 | 11 |  | 2.9 | 2.5552
OBAN | 17 | 12 |  | 3.6 | 2.5042
OBAN | 17 | 13 |  | 4.3 | 2.4532
OBAN | 17 | 14 |  | 5.1 | 2.395
OBAN | 17 | 15 |  | 5.8 | 2.3441
OBAN | 17 | 16 |  | 6.1 | 2.3222
OBAN | 17 | 17 |  | 6.3 | 2.3077
OBAN | 17 | 18 |  | 6.6 | 2.2858
OBAN | 17 | 19 |  | 6.3 | 2.3077
OBAN | 17 | 20 |  | 6 | 2.3295
OBAN | 17 | 21 |  | 5.7 | 2.3513
OBAN | 17 | 22 |  | 5.5 | 2.3659
OBAN | 17 | 23 |  | 5.4 | 2.3732
OBAN | 17 | 24 |  | 5.2 | 2.3877
OBAN | 18 | 1 |  | 5.4 | 2.3732
OBAN | 18 | 2 |  | 5.5 | 2.3659
OBAN | 18 | 3 |  | 5.7 | 2.3513
OBAN | 18 | 4 |  | 6 | 2.3295
OBAN | 18 | 5 |  | 6.3 | 2.3077
OBAN | 18 | 6 |  | 6.6 | 2.2858
OBAN | 18 | 7 |  | 6.7 | 2.2785
OBAN | 18 | 8 |  | 6.9 | 2.264
OBAN | 18 | 9 |  | 7 | 2.2567
OBAN | 18 | 10 |  | 7.2 | 2.2421
OBAN | 18 | 11 |  | 7.4 | 2.2276
OBAN | 18 | 12 |  | 7.6 | 2.213
OBAN | 18 | 13 |  | 7.7 | 2.2057
OBAN | 18 | 14 |  | 7.8 | 2.1985
OBAN | 18 | 15 |  | 7.9 | 2.1912
OBAN | 18 | 16 |  | 7.7 | 2.2057
OBAN | 18 | 17 |  | 7.6 | 2.213
OBAN | 18 | 18 |  | 7.4 | 2.2276
OBAN | 18 | 19 |  | 6.8 | 2.2713
OBAN | 18 | 20 |  | 6.1 | 2.3222
OBAN | 18 | 21 |  | 5.5 | 2.3659
OBAN | 18 | 22 |  | 4.9 | 2.4096
OBAN | 18 | 23 |  | 4.2 | 2.4605
OBAN | 18 | 24 |  | 3.6 | 2.5042
OBAN | 19 | 1 |  | 3.4 | 2.5188
OBAN | 19 | 2 |  | 3.3 | 2.526
OBAN | 19 | 3 |  | 3.1 | 2.5406
OBAN | 19 | 4 |  | 2.9 | 2.5552
OBAN | 19 | 5 |  | 2.7 | 2.5697
OBAN | 19 | 6 |  | 2.5 | 2.5843
OBAN | 19 | 7 |  | 2.7 | 2.5697
OBAN | 19 | 8 |  | 2.8 | 2.5624
OBAN | 19 | 9 |  | 3 | 2.5479
OBAN | 19 | 10 |  | 3.5 | 2.5115
OBAN | 19 | 11 |  | 4 | 2.4751
OBAN | 19 | 12 |  | 4.5 | 2.4387
OBAN | 19 | 13 |  | 4.3 | 2.4532
OBAN | 19 | 14 |  | 4 | 2.4751
OBAN | 19 | 15 |  | 3.8 | 2.4896
OBAN | 19 | 16 |  | 4.1 | 2.4678
OBAN | 19 | 17 |  | 4.3 | 2.4532
OBAN | 19 | 18 |  | 4.6 | 2.4314
OBAN | 19 | 19 |  | 4.8 | 2.4168
OBAN | 19 | 20 |  | 5.1 | 2.395
OBAN | 19 | 21 |  | 5.3 | 2.3804
OBAN | 19 | 22 |  | 5.7 | 2.3513
OBAN | 19 | 23 |  | 6.1 | 2.3222
OBAN | 19 | 24 |  | 6.5 | 2.2931
OBAN | 20 | 1 |  | 6.9 | 2.264
OBAN | 20 | 2 |  | 7.2 | 2.2421
OBAN | 20 | 3 |  | 7.6 | 2.213
OBAN | 20 | 4 |  | 8.1 | 2.1766
OBAN | 20 | 5 |  | 8.5 | 2.1475
OBAN | 20 | 6 |  | 9 | 2.1111
OBAN | 20 | 7 |  | 8.8 | 2.1257
OBAN | 20 | 8 |  | 8.7 | 2.1329
OBAN | 20 | 9 |  | 8.5 | 2.1475
OBAN | 20 | 10 |  | 8.8 | 2.1257
OBAN | 20 | 11 |  | 9.2 | 2.0965
OBAN | 20 | 12 |  | 9.5 | 2.0747
OBAN | 20 | 13 |  | 9.3 | 2.0893
OBAN | 20 | 14 |  | 9.1 | 2.1038
OBAN | 20 | 15 |  | 8.9 | 2.1184
OBAN | 20 | 16 |  | 9 | 2.1111
OBAN | 20 | 17 |  | 9.1 | 2.1038
OBAN | 20 | 18 |  | 9.2 | 2.0965
OBAN | 20 | 19 |  | 9 | 2.1111
OBAN | 20 | 20 |  | 8.8 | 2.1257
OBAN | 20 | 21 |  | 8.6 | 2.1402
OBAN | 20 | 22 |  | 8.6 | 2.1402
OBAN | 20 | 23 |  | 8.6 | 2.1402
OBAN | 20 | 24 |  | 8.6 | 2.1402
OBAN | 21 | 1 |  | 8.5 | 2.1475
OBAN | 21 | 2 |  | 8.4 | 2.1548
OBAN | 21 | 3 |  | 8.3 | 2.1621
OBAN | 21 | 4 |  | 8.3 | 2.1621
OBAN | 21 | 5 |  | 8.4 | 2.1548
OBAN | 21 | 6 |  | 8.4 | 2.1548
OBAN | 21 | 7 |  | 8.5 | 2.1475
OBAN | 21 | 8 |  | 8.7 | 2.1329
OBAN | 21 | 9 |  | 8.8 | 2.1257
OBAN | 21 | 10 |  | 8.5 | 2.1475
OBAN | 21 | 11 |  | 8.2 | 2.1693
OBAN | 21 | 12 |  | 7.9 | 2.1912
OBAN | 21 | 13 |  | 7.2 | 2.2421
OBAN | 21 | 14 |  | 6.6 | 2.2858
OBAN | 21 | 15 |  | 5.9 | 2.3368
OBAN | 21 | 16 |  | 6 | 2.3295
OBAN | 21 | 17 |  | 6.1 | 2.3222
OBAN | 21 | 18 |  | 6.2 | 2.3149
OBAN | 21 | 19 |  | 5.8 | 2.3441
OBAN | 21 | 20 |  | 5.4 | 2.3732
OBAN | 21 | 21 |  | 5 | 2.4023
OBAN | 21 | 22 |  | 5.2 | 2.3877
OBAN | 21 | 23 |  | 5.4 | 2.3732
OBAN | 21 | 24 |  | 5.6 | 2.3586
OBAN | 22 | 1 |  | 5.6 | 2.3586
OBAN | 22 | 2 |  | 5.7 | 2.3513
OBAN | 22 | 3 |  | 5.7 | 2.3513
OBAN | 22 | 4 |  | 5.6 | 2.3586
OBAN | 22 | 5 |  | 5.5 | 2.3659
OBAN | 22 | 6 |  | 5.4 | 2.3732
OBAN | 22 | 7 |  | 5.4 | 2.3732
OBAN | 22 | 8 |  | 5.3 | 2.3804
OBAN | 22 | 9 |  | 5.3 | 2.3804
OBAN | 22 | 10 |  | 5.8 | 2.3441
OBAN | 22 | 11 |  | 6.4 | 2.3004
OBAN | 22 | 12 |  | 6.9 | 2.264
OBAN | 22 | 13 |  | 6.6 | 2.2858
OBAN | 22 | 14 |  | 6.3 | 2.3077
OBAN | 22 | 15 |  | 6 | 2.3295
OBAN | 22 | 16 |  | 5.8 | 2.3441
OBAN | 22 | 17 |  | 5.5 | 2.3659
OBAN | 22 | 18 |  | 5.3 | 2.3804
OBAN | 22 | 19 |  | 5.1 | 2.395
OBAN | 22 | 20 |  | 5 | 2.4023
OBAN | 22 | 21 |  | 4.8 | 2.4168
OBAN | 22 | 22 |  | 5.6 | 2.3586
OBAN | 22 | 23 |  | 6.3 | 2.3077
OBAN | 22 | 24 |  | 7.1 | 2.2494
OBAN | 23 | 1 |  | 6.8 | 2.2713
OBAN | 23 | 2 |  | 6.4 | 2.3004
OBAN | 23 | 3 |  | 6.1 | 2.3222
OBAN | 23 | 4 |  | 5.5 | 2.3659
OBAN | 23 | 5 |  | 5 | 2.4023
OBAN | 23 | 6 |  | 4.4 | 2.446
OBAN | 23 | 7 |  | 4.3 | 2.4532
OBAN | 23 | 8 |  | 4.3 | 2.4532
OBAN | 23 | 9 |  | 4.2 | 2.4605
OBAN | 23 | 10 |  | 3.8 | 2.4896
OBAN | 23 | 11 |  | 3.4 | 2.5188
OBAN | 23 | 12 |  | 3 | 2.5479
OBAN | 23 | 13 |  | 2.8 | 2.5624
OBAN | 23 | 14 |  | 2.7 | 2.5697
OBAN | 23 | 15 |  | 2.5 | 2.5843
OBAN | 23 | 16 |  | 2.3 | 2.5988
OBAN | 23 | 17 |  | 2.2 | 2.6061
OBAN | 23 | 18 |  | 2.1 | 2.6134
OBAN | 23 | 19 |  | 2.6 | 2.577
OBAN | 23 | 20 |  | 3.2 | 2.5333
OBAN | 23 | 21 |  | 3.8 | 2.4896
OBAN | 23 | 22 |  | 3.8 | 2.4896
OBAN | 23 | 23 |  | 3.8 | 2.4896
OBAN | 23 | 24 |  | 3.8 | 2.4896
OBAN | 24 | 1 |  | 3.5 | 2.5115
OBAN | 24 | 2 |  | 3.3 | 2.526
OBAN | 24 | 3 |  | 3 | 2.5479
OBAN | 24 | 4 |  | 2.9 | 2.5552
OBAN | 24 | 5 |  | 2.8 | 2.5624
OBAN | 24 | 6 |  | 2.7 | 2.5697
OBAN | 24 | 7 |  | 3 | 2.5479
OBAN | 24 | 8 |  | 3.4 | 2.5188
OBAN | 24 | 9 |  | 3.7 | 2.4969
OBAN | 24 | 10 |  | 4 | 2.4751
OBAN | 24 | 11 |  | 4.4 | 2.446
OBAN | 24 | 12 |  | 4.7 | 2.4241
OBAN | 24 | 13 |  | 4.7 | 2.4241
OBAN | 24 | 14 |  | 4.6 | 2.4314
OBAN | 24 | 15 |  | 4.6 | 2.4314
OBAN | 24 | 16 |  | 4.6 | 2.4314
OBAN | 24 | 17 |  | 4.5 | 2.4387
OBAN | 24 | 18 |  | 4.5 | 2.4387
OBAN | 24 | 19 |  | 5.8 | 2.3441
OBAN | 24 | 20 |  | 7.2 | 2.2421
OBAN | 24 | 21 |  | 8.5 | 2.1475
OBAN | 24 | 22 |  | 8.6 | 2.1402
OBAN | 24 | 23 |  | 8.6 | 2.1402
OBAN | 24 | 24 |  | 8.7 | 2.1329
OBAN | 25 | 1 |  | 8.8 | 2.1257
OBAN | 25 | 2 |  | 8.8 | 2.1257
OBAN | 25 | 3 |  | 8.9 | 2.1184
OBAN | 25 | 4 |  | 8.5 | 2.1475
OBAN | 25 | 5 |  | 8 | 2.1839
OBAN | 25 | 6 |  | 7.6 | 2.213
OBAN | 25 | 7 |  | 7 | 2.2567
OBAN | 25 | 8 |  | 6.3 | 2.3077
OBAN | 25 | 9 |  | 5.7 | 2.3513
OBAN | 25 | 10 |  | 5.4 | 2.3732
OBAN | 25 | 11 |  | 5 | 2.4023
OBAN | 25 | 12 |  | 4.7 | 2.4241
OBAN | 25 | 13 |  | 4.3 | 2.4532
OBAN | 25 | 14 |  | 3.8 | 2.4896
OBAN | 25 | 15 |  | 3.4 | 2.5188
OBAN | 25 | 16 |  | 3.3 | 2.526
OBAN | 25 | 17 |  | 3.2 | 2.5333
OBAN | 25 | 18 |  | 3.1 | 2.5406
OBAN | 25 | 19 |  | 3.4 | 2.5188
OBAN | 25 | 20 |  | 3.7 | 2.4969
OBAN | 25 | 21 |  | 4 | 2.4751
OBAN | 25 | 22 |  | 4.3 | 2.4532
OBAN | 25 | 23 |  | 4.6 | 2.4314
OBAN | 25 | 24 |  | 4.9 | 2.4096
OBAN | 26 | 1 |  | 4.9 | 2.4096
OBAN | 26 | 2 |  | 4.9 | 2.4096
OBAN | 26 | 3 |  | 4.9 | 2.4096
OBAN | 26 | 4 |  | 5 | 2.4023
OBAN | 26 | 5 |  | 5 | 2.4023
OBAN | 26 | 6 |  | 5.1 | 2.395
OBAN | 26 | 7 |  | 5.1 | 2.395
OBAN | 26 | 8 |  | 5.2 | 2.3877
OBAN | 26 | 9 |  | 5.2 | 2.3877
OBAN | 26 | 10 |  | 5.3 | 2.3804
OBAN | 26 | 11 |  | 5.4 | 2.3732
OBAN | 26 | 12 |  | 5.5 | 2.3659
OBAN | 26 | 13 |  | 6.3 | 2.3077
OBAN | 26 | 14 |  | 7.2 | 2.2421
OBAN | 26 | 15 |  | 8 | 2.1839
OBAN | 26 | 16 |  | 8.2 | 2.1693
OBAN | 26 | 17 |  | 8.3 | 2.1621
OBAN | 26 | 18 |  | 8.5 | 2.1475
OBAN | 26 | 19 |  | 7.5 | 2.2203
OBAN | 26 | 20 |  | 6.5 | 2.2931
OBAN | 26 | 21 |  | 5.5 | 2.3659
OBAN | 26 | 22 |  | 5.3 | 2.3804
OBAN | 26 | 23 |  | 5.1 | 2.395
OBAN | 26 | 24 |  | 4.9 | 2.4096
OBAN | 27 | 1 |  | 4.8 | 2.4168
OBAN | 27 | 2 |  | 4.6 | 2.4314
OBAN | 27 | 3 |  | 4.5 | 2.4387
OBAN | 27 | 4 |  | 4.6 | 2.4314
OBAN | 27 | 5 |  | 4.8 | 2.4168
OBAN | 27 | 6 |  | 4.9 | 2.4096
OBAN | 27 | 7 |  | 4.8 | 2.4168
OBAN | 27 | 8 |  | 4.8 | 2.4168
OBAN | 27 | 9 |  | 4.7 | 2.4241
OBAN | 27 | 10 |  | 4.9 | 2.4096
OBAN | 27 | 11 |  | 5.1 | 2.395
OBAN | 27 | 12 |  | 5.3 | 2.3804
OBAN | 27 | 13 |  | 4.9 | 2.4096
OBAN | 27 | 14 |  | 4.4 | 2.446
OBAN | 27 | 15 |  | 4 | 2.4751
OBAN | 27 | 16 |  | 4.1 | 2.4678
OBAN | 27 | 17 |  | 4.3 | 2.4532
OBAN | 27 | 18 |  | 4.4 | 2.446
OBAN | 27 | 19 |  | 4 | 2.4751
OBAN | 27 | 20 |  | 3.7 | 2.4969
OBAN | 27 | 21 |  | 3.3 | 2.526
OBAN | 27 | 22 |  | 3.5 | 2.5115
OBAN | 27 | 23 |  | 3.7 | 2.4969
OBAN | 27 | 24 |  | 3.9 | 2.4824
OBAN | 28 | 1 |  | 3.6 | 2.5042
OBAN | 28 | 2 |  | 3.3 | 2.526
OBAN | 28 | 3 |  | 3 | 2.5479
OBAN | 28 | 4 |  | 2.8 | 2.5624
OBAN | 28 | 5 |  | 2.6 | 2.577
OBAN | 28 | 6 |  | 2.4 | 2.5916
OBAN | 28 | 7 |  | 2.6 | 2.577
OBAN | 28 | 8 |  | 2.7 | 2.5697
OBAN | 28 | 9 |  | 2.9 | 2.5552
OBAN | 28 | 10 |  | 3 | 2.5479
OBAN | 28 | 11 |  | 3.2 | 2.5333
OBAN | 28 | 12 |  | 3.3 | 2.526
OBAN | 28 | 13 |  | 3.5 | 2.5115
OBAN | 28 | 14 |  | 3.7 | 2.4969
OBAN | 28 | 15 |  | 3.9 | 2.4824
OBAN | 28 | 16 |  | 3.4 | 2.5188
OBAN | 28 | 17 |  | 3 | 2.5479
OBAN | 28 | 18 |  | 2.5 | 2.5843
OBAN | 28 | 19 |  | 2.1 | 2.6134
OBAN | 28 | 20 |  | 1.8 | 2.6352
OBAN | 28 | 21 |  | 1.4 | 2.6644
OBAN | 28 | 22 |  | 0.9 | 2.7008
OBAN | 28 | 23 |  | 0.5 | 2.7299
OBAN | 28 | 24 |  | 0 | 2.7663
OBAN | 29 | 1 |  | 0.6 | 2.7226
OBAN | 29 | 2 |  | 1.2 | 2.6789
OBAN | 29 | 3 |  | 1.8 | 2.6352
OBAN | 29 | 4 |  | 3.4 | 2.5188
OBAN | 29 | 5 |  | 5.1 | 2.395
OBAN | 29 | 6 |  | 6.7 | 2.2785
OBAN | 29 | 7 |  | 7.3 | 2.2349
OBAN | 29 | 8 |  | 7.8 | 2.1985
OBAN | 29 | 9 |  | 8.4 | 2.1548
OBAN | 29 | 10 |  | 8.6 | 2.1402
OBAN | 29 | 11 |  | 8.8 | 2.1257
OBAN | 29 | 12 |  | 9 | 2.1111
OBAN | 29 | 13 |  | 9.2 | 2.0965
OBAN | 29 | 14 |  | 9.3 | 2.0893
OBAN | 29 | 15 |  | 9.5 | 2.0747
OBAN | 29 | 16 |  | 9.1 | 2.1038
OBAN | 29 | 17 |  | 8.7 | 2.1329
OBAN | 29 | 18 |  | 8.3 | 2.1621
OBAN | 29 | 19 |  | 8.3 | 2.1621
OBAN | 29 | 20 |  | 8.3 | 2.1621
OBAN | 29 | 21 |  | 8.3 | 2.1621
OBAN | 29 | 22 |  | 7.8 | 2.1985
OBAN | 29 | 23 |  | 7.3 | 2.2349
OBAN | 29 | 24 |  | 6.8 | 2.2713
OBAN | 30 | 1 |  | 6 | 2.3295
OBAN | 30 | 2 |  | 5.2 | 2.3877
OBAN | 30 | 3 |  | 4.4 | 2.446
OBAN | 30 | 4 |  | 4.8 | 2.4168
OBAN | 30 | 5 |  | 5.2 | 2.3877
OBAN | 30 | 6 |  | 5.6 | 2.3586
OBAN | 30 | 7 |  | 5.4 | 2.3732
OBAN | 30 | 8 |  | 5.3 | 2.3804
OBAN | 30 | 9 |  | 5.1 | 2.395
OBAN | 30 | 10 |  | 5.1 | 2.395
OBAN | 30 | 11 |  | 5 | 2.4023
OBAN | 30 | 12 |  | 5 | 2.4023
OBAN | 30 | 13 |  | 5.1 | 2.395
OBAN | 30 | 14 |  | 5.3 | 2.3804
OBAN | 30 | 15 |  | 5.4 | 2.3732
OBAN | 30 | 16 |  | 5.3 | 2.3804
OBAN | 30 | 17 |  | 5.3 | 2.3804
OBAN | 30 | 18 |  | 5.2 | 2.3877
OBAN | 30 | 19 |  | 5.4 | 2.3732
OBAN | 30 | 20 |  | 5.7 | 2.3513
OBAN | 30 | 21 |  | 5.9 | 2.3368
OBAN | 30 | 22 |  | 6.1 | 2.3222
OBAN | 30 | 23 |  | 6.4 | 2.3004
OBAN | 30 | 24 |  | 6.6 | 2.2858
OBAN | 31 | 1 |  | 6.6 | 2.2858
OBAN | 31 | 2 |  | 6.5 | 2.2931
OBAN | 31 | 3 |  | 6.5 | 2.2931
OBAN | 31 | 4 |  | 6.6 | 2.2858
OBAN | 31 | 5 |  | 6.6 | 2.2858
OBAN | 31 | 6 |  | 6.7 | 2.2785
OBAN | 31 | 7 |  | 6.2 | 2.3149
OBAN | 31 | 8 |  | 5.8 | 2.3441
OBAN | 31 | 9 |  | 5.3 | 2.3804
OBAN | 31 | 10 |  | 5.4 | 2.3732
OBAN | 31 | 11 |  | 5.5 | 2.3659
OBAN | 31 | 12 |  | 5.6 | 2.3586
OBAN | 31 | 13 |  | 5.7 | 2.3513
OBAN | 31 | 14 |  | 5.7 | 2.3513
OBAN | 31 | 15 |  | 5.8 | 2.3441
OBAN | 31 | 16 |  | 5.9 | 2.3368
OBAN | 31 | 17 |  | 5.9 | 2.3368
OBAN | 31 | 18 |  | 6 | 2.3295
OBAN | 31 | 19 |  | 6.9 | 2.264
OBAN | 31 | 20 |  | 7.1 | 2.2494
OBAN | 31 | 21 |  | 7.4 | 2.2276
OBAN | 31 | 22 |  | 7.6 | 2.213
OBAN | 31 | 23 |  | 7.7 | 2.2057
OBAN | 31 | 24 |  | 7.6 | 2.213
OBAN | 32 | 1 |  | 7.4 | 2.2276
OBAN | 32 | 2 |  | 7.2 | 2.2421
OBAN | 32 | 3 |  | 7 | 2.2567
OBAN | 32 | 4 |  | 6.9 | 2.264
OBAN | 32 | 5 |  | 6.9 | 2.264
OBAN | 32 | 6 |  | 6.9 | 2.264
OBAN | 32 | 7 |  | 6.6 | 2.2858
OBAN | 32 | 8 |  | 6.2 | 2.3149
OBAN | 32 | 9 |  | 5.9 | 2.3368
OBAN | 32 | 10 |  | 6.1 | 2.3222
OBAN | 32 | 11 |  | 6.3 | 2.3077
OBAN | 32 | 12 |  | 6.5 | 2.2931
OBAN | 32 | 13 |  | 6.4 | 2.3004
OBAN | 32 | 14 |  | 6.2 | 2.3149
OBAN | 32 | 15 |  | 6.1 | 2.3222
OBAN | 32 | 16 |  | 5.6 | 2.3586
OBAN | 32 | 17 |  | 5 | 2.4023
OBAN | 32 | 18 |  | 4.5 | 2.4387
OBAN | 32 | 19 |  | 4.3 | 2.4532
OBAN | 32 | 20 |  | 4 | 2.4751
OBAN | 32 | 21 |  | 3.8 | 2.4896
OBAN | 32 | 22 |  | 3.5 | 2.5115
OBAN | 32 | 23 |  | 3.1 | 2.5406
OBAN | 32 | 24 |  | 2.8 | 2.5624
OBAN | 33 | 1 |  | 2.7 | 2.5697
OBAN | 33 | 2 |  | 2.7 | 2.5697
OBAN | 33 | 3 |  | 2.6 | 2.577
OBAN | 33 | 4 |  | 3.3 | 2.526
OBAN | 33 | 5 |  | 4.1 | 2.4678
OBAN | 33 | 6 |  | 4.8 | 2.4168
OBAN | 33 | 7 |  | 4.3 | 2.4532
OBAN | 33 | 8 |  | 3.9 | 2.4824
OBAN | 33 | 9 |  | 3.4 | 2.5188
OBAN | 33 | 10 |  | 4.6 | 2.4314
OBAN | 33 | 11 |  | 5.9 | 2.3368
OBAN | 33 | 12 |  | 7.1 | 2.2494
OBAN | 33 | 13 |  | 7.1 | 2.2494
OBAN | 33 | 14 |  | 7.2 | 2.2421
OBAN | 33 | 15 |  | 7.2 | 2.2421
OBAN | 33 | 16 |  | 7.3 | 2.2349
OBAN | 33 | 17 |  | 7.3 | 2.2349
OBAN | 33 | 18 |  | 7.4 | 2.2276
OBAN | 33 | 19 |  | 7.6 | 2.213
OBAN | 33 | 20 |  | 7.7 | 2.2057
OBAN | 33 | 21 |  | 7.9 | 2.1912
OBAN | 33 | 22 |  | 8 | 2.1839
OBAN | 33 | 23 |  | 8.2 | 2.1693
OBAN | 33 | 24 |  | 8.3 | 2.1621
OBAN | 34 | 1 |  | 8.5 | 2.1475
OBAN | 34 | 2 |  | 8.7 | 2.1329
OBAN | 34 | 3 |  | 8.9 | 2.1184
OBAN | 34 | 4 |  | 9 | 2.1111
OBAN | 34 | 5 |  | 9 | 2.1111
OBAN | 34 | 6 |  | 9.1 | 2.1038
OBAN | 34 | 7 |  | 9 | 2.1111
OBAN | 34 | 8 |  | 8.9 | 2.1184
OBAN | 34 | 9 |  | 8.8 | 2.1257
OBAN | 34 | 10 |  | 8.9 | 2.1184
OBAN | 34 | 11 |  | 8.9 | 2.1184
OBAN | 34 | 12 |  | 9 | 2.1111
OBAN | 34 | 13 |  | 9 | 2.1111
OBAN | 34 | 14 |  | 9 | 2.1111
OBAN | 34 | 15 |  | 9 | 2.1111
OBAN | 34 | 16 |  | 8.5 | 2.1475
OBAN | 34 | 17 |  | 7.9 | 2.1912
OBAN | 34 | 18 |  | 7.4 | 2.2276
OBAN | 34 | 19 |  | 7.6 | 2.213
OBAN | 34 | 20 |  | 7.7 | 2.2057
OBAN | 34 | 21 |  | 7.9 | 2.1912
OBAN | 34 | 22 |  | 7.9 | 2.1912
OBAN | 34 | 23 |  | 7.9 | 2.1912
OBAN | 34 | 24 |  | 7.9 | 2.1912
OBAN | 35 | 1 |  | 7.6 | 2.213
OBAN | 35 | 2 |  | 7.3 | 2.2349
OBAN | 35 | 3 |  | 7 | 2.2567
OBAN | 35 | 4 |  | 6.6 | 2.2858
OBAN | 35 | 5 |  | 6.3 | 2.3077
OBAN | 35 | 6 |  | 5.9 | 2.3368
OBAN | 35 | 7 |  | 6.2 | 2.3149
OBAN | 35 | 8 |  | 6.4 | 2.3004
OBAN | 35 | 9 |  | 6.7 | 2.2785
OBAN | 35 | 10 |  | 7.3 | 2.2349
OBAN | 35 | 11 |  | 7.8 | 2.1985
OBAN | 35 | 12 |  | 8.4 | 2.1548
OBAN | 35 | 13 |  | 8.4 | 2.1548
OBAN | 35 | 14 |  | 8.5 | 2.1475
OBAN | 35 | 15 |  | 8.5 | 2.1475
OBAN | 35 | 16 |  | 8 | 2.1839
OBAN | 35 | 17 |  | 7.4 | 2.2276
OBAN | 35 | 18 |  | 6.9 | 2.264
OBAN | 35 | 19 |  | 7.1 | 2.2494
OBAN | 35 | 20 |  | 7.4 | 2.2276
OBAN | 35 | 21 |  | 7.6 | 2.213
OBAN | 35 | 22 |  | 8.1 | 2.1766
OBAN | 35 | 23 |  | 8.6 | 2.1402
OBAN | 35 | 24 |  | 9.1 | 2.1038
OBAN | 36 | 1 |  | 8.8 | 2.1257
OBAN | 36 | 2 |  | 8.4 | 2.1548
OBAN | 36 | 3 |  | 8.1 | 2.1766
OBAN | 36 | 4 |  | 8.1 | 2.1766
OBAN | 36 | 5 |  | 8.2 | 2.1693
OBAN | 36 | 6 |  | 8.2 | 2.1693
OBAN | 36 | 7 |  | 8.3 | 2.1621
OBAN | 36 | 8 |  | 8.5 | 2.1475
OBAN | 36 | 9 |  | 8.6 | 2.1402
OBAN | 36 | 10 |  | 8.9 | 2.1184
OBAN | 36 | 11 |  | 9.2 | 2.0965
OBAN | 36 | 12 |  | 9.5 | 2.0747
OBAN | 36 | 13 |  | 9.6 | 2.0674
OBAN | 36 | 14 |  | 9.8 | 2.0529
OBAN | 36 | 15 |  | 9.9 | 2.0456
OBAN | 36 | 16 |  | 9.6 | 2.0674
OBAN | 36 | 17 |  | 9.3 | 2.0893
OBAN | 36 | 18 |  | 9 | 2.1111
OBAN | 36 | 19 |  | 9.1 | 2.1038
OBAN | 36 | 20 |  | 9.2 | 2.0965
OBAN | 36 | 21 |  | 9.3 | 2.0893
OBAN | 36 | 22 |  | 9.2 | 2.0965
OBAN | 36 | 23 |  | 9 | 2.1111
OBAN | 36 | 24 |  | 8.9 | 2.1184
OBAN | 37 | 1 |  | 8.9 | 2.1184
OBAN | 37 | 2 |  | 8.9 | 2.1184
OBAN | 37 | 3 |  | 8.9 | 2.1184
OBAN | 37 | 4 |  | 9 | 2.1111
OBAN | 37 | 5 |  | 9 | 2.1111
OBAN | 37 | 6 |  | 9.1 | 2.1038
OBAN | 37 | 7 |  | 8.9 | 2.1184
OBAN | 37 | 8 |  | 8.8 | 2.1257
OBAN | 37 | 9 |  | 8.6 | 2.1402
OBAN | 37 | 10 |  | 8.6 | 2.1402
OBAN | 37 | 11 |  | 8.6 | 2.1402
OBAN | 37 | 12 |  | 8.6 | 2.1402
OBAN | 37 | 13 |  | 8.8 | 2.1257
OBAN | 37 | 14 |  | 8.9 | 2.1184
OBAN | 37 | 15 |  | 9.1 | 2.1038
OBAN | 37 | 16 |  | 9.3 | 2.0893
OBAN | 37 | 17 |  | 9.6 | 2.0674
OBAN | 37 | 18 |  | 9.8 | 2.0529
OBAN | 37 | 19 |  | 8.9 | 2.1184
OBAN | 37 | 20 |  | 8.1 | 2.1766
OBAN | 37 | 21 |  | 7.2 | 2.2421
OBAN | 37 | 22 |  | 7.1 | 2.2494
OBAN | 37 | 23 |  | 7 | 2.2567
OBAN | 37 | 24 |  | 6.9 | 2.264
OBAN | 38 | 1 |  | 6.6 | 2.2858
OBAN | 38 | 2 |  | 6.2 | 2.3149
OBAN | 38 | 3 |  | 5.9 | 2.3368
OBAN | 38 | 4 |  | 5.8 | 2.3441
OBAN | 38 | 5 |  | 5.6 | 2.3586
OBAN | 38 | 6 |  | 5.5 | 2.3659
OBAN | 38 | 7 |  | 5.2 | 2.3877
OBAN | 38 | 8 |  | 5 | 2.4023
OBAN | 38 | 9 |  | 4.7 | 2.4241
OBAN | 38 | 10 |  | 4.9 | 2.4096
OBAN | 38 | 11 |  | 5.2 | 2.3877
OBAN | 38 | 12 |  | 5.4 | 2.3732
OBAN | 38 | 13 |  | 5.2 | 2.3877
OBAN | 38 | 14 |  | 5 | 2.4023
OBAN | 38 | 15 |  | 4.9 | 2.4096
OBAN | 38 | 16 |  | 4.7 | 2.4241
OBAN | 38 | 17 |  | 4.5 | 2.4387
OBAN | 38 | 18 |  | 4.3 | 2.4532
OBAN | 38 | 19 |  | 3 | 2.5479
OBAN | 38 | 20 |  | 1.8 | 2.6352
OBAN | 38 | 21 |  | 0.5 | 2.7299
OBAN | 38 | 22 |  | 0.4 | 2.7372
OBAN | 38 | 23 |  | 0.4 | 2.7372
OBAN | 38 | 24 |  | 0.3 | 2.7444
OBAN | 39 | 1 |  | 0.4 | 2.7372
OBAN | 39 | 2 |  | 0.4 | 2.7372
OBAN | 39 | 3 |  | 0.5 | 2.7299
OBAN | 39 | 4 |  | 0.2 | 2.7517
OBAN | 39 | 5 |  | -0.1 | 2.7736
OBAN | 39 | 6 |  | -0.4 | 2.7954
OBAN | 39 | 7 |  | -0.6 | 2.8099
OBAN | 39 | 8 |  | -0.7 | 2.8172
OBAN | 39 | 9 |  | -0.9 | 2.8318
OBAN | 39 | 10 |  | 0.1 | 2.759
OBAN | 39 | 11 |  | 1.2 | 2.6789
OBAN | 39 | 12 |  | 2.2 | 2.6061
OBAN | 39 | 13 |  | 2.4 | 2.5916
OBAN | 39 | 14 |  | 2.7 | 2.5697
OBAN | 39 | 15 |  | 2.9 | 2.5552
OBAN | 39 | 16 |  | 2 | 2.6207
OBAN | 39 | 17 |  | 1 | 2.6935
OBAN | 39 | 18 |  | 0.1 | 2.759
OBAN | 39 | 19 |  | -0.6 | 2.8099
OBAN | 39 | 20 |  | -1.4 | 2.8682
OBAN | 39 | 21 |  | -2.1 | 2.9191
OBAN | 39 | 22 |  | -2.7 | 2.9628
OBAN | 39 | 23 |  | -3.3 | 3.0065
OBAN | 39 | 24 |  | -3.9 | 3.0502
OBAN | 40 | 1 |  | -3.9 | 3.0502
OBAN | 40 | 2 |  | -3.8 | 3.0429
OBAN | 40 | 3 |  | -3.8 | 3.0429
OBAN | 40 | 4 |  | -3.8 | 3.0429
OBAN | 40 | 5 |  | -3.8 | 3.0429
OBAN | 40 | 6 |  | -3.8 | 3.0429
OBAN | 40 | 7 |  | -3.3 | 3.0065
OBAN | 40 | 8 |  | -2.8 | 2.9701
OBAN | 40 | 9 |  | -2.3 | 2.9337
OBAN | 40 | 10 |  | -1.2 | 2.8536
OBAN | 40 | 11 |  | 0 | 2.7663
OBAN | 40 | 12 |  | 1.1 | 2.6862
OBAN | 40 | 13 |  | 1.3 | 2.6716
OBAN | 40 | 14 |  | 1.5 | 2.6571
OBAN | 40 | 15 |  | 1.7 | 2.6425
OBAN | 40 | 16 |  | 1.3 | 2.6716
OBAN | 40 | 17 |  | 0.8 | 2.708
OBAN | 40 | 18 |  | 0.4 | 2.7372
OBAN | 40 | 19 |  | 0.4 | 2.7372
OBAN | 40 | 20 |  | 0.3 | 2.7444
OBAN | 40 | 21 |  | 0.3 | 2.7444
OBAN | 40 | 22 |  | 0.5 | 2.7299
OBAN | 40 | 23 |  | 0.6 | 2.7226
OBAN | 40 | 24 |  | 0.8 | 2.708
OBAN | 41 | 1 |  | 1.1 | 2.6862
OBAN | 41 | 2 |  | 1.4 | 2.6644
OBAN | 41 | 3 |  | 1.7 | 2.6425
OBAN | 41 | 4 |  | 2 | 2.6207
OBAN | 41 | 5 |  | 2.2 | 2.6061
OBAN | 41 | 6 |  | 2.5 | 2.5843
OBAN | 41 | 7 |  | 2.8 | 2.5624
OBAN | 41 | 8 |  | 3 | 2.5479
OBAN | 41 | 9 |  | 3.3 | 2.526
OBAN | 41 | 10 |  | 3.3 | 2.526
OBAN | 41 | 11 |  | 3.4 | 2.5188
OBAN | 41 | 12 |  | 3.4 | 2.5188
OBAN | 41 | 13 |  | 3.5 | 2.5115
OBAN | 41 | 14 |  | 3.6 | 2.5042
OBAN | 41 | 15 |  | 3.7 | 2.4969
OBAN | 41 | 16 |  | 3.6 | 2.5042
OBAN | 41 | 17 |  | 3.4 | 2.5188
OBAN | 41 | 18 |  | 3.3 | 2.526
OBAN | 41 | 19 |  | 2.9 | 2.5552
OBAN | 41 | 20 |  | 2.5 | 2.5843
OBAN | 41 | 21 |  | 2.1 | 2.6134
OBAN | 41 | 22 |  | 2.5 | 2.5843
OBAN | 41 | 23 |  | 2.8 | 2.5624
OBAN | 41 | 24 |  | 3.2 | 2.5333
OBAN | 42 | 1 |  | 3.3 | 2.526
OBAN | 42 | 2 |  | 3.3 | 2.526
OBAN | 42 | 3 |  | 3.4 | 2.5188
OBAN | 42 | 4 |  | 3.6 | 2.5042
OBAN | 42 | 5 |  | 3.8 | 2.4896
OBAN | 42 | 6 |  | 4 | 2.4751
OBAN | 42 | 7 |  | 3.9 | 2.4824
OBAN | 42 | 8 |  | 3.8 | 2.4896
OBAN | 42 | 9 |  | 3.7 | 2.4969
OBAN | 42 | 10 |  | 4.2 | 2.4605
OBAN | 42 | 11 |  | 4.8 | 2.4168
OBAN | 42 | 12 |  | 5.3 | 2.3804
OBAN | 42 | 13 |  | 5.2 | 2.3877
OBAN | 42 | 14 |  | 5.2 | 2.3877
OBAN | 42 | 15 |  | 5.1 | 2.395
OBAN | 42 | 16 |  | 4.9 | 2.4096
OBAN | 42 | 17 |  | 4.7 | 2.4241
OBAN | 42 | 18 |  | 4.5 | 2.4387
OBAN | 42 | 19 |  | 5.6 | 2.3586
OBAN | 42 | 20 |  | 6.7 | 2.2785
OBAN | 42 | 21 |  | 7.8 | 2.1985
OBAN | 42 | 22 |  | 7.8 | 2.1985
OBAN | 42 | 23 |  | 7.7 | 2.2057
OBAN | 42 | 24 |  | 7.7 | 2.2057
OBAN | 43 | 1 |  | 7.5 | 2.2203
OBAN | 43 | 2 |  | 7.3 | 2.2349
OBAN | 43 | 3 |  | 7.1 | 2.2494
OBAN | 43 | 4 |  | 7.1 | 2.2494
OBAN | 43 | 5 |  | 7 | 2.2567
OBAN | 43 | 6 |  | 7 | 2.2567
OBAN | 43 | 7 |  | 6.8 | 2.2713
OBAN | 43 | 8 |  | 6.7 | 2.2785
OBAN | 43 | 9 |  | 6.5 | 2.2931
OBAN | 43 | 10 |  | 7.1 | 2.2494
OBAN | 43 | 11 |  | 7.6 | 2.213
OBAN | 43 | 12 |  | 8.2 | 2.1693
OBAN | 43 | 13 |  | 8.2 | 2.1693
OBAN | 43 | 14 |  | 8.3 | 2.1621
OBAN | 43 | 15 |  | 8.3 | 2.1621
OBAN | 43 | 16 |  | 8 | 2.1839
OBAN | 43 | 17 |  | 7.6 | 2.213
OBAN | 43 | 18 |  | 7.3 | 2.2349
OBAN | 43 | 19 |  | 7 | 2.2567
OBAN | 43 | 20 |  | 6.7 | 2.2785
OBAN | 43 | 21 |  | 6.4 | 2.3004
OBAN | 43 | 22 |  | 6.1 | 2.3222
OBAN | 43 | 23 |  | 5.9 | 2.3368
OBAN | 43 | 24 |  | 5.6 | 2.3586
OBAN | 44 | 1 |  | 5.5 | 2.3659
OBAN | 44 | 2 |  | 5.5 | 2.3659
OBAN | 44 | 3 |  | 5.4 | 2.3732
OBAN | 44 | 4 |  | 5.3 | 2.3804
OBAN | 44 | 5 |  | 5.2 | 2.3877
OBAN | 44 | 6 |  | 5.1 | 2.395
OBAN | 44 | 7 |  | 5.4 | 2.3732
OBAN | 44 | 8 |  | 5.7 | 2.3513
OBAN | 44 | 9 |  | 6 | 2.3295
OBAN | 44 | 10 |  | 6.4 | 2.3004
OBAN | 44 | 11 |  | 6.8 | 2.2713
OBAN | 44 | 12 |  | 7.2 | 2.2421
OBAN | 44 | 13 |  | 6.9 | 2.264
OBAN | 44 | 14 |  | 6.6 | 2.2858
OBAN | 44 | 15 |  | 6.3 | 2.3077
OBAN | 44 | 16 |  | 6.7 | 2.2785
OBAN | 44 | 17 |  | 7 | 2.2567
OBAN | 44 | 18 |  | 7.4 | 2.2276
OBAN | 44 | 19 |  | 6.5 | 2.2931
OBAN | 44 | 20 |  | 5.7 | 2.3513
OBAN | 44 | 21 |  | 4.8 | 2.4168
OBAN | 44 | 22 |  | 5 | 2.4023
OBAN | 44 | 23 |  | 5.1 | 2.395
OBAN | 44 | 24 |  | 5.3 | 2.3804
OBAN | 45 | 1 |  | 5.4 | 2.3732
OBAN | 45 | 2 |  | 5.6 | 2.3586
OBAN | 45 | 3 |  | 5.7 | 2.3513
OBAN | 45 | 4 |  | 5.5 | 2.3659
OBAN | 45 | 5 |  | 5.3 | 2.3804
OBAN | 45 | 6 |  | 5.1 | 2.395
OBAN | 45 | 7 |  | 5.3 | 2.3804
OBAN | 45 | 8 |  | 5.4 | 2.3732
OBAN | 45 | 9 |  | 5.6 | 2.3586
OBAN | 45 | 10 |  | 6.3 | 2.3077
OBAN | 45 | 11 |  | 6.9 | 2.264
OBAN | 45 | 12 |  | 7.6 | 2.213
OBAN | 45 | 13 |  | 7 | 2.2567
OBAN | 45 | 14 |  | 6.3 | 2.3077
OBAN | 45 | 15 |  | 5.7 | 2.3513
OBAN | 45 | 16 |  | 5.7 | 2.3513
OBAN | 45 | 17 |  | 5.8 | 2.3441
OBAN | 45 | 18 |  | 5.8 | 2.3441
OBAN | 45 | 19 |  | 6.8 | 2.2713
OBAN | 45 | 20 |  | 7.8 | 2.1985
OBAN | 45 | 21 |  | 8.8 | 2.1257
OBAN | 45 | 22 |  | 8.2 | 2.1693
OBAN | 45 | 23 |  | 7.6 | 2.213
OBAN | 45 | 24 |  | 7 | 2.2567
OBAN | 46 | 1 |  | 7.1 | 2.2494
OBAN | 46 | 2 |  | 7.3 | 2.2349
OBAN | 46 | 3 |  | 7.4 | 2.2276
OBAN | 46 | 4 |  | 7.4 | 2.2276
OBAN | 46 | 5 |  | 7.4 | 2.2276
OBAN | 46 | 6 |  | 7.4 | 2.2276
OBAN | 46 | 7 |  | 7.1 | 2.2494
OBAN | 46 | 8 |  | 6.8 | 2.2713
OBAN | 46 | 9 |  | 6.5 | 2.2931
OBAN | 46 | 10 |  | 7.2 | 2.2421
OBAN | 46 | 11 |  | 7.8 | 2.1985
OBAN | 46 | 12 |  | 8.5 | 2.1475
OBAN | 46 | 13 |  | 7.5 | 2.2203
OBAN | 46 | 14 |  | 6.6 | 2.2858
OBAN | 46 | 15 |  | 5.6 | 2.3586
OBAN | 46 | 16 |  | 5.3 | 2.3804
OBAN | 46 | 17 |  | 5 | 2.4023
OBAN | 46 | 18 |  | 4.7 | 2.4241
OBAN | 46 | 19 |  | 5.1 | 2.395
OBAN | 46 | 20 |  | 5.4 | 2.3732
OBAN | 46 | 21 |  | 5.8 | 2.3441
OBAN | 46 | 22 |  | 5.8 | 2.3441
OBAN | 46 | 23 |  | 5.9 | 2.3368
OBAN | 46 | 24 |  | 5.9 | 2.3368
OBAN | 47 | 1 |  | 5.4 | 2.3732
OBAN | 47 | 2 |  | 5 | 2.4023
OBAN | 47 | 3 |  | 4.5 | 2.4387
OBAN | 47 | 4 |  | 4.7 | 2.4241
OBAN | 47 | 5 |  | 4.9 | 2.4096
OBAN | 47 | 6 |  | 5.1 | 2.395
OBAN | 47 | 7 |  | 5.3 | 2.3804
OBAN | 47 | 8 |  | 5.4 | 2.3732
OBAN | 47 | 9 |  | 5.6 | 2.3586
OBAN | 47 | 10 |  | 6 | 2.3295
OBAN | 47 | 11 |  | 6.4 | 2.3004
OBAN | 47 | 12 |  | 6.8 | 2.2713
OBAN | 47 | 13 |  | 7.1 | 2.2494
OBAN | 47 | 14 |  | 7.4 | 2.2276
OBAN | 47 | 15 |  | 7.7 | 2.2057
OBAN | 47 | 16 |  | 7.2 | 2.2421
OBAN | 47 | 17 |  | 6.8 | 2.2713
OBAN | 47 | 18 |  | 6.3 | 2.3077
OBAN | 47 | 19 |  | 6 | 2.3295
OBAN | 47 | 20 |  | 5.6 | 2.3586
OBAN | 47 | 21 |  | 5.3 | 2.3804
OBAN | 47 | 22 |  | 5.3 | 2.3804
OBAN | 47 | 23 |  | 5.3 | 2.3804
OBAN | 47 | 24 |  | 5.3 | 2.3804
OBAN | 48 | 1 |  | 5.3 | 2.3804
OBAN | 48 | 2 |  | 5.3 | 2.3804
OBAN | 48 | 3 |  | 5.3 | 2.3804
OBAN | 48 | 4 |  | 5.1 | 2.395
OBAN | 48 | 5 |  | 4.8 | 2.4168
OBAN | 48 | 6 |  | 4.6 | 2.4314
OBAN | 48 | 7 |  | 4.9 | 2.4096
OBAN | 48 | 8 |  | 5.3 | 2.3804
OBAN | 48 | 9 |  | 5.6 | 2.3586
OBAN | 48 | 10 |  | 5.6 | 2.3586
OBAN | 48 | 11 |  | 6.9 | 2.264
OBAN | 48 | 12 |  | 8.2 | 2.1693
OBAN | 48 | 13 |  | 7.4 | 2.2276
OBAN | 48 | 14 |  | 6.7 | 2.2785
OBAN | 48 | 15 |  | 5.9 | 2.3368
OBAN | 48 | 16 |  | 5.4 | 2.3732
OBAN | 48 | 17 |  | 4.8 | 2.4168
OBAN | 48 | 18 |  | 4.3 | 2.4532
OBAN | 48 | 19 |  | 4.4 | 2.446
OBAN | 48 | 20 |  | 4.5 | 2.4387
OBAN | 48 | 21 |  | 4.6 | 2.4314
OBAN | 48 | 22 |  | 4.5 | 2.4387
OBAN | 48 | 23 |  | 4.5 | 2.4387
OBAN | 48 | 24 |  | 4.4 | 2.446
OBAN | 49 | 1 |  | 4.2 | 2.4605
OBAN | 49 | 2 |  | 4.1 | 2.4678
OBAN | 49 | 3 |  | 3.9 | 2.4824
OBAN | 49 | 4 |  | 3.5 | 2.5115
OBAN | 49 | 5 |  | 3.2 | 2.5333
OBAN | 49 | 6 |  | 2.8 | 2.5624
OBAN | 49 | 7 |  | 3.2 | 2.5333
OBAN | 49 | 8 |  | 3.6 | 2.5042
OBAN | 49 | 9 |  | 4 | 2.4751
OBAN | 49 | 10 |  | 4.9 | 2.4096
OBAN | 49 | 11 |  | 5.7 | 2.3513
OBAN | 49 | 12 |  | 6.6 | 2.2858
OBAN | 49 | 13 |  | 6.3 | 2.3077
OBAN | 49 | 14 |  | 5.9 | 2.3368
OBAN | 49 | 15 |  | 5.6 | 2.3586
OBAN | 49 | 16 |  | 5.5 | 2.3659
OBAN | 49 | 17 |  | 5.5 | 2.3659
OBAN | 49 | 18 |  | 5.4 | 2.3732
OBAN | 49 | 19 |  | 5.3 | 2.3804
OBAN | 49 | 20 |  | 5.3 | 2.3804
OBAN | 49 | 21 |  | 5.2 | 2.3877
OBAN | 49 | 22 |  | 5.1 | 2.395
OBAN | 49 | 23 |  | 5.1 | 2.395
OBAN | 49 | 24 |  | 5 | 2.4023
OBAN | 50 | 1 |  | 4.9 | 2.4096
OBAN | 50 | 2 |  | 4.8 | 2.4168
OBAN | 50 | 3 |  | 4.7 | 2.4241
OBAN | 50 | 4 |  | 5.1 | 2.395
OBAN | 50 | 5 |  | 5.6 | 2.3586
OBAN | 50 | 6 |  | 6 | 2.3295
OBAN | 50 | 7 |  | 5.4 | 2.3732
OBAN | 50 | 8 |  | 4.9 | 2.4096
OBAN | 50 | 9 |  | 4.3 | 2.4532
OBAN | 50 | 10 |  | 4.6 | 2.4314
OBAN | 50 | 11 |  | 4.8 | 2.4168
OBAN | 50 | 12 |  | 5.1 | 2.395
OBAN | 50 | 13 |  | 4.5 | 2.4387
OBAN | 50 | 14 |  | 3.9 | 2.4824
OBAN | 50 | 15 |  | 3.3 | 2.526
OBAN | 50 | 16 |  | 3 | 2.5479
OBAN | 50 | 17 |  | 2.6 | 2.577
OBAN | 50 | 18 |  | 2.3 | 2.5988
OBAN | 50 | 19 |  | 2 | 2.6207
OBAN | 50 | 20 |  | 1.8 | 2.6352
OBAN | 50 | 21 |  | 1.6 | 2.6498
OBAN | 50 | 22 |  | 2.3 | 2.5988
OBAN | 50 | 23 |  | 3.1 | 2.5406
OBAN | 50 | 24 |  | 3.8 | 2.4896
OBAN | 51 | 1 |  | 3.8 | 2.4896
OBAN | 51 | 2 |  | 3.9 | 2.4824
OBAN | 51 | 3 |  | 3.9 | 2.4824
OBAN | 51 | 4 |  | 3.4 | 2.5188
OBAN | 51 | 5 |  | 3 | 2.5479
OBAN | 51 | 6 |  | 2.5 | 2.5843
OBAN | 51 | 7 |  | 2.5 | 2.5843
OBAN | 51 | 8 |  | 3.2 | 2.5333
OBAN | 51 | 9 |  | 3.9 | 2.4824
OBAN | 51 | 10 |  | 4.1 | 2.4678
OBAN | 51 | 11 |  | 4.2 | 2.4605
OBAN | 51 | 12 |  | 4.4 | 2.446
OBAN | 51 | 13 |  | 4.1 | 2.4678
OBAN | 51 | 14 |  | 3.8 | 2.4896
OBAN | 51 | 15 |  | 3.5 | 2.5115
OBAN | 51 | 16 |  | 3.4 | 2.5188
OBAN | 51 | 17 |  | 3.2 | 2.5333
OBAN | 51 | 18 |  | 3.1 | 2.5406
OBAN | 51 | 19 |  | 3.2 | 2.5333
OBAN | 51 | 20 |  | 3.4 | 2.5188
OBAN | 51 | 21 |  | 3.5 | 2.5115
OBAN | 51 | 22 |  | 3.7 | 2.4969
OBAN | 51 | 23 |  | 3.9 | 2.4824
OBAN | 51 | 24 |  | 4.1 | 2.4678
OBAN | 52 | 1 |  | 3.8 | 2.4896
OBAN | 52 | 2 |  | 3.4 | 2.5188
OBAN | 52 | 3 |  | 3.1 | 2.5406
OBAN | 52 | 4 |  | 3.6 | 2.5042
OBAN | 52 | 5 |  | 4.1 | 2.4678
OBAN | 52 | 6 |  | 4.6 | 2.4314
OBAN | 52 | 7 |  | 4.4 | 2.446
OBAN | 52 | 8 |  | 4.1 | 2.4678
OBAN | 52 | 9 |  | 3.9 | 2.4824
OBAN | 52 | 10 |  | 4.2 | 2.4605
OBAN | 52 | 11 |  | 4.5 | 2.4387
OBAN | 52 | 12 |  | 4.8 | 2.4168
OBAN | 52 | 13 |  | 5.4 | 2.3732
OBAN | 52 | 14 |  | 5.9 | 2.3368
OBAN | 52 | 15 |  | 6.5 | 2.2931
OBAN | 52 | 16 |  | 6.3 | 2.3077
OBAN | 52 | 17 |  | 6.2 | 2.3149
OBAN | 52 | 18 |  | 6 | 2.3295
OBAN | 52 | 19 |  | 6.2 | 2.3149
OBAN | 52 | 20 |  | 6.3 | 2.3077
OBAN | 52 | 21 |  | 6.5 | 2.2931
OBAN | 52 | 22 |  | 5.8 | 2.3441
OBAN | 52 | 23 |  | 5 | 2.4023
OBAN | 52 | 24 |  | 4.3 | 2.4532
OBAN | 53 | 1 |  | 4.4 | 2.446
OBAN | 53 | 2 |  | 4.6 | 2.4314
OBAN | 53 | 3 |  | 4.7 | 2.4241
OBAN | 53 | 4 |  | 5 | 2.4023
OBAN | 53 | 5 |  | 5.3 | 2.3804
OBAN | 53 | 6 |  | 5.6 | 2.3586
OBAN | 53 | 7 |  | 5.3 | 2.3804
OBAN | 53 | 8 |  | 5.1 | 2.395
OBAN | 53 | 9 |  | 4.8 | 2.4168
OBAN | 53 | 10 |  | 4.5 | 2.4387
OBAN | 53 | 11 |  | 4.2 | 2.4605
OBAN | 53 | 12 |  | 3.9 | 2.4824
OBAN | 53 | 13 |  | 4.6 | 2.4314
OBAN | 53 | 14 |  | 5.2 | 2.3877
OBAN | 53 | 15 |  | 5.9 | 2.3368
OBAN | 53 | 16 |  | 5.5 | 2.3659
OBAN | 53 | 17 |  | 5.2 | 2.3877
OBAN | 53 | 18 |  | 4.8 | 2.4168
OBAN | 53 | 19 |  | 4.8 | 2.4168
OBAN | 53 | 20 |  | 4.8 | 2.4168
OBAN | 53 | 21 |  | 4.8 | 2.4168
OBAN | 53 | 22 |  | 5.1 | 2.395
OBAN | 53 | 23 |  | 5.3 | 2.3804
OBAN | 53 | 24 |  | 5.6 | 2.3586
OBAN | 54 | 1 |  | 5.3 | 2.3804
OBAN | 54 | 2 |  | 4.9 | 2.4096
OBAN | 54 | 3 |  | 4.6 | 2.4314
OBAN | 54 | 4 |  | 4.7 | 2.4241
OBAN | 54 | 5 |  | 4.9 | 2.4096
OBAN | 54 | 6 |  | 5 | 2.4023
OBAN | 54 | 7 |  | 5.1 | 2.395
OBAN | 54 | 8 |  | 5.3 | 2.3804
OBAN | 54 | 9 |  | 5.4 | 2.3732
OBAN | 54 | 10 |  | 5.7 | 2.3513
OBAN | 54 | 11 |  | 6.1 | 2.3222
OBAN | 54 | 12 |  | 6.4 | 2.3004
OBAN | 54 | 13 |  | 6.5 | 2.2931
OBAN | 54 | 14 |  | 6.5 | 2.2931
OBAN | 54 | 15 |  | 6.6 | 2.2858
OBAN | 54 | 16 |  | 6 | 2.3295
OBAN | 54 | 17 |  | 5.4 | 2.3732
OBAN | 54 | 18 |  | 4.8 | 2.4168
OBAN | 54 | 19 |  | 4.2 | 2.4605
OBAN | 54 | 20 |  | 3.5 | 2.5115
OBAN | 54 | 21 |  | 2.9 | 2.5552
OBAN | 54 | 22 |  | 2.6 | 2.577
OBAN | 54 | 23 |  | 2.3 | 2.5988
OBAN | 54 | 24 |  | 2 | 2.6207
OBAN | 55 | 1 |  | 2.1 | 2.6134
OBAN | 55 | 2 |  | 2.2 | 2.6061
OBAN | 55 | 3 |  | 2.3 | 2.5988
OBAN | 55 | 4 |  | 2.1 | 2.6134
OBAN | 55 | 5 |  | 1.8 | 2.6352
OBAN | 55 | 6 |  | 1.6 | 2.6498
OBAN | 55 | 7 |  | 2 | 2.6207
OBAN | 55 | 8 |  | 2.4 | 2.5916
OBAN | 55 | 9 |  | 2.8 | 2.5624
OBAN | 55 | 10 |  | 3.1 | 2.5406
OBAN | 55 | 11 |  | 3.3 | 2.526
OBAN | 55 | 12 |  | 3.6 | 2.5042
OBAN | 55 | 13 |  | 4.4 | 2.446
OBAN | 55 | 14 |  | 5.2 | 2.3877
OBAN | 55 | 15 |  | 6 | 2.3295
OBAN | 55 | 16 |  | 5.2 | 2.3877
OBAN | 55 | 17 |  | 4.3 | 2.4532
OBAN | 55 | 18 |  | 3.5 | 2.5115
OBAN | 55 | 19 |  | 3.6 | 2.5042
OBAN | 55 | 20 |  | 3.7 | 2.4969
OBAN | 55 | 21 |  | 3.8 | 2.4896
OBAN | 55 | 22 |  | 3.7 | 2.4969
OBAN | 55 | 23 |  | 3.7 | 2.4969
OBAN | 55 | 24 |  | 3.6 | 2.5042
OBAN | 56 | 1 |  | 2.9 | 2.5552
OBAN | 56 | 2 |  | 2.2 | 2.6061
OBAN | 56 | 3 |  | 1.5 | 2.6571
OBAN | 56 | 4 |  | 1.1 | 2.6862
OBAN | 56 | 5 |  | 0.7 | 2.7153
OBAN | 56 | 6 |  | 0.3 | 2.7444
OBAN | 56 | 7 |  | 0.7 | 2.7153
OBAN | 56 | 8 |  | 1 | 2.6935
OBAN | 56 | 9 |  | 1.4 | 2.6644
OBAN | 56 | 10 |  | 2 | 2.6207
OBAN | 56 | 11 |  | 2.7 | 2.5697
OBAN | 56 | 12 |  | 3.3 | 2.526
OBAN | 56 | 13 |  | 3.9 | 2.4824
OBAN | 56 | 14 |  | 4.5 | 2.4387
OBAN | 56 | 15 |  | 5.1 | 2.395
OBAN | 56 | 16 |  | 4.6 | 2.4314
OBAN | 56 | 17 |  | 4 | 2.4751
OBAN | 56 | 18 |  | 3.5 | 2.5115
OBAN | 56 | 19 |  | 2.3 | 2.5988
OBAN | 56 | 20 |  | 1.2 | 2.6789
OBAN | 56 | 21 |  | 0 | 2.7663
OBAN | 56 | 22 |  | -0.4 | 2.7954
OBAN | 56 | 23 |  | -0.8 | 2.8245
OBAN | 56 | 24 |  | -1.2 | 2.8536
OBAN | 57 | 1 |  | -1.3 | 2.8609
OBAN | 57 | 2 |  | -1.5 | 2.8755
OBAN | 57 | 3 |  | -1.6 | 2.8827
OBAN | 57 | 4 |  | -1.4 | 2.8682
OBAN | 57 | 5 |  | -1.1 | 2.8463
OBAN | 57 | 6 |  | -0.9 | 2.8318
OBAN | 57 | 7 |  | -0.3 | 2.7881
OBAN | 57 | 8 |  | 0.4 | 2.7372
OBAN | 57 | 9 |  | 1 | 2.6935
OBAN | 57 | 10 |  | 2 | 2.6207
OBAN | 57 | 11 |  | 3.1 | 2.5406
OBAN | 57 | 12 |  | 4.1 | 2.4678
OBAN | 57 | 13 |  | 4.8 | 2.4168
OBAN | 57 | 14 |  | 5.4 | 2.3732
OBAN | 57 | 15 |  | 6.1 | 2.3222
OBAN | 57 | 16 |  | 5.4 | 2.3732
OBAN | 57 | 17 |  | 4.7 | 2.4241
OBAN | 57 | 18 |  | 4 | 2.4751
OBAN | 57 | 19 |  | 4 | 2.4751
OBAN | 57 | 20 |  | 3.9 | 2.4824
OBAN | 57 | 21 |  | 3.9 | 2.4824
OBAN | 57 | 22 |  | 4 | 2.4751
OBAN | 57 | 23 |  | 4.2 | 2.4605
OBAN | 57 | 24 |  | 4.3 | 2.4532
OBAN | 58 | 1 |  | 4.1 | 2.4678
OBAN | 58 | 2 |  | 3.9 | 2.4824
OBAN | 58 | 3 |  | 3.7 | 2.4969
OBAN | 58 | 4 |  | 5 | 2.4023
OBAN | 58 | 5 |  | 6.4 | 2.3004
OBAN | 58 | 6 |  | 7.7 | 2.2057
OBAN | 58 | 7 |  | 8 | 2.1839
OBAN | 58 | 8 |  | 8.4 | 2.1548
OBAN | 58 | 9 |  | 8.7 | 2.1329
OBAN | 58 | 10 |  | 8.8 | 2.1257
OBAN | 58 | 11 |  | 8.9 | 2.1184
OBAN | 58 | 12 |  | 9 | 2.1111
OBAN | 58 | 13 |  | 9.1 | 2.1038
OBAN | 58 | 14 |  | 9.1 | 2.1038
OBAN | 58 | 15 |  | 9.2 | 2.0965
OBAN | 58 | 16 |  | 9.1 | 2.1038
OBAN | 58 | 17 |  | 9 | 2.1111
OBAN | 58 | 18 |  | 8.9 | 2.1184
OBAN | 58 | 19 |  | 8.9 | 2.1184
OBAN | 58 | 20 |  | 8.9 | 2.1184
OBAN | 58 | 21 |  | 8.9 | 2.1184
OBAN | 58 | 22 |  | 9.2 | 2.0965
OBAN | 58 | 23 |  | 9.4 | 2.082
OBAN | 58 | 24 |  | 9.7 | 2.0601
OBAN | 59 | 1 |  | 9 | 2.1111
OBAN | 59 | 2 |  | 8.3 | 2.1621
OBAN | 59 | 3 |  | 7.6 | 2.213
OBAN | 59 | 4 |  | 7.4 | 2.2276
OBAN | 59 | 5 |  | 7.3 | 2.2349
OBAN | 59 | 6 |  | 7.1 | 2.2494
OBAN | 59 | 7 |  | 6.9 | 2.264
OBAN | 59 | 8 |  | 6.6 | 2.2858
OBAN | 59 | 9 |  | 6.4 | 2.3004
OBAN | 59 | 10 |  | 6.3 | 2.3077
OBAN | 59 | 11 |  | 6.3 | 2.3077
OBAN | 59 | 12 |  | 6.2 | 2.3149
OBAN | 59 | 13 |  | 6.1 | 2.3222
OBAN | 59 | 14 |  | 5.9 | 2.3368
OBAN | 59 | 15 |  | 5.8 | 2.3441
OBAN | 59 | 16 |  | 5.5 | 2.3659
OBAN | 59 | 17 |  | 5.3 | 2.3804
OBAN | 59 | 18 |  | 5 | 2.4023
OBAN | 59 | 19 |  | 4.7 | 2.4241
OBAN | 59 | 20 |  | 4.4 | 2.446
OBAN | 59 | 21 |  | 4.1 | 2.4678
OBAN | 59 | 22 |  | 3.8 | 2.4896
OBAN | 59 | 23 |  | 3.4 | 2.5188
OBAN | 59 | 24 |  | 3 | 2.5479
OBAN | 60 | 1 |  | 2.6 | 2.577
OBAN | 60 | 2 |  | 2.3 | 2.5988
OBAN | 60 | 3 |  | 2 | 2.6207
OBAN | 60 | 4 |  | 1.7 | 2.6425
OBAN | 60 | 5 |  | 1.4 | 2.6644
OBAN | 60 | 6 |  | 1.1 | 2.6862
OBAN | 60 | 7 |  | 0.4 | 2.7372
OBAN | 60 | 8 |  | 0.7 | 2.7153
OBAN | 60 | 9 |  | 1 | 2.6935
OBAN | 60 | 10 |  | 2 | 2.6207
OBAN | 60 | 11 |  | 3.2 | 2.5333
OBAN | 60 | 12 |  | 3.7 | 2.4969
OBAN | 60 | 13 |  | 4.1 | 2.4678
OBAN | 60 | 14 |  | 4.6 | 2.4314
OBAN | 60 | 15 |  | 4.6 | 2.4314
OBAN | 60 | 16 |  | 4.3 | 2.4532
OBAN | 60 | 17 |  | 3.9 | 2.4824
OBAN | 60 | 18 |  | 3 | 2.5479
OBAN | 60 | 19 |  | 2.7 | 2.5697
OBAN | 60 | 20 |  | 2.8 | 2.5624
OBAN | 60 | 21 |  | 2.7 | 2.5697
OBAN | 60 | 22 |  | 2.5 | 2.5843
OBAN | 60 | 23 |  | 2.6 | 2.577
OBAN | 60 | 24 |  | 2.7 | 2.5697
OBAN | 61 | 1 |  | 2.4 | 2.5916
OBAN | 61 | 2 |  | 2.7 | 2.5697
OBAN | 61 | 3 |  | 2.7 | 2.5697
OBAN | 61 | 4 |  | 2.7 | 2.5697
OBAN | 61 | 5 |  | 3.5 | 2.5115
OBAN | 61 | 6 |  | 4 | 2.4751
OBAN | 61 | 7 |  | 4.7 | 2.4241
OBAN | 61 | 8 |  | 5.1 | 2.395
OBAN | 61 | 9 |  | 5.3 | 2.3804
OBAN | 61 | 10 |  | 5.4 | 2.3732
OBAN | 61 | 11 |  | 5.8 | 2.3441
OBAN | 61 | 12 |  | 6.1 | 2.3222
OBAN | 61 | 13 |  | 6.4 | 2.3004
OBAN | 61 | 14 |  | 6.6 | 2.2858
OBAN | 61 | 15 |  | 6.6 | 2.2858
OBAN | 61 | 16 |  | 6.7 | 2.2785
OBAN | 61 | 17 |  | 6.4 | 2.3004
OBAN | 61 | 18 |  | 6.6 | 2.2858
OBAN | 61 | 19 |  | 6.9 | 2.264
OBAN | 61 | 20 |  | 6.2 | 2.3149
OBAN | 61 | 21 |  | 6.1 | 2.3222
OBAN | 61 | 22 |  | 6.1 | 2.3222
OBAN | 61 | 23 |  | 4.8 | 2.4168
OBAN | 61 | 24 |  | 4.8 | 2.4168
OBAN | 62 | 1 |  | 4.6 | 2.4314
OBAN | 62 | 2 |  | 4.9 | 2.4096
OBAN | 62 | 3 |  | 5.3 | 2.3804
OBAN | 62 | 4 |  | 5.2 | 2.3877
OBAN | 62 | 5 |  | 4.2 | 2.4605
OBAN | 62 | 6 |  | 3.7 | 2.4969
OBAN | 62 | 7 |  | 3.5 | 2.5115
OBAN | 62 | 8 |  | 3.1 | 2.5406
OBAN | 62 | 9 |  | 3.8 | 2.4896
OBAN | 62 | 10 |  | 3.9 | 2.4824
OBAN | 62 | 11 |  | 3.2 | 2.5333
OBAN | 62 | 12 |  | 2.9 | 2.5552
OBAN | 62 | 13 |  | 3.7 | 2.4969
OBAN | 62 | 14 |  | 3.2 | 2.5333
OBAN | 62 | 15 |  | 2.9 | 2.5552
OBAN | 62 | 16 |  | 3.9 | 2.4824
OBAN | 62 | 17 |  | 3.7 | 2.4969
OBAN | 62 | 18 |  | 2.8 | 2.5624
OBAN | 62 | 19 |  | 2.3 | 2.5988
OBAN | 62 | 20 |  | 2.5 | 2.5843
OBAN | 62 | 21 |  | 2.1 | 2.6134
OBAN | 62 | 22 |  | 2.1 | 2.6134
OBAN | 62 | 23 |  | 2.4 | 2.5916
OBAN | 62 | 24 |  | 1.1 | 2.6862
OBAN | 63 | 1 |  | 1.2 | 2.6789
OBAN | 63 | 2 |  | 0.4 | 2.7372
OBAN | 63 | 3 |  | 1.1 | 2.6862
OBAN | 63 | 4 |  | 1.4 | 2.6644
OBAN | 63 | 5 |  | 1 | 2.6935
OBAN | 63 | 6 |  | 0.9 | 2.7008
OBAN | 63 | 7 |  | 0.8 | 2.708
OBAN | 63 | 8 |  | 1.1 | 2.6862
OBAN | 63 | 9 |  | 1.8 | 2.6352
OBAN | 63 | 10 |  | 2.1 | 2.6134
OBAN | 63 | 11 |  | 2.6 | 2.577
OBAN | 63 | 12 |  | 2.4 | 2.5916
OBAN | 63 | 13 |  | 2.8 | 2.5624
OBAN | 63 | 14 |  | 3.2 | 2.5333
OBAN | 63 | 15 |  | 3.7 | 2.4969
OBAN | 63 | 16 |  | 4.1 | 2.4678
OBAN | 63 | 17 |  | 3.5 | 2.5115
OBAN | 63 | 18 |  | 2.8 | 2.5624
OBAN | 63 | 19 |  | 2.5 | 2.5843
OBAN | 63 | 20 |  | 2.6 | 2.577
OBAN | 63 | 21 |  | 2.5 | 2.5843
OBAN | 63 | 22 |  | 2.7 | 2.5697
OBAN | 63 | 23 |  | 2.6 | 2.577
OBAN | 63 | 24 |  | 2.5 | 2.5843
OBAN | 64 | 1 |  | 2.5 | 2.5843
OBAN | 64 | 2 |  | 2.7 | 2.5697
OBAN | 64 | 3 |  | 2.7 | 2.5697
OBAN | 64 | 4 |  | 2.7 | 2.5697
OBAN | 64 | 5 |  | 2.9 | 2.5552
OBAN | 64 | 6 |  | 2.3 | 2.5988
OBAN | 64 | 7 |  | 3.2 | 2.5333
OBAN | 64 | 8 |  | 3.8 | 2.4896
OBAN | 64 | 9 |  | 3.9 | 2.4824
OBAN | 64 | 10 |  | 4.8 | 2.4168
OBAN | 64 | 11 |  | 6.7 | 2.2785
OBAN | 64 | 12 |  | 7 | 2.2567
OBAN | 64 | 13 |  | 7.3 | 2.2349
OBAN | 64 | 14 |  | 7.9 | 2.1912
OBAN | 64 | 15 |  | 7.9 | 2.1912
OBAN | 64 | 16 |  | 8 | 2.1839
OBAN | 64 | 17 |  | 7.8 | 2.1985
OBAN | 64 | 18 |  | 7.3 | 2.2349
OBAN | 64 | 19 |  | 7 | 2.2567
OBAN | 64 | 20 |  | 6.8 | 2.2713
OBAN | 64 | 21 |  | 6.9 | 2.264
OBAN | 64 | 22 |  | 7.2 | 2.2421
OBAN | 64 | 23 |  | 7.2 | 2.2421
OBAN | 64 | 24 |  | 7.1 | 2.2494
OBAN | 65 | 1 |  | 6.9 | 2.264
OBAN | 65 | 2 |  | 7.7 | 2.2057
OBAN | 65 | 3 |  | 7.1 | 2.2494
OBAN | 65 | 4 |  | 7.6 | 2.213
OBAN | 65 | 5 |  | 7.3 | 2.2349
OBAN | 65 | 6 |  | 6.9 | 2.264
OBAN | 65 | 7 |  | 6 | 2.3295
OBAN | 65 | 8 |  | 6.2 | 2.3149
OBAN | 65 | 9 |  | 6.2 | 2.3149
OBAN | 65 | 10 |  | 6.3 | 2.3077
OBAN | 65 | 11 |  | 5.5 | 2.3659
OBAN | 65 | 12 |  | 5.6 | 2.3586
OBAN | 65 | 13 |  | 6.4 | 2.3004
OBAN | 65 | 14 |  | 6.1 | 2.3222
OBAN | 65 | 15 |  | 5.9 | 2.3368
OBAN | 65 | 16 |  | 6 | 2.3295
OBAN | 65 | 17 |  | 5 | 2.4023
OBAN | 65 | 18 |  | 5.3 | 2.3804
OBAN | 65 | 19 |  | 5.8 | 2.3441
OBAN | 65 | 20 |  | 5.7 | 2.3513
OBAN | 65 | 21 |  | 5.8 | 2.3441
OBAN | 65 | 22 |  | 6 | 2.3295
OBAN | 65 | 23 |  | 6 | 2.3295
OBAN | 65 | 24 |  | 6.1 | 2.3222
OBAN | 66 | 1 |  | 6 | 2.3295
OBAN | 66 | 2 |  | 5.4 | 2.3732
OBAN | 66 | 3 |  | 5.3 | 2.3804
OBAN | 66 | 4 |  | 4.7 | 2.4241
OBAN | 66 | 5 |  | 5.8 | 2.3441
OBAN | 66 | 6 |  | 5.7 | 2.3513
OBAN | 66 | 7 |  | 5 | 2.4023
OBAN | 66 | 8 |  | 5 | 2.4023
OBAN | 66 | 9 |  | 9.3 | 2.0893
OBAN | 66 | 10 |  | 5.3 | 2.3804
OBAN | 66 | 11 |  | 5.8 | 2.3441
OBAN | 66 | 12 |  | 5.8 | 2.3441
OBAN | 66 | 13 |  | 6.4 | 2.3004
OBAN | 66 | 14 |  | 7.2 | 2.2421
OBAN | 66 | 15 |  | 7.1 | 2.2494
OBAN | 66 | 16 |  | 7.1 | 2.2494
OBAN | 66 | 17 |  | 7.3 | 2.2349
OBAN | 66 | 18 |  | 7.4 | 2.2276
OBAN | 66 | 19 |  | 7.9 | 2.1912
OBAN | 66 | 20 |  | 7.9 | 2.1912
OBAN | 66 | 21 |  | 7.5 | 2.2203
OBAN | 66 | 22 |  | 7.1 | 2.2494
OBAN | 66 | 23 |  | 6.9 | 2.264
OBAN | 66 | 24 |  | 7.1 | 2.2494
OBAN | 67 | 1 |  | 6.9 | 2.264
OBAN | 67 | 2 |  | 6.5 | 2.2931
OBAN | 67 | 3 |  | 6.6 | 2.2858
OBAN | 67 | 4 |  | 6.8 | 2.2713
OBAN | 67 | 5 |  | 6.8 | 2.2713
OBAN | 67 | 6 |  | 6.6 | 2.2858
OBAN | 67 | 7 |  | 6.7 | 2.2785
OBAN | 67 | 8 |  | 7 | 2.2567
OBAN | 67 | 9 |  | 7.6 | 2.213
OBAN | 67 | 10 |  | 8.3 | 2.1621
OBAN | 67 | 11 |  | 8.6 | 2.1402
OBAN | 67 | 12 |  | 9.3 | 2.0893
OBAN | 67 | 13 |  | 8.7 | 2.1329
OBAN | 67 | 14 |  | 8.4 | 2.1548
OBAN | 67 | 15 |  | 8.7 | 2.1329
OBAN | 67 | 16 |  | 8.9 | 2.1184
OBAN | 67 | 17 |  | 8.7 | 2.1329
OBAN | 67 | 18 |  | 8.4 | 2.1548
OBAN | 67 | 19 |  | 8.4 | 2.1548
OBAN | 67 | 20 |  | 8.1 | 2.1766
OBAN | 67 | 21 |  | 7.5 | 2.2203
OBAN | 67 | 22 |  | 6.9 | 2.264
OBAN | 67 | 23 |  | 7.1 | 2.2494
OBAN | 67 | 24 |  | 6.7 | 2.2785
OBAN | 68 | 1 |  | 5.4 | 2.3732
OBAN | 68 | 2 |  | 3.8 | 2.4896
OBAN | 68 | 3 |  | 4 | 2.4751
OBAN | 68 | 4 |  | 4.3 | 2.4532
OBAN | 68 | 5 |  | 4.6 | 2.4314
OBAN | 68 | 6 |  | 4.9 | 2.4096
OBAN | 68 | 7 |  | 4.9 | 2.4096
OBAN | 68 | 8 |  | 4.7 | 2.4241
OBAN | 68 | 9 |  | 4.9 | 2.4096
OBAN | 68 | 10 |  | 7.3 | 2.2349
OBAN | 68 | 11 |  | 7.3 | 2.2349
OBAN | 68 | 12 |  | 5.9 | 2.3368
OBAN | 68 | 13 |  | 5.9 | 2.3368
OBAN | 68 | 14 |  | 6.8 | 2.2713
OBAN | 68 | 15 |  | 7.1 | 2.2494
OBAN | 68 | 16 |  | 7.7 | 2.2057
OBAN | 68 | 17 |  | 7.3 | 2.2349
OBAN | 68 | 18 |  | 6.7 | 2.2785
OBAN | 68 | 19 |  | 5.9 | 2.3368
OBAN | 68 | 20 |  | 5.6 | 2.3586
OBAN | 68 | 21 |  | 3.6 | 2.5042
OBAN | 68 | 22 |  | 3.2 | 2.5333
OBAN | 68 | 23 |  | 4.9 | 2.4096
OBAN | 68 | 24 |  | 5.9 | 2.3368
OBAN | 69 | 1 |  | 6.2 | 2.3149
OBAN | 69 | 2 |  | 6.6 | 2.2858
OBAN | 69 | 3 |  | 6.9 | 2.264
OBAN | 69 | 4 |  | 6.6 | 2.2858
OBAN | 69 | 5 |  | 7.6 | 2.213
OBAN | 69 | 6 |  | 6.5 | 2.2931
OBAN | 69 | 7 |  | 6.5 | 2.2931
OBAN | 69 | 8 |  | 6 | 2.3295
OBAN | 69 | 9 |  | 6.1 | 2.3222
OBAN | 69 | 10 |  | 6.7 | 2.2785
OBAN | 69 | 11 |  | 6.3 | 2.3077
OBAN | 69 | 12 |  | 6.3 | 2.3077
OBAN | 69 | 13 |  | 6.7 | 2.2785
OBAN | 69 | 14 |  | 7.2 | 2.2421
OBAN | 69 | 15 |  | 7.1 | 2.2494
OBAN | 69 | 16 |  | 7 | 2.2567
OBAN | 69 | 17 |  | 7 | 2.2567
OBAN | 69 | 18 |  | 6.9 | 2.264
OBAN | 69 | 19 |  | 6.9 | 2.264
OBAN | 69 | 20 |  | 6.6 | 2.2858
OBAN | 69 | 21 |  | 1.4 | 2.6644
OBAN | 69 | 22 |  | 7.4 | 2.2276
OBAN | 69 | 23 |  | 7 | 2.2567
OBAN | 69 | 24 |  | 7.5 | 2.2203
OBAN | 70 | 1 |  | 7.5 | 2.2203
OBAN | 70 | 2 |  | 7.4 | 2.2276
OBAN | 70 | 3 |  | 7.4 | 2.2276
OBAN | 70 | 4 |  | 7.4 | 2.2276
OBAN | 70 | 5 |  | 7 | 2.2567
OBAN | 70 | 6 |  | 7 | 2.2567
OBAN | 70 | 7 |  | 6.9 | 2.264
OBAN | 70 | 8 |  | 6.8 | 2.2713
OBAN | 70 | 9 |  | 6.9 | 2.264
OBAN | 70 | 10 |  | 7.6 | 2.213
OBAN | 70 | 11 |  | 7.9 | 2.1912
OBAN | 70 | 12 |  | 8.5 | 2.1475
OBAN | 70 | 13 |  | 8.4 | 2.1548
OBAN | 70 | 14 |  | 8.3 | 2.1621
OBAN | 70 | 15 |  | 8.3 | 2.1621
OBAN | 70 | 16 |  | 8.3 | 2.1621
OBAN | 70 | 17 |  | 7.7 | 2.2057
OBAN | 70 | 18 |  | 6.8 | 2.2713
OBAN | 70 | 19 |  | 6.4 | 2.3004
OBAN | 70 | 20 |  | 6.3 | 2.3077
OBAN | 70 | 21 |  | 5.8 | 2.3441
OBAN | 70 | 22 |  | 5.8 | 2.3441
OBAN | 70 | 23 |  | 5.8 | 2.3441
OBAN | 70 | 24 |  | 5.5 | 2.3659
OBAN | 71 | 1 |  | 5.1 | 2.395
OBAN | 71 | 2 |  | 5.1 | 2.395
OBAN | 71 | 3 |  | 4.9 | 2.4096
OBAN | 71 | 4 |  | 4.7 | 2.4241
OBAN | 71 | 5 |  | 4.5 | 2.4387
OBAN | 71 | 6 |  | 4 | 2.4751
OBAN | 71 | 7 |  | 4 | 2.4751
OBAN | 71 | 8 |  | 3.6 | 2.5042
OBAN | 71 | 9 |  | 3.6 | 2.5042
OBAN | 71 | 10 |  | 4.3 | 2.4532
OBAN | 71 | 11 |  | 4.6 | 2.4314
OBAN | 71 | 12 |  | 5.1 | 2.395
OBAN | 71 | 13 |  | 5.2 | 2.3877
OBAN | 71 | 14 |  | 5.1 | 2.395
OBAN | 71 | 15 |  | 4.9 | 2.4096
OBAN | 71 | 16 |  | 5.1 | 2.395
OBAN | 71 | 17 |  | 4.8 | 2.4168
OBAN | 71 | 18 |  | 3.2 | 2.5333
OBAN | 71 | 19 |  | 1.8 | 2.6352
OBAN | 71 | 20 |  | 0.7 | 2.7153
OBAN | 71 | 21 |  | 0.6 | 2.7226
OBAN | 71 | 22 |  | 0.6 | 2.7226
OBAN | 71 | 23 |  | 0.6 | 2.7226
OBAN | 71 | 24 |  | 1 | 2.6935
OBAN | 72 | 1 |  | 1 | 2.6935
OBAN | 72 | 2 |  | 1.1 | 2.6862
OBAN | 72 | 3 |  | 0.9 | 2.7008
OBAN | 72 | 4 |  | 0.6 | 2.7226
OBAN | 72 | 5 |  | 0.9 | 2.7008
OBAN | 72 | 6 |  | 0.6 | 2.7226
OBAN | 72 | 7 |  | 1 | 2.6935
OBAN | 72 | 8 |  | 0.7 | 2.7153
OBAN | 72 | 9 |  | 1.1 | 2.6862
OBAN | 72 | 10 |  | 2 | 2.6207
OBAN | 72 | 11 |  | 2.1 | 2.6134
OBAN | 72 | 12 |  | 3 | 2.5479
OBAN | 72 | 13 |  | 3.2 | 2.5333
OBAN | 72 | 14 |  | 3.6 | 2.5042
OBAN | 72 | 15 |  | 3.7 | 2.4969
OBAN | 72 | 16 |  | 3.5 | 2.5115
OBAN | 72 | 17 |  | 2.7 | 2.5697
OBAN | 72 | 18 |  | 1.9 | 2.628
OBAN | 72 | 19 |  | 1 | 2.6935
OBAN | 72 | 20 |  | -0.1 | 2.7736
OBAN | 72 | 21 |  | -0.2 | 2.7808
OBAN | 72 | 22 |  | -0.8 | 2.8245
OBAN | 72 | 23 |  | -1.2 | 2.8536
OBAN | 72 | 24 |  | -2.4 | 2.941
OBAN | 73 | 1 |  | -2.9 | 2.9774
OBAN | 73 | 2 |  | -3 | 2.9847
OBAN | 73 | 3 |  | -3.5 | 3.0211
OBAN | 73 | 4 |  | -3.8 | 3.0429
OBAN | 73 | 5 |  | -3.7 | 3.0356
OBAN | 73 | 6 |  | -3.7 | 3.0356
OBAN | 73 | 7 |  | -3.5 | 3.0211
OBAN | 73 | 8 |  | -2.3 | 2.9337
OBAN | 73 | 9 |  | -0.5 | 2.8027
OBAN | 73 | 10 |  | 1 | 2.6935
OBAN | 73 | 11 |  | 2.1 | 2.6134
OBAN | 73 | 12 |  | 2.9 | 2.5552
OBAN | 73 | 13 |  | 3.2 | 2.5333
OBAN | 73 | 14 |  | 3.7 | 2.4969
OBAN | 73 | 15 |  | 3.7 | 2.4969
OBAN | 73 | 16 |  | 2.5 | 2.5843
OBAN | 73 | 17 |  | 1.8 | 2.6352
OBAN | 73 | 18 |  | 1.3 | 2.6716
OBAN | 73 | 19 |  | 1.2 | 2.6789
OBAN | 73 | 20 |  | 1.2 | 2.6789
OBAN | 73 | 21 |  | 1.4 | 2.6644
OBAN | 73 | 22 |  | 1.5 | 2.6571
OBAN | 73 | 23 |  | 1.7 | 2.6425
OBAN | 73 | 24 |  | 2.2 | 2.6061
OBAN | 74 | 1 |  | 2.7 | 2.5697
OBAN | 74 | 2 |  | 2.7 | 2.5697
OBAN | 74 | 3 |  | 3.5 | 2.5115
OBAN | 74 | 4 |  | 3.8 | 2.4896
OBAN | 74 | 5 |  | 4 | 2.4751
OBAN | 74 | 6 |  | 4.4 | 2.446
OBAN | 74 | 7 |  | 4.7 | 2.4241
OBAN | 74 | 8 |  | 4.8 | 2.4168
OBAN | 74 | 9 |  | 5 | 2.4023
OBAN | 74 | 10 |  | 5 | 2.4023
OBAN | 74 | 11 |  | 5.6 | 2.3586
OBAN | 74 | 12 |  | 5.5 | 2.3659
OBAN | 74 | 13 |  | 5.4 | 2.3732
OBAN | 74 | 14 |  | 5.5 | 2.3659
OBAN | 74 | 15 |  | 5.2 | 2.3877
OBAN | 74 | 16 |  | 4.3 | 2.4532
OBAN | 74 | 17 |  | 3.3 | 2.526
OBAN | 74 | 18 |  | 3.7 | 2.4969
OBAN | 74 | 19 |  | 4.3 | 2.4532
OBAN | 74 | 20 |  | 4.8 | 2.4168
OBAN | 74 | 21 |  | 4.3 | 2.4532
OBAN | 74 | 22 |  | 4 | 2.4751
OBAN | 74 | 23 |  | 4.6 | 2.4314
OBAN | 74 | 24 |  | 5.2 | 2.3877
OBAN | 75 | 1 |  | 5.3 | 2.3804
OBAN | 75 | 2 |  | 4.9 | 2.4096
OBAN | 75 | 3 |  | 4.4 | 2.446
OBAN | 75 | 4 |  | 3.8 | 2.4896
OBAN | 75 | 5 |  | 3.7 | 2.4969
OBAN | 75 | 6 |  | 4.1 | 2.4678
OBAN | 75 | 7 |  | 4 | 2.4751
OBAN | 75 | 8 |  | 4.5 | 2.4387
OBAN | 75 | 9 |  | 5.2 | 2.3877
OBAN | 75 | 10 |  | 5.4 | 2.3732
OBAN | 75 | 11 |  | 5.7 | 2.3513
OBAN | 75 | 12 |  | 6.9 | 2.264
OBAN | 75 | 13 |  | 6.6 | 2.2858
OBAN | 75 | 14 |  | 7 | 2.2567
OBAN | 75 | 15 |  | 6.2 | 2.3149
OBAN | 75 | 16 |  | 5.7 | 2.3513
OBAN | 75 | 17 |  | 5.5 | 2.3659
OBAN | 75 | 18 |  | 5.5 | 2.3659
OBAN | 75 | 19 |  | 5 | 2.4023
OBAN | 75 | 20 |  | 2.7 | 2.5697
OBAN | 75 | 21 |  | 1.1 | 2.6862
OBAN | 75 | 22 |  | 0.4 | 2.7372
OBAN | 75 | 23 |  | 0 | 2.7663
OBAN | 75 | 24 |  | -0.2 | 2.7808
OBAN | 76 | 1 |  | -0.1 | 2.7736
OBAN | 76 | 2 |  | -0.5 | 2.8027
OBAN | 76 | 3 |  | -1 | 2.8391
OBAN | 76 | 4 |  | -0.8 | 2.8245
OBAN | 76 | 5 |  | -0.9 | 2.8318
OBAN | 76 | 6 |  | -1.3 | 2.8609
OBAN | 76 | 7 |  | -1.1 | 2.8463
OBAN | 76 | 8 |  | -0.8 | 2.8245
OBAN | 76 | 9 |  | 2.4 | 2.5916
OBAN | 76 | 10 |  | 4.7 | 2.4241
OBAN | 76 | 11 |  | 5.6 | 2.3586
OBAN | 76 | 12 |  | 6.5 | 2.2931
OBAN | 76 | 13 |  | 6.5 | 2.2931
OBAN | 76 | 14 |  | 7 | 2.2567
OBAN | 76 | 15 |  | 6.7 | 2.2785
OBAN | 76 | 16 |  | 6.6 | 2.2858
OBAN | 76 | 17 |  | 6.2 | 2.3149
OBAN | 76 | 18 |  | 5.7 | 2.3513
OBAN | 76 | 19 |  | 4.3 | 2.4532
OBAN | 76 | 20 |  | 4 | 2.4751
OBAN | 76 | 21 |  | 3.7 | 2.4969
OBAN | 76 | 22 |  | 3.5 | 2.5115
OBAN | 76 | 23 |  | 3.2 | 2.5333
OBAN | 76 | 24 |  | 3.3 | 2.526
OBAN | 77 | 1 |  | 3 | 2.5479
OBAN | 77 | 2 |  | 2.8 | 2.5624
OBAN | 77 | 3 |  | 2.6 | 2.577
OBAN | 77 | 4 |  | 2.6 | 2.577
OBAN | 77 | 5 |  | 2.6 | 2.577
OBAN | 77 | 6 |  | 2.8 | 2.5624
OBAN | 77 | 7 |  | 2.7 | 2.5697
OBAN | 77 | 8 |  | 3.3 | 2.526
OBAN | 77 | 9 |  | 4.2 | 2.4605
OBAN | 77 | 10 |  | 4.6 | 2.4314
OBAN | 77 | 11 |  | 5.1 | 2.395
OBAN | 77 | 12 |  | 5.5 | 2.3659
OBAN | 77 | 13 |  | 6.1 | 2.3222
OBAN | 77 | 14 |  | 4.6 | 2.4314
OBAN | 77 | 15 |  | 4.1 | 2.4678
OBAN | 77 | 16 |  | 3.6 | 2.5042
OBAN | 77 | 17 |  | 3.9 | 2.4824
OBAN | 77 | 18 |  | 4.3 | 2.4532
OBAN | 77 | 19 |  | 4.7 | 2.4241
OBAN | 77 | 20 |  | 4.9 | 2.4096
OBAN | 77 | 21 |  | 5.3 | 2.3804
OBAN | 77 | 22 |  | 5.9 | 2.3368
OBAN | 77 | 23 |  | 5.9 | 2.3368
OBAN | 77 | 24 |  | 6 | 2.3295
OBAN | 78 | 1 |  | 6.4 | 2.3004
OBAN | 78 | 2 |  | 6.5 | 2.2931
OBAN | 78 | 3 |  | 6.8 | 2.2713
OBAN | 78 | 4 |  | 7.5 | 2.2203
OBAN | 78 | 5 |  | 8.4 | 2.1548
OBAN | 78 | 6 |  | 10 | 2.0383
OBAN | 78 | 7 |  | 10.5 | 2.0019
OBAN | 78 | 8 |  | 10.5 | 2.0019
OBAN | 78 | 9 |  | 10.6 | 1.9946
OBAN | 78 | 10 |  | 10.6 | 1.9946
OBAN | 78 | 11 |  | 10.2 | 2.0237
OBAN | 78 | 12 |  | 10.9 | 1.9728
OBAN | 78 | 13 |  | 10.8 | 1.9801
OBAN | 78 | 14 |  | 11.1 | 1.9582
OBAN | 78 | 15 |  | 11.2 | 1.9509
OBAN | 78 | 16 |  | 11.2 | 1.9509
OBAN | 78 | 17 |  | 11.3 | 1.9437
OBAN | 78 | 18 |  | 10.6 | 1.9946
OBAN | 78 | 19 |  | 9.6 | 2.0674
OBAN | 78 | 20 |  | 9 | 2.1111
OBAN | 78 | 21 |  | 8.7 | 2.1329
OBAN | 78 | 22 |  | 8.4 | 2.1548
OBAN | 78 | 23 |  | 8.4 | 2.1548
OBAN | 78 | 24 |  | 8.2 | 2.1693
OBAN | 79 | 1 |  | 8 | 2.1839
OBAN | 79 | 2 |  | 7.9 | 2.1912
OBAN | 79 | 3 |  | 7.8 | 2.1985
OBAN | 79 | 4 |  | 7.6 | 2.213
OBAN | 79 | 5 |  | 7.6 | 2.213
OBAN | 79 | 6 |  | 7.5 | 2.2203
OBAN | 79 | 7 |  | 7.6 | 2.213
OBAN | 79 | 8 |  | 7.3 | 2.2349
OBAN | 79 | 9 |  | 7.9 | 2.1912
OBAN | 79 | 10 |  | 7.6 | 2.213
OBAN | 79 | 11 |  | 8.2 | 2.1693
OBAN | 79 | 12 |  | 8.1 | 2.1766
OBAN | 79 | 13 |  | 8.7 | 2.1329
OBAN | 79 | 14 |  | 8.9 | 2.1184
OBAN | 79 | 15 |  | 10.1 | 2.031
OBAN | 79 | 16 |  | 10 | 2.0383
OBAN | 79 | 17 |  | 9.6 | 2.0674
OBAN | 79 | 18 |  | 9.2 | 2.0965
OBAN | 79 | 19 |  | 8.6 | 2.1402
OBAN | 79 | 20 |  | 7.7 | 2.2057
OBAN | 79 | 21 |  | 7.3 | 2.2349
OBAN | 79 | 22 |  | 6.9 | 2.264
OBAN | 79 | 23 |  | 7.2 | 2.2421
OBAN | 79 | 24 |  | 6.7 | 2.2785
OBAN | 80 | 1 |  | 7.3 | 2.2349
OBAN | 80 | 2 |  | 7.6 | 2.213
OBAN | 80 | 3 |  | 7.5 | 2.2203
OBAN | 80 | 4 |  | 7.5 | 2.2203
OBAN | 80 | 5 |  | 7.3 | 2.2349
OBAN | 80 | 6 |  | 7.2 | 2.2421
OBAN | 80 | 7 |  | 7.2 | 2.2421
OBAN | 80 | 8 |  | 7.2 | 2.2421
OBAN | 80 | 9 |  | 7.6 | 2.213
OBAN | 80 | 10 |  | 8.3 | 2.1621
OBAN | 80 | 11 |  | 8.5 | 2.1475
OBAN | 80 | 12 |  | 9 | 2.1111
OBAN | 80 | 13 |  | 10.3 | 2.0165
OBAN | 80 | 14 |  | 11.3 | 1.9437
OBAN | 80 | 15 |  | 11.4 | 1.9364
OBAN | 80 | 16 |  | 10.6 | 1.9946
OBAN | 80 | 17 |  | 10.6 | 1.9946
OBAN | 80 | 18 |  | 10.3 | 2.0165
OBAN | 80 | 19 |  | 8.6 | 2.1402
OBAN | 80 | 20 |  | 6.5 | 2.2931
OBAN | 80 | 21 |  | 5.2 | 2.3877
OBAN | 80 | 22 |  | 4.7 | 2.4241
OBAN | 80 | 23 |  | 4.4 | 2.446
OBAN | 80 | 24 |  | 4.6 | 2.4314
OBAN | 81 | 1 |  | 6.7 | 2.2785
OBAN | 81 | 2 |  | 6 | 2.3295
OBAN | 81 | 3 |  | 6.5 | 2.2931
OBAN | 81 | 4 |  | 6.3 | 2.3077
OBAN | 81 | 5 |  | 6.5 | 2.2931
OBAN | 81 | 6 |  | 6.6 | 2.2858
OBAN | 81 | 7 |  | 6.7 | 2.2785
OBAN | 81 | 8 |  | 6.9 | 2.264
OBAN | 81 | 9 |  | 7.6 | 2.213
OBAN | 81 | 10 |  | 7.6 | 2.213
OBAN | 81 | 11 |  | 7.9 | 2.1912
OBAN | 81 | 12 |  | 8.1 | 2.1766
OBAN | 81 | 13 |  | 8.9 | 2.1184
OBAN | 81 | 14 |  | 9.2 | 2.0965
OBAN | 81 | 15 |  | 9.2 | 2.0965
OBAN | 81 | 16 |  | 9 | 2.1111
OBAN | 81 | 17 |  | 8.8 | 2.1257
OBAN | 81 | 18 |  | 8.6 | 2.1402
OBAN | 81 | 19 |  | 8.4 | 2.1548
OBAN | 81 | 20 |  | 8.3 | 2.1621
OBAN | 81 | 21 |  | 8.1 | 2.1766
OBAN | 81 | 22 |  | 7.7 | 2.2057
OBAN | 81 | 23 |  | 7.2 | 2.2421
OBAN | 81 | 24 |  | 6.9 | 2.264
OBAN | 82 | 1 |  | 6.7 | 2.2785
OBAN | 82 | 2 |  | 6.6 | 2.2858
OBAN | 82 | 3 |  | 7.1 | 2.2494
OBAN | 82 | 4 |  | 7.2 | 2.2421
OBAN | 82 | 5 |  | 7.1 | 2.2494
OBAN | 82 | 6 |  | 6.9 | 2.264
OBAN | 82 | 7 |  | 6.5 | 2.2931
OBAN | 82 | 8 |  | 6.5 | 2.2931
OBAN | 82 | 9 |  | 7 | 2.2567
OBAN | 82 | 10 |  | 7.1 | 2.2494
OBAN | 82 | 11 |  | 7.3 | 2.2349
OBAN | 82 | 12 |  | 8.2 | 2.1693
OBAN | 82 | 13 |  | 8 | 2.1839
OBAN | 82 | 14 |  | 8.1 | 2.1766
OBAN | 82 | 15 |  | 8.5 | 2.1475
OBAN | 82 | 16 |  | 9 | 2.1111
OBAN | 82 | 17 |  | 8.8 | 2.1257
OBAN | 82 | 18 |  | 8.2 | 2.1693
OBAN | 82 | 19 |  | 8 | 2.1839
OBAN | 82 | 20 |  | 7.9 | 2.1912
OBAN | 82 | 21 |  | 7.8 | 2.1985
OBAN | 82 | 22 |  | 8 | 2.1839
OBAN | 82 | 23 |  | 7.7 | 2.2057
OBAN | 82 | 24 |  | 7.3 | 2.2349
OBAN | 83 | 1 |  | 6.8 | 2.2713
OBAN | 83 | 2 |  | 6.8 | 2.2713
OBAN | 83 | 3 |  | 7.9 | 2.1912
OBAN | 83 | 4 |  | 6.7 | 2.2785
OBAN | 83 | 5 |  | 7.1 | 2.2494
OBAN | 83 | 6 |  | 7.2 | 2.2421
OBAN | 83 | 7 |  | 5.5 | 2.3659
OBAN | 83 | 8 |  | 5.1 | 2.395
OBAN | 83 | 9 |  | 6.2 | 2.3149
OBAN | 83 | 10 |  | 6.3 | 2.3077
OBAN | 83 | 11 |  | 6 | 2.3295
OBAN | 83 | 12 |  | 6 | 2.3295
OBAN | 83 | 13 |  | 5.8 | 2.3441
OBAN | 83 | 14 |  | 6.3 | 2.3077
OBAN | 83 | 15 |  | 6.4 | 2.3004
OBAN | 83 | 16 |  | 6.5 | 2.2931
OBAN | 83 | 17 |  | 6.6 | 2.2858
OBAN | 83 | 18 |  | 6.6 | 2.2858
OBAN | 83 | 19 |  | 6.7 | 2.2785
OBAN | 83 | 20 |  | 6.7 | 2.2785
OBAN | 83 | 21 |  | 7.3 | 2.2349
OBAN | 83 | 22 |  | 6.9 | 2.264
OBAN | 83 | 23 |  | 7.3 | 2.2349
OBAN | 83 | 24 |  | 7.3 | 2.2349
OBAN | 84 | 1 |  | 7.1 | 2.2494
OBAN | 84 | 2 |  | 7.1 | 2.2494
OBAN | 84 | 3 |  | 7 | 2.2567
OBAN | 84 | 4 |  | 7 | 2.2567
OBAN | 84 | 5 |  | 7.1 | 2.2494
OBAN | 84 | 6 |  | 7.5 | 2.2203
OBAN | 84 | 7 |  | 7 | 2.2567
OBAN | 84 | 8 |  | 7.4 | 2.2276
OBAN | 84 | 9 |  | 7.2 | 2.2421
OBAN | 84 | 10 |  | 7 | 2.2567
OBAN | 84 | 11 |  | 7.5 | 2.2203
OBAN | 84 | 12 |  | 7.4 | 2.2276
OBAN | 84 | 13 |  | 6.3 | 2.3077
OBAN | 84 | 14 |  | 6.8 | 2.2713
OBAN | 84 | 15 |  | 6.9 | 2.264
OBAN | 84 | 16 |  | 6.9 | 2.264
OBAN | 84 | 17 |  | 6.7 | 2.2785
OBAN | 84 | 18 |  | 6.5 | 2.2931
OBAN | 84 | 19 |  | 6.1 | 2.3222
OBAN | 84 | 20 |  | 6 | 2.3295
OBAN | 84 | 21 |  | 6.3 | 2.3077
OBAN | 84 | 22 |  | 6.1 | 2.3222
OBAN | 84 | 23 |  | 6.5 | 2.2931
OBAN | 84 | 24 |  | 6.7 | 2.2785
OBAN | 85 | 1 |  | 6.6 | 2.2858
OBAN | 85 | 2 |  | 6.7 | 2.2785
OBAN | 85 | 3 |  | 6.7 | 2.2785
OBAN | 85 | 4 |  | 6.6 | 2.2858
OBAN | 85 | 5 |  | 6.4 | 2.3004
OBAN | 85 | 6 |  | 6.7 | 2.2785
OBAN | 85 | 7 |  | 6.5 | 2.2931
OBAN | 85 | 8 |  | 6.9 | 2.264
OBAN | 85 | 9 |  | 6.7 | 2.2785
OBAN | 85 | 10 |  | 6.9 | 2.264
OBAN | 85 | 11 |  | 7.5 | 2.2203
OBAN | 85 | 12 |  | 7.8 | 2.1985
OBAN | 85 | 13 |  | 7.4 | 2.2276
OBAN | 85 | 14 |  | 7.9 | 2.1912
OBAN | 85 | 15 |  | 8 | 2.1839
OBAN | 85 | 16 |  | 8.1 | 2.1766
OBAN | 85 | 17 |  | 7.9 | 2.1912
OBAN | 85 | 18 |  | 7.6 | 2.213
OBAN | 85 | 19 |  | 7.2 | 2.2421
OBAN | 85 | 20 |  | 7.1 | 2.2494
OBAN | 85 | 21 |  | 7.5 | 2.2203
OBAN | 85 | 22 |  | 7.2 | 2.2421
OBAN | 85 | 23 |  | 7.6 | 2.213
OBAN | 85 | 24 |  | 7.8 | 2.1985
OBAN | 86 | 1 |  | 7.8 | 2.1985
OBAN | 86 | 2 |  | 7.8 | 2.1985
OBAN | 86 | 3 |  | 7.8 | 2.1985
OBAN | 86 | 4 |  | 7.8 | 2.1985
OBAN | 86 | 5 |  | 7.5 | 2.2203
OBAN | 86 | 6 |  | 7.9 | 2.1912
OBAN | 86 | 7 |  | 7.6 | 2.213
OBAN | 86 | 8 |  | 8 | 2.1839
OBAN | 86 | 9 |  | 7.9 | 2.1912
OBAN | 86 | 10 |  | 8 | 2.1839
OBAN | 86 | 11 |  | 8.6 | 2.1402
OBAN | 86 | 12 |  | 9.3 | 2.0893
OBAN | 86 | 13 |  | 9.4 | 2.082
OBAN | 86 | 14 |  | 9.8 | 2.0529
OBAN | 86 | 15 |  | 9.7 | 2.0601
OBAN | 86 | 16 |  | 9.6 | 2.0674
OBAN | 86 | 17 |  | 8.9 | 2.1184
OBAN | 86 | 18 |  | 8.3 | 2.1621
OBAN | 86 | 19 |  | 7.3 | 2.2349
OBAN | 86 | 20 |  | 6.9 | 2.264
OBAN | 86 | 21 |  | 6.9 | 2.264
OBAN | 86 | 22 |  | 6.7 | 2.2785
OBAN | 86 | 23 |  | 6.9 | 2.264
OBAN | 86 | 24 |  | 7.2 | 2.2421
OBAN | 87 | 1 |  | 7.2 | 2.2421
OBAN | 87 | 2 |  | 7.1 | 2.2494
OBAN | 87 | 3 |  | 7.1 | 2.2494
OBAN | 87 | 4 |  | 6.9 | 2.264
OBAN | 87 | 5 |  | 6.2 | 2.3149
OBAN | 87 | 6 |  | 6.3 | 2.3077
OBAN | 87 | 7 |  | 6.2 | 2.3149
OBAN | 87 | 8 |  | 6.4 | 2.3004
OBAN | 87 | 9 |  | 6.2 | 2.3149
OBAN | 87 | 10 |  | 6.5 | 2.2931
OBAN | 87 | 11 |  | 7.1 | 2.2494
OBAN | 87 | 12 |  | 6.2 | 2.3149
OBAN | 87 | 13 |  | 6.1 | 2.3222
OBAN | 87 | 14 |  | 6 | 2.3295
OBAN | 87 | 15 |  | 8.7 | 2.1329
OBAN | 87 | 16 |  | 6.8 | 2.2713
OBAN | 87 | 17 |  | 6.4 | 2.3004
OBAN | 87 | 18 |  | 6.5 | 2.2931
OBAN | 87 | 19 |  | 6.5 | 2.2931
OBAN | 87 | 20 |  | 4.8 | 2.4168
OBAN | 87 | 21 |  | 5 | 2.4023
OBAN | 87 | 22 |  | 4.3 | 2.4532
OBAN | 87 | 23 |  | 4 | 2.4751
OBAN | 87 | 24 |  | 4.4 | 2.446
OBAN | 88 | 1 |  | 3.7 | 2.4969
OBAN | 88 | 2 |  | 4.1 | 2.4678
OBAN | 88 | 3 |  | 4.1 | 2.4678
OBAN | 88 | 4 |  | 3.7 | 2.4969
OBAN | 88 | 5 |  | 3.3 | 2.526
OBAN | 88 | 6 |  | 3.2 | 2.5333
OBAN | 88 | 7 |  | 3.1 | 2.5406
OBAN | 88 | 8 |  | 4 | 2.4751
OBAN | 88 | 9 |  | 5 | 2.4023
OBAN | 88 | 10 |  | 6.2 | 2.3149
OBAN | 88 | 11 |  | 6.6 | 2.2858
OBAN | 88 | 12 |  | 6.1 | 2.3222
OBAN | 88 | 13 |  | 5.9 | 2.3368
OBAN | 88 | 14 |  | 6.1 | 2.3222
OBAN | 88 | 15 |  | 5.8 | 2.3441
OBAN | 88 | 16 |  | 5.2 | 2.3877
OBAN | 88 | 17 |  | 5 | 2.4023
OBAN | 88 | 18 |  | 4.8 | 2.4168
OBAN | 88 | 19 |  | 4.8 | 2.4168
OBAN | 88 | 20 |  | 3.5 | 2.5115
OBAN | 88 | 21 |  | 2.9 | 2.5552
OBAN | 88 | 22 |  | 3 | 2.5479
OBAN | 88 | 23 |  | 2.9 | 2.5552
OBAN | 88 | 24 |  | 3.1 | 2.5406
OBAN | 89 | 1 |  | 3.1 | 2.5406
OBAN | 89 | 2 |  | 3.3 | 2.526
OBAN | 89 | 3 |  | 3.2 | 2.5333
OBAN | 89 | 4 |  | 3.2 | 2.5333
OBAN | 89 | 5 |  | 3.2 | 2.5333
OBAN | 89 | 6 |  | 3.1 | 2.5406
OBAN | 89 | 7 |  | 4.4 | 2.446
OBAN | 89 | 8 |  | 5.1 | 2.395
OBAN | 89 | 9 |  | 5.7 | 2.3513
OBAN | 89 | 10 |  | 7 | 2.2567
OBAN | 89 | 11 |  | 7.8 | 2.1985
OBAN | 89 | 12 |  | 7.9 | 2.1912
OBAN | 89 | 13 |  | 8.9 | 2.1184
OBAN | 89 | 14 |  | 9.8 | 2.0529
OBAN | 89 | 15 |  | 9.9 | 2.0456
OBAN | 89 | 16 |  | 9.3 | 2.0893
OBAN | 89 | 17 |  | 8.3 | 2.1621
OBAN | 89 | 18 |  | 8.5 | 2.1475
OBAN | 89 | 19 |  | 7.6 | 2.213
OBAN | 89 | 20 |  | 5.6 | 2.3586
OBAN | 89 | 21 |  | 4.7 | 2.4241
OBAN | 89 | 22 |  | 4.4 | 2.446
OBAN | 89 | 23 |  | 5 | 2.4023
OBAN | 89 | 24 |  | 3.3 | 2.526
OBAN | 90 | 1 |  | 2.4 | 2.5916
OBAN | 90 | 2 |  | 1.4 | 2.6644
OBAN | 90 | 3 |  | 0.9 | 2.7008
OBAN | 90 | 4 |  | 0.7 | 2.7153
OBAN | 90 | 5 |  | 0.3 | 2.7444
OBAN | 90 | 6 |  | 0.4 | 2.7372
OBAN | 90 | 7 |  | 0.7 | 2.7153
OBAN | 90 | 8 |  | 4.2 | 2.4605
OBAN | 90 | 9 |  | 5.9 | 2.3368
OBAN | 90 | 10 |  | 6.9 | 2.264
OBAN | 90 | 11 |  | 8 | 2.1839
OBAN | 90 | 12 |  | 8.5 | 2.1475
OBAN | 90 | 13 |  | 9.4 | 2.082
OBAN | 90 | 14 |  | 8.5 | 2.1475
OBAN | 90 | 15 |  | 9 | 2.1111
OBAN | 90 | 16 |  | 9.6 | 2.0674
OBAN | 90 | 17 |  | 8.6 | 2.1402
OBAN | 90 | 18 |  | 7.1 | 2.2494
OBAN | 90 | 19 |  | 7.2 | 2.2421
OBAN | 90 | 20 |  | 7.1 | 2.2494
OBAN | 90 | 21 |  | 7 | 2.2567
OBAN | 90 | 22 |  | 6.8 | 2.2713
OBAN | 90 | 23 |  | 6.7 | 2.2785
OBAN | 90 | 24 |  | 6.6 | 2.2858
OBAN | 91 | 1 |  | 6.5 | 2.2931
OBAN | 91 | 2 |  | 6.4 | 2.3004
OBAN | 91 | 3 |  | 6.3 | 2.3077
OBAN | 91 | 4 |  | 6.2 | 2.3149
OBAN | 91 | 5 |  | 6.2 | 2.3149
OBAN | 91 | 6 |  | 6.1 | 2.3222
OBAN | 91 | 7 |  | 6.3 | 2.3077
OBAN | 91 | 8 |  | 6.5 | 2.2931
OBAN | 91 | 9 |  | 7.5 | 2.2203
OBAN | 91 | 10 |  | 7.9 | 2.1912
OBAN | 91 | 11 |  | 8.5 | 2.1475
OBAN | 91 | 12 |  | 8.5 | 2.1475
OBAN | 91 | 13 |  | 8.9 | 2.1184
OBAN | 91 | 14 |  | 9 | 2.1111
OBAN | 91 | 15 |  | 8.3 | 2.1621
OBAN | 91 | 16 |  | 7.6 | 2.213
OBAN | 91 | 17 |  | 8.2 | 2.1693
OBAN | 91 | 18 |  | 7.7 | 2.2057
OBAN | 91 | 19 |  | 7.3 | 2.2349
OBAN | 91 | 20 |  | 6.5 | 2.2931
OBAN | 91 | 21 |  | 4.5 | 2.4387
OBAN | 91 | 22 |  | 3.1 | 2.5406
OBAN | 91 | 23 |  | 3.4 | 2.5188
OBAN | 91 | 24 |  | 1.8 | 2.6352
OBAN | 92 | 1 |  | 1.5 | 2.6571
OBAN | 92 | 2 |  | 1.2 | 2.6789
OBAN | 92 | 3 |  | 1.6 | 2.6498
OBAN | 92 | 4 |  | 1.9 | 2.628
OBAN | 92 | 5 |  | 2.2 | 2.6061
OBAN | 92 | 6 |  | 1.8 | 2.6352
OBAN | 92 | 7 |  | 1.7 | 2.6425
OBAN | 92 | 8 |  | 3.4 | 2.5188
OBAN | 92 | 9 |  | 5.7 | 2.3513
OBAN | 92 | 10 |  | 7.1 | 2.2494
OBAN | 92 | 11 |  | 7.9 | 2.1912
OBAN | 92 | 12 |  | 9.3 | 2.0893
OBAN | 92 | 13 |  | 10.6 | 1.9946
OBAN | 92 | 14 |  | 11.6 | 1.9218
OBAN | 92 | 15 |  | 11.9 | 1.9
OBAN | 92 | 16 |  | 12.2 | 1.8782
OBAN | 92 | 17 |  | 12.3 | 1.8709
OBAN | 92 | 18 |  | 11.1 | 1.9582
OBAN | 92 | 19 |  | 9.4 | 2.082
OBAN | 92 | 20 |  | 8.2 | 2.1693
OBAN | 92 | 21 |  | 7.7 | 2.2057
OBAN | 92 | 22 |  | 7.1 | 2.2494
OBAN | 92 | 23 |  | 4.9 | 2.4096
OBAN | 92 | 24 |  | 4.2 | 2.4605
OBAN | 93 | 1 |  | 3.1 | 2.5406
OBAN | 93 | 2 |  | 2.6 | 2.577
OBAN | 93 | 3 |  | 2.4 | 2.5916
OBAN | 93 | 4 |  | 1.7 | 2.6425
OBAN | 93 | 5 |  | 1.5 | 2.6571
OBAN | 93 | 6 |  | 1.8 | 2.6352
OBAN | 93 | 7 |  | 1.3 | 2.6716
OBAN | 93 | 8 |  | 4.4 | 2.446
OBAN | 93 | 9 |  | 6.3 | 2.3077
OBAN | 93 | 10 |  | 7.6 | 2.213
OBAN | 93 | 11 |  | 8.9 | 2.1184
OBAN | 93 | 12 |  | 10.3 | 2.0165
OBAN | 93 | 13 |  | 11 | 1.9655
OBAN | 93 | 14 |  | 10.8 | 1.9801
OBAN | 93 | 15 |  | 11.3 | 1.9437
OBAN | 93 | 16 |  | 11.3 | 1.9437
OBAN | 93 | 17 |  | 11.1 | 1.9582
OBAN | 93 | 18 |  | 10.2 | 2.0237
OBAN | 93 | 19 |  | 8.7 | 2.1329
OBAN | 93 | 20 |  | 7.7 | 2.2057
OBAN | 93 | 21 |  | 7.2 | 2.2421
OBAN | 93 | 22 |  | 5.9 | 2.3368
OBAN | 93 | 23 |  | 3.9 | 2.4824
OBAN | 93 | 24 |  | 3.1 | 2.5406
OBAN | 94 | 1 |  | 2.8 | 2.5624
OBAN | 94 | 2 |  | 2.5 | 2.5843
OBAN | 94 | 3 |  | 2.3 | 2.5988
OBAN | 94 | 4 |  | 2.3 | 2.5988
OBAN | 94 | 5 |  | 1.5 | 2.6571
OBAN | 94 | 6 |  | 0.9 | 2.7008
OBAN | 94 | 7 |  | 1.1 | 2.6862
OBAN | 94 | 8 |  | 3.6 | 2.5042
OBAN | 94 | 9 |  | 6.4 | 2.3004
OBAN | 94 | 10 |  | 8.2 | 2.1693
OBAN | 94 | 11 |  | 9.2 | 2.0965
OBAN | 94 | 12 |  | 10.6 | 1.9946
OBAN | 94 | 13 |  | 11.5 | 1.9291
OBAN | 94 | 14 |  | 11.3 | 1.9437
OBAN | 94 | 15 |  | 11.2 | 1.9509
OBAN | 94 | 16 |  | 11 | 1.9655
OBAN | 94 | 17 |  | 10.9 | 1.9728
OBAN | 94 | 18 |  | 10.6 | 1.9946
OBAN | 94 | 19 |  | 9.3 | 2.0893
OBAN | 94 | 20 |  | 7.7 | 2.2057
OBAN | 94 | 21 |  | 7 | 2.2567
OBAN | 94 | 22 |  | 5.6 | 2.3586
OBAN | 94 | 23 |  | 4.5 | 2.4387
OBAN | 94 | 24 |  | 3.9 | 2.4824
OBAN | 95 | 1 |  | 3 | 2.5479
OBAN | 95 | 2 |  | 2.6 | 2.577
OBAN | 95 | 3 |  | 2.2 | 2.6061
OBAN | 95 | 4 |  | 1.8 | 2.6352
OBAN | 95 | 5 |  | 1.5 | 2.6571
OBAN | 95 | 6 |  | 1.6 | 2.6498
OBAN | 95 | 7 |  | 2.1 | 2.6134
OBAN | 95 | 8 |  | 4.8 | 2.4168
OBAN | 95 | 9 |  | 6.3 | 2.3077
OBAN | 95 | 10 |  | 7.9 | 2.1912
OBAN | 95 | 11 |  | 8.7 | 2.1329
OBAN | 95 | 12 |  | 11 | 1.9655
OBAN | 95 | 13 |  | 12.3 | 1.8709
OBAN | 95 | 14 |  | 11.7 | 1.9146
OBAN | 95 | 15 |  | 11.9 | 1.9
OBAN | 95 | 16 |  | 12.5 | 1.8563
OBAN | 95 | 17 |  | 12.8 | 1.8345
OBAN | 95 | 18 |  | 13.6 | 1.7762
OBAN | 95 | 19 |  | 10.3 | 2.0165
OBAN | 95 | 20 |  | 8.9 | 2.1184
OBAN | 95 | 21 |  | 8.2 | 2.1693
OBAN | 95 | 22 |  | 7.8 | 2.1985
OBAN | 95 | 23 |  | 7.8 | 2.1985
OBAN | 95 | 24 |  | 7.7 | 2.2057
OBAN | 96 | 1 |  | 7.1 | 2.2494
OBAN | 96 | 2 |  | 7.3 | 2.2349
OBAN | 96 | 3 |  | 7.5 | 2.2203
OBAN | 96 | 4 |  | 7.4 | 2.2276
OBAN | 96 | 5 |  | 7.4 | 2.2276
OBAN | 96 | 6 |  | 7.2 | 2.2421
OBAN | 96 | 7 |  | 7.3 | 2.2349
OBAN | 96 | 8 |  | 7.6 | 2.213
OBAN | 96 | 9 |  | 8 | 2.1839
OBAN | 96 | 10 |  | 8.4 | 2.1548
OBAN | 96 | 11 |  | 9.6 | 2.0674
OBAN | 96 | 12 |  | 10.5 | 2.0019
OBAN | 96 | 13 |  | 11.9 | 1.9
OBAN | 96 | 14 |  | 12.4 | 1.8636
OBAN | 96 | 15 |  | 13.8 | 1.7617
OBAN | 96 | 16 |  | 13.6 | 1.7762
OBAN | 96 | 17 |  | 13.1 | 1.8126
OBAN | 96 | 18 |  | 12.6 | 1.849
OBAN | 96 | 19 |  | 11.4 | 1.9364
OBAN | 96 | 20 |  | 9.6 | 2.0674
OBAN | 96 | 21 |  | 8.5 | 2.1475
OBAN | 96 | 22 |  | 8.6 | 2.1402
OBAN | 96 | 23 |  | 8 | 2.1839
OBAN | 96 | 24 |  | 7.8 | 2.1985
OBAN | 97 | 1 |  | 7.9 | 2.1912
OBAN | 97 | 2 |  | 7.9 | 2.1912
OBAN | 97 | 3 |  | 7.8 | 2.1985
OBAN | 97 | 4 |  | 7.6 | 2.213
OBAN | 97 | 5 |  | 7.6 | 2.213
OBAN | 97 | 6 |  | 7.8 | 2.1985
OBAN | 97 | 7 |  | 7.8 | 2.1985
OBAN | 97 | 8 |  | 7.8 | 2.1985
OBAN | 97 | 9 |  | 8.7 | 2.1329
OBAN | 97 | 10 |  | 7 | 2.2567
OBAN | 97 | 11 |  | 10.8 | 1.9801
OBAN | 97 | 12 |  | 12.1 | 1.8854
OBAN | 97 | 13 |  | 12.4 | 1.8636
OBAN | 97 | 14 |  | 12.3 | 1.8709
OBAN | 97 | 15 |  | 13.5 | 1.7835
OBAN | 97 | 16 |  | 12.6 | 1.849
OBAN | 97 | 17 |  | 12.6 | 1.849
OBAN | 97 | 18 |  | 12 | 1.8927
OBAN | 97 | 19 |  | 10.6 | 1.9946
OBAN | 97 | 20 |  | 9.6 | 2.0674
OBAN | 97 | 21 |  | 9.5 | 2.0747
OBAN | 97 | 22 |  | 9.1 | 2.1038
OBAN | 97 | 23 |  | 9.1 | 2.1038
OBAN | 97 | 24 |  | 8.9 | 2.1184
OBAN | 98 | 1 |  | 8.5 | 2.1475
OBAN | 98 | 2 |  | 8.1 | 2.1766
OBAN | 98 | 3 |  | 7.8 | 2.1985
OBAN | 98 | 4 |  | 7.4 | 2.2276
OBAN | 98 | 5 |  | 6.9 | 2.264
OBAN | 98 | 6 |  | 6.6 | 2.2858
OBAN | 98 | 7 |  | 6.6 | 2.2858
OBAN | 98 | 8 |  | 6.4 | 2.3004
OBAN | 98 | 9 |  | 6.9 | 2.264
OBAN | 98 | 10 |  | 7.8 | 2.1985
OBAN | 98 | 11 |  | 8.1 | 2.1766
OBAN | 98 | 12 |  | 8.6 | 2.1402
OBAN | 98 | 13 |  | 8.9 | 2.1184
OBAN | 98 | 14 |  | 9.2 | 2.0965
OBAN | 98 | 15 |  | 9 | 2.1111
OBAN | 98 | 16 |  | 9.3 | 2.0893
OBAN | 98 | 17 |  | 8.4 | 2.1548
OBAN | 98 | 18 |  | 8 | 2.1839
OBAN | 98 | 19 |  | 6.9 | 2.264
OBAN | 98 | 20 |  | 6.4 | 2.3004
OBAN | 98 | 21 |  | 4.6 | 2.4314
OBAN | 98 | 22 |  | 3.6 | 2.5042
OBAN | 98 | 23 |  | 2.7 | 2.5697
OBAN | 98 | 24 |  | 2.2 | 2.6061
OBAN | 99 | 1 |  | 1.4 | 2.6644
OBAN | 99 | 2 |  | 1 | 2.6935
OBAN | 99 | 3 |  | 1.3 | 2.6716
OBAN | 99 | 4 |  | 1.3 | 2.6716
OBAN | 99 | 5 |  | 1.2 | 2.6789
OBAN | 99 | 6 |  | 0.8 | 2.708
OBAN | 99 | 7 |  | 0.2 | 2.7517
OBAN | 99 | 8 |  | 2.4 | 2.5916
OBAN | 99 | 9 |  | 3.8 | 2.4896
OBAN | 99 | 10 |  | 4.5 | 2.4387
OBAN | 99 | 11 |  | 5.3 | 2.3804
OBAN | 99 | 12 |  | 6.1 | 2.3222
OBAN | 99 | 13 |  | 7.1 | 2.2494
OBAN | 99 | 14 |  | 6.3 | 2.3077
OBAN | 99 | 15 |  | 6 | 2.3295
OBAN | 99 | 16 |  | 5.7 | 2.3513
OBAN | 99 | 17 |  | 5 | 2.4023
OBAN | 99 | 18 |  | 4.9 | 2.4096
OBAN | 99 | 19 |  | 5.5 | 2.3659
OBAN | 99 | 20 |  | 6.3 | 2.3077
OBAN | 99 | 21 |  | 7 | 2.2567
OBAN | 99 | 22 |  | 7 | 2.2567
OBAN | 99 | 23 |  | 7 | 2.2567
OBAN | 99 | 24 |  | 7.6 | 2.213
OBAN | 100 | 1 |  | 7.8 | 2.1985
OBAN | 100 | 2 |  | 7.6 | 2.213
OBAN | 100 | 3 |  | 8.2 | 2.1693
OBAN | 100 | 4 |  | 7.8 | 2.1985
OBAN | 100 | 5 |  | 7.6 | 2.213
OBAN | 100 | 6 |  | 8.6 | 2.1402
OBAN | 100 | 7 |  | 7.6 | 2.213
OBAN | 100 | 8 |  | 5.6 | 2.3586
OBAN | 100 | 9 |  | 9.1 | 2.1038
OBAN | 100 | 10 |  | 9.5 | 2.0747
OBAN | 100 | 11 |  | 9.4 | 2.082
OBAN | 100 | 12 |  | 9.7 | 2.0601
OBAN | 100 | 13 |  | 9.7 | 2.0601
OBAN | 100 | 14 |  | 9.5 | 2.0747
OBAN | 100 | 15 |  | 9.6 | 2.0674
OBAN | 100 | 16 |  | 10 | 2.0383
OBAN | 100 | 17 |  | 9.1 | 2.1038
OBAN | 100 | 18 |  | 9.2 | 2.0965
OBAN | 100 | 19 |  | 8.9 | 2.1184
OBAN | 100 | 20 |  | 8.8 | 2.1257
OBAN | 100 | 21 |  | 8.7 | 2.1329
OBAN | 100 | 22 |  | 8.9 | 2.1184
OBAN | 100 | 23 |  | 6.7 | 2.2785
OBAN | 100 | 24 |  | 8.7 | 2.1329
OBAN | 101 | 1 |  | 8.2 | 2.1693
OBAN | 101 | 2 |  | 8.7 | 2.1329
OBAN | 101 | 3 |  | 8.5 | 2.1475
OBAN | 101 | 4 |  | 8.3 | 2.1621
OBAN | 101 | 5 |  | 8.4 | 2.1548
OBAN | 101 | 6 |  | 8.6 | 2.1402
OBAN | 101 | 7 |  | 8.2 | 2.1693
OBAN | 101 | 8 |  | 7.4 | 2.2276
OBAN | 101 | 9 |  | 8.1 | 2.1766
OBAN | 101 | 10 |  | 8.4 | 2.1548
OBAN | 101 | 11 |  | 8.6 | 2.1402
OBAN | 101 | 12 |  | 8.3 | 2.1621
OBAN | 101 | 13 |  | 8.3 | 2.1621
OBAN | 101 | 14 |  | 8.3 | 2.1621
OBAN | 101 | 15 |  | 8.3 | 2.1621
OBAN | 101 | 16 |  | 8.3 | 2.1621
OBAN | 101 | 17 |  | 8 | 2.1839
OBAN | 101 | 18 |  | 7.9 | 2.1912
OBAN | 101 | 19 |  | 7.5 | 2.2203
OBAN | 101 | 20 |  | 7.5 | 2.2203
OBAN | 101 | 21 |  | 7.4 | 2.2276
OBAN | 101 | 22 |  | 7.7 | 2.2057
OBAN | 101 | 23 |  | 6.4 | 2.3004
OBAN | 101 | 24 |  | 6 | 2.3295
OBAN | 102 | 1 |  | 5.4 | 2.3732
OBAN | 102 | 2 |  | 5.2 | 2.3877
OBAN | 102 | 3 |  | 5 | 2.4023
OBAN | 102 | 4 |  | 5.1 | 2.395
OBAN | 102 | 5 |  | 4.5 | 2.4387
OBAN | 102 | 6 |  | 4.7 | 2.4241
OBAN | 102 | 7 |  | 4.3 | 2.4532
OBAN | 102 | 8 |  | 4.4 | 2.446
OBAN | 102 | 9 |  | 6.2 | 2.3149
OBAN | 102 | 10 |  | 7 | 2.2567
OBAN | 102 | 11 |  | 7.8 | 2.1985
OBAN | 102 | 12 |  | 7.7 | 2.2057
OBAN | 102 | 13 |  | 7.2 | 2.2421
OBAN | 102 | 14 |  | 6.8 | 2.2713
OBAN | 102 | 15 |  | 7 | 2.2567
OBAN | 102 | 16 |  | 7.6 | 2.213
OBAN | 102 | 17 |  | 7.3 | 2.2349
OBAN | 102 | 18 |  | 6.7 | 2.2785
OBAN | 102 | 19 |  | 6.2 | 2.3149
OBAN | 102 | 20 |  | 5 | 2.4023
OBAN | 102 | 21 |  | 4.4 | 2.446
OBAN | 102 | 22 |  | 3.8 | 2.4896
OBAN | 102 | 23 |  | 3.2 | 2.5333
OBAN | 102 | 24 |  | 2.7 | 2.5697
OBAN | 103 | 1 |  | 2.5 | 2.5843
OBAN | 103 | 2 |  | 2.1 | 2.6134
OBAN | 103 | 3 |  | 2.2 | 2.6061
OBAN | 103 | 4 |  | 2.1 | 2.6134
OBAN | 103 | 5 |  | 2 | 2.6207
OBAN | 103 | 6 |  | 1.9 | 2.628
OBAN | 103 | 7 |  | 2.5 | 2.5843
OBAN | 103 | 8 |  | 4 | 2.4751
OBAN | 103 | 9 |  | 5.3 | 2.3804
OBAN | 103 | 10 |  | 6.8 | 2.2713
OBAN | 103 | 11 |  | 8.4 | 2.1548
OBAN | 103 | 12 |  | 8.5 | 2.1475
OBAN | 103 | 13 |  | 8.1 | 2.1766
OBAN | 103 | 14 |  | 7.9 | 2.1912
OBAN | 103 | 15 |  | 8.5 | 2.1475
OBAN | 103 | 16 |  | 9.6 | 2.0674
OBAN | 103 | 17 |  | 10 | 2.0383
OBAN | 103 | 18 |  | 9.3 | 2.0893
OBAN | 103 | 19 |  | 8.3 | 2.1621
OBAN | 103 | 20 |  | 7.9 | 2.1912
OBAN | 103 | 21 |  | 7.5 | 2.2203
OBAN | 103 | 22 |  | 7.4 | 2.2276
OBAN | 103 | 23 |  | 7.6 | 2.213
OBAN | 103 | 24 |  | 7.4 | 2.2276
OBAN | 104 | 1 |  | 7.5 | 2.2203
OBAN | 104 | 2 |  | 7.5 | 2.2203
OBAN | 104 | 3 |  | 7.3 | 2.2349
OBAN | 104 | 4 |  | 7 | 2.2567
OBAN | 104 | 5 |  | 7 | 2.2567
OBAN | 104 | 6 |  | 6.7 | 2.2785
OBAN | 104 | 7 |  | 7.1 | 2.2494
OBAN | 104 | 8 |  | 8.3 | 2.1621
OBAN | 104 | 9 |  | 8.3 | 2.1621
OBAN | 104 | 10 |  | 8.4 | 2.1548
OBAN | 104 | 11 |  | 9.5 | 2.0747
OBAN | 104 | 12 |  | 10.3 | 2.0165
OBAN | 104 | 13 |  | 11.3 | 1.9437
OBAN | 104 | 14 |  | 11.7 | 1.9146
OBAN | 104 | 15 |  | 10 | 2.0383
OBAN | 104 | 16 |  | 9.9 | 2.0456
OBAN | 104 | 17 |  | 8.3 | 2.1621
OBAN | 104 | 18 |  | 7.9 | 2.1912
OBAN | 104 | 19 |  | 7.9 | 2.1912
OBAN | 104 | 20 |  | 8.1 | 2.1766
OBAN | 104 | 21 |  | 8.1 | 2.1766
OBAN | 104 | 22 |  | 8.3 | 2.1621
OBAN | 104 | 23 |  | 8.7 | 2.1329
OBAN | 104 | 24 |  | 8.8 | 2.1257
OBAN | 105 | 1 |  | 9 | 2.1111
OBAN | 105 | 2 |  | 9.2 | 2.0965
OBAN | 105 | 3 |  | 9.3 | 2.0893
OBAN | 105 | 4 |  | 9.3 | 2.0893
OBAN | 105 | 5 |  | 9.4 | 2.082
OBAN | 105 | 6 |  | 9.5 | 2.0747
OBAN | 105 | 7 |  | 9.7 | 2.0601
OBAN | 105 | 8 |  | 9.9 | 2.0456
OBAN | 105 | 9 |  | 9.9 | 2.0456
OBAN | 105 | 10 |  | 10.4 | 2.0092
OBAN | 105 | 11 |  | 10.5 | 2.0019
OBAN | 105 | 12 |  | 10.7 | 1.9873
OBAN | 105 | 13 |  | 11.1 | 1.9582
OBAN | 105 | 14 |  | 11 | 1.9655
OBAN | 105 | 15 |  | 11.1 | 1.9582
OBAN | 105 | 16 |  | 11.5 | 1.9291
OBAN | 105 | 17 |  | 11.3 | 1.9437
OBAN | 105 | 18 |  | 11.1 | 1.9582
OBAN | 105 | 19 |  | 10.8 | 1.9801
OBAN | 105 | 20 |  | 10.5 | 2.0019
OBAN | 105 | 21 |  | 10.2 | 2.0237
OBAN | 105 | 22 |  | 10.2 | 2.0237
OBAN | 105 | 23 |  | 10.7 | 1.9873
OBAN | 105 | 24 |  | 10.6 | 1.9946
OBAN | 106 | 1 |  | 10.7 | 1.9873
OBAN | 106 | 2 |  | 10.5 | 2.0019
OBAN | 106 | 3 |  | 10.5 | 2.0019
OBAN | 106 | 4 |  | 10.8 | 1.9801
OBAN | 106 | 5 |  | 10.6 | 1.9946
OBAN | 106 | 6 |  | 10.4 | 2.0092
OBAN | 106 | 7 |  | 10.1 | 2.031
OBAN | 106 | 8 |  | 10 | 2.0383
OBAN | 106 | 9 |  | 10.4 | 2.0092
OBAN | 106 | 10 |  | 11.1 | 1.9582
OBAN | 106 | 11 |  | 11.1 | 1.9582
OBAN | 106 | 12 |  | 11.2 | 1.9509
OBAN | 106 | 13 |  | 11.9 | 1.9
OBAN | 106 | 14 |  | 12.1 | 1.8854
OBAN | 106 | 15 |  | 12.6 | 1.849
OBAN | 106 | 16 |  | 12.8 | 1.8345
OBAN | 106 | 17 |  | 12.8 | 1.8345
OBAN | 106 | 18 |  | 11.9 | 1.9
OBAN | 106 | 19 |  | 11.5 | 1.9291
OBAN | 106 | 20 |  | 11.2 | 1.9509
OBAN | 106 | 21 |  | 11.1 | 1.9582
OBAN | 106 | 22 |  | 10 | 2.0383
OBAN | 106 | 23 |  | 9.6 | 2.0674
OBAN | 106 | 24 |  | 9.4 | 2.082
OBAN | 107 | 1 |  | 9.2 | 2.0965
OBAN | 107 | 2 |  | 9 | 2.1111
OBAN | 107 | 3 |  | 9 | 2.1111
OBAN | 107 | 4 |  | 8.7 | 2.1329
OBAN | 107 | 5 |  | 8.5 | 2.1475
OBAN | 107 | 6 |  | 8.5 | 2.1475
OBAN | 107 | 7 |  | 8.5 | 2.1475
OBAN | 107 | 8 |  | 8.6 | 2.1402
OBAN | 107 | 9 |  | 8.8 | 2.1257
OBAN | 107 | 10 |  | 9.6 | 2.0674
OBAN | 107 | 11 |  | 9.5 | 2.0747
OBAN | 107 | 12 |  | 9.5 | 2.0747
OBAN | 107 | 13 |  | 10.3 | 2.0165
OBAN | 107 | 14 |  | 10.9 | 1.9728
OBAN | 107 | 15 |  | 11.7 | 1.9146
OBAN | 107 | 16 |  | 11.6 | 1.9218
OBAN | 107 | 17 |  | 11.7 | 1.9146
OBAN | 107 | 18 |  | 10.1 | 2.031
OBAN | 107 | 19 |  | 10.5 | 2.0019
OBAN | 107 | 20 |  | 10.6 | 1.9946
OBAN | 107 | 21 |  | 11.6 | 1.9218
OBAN | 107 | 22 |  | 10.9 | 1.9728
OBAN | 107 | 23 |  | 11 | 1.9655
OBAN | 107 | 24 |  | 10.2 | 2.0237
OBAN | 108 | 1 |  | 9.8 | 2.0529
OBAN | 108 | 2 |  | 9.4 | 2.082
OBAN | 108 | 3 |  | 9.2 | 2.0965
OBAN | 108 | 4 |  | 8.8 | 2.1257
OBAN | 108 | 5 |  | 9.1 | 2.1038
OBAN | 108 | 6 |  | 8.8 | 2.1257
OBAN | 108 | 7 |  | 8.4 | 2.1548
OBAN | 108 | 8 |  | 9.1 | 2.1038
OBAN | 108 | 9 |  | 9.2 | 2.0965
OBAN | 108 | 10 |  | 9.1 | 2.1038
OBAN | 108 | 11 |  | 9.7 | 2.0601
OBAN | 108 | 12 |  | 10.3 | 2.0165
OBAN | 108 | 13 |  | 10.6 | 1.9946
OBAN | 108 | 14 |  | 10.4 | 2.0092
OBAN | 108 | 15 |  | 10.6 | 1.9946
OBAN | 108 | 16 |  | 10.8 | 1.9801
OBAN | 108 | 17 |  | 10.4 | 2.0092
OBAN | 108 | 18 |  | 9.7 | 2.0601
OBAN | 108 | 19 |  | 10 | 2.0383
OBAN | 108 | 20 |  | 9.9 | 2.0456
OBAN | 108 | 21 |  | 9.3 | 2.0893
OBAN | 108 | 22 |  | 9.4 | 2.082
OBAN | 108 | 23 |  | 9.5 | 2.0747
OBAN | 108 | 24 |  | 9.2 | 2.0965
OBAN | 109 | 1 |  | 9.4 | 2.082
OBAN | 109 | 2 |  | 9.5 | 2.0747
OBAN | 109 | 3 |  | 9.5 | 2.0747
OBAN | 109 | 4 |  | 9.8 | 2.0529
OBAN | 109 | 5 |  | 9.6 | 2.0674
OBAN | 109 | 6 |  | 9.3 | 2.0893
OBAN | 109 | 7 |  | 9.1 | 2.1038
OBAN | 109 | 8 |  | 9 | 2.1111
OBAN | 109 | 9 |  | 9 | 2.1111
OBAN | 109 | 10 |  | 9.2 | 2.0965
OBAN | 109 | 11 |  | 9.3 | 2.0893
OBAN | 109 | 12 |  | 9.7 | 2.0601
OBAN | 109 | 13 |  | 11.8 | 1.9073
OBAN | 109 | 14 |  | 13.2 | 1.8054
OBAN | 109 | 15 |  | 13.2 | 1.8054
OBAN | 109 | 16 |  | 15 | 1.6743
OBAN | 109 | 17 |  | 13.3 | 1.7981
OBAN | 109 | 18 |  | 12.6 | 1.849
OBAN | 109 | 19 |  | 12 | 1.8927
OBAN | 109 | 20 |  | 11.3 | 1.9437
OBAN | 109 | 21 |  | 9.9 | 2.0456
OBAN | 109 | 22 |  | 8.7 | 2.1329
OBAN | 109 | 23 |  | 7.8 | 2.1985
OBAN | 109 | 24 |  | 8.5 | 2.1475
OBAN | 110 | 1 |  | 8.7 | 2.1329
OBAN | 110 | 2 |  | 8.4 | 2.1548
OBAN | 110 | 3 |  | 6.7 | 2.2785
OBAN | 110 | 4 |  | 6.6 | 2.2858
OBAN | 110 | 5 |  | 6.8 | 2.2713
OBAN | 110 | 6 |  | 7.8 | 2.1985
OBAN | 110 | 7 |  | 8.9 | 2.1184
OBAN | 110 | 8 |  | 9.8 | 2.0529
OBAN | 110 | 9 |  | 10.1 | 2.031
OBAN | 110 | 10 |  | 9.7 | 2.0601
OBAN | 110 | 11 |  | 10.6 | 1.9946
OBAN | 110 | 12 |  | 11.6 | 1.9218
OBAN | 110 | 13 |  | 11.4 | 1.9364
OBAN | 110 | 14 |  | 11.6 | 1.9218
OBAN | 110 | 15 |  | 11 | 1.9655
OBAN | 110 | 16 |  | 10.3 | 2.0165
OBAN | 110 | 17 |  | 9.7 | 2.0601
OBAN | 110 | 18 |  | 10 | 2.0383
OBAN | 110 | 19 |  | 9.9 | 2.0456
OBAN | 110 | 20 |  | 10 | 2.0383
OBAN | 110 | 21 |  | 9.5 | 2.0747
OBAN | 110 | 22 |  | 9.2 | 2.0965
OBAN | 110 | 23 |  | 9.4 | 2.082
OBAN | 110 | 24 |  | 9.4 | 2.082
OBAN | 111 | 1 |  | 9.2 | 2.0965
OBAN | 111 | 2 |  | 8.8 | 2.1257
OBAN | 111 | 3 |  | 8.4 | 2.1548
OBAN | 111 | 4 |  | 8.3 | 2.1621
OBAN | 111 | 5 |  | 8.2 | 2.1693
OBAN | 111 | 6 |  | 7.9 | 2.1912
OBAN | 111 | 7 |  | 7.6 | 2.213
OBAN | 111 | 8 |  | 8.1 | 2.1766
OBAN | 111 | 9 |  | 9.4 | 2.082
OBAN | 111 | 10 |  | 7.6 | 2.213
OBAN | 111 | 11 |  | 9.8 | 2.0529
OBAN | 111 | 12 |  | 8.8 | 2.1257
OBAN | 111 | 13 |  | 9.5 | 2.0747
OBAN | 111 | 14 |  | 9.9 | 2.0456
OBAN | 111 | 15 |  | 9.7 | 2.0601
OBAN | 111 | 16 |  | 9.6 | 2.0674
OBAN | 111 | 17 |  | 8.4 | 2.1548
OBAN | 111 | 18 |  | 9.3 | 2.0893
OBAN | 111 | 19 |  | 9 | 2.1111
OBAN | 111 | 20 |  | 8.2 | 2.1693
OBAN | 111 | 21 |  | 7.7 | 2.2057
OBAN | 111 | 22 |  | 7.4 | 2.2276
OBAN | 111 | 23 |  | 7.3 | 2.2349
OBAN | 111 | 24 |  | 7.3 | 2.2349
OBAN | 112 | 1 |  | 7.2 | 2.2421
OBAN | 112 | 2 |  | 7.1 | 2.2494
OBAN | 112 | 3 |  | 7.2 | 2.2421
OBAN | 112 | 4 |  | 6.9 | 2.264
OBAN | 112 | 5 |  | 6.8 | 2.2713
OBAN | 112 | 6 |  | 6.8 | 2.2713
OBAN | 112 | 7 |  | 7.1 | 2.2494
OBAN | 112 | 8 |  | 7.4 | 2.2276
OBAN | 112 | 9 |  | 8 | 2.1839
OBAN | 112 | 10 |  | 8.8 | 2.1257
OBAN | 112 | 11 |  | 8.7 | 2.1329
OBAN | 112 | 12 |  | 9.1 | 2.1038
OBAN | 112 | 13 |  | 9.1 | 2.1038
OBAN | 112 | 14 |  | 9.6 | 2.0674
OBAN | 112 | 15 |  | 9.4 | 2.082
OBAN | 112 | 16 |  | 8.6 | 2.1402
OBAN | 112 | 17 |  | 8.3 | 2.1621
OBAN | 112 | 18 |  | 7.6 | 2.213
OBAN | 112 | 19 |  | 7.1 | 2.2494
OBAN | 112 | 20 |  | 6.8 | 2.2713
OBAN | 112 | 21 |  | 6.3 | 2.3077
OBAN | 112 | 22 |  | 5.6 | 2.3586
OBAN | 112 | 23 |  | 5.8 | 2.3441
OBAN | 112 | 24 |  | 5.8 | 2.3441
OBAN | 113 | 1 |  | 5.7 | 2.3513
OBAN | 113 | 2 |  | 5.5 | 2.3659
OBAN | 113 | 3 |  | 5.5 | 2.3659
OBAN | 113 | 4 |  | 5.4 | 2.3732
OBAN | 113 | 5 |  | 5.2 | 2.3877
OBAN | 113 | 6 |  | 5.2 | 2.3877
OBAN | 113 | 7 |  | 5.2 | 2.3877
OBAN | 113 | 8 |  | 5.8 | 2.3441
OBAN | 113 | 9 |  | 6.5 | 2.2931
OBAN | 113 | 10 |  | 7.5 | 2.2203
OBAN | 113 | 11 |  | 8.7 | 2.1329
OBAN | 113 | 12 |  | 9.4 | 2.082
OBAN | 113 | 13 |  | 9.6 | 2.0674
OBAN | 113 | 14 |  | 9.6 | 2.0674
OBAN | 113 | 15 |  | 9.7 | 2.0601
OBAN | 113 | 16 |  | 9.8 | 2.0529
OBAN | 113 | 17 |  | 9.5 | 2.0747
OBAN | 113 | 18 |  | 9.1 | 2.1038
OBAN | 113 | 19 |  | 8.7 | 2.1329
OBAN | 113 | 20 |  | 8.4 | 2.1548
OBAN | 113 | 21 |  | 7.7 | 2.2057
OBAN | 113 | 22 |  | 7.6 | 2.213
OBAN | 113 | 23 |  | 7.2 | 2.2421
OBAN | 113 | 24 |  | 6.6 | 2.2858
OBAN | 114 | 1 |  | 6.5 | 2.2931
OBAN | 114 | 2 |  | 6.4 | 2.3004
OBAN | 114 | 3 |  | 6.3 | 2.3077
OBAN | 114 | 4 |  | 6 | 2.3295
OBAN | 114 | 5 |  | 5.8 | 2.3441
OBAN | 114 | 6 |  | 5.7 | 2.3513
OBAN | 114 | 7 |  | 5.8 | 2.3441
OBAN | 114 | 8 |  | 6.4 | 2.3004
OBAN | 114 | 9 |  | 7.8 | 2.1985
OBAN | 114 | 10 |  | 7.9 | 2.1912
OBAN | 114 | 11 |  | 8.4 | 2.1548
OBAN | 114 | 12 |  | 9.2 | 2.0965
OBAN | 114 | 13 |  | 9.5 | 2.0747
OBAN | 114 | 14 |  | 10.5 | 2.0019
OBAN | 114 | 15 |  | 11.2 | 1.9509
OBAN | 114 | 16 |  | 10.9 | 1.9728
OBAN | 114 | 17 |  | 10.3 | 2.0165
OBAN | 114 | 18 |  | 9.6 | 2.0674
OBAN | 114 | 19 |  | 9.1 | 2.1038
OBAN | 114 | 20 |  | 8.6 | 2.1402
OBAN | 114 | 21 |  | 8.4 | 2.1548
OBAN | 114 | 22 |  | 8.2 | 2.1693
OBAN | 114 | 23 |  | 7.2 | 2.2421
OBAN | 114 | 24 |  | 7.6 | 2.213
OBAN | 115 | 1 |  | 7.5 | 2.2203
OBAN | 115 | 2 |  | 6.9 | 2.264
OBAN | 115 | 3 |  | 6.5 | 2.2931
OBAN | 115 | 4 |  | 6.2 | 2.3149
OBAN | 115 | 5 |  | 6.1 | 2.3222
OBAN | 115 | 6 |  | 6.4 | 2.3004
OBAN | 115 | 7 |  | 6.8 | 2.2713
OBAN | 115 | 8 |  | 8 | 2.1839
OBAN | 115 | 9 |  | 9.1 | 2.1038
OBAN | 115 | 10 |  | 10.4 | 2.0092
OBAN | 115 | 11 |  | 10.1 | 2.031
OBAN | 115 | 12 |  | 10.7 | 1.9873
OBAN | 115 | 13 |  | 11.1 | 1.9582
OBAN | 115 | 14 |  | 11.7 | 1.9146
OBAN | 115 | 15 |  | 11.3 | 1.9437
OBAN | 115 | 16 |  | 11.2 | 1.9509
OBAN | 115 | 17 |  | 11.1 | 1.9582
OBAN | 115 | 18 |  | 10.3 | 2.0165
OBAN | 115 | 19 |  | 10.2 | 2.0237
OBAN | 115 | 20 |  | 9.5 | 2.0747
OBAN | 115 | 21 |  | 9 | 2.1111
OBAN | 115 | 22 |  | 8.8 | 2.1257
OBAN | 115 | 23 |  | 8.3 | 2.1621
OBAN | 115 | 24 |  | 8.4 | 2.1548
OBAN | 116 | 1 |  | 8.6 | 2.1402
OBAN | 116 | 2 |  | 8.5 | 2.1475
OBAN | 116 | 3 |  | 8.4 | 2.1548
OBAN | 116 | 4 |  | 7.9 | 2.1912
OBAN | 116 | 5 |  | 7.8 | 2.1985
OBAN | 116 | 6 |  | 7.5 | 2.2203
OBAN | 116 | 7 |  | 8.2 | 2.1693
OBAN | 116 | 8 |  | 8.8 | 2.1257
OBAN | 116 | 9 |  | 9.8 | 2.0529
OBAN | 116 | 10 |  | 10.4 | 2.0092
OBAN | 116 | 11 |  | 11.8 | 1.9073
OBAN | 116 | 12 |  | 10.5 | 2.0019
OBAN | 116 | 13 |  | 11.7 | 1.9146
OBAN | 116 | 14 |  | 11.1 | 1.9582
OBAN | 116 | 15 |  | 12 | 1.8927
OBAN | 116 | 16 |  | 10.6 | 1.9946
OBAN | 116 | 17 |  | 11.3 | 1.9437
OBAN | 116 | 18 |  | 10.6 | 1.9946
OBAN | 116 | 19 |  | 8.1 | 2.1766
OBAN | 116 | 20 |  | 7.8 | 2.1985
OBAN | 116 | 21 |  | 7.3 | 2.2349
OBAN | 116 | 22 |  | 6.7 | 2.2785
OBAN | 116 | 23 |  | 6.5 | 2.2931
OBAN | 116 | 24 |  | 6.1 | 2.3222
OBAN | 117 | 1 |  | 5.4 | 2.3732
OBAN | 117 | 2 |  | 5 | 2.4023
OBAN | 117 | 3 |  | 4.7 | 2.4241
OBAN | 117 | 4 |  | 3.8 | 2.4896
OBAN | 117 | 5 |  | 3.8 | 2.4896
OBAN | 117 | 6 |  | 4.6 | 2.4314
OBAN | 117 | 7 |  | 5.5 | 2.3659
OBAN | 117 | 8 |  | 6.9 | 2.264
OBAN | 117 | 9 |  | 7.8 | 2.1985
OBAN | 117 | 10 |  | 8.5 | 2.1475
OBAN | 117 | 11 |  | 9.3 | 2.0893
OBAN | 117 | 12 |  | 9.4 | 2.082
OBAN | 117 | 13 |  | 10.7 | 1.9873
OBAN | 117 | 14 |  | 9.8 | 2.0529
OBAN | 117 | 15 |  | 9.4 | 2.082
OBAN | 117 | 16 |  | 9.6 | 2.0674
OBAN | 117 | 17 |  | 8.9 | 2.1184
OBAN | 117 | 18 |  | 9.2 | 2.0965
OBAN | 117 | 19 |  | 8.5 | 2.1475
OBAN | 117 | 20 |  | 8.2 | 2.1693
OBAN | 117 | 21 |  | 7.7 | 2.2057
OBAN | 117 | 22 |  | 7.2 | 2.2421
OBAN | 117 | 23 |  | 7.2 | 2.2421
OBAN | 117 | 24 |  | 6.9 | 2.264
OBAN | 118 | 1 |  | 6.5 | 2.2931
OBAN | 118 | 2 |  | 6.2 | 2.3149
OBAN | 118 | 3 |  | 5.4 | 2.3732
OBAN | 118 | 4 |  | 4.6 | 2.4314
OBAN | 118 | 5 |  | 4.4 | 2.446
OBAN | 118 | 6 |  | 4.5 | 2.4387
OBAN | 118 | 7 |  | 5.4 | 2.3732
OBAN | 118 | 8 |  | 6.1 | 2.3222
OBAN | 118 | 9 |  | 6.9 | 2.264
OBAN | 118 | 10 |  | 8 | 2.1839
OBAN | 118 | 11 |  | 9.7 | 2.0601
OBAN | 118 | 12 |  | 10.3 | 2.0165
OBAN | 118 | 13 |  | 9.7 | 2.0601
OBAN | 118 | 14 |  | 9.9 | 2.0456
OBAN | 118 | 15 |  | 11.3 | 1.9437
OBAN | 118 | 16 |  | 10.5 | 2.0019
OBAN | 118 | 17 |  | 10.6 | 1.9946
OBAN | 118 | 18 |  | 9.9 | 2.0456
OBAN | 118 | 19 |  | 8.8 | 2.1257
OBAN | 118 | 20 |  | 7.7 | 2.2057
OBAN | 118 | 21 |  | 7 | 2.2567
OBAN | 118 | 22 |  | 6.5 | 2.2931
OBAN | 118 | 23 |  | 5.8 | 2.3441
OBAN | 118 | 24 |  | 5.5 | 2.3659
OBAN | 119 | 1 |  | 5.5 | 2.3659
OBAN | 119 | 2 |  | 5.4 | 2.3732
OBAN | 119 | 3 |  | 5.5 | 2.3659
OBAN | 119 | 4 |  | 4.9 | 2.4096
OBAN | 119 | 5 |  | 2.9 | 2.5552
OBAN | 119 | 6 |  | 4.7 | 2.4241
OBAN | 119 | 7 |  | 6.5 | 2.2931
OBAN | 119 | 8 |  | 7.7 | 2.2057
OBAN | 119 | 9 |  | 8.4 | 2.1548
OBAN | 119 | 10 |  | 9.5 | 2.0747
OBAN | 119 | 11 |  | 9.9 | 2.0456
OBAN | 119 | 12 |  | 10.4 | 2.0092
OBAN | 119 | 13 |  | 10.8 | 1.9801
OBAN | 119 | 14 |  | 11.3 | 1.9437
OBAN | 119 | 15 |  | 12 | 1.8927
OBAN | 119 | 16 |  | 13.2 | 1.8054
OBAN | 119 | 17 |  | 13.8 | 1.7617
OBAN | 119 | 18 |  | 12.5 | 1.8563
OBAN | 119 | 19 |  | 11.5 | 1.9291
OBAN | 119 | 20 |  | 10.2 | 2.0237
OBAN | 119 | 21 |  | 8.5 | 2.1475
OBAN | 119 | 22 |  | 8.1 | 2.1766
OBAN | 119 | 23 |  | 7.4 | 2.2276
OBAN | 119 | 24 |  | 7.3 | 2.2349
OBAN | 120 | 1 |  | 7 | 2.2567
OBAN | 120 | 2 |  | 5.3 | 2.3804
OBAN | 120 | 3 |  | 3.8 | 2.4896
OBAN | 120 | 4 |  | 3.5 | 2.5115
OBAN | 120 | 5 |  | 4.4 | 2.446
OBAN | 120 | 6 |  | 4.8 | 2.4168
OBAN | 120 | 7 |  | 5.8 | 2.3441
OBAN | 120 | 8 |  | 6.8 | 2.2713
OBAN | 120 | 9 |  | 7.8 | 2.1985
OBAN | 120 | 10 |  | 8 | 2.1839
OBAN | 120 | 11 |  | 9.3 | 2.0893
OBAN | 120 | 12 |  | 9.2 | 2.0965
OBAN | 120 | 13 |  | 9.2 | 2.0965
OBAN | 120 | 14 |  | 9.9 | 2.0456
OBAN | 120 | 15 |  | 10.7 | 1.9873
OBAN | 120 | 16 |  | 10.1 | 2.031
OBAN | 120 | 17 |  | 8.8 | 2.1257
OBAN | 120 | 18 |  | 8.2 | 2.1693
OBAN | 120 | 19 |  | 7 | 2.2567
OBAN | 120 | 20 |  | 7 | 2.2567
OBAN | 120 | 21 |  | 6.9 | 2.264
OBAN | 120 | 22 |  | 6.8 | 2.2713
OBAN | 120 | 23 |  | 6.6 | 2.2858
OBAN | 120 | 24 |  | 6.3 | 2.3077
OBAN | 121 | 1 |  | 6.1 | 2.3222
OBAN | 121 | 2 |  | 6 | 2.3295
OBAN | 121 | 3 |  | 5.9 | 2.3368
OBAN | 121 | 4 |  | 5.9 | 2.3368
OBAN | 121 | 5 |  | 5.9 | 2.3368
OBAN | 121 | 6 |  | 5.9 | 2.3368
OBAN | 121 | 7 |  | 6.2 | 2.3149
OBAN | 121 | 8 |  | 6.6 | 2.2858
OBAN | 121 | 9 |  | 7.1 | 2.2494
OBAN | 121 | 10 |  | 8.1 | 2.1766
OBAN | 121 | 11 |  | 8.2 | 2.1693
OBAN | 121 | 12 |  | 8.4 | 2.1548
OBAN | 121 | 13 |  | 8.6 | 2.1402
OBAN | 121 | 14 |  | 9.1 | 2.1038
OBAN | 121 | 15 |  | 8.4 | 2.1548
OBAN | 121 | 16 |  | 9.6 | 2.0674
OBAN | 121 | 17 |  | 9.5 | 2.0747
OBAN | 121 | 18 |  | 9.1 | 2.1038
OBAN | 121 | 19 |  | 8.6 | 2.1402
OBAN | 121 | 20 |  | 7.8 | 2.1985
OBAN | 121 | 21 |  | 7.3 | 2.2349
OBAN | 121 | 22 |  | 6.7 | 2.2785
OBAN | 121 | 23 |  | 6.2 | 2.3149
OBAN | 121 | 24 |  | 5.7 | 2.3513
OBAN | 122 | 1 |  | 5.7 | 2.3513
OBAN | 122 | 2 |  | 5.5 | 2.3659
OBAN | 122 | 3 |  | 5.3 | 2.3804
OBAN | 122 | 4 |  | 5.3 | 2.3804
OBAN | 122 | 5 |  | 5.4 | 2.3732
OBAN | 122 | 6 |  | 6 | 2.3295
OBAN | 122 | 7 |  | 6.6 | 2.2858
OBAN | 122 | 8 |  | 7.7 | 2.2057
OBAN | 122 | 9 |  | 8.9 | 2.1184
OBAN | 122 | 10 |  | 8.9 | 2.1184
OBAN | 122 | 11 |  | 10.6 | 1.9946
OBAN | 122 | 12 |  | 12 | 1.8927
OBAN | 122 | 13 |  | 12.3 | 1.8709
OBAN | 122 | 14 |  | 13 | 1.8199
OBAN | 122 | 15 |  | 13 | 1.8199
OBAN | 122 | 16 |  | 13.6 | 1.7762
OBAN | 122 | 17 |  | 13 | 1.8199
OBAN | 122 | 18 |  | 11 | 1.9655
OBAN | 122 | 19 |  | 10 | 2.0383
OBAN | 122 | 20 |  | 9 | 2.1111
OBAN | 122 | 21 |  | 8.2 | 2.1693
OBAN | 122 | 22 |  | 8.5 | 2.1475
OBAN | 122 | 23 |  | 8.6 | 2.1402
OBAN | 122 | 24 |  | 8.2 | 2.1693
OBAN | 123 | 1 |  | 7.9 | 2.1912
OBAN | 123 | 2 |  | 7.5 | 2.2203
OBAN | 123 | 3 |  | 7.4 | 2.2276
OBAN | 123 | 4 |  | 7.3 | 2.2349
OBAN | 123 | 5 |  | 7.1 | 2.2494
OBAN | 123 | 6 |  | 6.8 | 2.2713
OBAN | 123 | 7 |  | 7.3 | 2.2349
OBAN | 123 | 8 |  | 8 | 2.1839
OBAN | 123 | 9 |  | 9.1 | 2.1038
OBAN | 123 | 10 |  | 9.4 | 2.082
OBAN | 123 | 11 |  | 10.4 | 2.0092
OBAN | 123 | 12 |  | 11.4 | 1.9364
OBAN | 123 | 13 |  | 12.3 | 1.8709
OBAN | 123 | 14 |  | 12.7 | 1.8418
OBAN | 123 | 15 |  | 13.5 | 1.7835
OBAN | 123 | 16 |  | 13.1 | 1.8126
OBAN | 123 | 17 |  | 11.6 | 1.9218
OBAN | 123 | 18 |  | 11 | 1.9655
OBAN | 123 | 19 |  | 10.7 | 1.9873
OBAN | 123 | 20 |  | 9.4 | 2.082
OBAN | 123 | 21 |  | 7.7 | 2.2057
OBAN | 123 | 22 |  | 7.2 | 2.2421
OBAN | 123 | 23 |  | 6.9 | 2.264
OBAN | 123 | 24 |  | 6.1 | 2.3222
OBAN | 124 | 1 |  | 6.2 | 2.3149
OBAN | 124 | 2 |  | 5.9 | 2.3368
OBAN | 124 | 3 |  | 5.4 | 2.3732
OBAN | 124 | 4 |  | 5.2 | 2.3877
OBAN | 124 | 5 |  | 5.3 | 2.3804
OBAN | 124 | 6 |  | 5.8 | 2.3441
OBAN | 124 | 7 |  | 6.5 | 2.2931
OBAN | 124 | 8 |  | 7.2 | 2.2421
OBAN | 124 | 9 |  | 7.8 | 2.1985
OBAN | 124 | 10 |  | 8.5 | 2.1475
OBAN | 124 | 11 |  | 9.1 | 2.1038
OBAN | 124 | 12 |  | 9.1 | 2.1038
OBAN | 124 | 13 |  | 10.3 | 2.0165
OBAN | 124 | 14 |  | 11.4 | 1.9364
OBAN | 124 | 15 |  | 10.7 | 1.9873
OBAN | 124 | 16 |  | 10.2 | 2.0237
OBAN | 124 | 17 |  | 10.2 | 2.0237
OBAN | 124 | 18 |  | 9.1 | 2.1038
OBAN | 124 | 19 |  | 9.1 | 2.1038
OBAN | 124 | 20 |  | 8.6 | 2.1402
OBAN | 124 | 21 |  | 8.1 | 2.1766
OBAN | 124 | 22 |  | 7.5 | 2.2203
OBAN | 124 | 23 |  | 7.4 | 2.2276
OBAN | 124 | 24 |  | 7.1 | 2.2494
OBAN | 125 | 1 |  | 6.9 | 2.264
OBAN | 125 | 2 |  | 6.6 | 2.2858
OBAN | 125 | 3 |  | 6.5 | 2.2931
OBAN | 125 | 4 |  | 6.2 | 2.3149
OBAN | 125 | 5 |  | 6.6 | 2.2858
OBAN | 125 | 6 |  | 7.2 | 2.2421
OBAN | 125 | 7 |  | 7.4 | 2.2276
OBAN | 125 | 8 |  | 8.1 | 2.1766
OBAN | 125 | 9 |  | 8.7 | 2.1329
OBAN | 125 | 10 |  | 9.8 | 2.0529
OBAN | 125 | 11 |  | 10.3 | 2.0165
OBAN | 125 | 12 |  | 11.2 | 1.9509
OBAN | 125 | 13 |  | 11.6 | 1.9218
OBAN | 125 | 14 |  | 12.1 | 1.8854
OBAN | 125 | 15 |  | 11.6 | 1.9218
OBAN | 125 | 16 |  | 10.7 | 1.9873
OBAN | 125 | 17 |  | 10.5 | 2.0019
OBAN | 125 | 18 |  | 9.6 | 2.0674
OBAN | 125 | 19 |  | 8.9 | 2.1184
OBAN | 125 | 20 |  | 8.4 | 2.1548
OBAN | 125 | 21 |  | 8.3 | 2.1621
OBAN | 125 | 22 |  | 7.8 | 2.1985
OBAN | 125 | 23 |  | 6.7 | 2.2785
OBAN | 125 | 24 |  | 6.4 | 2.3004
OBAN | 126 | 1 |  | 6.1 | 2.3222
OBAN | 126 | 2 |  | 5 | 2.4023
OBAN | 126 | 3 |  | 5.8 | 2.3441
OBAN | 126 | 4 |  | 6 | 2.3295
OBAN | 126 | 5 |  | 6.2 | 2.3149
OBAN | 126 | 6 |  | 5.8 | 2.3441
OBAN | 126 | 7 |  | 6.8 | 2.2713
OBAN | 126 | 8 |  | 7.9 | 2.1912
OBAN | 126 | 9 |  | 8.9 | 2.1184
OBAN | 126 | 10 |  | 10.6 | 1.9946
OBAN | 126 | 11 |  | 10.3 | 2.0165
OBAN | 126 | 12 |  | 10.4 | 2.0092
OBAN | 126 | 13 |  | 11.1 | 1.9582
OBAN | 126 | 14 |  | 8.4 | 2.1548
OBAN | 126 | 15 |  | 9.8 | 2.0529
OBAN | 126 | 16 |  | 8.8 | 2.1257
OBAN | 126 | 17 |  | 8.7 | 2.1329
OBAN | 126 | 18 |  | 9.1 | 2.1038
OBAN | 126 | 19 |  | 9 | 2.1111
OBAN | 126 | 20 |  | 8.3 | 2.1621
OBAN | 126 | 21 |  | 7.9 | 2.1912
OBAN | 126 | 22 |  | 7.5 | 2.2203
OBAN | 126 | 23 |  | 6.5 | 2.2931
OBAN | 126 | 24 |  | 5.9 | 2.3368
OBAN | 127 | 1 |  | 6.3 | 2.3077
OBAN | 127 | 2 |  | 6.5 | 2.2931
OBAN | 127 | 3 |  | 6.6 | 2.2858
OBAN | 127 | 4 |  | 6.2 | 2.3149
OBAN | 127 | 5 |  | 6.3 | 2.3077
OBAN | 127 | 6 |  | 6.2 | 2.3149
OBAN | 127 | 7 |  | 8 | 2.1839
OBAN | 127 | 8 |  | 8.5 | 2.1475
OBAN | 127 | 9 |  | 9.8 | 2.0529
OBAN | 127 | 10 |  | 10.6 | 1.9946
OBAN | 127 | 11 |  | 11.8 | 1.9073
OBAN | 127 | 12 |  | 12.4 | 1.8636
OBAN | 127 | 13 |  | 12.9 | 1.8272
OBAN | 127 | 14 |  | 13.2 | 1.8054
OBAN | 127 | 15 |  | 13.3 | 1.7981
OBAN | 127 | 16 |  | 13.4 | 1.7908
OBAN | 127 | 17 |  | 12.5 | 1.8563
OBAN | 127 | 18 |  | 12.6 | 1.849
OBAN | 127 | 19 |  | 10.4 | 2.0092
OBAN | 127 | 20 |  | 10.3 | 2.0165
OBAN | 127 | 21 |  | 8.9 | 2.1184
OBAN | 127 | 22 |  | 7.6 | 2.213
OBAN | 127 | 23 |  | 6.8 | 2.2713
OBAN | 127 | 24 |  | 7.1 | 2.2494
OBAN | 128 | 1 |  | 6.6 | 2.2858
OBAN | 128 | 2 |  | 6.2 | 2.3149
OBAN | 128 | 3 |  | 5.8 | 2.3441
OBAN | 128 | 4 |  | 5 | 2.4023
OBAN | 128 | 5 |  | 4.3 | 2.4532
OBAN | 128 | 6 |  | 4.5 | 2.4387
OBAN | 128 | 7 |  | 6.4 | 2.3004
OBAN | 128 | 8 |  | 8.3 | 2.1621
OBAN | 128 | 9 |  | 9.6 | 2.0674
OBAN | 128 | 10 |  | 10.4 | 2.0092
OBAN | 128 | 11 |  | 11.4 | 1.9364
OBAN | 128 | 12 |  | 12.3 | 1.8709
OBAN | 128 | 13 |  | 13.4 | 1.7908
OBAN | 128 | 14 |  | 12.4 | 1.8636
OBAN | 128 | 15 |  | 11.4 | 1.9364
OBAN | 128 | 16 |  | 11 | 1.9655
OBAN | 128 | 17 |  | 11.7 | 1.9146
OBAN | 128 | 18 |  | 11.2 | 1.9509
OBAN | 128 | 19 |  | 10 | 2.0383
OBAN | 128 | 20 |  | 9.5 | 2.0747
OBAN | 128 | 21 |  | 9.1 | 2.1038
OBAN | 128 | 22 |  | 8.9 | 2.1184
OBAN | 128 | 23 |  | 8.9 | 2.1184
OBAN | 128 | 24 |  | 8.4 | 2.1548
OBAN | 129 | 1 |  | 8.1 | 2.1766
OBAN | 129 | 2 |  | 7.7 | 2.2057
OBAN | 129 | 3 |  | 7.9 | 2.1912
OBAN | 129 | 4 |  | 7.8 | 2.1985
OBAN | 129 | 5 |  | 7.9 | 2.1912
OBAN | 129 | 6 |  | 8 | 2.1839
OBAN | 129 | 7 |  | 8.5 | 2.1475
OBAN | 129 | 8 |  | 8.9 | 2.1184
OBAN | 129 | 9 |  | 9.3 | 2.0893
OBAN | 129 | 10 |  | 9.7 | 2.0601
OBAN | 129 | 11 |  | 9.6 | 2.0674
OBAN | 129 | 12 |  | 9.9 | 2.0456
OBAN | 129 | 13 |  | 9.9 | 2.0456
OBAN | 129 | 14 |  | 10.5 | 2.0019
OBAN | 129 | 15 |  | 10.5 | 2.0019
OBAN | 129 | 16 |  | 11 | 1.9655
OBAN | 129 | 17 |  | 10.4 | 2.0092
OBAN | 129 | 18 |  | 11.2 | 1.9509
OBAN | 129 | 19 |  | 10.5 | 2.0019
OBAN | 129 | 20 |  | 10 | 2.0383
OBAN | 129 | 21 |  | 9.4 | 2.082
OBAN | 129 | 22 |  | 9.2 | 2.0965
OBAN | 129 | 23 |  | 8.9 | 2.1184
OBAN | 129 | 24 |  | 8.7 | 2.1329
OBAN | 130 | 1 |  | 8.5 | 2.1475
OBAN | 130 | 2 |  | 8.4 | 2.1548
OBAN | 130 | 3 |  | 8.6 | 2.1402
OBAN | 130 | 4 |  | 8.9 | 2.1184
OBAN | 130 | 5 |  | 9.1 | 2.1038
OBAN | 130 | 6 |  | 9.3 | 2.0893
OBAN | 130 | 7 |  | 9.6 | 2.0674
OBAN | 130 | 8 |  | 9.8 | 2.0529
OBAN | 130 | 9 |  | 10.7 | 1.9873
OBAN | 130 | 10 |  | 11.1 | 1.9582
OBAN | 130 | 11 |  | 14.4 | 1.718
OBAN | 130 | 12 |  | 12.3 | 1.8709
OBAN | 130 | 13 |  | 12.5 | 1.8563
OBAN | 130 | 14 |  | 12.7 | 1.8418
OBAN | 130 | 15 |  | 13.9 | 1.7544
OBAN | 130 | 16 |  | 13 | 1.8199
OBAN | 130 | 17 |  | 13 | 1.8199
OBAN | 130 | 18 |  | 13 | 1.8199
OBAN | 130 | 19 |  | 12.4 | 1.8636
OBAN | 130 | 20 |  | 11 | 1.9655
OBAN | 130 | 21 |  | 10.3 | 2.0165
OBAN | 130 | 22 |  | 9.5 | 2.0747
OBAN | 130 | 23 |  | 8.8 | 2.1257
OBAN | 130 | 24 |  | 6 | 2.3295
OBAN | 131 | 1 |  | 5.4 | 2.3732
OBAN | 131 | 2 |  | 3.9 | 2.4824
OBAN | 131 | 3 |  | 4.1 | 2.4678
OBAN | 131 | 4 |  | 3 | 2.5479
OBAN | 131 | 5 |  | 2.4 | 2.5916
OBAN | 131 | 6 |  | 2.6 | 2.577
OBAN | 131 | 7 |  | 6.3 | 2.3077
OBAN | 131 | 8 |  | 8.4 | 2.1548
OBAN | 131 | 9 |  | 8.4 | 2.1548
OBAN | 131 | 10 |  | 9.5 | 2.0747
OBAN | 131 | 11 |  | 10.7 | 1.9873
OBAN | 131 | 12 |  | 12.7 | 1.8418
OBAN | 131 | 13 |  | 14.2 | 1.7326
OBAN | 131 | 14 |  | 14.3 | 1.7253
OBAN | 131 | 15 |  | 15.1 | 1.667
OBAN | 131 | 16 |  | 15.7 | 1.6234
OBAN | 131 | 17 |  | 15.1 | 1.667
OBAN | 131 | 18 |  | 13.5 | 1.7835
OBAN | 131 | 19 |  | 12.6 | 1.849
OBAN | 131 | 20 |  | 11.8 | 1.9073
OBAN | 131 | 21 |  | 10.1 | 2.031
OBAN | 131 | 22 |  | 8.5 | 2.1475
OBAN | 131 | 23 |  | 7 | 2.2567
OBAN | 131 | 24 |  | 5.9 | 2.3368
OBAN | 132 | 1 |  | 5.5 | 2.3659
OBAN | 132 | 2 |  | 4.5 | 2.4387
OBAN | 132 | 3 |  | 4.1 | 2.4678
OBAN | 132 | 4 |  | 3.6 | 2.5042
OBAN | 132 | 5 |  | 2.8 | 2.5624
OBAN | 132 | 6 |  | 3.6 | 2.5042
OBAN | 132 | 7 |  | 7.1 | 2.2494
OBAN | 132 | 8 |  | 9.4 | 2.082
OBAN | 132 | 9 |  | 9.6 | 2.0674
OBAN | 132 | 10 |  | 11 | 1.9655
OBAN | 132 | 11 |  | 12.4 | 1.8636
OBAN | 132 | 12 |  | 13.9 | 1.7544
OBAN | 132 | 13 |  | 16.6 | 1.5578
OBAN | 132 | 14 |  | 16.9 | 1.536
OBAN | 132 | 15 |  | 17.8 | 1.4705
OBAN | 132 | 16 |  | 17.1 | 1.5214
OBAN | 132 | 17 |  | 17.9 | 1.4632
OBAN | 132 | 18 |  | 14.2 | 1.7326
OBAN | 132 | 19 |  | 11.5 | 1.9291
OBAN | 132 | 20 |  | 15.1 | 1.667
OBAN | 132 | 21 |  | 12.6 | 1.849
OBAN | 132 | 22 |  | 11.8 | 1.9073
OBAN | 132 | 23 |  | 10.9 | 1.9728
OBAN | 132 | 24 |  | 9.6 | 2.0674
OBAN | 133 | 1 |  | 9.1 | 2.1038
OBAN | 133 | 2 |  | 8.4 | 2.1548
OBAN | 133 | 3 |  | 7.4 | 2.2276
OBAN | 133 | 4 |  | 6.7 | 2.2785
OBAN | 133 | 5 |  | 6 | 2.3295
OBAN | 133 | 6 |  | 7.8 | 2.1985
OBAN | 133 | 7 |  | 10.6 | 1.9946
OBAN | 133 | 8 |  | 12.5 | 1.8563
OBAN | 133 | 9 |  | 4.6 | 2.4314
OBAN | 133 | 10 |  | 16.5 | 1.5651
OBAN | 133 | 11 |  | 16.7 | 1.5506
OBAN | 133 | 12 |  | 17 | 1.5287
OBAN | 133 | 13 |  | 17 | 1.5287
OBAN | 133 | 14 |  | 17.3 | 1.5069
OBAN | 133 | 15 |  | 18.2 | 1.4414
OBAN | 133 | 16 |  | 18.7 | 1.405
OBAN | 133 | 17 |  | 18.2 | 1.4414
OBAN | 133 | 18 |  | 18 | 1.4559
OBAN | 133 | 19 |  | 17.2 | 1.5142
OBAN | 133 | 20 |  | 15.8 | 1.6161
OBAN | 133 | 21 |  | 14.4 | 1.718
OBAN | 133 | 22 |  | 14.1 | 1.7398
OBAN | 133 | 23 |  | 13 | 1.8199
OBAN | 133 | 24 |  | 12.4 | 1.8636
OBAN | 134 | 1 |  | 12.8 | 1.8345
OBAN | 134 | 2 |  | 13.2 | 1.8054
OBAN | 134 | 3 |  | 13 | 1.8199
OBAN | 134 | 4 |  | 12.9 | 1.8272
OBAN | 134 | 5 |  | 13.3 | 1.7981
OBAN | 134 | 6 |  | 14.8 | 1.6889
OBAN | 134 | 7 |  | 17.3 | 1.5069
OBAN | 134 | 8 |  | 19.6 | 1.3395
OBAN | 134 | 9 |  | 15.4 | 1.6452
OBAN | 134 | 10 |  | 16.3 | 1.5797
OBAN | 134 | 11 |  | 15.8 | 1.6161
OBAN | 134 | 12 |  | 15.3 | 1.6525
OBAN | 134 | 13 |  | 14.8 | 1.6889
OBAN | 134 | 14 |  | 14.3 | 1.7253
OBAN | 134 | 15 |  | 13.8 | 1.7617
OBAN | 134 | 16 |  | 14.2 | 1.7326
OBAN | 134 | 17 |  | 14.7 | 1.6962
OBAN | 134 | 18 |  | 14.5 | 1.7107
OBAN | 134 | 19 |  | 13 | 1.8199
OBAN | 134 | 20 |  | 12.3 | 1.8709
OBAN | 134 | 21 |  | 11.9 | 1.9
OBAN | 134 | 22 |  | 11.8 | 1.9073
OBAN | 134 | 23 |  | 11.9 | 1.9
OBAN | 134 | 24 |  | 11.5 | 1.9291
OBAN | 135 | 1 |  | 11.8 | 1.9073
OBAN | 135 | 2 |  | 12.3 | 1.8709
OBAN | 135 | 3 |  | 11.9 | 1.9
OBAN | 135 | 4 |  | 11.5 | 1.9291
OBAN | 135 | 5 |  | 11.8 | 1.9073
OBAN | 135 | 6 |  | 12.2 | 1.8782
OBAN | 135 | 7 |  | 13.3 | 1.7981
OBAN | 135 | 8 |  | 14.9 | 1.6816
OBAN | 135 | 9 |  | 13.5 | 1.7835
OBAN | 135 | 10 |  | 12.3 | 1.8709
OBAN | 135 | 11 |  | 11.5 | 1.9291
OBAN | 135 | 12 |  | 11.1 | 1.9582
OBAN | 135 | 13 |  | 10.9 | 1.9728
OBAN | 135 | 14 |  | 11.9 | 1.9
OBAN | 135 | 15 |  | 11.1 | 1.9582
OBAN | 135 | 16 |  | 10.7 | 1.9873
OBAN | 135 | 17 |  | 10.3 | 2.0165
OBAN | 135 | 18 |  | 10.2 | 2.0237
OBAN | 135 | 19 |  | 10.1 | 2.031
OBAN | 135 | 20 |  | 10.6 | 1.9946
OBAN | 135 | 21 |  | 10.2 | 2.0237
OBAN | 135 | 22 |  | 10.2 | 2.0237
OBAN | 135 | 23 |  | 10.4 | 2.0092
OBAN | 135 | 24 |  | 10.2 | 2.0237
OBAN | 136 | 1 |  | 10.1 | 2.031
OBAN | 136 | 2 |  | 10 | 2.0383
OBAN | 136 | 3 |  | 10.1 | 2.031
OBAN | 136 | 4 |  | 10.2 | 2.0237
OBAN | 136 | 5 |  | 10 | 2.0383
OBAN | 136 | 6 |  | 10.1 | 2.031
OBAN | 136 | 7 |  | 10.7 | 1.9873
OBAN | 136 | 8 |  | 11.7 | 1.9146
OBAN | 136 | 9 |  | 12.3 | 1.8709
OBAN | 136 | 10 |  | 13 | 1.8199
OBAN | 136 | 11 |  | 14 | 1.7471
OBAN | 136 | 12 |  | 12.8 | 1.8345
OBAN | 136 | 13 |  | 14.6 | 1.7034
OBAN | 136 | 14 |  | 15.3 | 1.6525
OBAN | 136 | 15 |  | 15 | 1.6743
OBAN | 136 | 16 |  | 14.6 | 1.7034
OBAN | 136 | 17 |  | 14.3 | 1.7253
OBAN | 136 | 18 |  | 14.1 | 1.7398
OBAN | 136 | 19 |  | 14 | 1.7471
OBAN | 136 | 20 |  | 13.8 | 1.7617
OBAN | 136 | 21 |  | 11.8 | 1.9073
OBAN | 136 | 22 |  | 12.8 | 1.8345
OBAN | 136 | 23 |  | 12.6 | 1.849
OBAN | 136 | 24 |  | 11.5 | 1.9291
OBAN | 137 | 1 |  | 11.2 | 1.9509
OBAN | 137 | 2 |  | 11.3 | 1.9437
OBAN | 137 | 3 |  | 11 | 1.9655
OBAN | 137 | 4 |  | 11.5 | 1.9291
OBAN | 137 | 5 |  | 12.4 | 1.8636
OBAN | 137 | 6 |  | 11.4 | 1.9364
OBAN | 137 | 7 |  | 10.7 | 1.9873
OBAN | 137 | 8 |  | 11 | 1.9655
OBAN | 137 | 9 |  | 11 | 1.9655
OBAN | 137 | 10 |  | 11.7 | 1.9146
OBAN | 137 | 11 |  | 12.5 | 1.8563
OBAN | 137 | 12 |  | 11 | 1.9655
OBAN | 137 | 13 |  | 11.5 | 1.9291
OBAN | 137 | 14 |  | 12.1 | 1.8854
OBAN | 137 | 15 |  | 12.6 | 1.849
OBAN | 137 | 16 |  | 12.3 | 1.8709
OBAN | 137 | 17 |  | 12.3 | 1.8709
OBAN | 137 | 18 |  | 12.3 | 1.8709
OBAN | 137 | 19 |  | 12.4 | 1.8636
OBAN | 137 | 20 |  | 11.7 | 1.9146
OBAN | 137 | 21 |  | 11 | 1.9655
OBAN | 137 | 22 |  | 11.4 | 1.9364
OBAN | 137 | 23 |  | 10.9 | 1.9728
OBAN | 137 | 24 |  | 11 | 1.9655
OBAN | 138 | 1 |  | 10.6 | 1.9946
OBAN | 138 | 2 |  | 10.2 | 2.0237
OBAN | 138 | 3 |  | 9.8 | 2.0529
OBAN | 138 | 4 |  | 9.8 | 2.0529
OBAN | 138 | 5 |  | 9.7 | 2.0601
OBAN | 138 | 6 |  | 9.7 | 2.0601
OBAN | 138 | 7 |  | 9.8 | 2.0529
OBAN | 138 | 8 |  | 10 | 2.0383
OBAN | 138 | 9 |  | 10 | 2.0383
OBAN | 138 | 10 |  | 10.5 | 2.0019
OBAN | 138 | 11 |  | 10.9 | 1.9728
OBAN | 138 | 12 |  | 11.7 | 1.9146
OBAN | 138 | 13 |  | 12.7 | 1.8418
OBAN | 138 | 14 |  | 13.7 | 1.769
OBAN | 138 | 15 |  | 13.6 | 1.7762
OBAN | 138 | 16 |  | 13.1 | 1.8126
OBAN | 138 | 17 |  | 13.2 | 1.8054
OBAN | 138 | 18 |  | 13.4 | 1.7908
OBAN | 138 | 19 |  | 12.3 | 1.8709
OBAN | 138 | 20 |  | 11.1 | 1.9582
OBAN | 138 | 21 |  | 11 | 1.9655
OBAN | 138 | 22 |  | 10.9 | 1.9728
OBAN | 138 | 23 |  | 12 | 1.8927
OBAN | 138 | 24 |  | 12 | 1.8927
OBAN | 139 | 1 |  | 11.7 | 1.9146
OBAN | 139 | 2 |  | 11.4 | 1.9364
OBAN | 139 | 3 |  | 10.9 | 1.9728
OBAN | 139 | 4 |  | 10.4 | 2.0092
OBAN | 139 | 5 |  | 10.2 | 2.0237
OBAN | 139 | 6 |  | 9.8 | 2.0529
OBAN | 139 | 7 |  | 10.5 | 2.0019
OBAN | 139 | 8 |  | 11.8 | 1.9073
OBAN | 139 | 9 |  | 12.1 | 1.8854
OBAN | 139 | 10 |  | 12.2 | 1.8782
OBAN | 139 | 11 |  | 11.7 | 1.9146
OBAN | 139 | 12 |  | 11.9 | 1.9
OBAN | 139 | 13 |  | 12 | 1.8927
OBAN | 139 | 14 |  | 12.8 | 1.8345
OBAN | 139 | 15 |  | 14.3 | 1.7253
OBAN | 139 | 16 |  | 14 | 1.7471
OBAN | 139 | 17 |  | 14.7 | 1.6962
OBAN | 139 | 18 |  | 14.4 | 1.718
OBAN | 139 | 19 |  | 14.6 | 1.7034
OBAN | 139 | 20 |  | 13.9 | 1.7544
OBAN | 139 | 21 |  | 12.7 | 1.8418
OBAN | 139 | 22 |  | 11.1 | 1.9582
OBAN | 139 | 23 |  | 11.6 | 1.9218
OBAN | 139 | 24 |  | 11 | 1.9655
OBAN | 140 | 1 |  | 11.5 | 1.9291
OBAN | 140 | 2 |  | 10.6 | 1.9946
OBAN | 140 | 3 |  | 10.3 | 2.0165
OBAN | 140 | 4 |  | 9.4 | 2.082
OBAN | 140 | 5 |  | 9.7 | 2.0601
OBAN | 140 | 6 |  | 9.9 | 2.0456
OBAN | 140 | 7 |  | 11.8 | 1.9073
OBAN | 140 | 8 |  | 12.9 | 1.8272
OBAN | 140 | 9 |  | 15.4 | 1.6452
OBAN | 140 | 10 |  | 17.1 | 1.5214
OBAN | 140 | 11 |  | 17.7 | 1.4778
OBAN | 140 | 12 |  | 19.2 | 1.3686
OBAN | 140 | 13 |  | 19.5 | 1.3467
OBAN | 140 | 14 |  | 11.9 | 1.9
OBAN | 140 | 15 |  | 14.2 | 1.7326
OBAN | 140 | 16 |  | 14 | 1.7471
OBAN | 140 | 17 |  | 14.4 | 1.718
OBAN | 140 | 18 |  | 14.8 | 1.6889
OBAN | 140 | 19 |  | 15.4 | 1.6452
OBAN | 140 | 20 |  | 15.2 | 1.6598
OBAN | 140 | 21 |  | 14.6 | 1.7034
OBAN | 140 | 22 |  | 13.6 | 1.7762
OBAN | 140 | 23 |  | 11.7 | 1.9146
OBAN | 140 | 24 |  | 9.9 | 2.0456
OBAN | 141 | 1 |  | 8.8 | 2.1257
OBAN | 141 | 2 |  | 8.5 | 2.1475
OBAN | 141 | 3 |  | 7.2 | 2.2421
OBAN | 141 | 4 |  | 6.6 | 2.2858
OBAN | 141 | 5 |  | 5.5 | 2.3659
OBAN | 141 | 6 |  | 6.2 | 2.3149
OBAN | 141 | 7 |  | 9 | 2.1111
OBAN | 141 | 8 |  | 11 | 1.9655
OBAN | 141 | 9 |  | 12.7 | 1.8418
OBAN | 141 | 10 |  | 12.7 | 1.8418
OBAN | 141 | 11 |  | 14 | 1.7471
OBAN | 141 | 12 |  | 15.1 | 1.667
OBAN | 141 | 13 |  | 16.3 | 1.5797
OBAN | 141 | 14 |  | 16.3 | 1.5797
OBAN | 141 | 15 |  | 18.1 | 1.4487
OBAN | 141 | 16 |  | 16.8 | 1.5433
OBAN | 141 | 17 |  | 15.7 | 1.6234
OBAN | 141 | 18 |  | 15.6 | 1.6306
OBAN | 141 | 19 |  | 15.2 | 1.6598
OBAN | 141 | 20 |  | 14.3 | 1.7253
OBAN | 141 | 21 |  | 13.1 | 1.8126
OBAN | 141 | 22 |  | 11.4 | 1.9364
OBAN | 141 | 23 |  | 11.2 | 1.9509
OBAN | 141 | 24 |  | 9.4 | 2.082
OBAN | 142 | 1 |  | 9.1 | 2.1038
OBAN | 142 | 2 |  | 7.5 | 2.2203
OBAN | 142 | 3 |  | 6.6 | 2.2858
OBAN | 142 | 4 |  | 6 | 2.3295
OBAN | 142 | 5 |  | 6.9 | 2.264
OBAN | 142 | 6 |  | 8.3 | 2.1621
OBAN | 142 | 7 |  | 9 | 2.1111
OBAN | 142 | 8 |  | 9.4 | 2.082
OBAN | 142 | 9 |  | 11.2 | 1.9509
OBAN | 142 | 10 |  | 10.8 | 1.9801
OBAN | 142 | 11 |  | 12.1 | 1.8854
OBAN | 142 | 12 |  | 12.1 | 1.8854
OBAN | 142 | 13 |  | 12.6 | 1.849
OBAN | 142 | 14 |  | 12.9 | 1.8272
OBAN | 142 | 15 |  | 12.7 | 1.8418
OBAN | 142 | 16 |  | 13.1 | 1.8126
OBAN | 142 | 17 |  | 13 | 1.8199
OBAN | 142 | 18 |  | 13.7 | 1.769
OBAN | 142 | 19 |  | 13 | 1.8199
OBAN | 142 | 20 |  | 12 | 1.8927
OBAN | 142 | 21 |  | 10.9 | 1.9728
OBAN | 142 | 22 |  | 11 | 1.9655
OBAN | 142 | 23 |  | 9.8 | 2.0529
OBAN | 142 | 24 |  | 9.8 | 2.0529
OBAN | 143 | 1 |  | 9.7 | 2.0601
OBAN | 143 | 2 |  | 9.7 | 2.0601
OBAN | 143 | 3 |  | 9.6 | 2.0674
OBAN | 143 | 4 |  | 9.2 | 2.0965
OBAN | 143 | 5 |  | 9 | 2.1111
OBAN | 143 | 6 |  | 9.2 | 2.0965
OBAN | 143 | 7 |  | 9.6 | 2.0674
OBAN | 143 | 8 |  | 10.9 | 1.9728
OBAN | 143 | 9 |  | 11.1 | 1.9582
OBAN | 143 | 10 |  | 9.9 | 2.0456
OBAN | 143 | 11 |  | 9.9 | 2.0456
OBAN | 143 | 12 |  | 10.3 | 2.0165
OBAN | 143 | 13 |  | 12.8 | 1.8345
OBAN | 143 | 14 |  | 11.4 | 1.9364
OBAN | 143 | 15 |  | 11.5 | 1.9291
OBAN | 143 | 16 |  | 10.6 | 1.9946
OBAN | 143 | 17 |  | 9.9 | 2.0456
OBAN | 143 | 18 |  | 9.8 | 2.0529
OBAN | 143 | 19 |  | 9.5 | 2.0747
OBAN | 143 | 20 |  | 9.3 | 2.0893
OBAN | 143 | 21 |  | 9.4 | 2.082
OBAN | 143 | 22 |  | 9.8 | 2.0529
OBAN | 143 | 23 |  | 10.5 | 2.0019
OBAN | 143 | 24 |  | 10.6 | 1.9946
OBAN | 144 | 1 |  | 10.6 | 1.9946
OBAN | 144 | 2 |  | 10.6 | 1.9946
OBAN | 144 | 3 |  | 10.6 | 1.9946
OBAN | 144 | 4 |  | 10.6 | 1.9946
OBAN | 144 | 5 |  | 10.5 | 2.0019
OBAN | 144 | 6 |  | 10.4 | 2.0092
OBAN | 144 | 7 |  | 10.4 | 2.0092
OBAN | 144 | 8 |  | 11.1 | 1.9582
OBAN | 144 | 9 |  | 10.5 | 2.0019
OBAN | 144 | 10 |  | 11.3 | 1.9437
OBAN | 144 | 11 |  | 11 | 1.9655
OBAN | 144 | 12 |  | 10.3 | 2.0165
OBAN | 144 | 13 |  | 10.3 | 2.0165
OBAN | 144 | 14 |  | 10.6 | 1.9946
OBAN | 144 | 15 |  | 9.7 | 2.0601
OBAN | 144 | 16 |  | 9.5 | 2.0747
OBAN | 144 | 17 |  | 10.2 | 2.0237
OBAN | 144 | 18 |  | 10.2 | 2.0237
OBAN | 144 | 19 |  | 10.6 | 1.9946
OBAN | 144 | 20 |  | 10.2 | 2.0237
OBAN | 144 | 21 |  | 9.7 | 2.0601
OBAN | 144 | 22 |  | 8.6 | 2.1402
OBAN | 144 | 23 |  | 8 | 2.1839
OBAN | 144 | 24 |  | 7.8 | 2.1985
OBAN | 145 | 1 |  | 7.3 | 2.2349
OBAN | 145 | 2 |  | 7.5 | 2.2203
OBAN | 145 | 3 |  | 7.2 | 2.2421
OBAN | 145 | 4 |  | 6.4 | 2.3004
OBAN | 145 | 5 |  | 6.6 | 2.2858
OBAN | 145 | 6 |  | 7.4 | 2.2276
OBAN | 145 | 7 |  | 8.2 | 2.1693
OBAN | 145 | 8 |  | 8.5 | 2.1475
OBAN | 145 | 9 |  | 8.3 | 2.1621
OBAN | 145 | 10 |  | 9.4 | 2.082
OBAN | 145 | 11 |  | 9.4 | 2.082
OBAN | 145 | 12 |  | 9.5 | 2.0747
OBAN | 145 | 13 |  | 10.4 | 2.0092
OBAN | 145 | 14 |  | 9.8 | 2.0529
OBAN | 145 | 15 |  | 9.2 | 2.0965
OBAN | 145 | 16 |  | 9 | 2.1111
OBAN | 145 | 17 |  | 8.1 | 2.1766
OBAN | 145 | 18 |  | 7.7 | 2.2057
OBAN | 145 | 19 |  | 8.3 | 2.1621
OBAN | 145 | 20 |  | 8.9 | 2.1184
OBAN | 145 | 21 |  | 9.4 | 2.082
OBAN | 145 | 22 |  | 10 | 2.0383
OBAN | 145 | 23 |  | 10.6 | 1.9946
OBAN | 145 | 24 |  | 11.9 | 1.9
OBAN | 146 | 1 |  | 11.9 | 1.9
OBAN | 146 | 2 |  | 12 | 1.8927
OBAN | 146 | 3 |  | 11.7 | 1.9146
OBAN | 146 | 4 |  | 11.4 | 1.9364
OBAN | 146 | 5 |  | 12.1 | 1.8854
OBAN | 146 | 6 |  | 12.4 | 1.8636
OBAN | 146 | 7 |  | 12.6 | 1.849
OBAN | 146 | 8 |  | 13.3 | 1.7981
OBAN | 146 | 9 |  | 14.5 | 1.7107
OBAN | 146 | 10 |  | 16.2 | 1.587
OBAN | 146 | 11 |  | 16.8 | 1.5433
OBAN | 146 | 12 |  | 15.9 | 1.6088
OBAN | 146 | 13 |  | 14.5 | 1.7107
OBAN | 146 | 14 |  | 14.4 | 1.718
OBAN | 146 | 15 |  | 13.5 | 1.7835
OBAN | 146 | 16 |  | 13.7 | 1.769
OBAN | 146 | 17 |  | 14 | 1.7471
OBAN | 146 | 18 |  | 14.2 | 1.7326
OBAN | 146 | 19 |  | 14.3 | 1.7253
OBAN | 146 | 20 |  | 13.9 | 1.7544
OBAN | 146 | 21 |  | 13.9 | 1.7544
OBAN | 146 | 22 |  | 13.7 | 1.769
OBAN | 146 | 23 |  | 13.4 | 1.7908
OBAN | 146 | 24 |  | 13.6 | 1.7762
OBAN | 147 | 1 |  | 13.1 | 1.8126
OBAN | 147 | 2 |  | 13.4 | 1.7908
OBAN | 147 | 3 |  | 13.4 | 1.7908
OBAN | 147 | 4 |  | 13.5 | 1.7835
OBAN | 147 | 5 |  | 13.8 | 1.7617
OBAN | 147 | 6 |  | 13.5 | 1.7835
OBAN | 147 | 7 |  | 14 | 1.7471
OBAN | 147 | 8 |  | 14.1 | 1.7398
OBAN | 147 | 9 |  | 14.4 | 1.718
OBAN | 147 | 10 |  | 13.5 | 1.7835
OBAN | 147 | 11 |  | 12.6 | 1.849
OBAN | 147 | 12 |  | 11.7 | 1.9146
OBAN | 147 | 13 |  | 10.3 | 2.0165
OBAN | 147 | 14 |  | 8.4 | 2.1548
OBAN | 147 | 15 |  | 8.1 | 2.1766
OBAN | 147 | 16 |  | 8.2 | 2.1693
OBAN | 147 | 17 |  | 8.4 | 2.1548
OBAN | 147 | 18 |  | 8.4 | 2.1548
OBAN | 147 | 19 |  | 8.4 | 2.1548
OBAN | 147 | 20 |  | 8.5 | 2.1475
OBAN | 147 | 21 |  | 8.5 | 2.1475
OBAN | 147 | 22 |  | 8.5 | 2.1475
OBAN | 147 | 23 |  | 8.5 | 2.1475
OBAN | 147 | 24 |  | 8.3 | 2.1621
OBAN | 148 | 1 |  | 8.1 | 2.1766
OBAN | 148 | 2 |  | 8 | 2.1839
OBAN | 148 | 3 |  | 7.3 | 2.2349
OBAN | 148 | 4 |  | 7.8 | 2.1985
OBAN | 148 | 5 |  | 7.2 | 2.2421
OBAN | 148 | 6 |  | 7.5 | 2.2203
OBAN | 148 | 7 |  | 9.3 | 2.0893
OBAN | 148 | 8 |  | 8.1 | 2.1766
OBAN | 148 | 9 |  | 9.4 | 2.082
OBAN | 148 | 10 |  | 10.9 | 1.9728
OBAN | 148 | 11 |  | 10.6 | 1.9946
OBAN | 148 | 12 |  | 11.1 | 1.9582
OBAN | 148 | 13 |  | 11 | 1.9655
OBAN | 148 | 14 |  | 11.4 | 1.9364
OBAN | 148 | 15 |  | 11.9 | 1.9
OBAN | 148 | 16 |  | 11.9 | 1.9
OBAN | 148 | 17 |  | 12.5 | 1.8563
OBAN | 148 | 18 |  | 12.8 | 1.8345
OBAN | 148 | 19 |  | 11.4 | 1.9364
OBAN | 148 | 20 |  | 10.5 | 2.0019
OBAN | 148 | 21 |  | 9.6 | 2.0674
OBAN | 148 | 22 |  | 8.8 | 2.1257
OBAN | 148 | 23 |  | 8.6 | 2.1402
OBAN | 148 | 24 |  | 8.2 | 2.1693
OBAN | 149 | 1 |  | 8.3 | 2.1621
OBAN | 149 | 2 |  | 8.5 | 2.1475
OBAN | 149 | 3 |  | 8.4 | 2.1548
OBAN | 149 | 4 |  | 8.4 | 2.1548
OBAN | 149 | 5 |  | 8.4 | 2.1548
OBAN | 149 | 6 |  | 8.8 | 2.1257
OBAN | 149 | 7 |  | 9.9 | 2.0456
OBAN | 149 | 8 |  | 10.3 | 2.0165
OBAN | 149 | 9 |  | 10.8 | 1.9801
OBAN | 149 | 10 |  | 12.2 | 1.8782
OBAN | 149 | 11 |  | 11.9 | 1.9
OBAN | 149 | 12 |  | 12 | 1.8927
OBAN | 149 | 13 |  | 13.2 | 1.8054
OBAN | 149 | 14 |  | 12.5 | 1.8563
OBAN | 149 | 15 |  | 12.5 | 1.8563
OBAN | 149 | 16 |  | 12.5 | 1.8563
OBAN | 149 | 17 |  | 13.3 | 1.7981
OBAN | 149 | 18 |  | 12.3 | 1.8709
OBAN | 149 | 19 |  | 11.1 | 1.9582
OBAN | 149 | 20 |  | 9.9 | 2.0456
OBAN | 149 | 21 |  | 8.9 | 2.1184
OBAN | 149 | 22 |  | 7.6 | 2.213
OBAN | 149 | 23 |  | 6.3 | 2.3077
OBAN | 149 | 24 |  | 5.7 | 2.3513
OBAN | 150 | 1 |  | 5.3 | 2.3804
OBAN | 150 | 2 |  | 4.6 | 2.4314
OBAN | 150 | 3 |  | 4.3 | 2.4532
OBAN | 150 | 4 |  | 4 | 2.4751
OBAN | 150 | 5 |  | 4.3 | 2.4532
OBAN | 150 | 6 |  | 6.5 | 2.2931
OBAN | 150 | 7 |  | 8.8 | 2.1257
OBAN | 150 | 8 |  | 11.1 | 1.9582
OBAN | 150 | 9 |  | 10.3 | 2.0165
OBAN | 150 | 10 |  | 11.8 | 1.9073
OBAN | 150 | 11 |  | 13.2 | 1.8054
OBAN | 150 | 12 |  | 15.8 | 1.6161
OBAN | 150 | 13 |  | 16.5 | 1.5651
OBAN | 150 | 14 |  | 18 | 1.4559
OBAN | 150 | 15 |  | 18.5 | 1.4195
OBAN | 150 | 16 |  | 18.7 | 1.405
OBAN | 150 | 17 |  | 18.9 | 1.3904
OBAN | 150 | 18 |  | 17.8 | 1.4705
OBAN | 150 | 19 |  | 16.8 | 1.5433
OBAN | 150 | 20 |  | 15.3 | 1.6525
OBAN | 150 | 21 |  | 14.3 | 1.7253
OBAN | 150 | 22 |  | 12.4 | 1.8636
OBAN | 150 | 23 |  | 10.1 | 2.031
OBAN | 150 | 24 |  | 9.3 | 2.0893
OBAN | 151 | 1 |  | 8.4 | 2.1548
OBAN | 151 | 2 |  | 8.4 | 2.1548
OBAN | 151 | 3 |  | 7.6 | 2.213
OBAN | 151 | 4 |  | 7.9 | 2.1912
OBAN | 151 | 5 |  | 6.8 | 2.2713
OBAN | 151 | 6 |  | 8.3 | 2.1621
OBAN | 151 | 7 |  | 11.5 | 1.9291
OBAN | 151 | 8 |  | 12.5 | 1.8563
OBAN | 151 | 9 |  | 13.9 | 1.7544
OBAN | 151 | 10 |  | 15.2 | 1.6598
OBAN | 151 | 11 |  | 15.8 | 1.6161
OBAN | 151 | 12 |  | 17.6 | 1.4851
OBAN | 151 | 13 |  | 17.7 | 1.4778
OBAN | 151 | 14 |  | 17.9 | 1.4632
OBAN | 151 | 15 |  | 18.7 | 1.405
OBAN | 151 | 16 |  | 18.2 | 1.4414
OBAN | 151 | 17 |  | 17.8 | 1.4705
OBAN | 151 | 18 |  | 17 | 1.5287
OBAN | 151 | 19 |  | 16.9 | 1.536
OBAN | 151 | 20 |  | 15.6 | 1.6306
OBAN | 151 | 21 |  | 14.3 | 1.7253
OBAN | 151 | 22 |  | 12.7 | 1.8418
OBAN | 151 | 23 |  | 10.8 | 1.9801
OBAN | 151 | 24 |  | 8.8 | 2.1257
OBAN | 152 | 1 |  | 6.8 | 2.2713
OBAN | 152 | 2 |  | 5.1 | 2.395
OBAN | 152 | 3 |  | 4 | 2.4751
OBAN | 152 | 4 |  | 3.3 | 2.526
OBAN | 152 | 5 |  | 2.8 | 2.5624
OBAN | 152 | 6 |  | 2.5 | 2.5843
OBAN | 152 | 7 |  | 7.6 | 2.213
OBAN | 152 | 8 |  | 8.4 | 2.1548
OBAN | 152 | 9 |  | 9.6 | 2.0674
OBAN | 152 | 10 |  | 11.1 | 1.9582
OBAN | 152 | 11 |  | 11.9 | 1.9
OBAN | 152 | 12 |  | 13.3 | 1.7981
OBAN | 152 | 13 |  | 13.5 | 1.7835
OBAN | 152 | 14 |  | 13.2 | 1.8054
OBAN | 152 | 15 |  | 12.2 | 1.8782
OBAN | 152 | 16 |  | 13.2 | 1.8054
OBAN | 152 | 17 |  | 12.8 | 1.8345
OBAN | 152 | 18 |  | 12 | 1.8927
OBAN | 152 | 19 |  | 11.3 | 1.9437
OBAN | 152 | 20 |  | 10.5 | 2.0019
OBAN | 152 | 21 |  | 9.8 | 2.0529
OBAN | 152 | 22 |  | 9.3 | 2.0893
OBAN | 152 | 23 |  | 8.8 | 2.1257
OBAN | 152 | 24 |  | 8.8 | 2.1257
OBAN | 153 | 1 |  | 8.6 | 2.1402
OBAN | 153 | 2 |  | 8.2 | 2.1693
OBAN | 153 | 3 |  | 8 | 2.1839
OBAN | 153 | 4 |  | 7.8 | 2.1985
OBAN | 153 | 5 |  | 7.7 | 2.2057
OBAN | 153 | 6 |  | 7.5 | 2.2203
OBAN | 153 | 7 |  | 6.8 | 2.2713
OBAN | 153 | 8 |  | 6.7 | 2.2785
OBAN | 153 | 9 |  | 7.3 | 2.2349
OBAN | 153 | 10 |  | 8.4 | 2.1548
OBAN | 153 | 11 |  | 9.3 | 2.0893
OBAN | 153 | 12 |  | 9 | 2.1111
OBAN | 153 | 13 |  | 9.2 | 2.0965
OBAN | 153 | 14 |  | 9.1 | 2.1038
OBAN | 153 | 15 |  | 9.3 | 2.0893
OBAN | 153 | 16 |  | 9.9 | 2.0456
OBAN | 153 | 17 |  | 9.7 | 2.0601
OBAN | 153 | 18 |  | 9.7 | 2.0601
OBAN | 153 | 19 |  | 9 | 2.1111
OBAN | 153 | 20 |  | 9 | 2.1111
OBAN | 153 | 21 |  | 9 | 2.1111
OBAN | 153 | 22 |  | 8.7 | 2.1329
OBAN | 153 | 23 |  | 8.7 | 2.1329
OBAN | 153 | 24 |  | 8.3 | 2.1621
OBAN | 154 | 1 |  | 8 | 2.1839
OBAN | 154 | 2 |  | 7.9 | 2.1912
OBAN | 154 | 3 |  | 7.9 | 2.1912
OBAN | 154 | 4 |  | 7.4 | 2.2276
OBAN | 154 | 5 |  | 7.4 | 2.2276
OBAN | 154 | 6 |  | 8.7 | 2.1329
OBAN | 154 | 7 |  | 9.7 | 2.0601
OBAN | 154 | 8 |  | 9.6 | 2.0674
OBAN | 154 | 9 |  | 11.9 | 1.9
OBAN | 154 | 10 |  | 11.8 | 1.9073
OBAN | 154 | 11 |  | 11.8 | 1.9073
OBAN | 154 | 12 |  | 11.7 | 1.9146
OBAN | 154 | 13 |  | 14.3 | 1.7253
OBAN | 154 | 14 |  | 14.6 | 1.7034
OBAN | 154 | 15 |  | 15.3 | 1.6525
OBAN | 154 | 16 |  | 14.3 | 1.7253
OBAN | 154 | 17 |  | 14 | 1.7471
OBAN | 154 | 18 |  | 13.3 | 1.7981
OBAN | 154 | 19 |  | 12.1 | 1.8854
OBAN | 154 | 20 |  | 10.8 | 1.9801
OBAN | 154 | 21 |  | 10.3 | 2.0165
OBAN | 154 | 22 |  | 10.1 | 2.031
OBAN | 154 | 23 |  | 9.4 | 2.082
OBAN | 154 | 24 |  | 9.4 | 2.082
OBAN | 155 | 1 |  | 8.8 | 2.1257
OBAN | 155 | 2 |  | 8 | 2.1839
OBAN | 155 | 3 |  | 6.8 | 2.2713
OBAN | 155 | 4 |  | 6 | 2.3295
OBAN | 155 | 5 |  | 5.2 | 2.3877
OBAN | 155 | 6 |  | 7.7 | 2.2057
OBAN | 155 | 7 |  | 10.2 | 2.0237
OBAN | 155 | 8 |  | 11.1 | 1.9582
OBAN | 155 | 9 |  | 11.6 | 1.9218
OBAN | 155 | 10 |  | 11.8 | 1.9073
OBAN | 155 | 11 |  | 12.8 | 1.8345
OBAN | 155 | 12 |  | 13.4 | 1.7908
OBAN | 155 | 13 |  | 13.9 | 1.7544
OBAN | 155 | 14 |  | 15 | 1.6743
OBAN | 155 | 15 |  | 14.6 | 1.7034
OBAN | 155 | 16 |  | 13.6 | 1.7762
OBAN | 155 | 17 |  | 13.7 | 1.769
OBAN | 155 | 18 |  | 13.1 | 1.8126
OBAN | 155 | 19 |  | 12.5 | 1.8563
OBAN | 155 | 20 |  | 11.8 | 1.9073
OBAN | 155 | 21 |  | 10.5 | 2.0019
OBAN | 155 | 22 |  | 10 | 2.0383
OBAN | 155 | 23 |  | 9.8 | 2.0529
OBAN | 155 | 24 |  | 10 | 2.0383
OBAN | 156 | 1 |  | 9.9 | 2.0456
OBAN | 156 | 2 |  | 9.8 | 2.0529
OBAN | 156 | 3 |  | 9 | 2.1111
OBAN | 156 | 4 |  | 9.1 | 2.1038
OBAN | 156 | 5 |  | 9.1 | 2.1038
OBAN | 156 | 6 |  | 9.1 | 2.1038
OBAN | 156 | 7 |  | 8.1 | 2.1766
OBAN | 156 | 8 |  | 9.2 | 2.0965
OBAN | 156 | 9 |  | 8.9 | 2.1184
OBAN | 156 | 10 |  | 10.2 | 2.0237
OBAN | 156 | 11 |  | 11.1 | 1.9582
OBAN | 156 | 12 |  | 10.3 | 2.0165
OBAN | 156 | 13 |  | 10.5 | 2.0019
OBAN | 156 | 14 |  | 10.2 | 2.0237
OBAN | 156 | 15 |  | 10.6 | 1.9946
OBAN | 156 | 16 |  | 10.7 | 1.9873
OBAN | 156 | 17 |  | 11.4 | 1.9364
OBAN | 156 | 18 |  | 10.5 | 2.0019
OBAN | 156 | 19 |  | 10.8 | 1.9801
OBAN | 156 | 20 |  | 10.9 | 1.9728
OBAN | 156 | 21 |  | 10.1 | 2.031
OBAN | 156 | 22 |  | 9.1 | 2.1038
OBAN | 156 | 23 |  | 8.8 | 2.1257
OBAN | 156 | 24 |  | 8.6 | 2.1402
OBAN | 157 | 1 |  | 8.3 | 2.1621
OBAN | 157 | 2 |  | 8.4 | 2.1548
OBAN | 157 | 3 |  | 7.8 | 2.1985
OBAN | 157 | 4 |  | 7.2 | 2.2421
OBAN | 157 | 5 |  | 7.5 | 2.2203
OBAN | 157 | 6 |  | 9 | 2.1111
OBAN | 157 | 7 |  | 9.3 | 2.0893
OBAN | 157 | 8 |  | 10.1 | 2.031
OBAN | 157 | 9 |  | 11.3 | 1.9437
OBAN | 157 | 10 |  | 12.1 | 1.8854
OBAN | 157 | 11 |  | 13 | 1.8199
OBAN | 157 | 12 |  | 12.2 | 1.8782
OBAN | 157 | 13 |  | 14.6 | 1.7034
OBAN | 157 | 14 |  | 15.1 | 1.667
OBAN | 157 | 15 |  | 15.4 | 1.6452
OBAN | 157 | 16 |  | 14.6 | 1.7034
OBAN | 157 | 17 |  | 13.5 | 1.7835
OBAN | 157 | 18 |  | 13.9 | 1.7544
OBAN | 157 | 19 |  | 12.5 | 1.8563
OBAN | 157 | 20 |  | 11.6 | 1.9218
OBAN | 157 | 21 |  | 11.1 | 1.9582
OBAN | 157 | 22 |  | 10.3 | 2.0165
OBAN | 157 | 23 |  | 8.6 | 2.1402
OBAN | 157 | 24 |  | 6.8 | 2.2713
OBAN | 158 | 1 |  | 5.8 | 2.3441
OBAN | 158 | 2 |  | 4.6 | 2.4314
OBAN | 158 | 3 |  | 4.2 | 2.4605
OBAN | 158 | 4 |  | 3.5 | 2.5115
OBAN | 158 | 5 |  | 3.5 | 2.5115
OBAN | 158 | 6 |  | 5.8 | 2.3441
OBAN | 158 | 7 |  | 8.1 | 2.1766
OBAN | 158 | 8 |  | 10 | 2.0383
OBAN | 158 | 9 |  | 10.9 | 1.9728
OBAN | 158 | 10 |  | 11.4 | 1.9364
OBAN | 158 | 11 |  | 11.9 | 1.9
OBAN | 158 | 12 |  | 13.5 | 1.7835
OBAN | 158 | 13 |  | 13.7 | 1.769
OBAN | 158 | 14 |  | 13.7 | 1.769
OBAN | 158 | 15 |  | 13.5 | 1.7835
OBAN | 158 | 16 |  | 12.9 | 1.8272
OBAN | 158 | 17 |  | 13 | 1.8199
OBAN | 158 | 18 |  | 12.4 | 1.8636
OBAN | 158 | 19 |  | 11.9 | 1.9
OBAN | 158 | 20 |  | 11.6 | 1.9218
OBAN | 158 | 21 |  | 10.7 | 1.9873
OBAN | 158 | 22 |  | 10.3 | 2.0165
OBAN | 158 | 23 |  | 8.2 | 2.1693
OBAN | 158 | 24 |  | 6.6 | 2.2858
OBAN | 159 | 1 |  | 5.3 | 2.3804
OBAN | 159 | 2 |  | 4.7 | 2.4241
OBAN | 159 | 3 |  | 4.4 | 2.446
OBAN | 159 | 4 |  | 4.1 | 2.4678
OBAN | 159 | 5 |  | 3.8 | 2.4896
OBAN | 159 | 6 |  | 5.5 | 2.3659
OBAN | 159 | 7 |  | 8.5 | 2.1475
OBAN | 159 | 8 |  | 10.1 | 2.031
OBAN | 159 | 9 |  | 10.9 | 1.9728
OBAN | 159 | 10 |  | 12.7 | 1.8418
OBAN | 159 | 11 |  | 13.5 | 1.7835
OBAN | 159 | 12 |  | 13.2 | 1.8054
OBAN | 159 | 13 |  | 15.8 | 1.6161
OBAN | 159 | 14 |  | 14.8 | 1.6889
OBAN | 159 | 15 |  | 15.6 | 1.6306
OBAN | 159 | 16 |  | 14.6 | 1.7034
OBAN | 159 | 17 |  | 13.3 | 1.7981
OBAN | 159 | 18 |  | 14.3 | 1.7253
OBAN | 159 | 19 |  | 13.1 | 1.8126
OBAN | 159 | 20 |  | 11.8 | 1.9073
OBAN | 159 | 21 |  | 11.3 | 1.9437
OBAN | 159 | 22 |  | 10.4 | 2.0092
OBAN | 159 | 23 |  | 8.9 | 2.1184
OBAN | 159 | 24 |  | 8.9 | 2.1184
OBAN | 160 | 1 |  | 8.9 | 2.1184
OBAN | 160 | 2 |  | 9 | 2.1111
OBAN | 160 | 3 |  | 9 | 2.1111
OBAN | 160 | 4 |  | 9.5 | 2.0747
OBAN | 160 | 5 |  | 9.6 | 2.0674
OBAN | 160 | 6 |  | 9.9 | 2.0456
OBAN | 160 | 7 |  | 10 | 2.0383
OBAN | 160 | 8 |  | 11 | 1.9655
OBAN | 160 | 9 |  | 10.8 | 1.9801
OBAN | 160 | 10 |  | 12 | 1.8927
OBAN | 160 | 11 |  | 11.6 | 1.9218
OBAN | 160 | 12 |  | 13.3 | 1.7981
OBAN | 160 | 13 |  | 14.7 | 1.6962
OBAN | 160 | 14 |  | 16.1 | 1.5942
OBAN | 160 | 15 |  | 15.7 | 1.6234
OBAN | 160 | 16 |  | 16 | 1.6015
OBAN | 160 | 17 |  | 16.6 | 1.5578
OBAN | 160 | 18 |  | 15.9 | 1.6088
OBAN | 160 | 19 |  | 15.8 | 1.6161
OBAN | 160 | 20 |  | 14.7 | 1.6962
OBAN | 160 | 21 |  | 13.8 | 1.7617
OBAN | 160 | 22 |  | 13.2 | 1.8054
OBAN | 160 | 23 |  | 12.4 | 1.8636
OBAN | 160 | 24 |  | 12.4 | 1.8636
OBAN | 161 | 1 |  | 12.8 | 1.8345
OBAN | 161 | 2 |  | 12.6 | 1.849
OBAN | 161 | 3 |  | 12.4 | 1.8636
OBAN | 161 | 4 |  | 12.4 | 1.8636
OBAN | 161 | 5 |  | 12.3 | 1.8709
OBAN | 161 | 6 |  | 12.5 | 1.8563
OBAN | 161 | 7 |  | 13.3 | 1.7981
OBAN | 161 | 8 |  | 13.4 | 1.7908
OBAN | 161 | 9 |  | 13.2 | 1.8054
OBAN | 161 | 10 |  | 13.1 | 1.8126
OBAN | 161 | 11 |  | 13 | 1.8199
OBAN | 161 | 12 |  | 14.1 | 1.7398
OBAN | 161 | 13 |  | 14.4 | 1.718
OBAN | 161 | 14 |  | 14.8 | 1.6889
OBAN | 161 | 15 |  | 14.4 | 1.718
OBAN | 161 | 16 |  | 14 | 1.7471
OBAN | 161 | 17 |  | 12.8 | 1.8345
OBAN | 161 | 18 |  | 12.4 | 1.8636
OBAN | 161 | 19 |  | 12.7 | 1.8418
OBAN | 161 | 20 |  | 12.9 | 1.8272
OBAN | 161 | 21 |  | 12.5 | 1.8563
OBAN | 161 | 22 |  | 11.7 | 1.9146
OBAN | 161 | 23 |  | 11.8 | 1.9073
OBAN | 161 | 24 |  | 11.4 | 1.9364
OBAN | 162 | 1 |  | 11.1 | 1.9582
OBAN | 162 | 2 |  | 11.2 | 1.9509
OBAN | 162 | 3 |  | 12.6 | 1.849
OBAN | 162 | 4 |  | 12.6 | 1.849
OBAN | 162 | 5 |  | 12.5 | 1.8563
OBAN | 162 | 6 |  | 13 | 1.8199
OBAN | 162 | 7 |  | 13.1 | 1.8126
OBAN | 162 | 8 |  | 13.7 | 1.769
OBAN | 162 | 9 |  | 14.2 | 1.7326
OBAN | 162 | 10 |  | 14.7 | 1.6962
OBAN | 162 | 11 |  | 15.9 | 1.6088
OBAN | 162 | 12 |  | 15.8 | 1.6161
OBAN | 162 | 13 |  | 15.8 | 1.6161
OBAN | 162 | 14 |  | 15.5 | 1.6379
OBAN | 162 | 15 |  | 16 | 1.6015
OBAN | 162 | 16 |  | 15.8 | 1.6161
OBAN | 162 | 17 |  | 16.7 | 1.5506
OBAN | 162 | 18 |  | 17.1 | 1.5214
OBAN | 162 | 19 |  | 17.1 | 1.5214
OBAN | 162 | 20 |  | 17.2 | 1.5142
OBAN | 162 | 21 |  | 17.4 | 1.4996
OBAN | 162 | 22 |  | 16.2 | 1.587
OBAN | 162 | 23 |  | 16.3 | 1.5797
OBAN | 162 | 24 |  | 16.2 | 1.587
OBAN | 163 | 1 |  | 16.3 | 1.5797
OBAN | 163 | 2 |  | 15.9 | 1.6088
OBAN | 163 | 3 |  | 15.8 | 1.6161
OBAN | 163 | 4 |  | 15.7 | 1.6234
OBAN | 163 | 5 |  | 16 | 1.6015
OBAN | 163 | 6 |  | 15.8 | 1.6161
OBAN | 163 | 7 |  | 15.6 | 1.6306
OBAN | 163 | 8 |  | 15.9 | 1.6088
OBAN | 163 | 9 |  | 16.2 | 1.587
OBAN | 163 | 10 |  | 17 | 1.5287
OBAN | 163 | 11 |  | 16.8 | 1.5433
OBAN | 163 | 12 |  | 16.8 | 1.5433
OBAN | 163 | 13 |  | 16.7 | 1.5506
OBAN | 163 | 14 |  | 17.8 | 1.4705
OBAN | 163 | 15 |  | 18.3 | 1.4341
OBAN | 163 | 16 |  | 18.5 | 1.4195
OBAN | 163 | 17 |  | 19.9 | 1.3176
OBAN | 163 | 18 |  | 20.2 | 1.2958
OBAN | 163 | 19 |  | 19.1 | 1.3759
OBAN | 163 | 20 |  | 19.1 | 1.3759
OBAN | 163 | 21 |  | 19.2 | 1.3686
OBAN | 163 | 22 |  | 19.8 | 1.3249
OBAN | 163 | 23 |  | 20 | 1.3103
OBAN | 163 | 24 |  | 17.3 | 1.5069
OBAN | 164 | 1 |  | 15.3 | 1.6525
OBAN | 164 | 2 |  | 15.2 | 1.6598
OBAN | 164 | 3 |  | 15.3 | 1.6525
OBAN | 164 | 4 |  | 15.1 | 1.667
OBAN | 164 | 5 |  | 14.7 | 1.6962
OBAN | 164 | 6 |  | 15.2 | 1.6598
OBAN | 164 | 7 |  | 15.3 | 1.6525
OBAN | 164 | 8 |  | 15.5 | 1.6379
OBAN | 164 | 9 |  | 17 | 1.5287
OBAN | 164 | 10 |  | 17.6 | 1.4851
OBAN | 164 | 11 |  | 17.3 | 1.5069
OBAN | 164 | 12 |  | 16.8 | 1.5433
OBAN | 164 | 13 |  | 17 | 1.5287
OBAN | 164 | 14 |  | 17.1 | 1.5214
OBAN | 164 | 15 |  | 15.3 | 1.6525
OBAN | 164 | 16 |  | 16.1 | 1.5942
OBAN | 164 | 17 |  | 16.1 | 1.5942
OBAN | 164 | 18 |  | 15.5 | 1.6379
OBAN | 164 | 19 |  | 15 | 1.6743
OBAN | 164 | 20 |  | 13.8 | 1.7617
OBAN | 164 | 21 |  | 13.5 | 1.7835
OBAN | 164 | 22 |  | 13.7 | 1.769
OBAN | 164 | 23 |  | 13.4 | 1.7908
OBAN | 164 | 24 |  | 12.2 | 1.8782
OBAN | 165 | 1 |  | 11 | 1.9655
OBAN | 165 | 2 |  | 10.3 | 2.0165
OBAN | 165 | 3 |  | 10.2 | 2.0237
OBAN | 165 | 4 |  | 10 | 2.0383
OBAN | 165 | 5 |  | 10.3 | 2.0165
OBAN | 165 | 6 |  | 11.7 | 1.9146
OBAN | 165 | 7 |  | 12.4 | 1.8636
OBAN | 165 | 8 |  | 13 | 1.8199
OBAN | 165 | 9 |  | 13.5 | 1.7835
OBAN | 165 | 10 |  | 14.7 | 1.6962
OBAN | 165 | 11 |  | 15.6 | 1.6306
OBAN | 165 | 12 |  | 15.9 | 1.6088
OBAN | 165 | 13 |  | 16.1 | 1.5942
OBAN | 165 | 14 |  | 16.7 | 1.5506
OBAN | 165 | 15 |  | 16 | 1.6015
OBAN | 165 | 16 |  | 15.9 | 1.6088
OBAN | 165 | 17 |  | 16.1 | 1.5942
OBAN | 165 | 18 |  | 15 | 1.6743
OBAN | 165 | 19 |  | 14.7 | 1.6962
OBAN | 165 | 20 |  | 13.9 | 1.7544
OBAN | 165 | 21 |  | 12.9 | 1.8272
OBAN | 165 | 22 |  | 12 | 1.8927
OBAN | 165 | 23 |  | 11.8 | 1.9073
OBAN | 165 | 24 |  | 11.1 | 1.9582
OBAN | 166 | 1 |  | 10.2 | 2.0237
OBAN | 166 | 2 |  | 10 | 2.0383
OBAN | 166 | 3 |  | 10.6 | 1.9946
OBAN | 166 | 4 |  | 10.5 | 2.0019
OBAN | 166 | 5 |  | 10.4 | 2.0092
OBAN | 166 | 6 |  | 11.3 | 1.9437
OBAN | 166 | 7 |  | 12.6 | 1.849
OBAN | 166 | 8 |  | 13.7 | 1.769
OBAN | 166 | 9 |  | 13.7 | 1.769
OBAN | 166 | 10 |  | 14.5 | 1.7107
OBAN | 166 | 11 |  | 15.1 | 1.667
OBAN | 166 | 12 |  | 16.3 | 1.5797
OBAN | 166 | 13 |  | 16.6 | 1.5578
OBAN | 166 | 14 |  | 17.2 | 1.5142
OBAN | 166 | 15 |  | 17.5 | 1.4923
OBAN | 166 | 16 |  | 17.8 | 1.4705
OBAN | 166 | 17 |  | 18.2 | 1.4414
OBAN | 166 | 18 |  | 18.1 | 1.4487
OBAN | 166 | 19 |  | 17.2 | 1.5142
OBAN | 166 | 20 |  | 17 | 1.5287
OBAN | 166 | 21 |  | 16.4 | 1.5724
OBAN | 166 | 22 |  | 15.9 | 1.6088
OBAN | 166 | 23 |  | 14.9 | 1.6816
OBAN | 166 | 24 |  | 13.9 | 1.7544
OBAN | 167 | 1 |  | 13.8 | 1.7617
OBAN | 167 | 2 |  | 14.3 | 1.7253
OBAN | 167 | 3 |  | 14 | 1.7471
OBAN | 167 | 4 |  | 12.9 | 1.8272
OBAN | 167 | 5 |  | 13.5 | 1.7835
OBAN | 167 | 6 |  | 14.1 | 1.7398
OBAN | 167 | 7 |  | 14.1 | 1.7398
OBAN | 167 | 8 |  | 13.1 | 1.8126
OBAN | 167 | 9 |  | 13.5 | 1.7835
OBAN | 167 | 10 |  | 15 | 1.6743
OBAN | 167 | 11 |  | 15.6 | 1.6306
OBAN | 167 | 12 |  | 15.8 | 1.6161
OBAN | 167 | 13 |  | 16.1 | 1.5942
OBAN | 167 | 14 |  | 17.4 | 1.4996
OBAN | 167 | 15 |  | 17.9 | 1.4632
OBAN | 167 | 16 |  | 18.1 | 1.4487
OBAN | 167 | 17 |  | 17.1 | 1.5214
OBAN | 167 | 18 |  | 17.8 | 1.4705
OBAN | 167 | 19 |  | 16.5 | 1.5651
OBAN | 167 | 20 |  | 16.3 | 1.5797
OBAN | 167 | 21 |  | 15.7 | 1.6234
OBAN | 167 | 22 |  | 15.1 | 1.667
OBAN | 167 | 23 |  | 13.9 | 1.7544
OBAN | 167 | 24 |  | 12.5 | 1.8563
OBAN | 168 | 1 |  | 12.5 | 1.8563
OBAN | 168 | 2 |  | 12 | 1.8927
OBAN | 168 | 3 |  | 11.8 | 1.9073
OBAN | 168 | 4 |  | 12.1 | 1.8854
OBAN | 168 | 5 |  | 12.8 | 1.8345
OBAN | 168 | 6 |  | 13.5 | 1.7835
OBAN | 168 | 7 |  | 14.5 | 1.7107
OBAN | 168 | 8 |  | 15.2 | 1.6598
OBAN | 168 | 9 |  | 17.2 | 1.5142
OBAN | 168 | 10 |  | 17.6 | 1.4851
OBAN | 168 | 11 |  | 18.5 | 1.4195
OBAN | 168 | 12 |  | 20 | 1.3103
OBAN | 168 | 13 |  | 20.7 | 1.2594
OBAN | 168 | 14 |  | 21.4 | 1.2084
OBAN | 168 | 15 |  | 22.1 | 1.1575
OBAN | 168 | 16 |  | 22.2 | 1.1502
OBAN | 168 | 17 |  | 23 | 1.0919
OBAN | 168 | 18 |  | 23.1 | 1.0847
OBAN | 168 | 19 |  | 22.8 | 1.1065
OBAN | 168 | 20 |  | 22.4 | 1.1356
OBAN | 168 | 21 |  | 18.1 | 1.4487
OBAN | 168 | 22 |  | 17.1 | 1.5214
OBAN | 168 | 23 |  | 15.7 | 1.6234
OBAN | 168 | 24 |  | 14.5 | 1.7107
OBAN | 169 | 1 |  | 13.7 | 1.769
OBAN | 169 | 2 |  | 12.9 | 1.8272
OBAN | 169 | 3 |  | 12.4 | 1.8636
OBAN | 169 | 4 |  | 11.8 | 1.9073
OBAN | 169 | 5 |  | 12 | 1.8927
OBAN | 169 | 6 |  | 13.9 | 1.7544
OBAN | 169 | 7 |  | 15.2 | 1.6598
OBAN | 169 | 8 |  | 15.7 | 1.6234
OBAN | 169 | 9 |  | 16.9 | 1.536
OBAN | 169 | 10 |  | 19.4 | 1.354
OBAN | 169 | 11 |  | 21.5 | 1.2011
OBAN | 169 | 12 |  | 22.5 | 1.1283
OBAN | 169 | 13 |  | 24.7 | 0.96819
OBAN | 169 | 14 |  | 25 | 0.94636
OBAN | 169 | 15 |  | 25.5 | 0.90996
OBAN | 169 | 16 |  | 25.4 | 0.91724
OBAN | 169 | 17 |  | 25.2 | 0.9318
OBAN | 169 | 18 |  | 22.5 | 1.1283
OBAN | 169 | 19 |  | 22.4 | 1.1356
OBAN | 169 | 20 |  | 20.9 | 1.2448
OBAN | 169 | 21 |  | 18 | 1.4559
OBAN | 169 | 22 |  | 17.4 | 1.4996
OBAN | 169 | 23 |  | 15.9 | 1.6088
OBAN | 169 | 24 |  | 14.4 | 1.718
OBAN | 170 | 1 |  | 13.8 | 1.7617
OBAN | 170 | 2 |  | 13 | 1.8199
OBAN | 170 | 3 |  | 12.4 | 1.8636
OBAN | 170 | 4 |  | 11.9 | 1.9
OBAN | 170 | 5 |  | 12.1 | 1.8854
OBAN | 170 | 6 |  | 13.6 | 1.7762
OBAN | 170 | 7 |  | 15.2 | 1.6598
OBAN | 170 | 8 |  | 16.5 | 1.5651
OBAN | 170 | 9 |  | 17.5 | 1.4923
OBAN | 170 | 10 |  | 19.2 | 1.3686
OBAN | 170 | 11 |  | 21.3 | 1.2157
OBAN | 170 | 12 |  | 23.9 | 1.0264
OBAN | 170 | 13 |  | 25.7 | 0.8954
OBAN | 170 | 14 |  | 24.8 | 0.96092
OBAN | 170 | 15 |  | 25.4 | 0.91724
OBAN | 170 | 16 |  | 25.7 | 0.8954
OBAN | 170 | 17 |  | 24.4 | 0.99003
OBAN | 170 | 18 |  | 23 | 1.0919
OBAN | 170 | 19 |  | 21.4 | 1.2084
OBAN | 170 | 20 |  | 22.7 | 1.1138
OBAN | 170 | 21 |  | 20.7 | 1.2594
OBAN | 170 | 22 |  | 19.1 | 1.3759
OBAN | 170 | 23 |  | 17.5 | 1.4923
OBAN | 170 | 24 |  | 16.2 | 1.587
OBAN | 171 | 1 |  | 15.2 | 1.6598
OBAN | 171 | 2 |  | 15 | 1.6743
OBAN | 171 | 3 |  | 14.9 | 1.6816
OBAN | 171 | 4 |  | 14.4 | 1.718
OBAN | 171 | 5 |  | 14.4 | 1.718
OBAN | 171 | 6 |  | 14.7 | 1.6962
OBAN | 171 | 7 |  | 16.6 | 1.5578
OBAN | 171 | 8 |  | 17.3 | 1.5069
OBAN | 171 | 9 |  | 16.7 | 1.5506
OBAN | 171 | 10 |  | 15 | 1.6743
OBAN | 171 | 11 |  | 14.2 | 1.7326
OBAN | 171 | 12 |  | 15.5 | 1.6379
OBAN | 171 | 13 |  | 15.8 | 1.6161
OBAN | 171 | 14 |  | 14.9 | 1.6816
OBAN | 171 | 15 |  | 15.7 | 1.6234
OBAN | 171 | 16 |  | 16.1 | 1.5942
OBAN | 171 | 17 |  | 14.6 | 1.7034
OBAN | 171 | 18 |  | 13.9 | 1.7544
OBAN | 171 | 19 |  | 13.2 | 1.8054
OBAN | 171 | 20 |  | 12.7 | 1.8418
OBAN | 171 | 21 |  | 12.1 | 1.8854
OBAN | 171 | 22 |  | 12 | 1.8927
OBAN | 171 | 23 |  | 12.1 | 1.8854
OBAN | 171 | 24 |  | 12.2 | 1.8782
OBAN | 172 | 1 |  | 11.5 | 1.9291
OBAN | 172 | 2 |  | 11.3 | 1.9437
OBAN | 172 | 3 |  | 11.2 | 1.9509
OBAN | 172 | 4 |  | 10.9 | 1.9728
OBAN | 172 | 5 |  | 11 | 1.9655
OBAN | 172 | 6 |  | 10.8 | 1.9801
OBAN | 172 | 7 |  | 11.4 | 1.9364
OBAN | 172 | 8 |  | 12.2 | 1.8782
OBAN | 172 | 9 |  | 13.1 | 1.8126
OBAN | 172 | 10 |  | 13.8 | 1.7617
OBAN | 172 | 11 |  | 15 | 1.6743
OBAN | 172 | 12 |  | 14.7 | 1.6962
OBAN | 172 | 13 |  | 15.1 | 1.667
OBAN | 172 | 14 |  | 15.4 | 1.6452
OBAN | 172 | 15 |  | 15.5 | 1.6379
OBAN | 172 | 16 |  | 15.6 | 1.6306
OBAN | 172 | 17 |  | 15.2 | 1.6598
OBAN | 172 | 18 |  | 15 | 1.6743
OBAN | 172 | 19 |  | 14 | 1.7471
OBAN | 172 | 20 |  | 13.1 | 1.8126
OBAN | 172 | 21 |  | 12 | 1.8927
OBAN | 172 | 22 |  | 11.4 | 1.9364
OBAN | 172 | 23 |  | 11.1 | 1.9582
OBAN | 172 | 24 |  | 10.9 | 1.9728
OBAN | 173 | 1 |  | 10.9 | 1.9728
OBAN | 173 | 2 |  | 10.7 | 1.9873
OBAN | 173 | 3 |  | 10.5 | 2.0019
OBAN | 173 | 4 |  | 10.7 | 1.9873
OBAN | 173 | 5 |  | 11 | 1.9655
OBAN | 173 | 6 |  | 11 | 1.9655
OBAN | 173 | 7 |  | 11.1 | 1.9582
OBAN | 173 | 8 |  | 11.5 | 1.9291
OBAN | 173 | 9 |  | 12.4 | 1.8636
OBAN | 173 | 10 |  | 13.1 | 1.8126
OBAN | 173 | 11 |  | 14 | 1.7471
OBAN | 173 | 12 |  | 11.3 | 1.9437
OBAN | 173 | 13 |  | 13.7 | 1.769
OBAN | 173 | 14 |  | 13.7 | 1.769
OBAN | 173 | 15 |  | 13.5 | 1.7835
OBAN | 173 | 16 |  | 13.2 | 1.8054
OBAN | 173 | 17 |  | 13.4 | 1.7908
OBAN | 173 | 18 |  | 13.6 | 1.7762
OBAN | 173 | 19 |  | 13.1 | 1.8126
OBAN | 173 | 20 |  | 12.6 | 1.849
OBAN | 173 | 21 |  | 11.8 | 1.9073
OBAN | 173 | 22 |  | 11.4 | 1.9364
OBAN | 173 | 23 |  | 11.9 | 1.9
OBAN | 173 | 24 |  | 11.7 | 1.9146
OBAN | 174 | 1 |  | 11.9 | 1.9
OBAN | 174 | 2 |  | 11.6 | 1.9218
OBAN | 174 | 3 |  | 11.5 | 1.9291
OBAN | 174 | 4 |  | 11.4 | 1.9364
OBAN | 174 | 5 |  | 10.4 | 2.0092
OBAN | 174 | 6 |  | 10.2 | 2.0237
OBAN | 174 | 7 |  | 11 | 1.9655
OBAN | 174 | 8 |  | 10.7 | 1.9873
OBAN | 174 | 9 |  | 11.9 | 1.9
OBAN | 174 | 10 |  | 12 | 1.8927
OBAN | 174 | 11 |  | 12.8 | 1.8345
OBAN | 174 | 12 |  | 13.2 | 1.8054
OBAN | 174 | 13 |  | 13 | 1.8199
OBAN | 174 | 14 |  | 13.5 | 1.7835
OBAN | 174 | 15 |  | 13 | 1.8199
OBAN | 174 | 16 |  | 12.5 | 1.8563
OBAN | 174 | 17 |  | 12.7 | 1.8418
OBAN | 174 | 18 |  | 12.3 | 1.8709
OBAN | 174 | 19 |  | 12.2 | 1.8782
OBAN | 174 | 20 |  | 11.8 | 1.9073
OBAN | 174 | 21 |  | 11.4 | 1.9364
OBAN | 174 | 22 |  | 11.1 | 1.9582
OBAN | 174 | 23 |  | 11 | 1.9655
OBAN | 174 | 24 |  | 10.7 | 1.9873
OBAN | 175 | 1 |  | 10.3 | 2.0165
OBAN | 175 | 2 |  | 10.5 | 2.0019
OBAN | 175 | 3 |  | 10.3 | 2.0165
OBAN | 175 | 4 |  | 10.4 | 2.0092
OBAN | 175 | 5 |  | 10.4 | 2.0092
OBAN | 175 | 6 |  | 9.7 | 2.0601
OBAN | 175 | 7 |  | 10.2 | 2.0237
OBAN | 175 | 8 |  | 11.2 | 1.9509
OBAN | 175 | 9 |  | 11.3 | 1.9437
OBAN | 175 | 10 |  | 12 | 1.8927
OBAN | 175 | 11 |  | 12.6 | 1.849
OBAN | 175 | 12 |  | 12.8 | 1.8345
OBAN | 175 | 13 |  | 13.1 | 1.8126
OBAN | 175 | 14 |  | 13 | 1.8199
OBAN | 175 | 15 |  | 12.7 | 1.8418
OBAN | 175 | 16 |  | 12.9 | 1.8272
OBAN | 175 | 17 |  | 13.1 | 1.8126
OBAN | 175 | 18 |  | 13.2 | 1.8054
OBAN | 175 | 19 |  | 11.8 | 1.9073
OBAN | 175 | 20 |  | 12 | 1.8927
OBAN | 175 | 21 |  | 11.8 | 1.9073
OBAN | 175 | 22 |  | 11.7 | 1.9146
OBAN | 175 | 23 |  | 11.9 | 1.9
OBAN | 175 | 24 |  | 12 | 1.8927
OBAN | 176 | 1 |  | 11.9 | 1.9
OBAN | 176 | 2 |  | 11.8 | 1.9073
OBAN | 176 | 3 |  | 12 | 1.8927
OBAN | 176 | 4 |  | 11.9 | 1.9
OBAN | 176 | 5 |  | 11.7 | 1.9146
OBAN | 176 | 6 |  | 11.6 | 1.9218
OBAN | 176 | 7 |  | 11.8 | 1.9073
OBAN | 176 | 8 |  | 11.8 | 1.9073
OBAN | 176 | 9 |  | 12.4 | 1.8636
OBAN | 176 | 10 |  | 12.3 | 1.8709
OBAN | 176 | 11 |  | 12.3 | 1.8709
OBAN | 176 | 12 |  | 12.4 | 1.8636
OBAN | 176 | 13 |  | 12.7 | 1.8418
OBAN | 176 | 14 |  | 12.9 | 1.8272
OBAN | 176 | 15 |  | 12.9 | 1.8272
OBAN | 176 | 16 |  | 11.9 | 1.9
OBAN | 176 | 17 |  | 12 | 1.8927
OBAN | 176 | 18 |  | 12.4 | 1.8636
OBAN | 176 | 19 |  | 12.6 | 1.849
OBAN | 176 | 20 |  | 12.5 | 1.8563
OBAN | 176 | 21 |  | 12.4 | 1.8636
OBAN | 176 | 22 |  | 12.4 | 1.8636
OBAN | 176 | 23 |  | 12 | 1.8927
OBAN | 176 | 24 |  | 11.7 | 1.9146
OBAN | 177 | 1 |  | 11.7 | 1.9146
OBAN | 177 | 2 |  | 11 | 1.9655
OBAN | 177 | 3 |  | 10.7 | 1.9873
OBAN | 177 | 4 |  | 10.8 | 1.9801
OBAN | 177 | 5 |  | 10.8 | 1.9801
OBAN | 177 | 6 |  | 11.4 | 1.9364
OBAN | 177 | 7 |  | 11.6 | 1.9218
OBAN | 177 | 8 |  | 12 | 1.8927
OBAN | 177 | 9 |  | 13 | 1.8199
OBAN | 177 | 10 |  | 12.9 | 1.8272
OBAN | 177 | 11 |  | 13.4 | 1.7908
OBAN | 177 | 12 |  | 13.1 | 1.8126
OBAN | 177 | 13 |  | 14.1 | 1.7398
OBAN | 177 | 14 |  | 14.6 | 1.7034
OBAN | 177 | 15 |  | 13.8 | 1.7617
OBAN | 177 | 16 |  | 14.6 | 1.7034
OBAN | 177 | 17 |  | 13.8 | 1.7617
OBAN | 177 | 18 |  | 13.7 | 1.769
OBAN | 177 | 19 |  | 13.6 | 1.7762
OBAN | 177 | 20 |  | 11.9 | 1.9
OBAN | 177 | 21 |  | 10.9 | 1.9728
OBAN | 177 | 22 |  | 9.7 | 2.0601
OBAN | 177 | 23 |  | 9.2 | 2.0965
OBAN | 177 | 24 |  | 8.9 | 2.1184
OBAN | 178 | 1 |  | 9.5 | 2.0747
OBAN | 178 | 2 |  | 10.6 | 1.9946
OBAN | 178 | 3 |  | 10.7 | 1.9873
OBAN | 178 | 4 |  | 10.9 | 1.9728
OBAN | 178 | 5 |  | 11 | 1.9655
OBAN | 178 | 6 |  | 11.1 | 1.9582
OBAN | 178 | 7 |  | 11.2 | 1.9509
OBAN | 178 | 8 |  | 11.8 | 1.9073
OBAN | 178 | 9 |  | 12.2 | 1.8782
OBAN | 178 | 10 |  | 12.8 | 1.8345
OBAN | 178 | 11 |  | 13.4 | 1.7908
OBAN | 178 | 12 |  | 11.4 | 1.9364
OBAN | 178 | 13 |  | 11.9 | 1.9
OBAN | 178 | 14 |  | 12.3 | 1.8709
OBAN | 178 | 15 |  | 12.7 | 1.8418
OBAN | 178 | 16 |  | 12.8 | 1.8345
OBAN | 178 | 17 |  | 12.7 | 1.8418
OBAN | 178 | 18 |  | 12.4 | 1.8636
OBAN | 178 | 19 |  | 12.2 | 1.8782
OBAN | 178 | 20 |  | 11.3 | 1.9437
OBAN | 178 | 21 |  | 10.7 | 1.9873
OBAN | 178 | 22 |  | 10.1 | 2.031
OBAN | 178 | 23 |  | 9.8 | 2.0529
OBAN | 178 | 24 |  | 9.9 | 2.0456
OBAN | 179 | 1 |  | 9.4 | 2.082
OBAN | 179 | 2 |  | 8.6 | 2.1402
OBAN | 179 | 3 |  | 7.9 | 2.1912
OBAN | 179 | 4 |  | 8.4 | 2.1548
OBAN | 179 | 5 |  | 8.5 | 2.1475
OBAN | 179 | 6 |  | 8.8 | 2.1257
OBAN | 179 | 7 |  | 9.4 | 2.082
OBAN | 179 | 8 |  | 10.1 | 2.031
OBAN | 179 | 9 |  | 10.2 | 2.0237
OBAN | 179 | 10 |  | 10.6 | 1.9946
OBAN | 179 | 11 |  | 10.5 | 2.0019
OBAN | 179 | 12 |  | 10.7 | 1.9873
OBAN | 179 | 13 |  | 10.5 | 2.0019
OBAN | 179 | 14 |  | 12 | 1.8927
OBAN | 179 | 15 |  | 13 | 1.8199
OBAN | 179 | 16 |  | 12.9 | 1.8272
OBAN | 179 | 17 |  | 12 | 1.8927
OBAN | 179 | 18 |  | 11.2 | 1.9509
OBAN | 179 | 19 |  | 10.8 | 1.9801
OBAN | 179 | 20 |  | 11.3 | 1.9437
OBAN | 179 | 21 |  | 10.4 | 2.0092
OBAN | 179 | 22 |  | 10.4 | 2.0092
OBAN | 179 | 23 |  | 9.8 | 2.0529
OBAN | 179 | 24 |  | 9.5 | 2.0747
OBAN | 180 | 1 |  | 9.2 | 2.0965
OBAN | 180 | 2 |  | 9.1 | 2.1038
OBAN | 180 | 3 |  | 9 | 2.1111
OBAN | 180 | 4 |  | 8.7 | 2.1329
OBAN | 180 | 5 |  | 8.8 | 2.1257
OBAN | 180 | 6 |  | 9.2 | 2.0965
OBAN | 180 | 7 |  | 9.1 | 2.1038
OBAN | 180 | 8 |  | 9.1 | 2.1038
OBAN | 180 | 9 |  | 10.9 | 1.9728
OBAN | 180 | 10 |  | 11.4 | 1.9364
OBAN | 180 | 11 |  | 11.6 | 1.9218
OBAN | 180 | 12 |  | 11.7 | 1.9146
OBAN | 180 | 13 |  | 12.2 | 1.8782
OBAN | 180 | 14 |  | 12.6 | 1.849
OBAN | 180 | 15 |  | 13.1 | 1.8126
OBAN | 180 | 16 |  | 13.6 | 1.7762
OBAN | 180 | 17 |  | 13.2 | 1.8054
OBAN | 180 | 18 |  | 12.9 | 1.8272
OBAN | 180 | 19 |  | 12.6 | 1.849
OBAN | 180 | 20 |  | 11.4 | 1.9364
OBAN | 180 | 21 |  | 10.6 | 1.9946
OBAN | 180 | 22 |  | 9.2 | 2.0965
OBAN | 180 | 23 |  | 7.4 | 2.2276
OBAN | 180 | 24 |  | 6.4 | 2.3004
OBAN | 181 | 1 |  | 6.3 | 2.3077
OBAN | 181 | 2 |  | 6.6 | 2.2858
OBAN | 181 | 3 |  | 7 | 2.2567
OBAN | 181 | 4 |  | 7.7 | 2.2057
OBAN | 181 | 5 |  | 8.3 | 2.1621
OBAN | 181 | 6 |  | 8.9 | 2.1184
OBAN | 181 | 7 |  | 8.8 | 2.1257
OBAN | 181 | 8 |  | 9.1 | 2.1038
OBAN | 181 | 9 |  | 9.2 | 2.0965
OBAN | 181 | 10 |  | 9.4 | 2.082
OBAN | 181 | 11 |  | 10.1 | 2.031
OBAN | 181 | 12 |  | 10.9 | 1.9728
OBAN | 181 | 13 |  | 11 | 1.9655
OBAN | 181 | 14 |  | 11.4 | 1.9364
OBAN | 181 | 15 |  | 11.9 | 1.9
OBAN | 181 | 16 |  | 11.9 | 1.9
OBAN | 181 | 17 |  | 11.9 | 1.9
OBAN | 181 | 18 |  | 11.9 | 1.9
OBAN | 181 | 19 |  | 11.8 | 1.9073
OBAN | 181 | 20 |  | 11.8 | 1.9073
OBAN | 181 | 21 |  | 11.8 | 1.9073
OBAN | 181 | 22 |  | 11.8 | 1.9073
OBAN | 181 | 23 |  | 11.7 | 1.9146
OBAN | 181 | 24 |  | 11.6 | 1.9218
OBAN | 182 | 1 |  | 11.6 | 1.9218
OBAN | 182 | 2 |  | 11.5 | 1.9291
OBAN | 182 | 3 |  | 11.5 | 1.9291
OBAN | 182 | 4 |  | 11.5 | 1.9291
OBAN | 182 | 5 |  | 11.6 | 1.9218
OBAN | 182 | 6 |  | 11.7 | 1.9146
OBAN | 182 | 7 |  | 12 | 1.8927
OBAN | 182 | 8 |  | 11.9 | 1.9
OBAN | 182 | 9 |  | 12.6 | 1.849
OBAN | 182 | 10 |  | 12.8 | 1.8345
OBAN | 182 | 11 |  | 13 | 1.8199
OBAN | 182 | 12 |  | 13.4 | 1.7908
OBAN | 182 | 13 |  | 14.1 | 1.7398
OBAN | 182 | 14 |  | 15 | 1.6743
OBAN | 182 | 15 |  | 14.2 | 1.7326
OBAN | 182 | 16 |  | 13.7 | 1.769
OBAN | 182 | 17 |  | 13.9 | 1.7544
OBAN | 182 | 18 |  | 13 | 1.8199
OBAN | 182 | 19 |  | 12.5 | 1.8563
OBAN | 182 | 20 |  | 11.9 | 1.9
OBAN | 182 | 21 |  | 11.6 | 1.9218
OBAN | 182 | 22 |  | 11.5 | 1.9291
OBAN | 182 | 23 |  | 11.4 | 1.9364
OBAN | 182 | 24 |  | 11.1 | 1.9582
OBAN | 183 | 1 |  | 10.9 | 1.9728
OBAN | 183 | 2 |  | 11 | 1.9655
OBAN | 183 | 3 |  | 10.9 | 1.9728
OBAN | 183 | 4 |  | 10.8 | 1.9801
OBAN | 183 | 5 |  | 11 | 1.9655
OBAN | 183 | 6 |  | 11 | 1.9655
OBAN | 183 | 7 |  | 11.5 | 1.9291
OBAN | 183 | 8 |  | 12 | 1.8927
OBAN | 183 | 9 |  | 13 | 1.8199
OBAN | 183 | 10 |  | 13.9 | 1.7544
OBAN | 183 | 11 |  | 13.3 | 1.7981
OBAN | 183 | 12 |  | 14.4 | 1.718
OBAN | 183 | 13 |  | 14.1 | 1.7398
OBAN | 183 | 14 |  | 15 | 1.6743
OBAN | 183 | 15 |  | 15.9 | 1.6088
OBAN | 183 | 16 |  | 17.3 | 1.5069
OBAN | 183 | 17 |  | 16.1 | 1.5942
OBAN | 183 | 18 |  | 15.9 | 1.6088
OBAN | 183 | 19 |  | 14.9 | 1.6816
OBAN | 183 | 20 |  | 14.6 | 1.7034
OBAN | 183 | 21 |  | 13.9 | 1.7544
OBAN | 183 | 22 |  | 13.5 | 1.7835
OBAN | 183 | 23 |  | 12.9 | 1.8272
OBAN | 183 | 24 |  | 12.4 | 1.8636
OBAN | 184 | 1 |  | 11.9 | 1.9
OBAN | 184 | 2 |  | 11.8 | 1.9073
OBAN | 184 | 3 |  | 11.7 | 1.9146
OBAN | 184 | 4 |  | 11.8 | 1.9073
OBAN | 184 | 5 |  | 11.7 | 1.9146
OBAN | 184 | 6 |  | 12.7 | 1.8418
OBAN | 184 | 7 |  | 13.7 | 1.769
OBAN | 184 | 8 |  | 14.5 | 1.7107
OBAN | 184 | 9 |  | 16 | 1.6015
OBAN | 184 | 10 |  | 16.4 | 1.5724
OBAN | 184 | 11 |  | 17.1 | 1.5214
OBAN | 184 | 12 |  | 17.3 | 1.5069
OBAN | 184 | 13 |  | 17.1 | 1.5214
OBAN | 184 | 14 |  | 17 | 1.5287
OBAN | 184 | 15 |  | 16.6 | 1.5578
OBAN | 184 | 16 |  | 17 | 1.5287
OBAN | 184 | 17 |  | 16.6 | 1.5578
OBAN | 184 | 18 |  | 14.8 | 1.6889
OBAN | 184 | 19 |  | 13.7 | 1.769
OBAN | 184 | 20 |  | 13.5 | 1.7835
OBAN | 184 | 21 |  | 13.4 | 1.7908
OBAN | 184 | 22 |  | 12.9 | 1.8272
OBAN | 184 | 23 |  | 12.7 | 1.8418
OBAN | 184 | 24 |  | 12.7 | 1.8418
OBAN | 185 | 1 |  | 13 | 1.8199
OBAN | 185 | 2 |  | 14.5 | 1.7107
OBAN | 185 | 3 |  | 14.5 | 1.7107
OBAN | 185 | 4 |  | 14.5 | 1.7107
OBAN | 185 | 5 |  | 14.4 | 1.718
OBAN | 185 | 6 |  | 14.5 | 1.7107
OBAN | 185 | 7 |  | 14.5 | 1.7107
OBAN | 185 | 8 |  | 14.5 | 1.7107
OBAN | 185 | 9 |  | 15 | 1.6743
OBAN | 185 | 10 |  | 15 | 1.6743
OBAN | 185 | 11 |  | 14.8 | 1.6889
OBAN | 185 | 12 |  | 14.8 | 1.6889
OBAN | 185 | 13 |  | 15.4 | 1.6452
OBAN | 185 | 14 |  | 14.8 | 1.6889
OBAN | 185 | 15 |  | 14.6 | 1.7034
OBAN | 185 | 16 |  | 14.5 | 1.7107
OBAN | 185 | 17 |  | 14.7 | 1.6962
OBAN | 185 | 18 |  | 15.1 | 1.667
OBAN | 185 | 19 |  | 15 | 1.6743
OBAN | 185 | 20 |  | 15.1 | 1.667
OBAN | 185 | 21 |  | 15.2 | 1.6598
OBAN | 185 | 22 |  | 15.1 | 1.667
OBAN | 185 | 23 |  | 13.4 | 1.7908
OBAN | 185 | 24 |  | 14 | 1.7471
OBAN | 186 | 1 |  | 15.9 | 1.6088
OBAN | 186 | 2 |  | 16.4 | 1.5724
OBAN | 186 | 3 |  | 16.6 | 1.5578
OBAN | 186 | 4 |  | 15.4 | 1.6452
OBAN | 186 | 5 |  | 15.3 | 1.6525
OBAN | 186 | 6 |  | 15.3 | 1.6525
OBAN | 186 | 7 |  | 16 | 1.6015
OBAN | 186 | 8 |  | 16.5 | 1.5651
OBAN | 186 | 9 |  | 16.9 | 1.536
OBAN | 186 | 10 |  | 17.7 | 1.4778
OBAN | 186 | 11 |  | 19.1 | 1.3759
OBAN | 186 | 12 |  | 18 | 1.4559
OBAN | 186 | 13 |  | 18.3 | 1.4341
OBAN | 186 | 14 |  | 18.6 | 1.4123
OBAN | 186 | 15 |  | 18.5 | 1.4195
OBAN | 186 | 16 |  | 18.8 | 1.3977
OBAN | 186 | 17 |  | 18.4 | 1.4268
OBAN | 186 | 18 |  | 16.3 | 1.5797
OBAN | 186 | 19 |  | 16.7 | 1.5506
OBAN | 186 | 20 |  | 16.4 | 1.5724
OBAN | 186 | 21 |  | 16.3 | 1.5797
OBAN | 186 | 22 |  | 15.5 | 1.6379
OBAN | 186 | 23 |  | 14.3 | 1.7253
OBAN | 186 | 24 |  | 14.3 | 1.7253
OBAN | 187 | 1 |  | 14.1 | 1.7398
OBAN | 187 | 2 |  | 13.6 | 1.7762
OBAN | 187 | 3 |  | 13.3 | 1.7981
OBAN | 187 | 4 |  | 12.2 | 1.8782
OBAN | 187 | 5 |  | 12.3 | 1.8709
OBAN | 187 | 6 |  | 12.4 | 1.8636
OBAN | 187 | 7 |  | 13.3 | 1.7981
OBAN | 187 | 8 |  | 13.5 | 1.7835
OBAN | 187 | 9 |  | 14.1 | 1.7398
OBAN | 187 | 10 |  | 14.6 | 1.7034
OBAN | 187 | 11 |  | 16.1 | 1.5942
OBAN | 187 | 12 |  | 16.5 | 1.5651
OBAN | 187 | 13 |  | 16.4 | 1.5724
OBAN | 187 | 14 |  | 16.7 | 1.5506
OBAN | 187 | 15 |  | 16.4 | 1.5724
OBAN | 187 | 16 |  | 15.9 | 1.6088
OBAN | 187 | 17 |  | 15.8 | 1.6161
OBAN | 187 | 18 |  | 15.1 | 1.667
OBAN | 187 | 19 |  | 15.1 | 1.667
OBAN | 187 | 20 |  | 14.3 | 1.7253
OBAN | 187 | 21 |  | 13.9 | 1.7544
OBAN | 187 | 22 |  | 12.7 | 1.8418
OBAN | 187 | 23 |  | 12.3 | 1.8709
OBAN | 187 | 24 |  | 12.4 | 1.8636
OBAN | 188 | 1 |  | 12.4 | 1.8636
OBAN | 188 | 2 |  | 12.1 | 1.8854
OBAN | 188 | 3 |  | 12 | 1.8927
OBAN | 188 | 4 |  | 11.7 | 1.9146
OBAN | 188 | 5 |  | 11.9 | 1.9
OBAN | 188 | 6 |  | 11.9 | 1.9
OBAN | 188 | 7 |  | 12.5 | 1.8563
OBAN | 188 | 8 |  | 13 | 1.8199
OBAN | 188 | 9 |  | 13.4 | 1.7908
OBAN | 188 | 10 |  | 14.7 | 1.6962
OBAN | 188 | 11 |  | 15.7 | 1.6234
OBAN | 188 | 12 |  | 15.7 | 1.6234
OBAN | 188 | 13 |  | 15.8 | 1.6161
OBAN | 188 | 14 |  | 15.5 | 1.6379
OBAN | 188 | 15 |  | 15.3 | 1.6525
OBAN | 188 | 16 |  | 15.2 | 1.6598
OBAN | 188 | 17 |  | 15.2 | 1.6598
OBAN | 188 | 18 |  | 14 | 1.7471
OBAN | 188 | 19 |  | 13.6 | 1.7762
OBAN | 188 | 20 |  | 13.1 | 1.8126
OBAN | 188 | 21 |  | 12.8 | 1.8345
OBAN | 188 | 22 |  | 12.3 | 1.8709
OBAN | 188 | 23 |  | 12.1 | 1.8854
OBAN | 188 | 24 |  | 11.9 | 1.9
OBAN | 189 | 1 |  | 11.7 | 1.9146
OBAN | 189 | 2 |  | 11.5 | 1.9291
OBAN | 189 | 3 |  | 11.6 | 1.9218
OBAN | 189 | 4 |  | 11.2 | 1.9509
OBAN | 189 | 5 |  | 11.2 | 1.9509
OBAN | 189 | 6 |  | 10.4 | 2.0092
OBAN | 189 | 7 |  | 11.5 | 1.9291
OBAN | 189 | 8 |  | 12.6 | 1.849
OBAN | 189 | 9 |  | 13.1 | 1.8126
OBAN | 189 | 10 |  | 13.1 | 1.8126
OBAN | 189 | 11 |  | 13.2 | 1.8054
OBAN | 189 | 12 |  | 13 | 1.8199
OBAN | 189 | 13 |  | 13.9 | 1.7544
OBAN | 189 | 14 |  | 12.4 | 1.8636
OBAN | 189 | 15 |  | 13 | 1.8199
OBAN | 189 | 16 |  | 12.7 | 1.8418
OBAN | 189 | 17 |  | 12.6 | 1.849
OBAN | 189 | 18 |  | 12.6 | 1.849
OBAN | 189 | 19 |  | 11.5 | 1.9291
OBAN | 189 | 20 |  | 11.8 | 1.9073
OBAN | 189 | 21 |  | 11.7 | 1.9146
OBAN | 189 | 22 |  | 10.9 | 1.9728
OBAN | 189 | 23 |  | 10.8 | 1.9801
OBAN | 189 | 24 |  | 10.1 | 2.031
OBAN | 190 | 1 |  | 10.4 | 2.0092
OBAN | 190 | 2 |  | 10.4 | 2.0092
OBAN | 190 | 3 |  | 10.2 | 2.0237
OBAN | 190 | 4 |  | 9.8 | 2.0529
OBAN | 190 | 5 |  | 9.3 | 2.0893
OBAN | 190 | 6 |  | 10 | 2.0383
OBAN | 190 | 7 |  | 12.1 | 1.8854
OBAN | 190 | 8 |  | 12.3 | 1.8709
OBAN | 190 | 9 |  | 13 | 1.8199
OBAN | 190 | 10 |  | 13.1 | 1.8126
OBAN | 190 | 11 |  | 13.8 | 1.7617
OBAN | 190 | 12 |  | 14.6 | 1.7034
OBAN | 190 | 13 |  | 15.4 | 1.6452
OBAN | 190 | 14 |  | 15.4 | 1.6452
OBAN | 190 | 15 |  | 15.4 | 1.6452
OBAN | 190 | 16 |  | 15 | 1.6743
OBAN | 190 | 17 |  | 14.6 | 1.7034
OBAN | 190 | 18 |  | 14 | 1.7471
OBAN | 190 | 19 |  | 14.3 | 1.7253
OBAN | 190 | 20 |  | 14 | 1.7471
OBAN | 190 | 21 |  | 13.5 | 1.7835
OBAN | 190 | 22 |  | 13.4 | 1.7908
OBAN | 190 | 23 |  | 13.2 | 1.8054
OBAN | 190 | 24 |  | 13 | 1.8199
OBAN | 191 | 1 |  | 13.1 | 1.8126
OBAN | 191 | 2 |  | 13.2 | 1.8054
OBAN | 191 | 3 |  | 12 | 1.8927
OBAN | 191 | 4 |  | 13.1 | 1.8126
OBAN | 191 | 5 |  | 13.3 | 1.7981
OBAN | 191 | 6 |  | 13.5 | 1.7835
OBAN | 191 | 7 |  | 13.5 | 1.7835
OBAN | 191 | 8 |  | 13.2 | 1.8054
OBAN | 191 | 9 |  | 14 | 1.7471
OBAN | 191 | 10 |  | 15.5 | 1.6379
OBAN | 191 | 11 |  | 15.9 | 1.6088
OBAN | 191 | 12 |  | 16.2 | 1.587
OBAN | 191 | 13 |  | 16.4 | 1.5724
OBAN | 191 | 14 |  | 16.8 | 1.5433
OBAN | 191 | 15 |  | 17.7 | 1.4778
OBAN | 191 | 16 |  | 16.8 | 1.5433
OBAN | 191 | 17 |  | 17 | 1.5287
OBAN | 191 | 18 |  | 17.1 | 1.5214
OBAN | 191 | 19 |  | 16 | 1.6015
OBAN | 191 | 20 |  | 14.9 | 1.6816
OBAN | 191 | 21 |  | 16.3 | 1.5797
OBAN | 191 | 22 |  | 16.1 | 1.5942
OBAN | 191 | 23 |  | 15.8 | 1.6161
OBAN | 191 | 24 |  | 15.6 | 1.6306
OBAN | 192 | 1 |  | 14.2 | 1.7326
OBAN | 192 | 2 |  | 14.1 | 1.7398
OBAN | 192 | 3 |  | 14 | 1.7471
OBAN | 192 | 4 |  | 14.1 | 1.7398
OBAN | 192 | 5 |  | 13.4 | 1.7908
OBAN | 192 | 6 |  | 13.9 | 1.7544
OBAN | 192 | 7 |  | 13.2 | 1.8054
OBAN | 192 | 8 |  | 13.1 | 1.8126
OBAN | 192 | 9 |  | 13.9 | 1.7544
OBAN | 192 | 10 |  | 14.1 | 1.7398
OBAN | 192 | 11 |  | 15.1 | 1.667
OBAN | 192 | 12 |  | 15.5 | 1.6379
OBAN | 192 | 13 |  | 15.6 | 1.6306
OBAN | 192 | 14 |  | 15.1 | 1.667
OBAN | 192 | 15 |  | 13.8 | 1.7617
OBAN | 192 | 16 |  | 15 | 1.6743
OBAN | 192 | 17 |  | 14.5 | 1.7107
OBAN | 192 | 18 |  | 13.6 | 1.7762
OBAN | 192 | 19 |  | 14.2 | 1.7326
OBAN | 192 | 20 |  | 13.5 | 1.7835
OBAN | 192 | 21 |  | 13.1 | 1.8126
OBAN | 192 | 22 |  | 13.1 | 1.8126
OBAN | 192 | 23 |  | 13 | 1.8199
OBAN | 192 | 24 |  | 12.9 | 1.8272
OBAN | 193 | 1 |  | 13 | 1.8199
OBAN | 193 | 2 |  | 12.7 | 1.8418
OBAN | 193 | 3 |  | 12.5 | 1.8563
OBAN | 193 | 4 |  | 12.3 | 1.8709
OBAN | 193 | 5 |  | 12.1 | 1.8854
OBAN | 193 | 6 |  | 12.5 | 1.8563
OBAN | 193 | 7 |  | 12.8 | 1.8345
OBAN | 193 | 8 |  | 13.1 | 1.8126
OBAN | 193 | 9 |  | 12.7 | 1.8418
OBAN | 193 | 10 |  | 13.3 | 1.7981
OBAN | 193 | 11 |  | 13.7 | 1.769
OBAN | 193 | 12 |  | 14.3 | 1.7253
OBAN | 193 | 13 |  | 14.4 | 1.718
OBAN | 193 | 14 |  | 15.1 | 1.667
OBAN | 193 | 15 |  | 15.7 | 1.6234
OBAN | 193 | 16 |  | 16.3 | 1.5797
OBAN | 193 | 17 |  | 15.8 | 1.6161
OBAN | 193 | 18 |  | 16.1 | 1.5942
OBAN | 193 | 19 |  | 15.6 | 1.6306
OBAN | 193 | 20 |  | 15.1 | 1.667
OBAN | 193 | 21 |  | 14.6 | 1.7034
OBAN | 193 | 22 |  | 13.9 | 1.7544
OBAN | 193 | 23 |  | 13.3 | 1.7981
OBAN | 193 | 24 |  | 13.4 | 1.7908
OBAN | 194 | 1 |  | 13.5 | 1.7835
OBAN | 194 | 2 |  | 13.2 | 1.8054
OBAN | 194 | 3 |  | 13.1 | 1.8126
OBAN | 194 | 4 |  | 12.7 | 1.8418
OBAN | 194 | 5 |  | 12.8 | 1.8345
OBAN | 194 | 6 |  | 13.8 | 1.7617
OBAN | 194 | 7 |  | 14.4 | 1.718
OBAN | 194 | 8 |  | 14.8 | 1.6889
OBAN | 194 | 9 |  | 14.8 | 1.6889
OBAN | 194 | 10 |  | 14.4 | 1.718
OBAN | 194 | 11 |  | 15.3 | 1.6525
OBAN | 194 | 12 |  | 15.6 | 1.6306
OBAN | 194 | 13 |  | 16.1 | 1.5942
OBAN | 194 | 14 |  | 16.9 | 1.536
OBAN | 194 | 15 |  | 18.3 | 1.4341
OBAN | 194 | 16 |  | 18 | 1.4559
OBAN | 194 | 17 |  | 18.6 | 1.4123
OBAN | 194 | 18 |  | 18.1 | 1.4487
OBAN | 194 | 19 |  | 17.5 | 1.4923
OBAN | 194 | 20 |  | 17.1 | 1.5214
OBAN | 194 | 21 |  | 16.7 | 1.5506
OBAN | 194 | 22 |  | 16.2 | 1.587
OBAN | 194 | 23 |  | 16.2 | 1.587
OBAN | 194 | 24 |  | 15.7 | 1.6234
OBAN | 195 | 1 |  | 15.4 | 1.6452
OBAN | 195 | 2 |  | 14.9 | 1.6816
OBAN | 195 | 3 |  | 15.1 | 1.667
OBAN | 195 | 4 |  | 15.3 | 1.6525
OBAN | 195 | 5 |  | 15.6 | 1.6306
OBAN | 195 | 6 |  | 15.8 | 1.6161
OBAN | 195 | 7 |  | 16.6 | 1.5578
OBAN | 195 | 8 |  | 17.5 | 1.4923
OBAN | 195 | 9 |  | 18.8 | 1.3977
OBAN | 195 | 10 |  | 19 | 1.3831
OBAN | 195 | 11 |  | 19.8 | 1.3249
OBAN | 195 | 12 |  | 18.8 | 1.3977
OBAN | 195 | 13 |  | 20.9 | 1.2448
OBAN | 195 | 14 |  | 21.2 | 1.223
OBAN | 195 | 15 |  | 21.5 | 1.2011
OBAN | 195 | 16 |  | 21.2 | 1.223
OBAN | 195 | 17 |  | 20 | 1.3103
OBAN | 195 | 18 |  | 19.4 | 1.354
OBAN | 195 | 19 |  | 18.5 | 1.4195
OBAN | 195 | 20 |  | 17.7 | 1.4778
OBAN | 195 | 21 |  | 17.6 | 1.4851
OBAN | 195 | 22 |  | 17.1 | 1.5214
OBAN | 195 | 23 |  | 16.8 | 1.5433
OBAN | 195 | 24 |  | 16.4 | 1.5724
OBAN | 196 | 1 |  | 16.5 | 1.5651
OBAN | 196 | 2 |  | 16.3 | 1.5797
OBAN | 196 | 3 |  | 16.1 | 1.5942
OBAN | 196 | 4 |  | 15.7 | 1.6234
OBAN | 196 | 5 |  | 15.7 | 1.6234
OBAN | 196 | 6 |  | 15.5 | 1.6379
OBAN | 196 | 7 |  | 15.7 | 1.6234
OBAN | 196 | 8 |  | 16.5 | 1.5651
OBAN | 196 | 9 |  | 16.5 | 1.5651
OBAN | 196 | 10 |  | 17.1 | 1.5214
OBAN | 196 | 11 |  | 17.7 | 1.4778
OBAN | 196 | 12 |  | 17.9 | 1.4632
OBAN | 196 | 13 |  | 16.7 | 1.5506
OBAN | 196 | 14 |  | 16.4 | 1.5724
OBAN | 196 | 15 |  | 15.9 | 1.6088
OBAN | 196 | 16 |  | 16 | 1.6015
OBAN | 196 | 17 |  | 15.8 | 1.6161
OBAN | 196 | 18 |  | 15.7 | 1.6234
OBAN | 196 | 19 |  | 15.3 | 1.6525
OBAN | 196 | 20 |  | 13.9 | 1.7544
OBAN | 196 | 21 |  | 12.9 | 1.8272
OBAN | 196 | 22 |  | 13.3 | 1.7981
OBAN | 196 | 23 |  | 12.3 | 1.8709
OBAN | 196 | 24 |  | 12.1 | 1.8854
OBAN | 197 | 1 |  | 11.8 | 1.9073
OBAN | 197 | 2 |  | 11.4 | 1.9364
OBAN | 197 | 3 |  | 10.8 | 1.9801
OBAN | 197 | 4 |  | 10.4 | 2.0092
OBAN | 197 | 5 |  | 10.7 | 1.9873
OBAN | 197 | 6 |  | 11.4 | 1.9364
OBAN | 197 | 7 |  | 13.1 | 1.8126
OBAN | 197 | 8 |  | 13.4 | 1.7908
OBAN | 197 | 9 |  | 14.2 | 1.7326
OBAN | 197 | 10 |  | 15.4 | 1.6452
OBAN | 197 | 11 |  | 15.2 | 1.6598
OBAN | 197 | 12 |  | 16 | 1.6015
OBAN | 197 | 13 |  | 16.8 | 1.5433
OBAN | 197 | 14 |  | 17.7 | 1.4778
OBAN | 197 | 15 |  | 18.1 | 1.4487
OBAN | 197 | 16 |  | 17.1 | 1.5214
OBAN | 197 | 17 |  | 14.9 | 1.6816
OBAN | 197 | 18 |  | 14.2 | 1.7326
OBAN | 197 | 19 |  | 14.3 | 1.7253
OBAN | 197 | 20 |  | 13.8 | 1.7617
OBAN | 197 | 21 |  | 13.3 | 1.7981
OBAN | 197 | 22 |  | 12.5 | 1.8563
OBAN | 197 | 23 |  | 11.3 | 1.9437
OBAN | 197 | 24 |  | 10.3 | 2.0165
OBAN | 198 | 1 |  | 9.7 | 2.0601
OBAN | 198 | 2 |  | 9 | 2.1111
OBAN | 198 | 3 |  | 9 | 2.1111
OBAN | 198 | 4 |  | 8.7 | 2.1329
OBAN | 198 | 5 |  | 8.8 | 2.1257
OBAN | 198 | 6 |  | 9.7 | 2.0601
OBAN | 198 | 7 |  | 10.7 | 1.9873
OBAN | 198 | 8 |  | 11.5 | 1.9291
OBAN | 198 | 9 |  | 12.4 | 1.8636
OBAN | 198 | 10 |  | 13.3 | 1.7981
OBAN | 198 | 11 |  | 13.2 | 1.8054
OBAN | 198 | 12 |  | 12.9 | 1.8272
OBAN | 198 | 13 |  | 12.7 | 1.8418
OBAN | 198 | 14 |  | 13 | 1.8199
OBAN | 198 | 15 |  | 13 | 1.8199
OBAN | 198 | 16 |  | 12.8 | 1.8345
OBAN | 198 | 17 |  | 12.5 | 1.8563
OBAN | 198 | 18 |  | 12.6 | 1.849
OBAN | 198 | 19 |  | 12.7 | 1.8418
OBAN | 198 | 20 |  | 13.8 | 1.7617
OBAN | 198 | 21 |  | 12.6 | 1.849
OBAN | 198 | 22 |  | 12.5 | 1.8563
OBAN | 198 | 23 |  | 12.5 | 1.8563
OBAN | 198 | 24 |  | 12.4 | 1.8636
OBAN | 199 | 1 |  | 12.1 | 1.8854
OBAN | 199 | 2 |  | 12.1 | 1.8854
OBAN | 199 | 3 |  | 12.1 | 1.8854
OBAN | 199 | 4 |  | 11.8 | 1.9073
OBAN | 199 | 5 |  | 12 | 1.8927
OBAN | 199 | 6 |  | 12.5 | 1.8563
OBAN | 199 | 7 |  | 12.8 | 1.8345
OBAN | 199 | 8 |  | 14 | 1.7471
OBAN | 199 | 9 |  | 14.2 | 1.7326
OBAN | 199 | 10 |  | 14.2 | 1.7326
OBAN | 199 | 11 |  | 14.6 | 1.7034
OBAN | 199 | 12 |  | 14.2 | 1.7326
OBAN | 199 | 13 |  | 15 | 1.6743
OBAN | 199 | 14 |  | 15.9 | 1.6088
OBAN | 199 | 15 |  | 15.5 | 1.6379
OBAN | 199 | 16 |  | 15.4 | 1.6452
OBAN | 199 | 17 |  | 15.9 | 1.6088
OBAN | 199 | 18 |  | 15.5 | 1.6379
OBAN | 199 | 19 |  | 16.1 | 1.5942
OBAN | 199 | 20 |  | 15.7 | 1.6234
OBAN | 199 | 21 |  | 15.2 | 1.6598
OBAN | 199 | 22 |  | 15 | 1.6743
OBAN | 199 | 23 |  | 15 | 1.6743
OBAN | 199 | 24 |  | 14.9 | 1.6816
OBAN | 200 | 1 |  | 14.8 | 1.6889
OBAN | 200 | 2 |  | 14.5 | 1.7107
OBAN | 200 | 3 |  | 14.8 | 1.6889
OBAN | 200 | 4 |  | 15 | 1.6743
OBAN | 200 | 5 |  | 15 | 1.6743
OBAN | 200 | 6 |  | 14.9 | 1.6816
OBAN | 200 | 7 |  | 14.9 | 1.6816
OBAN | 200 | 8 |  | 16 | 1.6015
OBAN | 200 | 9 |  | 16.6 | 1.5578
OBAN | 200 | 10 |  | 17.3 | 1.5069
OBAN | 200 | 11 |  | 17.9 | 1.4632
OBAN | 200 | 12 |  | 17.3 | 1.5069
OBAN | 200 | 13 |  | 17.1 | 1.5214
OBAN | 200 | 14 |  | 20.1 | 1.3031
OBAN | 200 | 15 |  | 20 | 1.3103
OBAN | 200 | 16 |  | 18.7 | 1.405
OBAN | 200 | 17 |  | 18.3 | 1.4341
OBAN | 200 | 18 |  | 18.3 | 1.4341
OBAN | 200 | 19 |  | 15.8 | 1.6161
OBAN | 200 | 20 |  | 15.8 | 1.6161
OBAN | 200 | 21 |  | 15.3 | 1.6525
OBAN | 200 | 22 |  | 14.9 | 1.6816
OBAN | 200 | 23 |  | 14.5 | 1.7107
OBAN | 200 | 24 |  | 14 | 1.7471
OBAN | 201 | 1 |  | 13.7 | 1.769
OBAN | 201 | 2 |  | 13.3 | 1.7981
OBAN | 201 | 3 |  | 13 | 1.8199
OBAN | 201 | 4 |  | 13 | 1.8199
OBAN | 201 | 5 |  | 12.9 | 1.8272
OBAN | 201 | 6 |  | 13.1 | 1.8126
OBAN | 201 | 7 |  | 13.6 | 1.7762
OBAN | 201 | 8 |  | 14.7 | 1.6962
OBAN | 201 | 9 |  | 15.1 | 1.667
OBAN | 201 | 10 |  | 17.2 | 1.5142
OBAN | 201 | 11 |  | 18.1 | 1.4487
OBAN | 201 | 12 |  | 12 | 1.8927
OBAN | 201 | 13 |  | 14.7 | 1.6962
OBAN | 201 | 14 |  | 17.5 | 1.4923
OBAN | 201 | 15 |  | 20.2 | 1.2958
OBAN | 201 | 16 |  | 21 | 1.2375
OBAN | 201 | 17 |  | 20.6 | 1.2667
OBAN | 201 | 18 |  | 18.9 | 1.3904
OBAN | 201 | 19 |  | 18 | 1.4559
OBAN | 201 | 20 |  | 15.8 | 1.6161
OBAN | 201 | 21 |  | 16.3 | 1.5797
OBAN | 201 | 22 |  | 15.8 | 1.6161
OBAN | 201 | 23 |  | 14.9 | 1.6816
OBAN | 201 | 24 |  | 15.4 | 1.6452
OBAN | 202 | 1 |  | 14.9 | 1.6816
OBAN | 202 | 2 |  | 14 | 1.7471
OBAN | 202 | 3 |  | 13.9 | 1.7544
OBAN | 202 | 4 |  | 13.6 | 1.7762
OBAN | 202 | 5 |  | 13.2 | 1.8054
OBAN | 202 | 6 |  | 13.3 | 1.7981
OBAN | 202 | 7 |  | 15.2 | 1.6598
OBAN | 202 | 8 |  | 16.1 | 1.5942
OBAN | 202 | 9 |  | 17.1 | 1.5214
OBAN | 202 | 10 |  | 18.1 | 1.4487
OBAN | 202 | 11 |  | 19.1 | 1.3759
OBAN | 202 | 12 |  | 19.6 | 1.3395
OBAN | 202 | 13 |  | 21 | 1.2375
OBAN | 202 | 14 |  | 20.9 | 1.2448
OBAN | 202 | 15 |  | 20.9 | 1.2448
OBAN | 202 | 16 |  | 20.2 | 1.2958
OBAN | 202 | 17 |  | 21.3 | 1.2157
OBAN | 202 | 18 |  | 22.5 | 1.1283
OBAN | 202 | 19 |  | 22 | 1.1647
OBAN | 202 | 20 |  | 18.5 | 1.4195
OBAN | 202 | 21 |  | 17.6 | 1.4851
OBAN | 202 | 22 |  | 16.2 | 1.587
OBAN | 202 | 23 |  | 15.4 | 1.6452
OBAN | 202 | 24 |  | 13.8 | 1.7617
OBAN | 203 | 1 |  | 12.6 | 1.849
OBAN | 203 | 2 |  | 11.9 | 1.9
OBAN | 203 | 3 |  | 11.3 | 1.9437
OBAN | 203 | 4 |  | 10.9 | 1.9728
OBAN | 203 | 5 |  | 10.4 | 2.0092
OBAN | 203 | 6 |  | 11.3 | 1.9437
OBAN | 203 | 7 |  | 14.5 | 1.7107
OBAN | 203 | 8 |  | 14.9 | 1.6816
OBAN | 203 | 9 |  | 16 | 1.6015
OBAN | 203 | 10 |  | 17.2 | 1.5142
OBAN | 203 | 11 |  | 18.5 | 1.4195
OBAN | 203 | 12 |  | 19.3 | 1.3613
OBAN | 203 | 13 |  | 20.5 | 1.2739
OBAN | 203 | 14 |  | 20.5 | 1.2739
OBAN | 203 | 15 |  | 20.6 | 1.2667
OBAN | 203 | 16 |  | 20.3 | 1.2885
OBAN | 203 | 17 |  | 19.7 | 1.3322
OBAN | 203 | 18 |  | 19.4 | 1.354
OBAN | 203 | 19 |  | 17.9 | 1.4632
OBAN | 203 | 20 |  | 16.5 | 1.5651
OBAN | 203 | 21 |  | 15 | 1.6743
OBAN | 203 | 22 |  | 14 | 1.7471
OBAN | 203 | 23 |  | 13.3 | 1.7981
OBAN | 203 | 24 |  | 12.3 | 1.8709
OBAN | 204 | 1 |  | 11.1 | 1.9582
OBAN | 204 | 2 |  | 10.9 | 1.9728
OBAN | 204 | 3 |  | 10.9 | 1.9728
OBAN | 204 | 4 |  | 10.3 | 2.0165
OBAN | 204 | 5 |  | 10 | 2.0383
OBAN | 204 | 6 |  | 11 | 1.9655
OBAN | 204 | 7 |  | 11.6 | 1.9218
OBAN | 204 | 8 |  | 13.2 | 1.8054
OBAN | 204 | 9 |  | 13.3 | 1.7981
OBAN | 204 | 10 |  | 15.4 | 1.6452
OBAN | 204 | 11 |  | 16.2 | 1.587
OBAN | 204 | 12 |  | 16.6 | 1.5578
OBAN | 204 | 13 |  | 17.7 | 1.4778
OBAN | 204 | 14 |  | 18.1 | 1.4487
OBAN | 204 | 15 |  | 19.1 | 1.3759
OBAN | 204 | 16 |  | 18.5 | 1.4195
OBAN | 204 | 17 |  | 18.2 | 1.4414
OBAN | 204 | 18 |  | 17.5 | 1.4923
OBAN | 204 | 19 |  | 15.8 | 1.6161
OBAN | 204 | 20 |  | 14.4 | 1.718
OBAN | 204 | 21 |  | 14.3 | 1.7253
OBAN | 204 | 22 |  | 14.5 | 1.7107
OBAN | 204 | 23 |  | 14.2 | 1.7326
OBAN | 204 | 24 |  | 14 | 1.7471
OBAN | 205 | 1 |  | 13.8 | 1.7617
OBAN | 205 | 2 |  | 13.2 | 1.8054
OBAN | 205 | 3 |  | 12.3 | 1.8709
OBAN | 205 | 4 |  | 12.5 | 1.8563
OBAN | 205 | 5 |  | 12.6 | 1.849
OBAN | 205 | 6 |  | 12.4 | 1.8636
OBAN | 205 | 7 |  | 13.3 | 1.7981
OBAN | 205 | 8 |  | 13.9 | 1.7544
OBAN | 205 | 9 |  | 14.5 | 1.7107
OBAN | 205 | 10 |  | 14.2 | 1.7326
OBAN | 205 | 11 |  | 14.3 | 1.7253
OBAN | 205 | 12 |  | 14.6 | 1.7034
OBAN | 205 | 13 |  | 14.8 | 1.6889
OBAN | 205 | 14 |  | 15.4 | 1.6452
OBAN | 205 | 15 |  | 14.9 | 1.6816
OBAN | 205 | 16 |  | 14.6 | 1.7034
OBAN | 205 | 17 |  | 13.6 | 1.7762
OBAN | 205 | 18 |  | 13.4 | 1.7908
OBAN | 205 | 19 |  | 13.2 | 1.8054
OBAN | 205 | 20 |  | 12.8 | 1.8345
OBAN | 205 | 21 |  | 12.7 | 1.8418
OBAN | 205 | 22 |  | 12.4 | 1.8636
OBAN | 205 | 23 |  | 12.1 | 1.8854
OBAN | 205 | 24 |  | 12 | 1.8927
OBAN | 206 | 1 |  | 11.9 | 1.9
OBAN | 206 | 2 |  | 11.6 | 1.9218
OBAN | 206 | 3 |  | 11.5 | 1.9291
OBAN | 206 | 4 |  | 11.5 | 1.9291
OBAN | 206 | 5 |  | 11.3 | 1.9437
OBAN | 206 | 6 |  | 11.2 | 1.9509
OBAN | 206 | 7 |  | 11.6 | 1.9218
OBAN | 206 | 8 |  | 12.1 | 1.8854
OBAN | 206 | 9 |  | 12.9 | 1.8272
OBAN | 206 | 10 |  | 13.3 | 1.7981
OBAN | 206 | 11 |  | 13.5 | 1.7835
OBAN | 206 | 12 |  | 13.7 | 1.769
OBAN | 206 | 13 |  | 15.2 | 1.6598
OBAN | 206 | 14 |  | 14.2 | 1.7326
OBAN | 206 | 15 |  | 14.4 | 1.718
OBAN | 206 | 16 |  | 13.9 | 1.7544
OBAN | 206 | 17 |  | 14.8 | 1.6889
OBAN | 206 | 18 |  | 14.3 | 1.7253
OBAN | 206 | 19 |  | 13.6 | 1.7762
OBAN | 206 | 20 |  | 13 | 1.8199
OBAN | 206 | 21 |  | 12.5 | 1.8563
OBAN | 206 | 22 |  | 12.1 | 1.8854
OBAN | 206 | 23 |  | 11.7 | 1.9146
OBAN | 206 | 24 |  | 11.2 | 1.9509
OBAN | 207 | 1 |  | 11 | 1.9655
OBAN | 207 | 2 |  | 10.9 | 1.9728
OBAN | 207 | 3 |  | 11 | 1.9655
OBAN | 207 | 4 |  | 10.9 | 1.9728
OBAN | 207 | 5 |  | 10.8 | 1.9801
OBAN | 207 | 6 |  | 10.7 | 1.9873
OBAN | 207 | 7 |  | 10.7 | 1.9873
OBAN | 207 | 8 |  | 10.9 | 1.9728
OBAN | 207 | 9 |  | 11.3 | 1.9437
OBAN | 207 | 10 |  | 11.8 | 1.9073
OBAN | 207 | 11 |  | 11.9 | 1.9
OBAN | 207 | 12 |  | 12.9 | 1.8272
OBAN | 207 | 13 |  | 13.7 | 1.769
OBAN | 207 | 14 |  | 13.9 | 1.7544
OBAN | 207 | 15 |  | 14.5 | 1.7107
OBAN | 207 | 16 |  | 14.1 | 1.7398
OBAN | 207 | 17 |  | 14.5 | 1.7107
OBAN | 207 | 18 |  | 14.5 | 1.7107
OBAN | 207 | 19 |  | 14.5 | 1.7107
OBAN | 207 | 20 |  | 13.9 | 1.7544
OBAN | 207 | 21 |  | 13.5 | 1.7835
OBAN | 207 | 22 |  | 13.1 | 1.8126
OBAN | 207 | 23 |  | 12.9 | 1.8272
OBAN | 207 | 24 |  | 12.6 | 1.849
OBAN | 208 | 1 |  | 11.7 | 1.9146
OBAN | 208 | 2 |  | 11.9 | 1.9
OBAN | 208 | 3 |  | 11.7 | 1.9146
OBAN | 208 | 4 |  | 11.8 | 1.9073
OBAN | 208 | 5 |  | 12 | 1.8927
OBAN | 208 | 6 |  | 11.8 | 1.9073
OBAN | 208 | 7 |  | 12 | 1.8927
OBAN | 208 | 8 |  | 12.1 | 1.8854
OBAN | 208 | 9 |  | 12.5 | 1.8563
OBAN | 208 | 10 |  | 12.5 | 1.8563
OBAN | 208 | 11 |  | 13.7 | 1.769
OBAN | 208 | 12 |  | 15.2 | 1.6598
OBAN | 208 | 13 |  | 14.8 | 1.6889
OBAN | 208 | 14 |  | 14.4 | 1.718
OBAN | 208 | 15 |  | 14.4 | 1.718
OBAN | 208 | 16 |  | 14.4 | 1.718
OBAN | 208 | 17 |  | 13.7 | 1.769
OBAN | 208 | 18 |  | 13.4 | 1.7908
OBAN | 208 | 19 |  | 13 | 1.8199
OBAN | 208 | 20 |  | 13.2 | 1.8054
OBAN | 208 | 21 |  | 13 | 1.8199
OBAN | 208 | 22 |  | 12.7 | 1.8418
OBAN | 208 | 23 |  | 12.6 | 1.849
OBAN | 208 | 24 |  | 12.6 | 1.849
OBAN | 209 | 1 |  | 12.6 | 1.849
OBAN | 209 | 2 |  | 12.1 | 1.8854
OBAN | 209 | 3 |  | 12.1 | 1.8854
OBAN | 209 | 4 |  | 12.2 | 1.8782
OBAN | 209 | 5 |  | 12.2 | 1.8782
OBAN | 209 | 6 |  | 12.4 | 1.8636
OBAN | 209 | 7 |  | 12.7 | 1.8418
OBAN | 209 | 8 |  | 12.9 | 1.8272
OBAN | 209 | 9 |  | 13.5 | 1.7835
OBAN | 209 | 10 |  | 13.7 | 1.769
OBAN | 209 | 11 |  | 15.5 | 1.6379
OBAN | 209 | 12 |  | 15.2 | 1.6598
OBAN | 209 | 13 |  | 16 | 1.6015
OBAN | 209 | 14 |  | 15.9 | 1.6088
OBAN | 209 | 15 |  | 16 | 1.6015
OBAN | 209 | 16 |  | 15.4 | 1.6452
OBAN | 209 | 17 |  | 14.9 | 1.6816
OBAN | 209 | 18 |  | 14.8 | 1.6889
OBAN | 209 | 19 |  | 13.9 | 1.7544
OBAN | 209 | 20 |  | 13.8 | 1.7617
OBAN | 209 | 21 |  | 13.6 | 1.7762
OBAN | 209 | 22 |  | 13.3 | 1.7981
OBAN | 209 | 23 |  | 13.4 | 1.7908
OBAN | 209 | 24 |  | 13.4 | 1.7908
OBAN | 210 | 1 |  | 13.3 | 1.7981
OBAN | 210 | 2 |  | 13.4 | 1.7908
OBAN | 210 | 3 |  | 13.2 | 1.8054
OBAN | 210 | 4 |  | 13.2 | 1.8054
OBAN | 210 | 5 |  | 13.1 | 1.8126
OBAN | 210 | 6 |  | 13.3 | 1.7981
OBAN | 210 | 7 |  | 13.2 | 1.8054
OBAN | 210 | 8 |  | 14.2 | 1.7326
OBAN | 210 | 9 |  | 15.2 | 1.6598
OBAN | 210 | 10 |  | 16.6 | 1.5578
OBAN | 210 | 11 |  | 16.3 | 1.5797
OBAN | 210 | 12 |  | 16.3 | 1.5797
OBAN | 210 | 13 |  | 16.7 | 1.5506
OBAN | 210 | 14 |  | 17 | 1.5287
OBAN | 210 | 15 |  | 17.3 | 1.5069
OBAN | 210 | 16 |  | 17.7 | 1.4778
OBAN | 210 | 17 |  | 16.1 | 1.5942
OBAN | 210 | 18 |  | 15.9 | 1.6088
OBAN | 210 | 19 |  | 15.3 | 1.6525
OBAN | 210 | 20 |  | 15 | 1.6743
OBAN | 210 | 21 |  | 14.1 | 1.7398
OBAN | 210 | 22 |  | 13.7 | 1.769
OBAN | 210 | 23 |  | 13.6 | 1.7762
OBAN | 210 | 24 |  | 13.3 | 1.7981
OBAN | 211 | 1 |  | 13.1 | 1.8126
OBAN | 211 | 2 |  | 13.1 | 1.8126
OBAN | 211 | 3 |  | 12.9 | 1.8272
OBAN | 211 | 4 |  | 12.8 | 1.8345
OBAN | 211 | 5 |  | 12.9 | 1.8272
OBAN | 211 | 6 |  | 12.5 | 1.8563
OBAN | 211 | 7 |  | 12.6 | 1.849
OBAN | 211 | 8 |  | 12.7 | 1.8418
OBAN | 211 | 9 |  | 12.6 | 1.849
OBAN | 211 | 10 |  | 12.8 | 1.8345
OBAN | 211 | 11 |  | 13.1 | 1.8126
OBAN | 211 | 12 |  | 13.6 | 1.7762
OBAN | 211 | 13 |  | 14 | 1.7471
OBAN | 211 | 14 |  | 14.1 | 1.7398
OBAN | 211 | 15 |  | 14 | 1.7471
OBAN | 211 | 16 |  | 14.2 | 1.7326
OBAN | 211 | 17 |  | 14.8 | 1.6889
OBAN | 211 | 18 |  | 14.7 | 1.6962
OBAN | 211 | 19 |  | 14.3 | 1.7253
OBAN | 211 | 20 |  | 14 | 1.7471
OBAN | 211 | 21 |  | 13.4 | 1.7908
OBAN | 211 | 22 |  | 13.5 | 1.7835
OBAN | 211 | 23 |  | 13.3 | 1.7981
OBAN | 211 | 24 |  | 13.1 | 1.8126
OBAN | 212 | 1 |  | 12.8 | 1.8345
OBAN | 212 | 2 |  | 12.8 | 1.8345
OBAN | 212 | 3 |  | 13.5 | 1.7835
OBAN | 212 | 4 |  | 12.8 | 1.8345
OBAN | 212 | 5 |  | 12.9 | 1.8272
OBAN | 212 | 6 |  | 13.1 | 1.8126
OBAN | 212 | 7 |  | 13.4 | 1.7908
OBAN | 212 | 8 |  | 14.3 | 1.7253
OBAN | 212 | 9 |  | 14.1 | 1.7398
OBAN | 212 | 10 |  | 14.3 | 1.7253
OBAN | 212 | 11 |  | 14.2 | 1.7326
OBAN | 212 | 12 |  | 14.7 | 1.6962
OBAN | 212 | 13 |  | 15.2 | 1.6598
OBAN | 212 | 14 |  | 14.6 | 1.7034
OBAN | 212 | 15 |  | 14.5 | 1.7107
OBAN | 212 | 16 |  | 14.5 | 1.7107
OBAN | 212 | 17 |  | 14.5 | 1.7107
OBAN | 212 | 18 |  | 13.9 | 1.7544
OBAN | 212 | 19 |  | 13.7 | 1.769
OBAN | 212 | 20 |  | 13.5 | 1.7835
OBAN | 212 | 21 |  | 13.2 | 1.8054
OBAN | 212 | 22 |  | 13 | 1.8199
OBAN | 212 | 23 |  | 12.7 | 1.8418
OBAN | 212 | 24 |  | 12.6 | 1.849
OBAN | 213 | 1 |  | 12.5 | 1.8563
OBAN | 213 | 2 |  | 12.5 | 1.8563
OBAN | 213 | 3 |  | 12.5 | 1.8563
OBAN | 213 | 4 |  | 12.5 | 1.8563
OBAN | 213 | 5 |  | 12.4 | 1.8636
OBAN | 213 | 6 |  | 12.3 | 1.8709
OBAN | 213 | 7 |  | 12.8 | 1.8345
OBAN | 213 | 8 |  | 12.5 | 1.8563
OBAN | 213 | 9 |  | 13 | 1.8199
OBAN | 213 | 10 |  | 13.4 | 1.7908
OBAN | 213 | 11 |  | 13.9 | 1.7544
OBAN | 213 | 12 |  | 13.2 | 1.8054
OBAN | 213 | 13 |  | 13.6 | 1.7762
OBAN | 213 | 14 |  | 13.5 | 1.7835
OBAN | 213 | 15 |  | 13.3 | 1.7981
OBAN | 213 | 16 |  | 13.3 | 1.7981
OBAN | 213 | 17 |  | 13.2 | 1.8054
OBAN | 213 | 18 |  | 13.1 | 1.8126
OBAN | 213 | 19 |  | 12.3 | 1.8709
OBAN | 213 | 20 |  | 12.3 | 1.8709
OBAN | 213 | 21 |  | 12.4 | 1.8636
OBAN | 213 | 22 |  | 12.3 | 1.8709
OBAN | 213 | 23 |  | 12.3 | 1.8709
OBAN | 213 | 24 |  | 11.9 | 1.9
OBAN | 214 | 1 |  | 11.5 | 1.9291
OBAN | 214 | 2 |  | 11.8 | 1.9073
OBAN | 214 | 3 |  | 12 | 1.8927
OBAN | 214 | 4 |  | 11.6 | 1.9218
OBAN | 214 | 5 |  | 11.2 | 1.9509
OBAN | 214 | 6 |  | 11.6 | 1.9218
OBAN | 214 | 7 |  | 11.8 | 1.9073
OBAN | 214 | 8 |  | 12.3 | 1.8709
OBAN | 214 | 9 |  | 13.4 | 1.7908
OBAN | 214 | 10 |  | 13.5 | 1.7835
OBAN | 214 | 11 |  | 13.5 | 1.7835
OBAN | 214 | 12 |  | 13.6 | 1.7762
OBAN | 214 | 13 |  | 14.1 | 1.7398
OBAN | 214 | 14 |  | 14.1 | 1.7398
OBAN | 214 | 15 |  | 14.1 | 1.7398
OBAN | 214 | 16 |  | 14.1 | 1.7398
OBAN | 214 | 17 |  | 13.7 | 1.769
OBAN | 214 | 18 |  | 13.1 | 1.8126
OBAN | 214 | 19 |  | 13.1 | 1.8126
OBAN | 214 | 20 |  | 11.8 | 1.9073
OBAN | 214 | 21 |  | 11.4 | 1.9364
OBAN | 214 | 22 |  | 11 | 1.9655
OBAN | 214 | 23 |  | 10.8 | 1.9801
OBAN | 214 | 24 |  | 11 | 1.9655
OBAN | 215 | 1 |  | 10.7 | 1.9873
OBAN | 215 | 2 |  | 10.8 | 1.9801
OBAN | 215 | 3 |  | 10.6 | 1.9946
OBAN | 215 | 4 |  | 10.7 | 1.9873
OBAN | 215 | 5 |  | 10.7 | 1.9873
OBAN | 215 | 6 |  | 11 | 1.9655
OBAN | 215 | 7 |  | 11.2 | 1.9509
OBAN | 215 | 8 |  | 11.8 | 1.9073
OBAN | 215 | 9 |  | 12.7 | 1.8418
OBAN | 215 | 10 |  | 13.9 | 1.7544
OBAN | 215 | 11 |  | 14.2 | 1.7326
OBAN | 215 | 12 |  | 14 | 1.7471
OBAN | 215 | 13 |  | 14.2 | 1.7326
OBAN | 215 | 14 |  | 14.5 | 1.7107
OBAN | 215 | 15 |  | 14.7 | 1.6962
OBAN | 215 | 16 |  | 16.2 | 1.587
OBAN | 215 | 17 |  | 15.4 | 1.6452
OBAN | 215 | 18 |  | 15.4 | 1.6452
OBAN | 215 | 19 |  | 14.4 | 1.718
OBAN | 215 | 20 |  | 13.4 | 1.7908
OBAN | 215 | 21 |  | 12.8 | 1.8345
OBAN | 215 | 22 |  | 11.9 | 1.9
OBAN | 215 | 23 |  | 10 | 2.0383
OBAN | 215 | 24 |  | 8.3 | 2.1621
OBAN | 216 | 1 |  | 7.1 | 2.2494
OBAN | 216 | 2 |  | 6.8 | 2.2713
OBAN | 216 | 3 |  | 6.9 | 2.264
OBAN | 216 | 4 |  | 6.4 | 2.3004
OBAN | 216 | 5 |  | 6.3 | 2.3077
OBAN | 216 | 6 |  | 6.1 | 2.3222
OBAN | 216 | 7 |  | 8.7 | 2.1329
OBAN | 216 | 8 |  | 10.8 | 1.9801
OBAN | 216 | 9 |  | 12.9 | 1.8272
OBAN | 216 | 10 |  | 13.7 | 1.769
OBAN | 216 | 11 |  | 14.9 | 1.6816
OBAN | 216 | 12 |  | 14.7 | 1.6962
OBAN | 216 | 13 |  | 15.3 | 1.6525
OBAN | 216 | 14 |  | 15.3 | 1.6525
OBAN | 216 | 15 |  | 14.8 | 1.6889
OBAN | 216 | 16 |  | 14.9 | 1.6816
OBAN | 216 | 17 |  | 14.9 | 1.6816
OBAN | 216 | 18 |  | 14.6 | 1.7034
OBAN | 216 | 19 |  | 13.6 | 1.7762
OBAN | 216 | 20 |  | 12.7 | 1.8418
OBAN | 216 | 21 |  | 11.9 | 1.9
OBAN | 216 | 22 |  | 11.3 | 1.9437
OBAN | 216 | 23 |  | 9.9 | 2.0456
OBAN | 216 | 24 |  | 9 | 2.1111
OBAN | 217 | 1 |  | 7.1 | 2.2494
OBAN | 217 | 2 |  | 6.8 | 2.2713
OBAN | 217 | 3 |  | 5.9 | 2.3368
OBAN | 217 | 4 |  | 5.2 | 2.3877
OBAN | 217 | 5 |  | 4.6 | 2.4314
OBAN | 217 | 6 |  | 5 | 2.4023
OBAN | 217 | 7 |  | 7.6 | 2.213
OBAN | 217 | 8 |  | 9.3 | 2.0893
OBAN | 217 | 9 |  | 11 | 1.9655
OBAN | 217 | 10 |  | 12.6 | 1.849
OBAN | 217 | 11 |  | 13.6 | 1.7762
OBAN | 217 | 12 |  | 15.5 | 1.6379
OBAN | 217 | 13 |  | 15 | 1.6743
OBAN | 217 | 14 |  | 10.5 | 2.0019
OBAN | 217 | 15 |  | 14.2 | 1.7326
OBAN | 217 | 16 |  | 15.5 | 1.6379
OBAN | 217 | 17 |  | 14.1 | 1.7398
OBAN | 217 | 18 |  | 13.4 | 1.7908
OBAN | 217 | 19 |  | 13.1 | 1.8126
OBAN | 217 | 20 |  | 13 | 1.8199
OBAN | 217 | 21 |  | 12.5 | 1.8563
OBAN | 217 | 22 |  | 12.2 | 1.8782
OBAN | 217 | 23 |  | 11.7 | 1.9146
OBAN | 217 | 24 |  | 11.7 | 1.9146
OBAN | 218 | 1 |  | 11 | 1.9655
OBAN | 218 | 2 |  | 9.4 | 2.082
OBAN | 218 | 3 |  | 8.1 | 2.1766
OBAN | 218 | 4 |  | 6.8 | 2.2713
OBAN | 218 | 5 |  | 6 | 2.3295
OBAN | 218 | 6 |  | 6.2 | 2.3149
OBAN | 218 | 7 |  | 9.6 | 2.0674
OBAN | 218 | 8 |  | 11.1 | 1.9582
OBAN | 218 | 9 |  | 12 | 1.8927
OBAN | 218 | 10 |  | 13 | 1.8199
OBAN | 218 | 11 |  | 14 | 1.7471
OBAN | 218 | 12 |  | 13.8 | 1.7617
OBAN | 218 | 13 |  | 14.4 | 1.718
OBAN | 218 | 14 |  | 13.1 | 1.8126
OBAN | 218 | 15 |  | 12.9 | 1.8272
OBAN | 218 | 16 |  | 12.7 | 1.8418
OBAN | 218 | 17 |  | 12.6 | 1.849
OBAN | 218 | 18 |  | 13 | 1.8199
OBAN | 218 | 19 |  | 12.4 | 1.8636
OBAN | 218 | 20 |  | 12 | 1.8927
OBAN | 218 | 21 |  | 11.5 | 1.9291
OBAN | 218 | 22 |  | 11 | 1.9655
OBAN | 218 | 23 |  | 11 | 1.9655
OBAN | 218 | 24 |  | 11 | 1.9655
OBAN | 219 | 1 |  | 11 | 1.9655
OBAN | 219 | 2 |  | 11.4 | 1.9364
OBAN | 219 | 3 |  | 11.2 | 1.9509
OBAN | 219 | 4 |  | 11.6 | 1.9218
OBAN | 219 | 5 |  | 11.2 | 1.9509
OBAN | 219 | 6 |  | 11.5 | 1.9291
OBAN | 219 | 7 |  | 11.7 | 1.9146
OBAN | 219 | 8 |  | 11.7 | 1.9146
OBAN | 219 | 9 |  | 12 | 1.8927
OBAN | 219 | 10 |  | 12.1 | 1.8854
OBAN | 219 | 11 |  | 12.4 | 1.8636
OBAN | 219 | 12 |  | 12.7 | 1.8418
OBAN | 219 | 13 |  | 13 | 1.8199
OBAN | 219 | 14 |  | 13.7 | 1.769
OBAN | 219 | 15 |  | 14.3 | 1.7253
OBAN | 219 | 16 |  | 13.7 | 1.769
OBAN | 219 | 17 |  | 13.8 | 1.7617
OBAN | 219 | 18 |  | 13 | 1.8199
OBAN | 219 | 19 |  | 12.9 | 1.8272
OBAN | 219 | 20 |  | 12.9 | 1.8272
OBAN | 219 | 21 |  | 12.2 | 1.8782
OBAN | 219 | 22 |  | 11.9 | 1.9
OBAN | 219 | 23 |  | 11.6 | 1.9218
OBAN | 219 | 24 |  | 11.7 | 1.9146
OBAN | 220 | 1 |  | 12 | 1.8927
OBAN | 220 | 2 |  | 12 | 1.8927
OBAN | 220 | 3 |  | 11.8 | 1.9073
OBAN | 220 | 4 |  | 11.6 | 1.9218
OBAN | 220 | 5 |  | 11.8 | 1.9073
OBAN | 220 | 6 |  | 11.7 | 1.9146
OBAN | 220 | 7 |  | 12.5 | 1.8563
OBAN | 220 | 8 |  | 13.2 | 1.8054
OBAN | 220 | 9 |  | 14 | 1.7471
OBAN | 220 | 10 |  | 14.7 | 1.6962
OBAN | 220 | 11 |  | 15 | 1.6743
OBAN | 220 | 12 |  | 16.4 | 1.5724
OBAN | 220 | 13 |  | 15.8 | 1.6161
OBAN | 220 | 14 |  | 16.3 | 1.5797
OBAN | 220 | 15 |  | 16.5 | 1.5651
OBAN | 220 | 16 |  | 16.4 | 1.5724
OBAN | 220 | 17 |  | 16.3 | 1.5797
OBAN | 220 | 18 |  | 15.2 | 1.6598
OBAN | 220 | 19 |  | 14.8 | 1.6889
OBAN | 220 | 20 |  | 13.7 | 1.769
OBAN | 220 | 21 |  | 13.2 | 1.8054
OBAN | 220 | 22 |  | 12.4 | 1.8636
OBAN | 220 | 23 |  | 11 | 1.9655
OBAN | 220 | 24 |  | 9.9 | 2.0456
OBAN | 221 | 1 |  | 9 | 2.1111
OBAN | 221 | 2 |  | 8.7 | 2.1329
OBAN | 221 | 3 |  | 9.2 | 2.0965
OBAN | 221 | 4 |  | 9.1 | 2.1038
OBAN | 221 | 5 |  | 8.2 | 2.1693
OBAN | 221 | 6 |  | 8.3 | 2.1621
OBAN | 221 | 7 |  | 10.3 | 2.0165
OBAN | 221 | 8 |  | 11.8 | 1.9073
OBAN | 221 | 9 |  | 13.3 | 1.7981
OBAN | 221 | 10 |  | 13.9 | 1.7544
OBAN | 221 | 11 |  | 14.5 | 1.7107
OBAN | 221 | 12 |  | 16.3 | 1.5797
OBAN | 221 | 13 |  | 16 | 1.6015
OBAN | 221 | 14 |  | 16.7 | 1.5506
OBAN | 221 | 15 |  | 17.2 | 1.5142
OBAN | 221 | 16 |  | 16.8 | 1.5433
OBAN | 221 | 17 |  | 17.3 | 1.5069
OBAN | 221 | 18 |  | 16.2 | 1.587
OBAN | 221 | 19 |  | 14.7 | 1.6962
OBAN | 221 | 20 |  | 13.3 | 1.7981
OBAN | 221 | 21 |  | 12.5 | 1.8563
OBAN | 221 | 22 |  | 12.3 | 1.8709
OBAN | 221 | 23 |  | 10.4 | 2.0092
OBAN | 221 | 24 |  | 9.1 | 2.1038
OBAN | 222 | 1 |  | 8.1 | 2.1766
OBAN | 222 | 2 |  | 7.6 | 2.213
OBAN | 222 | 3 |  | 7.5 | 2.2203
OBAN | 222 | 4 |  | 8 | 2.1839
OBAN | 222 | 5 |  | 8.3 | 2.1621
OBAN | 222 | 6 |  | 10 | 2.0383
OBAN | 222 | 7 |  | 10.7 | 1.9873
OBAN | 222 | 8 |  | 11.7 | 1.9146
OBAN | 222 | 9 |  | 12.7 | 1.8418
OBAN | 222 | 10 |  | 13.4 | 1.7908
OBAN | 222 | 11 |  | 13.9 | 1.7544
OBAN | 222 | 12 |  | 14.4 | 1.718
OBAN | 222 | 13 |  | 14.6 | 1.7034
OBAN | 222 | 14 |  | 14.9 | 1.6816
OBAN | 222 | 15 |  | 15.5 | 1.6379
OBAN | 222 | 16 |  | 16.2 | 1.587
OBAN | 222 | 17 |  | 16.3 | 1.5797
OBAN | 222 | 18 |  | 16 | 1.6015
OBAN | 222 | 19 |  | 15.5 | 1.6379
OBAN | 222 | 20 |  | 14.9 | 1.6816
OBAN | 222 | 21 |  | 12.1 | 1.8854
OBAN | 222 | 22 |  | 12 | 1.8927
OBAN | 222 | 23 |  | 12 | 1.8927
OBAN | 222 | 24 |  | 12 | 1.8927
OBAN | 223 | 1 |  | 11.9 | 1.9
OBAN | 223 | 2 |  | 12 | 1.8927
OBAN | 223 | 3 |  | 11.2 | 1.9509
OBAN | 223 | 4 |  | 12.3 | 1.8709
OBAN | 223 | 5 |  | 12.6 | 1.849
OBAN | 223 | 6 |  | 13.1 | 1.8126
OBAN | 223 | 7 |  | 13.5 | 1.7835
OBAN | 223 | 8 |  | 13.8 | 1.7617
OBAN | 223 | 9 |  | 14.1 | 1.7398
OBAN | 223 | 10 |  | 15.1 | 1.667
OBAN | 223 | 11 |  | 15.1 | 1.667
OBAN | 223 | 12 |  | 15.5 | 1.6379
OBAN | 223 | 13 |  | 15.7 | 1.6234
OBAN | 223 | 14 |  | 16 | 1.6015
OBAN | 223 | 15 |  | 15.8 | 1.6161
OBAN | 223 | 16 |  | 16.1 | 1.5942
OBAN | 223 | 17 |  | 16.4 | 1.5724
OBAN | 223 | 18 |  | 16.2 | 1.587
OBAN | 223 | 19 |  | 15.8 | 1.6161
OBAN | 223 | 20 |  | 15.5 | 1.6379
OBAN | 223 | 21 |  | 15.6 | 1.6306
OBAN | 223 | 22 |  | 15.7 | 1.6234
OBAN | 223 | 23 |  | 15.6 | 1.6306
OBAN | 223 | 24 |  | 15.8 | 1.6161
OBAN | 224 | 1 |  | 15.6 | 1.6306
OBAN | 224 | 2 |  | 15.1 | 1.667
OBAN | 224 | 3 |  | 13.8 | 1.7617
OBAN | 224 | 4 |  | 13.8 | 1.7617
OBAN | 224 | 5 |  | 13.6 | 1.7762
OBAN | 224 | 6 |  | 13.6 | 1.7762
OBAN | 224 | 7 |  | 14 | 1.7471
OBAN | 224 | 8 |  | 14.4 | 1.718
OBAN | 224 | 9 |  | 15.5 | 1.6379
OBAN | 224 | 10 |  | 16.7 | 1.5506
OBAN | 224 | 11 |  | 17.3 | 1.5069
OBAN | 224 | 12 |  | 17.8 | 1.4705
OBAN | 224 | 13 |  | 16.8 | 1.5433
OBAN | 224 | 14 |  | 15.9 | 1.6088
OBAN | 224 | 15 |  | 15.8 | 1.6161
OBAN | 224 | 16 |  | 15.8 | 1.6161
OBAN | 224 | 17 |  | 15.8 | 1.6161
OBAN | 224 | 18 |  | 15.5 | 1.6379
OBAN | 224 | 19 |  | 15.4 | 1.6452
OBAN | 224 | 20 |  | 15.2 | 1.6598
OBAN | 224 | 21 |  | 15.1 | 1.667
OBAN | 224 | 22 |  | 15.4 | 1.6452
OBAN | 224 | 23 |  | 15.2 | 1.6598
OBAN | 224 | 24 |  | 15.2 | 1.6598
OBAN | 225 | 1 |  | 15.2 | 1.6598
OBAN | 225 | 2 |  | 15.3 | 1.6525
OBAN | 225 | 3 |  | 15.2 | 1.6598
OBAN | 225 | 4 |  | 15 | 1.6743
OBAN | 225 | 5 |  | 15 | 1.6743
OBAN | 225 | 6 |  | 14.2 | 1.7326
OBAN | 225 | 7 |  | 14.2 | 1.7326
OBAN | 225 | 8 |  | 14.2 | 1.7326
OBAN | 225 | 9 |  | 14.2 | 1.7326
OBAN | 225 | 10 |  | 14.1 | 1.7398
OBAN | 225 | 11 |  | 14.5 | 1.7107
OBAN | 225 | 12 |  | 14.9 | 1.6816
OBAN | 225 | 13 |  | 15.9 | 1.6088
OBAN | 225 | 14 |  | 15.6 | 1.6306
OBAN | 225 | 15 |  | 15.5 | 1.6379
OBAN | 225 | 16 |  | 15.2 | 1.6598
OBAN | 225 | 17 |  | 14.9 | 1.6816
OBAN | 225 | 18 |  | 15.2 | 1.6598
OBAN | 225 | 19 |  | 14.4 | 1.718
OBAN | 225 | 20 |  | 13.9 | 1.7544
OBAN | 225 | 21 |  | 13.6 | 1.7762
OBAN | 225 | 22 |  | 13.5 | 1.7835
OBAN | 225 | 23 |  | 13.4 | 1.7908
OBAN | 225 | 24 |  | 13.4 | 1.7908
OBAN | 226 | 1 |  | 13.3 | 1.7981
OBAN | 226 | 2 |  | 13 | 1.8199
OBAN | 226 | 3 |  | 13.4 | 1.7908
OBAN | 226 | 4 |  | 13.1 | 1.8126
OBAN | 226 | 5 |  | 13.4 | 1.7908
OBAN | 226 | 6 |  | 13.6 | 1.7762
OBAN | 226 | 7 |  | 13.6 | 1.7762
OBAN | 226 | 8 |  | 13.4 | 1.7908
OBAN | 226 | 9 |  | 13.4 | 1.7908
OBAN | 226 | 10 |  | 14.4 | 1.718
OBAN | 226 | 11 |  | 14.8 | 1.6889
OBAN | 226 | 12 |  | 14.8 | 1.6889
OBAN | 226 | 13 |  | 14.9 | 1.6816
OBAN | 226 | 14 |  | 14.8 | 1.6889
OBAN | 226 | 15 |  | 13.8 | 1.7617
OBAN | 226 | 16 |  | 13.5 | 1.7835
OBAN | 226 | 17 |  | 13.2 | 1.8054
OBAN | 226 | 18 |  | 13.5 | 1.7835
OBAN | 226 | 19 |  | 13.5 | 1.7835
OBAN | 226 | 20 |  | 13.3 | 1.7981
OBAN | 226 | 21 |  | 13.8 | 1.7617
OBAN | 226 | 22 |  | 13.9 | 1.7544
OBAN | 226 | 23 |  | 13.4 | 1.7908
OBAN | 226 | 24 |  | 13.4 | 1.7908
OBAN | 227 | 1 |  | 13.1 | 1.8126
OBAN | 227 | 2 |  | 13 | 1.8199
OBAN | 227 | 3 |  | 13.2 | 1.8054
OBAN | 227 | 4 |  | 13.2 | 1.8054
OBAN | 227 | 5 |  | 13.2 | 1.8054
OBAN | 227 | 6 |  | 13 | 1.8199
OBAN | 227 | 7 |  | 13.3 | 1.7981
OBAN | 227 | 8 |  | 14 | 1.7471
OBAN | 227 | 9 |  | 13.2 | 1.8054
OBAN | 227 | 10 |  | 13.2 | 1.8054
OBAN | 227 | 11 |  | 13.3 | 1.7981
OBAN | 227 | 12 |  | 14.8 | 1.6889
OBAN | 227 | 13 |  | 15.1 | 1.667
OBAN | 227 | 14 |  | 15.5 | 1.6379
OBAN | 227 | 15 |  | 15.4 | 1.6452
OBAN | 227 | 16 |  | 15.9 | 1.6088
OBAN | 227 | 17 |  | 15.6 | 1.6306
OBAN | 227 | 18 |  | 15.8 | 1.6161
OBAN | 227 | 19 |  | 15.8 | 1.6161
OBAN | 227 | 20 |  | 15.8 | 1.6161
OBAN | 227 | 21 |  | 16.1 | 1.5942
OBAN | 227 | 22 |  | 16.2 | 1.587
OBAN | 227 | 23 |  | 16.4 | 1.5724
OBAN | 227 | 24 |  | 16.2 | 1.587
OBAN | 228 | 1 |  | 16 | 1.6015
OBAN | 228 | 2 |  | 16.1 | 1.5942
OBAN | 228 | 3 |  | 16.2 | 1.587
OBAN | 228 | 4 |  | 16.6 | 1.5578
OBAN | 228 | 5 |  | 16.4 | 1.5724
OBAN | 228 | 6 |  | 16.2 | 1.587
OBAN | 228 | 7 |  | 16.1 | 1.5942
OBAN | 228 | 8 |  | 16.7 | 1.5506
OBAN | 228 | 9 |  | 15.9 | 1.6088
OBAN | 228 | 10 |  | 16.1 | 1.5942
OBAN | 228 | 11 |  | 16 | 1.6015
OBAN | 228 | 12 |  | 15.9 | 1.6088
OBAN | 228 | 13 |  | 15.4 | 1.6452
OBAN | 228 | 14 |  | 15.9 | 1.6088
OBAN | 228 | 15 |  | 16.2 | 1.587
OBAN | 228 | 16 |  | 16 | 1.6015
OBAN | 228 | 17 |  | 16.1 | 1.5942
OBAN | 228 | 18 |  | 16 | 1.6015
OBAN | 228 | 19 |  | 16.2 | 1.587
OBAN | 228 | 20 |  | 16 | 1.6015
OBAN | 228 | 21 |  | 15.9 | 1.6088
OBAN | 228 | 22 |  | 15.3 | 1.6525
OBAN | 228 | 23 |  | 15.5 | 1.6379
OBAN | 228 | 24 |  | 15.6 | 1.6306
OBAN | 229 | 1 |  | 16 | 1.6015
OBAN | 229 | 2 |  | 15.5 | 1.6379
OBAN | 229 | 3 |  | 15.4 | 1.6452
OBAN | 229 | 4 |  | 15.9 | 1.6088
OBAN | 229 | 5 |  | 15.6 | 1.6306
OBAN | 229 | 6 |  | 15.5 | 1.6379
OBAN | 229 | 7 |  | 15.2 | 1.6598
OBAN | 229 | 8 |  | 15.9 | 1.6088
OBAN | 229 | 9 |  | 16.4 | 1.5724
OBAN | 229 | 10 |  | 15.9 | 1.6088
OBAN | 229 | 11 |  | 16.3 | 1.5797
OBAN | 229 | 12 |  | 17.5 | 1.4923
OBAN | 229 | 13 |  | 18.3 | 1.4341
OBAN | 229 | 14 |  | 19.2 | 1.3686
OBAN | 229 | 15 |  | 19 | 1.3831
OBAN | 229 | 16 |  | 17.3 | 1.5069
OBAN | 229 | 17 |  | 16.3 | 1.5797
OBAN | 229 | 18 |  | 14.8 | 1.6889
OBAN | 229 | 19 |  | 15.3 | 1.6525
OBAN | 229 | 20 |  | 14.9 | 1.6816
OBAN | 229 | 21 |  | 14.7 | 1.6962
OBAN | 229 | 22 |  | 14.7 | 1.6962
OBAN | 229 | 23 |  | 14 | 1.7471
OBAN | 229 | 24 |  | 13.7 | 1.769
OBAN | 230 | 1 |  | 13.8 | 1.7617
OBAN | 230 | 2 |  | 13.7 | 1.769
OBAN | 230 | 3 |  | 13.7 | 1.769
OBAN | 230 | 4 |  | 13.6 | 1.7762
OBAN | 230 | 5 |  | 13.5 | 1.7835
OBAN | 230 | 6 |  | 13.1 | 1.8126
OBAN | 230 | 7 |  | 13 | 1.8199
OBAN | 230 | 8 |  | 14 | 1.7471
OBAN | 230 | 9 |  | 14.4 | 1.718
OBAN | 230 | 10 |  | 15 | 1.6743
OBAN | 230 | 11 |  | 16.1 | 1.5942
OBAN | 230 | 12 |  | 15.9 | 1.6088
OBAN | 230 | 13 |  | 16 | 1.6015
OBAN | 230 | 14 |  | 17.4 | 1.4996
OBAN | 230 | 15 |  | 16.5 | 1.5651
OBAN | 230 | 16 |  | 16.1 | 1.5942
OBAN | 230 | 17 |  | 15.8 | 1.6161
OBAN | 230 | 18 |  | 15 | 1.6743
OBAN | 230 | 19 |  | 15.3 | 1.6525
OBAN | 230 | 20 |  | 14.4 | 1.718
OBAN | 230 | 21 |  | 13.5 | 1.7835
OBAN | 230 | 22 |  | 12.7 | 1.8418
OBAN | 230 | 23 |  | 11.6 | 1.9218
OBAN | 230 | 24 |  | 10.9 | 1.9728
OBAN | 231 | 1 |  | 10.3 | 2.0165
OBAN | 231 | 2 |  | 9.6 | 2.0674
OBAN | 231 | 3 |  | 8.7 | 2.1329
OBAN | 231 | 4 |  | 8.3 | 2.1621
OBAN | 231 | 5 |  | 8.1 | 2.1766
OBAN | 231 | 6 |  | 8 | 2.1839
OBAN | 231 | 7 |  | 9.6 | 2.0674
OBAN | 231 | 8 |  | 12.1 | 1.8854
OBAN | 231 | 9 |  | 14.2 | 1.7326
OBAN | 231 | 10 |  | 16.4 | 1.5724
OBAN | 231 | 11 |  | 17.2 | 1.5142
OBAN | 231 | 12 |  | 16.9 | 1.536
OBAN | 231 | 13 |  | 16.6 | 1.5578
OBAN | 231 | 14 |  | 16.5 | 1.5651
OBAN | 231 | 15 |  | 16.7 | 1.5506
OBAN | 231 | 16 |  | 16.5 | 1.5651
OBAN | 231 | 17 |  | 17.3 | 1.5069
OBAN | 231 | 18 |  | 17.1 | 1.5214
OBAN | 231 | 19 |  | 16.8 | 1.5433
OBAN | 231 | 20 |  | 16.6 | 1.5578
OBAN | 231 | 21 |  | 16.8 | 1.5433
OBAN | 231 | 22 |  | 16.8 | 1.5433
OBAN | 231 | 23 |  | 16.5 | 1.5651
OBAN | 231 | 24 |  | 16.5 | 1.5651
OBAN | 232 | 1 |  | 16.4 | 1.5724
OBAN | 232 | 2 |  | 16.3 | 1.5797
OBAN | 232 | 3 |  | 16.1 | 1.5942
OBAN | 232 | 4 |  | 16 | 1.6015
OBAN | 232 | 5 |  | 16.1 | 1.5942
OBAN | 232 | 6 |  | 16 | 1.6015
OBAN | 232 | 7 |  | 16.2 | 1.587
OBAN | 232 | 8 |  | 16.5 | 1.5651
OBAN | 232 | 9 |  | 16.7 | 1.5506
OBAN | 232 | 10 |  | 16.8 | 1.5433
OBAN | 232 | 11 |  | 17 | 1.5287
OBAN | 232 | 12 |  | 17 | 1.5287
OBAN | 232 | 13 |  | 17.5 | 1.4923
OBAN | 232 | 14 |  | 17.4 | 1.4996
OBAN | 232 | 15 |  | 17.3 | 1.5069
OBAN | 232 | 16 |  | 16.6 | 1.5578
OBAN | 232 | 17 |  | 16 | 1.6015
OBAN | 232 | 18 |  | 14.9 | 1.6816
OBAN | 232 | 19 |  | 14.1 | 1.7398
OBAN | 232 | 20 |  | 13.8 | 1.7617
OBAN | 232 | 21 |  | 13.8 | 1.7617
OBAN | 232 | 22 |  | 13.6 | 1.7762
OBAN | 232 | 23 |  | 13.3 | 1.7981
OBAN | 232 | 24 |  | 13.3 | 1.7981
OBAN | 233 | 1 |  | 13.2 | 1.8054
OBAN | 233 | 2 |  | 13.2 | 1.8054
OBAN | 233 | 3 |  | 12.8 | 1.8345
OBAN | 233 | 4 |  | 12.4 | 1.8636
OBAN | 233 | 5 |  | 12 | 1.8927
OBAN | 233 | 6 |  | 12.2 | 1.8782
OBAN | 233 | 7 |  | 13.3 | 1.7981
OBAN | 233 | 8 |  | 14.3 | 1.7253
OBAN | 233 | 9 |  | 15.4 | 1.6452
OBAN | 233 | 10 |  | 16 | 1.6015
OBAN | 233 | 11 |  | 16.2 | 1.587
OBAN | 233 | 12 |  | 16.7 | 1.5506
OBAN | 233 | 13 |  | 16.3 | 1.5797
OBAN | 233 | 14 |  | 17.8 | 1.4705
OBAN | 233 | 15 |  | 17.6 | 1.4851
OBAN | 233 | 16 |  | 17.5 | 1.4923
OBAN | 233 | 17 |  | 17.2 | 1.5142
OBAN | 233 | 18 |  | 16.8 | 1.5433
OBAN | 233 | 19 |  | 16.4 | 1.5724
OBAN | 233 | 20 |  | 15.3 | 1.6525
OBAN | 233 | 21 |  | 15 | 1.6743
OBAN | 233 | 22 |  | 14.7 | 1.6962
OBAN | 233 | 23 |  | 14.2 | 1.7326
OBAN | 233 | 24 |  | 14 | 1.7471
OBAN | 234 | 1 |  | 13.5 | 1.7835
OBAN | 234 | 2 |  | 12.9 | 1.8272
OBAN | 234 | 3 |  | 12.6 | 1.849
OBAN | 234 | 4 |  | 12.5 | 1.8563
OBAN | 234 | 5 |  | 12.9 | 1.8272
OBAN | 234 | 6 |  | 12.8 | 1.8345
OBAN | 234 | 7 |  | 12.8 | 1.8345
OBAN | 234 | 8 |  | 13 | 1.8199
OBAN | 234 | 9 |  | 13.6 | 1.7762
OBAN | 234 | 10 |  | 13.9 | 1.7544
OBAN | 234 | 11 |  | 14.6 | 1.7034
OBAN | 234 | 12 |  | 15.4 | 1.6452
OBAN | 234 | 13 |  | 16.4 | 1.5724
OBAN | 234 | 14 |  | 16.3 | 1.5797
OBAN | 234 | 15 |  | 16.1 | 1.5942
OBAN | 234 | 16 |  | 16.2 | 1.587
OBAN | 234 | 17 |  | 16.7 | 1.5506
OBAN | 234 | 18 |  | 15.6 | 1.6306
OBAN | 234 | 19 |  | 15.1 | 1.667
OBAN | 234 | 20 |  | 14.4 | 1.718
OBAN | 234 | 21 |  | 14.2 | 1.7326
OBAN | 234 | 22 |  | 14.2 | 1.7326
OBAN | 234 | 23 |  | 14.1 | 1.7398
OBAN | 234 | 24 |  | 13.8 | 1.7617
OBAN | 235 | 1 |  | 13.6 | 1.7762
OBAN | 235 | 2 |  | 13.6 | 1.7762
OBAN | 235 | 3 |  | 13.5 | 1.7835
OBAN | 235 | 4 |  | 13.3 | 1.7981
OBAN | 235 | 5 |  | 13.5 | 1.7835
OBAN | 235 | 6 |  | 13.5 | 1.7835
OBAN | 235 | 7 |  | 13.5 | 1.7835
OBAN | 235 | 8 |  | 13.7 | 1.769
OBAN | 235 | 9 |  | 14.1 | 1.7398
OBAN | 235 | 10 |  | 14.6 | 1.7034
OBAN | 235 | 11 |  | 15.1 | 1.667
OBAN | 235 | 12 |  | 16.2 | 1.587
OBAN | 235 | 13 |  | 17.4 | 1.4996
OBAN | 235 | 14 |  | 18.3 | 1.4341
OBAN | 235 | 15 |  | 18.7 | 1.405
OBAN | 235 | 16 |  | 16.7 | 1.5506
OBAN | 235 | 17 |  | 15.4 | 1.6452
OBAN | 235 | 18 |  | 14.6 | 1.7034
OBAN | 235 | 19 |  | 13.8 | 1.7617
OBAN | 235 | 20 |  | 13.1 | 1.8126
OBAN | 235 | 21 |  | 12.3 | 1.8709
OBAN | 235 | 22 |  | 11.1 | 1.9582
OBAN | 235 | 23 |  | 10 | 2.0383
OBAN | 235 | 24 |  | 8.8 | 2.1257
OBAN | 236 | 1 |  | 8 | 2.1839
OBAN | 236 | 2 |  | 7.8 | 2.1985
OBAN | 236 | 3 |  | 7.3 | 2.2349
OBAN | 236 | 4 |  | 6 | 2.3295
OBAN | 236 | 5 |  | 5.2 | 2.3877
OBAN | 236 | 6 |  | 5.2 | 2.3877
OBAN | 236 | 7 |  | 7.1 | 2.2494
OBAN | 236 | 8 |  | 10.2 | 2.0237
OBAN | 236 | 9 |  | 12.4 | 1.8636
OBAN | 236 | 10 |  | 12.7 | 1.8418
OBAN | 236 | 11 |  | 14.3 | 1.7253
OBAN | 236 | 12 |  | 15.2 | 1.6598
OBAN | 236 | 13 |  | 16.1 | 1.5942
OBAN | 236 | 14 |  | 16.5 | 1.5651
OBAN | 236 | 15 |  | 16.6 | 1.5578
OBAN | 236 | 16 |  | 15.4 | 1.6452
OBAN | 236 | 17 |  | 14.6 | 1.7034
OBAN | 236 | 18 |  | 14.1 | 1.7398
OBAN | 236 | 19 |  | 13.5 | 1.7835
OBAN | 236 | 20 |  | 12.8 | 1.8345
OBAN | 236 | 21 |  | 12.1 | 1.8854
OBAN | 236 | 22 |  | 11.6 | 1.9218
OBAN | 236 | 23 |  | 11.1 | 1.9582
OBAN | 236 | 24 |  | 10.7 | 1.9873
OBAN | 237 | 1 |  | 10.4 | 2.0092
OBAN | 237 | 2 |  | 9.9 | 2.0456
OBAN | 237 | 3 |  | 9.9 | 2.0456
OBAN | 237 | 4 |  | 9.2 | 2.0965
OBAN | 237 | 5 |  | 8.8 | 2.1257
OBAN | 237 | 6 |  | 8.8 | 2.1257
OBAN | 237 | 7 |  | 9.5 | 2.0747
OBAN | 237 | 8 |  | 12.3 | 1.8709
OBAN | 237 | 9 |  | 14.1 | 1.7398
OBAN | 237 | 10 |  | 14.4 | 1.718
OBAN | 237 | 11 |  | 16 | 1.6015
OBAN | 237 | 12 |  | 16.9 | 1.536
OBAN | 237 | 13 |  | 17.8 | 1.4705
OBAN | 237 | 14 |  | 18.3 | 1.4341
OBAN | 237 | 15 |  | 18.3 | 1.4341
OBAN | 237 | 16 |  | 17.1 | 1.5214
OBAN | 237 | 17 |  | 16.3 | 1.5797
OBAN | 237 | 18 |  | 15.8 | 1.6161
OBAN | 237 | 19 |  | 15.2 | 1.6598
OBAN | 237 | 20 |  | 14.5 | 1.7107
OBAN | 237 | 21 |  | 13.8 | 1.7617
OBAN | 237 | 22 |  | 13.3 | 1.7981
OBAN | 237 | 23 |  | 12.8 | 1.8345
OBAN | 237 | 24 |  | 12.4 | 1.8636
OBAN | 238 | 1 |  | 12.2 | 1.8782
OBAN | 238 | 2 |  | 11.6 | 1.9218
OBAN | 238 | 3 |  | 11.6 | 1.9218
OBAN | 238 | 4 |  | 10.9 | 1.9728
OBAN | 238 | 5 |  | 10.5 | 2.0019
OBAN | 238 | 6 |  | 10.5 | 2.0019
OBAN | 238 | 7 |  | 11.2 | 1.9509
OBAN | 238 | 8 |  | 14 | 1.7471
OBAN | 238 | 9 |  | 15.1 | 1.667
OBAN | 238 | 10 |  | 14.9 | 1.6816
OBAN | 238 | 11 |  | 17.1 | 1.5214
OBAN | 238 | 12 |  | 17.5 | 1.4923
OBAN | 238 | 13 |  | 17.8 | 1.4705
OBAN | 238 | 14 |  | 17.4 | 1.4996
OBAN | 238 | 15 |  | 16.7 | 1.5506
OBAN | 238 | 16 |  | 16 | 1.6015
OBAN | 238 | 17 |  | 15.4 | 1.6452
OBAN | 238 | 18 |  | 14.7 | 1.6962
OBAN | 238 | 19 |  | 14 | 1.7471
OBAN | 238 | 20 |  | 13 | 1.8199
OBAN | 238 | 21 |  | 12.1 | 1.8854
OBAN | 238 | 22 |  | 11.8 | 1.9073
OBAN | 238 | 23 |  | 11.6 | 1.9218
OBAN | 238 | 24 |  | 11.6 | 1.9218
OBAN | 239 | 1 |  | 11.6 | 1.9218
OBAN | 239 | 2 |  | 10.4 | 2.0092
OBAN | 239 | 3 |  | 10.5 | 2.0019
OBAN | 239 | 4 |  | 10.1 | 2.031
OBAN | 239 | 5 |  | 9.6 | 2.0674
OBAN | 239 | 6 |  | 9.4 | 2.082
OBAN | 239 | 7 |  | 8.5 | 2.1475
OBAN | 239 | 8 |  | 10.6 | 1.9946
OBAN | 239 | 9 |  | 12.2 | 1.8782
OBAN | 239 | 10 |  | 13.1 | 1.8126
OBAN | 239 | 11 |  | 14.3 | 1.7253
OBAN | 239 | 12 |  | 14.4 | 1.718
OBAN | 239 | 13 |  | 14.5 | 1.7107
OBAN | 239 | 14 |  | 15.4 | 1.6452
OBAN | 239 | 15 |  | 15.6 | 1.6306
OBAN | 239 | 16 |  | 14.8 | 1.6889
OBAN | 239 | 17 |  | 14.5 | 1.7107
OBAN | 239 | 18 |  | 13.9 | 1.7544
OBAN | 239 | 19 |  | 13.3 | 1.7981
OBAN | 239 | 20 |  | 13 | 1.8199
OBAN | 239 | 21 |  | 13.1 | 1.8126
OBAN | 239 | 22 |  | 13.1 | 1.8126
OBAN | 239 | 23 |  | 13.2 | 1.8054
OBAN | 239 | 24 |  | 13.3 | 1.7981
OBAN | 240 | 1 |  | 13.5 | 1.7835
OBAN | 240 | 2 |  | 13.8 | 1.7617
OBAN | 240 | 3 |  | 14.1 | 1.7398
OBAN | 240 | 4 |  | 14.4 | 1.718
OBAN | 240 | 5 |  | 14.2 | 1.7326
OBAN | 240 | 6 |  | 14.1 | 1.7398
OBAN | 240 | 7 |  | 14.2 | 1.7326
OBAN | 240 | 8 |  | 14.3 | 1.7253
OBAN | 240 | 9 |  | 14.5 | 1.7107
OBAN | 240 | 10 |  | 14.5 | 1.7107
OBAN | 240 | 11 |  | 14.8 | 1.6889
OBAN | 240 | 12 |  | 14.6 | 1.7034
OBAN | 240 | 13 |  | 14.8 | 1.6889
OBAN | 240 | 14 |  | 14.7 | 1.6962
OBAN | 240 | 15 |  | 15.1 | 1.667
OBAN | 240 | 16 |  | 14.5 | 1.7107
OBAN | 240 | 17 |  | 14.3 | 1.7253
OBAN | 240 | 18 |  | 14.2 | 1.7326
OBAN | 240 | 19 |  | 14.3 | 1.7253
OBAN | 240 | 20 |  | 15.4 | 1.6452
OBAN | 240 | 21 |  | 14.4 | 1.718
OBAN | 240 | 22 |  | 14.3 | 1.7253
OBAN | 240 | 23 |  | 14 | 1.7471
OBAN | 240 | 24 |  | 13.8 | 1.7617
OBAN | 241 | 1 |  | 13.3 | 1.7981
OBAN | 241 | 2 |  | 12.9 | 1.8272
OBAN | 241 | 3 |  | 12.5 | 1.8563
OBAN | 241 | 4 |  | 12.3 | 1.8709
OBAN | 241 | 5 |  | 12.2 | 1.8782
OBAN | 241 | 6 |  | 12.5 | 1.8563
OBAN | 241 | 7 |  | 12.6 | 1.849
OBAN | 241 | 8 |  | 12.8 | 1.8345
OBAN | 241 | 9 |  | 13.1 | 1.8126
OBAN | 241 | 10 |  | 13.5 | 1.7835
OBAN | 241 | 11 |  | 13.2 | 1.8054
OBAN | 241 | 12 |  | 13.4 | 1.7908
OBAN | 241 | 13 |  | 14.3 | 1.7253
OBAN | 241 | 14 |  | 14.9 | 1.6816
OBAN | 241 | 15 |  | 14.2 | 1.7326
OBAN | 241 | 16 |  | 14.9 | 1.6816
OBAN | 241 | 17 |  | 14.2 | 1.7326
OBAN | 241 | 18 |  | 13.9 | 1.7544
OBAN | 241 | 19 |  | 14.1 | 1.7398
OBAN | 241 | 20 |  | 13.9 | 1.7544
OBAN | 241 | 21 |  | 14.2 | 1.7326
OBAN | 241 | 22 |  | 14.2 | 1.7326
OBAN | 241 | 23 |  | 13.7 | 1.769
OBAN | 241 | 24 |  | 13.8 | 1.7617
OBAN | 242 | 1 |  | 14 | 1.7471
OBAN | 242 | 2 |  | 14.2 | 1.7326
OBAN | 242 | 3 |  | 13.5 | 1.7835
OBAN | 242 | 4 |  | 13.1 | 1.8126
OBAN | 242 | 5 |  | 12.5 | 1.8563
OBAN | 242 | 6 |  | 12.3 | 1.8709
OBAN | 242 | 7 |  | 11.9 | 1.9
OBAN | 242 | 8 |  | 12.4 | 1.8636
OBAN | 242 | 9 |  | 13 | 1.8199
OBAN | 242 | 10 |  | 15 | 1.6743
OBAN | 242 | 11 |  | 15 | 1.6743
OBAN | 242 | 12 |  | 15.5 | 1.6379
OBAN | 242 | 13 |  | 15.9 | 1.6088
OBAN | 242 | 14 |  | 17.1 | 1.5214
OBAN | 242 | 15 |  | 17.1 | 1.5214
OBAN | 242 | 16 |  | 17.5 | 1.4923
OBAN | 242 | 17 |  | 17.5 | 1.4923
OBAN | 242 | 18 |  | 16.8 | 1.5433
OBAN | 242 | 19 |  | 15.5 | 1.6379
OBAN | 242 | 20 |  | 13.4 | 1.7908
OBAN | 242 | 21 |  | 12.3 | 1.8709
OBAN | 242 | 22 |  | 11.5 | 1.9291
OBAN | 242 | 23 |  | 12.4 | 1.8636
OBAN | 242 | 24 |  | 12.1 | 1.8854
OBAN | 243 | 1 |  | 11.9 | 1.9
OBAN | 243 | 2 |  | 11.8 | 1.9073
OBAN | 243 | 3 |  | 11.7 | 1.9146
OBAN | 243 | 4 |  | 12.3 | 1.8709
OBAN | 243 | 5 |  | 12.2 | 1.8782
OBAN | 243 | 6 |  | 12.4 | 1.8636
OBAN | 243 | 7 |  | 12.6 | 1.849
OBAN | 243 | 8 |  | 13.7 | 1.769
OBAN | 243 | 9 |  | 14.4 | 1.718
OBAN | 243 | 10 |  | 15.1 | 1.667
OBAN | 243 | 11 |  | 16.8 | 1.5433
OBAN | 243 | 12 |  | 16.6 | 1.5578
OBAN | 243 | 13 |  | 17.6 | 1.4851
OBAN | 243 | 14 |  | 18 | 1.4559
OBAN | 243 | 15 |  | 18.2 | 1.4414
OBAN | 243 | 16 |  | 17.4 | 1.4996
OBAN | 243 | 17 |  | 17 | 1.5287
OBAN | 243 | 18 |  | 16.7 | 1.5506
OBAN | 243 | 19 |  | 16.2 | 1.587
OBAN | 243 | 20 |  | 15.9 | 1.6088
OBAN | 243 | 21 |  | 15.6 | 1.6306
OBAN | 243 | 22 |  | 15.2 | 1.6598
OBAN | 243 | 23 |  | 14.8 | 1.6889
OBAN | 243 | 24 |  | 14.3 | 1.7253
OBAN | 244 | 1 |  | 13.8 | 1.7617
OBAN | 244 | 2 |  | 13.3 | 1.7981
OBAN | 244 | 3 |  | 13 | 1.8199
OBAN | 244 | 4 |  | 12.8 | 1.8345
OBAN | 244 | 5 |  | 12.7 | 1.8418
OBAN | 244 | 6 |  | 12.6 | 1.849
OBAN | 244 | 7 |  | 13.2 | 1.8054
OBAN | 244 | 8 |  | 13.3 | 1.7981
OBAN | 244 | 9 |  | 12.5 | 1.8563
OBAN | 244 | 10 |  | 12.7 | 1.8418
OBAN | 244 | 11 |  | 13.1 | 1.8126
OBAN | 244 | 12 |  | 14 | 1.7471
OBAN | 244 | 13 |  | 13.9 | 1.7544
OBAN | 244 | 14 |  | 13 | 1.8199
OBAN | 244 | 15 |  | 12 | 1.8927
OBAN | 244 | 16 |  | 13.4 | 1.7908
OBAN | 244 | 17 |  | 13 | 1.8199
OBAN | 244 | 18 |  | 13 | 1.8199
OBAN | 244 | 19 |  | 12.4 | 1.8636
OBAN | 244 | 20 |  | 11.5 | 1.9291
OBAN | 244 | 21 |  | 10.6 | 1.9946
OBAN | 244 | 22 |  | 10.8 | 1.9801
OBAN | 244 | 23 |  | 10.3 | 2.0165
OBAN | 244 | 24 |  | 10.8 | 1.9801
OBAN | 245 | 1 |  | 10.8 | 1.9801
OBAN | 245 | 2 |  | 10.5 | 2.0019
OBAN | 245 | 3 |  | 10.7 | 1.9873
OBAN | 245 | 4 |  | 10.4 | 2.0092
OBAN | 245 | 5 |  | 10.2 | 2.0237
OBAN | 245 | 6 |  | 9.9 | 2.0456
OBAN | 245 | 7 |  | 10 | 2.0383
OBAN | 245 | 8 |  | 11.8 | 1.9073
OBAN | 245 | 9 |  | 12.1 | 1.8854
OBAN | 245 | 10 |  | 12.7 | 1.8418
OBAN | 245 | 11 |  | 13.6 | 1.7762
OBAN | 245 | 12 |  | 13.7 | 1.769
OBAN | 245 | 13 |  | 14 | 1.7471
OBAN | 245 | 14 |  | 14.9 | 1.6816
OBAN | 245 | 15 |  | 15.6 | 1.6306
OBAN | 245 | 16 |  | 15.6 | 1.6306
OBAN | 245 | 17 |  | 15.4 | 1.6452
OBAN | 245 | 18 |  | 15 | 1.6743
OBAN | 245 | 19 |  | 13.2 | 1.8054
OBAN | 245 | 20 |  | 12.3 | 1.8709
OBAN | 245 | 21 |  | 10.9 | 1.9728
OBAN | 245 | 22 |  | 9.6 | 2.0674
OBAN | 245 | 23 |  | 9.4 | 2.082
OBAN | 245 | 24 |  | 9.3 | 2.0893
OBAN | 246 | 1 |  | 8.9 | 2.1184
OBAN | 246 | 2 |  | 10 | 2.0383
OBAN | 246 | 3 |  | 10 | 2.0383
OBAN | 246 | 4 |  | 10.1 | 2.031
OBAN | 246 | 5 |  | 10.2 | 2.0237
OBAN | 246 | 6 |  | 10.3 | 2.0165
OBAN | 246 | 7 |  | 10.4 | 2.0092
OBAN | 246 | 8 |  | 10.5 | 2.0019
OBAN | 246 | 9 |  | 11.9 | 1.9
OBAN | 246 | 10 |  | 12.8 | 1.8345
OBAN | 246 | 11 |  | 13.4 | 1.7908
OBAN | 246 | 12 |  | 13.7 | 1.769
OBAN | 246 | 13 |  | 13.7 | 1.769
OBAN | 246 | 14 |  | 14.1 | 1.7398
OBAN | 246 | 15 |  | 13.9 | 1.7544
OBAN | 246 | 16 |  | 13.8 | 1.7617
OBAN | 246 | 17 |  | 13.7 | 1.769
OBAN | 246 | 18 |  | 13.7 | 1.769
OBAN | 246 | 19 |  | 13.3 | 1.7981
OBAN | 246 | 20 |  | 13 | 1.8199
OBAN | 246 | 21 |  | 12.7 | 1.8418
OBAN | 246 | 22 |  | 12.5 | 1.8563
OBAN | 246 | 23 |  | 12.9 | 1.8272
OBAN | 246 | 24 |  | 13.1 | 1.8126
OBAN | 247 | 1 |  | 12.7 | 1.8418
OBAN | 247 | 2 |  | 12.3 | 1.8709
OBAN | 247 | 3 |  | 12.3 | 1.8709
OBAN | 247 | 4 |  | 12.6 | 1.849
OBAN | 247 | 5 |  | 12 | 1.8927
OBAN | 247 | 6 |  | 11.8 | 1.9073
OBAN | 247 | 7 |  | 12 | 1.8927
OBAN | 247 | 8 |  | 12.3 | 1.8709
OBAN | 247 | 9 |  | 13.3 | 1.7981
OBAN | 247 | 10 |  | 13.7 | 1.769
OBAN | 247 | 11 |  | 13.7 | 1.769
OBAN | 247 | 12 |  | 13.8 | 1.7617
OBAN | 247 | 13 |  | 14 | 1.7471
OBAN | 247 | 14 |  | 13.9 | 1.7544
OBAN | 247 | 15 |  | 15 | 1.6743
OBAN | 247 | 16 |  | 15.8 | 1.6161
OBAN | 247 | 17 |  | 14.7 | 1.6962
OBAN | 247 | 18 |  | 14.6 | 1.7034
OBAN | 247 | 19 |  | 13.8 | 1.7617
OBAN | 247 | 20 |  | 13.4 | 1.7908
OBAN | 247 | 21 |  | 13.3 | 1.7981
OBAN | 247 | 22 |  | 13.3 | 1.7981
OBAN | 247 | 23 |  | 13 | 1.8199
OBAN | 247 | 24 |  | 12.7 | 1.8418
OBAN | 248 | 1 |  | 13.1 | 1.8126
OBAN | 248 | 2 |  | 13.2 | 1.8054
OBAN | 248 | 3 |  | 11.9 | 1.9
OBAN | 248 | 4 |  | 12.4 | 1.8636
OBAN | 248 | 5 |  | 13 | 1.8199
OBAN | 248 | 6 |  | 13.6 | 1.7762
OBAN | 248 | 7 |  | 13.7 | 1.769
OBAN | 248 | 8 |  | 13.6 | 1.7762
OBAN | 248 | 9 |  | 13.5 | 1.7835
OBAN | 248 | 10 |  | 14.1 | 1.7398
OBAN | 248 | 11 |  | 14.2 | 1.7326
OBAN | 248 | 12 |  | 14.3 | 1.7253
OBAN | 248 | 13 |  | 14.2 | 1.7326
OBAN | 248 | 14 |  | 14.3 | 1.7253
OBAN | 248 | 15 |  | 13.7 | 1.769
OBAN | 248 | 16 |  | 13.7 | 1.769
OBAN | 248 | 17 |  | 13.2 | 1.8054
OBAN | 248 | 18 |  | 13.5 | 1.7835
OBAN | 248 | 19 |  | 13.8 | 1.7617
OBAN | 248 | 20 |  | 14 | 1.7471
OBAN | 248 | 21 |  | 13.7 | 1.769
OBAN | 248 | 22 |  | 13.8 | 1.7617
OBAN | 248 | 23 |  | 13.9 | 1.7544
OBAN | 248 | 24 |  | 13.7 | 1.769
OBAN | 249 | 1 |  | 13.6 | 1.7762
OBAN | 249 | 2 |  | 13.9 | 1.7544
OBAN | 249 | 3 |  | 13.7 | 1.769
OBAN | 249 | 4 |  | 13.1 | 1.8126
OBAN | 249 | 5 |  | 13 | 1.8199
OBAN | 249 | 6 |  | 13.4 | 1.7908
OBAN | 249 | 7 |  | 13.5 | 1.7835
OBAN | 249 | 8 |  | 13.5 | 1.7835
OBAN | 249 | 9 |  | 12.5 | 1.8563
OBAN | 249 | 10 |  | 13.4 | 1.7908
OBAN | 249 | 11 |  | 14.5 | 1.7107
OBAN | 249 | 12 |  | 15.1 | 1.667
OBAN | 249 | 13 |  | 15.8 | 1.6161
OBAN | 249 | 14 |  | 16.2 | 1.587
OBAN | 249 | 15 |  | 16.7 | 1.5506
OBAN | 249 | 16 |  | 15.9 | 1.6088
OBAN | 249 | 17 |  | 14.8 | 1.6889
OBAN | 249 | 18 |  | 14.6 | 1.7034
OBAN | 249 | 19 |  | 13.5 | 1.7835
OBAN | 249 | 20 |  | 12 | 1.8927
OBAN | 249 | 21 |  | 11.3 | 1.9437
OBAN | 249 | 22 |  | 10.7 | 1.9873
OBAN | 249 | 23 |  | 11 | 1.9655
OBAN | 249 | 24 |  | 10.9 | 1.9728
OBAN | 250 | 1 |  | 10.9 | 1.9728
OBAN | 250 | 2 |  | 11.3 | 1.9437
OBAN | 250 | 3 |  | 11.2 | 1.9509
OBAN | 250 | 4 |  | 11.1 | 1.9582
OBAN | 250 | 5 |  | 11.1 | 1.9582
OBAN | 250 | 6 |  | 10.9 | 1.9728
OBAN | 250 | 7 |  | 11 | 1.9655
OBAN | 250 | 8 |  | 11.4 | 1.9364
OBAN | 250 | 9 |  | 11.9 | 1.9
OBAN | 250 | 10 |  | 12.1 | 1.8854
OBAN | 250 | 11 |  | 12.4 | 1.8636
OBAN | 250 | 12 |  | 12.5 | 1.8563
OBAN | 250 | 13 |  | 12.6 | 1.849
OBAN | 250 | 14 |  | 12.9 | 1.8272
OBAN | 250 | 15 |  | 12.7 | 1.8418
OBAN | 250 | 16 |  | 12.6 | 1.849
OBAN | 250 | 17 |  | 12.6 | 1.849
OBAN | 250 | 18 |  | 11.9 | 1.9
OBAN | 250 | 19 |  | 11.6 | 1.9218
OBAN | 250 | 20 |  | 11.2 | 1.9509
OBAN | 250 | 21 |  | 10.6 | 1.9946
OBAN | 250 | 22 |  | 10.4 | 2.0092
OBAN | 250 | 23 |  | 8.8 | 2.1257
OBAN | 250 | 24 |  | 7.6 | 2.213
OBAN | 251 | 1 |  | 6.7 | 2.2785
OBAN | 251 | 2 |  | 6.3 | 2.3077
OBAN | 251 | 3 |  | 6.2 | 2.3149
OBAN | 251 | 4 |  | 5.6 | 2.3586
OBAN | 251 | 5 |  | 5 | 2.4023
OBAN | 251 | 6 |  | 4.9 | 2.4096
OBAN | 251 | 7 |  | 5.5 | 2.3659
OBAN | 251 | 8 |  | 7.7 | 2.2057
OBAN | 251 | 9 |  | 9.4 | 2.082
OBAN | 251 | 10 |  | 11.2 | 1.9509
OBAN | 251 | 11 |  | 13 | 1.8199
OBAN | 251 | 12 |  | 14.1 | 1.7398
OBAN | 251 | 13 |  | 14.9 | 1.6816
OBAN | 251 | 14 |  | 15.7 | 1.6234
OBAN | 251 | 15 |  | 15.6 | 1.6306
OBAN | 251 | 16 |  | 15.3 | 1.6525
OBAN | 251 | 17 |  | 15.2 | 1.6598
OBAN | 251 | 18 |  | 14.3 | 1.7253
OBAN | 251 | 19 |  | 13 | 1.8199
OBAN | 251 | 20 |  | 12.4 | 1.8636
OBAN | 251 | 21 |  | 9.5 | 2.0747
OBAN | 251 | 22 |  | 8.5 | 2.1475
OBAN | 251 | 23 |  | 7.4 | 2.2276
OBAN | 251 | 24 |  | 6.7 | 2.2785
OBAN | 252 | 1 |  | 6.6 | 2.2858
OBAN | 252 | 2 |  | 6.6 | 2.2858
OBAN | 252 | 3 |  | 6.2 | 2.3149
OBAN | 252 | 4 |  | 5.9 | 2.3368
OBAN | 252 | 5 |  | 5.6 | 2.3586
OBAN | 252 | 6 |  | 5.3 | 2.3804
OBAN | 252 | 7 |  | 5.1 | 2.395
OBAN | 252 | 8 |  | 8.7 | 2.1329
OBAN | 252 | 9 |  | 10.3 | 2.0165
OBAN | 252 | 10 |  | 12.3 | 1.8709
OBAN | 252 | 11 |  | 12.7 | 1.8418
OBAN | 252 | 12 |  | 13.1 | 1.8126
OBAN | 252 | 13 |  | 13.5 | 1.7835
OBAN | 252 | 14 |  | 13.9 | 1.7544
OBAN | 252 | 15 |  | 14.3 | 1.7253
OBAN | 252 | 16 |  | 14.7 | 1.6962
OBAN | 252 | 17 |  | 14.2 | 1.7326
OBAN | 252 | 18 |  | 14.7 | 1.6962
OBAN | 252 | 19 |  | 14.8 | 1.6889
OBAN | 252 | 20 |  | 11.2 | 1.9509
OBAN | 252 | 21 |  | 9.1 | 2.1038
OBAN | 252 | 22 |  | 10.1 | 2.031
OBAN | 252 | 23 |  | 10.3 | 2.0165
OBAN | 252 | 24 |  | 10 | 2.0383
OBAN | 253 | 1 |  | 8.3 | 2.1621
OBAN | 253 | 2 |  | 8.2 | 2.1693
OBAN | 253 | 3 |  | 7.8 | 2.1985
OBAN | 253 | 4 |  | 7 | 2.2567
OBAN | 253 | 5 |  | 6.1 | 2.3222
OBAN | 253 | 6 |  | 6.3 | 2.3077
OBAN | 253 | 7 |  | 5.2 | 2.3877
OBAN | 253 | 8 |  | 7.3 | 2.2349
OBAN | 253 | 9 |  | 10.5 | 2.0019
OBAN | 253 | 10 |  | 11.2 | 1.9509
OBAN | 253 | 11 |  | 12.6 | 1.849
OBAN | 253 | 12 |  | 13.2 | 1.8054
OBAN | 253 | 13 |  | 14.6 | 1.7034
OBAN | 253 | 14 |  | 15.2 | 1.6598
OBAN | 253 | 15 |  | 15.9 | 1.6088
OBAN | 253 | 16 |  | 15.7 | 1.6234
OBAN | 253 | 17 |  | 15.8 | 1.6161
OBAN | 253 | 18 |  | 15.9 | 1.6088
OBAN | 253 | 19 |  | 13 | 1.8199
OBAN | 253 | 20 |  | 9.4 | 2.082
OBAN | 253 | 21 |  | 8.9 | 2.1184
OBAN | 253 | 22 |  | 8.4 | 2.1548
OBAN | 253 | 23 |  | 7.3 | 2.2349
OBAN | 253 | 24 |  | 6.7 | 2.2785
OBAN | 254 | 1 |  | 6.2 | 2.3149
OBAN | 254 | 2 |  | 5.5 | 2.3659
OBAN | 254 | 3 |  | 5.3 | 2.3804
OBAN | 254 | 4 |  | 5 | 2.4023
OBAN | 254 | 5 |  | 4.9 | 2.4096
OBAN | 254 | 6 |  | 4.4 | 2.446
OBAN | 254 | 7 |  | 3.9 | 2.4824
OBAN | 254 | 8 |  | 7.1 | 2.2494
OBAN | 254 | 9 |  | 10.7 | 1.9873
OBAN | 254 | 10 |  | 12.3 | 1.8709
OBAN | 254 | 11 |  | 14.8 | 1.6889
OBAN | 254 | 12 |  | 15.7 | 1.6234
OBAN | 254 | 13 |  | 17.4 | 1.4996
OBAN | 254 | 14 |  | 17.9 | 1.4632
OBAN | 254 | 15 |  | 17.7 | 1.4778
OBAN | 254 | 16 |  | 16.8 | 1.5433
OBAN | 254 | 17 |  | 17.2 | 1.5142
OBAN | 254 | 18 |  | 16.6 | 1.5578
OBAN | 254 | 19 |  | 15.8 | 1.6161
OBAN | 254 | 20 |  | 15 | 1.6743
OBAN | 254 | 21 |  | 14.9 | 1.6816
OBAN | 254 | 22 |  | 14.9 | 1.6816
OBAN | 254 | 23 |  | 14.5 | 1.7107
OBAN | 254 | 24 |  | 14.3 | 1.7253
OBAN | 255 | 1 |  | 14.3 | 1.7253
OBAN | 255 | 2 |  | 14.3 | 1.7253
OBAN | 255 | 3 |  | 14.2 | 1.7326
OBAN | 255 | 4 |  | 14.1 | 1.7398
OBAN | 255 | 5 |  | 14 | 1.7471
OBAN | 255 | 6 |  | 13.8 | 1.7617
OBAN | 255 | 7 |  | 13.8 | 1.7617
OBAN | 255 | 8 |  | 14.7 | 1.6962
OBAN | 255 | 9 |  | 15.3 | 1.6525
OBAN | 255 | 10 |  | 16.1 | 1.5942
OBAN | 255 | 11 |  | 16.5 | 1.5651
OBAN | 255 | 12 |  | 17.4 | 1.4996
OBAN | 255 | 13 |  | 19 | 1.3831
OBAN | 255 | 14 |  | 18.7 | 1.405
OBAN | 255 | 15 |  | 19.2 | 1.3686
OBAN | 255 | 16 |  | 19.8 | 1.3249
OBAN | 255 | 17 |  | 18.9 | 1.3904
OBAN | 255 | 18 |  | 17.4 | 1.4996
OBAN | 255 | 19 |  | 15.7 | 1.6234
OBAN | 255 | 20 |  | 14.1 | 1.7398
OBAN | 255 | 21 |  | 13.5 | 1.7835
OBAN | 255 | 22 |  | 12.9 | 1.8272
OBAN | 255 | 23 |  | 12.8 | 1.8345
OBAN | 255 | 24 |  | 13.2 | 1.8054
OBAN | 256 | 1 |  | 13.2 | 1.8054
OBAN | 256 | 2 |  | 13.3 | 1.7981
OBAN | 256 | 3 |  | 13.3 | 1.7981
OBAN | 256 | 4 |  | 13.1 | 1.8126
OBAN | 256 | 5 |  | 12.9 | 1.8272
OBAN | 256 | 6 |  | 12.8 | 1.8345
OBAN | 256 | 7 |  | 12.6 | 1.849
OBAN | 256 | 8 |  | 12.8 | 1.8345
OBAN | 256 | 9 |  | 13.3 | 1.7981
OBAN | 256 | 10 |  | 13.9 | 1.7544
OBAN | 256 | 11 |  | 13.1 | 1.8126
OBAN | 256 | 12 |  | 13.4 | 1.7908
OBAN | 256 | 13 |  | 13.7 | 1.769
OBAN | 256 | 14 |  | 13 | 1.8199
OBAN | 256 | 15 |  | 12.4 | 1.8636
OBAN | 256 | 16 |  | 11.3 | 1.9437
OBAN | 256 | 17 |  | 11.2 | 1.9509
OBAN | 256 | 18 |  | 11.6 | 1.9218
OBAN | 256 | 19 |  | 11.4 | 1.9364
OBAN | 256 | 20 |  | 11.2 | 1.9509
OBAN | 256 | 21 |  | 11 | 1.9655
OBAN | 256 | 22 |  | 10.5 | 2.0019
OBAN | 256 | 23 |  | 9.9 | 2.0456
OBAN | 256 | 24 |  | 9.4 | 2.082
OBAN | 257 | 1 |  | 8.9 | 2.1184
OBAN | 257 | 2 |  | 8 | 2.1839
OBAN | 257 | 3 |  | 6.8 | 2.2713
OBAN | 257 | 4 |  | 6.8 | 2.2713
OBAN | 257 | 5 |  | 6.6 | 2.2858
OBAN | 257 | 6 |  | 7.2 | 2.2421
OBAN | 257 | 7 |  | 7.5 | 2.2203
OBAN | 257 | 8 |  | 9.7 | 2.0601
OBAN | 257 | 9 |  | 11.2 | 1.9509
OBAN | 257 | 10 |  | 12 | 1.8927
OBAN | 257 | 11 |  | 11.9 | 1.9
OBAN | 257 | 12 |  | 12.3 | 1.8709
OBAN | 257 | 13 |  | 11.6 | 1.9218
OBAN | 257 | 14 |  | 11.3 | 1.9437
OBAN | 257 | 15 |  | 12.5 | 1.8563
OBAN | 257 | 16 |  | 12.6 | 1.849
OBAN | 257 | 17 |  | 12.5 | 1.8563
OBAN | 257 | 18 |  | 12.6 | 1.849
OBAN | 257 | 19 |  | 12.5 | 1.8563
OBAN | 257 | 20 |  | 13 | 1.8199
OBAN | 257 | 21 |  | 11.3 | 1.9437
OBAN | 257 | 22 |  | 11.3 | 1.9437
OBAN | 257 | 23 |  | 10.2 | 2.0237
OBAN | 257 | 24 |  | 9 | 2.1111
OBAN | 258 | 1 |  | 8.8 | 2.1257
OBAN | 258 | 2 |  | 8.7 | 2.1329
OBAN | 258 | 3 |  | 8.2 | 2.1693
OBAN | 258 | 4 |  | 7.5 | 2.2203
OBAN | 258 | 5 |  | 7.3 | 2.2349
OBAN | 258 | 6 |  | 7.2 | 2.2421
OBAN | 258 | 7 |  | 8.9 | 2.1184
OBAN | 258 | 8 |  | 10.3 | 2.0165
OBAN | 258 | 9 |  | 11 | 1.9655
OBAN | 258 | 10 |  | 11 | 1.9655
OBAN | 258 | 11 |  | 11 | 1.9655
OBAN | 258 | 12 |  | 10.9 | 1.9728
OBAN | 258 | 13 |  | 12.2 | 1.8782
OBAN | 258 | 14 |  | 12.5 | 1.8563
OBAN | 258 | 15 |  | 13.4 | 1.7908
OBAN | 258 | 16 |  | 14.1 | 1.7398
OBAN | 258 | 17 |  | 14.2 | 1.7326
OBAN | 258 | 18 |  | 14.4 | 1.718
OBAN | 258 | 19 |  | 13.5 | 1.7835
OBAN | 258 | 20 |  | 13.5 | 1.7835
OBAN | 258 | 21 |  | 13.2 | 1.8054
OBAN | 258 | 22 |  | 13.1 | 1.8126
OBAN | 258 | 23 |  | 12.8 | 1.8345
OBAN | 258 | 24 |  | 11.5 | 1.9291
OBAN | 259 | 1 |  | 12.3 | 1.8709
OBAN | 259 | 2 |  | 11.2 | 1.9509
OBAN | 259 | 3 |  | 11.5 | 1.9291
OBAN | 259 | 4 |  | 10.9 | 1.9728
OBAN | 259 | 5 |  | 10.8 | 1.9801
OBAN | 259 | 6 |  | 10.4 | 2.0092
OBAN | 259 | 7 |  | 10.1 | 2.031
OBAN | 259 | 8 |  | 10.3 | 2.0165
OBAN | 259 | 9 |  | 11 | 1.9655
OBAN | 259 | 10 |  | 11.8 | 1.9073
OBAN | 259 | 11 |  | 12.4 | 1.8636
OBAN | 259 | 12 |  | 11.9 | 1.9
OBAN | 259 | 13 |  | 13.2 | 1.8054
OBAN | 259 | 14 |  | 12.9 | 1.8272
OBAN | 259 | 15 |  | 13.6 | 1.7762
OBAN | 259 | 16 |  | 12.1 | 1.8854
OBAN | 259 | 17 |  | 12.1 | 1.8854
OBAN | 259 | 18 |  | 10.8 | 1.9801
OBAN | 259 | 19 |  | 10.3 | 2.0165
OBAN | 259 | 20 |  | 10.6 | 1.9946
OBAN | 259 | 21 |  | 11.1 | 1.9582
OBAN | 259 | 22 |  | 10.5 | 2.0019
OBAN | 259 | 23 |  | 10.5 | 2.0019
OBAN | 259 | 24 |  | 10.8 | 1.9801
OBAN | 260 | 1 |  | 10.5 | 2.0019
OBAN | 260 | 2 |  | 10.2 | 2.0237
OBAN | 260 | 3 |  | 10.4 | 2.0092
OBAN | 260 | 4 |  | 10.5 | 2.0019
OBAN | 260 | 5 |  | 10.7 | 1.9873
OBAN | 260 | 6 |  | 10.8 | 1.9801
OBAN | 260 | 7 |  | 10.7 | 1.9873
OBAN | 260 | 8 |  | 10.3 | 2.0165
OBAN | 260 | 9 |  | 12.3 | 1.8709
OBAN | 260 | 10 |  | 12.3 | 1.8709
OBAN | 260 | 11 |  | 12.9 | 1.8272
OBAN | 260 | 12 |  | 13.7 | 1.769
OBAN | 260 | 13 |  | 13.6 | 1.7762
OBAN | 260 | 14 |  | 13.8 | 1.7617
OBAN | 260 | 15 |  | 13.9 | 1.7544
OBAN | 260 | 16 |  | 13.7 | 1.769
OBAN | 260 | 17 |  | 13.5 | 1.7835
OBAN | 260 | 18 |  | 12.5 | 1.8563
OBAN | 260 | 19 |  | 11.2 | 1.9509
OBAN | 260 | 20 |  | 10.9 | 1.9728
OBAN | 260 | 21 |  | 11.7 | 1.9146
OBAN | 260 | 22 |  | 11.4 | 1.9364
OBAN | 260 | 23 |  | 11.8 | 1.9073
OBAN | 260 | 24 |  | 11.8 | 1.9073
OBAN | 261 | 1 |  | 11.5 | 1.9291
OBAN | 261 | 2 |  | 11 | 1.9655
OBAN | 261 | 3 |  | 11 | 1.9655
OBAN | 261 | 4 |  | 11.3 | 1.9437
OBAN | 261 | 5 |  | 11.3 | 1.9437
OBAN | 261 | 6 |  | 12.4 | 1.8636
OBAN | 261 | 7 |  | 12.9 | 1.8272
OBAN | 261 | 8 |  | 14 | 1.7471
OBAN | 261 | 9 |  | 15.2 | 1.6598
OBAN | 261 | 10 |  | 14.5 | 1.7107
OBAN | 261 | 11 |  | 16.4 | 1.5724
OBAN | 261 | 12 |  | 17.5 | 1.4923
OBAN | 261 | 13 |  | 18.5 | 1.4195
OBAN | 261 | 14 |  | 18.9 | 1.3904
OBAN | 261 | 15 |  | 17.9 | 1.4632
OBAN | 261 | 16 |  | 17.1 | 1.5214
OBAN | 261 | 17 |  | 17.3 | 1.5069
OBAN | 261 | 18 |  | 16.8 | 1.5433
OBAN | 261 | 19 |  | 15.7 | 1.6234
OBAN | 261 | 20 |  | 15 | 1.6743
OBAN | 261 | 21 |  | 15.1 | 1.667
OBAN | 261 | 22 |  | 14.9 | 1.6816
OBAN | 261 | 23 |  | 14.4 | 1.718
OBAN | 261 | 24 |  | 14 | 1.7471
OBAN | 262 | 1 |  | 13.1 | 1.8126
OBAN | 262 | 2 |  | 12.8 | 1.8345
OBAN | 262 | 3 |  | 12 | 1.8927
OBAN | 262 | 4 |  | 12.2 | 1.8782
OBAN | 262 | 5 |  | 11.3 | 1.9437
OBAN | 262 | 6 |  | 10.8 | 1.9801
OBAN | 262 | 7 |  | 11.1 | 1.9582
OBAN | 262 | 8 |  | 10.5 | 2.0019
OBAN | 262 | 9 |  | 12.1 | 1.8854
OBAN | 262 | 10 |  | 11.1 | 1.9582
OBAN | 262 | 11 |  | 12.1 | 1.8854
OBAN | 262 | 12 |  | 13.6 | 1.7762
OBAN | 262 | 13 |  | 13.2 | 1.8054
OBAN | 262 | 14 |  | 13.5 | 1.7835
OBAN | 262 | 15 |  | 14 | 1.7471
OBAN | 262 | 16 |  | 14.5 | 1.7107
OBAN | 262 | 17 |  | 14.5 | 1.7107
OBAN | 262 | 18 |  | 14.5 | 1.7107
OBAN | 262 | 19 |  | 14.4 | 1.718
OBAN | 262 | 20 |  | 13.9 | 1.7544
OBAN | 262 | 21 |  | 13.5 | 1.7835
OBAN | 262 | 22 |  | 13.2 | 1.8054
OBAN | 262 | 23 |  | 13.2 | 1.8054
OBAN | 262 | 24 |  | 13.8 | 1.7617
OBAN | 263 | 1 |  | 13.9 | 1.7544
OBAN | 263 | 2 |  | 14 | 1.7471
OBAN | 263 | 3 |  | 14.4 | 1.718
OBAN | 263 | 4 |  | 14.7 | 1.6962
OBAN | 263 | 5 |  | 15 | 1.6743
OBAN | 263 | 6 |  | 14.3 | 1.7253
OBAN | 263 | 7 |  | 13.7 | 1.769
OBAN | 263 | 8 |  | 13 | 1.8199
OBAN | 263 | 9 |  | 13.6 | 1.7762
OBAN | 263 | 10 |  | 14 | 1.7471
OBAN | 263 | 11 |  | 14.7 | 1.6962
OBAN | 263 | 12 |  | 14.4 | 1.718
OBAN | 263 | 13 |  | 15 | 1.6743
OBAN | 263 | 14 |  | 14.5 | 1.7107
OBAN | 263 | 15 |  | 13.9 | 1.7544
OBAN | 263 | 16 |  | 13 | 1.8199
OBAN | 263 | 17 |  | 13.6 | 1.7762
OBAN | 263 | 18 |  | 13.8 | 1.7617
OBAN | 263 | 19 |  | 13.5 | 1.7835
OBAN | 263 | 20 |  | 13.2 | 1.8054
OBAN | 263 | 21 |  | 12.9 | 1.8272
OBAN | 263 | 22 |  | 12.9 | 1.8272
OBAN | 263 | 23 |  | 12.9 | 1.8272
OBAN | 263 | 24 |  | 12.9 | 1.8272
OBAN | 264 | 1 |  | 13 | 1.8199
OBAN | 264 | 2 |  | 12.6 | 1.849
OBAN | 264 | 3 |  | 12.4 | 1.8636
OBAN | 264 | 4 |  | 12.2 | 1.8782
OBAN | 264 | 5 |  | 11.4 | 1.9364
OBAN | 264 | 6 |  | 11.6 | 1.9218
OBAN | 264 | 7 |  | 12.1 | 1.8854
OBAN | 264 | 8 |  | 12.6 | 1.849
OBAN | 264 | 9 |  | 13.2 | 1.8054
OBAN | 264 | 10 |  | 13.7 | 1.769
OBAN | 264 | 11 |  | 14.1 | 1.7398
OBAN | 264 | 12 |  | 13.9 | 1.7544
OBAN | 264 | 13 |  | 13.6 | 1.7762
OBAN | 264 | 14 |  | 14.1 | 1.7398
OBAN | 264 | 15 |  | 15 | 1.6743
OBAN | 264 | 16 |  | 15 | 1.6743
OBAN | 264 | 17 |  | 14.9 | 1.6816
OBAN | 264 | 18 |  | 14.9 | 1.6816
OBAN | 264 | 19 |  | 14.9 | 1.6816
OBAN | 264 | 20 |  | 14.6 | 1.7034
OBAN | 264 | 21 |  | 13 | 1.8199
OBAN | 264 | 22 |  | 13.2 | 1.8054
OBAN | 264 | 23 |  | 13.1 | 1.8126
OBAN | 264 | 24 |  | 13.1 | 1.8126
OBAN | 265 | 1 |  | 13.1 | 1.8126
OBAN | 265 | 2 |  | 12.9 | 1.8272
OBAN | 265 | 3 |  | 12.4 | 1.8636
OBAN | 265 | 4 |  | 12.1 | 1.8854
OBAN | 265 | 5 |  | 12.1 | 1.8854
OBAN | 265 | 6 |  | 12.2 | 1.8782
OBAN | 265 | 7 |  | 12.4 | 1.8636
OBAN | 265 | 8 |  | 12.4 | 1.8636
OBAN | 265 | 9 |  | 12.5 | 1.8563
OBAN | 265 | 10 |  | 12.5 | 1.8563
OBAN | 265 | 11 |  | 12.3 | 1.8709
OBAN | 265 | 12 |  | 12.2 | 1.8782
OBAN | 265 | 13 |  | 12 | 1.8927
OBAN | 265 | 14 |  | 12.2 | 1.8782
OBAN | 265 | 15 |  | 12.2 | 1.8782
OBAN | 265 | 16 |  | 11.9 | 1.9
OBAN | 265 | 17 |  | 12 | 1.8927
OBAN | 265 | 18 |  | 12.2 | 1.8782
OBAN | 265 | 19 |  | 12.3 | 1.8709
OBAN | 265 | 20 |  | 12.2 | 1.8782
OBAN | 265 | 21 |  | 12.3 | 1.8709
OBAN | 265 | 22 |  | 11.8 | 1.9073
OBAN | 265 | 23 |  | 11.6 | 1.9218
OBAN | 265 | 24 |  | 11.6 | 1.9218
OBAN | 266 | 1 |  | 11.5 | 1.9291
OBAN | 266 | 2 |  | 11.6 | 1.9218
OBAN | 266 | 3 |  | 11.7 | 1.9146
OBAN | 266 | 4 |  | 11.4 | 1.9364
OBAN | 266 | 5 |  | 10.8 | 1.9801
OBAN | 266 | 6 |  | 10.2 | 2.0237
OBAN | 266 | 7 |  | 9.5 | 2.0747
OBAN | 266 | 8 |  | 10.3 | 2.0165
OBAN | 266 | 9 |  | 10.8 | 1.9801
OBAN | 266 | 10 |  | 11.4 | 1.9364
OBAN | 266 | 11 |  | 12.4 | 1.8636
OBAN | 266 | 12 |  | 13 | 1.8199
OBAN | 266 | 13 |  | 13.3 | 1.7981
OBAN | 266 | 14 |  | 13.8 | 1.7617
OBAN | 266 | 15 |  | 14.6 | 1.7034
OBAN | 266 | 16 |  | 15 | 1.6743
OBAN | 266 | 17 |  | 15.2 | 1.6598
OBAN | 266 | 18 |  | 14.7 | 1.6962
OBAN | 266 | 19 |  | 14.1 | 1.7398
OBAN | 266 | 20 |  | 14.5 | 1.7107
OBAN | 266 | 21 |  | 14.3 | 1.7253
OBAN | 266 | 22 |  | 14.6 | 1.7034
OBAN | 266 | 23 |  | 15 | 1.6743
OBAN | 266 | 24 |  | 15.1 | 1.667
OBAN | 267 | 1 |  | 15.2 | 1.6598
OBAN | 267 | 2 |  | 15 | 1.6743
OBAN | 267 | 3 |  | 14.9 | 1.6816
OBAN | 267 | 4 |  | 14.8 | 1.6889
OBAN | 267 | 5 |  | 14.6 | 1.7034
OBAN | 267 | 6 |  | 14.4 | 1.718
OBAN | 267 | 7 |  | 14.4 | 1.718
OBAN | 267 | 8 |  | 14.6 | 1.7034
OBAN | 267 | 9 |  | 14.8 | 1.6889
OBAN | 267 | 10 |  | 15.8 | 1.6161
OBAN | 267 | 11 |  | 17 | 1.5287
OBAN | 267 | 12 |  | 17.4 | 1.4996
OBAN | 267 | 13 |  | 17 | 1.5287
OBAN | 267 | 14 |  | 17.2 | 1.5142
OBAN | 267 | 15 |  | 17.9 | 1.4632
OBAN | 267 | 16 |  | 18.5 | 1.4195
OBAN | 267 | 17 |  | 17.5 | 1.4923
OBAN | 267 | 18 |  | 16.7 | 1.5506
OBAN | 267 | 19 |  | 16 | 1.6015
OBAN | 267 | 20 |  | 15.8 | 1.6161
OBAN | 267 | 21 |  | 15.7 | 1.6234
OBAN | 267 | 22 |  | 15 | 1.6743
OBAN | 267 | 23 |  | 15.8 | 1.6161
OBAN | 267 | 24 |  | 15.2 | 1.6598
OBAN | 268 | 1 |  | 14.8 | 1.6889
OBAN | 268 | 2 |  | 14.8 | 1.6889
OBAN | 268 | 3 |  | 14.5 | 1.7107
OBAN | 268 | 4 |  | 14.6 | 1.7034
OBAN | 268 | 5 |  | 14.8 | 1.6889
OBAN | 268 | 6 |  | 14.6 | 1.7034
OBAN | 268 | 7 |  | 14.9 | 1.6816
OBAN | 268 | 8 |  | 14.3 | 1.7253
OBAN | 268 | 9 |  | 13.8 | 1.7617
OBAN | 268 | 10 |  | 11.3 | 1.9437
OBAN | 268 | 11 |  | 11.9 | 1.9
OBAN | 268 | 12 |  | 13.3 | 1.7981
OBAN | 268 | 13 |  | 13.7 | 1.769
OBAN | 268 | 14 |  | 13.9 | 1.7544
OBAN | 268 | 15 |  | 13.8 | 1.7617
OBAN | 268 | 16 |  | 13.2 | 1.8054
OBAN | 268 | 17 |  | 13.2 | 1.8054
OBAN | 268 | 18 |  | 12 | 1.8927
OBAN | 268 | 19 |  | 11.6 | 1.9218
OBAN | 268 | 20 |  | 9.6 | 2.0674
OBAN | 268 | 21 |  | 8.2 | 2.1693
OBAN | 268 | 22 |  | 7.4 | 2.2276
OBAN | 268 | 23 |  | 6.7 | 2.2785
OBAN | 268 | 24 |  | 6.4 | 2.3004
OBAN | 269 | 1 |  | 6.2 | 2.3149
OBAN | 269 | 2 |  | 6.1 | 2.3222
OBAN | 269 | 3 |  | 6.4 | 2.3004
OBAN | 269 | 4 |  | 6.5 | 2.2931
OBAN | 269 | 5 |  | 6.6 | 2.2858
OBAN | 269 | 6 |  | 7.6 | 2.213
OBAN | 269 | 7 |  | 7.8 | 2.1985
OBAN | 269 | 8 |  | 9.9 | 2.0456
OBAN | 269 | 9 |  | 10 | 2.0383
OBAN | 269 | 10 |  | 10.8 | 1.9801
OBAN | 269 | 11 |  | 11.8 | 1.9073
OBAN | 269 | 12 |  | 13.2 | 1.8054
OBAN | 269 | 13 |  | 13.8 | 1.7617
OBAN | 269 | 14 |  | 13.8 | 1.7617
OBAN | 269 | 15 |  | 13.9 | 1.7544
OBAN | 269 | 16 |  | 13 | 1.8199
OBAN | 269 | 17 |  | 13.7 | 1.769
OBAN | 269 | 18 |  | 13.7 | 1.769
OBAN | 269 | 19 |  | 13.8 | 1.7617
OBAN | 269 | 20 |  | 13.8 | 1.7617
OBAN | 269 | 21 |  | 12.3 | 1.8709
OBAN | 269 | 22 |  | 12 | 1.8927
OBAN | 269 | 23 |  | 11.7 | 1.9146
OBAN | 269 | 24 |  | 11.6 | 1.9218
OBAN | 270 | 1 |  | 11.2 | 1.9509
OBAN | 270 | 2 |  | 11.4 | 1.9364
OBAN | 270 | 3 |  | 11.2 | 1.9509
OBAN | 270 | 4 |  | 11 | 1.9655
OBAN | 270 | 5 |  | 11 | 1.9655
OBAN | 270 | 6 |  | 10.5 | 2.0019
OBAN | 270 | 7 |  | 10.8 | 1.9801
OBAN | 270 | 8 |  | 11 | 1.9655
OBAN | 270 | 9 |  | 10.9 | 1.9728
OBAN | 270 | 10 |  | 11.3 | 1.9437
OBAN | 270 | 11 |  | 11.9 | 1.9
OBAN | 270 | 12 |  | 11.9 | 1.9
OBAN | 270 | 13 |  | 12.8 | 1.8345
OBAN | 270 | 14 |  | 13.2 | 1.8054
OBAN | 270 | 15 |  | 12.3 | 1.8709
OBAN | 270 | 16 |  | 12.1 | 1.8854
OBAN | 270 | 17 |  | 11.9 | 1.9
OBAN | 270 | 18 |  | 11.8 | 1.9073
OBAN | 270 | 19 |  | 11.6 | 1.9218
OBAN | 270 | 20 |  | 11.8 | 1.9073
OBAN | 270 | 21 |  | 11.7 | 1.9146
OBAN | 270 | 22 |  | 11.6 | 1.9218
OBAN | 270 | 23 |  | 11.5 | 1.9291
OBAN | 270 | 24 |  | 11.4 | 1.9364
OBAN | 271 | 1 |  | 11.2 | 1.9509
OBAN | 271 | 2 |  | 11.2 | 1.9509
OBAN | 271 | 3 |  | 11.7 | 1.9146
OBAN | 271 | 4 |  | 11.5 | 1.9291
OBAN | 271 | 5 |  | 11.2 | 1.9509
OBAN | 271 | 6 |  | 11.4 | 1.9364
OBAN | 271 | 7 |  | 12 | 1.8927
OBAN | 271 | 8 |  | 11.7 | 1.9146
OBAN | 271 | 9 |  | 11.8 | 1.9073
OBAN | 271 | 10 |  | 12.3 | 1.8709
OBAN | 271 | 11 |  | 12.1 | 1.8854
OBAN | 271 | 12 |  | 12.5 | 1.8563
OBAN | 271 | 13 |  | 13.2 | 1.8054
OBAN | 271 | 14 |  | 13.2 | 1.8054
OBAN | 271 | 15 |  | 13.4 | 1.7908
OBAN | 271 | 16 |  | 13.2 | 1.8054
OBAN | 271 | 17 |  | 12.8 | 1.8345
OBAN | 271 | 18 |  | 12.4 | 1.8636
OBAN | 271 | 19 |  | 12.1 | 1.8854
OBAN | 271 | 20 |  | 11.6 | 1.9218
OBAN | 271 | 21 |  | 11.6 | 1.9218
OBAN | 271 | 22 |  | 11.6 | 1.9218
OBAN | 271 | 23 |  | 11.4 | 1.9364
OBAN | 271 | 24 |  | 11.3 | 1.9437
OBAN | 272 | 1 |  | 11.2 | 1.9509
OBAN | 272 | 2 |  | 11.3 | 1.9437
OBAN | 272 | 3 |  | 11.3 | 1.9437
OBAN | 272 | 4 |  | 11.4 | 1.9364
OBAN | 272 | 5 |  | 11.3 | 1.9437
OBAN | 272 | 6 |  | 11.4 | 1.9364
OBAN | 272 | 7 |  | 11.5 | 1.9291
OBAN | 272 | 8 |  | 11.8 | 1.9073
OBAN | 272 | 9 |  | 12.3 | 1.8709
OBAN | 272 | 10 |  | 12.8 | 1.8345
OBAN | 272 | 11 |  | 13 | 1.8199
OBAN | 272 | 12 |  | 14 | 1.7471
OBAN | 272 | 13 |  | 14.2 | 1.7326
OBAN | 272 | 14 |  | 14.6 | 1.7034
OBAN | 272 | 15 |  | 14.4 | 1.718
OBAN | 272 | 16 |  | 14.2 | 1.7326
OBAN | 272 | 17 |  | 13.6 | 1.7762
OBAN | 272 | 18 |  | 12.2 | 1.8782
OBAN | 272 | 19 |  | 11.8 | 1.9073
OBAN | 272 | 20 |  | 11.5 | 1.9291
OBAN | 272 | 21 |  | 11.4 | 1.9364
OBAN | 272 | 22 |  | 11.1 | 1.9582
OBAN | 272 | 23 |  | 9.9 | 2.0456
OBAN | 272 | 24 |  | 8.4 | 2.1548
OBAN | 273 | 1 |  | 8.9 | 2.1184
OBAN | 273 | 2 |  | 7 | 2.2567
OBAN | 273 | 3 |  | 6.4 | 2.3004
OBAN | 273 | 4 |  | 5.5 | 2.3659
OBAN | 273 | 5 |  | 5.1 | 2.395
OBAN | 273 | 6 |  | 6.4 | 2.3004
OBAN | 273 | 7 |  | 7.7 | 2.2057
OBAN | 273 | 8 |  | 8.6 | 2.1402
OBAN | 273 | 9 |  | 9.9 | 2.0456
OBAN | 273 | 10 |  | 10.2 | 2.0237
OBAN | 273 | 11 |  | 11.2 | 1.9509
OBAN | 273 | 12 |  | 11.6 | 1.9218
OBAN | 273 | 13 |  | 12.3 | 1.8709
OBAN | 273 | 14 |  | 12.6 | 1.849
OBAN | 273 | 15 |  | 12.8 | 1.8345
OBAN | 273 | 16 |  | 13 | 1.8199
OBAN | 273 | 17 |  | 13 | 1.8199
OBAN | 273 | 18 |  | 12 | 1.8927
OBAN | 273 | 19 |  | 11 | 1.9655
OBAN | 273 | 20 |  | 10.8 | 1.9801
OBAN | 273 | 21 |  | 10.5 | 2.0019
OBAN | 273 | 22 |  | 10.6 | 1.9946
OBAN | 273 | 23 |  | 11.2 | 1.9509
OBAN | 273 | 24 |  | 12.3 | 1.8709
OBAN | 274 | 1 |  | 13.6 | 1.7762
OBAN | 274 | 2 |  | 14.8 | 1.6889
OBAN | 274 | 3 |  | 15.6 | 1.6306
OBAN | 274 | 4 |  | 16 | 1.6015
OBAN | 274 | 5 |  | 16.1 | 1.5942
OBAN | 274 | 6 |  | 16.2 | 1.587
OBAN | 274 | 7 |  | 16.2 | 1.587
OBAN | 274 | 8 |  | 16.4 | 1.5724
OBAN | 274 | 9 |  | 16.9 | 1.536
OBAN | 274 | 10 |  | 17.5 | 1.4923
OBAN | 274 | 11 |  | 18.3 | 1.4341
OBAN | 274 | 12 |  | 18 | 1.4559
OBAN | 274 | 13 |  | 18.5 | 1.4195
OBAN | 274 | 14 |  | 18.1 | 1.4487
OBAN | 274 | 15 |  | 18.6 | 1.4123
OBAN | 274 | 16 |  | 17.4 | 1.4996
OBAN | 274 | 17 |  | 16.8 | 1.5433
OBAN | 274 | 18 |  | 16.4 | 1.5724
OBAN | 274 | 19 |  | 16.6 | 1.5578
OBAN | 274 | 20 |  | 16.4 | 1.5724
OBAN | 274 | 21 |  | 16 | 1.6015
OBAN | 274 | 22 |  | 15.9 | 1.6088
OBAN | 274 | 23 |  | 15.4 | 1.6452
OBAN | 274 | 24 |  | 15.6 | 1.6306
OBAN | 275 | 1 |  | 15.4 | 1.6452
OBAN | 275 | 2 |  | 15 | 1.6743
OBAN | 275 | 3 |  | 14.8 | 1.6889
OBAN | 275 | 4 |  | 14.4 | 1.718
OBAN | 275 | 5 |  | 14.8 | 1.6889
OBAN | 275 | 6 |  | 15 | 1.6743
OBAN | 275 | 7 |  | 15.3 | 1.6525
OBAN | 275 | 8 |  | 14.8 | 1.6889
OBAN | 275 | 9 |  | 15.6 | 1.6306
OBAN | 275 | 10 |  | 15.6 | 1.6306
OBAN | 275 | 11 |  | 15 | 1.6743
OBAN | 275 | 12 |  | 15.5 | 1.6379
OBAN | 275 | 13 |  | 15.5 | 1.6379
OBAN | 275 | 14 |  | 16.9 | 1.536
OBAN | 275 | 15 |  | 17.6 | 1.4851
OBAN | 275 | 16 |  | 17.4 | 1.4996
OBAN | 275 | 17 |  | 16.1 | 1.5942
OBAN | 275 | 18 |  | 15 | 1.6743
OBAN | 275 | 19 |  | 14.6 | 1.7034
OBAN | 275 | 20 |  | 14.3 | 1.7253
OBAN | 275 | 21 |  | 14 | 1.7471
OBAN | 275 | 22 |  | 13.6 | 1.7762
OBAN | 275 | 23 |  | 13.8 | 1.7617
OBAN | 275 | 24 |  | 14.4 | 1.718
OBAN | 276 | 1 |  | 13.8 | 1.7617
OBAN | 276 | 2 |  | 13.7 | 1.769
OBAN | 276 | 3 |  | 13.7 | 1.769
OBAN | 276 | 4 |  | 14.2 | 1.7326
OBAN | 276 | 5 |  | 14.6 | 1.7034
OBAN | 276 | 6 |  | 14.4 | 1.718
OBAN | 276 | 7 |  | 14.8 | 1.6889
OBAN | 276 | 8 |  | 14.9 | 1.6816
OBAN | 276 | 9 |  | 11.8 | 1.9073
OBAN | 276 | 10 |  | 13.4 | 1.7908
OBAN | 276 | 11 |  | 14 | 1.7471
OBAN | 276 | 12 |  | 14.6 | 1.7034
OBAN | 276 | 13 |  | 14.9 | 1.6816
OBAN | 276 | 14 |  | 15.6 | 1.6306
OBAN | 276 | 15 |  | 15.3 | 1.6525
OBAN | 276 | 16 |  | 14.6 | 1.7034
OBAN | 276 | 17 |  | 13.8 | 1.7617
OBAN | 276 | 18 |  | 13.1 | 1.8126
OBAN | 276 | 19 |  | 12.4 | 1.8636
OBAN | 276 | 20 |  | 12.4 | 1.8636
OBAN | 276 | 21 |  | 12.4 | 1.8636
OBAN | 276 | 22 |  | 13.1 | 1.8126
OBAN | 276 | 23 |  | 13 | 1.8199
OBAN | 276 | 24 |  | 12.5 | 1.8563
OBAN | 277 | 1 |  | 12.3 | 1.8709
OBAN | 277 | 2 |  | 12 | 1.8927
OBAN | 277 | 3 |  | 12.3 | 1.8709
OBAN | 277 | 4 |  | 11.8 | 1.9073
OBAN | 277 | 5 |  | 11.9 | 1.9
OBAN | 277 | 6 |  | 12 | 1.8927
OBAN | 277 | 7 |  | 11.9 | 1.9
OBAN | 277 | 8 |  | 12.2 | 1.8782
OBAN | 277 | 9 |  | 12.2 | 1.8782
OBAN | 277 | 10 |  | 13.8 | 1.7617
OBAN | 277 | 11 |  | 14 | 1.7471
OBAN | 277 | 12 |  | 13.4 | 1.7908
OBAN | 277 | 13 |  | 11.8 | 1.9073
OBAN | 277 | 14 |  | 11.6 | 1.9218
OBAN | 277 | 15 |  | 12.4 | 1.8636
OBAN | 277 | 16 |  | 12.4 | 1.8636
OBAN | 277 | 17 |  | 12.7 | 1.8418
OBAN | 277 | 18 |  | 12.9 | 1.8272
OBAN | 277 | 19 |  | 12.3 | 1.8709
OBAN | 277 | 20 |  | 12.1 | 1.8854
OBAN | 277 | 21 |  | 12.1 | 1.8854
OBAN | 277 | 22 |  | 11.3 | 1.9437
OBAN | 277 | 23 |  | 12.1 | 1.8854
OBAN | 277 | 24 |  | 12 | 1.8927
OBAN | 278 | 1 |  | 12.1 | 1.8854
OBAN | 278 | 2 |  | 11.9 | 1.9
OBAN | 278 | 3 |  | 12 | 1.8927
OBAN | 278 | 4 |  | 11.5 | 1.9291
OBAN | 278 | 5 |  | 11.2 | 1.9509
OBAN | 278 | 6 |  | 11.4 | 1.9364
OBAN | 278 | 7 |  | 11.7 | 1.9146
OBAN | 278 | 8 |  | 11.6 | 1.9218
OBAN | 278 | 9 |  | 12.2 | 1.8782
OBAN | 278 | 10 |  | 13 | 1.8199
OBAN | 278 | 11 |  | 10.9 | 1.9728
OBAN | 278 | 12 |  | 12.4 | 1.8636
OBAN | 278 | 13 |  | 13 | 1.8199
OBAN | 278 | 14 |  | 13.7 | 1.769
OBAN | 278 | 15 |  | 13.1 | 1.8126
OBAN | 278 | 16 |  | 13.2 | 1.8054
OBAN | 278 | 17 |  | 12.6 | 1.849
OBAN | 278 | 18 |  | 12.6 | 1.849
OBAN | 278 | 19 |  | 12.7 | 1.8418
OBAN | 278 | 20 |  | 12.9 | 1.8272
OBAN | 278 | 21 |  | 12.7 | 1.8418
OBAN | 278 | 22 |  | 12.8 | 1.8345
OBAN | 278 | 23 |  | 13.3 | 1.7981
OBAN | 278 | 24 |  | 13.2 | 1.8054
OBAN | 279 | 1 |  | 13 | 1.8199
OBAN | 279 | 2 |  | 13.1 | 1.8126
OBAN | 279 | 3 |  | 13.3 | 1.7981
OBAN | 279 | 4 |  | 13.5 | 1.7835
OBAN | 279 | 5 |  | 13.7 | 1.769
OBAN | 279 | 6 |  | 13.7 | 1.769
OBAN | 279 | 7 |  | 13.7 | 1.769
OBAN | 279 | 8 |  | 13 | 1.8199
OBAN | 279 | 9 |  | 12.2 | 1.8782
OBAN | 279 | 10 |  | 10.5 | 2.0019
OBAN | 279 | 11 |  | 11.1 | 1.9582
OBAN | 279 | 12 |  | 12.5 | 1.8563
OBAN | 279 | 13 |  | 12.8 | 1.8345
OBAN | 279 | 14 |  | 13.5 | 1.7835
OBAN | 279 | 15 |  | 13.5 | 1.7835
OBAN | 279 | 16 |  | 12.4 | 1.8636
OBAN | 279 | 17 |  | 12 | 1.8927
OBAN | 279 | 18 |  | 10.6 | 1.9946
OBAN | 279 | 19 |  | 10.7 | 1.9873
OBAN | 279 | 20 |  | 10.9 | 1.9728
OBAN | 279 | 21 |  | 10.4 | 2.0092
OBAN | 279 | 22 |  | 10.7 | 1.9873
OBAN | 279 | 23 |  | 10.2 | 2.0237
OBAN | 279 | 24 |  | 10.2 | 2.0237
OBAN | 280 | 1 |  | 10 | 2.0383
OBAN | 280 | 2 |  | 9.6 | 2.0674
OBAN | 280 | 3 |  | 9.6 | 2.0674
OBAN | 280 | 4 |  | 9.7 | 2.0601
OBAN | 280 | 5 |  | 9.8 | 2.0529
OBAN | 280 | 6 |  | 9.5 | 2.0747
OBAN | 280 | 7 |  | 9.9 | 2.0456
OBAN | 280 | 8 |  | 10.4 | 2.0092
OBAN | 280 | 9 |  | 9.1 | 2.1038
OBAN | 280 | 10 |  | 11 | 1.9655
OBAN | 280 | 11 |  | 11.7 | 1.9146
OBAN | 280 | 12 |  | 12.3 | 1.8709
OBAN | 280 | 13 |  | 13 | 1.8199
OBAN | 280 | 14 |  | 12.3 | 1.8709
OBAN | 280 | 15 |  | 11.9 | 1.9
OBAN | 280 | 16 |  | 10.1 | 2.031
OBAN | 280 | 17 |  | 9.4 | 2.082
OBAN | 280 | 18 |  | 9.1 | 2.1038
OBAN | 280 | 19 |  | 8.8 | 2.1257
OBAN | 280 | 20 |  | 7.9 | 2.1912
OBAN | 280 | 21 |  | 8.1 | 2.1766
OBAN | 280 | 22 |  | 8.4 | 2.1548
OBAN | 280 | 23 |  | 8.2 | 2.1693
OBAN | 280 | 24 |  | 9.1 | 2.1038
OBAN | 281 | 1 |  | 8.8 | 2.1257
OBAN | 281 | 2 |  | 8.8 | 2.1257
OBAN | 281 | 3 |  | 9.8 | 2.0529
OBAN | 281 | 4 |  | 9.3 | 2.0893
OBAN | 281 | 5 |  | 9.5 | 2.0747
OBAN | 281 | 6 |  | 8.8 | 2.1257
OBAN | 281 | 7 |  | 8.6 | 2.1402
OBAN | 281 | 8 |  | 8.4 | 2.1548
OBAN | 281 | 9 |  | 8.5 | 2.1475
OBAN | 281 | 10 |  | 8.7 | 2.1329
OBAN | 281 | 11 |  | 9.4 | 2.082
OBAN | 281 | 12 |  | 8.7 | 2.1329
OBAN | 281 | 13 |  | 8.8 | 2.1257
OBAN | 281 | 14 |  | 9.3 | 2.0893
OBAN | 281 | 15 |  | 9.5 | 2.0747
OBAN | 281 | 16 |  | 9.7 | 2.0601
OBAN | 281 | 17 |  | 9.4 | 2.082
OBAN | 281 | 18 |  | 9.2 | 2.0965
OBAN | 281 | 19 |  | 9.3 | 2.0893
OBAN | 281 | 20 |  | 9.4 | 2.082
OBAN | 281 | 21 |  | 9.5 | 2.0747
OBAN | 281 | 22 |  | 9.8 | 2.0529
OBAN | 281 | 23 |  | 9.8 | 2.0529
OBAN | 281 | 24 |  | 9.4 | 2.082
OBAN | 282 | 1 |  | 9.2 | 2.0965
OBAN | 282 | 2 |  | 9.4 | 2.082
OBAN | 282 | 3 |  | 9.9 | 2.0456
OBAN | 282 | 4 |  | 10 | 2.0383
OBAN | 282 | 5 |  | 10 | 2.0383
OBAN | 282 | 6 |  | 9.5 | 2.0747
OBAN | 282 | 7 |  | 9.4 | 2.082
OBAN | 282 | 8 |  | 8.9 | 2.1184
OBAN | 282 | 9 |  | 9.4 | 2.082
OBAN | 282 | 10 |  | 10.6 | 1.9946
OBAN | 282 | 11 |  | 11.3 | 1.9437
OBAN | 282 | 12 |  | 12.1 | 1.8854
OBAN | 282 | 13 |  | 12 | 1.8927
OBAN | 282 | 14 |  | 11.5 | 1.9291
OBAN | 282 | 15 |  | 11.6 | 1.9218
OBAN | 282 | 16 |  | 10.4 | 2.0092
OBAN | 282 | 17 |  | 10.1 | 2.031
OBAN | 282 | 18 |  | 10 | 2.0383
OBAN | 282 | 19 |  | 10 | 2.0383
OBAN | 282 | 20 |  | 10 | 2.0383
OBAN | 282 | 21 |  | 9.5 | 2.0747
OBAN | 282 | 22 |  | 8.6 | 2.1402
OBAN | 282 | 23 |  | 9.8 | 2.0529
OBAN | 282 | 24 |  | 10 | 2.0383
OBAN | 283 | 1 |  | 10.4 | 2.0092
OBAN | 283 | 2 |  | 10.5 | 2.0019
OBAN | 283 | 3 |  | 10.3 | 2.0165
OBAN | 283 | 4 |  | 10 | 2.0383
OBAN | 283 | 5 |  | 9.7 | 2.0601
OBAN | 283 | 6 |  | 9.8 | 2.0529
OBAN | 283 | 7 |  | 9.2 | 2.0965
OBAN | 283 | 8 |  | 9.4 | 2.082
OBAN | 283 | 9 |  | 9.8 | 2.0529
OBAN | 283 | 10 |  | 10 | 2.0383
OBAN | 283 | 11 |  | 10.8 | 1.9801
OBAN | 283 | 12 |  | 13 | 1.8199
OBAN | 283 | 13 |  | 13.3 | 1.7981
OBAN | 283 | 14 |  | 13.7 | 1.769
OBAN | 283 | 15 |  | 13.2 | 1.8054
OBAN | 283 | 16 |  | 13.5 | 1.7835
OBAN | 283 | 17 |  | 14.1 | 1.7398
OBAN | 283 | 18 |  | 14.6 | 1.7034
OBAN | 283 | 19 |  | 14.6 | 1.7034
OBAN | 283 | 20 |  | 13.9 | 1.7544
OBAN | 283 | 21 |  | 14.4 | 1.718
OBAN | 283 | 22 |  | 13.5 | 1.7835
OBAN | 283 | 23 |  | 12.9 | 1.8272
OBAN | 283 | 24 |  | 12.2 | 1.8782
OBAN | 284 | 1 |  | 12.1 | 1.8854
OBAN | 284 | 2 |  | 12.1 | 1.8854
OBAN | 284 | 3 |  | 12 | 1.8927
OBAN | 284 | 4 |  | 10.9 | 1.9728
OBAN | 284 | 5 |  | 11.1 | 1.9582
OBAN | 284 | 6 |  | 10.8 | 1.9801
OBAN | 284 | 7 |  | 11.1 | 1.9582
OBAN | 284 | 8 |  | 11.5 | 1.9291
OBAN | 284 | 9 |  | 11.7 | 1.9146
OBAN | 284 | 10 |  | 11.9 | 1.9
OBAN | 284 | 11 |  | 12.3 | 1.8709
OBAN | 284 | 12 |  | 12.5 | 1.8563
OBAN | 284 | 13 |  | 13 | 1.8199
OBAN | 284 | 14 |  | 12.5 | 1.8563
OBAN | 284 | 15 |  | 12.4 | 1.8636
OBAN | 284 | 16 |  | 11.8 | 1.9073
OBAN | 284 | 17 |  | 11.6 | 1.9218
OBAN | 284 | 18 |  | 11.3 | 1.9437
OBAN | 284 | 19 |  | 9.7 | 2.0601
OBAN | 284 | 20 |  | 7.9 | 2.1912
OBAN | 284 | 21 |  | 7.1 | 2.2494
OBAN | 284 | 22 |  | 6.7 | 2.2785
OBAN | 284 | 23 |  | 6.6 | 2.2858
OBAN | 284 | 24 |  | 7.4 | 2.2276
OBAN | 285 | 1 |  | 7.5 | 2.2203
OBAN | 285 | 2 |  | 6.8 | 2.2713
OBAN | 285 | 3 |  | 6.7 | 2.2785
OBAN | 285 | 4 |  | 7.2 | 2.2421
OBAN | 285 | 5 |  | 6.4 | 2.3004
OBAN | 285 | 6 |  | 6.3 | 2.3077
OBAN | 285 | 7 |  | 7.2 | 2.2421
OBAN | 285 | 8 |  | 8 | 2.1839
OBAN | 285 | 9 |  | 8.9 | 2.1184
OBAN | 285 | 10 |  | 10.9 | 1.9728
OBAN | 285 | 11 |  | 11.6 | 1.9218
OBAN | 285 | 12 |  | 11.9 | 1.9
OBAN | 285 | 13 |  | 12.6 | 1.849
OBAN | 285 | 14 |  | 12.5 | 1.8563
OBAN | 285 | 15 |  | 12.7 | 1.8418
OBAN | 285 | 16 |  | 13 | 1.8199
OBAN | 285 | 17 |  | 12.9 | 1.8272
OBAN | 285 | 18 |  | 12.7 | 1.8418
OBAN | 285 | 19 |  | 12.7 | 1.8418
OBAN | 285 | 20 |  | 10.5 | 2.0019
OBAN | 285 | 21 |  | 12.5 | 1.8563
OBAN | 285 | 22 |  | 12.5 | 1.8563
OBAN | 285 | 23 |  | 11.9 | 1.9
OBAN | 285 | 24 |  | 11.6 | 1.9218
OBAN | 286 | 1 |  | 11.3 | 1.9437
OBAN | 286 | 2 |  | 11.1 | 1.9582
OBAN | 286 | 3 |  | 10.4 | 2.0092
OBAN | 286 | 4 |  | 9.9 | 2.0456
OBAN | 286 | 5 |  | 8.6 | 2.1402
OBAN | 286 | 6 |  | 10.5 | 2.0019
OBAN | 286 | 7 |  | 11.2 | 1.9509
OBAN | 286 | 8 |  | 12 | 1.8927
OBAN | 286 | 9 |  | 12.6 | 1.849
OBAN | 286 | 10 |  | 12.4 | 1.8636
OBAN | 286 | 11 |  | 13.3 | 1.7981
OBAN | 286 | 12 |  | 13.4 | 1.7908
OBAN | 286 | 13 |  | 12.4 | 1.8636
OBAN | 286 | 14 |  | 13.6 | 1.7762
OBAN | 286 | 15 |  | 13.4 | 1.7908
OBAN | 286 | 16 |  | 13 | 1.8199
OBAN | 286 | 17 |  | 13 | 1.8199
OBAN | 286 | 18 |  | 12.9 | 1.8272
OBAN | 286 | 19 |  | 12.9 | 1.8272
OBAN | 286 | 20 |  | 12.7 | 1.8418
OBAN | 286 | 21 |  | 12.8 | 1.8345
OBAN | 286 | 22 |  | 12.7 | 1.8418
OBAN | 286 | 23 |  | 12.4 | 1.8636
OBAN | 286 | 24 |  | 12.6 | 1.849
OBAN | 287 | 1 |  | 12.4 | 1.8636
OBAN | 287 | 2 |  | 12.4 | 1.8636
OBAN | 287 | 3 |  | 12.3 | 1.8709
OBAN | 287 | 4 |  | 12.3 | 1.8709
OBAN | 287 | 5 |  | 12 | 1.8927
OBAN | 287 | 6 |  | 11.9 | 1.9
OBAN | 287 | 7 |  | 12 | 1.8927
OBAN | 287 | 8 |  | 12.1 | 1.8854
OBAN | 287 | 9 |  | 12.8 | 1.8345
OBAN | 287 | 10 |  | 13.5 | 1.7835
OBAN | 287 | 11 |  | 13.6 | 1.7762
OBAN | 287 | 12 |  | 13.8 | 1.7617
OBAN | 287 | 13 |  | 14.1 | 1.7398
OBAN | 287 | 14 |  | 13.8 | 1.7617
OBAN | 287 | 15 |  | 13.7 | 1.769
OBAN | 287 | 16 |  | 13.8 | 1.7617
OBAN | 287 | 17 |  | 13.6 | 1.7762
OBAN | 287 | 18 |  | 13.5 | 1.7835
OBAN | 287 | 19 |  | 13.4 | 1.7908
OBAN | 287 | 20 |  | 13.2 | 1.8054
OBAN | 287 | 21 |  | 13.1 | 1.8126
OBAN | 287 | 22 |  | 13.1 | 1.8126
OBAN | 287 | 23 |  | 13 | 1.8199
OBAN | 287 | 24 |  | 13 | 1.8199
OBAN | 288 | 1 |  | 12.8 | 1.8345
OBAN | 288 | 2 |  | 12.7 | 1.8418
OBAN | 288 | 3 |  | 12.6 | 1.849
OBAN | 288 | 4 |  | 12.6 | 1.849
OBAN | 288 | 5 |  | 13 | 1.8199
OBAN | 288 | 6 |  | 12.9 | 1.8272
OBAN | 288 | 7 |  | 13 | 1.8199
OBAN | 288 | 8 |  | 13.1 | 1.8126
OBAN | 288 | 9 |  | 13.2 | 1.8054
OBAN | 288 | 10 |  | 13.5 | 1.7835
OBAN | 288 | 11 |  | 13.7 | 1.769
OBAN | 288 | 12 |  | 13.7 | 1.769
OBAN | 288 | 13 |  | 13.4 | 1.7908
OBAN | 288 | 14 |  | 13.4 | 1.7908
OBAN | 288 | 15 |  | 13.4 | 1.7908
OBAN | 288 | 16 |  | 13.3 | 1.7981
OBAN | 288 | 17 |  | 13 | 1.8199
OBAN | 288 | 18 |  | 12.6 | 1.849
OBAN | 288 | 19 |  | 11.8 | 1.9073
OBAN | 288 | 20 |  | 9.9 | 2.0456
OBAN | 288 | 21 |  | 8.9 | 2.1184
OBAN | 288 | 22 |  | 8 | 2.1839
OBAN | 288 | 23 |  | 7.5 | 2.2203
OBAN | 288 | 24 |  | 7.2 | 2.2421
OBAN | 289 | 1 |  | 7.1 | 2.2494
OBAN | 289 | 2 |  | 7.8 | 2.1985
OBAN | 289 | 3 |  | 7.7 | 2.2057
OBAN | 289 | 4 |  | 8 | 2.1839
OBAN | 289 | 5 |  | 9 | 2.1111
OBAN | 289 | 6 |  | 9.6 | 2.0674
OBAN | 289 | 7 |  | 10.3 | 2.0165
OBAN | 289 | 8 |  | 10.4 | 2.0092
OBAN | 289 | 9 |  | 10.4 | 2.0092
OBAN | 289 | 10 |  | 10.3 | 2.0165
OBAN | 289 | 11 |  | 10.6 | 1.9946
OBAN | 289 | 12 |  | 12 | 1.8927
OBAN | 289 | 13 |  | 11.4 | 1.9364
OBAN | 289 | 14 |  | 11.8 | 1.9073
OBAN | 289 | 15 |  | 11.8 | 1.9073
OBAN | 289 | 16 |  | 11.8 | 1.9073
OBAN | 289 | 17 |  | 11.6 | 1.9218
OBAN | 289 | 18 |  | 11.5 | 1.9291
OBAN | 289 | 19 |  | 11.5 | 1.9291
OBAN | 289 | 20 |  | 11.3 | 1.9437
OBAN | 289 | 21 |  | 11.3 | 1.9437
OBAN | 289 | 22 |  | 11.3 | 1.9437
OBAN | 289 | 23 |  | 11.3 | 1.9437
OBAN | 289 | 24 |  | 11.4 | 1.9364
OBAN | 290 | 1 |  | 11.4 | 1.9364
OBAN | 290 | 2 |  | 11.3 | 1.9437
OBAN | 290 | 3 |  | 11.3 | 1.9437
OBAN | 290 | 4 |  | 11.2 | 1.9509
OBAN | 290 | 5 |  | 11.1 | 1.9582
OBAN | 290 | 6 |  | 11.1 | 1.9582
OBAN | 290 | 7 |  | 11.3 | 1.9437
OBAN | 290 | 8 |  | 11.4 | 1.9364
OBAN | 290 | 9 |  | 11.7 | 1.9146
OBAN | 290 | 10 |  | 12 | 1.8927
OBAN | 290 | 11 |  | 12.4 | 1.8636
OBAN | 290 | 12 |  | 13.1 | 1.8126
OBAN | 290 | 13 |  | 13.3 | 1.7981
OBAN | 290 | 14 |  | 12.7 | 1.8418
OBAN | 290 | 15 |  | 12.6 | 1.849
OBAN | 290 | 16 |  | 12.6 | 1.849
OBAN | 290 | 17 |  | 12.4 | 1.8636
OBAN | 290 | 18 |  | 12.3 | 1.8709
OBAN | 290 | 19 |  | 12.4 | 1.8636
OBAN | 290 | 20 |  | 12.3 | 1.8709
OBAN | 290 | 21 |  | 12.2 | 1.8782
OBAN | 290 | 22 |  | 12.3 | 1.8709
OBAN | 290 | 23 |  | 11.1 | 1.9582
OBAN | 290 | 24 |  | 11.3 | 1.9437
OBAN | 291 | 1 |  | 11.4 | 1.9364
OBAN | 291 | 2 |  | 11.4 | 1.9364
OBAN | 291 | 3 |  | 10.9 | 1.9728
OBAN | 291 | 4 |  | 9.6 | 2.0674
OBAN | 291 | 5 |  | 8.2 | 2.1693
OBAN | 291 | 6 |  | 6.7 | 2.2785
OBAN | 291 | 7 |  | 6.9 | 2.264
OBAN | 291 | 8 |  | 6.3 | 2.3077
OBAN | 291 | 9 |  | 8.1 | 2.1766
OBAN | 291 | 10 |  | 10.4 | 2.0092
OBAN | 291 | 11 |  | 11.6 | 1.9218
OBAN | 291 | 12 |  | 12.1 | 1.8854
OBAN | 291 | 13 |  | 13.5 | 1.7835
OBAN | 291 | 14 |  | 13.3 | 1.7981
OBAN | 291 | 15 |  | 13.7 | 1.769
OBAN | 291 | 16 |  | 12.8 | 1.8345
OBAN | 291 | 17 |  | 12.3 | 1.8709
OBAN | 291 | 18 |  | 11.8 | 1.9073
OBAN | 291 | 19 |  | 9.4 | 2.082
OBAN | 291 | 20 |  | 7.5 | 2.2203
OBAN | 291 | 21 |  | 6.4 | 2.3004
OBAN | 291 | 22 |  | 6.1 | 2.3222
OBAN | 291 | 23 |  | 6.3 | 2.3077
OBAN | 291 | 24 |  | 5.4 | 2.3732
OBAN | 292 | 1 |  | 4.7 | 2.4241
OBAN | 292 | 2 |  | 4 | 2.4751
OBAN | 292 | 3 |  | 4.5 | 2.4387
OBAN | 292 | 4 |  | 5.2 | 2.3877
OBAN | 292 | 5 |  | 5 | 2.4023
OBAN | 292 | 6 |  | 4.9 | 2.4096
OBAN | 292 | 7 |  | 4.4 | 2.446
OBAN | 292 | 8 |  | 5.3 | 2.3804
OBAN | 292 | 9 |  | 7 | 2.2567
OBAN | 292 | 10 |  | 10 | 2.0383
OBAN | 292 | 11 |  | 9.9 | 2.0456
OBAN | 292 | 12 |  | 10.2 | 2.0237
OBAN | 292 | 13 |  | 10.5 | 2.0019
OBAN | 292 | 14 |  | 10.7 | 1.9873
OBAN | 292 | 15 |  | 10.8 | 1.9801
OBAN | 292 | 16 |  | 10.8 | 1.9801
OBAN | 292 | 17 |  | 11 | 1.9655
OBAN | 292 | 18 |  | 10.9 | 1.9728
OBAN | 292 | 19 |  | 10.8 | 1.9801
OBAN | 292 | 20 |  | 11.1 | 1.9582
OBAN | 292 | 21 |  | 11 | 1.9655
OBAN | 292 | 22 |  | 11 | 1.9655
OBAN | 292 | 23 |  | 10.9 | 1.9728
OBAN | 292 | 24 |  | 10.9 | 1.9728
OBAN | 293 | 1 |  | 10.8 | 1.9801
OBAN | 293 | 2 |  | 11 | 1.9655
OBAN | 293 | 3 |  | 11 | 1.9655
OBAN | 293 | 4 |  | 11 | 1.9655
OBAN | 293 | 5 |  | 10.8 | 1.9801
OBAN | 293 | 6 |  | 11.1 | 1.9582
OBAN | 293 | 7 |  | 10.9 | 1.9728
OBAN | 293 | 8 |  | 11 | 1.9655
OBAN | 293 | 9 |  | 11.3 | 1.9437
OBAN | 293 | 10 |  | 11.7 | 1.9146
OBAN | 293 | 11 |  | 11.9 | 1.9
OBAN | 293 | 12 |  | 12.4 | 1.8636
OBAN | 293 | 13 |  | 12.6 | 1.849
OBAN | 293 | 14 |  | 12.5 | 1.8563
OBAN | 293 | 15 |  | 12.7 | 1.8418
OBAN | 293 | 16 |  | 12.6 | 1.849
OBAN | 293 | 17 |  | 12.4 | 1.8636
OBAN | 293 | 18 |  | 12.3 | 1.8709
OBAN | 293 | 19 |  | 12.1 | 1.8854
OBAN | 293 | 20 |  | 12 | 1.8927
OBAN | 293 | 21 |  | 12 | 1.8927
OBAN | 293 | 22 |  | 11.9 | 1.9
OBAN | 293 | 23 |  | 11.9 | 1.9
OBAN | 293 | 24 |  | 11.9 | 1.9
OBAN | 294 | 1 |  | 12 | 1.8927
OBAN | 294 | 2 |  | 12.1 | 1.8854
OBAN | 294 | 3 |  | 11.8 | 1.9073
OBAN | 294 | 4 |  | 11.9 | 1.9
OBAN | 294 | 5 |  | 11.7 | 1.9146
OBAN | 294 | 6 |  | 11.7 | 1.9146
OBAN | 294 | 7 |  | 11.7 | 1.9146
OBAN | 294 | 8 |  | 11.9 | 1.9
OBAN | 294 | 9 |  | 11.8 | 1.9073
OBAN | 294 | 10 |  | 12 | 1.8927
OBAN | 294 | 11 |  | 12.2 | 1.8782
OBAN | 294 | 12 |  | 12.7 | 1.8418
OBAN | 294 | 13 |  | 13 | 1.8199
OBAN | 294 | 14 |  | 13.5 | 1.7835
OBAN | 294 | 15 |  | 13.4 | 1.7908
OBAN | 294 | 16 |  | 13.1 | 1.8126
OBAN | 294 | 17 |  | 12 | 1.8927
OBAN | 294 | 18 |  | 9.3 | 2.0893
OBAN | 294 | 19 |  | 7.9 | 2.1912
OBAN | 294 | 20 |  | 7.2 | 2.2421
OBAN | 294 | 21 |  | 6.7 | 2.2785
OBAN | 294 | 22 |  | 5.5 | 2.3659
OBAN | 294 | 23 |  | 5.3 | 2.3804
OBAN | 294 | 24 |  | 4.8 | 2.4168
OBAN | 295 | 1 |  | 4.6 | 2.4314
OBAN | 295 | 2 |  | 4.3 | 2.4532
OBAN | 295 | 3 |  | 3.7 | 2.4969
OBAN | 295 | 4 |  | 3.5 | 2.5115
OBAN | 295 | 5 |  | 3.3 | 2.526
OBAN | 295 | 6 |  | 4.2 | 2.4605
OBAN | 295 | 7 |  | 7.7 | 2.2057
OBAN | 295 | 8 |  | 9.5 | 2.0747
OBAN | 295 | 9 |  | 9.7 | 2.0601
OBAN | 295 | 10 |  | 10 | 2.0383
OBAN | 295 | 11 |  | 10.4 | 2.0092
OBAN | 295 | 12 |  | 10.7 | 1.9873
OBAN | 295 | 13 |  | 11 | 1.9655
OBAN | 295 | 14 |  | 11.4 | 1.9364
OBAN | 295 | 15 |  | 11.3 | 1.9437
OBAN | 295 | 16 |  | 10.9 | 1.9728
OBAN | 295 | 17 |  | 10.6 | 1.9946
OBAN | 295 | 18 |  | 10 | 2.0383
OBAN | 295 | 19 |  | 9.9 | 2.0456
OBAN | 295 | 20 |  | 8.7 | 2.1329
OBAN | 295 | 21 |  | 7.5 | 2.2203
OBAN | 295 | 22 |  | 8.9 | 2.1184
OBAN | 295 | 23 |  | 8.9 | 2.1184
OBAN | 295 | 24 |  | 9.2 | 2.0965
OBAN | 296 | 1 |  | 8.5 | 2.1475
OBAN | 296 | 2 |  | 7.6 | 2.213
OBAN | 296 | 3 |  | 8.6 | 2.1402
OBAN | 296 | 4 |  | 7.8 | 2.1985
OBAN | 296 | 5 |  | 6.4 | 2.3004
OBAN | 296 | 6 |  | 4.6 | 2.4314
OBAN | 296 | 7 |  | 4.8 | 2.4168
OBAN | 296 | 8 |  | 7.6 | 2.213
OBAN | 296 | 9 |  | 8 | 2.1839
OBAN | 296 | 10 |  | 9.6 | 2.0674
OBAN | 296 | 11 |  | 11.1 | 1.9582
OBAN | 296 | 12 |  | 12.2 | 1.8782
OBAN | 296 | 13 |  | 12.8 | 1.8345
OBAN | 296 | 14 |  | 12.8 | 1.8345
OBAN | 296 | 15 |  | 12.7 | 1.8418
OBAN | 296 | 16 |  | 11.9 | 1.9
OBAN | 296 | 17 |  | 10 | 2.0383
OBAN | 296 | 18 |  | 10.6 | 1.9946
OBAN | 296 | 19 |  | 10.9 | 1.9728
OBAN | 296 | 20 |  | 10.7 | 1.9873
OBAN | 296 | 21 |  | 10.5 | 2.0019
OBAN | 296 | 22 |  | 10.3 | 2.0165
OBAN | 296 | 23 |  | 9.9 | 2.0456
OBAN | 296 | 24 |  | 9.8 | 2.0529
OBAN | 297 | 1 |  | 9.9 | 2.0456
OBAN | 297 | 2 |  | 10 | 2.0383
OBAN | 297 | 3 |  | 10.2 | 2.0237
OBAN | 297 | 4 |  | 10.1 | 2.031
OBAN | 297 | 5 |  | 10.2 | 2.0237
OBAN | 297 | 6 |  | 10.1 | 2.031
OBAN | 297 | 7 |  | 9.8 | 2.0529
OBAN | 297 | 8 |  | 10.1 | 2.031
OBAN | 297 | 9 |  | 10.1 | 2.031
OBAN | 297 | 10 |  | 10.8 | 1.9801
OBAN | 297 | 11 |  | 11.8 | 1.9073
OBAN | 297 | 12 |  | 12.5 | 1.8563
OBAN | 297 | 13 |  | 12.5 | 1.8563
OBAN | 297 | 14 |  | 12.7 | 1.8418
OBAN | 297 | 15 |  | 12.6 | 1.849
OBAN | 297 | 16 |  | 12.2 | 1.8782
OBAN | 297 | 17 |  | 10.8 | 1.9801
OBAN | 297 | 18 |  | 10.8 | 1.9801
OBAN | 297 | 19 |  | 10.9 | 1.9728
OBAN | 297 | 20 |  | 10.7 | 1.9873
OBAN | 297 | 21 |  | 10.3 | 2.0165
OBAN | 297 | 22 |  | 9 | 2.1111
OBAN | 297 | 23 |  | 7 | 2.2567
OBAN | 297 | 24 |  | 6.6 | 2.2858
OBAN | 298 | 1 |  | 6.2 | 2.3149
OBAN | 298 | 2 |  | 4.8 | 2.4168
OBAN | 298 | 3 |  | 3.8 | 2.4896
OBAN | 298 | 4 |  | 3.7 | 2.4969
OBAN | 298 | 5 |  | 3.4 | 2.5188
OBAN | 298 | 6 |  | 4.8 | 2.4168
OBAN | 298 | 7 |  | 7.8 | 2.1985
OBAN | 298 | 8 |  | 8.4 | 2.1548
OBAN | 298 | 9 |  | 7.9 | 2.1912
OBAN | 298 | 10 |  | 10.1 | 2.031
OBAN | 298 | 11 |  | 12.5 | 1.8563
OBAN | 298 | 12 |  | 14 | 1.7471
OBAN | 298 | 13 |  | 14 | 1.7471
OBAN | 298 | 14 |  | 14 | 1.7471
OBAN | 298 | 15 |  | 13.4 | 1.7908
OBAN | 298 | 16 |  | 13.1 | 1.8126
OBAN | 298 | 17 |  | 11.7 | 1.9146
OBAN | 298 | 18 |  | 10.3 | 2.0165
OBAN | 298 | 19 |  | 9.7 | 2.0601
OBAN | 298 | 20 |  | 9.3 | 2.0893
OBAN | 298 | 21 |  | 8.9 | 2.1184
OBAN | 298 | 22 |  | 8.8 | 2.1257
OBAN | 298 | 23 |  | 8.6 | 2.1402
OBAN | 298 | 24 |  | 8.6 | 2.1402
OBAN | 299 | 1 |  | 8.5 | 2.1475
OBAN | 299 | 2 |  | 8.5 | 2.1475
OBAN | 299 | 3 |  | 8.3 | 2.1621
OBAN | 299 | 4 |  | 7.3 | 2.2349
OBAN | 299 | 5 |  | 7.2 | 2.2421
OBAN | 299 | 6 |  | 6.7 | 2.2785
OBAN | 299 | 7 |  | 5.7 | 2.3513
OBAN | 299 | 8 |  | 3.5 | 2.5115
OBAN | 299 | 9 |  | 4.3 | 2.4532
OBAN | 299 | 10 |  | 7.4 | 2.2276
OBAN | 299 | 11 |  | 9.3 | 2.0893
OBAN | 299 | 12 |  | 10.4 | 2.0092
OBAN | 299 | 13 |  | 11.8 | 1.9073
OBAN | 299 | 14 |  | 11.3 | 1.9437
OBAN | 299 | 15 |  | 11.6 | 1.9218
OBAN | 299 | 16 |  | 11.5 | 1.9291
OBAN | 299 | 17 |  | 9.4 | 2.082
OBAN | 299 | 18 |  | 7.4 | 2.2276
OBAN | 299 | 19 |  | 6.7 | 2.2785
OBAN | 299 | 20 |  | 6.7 | 2.2785
OBAN | 299 | 21 |  | 5.2 | 2.3877
OBAN | 299 | 22 |  | 5.1 | 2.395
OBAN | 299 | 23 |  | 6.1 | 2.3222
OBAN | 299 | 24 |  | 5.3 | 2.3804
OBAN | 300 | 1 |  | 4.5 | 2.4387
OBAN | 300 | 2 |  | 2.8 | 2.5624
OBAN | 300 | 3 |  | 4 | 2.4751
OBAN | 300 | 4 |  | 5.7 | 2.3513
OBAN | 300 | 5 |  | 6.3 | 2.3077
OBAN | 300 | 6 |  | 7 | 2.2567
OBAN | 300 | 7 |  | 7.2 | 2.2421
OBAN | 300 | 8 |  | 7.5 | 2.2203
OBAN | 300 | 9 |  | 7.5 | 2.2203
OBAN | 300 | 10 |  | 8.1 | 2.1766
OBAN | 300 | 11 |  | 8.5 | 2.1475
OBAN | 300 | 12 |  | 9.2 | 2.0965
OBAN | 300 | 13 |  | 9.9 | 2.0456
OBAN | 300 | 14 |  | 10.3 | 2.0165
OBAN | 300 | 15 |  | 10.4 | 2.0092
OBAN | 300 | 16 |  | 10.2 | 2.0237
OBAN | 300 | 17 |  | 10.3 | 2.0165
OBAN | 300 | 18 |  | 10 | 2.0383
OBAN | 300 | 19 |  | 9.5 | 2.0747
OBAN | 300 | 20 |  | 8.5 | 2.1475
OBAN | 300 | 21 |  | 9.5 | 2.0747
OBAN | 300 | 22 |  | 9.1 | 2.1038
OBAN | 300 | 23 |  | 7.5 | 2.2203
OBAN | 300 | 24 |  | 7.4 | 2.2276
OBAN | 301 | 1 |  | 6.2 | 2.3149
OBAN | 301 | 2 |  | 6.2 | 2.3149
OBAN | 301 | 3 |  | 7.8 | 2.1985
OBAN | 301 | 4 |  | 7.7 | 2.2057
OBAN | 301 | 5 |  | 8.3 | 2.1621
OBAN | 301 | 6 |  | 10.1 | 2.031
OBAN | 301 | 7 |  | 9.9 | 2.0456
OBAN | 301 | 8 |  | 9.9 | 2.0456
OBAN | 301 | 9 |  | 10.1 | 2.031
OBAN | 301 | 10 |  | 10.8 | 1.9801
OBAN | 301 | 11 |  | 11 | 1.9655
OBAN | 301 | 12 |  | 11.4 | 1.9364
OBAN | 301 | 13 |  | 12.2 | 1.8782
OBAN | 301 | 14 |  | 12.5 | 1.8563
OBAN | 301 | 15 |  | 12.4 | 1.8636
OBAN | 301 | 16 |  | 11.9 | 1.9
OBAN | 301 | 17 |  | 11.3 | 1.9437
OBAN | 301 | 18 |  | 10.9 | 1.9728
OBAN | 301 | 19 |  | 10.7 | 1.9873
OBAN | 301 | 20 |  | 10.1 | 2.031
OBAN | 301 | 21 |  | 10.1 | 2.031
OBAN | 301 | 22 |  | 7.8 | 2.1985
OBAN | 301 | 23 |  | 6.1 | 2.3222
OBAN | 301 | 24 |  | 5.5 | 2.3659
OBAN | 302 | 1 |  | 5.2 | 2.3877
OBAN | 302 | 2 |  | 5.1 | 2.395
OBAN | 302 | 3 |  | 4.4 | 2.446
OBAN | 302 | 4 |  | 4 | 2.4751
OBAN | 302 | 5 |  | 3.7 | 2.4969
OBAN | 302 | 6 |  | 3.4 | 2.5188
OBAN | 302 | 7 |  | 3 | 2.5479
OBAN | 302 | 8 |  | 3.2 | 2.5333
OBAN | 302 | 9 |  | 4 | 2.4751
OBAN | 302 | 10 |  | 7.1 | 2.2494
OBAN | 302 | 11 |  | 9.8 | 2.0529
OBAN | 302 | 12 |  | 10.4 | 2.0092
OBAN | 302 | 13 |  | 11.2 | 1.9509
OBAN | 302 | 14 |  | 11.7 | 1.9146
OBAN | 302 | 15 |  | 13.1 | 1.8126
OBAN | 302 | 16 |  | 11.3 | 1.9437
OBAN | 302 | 17 |  | 9.4 | 2.082
OBAN | 302 | 18 |  | 7.3 | 2.2349
OBAN | 302 | 19 |  | 6.8 | 2.2713
OBAN | 302 | 20 |  | 6.6 | 2.2858
OBAN | 302 | 21 |  | 5.9 | 2.3368
OBAN | 302 | 22 |  | 5.9 | 2.3368
OBAN | 302 | 23 |  | 6 | 2.3295
OBAN | 302 | 24 |  | 6.4 | 2.3004
OBAN | 303 | 1 |  | 6.8 | 2.2713
OBAN | 303 | 2 |  | 7.2 | 2.2421
OBAN | 303 | 3 |  | 7.4 | 2.2276
OBAN | 303 | 4 |  | 8.7 | 2.1329
OBAN | 303 | 5 |  | 8 | 2.1839
OBAN | 303 | 6 |  | 7.7 | 2.2057
OBAN | 303 | 7 |  | 7.5 | 2.2203
OBAN | 303 | 8 |  | 7.5 | 2.2203
OBAN | 303 | 9 |  | 8 | 2.1839
OBAN | 303 | 10 |  | 8.7 | 2.1329
OBAN | 303 | 11 |  | 9.9 | 2.0456
OBAN | 303 | 12 |  | 11 | 1.9655
OBAN | 303 | 13 |  | 10.3 | 2.0165
OBAN | 303 | 14 |  | 10.5 | 2.0019
OBAN | 303 | 15 |  | 10.7 | 1.9873
OBAN | 303 | 16 |  | 10.6 | 1.9946
OBAN | 303 | 17 |  | 10.1 | 2.031
OBAN | 303 | 18 |  | 9.6 | 2.0674
OBAN | 303 | 19 |  | 9.1 | 2.1038
OBAN | 303 | 20 |  | 8.6 | 2.1402
OBAN | 303 | 21 |  | 7.5 | 2.2203
OBAN | 303 | 22 |  | 6.8 | 2.2713
OBAN | 303 | 23 |  | 6.8 | 2.2713
OBAN | 303 | 24 |  | 5.9 | 2.3368
OBAN | 304 | 1 |  | 6.2 | 2.3149
OBAN | 304 | 2 |  | 4.8 | 2.4168
OBAN | 304 | 3 |  | 2.2 | 2.6061
OBAN | 304 | 4 |  | 1.8 | 2.6352
OBAN | 304 | 5 |  | 1.8 | 2.6352
OBAN | 304 | 6 |  | 3.5 | 2.5115
OBAN | 304 | 7 |  | 2 | 2.6207
OBAN | 304 | 8 |  | 1.6 | 2.6498
OBAN | 304 | 9 |  | 4.6 | 2.4314
OBAN | 304 | 10 |  | 5.8 | 2.3441
OBAN | 304 | 11 |  | 7.3 | 2.2349
OBAN | 304 | 12 |  | 8.5 | 2.1475
OBAN | 304 | 13 |  | 9.1 | 2.1038
OBAN | 304 | 14 |  | 9 | 2.1111
OBAN | 304 | 15 |  | 9.2 | 2.0965
OBAN | 304 | 16 |  | 8.6 | 2.1402
OBAN | 304 | 17 |  | 7.2 | 2.2421
OBAN | 304 | 18 |  | 6 | 2.3295
OBAN | 304 | 19 |  | 3.1 | 2.5406
OBAN | 304 | 20 |  | 2.7 | 2.5697
OBAN | 304 | 21 |  | 2.2 | 2.6061
OBAN | 304 | 22 |  | 1.9 | 2.628
OBAN | 304 | 23 |  | 1.9 | 2.628
OBAN | 304 | 24 |  | 2.5 | 2.5843
OBAN | 305 | 1 |  | 3.4 | 2.5188
OBAN | 305 | 2 |  | 4.4 | 2.446
OBAN | 305 | 3 |  | 5.3 | 2.3804
OBAN | 305 | 4 |  | 5.9 | 2.3368
OBAN | 305 | 5 |  | 6.1 | 2.3222
OBAN | 305 | 6 |  | 6.2 | 2.3149
OBAN | 305 | 7 |  | 6.2 | 2.3149
OBAN | 305 | 8 |  | 6.4 | 2.3004
OBAN | 305 | 9 |  | 6.5 | 2.2931
OBAN | 305 | 10 |  | 6.6 | 2.2858
OBAN | 305 | 11 |  | 6.6 | 2.2858
OBAN | 305 | 12 |  | 6.7 | 2.2785
OBAN | 305 | 13 |  | 6.7 | 2.2785
OBAN | 305 | 14 |  | 6.7 | 2.2785
OBAN | 305 | 15 |  | 6.7 | 2.2785
OBAN | 305 | 16 |  | 6.2 | 2.3149
OBAN | 305 | 17 |  | 5.7 | 2.3513
OBAN | 305 | 18 |  | 5.2 | 2.3877
OBAN | 305 | 19 |  | 4.4 | 2.446
OBAN | 305 | 20 |  | 3.7 | 2.4969
OBAN | 305 | 21 |  | 2.9 | 2.5552
OBAN | 305 | 22 |  | 2.1 | 2.6134
OBAN | 305 | 23 |  | 1.3 | 2.6716
OBAN | 305 | 24 |  | 0.5 | 2.7299
OBAN | 306 | 1 |  | 0.4 | 2.7372
OBAN | 306 | 2 |  | 0.3 | 2.7444
OBAN | 306 | 3 |  | 0.2 | 2.7517
OBAN | 306 | 4 |  | 0.4 | 2.7372
OBAN | 306 | 5 |  | 0.5 | 2.7299
OBAN | 306 | 6 |  | 0.7 | 2.7153
OBAN | 306 | 7 |  | 1.3 | 2.6716
OBAN | 306 | 8 |  | 1.8 | 2.6352
OBAN | 306 | 9 |  | 2.4 | 2.5916
OBAN | 306 | 10 |  | 3.2 | 2.5333
OBAN | 306 | 11 |  | 3.9 | 2.4824
OBAN | 306 | 12 |  | 4.7 | 2.4241
OBAN | 306 | 13 |  | 4.8 | 2.4168
OBAN | 306 | 14 |  | 4.9 | 2.4096
OBAN | 306 | 15 |  | 5.1 | 2.395
OBAN | 306 | 16 |  | 5.2 | 2.3877
OBAN | 306 | 17 |  | 5.3 | 2.3804
OBAN | 306 | 18 |  | 5.4 | 2.3732
OBAN | 306 | 19 |  | 5.6 | 2.3586
OBAN | 306 | 20 |  | 5.9 | 2.3368
OBAN | 306 | 21 |  | 6.1 | 2.3222
OBAN | 306 | 22 |  | 6.2 | 2.3149
OBAN | 306 | 23 |  | 6.4 | 2.3004
OBAN | 306 | 24 |  | 6.5 | 2.2931
OBAN | 307 | 1 |  | 6 | 2.3295
OBAN | 307 | 2 |  | 5.6 | 2.3586
OBAN | 307 | 3 |  | 5.1 | 2.395
OBAN | 307 | 4 |  | 5 | 2.4023
OBAN | 307 | 5 |  | 5 | 2.4023
OBAN | 307 | 6 |  | 4.9 | 2.4096
OBAN | 307 | 7 |  | 5.2 | 2.3877
OBAN | 307 | 8 |  | 5.5 | 2.3659
OBAN | 307 | 9 |  | 5.8 | 2.3441
OBAN | 307 | 10 |  | 6.8 | 2.2713
OBAN | 307 | 11 |  | 7.7 | 2.2057
OBAN | 307 | 12 |  | 8.7 | 2.1329
OBAN | 307 | 13 |  | 8.6 | 2.1402
OBAN | 307 | 14 |  | 8.4 | 2.1548
OBAN | 307 | 15 |  | 8.3 | 2.1621
OBAN | 307 | 16 |  | 7.4 | 2.2276
OBAN | 307 | 17 |  | 6.6 | 2.2858
OBAN | 307 | 18 |  | 5.7 | 2.3513
OBAN | 307 | 19 |  | 6 | 2.3295
OBAN | 307 | 20 |  | 6.2 | 2.3149
OBAN | 307 | 21 |  | 6.5 | 2.2931
OBAN | 307 | 22 |  | 6.3 | 2.3077
OBAN | 307 | 23 |  | 6 | 2.3295
OBAN | 307 | 24 |  | 5.8 | 2.3441
OBAN | 308 | 1 |  | 5.4 | 2.3732
OBAN | 308 | 2 |  | 4.9 | 2.4096
OBAN | 308 | 3 |  | 4.5 | 2.4387
OBAN | 308 | 4 |  | 4.3 | 2.4532
OBAN | 308 | 5 |  | 4.1 | 2.4678
OBAN | 308 | 6 |  | 3.9 | 2.4824
OBAN | 308 | 7 |  | 4.1 | 2.4678
OBAN | 308 | 8 |  | 4.2 | 2.4605
OBAN | 308 | 9 |  | 4.4 | 2.446
OBAN | 308 | 10 |  | 4.9 | 2.4096
OBAN | 308 | 11 |  | 5.5 | 2.3659
OBAN | 308 | 12 |  | 6 | 2.3295
OBAN | 308 | 13 |  | 6 | 2.3295
OBAN | 308 | 14 |  | 5.9 | 2.3368
OBAN | 308 | 15 |  | 5.9 | 2.3368
OBAN | 308 | 16 |  | 5.6 | 2.3586
OBAN | 308 | 17 |  | 5.2 | 2.3877
OBAN | 308 | 18 |  | 4.9 | 2.4096
OBAN | 308 | 19 |  | 4.4 | 2.446
OBAN | 308 | 20 |  | 4 | 2.4751
OBAN | 308 | 21 |  | 3.5 | 2.5115
OBAN | 308 | 22 |  | 3.2 | 2.5333
OBAN | 308 | 23 |  | 2.9 | 2.5552
OBAN | 308 | 24 |  | 2.6 | 2.577
OBAN | 309 | 1 |  | 3 | 2.5479
OBAN | 309 | 2 |  | 3.3 | 2.526
OBAN | 309 | 3 |  | 3.7 | 2.4969
OBAN | 309 | 4 |  | 3.9 | 2.4824
OBAN | 309 | 5 |  | 4.1 | 2.4678
OBAN | 309 | 6 |  | 4.3 | 2.4532
OBAN | 309 | 7 |  | 5.3 | 2.3804
OBAN | 309 | 8 |  | 6.3 | 2.3077
OBAN | 309 | 9 |  | 7.3 | 2.2349
OBAN | 309 | 10 |  | 7.6 | 2.213
OBAN | 309 | 11 |  | 7.9 | 2.1912
OBAN | 309 | 12 |  | 8.2 | 2.1693
OBAN | 309 | 13 |  | 8.4 | 2.1548
OBAN | 309 | 14 |  | 8.6 | 2.1402
OBAN | 309 | 15 |  | 8.8 | 2.1257
OBAN | 309 | 16 |  | 8.7 | 2.1329
OBAN | 309 | 17 |  | 8.5 | 2.1475
OBAN | 309 | 18 |  | 8.4 | 2.1548
OBAN | 309 | 19 |  | 7.8 | 2.1985
OBAN | 309 | 20 |  | 7.3 | 2.2349
OBAN | 309 | 21 |  | 6.7 | 2.2785
OBAN | 309 | 22 |  | 6.6 | 2.2858
OBAN | 309 | 23 |  | 6.6 | 2.2858
OBAN | 309 | 24 |  | 6.5 | 2.2931
OBAN | 310 | 1 |  | 5 | 2.4023
OBAN | 310 | 2 |  | 3.6 | 2.5042
OBAN | 310 | 3 |  | 2.1 | 2.6134
OBAN | 310 | 4 |  | 1.6 | 2.6498
OBAN | 310 | 5 |  | 1.2 | 2.6789
OBAN | 310 | 6 |  | 0.7 | 2.7153
OBAN | 310 | 7 |  | 1.1 | 2.6862
OBAN | 310 | 8 |  | 1.5 | 2.6571
OBAN | 310 | 9 |  | 1.9 | 2.628
OBAN | 310 | 10 |  | 4.1 | 2.4678
OBAN | 310 | 11 |  | 6.3 | 2.3077
OBAN | 310 | 12 |  | 8.5 | 2.1475
OBAN | 310 | 13 |  | 8.1 | 2.1766
OBAN | 310 | 14 |  | 7.6 | 2.213
OBAN | 310 | 15 |  | 7.2 | 2.2421
OBAN | 310 | 16 |  | 7.6 | 2.213
OBAN | 310 | 17 |  | 8.1 | 2.1766
OBAN | 310 | 18 |  | 8.5 | 2.1475
OBAN | 310 | 19 |  | 9.1 | 2.1038
OBAN | 310 | 20 |  | 9.7 | 2.0601
OBAN | 310 | 21 |  | 10.3 | 2.0165
OBAN | 310 | 22 |  | 10.3 | 2.0165
OBAN | 310 | 23 |  | 10.4 | 2.0092
OBAN | 310 | 24 |  | 10.4 | 2.0092
OBAN | 311 | 1 |  | 10.3 | 2.0165
OBAN | 311 | 2 |  | 10.1 | 2.031
OBAN | 311 | 3 |  | 10 | 2.0383
OBAN | 311 | 4 |  | 10 | 2.0383
OBAN | 311 | 5 |  | 9.9 | 2.0456
OBAN | 311 | 6 |  | 9.9 | 2.0456
OBAN | 311 | 7 |  | 10 | 2.0383
OBAN | 311 | 8 |  | 10.2 | 2.0237
OBAN | 311 | 9 |  | 10.3 | 2.0165
OBAN | 311 | 10 |  | 10.8 | 1.9801
OBAN | 311 | 11 |  | 11.3 | 1.9437
OBAN | 311 | 12 |  | 11.8 | 1.9073
OBAN | 311 | 13 |  | 11.9 | 1.9
OBAN | 311 | 14 |  | 12.1 | 1.8854
OBAN | 311 | 15 |  | 12.2 | 1.8782
OBAN | 311 | 16 |  | 12.3 | 1.8709
OBAN | 311 | 17 |  | 12.5 | 1.8563
OBAN | 311 | 18 |  | 12.6 | 1.849
OBAN | 311 | 19 |  | 12.5 | 1.8563
OBAN | 311 | 20 |  | 12.4 | 1.8636
OBAN | 311 | 21 |  | 12.3 | 1.8709
OBAN | 311 | 22 |  | 12.1 | 1.8854
OBAN | 311 | 23 |  | 11.8 | 1.9073
OBAN | 311 | 24 |  | 11.6 | 1.9218
OBAN | 312 | 1 |  | 11.5 | 1.9291
OBAN | 312 | 2 |  | 11.3 | 1.9437
OBAN | 312 | 3 |  | 11.2 | 1.9509
OBAN | 312 | 4 |  | 11.2 | 1.9509
OBAN | 312 | 5 |  | 11.1 | 1.9582
OBAN | 312 | 6 |  | 11.1 | 1.9582
OBAN | 312 | 7 |  | 11.2 | 1.9509
OBAN | 312 | 8 |  | 11.3 | 1.9437
OBAN | 312 | 9 |  | 11.4 | 1.9364
OBAN | 312 | 10 |  | 11.8 | 1.9073
OBAN | 312 | 11 |  | 12.1 | 1.8854
OBAN | 312 | 12 |  | 12.5 | 1.8563
OBAN | 312 | 13 |  | 12.4 | 1.8636
OBAN | 312 | 14 |  | 12.3 | 1.8709
OBAN | 312 | 15 |  | 12.2 | 1.8782
OBAN | 312 | 16 |  | 12.2 | 1.8782
OBAN | 312 | 17 |  | 12.1 | 1.8854
OBAN | 312 | 18 |  | 12.1 | 1.8854
OBAN | 312 | 19 |  | 12.3 | 1.8709
OBAN | 312 | 20 |  | 12.4 | 1.8636
OBAN | 312 | 21 |  | 12.6 | 1.849
OBAN | 312 | 22 |  | 12.4 | 1.8636
OBAN | 312 | 23 |  | 12.2 | 1.8782
OBAN | 312 | 24 |  | 12 | 1.8927
OBAN | 313 | 1 |  | 12.6 | 1.849
OBAN | 313 | 2 |  | 13.1 | 1.8126
OBAN | 313 | 3 |  | 13.7 | 1.769
OBAN | 313 | 4 |  | 13 | 1.8199
OBAN | 313 | 5 |  | 12.3 | 1.8709
OBAN | 313 | 6 |  | 11.6 | 1.9218
OBAN | 313 | 7 |  | 11.5 | 1.9291
OBAN | 313 | 8 |  | 11.4 | 1.9364
OBAN | 313 | 9 |  | 11.2 | 1.9509
OBAN | 313 | 10 |  | 11.1 | 1.9582
OBAN | 313 | 11 |  | 11 | 1.9655
OBAN | 313 | 12 |  | 10.9 | 1.9728
OBAN | 313 | 13 |  | 11 | 1.9655
OBAN | 313 | 14 |  | 11.2 | 1.9509
OBAN | 313 | 15 |  | 11.3 | 1.9437
OBAN | 313 | 16 |  | 10.9 | 1.9728
OBAN | 313 | 17 |  | 10.6 | 1.9946
OBAN | 313 | 18 |  | 10.2 | 2.0237
OBAN | 313 | 19 |  | 9.9 | 2.0456
OBAN | 313 | 20 |  | 9.7 | 2.0601
OBAN | 313 | 21 |  | 9.4 | 2.082
OBAN | 313 | 22 |  | 9.1 | 2.1038
OBAN | 313 | 23 |  | 8.8 | 2.1257
OBAN | 313 | 24 |  | 8.5 | 2.1475
OBAN | 314 | 1 |  | 8.3 | 2.1621
OBAN | 314 | 2 |  | 8 | 2.1839
OBAN | 314 | 3 |  | 7.8 | 2.1985
OBAN | 314 | 4 |  | 7.9 | 2.1912
OBAN | 314 | 5 |  | 7.9 | 2.1912
OBAN | 314 | 6 |  | 8 | 2.1839
OBAN | 314 | 7 |  | 7.6 | 2.213
OBAN | 314 | 8 |  | 7.1 | 2.2494
OBAN | 314 | 9 |  | 6.7 | 2.2785
OBAN | 314 | 10 |  | 7.1 | 2.2494
OBAN | 314 | 11 |  | 7.6 | 2.213
OBAN | 314 | 12 |  | 8 | 2.1839
OBAN | 314 | 13 |  | 7.2 | 2.2421
OBAN | 314 | 14 |  | 6.5 | 2.2931
OBAN | 314 | 15 |  | 5.7 | 2.3513
OBAN | 314 | 16 |  | 6.5 | 2.2931
OBAN | 314 | 17 |  | 7.2 | 2.2421
OBAN | 314 | 18 |  | 8 | 2.1839
OBAN | 314 | 19 |  | 8.1 | 2.1766
OBAN | 314 | 20 |  | 8.3 | 2.1621
OBAN | 314 | 21 |  | 8.4 | 2.1548
OBAN | 314 | 22 |  | 7.9 | 2.1912
OBAN | 314 | 23 |  | 7.5 | 2.2203
OBAN | 314 | 24 |  | 7 | 2.2567
OBAN | 315 | 1 |  | 7.4 | 2.2276
OBAN | 315 | 2 |  | 7.7 | 2.2057
OBAN | 315 | 3 |  | 8.1 | 2.1766
OBAN | 315 | 4 |  | 8.3 | 2.1621
OBAN | 315 | 5 |  | 8.5 | 2.1475
OBAN | 315 | 6 |  | 8.7 | 2.1329
OBAN | 315 | 7 |  | 8.5 | 2.1475
OBAN | 315 | 8 |  | 8.3 | 2.1621
OBAN | 315 | 9 |  | 8.1 | 2.1766
OBAN | 315 | 10 |  | 8.5 | 2.1475
OBAN | 315 | 11 |  | 9 | 2.1111
OBAN | 315 | 12 |  | 9.4 | 2.082
OBAN | 315 | 13 |  | 9.1 | 2.1038
OBAN | 315 | 14 |  | 8.8 | 2.1257
OBAN | 315 | 15 |  | 8.5 | 2.1475
OBAN | 315 | 16 |  | 8.3 | 2.1621
OBAN | 315 | 17 |  | 8.1 | 2.1766
OBAN | 315 | 18 |  | 7.9 | 2.1912
OBAN | 315 | 19 |  | 8 | 2.1839
OBAN | 315 | 20 |  | 8.2 | 2.1693
OBAN | 315 | 21 |  | 8.3 | 2.1621
OBAN | 315 | 22 |  | 7.9 | 2.1912
OBAN | 315 | 23 |  | 7.5 | 2.2203
OBAN | 315 | 24 |  | 7.1 | 2.2494
OBAN | 316 | 1 |  | 7.2 | 2.2421
OBAN | 316 | 2 |  | 7.4 | 2.2276
OBAN | 316 | 3 |  | 7.5 | 2.2203
OBAN | 316 | 4 |  | 7.6 | 2.213
OBAN | 316 | 5 |  | 7.8 | 2.1985
OBAN | 316 | 6 |  | 7.9 | 2.1912
OBAN | 316 | 7 |  | 8.3 | 2.1621
OBAN | 316 | 8 |  | 8.6 | 2.1402
OBAN | 316 | 9 |  | 9 | 2.1111
OBAN | 316 | 10 |  | 9.3 | 2.0893
OBAN | 316 | 11 |  | 9.5 | 2.0747
OBAN | 316 | 12 |  | 9.8 | 2.0529
OBAN | 316 | 13 |  | 9.6 | 2.0674
OBAN | 316 | 14 |  | 9.5 | 2.0747
OBAN | 316 | 15 |  | 9.3 | 2.0893
OBAN | 316 | 16 |  | 9 | 2.1111
OBAN | 316 | 17 |  | 8.6 | 2.1402
OBAN | 316 | 18 |  | 8.3 | 2.1621
OBAN | 316 | 19 |  | 8.2 | 2.1693
OBAN | 316 | 20 |  | 8.2 | 2.1693
OBAN | 316 | 21 |  | 8.1 | 2.1766
OBAN | 316 | 22 |  | 8.1 | 2.1766
OBAN | 316 | 23 |  | 8.1 | 2.1766
OBAN | 316 | 24 |  | 8.1 | 2.1766
OBAN | 317 | 1 |  | 7.9 | 2.1912
OBAN | 317 | 2 |  | 7.8 | 2.1985
OBAN | 317 | 3 |  | 7.6 | 2.213
OBAN | 317 | 4 |  | 7.6 | 2.213
OBAN | 317 | 5 |  | 7.6 | 2.213
OBAN | 317 | 6 |  | 7.6 | 2.213
OBAN | 317 | 7 |  | 7.2 | 2.2421
OBAN | 317 | 8 |  | 6.9 | 2.264
OBAN | 317 | 9 |  | 6.5 | 2.2931
OBAN | 317 | 10 |  | 7.3 | 2.2349
OBAN | 317 | 11 |  | 8 | 2.1839
OBAN | 317 | 12 |  | 8.8 | 2.1257
OBAN | 317 | 13 |  | 8.8 | 2.1257
OBAN | 317 | 14 |  | 8.7 | 2.1329
OBAN | 317 | 15 |  | 8.7 | 2.1329
OBAN | 317 | 16 |  | 8.3 | 2.1621
OBAN | 317 | 17 |  | 8 | 2.1839
OBAN | 317 | 18 |  | 7.6 | 2.213
OBAN | 317 | 19 |  | 7.3 | 2.2349
OBAN | 317 | 20 |  | 7 | 2.2567
OBAN | 317 | 21 |  | 6.7 | 2.2785
OBAN | 317 | 22 |  | 6.9 | 2.264
OBAN | 317 | 23 |  | 7 | 2.2567
OBAN | 317 | 24 |  | 7.2 | 2.2421
OBAN | 318 | 1 |  | 7.4 | 2.2276
OBAN | 318 | 2 |  | 7.5 | 2.2203
OBAN | 318 | 3 |  | 7.7 | 2.2057
OBAN | 318 | 4 |  | 7.6 | 2.213
OBAN | 318 | 5 |  | 7.6 | 2.213
OBAN | 318 | 6 |  | 7.5 | 2.2203
OBAN | 318 | 7 |  | 7.4 | 2.2276
OBAN | 318 | 8 |  | 7.4 | 2.2276
OBAN | 318 | 9 |  | 7.3 | 2.2349
OBAN | 318 | 10 |  | 7.7 | 2.2057
OBAN | 318 | 11 |  | 8.1 | 2.1766
OBAN | 318 | 12 |  | 8.5 | 2.1475
OBAN | 318 | 13 |  | 8.3 | 2.1621
OBAN | 318 | 14 |  | 8.2 | 2.1693
OBAN | 318 | 15 |  | 8 | 2.1839
OBAN | 318 | 16 |  | 7.7 | 2.2057
OBAN | 318 | 17 |  | 7.4 | 2.2276
OBAN | 318 | 18 |  | 7.1 | 2.2494
OBAN | 318 | 19 |  | 6.9 | 2.264
OBAN | 318 | 20 |  | 6.7 | 2.2785
OBAN | 318 | 21 |  | 6.5 | 2.2931
OBAN | 318 | 22 |  | 6.4 | 2.3004
OBAN | 318 | 23 |  | 6.2 | 2.3149
OBAN | 318 | 24 |  | 6 | 2.3295
OBAN | 319 | 1 |  | 5.4 | 2.3732
OBAN | 319 | 2 |  | 4.7 | 2.4241
OBAN | 319 | 3 |  | 4.1 | 2.4678
OBAN | 319 | 4 |  | 4.6 | 2.4314
OBAN | 319 | 5 |  | 5.1 | 2.395
OBAN | 319 | 6 |  | 5.6 | 2.3586
OBAN | 319 | 7 |  | 5.4 | 2.3732
OBAN | 319 | 8 |  | 5.2 | 2.3877
OBAN | 319 | 9 |  | 5 | 2.4023
OBAN | 319 | 10 |  | 5.5 | 2.3659
OBAN | 319 | 11 |  | 6.1 | 2.3222
OBAN | 319 | 12 |  | 6.6 | 2.2858
OBAN | 319 | 13 |  | 6.8 | 2.2713
OBAN | 319 | 14 |  | 6.9 | 2.264
OBAN | 319 | 15 |  | 7.1 | 2.2494
OBAN | 319 | 16 |  | 6.7 | 2.2785
OBAN | 319 | 17 |  | 6.3 | 2.3077
OBAN | 319 | 18 |  | 5.9 | 2.3368
OBAN | 319 | 19 |  | 5.5 | 2.3659
OBAN | 319 | 20 |  | 5.1 | 2.395
OBAN | 319 | 21 |  | 4.7 | 2.4241
OBAN | 319 | 22 |  | 3.5 | 2.5115
OBAN | 319 | 23 |  | 2.4 | 2.5916
OBAN | 319 | 24 |  | 1.2 | 2.6789
OBAN | 320 | 1 |  | 0.7 | 2.7153
OBAN | 320 | 2 |  | 0.1 | 2.759
OBAN | 320 | 3 |  | -0.4 | 2.7954
OBAN | 320 | 4 |  | -0.6 | 2.8099
OBAN | 320 | 5 |  | -0.8 | 2.8245
OBAN | 320 | 6 |  | -1 | 2.8391
OBAN | 320 | 7 |  | -0.9 | 2.8318
OBAN | 320 | 8 |  | -0.9 | 2.8318
OBAN | 320 | 9 |  | -0.8 | 2.8245
OBAN | 320 | 10 |  | -0.2 | 2.7808
OBAN | 320 | 11 |  | 0.5 | 2.7299
OBAN | 320 | 12 |  | 1.2 | 2.6789
OBAN | 320 | 13 |  | 1.8 | 2.6352
OBAN | 320 | 14 |  | 2.4 | 2.5916
OBAN | 320 | 15 |  | 3.1 | 2.5406
OBAN | 320 | 16 |  | 2.8 | 2.5624
OBAN | 320 | 17 |  | 2.5 | 2.5843
OBAN | 320 | 18 |  | 2.2 | 2.6061
OBAN | 320 | 19 |  | 1.7 | 2.6425
OBAN | 320 | 20 |  | 1.3 | 2.6716
OBAN | 320 | 21 |  | 0.8 | 2.708
OBAN | 320 | 22 |  | 1.5 | 2.6571
OBAN | 320 | 23 |  | 2.2 | 2.6061
OBAN | 320 | 24 |  | 2.9 | 2.5552
OBAN | 321 | 1 |  | 2.6 | 2.577
OBAN | 321 | 2 |  | 2.3 | 2.5988
OBAN | 321 | 3 |  | 2 | 2.6207
OBAN | 321 | 4 |  | 2.4 | 2.5916
OBAN | 321 | 5 |  | 2.8 | 2.5624
OBAN | 321 | 6 |  | 3.2 | 2.5333
OBAN | 321 | 7 |  | 3.4 | 2.5188
OBAN | 321 | 8 |  | 3.7 | 2.4969
OBAN | 321 | 9 |  | 3.9 | 2.4824
OBAN | 321 | 10 |  | 4.1 | 2.4678
OBAN | 321 | 11 |  | 4.3 | 2.4532
OBAN | 321 | 12 |  | 4.5 | 2.4387
OBAN | 321 | 13 |  | 4.6 | 2.4314
OBAN | 321 | 14 |  | 4.8 | 2.4168
OBAN | 321 | 15 |  | 4.9 | 2.4096
OBAN | 321 | 16 |  | 4.5 | 2.4387
OBAN | 321 | 17 |  | 4.2 | 2.4605
OBAN | 321 | 18 |  | 3.8 | 2.4896
OBAN | 321 | 19 |  | 3.9 | 2.4824
OBAN | 321 | 20 |  | 4 | 2.4751
OBAN | 321 | 21 |  | 4.1 | 2.4678
OBAN | 321 | 22 |  | 4.2 | 2.4605
OBAN | 321 | 23 |  | 4.4 | 2.446
OBAN | 321 | 24 |  | 4.5 | 2.4387
OBAN | 322 | 1 |  | 4.4 | 2.446
OBAN | 322 | 2 |  | 4.3 | 2.4532
OBAN | 322 | 3 |  | 4.2 | 2.4605
OBAN | 322 | 4 |  | 4.3 | 2.4532
OBAN | 322 | 5 |  | 4.4 | 2.446
OBAN | 322 | 6 |  | 4.5 | 2.4387
OBAN | 322 | 7 |  | 4.5 | 2.4387
OBAN | 322 | 8 |  | 4.4 | 2.446
OBAN | 322 | 9 |  | 4.4 | 2.446
OBAN | 322 | 10 |  | 4.6 | 2.4314
OBAN | 322 | 11 |  | 4.8 | 2.4168
OBAN | 322 | 12 |  | 5 | 2.4023
OBAN | 322 | 13 |  | 5.3 | 2.3804
OBAN | 322 | 14 |  | 5.6 | 2.3586
OBAN | 322 | 15 |  | 5.9 | 2.3368
OBAN | 322 | 16 |  | 5.8 | 2.3441
OBAN | 322 | 17 |  | 5.7 | 2.3513
OBAN | 322 | 18 |  | 5.6 | 2.3586
OBAN | 322 | 19 |  | 5.4 | 2.3732
OBAN | 322 | 20 |  | 5.3 | 2.3804
OBAN | 322 | 21 |  | 5.1 | 2.395
OBAN | 322 | 22 |  | 4.9 | 2.4096
OBAN | 322 | 23 |  | 4.8 | 2.4168
OBAN | 322 | 24 |  | 4.6 | 2.4314
OBAN | 323 | 1 |  | 5 | 2.4023
OBAN | 323 | 2 |  | 5.3 | 2.3804
OBAN | 323 | 3 |  | 5.7 | 2.3513
OBAN | 323 | 4 |  | 5.7 | 2.3513
OBAN | 323 | 5 |  | 5.7 | 2.3513
OBAN | 323 | 6 |  | 5.7 | 2.3513
OBAN | 323 | 7 |  | 5.7 | 2.3513
OBAN | 323 | 8 |  | 5.7 | 2.3513
OBAN | 323 | 9 |  | 5.7 | 2.3513
OBAN | 323 | 10 |  | 5.9 | 2.3368
OBAN | 323 | 11 |  | 6.1 | 2.3222
OBAN | 323 | 12 |  | 6.3 | 2.3077
OBAN | 323 | 13 |  | 6.5 | 2.2931
OBAN | 323 | 14 |  | 6.6 | 2.2858
OBAN | 323 | 15 |  | 6.8 | 2.2713
OBAN | 323 | 16 |  | 6.6 | 2.2858
OBAN | 323 | 17 |  | 6.5 | 2.2931
OBAN | 323 | 18 |  | 6.3 | 2.3077
OBAN | 323 | 19 |  | 6.2 | 2.3149
OBAN | 323 | 20 |  | 6.2 | 2.3149
OBAN | 323 | 21 |  | 6.1 | 2.3222
OBAN | 323 | 22 |  | 6.1 | 2.3222
OBAN | 323 | 23 |  | 6.2 | 2.3149
OBAN | 323 | 24 |  | 6.2 | 2.3149
OBAN | 324 | 1 |  | 6.4 | 2.3004
OBAN | 324 | 2 |  | 6.6 | 2.2858
OBAN | 324 | 3 |  | 6.8 | 2.2713
OBAN | 324 | 4 |  | 7.1 | 2.2494
OBAN | 324 | 5 |  | 7.3 | 2.2349
OBAN | 324 | 6 |  | 7.6 | 2.213
OBAN | 324 | 7 |  | 7.8 | 2.1985
OBAN | 324 | 8 |  | 8 | 2.1839
OBAN | 324 | 9 |  | 8.2 | 2.1693
OBAN | 324 | 10 |  | 9 | 2.1111
OBAN | 324 | 11 |  | 9.7 | 2.0601
OBAN | 324 | 12 |  | 10.5 | 2.0019
OBAN | 324 | 13 |  | 10.4 | 2.0092
OBAN | 324 | 14 |  | 10.3 | 2.0165
OBAN | 324 | 15 |  | 10.2 | 2.0237
OBAN | 324 | 16 |  | 10.3 | 2.0165
OBAN | 324 | 17 |  | 10.3 | 2.0165
OBAN | 324 | 18 |  | 10.4 | 2.0092
OBAN | 324 | 19 |  | 10.5 | 2.0019
OBAN | 324 | 20 |  | 10.6 | 1.9946
OBAN | 324 | 21 |  | 10.7 | 1.9873
OBAN | 324 | 22 |  | 10.9 | 1.9728
OBAN | 324 | 23 |  | 11.2 | 1.9509
OBAN | 324 | 24 |  | 11.4 | 1.9364
OBAN | 325 | 1 |  | 11.6 | 1.9218
OBAN | 325 | 2 |  | 11.9 | 1.9
OBAN | 325 | 3 |  | 12.1 | 1.8854
OBAN | 325 | 4 |  | 11.9 | 1.9
OBAN | 325 | 5 |  | 11.8 | 1.9073
OBAN | 325 | 6 |  | 11.6 | 1.9218
OBAN | 325 | 7 |  | 11.5 | 1.9291
OBAN | 325 | 8 |  | 11.5 | 1.9291
OBAN | 325 | 9 |  | 11.4 | 1.9364
OBAN | 325 | 10 |  | 11.5 | 1.9291
OBAN | 325 | 11 |  | 11.5 | 1.9291
OBAN | 325 | 12 |  | 11.6 | 1.9218
OBAN | 325 | 13 |  | 11.6 | 1.9218
OBAN | 325 | 14 |  | 11.5 | 1.9291
OBAN | 325 | 15 |  | 11.5 | 1.9291
OBAN | 325 | 16 |  | 11.8 | 1.9073
OBAN | 325 | 17 |  | 12.1 | 1.8854
OBAN | 325 | 18 |  | 12.4 | 1.8636
OBAN | 325 | 19 |  | 12 | 1.8927
OBAN | 325 | 20 |  | 11.7 | 1.9146
OBAN | 325 | 21 |  | 11.3 | 1.9437
OBAN | 325 | 22 |  | 10.8 | 1.9801
OBAN | 325 | 23 |  | 10.3 | 2.0165
OBAN | 325 | 24 |  | 9.8 | 2.0529
OBAN | 326 | 1 |  | 9.5 | 2.0747
OBAN | 326 | 2 |  | 9.1 | 2.1038
OBAN | 326 | 3 |  | 8.8 | 2.1257
OBAN | 326 | 4 |  | 8.7 | 2.1329
OBAN | 326 | 5 |  | 8.7 | 2.1329
OBAN | 326 | 6 |  | 8.6 | 2.1402
OBAN | 326 | 7 |  | 8.6 | 2.1402
OBAN | 326 | 8 |  | 8.7 | 2.1329
OBAN | 326 | 9 |  | 8.7 | 2.1329
OBAN | 326 | 10 |  | 8.6 | 2.1402
OBAN | 326 | 11 |  | 8.6 | 2.1402
OBAN | 326 | 12 |  | 8.5 | 2.1475
OBAN | 326 | 13 |  | 8.5 | 2.1475
OBAN | 326 | 14 |  | 8.6 | 2.1402
OBAN | 326 | 15 |  | 8.6 | 2.1402
OBAN | 326 | 16 |  | 8.1 | 2.1766
OBAN | 326 | 17 |  | 7.7 | 2.2057
OBAN | 326 | 18 |  | 7.2 | 2.2421
OBAN | 326 | 19 |  | 6.5 | 2.2931
OBAN | 326 | 20 |  | 5.9 | 2.3368
OBAN | 326 | 21 |  | 5.2 | 2.3877
OBAN | 326 | 22 |  | 5.1 | 2.395
OBAN | 326 | 23 |  | 5 | 2.4023
OBAN | 326 | 24 |  | 4.9 | 2.4096
OBAN | 327 | 1 |  | 4.5 | 2.4387
OBAN | 327 | 2 |  | 4.1 | 2.4678
OBAN | 327 | 3 |  | 3.7 | 2.4969
OBAN | 327 | 4 |  | 4 | 2.4751
OBAN | 327 | 5 |  | 4.3 | 2.4532
OBAN | 327 | 6 |  | 4.6 | 2.4314
OBAN | 327 | 7 |  | 4.9 | 2.4096
OBAN | 327 | 8 |  | 5.3 | 2.3804
OBAN | 327 | 9 |  | 5.6 | 2.3586
OBAN | 327 | 10 |  | 6.3 | 2.3077
OBAN | 327 | 11 |  | 7 | 2.2567
OBAN | 327 | 12 |  | 7.7 | 2.2057
OBAN | 327 | 13 |  | 7.7 | 2.2057
OBAN | 327 | 14 |  | 7.8 | 2.1985
OBAN | 327 | 15 |  | 7.8 | 2.1985
OBAN | 327 | 16 |  | 7.9 | 2.1912
OBAN | 327 | 17 |  | 8 | 2.1839
OBAN | 327 | 18 |  | 8.1 | 2.1766
OBAN | 327 | 19 |  | 8.1 | 2.1766
OBAN | 327 | 20 |  | 7.8 | 2.1985
OBAN | 327 | 21 |  | 7.5 | 2.2203
OBAN | 327 | 22 |  | 7.9 | 2.1912
OBAN | 327 | 23 |  | 8.4 | 2.1548
OBAN | 327 | 24 |  | 8.8 | 2.1257
OBAN | 328 | 1 |  | 8.8 | 2.1257
OBAN | 328 | 2 |  | 8.9 | 2.1184
OBAN | 328 | 3 |  | 8.9 | 2.1184
OBAN | 328 | 4 |  | 8.8 | 2.1257
OBAN | 328 | 5 |  | 8.7 | 2.1329
OBAN | 328 | 6 |  | 8.6 | 2.1402
OBAN | 328 | 7 |  | 8.6 | 2.1402
OBAN | 328 | 8 |  | 8.6 | 2.1402
OBAN | 328 | 9 |  | 8.6 | 2.1402
OBAN | 328 | 10 |  | 8.9 | 2.1184
OBAN | 328 | 11 |  | 9.2 | 2.0965
OBAN | 328 | 12 |  | 9.5 | 2.0747
OBAN | 328 | 13 |  | 9.4 | 2.082
OBAN | 328 | 14 |  | 9.4 | 2.082
OBAN | 328 | 15 |  | 9.3 | 2.0893
OBAN | 328 | 16 |  | 8.6 | 2.1402
OBAN | 328 | 17 |  | 7.9 | 2.1912
OBAN | 328 | 18 |  | 7.2 | 2.2421
OBAN | 328 | 19 |  | 7.2 | 2.2421
OBAN | 328 | 20 |  | 7.2 | 2.2421
OBAN | 328 | 21 |  | 7.2 | 2.2421
OBAN | 328 | 22 |  | 7.4 | 2.2276
OBAN | 328 | 23 |  | 7.7 | 2.2057
OBAN | 328 | 24 |  | 7.9 | 2.1912
OBAN | 329 | 1 |  | 7.9 | 2.1912
OBAN | 329 | 2 |  | 7.8 | 2.1985
OBAN | 329 | 3 |  | 7.8 | 2.1985
OBAN | 329 | 4 |  | 7.8 | 2.1985
OBAN | 329 | 5 |  | 7.8 | 2.1985
OBAN | 329 | 6 |  | 7.8 | 2.1985
OBAN | 329 | 7 |  | 8 | 2.1839
OBAN | 329 | 8 |  | 8.2 | 2.1693
OBAN | 329 | 9 |  | 8.4 | 2.1548
OBAN | 329 | 10 |  | 8.3 | 2.1621
OBAN | 329 | 11 |  | 8.1 | 2.1766
OBAN | 329 | 12 |  | 8 | 2.1839
OBAN | 329 | 13 |  | 8.1 | 2.1766
OBAN | 329 | 14 |  | 8.2 | 2.1693
OBAN | 329 | 15 |  | 8.3 | 2.1621
OBAN | 329 | 16 |  | 7.5 | 2.2203
OBAN | 329 | 17 |  | 6.8 | 2.2713
OBAN | 329 | 18 |  | 6 | 2.3295
OBAN | 329 | 19 |  | 6 | 2.3295
OBAN | 329 | 20 |  | 5.9 | 2.3368
OBAN | 329 | 21 |  | 5.9 | 2.3368
OBAN | 329 | 22 |  | 6.6 | 2.2858
OBAN | 329 | 23 |  | 7.2 | 2.2421
OBAN | 329 | 24 |  | 7.9 | 2.1912
OBAN | 330 | 1 |  | 7.6 | 2.213
OBAN | 330 | 2 |  | 7.4 | 2.2276
OBAN | 330 | 3 |  | 7.1 | 2.2494
OBAN | 330 | 4 |  | 8.2 | 2.1693
OBAN | 330 | 5 |  | 9.2 | 2.0965
OBAN | 330 | 6 |  | 10.3 | 2.0165
OBAN | 330 | 7 |  | 10 | 2.0383
OBAN | 330 | 8 |  | 9.6 | 2.0674
OBAN | 330 | 9 |  | 9.3 | 2.0893
OBAN | 330 | 10 |  | 9.5 | 2.0747
OBAN | 330 | 11 |  | 9.6 | 2.0674
OBAN | 330 | 12 |  | 9.8 | 2.0529
OBAN | 330 | 13 |  | 9.5 | 2.0747
OBAN | 330 | 14 |  | 9.3 | 2.0893
OBAN | 330 | 15 |  | 9 | 2.1111
OBAN | 330 | 16 |  | 8.7 | 2.1329
OBAN | 330 | 17 |  | 8.5 | 2.1475
OBAN | 330 | 18 |  | 8.2 | 2.1693
OBAN | 330 | 19 |  | 8.1 | 2.1766
OBAN | 330 | 20 |  | 8.1 | 2.1766
OBAN | 330 | 21 |  | 8 | 2.1839
OBAN | 330 | 22 |  | 6.7 | 2.2785
OBAN | 330 | 23 |  | 5.3 | 2.3804
OBAN | 330 | 24 |  | 4 | 2.4751
OBAN | 331 | 1 |  | 4.7 | 2.4241
OBAN | 331 | 2 |  | 5.4 | 2.3732
OBAN | 331 | 3 |  | 6.1 | 2.3222
OBAN | 331 | 4 |  | 6.6 | 2.2858
OBAN | 331 | 5 |  | 7.1 | 2.2494
OBAN | 331 | 6 |  | 7.6 | 2.213
OBAN | 331 | 7 |  | 7.9 | 2.1912
OBAN | 331 | 8 |  | 8.3 | 2.1621
OBAN | 331 | 9 |  | 8.6 | 2.1402
OBAN | 331 | 10 |  | 9.2 | 2.0965
OBAN | 331 | 11 |  | 9.9 | 2.0456
OBAN | 331 | 12 |  | 10.5 | 2.0019
OBAN | 331 | 13 |  | 10.8 | 1.9801
OBAN | 331 | 14 |  | 11.2 | 1.9509
OBAN | 331 | 15 |  | 11.5 | 1.9291
OBAN | 331 | 16 |  | 11.6 | 1.9218
OBAN | 331 | 17 |  | 11.6 | 1.9218
OBAN | 331 | 18 |  | 11.7 | 1.9146
OBAN | 331 | 19 |  | 11.8 | 1.9073
OBAN | 331 | 20 |  | 11.8 | 1.9073
OBAN | 331 | 21 |  | 11.9 | 1.9
OBAN | 331 | 22 |  | 11.6 | 1.9218
OBAN | 331 | 23 |  | 11.3 | 1.9437
OBAN | 331 | 24 |  | 11 | 1.9655
OBAN | 332 | 1 |  | 10.5 | 2.0019
OBAN | 332 | 2 |  | 10 | 2.0383
OBAN | 332 | 3 |  | 9.5 | 2.0747
OBAN | 332 | 4 |  | 9 | 2.1111
OBAN | 332 | 5 |  | 8.5 | 2.1475
OBAN | 332 | 6 |  | 8 | 2.1839
OBAN | 332 | 7 |  | 8.2 | 2.1693
OBAN | 332 | 8 |  | 8.5 | 2.1475
OBAN | 332 | 9 |  | 8.7 | 2.1329
OBAN | 332 | 10 |  | 9 | 2.1111
OBAN | 332 | 11 |  | 9.2 | 2.0965
OBAN | 332 | 12 |  | 9.5 | 2.0747
OBAN | 332 | 13 |  | 8.7 | 2.1329
OBAN | 332 | 14 |  | 7.9 | 2.1912
OBAN | 332 | 15 |  | 7.1 | 2.2494
OBAN | 332 | 16 |  | 7.2 | 2.2421
OBAN | 332 | 17 |  | 7.2 | 2.2421
OBAN | 332 | 18 |  | 7.3 | 2.2349
OBAN | 332 | 19 |  | 7.2 | 2.2421
OBAN | 332 | 20 |  | 7 | 2.2567
OBAN | 332 | 21 |  | 6.9 | 2.264
OBAN | 332 | 22 |  | 6.7 | 2.2785
OBAN | 332 | 23 |  | 6.4 | 2.3004
OBAN | 332 | 24 |  | 6.2 | 2.3149
OBAN | 333 | 1 |  | 6.3 | 2.3077
OBAN | 333 | 2 |  | 6.3 | 2.3077
OBAN | 333 | 3 |  | 6.4 | 2.3004
OBAN | 333 | 4 |  | 6 | 2.3295
OBAN | 333 | 5 |  | 5.7 | 2.3513
OBAN | 333 | 6 |  | 5.3 | 2.3804
OBAN | 333 | 7 |  | 4.9 | 2.4096
OBAN | 333 | 8 |  | 4.4 | 2.446
OBAN | 333 | 9 |  | 4 | 2.4751
OBAN | 333 | 10 |  | 5.5 | 2.3659
OBAN | 333 | 11 |  | 6.9 | 2.264
OBAN | 333 | 12 |  | 8.4 | 2.1548
OBAN | 333 | 13 |  | 8.5 | 2.1475
OBAN | 333 | 14 |  | 8.7 | 2.1329
OBAN | 333 | 15 |  | 8.8 | 2.1257
OBAN | 333 | 16 |  | 8.1 | 2.1766
OBAN | 333 | 17 |  | 7.3 | 2.2349
OBAN | 333 | 18 |  | 6.6 | 2.2858
OBAN | 333 | 19 |  | 7 | 2.2567
OBAN | 333 | 20 |  | 7.3 | 2.2349
OBAN | 333 | 21 |  | 7.7 | 2.2057
OBAN | 333 | 22 |  | 7.9 | 2.1912
OBAN | 333 | 23 |  | 8.2 | 2.1693
OBAN | 333 | 24 |  | 8.4 | 2.1548
OBAN | 334 | 1 |  | 8.5 | 2.1475
OBAN | 334 | 2 |  | 8.7 | 2.1329
OBAN | 334 | 3 |  | 8.8 | 2.1257
OBAN | 334 | 4 |  | 8.7 | 2.1329
OBAN | 334 | 5 |  | 8.6 | 2.1402
OBAN | 334 | 6 |  | 8.5 | 2.1475
OBAN | 334 | 7 |  | 8.5 | 2.1475
OBAN | 334 | 8 |  | 8.5 | 2.1475
OBAN | 334 | 9 |  | 8.5 | 2.1475
OBAN | 334 | 10 |  | 9.2 | 2.0965
OBAN | 334 | 11 |  | 9.9 | 2.0456
OBAN | 334 | 12 |  | 10.6 | 1.9946
OBAN | 334 | 13 |  | 10.7 | 1.9873
OBAN | 334 | 14 |  | 10.8 | 1.9801
OBAN | 334 | 15 |  | 10.9 | 1.9728
OBAN | 334 | 16 |  | 10.8 | 1.9801
OBAN | 334 | 17 |  | 10.7 | 1.9873
OBAN | 334 | 18 |  | 10.6 | 1.9946
OBAN | 334 | 19 |  | 10.7 | 1.9873
OBAN | 334 | 20 |  | 10.6 | 1.9946
OBAN | 334 | 21 |  | 10.6 | 1.9946
OBAN | 334 | 22 |  | 10.5 | 2.0019
OBAN | 334 | 23 |  | 10.3 | 2.0165
OBAN | 334 | 24 |  | 10 | 2.0383
OBAN | 335 | 1 |  | 9.7 | 2.0601
OBAN | 335 | 2 |  | 9.5 | 2.0747
OBAN | 335 | 3 |  | 9.2 | 2.0965
OBAN | 335 | 4 |  | 9.1 | 2.1038
OBAN | 335 | 5 |  | 9 | 2.1111
OBAN | 335 | 6 |  | 8.9 | 2.1184
OBAN | 335 | 7 |  | 8.9 | 2.1184
OBAN | 335 | 8 |  | 8.8 | 2.1257
OBAN | 335 | 9 |  | 8.8 | 2.1257
OBAN | 335 | 10 |  | 8.9 | 2.1184
OBAN | 335 | 11 |  | 8.9 | 2.1184
OBAN | 335 | 12 |  | 9 | 2.1111
OBAN | 335 | 13 |  | 8.4 | 2.1548
OBAN | 335 | 14 |  | 7.9 | 2.1912
OBAN | 335 | 15 |  | 7.3 | 2.2349
OBAN | 335 | 16 |  | 7.6 | 2.213
OBAN | 335 | 17 |  | 7.9 | 2.1912
OBAN | 335 | 18 |  | 8.2 | 2.1693
OBAN | 335 | 19 |  | 8.4 | 2.1548
OBAN | 335 | 20 |  | 8.6 | 2.1402
OBAN | 335 | 21 |  | 8.8 | 2.1257
OBAN | 335 | 22 |  | 9.2 | 2.0965
OBAN | 335 | 23 |  | 9.7 | 2.0601
OBAN | 335 | 24 |  | 10.1 | 2.031
OBAN | 336 | 1 |  | 10.1 | 2.031
OBAN | 336 | 2 |  | 10 | 2.0383
OBAN | 336 | 3 |  | 10 | 2.0383
OBAN | 336 | 4 |  | 10 | 2.0383
OBAN | 336 | 5 |  | 10 | 2.0383
OBAN | 336 | 6 |  | 10 | 2.0383
OBAN | 336 | 7 |  | 10.2 | 2.0237
OBAN | 336 | 8 |  | 10.4 | 2.0092
OBAN | 336 | 9 |  | 10.6 | 1.9946
OBAN | 336 | 10 |  | 10.8 | 1.9801
OBAN | 336 | 11 |  | 10.9 | 1.9728
OBAN | 336 | 12 |  | 11.1 | 1.9582
OBAN | 336 | 13 |  | 11 | 1.9655
OBAN | 336 | 14 |  | 10.8 | 1.9801
OBAN | 336 | 15 |  | 10.6 | 1.9946
OBAN | 336 | 16 |  | 10.5 | 2.0019
OBAN | 336 | 17 |  | 10.3 | 2.0165
OBAN | 336 | 18 |  | 10.2 | 2.0237
OBAN | 336 | 19 |  | 10.2 | 2.0237
OBAN | 336 | 20 |  | 10.3 | 2.0165
OBAN | 336 | 21 |  | 10.3 | 2.0165
OBAN | 336 | 22 |  | 10.2 | 2.0237
OBAN | 336 | 23 |  | 10.2 | 2.0237
OBAN | 336 | 24 |  | 10.1 | 2.031
OBAN | 337 | 1 |  | 9.9 | 2.0456
OBAN | 337 | 2 |  | 9.6 | 2.0674
OBAN | 337 | 3 |  | 9.4 | 2.082
OBAN | 337 | 4 |  | 9.7 | 2.0601
OBAN | 337 | 5 |  | 10.1 | 2.031
OBAN | 337 | 6 |  | 10.4 | 2.0092
OBAN | 337 | 7 |  | 10.6 | 1.9946
OBAN | 337 | 8 |  | 10.8 | 1.9801
OBAN | 337 | 9 |  | 11 | 1.9655
OBAN | 337 | 10 |  | 10.9 | 1.9728
OBAN | 337 | 11 |  | 10.8 | 1.9801
OBAN | 337 | 12 |  | 10.7 | 1.9873
OBAN | 337 | 13 |  | 10.2 | 2.0237
OBAN | 337 | 14 |  | 9.6 | 2.0674
OBAN | 337 | 15 |  | 9.1 | 2.1038
OBAN | 337 | 16 |  | 8.8 | 2.1257
OBAN | 337 | 17 |  | 8.4 | 2.1548
OBAN | 337 | 18 |  | 8.1 | 2.1766
OBAN | 337 | 19 |  | 8.1 | 2.1766
OBAN | 337 | 20 |  | 8 | 2.1839
OBAN | 337 | 21 |  | 8 | 2.1839
OBAN | 337 | 22 |  | 7.9 | 2.1912
OBAN | 337 | 23 |  | 7.9 | 2.1912
OBAN | 337 | 24 |  | 7.8 | 2.1985
OBAN | 338 | 1 |  | 7.2 | 2.2421
OBAN | 338 | 2 |  | 6.5 | 2.2931
OBAN | 338 | 3 |  | 5.9 | 2.3368
OBAN | 338 | 4 |  | 6 | 2.3295
OBAN | 338 | 5 |  | 6 | 2.3295
OBAN | 338 | 6 |  | 6.1 | 2.3222
OBAN | 338 | 7 |  | 5.7 | 2.3513
OBAN | 338 | 8 |  | 5.4 | 2.3732
OBAN | 338 | 9 |  | 5 | 2.4023
OBAN | 338 | 10 |  | 5.5 | 2.3659
OBAN | 338 | 11 |  | 6 | 2.3295
OBAN | 338 | 12 |  | 6.5 | 2.2931
OBAN | 338 | 13 |  | 6.7 | 2.2785
OBAN | 338 | 14 |  | 6.8 | 2.2713
OBAN | 338 | 15 |  | 7 | 2.2567
OBAN | 338 | 16 |  | 6.7 | 2.2785
OBAN | 338 | 17 |  | 6.5 | 2.2931
OBAN | 338 | 18 |  | 6.2 | 2.3149
OBAN | 338 | 19 |  | 6 | 2.3295
OBAN | 338 | 20 |  | 5.9 | 2.3368
OBAN | 338 | 21 |  | 5.7 | 2.3513
OBAN | 338 | 22 |  | 5.7 | 2.3513
OBAN | 338 | 23 |  | 5.8 | 2.3441
OBAN | 338 | 24 |  | 5.8 | 2.3441
OBAN | 339 | 1 |  | 4.6 | 2.4314
OBAN | 339 | 2 |  | 3.5 | 2.5115
OBAN | 339 | 3 |  | 2.3 | 2.5988
OBAN | 339 | 4 |  | 2.6 | 2.577
OBAN | 339 | 5 |  | 2.9 | 2.5552
OBAN | 339 | 6 |  | 3.2 | 2.5333
OBAN | 339 | 7 |  | 3.5 | 2.5115
OBAN | 339 | 8 |  | 3.8 | 2.4896
OBAN | 339 | 9 |  | 4.1 | 2.4678
OBAN | 339 | 10 |  | 4.6 | 2.4314
OBAN | 339 | 11 |  | 5 | 2.4023
OBAN | 339 | 12 |  | 5.5 | 2.3659
OBAN | 339 | 13 |  | 5.5 | 2.3659
OBAN | 339 | 14 |  | 5.5 | 2.3659
OBAN | 339 | 15 |  | 5.5 | 2.3659
OBAN | 339 | 16 |  | 6.4 | 2.3004
OBAN | 339 | 17 |  | 7.2 | 2.2421
OBAN | 339 | 18 |  | 8.1 | 2.1766
OBAN | 339 | 19 |  | 7.6 | 2.213
OBAN | 339 | 20 |  | 7 | 2.2567
OBAN | 339 | 21 |  | 6.5 | 2.2931
OBAN | 339 | 22 |  | 6.6 | 2.2858
OBAN | 339 | 23 |  | 6.8 | 2.2713
OBAN | 339 | 24 |  | 6.9 | 2.264
OBAN | 340 | 1 |  | 6.4 | 2.3004
OBAN | 340 | 2 |  | 6 | 2.3295
OBAN | 340 | 3 |  | 5.5 | 2.3659
OBAN | 340 | 4 |  | 5.5 | 2.3659
OBAN | 340 | 5 |  | 5.5 | 2.3659
OBAN | 340 | 6 |  | 5.5 | 2.3659
OBAN | 340 | 7 |  | 5.4 | 2.3732
OBAN | 340 | 8 |  | 5.3 | 2.3804
OBAN | 340 | 9 |  | 5.2 | 2.3877
OBAN | 340 | 10 |  | 6 | 2.3295
OBAN | 340 | 11 |  | 6.9 | 2.264
OBAN | 340 | 12 |  | 7.7 | 2.2057
OBAN | 340 | 13 |  | 7.1 | 2.2494
OBAN | 340 | 14 |  | 6.4 | 2.3004
OBAN | 340 | 15 |  | 5.8 | 2.3441
OBAN | 340 | 16 |  | 5.9 | 2.3368
OBAN | 340 | 17 |  | 6 | 2.3295
OBAN | 340 | 18 |  | 6.1 | 2.3222
OBAN | 340 | 19 |  | 6.4 | 2.3004
OBAN | 340 | 20 |  | 6.6 | 2.2858
OBAN | 340 | 21 |  | 6.9 | 2.264
OBAN | 340 | 22 |  | 7.7 | 2.2057
OBAN | 340 | 23 |  | 8.4 | 2.1548
OBAN | 340 | 24 |  | 9.2 | 2.0965
OBAN | 341 | 1 |  | 8.8 | 2.1257
OBAN | 341 | 2 |  | 8.5 | 2.1475
OBAN | 341 | 3 |  | 8.1 | 2.1766
OBAN | 341 | 4 |  | 7.7 | 2.2057
OBAN | 341 | 5 |  | 7.2 | 2.2421
OBAN | 341 | 6 |  | 6.8 | 2.2713
OBAN | 341 | 7 |  | 6.3 | 2.3077
OBAN | 341 | 8 |  | 5.8 | 2.3441
OBAN | 341 | 9 |  | 5.3 | 2.3804
OBAN | 341 | 10 |  | 5.2 | 2.3877
OBAN | 341 | 11 |  | 5.2 | 2.3877
OBAN | 341 | 12 |  | 5.1 | 2.395
OBAN | 341 | 13 |  | 5.1 | 2.395
OBAN | 341 | 14 |  | 5 | 2.4023
OBAN | 341 | 15 |  | 5 | 2.4023
OBAN | 341 | 16 |  | 4.8 | 2.4168
OBAN | 341 | 17 |  | 4.7 | 2.4241
OBAN | 341 | 18 |  | 4.5 | 2.4387
OBAN | 341 | 19 |  | 4.4 | 2.446
OBAN | 341 | 20 |  | 4.3 | 2.4532
OBAN | 341 | 21 |  | 4.2 | 2.4605
OBAN | 341 | 22 |  | 4.6 | 2.4314
OBAN | 341 | 23 |  | 5 | 2.4023
OBAN | 341 | 24 |  | 5.4 | 2.3732
OBAN | 342 | 1 |  | 5.1 | 2.395
OBAN | 342 | 2 |  | 4.7 | 2.4241
OBAN | 342 | 3 |  | 4.4 | 2.446
OBAN | 342 | 4 |  | 4.4 | 2.446
OBAN | 342 | 5 |  | 4.5 | 2.4387
OBAN | 342 | 6 |  | 4.5 | 2.4387
OBAN | 342 | 7 |  | 4.8 | 2.4168
OBAN | 342 | 8 |  | 5.1 | 2.395
OBAN | 342 | 9 |  | 5.4 | 2.3732
OBAN | 342 | 10 |  | 5.3 | 2.3804
OBAN | 342 | 11 |  | 5.3 | 2.3804
OBAN | 342 | 12 |  | 5.2 | 2.3877
OBAN | 342 | 13 |  | 5.5 | 2.3659
OBAN | 342 | 14 |  | 5.8 | 2.3441
OBAN | 342 | 15 |  | 6.1 | 2.3222
OBAN | 342 | 16 |  | 6.4 | 2.3004
OBAN | 342 | 17 |  | 6.8 | 2.2713
OBAN | 342 | 18 |  | 7.1 | 2.2494
OBAN | 342 | 19 |  | 7.1 | 2.2494
OBAN | 342 | 20 |  | 7.1 | 2.2494
OBAN | 342 | 21 |  | 7.1 | 2.2494
OBAN | 342 | 22 |  | 6.8 | 2.2713
OBAN | 342 | 23 |  | 6.5 | 2.2931
OBAN | 342 | 24 |  | 6.2 | 2.3149
OBAN | 343 | 1 |  | 6 | 2.3295
OBAN | 343 | 2 |  | 5.7 | 2.3513
OBAN | 343 | 3 |  | 5.5 | 2.3659
OBAN | 343 | 4 |  | 5.8 | 2.3441
OBAN | 343 | 5 |  | 6.2 | 2.3149
OBAN | 343 | 6 |  | 6.5 | 2.2931
OBAN | 343 | 7 |  | 6.5 | 2.2931
OBAN | 343 | 8 |  | 6.6 | 2.2858
OBAN | 343 | 9 |  | 6.6 | 2.2858
OBAN | 343 | 10 |  | 6.9 | 2.264
OBAN | 343 | 11 |  | 7.2 | 2.2421
OBAN | 343 | 12 |  | 7.5 | 2.2203
OBAN | 343 | 13 |  | 7.5 | 2.2203
OBAN | 343 | 14 |  | 7.6 | 2.213
OBAN | 343 | 15 |  | 7.6 | 2.213
OBAN | 343 | 16 |  | 7.7 | 2.2057
OBAN | 343 | 17 |  | 7.7 | 2.2057
OBAN | 343 | 18 |  | 7.8 | 2.1985
OBAN | 343 | 19 |  | 8 | 2.1839
OBAN | 343 | 20 |  | 8.2 | 2.1693
OBAN | 343 | 21 |  | 8.4 | 2.1548
OBAN | 343 | 22 |  | 8.4 | 2.1548
OBAN | 343 | 23 |  | 8.5 | 2.1475
OBAN | 343 | 24 |  | 8.6 | 2.1402
OBAN | 344 | 1 |  | 8.6 | 2.1402
OBAN | 344 | 2 |  | 8.7 | 2.1329
OBAN | 344 | 3 |  | 8.8 | 2.1257
OBAN | 344 | 4 |  | 8.6 | 2.1402
OBAN | 344 | 5 |  | 8.5 | 2.1475
OBAN | 344 | 6 |  | 8.3 | 2.1621
OBAN | 344 | 7 |  | 9.4 | 2.082
OBAN | 344 | 8 |  | 10.4 | 2.0092
OBAN | 344 | 9 |  | 11.5 | 1.9291
OBAN | 344 | 10 |  | 11.7 | 1.9146
OBAN | 344 | 11 |  | 11.8 | 1.9073
OBAN | 344 | 12 |  | 12 | 1.8927
OBAN | 344 | 13 |  | 12 | 1.8927
OBAN | 344 | 14 |  | 11.9 | 1.9
OBAN | 344 | 15 |  | 11.9 | 1.9
OBAN | 344 | 16 |  | 11.9 | 1.9
OBAN | 344 | 17 |  | 11.8 | 1.9073
OBAN | 344 | 18 |  | 11.8 | 1.9073
OBAN | 344 | 19 |  | 11.7 | 1.9146
OBAN | 344 | 20 |  | 11.6 | 1.9218
OBAN | 344 | 21 |  | 11.5 | 1.9291
OBAN | 344 | 22 |  | 11.5 | 1.9291
OBAN | 344 | 23 |  | 11.5 | 1.9291
OBAN | 344 | 24 |  | 11.5 | 1.9291
OBAN | 345 | 1 |  | 11.6 | 1.9218
OBAN | 345 | 2 |  | 11.8 | 1.9073
OBAN | 345 | 3 |  | 11.9 | 1.9
OBAN | 345 | 4 |  | 11.9 | 1.9
OBAN | 345 | 5 |  | 11.8 | 1.9073
OBAN | 345 | 6 |  | 11.8 | 1.9073
OBAN | 345 | 7 |  | 11.9 | 1.9
OBAN | 345 | 8 |  | 12 | 1.8927
OBAN | 345 | 9 |  | 12.1 | 1.8854
OBAN | 345 | 10 |  | 12.1 | 1.8854
OBAN | 345 | 11 |  | 12.2 | 1.8782
OBAN | 345 | 12 |  | 12.3 | 1.8709
OBAN | 345 | 13 |  | 12.2 | 1.8782
OBAN | 345 | 14 |  | 12.2 | 1.8782
OBAN | 345 | 15 |  | 12.1 | 1.8854
OBAN | 345 | 16 |  | 12.1 | 1.8854
OBAN | 345 | 17 |  | 12 | 1.8927
OBAN | 345 | 18 |  | 12 | 1.8927
OBAN | 345 | 19 |  | 11.8 | 1.9073
OBAN | 345 | 20 |  | 11.7 | 1.9146
OBAN | 345 | 21 |  | 11.5 | 1.9291
OBAN | 345 | 22 |  | 11.4 | 1.9364
OBAN | 345 | 23 |  | 11.3 | 1.9437
OBAN | 345 | 24 |  | 11.2 | 1.9509
OBAN | 346 | 1 |  | 11.1 | 1.9582
OBAN | 346 | 2 |  | 11.1 | 1.9582
OBAN | 346 | 3 |  | 11 | 1.9655
OBAN | 346 | 4 |  | 10.7 | 1.9873
OBAN | 346 | 5 |  | 10.5 | 2.0019
OBAN | 346 | 6 |  | 10.2 | 2.0237
OBAN | 346 | 7 |  | 10 | 2.0383
OBAN | 346 | 8 |  | 9.9 | 2.0456
OBAN | 346 | 9 |  | 9.7 | 2.0601
OBAN | 346 | 10 |  | 9.9 | 2.0456
OBAN | 346 | 11 |  | 10 | 2.0383
OBAN | 346 | 12 |  | 10.2 | 2.0237
OBAN | 346 | 13 |  | 10.1 | 2.031
OBAN | 346 | 14 |  | 10 | 2.0383
OBAN | 346 | 15 |  | 9.9 | 2.0456
OBAN | 346 | 16 |  | 9.9 | 2.0456
OBAN | 346 | 17 |  | 9.8 | 2.0529
OBAN | 346 | 18 |  | 9.7 | 2.0601
OBAN | 346 | 19 |  | 9.5 | 2.0747
OBAN | 346 | 20 |  | 9.2 | 2.0965
OBAN | 346 | 21 |  | 9 | 2.1111
OBAN | 346 | 22 |  | 8.5 | 2.1475
OBAN | 346 | 23 |  | 8.1 | 2.1766
OBAN | 346 | 24 |  | 7.6 | 2.213
OBAN | 347 | 1 |  | 7.4 | 2.2276
OBAN | 347 | 2 |  | 7.3 | 2.2349
OBAN | 347 | 3 |  | 7.1 | 2.2494
OBAN | 347 | 4 |  | 7 | 2.2567
OBAN | 347 | 5 |  | 7 | 2.2567
OBAN | 347 | 6 |  | 6.9 | 2.264
OBAN | 347 | 7 |  | 6.6 | 2.2858
OBAN | 347 | 8 |  | 6.3 | 2.3077
OBAN | 347 | 9 |  | 6 | 2.3295
OBAN | 347 | 10 |  | 6.1 | 2.3222
OBAN | 347 | 11 |  | 6.3 | 2.3077
OBAN | 347 | 12 |  | 6.4 | 2.3004
OBAN | 347 | 13 |  | 5.6 | 2.3586
OBAN | 347 | 14 |  | 4.9 | 2.4096
OBAN | 347 | 15 |  | 4.1 | 2.4678
OBAN | 347 | 16 |  | 3.4 | 2.5188
OBAN | 347 | 17 |  | 2.6 | 2.577
OBAN | 347 | 18 |  | 1.9 | 2.628
OBAN | 347 | 19 |  | 1.8 | 2.6352
OBAN | 347 | 20 |  | 1.8 | 2.6352
OBAN | 347 | 21 |  | 1.7 | 2.6425
OBAN | 347 | 22 |  | 1.5 | 2.6571
OBAN | 347 | 23 |  | 1.3 | 2.6716
OBAN | 347 | 24 |  | 1.1 | 2.6862
OBAN | 348 | 1 |  | 0.7 | 2.7153
OBAN | 348 | 2 |  | 0.3 | 2.7444
OBAN | 348 | 3 |  | -0.1 | 2.7736
OBAN | 348 | 4 |  | -0.2 | 2.7808
OBAN | 348 | 5 |  | -0.4 | 2.7954
OBAN | 348 | 6 |  | -0.5 | 2.8027
OBAN | 348 | 7 |  | -0.5 | 2.8027
OBAN | 348 | 8 |  | -0.4 | 2.7954
OBAN | 348 | 9 |  | -0.4 | 2.7954
OBAN | 348 | 10 |  | 0.1 | 2.759
OBAN | 348 | 11 |  | 0.5 | 2.7299
OBAN | 348 | 12 |  | 1 | 2.6935
OBAN | 348 | 13 |  | 1.7 | 2.6425
OBAN | 348 | 14 |  | 2.4 | 2.5916
OBAN | 348 | 15 |  | 3.1 | 2.5406
OBAN | 348 | 16 |  | 3.3 | 2.526
OBAN | 348 | 17 |  | 3.5 | 2.5115
OBAN | 348 | 18 |  | 3.7 | 2.4969
OBAN | 348 | 19 |  | 3.8 | 2.4896
OBAN | 348 | 20 |  | 3.8 | 2.4896
OBAN | 348 | 21 |  | 3.9 | 2.4824
OBAN | 348 | 22 |  | 4 | 2.4751
OBAN | 348 | 23 |  | 4 | 2.4751
OBAN | 348 | 24 |  | 4.1 | 2.4678
OBAN | 349 | 1 |  | 4.1 | 2.4678
OBAN | 349 | 2 |  | 4 | 2.4751
OBAN | 349 | 3 |  | 4 | 2.4751
OBAN | 349 | 4 |  | 4.1 | 2.4678
OBAN | 349 | 5 |  | 4.2 | 2.4605
OBAN | 349 | 6 |  | 4.3 | 2.4532
OBAN | 349 | 7 |  | 4.9 | 2.4096
OBAN | 349 | 8 |  | 5.5 | 2.3659
OBAN | 349 | 9 |  | 6.1 | 2.3222
OBAN | 349 | 10 |  | 6.4 | 2.3004
OBAN | 349 | 11 |  | 6.7 | 2.2785
OBAN | 349 | 12 |  | 7 | 2.2567
OBAN | 349 | 13 |  | 7.4 | 2.2276
OBAN | 349 | 14 |  | 7.7 | 2.2057
OBAN | 349 | 15 |  | 8 | 2.1839
OBAN | 349 | 16 |  | 7.8 | 2.1985
OBAN | 349 | 17 |  | 7.7 | 2.2057
OBAN | 349 | 18 |  | 7.5 | 2.2203
OBAN | 349 | 19 |  | 7 | 2.2567
OBAN | 349 | 20 |  | 6.4 | 2.3004
OBAN | 349 | 21 |  | 5.9 | 2.3368
OBAN | 349 | 22 |  | 5.7 | 2.3513
OBAN | 349 | 23 |  | 5.4 | 2.3732
OBAN | 349 | 24 |  | 5.2 | 2.3877
OBAN | 350 | 1 |  | 5.6 | 2.3586
OBAN | 350 | 2 |  | 6 | 2.3295
OBAN | 350 | 3 |  | 6.4 | 2.3004
OBAN | 350 | 4 |  | 6 | 2.3295
OBAN | 350 | 5 |  | 5.7 | 2.3513
OBAN | 350 | 6 |  | 5.3 | 2.3804
OBAN | 350 | 7 |  | 5.2 | 2.3877
OBAN | 350 | 8 |  | 5.2 | 2.3877
OBAN | 350 | 9 |  | 5.1 | 2.395
OBAN | 350 | 10 |  | 5.9 | 2.3368
OBAN | 350 | 11 |  | 6.8 | 2.2713
OBAN | 350 | 12 |  | 7.6 | 2.213
OBAN | 350 | 13 |  | 6.9 | 2.264
OBAN | 350 | 14 |  | 6.3 | 2.3077
OBAN | 350 | 15 |  | 5.6 | 2.3586
OBAN | 350 | 16 |  | 5.7 | 2.3513
OBAN | 350 | 17 |  | 5.7 | 2.3513
OBAN | 350 | 18 |  | 5.8 | 2.3441
OBAN | 350 | 19 |  | 5.7 | 2.3513
OBAN | 350 | 20 |  | 5.7 | 2.3513
OBAN | 350 | 21 |  | 5.6 | 2.3586
OBAN | 350 | 22 |  | 5.6 | 2.3586
OBAN | 350 | 23 |  | 5.5 | 2.3659
OBAN | 350 | 24 |  | 5.5 | 2.3659
OBAN | 351 | 1 |  | 6.9 | 2.264
OBAN | 351 | 2 |  | 8.3 | 2.1621
OBAN | 351 | 3 |  | 9.7 | 2.0601
OBAN | 351 | 4 |  | 10.2 | 2.0237
OBAN | 351 | 5 |  | 10.7 | 1.9873
OBAN | 351 | 6 |  | 11.2 | 1.9509
OBAN | 351 | 7 |  | 11.3 | 1.9437
OBAN | 351 | 8 |  | 11.5 | 1.9291
OBAN | 351 | 9 |  | 11.6 | 1.9218
OBAN | 351 | 10 |  | 11.4 | 1.9364
OBAN | 351 | 11 |  | 11.3 | 1.9437
OBAN | 351 | 12 |  | 11.1 | 1.9582
OBAN | 351 | 13 |  | 10.4 | 2.0092
OBAN | 351 | 14 |  | 9.7 | 2.0601
OBAN | 351 | 15 |  | 9 | 2.1111
OBAN | 351 | 16 |  | 8.2 | 2.1693
OBAN | 351 | 17 |  | 7.3 | 2.2349
OBAN | 351 | 18 |  | 6.5 | 2.2931
OBAN | 351 | 19 |  | 6.1 | 2.3222
OBAN | 351 | 20 |  | 5.6 | 2.3586
OBAN | 351 | 21 |  | 5.2 | 2.3877
OBAN | 351 | 22 |  | 5.2 | 2.3877
OBAN | 351 | 23 |  | 5.3 | 2.3804
OBAN | 351 | 24 |  | 5.3 | 2.3804
OBAN | 352 | 1 |  | 4.7 | 2.4241
OBAN | 352 | 2 |  | 4.1 | 2.4678
OBAN | 352 | 3 |  | 3.5 | 2.5115
OBAN | 352 | 4 |  | 3.7 | 2.4969
OBAN | 352 | 5 |  | 3.9 | 2.4824
OBAN | 352 | 6 |  | 4.1 | 2.4678
OBAN | 352 | 7 |  | 4.2 | 2.4605
OBAN | 352 | 8 |  | 4.2 | 2.4605
OBAN | 352 | 9 |  | 4.3 | 2.4532
OBAN | 352 | 10 |  | 3.8 | 2.4896
OBAN | 352 | 11 |  | 3.4 | 2.5188
OBAN | 352 | 12 |  | 2.9 | 2.5552
OBAN | 352 | 13 |  | 3.5 | 2.5115
OBAN | 352 | 14 |  | 4 | 2.4751
OBAN | 352 | 15 |  | 4.6 | 2.4314
OBAN | 352 | 16 |  | 4.3 | 2.4532
OBAN | 352 | 17 |  | 4.1 | 2.4678
OBAN | 352 | 18 |  | 3.8 | 2.4896
OBAN | 352 | 19 |  | 4 | 2.4751
OBAN | 352 | 20 |  | 4.1 | 2.4678
OBAN | 352 | 21 |  | 4.3 | 2.4532
OBAN | 352 | 22 |  | 4.1 | 2.4678
OBAN | 352 | 23 |  | 3.8 | 2.4896
OBAN | 352 | 24 |  | 3.6 | 2.5042
OBAN | 353 | 1 |  | 3.5 | 2.5115
OBAN | 353 | 2 |  | 3.4 | 2.5188
OBAN | 353 | 3 |  | 3.3 | 2.526
OBAN | 353 | 4 |  | 3.4 | 2.5188
OBAN | 353 | 5 |  | 3.5 | 2.5115
OBAN | 353 | 6 |  | 3.6 | 2.5042
OBAN | 353 | 7 |  | 4.4 | 2.446
OBAN | 353 | 8 |  | 5.1 | 2.395
OBAN | 353 | 9 |  | 5.9 | 2.3368
OBAN | 353 | 10 |  | 6 | 2.3295
OBAN | 353 | 11 |  | 6.1 | 2.3222
OBAN | 353 | 12 |  | 6.2 | 2.3149
OBAN | 353 | 13 |  | 5.8 | 2.3441
OBAN | 353 | 14 |  | 5.5 | 2.3659
OBAN | 353 | 15 |  | 5.1 | 2.395
OBAN | 353 | 16 |  | 4.9 | 2.4096
OBAN | 353 | 17 |  | 4.6 | 2.4314
OBAN | 353 | 18 |  | 4.4 | 2.446
OBAN | 353 | 19 |  | 4.7 | 2.4241
OBAN | 353 | 20 |  | 5 | 2.4023
OBAN | 353 | 21 |  | 5.3 | 2.3804
OBAN | 353 | 22 |  | 5 | 2.4023
OBAN | 353 | 23 |  | 4.7 | 2.4241
OBAN | 353 | 24 |  | 4.4 | 2.446
OBAN | 354 | 1 |  | 4.7 | 2.4241
OBAN | 354 | 2 |  | 5.1 | 2.395
OBAN | 354 | 3 |  | 5.4 | 2.3732
OBAN | 354 | 4 |  | 5.2 | 2.3877
OBAN | 354 | 5 |  | 4.9 | 2.4096
OBAN | 354 | 6 |  | 4.7 | 2.4241
OBAN | 354 | 7 |  | 4.2 | 2.4605
OBAN | 354 | 8 |  | 3.6 | 2.5042
OBAN | 354 | 9 |  | 3.1 | 2.5406
OBAN | 354 | 10 |  | 3.9 | 2.4824
OBAN | 354 | 11 |  | 4.7 | 2.4241
OBAN | 354 | 12 |  | 5.5 | 2.3659
OBAN | 354 | 13 |  | 5.2 | 2.3877
OBAN | 354 | 14 |  | 5 | 2.4023
OBAN | 354 | 15 |  | 4.7 | 2.4241
OBAN | 354 | 16 |  | 3.7 | 2.4969
OBAN | 354 | 17 |  | 2.8 | 2.5624
OBAN | 354 | 18 |  | 1.8 | 2.6352
OBAN | 354 | 19 |  | 1.3 | 2.6716
OBAN | 354 | 20 |  | 0.9 | 2.7008
OBAN | 354 | 21 |  | 0.4 | 2.7372
OBAN | 354 | 22 |  | 0.1 | 2.759
OBAN | 354 | 23 |  | -0.2 | 2.7808
OBAN | 354 | 24 |  | -0.5 | 2.8027
OBAN | 355 | 1 |  | -0.6 | 2.8099
OBAN | 355 | 2 |  | -0.8 | 2.8245
OBAN | 355 | 3 |  | -0.9 | 2.8318
OBAN | 355 | 4 |  | -1.2 | 2.8536
OBAN | 355 | 5 |  | -1.5 | 2.8755
OBAN | 355 | 6 |  | -1.8 | 2.8973
OBAN | 355 | 7 |  | -2 | 2.9119
OBAN | 355 | 8 |  | -2.3 | 2.9337
OBAN | 355 | 9 |  | -2.5 | 2.9483
OBAN | 355 | 10 |  | -1.1 | 2.8463
OBAN | 355 | 11 |  | 0.3 | 2.7444
OBAN | 355 | 12 |  | 1.7 | 2.6425
OBAN | 355 | 13 |  | 1.6 | 2.6498
OBAN | 355 | 14 |  | 1.5 | 2.6571
OBAN | 355 | 15 |  | 1.4 | 2.6644
OBAN | 355 | 16 |  | 0.6 | 2.7226
OBAN | 355 | 17 |  | -0.3 | 2.7881
OBAN | 355 | 18 |  | -1.1 | 2.8463
OBAN | 355 | 19 |  | -1.4 | 2.8682
OBAN | 355 | 20 |  | -1.6 | 2.8827
OBAN | 355 | 21 |  | -1.9 | 2.9046
OBAN | 355 | 22 |  | -1.4 | 2.8682
OBAN | 355 | 23 |  | -0.8 | 2.8245
OBAN | 355 | 24 |  | -0.3 | 2.7881
OBAN | 356 | 1 |  | 0.4 | 2.7372
OBAN | 356 | 2 |  | 1.1 | 2.6862
OBAN | 356 | 3 |  | 1.8 | 2.6352
OBAN | 356 | 4 |  | 2 | 2.6207
OBAN | 356 | 5 |  | 2.1 | 2.6134
OBAN | 356 | 6 |  | 2.3 | 2.5988
OBAN | 356 | 7 |  | 2.5 | 2.5843
OBAN | 356 | 8 |  | 2.7 | 2.5697
OBAN | 356 | 9 |  | 2.9 | 2.5552
OBAN | 356 | 10 |  | 3.4 | 2.5188
OBAN | 356 | 11 |  | 3.9 | 2.4824
OBAN | 356 | 12 |  | 4.4 | 2.446
OBAN | 356 | 13 |  | 4.6 | 2.4314
OBAN | 356 | 14 |  | 4.9 | 2.4096
OBAN | 356 | 15 |  | 5.1 | 2.395
OBAN | 356 | 16 |  | 5.3 | 2.3804
OBAN | 356 | 17 |  | 5.6 | 2.3586
OBAN | 356 | 18 |  | 5.8 | 2.3441
OBAN | 356 | 19 |  | 6 | 2.3295
OBAN | 356 | 20 |  | 6.2 | 2.3149
OBAN | 356 | 21 |  | 6.4 | 2.3004
OBAN | 356 | 22 |  | 6.5 | 2.2931
OBAN | 356 | 23 |  | 6.7 | 2.2785
OBAN | 356 | 24 |  | 6.8 | 2.2713
OBAN | 357 | 1 |  | 6.9 | 2.264
OBAN | 357 | 2 |  | 6.9 | 2.264
OBAN | 357 | 3 |  | 7 | 2.2567
OBAN | 357 | 4 |  | 7 | 2.2567
OBAN | 357 | 5 |  | 7.1 | 2.2494
OBAN | 357 | 6 |  | 7.1 | 2.2494
OBAN | 357 | 7 |  | 7.4 | 2.2276
OBAN | 357 | 8 |  | 7.6 | 2.213
OBAN | 357 | 9 |  | 7.9 | 2.1912
OBAN | 357 | 10 |  | 8.2 | 2.1693
OBAN | 357 | 11 |  | 8.4 | 2.1548
OBAN | 357 | 12 |  | 8.7 | 2.1329
OBAN | 357 | 13 |  | 8.8 | 2.1257
OBAN | 357 | 14 |  | 9 | 2.1111
OBAN | 357 | 15 |  | 9.1 | 2.1038
OBAN | 357 | 16 |  | 9 | 2.1111
OBAN | 357 | 17 |  | 9 | 2.1111
OBAN | 357 | 18 |  | 8.9 | 2.1184
OBAN | 357 | 19 |  | 8.9 | 2.1184
OBAN | 357 | 20 |  | 8.8 | 2.1257
OBAN | 357 | 21 |  | 8.8 | 2.1257
OBAN | 357 | 22 |  | 8.8 | 2.1257
OBAN | 357 | 23 |  | 8.9 | 2.1184
OBAN | 357 | 24 |  | 8.9 | 2.1184
OBAN | 358 | 1 |  | 8.9 | 2.1184
OBAN | 358 | 2 |  | 9 | 2.1111
OBAN | 358 | 3 |  | 9 | 2.1111
OBAN | 358 | 4 |  | 9 | 2.1111
OBAN | 358 | 5 |  | 8.9 | 2.1184
OBAN | 358 | 6 |  | 8.9 | 2.1184
OBAN | 358 | 7 |  | 8.7 | 2.1329
OBAN | 358 | 8 |  | 8.6 | 2.1402
OBAN | 358 | 9 |  | 8.4 | 2.1548
OBAN | 358 | 10 |  | 8.7 | 2.1329
OBAN | 358 | 11 |  | 8.9 | 2.1184
OBAN | 358 | 12 |  | 9.2 | 2.0965
OBAN | 358 | 13 |  | 8.9 | 2.1184
OBAN | 358 | 14 |  | 8.7 | 2.1329
OBAN | 358 | 15 |  | 8.4 | 2.1548
OBAN | 358 | 16 |  | 8.2 | 2.1693
OBAN | 358 | 17 |  | 8 | 2.1839
OBAN | 358 | 18 |  | 7.8 | 2.1985
OBAN | 358 | 19 |  | 7.8 | 2.1985
OBAN | 358 | 20 |  | 7.9 | 2.1912
OBAN | 358 | 21 |  | 7.9 | 2.1912
OBAN | 358 | 22 |  | 7.9 | 2.1912
OBAN | 358 | 23 |  | 7.9 | 2.1912
OBAN | 358 | 24 |  | 7.9 | 2.1912
OBAN | 359 | 1 |  | 7.7 | 2.2057
OBAN | 359 | 2 |  | 7.5 | 2.2203
OBAN | 359 | 3 |  | 7.3 | 2.2349
OBAN | 359 | 4 |  | 7.3 | 2.2349
OBAN | 359 | 5 |  | 7.3 | 2.2349
OBAN | 359 | 6 |  | 7.3 | 2.2349
OBAN | 359 | 7 |  | 7.4 | 2.2276
OBAN | 359 | 8 |  | 7.5 | 2.2203
OBAN | 359 | 9 |  | 7.6 | 2.213
OBAN | 359 | 10 |  | 7.1 | 2.2494
OBAN | 359 | 11 |  | 6.6 | 2.2858
OBAN | 359 | 12 |  | 6.1 | 2.3222
OBAN | 359 | 13 |  | 5.8 | 2.3441
OBAN | 359 | 14 |  | 5.5 | 2.3659
OBAN | 359 | 15 |  | 5.2 | 2.3877
OBAN | 359 | 16 |  | 5.1 | 2.395
OBAN | 359 | 17 |  | 4.9 | 2.4096
OBAN | 359 | 18 |  | 4.8 | 2.4168
OBAN | 359 | 19 |  | 4.3 | 2.4532
OBAN | 359 | 20 |  | 3.7 | 2.4969
OBAN | 359 | 21 |  | 3.2 | 2.5333
OBAN | 359 | 22 |  | 3.7 | 2.4969
OBAN | 359 | 23 |  | 4.3 | 2.4532
OBAN | 359 | 24 |  | 4.8 | 2.4168
OBAN | 360 | 1 |  | 4.7 | 2.4241
OBAN | 360 | 2 |  | 4.5 | 2.4387
OBAN | 360 | 3 |  | 4.4 | 2.446
OBAN | 360 | 4 |  | 4.3 | 2.4532
OBAN | 360 | 5 |  | 4.1 | 2.4678
OBAN | 360 | 6 |  | 4 | 2.4751
OBAN | 360 | 7 |  | 4 | 2.4751
OBAN | 360 | 8 |  | 3.9 | 2.4824
OBAN | 360 | 9 |  | 3.9 | 2.4824
OBAN | 360 | 10 |  | 4 | 2.4751
OBAN | 360 | 11 |  | 4.2 | 2.4605
OBAN | 360 | 12 |  | 4.3 | 2.4532
OBAN | 360 | 13 |  | 4.1 | 2.4678
OBAN | 360 | 14 |  | 3.9 | 2.4824
OBAN | 360 | 15 |  | 3.7 | 2.4969
OBAN | 360 | 16 |  | 3.1 | 2.5406
OBAN | 360 | 17 |  | 2.5 | 2.5843
OBAN | 360 | 18 |  | 1.9 | 2.628
OBAN | 360 | 19 |  | 2.3 | 2.5988
OBAN | 360 | 20 |  | 2.8 | 2.5624
OBAN | 360 | 21 |  | 3.2 | 2.5333
OBAN | 360 | 22 |  | 2.5 | 2.5843
OBAN | 360 | 23 |  | 1.8 | 2.6352
OBAN | 360 | 24 |  | 1.1 | 2.6862
OBAN | 361 | 1 |  | 1 | 2.6935
OBAN | 361 | 2 |  | 0.9 | 2.7008
OBAN | 361 | 3 |  | 0.8 | 2.708
OBAN | 361 | 4 |  | 0.6 | 2.7226
OBAN | 361 | 5 |  | 0.3 | 2.7444
OBAN | 361 | 6 |  | 0.1 | 2.759
OBAN | 361 | 7 |  | 0 | 2.7663
OBAN | 361 | 8 |  | -0.1 | 2.7736
OBAN | 361 | 9 |  | -0.2 | 2.7808
OBAN | 361 | 10 |  | 0.5 | 2.7299
OBAN | 361 | 11 |  | 1.2 | 2.6789
OBAN | 361 | 12 |  | 1.9 | 2.628
OBAN | 361 | 13 |  | 1.8 | 2.6352
OBAN | 361 | 14 |  | 1.7 | 2.6425
OBAN | 361 | 15 |  | 1.6 | 2.6498
OBAN | 361 | 16 |  | 1.6 | 2.6498
OBAN | 361 | 17 |  | 1.7 | 2.6425
OBAN | 361 | 18 |  | 1.7 | 2.6425
OBAN | 361 | 19 |  | 1.9 | 2.628
OBAN | 361 | 20 |  | 2.1 | 2.6134
OBAN | 361 | 21 |  | 2.3 | 2.5988
OBAN | 361 | 22 |  | 2.6 | 2.577
OBAN | 361 | 23 |  | 2.9 | 2.5552
OBAN | 361 | 24 |  | 3.2 | 2.5333
OBAN | 362 | 1 |  | 3.2 | 2.5333
OBAN | 362 | 2 |  | 3.3 | 2.526
OBAN | 362 | 3 |  | 3.3 | 2.526
OBAN | 362 | 4 |  | 3.8 | 2.4896
OBAN | 362 | 5 |  | 4.2 | 2.4605
OBAN | 362 | 6 |  | 4.7 | 2.4241
OBAN | 362 | 7 |  | 5.3 | 2.3804
OBAN | 362 | 8 |  | 5.9 | 2.3368
OBAN | 362 | 9 |  | 6.5 | 2.2931
OBAN | 362 | 10 |  | 8 | 2.1839
OBAN | 362 | 11 |  | 9.5 | 2.0747
OBAN | 362 | 12 |  | 11 | 1.9655
OBAN | 362 | 13 |  | 11 | 1.9655
OBAN | 362 | 14 |  | 11.1 | 1.9582
OBAN | 362 | 15 |  | 11.1 | 1.9582
OBAN | 362 | 16 |  | 10.8 | 1.9801
OBAN | 362 | 17 |  | 10.4 | 2.0092
OBAN | 362 | 18 |  | 10.1 | 2.031
OBAN | 362 | 19 |  | 9.8 | 2.0529
OBAN | 362 | 20 |  | 9.6 | 2.0674
OBAN | 362 | 21 |  | 9.3 | 2.0893
OBAN | 362 | 22 |  | 9 | 2.1111
OBAN | 362 | 23 |  | 8.7 | 2.1329
OBAN | 362 | 24 |  | 8.4 | 2.1548
OBAN | 363 | 1 |  | 8 | 2.1839
OBAN | 363 | 2 |  | 7.7 | 2.2057
OBAN | 363 | 3 |  | 7.4 | 2.2276
OBAN | 363 | 4 |  | 7.2 | 2.2421
OBAN | 363 | 5 |  | 7 | 2.2567
OBAN | 363 | 6 |  | 6.8 | 2.2713
OBAN | 363 | 7 |  | 6.7 | 2.2785
OBAN | 363 | 8 |  | 6.7 | 2.2785
OBAN | 363 | 9 |  | 6.6 | 2.2858
OBAN | 363 | 10 |  | 6.8 | 2.2713
OBAN | 363 | 11 |  | 6.9 | 2.264
OBAN | 363 | 12 |  | 7.1 | 2.2494
OBAN | 363 | 13 |  | 7.3 | 2.2349
OBAN | 363 | 14 |  | 7.5 | 2.2203
OBAN | 363 | 15 |  | 7.7 | 2.2057
OBAN | 363 | 16 |  | 7.4 | 2.2276
OBAN | 363 | 17 |  | 7.2 | 2.2421
OBAN | 363 | 18 |  | 6.9 | 2.264
OBAN | 363 | 19 |  | 6.9 | 2.264
OBAN | 363 | 20 |  | 6.8 | 2.2713
OBAN | 363 | 21 |  | 6.8 | 2.2713
OBAN | 363 | 22 |  | 6.6 | 2.2858
OBAN | 363 | 23 |  | 6.3 | 2.3077
OBAN | 363 | 24 |  | 6.1 | 2.3222
OBAN | 364 | 1 |  | 6.5 | 2.2931
OBAN | 364 | 2 |  | 6.9 | 2.264
OBAN | 364 | 3 |  | 7.3 | 2.2349
OBAN | 364 | 4 |  | 7.2 | 2.2421
OBAN | 364 | 5 |  | 7 | 2.2567
OBAN | 364 | 6 |  | 6.9 | 2.264
OBAN | 364 | 7 |  | 6.9 | 2.264
OBAN | 364 | 8 |  | 6.9 | 2.264
OBAN | 364 | 9 |  | 6.9 | 2.264
OBAN | 364 | 10 |  | 6.9 | 2.264
OBAN | 364 | 11 |  | 6.9 | 2.264
OBAN | 364 | 12 |  | 6.9 | 2.264
OBAN | 364 | 13 |  | 7.2 | 2.2421
OBAN | 364 | 14 |  | 7.4 | 2.2276
OBAN | 364 | 15 |  | 7.7 | 2.2057
OBAN | 364 | 16 |  | 7.5 | 2.2203
OBAN | 364 | 17 |  | 7.4 | 2.2276
OBAN | 364 | 18 |  | 7.2 | 2.2421
OBAN | 364 | 19 |  | 6.9 | 2.264
OBAN | 364 | 20 |  | 6.5 | 2.2931
OBAN | 364 | 21 |  | 6.2 | 2.3149
OBAN | 364 | 22 |  | 5.9 | 2.3368
OBAN | 364 | 23 |  | 5.5 | 2.3659
OBAN | 364 | 24 |  | 5.2 | 2.3877
OBAN | 365 | 1 |  | 4.8 | 2.4168
OBAN | 365 | 2 |  | 4.3 | 2.4532
OBAN | 365 | 3 |  | 3.9 | 2.4824
OBAN | 365 | 4 |  | 3.6 | 2.5042
OBAN | 365 | 5 |  | 3.2 | 2.5333
OBAN | 365 | 6 |  | 2.9 | 2.5552
OBAN | 365 | 7 |  | 2.7 | 2.5697
OBAN | 365 | 8 |  | 2.6 | 2.577
OBAN | 365 | 9 |  | 2.4 | 2.5916
OBAN | 365 | 10 |  | 2.8 | 2.5624
OBAN | 365 | 11 |  | 3.2 | 2.5333
OBAN | 365 | 12 |  | 3.6 | 2.5042
OBAN | 365 | 13 |  | 3.5 | 2.5115
OBAN | 365 | 14 |  | 3.4 | 2.5188
OBAN | 365 | 15 |  | 3.3 | 2.526
OBAN | 365 | 16 |  | 3 | 2.5479
OBAN | 365 | 17 |  | 2.7 | 2.5697
OBAN | 365 | 18 |  | 2.4 | 2.5916
OBAN | 365 | 19 |  | 2.3 | 2.5988
OBAN | 365 | 20 |  | 2.4 | 2.5916
OBAN | 365 | 21 |  | 2.4 | 2.5916
OBAN | 365 | 22 |  | 2.3 | 2.5988
OBAN | 365 | 23 |  | 2.1 | 2.6134
OBAN | 365 | 24 |  | 1.9 | 2.628