## 8% Average
Demand Name | RE Supply | Total Demand Summer | Total RE supply Summer | Match Rate % Summer | Correlation Coefficient Summer | Energy Delivered Summer | Energy Surplus Summer | Energy Deficit Summer | Total Demand Winter | Total RE supply Winter | Match Rate % Winter | Correlation Coefficient Winter | Energy Delivered Winter | Energy Surplus Winter | Energy Deficit Winter | Total Demand Average | Total RE supply Average | Match Rate % Average | Correlation Coefficient Average | Energy Delivered Average | Energy Surplus Average | Energy Deficit Average
new.summer.demand (real) | Proven12 | 1200 | 69.09 | 9.47 | 0.07 | 67.6 | 0 | 1110 | 2250 | 224.83 | 17.25 | 0.72 | 220.17 | 0 | 1960 | 1725 | 146.96 | 13.36 | 0.395 | 143.885 | 0 | 1535
new.summer.demand (real) | 1+Proven12 | 1200 | 131.04 | 17.61 | 0.03 | 129.55 | 0 | 1050 | 2250 | 230.55 | 17.65 | 0.67 | 225.89 | 0 | 1960 | 1725 | 180.795 | 17.63 | 0.35 | 177.72 | 0 | 1505
new.summer.demand (real) | 1+2+Proven12 | 1200 | 192.99 | 24.73 | 0.02 | 191.5 | 0 | 983.68 | 2250 | 236.27 | 18.06 | 0.63 | 231.61 | 0 | 1950 | 1725 | 214.63 | 21.395 | 0.325 | 211.555 | 0 | 1466.84
new.summer.demand (real) | 1+2+3+Proven12 | 1200 | 254.94 | 30.87 | 0.01 | 253.45 | 0 | 921.73 | 2250 | 241.99 | 18.47 | 0.58 | 237.33 | 0 | 1950 | 1725 | 248.465 | 24.67 | 0.295 | 245.39 | 0 | 1435.865
new.summer.demand (real) | 1+2+3+4+Proven12 | 1200 | 316.88 | 36.13 | 0.01 | 308.8 | 3.29 | 863.15 | 2250 | 247.71 | 18.88 | 0.54 | 243.05 | 0 | 1940 | 1725 | 282.295 | 27.505 | 0.275 | 275.925 | 1.645 | 1401.575
new.summer.demand (real) | 1+2+3+4+5+Proven12 | 1200 | 378.83 | 40.6 | 0.01 | 357.23 | 14.51 | 813.52 | 2250 | 253.43 | 19.3 | 0.5 | 248.77 | 0 | 1940 | 1725 | 316.13 | 29.95 | 0.255 | 303 | 7.255 | 1376.76
new.summer.demand (real) | 1+2+3+4+5+6+Proven12 | 1200 | 440.78 | 44.36 | 0.01 | 390.54 | 45.43 | 779.5 | 2250 | 259.15 | 19.72 | 0.46 | 254.49 | 0 | 1930 | 1725 | 349.965 | 32.04 | 0.235 | 322.515 | 22.715 | 1354.75
new.summer.demand (real) | 1+2+3+4+5+6+7+Proven12 | 1200 | 502.72 | 47.48 | 0 | 411.45 | 86.83 | 741.07 | 2250 | 264.87 | 20.15 | 0.43 | 260.21 | 0 | 1920 | 1725 | 383.795 | 33.815 | 0.215 | 335.83 | 43.415 | 1330.535
new.summer.demand (real) | 1+2+3+4+5+6+7+8+Proven12 | 1200 | 564.67 | 50.03 | 0 | 430.94 | 126.69 | 723.48 | 2250 | 270.59 | 20.57 | 0.41 | 265.93 | 0 | 1920 | 1725 | 417.63 | 35.3 | 0.205 | 348.435 | 63.345 | 1321.74
new.summer.demand (real) | 1+2+3+4+5+6+7+8+9+Proven12 | 1200 | 626.62 | 52.06 | 0 | 450.42 | 166.54 | 705.89 | 2250 | 276.3 | 21 | 0.38 | 271.65 | 0 | 1910 | 1725 | 451.46 | 36.53 | 0.19 | 361.035 | 83.27 | 1307.945
new.summer.demand (real) | 1+2+3+4+5+6+7+8+9+10+Proven12 | 1200 | 688.57 | 53.63 | 0 | 469.91 | 206.39 | 688.3 | 2250 | 282.02 | 21.42 | 0.36 | 277.36 | 0 | 1910 | 1725 | 485.295 | 37.525 | 0.18 | 373.635 | 103.195 | 1299.15
new.summer.demand (real) | 1+2+3+4+5+6+7+8+9+10+11+Proven12 | 1200 | 750.51 | 54.79 | 0 | 489.39 | 246.24 | 670.71 | 2250 | 287.74 | 21.84 | 0.34 | 283.08 | 0 | 1900 | 1725 | 519.125 | 38.315 | 0.17 | 386.235 | 123.12 | 1285.355
new.summer.demand (real) | 1+2+3+4+5+6+7+8+9+10+11+12+Proven12 | 1200 | 812.46 | 55.6 | 0 | 508.8 | 292.76 | 648.93 | 2250 | 293.46 | 22.27 | 0.32 | 288.8 | 0 | 1900 | 1725 | 552.96 | 38.935 | 0.16 | 398.8 | 146.38 | 1274.465
new.summer.demand (real) | Proven24 | 1200 | 144.33 | 18.54 | 0.08 | 141.25 | 0 | 1030 | 2250 | 461.99 | 32.3 | 0.72 | 452.31 | 0 | 1730 | 1725 | 303.16 | 25.42 | 0.4 | 296.78 | 0 | 1380
new.summer.demand (real) | 1+Proven24 | 1200 | 206.28 | 25.53 | 0.04 | 203.2 | 0 | 971.98 | 2250 | 467.71 | 32.62 | 0.69 | 458.03 | 0 | 1730 | 1725 | 336.995 | 29.075 | 0.365 | 330.615 | 0 | 1350.99
new.summer.demand (real) | 1+2+Proven24 | 1200 | 268.23 | 31.65 | 0.03 | 265.14 | 0 | 910.03 | 2250 | 473.43 | 32.94 | 0.67 | 463.75 | 0 | 1720 | 1725 | 370.83 | 32.295 | 0.35 | 364.445 | 0 | 1315.015
new.summer.demand (real) | 1+2+3+Proven24 | 1200 | 330.17 | 36.93 | 0.02 | 322.17 | 2.46 | 849.46 | 2250 | 479.15 | 33.27 | 0.65 | 469.47 | 0 | 1710 | 1725 | 404.66 | 35.1 | 0.335 | 395.82 | 1.23 | 1279.73
new.summer.demand (real) | 1+2+3+4+Proven24 | 1200 | 392.12 | 41.42 | 0.02 | 373.76 | 11.46 | 797.97 | 2250 | 484.87 | 33.59 | 0.62 | 475.18 | 0 | 1710 | 1725 | 438.495 | 37.505 | 0.32 | 424.47 | 5.73 | 1253.985
new.summer.demand (real) | 1+2+3+4+5+Proven24 | 1200 | 454.07 | 45.21 | 0.01 | 407.15 | 40.68 | 762.69 | 2250 | 490.59 | 33.91 | 0.6 | 480.9 | 0 | 1700 | 1725 | 472.33 | 39.56 | 0.305 | 444.025 | 20.34 | 1231.345
new.summer.demand (real) | 1+2+3+4+5+6+Proven24 | 1200 | 516.01 | 48.35 | 0.01 | 429.9 | 80.48 | 722.73 | 2250 | 496.3 | 34.23 | 0.58 | 486.62 | 0 | 1700 | 1725 | 506.155 | 41.29 | 0.295 | 458.26 | 40.24 | 1211.365
new.summer.demand (real) | 1+2+3+4+5+6+7+Proven24 | 1200 | 577.96 | 50.91 | 0.01 | 449.38 | 120.33 | 705.14 | 2250 | 502.02 | 34.55 | 0.56 | 492.34 | 0 | 1690 | 1725 | 539.99 | 42.73 | 0.285 | 470.86 | 60.165 | 1197.57
new.summer.demand (real) | 1+2+3+4+5+6+7+8+Proven24 | 1200 | 639.91 | 52.94 | 0.01 | 468.87 | 160.18 | 687.55 | 2250 | 507.74 | 34.87 | 0.54 | 498.06 | 0 | 1690 | 1725 | 573.825 | 43.905 | 0.275 | 483.465 | 80.09 | 1188.775
new.summer.demand (real) | 1+2+3+4+5+6+7+8+9+Proven24 | 1200 | 701.86 | 54.51 | 0.01 | 488.35 | 200.04 | 669.96 | 2250 | 513.46 | 35.18 | 0.52 | 503.78 | 0 | 1680 | 1725 | 607.66 | 44.845 | 0.265 | 496.065 | 100.02 | 1174.98
new.summer.demand (real) | 1+2+3+4+5+6+7+8+9+10+Proven24 | 1200 | 763.8 | 55.66 | 0.01 | 507.84 | 239.89 | 652.37 | 2250 | 519.18 | 35.5 | 0.5 | 509.5 | 0 | 1670 | 1725 | 641.49 | 45.58 | 0.255 | 508.67 | 119.945 | 1161.185
new.summer.demand (real) | 1+2+3+4+5+6+7+8+9+10+11+Proven24 | 1200 | 825.75 | 56.46 | 0.01 | 526.23 | 287.23 | 631.53 | 2250 | 524.9 | 35.82 | 0.48 | 515.22 | 0 | 1670 | 1725 | 675.325 | 46.14 | 0.245 | 520.725 | 143.615 | 1150.765
new.summer.demand (real) | 1+2+3+4+5+6+7+8+9+10+11+12+Proven24 | 1200 | 887.7 | 56.95 | 0.01 | 542.52 | 330.47 | 617.21 | 2250 | 530.62 | 36.13 | 0.47 | 520.94 | 0 | 1660 | 1725 | 709.16 | 46.54 | 0.24 | 531.73 | 165.235 | 1138.605
new.summer.demand (real) | Proven36 | 1200 | 234.36 | 27.9 | 0.06 | 229.46 | 0 | 945.72 | 2250 | 718.56 | 45.74 | 0.73 | 703.04 | 0 | 1480 | 1725 | 476.46 | 36.82 | 0.395 | 466.25 | 0 | 1212.86
new.summer.demand (real) | 1+Proven36 | 1200 | 296.31 | 33.75 | 0.04 | 291.41 | 0 | 883.77 | 2250 | 724.28 | 45.99 | 0.71 | 708.76 | 0 | 1480 | 1725 | 510.295 | 39.87 | 0.375 | 500.085 | 0 | 1181.885
new.summer.demand (real) | 1+2+Proven36 | 1200 | 358.26 | 38.83 | 0.03 | 349 | 2.18 | 822.84 | 2250 | 730 | 46.25 | 0.7 | 714.48 | 0 | 1470 | 1725 | 544.13 | 42.54 | 0.365 | 531.74 | 1.09 | 1146.42
new.summer.demand (real) | 1+2+3+Proven36 | 1200 | 420.21 | 43.17 | 0.02 | 400.39 | 11.18 | 771.52 | 2250 | 735.72 | 46.5 | 0.68 | 720.2 | 0 | 1460 | 1725 | 577.965 | 44.835 | 0.35 | 560.295 | 5.59 | 1115.76
new.summer.demand (real) | 1+2+3+4+Proven36 | 1200 | 482.15 | 46.83 | 0.02 | 430.69 | 43.14 | 739.55 | 2250 | 741.44 | 46.74 | 0.67 | 725.92 | 0 | 1460 | 1725 | 611.795 | 46.785 | 0.345 | 578.305 | 21.57 | 1099.775
new.summer.demand (real) | 1+2+3+4+5+Proven36 | 1200 | 544.1 | 49.85 | 0.02 | 453.37 | 83.05 | 699.54 | 2250 | 747.16 | 46.99 | 0.65 | 731.64 | 0 | 1450 | 1725 | 645.63 | 48.42 | 0.335 | 592.505 | 41.525 | 1074.77
new.summer.demand (real) | 1+2+3+4+5+6+Proven36 | 1200 | 606.05 | 52.3 | 0.01 | 472.85 | 122.9 | 681.95 | 2250 | 752.88 | 47.24 | 0.63 | 737.35 | 0 | 1450 | 1725 | 679.465 | 49.77 | 0.32 | 605.1 | 61.45 | 1065.975
new.summer.demand (real) | 1+2+3+4+5+6+7+Proven36 | 1200 | 667.99 | 54.23 | 0.01 | 492.34 | 162.75 | 664.36 | 2250 | 758.59 | 47.48 | 0.62 | 743.07 | 0 | 1440 | 1725 | 713.29 | 50.855 | 0.315 | 617.705 | 81.375 | 1052.18
new.summer.demand (real) | 1+2+3+4+5+6+7+8+Proven36 | 1200 | 729.94 | 55.7 | 0.01 | 511.82 | 202.61 | 646.77 | 2250 | 764.31 | 47.72 | 0.6 | 748.79 | 0 | 1440 | 1725 | 747.125 | 51.71 | 0.305 | 630.305 | 101.305 | 1043.385
new.summer.demand (real) | 1+2+3+4+5+6+7+8+9+Proven36 | 1200 | 791.89 | 56.77 | 0.01 | 531.31 | 242.46 | 629.18 | 2250 | 770.03 | 47.97 | 0.59 | 754.51 | 0 | 1430 | 1725 | 780.96 | 52.37 | 0.3 | 642.91 | 121.23 | 1029.59
new.summer.demand (real) | 1+2+3+4+5+6+7+8+9+10+Proven36 | 1200 | 853.84 | 57.47 | 0.01 | 548.16 | 291.16 | 609.81 | 2250 | 775.75 | 48.2 | 0.57 | 760.23 | 0 | 1420 | 1725 | 814.795 | 52.835 | 0.29 | 654.195 | 145.58 | 1014.905
new.summer.demand (real) | 1+2+3+4+5+6+7+8+9+10+11+Proven36 | 1200 | 915.78 | 57.88 | 0.01 | 564.45 | 334.4 | 595.5 | 2250 | 781.47 | 48.44 | 0.56 | 765.95 | 0 | 1420 | 1725 | 848.625 | 53.16 | 0.285 | 665.2 | 167.2 | 1007.75
new.summer.demand (real) | 1+2+3+4+5+6+7+8+9+10+11+12+Proven36 | 1200 | 977.73 | 58.02 | 0.01 | 580.73 | 377.63 | 581.18 | 2250 | 787.19 | 48.68 | 0.55 | 771.67 | 0 | 1410 | 1725 | 882.46 | 53.35 | 0.28 | 676.2 | 188.815 | 995.59
new.summer.demand (real) | Proven48 | 1200 | 312.48 | 34.93 | 0.06 | 305.95 | 0 | 869.23 | 2250 | 958.08 | 56.3 | 0.73 | 936.59 | 0.4 | 1240 | 1725 | 635.28 | 45.615 | 0.395 | 621.27 | 0.2 | 1054.615
new.summer.demand (real) | 1+Proven48 | 1200 | 374.43 | 39.92 | 0.04 | 365.01 | 1.44 | 806.61 | 2250 | 963.8 | 56.5 | 0.72 | 942.31 | 0.4 | 1240 | 1725 | 669.115 | 48.21 | 0.38 | 653.66 | 0.92 | 1023.305
new.summer.demand (real) | 1+2+Proven48 | 1200 | 436.38 | 44.22 | 0.03 | 416.61 | 9.92 | 749.73 | 2250 | 969.52 | 56.7 | 0.7 | 948.03 | 0.4 | 1230 | 1725 | 702.95 | 50.46 | 0.365 | 682.32 | 5.16 | 989.865
new.summer.demand (real) | 1+2+3+Proven48 | 1200 | 498.33 | 47.84 | 0.03 | 448.34 | 40.12 | 721.86 | 2250 | 975.24 | 56.9 | 0.69 | 953.75 | 0.4 | 1230 | 1725 | 736.785 | 52.37 | 0.36 | 701.045 | 20.26 | 975.93
new.summer.demand (real) | 1+2+3+4+Proven48 | 1200 | 560.27 | 50.84 | 0.02 | 472.3 | 78.89 | 680.73 | 2250 | 980.96 | 57.09 | 0.68 | 959.47 | 0.4 | 1220 | 1725 | 770.615 | 53.965 | 0.35 | 715.885 | 39.645 | 950.365
new.summer.demand (real) | 1+2+3+4+5+Proven48 | 1200 | 622.22 | 53.27 | 0.02 | 491.78 | 118.74 | 663.14 | 2250 | 986.68 | 57.28 | 0.67 | 965.19 | 0.4 | 1210 | 1725 | 804.45 | 55.275 | 0.345 | 728.485 | 59.57 | 936.57
new.summer.demand (real) | 1+2+3+4+5+6+Proven48 | 1200 | 684.17 | 55.18 | 0.02 | 511.27 | 158.59 | 645.55 | 2250 | 992.4 | 57.47 | 0.66 | 970.9 | 0.4 | 1210 | 1725 | 838.285 | 56.325 | 0.34 | 741.085 | 79.495 | 927.775
new.summer.demand (real) | 1+2+3+4+5+6+7+Proven48 | 1200 | 746.12 | 56.62 | 0.02 | 530.75 | 198.45 | 627.96 | 2250 | 998.11 | 57.66 | 0.65 | 976.62 | 0.4 | 1200 | 1725 | 872.115 | 57.14 | 0.335 | 753.685 | 99.425 | 913.98
new.summer.demand (real) | 1+2+3+4+5+6+7+8+Proven48 | 1200 | 808.06 | 57.66 | 0.01 | 549.69 | 244.69 | 606.36 | 2250 | 1000 | 57.85 | 0.63 | 982.34 | 0.4 | 1200 | 1725 | 904.03 | 57.755 | 0.32 | 766.015 | 122.545 | 903.18
new.summer.demand (real) | 1+2+3+4+5+6+7+8+9+Proven48 | 1200 | 870.01 | 58.33 | 0.01 | 565.98 | 287.93 | 592.04 | 2250 | 1010 | 58.03 | 0.62 | 988.06 | 0.4 | 1190 | 1725 | 940.005 | 58.18 | 0.315 | 777.02 | 144.165 | 891.02
new.summer.demand (real) | 1+2+3+4+5+6+7+8+9+10+Proven48 | 1200 | 931.96 | 58.7 | 0.01 | 582.27 | 331.16 | 577.72 | 2250 | 1020 | 58.21 | 0.61 | 993.78 | 0.4 | 1190 | 1725 | 975.98 | 58.455 | 0.31 | 788.025 | 165.78 | 883.86
new.summer.demand (real) | 1+2+3+4+5+6+7+8+9+10+11+Proven48 | 1200 | 993.9 | 58.8 | 0.01 | 598.55 | 374.4 | 563.4 | 2250 | 1020 | 58.39 | 0.6 | 999.5 | 0.4 | 1180 | 1725 | 1006.95 | 58.595 | 0.305 | 799.025 | 187.4 | 871.7
new.summer.demand (real) | 1+2+3+4+5+6+7+8+9+10+11+12+Proven48 | 1200 | 1060 | 58.7 | 0.01 | 614.84 | 417.63 | 549.08 | 2250 | 1030 | 58.57 | 0.59 | 1010 | 0.4 | 1170 | 1725 | 1045 | 58.635 | 0.3 | 812.42 | 209.015 | 859.54
new.summer.demand (real) | Proven60 | 1200 | 415.46 | 42.77 | 0.05 | 403.12 | 1.71 | 769.25 | 2250 | 1240 | 66.52 | 0.74 | 1200 | 10.12 | 974.88 | 1725 | 827.73 | 54.645 | 0.395 | 801.56 | 5.915 | 872.065
new.summer.demand (real) | 1+Proven60 | 1200 | 477.4 | 46.77 | 0.04 | 449.57 | 14.19 | 717.92 | 2250 | 1240 | 66.67 | 0.74 | 1200 | 10.12 | 969.16 | 1725 | 858.7 | 56.72 | 0.39 | 824.785 | 12.155 | 843.54
new.summer.demand (real) | 1+2+Proven60 | 1200 | 539.35 | 50.14 | 0.03 | 479.41 | 47.03 | 691.46 | 2250 | 1250 | 66.81 | 0.73 | 1210 | 10.12 | 963.44 | 1725 | 894.675 | 58.475 | 0.38 | 844.705 | 28.575 | 827.45
new.summer.demand (real) | 1+2+3+Proven60 | 1200 | 601.3 | 52.92 | 0.03 | 502.78 | 86.57 | 650.83 | 2250 | 1250 | 66.96 | 0.72 | 1210 | 10.12 | 957.72 | 1725 | 925.65 | 59.94 | 0.375 | 856.39 | 48.345 | 804.275
new.summer.demand (real) | 1+2+3+4+Proven60 | 1200 | 663.24 | 55.15 | 0.03 | 522.27 | 126.42 | 633.24 | 2250 | 1260 | 67.1 | 0.71 | 1220 | 10.12 | 952 | 1725 | 961.62 | 61.125 | 0.37 | 871.135 | 68.27 | 792.62
new.summer.demand (real) | 1+2+3+4+5+Proven60 | 1200 | 725.19 | 56.87 | 0.02 | 541.75 | 166.27 | 615.66 | 2250 | 1270 | 67.23 | 0.7 | 1220 | 10.12 | 946.28 | 1725 | 997.595 | 62.05 | 0.36 | 880.875 | 88.195 | 780.97
new.summer.demand (real) | 1+2+3+4+5+6+Proven60 | 1200 | 787.14 | 58.14 | 0.02 | 561.24 | 206.12 | 598.07 | 2250 | 1270 | 67.37 | 0.69 | 1230 | 10.12 | 940.56 | 1725 | 1028.57 | 62.755 | 0.355 | 895.62 | 108.12 | 769.315
new.summer.demand (real) | 1+2+3+4+5+6+7+Proven60 | 1200 | 849.09 | 59.02 | 0.02 | 578.08 | 254.28 | 578.48 | 2250 | 1280 | 67.5 | 0.68 | 1240 | 10.12 | 934.84 | 1725 | 1064.545 | 63.26 | 0.35 | 909.04 | 132.2 | 756.66
new.summer.demand (real) | 1+2+3+4+5+6+7+8+Proven60 | 1200 | 911.03 | 59.54 | 0.02 | 594.37 | 297.51 | 564.16 | 2250 | 1280 | 67.63 | 0.67 | 1240 | 10.12 | 929.12 | 1725 | 1095.515 | 63.585 | 0.345 | 917.185 | 153.815 | 746.64
new.summer.demand (real) | 1+2+3+4+5+6+7+8+9+Proven60 | 1200 | 972.98 | 59.78 | 0.01 | 610.66 | 340.75 | 549.84 | 2250 | 1290 | 67.76 | 0.66 | 1250 | 10.12 | 923.41 | 1725 | 1131.49 | 63.77 | 0.335 | 930.33 | 175.435 | 736.625
new.summer.demand (real) | 1+2+3+4+5+6+7+8+9+10+Proven60 | 1200 | 1030 | 59.76 | 0.01 | 626.94 | 383.98 | 535.52 | 2250 | 1290 | 67.88 | 0.65 | 1250 | 10.12 | 917.69 | 1725 | 1160 | 63.82 | 0.33 | 938.47 | 197.05 | 726.605
new.summer.demand (real) | 1+2+3+4+5+6+7+8+9+10+11+Proven60 | 1200 | 1100 | 59.55 | 0.01 | 643.23 | 427.21 | 521.21 | 2250 | 1300 | 68.01 | 0.64 | 1260 | 10.12 | 911.97 | 1725 | 1200 | 63.78 | 0.325 | 951.615 | 218.665 | 716.59
new.summer.demand (real) | 1+2+3+4+5+6+7+8+9+10+11+12+Proven60 | 1200 | 1160 | 59.17 | 0.01 | 657.97 | 476.27 | 499.8 | 2250 | 1310 | 68.12 | 0.63 | 1260 | 10.12 | 906.25 | 1725 | 1235 | 63.645 | 0.32 | 958.985 | 243.195 | 703.025
new.summer.demand (real) | Proven72 | 1200 | 547.24 | 50.65 | 0.03 | 500.81 | 28.83 | 669.34 | 2250 | 1530 | 75.18 | 0.76 | 1450 | 34.49 | 714.21 | 1725 | 1038.62 | 62.915 | 0.395 | 975.405 | 31.66 | 691.775
new.summer.demand (real) | 1+Proven72 | 1200 | 609.19 | 53.56 | 0.03 | 527.17 | 63.79 | 645.59 | 2250 | 1540 | 75.27 | 0.75 | 1460 | 34.49 | 708.49 | 1725 | 1074.595 | 64.415 | 0.39 | 993.585 | 49.14 | 677.04
new.summer.demand (real) | 1+2+Proven72 | 1200 | 671.13 | 55.92 | 0.02 | 548.48 | 105.59 | 606.75 | 2250 | 1540 | 75.37 | 0.75 | 1470 | 34.49 | 702.78 | 1725 | 1105.565 | 65.645 | 0.385 | 1009.24 | 70.04 | 654.765
new.summer.demand (real) | 1+2+3+Proven72 | 1200 | 733.08 | 57.76 | 0.02 | 567.97 | 145.44 | 589.16 | 2250 | 1550 | 75.46 | 0.74 | 1470 | 34.49 | 697.06 | 1725 | 1141.54 | 66.61 | 0.38 | 1018.985 | 89.965 | 643.11
new.summer.demand (real) | 1+2+3+4+Proven72 | 1200 | 795.03 | 59.13 | 0.02 | 585.7 | 192.14 | 568.46 | 2250 | 1550 | 75.55 | 0.73 | 1480 | 34.49 | 691.34 | 1725 | 1172.515 | 67.34 | 0.375 | 1032.85 | 113.315 | 629.9
new.summer.demand (real) | 1+2+3+4+5+Proven72 | 1200 | 856.97 | 60.09 | 0.02 | 601.99 | 235.38 | 554.15 | 2250 | 1560 | 75.63 | 0.72 | 1480 | 34.49 | 685.62 | 1725 | 1208.485 | 67.86 | 0.37 | 1040.995 | 134.935 | 619.885
new.summer.demand (real) | 1+2+3+4+5+6+Proven72 | 1200 | 918.92 | 60.67 | 0.01 | 618.28 | 278.61 | 539.83 | 2250 | 1570 | 75.71 | 0.72 | 1490 | 34.49 | 679.9 | 1725 | 1244.46 | 68.19 | 0.365 | 1054.14 | 156.55 | 609.865
new.summer.demand (real) | 1+2+3+4+5+6+7+Proven72 | 1200 | 980.87 | 60.95 | 0.01 | 634.57 | 321.85 | 525.51 | 2250 | 1570 | 75.79 | 0.71 | 1490 | 34.49 | 674.18 | 1725 | 1275.435 | 68.37 | 0.36 | 1062.285 | 178.17 | 599.845
new.summer.demand (real) | 1+2+3+4+5+6+7+8+Proven72 | 1200 | 1040 | 60.95 | 0.01 | 650.86 | 365.08 | 511.19 | 2250 | 1580 | 75.87 | 0.7 | 1500 | 34.49 | 668.46 | 1725 | 1310 | 68.41 | 0.355 | 1075.43 | 199.785 | 589.825
new.summer.demand (real) | 1+2+3+4+5+6+7+8+9+Proven72 | 1200 | 1100 | 60.74 | 0.01 | 667.15 | 408.32 | 496.87 | 2250 | 1580 | 75.94 | 0.69 | 1510 | 34.49 | 662.74 | 1725 | 1340 | 68.34 | 0.35 | 1088.575 | 221.405 | 579.805
new.summer.demand (real) | 1+2+3+4+5+6+7+8+9+10+Proven72 | 1200 | 1170 | 60.36 | 0.01 | 680.17 | 459.23 | 476.78 | 2250 | 1590 | 76.01 | 0.68 | 1510 | 34.81 | 653.84 | 1725 | 1380 | 68.185 | 0.345 | 1095.085 | 247.02 | 565.31
new.summer.demand (real) | 1+2+3+4+5+6+7+8+9+10+11+Proven72 | 1200 | 1230 | 59.83 | 0.01 | 692.96 | 505.89 | 465.61 | 2250 | 1590 | 76.07 | 0.68 | 1520 | 35.13 | 649.08 | 1725 | 1410 | 67.95 | 0.345 | 1106.48 | 270.51 | 557.345
new.summer.demand (real) | 1+2+3+4+5+6+7+8+9+10+11+12+Proven72 | 1200 | 1290 | 59.2 | 0.01 | 705.76 | 552.54 | 454.45 | 2250 | 1600 | 76.14 | 0.67 | 1520 | 35.46 | 644.32 | 1725 | 1445 | 67.67 | 0.34 | 1112.88 | 294 | 549.385
new.summer.demand (real) | Proven84 | 1200 | 638.44 | 55.07 | 0.03 | 552.07 | 65.72 | 621.09 | 2250 | 1790 | 81.05 | 0.76 | 1660 | 65.6 | 507.7 | 1725 | 1214.22 | 68.06 | 0.395 | 1106.035 | 65.66 | 564.395
new.summer.demand (real) | 1+Proven84 | 1200 | 700.39 | 57.3 | 0.03 | 573.8 | 107.27 | 581.88 | 2250 | 1790 | 81.1 | 0.76 | 1670 | 68.28 | 502.73 | 1725 | 1245.195 | 69.2 | 0.395 | 1121.9 | 87.775 | 542.305
new.summer.demand (real) | 1+2+Proven84 | 1200 | 762.34 | 59.03 | 0.02 | 592.72 | 152.41 | 559.85 | 2250 | 1800 | 81.14 | 0.75 | 1670 | 69.41 | 498.94 | 1725 | 1281.17 | 70.085 | 0.385 | 1131.36 | 110.91 | 529.395
new.summer.demand (real) | 1+2+3+Proven84 | 1200 | 824.29 | 60.3 | 0.02 | 609.01 | 195.64 | 545.53 | 2250 | 1800 | 81.18 | 0.74 | 1680 | 70.53 | 495.16 | 1725 | 1312.145 | 70.74 | 0.38 | 1144.505 | 133.085 | 520.345
new.summer.demand (real) | 1+2+3+4+Proven84 | 1200 | 886.23 | 61.15 | 0.02 | 625.3 | 238.87 | 531.21 | 2250 | 1810 | 81.21 | 0.74 | 1680 | 73.43 | 491.55 | 1725 | 1348.115 | 71.18 | 0.38 | 1152.65 | 156.15 | 511.38
new.summer.demand (real) | 1+2+3+4+5+Proven84 | 1200 | 948.18 | 61.65 | 0.02 | 641.59 | 282.11 | 516.89 | 2250 | 1810 | 81.24 | 0.73 | 1680 | 75.78 | 489.07 | 1725 | 1379.09 | 71.445 | 0.375 | 1160.795 | 178.945 | 502.98
new.summer.demand (real) | 1+2+3+4+5+6+Proven84 | 1200 | 1010 | 61.83 | 0.01 | 657.88 | 325.34 | 502.57 | 2250 | 1820 | 81.27 | 0.72 | 1690 | 80.99 | 476.02 | 1725 | 1415 | 71.55 | 0.365 | 1173.94 | 203.165 | 489.295
new.summer.demand (real) | 1+2+3+4+5+6+7+Proven84 | 1200 | 1070 | 61.76 | 0.01 | 674.17 | 368.58 | 488.25 | 2250 | 1830 | 81.29 | 0.72 | 1690 | 85.3 | 473.32 | 1725 | 1450 | 71.525 | 0.365 | 1182.085 | 226.94 | 480.785
new.summer.demand (real) | 1+2+3+4+5+6+7+8+Proven84 | 1200 | 1130 | 61.48 | 0.01 | 688.97 | 417.86 | 466.56 | 2250 | 1830 | 81.31 | 0.71 | 1690 | 89.31 | 472.2 | 1725 | 1480 | 71.395 | 0.36 | 1189.485 | 253.585 | 469.38
new.summer.demand (real) | 1+2+3+4+5+6+7+8+9+Proven84 | 1200 | 1200 | 61.02 | 0.01 | 701.77 | 464.51 | 455.39 | 2250 | 1840 | 81.33 | 0.7 | 1690 | 93.33 | 471.09 | 1725 | 1520 | 71.175 | 0.355 | 1195.885 | 278.92 | 463.24
new.summer.demand (real) | 1+2+3+4+5+6+7+8+9+10+Proven84 | 1200 | 1260 | 60.44 | 0.01 | 714.57 | 511.17 | 444.22 | 2250 | 1840 | 81.34 | 0.7 | 1690 | 97.34 | 469.97 | 1725 | 1550 | 70.89 | 0.355 | 1202.285 | 304.255 | 457.095
new.summer.demand (real) | 1+2+3+4+5+6+7+8+9+10+11+Proven84 | 1200 | 1320 | 59.75 | 0.01 | 727.36 | 557.82 | 433.06 | 2250 | 1850 | 81.35 | 0.69 | 1690 | 102.95 | 467 | 1725 | 1585 | 70.55 | 0.35 | 1208.68 | 330.385 | 450.03
new.summer.demand (real) | 1+2+3+4+5+6+7+8+9+10+11+12+Proven84 | 1200 | 1380 | 58.98 | 0.01 | 740.16 | 604.47 | 421.89 | 2250 | 1850 | 81.35 | 0.68 | 1690 | 107.86 | 466.63 | 1725 | 1615 | 70.165 | 0.345 | 1215.08 | 356.165 | 444.26
new.summer.demand (real) | Proven96 | 1200 | 729.65 | 58.64 | 0.03 | 599.12 | 108.94 | 557.01 | 2250 | 2040 | 85.07 | 0.76 | 1830 | 147.44 | 341.77 | 1725 | 1384.825 | 71.855 | 0.395 | 1214.56 | 128.19 | 449.39
new.summer.demand (real) | 1+Proven96 | 1200 | 791.6 | 60.26 | 0.03 | 616.04 | 155.9 | 536.91 | 2250 | 2050 | 85.06 | 0.76 | 1830 | 152.35 | 341.39 | 1725 | 1420.8 | 72.66 | 0.395 | 1223.02 | 154.125 | 439.15
new.summer.demand (real) | 1+2+Proven96 | 1200 | 853.55 | 61.42 | 0.02 | 632.32 | 199.14 | 522.59 | 2250 | 2050 | 85.04 | 0.75 | 1830 | 157.27 | 341.02 | 1725 | 1451.775 | 73.23 | 0.385 | 1231.16 | 178.205 | 431.805
new.summer.demand (real) | 1+2+3+Proven96 | 1200 | 915.49 | 62.17 | 0.02 | 648.61 | 242.37 | 508.27 | 2250 | 2060 | 85.01 | 0.75 | 1830 | 162.18 | 340.64 | 1725 | 1487.745 | 73.59 | 0.385 | 1239.305 | 202.275 | 424.455
new.summer.demand (real) | 1+2+3+4+Proven96 | 1200 | 977.44 | 62.58 | 0.02 | 664.9 | 285.6 | 493.95 | 2250 | 2060 | 84.98 | 0.74 | 1830 | 167.09 | 340.26 | 1725 | 1518.72 | 73.78 | 0.38 | 1247.45 | 226.345 | 417.105
new.summer.demand (real) | 1+2+3+4+5+Proven96 | 1200 | 1040 | 62.68 | 0.02 | 681.19 | 328.84 | 479.63 | 2250 | 2070 | 84.95 | 0.73 | 1830 | 174.12 | 333.77 | 1725 | 1555 | 73.815 | 0.375 | 1255.595 | 251.48 | 406.7
new.summer.demand (real) | 1+2+3+4+5+6+Proven96 | 1200 | 1100 | 62.52 | 0.02 | 697.48 | 372.07 | 465.31 | 2250 | 2080 | 84.92 | 0.73 | 1830 | 179.62 | 333.77 | 1725 | 1590 | 73.72 | 0.375 | 1263.74 | 275.845 | 399.54
new.summer.demand (real) | 1+2+3+4+5+6+7+Proven96 | 1200 | 1160 | 62.17 | 0.01 | 710.58 | 423.14 | 445.17 | 2250 | 2080 | 84.88 | 0.72 | 1830 | 185.11 | 333.77 | 1725 | 1620 | 73.525 | 0.365 | 1270.29 | 304.125 | 389.47
new.summer.demand (real) | 1+2+3+4+5+6+7+8+Proven96 | 1200 | 1230 | 61.65 | 0.01 | 723.37 | 469.79 | 434 | 2250 | 2090 | 84.83 | 0.72 | 1830 | 190.6 | 333.77 | 1725 | 1660 | 73.24 | 0.365 | 1276.685 | 330.195 | 383.885
new.summer.demand (real) | 1+2+3+4+5+6+7+8+9+Proven96 | 1200 | 1290 | 61 | 0.01 | 736.17 | 516.44 | 422.84 | 2250 | 2090 | 84.79 | 0.71 | 1830 | 196.09 | 333.77 | 1725 | 1690 | 72.895 | 0.36 | 1283.085 | 356.265 | 378.305
new.summer.demand (real) | 1+2+3+4+5+6+7+8+9+10+Proven96 | 1200 | 1350 | 60.26 | 0.01 | 748.97 | 563.1 | 411.67 | 2250 | 2100 | 84.74 | 0.7 | 1830 | 201.58 | 333.77 | 1725 | 1725 | 72.5 | 0.355 | 1289.485 | 382.34 | 372.72
new.summer.demand (real) | 1+2+3+4+5+6+7+8+9+10+11+Proven96 | 1200 | 1410 | 59.45 | 0.01 | 761.76 | 609.75 | 400.5 | 2250 | 2100 | 84.69 | 0.7 | 1830 | 207.07 | 333.77 | 1725 | 1755 | 72.07 | 0.355 | 1295.88 | 408.41 | 367.135
new.summer.demand (real) | 1+2+3+4+5+6+7+8+9+10+11+12+Proven96 | 1200 | 1470 | 58.59 | 0.01 | 774.56 | 656.4 | 389.33 | 2250 | 2110 | 84.63 | 0.69 | 1830 | 212.56 | 333.77 | 1725 | 1790 | 71.61 | 0.35 | 1302.28 | 434.48 | 361.55
new.summer.demand (real) | Proven108 | 1200 | 820.86 | 61.42 | 0.03 | 639.35 | 159.4 | 513.97 | 2250 | 2290 | 86.83 | 0.76 | 1950 | 255.45 | 224.02 | 1725 | 1555.43 | 74.125 | 0.395 | 1294.675 | 207.425 | 368.995
new.summer.demand (real) | 1+Proven108 | 1200 | 882.8 | 62.48 | 0.03 | 655.64 | 202.63 | 499.65 | 2250 | 2290 | 86.76 | 0.76 | 1950 | 260.95 | 224.02 | 1725 | 1586.4 | 74.62 | 0.395 | 1302.82 | 231.79 | 361.835
new.summer.demand (real) | 1+2+Proven108 | 1200 | 944.75 | 63.14 | 0.03 | 671.92 | 245.87 | 485.33 | 2250 | 2300 | 86.68 | 0.75 | 1950 | 266.44 | 224.02 | 1725 | 1622.375 | 74.91 | 0.39 | 1310.96 | 256.155 | 354.675
new.summer.demand (real) | 1+2+3+Proven108 | 1200 | 1010 | 63.45 | 0.02 | 688.21 | 289.1 | 471.01 | 2250 | 2300 | 86.6 | 0.75 | 1950 | 271.93 | 224.02 | 1725 | 1655 | 75.025 | 0.385 | 1319.105 | 280.515 | 347.515
new.summer.demand (real) | 1+2+3+4+Proven108 | 1200 | 1070 | 63.47 | 0.02 | 704.5 | 332.33 | 456.69 | 2250 | 2310 | 86.52 | 0.74 | 1950 | 277.42 | 224.02 | 1725 | 1690 | 74.995 | 0.38 | 1327.25 | 304.875 | 340.355
new.summer.demand (real) | 1+2+3+4+5+Proven108 | 1200 | 1130 | 63.24 | 0.02 | 719.38 | 381.77 | 434.95 | 2250 | 2310 | 86.43 | 0.74 | 1950 | 282.91 | 224.02 | 1725 | 1720 | 74.835 | 0.38 | 1334.69 | 332.34 | 329.485
new.summer.demand (real) | 1+2+3+4+5+6+Proven108 | 1200 | 1190 | 62.82 | 0.02 | 732.18 | 428.42 | 423.78 | 2250 | 2320 | 86.34 | 0.73 | 1950 | 288.4 | 224.02 | 1725 | 1755 | 74.58 | 0.375 | 1341.09 | 358.41 | 323.9
new.summer.demand (real) | 1+2+3+4+5+6+7+Proven108 | 1200 | 1250 | 62.24 | 0.02 | 744.97 | 475.07 | 412.61 | 2250 | 2330 | 86.25 | 0.73 | 1950 | 293.89 | 224.02 | 1725 | 1790 | 74.245 | 0.375 | 1347.485 | 384.48 | 318.315
new.summer.demand (real) | 1+2+3+4+5+6+7+8+Proven108 | 1200 | 1320 | 61.54 | 0.01 | 757.77 | 521.72 | 401.45 | 2250 | 2330 | 86.16 | 0.72 | 1950 | 299.39 | 224.02 | 1725 | 1825 | 73.85 | 0.365 | 1353.885 | 410.555 | 312.735
new.summer.demand (real) | 1+2+3+4+5+6+7+8+9+Proven108 | 1200 | 1380 | 60.74 | 0.01 | 770.57 | 568.38 | 390.28 | 2250 | 2340 | 86.06 | 0.72 | 1950 | 304.88 | 224.02 | 1725 | 1860 | 73.4 | 0.365 | 1360.285 | 436.63 | 307.15
new.summer.demand (real) | 1+2+3+4+5+6+7+8+9+10+Proven108 | 1200 | 1440 | 59.89 | 0.01 | 783.36 | 615.03 | 379.11 | 2250 | 2340 | 85.96 | 0.71 | 1950 | 310.37 | 224.02 | 1725 | 1890 | 72.925 | 0.36 | 1366.68 | 462.7 | 301.565
new.summer.demand (real) | 1+2+3+4+5+6+7+8+9+10+11+Proven108 | 1200 | 1500 | 58.99 | 0.01 | 796.16 | 661.68 | 367.94 | 2250 | 2350 | 85.86 | 0.71 | 1950 | 315.86 | 224.02 | 1725 | 1925 | 72.425 | 0.36 | 1373.08 | 488.77 | 295.98
new.summer.demand (real) | 1+2+3+4+5+6+7+8+9+10+11+12+Proven108 | 1200 | 1560 | 58.05 | 0.01 | 808.96 | 708.33 | 356.77 | 2250 | 2350 | 85.75 | 0.7 | 1950 | 321.35 | 224.02 | 1725 | 1955 | 71.9 | 0.355 | 1379.48 | 514.84 | 290.395
new.summer.demand (real) | Proven120 | 1200 | 1740 | 65 | 0.12 | 992.96 | 669.29 | 169.45 | 2250 | 2800 | 81.03 | 0.63 | 2050 | 620.92 | 124.08 | 1725 | 2270 | 73.015 | 0.375 | 1521.48 | 645.105 | 146.765
new.summer.demand (real) | 1+Proven120 | 1200 | 1800 | 63.76 | 0.11 | 1010 | 715.95 | 158.32 | 2250 | 2810 | 80.99 | 0.63 | 2050 | 626.41 | 124.08 | 1725 | 2305 | 72.375 | 0.37 | 1530 | 671.18 | 141.2
new.summer.demand (real) | 1+2+Proven120 | 1200 | 1860 | 62.52 | 0.11 | 1020 | 762.6 | 147.19 | 2250 | 2810 | 80.94 | 0.63 | 2050 | 631.9 | 124.08 | 1725 | 2335 | 71.73 | 0.37 | 1535 | 697.25 | 135.635
new.summer.demand (real) | 1+2+3+Proven120 | 1200 | 1920 | 61.29 | 0.1 | 1030 | 809.25 | 136.07 | 2250 | 2820 | 80.89 | 0.62 | 2050 | 637.4 | 124.08 | 1725 | 2370 | 71.09 | 0.36 | 1540 | 723.325 | 130.075
new.summer.demand (real) | 1+2+3+4+Proven120 | 1200 | 1980 | 60.09 | 0.09 | 1040 | 869.19 | 125.15 | 2250 | 2820 | 80.83 | 0.61 | 2050 | 642.89 | 124.08 | 1725 | 2400 | 70.46 | 0.35 | 1545 | 756.04 | 124.615
new.summer.demand (real) | 1+2+3+4+5+Proven120 | 1200 | 2050 | 58.9 | 0.09 | 1050 | 919.42 | 114.54 | 2250 | 2830 | 80.78 | 0.61 | 2050 | 648.38 | 124.08 | 1725 | 2440 | 69.84 | 0.35 | 1550 | 783.9 | 119.31
new.summer.demand (real) | 1+2+3+4+5+6+Proven120 | 1200 | 2110 | 57.74 | 0.09 | 1060 | 997.8 | 95.28 | 2250 | 2840 | 80.72 | 0.6 | 2050 | 653.87 | 124.08 | 1725 | 2475 | 69.23 | 0.345 | 1555 | 825.835 | 109.68
new.summer.demand (real) | 1+2+3+4+5+6+7+Proven120 | 1200 | 2170 | 56.61 | 0.08 | 1070 | 1050 | 90.66 | 2250 | 2840 | 80.66 | 0.59 | 2050 | 659.36 | 124.08 | 1725 | 2505 | 68.635 | 0.335 | 1560 | 854.68 | 107.37
new.summer.demand (real) | 1+2+3+4+5+6+7+8+Proven120 | 1200 | 2230 | 55.5 | 0.08 | 1070 | 1110 | 86.04 | 2250 | 2850 | 80.6 | 0.58 | 2050 | 664.85 | 124.08 | 1725 | 2540 | 68.05 | 0.33 | 1560 | 887.425 | 105.06
new.summer.demand (real) | 1+2+3+4+5+6+7+8+9+Proven120 | 1200 | 2290 | 54.43 | 0.07 | 1080 | 1160 | 69.39 | 2250 | 2850 | 80.54 | 0.57 | 2050 | 670.34 | 124.08 | 1725 | 2570 | 67.485 | 0.32 | 1565 | 915.17 | 96.735
new.summer.demand (real) | 1+2+3+4+5+6+7+8+9+10+Proven120 | 1200 | 2360 | 53.39 | 0.07 | 1080 | 1220 | 67.12 | 2250 | 2860 | 80.47 | 0.57 | 2050 | 675.84 | 124.08 | 1725 | 2610 | 66.93 | 0.32 | 1565 | 947.92 | 95.6
new.summer.demand (real) | 1+2+3+4+5+6+7+8+9+10+11+Proven120 | 1200 | 2420 | 52.38 | 0.07 | 1080 | 1280 | 64.85 | 2250 | 2860 | 80.41 | 0.56 | 2050 | 681.33 | 124.08 | 1725 | 2640 | 66.395 | 0.315 | 1565 | 980.665 | 94.465
new.summer.demand (real) | 1+2+3+4+5+6+7+8+9+10+11+12+Proven120 | 1200 | 2480 | 51.4 | 0.07 | 1090 | 1330 | 62.58 | 2250 | 2870 | 80.34 | 0.55 | 2050 | 686.82 | 124.08 | 1725 | 2675 | 65.87 | 0.31 | 1570 | 1008.41 | 93.33

## 10% Average
Demand Name | RE Supply | Total Demand Summer | Total RE supply Summer | Match Rate % Summer | Correlation Coefficient Summer | Energy Delivered Summer | Energy Surplus Summer | Energy Deficit Summer | Total Demand Winter | Total RE supply Winter | Match Rate % Winter | Correlation Coefficient Winter | Energy Delivered Winter | Energy Surplus Winter | Energy Deficit Winter | Total Demand Average | Total RE supply Average | Match Rate % Average | Correlation Coefficient Average | Energy Delivered Average | Energy Surplus Average | Energy Deficit Average
new.summer.demand (real) | Proven15 | 1200 | 86.35 | 11.68 | 0.09 | 84.51 | 0 | 1090 | 2250 | 284.11 | 21.29 | 0.72 | 278.26 | 0 | 1910 | 1725 | 185.23 | 16.485 | 0.405 | 181.385 | 0 | 1500
new.summer.demand (real) | 1+Proven15 | 1200 | 163.78 | 21.35 | 0.03 | 161.94 | 0 | 1010 | 2250 | 291.25 | 21.76 | 0.68 | 285.4 | 0 | 1900 | 1725 | 227.515 | 21.555 | 0.355 | 223.67 | 0 | 1455
new.summer.demand (real) | 1+2+Proven15 | 1200 | 241.22 | 29.5 | 0.02 | 239.38 | 0 | 935.8 | 2250 | 298.4 | 22.24 | 0.63 | 292.55 | 0 | 1890 | 1725 | 269.81 | 25.87 | 0.325 | 265.965 | 0 | 1412.9
new.summer.demand (real) | 1+2+3+Proven15 | 1200 | 318.65 | 36.23 | 0.01 | 310.69 | 3.06 | 861.16 | 2250 | 305.55 | 22.72 | 0.59 | 299.7 | 0 | 1880 | 1725 | 312.1 | 29.475 | 0.3 | 305.195 | 1.53 | 1370.58
new.summer.demand (real) | 1+2+3+4+Proven15 | 1200 | 396.09 | 41.73 | 0.01 | 370.3 | 17.14 | 801.67 | 2250 | 312.7 | 23.21 | 0.54 | 306.85 | 0 | 1880 | 1725 | 354.395 | 32.47 | 0.275 | 338.575 | 8.57 | 1340.835
new.summer.demand (real) | 1+2+3+4+5+Proven15 | 1200 | 473.52 | 46.14 | 0.01 | 405.48 | 64.71 | 746.13 | 2250 | 319.85 | 23.7 | 0.51 | 314 | 0 | 1870 | 1725 | 396.685 | 34.92 | 0.26 | 359.74 | 32.355 | 1308.065
new.summer.demand (real) | 1+2+3+4+5+6+Proven15 | 1200 | 550.95 | 49.6 | 0.01 | 429.83 | 114.53 | 724.14 | 2250 | 327 | 24.19 | 0.47 | 321.15 | 0 | 1860 | 1725 | 438.975 | 36.895 | 0.24 | 375.49 | 57.265 | 1292.07
new.summer.demand (real) | 1+2+3+4+5+6+7+Proven15 | 1200 | 628.39 | 52.23 | 0.01 | 454.19 | 164.34 | 702.15 | 2250 | 334.15 | 24.68 | 0.44 | 328.3 | 0 | 1860 | 1725 | 481.27 | 38.455 | 0.225 | 391.245 | 82.17 | 1281.075
new.summer.demand (real) | 1+2+3+4+5+6+7+8+Proven15 | 1200 | 705.82 | 54.14 | 0 | 478.55 | 214.16 | 680.16 | 2250 | 341.3 | 25.17 | 0.41 | 335.45 | 0 | 1850 | 1725 | 523.56 | 39.655 | 0.205 | 407 | 107.08 | 1265.08
new.summer.demand (real) | 1+2+3+4+5+6+7+8+9+Proven15 | 1200 | 783.26 | 55.43 | 0 | 502.9 | 263.97 | 658.18 | 2250 | 348.44 | 25.65 | 0.38 | 342.59 | 0 | 1840 | 1725 | 565.85 | 40.54 | 0.19 | 422.745 | 131.985 | 1249.09
new.summer.demand (real) | 1+2+3+4+5+6+7+8+9+10+Proven15 | 1200 | 860.69 | 56.2 | 0 | 524.61 | 323.12 | 634.61 | 2250 | 355.59 | 26.14 | 0.36 | 349.74 | 0 | 1830 | 1725 | 608.14 | 41.17 | 0.18 | 437.175 | 161.56 | 1232.305
new.summer.demand (real) | Proven30 | 1200 | 195.3 | 24.01 | 0.06 | 191.22 | 0 | 983.96 | 2250 | 598.8 | 39.74 | 0.73 | 585.87 | 0 | 1600 | 1725 | 397.05 | 31.875 | 0.395 | 388.545 | 0 | 1291.98
new.summer.demand (real) | 1+Proven30 | 1200 | 272.74 | 31.79 | 0.03 | 268.65 | 0 | 906.53 | 2250 | 605.95 | 40.1 | 0.7 | 593.02 | 0 | 1590 | 1725 | 439.345 | 35.945 | 0.365 | 430.835 | 0 | 1248.265
new.summer.demand (real) | 1+2+Proven30 | 1200 | 350.17 | 38.3 | 0.02 | 341 | 2.54 | 830.96 | 2250 | 613.1 | 40.45 | 0.68 | 600.17 | 0 | 1580 | 1725 | 481.635 | 39.375 | 0.35 | 470.585 | 1.27 | 1205.48
new.summer.demand (real) | 1+2+3+Proven30 | 1200 | 427.61 | 43.64 | 0.02 | 400.67 | 17.23 | 766.92 | 2250 | 620.25 | 40.8 | 0.66 | 607.31 | 0 | 1580 | 1725 | 523.93 | 42.22 | 0.34 | 503.99 | 8.615 | 1173.46
new.summer.demand (real) | 1+2+3+4+Proven30 | 1200 | 505.04 | 47.92 | 0.01 | 434.16 | 65.2 | 717.74 | 2250 | 627.4 | 41.15 | 0.63 | 614.46 | 0 | 1570 | 1725 | 566.22 | 44.535 | 0.32 | 524.31 | 32.6 | 1143.87
new.summer.demand (real) | 1+2+3+4+5+Proven30 | 1200 | 582.47 | 51.25 | 0.01 | 458.52 | 115.02 | 695.75 | 2250 | 634.54 | 41.5 | 0.61 | 621.61 | 0 | 1560 | 1725 | 608.505 | 46.375 | 0.31 | 540.065 | 57.51 | 1127.875
new.summer.demand (real) | 1+2+3+4+5+6+Proven30 | 1200 | 659.91 | 53.76 | 0.01 | 482.87 | 164.84 | 673.77 | 2250 | 641.69 | 41.84 | 0.59 | 628.76 | 0 | 1560 | 1725 | 650.8 | 47.8 | 0.3 | 555.815 | 82.42 | 1116.885
new.summer.demand (real) | 1+2+3+4+5+6+7+Proven30 | 1200 | 737.34 | 55.55 | 0.01 | 507.23 | 214.65 | 651.78 | 2250 | 648.84 | 42.18 | 0.57 | 635.91 | 0 | 1550 | 1725 | 693.09 | 48.865 | 0.29 | 571.57 | 107.325 | 1100.89
new.summer.demand (real) | 1+2+3+4+5+6+7+8+Proven30 | 1200 | 814.78 | 56.73 | 0.01 | 531.1 | 271.17 | 625.86 | 2250 | 655.99 | 42.53 | 0.55 | 643.06 | 0 | 1540 | 1725 | 735.385 | 49.63 | 0.28 | 587.08 | 135.585 | 1082.93
new.summer.demand (real) | 1+2+3+4+5+6+7+8+9+Proven30 | 1200 | 892.21 | 57.39 | 0.01 | 551.46 | 325.21 | 607.96 | 2250 | 663.14 | 42.86 | 0.53 | 650.21 | 0 | 1530 | 1725 | 777.675 | 50.125 | 0.27 | 600.835 | 162.605 | 1068.98
new.summer.demand (real) | 1+2+3+4+5+6+7+8+9+10+Proven30 | 1200 | 969.64 | 57.63 | 0.01 | 571.82 | 379.25 | 590.06 | 2250 | 670.29 | 43.2 | 0.51 | 657.35 | 0 | 1530 | 1725 | 819.965 | 50.415 | 0.26 | 614.585 | 189.625 | 1060.03
new.summer.demand (real) | Proven45 | 1200 | 292.95 | 33.26 | 0.06 | 286.82 | 0 | 888.35 | 2250 | 898.2 | 53.83 | 0.73 | 878.8 | 0 | 1310 | 1725 | 595.575 | 43.545 | 0.395 | 582.81 | 0 | 1099.175
new.summer.demand (real) | 1+Proven45 | 1200 | 370.39 | 39.65 | 0.04 | 361.01 | 1.63 | 810.66 | 2250 | 905.35 | 54.09 | 0.71 | 885.95 | 0 | 1300 | 1725 | 637.87 | 46.87 | 0.375 | 623.48 | 0.815 | 1055.33
new.summer.demand (real) | 1+2+Proven45 | 1200 | 447.82 | 44.92 | 0.03 | 422.44 | 14.73 | 744.95 | 2250 | 912.5 | 54.36 | 0.7 | 893.1 | 0 | 1290 | 1725 | 680.16 | 49.64 | 0.365 | 657.77 | 7.365 | 1017.475
new.summer.demand (real) | 1+2+3+Proven45 | 1200 | 525.26 | 49.16 | 0.02 | 456.92 | 57.52 | 714.5 | 2250 | 919.65 | 54.62 | 0.68 | 900.25 | 0 | 1280 | 1725 | 722.455 | 51.89 | 0.35 | 678.585 | 28.76 | 997.25
new.summer.demand (real) | 1+2+3+4+Proven45 | 1200 | 602.69 | 52.47 | 0.02 | 482.18 | 109.82 | 672.24 | 2250 | 926.8 | 54.87 | 0.67 | 907.4 | 0 | 1280 | 1725 | 764.745 | 53.67 | 0.345 | 694.79 | 54.91 | 976.12
new.summer.demand (real) | 1+2+3+4+5+Proven45 | 1200 | 680.12 | 54.94 | 0.02 | 506.54 | 159.63 | 650.25 | 2250 | 933.95 | 55.13 | 0.65 | 914.55 | 0 | 1270 | 1725 | 807.035 | 55.035 | 0.335 | 710.545 | 79.815 | 960.125
new.summer.demand (real) | 1+2+3+4+5+6+Proven45 | 1200 | 757.56 | 56.69 | 0.01 | 530.89 | 209.45 | 628.27 | 2250 | 941.09 | 55.38 | 0.63 | 921.69 | 0 | 1260 | 1725 | 849.325 | 56.035 | 0.32 | 726.29 | 104.725 | 944.135
new.summer.demand (real) | 1+2+3+4+5+6+7+Proven45 | 1200 | 834.99 | 57.82 | 0.01 | 553.38 | 267.12 | 603.64 | 2250 | 948.24 | 55.62 | 0.62 | 928.84 | 0 | 1260 | 1725 | 891.615 | 56.72 | 0.315 | 741.11 | 133.56 | 931.82
new.summer.demand (real) | 1+2+3+4+5+6+7+8+Proven45 | 1200 | 912.43 | 58.42 | 0.01 | 573.74 | 321.16 | 585.74 | 2250 | 955.39 | 55.87 | 0.6 | 935.99 | 0 | 1250 | 1725 | 933.91 | 57.145 | 0.305 | 754.865 | 160.58 | 917.87
new.summer.demand (real) | 1+2+3+4+5+6+7+8+9+Proven45 | 1200 | 989.86 | 58.61 | 0.01 | 594.1 | 375.21 | 567.84 | 2250 | 962.54 | 56.11 | 0.59 | 943.14 | 0 | 1240 | 1725 | 976.2 | 57.36 | 0.3 | 768.62 | 187.605 | 903.92
new.summer.demand (real) | 1+2+3+4+5+6+7+8+9+10+Proven45 | 1200 | 1070 | 58.46 | 0.01 | 614.46 | 429.25 | 549.95 | 2250 | 969.69 | 56.34 | 0.57 | 950.29 | 0 | 1230 | 1725 | 1019.845 | 57.4 | 0.29 | 782.375 | 214.625 | 889.975
new.summer.demand (real) | Proven60 | 1200 | 415.46 | 42.77 | 0.05 | 403.12 | 1.71 | 769.25 | 2250 | 1240 | 66.52 | 0.74 | 1200 | 10.12 | 974.88 | 1725 | 827.73 | 54.645 | 0.395 | 801.56 | 5.915 | 872.065
new.summer.demand (real) | 1+Proven60 | 1200 | 492.89 | 47.67 | 0.04 | 459.37 | 18.45 | 709.55 | 2250 | 1240 | 66.7 | 0.73 | 1200 | 10.12 | 967.73 | 1725 | 866.445 | 57.185 | 0.385 | 829.685 | 14.285 | 838.64
new.summer.demand (real) | 1+2+Proven60 | 1200 | 570.32 | 51.6 | 0.03 | 492.4 | 63.68 | 679.68 | 2250 | 1250 | 66.88 | 0.72 | 1210 | 10.12 | 960.58 | 1725 | 910.16 | 59.24 | 0.375 | 851.2 | 36.9 | 820.13
new.summer.demand (real) | 1+2+3+Proven60 | 1200 | 647.76 | 54.64 | 0.03 | 517.4 | 116.45 | 637.64 | 2250 | 1260 | 67.06 | 0.71 | 1220 | 10.12 | 953.43 | 1725 | 953.88 | 60.85 | 0.37 | 868.7 | 63.285 | 795.535
new.summer.demand (real) | 1+2+3+4+Proven60 | 1200 | 725.19 | 56.87 | 0.02 | 541.75 | 166.27 | 615.66 | 2250 | 1270 | 67.23 | 0.7 | 1220 | 10.12 | 946.28 | 1725 | 997.595 | 62.05 | 0.36 | 880.875 | 88.195 | 780.97
new.summer.demand (real) | 1+2+3+4+5+Proven60 | 1200 | 802.63 | 58.4 | 0.02 | 565.86 | 221.85 | 589.22 | 2250 | 1270 | 67.4 | 0.69 | 1230 | 10.12 | 939.13 | 1725 | 1036.315 | 62.9 | 0.355 | 897.93 | 115.985 | 764.175
new.summer.demand (real) | 1+2+3+4+5+6+Proven60 | 1200 | 880.06 | 59.32 | 0.02 | 586.22 | 275.89 | 571.32 | 2250 | 1280 | 67.57 | 0.68 | 1240 | 10.12 | 931.98 | 1725 | 1080.03 | 63.445 | 0.35 | 913.11 | 143.005 | 751.65
new.summer.demand (real) | 1+2+3+4+5+6+7+Proven60 | 1200 | 957.49 | 59.74 | 0.01 | 606.58 | 329.94 | 553.42 | 2250 | 1290 | 67.73 | 0.66 | 1250 | 10.12 | 924.84 | 1725 | 1123.745 | 63.735 | 0.335 | 928.29 | 170.03 | 739.13
new.summer.demand (real) | 1+2+3+4+5+6+7+8+Proven60 | 1200 | 1030 | 59.76 | 0.01 | 626.95 | 383.98 | 535.52 | 2250 | 1290 | 67.88 | 0.65 | 1250 | 10.12 | 917.69 | 1725 | 1160 | 63.82 | 0.33 | 938.475 | 197.05 | 726.605
new.summer.demand (real) | 1+2+3+4+5+6+7+8+9+Proven60 | 1200 | 1110 | 59.47 | 0.01 | 647.31 | 438.02 | 517.63 | 2250 | 1300 | 68.04 | 0.64 | 1260 | 10.12 | 910.54 | 1725 | 1205 | 63.755 | 0.325 | 953.655 | 224.07 | 714.085
new.summer.demand (real) | 1+2+3+4+5+6+7+8+9+10+Proven60 | 1200 | 1190 | 58.93 | 0.01 | 664.36 | 499.6 | 494.21 | 2250 | 1310 | 68.18 | 0.63 | 1270 | 10.12 | 903.39 | 1725 | 1250 | 63.555 | 0.32 | 967.18 | 254.86 | 698.8
new.summer.demand (real) | Proven75 | 1200 | 570.04 | 51.84 | 0.03 | 513.9 | 39.3 | 657.14 | 2250 | 1590 | 76.63 | 0.76 | 1500 | 39.9 | 667.93 | 1725 | 1080.02 | 64.235 | 0.395 | 1006.95 | 39.6 | 662.535
new.summer.demand (real) | 1+Proven75 | 1200 | 647.47 | 55.17 | 0.03 | 545.07 | 86.08 | 609.33 | 2250 | 1590 | 76.73 | 0.76 | 1510 | 39.9 | 660.79 | 1725 | 1118.735 | 65.95 | 0.395 | 1027.535 | 62.99 | 635.06
new.summer.demand (real) | 1+2+Proven75 | 1200 | 724.91 | 57.67 | 0.02 | 569.43 | 135.9 | 587.34 | 2250 | 1600 | 76.84 | 0.75 | 1520 | 39.9 | 653.64 | 1725 | 1162.455 | 67.255 | 0.385 | 1044.715 | 87.9 | 620.49
new.summer.demand (real) | 1+2+3+Proven75 | 1200 | 802.34 | 59.43 | 0.02 | 591.53 | 193.02 | 562.73 | 2250 | 1610 | 76.93 | 0.74 | 1520 | 39.9 | 646.49 | 1725 | 1206.17 | 68.18 | 0.38 | 1055.765 | 116.46 | 604.61
new.summer.demand (real) | 1+2+3+4+Proven75 | 1200 | 879.78 | 60.53 | 0.02 | 611.89 | 247.06 | 544.83 | 2250 | 1620 | 77.03 | 0.73 | 1530 | 39.9 | 639.34 | 1725 | 1249.89 | 68.78 | 0.375 | 1070.945 | 143.48 | 592.085
new.summer.demand (real) | 1+2+3+4+5+Proven75 | 1200 | 957.21 | 61.08 | 0.01 | 632.25 | 301.1 | 526.93 | 2250 | 1620 | 77.11 | 0.72 | 1540 | 39.9 | 632.19 | 1725 | 1288.605 | 69.095 | 0.365 | 1086.125 | 170.5 | 579.56
new.summer.demand (real) | 1+2+3+4+5+6+Proven75 | 1200 | 1030 | 61.19 | 0.01 | 652.61 | 355.15 | 509.03 | 2250 | 1630 | 77.2 | 0.71 | 1540 | 40.23 | 622.25 | 1725 | 1330 | 69.195 | 0.36 | 1096.305 | 197.69 | 565.64
new.summer.demand (real) | 1+2+3+4+5+6+7+Proven75 | 1200 | 1110 | 60.93 | 0.01 | 672.77 | 413.9 | 482.61 | 2250 | 1640 | 77.28 | 0.7 | 1550 | 40.63 | 616.3 | 1725 | 1375 | 69.105 | 0.355 | 1111.385 | 227.265 | 549.455
new.summer.demand (real) | 1+2+3+4+5+6+7+8+Proven75 | 1200 | 1190 | 60.4 | 0.01 | 688.77 | 472.22 | 468.64 | 2250 | 1640 | 77.35 | 0.69 | 1560 | 41.03 | 610.35 | 1725 | 1415 | 68.875 | 0.35 | 1124.385 | 256.625 | 539.495
new.summer.demand (real) | 1+2+3+4+5+6+7+8+9+Proven75 | 1200 | 1270 | 59.67 | 0.01 | 704.76 | 530.53 | 454.68 | 2250 | 1650 | 77.42 | 0.68 | 1560 | 41.8 | 603.73 | 1725 | 1460 | 68.545 | 0.345 | 1132.38 | 286.165 | 529.205
new.summer.demand (real) | 1+2+3+4+5+6+7+8+9+10+Proven75 | 1200 | 1340 | 58.8 | 0.01 | 720.76 | 588.85 | 440.72 | 2250 | 1660 | 77.48 | 0.67 | 1570 | 44.65 | 600.11 | 1725 | 1500 | 68.14 | 0.34 | 1145.38 | 316.75 | 520.415
new.summer.demand (real) | Proven90 | 1200 | 693.68 | 57.98 | 0.08 | 589.18 | 84.9 | 567.09 | 2250 | 1920 | 83.31 | 0.76 | 1750 | 105.98 | 412.01 | 1725 | 1306.84 | 70.645 | 0.42 | 1169.59 | 95.44 | 489.55
new.summer.demand (real) | 1+Proven90 | 1200 | 771.11 | 60.23 | 0.07 | 611.05 | 141.79 | 542.52 | 2250 | 1930 | 83.33 | 0.75 | 1760 | 110.53 | 409.09 | 1725 | 1350.555 | 71.78 | 0.41 | 1185.525 | 126.16 | 475.805
new.summer.demand (real) | 1+2+Proven90 | 1200 | 848.55 | 61.74 | 0.06 | 631.41 | 195.83 | 524.62 | 2250 | 1930 | 83.34 | 0.75 | 1760 | 115.92 | 405.88 | 1725 | 1389.275 | 72.54 | 0.405 | 1195.705 | 155.875 | 465.25
new.summer.demand (real) | 1+2+3+Proven90 | 1200 | 925.98 | 62.62 | 0.05 | 651.77 | 249.88 | 506.72 | 2250 | 1940 | 83.35 | 0.74 | 1760 | 122.06 | 405.41 | 1725 | 1432.99 | 72.985 | 0.395 | 1205.885 | 185.97 | 456.065
new.summer.demand (real) | 1+2+3+4+Proven90 | 1200 | 1000 | 62.96 | 0.04 | 672.13 | 303.92 | 488.82 | 2250 | 1950 | 83.35 | 0.73 | 1760 | 128.2 | 404.94 | 1725 | 1475 | 73.155 | 0.385 | 1216.065 | 216.06 | 446.88
new.summer.demand (real) | 1+2+3+4+5+Proven90 | 1200 | 1080 | 62.86 | 0.04 | 692.49 | 357.96 | 470.92 | 2250 | 1950 | 83.34 | 0.72 | 1760 | 134.34 | 404.47 | 1725 | 1515 | 73.1 | 0.38 | 1226.245 | 246.15 | 437.695
new.summer.demand (real) | 1+2+3+4+5+6+Proven90 | 1200 | 1160 | 62.43 | 0.03 | 708.79 | 420.66 | 447.73 | 2250 | 1960 | 83.33 | 0.72 | 1760 | 140.47 | 404 | 1725 | 1560 | 72.88 | 0.375 | 1234.395 | 280.565 | 425.865
new.summer.demand (real) | 1+2+3+4+5+6+7+Proven90 | 1200 | 1240 | 61.74 | 0.03 | 724.79 | 478.98 | 433.76 | 2250 | 1970 | 83.31 | 0.71 | 1760 | 146.61 | 403.53 | 1725 | 1605 | 72.525 | 0.37 | 1242.395 | 312.795 | 418.645
new.summer.demand (real) | 1+2+3+4+5+6+7+8+Proven90 | 1200 | 1310 | 60.86 | 0.03 | 740.78 | 537.3 | 419.8 | 2250 | 1980 | 83.29 | 0.7 | 1760 | 152.75 | 403.06 | 1725 | 1645 | 72.075 | 0.365 | 1250.39 | 345.025 | 411.43
new.summer.demand (real) | 1+2+3+4+5+6+7+8+9+Proven90 | 1200 | 1390 | 59.86 | 0.03 | 756.78 | 595.61 | 405.84 | 2250 | 1980 | 83.26 | 0.69 | 1760 | 158.89 | 402.59 | 1725 | 1685 | 71.56 | 0.36 | 1258.39 | 377.25 | 404.215
new.summer.demand (real) | 1+2+3+4+5+6+7+8+9+10+Proven90 | 1200 | 1470 | 58.77 | 0.02 | 772.77 | 653.93 | 391.88 | 2250 | 1990 | 83.23 | 0.68 | 1760 | 165.03 | 402.11 | 1725 | 1730 | 71 | 0.35 | 1266.385 | 409.48 | 396.995
new.summer.demand (real) | Proven105 | 1200 | 798.06 | 60.8 | 0.03 | 629.45 | 147.71 | 523.28 | 2250 | 2230 | 86.61 | 0.76 | 1920 | 231.89 | 244.64 | 1725 | 1514.03 | 73.705 | 0.395 | 1274.725 | 189.8 | 383.96
new.summer.demand (real) | 1+Proven105 | 1200 | 875.49 | 62.22 | 0.03 | 649.81 | 201.76 | 505.38 | 2250 | 2240 | 86.53 | 0.76 | 1920 | 238.75 | 244.64 | 1725 | 1557.745 | 74.375 | 0.395 | 1284.905 | 220.255 | 375.01
new.summer.demand (real) | 1+2+Proven105 | 1200 | 952.92 | 63.02 | 0.02 | 670.17 | 255.8 | 487.48 | 2250 | 2250 | 86.45 | 0.75 | 1920 | 245.62 | 244.64 | 1725 | 1601.46 | 74.735 | 0.385 | 1295.085 | 250.71 | 366.06
new.summer.demand (real) | 1+2+3+Proven105 | 1200 | 1030 | 63.29 | 0.02 | 690.53 | 309.84 | 469.59 | 2250 | 2250 | 86.36 | 0.74 | 1920 | 252.48 | 244.64 | 1725 | 1640 | 74.825 | 0.38 | 1305.265 | 281.16 | 357.115
new.summer.demand (real) | 1+2+3+4+Proven105 | 1200 | 1110 | 63.14 | 0.02 | 710.78 | 368.78 | 443.09 | 2250 | 2260 | 86.26 | 0.74 | 1920 | 259.35 | 244.64 | 1725 | 1685 | 74.7 | 0.38 | 1315.39 | 314.065 | 343.865
new.summer.demand (real) | 1+2+3+4+5+Proven105 | 1200 | 1190 | 62.66 | 0.02 | 726.78 | 427.1 | 429.13 | 2250 | 2270 | 86.16 | 0.73 | 1920 | 266.21 | 244.64 | 1725 | 1730 | 74.41 | 0.375 | 1323.39 | 346.655 | 336.885
new.summer.demand (real) | 1+2+3+4+5+6+Proven105 | 1200 | 1260 | 61.93 | 0.01 | 742.77 | 485.41 | 415.17 | 2250 | 2280 | 86.06 | 0.72 | 1920 | 273.07 | 244.64 | 1725 | 1770 | 73.995 | 0.365 | 1331.385 | 379.24 | 329.905
new.summer.demand (real) | 1+2+3+4+5+6+7+Proven105 | 1200 | 1340 | 61.03 | 0.01 | 758.77 | 543.73 | 401.21 | 2250 | 2280 | 85.95 | 0.72 | 1920 | 279.94 | 244.64 | 1725 | 1810 | 73.49 | 0.365 | 1339.385 | 411.835 | 322.925
new.summer.demand (real) | 1+2+3+4+5+6+7+8+Proven105 | 1200 | 1420 | 60 | 0.01 | 774.76 | 602.05 | 387.25 | 2250 | 2290 | 85.83 | 0.71 | 1920 | 286.8 | 244.64 | 1725 | 1855 | 72.915 | 0.36 | 1347.38 | 444.425 | 315.945
new.summer.demand (real) | 1+2+3+4+5+6+7+8+9+Proven105 | 1200 | 1490 | 58.89 | 0.01 | 790.76 | 660.36 | 373.28 | 2250 | 2300 | 85.72 | 0.7 | 1920 | 293.67 | 244.64 | 1725 | 1895 | 72.305 | 0.355 | 1355.38 | 477.015 | 308.96
new.summer.demand (real) | 1+2+3+4+5+6+7+8+9+10+Proven105 | 1200 | 1570 | 57.73 | 0.01 | 806.76 | 718.68 | 359.32 | 2250 | 2300 | 85.6 | 0.7 | 1920 | 300.53 | 244.64 | 1725 | 1935 | 71.665 | 0.355 | 1363.38 | 509.605 | 301.98
new.summer.demand (real) | Proven120 | 1200 | 1740 | 65 | 0.12 | 992.96 | 669.29 | 169.45 | 2250 | 2800 | 81.03 | 0.63 | 2050 | 620.92 | 124.08 | 1725 | 2270 | 73.015 | 0.375 | 1521.48 | 645.105 | 146.765
new.summer.demand (real) | 1+Proven120 | 1200 | 1810 | 63.45 | 0.11 | 1010 | 727.61 | 155.54 | 2250 | 2810 | 80.97 | 0.63 | 2050 | 627.79 | 124.08 | 1725 | 2310 | 72.21 | 0.37 | 1530 | 677.7 | 139.81
new.summer.demand (real) | 1+2+Proven120 | 1200 | 1890 | 61.91 | 0.1 | 1020 | 785.93 | 141.63 | 2250 | 2820 | 80.91 | 0.62 | 2050 | 634.65 | 124.08 | 1725 | 2355 | 71.41 | 0.36 | 1535 | 710.29 | 132.855
new.summer.demand (real) | 1+2+3+Proven120 | 1200 | 1970 | 60.39 | 0.1 | 1040 | 844.24 | 127.72 | 2250 | 2820 | 80.85 | 0.62 | 2050 | 641.51 | 124.08 | 1725 | 2395 | 70.62 | 0.36 | 1545 | 742.875 | 125.9
new.summer.demand (real) | 1+2+3+4+Proven120 | 1200 | 2050 | 58.9 | 0.09 | 1050 | 919.42 | 114.54 | 2250 | 2830 | 80.78 | 0.61 | 2050 | 648.38 | 124.08 | 1725 | 2440 | 69.84 | 0.35 | 1550 | 783.9 | 119.31
new.summer.demand (real) | 1+2+3+4+5+Proven120 | 1200 | 2120 | 57.45 | 0.08 | 1060 | 1010 | 94.13 | 2250 | 2840 | 80.71 | 0.6 | 2050 | 655.24 | 124.08 | 1725 | 2480 | 69.08 | 0.34 | 1555 | 832.62 | 109.105
new.summer.demand (real) | 1+2+3+4+5+6+Proven120 | 1200 | 2200 | 56.05 | 0.08 | 1070 | 1080 | 88.35 | 2250 | 2840 | 80.63 | 0.59 | 2050 | 662.11 | 124.08 | 1725 | 2520 | 68.34 | 0.335 | 1560 | 871.055 | 106.215
new.summer.demand (real) | 1+2+3+4+5+6+7+Proven120 | 1200 | 2280 | 54.7 | 0.07 | 1080 | 1150 | 82.57 | 2250 | 2850 | 80.55 | 0.58 | 2050 | 668.97 | 124.08 | 1725 | 2565 | 67.625 | 0.325 | 1565 | 909.485 | 103.325
new.summer.demand (real) | 1+2+3+4+5+6+7+8+Proven120 | 1200 | 2360 | 53.39 | 0.07 | 1080 | 1220 | 67.12 | 2250 | 2860 | 80.47 | 0.57 | 2050 | 675.84 | 124.08 | 1725 | 2610 | 66.93 | 0.32 | 1565 | 947.92 | 95.6
new.summer.demand (real) | 1+2+3+4+5+6+7+8+9+Proven120 | 1200 | 2430 | 52.13 | 0.07 | 1090 | 1290 | 64.28 | 2250 | 2870 | 80.39 | 0.55 | 2050 | 682.7 | 124.08 | 1725 | 2650 | 66.26 | 0.31 | 1570 | 986.35 | 94.18
new.summer.demand (real) | 1+2+3+4+5+6+7+8+9+10+Proven120 | 1200 | 2510 | 50.92 | 0.06 | 1090 | 1360 | 61.45 | 2250 | 2870 | 80.31 | 0.54 | 2050 | 689.56 | 124.08 | 1725 | 2690 | 65.615 | 0.3 | 1570 | 1024.78 | 92.765

## 12% Average
Demand Name | RE Supply | Total Demand Summer | Total RE supply Summer | Match Rate % Summer | Correlation Coefficient Summer | Energy Delivered Summer | Energy Surplus Summer | Energy Deficit Summer | Total Demand Winter | Total RE supply Winter | Match Rate % Winter | Correlation Coefficient Winter | Energy Delivered Winter | Energy Surplus Winter | Energy Deficit Winter | Total Demand Average | Total RE supply Average | Match Rate % Average | Correlation Coefficient Average | Energy Delivered Average | Energy Surplus Average | Energy Deficit Average
new.summer.demand (real) | Proven18 | 1200 | 103.64 | 13.78 | 0.07 | 101.41 | 0 | 1070 | 2250 | 337.25 | 24.75 | 0.72 | 330.26 | 0 | 1850 | 1725 | 220.445 | 19.265 | 0.395 | 215.835 | 0 | 1460
new.summer.demand (real) | 1+Proven18 | 1200 | 196.56 | 24.81 | 0.03 | 194.33 | 0 | 980.85 | 2250 | 345.83 | 25.29 | 0.67 | 338.84 | 0 | 1850 | 1725 | 271.195 | 25.05 | 0.35 | 266.585 | 0 | 1415.425
new.summer.demand (real) | 1+2+Proven18 | 1200 | 289.48 | 33.74 | 0.02 | 285.49 | 0.88 | 884.56 | 2250 | 354.41 | 25.84 | 0.63 | 347.42 | 0 | 1840 | 1725 | 321.945 | 29.79 | 0.325 | 316.455 | 0.44 | 1362.28
new.summer.demand (real) | 1+2+3+Proven18 | 1200 | 382.4 | 40.8 | 0.01 | 363.09 | 12.56 | 807.14 | 2250 | 362.99 | 26.39 | 0.58 | 356 | 0 | 1830 | 1725 | 372.695 | 33.595 | 0.295 | 359.545 | 6.28 | 1318.57
new.summer.demand (real) | 1+2+3+4+Proven18 | 1200 | 475.32 | 46.25 | 0.01 | 409.15 | 62.56 | 742.42 | 2250 | 371.56 | 26.94 | 0.54 | 364.58 | 0 | 1820 | 1725 | 423.44 | 36.595 | 0.275 | 386.865 | 31.28 | 1281.21
new.summer.demand (real) | 1+2+3+4+5+Proven18 | 1200 | 568.24 | 50.33 | 0.01 | 438.38 | 122.33 | 716.03 | 2250 | 380.14 | 27.49 | 0.5 | 373.15 | 0 | 1810 | 1725 | 474.19 | 38.91 | 0.255 | 405.765 | 61.165 | 1263.015
new.summer.demand (real) | 1+2+3+4+5+6+Proven18 | 1200 | 661.17 | 53.23 | 0.01 | 467.6 | 182.11 | 689.65 | 2250 | 388.72 | 28.04 | 0.46 | 381.73 | 0 | 1800 | 1725 | 524.945 | 40.635 | 0.235 | 424.665 | 91.055 | 1244.825
new.summer.demand (real) | 1+2+3+4+5+6+7+Proven18 | 1200 | 754.09 | 55.14 | 0 | 496.83 | 241.89 | 663.26 | 2250 | 397.3 | 28.59 | 0.43 | 390.31 | 0 | 1790 | 1725 | 575.695 | 41.865 | 0.215 | 443.57 | 120.945 | 1226.63
new.summer.demand (real) | 1+2+3+4+5+6+7+8+Proven18 | 1200 | 847.01 | 56.25 | 0 | 524 | 310.32 | 634.67 | 2250 | 405.88 | 29.13 | 0.41 | 398.89 | 0 | 1790 | 1725 | 626.445 | 42.69 | 0.205 | 461.445 | 155.16 | 1212.335
new.summer.demand (real) | Proven36 | 1200 | 234.36 | 27.9 | 0.06 | 229.46 | 0 | 945.72 | 2250 | 718.56 | 45.74 | 0.73 | 703.04 | 0 | 1480 | 1725 | 476.46 | 36.82 | 0.395 | 466.25 | 0 | 1212.86
new.summer.demand (real) | 1+Proven36 | 1200 | 327.28 | 36.39 | 0.03 | 321.78 | 0.3 | 848.44 | 2250 | 727.14 | 46.12 | 0.7 | 711.62 | 0 | 1470 | 1725 | 527.21 | 41.255 | 0.365 | 516.7 | 0.15 | 1159.22
new.summer.demand (real) | 1+2+Proven36 | 1200 | 420.21 | 43.17 | 0.02 | 400.39 | 11.18 | 771.52 | 2250 | 735.72 | 46.5 | 0.68 | 720.2 | 0 | 1460 | 1725 | 577.965 | 44.835 | 0.35 | 560.295 | 5.59 | 1115.76
new.summer.demand (real) | 1+2+3+Proven36 | 1200 | 513.13 | 48.41 | 0.02 | 443.63 | 63.12 | 708.33 | 2250 | 744.3 | 46.87 | 0.66 | 728.78 | 0 | 1460 | 1725 | 628.715 | 47.64 | 0.34 | 586.205 | 31.56 | 1084.165
new.summer.demand (real) | 1+2+3+4+Proven36 | 1200 | 606.05 | 52.3 | 0.01 | 472.85 | 122.9 | 681.95 | 2250 | 752.88 | 47.24 | 0.63 | 737.35 | 0 | 1450 | 1725 | 679.465 | 49.77 | 0.32 | 605.1 | 61.45 | 1065.975
new.summer.demand (real) | 1+2+3+4+5+Proven36 | 1200 | 698.97 | 55.02 | 0.01 | 502.08 | 182.68 | 655.57 | 2250 | 761.45 | 47.6 | 0.61 | 745.93 | 0 | 1440 | 1725 | 730.21 | 51.31 | 0.31 | 624.005 | 91.34 | 1047.785
new.summer.demand (real) | 1+2+3+4+5+6+Proven36 | 1200 | 791.89 | 56.77 | 0.01 | 531.31 | 242.46 | 629.18 | 2250 | 770.03 | 47.97 | 0.59 | 754.51 | 0 | 1430 | 1725 | 780.96 | 52.37 | 0.3 | 642.91 | 121.23 | 1029.59
new.summer.demand (real) | 1+2+3+4+5+6+7+Proven36 | 1200 | 884.81 | 57.71 | 0.01 | 556.3 | 312.78 | 602.66 | 2250 | 778.61 | 48.32 | 0.57 | 763.09 | 0 | 1420 | 1725 | 831.71 | 53.015 | 0.29 | 659.695 | 156.39 | 1011.33
new.summer.demand (real) | 1+2+3+4+5+6+7+8+Proven36 | 1200 | 977.73 | 58.02 | 0.01 | 580.73 | 377.63 | 581.18 | 2250 | 787.19 | 48.68 | 0.55 | 771.67 | 0 | 1410 | 1725 | 882.46 | 53.35 | 0.28 | 676.2 | 188.815 | 995.59
new.summer.demand (real) | Proven54 | 1200 | 351.55 | 38.1 | 0.06 | 344.19 | 0 | 830.99 | 2250 | 1080 | 60.95 | 0.73 | 1050 | 1.91 | 1130 | 1725 | 715.775 | 49.525 | 0.395 | 697.095 | 0.955 | 980.495
new.summer.demand (real) | 1+Proven54 | 1200 | 444.47 | 44.74 | 0.04 | 424.45 | 9.5 | 741.62 | 2250 | 1090 | 61.21 | 0.71 | 1060 | 1.91 | 1120 | 1725 | 767.235 | 52.975 | 0.375 | 742.225 | 5.705 | 930.81
new.summer.demand (real) | 1+2+Proven54 | 1200 | 537.39 | 49.92 | 0.03 | 470.16 | 55.25 | 701.24 | 2250 | 1090 | 61.47 | 0.7 | 1070 | 1.91 | 1110 | 1725 | 813.695 | 55.695 | 0.365 | 770.08 | 28.58 | 905.62
new.summer.demand (real) | 1+2+3+Proven54 | 1200 | 630.31 | 53.75 | 0.02 | 501.25 | 116.66 | 653.73 | 2250 | 1100 | 61.72 | 0.68 | 1080 | 1.91 | 1110 | 1725 | 865.155 | 57.735 | 0.35 | 790.625 | 59.285 | 881.865
new.summer.demand (real) | 1+2+3+4+Proven54 | 1200 | 723.23 | 56.42 | 0.02 | 530.48 | 176.44 | 627.35 | 2250 | 1110 | 61.97 | 0.67 | 1090 | 1.91 | 1100 | 1725 | 916.615 | 59.195 | 0.345 | 810.24 | 89.175 | 863.675
new.summer.demand (real) | 1+2+3+4+5+Proven54 | 1200 | 816.15 | 58.1 | 0.02 | 558.6 | 243.07 | 597.47 | 2250 | 1120 | 62.21 | 0.65 | 1090 | 1.91 | 1090 | 1725 | 968.075 | 60.155 | 0.335 | 824.3 | 122.49 | 843.735
new.summer.demand (real) | 1+2+3+4+5+6+Proven54 | 1200 | 909.07 | 58.96 | 0.01 | 583.03 | 307.93 | 575.99 | 2250 | 1130 | 62.45 | 0.63 | 1100 | 1.91 | 1080 | 1725 | 1019.535 | 60.705 | 0.32 | 841.515 | 154.92 | 827.995
new.summer.demand (real) | 1+2+3+4+5+6+7+Proven54 | 1200 | 1000 | 59.19 | 0.01 | 607.46 | 372.78 | 554.51 | 2250 | 1140 | 62.68 | 0.62 | 1110 | 1.91 | 1070 | 1725 | 1070 | 60.935 | 0.315 | 858.73 | 187.345 | 812.255
new.summer.demand (real) | 1+2+3+4+5+6+7+8+Proven54 | 1200 | 1090 | 58.93 | 0.01 | 631.9 | 437.63 | 533.03 | 2250 | 1150 | 62.91 | 0.6 | 1120 | 1.91 | 1060 | 1725 | 1120 | 60.92 | 0.305 | 875.95 | 219.77 | 796.515
new.summer.demand (real) | Proven72 | 1200 | 547.24 | 50.65 | 0.03 | 500.81 | 28.83 | 669.34 | 2250 | 1530 | 75.18 | 0.76 | 1450 | 34.49 | 714.21 | 1725 | 1038.62 | 62.915 | 0.395 | 975.405 | 31.66 | 691.775
new.summer.demand (real) | 1+Proven72 | 1200 | 640.16 | 54.8 | 0.02 | 538.74 | 85.66 | 615.55 | 2250 | 1540 | 75.32 | 0.75 | 1460 | 34.49 | 705.63 | 1725 | 1090.08 | 65.06 | 0.385 | 999.37 | 60.075 | 660.59
new.summer.demand (real) | 1+2+Proven72 | 1200 | 733.08 | 57.76 | 0.02 | 567.97 | 145.44 | 589.16 | 2250 | 1550 | 75.46 | 0.74 | 1470 | 34.49 | 697.06 | 1725 | 1141.54 | 66.61 | 0.38 | 1018.985 | 89.965 | 643.11
new.summer.demand (real) | 1+2+3+Proven72 | 1200 | 826 | 59.66 | 0.02 | 593.85 | 213.76 | 561.31 | 2250 | 1560 | 75.59 | 0.73 | 1480 | 34.49 | 688.48 | 1725 | 1193 | 67.625 | 0.375 | 1036.925 | 124.125 | 624.895
new.summer.demand (real) | 1+2+3+4+Proven72 | 1200 | 918.92 | 60.67 | 0.01 | 618.28 | 278.61 | 539.83 | 2250 | 1570 | 75.71 | 0.72 | 1490 | 34.49 | 679.9 | 1725 | 1244.46 | 68.19 | 0.365 | 1054.14 | 156.55 | 609.865
new.summer.demand (real) | 1+2+3+4+5+Proven72 | 1200 | 1010 | 60.98 | 0.01 | 642.71 | 343.47 | 518.35 | 2250 | 1570 | 75.83 | 0.7 | 1500 | 34.49 | 671.32 | 1725 | 1290 | 68.405 | 0.355 | 1071.355 | 188.98 | 594.835
new.summer.demand (real) | 1+2+3+4+5+6+Proven72 | 1200 | 1100 | 60.74 | 0.01 | 667.15 | 408.32 | 496.87 | 2250 | 1580 | 75.94 | 0.69 | 1510 | 34.49 | 662.74 | 1725 | 1340 | 68.34 | 0.35 | 1088.575 | 221.405 | 579.805
new.summer.demand (real) | 1+2+3+4+5+6+7+Proven72 | 1200 | 1200 | 60.11 | 0.01 | 686.57 | 482.56 | 471.2 | 2250 | 1590 | 76.04 | 0.68 | 1510 | 34.97 | 651.46 | 1725 | 1395 | 68.075 | 0.345 | 1098.285 | 258.765 | 561.33
new.summer.demand (real) | 1+2+3+4+5+6+7+8+Proven72 | 1200 | 1290 | 59.2 | 0.01 | 705.76 | 552.54 | 454.45 | 2250 | 1600 | 76.14 | 0.67 | 1520 | 35.46 | 644.32 | 1725 | 1445 | 67.67 | 0.34 | 1112.88 | 294 | 549.385
new.summer.demand (real) | Proven90 | 1200 | 693.68 | 57.98 | 0.08 | 589.18 | 84.9 | 567.09 | 2250 | 1920 | 83.31 | 0.76 | 1750 | 105.98 | 412.01 | 1725 | 1306.84 | 70.645 | 0.42 | 1169.59 | 95.44 | 489.55
new.summer.demand (real) | 1+Proven90 | 1200 | 786.6 | 60.59 | 0.06 | 615.12 | 152.6 | 538.94 | 2250 | 1930 | 83.33 | 0.75 | 1760 | 111.53 | 408.81 | 1725 | 1358.3 | 71.96 | 0.405 | 1187.56 | 132.065 | 473.875
new.summer.demand (real) | 1+2+Proven90 | 1200 | 879.52 | 62.17 | 0.05 | 639.55 | 217.45 | 517.46 | 2250 | 1940 | 83.34 | 0.74 | 1760 | 118.38 | 405.69 | 1725 | 1409.76 | 72.755 | 0.395 | 1199.775 | 167.915 | 461.575
new.summer.demand (real) | 1+2+3+Proven90 | 1200 | 972.44 | 62.88 | 0.04 | 663.99 | 282.3 | 495.98 | 2250 | 1940 | 83.35 | 0.73 | 1760 | 125.74 | 405.13 | 1725 | 1456.22 | 73.115 | 0.385 | 1211.995 | 204.02 | 450.555
new.summer.demand (real) | 1+2+3+4+Proven90 | 1200 | 1070 | 62.91 | 0.04 | 688.42 | 347.15 | 474.5 | 2250 | 1950 | 83.34 | 0.73 | 1760 | 133.11 | 404.56 | 1725 | 1510 | 73.125 | 0.385 | 1224.21 | 240.13 | 439.53
new.summer.demand (real) | 1+2+3+4+5+Proven90 | 1200 | 1160 | 62.43 | 0.03 | 708.79 | 420.66 | 447.73 | 2250 | 1960 | 83.33 | 0.72 | 1760 | 140.47 | 404 | 1725 | 1560 | 72.88 | 0.375 | 1234.395 | 280.565 | 425.865
new.summer.demand (real) | 1+2+3+4+5+6+Proven90 | 1200 | 1250 | 61.58 | 0.03 | 727.99 | 490.64 | 430.97 | 2250 | 1970 | 83.31 | 0.71 | 1760 | 147.84 | 403.43 | 1725 | 1610 | 72.445 | 0.37 | 1243.995 | 319.24 | 417.2
new.summer.demand (real) | 1+2+3+4+5+6+7+Proven90 | 1200 | 1340 | 60.47 | 0.03 | 747.18 | 560.62 | 414.22 | 2250 | 1980 | 83.28 | 0.7 | 1760 | 155.21 | 402.87 | 1725 | 1660 | 71.875 | 0.365 | 1253.59 | 357.915 | 408.545
new.summer.demand (real) | 1+2+3+4+5+6+7+8+Proven90 | 1200 | 1440 | 59.21 | 0.03 | 766.38 | 630.6 | 397.46 | 2250 | 1990 | 83.25 | 0.69 | 1760 | 162.57 | 402.3 | 1725 | 1715 | 71.23 | 0.36 | 1263.19 | 396.585 | 399.88
new.summer.demand (real) | Proven108 | 1200 | 820.86 | 61.42 | 0.03 | 639.35 | 159.4 | 513.97 | 2250 | 2290 | 86.83 | 0.76 | 1950 | 255.45 | 224.02 | 1725 | 1555.43 | 74.125 | 0.395 | 1294.675 | 207.425 | 368.995
new.summer.demand (real) | 1+Proven108 | 1200 | 913.78 | 62.86 | 0.03 | 663.78 | 224.25 | 492.49 | 2250 | 2290 | 86.72 | 0.76 | 1950 | 263.69 | 224.02 | 1725 | 1601.89 | 74.79 | 0.395 | 1306.89 | 243.97 | 358.255
new.summer.demand (real) | 1+2+Proven108 | 1200 | 1010 | 63.45 | 0.02 | 688.21 | 289.1 | 471.01 | 2250 | 2300 | 86.6 | 0.75 | 1950 | 271.93 | 224.02 | 1725 | 1655 | 75.025 | 0.385 | 1319.105 | 280.515 | 347.515
new.summer.demand (real) | 1+2+3+Proven108 | 1200 | 1100 | 63.38 | 0.02 | 712.65 | 353.95 | 449.53 | 2250 | 2310 | 86.48 | 0.74 | 1950 | 280.17 | 224.02 | 1725 | 1705 | 74.93 | 0.38 | 1331.325 | 317.06 | 336.775
new.summer.demand (real) | 1+2+3+4+Proven108 | 1200 | 1190 | 62.82 | 0.02 | 732.18 | 428.42 | 423.78 | 2250 | 2320 | 86.34 | 0.73 | 1950 | 288.4 | 224.02 | 1725 | 1755 | 74.58 | 0.375 | 1341.09 | 358.41 | 323.9
new.summer.demand (real) | 1+2+3+4+5+Proven108 | 1200 | 1290 | 61.9 | 0.02 | 751.37 | 498.4 | 407.03 | 2250 | 2330 | 86.2 | 0.73 | 1950 | 296.64 | 224.02 | 1725 | 1810 | 74.05 | 0.375 | 1350.685 | 397.52 | 315.525
new.summer.demand (real) | 1+2+3+4+5+6+Proven108 | 1200 | 1360 | 60.74 | 0.01 | 770.57 | 568.38 | 390.28 | 2250 | 2340 | 86.06 | 0.72 | 1950 | 304.88 | 224.02 | 1725 | 1850 | 73.4 | 0.365 | 1360.285 | 436.63 | 307.15
new.summer.demand (real) | 1+2+3+4+5+6+7+Proven108 | 1200 | 1470 | 59.44 | 0.01 | 789.76 | 638.36 | 373.52 | 2250 | 2350 | 85.91 | 0.71 | 1950 | 313.11 | 224.02 | 1725 | 1910 | 72.675 | 0.36 | 1369.88 | 475.735 | 298.77
new.summer.demand (real) | 1+2+3+4+5+6+7+8+Proven108 | 1200 | 1560 | 58.05 | 0.01 | 808.96 | 708.33 | 356.77 | 2250 | 2350 | 85.75 | 0.7 | 1950 | 321.35 | 224.02 | 1725 | 1955 | 71.9 | 0.355 | 1379.48 | 514.84 | 290.395
new.summer.demand (real) | Proven126 | 1200 | 957.67 | 64.27 | 0.03 | 698.75 | 229.49 | 458.08 | 2250 | 2680 | 85.44 | 0.76 | 2080 | 503.17 | 90.49 | 1725 | 1818.835 | 74.855 | 0.395 | 1389.375 | 366.33 | 274.285
new.summer.demand (real) | 1+Proven126 | 1200 | 1050 | 64.67 | 0.03 | 723.18 | 294.34 | 436.6 | 2250 | 2690 | 85.26 | 0.76 | 2080 | 511.6 | 90.49 | 1725 | 1870 | 74.965 | 0.395 | 1401.59 | 402.97 | 263.545
new.summer.demand (real) | 1+2+Proven126 | 1200 | 1140 | 64.43 | 0.02 | 745.39 | 366.36 | 408.45 | 2250 | 2700 | 85.07 | 0.75 | 2080 | 520.02 | 90.49 | 1725 | 1920 | 74.75 | 0.385 | 1412.695 | 443.19 | 249.47
new.summer.demand (real) | 1+2+3+Proven126 | 1200 | 1240 | 63.71 | 0.02 | 764.58 | 436.34 | 391.7 | 2250 | 2700 | 84.89 | 0.74 | 2080 | 528.45 | 90.49 | 1725 | 1970 | 74.3 | 0.38 | 1422.29 | 482.395 | 241.095
new.summer.demand (real) | 1+2+3+4+Proven126 | 1200 | 1330 | 62.66 | 0.02 | 783.78 | 506.32 | 374.95 | 2250 | 2710 | 84.7 | 0.74 | 2080 | 536.87 | 90.49 | 1725 | 2020 | 73.68 | 0.38 | 1431.89 | 521.595 | 232.72
new.summer.demand (real) | 1+2+3+4+5+Proven126 | 1200 | 1420 | 61.4 | 0.02 | 802.97 | 576.29 | 358.19 | 2250 | 2720 | 84.5 | 0.73 | 2080 | 545.3 | 90.49 | 1725 | 2070 | 72.95 | 0.375 | 1441.485 | 560.795 | 224.34
new.summer.demand (real) | 1+2+3+4+5+6+Proven126 | 1200 | 1520 | 60.01 | 0.01 | 822.17 | 646.27 | 341.44 | 2250 | 2730 | 84.31 | 0.72 | 2080 | 553.72 | 90.49 | 1725 | 2125 | 72.16 | 0.365 | 1451.085 | 599.995 | 215.965
new.summer.demand (real) | 1+2+3+4+5+6+7+Proven126 | 1200 | 1610 | 58.55 | 0.01 | 841.36 | 716.25 | 324.68 | 2250 | 2740 | 84.11 | 0.72 | 2080 | 562.15 | 90.49 | 1725 | 2175 | 71.33 | 0.365 | 1460.68 | 639.2 | 207.585
new.summer.demand (real) | 1+2+3+4+5+6+7+8+Proven126 | 1200 | 1700 | 57.06 | 0.01 | 860.56 | 786.23 | 307.93 | 2250 | 2750 | 83.91 | 0.71 | 2080 | 570.57 | 90.49 | 1725 | 2225 | 70.485 | 0.36 | 1470.28 | 678.4 | 199.21

## 14% Average
RE Supply | Total Demand Summer | Total RE supply Summer | Match Rate % Summer | Correlation Coefficient Summer | Energy Delivered Summer | Energy Surplus Summer | Energy Deficit Summer | Total Demand Winter | Total RE supply Winter | Match Rate % Winter | Correlation Coefficient Winter | Energy Delivered Winter | Energy Surplus Winter | Energy Deficit Winter | Total Demand Average | Total RE supply Average | Match Rate % Average | Correlation Coefficient Average | Energy Delivered Average | Energy Surplus Average | Energy Deficit Average
Proven21 | 1200 | 126.29 | 16.47 | 0.08 | 123.59 | 0 | 1050 | 2250 | 404.24 | 28.88 | 0.72 | 395.77 | 0 | 1790 | 1725 | 265.265 | 22.675 | 0.4 | 259.68 | 0 | 1420
Proven21+1 | 1200 | 234.7 | 28.57 | 0.03 | 232 | 0 | 943.17 | 2250 | 414.25 | 29.48 | 0.67 | 405.78 | 0 | 1780 | 1725 | 324.475 | 29.025 | 0.35 | 318.89 | 0 | 1361.585
Proven21+1+2 | 1200 | 343.1 | 37.97 | 0.02 | 333.13 | 3.64 | 839.42 | 2250 | 424.26 | 30.07 | 0.62 | 415.79 | 0 | 1770 | 1725 | 383.68 | 34.02 | 0.32 | 374.46 | 1.82 | 1304.71
Proven21+1+2+3 | 1200 | 451.51 | 45.04 | 0.01 | 403.47 | 42.12 | 766.43 | 2250 | 434.27 | 30.67 | 0.58 | 425.79 | 0 | 1760 | 1725 | 442.89 | 37.855 | 0.295 | 414.63 | 21.06 | 1263.215
Proven21+1+2+3+4 | 1200 | 559.92 | 50.13 | 0.01 | 440.35 | 112.25 | 713.69 | 2250 | 444.27 | 31.26 | 0.54 | 435.8 | 0 | 1750 | 1725 | 502.095 | 40.695 | 0.275 | 438.075 | 56.125 | 1231.845
Proven21+1+2+3+4+5 | 1200 | 668.33 | 53.59 | 0.01 | 474.44 | 181.99 | 682.91 | 2250 | 454.28 | 31.86 | 0.5 | 445.81 | 0 | 1740 | 1725 | 561.305 | 42.725 | 0.255 | 460.125 | 90.995 | 1211.455
Proven21+1+2+3+4+5+6 | 1200 | 776.74 | 55.7 | 0.01 | 508.54 | 251.73 | 652.13 | 2250 | 464.29 | 32.45 | 0.47 | 455.82 | 0 | 1730 | 1725 | 620.515 | 44.075 | 0.24 | 482.18 | 125.865 | 1191.065
Proven21+1+2+3+4+5+6+7 | 1200 | 885.14 | 56.75 | 0.01 | 538.58 | 332.17 | 621.16 | 2250 | 474.3 | 33.04 | 0.43 | 465.83 | 0 | 1720 | 1725 | 679.72 | 44.895 | 0.22 | 502.205 | 166.085 | 1170.58
Proven42 | 1200 | 273.42 | 31.54 | 0.06 | 267.7 | 0 | 907.47 | 2250 | 838.32 | 51.25 | 0.73 | 820.21 | 0 | 1360 | 1725 | 555.87 | 41.395 | 0.395 | 543.955 | 0 | 1133.735
Proven42+1 | 1200 | 381.83 | 40.52 | 0.03 | 370.62 | 2.75 | 801.92 | 2250 | 848.33 | 51.64 | 0.7 | 830.22 | 0 | 1350 | 1725 | 615.08 | 46.08 | 0.365 | 600.42 | 1.375 | 1075.96
Proven42+1+2 | 1200 | 490.24 | 47.33 | 0.02 | 439.52 | 41.63 | 730.71 | 2250 | 858.34 | 52.03 | 0.68 | 840.23 | 0 | 1340 | 1725 | 674.29 | 49.68 | 0.35 | 639.875 | 20.815 | 1035.355
Proven42+1+2+3 | 1200 | 598.65 | 52.22 | 0.02 | 477.45 | 110.86 | 676.94 | 2250 | 868.35 | 52.41 | 0.66 | 850.24 | 0 | 1330 | 1725 | 733.5 | 52.315 | 0.34 | 663.845 | 55.43 | 1003.47
Proven42+1+2+3+4 | 1200 | 707.05 | 55.49 | 0.01 | 511.55 | 180.6 | 646.16 | 2250 | 878.35 | 52.79 | 0.63 | 860.25 | 0 | 1320 | 1725 | 792.7 | 54.14 | 0.32 | 685.9 | 90.3 | 983.08
Proven42+1+2+3+4+5 | 1200 | 815.46 | 57.42 | 0.01 | 544.85 | 257.12 | 611.67 | 2250 | 888.36 | 53.16 | 0.61 | 870.26 | 0 | 1310 | 1725 | 851.91 | 55.29 | 0.31 | 707.555 | 128.56 | 960.835
Proven42+1+2+3+4+5+6 | 1200 | 923.87 | 58.29 | 0.01 | 573.36 | 332.78 | 586.61 | 2250 | 898.37 | 53.52 | 0.59 | 880.26 | 0 | 1300 | 1725 | 911.12 | 55.905 | 0.3 | 726.81 | 166.39 | 943.305
Proven42+1+2+3+4+5+6+7 | 1200 | 1030 | 58.37 | 0.01 | 601.86 | 408.44 | 561.55 | 2250 | 908.38 | 53.88 | 0.57 | 890.27 | 0 | 1290 | 1725 | 969.19 | 56.125 | 0.29 | 746.065 | 204.22 | 925.775
Proven63 | 1200 | 436.23 | 44.19 | 0.05 | 421.84 | 2.51 | 751.34 | 2250 | 1300 | 68.53 | 0.74 | 1250 | 13.37 | 919.76 | 1725 | 868.115 | 56.36 | 0.395 | 835.92 | 7.94 | 835.55
Proven63+1 | 1200 | 544.64 | 50.46 | 0.04 | 484.49 | 46.77 | 686.41 | 2250 | 1310 | 68.76 | 0.73 | 1260 | 13.37 | 909.75 | 1725 | 927.32 | 59.61 | 0.385 | 872.245 | 30.07 | 798.08
Proven63+1+2 | 1200 | 653.04 | 54.93 | 0.03 | 522.71 | 116.01 | 632.38 | 2250 | 1320 | 68.99 | 0.71 | 1270 | 13.37 | 899.74 | 1725 | 986.52 | 61.96 | 0.37 | 896.355 | 64.69 | 766.06
Proven63+1+2+3 | 1200 | 761.45 | 57.82 | 0.02 | 556.81 | 185.75 | 601.6 | 2250 | 1330 | 69.21 | 0.7 | 1280 | 13.37 | 889.74 | 1725 | 1045.725 | 63.515 | 0.36 | 918.405 | 99.56 | 745.67
Proven63+1+2+3+4 | 1200 | 869.86 | 59.41 | 0.02 | 587.13 | 264.92 | 569.95 | 2250 | 1340 | 69.42 | 0.68 | 1290 | 13.37 | 879.73 | 1725 | 1104.93 | 64.415 | 0.35 | 938.565 | 139.145 | 724.84
Proven63+1+2+3+4+5 | 1200 | 978.27 | 59.99 | 0.02 | 615.64 | 340.58 | 544.9 | 2250 | 1350 | 69.63 | 0.67 | 1300 | 13.37 | 869.72 | 1725 | 1164.135 | 64.81 | 0.345 | 957.82 | 176.975 | 707.31
Proven63+1+2+3+4+5+6 | 1200 | 1090 | 59.8 | 0.01 | 644.15 | 416.24 | 519.84 | 2250 | 1360 | 69.82 | 0.65 | 1310 | 13.37 | 859.71 | 1725 | 1225 | 64.81 | 0.33 | 977.075 | 214.805 | 689.775
Proven63+1+2+3+4+5+6+7 | 1200 | 1200 | 59.09 | 0.01 | 669.1 | 499.7 | 489.5 | 2250 | 1370 | 70.01 | 0.64 | 1320 | 13.37 | 849.7 | 1725 | 1285 | 64.55 | 0.325 | 994.55 | 256.535 | 669.6
Proven84 | 1200 | 638.44 | 55.07 | 0.03 | 552.07 | 65.72 | 621.09 | 2250 | 1790 | 81.05 | 0.76 | 1660 | 65.6 | 507.7 | 1725 | 1214.22 | 68.06 | 0.395 | 1106.035 | 65.66 | 564.395
Proven84+1 | 1200 | 746.85 | 58.65 | 0.02 | 588.41 | 137.16 | 568.69 | 2250 | 1800 | 81.13 | 0.75 | 1670 | 69.12 | 499.89 | 1725 | 1273.425 | 69.89 | 0.385 | 1129.205 | 103.14 | 534.29
Proven84+1+2 | 1200 | 855.26 | 60.78 | 0.02 | 617.16 | 217.26 | 538.37 | 2250 | 1810 | 81.19 | 0.74 | 1680 | 72.25 | 492.79 | 1725 | 1332.63 | 70.985 | 0.38 | 1148.58 | 144.755 | 515.58
Proven84+1+2+3 | 1200 | 963.67 | 61.72 | 0.02 | 645.66 | 292.92 | 513.31 | 2250 | 1820 | 81.25 | 0.73 | 1680 | 76.36 | 488.45 | 1725 | 1391.835 | 71.485 | 0.375 | 1162.83 | 184.64 | 500.88
Proven84+1+2+3+4 | 1200 | 1070 | 61.76 | 0.01 | 674.17 | 368.58 | 488.25 | 2250 | 1830 | 81.29 | 0.72 | 1690 | 85.3 | 473.32 | 1725 | 1450 | 71.525 | 0.365 | 1182.085 | 226.94 | 480.785
Proven84+1+2+3+4+5 | 1200 | 1180 | 61.15 | 0.01 | 698.57 | 452.85 | 458.19 | 2250 | 1840 | 81.32 | 0.7 | 1690 | 92.32 | 471.37 | 1725 | 1510 | 71.235 | 0.355 | 1194.285 | 272.585 | 464.78
Proven84+1+2+3+4+5+6 | 1200 | 1290 | 60.1 | 0.01 | 720.97 | 534.49 | 438.64 | 2250 | 1850 | 81.34 | 0.69 | 1690 | 100.5 | 467.19 | 1725 | 1570 | 70.72 | 0.35 | 1205.485 | 317.495 | 452.915
Proven84+1+2+3+4+5+6+7 | 1200 | 1400 | 58.78 | 0.01 | 743.36 | 616.13 | 419.09 | 2250 | 1860 | 81.35 | 0.68 | 1690 | 109.09 | 466.53 | 1725 | 1630 | 70.065 | 0.345 | 1216.68 | 362.61 | 442.81
Proven102 | 1200 | 775.25 | 60.13 | 0.03 | 619.55 | 136.03 | 532.6 | 2250 | 2170 | 86.25 | 0.76 | 1890 | 202.68 | 269.73 | 1725 | 1472.625 | 73.19 | 0.395 | 1254.775 | 169.355 | 401.165
Proven102+1 | 1200 | 883.66 | 62.17 | 0.03 | 648.05 | 211.69 | 507.54 | 2250 | 2180 | 86.16 | 0.75 | 1890 | 212.29 | 269.73 | 1725 | 1531.83 | 74.165 | 0.39 | 1269.025 | 211.99 | 388.635
Proven102+1+2 | 1200 | 992.07 | 63.02 | 0.02 | 676.56 | 287.35 | 482.48 | 2250 | 2190 | 86.06 | 0.74 | 1890 | 221.9 | 269.73 | 1725 | 1591.035 | 74.54 | 0.38 | 1283.28 | 254.625 | 376.105
Proven102+1+2+3 | 1200 | 1100 | 62.96 | 0.02 | 705.06 | 363.01 | 457.42 | 2250 | 2200 | 85.96 | 0.73 | 1890 | 231.51 | 269.73 | 1725 | 1650 | 74.46 | 0.375 | 1297.53 | 297.26 | 363.575
Proven102+1+2+3+4 | 1200 | 1210 | 62.24 | 0.02 | 727.78 | 449.1 | 428.89 | 2250 | 2210 | 85.84 | 0.72 | 1890 | 241.12 | 269.73 | 1725 | 1710 | 74.04 | 0.37 | 1308.89 | 345.11 | 349.31
Proven102+1+2+3+4+5 | 1200 | 1320 | 61.09 | 0.01 | 750.17 | 530.75 | 409.35 | 2250 | 2220 | 85.71 | 0.72 | 1890 | 250.73 | 269.73 | 1725 | 1770 | 73.4 | 0.365 | 1320.085 | 390.74 | 339.54
Proven102+1+2+3+4+5+6 | 1200 | 1430 | 59.67 | 0.01 | 772.56 | 612.39 | 389.8 | 2250 | 2230 | 85.57 | 0.71 | 1890 | 260.34 | 269.73 | 1725 | 1830 | 72.62 | 0.36 | 1331.28 | 436.365 | 329.765
Proven102+1+2+3+4+5+6+7 | 1200 | 1530 | 58.1 | 0.01 | 794.96 | 694.03 | 370.25 | 2250 | 2240 | 85.42 | 0.7 | 1890 | 269.95 | 269.73 | 1725 | 1885 | 71.76 | 0.355 | 1342.48 | 481.99 | 319.99
Proven126 | 1200 | 1570 | 64.27 | 0.03 | 698.75 | 229.49 | 458.08 | 2250 | 2680 | 85.44 | 0.76 | 2080 | 503.17 | 90.49 | 1725 | 2125 | 74.855 | 0.395 | 1389.375 | 366.33 | 274.285
1+Proven126 | 1200 | 1070 | 64.67 | 0.03 | 727.25 | 305.15 | 433.02 | 2250 | 2690 | 85.23 | 0.75 | 2080 | 513 | 90.49 | 1725 | 1880 | 74.95 | 0.39 | 1403.625 | 409.075 | 261.755
1+2+Proven126 | 1200 | 1170 | 64.23 | 0.02 | 751.78 | 389.68 | 402.87 | 2250 | 2700 | 85.01 | 0.75 | 2080 | 522.83 | 90.49 | 1725 | 1935 | 74.62 | 0.385 | 1415.89 | 456.255 | 246.68
1+2+3+Proven126 | 1200 | 1280 | 63.22 | 0.02 | 774.18 | 471.33 | 383.32 | 2250 | 2710 | 84.79 | 0.74 | 2080 | 532.66 | 90.49 | 1725 | 1995 | 74.005 | 0.38 | 1427.09 | 501.995 | 236.905
1+2+3+4+Proven126 | 1200 | 1390 | 61.84 | 0.02 | 796.57 | 552.97 | 363.78 | 2250 | 2720 | 84.57 | 0.73 | 2080 | 542.49 | 90.49 | 1725 | 2055 | 73.205 | 0.375 | 1438.285 | 547.73 | 227.135
1+2+3+4+5+Proven126 | 1200 | 1500 | 60.25 | 0.02 | 818.97 | 634.61 | 344.23 | 2250 | 2730 | 84.34 | 0.72 | 2080 | 552.32 | 90.49 | 1725 | 2115 | 72.295 | 0.37 | 1449.485 | 593.465 | 217.36
1+2+3+4+5+6+Proven126 | 1200 | 1610 | 58.55 | 0.01 | 841.36 | 716.25 | 324.68 | 2250 | 2740 | 84.11 | 0.72 | 2080 | 562.15 | 90.49 | 1725 | 2175 | 71.33 | 0.365 | 1460.68 | 639.2 | 207.585
1+2+3+4+5+6+7+Proven126 | 1200 | 1720 | 56.81 | 0.01 | 863.75 | 797.9 | 305.14 | 2250 | 2750 | 83.88 | 0.71 | 2080 | 571.98 | 90.49 | 1725 | 2235 | 70.345 | 0.36 | 1471.875 | 684.94 | 197.815

## 15% Average
RE Supply | Total Demand Summer | Total RE supply Summer | Match Rate % Summer | Correlation Coefficient Summer | Energy Delivered Summer | Energy Surplus Summer | Energy Deficit Summer | Total Demand Winter | Total RE supply Winter | Match Rate % Winter | Correlation Coefficient Winter | Energy Delivered Winter | Energy Surplus Winter | Energy Deficit Winter | Total Demand Average | Total RE supply Average | Match Rate % Average | Correlation Coefficient Average | Energy Delivered Average | Energy Surplus Average | Energy Deficit Average
Proven22.5 | 1200 | 128.4 | 17.24 | 0.14 | 126.46 | 0 | 1050 | 2250 | 433.12 | 30.61 | 0.72 | 424.04 | 0 | 1760 | 1725 | 280.76 | 23.925 | 0.43 | 275.25 | 0 | 1405
1+Proven22.5 | 1200 | 244.56 | 29.9 | 0.06 | 242.61 | 0 | 932.56 | 2250 | 443.84 | 31.23 | 0.67 | 434.76 | 0 | 1750 | 1725 | 344.2 | 30.565 | 0.365 | 338.685 | 0 | 1341.28
1+2+Proven22.5 | 1200 | 360.71 | 39.53 | 0.04 | 348.44 | 7.75 | 822.17 | 2250 | 454.56 | 31.85 | 0.62 | 445.49 | 0 | 1740 | 1725 | 407.635 | 35.69 | 0.33 | 396.965 | 3.875 | 1281.085
1+2+3+Proven22.5 | 1200 | 476.86 | 46.56 | 0.03 | 412.11 | 61.49 | 739.56 | 2250 | 465.29 | 32.47 | 0.58 | 456.21 | 0 | 1730 | 1725 | 471.075 | 39.515 | 0.305 | 434.16 | 30.745 | 1234.78
1+2+3+4+Proven22.5 | 1200 | 593.01 | 51.44 | 0.02 | 448.65 | 136.22 | 706.58 | 2250 | 476.01 | 33.09 | 0.54 | 466.93 | 0 | 1720 | 1725 | 534.51 | 42.265 | 0.28 | 457.79 | 68.11 | 1213.29
1+2+3+4+5+Proven22.5 | 1200 | 709.16 | 54.56 | 0.02 | 485.18 | 210.94 | 673.6 | 2250 | 486.73 | 33.7 | 0.5 | 477.65 | 0 | 1710 | 1725 | 597.945 | 44.13 | 0.26 | 481.415 | 105.47 | 1191.8
1+2+3+4+5+6+Proven22.5 | 1200 | 825.31 | 56.28 | 0.01 | 520.34 | 293.49 | 637.67 | 2250 | 497.45 | 34.32 | 0.47 | 488.38 | 0 | 1700 | 1725 | 661.38 | 45.3 | 0.24 | 504.36 | 146.745 | 1168.835
Proven45 | 1200 | 292.95 | 33.26 | 0.06 | 286.82 | 0 | 888.35 | 2250 | 898.2 | 53.83 | 0.73 | 878.8 | 0 | 1310 | 1725 | 595.575 | 43.545 | 0.395 | 582.81 | 0 | 1099.175
1+Proven45 | 1200 | 409.11 | 42.42 | 0.03 | 395.01 | 5.97 | 775.41 | 2250 | 908.92 | 54.23 | 0.7 | 889.52 | 0 | 1290 | 1725 | 659.015 | 48.325 | 0.365 | 642.265 | 2.985 | 1032.705
1+2+Proven45 | 1200 | 525.26 | 49.16 | 0.02 | 456.92 | 57.52 | 714.5 | 2250 | 919.65 | 54.62 | 0.68 | 900.25 | 0 | 1280 | 1725 | 722.455 | 51.89 | 0.35 | 678.585 | 28.76 | 997.25
1+2+3+Proven45 | 1200 | 641.41 | 53.8 | 0.02 | 494.36 | 134.73 | 661.25 | 2250 | 930.37 | 55 | 0.66 | 910.97 | 0 | 1270 | 1725 | 785.89 | 54.4 | 0.34 | 702.665 | 67.365 | 965.625
1+2+3+4+Proven45 | 1200 | 757.56 | 56.69 | 0.01 | 530.89 | 209.45 | 628.27 | 2250 | 941.09 | 55.38 | 0.63 | 921.69 | 0 | 1260 | 1725 | 849.325 | 56.035 | 0.32 | 726.29 | 104.725 | 944.135
1+2+3+4+5+Proven45 | 1200 | 873.71 | 58.18 | 0.01 | 563.56 | 294.14 | 594.69 | 2250 | 951.82 | 55.75 | 0.61 | 932.42 | 0 | 1250 | 1725 | 912.765 | 56.965 | 0.31 | 747.99 | 147.07 | 922.345
1+2+3+4+5+6+Proven45 | 1200 | 989.86 | 58.61 | 0.01 | 594.1 | 375.21 | 567.84 | 2250 | 962.54 | 56.11 | 0.59 | 943.14 | 0 | 1240 | 1725 | 976.2 | 57.36 | 0.3 | 768.62 | 187.605 | 903.92
Proven67.5 | 1200 | 467.39 | 46.21 | 0.05 | 446.82 | 7.9 | 718.39 | 2250 | 1390 | 71.36 | 0.74 | 1340 | 18.24 | 837.09 | 1725 | 928.695 | 58.785 | 0.395 | 893.41 | 13.07 | 777.74
1+Proven67.5 | 1200 | 583.54 | 52.37 | 0.04 | 505.1 | 63.03 | 667.04 | 2250 | 1400 | 71.58 | 0.73 | 1350 | 18.24 | 826.37 | 1725 | 991.77 | 61.975 | 0.385 | 927.55 | 40.635 | 746.705
1+2+Proven67.5 | 1200 | 699.69 | 56.54 | 0.03 | 542.85 | 140.24 | 613.51 | 2250 | 1410 | 71.79 | 0.71 | 1360 | 18.24 | 815.64 | 1725 | 1054.845 | 64.165 | 0.37 | 951.425 | 79.24 | 714.575
1+2+3+Proven67.5 | 1200 | 815.84 | 59.02 | 0.02 | 578.32 | 221.43 | 576.85 | 2250 | 1420 | 71.99 | 0.7 | 1370 | 18.24 | 804.92 | 1725 | 1117.92 | 65.505 | 0.36 | 974.16 | 119.835 | 690.885
1+2+3+4+Proven67.5 | 1200 | 931.99 | 60.14 | 0.02 | 608.86 | 302.49 | 550 | 2250 | 1430 | 72.18 | 0.68 | 1380 | 18.24 | 794.2 | 1725 | 1180.995 | 66.16 | 0.35 | 994.43 | 160.365 | 672.1
1+2+3+4+5+Proven67.5 | 1200 | 1050 | 60.25 | 0.02 | 639.4 | 383.56 | 523.15 | 2250 | 1440 | 72.36 | 0.67 | 1390 | 18.24 | 783.47 | 1725 | 1245 | 66.305 | 0.345 | 1014.7 | 200.9 | 653.31
1+2+3+4+5+6+Proven67.5 | 1200 | 1160 | 59.65 | 0.01 | 668.19 | 470.7 | 489.42 | 2250 | 1460 | 72.53 | 0.65 | 1400 | 18.24 | 772.75 | 1725 | 1310 | 66.09 | 0.33 | 1034.095 | 244.47 | 631.085
Proven90 | 1200 | 693.68 | 57.98 | 0.08 | 589.18 | 84.9 | 567.09 | 2250 | 1920 | 83.31 | 0.76 | 1750 | 105.98 | 412.01 | 1725 | 1306.84 | 70.645 | 0.42 | 1169.59 | 95.44 | 489.55
1+Proven90 | 1200 | 809.83 | 61.07 | 0.06 | 621.23 | 168.81 | 533.57 | 2250 | 1930 | 83.33 | 0.75 | 1760 | 113.03 | 408.39 | 1725 | 1369.915 | 72.2 | 0.405 | 1190.615 | 140.92 | 470.98
1+2+Proven90 | 1200 | 925.98 | 62.62 | 0.05 | 651.77 | 249.87 | 506.72 | 2250 | 1940 | 83.35 | 0.74 | 1760 | 122.06 | 405.41 | 1725 | 1432.99 | 72.985 | 0.395 | 1205.885 | 185.965 | 456.065
1+2+3+Proven90 | 1200 | 1040 | 62.96 | 0.04 | 682.31 | 330.94 | 479.87 | 2250 | 1950 | 83.34 | 0.73 | 1760 | 131.27 | 404.7 | 1725 | 1495 | 73.15 | 0.385 | 1221.155 | 231.105 | 442.285
1+2+3+4+Proven90 | 1200 | 1160 | 62.43 | 0.03 | 708.79 | 420.66 | 447.73 | 2250 | 1960 | 83.33 | 0.72 | 1760 | 140.47 | 404 | 1725 | 1560 | 72.88 | 0.375 | 1234.395 | 280.565 | 425.865
1+2+3+4+5+Proven90 | 1200 | 1270 | 61.32 | 0.03 | 732.79 | 508.14 | 426.78 | 2250 | 1970 | 83.3 | 0.7 | 1760 | 149.68 | 403.29 | 1725 | 1620 | 72.31 | 0.365 | 1246.395 | 328.91 | 415.035
1+2+3+4+5+6+Proven90 | 1200 | 1390 | 59.86 | 0.03 | 756.78 | 595.61 | 405.84 | 2250 | 1980 | 83.26 | 0.69 | 1760 | 158.89 | 402.59 | 1725 | 1685 | 71.56 | 0.36 | 1258.39 | 377.25 | 404.215
Proven112.5 | 1200 | 976.93 | 64.33 | 0.02 | 704.94 | 240.68 | 449.39 | 2250 | 2490 | 86.64 | 0.77 | 2030 | 380.69 | 143.49 | 1725 | 1733.465 | 75.485 | 0.395 | 1367.47 | 310.685 | 296.44
1+Proven112.5 | 1200 | 1090 | 64.59 | 0.02 | 734.79 | 327.46 | 414.32 | 2250 | 2500 | 86.47 | 0.77 | 2030 | 390.98 | 143.49 | 1725 | 1795 | 75.53 | 0.395 | 1382.395 | 359.22 | 278.905
1+2+Proven112.5 | 1200 | 1210 | 63.96 | 0.01 | 758.78 | 414.94 | 393.38 | 2250 | 2510 | 86.29 | 0.76 | 2030 | 401.28 | 143.49 | 1725 | 1860 | 75.125 | 0.385 | 1394.39 | 408.11 | 268.435
1+2+3+Proven112.5 | 1200 | 1330 | 62.75 | 0.01 | 782.77 | 502.41 | 372.44 | 2250 | 2520 | 86.11 | 0.75 | 2030 | 411.58 | 143.49 | 1725 | 1925 | 74.43 | 0.38 | 1406.385 | 456.995 | 257.965
1+2+3+4+Proven112.5 | 1200 | 1440 | 61.17 | 0.01 | 806.77 | 589.88 | 351.49 | 2250 | 2540 | 85.91 | 0.74 | 2030 | 421.87 | 143.49 | 1725 | 1990 | 73.54 | 0.375 | 1418.385 | 505.875 | 247.49
1+2+3+4+5+Proven112.5 | 1200 | 1560 | 59.41 | 0.01 | 830.76 | 677.36 | 330.55 | 2250 | 2550 | 85.71 | 0.73 | 2030 | 432.17 | 143.49 | 1725 | 2055 | 72.56 | 0.37 | 1430.38 | 554.765 | 237.02
1+2+3+4+5+6+Proven112.5 | 1200 | 1670 | 57.56 | 0.01 | 854.75 | 764.83 | 309.61 | 2250 | 2560 | 85.5 | 0.72 | 2030 | 442.47 | 143.49 | 1725 | 2115 | 71.53 | 0.365 | 1442.375 | 603.65 | 226.55
Proven135 | 1200 | 1070 | 65.55 | 0.03 | 746.28 | 287.96 | 411.3 | 2250 | 2930 | 83.2 | 0.77 | 2130 | 712.92 | 47.53 | 1725 | 2000 | 74.375 | 0.4 | 1438.14 | 500.44 | 229.415
1+Proven135 | 1200 | 1190 | 65.12 | 0.02 | 771.52 | 379.35 | 380.5 | 2250 | 2940 | 82.98 | 0.76 | 2130 | 723.64 | 47.53 | 1725 | 2065 | 74.05 | 0.39 | 1450.76 | 551.495 | 214.015
1+2+Proven135 | 1200 | 1300 | 64.01 | 0.02 | 795.51 | 466.83 | 359.56 | 2250 | 2950 | 82.75 | 0.75 | 2130 | 734.36 | 47.53 | 1725 | 2125 | 73.38 | 0.385 | 1462.755 | 600.595 | 203.545
1+2+3+Proven135 | 1200 | 1420 | 62.46 | 0.02 | 819.5 | 554.3 | 338.62 | 2250 | 2960 | 82.52 | 0.75 | 2130 | 745.08 | 47.53 | 1725 | 2190 | 72.49 | 0.385 | 1474.75 | 649.69 | 193.075
1+2+3+4+Proven135 | 1200 | 1540 | 60.68 | 0.02 | 843.5 | 641.78 | 317.68 | 2250 | 2970 | 82.29 | 0.74 | 2130 | 755.81 | 47.53 | 1725 | 2255 | 71.485 | 0.38 | 1486.75 | 698.795 | 182.605
1+2+3+4+5+Proven135 | 1200 | 1650 | 58.79 | 0.01 | 867.49 | 729.25 | 296.73 | 2250 | 2980 | 82.05 | 0.73 | 2130 | 766.53 | 47.53 | 1725 | 2315 | 70.42 | 0.37 | 1498.745 | 747.89 | 172.13
1+2+3+4+5+6+Proven135 | 1200 | 1770 | 56.88 | 0.01 | 891.49 | 816.72 | 275.79 | 2250 | 2990 | 81.81 | 0.72 | 2130 | 777.25 | 47.53 | 1725 | 2380 | 69.345 | 0.365 | 1510.745 | 796.985 | 161.66

## 18% Average
RE Supply | Total Demand Summer | Total RE supply Summer | Match Rate % Summer | Correlation Coefficient Summer | Energy Delivered Summer | Energy Surplus Summer | Energy Deficit Summer | Total Demand Winter | Total RE supply Winter | Match Rate % Winter | Correlation Coefficient Winter | Energy Delivered Winter | Energy Surplus Winter | Energy Deficit Winter | Total Demand Average | Total RE supply Average | Match Rate % Average | Correlation Coefficient Average | Energy Delivered Average | Energy Surplus Average | Energy Deficit Average
Proven27 | 1200 | 162.37 | 20.54 | 0.08 | 158.91 | 0 | 1020 | 2250 | 519.74 | 35.58 | 0.72 | 508.85 | 0 | 1680 | 1725 | 341.055 | 28.06 | 0.4 | 333.88 | 0 | 1350
Proven27+1 | 1200 | 301.75 | 34.54 | 0.03 | 297.59 | 0.35 | 872.3 | 2250 | 532.61 | 36.26 | 0.67 | 521.72 | 0 | 1660 | 1725 | 417.18 | 35.4 | 0.35 | 409.655 | 0.175 | 1266.15
Proven27+1+2 | 1200 | 441.13 | 44.49 | 0.02 | 404.33 | 30.91 | 764.84 | 2250 | 545.48 | 36.94 | 0.62 | 534.58 | 0 | 1650 | 1725 | 493.305 | 40.715 | 0.32 | 469.455 | 15.455 | 1207.42
Proven27+1+2+3 | 1200 | 580.52 | 51.09 | 0.01 | 453.55 | 118.45 | 700.99 | 2250 | 558.34 | 37.62 | 0.58 | 547.45 | 0 | 1640 | 1725 | 569.43 | 44.355 | 0.295 | 500.5 | 59.225 | 1170.495
Proven27+1+2+3+4 | 1200 | 719.9 | 55.03 | 0.01 | 497.39 | 208.12 | 661.41 | 2250 | 571.21 | 38.29 | 0.54 | 560.32 | 0 | 1620 | 1725 | 645.555 | 46.66 | 0.275 | 528.855 | 104.06 | 1140.705
Proven27+1+2+3+4+5 | 1200 | 859.28 | 56.93 | 0.01 | 538.32 | 307.14 | 620.42 | 2250 | 584.08 | 38.96 | 0.5 | 573.19 | 0 | 1610 | 1725 | 721.68 | 47.945 | 0.255 | 555.755 | 153.57 | 1115.21
Proven54 | 1200 | 351.55 | 38.1 | 0.06 | 344.19 | 0 | 830.99 | 2250 | 1080 | 60.95 | 0.73 | 1050 | 1.91 | 1130 | 1725 | 715.775 | 49.525 | 0.395 | 697.095 | 0.955 | 980.495
Proven54+1 | 1200 | 490.93 | 47.51 | 0.03 | 450.67 | 30.28 | 718.91 | 2250 | 1090 | 61.34 | 0.7 | 1060 | 1.91 | 1120 | 1725 | 790.465 | 54.425 | 0.365 | 755.335 | 16.095 | 919.455
Proven54+1+2 | 1200 | 630.31 | 53.75 | 0.02 | 501.25 | 116.66 | 653.73 | 2250 | 1100 | 61.72 | 0.68 | 1080 | 1.91 | 1110 | 1725 | 865.155 | 57.735 | 0.35 | 790.625 | 59.285 | 881.865
Proven54+1+2+3 | 1200 | 769.69 | 57.37 | 0.02 | 545.09 | 206.33 | 614.16 | 2250 | 1120 | 62.09 | 0.66 | 1090 | 1.91 | 1090 | 1725 | 944.845 | 59.73 | 0.34 | 817.545 | 104.12 | 852.08
Proven54+1+2+3+4 | 1200 | 909.07 | 58.96 | 0.01 | 583.03 | 307.93 | 575.99 | 2250 | 1130 | 62.45 | 0.63 | 1100 | 1.91 | 1080 | 1725 | 1019.535 | 60.705 | 0.32 | 841.515 | 154.92 | 827.995
Proven54+1+2+3+4+5 | 1200 | 1050 | 59.11 | 0.01 | 619.68 | 405.2 | 543.77 | 2250 | 1140 | 62.8 | 0.61 | 1120 | 1.91 | 1070 | 1725 | 1095 | 60.955 | 0.31 | 869.84 | 203.555 | 806.885
Proven81 | 1200 | 615.64 | 54.05 | 0.03 | 539.35 | 56.91 | 633.1 | 2250 | 1720 | 79.74 | 0.76 | 1610 | 56.92 | 555.92 | 1725 | 1167.82 | 66.895 | 0.395 | 1074.675 | 56.915 | 594.51
Proven81+1 | 1200 | 755.02 | 58.72 | 0.02 | 586.9 | 151.53 | 565.58 | 2250 | 1740 | 79.87 | 0.75 | 1630 | 57.64 | 545.21 | 1725 | 1247.51 | 69.295 | 0.385 | 1108.45 | 104.585 | 555.395
Proven81+1+2 | 1200 | 894.41 | 61.05 | 0.02 | 623.55 | 248.81 | 533.36 | 2250 | 1750 | 79.98 | 0.73 | 1640 | 60.35 | 534.53 | 1725 | 1322.205 | 70.515 | 0.375 | 1131.775 | 154.58 | 533.945
Proven81+1+2+3 | 1200 | 1030 | 61.62 | 0.01 | 660.2 | 346.09 | 501.14 | 2250 | 1760 | 80.07 | 0.72 | 1640 | 64.85 | 526.58 | 1725 | 1395 | 70.845 | 0.365 | 1150.1 | 205.47 | 513.86
Proven81+1+2+3+4 | 1200 | 1170 | 60.98 | 0.01 | 693.17 | 451.53 | 463.53 | 2250 | 1770 | 80.15 | 0.7 | 1650 | 70.14 | 521 | 1725 | 1470 | 70.565 | 0.355 | 1171.585 | 260.835 | 492.265
Proven81+1+2+3+4+5 | 1200 | 1310 | 59.61 | 0.01 | 721.96 | 556.5 | 438.4 | 2250 | 1790 | 80.2 | 0.68 | 1660 | 78.8 | 516.18 | 1725 | 1550 | 69.905 | 0.345 | 1190.98 | 317.65 | 477.29
Proven108 | 1200 | 820.86 | 61.42 | 0.03 | 639.35 | 159.4 | 513.97 | 2250 | 2290 | 86.83 | 0.76 | 1950 | 255.45 | 224.02 | 1725 | 1555.43 | 74.125 | 0.395 | 1294.675 | 207.425 | 368.995
Proven108+1 | 1200 | 960.24 | 63.25 | 0.02 | 676 | 256.67 | 481.75 | 2250 | 2300 | 86.66 | 0.75 | 1950 | 267.81 | 224.02 | 1725 | 1630.12 | 74.955 | 0.385 | 1313 | 262.24 | 352.885
Proven108+1+2 | 1200 | 1100 | 63.38 | 0.02 | 712.65 | 353.95 | 449.53 | 2250 | 2310 | 86.48 | 0.74 | 1950 | 280.17 | 224.02 | 1725 | 1705 | 74.93 | 0.38 | 1331.325 | 317.06 | 336.775
Proven108+1+2+3 | 1200 | 1240 | 62.4 | 0.02 | 741.78 | 463.41 | 415.41 | 2250 | 2320 | 86.27 | 0.73 | 1950 | 292.52 | 224.02 | 1725 | 1780 | 74.335 | 0.375 | 1345.89 | 377.965 | 319.715
Proven108+1+2+3+4 | 1200 | 1380 | 60.74 | 0.01 | 770.57 | 568.38 | 390.28 | 2250 | 2340 | 86.06 | 0.72 | 1950 | 304.88 | 224.02 | 1725 | 1860 | 73.4 | 0.365 | 1360.285 | 436.63 | 307.15
Proven108+1+2+3+4+5 | 1200 | 1520 | 58.75 | 0.01 | 799.36 | 673.35 | 365.14 | 2250 | 2350 | 85.83 | 0.71 | 1950 | 317.23 | 224.02 | 1725 | 1935 | 72.29 | 0.36 | 1374.68 | 495.29 | 294.58
Proven135 | 1200 | 1070 | 65.55 | 0.03 | 746.28 | 287.96 | 411.3 | 2250 | 2930 | 83.2 | 0.77 | 2130 | 712.92 | 47.53 | 1725 | 2000 | 74.375 | 0.4 | 1438.14 | 500.44 | 229.415
Proven135+1 | 1200 | 1210 | 64.94 | 0.02 | 776.32 | 396.85 | 376.32 | 2250 | 2940 | 82.93 | 0.76 | 2130 | 725.78 | 47.53 | 1725 | 2075 | 73.935 | 0.39 | 1453.16 | 561.315 | 211.925
Proven135+1+2 | 1200 | 1350 | 63.43 | 0.02 | 805.11 | 501.82 | 351.18 | 2250 | 2950 | 82.66 | 0.75 | 2130 | 738.65 | 47.53 | 1725 | 2150 | 73.045 | 0.385 | 1467.555 | 620.235 | 199.355
Proven135+1+2+3 | 1200 | 1490 | 61.41 | 0.02 | 833.9 | 606.79 | 326.05 | 2250 | 2970 | 82.38 | 0.74 | 2130 | 751.52 | 47.53 | 1725 | 2230 | 71.895 | 0.38 | 1481.95 | 679.155 | 186.79
Proven135+1+2+3+4 | 1200 | 1630 | 59.17 | 0.01 | 862.69 | 711.75 | 300.92 | 2250 | 2980 | 82.1 | 0.73 | 2130 | 764.39 | 47.53 | 1725 | 2305 | 70.635 | 0.37 | 1496.345 | 738.07 | 174.225
Proven135+1+2+3+4+5 | 1200 | 1770 | 56.88 | 0.01 | 891.49 | 816.72 | 275.79 | 2250 | 2990 | 81.81 | 0.72 | 2130 | 777.25 | 47.53 | 1725 | 2380 | 69.345 | 0.365 | 1510.745 | 796.985 | 161.66
[15 empty] | 0 | 0 | 0 | 0 | 0 | 0 | 0
[15 empty] | 0 | 0 | 0 | 0 | 0 | 0 | 0
[15 empty] | 0 | 0 | 0 | 0 | 0 | 0 | 0
[15 empty] | 0 | 0 | 0 | 0 | 0 | 0 | 0
[15 empty] | 0 | 0 | 0 | 0 | 0 | 0 | 0
[15 empty] | 0 | 0 | 0 | 0 | 0 | 0 | 0
[15 empty] | 0 | 0 | 0 | 0 | 0 | 0 | 0
[15 empty] | 0 | 0 | 0 | 0 | 0 | 0 | 0
[15 empty] | 0 | 0 | 0 | 0 | 0 | 0 | 0
[15 empty] | 0 | 0 | 0 | 0 | 0 | 0 | 0
[15 empty] | 0 | 0 | 0 | 0 | 0 | 0 | 0
[15 empty] | 0 | 0 | 0 | 0 | 0 | 0 | 0

## Results
incrementation | RE Supply | match rate | corellation coefficient | surplus | defecit
8% (12kW) | 108kW wind + 36kW PV | 75.025 | 0.385 | 280.515 | 347.515
10% (15kW) | 105kW wind + 45kW PV | 74.825 | 0.38 | 281.16 | 357.115
12% (18kW) | 108kW wind + 36kW PV | 75.025 | 0.385 | 280.515 | 347.515
14% (21kW) | 102kW wind + 42kW PV | 74.54 | 0.38 | 254.625 | 376.105
15% (22.5kW) | 112.5kW wind + 22.5kW PV | 75.53 | 0.395 | 359.22 | 278.905
18% (27kW) | 108kW wind + 27kW PV | 74.955 | 0.385 | 262.24 | 352.885