## Harmonic Analysis
This Excel Sheet serves to analyze the tidal stream (or range) resource of a determined location. In this case, just the Tidal Harmonic Constituents have served to the analysis, as the site characteristics distance from the offshore ones. The Harmonic Stream Velocity Function is made based on the Harmonic Constituents and the Max Spring Velocity obtained from the Field Survey. | [13 empty] | HARMONIC FUNCTION | [13 empty] | POWER OUTPUT CALCULATIONS
[21 empty] | Max | [15 empty] | Turbine Rotor (wxh) [m]
[15 empty] | Standard Month |  | Harmonic Constituents |  |  |  | 2.2623 | Harmonic Function | Power | [13 empty] | 4.83 | 2.41
DATA FROM ATLAS | [13 empty] | S T A N D A R M O N T H | Day | Time | O1 | K1 | M2 | S2 | total | Vtotal abs | Power density | Power | REAL POWER OUTPUT | Factor |  | Velocity |  |  |  | Power Density |  |  |  | Electrical Power Output |  |  | Power available
[15 empty] | 2014-01-01 | 0:00 | 0.085285 | -0.1059 | 1.1004 | 0.43949 | 1.8991 | 1.8991 | 3.5272 | 11.4183 | 12.38 | 1.5008 | #DIV/0! | Velocity (m/s) | Numbers | %likelihood | likelihood | Power Density (kW/m2) | Numbers | %likelihood |  | Velocity (m/s) | Power Curve (from Seller) (kW) | Power Output (kW)
OFFSHORE | [6 empty] | OFFSHORE | [7 empty] | 2014-01-01 | 0:30 | 0.073223 | -0.099822 | 1.2391 | 0.41903 | 2.0394 | 2.0394 | 4.3682 | 14.1407 | 15.57 |  |  | 0 | 4 | 0.2688% | 0.0026882 | 0 | 131 | 8.81% |  | 0 | 0 | 0 | 0
Tide Data Surface Speed | [6 empty] | Tidal Harmonic constituents | [7 empty] | 2014-01-01 | 1:00 | 0.060077 | -0.092031 | 1.2989 | 0.37002 | 2.0462 | 2.0462 | 4.4122 | 14.2832 | 15.57 |  | 1.25 | 0.05 | 36 | 2.419% | 0.024194 | 0.05 | 199 | 13.38% |  | 0.05 | 0 | 0 | 0.00074934
Times | Neaps (knots) | Springs (knots) | Direction | U0 Neaps (m/s) | U0 Springs (m/s) |  | Constituent | Period (hr) | Period (s) | Amplitude (m) | Frequency (Rad/s) | Phase (Rad) |  |  | 2014-01-01 | 1:30 | 0.046041 | -0.082656 | 1.2761 | 0.29579 | 1.9191 | 1.9191 | 3.6397 | 11.7825 | 13.4 |  |  | 0.1 | 29 | 1.949% | 0.019489 | 0.1 | 52 | 3.497% |  | 0.1 | 0 | 0 | 0.0059948
Hw-6 | 0 | 0 | Slack | 0 | 0 |  | O1 | 25.8 | 92880 | 0.127 | 0.24353 | 51.1 |  |  | 2014-01-01 | 2:00 | 0.031323 | -0.071858 | 1.172 | 0.20141 | 1.6661 | 1.6661 | 2.3819 | 7.7107 | 8.79 |  |  | 0.15 | 36 | 2.419% | 0.024194 | 0.15 | 55 | 3.699% |  | 0.15 | 0 | 0 | 0.020232
Hw-5 | 0.2 | 0.4 | W | 0.61733 | 1.2347 |  | K1 | 23.93 | 86148 | 0.113 | 0.26257 | 204.56 |  |  | 2014-01-01 | 2:30 | 0.016141 | -0.059823 | 0.99339 | 0.093294 | 1.3038 | 1.3038 | 1.1413 | 3.6946 | 4.31 |  |  | 0.2 | 30 | 2.016% | 0.020161 | 0.2 | 45 | 3.026% |  | 0.2 | 0 | 0 | 0.047958
Hw-4 | 0.3 | 0.8 | W | 0.926 | 2.4693 |  | M2 | 12.42 | 44712 | 1.301 | 0.50589 | 24.57 |  |  | 2014-01-01 | 3:00 | 0.00072083 | -0.046759 | 0.75154 | -0.021176 | 0.8554 | 0.8554 | 0.32234 | 1.0435 | 0 |  |  | 0.25 | 29 | 1.949% | 0.019489 | 0.25 | 45 | 3.026% |  | 0.25 | 0 | 0 | 0.093668
Hw-3 | 0.5 | 0.9 | SW | 1.5433 | 2.778 |  | S2 | 12 | 43200 | 0.44 | 0.5236 | 62.88 |  |  | 2014-01-01 | 3:30 | -0.014711 | -0.03289 | 0.46185 | -0.1342 | 0.35006 | 0.35006 | 0.022093 | 0.071518 | 0 |  |  | 0.3 | 38 | 2.554% | 0.025538 | 0.3 | 39 | 2.623% |  | 0.3 | 0 | 0 | 0.16186
Hw-2 | 0.3 | 0.7 | SW | 0.926 | 2.1607 |  | Tiidal form number |  | 0.13785 | Semidiurnal tide |  |  |  |  | 2014-01-01 | 4:00 | -0.029924 | -0.018456 | 0.14278 | -0.23808 | -0.17961 | 0.17961 | 0.0029838 | 0.0096591 | 0 |  |  | 0.35 | 25 | 1.68% | 0.016801 | 0.35 | 28 | 1.883% |  | 0.35 | 0 | 0 | 0.25703
Hw-1 | 0.3 | 0.5 | SW | 0.926 | 1.5433 | [9 empty] | 2014-01-01 | 4:30 | -0.044694 | -0.003703 | -0.18538 | -0.32574 | -0.6994 | 0.6994 | 0.17619 | 0.57037 | 0 |  |  | 0.4 | 36 | 2.419% | 0.024194 | 0.4 | 39 | 2.623% |  | 0.4 | 0 | 0 | 0.38366
Hw | 0.3 | 0.6 | SW | 0.926 | 1.852 | [9 empty] | 2014-01-01 | 5:00 | -0.058803 | 0.011113 | -0.50175 | -0.3912 | -1.1758 | 1.1758 | 0.83714 | 2.71 | 3.08 |  |  | 0.45 | 24 | 1.613% | 0.016129 | 0.45 | 32 | 2.152% |  | 0.45 | 0 | 0 | 0.54627
Hw+1 | 0 | 0 | Slack | 0 | 0 |  | OFFSHORE | [7 empty] | 2014-01-01 | 5:30 | -0.07204 | 0.025738 | -0.78618 | -0.43 | -1.5781 | 1.5781 | 2.024 | 6.552 | 7.28 |  |  | 0.5 | 43 | 2.89% | 0.028898 | 0.5 | 28 | 1.883% |  | 0.5 | 0 | 0 | 0.74934
Hw+2 | -0.2 | -0.4 | E | -0.61733 | -1.2347 |  | Heights in meters above datum | [7 empty] | 2014-01-01 | 6:00 | -0.084211 | 0.03992 | -1.0206 | -0.43949 | -1.8804 | 1.8804 | 3.4244 | 11.0856 | 12.38 |  |  | 0.55 | 29 | 1.949% | 0.019489 | 0.55 | 19 | 1.278% |  | 0.55 | 0 | 0 | 0.99738
Hw+3 | -0.5 | -0.9 | E | -1.5433 | -2.778 |  | Place | Lat N | Long W | MHWS | MHWN | MLWN | MLWS |  | 2014-01-01 | 6:30 | -0.095135 | 0.053415 | -1.19 | -0.41903 | -2.0635 | 2.0635 | 4.5248 | 14.6478 | 16.72 |  |  | 0.6 | 23 | 1.546% | 0.015457 | 0.6 | 24 | 1.614% |  | 0.6 | 0 | 0 | 1.2949
Hw+4 | -0.6 | -1.1 | NE | -1.852 | -3.3953 | Max Value | Burghead | 57º 42’ | 3º 30’ | 4.1 | 3.2 | 1.6 | 0.6 |  | 2014-01-01 | 7:00 | -0.10465 | 0.065991 | -1.2837 | -0.37002 | -2.1155 | 2.1155 | 4.876 | 15.7844 | 17.92 |  |  | 0.65 | 39 | 2.621% | 0.02621 | 0.65 | 24 | 1.614% |  | 0.65 | 0 | 0 | 1.6463
Hw+5 | -0.3 | -0.7 | NE | -0.926 | -2.1607 |  | Nairn | 57º 36’ | 3º 52’ | 4.3 | 3.3 | 1.6 | 0.7 |  | 2014-01-01 | 7:30 | -0.11262 | 0.077431 | -1.2958 | -0.29579 | -2.0334 | 2.0334 | 4.3299 | 14.0169 | 15.57 |  |  | 0.7 | 36 | 2.419% | 0.024194 | 0.7 | 17 | 1.143% |  | 0.7 | 0 | 0 | 2.0562
Hw+6 | -0.2 | -0.3 | NE | -0.61733 | -0.926 |  | Findhorn | 57º 40’ | 3º 39’ | 4.2 | 3.25 | 1.6 | 0.65 |  | 2014-01-01 | 8:00 | -0.11891 | 0.087538 | -1.2253 | -0.20141 | -1.8226 | 1.8226 | 3.118 | 10.0937 | 11.42 |  |  | 0.75 | 38 | 2.554% | 0.025538 | 0.75 | 17 | 1.143% |  | 0.75 | 0 | 0 | 2.529
[15 empty] | 2014-01-01 | 8:30 | -0.12345 | 0.096139 | -1.0769 | -0.093294 | -1.4968 | 1.4968 | 1.7272 | 5.5912 | 5.75 |  |  | 0.8 | 49 | 3.293% | 0.03293 | 0.8 | 19 | 1.278% |  | 0.8 | 0 | 0 | 3.0693
[15 empty] | 2014-01-01 | 9:00 | -0.12616 | 0.10309 | -0.85991 | 0.021176 | -1.0773 | 1.0773 | 0.64382 | 2.0842 | 2.28 |  |  | 0.85 | 36 | 2.419% | 0.024194 | 0.85 | 23 | 1.547% |  | 0.85 | 0 | 0 | 3.6815
[15 empty] | 2014-01-01 | 9:30 | -0.127 | 0.10826 | -0.58822 | 0.1342 | -0.59095 | 0.59095 | 0.10628 | 0.34405 | 0 |  |  | 0.9 | 40 | 2.688% | 0.026882 | 0.9 | 21 | 1.412% |  | 0.9 | 0 | 0 | 4.3702
[15 empty] | 2014-01-01 | 10:00 | -0.12596 | 0.11157 | -0.2791 | 0.23808 | -0.069253 | 0.069253 | 0.00017105 | 0.00055372 | 0 |  |  | 0.95 | 46 | 3.091% | 0.030914 | 0.95 | 13 | 0.8742% |  | 0.95 | 2 | 0 | 5.1398
[7 empty] | Turbine Parameters | [7 empty] | 2014-01-01 | 10:30 | -0.12305 | 0.11296 | 0.04779 | 0.32574 | 0.45429 | 0.45429 | 0.048285 | 0.15631 | 0 |  | CUT-IN | 1 | 41 | 2.755% | 0.027554 | 1 | 16 | 1.076% |  | 1 | 2 | 0.055108 | 5.9948
[7 empty] | Transmission n | Generator n | Cp | Rotor diam (m) | Rotor hight | Sea density (kg/m3) |  |  | 2014-01-01 | 11:00 | -0.11832 | 0.1124 | 0.37163 | 0.3912 | 0.94614 | 0.94614 | 0.43618 | 1.412 | 0 |  | Range where turbine is rotating | 1.05 | 34 | 2.285% | 0.022849 | 1.05 | 18 | 1.21% | Range where turbine is generating power output | 1.05 | 2.2777 | 0.052045 | 6.9397 | Range where the turbine could generate electricity if max stream velocity of the site were higher
[7 empty] | 0.95 | 0.85 | 0.42 | 4.83 | 2.41 | 1030 |  |  | 2014-01-01 | 11:30 | -0.11184 | 0.10991 | 0.67183 | 0.43 | 1.3749 | 1.3749 | 1.3384 | 4.3327 | 5 |  |  | 1.1 | 41 | 2.755% | 0.027554 | 1.1 | 25 | 1.681% |  | 1.1 | 2.4992 | 0.068863 | 7.979
[15 empty] | 2014-01-01 | 12:00 | -0.10371 | 0.10553 | 0.92927 | 0.43949 | 1.7132 | 1.7132 | 2.5897 | 8.3834 | 10 |  |  | 1.15 | 35 | 2.352% | 0.023522 | 1.15 | 17 | 1.143% |  | 1.15 | 2.7673 | 0.065092 | 9.1173
[15 empty] | 2014-01-01 | 12:30 | -0.094033 | 0.099332 | 1.1276 | 0.41903 | 1.9399 | 1.9399 | 3.7594 | 12.1701 | 13.4 |  |  | 1.2 | 47 | 3.159% | 0.031586 | 1.2 | 11 | 0.7397% |  | 1.2 | 3.0821 | 0.09735 | 10.3589
[15 empty] | 2014-01-01 | 13:00 | -0.082968 | 0.091425 | 1.2541 | 0.37002 | 2.0407 | 2.0407 | 4.3768 | 14.1687 | 15.57 |  |  | 1.25 | 39 | 2.621% | 0.02621 | 1.25 | 18 | 1.21% |  | 1.25 | 3.4434 | 0.090251 | 11.7085
[15 empty] | 2014-01-01 | 13:30 | -0.070675 | 0.081944 | 1.3008 | 0.29579 | 2.0099 | 2.0099 | 4.1812 | 13.5355 | 15.57 |  |  | 1.3 | 48 | 3.226% | 0.032258 | 1.3 | 12 | 0.807% |  | 1.3 | 3.8514 | 0.12424 | 13.1705
[15 empty] | 2014-01-01 | 14:00 | -0.057334 | 0.071053 | 1.2648 | 0.20141 | 1.8499 | 1.8499 | 3.2601 | 10.5535 | 11.42 |  |  | 1.35 | 40 | 2.688% | 0.026882 | 1.35 | 18 | 1.21% |  | 1.35 | 4.306 | 0.11575 | 14.7493
[15 empty] | 2014-01-01 | 14:30 | -0.043145 | 0.05894 | 1.1482 | 0.093294 | 1.5716 | 1.5716 | 1.9992 | 6.4718 | 7.28 |  |  | 1.4 | 34 | 2.285% | 0.022849 | 1.4 | 12 | 0.807% |  | 1.4 | 5 | 0.11425 | 16.4496
[15 empty] | 2014-01-01 | 15:00 | -0.028317 | 0.045812 | 0.95859 | -0.021176 | 1.1936 | 1.1936 | 0.87582 | 2.8352 | 3.08 |  |  | 1.45 | 38 | 2.554% | 0.025538 | 1.45 | 6 | 0.4035% |  | 1.45 | 5.3551 | 0.13676 | 18.2758
[15 empty] | 2014-01-01 | 15:30 | -0.013069 | 0.031896 | 0.70795 | -0.1342 | 0.74072 | 0.74072 | 0.2093 | 0.67755 | 0 |  |  | 1.5 | 30 | 2.016% | 0.020161 | 1.5 | 12 | 0.807% |  | 1.5 | 5.75 | 0.11593 | 20.2323
[15 empty] | 2014-01-01 | 16:00 | 0.0023719 | 0.01743 | 0.41227 | -0.23808 | 0.24248 | 0.24248 | 0.0073423 | 0.023769 | 0 |  |  | 1.55 | 35 | 2.352% | 0.023522 | 1.55 | 14 | 0.9415% |  | 1.55 | 6.5908 | 0.15503 | 22.3237
[15 empty] | 2014-01-01 | 16:30 | 0.017778 | 0.0026649 | 0.090342 | -0.32574 | -0.2687 | 0.2687 | 0.0099905 | 0.032341 | 0 |  |  | 1.6 | 33 | 2.218% | 0.022177 | 1.6 | 9 | 0.6052% |  | 1.6 | 7.2785 | 0.16142 | 24.5545
[15 empty] | 2014-01-01 | 17:00 | 0.032921 | -0.012146 | -0.23733 | -0.3912 | -0.75969 | 0.75969 | 0.2258 | 0.73096 | 0 |  |  | 1.65 | 32 | 2.151% | 0.021505 | 1.65 | 12 | 0.807% |  | 1.65 | 8.0129 | 0.17232 | 26.9292
[15 empty] | 2014-01-01 | 17:30 | 0.047576 | -0.026748 | -0.5499 | -0.43 | -1.1988 | 1.1988 | 0.88734 | 2.8725 | 3.08 |  |  | 1.7 | 36 | 2.419% | 0.024194 | 1.7 | 7 | 0.4707% |  | 1.7 | 8.794 | 0.21276 | 29.4522
[15 empty] | 2014-01-01 | 18:00 | 0.061526 | -0.04089 | -0.82748 | -0.43949 | -1.5579 | 1.5579 | 1.9473 | 6.3038 | 7.28 |  |  | 1.75 | 24 | 1.613% | 0.016129 | 1.75 | 8 | 0.538% |  | 1.75 | 10 | 0.16129 | 32.1281
[15 empty] | 2014-01-01 | 18:30 | 0.074566 | -0.054328 | -1.0524 | -0.41903 | -1.814 | 1.814 | 3.074 | 9.9512 | 11.42 |  |  | 1.8 | 36 | 2.419% | 0.024194 | 1.8 | 8 | 0.538% |  | 1.8 | 10.4959 | 0.25393 | 34.9614
[15 empty] | 2014-01-01 | 19:00 | 0.086501 | -0.066831 | -1.2103 | -0.37002 | -1.9508 | 1.9508 | 3.8236 | 12.3778 | 14.26 |  |  | 1.85 | 20 | 1.344% | 0.013441 | 1.85 | 8 | 0.538% |  | 1.85 | 11.4168 | 0.15345 | 37.9565
[15 empty] | 2014-01-01 | 19:30 | 0.097156 | -0.078184 | -1.2912 | -0.29579 | -1.9601 | 1.9601 | 3.8781 | 12.5542 | 14.26 |  |  | 1.9 | 35 | 2.352% | 0.023522 | 1.9 | 11 | 0.7397% |  | 1.9 | 12.3843 | 0.2913 | 41.118
[15 empty] | 2014-01-01 | 20:00 | 0.10637 | -0.088191 | -1.29 | -0.20141 | -1.8415 | 1.8415 | 3.216 | 10.4108 | 11.42 |  |  | 1.95 | 36 | 2.419% | 0.024194 | 1.95 | 7 | 0.4707% |  | 1.95 | 13.3985 | 0.32416 | 44.4504
[15 empty] | 2014-01-01 | 20:30 | 0.11401 | -0.096681 | -1.2066 | -0.093294 | -1.6032 | 1.6032 | 2.1222 | 6.8699 | 8.01 |  |  | 2 | 24 | 1.613% | 0.016129 | 2 | 12 | 0.807% |  | 2 | 14.25 | 0.22984 | 47.958
[15 empty] | 2014-01-01 | 21:00 | 0.11996 | -0.10351 | -1.0465 | 0.021176 | -1.261 | 1.261 | 1.0327 | 3.3431 | 3.85 |  |  | 2.05 | 25 | 1.68% | 0.016801 | 2.05 | 3 | 0.2017% |  | 2.05 | 15.5667 | 0.26154 | 51.6456
[15 empty] | 2014-01-01 | 21:30 | 0.12414 | -0.10855 | -0.8197 | 0.1342 | -0.83739 | 0.83739 | 0.30241 | 0.97895 | 0 |  |  | 2.1 | 27 | 1.815% | 0.018145 | 2.1 | 10 | 0.6725% |  | 2.1 | 16.7208 | 0.3034 | 55.5174
[15 empty] | 2014-01-01 | 22:00 | 0.12648 | -0.11173 | -0.54079 | 0.23808 | -0.35994 | 0.35994 | 0.024016 | 0.077745 | 0 |  |  | 2.15 | 16 | 1.075% | 0.010753 | 2.15 | 7 | 0.4707% |  | 2.15 | 17.9215 | 0.1927 | 59.5781
[15 empty] | 2014-01-01 | 22:30 | 0.12694 | -0.11298 | -0.22745 | 0.32574 | 0.14031 | 0.14031 | 0.0014225 | 0.0046049 | 0 |  |  | 2.2 | 11 | 0.7392% | 0.0073925 | 2.2 | 13 | 0.8742% |  | 2.2 | 19.1688 | 0.1417 | 63.8321
[15 empty] | 2014-01-01 | 23:00 | 0.12552 | -0.11229 | 0.10035 | 0.3912 | 0.63098 | 0.63098 | 0.12938 | 0.41882 | 0 |  | MAX VEL | 2.25 | 5 | 0.336% | 0.0033602 | 2.25 | 9 | 0.6052% |  | 2.25 | 20 | 0.067204 | 68.284
[15 empty] | 2014-01-01 | 23:30 | 0.12225 | -0.10966 | 0.42178 | 0.43 | 1.0804 | 1.0804 | 0.64955 | 2.1027 | 2.28 |  |  | Sum | 1488 | 100% | 0.55242 | 2.3 | 4 | 0.269% |  | 2.3 | 21.8033 | 0 | 72.9382
[15 empty] | 2014-01-02 | 24:00 | 0.11716 | -0.10515 | 0.71636 | 0.43949 | 1.4598 | 1.4598 | 1.6022 | 5.1865 | 5.75 | [6 empty] | 2.35 | 13 | 0.8742% |  | 2.35 | 23.1905 | 0 | 77.7992
[15 empty] | 2014-01-02 | 24:30 | 0.11034 | -0.098832 | 0.96534 | 0.41903 | 1.7449 | 1.7449 | 2.7358 | 8.8565 | 10 | [6 empty] | 2.4 | 4 | 0.269% |  | 2.4 | 25 | 0 | 82.8715
[15 empty] | 2014-01-02 | 25:00 | 0.10189 | -0.09081 | 1.1529 | 0.37002 | 1.9175 | 1.9175 | 3.6309 | 11.7539 | 13.4 | [6 empty] | 2.45 | 9 | 0.6052% |  | 2.45 | 25 | 0 | 88.1596
[15 empty] | 2014-01-02 | 25:30 | 0.091927 | -0.081226 | 1.2671 | 0.29579 | 1.967 | 1.967 | 3.9192 | 12.6873 | 14.26 | [6 empty] | 2.5 | 10 | 0.6725% |  | 2.5 | 25 | 0 | 93.668
[15 empty] | 2014-01-02 | 26:00 | 0.080602 | -0.070243 | 1.3006 | 0.20141 | 1.8905 | 1.8905 | 3.4796 | 11.2641 | 12.38 | [6 empty] | 2.55 | 5 | 0.3362% |  | 2.55 | 25 | 0 | 99.4013
[15 empty] | 2014-01-02 | 26:30 | 0.068084 | -0.058051 | 1.2514 | 0.093294 | 1.6934 | 1.6934 | 2.5008 | 8.0957 | 8.79 | [6 empty] | 2.6 | 8 | 0.538% |  | 2.6 | 25 | 0 | 105.3638
[15 empty] | 2014-01-02 | 27:00 | 0.054558 | -0.044861 | 1.1225 | -0.021176 | 1.3888 | 1.3888 | 1.3795 | 4.4658 | 5 | [6 empty] | 2.65 | 4 | 0.269% |  | 2.65 | 25 | 0 | 111.5601
[15 empty] | 2014-01-02 | 27:30 | 0.040224 | -0.030898 | 0.92221 | -0.1342 | 0.99667 | 0.99667 | 0.50987 | 1.6505 | 0 | [6 empty] | 2.7 | 5 | 0.3362% |  | 2.7 | 25 | 0 | 117.9948
[15 empty] | 2014-01-02 | 28:00 | 0.025294 | -0.016403 | 0.66321 | -0.23808 | 0.54252 | 0.54252 | 0.082235 | 0.26621 | 0 | [6 empty] | 2.75 | 5 | 0.3362% |  | 2.75 | 25 | 0 | 124.6722
[15 empty] | 2014-01-02 | 28:30 | 0.0099892 | -0.0016267 | 0.362 | -0.32574 | 0.05578 | 0.05578 | 8.9382e-05 | 0.00028935 | 0 | [6 empty] | 2.8 | 6 | 0.4035% |  | 2.8 | 25 | 0 | 131.5969
[15 empty] | 2014-01-02 | 29:00 | -0.0054633 | 0.013178 | 0.037756 | -0.3912 | -0.43216 | 0.43216 | 0.041566 | 0.13456 | 0 | [6 empty] | 2.85 | 7 | 0.4707% |  | 2.85 | 25 | 0 | 138.7733
[15 empty] | 2014-01-02 | 29:30 | -0.020835 | 0.027756 | -0.28889 | -0.43 | -0.88996 | 0.88996 | 0.36301 | 1.1751 | 0 | [6 empty] | 2.9 | 5 | 0.3362% |  | 2.9 | 25 | 0 | 146.2061
[15 empty] | 2014-01-02 | 30:00 | -0.035898 | 0.041856 | -0.59716 | -0.43949 | -1.2884 | 1.2884 | 1.1013 | 3.5652 | 3.85 | [6 empty] | 2.95 | 8 | 0.538% |  | 2.95 | 25 | 0 | 153.8996
[15 empty] | 2014-01-02 | 30:30 | -0.050429 | 0.055236 | -0.86742 | -0.41903 | -1.6021 | 1.6021 | 2.1176 | 6.855 | 8.01 | [6 empty] | 3 | 5 | 0.3362% |  | 3 | 25 | 0 | 161.8584
[15 empty] | 2014-01-02 | 31:00 | -0.064214 | 0.067666 | -1.0825 | -0.37002 | -1.8113 | 1.8113 | 3.0604 | 9.9072 | 11.42 | [6 empty] | 3.05 | 14 | 0.9415% |  | 3.05 | 0 | 0 | 170.0869
[15 empty] | 2014-01-02 | 31:30 | -0.077047 | 0.078931 | -1.2286 | -0.29579 | -1.9032 | 1.9032 | 3.5502 | 11.4927 | 13.4 | [6 empty] | 3.1 | 4 | 0.269% |  | 3.1 | 0 | 0 | 178.5897
[15 empty] | 2014-01-02 | 32:00 | -0.08874 | 0.088837 | -1.2966 | -0.20141 | -1.8724 | 1.8724 | 3.3807 | 10.944 | 12.38 | [6 empty] | 3.15 | 2 | 0.1345% |  | 3.15 | 0 | 0 | 187.3713
[15 empty] | 2014-01-02 | 32:30 | -0.099118 | 0.097214 | -1.2821 | -0.093294 | -1.7216 | 1.7216 | 2.6278 | 8.5067 | 10 | [6 empty] | 3.2 | 5 | 0.3362% |  | 3.2 | 0 | 0 | 196.4361
[15 empty] | 2014-01-02 | 33:00 | -0.10803 | 0.10392 | -1.1859 | 0.021176 | -1.4611 | 1.4611 | 1.6063 | 5.2 | 5.75 | [6 empty] | 3.25 | 4 | 0.269% |  | 3.25 | 0 | 0 | 205.7887
[15 empty] | 2014-01-02 | 33:30 | -0.11534 | 0.10883 | -1.0143 | 0.1342 | -1.1083 | 1.1083 | 0.70106 | 2.2695 | 2.5 | [6 empty] | 3.3 | 3 | 0.2017% |  | 3.3 | 0 | 0 | 215.4335
[15 empty] | 2014-01-02 | 34:00 | -0.12094 | 0.11188 | -0.77816 | 0.23808 | -0.68642 | 0.68642 | 0.16656 | 0.5392 | 0 | [6 empty] | 3.35 | 5 | 0.3362% |  | 3.35 | 0 | 0 | 225.375
[15 empty] | 2014-01-02 | 34:30 | -0.12475 | 0.11299 | -0.49247 | 0.32574 | -0.22311 | 0.22311 | 0.0057196 | 0.018515 | 0 | [6 empty] | 3.4 | 5 | 0.3362% |  | 3.4 | 0 | 0 | 235.6178
[15 empty] | 2014-01-02 | 35:00 | -0.12672 | 0.11217 | -0.17544 | 0.3912 | 0.25151 | 0.25151 | 0.0081934 | 0.026524 | 0 | [6 empty] | 3.45 | 5 | 0.3362% |  | 3.45 | 0 | 0 | 246.1664
[15 empty] | 2014-01-02 | 35:30 | -0.12681 | 0.10941 | 0.15275 | 0.43 | 0.70669 | 0.70669 | 0.18176 | 0.58839 | 0 | [6 empty] | 3.5 | 5 | 0.3362% |  | 3.5 | 0 | 0 | 257.0251
[15 empty] | 2014-01-02 | 36:00 | -0.12502 | 0.10477 | 0.47123 | 0.43949 | 1.1131 | 1.1131 | 0.71022 | 2.2991 | 2.5 | [6 empty] | 3.55 | 7 | 0.4707% |  | 3.55 | 0 | 0 | 268.1986
[15 empty] | 2014-01-02 | 36:30 | -0.12137 | 0.098325 | 0.75971 | 0.41903 | 1.4446 | 1.4446 | 1.5526 | 5.0261 | 5.36 | [6 empty] | 3.6 | 5 | 0.3362% |  | 3.6 | 0 | 0 | 279.6913
[15 empty] | 2014-01-02 | 37:00 | -0.11594 | 0.090189 | 0.99984 | 0.37002 | 1.6801 | 1.6801 | 2.4426 | 7.9071 | 8.79 | [6 empty] | 3.65 | 9 | 0.6052% |  | 3.65 | 0 | 0 | 291.5077
[15 empty] | 2014-01-02 | 37:30 | -0.10878 | 0.0805 | 1.1763 | 0.29579 | 1.8048 | 1.8048 | 3.0277 | 9.8012 | 11.42 | [6 empty] | 3.7 | 6 | 0.4035% |  | 3.7 | 0 | 0 | 303.6523
[15 empty] | 2014-01-02 | 38:00 | -0.10001 | 0.069427 | 1.278 | 0.20141 | 1.811 | 1.811 | 3.0589 | 9.9023 | 11.42 | [6 empty] | 3.75 | 7 | 0.4707% |  | 3.75 | 0 | 0 | 316.1296
[15 empty] | 2014-01-02 | 38:30 | -0.089766 | 0.057158 | 1.2983 | 0.093294 | 1.6987 | 1.6987 | 2.5245 | 8.1723 | 8.79 | [6 empty] | 3.8 | 6 | 0.4035% |  | 3.8 | 0 | 0 | 328.9442
[15 empty] | 2014-01-02 | 39:00 | -0.078188 | 0.043906 | 1.236 | -0.021176 | 1.4756 | 1.4756 | 1.6548 | 5.3569 | 5.75 | [6 empty] | 3.85 | 9 | 0.6052% |  | 3.85 | 0 | 0 | 342.1004
[15 empty] | 2014-01-02 | 39:30 | -0.065453 | 0.029898 | 1.095 | -0.1342 | 1.1565 | 1.1565 | 0.79669 | 2.5791 | 3.08 | [6 empty] | 3.9 | 5 | 0.3362% |  | 3.9 | 0 | 0 | 355.6028
[15 empty] | 2014-01-02 | 40:00 | -0.051749 | 0.015375 | 0.88433 | -0.23808 | 0.76234 | 0.76234 | 0.22816 | 0.73861 | 0 | [6 empty] | 3.95 | 3 | 0.2017% |  | 3.95 | 0 | 0 | 369.456
[15 empty] | 2014-01-02 | 40:30 | -0.037278 | 0.00058828 | 0.61738 | -0.32574 | 0.31869 | 0.31869 | 0.016669 | 0.053961 | 0 | [6 empty] | 4 | 3 | 0.2017% |  | 4 | 0 | 0 | 383.6643
[15 empty] | 2014-01-02 | 41:00 | -0.022256 | -0.014209 | 0.31115 | -0.3912 | -0.14565 | 0.14565 | 0.0015911 | 0.0051508 | 0 | [6 empty] | 4.05 | 6 | 0.4035% |  | 4.05 | 0 | 0 | 398.2323
[15 empty] | 2014-01-02 | 41:30 | -0.0069032 | -0.028762 | -0.014892 | -0.43 | -0.60069 | 0.60069 | 0.11162 | 0.36135 | 0 | [6 empty] | 4.1 | 1 | 0.06725% |  | 4.1 | 0 | 0 | 413.1645
[15 empty] | 2014-01-02 | 42:00 | 0.0085514 | -0.042819 | -0.33998 | -0.43949 | -1.0172 | 1.0172 | 0.54199 | 1.7545 | 2 | [6 empty] | 4.15 | 1 | 0.06725% |  | 4.15 | 0 | 0 | 428.4653
[15 empty] | 2014-01-02 | 42:30 | 0.023879 | -0.05614 | -0.64343 | -0.41903 | -1.3684 | 1.3684 | 1.3196 | 4.272 | 5 | [6 empty] | 4.2 | 7 | 0.4707% |  | 4.2 | 0 | 0 | 444.1394
[15 empty] | 2014-01-02 | 43:00 | 0.038854 | -0.068495 | -0.90594 | -0.37002 | -1.632 | 1.632 | 2.2386 | 7.2467 | 8.01 | [6 empty] | 4.25 | 6 | 0.4035% |  | 4.25 | 0 | 0 | 460.1911
[15 empty] | 2014-01-02 | 43:30 | 0.053252 | -0.07967 | -1.1108 | -0.29579 | -1.7912 | 1.7912 | 2.9599 | 9.5817 | 10.5 | [6 empty] | 4.3 | 3 | 0.2017% |  | 4.3 | 0 | 0 | 476.6249
[15 empty] | 2014-01-02 | 44:00 | 0.066863 | -0.089475 | -1.2449 | -0.20141 | -1.8362 | 1.8362 | 3.1884 | 10.3214 | 11.42 | [6 empty] | 4.35 | 4 | 0.269% |  | 4.35 | 0 | 0 | 493.4455
[15 empty] | 2014-01-02 | 44:30 | 0.079483 | -0.09774 | -1.2999 | -0.093294 | -1.7643 | 1.7643 | 2.8282 | 9.1554 | 10.5 | [6 empty] | 4.4 | 5 | 0.3362% |  | 4.4 | 0 | 0 | 510.6572
[15 empty] | 2014-01-02 | 45:00 | 0.090926 | -0.10432 | -1.2721 | 0.021176 | -1.5804 | 1.5804 | 2.0327 | 6.5803 | 7.28 | [6 empty] | 4.45 | 2 | 0.1345% |  | 4.45 | 0 | 0 | 528.2645
[15 empty] | 2014-01-02 | 45:30 | 0.10102 | -0.10911 | -1.1633 | 0.1342 | -1.2965 | 1.2965 | 1.1223 | 3.6332 | 3.85 | [6 empty] | 4.5 | 2 | 0.1345% |  | 4.5 | 0 | 0 | 546.272
[15 empty] | 2014-01-02 | 46:00 | 0.10962 | -0.11202 | -0.98053 | 0.23808 | -0.93105 | 0.93105 | 0.41564 | 1.3455 | 0 | [6 empty] | 4.55 | 6 | 0.4035% |  | 4.55 | 0 | 0 | 564.6841
[15 empty] | 2014-01-02 | 46:30 | 0.1166 | -0.113 | -0.73533 | 0.32574 | -0.50749 | 0.50749 | 0.067312 | 0.2179 | 0 | [6 empty] | 4.6 | 5 | 0.3362% |  | 4.6 | 0 | 0 | 583.5054
[15 empty] | 2014-01-02 | 47:00 | 0.12185 | -0.11204 | -0.44334 | 0.3912 | -0.052914 | 0.052914 | 7.63e-05 | 0.000247 | 0 | [6 empty] | 4.65 | 4 | 0.269% |  | 4.65 | 0 | 0 | 602.7403
[15 empty] | 2014-01-02 | 47:30 | 0.1253 | -0.10915 | -0.12314 | 0.43 | 0.40376 | 0.40376 | 0.033899 | 0.10974 | 0 | [6 empty] | 4.7 | 2 | 0.1345% |  | 4.7 | 0 | 0 | 622.3934
[15 empty] | 2014-01-03 | 48:00 | 0.12689 | -0.10438 | 0.2049 | 0.43949 | 0.83363 | 0.83363 | 0.29835 | 0.96583 | 0 | [6 empty] | 4.75 | 4 | 0.269% |  | 4.75 | 0 | 0 | 642.4691
[15 empty] | 2014-01-03 | 48:30 | 0.1266 | -0.097809 | 0.51991 | 0.41903 | 1.2097 | 1.2097 | 0.91159 | 2.951 | 3.44 | [6 empty] | 4.8 | 4 | 0.269% |  | 4.8 | 0 | 0 | 662.9719
[15 empty] | 2014-01-03 | 49:00 | 0.12443 | -0.089559 | 0.80182 | 0.37002 | 1.5084 | 1.5084 | 1.7675 | 5.7217 | 6.59 | [6 empty] | 4.85 | 3 | 0.2017% |  | 4.85 | 0 | 0 | 683.9063
[15 empty] | 2014-01-03 | 49:30 | 0.12043 | -0.079768 | 1.0327 | 0.29579 | 1.7114 | 1.7114 | 2.5816 | 8.3573 | 10 | [6 empty] | 4.9 | 3 | 0.2017% |  | 4.9 | 0 | 0 | 705.2769
[15 empty] | 2014-01-03 | 50:00 | 0.11464 | -0.068604 | 1.1979 | 0.20141 | 1.8066 | 1.8066 | 3.0368 | 9.8308 | 11.42 | [6 empty] | 4.95 | 8 | 0.538% |  | 4.95 | 0 | 0 | 727.088
[15 empty] | 2014-01-03 | 50:30 | 0.10715 | -0.05626 | 1.2868 | 0.093294 | 1.7887 | 1.7887 | 2.9474 | 9.5413 | 10.5 | [6 empty] | 5 | 3 | 0.2017% |  | 5 | 0 | 0 | 749.3443
[15 empty] | 2014-01-03 | 51:00 | 0.098078 | -0.042947 | 1.2938 | -0.021176 | 1.6597 | 1.6597 | 2.3546 | 7.6224 | 8.79 | [6 empty] | 5.05 | 4 | 0.269% |  | 5.05 | 0 | 0 | 772.0502
[15 empty] | 2014-01-03 | 51:30 | 0.087551 | -0.028895 | 1.2185 | -0.1342 | 1.4287 | 1.4287 | 1.5019 | 4.862 | 5.36 | [6 empty] | 5.1 | 1 | 0.06725% |  | 5.1 | 0 | 0 | 795.2102
[15 empty] | 2014-01-03 | 52:00 | 0.075728 | -0.014346 | 1.0657 | -0.23808 | 1.1112 | 1.1112 | 0.70663 | 2.2875 | 2.5 | [6 empty] | 5.15 | 1 | 0.06725% |  | 5.15 | 0 | 0 | 818.8288
[15 empty] | 2014-01-03 | 52:30 | 0.062784 | 0.00045016 | 0.84499 | -0.32574 | 0.72811 | 0.72811 | 0.19879 | 0.64353 | 0 | [6 empty] | 5.2 | 1 | 0.06725% |  | 5.2 | 0 | 0 | 842.9104
[15 empty] | 2014-01-03 | 53:00 | 0.048909 | 0.015239 | 0.57054 | -0.3912 | 0.30436 | 0.30436 | 0.014521 | 0.047007 | 0 | [6 empty] | 5.25 | 2 | 0.1345% |  | 5.25 | 0 | 0 | 867.4597
[15 empty] | 2014-01-03 | 53:30 | 0.034311 | 0.029765 | 0.25978 | -0.43 | -0.13268 | 0.13268 | 0.0012028 | 0.0038936 | 0 | [6 empty] | 5.3 | 0 | 0% |  | 5.3 | 0 | 0 | 892.4811
[15 empty] | 2014-01-03 | 54:00 | 0.019204 | 0.043778 | -0.067515 | -0.43949 | -0.55503 | 0.55503 | 0.088055 | 0.28505 | 0 | [6 empty] | 5.35 | 4 | 0.269% |  | 5.35 | 0 | 0 | 917.979
[15 empty] | 2014-01-03 | 54:30 | 0.0038131 | 0.057039 | -0.39051 | -0.41903 | -0.93587 | 0.93587 | 0.42214 | 1.3665 | 0 | [6 empty] | 5.4 | 1 | 0.06725% |  | 5.4 | 0 | 0 | 943.958
[15 empty] | 2014-01-03 | 55:00 | -0.011634 | 0.069318 | -0.68866 | -0.37002 | -1.2512 | 1.2512 | 1.0089 | 3.2659 | 3.85 | [6 empty] | 5.45 | 0 | 0% |  | 5.45 | 0 | 0 | 970.4226
[15 empty] | 2014-01-03 | 55:30 | -0.02691 | 0.080403 | -0.94298 | -0.29579 | -1.4816 | 1.4816 | 1.6749 | 5.4221 | 5.75 | [6 empty] | 5.5 | 4 | 0.269% |  | 5.5 | 0 | 0 | 997.3773
[15 empty] | 2014-01-03 | 56:00 | -0.041786 | 0.090105 | -1.1373 | -0.20141 | -1.613 | 1.613 | 2.1611 | 6.996 | 8.01 | [6 empty] | 5.55 | 1 | 0.06725% |  | 5.55 | 0 | 0 | 1024.8265
[15 empty] | 2014-01-03 | 56:30 | -0.056044 | 0.098257 | -1.2592 | -0.093294 | -1.6379 | 1.6379 | 2.2628 | 7.325 | 8.01 | [6 empty] | 5.6 | 1 | 0.06725% |  | 5.6 | 0 | 0 | 1052.7748
[15 empty] | 2014-01-03 | 57:00 | -0.069472 | 0.10472 | -1.301 | 0.021176 | -1.5557 | 1.5557 | 1.9391 | 6.2773 | 7.28 | [6 empty] | 5.65 | 0 | 0% |  | 5.65 | 0 | 0 | 1081.2267
[15 empty] | 2014-01-03 | 57:30 | -0.081871 | 0.10937 | -1.26 | 0.1342 | -1.3729 | 1.3729 | 1.3325 | 4.3137 | 5 | [6 empty] | 5.7 | 2 | 0.1345% |  | 5.7 | 0 | 0 | 1110.1866
[15 empty] | 2014-01-03 | 58:00 | -0.093058 | 0.11215 | -1.1388 | 0.23808 | -1.102 | 1.102 | 0.68926 | 2.2313 | 2.5 | [6 empty] | 5.75 | 1 | 0.06725% |  | 5.75 | 0 | 0 | 1139.659
[15 empty] | 2014-01-03 | 58:30 | -0.10287 | 0.113 | -0.94513 | 0.32574 | -0.76157 | 0.76157 | 0.22748 | 0.73639 | 0 | [6 empty] | 5.8 | 1 | 0.06725% |  | 5.8 | 0 | 0 | 1169.6485
[15 empty] | 2014-01-03 | 59:00 | -0.11115 | 0.1119 | -0.69131 | 0.3912 | -0.37421 | 0.37421 | 0.026986 | 0.087359 | 0 | [6 empty] | 5.85 | 0 | 0% |  | 5.85 | 0 | 0 | 1200.1596
[15 empty] | 2014-01-03 | 59:30 | -0.11779 | 0.10887 | -0.39349 | 0.43 | 0.03448 | 0.03448 | 2.1112e-05 | 6.8342e-05 | 0 | [6 empty] | 5.9 | 0 | 0% |  | 5.9 | 0 | 0 | 1231.1967
[15 empty] | 2014-01-03 | 60:00 | -0.12269 | 0.10397 | -0.070635 | 0.43949 | 0.43768 | 0.43768 | 0.043179 | 0.13978 | 0 | [6 empty] | 5.95 | 1 | 0.06725% |  | 5.95 | 0 | 0 | 1262.7643
[15 empty] | 2014-01-03 | 60:30 | -0.12576 | 0.097285 | 0.25672 | 0.41903 | 0.80909 | 0.80909 | 0.27277 | 0.88302 | 0 | [6 empty] | 6 | 0 | 0% |  | 6 | 0 | 0 | 1294.867
[15 empty] | 2014-01-03 | 61:00 | -0.12698 | 0.088922 | 0.56773 | 0.37002 | 1.1246 | 1.1246 | 0.73253 | 2.3713 | 2.5
[15 empty] | 2014-01-03 | 61:30 | -0.12631 | 0.079029 | 0.84262 | 0.29579 | 1.3639 | 1.3639 | 1.3066 | 4.2299 | 5 | [7 empty] | 1487 |  |  |  | APO | 4.1177
[15 empty] | 2014-01-03 | 62:00 | -0.12378 | 0.067776 | 1.0639 | 0.20141 | 1.5116 | 1.5116 | 1.7787 | 5.7582 | 6.59 | [11 empty] | Availability | 95%
[15 empty] | 2014-01-03 | 62:30 | -0.11941 | 0.055357 | 1.2174 | 0.093294 | 1.5583 | 1.5583 | 1.9489 | 6.3089 | 7.28 | [11 empty] | MWhAnnual | 34.2673
[15 empty] | 2014-01-03 | 63:00 | -0.11327 | 0.041985 | 1.2935 | -0.021176 | 1.5013 | 1.5013 | 1.7426 | 5.6412 | 6.59 | [11 empty] | 4 turbines | 137.0692
[15 empty] | 2014-01-03 | 63:30 | -0.10546 | 0.02789 | 1.2873 | -0.1342 | 1.3443 | 1.3443 | 1.2512 | 4.0505 | 4.31
[15 empty] | 2014-01-03 | 64:00 | -0.096084 | 0.013315 | 1.1991 | -0.23808 | 1.0978 | 1.0978 | 0.68133 | 2.2056 | 2.28
[15 empty] | 2014-01-03 | 64:30 | -0.085285 | -0.0014886 | 1.0346 | -0.32574 | 0.77761 | 0.77761 | 0.24215 | 0.7839 | 0
[15 empty] | 2014-01-03 | 65:00 | -0.073223 | -0.016267 | 0.80428 | -0.3912 | 0.40449 | 0.40449 | 0.034081 | 0.11033 | 0
[15 empty] | 2014-01-03 | 65:30 | -0.060077 | -0.030765 | 0.52277 | -0.43 | 0.0024119 | 0.0024119 | 7.2256e-09 | 2.3391e-08 | 0
[15 empty] | 2014-01-03 | 66:00 | -0.046041 | -0.044734 | 0.20799 | -0.43949 | -0.40285 | 0.40285 | 0.033669 | 0.10899 | 0
[15 empty] | 2014-01-03 | 66:30 | -0.031323 | -0.057933 | -0.12003 | -0.41903 | -0.7854 | 0.7854 | 0.2495 | 0.80769 | 0
[15 empty] | 2014-01-03 | 67:00 | -0.016141 | -0.070135 | -0.44041 | -0.37002 | -1.1209 | 1.1209 | 0.72524 | 2.3478 | 2.5
[15 empty] | 2014-01-03 | 67:30 | -0.00072083 | -0.08113 | -0.73275 | -0.29579 | -1.388 | 1.388 | 1.3771 | 4.458 | 5
[15 empty] | 2014-01-03 | 68:00 | 0.014711 | -0.090728 | -0.97847 | -0.20141 | -1.5699 | 1.5699 | 1.9925 | 6.4501 | 7.28
[15 empty] | 2014-01-03 | 68:30 | 0.029924 | -0.098765 | -1.1619 | -0.093294 | -1.6551 | 1.6551 | 2.3348 | 7.5582 | 8.79
[15 empty] | 2014-01-03 | 69:00 | 0.044694 | -0.1051 | -1.2714 | 0.021176 | -1.6383 | 1.6383 | 2.2646 | 7.331 | 8.01
[15 empty] | 2014-01-03 | 69:30 | 0.058803 | -0.10963 | -1.3 | 0.1342 | -1.5208 | 1.5208 | 1.8114 | 5.8637 | 6.59
[15 empty] | 2014-01-03 | 70:00 | 0.07204 | -0.11227 | -1.2458 | 0.23808 | -1.31 | 1.31 | 1.1578 | 3.7479 | 4.31
[15 empty] | 2014-01-03 | 70:30 | 0.084211 | -0.11298 | -1.1124 | 0.32574 | -1.0193 | 1.0193 | 0.5454 | 1.7656 | 2
[15 empty] | 2014-01-03 | 71:00 | 0.095135 | -0.11175 | -0.90818 | 0.3912 | -0.66699 | 0.66699 | 0.15281 | 0.49469 | 0
[15 empty] | 2014-01-03 | 71:30 | 0.10465 | -0.10859 | -0.64615 | 0.43 | -0.27511 | 0.27511 | 0.010724 | 0.034715 | 0
[15 empty] | 2014-01-04 | 72:00 | 0.11262 | -0.10356 | -0.343 | 0.43949 | 0.13193 | 0.13193 | 0.0011827 | 0.0038287 | 0
[15 empty] | 2014-01-04 | 72:30 | 0.11891 | -0.096752 | -0.018015 | 0.41903 | 0.52897 | 0.52897 | 0.076227 | 0.24676 | 0
[15 empty] | 2014-01-04 | 73:00 | 0.12345 | -0.088278 | 0.30811 | 0.37002 | 0.89163 | 0.89163 | 0.36506 | 1.1818 | 0
[15 empty] | 2014-01-04 | 73:30 | 0.12616 | -0.078284 | 0.61463 | 0.29579 | 1.1979 | 1.1979 | 0.88519 | 2.8655 | 3.08
[15 empty] | 2014-01-04 | 74:00 | 0.127 | -0.066943 | 0.88203 | 0.20141 | 1.4294 | 1.4294 | 1.504 | 4.8686 | 5.36
[15 empty] | 2014-01-04 | 74:30 | 0.12596 | -0.054449 | 1.0933 | 0.093294 | 1.5726 | 1.5726 | 2.003 | 6.4842 | 7.28
[15 empty] | 2014-01-04 | 75:00 | 0.12305 | -0.041019 | 1.235 | -0.021176 | 1.6198 | 1.6198 | 2.1888 | 7.0855 | 8.01
[15 empty] | 2014-01-04 | 75:30 | 0.11832 | -0.026883 | 1.2981 | -0.1342 | 1.5692 | 1.5692 | 1.9898 | 6.4413 | 7.28
[15 empty] | 2014-01-04 | 76:00 | 0.11184 | -0.012284 | 1.2786 | -0.23808 | 1.425 | 1.425 | 1.4904 | 4.8247 | 5.36
[15 empty] | 2014-01-04 | 76:30 | 0.10371 | 0.0025268 | 1.1777 | -0.32574 | 1.1977 | 1.1977 | 0.88484 | 2.8644 | 3.08
[15 empty] | 2014-01-04 | 77:00 | 0.094033 | 0.017294 | 1.0018 | -0.3912 | 0.90246 | 0.90246 | 0.37852 | 1.2254 | 0
[15 empty] | 2014-01-04 | 77:30 | 0.082968 | 0.031763 | 0.76224 | -0.43 | 0.55872 | 0.55872 | 0.089825 | 0.29078 | 0
[15 empty] | 2014-01-04 | 78:00 | 0.070675 | 0.045686 | 0.47414 | -0.43949 | 0.18876 | 0.18876 | 0.0034636 | 0.011212 | 0
[15 empty] | 2014-01-04 | 78:30 | 0.057334 | 0.058822 | 0.15586 | -0.41903 | -0.18378 | 0.18378 | 0.0031966 | 0.010348 | 0
[15 empty] | 2014-01-04 | 79:00 | 0.043145 | 0.070946 | -0.17234 | -0.37002 | -0.53534 | 0.53534 | 0.079014 | 0.25578 | 0
[15 empty] | 2014-01-04 | 79:30 | 0.028317 | 0.081849 | -0.48958 | -0.29579 | -0.844 | 0.844 | 0.30963 | 1.0023 | 0
[15 empty] | 2014-01-04 | 80:00 | 0.013069 | 0.091343 | -0.77565 | -0.20141 | -1.0908 | 1.0908 | 0.66842 | 2.1638 | 2.28
[15 empty] | 2014-01-04 | 80:30 | -0.0023719 | 0.099266 | -1.0124 | -0.093294 | -1.261 | 1.261 | 1.0325 | 3.3425 | 3.85
[15 empty] | 2014-01-04 | 81:00 | -0.017778 | 0.10548 | -1.1846 | 0.021176 | -1.3447 | 1.3447 | 1.2522 | 4.0538 | 4.31
[15 empty] | 2014-01-04 | 81:30 | -0.032921 | 0.10988 | -1.2815 | 0.1342 | -1.338 | 1.338 | 1.2335 | 3.9931 | 4.31
[15 empty] | 2014-01-04 | 82:00 | -0.047576 | 0.11239 | -1.2969 | 0.23808 | -1.2425 | 1.2425 | 0.98778 | 3.1976 | 3.44
[15 empty] | 2014-01-04 | 82:30 | -0.061526 | 0.11296 | -1.2297 | 0.32574 | -1.0656 | 1.0656 | 0.62317 | 2.0173 | 2.28
[15 empty] | 2014-01-04 | 83:00 | -0.074566 | 0.11159 | -1.0842 | 0.3912 | -0.81998 | 0.81998 | 0.28393 | 0.91915 | 0
[15 empty] | 2014-01-04 | 83:30 | -0.086501 | 0.1083 | -0.86974 | 0.43 | -0.52244 | 0.52244 | 0.073437 | 0.23773 | 0
[15 empty] | 2014-01-04 | 84:00 | -0.097156 | 0.10314 | -0.59993 | 0.43949 | -0.19307 | 0.19307 | 0.0037063 | 0.011998 | 0
[15 empty] | 2014-01-04 | 84:30 | -0.10637 | 0.096212 | -0.29194 | 0.41903 | 0.14617 | 0.14617 | 0.0016084 | 0.0052066 | 0
[15 empty] | 2014-01-04 | 85:00 | -0.11401 | 0.087626 | 0.034633 | 0.37002 | 0.47284 | 0.47284 | 0.054443 | 0.17624 | 0
[15 empty] | 2014-01-04 | 85:30 | -0.11996 | 0.077532 | 0.359 | 0.29579 | 0.76545 | 0.76545 | 0.23097 | 0.74771 | 0
[15 empty] | 2014-01-04 | 86:00 | -0.12414 | 0.066103 | 0.66052 | 0.20141 | 1.0049 | 1.0049 | 0.52255 | 1.6916 | 2
[15 empty] | 2014-01-04 | 86:30 | -0.12648 | 0.053537 | 0.92 | 0.093294 | 1.1755 | 1.1755 | 0.83641 | 2.7076 | 3.08
[15 empty] | 2014-01-04 | 87:00 | -0.12694 | 0.04005 | 1.1209 | -0.021176 | 1.2661 | 1.2661 | 1.0452 | 3.3835 | 3.85
[15 empty] | 2014-01-04 | 87:30 | -0.12552 | 0.025873 | 1.2505 | -0.1342 | 1.2708 | 1.2708 | 1.057 | 3.4218 | 3.85
[15 empty] | 2014-01-04 | 88:00 | -0.12225 | 0.011251 | 1.3005 | -0.23808 | 1.1893 | 1.1893 | 0.86638 | 2.8047 | 3.08
[15 empty] | 2014-01-04 | 88:30 | -0.11716 | -0.0035649 | 1.2678 | -0.32574 | 1.0266 | 1.0266 | 0.55727 | 1.804 | 2
[15 empty] | 2014-01-04 | 89:00 | -0.11034 | -0.018319 | 1.1543 | -0.3912 | 0.7931 | 0.7931 | 0.25692 | 0.83169 | 0
[15 empty] | 2014-01-04 | 89:30 | -0.10189 | -0.032758 | 0.96744 | -0.43 | 0.50349 | 0.50349 | 0.065733 | 0.21279 | 0
[15 empty] | 2014-01-04 | 90:00 | -0.091927 | -0.046634 | 0.71896 | -0.43949 | 0.17614 | 0.17614 | 0.0028143 | 0.0091104 | 0
[15 empty] | 2014-01-04 | 90:30 | -0.080602 | -0.059706 | 0.42473 | -0.41903 | -0.16827 | 0.16827 | 0.0024536 | 0.0079427 | 0
[15 empty] | 2014-01-04 | 91:00 | -0.068084 | -0.071751 | 0.10347 | -0.37002 | -0.50799 | 0.50799 | 0.067509 | 0.21854 | 0
[15 empty] | 2014-01-04 | 91:30 | -0.054558 | -0.082562 | -0.22438 | -0.29579 | -0.82161 | 0.82161 | 0.28563 | 0.92465 | 0
[15 empty] | 2014-01-04 | 92:00 | -0.040224 | -0.091951 | -0.53794 | -0.20141 | -1.0894 | 1.0894 | 0.66585 | 2.1555 | 2.28
[15 empty] | 2014-01-04 | 92:30 | -0.025294 | -0.099758 | -0.81728 | -0.093294 | -1.2945 | 1.2945 | 1.1172 | 3.6167 | 3.85
[15 empty] | 2014-01-04 | 93:00 | -0.0099892 | -0.10585 | -1.0446 | 0.021176 | -1.4241 | 1.4241 | 1.4873 | 4.8147 | 5.36
[15 empty] | 2014-01-04 | 93:30 | 0.0054633 | -0.11012 | -1.2054 | 0.1342 | -1.4699 | 1.4699 | 1.6354 | 5.2942 | 5.75
[15 empty] | 2014-01-04 | 94:00 | 0.020835 | -0.11249 | -1.2896 | 0.23808 | -1.4289 | 1.4289 | 1.5025 | 4.864 | 5.36
[15 empty] | 2014-01-04 | 94:30 | 0.035898 | -0.11293 | -1.2916 | 0.32574 | -1.3036 | 1.3036 | 1.1409 | 3.6935 | 4.31
[15 empty] | 2014-01-04 | 95:00 | 0.050429 | -0.11142 | -1.2115 | 0.3912 | -1.1016 | 1.1016 | 0.68841 | 2.2285 | 2.5
[15 empty] | 2014-01-04 | 95:30 | 0.064214 | -0.108 | -1.0542 | 0.43 | -0.83501 | 0.83501 | 0.29983 | 0.97062 | 0
[15 empty] | 2014-01-05 | 96:00 | 0.077047 | -0.10271 | -0.82988 | 0.43949 | -0.52007 | 0.52007 | 0.072444 | 0.23452 | 0
[15 empty] | 2014-01-05 | 96:30 | 0.08874 | -0.095663 | -0.55273 | 0.41903 | -0.17578 | 0.17578 | 0.0027969 | 0.0090543 | 0
[15 empty] | 2014-01-05 | 97:00 | 0.099118 | -0.086966 | -0.2404 | 0.37002 | 0.17721 | 0.17721 | 0.0028661 | 0.0092782 | 0
[15 empty] | 2014-01-05 | 97:30 | 0.10803 | -0.076773 | 0.087225 | 0.29579 | 0.51784 | 0.51784 | 0.071515 | 0.23151 | 0
[15 empty] | 2014-01-05 | 98:00 | 0.11534 | -0.065258 | 0.4093 | 0.20141 | 0.82599 | 0.82599 | 0.29022 | 0.9395 | 0
[15 empty] | 2014-01-05 | 98:30 | 0.12094 | -0.05262 | 0.70533 | 0.093294 | 1.0837 | 1.0837 | 0.65541 | 2.1217 | 2.28
[15 empty] | 2014-01-05 | 99:00 | 0.12475 | -0.039077 | 0.95647 | -0.021176 | 1.2762 | 1.2762 | 1.0705 | 3.4654 | 3.85
[15 empty] | 2014-01-05 | 99:30 | 0.12672 | -0.024861 | 1.1467 | -0.1342 | 1.393 | 1.393 | 1.392 | 4.5063 | 5
[15 empty] | 2014-01-05 | 100:00 | 0.12681 | -0.010217 | 1.264 | -0.23808 | 1.4282 | 1.4282 | 1.5002 | 4.8564 | 5.36
[15 empty] | 2014-01-05 | 100:30 | 0.12502 | 0.0046027 | 1.3009 | -0.32574 | 1.3809 | 1.3809 | 1.3562 | 4.3904 | 5
[15 empty] | 2014-01-05 | 101:00 | 0.12137 | 0.019343 | 1.2549 | -0.3912 | 1.2556 | 1.2556 | 1.0193 | 3.2998 | 3.85
[15 empty] | 2014-01-05 | 101:30 | 0.11594 | 0.033751 | 1.1291 | -0.43 | 1.061 | 1.061 | 0.61513 | 1.9913 | 2.28
[15 empty] | 2014-01-05 | 102:00 | 0.10878 | 0.047577 | 0.93145 | -0.43949 | 0.81039 | 0.81039 | 0.27409 | 0.88729 | 0
[15 empty] | 2014-01-05 | 102:30 | 0.10001 | 0.060585 | 0.6745 | -0.41903 | 0.52008 | 0.52008 | 0.072447 | 0.23453 | 0
[15 empty] | 2014-01-05 | 103:00 | 0.089766 | 0.07255 | 0.37463 | -0.37002 | 0.20865 | 0.20865 | 0.0046782 | 0.015144 | 0
[15 empty] | 2014-01-05 | 103:30 | 0.078188 | 0.083267 | 0.050911 | -0.29579 | -0.10428 | 0.10428 | 0.00058403 | 0.0018906 | 0
[15 empty] | 2014-01-05 | 104:00 | 0.065453 | 0.092551 | -0.27604 | -0.20141 | -0.39931 | 0.39931 | 0.032789 | 0.10615 | 0
[15 empty] | 2014-01-05 | 104:30 | 0.051749 | 0.10024 | -0.58543 | -0.093294 | -0.65842 | 0.65842 | 0.147 | 0.47587 | 0
[15 empty] | 2014-01-05 | 105:00 | 0.037278 | 0.10621 | -0.85756 | 0.021176 | -0.86613 | 0.86613 | 0.33462 | 1.0832 | 0
[15 empty] | 2014-01-05 | 105:30 | 0.022256 | 0.11034 | -1.0751 | 0.1342 | -1.0104 | 1.0104 | 0.53122 | 1.7197 | 2
[15 empty] | 2014-01-05 | 106:00 | 0.0069032 | 0.11258 | -1.2242 | 0.23808 | -1.0833 | 1.0833 | 0.6548 | 2.1197 | 2.28
[15 empty] | 2014-01-05 | 106:30 | -0.0085514 | 0.11288 | -1.2955 | 0.32574 | -1.0817 | 1.0817 | 0.6519 | 2.1103 | 2.28
[15 empty] | 2014-01-05 | 107:00 | -0.023879 | 0.11124 | -1.2842 | 0.3912 | -1.0071 | 1.0071 | 0.52605 | 1.7029 | 2
[15 empty] | 2014-01-05 | 107:30 | -0.038854 | 0.10769 | -1.1913 | 0.43 | -0.86557 | 0.86557 | 0.33397 | 1.0811 | 0
[15 empty] | 2014-01-05 | 108:00 | -0.053252 | 0.10228 | -1.0225 | 0.43949 | -0.6675 | 0.6675 | 0.15316 | 0.49582 | 0
[15 empty] | 2014-01-05 | 108:30 | -0.066863 | 0.095106 | -0.78866 | 0.41903 | -0.42673 | 0.42673 | 0.04002 | 0.12955 | 0
[15 empty] | 2014-01-05 | 109:00 | -0.079483 | 0.0863 | -0.50463 | 0.37002 | -0.15974 | 0.15974 | 0.002099 | 0.0067949 | 0
[15 empty] | 2014-01-05 | 109:30 | -0.090926 | 0.076008 | -0.18847 | 0.29579 | 0.1155 | 0.1155 | 0.00079352 | 0.0025688 | 0
[15 empty] | 2014-01-05 | 110:00 | -0.10102 | 0.064408 | 0.13967 | 0.20141 | 0.38058 | 0.38058 | 0.028389 | 0.091901 | 0
[15 empty] | 2014-01-05 | 110:30 | -0.10962 | 0.051699 | 0.45893 | 0.093294 | 0.61788 | 0.61788 | 0.12148 | 0.39327 | 0
[15 empty] | 2014-01-05 | 111:00 | -0.1166 | 0.038101 | 0.74898 | -0.021176 | 0.81164 | 0.81164 | 0.27535 | 0.89138 | 0
[15 empty] | 2014-01-05 | 111:30 | -0.12185 | 0.023847 | 0.99137 | -0.1342 | 0.94895 | 0.94895 | 0.44009 | 1.4247 | 0
[15 empty] | 2014-01-05 | 112:00 | -0.1253 | 0.0091824 | 1.1707 | -0.23808 | 1.0206 | 1.0206 | 0.54746 | 1.7722 | 2
[15 empty] | 2014-01-05 | 112:30 | -0.12689 | -0.00564 | 1.2755 | -0.32574 | 1.0215 | 1.0215 | 0.54891 | 1.7769 | 2
[15 empty] | 2014-01-05 | 113:00 | -0.1266 | -0.020365 | 1.2991 | -0.3912 | 0.95114 | 0.95114 | 0.44314 | 1.4345 | 0
[15 empty] | 2014-01-05 | 113:30 | -0.12443 | -0.03474 | 1.24 | -0.43 | 0.81356 | 0.81356 | 0.27731 | 0.89772 | 0
[15 empty] | 2014-01-05 | 114:00 | -0.12043 | -0.048517 | 1.102 | -0.43949 | 0.61701 | 0.61701 | 0.12097 | 0.39161 | 0
[15 empty] | 2014-01-05 | 114:30 | -0.11464 | -0.061459 | 0.89394 | -0.41903 | 0.3735 | 0.3735 | 0.026835 | 0.086869 | 0
[15 empty] | 2014-01-05 | 115:00 | -0.10715 | -0.073344 | 0.62894 | -0.37002 | 0.098025 | 0.098025 | 0.00048508 | 0.0015703 | 0
[15 empty] | 2014-01-05 | 115:30 | -0.098078 | -0.083966 | 0.32391 | -0.29579 | -0.19241 | 0.19241 | 0.0036683 | 0.011875 | 0
[15 empty] | 2014-01-05 | 116:00 | -0.087551 | -0.093142 | -0.001729 | -0.20141 | -0.47979 | 0.47979 | 0.056879 | 0.18413 | 0
[15 empty] | 2014-01-05 | 116:30 | -0.075728 | -0.10072 | -0.32726 | -0.093294 | -0.74625 | 0.74625 | 0.21402 | 0.69282 | 0
[15 empty] | 2014-01-05 | 117:00 | -0.062784 | -0.10656 | -0.63196 | 0.021176 | -0.97516 | 0.97516 | 0.47756 | 1.546 | 0
[15 empty] | 2014-01-05 | 117:30 | -0.048909 | -0.11056 | -0.89644 | 0.1342 | -1.1521 | 1.1521 | 0.78764 | 2.5497 | 3.08
[15 empty] | 2014-01-05 | 118:00 | -0.034311 | -0.11267 | -1.1039 | 0.23808 | -1.266 | 1.266 | 1.0449 | 3.3825 | 3.85
[15 empty] | 2014-01-05 | 118:30 | -0.019204 | -0.11283 | -1.2411 | 0.32574 | -1.3092 | 1.3092 | 1.1556 | 3.741 | 4.31
[15 empty] | 2014-01-05 | 119:00 | -0.0038131 | -0.11105 | -1.2993 | 0.3912 | -1.2787 | 1.2787 | 1.0766 | 3.4853 | 3.85
[15 empty] | 2014-01-05 | 119:30 | 0.011634 | -0.10737 | -1.2748 | 0.43 | -1.1756 | 1.1756 | 0.83679 | 2.7089 | 3.08
[15 empty] | 2014-01-06 | 120:00 | 0.02691 | -0.10183 | -1.1692 | 0.43949 | -1.0057 | 1.0057 | 0.5239 | 1.696 | 2
[15 empty] | 2014-01-06 | 120:30 | 0.041786 | -0.094541 | -0.98913 | 0.41903 | -0.77856 | 0.77856 | 0.24304 | 0.78678 | 0
[15 empty] | 2014-01-06 | 121:00 | 0.056044 | -0.085626 | -0.74615 | 0.37002 | -0.50714 | 0.50714 | 0.067174 | 0.21745 | 0
[15 empty] | 2014-01-06 | 121:30 | 0.069472 | -0.075236 | -0.4557 | 0.29579 | -0.20708 | 0.20708 | 0.0045735 | 0.014805 | 0
[15 empty] | 2014-01-06 | 122:00 | 0.081871 | -0.063552 | -0.13624 | 0.20141 | 0.10436 | 0.10436 | 0.00058538 | 0.001895 | 0
[15 empty] | 2014-01-06 | 122:30 | 0.093058 | -0.050774 | 0.19189 | 0.093294 | 0.40934 | 0.40934 | 0.035323 | 0.11435 | 0
[15 empty] | 2014-01-06 | 123:00 | 0.10287 | -0.037122 | 0.50781 | -0.021176 | 0.69048 | 0.69048 | 0.16953 | 0.54881 | 0
[15 empty] | 2014-01-06 | 123:30 | 0.11115 | -0.022831 | 0.79141 | -0.1342 | 0.93191 | 0.93191 | 0.4168 | 1.3493 | 0
[15 empty] | 2014-01-06 | 124:00 | 0.11779 | -0.008147 | 1.0246 | -0.23808 | 1.1203 | 1.1203 | 0.72404 | 2.3438 | 2.5
[15 empty] | 2014-01-06 | 124:30 | 0.12269 | 0.0066769 | 1.1927 | -0.32574 | 1.2454 | 1.2454 | 0.99471 | 3.2201 | 3.44
[15 empty] | 2014-01-06 | 125:00 | 0.12576 | 0.021386 | 1.2848 | -0.3912 | 1.3009 | 1.3009 | 1.1339 | 3.6706 | 4.31
[15 empty] | 2014-01-06 | 125:30 | 0.12698 | 0.035727 | 1.2951 | -0.43 | 1.2848 | 1.2848 | 1.0923 | 3.5359 | 3.85
[15 empty] | 2014-01-06 | 126:00 | 0.12631 | 0.049453 | 1.2231 | -0.43949 | 1.1992 | 1.1992 | 0.88812 | 2.875 | 3.08
[15 empty] | 2014-01-06 | 126:30 | 0.12378 | 0.062328 | 1.0732 | -0.41903 | 1.0503 | 1.0503 | 0.59669 | 1.9316 | 2.28
[15 empty] | 2014-01-06 | 127:00 | 0.11941 | 0.07413 | 0.85496 | -0.37002 | 0.8481 | 0.8481 | 0.31416 | 1.017 | 0
[15 empty] | 2014-01-06 | 127:30 | 0.11327 | 0.084657 | 0.58234 | -0.29579 | 0.6056 | 0.6056 | 0.11438 | 0.37029 | 0
[15 empty] | 2014-01-06 | 128:00 | 0.10546 | 0.093726 | 0.27266 | -0.20141 | 0.33806 | 0.33806 | 0.019896 | 0.064409 | 0
[15 empty] | 2014-01-06 | 128:30 | 0.096084 | 0.10118 | -0.054366 | -0.093294 | 0.062009 | 0.062009 | 0.00012279 | 0.0003975 | 0
[15 empty] | 2014-01-06 | 129:00 | 0.085285 | 0.1069 | -0.37794 | 0.021176 | -0.20572 | 0.20572 | 0.0044838 | 0.014515 | 0
[15 empty] | 2014-01-06 | 129:30 | 0.073223 | 0.11077 | -0.67746 | 0.1342 | -0.44907 | 0.44907 | 0.046639 | 0.15098 | 0
[15 empty] | 2014-01-06 | 130:00 | 0.060077 | 0.11274 | -0.93386 | 0.23808 | -0.6537 | 0.6537 | 0.14386 | 0.4657 | 0
[15 empty] | 2014-01-06 | 130:30 | 0.046041 | 0.11277 | -1.1308 | 0.32574 | -0.80785 | 0.80785 | 0.27152 | 0.87896 | 0
[15 empty] | 2014-01-06 | 131:00 | 0.031323 | 0.11086 | -1.2558 | 0.3912 | -0.90307 | 0.90307 | 0.37929 | 1.2278 | 0
[15 empty] | 2014-01-06 | 131:30 | 0.016141 | 0.10704 | -1.3009 | 0.43 | -0.93468 | 0.93468 | 0.42052 | 1.3613 | 0
[15 empty] | 2014-01-06 | 132:00 | 0.00072083 | 0.10138 | -1.2632 | 0.43949 | -0.90202 | 0.90202 | 0.37797 | 1.2236 | 0
[15 empty] | 2014-01-06 | 132:30 | -0.014711 | 0.093969 | -1.1451 | 0.41903 | -0.80851 | 0.80851 | 0.27219 | 0.88113 | 0
[15 empty] | 2014-01-06 | 133:00 | -0.029924 | 0.084944 | -0.95412 | 0.37002 | -0.66135 | 0.66135 | 0.14897 | 0.48225 | 0
[15 empty] | 2014-01-06 | 133:30 | -0.044694 | 0.074458 | -0.70242 | 0.29579 | -0.47108 | 0.47108 | 0.053839 | 0.17429 | 0
[15 empty] | 2014-01-06 | 134:00 | -0.058803 | 0.06269 | -0.40602 | 0.20141 | -0.25091 | 0.25091 | 0.0081347 | 0.026334 | 0
[15 empty] | 2014-01-06 | 134:30 | -0.07204 | 0.049844 | -0.083775 | 0.093294 | -0.015847 | 0.015847 | 2.0496e-06 | 6.6351e-06 | 0
[15 empty] | 2014-01-06 | 135:00 | -0.084211 | 0.036139 | 0.2438 | -0.021176 | 0.21819 | 0.21819 | 0.0053495 | 0.017317 | 0
[15 empty] | 2014-01-06 | 135:30 | -0.095135 | 0.021813 | 0.55586 | -0.1342 | 0.43542 | 0.43542 | 0.042513 | 0.13762 | 0
[15 empty] | 2014-01-06 | 136:00 | -0.10465 | 0.007111 | 0.83254 | -0.23808 | 0.62115 | 0.62115 | 0.12342 | 0.39955 | 0
[15 empty] | 2014-01-06 | 136:30 | -0.11262 | -0.0077133 | 1.0562 | -0.32574 | 0.76272 | 0.76272 | 0.22851 | 0.73972 | 0
[15 empty] | 2014-01-06 | 137:00 | -0.11891 | -0.022405 | 1.2127 | -0.3912 | 0.85026 | 0.85026 | 0.31656 | 1.0248 | 0
[15 empty] | 2014-01-06 | 137:30 | -0.12345 | -0.036711 | 1.292 | -0.43 | 0.87733 | 0.87733 | 0.34778 | 1.1258 | 0
[15 empty] | 2014-01-06 | 138:00 | -0.12616 | -0.050385 | 1.2891 | -0.43949 | 0.84133 | 0.84133 | 0.30669 | 0.99282 | 0
[15 empty] | 2014-01-06 | 138:30 | -0.127 | -0.063192 | 1.2041 | -0.41903 | 0.74363 | 0.74363 | 0.21178 | 0.68557 | 0
[15 empty] | 2014-01-06 | 139:00 | -0.12596 | -0.074911 | 1.0425 | -0.37002 | 0.58955 | 0.58955 | 0.10553 | 0.34162 | 0
[15 empty] | 2014-01-06 | 139:30 | -0.12305 | -0.085341 | 0.81458 | -0.29579 | 0.388 | 0.388 | 0.030081 | 0.097378 | 0
[15 empty] | 2014-01-06 | 140:00 | -0.11832 | -0.094303 | 0.53479 | -0.20141 | 0.15095 | 0.15095 | 0.0017715 | 0.0057347 | 0
[15 empty] | 2014-01-06 | 140:30 | -0.11184 | -0.10164 | 0.22097 | -0.093294 | -0.10726 | 0.10726 | 0.00063546 | 0.0020571 | 0
[15 empty] | 2014-01-06 | 141:00 | -0.10371 | -0.10723 | -0.10691 | 0.021176 | -0.37084 | 0.37084 | 0.026265 | 0.085025 | 0
[15 empty] | 2014-01-06 | 141:30 | -0.094033 | -0.11097 | -0.428 | 0.1342 | -0.6235 | 0.6235 | 0.12483 | 0.4041 | 0
[15 empty] | 2014-01-06 | 142:00 | -0.082968 | -0.11281 | -0.72184 | 0.23808 | -0.84941 | 0.84941 | 0.31562 | 1.0217 | 0
[15 empty] | 2014-01-06 | 142:30 | -0.070675 | -0.1127 | -0.96974 | 0.32574 | -1.0342 | 1.0342 | 0.5697 | 1.8442 | 2
[15 empty] | 2014-01-06 | 143:00 | -0.057334 | -0.11065 | -1.1559 | 0.3912 | -1.1659 | 1.1659 | 0.8162 | 2.6422 | 3.08
[15 empty] | 2014-01-06 | 143:30 | -0.043145 | -0.1067 | -1.2686 | 0.43 | -1.2355 | 1.2355 | 0.97128 | 3.1442 | 3.44
[15 empty] | 2014-01-07 | 144:00 | -0.028317 | -0.10091 | -1.3004 | 0.43949 | -1.2377 | 1.2377 | 0.97654 | 3.1612 | 3.44
[15 empty] | 2014-01-07 | 144:30 | -0.013069 | -0.093388 | -1.2496 | 0.41903 | -1.1712 | 1.1712 | 0.82747 | 2.6787 | 3.08
[15 empty] | 2014-01-07 | 145:00 | 0.0023719 | -0.084256 | -1.1192 | 0.37002 | -1.0388 | 1.0388 | 0.57731 | 1.8689 | 2
[15 empty] | 2014-01-07 | 145:30 | 0.017778 | -0.073674 | -0.91756 | 0.29579 | -0.84708 | 0.84708 | 0.31302 | 1.0133 | 0
[15 empty] | 2014-01-07 | 146:00 | 0.032921 | -0.061824 | -0.65754 | 0.20141 | -0.6063 | 0.6063 | 0.11478 | 0.37156 | 0
[15 empty] | 2014-01-07 | 146:30 | 0.047576 | -0.04891 | -0.35568 | 0.093294 | -0.32965 | 0.32965 | 0.018448 | 0.05972 | 0
[15 empty] | 2014-01-07 | 147:00 | 0.061526 | -0.035154 | -0.031176 | -0.021176 | -0.032475 | 0.032475 | 1.7639e-05 | 5.71e-05 | 0
[15 empty] | 2014-01-07 | 147:30 | 0.074566 | -0.020793 | 0.29531 | -0.1342 | 0.2686 | 0.2686 | 0.0099795 | 0.032306 | 0
[15 empty] | 2014-01-07 | 148:00 | 0.086501 | -0.0060743 | 0.603 | -0.23808 | 0.55667 | 0.55667 | 0.088841 | 0.2876 | 0
[15 empty] | 2014-01-07 | 148:30 | 0.097156 | 0.008749 | 0.87231 | -0.32574 | 0.81559 | 0.81559 | 0.2794 | 0.90448 | 0
[15 empty] | 2014-01-07 | 149:00 | 0.10637 | 0.023422 | 1.0861 | -0.3912 | 1.0309 | 1.0309 | 0.5642 | 1.8264 | 2
[15 empty] | 2014-01-07 | 149:30 | 0.11401 | 0.037691 | 1.2308 | -0.43 | 1.1906 | 1.1906 | 0.86921 | 2.8138 | 3.08
[15 empty] | 2014-01-07 | 150:00 | 0.11996 | 0.051312 | 1.2971 | -0.43949 | 1.2862 | 1.2862 | 1.0957 | 3.5469 | 3.85
[15 empty] | 2014-01-07 | 150:30 | 0.12414 | 0.06405 | 1.2809 | -0.41903 | 1.3126 | 1.3126 | 1.1647 | 3.7704 | 4.31
[15 empty] | 2014-01-07 | 151:00 | 0.12648 | 0.075685 | 1.1832 | -0.37002 | 1.2692 | 1.2692 | 1.0529 | 3.4084 | 3.85
[15 empty] | 2014-01-07 | 151:30 | 0.12694 | 0.086018 | 1.0102 | -0.29579 | 1.1592 | 1.1592 | 0.80218 | 2.5968 | 3.08
[15 empty] | 2014-01-07 | 152:00 | 0.12552 | 0.094871 | 0.77287 | -0.20141 | 0.98982 | 0.98982 | 0.49944 | 1.6168 | 0
[15 empty] | 2014-01-07 | 152:30 | 0.12225 | 0.10209 | 0.48637 | -0.093294 | 0.77177 | 0.77177 | 0.23674 | 0.76637 | 0
[15 empty] | 2014-01-07 | 153:00 | 0.11716 | 0.10755 | 0.16892 | 0.021176 | 0.51851 | 0.51851 | 0.071793 | 0.23241 | 0
[15 empty] | 2014-01-07 | 153:30 | 0.11034 | 0.11116 | -0.15929 | 0.1342 | 0.24553 | 0.24553 | 0.0076229 | 0.024677 | 0
[15 empty] | 2014-01-07 | 154:00 | 0.10189 | 0.11286 | -0.47736 | 0.23808 | -0.030647 | 0.030647 | 1.4824e-05 | 4.7989e-05 | 0
[15 empty] | 2014-01-07 | 154:30 | 0.091927 | 0.11262 | -0.76504 | 0.32574 | -0.29344 | 0.29344 | 0.013013 | 0.042127 | 0
[15 empty] | 2014-01-07 | 155:00 | 0.080602 | 0.11044 | -1.004 | 0.3912 | -0.52726 | 0.52726 | 0.075487 | 0.24437 | 0
[15 empty] | 2014-01-07 | 155:30 | 0.068084 | 0.10635 | -1.1791 | 0.43 | -0.71838 | 0.71838 | 0.19093 | 0.61808 | 0
[15 empty] | 2014-01-07 | 156:00 | 0.054558 | 0.10044 | -1.2792 | 0.43949 | -0.85589 | 0.85589 | 0.32289 | 1.0453 | 0
[15 empty] | 2014-01-07 | 156:30 | 0.040224 | 0.092799 | -1.2978 | 0.41903 | -0.93224 | 0.93224 | 0.41724 | 1.3507 | 0
[15 empty] | 2014-01-07 | 157:00 | 0.025294 | 0.08356 | -1.2339 | 0.37002 | -0.94378 | 0.94378 | 0.43293 | 1.4015 | 0
[15 empty] | 2014-01-07 | 157:30 | 0.0099892 | 0.072883 | -1.0914 | 0.29579 | -0.89095 | 0.89095 | 0.36422 | 1.1791 | 0
[15 empty] | 2014-01-07 | 158:00 | -0.0054633 | 0.060952 | -0.87949 | 0.20141 | -0.77824 | 0.77824 | 0.24275 | 0.78582 | 0
[15 empty] | 2014-01-07 | 158:30 | -0.020835 | 0.047971 | -0.61158 | 0.093294 | -0.61394 | 0.61394 | 0.11917 | 0.38579 | 0
[15 empty] | 2014-01-07 | 159:00 | -0.035898 | 0.034165 | -0.30475 | -0.021176 | -0.40957 | 0.40957 | 0.035384 | 0.11455 | 0
[15 empty] | 2014-01-07 | 159:30 | -0.050429 | 0.019771 | 0.021473 | -0.1342 | -0.17924 | 0.17924 | 0.0029653 | 0.0095994 | 0
[15 empty] | 2014-01-07 | 160:00 | -0.064214 | 0.0050371 | 0.34633 | -0.23808 | 0.061337 | 0.061337 | 0.00011884 | 0.00038472 | 0
[15 empty] | 2014-01-07 | 160:30 | -0.077047 | -0.0097839 | 0.64915 | -0.32574 | 0.29572 | 0.29572 | 0.013318 | 0.043114 | 0
[15 empty] | 2014-01-07 | 161:00 | -0.08874 | -0.024437 | 0.91065 | -0.3912 | 0.50785 | 0.50785 | 0.067453 | 0.21836 | 0
[15 empty] | 2014-01-07 | 161:30 | -0.099118 | -0.038669 | 1.1142 | -0.43 | 0.68302 | 0.68302 | 0.1641 | 0.53123 | 0
[15 empty] | 2014-01-07 | 162:00 | -0.10803 | -0.052235 | 1.2468 | -0.43949 | 0.80886 | 0.80886 | 0.27253 | 0.88225 | 0
[15 empty] | 2014-01-07 | 162:30 | -0.11534 | -0.064903 | 1.3001 | -0.41903 | 0.87606 | 0.87606 | 0.34627 | 1.1209 | 0
[15 empty] | 2014-01-07 | 163:00 | -0.12094 | -0.076453 | 1.2707 | -0.37002 | 0.87907 | 0.87907 | 0.34985 | 1.1325 | 0
[15 empty] | 2014-01-07 | 163:30 | -0.12475 | -0.086688 | 1.1604 | -0.29579 | 0.8164 | 0.8164 | 0.28023 | 0.90716 | 0
[15 empty] | 2014-01-07 | 164:00 | -0.12672 | -0.095431 | 0.97619 | -0.20141 | 0.69079 | 0.69079 | 0.16976 | 0.54956 | 0
[15 empty] | 2014-01-07 | 164:30 | -0.12681 | -0.10253 | 0.72989 | -0.093294 | 0.50908 | 0.50908 | 0.067946 | 0.21995 | 0
[15 empty] | 2014-01-07 | 165:00 | -0.12502 | -0.10787 | 0.43715 | 0.021176 | 0.2818 | 0.2818 | 0.011525 | 0.037309 | 0
[15 empty] | 2014-01-07 | 165:30 | -0.12137 | -0.11135 | 0.11658 | 0.1342 | 0.022583 | 0.022583 | 5.9312e-06 | 1.92e-05 | 0
[15 empty] | 2014-01-07 | 166:00 | -0.11594 | -0.11291 | -0.2114 | 0.23808 | -0.2527 | 0.2527 | 0.0083106 | 0.026903 | 0
[15 empty] | 2014-01-07 | 166:30 | -0.10878 | -0.11253 | -0.52593 | 0.32574 | -0.52688 | 0.52688 | 0.075324 | 0.24384 | 0
[15 empty] | 2014-01-07 | 167:00 | -0.10001 | -0.11021 | -0.80699 | 0.3912 | -0.78253 | 0.78253 | 0.24678 | 0.79886 | 0
[15 empty] | 2014-01-07 | 167:30 | -0.089766 | -0.106 | -1.0367 | 0.43 | -1.0031 | 1.0031 | 0.51977 | 1.6826 | 2
[15 empty] | 2014-01-08 | 168:00 | -0.078188 | -0.099961 | -1.2004 | 0.43949 | -1.1738 | 1.1738 | 0.833 | 2.6966 | 3.08
[15 empty] | 2014-01-08 | 168:30 | -0.065453 | -0.092203 | -1.2877 | 0.41903 | -1.283 | 1.283 | 1.0876 | 3.5206 | 3.85
[15 empty] | 2014-01-08 | 169:00 | -0.051749 | -0.082858 | -1.2931 | 0.37002 | -1.3221 | 1.3221 | 1.1902 | 3.8531 | 4.31
[15 empty] | 2014-01-08 | 169:30 | -0.037278 | -0.072087 | -1.2162 | 0.29579 | -1.2872 | 1.2872 | 1.0984 | 3.5558 | 3.85
[15 empty] | 2014-01-08 | 170:00 | -0.022256 | -0.060075 | -1.0619 | 0.20141 | -1.1785 | 1.1785 | 0.84295 | 2.7288 | 3.08
[15 empty] | 2014-01-08 | 170:30 | -0.0069032 | -0.047029 | -0.83998 | 0.093294 | -1.0008 | 1.0008 | 0.51619 | 1.671 | 2
[15 empty] | 2014-01-08 | 171:00 | 0.0085514 | -0.033174 | -0.56462 | -0.021176 | -0.76302 | 0.76302 | 0.22878 | 0.74061 | 0
[15 empty] | 2014-01-08 | 171:30 | 0.023879 | -0.018748 | -0.25333 | -0.1342 | -0.478 | 0.478 | 0.056246 | 0.18208 | 0
[15 empty] | 2014-01-08 | 172:00 | 0.038854 | -0.0039995 | 0.074087 | -0.23808 | -0.16143 | 0.16143 | 0.0021665 | 0.0070133 | 0
[15 empty] | 2014-01-08 | 172:30 | 0.053252 | 0.010818 | 0.39679 | -0.32574 | 0.1689 | 0.1689 | 0.0024812 | 0.0080321 | 0
[15 empty] | 2014-01-08 | 173:00 | 0.066863 | 0.025449 | 0.69423 | -0.3912 | 0.49418 | 0.49418 | 0.062155 | 0.20121 | 0
[15 empty] | 2014-01-08 | 173:30 | 0.079483 | 0.039643 | 0.9475 | -0.43 | 0.79579 | 0.79579 | 0.25953 | 0.84017 | 0
[15 empty] | 2014-01-08 | 174:00 | 0.090926 | 0.053154 | 1.1405 | -0.43949 | 1.0563 | 1.0563 | 0.607 | 1.965 | 2.28
[15 empty] | 2014-01-08 | 174:30 | 0.10102 | 0.06575 | 1.2608 | -0.41903 | 1.2607 | 1.2607 | 1.032 | 3.3408 | 3.85
[15 empty] | 2014-01-08 | 175:00 | 0.10962 | 0.077215 | 1.301 | -0.37002 | 1.3973 | 1.3973 | 1.4049 | 4.5479 | 5
[15 empty] | 2014-01-08 | 175:30 | 0.1166 | 0.08735 | 1.2583 | -0.29579 | 1.4581 | 1.4581 | 1.5966 | 5.1684 | 5.75
[15 empty] | 2014-01-08 | 176:00 | 0.12185 | 0.095983 | 1.1356 | -0.20141 | 1.44 | 1.44 | 1.5379 | 4.9785 | 5.36
[15 empty] | 2014-01-08 | 176:30 | 0.1253 | 0.10296 | 0.94059 | -0.093294 | 1.3444 | 1.3444 | 1.2515 | 4.0514 | 4.31
[15 empty] | 2014-01-08 | 177:00 | 0.12689 | 0.10817 | 0.68572 | 0.021176 | 1.1774 | 1.1774 | 0.84068 | 2.7215 | 3.08
[15 empty] | 2014-01-08 | 177:30 | 0.1266 | 0.11152 | 0.38721 | 0.1342 | 0.94942 | 0.94942 | 0.44074 | 1.4268 | 0
[15 empty] | 2014-01-08 | 178:00 | 0.12443 | 0.11295 | 0.064062 | 0.23808 | 0.67441 | 0.67441 | 0.15797 | 0.51138 | 0
[15 empty] | 2014-01-08 | 178:30 | 0.12043 | 0.11243 | -0.26317 | 0.32574 | 0.36929 | 0.36929 | 0.025936 | 0.083962 | 0
[15 empty] | 2014-01-08 | 179:00 | 0.11464 | 0.10998 | -0.57365 | 0.3912 | 0.052711 | 0.052711 | 7.5423e-05 | 0.00024416 | 0
[15 empty] | 2014-01-08 | 179:30 | 0.10715 | 0.10563 | -0.84762 | 0.43 | -0.25605 | 0.25605 | 0.008645 | 0.027986 | 0
[15 empty] | 2014-01-08 | 180:00 | 0.098078 | 0.099473 | -1.0676 | 0.43949 | -0.53826 | 0.53826 | 0.080313 | 0.25999 | 0
[15 empty] | 2014-01-08 | 180:30 | 0.087551 | 0.091599 | -1.2197 | 0.41903 | -0.77693 | 0.77693 | 0.24152 | 0.78186 | 0
[15 empty] | 2014-01-08 | 181:00 | 0.075728 | 0.082148 | -1.2942 | 0.37002 | -0.95786 | 0.95786 | 0.4526 | 1.4652 | 0
[15 empty] | 2014-01-08 | 181:30 | 0.062784 | 0.071284 | -1.2863 | 0.29579 | -1.0705 | 1.0705 | 0.63183 | 2.0454 | 2.28
[15 empty] | 2014-01-08 | 182:00 | 0.048909 | 0.059193 | -1.1965 | 0.20141 | -1.1088 | 1.1088 | 0.70196 | 2.2724 | 2.5
[15 empty] | 2014-01-08 | 182:30 | 0.034311 | 0.046083 | -1.0306 | 0.093294 | -1.0711 | 1.0711 | 0.63291 | 2.0489 | 2.28
[15 empty] | 2014-01-08 | 183:00 | 0.019204 | 0.03218 | -0.79909 | -0.021176 | -0.96111 | 0.96111 | 0.45722 | 1.4801 | 0
[15 empty] | 2014-01-08 | 183:30 | 0.0038131 | 0.017723 | -0.51673 | -0.1342 | -0.78675 | 0.78675 | 0.25079 | 0.81187 | 0
[15 empty] | 2014-01-08 | 184:00 | -0.011634 | 0.0029615 | -0.20149 | -0.23808 | -0.56031 | 0.56031 | 0.090591 | 0.29326 | 0
[15 empty] | 2014-01-08 | 184:30 | -0.02691 | -0.011851 | 0.12658 | -0.32574 | -0.2974 | 0.2974 | 0.013547 | 0.043854 | 0
[15 empty] | 2014-01-08 | 185:00 | -0.041786 | -0.02646 | 0.44659 | -0.3912 | -0.016065 | 0.016065 | 2.1351e-06 | 6.9117e-06 | 0
[15 empty] | 2014-01-08 | 185:30 | -0.056044 | -0.040613 | 0.73818 | -0.43 | 0.26441 | 0.26441 | 0.0095203 | 0.030819 | 0
[15 empty] | 2014-01-08 | 186:00 | -0.069472 | -0.054068 | 0.98279 | -0.43949 | 0.52471 | 0.52471 | 0.074397 | 0.24084 | 0
[15 empty] | 2014-01-08 | 186:30 | -0.081871 | -0.066592 | 1.1649 | -0.41903 | 0.7467 | 0.7467 | 0.21441 | 0.6941 | 0
[15 empty] | 2014-01-08 | 187:00 | -0.093058 | -0.07797 | 1.2728 | -0.37002 | 0.91468 | 0.91468 | 0.39411 | 1.2758 | 0
[15 empty] | 2014-01-08 | 187:30 | -0.10287 | -0.088006 | 1.2997 | -0.29579 | 1.0163 | 1.0163 | 0.54063 | 1.7501 | 2
[15 empty] | 2014-01-08 | 188:00 | -0.11115 | -0.096527 | 1.2439 | -0.20141 | 1.0436 | 1.0436 | 0.58528 | 1.8947 | 2
[15 empty] | 2014-01-08 | 188:30 | -0.11779 | -0.10339 | 1.109 | -0.093294 | 0.99314 | 0.99314 | 0.50447 | 1.6331 | 0
[15 empty] | 2014-01-08 | 189:00 | -0.12269 | -0.10847 | 0.90345 | 0.021176 | 0.86685 | 0.86685 | 0.33545 | 1.0859 | 0
[15 empty] | 2014-01-08 | 189:30 | -0.12576 | -0.11168 | 0.64043 | 0.1342 | 0.67148 | 0.67148 | 0.15592 | 0.50475 | 0
[15 empty] | 2014-01-08 | 190:00 | -0.12698 | -0.11297 | 0.33664 | 0.23808 | 0.41847 | 0.41847 | 0.037739 | 0.12217 | 0
[15 empty] | 2014-01-08 | 190:30 | -0.12631 | -0.11232 | 0.011434 | 0.32574 | 0.12317 | 0.12317 | 0.0009624 | 0.0031155 | 0
[15 empty] | 2014-01-08 | 191:00 | -0.12378 | -0.10974 | -0.3145 | 0.3912 | -0.19602 | 0.19602 | 0.0038792 | 0.012558 | 0
[15 empty] | 2014-01-08 | 191:30 | -0.11941 | -0.10526 | -0.62042 | 0.43 | -0.51888 | 0.51888 | 0.071944 | 0.2329 | 0
[15 empty] | 2014-01-09 | 192:00 | -0.11327 | -0.098976 | -0.88686 | 0.43949 | -0.82452 | 0.82452 | 0.28868 | 0.93452 | 0
[15 empty] | 2014-01-09 | 192:30 | -0.10546 | -0.090987 | -1.0969 | 0.41903 | -1.0928 | 1.0928 | 0.67216 | 2.1759 | 2.28
[15 empty] | 2014-01-09 | 193:00 | -0.096084 | -0.081432 | -1.237 | 0.37002 | -1.3057 | 1.3057 | 1.1463 | 3.7109 | 4.31
[15 empty] | 2014-01-09 | 193:30 | -0.085285 | -0.070475 | -1.2985 | 0.29579 | -1.4481 | 1.4481 | 1.5639 | 5.0625 | 5.36
[15 empty] | 2014-01-09 | 194:00 | -0.073223 | -0.058306 | -1.2773 | 0.20141 | -1.5093 | 1.5093 | 1.7707 | 5.7322 | 6.59
[15 empty] | 2014-01-09 | 194:30 | -0.060077 | -0.045133 | -1.1749 | 0.093294 | -1.4835 | 1.4835 | 1.6813 | 5.4427 | 5.75
[15 empty] | 2014-01-09 | 195:00 | -0.046041 | -0.031183 | -0.99763 | -0.021176 | -1.37 | 1.37 | 1.3243 | 4.2872 | 5
[15 empty] | 2014-01-09 | 195:30 | -0.031323 | -0.016697 | -0.7569 | -0.1342 | -1.1739 | 1.1739 | 0.83311 | 2.697 | 3.08
[15 empty] | 2014-01-09 | 196:00 | -0.016141 | -0.0019233 | -0.468 | -0.23808 | -0.90519 | 0.90519 | 0.38197 | 1.2365 | 0
[15 empty] | 2014-01-09 | 196:30 | -0.00072083 | 0.012883 | -0.14932 | -0.32574 | -0.57862 | 0.57862 | 0.099768 | 0.32297 | 0
[15 empty] | 2014-01-09 | 197:00 | 0.014711 | 0.027468 | 0.17887 | -0.3912 | -0.21269 | 0.21269 | 0.0049552 | 0.016041 | 0
[15 empty] | 2014-01-09 | 197:30 | 0.029924 | 0.041581 | 0.49567 | -0.43 | 0.17147 | 0.17147 | 0.0025964 | 0.0084051 | 0
[15 empty] | 2014-01-09 | 198:00 | 0.044694 | 0.054977 | 0.78092 | -0.43949 | 0.55138 | 0.55138 | 0.086331 | 0.27947 | 0
[15 empty] | 2014-01-09 | 198:30 | 0.058803 | 0.067428 | 1.0165 | -0.41903 | 0.9046 | 0.9046 | 0.38122 | 1.2341 | 0
[15 empty] | 2014-01-09 | 199:00 | 0.07204 | 0.078718 | 1.1873 | -0.37002 | 1.2101 | 1.2101 | 0.9126 | 2.9543 | 3.44
[15 empty] | 2014-01-09 | 199:30 | 0.084211 | 0.088653 | 1.2827 | -0.29579 | 1.4497 | 1.4497 | 1.5689 | 5.0789 | 5.36
[15 empty] | 2014-01-09 | 200:00 | 0.095135 | 0.097063 | 1.2963 | -0.20141 | 1.6089 | 1.6089 | 2.1448 | 6.9432 | 8.01
[15 empty] | 2014-01-09 | 200:30 | 0.10465 | 0.1038 | 1.2275 | -0.093294 | 1.6783 | 1.6783 | 2.4346 | 7.8814 | 8.79
[15 empty] | 2014-01-09 | 201:00 | 0.11262 | 0.10875 | 1.0806 | 0.021176 | 1.6539 | 1.6539 | 2.3298 | 7.5419 | 8.79
[15 empty] | 2014-01-09 | 201:30 | 0.11891 | 0.11184 | 0.86484 | 0.1342 | 1.5372 | 1.5372 | 1.8708 | 6.0562 | 6.59
[15 empty] | 2014-01-09 | 202:00 | 0.12345 | 0.11299 | 0.59408 | 0.23808 | 1.3358 | 1.3358 | 1.2274 | 3.9734 | 4.31
[15 empty] | 2014-01-09 | 202:30 | 0.12616 | 0.1122 | 0.28552 | 0.32574 | 1.062 | 1.062 | 0.6169 | 1.997 | 2.28
[15 empty] | 2014-01-09 | 203:00 | 0.127 | 0.10948 | -0.041212 | 0.3912 | 0.73308 | 0.73308 | 0.20289 | 0.6568 | 0
[15 empty] | 2014-01-09 | 203:30 | 0.12596 | 0.10488 | -0.36532 | 0.43 | 0.36939 | 0.36939 | 0.025957 | 0.084028 | 0
[15 empty] | 2014-01-09 | 204:00 | 0.12305 | 0.098471 | -0.66618 | 0.43949 | -0.0064644 | 0.0064644 | 1.3912e-07 | 4.5036e-07 | 0
[15 empty] | 2014-01-09 | 204:30 | 0.11832 | 0.090367 | -0.92465 | 0.41903 | -0.37115 | 0.37115 | 0.026331 | 0.085239 | 0
[15 empty] | 2014-01-09 | 205:00 | 0.11184 | 0.080708 | -1.1243 | 0.37002 | -0.70212 | 0.70212 | 0.17825 | 0.57704 | 0
[15 empty] | 2014-01-09 | 205:30 | 0.10371 | 0.069661 | -1.2523 | 0.29579 | -0.97897 | 0.97897 | 0.48318 | 1.5642 | 0
[15 empty] | 2014-01-09 | 206:00 | 0.094033 | 0.057414 | -1.3007 | 0.20141 | -1.1848 | 1.1848 | 0.85655 | 2.7728 | 3.08
[15 empty] | 2014-01-09 | 206:30 | 0.082968 | 0.044179 | -1.2663 | 0.093294 | -1.3073 | 1.3073 | 1.1507 | 3.7249 | 4.31
[15 empty] | 2014-01-09 | 207:00 | 0.070675 | 0.030184 | -1.1513 | -0.021176 | -1.3395 | 1.3395 | 1.2378 | 4.007 | 4.31
[15 empty] | 2014-01-09 | 207:30 | 0.057334 | 0.015669 | -0.96302 | -0.1342 | -1.2803 | 1.2803 | 1.0807 | 3.4986 | 3.85
[15 empty] | 2014-01-09 | 208:00 | 0.043145 | 0.00088497 | -0.71347 | -0.23808 | -1.1344 | 1.1344 | 0.75181 | 2.4338 | 2.5
[15 empty] | 2014-01-09 | 208:30 | 0.028317 | -0.013915 | -0.4185 | -0.32574 | -0.9123 | 0.9123 | 0.39104 | 1.2659 | 0
[15 empty] | 2014-01-09 | 209:00 | 0.013069 | -0.028475 | -0.096906 | -0.3912 | -0.62939 | 0.62939 | 0.1284 | 0.41565 | 0
[15 empty] | 2014-01-09 | 209:30 | -0.0023719 | -0.042545 | 0.23086 | -0.43 | -0.30507 | 0.30507 | 0.014622 | 0.047333 | 0
[15 empty] | 2014-01-09 | 210:00 | -0.017778 | -0.055882 | 0.54393 | -0.43949 | 0.038475 | 0.038475 | 2.9332e-05 | 9.4953e-05 | 0
[15 empty] | 2014-01-09 | 210:30 | -0.032921 | -0.068258 | 0.82239 | -0.41903 | 0.37772 | 0.37772 | 0.027753 | 0.089841 | 0
[15 empty] | 2014-01-09 | 211:00 | -0.047576 | -0.07946 | 1.0485 | -0.37002 | 0.68931 | 0.68931 | 0.16867 | 0.54603 | 0
[15 empty] | 2014-01-09 | 211:30 | -0.061526 | -0.089293 | 1.2079 | -0.29579 | 0.9516 | 0.9516 | 0.44378 | 1.4366 | 0
[15 empty] | 2014-01-09 | 212:00 | -0.074566 | -0.09759 | 1.2904 | -0.20141 | 1.1461 | 1.1461 | 0.77523 | 2.5096 | 2.5
[15 empty] | 2014-01-09 | 212:30 | -0.086501 | -0.10421 | 1.2908 | -0.093294 | 1.2585 | 1.2585 | 1.0265 | 3.3231 | 3.85
[15 empty] | 2014-01-09 | 213:00 | -0.097156 | -0.10903 | 1.2091 | 0.021176 | 1.28 | 1.28 | 1.0802 | 3.4967 | 3.85
[15 empty] | 2014-01-09 | 213:30 | -0.10637 | -0.11198 | 1.0504 | 0.1342 | 1.2078 | 1.2078 | 0.90728 | 2.9371 | 3.44
[15 empty] | 2014-01-09 | 214:00 | -0.11401 | -0.113 | 0.8248 | 0.23808 | 1.0448 | 1.0448 | 0.58744 | 1.9017 | 2
[15 empty] | 2014-01-09 | 214:30 | -0.11996 | -0.11207 | 0.54677 | 0.32574 | 0.80059 | 0.80059 | 0.26426 | 0.85546 | 0
[15 empty] | 2014-01-09 | 215:00 | -0.12414 | -0.10922 | 0.23393 | 0.3912 | 0.48971 | 0.48971 | 0.060482 | 0.19579 | 0
[15 empty] | 2014-01-09 | 215:30 | -0.12648 | -0.10449 | -0.093791 | 0.43 | 0.13155 | 0.13155 | 0.0011724 | 0.0037954 | 0
[15 empty] | 2014-01-10 | 216:00 | -0.12694 | -0.097957 | -0.41554 | 0.43949 | -0.25119 | 0.25119 | 0.0081622 | 0.026423 | 0
[15 empty] | 2014-01-10 | 216:30 | -0.12552 | -0.08974 | -0.71085 | 0.41903 | -0.63385 | 0.63385 | 0.13115 | 0.42456 | 0
[15 empty] | 2014-01-10 | 217:00 | -0.12225 | -0.079978 | -0.96092 | 0.37002 | -0.99141 | 0.99141 | 0.50184 | 1.6245 | 0
[15 empty] | 2014-01-10 | 217:30 | -0.11716 | -0.06884 | -1.1498 | 0.29579 | -1.3001 | 1.3001 | 1.1316 | 3.6632 | 4.31
[15 empty] | 2014-01-10 | 218:00 | -0.11034 | -0.056517 | -1.2656 | 0.20141 | -1.5388 | 1.5388 | 1.8765 | 6.0745 | 6.59
[15 empty] | 2014-01-10 | 218:30 | -0.10189 | -0.043221 | -1.3008 | 0.093294 | -1.6907 | 1.6907 | 2.489 | 8.0575 | 8.79
[15 empty] | 2014-01-10 | 219:00 | -0.091927 | -0.029182 | -1.2532 | -0.021176 | -1.7443 | 1.7443 | 2.7333 | 8.8483 | 10
[15 empty] | 2014-01-10 | 219:30 | -0.080602 | -0.01464 | -1.1258 | -0.1342 | -1.6941 | 1.6941 | 2.5039 | 8.1058 | 8.79
[15 empty] | 2014-01-10 | 220:00 | -0.068084 | 0.00015346 | -0.92684 | -0.23808 | -1.5411 | 1.5411 | 1.8848 | 6.1016 | 6.59
[15 empty] | 2014-01-10 | 220:30 | -0.054558 | 0.014944 | -0.66886 | -0.32574 | -1.2928 | 1.2928 | 1.1127 | 3.602 | 3.85
[15 empty] | 2014-01-10 | 221:00 | -0.040224 | 0.029478 | -0.36832 | -0.3912 | -0.96283 | 0.96283 | 0.45968 | 1.4881 | 0
[15 empty] | 2014-01-10 | 221:30 | -0.025294 | 0.043505 | -0.044334 | -0.43 | -0.57015 | 0.57015 | 0.095449 | 0.30899 | 0
[15 empty] | 2014-01-10 | 222:00 | -0.0099892 | 0.056783 | 0.28247 | -0.43949 | -0.13778 | 0.13778 | 0.001347 | 0.0043605 | 0
[15 empty] | 2014-01-10 | 222:30 | 0.0054633 | 0.069083 | 0.5913 | -0.41903 | 0.30852 | 0.30852 | 0.015123 | 0.048958 | 0
[15 empty] | 2014-01-10 | 223:00 | 0.020835 | 0.080195 | 0.8625 | -0.37002 | 0.74189 | 0.74189 | 0.21029 | 0.68075 | 0
[15 empty] | 2014-01-10 | 223:30 | 0.035898 | 0.089926 | 1.0788 | -0.29579 | 1.136 | 1.136 | 0.75509 | 2.4444 | 2.5
[15 empty] | 2014-01-10 | 224:00 | 0.050429 | 0.09811 | 1.2265 | -0.20141 | 1.467 | 1.467 | 1.6259 | 5.2633 | 5.75
[15 empty] | 2014-01-10 | 224:30 | 0.064214 | 0.1046 | 1.2961 | -0.093294 | 1.7145 | 1.7145 | 2.5954 | 8.4018 | 10
[15 empty] | 2014-01-10 | 225:00 | 0.077047 | 0.1093 | 1.2832 | 0.021176 | 1.8634 | 1.8634 | 3.332 | 10.7863 | 12.38
[15 empty] | 2014-01-10 | 225:30 | 0.08874 | 0.11211 | 1.1886 | 0.1342 | 1.9046 | 1.9046 | 3.5581 | 11.5183 | 13.4
[15 empty] | 2014-01-10 | 226:00 | 0.099118 | 0.113 | 1.0184 | 0.23808 | 1.8358 | 1.8358 | 3.1862 | 10.3144 | 11.42
[15 empty] | 2014-01-10 | 226:30 | 0.10803 | 0.11194 | 0.78342 | 0.32574 | 1.6614 | 1.6614 | 2.3618 | 7.6455 | 8.79
[15 empty] | 2014-01-10 | 227:00 | 0.11534 | 0.10895 | 0.49855 | 0.3912 | 1.3926 | 1.3926 | 1.3907 | 4.5021 | 5
[15 empty] | 2014-01-10 | 227:30 | 0.12094 | 0.10409 | 0.18196 | 0.43 | 1.0462 | 1.0462 | 0.58978 | 1.9092 | 2
[15 empty] | 2014-01-10 | 228:00 | 0.12475 | 0.097435 | -0.14622 | 0.43949 | 0.64433 | 0.64433 | 0.13776 | 0.44597 | 0
[15 empty] | 2014-01-10 | 228:30 | 0.12672 | 0.089105 | -0.46509 | 0.41903 | 0.21222 | 0.21222 | 0.0049219 | 0.015933 | 0
[15 empty] | 2014-01-10 | 229:00 | 0.12681 | 0.079241 | -0.75436 | 0.37002 | -0.22286 | 0.22286 | 0.0057003 | 0.018453 | 0
[15 empty] | 2014-01-10 | 229:30 | 0.12502 | 0.068014 | -0.99562 | 0.29579 | -0.6335 | 0.6335 | 0.13093 | 0.42385 | 0
[15 empty] | 2014-01-10 | 230:00 | 0.12137 | 0.055615 | -1.1735 | 0.20141 | -0.9939 | 0.9939 | 0.50564 | 1.6369 | 0
[15 empty] | 2014-01-10 | 230:30 | 0.11594 | 0.04226 | -1.2767 | 0.093294 | -1.2816 | 1.2816 | 1.084 | 3.5091 | 3.85
[15 empty] | 2014-01-10 | 231:00 | 0.10878 | 0.028177 | -1.2987 | -0.021176 | -1.4786 | 1.4786 | 1.6649 | 5.3898 | 5.75
[15 empty] | 2014-01-10 | 231:30 | 0.10001 | 0.01361 | -1.238 | -0.1342 | -1.5732 | 1.5732 | 2.0053 | 6.4917 | 7.28
[15 empty] | 2014-01-10 | 232:00 | 0.089766 | -0.0011919 | -1.0985 | -0.23808 | -1.5601 | 1.5601 | 1.9554 | 6.3299 | 7.28
[15 empty] | 2014-01-10 | 232:30 | 0.078188 | -0.015973 | -0.88914 | -0.32574 | -1.4408 | 1.4408 | 1.5405 | 4.9868 | 5.36
[15 empty] | 2014-01-10 | 233:00 | 0.065453 | -0.03048 | -0.62317 | -0.3912 | -1.2242 | 1.2242 | 0.94494 | 3.059 | 3.44
[15 empty] | 2014-01-10 | 233:30 | 0.051749 | -0.044461 | -0.31753 | -0.43 | -0.9253 | 0.9253 | 0.408 | 1.3208 | 0
[15 empty] | 2014-01-10 | 234:00 | 0.037278 | -0.057678 | 0.0083106 | -0.43949 | -0.56447 | 0.56447 | 0.092627 | 0.29985 | 0
[15 empty] | 2014-01-10 | 234:30 | 0.022256 | -0.069902 | 0.33362 | -0.41903 | -0.16632 | 0.16632 | 0.0023694 | 0.0076702 | 0
[15 empty] | 2014-01-10 | 235:00 | 0.0069032 | -0.080923 | 0.63771 | -0.37002 | 0.24208 | 0.24208 | 0.0073062 | 0.023652 | 0
[15 empty] | 2014-01-10 | 235:30 | -0.0085514 | -0.090551 | 0.9012 | -0.29579 | 0.63289 | 0.63289 | 0.13055 | 0.42262 | 0
[15 empty] | 2014-01-10 | 236:00 | -0.023879 | -0.098621 | 1.1073 | -0.20141 | 0.9793 | 0.9793 | 0.48368 | 1.5658 | 0
[15 empty] | 2014-01-10 | 236:30 | -0.038854 | -0.10499 | 1.243 | -0.093294 | 1.2573 | 1.2573 | 1.0237 | 3.3139 | 3.85
[15 empty] | 2014-01-10 | 237:00 | -0.053252 | -0.10956 | 1.2996 | 0.021176 | 1.4474 | 1.4474 | 1.5617 | 5.0556 | 5.36
[15 empty] | 2014-01-10 | 237:30 | -0.066863 | -0.11224 | 1.2734 | 0.1342 | 1.5357 | 1.5357 | 1.8651 | 6.0377 | 6.59
[15 empty] | 2014-01-10 | 238:00 | -0.079483 | -0.11299 | 1.1662 | 0.23808 | 1.5148 | 1.5148 | 1.7902 | 5.7952 | 6.59
[15 empty] | 2014-01-10 | 238:30 | -0.090926 | -0.11179 | 0.98484 | 0.32574 | 1.3848 | 1.3848 | 1.3677 | 4.4276 | 5
[15 empty] | 2014-01-10 | 239:00 | -0.10102 | -0.10867 | 0.74075 | 0.3912 | 1.1528 | 1.1528 | 0.78903 | 2.5543 | 3.08
[15 empty] | 2014-01-10 | 239:30 | -0.10962 | -0.10368 | 0.44953 | 0.43 | 0.83277 | 0.83277 | 0.29743 | 0.96284 | 0
[15 empty] | 2014-01-11 | 240:00 | -0.1166 | -0.096905 | 0.12969 | 0.43949 | 0.44459 | 0.44459 | 0.045258 | 0.14651 | 0
[15 empty] | 2014-01-11 | 240:30 | -0.12185 | -0.088463 | -0.1984 | 0.41903 | 0.012899 | 0.012899 | 1.1053e-06 | 3.578e-06 | 0
[15 empty] | 2014-01-11 | 241:00 | -0.1253 | -0.078497 | -0.51387 | 0.37002 | -0.43455 | 0.43455 | 0.042259 | 0.1368 | 0
[15 empty] | 2014-01-11 | 241:30 | -0.12689 | -0.067181 | -0.79663 | 0.29579 | -0.86863 | 0.86863 | 0.33753 | 1.0926 | 0
[15 empty] | 2014-01-11 | 242:00 | -0.1266 | -0.054709 | -1.0287 | 0.20141 | -1.2607 | 1.2607 | 1.032 | 3.3408 | 3.85
[15 empty] | 2014-01-11 | 242:30 | -0.12443 | -0.041295 | -1.1953 | 0.093294 | -1.5846 | 1.5846 | 2.0493 | 6.634 | 7.28
[15 empty] | 2014-01-11 | 243:00 | -0.12043 | -0.027171 | -1.2858 | -0.021176 | -1.8182 | 1.8182 | 3.0957 | 10.0213 | 11.42
[15 empty] | 2014-01-11 | 243:30 | -0.11464 | -0.012578 | -1.2945 | -0.1342 | -1.9449 | 1.9449 | 3.7888 | 12.2651 | 13.4
[15 empty] | 2014-01-11 | 244:00 | -0.10715 | 0.0022302 | -1.2208 | -0.23808 | -1.9548 | 1.9548 | 3.8468 | 12.4528 | 14.26
[15 empty] | 2014-01-11 | 244:30 | -0.098078 | 0.017 | -1.0694 | -0.32574 | -1.8453 | 1.8453 | 3.2361 | 10.4758 | 11.42
[15 empty] | 2014-01-11 | 245:00 | -0.087551 | 0.031478 | -0.84999 | -0.3912 | -1.6216 | 1.6216 | 2.1959 | 7.1086 | 8.01
[15 empty] | 2014-01-11 | 245:30 | -0.075728 | 0.045414 | -0.57645 | -0.43 | -1.2959 | 1.2959 | 1.1209 | 3.6286 | 3.85
[15 empty] | 2014-01-11 | 246:00 | -0.062784 | 0.058568 | -0.26623 | -0.43949 | -0.88741 | 0.88741 | 0.3599 | 1.1651 | 0
[15 empty] | 2014-01-11 | 246:30 | -0.048909 | 0.070715 | 0.060942 | -0.41903 | -0.42036 | 0.42036 | 0.038253 | 0.12383 | 0
[15 empty] | 2014-01-11 | 247:00 | -0.034311 | 0.081644 | 0.38423 | -0.37002 | 0.076928 | 0.076928 | 0.00023445 | 0.00075897 | 0
[15 empty] | 2014-01-11 | 247:30 | -0.019204 | 0.091168 | 0.68307 | -0.29579 | 0.57405 | 0.57405 | 0.09742 | 0.31537 | 0
[15 empty] | 2014-01-11 | 248:00 | -0.0038131 | 0.099124 | 0.93843 | -0.20141 | 1.0404 | 1.0404 | 0.58 | 1.8776 | 2
[15 empty] | 2014-01-11 | 248:30 | 0.011634 | 0.10537 | 1.1341 | -0.093294 | 1.4472 | 1.4472 | 1.5611 | 5.0535 | 5.36
[15 empty] | 2014-01-11 | 249:00 | 0.02691 | 0.10981 | 1.2575 | 0.021176 | 1.7693 | 1.7693 | 2.8524 | 9.2337 | 10.5
[15 empty] | 2014-01-11 | 249:30 | 0.041786 | 0.11235 | 1.301 | 0.1342 | 1.9866 | 1.9866 | 4.038 | 13.0719 | 14.26
[15 empty] | 2014-01-11 | 250:00 | 0.056044 | 0.11297 | 1.2616 | 0.23808 | 2.0859 | 2.0859 | 4.6739 | 15.1304 | 16.72
[15 empty] | 2014-01-11 | 250:30 | 0.069472 | 0.11163 | 1.142 | 0.32574 | 2.061 | 2.061 | 4.5087 | 14.5955 | 16.72
[15 empty] | 2014-01-11 | 251:00 | 0.081871 | 0.10838 | 0.94964 | 0.3912 | 1.9139 | 1.9139 | 3.6102 | 11.6871 | 13.4
[15 empty] | 2014-01-11 | 251:30 | 0.093058 | 0.10326 | 0.69687 | 0.43 | 1.654 | 1.654 | 2.3303 | 7.5435 | 8.79
[15 empty] | 2014-01-11 | 252:00 | 0.10287 | 0.096367 | 0.39976 | 0.43949 | 1.2981 | 1.2981 | 1.1265 | 3.6468 | 3.85
[15 empty] | 2014-01-11 | 252:30 | 0.11115 | 0.087813 | 0.077206 | 0.41903 | 0.86901 | 0.86901 | 0.33797 | 1.0941 | 0
[15 empty] | 2014-01-11 | 253:00 | 0.11779 | 0.077747 | -0.25026 | 0.37002 | 0.39412 | 0.39412 | 0.031528 | 0.10206 | 0
[15 empty] | 2014-01-11 | 253:30 | 0.12269 | 0.066344 | -0.5618 | 0.29579 | -0.096227 | 0.096227 | 0.00045887 | 0.0014855 | 0
[15 empty] | 2014-01-11 | 254:00 | 0.12576 | 0.053798 | -0.83759 | 0.20141 | -0.57078 | 0.57078 | 0.095765 | 0.31001 | 0
[15 empty] | 2014-01-11 | 254:30 | 0.12698 | 0.040327 | -1.0601 | 0.093294 | -0.99934 | 0.99934 | 0.51398 | 1.6639 | 0
[15 empty] | 2014-01-11 | 255:00 | 0.12631 | 0.026162 | -1.2151 | -0.021176 | -1.3547 | 1.3547 | 1.2805 | 4.1452 | 5
[15 empty] | 2014-01-11 | 255:30 | 0.12378 | 0.011546 | -1.2928 | -0.1342 | -1.6146 | 1.6146 | 2.1676 | 7.0169 | 8.01
[15 empty] | 2014-01-11 | 256:00 | 0.11941 | -0.0032683 | -1.2882 | -0.23808 | -1.7627 | 1.7627 | 2.8204 | 9.1303 | 10.5
[15 empty] | 2014-01-11 | 256:30 | 0.11327 | -0.018026 | -1.2016 | -0.32574 | -1.7901 | 1.7901 | 2.9544 | 9.564 | 10.5
[15 empty] | 2014-01-11 | 257:00 | 0.10546 | -0.032474 | -1.0386 | -0.3912 | -1.696 | 1.696 | 2.5123 | 8.1329 | 8.79
[15 empty] | 2014-01-11 | 257:30 | 0.096084 | -0.046363 | -0.80944 | -0.43 | -1.4871 | 1.4871 | 1.6938 | 5.4832 | 5.75
[15 empty] | 2014-01-11 | 258:00 | 0.085285 | -0.059454 | -0.52879 | -0.43949 | -1.1781 | 1.1781 | 0.84199 | 2.7257 | 3.08
[15 empty] | 2014-01-11 | 258:30 | 0.073223 | -0.071522 | -0.21448 | -0.41903 | -0.78977 | 0.78977 | 0.25369 | 0.82125 | 0
[15 empty] | 2014-01-11 | 259:00 | 0.060077 | -0.082359 | 0.11347 | -0.37002 | -0.34854 | 0.34854 | 0.021805 | 0.070587 | 0
[15 empty] | 2014-01-11 | 259:30 | 0.046041 | -0.091778 | 0.43421 | -0.29579 | 0.11585 | 0.11585 | 0.00080066 | 0.0025919 | 0
[15 empty] | 2014-01-11 | 260:00 | 0.031323 | -0.099618 | 0.72731 | -0.20141 | 0.57201 | 0.57201 | 0.096386 | 0.31202 | 0
[15 empty] | 2014-01-11 | 260:30 | 0.016141 | -0.10574 | 0.97412 | -0.093294 | 0.98903 | 0.98903 | 0.49824 | 1.6129 | 0
[15 empty] | 2014-01-11 | 261:00 | 0.00072083 | -0.11005 | 1.1589 | 0.021176 | 1.3385 | 1.3385 | 1.2349 | 3.9978 | 4.31
[15 empty] | 2014-01-11 | 261:30 | -0.014711 | -0.11246 | 1.27 | 0.1342 | 1.5963 | 1.5963 | 2.0948 | 6.7813 | 7.28
[15 empty] | 2014-01-11 | 262:00 | -0.029924 | -0.11294 | 1.3002 | 0.23808 | 1.7443 | 1.7443 | 2.7333 | 8.8483 | 10
[15 empty] | 2014-01-11 | 262:30 | -0.044694 | -0.11147 | 1.2477 | 0.32574 | 1.7716 | 1.7716 | 2.8637 | 9.2704 | 10.5
[15 empty] | 2014-01-11 | 263:00 | -0.058803 | -0.10808 | 1.1158 | 0.3912 | 1.6752 | 1.6752 | 2.4209 | 7.8368 | 8.79
[15 empty] | 2014-01-11 | 263:30 | -0.07204 | -0.10284 | 0.91288 | 0.43 | 1.46 | 1.46 | 1.6027 | 5.1884 | 5.75
[15 empty] | 2014-01-12 | 264:00 | -0.084211 | -0.095821 | 0.65185 | 0.43949 | 1.1391 | 1.1391 | 0.76127 | 2.4644 | 2.5
[15 empty] | 2014-01-12 | 264:30 | -0.095135 | -0.087155 | 0.34934 | 0.41903 | 0.7326 | 0.7326 | 0.2025 | 0.65552 | 0
[15 empty] | 2014-01-12 | 265:00 | -0.10465 | -0.07699 | 0.024596 | 0.37002 | 0.26622 | 0.26622 | 0.0097171 | 0.031456 | 0
[15 empty] | 2014-01-12 | 265:30 | -0.11262 | -0.0655 | -0.30171 | 0.29579 | -0.23005 | 0.23005 | 0.0062697 | 0.020296 | 0
[15 empty] | 2014-01-12 | 266:00 | -0.11891 | -0.052883 | -0.60882 | 0.20141 | -0.72401 | 0.72401 | 0.19546 | 0.63273 | 0
[15 empty] | 2014-01-12 | 266:30 | -0.12345 | -0.039355 | -0.87718 | 0.093294 | -1.1834 | 1.1834 | 0.85343 | 2.7627 | 3.08
[15 empty] | 2014-01-12 | 267:00 | -0.12616 | -0.02515 | -1.0897 | -0.021176 | -1.5778 | 1.5778 | 2.0227 | 6.5478 | 7.28
[15 empty] | 2014-01-12 | 267:30 | -0.127 | -0.010512 | -1.2329 | -0.1342 | -1.8808 | 1.8808 | 3.4262 | 11.0914 | 12.38
[15 empty] | 2014-01-12 | 268:00 | -0.12596 | 0.0043062 | -1.2976 | -0.23808 | -2.0717 | 2.0717 | 4.5792 | 14.8238 | 16.72
[15 empty] | 2014-01-12 | 268:30 | -0.12305 | 0.019051 | -1.2798 | -0.32574 | -2.1369 | 2.1369 | 5.0252 | 16.2674 | 17.92
[15 empty] | 2014-01-12 | 269:00 | -0.11832 | 0.033467 | -1.1805 | -0.3912 | -2.0706 | 2.0706 | 4.5722 | 14.801 | 16.72
[15 empty] | 2014-01-12 | 269:30 | -0.11184 | 0.047308 | -1.006 | -0.43 | -1.8757 | 1.8757 | 3.3985 | 11.0018 | 12.38
[15 empty] | 2014-01-12 | 270:00 | -0.10371 | 0.060335 | -0.76757 | -0.43949 | -1.563 | 1.563 | 1.9666 | 6.3662 | 7.28
[15 empty] | 2014-01-12 | 270:30 | -0.094033 | 0.072323 | -0.48026 | -0.41903 | -1.1513 | 1.1513 | 0.78582 | 2.5438 | 3.08
[15 empty] | 2014-01-12 | 271:00 | -0.082968 | 0.083066 | -0.16239 | -0.37002 | -0.66539 | 0.66539 | 0.15172 | 0.49114 | 0
[15 empty] | 2014-01-12 | 271:30 | -0.070675 | 0.09238 | 0.16582 | -0.29579 | -0.13534 | 0.13534 | 0.0012766 | 0.0041325 | 0
[15 empty] | 2014-01-12 | 272:00 | -0.057334 | 0.1001 | 0.48347 | -0.20141 | 0.40604 | 0.40604 | 0.034477 | 0.11161 | 0
[15 empty] | 2014-01-12 | 272:30 | -0.043145 | 0.10611 | 0.77036 | -0.093294 | 0.92503 | 0.92503 | 0.40764 | 1.3196 | 0
[15 empty] | 2014-01-12 | 273:00 | -0.028317 | 0.11028 | 1.0082 | 0.021176 | 1.3892 | 1.3892 | 1.3807 | 4.4696 | 5
[15 empty] | 2014-01-12 | 273:30 | -0.013069 | 0.11256 | 1.1819 | 0.1342 | 1.7695 | 1.7695 | 2.8534 | 9.2369 | 10.5
[15 empty] | 2014-01-12 | 274:00 | 0.0023719 | 0.1129 | 1.2804 | 0.23808 | 2.0422 | 2.0422 | 4.3861 | 14.1989 | 15.57
[15 empty] | 2014-01-12 | 274:30 | 0.017778 | 0.11129 | 1.2974 | 0.32574 | 2.1902 | 2.1902 | 5.411 | 17.5165 | 19.17
[15 empty] | 2014-01-12 | 275:00 | 0.032921 | 0.10778 | 1.2318 | 0.3912 | 2.2046 | 2.2046 | 5.5183 | 17.8638 | 20
[15 empty] | 2014-01-12 | 275:30 | 0.047576 | 0.1024 | 1.0878 | 0.43 | 2.0848 | 2.0848 | 4.6663 | 15.1057 | 16.72
[15 empty] | 2014-01-12 | 276:00 | 0.061526 | 0.095266 | 0.87463 | 0.43949 | 1.8386 | 1.8386 | 3.2011 | 10.3625 | 11.42
[15 empty] | 2014-01-12 | 276:30 | 0.074566 | 0.086491 | 0.60576 | 0.41903 | 1.4823 | 1.4823 | 1.6774 | 5.43 | 5.75
[15 empty] | 2014-01-12 | 277:00 | 0.086501 | 0.076227 | 0.29835 | 0.37002 | 1.0389 | 1.0389 | 0.57742 | 1.8692 | 2
[15 empty] | 2014-01-12 | 277:30 | 0.097156 | 0.064651 | -0.028053 | 0.29579 | 0.53693 | 0.53693 | 0.07972 | 0.25807 | 0
[15 empty] | 2014-01-12 | 278:00 | 0.10637 | 0.051963 | -0.35267 | 0.20141 | 0.0088367 | 0.0088367 | 3.5537e-07 | 1.1504e-06 | 0
[15 empty] | 2014-01-12 | 278:30 | 0.11401 | 0.03838 | -0.65484 | 0.093294 | -0.51145 | 0.51145 | 0.068898 | 0.22304 | 0
[15 empty] | 2014-01-12 | 279:00 | 0.11996 | 0.024137 | -0.91534 | -0.021176 | -0.99052 | 0.99052 | 0.50049 | 1.6202 | 0
[15 empty] | 2014-01-12 | 279:30 | 0.12414 | 0.0094781 | -1.1176 | -0.1342 | -1.3977 | 1.3977 | 1.4062 | 4.5523 | 5
[15 empty] | 2014-01-12 | 280:00 | 0.12648 | -0.0053437 | -1.2487 | -0.23808 | -1.7071 | 1.7071 | 2.5619 | 8.2934 | 10
[15 empty] | 2014-01-12 | 280:30 | 0.12694 | -0.020074 | -1.3004 | -0.32574 | -1.899 | 1.899 | 3.527 | 11.4176 | 12.38
[15 empty] | 2014-01-12 | 281:00 | 0.12552 | -0.034458 | -1.2692 | -0.3912 | -1.9617 | 1.9617 | 3.8879 | 12.5861 | 14.26
[15 empty] | 2014-01-12 | 281:30 | 0.12225 | -0.048249 | -1.1574 | -0.43 | -1.8917 | 1.8917 | 3.4863 | 11.2858 | 12.38
[15 empty] | 2014-01-12 | 282:00 | 0.11716 | -0.06121 | -0.97182 | -0.43949 | -1.6942 | 1.6942 | 2.5044 | 8.1072 | 8.79
[15 empty] | 2014-01-12 | 282:30 | 0.11034 | -0.073118 | -0.72444 | -0.41903 | -1.3828 | 1.3828 | 1.3617 | 4.4082 | 5
[15 empty] | 2014-01-12 | 283:00 | 0.10189 | -0.083767 | -0.43095 | -0.37002 | -0.97855 | 0.97855 | 0.48257 | 1.5622 | 0
[15 empty] | 2014-01-12 | 283:30 | 0.091927 | -0.092974 | -0.11003 | -0.29579 | -0.50858 | 0.50858 | 0.067748 | 0.21931 | 0
[15 empty] | 2014-01-12 | 284:00 | 0.080602 | -0.10058 | 0.21789 | -0.20141 | -0.0043661 | 0.0043661 | 4.2865e-08 | 1.3876e-07 | 0
[15 empty] | 2014-01-12 | 284:30 | 0.068084 | -0.10646 | 0.53194 | -0.093294 | 0.50035 | 0.50035 | 0.064509 | 0.20883 | 0
[15 empty] | 2014-01-12 | 285:00 | 0.054558 | -0.1105 | 0.81214 | 0.021176 | 0.97172 | 0.97172 | 0.47253 | 1.5297 | 0
[15 empty] | 2014-01-12 | 285:30 | 0.040224 | -0.11264 | 1.0407 | 0.1342 | 1.378 | 1.378 | 1.3477 | 4.3629 | 5
[15 empty] | 2014-01-12 | 286:00 | 0.025294 | -0.11285 | 1.2029 | 0.23808 | 1.6918 | 1.6918 | 2.4939 | 8.0734 | 8.79
[15 empty] | 2014-01-12 | 286:30 | 0.0099892 | -0.11111 | 1.2887 | 0.32574 | 1.8916 | 1.8916 | 3.4858 | 11.2843 | 12.38
[15 empty] | 2014-01-12 | 287:00 | -0.0054633 | -0.10746 | 1.2924 | 0.3912 | 1.9633 | 1.9633 | 3.8975 | 12.6169 | 14.26
[15 empty] | 2014-01-12 | 287:30 | -0.020835 | -0.10196 | 1.2138 | 0.43 | 1.9013 | 1.9013 | 3.5397 | 11.4588 | 13.4
[15 empty] | 2014-01-13 | 288:00 | -0.035898 | -0.094704 | 1.0581 | 0.43949 | 1.7087 | 1.7087 | 2.5692 | 8.317 | 10
[15 empty] | 2014-01-13 | 288:30 | -0.050429 | -0.085819 | 0.83494 | 0.41903 | 1.3972 | 1.3972 | 1.4046 | 4.5469 | 5
[15 empty] | 2014-01-13 | 289:00 | -0.064214 | -0.075457 | 0.55868 | 0.37002 | 0.98629 | 0.98629 | 0.49411 | 1.5995 | 0
[15 empty] | 2014-01-13 | 289:30 | -0.077047 | -0.063797 | 0.24687 | 0.29579 | 0.50227 | 0.50227 | 0.065256 | 0.21125 | 0
[15 empty] | 2014-01-13 | 290:00 | -0.08874 | -0.051038 | -0.080657 | 0.20141 | -0.023787 | 0.023787 | 6.9317e-06 | 2.2439e-05 | 0
[15 empty] | 2014-01-13 | 290:30 | -0.099118 | -0.037402 | -0.40305 | 0.093294 | -0.55784 | 0.55784 | 0.089402 | 0.28941 | 0
[15 empty] | 2014-01-13 | 291:00 | -0.10803 | -0.023121 | -0.69979 | -0.021176 | -1.0651 | 1.0651 | 0.62235 | 2.0147 | 2.28
[15 empty] | 2014-01-13 | 291:30 | -0.11534 | -0.0084429 | -0.952 | -0.1342 | -1.5125 | 1.5125 | 1.7819 | 5.7683 | 6.59
[15 empty] | 2014-01-13 | 292:00 | -0.12094 | 0.0063807 | -1.1436 | -0.23808 | -1.8703 | 1.8703 | 3.3695 | 10.9076 | 12.38
[15 empty] | 2014-01-13 | 292:30 | -0.12475 | 0.021095 | -1.2625 | -0.32574 | -2.1148 | 2.1148 | 4.8711 | 15.7687 | 17.92
[15 empty] | 2014-01-13 | 293:00 | -0.12672 | 0.035445 | -1.3009 | -0.3912 | -2.2293 | 2.2293 | 5.7056 | 18.47 | 20
[15 empty] | 2014-01-13 | 293:30 | -0.12681 | 0.049186 | -1.2566 | -0.43 | -2.2053 | 2.2053 | 5.5237 | 17.8812 | 20
[15 empty] | 2014-01-13 | 294:00 | -0.12502 | 0.06208 | -1.1324 | -0.43949 | -2.0435 | 2.0435 | 4.3947 | 14.2266 | 15.57
[15 empty] | 2014-01-13 | 294:30 | -0.12137 | 0.073906 | -0.93603 | -0.41903 | -1.7532 | 1.7532 | 2.7751 | 8.9835 | 10.5
[15 empty] | 2014-01-13 | 295:00 | -0.11594 | 0.08446 | -0.68012 | -0.37002 | -1.352 | 1.352 | 1.2728 | 4.1203 | 5
[15 empty] | 2014-01-13 | 295:30 | -0.10878 | 0.09356 | -0.38093 | -0.29579 | -0.86492 | 0.86492 | 0.33322 | 1.0787 | 0
[15 empty] | 2014-01-13 | 296:00 | -0.10001 | 0.10105 | -0.057487 | -0.20141 | -0.32232 | 0.32232 | 0.017245 | 0.055826 | 0
[15 empty] | 2014-01-13 | 296:30 | -0.089766 | 0.1068 | 0.26961 | -0.093294 | 0.24169 | 0.24169 | 0.0072708 | 0.023537 | 0
[15 empty] | 2014-01-13 | 297:00 | -0.078188 | 0.11071 | 0.57955 | 0.021176 | 0.79156 | 0.79156 | 0.25542 | 0.82686 | 0
[15 empty] | 2014-01-13 | 297:30 | -0.065453 | 0.11272 | 0.8526 | 0.1342 | 1.2926 | 1.2926 | 1.1122 | 3.6005 | 3.85
[15 empty] | 2014-01-13 | 298:00 | -0.051749 | 0.11279 | 1.0714 | 0.23808 | 1.7132 | 1.7132 | 2.5894 | 8.3823 | 10
[15 empty] | 2014-01-13 | 298:30 | -0.037278 | 0.11092 | 1.222 | 0.32574 | 2.0267 | 2.0267 | 4.2874 | 13.8792 | 15.57
[15 empty] | 2014-01-13 | 299:00 | -0.022256 | 0.10713 | 1.2948 | 0.3912 | 2.2136 | 2.2136 | 5.5864 | 18.0844 | 20
[15 empty] | 2014-01-13 | 299:30 | -0.0069032 | 0.10151 | 1.2853 | 0.43 | 2.2623 | 2.2623 | 5.9633 | 19.3043 | 25
[15 empty] | 2014-01-13 | 300:00 | 0.0085514 | 0.094133 | 1.1939 | 0.43949 | 2.1701 | 2.1701 | 5.2632 | 17.0381 | 19.17
[15 empty] | 2014-01-13 | 300:30 | 0.023879 | 0.08514 | 1.0266 | 0.41903 | 1.9433 | 1.9433 | 3.7793 | 12.2343 | 13.4
[15 empty] | 2014-01-13 | 301:00 | 0.038854 | 0.074681 | 0.79389 | 0.37002 | 1.5968 | 1.5968 | 2.0968 | 6.7879 | 7.28
[15 empty] | 2014-01-13 | 301:30 | 0.053252 | 0.062937 | 0.51069 | 0.29579 | 1.1533 | 1.1533 | 0.79009 | 2.5577 | 3.08
[15 empty] | 2014-01-13 | 302:00 | 0.066863 | 0.05011 | 0.19498 | 0.20141 | 0.6417 | 0.6417 | 0.13608 | 0.44053 | 0
[15 empty] | 2014-01-13 | 302:30 | 0.079483 | 0.03642 | -0.13313 | 0.093294 | 0.095085 | 0.095085 | 0.00044273 | 0.0014332 | 0
[15 empty] | 2014-01-13 | 303:00 | 0.090926 | 0.022104 | -0.45277 | -0.021176 | -0.45114 | 0.45114 | 0.047288 | 0.15308 | 0
[15 empty] | 2014-01-13 | 303:30 | 0.10102 | 0.007407 | -0.74359 | -0.1342 | -0.96171 | 0.96171 | 0.45808 | 1.4829 | 0
[15 empty] | 2014-01-13 | 304:00 | 0.10962 | -0.0074172 | -0.9871 | -0.23808 | -1.4037 | 1.4037 | 1.4244 | 4.6112 | 5.36
[15 empty] | 2014-01-13 | 304:30 | 0.1166 | -0.022114 | -1.1678 | -0.32574 | -1.7488 | 1.7488 | 2.7543 | 8.9164 | 10
[15 empty] | 2014-01-13 | 305:00 | 0.12185 | -0.03643 | -1.2741 | -0.3912 | -1.9749 | 1.9749 | 3.9668 | 12.8413 | 14.26
[15 empty] | 2014-01-13 | 305:30 | 0.1253 | -0.050119 | -1.2994 | -0.43 | -2.0678 | 2.0678 | 4.5533 | 14.74 | 16.72
[15 empty] | 2014-01-13 | 306:00 | 0.12689 | -0.062945 | -1.242 | -0.43949 | -2.0219 | 2.0219 | 4.257 | 13.7807 | 15.57
[15 empty] | 2014-01-13 | 306:30 | 0.1266 | -0.074689 | -1.1055 | -0.41903 | -1.8408 | 1.8408 | 3.2125 | 10.3994 | 11.42
[15 empty] | 2014-01-13 | 307:00 | 0.12443 | -0.085146 | -0.89871 | -0.37002 | -1.5368 | 1.5368 | 1.8692 | 6.051 | 6.59
[15 empty] | 2014-01-13 | 307:30 | 0.12043 | -0.094139 | -0.63469 | -0.29579 | -1.1302 | 1.1302 | 0.74357 | 2.4071 | 2.5
[15 empty] | 2014-01-13 | 308:00 | 0.11464 | -0.10151 | -0.33028 | -0.20141 | -0.6482 | 0.6482 | 0.14026 | 0.45405 | 0
[15 empty] | 2014-01-13 | 308:30 | 0.10715 | -0.10714 | -0.0048527 | -0.093294 | -0.12266 | 0.12266 | 0.0009505 | 0.0030769 | 0
[15 empty] | 2014-01-13 | 309:00 | 0.098078 | -0.11092 | 0.32088 | 0.021176 | 0.41153 | 0.41153 | 0.035892 | 0.11619 | 0
[15 empty] | 2014-01-13 | 309:30 | 0.087551 | -0.11279 | 0.6262 | 0.1342 | 0.91896 | 0.91896 | 0.39966 | 1.2938 | 0
[15 empty] | 2014-01-13 | 310:00 | 0.075728 | -0.11272 | 0.89166 | 0.23808 | 1.3659 | 1.3659 | 1.3125 | 4.2489 | 5
[15 empty] | 2014-01-13 | 310:30 | 0.062784 | -0.11071 | 1.1004 | 0.32574 | 1.7227 | 1.7227 | 2.6331 | 8.5239 | 10
[15 empty] | 2014-01-13 | 311:00 | 0.048909 | -0.1068 | 1.2391 | 0.3912 | 1.9655 | 1.9655 | 3.9103 | 12.6583 | 14.26
[15 empty] | 2014-01-13 | 311:30 | 0.034311 | -0.10105 | 1.2989 | 0.43 | 2.0777 | 2.0777 | 4.6191 | 14.9529 | 16.72
[15 empty] | 2014-01-14 | 312:00 | 0.019204 | -0.093555 | 1.2761 | 0.43949 | 2.0515 | 2.0515 | 4.4466 | 14.3945 | 16.72
[15 empty] | 2014-01-14 | 312:30 | 0.0038131 | -0.084453 | 1.172 | 0.41903 | 1.888 | 1.888 | 3.466 | 11.2201 | 12.38
[15 empty] | 2014-01-14 | 313:00 | -0.011634 | -0.073899 | 0.99339 | 0.37002 | 1.5973 | 1.5973 | 2.099 | 6.7948 | 7.28
[15 empty] | 2014-01-14 | 313:30 | -0.02691 | -0.062072 | 0.75154 | 0.29579 | 1.1979 | 1.1979 | 0.88533 | 2.866 | 3.08
[15 empty] | 2014-01-14 | 314:00 | -0.041786 | -0.049177 | 0.46185 | 0.20141 | 0.71537 | 0.71537 | 0.18854 | 0.61034 | 0
[15 empty] | 2014-01-14 | 314:30 | -0.056044 | -0.035436 | 0.14278 | 0.093294 | 0.18074 | 0.18074 | 0.0030407 | 0.0098435 | 0
[15 empty] | 2014-01-14 | 315:00 | -0.069472 | -0.021085 | -0.18538 | -0.021176 | -0.37139 | 0.37139 | 0.026382 | 0.085405 | 0
[15 empty] | 2014-01-14 | 315:30 | -0.081871 | -0.0063705 | -0.50175 | -0.1342 | -0.90524 | 0.90524 | 0.38203 | 1.2367 | 0
[15 empty] | 2014-01-14 | 316:00 | -0.093058 | 0.0084531 | -0.78618 | -0.23808 | -1.3861 | 1.3861 | 1.3714 | 4.4396 | 5
[15 empty] | 2014-01-14 | 316:30 | -0.10287 | 0.023131 | -1.0206 | -0.32574 | -1.7826 | 1.7826 | 2.917 | 9.4431 | 10.5
[15 empty] | 2014-01-14 | 317:00 | -0.11115 | 0.037411 | -1.19 | -0.3912 | -2.0687 | 2.0687 | 4.5593 | 14.7595 | 16.72
[15 empty] | 2014-01-14 | 317:30 | -0.11779 | 0.051048 | -1.2837 | -0.43 | -2.2256 | 2.2256 | 5.6774 | 18.3787 | 20
[15 empty] | 2014-01-14 | 318:00 | -0.12269 | 0.063805 | -1.2958 | -0.43949 | -2.2427 | 2.2427 | 5.8089 | 18.8045 | 20
[15 empty] | 2014-01-14 | 318:30 | -0.12576 | 0.075465 | -1.2253 | -0.41903 | -2.1183 | 2.1183 | 4.8951 | 15.8466 | 17.92
[15 empty] | 2014-01-14 | 319:00 | -0.12698 | 0.085826 | -1.0769 | -0.37002 | -1.8601 | 1.8601 | 3.3143 | 10.729 | 12.38
[15 empty] | 2014-01-14 | 319:30 | -0.12631 | 0.094709 | -0.85991 | -0.29579 | -1.4841 | 1.4841 | 1.6836 | 5.45 | 5.75
[15 empty] | 2014-01-14 | 320:00 | -0.12378 | 0.10196 | -0.58822 | -0.20141 | -1.0143 | 1.0143 | 0.53742 | 1.7397 | 2
[15 empty] | 2014-01-14 | 320:30 | -0.11941 | 0.10746 | -0.2791 | -0.093294 | -0.48042 | 0.48042 | 0.057106 | 0.18486 | 0
[15 empty] | 2014-01-14 | 321:00 | -0.11327 | 0.11111 | 0.04779 | 0.021176 | 0.083504 | 0.083504 | 0.00029987 | 0.00097074 | 0
[15 empty] | 2014-01-14 | 321:30 | -0.10546 | 0.11285 | 0.37163 | 0.1342 | 0.64153 | 0.64153 | 0.13598 | 0.44018 | 0
[15 empty] | 2014-01-14 | 322:00 | -0.096084 | 0.11264 | 0.67183 | 0.23808 | 1.1581 | 1.1581 | 0.7999 | 2.5894 | 3.08
[15 empty] | 2014-01-14 | 322:30 | -0.085285 | 0.1105 | 0.92927 | 0.32574 | 1.6003 | 1.6003 | 2.1105 | 6.8322 | 8.01
[15 empty] | 2014-01-14 | 323:00 | -0.073223 | 0.10645 | 1.1276 | 0.3912 | 1.94 | 1.94 | 3.7602 | 12.1724 | 13.4
[15 empty] | 2014-01-14 | 323:30 | -0.060077 | 0.10058 | 1.2541 | 0.43 | 2.1557 | 2.1557 | 5.1594 | 16.702 | 19.17
[15 empty] | 2014-01-14 | 324:00 | -0.046041 | 0.092968 | 1.3008 | 0.43949 | 2.2341 | 2.2341 | 5.7423 | 18.5891 | 20
[15 empty] | 2014-01-14 | 324:30 | -0.031323 | 0.08376 | 1.2648 | 0.41903 | 2.1703 | 2.1703 | 5.2646 | 17.0425 | 19.17
[15 empty] | 2014-01-14 | 325:00 | -0.016141 | 0.07311 | 1.1482 | 0.37002 | 1.969 | 1.969 | 3.9314 | 12.7267 | 14.26
[15 empty] | 2014-01-14 | 325:30 | -0.00072083 | 0.061202 | 0.95859 | 0.29579 | 1.6436 | 1.6436 | 2.2865 | 7.4019 | 8.01
[15 empty] | 2014-01-14 | 326:00 | 0.014711 | 0.04824 | 0.70795 | 0.20141 | 1.2154 | 1.2154 | 0.92459 | 2.9931 | 3.44
[15 empty] | 2014-01-14 | 326:30 | 0.029924 | 0.034448 | 0.41227 | 0.093294 | 0.71241 | 0.71241 | 0.18621 | 0.6028 | 0
[15 empty] | 2014-01-14 | 327:00 | 0.044694 | 0.020063 | 0.090342 | -0.021176 | 0.1674 | 0.1674 | 0.002416 | 0.0078212 | 0
[15 empty] | 2014-01-14 | 327:30 | 0.058803 | 0.0053335 | -0.23733 | -0.1342 | -0.38425 | 0.38425 | 0.029218 | 0.094584 | 0
[15 empty] | 2014-01-14 | 328:00 | 0.07204 | -0.0094883 | -0.5499 | -0.23808 | -0.90679 | 0.90679 | 0.384 | 1.2431 | 0
[15 empty] | 2014-01-14 | 328:30 | 0.084211 | -0.024147 | -0.82748 | -0.32574 | -1.3664 | 1.3664 | 1.3139 | 4.2535 | 5
[15 empty] | 2014-01-14 | 329:00 | 0.095135 | -0.03839 | -1.0524 | -0.3912 | -1.7335 | 1.7335 | 2.683 | 8.6853 | 10
[15 empty] | 2014-01-14 | 329:30 | 0.10465 | -0.051972 | -1.2103 | -0.43 | -1.9846 | 1.9846 | 4.0253 | 13.0306 | 14.26
[15 empty] | 2014-01-14 | 330:00 | 0.11262 | -0.06466 | -1.2912 | -0.43949 | -2.1035 | 2.1035 | 4.793 | 15.516 | 17.92
[15 empty] | 2014-01-14 | 330:30 | 0.11891 | -0.076235 | -1.29 | -0.41903 | -2.0829 | 2.0829 | 4.6539 | 15.0655 | 16.72
[15 empty] | 2014-01-14 | 331:00 | 0.12345 | -0.086497 | -1.2066 | -0.37002 | -1.9246 | 1.9246 | 3.6713 | 11.8848 | 13.4
[15 empty] | 2014-01-14 | 331:30 | 0.12616 | -0.095272 | -1.0465 | -0.29579 | -1.6392 | 1.6392 | 2.2683 | 7.343 | 8.01
[15 empty] | 2014-01-14 | 332:00 | 0.127 | -0.10241 | -0.8197 | -0.20141 | -1.2456 | 1.2456 | 0.99539 | 3.2223 | 3.44
[15 empty] | 2014-01-14 | 332:30 | 0.12596 | -0.10778 | -0.54079 | -0.093294 | -0.76988 | 0.76988 | 0.235 | 0.76075 | 0
[15 empty] | 2014-01-14 | 333:00 | 0.12305 | -0.1113 | -0.22745 | 0.021176 | -0.24315 | 0.24315 | 0.0074037 | 0.023967 | 0
[15 empty] | 2014-01-14 | 333:30 | 0.11832 | -0.1129 | 0.10035 | 0.1342 | 0.29998 | 0.29998 | 0.013902 | 0.045004 | 0
[15 empty] | 2014-01-14 | 334:00 | 0.11184 | -0.11256 | 0.42178 | 0.23808 | 0.82393 | 0.82393 | 0.28806 | 0.93251 | 0
[15 empty] | 2014-01-14 | 334:30 | 0.10371 | -0.11028 | 0.71636 | 0.32574 | 1.2944 | 1.2944 | 1.1169 | 3.6157 | 3.85
[15 empty] | 2014-01-14 | 335:00 | 0.094033 | -0.1061 | 0.96534 | 0.3912 | 1.6806 | 1.6806 | 2.4445 | 7.9134 | 8.79
[15 empty] | 2014-01-14 | 335:30 | 0.082968 | -0.1001 | 1.1529 | 0.43 | 1.9572 | 1.9572 | 3.8611 | 12.4993 | 14.26
[15 empty] | 2014-01-15 | 336:00 | 0.070675 | -0.092374 | 1.2671 | 0.43949 | 2.1061 | 2.1061 | 4.811 | 15.5742 | 17.92
[15 empty] | 2014-01-15 | 336:30 | 0.057334 | -0.083059 | 1.3006 | 0.41903 | 2.1174 | 2.1174 | 4.8891 | 15.8269 | 17.92
[15 empty] | 2014-01-15 | 337:00 | 0.043145 | -0.072315 | 1.2514 | 0.37002 | 1.9903 | 1.9903 | 4.0604 | 13.1442 | 14.26
[15 empty] | 2014-01-15 | 337:30 | 0.028317 | -0.060326 | 1.1225 | 0.29579 | 1.7329 | 1.7329 | 2.6799 | 8.6753 | 10
[15 empty] | 2014-01-15 | 338:00 | 0.013069 | -0.047299 | 0.92221 | 0.20141 | 1.3617 | 1.3617 | 1.3004 | 4.2097 | 5
[15 empty] | 2014-01-15 | 338:30 | -0.0023719 | -0.033458 | 0.66321 | 0.093294 | 0.90084 | 0.90084 | 0.37649 | 1.2188 | 0
[15 empty] | 2014-01-15 | 339:00 | -0.017778 | -0.019041 | 0.362 | -0.021176 | 0.38001 | 0.38001 | 0.028261 | 0.091487 | 0
[15 empty] | 2014-01-15 | 339:30 | -0.032921 | -0.004296 | 0.037756 | -0.1342 | -0.16708 | 0.16708 | 0.0024021 | 0.0077759 | 0
[15 empty] | 2014-01-15 | 340:00 | -0.047576 | 0.010523 | -0.28889 | -0.23808 | -0.70504 | 0.70504 | 0.18049 | 0.58427 | 0
[15 empty] | 2014-01-15 | 340:30 | -0.061526 | 0.02516 | -0.59716 | -0.32574 | -1.1991 | 1.1991 | 0.88788 | 2.8742 | 3.08
[15 empty] | 2014-01-15 | 341:00 | -0.074566 | 0.039365 | -0.86742 | -0.3912 | -1.6173 | 1.6173 | 2.1785 | 7.0522 | 8.01
[15 empty] | 2014-01-15 | 341:30 | -0.086501 | 0.052892 | -1.0825 | -0.43 | -1.9326 | 1.9326 | 3.7173 | 12.0338 | 13.4
[15 empty] | 2014-01-15 | 342:00 | -0.097156 | 0.065508 | -1.2286 | -0.43949 | -2.1247 | 2.1247 | 4.9398 | 15.9913 | 17.92
[15 empty] | 2014-01-15 | 342:30 | -0.10637 | 0.076998 | -1.2966 | -0.41903 | -2.1813 | 2.1813 | 5.3449 | 17.3025 | 19.17
[15 empty] | 2014-01-15 | 343:00 | -0.11401 | 0.087162 | -1.2821 | -0.37002 | -2.0987 | 2.0987 | 4.7604 | 15.4103 | 16.72
[15 empty] | 2014-01-15 | 343:30 | -0.11996 | 0.095826 | -1.1859 | -0.29579 | -1.8823 | 1.8823 | 3.4347 | 11.1189 | 12.38
[15 empty] | 2014-01-15 | 344:00 | -0.12414 | 0.10284 | -1.0143 | -0.20141 | -1.5463 | 1.5463 | 1.904 | 6.1637 | 6.59
[15 empty] | 2014-01-15 | 344:30 | -0.12648 | 0.10809 | -0.77816 | -0.093294 | -1.1123 | 1.1123 | 0.70871 | 2.2943 | 2.5
[15 empty] | 2014-01-15 | 345:00 | -0.12694 | 0.11147 | -0.49247 | 0.021176 | -0.60845 | 0.60845 | 0.11601 | 0.37554 | 0
[15 empty] | 2014-01-15 | 345:30 | -0.12552 | 0.11294 | -0.17544 | 0.1342 | -0.067279 | 0.067279 | 0.00015684 | 0.00050771 | 0
[15 empty] | 2014-01-15 | 346:00 | -0.12225 | 0.11246 | 0.15275 | 0.23808 | 0.47631 | 0.47631 | 0.055652 | 0.18016 | 0
[15 empty] | 2014-01-15 | 346:30 | -0.11716 | 0.11005 | 0.47123 | 0.32574 | 0.98731 | 0.98731 | 0.49564 | 1.6045 | 0
[15 empty] | 2014-01-15 | 347:00 | -0.11034 | 0.10574 | 0.75971 | 0.3912 | 1.4329 | 1.4329 | 1.5151 | 4.9046 | 5.36
[15 empty] | 2014-01-15 | 347:30 | -0.10189 | 0.099613 | 0.99984 | 0.43 | 1.7845 | 1.7845 | 2.9263 | 9.4731 | 10.5
[15 empty] | 2014-01-15 | 348:00 | -0.091927 | 0.091772 | 1.1763 | 0.43949 | 2.0196 | 2.0196 | 4.2423 | 13.7333 | 15.57
[15 empty] | 2014-01-15 | 348:30 | -0.080602 | 0.082352 | 1.278 | 0.41903 | 2.1235 | 2.1235 | 4.931 | 15.9628 | 17.92
[15 empty] | 2014-01-15 | 349:00 | -0.068084 | 0.071514 | 1.2983 | 0.37002 | 2.0897 | 2.0897 | 4.6994 | 15.213 | 16.72
[15 empty] | 2014-01-15 | 349:30 | -0.054558 | 0.059445 | 1.236 | 0.29579 | 1.9208 | 1.9208 | 3.6497 | 11.8149 | 13.4
[15 empty] | 2014-01-15 | 350:00 | -0.040224 | 0.046354 | 1.095 | 0.20141 | 1.6282 | 1.6282 | 2.2228 | 7.1956 | 8.01
[15 empty] | 2014-01-15 | 350:30 | -0.025294 | 0.032464 | 0.88433 | 0.093294 | 1.231 | 1.231 | 0.96066 | 3.1098 | 3.44
[15 empty] | 2014-01-15 | 351:00 | -0.0099892 | 0.018016 | 0.61738 | -0.021176 | 0.75529 | 0.75529 | 0.2219 | 0.71832 | 0
[15 empty] | 2014-01-15 | 351:30 | 0.0054633 | 0.0032581 | 0.31115 | -0.1342 | 0.23208 | 0.23208 | 0.0064375 | 0.02084 | 0
[15 empty] | 2014-01-15 | 352:00 | 0.020835 | -0.011556 | -0.014892 | -0.23808 | -0.30462 | 0.30462 | 0.014558 | 0.047126 | 0
[15 empty] | 2014-01-15 | 352:30 | 0.035898 | -0.026171 | -0.33998 | -0.32574 | -0.82 | 0.82 | 0.28395 | 0.9192 | 0
[15 empty] | 2014-01-15 | 353:00 | 0.050429 | -0.040336 | -0.64343 | -0.3912 | -1.2807 | 1.2807 | 1.0817 | 3.5018 | 3.85
[15 empty] | 2014-01-15 | 353:30 | 0.064214 | -0.053807 | -0.90594 | -0.43 | -1.6569 | 1.6569 | 2.3426 | 7.5836 | 8.79
[15 empty] | 2014-01-15 | 354:00 | 0.077047 | -0.066352 | -1.1108 | -0.43949 | -1.9245 | 1.9245 | 3.6707 | 11.8827 | 13.4
[15 empty] | 2014-01-15 | 354:30 | 0.08874 | -0.077755 | -1.2449 | -0.41903 | -2.0662 | 2.0662 | 4.5431 | 14.7069 | 16.72
[15 empty] | 2014-01-15 | 355:00 | 0.099118 | -0.087819 | -1.2999 | -0.37002 | -2.0732 | 2.0732 | 4.5894 | 14.8568 | 16.72
[15 empty] | 2014-01-15 | 355:30 | 0.10803 | -0.096372 | -1.2721 | -0.29579 | -1.9453 | 1.9453 | 3.7909 | 12.2718 | 13.4
[15 empty] | 2014-01-15 | 356:00 | 0.11534 | -0.10327 | -1.1633 | -0.20141 | -1.6908 | 1.6908 | 2.4894 | 8.0587 | 8.79
[15 empty] | 2014-01-15 | 356:30 | 0.12094 | -0.10838 | -0.98053 | -0.093294 | -1.3266 | 1.3266 | 1.2023 | 3.892 | 4.31
[15 empty] | 2014-01-15 | 357:00 | 0.12475 | -0.11164 | -0.73533 | 0.021176 | -0.8763 | 0.8763 | 0.34655 | 1.1218 | 0
[15 empty] | 2014-01-15 | 357:30 | 0.12672 | -0.11297 | -0.44334 | 0.1342 | -0.36923 | 0.36923 | 0.025925 | 0.083924 | 0
[15 empty] | 2014-01-15 | 358:00 | 0.12681 | -0.11235 | -0.12314 | 0.23808 | 0.16175 | 0.16175 | 0.0021794 | 0.0070552 | 0
[15 empty] | 2014-01-15 | 358:30 | 0.12502 | -0.10981 | 0.2049 | 0.32574 | 0.68232 | 0.68232 | 0.16359 | 0.52959 | 0
[15 empty] | 2014-01-15 | 359:00 | 0.12137 | -0.10537 | 0.51991 | 0.3912 | 1.1589 | 1.1589 | 0.80155 | 2.5948 | 3.08
[15 empty] | 2014-01-15 | 359:30 | 0.11594 | -0.099119 | 0.80182 | 0.43 | 1.5608 | 1.5608 | 1.9581 | 6.3389 | 7.28
[15 empty] | 2014-01-16 | 360:00 | 0.10878 | -0.091162 | 1.0327 | 0.43949 | 1.8623 | 1.8623 | 3.3261 | 10.7672 | 12.38
[15 empty] | 2014-01-16 | 360:30 | 0.10001 | -0.081637 | 1.1979 | 0.41903 | 2.0441 | 2.0441 | 4.3986 | 14.239 | 15.57
[15 empty] | 2014-01-16 | 361:00 | 0.089766 | -0.070707 | 1.2868 | 0.37002 | 2.0948 | 2.0948 | 4.7344 | 15.3261 | 16.72
[15 empty] | 2014-01-16 | 361:30 | 0.078188 | -0.05856 | 1.2938 | 0.29579 | 2.0116 | 2.0116 | 4.1919 | 13.57 | 15.57
[15 empty] | 2014-01-16 | 362:00 | 0.065453 | -0.045405 | 1.2185 | 0.20141 | 1.8 | 1.8 | 3.0033 | 9.7224 | 10.5
[15 empty] | 2014-01-16 | 362:30 | 0.051749 | -0.031468 | 1.0657 | 0.093294 | 1.4741 | 1.4741 | 1.6495 | 5.3397 | 5.75
[15 empty] | 2014-01-16 | 363:00 | 0.037278 | -0.01699 | 0.84499 | -0.021176 | 1.0551 | 1.0551 | 0.60496 | 1.9584 | 2.28
[15 empty] | 2014-01-16 | 363:30 | 0.022256 | -0.00222 | 0.57054 | -0.1342 | 0.57047 | 0.57047 | 0.095609 | 0.30951 | 0
[15 empty] | 2014-01-16 | 364:00 | 0.0069032 | 0.012589 | 0.25978 | -0.23808 | 0.051484 | 0.051484 | 7.0277e-05 | 0.0002275 | 0
[15 empty] | 2014-01-16 | 364:30 | -0.0085514 | 0.027181 | -0.067515 | -0.32574 | -0.46828 | 0.46828 | 0.052885 | 0.1712 | 0
[15 empty] | 2014-01-16 | 365:00 | -0.023879 | 0.041305 | -0.39051 | -0.3912 | -0.95536 | 0.95536 | 0.44906 | 1.4537 | 0
[15 empty] | 2014-01-16 | 365:30 | -0.038854 | 0.054718 | -0.68866 | -0.43 | -1.3785 | 1.3785 | 1.349 | 4.367 | 5
[15 empty] | 2014-01-16 | 366:00 | -0.053252 | 0.06719 | -0.94298 | -0.43949 | -1.7107 | 1.7107 | 2.5781 | 8.3458 | 10
[15 empty] | 2014-01-16 | 366:30 | -0.066863 | 0.078505 | -1.1373 | -0.41903 | -1.9308 | 1.9308 | 3.7072 | 12.001 | 13.4
[15 empty] | 2014-01-16 | 367:00 | -0.079483 | 0.088469 | -1.2592 | -0.37002 | -2.0253 | 2.0253 | 4.2784 | 13.85 | 15.57
[15 empty] | 2014-01-16 | 367:30 | -0.090926 | 0.09691 | -1.301 | -0.29579 | -1.9885 | 1.9885 | 4.0494 | 13.1087 | 14.26
[15 empty] | 2014-01-16 | 368:00 | -0.10102 | 0.10368 | -1.26 | -0.20141 | -1.8234 | 1.8234 | 3.1222 | 10.1073 | 11.42
[15 empty] | 2014-01-16 | 368:30 | -0.10962 | 0.10867 | -1.1388 | -0.093294 | -1.5413 | 1.5413 | 1.8857 | 6.1043 | 6.59
[15 empty] | 2014-01-16 | 369:00 | -0.1166 | 0.11179 | -0.94513 | 0.021176 | -1.1609 | 1.1609 | 0.80583 | 2.6086 | 3.08
[15 empty] | 2014-01-16 | 369:30 | -0.12185 | 0.11299 | -0.69131 | 0.1342 | -0.70746 | 0.70746 | 0.18235 | 0.59031 | 0
[15 empty] | 2014-01-16 | 370:00 | -0.1253 | 0.11224 | -0.39349 | 0.23808 | -0.21058 | 0.21058 | 0.0048092 | 0.015568 | 0
[15 empty] | 2014-01-16 | 370:30 | -0.12689 | 0.10956 | -0.070635 | 0.32574 | 0.29722 | 0.29722 | 0.013522 | 0.043773 | 0
[15 empty] | 2014-01-16 | 371:00 | -0.1266 | 0.10499 | 0.25672 | 0.3912 | 0.78288 | 0.78288 | 0.24712 | 0.79996 | 0
[15 empty] | 2014-01-16 | 371:30 | -0.12443 | 0.098616 | 0.56773 | 0.43 | 1.2149 | 1.2149 | 0.92345 | 2.9894 | 3.44
[15 empty] | 2014-01-16 | 372:00 | -0.12043 | 0.090545 | 0.84262 | 0.43949 | 1.5653 | 1.5653 | 1.9751 | 6.3937 | 7.28
[15 empty] | 2014-01-16 | 372:30 | -0.11464 | 0.080916 | 1.0639 | 0.41903 | 1.8115 | 1.8115 | 3.0613 | 9.9101 | 11.42
[15 empty] | 2014-01-16 | 373:00 | -0.10715 | 0.069894 | 1.2174 | 0.37002 | 1.9377 | 1.9377 | 3.7471 | 12.13 | 13.4
[15 empty] | 2014-01-16 | 373:30 | -0.098078 | 0.057669 | 1.2935 | 0.29579 | 1.9361 | 1.9361 | 3.7376 | 12.0994 | 13.4
[15 empty] | 2014-01-16 | 374:00 | -0.087551 | 0.044452 | 1.2873 | 0.20141 | 1.8069 | 1.8069 | 3.0384 | 9.8359 | 11.42
[15 empty] | 2014-01-16 | 374:30 | -0.075728 | 0.03047 | 1.1991 | 0.093294 | 1.5589 | 1.5589 | 1.951 | 6.3158 | 7.28
[15 empty] | 2014-01-16 | 375:00 | -0.062784 | 0.015963 | 1.0346 | -0.021176 | 1.2083 | 1.2083 | 0.90841 | 2.9407 | 3.44
[15 empty] | 2014-01-16 | 375:30 | -0.048909 | 0.0011817 | 0.80428 | -0.1342 | 0.77793 | 0.77793 | 0.24246 | 0.78488 | 0
[15 empty] | 2014-01-16 | 376:00 | -0.034311 | -0.01362 | 0.52277 | -0.23808 | 0.29594 | 0.29594 | 0.013348 | 0.04321 | 0
[15 empty] | 2014-01-16 | 376:30 | -0.019204 | -0.028187 | 0.20799 | -0.32574 | -0.20643 | 0.20643 | 0.0045303 | 0.014665 | 0
[15 empty] | 2014-01-16 | 377:00 | -0.0038131 | -0.04227 | -0.12003 | -0.3912 | -0.69664 | 0.69664 | 0.17411 | 0.56363 | 0
[15 empty] | 2014-01-16 | 377:30 | 0.011634 | -0.055624 | -0.44041 | -0.43 | -1.143 | 1.143 | 0.76901 | 2.4894 | 2.5
[15 empty] | 2014-01-16 | 378:00 | 0.02691 | -0.068022 | -0.73275 | -0.43949 | -1.5167 | 1.5167 | 1.7968 | 5.8166 | 6.59
[15 empty] | 2014-01-16 | 378:30 | 0.041786 | -0.079248 | -0.97847 | -0.41903 | -1.7937 | 1.7937 | 2.9721 | 9.6213 | 10.5
[15 empty] | 2014-01-16 | 379:00 | 0.056044 | -0.089111 | -1.1619 | -0.37002 | -1.9563 | 1.9563 | 3.8555 | 12.4811 | 14.26
[15 empty] | 2014-01-16 | 379:30 | 0.069472 | -0.09744 | -1.2714 | -0.29579 | -1.994 | 1.994 | 4.0828 | 13.2169 | 14.26
[15 empty] | 2014-01-16 | 380:00 | 0.081871 | -0.10409 | -1.3 | -0.20141 | -1.9045 | 1.9045 | 3.5577 | 11.517 | 13.4
[15 empty] | 2014-01-16 | 380:30 | 0.093058 | -0.10895 | -1.2458 | -0.093294 | -1.6938 | 1.6938 | 2.5026 | 8.1014 | 8.79
[15 empty] | 2014-01-16 | 381:00 | 0.10287 | -0.11194 | -1.1124 | 0.021176 | -1.3754 | 1.3754 | 1.3399 | 4.3376 | 5
[15 empty] | 2014-01-16 | 381:30 | 0.11115 | -0.113 | -0.90818 | 0.1342 | -0.96978 | 0.96978 | 0.4697 | 1.5205 | 0
[15 empty] | 2014-01-16 | 382:00 | 0.11779 | -0.11211 | -0.64615 | 0.23808 | -0.50298 | 0.50298 | 0.065533 | 0.21214 | 0
[15 empty] | 2014-01-16 | 382:30 | 0.12269 | -0.1093 | -0.343 | 0.32574 | -0.0048334 | 0.0048334 | 5.8152e-08 | 1.8825e-07 | 0
[15 empty] | 2014-01-16 | 383:00 | 0.12576 | -0.1046 | -0.018015 | 0.3912 | 0.49293 | 0.49293 | 0.061683 | 0.19968 | 0
[15 empty] | 2014-01-16 | 383:30 | 0.12698 | -0.098105 | 0.30811 | 0.43 | 0.95873 | 0.95873 | 0.45383 | 1.4691 | 0
[15 empty] | 2014-01-17 | 384:00 | 0.12631 | -0.08992 | 0.61463 | 0.43949 | 1.3631 | 1.3631 | 1.3045 | 4.2228 | 5
[15 empty] | 2014-01-17 | 384:30 | 0.12378 | -0.080187 | 0.88203 | 0.41903 | 1.6808 | 1.6808 | 2.4455 | 7.9167 | 8.79
[15 empty] | 2014-01-17 | 385:00 | 0.11941 | -0.069075 | 1.0933 | 0.37002 | 1.8921 | 1.8921 | 3.4884 | 11.2925 | 12.38
[15 empty] | 2014-01-17 | 385:30 | 0.11327 | -0.056774 | 1.235 | 0.29579 | 1.9841 | 1.9841 | 4.0225 | 13.0218 | 14.26
[15 empty] | 2014-01-17 | 386:00 | 0.10546 | -0.043495 | 1.2981 | 0.20141 | 1.9518 | 1.9518 | 3.8293 | 12.3964 | 14.26
[15 empty] | 2014-01-17 | 386:30 | 0.096084 | -0.029468 | 1.2786 | 0.093294 | 1.7981 | 1.7981 | 2.9939 | 9.692 | 10.5
[15 empty] | 2014-01-17 | 387:00 | 0.085285 | -0.014934 | 1.1777 | -0.021176 | 1.5336 | 1.5336 | 1.8574 | 6.0129 | 6.59
[15 empty] | 2014-01-17 | 387:30 | 0.073223 | -0.00014324 | 1.0018 | -0.1342 | 1.1759 | 1.1759 | 0.83736 | 2.7107 | 3.08
[15 empty] | 2014-01-17 | 388:00 | 0.060077 | 0.01465 | 0.76224 | -0.23808 | 0.74861 | 0.74861 | 0.21606 | 0.69942 | 0
[15 empty] | 2014-01-17 | 388:30 | 0.046041 | 0.029192 | 0.47414 | -0.32574 | 0.27954 | 0.27954 | 0.011249 | 0.036416 | 0
[15 empty] | 2014-01-17 | 389:00 | 0.031323 | 0.043231 | 0.15586 | -0.3912 | -0.20099 | 0.20099 | 0.0041812 | 0.013535 | 0
[15 empty] | 2014-01-17 | 389:30 | 0.016141 | 0.056526 | -0.17234 | -0.43 | -0.66209 | 0.66209 | 0.14947 | 0.48387 | 0
[15 empty] | 2014-01-17 | 390:00 | 0.00072083 | 0.068848 | -0.48958 | -0.43949 | -1.0744 | 1.0744 | 0.63866 | 2.0675 | 2.28
[15 empty] | 2014-01-17 | 390:30 | -0.014711 | 0.079985 | -0.77565 | -0.41903 | -1.4118 | 1.4118 | 1.4491 | 4.691 | 5.36
[15 empty] | 2014-01-17 | 391:00 | -0.029924 | 0.089746 | -1.0124 | -0.37002 | -1.6532 | 1.6532 | 2.3269 | 7.5327 | 8.79
[15 empty] | 2014-01-17 | 391:30 | -0.044694 | 0.097962 | -1.1846 | -0.29579 | -1.784 | 1.784 | 2.9239 | 9.4653 | 10.5
[15 empty] | 2014-01-17 | 392:00 | -0.058803 | 0.10449 | -1.2815 | -0.20141 | -1.7966 | 1.7966 | 2.9863 | 9.6673 | 10.5
[15 empty] | 2014-01-17 | 392:30 | -0.07204 | 0.10922 | -1.2969 | -0.093294 | -1.6912 | 1.6912 | 2.4912 | 8.0645 | 8.79
[15 empty] | 2014-01-17 | 393:00 | -0.084211 | 0.11208 | -1.2297 | 0.021176 | -1.4758 | 1.4758 | 1.6553 | 5.3585 | 5.75
[15 empty] | 2014-01-17 | 393:30 | -0.095135 | 0.113 | -1.0842 | 0.1342 | -1.1652 | 1.1652 | 0.81466 | 2.6372 | 3.08
[15 empty] | 2014-01-17 | 394:00 | -0.10465 | 0.11198 | -0.86974 | 0.23808 | -0.78041 | 0.78041 | 0.24478 | 0.79241 | 0
[15 empty] | 2014-01-17 | 394:30 | -0.11262 | 0.10903 | -0.59993 | 0.32574 | -0.34722 | 0.34722 | 0.021559 | 0.06979 | 0
[15 empty] | 2014-01-17 | 395:00 | -0.11891 | 0.1042 | -0.29194 | 0.3912 | 0.10569 | 0.10569 | 0.00060798 | 0.0019681 | 0
[15 empty] | 2014-01-17 | 395:30 | -0.12345 | 0.097585 | 0.034633 | 0.43 | 0.54846 | 0.54846 | 0.084964 | 0.27504 | 0
[15 empty] | 2014-01-17 | 396:00 | -0.12616 | 0.089287 | 0.359 | 0.43949 | 0.95203 | 0.95203 | 0.44438 | 1.4385 | 0
[15 empty] | 2014-01-17 | 396:30 | -0.127 | 0.079452 | 0.66052 | 0.41903 | 1.29 | 1.29 | 1.1056 | 3.579 | 3.85
[15 empty] | 2014-01-17 | 397:00 | -0.12596 | 0.06825 | 0.92 | 0.37002 | 1.5404 | 1.5404 | 1.8824 | 6.0936 | 6.59
[15 empty] | 2014-01-17 | 397:30 | -0.12305 | 0.055873 | 1.1209 | 0.29579 | 1.6869 | 1.6869 | 2.4723 | 8.0035 | 8.79
[15 empty] | 2014-01-17 | 398:00 | -0.11832 | 0.042535 | 1.2505 | 0.20141 | 1.7202 | 1.7202 | 2.6214 | 8.4861 | 10
[15 empty] | 2014-01-17 | 398:30 | -0.11184 | 0.028465 | 1.3005 | 0.093294 | 1.6381 | 1.6381 | 2.2636 | 7.3279 | 8.01
[15 empty] | 2014-01-17 | 399:00 | -0.10371 | 0.013904 | 1.2678 | -0.021176 | 1.446 | 1.446 | 1.5571 | 5.0407 | 5.36
[15 empty] | 2014-01-17 | 399:30 | -0.094033 | -0.0008952 | 1.1543 | -0.1342 | 1.1565 | 1.1565 | 0.79663 | 2.5789 | 3.08
[15 empty] | 2014-01-17 | 400:00 | -0.082968 | -0.015679 | 0.96744 | -0.23808 | 0.78838 | 0.78838 | 0.25236 | 0.81693 | 0
[15 empty] | 2014-01-17 | 400:30 | -0.070675 | -0.030194 | 0.71896 | -0.32574 | 0.36544 | 0.36544 | 0.025134 | 0.081363 | 0
[15 empty] | 2014-01-17 | 401:00 | -0.057334 | -0.044188 | 0.42473 | -0.3912 | -0.084989 | 0.084989 | 0.00031615 | 0.0010234 | 0
[15 empty] | 2014-01-17 | 401:30 | -0.043145 | -0.057423 | 0.10347 | -0.43 | -0.53387 | 0.53387 | 0.078363 | 0.25368 | 0
[15 empty] | 2014-01-17 | 402:00 | -0.028317 | -0.069669 | -0.22438 | -0.43949 | -0.95232 | 0.95232 | 0.44479 | 1.4399 | 0
[15 empty] | 2014-01-17 | 402:30 | -0.013069 | -0.080715 | -0.53794 | -0.41903 | -1.3135 | 1.3135 | 1.1669 | 3.7776 | 4.31
[15 empty] | 2014-01-17 | 403:00 | 0.0023719 | -0.090373 | -0.81728 | -0.37002 | -1.5941 | 1.5941 | 2.0863 | 6.7537 | 7.28
[15 empty] | 2014-01-17 | 403:30 | 0.017778 | -0.098476 | -1.0446 | -0.29579 | -1.7764 | 1.7764 | 2.8867 | 9.3447 | 10.5
[15 empty] | 2014-01-17 | 404:00 | 0.032921 | -0.10488 | -1.2054 | -0.20141 | -1.8485 | 1.8485 | 3.2529 | 10.5302 | 11.42
[15 empty] | 2014-01-17 | 404:30 | 0.047576 | -0.10949 | -1.2896 | -0.093294 | -1.8059 | 1.8059 | 3.0334 | 9.8196 | 11.42
[15 empty] | 2014-01-17 | 405:00 | 0.061526 | -0.1122 | -1.2916 | 0.021176 | -1.6514 | 1.6514 | 2.3193 | 7.508 | 8.79
[15 empty] | 2014-01-17 | 405:30 | 0.074566 | -0.11299 | -1.2115 | 0.1342 | -1.3946 | 1.3946 | 1.3969 | 4.522 | 5
[15 empty] | 2014-01-17 | 406:00 | 0.086501 | -0.11183 | -1.0542 | 0.23808 | -1.0518 | 1.0518 | 0.59931 | 1.9401 | 2.28
[15 empty] | 2014-01-17 | 406:30 | 0.097156 | -0.10875 | -0.82988 | 0.32574 | -0.64467 | 0.64467 | 0.13798 | 0.44668 | 0
[15 empty] | 2014-01-17 | 407:00 | 0.10637 | -0.1038 | -0.55273 | 0.3912 | -0.1987 | 0.1987 | 0.0040402 | 0.013079 | 0
[15 empty] | 2014-01-17 | 407:30 | 0.11401 | -0.097057 | -0.2404 | 0.43 | 0.25818 | 0.25818 | 0.0088632 | 0.028692 | 0
[15 empty] | 2014-01-18 | 408:00 | 0.11996 | -0.088647 | 0.087225 | 0.43949 | 0.69754 | 0.69754 | 0.17479 | 0.56583 | 0
[15 empty] | 2014-01-18 | 408:30 | 0.12414 | -0.078711 | 0.4093 | 0.41903 | 1.0922 | 1.0922 | 0.671 | 2.1721 | 2.28
[15 empty] | 2014-01-18 | 409:00 | 0.12648 | -0.06742 | 0.70533 | 0.37002 | 1.418 | 1.418 | 1.4684 | 4.7535 | 5.36
[15 empty] | 2014-01-18 | 409:30 | 0.12694 | -0.054968 | 0.95647 | 0.29579 | 1.6553 | 1.6553 | 2.3358 | 7.5614 | 8.79
[15 empty] | 2014-01-18 | 410:00 | 0.12552 | -0.041571 | 1.1467 | 0.20141 | 1.7901 | 1.7901 | 2.9543 | 9.5637 | 10.5
[15 empty] | 2014-01-18 | 410:30 | 0.12225 | -0.027459 | 1.264 | 0.093294 | 1.8151 | 1.8151 | 3.0799 | 9.9703 | 11.42
[15 empty] | 2014-01-18 | 411:00 | 0.11716 | -0.012873 | 1.3009 | -0.021176 | 1.73 | 1.73 | 2.6665 | 8.6318 | 10
[15 empty] | 2014-01-18 | 411:30 | 0.11034 | 0.0019336 | 1.2549 | -0.1342 | 1.5413 | 1.5413 | 1.8855 | 6.1038 | 6.59
[15 empty] | 2014-01-18 | 412:00 | 0.10189 | 0.016707 | 1.1291 | -0.23808 | 1.262 | 1.262 | 1.0352 | 3.3511 | 3.85
[15 empty] | 2014-01-18 | 412:30 | 0.091927 | 0.031193 | 0.93145 | -0.32574 | 0.91103 | 0.91103 | 0.38941 | 1.2606 | 0
[15 empty] | 2014-01-18 | 413:00 | 0.080602 | 0.045142 | 0.6745 | -0.3912 | 0.51131 | 0.51131 | 0.068843 | 0.22286 | 0
[15 empty] | 2014-01-18 | 413:30 | 0.068084 | 0.058315 | 0.37463 | -0.43 | 0.088787 | 0.088787 | 0.00036046 | 0.0011669 | 0
[15 empty] | 2014-01-18 | 414:00 | 0.054558 | 0.070483 | 0.050911 | -0.43949 | -0.32942 | 0.32942 | 0.018411 | 0.059599 | 0
[15 empty] | 2014-01-18 | 414:30 | 0.040224 | 0.081439 | -0.27604 | -0.41903 | -0.71677 | 0.71677 | 0.18965 | 0.61393 | 0
[15 empty] | 2014-01-18 | 415:00 | 0.025294 | 0.090993 | -0.58543 | -0.37002 | -1.049 | 1.049 | 0.59441 | 1.9242 | 2
[15 empty] | 2014-01-18 | 415:30 | 0.0099892 | 0.098981 | -0.85756 | -0.29579 | -1.3055 | 1.3055 | 1.1458 | 3.7093 | 4.31
[15 empty] | 2014-01-18 | 416:00 | -0.0054633 | 0.10527 | -1.0751 | -0.20141 | -1.4709 | 1.4709 | 1.6389 | 5.3055 | 5.75
[15 empty] | 2014-01-18 | 416:30 | -0.020835 | 0.10974 | -1.2242 | -0.093294 | -1.5358 | 1.5358 | 1.8656 | 6.0392 | 6.59
[15 empty] | 2014-01-18 | 417:00 | -0.035898 | 0.11232 | -1.2955 | 0.021176 | -1.4973 | 1.4973 | 1.7289 | 5.5967 | 5.75
[15 empty] | 2014-01-18 | 417:30 | -0.050429 | 0.11297 | -1.2842 | 0.1342 | -1.3594 | 1.3594 | 1.2936 | 4.1878 | 5
[15 empty] | 2014-01-18 | 418:00 | -0.064214 | 0.11168 | -1.1913 | 0.23808 | -1.1322 | 1.1322 | 0.74737 | 2.4194 | 2.5
[15 empty] | 2014-01-18 | 418:30 | -0.077047 | 0.10846 | -1.0225 | 0.32574 | -0.83169 | 0.83169 | 0.29627 | 0.9591 | 0
[15 empty] | 2014-01-18 | 419:00 | -0.08874 | 0.10338 | -0.78866 | 0.3912 | -0.47853 | 0.47853 | 0.056433 | 0.18269 | 0
[15 empty] | 2014-01-18 | 419:30 | -0.099118 | 0.096522 | -0.50463 | 0.43 | -0.096535 | 0.096535 | 0.0004633 | 0.0014998 | 0
[15 empty] | 2014-01-18 | 420:00 | -0.10803 | 0.087999 | -0.18847 | 0.43949 | 0.28873 | 0.28873 | 0.012396 | 0.04013 | 0
[15 empty] | 2014-01-18 | 420:30 | -0.11534 | 0.077962 | 0.13967 | 0.41903 | 0.65166 | 0.65166 | 0.14252 | 0.46137 | 0
[15 empty] | 2014-01-18 | 421:00 | -0.12094 | 0.066584 | 0.45893 | 0.37002 | 0.96824 | 0.96824 | 0.46748 | 1.5133 | 0
[15 empty] | 2014-01-18 | 421:30 | -0.12475 | 0.054059 | 0.74898 | 0.29579 | 1.2176 | 1.2176 | 0.92966 | 3.0095 | 3.44
[15 empty] | 2014-01-18 | 422:00 | -0.12672 | 0.040604 | 0.99137 | 0.20141 | 1.3833 | 1.3833 | 1.3633 | 4.4132 | 5
[15 empty] | 2014-01-18 | 422:30 | -0.12681 | 0.02645 | 1.1707 | 0.093294 | 1.4545 | 1.4545 | 1.5847 | 5.13 | 5.75
[15 empty] | 2014-01-18 | 423:00 | -0.12502 | 0.011841 | 1.2755 | -0.021176 | 1.4264 | 1.4264 | 1.4945 | 4.8382 | 5.36
[15 empty] | 2014-01-18 | 423:30 | -0.12137 | -0.0029718 | 1.2991 | -0.1342 | 1.3007 | 1.3007 | 1.1332 | 3.6683 | 4.31
[15 empty] | 2014-01-18 | 424:00 | -0.11594 | -0.017733 | 1.24 | -0.23808 | 1.0853 | 1.0853 | 0.6584 | 2.1314 | 2.28
[15 empty] | 2014-01-18 | 424:30 | -0.10878 | -0.03219 | 1.102 | -0.32574 | 0.79417 | 0.79417 | 0.25795 | 0.83505 | 0
[15 empty] | 2014-01-18 | 425:00 | -0.10001 | -0.046092 | 0.89394 | -0.3912 | 0.44579 | 0.44579 | 0.045625 | 0.1477 | 0
[15 empty] | 2014-01-18 | 425:30 | -0.089766 | -0.059202 | 0.62894 | -0.43 | 0.062467 | 0.062467 | 0.00012553 | 0.00040638 | 0
[15 empty] | 2014-01-18 | 426:00 | -0.078188 | -0.071292 | 0.32391 | -0.43949 | -0.33132 | 0.33132 | 0.018731 | 0.060637 | 0
[15 empty] | 2014-01-18 | 426:30 | -0.065453 | -0.082155 | -0.001729 | -0.41903 | -0.71046 | 0.71046 | 0.18469 | 0.59787 | 0
[15 empty] | 2014-01-18 | 427:00 | -0.051749 | -0.091605 | -0.32726 | -0.37002 | -1.0508 | 1.0508 | 0.59753 | 1.9343 | 2.28
[15 empty] | 2014-01-18 | 427:30 | -0.037278 | -0.099478 | -0.63196 | -0.29579 | -1.3306 | 1.3306 | 1.2133 | 3.9279 | 4.31
[15 empty] | 2014-01-18 | 428:00 | -0.022256 | -0.10564 | -0.89644 | -0.20141 | -1.5322 | 1.5322 | 1.8524 | 5.9966 | 6.59
[15 empty] | 2014-01-18 | 428:30 | -0.0069032 | -0.10998 | -1.1039 | -0.093294 | -1.6426 | 1.6426 | 2.2823 | 7.3884 | 8.01
[15 empty] | 2014-01-18 | 429:00 | 0.0085514 | -0.11243 | -1.2411 | 0.021176 | -1.6547 | 1.6547 | 2.3333 | 7.5533 | 8.79
[15 empty] | 2014-01-18 | 429:30 | 0.023879 | -0.11295 | -1.2993 | 0.1342 | -1.5676 | 1.5676 | 1.9841 | 6.4228 | 7.28
[15 empty] | 2014-01-18 | 430:00 | 0.038854 | -0.11152 | -1.2748 | 0.23808 | -1.3867 | 1.3867 | 1.3732 | 4.4454 | 5
[15 empty] | 2014-01-18 | 430:30 | 0.053252 | -0.10817 | -1.1692 | 0.32574 | -1.1229 | 1.1229 | 0.72919 | 2.3605 | 2.5
[15 empty] | 2014-01-18 | 431:00 | 0.066863 | -0.10296 | -0.98913 | 0.3912 | -0.79253 | 0.79253 | 0.25636 | 0.8299 | 0
[15 empty] | 2014-01-18 | 431:30 | 0.079483 | -0.095978 | -0.74615 | 0.43 | -0.41582 | 0.41582 | 0.037027 | 0.11986 | 0
[15 empty] | 2014-01-19 | 432:00 | 0.090926 | -0.087344 | -0.4557 | 0.43949 | -0.015779 | 0.015779 | 2.0234e-06 | 6.5502e-06 | 0
[15 empty] | 2014-01-19 | 432:30 | 0.10102 | -0.077207 | -0.13624 | 0.41903 | 0.38327 | 0.38327 | 0.028994 | 0.09386 | 0
[15 empty] | 2014-01-19 | 433:00 | 0.10962 | -0.065742 | 0.19189 | 0.37002 | 0.75725 | 0.75725 | 0.22362 | 0.72392 | 0
[15 empty] | 2014-01-19 | 433:30 | 0.1166 | -0.053145 | 0.50781 | 0.29579 | 1.0838 | 1.0838 | 0.65567 | 2.1225 | 2.28
[15 empty] | 2014-01-19 | 434:00 | 0.12185 | -0.039633 | 0.79141 | 0.20141 | 1.3438 | 1.3438 | 1.2497 | 4.0455 | 4.31
[15 empty] | 2014-01-19 | 434:30 | 0.1253 | -0.025439 | 1.0246 | 0.093294 | 1.5222 | 1.5222 | 1.8166 | 5.8807 | 6.59
[15 empty] | 2014-01-19 | 435:00 | 0.12689 | -0.010808 | 1.1927 | -0.021176 | 1.6095 | 1.6095 | 2.1471 | 6.9506 | 8.01
[15 empty] | 2014-01-19 | 435:30 | 0.1266 | 0.0040097 | 1.2848 | -0.1342 | 1.6015 | 1.6015 | 2.1153 | 6.8478 | 8.01
[15 empty] | 2014-01-19 | 436:00 | 0.12443 | 0.018758 | 1.2951 | -0.23808 | 1.5003 | 1.5003 | 1.7392 | 5.6302 | 6.59
[15 empty] | 2014-01-19 | 436:30 | 0.12043 | 0.033184 | 1.2231 | -0.32574 | 1.3137 | 1.3137 | 1.1676 | 3.7796 | 4.31
[15 empty] | 2014-01-19 | 437:00 | 0.11464 | 0.047039 | 1.0732 | -0.3912 | 1.0546 | 1.0546 | 0.60397 | 1.9552 | 2.28
[15 empty] | 2014-01-19 | 437:30 | 0.10715 | 0.060084 | 0.85496 | -0.43 | 0.74025 | 0.74025 | 0.2089 | 0.67625 | 0
[15 empty] | 2014-01-19 | 438:00 | 0.098078 | 0.072095 | 0.58234 | -0.43949 | 0.39128 | 0.39128 | 0.030851 | 0.099871 | 0
[15 empty] | 2014-01-19 | 438:30 | 0.087551 | 0.082865 | 0.27266 | -0.41903 | 0.030058 | 0.030058 | 1.3985e-05 | 4.5274e-05 | 0
[15 empty] | 2014-01-19 | 439:00 | 0.075728 | 0.092209 | -0.054366 | -0.37002 | -0.32056 | 0.32056 | 0.016965 | 0.054919 | 0
[15 empty] | 2014-01-19 | 439:30 | 0.062784 | 0.099966 | -0.37794 | -0.29579 | -0.63872 | 0.63872 | 0.1342 | 0.43443 | 0
[15 empty] | 2014-01-19 | 440:00 | 0.048909 | 0.106 | -0.67746 | -0.20141 | -0.90494 | 0.90494 | 0.38165 | 1.2355 | 0
[15 empty] | 2014-01-19 | 440:30 | 0.034311 | 0.11021 | -0.93386 | -0.093294 | -1.1033 | 1.1033 | 0.69162 | 2.2389 | 2.5
[15 empty] | 2014-01-19 | 441:00 | 0.019204 | 0.11253 | -1.1308 | 0.021176 | -1.2224 | 1.2224 | 0.94069 | 3.0452 | 3.44
[15 empty] | 2014-01-19 | 441:30 | 0.0038131 | 0.11291 | -1.2558 | 0.1342 | -1.2561 | 1.2561 | 1.0207 | 3.3044 | 3.85
[15 empty] | 2014-01-19 | 442:00 | -0.011634 | 0.11134 | -1.3009 | 0.23808 | -1.2039 | 1.2039 | 0.89863 | 2.909 | 3.44
[15 empty] | 2014-01-19 | 442:30 | -0.02691 | 0.10786 | -1.2632 | 0.32574 | -1.0706 | 1.0706 | 0.63203 | 2.046 | 2.28
[15 empty] | 2014-01-19 | 443:00 | -0.041786 | 0.10253 | -1.1451 | 0.3912 | -0.86645 | 0.86645 | 0.335 | 1.0845 | 0
[15 empty] | 2014-01-19 | 443:30 | -0.056044 | 0.095425 | -0.95412 | 0.43 | -0.60593 | 0.60593 | 0.11457 | 0.37089 | 0
[15 empty] | 2014-01-19 | 444:00 | -0.069472 | 0.086681 | -0.70242 | 0.43949 | -0.30715 | 0.30715 | 0.014924 | 0.048311 | 0
[15 empty] | 2014-01-19 | 444:30 | -0.081871 | 0.076446 | -0.40602 | 0.41903 | 0.0094876 | 0.0094876 | 4.3982e-07 | 1.4238e-06 | 0
[15 empty] | 2014-01-19 | 445:00 | -0.093058 | 0.064894 | -0.083775 | 0.37002 | 0.3226 | 0.3226 | 0.017291 | 0.055974 | 0
[15 empty] | 2014-01-19 | 445:30 | -0.10287 | 0.052226 | 0.2438 | 0.29579 | 0.61119 | 0.61119 | 0.11758 | 0.38063 | 0
[15 empty] | 2014-01-19 | 446:00 | -0.11115 | 0.038659 | 0.55586 | 0.20141 | 0.85597 | 0.85597 | 0.32298 | 1.0456 | 0
[15 empty] | 2014-01-19 | 446:30 | -0.11779 | 0.024427 | 0.83254 | 0.093294 | 1.0406 | 1.0406 | 0.58029 | 1.8785 | 2
[15 empty] | 2014-01-19 | 447:00 | -0.12269 | 0.0097737 | 1.0562 | -0.021176 | 1.1527 | 1.1527 | 0.78877 | 2.5534 | 3.08
[15 empty] | 2014-01-19 | 447:30 | -0.12576 | -0.0050473 | 1.2127 | -0.1342 | 1.1846 | 1.1846 | 0.85617 | 2.7716 | 3.08
[15 empty] | 2014-01-19 | 448:00 | -0.12698 | -0.019781 | 1.292 | -0.23808 | 1.134 | 1.134 | 0.75095 | 2.431 | 2.5
[15 empty] | 2014-01-19 | 448:30 | -0.12631 | -0.034175 | 1.2891 | -0.32574 | 1.0036 | 1.0036 | 0.52055 | 1.6851 | 2
[15 empty] | 2014-01-19 | 449:00 | -0.12378 | -0.047981 | 1.2041 | -0.3912 | 0.80146 | 0.80146 | 0.26513 | 0.85827 | 0
[15 empty] | 2014-01-19 | 449:30 | -0.11941 | -0.060961 | 1.0425 | -0.43 | 0.5402 | 0.5402 | 0.081185 | 0.26281 | 0
[15 empty] | 2014-01-19 | 450:00 | -0.11327 | -0.072891 | 0.81458 | -0.43949 | 0.23616 | 0.23616 | 0.0067829 | 0.021958 | 0
[15 empty] | 2014-01-19 | 450:30 | -0.10546 | -0.083567 | 0.53479 | -0.41903 | -0.091584 | 0.091584 | 0.00039561 | 0.0012807 | 0
[15 empty] | 2014-01-19 | 451:00 | -0.096084 | -0.092805 | 0.22097 | -0.37002 | -0.42242 | 0.42242 | 0.03882 | 0.12567 | 0
[15 empty] | 2014-01-19 | 451:30 | -0.085285 | -0.10045 | -0.10691 | -0.29579 | -0.73555 | 0.73555 | 0.20495 | 0.66345 | 0
[15 empty] | 2014-01-19 | 452:00 | -0.073223 | -0.10636 | -0.428 | -0.20141 | -1.0112 | 1.0112 | 0.53254 | 1.724 | 2
[15 empty] | 2014-01-19 | 452:30 | -0.060077 | -0.11044 | -0.72184 | -0.093294 | -1.2321 | 1.2321 | 0.96317 | 3.118 | 3.44
[15 empty] | 2014-01-19 | 453:00 | -0.046041 | -0.11262 | -0.96974 | 0.021176 | -1.384 | 1.384 | 1.3654 | 4.42 | 5
[15 empty] | 2014-01-19 | 453:30 | -0.031323 | -0.11286 | -1.1559 | 0.1342 | -1.4574 | 1.4574 | 1.5942 | 5.1607 | 5.75
[15 empty] | 2014-01-19 | 454:00 | -0.016141 | -0.11116 | -1.2686 | 0.23808 | -1.4472 | 1.4472 | 1.561 | 5.0534 | 5.36
[15 empty] | 2014-01-19 | 454:30 | -0.00072083 | -0.10755 | -1.3004 | 0.32574 | -1.3537 | 1.3537 | 1.2776 | 4.1359 | 5
[15 empty] | 2014-01-19 | 455:00 | 0.014711 | -0.10209 | -1.2496 | 0.3912 | -1.1822 | 1.1822 | 0.85089 | 2.7545 | 3.08
[15 empty] | 2014-01-19 | 455:30 | 0.029924 | -0.094865 | -1.1192 | 0.43 | -0.94266 | 0.94266 | 0.43139 | 1.3965 | 0
[15 empty] | 2014-01-20 | 456:00 | 0.044694 | -0.086012 | -0.91756 | 0.43949 | -0.64923 | 0.64923 | 0.14093 | 0.45622 | 0
[15 empty] | 2014-01-20 | 456:30 | 0.058803 | -0.075678 | -0.65754 | 0.41903 | -0.31923 | 0.31923 | 0.016753 | 0.054234 | 0
[15 empty] | 2014-01-20 | 457:00 | 0.07204 | -0.064041 | -0.35568 | 0.37002 | 0.027931 | 0.027931 | 1.1221e-05 | 3.6326e-05 | 0
[15 empty] | 2014-01-20 | 457:30 | 0.084211 | -0.051303 | -0.031176 | 0.29579 | 0.37191 | 0.37191 | 0.026491 | 0.085758 | 0
[15 empty] | 2014-01-20 | 458:00 | 0.095135 | -0.037682 | 0.29531 | 0.20141 | 0.69271 | 0.69271 | 0.17118 | 0.55415 | 0
[15 empty] | 2014-01-20 | 458:30 | 0.10465 | -0.023412 | 0.603 | 0.093294 | 0.97191 | 0.97191 | 0.47281 | 1.5306 | 0
[15 empty] | 2014-01-20 | 459:00 | 0.11262 | -0.0087388 | 0.87231 | -0.021176 | 1.1938 | 1.1938 | 0.87612 | 2.8362 | 3.08
[15 empty] | 2014-01-20 | 459:30 | 0.11891 | 0.0060845 | 1.0861 | -0.1342 | 1.3461 | 1.3461 | 1.2562 | 4.0667 | 4.31
[15 empty] | 2014-01-20 | 460:00 | 0.12345 | 0.020803 | 1.2308 | -0.23808 | 1.4212 | 1.4212 | 1.4783 | 4.7856 | 5.36
[15 empty] | 2014-01-20 | 460:30 | 0.12616 | 0.035164 | 1.2971 | -0.32574 | 1.4159 | 1.4159 | 1.4618 | 4.7323 | 5.36
[15 empty] | 2014-01-20 | 461:00 | 0.127 | 0.048919 | 1.2809 | -0.3912 | 1.3321 | 1.3321 | 1.2173 | 3.9405 | 4.31
[15 empty] | 2014-01-20 | 461:30 | 0.12596 | 0.061832 | 1.1832 | -0.43 | 1.1763 | 1.1763 | 0.83813 | 2.7132 | 3.08
[15 empty] | 2014-01-20 | 462:00 | 0.12305 | 0.073682 | 1.0102 | -0.43949 | 0.95928 | 0.95928 | 0.45462 | 1.4717 | 0
[15 empty] | 2014-01-20 | 462:30 | 0.11832 | 0.084263 | 0.77287 | -0.41903 | 0.69553 | 0.69553 | 0.17328 | 0.56095 | 0
[15 empty] | 2014-01-20 | 463:00 | 0.11184 | 0.093394 | 0.48637 | -0.37002 | 0.40198 | 0.40198 | 0.033452 | 0.10829 | 0
[15 empty] | 2014-01-20 | 463:30 | 0.10371 | 0.10092 | 0.16892 | -0.29579 | 0.097183 | 0.097183 | 0.00047269 | 0.0015302 | 0
[15 empty] | 2014-01-20 | 464:00 | 0.094033 | 0.1067 | -0.15929 | -0.20141 | -0.19995 | 0.19995 | 0.0041166 | 0.013326 | 0
[15 empty] | 2014-01-20 | 464:30 | 0.082968 | 0.11065 | -0.47736 | -0.093294 | -0.47128 | 0.47128 | 0.053908 | 0.17451 | 0
[15 empty] | 2014-01-20 | 465:00 | 0.070675 | 0.1127 | -0.76504 | 0.021176 | -0.70061 | 0.70061 | 0.17711 | 0.57334 | 0
[15 empty] | 2014-01-20 | 465:30 | 0.057334 | 0.11281 | -1.004 | 0.1342 | -0.87462 | 0.87462 | 0.34456 | 1.1154 | 0
[15 empty] | 2014-01-20 | 466:00 | 0.043145 | 0.11097 | -1.1791 | 0.23808 | -0.98368 | 0.98368 | 0.49019 | 1.5868 | 0
[15 empty] | 2014-01-20 | 466:30 | 0.028317 | 0.10723 | -1.2792 | 0.32574 | -1.0224 | 1.0224 | 0.55038 | 1.7817 | 2
[15 empty] | 2014-01-20 | 467:00 | 0.013069 | 0.10164 | -1.2978 | 0.3912 | -0.98993 | 0.98993 | 0.4996 | 1.6173 | 0
[15 empty] | 2014-01-20 | 467:30 | -0.0023719 | 0.094297 | -1.2339 | 0.43 | -0.88997 | 0.88997 | 0.36303 | 1.1752 | 0
[15 empty] | 2014-01-20 | 468:00 | -0.017778 | 0.085334 | -1.0914 | 0.43949 | -0.73047 | 0.73047 | 0.20073 | 0.64981 | 0
[15 empty] | 2014-01-20 | 468:30 | -0.032921 | 0.074903 | -0.87949 | 0.41903 | -0.52309 | 0.52309 | 0.073711 | 0.23862 | 0
[15 empty] | 2014-01-20 | 469:00 | -0.047576 | 0.063183 | -0.61158 | 0.37002 | -0.28244 | 0.28244 | 0.011603 | 0.037562 | 0
[15 empty] | 2014-01-20 | 469:30 | -0.061526 | 0.050376 | -0.30475 | 0.29579 | -0.025137 | 0.025137 | 8.1798e-06 | 2.648e-05 | 0
[15 empty] | 2014-01-20 | 470:00 | -0.074566 | 0.036701 | 0.021473 | 0.20141 | 0.23127 | 0.23127 | 0.0063701 | 0.020621 | 0
[15 empty] | 2014-01-20 | 470:30 | -0.086501 | 0.022395 | 0.34633 | 0.093294 | 0.4694 | 0.4694 | 0.053263 | 0.17242 | 0
[15 empty] | 2014-01-20 | 471:00 | -0.097156 | 0.0077031 | 0.64915 | -0.021176 | 0.67315 | 0.67315 | 0.15709 | 0.50852 | 0
[15 empty] | 2014-01-20 | 471:30 | -0.10637 | -0.0071212 | 0.91065 | -0.1342 | 0.82869 | 0.82869 | 0.29308 | 0.94877 | 0
[15 empty] | 2014-01-20 | 472:00 | -0.11401 | -0.021823 | 1.1142 | -0.23808 | 0.92535 | 0.92535 | 0.40806 | 1.321 | 0
[15 empty] | 2014-01-20 | 472:30 | -0.11996 | -0.036149 | 1.2468 | -0.32574 | 0.95623 | 0.95623 | 0.4503 | 1.4577 | 0
[15 empty] | 2014-01-20 | 473:00 | -0.12414 | -0.049853 | 1.3001 | -0.3912 | 0.91867 | 0.91867 | 0.39929 | 1.2926 | 0
[15 empty] | 2014-01-20 | 473:30 | -0.12648 | -0.062699 | 1.2707 | -0.43 | 0.81438 | 0.81438 | 0.27816 | 0.90045 | 0
[15 empty] | 2014-01-20 | 474:00 | -0.12694 | -0.074466 | 1.1604 | -0.43949 | 0.64932 | 0.64932 | 0.14099 | 0.45642 | 0
[15 empty] | 2014-01-20 | 474:30 | -0.12552 | -0.084951 | 0.97619 | -0.41903 | 0.43335 | 0.43335 | 0.04191 | 0.13567 | 0
[15 empty] | 2014-01-20 | 475:00 | -0.12225 | -0.093974 | 0.72989 | -0.37002 | 0.17956 | 0.17956 | 0.0029816 | 0.0096521 | 0
[15 empty] | 2014-01-20 | 475:30 | -0.11716 | -0.10138 | 0.43715 | -0.29579 | -0.096484 | 0.096484 | 0.00046256 | 0.0014974 | 0
[15 empty] | 2014-01-20 | 476:00 | -0.11034 | -0.10704 | 0.11658 | -0.20141 | -0.37776 | 0.37776 | 0.027762 | 0.089871 | 0
[15 empty] | 2014-01-20 | 476:30 | -0.10189 | -0.11086 | -0.2114 | -0.093294 | -0.64681 | 0.64681 | 0.13936 | 0.45113 | 0
[15 empty] | 2014-01-20 | 477:00 | -0.091927 | -0.11277 | -0.52593 | 0.021176 | -0.88682 | 0.88682 | 0.35918 | 1.1627 | 0
[15 empty] | 2014-01-20 | 477:30 | -0.080602 | -0.11274 | -0.80699 | 0.1342 | -1.0827 | 1.0827 | 0.65357 | 2.1157 | 2.28
[15 empty] | 2014-01-20 | 478:00 | -0.068084 | -0.11077 | -1.0367 | 0.23808 | -1.2218 | 1.2218 | 0.93938 | 3.041 | 3.44
[15 empty] | 2014-01-20 | 478:30 | -0.054558 | -0.10689 | -1.2004 | 0.32574 | -1.2952 | 1.2952 | 1.1189 | 3.622 | 3.85
[15 empty] | 2014-01-20 | 479:00 | -0.040224 | -0.10118 | -1.2877 | 0.3912 | -1.2974 | 1.2974 | 1.1248 | 3.6412 | 3.85
[15 empty] | 2014-01-20 | 479:30 | -0.025294 | -0.093721 | -1.2931 | 0.43 | -1.2277 | 1.2277 | 0.95293 | 3.0848 | 3.44
[15 empty] | 2014-01-21 | 480:00 | -0.0099892 | -0.08465 | -1.2162 | 0.43949 | -1.0892 | 1.0892 | 0.66545 | 2.1542 | 2.28
[15 empty] | 2014-01-21 | 480:30 | 0.0054633 | -0.074123 | -1.0619 | 0.41903 | -0.88938 | 0.88938 | 0.3623 | 1.1728 | 0
[15 empty] | 2014-01-21 | 481:00 | 0.020835 | -0.06232 | -0.83998 | 0.37002 | -0.6393 | 0.6393 | 0.13456 | 0.43561 | 0
[15 empty] | 2014-01-21 | 481:30 | 0.035898 | -0.049444 | -0.56462 | 0.29579 | -0.35297 | 0.35297 | 0.022647 | 0.073312 | 0
[15 empty] | 2014-01-21 | 482:00 | 0.050429 | -0.035717 | -0.25333 | 0.20141 | -0.046512 | 0.046512 | 5.1821e-05 | 0.00016775 | 0
[15 empty] | 2014-01-21 | 482:30 | 0.064214 | -0.021376 | 0.074087 | 0.093294 | 0.26277 | 0.26277 | 0.0093444 | 0.03025 | 0
[15 empty] | 2014-01-21 | 483:00 | 0.077047 | -0.0066667 | 0.39679 | -0.021176 | 0.55749 | 0.55749 | 0.089231 | 0.28886 | 0
[15 empty] | 2014-01-21 | 483:30 | 0.08874 | 0.0081572 | 0.69423 | -0.1342 | 0.82116 | 0.82116 | 0.28516 | 0.92312 | 0
[15 empty] | 2014-01-21 | 484:00 | 0.099118 | 0.022841 | 0.9475 | -0.23808 | 1.0392 | 1.0392 | 0.578 | 1.8711 | 2
[15 empty] | 2014-01-21 | 484:30 | 0.10803 | 0.037131 | 1.1405 | -0.32574 | 1.1999 | 1.1999 | 0.8896 | 2.8798 | 3.08
[15 empty] | 2014-01-21 | 485:00 | 0.11534 | 0.050783 | 1.2608 | -0.3912 | 1.2947 | 1.2947 | 1.1177 | 3.6183 | 3.85
[15 empty] | 2014-01-21 | 485:30 | 0.12094 | 0.06356 | 1.301 | -0.43 | 1.3194 | 1.3194 | 1.1828 | 3.8289 | 4.31
[15 empty] | 2014-01-21 | 486:00 | 0.12475 | 0.075244 | 1.2583 | -0.43949 | 1.2736 | 1.2736 | 1.0638 | 3.4437 | 3.85
[15 empty] | 2014-01-21 | 486:30 | 0.12672 | 0.085632 | 1.1356 | -0.41903 | 1.1611 | 1.1611 | 0.80624 | 2.61 | 3.08
[15 empty] | 2014-01-21 | 487:00 | 0.12681 | 0.094547 | 0.94059 | -0.37002 | 0.9899 | 0.9899 | 0.49956 | 1.6172 | 0
[15 empty] | 2014-01-21 | 487:30 | 0.12502 | 0.10183 | 0.68572 | -0.29579 | 0.77098 | 0.77098 | 0.23601 | 0.76401 | 0
[15 empty] | 2014-01-21 | 488:00 | 0.12137 | 0.10737 | 0.38721 | -0.20141 | 0.51819 | 0.51819 | 0.07166 | 0.23198 | 0
[15 empty] | 2014-01-21 | 488:30 | 0.11594 | 0.11106 | 0.064062 | -0.093294 | 0.2472 | 0.2472 | 0.0077796 | 0.025184 | 0
[15 empty] | 2014-01-21 | 489:00 | 0.10878 | 0.11283 | -0.26317 | 0.021176 | -0.025472 | 0.025472 | 8.5115e-06 | 2.7553e-05 | 0
[15 empty] | 2014-01-21 | 489:30 | 0.10001 | 0.11267 | -0.57365 | 0.1342 | -0.28346 | 0.28346 | 0.011729 | 0.037969 | 0
[15 empty] | 2014-01-21 | 490:00 | 0.089766 | 0.11056 | -0.84762 | 0.23808 | -0.51151 | 0.51151 | 0.068924 | 0.22312 | 0
[15 empty] | 2014-01-21 | 490:30 | 0.078188 | 0.10655 | -1.0676 | 0.32574 | -0.69646 | 0.69646 | 0.17398 | 0.5632 | 0
[15 empty] | 2014-01-21 | 491:00 | 0.065453 | 0.10071 | -1.2197 | 0.3912 | -0.82796 | 0.82796 | 0.2923 | 0.94625 | 0
[15 empty] | 2014-01-21 | 491:30 | 0.051749 | 0.093137 | -1.2942 | 0.43 | -0.89913 | 0.89913 | 0.37435 | 1.2119 | 0
[15 empty] | 2014-01-21 | 492:00 | 0.037278 | 0.083959 | -1.2863 | 0.43949 | -0.90694 | 0.90694 | 0.38419 | 1.2437 | 0
[15 empty] | 2014-01-21 | 492:30 | 0.022256 | 0.073336 | -1.1965 | 0.41903 | -0.85236 | 0.85236 | 0.31892 | 1.0324 | 0
[15 empty] | 2014-01-21 | 493:00 | 0.0069032 | 0.061451 | -1.0306 | 0.37002 | -0.74028 | 0.74028 | 0.20893 | 0.67633 | 0
[15 empty] | 2014-01-21 | 493:30 | -0.0085514 | 0.048508 | -0.79909 | 0.29579 | -0.57918 | 0.57918 | 0.10006 | 0.32391 | 0
[15 empty] | 2014-01-21 | 494:00 | -0.023879 | 0.034731 | -0.51673 | 0.20141 | -0.3806 | 0.3806 | 0.028392 | 0.091911 | 0
[15 empty] | 2014-01-21 | 494:30 | -0.038854 | 0.020355 | -0.20149 | 0.093294 | -0.15837 | 0.15837 | 0.0020455 | 0.0066216 | 0
[15 empty] | 2014-01-21 | 495:00 | -0.053252 | 0.0056298 | 0.12658 | -0.021176 | 0.072226 | 0.072226 | 0.00019404 | 0.00062814 | 0
[15 empty] | 2014-01-21 | 495:30 | -0.066863 | -0.0091926 | 0.44659 | -0.1342 | 0.29542 | 0.29542 | 0.013277 | 0.042982 | 0
[15 empty] | 2014-01-21 | 496:00 | -0.079483 | -0.023857 | 0.73818 | -0.23808 | 0.49595 | 0.49595 | 0.062823 | 0.20337 | 0
[15 empty] | 2014-01-21 | 496:30 | -0.090926 | -0.03811 | 0.98279 | -0.32574 | 0.66002 | 0.66002 | 0.14808 | 0.47935 | 0
[15 empty] | 2014-01-21 | 497:00 | -0.10102 | -0.051708 | 1.1649 | -0.3912 | 0.77616 | 0.77616 | 0.24081 | 0.77954 | 0
[15 empty] | 2014-01-21 | 497:30 | -0.10962 | -0.064416 | 1.2728 | -0.43 | 0.83595 | 0.83595 | 0.30085 | 0.9739 | 0
[15 empty] | 2014-01-21 | 498:00 | -0.1166 | -0.076015 | 1.2997 | -0.43949 | 0.83452 | 0.83452 | 0.29931 | 0.96892 | 0
[15 empty] | 2014-01-21 | 498:30 | -0.12185 | -0.086306 | 1.2439 | -0.41903 | 0.77093 | 0.77093 | 0.23597 | 0.76388 | 0
[15 empty] | 2014-01-21 | 499:00 | -0.1253 | -0.095112 | 1.109 | -0.37002 | 0.64819 | 0.64819 | 0.14025 | 0.45403 | 0
[15 empty] | 2014-01-21 | 499:30 | -0.12689 | -0.10228 | 0.90345 | -0.29579 | 0.47312 | 0.47312 | 0.05454 | 0.17656 | 0
[15 empty] | 2014-01-21 | 500:00 | -0.1266 | -0.10769 | 0.64043 | -0.20141 | 0.25592 | 0.25592 | 0.008632 | 0.027943 | 0
[15 empty] | 2014-01-21 | 500:30 | -0.12443 | -0.11124 | 0.33664 | -0.093294 | 0.0095883 | 0.0095883 | 4.5398e-07 | 1.4696e-06 | 0
[15 empty] | 2014-01-21 | 501:00 | -0.12043 | -0.11288 | 0.011434 | 0.021176 | -0.25088 | 0.25088 | 0.0081319 | 0.026325 | 0
[15 empty] | 2014-01-21 | 501:30 | -0.11464 | -0.11258 | -0.3145 | 0.1342 | -0.5094 | 0.5094 | 0.068074 | 0.22037 | 0
[15 empty] | 2014-01-21 | 502:00 | -0.10715 | -0.11034 | -0.62042 | 0.23808 | -0.74979 | 0.74979 | 0.21708 | 0.70274 | 0
[15 empty] | 2014-01-21 | 502:30 | -0.098078 | -0.1062 | -0.88686 | 0.32574 | -0.95675 | 0.95675 | 0.45103 | 1.4601 | 0
[15 empty] | 2014-01-21 | 503:00 | -0.087551 | -0.10024 | -1.0969 | 0.3912 | -1.1168 | 1.1168 | 0.71737 | 2.3223 | 2.5
[15 empty] | 2014-01-21 | 503:30 | -0.075728 | -0.092545 | -1.237 | 0.43 | -1.2192 | 1.2192 | 0.93321 | 3.021 | 3.44
[15 empty] | 2014-01-22 | 504:00 | -0.062784 | -0.08326 | -1.2985 | 0.43949 | -1.2563 | 1.2563 | 1.0212 | 3.3059 | 3.85
[15 empty] | 2014-01-22 | 504:30 | -0.048909 | -0.072543 | -1.2773 | 0.41903 | -1.2247 | 1.2247 | 0.94598 | 3.0623 | 3.44
[15 empty] | 2014-01-22 | 505:00 | -0.034311 | -0.060577 | -1.1749 | 0.37002 | -1.1247 | 1.1247 | 0.73261 | 2.3716 | 2.5
[15 empty] | 2014-01-22 | 505:30 | -0.019204 | -0.047568 | -0.99763 | 0.29579 | -0.96076 | 0.96076 | 0.45672 | 1.4785 | 0
[15 empty] | 2014-01-22 | 506:00 | -0.0038131 | -0.033741 | -0.7569 | 0.20141 | -0.74131 | 0.74131 | 0.2098 | 0.67917 | 0
[15 empty] | 2014-01-22 | 506:30 | 0.011634 | -0.019333 | -0.468 | 0.093294 | -0.47801 | 0.47801 | 0.056249 | 0.18209 | 0
[15 empty] | 2014-01-22 | 507:00 | 0.02691 | -0.0045925 | -0.14932 | -0.021176 | -0.18522 | 0.18522 | 0.0032726 | 0.010594 | 0
[15 empty] | 2014-01-22 | 507:30 | 0.041786 | 0.010227 | 0.17887 | -0.1342 | 0.12084 | 0.12084 | 0.00090885 | 0.0029421 | 0
[15 empty] | 2014-01-22 | 508:00 | 0.056044 | 0.024871 | 0.49567 | -0.23808 | 0.42312 | 0.42312 | 0.039013 | 0.12629 | 0
[15 empty] | 2014-01-22 | 508:30 | 0.069472 | 0.039086 | 0.78092 | -0.32574 | 0.70468 | 0.70468 | 0.18021 | 0.58338 | 0
[15 empty] | 2014-01-22 | 509:00 | 0.081871 | 0.052629 | 1.0165 | -0.3912 | 0.94973 | 0.94973 | 0.44117 | 1.4282 | 0
[15 empty] | 2014-01-22 | 509:30 | 0.093058 | 0.065266 | 1.1873 | -0.43 | 1.1446 | 1.1446 | 0.77226 | 2.5 | 2.5
[15 empty] | 2014-01-22 | 510:00 | 0.10287 | 0.07678 | 1.2827 | -0.43949 | 1.2785 | 1.2785 | 1.0763 | 3.4841 | 3.85
[15 empty] | 2014-01-22 | 510:30 | 0.11115 | 0.086973 | 1.2963 | -0.41903 | 1.3443 | 1.3443 | 1.251 | 4.0498 | 4.31
[15 empty] | 2014-01-22 | 511:00 | 0.11779 | 0.095668 | 1.2275 | -0.37002 | 1.3387 | 1.3387 | 1.2355 | 3.9994 | 4.31
[15 empty] | 2014-01-22 | 511:30 | 0.12269 | 0.10272 | 1.0806 | -0.29579 | 1.2627 | 1.2627 | 1.0368 | 3.3565 | 3.85
[15 empty] | 2014-01-22 | 512:00 | 0.12576 | 0.108 | 0.86484 | -0.20141 | 1.1215 | 1.1215 | 0.72644 | 2.3516 | 2.5
[15 empty] | 2014-01-22 | 512:30 | 0.12698 | 0.11142 | 0.59408 | -0.093294 | 0.92399 | 0.92399 | 0.40626 | 1.3152 | 0
[15 empty] | 2014-01-22 | 513:00 | 0.12631 | 0.11293 | 0.28552 | 0.021176 | 0.68242 | 0.68242 | 0.16367 | 0.52983 | 0
[15 empty] | 2014-01-22 | 513:30 | 0.12378 | 0.11249 | -0.041212 | 0.1342 | 0.41157 | 0.41157 | 0.035905 | 0.11623 | 0
[15 empty] | 2014-01-22 | 514:00 | 0.11941 | 0.11011 | -0.36532 | 0.23808 | 0.12786 | 0.12786 | 0.0010765 | 0.0034847 | 0
[15 empty] | 2014-01-22 | 514:30 | 0.11327 | 0.10584 | -0.66618 | 0.32574 | -0.15166 | 0.15166 | 0.0017963 | 0.005815 | 0
[15 empty] | 2014-01-22 | 515:00 | 0.10546 | 0.099753 | -0.92465 | 0.3912 | -0.4103 | 0.4103 | 0.035571 | 0.11515 | 0
[15 empty] | 2014-01-22 | 515:30 | 0.096084 | 0.091945 | -1.1243 | 0.43 | -0.6328 | 0.6328 | 0.1305 | 0.42245 | 0
[15 empty] | 2014-01-22 | 516:00 | 0.085285 | 0.082555 | -1.2523 | 0.43949 | -0.80625 | 0.80625 | 0.26991 | 0.87376 | 0
[15 empty] | 2014-01-22 | 516:30 | 0.073223 | 0.071743 | -1.3007 | 0.41903 | -0.92088 | 0.92088 | 0.40217 | 1.3019 | 0
[15 empty] | 2014-01-22 | 517:00 | 0.060077 | 0.059698 | -1.2663 | 0.37002 | -0.97062 | 0.97062 | 0.47093 | 1.5245 | 0
[15 empty] | 2014-01-22 | 517:30 | 0.046041 | 0.046624 | -1.1513 | 0.29579 | -0.95354 | 0.95354 | 0.44651 | 1.4454 | 0
[15 empty] | 2014-01-22 | 518:00 | 0.031323 | 0.032748 | -0.96302 | 0.20141 | -0.87193 | 0.87193 | 0.34139 | 1.1052 | 0
[15 empty] | 2014-01-22 | 518:30 | 0.016141 | 0.018309 | -0.71347 | 0.093294 | -0.73215 | 0.73215 | 0.20212 | 0.65431 | 0
[15 empty] | 2014-01-22 | 519:00 | 0.00072083 | 0.0035547 | -0.4185 | -0.021176 | -0.54426 | 0.54426 | 0.083026 | 0.26877 | 0
[15 empty] | 2014-01-22 | 519:30 | -0.014711 | -0.011261 | -0.096906 | -0.1342 | -0.32135 | 0.32135 | 0.01709 | 0.055324 | 0
[15 empty] | 2014-01-22 | 520:00 | -0.029924 | -0.025883 | 0.23086 | -0.23808 | -0.078791 | 0.078791 | 0.00025191 | 0.00081548 | 0
[15 empty] | 2014-01-22 | 520:30 | -0.044694 | -0.040059 | 0.54393 | -0.32574 | 0.1668 | 0.1668 | 0.0023898 | 0.0077362 | 0
[15 empty] | 2014-01-22 | 521:00 | -0.058803 | -0.053546 | 0.82239 | -0.3912 | 0.39855 | 0.39855 | 0.032603 | 0.10554 | 0
[15 empty] | 2014-01-22 | 521:30 | -0.07204 | -0.066111 | 1.0485 | -0.43 | 0.60045 | 0.60045 | 0.11149 | 0.36091 | 0
[15 empty] | 2014-01-22 | 522:00 | -0.084211 | -0.077539 | 1.2079 | -0.43949 | 0.75832 | 0.75832 | 0.22457 | 0.72699 | 0
[15 empty] | 2014-01-22 | 522:30 | -0.095135 | -0.087632 | 1.2904 | -0.41903 | 0.86076 | 0.86076 | 0.32844 | 1.0632 | 0
[15 empty] | 2014-01-22 | 523:00 | -0.10465 | -0.096217 | 1.2908 | -0.37002 | 0.8999 | 0.8999 | 0.3753 | 1.2149 | 0
[15 empty] | 2014-01-22 | 523:30 | -0.11262 | -0.10315 | 1.2091 | -0.29579 | 0.87187 | 0.87187 | 0.34132 | 1.1049 | 0
[15 empty] | 2014-01-22 | 524:00 | -0.11891 | -0.1083 | 1.0504 | -0.20141 | 0.77716 | 0.77716 | 0.24174 | 0.78256 | 0
[15 empty] | 2014-01-22 | 524:30 | -0.12345 | -0.11159 | 0.8248 | -0.093294 | 0.62059 | 0.62059 | 0.12309 | 0.39847 | 0
[15 empty] | 2014-01-22 | 525:00 | -0.12616 | -0.11296 | 0.54677 | 0.021176 | 0.41103 | 0.41103 | 0.035763 | 0.11577 | 0
[15 empty] | 2014-01-22 | 525:30 | -0.127 | -0.11238 | 0.23393 | 0.1342 | 0.16094 | 0.16094 | 0.0021469 | 0.0069499 | 0
[15 empty] | 2014-01-22 | 526:00 | -0.12596 | -0.10988 | -0.093791 | 0.23808 | -0.11442 | 0.11442 | 0.00077153 | 0.0024976 | 0
[15 empty] | 2014-01-22 | 526:30 | -0.12305 | -0.10548 | -0.41554 | 0.32574 | -0.39791 | 0.39791 | 0.032447 | 0.10504 | 0
[15 empty] | 2014-01-22 | 527:00 | -0.11832 | -0.099261 | -0.71085 | 0.3912 | -0.67155 | 0.67155 | 0.15597 | 0.5049 | 0
[15 empty] | 2014-01-22 | 527:30 | -0.11184 | -0.091337 | -0.96092 | 0.43 | -0.91763 | 0.91763 | 0.39793 | 1.2882 | 0
[15 empty] | 2014-01-23 | 528:00 | -0.10371 | -0.081842 | -1.1498 | 0.43949 | -1.1199 | 1.1199 | 0.72327 | 2.3414 | 2.5
[15 empty] | 2014-01-23 | 528:30 | -0.094033 | -0.070938 | -1.2656 | 0.41903 | -1.2644 | 1.2644 | 1.041 | 3.3699 | 3.85
[15 empty] | 2014-01-23 | 529:00 | -0.082968 | -0.058813 | -1.3008 | 0.37002 | -1.3407 | 1.3407 | 1.241 | 4.0172 | 4.31
[15 empty] | 2014-01-23 | 529:30 | -0.070675 | -0.045676 | -1.2532 | 0.29579 | -1.3422 | 1.3422 | 1.2452 | 4.0309 | 4.31
[15 empty] | 2014-01-23 | 530:00 | -0.057334 | -0.031753 | -1.1258 | 0.20141 | -1.2669 | 1.2669 | 1.0472 | 3.39 | 3.85
[15 empty] | 2014-01-23 | 530:30 | -0.043145 | -0.017284 | -0.92684 | 0.093294 | -1.1175 | 1.1175 | 0.71865 | 2.3264 | 2.5
[15 empty] | 2014-01-23 | 531:00 | -0.028317 | -0.0025166 | -0.66886 | -0.021176 | -0.90109 | 0.90109 | 0.3768 | 1.2198 | 0
[15 empty] | 2014-01-23 | 531:30 | -0.013069 | 0.012294 | -0.36832 | -0.1342 | -0.62912 | 0.62912 | 0.12824 | 0.41513 | 0
[15 empty] | 2014-01-23 | 532:00 | 0.0023719 | 0.026892 | -0.044334 | -0.23808 | -0.31644 | 0.31644 | 0.016319 | 0.052828 | 0
[15 empty] | 2014-01-23 | 532:30 | 0.017778 | 0.041028 | 0.28247 | -0.32574 | 0.019423 | 0.019423 | 3.7737e-06 | 1.2216e-05 | 0
[15 empty] | 2014-01-23 | 533:00 | 0.032921 | 0.054458 | 0.5913 | -0.3912 | 0.35935 | 0.35935 | 0.023899 | 0.077365 | 0
[15 empty] | 2014-01-23 | 533:30 | 0.047576 | 0.066951 | 0.8625 | -0.43 | 0.68379 | 0.68379 | 0.16466 | 0.53302 | 0
[15 empty] | 2014-01-23 | 534:00 | 0.061526 | 0.078291 | 1.0788 | -0.43949 | 0.97392 | 0.97392 | 0.47575 | 1.5401 | 0
[15 empty] | 2014-01-23 | 534:30 | 0.074566 | 0.088284 | 1.2265 | -0.41903 | 1.2128 | 1.2128 | 0.9188 | 2.9744 | 3.44
[15 empty] | 2014-01-23 | 535:00 | 0.086501 | 0.096758 | 1.2961 | -0.37002 | 1.3866 | 1.3866 | 1.373 | 4.4447 | 5
[15 empty] | 2014-01-23 | 535:30 | 0.097156 | 0.10357 | 1.2832 | -0.29579 | 1.4851 | 1.4851 | 1.6869 | 5.4609 | 5.75
[15 empty] | 2014-01-23 | 536:00 | 0.10637 | 0.10859 | 1.1886 | -0.20141 | 1.5027 | 1.5027 | 1.7476 | 5.6574 | 6.59
[15 empty] | 2014-01-23 | 536:30 | 0.11401 | 0.11175 | 1.0184 | -0.093294 | 1.4386 | 1.4386 | 1.5334 | 4.9638 | 5.36
[15 empty] | 2014-01-23 | 537:00 | 0.11996 | 0.11298 | 0.78342 | 0.021176 | 1.2969 | 1.2969 | 1.1235 | 3.6368 | 3.85
[15 empty] | 2014-01-23 | 537:30 | 0.12414 | 0.11227 | 0.49855 | 0.1342 | 1.0865 | 1.0865 | 0.66046 | 2.138 | 2.28
[15 empty] | 2014-01-23 | 538:00 | 0.12648 | 0.10963 | 0.18196 | 0.23808 | 0.82018 | 0.82018 | 0.28415 | 0.91984 | 0
[15 empty] | 2014-01-23 | 538:30 | 0.12694 | 0.1051 | -0.14622 | 0.32574 | 0.51445 | 0.51445 | 0.070121 | 0.22699 | 0
[15 empty] | 2014-01-23 | 539:00 | 0.12552 | 0.09876 | -0.46509 | 0.3912 | 0.188 | 0.188 | 0.0034218 | 0.011077 | 0
[15 empty] | 2014-01-23 | 539:30 | 0.12225 | 0.090722 | -0.75436 | 0.43 | -0.13924 | 0.13924 | 0.0013902 | 0.0045003 | 0
[15 empty] | 2014-01-23 | 540:00 | 0.11716 | 0.081123 | -0.99562 | 0.43949 | -0.4473 | 0.4473 | 0.046091 | 0.1492 | 0
[15 empty] | 2014-01-23 | 540:30 | 0.11034 | 0.070127 | -1.1735 | 0.41903 | -0.71752 | 0.71752 | 0.19024 | 0.61585 | 0
[15 empty] | 2014-01-23 | 541:00 | 0.10189 | 0.057924 | -1.2767 | 0.37002 | -0.93362 | 0.93362 | 0.41911 | 1.3567 | 0
[15 empty] | 2014-01-23 | 541:30 | 0.091927 | 0.044725 | -1.2987 | 0.29579 | -1.0828 | 1.0828 | 0.65384 | 2.1166 | 2.28
[15 empty] | 2014-01-23 | 542:00 | 0.080602 | 0.030755 | -1.238 | 0.20141 | -1.1566 | 1.1566 | 0.79672 | 2.5792 | 3.08
[15 empty] | 2014-01-23 | 542:30 | 0.068084 | 0.016257 | -1.0985 | 0.093294 | -1.1511 | 1.1511 | 0.78554 | 2.543 | 3.08
[15 empty] | 2014-01-23 | 543:00 | 0.054558 | 0.0014783 | -0.88914 | -0.021176 | -1.0679 | 1.0679 | 0.62711 | 2.0301 | 2.28
[15 empty] | 2014-01-23 | 543:30 | 0.040224 | -0.013325 | -0.62317 | -0.1342 | -0.91309 | 0.91309 | 0.39206 | 1.2692 | 0
[15 empty] | 2014-01-23 | 544:00 | 0.025294 | -0.0279 | -0.31753 | -0.23808 | -0.69778 | 0.69778 | 0.17497 | 0.56641 | 0
[15 empty] | 2014-01-23 | 544:30 | 0.0099892 | -0.041994 | 0.0083106 | -0.32574 | -0.43679 | 0.43679 | 0.042918 | 0.13893 | 0
[15 empty] | 2014-01-23 | 545:00 | -0.0054633 | -0.055366 | 0.33362 | -0.3912 | -0.148 | 0.148 | 0.0016696 | 0.0054049 | 0
[15 empty] | 2014-01-23 | 545:30 | -0.020835 | -0.067785 | 0.63771 | -0.43 | 0.14886 | 0.14886 | 0.0016989 | 0.0054998 | 0
[15 empty] | 2014-01-23 | 546:00 | -0.035898 | -0.079037 | 0.9012 | -0.43949 | 0.43347 | 0.43347 | 0.041946 | 0.13579 | 0
[15 empty] | 2014-01-23 | 546:30 | -0.050429 | -0.088928 | 1.1073 | -0.41903 | 0.68619 | 0.68619 | 0.1664 | 0.53866 | 0
[15 empty] | 2014-01-23 | 547:00 | -0.064214 | -0.09729 | 1.243 | -0.37002 | 0.88936 | 0.88936 | 0.36228 | 1.1728 | 0
[15 empty] | 2014-01-23 | 547:30 | -0.077047 | -0.10398 | 1.2996 | -0.29579 | 1.0285 | 1.0285 | 0.56022 | 1.8136 | 2
[15 empty] | 2014-01-23 | 548:00 | -0.08874 | -0.10887 | 1.2734 | -0.20141 | 1.093 | 1.093 | 0.6725 | 2.177 | 2.28
[15 empty] | 2014-01-23 | 548:30 | -0.099118 | -0.1119 | 1.1662 | -0.093294 | 1.0774 | 1.0774 | 0.64412 | 2.0851 | 2.28
[15 empty] | 2014-01-23 | 549:00 | -0.10803 | -0.113 | 0.98484 | 0.021176 | 0.98124 | 0.98124 | 0.48655 | 1.5751 | 0
[15 empty] | 2014-01-23 | 549:30 | -0.11534 | -0.11215 | 0.74075 | 0.1342 | 0.80933 | 0.80933 | 0.27302 | 0.88381 | 0
[15 empty] | 2014-01-23 | 550:00 | -0.12094 | -0.10937 | 0.44953 | 0.23808 | 0.57162 | 0.57162 | 0.096189 | 0.31138 | 0
[15 empty] | 2014-01-23 | 550:30 | -0.12475 | -0.10471 | 0.12969 | 0.32574 | 0.28245 | 0.28245 | 0.011605 | 0.037567 | 0
[15 empty] | 2014-01-23 | 551:00 | -0.12672 | -0.098252 | -0.1984 | 0.3912 | -0.040218 | 0.040218 | 3.3501e-05 | 0.00010845 | 0
[15 empty] | 2014-01-23 | 551:30 | -0.12681 | -0.090099 | -0.51387 | 0.43 | -0.37597 | 0.37597 | 0.027369 | 0.0886 | 0
[15 empty] | 2014-01-24 | 552:00 | -0.12502 | -0.080396 | -0.79663 | 0.43949 | -0.70319 | 0.70319 | 0.17907 | 0.57968 | 0
[15 empty] | 2014-01-24 | 552:30 | -0.12137 | -0.06931 | -1.0287 | 0.41903 | -1.0004 | 1.0004 | 0.51565 | 1.6693 | 2
[15 empty] | 2014-01-24 | 553:00 | -0.11594 | -0.05703 | -1.1953 | 0.37002 | -1.2478 | 1.2478 | 1.0005 | 3.2389 | 3.44
[15 empty] | 2014-01-24 | 553:30 | -0.10878 | -0.043769 | -1.2858 | 0.29579 | -1.4282 | 1.4282 | 1.5003 | 4.8568 | 5.36
[15 empty] | 2014-01-24 | 554:00 | -0.10001 | -0.029755 | -1.2945 | 0.20141 | -1.5286 | 1.5286 | 1.8394 | 5.9545 | 6.59
[15 empty] | 2014-01-24 | 554:30 | -0.089766 | -0.015228 | -1.2208 | 0.093294 | -1.5406 | 1.5406 | 1.8833 | 6.0965 | 6.59
[15 empty] | 2014-01-24 | 555:00 | -0.078188 | -0.00043993 | -1.0694 | -0.021176 | -1.4615 | 1.4615 | 1.6078 | 5.2049 | 5.75
[15 empty] | 2014-01-24 | 555:30 | -0.065453 | 0.014356 | -0.84999 | -0.1342 | -1.2941 | 1.2941 | 1.1161 | 3.6132 | 3.85
[15 empty] | 2014-01-24 | 556:00 | -0.051749 | 0.028905 | -0.57645 | -0.23808 | -1.0467 | 1.0467 | 0.59061 | 1.9119 | 2
[15 empty] | 2014-01-24 | 556:30 | -0.037278 | 0.042957 | -0.26623 | -0.32574 | -0.73286 | 0.73286 | 0.20271 | 0.6562 | 0
[15 empty] | 2014-01-24 | 557:00 | -0.022256 | 0.056269 | 0.060942 | -0.3912 | -0.3703 | 0.3703 | 0.026151 | 0.084655 | 0
[15 empty] | 2014-01-24 | 557:30 | -0.0069032 | 0.068613 | 0.38423 | -0.43 | 0.01993 | 0.01993 | 4.0767e-06 | 1.3197e-05 | 0
[15 empty] | 2014-01-24 | 558:00 | 0.0085514 | 0.079775 | 0.68307 | -0.43949 | 0.41488 | 0.41488 | 0.036776 | 0.11905 | 0
[15 empty] | 2014-01-24 | 558:30 | 0.023879 | 0.089565 | 0.93843 | -0.41903 | 0.79105 | 0.79105 | 0.25493 | 0.82526 | 0
[15 empty] | 2014-01-24 | 559:00 | 0.038854 | 0.097814 | 1.1341 | -0.37002 | 1.1259 | 1.1259 | 0.73503 | 2.3794 | 2.5
[15 empty] | 2014-01-24 | 559:30 | 0.053252 | 0.10438 | 1.2575 | -0.29579 | 1.3992 | 1.3992 | 1.4108 | 4.5671 | 5
[15 empty] | 2014-01-24 | 560:00 | 0.066863 | 0.10915 | 1.301 | -0.20141 | 1.5945 | 1.5945 | 2.0877 | 6.7582 | 7.28
[15 empty] | 2014-01-24 | 560:30 | 0.079483 | 0.11204 | 1.2616 | -0.093294 | 1.6998 | 1.6998 | 2.5293 | 8.1879 | 8.79
[15 empty] | 2014-01-24 | 561:00 | 0.090926 | 0.113 | 1.142 | 0.021176 | 1.7088 | 1.7088 | 2.5698 | 8.3191 | 10
[15 empty] | 2014-01-24 | 561:30 | 0.10102 | 0.11202 | 0.94964 | 0.1342 | 1.6211 | 1.6211 | 2.194 | 7.1024 | 8.01
[15 empty] | 2014-01-24 | 562:00 | 0.10962 | 0.10911 | 0.69687 | 0.23808 | 1.4421 | 1.4421 | 1.5445 | 5 | 5.36
[15 empty] | 2014-01-24 | 562:30 | 0.1166 | 0.10432 | 0.39976 | 0.32574 | 1.183 | 1.183 | 0.85268 | 2.7603 | 3.08
[15 empty] | 2014-01-24 | 563:00 | 0.12185 | 0.097734 | 0.077206 | 0.3912 | 0.85999 | 0.85999 | 0.32755 | 1.0604 | 0
[15 empty] | 2014-01-24 | 563:30 | 0.1253 | 0.089469 | -0.25026 | 0.43 | 0.49312 | 0.49312 | 0.061755 | 0.19991 | 0
[15 empty] | 2014-01-24 | 564:00 | 0.12689 | 0.079663 | -0.5618 | 0.43949 | 0.1053 | 0.1053 | 0.00060123 | 0.0019463 | 0
[15 empty] | 2014-01-24 | 564:30 | 0.1266 | 0.068486 | -0.83759 | 0.41903 | -0.27934 | 0.27934 | 0.011225 | 0.036339 | 0
[15 empty] | 2014-01-24 | 565:00 | 0.12443 | 0.056131 | -1.0601 | 0.37002 | -0.63686 | 0.63686 | 0.13302 | 0.43063 | 0
[15 empty] | 2014-01-24 | 565:30 | 0.12043 | 0.04281 | -1.2151 | 0.29579 | -0.94507 | 0.94507 | 0.43471 | 1.4073 | 0
[15 empty] | 2014-01-24 | 566:00 | 0.11464 | 0.028752 | -1.2928 | 0.20141 | -1.185 | 1.185 | 0.85691 | 2.774 | 3.08
[15 empty] | 2014-01-24 | 566:30 | 0.10715 | 0.014199 | -1.2882 | 0.093294 | -1.3419 | 1.3419 | 1.2445 | 4.0287 | 4.31
[15 empty] | 2014-01-24 | 567:00 | 0.098078 | -0.00059851 | -1.2016 | -0.021176 | -1.4066 | 1.4066 | 1.4334 | 4.6402 | 5.36
[15 empty] | 2014-01-24 | 567:30 | 0.087551 | -0.015386 | -1.0386 | -0.1342 | -1.3758 | 1.3758 | 1.341 | 4.3412 | 5
[15 empty] | 2014-01-24 | 568:00 | 0.075728 | -0.029908 | -0.80944 | -0.23808 | -1.2521 | 1.2521 | 1.011 | 3.2728 | 3.85
[15 empty] | 2014-01-24 | 568:30 | 0.062784 | -0.043915 | -0.52879 | -0.32574 | -1.0446 | 1.0446 | 0.58698 | 1.9002 | 2
[15 empty] | 2014-01-24 | 569:00 | 0.048909 | -0.057167 | -0.21448 | -0.3912 | -0.76742 | 0.76742 | 0.23276 | 0.75349 | 0
[15 empty] | 2014-01-24 | 569:30 | 0.034311 | -0.069435 | 0.11347 | -0.43 | -0.43956 | 0.43956 | 0.043738 | 0.14159 | 0
[15 empty] | 2014-01-24 | 570:00 | 0.019204 | -0.080508 | 0.43421 | -0.43949 | -0.083234 | 0.083234 | 0.00029697 | 0.00096134 | 0
[15 empty] | 2014-01-24 | 570:30 | 0.0038131 | -0.090195 | 0.72731 | -0.41903 | 0.27736 | 0.27736 | 0.010989 | 0.035573 | 0
[15 empty] | 2014-01-24 | 571:00 | -0.011634 | -0.09833 | 0.97412 | -0.37002 | 0.61767 | 0.61767 | 0.12136 | 0.39286 | 0
[15 empty] | 2014-01-24 | 571:30 | -0.02691 | -0.10477 | 1.1589 | -0.29579 | 0.91433 | 0.91433 | 0.39366 | 1.2743 | 0
[15 empty] | 2014-01-24 | 572:00 | -0.041786 | -0.10941 | 1.27 | -0.20141 | 1.1467 | 1.1467 | 0.77662 | 2.5141 | 2.5
[15 empty] | 2014-01-24 | 572:30 | -0.056044 | -0.11217 | 1.3002 | -0.093294 | 1.2984 | 1.2984 | 1.1273 | 3.6494 | 3.85
[15 empty] | 2014-01-24 | 573:00 | -0.069472 | -0.11299 | 1.2477 | 0.021176 | 1.358 | 1.358 | 1.2899 | 4.1756 | 5
[15 empty] | 2014-01-24 | 573:30 | -0.081871 | -0.11188 | 1.1158 | 0.1342 | 1.3203 | 1.3203 | 1.1854 | 3.8373 | 4.31
[15 empty] | 2014-01-24 | 574:00 | -0.093058 | -0.10883 | 0.91288 | 0.23808 | 1.1863 | 1.1863 | 0.85988 | 2.7836 | 3.08
[15 empty] | 2014-01-24 | 574:30 | -0.10287 | -0.10391 | 0.65185 | 0.32574 | 0.96351 | 0.96351 | 0.46066 | 1.4913 | 0
[15 empty] | 2014-01-24 | 575:00 | -0.11115 | -0.097209 | 0.34934 | 0.3912 | 0.66522 | 0.66522 | 0.1516 | 0.49077 | 0
[15 empty] | 2014-01-24 | 575:30 | -0.11779 | -0.088831 | 0.024596 | 0.43 | 0.30996 | 0.30996 | 0.015337 | 0.049648 | 0
[15 empty] | 2014-01-25 | 576:00 | -0.12269 | -0.078923 | -0.30171 | 0.43949 | -0.079791 | 0.079791 | 0.00026162 | 0.0008469 | 0
[15 empty] | 2014-01-25 | 576:30 | -0.12576 | -0.067658 | -0.60882 | 0.41903 | -0.47901 | 0.47901 | 0.056604 | 0.18324 | 0
[15 empty] | 2014-01-25 | 577:00 | -0.12698 | -0.055228 | -0.87718 | 0.37002 | -0.86171 | 0.86171 | 0.32953 | 1.0668 | 0
[15 empty] | 2014-01-25 | 577:30 | -0.12631 | -0.041847 | -1.0897 | 0.29579 | -1.2026 | 1.2026 | 0.89574 | 2.8997 | 3.44
[15 empty] | 2014-01-25 | 578:00 | -0.12378 | -0.027746 | -1.2329 | 0.20141 | -1.4788 | 1.4788 | 1.6654 | 5.3912 | 5.75
[15 empty] | 2014-01-25 | 578:30 | -0.11941 | -0.013168 | -1.2976 | 0.093294 | -1.6711 | 1.6711 | 2.4035 | 7.7807 | 8.79
[15 empty] | 2014-01-25 | 579:00 | -0.11327 | 0.0016369 | -1.2798 | -0.021176 | -1.7657 | 1.7657 | 2.8351 | 9.178 | 10.5
[15 empty] | 2014-01-25 | 579:30 | -0.10546 | 0.016414 | -1.1805 | -0.1342 | -1.7546 | 1.7546 | 2.7821 | 9.0061 | 10.5
[15 empty] | 2014-01-25 | 580:00 | -0.096084 | 0.030908 | -1.006 | -0.23808 | -1.6366 | 1.6366 | 2.2576 | 7.3082 | 8.01
[15 empty] | 2014-01-25 | 580:30 | -0.085285 | 0.04487 | -0.76757 | -0.32574 | -1.4172 | 1.4172 | 1.4657 | 4.7449 | 5.36
[15 empty] | 2014-01-25 | 581:00 | -0.073223 | 0.05806 | -0.48026 | -0.3912 | -1.1083 | 1.1083 | 0.70105 | 2.2694 | 2.5
[15 empty] | 2014-01-25 | 581:30 | -0.060077 | 0.070251 | -0.16239 | -0.43 | -0.72776 | 0.72776 | 0.19851 | 0.64261 | 0
[15 empty] | 2014-01-25 | 582:00 | -0.046041 | 0.081233 | 0.16582 | -0.43949 | -0.2981 | 0.2981 | 0.013642 | 0.044163 | 0
[15 empty] | 2014-01-25 | 582:30 | -0.031323 | 0.090817 | 0.48347 | -0.41903 | 0.15491 | 0.15491 | 0.0019146 | 0.0061979 | 0
[15 empty] | 2014-01-25 | 583:00 | -0.016141 | 0.098837 | 0.77036 | -0.37002 | 0.60379 | 0.60379 | 0.11336 | 0.36697 | 0
[15 empty] | 2014-01-25 | 583:30 | -0.00072083 | 0.10516 | 1.0082 | -0.29579 | 1.0211 | 1.0211 | 0.54825 | 1.7748 | 2
[15 empty] | 2014-01-25 | 584:00 | 0.014711 | 0.10967 | 1.1819 | -0.20141 | 1.3811 | 1.3811 | 1.3567 | 4.3919 | 5
[15 empty] | 2014-01-25 | 584:30 | 0.029924 | 0.11229 | 1.2804 | -0.093294 | 1.6616 | 1.6616 | 2.3627 | 7.6486 | 8.79
[15 empty] | 2014-01-25 | 585:00 | 0.044694 | 0.11298 | 1.2974 | 0.021176 | 1.8453 | 1.8453 | 3.2359 | 10.4752 | 11.42
[15 empty] | 2014-01-25 | 585:30 | 0.058803 | 0.11172 | 1.2318 | 0.1342 | 1.9207 | 1.9207 | 3.6489 | 11.8121 | 13.4
[15 empty] | 2014-01-25 | 586:00 | 0.07204 | 0.10855 | 1.0878 | 0.23808 | 1.8831 | 1.8831 | 3.4391 | 11.1331 | 12.38
[15 empty] | 2014-01-25 | 586:30 | 0.084211 | 0.1035 | 0.87463 | 0.32574 | 1.7351 | 1.7351 | 2.6902 | 8.7087 | 10
[15 empty] | 2014-01-25 | 587:00 | 0.095135 | 0.096676 | 0.60576 | 0.3912 | 1.486 | 1.486 | 1.6898 | 5.4702 | 5.75
[15 empty] | 2014-01-25 | 587:30 | 0.10465 | 0.088185 | 0.29835 | 0.43 | 1.1515 | 1.1515 | 0.78627 | 2.5453 | 3.08
[15 empty] | 2014-01-25 | 588:00 | 0.11262 | 0.078177 | -0.028053 | 0.43949 | 0.75279 | 0.75279 | 0.2197 | 0.7112 | 0
[15 empty] | 2014-01-25 | 588:30 | 0.11891 | 0.066823 | -0.35267 | 0.41903 | 0.31512 | 0.31512 | 0.016116 | 0.05217 | 0
[15 empty] | 2014-01-25 | 589:00 | 0.12345 | 0.054319 | -0.65484 | 0.37002 | -0.13382 | 0.13382 | 0.001234 | 0.0039949 | 0
[15 empty] | 2014-01-25 | 589:30 | 0.12616 | 0.040881 | -0.91534 | 0.29579 | -0.56564 | 0.56564 | 0.093201 | 0.30171 | 0
[15 empty] | 2014-01-25 | 590:00 | 0.127 | 0.026738 | -1.1176 | 0.20141 | -0.95305 | 0.95305 | 0.44582 | 1.4432 | 0
[15 empty] | 2014-01-25 | 590:30 | 0.12596 | 0.012136 | -1.2487 | 0.093294 | -1.2716 | 1.2716 | 1.059 | 3.4283 | 3.85
[15 empty] | 2014-01-25 | 591:00 | 0.12305 | -0.0026752 | -1.3004 | -0.021176 | -1.5014 | 1.5014 | 1.7431 | 5.6429 | 6.59
[15 empty] | 2014-01-25 | 591:30 | 0.11832 | -0.01744 | -1.2692 | -0.1342 | -1.6282 | 1.6282 | 2.223 | 7.1963 | 8.01
[15 empty] | 2014-01-25 | 592:00 | 0.11184 | -0.031905 | -1.1574 | -0.23808 | -1.6444 | 1.6444 | 2.2899 | 7.4129 | 8.01
[15 empty] | 2014-01-25 | 592:30 | 0.10371 | -0.045821 | -0.97182 | -0.32574 | -1.5496 | 1.5496 | 1.9163 | 6.2035 | 6.59
[15 empty] | 2014-01-25 | 593:00 | 0.094033 | -0.058949 | -0.72444 | -0.3912 | -1.3507 | 1.3507 | 1.269 | 4.1081 | 5
[15 empty] | 2014-01-25 | 593:30 | 0.082968 | -0.071061 | -0.43095 | -0.43 | -1.0613 | 1.0613 | 0.61562 | 1.9929 | 2.28
[15 empty] | 2014-01-25 | 594:00 | 0.070675 | -0.081951 | -0.11003 | -0.43949 | -0.70099 | 0.70099 | 0.1774 | 0.57427 | 0
[15 empty] | 2014-01-25 | 594:30 | 0.057334 | -0.091431 | 0.21789 | -0.41903 | -0.29405 | 0.29405 | 0.013094 | 0.042387 | 0
[15 empty] | 2014-01-25 | 595:00 | 0.043145 | -0.099336 | 0.53194 | -0.37002 | 0.13217 | 0.13217 | 0.0011889 | 0.0038488 | 0
[15 empty] | 2014-01-25 | 595:30 | 0.028317 | -0.10553 | 0.81214 | -0.29579 | 0.54892 | 0.54892 | 0.085179 | 0.27574 | 0
[15 empty] | 2014-01-25 | 596:00 | 0.013069 | -0.10991 | 1.0407 | -0.20141 | 0.92801 | 0.92801 | 0.41159 | 1.3324 | 0
[15 empty] | 2014-01-25 | 596:30 | -0.0023719 | -0.1124 | 1.2029 | -0.093294 | 1.2436 | 1.2436 | 0.99047 | 3.2064 | 3.44
[15 empty] | 2014-01-25 | 597:00 | -0.017778 | -0.11295 | 1.2887 | 0.021176 | 1.4739 | 1.4739 | 1.6489 | 5.3379 | 5.75
[15 empty] | 2014-01-25 | 597:30 | -0.032921 | -0.11156 | 1.2924 | 0.1342 | 1.6026 | 1.6026 | 2.1198 | 6.8624 | 8.01
[15 empty] | 2014-01-25 | 598:00 | -0.047576 | -0.10825 | 1.2138 | 0.23808 | 1.6201 | 1.6201 | 2.1901 | 7.0897 | 8.01
[15 empty] | 2014-01-25 | 598:30 | -0.061526 | -0.10308 | 1.0581 | 0.32574 | 1.524 | 1.524 | 1.8229 | 5.901 | 6.59
[15 empty] | 2014-01-25 | 599:00 | -0.074566 | -0.096134 | 0.83494 | 0.3912 | 1.3193 | 1.3193 | 1.1826 | 3.8283 | 4.31
[15 empty] | 2014-01-25 | 599:30 | -0.086501 | -0.087532 | 0.55868 | 0.43 | 1.0183 | 1.0183 | 0.5438 | 1.7604 | 2
[15 empty] | 2014-01-26 | 600:00 | -0.097156 | -0.077424 | 0.24687 | 0.43949 | 0.63972 | 0.63972 | 0.13483 | 0.43647 | 0
[15 empty] | 2014-01-26 | 600:30 | -0.10637 | -0.065983 | -0.080657 | 0.41903 | 0.20753 | 0.20753 | 0.004603 | 0.014901 | 0
[15 empty] | 2014-01-26 | 601:00 | -0.11401 | -0.053406 | -0.40305 | 0.37002 | -0.25056 | 0.25056 | 0.0081008 | 0.026224 | 0
[15 empty] | 2014-01-26 | 601:30 | -0.11996 | -0.039911 | -0.69979 | 0.29579 | -0.70484 | 0.70484 | 0.18034 | 0.58378 | 0
[15 empty] | 2014-01-26 | 602:00 | -0.12414 | -0.025728 | -0.952 | 0.20141 | -1.1256 | 1.1256 | 0.73439 | 2.3774 | 2.5
[15 empty] | 2014-01-26 | 602:30 | -0.12648 | -0.011103 | -1.1436 | 0.093294 | -1.4849 | 1.4849 | 1.6861 | 5.4582 | 5.75
[15 empty] | 2014-01-26 | 603:00 | -0.12694 | 0.0037132 | -1.2625 | -0.021176 | -1.7586 | 1.7586 | 2.8008 | 9.0669 | 10.5
[15 empty] | 2014-01-26 | 603:30 | -0.12552 | 0.018466 | -1.3009 | -0.1342 | -1.9278 | 1.9278 | 3.6895 | 11.9437 | 13.4
[15 empty] | 2014-01-26 | 604:00 | -0.12225 | 0.0329 | -1.2566 | -0.23808 | -1.9801 | 1.9801 | 3.9982 | 12.9431 | 14.26
[15 empty] | 2014-01-26 | 604:30 | -0.11716 | 0.046769 | -1.1324 | -0.32574 | -1.9106 | 1.9106 | 3.592 | 11.6282 | 13.4
[15 empty] | 2014-01-26 | 605:00 | -0.11034 | 0.059832 | -0.93603 | -0.3912 | -1.7222 | 1.7222 | 2.6305 | 8.5155 | 10
[15 empty] | 2014-01-26 | 605:30 | -0.10189 | 0.071866 | -0.68012 | -0.43 | -1.4252 | 1.4252 | 1.4908 | 4.8259 | 5.36
[15 empty] | 2014-01-26 | 606:00 | -0.091927 | 0.082663 | -0.38093 | -0.43949 | -1.0371 | 1.0371 | 0.57447 | 1.8597 | 2
[15 empty] | 2014-01-26 | 606:30 | -0.080602 | 0.092037 | -0.057487 | -0.41903 | -0.58136 | 0.58136 | 0.10119 | 0.32757 | 0
[15 empty] | 2014-01-26 | 607:00 | -0.068084 | 0.099827 | 0.26961 | -0.37002 | -0.085836 | 0.085836 | 0.0003257 | 0.0010544 | 0
[15 empty] | 2014-01-26 | 607:30 | -0.054558 | 0.1059 | 0.57955 | -0.29579 | 0.41887 | 0.41887 | 0.037848 | 0.12252 | 0
[15 empty] | 2014-01-26 | 608:00 | -0.040224 | 0.11015 | 0.8526 | -0.20141 | 0.9014 | 0.9014 | 0.37719 | 1.221 | 0
[15 empty] | 2014-01-26 | 608:30 | -0.025294 | 0.1125 | 1.0714 | -0.093294 | 1.3316 | 1.3316 | 1.2161 | 3.9367 | 4.31
[15 empty] | 2014-01-26 | 609:00 | -0.0099892 | 0.11292 | 1.222 | 0.021176 | 1.6826 | 1.6826 | 2.4535 | 7.9424 | 8.79
[15 empty] | 2014-01-26 | 609:30 | 0.0054633 | 0.1114 | 1.2948 | 0.1342 | 1.9324 | 1.9324 | 3.7161 | 12.0297 | 13.4
[15 empty] | 2014-01-26 | 610:00 | 0.020835 | 0.10795 | 1.2853 | 0.23808 | 2.0652 | 2.0652 | 4.5361 | 14.6843 | 16.72
[15 empty] | 2014-01-26 | 610:30 | 0.035898 | 0.10265 | 1.1939 | 0.32574 | 2.0728 | 2.0728 | 4.5862 | 14.8464 | 16.72
[15 empty] | 2014-01-26 | 611:00 | 0.050429 | 0.095584 | 1.0266 | 0.3912 | 1.9547 | 1.9547 | 3.8465 | 12.4518 | 14.26
[15 empty] | 2014-01-26 | 611:30 | 0.064214 | 0.086872 | 0.79389 | 0.43 | 1.7187 | 1.7187 | 2.6147 | 8.4642 | 10
[15 empty] | 2014-01-26 | 612:00 | 0.077047 | 0.076664 | 0.51069 | 0.43949 | 1.3799 | 1.3799 | 1.353 | 4.3801 | 5
[15 empty] | 2014-01-26 | 612:30 | 0.08874 | 0.065137 | 0.19498 | 0.41903 | 0.95987 | 0.95987 | 0.45545 | 1.4744 | 0
[15 empty] | 2014-01-26 | 613:00 | 0.099118 | 0.052489 | -0.13313 | 0.37002 | 0.48562 | 0.48562 | 0.058981 | 0.19093 | 0
[15 empty] | 2014-01-26 | 613:30 | 0.10803 | 0.038938 | -0.45277 | 0.29579 | -0.012512 | 0.012512 | 1.0087e-06 | 3.2654e-06 | 0
[15 empty] | 2014-01-26 | 614:00 | 0.11534 | 0.024716 | -0.74359 | 0.20141 | -0.50266 | 0.50266 | 0.06541 | 0.21174 | 0
[15 empty] | 2014-01-26 | 614:30 | 0.12094 | 0.010069 | -0.9871 | 0.093294 | -0.95349 | 0.95349 | 0.44643 | 1.4452 | 0
[15 empty] | 2014-01-26 | 615:00 | 0.12475 | -0.0047509 | -1.1678 | -0.021176 | -1.3362 | 1.3362 | 1.2286 | 3.9772 | 4.31
[15 empty] | 2014-01-26 | 615:30 | 0.12672 | -0.019489 | -1.2741 | -0.1342 | -1.6264 | 1.6264 | 2.2156 | 7.1722 | 8.01
[15 empty] | 2014-01-26 | 616:00 | 0.12681 | -0.033892 | -1.2994 | -0.23808 | -1.8057 | 1.8057 | 3.0323 | 9.816 | 11.42
[15 empty] | 2014-01-26 | 616:30 | 0.12502 | -0.047712 | -1.242 | -0.32574 | -1.863 | 1.863 | 3.3302 | 10.7805 | 12.38
[15 empty] | 2014-01-26 | 617:00 | 0.12137 | -0.06071 | -1.1055 | -0.3912 | -1.7951 | 1.7951 | 2.9789 | 9.6433 | 10.5
[15 empty] | 2014-01-26 | 617:30 | 0.11594 | -0.072664 | -0.89871 | -0.43 | -1.6068 | 1.6068 | 2.1364 | 6.916 | 8.01
[15 empty] | 2014-01-26 | 618:00 | 0.10878 | -0.083367 | -0.63469 | -0.43949 | -1.311 | 1.311 | 1.1603 | 3.7562 | 4.31
[15 empty] | 2014-01-26 | 618:30 | 0.10001 | -0.092636 | -0.33028 | -0.41903 | -0.92742 | 0.92742 | 0.41081 | 1.3299 | 0
[15 empty] | 2014-01-26 | 619:00 | 0.089766 | -0.10031 | -0.0048527 | -0.37002 | -0.48177 | 0.48177 | 0.057588 | 0.18642 | 0
[15 empty] | 2014-01-26 | 619:30 | 0.078188 | -0.10626 | 0.32088 | -0.29579 | -0.003721 | 0.003721 | 2.6534e-08 | 8.5895e-08 | 0
[15 empty] | 2014-01-26 | 620:00 | 0.065453 | -0.11038 | 0.6262 | -0.20141 | 0.47484 | 0.47484 | 0.055138 | 0.17849 | 0
[15 empty] | 2014-01-26 | 620:30 | 0.051749 | -0.1126 | 0.89166 | -0.093294 | 0.9219 | 0.9219 | 0.40352 | 1.3063 | 0
[15 empty] | 2014-01-26 | 621:00 | 0.037278 | -0.11288 | 1.1004 | 0.021176 | 1.3074 | 1.3074 | 1.151 | 3.7261 | 4.31
[15 empty] | 2014-01-26 | 621:30 | 0.022256 | -0.11122 | 1.2391 | 0.1342 | 1.6054 | 1.6054 | 2.1308 | 6.8979 | 8.01
[15 empty] | 2014-01-26 | 622:00 | 0.0069032 | -0.10764 | 1.2989 | 0.23808 | 1.7953 | 1.7953 | 2.98 | 9.647 | 10.5
[15 empty] | 2014-01-26 | 622:30 | -0.0085514 | -0.10221 | 1.2761 | 0.32574 | 1.8638 | 1.8638 | 3.3343 | 10.7939 | 12.38
[15 empty] | 2014-01-26 | 623:00 | -0.023879 | -0.095026 | 1.172 | 0.3912 | 1.8054 | 1.8054 | 3.0306 | 9.8105 | 11.42
[15 empty] | 2014-01-26 | 623:30 | -0.038854 | -0.086204 | 0.99339 | 0.43 | 1.6229 | 1.6229 | 2.2014 | 7.1262 | 8.01
[15 empty] | 2014-01-27 | 624:00 | -0.053252 | -0.075898 | 0.75154 | 0.43949 | 1.3273 | 1.3273 | 1.2044 | 3.8988 | 4.31
[15 empty] | 2014-01-27 | 624:30 | -0.066863 | -0.064286 | 0.46185 | 0.41903 | 0.93718 | 0.93718 | 0.42391 | 1.3723 | 0
[15 empty] | 2014-01-27 | 625:00 | -0.079483 | -0.051567 | 0.14278 | 0.37002 | 0.47719 | 0.47719 | 0.05596 | 0.18115 | 0
[15 empty] | 2014-01-27 | 625:30 | -0.090926 | -0.037961 | -0.18538 | 0.29579 | -0.023096 | 0.023096 | 6.3451e-06 | 2.054e-05 | 0
[15 empty] | 2014-01-27 | 626:00 | -0.10102 | -0.023702 | -0.50175 | 0.20141 | -0.53133 | 0.53133 | 0.077251 | 0.25008 | 0
[15 empty] | 2014-01-27 | 626:30 | -0.10962 | -0.0090345 | -0.78618 | 0.093294 | -1.0144 | 1.0144 | 0.53761 | 1.7404 | 2
[15 empty] | 2014-01-27 | 627:00 | -0.1166 | 0.0057882 | -1.0206 | -0.021176 | -1.4407 | 1.4407 | 1.54 | 4.9854 | 5.36
[15 empty] | 2014-01-27 | 627:30 | -0.12185 | 0.020511 | -1.19 | -0.1342 | -1.782 | 1.782 | 2.9141 | 9.4334 | 10.5
[15 empty] | 2014-01-27 | 628:00 | -0.1253 | 0.034881 | -1.2837 | -0.23808 | -2.0153 | 2.0153 | 4.2153 | 13.6456 | 15.57
[15 empty] | 2014-01-27 | 628:30 | -0.12689 | 0.048651 | -1.2958 | -0.32574 | -2.1247 | 2.1247 | 4.9394 | 15.9899 | 17.92
[15 empty] | 2014-01-27 | 629:00 | -0.1266 | 0.061584 | -1.2253 | -0.3912 | -2.1019 | 2.1019 | 4.7823 | 15.4813 | 17.92
[15 empty] | 2014-01-27 | 629:30 | -0.12443 | 0.073456 | -1.0769 | -0.43 | -1.9473 | 1.9473 | 3.8029 | 12.3106 | 13.4
[15 empty] | 2014-01-27 | 630:00 | -0.12043 | 0.084065 | -0.85991 | -0.43949 | -1.6697 | 1.6697 | 2.3973 | 7.7606 | 8.79
[15 empty] | 2014-01-27 | 630:30 | -0.11464 | 0.093226 | -0.58822 | -0.41903 | -1.2858 | 1.2858 | 1.0949 | 3.5443 | 3.85
[15 empty] | 2014-01-27 | 631:00 | -0.10715 | 0.10078 | -0.2791 | -0.37002 | -0.81936 | 0.81936 | 0.28329 | 0.91706 | 0
[15 empty] | 2014-01-27 | 631:30 | -0.098078 | 0.10661 | 0.04779 | -0.29579 | -0.29934 | 0.29934 | 0.013814 | 0.044718 | 0
[15 empty] | 2014-01-27 | 632:00 | -0.087551 | 0.11059 | 0.37163 | -0.20141 | 0.24159 | 0.24159 | 0.0072618 | 0.023508 | 0
[15 empty] | 2014-01-27 | 632:30 | -0.075728 | 0.11268 | 0.67183 | -0.093294 | 0.76936 | 0.76936 | 0.23452 | 0.7592 | 0
[15 empty] | 2014-01-27 | 633:00 | -0.062784 | 0.11282 | 0.92927 | 0.021176 | 1.2506 | 1.2506 | 1.0073 | 3.2609 | 3.85
[15 empty] | 2014-01-27 | 633:30 | -0.048909 | 0.11103 | 1.1276 | 0.1342 | 1.6549 | 1.6549 | 2.3339 | 7.5554 | 8.79
[15 empty] | 2014-01-27 | 634:00 | -0.034311 | 0.10732 | 1.2541 | 0.23808 | 1.9565 | 1.9565 | 3.8569 | 12.4857 | 14.26
[15 empty] | 2014-01-27 | 634:30 | -0.019204 | 0.10177 | 1.3008 | 0.32574 | 2.1364 | 2.1364 | 5.0218 | 16.2566 | 17.92
[15 empty] | 2014-01-27 | 635:00 | -0.0038131 | 0.09446 | 1.2648 | 0.3912 | 2.1833 | 2.1833 | 5.3595 | 17.3498 | 19.17
[15 empty] | 2014-01-27 | 635:30 | 0.011634 | 0.085529 | 1.1482 | 0.43 | 2.0942 | 2.0942 | 4.7301 | 15.3123 | 16.72
[15 empty] | 2014-01-27 | 636:00 | 0.02691 | 0.075125 | 0.95859 | 0.43949 | 1.8751 | 1.8751 | 3.3955 | 10.992 | 12.38
[15 empty] | 2014-01-27 | 636:30 | 0.041786 | 0.063429 | 0.70795 | 0.41903 | 1.5403 | 1.5403 | 1.8818 | 6.0919 | 6.59
[15 empty] | 2014-01-27 | 637:00 | 0.056044 | 0.050641 | 0.41227 | 0.37002 | 1.1112 | 1.1112 | 0.70665 | 2.2876 | 2.5
[15 empty] | 2014-01-27 | 637:30 | 0.069472 | 0.036981 | 0.090342 | 0.29579 | 0.61573 | 0.61573 | 0.12022 | 0.38919 | 0
[15 empty] | 2014-01-27 | 638:00 | 0.081871 | 0.022685 | -0.23733 | 0.20141 | 0.085788 | 0.085788 | 0.00032515 | 0.0010526 | 0
[15 empty] | 2014-01-27 | 638:30 | 0.093058 | 0.0079991 | -0.5499 | 0.093294 | -0.44444 | 0.44444 | 0.045211 | 0.14636 | 0
[15 empty] | 2014-01-27 | 639:00 | 0.10287 | -0.006825 | -0.82748 | -0.021176 | -0.94076 | 0.94076 | 0.42879 | 1.3881 | 0
[15 empty] | 2014-01-27 | 639:30 | 0.11115 | -0.021532 | -1.0524 | -0.1342 | -1.3712 | 1.3712 | 1.3278 | 4.2982 | 5
[15 empty] | 2014-01-27 | 640:00 | 0.11779 | -0.035868 | -1.2103 | -0.23808 | -1.7081 | 1.7081 | 2.5666 | 8.3085 | 10
[15 empty] | 2014-01-27 | 640:30 | 0.12269 | -0.049586 | -1.2912 | -0.32574 | -1.9298 | 1.9298 | 3.7015 | 11.9823 | 13.4
[15 empty] | 2014-01-27 | 641:00 | 0.12576 | -0.062452 | -1.29 | -0.3912 | -2.0223 | 2.0223 | 4.2594 | 13.7887 | 15.57
[15 empty] | 2014-01-27 | 641:30 | 0.12698 | -0.074242 | -1.2066 | -0.43 | -1.9798 | 1.9798 | 3.9966 | 12.9378 | 14.26
[15 empty] | 2014-01-27 | 642:00 | 0.12631 | -0.084755 | -1.0465 | -0.43949 | -1.8055 | 1.8055 | 3.031 | 9.8119 | 11.42
[15 empty] | 2014-01-27 | 642:30 | 0.12378 | -0.093809 | -0.8197 | -0.41903 | -1.511 | 1.511 | 1.7765 | 5.7509 | 6.59
[15 empty] | 2014-01-27 | 643:00 | 0.11941 | -0.10125 | -0.54079 | -0.37002 | -1.1158 | 1.1158 | 0.71544 | 2.316 | 2.5
[15 empty] | 2014-01-27 | 643:30 | 0.11327 | -0.10695 | -0.22745 | -0.29579 | -0.64615 | 0.64615 | 0.13893 | 0.44975 | 0
[15 empty] | 2014-01-27 | 644:00 | 0.10546 | -0.1108 | 0.10035 | -0.20141 | -0.13299 | 0.13299 | 0.0012114 | 0.0039216 | 0
[15 empty] | 2014-01-27 | 644:30 | 0.096084 | -0.11275 | 0.42178 | -0.093294 | 0.38977 | 0.38977 | 0.030495 | 0.098718 | 0
[15 empty] | 2014-01-27 | 645:00 | 0.085285 | -0.11276 | 0.71636 | 0.021176 | 0.88757 | 0.88757 | 0.36009 | 1.1657 | 0
[15 empty] | 2014-01-27 | 645:30 | 0.073223 | -0.11083 | 0.96534 | 0.1342 | 1.3274 | 1.3274 | 1.2046 | 3.8995 | 4.31
[15 empty] | 2014-01-27 | 646:00 | 0.060077 | -0.10699 | 1.1529 | 0.23808 | 1.6801 | 1.6801 | 2.4423 | 7.9063 | 8.79
[15 empty] | 2014-01-27 | 646:30 | 0.046041 | -0.10131 | 1.2671 | 0.32574 | 1.9219 | 1.9219 | 3.6562 | 11.8357 | 13.4
[15 empty] | 2014-01-27 | 647:00 | 0.031323 | -0.093886 | 1.3006 | 0.3912 | 2.0366 | 2.0366 | 4.3502 | 14.0824 | 15.57
[15 empty] | 2014-01-27 | 647:30 | 0.016141 | -0.084846 | 1.2514 | 0.43 | 2.0159 | 2.0159 | 4.2188 | 13.657 | 15.57
[15 empty] | 2014-01-28 | 648:00 | 0.00072083 | -0.074346 | 1.1225 | 0.43949 | 1.8605 | 1.8605 | 3.3165 | 10.7363 | 12.38
[15 empty] | 2014-01-28 | 648:30 | -0.014711 | -0.062567 | 0.92221 | 0.41903 | 1.58 | 1.58 | 2.0312 | 6.5753 | 7.28
[15 empty] | 2014-01-28 | 649:00 | -0.029924 | -0.049711 | 0.66321 | 0.37002 | 1.192 | 1.192 | 0.87223 | 2.8236 | 3.08
[15 empty] | 2014-01-28 | 649:30 | -0.044694 | -0.035999 | 0.362 | 0.29579 | 0.72138 | 0.72138 | 0.19333 | 0.62584 | 0
[15 empty] | 2014-01-28 | 650:00 | -0.058803 | -0.021667 | 0.037756 | 0.20141 | 0.19836 | 0.19836 | 0.0040197 | 0.013013 | 0
[15 empty] | 2014-01-28 | 650:30 | -0.07204 | -0.0069629 | -0.28889 | 0.093294 | -0.34325 | 0.34325 | 0.020828 | 0.067426 | 0
[15 empty] | 2014-01-28 | 651:00 | -0.084211 | 0.0078613 | -0.59716 | -0.021176 | -0.86835 | 0.86835 | 0.33721 | 1.0916 | 0
[15 empty] | 2014-01-28 | 651:30 | -0.095135 | 0.02255 | -0.86742 | -0.1342 | -1.3428 | 1.3428 | 1.2468 | 4.0362 | 4.31
[15 empty] | 2014-01-28 | 652:00 | -0.10465 | 0.036851 | -1.0825 | -0.23808 | -1.7354 | 1.7354 | 2.6918 | 8.7139 | 10
[15 empty] | 2014-01-28 | 652:30 | -0.11262 | 0.050517 | -1.2286 | -0.32574 | -2.0206 | 2.0206 | 4.2486 | 13.7536 | 15.57
[15 empty] | 2014-01-28 | 653:00 | -0.11891 | 0.063315 | -1.2966 | -0.3912 | -2.1793 | 2.1793 | 5.3301 | 17.2546 | 19.17
[15 empty] | 2014-01-28 | 653:30 | -0.12345 | 0.075022 | -1.2821 | -0.43 | -2.2006 | 2.2006 | 5.4883 | 17.7668 | 20
[15 empty] | 2014-01-28 | 654:00 | -0.12616 | 0.085438 | -1.1859 | -0.43949 | -2.0827 | 2.0827 | 4.6523 | 15.0606 | 16.72
[15 empty] | 2014-01-28 | 654:30 | -0.127 | 0.094384 | -1.0143 | -0.41903 | -1.8325 | 1.8325 | 3.1689 | 10.2584 | 11.42
[15 empty] | 2014-01-28 | 655:00 | -0.12596 | 0.10171 | -0.77816 | -0.37002 | -1.4655 | 1.4655 | 1.621 | 5.2477 | 5.75
[15 empty] | 2014-01-28 | 655:30 | -0.12305 | 0.10728 | -0.49247 | -0.29579 | -1.005 | 1.005 | 0.52283 | 1.6925 | 2
[15 empty] | 2014-01-28 | 656:00 | -0.11832 | 0.111 | -0.17544 | -0.20141 | -0.48021 | 0.48021 | 0.057029 | 0.18461 | 0
[15 empty] | 2014-01-28 | 656:30 | -0.11184 | 0.11282 | 0.15275 | -0.093294 | 0.075543 | 0.075543 | 0.00022202 | 0.00071872 | 0
[15 empty] | 2014-01-28 | 657:00 | -0.10371 | 0.11269 | 0.47123 | 0.021176 | 0.62673 | 0.62673 | 0.12678 | 0.41042 | 0
[15 empty] | 2014-01-28 | 657:30 | -0.094033 | 0.11062 | 0.75971 | 0.1342 | 1.1381 | 1.1381 | 0.75924 | 2.4578 | 2.5
[15 empty] | 2014-01-28 | 658:00 | -0.082968 | 0.10665 | 0.99984 | 0.23808 | 1.577 | 1.577 | 2.0198 | 6.5386 | 7.28
[15 empty] | 2014-01-28 | 658:30 | -0.070675 | 0.10085 | 1.1763 | 0.32574 | 1.9153 | 1.9153 | 3.6185 | 11.7139 | 13.4
[15 empty] | 2014-01-28 | 659:00 | -0.057334 | 0.093304 | 1.278 | 0.3912 | 2.1314 | 2.1314 | 4.9868 | 16.1434 | 17.92
[15 empty] | 2014-01-28 | 659:30 | -0.043145 | 0.084157 | 1.2983 | 0.43 | 2.2116 | 2.2116 | 5.5711 | 18.0347 | 20
[15 empty] | 2014-01-28 | 660:00 | -0.028317 | 0.073561 | 1.236 | 0.43949 | 2.1509 | 2.1509 | 5.1246 | 16.5892 | 19.17
[15 empty] | 2014-01-28 | 660:30 | -0.013069 | 0.0617 | 1.095 | 0.41903 | 1.9533 | 1.9533 | 3.8382 | 12.425 | 14.26
[15 empty] | 2014-01-28 | 661:00 | 0.0023719 | 0.048776 | 0.88433 | 0.37002 | 1.6319 | 1.6319 | 2.238 | 7.2449 | 8.01
[15 empty] | 2014-01-28 | 661:30 | 0.017778 | 0.035013 | 0.61738 | 0.29579 | 1.2075 | 1.2075 | 0.90661 | 2.9349 | 3.44
[15 empty] | 2014-01-28 | 662:00 | 0.032921 | 0.020647 | 0.31115 | 0.20141 | 0.70765 | 0.70765 | 0.1825 | 0.59079 | 0
[15 empty] | 2014-01-28 | 662:30 | 0.047576 | 0.0059261 | -0.014892 | 0.093294 | 0.16488 | 0.16488 | 0.0023084 | 0.0074727 | 0
[15 empty] | 2014-01-28 | 663:00 | 0.061526 | -0.0088969 | -0.33998 | -0.021176 | -0.38566 | 0.38566 | 0.029541 | 0.09563 | 0
[15 empty] | 2014-01-28 | 663:30 | 0.074566 | -0.023567 | -0.64343 | -0.1342 | -0.9083 | 0.9083 | 0.38592 | 1.2493 | 0
[15 empty] | 2014-01-28 | 664:00 | 0.086501 | -0.037831 | -0.90594 | -0.23808 | -1.3692 | 1.3692 | 1.3219 | 4.2793 | 5
[15 empty] | 2014-01-28 | 664:30 | 0.097156 | -0.051444 | -1.1108 | -0.32574 | -1.7385 | 1.7385 | 2.7061 | 8.7603 | 10
[15 empty] | 2014-01-28 | 665:00 | 0.10637 | -0.064172 | -1.2449 | -0.3912 | -1.9924 | 1.9924 | 4.0734 | 13.1864 | 14.26
[15 empty] | 2014-01-28 | 665:30 | 0.11401 | -0.075795 | -1.2999 | -0.43 | -2.1146 | 2.1146 | 4.8693 | 15.763 | 17.92
[15 empty] | 2014-01-28 | 666:00 | 0.11996 | -0.086114 | -1.2721 | -0.43949 | -2.0971 | 2.0971 | 4.75 | 15.3766 | 16.72
[15 empty] | 2014-01-28 | 666:30 | 0.12414 | -0.094951 | -1.1633 | -0.41903 | -1.9415 | 1.9415 | 3.7687 | 12.2 | 13.4
[15 empty] | 2014-01-28 | 667:00 | 0.12648 | -0.10215 | -0.98053 | -0.37002 | -1.6578 | 1.6578 | 2.3463 | 7.5956 | 8.79
[15 empty] | 2014-01-28 | 667:30 | 0.12694 | -0.1076 | -0.73533 | -0.29579 | -1.2647 | 1.2647 | 1.0418 | 3.3727 | 3.85
[15 empty] | 2014-01-28 | 668:00 | 0.12552 | -0.11119 | -0.44334 | -0.20141 | -0.78802 | 0.78802 | 0.25201 | 0.81581 | 0
[15 empty] | 2014-01-28 | 668:30 | 0.12225 | -0.11287 | -0.12314 | -0.093294 | -0.25882 | 0.25882 | 0.0089286 | 0.028904 | 0
[15 empty] | 2014-01-28 | 669:00 | 0.11716 | -0.11261 | 0.2049 | 0.021176 | 0.2883 | 0.2883 | 0.01234 | 0.039948 | 0
[15 empty] | 2014-01-28 | 669:30 | 0.11034 | -0.11041 | 0.51991 | 0.1342 | 0.81756 | 0.81756 | 0.28143 | 0.91103 | 0
[15 empty] | 2014-01-28 | 670:00 | 0.10189 | -0.1063 | 0.80182 | 0.23808 | 1.2944 | 1.2944 | 1.1168 | 3.6153 | 3.85
[15 empty] | 2014-01-28 | 670:30 | 0.091927 | -0.10037 | 1.0327 | 0.32574 | 1.6875 | 1.6875 | 2.4748 | 8.0114 | 8.79
[15 empty] | 2014-01-28 | 671:00 | 0.080602 | -0.092715 | 1.1979 | 0.3912 | 1.9712 | 1.9712 | 3.9445 | 12.7692 | 14.26
[15 empty] | 2014-01-28 | 671:30 | 0.068084 | -0.08346 | 1.2868 | 0.43 | 2.1268 | 2.1268 | 4.9541 | 16.0375 | 17.92
[15 empty] | 2014-01-29 | 672:00 | 0.054558 | -0.07277 | 1.2938 | 0.43949 | 2.1439 | 2.1439 | 5.0747 | 16.4279 | 17.92
[15 empty] | 2014-01-29 | 672:30 | 0.040224 | -0.060827 | 1.2185 | 0.41903 | 2.0212 | 2.0212 | 4.2524 | 13.7658 | 15.57
[15 empty] | 2014-01-29 | 673:00 | 0.025294 | -0.047837 | 1.0657 | 0.37002 | 1.7664 | 1.7664 | 2.8386 | 9.189 | 10.5
[15 empty] | 2014-01-29 | 673:30 | 0.0099892 | -0.034024 | 0.84499 | 0.29579 | 1.3959 | 1.3959 | 1.4009 | 4.535 | 5
[15 empty] | 2014-01-29 | 674:00 | -0.0054633 | -0.019625 | 0.57054 | 0.20141 | 0.93357 | 0.93357 | 0.41904 | 1.3565 | 0
[15 empty] | 2014-01-29 | 674:30 | -0.020835 | -0.0048889 | 0.25978 | 0.093294 | 0.40919 | 0.40919 | 0.035284 | 0.11422 | 0
[15 empty] | 2014-01-29 | 675:00 | -0.035898 | 0.0099317 | -0.067515 | -0.021176 | -0.14332 | 0.14332 | 0.0015162 | 0.0049081 | 0
[15 empty] | 2014-01-29 | 675:30 | -0.050429 | 0.024581 | -0.39051 | -0.1342 | -0.68821 | 0.68821 | 0.16787 | 0.54341 | 0
[15 empty] | 2014-01-29 | 676:00 | -0.064214 | 0.038808 | -0.68866 | -0.23808 | -1.1902 | 1.1902 | 0.86826 | 2.8107 | 3.08
[15 empty] | 2014-01-29 | 676:30 | -0.077047 | 0.052367 | -0.94298 | -0.32574 | -1.6167 | 1.6167 | 2.1764 | 7.0454 | 8.01
[15 empty] | 2014-01-29 | 677:00 | -0.08874 | 0.065024 | -1.1373 | -0.3912 | -1.9402 | 1.9402 | 3.7616 | 12.1772 | 13.4
[15 empty] | 2014-01-29 | 677:30 | -0.099118 | 0.076562 | -1.2592 | -0.43 | -2.1397 | 2.1397 | 5.0451 | 16.3319 | 17.92
[15 empty] | 2014-01-29 | 678:00 | -0.10803 | 0.086783 | -1.301 | -0.43949 | -2.2022 | 2.2022 | 5.5 | 17.8045 | 20
[15 empty] | 2014-01-29 | 678:30 | -0.11534 | 0.09551 | -1.26 | -0.41903 | -2.1236 | 2.1236 | 4.9318 | 15.9653 | 17.92
[15 empty] | 2014-01-29 | 679:00 | -0.12094 | 0.10259 | -1.1388 | -0.37002 | -1.909 | 1.909 | 3.5826 | 11.5975 | 13.4
[15 empty] | 2014-01-29 | 679:30 | -0.12475 | 0.10791 | -0.94513 | -0.29579 | -1.5722 | 1.5722 | 2.0014 | 6.4789 | 7.28
[15 empty] | 2014-01-29 | 680:00 | -0.12672 | 0.11137 | -0.69131 | -0.20141 | -1.1351 | 1.1351 | 0.75315 | 2.4381 | 2.5
[15 empty] | 2014-01-29 | 680:30 | -0.12681 | 0.11292 | -0.39349 | -0.093294 | -0.62585 | 0.62585 | 0.12624 | 0.40868 | 0
[15 empty] | 2014-01-29 | 681:00 | -0.12502 | 0.11252 | -0.070635 | 0.021176 | -0.077448 | 0.077448 | 0.00023924 | 0.00077448 | 0
[15 empty] | 2014-01-29 | 681:30 | -0.12137 | 0.11018 | 0.25672 | 0.1342 | 0.47466 | 0.47466 | 0.055074 | 0.17829 | 0
[15 empty] | 2014-01-29 | 682:00 | -0.11594 | 0.10595 | 0.56773 | 0.23808 | 0.99479 | 0.99479 | 0.50699 | 1.6412 | 0
[15 empty] | 2014-01-29 | 682:30 | -0.10878 | 0.099892 | 0.84262 | 0.32574 | 1.4493 | 1.4493 | 1.5679 | 5.0756 | 5.36
[15 empty] | 2014-01-29 | 683:00 | -0.10001 | 0.092117 | 1.0639 | 0.3912 | 1.809 | 1.809 | 3.0486 | 9.8689 | 11.42
[15 empty] | 2014-01-29 | 683:30 | -0.089766 | 0.082757 | 1.2174 | 0.43 | 2.0505 | 2.0505 | 4.4401 | 14.3736 | 16.72
[15 empty] | 2014-01-29 | 684:00 | -0.078188 | 0.071972 | 1.2935 | 0.43949 | 2.1585 | 2.1585 | 5.179 | 16.7654 | 19.17
[15 empty] | 2014-01-29 | 684:30 | -0.065453 | 0.059949 | 1.2873 | 0.41903 | 2.126 | 2.126 | 4.9486 | 16.0196 | 17.92
[15 empty] | 2014-01-29 | 685:00 | -0.051749 | 0.046894 | 1.1991 | 0.37002 | 1.9553 | 1.9553 | 3.8499 | 12.4631 | 14.26
[15 empty] | 2014-01-29 | 685:30 | -0.037278 | 0.033032 | 1.0346 | 0.29579 | 1.6577 | 1.6577 | 2.3459 | 7.5942 | 8.79
[15 empty] | 2014-01-29 | 686:00 | -0.022256 | 0.018602 | 0.80428 | 0.20141 | 1.2525 | 1.2525 | 1.012 | 3.276 | 3.85
[15 empty] | 2014-01-29 | 686:30 | -0.0069032 | 0.0038512 | 0.52277 | 0.093294 | 0.76626 | 0.76626 | 0.23171 | 0.75008 | 0
[15 empty] | 2014-01-29 | 687:00 | 0.0085514 | -0.010966 | 0.20799 | -0.021176 | 0.2305 | 0.2305 | 0.0063067 | 0.020416 | 0
[15 empty] | 2014-01-29 | 687:30 | 0.023879 | -0.025594 | -0.12003 | -0.1342 | -0.31993 | 0.31993 | 0.016865 | 0.054595 | 0
[15 empty] | 2014-01-29 | 688:00 | 0.038854 | -0.039782 | -0.44041 | -0.23808 | -0.84927 | 0.84927 | 0.31546 | 1.0212 | 0
[15 empty] | 2014-01-29 | 688:30 | 0.053252 | -0.053285 | -0.73275 | -0.32574 | -1.3232 | 1.3232 | 1.193 | 3.862 | 4.31
[15 empty] | 2014-01-29 | 689:00 | 0.066863 | -0.065871 | -0.97847 | -0.3912 | -1.7108 | 1.7108 | 2.5789 | 8.3485 | 10
[15 empty] | 2014-01-29 | 689:30 | 0.079483 | -0.077323 | -1.1619 | -0.43 | -1.9872 | 1.9872 | 4.0413 | 13.0826 | 14.26
[15 empty] | 2014-01-29 | 690:00 | 0.090926 | -0.087445 | -1.2714 | -0.43949 | -2.1343 | 2.1343 | 5.0068 | 16.208 | 17.92
[15 empty] | 2014-01-29 | 690:30 | 0.10102 | -0.096061 | -1.3 | -0.41903 | -2.1426 | 2.1426 | 5.0655 | 16.3981 | 17.92
[15 empty] | 2014-01-29 | 691:00 | 0.10962 | -0.10302 | -1.2458 | -0.37002 | -2.0116 | 2.0116 | 4.192 | 13.5704 | 15.57
[15 empty] | 2014-01-29 | 691:30 | 0.1166 | -0.10821 | -1.1124 | -0.29579 | -1.7498 | 1.7498 | 2.759 | 8.9314 | 10
[15 empty] | 2014-01-29 | 692:00 | 0.12185 | -0.11154 | -0.90818 | -0.20141 | -1.3741 | 1.3741 | 1.3362 | 4.3254 | 5
[15 empty] | 2014-01-29 | 692:30 | 0.1253 | -0.11295 | -0.64615 | -0.093294 | -0.90887 | 0.90887 | 0.38664 | 1.2516 | 0
[15 empty] | 2014-01-29 | 693:00 | 0.12689 | -0.11242 | -0.343 | 0.021176 | -0.38418 | 0.38418 | 0.029203 | 0.094536 | 0
[15 empty] | 2014-01-29 | 693:30 | 0.1266 | -0.10994 | -0.018015 | 0.1342 | 0.16605 | 0.16605 | 0.002358 | 0.0076332 | 0
[15 empty] | 2014-01-29 | 694:00 | 0.12443 | -0.10558 | 0.30811 | 0.23808 | 0.70631 | 0.70631 | 0.18147 | 0.58744 | 0
[15 empty] | 2014-01-29 | 694:30 | 0.12043 | -0.099402 | 0.61463 | 0.32574 | 1.2017 | 1.2017 | 0.89381 | 2.8934 | 3.44
[15 empty] | 2014-01-29 | 695:00 | 0.11464 | -0.091512 | 0.88203 | 0.3912 | 1.6204 | 1.6204 | 2.1914 | 7.0938 | 8.01
[15 empty] | 2014-01-29 | 695:30 | 0.10715 | -0.082046 | 1.0933 | 0.43 | 1.9355 | 1.9355 | 3.7341 | 12.0881 | 13.4
[15 empty] | 2014-01-30 | 696:00 | 0.098078 | -0.071169 | 1.235 | 0.43949 | 2.1267 | 2.1267 | 4.9539 | 16.0368 | 17.92
[15 empty] | 2014-01-30 | 696:30 | 0.087551 | -0.059066 | 1.2981 | 0.41903 | 2.182 | 2.182 | 5.3502 | 17.3198 | 19.17
[15 empty] | 2014-01-30 | 697:00 | 0.075728 | -0.045948 | 1.2786 | 0.37002 | 2.098 | 2.098 | 4.7555 | 15.3946 | 16.72
[15 empty] | 2014-01-30 | 697:30 | 0.062784 | -0.032038 | 1.1777 | 0.29579 | 1.8803 | 1.8803 | 3.4235 | 11.0825 | 12.38
[15 empty] | 2014-01-30 | 698:00 | 0.048909 | -0.017577 | 1.0018 | 0.20141 | 1.5432 | 1.5432 | 1.8927 | 6.1272 | 6.59
[15 empty] | 2014-01-30 | 698:30 | 0.034311 | -0.0028132 | 0.76224 | 0.093294 | 1.1088 | 1.1088 | 0.70203 | 2.2726 | 2.5
[15 empty] | 2014-01-30 | 699:00 | 0.019204 | 0.011999 | 0.47414 | -0.021176 | 0.6052 | 0.6052 | 0.11416 | 0.36956 | 0
[15 empty] | 2014-01-30 | 699:30 | 0.0038131 | 0.026604 | 0.15586 | -0.1342 | 0.065087 | 0.065087 | 0.000142 | 0.00045969 | 0
[15 empty] | 2014-01-30 | 700:00 | -0.011634 | 0.040752 | -0.17234 | -0.23808 | -0.47664 | 0.47664 | 0.055767 | 0.18053 | 0
[15 empty] | 2014-01-30 | 700:30 | -0.02691 | 0.054198 | -0.48958 | -0.32574 | -0.98503 | 0.98503 | 0.49222 | 1.5934 | 0
[15 empty] | 2014-01-30 | 701:00 | -0.041786 | 0.066712 | -0.77565 | -0.3912 | -1.4274 | 1.4274 | 1.4978 | 4.8486 | 5.36
[15 empty] | 2014-01-30 | 701:30 | -0.056044 | 0.078077 | -1.0124 | -0.43 | -1.7754 | 1.7754 | 2.882 | 9.3297 | 10.5
[15 empty] | 2014-01-30 | 702:00 | -0.069472 | 0.088099 | -1.1846 | -0.43949 | -2.0069 | 2.0069 | 4.1627 | 13.4755 | 15.57
[15 empty] | 2014-01-30 | 702:30 | -0.081871 | 0.096604 | -1.2815 | -0.41903 | -2.1073 | 2.1073 | 4.8193 | 15.601 | 17.92
[15 empty] | 2014-01-30 | 703:00 | -0.093058 | 0.10345 | -1.2969 | -0.37002 | -2.0706 | 2.0706 | 4.572 | 14.8006 | 16.72
[15 empty] | 2014-01-30 | 703:30 | -0.10287 | 0.10851 | -1.2297 | -0.29579 | -1.8998 | 1.8998 | 3.5311 | 11.4308 | 12.38
[15 empty] | 2014-01-30 | 704:00 | -0.11115 | 0.1117 | -1.0842 | -0.20141 | -1.6063 | 1.6063 | 2.1345 | 6.9099 | 8.01
[15 empty] | 2014-01-30 | 704:30 | -0.11779 | 0.11298 | -0.86974 | -0.093294 | -1.2098 | 1.2098 | 0.91193 | 2.9521 | 3.44
[15 empty] | 2014-01-30 | 705:00 | -0.12269 | 0.1123 | -0.59993 | 0.021176 | -0.73642 | 0.73642 | 0.20568 | 0.66581 | 0
[15 empty] | 2014-01-30 | 705:30 | -0.12576 | 0.1097 | -0.29194 | 0.1342 | -0.21725 | 0.21725 | 0.0052806 | 0.017094 | 0
[15 empty] | 2014-01-30 | 706:00 | -0.12698 | 0.10521 | 0.034633 | 0.23808 | 0.31368 | 0.31368 | 0.015896 | 0.051457 | 0
[15 empty] | 2014-01-30 | 706:30 | -0.12631 | 0.098904 | 0.359 | 0.32574 | 0.82166 | 0.82166 | 0.28569 | 0.92482 | 0
[15 empty] | 2014-01-30 | 707:00 | -0.12378 | 0.090899 | 0.66052 | 0.3912 | 1.2735 | 1.2735 | 1.0638 | 3.4437 | 3.85
[15 empty] | 2014-01-30 | 707:30 | -0.11941 | 0.081329 | 0.92 | 0.43 | 1.6399 | 1.6399 | 2.2712 | 7.3524 | 8.01
[15 empty] | 2014-01-30 | 708:00 | -0.11327 | 0.070359 | 1.1209 | 0.43949 | 1.8969 | 1.8969 | 3.5151 | 11.379 | 12.38
[15 empty] | 2014-01-30 | 708:30 | -0.10546 | 0.058179 | 1.2505 | 0.41903 | 2.0279 | 2.0279 | 4.2946 | 13.9024 | 15.57
[15 empty] | 2014-01-30 | 709:00 | -0.096084 | 0.044997 | 1.3005 | 0.37002 | 2.0243 | 2.0243 | 4.2723 | 13.8303 | 15.57
[15 empty] | 2014-01-30 | 709:30 | -0.085285 | 0.031041 | 1.2678 | 0.29579 | 1.8867 | 1.8867 | 3.4585 | 11.196 | 12.38
[15 empty] | 2014-01-30 | 710:00 | -0.073223 | 0.01655 | 1.1543 | 0.20141 | 1.6238 | 1.6238 | 2.2052 | 7.1385 | 8.01
[15 empty] | 2014-01-30 | 710:30 | -0.060077 | 0.001775 | 0.96744 | 0.093294 | 1.253 | 1.253 | 1.0132 | 3.2799 | 3.85
[15 empty] | 2014-01-30 | 711:00 | -0.046041 | -0.013031 | 0.71896 | -0.021176 | 0.79839 | 0.79839 | 0.26209 | 0.84844 | 0
[15 empty] | 2014-01-30 | 711:30 | -0.031323 | -0.027612 | 0.42473 | -0.1342 | 0.28949 | 0.28949 | 0.012494 | 0.040446 | 0
[15 empty] | 2014-01-30 | 712:00 | -0.016141 | -0.041719 | 0.10347 | -0.23808 | -0.2406 | 0.2406 | 0.0071725 | 0.023219 | 0
[15 empty] | 2014-01-30 | 712:30 | -0.00072083 | -0.055107 | -0.22438 | -0.32574 | -0.75743 | 0.75743 | 0.22379 | 0.72445 | 0
[15 empty] | 2014-01-30 | 713:00 | 0.014711 | -0.067547 | -0.53794 | -0.3912 | -1.2275 | 1.2275 | 0.95245 | 3.0833 | 3.44
[15 empty] | 2014-01-30 | 713:30 | 0.029924 | -0.078824 | -0.81728 | -0.43 | -1.6202 | 1.6202 | 2.1904 | 7.0908 | 8.01
[15 empty] | 2014-01-30 | 714:00 | 0.044694 | -0.088745 | -1.0446 | -0.43949 | -1.9102 | 1.9102 | 3.5894 | 11.6196 | 13.4
[15 empty] | 2014-01-30 | 714:30 | 0.058803 | -0.097139 | -1.2054 | -0.41903 | -2.0785 | 2.0785 | 4.6244 | 14.9703 | 16.72
[15 empty] | 2014-01-30 | 715:00 | 0.07204 | -0.10386 | -1.2896 | -0.37002 | -2.1142 | 2.1142 | 4.8671 | 15.7559 | 17.92
[15 empty] | 2014-01-30 | 715:30 | 0.084211 | -0.10879 | -1.2916 | -0.29579 | -2.015 | 2.015 | 4.2133 | 13.6393 | 15.57
[15 empty] | 2014-01-30 | 716:00 | 0.095135 | -0.11186 | -1.2115 | -0.20141 | -1.787 | 1.787 | 2.9388 | 9.5136 | 10.5
[15 empty] | 2014-01-30 | 716:30 | 0.10465 | -0.11299 | -1.0542 | -0.093294 | -1.4448 | 1.4448 | 1.5533 | 5.0283 | 5.36
[15 empty] | 2014-01-30 | 717:00 | 0.11262 | -0.11219 | -0.82988 | 0.021176 | -1.0103 | 1.0103 | 0.53115 | 1.7194 | 2
[15 empty] | 2014-01-30 | 717:30 | 0.11891 | -0.10945 | -0.55273 | 0.1342 | -0.51133 | 0.51133 | 0.06885 | 0.22288 | 0
[15 empty] | 2014-01-30 | 718:00 | 0.12345 | -0.10482 | -0.2404 | 0.23808 | 0.020383 | 0.020383 | 4.3611e-06 | 1.4118e-05 | 0
[15 empty] | 2014-01-30 | 718:30 | 0.12616 | -0.098398 | 0.087225 | 0.32574 | 0.55091 | 0.55091 | 0.086107 | 0.27875 | 0
[15 empty] | 2014-01-30 | 719:00 | 0.127 | -0.090278 | 0.4093 | 0.3912 | 1.0465 | 1.0465 | 0.59028 | 1.9108 | 2
[15 empty] | 2014-01-30 | 719:30 | 0.12596 | -0.080604 | 0.70533 | 0.43 | 1.4758 | 1.4758 | 1.6555 | 5.3592 | 5.75
[15 empty] | 2014-01-31 | 720:00 | 0.12305 | -0.069544 | 0.95647 | 0.43949 | 1.8118 | 1.8118 | 3.0631 | 9.9159 | 11.42
[15 empty] | 2014-01-31 | 720:30 | 0.11832 | -0.057286 | 1.1467 | 0.41903 | 2.0335 | 2.0335 | 4.3306 | 14.019 | 15.57
[15 empty] | 2014-01-31 | 721:00 | 0.11184 | -0.044042 | 1.264 | 0.37002 | 2.1273 | 2.1273 | 4.9579 | 16.0498 | 17.92
[15 empty] | 2014-01-31 | 721:30 | 0.10371 | -0.030041 | 1.3009 | 0.29579 | 2.0879 | 2.0879 | 4.6875 | 15.1745 | 16.72
[15 empty] | 2014-01-31 | 722:00 | 0.094033 | -0.015522 | 1.2549 | 0.20141 | 1.9186 | 1.9186 | 3.6369 | 11.7734 | 13.4
[15 empty] | 2014-01-31 | 722:30 | 0.082968 | -0.00073663 | 1.1291 | 0.093294 | 1.6308 | 1.6308 | 2.2336 | 7.2307 | 8.01
[15 empty] | 2014-01-31 | 723:00 | 0.070675 | 0.014062 | 0.93145 | -0.021176 | 1.2438 | 1.2438 | 0.99087 | 3.2077 | 3.44
[15 empty] | 2014-01-31 | 723:30 | 0.057334 | 0.028618 | 0.6745 | -0.1342 | 0.78281 | 0.78281 | 0.24705 | 0.79974 | 0
[15 empty] | 2014-01-31 | 724:00 | 0.043145 | 0.042682 | 0.37463 | -0.23808 | 0.27796 | 0.27796 | 0.01106 | 0.035804 | 0
[15 empty] | 2014-01-31 | 724:30 | 0.028317 | 0.056011 | 0.050911 | -0.32574 | -0.23813 | 0.23813 | 0.0069539 | 0.022511 | 0
[15 empty] | 2014-01-31 | 725:00 | 0.013069 | 0.068377 | -0.27604 | -0.3912 | -0.73225 | 0.73225 | 0.2022 | 0.65456 | 0
[15 empty] | 2014-01-31 | 725:30 | -0.0023719 | 0.079565 | -0.58543 | -0.43 | -1.1728 | 1.1728 | 0.83075 | 2.6893 | 3.08
[15 empty] | 2014-01-31 | 726:00 | -0.017778 | 0.089384 | -0.85756 | -0.43949 | -1.5318 | 1.5318 | 1.8511 | 5.9922 | 6.59
[15 empty] | 2014-01-31 | 726:30 | -0.032921 | 0.097665 | -1.0751 | -0.41903 | -1.7868 | 1.7868 | 2.9377 | 9.5098 | 10.5
[15 empty] | 2014-01-31 | 727:00 | -0.047576 | 0.10427 | -1.2242 | -0.37002 | -1.922 | 1.922 | 3.6564 | 11.8364 | 13.4
[15 empty] | 2014-01-31 | 727:30 | -0.061526 | 0.10907 | -1.2955 | -0.29579 | -1.9296 | 1.9296 | 3.7003 | 11.9787 | 13.4
[15 empty] | 2014-01-31 | 728:00 | -0.074566 | 0.112 | -1.2842 | -0.20141 | -1.8103 | 1.8103 | 3.0552 | 9.8902 | 11.42
[15 empty] | 2014-01-31 | 728:30 | -0.086501 | 0.113 | -1.1913 | -0.093294 | -1.5726 | 1.5726 | 2.0029 | 6.4838 | 7.28
[15 empty] | 2014-01-31 | 729:00 | -0.097156 | 0.11206 | -1.0225 | 0.021176 | -1.233 | 1.233 | 0.96548 | 3.1254 | 3.44
[15 empty] | 2014-01-31 | 729:30 | -0.10637 | 0.10918 | -0.78866 | 0.1342 | -0.81456 | 0.81456 | 0.27834 | 0.90105 | 0
[15 empty] | 2014-01-31 | 730:00 | -0.11401 | 0.10443 | -0.50463 | 0.23808 | -0.34515 | 0.34515 | 0.021176 | 0.06855 | 0
[15 empty] | 2014-01-31 | 730:30 | -0.11996 | 0.097883 | -0.18847 | 0.32574 | 0.14398 | 0.14398 | 0.0015372 | 0.0049764 | 0
[15 empty] | 2014-01-31 | 731:00 | -0.12414 | 0.08965 | 0.13967 | 0.3912 | 0.62048 | 0.62048 | 0.12302 | 0.39825 | 0
[15 empty] | 2014-01-31 | 731:30 | -0.12648 | 0.079873 | 0.45893 | 0.43 | 1.0529 | 1.0529 | 0.60114 | 1.946 | 2.28
[15 empty] | 2014-01-31 | 732:00 | -0.12694 | 0.068722 | 0.74898 | 0.43949 | 1.4128 | 1.4128 | 1.4523 | 4.7015 | 5.36
[15 empty] | 2014-01-31 | 732:30 | -0.12552 | 0.056388 | 0.99137 | 0.41903 | 1.6766 | 1.6766 | 2.4271 | 7.857 | 8.79
[15 empty] | 2014-01-31 | 733:00 | -0.12225 | 0.043084 | 1.1707 | 0.37002 | 1.8269 | 1.8269 | 3.1402 | 10.1653 | 11.42
[15 empty] | 2014-01-31 | 733:30 | -0.11716 | 0.029039 | 1.2755 | 0.29579 | 1.8539 | 1.8539 | 3.2815 | 10.6227 | 12.38
[15 empty] | 2014-01-31 | 734:00 | -0.11034 | 0.014493 | 1.2991 | 0.20141 | 1.7558 | 1.7558 | 2.7875 | 9.0238 | 10.5
[15 empty] | 2014-01-31 | 734:30 | -0.10189 | -0.00030181 | 1.24 | 0.093294 | 1.5389 | 1.5389 | 1.8769 | 6.0758 | 6.59
[15 empty] | 2014-01-31 | 735:00 | -0.091927 | -0.015092 | 1.102 | -0.021176 | 1.2173 | 1.2173 | 0.92899 | 3.0073 | 3.44
[15 empty] | 2014-01-31 | 735:30 | -0.080602 | -0.029621 | 0.89394 | -0.1342 | 0.81189 | 0.81189 | 0.27561 | 0.8922 | 0
[15 empty] | 2014-01-31 | 736:00 | -0.068084 | -0.043642 | 0.62894 | -0.23808 | 0.34891 | 0.34891 | 0.021875 | 0.070812 | 0
[15 empty] | 2014-01-31 | 736:30 | -0.054558 | -0.056911 | 0.32391 | -0.32574 | -0.14162 | 0.14162 | 0.0014629 | 0.0047356 | 0
[15 empty] | 2014-01-31 | 737:00 | -0.040224 | -0.0692 | -0.001729 | -0.3912 | -0.62794 | 0.62794 | 0.12751 | 0.41279 | 0
[15 empty] | 2014-01-31 | 737:30 | -0.025294 | -0.080299 | -0.32726 | -0.43 | -1.0786 | 1.0786 | 0.64616 | 2.0917 | 2.28
[15 empty] | 2014-01-31 | 738:00 | -0.0099892 | -0.090016 | -0.63196 | -0.43949 | -1.4643 | 1.4643 | 1.617 | 5.2346 | 5.75
[15 empty] | 2014-01-31 | 738:30 | 0.0054633 | -0.098183 | -0.89644 | -0.41903 | -1.7602 | 1.7602 | 2.8089 | 9.0928 | 10.5
[15 empty] | 2014-01-31 | 739:00 | 0.020835 | -0.10466 | -1.1039 | -0.37002 | -1.9472 | 1.9472 | 3.802 | 12.3078 | 13.4
[15 empty] | 2014-01-31 | 739:30 | 0.035898 | -0.10934 | -1.2411 | -0.29579 | -2.0129 | 2.0129 | 4.2 | 13.5963 | 15.57
[15 empty] | 2014-01-31 | 740:00 | 0.050429 | -0.11213 | -1.2993 | -0.20141 | -1.953 | 1.953 | 3.836 | 12.4181 | 14.26
[15 empty] | 2014-01-31 | 740:30 | 0.064214 | -0.113 | -1.2748 | -0.093294 | -1.7711 | 1.7711 | 2.8609 | 9.2613 | 10.5
[15 empty] | 2014-01-31 | 741:00 | 0.077047 | -0.11192 | -1.1692 | 0.021176 | -1.4786 | 1.4786 | 1.6646 | 5.3888 | 5.75
[15 empty] | 2014-01-31 | 741:30 | 0.08874 | -0.10891 | -0.98913 | 0.1342 | -1.0939 | 1.0939 | 0.67407 | 2.1821 | 2.28
[15 empty] | 2014-01-31 | 742:00 | 0.099118 | -0.10403 | -0.74615 | 0.23808 | -0.64123 | 0.64123 | 0.13578 | 0.43956 | 0
[15 empty] | 2014-01-31 | 742:30 | 0.10803 | -0.09736 | -0.4557 | 0.32574 | -0.14911 | 0.14911 | 0.0017073 | 0.0055268 | 0
[15 empty] | 2014-01-31 | 743:00 | 0.11534 | -0.089014 | -0.13624 | 0.3912 | 0.35161 | 0.35161 | 0.022387 | 0.072471 | 0
[15 empty] | 2014-01-31 | 743:30 | 0.12094 | -0.079135 | 0.19189 | 0.43 | 0.82962 | 0.82962 | 0.29407 | 0.95196 | 0
[22 empty] | 1.0797 | 1.2409 |  | 4.2547
204.2277